## LLL_max_6
name | pf_ikss_from_ka | pf_ikss_to_ka | pf_ip_from_ka | pf_ip_to_ka | pf_skss_from_mw | pf_skss_to_mw | pf_p_from_mw | pf_p_to_mw | pf_q_from_mvar | pf_q_to_mvar | pf_ikss_from_degree | pf_ikss_to_degree | pf_vm_from_pu | pf_vm_to_pu | pf_va_from_degree | pf_va_to_degree
Line0_1_2 | 2.0984 | 2.0984 | 0 | 0 | 1.4538 | 1.4538 | 0.57408 | -0.44199 | 1.1307 | -0.86654 | -66.6833 | 113.3167 | 0.87228 | 0.66911 | -3.6008 | -3.7078
Line10_11_12 | 0.10691 | 0.10691 | 0 | 0 | 0.074071 | 0.074071 | -0.042205 | 0.042548 | -0.050876 | 0.051562 | 126.3857 | -53.6143 | 0.89243 | 0.90252 | -3.2922 | -3.1431
Line11_12_13 | 0.10691 | 0.10691 | 0 | 0 | 0.074071 | 0.074071 | -0.042548 | 0.042891 | -0.051562 | 0.052248 | 126.3857 | -53.6143 | 0.90252 | 0.91261 | -3.1431 | -2.9973
Line12_13_15 | 0 | 0 | 0 | 0 | 0 | 0 | 0 | 0 | 0 | 0 | 0 | 0 | 0.91261 | 0.91261 | -2.9973 | -2.9973
Line13_13_14 | 0.10691 | 0.10691 | 0 | 0 | 0.074071 | 0.074071 | -0.042891 | 0.043234 | -0.052248 | 0.052933 | 126.3857 | -53.6143 | 0.91261 | 0.9227 | -2.9973 | -2.8547
Line14_15_16 | 0 | 0 | 0 | 0 | 0 | 0 | 0 | 0 | 0 | 0 | 0 | 0 | 0.91261 | 0.91261 | -2.9973 | -2.9973
Line15_16_17 | 0 | 0 | 0 | 0 | 0 | 0 | 0 | 0 | 0 | 0 | 0 | 0 | 0.91261 | 0.91261 | -2.9973 | -2.9973
Line16_4_18 | 0 | 0 | 0 | 0 | 0 | 0 | 0 | 0 | 0 | 0 | 0 | 0 | 0.88527 | 0.88527 | -3.4312 | -3.4312
Line17_5_19 | 0 | 0 | 0 | 0 | 0 | 0 | 0 | 0 | 0 | 0 | 0 | 0 | 0.87228 | 0.87228 | -3.6008 | -3.6008
Line1_1_3 | 0.10691 | 0.10691 | 0 | 0 | 0.074071 | 0.074071 | -0.041519 | 0.041862 | -0.049504 | 0.05019 | 126.3857 | -53.6143 | 0.87228 | 0.88235 | -3.6008 | -3.4447
Line2_1_4 | 0.1368 | 0.1368 | 0 | 0 | 0.09478 | 0.09478 | -0.050866 | 0.051427 | -0.065175 | 0.066298 | 124.3695 | -55.6305 | 0.87228 | 0.88527 | -3.6008 | -3.4312
Line3_1_5 | 0 | 0 | 0 | 0 | 0 | 0 | 0 | 0 | 0 | 0 | 0 | 0 | 0.87228 | 0.87228 | -3.6008 | -3.6008
Line4_2_6 | 2.0984 | 2.0984 | 0 | 0 | 1.4538 | 1.4538 | 0.44199 | -0.30989 | 0.86654 | -0.60235 | -66.6833 | 113.3167 | 0.66911 | 0.46595 | -3.7078 | -3.9081
Line5_6_7 | 2.0984 | 2.0984 | 0 | 0 | 1.4538 | 1.4538 | 0.30989 | -0.1778 | 0.60235 | -0.33816 | -66.6833 | 113.3167 | 0.46595 | 0.2628 | -3.9081 | -4.4181
Line6_7_8 | 2.7142 | 2.7142 | 0 | 5.0406 | 1.8805 | 1.8805 | 0.22101 | -1e-07 | 0.44201 | -1e-07 | -67.853 | 112.147 | 0.2628 | 0 | -4.4181 | 0
Line7_8_9 | 0 | 0 | 0 | 0 | 0 | 0 | 6.1038e-22 | 0 | 3.0861e-22 | 0 | 0 | 0 | 0 | 0 | 0 | 0
Line8_8_10 | 0 | 0 | 0 | 0 | 0 | 0 | 6.1038e-22 | 0 | 3.0861e-22 | 0 | 0 | 0 | 0 | 0 | 0 | 0
Line9_3_11 | 0.10691 | 0.10691 | 0 | 0 | 0.074071 | 0.074071 | -0.041862 | 0.042205 | -0.05019 | 0.050876 | 126.3857 | -53.6143 | 0.88235 | 0.89243 | -3.4447 | -3.2922

## LLL_max_10
name | pf_ikss_from_ka | pf_ikss_to_ka | pf_ip_from_ka | pf_ip_to_ka | pf_skss_from_mw | pf_skss_to_mw | pf_p_from_mw | pf_p_to_mw | pf_q_from_mvar | pf_q_to_mvar | pf_ikss_from_degree | pf_ikss_to_degree | pf_vm_from_pu | pf_vm_to_pu | pf_va_from_degree | pf_va_to_degree
Line0_1_2 | 2.1852 | 2.1852 | 0 | 0 | 1.514 | 1.514 | 0.62062 | -0.47737 | 1.2236 | -0.93708 | -66.8463 | 113.1537 | 0.90622 | 0.69464 | -3.7412 | -3.8416
Line10_11_12 | 0.11261 | 0.11261 | 0 | 0 | 0.078019 | 0.078019 | -0.046084 | 0.046464 | -0.055786 | 0.056547 | 126.1287 | -53.8713 | 0.92745 | 0.93808 | -3.4311 | -3.2814
Line11_12_13 | 0.11261 | 0.11261 | 0 | 0 | 0.078019 | 0.078019 | -0.046464 | 0.046845 | -0.056547 | 0.057307 | 126.1287 | -53.8713 | 0.93808 | 0.94871 | -3.2814 | -3.135
Line12_13_15 | 0 | 0 | 0 | 0 | 0 | 0 | 0 | 0 | 0 | 0 | 0 | 0 | 0.94871 | 0.94871 | -3.135 | -3.135
Line13_13_14 | 0.11261 | 0.11261 | 0 | 0 | 0.078019 | 0.078019 | -0.046845 | 0.047225 | -0.057307 | 0.058068 | 126.1287 | -53.8713 | 0.94871 | 0.95935 | -3.135 | -2.9918
Line14_15_16 | 0 | 0 | 0 | 0 | 0 | 0 | 0 | 0 | 0 | 0 | 0 | 0 | 0.94871 | 0.94871 | -3.135 | -3.135
Line15_16_17 | 0 | 0 | 0 | 0 | 0 | 0 | 0 | 0 | 0 | 0 | 0 | 0 | 0.94871 | 0.94871 | -3.135 | -3.135
Line16_4_18 | 0 | 0 | 0 | 0 | 0 | 0 | 0 | 0 | 0 | 0 | 0 | 0 | 0.91977 | 0.91977 | -3.5717 | -3.5717
Line17_5_19 | 0 | 0 | 0 | 0 | 0 | 0 | 0 | 0 | 0 | 0 | 0 | 0 | 0.90622 | 0.90622 | -3.7412 | -3.7412
Line1_1_3 | 0.11261 | 0.11261 | 0 | 0 | 0.078019 | 0.078019 | -0.045323 | 0.045704 | -0.054264 | 0.055025 | 126.1287 | -53.8713 | 0.90622 | 0.91683 | -3.7412 | -3.5843
Line2_1_4 | 0.14275 | 0.14275 | 0 | 0 | 0.098903 | 0.098903 | -0.055075 | 0.055687 | -0.070709 | 0.071932 | 124.1737 | -55.8263 | 0.90622 | 0.91977 | -3.7412 | -3.5717
Line3_1_5 | 0 | 0 | 0 | 0 | 0 | 0 | 0 | 0 | 0 | 0 | 0 | 0 | 0.90622 | 0.90622 | -3.7412 | -3.7412
Line4_2_6 | 2.1852 | 2.1852 | 0 | 0 | 1.514 | 1.514 | 0.47737 | -0.33411 | 0.93708 | -0.65056 | -66.8463 | 113.1537 | 0.69464 | 0.48306 | -3.8416 | -4.03
Line5_6_7 | 2.1852 | 2.1852 | 0 | 0 | 1.514 | 1.514 | 0.33411 | -0.19085 | 0.65056 | -0.36405 | -66.8463 | 113.1537 | 0.48306 | 0.2715 | -4.03 | -4.5121
Line6_7_8 | 2.804 | 2.804 | 0 | 5.2137 | 1.9427 | 1.9427 | 0.23588 | -1e-07 | 0.47176 | -1e-07 | -67.9471 | 112.0529 | 0.2715 | 0 | -4.5121 | 0
Line7_8_9 | 0 | 0 | 0 | 0 | 0 | 0 | 9.3767e-22 | 0 | -1.618e-22 | 0 | 0 | 0 | 0 | 0 | 0 | 0
Line8_8_10 | 0 | 0 | 0 | 0 | 0 | 0 | 9.3767e-22 | 0 | -1.618e-22 | 0 | 0 | 0 | 0 | 0 | 0 | 0
Line9_3_11 | 0.11261 | 0.11261 | 0 | 0 | 0.078019 | 0.078019 | -0.045704 | 0.046084 | -0.055025 | 0.055786 | 126.1287 | -53.8713 | 0.91683 | 0.92745 | -3.5843 | -3.4311

## LLL_max_fault_6
name | pf_ikss_from_ka | pf_ikss_to_ka | pf_ip_from_ka | pf_ip_to_ka | pf_skss_from_mw | pf_skss_to_mw | pf_p_from_mw | pf_p_to_mw | pf_q_from_mvar | pf_q_to_mvar | pf_ikss_from_degree | pf_ikss_to_degree | pf_vm_from_pu | pf_vm_to_pu | pf_va_from_degree | pf_va_to_degree
Line0_1_2 | 0.026206 | 0.026206 | 0 | 0 | 0.018156 | 0.018156 | 0.013684 | -0.013663 | 0.013227 | -0.013185 | -44.1082 | 135.8918 | 1.0482 | 1.0458 | -0.081559 | -0.12775
Line10_11_12 | 0.0013352 | 0.0013352 | 0 | 0 | 0.00092507 | 0.00092507 | -0.00083164 | 0.00083169 | -0.00049901 | 0.00049912 | 148.9608 | -31.0392 | 1.0484 | 1.0485 | -0.073972 | -0.070179
Line11_12_13 | 0.0013352 | 0.0013352 | 0 | 0 | 0.00092507 | 0.00092507 | -0.00083169 | 0.00083174 | -0.00049912 | 0.00049922 | 148.9608 | -31.0392 | 1.0485 | 1.0486 | -0.070179 | -0.066387
Line12_13_15 | 0 | 0 | 0 | 0 | 0 | 0 | 0 | 0 | 0 | 0 | 0 | 0 | 1.0486 | 1.0486 | -0.066387 | -0.066387
Line13_13_14 | 0.0013352 | 0.0013352 | 0 | 0 | 0.00092507 | 0.00092507 | -0.00083174 | 0.0008318 | -0.00049922 | 0.00049933 | 148.9608 | -31.0392 | 1.0486 | 1.0487 | -0.066387 | -0.062596
Line14_15_16 | 0 | 0 | 0 | 0 | 0 | 0 | 0 | 0 | 0 | 0 | 0 | 0 | 1.0486 | 1.0486 | -0.066387 | -0.066387
Line15_16_17 | 0 | 0 | 0 | 0 | 0 | 0 | 0 | 0 | 0 | 0 | 0 | 0 | 1.0486 | 1.0486 | -0.066387 | -0.066387
Line16_4_18 | 0 | 0 | 0 | 0 | 0 | 0 | 0 | 0 | 0 | 0 | 0 | 0 | 1.0483 | 1.0483 | -0.076976 | -0.076976
Line17_5_19 | 0 | 0 | 0 | 0 | 0 | 0 | 0 | 0 | 0 | 0 | 0 | 0 | 1.0482 | 1.0482 | -0.081559 | -0.081559
Line1_1_3 | 0.0013352 | 0.0013352 | 0 | 0 | 0.00092507 | 0.00092507 | -0.00083153 | 0.00083158 | -0.0004988 | 0.0004989 | 148.9608 | -31.0392 | 1.0482 | 1.0483 | -0.081559 | -0.077765
Line2_1_4 | 0.0017085 | 0.0017085 | 0 | 0 | 0.0011837 | 0.0011837 | -0.0010409 | 0.001041 | -0.00067529 | 0.00067546 | 146.9447 | -33.0553 | 1.0482 | 1.0483 | -0.081559 | -0.076976
Line3_1_5 | 0 | 0 | 0 | 0 | 0 | 0 | 0 | 0 | 0 | 0 | 0 | 0 | 1.0482 | 1.0482 | -0.081559 | -0.081559
Line4_2_6 | 0.026206 | 0.026206 | 0 | 0 | 0.018156 | 0.018156 | 0.013663 | -0.013643 | 0.013185 | -0.013144 | -44.1082 | 135.8918 | 1.0458 | 1.0434 | -0.12775 | -0.17416
Line5_6_7 | 0.026206 | 0.026206 | 0 | 0 | 0.018156 | 0.018156 | 0.013643 | -0.013622 | 0.013144 | -0.013103 | -44.1082 | 135.8918 | 1.0434 | 1.041 | -0.17416 | -0.22078
Line6_7_8 | 0.033898 | 0.033898 | 0 | 0.062953 | 0.023485 | 0.023485 | 0.01727 | -0.017236 | 0.017305 | -0.017236 | -45.2779 | 134.7221 | 1.041 | 1.0379 | -0.22078 | -0.27791
Line7_8_9 | 0 | 0 | 0 | 0 | 0 | 0 | -1.3796e-10 | 0 | 5.8145e-11 | 0 | 0 | 0 | 1.0379 | 1.0379 | -0.27791 | -0.27791
Line8_8_10 | 0 | 0 | 0 | 0 | 0 | 0 | -1.3796e-10 | 0 | 5.8145e-11 | 0 | 0 | 0 | 1.0379 | 1.0379 | -0.27791 | -0.27791
Line9_3_11 | 0.0013352 | 0.0013352 | 0 | 0 | 0.00092507 | 0.00092507 | -0.00083158 | 0.00083164 | -0.0004989 | 0.00049901 | 148.9608 | -31.0392 | 1.0483 | 1.0484 | -0.077765 | -0.073972

## LLL_max_fault_10
name | pf_ikss_from_ka | pf_ikss_to_ka | pf_ip_from_ka | pf_ip_to_ka | pf_skss_from_mw | pf_skss_to_mw | pf_p_from_mw | pf_p_to_mw | pf_q_from_mvar | pf_q_to_mvar | pf_ikss_from_degree | pf_ikss_to_degree | pf_vm_from_pu | pf_vm_to_pu | pf_va_from_degree | pf_va_to_degree
Line0_1_2 | 0.027671 | 0.027671 | 0 | 0 | 0.019171 | 0.019171 | 0.015117 | -0.015094 | 0.014648 | -0.014602 | -44.1821 | 135.8179 | 1.098 | 1.0955 | -0.085884 | -0.13229
Line10_11_12 | 0.0014259 | 0.0014259 | 0 | 0 | 0.00098792 | 0.00098792 | -0.00092874 | 0.0009288 | -0.00056089 | 0.00056101 | 148.7929 | -31.2071 | 1.0982 | 1.0984 | -0.078183 | -0.074334
Line11_12_13 | 0.0014259 | 0.0014259 | 0 | 0 | 0.00098792 | 0.00098792 | -0.0009288 | 0.00092886 | -0.00056101 | 0.00056114 | 148.7929 | -31.2071 | 1.0984 | 1.0985 | -0.074334 | -0.070486
Line12_13_15 | 0 | 0 | 0 | 0 | 0 | 0 | 0 | 0 | 0 | 0 | 0 | 0 | 1.0985 | 1.0985 | -0.070486 | -0.070486
Line13_13_14 | 0.0014259 | 0.0014259 | 0 | 0 | 0.00098792 | 0.00098792 | -0.00092886 | 0.00092892 | -0.00056114 | 0.00056126 | 148.7929 | -31.2071 | 1.0985 | 1.0986 | -0.070486 | -0.066638
Line14_15_16 | 0 | 0 | 0 | 0 | 0 | 0 | 0 | 0 | 0 | 0 | 0 | 0 | 1.0985 | 1.0985 | -0.070486 | -0.070486
Line15_16_17 | 0 | 0 | 0 | 0 | 0 | 0 | 0 | 0 | 0 | 0 | 0 | 0 | 1.0985 | 1.0985 | -0.070486 | -0.070486
Line16_4_18 | 0 | 0 | 0 | 0 | 0 | 0 | 0 | 0 | 0 | 0 | 0 | 0 | 1.0982 | 1.0982 | -0.081269 | -0.081269
Line17_5_19 | 0 | 0 | 0 | 0 | 0 | 0 | 0 | 0 | 0 | 0 | 0 | 0 | 1.098 | 1.098 | -0.085884 | -0.085884
Line1_1_3 | 0.0014259 | 0.0014259 | 0 | 0 | 0.00098792 | 0.00098792 | -0.00092862 | 0.00092868 | -0.00056065 | 0.00056077 | 148.7929 | -31.2071 | 1.098 | 1.0981 | -0.085884 | -0.082033
Line2_1_4 | 0.0018076 | 0.0018076 | 0 | 0 | 0.0012524 | 0.0012524 | -0.0011523 | 0.0011524 | -0.00075047 | 0.00075066 | 146.838 | -33.162 | 1.098 | 1.0982 | -0.085884 | -0.081269
Line3_1_5 | 0 | 0 | 0 | 0 | 0 | 0 | 0 | 0 | 0 | 0 | 0 | 0 | 1.098 | 1.098 | -0.085884 | -0.085884
Line4_2_6 | 0.027671 | 0.027671 | 0 | 0 | 0.019171 | 0.019171 | 0.015094 | -0.015071 | 0.014602 | -0.014556 | -44.1821 | 135.8179 | 1.0955 | 1.0929 | -0.13229 | -0.17891
Line5_6_7 | 0.027671 | 0.027671 | 0 | 0 | 0.019171 | 0.019171 | 0.015071 | -0.015048 | 0.014556 | -0.01451 | -44.1821 | 135.8179 | 1.0929 | 1.0904 | -0.17891 | -0.22574
Line6_7_8 | 0.035506 | 0.035506 | 0 | 0.066019 | 0.0246 | 0.0246 | 0.018948 | -0.018911 | 0.018986 | -0.018911 | -45.2829 | 134.7171 | 1.0904 | 1.0872 | -0.22574 | -0.28286
Line7_8_9 | 0 | 0 | 0 | 0 | 0 | 0 | -1.5339e-10 | 0 | 6.4943e-11 | 0 | 0 | 0 | 1.0872 | 1.0872 | -0.28286 | -0.28286
Line8_8_10 | 0 | 0 | 0 | 0 | 0 | 0 | -1.5339e-10 | 0 | 6.4943e-11 | 0 | 0 | 0 | 1.0872 | 1.0872 | -0.28286 | -0.28286
Line9_3_11 | 0.0014259 | 0.0014259 | 0 | 0 | 0.00098792 | 0.00098792 | -0.00092868 | 0.00092874 | -0.00056077 | 0.00056089 | 148.7929 | -31.2071 | 1.0981 | 1.0982 | -0.082033 | -0.078183

## LLL_min_6
name | pf_ikss_from_ka | pf_ikss_to_ka | pf_ip_from_ka | pf_ip_to_ka | pf_skss_from_mw | pf_skss_to_mw | pf_p_from_mw | pf_p_to_mw | pf_q_from_mvar | pf_q_to_mvar | pf_ikss_from_degree | pf_ikss_to_degree | pf_vm_from_pu | pf_vm_to_pu | pf_va_from_degree | pf_va_to_degree
Line0_1_2 | 1.6785 | 1.6785 | 0 | 0 | 1.1629 | 1.1629 | 0.65062 | -0.48835 | 0.67693 | -0.5079 | -52.8091 | 127.1909 | 0.8074 | 0.6059 | -6.6736 | -6.6848
Line10_11_12 | 0.0028599 | 0.0028599 | 0 | 0 | 0.0019814 | 0.0019814 | -0.0013271 | 0.0013276 | -0.00089578 | 0.00089627 | 139.3175 | -40.6825 | 0.80807 | 0.80841 | -6.6633 | -6.6582
Line11_12_13 | 0.0028599 | 0.0028599 | 0 | 0 | 0.0019814 | 0.0019814 | -0.0013276 | 0.001328 | -0.00089627 | 0.00089676 | 139.3174 | -40.6826 | 0.80841 | 0.80874 | -6.6582 | -6.6531
Line12_13_15 | 0 | 0 | 0 | 0 | 0 | 0 | 0 | 0 | 0 | 0 | 0 | 0 | 0.80874 | 0.80874 | -6.6531 | -6.6531
Line13_13_14 | 0.0028599 | 0.0028599 | 0 | 0 | 0.0019814 | 0.0019814 | -0.001328 | 0.0013285 | -0.00089677 | 0.00089726 | 139.3172 | -40.6828 | 0.80874 | 0.80908 | -6.6531 | -6.648
Line14_15_16 | 0 | 0 | 0 | 0 | 0 | 0 | 0 | 0 | 0 | 0 | 0 | 0 | 0.80874 | 0.80874 | -6.6531 | -6.6531
Line15_16_17 | 0 | 0 | 0 | 0 | 0 | 0 | 0 | 0 | 0 | 0 | 0 | 0 | 0.80874 | 0.80874 | -6.6531 | -6.6531
Line16_4_18 | 0 | 0 | 0 | 0 | 0 | 0 | 0 | 0 | 0 | 0 | 0 | 0 | 0.80774 | 0.80774 | -6.6685 | -6.6685
Line17_5_19 | 0 | 0 | 0 | 0 | 0 | 0 | 0 | 0 | 0 | 0 | 0 | 0 | 0.8074 | 0.8074 | -6.6736 | -6.6736
Line1_1_3 | 0.0028599 | 0.0028599 | 0 | 0 | 0.0019814 | 0.0019814 | -0.0013262 | 0.0013266 | -0.0008948 | 0.00089529 | 139.3176 | -40.6824 | 0.8074 | 0.80774 | -6.6736 | -6.6685
Line2_1_4 | 0.00288 | 0.00288 | 0 | 0 | 0.0019953 | 0.0019953 | -0.0013322 | 0.0013327 | -0.00090585 | 0.00090635 | 139.1129 | -40.8871 | 0.8074 | 0.80774 | -6.6736 | -6.6685
Line3_1_5 | 0 | 0 | 0 | 0 | 0 | 0 | 0 | 0 | 0 | 0 | 0 | 0 | 0.8074 | 0.8074 | -6.6736 | -6.6736
Line4_2_6 | 1.6785 | 1.6785 | 0 | 0 | 1.1629 | 1.1629 | 0.48835 | -0.32607 | 0.5079 | -0.33886 | -52.8091 | 127.1909 | 0.6059 | 0.4044 | -6.6848 | -6.7071
Line5_6_7 | 1.6785 | 1.6785 | 0 | 0 | 1.1629 | 1.1629 | 0.32607 | -0.1638 | 0.33886 | -0.16983 | -52.8091 | 127.1909 | 0.4044 | 0.2029 | -6.7071 | -6.7737
Line6_7_8 | 1.6901 | 1.6901 | 0 | 2.6832 | 1.171 | 1.171 | 0.16454 | -1e-07 | 0.1714 | -1e-07 | -52.9428 | 127.0572 | 0.2029 | 0 | -6.7737 | 0
Line7_8_9 | 0 | 0 | 0 | 0 | 0 | 0 | 6.6827e-22 | 0 | 8.866e-22 | 0 | 0 | 0 | 0 | 0 | 0 | 0
Line8_8_10 | 0 | 0 | 0 | 0 | 0 | 0 | 6.6827e-22 | 0 | 8.866e-22 | 0 | 0 | 0 | 0 | 0 | 0 | 0
Line9_3_11 | 0.0028599 | 0.0028599 | 0 | 0 | 0.0019814 | 0.0019814 | -0.0013266 | 0.0013271 | -0.00089529 | 0.00089578 | 139.3175 | -40.6825 | 0.80774 | 0.80807 | -6.6685 | -6.6633

## LLL_min_10
name | pf_ikss_from_ka | pf_ikss_to_ka | pf_ip_from_ka | pf_ip_to_ka | pf_skss_from_mw | pf_skss_to_mw | pf_p_from_mw | pf_p_to_mw | pf_q_from_mvar | pf_q_to_mvar | pf_ikss_from_degree | pf_ikss_to_degree | pf_vm_from_pu | pf_vm_to_pu | pf_va_from_degree | pf_va_to_degree
Line0_1_2 | 1.5901 | 1.5901 | 0 | 0 | 1.1017 | 1.1017 | 0.58394 | -0.43829 | 0.60755 | -0.45584 | -52.8091 | 127.1909 | 0.76491 | 0.57401 | -6.6736 | -6.6848
Line10_11_12 | 0.0027094 | 0.0027094 | 0 | 0 | 0.0018771 | 0.0018771 | -0.0011911 | 0.0011915 | -0.00080397 | 0.00080441 | 139.3175 | -40.6825 | 0.76554 | 0.76586 | -6.6633 | -6.6582
Line11_12_13 | 0.0027094 | 0.0027094 | 0 | 0 | 0.0018771 | 0.0018771 | -0.0011915 | 0.0011919 | -0.00080441 | 0.00080485 | 139.3174 | -40.6826 | 0.76586 | 0.76618 | -6.6582 | -6.6531
Line12_13_15 | 0 | 0 | 0 | 0 | 0 | 0 | 0 | 0 | 0 | 0 | 0 | 0 | 0.76618 | 0.76618 | -6.6531 | -6.6531
Line13_13_14 | 0.0027094 | 0.0027094 | 0 | 0 | 0.0018771 | 0.0018771 | -0.0011919 | 0.0011923 | -0.00080486 | 0.0008053 | 139.3172 | -40.6828 | 0.76618 | 0.7665 | -6.6531 | -6.648
Line14_15_16 | 0 | 0 | 0 | 0 | 0 | 0 | 0 | 0 | 0 | 0 | 0 | 0 | 0.76618 | 0.76618 | -6.6531 | -6.6531
Line15_16_17 | 0 | 0 | 0 | 0 | 0 | 0 | 0 | 0 | 0 | 0 | 0 | 0 | 0.76618 | 0.76618 | -6.6531 | -6.6531
Line16_4_18 | 0 | 0 | 0 | 0 | 0 | 0 | 0 | 0 | 0 | 0 | 0 | 0 | 0.76523 | 0.76523 | -6.6685 | -6.6685
Line17_5_19 | 0 | 0 | 0 | 0 | 0 | 0 | 0 | 0 | 0 | 0 | 0 | 0 | 0.76491 | 0.76491 | -6.6736 | -6.6736
Line1_1_3 | 0.0027094 | 0.0027094 | 0 | 0 | 0.0018771 | 0.0018771 | -0.0011902 | 0.0011907 | -0.00080309 | 0.00080353 | 139.3176 | -40.6824 | 0.76491 | 0.76522 | -6.6736 | -6.6685
Line2_1_4 | 0.0027284 | 0.0027284 | 0 | 0 | 0.0018903 | 0.0018903 | -0.0011957 | 0.0011961 | -0.00081301 | 0.00081346 | 139.1129 | -40.8871 | 0.76491 | 0.76523 | -6.6736 | -6.6685
Line3_1_5 | 0 | 0 | 0 | 0 | 0 | 0 | 0 | 0 | 0 | 0 | 0 | 0 | 0.76491 | 0.76491 | -6.6736 | -6.6736
Line4_2_6 | 1.5901 | 1.5901 | 0 | 0 | 1.1017 | 1.1017 | 0.43829 | -0.29265 | 0.45584 | -0.30413 | -52.8091 | 127.1909 | 0.57401 | 0.38312 | -6.6848 | -6.7071
Line5_6_7 | 1.5901 | 1.5901 | 0 | 0 | 1.1017 | 1.1017 | 0.29265 | -0.14701 | 0.30413 | -0.15242 | -52.8091 | 127.1909 | 0.38312 | 0.19222 | -6.7071 | -6.7737
Line6_7_8 | 1.6012 | 1.6012 | 0 | 2.542 | 1.1093 | 1.1093 | 0.14768 | -1e-07 | 0.15383 | -1e-07 | -52.9428 | 127.0572 | 0.19222 | 0 | -6.7737 | 0
Line7_8_9 | 0 | 0 | 0 | 0 | 0 | 0 | 6.0122e-22 | 0 | 7.9807e-22 | 0 | 0 | 0 | 0 | 0 | 0 | 0
Line8_8_10 | 0 | 0 | 0 | 0 | 0 | 0 | 6.0122e-22 | 0 | 7.9807e-22 | 0 | 0 | 0 | 0 | 0 | 0 | 0
Line9_3_11 | 0.0027094 | 0.0027094 | 0 | 0 | 0.0018771 | 0.0018771 | -0.0011907 | 0.0011911 | -0.00080353 | 0.00080397 | 139.3175 | -40.6825 | 0.76522 | 0.76554 | -6.6685 | -6.6633

## LLL_min_fault_6
name | pf_ikss_from_ka | pf_ikss_to_ka | pf_ip_from_ka | pf_ip_to_ka | pf_skss_from_mw | pf_skss_to_mw | pf_p_from_mw | pf_p_to_mw | pf_q_from_mvar | pf_q_to_mvar | pf_ikss_from_degree | pf_ikss_to_degree | pf_vm_from_pu | pf_vm_to_pu | pf_va_from_degree | pf_va_to_degree
Line0_1_2 | 0.030262 | 0.030262 | 0 | 0 | 0.020966 | 0.020966 | 0.014076 | -0.014024 | 0.01402 | -0.013965 | -45.0091 | 134.9909 | 0.94759 | 0.94395 | -0.12325 | -0.12819
Line10_11_12 | 5.1563e-05 | 5.1563e-05 | 0 | 0 | 3.5724e-05 | 3.5724e-05 | -2.8468e-05 | 2.8468e-05 | -1.8318e-05 | 1.8318e-05 | 147.1175 | -32.8825 | 0.9476 | 0.9476 | -0.12308 | -0.12299
Line11_12_13 | 5.1563e-05 | 5.1563e-05 | 0 | 0 | 3.5724e-05 | 3.5724e-05 | -2.8468e-05 | 2.8468e-05 | -1.8318e-05 | 1.8318e-05 | 147.1175 | -32.8825 | 0.9476 | 0.94761 | -0.12299 | -0.1229
Line12_13_15 | 0 | 0 | 0 | 0 | 0 | 0 | 0 | 0 | 0 | 0 | 0 | 0 | 0.94761 | 0.94761 | -0.1229 | -0.1229
Line13_13_14 | 5.1563e-05 | 5.1563e-05 | 0 | 0 | 3.5724e-05 | 3.5724e-05 | -2.8468e-05 | 2.8468e-05 | -1.8318e-05 | 1.8318e-05 | 147.1173 | -32.8827 | 0.94761 | 0.94762 | -0.1229 | -0.12282
Line14_15_16 | 0 | 0 | 0 | 0 | 0 | 0 | 0 | 0 | 0 | 0 | 0 | 0 | 0.94761 | 0.94761 | -0.1229 | -0.1229
Line15_16_17 | 0 | 0 | 0 | 0 | 0 | 0 | 0 | 0 | 0 | 0 | 0 | 0 | 0.94761 | 0.94761 | -0.1229 | -0.1229
Line16_4_18 | 0 | 0 | 0 | 0 | 0 | 0 | 0 | 0 | 0 | 0 | 0 | 0 | 0.94759 | 0.94759 | -0.12317 | -0.12317
Line17_5_19 | 0 | 0 | 0 | 0 | 0 | 0 | 0 | 0 | 0 | 0 | 0 | 0 | 0.94759 | 0.94759 | -0.12325 | -0.12325
Line1_1_3 | 5.1563e-05 | 5.1563e-05 | 0 | 0 | 3.5724e-05 | 3.5724e-05 | -2.8468e-05 | 2.8468e-05 | -1.8317e-05 | 1.8318e-05 | 147.1177 | -32.8823 | 0.94759 | 0.94759 | -0.12325 | -0.12316
Line2_1_4 | 5.1926e-05 | 5.1926e-05 | 0 | 0 | 3.5975e-05 | 3.5975e-05 | -2.8602e-05 | 2.8602e-05 | -1.8549e-05 | 1.8549e-05 | 146.913 | -33.087 | 0.94759 | 0.94759 | -0.12325 | -0.12317
Line3_1_5 | 0 | 0 | 0 | 0 | 0 | 0 | 0 | 0 | 0 | 0 | 0 | 0 | 0.94759 | 0.94759 | -0.12325 | -0.12325
Line4_2_6 | 0.030262 | 0.030262 | 0 | 0 | 0.020966 | 0.020966 | 0.014024 | -0.013971 | 0.013965 | -0.01391 | -45.0091 | 134.9909 | 0.94395 | 0.94032 | -0.12819 | -0.13317
Line5_6_7 | 0.030262 | 0.030262 | 0 | 0 | 0.020966 | 0.020966 | 0.013971 | -0.013918 | 0.01391 | -0.013855 | -45.0091 | 134.9909 | 0.94032 | 0.93669 | -0.13317 | -0.13818
Line6_7_8 | 0.030473 | 0.030473 | 0 | 0.048378 | 0.021112 | 0.021112 | 0.013982 | -0.013929 | 0.013985 | -0.013929 | -45.1427 | 134.8573 | 0.93669 | 0.93303 | -0.13818 | -0.14275
Line7_8_9 | 0 | 0 | 0 | 0 | 0 | 0 | -1.7411e-10 | 0 | 2.4292e-11 | 0 | 0 | 0 | 0.93303 | 0.93303 | -0.14275 | -0.14275
Line8_8_10 | 0 | 0 | 0 | 0 | 0 | 0 | -1.7411e-10 | 0 | 2.4292e-11 | 0 | 0 | 0 | 0.93303 | 0.93303 | -0.14275 | -0.14275
Line9_3_11 | 5.1563e-05 | 5.1563e-05 | 0 | 0 | 3.5724e-05 | 3.5724e-05 | -2.8468e-05 | 2.8468e-05 | -1.8318e-05 | 1.8318e-05 | 147.1176 | -32.8824 | 0.94759 | 0.9476 | -0.12316 | -0.12308

## LLL_min_fault_10
name | pf_ikss_from_ka | pf_ikss_to_ka | pf_ip_from_ka | pf_ip_to_ka | pf_skss_from_mw | pf_skss_to_mw | pf_p_from_mw | pf_p_to_mw | pf_q_from_mvar | pf_q_to_mvar | pf_ikss_from_degree | pf_ikss_to_degree | pf_vm_from_pu | pf_vm_to_pu | pf_va_from_degree | pf_va_to_degree
Line0_1_2 | 0.028669 | 0.028669 | 0 | 0 | 0.019863 | 0.019863 | 0.012634 | -0.012586 | 0.012583 | -0.012534 | -45.0091 | 134.9909 | 0.89771 | 0.89427 | -0.12325 | -0.12819
Line10_11_12 | 4.885e-05 | 4.885e-05 | 0 | 0 | 3.3844e-05 | 3.3844e-05 | -2.555e-05 | 2.555e-05 | -1.644e-05 | 1.6441e-05 | 147.1175 | -32.8825 | 0.89773 | 0.89773 | -0.12308 | -0.12299
Line11_12_13 | 4.885e-05 | 4.885e-05 | 0 | 0 | 3.3844e-05 | 3.3844e-05 | -2.555e-05 | 2.555e-05 | -1.6441e-05 | 1.6441e-05 | 147.1175 | -32.8825 | 0.89773 | 0.89774 | -0.12299 | -0.1229
Line12_13_15 | 0 | 0 | 0 | 0 | 0 | 0 | 0 | 0 | 0 | 0 | 0 | 0 | 0.89774 | 0.89774 | -0.1229 | -0.1229
Line13_13_14 | 4.8849e-05 | 4.8849e-05 | 0 | 0 | 3.3844e-05 | 3.3844e-05 | -2.555e-05 | 2.5551e-05 | -1.6441e-05 | 1.6441e-05 | 147.1173 | -32.8827 | 0.89774 | 0.89774 | -0.1229 | -0.12282
Line14_15_16 | 0 | 0 | 0 | 0 | 0 | 0 | 0 | 0 | 0 | 0 | 0 | 0 | 0.89774 | 0.89774 | -0.1229 | -0.1229
Line15_16_17 | 0 | 0 | 0 | 0 | 0 | 0 | 0 | 0 | 0 | 0 | 0 | 0 | 0.89774 | 0.89774 | -0.1229 | -0.1229
Line16_4_18 | 0 | 0 | 0 | 0 | 0 | 0 | 0 | 0 | 0 | 0 | 0 | 0 | 0.89772 | 0.89772 | -0.12317 | -0.12317
Line17_5_19 | 0 | 0 | 0 | 0 | 0 | 0 | 0 | 0 | 0 | 0 | 0 | 0 | 0.89771 | 0.89771 | -0.12325 | -0.12325
Line1_1_3 | 4.885e-05 | 4.885e-05 | 0 | 0 | 3.3844e-05 | 3.3844e-05 | -2.555e-05 | 2.555e-05 | -1.644e-05 | 1.644e-05 | 147.1177 | -32.8823 | 0.89771 | 0.89772 | -0.12325 | -0.12316
Line2_1_4 | 4.9193e-05 | 4.9193e-05 | 0 | 0 | 3.4082e-05 | 3.4082e-05 | -2.567e-05 | 2.567e-05 | -1.6647e-05 | 1.6648e-05 | 146.913 | -33.087 | 0.89771 | 0.89772 | -0.12325 | -0.12317
Line3_1_5 | 0 | 0 | 0 | 0 | 0 | 0 | 0 | 0 | 0 | 0 | 0 | 0 | 0.89771 | 0.89771 | -0.12325 | -0.12325
Line4_2_6 | 0.028669 | 0.028669 | 0 | 0 | 0.019863 | 0.019863 | 0.012586 | -0.012539 | 0.012534 | -0.012485 | -45.0091 | 134.9909 | 0.89427 | 0.89083 | -0.12819 | -0.13317
Line5_6_7 | 0.028669 | 0.028669 | 0 | 0 | 0.019863 | 0.019863 | 0.012539 | -0.012492 | 0.012485 | -0.012435 | -45.0091 | 134.9909 | 0.89083 | 0.88739 | -0.13317 | -0.13818
Line6_7_8 | 0.028869 | 0.028869 | 0 | 0.045831 | 0.020001 | 0.020001 | 0.012549 | -0.012501 | 0.012551 | -0.012501 | -45.1427 | 134.8573 | 0.88739 | 0.88393 | -0.13818 | -0.14275
Line7_8_9 | 0 | 0 | 0 | 0 | 0 | 0 | -1.5626e-10 | 0 | 2.1802e-11 | 0 | 0 | 0 | 0.88393 | 0.88393 | -0.14275 | -0.14275
Line8_8_10 | 0 | 0 | 0 | 0 | 0 | 0 | -1.5626e-10 | 0 | 2.1802e-11 | 0 | 0 | 0 | 0.88393 | 0.88393 | -0.14275 | -0.14275
Line9_3_11 | 4.885e-05 | 4.885e-05 | 0 | 0 | 3.3844e-05 | 3.3844e-05 | -2.555e-05 | 2.555e-05 | -1.644e-05 | 1.644e-05 | 147.1176 | -32.8824 | 0.89772 | 0.89773 | -0.12316 | -0.12308

## LL_max_6
name | pf_ikss_a_from_ka | pf_ikss_b_from_ka | pf_ikss_c_from_ka | pf_ikss_a_to_ka | pf_ikss_b_to_ka | pf_ikss_c_to_ka | pf_skss_a_from_mw | pf_skss_b_from_mw | pf_skss_c_from_mw | pf_skss_a_to_mw | pf_skss_b_to_mw | pf_skss_c_to_mw | pf_p_a_from_mw | pf_p_b_from_mw | pf_p_c_from_mw | pf_p_a_to_mw | pf_p_b_to_mw | pf_p_c_to_mw | pf_q_a_from_mvar | pf_q_b_from_mvar | pf_q_c_from_mvar | pf_q_a_to_mvar | pf_q_b_to_mvar | pf_q_c_to_mvar | pf_ikss_a_from_degree | pf_ikss_b_from_degree | pf_ikss_c_from_degree | pf_ikss_a_to_degree | pf_ikss_b_to_degree | pf_ikss_c_to_degree | pf_vm_a_from_pu | pf_vm_b_from_pu | pf_vm_c_from_pu | pf_vm_a_to_pu | pf_vm_b_to_pu | pf_vm_c_to_pu | pf_va_a_from_degree | pf_va_b_from_degree | pf_va_c_from_degree | pf_va_a_to_degree | pf_va_b_to_degree | pf_va_c_to_degree
Line0_1_2 | 0.071625 | 1.7982 | 1.8568 | 0.071625 | 1.7982 | 1.8568 | 0.016541 | 0.41528 | 0.4288 | 0.016541 | 0.41528 | 0.4288 | -0.017011 | 0.34745 | -0.06271 | 0.017062 | -0.31511 | 0.097186 | -0.0036531 | 0.18894 | 0.37509 | 0.0037557 | -0.12427 | -0.30614 | 168.3695 | -155.8072 | 22.8991 | -11.6305 | 24.1928 | -157.1009 | 1.0518 | 0.95236 | 0.88687 | 1.0562 | 0.81567 | 0.74904 | 0.48986 | -127.2697 | 122.3904 | 0.78352 | -134.2843 | 130.5116
Line10_11_12 | 0.007456 | 0.093294 | 0.086029 | 0.007456 | 0.093294 | 0.086029 | 0.0017219 | 0.021545 | 0.019867 | 0.0017219 | 0.021545 | 0.019867 | -0.0017276 | -0.019171 | 9.8417e-05 | 0.0017282 | 0.019258 | -2.4408e-05 | 0.00054498 | -0.0081048 | -0.017914 | -0.00054387 | 0.0082789 | 0.018062 | -161.9244 | 30.519 | -148.411 | 18.0756 | -149.481 | 31.589 | 1.0521 | 0.96603 | 0.9017 | 1.0522 | 0.97291 | 0.90914 | 0.56753 | -126.5635 | 121.9038 | 0.60635 | -126.2179 | 121.6665
Line11_12_13 | 0.007456 | 0.093294 | 0.086029 | 0.007456 | 0.093294 | 0.086029 | 0.0017219 | 0.021545 | 0.019867 | 0.0017219 | 0.021545 | 0.019867 | -0.0017282 | -0.019258 | 2.4409e-05 | 0.0017287 | 0.019345 | 4.96e-05 | 0.00054387 | -0.0082789 | -0.018062 | -0.00054276 | 0.008453 | 0.01821 | -161.9244 | 30.519 | -148.411 | 18.0756 | -149.481 | 31.589 | 1.0522 | 0.97291 | 0.90914 | 1.0523 | 0.97983 | 0.91659 | 0.60635 | -126.2179 | 121.6665 | 0.64516 | -125.8772 | 121.433
Line12_13_15 | 0 | 0 | 0 | 0 | 0 | 0 | 0 | 0 | 0 | 0 | 0 | 0 | 2.7379e-11 | -6.9682e-10 | -1.3418e-09 | -2.7379e-11 | 6.9682e-10 | 1.3418e-09 | -1.3685e-10 | 1.1588e-09 | -2.6474e-10 | 1.3685e-10 | -1.1588e-09 | 2.6474e-10 | 0 | 0 | 0 | 0 | 0 | 0 | 1.0523 | 0.97983 | 0.91659 | 1.0523 | 0.97983 | 0.91659 | 0.64516 | -125.8772 | 121.433 | 0.64516 | -125.8772 | 121.433
Line13_13_14 | 0.007456 | 0.093294 | 0.086029 | 0.007456 | 0.093294 | 0.086029 | 0.0017219 | 0.021545 | 0.019867 | 0.0017219 | 0.021545 | 0.019867 | -0.0017287 | -0.019345 | -4.9599e-05 | 0.0017293 | 0.019432 | 0.00012361 | 0.00054276 | -0.008453 | -0.01821 | -0.00054165 | 0.0086271 | 0.018358 | -161.9244 | 30.519 | -148.411 | 18.0756 | -149.481 | 31.589 | 1.0523 | 0.97983 | 0.91659 | 1.0524 | 0.98678 | 0.92406 | 0.64516 | -125.8772 | 121.433 | 0.68397 | -125.5412 | 121.2033
Line14_15_16 | 0 | 0 | 0 | 0 | 0 | 0 | 0 | 0 | 0 | 0 | 0 | 0 | 1.8252e-11 | -4.6455e-10 | -8.9452e-10 | -1.8252e-11 | 4.6455e-10 | 8.9452e-10 | -9.1236e-11 | 7.7255e-10 | -1.765e-10 | 9.1236e-11 | -7.7255e-10 | 1.765e-10 | 0 | 0 | 0 | 0 | 0 | 0 | 1.0523 | 0.97983 | 0.91659 | 1.0523 | 0.97983 | 0.91659 | 0.64516 | -125.8772 | 121.433 | 0.64516 | -125.8772 | 121.433
Line15_16_17 | 0 | 0 | 0 | 0 | 0 | 0 | 0 | 0 | 0 | 0 | 0 | 0 | 9.1262e-12 | -2.3227e-10 | -4.4726e-10 | -9.1262e-12 | 2.3227e-10 | 4.4726e-10 | -4.5618e-11 | 3.8627e-10 | -8.8248e-11 | 4.5618e-11 | -3.8627e-10 | 8.8248e-11 | 0 | 0 | 0 | 0 | 0 | 0 | 1.0523 | 0.97983 | 0.91659 | 1.0523 | 0.97983 | 0.91659 | 0.64516 | -125.8772 | 121.433 | 0.64516 | -125.8772 | 121.433
Line16_4_18 | 0 | 0 | 0 | 0 | 0 | 0 | 0 | 0 | 0 | 0 | 0 | 0 | 8.9649e-12 | -2.8546e-10 | -5.0428e-10 | -8.9649e-12 | 2.8546e-10 | 5.0428e-10 | -3.9286e-11 | 4.4185e-10 | -1.2404e-10 | 3.9286e-11 | -4.4185e-10 | 1.2404e-10 | 0 | 0 | 0 | 0 | 0 | 0 | 1.0523 | 0.96153 | 0.89579 | 1.0523 | 0.96153 | 0.89579 | 0.55561 | -126.855 | 122.0611 | 0.55561 | -126.855 | 122.0611
Line17_5_19 | 0 | 0 | 0 | 0 | 0 | 0 | 0 | 0 | 0 | 0 | 0 | 0 | 7.2603e-12 | -3.1147e-10 | -5.2749e-10 | -7.2604e-12 | 3.1147e-10 | 5.2749e-10 | -3.4622e-11 | 4.6397e-10 | -1.4241e-10 | 3.4622e-11 | -4.6397e-10 | 1.4241e-10 | 0 | 0 | 0 | 0 | 0 | 0 | 1.0518 | 0.95236 | 0.88687 | 1.0518 | 0.95236 | 0.88687 | 0.48986 | -127.2697 | 122.3904 | 0.48986 | -127.2697 | 122.3904
Line1_1_3 | 0.007456 | 0.093294 | 0.086029 | 0.007456 | 0.093294 | 0.086029 | 0.0017219 | 0.021545 | 0.019867 | 0.0017219 | 0.021545 | 0.019867 | -0.0017265 | -0.018996 | 0.00024643 | 0.0017271 | 0.019083 | -0.00017243 | 0.00054721 | -0.0077567 | -0.017618 | -0.0005461 | 0.0079308 | 0.017766 | -161.9244 | 30.519 | -148.411 | 18.0756 | -149.481 | 31.589 | 1.0518 | 0.95236 | 0.88687 | 1.052 | 0.95918 | 0.89428 | 0.48986 | -127.2697 | 122.3904 | 0.5287 | -126.9141 | 122.1451
Line2_1_4 | 0.013237 | 0.11863 | 0.10621 | 0.013237 | 0.11863 | 0.10621 | 0.003057 | 0.027397 | 0.024529 | 0.003057 | 0.027397 | 0.024529 | -0.0031916 | -0.023421 | 0.0013177 | 0.0031933 | 0.023562 | -0.0012049 | 0.00039154 | -0.011499 | -0.021714 | -0.00038804 | 0.011781 | 0.02194 | -172.516 | 26.5808 | -151.0823 | 7.484 | -153.4192 | 28.9177 | 1.0518 | 0.95236 | 0.88687 | 1.0523 | 0.96153 | 0.89579 | 0.48986 | -127.2697 | 122.3904 | 0.55561 | -126.855 | 122.0611
Line3_1_5 | 0 | 0 | 0 | 0 | 0 | 0 | 0 | 0 | 0 | 0 | 0 | 0 | 1.4521e-11 | -6.2295e-10 | -1.055e-09 | -1.4521e-11 | 6.2295e-10 | 1.055e-09 | -6.9244e-11 | 9.2794e-10 | -2.8482e-10 | 6.9244e-11 | -9.2794e-10 | 2.8482e-10 | 0 | 0 | 0 | 0 | 0 | 0 | 1.0518 | 0.95236 | 0.88687 | 1.0518 | 0.95236 | 0.88687 | 0.48986 | -127.2697 | 122.3904 | 0.48986 | -127.2697 | 122.3904
Line4_2_6 | 0.071625 | 1.7982 | 1.8568 | 0.071625 | 1.7982 | 1.8568 | 0.016541 | 0.41528 | 0.4288 | 0.016541 | 0.41528 | 0.4288 | -0.017062 | 0.31511 | -0.097186 | 0.017113 | -0.28278 | 0.13166 | -0.0037557 | 0.12427 | 0.30614 | 0.0038583 | -0.059599 | -0.23718 | 168.3695 | -155.8072 | 22.8991 | -11.6305 | 24.1928 | -157.1009 | 1.0562 | 0.81567 | 0.74904 | 1.0606 | 0.69588 | 0.63264 | 0.78352 | -134.2843 | 130.5116 | 1.0748 | -143.9055 | 141.934
Line5_6_7 | 0.071625 | 1.7982 | 1.8568 | 0.071625 | 1.7982 | 1.8568 | 0.016541 | 0.41528 | 0.4288 | 0.016541 | 0.41528 | 0.4288 | -0.017113 | 0.28278 | -0.13166 | 0.017165 | -0.25044 | 0.16614 | -0.0038583 | 0.059599 | 0.23718 | 0.0039609 | 0.0050734 | -0.16823 | 168.3695 | -155.8072 | 22.8991 | -11.6305 | 24.1928 | -157.1009 | 1.0606 | 0.69588 | 0.63264 | 1.065 | 0.60318 | 0.55139 | 1.0748 | -143.9055 | 141.934 | 1.3636 | -156.9677 | 157.5403
Line6_7_8 | 0 | 2.3184 | 2.3184 | 0 | 2.3184 | 2.3184 | 0 | 0.53542 | 0.53542 | 0 | 0.53542 | 0.53542 | 1.7888e-10 | 0.3227 | -0.21519 | -1.7888e-10 | -0.26895 | 0.26895 | -2.9272e-10 | 0.01289 | 0.20211 | 2.9272e-10 | 0.094611 | -0.094611 | 0 | -159.2553 | 20.7447 | 0 | 20.7447 | -159.2553 | 1.065 | 0.60318 | 0.55139 | 1.065 | 0.53249 | 0.53249 | 1.3636 | -156.9677 | 157.5403 | 1.3636 | -178.6364 | -178.6364
Line7_8_9 | 0 | 0 | 0 | 0 | 0 | 0 | 0 | 0 | 0 | 0 | 0 | 0 | 5.9625e-11 | -2.7344e-11 | 5.7156e-11 | -5.9625e-11 | 2.7344e-11 | -5.7157e-11 | -9.7573e-11 | 1.7505e-09 | -1.7993e-09 | 9.7573e-11 | -1.7505e-09 | 1.7993e-09 | 0 | 0 | 0 | 0 | 0 | 0 | 1.065 | 0.53249 | 0.53249 | 1.065 | 0.53249 | 0.53249 | 1.3636 | -178.6364 | -178.6364 | 1.3636 | -178.6364 | -178.6364
Line8_8_10 | 0 | 0 | 0 | 0 | 0 | 0 | 0 | 0 | 0 | 0 | 0 | 0 | 5.9625e-11 | -2.7344e-11 | 5.7156e-11 | -5.9625e-11 | 2.7344e-11 | -5.7157e-11 | -9.7573e-11 | 1.7505e-09 | -1.7993e-09 | 9.7573e-11 | -1.7505e-09 | 1.7993e-09 | 0 | 0 | 0 | 0 | 0 | 0 | 1.065 | 0.53249 | 0.53249 | 1.065 | 0.53249 | 0.53249 | 1.3636 | -178.6364 | -178.6364 | 1.3636 | -178.6364 | -178.6364
Line9_3_11 | 0.007456 | 0.093294 | 0.086029 | 0.007456 | 0.093294 | 0.086029 | 0.0017219 | 0.021545 | 0.019867 | 0.0017219 | 0.021545 | 0.019867 | -0.0017271 | -0.019083 | 0.00017243 | 0.0017276 | 0.019171 | -9.8417e-05 | 0.0005461 | -0.0079308 | -0.017766 | -0.00054498 | 0.0081048 | 0.017914 | -161.9244 | 30.519 | -148.411 | 18.0756 | -149.481 | 31.589 | 1.052 | 0.95918 | 0.89428 | 1.0521 | 0.96603 | 0.9017 | 0.5287 | -126.9141 | 122.1451 | 0.56753 | -126.5635 | 121.9038

## LL_max_10
name | pf_ikss_a_from_ka | pf_ikss_b_from_ka | pf_ikss_c_from_ka | pf_ikss_a_to_ka | pf_ikss_b_to_ka | pf_ikss_c_to_ka | pf_skss_a_from_mw | pf_skss_b_from_mw | pf_skss_c_from_mw | pf_skss_a_to_mw | pf_skss_b_to_mw | pf_skss_c_to_mw | pf_p_a_from_mw | pf_p_b_from_mw | pf_p_c_from_mw | pf_p_a_to_mw | pf_p_b_to_mw | pf_p_c_to_mw | pf_q_a_from_mvar | pf_q_b_from_mvar | pf_q_c_from_mvar | pf_q_a_to_mvar | pf_q_b_to_mvar | pf_q_c_to_mvar | pf_ikss_a_from_degree | pf_ikss_b_from_degree | pf_ikss_c_from_degree | pf_ikss_a_to_degree | pf_ikss_b_to_degree | pf_ikss_c_to_degree | pf_vm_a_from_pu | pf_vm_b_from_pu | pf_vm_c_from_pu | pf_vm_a_to_pu | pf_vm_b_to_pu | pf_vm_c_to_pu | pf_va_a_from_degree | pf_va_b_from_degree | pf_va_c_from_degree | pf_va_a_to_degree | pf_va_b_to_degree | pf_va_c_to_degree
Line0_1_2 | 0.072401 | 1.8731 | 1.9323 | 0.072401 | 1.8731 | 1.9323 | 0.01672 | 0.43257 | 0.44625 | 0.01672 | 0.43257 | 0.44625 | -0.018004 | 0.37787 | -0.070104 | 0.018057 | -0.34279 | 0.10744 | -0.0039173 | 0.20466 | 0.40565 | 0.0040221 | -0.13449 | -0.33098 | 168.2262 | -156.015 | 22.7304 | -11.7738 | 23.985 | -157.2696 | 1.102 | 0.99345 | 0.92251 | 1.1064 | 0.85125 | 0.77979 | 0.50099 | -127.5747 | 122.5353 | 0.78376 | -134.593 | 130.715
Line10_11_12 | 0.0080743 | 0.098264 | 0.090417 | 0.0080743 | 0.098264 | 0.090417 | 0.0018647 | 0.022693 | 0.020881 | 0.0018647 | 0.022693 | 0.020881 | -0.0019707 | -0.021054 | 0.00025127 | 0.0019714 | 0.021151 | -0.00016952 | 0.00058372 | -0.0089338 | -0.019585 | -0.00058242 | 0.0091269 | 0.019749 | -162.9197 | 30.1448 | -148.6986 | 17.0803 | -149.8552 | 31.3014 | 1.1023 | 1.0079 | 0.93803 | 1.1024 | 1.0151 | 0.94582 | 0.58103 | -126.8628 | 122.0365 | 0.62104 | -126.5144 | 121.7933
Line11_12_13 | 0.0080743 | 0.098264 | 0.090417 | 0.0080743 | 0.098264 | 0.090417 | 0.0018647 | 0.022693 | 0.020881 | 0.0018647 | 0.022693 | 0.020881 | -0.0019714 | -0.021151 | 0.00016952 | 0.001972 | 0.021247 | -8.7769e-05 | 0.00058242 | -0.0091269 | -0.019749 | -0.00058112 | 0.00932 | 0.019912 | -162.9197 | 30.1448 | -148.6986 | 17.0803 | -149.8552 | 31.3014 | 1.1024 | 1.0151 | 0.94582 | 1.1025 | 1.0224 | 0.95362 | 0.62104 | -126.5144 | 121.7933 | 0.66104 | -126.171 | 121.554
Line12_13_15 | 0 | 0 | 0 | 0 | 0 | 0 | 0 | 0 | 0 | 0 | 0 | 0 | 3.1555e-11 | -8.0096e-10 | -1.5312e-09 | -3.1555e-11 | 8.0096e-10 | 1.5312e-09 | -1.5391e-10 | 1.3299e-09 | -3.1292e-10 | 1.5391e-10 | -1.3299e-09 | 3.1292e-10 | 0 | 0 | 0 | 0 | 0 | 0 | 1.1025 | 1.0224 | 0.95362 | 1.1025 | 1.0224 | 0.95362 | 0.66104 | -126.171 | 121.554 | 0.66104 | -126.171 | 121.554
Line13_13_14 | 0.0080743 | 0.098264 | 0.090417 | 0.0080743 | 0.098264 | 0.090417 | 0.0018647 | 0.022693 | 0.020881 | 0.0018647 | 0.022693 | 0.020881 | -0.001972 | -0.021247 | 8.7771e-05 | 0.0019727 | 0.021344 | -6.018e-06 | 0.00058112 | -0.00932 | -0.019912 | -0.00057981 | 0.0095131 | 0.020076 | -162.9197 | 30.1448 | -148.6986 | 17.0803 | -149.8552 | 31.3014 | 1.1025 | 1.0224 | 0.95362 | 1.1027 | 1.0297 | 0.96144 | 0.66104 | -126.171 | 121.554 | 0.70103 | -125.8325 | 121.3186
Line14_15_16 | 0 | 0 | 0 | 0 | 0 | 0 | 0 | 0 | 0 | 0 | 0 | 0 | 2.1037e-11 | -5.3397e-10 | -1.0208e-09 | -2.1037e-11 | 5.3397e-10 | 1.0208e-09 | -1.0261e-10 | 8.8657e-10 | -2.0861e-10 | 1.0261e-10 | -8.8657e-10 | 2.0861e-10 | 0 | 0 | 0 | 0 | 0 | 0 | 1.1025 | 1.0224 | 0.95362 | 1.1025 | 1.0224 | 0.95362 | 0.66104 | -126.171 | 121.554 | 0.66104 | -126.171 | 121.554
Line15_16_17 | 0 | 0 | 0 | 0 | 0 | 0 | 0 | 0 | 0 | 0 | 0 | 0 | 1.0518e-11 | -2.6698e-10 | -5.1041e-10 | -1.0518e-11 | 2.6699e-10 | 5.1041e-10 | -5.1304e-11 | 4.4328e-10 | -1.0431e-10 | 5.1304e-11 | -4.4328e-10 | 1.0431e-10 | 0 | 0 | 0 | 0 | 0 | 0 | 1.1025 | 1.0224 | 0.95362 | 1.1025 | 1.0224 | 0.95362 | 0.66104 | -126.171 | 121.554 | 0.66104 | -126.171 | 121.554
Line16_4_18 | 0 | 0 | 0 | 0 | 0 | 0 | 0 | 0 | 0 | 0 | 0 | 0 | 1.0106e-11 | -3.2519e-10 | -5.7198e-10 | -1.0106e-11 | 3.2519e-10 | 5.7198e-10 | -4.4004e-11 | 5.0418e-10 | -1.4439e-10 | 4.4004e-11 | -5.0418e-10 | 1.4439e-10 | 0 | 0 | 0 | 0 | 0 | 0 | 1.1024 | 1.003 | 0.93177 | 1.1024 | 1.003 | 0.93177 | 0.56703 | -127.1593 | 122.2019 | 0.56703 | -127.1593 | 122.2019
Line17_5_19 | 0 | 0 | 0 | 0 | 0 | 0 | 0 | 0 | 0 | 0 | 0 | 0 | 8.1787e-12 | -3.5317e-10 | -5.9673e-10 | -8.1787e-12 | 3.5317e-10 | 5.9673e-10 | -3.8863e-11 | 5.2818e-10 | -1.6459e-10 | 3.8863e-11 | -5.2818e-10 | 1.6459e-10 | 0 | 0 | 0 | 0 | 0 | 0 | 1.102 | 0.99345 | 0.92251 | 1.102 | 0.99345 | 0.92251 | 0.50099 | -127.5747 | 122.5353 | 0.50099 | -127.5747 | 122.5353
Line1_1_3 | 0.0080743 | 0.098264 | 0.090417 | 0.0080743 | 0.098264 | 0.090417 | 0.0018647 | 0.022693 | 0.020881 | 0.0018647 | 0.022693 | 0.020881 | -0.0019694 | -0.020861 | 0.00041478 | 0.0019701 | 0.020958 | -0.00033303 | 0.00058633 | -0.0085475 | -0.019258 | -0.00058503 | 0.0087406 | 0.019422 | -162.9197 | 30.1448 | -148.6985 | 17.0803 | -149.8552 | 31.3015 | 1.102 | 0.99345 | 0.92251 | 1.1021 | 1.0006 | 0.93026 | 0.50099 | -127.5747 | 122.5353 | 0.54102 | -127.2162 | 122.2838
Line2_1_4 | 0.013969 | 0.1238 | 0.11071 | 0.013969 | 0.1238 | 0.11071 | 0.0032259 | 0.02859 | 0.025568 | 0.0032259 | 0.02859 | 0.025568 | -0.0035319 | -0.025508 | 0.001568 | 0.0035338 | 0.025661 | -0.0014454 | 0.0004042 | -0.012492 | -0.023534 | -0.0004003 | 0.012798 | 0.023779 | -172.9702 | 26.3331 | -151.2764 | 7.0298 | -153.6669 | 28.7236 | 1.102 | 0.99345 | 0.92251 | 1.1024 | 1.003 | 0.93177 | 0.50099 | -127.5747 | 122.5353 | 0.56703 | -127.1593 | 122.2019
Line3_1_5 | 0 | 0 | 0 | 0 | 0 | 0 | 0 | 0 | 0 | 0 | 0 | 0 | 1.6358e-11 | -7.0635e-10 | -1.1935e-09 | -1.6358e-11 | 7.0635e-10 | 1.1935e-09 | -7.7727e-11 | 1.0564e-09 | -3.2917e-10 | 7.7727e-11 | -1.0564e-09 | 3.2917e-10 | 0 | 0 | 0 | 0 | 0 | 0 | 1.102 | 0.99345 | 0.92251 | 1.102 | 0.99345 | 0.92251 | 0.50099 | -127.5747 | 122.5353 | 0.50099 | -127.5747 | 122.5353
Line4_2_6 | 0.072401 | 1.8731 | 1.9323 | 0.072401 | 1.8731 | 1.9323 | 0.01672 | 0.43257 | 0.44625 | 0.01672 | 0.43257 | 0.44625 | -0.018057 | 0.34279 | -0.10744 | 0.018109 | -0.3077 | 0.14478 | -0.0040221 | 0.13449 | 0.33098 | 0.0041269 | -0.06432 | -0.2563 | 168.2262 | -156.015 | 22.7304 | -11.7738 | 23.985 | -157.2696 | 1.1064 | 0.85125 | 0.77979 | 1.1108 | 0.72671 | 0.65965 | 0.78376 | -134.593 | 130.715 | 1.0643 | -144.2084 | 142.1919
Line5_6_7 | 0.072401 | 1.8731 | 1.9323 | 0.072401 | 1.8731 | 1.9323 | 0.01672 | 0.43257 | 0.44625 | 0.01672 | 0.43257 | 0.44625 | -0.018109 | 0.3077 | -0.14478 | 0.018162 | -0.27262 | 0.18212 | -0.0041269 | 0.06432 | 0.2563 | 0.0042318 | 0.0058499 | -0.18162 | 168.2262 | -156.015 | 22.7304 | -11.7738 | 23.985 | -157.2696 | 1.1108 | 0.72671 | 0.65965 | 1.1153 | 0.63037 | 0.57637 | 1.0643 | -144.2084 | 142.1919 | 1.3426 | -157.2443 | 157.8084
Line6_7_8 | 0 | 2.396 | 2.396 | 0 | 2.396 | 2.396 | 0 | 0.55333 | 0.55333 | 0 | 0.55333 | 0.55333 | 1.9131e-10 | 0.34857 | -0.23376 | -1.9131e-10 | -0.29117 | 0.29117 | -3.1619e-10 | 0.012675 | 0.21696 | 3.1619e-10 | 0.10214 | -0.10214 | 0 | -159.3267 | 20.6733 | 0 | 20.6733 | -159.3267 | 1.1153 | 0.63037 | 0.57637 | 1.1153 | 0.55765 | 0.55765 | 1.3426 | -157.2443 | 157.8084 | 1.3426 | -178.6574 | -178.6574
Line7_8_9 | 0 | 0 | 0 | 0 | 0 | 0 | 0 | 0 | 0 | 0 | 0 | 0 | 6.3769e-11 | -2.9695e-11 | 6.1579e-11 | -6.3769e-11 | 2.9696e-11 | -6.1579e-11 | -1.054e-10 | 1.921e-09 | -1.9737e-09 | 1.054e-10 | -1.921e-09 | 1.9737e-09 | 0 | 0 | 0 | 0 | 0 | 0 | 1.1153 | 0.55765 | 0.55765 | 1.1153 | 0.55765 | 0.55765 | 1.3426 | -178.6574 | -178.6574 | 1.3426 | -178.6574 | -178.6574
Line8_8_10 | 0 | 0 | 0 | 0 | 0 | 0 | 0 | 0 | 0 | 0 | 0 | 0 | 6.3769e-11 | -2.9695e-11 | 6.1579e-11 | -6.3769e-11 | 2.9696e-11 | -6.158e-11 | -1.054e-10 | 1.921e-09 | -1.9737e-09 | 1.054e-10 | -1.921e-09 | 1.9737e-09 | 0 | 0 | 0 | 0 | 0 | 0 | 1.1153 | 0.55765 | 0.55765 | 1.1153 | 0.55765 | 0.55765 | 1.3426 | -178.6574 | -178.6574 | 1.3426 | -178.6574 | -178.6574
Line9_3_11 | 0.0080743 | 0.098264 | 0.090417 | 0.0080743 | 0.098264 | 0.090417 | 0.0018647 | 0.022693 | 0.020881 | 0.0018647 | 0.022693 | 0.020881 | -0.0019701 | -0.020958 | 0.00033303 | 0.0019707 | 0.021054 | -0.00025127 | 0.00058503 | -0.0087406 | -0.019422 | -0.00058372 | 0.0089338 | 0.019585 | -162.9197 | 30.1448 | -148.6985 | 17.0803 | -149.8552 | 31.3015 | 1.1021 | 1.0006 | 0.93026 | 1.1023 | 1.0079 | 0.93803 | 0.54102 | -127.2162 | 122.2838 | 0.58103 | -126.8628 | 122.0365

## LL_max_fault_6
name | pf_ikss_a_from_ka | pf_ikss_b_from_ka | pf_ikss_c_from_ka | pf_ikss_a_to_ka | pf_ikss_b_to_ka | pf_ikss_c_to_ka | pf_skss_a_from_mw | pf_skss_b_from_mw | pf_skss_c_from_mw | pf_skss_a_to_mw | pf_skss_b_to_mw | pf_skss_c_to_mw | pf_p_a_from_mw | pf_p_b_from_mw | pf_p_c_from_mw | pf_p_a_to_mw | pf_p_b_to_mw | pf_p_c_to_mw | pf_q_a_from_mvar | pf_q_b_from_mvar | pf_q_c_from_mvar | pf_q_a_to_mvar | pf_q_b_to_mvar | pf_q_c_to_mvar | pf_ikss_a_from_degree | pf_ikss_b_from_degree | pf_ikss_c_from_degree | pf_ikss_a_to_degree | pf_ikss_b_to_degree | pf_ikss_c_to_degree | pf_vm_a_from_pu | pf_vm_b_from_pu | pf_vm_c_from_pu | pf_vm_a_to_pu | pf_vm_b_to_pu | pf_vm_c_to_pu | pf_va_a_from_degree | pf_va_b_from_degree | pf_va_c_from_degree | pf_va_a_to_degree | pf_va_b_to_degree | pf_va_c_to_degree
Line0_1_2 | 0.001793 | 0.045016 | 0.046482 | 0.001793 | 0.045016 | 0.046482 | 0.00041408 | 0.010396 | 0.010734 | 0.00041408 | 0.010396 | 0.010734 | -0.00042522 | 0.010668 | 0.0032091 | 0.00042526 | -0.010647 | -0.0031875 | 9.0565e-05 | 0.0022544 | 0.010758 | -9.0501e-05 | -0.0022138 | -0.010715 | -167.9644 | -132.1412 | 46.5651 | 12.0356 | 47.8588 | -133.4349 | 1.05 | 1.0488 | 1.0459 | 1.05 | 1.0461 | 1.0414 | 0.012242 | -120.2087 | 119.9562 | 0.021412 | -120.3956 | 119.999
Line10_11_12 | 0.00018665 | 0.0023355 | 0.0021536 | 0.00018665 | 0.0023355 | 0.0021536 | 4.3105e-05 | 0.00053936 | 0.00049735 | 4.3105e-05 | 0.00053936 | 0.00049735 | -3.3777e-05 | -0.00056308 | -0.00022238 | 3.3777e-05 | 0.00056314 | 0.00022243 | 3.0123e-05 | -5.548e-05 | -0.00047046 | -3.0122e-05 | 5.5589e-05 | 0.00047056 | -138.2584 | 54.185 | -124.7449 | 41.7416 | -125.815 | 55.2551 | 1.0499 | 1.049 | 1.0463 | 1.0499 | 1.0492 | 1.0465 | 0.014146 | -120.1878 | 119.9557 | 0.015097 | -120.1774 | 119.9555
Line11_12_13 | 0.00018665 | 0.0023355 | 0.0021536 | 0.00018665 | 0.0023355 | 0.0021536 | 4.3105e-05 | 0.00053936 | 0.00049735 | 4.3105e-05 | 0.00053936 | 0.00049735 | -3.3777e-05 | -0.00056314 | -0.00022243 | 3.3777e-05 | 0.00056319 | 0.00022247 | 3.0122e-05 | -5.5589e-05 | -0.00047056 | -3.0121e-05 | 5.5698e-05 | 0.00047065 | -138.2584 | 54.185 | -124.7449 | 41.7416 | -125.815 | 55.2551 | 1.0499 | 1.0492 | 1.0465 | 1.0499 | 1.0493 | 1.0467 | 0.015097 | -120.1774 | 119.9555 | 0.016049 | -120.1669 | 119.9552
Line12_13_15 | 0 | 0 | 0 | 0 | 0 | 0 | 0 | 0 | 0 | 0 | 0 | 0 | -7.8311e-13 | -8.1935e-12 | -3.7939e-11 | 7.8311e-13 | 8.1935e-12 | 3.7939e-11 | -3.3969e-12 | 3.5311e-11 | 9.4466e-12 | 3.3969e-12 | -3.5311e-11 | -9.4466e-12 | 0 | 0 | 0 | 0 | 0 | 0 | 1.0499 | 1.0493 | 1.0467 | 1.0499 | 1.0493 | 1.0467 | 0.016049 | -120.1669 | 119.9552 | 0.016049 | -120.1669 | 119.9552
Line13_13_14 | 0.00018665 | 0.0023355 | 0.0021536 | 0.00018665 | 0.0023355 | 0.0021536 | 4.3105e-05 | 0.00053936 | 0.00049735 | 4.3105e-05 | 0.00053936 | 0.00049735 | -3.3777e-05 | -0.00056319 | -0.00022247 | 3.3778e-05 | 0.00056325 | 0.00022252 | 3.0121e-05 | -5.5698e-05 | -0.00047065 | -3.0121e-05 | 5.5807e-05 | 0.00047074 | -138.2584 | 54.185 | -124.7449 | 41.7416 | -125.815 | 55.2551 | 1.0499 | 1.0493 | 1.0467 | 1.0499 | 1.0494 | 1.0469 | 0.016049 | -120.1669 | 119.9552 | 0.017001 | -120.1565 | 119.955
Line14_15_16 | 0 | 0 | 0 | 0 | 0 | 0 | 0 | 0 | 0 | 0 | 0 | 0 | -5.2207e-13 | -5.4623e-12 | -2.5292e-11 | 5.2207e-13 | 5.4623e-12 | 2.5292e-11 | -2.2646e-12 | 2.3541e-11 | 6.2977e-12 | 2.2646e-12 | -2.3541e-11 | -6.2977e-12 | 0 | 0 | 0 | 0 | 0 | 0 | 1.0499 | 1.0493 | 1.0467 | 1.0499 | 1.0493 | 1.0467 | 0.016049 | -120.1669 | 119.9552 | 0.016049 | -120.1669 | 119.9552
Line15_16_17 | 0 | 0 | 0 | 0 | 0 | 0 | 0 | 0 | 0 | 0 | 0 | 0 | -2.6104e-13 | -2.7312e-12 | -1.2646e-11 | 2.6104e-13 | 2.7312e-12 | 1.2646e-11 | -1.1323e-12 | 1.177e-11 | 3.1489e-12 | 1.1323e-12 | -1.177e-11 | -3.1489e-12 | 0 | 0 | 0 | 0 | 0 | 0 | 1.0499 | 1.0493 | 1.0467 | 1.0499 | 1.0493 | 1.0467 | 0.016049 | -120.1669 | 119.9552 | 0.016049 | -120.1669 | 119.9552
Line16_4_18 | 0 | 0 | 0 | 0 | 0 | 0 | 0 | 0 | 0 | 0 | 0 | 0 | -1.9813e-13 | -3.9254e-12 | -1.4853e-11 | 1.9813e-13 | 3.9255e-12 | 1.4853e-11 | -9.8681e-13 | 1.3819e-11 | 3.1443e-12 | 9.8681e-13 | -1.3819e-11 | -3.1443e-12 | 0 | 0 | 0 | 0 | 0 | 0 | 1.0499 | 1.049 | 1.0461 | 1.0499 | 1.049 | 1.0461 | 0.013987 | -120.1961 | 119.9553 | 0.013987 | -120.1961 | 119.9553
Line17_5_19 | 0 | 0 | 0 | 0 | 0 | 0 | 0 | 0 | 0 | 0 | 0 | 0 | -1.8832e-13 | -4.5734e-12 | -1.5834e-11 | 1.8832e-13 | 4.5734e-12 | 1.5834e-11 | -8.6368e-13 | 1.4711e-11 | 3.0755e-12 | 8.6368e-13 | -1.4711e-11 | -3.0755e-12 | 0 | 0 | 0 | 0 | 0 | 0 | 1.05 | 1.0488 | 1.0459 | 1.05 | 1.0488 | 1.0459 | 0.012242 | -120.2087 | 119.9562 | 0.012242 | -120.2087 | 119.9562
Line1_1_3 | 0.00018665 | 0.0023355 | 0.0021536 | 0.00018665 | 0.0023355 | 0.0021536 | 4.3105e-05 | 0.00053936 | 0.00049735 | 4.3105e-05 | 0.00053936 | 0.00049735 | -3.3776e-05 | -0.00056297 | -0.00022229 | 3.3776e-05 | 0.00056303 | 0.00022233 | 3.0124e-05 | -5.5262e-05 | -0.00047028 | -3.0124e-05 | 5.5371e-05 | 0.00047037 | -138.2584 | 54.185 | -124.7449 | 41.7416 | -125.815 | 55.2551 | 1.05 | 1.0488 | 1.0459 | 1.0499 | 1.0489 | 1.0461 | 0.012242 | -120.2087 | 119.9562 | 0.013194 | -120.1983 | 119.956
Line2_1_4 | 0.00033137 | 0.0029698 | 0.0026589 | 0.00033137 | 0.0029698 | 0.0026589 | 7.6527e-05 | 0.00068585 | 0.00061404 | 7.6527e-05 | 0.00068585 | 0.00061404 | -6.8774e-05 | -0.00070936 | -0.00024708 | 6.8775e-05 | 0.00070945 | 0.00024715 | 4.1549e-05 | -0.00011927 | -0.00059277 | -4.1547e-05 | 0.00011945 | 0.00059292 | -148.85 | 50.2469 | -127.4163 | 31.15 | -129.7531 | 52.5837 | 1.05 | 1.0488 | 1.0459 | 1.0499 | 1.049 | 1.0461 | 0.012242 | -120.2087 | 119.9562 | 0.013987 | -120.1961 | 119.9553
Line3_1_5 | 0 | 0 | 0 | 0 | 0 | 0 | 0 | 0 | 0 | 0 | 0 | 0 | -3.7663e-13 | -9.1469e-12 | -3.1668e-11 | 3.7663e-13 | 9.1469e-12 | 3.1668e-11 | -1.7274e-12 | 2.9423e-11 | 6.1509e-12 | 1.7274e-12 | -2.9423e-11 | -6.1509e-12 | 0 | 0 | 0 | 0 | 0 | 0 | 1.05 | 1.0488 | 1.0459 | 1.05 | 1.0488 | 1.0459 | 0.012242 | -120.2087 | 119.9562 | 0.012242 | -120.2087 | 119.9562
Line4_2_6 | 0.001793 | 0.045016 | 0.046482 | 0.001793 | 0.045016 | 0.046482 | 0.00041408 | 0.010396 | 0.010734 | 0.00041408 | 0.010396 | 0.010734 | -0.00042526 | 0.010647 | 0.0031875 | 0.00042529 | -0.010627 | -0.0031658 | 9.0501e-05 | 0.0022138 | 0.010715 | -9.0437e-05 | -0.0021733 | -0.010672 | -167.9644 | -132.1412 | 46.5651 | 12.0356 | 47.8588 | -133.4349 | 1.05 | 1.0461 | 1.0414 | 1.05 | 1.0434 | 1.037 | 0.021412 | -120.3956 | 119.999 | 0.030581 | -120.5834 | 120.0422
Line5_6_7 | 0.001793 | 0.045016 | 0.046482 | 0.001793 | 0.045016 | 0.046482 | 0.00041408 | 0.010396 | 0.010734 | 0.00041408 | 0.010396 | 0.010734 | -0.00042529 | 0.010627 | 0.0031658 | 0.00042532 | -0.010607 | -0.0031442 | 9.0437e-05 | 0.0021733 | 0.010672 | -9.0372e-05 | -0.0021328 | -0.010629 | -167.9644 | -132.1412 | 46.5651 | 12.0356 | 47.8588 | -133.4349 | 1.05 | 1.0434 | 1.037 | 1.0501 | 1.0407 | 1.0326 | 0.030581 | -120.5834 | 120.0422 | 0.039749 | -120.7722 | 120.0858
Line6_7_8 | 0 | 0.058038 | 0.058038 | 0 | 0.058038 | 0.058038 | 0 | 0.013403 | 0.013403 | 0 | 0.013403 | 0.013403 | 9.4955e-13 | 0.013485 | 0.0034243 | -9.4955e-13 | -0.013452 | -0.0033906 | -8.4142e-12 | 0.0035672 | 0.01341 | 8.4142e-12 | -0.0034999 | -0.013342 | 0 | -135.5892 | 44.4108 | 0 | 44.4108 | -135.5892 | 1.0501 | 1.0407 | 1.0326 | 1.0501 | 1.037 | 1.0271 | 0.039749 | -120.7722 | 120.0858 | 0.039749 | -121.0051 | 120.1522
Line7_8_9 | 0 | 0 | 0 | 0 | 0 | 0 | 0 | 0 | 0 | 0 | 0 | 0 | 3.1652e-13 | -4.8785e-11 | -8.6287e-11 | -3.1652e-13 | 4.8785e-11 | 8.6287e-11 | -2.8047e-12 | 7.0036e-11 | -1.0506e-11 | 2.8047e-12 | -7.0036e-11 | 1.0506e-11 | 0 | 0 | 0 | 0 | 0 | 0 | 1.0501 | 1.037 | 1.0271 | 1.0501 | 1.037 | 1.0271 | 0.039749 | -121.0051 | 120.1522 | 0.039749 | -121.0051 | 120.1522
Line8_8_10 | 0 | 0 | 0 | 0 | 0 | 0 | 0 | 0 | 0 | 0 | 0 | 0 | 3.1652e-13 | -4.8785e-11 | -8.6287e-11 | -3.1652e-13 | 4.8785e-11 | 8.6287e-11 | -2.8047e-12 | 7.0036e-11 | -1.0506e-11 | 2.8047e-12 | -7.0036e-11 | 1.0506e-11 | 0 | 0 | 0 | 0 | 0 | 0 | 1.0501 | 1.037 | 1.0271 | 1.0501 | 1.037 | 1.0271 | 0.039749 | -121.0051 | 120.1522 | 0.039749 | -121.0051 | 120.1522
Line9_3_11 | 0.00018665 | 0.0023355 | 0.0021536 | 0.00018665 | 0.0023355 | 0.0021536 | 4.3105e-05 | 0.00053936 | 0.00049735 | 4.3105e-05 | 0.00053936 | 0.00049735 | -3.3776e-05 | -0.00056303 | -0.00022233 | 3.3777e-05 | 0.00056308 | 0.00022238 | 3.0124e-05 | -5.5371e-05 | -0.00047037 | -3.0123e-05 | 5.548e-05 | 0.00047046 | -138.2584 | 54.185 | -124.7449 | 41.7416 | -125.815 | 55.2551 | 1.0499 | 1.0489 | 1.0461 | 1.0499 | 1.049 | 1.0463 | 0.013194 | -120.1983 | 119.956 | 0.014146 | -120.1878 | 119.9557

## LL_max_fault_10
name | pf_ikss_a_from_ka | pf_ikss_b_from_ka | pf_ikss_c_from_ka | pf_ikss_a_to_ka | pf_ikss_b_to_ka | pf_ikss_c_to_ka | pf_skss_a_from_mw | pf_skss_b_from_mw | pf_skss_c_from_mw | pf_skss_a_to_mw | pf_skss_b_to_mw | pf_skss_c_to_mw | pf_p_a_from_mw | pf_p_b_from_mw | pf_p_c_from_mw | pf_p_a_to_mw | pf_p_b_to_mw | pf_p_c_to_mw | pf_q_a_from_mvar | pf_q_b_from_mvar | pf_q_c_from_mvar | pf_q_a_to_mvar | pf_q_b_to_mvar | pf_q_c_to_mvar | pf_ikss_a_from_degree | pf_ikss_b_from_degree | pf_ikss_c_from_degree | pf_ikss_a_to_degree | pf_ikss_b_to_degree | pf_ikss_c_to_degree | pf_vm_a_from_pu | pf_vm_b_from_pu | pf_vm_c_from_pu | pf_vm_a_to_pu | pf_vm_b_to_pu | pf_vm_c_to_pu | pf_va_a_from_degree | pf_va_b_from_degree | pf_va_c_from_degree | pf_va_a_to_degree | pf_va_b_to_degree | pf_va_c_to_degree
Line0_1_2 | 0.0018367 | 0.047518 | 0.049021 | 0.0018367 | 0.047518 | 0.049021 | 0.00042418 | 0.010974 | 0.011321 | 0.00042418 | 0.010974 | 0.011321 | -0.00045648 | 0.01179 | 0.003523 | 0.00045651 | -0.011768 | -0.003499 | 9.654e-05 | 0.0025205 | 0.01189 | -9.6472e-05 | -0.0024754 | -0.011842 | -168.0458 | -132.2871 | 46.4583 | 11.9542 | 47.7129 | -133.5417 | 1.0999 | 1.0987 | 1.0954 | 1.1 | 1.0958 | 1.0908 | 0.012688 | -120.2199 | 119.9543 | 0.021651 | -120.4079 | 119.9979
Line10_11_12 | 0.00020484 | 0.0024929 | 0.0022938 | 0.00020484 | 0.0024929 | 0.0022938 | 4.7305e-05 | 0.0005757 | 0.00052973 | 4.7305e-05 | 0.0005757 | 0.00052973 | -3.9392e-05 | -0.00062927 | -0.00024603 | 3.9392e-05 | 0.00062933 | 0.00024609 | 3.3994e-05 | -6.5346e-05 | -0.00052581 | -3.3994e-05 | 6.547e-05 | 0.00052591 | -139.1917 | 53.8727 | -124.9706 | 40.8083 | -126.1273 | 55.0294 | 1.0999 | 1.0989 | 1.0959 | 1.0999 | 1.0991 | 1.0961 | 0.014691 | -120.1987 | 119.9537 | 0.015692 | -120.1881 | 119.9534
Line11_12_13 | 0.00020484 | 0.0024929 | 0.0022938 | 0.00020484 | 0.0024929 | 0.0022938 | 4.7305e-05 | 0.0005757 | 0.00052973 | 4.7305e-05 | 0.0005757 | 0.00052973 | -3.9392e-05 | -0.00062933 | -0.00024609 | 3.9393e-05 | 0.00062939 | 0.00024614 | 3.3994e-05 | -6.547e-05 | -0.00052591 | -3.3993e-05 | 6.5594e-05 | 0.00052602 | -139.1917 | 53.8727 | -124.9706 | 40.8083 | -126.1273 | 55.0294 | 1.0999 | 1.0991 | 1.0961 | 1.0999 | 1.0992 | 1.0963 | 0.015692 | -120.1881 | 119.9534 | 0.016694 | -120.1775 | 119.9531
Line12_13_15 | 0 | 0 | 0 | 0 | 0 | 0 | 0 | 0 | 0 | 0 | 0 | 0 | -8.8001e-13 | -9.759e-12 | -4.427e-11 | 8.8001e-13 | 9.759e-12 | 4.427e-11 | -3.8778e-12 | 4.1201e-11 | 1.0856e-11 | 3.8778e-12 | -4.1201e-11 | -1.0856e-11 | 0 | 0 | 0 | 0 | 0 | 0 | 1.0999 | 1.0992 | 1.0963 | 1.0999 | 1.0992 | 1.0963 | 0.016694 | -120.1775 | 119.9531 | 0.016694 | -120.1775 | 119.9531
Line13_13_14 | 0.00020484 | 0.0024929 | 0.0022938 | 0.00020484 | 0.0024929 | 0.0022938 | 4.7305e-05 | 0.0005757 | 0.00052973 | 4.7305e-05 | 0.0005757 | 0.00052973 | -3.9393e-05 | -0.00062939 | -0.00024614 | 3.9393e-05 | 0.00062946 | 0.00024619 | 3.3993e-05 | -6.5594e-05 | -0.00052602 | -3.3992e-05 | 6.5719e-05 | 0.00052612 | -139.1917 | 53.8727 | -124.9706 | 40.8083 | -126.1273 | 55.0294 | 1.0999 | 1.0992 | 1.0963 | 1.0999 | 1.0993 | 1.0966 | 0.016694 | -120.1775 | 119.9531 | 0.017695 | -120.1669 | 119.9528
Line14_15_16 | 0 | 0 | 0 | 0 | 0 | 0 | 0 | 0 | 0 | 0 | 0 | 0 | -5.8668e-13 | -6.506e-12 | -2.9513e-11 | 5.8668e-13 | 6.506e-12 | 2.9513e-11 | -2.5852e-12 | 2.7467e-11 | 7.2376e-12 | 2.5852e-12 | -2.7467e-11 | -7.2376e-12 | 0 | 0 | 0 | 0 | 0 | 0 | 1.0999 | 1.0992 | 1.0963 | 1.0999 | 1.0992 | 1.0963 | 0.016694 | -120.1775 | 119.9531 | 0.016694 | -120.1775 | 119.9531
Line15_16_17 | 0 | 0 | 0 | 0 | 0 | 0 | 0 | 0 | 0 | 0 | 0 | 0 | -2.9334e-13 | -3.253e-12 | -1.4757e-11 | 2.9334e-13 | 3.253e-12 | 1.4757e-11 | -1.2926e-12 | 1.3734e-11 | 3.6188e-12 | 1.2926e-12 | -1.3734e-11 | -3.6188e-12 | 0 | 0 | 0 | 0 | 0 | 0 | 1.0999 | 1.0992 | 1.0963 | 1.0999 | 1.0992 | 1.0963 | 0.016694 | -120.1775 | 119.9531 | 0.016694 | -120.1775 | 119.9531
Line16_4_18 | 0 | 0 | 0 | 0 | 0 | 0 | 0 | 0 | 0 | 0 | 0 | 0 | -2.2483e-13 | -4.6089e-12 | -1.7226e-11 | 2.2483e-13 | 4.6089e-12 | 1.7226e-11 | -1.1205e-12 | 1.6025e-11 | 3.6015e-12 | 1.1205e-12 | -1.6025e-11 | -3.6014e-12 | 0 | 0 | 0 | 0 | 0 | 0 | 1.0999 | 1.0988 | 1.0957 | 1.0999 | 1.0988 | 1.0957 | 0.014471 | -120.2072 | 119.9533 | 0.014471 | -120.2072 | 119.9533
Line17_5_19 | 0 | 0 | 0 | 0 | 0 | 0 | 0 | 0 | 0 | 0 | 0 | 0 | -2.1478e-13 | -5.3295e-12 | -1.8312e-11 | 2.1478e-13 | 5.3295e-12 | 1.8312e-11 | -9.8245e-13 | 1.7011e-11 | 3.5228e-12 | 9.8245e-13 | -1.7011e-11 | -3.5228e-12 | 0 | 0 | 0 | 0 | 0 | 0 | 1.0999 | 1.0987 | 1.0954 | 1.0999 | 1.0987 | 1.0954 | 0.012688 | -120.2199 | 119.9543 | 0.012688 | -120.2199 | 119.9543
Line1_1_3 | 0.00020484 | 0.0024929 | 0.0022938 | 0.00020484 | 0.0024929 | 0.0022938 | 4.7305e-05 | 0.0005757 | 0.00052973 | 4.7305e-05 | 0.0005757 | 0.00052973 | -3.9391e-05 | -0.00062915 | -0.00024593 | 3.9391e-05 | 0.00062921 | 0.00024598 | 3.3996e-05 | -6.5097e-05 | -0.0005256 | -3.3995e-05 | 6.5221e-05 | 0.0005257 | -139.1918 | 53.8727 | -124.9706 | 40.8082 | -126.1273 | 55.0294 | 1.0999 | 1.0987 | 1.0954 | 1.0999 | 1.0988 | 1.0957 | 0.012688 | -120.2199 | 119.9543 | 0.01369 | -120.2093 | 119.954
Line2_1_4 | 0.00035437 | 0.0031406 | 0.0028086 | 0.00035437 | 0.0031406 | 0.0028086 | 8.1838e-05 | 0.00072529 | 0.00064862 | 8.1838e-05 | 0.00072529 | 0.00064862 | -7.7366e-05 | -0.00078542 | -0.00027187 | 7.7367e-05 | 0.00078552 | 0.00027195 | 4.6019e-05 | -0.00013452 | -0.00065645 | -4.6016e-05 | 0.00013472 | 0.00065661 | -149.2422 | 50.0611 | -127.5485 | 30.7578 | -129.9389 | 52.4515 | 1.0999 | 1.0987 | 1.0954 | 1.0999 | 1.0988 | 1.0957 | 0.012688 | -120.2199 | 119.9543 | 0.014471 | -120.2072 | 119.9533
Line3_1_5 | 0 | 0 | 0 | 0 | 0 | 0 | 0 | 0 | 0 | 0 | 0 | 0 | -4.2956e-13 | -1.0659e-11 | -3.6624e-11 | 4.2956e-13 | 1.0659e-11 | 3.6624e-11 | -1.9649e-12 | 3.4022e-11 | 7.0455e-12 | 1.9649e-12 | -3.4022e-11 | -7.0455e-12 | 0 | 0 | 0 | 0 | 0 | 0 | 1.0999 | 1.0987 | 1.0954 | 1.0999 | 1.0987 | 1.0954 | 0.012688 | -120.2199 | 119.9543 | 0.012688 | -120.2199 | 119.9543
Line4_2_6 | 0.0018367 | 0.047518 | 0.049021 | 0.0018367 | 0.047518 | 0.049021 | 0.00042418 | 0.010974 | 0.011321 | 0.00042418 | 0.010974 | 0.011321 | -0.00045651 | 0.011768 | 0.003499 | 0.00045654 | -0.011745 | -0.0034749 | 9.6472e-05 | 0.0024754 | 0.011842 | -9.6405e-05 | -0.0024302 | -0.011794 | -168.0458 | -132.2871 | 46.4583 | 11.9542 | 47.7129 | -133.5417 | 1.1 | 1.0958 | 1.0908 | 1.1 | 1.0929 | 1.0861 | 0.021651 | -120.4079 | 119.9979 | 0.030614 | -120.5968 | 120.0418
Line5_6_7 | 0.0018367 | 0.047518 | 0.049021 | 0.0018367 | 0.047518 | 0.049021 | 0.00042418 | 0.010974 | 0.011321 | 0.00042418 | 0.010974 | 0.011321 | -0.00045654 | 0.011745 | 0.0034749 | 0.00045658 | -0.011723 | -0.0034509 | 9.6405e-05 | 0.0024302 | 0.011794 | -9.6337e-05 | -0.0023851 | -0.011746 | -168.0458 | -132.2871 | 46.4583 | 11.9542 | 47.7129 | -133.5417 | 1.1 | 1.0929 | 1.0861 | 1.1001 | 1.0901 | 1.0814 | 0.030614 | -120.5968 | 120.0418 | 0.039576 | -120.7867 | 120.0861
Line6_7_8 | 0 | 0.060784 | 0.060784 | 0 | 0.060784 | 0.060784 | 0 | 0.014037 | 0.014037 | 0 | 0.014037 | 0.014037 | 9.8987e-13 | 0.014794 | 0.0037534 | -9.8987e-13 | -0.014757 | -0.0037165 | -9.1942e-12 | 0.003912 | 0.014709 | 9.1942e-12 | -0.0038381 | -0.014635 | 0 | -135.5988 | 44.4012 | 0 | 44.4012 | -135.5988 | 1.1001 | 1.0901 | 1.0814 | 1.1001 | 1.0862 | 1.0757 | 0.039576 | -120.7867 | 120.0861 | 0.039576 | -121.0196 | 120.1526
Line7_8_9 | 0 | 0 | 0 | 0 | 0 | 0 | 0 | 0 | 0 | 0 | 0 | 0 | 3.2996e-13 | -5.4175e-11 | -9.5935e-11 | -3.2995e-13 | 5.4175e-11 | 9.5935e-11 | -3.0647e-12 | 7.7961e-11 | -1.1557e-11 | 3.0647e-12 | -7.7961e-11 | 1.1557e-11 | 0 | 0 | 0 | 0 | 0 | 0 | 1.1001 | 1.0862 | 1.0757 | 1.1001 | 1.0862 | 1.0757 | 0.039576 | -121.0196 | 120.1526 | 0.039576 | -121.0196 | 120.1526
Line8_8_10 | 0 | 0 | 0 | 0 | 0 | 0 | 0 | 0 | 0 | 0 | 0 | 0 | 3.2996e-13 | -5.4175e-11 | -9.5935e-11 | -3.2995e-13 | 5.4175e-11 | 9.5935e-11 | -3.0647e-12 | 7.7961e-11 | -1.1557e-11 | 3.0647e-12 | -7.7961e-11 | 1.1557e-11 | 0 | 0 | 0 | 0 | 0 | 0 | 1.1001 | 1.0862 | 1.0757 | 1.1001 | 1.0862 | 1.0757 | 0.039576 | -121.0196 | 120.1526 | 0.039576 | -121.0196 | 120.1526
Line9_3_11 | 0.00020484 | 0.0024929 | 0.0022938 | 0.00020484 | 0.0024929 | 0.0022938 | 4.7305e-05 | 0.0005757 | 0.00052973 | 4.7305e-05 | 0.0005757 | 0.00052973 | -3.9391e-05 | -0.00062921 | -0.00024598 | 3.9392e-05 | 0.00062927 | 0.00024603 | 3.3995e-05 | -6.5221e-05 | -0.0005257 | -3.3994e-05 | 6.5346e-05 | 0.00052581 | -139.1918 | 53.8727 | -124.9706 | 40.8082 | -126.1273 | 55.0294 | 1.0999 | 1.0988 | 1.0957 | 1.0999 | 1.0989 | 1.0959 | 0.01369 | -120.2093 | 119.954 | 0.014691 | -120.1987 | 119.9537

## LL_min_6
name | pf_ikss_a_from_ka | pf_ikss_b_from_ka | pf_ikss_c_from_ka | pf_ikss_a_to_ka | pf_ikss_b_to_ka | pf_ikss_c_to_ka | pf_skss_a_from_mw | pf_skss_b_from_mw | pf_skss_c_from_mw | pf_skss_a_to_mw | pf_skss_b_to_mw | pf_skss_c_to_mw | pf_p_a_from_mw | pf_p_b_from_mw | pf_p_c_from_mw | pf_p_a_to_mw | pf_p_b_to_mw | pf_p_c_to_mw | pf_q_a_from_mvar | pf_q_b_from_mvar | pf_q_c_from_mvar | pf_q_a_to_mvar | pf_q_b_to_mvar | pf_q_c_to_mvar | pf_ikss_a_from_degree | pf_ikss_b_from_degree | pf_ikss_c_from_degree | pf_ikss_a_to_degree | pf_ikss_b_to_degree | pf_ikss_c_to_degree | pf_vm_a_from_pu | pf_vm_b_from_pu | pf_vm_c_from_pu | pf_vm_a_to_pu | pf_vm_b_to_pu | pf_vm_c_to_pu | pf_va_a_from_degree | pf_va_b_from_degree | pf_va_c_from_degree | pf_va_a_to_degree | pf_va_b_to_degree | pf_va_c_to_degree
Line0_1_2 | 0.0018277 | 1.4533 | 1.4545 | 0.0018277 | 1.4533 | 1.4545 | 0.00042209 | 0.33563 | 0.3359 | 0.00042209 | 0.33563 | 0.3359 | -0.00038952 | 0.28972 | 0.035522 | 0.00038959 | -0.24917 | 0.0050963 | -9.525e-05 | 0.072693 | 0.26574 | 9.5316e-05 | -0.03045 | -0.22343 | 166.2754 | -142.7793 | 37.1648 | -13.7246 | 37.2207 | -142.8352 | 0.95004 | 0.88997 | 0.79818 | 0.95023 | 0.74791 | 0.66535 | 0.016174 | -128.6942 | 119.5512 | 0.023268 | -135.812 | 128.4714
Line10_11_12 | 0.00042042 | 0.0024973 | 0.0021139 | 0.00042042 | 0.0024973 | 0.0021139 | 9.7091e-05 | 0.00057673 | 0.00048818 | 9.7091e-05 | 0.00057673 | 0.00048818 | -8.8016e-05 | -0.00050282 | -9.6701e-05 | 8.8019e-05 | 0.00050294 | 9.6786e-05 | 2.7612e-05 | -0.00010444 | -0.00037769 | -2.7609e-05 | 0.00010457 | 0.00037778 | -162.5608 | 39.5932 | -136.1056 | 17.4392 | -140.4068 | 43.8944 | 0.95009 | 0.89047 | 0.79862 | 0.95011 | 0.89071 | 0.79884 | 0.021626 | -128.6724 | 119.5333 | 0.024352 | -128.6615 | 119.5244
Line11_12_13 | 0.00042042 | 0.0024973 | 0.0021139 | 0.00042042 | 0.0024973 | 0.0021139 | 9.7091e-05 | 0.00057673 | 0.00048818 | 9.7091e-05 | 0.00057673 | 0.00048818 | -8.8019e-05 | -0.00050294 | -9.6786e-05 | 8.8022e-05 | 0.00050306 | 9.6872e-05 | 2.7609e-05 | -0.00010457 | -0.00037778 | -2.7605e-05 | 0.00010469 | 0.00037787 | -162.5608 | 39.5932 | -136.1057 | 17.4392 | -140.4068 | 43.8943 | 0.95011 | 0.89071 | 0.79884 | 0.95013 | 0.89096 | 0.79906 | 0.024352 | -128.6615 | 119.5244 | 0.027078 | -128.6506 | 119.5154
Line12_13_15 | 0 | 0 | 0 | 0 | 0 | 0 | 0 | 0 | 0 | 0 | 0 | 0 | 1.3766e-12 | -4.727e-10 | -1.3264e-09 | -1.3766e-12 | 4.727e-10 | 1.3264e-09 | -4.6923e-12 | 1.4004e-09 | 7.0621e-11 | 4.6923e-12 | -1.4004e-09 | -7.0621e-11 | 0 | 0 | 0 | 0 | 0 | 0 | 0.95013 | 0.89096 | 0.79906 | 0.95013 | 0.89096 | 0.79906 | 0.027078 | -128.6506 | 119.5154 | 0.027078 | -128.6506 | 119.5154
Line13_13_14 | 0.00042042 | 0.0024973 | 0.0021139 | 0.00042042 | 0.0024973 | 0.0021139 | 9.7091e-05 | 0.00057673 | 0.00048818 | 9.7091e-05 | 0.00057673 | 0.00048818 | -8.8022e-05 | -0.00050306 | -9.687e-05 | 8.8026e-05 | 0.00050318 | 9.6956e-05 | 2.7605e-05 | -0.0001047 | -0.00037787 | -2.7601e-05 | 0.00010482 | 0.00037796 | -162.5608 | 39.593 | -136.1059 | 17.4392 | -140.407 | 43.8941 | 0.95013 | 0.89096 | 0.79906 | 0.95015 | 0.89121 | 0.79929 | 0.027078 | -128.6506 | 119.5154 | 0.029803 | -128.6397 | 119.5065
Line14_15_16 | 0 | 0 | 0 | 0 | 0 | 0 | 0 | 0 | 0 | 0 | 0 | 0 | 9.1771e-13 | -3.1514e-10 | -8.8425e-10 | -9.1771e-13 | 3.1514e-10 | 8.8425e-10 | -3.1282e-12 | 9.3358e-10 | 4.7081e-11 | 3.1282e-12 | -9.3358e-10 | -4.7081e-11 | 0 | 0 | 0 | 0 | 0 | 0 | 0.95013 | 0.89096 | 0.79906 | 0.95013 | 0.89096 | 0.79906 | 0.027078 | -128.6506 | 119.5154 | 0.027078 | -128.6506 | 119.5154
Line15_16_17 | 0 | 0 | 0 | 0 | 0 | 0 | 0 | 0 | 0 | 0 | 0 | 0 | 4.5883e-13 | -1.5757e-10 | -4.4213e-10 | -4.5882e-13 | 1.5757e-10 | 4.4213e-10 | -1.5641e-12 | 4.6679e-10 | 2.354e-11 | 1.564e-12 | -4.6679e-10 | -2.354e-11 | 0 | 0 | 0 | 0 | 0 | 0 | 0.95013 | 0.89096 | 0.79906 | 0.95013 | 0.89096 | 0.79906 | 0.027078 | -128.6506 | 119.5154 | 0.027078 | -128.6506 | 119.5154
Line16_4_18 | 0 | 0 | 0 | 0 | 0 | 0 | 0 | 0 | 0 | 0 | 0 | 0 | 2.2628e-13 | -1.5958e-10 | -4.4371e-10 | -2.2629e-13 | 1.5958e-10 | 4.4371e-10 | -1.0929e-12 | 4.6816e-10 | 2.2222e-11 | 1.0929e-12 | -4.6816e-10 | -2.2222e-11 | 0 | 0 | 0 | 0 | 0 | 0 | 0.95006 | 0.89022 | 0.7984 | 0.95006 | 0.89022 | 0.7984 | 0.018921 | -128.6833 | 119.5422 | 0.018921 | -128.6833 | 119.5422
Line17_5_19 | 0 | 0 | 0 | 0 | 0 | 0 | 0 | 0 | 0 | 0 | 0 | 0 | 1.4571e-13 | -1.6026e-10 | -4.4424e-10 | -1.4572e-13 | 1.6026e-10 | 4.4424e-10 | -9.3414e-13 | 4.6861e-10 | 2.1776e-11 | 9.3418e-13 | -4.6861e-10 | -2.1776e-11 | 0 | 0 | 0 | 0 | 0 | 0 | 0.95004 | 0.88997 | 0.79818 | 0.95004 | 0.88997 | 0.79818 | 0.016174 | -128.6942 | 119.5512 | 0.016174 | -128.6942 | 119.5512
Line1_1_3 | 0.00042042 | 0.0024973 | 0.0021139 | 0.00042042 | 0.0024973 | 0.0021139 | 9.7091e-05 | 0.00057673 | 0.00048818 | 9.7091e-05 | 0.00057673 | 0.00048818 | -8.8009e-05 | -0.00050259 | -9.653e-05 | 8.8012e-05 | 0.00050271 | 9.6616e-05 | 2.7619e-05 | -0.00010419 | -0.00037751 | -2.7616e-05 | 0.00010432 | 0.0003776 | -162.5608 | 39.5933 | -136.1055 | 17.4392 | -140.4067 | 43.8945 | 0.95004 | 0.88997 | 0.79818 | 0.95006 | 0.89022 | 0.7984 | 0.016174 | -128.6942 | 119.5512 | 0.0189 | -128.6833 | 119.5423
Line2_1_4 | 0.00042551 | 0.0025131 | 0.0021258 | 0.00042551 | 0.0025131 | 0.0021258 | 9.8268e-05 | 0.00058038 | 0.00049094 | 9.8268e-05 | 0.00058038 | 0.00049094 | -8.9307e-05 | -0.00050529 | -9.5813e-05 | 8.931e-05 | 0.00050541 | 9.59e-05 | 2.7206e-05 | -0.00010714 | -0.00037996 | -2.7202e-05 | 0.00010727 | 0.00038005 | -163.0414 | 39.3341 | -136.2959 | 16.9586 | -140.6659 | 43.7041 | 0.95004 | 0.88997 | 0.79818 | 0.95006 | 0.89022 | 0.7984 | 0.016174 | -128.6942 | 119.5512 | 0.018921 | -128.6833 | 119.5422
Line3_1_5 | 0 | 0 | 0 | 0 | 0 | 0 | 0 | 0 | 0 | 0 | 0 | 0 | 2.9144e-13 | -3.2053e-10 | -8.8848e-10 | -2.9144e-13 | 3.2053e-10 | 8.8848e-10 | -1.8683e-12 | 9.3722e-10 | 4.3552e-11 | 1.8683e-12 | -9.3722e-10 | -4.3552e-11 | 0 | 0 | 0 | 0 | 0 | 0 | 0.95004 | 0.88997 | 0.79818 | 0.95004 | 0.88997 | 0.79818 | 0.016174 | -128.6942 | 119.5512 | 0.016174 | -128.6942 | 119.5512
Line4_2_6 | 0.0018277 | 1.4533 | 1.4545 | 0.0018277 | 1.4533 | 1.4545 | 0.00042209 | 0.33563 | 0.3359 | 0.00042209 | 0.33563 | 0.3359 | -0.00038959 | 0.24917 | -0.0050963 | 0.00038965 | -0.20862 | 0.045714 | -9.5316e-05 | 0.03045 | 0.22343 | 9.5383e-05 | 0.011794 | -0.18112 | 166.2754 | -142.7793 | 37.1648 | -13.7246 | 37.2207 | -142.8352 | 0.95023 | 0.74791 | 0.66535 | 0.95041 | 0.62255 | 0.55613 | 0.023268 | -135.812 | 128.4714 | 0.03036 | -146.0149 | 141.33
Line5_6_7 | 0.0018277 | 1.4533 | 1.4545 | 0.0018277 | 1.4533 | 1.4545 | 0.00042209 | 0.33563 | 0.3359 | 0.00042209 | 0.33563 | 0.3359 | -0.00038965 | 0.20862 | -0.045714 | 0.00038972 | -0.16806 | 0.086332 | -9.5383e-05 | -0.011794 | 0.18112 | 9.545e-05 | 0.054037 | -0.13881 | 166.2754 | -142.7793 | 37.1648 | -13.7246 | 37.2207 | -142.8352 | 0.95041 | 0.62255 | 0.55613 | 0.9506 | 0.52598 | 0.48666 | 0.03036 | -146.0149 | 141.33 | 0.037449 | -160.6035 | 159.0437
Line6_7_8 | 0 | 1.4628 | 1.4628 | 0 | 1.4628 | 1.4628 | 0 | 0.33782 | 0.33782 | 0 | 0.33782 | 0.33782 | 6.2495e-12 | 0.16935 | -0.087179 | -6.2495e-12 | -0.12826 | 0.12826 | -6.4927e-12 | -0.053795 | 0.13939 | 6.4928e-12 | 0.09659 | -0.09659 | 0 | -142.9803 | 37.0197 | 0 | 37.0197 | -142.9803 | 0.9506 | 0.52598 | 0.48666 | 0.9506 | 0.4753 | 0.4753 | 0.037449 | -160.6035 | 159.0437 | 0.037449 | -179.9626 | -179.9626
Line7_8_9 | 0 | 0 | 0 | 0 | 0 | 0 | 0 | 0 | 0 | 0 | 0 | 0 | 2.0832e-12 | -4.1615e-13 | 1.4579e-12 | -2.0831e-12 | 4.1622e-13 | -1.4577e-12 | -2.1641e-12 | 1.4333e-09 | -1.4344e-09 | 2.1642e-12 | -1.4333e-09 | 1.4344e-09 | 0 | 0 | 0 | 0 | 0 | 0 | 0.9506 | 0.4753 | 0.4753 | 0.9506 | 0.4753 | 0.4753 | 0.037449 | -179.9626 | -179.9626 | 0.037449 | -179.9626 | -179.9626
Line8_8_10 | 0 | 0 | 0 | 0 | 0 | 0 | 0 | 0 | 0 | 0 | 0 | 0 | 2.0831e-12 | -4.1618e-13 | 1.4583e-12 | -2.0831e-12 | 4.1615e-13 | -1.4582e-12 | -2.1641e-12 | 1.4333e-09 | -1.4344e-09 | 2.1642e-12 | -1.4333e-09 | 1.4344e-09 | 0 | 0 | 0 | 0 | 0 | 0 | 0.9506 | 0.4753 | 0.4753 | 0.9506 | 0.4753 | 0.4753 | 0.037449 | -179.9626 | -179.9626 | 0.037449 | -179.9626 | -179.9626
Line9_3_11 | 0.00042042 | 0.0024973 | 0.0021139 | 0.00042042 | 0.0024973 | 0.0021139 | 9.7091e-05 | 0.00057673 | 0.00048818 | 9.7091e-05 | 0.00057673 | 0.00048818 | -8.8012e-05 | -0.00050271 | -9.6615e-05 | 8.8016e-05 | 0.00050283 | 9.6701e-05 | 2.7616e-05 | -0.00010432 | -0.0003776 | -2.7612e-05 | 0.00010444 | 0.00037769 | -162.5608 | 39.5933 | -136.1056 | 17.4392 | -140.4067 | 43.8944 | 0.95006 | 0.89022 | 0.7984 | 0.95009 | 0.89047 | 0.79862 | 0.0189 | -128.6833 | 119.5423 | 0.021626 | -128.6724 | 119.5333

## LL_min_10
name | pf_ikss_a_from_ka | pf_ikss_b_from_ka | pf_ikss_c_from_ka | pf_ikss_a_to_ka | pf_ikss_b_to_ka | pf_ikss_c_to_ka | pf_skss_a_from_mw | pf_skss_b_from_mw | pf_skss_c_from_mw | pf_skss_a_to_mw | pf_skss_b_to_mw | pf_skss_c_to_mw | pf_p_a_from_mw | pf_p_b_from_mw | pf_p_c_from_mw | pf_p_a_to_mw | pf_p_b_to_mw | pf_p_c_to_mw | pf_q_a_from_mvar | pf_q_b_from_mvar | pf_q_c_from_mvar | pf_q_a_to_mvar | pf_q_b_to_mvar | pf_q_c_to_mvar | pf_ikss_a_from_degree | pf_ikss_b_from_degree | pf_ikss_c_from_degree | pf_ikss_a_to_degree | pf_ikss_b_to_degree | pf_ikss_c_to_degree | pf_vm_a_from_pu | pf_vm_b_from_pu | pf_vm_c_from_pu | pf_vm_a_to_pu | pf_vm_b_to_pu | pf_vm_c_to_pu | pf_va_a_from_degree | pf_va_b_from_degree | pf_va_c_from_degree | pf_va_a_to_degree | pf_va_b_to_degree | pf_va_c_to_degree
Line0_1_2 | 0.0017315 | 1.3768 | 1.3779 | 0.0017315 | 1.3768 | 1.3779 | 0.00039987 | 0.31797 | 0.31822 | 0.00039987 | 0.31797 | 0.31822 | -0.0003496 | 0.26003 | 0.031881 | 0.00034966 | -0.22363 | 0.004574 | -8.5487e-05 | 0.065243 | 0.23851 | 8.5547e-05 | -0.027329 | -0.20053 | 166.2754 | -142.7793 | 37.1648 | -13.7246 | 37.2207 | -142.8352 | 0.90004 | 0.84313 | 0.75617 | 0.90022 | 0.70855 | 0.63034 | 0.016174 | -128.6942 | 119.5512 | 0.023268 | -135.812 | 128.4714
Line10_11_12 | 0.00039829 | 0.0023659 | 0.0020026 | 0.00039829 | 0.0023659 | 0.0020026 | 9.1981e-05 | 0.00054638 | 0.00046249 | 9.1981e-05 | 0.00054638 | 0.00046249 | -7.8995e-05 | -0.00045129 | -8.6789e-05 | 7.8998e-05 | 0.0004514 | 8.6866e-05 | 2.4782e-05 | -9.374e-05 | -0.00033898 | -2.4779e-05 | 9.3852e-05 | 0.00033906 | -162.5608 | 39.5932 | -136.1056 | 17.4392 | -140.4068 | 43.8944 | 0.90008 | 0.8436 | 0.75659 | 0.9001 | 0.84383 | 0.7568 | 0.021626 | -128.6724 | 119.5333 | 0.024352 | -128.6615 | 119.5244
Line11_12_13 | 0.00039829 | 0.0023659 | 0.0020026 | 0.00039829 | 0.0023659 | 0.0020026 | 9.1981e-05 | 0.00054638 | 0.00046249 | 9.1981e-05 | 0.00054638 | 0.00046249 | -7.8998e-05 | -0.0004514 | -8.6866e-05 | 7.9001e-05 | 0.0004515 | 8.6943e-05 | 2.4779e-05 | -9.3852e-05 | -0.00033906 | -2.4776e-05 | 9.3964e-05 | 0.00033914 | -162.5608 | 39.5932 | -136.1057 | 17.4392 | -140.4068 | 43.8943 | 0.9001 | 0.84383 | 0.7568 | 0.90012 | 0.84407 | 0.75701 | 0.024352 | -128.6615 | 119.5244 | 0.027078 | -128.6506 | 119.5154
Line12_13_15 | 0 | 0 | 0 | 0 | 0 | 0 | 0 | 0 | 0 | 0 | 0 | 0 | 1.2355e-12 | -4.2425e-10 | -1.1904e-09 | -1.2355e-12 | 4.2425e-10 | 1.1904e-09 | -4.2114e-12 | 1.2568e-09 | 6.3383e-11 | 4.2114e-12 | -1.2568e-09 | -6.3383e-11 | 0 | 0 | 0 | 0 | 0 | 0 | 0.90012 | 0.84407 | 0.75701 | 0.90012 | 0.84407 | 0.75701 | 0.027078 | -128.6506 | 119.5154 | 0.027078 | -128.6506 | 119.5154
Line13_13_14 | 0.00039829 | 0.0023659 | 0.0020026 | 0.00039829 | 0.0023659 | 0.0020026 | 9.1981e-05 | 0.00054637 | 0.00046249 | 9.1981e-05 | 0.00054637 | 0.00046249 | -7.9001e-05 | -0.0004515 | -8.6941e-05 | 7.9004e-05 | 0.00045161 | 8.7018e-05 | 2.4776e-05 | -9.3966e-05 | -0.00033914 | -2.4773e-05 | 9.4078e-05 | 0.00033922 | -162.5608 | 39.593 | -136.1059 | 17.4392 | -140.407 | 43.8941 | 0.90012 | 0.84407 | 0.75701 | 0.90015 | 0.8443 | 0.75722 | 0.027078 | -128.6506 | 119.5154 | 0.029803 | -128.6397 | 119.5065
Line14_15_16 | 0 | 0 | 0 | 0 | 0 | 0 | 0 | 0 | 0 | 0 | 0 | 0 | 8.2364e-13 | -2.8284e-10 | -7.9362e-10 | -8.2364e-13 | 2.8284e-10 | 7.9362e-10 | -2.8076e-12 | 8.379e-10 | 4.2255e-11 | 2.8076e-12 | -8.379e-10 | -4.2255e-11 | 0 | 0 | 0 | 0 | 0 | 0 | 0.90012 | 0.84407 | 0.75701 | 0.90012 | 0.84407 | 0.75701 | 0.027078 | -128.6506 | 119.5154 | 0.027078 | -128.6506 | 119.5154
Line15_16_17 | 0 | 0 | 0 | 0 | 0 | 0 | 0 | 0 | 0 | 0 | 0 | 0 | 4.1183e-13 | -1.4142e-10 | -3.9681e-10 | -4.1182e-13 | 1.4142e-10 | 3.9681e-10 | -1.4038e-12 | 4.1895e-10 | 2.1128e-11 | 1.4038e-12 | -4.1895e-10 | -2.1128e-11 | 0 | 0 | 0 | 0 | 0 | 0 | 0.90012 | 0.84407 | 0.75701 | 0.90012 | 0.84407 | 0.75701 | 0.027078 | -128.6506 | 119.5154 | 0.027078 | -128.6506 | 119.5154
Line16_4_18 | 0 | 0 | 0 | 0 | 0 | 0 | 0 | 0 | 0 | 0 | 0 | 0 | 2.0308e-13 | -1.4323e-10 | -3.9823e-10 | -2.0309e-13 | 1.4323e-10 | 3.9823e-10 | -9.8085e-13 | 4.2017e-10 | 1.9944e-11 | 9.8087e-13 | -4.2017e-10 | -1.9945e-11 | 0 | 0 | 0 | 0 | 0 | 0 | 0.90006 | 0.84337 | 0.75638 | 0.90006 | 0.84337 | 0.75638 | 0.018921 | -128.6833 | 119.5422 | 0.018921 | -128.6833 | 119.5422
Line17_5_19 | 0 | 0 | 0 | 0 | 0 | 0 | 0 | 0 | 0 | 0 | 0 | 0 | 1.3079e-13 | -1.4384e-10 | -3.9871e-10 | -1.3079e-13 | 1.4384e-10 | 3.9871e-10 | -8.3841e-13 | 4.2058e-10 | 1.9544e-11 | 8.3843e-13 | -4.2058e-10 | -1.9544e-11 | 0 | 0 | 0 | 0 | 0 | 0 | 0.90004 | 0.84313 | 0.75617 | 0.90004 | 0.84313 | 0.75617 | 0.016174 | -128.6942 | 119.5512 | 0.016174 | -128.6942 | 119.5512
Line1_1_3 | 0.00039829 | 0.0023659 | 0.0020026 | 0.00039829 | 0.0023659 | 0.0020026 | 9.1981e-05 | 0.00054638 | 0.00046249 | 9.1981e-05 | 0.00054638 | 0.00046249 | -7.8988e-05 | -0.00045107 | -8.6636e-05 | 7.8992e-05 | 0.00045118 | 8.6713e-05 | 2.4788e-05 | -9.3515e-05 | -0.00033882 | -2.4785e-05 | 9.3627e-05 | 0.0003389 | -162.5608 | 39.5933 | -136.1055 | 17.4392 | -140.4067 | 43.8945 | 0.90004 | 0.84313 | 0.75617 | 0.90006 | 0.84337 | 0.75638 | 0.016174 | -128.6942 | 119.5512 | 0.0189 | -128.6833 | 119.5423
Line2_1_4 | 0.00040312 | 0.0023809 | 0.0020139 | 0.00040312 | 0.0023809 | 0.0020139 | 9.3096e-05 | 0.00054984 | 0.0004651 | 9.3096e-05 | 0.00054984 | 0.0004651 | -8.0154e-05 | -0.0004535 | -8.5993e-05 | 8.0157e-05 | 0.00045361 | 8.6071e-05 | 2.4417e-05 | -9.6161e-05 | -0.00034102 | -2.4414e-05 | 9.6274e-05 | 0.0003411 | -163.0414 | 39.3341 | -136.2959 | 16.9586 | -140.6659 | 43.7041 | 0.90004 | 0.84313 | 0.75617 | 0.90006 | 0.84337 | 0.75638 | 0.016174 | -128.6942 | 119.5512 | 0.018921 | -128.6833 | 119.5422
Line3_1_5 | 0 | 0 | 0 | 0 | 0 | 0 | 0 | 0 | 0 | 0 | 0 | 0 | 2.6157e-13 | -2.8768e-10 | -7.9742e-10 | -2.6158e-13 | 2.8768e-10 | 7.9742e-10 | -1.6768e-12 | 8.4116e-10 | 3.9088e-11 | 1.6768e-12 | -8.4116e-10 | -3.9088e-11 | 0 | 0 | 0 | 0 | 0 | 0 | 0.90004 | 0.84313 | 0.75617 | 0.90004 | 0.84313 | 0.75617 | 0.016174 | -128.6942 | 119.5512 | 0.016174 | -128.6942 | 119.5512
Line4_2_6 | 0.0017315 | 1.3768 | 1.3779 | 0.0017315 | 1.3768 | 1.3779 | 0.00039987 | 0.31797 | 0.31822 | 0.00039987 | 0.31797 | 0.31822 | -0.00034966 | 0.22363 | -0.004574 | 0.00034972 | -0.18723 | 0.041029 | -8.5547e-05 | 0.027329 | 0.20053 | 8.5607e-05 | 0.010585 | -0.16256 | 166.2754 | -142.7793 | 37.1648 | -13.7246 | 37.2207 | -142.8352 | 0.90022 | 0.70855 | 0.63034 | 0.90039 | 0.58979 | 0.52686 | 0.023268 | -135.812 | 128.4714 | 0.03036 | -146.0149 | 141.33
Line5_6_7 | 0.0017315 | 1.3768 | 1.3779 | 0.0017315 | 1.3768 | 1.3779 | 0.00039987 | 0.31797 | 0.31822 | 0.00039987 | 0.31797 | 0.31822 | -0.00034972 | 0.18723 | -0.041029 | 0.00034977 | -0.15084 | 0.077484 | -8.5607e-05 | -0.010585 | 0.16256 | 8.5667e-05 | 0.048499 | -0.12459 | 166.2754 | -142.7793 | 37.1648 | -13.7246 | 37.2207 | -142.8352 | 0.90039 | 0.58979 | 0.52686 | 0.90057 | 0.4983 | 0.46105 | 0.03036 | -146.0149 | 141.33 | 0.037449 | -160.6035 | 159.0437
Line6_7_8 | 0 | 1.3858 | 1.3858 | 0 | 1.3858 | 1.3858 | 0 | 0.32004 | 0.32004 | 0 | 0.32004 | 0.32004 | 5.6089e-12 | 0.15199 | -0.078244 | -5.6089e-12 | -0.11512 | 0.11512 | -5.8271e-12 | -0.048281 | 0.1251 | 5.8271e-12 | 0.08669 | -0.08669 | 0 | -142.9803 | 37.0197 | 0 | 37.0197 | -142.9803 | 0.90057 | 0.4983 | 0.46105 | 0.90057 | 0.45028 | 0.45028 | 0.037449 | -160.6035 | 159.0437 | 0.037449 | -179.9626 | -179.9626
Line7_8_9 | 0 | 0 | 0 | 0 | 0 | 0 | 0 | 0 | 0 | 0 | 0 | 0 | 1.8696e-12 | -3.7346e-13 | 1.3085e-12 | -1.8697e-12 | 3.7347e-13 | -1.3084e-12 | -1.9424e-12 | 1.2864e-09 | -1.2873e-09 | 1.9424e-12 | -1.2864e-09 | 1.2873e-09 | 0 | 0 | 0 | 0 | 0 | 0 | 0.90057 | 0.45028 | 0.45028 | 0.90057 | 0.45028 | 0.45028 | 0.037449 | -179.9626 | -179.9626 | 0.037449 | -179.9626 | -179.9626
Line8_8_10 | 0 | 0 | 0 | 0 | 0 | 0 | 0 | 0 | 0 | 0 | 0 | 0 | 1.8696e-12 | -3.7343e-13 | 1.3087e-12 | -1.8697e-12 | 3.7343e-13 | -1.3085e-12 | -1.9424e-12 | 1.2864e-09 | -1.2873e-09 | 1.9424e-12 | -1.2864e-09 | 1.2873e-09 | 0 | 0 | 0 | 0 | 0 | 0 | 0.90057 | 0.45028 | 0.45028 | 0.90057 | 0.45028 | 0.45028 | 0.037449 | -179.9626 | -179.9626 | 0.037449 | -179.9626 | -179.9626
Line9_3_11 | 0.00039829 | 0.0023659 | 0.0020026 | 0.00039829 | 0.0023659 | 0.0020026 | 9.1981e-05 | 0.00054638 | 0.00046249 | 9.1981e-05 | 0.00054638 | 0.00046249 | -7.8992e-05 | -0.00045118 | -8.6713e-05 | 7.8995e-05 | 0.00045129 | 8.679e-05 | 2.4785e-05 | -9.3628e-05 | -0.0003389 | -2.4782e-05 | 9.374e-05 | 0.00033898 | -162.5608 | 39.5933 | -136.1056 | 17.4392 | -140.4067 | 43.8944 | 0.90006 | 0.84337 | 0.75638 | 0.90008 | 0.8436 | 0.75659 | 0.0189 | -128.6833 | 119.5423 | 0.021626 | -128.6724 | 119.5333

## LL_min_fault_6
name | pf_ikss_a_from_ka | pf_ikss_b_from_ka | pf_ikss_c_from_ka | pf_ikss_a_to_ka | pf_ikss_b_to_ka | pf_ikss_c_to_ka | pf_skss_a_from_mw | pf_skss_b_from_mw | pf_skss_c_from_mw | pf_skss_a_to_mw | pf_skss_b_to_mw | pf_skss_c_to_mw | pf_p_a_from_mw | pf_p_b_from_mw | pf_p_c_from_mw | pf_p_a_to_mw | pf_p_b_to_mw | pf_p_c_to_mw | pf_q_a_from_mvar | pf_q_b_from_mvar | pf_q_c_from_mvar | pf_q_a_to_mvar | pf_q_b_to_mvar | pf_q_c_to_mvar | pf_ikss_a_from_degree | pf_ikss_b_from_degree | pf_ikss_c_from_degree | pf_ikss_a_to_degree | pf_ikss_b_to_degree | pf_ikss_c_to_degree | pf_vm_a_from_pu | pf_vm_b_from_pu | pf_vm_c_from_pu | pf_vm_a_to_pu | pf_vm_b_to_pu | pf_vm_c_to_pu | pf_va_a_from_degree | pf_va_b_from_degree | pf_va_c_from_degree | pf_va_a_to_degree | pf_va_b_to_degree | pf_va_c_to_degree
Line0_1_2 | 6.4788e-05 | 0.051518 | 0.051558 | 6.4788e-05 | 0.051518 | 0.051558 | 1.4962e-05 | 0.011897 | 0.011907 | 1.4962e-05 | 0.011897 | 0.011907 | -1.4135e-05 | 0.010908 | 0.0028962 | 1.4136e-05 | -0.010857 | -0.0028451 | -1.4924e-06 | 0.002877 | 0.010869 | 1.4925e-06 | -0.0028239 | -0.010816 | 173.9737 | -135.081 | 44.8631 | -6.0263 | 44.919 | -135.1369 | 0.95 | 0.94818 | 0.9447 | 0.95001 | 0.94291 | 0.93928 | 0.00058015 | -120.3057 | 119.943 | 0.00088256 | -120.5015 | 120.1255
Line10_11_12 | 1.4903e-05 | 8.8525e-05 | 7.4933e-05 | 1.4903e-05 | 8.8525e-05 | 7.4933e-05 | 3.4417e-06 | 2.0444e-05 | 1.7305e-05 | 3.4417e-06 | 2.0444e-05 | 1.7305e-05 | -2.96e-06 | -1.8932e-05 | -6.0315e-06 | 2.96e-06 | 1.8933e-05 | 6.0316e-06 | 1.3889e-06 | -4.1638e-06 | -1.5195e-05 | -1.3889e-06 | 4.1639e-06 | 1.5195e-05 | -154.8624 | 47.2916 | -128.4073 | 25.1376 | -132.7084 | 51.5927 | 0.95 | 0.9482 | 0.94471 | 0.95 | 0.94821 | 0.94472 | 0.00078457 | -120.305 | 119.9425 | 0.00088678 | -120.3047 | 119.9423
Line11_12_13 | 1.4903e-05 | 8.8525e-05 | 7.4933e-05 | 1.4903e-05 | 8.8525e-05 | 7.4933e-05 | 3.4417e-06 | 2.0444e-05 | 1.7305e-05 | 3.4417e-06 | 2.0444e-05 | 1.7305e-05 | -2.96e-06 | -1.8933e-05 | -6.0316e-06 | 2.96e-06 | 1.8933e-05 | 6.0317e-06 | 1.3889e-06 | -4.1639e-06 | -1.5195e-05 | -1.3889e-06 | 4.1641e-06 | 1.5195e-05 | -154.8624 | 47.2915 | -128.4073 | 25.1376 | -132.7085 | 51.5927 | 0.95 | 0.94821 | 0.94472 | 0.95 | 0.94822 | 0.94473 | 0.00088678 | -120.3047 | 119.9423 | 0.00098899 | -120.3043 | 119.9421
Line12_13_15 | 0 | 0 | 0 | 0 | 0 | 0 | 0 | 0 | 0 | 0 | 0 | 0 | 2.5994e-14 | -1.843e-11 | -5.4767e-11 | -2.5994e-14 | 1.843e-11 | 5.4767e-11 | -1.7136e-13 | 5.2626e-11 | 9.972e-12 | 1.7136e-13 | -5.2626e-11 | -9.972e-12 | 0 | 0 | 0 | 0 | 0 | 0 | 0.95 | 0.94822 | 0.94473 | 0.95 | 0.94822 | 0.94473 | 0.00098899 | -120.3043 | 119.9421 | 0.00098899 | -120.3043 | 119.9421
Line13_13_14 | 1.4903e-05 | 8.8525e-05 | 7.4933e-05 | 1.4903e-05 | 8.8525e-05 | 7.4933e-05 | 3.4417e-06 | 2.0444e-05 | 1.7305e-05 | 3.4417e-06 | 2.0444e-05 | 1.7305e-05 | -2.96e-06 | -1.8933e-05 | -6.0316e-06 | 2.96e-06 | 1.8933e-05 | 6.0317e-06 | 1.3889e-06 | -4.1642e-06 | -1.5195e-05 | -1.3889e-06 | 4.1643e-06 | 1.5195e-05 | -154.8624 | 47.2913 | -128.4076 | 25.1376 | -132.7087 | 51.5924 | 0.95 | 0.94822 | 0.94473 | 0.95 | 0.94823 | 0.94474 | 0.00098899 | -120.3043 | 119.9421 | 0.0010912 | -120.3039 | 119.9419
Line14_15_16 | 0 | 0 | 0 | 0 | 0 | 0 | 0 | 0 | 0 | 0 | 0 | 0 | 1.7329e-14 | -1.2286e-11 | -3.6511e-11 | -1.7329e-14 | 1.2286e-11 | 3.6511e-11 | -1.1424e-13 | 3.5084e-11 | 6.648e-12 | 1.1424e-13 | -3.5084e-11 | -6.648e-12 | 0 | 0 | 0 | 0 | 0 | 0 | 0.95 | 0.94822 | 0.94473 | 0.95 | 0.94822 | 0.94473 | 0.00098899 | -120.3043 | 119.9421 | 0.00098899 | -120.3043 | 119.9421
Line15_16_17 | 0 | 0 | 0 | 0 | 0 | 0 | 0 | 0 | 0 | 0 | 0 | 0 | 8.6644e-15 | -6.1432e-12 | -1.8256e-11 | -8.6644e-15 | 6.1432e-12 | 1.8256e-11 | -5.7119e-14 | 1.7542e-11 | 3.324e-12 | 5.7119e-14 | -1.7542e-11 | -3.324e-12 | 0 | 0 | 0 | 0 | 0 | 0 | 0.95 | 0.94822 | 0.94473 | 0.95 | 0.94822 | 0.94473 | 0.00098899 | -120.3043 | 119.9421 | 0.00098899 | -120.3043 | 119.9421
Line16_4_18 | 0 | 0 | 0 | 0 | 0 | 0 | 0 | 0 | 0 | 0 | 0 | 0 | 2.7456e-15 | -6.2345e-12 | -1.8342e-11 | -2.7462e-15 | 6.2345e-12 | 1.8342e-11 | -3.9464e-14 | 1.7603e-11 | 3.2886e-12 | 3.9465e-14 | -1.7603e-11 | -3.2886e-12 | 0 | 0 | 0 | 0 | 0 | 0 | 0.95 | 0.94819 | 0.9447 | 0.95 | 0.94819 | 0.9447 | 0.0006833 | -120.3054 | 119.9427 | 0.0006833 | -120.3054 | 119.9427
Line17_5_19 | 0 | 0 | 0 | 0 | 0 | 0 | 0 | 0 | 0 | 0 | 0 | 0 | 6.7389e-16 | -6.2654e-12 | -1.837e-11 | -6.7375e-16 | 6.2654e-12 | 1.837e-11 | -3.3506e-14 | 1.7624e-11 | 3.2766e-12 | 3.3506e-14 | -1.7624e-11 | -3.2766e-12 | 0 | 0 | 0 | 0 | 0 | 0 | 0.95 | 0.94818 | 0.9447 | 0.95 | 0.94818 | 0.9447 | 0.00058015 | -120.3057 | 119.943 | 0.00058015 | -120.3057 | 119.943
Line1_1_3 | 1.4903e-05 | 8.8525e-05 | 7.4933e-05 | 1.4903e-05 | 8.8525e-05 | 7.4933e-05 | 3.4417e-06 | 2.0444e-05 | 1.7305e-05 | 3.4417e-06 | 2.0444e-05 | 1.7305e-05 | -2.96e-06 | -1.8932e-05 | -6.0313e-06 | 2.96e-06 | 1.8932e-05 | 6.0314e-06 | 1.3889e-06 | -4.1634e-06 | -1.5195e-05 | -1.3889e-06 | 4.1636e-06 | 1.5195e-05 | -154.8624 | 47.2917 | -128.4071 | 25.1376 | -132.7083 | 51.5929 | 0.95 | 0.94818 | 0.9447 | 0.95 | 0.94819 | 0.9447 | 0.00058015 | -120.3057 | 119.943 | 0.00068236 | -120.3054 | 119.9427
Line2_1_4 | 1.5084e-05 | 8.9085e-05 | 7.5356e-05 | 1.5084e-05 | 8.9085e-05 | 7.5356e-05 | 3.4834e-06 | 2.0573e-05 | 1.7403e-05 | 3.4834e-06 | 2.0573e-05 | 1.7403e-05 | -3.0075e-06 | -1.9033e-05 | -6.0146e-06 | 3.0075e-06 | 1.9033e-05 | 6.0147e-06 | 1.3805e-06 | -4.2759e-06 | -1.5301e-05 | -1.3805e-06 | 4.2761e-06 | 1.5301e-05 | -155.3431 | 47.0324 | -128.5976 | 24.6569 | -132.9676 | 51.4024 | 0.95 | 0.94818 | 0.9447 | 0.95 | 0.94819 | 0.9447 | 0.00058015 | -120.3057 | 119.943 | 0.0006833 | -120.3054 | 119.9427
Line3_1_5 | 0 | 0 | 0 | 0 | 0 | 0 | 0 | 0 | 0 | 0 | 0 | 0 | 1.3482e-15 | -1.2531e-11 | -3.6741e-11 | -1.348e-15 | 1.2531e-11 | 3.6741e-11 | -6.7012e-14 | 3.5247e-11 | 6.5531e-12 | 6.7012e-14 | -3.5247e-11 | -6.5531e-12 | 0 | 0 | 0 | 0 | 0 | 0 | 0.95 | 0.94818 | 0.9447 | 0.95 | 0.94818 | 0.9447 | 0.00058015 | -120.3057 | 119.943 | 0.00058015 | -120.3057 | 119.943
Line4_2_6 | 6.4788e-05 | 0.051518 | 0.051558 | 6.4788e-05 | 0.051518 | 0.051558 | 1.4962e-05 | 0.011897 | 0.011907 | 1.4962e-05 | 0.011897 | 0.011907 | -1.4136e-05 | 0.010857 | 0.0028451 | 1.4136e-05 | -0.010806 | -0.0027941 | -1.4925e-06 | 0.0028239 | 0.010816 | 1.4926e-06 | -0.0027708 | -0.010763 | 173.9737 | -135.081 | 44.8631 | -6.0263 | 44.919 | -135.1369 | 0.95001 | 0.94291 | 0.93928 | 0.95001 | 0.93765 | 0.93388 | 0.00088256 | -120.5015 | 120.1255 | 0.001185 | -120.6995 | 120.3101
Line5_6_7 | 6.4788e-05 | 0.051518 | 0.051558 | 6.4788e-05 | 0.051518 | 0.051558 | 1.4962e-05 | 0.011897 | 0.011907 | 1.4962e-05 | 0.011897 | 0.011907 | -1.4136e-05 | 0.010806 | 0.0027941 | 1.4136e-05 | -0.010755 | -0.0027431 | -1.4926e-06 | 0.0027708 | 0.010763 | 1.4926e-06 | -0.0027177 | -0.01071 | 173.9737 | -135.081 | 44.8631 | -6.0263 | 44.919 | -135.1369 | 0.95001 | 0.93765 | 0.93388 | 0.95002 | 0.9324 | 0.92848 | 0.001185 | -120.6995 | 120.3101 | 0.0014874 | -120.8997 | 120.4969
Line6_7_8 | 0 | 0.051853 | 0.051853 | 0 | 0.051853 | 0.051853 | 0 | 0.011975 | 0.011975 | 0 | 0.011975 | 0.011975 | 1.8843e-13 | 0.010815 | 0.0027314 | -1.8843e-13 | -0.010764 | -0.0026798 | -2.5771e-13 | 0.0027734 | 0.010778 | 2.5772e-13 | -0.0027196 | -0.010724 | 0 | -135.282 | 44.718 | 0 | 44.718 | -135.282 | 0.95002 | 0.9324 | 0.92848 | 0.95002 | 0.92711 | 0.92308 | 0.0014874 | -120.8997 | 120.4969 | 0.0014874 | -121.1023 | 120.6878
Line7_8_9 | 0 | 0 | 0 | 0 | 0 | 0 | 0 | 0 | 0 | 0 | 0 | 0 | 6.2812e-14 | -7.7211e-11 | -9.0889e-11 | -6.2807e-14 | 7.7211e-11 | 9.0889e-11 | -8.5902e-14 | 6.2127e-11 | -3.8599e-11 | 8.5902e-14 | -6.2127e-11 | 3.8599e-11 | 0 | 0 | 0 | 0 | 0 | 0 | 0.95002 | 0.92711 | 0.92308 | 0.95002 | 0.92711 | 0.92308 | 0.0014874 | -121.1023 | 120.6878 | 0.0014874 | -121.1023 | 120.6878
Line8_8_10 | 0 | 0 | 0 | 0 | 0 | 0 | 0 | 0 | 0 | 0 | 0 | 0 | 6.2812e-14 | -7.7211e-11 | -9.0889e-11 | -6.2807e-14 | 7.7211e-11 | 9.0889e-11 | -8.5904e-14 | 6.2127e-11 | -3.8599e-11 | 8.5902e-14 | -6.2127e-11 | 3.8599e-11 | 0 | 0 | 0 | 0 | 0 | 0 | 0.95002 | 0.92711 | 0.92308 | 0.95002 | 0.92711 | 0.92308 | 0.0014874 | -121.1023 | 120.6878 | 0.0014874 | -121.1023 | 120.6878
Line9_3_11 | 1.4903e-05 | 8.8525e-05 | 7.4933e-05 | 1.4903e-05 | 8.8525e-05 | 7.4933e-05 | 3.4417e-06 | 2.0444e-05 | 1.7305e-05 | 3.4417e-06 | 2.0444e-05 | 1.7305e-05 | -2.96e-06 | -1.8932e-05 | -6.0314e-06 | 2.96e-06 | 1.8932e-05 | 6.0315e-06 | 1.3889e-06 | -4.1636e-06 | -1.5195e-05 | -1.3889e-06 | 4.1637e-06 | 1.5195e-05 | -154.8624 | 47.2916 | -128.4072 | 25.1376 | -132.7084 | 51.5928 | 0.95 | 0.94819 | 0.9447 | 0.95 | 0.9482 | 0.94471 | 0.00068236 | -120.3054 | 119.9427 | 0.00078457 | -120.305 | 119.9425

## LL_min_fault_10
name | pf_ikss_a_from_ka | pf_ikss_b_from_ka | pf_ikss_c_from_ka | pf_ikss_a_to_ka | pf_ikss_b_to_ka | pf_ikss_c_to_ka | pf_skss_a_from_mw | pf_skss_b_from_mw | pf_skss_c_from_mw | pf_skss_a_to_mw | pf_skss_b_to_mw | pf_skss_c_to_mw | pf_p_a_from_mw | pf_p_b_from_mw | pf_p_c_from_mw | pf_p_a_to_mw | pf_p_b_to_mw | pf_p_c_to_mw | pf_q_a_from_mvar | pf_q_b_from_mvar | pf_q_c_from_mvar | pf_q_a_to_mvar | pf_q_b_to_mvar | pf_q_c_to_mvar | pf_ikss_a_from_degree | pf_ikss_b_from_degree | pf_ikss_c_from_degree | pf_ikss_a_to_degree | pf_ikss_b_to_degree | pf_ikss_c_to_degree | pf_vm_a_from_pu | pf_vm_b_from_pu | pf_vm_c_from_pu | pf_vm_a_to_pu | pf_vm_b_to_pu | pf_vm_c_to_pu | pf_va_a_from_degree | pf_va_b_from_degree | pf_va_c_from_degree | pf_va_a_to_degree | pf_va_b_to_degree | pf_va_c_to_degree
Line0_1_2 | 6.1378e-05 | 0.048806 | 0.048845 | 6.1378e-05 | 0.048806 | 0.048845 | 1.4175e-05 | 0.011271 | 0.01128 | 1.4175e-05 | 0.011271 | 0.01128 | -1.2687e-05 | 0.00979 | 0.0025993 | 1.2687e-05 | -0.0097443 | -0.0025535 | -1.3394e-06 | 0.0025821 | 0.0097552 | 1.3395e-06 | -0.0025345 | -0.0097075 | 173.9737 | -135.081 | 44.8631 | -6.0263 | 44.919 | -135.1369 | 0.9 | 0.89828 | 0.89498 | 0.90001 | 0.89328 | 0.88985 | 0.00058015 | -120.3057 | 119.943 | 0.00088256 | -120.5015 | 120.1255
Line10_11_12 | 1.4119e-05 | 8.3865e-05 | 7.0989e-05 | 1.4119e-05 | 8.3865e-05 | 7.0989e-05 | 3.2605e-06 | 1.9368e-05 | 1.6394e-05 | 3.2605e-06 | 1.9368e-05 | 1.6394e-05 | -2.6566e-06 | -1.6992e-05 | -5.4133e-06 | 2.6566e-06 | 1.6992e-05 | 5.4134e-06 | 1.2465e-06 | -3.737e-06 | -1.3638e-05 | -1.2465e-06 | 3.7371e-06 | 1.3638e-05 | -154.8624 | 47.2916 | -128.4073 | 25.1376 | -132.7084 | 51.5927 | 0.9 | 0.8983 | 0.89499 | 0.9 | 0.89831 | 0.895 | 0.00078457 | -120.305 | 119.9425 | 0.00088678 | -120.3047 | 119.9423
Line11_12_13 | 1.4119e-05 | 8.3865e-05 | 7.0989e-05 | 1.4119e-05 | 8.3865e-05 | 7.0989e-05 | 3.2605e-06 | 1.9368e-05 | 1.6394e-05 | 3.2605e-06 | 1.9368e-05 | 1.6394e-05 | -2.6566e-06 | -1.6992e-05 | -5.4134e-06 | 2.6566e-06 | 1.6992e-05 | 5.4135e-06 | 1.2465e-06 | -3.7372e-06 | -1.3638e-05 | -1.2465e-06 | 3.7373e-06 | 1.3638e-05 | -154.8624 | 47.2915 | -128.4073 | 25.1376 | -132.7085 | 51.5927 | 0.9 | 0.89831 | 0.895 | 0.9 | 0.89831 | 0.89501 | 0.00088678 | -120.3047 | 119.9423 | 0.00098899 | -120.3043 | 119.9421
Line12_13_15 | 0 | 0 | 0 | 0 | 0 | 0 | 0 | 0 | 0 | 0 | 0 | 0 | 2.3329e-14 | -1.6541e-11 | -4.9154e-11 | -2.3329e-14 | 1.6541e-11 | 4.9154e-11 | -1.538e-13 | 4.7232e-11 | 8.9499e-12 | 1.538e-13 | -4.7232e-11 | -8.9499e-12 | 0 | 0 | 0 | 0 | 0 | 0 | 0.9 | 0.89831 | 0.89501 | 0.9 | 0.89831 | 0.89501 | 0.00098899 | -120.3043 | 119.9421 | 0.00098899 | -120.3043 | 119.9421
Line13_13_14 | 1.4119e-05 | 8.3865e-05 | 7.0989e-05 | 1.4119e-05 | 8.3865e-05 | 7.0989e-05 | 3.2605e-06 | 1.9368e-05 | 1.6394e-05 | 3.2605e-06 | 1.9368e-05 | 1.6394e-05 | -2.6566e-06 | -1.6992e-05 | -5.4134e-06 | 2.6566e-06 | 1.6992e-05 | 5.4135e-06 | 1.2465e-06 | -3.7374e-06 | -1.3638e-05 | -1.2465e-06 | 3.7375e-06 | 1.3638e-05 | -154.8624 | 47.2913 | -128.4076 | 25.1376 | -132.7087 | 51.5924 | 0.9 | 0.89831 | 0.89501 | 0.9 | 0.89832 | 0.89501 | 0.00098899 | -120.3043 | 119.9421 | 0.0010912 | -120.3039 | 119.9419
Line14_15_16 | 0 | 0 | 0 | 0 | 0 | 0 | 0 | 0 | 0 | 0 | 0 | 0 | 1.5553e-14 | -1.1027e-11 | -3.2769e-11 | -1.5553e-14 | 1.1027e-11 | 3.2769e-11 | -1.0253e-13 | 3.1488e-11 | 5.9666e-12 | 1.0253e-13 | -3.1488e-11 | -5.9666e-12 | 0 | 0 | 0 | 0 | 0 | 0 | 0.9 | 0.89831 | 0.89501 | 0.9 | 0.89831 | 0.89501 | 0.00098899 | -120.3043 | 119.9421 | 0.00098899 | -120.3043 | 119.9421
Line15_16_17 | 0 | 0 | 0 | 0 | 0 | 0 | 0 | 0 | 0 | 0 | 0 | 0 | 7.7763e-15 | -5.5135e-12 | -1.6385e-11 | -7.7763e-15 | 5.5135e-12 | 1.6385e-11 | -5.1266e-14 | 1.5744e-11 | 2.9833e-12 | 5.1266e-14 | -1.5744e-11 | -2.9833e-12 | 0 | 0 | 0 | 0 | 0 | 0 | 0.9 | 0.89831 | 0.89501 | 0.9 | 0.89831 | 0.89501 | 0.00098899 | -120.3043 | 119.9421 | 0.00098899 | -120.3043 | 119.9421
Line16_4_18 | 0 | 0 | 0 | 0 | 0 | 0 | 0 | 0 | 0 | 0 | 0 | 0 | 2.4656e-15 | -5.5955e-12 | -1.6462e-11 | -2.4658e-15 | 5.5955e-12 | 1.6462e-11 | -3.5421e-14 | 1.5799e-11 | 2.9515e-12 | 3.542e-14 | -1.5799e-11 | -2.9515e-12 | 0 | 0 | 0 | 0 | 0 | 0 | 0.9 | 0.89829 | 0.89498 | 0.9 | 0.89829 | 0.89498 | 0.0006833 | -120.3054 | 119.9427 | 0.0006833 | -120.3054 | 119.9427
Line17_5_19 | 0 | 0 | 0 | 0 | 0 | 0 | 0 | 0 | 0 | 0 | 0 | 0 | 6.0542e-16 | -5.6232e-12 | -1.6488e-11 | -6.0529e-16 | 5.6232e-12 | 1.6488e-11 | -3.0073e-14 | 1.5817e-11 | 2.9407e-12 | 3.0072e-14 | -1.5817e-11 | -2.9407e-12 | 0 | 0 | 0 | 0 | 0 | 0 | 0.9 | 0.89828 | 0.89498 | 0.9 | 0.89828 | 0.89498 | 0.00058015 | -120.3057 | 119.943 | 0.00058015 | -120.3057 | 119.943
Line1_1_3 | 1.4119e-05 | 8.3865e-05 | 7.0989e-05 | 1.4119e-05 | 8.3865e-05 | 7.0989e-05 | 3.2605e-06 | 1.9368e-05 | 1.6394e-05 | 3.2605e-06 | 1.9368e-05 | 1.6394e-05 | -2.6566e-06 | -1.6992e-05 | -5.4132e-06 | 2.6566e-06 | 1.6992e-05 | 5.4133e-06 | 1.2465e-06 | -3.7367e-06 | -1.3637e-05 | -1.2465e-06 | 3.7368e-06 | 1.3637e-05 | -154.8624 | 47.2917 | -128.4071 | 25.1376 | -132.7083 | 51.5929 | 0.9 | 0.89828 | 0.89498 | 0.9 | 0.89829 | 0.89498 | 0.00058015 | -120.3057 | 119.943 | 0.00068236 | -120.3054 | 119.9427
Line2_1_4 | 1.429e-05 | 8.4397e-05 | 7.139e-05 | 1.429e-05 | 8.4397e-05 | 7.139e-05 | 3.3001e-06 | 1.9491e-05 | 1.6487e-05 | 3.3001e-06 | 1.9491e-05 | 1.6487e-05 | -2.6993e-06 | -1.7082e-05 | -5.3981e-06 | 2.6993e-06 | 1.7082e-05 | 5.3982e-06 | 1.239e-06 | -3.8377e-06 | -1.3732e-05 | -1.239e-06 | 3.8378e-06 | 1.3733e-05 | -155.3431 | 47.0324 | -128.5976 | 24.6569 | -132.9676 | 51.4024 | 0.9 | 0.89828 | 0.89498 | 0.9 | 0.89829 | 0.89498 | 0.00058015 | -120.3057 | 119.943 | 0.0006833 | -120.3054 | 119.9427
Line3_1_5 | 0 | 0 | 0 | 0 | 0 | 0 | 0 | 0 | 0 | 0 | 0 | 0 | 1.2107e-15 | -1.1246e-11 | -3.2975e-11 | -1.2105e-15 | 1.1246e-11 | 3.2975e-11 | -6.0144e-14 | 3.1634e-11 | 5.8815e-12 | 6.0144e-14 | -3.1634e-11 | -5.8815e-12 | 0 | 0 | 0 | 0 | 0 | 0 | 0.9 | 0.89828 | 0.89498 | 0.9 | 0.89828 | 0.89498 | 0.00058015 | -120.3057 | 119.943 | 0.00058015 | -120.3057 | 119.943
Line4_2_6 | 6.1378e-05 | 0.048806 | 0.048845 | 6.1378e-05 | 0.048806 | 0.048845 | 1.4175e-05 | 0.011271 | 0.01128 | 1.4175e-05 | 0.011271 | 0.01128 | -1.2687e-05 | 0.0097443 | 0.0025535 | 1.2687e-05 | -0.0096985 | -0.0025077 | -1.3395e-06 | 0.0025345 | 0.0097075 | 1.3396e-06 | -0.0024868 | -0.0096597 | 173.9737 | -135.081 | 44.8631 | -6.0263 | 44.919 | -135.1369 | 0.90001 | 0.89328 | 0.88985 | 0.90001 | 0.8883 | 0.88473 | 0.00088256 | -120.5015 | 120.1255 | 0.001185 | -120.6995 | 120.3101
Line5_6_7 | 6.1378e-05 | 0.048806 | 0.048845 | 6.1378e-05 | 0.048806 | 0.048845 | 1.4175e-05 | 0.011271 | 0.01128 | 1.4175e-05 | 0.011271 | 0.01128 | -1.2687e-05 | 0.0096985 | 0.0025077 | 1.2687e-05 | -0.0096528 | -0.0024619 | -1.3396e-06 | 0.0024868 | 0.0096597 | 1.3397e-06 | -0.0024392 | -0.009612 | 173.9737 | -135.081 | 44.8631 | -6.0263 | 44.919 | -135.1369 | 0.90001 | 0.8883 | 0.88473 | 0.90002 | 0.88332 | 0.87962 | 0.001185 | -120.6995 | 120.3101 | 0.0014874 | -120.8997 | 120.4969
Line6_7_8 | 0 | 0.049124 | 0.049124 | 0 | 0.049124 | 0.049124 | 0 | 0.011345 | 0.011345 | 0 | 0.011345 | 0.011345 | 1.6912e-13 | 0.0097069 | 0.0024515 | -1.6912e-13 | -0.0096606 | -0.0024051 | -2.313e-13 | 0.0024891 | 0.0096732 | 2.313e-13 | -0.0024409 | -0.0096249 | 0 | -135.282 | 44.718 | 0 | 44.718 | -135.282 | 0.90002 | 0.88332 | 0.87962 | 0.90002 | 0.87832 | 0.87449 | 0.0014874 | -120.8997 | 120.4969 | 0.0014874 | -121.1023 | 120.6878
Line7_8_9 | 0 | 0 | 0 | 0 | 0 | 0 | 0 | 0 | 0 | 0 | 0 | 0 | 5.637e-14 | -6.9297e-11 | -8.1574e-11 | -5.6366e-14 | 6.9297e-11 | 8.1574e-11 | -7.7099e-14 | 5.5759e-11 | -3.4643e-11 | 7.7099e-14 | -5.5759e-11 | 3.4643e-11 | 0 | 0 | 0 | 0 | 0 | 0 | 0.90002 | 0.87832 | 0.87449 | 0.90002 | 0.87832 | 0.87449 | 0.0014874 | -121.1023 | 120.6878 | 0.0014874 | -121.1023 | 120.6878
Line8_8_10 | 0 | 0 | 0 | 0 | 0 | 0 | 0 | 0 | 0 | 0 | 0 | 0 | 5.6375e-14 | -6.9297e-11 | -8.1574e-11 | -5.6373e-14 | 6.9297e-11 | 8.1574e-11 | -7.7099e-14 | 5.5759e-11 | -3.4643e-11 | 7.7103e-14 | -5.5759e-11 | 3.4643e-11 | 0 | 0 | 0 | 0 | 0 | 0 | 0.90002 | 0.87832 | 0.87449 | 0.90002 | 0.87832 | 0.87449 | 0.0014874 | -121.1023 | 120.6878 | 0.0014874 | -121.1023 | 120.6878
Line9_3_11 | 1.4119e-05 | 8.3865e-05 | 7.0989e-05 | 1.4119e-05 | 8.3865e-05 | 7.0989e-05 | 3.2605e-06 | 1.9368e-05 | 1.6394e-05 | 3.2605e-06 | 1.9368e-05 | 1.6394e-05 | -2.6566e-06 | -1.6992e-05 | -5.4132e-06 | 2.6566e-06 | 1.6992e-05 | 5.4133e-06 | 1.2465e-06 | -3.7368e-06 | -1.3637e-05 | -1.2465e-06 | 3.737e-06 | 1.3638e-05 | -154.8624 | 47.2916 | -128.4072 | 25.1376 | -132.7084 | 51.5928 | 0.9 | 0.89829 | 0.89498 | 0.9 | 0.8983 | 0.89499 | 0.00068236 | -120.3054 | 119.9427 | 0.00078457 | -120.305 | 119.9425

## LG_max_6
name | pf_ikss_a_from_ka | pf_ikss_b_from_ka | pf_ikss_c_from_ka | pf_ikss_a_to_ka | pf_ikss_b_to_ka | pf_ikss_c_to_ka | pf_skss_a_from_mw | pf_skss_b_from_mw | pf_skss_c_from_mw | pf_skss_a_to_mw | pf_skss_b_to_mw | pf_skss_c_to_mw | pf_p_a_from_mw | pf_p_b_from_mw | pf_p_c_from_mw | pf_p_a_to_mw | pf_p_b_to_mw | pf_p_c_to_mw | pf_q_a_from_mvar | pf_q_b_from_mvar | pf_q_c_from_mvar | pf_q_a_to_mvar | pf_q_b_to_mvar | pf_q_c_to_mvar | pf_ikss_a_from_degree | pf_ikss_b_from_degree | pf_ikss_c_from_degree | pf_ikss_a_to_degree | pf_ikss_b_to_degree | pf_ikss_c_to_degree | pf_vm_a_from_pu | pf_vm_b_from_pu | pf_vm_c_from_pu | pf_vm_a_to_pu | pf_vm_b_to_pu | pf_vm_c_to_pu | pf_va_a_from_degree | pf_va_b_from_degree | pf_va_c_from_degree | pf_va_a_to_degree | pf_va_b_to_degree | pf_va_c_to_degree
Line0_1_2 | 1.9996 | 0.23113 | 0.15841 | 1.9996 | 0.23113 | 0.15841 | 0.46178 | 0.053376 | 0.036583 | 0.46178 | 0.053376 | 0.036583 | 0.15571 | -0.043869 | 0.03885 | -0.12093 | 0.044788 | -0.038125 | 0.29739 | 0.043891 | 0.0093269 | -0.22827 | -0.041487 | -0.0079986 | -69.9408 | 100.5246 | 114.2723 | 110.0592 | -79.4754 | -65.7277 | 0.72695 | 1.1626 | 1.0921 | 0.55941 | 1.1438 | 1.0648 | -7.5763 | -124.4897 | 127.7723 | -7.8529 | -122.2839 | 126.1211
Line10_11_12 | 0.29475 | 0.19175 | 0.18291 | 0.29475 | 0.19175 | 0.18291 | 0.06807 | 0.044282 | 0.042242 | 0.06807 | 0.044282 | 0.042242 | -0.027546 | -0.027856 | 0.044466 | 0.028077 | 0.028016 | -0.044332 | -0.043969 | 0.042891 | 0.010768 | 0.045053 | -0.042586 | -0.010508 | 114.7814 | 113.176 | 113.6108 | -65.2186 | -66.824 | -66.3892 | 0.76222 | 1.1549 | 1.0831 | 0.77987 | 1.1512 | 1.0786 | -7.2852 | -123.822 | 127.2234 | -7.1495 | -123.4849 | 126.9455
Line11_12_13 | 0.29475 | 0.19175 | 0.18291 | 0.29475 | 0.19175 | 0.18291 | 0.06807 | 0.044282 | 0.042242 | 0.06807 | 0.044282 | 0.042242 | -0.028077 | -0.028016 | 0.044332 | 0.028608 | 0.028176 | -0.044199 | -0.045053 | 0.042586 | 0.010508 | 0.046138 | -0.042282 | -0.010248 | 114.7814 | 113.176 | 113.6108 | -65.2186 | -66.824 | -66.3892 | 0.77987 | 1.1512 | 1.0786 | 0.79752 | 1.1474 | 1.0741 | -7.1495 | -123.4849 | 126.9455 | -7.0198 | -123.1455 | 126.6652
Line12_13_15 | 0 | 0 | 0 | 0 | 0 | 0 | 0 | 0 | 0 | 0 | 0 | 0 | 1.4789e-08 | 2.9323e-08 | -4.464e-08 | -9.1438e-09 | -1.9965e-08 | 2.9637e-08 | 3.1165e-08 | -4.0179e-08 | -1.2889e-08 | -2.1152e-08 | 2.6543e-08 | 9.0729e-09 | 0 | 0 | 0 | 0 | 0 | 0 | 0.79752 | 1.1474 | 1.0741 | 0.79752 | 1.1474 | 1.0741 | -7.0198 | -123.1455 | 126.6652 | -7.0198 | -123.1455 | 126.6652
Line13_13_14 | 0.29475 | 0.19175 | 0.18291 | 0.29475 | 0.19175 | 0.18291 | 0.06807 | 0.044282 | 0.042242 | 0.06807 | 0.044282 | 0.042242 | -0.028608 | -0.028176 | 0.044199 | 0.029139 | 0.028336 | -0.044066 | -0.046138 | 0.042282 | 0.010248 | 0.047222 | -0.041978 | -0.0099887 | 114.7814 | 113.176 | 113.6108 | -65.2186 | -66.824 | -66.3892 | 0.79752 | 1.1474 | 1.0741 | 0.81517 | 1.1437 | 1.0696 | -7.0198 | -123.1455 | 126.6652 | -6.8957 | -122.8039 | 126.3827
Line14_15_16 | 0 | 0 | 0 | 0 | 0 | 0 | 0 | 0 | 0 | 0 | 0 | 0 | 9.8591e-09 | 1.9549e-08 | -2.976e-08 | -4.2143e-09 | -1.0191e-08 | 1.4757e-08 | 2.0776e-08 | -2.6786e-08 | -8.5929e-09 | -1.0763e-08 | 1.315e-08 | 4.7764e-09 | 0 | 0 | 0 | 0 | 0 | 0 | 0.79752 | 1.1474 | 1.0741 | 0.79752 | 1.1474 | 1.0741 | -7.0198 | -123.1455 | 126.6652 | -7.0198 | -123.1455 | 126.6652
Line15_16_17 | 0 | 0 | 0 | 0 | 0 | 0 | 0 | 0 | 0 | 0 | 0 | 0 | 4.9296e-09 | 9.7744e-09 | -1.488e-08 | 7.153e-10 | -4.165e-10 | -1.2278e-10 | 1.0388e-08 | -1.3393e-08 | -4.2965e-09 | -3.7524e-10 | -2.424e-10 | 4.7997e-10 | 0 | 0 | 0 | 0 | 0 | 0 | 0.79752 | 1.1474 | 1.0741 | 0.79752 | 1.1474 | 1.0741 | -7.0198 | -123.1455 | 126.6652 | -7.0198 | -123.1455 | 126.6652
Line16_4_18 | 0 | 0 | 0 | 0 | 0 | 0 | 0 | 0 | 0 | 0 | 0 | 0 | 4.8145e-09 | 1.2126e-08 | -1.709e-08 | 8.0197e-10 | -4.7314e-10 | -1.7965e-10 | 1.1599e-08 | -1.5215e-08 | -6.2899e-09 | -3.7727e-10 | -3.15e-10 | 5.4386e-10 | 0 | 0 | 0 | 0 | 0 | 0 | 0.74893 | 1.1587 | 1.0862 | 0.74893 | 1.1587 | 1.0862 | -7.5183 | -124.049 | 127.4726 | -7.5183 | -124.049 | 127.4726
Line17_5_19 | 0 | 0 | 0 | 0 | 0 | 0 | 0 | 0 | 0 | 0 | 0 | 0 | 4.627e-09 | 1.3221e-08 | -1.7983e-08 | 8.3666e-10 | -4.9378e-10 | -2.0735e-10 | 1.2067e-08 | -1.591e-08 | -7.3021e-09 | -3.69e-10 | -3.5039e-10 | 5.6863e-10 | 0 | 0 | 0 | 0 | 0 | 0 | 0.72695 | 1.1626 | 1.0921 | 0.72695 | 1.1626 | 1.0921 | -7.5763 | -124.4897 | 127.7723 | -7.5763 | -124.4897 | 127.7723
Line1_1_3 | 0.29475 | 0.19175 | 0.18291 | 0.29475 | 0.19175 | 0.18291 | 0.06807 | 0.044282 | 0.042242 | 0.06807 | 0.044282 | 0.042242 | -0.026484 | -0.027536 | 0.044732 | 0.027015 | 0.027696 | -0.044599 | -0.0418 | 0.0435 | 0.011287 | 0.042884 | -0.043195 | -0.011027 | 114.7814 | 113.176 | 113.6108 | -65.2186 | -66.824 | -66.3892 | 0.72695 | 1.1626 | 1.0921 | 0.74458 | 1.1588 | 1.0876 | -7.5763 | -124.4897 | 127.7723 | -7.4273 | -124.157 | 127.4989
Line2_1_4 | 0.36461 | 0.23787 | 0.2225 | 0.36461 | 0.23787 | 0.2225 | 0.084204 | 0.054935 | 0.051383 | 0.084204 | 0.054935 | 0.051383 | -0.028572 | -0.039193 | 0.053019 | 0.02938 | 0.039448 | -0.052826 | -0.054134 | 0.050428 | 0.018388 | 0.055801 | -0.049958 | -0.018012 | 110.2489 | 107.6558 | 108.6451 | -69.7511 | -72.3442 | -71.3549 | 0.72695 | 1.1626 | 1.0921 | 0.74893 | 1.1587 | 1.0862 | -7.5763 | -124.4897 | 127.7723 | -7.5183 | -124.049 | 127.4726
Line3_1_5 | 0 | 0 | 0 | 0 | 0 | 0 | 0 | 0 | 0 | 0 | 0 | 0 | 9.2541e-09 | 2.6441e-08 | -3.5966e-08 | -3.7904e-09 | -1.3714e-08 | 1.7776e-08 | 2.4134e-08 | -3.1819e-08 | -1.4604e-08 | -1.2436e-08 | 1.5559e-08 | 7.8707e-09 | 0 | 0 | 0 | 0 | 0 | 0 | 0.72695 | 1.1626 | 1.0921 | 0.72695 | 1.1626 | 1.0921 | -7.5763 | -124.4897 | 127.7723 | -7.5763 | -124.4897 | 127.7723
Line4_2_6 | 1.9996 | 0.23113 | 0.15841 | 1.9996 | 0.23113 | 0.15841 | 0.46178 | 0.053376 | 0.036583 | 0.46178 | 0.053376 | 0.036583 | 0.12093 | -0.044788 | 0.038125 | -0.086143 | 0.045708 | -0.0374 | 0.22827 | 0.041487 | 0.0079986 | -0.15915 | -0.039083 | -0.0066702 | -69.9408 | 100.5246 | 114.2723 | 110.0592 | -79.4754 | -65.7277 | 0.55941 | 1.1438 | 1.0648 | 0.39189 | 1.1267 | 1.0385 | -7.8529 | -122.2839 | 126.1211 | -8.366 | -120.0078 | 124.3845
Line5_6_7 | 1.9996 | 0.23113 | 0.15841 | 1.9996 | 0.23113 | 0.15841 | 0.46178 | 0.053376 | 0.036583 | 0.46178 | 0.053376 | 0.036583 | 0.086143 | -0.045708 | 0.0374 | -0.05136 | 0.046627 | -0.036675 | 0.15915 | 0.039083 | 0.0066702 | -0.090028 | -0.036679 | -0.0053418 | -69.9408 | 100.5246 | 114.2723 | 110.0592 | -79.4754 | -65.7277 | 0.39189 | 1.1267 | 1.0385 | 0.22445 | 1.1114 | 1.0131 | -8.366 | -120.0078 | 124.3845 | -9.6449 | -117.6654 | 122.5593
Line6_7_8 | 2.7817 | 0 | 0 | 2.7817 | 0 | 0 | 0.64242 | 0 | 0 | 0.64242 | 0 | 0 | 0.064484 | 7.2532e-08 | -7.5557e-08 | -1.9608e-15 | -5.0678e-08 | 5.0772e-08 | 0.12897 | -5.4456e-08 | -3.2892e-08 | 6.62e-14 | 3.4704e-08 | 2.046e-08 | -73.0798 | 0 | 0 | 106.9202 | 0 | 0 | 0.22445 | 1.1114 | 1.0131 | 0 | 1.0984 | 0.9835 | -9.6449 | -117.6654 | 122.5593 | 0 | -115.4381 | 120.6217
Line7_8_9 | 0 | 0 | 0 | 0 | 0 | 0 | 0 | 0 | 0 | 0 | 0 | 0 | 8.7306e-22 | 2.5235e-08 | -2.5266e-08 | -8.0601e-18 | -2.0826e-10 | 2.396e-10 | -2.661e-21 | -1.7184e-08 | -1.0209e-08 | 8.0712e-18 | 3.3634e-10 | 4.1086e-11 | 0 | 0 | 0 | 0 | 0 | 0 | 0 | 1.0984 | 0.9835 | 0 | 1.0984 | 0.9835 | 0 | -115.4381 | 120.6217 | 0 | -115.4381 | 120.6217
Line8_8_10 | 0 | 0 | 0 | 0 | 0 | 0 | 0 | 0 | 0 | 0 | 0 | 0 | 8.7306e-22 | 2.5235e-08 | -2.5266e-08 | -8.0601e-18 | -2.0826e-10 | 2.396e-10 | -2.661e-21 | -1.7184e-08 | -1.0209e-08 | 8.0712e-18 | 3.3634e-10 | 4.1086e-11 | 0 | 0 | 0 | 0 | 0 | 0 | 0 | 1.0984 | 0.9835 | 0 | 1.0984 | 0.9835 | 0 | -115.4381 | 120.6217 | 0 | -115.4381 | 120.6217
Line9_3_11 | 0.29475 | 0.19175 | 0.18291 | 0.29475 | 0.19175 | 0.18291 | 0.06807 | 0.044282 | 0.042242 | 0.06807 | 0.044282 | 0.042242 | -0.027015 | -0.027696 | 0.044599 | 0.027546 | 0.027856 | -0.044466 | -0.042884 | 0.043195 | 0.011027 | 0.043969 | -0.042891 | -0.010768 | 114.7814 | 113.176 | 113.6108 | -65.2186 | -66.824 | -66.3892 | 0.74458 | 1.1588 | 1.0876 | 0.76222 | 1.1549 | 1.0831 | -7.4273 | -124.157 | 127.4989 | -7.2852 | -123.822 | 127.2234

## LG_max_10
name | pf_ikss_a_from_ka | pf_ikss_b_from_ka | pf_ikss_c_from_ka | pf_ikss_a_to_ka | pf_ikss_b_to_ka | pf_ikss_c_to_ka | pf_skss_a_from_mw | pf_skss_b_from_mw | pf_skss_c_from_mw | pf_skss_a_to_mw | pf_skss_b_to_mw | pf_skss_c_to_mw | pf_p_a_from_mw | pf_p_b_from_mw | pf_p_c_from_mw | pf_p_a_to_mw | pf_p_b_to_mw | pf_p_c_to_mw | pf_q_a_from_mvar | pf_q_b_from_mvar | pf_q_c_from_mvar | pf_q_a_to_mvar | pf_q_b_to_mvar | pf_q_c_to_mvar | pf_ikss_a_from_degree | pf_ikss_b_from_degree | pf_ikss_c_from_degree | pf_ikss_a_to_degree | pf_ikss_b_to_degree | pf_ikss_c_to_degree | pf_vm_a_from_pu | pf_vm_b_from_pu | pf_vm_c_from_pu | pf_vm_a_to_pu | pf_vm_b_to_pu | pf_vm_c_to_pu | pf_va_a_from_degree | pf_va_b_from_degree | pf_va_c_from_degree | pf_va_a_to_degree | pf_va_b_to_degree | pf_va_c_to_degree
Line0_1_2 | 2.0713 | 0.23794 | 0.16483 | 2.0713 | 0.23794 | 0.16483 | 0.47836 | 0.054949 | 0.038067 | 0.47836 | 0.05495 | 0.038067 | 0.16644 | -0.047361 | 0.0423 | -0.12912 | 0.048345 | -0.041519 | 0.31852 | 0.04749 | 0.010617 | -0.24435 | -0.044935 | -0.009181 | -70.218 | 100.482 | 113.8465 | 109.782 | -79.518 | -66.1535 | 0.75128 | 1.2206 | 1.1457 | 0.57774 | 1.2012 | 1.1171 | -7.8068 | -124.5958 | 127.9358 | -8.0715 | -122.4244 | 126.3155
Line10_11_12 | 0.30653 | 0.19883 | 0.18933 | 0.30653 | 0.19883 | 0.18933 | 0.070789 | 0.045918 | 0.043725 | 0.070789 | 0.045918 | 0.043725 | -0.029479 | -0.030592 | 0.048169 | 0.030054 | 0.030764 | -0.048027 | -0.047358 | 0.04653 | 0.012166 | 0.048533 | -0.046203 | -0.011889 | 114.3795 | 112.7417 | 113.2263 | -65.6205 | -67.2583 | -66.7737 | 0.78803 | 1.2127 | 1.1362 | 0.8064 | 1.2088 | 1.1315 | -7.5215 | -123.9347 | 127.4007 | -7.3886 | -123.6009 | 127.1298
Line11_12_13 | 0.30653 | 0.19883 | 0.18933 | 0.30653 | 0.19883 | 0.18933 | 0.070789 | 0.045918 | 0.043725 | 0.070789 | 0.045918 | 0.043725 | -0.030054 | -0.030764 | 0.048027 | 0.030629 | 0.030936 | -0.047885 | -0.048533 | 0.046203 | 0.011889 | 0.049707 | -0.045876 | -0.011611 | 114.3795 | 112.7417 | 113.2263 | -65.6205 | -67.2583 | -66.7737 | 0.8064 | 1.2088 | 1.1315 | 0.82479 | 1.205 | 1.1269 | -7.3886 | -123.6009 | 127.1298 | -7.2617 | -123.265 | 126.8567
Line12_13_15 | 0 | 0 | 0 | 0 | 0 | 0 | 0 | 0 | 0 | 0 | 0 | 0 | 1.6519e-08 | 3.3562e-08 | -5.0651e-08 | -1.0207e-08 | -2.2846e-08 | 3.3624e-08 | 3.498e-08 | -4.5632e-08 | -1.5124e-08 | -2.374e-08 | 3.0144e-08 | 1.0626e-08 | 0 | 0 | 0 | 0 | 0 | 0 | 0.82479 | 1.205 | 1.1269 | 0.82479 | 1.205 | 1.1269 | -7.2617 | -123.265 | 126.8567 | -7.2617 | -123.265 | 126.8567
Line13_13_14 | 0.30653 | 0.19883 | 0.18933 | 0.30653 | 0.19883 | 0.18934 | 0.070789 | 0.045918 | 0.043725 | 0.070789 | 0.045918 | 0.043725 | -0.030629 | -0.030936 | 0.047885 | 0.031204 | 0.031108 | -0.047743 | -0.049707 | 0.045876 | 0.011611 | 0.050881 | -0.045549 | -0.011334 | 114.3795 | 112.7417 | 113.2263 | -65.6205 | -67.2583 | -66.7737 | 0.82479 | 1.205 | 1.1269 | 0.84317 | 1.2012 | 1.1222 | -7.2617 | -123.265 | 126.8567 | -7.1402 | -122.927 | 126.5813
Line14_15_16 | 0 | 0 | 0 | 0 | 0 | 0 | 0 | 0 | 0 | 0 | 0 | 0 | 1.1013e-08 | 2.2375e-08 | -3.3768e-08 | -4.7007e-09 | -1.1659e-08 | 1.674e-08 | 2.332e-08 | -3.0421e-08 | -1.0083e-08 | -1.208e-08 | 1.4934e-08 | 5.5841e-09 | 0 | 0 | 0 | 0 | 0 | 0 | 0.82479 | 1.205 | 1.1269 | 0.82479 | 1.205 | 1.1269 | -7.2617 | -123.265 | 126.8567 | -7.2617 | -123.265 | 126.8567
Line15_16_17 | 0 | 0 | 0 | 0 | 0 | 0 | 0 | 0 | 0 | 0 | 0 | 0 | 5.5063e-09 | 1.1187e-08 | -1.6884e-08 | 8.0562e-10 | -4.7188e-10 | -1.4352e-10 | 1.166e-08 | -1.5211e-08 | -5.0415e-09 | -4.2049e-10 | -2.7681e-10 | 5.4262e-10 | 0 | 0 | 0 | 0 | 0 | 0 | 0.82479 | 1.205 | 1.1269 | 0.82479 | 1.205 | 1.1269 | -7.2617 | -123.265 | 126.8567 | -7.2617 | -123.265 | 126.8567
Line16_4_18 | 0 | 0 | 0 | 0 | 0 | 0 | 0 | 0 | 0 | 0 | 0 | 0 | 5.3582e-09 | 1.3764e-08 | -1.928e-08 | 8.9671e-10 | -5.3324e-10 | -2.0617e-10 | 1.2926e-08 | -1.7194e-08 | -7.2533e-09 | -4.2095e-10 | -3.5632e-10 | 6.115e-10 | 0 | 0 | 0 | 0 | 0 | 0 | 0.77398 | 1.2166 | 1.1396 | 0.77398 | 1.2166 | 1.1396 | -7.7497 | -124.1641 | 127.6455 | -7.7497 | -124.1641 | 127.6455
Line17_5_19 | 0 | 0 | 0 | 0 | 0 | 0 | 0 | 0 | 0 | 0 | 0 | 0 | 5.1521e-09 | 1.4946e-08 | -2.0239e-08 | 9.3253e-10 | -5.5546e-10 | -2.3615e-10 | 1.3406e-08 | -1.7945e-08 | -8.3552e-09 | -4.116e-10 | -3.9446e-10 | 6.3798e-10 | 0 | 0 | 0 | 0 | 0 | 0 | 0.75128 | 1.2206 | 1.1457 | 0.75128 | 1.2206 | 1.1457 | -7.8068 | -124.5958 | 127.9358 | -7.8068 | -124.5958 | 127.9358
Line1_1_3 | 0.30653 | 0.19883 | 0.18933 | 0.30653 | 0.19883 | 0.18933 | 0.070789 | 0.045918 | 0.043725 | 0.070789 | 0.045918 | 0.043725 | -0.028329 | -0.030248 | 0.048453 | 0.028904 | 0.03042 | -0.048311 | -0.04501 | 0.047184 | 0.01272 | 0.046184 | -0.046857 | -0.012443 | 114.3795 | 112.7417 | 113.2263 | -65.6205 | -67.2583 | -66.7737 | 0.75128 | 1.2206 | 1.1457 | 0.76965 | 1.2166 | 1.1409 | -7.8068 | -124.5958 | 127.9358 | -7.6607 | -124.2663 | 127.6694
Line2_1_4 | 0.376 | 0.24457 | 0.22845 | 0.376 | 0.24457 | 0.22845 | 0.086834 | 0.056482 | 0.052758 | 0.086834 | 0.056482 | 0.052758 | -0.030429 | -0.042454 | 0.056973 | 0.03129 | 0.042724 | -0.05677 | -0.057705 | 0.054318 | 0.020188 | 0.05948 | -0.053822 | -0.019793 | 109.9972 | 107.3935 | 108.4241 | -70.0028 | -72.6065 | -71.5759 | 0.75128 | 1.2206 | 1.1457 | 0.77398 | 1.2166 | 1.1396 | -7.8068 | -124.5958 | 127.9358 | -7.7497 | -124.1641 | 127.6455
Line3_1_5 | 0 | 0 | 0 | 0 | 0 | 0 | 0 | 0 | 0 | 0 | 0 | 0 | 1.0304e-08 | 2.9892e-08 | -4.0478e-08 | -4.2195e-09 | -1.5501e-08 | 2.0003e-08 | 2.6812e-08 | -3.589e-08 | -1.671e-08 | -1.3818e-08 | 1.7551e-08 | 8.9932e-09 | 0 | 0 | 0 | 0 | 0 | 0 | 0.75128 | 1.2206 | 1.1457 | 0.75128 | 1.2206 | 1.1457 | -7.8068 | -124.5958 | 127.9358 | -7.8068 | -124.5958 | 127.9358
Line4_2_6 | 2.0713 | 0.23794 | 0.16483 | 2.0713 | 0.23794 | 0.16483 | 0.47836 | 0.05495 | 0.038067 | 0.47836 | 0.05495 | 0.038067 | 0.12912 | -0.048345 | 0.041519 | -0.091803 | 0.049328 | -0.040739 | 0.24435 | 0.044935 | 0.009181 | -0.17017 | -0.04238 | -0.0077454 | -70.218 | 100.482 | 113.8465 | 109.782 | -79.518 | -66.1535 | 0.57774 | 1.2012 | 1.1171 | 0.40421 | 1.1835 | 1.0894 | -8.0715 | -122.4244 | 126.3155 | -8.5635 | -120.1849 | 124.6114
Line5_6_7 | 2.0713 | 0.23794 | 0.16483 | 2.0713 | 0.23794 | 0.16483 | 0.47836 | 0.05495 | 0.038067 | 0.47836 | 0.05495 | 0.038067 | 0.091803 | -0.049328 | 0.040739 | -0.054486 | 0.050312 | -0.039958 | 0.17017 | 0.04238 | 0.0077454 | -0.096002 | -0.039824 | -0.0063098 | -70.218 | 100.482 | 113.8465 | 109.782 | -79.518 | -66.1535 | 0.40421 | 1.1835 | 1.0894 | 0.23076 | 1.1677 | 1.0627 | -8.5635 | -120.1849 | 124.6114 | -9.7954 | -117.8813 | 122.8201
Line6_7_8 | 2.8599 | 0 | 0 | 2.8599 | 0 | 0 | 0.66047 | 0 | 0 | 0.66047 | 0 | 0 | 0.06816 | 8.0626e-08 | -8.3887e-08 | 1.5459e-14 | -5.6291e-08 | 5.6334e-08 | 0.13632 | -6.0943e-08 | -3.7015e-08 | 1.4181e-14 | 3.8867e-08 | 2.3099e-08 | -73.2303 | 0 | 0 | 106.7697 | 0 | 0 | 0.23076 | 1.1677 | 1.0627 | 0 | 1.1542 | 1.032 | -9.7954 | -117.8813 | 122.8201 | 0 | -115.703 | 120.934
Line7_8_9 | 0 | 0 | 0 | 0 | 0 | 0 | 0 | 0 | 0 | 0 | 0 | 0 | -4.7483e-22 | 2.8024e-08 | -2.8038e-08 | -8.9883e-18 | -2.4259e-10 | 2.5679e-10 | -7.8169e-22 | -1.9259e-08 | -1.1516e-08 | 8.8849e-18 | 3.4881e-10 | 6.7853e-11 | 0 | 0 | 0 | 0 | 0 | 0 | 0 | 1.1542 | 1.032 | 0 | 1.1542 | 1.032 | 0 | -115.703 | 120.934 | 0 | -115.703 | 120.934
Line8_8_10 | 0 | 0 | 0 | 0 | 0 | 0 | 0 | 0 | 0 | 0 | 0 | 0 | -4.7483e-22 | 2.8024e-08 | -2.8038e-08 | -8.9883e-18 | -2.4259e-10 | 2.5679e-10 | -7.8169e-22 | -1.9259e-08 | -1.1516e-08 | 8.8849e-18 | 3.4882e-10 | 6.7853e-11 | 0 | 0 | 0 | 0 | 0 | 0 | 0 | 1.1542 | 1.032 | 0 | 1.1542 | 1.032 | 0 | -115.703 | 120.934 | 0 | -115.703 | 120.934
Line9_3_11 | 0.30653 | 0.19883 | 0.18933 | 0.30653 | 0.19883 | 0.18933 | 0.070789 | 0.045918 | 0.043725 | 0.070789 | 0.045918 | 0.043725 | -0.028904 | -0.03042 | 0.048311 | 0.029479 | 0.030592 | -0.048169 | -0.046184 | 0.046857 | 0.012443 | 0.047358 | -0.04653 | -0.012166 | 114.3795 | 112.7417 | 113.2263 | -65.6205 | -67.2583 | -66.7737 | 0.76965 | 1.2166 | 1.1409 | 0.78803 | 1.2127 | 1.1362 | -7.6607 | -124.2663 | 127.6694 | -7.5215 | -123.9347 | 127.4007

## LG_max_fault_6
name | pf_ikss_a_from_ka | pf_ikss_b_from_ka | pf_ikss_c_from_ka | pf_ikss_a_to_ka | pf_ikss_b_to_ka | pf_ikss_c_to_ka | pf_skss_a_from_mw | pf_skss_b_from_mw | pf_skss_c_from_mw | pf_skss_a_to_mw | pf_skss_b_to_mw | pf_skss_c_to_mw | pf_p_a_from_mw | pf_p_b_from_mw | pf_p_c_from_mw | pf_p_a_to_mw | pf_p_b_to_mw | pf_p_c_to_mw | pf_q_a_from_mvar | pf_q_b_from_mvar | pf_q_c_from_mvar | pf_q_a_to_mvar | pf_q_b_to_mvar | pf_q_c_to_mvar | pf_ikss_a_from_degree | pf_ikss_b_from_degree | pf_ikss_c_from_degree | pf_ikss_a_to_degree | pf_ikss_b_to_degree | pf_ikss_c_to_degree | pf_vm_a_from_pu | pf_vm_b_from_pu | pf_vm_c_from_pu | pf_vm_a_to_pu | pf_vm_b_to_pu | pf_vm_c_to_pu | pf_va_a_from_degree | pf_va_b_from_degree | pf_va_c_from_degree | pf_va_a_to_degree | pf_va_b_to_degree | pf_va_c_to_degree
Line0_1_2 | 0.024385 | 0.0028186 | 0.0019318 | 0.024385 | 0.0028186 | 0.0019318 | 0.0056314 | 0.00065092 | 0.00044613 | 0.0056314 | 0.00065092 | 0.00044613 | 0.0043795 | -0.00025317 | 0.00043435 | -0.0043743 | 0.00025331 | -0.00043424 | 0.0039476 | 0.00063603 | -0.00017484 | -0.0039373 | -0.00063568 | 0.00017504 | -42.1899 | 128.2755 | 142.0232 | 137.8101 | -51.7245 | -37.9768 | 1.047 | 1.0517 | 1.0495 | 1.0451 | 1.0513 | 1.0495 | -0.15896 | -120.0198 | 120.097 | -0.19958 | -119.9981 | 120.0696
Line10_11_12 | 0.0035945 | 0.0023383 | 0.0022306 | 0.0035945 | 0.0023383 | 0.0022306 | 0.00083011 | 0.00054002 | 0.00051514 | 0.00083011 | 0.00054002 | 0.00051514 | -0.00069144 | -8.9413e-05 | 0.0005038 | 0.00069152 | 8.9437e-05 | -0.00050378 | -0.00052711 | 0.00056077 | -0.00019616 | 0.00052727 | -0.00056072 | 0.0001962 | 142.5323 | 140.9269 | 141.3617 | -37.4677 | -39.0731 | -38.6383 | 1.0474 | 1.0515 | 1.0495 | 1.0476 | 1.0515 | 1.0495 | -0.14837 | -120.0136 | 120.0878 | -0.14307 | -120.0105 | 120.0832
Line11_12_13 | 0.0035945 | 0.0023383 | 0.0022306 | 0.0035945 | 0.0023383 | 0.0022306 | 0.00083011 | 0.00054002 | 0.00051514 | 0.00083011 | 0.00054002 | 0.00051514 | -0.00069152 | -8.9437e-05 | 0.00050378 | 0.0006916 | 8.9461e-05 | -0.00050376 | -0.00052727 | 0.00056072 | -0.0001962 | 0.00052743 | -0.00056068 | 0.00019624 | 142.5323 | 140.9269 | 141.3617 | -37.4677 | -39.0731 | -38.6383 | 1.0476 | 1.0515 | 1.0495 | 1.0478 | 1.0514 | 1.0495 | -0.14307 | -120.0105 | 120.0832 | -0.13778 | -120.0074 | 120.0787
Line12_13_15 | 0 | 0 | 0 | 0 | 0 | 0 | 0 | 0 | 0 | 0 | 0 | 0 | 3.9926e-10 | 1.1091e-10 | -5.2585e-10 | -2.5761e-10 | -7.9298e-11 | 3.5258e-10 | 3.8215e-10 | -5.4465e-10 | 1.7321e-10 | -2.6446e-10 | 3.6257e-10 | -1.0993e-10 | 0 | 0 | 0 | 0 | 0 | 0 | 1.0478 | 1.0514 | 1.0495 | 1.0478 | 1.0514 | 1.0495 | -0.13778 | -120.0074 | 120.0787 | -0.13778 | -120.0074 | 120.0787
Line13_13_14 | 0.0035945 | 0.0023383 | 0.0022306 | 0.0035945 | 0.0023383 | 0.0022306 | 0.00083011 | 0.00054002 | 0.00051514 | 0.00083011 | 0.00054002 | 0.00051514 | -0.0006916 | -8.9461e-05 | 0.00050376 | 0.00069168 | 8.9485e-05 | -0.00050374 | -0.00052743 | 0.00056068 | -0.00019624 | 0.00052759 | -0.00056063 | 0.00019627 | 142.5323 | 140.9269 | 141.3617 | -37.4677 | -39.0731 | -38.6383 | 1.0478 | 1.0514 | 1.0495 | 1.048 | 1.0513 | 1.0495 | -0.13778 | -120.0074 | 120.0787 | -0.13248 | -120.0043 | 120.0741
Line14_15_16 | 0 | 0 | 0 | 0 | 0 | 0 | 0 | 0 | 0 | 0 | 0 | 0 | 2.6618e-10 | 7.3939e-11 | -3.5056e-10 | -1.2452e-10 | -4.2329e-11 | 1.773e-10 | 2.5476e-10 | -3.631e-10 | 1.1548e-10 | -1.3708e-10 | 1.8103e-10 | -5.219e-11 | 0 | 0 | 0 | 0 | 0 | 0 | 1.0478 | 1.0514 | 1.0495 | 1.0478 | 1.0514 | 1.0495 | -0.13778 | -120.0074 | 120.0787 | -0.13778 | -120.0074 | 120.0787
Line15_16_17 | 0 | 0 | 0 | 0 | 0 | 0 | 0 | 0 | 0 | 0 | 0 | 0 | 1.3309e-10 | 3.6969e-11 | -1.7528e-10 | 8.5668e-12 | -5.3593e-12 | 2.0179e-12 | 1.2738e-10 | -1.8155e-10 | 5.7738e-11 | -9.7001e-12 | -5.2418e-13 | 5.5477e-12 | 0 | 0 | 0 | 0 | 0 | 0 | 1.0478 | 1.0514 | 1.0495 | 1.0478 | 1.0514 | 1.0495 | -0.13778 | -120.0074 | 120.0787 | -0.13778 | -120.0074 | 120.0787
Line16_4_18 | 0 | 0 | 0 | 0 | 0 | 0 | 0 | 0 | 0 | 0 | 0 | 0 | 1.4586e-10 | 5.5138e-11 | -2.0733e-10 | 1.0578e-11 | -6.1965e-12 | 1.9565e-12 | 1.5681e-10 | -2.0815e-10 | 5.5266e-11 | -1.0794e-11 | -1.0855e-12 | 6.459e-12 | 0 | 0 | 0 | 0 | 0 | 0 | 1.0472 | 1.0516 | 1.0495 | 1.0472 | 1.0516 | 1.0495 | -0.15339 | -120.0154 | 120.0916 | -0.15339 | -120.0154 | 120.0916
Line17_5_19 | 0 | 0 | 0 | 0 | 0 | 0 | 0 | 0 | 0 | 0 | 0 | 0 | 1.4985e-10 | 6.4601e-11 | -2.2133e-10 | 1.1527e-11 | -6.5314e-12 | 1.8826e-12 | 1.7049e-10 | -2.1886e-10 | 5.2429e-11 | -1.1184e-11 | -1.3976e-12 | 6.8386e-12 | 0 | 0 | 0 | 0 | 0 | 0 | 1.047 | 1.0517 | 1.0495 | 1.047 | 1.0517 | 1.0495 | -0.15896 | -120.0198 | 120.097 | -0.15896 | -120.0198 | 120.097
Line1_1_3 | 0.0035945 | 0.0023383 | 0.0022306 | 0.0035945 | 0.0023383 | 0.0022306 | 0.00083011 | 0.00054002 | 0.00051514 | 0.00083011 | 0.00054002 | 0.00051514 | -0.00069128 | -8.9366e-05 | 0.00050384 | 0.00069136 | 8.939e-05 | -0.00050382 | -0.00052678 | 0.00056086 | -0.00019608 | 0.00052694 | -0.00056081 | 0.00019612 | 142.5323 | 140.927 | 141.3617 | -37.4677 | -39.073 | -38.6383 | 1.047 | 1.0517 | 1.0495 | 1.0472 | 1.0516 | 1.0495 | -0.15896 | -120.0198 | 120.097 | -0.15366 | -120.0167 | 120.0924
Line2_1_4 | 0.0044465 | 0.0029009 | 0.0027133 | 0.0044465 | 0.0029009 | 0.0027133 | 0.0010269 | 0.00066993 | 0.00062662 | 0.0010269 | 0.00066993 | 0.00062662 | -0.00080096 | -0.00017728 | 0.00063121 | 0.00080108 | 0.00017732 | -0.00063118 | -0.00071718 | 0.00068189 | -0.00018457 | 0.00071743 | -0.00068182 | 0.00018462 | 137.9998 | 135.4067 | 136.396 | -42.0002 | -44.5933 | -43.604 | 1.047 | 1.0517 | 1.0495 | 1.0472 | 1.0516 | 1.0495 | -0.15896 | -120.0198 | 120.097 | -0.15339 | -120.0154 | 120.0916
Line3_1_5 | 0 | 0 | 0 | 0 | 0 | 0 | 0 | 0 | 0 | 0 | 0 | 0 | 2.997e-10 | 1.292e-10 | -4.4266e-10 | -1.3832e-10 | -7.1133e-11 | 2.2321e-10 | 3.4099e-10 | -4.3772e-10 | 1.0486e-10 | -1.8168e-10 | 2.1746e-10 | -4.559e-11 | 0 | 0 | 0 | 0 | 0 | 0 | 1.047 | 1.0517 | 1.0495 | 1.047 | 1.0517 | 1.0495 | -0.15896 | -120.0198 | 120.097 | -0.15896 | -120.0198 | 120.097
Line4_2_6 | 0.024385 | 0.0028186 | 0.0019318 | 0.024385 | 0.0028186 | 0.0019318 | 0.0056314 | 0.00065092 | 0.00044613 | 0.0056314 | 0.00065092 | 0.00044613 | 0.0043743 | -0.00025331 | 0.00043424 | -0.0043692 | 0.00025344 | -0.00043413 | 0.0039373 | 0.00063568 | -0.00017504 | -0.0039271 | -0.00063532 | 0.00017523 | -42.1899 | 128.2755 | 142.0232 | 137.8101 | -51.7245 | -37.9768 | 1.0451 | 1.0513 | 1.0495 | 1.0432 | 1.0508 | 1.0494 | -0.19958 | -119.9981 | 120.0696 | -0.24035 | -119.9763 | 120.0423
Line5_6_7 | 0.024385 | 0.0028186 | 0.0019318 | 0.024385 | 0.0028186 | 0.0019318 | 0.0056314 | 0.00065092 | 0.00044613 | 0.0056314 | 0.00065092 | 0.00044613 | 0.0043692 | -0.00025344 | 0.00043413 | -0.004364 | 0.00025358 | -0.00043403 | 0.0039271 | 0.00063532 | -0.00017523 | -0.0039168 | -0.00063496 | 0.00017543 | -42.1899 | 128.2755 | 142.0232 | 137.8101 | -51.7245 | -37.9768 | 1.0432 | 1.0508 | 1.0494 | 1.0413 | 1.0504 | 1.0493 | -0.24035 | -119.9763 | 120.0423 | -0.28126 | -119.9546 | 120.0149
Line6_7_8 | 0.033923 | 0 | 0 | 0.033923 | 0 | 0 | 0.0078343 | 0 | 0 | 0.0078343 | 0 | 0 | 0.0057635 | 4.0947e-10 | -1.0336e-09 | -0.005754 | -2.8379e-10 | 7.0767e-10 | 0.0057731 | -9.6179e-10 | 1.2271e-10 | -0.005754 | 6.574e-10 | -7.9862e-11 | -45.3289 | 0 | 0 | 134.6711 | 0 | 0 | 1.0413 | 1.0504 | 1.0493 | 1.0387 | 1.05 | 1.0492 | -0.28126 | -119.9546 | 120.0149 | -0.32889 | -119.9346 | 119.9857
Line7_8_9 | 0 | 0 | 0 | 0 | 0 | 0 | 0 | 0 | 0 | 0 | 0 | 0 | 1.6436e-10 | 1.4192e-10 | -3.5234e-10 | 4.3027e-11 | 3.8766e-14 | 2.9964e-12 | 3.0231e-10 | -3.2639e-10 | 3.9425e-11 | -2.2955e-11 | 4.6116e-12 | -1.0117e-12 | 0 | 0 | 0 | 0 | 0 | 0 | 1.0387 | 1.05 | 1.0492 | 1.0387 | 1.05 | 1.0492 | -0.32889 | -119.9346 | 119.9857 | -0.32889 | -119.9346 | 119.9857
Line8_8_10 | 0 | 0 | 0 | 0 | 0 | 0 | 0 | 0 | 0 | 0 | 0 | 0 | 1.6436e-10 | 1.4192e-10 | -3.5234e-10 | 4.3027e-11 | 3.8769e-14 | 2.9964e-12 | 3.0231e-10 | -3.2639e-10 | 3.9425e-11 | -2.2955e-11 | 4.6116e-12 | -1.0117e-12 | 0 | 0 | 0 | 0 | 0 | 0 | 1.0387 | 1.05 | 1.0492 | 1.0387 | 1.05 | 1.0492 | -0.32889 | -119.9346 | 119.9857 | -0.32889 | -119.9346 | 119.9857
Line9_3_11 | 0.0035945 | 0.0023383 | 0.0022306 | 0.0035945 | 0.0023383 | 0.0022306 | 0.00083011 | 0.00054002 | 0.00051514 | 0.00083011 | 0.00054002 | 0.00051514 | -0.00069136 | -8.939e-05 | 0.00050382 | 0.00069144 | 8.9413e-05 | -0.0005038 | -0.00052694 | 0.00056081 | -0.00019612 | 0.00052711 | -0.00056077 | 0.00019616 | 142.5323 | 140.927 | 141.3617 | -37.4677 | -39.0731 | -38.6383 | 1.0472 | 1.0516 | 1.0495 | 1.0474 | 1.0515 | 1.0495 | -0.15366 | -120.0167 | 120.0924 | -0.14837 | -120.0136 | 120.0878

## LG_max_fault_10
name | pf_ikss_a_from_ka | pf_ikss_b_from_ka | pf_ikss_c_from_ka | pf_ikss_a_to_ka | pf_ikss_b_to_ka | pf_ikss_c_to_ka | pf_skss_a_from_mw | pf_skss_b_from_mw | pf_skss_c_from_mw | pf_skss_a_to_mw | pf_skss_b_to_mw | pf_skss_c_to_mw | pf_p_a_from_mw | pf_p_b_from_mw | pf_p_c_from_mw | pf_p_a_to_mw | pf_p_b_to_mw | pf_p_c_to_mw | pf_q_a_from_mvar | pf_q_b_from_mvar | pf_q_c_from_mvar | pf_q_a_to_mvar | pf_q_b_to_mvar | pf_q_c_to_mvar | pf_ikss_a_from_degree | pf_ikss_b_from_degree | pf_ikss_c_from_degree | pf_ikss_a_to_degree | pf_ikss_b_to_degree | pf_ikss_c_to_degree | pf_vm_a_from_pu | pf_vm_b_from_pu | pf_vm_c_from_pu | pf_vm_a_to_pu | pf_vm_b_to_pu | pf_vm_c_to_pu | pf_va_a_from_degree | pf_va_b_from_degree | pf_va_c_from_degree | pf_va_a_to_degree | pf_va_b_to_degree | pf_va_c_to_degree
Line0_1_2 | 0.025735 | 0.0029562 | 0.0020479 | 0.025735 | 0.0029562 | 0.0020479 | 0.0059431 | 0.00068269 | 0.00047294 | 0.0059431 | 0.00068269 | 0.00047294 | 0.0048316 | -0.00027696 | 0.00048334 | -0.0048259 | 0.00027711 | -0.00048322 | 0.0043746 | 0.00069938 | -0.00019175 | -0.0043631 | -0.00069899 | 0.00019197 | -42.3244 | 128.3756 | 141.7401 | 137.6756 | -51.6244 | -38.2599 | 1.0967 | 1.1018 | 1.0995 | 1.0947 | 1.1014 | 1.0994 | -0.16655 | -120.0206 | 120.101 | -0.20725 | -119.9988 | 120.0734
Line10_11_12 | 0.0038083 | 0.0024703 | 0.0023523 | 0.0038083 | 0.0024703 | 0.0023523 | 0.00087949 | 0.00057049 | 0.00054324 | 0.00087949 | 0.00057049 | 0.00054324 | -0.00076477 | -0.00010211 | 0.00055749 | 0.00076486 | 0.00010214 | -0.00055747 | -0.00058834 | 0.00062015 | -0.00021431 | 0.00058852 | -0.0006201 | 0.00021436 | 142.2731 | 140.6353 | 141.1199 | -37.7269 | -39.3647 | -38.8801 | 1.0971 | 1.1017 | 1.0994 | 1.0973 | 1.1016 | 1.0994 | -0.15591 | -120.0143 | 120.0919 | -0.15059 | -120.0112 | 120.0873
Line11_12_13 | 0.0038083 | 0.0024703 | 0.0023523 | 0.0038083 | 0.0024703 | 0.0023523 | 0.00087949 | 0.00057049 | 0.00054324 | 0.00087949 | 0.00057049 | 0.00054324 | -0.00076486 | -0.00010214 | 0.00055747 | 0.00076495 | 0.00010217 | -0.00055744 | -0.00058852 | 0.0006201 | -0.00021436 | 0.0005887 | -0.00062005 | 0.0002144 | 142.2731 | 140.6353 | 141.1199 | -37.7269 | -39.3647 | -38.8801 | 1.0973 | 1.1016 | 1.0994 | 1.0975 | 1.1015 | 1.0994 | -0.15059 | -120.0112 | 120.0873 | -0.14528 | -120.008 | 120.0827
Line12_13_15 | 0 | 0 | 0 | 0 | 0 | 0 | 0 | 0 | 0 | 0 | 0 | 0 | 4.6048e-10 | 1.3043e-10 | -6.0925e-10 | -2.97e-10 | -9.3135e-11 | 4.0848e-10 | 4.4381e-10 | -6.2996e-10 | 1.9845e-10 | -3.0709e-10 | 4.1935e-10 | -1.259e-10 | 0 | 0 | 0 | 0 | 0 | 0 | 1.0975 | 1.1015 | 1.0994 | 1.0975 | 1.1015 | 1.0994 | -0.14528 | -120.008 | 120.0827 | -0.14528 | -120.008 | 120.0827
Line13_13_14 | 0.0038083 | 0.0024703 | 0.0023523 | 0.0038083 | 0.0024703 | 0.0023523 | 0.00087949 | 0.00057049 | 0.00054324 | 0.00087949 | 0.00057049 | 0.00054324 | -0.00076495 | -0.00010217 | 0.00055745 | 0.00076504 | 0.00010219 | -0.00055742 | -0.0005887 | 0.00062005 | -0.0002144 | 0.00058888 | -0.00062 | 0.00021444 | 142.2731 | 140.6353 | 141.1199 | -37.7269 | -39.3647 | -38.8801 | 1.0975 | 1.1015 | 1.0994 | 1.0977 | 1.1015 | 1.0994 | -0.14528 | -120.008 | 120.0827 | -0.13997 | -120.0049 | 120.0781
Line14_15_16 | 0 | 0 | 0 | 0 | 0 | 0 | 0 | 0 | 0 | 0 | 0 | 0 | 3.0698e-10 | 8.6953e-11 | -4.0617e-10 | -1.4351e-10 | -4.9659e-11 | 2.0539e-10 | 2.9587e-10 | -4.1998e-10 | 1.323e-10 | -1.5916e-10 | 2.0936e-10 | -5.9752e-11 | 0 | 0 | 0 | 0 | 0 | 0 | 1.0975 | 1.1015 | 1.0994 | 1.0975 | 1.1015 | 1.0994 | -0.14528 | -120.008 | 120.0827 | -0.14528 | -120.008 | 120.0827
Line15_16_17 | 0 | 0 | 0 | 0 | 0 | 0 | 0 | 0 | 0 | 0 | 0 | 0 | 1.5349e-10 | 4.3477e-11 | -2.0308e-10 | 9.9866e-12 | -6.1819e-12 | 2.3104e-12 | 1.4794e-10 | -2.0999e-10 | 6.6151e-11 | -1.1224e-11 | -6.2355e-13 | 6.3992e-12 | 0 | 0 | 0 | 0 | 0 | 0 | 1.0975 | 1.1015 | 1.0994 | 1.0975 | 1.1015 | 1.0994 | -0.14528 | -120.008 | 120.0827 | -0.14528 | -120.008 | 120.0827
Line16_4_18 | 0 | 0 | 0 | 0 | 0 | 0 | 0 | 0 | 0 | 0 | 0 | 0 | 1.6747e-10 | 6.3853e-11 | -2.3869e-10 | 1.2236e-11 | -7.1059e-12 | 2.2372e-12 | 1.8073e-10 | -2.3943e-10 | 6.3184e-11 | -1.2431e-11 | -1.2537e-12 | 7.4047e-12 | 0 | 0 | 0 | 0 | 0 | 0 | 1.097 | 1.1018 | 1.0994 | 1.097 | 1.1018 | 1.0994 | -0.16098 | -120.0162 | 120.0957 | -0.16098 | -120.0162 | 120.0957
Line17_5_19 | 0 | 0 | 0 | 0 | 0 | 0 | 0 | 0 | 0 | 0 | 0 | 0 | 1.7183e-10 | 7.4267e-11 | -2.5406e-10 | 1.3283e-11 | -7.4721e-12 | 2.1561e-12 | 1.9576e-10 | -2.5118e-10 | 6.004e-11 | -1.2858e-11 | -1.5967e-12 | 7.8191e-12 | 0 | 0 | 0 | 0 | 0 | 0 | 1.0967 | 1.1018 | 1.0995 | 1.0967 | 1.1018 | 1.0995 | -0.16655 | -120.0206 | 120.101 | -0.16655 | -120.0206 | 120.101
Line1_1_3 | 0.0038083 | 0.0024703 | 0.0023523 | 0.0038083 | 0.0024703 | 0.0023523 | 0.00087949 | 0.00057049 | 0.00054324 | 0.00087949 | 0.00057049 | 0.00054324 | -0.00076459 | -0.00010206 | 0.00055753 | 0.00076468 | 0.00010209 | -0.00055751 | -0.00058797 | 0.00062025 | -0.00021423 | 0.00058815 | -0.0006202 | 0.00021427 | 142.2731 | 140.6353 | 141.1199 | -37.7269 | -39.3647 | -38.8801 | 1.0967 | 1.1018 | 1.0995 | 1.0969 | 1.1018 | 1.0995 | -0.16655 | -120.0206 | 120.101 | -0.16123 | -120.0175 | 120.0964
Line2_1_4 | 0.0046715 | 0.0030386 | 0.0028383 | 0.0046715 | 0.0030386 | 0.0028383 | 0.0010788 | 0.00070173 | 0.00065547 | 0.0010788 | 0.00070173 | 0.00065547 | -0.00088004 | -0.00019611 | 0.000692 | 0.00088017 | 0.00019615 | -0.00069196 | -0.0007908 | 0.00074792 | -0.00020126 | 0.00079107 | -0.00074784 | 0.00020132 | 137.8908 | 135.2871 | 136.3177 | -42.1092 | -44.7129 | -43.6823 | 1.0967 | 1.1018 | 1.0995 | 1.097 | 1.1018 | 1.0994 | -0.16655 | -120.0206 | 120.101 | -0.16098 | -120.0162 | 120.0957
Line3_1_5 | 0 | 0 | 0 | 0 | 0 | 0 | 0 | 0 | 0 | 0 | 0 | 0 | 3.4366e-10 | 1.4853e-10 | -5.0812e-10 | -1.5855e-10 | -8.1739e-11 | 2.5622e-10 | 3.9152e-10 | -5.0236e-10 | 1.2008e-10 | -2.0862e-10 | 2.4958e-10 | -5.2221e-11 | 0 | 0 | 0 | 0 | 0 | 0 | 1.0967 | 1.1018 | 1.0995 | 1.0967 | 1.1018 | 1.0995 | -0.16655 | -120.0206 | 120.101 | -0.16655 | -120.0206 | 120.101
Line4_2_6 | 0.025735 | 0.0029562 | 0.0020479 | 0.025735 | 0.0029562 | 0.0020479 | 0.0059431 | 0.00068269 | 0.00047294 | 0.0059431 | 0.0006827 | 0.00047294 | 0.0048259 | -0.00027711 | 0.00048322 | -0.0048201 | 0.00027726 | -0.0004831 | 0.0043631 | 0.00069899 | -0.00019197 | -0.0043517 | -0.0006986 | 0.00019219 | -42.3244 | 128.3756 | 141.7401 | 137.6756 | -51.6244 | -38.2599 | 1.0947 | 1.1014 | 1.0994 | 1.0927 | 1.1009 | 1.0993 | -0.20725 | -119.9988 | 120.0734 | -0.24809 | -119.9769 | 120.0458
Line5_6_7 | 0.025735 | 0.0029562 | 0.0020479 | 0.025735 | 0.0029562 | 0.0020479 | 0.0059431 | 0.0006827 | 0.00047294 | 0.0059431 | 0.0006827 | 0.00047294 | 0.0048201 | -0.00027726 | 0.0004831 | -0.0048143 | 0.00027741 | -0.00048298 | 0.0043517 | 0.0006986 | -0.00019219 | -0.0043402 | -0.0006982 | 0.00019241 | -42.3244 | 128.3756 | 141.7401 | 137.6756 | -51.6244 | -38.2599 | 1.0927 | 1.1009 | 1.0993 | 1.0907 | 1.1005 | 1.0993 | -0.24809 | -119.9769 | 120.0458 | -0.28909 | -119.9551 | 120.0182
Line6_7_8 | 0.035532 | 0 | 0 | 0.035532 | 0 | 0 | 0.0082058 | 0 | 0 | 0.0082058 | 0 | 0 | 0.0063231 | 4.6139e-10 | -1.1699e-09 | -0.0063126 | -3.1974e-10 | 8.0043e-10 | 0.0063337 | -1.0897e-09 | 1.4129e-10 | -0.0063126 | 7.4421e-10 | -9.1806e-11 | -45.3367 | 0 | 0 | 134.6633 | 0 | 0 | 1.0907 | 1.1005 | 1.0993 | 1.0879 | 1.1001 | 1.0992 | -0.28909 | -119.9551 | 120.0182 | -0.33672 | -119.9351 | 119.989
Line7_8_9 | 0 | 0 | 0 | 0 | 0 | 0 | 0 | 0 | 0 | 0 | 0 | 0 | 1.8755e-10 | 1.5975e-10 | -3.9851e-10 | 4.8032e-11 | -2.3631e-13 | 3.4096e-12 | 3.4104e-10 | -3.6959e-10 | 4.5477e-11 | -2.5787e-11 | 5.0254e-12 | -8.5246e-13 | 0 | 0 | 0 | 0 | 0 | 0 | 1.0879 | 1.1001 | 1.0992 | 1.0879 | 1.1001 | 1.0992 | -0.33672 | -119.9351 | 119.989 | -0.33672 | -119.9351 | 119.989
Line8_8_10 | 0 | 0 | 0 | 0 | 0 | 0 | 0 | 0 | 0 | 0 | 0 | 0 | 1.8755e-10 | 1.5975e-10 | -3.9851e-10 | 4.8032e-11 | -2.3631e-13 | 3.4096e-12 | 3.4104e-10 | -3.6959e-10 | 4.5477e-11 | -2.5787e-11 | 5.0254e-12 | -8.5246e-13 | 0 | 0 | 0 | 0 | 0 | 0 | 1.0879 | 1.1001 | 1.0992 | 1.0879 | 1.1001 | 1.0992 | -0.33672 | -119.9351 | 119.989 | -0.33672 | -119.9351 | 119.989
Line9_3_11 | 0.0038083 | 0.0024703 | 0.0023523 | 0.0038083 | 0.0024703 | 0.0023523 | 0.00087949 | 0.00057049 | 0.00054324 | 0.00087949 | 0.00057049 | 0.00054324 | -0.00076468 | -0.00010209 | 0.00055751 | 0.00076477 | 0.00010211 | -0.00055749 | -0.00058815 | 0.0006202 | -0.00021427 | 0.00058834 | -0.00062015 | 0.00021431 | 142.2731 | 140.6353 | 141.1199 | -37.7269 | -39.3647 | -38.8801 | 1.0969 | 1.1018 | 1.0995 | 1.0971 | 1.1017 | 1.0994 | -0.16123 | -120.0175 | 120.0964 | -0.15591 | -120.0143 | 120.0919

## LG_min_6
name | pf_ikss_a_from_ka | pf_ikss_b_from_ka | pf_ikss_c_from_ka | pf_ikss_a_to_ka | pf_ikss_b_to_ka | pf_ikss_c_to_ka | pf_skss_a_from_mw | pf_skss_b_from_mw | pf_skss_c_from_mw | pf_skss_a_to_mw | pf_skss_b_to_mw | pf_skss_c_to_mw | pf_p_a_from_mw | pf_p_b_from_mw | pf_p_c_from_mw | pf_p_a_to_mw | pf_p_b_to_mw | pf_p_c_to_mw | pf_q_a_from_mvar | pf_q_b_from_mvar | pf_q_c_from_mvar | pf_q_a_to_mvar | pf_q_b_to_mvar | pf_q_c_to_mvar | pf_ikss_a_from_degree | pf_ikss_b_from_degree | pf_ikss_c_from_degree | pf_ikss_a_to_degree | pf_ikss_b_to_degree | pf_ikss_c_to_degree | pf_vm_a_from_pu | pf_vm_b_from_pu | pf_vm_c_from_pu | pf_vm_a_to_pu | pf_vm_b_to_pu | pf_vm_c_to_pu | pf_va_a_from_degree | pf_va_b_from_degree | pf_va_c_from_degree | pf_va_a_to_degree | pf_va_b_to_degree | pf_va_c_to_degree
Line0_1_2 | 0.57873 | 0.020558 | 0.02008 | 0.57873 | 0.020558 | 0.020081 | 0.13365 | 0.0047476 | 0.0046374 | 0.13365 | 0.0047477 | 0.0046374 | 0.021903 | -0.0035579 | 0.0041943 | -0.016469 | 0.0036007 | -0.0041517 | 0.022776 | 0.0061817 | 0.0047022 | -0.017116 | -0.0061357 | -0.0046585 | -79.7196 | 99.1847 | 100.8269 | 100.2804 | -80.8153 | -79.1731 | 0.23643 | 1.5023 | 1.3588 | 0.17772 | 1.4985 | 1.3456 | -33.6 | -140.8923 | 149.0946 | -33.6151 | -140.4088 | 149.1193
Line10_11_12 | 0.021364 | 0.020499 | 0.020336 | 0.021364 | 0.020499 | 0.020336 | 0.0049339 | 0.004734 | 0.0046964 | 0.0049339 | 0.0047341 | 0.0046965 | -0.00082188 | -0.0034347 | 0.00421 | 0.00082639 | 0.0034387 | -0.0042062 | -0.00084605 | 0.0062238 | 0.0047804 | 0.00085077 | -0.0062197 | -0.0047764 | 100.5748 | 100.3036 | 100.4688 | -79.4252 | -79.6964 | -79.5312 | 0.23907 | 1.5016 | 1.3564 | 0.24039 | 1.5012 | 1.3552 | -33.5949 | -140.8037 | 149.0989 | -33.5924 | -140.7593 | 149.1011
Line11_12_13 | 0.021364 | 0.020499 | 0.020336 | 0.021365 | 0.020499 | 0.020337 | 0.0049339 | 0.0047341 | 0.0046965 | 0.004934 | 0.0047341 | 0.0046965 | -0.00082639 | -0.0034387 | 0.0042062 | 0.0008309 | 0.0034428 | -0.0042024 | -0.00085077 | 0.0062197 | 0.0047764 | 0.00085549 | -0.0062156 | -0.0047724 | 100.5748 | 100.3036 | 100.4688 | -79.4252 | -79.6964 | -79.5312 | 0.24039 | 1.5012 | 1.3552 | 0.24171 | 1.5009 | 1.354 | -33.5924 | -140.7593 | 149.1011 | -33.5899 | -140.7149 | 149.1032
Line12_13_15 | 0 | 0 | 0 | 0 | 0 | 0 | 0 | 0 | 0 | 0 | 0 | 0 | 2.8871e-08 | 1.4123e-07 | -1.5365e-07 | -1.876e-08 | -9.752e-08 | 9.983e-08 | 3.2839e-08 | -2.3194e-07 | -1.9079e-07 | -2.2358e-08 | 1.5278e-07 | 1.2949e-07 | 0 | 0 | 0 | 0 | 0 | 0 | 0.24171 | 1.5009 | 1.354 | 0.24171 | 1.5009 | 1.354 | -33.5899 | -140.7149 | 149.1032 | -33.5899 | -140.7149 | 149.1032
Line13_13_14 | 0.021366 | 0.0205 | 0.020337 | 0.021366 | 0.0205 | 0.020338 | 0.0049342 | 0.0047343 | 0.0046967 | 0.0049342 | 0.0047344 | 0.0046968 | -0.00083093 | -0.0034429 | 0.0042025 | 0.00083544 | 0.0034469 | -0.0041987 | -0.00085552 | 0.0062159 | 0.0047726 | 0.00086024 | -0.0062118 | -0.0047686 | 100.5747 | 100.3034 | 100.4686 | -79.4253 | -79.6966 | -79.5314 | 0.24171 | 1.5009 | 1.354 | 0.24303 | 1.5005 | 1.3528 | -33.5899 | -140.7149 | 149.1032 | -33.5875 | -140.6705 | 149.1054
Line14_15_16 | 0 | 0 | 0 | 0 | 0 | 0 | 0 | 0 | 0 | 0 | 0 | 0 | 1.9247e-08 | 9.4151e-08 | -1.0243e-07 | -9.1366e-09 | -5.0445e-08 | 4.8615e-08 | 2.1892e-08 | -1.5463e-07 | -1.272e-07 | -1.1412e-08 | 7.5464e-08 | 6.5892e-08 | 0 | 0 | 0 | 0 | 0 | 0 | 0.24171 | 1.5009 | 1.354 | 0.24171 | 1.5009 | 1.354 | -33.5899 | -140.7149 | 149.1032 | -33.5899 | -140.7149 | 149.1032
Line15_16_17 | 0 | 0 | 0 | 0 | 0 | 0 | 0 | 0 | 0 | 0 | 0 | 0 | 9.6237e-09 | 4.7075e-08 | -5.1216e-08 | 4.8714e-10 | -3.3696e-09 | -2.601e-09 | 1.0946e-08 | -7.7313e-08 | -6.3598e-08 | -4.6581e-10 | -1.8493e-09 | 2.2939e-09 | 0 | 0 | 0 | 0 | 0 | 0 | 0.24171 | 1.5009 | 1.354 | 0.24171 | 1.5009 | 1.354 | -33.5899 | -140.7149 | 149.1032 | -33.5899 | -140.7149 | 149.1032
Line16_4_18 | 0 | 0 | 0 | 0 | 0 | 0 | 0 | 0 | 0 | 0 | 0 | 0 | 9.465e-09 | 4.7383e-08 | -5.1323e-08 | 4.8255e-10 | -3.3823e-09 | -2.6254e-09 | 1.084e-08 | -7.76e-08 | -6.4184e-08 | -4.5829e-10 | -1.8619e-09 | 2.2996e-09 | 0 | 0 | 0 | 0 | 0 | 0 | 0.23775 | 1.502 | 1.3575 | 0.23775 | 1.502 | 1.3575 | -33.599 | -140.8477 | 149.097 | -33.599 | -140.8477 | 149.097
Line17_5_19 | 0 | 0 | 0 | 0 | 0 | 0 | 0 | 0 | 0 | 0 | 0 | 0 | 9.4112e-09 | 4.7486e-08 | -5.1358e-08 | 4.81e-10 | -3.3865e-09 | -2.6336e-09 | 1.0804e-08 | -7.7695e-08 | -6.438e-08 | -4.5575e-10 | -1.8662e-09 | 2.3014e-09 | 0 | 0 | 0 | 0 | 0 | 0 | 0.23643 | 1.5023 | 1.3588 | 0.23643 | 1.5023 | 1.3588 | -33.6 | -140.8923 | 149.0946 | -33.6 | -140.8923 | 149.0946
Line1_1_3 | 0.021364 | 0.020498 | 0.020335 | 0.021364 | 0.020499 | 0.020336 | 0.0049337 | 0.0047339 | 0.0046963 | 0.0049338 | 0.004734 | 0.0046963 | -0.00081286 | -0.0034266 | 0.0042177 | 0.00081737 | 0.0034306 | -0.0042139 | -0.00083661 | 0.0062319 | 0.0047884 | 0.00084133 | -0.0062278 | -0.0047844 | 100.5749 | 100.3036 | 100.4689 | -79.4251 | -79.6964 | -79.5311 | 0.23643 | 1.5023 | 1.3588 | 0.23775 | 1.502 | 1.3576 | -33.6 | -140.8923 | 149.0946 | -33.5975 | -140.848 | 149.0968
Line2_1_4 | 0.021473 | 0.020603 | 0.020438 | 0.021473 | 0.020603 | 0.020438 | 0.004959 | 0.004758 | 0.00472 | 0.004959 | 0.0047581 | 0.0047201 | -0.00081301 | -0.0034741 | 0.0042161 | 0.00081757 | 0.0034782 | -0.0042122 | -0.00084475 | 0.006247 | 0.0048327 | 0.00084952 | -0.0062429 | -0.0048287 | 100.3032 | 100.0283 | 100.1964 | -79.6968 | -79.9717 | -79.8036 | 0.23643 | 1.5023 | 1.3588 | 0.23775 | 1.502 | 1.3575 | -33.6 | -140.8923 | 149.0946 | -33.599 | -140.8477 | 149.097
Line3_1_5 | 0 | 0 | 0 | 0 | 0 | 0 | 0 | 0 | 0 | 0 | 0 | 0 | 1.8822e-08 | 9.4972e-08 | -1.0272e-07 | -8.9302e-09 | -5.0872e-08 | 4.8724e-08 | 2.1608e-08 | -1.5539e-07 | -1.2876e-07 | -1.126e-08 | 7.5829e-08 | 6.6682e-08 | 0 | 0 | 0 | 0 | 0 | 0 | 0.23643 | 1.5023 | 1.3588 | 0.23643 | 1.5023 | 1.3588 | -33.6 | -140.8923 | 149.0946 | -33.6 | -140.8923 | 149.0946
Line4_2_6 | 0.57873 | 0.020558 | 0.020081 | 0.57873 | 0.020558 | 0.020081 | 0.13365 | 0.0047477 | 0.0046374 | 0.13365 | 0.0047478 | 0.0046375 | 0.016469 | -0.0036007 | 0.0041517 | -0.011034 | 0.0036436 | -0.0041091 | 0.017116 | 0.0061357 | 0.0046585 | -0.011456 | -0.0060898 | -0.0046148 | -79.7196 | 99.1847 | 100.8268 | 100.2804 | -80.8153 | -79.1732 | 0.17772 | 1.4985 | 1.3456 | 0.11901 | 1.4947 | 1.3324 | -33.6151 | -140.4088 | 149.1193 | -33.645 | -139.9228 | 149.1446
Line5_6_7 | 0.57873 | 0.020558 | 0.020081 | 0.57873 | 0.020559 | 0.020081 | 0.13365 | 0.0047478 | 0.0046375 | 0.13365 | 0.0047478 | 0.0046375 | 0.011034 | -0.0036436 | 0.0041091 | -0.0055994 | 0.0036864 | -0.0040665 | 0.011456 | 0.0060898 | 0.0046148 | -0.0057956 | -0.0060439 | -0.0045711 | -79.7196 | 99.1846 | 100.8268 | 100.2804 | -80.8154 | -79.1733 | 0.11901 | 1.4947 | 1.3324 | 0.060296 | 1.4911 | 1.3193 | -33.645 | -139.9228 | 149.1446 | -33.7332 | -139.4345 | 149.1703
Line6_7_8 | 0.60271 | 0 | 0 | 0.60271 | 0 | 0 | 0.13919 | 0 | 0 | 0.13919 | 0 | 0 | 0.0058122 | 1.6227e-07 | -1.4942e-07 | -4.6464e-15 | -1.1285e-07 | 9.633e-08 | 0.0060543 | -2.3283e-07 | -2.0178e-07 | 4.1551e-15 | 1.5248e-07 | 1.36e-07 | -79.9023 | 0 | 0 | 100.0977 | 0 | 0 | 0.060296 | 1.4911 | 1.3193 | 0 | 1.4879 | 1.3072 | -33.7332 | -139.4345 | 149.1703 | 0 | -138.9874 | 149.1971
Line7_8_9 | 0 | 0 | 0 | 0 | 0 | 0 | 0 | 0 | 0 | 0 | 0 | 0 | 2.2693e-21 | 5.4817e-08 | -4.931e-08 | -2.0273e-17 | -3.2163e-09 | -2.2907e-09 | -1.6698e-21 | -7.7084e-08 | -6.689e-08 | 1.9381e-17 | -1.6863e-09 | 2.2213e-09 | 0 | 0 | 0 | 0 | 0 | 0 | 0 | 1.4879 | 1.3072 | 0 | 1.4879 | 1.3072 | 0 | -138.9874 | 149.1971 | 0 | -138.9874 | 149.1971
Line8_8_10 | 0 | 0 | 0 | 0 | 0 | 0 | 0 | 0 | 0 | 0 | 0 | 0 | 2.2693e-21 | 5.4817e-08 | -4.931e-08 | -2.0273e-17 | -3.2163e-09 | -2.2907e-09 | -1.6698e-21 | -7.7084e-08 | -6.689e-08 | 1.9381e-17 | -1.6863e-09 | 2.2213e-09 | 0 | 0 | 0 | 0 | 0 | 0 | 0 | 1.4879 | 1.3072 | 0 | 1.4879 | 1.3072 | 0 | -138.9874 | 149.1971 | 0 | -138.9874 | 149.1971
Line9_3_11 | 0.021364 | 0.020499 | 0.020336 | 0.021364 | 0.020499 | 0.020336 | 0.0049338 | 0.004734 | 0.0046963 | 0.0049339 | 0.004734 | 0.0046964 | -0.00081737 | -0.0034306 | 0.0042139 | 0.00082188 | 0.0034347 | -0.00421 | -0.00084133 | 0.0062278 | 0.0047844 | 0.00084605 | -0.0062238 | -0.0047804 | 100.5749 | 100.3036 | 100.4688 | -79.4251 | -79.6964 | -79.5312 | 0.23775 | 1.502 | 1.3576 | 0.23907 | 1.5016 | 1.3564 | -33.5975 | -140.848 | 149.0968 | -33.5949 | -140.8037 | 149.0989

## LG_min_10
name | pf_ikss_a_from_ka | pf_ikss_b_from_ka | pf_ikss_c_from_ka | pf_ikss_a_to_ka | pf_ikss_b_to_ka | pf_ikss_c_to_ka | pf_skss_a_from_mw | pf_skss_b_from_mw | pf_skss_c_from_mw | pf_skss_a_to_mw | pf_skss_b_to_mw | pf_skss_c_to_mw | pf_p_a_from_mw | pf_p_b_from_mw | pf_p_c_from_mw | pf_p_a_to_mw | pf_p_b_to_mw | pf_p_c_to_mw | pf_q_a_from_mvar | pf_q_b_from_mvar | pf_q_c_from_mvar | pf_q_a_to_mvar | pf_q_b_to_mvar | pf_q_c_to_mvar | pf_ikss_a_from_degree | pf_ikss_b_from_degree | pf_ikss_c_from_degree | pf_ikss_a_to_degree | pf_ikss_b_to_degree | pf_ikss_c_to_degree | pf_vm_a_from_pu | pf_vm_b_from_pu | pf_vm_c_from_pu | pf_vm_a_to_pu | pf_vm_b_to_pu | pf_vm_c_to_pu | pf_va_a_from_degree | pf_va_b_from_degree | pf_va_c_from_degree | pf_va_a_to_degree | pf_va_b_to_degree | pf_va_c_to_degree
Line0_1_2 | 0.54827 | 0.019476 | 0.019023 | 0.54827 | 0.019476 | 0.019024 | 0.12662 | 0.0044978 | 0.0043933 | 0.12662 | 0.0044978 | 0.0043933 | 0.019658 | -0.0031932 | 0.0037644 | -0.014781 | 0.0032317 | -0.0037262 | 0.020442 | 0.0055481 | 0.0042203 | -0.015362 | -0.0055069 | -0.004181 | -79.7196 | 99.1847 | 100.8269 | 100.2804 | -80.8153 | -79.1731 | 0.22398 | 1.4232 | 1.2872 | 0.16836 | 1.4196 | 1.2748 | -33.6 | -140.8923 | 149.0946 | -33.6151 | -140.4088 | 149.1193
Line10_11_12 | 0.02024 | 0.01942 | 0.019266 | 0.02024 | 0.01942 | 0.019266 | 0.0046742 | 0.0044849 | 0.0044492 | 0.0046742 | 0.0044849 | 0.0044493 | -0.00073764 | -0.0030826 | 0.0037785 | 0.00074169 | 0.0030863 | -0.0037751 | -0.00075933 | 0.0055859 | 0.0042905 | 0.00076357 | -0.0055822 | -0.0042869 | 100.5748 | 100.3036 | 100.4688 | -79.4252 | -79.6964 | -79.5312 | 0.22649 | 1.4226 | 1.285 | 0.22774 | 1.4222 | 1.2838 | -33.5949 | -140.8037 | 149.0989 | -33.5924 | -140.7593 | 149.1011
Line11_12_13 | 0.02024 | 0.01942 | 0.019266 | 0.02024 | 0.019421 | 0.019266 | 0.0046742 | 0.0044849 | 0.0044493 | 0.0046743 | 0.004485 | 0.0044493 | -0.00074169 | -0.0030863 | 0.0037751 | 0.00074574 | 0.0030899 | -0.0037717 | -0.00076357 | 0.0055822 | 0.0042869 | 0.00076781 | -0.0055786 | -0.0042833 | 100.5748 | 100.3036 | 100.4688 | -79.4252 | -79.6964 | -79.5312 | 0.22774 | 1.4222 | 1.2838 | 0.22899 | 1.4219 | 1.2827 | -33.5924 | -140.7593 | 149.1011 | -33.5899 | -140.7149 | 149.1032
Line12_13_15 | 0 | 0 | 0 | 0 | 0 | 0 | 0 | 0 | 0 | 0 | 0 | 0 | 2.5912e-08 | 1.2675e-07 | -1.379e-07 | -1.6838e-08 | -8.7525e-08 | 8.9598e-08 | 2.9473e-08 | -2.0817e-07 | -1.7124e-07 | -2.0067e-08 | 1.3712e-07 | 1.1622e-07 | 0 | 0 | 0 | 0 | 0 | 0 | 0.22899 | 1.4219 | 1.2827 | 0.22899 | 1.4219 | 1.2827 | -33.5899 | -140.7149 | 149.1032 | -33.5899 | -140.7149 | 149.1032
Line13_13_14 | 0.020241 | 0.019421 | 0.019267 | 0.020241 | 0.019422 | 0.019267 | 0.0046745 | 0.0044851 | 0.0044495 | 0.0046745 | 0.0044852 | 0.0044496 | -0.00074577 | -0.00309 | 0.0037718 | 0.00074982 | 0.0030937 | -0.0037683 | -0.00076784 | 0.0055788 | 0.0042835 | 0.00077207 | -0.0055751 | -0.0042799 | 100.5747 | 100.3034 | 100.4686 | -79.4253 | -79.6966 | -79.5314 | 0.22899 | 1.4219 | 1.2827 | 0.23024 | 1.4216 | 1.2816 | -33.5899 | -140.7149 | 149.1032 | -33.5875 | -140.6705 | 149.1054
Line14_15_16 | 0 | 0 | 0 | 0 | 0 | 0 | 0 | 0 | 0 | 0 | 0 | 0 | 1.7275e-08 | 8.4501e-08 | -9.1933e-08 | -8.2002e-09 | -4.5275e-08 | 4.3632e-08 | 1.9649e-08 | -1.3878e-07 | -1.1416e-07 | -1.0242e-08 | 6.7729e-08 | 5.9139e-08 | 0 | 0 | 0 | 0 | 0 | 0 | 0.22899 | 1.4219 | 1.2827 | 0.22899 | 1.4219 | 1.2827 | -33.5899 | -140.7149 | 149.1032 | -33.5899 | -140.7149 | 149.1032
Line15_16_17 | 0 | 0 | 0 | 0 | 0 | 0 | 0 | 0 | 0 | 0 | 0 | 0 | 8.6374e-09 | 4.225e-08 | -4.5966e-08 | 4.3721e-10 | -3.0243e-09 | -2.3344e-09 | 9.8243e-09 | -6.9389e-08 | -5.708e-08 | -4.1806e-10 | -1.6597e-09 | 2.0588e-09 | 0 | 0 | 0 | 0 | 0 | 0 | 0.22899 | 1.4219 | 1.2827 | 0.22899 | 1.4219 | 1.2827 | -33.5899 | -140.7149 | 149.1032 | -33.5899 | -140.7149 | 149.1032
Line16_4_18 | 0 | 0 | 0 | 0 | 0 | 0 | 0 | 0 | 0 | 0 | 0 | 0 | 8.4949e-09 | 4.2526e-08 | -4.6062e-08 | 4.3309e-10 | -3.0356e-09 | -2.3563e-09 | 9.7289e-09 | -6.9646e-08 | -5.7605e-08 | -4.1132e-10 | -1.6711e-09 | 2.0639e-09 | 0 | 0 | 0 | 0 | 0 | 0 | 0.22524 | 1.4229 | 1.2861 | 0.22524 | 1.4229 | 1.2861 | -33.599 | -140.8477 | 149.097 | -33.599 | -140.8477 | 149.097
Line17_5_19 | 0 | 0 | 0 | 0 | 0 | 0 | 0 | 0 | 0 | 0 | 0 | 0 | 8.4466e-09 | 4.2619e-08 | -4.6094e-08 | 4.317e-10 | -3.0394e-09 | -2.3637e-09 | 9.6967e-09 | -6.9732e-08 | -5.7782e-08 | -4.0904e-10 | -1.6749e-09 | 2.0655e-09 | 0 | 0 | 0 | 0 | 0 | 0 | 0.22398 | 1.4232 | 1.2872 | 0.22398 | 1.4232 | 1.2872 | -33.6 | -140.8923 | 149.0946 | -33.6 | -140.8923 | 149.0946
Line1_1_3 | 0.020239 | 0.01942 | 0.019265 | 0.02024 | 0.01942 | 0.019265 | 0.0046741 | 0.0044847 | 0.0044491 | 0.0046741 | 0.0044848 | 0.0044492 | -0.00072954 | -0.0030754 | 0.0037854 | 0.00073359 | 0.003079 | -0.003782 | -0.00075086 | 0.0055932 | 0.0042976 | 0.0007551 | -0.0055895 | -0.004294 | 100.5749 | 100.3036 | 100.4689 | -79.4251 | -79.6964 | -79.5311 | 0.22398 | 1.4232 | 1.2872 | 0.22523 | 1.4229 | 1.2861 | -33.6 | -140.8923 | 149.0946 | -33.5975 | -140.848 | 149.0968
Line2_1_4 | 0.020343 | 0.019518 | 0.019362 | 0.020343 | 0.019519 | 0.019363 | 0.004698 | 0.0045076 | 0.0044716 | 0.004698 | 0.0045077 | 0.0044716 | -0.00072969 | -0.003118 | 0.003784 | 0.00073378 | 0.0031217 | -0.0037805 | -0.00075817 | 0.0056067 | 0.0043374 | 0.00076245 | -0.0056031 | -0.0043338 | 100.3032 | 100.0283 | 100.1964 | -79.6968 | -79.9717 | -79.8036 | 0.22398 | 1.4232 | 1.2872 | 0.22524 | 1.4229 | 1.2861 | -33.6 | -140.8923 | 149.0946 | -33.599 | -140.8477 | 149.097
Line3_1_5 | 0 | 0 | 0 | 0 | 0 | 0 | 0 | 0 | 0 | 0 | 0 | 0 | 1.6893e-08 | 8.5238e-08 | -9.2188e-08 | -8.0149e-09 | -4.5658e-08 | 4.373e-08 | 1.9393e-08 | -1.3946e-07 | -1.1556e-07 | -1.0106e-08 | 6.8057e-08 | 5.9847e-08 | 0 | 0 | 0 | 0 | 0 | 0 | 0.22398 | 1.4232 | 1.2872 | 0.22398 | 1.4232 | 1.2872 | -33.6 | -140.8923 | 149.0946 | -33.6 | -140.8923 | 149.0946
Line4_2_6 | 0.54827 | 0.019476 | 0.019024 | 0.54827 | 0.019476 | 0.019024 | 0.12662 | 0.0044978 | 0.0043933 | 0.12662 | 0.0044979 | 0.0043934 | 0.014781 | -0.0032317 | 0.0037262 | -0.0099031 | 0.0032701 | -0.0036879 | 0.015362 | 0.0055069 | 0.004181 | -0.010282 | -0.0054656 | -0.0041418 | -79.7196 | 99.1847 | 100.8268 | 100.2804 | -80.8153 | -79.1732 | 0.16836 | 1.4196 | 1.2748 | 0.11274 | 1.4161 | 1.2623 | -33.6151 | -140.4088 | 149.1193 | -33.645 | -139.9228 | 149.1446
Line5_6_7 | 0.54827 | 0.019476 | 0.019024 | 0.54827 | 0.019477 | 0.019024 | 0.12662 | 0.0044979 | 0.0043934 | 0.12662 | 0.0044979 | 0.0043935 | 0.0099031 | -0.0032701 | 0.0036879 | -0.0050255 | 0.0033086 | -0.0036497 | 0.010282 | 0.0054656 | 0.0041418 | -0.0052016 | -0.0054244 | -0.0041026 | -79.7196 | 99.1846 | 100.8268 | 100.2804 | -80.8154 | -79.1733 | 0.11274 | 1.4161 | 1.2623 | 0.057123 | 1.4126 | 1.2498 | -33.645 | -139.9228 | 149.1446 | -33.7332 | -139.4345 | 149.1703
Line6_7_8 | 0.57099 | 0 | 0 | 0.57099 | 0 | 0 | 0.13186 | 0 | 0 | 0.13186 | 0 | 0 | 0.0052165 | 1.4564e-07 | -1.3411e-07 | -4.1852e-15 | -1.0128e-07 | 8.6457e-08 | 0.0054338 | -2.0896e-07 | -1.811e-07 | 3.7045e-15 | 1.3685e-07 | 1.2206e-07 | -79.9023 | 0 | 0 | 100.0977 | 0 | 0 | 0.057123 | 1.4126 | 1.2498 | 0 | 1.4096 | 1.2384 | -33.7332 | -139.4345 | 149.1703 | 0 | -138.9874 | 149.1971
Line7_8_9 | 0 | 0 | 0 | 0 | 0 | 0 | 0 | 0 | 0 | 0 | 0 | 0 | 2.0423e-21 | 4.9199e-08 | -4.4256e-08 | -1.8195e-17 | -2.8867e-09 | -2.0559e-09 | -1.4869e-21 | -6.9183e-08 | -6.0035e-08 | 1.7395e-17 | -1.5134e-09 | 1.9936e-09 | 0 | 0 | 0 | 0 | 0 | 0 | 0 | 1.4096 | 1.2384 | 0 | 1.4096 | 1.2384 | 0 | -138.9874 | 149.1971 | 0 | -138.9874 | 149.1971
Line8_8_10 | 0 | 0 | 0 | 0 | 0 | 0 | 0 | 0 | 0 | 0 | 0 | 0 | 2.0423e-21 | 4.9199e-08 | -4.4256e-08 | -1.8195e-17 | -2.8867e-09 | -2.0559e-09 | -1.4869e-21 | -6.9183e-08 | -6.0035e-08 | 1.7395e-17 | -1.5134e-09 | 1.9936e-09 | 0 | 0 | 0 | 0 | 0 | 0 | 0 | 1.4096 | 1.2384 | 0 | 1.4096 | 1.2384 | 0 | -138.9874 | 149.1971 | 0 | -138.9874 | 149.1971
Line9_3_11 | 0.02024 | 0.01942 | 0.019265 | 0.02024 | 0.01942 | 0.019266 | 0.0046741 | 0.0044848 | 0.0044492 | 0.0046742 | 0.0044849 | 0.0044492 | -0.00073359 | -0.003079 | 0.003782 | 0.00073764 | 0.0030826 | -0.0037785 | -0.0007551 | 0.0055895 | 0.004294 | 0.00075933 | -0.0055859 | -0.0042905 | 100.5749 | 100.3036 | 100.4688 | -79.4251 | -79.6964 | -79.5312 | 0.22523 | 1.4229 | 1.2861 | 0.22649 | 1.4226 | 1.285 | -33.5975 | -140.848 | 149.0968 | -33.5949 | -140.8037 | 149.0989

## LG_min_fault_6
name | pf_ikss_a_from_ka | pf_ikss_b_from_ka | pf_ikss_c_from_ka | pf_ikss_a_to_ka | pf_ikss_b_to_ka | pf_ikss_c_to_ka | pf_skss_a_from_mw | pf_skss_b_from_mw | pf_skss_c_from_mw | pf_skss_a_to_mw | pf_skss_b_to_mw | pf_skss_c_to_mw | pf_p_a_from_mw | pf_p_b_from_mw | pf_p_c_from_mw | pf_p_a_to_mw | pf_p_b_to_mw | pf_p_c_to_mw | pf_q_a_from_mvar | pf_q_b_from_mvar | pf_q_c_from_mvar | pf_q_a_to_mvar | pf_q_b_to_mvar | pf_q_c_to_mvar | pf_ikss_a_from_degree | pf_ikss_b_from_degree | pf_ikss_c_from_degree | pf_ikss_a_to_degree | pf_ikss_b_to_degree | pf_ikss_c_to_degree | pf_vm_a_from_pu | pf_vm_b_from_pu | pf_vm_c_from_pu | pf_vm_a_to_pu | pf_vm_b_to_pu | pf_vm_c_to_pu | pf_va_a_from_degree | pf_va_b_from_degree | pf_va_c_from_degree | pf_va_a_to_degree | pf_va_b_to_degree | pf_va_c_to_degree
Line0_1_2 | 0.028574 | 0.001015 | 0.00099144 | 0.028574 | 0.001015 | 0.00099146 | 0.006599 | 0.00023441 | 0.00022896 | 0.0065989 | 0.00023441 | 0.00022897 | 0.0043185 | -6.7233e-05 | 0.00021103 | -0.0043053 | 6.7338e-05 | -0.00021093 | 0.0042935 | 0.00022047 | -4.5092e-05 | -0.0042797 | -0.00022036 | 4.52e-05 | -46.4362 | 132.4682 | 134.1103 | 133.5638 | -47.5318 | -45.8897 | 0.92282 | 0.98329 | 0.9425 | 0.91992 | 0.98296 | 0.94215 | -1.6024 | -120.5724 | 122.0491 | -1.6066 | -120.5395 | 122.0156
Line10_11_12 | 0.0010548 | 0.0010121 | 0.0010041 | 0.0010548 | 0.0010121 | 0.0010041 | 0.0002436 | 0.00023374 | 0.00023188 | 0.00024361 | 0.00023374 | 0.00023188 | -0.00016025 | -6.2754e-05 | 0.00021398 | 0.00016027 | 6.2765e-05 | -0.00021398 | -0.0001577 | 0.00022108 | -4.435e-05 | 0.00015771 | -0.00022107 | 4.436e-05 | 133.8583 | 133.587 | 133.7523 | -46.1417 | -46.413 | -46.2477 | 0.92295 | 0.98322 | 0.94243 | 0.92302 | 0.98319 | 0.9424 | -1.6021 | -120.5664 | 122.043 | -1.602 | -120.5634 | 122.04
Line11_12_13 | 0.0010548 | 0.0010121 | 0.0010041 | 0.0010549 | 0.0010121 | 0.0010041 | 0.00024361 | 0.00023374 | 0.00023188 | 0.00024361 | 0.00023374 | 0.00023189 | -0.00016027 | -6.2765e-05 | 0.00021398 | 0.00016028 | 6.2775e-05 | -0.00021397 | -0.00015771 | 0.00022107 | -4.436e-05 | 0.00015773 | -0.00022107 | 4.437e-05 | 133.8583 | 133.587 | 133.7522 | -46.1417 | -46.413 | -46.2478 | 0.92302 | 0.98319 | 0.9424 | 0.92308 | 0.98316 | 0.94237 | -1.602 | -120.5634 | 122.04 | -1.6019 | -120.5603 | 122.0369
Line12_13_15 | 0 | 0 | 0 | 0 | 0 | 0 | 0 | 0 | 0 | 0 | 0 | 0 | 5.5825e-09 | 2.7443e-09 | -8.3101e-09 | -3.6318e-09 | -1.9493e-09 | 5.5643e-09 | 6.0674e-09 | -8.343e-09 | 1.3451e-09 | -4.1348e-09 | 5.5285e-09 | -7.8005e-10 | 0 | 0 | 0 | 0 | 0 | 0 | 0.92308 | 0.98316 | 0.94237 | 0.92308 | 0.98316 | 0.94237 | -1.6019 | -120.5603 | 122.0369 | -1.6019 | -120.5603 | 122.0369
Line13_13_14 | 0.0010549 | 0.0010122 | 0.0010041 | 0.0010549 | 0.0010122 | 0.0010041 | 0.00024362 | 0.00023375 | 0.00023189 | 0.00024362 | 0.00023375 | 0.0002319 | -0.00016029 | -6.2778e-05 | 0.00021398 | 0.0001603 | 6.2789e-05 | -0.00021397 | -0.00015773 | 0.00022108 | -4.4372e-05 | 0.00015775 | -0.00022107 | 4.4382e-05 | 133.8581 | 133.5869 | 133.7521 | -46.1419 | -46.4131 | -46.2479 | 0.92308 | 0.98316 | 0.94237 | 0.92315 | 0.98313 | 0.94234 | -1.6019 | -120.5603 | 122.0369 | -1.6018 | -120.5573 | 122.0339
Line14_15_16 | 0 | 0 | 0 | 0 | 0 | 0 | 0 | 0 | 0 | 0 | 0 | 0 | 3.7217e-09 | 1.8295e-09 | -5.5401e-09 | -1.771e-09 | -1.0345e-09 | 2.7943e-09 | 4.0449e-09 | -5.562e-09 | 8.9673e-10 | -2.1123e-09 | 2.7475e-09 | -3.3169e-10 | 0 | 0 | 0 | 0 | 0 | 0 | 0.92308 | 0.98316 | 0.94237 | 0.92308 | 0.98316 | 0.94237 | -1.6019 | -120.5603 | 122.0369 | -1.6019 | -120.5603 | 122.0369
Line15_16_17 | 0 | 0 | 0 | 0 | 0 | 0 | 0 | 0 | 0 | 0 | 0 | 0 | 1.8608e-09 | 9.1477e-10 | -2.77e-09 | 8.9846e-11 | -1.1972e-10 | 2.4291e-11 | 2.0225e-09 | -2.781e-09 | 4.4836e-10 | -8.9886e-11 | -3.3492e-11 | 1.1668e-10 | 0 | 0 | 0 | 0 | 0 | 0 | 0.92308 | 0.98316 | 0.94237 | 0.92308 | 0.98316 | 0.94237 | -1.6019 | -120.5603 | 122.0369 | -1.6019 | -120.5603 | 122.0369
Line16_4_18 | 0 | 0 | 0 | 0 | 0 | 0 | 0 | 0 | 0 | 0 | 0 | 0 | 1.8602e-09 | 9.278e-10 | -2.7824e-09 | 9.0487e-11 | -1.2006e-10 | 2.3951e-11 | 2.0363e-09 | -2.7885e-09 | 4.3974e-10 | -8.9889e-11 | -3.4037e-11 | 1.1721e-10 | 0 | 0 | 0 | 0 | 0 | 0 | 0.92289 | 0.98326 | 0.94246 | 0.92289 | 0.98326 | 0.94246 | -1.6023 | -120.5694 | 122.0461 | -1.6023 | -120.5694 | 122.0461
Line17_5_19 | 0 | 0 | 0 | 0 | 0 | 0 | 0 | 0 | 0 | 0 | 0 | 0 | 1.8599e-09 | 9.3218e-10 | -2.7865e-09 | 9.0702e-11 | -1.2018e-10 | 2.3835e-11 | 2.0409e-09 | -2.791e-09 | 4.3682e-10 | -8.9888e-11 | -3.422e-11 | 1.1739e-10 | 0 | 0 | 0 | 0 | 0 | 0 | 0.92282 | 0.98329 | 0.9425 | 0.92282 | 0.98329 | 0.9425 | -1.6024 | -120.5724 | 122.0491 | -1.6024 | -120.5724 | 122.0491
Line1_1_3 | 0.0010548 | 0.0010121 | 0.001004 | 0.0010548 | 0.0010121 | 0.0010041 | 0.0002436 | 0.00023373 | 0.00023187 | 0.0002436 | 0.00023373 | 0.00023188 | -0.00016023 | -6.2733e-05 | 0.000214 | 0.00016024 | 6.2743e-05 | -0.00021399 | -0.00015767 | 0.0002211 | -4.4329e-05 | 0.00015769 | -0.00022109 | 4.4339e-05 | 133.8584 | 133.5871 | 133.7523 | -46.1416 | -46.4129 | -46.2477 | 0.92282 | 0.98329 | 0.9425 | 0.92289 | 0.98325 | 0.94246 | -1.6024 | -120.5724 | 122.0491 | -1.6023 | -120.5694 | 122.0461
Line2_1_4 | 0.0010602 | 0.0010172 | 0.0010091 | 0.0010602 | 0.0010173 | 0.0010091 | 0.00024484 | 0.00023492 | 0.00023304 | 0.00024485 | 0.00023492 | 0.00023305 | -0.00016029 | -6.4119e-05 | 0.00021529 | 0.00016031 | 6.413e-05 | -0.00021528 | -0.00015924 | 0.00022192 | -4.353e-05 | 0.00015925 | -0.00022191 | 4.354e-05 | 133.5867 | 133.3118 | 133.4798 | -46.4133 | -46.6882 | -46.5202 | 0.92282 | 0.98329 | 0.9425 | 0.92289 | 0.98326 | 0.94246 | -1.6024 | -120.5724 | 122.0491 | -1.6023 | -120.5694 | 122.0461
Line3_1_5 | 0 | 0 | 0 | 0 | 0 | 0 | 0 | 0 | 0 | 0 | 0 | 0 | 3.7199e-09 | 1.8644e-09 | -5.573e-09 | -1.7692e-09 | -1.0524e-09 | 2.8103e-09 | 4.0818e-09 | -5.5821e-09 | 8.7363e-10 | -2.1308e-09 | 2.7568e-09 | -3.1943e-10 | 0 | 0 | 0 | 0 | 0 | 0 | 0.92282 | 0.98329 | 0.9425 | 0.92282 | 0.98329 | 0.9425 | -1.6024 | -120.5724 | 122.0491 | -1.6024 | -120.5724 | 122.0491
Line4_2_6 | 0.028574 | 0.001015 | 0.00099146 | 0.028574 | 0.001015 | 0.00099147 | 0.0065989 | 0.00023441 | 0.00022897 | 0.0065989 | 0.00023441 | 0.00022897 | 0.0043053 | -6.7338e-05 | 0.00021093 | -0.004292 | 6.7443e-05 | -0.00021083 | 0.0042797 | 0.00022036 | -4.5199e-05 | -0.0042659 | -0.00022025 | 4.5307e-05 | -46.4362 | 132.4681 | 134.1103 | 133.5638 | -47.5319 | -45.8897 | 0.91992 | 0.98296 | 0.94215 | 0.91703 | 0.98263 | 0.9418 | -1.6066 | -120.5395 | 122.0156 | -1.6108 | -120.5065 | 121.9821
Line5_6_7 | 0.028574 | 0.001015 | 0.00099147 | 0.028574 | 0.0010151 | 0.00099148 | 0.0065989 | 0.00023441 | 0.00022897 | 0.0065989 | 0.00023442 | 0.00022897 | 0.004292 | -6.7443e-05 | 0.00021083 | -0.0042788 | 6.7548e-05 | -0.00021073 | 0.0042659 | 0.00022025 | -4.5307e-05 | -0.0042521 | -0.00022014 | 4.5414e-05 | -46.4362 | 132.4681 | 134.1102 | 133.5638 | -47.5319 | -45.8898 | 0.91703 | 0.98263 | 0.9418 | 0.91413 | 0.9823 | 0.94146 | -1.6108 | -120.5065 | 121.9821 | -1.6151 | -120.4735 | 121.9486
Line6_7_8 | 0.029758 | 0 | 0 | 0.029758 | 0 | 0 | 0.0068724 | 0 | 0 | 0.0068723 | 0 | 0 | 0.0044419 | 3.2406e-09 | -8.7804e-09 | -0.0044277 | -2.2923e-09 | 5.8932e-09 | 0.0044425 | -8.6434e-09 | 1.082e-09 | -0.0044277 | 5.741e-09 | -6.0614e-10 | -46.6189 | 0 | 0 | 133.3811 | 0 | 0 | 0.91413 | 0.9823 | 0.94146 | 0.91115 | 0.98201 | 0.94114 | -1.6151 | -120.4735 | 121.9486 | -1.6189 | -120.4435 | 121.918
Line7_8_9 | 0 | 0 | 0 | 0 | 0 | 0 | 0 | 0 | 0 | 0 | 0 | 0 | 1.8019e-09 | 1.0885e-09 | -2.9322e-09 | 1.2852e-10 | -1.1534e-10 | 2.8745e-11 | 2.1826e-09 | -2.8838e-09 | 3.5793e-10 | -8.9663e-11 | -2.6475e-11 | 1.0972e-10 | 0 | 0 | 0 | 0 | 0 | 0 | 0.91115 | 0.98201 | 0.94114 | 0.91115 | 0.98201 | 0.94114 | -1.6189 | -120.4435 | 121.918 | -1.6189 | -120.4435 | 121.918
Line8_8_10 | 0 | 0 | 0 | 0 | 0 | 0 | 0 | 0 | 0 | 0 | 0 | 0 | 1.8019e-09 | 1.0885e-09 | -2.9322e-09 | 1.2852e-10 | -1.1534e-10 | 2.8745e-11 | 2.1826e-09 | -2.8838e-09 | 3.5793e-10 | -8.9663e-11 | -2.6475e-11 | 1.0972e-10 | 0 | 0 | 0 | 0 | 0 | 0 | 0.91115 | 0.98201 | 0.94114 | 0.91115 | 0.98201 | 0.94114 | -1.6189 | -120.4435 | 121.918 | -1.6189 | -120.4435 | 121.918
Line9_3_11 | 0.0010548 | 0.0010121 | 0.0010041 | 0.0010548 | 0.0010121 | 0.0010041 | 0.0002436 | 0.00023373 | 0.00023188 | 0.0002436 | 0.00023374 | 0.00023188 | -0.00016024 | -6.2743e-05 | 0.00021399 | 0.00016025 | 6.2754e-05 | -0.00021398 | -0.00015769 | 0.00022109 | -4.4339e-05 | 0.0001577 | -0.00022108 | 4.435e-05 | 133.8583 | 133.5871 | 133.7523 | -46.1417 | -46.4129 | -46.2477 | 0.92289 | 0.98325 | 0.94246 | 0.92295 | 0.98322 | 0.94243 | -1.6023 | -120.5694 | 122.0461 | -1.6021 | -120.5664 | 122.043

## LG_min_fault_10
name | pf_ikss_a_from_ka | pf_ikss_b_from_ka | pf_ikss_c_from_ka | pf_ikss_a_to_ka | pf_ikss_b_to_ka | pf_ikss_c_to_ka | pf_skss_a_from_mw | pf_skss_b_from_mw | pf_skss_c_from_mw | pf_skss_a_to_mw | pf_skss_b_to_mw | pf_skss_c_to_mw | pf_p_a_from_mw | pf_p_b_from_mw | pf_p_c_from_mw | pf_p_a_to_mw | pf_p_b_to_mw | pf_p_c_to_mw | pf_q_a_from_mvar | pf_q_b_from_mvar | pf_q_c_from_mvar | pf_q_a_to_mvar | pf_q_b_to_mvar | pf_q_c_to_mvar | pf_ikss_a_from_degree | pf_ikss_b_from_degree | pf_ikss_c_from_degree | pf_ikss_a_to_degree | pf_ikss_b_to_degree | pf_ikss_c_to_degree | pf_vm_a_from_pu | pf_vm_b_from_pu | pf_vm_c_from_pu | pf_vm_a_to_pu | pf_vm_b_to_pu | pf_vm_c_to_pu | pf_va_a_from_degree | pf_va_b_from_degree | pf_va_c_from_degree | pf_va_a_to_degree | pf_va_b_to_degree | pf_va_c_to_degree
Line0_1_2 | 0.02707 | 0.0009616 | 0.00093926 | 0.02707 | 0.00096161 | 0.00093927 | 0.0062516 | 0.00022207 | 0.00021691 | 0.0062516 | 0.00022207 | 0.00021692 | 0.0038759 | -6.0342e-05 | 0.0001894 | -0.003864 | 6.0436e-05 | -0.00018931 | 0.0038535 | 0.00019787 | -4.0471e-05 | -0.0038411 | -0.00019777 | 4.0567e-05 | -46.4362 | 132.4682 | 134.1103 | 133.5638 | -47.5318 | -45.8897 | 0.87425 | 0.93153 | 0.89289 | 0.87151 | 0.93122 | 0.89256 | -1.6024 | -120.5724 | 122.0491 | -1.6066 | -120.5395 | 122.0156
Line10_11_12 | 0.00099932 | 0.00095884 | 0.00095122 | 0.00099933 | 0.00095885 | 0.00095123 | 0.00023078 | 0.00022143 | 0.00021968 | 0.00023079 | 0.00022144 | 0.00021968 | -0.00014383 | -5.6322e-05 | 0.00019205 | 0.00014384 | 5.6332e-05 | -0.00019205 | -0.00014154 | 0.00019842 | -3.9804e-05 | 0.00014155 | -0.00019842 | 3.9814e-05 | 133.8583 | 133.587 | 133.7523 | -46.1417 | -46.413 | -46.2477 | 0.87438 | 0.93148 | 0.89283 | 0.87444 | 0.93145 | 0.8928 | -1.6021 | -120.5664 | 122.043 | -1.602 | -120.5634 | 122.04
Line11_12_13 | 0.00099933 | 0.00095885 | 0.00095123 | 0.00099934 | 0.00095887 | 0.00095125 | 0.00023079 | 0.00022144 | 0.00021968 | 0.00023079 | 0.00022144 | 0.00021968 | -0.00014384 | -5.6332e-05 | 0.00019205 | 0.00014385 | 5.6341e-05 | -0.00019204 | -0.00014155 | 0.00019842 | -3.9813e-05 | 0.00014156 | -0.00019841 | 3.9823e-05 | 133.8583 | 133.587 | 133.7522 | -46.1417 | -46.413 | -46.2478 | 0.87444 | 0.93145 | 0.8928 | 0.8745 | 0.93142 | 0.89277 | -1.602 | -120.5634 | 122.04 | -1.6019 | -120.5603 | 122.0369
Line12_13_15 | 0 | 0 | 0 | 0 | 0 | 0 | 0 | 0 | 0 | 0 | 0 | 0 | 5.0103e-09 | 2.463e-09 | -7.4584e-09 | -3.2596e-09 | -1.7495e-09 | 4.994e-09 | 5.4455e-09 | -7.4879e-09 | 1.2072e-09 | -3.711e-09 | 4.9619e-09 | -7.001e-10 | 0 | 0 | 0 | 0 | 0 | 0 | 0.8745 | 0.93142 | 0.89277 | 0.8745 | 0.93142 | 0.89277 | -1.6019 | -120.5603 | 122.0369 | -1.6019 | -120.5603 | 122.0369
Line13_13_14 | 0.00099938 | 0.0009589 | 0.00095128 | 0.00099939 | 0.00095891 | 0.00095129 | 0.0002308 | 0.00022145 | 0.00021969 | 0.0002308 | 0.00022145 | 0.00021969 | -0.00014386 | -5.6344e-05 | 0.00019205 | 0.00014387 | 5.6353e-05 | -0.00019204 | -0.00014157 | 0.00019842 | -3.9824e-05 | 0.00014158 | -0.00019841 | 3.9833e-05 | 133.8581 | 133.5869 | 133.7521 | -46.1419 | -46.4131 | -46.2479 | 0.8745 | 0.93142 | 0.89277 | 0.87456 | 0.93139 | 0.89274 | -1.6019 | -120.5603 | 122.0369 | -1.6018 | -120.5573 | 122.0339
Line14_15_16 | 0 | 0 | 0 | 0 | 0 | 0 | 0 | 0 | 0 | 0 | 0 | 0 | 3.3402e-09 | 1.642e-09 | -4.9722e-09 | -1.5895e-09 | -9.2847e-10 | 2.5079e-09 | 3.6303e-09 | -4.9919e-09 | 8.0482e-10 | -1.8958e-09 | 2.4659e-09 | -2.9769e-10 | 0 | 0 | 0 | 0 | 0 | 0 | 0.8745 | 0.93142 | 0.89277 | 0.8745 | 0.93142 | 0.89277 | -1.6019 | -120.5603 | 122.0369 | -1.6019 | -120.5603 | 122.0369
Line15_16_17 | 0 | 0 | 0 | 0 | 0 | 0 | 0 | 0 | 0 | 0 | 0 | 0 | 1.6701e-09 | 8.2102e-10 | -2.4861e-09 | 8.0637e-11 | -1.0745e-10 | 2.1801e-11 | 1.8152e-09 | -2.496e-09 | 4.0241e-10 | -8.0673e-11 | -3.006e-11 | 1.0472e-10 | 0 | 0 | 0 | 0 | 0 | 0 | 0.8745 | 0.93142 | 0.89277 | 0.8745 | 0.93142 | 0.89277 | -1.6019 | -120.5603 | 122.0369 | -1.6019 | -120.5603 | 122.0369
Line16_4_18 | 0 | 0 | 0 | 0 | 0 | 0 | 0 | 0 | 0 | 0 | 0 | 0 | 1.6695e-09 | 8.3271e-10 | -2.4972e-09 | 8.1212e-11 | -1.0776e-10 | 2.1496e-11 | 1.8276e-09 | -2.5027e-09 | 3.9467e-10 | -8.0676e-11 | -3.0548e-11 | 1.052e-10 | 0 | 0 | 0 | 0 | 0 | 0 | 0.87432 | 0.9315 | 0.89286 | 0.87432 | 0.9315 | 0.89286 | -1.6023 | -120.5694 | 122.0461 | -1.6023 | -120.5694 | 122.0461
Line17_5_19 | 0 | 0 | 0 | 0 | 0 | 0 | 0 | 0 | 0 | 0 | 0 | 0 | 1.6693e-09 | 8.3664e-10 | -2.5009e-09 | 8.1405e-11 | -1.0786e-10 | 2.1392e-11 | 1.8317e-09 | -2.505e-09 | 3.9205e-10 | -8.0675e-11 | -3.0713e-11 | 1.0536e-10 | 0 | 0 | 0 | 0 | 0 | 0 | 0.87425 | 0.93153 | 0.89289 | 0.87425 | 0.93153 | 0.89289 | -1.6024 | -120.5724 | 122.0491 | -1.6024 | -120.5724 | 122.0491
Line1_1_3 | 0.00099929 | 0.00095882 | 0.0009512 | 0.0009993 | 0.00095883 | 0.00095121 | 0.00023078 | 0.00022143 | 0.00021967 | 0.00023078 | 0.00022143 | 0.00021967 | -0.00014381 | -5.6303e-05 | 0.00019206 | 0.00014382 | 5.6312e-05 | -0.00019206 | -0.00014151 | 0.00019844 | -3.9786e-05 | 0.00014152 | -0.00019843 | 3.9795e-05 | 133.8584 | 133.5871 | 133.7523 | -46.1416 | -46.4129 | -46.2477 | 0.87425 | 0.93153 | 0.89289 | 0.87431 | 0.9315 | 0.89286 | -1.6024 | -120.5724 | 122.0491 | -1.6023 | -120.5694 | 122.0461
Line2_1_4 | 0.0010044 | 0.0009637 | 0.000956 | 0.0010044 | 0.00096371 | 0.00095601 | 0.00023196 | 0.00022256 | 0.00022078 | 0.00023196 | 0.00022256 | 0.00022078 | -0.00014387 | -5.7548e-05 | 0.00019322 | 0.00014388 | 5.7557e-05 | -0.00019322 | -0.00014292 | 0.00019917 | -3.9068e-05 | 0.00014293 | -0.00019917 | 3.9078e-05 | 133.5867 | 133.3118 | 133.4798 | -46.4133 | -46.6882 | -46.5202 | 0.87425 | 0.93153 | 0.89289 | 0.87432 | 0.9315 | 0.89286 | -1.6024 | -120.5724 | 122.0491 | -1.6023 | -120.5694 | 122.0461
Line3_1_5 | 0 | 0 | 0 | 0 | 0 | 0 | 0 | 0 | 0 | 0 | 0 | 0 | 3.3386e-09 | 1.6733e-09 | -5.0018e-09 | -1.5879e-09 | -9.445e-10 | 2.5223e-09 | 3.6634e-09 | -5.01e-09 | 7.8409e-10 | -1.9124e-09 | 2.4743e-09 | -2.8669e-10 | 0 | 0 | 0 | 0 | 0 | 0 | 0.87425 | 0.93153 | 0.89289 | 0.87425 | 0.93153 | 0.89289 | -1.6024 | -120.5724 | 122.0491 | -1.6024 | -120.5724 | 122.0491
Line4_2_6 | 0.02707 | 0.00096161 | 0.00093927 | 0.02707 | 0.00096162 | 0.00093929 | 0.0062516 | 0.00022207 | 0.00021692 | 0.0062516 | 0.00022208 | 0.00021692 | 0.003864 | -6.0436e-05 | 0.00018931 | -0.0038521 | 6.0531e-05 | -0.00018922 | 0.0038411 | 0.00019777 | -4.0567e-05 | -0.0038287 | -0.00019767 | 4.0663e-05 | -46.4362 | 132.4681 | 134.1103 | 133.5638 | -47.5319 | -45.8897 | 0.87151 | 0.93122 | 0.89256 | 0.86876 | 0.93091 | 0.89223 | -1.6066 | -120.5395 | 122.0156 | -1.6108 | -120.5065 | 121.9821
Line5_6_7 | 0.02707 | 0.00096162 | 0.00093929 | 0.02707 | 0.00096163 | 0.0009393 | 0.0062516 | 0.00022208 | 0.00021692 | 0.0062516 | 0.00022208 | 0.00021692 | 0.0038521 | -6.0531e-05 | 0.00018922 | -0.0038402 | 6.0625e-05 | -0.00018913 | 0.0038287 | 0.00019767 | -4.0663e-05 | -0.0038163 | -0.00019758 | 4.0759e-05 | -46.4362 | 132.4681 | 134.1102 | 133.5638 | -47.5319 | -45.8898 | 0.86876 | 0.93091 | 0.89223 | 0.86602 | 0.9306 | 0.89191 | -1.6108 | -120.5065 | 121.9821 | -1.6151 | -120.4735 | 121.9486
Line6_7_8 | 0.028192 | 0 | 0 | 0.028192 | 0 | 0 | 0.0065106 | 0 | 0 | 0.0065106 | 0 | 0 | 0.0039866 | 2.9085e-09 | -7.8805e-09 | -0.0039739 | -2.0573e-09 | 5.2892e-09 | 0.0039872 | -7.7575e-09 | 9.7114e-10 | -0.0039739 | 5.1526e-09 | -5.4402e-10 | -46.6189 | 0 | 0 | 133.3811 | 0 | 0 | 0.86602 | 0.9306 | 0.89191 | 0.8632 | 0.93032 | 0.8916 | -1.6151 | -120.4735 | 121.9486 | -1.6189 | -120.4435 | 121.918
Line7_8_9 | 0 | 0 | 0 | 0 | 0 | 0 | 0 | 0 | 0 | 0 | 0 | 0 | 1.6172e-09 | 9.769e-10 | -2.6317e-09 | 1.1535e-10 | -1.0352e-10 | 2.5799e-11 | 1.9589e-09 | -2.5882e-09 | 3.2125e-10 | -8.0473e-11 | -2.3762e-11 | 9.8475e-11 | 0 | 0 | 0 | 0 | 0 | 0 | 0.8632 | 0.93032 | 0.8916 | 0.8632 | 0.93032 | 0.8916 | -1.6189 | -120.4435 | 121.918 | -1.6189 | -120.4435 | 121.918
Line8_8_10 | 0 | 0 | 0 | 0 | 0 | 0 | 0 | 0 | 0 | 0 | 0 | 0 | 1.6172e-09 | 9.769e-10 | -2.6317e-09 | 1.1535e-10 | -1.0352e-10 | 2.5799e-11 | 1.9589e-09 | -2.5882e-09 | 3.2125e-10 | -8.0473e-11 | -2.3762e-11 | 9.8475e-11 | 0 | 0 | 0 | 0 | 0 | 0 | 0.8632 | 0.93032 | 0.8916 | 0.8632 | 0.93032 | 0.8916 | -1.6189 | -120.4435 | 121.918 | -1.6189 | -120.4435 | 121.918
Line9_3_11 | 0.0009993 | 0.00095883 | 0.00095121 | 0.00099932 | 0.00095884 | 0.00095122 | 0.00023078 | 0.00022143 | 0.00021967 | 0.00023078 | 0.00022143 | 0.00021968 | -0.00014382 | -5.6313e-05 | 0.00019206 | 0.00014383 | 5.6322e-05 | -0.00019205 | -0.00014152 | 0.00019843 | -3.9795e-05 | 0.00014154 | -0.00019842 | 3.9804e-05 | 133.8583 | 133.5871 | 133.7523 | -46.1417 | -46.4129 | -46.2477 | 0.87431 | 0.9315 | 0.89286 | 0.87438 | 0.93148 | 0.89283 | -1.6023 | -120.5694 | 122.0461 | -1.6021 | -120.5664 | 122.043

## LLG_max_6
name | pf_ikss_a_from_ka | pf_ikss_b_from_ka | pf_ikss_c_from_ka | pf_ikss_a_to_ka | pf_ikss_b_to_ka | pf_ikss_c_to_ka | pf_skss_a_from_mw | pf_skss_b_from_mw | pf_skss_c_from_mw | pf_skss_a_to_mw | pf_skss_b_to_mw | pf_skss_c_to_mw | pf_p_a_from_mw | pf_p_b_from_mw | pf_p_c_from_mw | pf_p_a_to_mw | pf_p_b_to_mw | pf_p_c_to_mw | pf_q_a_from_mvar | pf_q_b_from_mvar | pf_q_c_from_mvar | pf_q_a_to_mvar | pf_q_b_to_mvar | pf_q_c_to_mvar | pf_ikss_a_from_degree | pf_ikss_b_from_degree | pf_ikss_c_from_degree | pf_ikss_a_to_degree | pf_ikss_b_to_degree | pf_ikss_c_to_degree | pf_vm_a_from_pu | pf_vm_b_from_pu | pf_vm_c_from_pu | pf_vm_a_to_pu | pf_vm_b_to_pu | pf_vm_c_to_pu | pf_va_a_from_degree | pf_va_b_from_degree | pf_va_c_from_degree | pf_va_a_to_degree | pf_va_b_to_degree | pf_va_c_to_degree
Line0_1_2 | 0.18518 | 1.9338 | 2.1556 | 0.18518 | 1.9338 | 2.1556 | 0.042766 | 0.44659 | 0.49781 | 0.042766 | 0.44659 | 0.49781 | -0.0087732 | 0.11791 | 0.23015 | 0.0091353 | -0.092705 | -0.17629 | 0.050593 | 0.32194 | 0.3514 | -0.048738 | -0.24645 | -0.2699 | -97.3592 | 174.9503 | 48.8394 | 82.6408 | -5.0497 | -131.1606 | 1.2007 | 0.7677 | 0.8438 | 1.1595 | 0.5896 | 0.64759 | 2.4784 | -115.1644 | 105.6164 | 3.257 | -115.6638 | 105.6876
Line10_11_12 | 0.19659 | 0.25305 | 0.28443 | 0.19659 | 0.25305 | 0.28443 | 0.045401 | 0.058439 | 0.065686 | 0.045401 | 0.058439 | 0.065686 | 0.014656 | 0.016351 | -0.05567 | -0.014477 | -0.016207 | 0.056358 | 0.051801 | -0.043343 | -0.012917 | -0.051499 | 0.044184 | 0.013799 | -71.5342 | -46.9374 | -85.9902 | 108.4658 | 133.0626 | 94.0098 | 1.1857 | 0.79271 | 0.87003 | 1.1783 | 0.80532 | 0.88334 | 2.6677 | -116.2682 | 107.0726 | 2.7642 | -116.7943 | 107.768
Line11_12_13 | 0.19659 | 0.25305 | 0.28443 | 0.19659 | 0.25305 | 0.28443 | 0.045401 | 0.058439 | 0.065686 | 0.045401 | 0.058439 | 0.065686 | 0.014477 | 0.016207 | -0.056358 | -0.014298 | -0.016062 | 0.057047 | 0.051499 | -0.044184 | -0.013799 | -0.051198 | 0.045024 | 0.014682 | -71.5342 | -46.9374 | -85.9902 | 108.4658 | 133.0626 | 94.0098 | 1.1783 | 0.80532 | 0.88334 | 1.1708 | 0.818 | 0.89678 | 2.7642 | -116.7943 | 107.768 | 2.8619 | -117.3042 | 108.4427
Line12_13_15 | 0 | 0 | 0 | 0 | 0 | 0 | 0 | 0 | 0 | 0 | 0 | 0 | -1.3788e-08 | -2.7428e-08 | 3.941e-08 | 8.6674e-09 | 1.8978e-08 | -2.5839e-08 | -5.1572e-08 | 2.6703e-08 | 1.2133e-09 | 3.4607e-08 | -1.7654e-08 | -1.5006e-09 | 0 | 0 | 0 | 0 | 0 | 0 | 1.1708 | 0.818 | 0.89678 | 1.1708 | 0.818 | 0.89678 | 2.8619 | -117.3042 | 108.4427 | 2.8619 | -117.3042 | 108.4427
Line13_13_14 | 0.19659 | 0.25305 | 0.28443 | 0.19659 | 0.25305 | 0.28443 | 0.045401 | 0.058439 | 0.065686 | 0.045401 | 0.058439 | 0.065686 | 0.014298 | 0.016062 | -0.057047 | -0.01412 | -0.015917 | 0.057735 | 0.051198 | -0.045024 | -0.014682 | -0.050896 | 0.045864 | 0.015565 | -71.5342 | -46.9374 | -85.9902 | 108.4658 | 133.0626 | 94.0098 | 1.1708 | 0.818 | 0.89678 | 1.1634 | 0.83074 | 0.91033 | 2.8619 | -117.3042 | 108.4427 | 2.9608 | -117.7984 | 109.0974
Line14_15_16 | 0 | 0 | 0 | 0 | 0 | 0 | 0 | 0 | 0 | 0 | 0 | 0 | -9.1917e-09 | -1.8285e-08 | 2.6273e-08 | 4.0715e-09 | 9.835e-09 | -1.2703e-08 | -3.4381e-08 | 1.7802e-08 | 8.0888e-10 | 1.7416e-08 | -8.7528e-09 | -1.0962e-09 | 0 | 0 | 0 | 0 | 0 | 0 | 1.1708 | 0.818 | 0.89678 | 1.1708 | 0.818 | 0.89678 | 2.8619 | -117.3042 | 108.4427 | 2.8619 | -117.3042 | 108.4427
Line15_16_17 | 0 | 0 | 0 | 0 | 0 | 0 | 0 | 0 | 0 | 0 | 0 | 0 | -4.5958e-09 | -9.1427e-09 | 1.3137e-08 | -5.2431e-10 | 6.9236e-10 | 4.3383e-10 | -1.7191e-08 | 8.9009e-09 | 4.0444e-10 | 2.2506e-10 | 1.4812e-10 | -6.9172e-10 | 0 | 0 | 0 | 0 | 0 | 0 | 1.1708 | 0.818 | 0.89678 | 1.1708 | 0.818 | 0.89678 | 2.8619 | -117.3042 | 108.4427 | 2.8619 | -117.3042 | 108.4427
Line16_4_18 | 0 | 0 | 0 | 0 | 0 | 0 | 0 | 0 | 0 | 0 | 0 | 0 | -4.3342e-09 | -1.0953e-08 | 1.4649e-08 | -6.2579e-10 | 7.5973e-10 | 5.0415e-10 | -2.0594e-08 | 9.0435e-09 | 8.1087e-10 | 2.125e-10 | 2.1462e-10 | -7.7607e-10 | 0 | 0 | 0 | 0 | 0 | 0 | 1.192 | 0.78256 | 0.86117 | 1.192 | 0.78256 | 0.86117 | 2.6538 | -115.9151 | 106.463 | 2.6538 | -115.9151 | 106.463
Line17_5_19 | 0 | 0 | 0 | 0 | 0 | 0 | 0 | 0 | 0 | 0 | 0 | 0 | -4.0816e-09 | -1.1771e-08 | 1.52e-08 | -6.6772e-10 | 7.8413e-10 | 5.3613e-10 | -2.2085e-08 | 8.933e-09 | 1.0526e-09 | 1.999e-10 | 2.4915e-10 | -8.07e-10 | 0 | 0 | 0 | 0 | 0 | 0 | 1.2007 | 0.7677 | 0.8438 | 1.2007 | 0.7677 | 0.8438 | 2.4784 | -115.1644 | 105.6164 | 2.4784 | -115.1644 | 105.6164
Line1_1_3 | 0.19659 | 0.25305 | 0.28443 | 0.19659 | 0.25305 | 0.28443 | 0.045401 | 0.058439 | 0.065686 | 0.045401 | 0.058439 | 0.065686 | 0.015014 | 0.016641 | -0.054293 | -0.014835 | -0.016496 | 0.054981 | 0.052404 | -0.041663 | -0.011151 | -0.052102 | 0.042503 | 0.012034 | -71.5342 | -46.9374 | -85.9902 | 108.4658 | 133.0626 | 94.0098 | 1.2007 | 0.7677 | 0.8438 | 1.1932 | 0.78017 | 0.85685 | 2.4784 | -115.1644 | 105.6164 | 2.5725 | -115.7252 | 106.3557
Line2_1_4 | 0.24036 | 0.31034 | 0.35572 | 0.24036 | 0.31034 | 0.35572 | 0.055509 | 0.07167 | 0.082149 | 0.055509 | 0.07167 | 0.082149 | 0.011308 | 0.023848 | -0.06658 | -0.011027 | -0.023645 | 0.067652 | 0.065682 | -0.049584 | -0.019288 | -0.065244 | 0.050858 | 0.020687 | -77.7527 | -50.8499 | -90.5396 | 102.2473 | 129.1501 | 89.4604 | 1.2007 | 0.7677 | 0.8438 | 1.192 | 0.78256 | 0.86117 | 2.4784 | -115.1644 | 105.6164 | 2.6538 | -115.9151 | 106.463
Line3_1_5 | 0 | 0 | 0 | 0 | 0 | 0 | 0 | 0 | 0 | 0 | 0 | 0 | -8.1632e-09 | -2.3542e-08 | 3.04e-08 | 3.4139e-09 | 1.2555e-08 | -1.4664e-08 | -4.417e-08 | 1.7866e-08 | 2.1051e-09 | 2.2285e-08 | -8.6839e-09 | -1.8596e-09 | 0 | 0 | 0 | 0 | 0 | 0 | 1.2007 | 0.7677 | 0.8438 | 1.2007 | 0.7677 | 0.8438 | 2.4784 | -115.1644 | 105.6164 | 2.4784 | -115.1644 | 105.6164
Line4_2_6 | 0.18518 | 1.9338 | 2.1556 | 0.18518 | 1.9338 | 2.1556 | 0.042766 | 0.44659 | 0.49781 | 0.042766 | 0.44659 | 0.49781 | -0.0091353 | 0.092705 | 0.17629 | 0.0094974 | -0.067504 | -0.12244 | 0.048738 | 0.24645 | 0.2699 | -0.046883 | -0.17097 | -0.18841 | -97.3592 | 174.9503 | 48.8394 | 82.6408 | -5.0497 | -131.1606 | 1.1595 | 0.5896 | 0.64759 | 1.1185 | 0.41159 | 0.45137 | 3.257 | -115.6638 | 105.6876 | 4.0927 | -116.5952 | 105.8206
Line5_6_7 | 0.18518 | 1.9338 | 2.1556 | 0.18518 | 1.9338 | 2.1556 | 0.042766 | 0.44659 | 0.49781 | 0.042766 | 0.44659 | 0.49781 | -0.0094974 | 0.067504 | 0.12244 | 0.0098594 | -0.042303 | -0.068586 | 0.046883 | 0.17097 | 0.18841 | -0.045027 | -0.095486 | -0.10691 | -97.3592 | 174.9503 | 48.8394 | 82.6408 | -5.0497 | -131.1606 | 1.1185 | 0.41159 | 0.45137 | 1.0778 | 0.23385 | 0.25516 | 4.0927 | -116.5952 | 105.8206 | 4.9917 | -118.9443 | 106.1581
Line6_7_8 | 0 | 2.5963 | 2.8996 | 0 | 2.5963 | 2.8996 | 0 | 0.59959 | 0.66963 | 0 | 0.59959 | 0.66963 | -2.0629e-09 | 0.039142 | 0.098118 | 1.3348e-10 | 3.7032e-14 | 9.0584e-15 | -9.2479e-08 | 0.13464 | 0.13988 | 6.0789e-08 | 6.4579e-15 | 4.0385e-15 | 0 | 167.2656 | 51.2058 | 0 | -12.7344 | -128.7942 | 1.0778 | 0.23385 | 0.25516 | 1.0329 | 0 | 0 | 4.9917 | -118.9443 | 106.1581 | 5.7725 | 0 | 0
Line7_8_9 | 0 | 0 | 0 | 0 | 0 | 0 | 0 | 0 | 0 | 0 | 0 | 0 | -4.4493e-11 | -1.607e-22 | -3.5958e-22 | 4.4493e-11 | -8.9201e-20 | -5.5962e-18 | -3.0195e-08 | -2.0027e-21 | 1.0973e-22 | 3.9998e-10 | 1.6886e-17 | -2.5891e-18 | 0 | 0 | 0 | 0 | 0 | 0 | 1.0329 | 0 | 0 | 1.0329 | 0 | 0 | 5.7725 | 0 | 0 | 5.7725 | 0 | 0
Line8_8_10 | 0 | 0 | 0 | 0 | 0 | 0 | 0 | 0 | 0 | 0 | 0 | 0 | -4.4493e-11 | -1.607e-22 | -3.5958e-22 | 4.4493e-11 | -8.9199e-20 | -5.5962e-18 | -3.0195e-08 | -2.0027e-21 | 1.0973e-22 | 3.9998e-10 | 1.6886e-17 | -2.5891e-18 | 0 | 0 | 0 | 0 | 0 | 0 | 1.0329 | 0 | 0 | 1.0329 | 0 | 0 | 5.7725 | 0 | 0 | 5.7725 | 0 | 0
Line9_3_11 | 0.19659 | 0.25305 | 0.28443 | 0.19659 | 0.25305 | 0.28443 | 0.045401 | 0.058439 | 0.065686 | 0.045401 | 0.058439 | 0.065686 | 0.014835 | 0.016496 | -0.054981 | -0.014656 | -0.016351 | 0.05567 | 0.052102 | -0.042503 | -0.012034 | -0.051801 | 0.043343 | 0.012917 | -71.5342 | -46.9374 | -85.9902 | 108.4658 | 133.0626 | 94.0098 | 1.1932 | 0.78017 | 0.85685 | 1.1857 | 0.79271 | 0.87003 | 2.5725 | -115.7252 | 106.3557 | 2.6677 | -116.2682 | 107.0726

## LLG_max_10
name | pf_ikss_a_from_ka | pf_ikss_b_from_ka | pf_ikss_c_from_ka | pf_ikss_a_to_ka | pf_ikss_b_to_ka | pf_ikss_c_to_ka | pf_skss_a_from_mw | pf_skss_b_from_mw | pf_skss_c_from_mw | pf_skss_a_to_mw | pf_skss_b_to_mw | pf_skss_c_to_mw | pf_p_a_from_mw | pf_p_b_from_mw | pf_p_c_from_mw | pf_p_a_to_mw | pf_p_b_to_mw | pf_p_c_to_mw | pf_q_a_from_mvar | pf_q_b_from_mvar | pf_q_c_from_mvar | pf_q_a_to_mvar | pf_q_b_to_mvar | pf_q_c_to_mvar | pf_ikss_a_from_degree | pf_ikss_b_from_degree | pf_ikss_c_from_degree | pf_ikss_a_to_degree | pf_ikss_b_to_degree | pf_ikss_c_to_degree | pf_vm_a_from_pu | pf_vm_b_from_pu | pf_vm_c_from_pu | pf_vm_a_to_pu | pf_vm_b_to_pu | pf_vm_c_to_pu | pf_va_a_from_degree | pf_va_b_from_degree | pf_va_c_from_degree | pf_va_a_to_degree | pf_va_b_to_degree | pf_va_c_to_degree
Line0_1_2 | 0.19056 | 2.0078 | 2.2409 | 0.19056 | 2.0078 | 2.2409 | 0.044009 | 0.46369 | 0.51753 | 0.044009 | 0.46369 | 0.51753 | -0.0093497 | 0.12699 | 0.24777 | 0.0097443 | -0.099713 | -0.18963 | 0.054687 | 0.34668 | 0.37946 | -0.052721 | -0.26521 | -0.29126 | -97.2078 | 175.0223 | 48.4074 | 82.7922 | -4.9777 | -131.5926 | 1.2607 | 0.79624 | 0.87568 | 1.2183 | 0.61106 | 0.67156 | 2.4941 | -115.0959 | 105.2643 | 3.2639 | -115.5827 | 105.3405
Line10_11_12 | 0.20238 | 0.26141 | 0.29466 | 0.20238 | 0.26141 | 0.29466 | 0.046737 | 0.06037 | 0.06805 | 0.046737 | 0.06037 | 0.06805 | 0.015254 | 0.017598 | -0.059779 | -0.015064 | -0.017446 | 0.060522 | 0.05617 | -0.046415 | -0.014266 | -0.055852 | 0.047316 | 0.015216 | -72.1181 | -46.9599 | -86.7119 | 107.8819 | 133.0401 | 93.2881 | 1.2454 | 0.82224 | 0.90313 | 1.2377 | 0.83535 | 0.91705 | 2.6889 | -116.1962 | 106.7102 | 2.7881 | -116.7206 | 107.4005
Line11_12_13 | 0.20238 | 0.26141 | 0.29466 | 0.20238 | 0.26141 | 0.29466 | 0.046737 | 0.06037 | 0.06805 | 0.046737 | 0.06037 | 0.06805 | 0.015064 | 0.017446 | -0.060522 | -0.014873 | -0.017294 | 0.061265 | 0.055852 | -0.047316 | -0.015216 | -0.055534 | 0.048218 | 0.016166 | -72.1181 | -46.9599 | -86.7119 | 107.8819 | 133.0401 | 93.2881 | 1.2377 | 0.83535 | 0.91705 | 1.2301 | 0.84852 | 0.93111 | 2.7881 | -116.7206 | 107.4005 | 2.8885 | -117.2287 | 108.07
Line12_13_15 | 0 | 0 | 0 | 0 | 0 | 0 | 0 | 0 | 0 | 0 | 0 | 0 | -1.5188e-08 | -3.0928e-08 | 4.4074e-08 | 9.532e-09 | 2.1397e-08 | -2.8887e-08 | -5.8513e-08 | 2.962e-08 | 1.3841e-09 | 3.9259e-08 | -1.9581e-08 | -1.6991e-09 | 0 | 0 | 0 | 0 | 0 | 0 | 1.2301 | 0.84852 | 0.93111 | 1.2301 | 0.84852 | 0.93111 | 2.8885 | -117.2287 | 108.07 | 2.8885 | -117.2287 | 108.07
Line13_13_14 | 0.20238 | 0.26141 | 0.29466 | 0.20238 | 0.26141 | 0.29466 | 0.046737 | 0.06037 | 0.06805 | 0.046737 | 0.06037 | 0.06805 | 0.014873 | 0.017294 | -0.061265 | -0.014683 | -0.017142 | 0.062008 | 0.055534 | -0.048218 | -0.016166 | -0.055216 | 0.049119 | 0.017116 | -72.1181 | -46.9599 | -86.7119 | 107.8819 | 133.04 | 93.2881 | 1.2301 | 0.84852 | 0.93111 | 1.2225 | 0.86176 | 0.94529 | 2.8885 | -117.2287 | 108.07 | 2.9902 | -117.7213 | 108.7195
Line14_15_16 | 0 | 0 | 0 | 0 | 0 | 0 | 0 | 0 | 0 | 0 | 0 | 0 | -1.0125e-08 | -2.0619e-08 | 2.9382e-08 | 4.4694e-09 | 1.1088e-08 | -1.4196e-08 | -3.9009e-08 | 1.9747e-08 | 9.2274e-10 | 1.9754e-08 | -9.7079e-09 | -1.2377e-09 | 0 | 0 | 0 | 0 | 0 | 0 | 1.2301 | 0.84852 | 0.93111 | 1.2301 | 0.84852 | 0.93111 | 2.8885 | -117.2287 | 108.07 | 2.8885 | -117.2287 | 108.07
Line15_16_17 | 0 | 0 | 0 | 0 | 0 | 0 | 0 | 0 | 0 | 0 | 0 | 0 | -5.0626e-09 | -1.0309e-08 | 1.4691e-08 | -5.9317e-10 | 7.7841e-10 | 4.9549e-10 | -1.9504e-08 | 9.8734e-09 | 4.6137e-10 | 2.5002e-10 | 1.6547e-10 | -7.7632e-10 | 0 | 0 | 0 | 0 | 0 | 0 | 1.2301 | 0.84852 | 0.93111 | 1.2301 | 0.84852 | 0.93111 | 2.8885 | -117.2287 | 108.07 | 2.8885 | -117.2287 | 108.07
Line16_4_18 | 0 | 0 | 0 | 0 | 0 | 0 | 0 | 0 | 0 | 0 | 0 | 0 | -4.7509e-09 | -1.2248e-08 | 1.6281e-08 | -7.0274e-10 | 8.4962e-10 | 5.706e-10 | -2.3204e-08 | 9.9755e-09 | 8.8771e-10 | 2.3508e-10 | 2.3767e-10 | -8.659e-10 | 0 | 0 | 0 | 0 | 0 | 0 | 1.2519 | 0.81159 | 0.89365 | 1.2519 | 0.81159 | 0.89365 | 2.6685 | -115.8363 | 106.0995 | 2.6685 | -115.8363 | 106.0995
Line17_5_19 | 0 | 0 | 0 | 0 | 0 | 0 | 0 | 0 | 0 | 0 | 0 | 0 | -4.4742e-09 | -1.3109e-08 | 1.6852e-08 | -7.4745e-10 | 8.7508e-10 | 6.0408e-10 | -2.4805e-08 | 9.8398e-09 | 1.1357e-09 | 2.2127e-10 | 2.7455e-10 | -8.9838e-10 | 0 | 0 | 0 | 0 | 0 | 0 | 1.2607 | 0.79624 | 0.87568 | 1.2607 | 0.79624 | 0.87568 | 2.4941 | -115.0959 | 105.2643 | 2.4941 | -115.0959 | 105.2643
Line1_1_3 | 0.20237 | 0.26141 | 0.29466 | 0.20238 | 0.26141 | 0.29466 | 0.046736 | 0.06037 | 0.068049 | 0.046737 | 0.06037 | 0.06805 | 0.015634 | 0.017901 | -0.058293 | -0.015444 | -0.017749 | 0.059036 | 0.056807 | -0.044612 | -0.012365 | -0.056489 | 0.045513 | 0.013315 | -72.1181 | -46.9599 | -86.7119 | 107.8819 | 133.0401 | 93.2881 | 1.2607 | 0.79624 | 0.87568 | 1.253 | 0.8092 | 0.88933 | 2.4941 | -115.0959 | 105.2643 | 2.5909 | -115.6549 | 105.9984
Line2_1_4 | 0.2454 | 0.318 | 0.36535 | 0.2454 | 0.31801 | 0.36535 | 0.056673 | 0.07344 | 0.084373 | 0.056673 | 0.07344 | 0.084373 | 0.011601 | 0.025294 | -0.070889 | -0.011308 | -0.025085 | 0.072026 | 0.070497 | -0.052723 | -0.020823 | -0.070042 | 0.054068 | 0.022302 | -78.1607 | -50.7257 | -91.105 | 101.8393 | 129.2743 | 88.895 | 1.2607 | 0.79624 | 0.87568 | 1.2519 | 0.81159 | 0.89365 | 2.4941 | -115.0959 | 105.2643 | 2.6685 | -115.8363 | 106.0995
Line3_1_5 | 0 | 0 | 0 | 0 | 0 | 0 | 0 | 0 | 0 | 0 | 0 | 0 | -8.9484e-09 | -2.6219e-08 | 3.3704e-08 | 3.7267e-09 | 1.3984e-08 | -1.6248e-08 | -4.961e-08 | 1.968e-08 | 2.2713e-09 | 2.5026e-08 | -9.5653e-09 | -2.034e-09 | 0 | 0 | 0 | 0 | 0 | 0 | 1.2607 | 0.79624 | 0.87568 | 1.2607 | 0.79624 | 0.87568 | 2.4941 | -115.0959 | 105.2643 | 2.4941 | -115.0959 | 105.2643
Line4_2_6 | 0.19056 | 2.0078 | 2.2409 | 0.19056 | 2.0078 | 2.2409 | 0.044009 | 0.46369 | 0.51753 | 0.044009 | 0.46369 | 0.51753 | -0.0097443 | 0.099713 | 0.18963 | 0.010139 | -0.072435 | -0.13149 | 0.052721 | 0.26521 | 0.29126 | -0.050756 | -0.18375 | -0.20306 | -97.2078 | 175.0223 | 48.4074 | 82.7922 | -4.9777 | -131.5926 | 1.2183 | 0.61106 | 0.67156 | 1.1761 | 0.42595 | 0.46744 | 3.2639 | -115.5827 | 105.3405 | 4.089 | -116.4926 | 105.4831
Line5_6_7 | 0.19056 | 2.0078 | 2.2409 | 0.19056 | 2.0078 | 2.2409 | 0.044009 | 0.46369 | 0.51753 | 0.044009 | 0.46369 | 0.51753 | -0.010139 | 0.072435 | 0.13149 | 0.010534 | -0.045157 | -0.073342 | 0.050756 | 0.18375 | 0.20306 | -0.04879 | -0.10228 | -0.11486 | -97.2078 | 175.0223 | 48.4074 | 82.7922 | -4.9777 | -131.5926 | 1.1761 | 0.42595 | 0.46744 | 1.1342 | 0.24112 | 0.26332 | 4.089 | -116.4926 | 105.4831 | 4.9753 | -118.7992 | 105.8468
Line6_7_8 | 0 | 2.6722 | 2.9887 | 0 | 2.6722 | 2.9887 | 0 | 0.61712 | 0.69022 | 0 | 0.61712 | 0.69022 | -2.1674e-09 | 0.041678 | 0.1042 | 7.3428e-11 | 7.2488e-14 | 4.3906e-14 | -1.0259e-07 | 0.14285 | 0.14891 | 6.7473e-08 | -1.9189e-14 | -2.7685e-14 | 0 | 167.4662 | 50.8292 | 0 | -12.5338 | -129.1708 | 1.1342 | 0.24112 | 0.26332 | 1.0883 | 0 | 0 | 4.9753 | -118.7992 | 105.8468 | 5.7408 | 0 | 0
Line7_8_9 | 0 | 0 | 0 | 0 | 0 | 0 | 0 | 0 | 0 | 0 | 0 | 0 | -2.4476e-11 | -1.9942e-21 | -5.6847e-22 | 2.4476e-11 | -1.0902e-19 | -6.1996e-18 | -3.3517e-08 | -3.5831e-21 | 1.931e-21 | 4.3909e-10 | 1.8606e-17 | -2.8877e-18 | 0 | 0 | 0 | 0 | 0 | 0 | 1.0883 | 0 | 0 | 1.0883 | 0 | 0 | 5.7408 | 0 | 0 | 5.7408 | 0 | 0
Line8_8_10 | 0 | 0 | 0 | 0 | 0 | 0 | 0 | 0 | 0 | 0 | 0 | 0 | -2.4476e-11 | -1.9942e-21 | -5.6847e-22 | 2.4476e-11 | -1.0902e-19 | -6.1996e-18 | -3.3517e-08 | -3.5831e-21 | 1.931e-21 | 4.3909e-10 | 1.8606e-17 | -2.8877e-18 | 0 | 0 | 0 | 0 | 0 | 0 | 1.0883 | 0 | 0 | 1.0883 | 0 | 0 | 5.7408 | 0 | 0 | 5.7408 | 0 | 0
Line9_3_11 | 0.20238 | 0.26141 | 0.29466 | 0.20238 | 0.26141 | 0.29466 | 0.046737 | 0.06037 | 0.06805 | 0.046737 | 0.06037 | 0.06805 | 0.015444 | 0.017749 | -0.059036 | -0.015254 | -0.017598 | 0.059779 | 0.056489 | -0.045513 | -0.013315 | -0.05617 | 0.046415 | 0.014266 | -72.1181 | -46.9599 | -86.7119 | 107.8819 | 133.0401 | 93.2881 | 1.253 | 0.8092 | 0.88933 | 1.2454 | 0.82224 | 0.90313 | 2.5909 | -115.6549 | 105.9984 | 2.6889 | -116.1962 | 106.7102

## LLG_max_fault_6
name | pf_ikss_a_from_ka | pf_ikss_b_from_ka | pf_ikss_c_from_ka | pf_ikss_a_to_ka | pf_ikss_b_to_ka | pf_ikss_c_to_ka | pf_skss_a_from_mw | pf_skss_b_from_mw | pf_skss_c_from_mw | pf_skss_a_to_mw | pf_skss_b_to_mw | pf_skss_c_to_mw | pf_p_a_from_mw | pf_p_b_from_mw | pf_p_c_from_mw | pf_p_a_to_mw | pf_p_b_to_mw | pf_p_c_to_mw | pf_q_a_from_mvar | pf_q_b_from_mvar | pf_q_c_from_mvar | pf_q_a_to_mvar | pf_q_b_to_mvar | pf_q_c_to_mvar | pf_ikss_a_from_degree | pf_ikss_b_from_degree | pf_ikss_c_from_degree | pf_ikss_a_to_degree | pf_ikss_b_to_degree | pf_ikss_c_to_degree | pf_vm_a_from_pu | pf_vm_b_from_pu | pf_vm_c_from_pu | pf_vm_a_to_pu | pf_vm_b_to_pu | pf_vm_c_to_pu | pf_va_a_from_degree | pf_va_b_from_degree | pf_va_c_from_degree | pf_va_a_to_degree | pf_va_b_to_degree | pf_va_c_to_degree
Line0_1_2 | 0.0020389 | 0.025265 | 0.025503 | 0.0020389 | 0.025265 | 0.025503 | 0.00047085 | 0.0058346 | 0.0058896 | 0.00047085 | 0.0058346 | 0.0058896 | 0.00018131 | 0.0047989 | 0.0041418 | -0.00018127 | -0.0047944 | -0.0041341 | 0.00046056 | 0.0037753 | 0.0045818 | -0.00046033 | -0.0037626 | -0.0045703 | -68.4345 | -158.2538 | 71.9335 | 111.5655 | 21.7462 | -108.0665 | 1.0512 | 1.0465 | 1.0487 | 1.0507 | 1.0445 | 1.0464 | 0.077069 | -120.0617 | 119.8213 | 0.071499 | -120.1296 | 119.8023
Line10_11_12 | 0.0022734 | 0.0030987 | 0.0032268 | 0.0022734 | 0.0030987 | 0.0032268 | 0.00052501 | 0.00071562 | 0.0007452 | 0.00052501 | 0.00071562 | 0.00074521 | 0.00041458 | -0.00018785 | -0.000781 | -0.00041455 | 0.00018787 | 0.00078109 | 0.00036416 | -0.00072523 | 3.2239e-05 | -0.00036412 | 0.00072536 | -3.2128e-05 | -41.2217 | -15.5387 | -57.7982 | 138.7783 | 164.4613 | 122.2018 | 1.051 | 1.0469 | 1.0489 | 1.0509 | 1.0471 | 1.049 | 0.074123 | -120.0603 | 119.838 | 0.07265 | -120.0596 | 119.8464
Line11_12_13 | 0.0022734 | 0.0030987 | 0.0032268 | 0.0022734 | 0.0030987 | 0.0032268 | 0.00052501 | 0.00071562 | 0.00074521 | 0.00052501 | 0.00071562 | 0.00074521 | 0.00041455 | -0.00018787 | -0.00078109 | -0.00041453 | 0.0001879 | 0.00078118 | 0.00036412 | -0.00072536 | 3.2128e-05 | -0.00036408 | 0.00072549 | -3.2018e-05 | -41.2217 | -15.5387 | -57.7982 | 138.7783 | 164.4613 | 122.2018 | 1.0509 | 1.0471 | 1.049 | 1.0509 | 1.0472 | 1.0492 | 0.07265 | -120.0596 | 119.8464 | 0.071176 | -120.0589 | 119.8548
Line12_13_15 | 0 | 0 | 0 | 0 | 0 | 0 | 0 | 0 | 0 | 0 | 0 | 0 | -4.152e-10 | -1.2596e-10 | 5.097e-10 | 2.7346e-10 | 9.458e-11 | -3.3658e-10 | -3.7109e-10 | 5.5702e-10 | -1.6118e-10 | 2.5242e-10 | -3.7549e-10 | 9.7221e-11 | 0 | 0 | 0 | 0 | 0 | 0 | 1.0509 | 1.0472 | 1.0492 | 1.0509 | 1.0472 | 1.0492 | 0.071176 | -120.0589 | 119.8548 | 0.071176 | -120.0589 | 119.8548
Line13_13_14 | 0.0022734 | 0.0030987 | 0.0032268 | 0.0022734 | 0.0030987 | 0.0032268 | 0.00052501 | 0.00071562 | 0.00074521 | 0.00052501 | 0.00071562 | 0.00074521 | 0.00041453 | -0.0001879 | -0.00078118 | -0.00041451 | 0.00018792 | 0.00078128 | 0.00036408 | -0.00072549 | 3.2018e-05 | -0.00036404 | 0.00072562 | -3.1907e-05 | -41.2217 | -15.5387 | -57.7981 | 138.7783 | 164.4613 | 122.2019 | 1.0509 | 1.0472 | 1.0492 | 1.0508 | 1.0474 | 1.0493 | 0.071176 | -120.0589 | 119.8548 | 0.069703 | -120.0582 | 119.8632
Line14_15_16 | 0 | 0 | 0 | 0 | 0 | 0 | 0 | 0 | 0 | 0 | 0 | 0 | -2.768e-10 | -8.3975e-11 | 3.398e-10 | 1.3506e-10 | 5.2592e-11 | -1.6668e-10 | -2.474e-10 | 3.7135e-10 | -1.0746e-10 | 1.2872e-10 | -1.8982e-10 | 4.3493e-11 | 0 | 0 | 0 | 0 | 0 | 0 | 1.0509 | 1.0472 | 1.0492 | 1.0509 | 1.0472 | 1.0492 | 0.071176 | -120.0589 | 119.8548 | 0.071176 | -120.0589 | 119.8548
Line15_16_17 | 0 | 0 | 0 | 0 | 0 | 0 | 0 | 0 | 0 | 0 | 0 | 0 | -1.384e-10 | -4.1987e-11 | 1.699e-10 | -3.3381e-12 | 1.0605e-11 | 3.2207e-12 | -1.237e-10 | 1.8567e-10 | -5.3728e-11 | 5.026e-12 | -4.1455e-12 | -1.0235e-11 | 0 | 0 | 0 | 0 | 0 | 0 | 1.0509 | 1.0472 | 1.0492 | 1.0509 | 1.0472 | 1.0492 | 0.071176 | -120.0589 | 119.8548 | 0.071176 | -120.0589 | 119.8548
Line16_4_18 | 0 | 0 | 0 | 0 | 0 | 0 | 0 | 0 | 0 | 0 | 0 | 0 | -1.5229e-10 | -6.1187e-11 | 2.0075e-10 | -4.2347e-12 | 1.2561e-11 | 4.4007e-12 | -1.5271e-10 | 2.128e-10 | -5.074e-11 | 5.3762e-12 | -4.3269e-12 | -1.1893e-11 | 0 | 0 | 0 | 0 | 0 | 0 | 1.0511 | 1.0467 | 1.0489 | 1.0511 | 1.0467 | 1.0489 | 0.076119 | -120.0615 | 119.8313 | 0.076119 | -120.0615 | 119.8313
Line17_5_19 | 0 | 0 | 0 | 0 | 0 | 0 | 0 | 0 | 0 | 0 | 0 | 0 | -1.5683e-10 | -7.115e-11 | 2.1416e-10 | -4.6426e-12 | 1.3439e-11 | 5.0178e-12 | -1.6622e-10 | 2.2372e-10 | -4.7689e-11 | 5.4438e-12 | -4.336e-12 | -1.2595e-11 | 0 | 0 | 0 | 0 | 0 | 0 | 1.0512 | 1.0465 | 1.0487 | 1.0512 | 1.0465 | 1.0487 | 0.077069 | -120.0617 | 119.8213 | 0.077069 | -120.0617 | 119.8213
Line1_1_3 | 0.0022734 | 0.0030987 | 0.0032268 | 0.0022734 | 0.0030987 | 0.0032268 | 0.00052501 | 0.00071562 | 0.0007452 | 0.00052501 | 0.00071562 | 0.0007452 | 0.00041462 | -0.0001878 | -0.00078081 | -0.0004146 | 0.00018782 | 0.00078091 | 0.00036424 | -0.00072497 | 3.246e-05 | -0.0003642 | 0.0007251 | -3.235e-05 | -41.2217 | -15.5387 | -57.7982 | 138.7783 | 164.4613 | 122.2018 | 1.0512 | 1.0465 | 1.0487 | 1.0511 | 1.0467 | 1.0488 | 0.077069 | -120.0617 | 119.8213 | 0.075596 | -120.061 | 119.8297
Line2_1_4 | 0.0027723 | 0.0038075 | 0.0040422 | 0.0027723 | 0.0038075 | 0.0040422 | 0.00064024 | 0.0008793 | 0.0009335 | 0.00064024 | 0.0008793 | 0.0009335 | 0.00045417 | -0.00016992 | -0.00097825 | -0.00045413 | 0.00016996 | 0.00097839 | 0.00049668 | -0.00090436 | -3.7263e-05 | -0.00049662 | 0.00090456 | 3.7439e-05 | -47.4826 | -19.4203 | -62.3602 | 132.5174 | 160.5797 | 117.6398 | 1.0512 | 1.0465 | 1.0487 | 1.0511 | 1.0467 | 1.0489 | 0.077069 | -120.0617 | 119.8213 | 0.076119 | -120.0615 | 119.8313
Line3_1_5 | 0 | 0 | 0 | 0 | 0 | 0 | 0 | 0 | 0 | 0 | 0 | 0 | -3.1366e-10 | -1.423e-10 | 4.2833e-10 | 1.5219e-10 | 8.4589e-11 | -2.0915e-10 | -3.3245e-10 | 4.4744e-10 | -9.5379e-11 | 1.7167e-10 | -2.2805e-10 | 3.5095e-11 | 0 | 0 | 0 | 0 | 0 | 0 | 1.0512 | 1.0465 | 1.0487 | 1.0512 | 1.0465 | 1.0487 | 0.077069 | -120.0617 | 119.8213 | 0.077069 | -120.0617 | 119.8213
Line4_2_6 | 0.0020389 | 0.025265 | 0.025503 | 0.0020389 | 0.025265 | 0.025503 | 0.00047085 | 0.0058346 | 0.0058896 | 0.00047085 | 0.0058346 | 0.0058896 | 0.00018127 | 0.0047944 | 0.0041341 | -0.00018123 | -0.0047899 | -0.0041263 | 0.00046033 | 0.0037626 | 0.0045703 | -0.00046009 | -0.0037498 | -0.0045587 | -68.4345 | -158.2538 | 71.9335 | 111.5655 | 21.7462 | -108.0665 | 1.0507 | 1.0445 | 1.0464 | 1.0502 | 1.0426 | 1.044 | 0.071499 | -120.1296 | 119.8023 | 0.065924 | -120.1977 | 119.7832
Line5_6_7 | 0.0020389 | 0.025265 | 0.025503 | 0.0020389 | 0.025265 | 0.025503 | 0.00047085 | 0.0058346 | 0.0058896 | 0.00047086 | 0.0058346 | 0.0058896 | 0.00018123 | 0.0047899 | 0.0041263 | -0.00018119 | -0.0047853 | -0.0041186 | 0.00046009 | 0.0037498 | 0.0045587 | -0.00045986 | -0.0037371 | -0.0045471 | -68.4345 | -158.2538 | 71.9335 | 111.5655 | 21.7462 | -108.0665 | 1.0502 | 1.0426 | 1.044 | 1.0497 | 1.0406 | 1.0417 | 0.065924 | -120.1977 | 119.7832 | 0.060344 | -120.2661 | 119.764
Line6_7_8 | 0 | 0.033898 | 0.033923 | 0 | 0.033898 | 0.033923 | 0 | 0.0078284 | 0.0078342 | 0 | 0.0078284 | 0.0078342 | -6.2503e-10 | 0.0057526 | 0.0057677 | 4.2458e-10 | -0.0057454 | -0.0057538 | -8.3994e-10 | 0.0057682 | 0.0057733 | 5.7848e-10 | -0.0057454 | -0.0057538 | 0 | -165.3433 | 74.7364 | 0 | 14.6567 | -105.2636 | 1.0497 | 1.0406 | 1.0417 | 1.0492 | 1.0379 | 1.0387 | 0.060344 | -120.2661 | 119.764 | 0.051081 | -120.3433 | 119.7364
Line7_8_9 | 0 | 0 | 0 | 0 | 0 | 0 | 0 | 0 | 0 | 0 | 0 | 0 | -2.1077e-10 | -1.8414e-10 | 3.0286e-10 | 3.0407e-12 | 4.592e-11 | 4.3089e-11 | -2.8744e-10 | 3.4325e-10 | -2.1103e-11 | 3.6013e-12 | -2.3942e-11 | -1.8396e-11 | 0 | 0 | 0 | 0 | 0 | 0 | 1.0492 | 1.0379 | 1.0387 | 1.0492 | 1.0379 | 1.0387 | 0.051081 | -120.3433 | 119.7364 | 0.051081 | -120.3433 | 119.7364
Line8_8_10 | 0 | 0 | 0 | 0 | 0 | 0 | 0 | 0 | 0 | 0 | 0 | 0 | -2.1077e-10 | -1.8414e-10 | 3.0286e-10 | 3.0407e-12 | 4.592e-11 | 4.3089e-11 | -2.8744e-10 | 3.4325e-10 | -2.1103e-11 | 3.6013e-12 | -2.3942e-11 | -1.8396e-11 | 0 | 0 | 0 | 0 | 0 | 0 | 1.0492 | 1.0379 | 1.0387 | 1.0492 | 1.0379 | 1.0387 | 0.051081 | -120.3433 | 119.7364 | 0.051081 | -120.3433 | 119.7364
Line9_3_11 | 0.0022734 | 0.0030987 | 0.0032268 | 0.0022734 | 0.0030987 | 0.0032268 | 0.00052501 | 0.00071562 | 0.0007452 | 0.00052501 | 0.00071562 | 0.0007452 | 0.0004146 | -0.00018782 | -0.00078091 | -0.00041458 | 0.00018785 | 0.000781 | 0.0003642 | -0.0007251 | 3.235e-05 | -0.00036416 | 0.00072523 | -3.2239e-05 | -41.2217 | -15.5387 | -57.7982 | 138.7783 | 164.4613 | 122.2018 | 1.0511 | 1.0467 | 1.0488 | 1.051 | 1.0469 | 1.0489 | 0.075596 | -120.061 | 119.8297 | 0.074123 | -120.0603 | 119.838

## LLG_max_fault_10
name | pf_ikss_a_from_ka | pf_ikss_b_from_ka | pf_ikss_c_from_ka | pf_ikss_a_to_ka | pf_ikss_b_to_ka | pf_ikss_c_to_ka | pf_skss_a_from_mw | pf_skss_b_from_mw | pf_skss_c_from_mw | pf_skss_a_to_mw | pf_skss_b_to_mw | pf_skss_c_to_mw | pf_p_a_from_mw | pf_p_b_from_mw | pf_p_c_from_mw | pf_p_a_to_mw | pf_p_b_to_mw | pf_p_c_to_mw | pf_q_a_from_mvar | pf_q_b_from_mvar | pf_q_c_from_mvar | pf_q_a_to_mvar | pf_q_b_to_mvar | pf_q_c_to_mvar | pf_ikss_a_from_degree | pf_ikss_b_from_degree | pf_ikss_c_from_degree | pf_ikss_a_to_degree | pf_ikss_b_to_degree | pf_ikss_c_to_degree | pf_vm_a_from_pu | pf_vm_b_from_pu | pf_vm_c_from_pu | pf_vm_a_to_pu | pf_vm_b_to_pu | pf_vm_c_to_pu | pf_va_a_from_degree | pf_va_b_from_degree | pf_va_c_from_degree | pf_va_a_to_degree | pf_va_b_to_degree | pf_va_c_to_degree
Line0_1_2 | 0.002152 | 0.026672 | 0.026919 | 0.002152 | 0.026672 | 0.026919 | 0.00049699 | 0.0061596 | 0.0062166 | 0.00049699 | 0.0061596 | 0.0062166 | 0.00020647 | 0.0052981 | 0.0045725 | -0.00020642 | -0.005293 | -0.004564 | 0.0005069 | 0.0041854 | 0.0050725 | -0.00050664 | -0.0041712 | -0.0050596 | -67.7582 | -158.3734 | 71.8457 | 112.2418 | 21.6266 | -108.1543 | 1.1013 | 1.0961 | 1.0985 | 1.1008 | 1.0941 | 1.0961 | 0.080296 | -120.0652 | 119.8129 | 0.074605 | -120.1334 | 119.7939
Line10_11_12 | 0.0023978 | 0.0032822 | 0.0034188 | 0.0023978 | 0.0032822 | 0.0034188 | 0.00055375 | 0.000758 | 0.00078953 | 0.00055375 | 0.000758 | 0.00078953 | 0.00045554 | -0.00020751 | -0.00086701 | -0.00045552 | 0.00020754 | 0.00086711 | 0.00040531 | -0.00080485 | 3.0087e-05 | -0.00040527 | 0.000805 | -2.9962e-05 | -41.5832 | -15.6063 | -58.1827 | 138.4168 | 164.3937 | 121.8173 | 1.1011 | 1.0965 | 1.0988 | 1.101 | 1.0967 | 1.0989 | 0.077426 | -120.0638 | 119.8298 | 0.07599 | -120.0631 | 119.8382
Line11_12_13 | 0.0023978 | 0.0032822 | 0.0034188 | 0.0023978 | 0.0032822 | 0.0034188 | 0.00055375 | 0.000758 | 0.00078953 | 0.00055375 | 0.000758 | 0.00078953 | 0.00045552 | -0.00020754 | -0.00086711 | -0.00045549 | 0.00020757 | 0.00086722 | 0.00040527 | -0.000805 | 2.9962e-05 | -0.00040523 | 0.00080515 | -2.9838e-05 | -41.5832 | -15.6063 | -58.1827 | 138.4168 | 164.3937 | 121.8173 | 1.101 | 1.0967 | 1.0989 | 1.101 | 1.0969 | 1.099 | 0.07599 | -120.0631 | 119.8382 | 0.074555 | -120.0624 | 119.8467
Line12_13_15 | 0 | 0 | 0 | 0 | 0 | 0 | 0 | 0 | 0 | 0 | 0 | 0 | -4.7908e-10 | -1.4802e-10 | 5.9027e-10 | 3.1552e-10 | 1.11e-10 | -3.8969e-10 | -4.3108e-10 | 6.4422e-10 | -1.845e-10 | 2.9317e-10 | -4.343e-10 | 1.1114e-10 | 0 | 0 | 0 | 0 | 0 | 0 | 1.101 | 1.0969 | 1.099 | 1.101 | 1.0969 | 1.099 | 0.074555 | -120.0624 | 119.8467 | 0.074555 | -120.0624 | 119.8467
Line13_13_14 | 0.0023978 | 0.0032822 | 0.0034188 | 0.0023978 | 0.0032822 | 0.0034188 | 0.00055375 | 0.000758 | 0.00078953 | 0.00055375 | 0.000758 | 0.00078953 | 0.00045549 | -0.00020757 | -0.00086722 | -0.00045547 | 0.00020759 | 0.00086732 | 0.00040523 | -0.00080515 | 2.9838e-05 | -0.00040518 | 0.0008053 | -2.9714e-05 | -41.5832 | -15.6064 | -58.1827 | 138.4168 | 164.3936 | 121.8173 | 1.101 | 1.0969 | 1.099 | 1.1009 | 1.0971 | 1.0992 | 0.074555 | -120.0624 | 119.8467 | 0.073119 | -120.0617 | 119.8552
Line14_15_16 | 0 | 0 | 0 | 0 | 0 | 0 | 0 | 0 | 0 | 0 | 0 | 0 | -3.1938e-10 | -9.8682e-11 | 3.9351e-10 | 1.5582e-10 | 6.1662e-11 | -1.9294e-10 | -2.8739e-10 | 4.2948e-10 | -1.23e-10 | 1.4947e-10 | -2.1956e-10 | 4.964e-11 | 0 | 0 | 0 | 0 | 0 | 0 | 1.101 | 1.0969 | 1.099 | 1.101 | 1.0969 | 1.099 | 0.074555 | -120.0624 | 119.8467 | 0.074555 | -120.0624 | 119.8467
Line15_16_17 | 0 | 0 | 0 | 0 | 0 | 0 | 0 | 0 | 0 | 0 | 0 | 0 | -1.5969e-10 | -4.9341e-11 | 1.9676e-10 | -3.8672e-12 | 1.2321e-11 | 3.8221e-12 | -1.4369e-10 | 2.1474e-10 | -6.15e-11 | 5.7781e-12 | -4.8167e-12 | -1.186e-11 | 0 | 0 | 0 | 0 | 0 | 0 | 1.101 | 1.0969 | 1.099 | 1.101 | 1.0969 | 1.099 | 0.074555 | -120.0624 | 119.8467 | 0.074555 | -120.0624 | 119.8467
Line16_4_18 | 0 | 0 | 0 | 0 | 0 | 0 | 0 | 0 | 0 | 0 | 0 | 0 | -1.7493e-10 | -7.0872e-11 | 2.3101e-10 | -4.8623e-12 | 1.4504e-11 | 5.1548e-12 | -1.7603e-10 | 2.4475e-10 | -5.7966e-11 | 6.1536e-12 | -5.0165e-12 | -1.37e-11 | 0 | 0 | 0 | 0 | 0 | 0 | 1.1012 | 1.0964 | 1.0987 | 1.1012 | 1.0964 | 1.0987 | 0.079382 | -120.065 | 119.8229 | 0.079382 | -120.065 | 119.8229
Line17_5_19 | 0 | 0 | 0 | 0 | 0 | 0 | 0 | 0 | 0 | 0 | 0 | 0 | -1.7989e-10 | -8.1839e-11 | 2.4573e-10 | -5.3085e-12 | 1.5472e-11 | 5.8383e-12 | -1.9089e-10 | 2.5673e-10 | -5.4591e-11 | 6.2251e-12 | -5.0284e-12 | -1.4471e-11 | 0 | 0 | 0 | 0 | 0 | 0 | 1.1013 | 1.0961 | 1.0985 | 1.1013 | 1.0961 | 1.0985 | 0.080296 | -120.0652 | 119.8129 | 0.080296 | -120.0652 | 119.8129
Line1_1_3 | 0.0023978 | 0.0032822 | 0.0034188 | 0.0023978 | 0.0032822 | 0.0034188 | 0.00055375 | 0.00075799 | 0.00078953 | 0.00055375 | 0.000758 | 0.00078953 | 0.0004556 | -0.00020746 | -0.0008668 | -0.00045557 | 0.00020748 | 0.0008669 | 0.0004054 | -0.00080456 | 3.0336e-05 | -0.00040536 | 0.00080471 | -3.0211e-05 | -41.5832 | -15.6063 | -58.1827 | 138.4168 | 164.3937 | 121.8173 | 1.1013 | 1.0961 | 1.0985 | 1.1012 | 1.0963 | 1.0987 | 0.080296 | -120.0652 | 119.8129 | 0.078861 | -120.0645 | 119.8213
Line2_1_4 | 0.0029003 | 0.0040001 | 0.0042454 | 0.0029003 | 0.0040001 | 0.0042454 | 0.0006698 | 0.00092379 | 0.00098043 | 0.0006698 | 0.00092379 | 0.00098043 | 0.0004961 | -0.00018824 | -0.0010761 | -0.00049606 | 0.00018828 | 0.0010763 | 0.00054591 | -0.00099497 | -4.5227e-05 | -0.00054585 | 0.00099519 | 4.5421e-05 | -47.6564 | -19.3518 | -62.5938 | 132.3436 | 160.6482 | 117.4062 | 1.1013 | 1.0961 | 1.0985 | 1.1012 | 1.0964 | 1.0987 | 0.080296 | -120.0652 | 119.8129 | 0.079382 | -120.065 | 119.8229
Line3_1_5 | 0 | 0 | 0 | 0 | 0 | 0 | 0 | 0 | 0 | 0 | 0 | 0 | -3.5978e-10 | -1.6368e-10 | 4.9146e-10 | 1.7458e-10 | 9.7311e-11 | -2.3989e-10 | -3.8177e-10 | 5.1346e-10 | -1.0918e-10 | 1.9711e-10 | -2.6176e-10 | 4.012e-11 | 0 | 0 | 0 | 0 | 0 | 0 | 1.1013 | 1.0961 | 1.0985 | 1.1013 | 1.0961 | 1.0985 | 0.080296 | -120.0652 | 119.8129 | 0.080296 | -120.0652 | 119.8129
Line4_2_6 | 0.002152 | 0.026672 | 0.026919 | 0.002152 | 0.026672 | 0.026919 | 0.00049699 | 0.0061596 | 0.0062166 | 0.00049699 | 0.0061596 | 0.0062166 | 0.00020642 | 0.005293 | 0.004564 | -0.00020637 | -0.005288 | -0.0045554 | 0.00050664 | 0.0041712 | 0.0050596 | -0.00050638 | -0.004157 | -0.0050467 | -67.7582 | -158.3734 | 71.8457 | 112.2418 | 21.6266 | -108.1543 | 1.1008 | 1.0941 | 1.0961 | 1.1003 | 1.092 | 1.0936 | 0.074605 | -120.1334 | 119.7939 | 0.068908 | -120.2019 | 119.7749
Line5_6_7 | 0.002152 | 0.026672 | 0.026919 | 0.002152 | 0.026672 | 0.026919 | 0.00049699 | 0.0061596 | 0.0062166 | 0.00049699 | 0.0061596 | 0.0062166 | 0.00020637 | 0.005288 | 0.0045554 | -0.00020633 | -0.0052829 | -0.0045468 | 0.00050638 | 0.004157 | 0.0050467 | -0.00050613 | -0.0041428 | -0.0050338 | -67.7582 | -158.3734 | 71.8457 | 112.2418 | 21.6266 | -108.1543 | 1.1003 | 1.092 | 1.0936 | 1.0998 | 1.0899 | 1.0911 | 0.068908 | -120.2019 | 119.7749 | 0.063207 | -120.2706 | 119.7557
Line6_7_8 | 0 | 0.035505 | 0.035534 | 0 | 0.035505 | 0.035534 | 0 | 0.0081994 | 0.0082062 | 0 | 0.0081994 | 0.0082062 | -7.0942e-10 | 0.0063108 | 0.0063285 | 4.8144e-10 | -0.0063029 | -0.0063133 | -9.4933e-10 | 0.0063278 | 0.0063346 | 6.5342e-10 | -0.0063029 | -0.0063133 | 0 | -165.3478 | 74.7281 | 0 | 14.6522 | -105.2719 | 1.0998 | 1.0899 | 1.0911 | 1.0992 | 1.0871 | 1.088 | 0.063207 | -120.2706 | 119.7557 | 0.053953 | -120.3478 | 119.7281
Line7_8_9 | 0 | 0 | 0 | 0 | 0 | 0 | 0 | 0 | 0 | 0 | 0 | 0 | -2.3913e-10 | -2.0657e-10 | 3.4337e-10 | 3.1788e-12 | 5.1325e-11 | 4.7832e-11 | -3.2462e-10 | 3.8826e-10 | -2.5071e-11 | 4.1748e-12 | -2.6615e-11 | -2.0822e-11 | 0 | 0 | 0 | 0 | 0 | 0 | 1.0992 | 1.0871 | 1.088 | 1.0992 | 1.0871 | 1.088 | 0.053953 | -120.3478 | 119.7281 | 0.053953 | -120.3478 | 119.7281
Line8_8_10 | 0 | 0 | 0 | 0 | 0 | 0 | 0 | 0 | 0 | 0 | 0 | 0 | -2.3913e-10 | -2.0657e-10 | 3.4337e-10 | 3.1788e-12 | 5.1325e-11 | 4.7832e-11 | -3.2462e-10 | 3.8826e-10 | -2.5071e-11 | 4.1748e-12 | -2.6615e-11 | -2.0822e-11 | 0 | 0 | 0 | 0 | 0 | 0 | 1.0992 | 1.0871 | 1.088 | 1.0992 | 1.0871 | 1.088 | 0.053953 | -120.3478 | 119.7281 | 0.053953 | -120.3478 | 119.7281
Line9_3_11 | 0.0023978 | 0.0032822 | 0.0034188 | 0.0023978 | 0.0032822 | 0.0034188 | 0.00055375 | 0.000758 | 0.00078953 | 0.00055375 | 0.000758 | 0.00078953 | 0.00045557 | -0.00020748 | -0.0008669 | -0.00045554 | 0.00020751 | 0.00086701 | 0.00040536 | -0.00080471 | 3.0211e-05 | -0.00040531 | 0.00080485 | -3.0087e-05 | -41.5832 | -15.6063 | -58.1827 | 138.4168 | 164.3937 | 121.8173 | 1.1012 | 1.0963 | 1.0987 | 1.1011 | 1.0965 | 1.0988 | 0.078861 | -120.0645 | 119.8213 | 0.077426 | -120.0638 | 119.8298

## LLG_min_6
name | pf_ikss_a_from_ka | pf_ikss_b_from_ka | pf_ikss_c_from_ka | pf_ikss_a_to_ka | pf_ikss_b_to_ka | pf_ikss_c_to_ka | pf_skss_a_from_mw | pf_skss_b_from_mw | pf_skss_c_from_mw | pf_skss_a_to_mw | pf_skss_b_to_mw | pf_skss_c_to_mw | pf_p_a_from_mw | pf_p_b_from_mw | pf_p_c_from_mw | pf_p_a_to_mw | pf_p_b_to_mw | pf_p_c_to_mw | pf_q_a_from_mvar | pf_q_b_from_mvar | pf_q_c_from_mvar | pf_q_a_to_mvar | pf_q_b_to_mvar | pf_q_c_to_mvar | pf_ikss_a_from_degree | pf_ikss_b_from_degree | pf_ikss_c_from_degree | pf_ikss_a_to_degree | pf_ikss_b_to_degree | pf_ikss_c_to_degree | pf_vm_a_from_pu | pf_vm_b_from_pu | pf_vm_c_from_pu | pf_vm_a_to_pu | pf_vm_b_to_pu | pf_vm_c_to_pu | pf_va_a_from_degree | pf_va_b_from_degree | pf_va_c_from_degree | pf_va_a_to_degree | pf_va_b_to_degree | pf_va_c_to_degree
Line0_1_2 | 0.01159 | 1.3719 | 1.5492 | 0.01159 | 1.3719 | 1.5492 | 0.0026766 | 0.31682 | 0.35777 | 0.0026766 | 0.31682 | 0.35777 | -0.00035248 | 0.14228 | 0.18605 | 0.00036483 | -0.10682 | -0.13962 | 0.0036359 | 0.1581 | 0.18339 | -0.0036193 | -0.11855 | -0.13764 | -94.0663 | -148.6213 | 42.3401 | 85.9339 | 31.3787 | -137.6599 | 1.3648 | 0.67132 | 0.73018 | 1.359 | 0.50368 | 0.548 | 1.471 | -100.6063 | 86.9273 | 1.6899 | -100.6411 | 86.9305
Line10_11_12 | 0.01219 | 0.011125 | 0.013822 | 0.01219 | 0.011125 | 0.013822 | 0.0028151 | 0.0025692 | 0.0031921 | 0.0028152 | 0.0025692 | 0.0031921 | 0.00010001 | 0.001544 | -0.0023348 | -9.8546e-05 | -0.0015432 | 0.002337 | 0.0038378 | -0.00076798 | 4.6121e-05 | -0.0038364 | 0.00076936 | -4.4183e-05 | -86.9936 | -74.2674 | -91.8434 | 93.0065 | 105.7325 | 88.1567 | 1.3637 | 0.67121 | 0.73156 | 1.3632 | 0.67116 | 0.73226 | 1.5137 | -100.7129 | 87.0249 | 1.535 | -100.7663 | 87.0736
Line11_12_13 | 0.01219 | 0.011125 | 0.013822 | 0.01219 | 0.011125 | 0.013822 | 0.0028152 | 0.0025692 | 0.0031921 | 0.0028152 | 0.0025692 | 0.0031922 | 9.8544e-05 | 0.0015432 | -0.002337 | -9.7078e-05 | -0.0015424 | 0.0023393 | 0.0038364 | -0.00076936 | 4.4182e-05 | -0.003835 | 0.00077075 | -4.2243e-05 | -86.9936 | -74.2675 | -91.8433 | 93.0065 | 105.7323 | 88.1567 | 1.3632 | 0.67116 | 0.73226 | 1.3627 | 0.67111 | 0.73295 | 1.535 | -100.7663 | 87.0736 | 1.5564 | -100.8196 | 87.1222
Line12_13_15 | 0 | 0 | 0 | 0 | 0 | 0 | 0 | 0 | 0 | 0 | 0 | 0 | -2.398e-09 | -7.081e-08 | 7.7207e-08 | -4.6512e-10 | 4.7763e-08 | -5.1297e-08 | -1.46e-07 | 1.7198e-08 | -6.5036e-09 | 9.7463e-08 | -1.0697e-08 | 2.9498e-09 | 0 | 0 | 0 | 0 | 0 | 0 | 1.3627 | 0.67111 | 0.73295 | 1.3627 | 0.67111 | 0.73295 | 1.5564 | -100.8196 | 87.1222 | 1.5564 | -100.8196 | 87.1222
Line13_13_14 | 0.012191 | 0.011126 | 0.013823 | 0.012191 | 0.011126 | 0.013823 | 0.0028153 | 0.0025693 | 0.0031923 | 0.0028153 | 0.0025694 | 0.0031923 | 9.7078e-05 | 0.0015425 | -0.0023394 | -9.5612e-05 | -0.0015416 | 0.0023417 | 0.0038352 | -0.00077076 | 4.2249e-05 | -0.0038338 | 0.00077215 | -4.031e-05 | -86.9936 | -74.2683 | -91.8432 | 93.0064 | 105.7316 | 88.1569 | 1.3627 | 0.67111 | 0.73295 | 1.3622 | 0.67106 | 0.73364 | 1.5564 | -100.8196 | 87.1222 | 1.5778 | -100.8729 | 87.1707
Line14_15_16 | 0 | 0 | 0 | 0 | 0 | 0 | 0 | 0 | 0 | 0 | 0 | 0 | -1.5987e-09 | -4.7207e-08 | 5.1471e-08 | -1.2644e-09 | 2.416e-08 | -2.5561e-08 | -9.7334e-08 | 1.1465e-08 | -4.3357e-09 | 4.8796e-08 | -4.9646e-09 | 7.8192e-10 | 0 | 0 | 0 | 0 | 0 | 0 | 1.3627 | 0.67111 | 0.73295 | 1.3627 | 0.67111 | 0.73295 | 1.5564 | -100.8196 | 87.1222 | 1.5564 | -100.8196 | 87.1222
Line15_16_17 | 0 | 0 | 0 | 0 | 0 | 0 | 0 | 0 | 0 | 0 | 0 | 0 | -7.9933e-10 | -2.3603e-08 | 2.5736e-08 | -2.0638e-09 | 5.565e-10 | 1.7439e-10 | -4.8667e-08 | 5.7326e-09 | -2.1679e-09 | 1.2893e-10 | 7.6804e-10 | -1.386e-09 | 0 | 0 | 0 | 0 | 0 | 0 | 1.3627 | 0.67111 | 0.73295 | 1.3627 | 0.67111 | 0.73295 | 1.5564 | -100.8196 | 87.1222 | 1.5564 | -100.8196 | 87.1222
Line16_4_18 | 0 | 0 | 0 | 0 | 0 | 0 | 0 | 0 | 0 | 0 | 0 | 0 | -6.8383e-10 | -2.3734e-08 | 2.5761e-08 | -2.0738e-09 | 5.5411e-10 | 1.7593e-10 | -4.8907e-08 | 5.605e-09 | -2.1432e-09 | 1.2378e-10 | 7.7436e-10 | -1.3875e-09 | 0 | 0 | 0 | 0 | 0 | 0 | 1.3643 | 0.67126 | 0.73087 | 1.3643 | 0.67126 | 0.73087 | 1.4925 | -100.6599 | 86.9762 | 1.4925 | -100.6599 | 86.9762
Line17_5_19 | 0 | 0 | 0 | 0 | 0 | 0 | 0 | 0 | 0 | 0 | 0 | 0 | -6.4481e-10 | -2.3777e-08 | 2.577e-08 | -2.0771e-09 | 5.5329e-10 | 1.7645e-10 | -4.8987e-08 | 5.5619e-09 | -2.1348e-09 | 1.2204e-10 | 7.7649e-10 | -1.388e-09 | 0 | 0 | 0 | 0 | 0 | 0 | 1.3648 | 0.67132 | 0.73018 | 1.3648 | 0.67132 | 0.73018 | 1.471 | -100.6063 | 86.9273 | 1.471 | -100.6063 | 86.9273
Line1_1_3 | 0.01219 | 0.011124 | 0.013822 | 0.01219 | 0.011125 | 0.013822 | 0.002815 | 0.0025691 | 0.003192 | 0.0028151 | 0.0025691 | 0.0031921 | 0.00010295 | 0.0015456 | -0.0023302 | -0.00010148 | -0.0015448 | 0.0023325 | 0.0038405 | -0.00076521 | 5.0001e-05 | -0.0038391 | 0.0007666 | -4.8062e-05 | -86.9935 | -74.267 | -91.8435 | 93.0065 | 105.7329 | 88.1566 | 1.3648 | 0.67132 | 0.73018 | 1.3643 | 0.67127 | 0.73087 | 1.471 | -100.6063 | 86.9273 | 1.4923 | -100.6596 | 86.9762
Line2_1_4 | 0.012251 | 0.011179 | 0.013895 | 0.012251 | 0.011179 | 0.013896 | 0.0028292 | 0.0025817 | 0.003209 | 0.0028292 | 0.0025818 | 0.003209 | 8.3988e-05 | 0.0015567 | -0.0023428 | -8.2507e-05 | -0.0015559 | 0.0023451 | 0.0038602 | -0.00076196 | 3.9321e-05 | -0.0038588 | 0.00076336 | -3.7362e-05 | -87.2826 | -74.5256 | -92.1112 | 92.7174 | 105.4743 | 87.8889 | 1.3648 | 0.67132 | 0.73018 | 1.3643 | 0.67126 | 0.73087 | 1.471 | -100.6063 | 86.9273 | 1.4925 | -100.6599 | 86.9762
Line3_1_5 | 0 | 0 | 0 | 0 | 0 | 0 | 0 | 0 | 0 | 0 | 0 | 0 | -1.2896e-09 | -4.7555e-08 | 5.1539e-08 | -1.4323e-09 | 2.4331e-08 | -2.5593e-08 | -9.7974e-08 | 1.1124e-08 | -4.2696e-09 | 4.9109e-08 | -4.7854e-09 | 7.4685e-10 | 0 | 0 | 0 | 0 | 0 | 0 | 1.3648 | 0.67132 | 0.73018 | 1.3648 | 0.67132 | 0.73018 | 1.471 | -100.6063 | 86.9273 | 1.471 | -100.6063 | 86.9273
Line4_2_6 | 0.01159 | 1.3719 | 1.5492 | 0.01159 | 1.3719 | 1.5492 | 0.0026767 | 0.31682 | 0.35777 | 0.0026767 | 0.31682 | 0.35777 | -0.00036483 | 0.10682 | 0.13962 | 0.00037718 | -0.071363 | -0.093199 | 0.0036193 | 0.11855 | 0.13764 | -0.0036027 | -0.079008 | -0.091896 | -94.0662 | -148.6213 | 42.3401 | 85.9339 | 31.3787 | -137.6599 | 1.359 | 0.50368 | 0.548 | 1.3533 | 0.33604 | 0.36583 | 1.6899 | -100.6411 | 86.9305 | 1.9107 | -100.7106 | 86.9369
Line5_6_7 | 0.01159 | 1.3719 | 1.5492 | 0.011591 | 1.3719 | 1.5492 | 0.0026767 | 0.31682 | 0.35777 | 0.0026767 | 0.31682 | 0.35777 | -0.00037718 | 0.071363 | 0.093199 | 0.00038952 | -0.035906 | -0.046774 | 0.0036027 | 0.079008 | 0.091896 | -0.003586 | -0.039464 | -0.046151 | -94.0661 | -148.6213 | 42.3401 | 85.934 | 31.3787 | -137.66 | 1.3533 | 0.33604 | 0.36583 | 1.3476 | 0.1684 | 0.18366 | 1.9107 | -100.7106 | 86.9369 | 2.1333 | -100.9183 | 86.9559
Line6_7_8 | 0 | 1.3756 | 1.5657 | 0 | 1.3756 | 1.5657 | 0 | 0.31768 | 0.36159 | 0 | 0.31768 | 0.36159 | 5.0254e-09 | 0.035553 | 0.047439 | -5.8027e-09 | 4.9031e-15 | -6.2136e-15 | -1.5182e-07 | 0.039977 | 0.046474 | 1.0119e-07 | -9.7669e-15 | 5.4303e-15 | 0 | -149.2704 | 42.5451 | 0 | 30.7296 | -137.4549 | 1.3476 | 0.1684 | 0.18366 | 1.3422 | 0 | 0 | 2.1333 | -100.9183 | 86.9559 | 2.3346 | 0 | 0
Line7_8_9 | 0 | 0 | 0 | 0 | 0 | 0 | 0 | 0 | 0 | 0 | 0 | 0 | 1.9342e-09 | -7.4408e-22 | 2.4016e-23 | -1.9342e-09 | 6.2944e-18 | -1.1251e-17 | -5.05e-08 | -1.1766e-21 | -7.855e-22 | 1.9045e-10 | 2.1474e-17 | -2.2434e-18 | 0 | 0 | 0 | 0 | 0 | 0 | 1.3422 | 0 | 0 | 1.3422 | 0 | 0 | 2.3346 | 0 | 0 | 2.3346 | 0 | 0
Line8_8_10 | 0 | 0 | 0 | 0 | 0 | 0 | 0 | 0 | 0 | 0 | 0 | 0 | 1.9342e-09 | -7.4408e-22 | 2.4016e-23 | -1.9342e-09 | 6.2944e-18 | -1.1251e-17 | -5.05e-08 | -1.1766e-21 | -7.855e-22 | 1.9045e-10 | 2.1474e-17 | -2.2434e-18 | 0 | 0 | 0 | 0 | 0 | 0 | 1.3422 | 0 | 0 | 1.3422 | 0 | 0 | 2.3346 | 0 | 0 | 2.3346 | 0 | 0
Line9_3_11 | 0.01219 | 0.011125 | 0.013822 | 0.01219 | 0.011125 | 0.013822 | 0.0028151 | 0.0025691 | 0.0031921 | 0.0028151 | 0.0025692 | 0.0031921 | 0.00010148 | 0.0015448 | -0.0023325 | -0.00010001 | -0.001544 | 0.0023348 | 0.0038391 | -0.0007666 | 4.8061e-05 | -0.0038378 | 0.00076798 | -4.6123e-05 | -86.9935 | -74.2672 | -91.8434 | 93.0065 | 105.7327 | 88.1567 | 1.3643 | 0.67127 | 0.73087 | 1.3637 | 0.67121 | 0.73156 | 1.4923 | -100.6596 | 86.9762 | 1.5137 | -100.7129 | 87.0249

## LLG_min_10
name | pf_ikss_a_from_ka | pf_ikss_b_from_ka | pf_ikss_c_from_ka | pf_ikss_a_to_ka | pf_ikss_b_to_ka | pf_ikss_c_to_ka | pf_skss_a_from_mw | pf_skss_b_from_mw | pf_skss_c_from_mw | pf_skss_a_to_mw | pf_skss_b_to_mw | pf_skss_c_to_mw | pf_p_a_from_mw | pf_p_b_from_mw | pf_p_c_from_mw | pf_p_a_to_mw | pf_p_b_to_mw | pf_p_c_to_mw | pf_q_a_from_mvar | pf_q_b_from_mvar | pf_q_c_from_mvar | pf_q_a_to_mvar | pf_q_b_to_mvar | pf_q_c_to_mvar | pf_ikss_a_from_degree | pf_ikss_b_from_degree | pf_ikss_c_from_degree | pf_ikss_a_to_degree | pf_ikss_b_to_degree | pf_ikss_c_to_degree | pf_vm_a_from_pu | pf_vm_b_from_pu | pf_vm_c_from_pu | pf_vm_a_to_pu | pf_vm_b_to_pu | pf_vm_c_to_pu | pf_va_a_from_degree | pf_va_b_from_degree | pf_va_c_from_degree | pf_va_a_to_degree | pf_va_b_to_degree | pf_va_c_to_degree
Line0_1_2 | 0.01098 | 1.2997 | 1.4677 | 0.01098 | 1.2997 | 1.4677 | 0.0025357 | 0.30015 | 0.33894 | 0.0025358 | 0.30015 | 0.33894 | -0.00031636 | 0.12769 | 0.16698 | 0.00032744 | -0.095871 | -0.12531 | 0.0032633 | 0.14189 | 0.16459 | -0.0032483 | -0.1064 | -0.12353 | -94.0663 | -148.6213 | 42.3401 | 85.9339 | 31.3787 | -137.6599 | 1.2929 | 0.63599 | 0.69175 | 1.2875 | 0.47717 | 0.51916 | 1.471 | -100.6063 | 86.9273 | 1.6899 | -100.6411 | 86.9305
Line10_11_12 | 0.011548 | 0.010539 | 0.013095 | 0.011548 | 0.010539 | 0.013095 | 0.002667 | 0.0024339 | 0.0030241 | 0.002667 | 0.002434 | 0.0030241 | 8.9762e-05 | 0.0013858 | -0.0020955 | -8.8446e-05 | -0.001385 | 0.0020975 | 0.0034444 | -0.00068927 | 4.1394e-05 | -0.0034432 | 0.00069051 | -3.9655e-05 | -86.9936 | -74.2674 | -91.8434 | 93.0065 | 105.7325 | 88.1567 | 1.292 | 0.63589 | 0.69306 | 1.2915 | 0.63584 | 0.69372 | 1.5137 | -100.7129 | 87.0249 | 1.535 | -100.7663 | 87.0736
Line11_12_13 | 0.011548 | 0.010539 | 0.013095 | 0.011549 | 0.01054 | 0.013095 | 0.002667 | 0.002434 | 0.0030241 | 0.002667 | 0.002434 | 0.0030242 | 8.8444e-05 | 0.001385 | -0.0020975 | -8.7128e-05 | -0.0013843 | 0.0020996 | 0.0034432 | -0.00069051 | 3.9653e-05 | -0.0034419 | 0.00069175 | -3.7914e-05 | -86.9936 | -74.2675 | -91.8433 | 93.0065 | 105.7323 | 88.1567 | 1.2915 | 0.63584 | 0.69372 | 1.291 | 0.63579 | 0.69437 | 1.535 | -100.7663 | 87.0736 | 1.5564 | -100.8196 | 87.1222
Line12_13_15 | 0 | 0 | 0 | 0 | 0 | 0 | 0 | 0 | 0 | 0 | 0 | 0 | -2.1522e-09 | -6.3552e-08 | 6.9294e-08 | -4.1745e-10 | 4.2868e-08 | -4.6039e-08 | -1.3104e-07 | 1.5435e-08 | -5.837e-09 | 8.7474e-08 | -9.6008e-09 | 2.6475e-09 | 0 | 0 | 0 | 0 | 0 | 0 | 1.291 | 0.63579 | 0.69437 | 1.291 | 0.63579 | 0.69437 | 1.5564 | -100.8196 | 87.1222 | 1.5564 | -100.8196 | 87.1222
Line13_13_14 | 0.011549 | 0.01054 | 0.013095 | 0.011549 | 0.01054 | 0.013096 | 0.0026671 | 0.0024341 | 0.0030243 | 0.0026672 | 0.0024341 | 0.0030243 | 8.7128e-05 | 0.0013844 | -0.0020996 | -8.5812e-05 | -0.0013836 | 0.0021017 | 0.0034421 | -0.00069177 | 3.7918e-05 | -0.0034408 | 0.00069301 | -3.6179e-05 | -86.9936 | -74.2683 | -91.8432 | 93.0064 | 105.7316 | 88.1569 | 1.291 | 0.63579 | 0.69437 | 1.2905 | 0.63574 | 0.69503 | 1.5564 | -100.8196 | 87.1222 | 1.5778 | -100.8729 | 87.1707
Line14_15_16 | 0 | 0 | 0 | 0 | 0 | 0 | 0 | 0 | 0 | 0 | 0 | 0 | -1.4348e-09 | -4.2368e-08 | 4.6196e-08 | -1.1349e-09 | 2.1684e-08 | -2.2941e-08 | -8.7358e-08 | 1.029e-08 | -3.8914e-09 | 4.3795e-08 | -4.4557e-09 | 7.0178e-10 | 0 | 0 | 0 | 0 | 0 | 0 | 1.291 | 0.63579 | 0.69437 | 1.291 | 0.63579 | 0.69437 | 1.5564 | -100.8196 | 87.1222 | 1.5564 | -100.8196 | 87.1222
Line15_16_17 | 0 | 0 | 0 | 0 | 0 | 0 | 0 | 0 | 0 | 0 | 0 | 0 | -7.174e-10 | -2.1184e-08 | 2.3098e-08 | -1.8523e-09 | 4.9947e-10 | 1.5651e-10 | -4.3679e-08 | 5.1451e-09 | -1.9457e-09 | 1.1571e-10 | 6.8932e-10 | -1.2439e-09 | 0 | 0 | 0 | 0 | 0 | 0 | 1.291 | 0.63579 | 0.69437 | 1.291 | 0.63579 | 0.69437 | 1.5564 | -100.8196 | 87.1222 | 1.5564 | -100.8196 | 87.1222
Line16_4_18 | 0 | 0 | 0 | 0 | 0 | 0 | 0 | 0 | 0 | 0 | 0 | 0 | -6.1374e-10 | -2.1301e-08 | 2.3121e-08 | -1.8613e-09 | 4.9731e-10 | 1.5789e-10 | -4.3894e-08 | 5.0306e-09 | -1.9236e-09 | 1.1109e-10 | 6.95e-10 | -1.2453e-09 | 0 | 0 | 0 | 0 | 0 | 0 | 1.2924 | 0.63593 | 0.69241 | 1.2924 | 0.63593 | 0.69241 | 1.4925 | -100.6599 | 86.9762 | 1.4925 | -100.6599 | 86.9762
Line17_5_19 | 0 | 0 | 0 | 0 | 0 | 0 | 0 | 0 | 0 | 0 | 0 | 0 | -5.7872e-10 | -2.134e-08 | 2.3128e-08 | -1.8643e-09 | 4.9658e-10 | 1.5836e-10 | -4.3966e-08 | 4.9919e-09 | -1.916e-09 | 1.0953e-10 | 6.9691e-10 | -1.2457e-09 | 0 | 0 | 0 | 0 | 0 | 0 | 1.2929 | 0.63599 | 0.69175 | 1.2929 | 0.63599 | 0.69175 | 1.471 | -100.6063 | 86.9273 | 1.471 | -100.6063 | 86.9273
Line1_1_3 | 0.011548 | 0.010539 | 0.013094 | 0.011548 | 0.010539 | 0.013095 | 0.0026669 | 0.0024339 | 0.003024 | 0.0026669 | 0.0024339 | 0.0030241 | 9.2397e-05 | 0.0013872 | -0.0020914 | -9.1081e-05 | -0.0013865 | 0.0020934 | 0.0034469 | -0.00068679 | 4.4876e-05 | -0.0034457 | 0.00068803 | -4.3136e-05 | -86.9935 | -74.267 | -91.8435 | 93.0065 | 105.7329 | 88.1566 | 1.2929 | 0.63599 | 0.69175 | 1.2924 | 0.63594 | 0.6924 | 1.471 | -100.6063 | 86.9273 | 1.4923 | -100.6596 | 86.9762
Line2_1_4 | 0.011606 | 0.010591 | 0.013164 | 0.011606 | 0.010591 | 0.013164 | 0.0026803 | 0.0024458 | 0.0030401 | 0.0026803 | 0.0024459 | 0.0030401 | 7.538e-05 | 0.0013971 | -0.0021027 | -7.4051e-05 | -0.0013964 | 0.0021048 | 0.0034646 | -0.00068387 | 3.5291e-05 | -0.0034633 | 0.00068512 | -3.3532e-05 | -87.2826 | -74.5256 | -92.1112 | 92.7174 | 105.4743 | 87.8889 | 1.2929 | 0.63599 | 0.69175 | 1.2924 | 0.63593 | 0.69241 | 1.471 | -100.6063 | 86.9273 | 1.4925 | -100.6599 | 86.9762
Line3_1_5 | 0 | 0 | 0 | 0 | 0 | 0 | 0 | 0 | 0 | 0 | 0 | 0 | -1.1574e-09 | -4.2681e-08 | 4.6257e-08 | -1.2855e-09 | 2.1837e-08 | -2.297e-08 | -8.7932e-08 | 9.9837e-09 | -3.832e-09 | 4.4076e-08 | -4.2949e-09 | 6.703e-10 | 0 | 0 | 0 | 0 | 0 | 0 | 1.2929 | 0.63599 | 0.69175 | 1.2929 | 0.63599 | 0.69175 | 1.471 | -100.6063 | 86.9273 | 1.471 | -100.6063 | 86.9273
Line4_2_6 | 0.01098 | 1.2997 | 1.4677 | 0.01098 | 1.2997 | 1.4677 | 0.0025358 | 0.30015 | 0.33894 | 0.0025358 | 0.30015 | 0.33894 | -0.00032744 | 0.095871 | 0.12531 | 0.00033852 | -0.064048 | -0.083646 | 0.0032483 | 0.1064 | 0.12353 | -0.0032334 | -0.07091 | -0.082477 | -94.0662 | -148.6213 | 42.3401 | 85.9339 | 31.3787 | -137.6599 | 1.2875 | 0.47717 | 0.51916 | 1.2821 | 0.31835 | 0.34658 | 1.6899 | -100.6411 | 86.9305 | 1.9107 | -100.7106 | 86.9369
Line5_6_7 | 0.01098 | 1.2997 | 1.4677 | 0.010981 | 1.2997 | 1.4677 | 0.0025358 | 0.30015 | 0.33894 | 0.0025358 | 0.30015 | 0.33894 | -0.00033852 | 0.064048 | 0.083646 | 0.0003496 | -0.032226 | -0.04198 | 0.0032334 | 0.07091 | 0.082477 | -0.0032185 | -0.035419 | -0.041421 | -94.0661 | -148.6213 | 42.3401 | 85.934 | 31.3787 | -137.66 | 1.2821 | 0.31835 | 0.34658 | 1.2767 | 0.15954 | 0.174 | 1.9107 | -100.7106 | 86.9369 | 2.1333 | -100.9183 | 86.9559
Line6_7_8 | 0 | 1.3032 | 1.4833 | 0 | 1.3032 | 1.4833 | 0 | 0.30096 | 0.34255 | 0 | 0.30096 | 0.34255 | 4.5103e-09 | 0.031909 | 0.042577 | -5.208e-09 | 4.2942e-15 | -5.4334e-15 | -1.3626e-07 | 0.035879 | 0.04171 | 9.0819e-08 | -8.9276e-15 | 4.9351e-15 | 0 | -149.2704 | 42.5451 | 0 | 30.7296 | -137.4549 | 1.2767 | 0.15954 | 0.174 | 1.2716 | 0 | 0 | 2.1333 | -100.9183 | 86.9559 | 2.3346 | 0 | 0
Line7_8_9 | 0 | 0 | 0 | 0 | 0 | 0 | 0 | 0 | 0 | 0 | 0 | 0 | 1.736e-09 | -6.9246e-22 | 7.9826e-24 | -1.736e-09 | 5.6492e-18 | -1.0098e-17 | -4.5324e-08 | -1.055e-21 | -6.9898e-22 | 1.7093e-10 | 1.9273e-17 | -2.0135e-18 | 0 | 0 | 0 | 0 | 0 | 0 | 1.2716 | 0 | 0 | 1.2716 | 0 | 0 | 2.3346 | 0 | 0 | 2.3346 | 0 | 0
Line8_8_10 | 0 | 0 | 0 | 0 | 0 | 0 | 0 | 0 | 0 | 0 | 0 | 0 | 1.736e-09 | -6.9246e-22 | 7.9826e-24 | -1.736e-09 | 5.6492e-18 | -1.0098e-17 | -4.5324e-08 | -1.055e-21 | -6.9898e-22 | 1.7093e-10 | 1.9273e-17 | -2.0135e-18 | 0 | 0 | 0 | 0 | 0 | 0 | 1.2716 | 0 | 0 | 1.2716 | 0 | 0 | 2.3346 | 0 | 0 | 2.3346 | 0 | 0
Line9_3_11 | 0.011548 | 0.010539 | 0.013095 | 0.011548 | 0.010539 | 0.013095 | 0.0026669 | 0.0024339 | 0.0030241 | 0.002667 | 0.0024339 | 0.0030241 | 9.1079e-05 | 0.0013865 | -0.0020934 | -8.9763e-05 | -0.0013858 | 0.0020955 | 0.0034457 | -0.00068803 | 4.3135e-05 | -0.0034444 | 0.00068927 | -4.1395e-05 | -86.9935 | -74.2672 | -91.8434 | 93.0065 | 105.7327 | 88.1567 | 1.2924 | 0.63594 | 0.6924 | 1.292 | 0.63589 | 0.69306 | 1.4923 | -100.6596 | 86.9762 | 1.5137 | -100.7129 | 87.0249

## LLG_min_fault_6
name | pf_ikss_a_from_ka | pf_ikss_b_from_ka | pf_ikss_c_from_ka | pf_ikss_a_to_ka | pf_ikss_b_to_ka | pf_ikss_c_to_ka | pf_skss_a_from_mw | pf_skss_b_from_mw | pf_skss_c_from_mw | pf_skss_a_to_mw | pf_skss_b_to_mw | pf_skss_c_to_mw | pf_p_a_from_mw | pf_p_b_from_mw | pf_p_c_from_mw | pf_p_a_to_mw | pf_p_b_to_mw | pf_p_c_to_mw | pf_q_a_from_mvar | pf_q_b_from_mvar | pf_q_c_from_mvar | pf_q_a_to_mvar | pf_q_b_to_mvar | pf_q_c_to_mvar | pf_ikss_a_from_degree | pf_ikss_b_from_degree | pf_ikss_c_from_degree | pf_ikss_a_to_degree | pf_ikss_b_to_degree | pf_ikss_c_to_degree | pf_vm_a_from_pu | pf_vm_b_from_pu | pf_vm_c_from_pu | pf_vm_a_to_pu | pf_vm_b_to_pu | pf_vm_c_to_pu | pf_va_a_from_degree | pf_va_b_from_degree | pf_va_c_from_degree | pf_va_a_to_degree | pf_va_b_to_degree | pf_va_c_to_degree
Line0_1_2 | 0.0009554 | 0.028859 | 0.030069 | 0.00095541 | 0.028859 | 0.030069 | 0.00022064 | 0.0066647 | 0.0069442 | 0.00022064 | 0.0066647 | 0.0069442 | 0.00013605 | 0.0044446 | 0.0045791 | -0.00013595 | -0.0044318 | -0.0045607 | 0.00016675 | 0.0041804 | 0.0047993 | -0.00016665 | -0.0041626 | -0.0047847 | -49.4559 | -162.7206 | 71.5509 | 130.5441 | 17.2794 | -108.4491 | 0.97537 | 0.91551 | 0.95525 | 0.97473 | 0.91229 | 0.95189 | 1.3339 | -119.4747 | 117.896 | 1.3361 | -119.5146 | 117.9239
Line10_11_12 | 0.00098221 | 0.0010023 | 0.0010161 | 0.00098222 | 0.0010023 | 0.0010161 | 0.00022683 | 0.00023147 | 0.00023466 | 0.00022683 | 0.00023148 | 0.00023467 | 0.00014369 | 5.6823e-05 | -0.00021903 | -0.00014368 | -5.6814e-05 | 0.00021905 | 0.0001682 | -0.00020417 | 4.7738e-05 | -0.00016819 | 0.00020419 | -4.7729e-05 | -48.1599 | -45.0332 | -49.8026 | 131.8401 | 134.9668 | 130.1974 | 0.97525 | 0.91558 | 0.95532 | 0.97519 | 0.91561 | 0.95535 | 1.3344 | -119.481 | 117.9022 | 1.3346 | -119.4842 | 117.9053
Line11_12_13 | 0.00098222 | 0.0010023 | 0.0010161 | 0.00098223 | 0.0010023 | 0.0010161 | 0.00022683 | 0.00023148 | 0.00023467 | 0.00022684 | 0.00023148 | 0.00023467 | 0.00014368 | 5.6814e-05 | -0.00021905 | -0.00014367 | -5.6806e-05 | 0.00021906 | 0.00016819 | -0.00020419 | 4.7729e-05 | -0.00016819 | 0.0002042 | -4.7719e-05 | -48.16 | -45.0332 | -49.8026 | 131.84 | 134.9667 | 130.1974 | 0.97519 | 0.91561 | 0.95535 | 0.97514 | 0.91564 | 0.95538 | 1.3346 | -119.4842 | 117.9053 | 1.3348 | -119.4873 | 117.9084
Line12_13_15 | 0 | 0 | 0 | 0 | 0 | 0 | 0 | 0 | 0 | 0 | 0 | 0 | -5.2942e-09 | -2.8449e-09 | 8.1291e-09 | 3.4386e-09 | 2.0119e-09 | -5.4405e-09 | -6.6581e-09 | 7.4922e-09 | -1.6992e-09 | 4.5178e-09 | -4.9662e-09 | 1.0113e-09 | 0 | 0 | 0 | 0 | 0 | 0 | 0.97514 | 0.91564 | 0.95538 | 0.97514 | 0.91564 | 0.95538 | 1.3348 | -119.4873 | 117.9084 | 1.3348 | -119.4873 | 117.9084
Line13_13_14 | 0.00098227 | 0.0010024 | 0.0010162 | 0.00098228 | 0.0010024 | 0.0010162 | 0.00022685 | 0.00023149 | 0.00023468 | 0.00022685 | 0.00023149 | 0.00023468 | 0.00014368 | 5.6809e-05 | -0.00021907 | -0.00014367 | -5.68e-05 | 0.00021908 | 0.00016819 | -0.00020421 | 4.7721e-05 | -0.00016819 | 0.00020422 | -4.7711e-05 | -48.1601 | -45.0335 | -49.8026 | 131.8399 | 134.9665 | 130.1974 | 0.97514 | 0.91564 | 0.95538 | 0.97508 | 0.91568 | 0.95542 | 1.3348 | -119.4873 | 117.9084 | 1.3351 | -119.4905 | 117.9115
Line14_15_16 | 0 | 0 | 0 | 0 | 0 | 0 | 0 | 0 | 0 | 0 | 0 | 0 | -3.5294e-09 | -1.8966e-09 | 5.4194e-09 | 1.6739e-09 | 1.0635e-09 | -2.7308e-09 | -4.4387e-09 | 4.9948e-09 | -1.1328e-09 | 2.2985e-09 | -2.4688e-09 | 4.4494e-10 | 0 | 0 | 0 | 0 | 0 | 0 | 0.97514 | 0.91564 | 0.95538 | 0.97514 | 0.91564 | 0.95538 | 1.3348 | -119.4873 | 117.9084 | 1.3348 | -119.4873 | 117.9084
Line15_16_17 | 0 | 0 | 0 | 0 | 0 | 0 | 0 | 0 | 0 | 0 | 0 | 0 | -1.7647e-09 | -9.4832e-10 | 2.7097e-09 | -9.0795e-11 | 1.1522e-10 | -2.1081e-11 | -2.2194e-09 | 2.4974e-09 | -5.664e-10 | 7.9128e-11 | 2.8539e-11 | -1.2146e-10 | 0 | 0 | 0 | 0 | 0 | 0 | 0.97514 | 0.91564 | 0.95538 | 0.97514 | 0.91564 | 0.95538 | 1.3348 | -119.4873 | 117.9084 | 1.3348 | -119.4873 | 117.9084
Line16_4_18 | 0 | 0 | 0 | 0 | 0 | 0 | 0 | 0 | 0 | 0 | 0 | 0 | -1.7637e-09 | -9.6112e-10 | 2.7215e-09 | -9.1429e-11 | 1.1554e-10 | -2.0739e-11 | -2.2344e-09 | 2.5029e-09 | -5.592e-10 | 7.9102e-11 | 2.9063e-11 | -1.2199e-10 | 0 | 0 | 0 | 0 | 0 | 0 | 0.97531 | 0.91554 | 0.95528 | 0.97531 | 0.91554 | 0.95528 | 1.3342 | -119.4779 | 117.8991 | 1.3342 | -119.4779 | 117.8991
Line17_5_19 | 0 | 0 | 0 | 0 | 0 | 0 | 0 | 0 | 0 | 0 | 0 | 0 | -1.7634e-09 | -9.6543e-10 | 2.7254e-09 | -9.1642e-11 | 1.1564e-10 | -2.0623e-11 | -2.2394e-09 | 2.5048e-09 | -5.5675e-10 | 7.9093e-11 | 2.9239e-11 | -1.2216e-10 | 0 | 0 | 0 | 0 | 0 | 0 | 0.97537 | 0.91551 | 0.95525 | 0.97537 | 0.91551 | 0.95525 | 1.3339 | -119.4747 | 117.896 | 1.3339 | -119.4747 | 117.896
Line1_1_3 | 0.00098218 | 0.0010023 | 0.0010161 | 0.0009822 | 0.0010023 | 0.0010161 | 0.00022683 | 0.00023147 | 0.00023466 | 0.00022683 | 0.00023147 | 0.00023466 | 0.0001437 | 5.6839e-05 | -0.00021901 | -0.00014369 | -5.6831e-05 | 0.00021902 | 0.00016822 | -0.00020415 | 4.7757e-05 | -0.00016821 | 0.00020416 | -4.7748e-05 | -48.1599 | -45.033 | -49.8026 | 131.8401 | 134.9669 | 130.1975 | 0.97537 | 0.91551 | 0.95525 | 0.97531 | 0.91554 | 0.95528 | 1.3339 | -119.4747 | 117.896 | 1.3342 | -119.4778 | 117.8991
Line2_1_4 | 0.00098713 | 0.0010074 | 0.0010213 | 0.00098714 | 0.0010074 | 0.0010213 | 0.00022797 | 0.00023264 | 0.00023587 | 0.00022797 | 0.00023265 | 0.00023587 | 0.00014361 | 5.809e-05 | -0.00022037 | -0.0001436 | -5.8081e-05 | 0.00022038 | 0.00016976 | -0.00020491 | 4.6951e-05 | -0.00016975 | 0.00020492 | -4.6941e-05 | -48.4363 | -45.3019 | -50.0766 | 131.5637 | 134.698 | 129.9235 | 0.97537 | 0.91551 | 0.95525 | 0.97531 | 0.91554 | 0.95528 | 1.3339 | -119.4747 | 117.896 | 1.3342 | -119.4779 | 117.8991
Line3_1_5 | 0 | 0 | 0 | 0 | 0 | 0 | 0 | 0 | 0 | 0 | 0 | 0 | -3.5268e-09 | -1.9309e-09 | 5.4509e-09 | 1.6717e-09 | 1.0811e-09 | -2.7461e-09 | -4.4788e-09 | 5.0095e-09 | -1.1135e-09 | 2.3185e-09 | -2.4755e-09 | 4.3459e-10 | 0 | 0 | 0 | 0 | 0 | 0 | 0.97537 | 0.91551 | 0.95525 | 0.97537 | 0.91551 | 0.95525 | 1.3339 | -119.4747 | 117.896 | 1.3339 | -119.4747 | 117.896
Line4_2_6 | 0.00095541 | 0.028859 | 0.030069 | 0.00095543 | 0.028859 | 0.030069 | 0.00022064 | 0.0066647 | 0.0069442 | 0.00022065 | 0.0066647 | 0.0069442 | 0.00013595 | 0.0044318 | 0.0045607 | -0.00013586 | -0.0044191 | -0.0045423 | 0.00016665 | 0.0041626 | 0.0047847 | -0.00016655 | -0.0041449 | -0.0047701 | -49.4559 | -162.7206 | 71.5509 | 130.5441 | 17.2795 | -108.4491 | 0.97473 | 0.91229 | 0.95189 | 0.9741 | 0.90908 | 0.94854 | 1.3361 | -119.5146 | 117.9239 | 1.3382 | -119.5548 | 117.9519
Line5_6_7 | 0.00095543 | 0.028859 | 0.030069 | 0.00095544 | 0.028859 | 0.030069 | 0.00022065 | 0.0066647 | 0.0069442 | 0.00022065 | 0.0066647 | 0.0069442 | 0.00013586 | 0.0044191 | 0.0045423 | -0.00013577 | -0.0044064 | -0.0045239 | 0.00016655 | 0.0041449 | 0.0047701 | -0.00016645 | -0.0041271 | -0.0047554 | -49.456 | -162.7205 | 71.5509 | 130.544 | 17.2795 | -108.4491 | 0.9741 | 0.90908 | 0.94854 | 0.97347 | 0.90586 | 0.94519 | 1.3382 | -119.5548 | 117.9519 | 1.3403 | -119.5953 | 117.9801
Line6_7_8 | 0 | 0.029479 | 0.030759 | 0 | 0.029479 | 0.030759 | 0 | 0.0068078 | 0.0071034 | 0 | 0.0068078 | 0.0071034 | -5.2791e-09 | 0.0043578 | 0.0047497 | 3.4337e-09 | -0.0043449 | -0.0047305 | -7.206e-09 | 0.0043635 | 0.0047454 | 4.8964e-09 | -0.0043449 | -0.0047304 | 0 | -164.6325 | 73.0062 | 0 | 15.3675 | -106.9938 | 0.97347 | 0.90586 | 0.94519 | 0.97289 | 0.90259 | 0.94178 | 1.3403 | -119.5953 | 117.9801 | 1.3422 | -119.6324 | 118.0061
Line7_8_9 | 0 | 0 | 0 | 0 | 0 | 0 | 0 | 0 | 0 | 0 | 0 | 0 | -1.7581e-09 | -1.1306e-09 | 2.7881e-09 | -8.2579e-11 | 1.5683e-10 | 2.6382e-11 | -2.4085e-09 | 2.5561e-09 | -4.6644e-10 | 7.9383e-11 | 2.0171e-11 | -1.1414e-10 | 0 | 0 | 0 | 0 | 0 | 0 | 0.97289 | 0.90259 | 0.94178 | 0.97289 | 0.90259 | 0.94178 | 1.3422 | -119.6324 | 118.0061 | 1.3422 | -119.6324 | 118.0061
Line8_8_10 | 0 | 0 | 0 | 0 | 0 | 0 | 0 | 0 | 0 | 0 | 0 | 0 | -1.7581e-09 | -1.1306e-09 | 2.7881e-09 | -8.2579e-11 | 1.5683e-10 | 2.6382e-11 | -2.4085e-09 | 2.5561e-09 | -4.6644e-10 | 7.9383e-11 | 2.0171e-11 | -1.1414e-10 | 0 | 0 | 0 | 0 | 0 | 0 | 0.97289 | 0.90259 | 0.94178 | 0.97289 | 0.90259 | 0.94178 | 1.3422 | -119.6324 | 118.0061 | 1.3422 | -119.6324 | 118.0061
Line9_3_11 | 0.0009822 | 0.0010023 | 0.0010161 | 0.00098221 | 0.0010023 | 0.0010161 | 0.00022683 | 0.00023147 | 0.00023466 | 0.00022683 | 0.00023147 | 0.00023466 | 0.00014369 | 5.6831e-05 | -0.00021902 | -0.00014369 | -5.6822e-05 | 0.00021903 | 0.00016821 | -0.00020416 | 4.7748e-05 | -0.0001682 | 0.00020417 | -4.7738e-05 | -48.1599 | -45.0331 | -49.8026 | 131.8401 | 134.9669 | 130.1975 | 0.97531 | 0.91554 | 0.95528 | 0.97525 | 0.91558 | 0.95532 | 1.3342 | -119.4778 | 117.8991 | 1.3344 | -119.481 | 117.9022

## LLG_min_fault_10
name | pf_ikss_a_from_ka | pf_ikss_b_from_ka | pf_ikss_c_from_ka | pf_ikss_a_to_ka | pf_ikss_b_to_ka | pf_ikss_c_to_ka | pf_skss_a_from_mw | pf_skss_b_from_mw | pf_skss_c_from_mw | pf_skss_a_to_mw | pf_skss_b_to_mw | pf_skss_c_to_mw | pf_p_a_from_mw | pf_p_b_from_mw | pf_p_c_from_mw | pf_p_a_to_mw | pf_p_b_to_mw | pf_p_c_to_mw | pf_q_a_from_mvar | pf_q_b_from_mvar | pf_q_c_from_mvar | pf_q_a_to_mvar | pf_q_b_to_mvar | pf_q_c_to_mvar | pf_ikss_a_from_degree | pf_ikss_b_from_degree | pf_ikss_c_from_degree | pf_ikss_a_to_degree | pf_ikss_b_to_degree | pf_ikss_c_to_degree | pf_vm_a_from_pu | pf_vm_b_from_pu | pf_vm_c_from_pu | pf_vm_a_to_pu | pf_vm_b_to_pu | pf_vm_c_to_pu | pf_va_a_from_degree | pf_va_b_from_degree | pf_va_c_from_degree | pf_va_a_to_degree | pf_va_b_to_degree | pf_va_c_to_degree
Line0_1_2 | 0.00090512 | 0.02734 | 0.028487 | 0.00090513 | 0.02734 | 0.028486 | 0.00020903 | 0.006314 | 0.0065787 | 0.00020903 | 0.006314 | 0.0065787 | 0.0001221 | 0.003989 | 0.0041098 | -0.00012202 | -0.0039776 | -0.0040933 | 0.00014966 | 0.003752 | 0.0043074 | -0.00014957 | -0.003736 | -0.0042943 | -49.4559 | -162.7206 | 71.5509 | 130.5441 | 17.2794 | -108.4491 | 0.92403 | 0.86733 | 0.90497 | 0.92343 | 0.86428 | 0.90179 | 1.3339 | -119.4747 | 117.896 | 1.3361 | -119.5146 | 117.9239
Line10_11_12 | 0.00093051 | 0.00094956 | 0.00096264 | 0.00093053 | 0.00094957 | 0.00096265 | 0.00021489 | 0.00021929 | 0.00022231 | 0.0002149 | 0.00021929 | 0.00022231 | 0.00012896 | 5.0999e-05 | -0.00019659 | -0.00012895 | -5.0991e-05 | 0.0001966 | 0.00015096 | -0.00018325 | 4.2845e-05 | -0.00015096 | 0.00018326 | -4.2837e-05 | -48.1599 | -45.0332 | -49.8026 | 131.8401 | 134.9668 | 130.1974 | 0.92392 | 0.86739 | 0.90504 | 0.92387 | 0.86742 | 0.90507 | 1.3344 | -119.481 | 117.9022 | 1.3346 | -119.4842 | 117.9053
Line11_12_13 | 0.00093053 | 0.00094957 | 0.00096265 | 0.00093054 | 0.00094958 | 0.00096266 | 0.0002149 | 0.00021929 | 0.00022231 | 0.0002149 | 0.0002193 | 0.00022232 | 0.00012895 | 5.0991e-05 | -0.0001966 | -0.00012895 | -5.0984e-05 | 0.00019661 | 0.00015096 | -0.00018326 | 4.2837e-05 | -0.00015095 | 0.00018327 | -4.2828e-05 | -48.16 | -45.0332 | -49.8026 | 131.84 | 134.9667 | 130.1974 | 0.92387 | 0.86742 | 0.90507 | 0.92381 | 0.86745 | 0.9051 | 1.3346 | -119.4842 | 117.9053 | 1.3348 | -119.4873 | 117.9084
Line12_13_15 | 0 | 0 | 0 | 0 | 0 | 0 | 0 | 0 | 0 | 0 | 0 | 0 | -4.7515e-09 | -2.5534e-09 | 7.2959e-09 | 3.0862e-09 | 1.8057e-09 | -4.8829e-09 | -5.9757e-09 | 6.7243e-09 | -1.525e-09 | 4.0548e-09 | -4.4572e-09 | 9.0768e-10 | 0 | 0 | 0 | 0 | 0 | 0 | 0.92381 | 0.86745 | 0.9051 | 0.92381 | 0.86745 | 0.9051 | 1.3348 | -119.4873 | 117.9084 | 1.3348 | -119.4873 | 117.9084
Line13_13_14 | 0.00093057 | 0.00094962 | 0.0009627 | 0.00093059 | 0.00094963 | 0.00096271 | 0.00021491 | 0.00021931 | 0.00022233 | 0.00021491 | 0.00021931 | 0.00022233 | 0.00012895 | 5.0986e-05 | -0.00019662 | -0.00012894 | -5.0979e-05 | 0.00019663 | 0.00015095 | -0.00018328 | 4.283e-05 | -0.00015095 | 0.00018329 | -4.2821e-05 | -48.1601 | -45.0335 | -49.8026 | 131.8399 | 134.9665 | 130.1974 | 0.92381 | 0.86745 | 0.9051 | 0.92376 | 0.86748 | 0.90513 | 1.3348 | -119.4873 | 117.9084 | 1.3351 | -119.4905 | 117.9115
Line14_15_16 | 0 | 0 | 0 | 0 | 0 | 0 | 0 | 0 | 0 | 0 | 0 | 0 | -3.1677e-09 | -1.7022e-09 | 4.8639e-09 | 1.5024e-09 | 9.5453e-10 | -2.4509e-09 | -3.9838e-09 | 4.4828e-09 | -1.0167e-09 | 2.0629e-09 | -2.2158e-09 | 3.9934e-10 | 0 | 0 | 0 | 0 | 0 | 0 | 0.92381 | 0.86745 | 0.9051 | 0.92381 | 0.86745 | 0.9051 | 1.3348 | -119.4873 | 117.9084 | 1.3348 | -119.4873 | 117.9084
Line15_16_17 | 0 | 0 | 0 | 0 | 0 | 0 | 0 | 0 | 0 | 0 | 0 | 0 | -1.5838e-09 | -8.5112e-10 | 2.432e-09 | -8.1489e-11 | 1.0341e-10 | -1.8921e-11 | -1.9919e-09 | 2.2414e-09 | -5.0835e-10 | 7.1018e-11 | 2.5614e-11 | -1.0901e-10 | 0 | 0 | 0 | 0 | 0 | 0 | 0.92381 | 0.86745 | 0.9051 | 0.92381 | 0.86745 | 0.9051 | 1.3348 | -119.4873 | 117.9084 | 1.3348 | -119.4873 | 117.9084
Line16_4_18 | 0 | 0 | 0 | 0 | 0 | 0 | 0 | 0 | 0 | 0 | 0 | 0 | -1.583e-09 | -8.6261e-10 | 2.4426e-09 | -8.2059e-11 | 1.037e-10 | -1.8614e-11 | -2.0053e-09 | 2.2464e-09 | -5.0188e-10 | 7.0995e-11 | 2.6084e-11 | -1.0948e-10 | 0 | 0 | 0 | 0 | 0 | 0 | 0.92398 | 0.86736 | 0.905 | 0.92398 | 0.86736 | 0.905 | 1.3342 | -119.4779 | 117.8991 | 1.3342 | -119.4779 | 117.8991
Line17_5_19 | 0 | 0 | 0 | 0 | 0 | 0 | 0 | 0 | 0 | 0 | 0 | 0 | -1.5826e-09 | -8.6648e-10 | 2.4461e-09 | -8.225e-11 | 1.0379e-10 | -1.851e-11 | -2.0099e-09 | 2.248e-09 | -4.9969e-10 | 7.0986e-11 | 2.6242e-11 | -1.0964e-10 | 0 | 0 | 0 | 0 | 0 | 0 | 0.92403 | 0.86733 | 0.90497 | 0.92403 | 0.86733 | 0.90497 | 1.3339 | -119.4747 | 117.896 | 1.3339 | -119.4747 | 117.896
Line1_1_3 | 0.00093049 | 0.00094954 | 0.00096261 | 0.0009305 | 0.00094955 | 0.00096263 | 0.00021489 | 0.00021929 | 0.00022231 | 0.00021489 | 0.00021929 | 0.00022231 | 0.00012897 | 5.1013e-05 | -0.00019656 | -0.00012897 | -5.1006e-05 | 0.00019657 | 0.00015097 | -0.00018322 | 4.2863e-05 | -0.00015097 | 0.00018324 | -4.2854e-05 | -48.1599 | -45.033 | -49.8026 | 131.8401 | 134.9669 | 130.1975 | 0.92403 | 0.86733 | 0.90497 | 0.92398 | 0.86736 | 0.905 | 1.3339 | -119.4747 | 117.896 | 1.3342 | -119.4778 | 117.8991
Line2_1_4 | 0.00093517 | 0.00095435 | 0.00096758 | 0.00093518 | 0.00095436 | 0.00096759 | 0.00021597 | 0.0002204 | 0.00022345 | 0.00021597 | 0.0002204 | 0.00022346 | 0.00012889 | 5.2136e-05 | -0.00019778 | -0.00012888 | -5.2128e-05 | 0.00019779 | 0.00015236 | -0.00018391 | 4.2138e-05 | -0.00015235 | 0.00018392 | -4.213e-05 | -48.4363 | -45.3019 | -50.0766 | 131.5637 | 134.698 | 129.9235 | 0.92403 | 0.86733 | 0.90497 | 0.92398 | 0.86736 | 0.905 | 1.3339 | -119.4747 | 117.896 | 1.3342 | -119.4779 | 117.8991
Line3_1_5 | 0 | 0 | 0 | 0 | 0 | 0 | 0 | 0 | 0 | 0 | 0 | 0 | -3.1653e-09 | -1.733e-09 | 4.8922e-09 | 1.5004e-09 | 9.7027e-10 | -2.4646e-09 | -4.0197e-09 | 4.4961e-09 | -9.9938e-10 | 2.0808e-09 | -2.2218e-09 | 3.9005e-10 | 0 | 0 | 0 | 0 | 0 | 0 | 0.92403 | 0.86733 | 0.90497 | 0.92403 | 0.86733 | 0.90497 | 1.3339 | -119.4747 | 117.896 | 1.3339 | -119.4747 | 117.896
Line4_2_6 | 0.00090513 | 0.02734 | 0.028486 | 0.00090514 | 0.02734 | 0.028486 | 0.00020903 | 0.006314 | 0.0065787 | 0.00020903 | 0.006314 | 0.0065787 | 0.00012202 | 0.0039776 | 0.0040933 | -0.00012194 | -0.0039662 | -0.0040768 | 0.00014957 | 0.003736 | 0.0042943 | -0.00014948 | -0.00372 | -0.0042812 | -49.4559 | -162.7206 | 71.5509 | 130.5441 | 17.2795 | -108.4491 | 0.92343 | 0.86428 | 0.90179 | 0.92283 | 0.86123 | 0.89862 | 1.3361 | -119.5146 | 117.9239 | 1.3382 | -119.5548 | 117.9519
Line5_6_7 | 0.00090514 | 0.02734 | 0.028486 | 0.00090515 | 0.02734 | 0.028486 | 0.00020903 | 0.006314 | 0.0065787 | 0.00020904 | 0.006314 | 0.0065787 | 0.00012194 | 0.0039662 | 0.0040768 | -0.00012185 | -0.0039548 | -0.0040602 | 0.00014948 | 0.00372 | 0.0042812 | -0.00014939 | -0.0037041 | -0.004268 | -49.456 | -162.7205 | 71.5509 | 130.544 | 17.2795 | -108.4491 | 0.92283 | 0.86123 | 0.89862 | 0.92223 | 0.85818 | 0.89544 | 1.3382 | -119.5548 | 117.9519 | 1.3403 | -119.5953 | 117.9801
Line6_7_8 | 0 | 0.027927 | 0.02914 | 0 | 0.027927 | 0.02914 | 0 | 0.0064495 | 0.0067295 | 0 | 0.0064495 | 0.0067295 | -4.7381e-09 | 0.0039112 | 0.0042629 | 3.0818e-09 | -0.0038996 | -0.0042456 | -6.4675e-09 | 0.0039162 | 0.004259 | 4.3946e-09 | -0.0038996 | -0.0042456 | 0 | -164.6325 | 73.0062 | 0 | 15.3675 | -106.9938 | 0.92223 | 0.85818 | 0.89544 | 0.92168 | 0.85509 | 0.89222 | 1.3403 | -119.5953 | 117.9801 | 1.3422 | -119.6324 | 118.0061
Line7_8_9 | 0 | 0 | 0 | 0 | 0 | 0 | 0 | 0 | 0 | 0 | 0 | 0 | -1.5779e-09 | -1.0148e-09 | 2.5024e-09 | -7.4115e-11 | 1.4076e-10 | 2.3678e-11 | -2.1617e-09 | 2.2941e-09 | -4.1863e-10 | 7.1247e-11 | 1.8104e-11 | -1.0244e-10 | 0 | 0 | 0 | 0 | 0 | 0 | 0.92168 | 0.85509 | 0.89222 | 0.92168 | 0.85509 | 0.89222 | 1.3422 | -119.6324 | 118.0061 | 1.3422 | -119.6324 | 118.0061
Line8_8_10 | 0 | 0 | 0 | 0 | 0 | 0 | 0 | 0 | 0 | 0 | 0 | 0 | -1.5779e-09 | -1.0148e-09 | 2.5024e-09 | -7.4115e-11 | 1.4076e-10 | 2.3678e-11 | -2.1617e-09 | 2.2941e-09 | -4.1864e-10 | 7.1247e-11 | 1.8104e-11 | -1.0244e-10 | 0 | 0 | 0 | 0 | 0 | 0 | 0.92168 | 0.85509 | 0.89222 | 0.92168 | 0.85509 | 0.89222 | 1.3422 | -119.6324 | 118.0061 | 1.3422 | -119.6324 | 118.0061
Line9_3_11 | 0.0009305 | 0.00094955 | 0.00096263 | 0.00093051 | 0.00094956 | 0.00096264 | 0.00021489 | 0.00021929 | 0.00022231 | 0.00021489 | 0.00021929 | 0.00022231 | 0.00012897 | 5.1006e-05 | -0.00019657 | -0.00012896 | -5.0998e-05 | 0.00019659 | 0.00015097 | -0.00018324 | 4.2854e-05 | -0.00015096 | 0.00018325 | -4.2845e-05 | -48.1599 | -45.0331 | -49.8026 | 131.8401 | 134.9669 | 130.1975 | 0.92398 | 0.86736 | 0.905 | 0.92392 | 0.86739 | 0.90504 | 1.3342 | -119.4778 | 117.8991 | 1.3344 | -119.481 | 117.9022