## LLL_max_6
name | pf_ikss_from_ka | pf_ikss_to_ka | pf_ip_from_ka | pf_ip_to_ka | pf_skss_from_mw | pf_skss_to_mw | pf_p_from_mw | pf_p_to_mw | pf_q_from_mvar | pf_q_to_mvar | pf_ikss_from_degree | pf_ikss_to_degree | pf_vm_from_pu | pf_vm_to_pu | pf_va_from_degree | pf_va_to_degree
Line0_1_2 | 0 | 0 | 0 | 0 | 0 | 0 | 0 | 0 | 0 | 0 | 0 | 0 | 0.70184 | 0.70184 | -7.4193 | -7.4193
Line10_11_12 | 0 | 0 | 0 | 0 | 0 | 0 | 0 | 0 | 0 | 0 | 0 | 0 | 0.70184 | 0.70184 | -7.4193 | -7.4193
Line11_12_13 | 0 | 0 | 0 | 0 | 0 | 0 | 0 | 0 | 0 | 0 | 0 | 0 | 0.70184 | 0.70184 | -7.4193 | -7.4193
Line12_13_15 | 0 | 0 | 0 | 0 | 0 | 0 | 0 | 0 | 0 | 0 | 0 | 0 | 0.70184 | 0.70184 | -7.4193 | -7.4193
Line13_13_14 | 0 | 0 | 0 | 0 | 0 | 0 | 0 | 0 | 0 | 0 | 0 | 0 | 0.70184 | 0.70184 | -7.4193 | -7.4193
Line14_15_16 | 0 | 0 | 0 | 0 | 0 | 0 | 0 | 0 | 0 | 0 | 0 | 0 | 0.70184 | 0.70184 | -7.4193 | -7.4193
Line15_16_17 | 0 | 0 | 0 | 0 | 0 | 0 | 0 | 0 | 0 | 0 | 0 | 0 | 0.70184 | 0.70184 | -7.4193 | -7.4193
Line16_4_18 | 3.6243 | 3.6243 | 0 | 7.0007 | 2.511 | 2.511 | 0.39406 | -1e-07 | 0.78812 | -1e-07 | -70.8543 | 109.1457 | 0.35092 | 0 | -7.4193 | 0
Line17_5_19 | 0 | 0 | 0 | 0 | 0 | 0 | 0 | 0 | 0 | 0 | 0 | 0 | 0.70184 | 0.70184 | -7.4193 | -7.4193
Line1_1_3 | 0 | 0 | 0 | 0 | 0 | 0 | 0 | 0 | 0 | 0 | 0 | 0 | 0.70184 | 0.70184 | -7.4193 | -7.4193
Line2_1_4 | 3.6243 | 3.6243 | 0 | 0 | 2.511 | 2.511 | 0.78812 | -0.39406 | 1.5762 | -0.78812 | -70.8543 | 109.1457 | 0.70184 | 0.35092 | -7.4193 | -7.4193
Line3_1_5 | 0 | 0 | 0 | 0 | 0 | 0 | 0 | 0 | 0 | 0 | 0 | 0 | 0.70184 | 0.70184 | -7.4193 | -7.4193
Line4_2_6 | 0 | 0 | 0 | 0 | 0 | 0 | 0 | 0 | 0 | 0 | 0 | 0 | 0.70184 | 0.70184 | -7.4193 | -7.4193
Line5_6_7 | 0 | 0 | 0 | 0 | 0 | 0 | 0 | 0 | 0 | 0 | 0 | 0 | 0.70184 | 0.70184 | -7.4193 | -7.4193
Line6_7_8 | 0 | 0 | 0 | 0 | 0 | 0 | 0 | 0 | 0 | 0 | 0 | 0 | 0.70184 | 0.70184 | -7.4193 | -7.4193
Line7_8_9 | 0 | 0 | 0 | 0 | 0 | 0 | 0 | 0 | 0 | 0 | 0 | 0 | 0.70184 | 0.70184 | -7.4193 | -7.4193
Line8_8_10 | 0 | 0 | 0 | 0 | 0 | 0 | 0 | 0 | 0 | 0 | 0 | 0 | 0.70184 | 0.70184 | -7.4193 | -7.4193
Line9_3_11 | 0 | 0 | 0 | 0 | 0 | 0 | 0 | 0 | 0 | 0 | 0 | 0 | 0.70184 | 0.70184 | -7.4193 | -7.4193

## LLL_max_10
name | pf_ikss_from_ka | pf_ikss_to_ka | pf_ip_from_ka | pf_ip_to_ka | pf_skss_from_mw | pf_skss_to_mw | pf_p_from_mw | pf_p_to_mw | pf_q_from_mvar | pf_q_to_mvar | pf_ikss_from_degree | pf_ikss_to_degree | pf_vm_from_pu | pf_vm_to_pu | pf_va_from_degree | pf_va_to_degree
Line0_1_2 | 0 | 0 | 0 | 0 | 0 | 0 | 0 | 0 | 0 | 0 | 0 | 0 | 0.72372 | 0.72372 | -7.6495 | -7.6495
Line10_11_12 | 0 | 0 | 0 | 0 | 0 | 0 | 0 | 0 | 0 | 0 | 0 | 0 | 0.72372 | 0.72372 | -7.6495 | -7.6495
Line11_12_13 | 0 | 0 | 0 | 0 | 0 | 0 | 0 | 0 | 0 | 0 | 0 | 0 | 0.72372 | 0.72372 | -7.6495 | -7.6495
Line12_13_15 | 0 | 0 | 0 | 0 | 0 | 0 | 0 | 0 | 0 | 0 | 0 | 0 | 0.72372 | 0.72372 | -7.6495 | -7.6495
Line13_13_14 | 0 | 0 | 0 | 0 | 0 | 0 | 0 | 0 | 0 | 0 | 0 | 0 | 0.72372 | 0.72372 | -7.6495 | -7.6495
Line14_15_16 | 0 | 0 | 0 | 0 | 0 | 0 | 0 | 0 | 0 | 0 | 0 | 0 | 0.72372 | 0.72372 | -7.6495 | -7.6495
Line15_16_17 | 0 | 0 | 0 | 0 | 0 | 0 | 0 | 0 | 0 | 0 | 0 | 0 | 0.72372 | 0.72372 | -7.6495 | -7.6495
Line16_4_18 | 3.7373 | 3.7373 | 0 | 7.2438 | 2.5893 | 2.5893 | 0.41902 | -1e-07 | 0.83803 | -1e-07 | -71.0844 | 108.9156 | 0.36186 | 0 | -7.6495 | 0
Line17_5_19 | 0 | 0 | 0 | 0 | 0 | 0 | 0 | 0 | 0 | 0 | 0 | 0 | 0.72372 | 0.72372 | -7.6495 | -7.6495
Line1_1_3 | 0 | 0 | 0 | 0 | 0 | 0 | 0 | 0 | 0 | 0 | 0 | 0 | 0.72372 | 0.72372 | -7.6495 | -7.6495
Line2_1_4 | 3.7373 | 3.7373 | 0 | 0 | 2.5893 | 2.5893 | 0.83803 | -0.41902 | 1.6761 | -0.83803 | -71.0844 | 108.9156 | 0.72372 | 0.36186 | -7.6495 | -7.6495
Line3_1_5 | 0 | 0 | 0 | 0 | 0 | 0 | 0 | 0 | 0 | 0 | 0 | 0 | 0.72372 | 0.72372 | -7.6495 | -7.6495
Line4_2_6 | 0 | 0 | 0 | 0 | 0 | 0 | 0 | 0 | 0 | 0 | 0 | 0 | 0.72372 | 0.72372 | -7.6495 | -7.6495
Line5_6_7 | 0 | 0 | 0 | 0 | 0 | 0 | 0 | 0 | 0 | 0 | 0 | 0 | 0.72372 | 0.72372 | -7.6495 | -7.6495
Line6_7_8 | 0 | 0 | 0 | 0 | 0 | 0 | 0 | 0 | 0 | 0 | 0 | 0 | 0.72372 | 0.72372 | -7.6495 | -7.6495
Line7_8_9 | 0 | 0 | 0 | 0 | 0 | 0 | 0 | 0 | 0 | 0 | 0 | 0 | 0.72372 | 0.72372 | -7.6495 | -7.6495
Line8_8_10 | 0 | 0 | 0 | 0 | 0 | 0 | 0 | 0 | 0 | 0 | 0 | 0 | 0.72372 | 0.72372 | -7.6495 | -7.6495
Line9_3_11 | 0 | 0 | 0 | 0 | 0 | 0 | 0 | 0 | 0 | 0 | 0 | 0 | 0.72372 | 0.72372 | -7.6495 | -7.6495

## LLL_max_fault_6
name | pf_ikss_from_ka | pf_ikss_to_ka | pf_ip_from_ka | pf_ip_to_ka | pf_skss_from_mw | pf_skss_to_mw | pf_p_from_mw | pf_p_to_mw | pf_q_from_mvar | pf_q_to_mvar | pf_ikss_from_degree | pf_ikss_to_degree | pf_vm_from_pu | pf_vm_to_pu | pf_va_from_degree | pf_va_to_degree
Line0_1_2 | 0 | 0 | 0 | 0 | 0 | 0 | 0 | 0 | 0 | 0 | 0 | 0 | 1.0474 | 1.0474 | -0.12051 | -0.12051
Line10_11_12 | 0 | 0 | 0 | 0 | 0 | 0 | 0 | 0 | 0 | 0 | 0 | 0 | 1.0474 | 1.0474 | -0.12051 | -0.12051
Line11_12_13 | 0 | 0 | 0 | 0 | 0 | 0 | 0 | 0 | 0 | 0 | 0 | 0 | 1.0474 | 1.0474 | -0.12051 | -0.12051
Line12_13_15 | 0 | 0 | 0 | 0 | 0 | 0 | 0 | 0 | 0 | 0 | 0 | 0 | 1.0474 | 1.0474 | -0.12051 | -0.12051
Line13_13_14 | 0 | 0 | 0 | 0 | 0 | 0 | 0 | 0 | 0 | 0 | 0 | 0 | 1.0474 | 1.0474 | -0.12051 | -0.12051
Line14_15_16 | 0 | 0 | 0 | 0 | 0 | 0 | 0 | 0 | 0 | 0 | 0 | 0 | 1.0474 | 1.0474 | -0.12051 | -0.12051
Line15_16_17 | 0 | 0 | 0 | 0 | 0 | 0 | 0 | 0 | 0 | 0 | 0 | 0 | 1.0474 | 1.0474 | -0.12051 | -0.12051
Line16_4_18 | 0.034003 | 0.034003 | 0 | 0.065681 | 0.023558 | 0.023558 | 0.017378 | -0.017343 | 0.017412 | -0.017343 | -45.2344 | 134.7656 | 1.0442 | 1.0411 | -0.17729 | -0.23442
Line17_5_19 | 0 | 0 | 0 | 0 | 0 | 0 | 0 | 0 | 0 | 0 | 0 | 0 | 1.0474 | 1.0474 | -0.12051 | -0.12051
Line1_1_3 | 0 | 0 | 0 | 0 | 0 | 0 | 0 | 0 | 0 | 0 | 0 | 0 | 1.0474 | 1.0474 | -0.12051 | -0.12051
Line2_1_4 | 0.034003 | 0.034003 | 0 | 0 | 0.023558 | 0.023558 | 0.017412 | -0.017378 | 0.017482 | -0.017412 | -45.2344 | 134.7656 | 1.0474 | 1.0442 | -0.12051 | -0.17729
Line3_1_5 | 0 | 0 | 0 | 0 | 0 | 0 | 0 | 0 | 0 | 0 | 0 | 0 | 1.0474 | 1.0474 | -0.12051 | -0.12051
Line4_2_6 | 0 | 0 | 0 | 0 | 0 | 0 | 0 | 0 | 0 | 0 | 0 | 0 | 1.0474 | 1.0474 | -0.12051 | -0.12051
Line5_6_7 | 0 | 0 | 0 | 0 | 0 | 0 | 0 | 0 | 0 | 0 | 0 | 0 | 1.0474 | 1.0474 | -0.12051 | -0.12051
Line6_7_8 | 0 | 0 | 0 | 0 | 0 | 0 | 0 | 0 | 0 | 0 | 0 | 0 | 1.0474 | 1.0474 | -0.12051 | -0.12051
Line7_8_9 | 0 | 0 | 0 | 0 | 0 | 0 | 0 | 0 | 0 | 0 | 0 | 0 | 1.0474 | 1.0474 | -0.12051 | -0.12051
Line8_8_10 | 0 | 0 | 0 | 0 | 0 | 0 | 0 | 0 | 0 | 0 | 0 | 0 | 1.0474 | 1.0474 | -0.12051 | -0.12051
Line9_3_11 | 0 | 0 | 0 | 0 | 0 | 0 | 0 | 0 | 0 | 0 | 0 | 0 | 1.0474 | 1.0474 | -0.12051 | -0.12051

## LLL_max_fault_10
name | pf_ikss_from_ka | pf_ikss_to_ka | pf_ip_from_ka | pf_ip_to_ka | pf_skss_from_mw | pf_skss_to_mw | pf_p_from_mw | pf_p_to_mw | pf_q_from_mvar | pf_q_to_mvar | pf_ikss_from_degree | pf_ikss_to_degree | pf_vm_from_pu | pf_vm_to_pu | pf_va_from_degree | pf_va_to_degree
Line0_1_2 | 0 | 0 | 0 | 0 | 0 | 0 | 0 | 0 | 0 | 0 | 0 | 0 | 1.0971 | 1.0971 | -0.12619 | -0.12619
Line10_11_12 | 0 | 0 | 0 | 0 | 0 | 0 | 0 | 0 | 0 | 0 | 0 | 0 | 1.0971 | 1.0971 | -0.12619 | -0.12619
Line11_12_13 | 0 | 0 | 0 | 0 | 0 | 0 | 0 | 0 | 0 | 0 | 0 | 0 | 1.0971 | 1.0971 | -0.12619 | -0.12619
Line12_13_15 | 0 | 0 | 0 | 0 | 0 | 0 | 0 | 0 | 0 | 0 | 0 | 0 | 1.0971 | 1.0971 | -0.12619 | -0.12619
Line13_13_14 | 0 | 0 | 0 | 0 | 0 | 0 | 0 | 0 | 0 | 0 | 0 | 0 | 1.0971 | 1.0971 | -0.12619 | -0.12619
Line14_15_16 | 0 | 0 | 0 | 0 | 0 | 0 | 0 | 0 | 0 | 0 | 0 | 0 | 1.0971 | 1.0971 | -0.12619 | -0.12619
Line15_16_17 | 0 | 0 | 0 | 0 | 0 | 0 | 0 | 0 | 0 | 0 | 0 | 0 | 1.0971 | 1.0971 | -0.12619 | -0.12619
Line16_4_18 | 0.035618 | 0.035618 | 0 | 0.069037 | 0.024677 | 0.024677 | 0.019068 | -0.01903 | 0.019106 | -0.01903 | -45.2401 | 134.7599 | 1.0938 | 1.0906 | -0.18297 | -0.2401
Line17_5_19 | 0 | 0 | 0 | 0 | 0 | 0 | 0 | 0 | 0 | 0 | 0 | 0 | 1.0971 | 1.0971 | -0.12619 | -0.12619
Line1_1_3 | 0 | 0 | 0 | 0 | 0 | 0 | 0 | 0 | 0 | 0 | 0 | 0 | 1.0971 | 1.0971 | -0.12619 | -0.12619
Line2_1_4 | 0.035618 | 0.035618 | 0 | 0 | 0.024677 | 0.024677 | 0.019106 | -0.019068 | 0.019182 | -0.019106 | -45.2401 | 134.7599 | 1.0971 | 1.0938 | -0.12619 | -0.18297
Line3_1_5 | 0 | 0 | 0 | 0 | 0 | 0 | 0 | 0 | 0 | 0 | 0 | 0 | 1.0971 | 1.0971 | -0.12619 | -0.12619
Line4_2_6 | 0 | 0 | 0 | 0 | 0 | 0 | 0 | 0 | 0 | 0 | 0 | 0 | 1.0971 | 1.0971 | -0.12619 | -0.12619
Line5_6_7 | 0 | 0 | 0 | 0 | 0 | 0 | 0 | 0 | 0 | 0 | 0 | 0 | 1.0971 | 1.0971 | -0.12619 | -0.12619
Line6_7_8 | 0 | 0 | 0 | 0 | 0 | 0 | 0 | 0 | 0 | 0 | 0 | 0 | 1.0971 | 1.0971 | -0.12619 | -0.12619
Line7_8_9 | 0 | 0 | 0 | 0 | 0 | 0 | 0 | 0 | 0 | 0 | 0 | 0 | 1.0971 | 1.0971 | -0.12619 | -0.12619
Line8_8_10 | 0 | 0 | 0 | 0 | 0 | 0 | 0 | 0 | 0 | 0 | 0 | 0 | 1.0971 | 1.0971 | -0.12619 | -0.12619
Line9_3_11 | 0 | 0 | 0 | 0 | 0 | 0 | 0 | 0 | 0 | 0 | 0 | 0 | 1.0971 | 1.0971 | -0.12619 | -0.12619

## LLL_min_6
name | pf_ikss_from_ka | pf_ikss_to_ka | pf_ip_from_ka | pf_ip_to_ka | pf_skss_from_mw | pf_skss_to_mw | pf_p_from_mw | pf_p_to_mw | pf_q_from_mvar | pf_q_to_mvar | pf_ikss_from_degree | pf_ikss_to_degree | pf_vm_from_pu | pf_vm_to_pu | pf_va_from_degree | pf_va_to_degree
Line0_1_2 | 0 | 0 | 0 | 0 | 0 | 0 | 0 | 0 | 0 | 0 | 0 | 0 | 0.695 | 0.695 | -11.6026 | -11.6026
Line10_11_12 | 0 | 0 | 0 | 0 | 0 | 0 | 0 | 0 | 0 | 0 | 0 | 0 | 0.695 | 0.695 | -11.6026 | -11.6026
Line11_12_13 | 0 | 0 | 0 | 0 | 0 | 0 | 0 | 0 | 0 | 0 | 0 | 0 | 0.695 | 0.695 | -11.6026 | -11.6026
Line12_13_15 | 0 | 0 | 0 | 0 | 0 | 0 | 0 | 0 | 0 | 0 | 0 | 0 | 0.695 | 0.695 | -11.6026 | -11.6026
Line13_13_14 | 0 | 0 | 0 | 0 | 0 | 0 | 0 | 0 | 0 | 0 | 0 | 0 | 0.695 | 0.695 | -11.6026 | -11.6026
Line14_15_16 | 0 | 0 | 0 | 0 | 0 | 0 | 0 | 0 | 0 | 0 | 0 | 0 | 0.695 | 0.695 | -11.6026 | -11.6026
Line15_16_17 | 0 | 0 | 0 | 0 | 0 | 0 | 0 | 0 | 0 | 0 | 0 | 0 | 0.695 | 0.695 | -11.6026 | -11.6026
Line16_4_18 | 2.8946 | 2.8946 | 0 | 4.7808 | 2.0055 | 2.0055 | 0.48263 | -1e-07 | 0.50274 | -1e-07 | -57.7717 | 122.2283 | 0.3475 | 0 | -11.6026 | 0
Line17_5_19 | 0 | 0 | 0 | 0 | 0 | 0 | 0 | 0 | 0 | 0 | 0 | 0 | 0.695 | 0.695 | -11.6026 | -11.6026
Line1_1_3 | 0 | 0 | 0 | 0 | 0 | 0 | 0 | 0 | 0 | 0 | 0 | 0 | 0.695 | 0.695 | -11.6026 | -11.6026
Line2_1_4 | 2.8946 | 2.8946 | 0 | 0 | 2.0055 | 2.0055 | 0.96525 | -0.48263 | 1.0055 | -0.50274 | -57.7717 | 122.2283 | 0.695 | 0.3475 | -11.6026 | -11.6026
Line3_1_5 | 0 | 0 | 0 | 0 | 0 | 0 | 0 | 0 | 0 | 0 | 0 | 0 | 0.695 | 0.695 | -11.6026 | -11.6026
Line4_2_6 | 0 | 0 | 0 | 0 | 0 | 0 | 0 | 0 | 0 | 0 | 0 | 0 | 0.695 | 0.695 | -11.6026 | -11.6026
Line5_6_7 | 0 | 0 | 0 | 0 | 0 | 0 | 0 | 0 | 0 | 0 | 0 | 0 | 0.695 | 0.695 | -11.6026 | -11.6026
Line6_7_8 | 0 | 0 | 0 | 0 | 0 | 0 | 0 | 0 | 0 | 0 | 0 | 0 | 0.695 | 0.695 | -11.6026 | -11.6026
Line7_8_9 | 0 | 0 | 0 | 0 | 0 | 0 | 0 | 0 | 0 | 0 | 0 | 0 | 0.695 | 0.695 | -11.6026 | -11.6026
Line8_8_10 | 0 | 0 | 0 | 0 | 0 | 0 | 0 | 0 | 0 | 0 | 0 | 0 | 0.695 | 0.695 | -11.6026 | -11.6026
Line9_3_11 | 0 | 0 | 0 | 0 | 0 | 0 | 0 | 0 | 0 | 0 | 0 | 0 | 0.695 | 0.695 | -11.6026 | -11.6026

## LLL_min_10
name | pf_ikss_from_ka | pf_ikss_to_ka | pf_ip_from_ka | pf_ip_to_ka | pf_skss_from_mw | pf_skss_to_mw | pf_p_from_mw | pf_p_to_mw | pf_q_from_mvar | pf_q_to_mvar | pf_ikss_from_degree | pf_ikss_to_degree | pf_vm_from_pu | pf_vm_to_pu | pf_va_from_degree | pf_va_to_degree
Line0_1_2 | 0 | 0 | 0 | 0 | 0 | 0 | 0 | 0 | 0 | 0 | 0 | 0 | 0.65842 | 0.65842 | -11.6026 | -11.6026
Line10_11_12 | 0 | 0 | 0 | 0 | 0 | 0 | 0 | 0 | 0 | 0 | 0 | 0 | 0.65842 | 0.65842 | -11.6026 | -11.6026
Line11_12_13 | 0 | 0 | 0 | 0 | 0 | 0 | 0 | 0 | 0 | 0 | 0 | 0 | 0.65842 | 0.65842 | -11.6026 | -11.6026
Line12_13_15 | 0 | 0 | 0 | 0 | 0 | 0 | 0 | 0 | 0 | 0 | 0 | 0 | 0.65842 | 0.65842 | -11.6026 | -11.6026
Line13_13_14 | 0 | 0 | 0 | 0 | 0 | 0 | 0 | 0 | 0 | 0 | 0 | 0 | 0.65842 | 0.65842 | -11.6026 | -11.6026
Line14_15_16 | 0 | 0 | 0 | 0 | 0 | 0 | 0 | 0 | 0 | 0 | 0 | 0 | 0.65842 | 0.65842 | -11.6026 | -11.6026
Line15_16_17 | 0 | 0 | 0 | 0 | 0 | 0 | 0 | 0 | 0 | 0 | 0 | 0 | 0.65842 | 0.65842 | -11.6026 | -11.6026
Line16_4_18 | 2.7423 | 2.7423 | 0 | 4.5292 | 1.8999 | 1.8999 | 0.43316 | -1e-07 | 0.45121 | -1e-07 | -57.7717 | 122.2283 | 0.32921 | 0 | -11.6026 | 0
Line17_5_19 | 0 | 0 | 0 | 0 | 0 | 0 | 0 | 0 | 0 | 0 | 0 | 0 | 0.65842 | 0.65842 | -11.6026 | -11.6026
Line1_1_3 | 0 | 0 | 0 | 0 | 0 | 0 | 0 | 0 | 0 | 0 | 0 | 0 | 0.65842 | 0.65842 | -11.6026 | -11.6026
Line2_1_4 | 2.7423 | 2.7423 | 0 | 0 | 1.8999 | 1.8999 | 0.86632 | -0.43316 | 0.90242 | -0.45121 | -57.7717 | 122.2283 | 0.65842 | 0.32921 | -11.6026 | -11.6026
Line3_1_5 | 0 | 0 | 0 | 0 | 0 | 0 | 0 | 0 | 0 | 0 | 0 | 0 | 0.65842 | 0.65842 | -11.6026 | -11.6026
Line4_2_6 | 0 | 0 | 0 | 0 | 0 | 0 | 0 | 0 | 0 | 0 | 0 | 0 | 0.65842 | 0.65842 | -11.6026 | -11.6026
Line5_6_7 | 0 | 0 | 0 | 0 | 0 | 0 | 0 | 0 | 0 | 0 | 0 | 0 | 0.65842 | 0.65842 | -11.6026 | -11.6026
Line6_7_8 | 0 | 0 | 0 | 0 | 0 | 0 | 0 | 0 | 0 | 0 | 0 | 0 | 0.65842 | 0.65842 | -11.6026 | -11.6026
Line7_8_9 | 0 | 0 | 0 | 0 | 0 | 0 | 0 | 0 | 0 | 0 | 0 | 0 | 0.65842 | 0.65842 | -11.6026 | -11.6026
Line8_8_10 | 0 | 0 | 0 | 0 | 0 | 0 | 0 | 0 | 0 | 0 | 0 | 0 | 0.65842 | 0.65842 | -11.6026 | -11.6026
Line9_3_11 | 0 | 0 | 0 | 0 | 0 | 0 | 0 | 0 | 0 | 0 | 0 | 0 | 0.65842 | 0.65842 | -11.6026 | -11.6026

## LLL_min_fault_6
name | pf_ikss_from_ka | pf_ikss_to_ka | pf_ip_from_ka | pf_ip_to_ka | pf_skss_from_mw | pf_skss_to_mw | pf_p_from_mw | pf_p_to_mw | pf_q_from_mvar | pf_q_to_mvar | pf_ikss_from_degree | pf_ikss_to_degree | pf_vm_from_pu | pf_vm_to_pu | pf_va_from_degree | pf_va_to_degree
Line0_1_2 | 0 | 0 | 0 | 0 | 0 | 0 | 0 | 0 | 0 | 0 | 0 | 0 | 0.94754 | 0.94754 | -0.12527 | -0.12527
Line10_11_12 | 0 | 0 | 0 | 0 | 0 | 0 | 0 | 0 | 0 | 0 | 0 | 0 | 0.94754 | 0.94754 | -0.12527 | -0.12527
Line11_12_13 | 0 | 0 | 0 | 0 | 0 | 0 | 0 | 0 | 0 | 0 | 0 | 0 | 0.94754 | 0.94754 | -0.12527 | -0.12527
Line12_13_15 | 0 | 0 | 0 | 0 | 0 | 0 | 0 | 0 | 0 | 0 | 0 | 0 | 0.94754 | 0.94754 | -0.12527 | -0.12527
Line13_13_14 | 0 | 0 | 0 | 0 | 0 | 0 | 0 | 0 | 0 | 0 | 0 | 0 | 0.94754 | 0.94754 | -0.12527 | -0.12527
Line14_15_16 | 0 | 0 | 0 | 0 | 0 | 0 | 0 | 0 | 0 | 0 | 0 | 0 | 0.94754 | 0.94754 | -0.12527 | -0.12527
Line15_16_17 | 0 | 0 | 0 | 0 | 0 | 0 | 0 | 0 | 0 | 0 | 0 | 0 | 0.94754 | 0.94754 | -0.12527 | -0.12527
Line16_4_18 | 0.030706 | 0.030706 | 0 | 0.050714 | 0.021274 | 0.021274 | 0.014197 | -0.014143 | 0.014199 | -0.014143 | -45.1344 | 134.8656 | 0.94385 | 0.94017 | -0.1298 | -0.13436
Line17_5_19 | 0 | 0 | 0 | 0 | 0 | 0 | 0 | 0 | 0 | 0 | 0 | 0 | 0.94754 | 0.94754 | -0.12527 | -0.12527
Line1_1_3 | 0 | 0 | 0 | 0 | 0 | 0 | 0 | 0 | 0 | 0 | 0 | 0 | 0.94754 | 0.94754 | -0.12527 | -0.12527
Line2_1_4 | 0.030706 | 0.030706 | 0 | 0 | 0.021274 | 0.021274 | 0.014251 | -0.014197 | 0.014256 | -0.014199 | -45.1344 | 134.8656 | 0.94754 | 0.94385 | -0.12527 | -0.1298
Line3_1_5 | 0 | 0 | 0 | 0 | 0 | 0 | 0 | 0 | 0 | 0 | 0 | 0 | 0.94754 | 0.94754 | -0.12527 | -0.12527
Line4_2_6 | 0 | 0 | 0 | 0 | 0 | 0 | 0 | 0 | 0 | 0 | 0 | 0 | 0.94754 | 0.94754 | -0.12527 | -0.12527
Line5_6_7 | 0 | 0 | 0 | 0 | 0 | 0 | 0 | 0 | 0 | 0 | 0 | 0 | 0.94754 | 0.94754 | -0.12527 | -0.12527
Line6_7_8 | 0 | 0 | 0 | 0 | 0 | 0 | 0 | 0 | 0 | 0 | 0 | 0 | 0.94754 | 0.94754 | -0.12527 | -0.12527
Line7_8_9 | 0 | 0 | 0 | 0 | 0 | 0 | 0 | 0 | 0 | 0 | 0 | 0 | 0.94754 | 0.94754 | -0.12527 | -0.12527
Line8_8_10 | 0 | 0 | 0 | 0 | 0 | 0 | 0 | 0 | 0 | 0 | 0 | 0 | 0.94754 | 0.94754 | -0.12527 | -0.12527
Line9_3_11 | 0 | 0 | 0 | 0 | 0 | 0 | 0 | 0 | 0 | 0 | 0 | 0 | 0.94754 | 0.94754 | -0.12527 | -0.12527

## LLL_min_fault_10
name | pf_ikss_from_ka | pf_ikss_to_ka | pf_ip_from_ka | pf_ip_to_ka | pf_skss_from_mw | pf_skss_to_mw | pf_p_from_mw | pf_p_to_mw | pf_q_from_mvar | pf_q_to_mvar | pf_ikss_from_degree | pf_ikss_to_degree | pf_vm_from_pu | pf_vm_to_pu | pf_va_from_degree | pf_va_to_degree
Line0_1_2 | 0 | 0 | 0 | 0 | 0 | 0 | 0 | 0 | 0 | 0 | 0 | 0 | 0.89767 | 0.89767 | -0.12527 | -0.12527
Line10_11_12 | 0 | 0 | 0 | 0 | 0 | 0 | 0 | 0 | 0 | 0 | 0 | 0 | 0.89767 | 0.89767 | -0.12527 | -0.12527
Line11_12_13 | 0 | 0 | 0 | 0 | 0 | 0 | 0 | 0 | 0 | 0 | 0 | 0 | 0.89767 | 0.89767 | -0.12527 | -0.12527
Line12_13_15 | 0 | 0 | 0 | 0 | 0 | 0 | 0 | 0 | 0 | 0 | 0 | 0 | 0.89767 | 0.89767 | -0.12527 | -0.12527
Line13_13_14 | 0 | 0 | 0 | 0 | 0 | 0 | 0 | 0 | 0 | 0 | 0 | 0 | 0.89767 | 0.89767 | -0.12527 | -0.12527
Line14_15_16 | 0 | 0 | 0 | 0 | 0 | 0 | 0 | 0 | 0 | 0 | 0 | 0 | 0.89767 | 0.89767 | -0.12527 | -0.12527
Line15_16_17 | 0 | 0 | 0 | 0 | 0 | 0 | 0 | 0 | 0 | 0 | 0 | 0 | 0.89767 | 0.89767 | -0.12527 | -0.12527
Line16_4_18 | 0.02909 | 0.02909 | 0 | 0.048045 | 0.020154 | 0.020154 | 0.012742 | -0.012693 | 0.012744 | -0.012693 | -45.1344 | 134.8656 | 0.89418 | 0.89069 | -0.1298 | -0.13436
Line17_5_19 | 0 | 0 | 0 | 0 | 0 | 0 | 0 | 0 | 0 | 0 | 0 | 0 | 0.89767 | 0.89767 | -0.12527 | -0.12527
Line1_1_3 | 0 | 0 | 0 | 0 | 0 | 0 | 0 | 0 | 0 | 0 | 0 | 0 | 0.89767 | 0.89767 | -0.12527 | -0.12527
Line2_1_4 | 0.02909 | 0.02909 | 0 | 0 | 0.020154 | 0.020154 | 0.012791 | -0.012742 | 0.012795 | -0.012744 | -45.1344 | 134.8656 | 0.89767 | 0.89418 | -0.12527 | -0.1298
Line3_1_5 | 0 | 0 | 0 | 0 | 0 | 0 | 0 | 0 | 0 | 0 | 0 | 0 | 0.89767 | 0.89767 | -0.12527 | -0.12527
Line4_2_6 | 0 | 0 | 0 | 0 | 0 | 0 | 0 | 0 | 0 | 0 | 0 | 0 | 0.89767 | 0.89767 | -0.12527 | -0.12527
Line5_6_7 | 0 | 0 | 0 | 0 | 0 | 0 | 0 | 0 | 0 | 0 | 0 | 0 | 0.89767 | 0.89767 | -0.12527 | -0.12527
Line6_7_8 | 0 | 0 | 0 | 0 | 0 | 0 | 0 | 0 | 0 | 0 | 0 | 0 | 0.89767 | 0.89767 | -0.12527 | -0.12527
Line7_8_9 | 0 | 0 | 0 | 0 | 0 | 0 | 0 | 0 | 0 | 0 | 0 | 0 | 0.89767 | 0.89767 | -0.12527 | -0.12527
Line8_8_10 | 0 | 0 | 0 | 0 | 0 | 0 | 0 | 0 | 0 | 0 | 0 | 0 | 0.89767 | 0.89767 | -0.12527 | -0.12527
Line9_3_11 | 0 | 0 | 0 | 0 | 0 | 0 | 0 | 0 | 0 | 0 | 0 | 0 | 0.89767 | 0.89767 | -0.12527 | -0.12527

## LL_max_6
name | pf_ikss_a_from_ka | pf_ikss_b_from_ka | pf_ikss_c_from_ka | pf_ikss_a_to_ka | pf_ikss_b_to_ka | pf_ikss_c_to_ka | pf_skss_a_from_mw | pf_skss_b_from_mw | pf_skss_c_from_mw | pf_skss_a_to_mw | pf_skss_b_to_mw | pf_skss_c_to_mw | pf_p_a_from_mw | pf_p_b_from_mw | pf_p_c_from_mw | pf_p_a_to_mw | pf_p_b_to_mw | pf_p_c_to_mw | pf_q_a_from_mvar | pf_q_b_from_mvar | pf_q_c_from_mvar | pf_q_a_to_mvar | pf_q_b_to_mvar | pf_q_c_to_mvar | pf_ikss_a_from_degree | pf_ikss_b_from_degree | pf_ikss_c_from_degree | pf_ikss_a_to_degree | pf_ikss_b_to_degree | pf_ikss_c_to_degree | pf_vm_a_from_pu | pf_vm_b_from_pu | pf_vm_c_from_pu | pf_vm_a_to_pu | pf_vm_b_to_pu | pf_vm_c_to_pu | pf_va_a_from_degree | pf_va_b_from_degree | pf_va_c_from_degree | pf_va_a_to_degree | pf_va_b_to_degree | pf_va_c_to_degree
Line0_1_2 | 0 | 0 | 0 | 0 | 0 | 0 | 0 | 0 | 0 | 0 | 0 | 0 | 3.4972e-16 | -3.0235e-09 | -4.8365e-09 | -3.4972e-16 | 3.0235e-09 | 4.8365e-09 | 7.7716e-17 | 5.1114e-09 | -1.9712e-09 | -5.8287e-17 | -5.1114e-09 | 1.9712e-09 | 0 | 0 | 0 | 0 | 0 | 0 | 1.05 | 0.85292 | 0.7501 | 1.05 | 0.85292 | 0.7501 | 2.098e-13 | -135.0364 | 126.5322 | 2.0489e-13 | -135.0364 | 126.5322
Line10_11_12 | 0 | 0 | 0 | 0 | 0 | 0 | 0 | 0 | 0 | 0 | 0 | 0 | 5.4401e-16 | -3.0235e-09 | -4.8365e-09 | -5.4401e-16 | 3.0235e-09 | 4.8365e-09 | 1.9429e-17 | 5.1114e-09 | -1.9712e-09 | -1.7041e-30 | -5.1114e-09 | 1.9712e-09 | 0 | 0 | 0 | 0 | 0 | 0 | 1.05 | 0.85292 | 0.7501 | 1.05 | 0.85292 | 0.7501 | 1.8874e-13 | -135.0364 | 126.5322 | 1.7947e-13 | -135.0364 | 126.5322
Line11_12_13 | 0 | 0 | 0 | 0 | 0 | 0 | 0 | 0 | 0 | 0 | 0 | 0 | 3.8858e-16 | -2.5196e-09 | -4.0305e-09 | -3.4972e-16 | 2.5196e-09 | 4.0305e-09 | 1.2172e-30 | 4.2595e-09 | -1.6426e-09 | 1.9429e-17 | -4.2595e-09 | 1.6426e-09 | 0 | 0 | 0 | 0 | 0 | 0 | 1.05 | 0.85292 | 0.7501 | 1.05 | 0.85292 | 0.7501 | 1.7947e-13 | -135.0364 | 126.5322 | 1.7227e-13 | -135.0364 | 126.5322
Line12_13_15 | 0 | 0 | 0 | 0 | 0 | 0 | 0 | 0 | 0 | 0 | 0 | 0 | 2.3315e-16 | -1.5118e-09 | -2.4183e-09 | -1.9429e-16 | 1.5118e-09 | 2.4183e-09 | 5.8287e-17 | 2.5557e-09 | -9.8558e-10 | -7.7716e-17 | -2.5557e-09 | 9.8558e-10 | 0 | 0 | 0 | 0 | 0 | 0 | 1.05 | 0.85292 | 0.7501 | 1.05 | 0.85292 | 0.7501 | 1.7227e-13 | -135.0364 | 126.5322 | 1.6874e-13 | -135.0364 | 126.5322
Line13_13_14 | 0 | 0 | 0 | 0 | 0 | 0 | 0 | 0 | 0 | 0 | 0 | 0 | -7.7716e-17 | -5.0392e-10 | -8.0609e-10 | 3.8858e-17 | 5.0392e-10 | 8.0609e-10 | 1.9429e-17 | 8.5191e-10 | -3.2853e-10 | -3.8858e-17 | -8.5191e-10 | 3.2853e-10 | 0 | 0 | 0 | 0 | 0 | 0 | 1.05 | 0.85292 | 0.7501 | 1.05 | 0.85292 | 0.7501 | 1.7227e-13 | -135.0364 | 126.5322 | 1.7122e-13 | -135.0364 | 126.5322
Line14_15_16 | 0 | 0 | 0 | 0 | 0 | 0 | 0 | 0 | 0 | 0 | 0 | 0 | 7.7716e-17 | -1.0078e-09 | -1.6122e-09 | -1.1657e-16 | 1.0078e-09 | 1.6122e-09 | 1.9429e-17 | 1.7038e-09 | -6.5706e-10 | -5.8287e-17 | -1.7038e-09 | 6.5706e-10 | 0 | 0 | 0 | 0 | 0 | 0 | 1.05 | 0.85292 | 0.7501 | 1.05 | 0.85292 | 0.7501 | 1.6874e-13 | -135.0364 | 126.5322 | 1.6696e-13 | -135.0364 | 126.5322
Line15_16_17 | 0 | 0 | 0 | 0 | 0 | 0 | 0 | 0 | 0 | 0 | 0 | 0 | 3.8858e-17 | -5.0392e-10 | -8.0609e-10 | 3.8858e-17 | 5.0392e-10 | 8.0609e-10 | -3.8858e-17 | 8.5191e-10 | -3.2853e-10 | 1.9429e-17 | -8.5191e-10 | 3.2853e-10 | 0 | 0 | 0 | 0 | 0 | 0 | 1.05 | 0.85292 | 0.7501 | 1.05 | 0.85292 | 0.7501 | 1.6696e-13 | -135.0364 | 126.5322 | 1.6644e-13 | -135.0364 | 126.5322
Line16_4_18 | 0 | 3.1387 | 3.1387 | 0 | 3.1387 | 3.1387 | 0 | 0.72485 | 0.72485 | 0 | 0.72485 | 0.72485 | -1.5543e-16 | 0.45801 | -0.26098 | 1.5543e-16 | -0.3595 | 0.3595 | -5.5523e-31 | 0.072221 | 0.32184 | 5.4942e-31 | 0.12481 | -0.12481 | 0 | -160.8543 | 19.1457 | 0 | 19.1457 | -160.8543 | 1.05 | 0.63968 | 0.57164 | 1.05 | 0.525 | 0.525 | 2.0467e-13 | -151.8935 | 148.1848 | 2.0253e-13 | 180 | -180
Line17_5_19 | 0 | 0 | 0 | 0 | 0 | 0 | 0 | 0 | 0 | 0 | 0 | 0 | -1.1657e-16 | -5.0392e-10 | -8.0609e-10 | 1.5543e-16 | 5.0392e-10 | 8.0609e-10 | 1.9429e-17 | 8.5191e-10 | -3.2853e-10 | -3.8858e-17 | -8.5191e-10 | 3.2853e-10 | 0 | 0 | 0 | 0 | 0 | 0 | 1.05 | 0.85292 | 0.7501 | 1.05 | 0.85292 | 0.7501 | 2.0842e-13 | -135.0364 | 126.5322 | 2.079e-13 | -135.0364 | 126.5322
Line1_1_3 | 0 | 0 | 0 | 0 | 0 | 0 | 0 | 0 | 0 | 0 | 0 | 0 | 7.383e-16 | -4.0313e-09 | -6.4487e-09 | -7.383e-16 | 4.0313e-09 | 6.4487e-09 | 1.1657e-16 | 6.8153e-09 | -2.6282e-09 | -9.7145e-17 | -6.8153e-09 | 2.6282e-09 | 0 | 0 | 0 | 0 | 0 | 0 | 1.05 | 0.85292 | 0.7501 | 1.05 | 0.85292 | 0.7501 | 2.098e-13 | -135.0364 | 126.5322 | 1.9922e-13 | -135.0364 | 126.5322
Line2_1_4 | 0 | 3.1387 | 3.1387 | 0 | 3.1387 | 3.1387 | 0 | 0.72485 | 0.72485 | 0 | 0.72485 | 0.72485 | 3.1086e-16 | 0.55653 | -0.16247 | -3.1086e-16 | -0.45801 | 0.26098 | -1.1657e-16 | 0.26925 | 0.51887 | 7.7716e-17 | -0.072221 | -0.32184 | 0 | -160.8543 | 19.1457 | 0 | 19.1457 | -160.8543 | 1.05 | 0.85292 | 0.7501 | 1.05 | 0.63968 | 0.57164 | 2.098e-13 | -135.0364 | 126.5322 | 2.0467e-13 | -151.8935 | 148.1848
Line3_1_5 | 0 | 0 | 0 | 0 | 0 | 0 | 0 | 0 | 0 | 0 | 0 | 0 | 1.5543e-16 | -1.0078e-09 | -1.6122e-09 | -1.1657e-16 | 1.0078e-09 | 1.6122e-09 | 1.9429e-17 | 1.7038e-09 | -6.5706e-10 | -4.2405e-31 | -1.7038e-09 | 6.5706e-10 | 0 | 0 | 0 | 0 | 0 | 0 | 1.05 | 0.85292 | 0.7501 | 1.05 | 0.85292 | 0.7501 | 2.098e-13 | -135.0364 | 126.5322 | 2.0842e-13 | -135.0364 | 126.5322
Line4_2_6 | 0 | 0 | 0 | 0 | 0 | 0 | 0 | 0 | 0 | 0 | 0 | 0 | 2.3315e-16 | -2.5196e-09 | -4.0305e-09 | -2.3315e-16 | 2.5196e-09 | 4.0305e-09 | 8.3375e-31 | 4.2595e-09 | -1.6426e-09 | -1.9429e-17 | -4.2595e-09 | 1.6426e-09 | 0 | 0 | 0 | 0 | 0 | 0 | 1.05 | 0.85292 | 0.7501 | 1.05 | 0.85292 | 0.7501 | 2.0489e-13 | -135.0364 | 126.5322 | 2.0022e-13 | -135.0364 | 126.5322
Line5_6_7 | 0 | 0 | 0 | 0 | 0 | 0 | 0 | 0 | 0 | 0 | 0 | 0 | 2.72e-16 | -2.0157e-09 | -3.2244e-09 | -2.3315e-16 | 2.0157e-09 | 3.2244e-09 | 9.5053e-31 | 3.4076e-09 | -1.3141e-09 | 1.9429e-17 | -3.4076e-09 | 1.3141e-09 | 0 | 0 | 0 | 0 | 0 | 0 | 1.05 | 0.85292 | 0.7501 | 1.05 | 0.85292 | 0.7501 | 2.0022e-13 | -135.0364 | 126.5322 | 1.9631e-13 | -135.0364 | 126.5322
Line6_7_8 | 0 | 0 | 0 | 0 | 0 | 0 | 0 | 0 | 0 | 0 | 0 | 0 | 1.1657e-16 | -1.5118e-09 | -2.4183e-09 | -7.7716e-17 | 1.5118e-09 | 2.4183e-09 | 1.9429e-17 | 2.5557e-09 | -9.8558e-10 | -1.9429e-17 | -2.5557e-09 | 9.8558e-10 | 0 | 0 | 0 | 0 | 0 | 0 | 1.05 | 0.85292 | 0.7501 | 1.05 | 0.85292 | 0.7501 | 1.9631e-13 | -135.0364 | 126.5322 | 1.939e-13 | -135.0364 | 126.5322
Line7_8_9 | 0 | 0 | 0 | 0 | 0 | 0 | 0 | 0 | 0 | 0 | 0 | 0 | -3.8858e-17 | -5.0392e-10 | -8.0609e-10 | 3.8858e-17 | 5.0392e-10 | 8.0609e-10 | -1.315e-31 | 8.5191e-10 | -3.2853e-10 | -1.9429e-17 | -8.5191e-10 | 3.2853e-10 | 0 | 0 | 0 | 0 | 0 | 0 | 1.05 | 0.85292 | 0.7501 | 1.05 | 0.85292 | 0.7501 | 1.939e-13 | -135.0364 | 126.5322 | 1.9285e-13 | -135.0364 | 126.5322
Line8_8_10 | 0 | 0 | 0 | 0 | 0 | 0 | 0 | 0 | 0 | 0 | 0 | 0 | 7.7716e-17 | -5.0392e-10 | -8.0609e-10 | -3.8858e-17 | 5.0392e-10 | 8.0609e-10 | 2.63e-31 | 8.5191e-10 | -3.2853e-10 | 1.9429e-17 | -8.5191e-10 | 3.2853e-10 | 0 | 0 | 0 | 0 | 0 | 0 | 1.05 | 0.85292 | 0.7501 | 1.05 | 0.85292 | 0.7501 | 1.939e-13 | -135.0364 | 126.5322 | 1.9245e-13 | -135.0364 | 126.5322
Line9_3_11 | 0 | 0 | 0 | 0 | 0 | 0 | 0 | 0 | 0 | 0 | 0 | 0 | 5.8287e-16 | -3.5274e-09 | -5.6426e-09 | -5.8287e-16 | 3.5274e-09 | 5.6426e-09 | 9.7145e-17 | 5.9633e-09 | -2.2997e-09 | -9.7145e-17 | -5.9633e-09 | 2.2997e-09 | 0 | 0 | 0 | 0 | 0 | 0 | 1.05 | 0.85292 | 0.7501 | 1.05 | 0.85292 | 0.7501 | 1.9922e-13 | -135.0364 | 126.5322 | 1.8874e-13 | -135.0364 | 126.5322

## LL_max_10
name | pf_ikss_a_from_ka | pf_ikss_b_from_ka | pf_ikss_c_from_ka | pf_ikss_a_to_ka | pf_ikss_b_to_ka | pf_ikss_c_to_ka | pf_skss_a_from_mw | pf_skss_b_from_mw | pf_skss_c_from_mw | pf_skss_a_to_mw | pf_skss_b_to_mw | pf_skss_c_to_mw | pf_p_a_from_mw | pf_p_b_from_mw | pf_p_c_from_mw | pf_p_a_to_mw | pf_p_b_to_mw | pf_p_c_to_mw | pf_q_a_from_mvar | pf_q_b_from_mvar | pf_q_c_from_mvar | pf_q_a_to_mvar | pf_q_b_to_mvar | pf_q_c_to_mvar | pf_ikss_a_from_degree | pf_ikss_b_from_degree | pf_ikss_c_from_degree | pf_ikss_a_to_degree | pf_ikss_b_to_degree | pf_ikss_c_to_degree | pf_vm_a_from_pu | pf_vm_b_from_pu | pf_vm_c_from_pu | pf_vm_a_to_pu | pf_vm_b_to_pu | pf_vm_c_to_pu | pf_va_a_from_degree | pf_va_b_from_degree | pf_va_c_from_degree | pf_va_a_to_degree | pf_va_b_to_degree | pf_va_c_to_degree
Line0_1_2 | 0 | 0 | 0 | 0 | 0 | 0 | 0 | 0 | 0 | 0 | 0 | 0 | 5.2921e-16 | -3.3669e-09 | -5.3859e-09 | -5.2921e-16 | 3.3669e-09 | 5.3859e-09 | -4.0708e-17 | 5.759e-09 | -2.262e-09 | 8.1416e-17 | -5.759e-09 | 2.262e-09 | 0 | 0 | 0 | 0 | 0 | 0 | 1.1 | 0.88719 | 0.77689 | 1.1 | 0.88719 | 0.77689 | 2.0201e-13 | -135.5593 | 126.9102 | 1.9548e-13 | -135.5593 | 126.9102
Line10_11_12 | 0 | 0 | 0 | 0 | 0 | 0 | 0 | 0 | 0 | 0 | 0 | 0 | 4.885e-16 | -3.3669e-09 | -5.3859e-09 | -4.885e-16 | 3.3669e-09 | 5.3859e-09 | 4.0708e-17 | 5.759e-09 | -2.262e-09 | -8.1416e-17 | -5.759e-09 | 2.262e-09 | 0 | 0 | 0 | 0 | 0 | 0 | 1.1 | 0.88719 | 0.77689 | 1.1 | 0.88719 | 0.77689 | 1.7861e-13 | -135.5593 | 126.9102 | 1.6905e-13 | -135.5593 | 126.9102
Line11_12_13 | 0 | 0 | 0 | 0 | 0 | 0 | 0 | 0 | 0 | 0 | 0 | 0 | 4.4779e-16 | -2.8058e-09 | -4.4883e-09 | -4.885e-16 | 2.8058e-09 | 4.4883e-09 | -4.0708e-17 | 4.7992e-09 | -1.885e-09 | -1.378e-30 | -4.7992e-09 | 1.885e-09 | 0 | 0 | 0 | 0 | 0 | 0 | 1.1 | 0.88719 | 0.77689 | 1.1 | 0.88719 | 0.77689 | 1.6905e-13 | -135.5593 | 126.9102 | 1.6163e-13 | -135.5593 | 126.9102
Line12_13_15 | 0 | 0 | 0 | 0 | 0 | 0 | 0 | 0 | 0 | 0 | 0 | 0 | 2.4425e-16 | -1.6835e-09 | -2.693e-09 | -2.4425e-16 | 1.6835e-09 | 2.693e-09 | 8.1416e-17 | 2.8795e-09 | -1.131e-09 | -8.1416e-17 | -2.8795e-09 | 1.131e-09 | 0 | 0 | 0 | 0 | 0 | 0 | 1.1 | 0.88719 | 0.77689 | 1.1 | 0.88719 | 0.77689 | 1.6163e-13 | -135.5593 | 126.9102 | 1.5799e-13 | -135.5593 | 126.9102
Line13_13_14 | 0 | 0 | 0 | 0 | 0 | 0 | 0 | 0 | 0 | 0 | 0 | 0 | 8.1416e-17 | -5.6115e-10 | -8.9765e-10 | -8.1416e-17 | 5.6115e-10 | 8.9765e-10 | -4.0708e-17 | 9.5983e-10 | -3.77e-10 | 4.0708e-17 | -9.5983e-10 | 3.77e-10 | 0 | 0 | 0 | 0 | 0 | 0 | 1.1 | 0.88719 | 0.77689 | 1.1 | 0.88719 | 0.77689 | 1.6163e-13 | -135.5593 | 126.9102 | 1.6055e-13 | -135.5593 | 126.9102
Line14_15_16 | 0 | 0 | 0 | 0 | 0 | 0 | 0 | 0 | 0 | 0 | 0 | 0 | 1.2212e-16 | -1.1223e-09 | -1.7953e-09 | -1.6283e-16 | 1.1223e-09 | 1.7953e-09 | 3.3675e-31 | 1.9197e-09 | -7.5399e-10 | -4.0708e-17 | -1.9197e-09 | 7.5399e-10 | 0 | 0 | 0 | 0 | 0 | 0 | 1.1 | 0.88719 | 0.77689 | 1.1 | 0.88719 | 0.77689 | 1.5799e-13 | -135.5593 | 126.9102 | 1.5615e-13 | -135.5593 | 126.9102
Line15_16_17 | 0 | 0 | 0 | 0 | 0 | 0 | 0 | 0 | 0 | 0 | 0 | 0 | -8.1416e-17 | -5.6115e-10 | -8.9765e-10 | 4.0708e-17 | 5.6115e-10 | 8.9765e-10 | -4.0708e-17 | 9.5983e-10 | -3.77e-10 | -8.1416e-17 | -9.5983e-10 | 3.77e-10 | 0 | 0 | 0 | 0 | 0 | 0 | 1.1 | 0.88719 | 0.77689 | 1.1 | 0.88719 | 0.77689 | 1.5615e-13 | -135.5593 | 126.9102 | 1.5562e-13 | -135.5593 | 126.9102
Line16_4_18 | 0 | 3.2366 | 3.2366 | 0 | 3.2366 | 3.2366 | 0 | 0.74746 | 0.74746 | 0 | 0.74746 | 0.74746 | -1.6283e-16 | 0.49365 | -0.28415 | -1.6283e-16 | -0.3889 | 0.3889 | -8.1416e-17 | 0.07624 | 0.34278 | 8.1416e-17 | 0.13327 | -0.13327 | 0 | -161.0844 | 18.9156 | 0 | 18.9156 | -161.0844 | 1.1 | 0.66828 | 0.59567 | 1.1 | 0.55 | 0.55 | 1.9731e-13 | -152.305 | 148.5727 | 1.9524e-13 | 180 | -180
Line17_5_19 | 0 | 0 | 0 | 0 | 0 | 0 | 0 | 0 | 0 | 0 | 0 | 0 | 4.0708e-17 | -5.6115e-10 | -8.9765e-10 | -1.4191e-31 | 5.6115e-10 | 8.9765e-10 | -4.0708e-17 | 9.5983e-10 | -3.77e-10 | 4.0708e-17 | -9.5983e-10 | 3.77e-10 | 0 | 0 | 0 | 0 | 0 | 0 | 1.1 | 0.88719 | 0.77689 | 1.1 | 0.88719 | 0.77689 | 2.0027e-13 | -135.5593 | 126.9102 | 1.9974e-13 | -135.5593 | 126.9102
Line1_1_3 | 0 | 0 | 0 | 0 | 0 | 0 | 0 | 0 | 0 | 0 | 0 | 0 | 8.5487e-16 | -4.4892e-09 | -7.1812e-09 | -8.5487e-16 | 4.4892e-09 | 7.1812e-09 | 1.6283e-16 | 7.6787e-09 | -3.016e-09 | -1.2212e-16 | -7.6787e-09 | 3.016e-09 | 0 | 0 | 0 | 0 | 0 | 0 | 1.1 | 0.88719 | 0.77689 | 1.1 | 0.88719 | 0.77689 | 2.0201e-13 | -135.5593 | 126.9102 | 1.8942e-13 | -135.5593 | 126.9102
Line2_1_4 | 0 | 3.2366 | 3.2366 | 0 | 3.2366 | 3.2366 | 0 | 0.74746 | 0.74746 | 0 | 0.74746 | 0.74746 | 1.6283e-16 | 0.59841 | -0.17939 | -1.6283e-16 | -0.49365 | 0.28415 | 4.0708e-17 | 0.28575 | 0.55229 | -5.6076e-31 | -0.07624 | -0.34278 | 0 | -161.0844 | 18.9156 | 0 | 18.9156 | -161.0844 | 1.1 | 0.88719 | 0.77689 | 1.1 | 0.66828 | 0.59567 | 2.0201e-13 | -135.5593 | 126.9102 | 1.9731e-13 | -152.305 | 148.5727
Line3_1_5 | 0 | 0 | 0 | 0 | 0 | 0 | 0 | 0 | 0 | 0 | 0 | 0 | 1.2212e-16 | -1.1223e-09 | -1.7953e-09 | -1.2212e-16 | 1.1223e-09 | 1.7953e-09 | 4.0708e-17 | 1.9197e-09 | -7.5399e-10 | 4.0708e-17 | -1.9197e-09 | 7.54e-10 | 0 | 0 | 0 | 0 | 0 | 0 | 1.1 | 0.88719 | 0.77689 | 1.1 | 0.88719 | 0.77689 | 2.0201e-13 | -135.5593 | 126.9102 | 2.0027e-13 | -135.5593 | 126.9102
Line4_2_6 | 0 | 0 | 0 | 0 | 0 | 0 | 0 | 0 | 0 | 0 | 0 | 0 | 2.0354e-16 | -2.8058e-09 | -4.4883e-09 | -2.0354e-16 | 2.8058e-09 | 4.4883e-09 | 8.1416e-17 | 4.7992e-09 | -1.885e-09 | -8.1416e-17 | -4.7992e-09 | 1.885e-09 | 0 | 0 | 0 | 0 | 0 | 0 | 1.1 | 0.88719 | 0.77689 | 1.1 | 0.88719 | 0.77689 | 1.9548e-13 | -135.5593 | 126.9102 | 1.9111e-13 | -135.5593 | 126.9102
Line5_6_7 | 0 | 0 | 0 | 0 | 0 | 0 | 0 | 0 | 0 | 0 | 0 | 0 | 2.8496e-16 | -2.2446e-09 | -3.5906e-09 | -2.4425e-16 | 2.2446e-09 | 3.5906e-09 | -1.2212e-16 | 3.8393e-09 | -1.508e-09 | 1.2212e-16 | -3.8393e-09 | 1.508e-09 | 0 | 0 | 0 | 0 | 0 | 0 | 1.1 | 0.88719 | 0.77689 | 1.1 | 0.88719 | 0.77689 | 1.9111e-13 | -135.5593 | 126.9102 | 1.8834e-13 | -135.5593 | 126.9102
Line6_7_8 | 0 | 0 | 0 | 0 | 0 | 0 | 0 | 0 | 0 | 0 | 0 | 0 | 4.0708e-17 | -1.6835e-09 | -2.693e-09 | -4.0708e-17 | 1.6835e-09 | 2.693e-09 | 1.3381e-31 | 2.8795e-09 | -1.131e-09 | -4.0708e-17 | -2.8795e-09 | 1.131e-09 | 0 | 0 | 0 | 0 | 0 | 0 | 1.1 | 0.88719 | 0.77689 | 1.1 | 0.88719 | 0.77689 | 1.8834e-13 | -135.5593 | 126.9102 | 1.8566e-13 | -135.5593 | 126.9102
Line7_8_9 | 0 | 0 | 0 | 0 | 0 | 0 | 0 | 0 | 0 | 0 | 0 | 0 | 8.1416e-17 | -5.6115e-10 | -8.9765e-10 | -1.2212e-16 | 5.6115e-10 | 8.9765e-10 | 4.0708e-17 | 9.5983e-10 | -3.77e-10 | -3.9343e-31 | -9.5983e-10 | 3.77e-10 | 0 | 0 | 0 | 0 | 0 | 0 | 1.1 | 0.88719 | 0.77689 | 1.1 | 0.88719 | 0.77689 | 1.8566e-13 | -135.5593 | 126.9102 | 1.8458e-13 | -135.5593 | 126.9102
Line8_8_10 | 0 | 0 | 0 | 0 | 0 | 0 | 0 | 0 | 0 | 0 | 0 | 0 | -1.3191e-31 | -5.6115e-10 | -8.9765e-10 | -4.0708e-17 | 5.6115e-10 | 8.9765e-10 | 4.0708e-17 | 9.5983e-10 | -3.77e-10 | -1.3111e-31 | -9.5983e-10 | 3.77e-10 | 0 | 0 | 0 | 0 | 0 | 0 | 1.1 | 0.88719 | 0.77689 | 1.1 | 0.88719 | 0.77689 | 1.8566e-13 | -135.5593 | 126.9102 | 1.8454e-13 | -135.5593 | 126.9102
Line9_3_11 | 0 | 0 | 0 | 0 | 0 | 0 | 0 | 0 | 0 | 0 | 0 | 0 | 7.3275e-16 | -3.9281e-09 | -6.2836e-09 | -6.9204e-16 | 3.9281e-09 | 6.2836e-09 | 4.0708e-17 | 6.7188e-09 | -2.639e-09 | 4.0708e-17 | -6.7188e-09 | 2.639e-09 | 0 | 0 | 0 | 0 | 0 | 0 | 1.1 | 0.88719 | 0.77689 | 1.1 | 0.88719 | 0.77689 | 1.8942e-13 | -135.5593 | 126.9102 | 1.7861e-13 | -135.5593 | 126.9102

## LL_max_fault_6
name | pf_ikss_a_from_ka | pf_ikss_b_from_ka | pf_ikss_c_from_ka | pf_ikss_a_to_ka | pf_ikss_b_to_ka | pf_ikss_c_to_ka | pf_skss_a_from_mw | pf_skss_b_from_mw | pf_skss_c_from_mw | pf_skss_a_to_mw | pf_skss_b_to_mw | pf_skss_c_to_mw | pf_p_a_from_mw | pf_p_b_from_mw | pf_p_c_from_mw | pf_p_a_to_mw | pf_p_b_to_mw | pf_p_c_to_mw | pf_q_a_from_mvar | pf_q_b_from_mvar | pf_q_c_from_mvar | pf_q_a_to_mvar | pf_q_b_to_mvar | pf_q_c_to_mvar | pf_ikss_a_from_degree | pf_ikss_b_from_degree | pf_ikss_c_from_degree | pf_ikss_a_to_degree | pf_ikss_b_to_degree | pf_ikss_c_to_degree | pf_vm_a_from_pu | pf_vm_b_from_pu | pf_vm_c_from_pu | pf_vm_a_to_pu | pf_vm_b_to_pu | pf_vm_c_to_pu | pf_va_a_from_degree | pf_va_b_from_degree | pf_va_c_from_degree | pf_va_a_to_degree | pf_va_b_to_degree | pf_va_c_to_degree
Line0_1_2 | 0 | 0 | 0 | 0 | 0 | 0 | 0 | 0 | 0 | 0 | 0 | 0 | 6.0715e-18 | -4.6325e-11 | -1.333e-10 | -5.4644e-18 | 4.6325e-11 | 1.333e-10 | 3.0358e-18 | 1.2762e-10 | 2.3032e-11 | -3.6429e-18 | -1.2762e-10 | -2.3032e-11 | 0 | 0 | 0 | 0 | 0 | 0 | 1.05 | 1.048 | 1.0442 | 1.05 | 1.048 | 1.0442 | 3.0574e-15 | -120.3021 | 119.9453 | 2.9984e-15 | -120.3021 | 119.9453
Line10_11_12 | 0 | 0 | 0 | 0 | 0 | 0 | 0 | 0 | 0 | 0 | 0 | 0 | 7.893e-18 | -4.6325e-11 | -1.333e-10 | -7.2858e-18 | 4.6325e-11 | 1.333e-10 | 2.4286e-18 | 1.2762e-10 | 2.3032e-11 | -2.4286e-18 | -1.2762e-10 | -2.3032e-11 | 0 | 0 | 0 | 0 | 0 | 0 | 1.05 | 1.048 | 1.0442 | 1.05 | 1.048 | 1.0442 | 2.7306e-15 | -120.3021 | 119.9453 | 2.5796e-15 | -120.3021 | 119.9453
Line11_12_13 | 0 | 0 | 0 | 0 | 0 | 0 | 0 | 0 | 0 | 0 | 0 | 0 | 6.3751e-18 | -3.8604e-11 | -1.1109e-10 | -6.3751e-18 | 3.8604e-11 | 1.1109e-10 | 1.2143e-18 | 1.0635e-10 | 1.9193e-11 | -1.2143e-18 | -1.0635e-10 | -1.9193e-11 | 0 | 0 | 0 | 0 | 0 | 0 | 1.05 | 1.048 | 1.0442 | 1.05 | 1.048 | 1.0442 | 2.5796e-15 | -120.3021 | 119.9453 | 2.4569e-15 | -120.3021 | 119.9453
Line12_13_15 | 0 | 0 | 0 | 0 | 0 | 0 | 0 | 0 | 0 | 0 | 0 | 0 | 4.8572e-18 | -2.3162e-11 | -6.6652e-11 | -4.8572e-18 | 2.3162e-11 | 6.6652e-11 | 1.8215e-18 | 6.3811e-11 | 1.1516e-11 | -2.4286e-18 | -6.3811e-11 | -1.1516e-11 | 0 | 0 | 0 | 0 | 0 | 0 | 1.05 | 1.048 | 1.0442 | 1.05 | 1.048 | 1.0442 | 2.4569e-15 | -120.3021 | 119.9453 | 2.3967e-15 | -120.3021 | 119.9453
Line13_13_14 | 0 | 0 | 0 | 0 | 0 | 0 | 0 | 0 | 0 | 0 | 0 | 0 | 2.125e-18 | -7.7208e-12 | -2.2217e-11 | -2.125e-18 | 7.7208e-12 | 2.2217e-11 | 9.1124e-35 | 2.127e-11 | 3.8387e-12 | -6.0715e-19 | -2.127e-11 | -3.8387e-12 | 0 | 0 | 0 | 0 | 0 | 0 | 1.05 | 1.048 | 1.0442 | 1.05 | 1.048 | 1.0442 | 2.4569e-15 | -120.3021 | 119.9453 | 2.4425e-15 | -120.3021 | 119.9453
Line14_15_16 | 0 | 0 | 0 | 0 | 0 | 0 | 0 | 0 | 0 | 0 | 0 | 0 | 1.2143e-18 | -1.5442e-11 | -4.4435e-11 | -1.8215e-18 | 1.5442e-11 | 4.4435e-11 | 5.0794e-35 | 4.2541e-11 | 7.6773e-12 | 6.0715e-19 | -4.2541e-11 | -7.6773e-12 | 0 | 0 | 0 | 0 | 0 | 0 | 1.05 | 1.048 | 1.0442 | 1.05 | 1.048 | 1.0442 | 2.3967e-15 | -120.3021 | 119.9453 | 2.3674e-15 | -120.3021 | 119.9453
Line15_16_17 | 0 | 0 | 0 | 0 | 0 | 0 | 0 | 0 | 0 | 0 | 0 | 0 | 2.5087e-35 | -7.7208e-12 | -2.2217e-11 | 6.0715e-19 | 7.7208e-12 | 2.2217e-11 | -6.0715e-19 | 2.127e-11 | 3.8387e-12 | 6.0715e-19 | -2.127e-11 | -3.8387e-12 | 0 | 0 | 0 | 0 | 0 | 0 | 1.05 | 1.048 | 1.0442 | 1.05 | 1.048 | 1.0442 | 2.3674e-15 | -120.3021 | 119.9453 | 2.3486e-15 | -120.3021 | 119.9453
Line16_4_18 | 0 | 0.0584 | 0.0584 | 0 | 0.0584 | 0.0584 | 0 | 0.013487 | 0.013487 | 0 | 0.013487 | 0.013487 | 2.4286e-18 | 0.013608 | 0.0035134 | -1.2143e-18 | -0.013574 | -0.0034793 | -2.4286e-18 | 0.0036287 | 0.013561 | 2.4286e-18 | -0.0035605 | -0.013493 | 0 | -135.4649 | 44.5351 | 0 | 44.5351 | -135.4649 | 1.05 | 1.0442 | 1.0387 | 1.05 | 1.0405 | 1.0331 | 2.9744e-15 | -120.5336 | 120.01 | 2.9196e-15 | -120.7668 | 120.0754
Line17_5_19 | 0 | 0 | 0 | 0 | 0 | 0 | 0 | 0 | 0 | 0 | 0 | 0 | -6.0715e-19 | -7.7208e-12 | -2.2217e-11 | -3.1913e-35 | 7.7208e-12 | 2.2217e-11 | -6.0715e-19 | 2.127e-11 | 3.8387e-12 | 6.0715e-19 | -2.127e-11 | -3.8386e-12 | 0 | 0 | 0 | 0 | 0 | 0 | 1.05 | 1.048 | 1.0442 | 1.05 | 1.048 | 1.0442 | 3.0304e-15 | -120.3021 | 119.9453 | 3.0115e-15 | -120.3021 | 119.9453
Line1_1_3 | 0 | 0 | 0 | 0 | 0 | 0 | 0 | 0 | 0 | 0 | 0 | 0 | 9.7145e-18 | -6.1766e-11 | -1.7774e-10 | -9.7145e-18 | 6.1766e-11 | 1.7774e-10 | 5.4644e-18 | 1.7016e-10 | 3.0709e-11 | -6.0715e-18 | -1.7016e-10 | -3.0709e-11 | 0 | 0 | 0 | 0 | 0 | 0 | 1.05 | 1.048 | 1.0442 | 1.05 | 1.048 | 1.0442 | 3.0574e-15 | -120.3021 | 119.9453 | 2.8968e-15 | -120.3021 | 119.9453
Line2_1_4 | 0 | 0.0584 | 0.0584 | 0 | 0.0584 | 0.0584 | 0 | 0.013487 | 0.013487 | 0 | 0.013487 | 0.013487 | 2.4286e-18 | 0.013642 | 0.0035475 | -1.8215e-18 | -0.013608 | -0.0035134 | 1.2959e-34 | 0.003697 | 0.013629 | -9.4556e-35 | -0.0036287 | -0.013561 | 0 | -135.4649 | 44.5351 | 0 | 44.5351 | -135.4649 | 1.05 | 1.048 | 1.0442 | 1.05 | 1.0442 | 1.0387 | 3.0574e-15 | -120.3021 | 119.9453 | 2.9744e-15 | -120.5336 | 120.01
Line3_1_5 | 0 | 0 | 0 | 0 | 0 | 0 | 0 | 0 | 0 | 0 | 0 | 0 | 1.5179e-18 | -1.5442e-11 | -4.4435e-11 | -9.1073e-19 | 1.5442e-11 | 4.4435e-11 | -6.0715e-19 | 4.2541e-11 | 7.6773e-12 | 6.0715e-19 | -4.2541e-11 | -7.6773e-12 | 0 | 0 | 0 | 0 | 0 | 0 | 1.05 | 1.048 | 1.0442 | 1.05 | 1.048 | 1.0442 | 3.0574e-15 | -120.3021 | 119.9453 | 3.0304e-15 | -120.3021 | 119.9453
Line4_2_6 | 0 | 0 | 0 | 0 | 0 | 0 | 0 | 0 | 0 | 0 | 0 | 0 | 2.125e-18 | -3.8604e-11 | -1.1109e-10 | -2.7322e-18 | 3.8604e-11 | 1.1109e-10 | 3.6429e-18 | 1.0635e-10 | 1.9193e-11 | -4.2501e-18 | -1.0635e-10 | -1.9193e-11 | 0 | 0 | 0 | 0 | 0 | 0 | 1.05 | 1.048 | 1.0442 | 1.05 | 1.048 | 1.0442 | 2.9984e-15 | -120.3021 | 119.9453 | 2.9313e-15 | -120.3021 | 119.9453
Line5_6_7 | 0 | 0 | 0 | 0 | 0 | 0 | 0 | 0 | 0 | 0 | 0 | 0 | 2.7322e-18 | -3.0883e-11 | -8.887e-11 | -2.7322e-18 | 3.0883e-11 | 8.887e-11 | 1.8215e-18 | 8.5081e-11 | 1.5355e-11 | -2.4286e-18 | -8.5081e-11 | -1.5355e-11 | 0 | 0 | 0 | 0 | 0 | 0 | 1.05 | 1.048 | 1.0442 | 1.05 | 1.048 | 1.0442 | 2.9313e-15 | -120.3021 | 119.9453 | 2.8648e-15 | -120.3021 | 119.9453
Line6_7_8 | 0 | 0 | 0 | 0 | 0 | 0 | 0 | 0 | 0 | 0 | 0 | 0 | 2.125e-18 | -2.3162e-11 | -6.6652e-11 | -2.7322e-18 | 2.3162e-11 | 6.6652e-11 | 6.0715e-19 | 6.3811e-11 | 1.1516e-11 | -6.0715e-19 | -6.3811e-11 | -1.1516e-11 | 0 | 0 | 0 | 0 | 0 | 0 | 1.05 | 1.048 | 1.0442 | 1.05 | 1.048 | 1.0442 | 2.8648e-15 | -120.3021 | 119.9453 | 2.8151e-15 | -120.3021 | 119.9453
Line7_8_9 | 0 | 0 | 0 | 0 | 0 | 0 | 0 | 0 | 0 | 0 | 0 | 0 | -3.0358e-19 | -7.7208e-12 | -2.2217e-11 | -3.0358e-19 | 7.7208e-12 | 2.2217e-11 | 6.0715e-19 | 2.127e-11 | 3.8387e-12 | -6.0715e-19 | -2.127e-11 | -3.8387e-12 | 0 | 0 | 0 | 0 | 0 | 0 | 1.05 | 1.048 | 1.0442 | 1.05 | 1.048 | 1.0442 | 2.8151e-15 | -120.3021 | 119.9453 | 2.8007e-15 | -120.3021 | 119.9453
Line8_8_10 | 0 | 0 | 0 | 0 | 0 | 0 | 0 | 0 | 0 | 0 | 0 | 0 | -9.1073e-19 | -7.7208e-12 | -2.2217e-11 | -3.0358e-19 | 7.7208e-12 | 2.2217e-11 | 1.8215e-18 | 2.127e-11 | 3.8387e-12 | -1.8215e-18 | -2.127e-11 | -3.8387e-12 | 0 | 0 | 0 | 0 | 0 | 0 | 1.05 | 1.048 | 1.0442 | 1.05 | 1.048 | 1.0442 | 2.8151e-15 | -120.3021 | 119.9453 | 2.7926e-15 | -120.3021 | 119.9453
Line9_3_11 | 0 | 0 | 0 | 0 | 0 | 0 | 0 | 0 | 0 | 0 | 0 | 0 | 8.1966e-18 | -5.4045e-11 | -1.5552e-10 | -8.8037e-18 | 5.4045e-11 | 1.5552e-10 | 4.8572e-18 | 1.4889e-10 | 2.6871e-11 | -5.4644e-18 | -1.4889e-10 | -2.6871e-11 | 0 | 0 | 0 | 0 | 0 | 0 | 1.05 | 1.048 | 1.0442 | 1.05 | 1.048 | 1.0442 | 2.8968e-15 | -120.3021 | 119.9453 | 2.7306e-15 | -120.3021 | 119.9453

## LL_max_fault_10
name | pf_ikss_a_from_ka | pf_ikss_b_from_ka | pf_ikss_c_from_ka | pf_ikss_a_to_ka | pf_ikss_b_to_ka | pf_ikss_c_to_ka | pf_skss_a_from_mw | pf_skss_b_from_mw | pf_skss_c_from_mw | pf_skss_a_to_mw | pf_skss_b_to_mw | pf_skss_c_to_mw | pf_p_a_from_mw | pf_p_b_from_mw | pf_p_c_from_mw | pf_p_a_to_mw | pf_p_b_to_mw | pf_p_c_to_mw | pf_q_a_from_mvar | pf_q_b_from_mvar | pf_q_c_from_mvar | pf_q_a_to_mvar | pf_q_b_to_mvar | pf_q_c_to_mvar | pf_ikss_a_from_degree | pf_ikss_b_from_degree | pf_ikss_c_from_degree | pf_ikss_a_to_degree | pf_ikss_b_to_degree | pf_ikss_c_to_degree | pf_vm_a_from_pu | pf_vm_b_from_pu | pf_vm_c_from_pu | pf_vm_a_to_pu | pf_vm_b_to_pu | pf_vm_c_to_pu | pf_va_a_from_degree | pf_va_b_from_degree | pf_va_c_from_degree | pf_va_a_to_degree | pf_va_b_to_degree | pf_va_c_to_degree
Line0_1_2 | 0 | 0 | 0 | 0 | 0 | 0 | 0 | 0 | 0 | 0 | 0 | 0 | 8.2688e-18 | -5.3219e-11 | -1.5314e-10 | -7.6328e-18 | 5.3219e-11 | 1.5314e-10 | 3.8164e-18 | 1.4664e-10 | 2.6437e-11 | -4.4525e-18 | -1.4664e-10 | -2.6437e-11 | 0 | 0 | 0 | 0 | 0 | 0 | 1.1 | 1.0978 | 1.0936 | 1.1 | 1.0978 | 1.0936 | 3.1347e-15 | -120.3163 | 119.9428 | 3.0372e-15 | -120.3163 | 119.9428
Line10_11_12 | 0 | 0 | 0 | 0 | 0 | 0 | 0 | 0 | 0 | 0 | 0 | 0 | 7.6328e-18 | -5.3219e-11 | -1.5314e-10 | -7.6328e-18 | 5.3219e-11 | 1.5314e-10 | 3.1803e-18 | 1.4664e-10 | 2.6437e-11 | -3.1803e-18 | -1.4664e-10 | -2.6437e-11 | 0 | 0 | 0 | 0 | 0 | 0 | 1.1 | 1.0978 | 1.0936 | 1.1 | 1.0978 | 1.0936 | 2.7687e-15 | -120.3163 | 119.9428 | 2.6106e-15 | -120.3163 | 119.9428
Line11_12_13 | 0 | 0 | 0 | 0 | 0 | 0 | 0 | 0 | 0 | 0 | 0 | 0 | 6.6787e-18 | -4.4349e-11 | -1.2762e-10 | -7.3148e-18 | 4.4349e-11 | 1.2762e-10 | -1.2721e-18 | 1.222e-10 | 2.2031e-11 | 1.9082e-18 | -1.222e-10 | -2.2031e-11 | 0 | 0 | 0 | 0 | 0 | 0 | 1.1 | 1.0978 | 1.0936 | 1.1 | 1.0978 | 1.0936 | 2.6106e-15 | -120.3163 | 119.9428 | 2.4822e-15 | -120.3163 | 119.9428
Line12_13_15 | 0 | 0 | 0 | 0 | 0 | 0 | 0 | 0 | 0 | 0 | 0 | 0 | 3.8164e-18 | -2.6609e-11 | -7.6572e-11 | -3.1803e-18 | 2.6609e-11 | 7.6572e-11 | 2.5443e-18 | 7.332e-11 | 1.3218e-11 | -2.5443e-18 | -7.332e-11 | -1.3218e-11 | 0 | 0 | 0 | 0 | 0 | 0 | 1.1 | 1.0978 | 1.0936 | 1.1 | 1.0978 | 1.0936 | 2.4822e-15 | -120.3163 | 119.9428 | 2.4191e-15 | -120.3163 | 119.9428
Line13_13_14 | 0 | 0 | 0 | 0 | 0 | 0 | 0 | 0 | 0 | 0 | 0 | 0 | 9.541e-19 | -8.8697e-12 | -2.5524e-11 | -3.1803e-19 | 8.8698e-12 | 2.5524e-11 | 6.3607e-19 | 2.444e-11 | 4.4061e-12 | -6.3607e-19 | -2.444e-11 | -4.4061e-12 | 0 | 0 | 0 | 0 | 0 | 0 | 1.1 | 1.0978 | 1.0936 | 1.1 | 1.0978 | 1.0936 | 2.4822e-15 | -120.3163 | 119.9428 | 2.4671e-15 | -120.3163 | 119.9428
Line14_15_16 | 0 | 0 | 0 | 0 | 0 | 0 | 0 | 0 | 0 | 0 | 0 | 0 | 2.5443e-18 | -1.7739e-11 | -5.1048e-11 | -1.9082e-18 | 1.7739e-11 | 5.1048e-11 | 2.5443e-18 | 4.888e-11 | 8.8123e-12 | -1.9082e-18 | -4.888e-11 | -8.8123e-12 | 0 | 0 | 0 | 0 | 0 | 0 | 1.1 | 1.0978 | 1.0936 | 1.1 | 1.0978 | 1.0936 | 2.4191e-15 | -120.3163 | 119.9428 | 2.3885e-15 | -120.3163 | 119.9428
Line15_16_17 | 0 | 0 | 0 | 0 | 0 | 0 | 0 | 0 | 0 | 0 | 0 | 0 | 1.2721e-18 | -8.8698e-12 | -2.5524e-11 | -1.2721e-18 | 8.8698e-12 | 2.5524e-11 | -6.3607e-19 | 2.444e-11 | 4.4061e-12 | 6.3607e-19 | -2.444e-11 | -4.4061e-12 | 0 | 0 | 0 | 0 | 0 | 0 | 1.1 | 1.0978 | 1.0936 | 1.1 | 1.0978 | 1.0936 | 2.3885e-15 | -120.3163 | 119.9428 | 2.3687e-15 | -120.3163 | 119.9428
Line16_4_18 | 0 | 0.061167 | 0.061167 | 0 | 0.061167 | 0.061167 | 0 | 0.014126 | 0.014126 | 0 | 0.014126 | 0.014126 | -1.2721e-18 | 0.01493 | 0.0038518 | 2.5443e-18 | -0.014893 | -0.0038144 | -2.5443e-18 | 0.0039805 | 0.014876 | 1.3263e-34 | -0.0039057 | -0.014801 | 0 | -135.4761 | 44.5239 | 0 | 44.5239 | -135.4761 | 1.1 | 1.0938 | 1.0878 | 1.1 | 1.0899 | 1.0821 | 3.0446e-15 | -120.5478 | 120.0075 | 2.9867e-15 | -120.781 | 120.073
Line17_5_19 | 0 | 0 | 0 | 0 | 0 | 0 | 0 | 0 | 0 | 0 | 0 | 0 | -6.3607e-19 | -8.8697e-12 | -2.5524e-11 | 3.4282e-35 | 8.8698e-12 | 2.5524e-11 | 6.3607e-19 | 2.444e-11 | 4.4061e-12 | -6.3607e-19 | -2.444e-11 | -4.4061e-12 | 0 | 0 | 0 | 0 | 0 | 0 | 1.1 | 1.0978 | 1.0936 | 1.1 | 1.0978 | 1.0936 | 3.1078e-15 | -120.3163 | 119.9428 | 3.088e-15 | -120.3163 | 119.9428
Line1_1_3 | 0 | 0 | 0 | 0 | 0 | 0 | 0 | 0 | 0 | 0 | 0 | 0 | 1.0813e-17 | -7.0958e-11 | -2.0419e-10 | -1.0813e-17 | 7.0958e-11 | 2.0419e-10 | 6.3607e-18 | 1.9552e-10 | 3.5249e-11 | -6.3607e-18 | -1.9552e-10 | -3.5249e-11 | 0 | 0 | 0 | 0 | 0 | 0 | 1.1 | 1.0978 | 1.0936 | 1.1 | 1.0978 | 1.0936 | 3.1347e-15 | -120.3163 | 119.9428 | 2.9428e-15 | -120.3163 | 119.9428
Line2_1_4 | 0 | 0.061167 | 0.061167 | 0 | 0.061167 | 0.061167 | 0 | 0.014126 | 0.014126 | 0 | 0.014126 | 0.014126 | 3.8164e-18 | 0.014968 | 0.0038892 | -5.0885e-18 | -0.01493 | -0.0038518 | 2.5443e-18 | 0.0040553 | 0.014951 | -3.8164e-18 | -0.0039805 | -0.014876 | 0 | -135.4761 | 44.5239 | 0 | 44.5239 | -135.4761 | 1.1 | 1.0978 | 1.0936 | 1.1 | 1.0938 | 1.0878 | 3.1347e-15 | -120.3163 | 119.9428 | 3.0446e-15 | -120.5478 | 120.0075
Line3_1_5 | 0 | 0 | 0 | 0 | 0 | 0 | 0 | 0 | 0 | 0 | 0 | 0 | 1.2721e-18 | -1.7739e-11 | -5.1048e-11 | -1.2721e-18 | 1.774e-11 | 5.1048e-11 | 6.96e-35 | 4.888e-11 | 8.8123e-12 | -6.9001e-35 | -4.888e-11 | -8.8123e-12 | 0 | 0 | 0 | 0 | 0 | 0 | 1.1 | 1.0978 | 1.0936 | 1.1 | 1.0978 | 1.0936 | 3.1347e-15 | -120.3163 | 119.9428 | 3.1078e-15 | -120.3163 | 119.9428
Line4_2_6 | 0 | 0 | 0 | 0 | 0 | 0 | 0 | 0 | 0 | 0 | 0 | 0 | 5.0885e-18 | -4.4349e-11 | -1.2762e-10 | -5.7246e-18 | 4.4349e-11 | 1.2762e-10 | 5.0885e-18 | 1.222e-10 | 2.2031e-11 | -4.4525e-18 | -1.222e-10 | -2.2031e-11 | 0 | 0 | 0 | 0 | 0 | 0 | 1.1 | 1.0978 | 1.0936 | 1.1 | 1.0978 | 1.0936 | 3.0372e-15 | -120.3163 | 119.9428 | 2.9819e-15 | -120.3163 | 119.9428
Line5_6_7 | 0 | 0 | 0 | 0 | 0 | 0 | 0 | 0 | 0 | 0 | 0 | 0 | 4.1344e-18 | -3.5479e-11 | -1.021e-10 | -3.4984e-18 | 3.5479e-11 | 1.021e-10 | 2.5443e-18 | 9.776e-11 | 1.7624e-11 | -2.5443e-18 | -9.776e-11 | -1.7624e-11 | 0 | 0 | 0 | 0 | 0 | 0 | 1.1 | 1.0978 | 1.0936 | 1.1 | 1.0978 | 1.0936 | 2.9819e-15 | -120.3163 | 119.9428 | 2.9332e-15 | -120.3163 | 119.9428
Line6_7_8 | 0 | 0 | 0 | 0 | 0 | 0 | 0 | 0 | 0 | 0 | 0 | 0 | 3.4984e-18 | -2.6609e-11 | -7.6572e-11 | -3.4984e-18 | 2.6609e-11 | 7.6572e-11 | 1.2721e-18 | 7.332e-11 | 1.3218e-11 | -1.2721e-18 | -7.332e-11 | -1.3218e-11 | 0 | 0 | 0 | 0 | 0 | 0 | 1.1 | 1.0978 | 1.0936 | 1.1 | 1.0978 | 1.0936 | 2.9332e-15 | -120.3163 | 119.9428 | 2.8838e-15 | -120.3163 | 119.9428
Line7_8_9 | 0 | 0 | 0 | 0 | 0 | 0 | 0 | 0 | 0 | 0 | 0 | 0 | -3.1803e-19 | -8.8697e-12 | -2.5524e-11 | 3.1803e-19 | 8.8698e-12 | 2.5524e-11 | 1.2721e-18 | 2.444e-11 | 4.4061e-12 | -1.2721e-18 | -2.444e-11 | -4.4061e-12 | 0 | 0 | 0 | 0 | 0 | 0 | 1.1 | 1.0978 | 1.0936 | 1.1 | 1.0978 | 1.0936 | 2.8838e-15 | -120.3163 | 119.9428 | 2.8688e-15 | -120.3163 | 119.9428
Line8_8_10 | 0 | 0 | 0 | 0 | 0 | 0 | 0 | 0 | 0 | 0 | 0 | 0 | -1.9082e-18 | -8.8697e-12 | -2.5524e-11 | 1.9082e-18 | 8.8698e-12 | 2.5524e-11 | 6.3607e-19 | 2.444e-11 | 4.4061e-12 | -6.3607e-19 | -2.444e-11 | -4.4061e-12 | 0 | 0 | 0 | 0 | 0 | 0 | 1.1 | 1.0978 | 1.0936 | 1.1 | 1.0978 | 1.0936 | 2.8838e-15 | -120.3163 | 119.9428 | 2.8651e-15 | -120.3163 | 119.9428
Line9_3_11 | 0 | 0 | 0 | 0 | 0 | 0 | 0 | 0 | 0 | 0 | 0 | 0 | 1.3357e-17 | -6.2088e-11 | -1.7867e-10 | -1.3357e-17 | 6.2088e-11 | 1.7867e-10 | 4.4525e-18 | 1.7108e-10 | 3.0843e-11 | -5.7246e-18 | -1.7108e-10 | -3.0843e-11 | 0 | 0 | 0 | 0 | 0 | 0 | 1.1 | 1.0978 | 1.0936 | 1.1 | 1.0978 | 1.0936 | 2.9428e-15 | -120.3163 | 119.9428 | 2.7687e-15 | -120.3163 | 119.9428

## LL_min_6
name | pf_ikss_a_from_ka | pf_ikss_b_from_ka | pf_ikss_c_from_ka | pf_ikss_a_to_ka | pf_ikss_b_to_ka | pf_ikss_c_to_ka | pf_skss_a_from_mw | pf_skss_b_from_mw | pf_skss_c_from_mw | pf_skss_a_to_mw | pf_skss_b_to_mw | pf_skss_c_to_mw | pf_p_a_from_mw | pf_p_b_from_mw | pf_p_c_from_mw | pf_p_a_to_mw | pf_p_b_to_mw | pf_p_c_to_mw | pf_q_a_from_mvar | pf_q_b_from_mvar | pf_q_c_from_mvar | pf_q_a_to_mvar | pf_q_b_to_mvar | pf_q_c_to_mvar | pf_ikss_a_from_degree | pf_ikss_b_from_degree | pf_ikss_c_from_degree | pf_ikss_a_to_degree | pf_ikss_b_to_degree | pf_ikss_c_to_degree | pf_vm_a_from_pu | pf_vm_b_from_pu | pf_vm_c_from_pu | pf_vm_a_to_pu | pf_vm_b_to_pu | pf_vm_c_to_pu | pf_va_a_from_degree | pf_va_b_from_degree | pf_va_c_from_degree | pf_va_a_to_degree | pf_va_b_to_degree | pf_va_c_to_degree
Line0_1_2 | 0 | 0 | 0 | 0 | 0 | 0 | 0 | 0 | 0 | 0 | 0 | 0 | 1.2305e-16 | -1.4366e-09 | -3.9666e-09 | -1.4063e-16 | 1.4366e-09 | 3.9666e-09 | 7.0314e-17 | 4.6273e-09 | -2.4518e-10 | -7.0314e-17 | -4.6273e-09 | 2.4518e-10 | 0 | 0 | 0 | 0 | 0 | 0 | 0.95 | 0.83839 | 0.68767 | 0.95 | 0.83839 | 0.68767 | 1.7779e-13 | -135.3123 | 120.9775 | 1.7841e-13 | -135.3123 | 120.9775
Line10_11_12 | 0 | 0 | 0 | 0 | 0 | 0 | 0 | 0 | 0 | 0 | 0 | 0 | -1.7579e-17 | -1.4366e-09 | -3.9666e-09 | 2.3287e-31 | 1.4366e-09 | 3.9666e-09 | 7.0314e-17 | 4.6273e-09 | -2.4518e-10 | -7.0314e-17 | -4.6273e-09 | 2.4518e-10 | 0 | 0 | 0 | 0 | 0 | 0 | 0.95 | 0.83839 | 0.68767 | 0.95 | 0.83839 | 0.68767 | 1.8567e-13 | -135.3123 | 120.9775 | 1.8976e-13 | -135.3123 | 120.9775
Line11_12_13 | 0 | 0 | 0 | 0 | 0 | 0 | 0 | 0 | 0 | 0 | 0 | 0 | -6.1525e-17 | -1.1971e-09 | -3.3055e-09 | 2.6368e-17 | 1.1971e-09 | 3.3055e-09 | 1.2305e-16 | 3.8561e-09 | -2.0432e-10 | -1.4063e-16 | -3.8561e-09 | 2.0432e-10 | 0 | 0 | 0 | 0 | 0 | 0 | 0.95 | 0.83839 | 0.68767 | 0.95 | 0.83839 | 0.68767 | 1.8976e-13 | -135.3123 | 120.9775 | 1.9344e-13 | -135.3123 | 120.9775
Line12_13_15 | 0 | 0 | 0 | 0 | 0 | 0 | 0 | 0 | 0 | 0 | 0 | 0 | -8.7893e-18 | -7.1829e-10 | -1.9833e-09 | 8.7893e-18 | 7.1829e-10 | 1.9833e-09 | 1.7579e-17 | 2.3136e-09 | -1.2259e-10 | 2.9924e-32 | -2.3136e-09 | 1.2259e-10 | 0 | 0 | 0 | 0 | 0 | 0 | 0.95 | 0.83839 | 0.68767 | 0.95 | 0.83839 | 0.68767 | 1.9344e-13 | -135.3123 | 120.9775 | 1.9507e-13 | -135.3123 | 120.9775
Line13_13_14 | 0 | 0 | 0 | 0 | 0 | 0 | 0 | 0 | 0 | 0 | 0 | 0 | -1.7579e-17 | -2.3943e-10 | -6.611e-10 | 1.186e-31 | 2.3943e-10 | 6.611e-10 | 7.0314e-17 | 7.7122e-10 | -4.0864e-11 | -3.5157e-17 | -7.7122e-10 | 4.0864e-11 | 0 | 0 | 0 | 0 | 0 | 0 | 0.95 | 0.83839 | 0.68767 | 0.95 | 0.83839 | 0.68767 | 1.9344e-13 | -135.3123 | 120.9775 | 1.9329e-13 | -135.3123 | 120.9775
Line14_15_16 | 0 | 0 | 0 | 0 | 0 | 0 | 0 | 0 | 0 | 0 | 0 | 0 | -2.6368e-17 | -4.7886e-10 | -1.3222e-09 | -8.7893e-18 | 4.7886e-10 | 1.3222e-09 | 3.5157e-17 | 1.5424e-09 | -8.1728e-11 | -1.7579e-17 | -1.5424e-09 | 8.1728e-11 | 0 | 0 | 0 | 0 | 0 | 0 | 0.95 | 0.83839 | 0.68767 | 0.95 | 0.83839 | 0.68767 | 1.9507e-13 | -135.3123 | 120.9775 | 1.9633e-13 | -135.3123 | 120.9775
Line15_16_17 | 0 | 0 | 0 | 0 | 0 | 0 | 0 | 0 | 0 | 0 | 0 | 0 | -1.7579e-17 | -2.3943e-10 | -6.611e-10 | 1.7579e-17 | 2.3943e-10 | 6.611e-10 | 1.7579e-17 | 7.7122e-10 | -4.0864e-11 | -1.7579e-17 | -7.7122e-10 | 4.0864e-11 | 0 | 0 | 0 | 0 | 0 | 0 | 0.95 | 0.83839 | 0.68767 | 0.95 | 0.83839 | 0.68767 | 1.9633e-13 | -135.3123 | 120.9775 | 1.9662e-13 | -135.3123 | 120.9775
Line16_4_18 | 0 | 2.5068 | 2.5068 | 0 | 2.5068 | 2.5068 | 0 | 0.57893 | 0.57893 | 0 | 0.57893 | 0.57893 | 1.4063e-16 | 0.35328 | -0.11197 | -7.0314e-17 | -0.23262 | 0.23262 | 4.3711e-31 | -0.020967 | 0.27233 | -2.17e-31 | 0.14665 | -0.14665 | 0 | -147.7717 | 32.2283 | 0 | 32.2283 | -147.7717 | 0.95 | 0.6113 | 0.50862 | 0.95 | 0.475 | 0.475 | 1.7809e-13 | -151.1682 | 144.5775 | 1.7682e-13 | -180 | 180
Line17_5_19 | 0 | 0 | 0 | 0 | 0 | 0 | 0 | 0 | 0 | 0 | 0 | 0 | -5.4892e-32 | -2.3943e-10 | -6.611e-10 | 5.498e-32 | 2.3943e-10 | 6.611e-10 | 1.7579e-17 | 7.7122e-10 | -4.0864e-11 | -1.7579e-17 | -7.7122e-10 | 4.0864e-11 | 0 | 0 | 0 | 0 | 0 | 0 | 0.95 | 0.83839 | 0.68767 | 0.95 | 0.83839 | 0.68767 | 1.7892e-13 | -135.3123 | 120.9775 | 1.792e-13 | -135.3123 | 120.9775
Line1_1_3 | 0 | 0 | 0 | 0 | 0 | 0 | 0 | 0 | 0 | 0 | 0 | 0 | -4.3636e-31 | -1.9154e-09 | -5.2888e-09 | -1.7579e-17 | 1.9154e-09 | 5.2888e-09 | 1.4063e-16 | 6.1697e-09 | -3.2691e-10 | -1.2305e-16 | -6.1697e-09 | 3.2691e-10 | 0 | 0 | 0 | 0 | 0 | 0 | 0.95 | 0.83839 | 0.68767 | 0.95 | 0.83839 | 0.68767 | 1.7779e-13 | -135.3123 | 120.9775 | 1.8157e-13 | -135.3123 | 120.9775
Line2_1_4 | 0 | 2.5068 | 2.5068 | 0 | 2.5068 | 2.5068 | 0 | 0.57893 | 0.57893 | 0 | 0.57893 | 0.57893 | -3.5157e-17 | 0.47394 | 0.0086903 | 3.5157e-17 | -0.35328 | 0.11197 | -1.0909e-31 | 0.10472 | 0.39802 | 1.0928e-31 | 0.020967 | -0.27233 | 0 | -147.7717 | 32.2283 | 0 | 32.2283 | -147.7717 | 0.95 | 0.83839 | 0.68767 | 0.95 | 0.6113 | 0.50862 | 1.7779e-13 | -135.3123 | 120.9775 | 1.7809e-13 | -151.1682 | 144.5775
Line3_1_5 | 0 | 0 | 0 | 0 | 0 | 0 | 0 | 0 | 0 | 0 | 0 | 0 | -1.7579e-17 | -4.7886e-10 | -1.3222e-09 | 1.7579e-17 | 4.7886e-10 | 1.3222e-09 | 7.0314e-17 | 1.5424e-09 | -8.1728e-11 | -5.2736e-17 | -1.5424e-09 | 8.1728e-11 | 0 | 0 | 0 | 0 | 0 | 0 | 0.95 | 0.83839 | 0.68767 | 0.95 | 0.83839 | 0.68767 | 1.7779e-13 | -135.3123 | 120.9775 | 1.7892e-13 | -135.3123 | 120.9775
Line4_2_6 | 0 | 0 | 0 | 0 | 0 | 0 | 0 | 0 | 0 | 0 | 0 | 0 | 2.6368e-17 | -1.1971e-09 | -3.3055e-09 | -4.3946e-17 | 1.1971e-09 | 3.3055e-09 | 1.5821e-16 | 3.8561e-09 | -2.0432e-10 | -1.7579e-16 | -3.8561e-09 | 2.0432e-10 | 0 | 0 | 0 | 0 | 0 | 0 | 0.95 | 0.83839 | 0.68767 | 0.95 | 0.83839 | 0.68767 | 1.7841e-13 | -135.3123 | 120.9775 | 1.7995e-13 | -135.3123 | 120.9775
Line5_6_7 | 0 | 0 | 0 | 0 | 0 | 0 | 0 | 0 | 0 | 0 | 0 | 0 | 9.6682e-17 | -9.5772e-10 | -2.6444e-09 | -9.6682e-17 | 9.5772e-10 | 2.6444e-09 | 7.0314e-17 | 3.0849e-09 | -1.6346e-10 | -8.7893e-17 | -3.0849e-09 | 1.6346e-10 | 0 | 0 | 0 | 0 | 0 | 0 | 0.95 | 0.83839 | 0.68767 | 0.95 | 0.83839 | 0.68767 | 1.7995e-13 | -135.3123 | 120.9775 | 1.8075e-13 | -135.3123 | 120.9775
Line6_7_8 | 0 | 0 | 0 | 0 | 0 | 0 | 0 | 0 | 0 | 0 | 0 | 0 | 4.3946e-17 | -7.1829e-10 | -1.9833e-09 | -4.3946e-17 | 7.1829e-10 | 1.9833e-09 | 1.4063e-16 | 2.3136e-09 | -1.2259e-10 | -1.2305e-16 | -2.3136e-09 | 1.2259e-10 | 0 | 0 | 0 | 0 | 0 | 0 | 0.95 | 0.83839 | 0.68767 | 0.95 | 0.83839 | 0.68767 | 1.8075e-13 | -135.3123 | 120.9775 | 1.8215e-13 | -135.3123 | 120.9775
Line7_8_9 | 0 | 0 | 0 | 0 | 0 | 0 | 0 | 0 | 0 | 0 | 0 | 0 | -1.6765e-31 | -2.3943e-10 | -6.611e-10 | 1.6751e-31 | 2.3943e-10 | 6.611e-10 | 5.2736e-17 | 7.7122e-10 | -4.0864e-11 | -5.2736e-17 | -7.7122e-10 | 4.0864e-11 | 0 | 0 | 0 | 0 | 0 | 0 | 0.95 | 0.83839 | 0.68767 | 0.95 | 0.83839 | 0.68767 | 1.8215e-13 | -135.3123 | 120.9775 | 1.82e-13 | -135.3123 | 120.9775
Line8_8_10 | 0 | 0 | 0 | 0 | 0 | 0 | 0 | 0 | 0 | 0 | 0 | 0 | 8.7893e-18 | -2.3943e-10 | -6.611e-10 | -8.7893e-18 | 2.3943e-10 | 6.611e-10 | 7.0314e-17 | 7.7122e-10 | -4.0864e-11 | -7.0314e-17 | -7.7122e-10 | 4.0864e-11 | 0 | 0 | 0 | 0 | 0 | 0 | 0.95 | 0.83839 | 0.68767 | 0.95 | 0.83839 | 0.68767 | 1.8215e-13 | -135.3123 | 120.9775 | 1.8263e-13 | -135.3123 | 120.9775
Line9_3_11 | 0 | 0 | 0 | 0 | 0 | 0 | 0 | 0 | 0 | 0 | 0 | 0 | -8.7893e-18 | -1.676e-09 | -4.6277e-09 | -8.7893e-18 | 1.676e-09 | 4.6277e-09 | 1.2305e-16 | 5.3985e-09 | -2.8605e-10 | -1.0547e-16 | -5.3985e-09 | 2.8605e-10 | 0 | 0 | 0 | 0 | 0 | 0 | 0.95 | 0.83839 | 0.68767 | 0.95 | 0.83839 | 0.68767 | 1.8157e-13 | -135.3123 | 120.9775 | 1.8567e-13 | -135.3123 | 120.9775

## LL_min_10
name | pf_ikss_a_from_ka | pf_ikss_b_from_ka | pf_ikss_c_from_ka | pf_ikss_a_to_ka | pf_ikss_b_to_ka | pf_ikss_c_to_ka | pf_skss_a_from_mw | pf_skss_b_from_mw | pf_skss_c_from_mw | pf_skss_a_to_mw | pf_skss_b_to_mw | pf_skss_c_to_mw | pf_p_a_from_mw | pf_p_b_from_mw | pf_p_c_from_mw | pf_p_a_to_mw | pf_p_b_to_mw | pf_p_c_to_mw | pf_q_a_from_mvar | pf_q_b_from_mvar | pf_q_c_from_mvar | pf_q_a_to_mvar | pf_q_b_to_mvar | pf_q_c_to_mvar | pf_ikss_a_from_degree | pf_ikss_b_from_degree | pf_ikss_c_from_degree | pf_ikss_a_to_degree | pf_ikss_b_to_degree | pf_ikss_c_to_degree | pf_vm_a_from_pu | pf_vm_b_from_pu | pf_vm_c_from_pu | pf_vm_a_to_pu | pf_vm_b_to_pu | pf_vm_c_to_pu | pf_va_a_from_degree | pf_va_b_from_degree | pf_va_c_from_degree | pf_va_a_to_degree | pf_va_b_to_degree | pf_va_c_to_degree
Line0_1_2 | 0 | 0 | 0 | 0 | 0 | 0 | 0 | 0 | 0 | 0 | 0 | 0 | 1.1657e-16 | -1.2893e-09 | -3.56e-09 | -1.3323e-16 | 1.2893e-09 | 3.56e-09 | 1.1657e-16 | 4.153e-09 | -2.2006e-10 | -1.1657e-16 | -4.153e-09 | 2.2006e-10 | 0 | 0 | 0 | 0 | 0 | 0 | 0.9 | 0.79426 | 0.65148 | 0.9 | 0.79426 | 0.65148 | 1.7918e-13 | -135.3123 | 120.9775 | 1.7972e-13 | -135.3123 | 120.9775
Line10_11_12 | 0 | 0 | 0 | 0 | 0 | 0 | 0 | 0 | 0 | 0 | 0 | 0 | -8.3267e-18 | -1.2893e-09 | -3.56e-09 | 8.3267e-18 | 1.2893e-09 | 3.56e-09 | 1.3323e-16 | 4.153e-09 | -2.2006e-10 | -9.992e-17 | -4.153e-09 | 2.2006e-10 | 0 | 0 | 0 | 0 | 0 | 0 | 0.9 | 0.79426 | 0.65148 | 0.9 | 0.79426 | 0.65148 | 1.8706e-13 | -135.3123 | 120.9775 | 1.9115e-13 | -135.3123 | 120.9775
Line11_12_13 | 0 | 0 | 0 | 0 | 0 | 0 | 0 | 0 | 0 | 0 | 0 | 0 | -8.3267e-18 | -1.0744e-09 | -2.9667e-09 | 2.498e-17 | 1.0744e-09 | 2.9667e-09 | 1.3323e-16 | 3.4609e-09 | -1.8338e-10 | -9.992e-17 | -3.4609e-09 | 1.8338e-10 | 0 | 0 | 0 | 0 | 0 | 0 | 0.9 | 0.79426 | 0.65148 | 0.9 | 0.79426 | 0.65148 | 1.9115e-13 | -135.3123 | 120.9775 | 1.9483e-13 | -135.3123 | 120.9775
Line12_13_15 | 0 | 0 | 0 | 0 | 0 | 0 | 0 | 0 | 0 | 0 | 0 | 0 | 5.6629e-32 | -6.4467e-10 | -1.78e-09 | 1.6653e-17 | 6.4467e-10 | 1.78e-09 | -1.6653e-17 | 2.0765e-09 | -1.1003e-10 | 1.6653e-17 | -2.0765e-09 | 1.1003e-10 | 0 | 0 | 0 | 0 | 0 | 0 | 0.9 | 0.79426 | 0.65148 | 0.9 | 0.79426 | 0.65148 | 1.9483e-13 | -135.3123 | 120.9775 | 1.9646e-13 | -135.3123 | 120.9775
Line13_13_14 | 0 | 0 | 0 | 0 | 0 | 0 | 0 | 0 | 0 | 0 | 0 | 0 | 3.3307e-17 | -2.1489e-10 | -5.9334e-10 | -3.3307e-17 | 2.1489e-10 | 5.9334e-10 | 1.1326e-31 | 6.9217e-10 | -3.6676e-11 | -1.1317e-31 | -6.9217e-10 | 3.6676e-11 | 0 | 0 | 0 | 0 | 0 | 0 | 0.9 | 0.79426 | 0.65148 | 0.9 | 0.79426 | 0.65148 | 1.9483e-13 | -135.3123 | 120.9775 | 1.9468e-13 | -135.3123 | 120.9775
Line14_15_16 | 0 | 0 | 0 | 0 | 0 | 0 | 0 | 0 | 0 | 0 | 0 | 0 | 8.3267e-18 | -4.2978e-10 | -1.1867e-09 | 2.498e-17 | 4.2978e-10 | 1.1867e-09 | 1.6653e-17 | 1.3843e-09 | -7.3352e-11 | -3.3307e-17 | -1.3843e-09 | 7.3352e-11 | 0 | 0 | 0 | 0 | 0 | 0 | 0.9 | 0.79426 | 0.65148 | 0.9 | 0.79426 | 0.65148 | 1.9646e-13 | -135.3123 | 120.9775 | 1.9772e-13 | -135.3123 | 120.9775
Line15_16_17 | 0 | 0 | 0 | 0 | 0 | 0 | 0 | 0 | 0 | 0 | 0 | 0 | -8.3267e-18 | -2.1489e-10 | -5.9334e-10 | 8.3267e-18 | 2.1489e-10 | 5.9334e-10 | -2.8735e-32 | 6.9217e-10 | -3.6676e-11 | 2.8776e-32 | -6.9217e-10 | 3.6676e-11 | 0 | 0 | 0 | 0 | 0 | 0 | 0.9 | 0.79426 | 0.65148 | 0.9 | 0.79426 | 0.65148 | 1.9772e-13 | -135.3123 | 120.9775 | 1.9801e-13 | -135.3123 | 120.9775
Line16_4_18 | 0 | 2.3749 | 2.3749 | 0 | 2.3749 | 2.3749 | 0 | 0.54846 | 0.54846 | 0 | 0.54846 | 0.54846 | 2.0827e-31 | 0.31707 | -0.10049 | -2.0725e-31 | -0.20878 | 0.20878 | -6.6613e-17 | -0.018818 | 0.24442 | 6.6613e-17 | 0.13162 | -0.13162 | 0 | -147.7717 | 32.2283 | 0 | 32.2283 | -147.7717 | 0.9 | 0.57913 | 0.48185 | 0.9 | 0.45 | 0.45 | 1.7914e-13 | -151.1682 | 144.5775 | 1.7826e-13 | -180 | 180
Line17_5_19 | 0 | 0 | 0 | 0 | 0 | 0 | 0 | 0 | 0 | 0 | 0 | 0 | -4.1633e-17 | -2.1489e-10 | -5.9334e-10 | 5.8287e-17 | 2.1489e-10 | 5.9334e-10 | 1.6653e-17 | 6.9217e-10 | -3.6676e-11 | -4.996e-17 | -6.9217e-10 | 3.6676e-11 | 0 | 0 | 0 | 0 | 0 | 0 | 0.9 | 0.79426 | 0.65148 | 0.9 | 0.79426 | 0.65148 | 1.8031e-13 | -135.3123 | 120.9775 | 1.806e-13 | -135.3123 | 120.9775
Line1_1_3 | 0 | 0 | 0 | 0 | 0 | 0 | 0 | 0 | 0 | 0 | 0 | 0 | 8.3267e-18 | -1.7191e-09 | -4.7467e-09 | -2.498e-17 | 1.7191e-09 | 4.7467e-09 | 9.992e-17 | 5.5374e-09 | -2.9341e-10 | -9.992e-17 | -5.5374e-09 | 2.9341e-10 | 0 | 0 | 0 | 0 | 0 | 0 | 0.9 | 0.79426 | 0.65148 | 0.9 | 0.79426 | 0.65148 | 1.7918e-13 | -135.3123 | 120.9775 | 1.8296e-13 | -135.3123 | 120.9775
Line2_1_4 | 0 | 2.3749 | 2.3749 | 0 | 2.3749 | 2.3749 | 0 | 0.54846 | 0.54846 | 0 | 0.54846 | 0.54846 | -3.3307e-17 | 0.42536 | 0.0077996 | 0 | -0.31707 | 0.10049 | 3.3307e-17 | 0.093984 | 0.35722 | 0 | 0.018818 | -0.24442 | 0 | -147.7717 | 32.2283 | 0 | 32.2283 | -147.7717 | 0.9 | 0.79426 | 0.65148 | 0.9 | 0.57913 | 0.48185 | 1.7918e-13 | -135.3123 | 120.9775 | 1.7914e-13 | -151.1682 | 144.5775
Line3_1_5 | 0 | 0 | 0 | 0 | 0 | 0 | 0 | 0 | 0 | 0 | 0 | 0 | 1.6653e-17 | -4.2978e-10 | -1.1867e-09 | -3.3307e-17 | 4.2978e-10 | 1.1867e-09 | 3.3307e-17 | 1.3843e-09 | -7.3352e-11 | -3.3307e-17 | -1.3843e-09 | 7.3352e-11 | 0 | 0 | 0 | 0 | 0 | 0 | 0.9 | 0.79426 | 0.65148 | 0.9 | 0.79426 | 0.65148 | 1.7918e-13 | -135.3123 | 120.9775 | 1.8031e-13 | -135.3123 | 120.9775
Line4_2_6 | 0 | 0 | 0 | 0 | 0 | 0 | 0 | 0 | 0 | 0 | 0 | 0 | 4.996e-17 | -1.0744e-09 | -2.9667e-09 | -3.3307e-17 | 1.0744e-09 | 2.9667e-09 | 9.992e-17 | 3.4609e-09 | -1.8338e-10 | -9.992e-17 | -3.4609e-09 | 1.8338e-10 | 0 | 0 | 0 | 0 | 0 | 0 | 0.9 | 0.79426 | 0.65148 | 0.9 | 0.79426 | 0.65148 | 1.7972e-13 | -135.3123 | 120.9775 | 1.8116e-13 | -135.3123 | 120.9775
Line5_6_7 | 0 | 0 | 0 | 0 | 0 | 0 | 0 | 0 | 0 | 0 | 0 | 0 | 2.498e-17 | -8.5956e-10 | -2.3734e-09 | -2.498e-17 | 8.5956e-10 | 2.3734e-09 | 1.4988e-16 | 2.7687e-09 | -1.467e-10 | -1.4988e-16 | -2.7687e-09 | 1.467e-10 | 0 | 0 | 0 | 0 | 0 | 0 | 0.9 | 0.79426 | 0.65148 | 0.9 | 0.79426 | 0.65148 | 1.8116e-13 | -135.3123 | 120.9775 | 1.8263e-13 | -135.3123 | 120.9775
Line6_7_8 | 0 | 0 | 0 | 0 | 0 | 0 | 0 | 0 | 0 | 0 | 0 | 0 | 4.996e-17 | -6.4467e-10 | -1.78e-09 | -3.3307e-17 | 6.4467e-10 | 1.78e-09 | 8.3267e-17 | 2.0765e-09 | -1.1003e-10 | -9.992e-17 | -2.0765e-09 | 1.1003e-10 | 0 | 0 | 0 | 0 | 0 | 0 | 0.9 | 0.79426 | 0.65148 | 0.9 | 0.79426 | 0.65148 | 1.8263e-13 | -135.3123 | 120.9775 | 1.8423e-13 | -135.3123 | 120.9775
Line7_8_9 | 0 | 0 | 0 | 0 | 0 | 0 | 0 | 0 | 0 | 0 | 0 | 0 | 4.1633e-17 | -2.1489e-10 | -5.9334e-10 | -8.3267e-18 | 2.1489e-10 | 5.9334e-10 | 1.3387e-31 | 6.9217e-10 | -3.6676e-11 | 1.6653e-17 | -6.9217e-10 | 3.6676e-11 | 0 | 0 | 0 | 0 | 0 | 0 | 0.9 | 0.79426 | 0.65148 | 0.9 | 0.79426 | 0.65148 | 1.8423e-13 | -135.3123 | 120.9775 | 1.8407e-13 | -135.3123 | 120.9775
Line8_8_10 | 0 | 0 | 0 | 0 | 0 | 0 | 0 | 0 | 0 | 0 | 0 | 0 | 8.3267e-18 | -2.1489e-10 | -5.9334e-10 | 2.498e-17 | 2.1489e-10 | 5.9334e-10 | 3.3307e-17 | 6.9217e-10 | -3.6676e-11 | -3.3307e-17 | -6.9217e-10 | 3.6676e-11 | 0 | 0 | 0 | 0 | 0 | 0 | 0.9 | 0.79426 | 0.65148 | 0.9 | 0.79426 | 0.65148 | 1.8423e-13 | -135.3123 | 120.9775 | 1.8473e-13 | -135.3123 | 120.9775
Line9_3_11 | 0 | 0 | 0 | 0 | 0 | 0 | 0 | 0 | 0 | 0 | 0 | 0 | -1.5953e-31 | -1.5042e-09 | -4.1534e-09 | -3.3307e-17 | 1.5042e-09 | 4.1534e-09 | 4.996e-17 | 4.8452e-09 | -2.5673e-10 | -6.6613e-17 | -4.8452e-09 | 2.5673e-10 | 0 | 0 | 0 | 0 | 0 | 0 | 0.9 | 0.79426 | 0.65148 | 0.9 | 0.79426 | 0.65148 | 1.8296e-13 | -135.3123 | 120.9775 | 1.8706e-13 | -135.3123 | 120.9775

## LL_min_fault_6
name | pf_ikss_a_from_ka | pf_ikss_b_from_ka | pf_ikss_c_from_ka | pf_ikss_a_to_ka | pf_ikss_b_to_ka | pf_ikss_c_to_ka | pf_skss_a_from_mw | pf_skss_b_from_mw | pf_skss_c_from_mw | pf_skss_a_to_mw | pf_skss_b_to_mw | pf_skss_c_to_mw | pf_p_a_from_mw | pf_p_b_from_mw | pf_p_c_from_mw | pf_p_a_to_mw | pf_p_b_to_mw | pf_p_c_to_mw | pf_q_a_from_mvar | pf_q_b_from_mvar | pf_q_c_from_mvar | pf_q_a_to_mvar | pf_q_b_to_mvar | pf_q_c_to_mvar | pf_ikss_a_from_degree | pf_ikss_b_from_degree | pf_ikss_c_from_degree | pf_ikss_a_to_degree | pf_ikss_b_to_degree | pf_ikss_c_to_degree | pf_vm_a_from_pu | pf_vm_b_from_pu | pf_vm_c_from_pu | pf_vm_a_to_pu | pf_vm_b_to_pu | pf_vm_c_to_pu | pf_va_a_from_degree | pf_va_b_from_degree | pf_va_c_from_degree | pf_va_a_to_degree | pf_va_b_to_degree | pf_va_c_to_degree
Line0_1_2 | 0 | 0 | 0 | 0 | 0 | 0 | 0 | 0 | 0 | 0 | 0 | 0 | 2.472e-18 | -3.8862e-11 | -1.1288e-10 | -2.472e-18 | 3.8862e-11 | 1.1288e-10 | 2.1973e-18 | 1.0829e-10 | 1.9912e-11 | -2.1973e-18 | -1.0829e-10 | -1.9912e-11 | 0 | 0 | 0 | 0 | 0 | 0 | 0.95 | 0.94812 | 0.94457 | 0.95 | 0.94812 | 0.94457 | 3.1852e-15 | -120.3131 | 119.9422 | 3.2099e-15 | -120.3131 | 119.9422
Line10_11_12 | 0 | 0 | 0 | 0 | 0 | 0 | 0 | 0 | 0 | 0 | 0 | 0 | 1.0987e-18 | -3.8862e-11 | -1.1288e-10 | -1.0987e-18 | 3.8862e-11 | 1.1288e-10 | 2.7466e-18 | 1.0829e-10 | 1.9912e-11 | -2.7466e-18 | -1.0829e-10 | -1.9912e-11 | 0 | 0 | 0 | 0 | 0 | 0 | 0.95 | 0.94812 | 0.94457 | 0.95 | 0.94812 | 0.94457 | 3.3279e-15 | -120.3131 | 119.9422 | 3.4029e-15 | -120.3131 | 119.9422
Line11_12_13 | 0 | 0 | 0 | 0 | 0 | 0 | 0 | 0 | 0 | 0 | 0 | 0 | -1.3047e-18 | -3.2385e-11 | -9.4068e-11 | 1.3047e-18 | 3.2385e-11 | 9.4068e-11 | 2.7466e-18 | 9.0245e-11 | 1.6593e-11 | -2.7466e-18 | -9.0245e-11 | -1.6593e-11 | 0 | 0 | 0 | 0 | 0 | 0 | 0.95 | 0.94812 | 0.94457 | 0.95 | 0.94812 | 0.94457 | 3.4029e-15 | -120.3131 | 119.9422 | 3.4744e-15 | -120.3131 | 119.9422
Line12_13_15 | 0 | 0 | 0 | 0 | 0 | 0 | 0 | 0 | 0 | 0 | 0 | 0 | -3.4333e-19 | -1.9431e-11 | -5.6441e-11 | 3.4333e-19 | 1.9431e-11 | 5.6441e-11 | -2.0819e-35 | 5.4147e-11 | 9.9561e-12 | -1.0987e-18 | -5.4147e-11 | -9.9561e-12 | 0 | 0 | 0 | 0 | 0 | 0 | 0.95 | 0.94812 | 0.94457 | 0.95 | 0.94812 | 0.94457 | 3.4744e-15 | -120.3131 | 119.9422 | 3.5115e-15 | -120.3131 | 119.9422
Line13_13_14 | 0 | 0 | 0 | 0 | 0 | 0 | 0 | 0 | 0 | 0 | 0 | 0 | 4.8066e-19 | -6.477e-12 | -1.8814e-11 | -4.8066e-19 | 6.477e-12 | 1.8814e-11 | 2.9147e-35 | 1.8049e-11 | 3.3187e-12 | -1.0987e-18 | -1.8049e-11 | -3.3187e-12 | 0 | 0 | 0 | 0 | 0 | 0 | 0.95 | 0.94812 | 0.94457 | 0.95 | 0.94812 | 0.94457 | 3.4744e-15 | -120.3131 | 119.9422 | 3.4733e-15 | -120.3131 | 119.9422
Line14_15_16 | 0 | 0 | 0 | 0 | 0 | 0 | 0 | 0 | 0 | 0 | 0 | 0 | -7.5533e-19 | -1.2954e-11 | -3.7627e-11 | 7.5533e-19 | 1.2954e-11 | 3.7627e-11 | 1.648e-18 | 3.6098e-11 | 6.6374e-12 | -1.0987e-18 | -3.6098e-11 | -6.6374e-12 | 0 | 0 | 0 | 0 | 0 | 0 | 0.95 | 0.94812 | 0.94457 | 0.95 | 0.94812 | 0.94457 | 3.5115e-15 | -120.3131 | 119.9422 | 3.5443e-15 | -120.3131 | 119.9422
Line15_16_17 | 0 | 0 | 0 | 0 | 0 | 0 | 0 | 0 | 0 | 0 | 0 | 0 | -3.3981e-35 | -6.477e-12 | -1.8814e-11 | 5.4933e-19 | 6.477e-12 | 1.8814e-11 | 5.4933e-19 | 1.8049e-11 | 3.3187e-12 | -5.4933e-19 | -1.8049e-11 | -3.3187e-12 | 0 | 0 | 0 | 0 | 0 | 0 | 0.95 | 0.94812 | 0.94457 | 0.95 | 0.94812 | 0.94457 | 3.5443e-15 | -120.3131 | 119.9422 | 3.5565e-15 | -120.3131 | 119.9422
Line16_4_18 | 0 | 0.052639 | 0.052639 | 0 | 0.052639 | 0.052639 | 0 | 0.012156 | 0.012156 | 0 | 0.012156 | 0.012156 | -1.0987e-18 | 0.011082 | 0.0028784 | -1.0987e-18 | -0.011029 | -0.0028252 | -1.0987e-18 | 0.0029185 | 0.011047 | -1.0987e-18 | -0.0028631 | -0.010991 | 0 | -135.266 | 44.734 | 0 | 44.734 | -135.266 | 0.95 | 0.94272 | 0.93905 | 0.95 | 0.93734 | 0.93354 | 3.2247e-15 | -120.5122 | 120.1294 | 3.2156e-15 | -120.7135 | 120.3187
Line17_5_19 | 0 | 0 | 0 | 0 | 0 | 0 | 0 | 0 | 0 | 0 | 0 | 0 | 6.8666e-20 | -6.477e-12 | -1.8814e-11 | 2.06e-19 | 6.477e-12 | 1.8814e-11 | 1.0987e-18 | 1.8049e-11 | 3.3187e-12 | -5.4933e-19 | -1.8049e-11 | -3.3187e-12 | 0 | 0 | 0 | 0 | 0 | 0 | 0.95 | 0.94812 | 0.94457 | 0.95 | 0.94812 | 0.94457 | 3.2157e-15 | -120.3131 | 119.9422 | 3.2279e-15 | -120.3131 | 119.9422
Line1_1_3 | 0 | 0 | 0 | 0 | 0 | 0 | 0 | 0 | 0 | 0 | 0 | 0 | 2.266e-18 | -5.1816e-11 | -1.5051e-10 | -2.266e-18 | 5.1816e-11 | 1.5051e-10 | 1.648e-18 | 1.4439e-10 | 2.655e-11 | -2.1973e-18 | -1.4439e-10 | -2.655e-11 | 0 | 0 | 0 | 0 | 0 | 0 | 0.95 | 0.94812 | 0.94457 | 0.95 | 0.94812 | 0.94457 | 3.1852e-15 | -120.3131 | 119.9422 | 3.2541e-15 | -120.3131 | 119.9422
Line2_1_4 | 0 | 0.052639 | 0.052639 | 0 | 0.052639 | 0.052639 | 0 | 0.012156 | 0.012156 | 0 | 0.012156 | 0.012156 | 5.4933e-19 | 0.011136 | 0.0029316 | -1.0987e-18 | -0.011082 | -0.0028784 | -1.0987e-18 | 0.0029739 | 0.011102 | -6.1835e-35 | -0.0029185 | -0.011047 | 0 | -135.266 | 44.734 | 0 | 44.734 | -135.266 | 0.95 | 0.94812 | 0.94457 | 0.95 | 0.94272 | 0.93905 | 3.1852e-15 | -120.3131 | 119.9422 | 3.2247e-15 | -120.5122 | 120.1294
Line3_1_5 | 0 | 0 | 0 | 0 | 0 | 0 | 0 | 0 | 0 | 0 | 0 | 0 | 6.18e-19 | -1.2954e-11 | -3.7627e-11 | -6.8666e-20 | 1.2954e-11 | 3.7627e-11 | 1.0987e-18 | 3.6098e-11 | 6.6374e-12 | -1.0987e-18 | -3.6098e-11 | -6.6374e-12 | 0 | 0 | 0 | 0 | 0 | 0 | 0.95 | 0.94812 | 0.94457 | 0.95 | 0.94812 | 0.94457 | 3.1852e-15 | -120.3131 | 119.9422 | 3.2157e-15 | -120.3131 | 119.9422
Line4_2_6 | 0 | 0 | 0 | 0 | 0 | 0 | 0 | 0 | 0 | 0 | 0 | 0 | 2.884e-18 | -3.2385e-11 | -9.4068e-11 | -2.884e-18 | 3.2385e-11 | 9.4068e-11 | 3.296e-18 | 9.0245e-11 | 1.6593e-11 | -3.296e-18 | -9.0245e-11 | -1.6593e-11 | 0 | 0 | 0 | 0 | 0 | 0 | 0.95 | 0.94812 | 0.94457 | 0.95 | 0.94812 | 0.94457 | 3.2099e-15 | -120.3131 | 119.9422 | 3.2362e-15 | -120.3131 | 119.9422
Line5_6_7 | 0 | 0 | 0 | 0 | 0 | 0 | 0 | 0 | 0 | 0 | 0 | 0 | 1.3733e-18 | -2.5908e-11 | -7.5255e-11 | -1.648e-18 | 2.5908e-11 | 7.5255e-11 | 1.648e-18 | 7.2196e-11 | 1.3275e-11 | -1.648e-18 | -7.2196e-11 | -1.3275e-11 | 0 | 0 | 0 | 0 | 0 | 0 | 0.95 | 0.94812 | 0.94457 | 0.95 | 0.94812 | 0.94457 | 3.2362e-15 | -120.3131 | 119.9422 | 3.2595e-15 | -120.3131 | 119.9422
Line6_7_8 | 0 | 0 | 0 | 0 | 0 | 0 | 0 | 0 | 0 | 0 | 0 | 0 | 6.8666e-19 | -1.9431e-11 | -5.6441e-11 | -9.6133e-19 | 1.9431e-11 | 5.6441e-11 | 3.296e-18 | 5.4147e-11 | 9.9561e-12 | -2.1973e-18 | -5.4147e-11 | -9.9561e-12 | 0 | 0 | 0 | 0 | 0 | 0 | 0.95 | 0.94812 | 0.94457 | 0.95 | 0.94812 | 0.94457 | 3.2595e-15 | -120.3131 | 119.9422 | 3.2936e-15 | -120.3131 | 119.9422
Line7_8_9 | 0 | 0 | 0 | 0 | 0 | 0 | 0 | 0 | 0 | 0 | 0 | 0 | -6.18e-19 | -6.477e-12 | -1.8814e-11 | 6.18e-19 | 6.477e-12 | 1.8814e-11 | 5.4933e-19 | 1.8049e-11 | 3.3187e-12 | -1.0987e-18 | -1.8049e-11 | -3.3187e-12 | 0 | 0 | 0 | 0 | 0 | 0 | 0.95 | 0.94812 | 0.94457 | 0.95 | 0.94812 | 0.94457 | 3.2936e-15 | -120.3131 | 119.9422 | 3.2925e-15 | -120.3131 | 119.9422
Line8_8_10 | 0 | 0 | 0 | 0 | 0 | 0 | 0 | 0 | 0 | 0 | 0 | 0 | -3.4333e-19 | -6.477e-12 | -1.8814e-11 | 6.18e-19 | 6.477e-12 | 1.8814e-11 | 5.4933e-19 | 1.8049e-11 | 3.3187e-12 | -1.0987e-18 | -1.8049e-11 | -3.3187e-12 | 0 | 0 | 0 | 0 | 0 | 0 | 0.95 | 0.94812 | 0.94457 | 0.95 | 0.94812 | 0.94457 | 3.2936e-15 | -120.3131 | 119.9422 | 3.3089e-15 | -120.3131 | 119.9422
Line9_3_11 | 0 | 0 | 0 | 0 | 0 | 0 | 0 | 0 | 0 | 0 | 0 | 0 | 5.4933e-19 | -4.5339e-11 | -1.317e-10 | -8.2399e-19 | 4.5339e-11 | 1.317e-10 | 3.296e-18 | 1.2634e-10 | 2.3231e-11 | -3.296e-18 | -1.2634e-10 | -2.3231e-11 | 0 | 0 | 0 | 0 | 0 | 0 | 0.95 | 0.94812 | 0.94457 | 0.95 | 0.94812 | 0.94457 | 3.2541e-15 | -120.3131 | 119.9422 | 3.3279e-15 | -120.3131 | 119.9422

## LL_min_fault_10
name | pf_ikss_a_from_ka | pf_ikss_b_from_ka | pf_ikss_c_from_ka | pf_ikss_a_to_ka | pf_ikss_b_to_ka | pf_ikss_c_to_ka | pf_skss_a_from_mw | pf_skss_b_from_mw | pf_skss_c_from_mw | pf_skss_a_to_mw | pf_skss_b_to_mw | pf_skss_c_to_mw | pf_p_a_from_mw | pf_p_b_from_mw | pf_p_c_from_mw | pf_p_a_to_mw | pf_p_b_to_mw | pf_p_c_to_mw | pf_q_a_from_mvar | pf_q_b_from_mvar | pf_q_c_from_mvar | pf_q_a_to_mvar | pf_q_b_to_mvar | pf_q_c_to_mvar | pf_ikss_a_from_degree | pf_ikss_b_from_degree | pf_ikss_c_from_degree | pf_ikss_a_to_degree | pf_ikss_b_to_degree | pf_ikss_c_to_degree | pf_vm_a_from_pu | pf_vm_b_from_pu | pf_vm_c_from_pu | pf_vm_a_to_pu | pf_vm_b_to_pu | pf_vm_c_to_pu | pf_va_a_from_degree | pf_va_b_from_degree | pf_va_c_from_degree | pf_va_a_to_degree | pf_va_b_to_degree | pf_va_c_to_degree
Line0_1_2 | 0 | 0 | 0 | 0 | 0 | 0 | 0 | 0 | 0 | 0 | 0 | 0 | 2.8623e-18 | -3.4879e-11 | -1.0131e-10 | -2.8623e-18 | 3.4879e-11 | 1.0131e-10 | 1.0408e-18 | 9.7195e-11 | 1.7871e-11 | -5.2042e-19 | -9.7195e-11 | -1.7871e-11 | 0 | 0 | 0 | 0 | 0 | 0 | 0.9 | 0.89822 | 0.89485 | 0.9 | 0.89822 | 0.89485 | 3.1741e-15 | -120.3131 | 119.9422 | 3.189e-15 | -120.3131 | 119.9422
Line10_11_12 | 0 | 0 | 0 | 0 | 0 | 0 | 0 | 0 | 0 | 0 | 0 | 0 | 6.5052e-19 | -3.4879e-11 | -1.0131e-10 | -3.9031e-19 | 3.4879e-11 | 1.0131e-10 | 1.5613e-18 | 9.7195e-11 | 1.7871e-11 | -2.0817e-18 | -9.7195e-11 | -1.7871e-11 | 0 | 0 | 0 | 0 | 0 | 0 | 0.9 | 0.89822 | 0.89485 | 0.9 | 0.89822 | 0.89485 | 3.3168e-15 | -120.3131 | 119.9422 | 3.3918e-15 | -120.3131 | 119.9422
Line11_12_13 | 0 | 0 | 0 | 0 | 0 | 0 | 0 | 0 | 0 | 0 | 0 | 0 | -1.236e-18 | -2.9066e-11 | -8.4427e-11 | 1.4962e-18 | 2.9066e-11 | 8.4427e-11 | 4.1633e-18 | 8.0996e-11 | 1.4893e-11 | -4.1633e-18 | -8.0996e-11 | -1.4893e-11 | 0 | 0 | 0 | 0 | 0 | 0 | 0.9 | 0.89822 | 0.89485 | 0.9 | 0.89822 | 0.89485 | 3.3918e-15 | -120.3131 | 119.9422 | 3.4633e-15 | -120.3131 | 119.9422
Line12_13_15 | 0 | 0 | 0 | 0 | 0 | 0 | 0 | 0 | 0 | 0 | 0 | 0 | 1.301e-19 | -1.7439e-11 | -5.0656e-11 | -1.301e-19 | 1.7439e-11 | 5.0656e-11 | 5.2042e-19 | 4.8598e-11 | 8.9356e-12 | -1.0408e-18 | -4.8598e-11 | -8.9357e-12 | 0 | 0 | 0 | 0 | 0 | 0 | 0.9 | 0.89822 | 0.89485 | 0.9 | 0.89822 | 0.89485 | 3.4633e-15 | -120.3131 | 119.9422 | 3.5004e-15 | -120.3131 | 119.9422
Line13_13_14 | 0 | 0 | 0 | 0 | 0 | 0 | 0 | 0 | 0 | 0 | 0 | 0 | 1.9516e-19 | -5.8131e-12 | -1.6885e-11 | 6.5052e-20 | 5.8131e-12 | 1.6885e-11 | -5.2042e-19 | 1.6199e-11 | 2.9786e-12 | 3.9309e-36 | -1.6199e-11 | -2.9786e-12 | 0 | 0 | 0 | 0 | 0 | 0 | 0.9 | 0.89822 | 0.89485 | 0.9 | 0.89822 | 0.89485 | 3.4633e-15 | -120.3131 | 119.9422 | 3.4622e-15 | -120.3131 | 119.9422
Line14_15_16 | 0 | 0 | 0 | 0 | 0 | 0 | 0 | 0 | 0 | 0 | 0 | 0 | -3.9031e-19 | -1.1626e-11 | -3.3771e-11 | 3.9031e-19 | 1.1626e-11 | 3.3771e-11 | 1.0408e-18 | 3.2398e-11 | 5.9571e-12 | -1.0408e-18 | -3.2398e-11 | -5.9571e-12 | 0 | 0 | 0 | 0 | 0 | 0 | 0.9 | 0.89822 | 0.89485 | 0.9 | 0.89822 | 0.89485 | 3.5004e-15 | -120.3131 | 119.9422 | 3.5332e-15 | -120.3131 | 119.9422
Line15_16_17 | 0 | 0 | 0 | 0 | 0 | 0 | 0 | 0 | 0 | 0 | 0 | 0 | -1.236e-18 | -5.8131e-12 | -1.6885e-11 | 9.7578e-19 | 5.8131e-12 | 1.6885e-11 | -7.6218e-35 | 1.6199e-11 | 2.9785e-12 | -5.2042e-19 | -1.6199e-11 | -2.9785e-12 | 0 | 0 | 0 | 0 | 0 | 0 | 0.9 | 0.89822 | 0.89485 | 0.9 | 0.89822 | 0.89485 | 3.5332e-15 | -120.3131 | 119.9422 | 3.5455e-15 | -120.3131 | 119.9422
Line16_4_18 | 0 | 0.049869 | 0.049869 | 0 | 0.049869 | 0.049869 | 0 | 0.011517 | 0.011517 | 0 | 0.011517 | 0.011517 | -3.1225e-18 | 0.0099465 | 0.0025834 | 2.0817e-18 | -0.0098987 | -0.0025356 | -1.7492e-34 | 0.0026194 | 0.0099144 | 1.1675e-34 | -0.0025697 | -0.0098647 | 0 | -135.266 | 44.734 | 0 | 44.734 | -135.266 | 0.9 | 0.89311 | 0.88962 | 0.9 | 0.888 | 0.8844 | 3.2097e-15 | -120.5122 | 120.1294 | 3.2135e-15 | -120.7135 | 120.3187
Line17_5_19 | 0 | 0 | 0 | 0 | 0 | 0 | 0 | 0 | 0 | 0 | 0 | 0 | -1.0408e-18 | -5.8131e-12 | -1.6885e-11 | 7.8063e-19 | 5.8131e-12 | 1.6885e-11 | 5.2042e-19 | 1.6199e-11 | 2.9785e-12 | 4.3828e-35 | -1.6199e-11 | -2.9785e-12 | 0 | 0 | 0 | 0 | 0 | 0 | 0.9 | 0.89822 | 0.89485 | 0.9 | 0.89822 | 0.89485 | 3.2046e-15 | -120.3131 | 119.9422 | 3.2168e-15 | -120.3131 | 119.9422
Line1_1_3 | 0 | 0 | 0 | 0 | 0 | 0 | 0 | 0 | 0 | 0 | 0 | 0 | 1.4311e-18 | -4.6505e-11 | -1.3508e-10 | -1.4311e-18 | 4.6505e-11 | 1.3508e-10 | 2.6021e-18 | 1.2959e-10 | 2.3828e-11 | -2.0817e-18 | -1.2959e-10 | -2.3828e-11 | 0 | 0 | 0 | 0 | 0 | 0 | 0.9 | 0.89822 | 0.89485 | 0.9 | 0.89822 | 0.89485 | 3.1741e-15 | -120.3131 | 119.9422 | 3.243e-15 | -120.3131 | 119.9422
Line2_1_4 | 0 | 0.049869 | 0.049869 | 0 | 0.049869 | 0.049869 | 0 | 0.011517 | 0.011517 | 0 | 0.011517 | 0.011517 | -5.7661e-35 | 0.0099942 | 0.0026311 | 1.0408e-18 | -0.0099465 | -0.0025834 | 1.0408e-18 | 0.0026691 | 0.0099642 | -2.0817e-18 | -0.0026194 | -0.0099144 | 0 | -135.266 | 44.734 | 0 | 44.734 | -135.266 | 0.9 | 0.89822 | 0.89485 | 0.9 | 0.89311 | 0.88962 | 3.1741e-15 | -120.3131 | 119.9422 | 3.2097e-15 | -120.5122 | 120.1294
Line3_1_5 | 0 | 0 | 0 | 0 | 0 | 0 | 0 | 0 | 0 | 0 | 0 | 0 | 5.8547e-19 | -1.1626e-11 | -3.3771e-11 | -5.8547e-19 | 1.1626e-11 | 3.3771e-11 | 1.5613e-18 | 3.2398e-11 | 5.9571e-12 | -1.5613e-18 | -3.2398e-11 | -5.9571e-12 | 0 | 0 | 0 | 0 | 0 | 0 | 0.9 | 0.89822 | 0.89485 | 0.9 | 0.89822 | 0.89485 | 3.1741e-15 | -120.3131 | 119.9422 | 3.2046e-15 | -120.3131 | 119.9422
Line4_2_6 | 0 | 0 | 0 | 0 | 0 | 0 | 0 | 0 | 0 | 0 | 0 | 0 | 1.8215e-18 | -2.9066e-11 | -8.4427e-11 | -2.0817e-18 | 2.9066e-11 | 8.4427e-11 | 3.1225e-18 | 8.0996e-11 | 1.4893e-11 | -2.6021e-18 | -8.0996e-11 | -1.4893e-11 | 0 | 0 | 0 | 0 | 0 | 0 | 0.9 | 0.89822 | 0.89485 | 0.9 | 0.89822 | 0.89485 | 3.189e-15 | -120.3131 | 119.9422 | 3.2125e-15 | -120.3131 | 119.9422
Line5_6_7 | 0 | 0 | 0 | 0 | 0 | 0 | 0 | 0 | 0 | 0 | 0 | 0 | 1.5613e-18 | -2.3253e-11 | -6.7542e-11 | -1.8215e-18 | 2.3253e-11 | 6.7542e-11 | 2.0817e-18 | 6.4797e-11 | 1.1914e-11 | -2.0817e-18 | -6.4797e-11 | -1.1914e-11 | 0 | 0 | 0 | 0 | 0 | 0 | 0.9 | 0.89822 | 0.89485 | 0.9 | 0.89822 | 0.89485 | 3.2125e-15 | -120.3131 | 119.9422 | 3.2301e-15 | -120.3131 | 119.9422
Line6_7_8 | 0 | 0 | 0 | 0 | 0 | 0 | 0 | 0 | 0 | 0 | 0 | 0 | 1.236e-18 | -1.7439e-11 | -5.0656e-11 | -9.7578e-19 | 1.7439e-11 | 5.0656e-11 | 2.6021e-18 | 4.8598e-11 | 8.9356e-12 | -2.0817e-18 | -4.8598e-11 | -8.9357e-12 | 0 | 0 | 0 | 0 | 0 | 0 | 0.9 | 0.89822 | 0.89485 | 0.9 | 0.89822 | 0.89485 | 3.2301e-15 | -120.3131 | 119.9422 | 3.2613e-15 | -120.3131 | 119.9422
Line7_8_9 | 0 | 0 | 0 | 0 | 0 | 0 | 0 | 0 | 0 | 0 | 0 | 0 | -3.2526e-19 | -5.8131e-12 | -1.6885e-11 | 5.8547e-19 | 5.8131e-12 | 1.6885e-11 | 5.2042e-19 | 1.6199e-11 | 2.9786e-12 | -1.0408e-18 | -1.6199e-11 | -2.9785e-12 | 0 | 0 | 0 | 0 | 0 | 0 | 0.9 | 0.89822 | 0.89485 | 0.9 | 0.89822 | 0.89485 | 3.2613e-15 | -120.3131 | 119.9422 | 3.2602e-15 | -120.3131 | 119.9422
Line8_8_10 | 0 | 0 | 0 | 0 | 0 | 0 | 0 | 0 | 0 | 0 | 0 | 0 | -6.5052e-20 | -5.8131e-12 | -1.6885e-11 | 3.2526e-19 | 5.8131e-12 | 1.6885e-11 | 1.0408e-18 | 1.6199e-11 | 2.9786e-12 | -1.5613e-18 | -1.6199e-11 | -2.9786e-12 | 0 | 0 | 0 | 0 | 0 | 0 | 0.9 | 0.89822 | 0.89485 | 0.9 | 0.89822 | 0.89485 | 3.2613e-15 | -120.3131 | 119.9422 | 3.2776e-15 | -120.3131 | 119.9422
Line9_3_11 | 0 | 0 | 0 | 0 | 0 | 0 | 0 | 0 | 0 | 0 | 0 | 0 | 1.1709e-18 | -4.0692e-11 | -1.182e-10 | -1.1709e-18 | 4.0692e-11 | 1.182e-10 | 2.0817e-18 | 1.1339e-10 | 2.085e-11 | -2.0817e-18 | -1.1339e-10 | -2.085e-11 | 0 | 0 | 0 | 0 | 0 | 0 | 0.9 | 0.89822 | 0.89485 | 0.9 | 0.89822 | 0.89485 | 3.243e-15 | -120.3131 | 119.9422 | 3.3168e-15 | -120.3131 | 119.9422

## LG_max_6
name | pf_ikss_a_from_ka | pf_ikss_b_from_ka | pf_ikss_c_from_ka | pf_ikss_a_to_ka | pf_ikss_b_to_ka | pf_ikss_c_to_ka | pf_skss_a_from_mw | pf_skss_b_from_mw | pf_skss_c_from_mw | pf_skss_a_to_mw | pf_skss_b_to_mw | pf_skss_c_to_mw | pf_p_a_from_mw | pf_p_b_from_mw | pf_p_c_from_mw | pf_p_a_to_mw | pf_p_b_to_mw | pf_p_c_to_mw | pf_q_a_from_mvar | pf_q_b_from_mvar | pf_q_c_from_mvar | pf_q_a_to_mvar | pf_q_b_to_mvar | pf_q_c_to_mvar | pf_ikss_a_from_degree | pf_ikss_b_from_degree | pf_ikss_c_from_degree | pf_ikss_a_to_degree | pf_ikss_b_to_degree | pf_ikss_c_to_degree | 3xI0 | pf_vm_a_from_pu | pf_vm_b_from_pu | pf_vm_c_from_pu | pf_vm_a_to_pu | pf_vm_b_to_pu | pf_vm_c_to_pu | pf_va_a_from_degree | pf_va_b_from_degree | pf_va_c_from_degree | pf_va_a_to_degree | pf_va_b_to_degree | pf_va_c_to_degree
Line0_1_2 | 0 | 0 | 0 | 0 | 0 | 0 | 0 | 0 | 0 | 0 | 0 | 0 | -1.961e-09 | 3.0254e-08 | -3.4882e-08 | 2.5152e-09 | -2.4979e-08 | 2.9052e-08 | 2.7254e-08 | -1.8241e-08 | -1.4352e-08 | -2.3014e-08 | 1.5355e-08 | 1.1662e-08 | 0 | 0 | 0 | 0 | 0 | 0 |  | 0.70023 | 0.98463 | 1.0513 | 0.70023 | 0.98463 | 1.0513 | -6.4344 | -117.6699 | 115.7813 | -6.4344 | -117.6699 | 115.7813
Line10_11_12 | 0 | 0 | 0 | 0 | 0 | 0 | 0 | 0 | 0 | 0 | 0 | 0 | -1.961e-09 | 3.0254e-08 | -3.4882e-08 | 2.5152e-09 | -2.4979e-08 | 2.9052e-08 | 2.7254e-08 | -1.8241e-08 | -1.4352e-08 | -2.3014e-08 | 1.5355e-08 | 1.1662e-08 | 0 | 0 | 0 | 0 | 0 | 0 |  | 0.70023 | 0.98463 | 1.0513 | 0.70023 | 0.98463 | 1.0513 | -6.4344 | -117.6699 | 115.7813 | -6.4344 | -117.6699 | 115.7813
Line11_12_13 | 0 | 0 | 0 | 0 | 0 | 0 | 0 | 0 | 0 | 0 | 0 | 0 | -1.6341e-09 | 2.5212e-08 | -2.9068e-08 | 2.1884e-09 | -1.9937e-08 | 2.3239e-08 | 2.2712e-08 | -1.5201e-08 | -1.196e-08 | -1.8471e-08 | 1.2315e-08 | 9.2703e-09 | 0 | 0 | 0 | 0 | 0 | 0 |  | 0.70023 | 0.98463 | 1.0513 | 0.70023 | 0.98463 | 1.0513 | -6.4344 | -117.6699 | 115.7813 | -6.4344 | -117.6699 | 115.7813
Line12_13_15 | 0 | 0 | 0 | 0 | 0 | 0 | 0 | 0 | 0 | 0 | 0 | 0 | -9.8048e-10 | 1.5127e-08 | -1.7441e-08 | 1.5347e-09 | -9.8519e-09 | 1.1611e-08 | 1.3627e-08 | -9.1204e-09 | -7.1761e-09 | -9.3868e-09 | 6.2344e-09 | 4.4863e-09 | 0 | 0 | 0 | 0 | 0 | 0 |  | 0.70023 | 0.98463 | 1.0513 | 0.70023 | 0.98463 | 1.0513 | -6.4344 | -117.6699 | 115.7813 | -6.4344 | -117.6699 | 115.7813
Line13_13_14 | 0 | 0 | 0 | 0 | 0 | 0 | 0 | 0 | 0 | 0 | 0 | 0 | -3.2683e-10 | 5.0424e-09 | -5.8136e-09 | 8.8106e-10 | 2.3288e-10 | -1.5873e-11 | 4.5423e-09 | -3.0401e-09 | -2.392e-09 | -3.0211e-10 | 1.5412e-10 | -2.9774e-10 | 0 | 0 | 0 | 0 | 0 | 0 |  | 0.70023 | 0.98463 | 1.0513 | 0.70023 | 0.98463 | 1.0513 | -6.4344 | -117.6699 | 115.7813 | -6.4344 | -117.6699 | 115.7813
Line14_15_16 | 0 | 0 | 0 | 0 | 0 | 0 | 0 | 0 | 0 | 0 | 0 | 0 | -6.5365e-10 | 1.0085e-08 | -1.1627e-08 | 1.2079e-09 | -4.8095e-09 | 5.7978e-09 | 9.0847e-09 | -6.0803e-09 | -4.784e-09 | -4.8445e-09 | 3.1943e-09 | 2.0943e-09 | 0 | 0 | 0 | 0 | 0 | 0 |  | 0.70023 | 0.98463 | 1.0513 | 0.70023 | 0.98463 | 1.0513 | -6.4344 | -117.6699 | 115.7813 | -6.4344 | -117.6699 | 115.7813
Line15_16_17 | 0 | 0 | 0 | 0 | 0 | 0 | 0 | 0 | 0 | 0 | 0 | 0 | -3.2683e-10 | 5.0424e-09 | -5.8136e-09 | 8.8106e-10 | 2.3288e-10 | -1.5874e-11 | 4.5423e-09 | -3.0401e-09 | -2.392e-09 | -3.0211e-10 | 1.5412e-10 | -2.9774e-10 | 0 | 0 | 0 | 0 | 0 | 0 |  | 0.70023 | 0.98463 | 1.0513 | 0.70023 | 0.98463 | 1.0513 | -6.4344 | -117.6699 | 115.7813 | -6.4344 | -117.6699 | 115.7813
Line16_4_18 | 4.3392 | 0 | 0 | 4.3392 | 0 | 0 | 1.0021 | 0 | 0 | 1.0021 | 0 | 0 | 0.1569 | 1.3043e-08 | -1.382e-08 | 5.2149e-16 | 3.1167e-10 | 1.6757e-10 | 0.31381 | -5.6208e-09 | -5.8381e-09 | 8.5124e-14 | 6.4834e-10 | -7.3153e-10 | -69.8693 | 0 | 0 | 110.1307 | 0 | 0 |  | 0.35011 | 0.96148 | 1.0157 | 0 | 0.94298 | 0.98377 | -6.4344 | -113.7775 | 112.4374 | 0 | -109.7129 | 108.8638
Line17_5_19 | 0 | 0 | 0 | 0 | 0 | 0 | 0 | 0 | 0 | 0 | 0 | 0 | -3.2682e-10 | 5.0424e-09 | -5.8136e-09 | 8.8106e-10 | 2.3288e-10 | -1.5873e-11 | 4.5423e-09 | -3.0401e-09 | -2.392e-09 | -3.0211e-10 | 1.5412e-10 | -2.9774e-10 | 0 | 0 | 0 | 0 | 0 | 0 |  | 0.70023 | 0.98463 | 1.0513 | 0.70023 | 0.98463 | 1.0513 | -6.4344 | -117.6699 | 115.7813 | -6.4344 | -117.6699 | 115.7813
Line1_1_3 | 0 | 0 | 0 | 0 | 0 | 0 | 0 | 0 | 0 | 0 | 0 | 0 | -2.6146e-09 | 4.0339e-08 | -4.6509e-08 | 3.1688e-09 | -3.5064e-08 | 4.068e-08 | 3.6339e-08 | -2.4321e-08 | -1.9136e-08 | -3.2099e-08 | 2.1435e-08 | 1.6446e-08 | 0 | 0 | 0 | 0 | 0 | 0 |  | 0.70023 | 0.98463 | 1.0513 | 0.70023 | 0.98463 | 1.0513 | -6.4344 | -117.6699 | 115.7813 | -6.4344 | -117.6699 | 115.7813
Line2_1_4 | 4.3392 | 0 | 0 | 4.3392 | 0 | 0 | 1.0021 | 0 | 0 | 1.0021 | 0 | 0 | 0.31381 | 2.0578e-08 | -2.2494e-08 | -0.1569 | -1.2752e-08 | 1.3914e-08 | 0.62761 | -1.0971e-08 | -1.0674e-08 | -0.31381 | 6.0221e-09 | 5.3235e-09 | -69.8693 | 0 | 0 | 110.1307 | 0 | 0 |  | 0.70023 | 0.98463 | 1.0513 | 0.35011 | 0.96148 | 1.0157 | -6.4344 | -117.6699 | 115.7813 | -6.4344 | -113.7775 | 112.4374
Line3_1_5 | 0 | 0 | 0 | 0 | 0 | 0 | 0 | 0 | 0 | 0 | 0 | 0 | -6.5365e-10 | 1.0085e-08 | -1.1627e-08 | 1.2079e-09 | -4.8095e-09 | 5.7978e-09 | 9.0847e-09 | -6.0803e-09 | -4.784e-09 | -4.8445e-09 | 3.1943e-09 | 2.0943e-09 | 0 | 0 | 0 | 0 | 0 | 0 |  | 0.70023 | 0.98463 | 1.0513 | 0.70023 | 0.98463 | 1.0513 | -6.4344 | -117.6699 | 115.7813 | -6.4344 | -117.6699 | 115.7813
Line4_2_6 | 0 | 0 | 0 | 0 | 0 | 0 | 0 | 0 | 0 | 0 | 0 | 0 | -1.6341e-09 | 2.5212e-08 | -2.9068e-08 | 2.1884e-09 | -1.9937e-08 | 2.3239e-08 | 2.2712e-08 | -1.5201e-08 | -1.196e-08 | -1.8471e-08 | 1.2315e-08 | 9.2703e-09 | 0 | 0 | 0 | 0 | 0 | 0 |  | 0.70023 | 0.98463 | 1.0513 | 0.70023 | 0.98463 | 1.0513 | -6.4344 | -117.6699 | 115.7813 | -6.4344 | -117.6699 | 115.7813
Line5_6_7 | 0 | 0 | 0 | 0 | 0 | 0 | 0 | 0 | 0 | 0 | 0 | 0 | -1.3073e-09 | 2.017e-08 | -2.3255e-08 | 1.8615e-09 | -1.4894e-08 | 1.7425e-08 | 1.8169e-08 | -1.2161e-08 | -9.5681e-09 | -1.3929e-08 | 9.2745e-09 | 6.8783e-09 | 0 | 0 | 0 | 0 | 0 | 0 |  | 0.70023 | 0.98463 | 1.0513 | 0.70023 | 0.98463 | 1.0513 | -6.4344 | -117.6699 | 115.7813 | -6.4344 | -117.6699 | 115.7813
Line6_7_8 | 0 | 0 | 0 | 0 | 0 | 0 | 0 | 0 | 0 | 0 | 0 | 0 | -9.8048e-10 | 1.5127e-08 | -1.7441e-08 | 1.5347e-09 | -9.8519e-09 | 1.1611e-08 | 1.3627e-08 | -9.1204e-09 | -7.1761e-09 | -9.3868e-09 | 6.2344e-09 | 4.4863e-09 | 0 | 0 | 0 | 0 | 0 | 0 |  | 0.70023 | 0.98463 | 1.0513 | 0.70023 | 0.98463 | 1.0513 | -6.4344 | -117.6699 | 115.7813 | -6.4344 | -117.6699 | 115.7813
Line7_8_9 | 0 | 0 | 0 | 0 | 0 | 0 | 0 | 0 | 0 | 0 | 0 | 0 | -3.2683e-10 | 5.0424e-09 | -5.8136e-09 | 8.8106e-10 | 2.3288e-10 | -1.5874e-11 | 4.5423e-09 | -3.0401e-09 | -2.392e-09 | -3.0211e-10 | 1.5412e-10 | -2.9774e-10 | 0 | 0 | 0 | 0 | 0 | 0 |  | 0.70023 | 0.98463 | 1.0513 | 0.70023 | 0.98463 | 1.0513 | -6.4344 | -117.6699 | 115.7813 | -6.4344 | -117.6699 | 115.7813
Line8_8_10 | 0 | 0 | 0 | 0 | 0 | 0 | 0 | 0 | 0 | 0 | 0 | 0 | -3.2683e-10 | 5.0424e-09 | -5.8136e-09 | 8.8106e-10 | 2.3288e-10 | -1.5874e-11 | 4.5423e-09 | -3.0401e-09 | -2.392e-09 | -3.0211e-10 | 1.5412e-10 | -2.9774e-10 | 0 | 0 | 0 | 0 | 0 | 0 |  | 0.70023 | 0.98463 | 1.0513 | 0.70023 | 0.98463 | 1.0513 | -6.4344 | -117.6699 | 115.7813 | -6.4344 | -117.6699 | 115.7813
Line9_3_11 | 0 | 0 | 0 | 0 | 0 | 0 | 0 | 0 | 0 | 0 | 0 | 0 | -2.2878e-09 | 3.5297e-08 | -4.0695e-08 | 2.842e-09 | -3.0021e-08 | 3.4866e-08 | 3.1796e-08 | -2.1281e-08 | -1.6744e-08 | -2.7556e-08 | 1.8395e-08 | 1.4054e-08 | 0 | 0 | 0 | 0 | 0 | 0 |  | 0.70023 | 0.98463 | 1.0513 | 0.70023 | 0.98463 | 1.0513 | -6.4344 | -117.6699 | 115.7813 | -6.4344 | -117.6699 | 115.7813

## LG_max_10
name | pf_ikss_a_from_ka | pf_ikss_b_from_ka | pf_ikss_c_from_ka | pf_ikss_a_to_ka | pf_ikss_b_to_ka | pf_ikss_c_to_ka | pf_skss_a_from_mw | pf_skss_b_from_mw | pf_skss_c_from_mw | pf_skss_a_to_mw | pf_skss_b_to_mw | pf_skss_c_to_mw | pf_p_a_from_mw | pf_p_b_from_mw | pf_p_c_from_mw | pf_p_a_to_mw | pf_p_b_to_mw | pf_p_c_to_mw | pf_q_a_from_mvar | pf_q_b_from_mvar | pf_q_c_from_mvar | pf_q_a_to_mvar | pf_q_b_to_mvar | pf_q_c_to_mvar | pf_ikss_a_from_degree | pf_ikss_b_from_degree | pf_ikss_c_from_degree | pf_ikss_a_to_degree | pf_ikss_b_to_degree | pf_ikss_c_to_degree | 3xI0 | pf_vm_a_from_pu | pf_vm_b_from_pu | pf_vm_c_from_pu | pf_vm_a_to_pu | pf_vm_b_to_pu | pf_vm_c_to_pu | pf_va_a_from_degree | pf_va_b_from_degree | pf_va_c_from_degree | pf_va_a_to_degree | pf_va_b_to_degree | pf_va_c_to_degree
Line0_1_2 | 0 | 0 | 0 | 0 | 0 | 0 | 0 | 0 | 0 | 0 | 0 | 0 | -2.1866e-09 | 3.4245e-08 | -3.9413e-08 | 2.8032e-09 | -2.8275e-08 | 3.2827e-08 | 3.0333e-08 | -2.0411e-08 | -1.6269e-08 | -2.5614e-08 | 1.7184e-08 | 1.322e-08 | 0 | 0 | 0 | 0 | 0 | 0 |  | 0.72209 | 1.0296 | 1.1012 | 0.72209 | 1.0296 | 1.1012 | -6.6335 | -117.5771 | 115.648 | -6.6335 | -117.5771 | 115.648
Line10_11_12 | 0 | 0 | 0 | 0 | 0 | 0 | 0 | 0 | 0 | 0 | 0 | 0 | -2.1866e-09 | 3.4245e-08 | -3.9413e-08 | 2.8032e-09 | -2.8275e-08 | 3.2827e-08 | 3.0333e-08 | -2.0411e-08 | -1.6269e-08 | -2.5614e-08 | 1.7184e-08 | 1.322e-08 | 0 | 0 | 0 | 0 | 0 | 0 |  | 0.72209 | 1.0296 | 1.1012 | 0.72209 | 1.0296 | 1.1012 | -6.6335 | -117.5771 | 115.648 | -6.6335 | -117.5771 | 115.648
Line11_12_13 | 0 | 0 | 0 | 0 | 0 | 0 | 0 | 0 | 0 | 0 | 0 | 0 | -1.8222e-09 | 2.8538e-08 | -3.2844e-08 | 2.4388e-09 | -2.2568e-08 | 2.6258e-08 | 2.5278e-08 | -1.7009e-08 | -1.3557e-08 | -2.0559e-08 | 1.3783e-08 | 1.0509e-08 | 0 | 0 | 0 | 0 | 0 | 0 |  | 0.72209 | 1.0296 | 1.1012 | 0.72209 | 1.0296 | 1.1012 | -6.6335 | -117.5771 | 115.648 | -6.6335 | -117.5771 | 115.648
Line12_13_15 | 0 | 0 | 0 | 0 | 0 | 0 | 0 | 0 | 0 | 0 | 0 | 0 | -1.0933e-09 | 1.7123e-08 | -1.9707e-08 | 1.7099e-09 | -1.1153e-08 | 1.312e-08 | 1.5167e-08 | -1.0205e-08 | -8.1343e-09 | -1.0448e-08 | 6.9791e-09 | 5.0859e-09 | 0 | 0 | 0 | 0 | 0 | 0 |  | 0.72209 | 1.0296 | 1.1012 | 0.72209 | 1.0296 | 1.1012 | -6.6335 | -117.5771 | 115.648 | -6.6335 | -117.5771 | 115.648
Line13_13_14 | 0 | 0 | 0 | 0 | 0 | 0 | 0 | 0 | 0 | 0 | 0 | 0 | -3.6443e-10 | 5.7075e-09 | -6.5689e-09 | 9.8108e-10 | 2.622e-10 | -1.7495e-11 | 5.0556e-09 | -3.4018e-09 | -2.7114e-09 | -3.3644e-10 | 1.7555e-10 | -3.3703e-10 | 0 | 0 | 0 | 0 | 0 | 0 |  | 0.72209 | 1.0296 | 1.1012 | 0.72209 | 1.0296 | 1.1012 | -6.6335 | -117.5771 | 115.648 | -6.6335 | -117.5771 | 115.648
Line14_15_16 | 0 | 0 | 0 | 0 | 0 | 0 | 0 | 0 | 0 | 0 | 0 | 0 | -7.2887e-10 | 1.1415e-08 | -1.3138e-08 | 1.3455e-09 | -5.4453e-09 | 6.5514e-09 | 1.0111e-08 | -6.8036e-09 | -5.4229e-09 | -5.392e-09 | 3.5773e-09 | 2.3744e-09 | 0 | 0 | 0 | 0 | 0 | 0 |  | 0.72209 | 1.0296 | 1.1012 | 0.72209 | 1.0296 | 1.1012 | -6.6335 | -117.5771 | 115.648 | -6.6335 | -117.5771 | 115.648
Line15_16_17 | 0 | 0 | 0 | 0 | 0 | 0 | 0 | 0 | 0 | 0 | 0 | 0 | -3.6443e-10 | 5.7075e-09 | -6.5689e-09 | 9.8108e-10 | 2.622e-10 | -1.7495e-11 | 5.0556e-09 | -3.4018e-09 | -2.7114e-09 | -3.3644e-10 | 1.7555e-10 | -3.3703e-10 | 0 | 0 | 0 | 0 | 0 | 0 |  | 0.72209 | 1.0296 | 1.1012 | 0.72209 | 1.0296 | 1.1012 | -6.6335 | -117.5771 | 115.648 | -6.6335 | -117.5771 | 115.648
Line16_4_18 | 4.4746 | 0 | 0 | 4.4746 | 0 | 0 | 1.0334 | 0 | 0 | 1.0334 | 0 | 0 | 0.16685 | 1.4356e-08 | -1.521e-08 | 1.4332e-13 | 3.4446e-10 | 1.8131e-10 | 0.33371 | -6.136e-09 | -6.4406e-09 | -1.7938e-13 | 7.1026e-10 | -8.0446e-10 | -70.0684 | 0 | 0 | 109.9316 | 0 | 0 |  | 0.36105 | 1.006 | 1.0643 | 0 | 0.9872 | 1.0313 | -6.6335 | -113.7334 | 112.3598 | 0 | -109.7244 | 108.8486
Line17_5_19 | 0 | 0 | 0 | 0 | 0 | 0 | 0 | 0 | 0 | 0 | 0 | 0 | -3.6443e-10 | 5.7075e-09 | -6.5689e-09 | 9.8108e-10 | 2.622e-10 | -1.7495e-11 | 5.0556e-09 | -3.4018e-09 | -2.7114e-09 | -3.3644e-10 | 1.7555e-10 | -3.3703e-10 | 0 | 0 | 0 | 0 | 0 | 0 |  | 0.72209 | 1.0296 | 1.1012 | 0.72209 | 1.0296 | 1.1012 | -6.6335 | -117.5771 | 115.648 | -6.6335 | -117.5771 | 115.648
Line1_1_3 | 0 | 0 | 0 | 0 | 0 | 0 | 0 | 0 | 0 | 0 | 0 | 0 | -2.9155e-09 | 4.566e-08 | -5.2551e-08 | 3.5321e-09 | -3.9691e-08 | 4.5965e-08 | 4.0445e-08 | -2.7214e-08 | -2.1692e-08 | -3.5725e-08 | 2.3988e-08 | 1.8643e-08 | 0 | 0 | 0 | 0 | 0 | 0 |  | 0.72209 | 1.0296 | 1.1012 | 0.72209 | 1.0296 | 1.1012 | -6.6335 | -117.5771 | 115.648 | -6.6335 | -117.5771 | 115.648
Line2_1_4 | 4.4746 | 0 | 0 | 4.4746 | 0 | 0 | 1.0334 | 0 | 0 | 1.0334 | 0 | 0 | 0.33371 | 2.2756e-08 | -2.4868e-08 | -0.16685 | -1.4033e-08 | 1.5311e-08 | 0.66742 | -1.202e-08 | -1.1799e-08 | -0.33371 | 6.5789e-09 | 5.8699e-09 | -70.0684 | 0 | 0 | 109.9316 | 0 | 0 |  | 0.72209 | 1.0296 | 1.1012 | 0.36105 | 1.006 | 1.0643 | -6.6335 | -117.5771 | 115.648 | -6.6335 | -113.7334 | 112.3598
Line3_1_5 | 0 | 0 | 0 | 0 | 0 | 0 | 0 | 0 | 0 | 0 | 0 | 0 | -7.2887e-10 | 1.1415e-08 | -1.3138e-08 | 1.3455e-09 | -5.4453e-09 | 6.5514e-09 | 1.0111e-08 | -6.8036e-09 | -5.4229e-09 | -5.392e-09 | 3.5773e-09 | 2.3744e-09 | 0 | 0 | 0 | 0 | 0 | 0 |  | 0.72209 | 1.0296 | 1.1012 | 0.72209 | 1.0296 | 1.1012 | -6.6335 | -117.5771 | 115.648 | -6.6335 | -117.5771 | 115.648
Line4_2_6 | 0 | 0 | 0 | 0 | 0 | 0 | 0 | 0 | 0 | 0 | 0 | 0 | -1.8222e-09 | 2.8538e-08 | -3.2844e-08 | 2.4388e-09 | -2.2568e-08 | 2.6258e-08 | 2.5278e-08 | -1.7009e-08 | -1.3557e-08 | -2.0559e-08 | 1.3783e-08 | 1.0509e-08 | 0 | 0 | 0 | 0 | 0 | 0 |  | 0.72209 | 1.0296 | 1.1012 | 0.72209 | 1.0296 | 1.1012 | -6.6335 | -117.5771 | 115.648 | -6.6335 | -117.5771 | 115.648
Line5_6_7 | 0 | 0 | 0 | 0 | 0 | 0 | 0 | 0 | 0 | 0 | 0 | 0 | -1.4577e-09 | 2.283e-08 | -2.6276e-08 | 2.0744e-09 | -1.686e-08 | 1.9689e-08 | 2.0222e-08 | -1.3607e-08 | -1.0846e-08 | -1.5503e-08 | 1.0381e-08 | 7.7973e-09 | 0 | 0 | 0 | 0 | 0 | 0 |  | 0.72209 | 1.0296 | 1.1012 | 0.72209 | 1.0296 | 1.1012 | -6.6335 | -117.5771 | 115.648 | -6.6335 | -117.5771 | 115.648
Line6_7_8 | 0 | 0 | 0 | 0 | 0 | 0 | 0 | 0 | 0 | 0 | 0 | 0 | -1.0933e-09 | 1.7123e-08 | -1.9707e-08 | 1.7099e-09 | -1.1153e-08 | 1.312e-08 | 1.5167e-08 | -1.0205e-08 | -8.1343e-09 | -1.0448e-08 | 6.9791e-09 | 5.0859e-09 | 0 | 0 | 0 | 0 | 0 | 0 |  | 0.72209 | 1.0296 | 1.1012 | 0.72209 | 1.0296 | 1.1012 | -6.6335 | -117.5771 | 115.648 | -6.6335 | -117.5771 | 115.648
Line7_8_9 | 0 | 0 | 0 | 0 | 0 | 0 | 0 | 0 | 0 | 0 | 0 | 0 | -3.6443e-10 | 5.7075e-09 | -6.5689e-09 | 9.8108e-10 | 2.622e-10 | -1.7495e-11 | 5.0556e-09 | -3.4018e-09 | -2.7114e-09 | -3.3644e-10 | 1.7555e-10 | -3.3703e-10 | 0 | 0 | 0 | 0 | 0 | 0 |  | 0.72209 | 1.0296 | 1.1012 | 0.72209 | 1.0296 | 1.1012 | -6.6335 | -117.5771 | 115.648 | -6.6335 | -117.5771 | 115.648
Line8_8_10 | 0 | 0 | 0 | 0 | 0 | 0 | 0 | 0 | 0 | 0 | 0 | 0 | -3.6443e-10 | 5.7075e-09 | -6.5689e-09 | 9.8108e-10 | 2.622e-10 | -1.7495e-11 | 5.0556e-09 | -3.4018e-09 | -2.7114e-09 | -3.3644e-10 | 1.7555e-10 | -3.3703e-10 | 0 | 0 | 0 | 0 | 0 | 0 |  | 0.72209 | 1.0296 | 1.1012 | 0.72209 | 1.0296 | 1.1012 | -6.6335 | -117.5771 | 115.648 | -6.6335 | -117.5771 | 115.648
Line9_3_11 | 0 | 0 | 0 | 0 | 0 | 0 | 0 | 0 | 0 | 0 | 0 | 0 | -2.551e-09 | 3.9953e-08 | -4.5982e-08 | 3.1677e-09 | -3.3983e-08 | 3.9396e-08 | 3.5389e-08 | -2.3813e-08 | -1.898e-08 | -3.067e-08 | 2.0586e-08 | 1.5932e-08 | 0 | 0 | 0 | 0 | 0 | 0 |  | 0.72209 | 1.0296 | 1.1012 | 0.72209 | 1.0296 | 1.1012 | -6.6335 | -117.5771 | 115.648 | -6.6335 | -117.5771 | 115.648

## LG_max_fault_6
name | pf_ikss_a_from_ka | pf_ikss_b_from_ka | pf_ikss_c_from_ka | pf_ikss_a_to_ka | pf_ikss_b_to_ka | pf_ikss_c_to_ka | pf_skss_a_from_mw | pf_skss_b_from_mw | pf_skss_c_from_mw | pf_skss_a_to_mw | pf_skss_b_to_mw | pf_skss_c_to_mw | pf_p_a_from_mw | pf_p_b_from_mw | pf_p_c_from_mw | pf_p_a_to_mw | pf_p_b_to_mw | pf_p_c_to_mw | pf_q_a_from_mvar | pf_q_b_from_mvar | pf_q_c_from_mvar | pf_q_a_to_mvar | pf_q_b_to_mvar | pf_q_c_to_mvar | pf_ikss_a_from_degree | pf_ikss_b_from_degree | pf_ikss_c_from_degree | pf_ikss_a_to_degree | pf_ikss_b_to_degree | pf_ikss_c_to_degree | 3xI0 | pf_vm_a_from_pu | pf_vm_b_from_pu | pf_vm_c_from_pu | pf_vm_a_to_pu | pf_vm_b_to_pu | pf_vm_c_to_pu | pf_va_a_from_degree | pf_va_b_from_degree | pf_va_c_from_degree | pf_va_a_to_degree | pf_va_b_to_degree | pf_va_c_to_degree
Line0_1_2 | 0 | 0 | 0 | 0 | 0 | 0 | 0 | 0 | 0 | 0 | 0 | 0 | 7.8832e-11 | 1.5616e-10 | -2.9553e-10 | -5.699e-11 | -1.2781e-10 | 2.4534e-10 | 3.1098e-10 | -2.5081e-10 | -9.6634e-12 | -2.6577e-10 | 2.0927e-10 | 5.91e-12 | 0 | 0 | 0 | 0 | 0 | 0 |  | 1.0477 | 1.0494 | 1.0502 | 1.0477 | 1.0494 | 1.0502 | -0.094057 | -119.9963 | 119.9696 | -0.094057 | -119.9963 | 119.9696
Line10_11_12 | 0 | 0 | 0 | 0 | 0 | 0 | 0 | 0 | 0 | 0 | 0 | 0 | 7.8832e-11 | 1.5616e-10 | -2.9553e-10 | -5.699e-11 | -1.2781e-10 | 2.4534e-10 | 3.1098e-10 | -2.5081e-10 | -9.6634e-12 | -2.6577e-10 | 2.0927e-10 | 5.9101e-12 | 0 | 0 | 0 | 0 | 0 | 0 |  | 1.0477 | 1.0494 | 1.0502 | 1.0477 | 1.0494 | 1.0502 | -0.094057 | -119.9963 | 119.9696 | -0.094057 | -119.9963 | 119.9696
Line11_12_13 | 0 | 0 | 0 | 0 | 0 | 0 | 0 | 0 | 0 | 0 | 0 | 0 | 6.5693e-11 | 1.3013e-10 | -2.4627e-10 | -4.3852e-11 | -1.0178e-10 | 1.9608e-10 | 2.5915e-10 | -2.09e-10 | -8.0528e-12 | -2.1394e-10 | 1.6747e-10 | 4.2995e-12 | 0 | 0 | 0 | 0 | 0 | 0 |  | 1.0477 | 1.0494 | 1.0502 | 1.0477 | 1.0494 | 1.0502 | -0.094057 | -119.9963 | 119.9696 | -0.094057 | -119.9963 | 119.9696
Line12_13_15 | 0 | 0 | 0 | 0 | 0 | 0 | 0 | 0 | 0 | 0 | 0 | 0 | 3.9416e-11 | 7.8078e-11 | -1.4776e-10 | -1.7574e-11 | -4.9731e-11 | 9.7575e-11 | 1.5549e-10 | -1.254e-10 | -4.8317e-12 | -1.1028e-10 | 8.3866e-11 | 1.0784e-12 | 0 | 0 | 0 | 0 | 0 | 0 |  | 1.0477 | 1.0494 | 1.0502 | 1.0477 | 1.0494 | 1.0502 | -0.094057 | -119.9963 | 119.9696 | -0.094057 | -119.9963 | 119.9696
Line13_13_14 | 0 | 0 | 0 | 0 | 0 | 0 | 0 | 0 | 0 | 0 | 0 | 0 | 1.3139e-11 | 2.6026e-11 | -4.9254e-11 | 8.7029e-12 | 2.3205e-12 | -9.3365e-13 | 5.183e-11 | -4.1801e-11 | -1.6106e-12 | -6.6219e-12 | 2.64e-13 | -2.1428e-12 | 0 | 0 | 0 | 0 | 0 | 0 |  | 1.0477 | 1.0494 | 1.0502 | 1.0477 | 1.0494 | 1.0502 | -0.094057 | -119.9963 | 119.9696 | -0.094057 | -119.9963 | 119.9696
Line14_15_16 | 0 | 0 | 0 | 0 | 0 | 0 | 0 | 0 | 0 | 0 | 0 | 0 | 2.6277e-11 | 5.2052e-11 | -9.8509e-11 | -4.4357e-12 | -2.3705e-11 | 4.8321e-11 | 1.0366e-10 | -8.3602e-11 | -3.2211e-12 | -5.8452e-11 | 4.2065e-11 | -5.3222e-13 | 0 | 0 | 0 | 0 | 0 | 0 |  | 1.0477 | 1.0494 | 1.0502 | 1.0477 | 1.0494 | 1.0502 | -0.094057 | -119.9963 | 119.9696 | -0.094057 | -119.9963 | 119.9696
Line15_16_17 | 0 | 0 | 0 | 0 | 0 | 0 | 0 | 0 | 0 | 0 | 0 | 0 | 1.3139e-11 | 2.6026e-11 | -4.9254e-11 | 8.7029e-12 | 2.3205e-12 | -9.3365e-13 | 5.183e-11 | -4.1801e-11 | -1.6106e-12 | -6.6219e-12 | 2.64e-13 | -2.1428e-12 | 0 | 0 | 0 | 0 | 0 | 0 |  | 1.0477 | 1.0494 | 1.0502 | 1.0477 | 1.0494 | 1.0502 | -0.094057 | -119.9963 | 119.9696 | -0.094057 | -119.9963 | 119.9696
Line16_4_18 | 0.034049 | 0 | 0 | 0.034049 | 0 | 0 | 0.0078632 | 0 | 0 | 0.0078632 | 0 | 0 | 0.0058062 | 7.1134e-11 | -1.2111e-10 | -0.0057965 | 5.4683e-12 | -8.0205e-14 | 0.0058158 | -9.8604e-11 | -1.2138e-11 | -0.0057965 | 3.0814e-12 | -6.2849e-12 | -45.1891 | 0 | 0 | 134.8109 | 0 | 0 |  | 1.0451 | 1.049 | 1.0501 | 1.0425 | 1.0486 | 1.05 | -0.14145 | -119.9763 | 119.9403 | -0.18907 | -119.9563 | 119.9109
Line17_5_19 | 0 | 0 | 0 | 0 | 0 | 0 | 0 | 0 | 0 | 0 | 0 | 0 | 1.3139e-11 | 2.6026e-11 | -4.9254e-11 | 8.7029e-12 | 2.3205e-12 | -9.3365e-13 | 5.183e-11 | -4.1801e-11 | -1.6106e-12 | -6.6219e-12 | 2.64e-13 | -2.1428e-12 | 0 | 0 | 0 | 0 | 0 | 0 |  | 1.0477 | 1.0494 | 1.0502 | 1.0477 | 1.0494 | 1.0502 | -0.094057 | -119.9963 | 119.9696 | -0.094057 | -119.9963 | 119.9696
Line1_1_3 | 0 | 0 | 0 | 0 | 0 | 0 | 0 | 0 | 0 | 0 | 0 | 0 | 1.0511e-10 | 2.0821e-10 | -3.9403e-10 | -8.3267e-11 | -1.7986e-10 | 3.4385e-10 | 4.1464e-10 | -3.3441e-10 | -1.2885e-11 | -3.6943e-10 | 2.9287e-10 | 9.1312e-12 | 0 | 0 | 0 | 0 | 0 | 0 |  | 1.0477 | 1.0494 | 1.0502 | 1.0477 | 1.0494 | 1.0502 | -0.094057 | -119.9963 | 119.9696 | -0.094057 | -119.9963 | 119.9696
Line2_1_4 | 0.034049 | 0 | 0 | 0.034049 | 0 | 0 | 0.0078632 | 0 | 0 | 0.0078632 | 0 | 0 | 0.0058158 | 1.1166e-10 | -1.9447e-10 | -0.0058062 | -6.7238e-11 | 1.206e-10 | 0.0058352 | -1.5989e-10 | -1.6652e-11 | -0.0058158 | 1.0028e-10 | 7.9246e-12 | -45.1891 | 0 | 0 | 134.8109 | 0 | 0 |  | 1.0477 | 1.0494 | 1.0502 | 1.0451 | 1.049 | 1.0501 | -0.094057 | -119.9963 | 119.9696 | -0.14145 | -119.9763 | 119.9403
Line3_1_5 | 0 | 0 | 0 | 0 | 0 | 0 | 0 | 0 | 0 | 0 | 0 | 0 | 2.6277e-11 | 5.2052e-11 | -9.8508e-11 | -4.4357e-12 | -2.3705e-11 | 4.8321e-11 | 1.0366e-10 | -8.3602e-11 | -3.2211e-12 | -5.8452e-11 | 4.2065e-11 | -5.3223e-13 | 0 | 0 | 0 | 0 | 0 | 0 |  | 1.0477 | 1.0494 | 1.0502 | 1.0477 | 1.0494 | 1.0502 | -0.094057 | -119.9963 | 119.9696 | -0.094057 | -119.9963 | 119.9696
Line4_2_6 | 0 | 0 | 0 | 0 | 0 | 0 | 0 | 0 | 0 | 0 | 0 | 0 | 6.5693e-11 | 1.3013e-10 | -2.4627e-10 | -4.3852e-11 | -1.0178e-10 | 1.9608e-10 | 2.5915e-10 | -2.09e-10 | -8.0528e-12 | -2.1394e-10 | 1.6747e-10 | 4.2995e-12 | 0 | 0 | 0 | 0 | 0 | 0 |  | 1.0477 | 1.0494 | 1.0502 | 1.0477 | 1.0494 | 1.0502 | -0.094057 | -119.9963 | 119.9696 | -0.094057 | -119.9963 | 119.9696
Line5_6_7 | 0 | 0 | 0 | 0 | 0 | 0 | 0 | 0 | 0 | 0 | 0 | 0 | 5.2554e-11 | 1.041e-10 | -1.9702e-10 | -3.0713e-11 | -7.5757e-11 | 1.4683e-10 | 2.0732e-10 | -1.672e-10 | -6.4423e-12 | -1.6211e-10 | 1.2567e-10 | 2.6889e-12 | 0 | 0 | 0 | 0 | 0 | 0 |  | 1.0477 | 1.0494 | 1.0502 | 1.0477 | 1.0494 | 1.0502 | -0.094057 | -119.9963 | 119.9696 | -0.094057 | -119.9963 | 119.9696
Line6_7_8 | 0 | 0 | 0 | 0 | 0 | 0 | 0 | 0 | 0 | 0 | 0 | 0 | 3.9416e-11 | 7.8078e-11 | -1.4776e-10 | -1.7574e-11 | -4.9731e-11 | 9.7575e-11 | 1.5549e-10 | -1.254e-10 | -4.8317e-12 | -1.1028e-10 | 8.3866e-11 | 1.0783e-12 | 0 | 0 | 0 | 0 | 0 | 0 |  | 1.0477 | 1.0494 | 1.0502 | 1.0477 | 1.0494 | 1.0502 | -0.094057 | -119.9963 | 119.9696 | -0.094057 | -119.9963 | 119.9696
Line7_8_9 | 0 | 0 | 0 | 0 | 0 | 0 | 0 | 0 | 0 | 0 | 0 | 0 | 1.3139e-11 | 2.6026e-11 | -4.9254e-11 | 8.7029e-12 | 2.3205e-12 | -9.3365e-13 | 5.183e-11 | -4.1801e-11 | -1.6106e-12 | -6.6219e-12 | 2.64e-13 | -2.1428e-12 | 0 | 0 | 0 | 0 | 0 | 0 |  | 1.0477 | 1.0494 | 1.0502 | 1.0477 | 1.0494 | 1.0502 | -0.094057 | -119.9963 | 119.9696 | -0.094057 | -119.9963 | 119.9696
Line8_8_10 | 0 | 0 | 0 | 0 | 0 | 0 | 0 | 0 | 0 | 0 | 0 | 0 | 1.3139e-11 | 2.6026e-11 | -4.9254e-11 | 8.7029e-12 | 2.3205e-12 | -9.3365e-13 | 5.183e-11 | -4.1801e-11 | -1.6106e-12 | -6.6219e-12 | 2.64e-13 | -2.1428e-12 | 0 | 0 | 0 | 0 | 0 | 0 |  | 1.0477 | 1.0494 | 1.0502 | 1.0477 | 1.0494 | 1.0502 | -0.094057 | -119.9963 | 119.9696 | -0.094057 | -119.9963 | 119.9696
Line9_3_11 | 0 | 0 | 0 | 0 | 0 | 0 | 0 | 0 | 0 | 0 | 0 | 0 | 9.197e-11 | 1.8218e-10 | -3.4478e-10 | -7.0129e-11 | -1.5383e-10 | 2.9459e-10 | 3.6281e-10 | -2.9261e-10 | -1.1274e-11 | -3.176e-10 | 2.5107e-10 | 7.5206e-12 | 0 | 0 | 0 | 0 | 0 | 0 |  | 1.0477 | 1.0494 | 1.0502 | 1.0477 | 1.0494 | 1.0502 | -0.094057 | -119.9963 | 119.9696 | -0.094057 | -119.9963 | 119.9696

## LG_max_fault_10
name | pf_ikss_a_from_ka | pf_ikss_b_from_ka | pf_ikss_c_from_ka | pf_ikss_a_to_ka | pf_ikss_b_to_ka | pf_ikss_c_to_ka | pf_skss_a_from_mw | pf_skss_b_from_mw | pf_skss_c_from_mw | pf_skss_a_to_mw | pf_skss_b_to_mw | pf_skss_c_to_mw | pf_p_a_from_mw | pf_p_b_from_mw | pf_p_c_from_mw | pf_p_a_to_mw | pf_p_b_to_mw | pf_p_c_to_mw | pf_q_a_from_mvar | pf_q_b_from_mvar | pf_q_c_from_mvar | pf_q_a_to_mvar | pf_q_b_to_mvar | pf_q_c_to_mvar | pf_ikss_a_from_degree | pf_ikss_b_from_degree | pf_ikss_c_from_degree | pf_ikss_a_to_degree | pf_ikss_b_to_degree | pf_ikss_c_to_degree | 3xI0 | pf_vm_a_from_pu | pf_vm_b_from_pu | pf_vm_c_from_pu | pf_vm_a_to_pu | pf_vm_b_to_pu | pf_vm_c_to_pu | pf_va_a_from_degree | pf_va_b_from_degree | pf_va_c_from_degree | pf_va_a_to_degree | pf_va_b_to_degree | pf_va_c_to_degree
Line0_1_2 | 0 | 0 | 0 | 0 | 0 | 0 | 0 | 0 | 0 | 0 | 0 | 0 | 9.0485e-11 | 1.7935e-10 | -3.3941e-10 | -6.5405e-11 | -1.4679e-10 | 2.8177e-10 | 3.5715e-10 | -2.8802e-10 | -1.1109e-11 | -3.0524e-10 | 2.4032e-10 | 6.7934e-12 | 0 | 0 | 0 | 0 | 0 | 0 |  | 1.0975 | 1.0993 | 1.1003 | 1.0975 | 1.0993 | 1.1003 | -0.098482 | -119.9961 | 119.9682 | -0.098482 | -119.9961 | 119.9682
Line10_11_12 | 0 | 0 | 0 | 0 | 0 | 0 | 0 | 0 | 0 | 0 | 0 | 0 | 9.0485e-11 | 1.7935e-10 | -3.3941e-10 | -6.5405e-11 | -1.4679e-10 | 2.8177e-10 | 3.5715e-10 | -2.8802e-10 | -1.1109e-11 | -3.0524e-10 | 2.4032e-10 | 6.7934e-12 | 0 | 0 | 0 | 0 | 0 | 0 |  | 1.0975 | 1.0993 | 1.1003 | 1.0975 | 1.0993 | 1.1003 | -0.098482 | -119.9961 | 119.9682 | -0.098482 | -119.9961 | 119.9682
Line11_12_13 | 0 | 0 | 0 | 0 | 0 | 0 | 0 | 0 | 0 | 0 | 0 | 0 | 7.5404e-11 | 1.4946e-10 | -2.8284e-10 | -5.0324e-11 | -1.169e-10 | 2.252e-10 | 2.9763e-10 | -2.4002e-10 | -9.2578e-12 | -2.4571e-10 | 1.9232e-10 | 4.9419e-12 | 0 | 0 | 0 | 0 | 0 | 0 |  | 1.0975 | 1.0993 | 1.1003 | 1.0975 | 1.0993 | 1.1003 | -0.098482 | -119.9961 | 119.9682 | -0.098482 | -119.9961 | 119.9682
Line12_13_15 | 0 | 0 | 0 | 0 | 0 | 0 | 0 | 0 | 0 | 0 | 0 | 0 | 4.5243e-11 | 8.9676e-11 | -1.697e-10 | -2.0162e-11 | -5.7116e-11 | 1.1206e-10 | 1.7858e-10 | -1.4401e-10 | -5.5547e-12 | -1.2666e-10 | 9.6313e-11 | 1.2388e-12 | 0 | 0 | 0 | 0 | 0 | 0 |  | 1.0975 | 1.0993 | 1.1003 | 1.0975 | 1.0993 | 1.1003 | -0.098482 | -119.9961 | 119.9682 | -0.098482 | -119.9961 | 119.9682
Line13_13_14 | 0 | 0 | 0 | 0 | 0 | 0 | 0 | 0 | 0 | 0 | 0 | 0 | 1.5081e-11 | 2.9892e-11 | -5.6568e-11 | 9.9993e-12 | 2.6682e-12 | -1.0729e-12 | 5.9525e-11 | -4.8004e-11 | -1.8516e-12 | -7.6087e-12 | 3.0445e-13 | -2.4644e-12 | 0 | 0 | 0 | 0 | 0 | 0 |  | 1.0975 | 1.0993 | 1.1003 | 1.0975 | 1.0993 | 1.1003 | -0.098482 | -119.9961 | 119.9682 | -0.098482 | -119.9961 | 119.9682
Line14_15_16 | 0 | 0 | 0 | 0 | 0 | 0 | 0 | 0 | 0 | 0 | 0 | 0 | 3.0162e-11 | 5.9784e-11 | -1.1314e-10 | -5.0815e-12 | -2.7224e-11 | 5.5495e-11 | 1.1905e-10 | -9.6008e-11 | -3.7031e-12 | -6.7134e-11 | 4.8309e-11 | -6.1281e-13 | 0 | 0 | 0 | 0 | 0 | 0 |  | 1.0975 | 1.0993 | 1.1003 | 1.0975 | 1.0993 | 1.1003 | -0.098482 | -119.9961 | 119.9682 | -0.098482 | -119.9961 | 119.9682
Line15_16_17 | 0 | 0 | 0 | 0 | 0 | 0 | 0 | 0 | 0 | 0 | 0 | 0 | 1.5081e-11 | 2.9892e-11 | -5.6568e-11 | 9.9993e-12 | 2.6682e-12 | -1.0729e-12 | 5.9525e-11 | -4.8004e-11 | -1.8516e-12 | -7.6087e-12 | 3.0445e-13 | -2.4644e-12 | 0 | 0 | 0 | 0 | 0 | 0 |  | 1.0975 | 1.0993 | 1.1003 | 1.0975 | 1.0993 | 1.1003 | -0.098482 | -119.9961 | 119.9682 | -0.098482 | -119.9961 | 119.9682
Line16_4_18 | 0.035666 | 0 | 0 | 0.035666 | 0 | 0 | 0.0082368 | 0 | 0 | 0.0082368 | 0 | 0 | 0.006371 | 7.9397e-11 | -1.3542e-10 | -0.0063604 | 6.1222e-12 | -1.3618e-13 | 0.0063816 | -1.1033e-10 | -1.3408e-11 | -0.0063604 | 3.3966e-12 | -7.0098e-12 | -45.1935 | 0 | 0 | 134.8065 | 0 | 0 |  | 1.0948 | 1.0989 | 1.1001 | 1.0921 | 1.0985 | 1.1 | -0.14587 | -119.9761 | 119.9388 | -0.1935 | -119.9561 | 119.9095
Line17_5_19 | 0 | 0 | 0 | 0 | 0 | 0 | 0 | 0 | 0 | 0 | 0 | 0 | 1.5081e-11 | 2.9892e-11 | -5.6568e-11 | 9.9993e-12 | 2.6682e-12 | -1.0729e-12 | 5.9525e-11 | -4.8004e-11 | -1.8516e-12 | -7.6087e-12 | 3.0445e-13 | -2.4644e-12 | 0 | 0 | 0 | 0 | 0 | 0 |  | 1.0975 | 1.0993 | 1.1003 | 1.0975 | 1.0993 | 1.1003 | -0.098482 | -119.9961 | 119.9682 | -0.098482 | -119.9961 | 119.9682
Line1_1_3 | 0 | 0 | 0 | 0 | 0 | 0 | 0 | 0 | 0 | 0 | 0 | 0 | 1.2065e-10 | 2.3914e-10 | -4.5254e-10 | -9.5567e-11 | -2.0658e-10 | 3.949e-10 | 4.762e-10 | -3.8403e-10 | -1.4812e-11 | -4.2429e-10 | 3.3633e-10 | 1.0497e-11 | 0 | 0 | 0 | 0 | 0 | 0 |  | 1.0975 | 1.0993 | 1.1003 | 1.0975 | 1.0993 | 1.1003 | -0.098482 | -119.9961 | 119.9682 | -0.098482 | -119.9961 | 119.9682
Line2_1_4 | 0.035666 | 0 | 0 | 0.035666 | 0 | 0 | 0.0082368 | 0 | 0 | 0.0082368 | 0 | 0 | 0.0063816 | 1.252e-10 | -2.1844e-10 | -0.006371 | -7.5001e-11 | 1.3482e-10 | 0.0064028 | -1.7972e-10 | -1.8448e-11 | -0.0063816 | 1.1218e-10 | 8.6706e-12 | -45.1935 | 0 | 0 | 134.8065 | 0 | 0 |  | 1.0975 | 1.0993 | 1.1003 | 1.0948 | 1.0989 | 1.1001 | -0.098482 | -119.9961 | 119.9682 | -0.14587 | -119.9761 | 119.9388
Line3_1_5 | 0 | 0 | 0 | 0 | 0 | 0 | 0 | 0 | 0 | 0 | 0 | 0 | 3.0162e-11 | 5.9784e-11 | -1.1314e-10 | -5.0815e-12 | -2.7224e-11 | 5.5495e-11 | 1.1905e-10 | -9.6008e-11 | -3.7031e-12 | -6.7134e-11 | 4.8309e-11 | -6.1283e-13 | 0 | 0 | 0 | 0 | 0 | 0 |  | 1.0975 | 1.0993 | 1.1003 | 1.0975 | 1.0993 | 1.1003 | -0.098482 | -119.9961 | 119.9682 | -0.098482 | -119.9961 | 119.9682
Line4_2_6 | 0 | 0 | 0 | 0 | 0 | 0 | 0 | 0 | 0 | 0 | 0 | 0 | 7.5404e-11 | 1.4946e-10 | -2.8284e-10 | -5.0324e-11 | -1.169e-10 | 2.252e-10 | 2.9763e-10 | -2.4002e-10 | -9.2578e-12 | -2.4571e-10 | 1.9232e-10 | 4.9419e-12 | 0 | 0 | 0 | 0 | 0 | 0 |  | 1.0975 | 1.0993 | 1.1003 | 1.0975 | 1.0993 | 1.1003 | -0.098482 | -119.9961 | 119.9682 | -0.098482 | -119.9961 | 119.9682
Line5_6_7 | 0 | 0 | 0 | 0 | 0 | 0 | 0 | 0 | 0 | 0 | 0 | 0 | 6.0324e-11 | 1.1957e-10 | -2.2627e-10 | -3.5243e-11 | -8.7008e-11 | 1.6863e-10 | 2.381e-10 | -1.9202e-10 | -7.4062e-12 | -1.8618e-10 | 1.4432e-10 | 3.0903e-12 | 0 | 0 | 0 | 0 | 0 | 0 |  | 1.0975 | 1.0993 | 1.1003 | 1.0975 | 1.0993 | 1.1003 | -0.098482 | -119.9961 | 119.9682 | -0.098482 | -119.9961 | 119.9682
Line6_7_8 | 0 | 0 | 0 | 0 | 0 | 0 | 0 | 0 | 0 | 0 | 0 | 0 | 4.5243e-11 | 8.9676e-11 | -1.697e-10 | -2.0162e-11 | -5.7116e-11 | 1.1206e-10 | 1.7858e-10 | -1.4401e-10 | -5.5547e-12 | -1.2666e-10 | 9.6313e-11 | 1.2387e-12 | 0 | 0 | 0 | 0 | 0 | 0 |  | 1.0975 | 1.0993 | 1.1003 | 1.0975 | 1.0993 | 1.1003 | -0.098482 | -119.9961 | 119.9682 | -0.098482 | -119.9961 | 119.9682
Line7_8_9 | 0 | 0 | 0 | 0 | 0 | 0 | 0 | 0 | 0 | 0 | 0 | 0 | 1.5081e-11 | 2.9892e-11 | -5.6568e-11 | 9.9993e-12 | 2.6682e-12 | -1.0729e-12 | 5.9525e-11 | -4.8004e-11 | -1.8516e-12 | -7.6087e-12 | 3.0446e-13 | -2.4644e-12 | 0 | 0 | 0 | 0 | 0 | 0 |  | 1.0975 | 1.0993 | 1.1003 | 1.0975 | 1.0993 | 1.1003 | -0.098482 | -119.9961 | 119.9682 | -0.098482 | -119.9961 | 119.9682
Line8_8_10 | 0 | 0 | 0 | 0 | 0 | 0 | 0 | 0 | 0 | 0 | 0 | 0 | 1.5081e-11 | 2.9892e-11 | -5.6568e-11 | 9.9993e-12 | 2.6682e-12 | -1.0729e-12 | 5.9525e-11 | -4.8004e-11 | -1.8516e-12 | -7.6087e-12 | 3.0446e-13 | -2.4644e-12 | 0 | 0 | 0 | 0 | 0 | 0 |  | 1.0975 | 1.0993 | 1.1003 | 1.0975 | 1.0993 | 1.1003 | -0.098482 | -119.9961 | 119.9682 | -0.098482 | -119.9961 | 119.9682
Line9_3_11 | 0 | 0 | 0 | 0 | 0 | 0 | 0 | 0 | 0 | 0 | 0 | 0 | 1.0557e-10 | 2.0924e-10 | -3.9597e-10 | -8.0486e-11 | -1.7668e-10 | 3.3833e-10 | 4.1668e-10 | -3.3603e-10 | -1.2961e-11 | -3.6476e-10 | 2.8833e-10 | 8.645e-12 | 0 | 0 | 0 | 0 | 0 | 0 |  | 1.0975 | 1.0993 | 1.1003 | 1.0975 | 1.0993 | 1.1003 | -0.098482 | -119.9961 | 119.9682 | -0.098482 | -119.9961 | 119.9682

## LG_min_6
name | pf_ikss_a_from_ka | pf_ikss_b_from_ka | pf_ikss_c_from_ka | pf_ikss_a_to_ka | pf_ikss_b_to_ka | pf_ikss_c_to_ka | pf_skss_a_from_mw | pf_skss_b_from_mw | pf_skss_c_from_mw | pf_skss_a_to_mw | pf_skss_b_to_mw | pf_skss_c_to_mw | pf_p_a_from_mw | pf_p_b_from_mw | pf_p_c_from_mw | pf_p_a_to_mw | pf_p_b_to_mw | pf_p_c_to_mw | pf_q_a_from_mvar | pf_q_b_from_mvar | pf_q_c_from_mvar | pf_q_a_to_mvar | pf_q_b_to_mvar | pf_q_c_to_mvar | pf_ikss_a_from_degree | pf_ikss_b_from_degree | pf_ikss_c_from_degree | pf_ikss_a_to_degree | pf_ikss_b_to_degree | pf_ikss_c_to_degree | 3xI0 | pf_vm_a_from_pu | pf_vm_b_from_pu | pf_vm_c_from_pu | pf_vm_a_to_pu | pf_vm_b_to_pu | pf_vm_c_to_pu | pf_va_a_from_degree | pf_va_b_from_degree | pf_va_c_from_degree | pf_va_a_to_degree | pf_va_b_to_degree | pf_va_c_to_degree
Line0_1_2 | 0 | 0 | 0 | 0 | 0 | 0 | 0 | 0 | 0 | 0 | 0 | 0 | 5.0869e-09 | 1.8644e-08 | -2.823e-08 | -3.6253e-09 | -1.534e-08 | 2.3465e-08 | 2.1729e-08 | -1.8708e-08 | -4.9233e-09 | -1.8556e-08 | 1.566e-08 | 3.8846e-09 | 0 | 0 | 0 | 0 | 0 | 0 |  | 0.69112 | 0.88948 | 0.96508 | 0.69112 | 0.88948 | 0.96508 | -10.7527 | -118.7109 | 116.2801 | -10.7527 | -118.7109 | 116.2801
Line10_11_12 | 0 | 0 | 0 | 0 | 0 | 0 | 0 | 0 | 0 | 0 | 0 | 0 | 5.0869e-09 | 1.8644e-08 | -2.823e-08 | -3.6253e-09 | -1.534e-08 | 2.3465e-08 | 2.1729e-08 | -1.8708e-08 | -4.9233e-09 | -1.8556e-08 | 1.566e-08 | 3.8846e-09 | 0 | 0 | 0 | 0 | 0 | 0 |  | 0.69112 | 0.88948 | 0.96508 | 0.69112 | 0.88948 | 0.96508 | -10.7527 | -118.7109 | 116.2801 | -10.7527 | -118.7109 | 116.2801
Line11_12_13 | 0 | 0 | 0 | 0 | 0 | 0 | 0 | 0 | 0 | 0 | 0 | 0 | 4.2391e-09 | 1.5536e-08 | -2.3525e-08 | -2.7775e-09 | -1.2233e-08 | 1.876e-08 | 1.8107e-08 | -1.559e-08 | -4.1027e-09 | -1.4935e-08 | 1.2542e-08 | 3.0641e-09 | 0 | 0 | 0 | 0 | 0 | 0 |  | 0.69112 | 0.88948 | 0.96508 | 0.69112 | 0.88948 | 0.96508 | -10.7527 | -118.7109 | 116.2801 | -10.7527 | -118.7109 | 116.2801
Line12_13_15 | 0 | 0 | 0 | 0 | 0 | 0 | 0 | 0 | 0 | 0 | 0 | 0 | 2.5435e-09 | 9.3219e-09 | -1.4115e-08 | -1.0819e-09 | -6.018e-09 | 9.3497e-09 | 1.0864e-08 | -9.3539e-09 | -2.4616e-09 | -7.692e-09 | 6.3056e-09 | 1.423e-09 | 0 | 0 | 0 | 0 | 0 | 0 |  | 0.69112 | 0.88948 | 0.96508 | 0.69112 | 0.88948 | 0.96508 | -10.7527 | -118.7109 | 116.2801 | -10.7527 | -118.7109 | 116.2801
Line13_13_14 | 0 | 0 | 0 | 0 | 0 | 0 | 0 | 0 | 0 | 0 | 0 | 0 | 8.4782e-10 | 3.1073e-09 | -4.7051e-09 | 6.1377e-10 | 1.966e-10 | -6.0435e-11 | 3.6214e-09 | -3.118e-09 | -8.2055e-10 | -4.4915e-10 | 6.9703e-11 | -2.181e-10 | 0 | 0 | 0 | 0 | 0 | 0 |  | 0.69112 | 0.88948 | 0.96508 | 0.69112 | 0.88948 | 0.96508 | -10.7527 | -118.7109 | 116.2801 | -10.7527 | -118.7109 | 116.2801
Line14_15_16 | 0 | 0 | 0 | 0 | 0 | 0 | 0 | 0 | 0 | 0 | 0 | 0 | 1.6956e-09 | 6.2146e-09 | -9.4101e-09 | -2.3406e-10 | -2.9107e-09 | 4.6446e-09 | 7.2429e-09 | -6.2359e-09 | -1.6411e-09 | -4.0706e-09 | 3.1877e-09 | 6.0244e-10 | 0 | 0 | 0 | 0 | 0 | 0 |  | 0.69112 | 0.88948 | 0.96508 | 0.69112 | 0.88948 | 0.96508 | -10.7527 | -118.7109 | 116.2801 | -10.7527 | -118.7109 | 116.2801
Line15_16_17 | 0 | 0 | 0 | 0 | 0 | 0 | 0 | 0 | 0 | 0 | 0 | 0 | 8.4782e-10 | 3.1073e-09 | -4.7051e-09 | 6.1377e-10 | 1.966e-10 | -6.0435e-11 | 3.6214e-09 | -3.118e-09 | -8.2055e-10 | -4.4915e-10 | 6.9703e-11 | -2.181e-10 | 0 | 0 | 0 | 0 | 0 | 0 |  | 0.69112 | 0.88948 | 0.96508 | 0.69112 | 0.88948 | 0.96508 | -10.7527 | -118.7109 | 116.2801 | -10.7527 | -118.7109 | 116.2801
Line16_4_18 | 3.4541 | 0 | 0 | 3.4541 | 0 | 0 | 0.7977 | 0 | 0 | 0.7977 | 0 | 0 | 0.1909 | 1.0508e-08 | -1.1499e-08 | -7.9008e-14 | 2.4582e-10 | 1.4437e-10 | 0.19885 | -5.024e-09 | -4.5734e-09 | 8.2324e-14 | 5.2427e-10 | -5.8284e-10 | -56.9218 | 0 | 0 | 123.0782 | 0 | 0 |  | 0.34556 | 0.87066 | 0.9251 | 0 | 0.85701 | 0.88871 | -10.7527 | -114.3803 | 112.861 | 0 | -109.8853 | 109.1478
Line17_5_19 | 0 | 0 | 0 | 0 | 0 | 0 | 0 | 0 | 0 | 0 | 0 | 0 | 8.4782e-10 | 3.1073e-09 | -4.705e-09 | 6.1377e-10 | 1.966e-10 | -6.0435e-11 | 3.6214e-09 | -3.118e-09 | -8.2054e-10 | -4.4915e-10 | 6.9703e-11 | -2.181e-10 | 0 | 0 | 0 | 0 | 0 | 0 |  | 0.69112 | 0.88948 | 0.96508 | 0.69112 | 0.88948 | 0.96508 | -10.7527 | -118.7109 | 116.2801 | -10.7527 | -118.7109 | 116.2801
Line1_1_3 | 0 | 0 | 0 | 0 | 0 | 0 | 0 | 0 | 0 | 0 | 0 | 0 | 6.7826e-09 | 2.4858e-08 | -3.764e-08 | -5.321e-09 | -2.1554e-08 | 3.2875e-08 | 2.8971e-08 | -2.4944e-08 | -6.5644e-09 | -2.5799e-08 | 2.1896e-08 | 5.5257e-09 | 0 | 0 | 0 | 0 | 0 | 0 |  | 0.69112 | 0.88948 | 0.96508 | 0.69112 | 0.88948 | 0.96508 | -10.7527 | -118.7109 | 116.2801 | -10.7527 | -118.7109 | 116.2801
Line2_1_4 | 3.4541 | 0 | 0 | 3.4541 | 0 | 0 | 0.7977 | 0 | 0 | 0.7977 | 0 | 0 | 0.38179 | 1.5804e-08 | -1.8773e-08 | -0.1909 | -1.0269e-08 | 1.1559e-08 | 0.3977 | -1.0055e-08 | -7.786e-09 | -0.19885 | 5.321e-09 | 4.173e-09 | -56.9218 | 0 | 0 | 123.0782 | 0 | 0 |  | 0.69112 | 0.88948 | 0.96508 | 0.34556 | 0.87066 | 0.9251 | -10.7527 | -118.7109 | 116.2801 | -10.7527 | -114.3803 | 112.861
Line3_1_5 | 0 | 0 | 0 | 0 | 0 | 0 | 0 | 0 | 0 | 0 | 0 | 0 | 1.6956e-09 | 6.2146e-09 | -9.4101e-09 | -2.3406e-10 | -2.9107e-09 | 4.6446e-09 | 7.2429e-09 | -6.2359e-09 | -1.6411e-09 | -4.0706e-09 | 3.1877e-09 | 6.0244e-10 | 0 | 0 | 0 | 0 | 0 | 0 |  | 0.69112 | 0.88948 | 0.96508 | 0.69112 | 0.88948 | 0.96508 | -10.7527 | -118.7109 | 116.2801 | -10.7527 | -118.7109 | 116.2801
Line4_2_6 | 0 | 0 | 0 | 0 | 0 | 0 | 0 | 0 | 0 | 0 | 0 | 0 | 4.2391e-09 | 1.5536e-08 | -2.3525e-08 | -2.7775e-09 | -1.2233e-08 | 1.876e-08 | 1.8107e-08 | -1.559e-08 | -4.1027e-09 | -1.4935e-08 | 1.2542e-08 | 3.0641e-09 | 0 | 0 | 0 | 0 | 0 | 0 |  | 0.69112 | 0.88948 | 0.96508 | 0.69112 | 0.88948 | 0.96508 | -10.7527 | -118.7109 | 116.2801 | -10.7527 | -118.7109 | 116.2801
Line5_6_7 | 0 | 0 | 0 | 0 | 0 | 0 | 0 | 0 | 0 | 0 | 0 | 0 | 3.3913e-09 | 1.2429e-08 | -1.882e-08 | -1.9297e-09 | -9.1253e-09 | 1.4055e-08 | 1.4486e-08 | -1.2472e-08 | -3.2822e-09 | -1.1313e-08 | 9.4236e-09 | 2.2435e-09 | 0 | 0 | 0 | 0 | 0 | 0 |  | 0.69112 | 0.88948 | 0.96508 | 0.69112 | 0.88948 | 0.96508 | -10.7527 | -118.7109 | 116.2801 | -10.7527 | -118.7109 | 116.2801
Line6_7_8 | 0 | 0 | 0 | 0 | 0 | 0 | 0 | 0 | 0 | 0 | 0 | 0 | 2.5435e-09 | 9.3219e-09 | -1.4115e-08 | -1.0819e-09 | -6.018e-09 | 9.3497e-09 | 1.0864e-08 | -9.3539e-09 | -2.4616e-09 | -7.692e-09 | 6.3056e-09 | 1.423e-09 | 0 | 0 | 0 | 0 | 0 | 0 |  | 0.69112 | 0.88948 | 0.96508 | 0.69112 | 0.88948 | 0.96508 | -10.7527 | -118.7109 | 116.2801 | -10.7527 | -118.7109 | 116.2801
Line7_8_9 | 0 | 0 | 0 | 0 | 0 | 0 | 0 | 0 | 0 | 0 | 0 | 0 | 8.4782e-10 | 3.1073e-09 | -4.705e-09 | 6.1377e-10 | 1.966e-10 | -6.0435e-11 | 3.6214e-09 | -3.118e-09 | -8.2054e-10 | -4.4915e-10 | 6.9703e-11 | -2.181e-10 | 0 | 0 | 0 | 0 | 0 | 0 |  | 0.69112 | 0.88948 | 0.96508 | 0.69112 | 0.88948 | 0.96508 | -10.7527 | -118.7109 | 116.2801 | -10.7527 | -118.7109 | 116.2801
Line8_8_10 | 0 | 0 | 0 | 0 | 0 | 0 | 0 | 0 | 0 | 0 | 0 | 0 | 8.4782e-10 | 3.1073e-09 | -4.705e-09 | 6.1377e-10 | 1.966e-10 | -6.0435e-11 | 3.6214e-09 | -3.118e-09 | -8.2054e-10 | -4.4915e-10 | 6.9703e-11 | -2.181e-10 | 0 | 0 | 0 | 0 | 0 | 0 |  | 0.69112 | 0.88948 | 0.96508 | 0.69112 | 0.88948 | 0.96508 | -10.7527 | -118.7109 | 116.2801 | -10.7527 | -118.7109 | 116.2801
Line9_3_11 | 0 | 0 | 0 | 0 | 0 | 0 | 0 | 0 | 0 | 0 | 0 | 0 | 5.9348e-09 | 2.1751e-08 | -3.2935e-08 | -4.4732e-09 | -1.8447e-08 | 2.817e-08 | 2.535e-08 | -2.1826e-08 | -5.7438e-09 | -2.2178e-08 | 1.8778e-08 | 4.7052e-09 | 0 | 0 | 0 | 0 | 0 | 0 |  | 0.69112 | 0.88948 | 0.96508 | 0.69112 | 0.88948 | 0.96508 | -10.7527 | -118.7109 | 116.2801 | -10.7527 | -118.7109 | 116.2801

## LG_min_10
name | pf_ikss_a_from_ka | pf_ikss_b_from_ka | pf_ikss_c_from_ka | pf_ikss_a_to_ka | pf_ikss_b_to_ka | pf_ikss_c_to_ka | pf_skss_a_from_mw | pf_skss_b_from_mw | pf_skss_c_from_mw | pf_skss_a_to_mw | pf_skss_b_to_mw | pf_skss_c_to_mw | pf_p_a_from_mw | pf_p_b_from_mw | pf_p_c_from_mw | pf_p_a_to_mw | pf_p_b_to_mw | pf_p_c_to_mw | pf_q_a_from_mvar | pf_q_b_from_mvar | pf_q_c_from_mvar | pf_q_a_to_mvar | pf_q_b_to_mvar | pf_q_c_to_mvar | pf_ikss_a_from_degree | pf_ikss_b_from_degree | pf_ikss_c_from_degree | pf_ikss_a_to_degree | pf_ikss_b_to_degree | pf_ikss_c_to_degree | 3xI0 | pf_vm_a_from_pu | pf_vm_b_from_pu | pf_vm_c_from_pu | pf_vm_a_to_pu | pf_vm_b_to_pu | pf_vm_c_to_pu | pf_va_a_from_degree | pf_va_b_from_degree | pf_va_c_from_degree | pf_va_a_to_degree | pf_va_b_to_degree | pf_va_c_to_degree
Line0_1_2 | 0 | 0 | 0 | 0 | 0 | 0 | 0 | 0 | 0 | 0 | 0 | 0 | 4.5656e-09 | 1.6733e-08 | -2.5337e-08 | -3.2538e-09 | -1.3768e-08 | 2.106e-08 | 1.9502e-08 | -1.679e-08 | -4.4187e-09 | -1.6654e-08 | 1.4055e-08 | 3.4865e-09 | 0 | 0 | 0 | 0 | 0 | 0 |  | 0.65474 | 0.84266 | 0.91428 | 0.65474 | 0.84266 | 0.91428 | -10.7527 | -118.7109 | 116.2801 | -10.7527 | -118.7109 | 116.2801
Line10_11_12 | 0 | 0 | 0 | 0 | 0 | 0 | 0 | 0 | 0 | 0 | 0 | 0 | 4.5656e-09 | 1.6733e-08 | -2.5337e-08 | -3.2538e-09 | -1.3768e-08 | 2.106e-08 | 1.9502e-08 | -1.679e-08 | -4.4187e-09 | -1.6654e-08 | 1.4055e-08 | 3.4865e-09 | 0 | 0 | 0 | 0 | 0 | 0 |  | 0.65474 | 0.84266 | 0.91428 | 0.65474 | 0.84266 | 0.91428 | -10.7527 | -118.7109 | 116.2801 | -10.7527 | -118.7109 | 116.2801
Line11_12_13 | 0 | 0 | 0 | 0 | 0 | 0 | 0 | 0 | 0 | 0 | 0 | 0 | 3.8046e-09 | 1.3944e-08 | -2.1114e-08 | -2.4928e-09 | -1.0979e-08 | 1.6837e-08 | 1.6251e-08 | -1.3992e-08 | -3.6822e-09 | -1.3404e-08 | 1.1256e-08 | 2.75e-09 | 0 | 0 | 0 | 0 | 0 | 0 |  | 0.65474 | 0.84266 | 0.91428 | 0.65474 | 0.84266 | 0.91428 | -10.7527 | -118.7109 | 116.2801 | -10.7527 | -118.7109 | 116.2801
Line12_13_15 | 0 | 0 | 0 | 0 | 0 | 0 | 0 | 0 | 0 | 0 | 0 | 0 | 2.2828e-09 | 8.3665e-09 | -1.2668e-08 | -9.7099e-10 | -5.4012e-09 | 8.3914e-09 | 9.7508e-09 | -8.3952e-09 | -2.2093e-09 | -6.9036e-09 | 5.6594e-09 | 1.2771e-09 | 0 | 0 | 0 | 0 | 0 | 0 |  | 0.65474 | 0.84266 | 0.91428 | 0.65474 | 0.84266 | 0.91428 | -10.7527 | -118.7109 | 116.2801 | -10.7527 | -118.7109 | 116.2801
Line13_13_14 | 0 | 0 | 0 | 0 | 0 | 0 | 0 | 0 | 0 | 0 | 0 | 0 | 7.6093e-10 | 2.7888e-09 | -4.2228e-09 | 5.5086e-10 | 1.7645e-10 | -5.4241e-11 | 3.2503e-09 | -2.7984e-09 | -7.3645e-10 | -4.0311e-10 | 6.2559e-11 | -1.9575e-10 | 0 | 0 | 0 | 0 | 0 | 0 |  | 0.65474 | 0.84266 | 0.91428 | 0.65474 | 0.84266 | 0.91428 | -10.7527 | -118.7109 | 116.2801 | -10.7527 | -118.7109 | 116.2801
Line14_15_16 | 0 | 0 | 0 | 0 | 0 | 0 | 0 | 0 | 0 | 0 | 0 | 0 | 1.5219e-09 | 5.5776e-09 | -8.4456e-09 | -2.1007e-10 | -2.6124e-09 | 4.1686e-09 | 6.5005e-09 | -5.5968e-09 | -1.4729e-09 | -3.6534e-09 | 2.861e-09 | 5.407e-10 | 0 | 0 | 0 | 0 | 0 | 0 |  | 0.65474 | 0.84266 | 0.91428 | 0.65474 | 0.84266 | 0.91428 | -10.7527 | -118.7109 | 116.2801 | -10.7527 | -118.7109 | 116.2801
Line15_16_17 | 0 | 0 | 0 | 0 | 0 | 0 | 0 | 0 | 0 | 0 | 0 | 0 | 7.6093e-10 | 2.7888e-09 | -4.2228e-09 | 5.5086e-10 | 1.7645e-10 | -5.4241e-11 | 3.2503e-09 | -2.7984e-09 | -7.3645e-10 | -4.0311e-10 | 6.2559e-11 | -1.9575e-10 | 0 | 0 | 0 | 0 | 0 | 0 |  | 0.65474 | 0.84266 | 0.91428 | 0.65474 | 0.84266 | 0.91428 | -10.7527 | -118.7109 | 116.2801 | -10.7527 | -118.7109 | 116.2801
Line16_4_18 | 3.2723 | 0 | 0 | 3.2723 | 0 | 0 | 0.75571 | 0 | 0 | 0.75571 | 0 | 0 | 0.17133 | 9.431e-09 | -1.0321e-08 | -7.0941e-14 | 2.2062e-10 | 1.2957e-10 | 0.17847 | -4.5091e-09 | -4.1047e-09 | 7.3943e-14 | 4.7053e-10 | -5.231e-10 | -56.9218 | 0 | 0 | 123.0782 | 0 | 0 |  | 0.32737 | 0.82483 | 0.87641 | 0 | 0.8119 | 0.84193 | -10.7527 | -114.3803 | 112.861 | 0 | -109.8853 | 109.1478
Line17_5_19 | 0 | 0 | 0 | 0 | 0 | 0 | 0 | 0 | 0 | 0 | 0 | 0 | 7.6093e-10 | 2.7888e-09 | -4.2228e-09 | 5.5086e-10 | 1.7645e-10 | -5.4241e-11 | 3.2503e-09 | -2.7984e-09 | -7.3644e-10 | -4.0311e-10 | 6.2559e-11 | -1.9575e-10 | 0 | 0 | 0 | 0 | 0 | 0 |  | 0.65474 | 0.84266 | 0.91428 | 0.65474 | 0.84266 | 0.91428 | -10.7527 | -118.7109 | 116.2801 | -10.7527 | -118.7109 | 116.2801
Line1_1_3 | 0 | 0 | 0 | 0 | 0 | 0 | 0 | 0 | 0 | 0 | 0 | 0 | 6.0874e-09 | 2.2311e-08 | -3.3783e-08 | -4.7756e-09 | -1.9345e-08 | 2.9505e-08 | 2.6002e-08 | -2.2387e-08 | -5.8916e-09 | -2.3155e-08 | 1.9651e-08 | 4.9594e-09 | 0 | 0 | 0 | 0 | 0 | 0 |  | 0.65474 | 0.84266 | 0.91428 | 0.65474 | 0.84266 | 0.91428 | -10.7527 | -118.7109 | 116.2801 | -10.7527 | -118.7109 | 116.2801
Line2_1_4 | 3.2723 | 0 | 0 | 3.2723 | 0 | 0 | 0.75571 | 0 | 0 | 0.75571 | 0 | 0 | 0.34266 | 1.4184e-08 | -1.6849e-08 | -0.17133 | -9.2167e-09 | 1.0374e-08 | 0.35694 | -9.0244e-09 | -6.988e-09 | -0.17847 | 4.7756e-09 | 3.7453e-09 | -56.9218 | 0 | 0 | 123.0782 | 0 | 0 |  | 0.65474 | 0.84266 | 0.91428 | 0.32737 | 0.82483 | 0.87641 | -10.7527 | -118.7109 | 116.2801 | -10.7527 | -114.3803 | 112.861
Line3_1_5 | 0 | 0 | 0 | 0 | 0 | 0 | 0 | 0 | 0 | 0 | 0 | 0 | 1.5219e-09 | 5.5776e-09 | -8.4456e-09 | -2.1007e-10 | -2.6124e-09 | 4.1686e-09 | 6.5005e-09 | -5.5968e-09 | -1.4729e-09 | -3.6534e-09 | 2.861e-09 | 5.4069e-10 | 0 | 0 | 0 | 0 | 0 | 0 |  | 0.65474 | 0.84266 | 0.91428 | 0.65474 | 0.84266 | 0.91428 | -10.7527 | -118.7109 | 116.2801 | -10.7527 | -118.7109 | 116.2801
Line4_2_6 | 0 | 0 | 0 | 0 | 0 | 0 | 0 | 0 | 0 | 0 | 0 | 0 | 3.8046e-09 | 1.3944e-08 | -2.1114e-08 | -2.4928e-09 | -1.0979e-08 | 1.6837e-08 | 1.6251e-08 | -1.3992e-08 | -3.6822e-09 | -1.3404e-08 | 1.1256e-08 | 2.75e-09 | 0 | 0 | 0 | 0 | 0 | 0 |  | 0.65474 | 0.84266 | 0.91428 | 0.65474 | 0.84266 | 0.91428 | -10.7527 | -118.7109 | 116.2801 | -10.7527 | -118.7109 | 116.2801
Line5_6_7 | 0 | 0 | 0 | 0 | 0 | 0 | 0 | 0 | 0 | 0 | 0 | 0 | 3.0437e-09 | 1.1155e-08 | -1.6891e-08 | -1.7319e-09 | -8.19e-09 | 1.2614e-08 | 1.3001e-08 | -1.1194e-08 | -2.9458e-09 | -1.0154e-08 | 8.4578e-09 | 2.0136e-09 | 0 | 0 | 0 | 0 | 0 | 0 |  | 0.65474 | 0.84266 | 0.91428 | 0.65474 | 0.84266 | 0.91428 | -10.7527 | -118.7109 | 116.2801 | -10.7527 | -118.7109 | 116.2801
Line6_7_8 | 0 | 0 | 0 | 0 | 0 | 0 | 0 | 0 | 0 | 0 | 0 | 0 | 2.2828e-09 | 8.3664e-09 | -1.2668e-08 | -9.7099e-10 | -5.4012e-09 | 8.3914e-09 | 9.7508e-09 | -8.3952e-09 | -2.2093e-09 | -6.9036e-09 | 5.6594e-09 | 1.2771e-09 | 0 | 0 | 0 | 0 | 0 | 0 |  | 0.65474 | 0.84266 | 0.91428 | 0.65474 | 0.84266 | 0.91428 | -10.7527 | -118.7109 | 116.2801 | -10.7527 | -118.7109 | 116.2801
Line7_8_9 | 0 | 0 | 0 | 0 | 0 | 0 | 0 | 0 | 0 | 0 | 0 | 0 | 7.6093e-10 | 2.7888e-09 | -4.2228e-09 | 5.5086e-10 | 1.7645e-10 | -5.4241e-11 | 3.2503e-09 | -2.7984e-09 | -7.3644e-10 | -4.0311e-10 | 6.2559e-11 | -1.9575e-10 | 0 | 0 | 0 | 0 | 0 | 0 |  | 0.65474 | 0.84266 | 0.91428 | 0.65474 | 0.84266 | 0.91428 | -10.7527 | -118.7109 | 116.2801 | -10.7527 | -118.7109 | 116.2801
Line8_8_10 | 0 | 0 | 0 | 0 | 0 | 0 | 0 | 0 | 0 | 0 | 0 | 0 | 7.6093e-10 | 2.7888e-09 | -4.2228e-09 | 5.5086e-10 | 1.7645e-10 | -5.4241e-11 | 3.2503e-09 | -2.7984e-09 | -7.3644e-10 | -4.0311e-10 | 6.2559e-11 | -1.9575e-10 | 0 | 0 | 0 | 0 | 0 | 0 |  | 0.65474 | 0.84266 | 0.91428 | 0.65474 | 0.84266 | 0.91428 | -10.7527 | -118.7109 | 116.2801 | -10.7527 | -118.7109 | 116.2801
Line9_3_11 | 0 | 0 | 0 | 0 | 0 | 0 | 0 | 0 | 0 | 0 | 0 | 0 | 5.3265e-09 | 1.9522e-08 | -2.956e-08 | -4.0147e-09 | -1.6556e-08 | 2.5283e-08 | 2.2752e-08 | -1.9589e-08 | -5.1551e-09 | -1.9905e-08 | 1.6853e-08 | 4.2229e-09 | 0 | 0 | 0 | 0 | 0 | 0 |  | 0.65474 | 0.84266 | 0.91428 | 0.65474 | 0.84266 | 0.91428 | -10.7527 | -118.7109 | 116.2801 | -10.7527 | -118.7109 | 116.2801

## LG_min_fault_6
name | pf_ikss_a_from_ka | pf_ikss_b_from_ka | pf_ikss_c_from_ka | pf_ikss_a_to_ka | pf_ikss_b_to_ka | pf_ikss_c_to_ka | pf_skss_a_from_mw | pf_skss_b_from_mw | pf_skss_c_from_mw | pf_skss_a_to_mw | pf_skss_b_to_mw | pf_skss_c_to_mw | pf_p_a_from_mw | pf_p_b_from_mw | pf_p_c_from_mw | pf_p_a_to_mw | pf_p_b_to_mw | pf_p_c_to_mw | pf_q_a_from_mvar | pf_q_b_from_mvar | pf_q_c_from_mvar | pf_q_a_to_mvar | pf_q_b_to_mvar | pf_q_c_to_mvar | pf_ikss_a_from_degree | pf_ikss_b_from_degree | pf_ikss_c_from_degree | pf_ikss_a_to_degree | pf_ikss_b_to_degree | pf_ikss_c_to_degree | 3xI0 | pf_vm_a_from_pu | pf_vm_b_from_pu | pf_vm_c_from_pu | pf_vm_a_to_pu | pf_vm_b_to_pu | pf_vm_c_to_pu | pf_va_a_from_degree | pf_va_b_from_degree | pf_va_c_from_degree | pf_va_a_to_degree | pf_va_b_to_degree | pf_va_c_to_degree
Line0_1_2 | 0 | 0 | 0 | 0 | 0 | 0 | 0 | 0 | 0 | 0 | 0 | 0 | 6.749e-11 | 1.3228e-10 | -2.5112e-10 | -4.8859e-11 | -1.0826e-10 | 2.0847e-10 | 2.6404e-10 | -2.1335e-10 | -7.7368e-12 | -2.2567e-10 | 1.7801e-10 | 4.6293e-12 | 0 | 0 | 0 | 0 | 0 | 0 |  | 0.94787 | 0.94943 | 0.95023 | 0.94787 | 0.94943 | 0.95023 | -0.097801 | -119.9962 | 119.9685 | -0.097801 | -119.9962 | 119.9685
Line10_11_12 | 0 | 0 | 0 | 0 | 0 | 0 | 0 | 0 | 0 | 0 | 0 | 0 | 6.749e-11 | 1.3228e-10 | -2.5112e-10 | -4.8859e-11 | -1.0826e-10 | 2.0847e-10 | 2.6404e-10 | -2.1335e-10 | -7.7369e-12 | -2.2567e-10 | 1.7801e-10 | 4.6294e-12 | 0 | 0 | 0 | 0 | 0 | 0 |  | 0.94787 | 0.94943 | 0.95023 | 0.94787 | 0.94943 | 0.95023 | -0.097801 | -119.9962 | 119.9685 | -0.097801 | -119.9962 | 119.9685
Line11_12_13 | 0 | 0 | 0 | 0 | 0 | 0 | 0 | 0 | 0 | 0 | 0 | 0 | 5.6241e-11 | 1.1023e-10 | -2.0927e-10 | -3.761e-11 | -8.6217e-11 | 1.6662e-10 | 2.2004e-10 | -1.7779e-10 | -6.4474e-12 | -1.8166e-10 | 1.4245e-10 | 3.3399e-12 | 0 | 0 | 0 | 0 | 0 | 0 |  | 0.94787 | 0.94943 | 0.95023 | 0.94787 | 0.94943 | 0.95023 | -0.097801 | -119.9962 | 119.9685 | -0.097801 | -119.9962 | 119.9685
Line12_13_15 | 0 | 0 | 0 | 0 | 0 | 0 | 0 | 0 | 0 | 0 | 0 | 0 | 3.3745e-11 | 6.614e-11 | -1.2556e-10 | -1.5114e-11 | -4.2123e-11 | 8.2911e-11 | 1.3202e-10 | -1.0667e-10 | -3.8685e-12 | -9.365e-11 | 7.1337e-11 | 7.6092e-13 | 0 | 0 | 0 | 0 | 0 | 0 |  | 0.94787 | 0.94943 | 0.95023 | 0.94787 | 0.94943 | 0.95023 | -0.097801 | -119.9962 | 119.9685 | -0.097801 | -119.9962 | 119.9685
Line13_13_14 | 0 | 0 | 0 | 0 | 0 | 0 | 0 | 0 | 0 | 0 | 0 | 0 | 1.1248e-11 | 2.2047e-11 | -4.1853e-11 | 7.3828e-12 | 1.9701e-12 | -7.9488e-13 | 4.4007e-11 | -3.5558e-11 | -1.2895e-12 | -5.6359e-12 | 2.2167e-13 | -1.818e-12 | 0 | 0 | 0 | 0 | 0 | 0 |  | 0.94787 | 0.94943 | 0.95023 | 0.94787 | 0.94943 | 0.95023 | -0.097801 | -119.9962 | 119.9685 | -0.097801 | -119.9962 | 119.9685
Line14_15_16 | 0 | 0 | 0 | 0 | 0 | 0 | 0 | 0 | 0 | 0 | 0 | 0 | 2.2497e-11 | 4.4094e-11 | -8.3706e-11 | -3.8655e-12 | -2.0077e-11 | 4.1058e-11 | 8.8014e-11 | -7.1116e-11 | -2.579e-12 | -4.9643e-11 | 3.5779e-11 | -5.2856e-13 | 0 | 0 | 0 | 0 | 0 | 0 |  | 0.94787 | 0.94943 | 0.95023 | 0.94787 | 0.94943 | 0.95023 | -0.097801 | -119.9962 | 119.9685 | -0.097801 | -119.9962 | 119.9685
Line15_16_17 | 0 | 0 | 0 | 0 | 0 | 0 | 0 | 0 | 0 | 0 | 0 | 0 | 1.1248e-11 | 2.2047e-11 | -4.1853e-11 | 7.3828e-12 | 1.9701e-12 | -7.9488e-13 | 4.4007e-11 | -3.5558e-11 | -1.2895e-12 | -5.6359e-12 | 2.2167e-13 | -1.818e-12 | 0 | 0 | 0 | 0 | 0 | 0 |  | 0.94787 | 0.94943 | 0.95023 | 0.94787 | 0.94943 | 0.95023 | -0.097801 | -119.9962 | 119.9685 | -0.097801 | -119.9962 | 119.9685
Line16_4_18 | 0.030757 | 0 | 0 | 0.030757 | 0 | 0 | 0.0071029 | 0 | 0 | 0.0071029 | 0 | 0 | 0.0047449 | 8.2746e-11 | -1.0824e-10 | -0.0047298 | 4.1736e-12 | 1.2707e-12 | 0.0047456 | -7.7037e-11 | -3.2982e-11 | -0.0047298 | 3.8941e-12 | -5.57e-12 | -45.1054 | 0 | 0 | 134.8946 | 0 | 0 |  | 0.9448 | 0.94912 | 0.94993 | 0.94172 | 0.9488 | 0.94963 | -0.10158 | -119.9643 | 119.936 | -0.10539 | -119.9325 | 119.9035
Line17_5_19 | 0 | 0 | 0 | 0 | 0 | 0 | 0 | 0 | 0 | 0 | 0 | 0 | 1.1248e-11 | 2.2047e-11 | -4.1853e-11 | 7.3828e-12 | 1.9701e-12 | -7.9488e-13 | 4.4007e-11 | -3.5558e-11 | -1.2895e-12 | -5.6359e-12 | 2.2167e-13 | -1.818e-12 | 0 | 0 | 0 | 0 | 0 | 0 |  | 0.94787 | 0.94943 | 0.95023 | 0.94787 | 0.94943 | 0.95023 | -0.097801 | -119.9962 | 119.9685 | -0.097801 | -119.9962 | 119.9685
Line1_1_3 | 0 | 0 | 0 | 0 | 0 | 0 | 0 | 0 | 0 | 0 | 0 | 0 | 8.9986e-11 | 1.7637e-10 | -3.3482e-10 | -7.1355e-11 | -1.5236e-10 | 2.9218e-10 | 3.5206e-10 | -2.8446e-10 | -1.0316e-11 | -3.1369e-10 | 2.4913e-10 | 7.2083e-12 | 0 | 0 | 0 | 0 | 0 | 0 |  | 0.94787 | 0.94943 | 0.95023 | 0.94787 | 0.94943 | 0.95023 | -0.097801 | -119.9962 | 119.9685 | -0.097801 | -119.9962 | 119.9685
Line2_1_4 | 0.030757 | 0 | 0 | 0.030757 | 0 | 0 | 0.0071029 | 0 | 0 | 0.0071029 | 0 | 0 | 0.0047601 | 1.2464e-10 | -1.7259e-10 | -0.0047449 | -7.9673e-11 | 1.0848e-10 | 0.0047613 | -1.2713e-10 | -4.4306e-11 | -0.0047456 | 7.9095e-11 | 2.9288e-11 | -45.1054 | 0 | 0 | 134.8946 | 0 | 0 |  | 0.94787 | 0.94943 | 0.95023 | 0.9448 | 0.94912 | 0.94993 | -0.097801 | -119.9962 | 119.9685 | -0.10158 | -119.9643 | 119.936
Line3_1_5 | 0 | 0 | 0 | 0 | 0 | 0 | 0 | 0 | 0 | 0 | 0 | 0 | 2.2497e-11 | 4.4093e-11 | -8.3706e-11 | -3.8655e-12 | -2.0077e-11 | 4.1058e-11 | 8.8014e-11 | -7.1116e-11 | -2.5789e-12 | -4.9643e-11 | 3.5779e-11 | -5.2858e-13 | 0 | 0 | 0 | 0 | 0 | 0 |  | 0.94787 | 0.94943 | 0.95023 | 0.94787 | 0.94943 | 0.95023 | -0.097801 | -119.9962 | 119.9685 | -0.097801 | -119.9962 | 119.9685
Line4_2_6 | 0 | 0 | 0 | 0 | 0 | 0 | 0 | 0 | 0 | 0 | 0 | 0 | 5.6241e-11 | 1.1023e-10 | -2.0927e-10 | -3.761e-11 | -8.6217e-11 | 1.6662e-10 | 2.2004e-10 | -1.7779e-10 | -6.4474e-12 | -1.8166e-10 | 1.4245e-10 | 3.3399e-12 | 0 | 0 | 0 | 0 | 0 | 0 |  | 0.94787 | 0.94943 | 0.95023 | 0.94787 | 0.94943 | 0.95023 | -0.097801 | -119.9962 | 119.9685 | -0.097801 | -119.9962 | 119.9685
Line5_6_7 | 0 | 0 | 0 | 0 | 0 | 0 | 0 | 0 | 0 | 0 | 0 | 0 | 4.4993e-11 | 8.8187e-11 | -1.6741e-10 | -2.6362e-11 | -6.417e-11 | 1.2476e-10 | 1.7603e-10 | -1.4223e-10 | -5.1579e-12 | -1.3766e-10 | 1.0689e-10 | 2.0504e-12 | 0 | 0 | 0 | 0 | 0 | 0 |  | 0.94787 | 0.94943 | 0.95023 | 0.94787 | 0.94943 | 0.95023 | -0.097801 | -119.9962 | 119.9685 | -0.097801 | -119.9962 | 119.9685
Line6_7_8 | 0 | 0 | 0 | 0 | 0 | 0 | 0 | 0 | 0 | 0 | 0 | 0 | 3.3745e-11 | 6.614e-11 | -1.2556e-10 | -1.5114e-11 | -4.2123e-11 | 8.2911e-11 | 1.3202e-10 | -1.0667e-10 | -3.8684e-12 | -9.365e-11 | 7.1337e-11 | 7.609e-13 | 0 | 0 | 0 | 0 | 0 | 0 |  | 0.94787 | 0.94943 | 0.95023 | 0.94787 | 0.94943 | 0.95023 | -0.097801 | -119.9962 | 119.9685 | -0.097801 | -119.9962 | 119.9685
Line7_8_9 | 0 | 0 | 0 | 0 | 0 | 0 | 0 | 0 | 0 | 0 | 0 | 0 | 1.1248e-11 | 2.2047e-11 | -4.1853e-11 | 7.3828e-12 | 1.9701e-12 | -7.9488e-13 | 4.4007e-11 | -3.5558e-11 | -1.2895e-12 | -5.6359e-12 | 2.2167e-13 | -1.818e-12 | 0 | 0 | 0 | 0 | 0 | 0 |  | 0.94787 | 0.94943 | 0.95023 | 0.94787 | 0.94943 | 0.95023 | -0.097801 | -119.9962 | 119.9685 | -0.097801 | -119.9962 | 119.9685
Line8_8_10 | 0 | 0 | 0 | 0 | 0 | 0 | 0 | 0 | 0 | 0 | 0 | 0 | 1.1248e-11 | 2.2047e-11 | -4.1853e-11 | 7.3828e-12 | 1.9701e-12 | -7.9488e-13 | 4.4007e-11 | -3.5558e-11 | -1.2895e-12 | -5.6359e-12 | 2.2167e-13 | -1.818e-12 | 0 | 0 | 0 | 0 | 0 | 0 |  | 0.94787 | 0.94943 | 0.95023 | 0.94787 | 0.94943 | 0.95023 | -0.097801 | -119.9962 | 119.9685 | -0.097801 | -119.9962 | 119.9685
Line9_3_11 | 0 | 0 | 0 | 0 | 0 | 0 | 0 | 0 | 0 | 0 | 0 | 0 | 7.8738e-11 | 1.5433e-10 | -2.9297e-10 | -6.0107e-11 | -1.3031e-10 | 2.5032e-10 | 3.0805e-10 | -2.489e-10 | -9.0264e-12 | -2.6968e-10 | 2.1357e-10 | 5.9188e-12 | 0 | 0 | 0 | 0 | 0 | 0 |  | 0.94787 | 0.94943 | 0.95023 | 0.94787 | 0.94943 | 0.95023 | -0.097801 | -119.9962 | 119.9685 | -0.097801 | -119.9962 | 119.9685

## LG_min_fault_10
name | pf_ikss_a_from_ka | pf_ikss_b_from_ka | pf_ikss_c_from_ka | pf_ikss_a_to_ka | pf_ikss_b_to_ka | pf_ikss_c_to_ka | pf_skss_a_from_mw | pf_skss_b_from_mw | pf_skss_c_from_mw | pf_skss_a_to_mw | pf_skss_b_to_mw | pf_skss_c_to_mw | pf_p_a_from_mw | pf_p_b_from_mw | pf_p_c_from_mw | pf_p_a_to_mw | pf_p_b_to_mw | pf_p_c_to_mw | pf_q_a_from_mvar | pf_q_b_from_mvar | pf_q_c_from_mvar | pf_q_a_to_mvar | pf_q_b_to_mvar | pf_q_c_to_mvar | pf_ikss_a_from_degree | pf_ikss_b_from_degree | pf_ikss_c_from_degree | pf_ikss_a_to_degree | pf_ikss_b_to_degree | pf_ikss_c_to_degree | 3xI0 | pf_vm_a_from_pu | pf_vm_b_from_pu | pf_vm_c_from_pu | pf_vm_a_to_pu | pf_vm_b_to_pu | pf_vm_c_to_pu | pf_va_a_from_degree | pf_va_b_from_degree | pf_va_c_from_degree | pf_va_a_to_degree | pf_va_b_to_degree | pf_va_c_to_degree
Line0_1_2 | 0 | 0 | 0 | 0 | 0 | 0 | 0 | 0 | 0 | 0 | 0 | 0 | 6.0572e-11 | 1.1872e-10 | -2.2538e-10 | -4.3851e-11 | -9.7167e-11 | 1.871e-10 | 2.3698e-10 | -1.9148e-10 | -6.9439e-12 | -2.0254e-10 | 1.5977e-10 | 4.1548e-12 | 0 | 0 | 0 | 0 | 0 | 0 |  | 0.89799 | 0.89946 | 0.90022 | 0.89799 | 0.89946 | 0.90022 | -0.097801 | -119.9962 | 119.9685 | -0.097801 | -119.9962 | 119.9685
Line10_11_12 | 0 | 0 | 0 | 0 | 0 | 0 | 0 | 0 | 0 | 0 | 0 | 0 | 6.0572e-11 | 1.1872e-10 | -2.2538e-10 | -4.3851e-11 | -9.7167e-11 | 1.871e-10 | 2.3698e-10 | -1.9148e-10 | -6.9439e-12 | -2.0254e-10 | 1.5977e-10 | 4.1549e-12 | 0 | 0 | 0 | 0 | 0 | 0 |  | 0.89799 | 0.89946 | 0.90022 | 0.89799 | 0.89946 | 0.90022 | -0.097801 | -119.9962 | 119.9685 | -0.097801 | -119.9962 | 119.9685
Line11_12_13 | 0 | 0 | 0 | 0 | 0 | 0 | 0 | 0 | 0 | 0 | 0 | 0 | 5.0477e-11 | 9.8936e-11 | -1.8782e-10 | -3.3756e-11 | -7.738e-11 | 1.4954e-10 | 1.9748e-10 | -1.5957e-10 | -5.7866e-12 | -1.6304e-10 | 1.2785e-10 | 2.9976e-12 | 0 | 0 | 0 | 0 | 0 | 0 |  | 0.89799 | 0.89946 | 0.90022 | 0.89799 | 0.89946 | 0.90022 | -0.097801 | -119.9962 | 119.9685 | -0.097801 | -119.9962 | 119.9685
Line12_13_15 | 0 | 0 | 0 | 0 | 0 | 0 | 0 | 0 | 0 | 0 | 0 | 0 | 3.0286e-11 | 5.9361e-11 | -1.1269e-10 | -1.3565e-11 | -3.7806e-11 | 7.4413e-11 | 1.1849e-10 | -9.574e-11 | -3.472e-12 | -8.4052e-11 | 6.4026e-11 | 6.8293e-13 | 0 | 0 | 0 | 0 | 0 | 0 |  | 0.89799 | 0.89946 | 0.90022 | 0.89799 | 0.89946 | 0.90022 | -0.097801 | -119.9962 | 119.9685 | -0.097801 | -119.9962 | 119.9685
Line13_13_14 | 0 | 0 | 0 | 0 | 0 | 0 | 0 | 0 | 0 | 0 | 0 | 0 | 1.0095e-11 | 1.9787e-11 | -3.7563e-11 | 6.6261e-12 | 1.7682e-12 | -7.1341e-13 | 3.9497e-11 | -3.1913e-11 | -1.1573e-12 | -5.0583e-12 | 1.9895e-13 | -1.6317e-12 | 0 | 0 | 0 | 0 | 0 | 0 |  | 0.89799 | 0.89946 | 0.90022 | 0.89799 | 0.89946 | 0.90022 | -0.097801 | -119.9962 | 119.9685 | -0.097801 | -119.9962 | 119.9685
Line14_15_16 | 0 | 0 | 0 | 0 | 0 | 0 | 0 | 0 | 0 | 0 | 0 | 0 | 2.0191e-11 | 3.9574e-11 | -7.5127e-11 | -3.4693e-12 | -1.8019e-11 | 3.685e-11 | 7.8993e-11 | -6.3827e-11 | -2.3146e-12 | -4.4555e-11 | 3.2112e-11 | -4.7439e-13 | 0 | 0 | 0 | 0 | 0 | 0 |  | 0.89799 | 0.89946 | 0.90022 | 0.89799 | 0.89946 | 0.90022 | -0.097801 | -119.9962 | 119.9685 | -0.097801 | -119.9962 | 119.9685
Line15_16_17 | 0 | 0 | 0 | 0 | 0 | 0 | 0 | 0 | 0 | 0 | 0 | 0 | 1.0095e-11 | 1.9787e-11 | -3.7563e-11 | 6.6261e-12 | 1.7682e-12 | -7.1341e-13 | 3.9497e-11 | -3.1913e-11 | -1.1573e-12 | -5.0583e-12 | 1.9895e-13 | -1.6317e-12 | 0 | 0 | 0 | 0 | 0 | 0 |  | 0.89799 | 0.89946 | 0.90022 | 0.89799 | 0.89946 | 0.90022 | -0.097801 | -119.9962 | 119.9685 | -0.097801 | -119.9962 | 119.9685
Line16_4_18 | 0.029138 | 0 | 0 | 0.029138 | 0 | 0 | 0.0067291 | 0 | 0 | 0.0067291 | 0 | 0 | 0.0042586 | 7.4265e-11 | -9.7145e-11 | -0.004245 | 3.7458e-12 | 1.1405e-12 | 0.0042592 | -6.9141e-11 | -2.9602e-11 | -0.004245 | 3.4949e-12 | -4.9991e-12 | -45.1054 | 0 | 0 | 134.8946 | 0 | 0 |  | 0.89507 | 0.89916 | 0.89993 | 0.89216 | 0.89886 | 0.89965 | -0.10158 | -119.9643 | 119.936 | -0.10539 | -119.9325 | 119.9035
Line17_5_19 | 0 | 0 | 0 | 0 | 0 | 0 | 0 | 0 | 0 | 0 | 0 | 0 | 1.0095e-11 | 1.9787e-11 | -3.7563e-11 | 6.6261e-12 | 1.7682e-12 | -7.1341e-13 | 3.9497e-11 | -3.1913e-11 | -1.1573e-12 | -5.0583e-12 | 1.9895e-13 | -1.6317e-12 | 0 | 0 | 0 | 0 | 0 | 0 |  | 0.89799 | 0.89946 | 0.90022 | 0.89799 | 0.89946 | 0.90022 | -0.097801 | -119.9962 | 119.9685 | -0.097801 | -119.9962 | 119.9685
Line1_1_3 | 0 | 0 | 0 | 0 | 0 | 0 | 0 | 0 | 0 | 0 | 0 | 0 | 8.0763e-11 | 1.583e-10 | -3.0051e-10 | -6.4042e-11 | -1.3674e-10 | 2.6223e-10 | 3.1597e-10 | -2.5531e-10 | -9.2585e-12 | -2.8153e-10 | 2.2359e-10 | 6.4695e-12 | 0 | 0 | 0 | 0 | 0 | 0 |  | 0.89799 | 0.89946 | 0.90022 | 0.89799 | 0.89946 | 0.90022 | -0.097801 | -119.9962 | 119.9685 | -0.097801 | -119.9962 | 119.9685
Line2_1_4 | 0.029138 | 0 | 0 | 0.029138 | 0 | 0 | 0.0067291 | 0 | 0 | 0.0067291 | 0 | 0 | 0.0042722 | 1.1186e-10 | -1.549e-10 | -0.0042586 | -7.1507e-11 | 9.736e-11 | 0.0042733 | -1.141e-10 | -3.9765e-11 | -0.0042592 | 7.0988e-11 | 2.6286e-11 | -45.1054 | 0 | 0 | 134.8946 | 0 | 0 |  | 0.89799 | 0.89946 | 0.90022 | 0.89507 | 0.89916 | 0.89993 | -0.097801 | -119.9962 | 119.9685 | -0.10158 | -119.9643 | 119.936
Line3_1_5 | 0 | 0 | 0 | 0 | 0 | 0 | 0 | 0 | 0 | 0 | 0 | 0 | 2.0191e-11 | 3.9574e-11 | -7.5127e-11 | -3.4693e-12 | -1.8019e-11 | 3.685e-11 | 7.8993e-11 | -6.3827e-11 | -2.3146e-12 | -4.4555e-11 | 3.2112e-11 | -4.7441e-13 | 0 | 0 | 0 | 0 | 0 | 0 |  | 0.89799 | 0.89946 | 0.90022 | 0.89799 | 0.89946 | 0.90022 | -0.097801 | -119.9962 | 119.9685 | -0.097801 | -119.9962 | 119.9685
Line4_2_6 | 0 | 0 | 0 | 0 | 0 | 0 | 0 | 0 | 0 | 0 | 0 | 0 | 5.0477e-11 | 9.8936e-11 | -1.8782e-10 | -3.3756e-11 | -7.738e-11 | 1.4954e-10 | 1.9748e-10 | -1.5957e-10 | -5.7866e-12 | -1.6304e-10 | 1.2785e-10 | 2.9975e-12 | 0 | 0 | 0 | 0 | 0 | 0 |  | 0.89799 | 0.89946 | 0.90022 | 0.89799 | 0.89946 | 0.90022 | -0.097801 | -119.9962 | 119.9685 | -0.097801 | -119.9962 | 119.9685
Line5_6_7 | 0 | 0 | 0 | 0 | 0 | 0 | 0 | 0 | 0 | 0 | 0 | 0 | 4.0382e-11 | 7.9148e-11 | -1.5025e-10 | -2.366e-11 | -5.7593e-11 | 1.1198e-10 | 1.5799e-10 | -1.2765e-10 | -4.6293e-12 | -1.2355e-10 | 9.5939e-11 | 1.8402e-12 | 0 | 0 | 0 | 0 | 0 | 0 |  | 0.89799 | 0.89946 | 0.90022 | 0.89799 | 0.89946 | 0.90022 | -0.097801 | -119.9962 | 119.9685 | -0.097801 | -119.9962 | 119.9685
Line6_7_8 | 0 | 0 | 0 | 0 | 0 | 0 | 0 | 0 | 0 | 0 | 0 | 0 | 3.0286e-11 | 5.9361e-11 | -1.1269e-10 | -1.3565e-11 | -3.7806e-11 | 7.4413e-11 | 1.1849e-10 | -9.574e-11 | -3.4719e-12 | -8.4052e-11 | 6.4026e-11 | 6.8292e-13 | 0 | 0 | 0 | 0 | 0 | 0 |  | 0.89799 | 0.89946 | 0.90022 | 0.89799 | 0.89946 | 0.90022 | -0.097801 | -119.9962 | 119.9685 | -0.097801 | -119.9962 | 119.9685
Line7_8_9 | 0 | 0 | 0 | 0 | 0 | 0 | 0 | 0 | 0 | 0 | 0 | 0 | 1.0095e-11 | 1.9787e-11 | -3.7563e-11 | 6.6261e-12 | 1.7682e-12 | -7.1341e-13 | 3.9497e-11 | -3.1913e-11 | -1.1573e-12 | -5.0583e-12 | 1.9895e-13 | -1.6317e-12 | 0 | 0 | 0 | 0 | 0 | 0 |  | 0.89799 | 0.89946 | 0.90022 | 0.89799 | 0.89946 | 0.90022 | -0.097801 | -119.9962 | 119.9685 | -0.097801 | -119.9962 | 119.9685
Line8_8_10 | 0 | 0 | 0 | 0 | 0 | 0 | 0 | 0 | 0 | 0 | 0 | 0 | 1.0095e-11 | 1.9787e-11 | -3.7563e-11 | 6.6261e-12 | 1.7682e-12 | -7.1341e-13 | 3.9497e-11 | -3.1913e-11 | -1.1573e-12 | -5.0583e-12 | 1.9895e-13 | -1.6317e-12 | 0 | 0 | 0 | 0 | 0 | 0 |  | 0.89799 | 0.89946 | 0.90022 | 0.89799 | 0.89946 | 0.90022 | -0.097801 | -119.9962 | 119.9685 | -0.097801 | -119.9962 | 119.9685
Line9_3_11 | 0 | 0 | 0 | 0 | 0 | 0 | 0 | 0 | 0 | 0 | 0 | 0 | 7.0668e-11 | 1.3851e-10 | -2.6294e-10 | -5.3946e-11 | -1.1695e-10 | 2.2467e-10 | 2.7648e-10 | -2.2339e-10 | -8.1012e-12 | -2.4204e-10 | 1.9168e-10 | 5.3122e-12 | 0 | 0 | 0 | 0 | 0 | 0 |  | 0.89799 | 0.89946 | 0.90022 | 0.89799 | 0.89946 | 0.90022 | -0.097801 | -119.9962 | 119.9685 | -0.097801 | -119.9962 | 119.9685

## LLG_max_6
name | pf_ikss_a_from_ka | pf_ikss_b_from_ka | pf_ikss_c_from_ka | pf_ikss_a_to_ka | pf_ikss_b_to_ka | pf_ikss_c_to_ka | pf_skss_a_from_mw | pf_skss_b_from_mw | pf_skss_c_from_mw | pf_skss_a_to_mw | pf_skss_b_to_mw | pf_skss_c_to_mw | pf_p_a_from_mw | pf_p_b_from_mw | pf_p_c_from_mw | pf_p_a_to_mw | pf_p_b_to_mw | pf_p_c_to_mw | pf_q_a_from_mvar | pf_q_b_from_mvar | pf_q_c_from_mvar | pf_q_a_to_mvar | pf_q_b_to_mvar | pf_q_c_to_mvar | pf_ikss_a_from_degree | pf_ikss_b_from_degree | pf_ikss_c_from_degree | pf_ikss_a_to_degree | pf_ikss_b_to_degree | pf_ikss_c_to_degree | 3xI0 | pf_vm_a_from_pu | pf_vm_b_from_pu | pf_vm_c_from_pu | pf_vm_a_to_pu | pf_vm_b_to_pu | pf_vm_c_to_pu | pf_va_a_from_degree | pf_va_b_from_degree | pf_va_c_from_degree | pf_va_a_to_degree | pf_va_b_to_degree | pf_va_c_to_degree
Line0_1_2 | 0 | 0 | 0 | 0 | 0 | 0 | 0 | 0 | 0 | 0 | 0 | 0 | -5.8405e-09 | -3.0424e-08 | 2.4014e-08 | 5.1532e-09 | 2.6216e-08 | -1.9117e-08 | -4.2849e-08 | 2.245e-08 | 1.2938e-08 | 3.552e-08 | -1.9026e-08 | -1.1103e-08 | 0 | 0 | 0 | 0 | 0 | 0 |  | 0.96807 | 0.71357 | 0.68767 | 0.96807 | 0.71357 | 0.68767 | -2.8771 | -126.6452 | 113.021 | -2.8771 | -126.6452 | 113.021
Line10_11_12 | 0 | 0 | 0 | 0 | 0 | 0 | 0 | 0 | 0 | 0 | 0 | 0 | -5.8405e-09 | -3.0424e-08 | 2.4014e-08 | 5.1532e-09 | 2.6216e-08 | -1.9117e-08 | -4.2849e-08 | 2.245e-08 | 1.2938e-08 | 3.552e-08 | -1.9026e-08 | -1.1103e-08 | 0 | 0 | 0 | 0 | 0 | 0 |  | 0.96807 | 0.71357 | 0.68767 | 0.96807 | 0.71357 | 0.68767 | -2.8771 | -126.6452 | 113.021 | -2.8771 | -126.6452 | 113.021
Line11_12_13 | 0 | 0 | 0 | 0 | 0 | 0 | 0 | 0 | 0 | 0 | 0 | 0 | -4.8671e-09 | -2.5354e-08 | 2.0011e-08 | 4.1798e-09 | 2.1145e-08 | -1.5115e-08 | -3.5707e-08 | 1.8708e-08 | 1.0781e-08 | 2.8379e-08 | -1.5284e-08 | -8.9467e-09 | 0 | 0 | 0 | 0 | 0 | 0 |  | 0.96807 | 0.71357 | 0.68767 | 0.96807 | 0.71357 | 0.68767 | -2.8771 | -126.6452 | 113.021 | -2.8771 | -126.6452 | 113.021
Line12_13_15 | 0 | 0 | 0 | 0 | 0 | 0 | 0 | 0 | 0 | 0 | 0 | 0 | -2.9202e-09 | -1.5212e-08 | 1.2007e-08 | 2.2329e-09 | 1.1003e-08 | -7.1106e-09 | -2.1424e-08 | 1.1225e-08 | 6.4688e-09 | 1.4096e-08 | -7.8011e-09 | -4.6342e-09 | 0 | 0 | 0 | 0 | 0 | 0 |  | 0.96807 | 0.71357 | 0.68767 | 0.96807 | 0.71357 | 0.68767 | -2.8771 | -126.6452 | 113.021 | -2.8771 | -126.6452 | 113.021
Line13_13_14 | 0 | 0 | 0 | 0 | 0 | 0 | 0 | 0 | 0 | 0 | 0 | 0 | -9.7341e-10 | -5.0707e-09 | 4.0023e-09 | 2.8612e-10 | 8.6178e-10 | 8.9398e-10 | -7.1414e-09 | 3.7416e-09 | 2.1563e-09 | -1.8707e-10 | -3.1791e-10 | -3.2169e-10 | 0 | 0 | 0 | 0 | 0 | 0 |  | 0.96807 | 0.71357 | 0.68767 | 0.96807 | 0.71357 | 0.68767 | -2.8771 | -126.6452 | 113.021 | -2.8771 | -126.6452 | 113.021
Line14_15_16 | 0 | 0 | 0 | 0 | 0 | 0 | 0 | 0 | 0 | 0 | 0 | 0 | -1.9468e-09 | -1.0141e-08 | 8.0046e-09 | 1.2595e-09 | 5.9325e-09 | -3.1083e-09 | -1.4283e-08 | 7.4832e-09 | 4.3125e-09 | 6.9543e-09 | -4.0595e-09 | -2.4779e-09 | 0 | 0 | 0 | 0 | 0 | 0 |  | 0.96807 | 0.71357 | 0.68767 | 0.96807 | 0.71357 | 0.68767 | -2.8771 | -126.6452 | 113.021 | -2.8771 | -126.6452 | 113.021
Line15_16_17 | 0 | 0 | 0 | 0 | 0 | 0 | 0 | 0 | 0 | 0 | 0 | 0 | -9.7341e-10 | -5.0707e-09 | 4.0023e-09 | 2.8612e-10 | 8.6178e-10 | 8.9398e-10 | -7.1414e-09 | 3.7416e-09 | 2.1563e-09 | -1.8707e-10 | -3.1791e-10 | -3.2169e-10 | 0 | 0 | 0 | 0 | 0 | 0 |  | 0.96807 | 0.71357 | 0.68767 | 0.96807 | 0.71357 | 0.68767 | -2.8771 | -126.6452 | 113.021 | -2.8771 | -126.6452 | 113.021
Line16_4_18 | 0 | 4.2277 | 4.0524 | 0 | 4.2277 | 4.0524 | 0 | 0.97636 | 0.93587 | 0 | 0.97636 | 0.93587 | -1.0385e-09 | 0.096737 | 0.19758 | 7.4287e-10 | 5.9355e-14 | 3.6517e-14 | -1.6168e-08 | 0.33465 | 0.25399 | -1.2896e-10 | 5.2311e-14 | 3.3523e-14 | 0 | 159.4778 | 60.9011 | 0 | -20.5222 | -119.0989 |  | 0.88095 | 0.35679 | 0.34384 | 0.79385 | 0 | 0 | -2.6704 | -126.6452 | 113.021 | -2.4183 | 0 | 0
Line17_5_19 | 0 | 0 | 0 | 0 | 0 | 0 | 0 | 0 | 0 | 0 | 0 | 0 | -9.7341e-10 | -5.0707e-09 | 4.0023e-09 | 2.8612e-10 | 8.6178e-10 | 8.9398e-10 | -7.1414e-09 | 3.7416e-09 | 2.1563e-09 | -1.8707e-10 | -3.1791e-10 | -3.2169e-10 | 0 | 0 | 0 | 0 | 0 | 0 |  | 0.96807 | 0.71357 | 0.68767 | 0.96807 | 0.71357 | 0.68767 | -2.8771 | -126.6452 | 113.021 | -2.8771 | -126.6452 | 113.021
Line1_1_3 | 0 | 0 | 0 | 0 | 0 | 0 | 0 | 0 | 0 | 0 | 0 | 0 | -7.7873e-09 | -4.0566e-08 | 3.2018e-08 | 7.1e-09 | 3.6357e-08 | -2.7122e-08 | -5.7131e-08 | 2.9933e-08 | 1.725e-08 | 4.9803e-08 | -2.6509e-08 | -1.5415e-08 | 0 | 0 | 0 | 0 | 0 | 0 |  | 0.96807 | 0.71357 | 0.68767 | 0.96807 | 0.71357 | 0.68767 | -2.8771 | -126.6452 | 113.021 | -2.8771 | -126.6452 | 113.021
Line2_1_4 | 0 | 4.2277 | 4.0524 | 0 | 4.2277 | 4.0524 | 0 | 0.97636 | 0.93587 | 0 | 0.97636 | 0.93587 | -2.3591e-09 | 0.19347 | 0.39516 | 1.5809e-09 | -0.096737 | -0.19758 | -2.8448e-08 | 0.6693 | 0.50797 | 1.601e-08 | -0.33465 | -0.25399 | 0 | 159.4778 | 60.9011 | 0 | -20.5222 | -119.0989 |  | 0.96807 | 0.71357 | 0.68767 | 0.88095 | 0.35679 | 0.34384 | -2.8771 | -126.6452 | 113.021 | -2.6704 | -126.6452 | 113.021
Line3_1_5 | 0 | 0 | 0 | 0 | 0 | 0 | 0 | 0 | 0 | 0 | 0 | 0 | -1.9468e-09 | -1.0141e-08 | 8.0046e-09 | 1.2595e-09 | 5.9325e-09 | -3.1083e-09 | -1.4283e-08 | 7.4832e-09 | 4.3125e-09 | 6.9543e-09 | -4.0595e-09 | -2.4779e-09 | 0 | 0 | 0 | 0 | 0 | 0 |  | 0.96807 | 0.71357 | 0.68767 | 0.96807 | 0.71357 | 0.68767 | -2.8771 | -126.6452 | 113.021 | -2.8771 | -126.6452 | 113.021
Line4_2_6 | 0 | 0 | 0 | 0 | 0 | 0 | 0 | 0 | 0 | 0 | 0 | 0 | -4.8671e-09 | -2.5354e-08 | 2.0011e-08 | 4.1798e-09 | 2.1145e-08 | -1.5115e-08 | -3.5707e-08 | 1.8708e-08 | 1.0781e-08 | 2.8379e-08 | -1.5284e-08 | -8.9467e-09 | 0 | 0 | 0 | 0 | 0 | 0 |  | 0.96807 | 0.71357 | 0.68767 | 0.96807 | 0.71357 | 0.68767 | -2.8771 | -126.6452 | 113.021 | -2.8771 | -126.6452 | 113.021
Line5_6_7 | 0 | 0 | 0 | 0 | 0 | 0 | 0 | 0 | 0 | 0 | 0 | 0 | -3.8936e-09 | -2.0283e-08 | 1.6009e-08 | 3.2064e-09 | 1.6074e-08 | -1.1113e-08 | -2.8566e-08 | 1.4966e-08 | 8.625e-09 | 2.1237e-08 | -1.1543e-08 | -6.7905e-09 | 0 | 0 | 0 | 0 | 0 | 0 |  | 0.96807 | 0.71357 | 0.68767 | 0.96807 | 0.71357 | 0.68767 | -2.8771 | -126.6452 | 113.021 | -2.8771 | -126.6452 | 113.021
Line6_7_8 | 0 | 0 | 0 | 0 | 0 | 0 | 0 | 0 | 0 | 0 | 0 | 0 | -2.9202e-09 | -1.5212e-08 | 1.2007e-08 | 2.2329e-09 | 1.1003e-08 | -7.1106e-09 | -2.1424e-08 | 1.1225e-08 | 6.4688e-09 | 1.4096e-08 | -7.8011e-09 | -4.6342e-09 | 0 | 0 | 0 | 0 | 0 | 0 |  | 0.96807 | 0.71357 | 0.68767 | 0.96807 | 0.71357 | 0.68767 | -2.8771 | -126.6452 | 113.021 | -2.8771 | -126.6452 | 113.021
Line7_8_9 | 0 | 0 | 0 | 0 | 0 | 0 | 0 | 0 | 0 | 0 | 0 | 0 | -9.7341e-10 | -5.0707e-09 | 4.0023e-09 | 2.8612e-10 | 8.6178e-10 | 8.9398e-10 | -7.1414e-09 | 3.7416e-09 | 2.1563e-09 | -1.8707e-10 | -3.1791e-10 | -3.2169e-10 | 0 | 0 | 0 | 0 | 0 | 0 |  | 0.96807 | 0.71357 | 0.68767 | 0.96807 | 0.71357 | 0.68767 | -2.8771 | -126.6452 | 113.021 | -2.8771 | -126.6452 | 113.021
Line8_8_10 | 0 | 0 | 0 | 0 | 0 | 0 | 0 | 0 | 0 | 0 | 0 | 0 | -9.7341e-10 | -5.0707e-09 | 4.0023e-09 | 2.8612e-10 | 8.6178e-10 | 8.9398e-10 | -7.1414e-09 | 3.7416e-09 | 2.1563e-09 | -1.8707e-10 | -3.1791e-10 | -3.2169e-10 | 0 | 0 | 0 | 0 | 0 | 0 |  | 0.96807 | 0.71357 | 0.68767 | 0.96807 | 0.71357 | 0.68767 | -2.8771 | -126.6452 | 113.021 | -2.8771 | -126.6452 | 113.021
Line9_3_11 | 0 | 0 | 0 | 0 | 0 | 0 | 0 | 0 | 0 | 0 | 0 | 0 | -6.8139e-09 | -3.5495e-08 | 2.8016e-08 | 6.1266e-09 | 3.1286e-08 | -2.312e-08 | -4.999e-08 | 2.6191e-08 | 1.5094e-08 | 4.2661e-08 | -2.2768e-08 | -1.3259e-08 | 0 | 0 | 0 | 0 | 0 | 0 |  | 0.96807 | 0.71357 | 0.68767 | 0.96807 | 0.71357 | 0.68767 | -2.8771 | -126.6452 | 113.021 | -2.8771 | -126.6452 | 113.021

## LLG_max_10
name | pf_ikss_a_from_ka | pf_ikss_b_from_ka | pf_ikss_c_from_ka | pf_ikss_a_to_ka | pf_ikss_b_to_ka | pf_ikss_c_to_ka | pf_skss_a_from_mw | pf_skss_b_from_mw | pf_skss_c_from_mw | pf_skss_a_to_mw | pf_skss_b_to_mw | pf_skss_c_to_mw | pf_p_a_from_mw | pf_p_b_from_mw | pf_p_c_from_mw | pf_p_a_to_mw | pf_p_b_to_mw | pf_p_c_to_mw | pf_q_a_from_mvar | pf_q_b_from_mvar | pf_q_c_from_mvar | pf_q_a_to_mvar | pf_q_b_to_mvar | pf_q_c_to_mvar | pf_ikss_a_from_degree | pf_ikss_b_from_degree | pf_ikss_c_from_degree | pf_ikss_a_to_degree | pf_ikss_b_to_degree | pf_ikss_c_to_degree | 3xI0 | pf_vm_a_from_pu | pf_vm_b_from_pu | pf_vm_c_from_pu | pf_vm_a_to_pu | pf_vm_b_to_pu | pf_vm_c_to_pu | pf_va_a_from_degree | pf_va_b_from_degree | pf_va_c_from_degree | pf_va_a_to_degree | pf_va_b_to_degree | pf_va_c_to_degree
Line0_1_2 | 0 | 0 | 0 | 0 | 0 | 0 | 0 | 0 | 0 | 0 | 0 | 0 | -6.5283e-09 | -3.3863e-08 | 2.6721e-08 | 5.7635e-09 | 2.918e-08 | -2.1273e-08 | -4.8319e-08 | 2.503e-08 | 1.4358e-08 | 4.0055e-08 | -2.1213e-08 | -1.2323e-08 | 0 | 0 | 0 | 0 | 0 | 0 |  | 1.0113 | 0.73625 | 0.7087 | 1.0113 | 0.73625 | 0.7087 | -2.9612 | -126.8571 | 112.8112 | -2.9612 | -126.8571 | 112.8112
Line10_11_12 | 0 | 0 | 0 | 0 | 0 | 0 | 0 | 0 | 0 | 0 | 0 | 0 | -6.5283e-09 | -3.3863e-08 | 2.6721e-08 | 5.7635e-09 | 2.918e-08 | -2.1273e-08 | -4.8319e-08 | 2.503e-08 | 1.4358e-08 | 4.0055e-08 | -2.1213e-08 | -1.2323e-08 | 0 | 0 | 0 | 0 | 0 | 0 |  | 1.0113 | 0.73625 | 0.7087 | 1.0113 | 0.73625 | 0.7087 | -2.9612 | -126.8571 | 112.8112 | -2.9612 | -126.8571 | 112.8112
Line11_12_13 | 0 | 0 | 0 | 0 | 0 | 0 | 0 | 0 | 0 | 0 | 0 | 0 | -5.4402e-09 | -2.8219e-08 | 2.2268e-08 | 4.6755e-09 | 2.3536e-08 | -1.682e-08 | -4.0266e-08 | 2.0859e-08 | 1.1965e-08 | 3.2002e-08 | -1.7041e-08 | -9.9297e-09 | 0 | 0 | 0 | 0 | 0 | 0 |  | 1.0113 | 0.73625 | 0.7087 | 1.0113 | 0.73625 | 0.7087 | -2.9612 | -126.8571 | 112.8112 | -2.9612 | -126.8571 | 112.8112
Line12_13_15 | 0 | 0 | 0 | 0 | 0 | 0 | 0 | 0 | 0 | 0 | 0 | 0 | -3.2641e-09 | -1.6932e-08 | 1.3361e-08 | 2.4994e-09 | 1.2249e-08 | -7.9127e-09 | -2.416e-08 | 1.2515e-08 | 7.179e-09 | 1.5896e-08 | -8.698e-09 | -5.1437e-09 | 0 | 0 | 0 | 0 | 0 | 0 |  | 1.0113 | 0.73625 | 0.7087 | 1.0113 | 0.73625 | 0.7087 | -2.9612 | -126.8571 | 112.8112 | -2.9612 | -126.8571 | 112.8112
Line13_13_14 | 0 | 0 | 0 | 0 | 0 | 0 | 0 | 0 | 0 | 0 | 0 | 0 | -1.088e-09 | -5.6439e-09 | 4.4535e-09 | 3.2331e-10 | 9.6073e-10 | 9.9435e-10 | -8.0532e-09 | 4.1717e-09 | 2.393e-09 | -2.1072e-10 | -3.5454e-10 | -3.577e-10 | 0 | 0 | 0 | 0 | 0 | 0 |  | 1.0113 | 0.73625 | 0.7087 | 1.0113 | 0.73625 | 0.7087 | -2.9612 | -126.8571 | 112.8112 | -2.9612 | -126.8571 | 112.8112
Line14_15_16 | 0 | 0 | 0 | 0 | 0 | 0 | 0 | 0 | 0 | 0 | 0 | 0 | -2.1761e-09 | -1.1288e-08 | 8.9071e-09 | 1.4113e-09 | 6.6046e-09 | -3.4592e-09 | -1.6106e-08 | 8.3435e-09 | 4.786e-09 | 7.8425e-09 | -4.5263e-09 | -2.7507e-09 | 0 | 0 | 0 | 0 | 0 | 0 |  | 1.0113 | 0.73625 | 0.7087 | 1.0113 | 0.73625 | 0.7087 | -2.9612 | -126.8571 | 112.8112 | -2.9612 | -126.8571 | 112.8112
Line15_16_17 | 0 | 0 | 0 | 0 | 0 | 0 | 0 | 0 | 0 | 0 | 0 | 0 | -1.088e-09 | -5.6439e-09 | 4.4535e-09 | 3.2331e-10 | 9.6073e-10 | 9.9435e-10 | -8.0532e-09 | 4.1717e-09 | 2.393e-09 | -2.1072e-10 | -3.5455e-10 | -3.577e-10 | 0 | 0 | 0 | 0 | 0 | 0 |  | 1.0113 | 0.73625 | 0.7087 | 1.0113 | 0.73625 | 0.7087 | -2.9612 | -126.8571 | 112.8112 | -2.9612 | -126.8571 | 112.8112
Line16_4_18 | 0 | 4.3625 | 4.176 | 0 | 4.3625 | 4.176 | 0 | 1.0075 | 0.9644 | 0 | 1.0075 | 0.9644 | -1.1413e-09 | 0.10307 | 0.2099 | 8.1504e-10 | 2.0455e-13 | 1.0488e-13 | -1.7769e-08 | 0.35626 | 0.26968 | -1.4602e-10 | -1.1205e-13 | -1.6374e-13 | 0 | 159.2789 | 60.7058 | 0 | -20.7211 | -119.2942 |  | 0.92151 | 0.36812 | 0.35435 | 0.83169 | 0 | 0 | -2.7507 | -126.8571 | 112.8112 | -2.4948 | 0 | 0
Line17_5_19 | 0 | 0 | 0 | 0 | 0 | 0 | 0 | 0 | 0 | 0 | 0 | 0 | -1.088e-09 | -5.6439e-09 | 4.4535e-09 | 3.2331e-10 | 9.6073e-10 | 9.9435e-10 | -8.0532e-09 | 4.1717e-09 | 2.393e-09 | -2.1072e-10 | -3.5455e-10 | -3.577e-10 | 0 | 0 | 0 | 0 | 0 | 0 |  | 1.0113 | 0.73625 | 0.7087 | 1.0113 | 0.73625 | 0.7087 | -2.9612 | -126.8571 | 112.8112 | -2.9612 | -126.8571 | 112.8112
Line1_1_3 | 0 | 0 | 0 | 0 | 0 | 0 | 0 | 0 | 0 | 0 | 0 | 0 | -8.7043e-09 | -4.5151e-08 | 3.5628e-08 | 7.9396e-09 | 4.0468e-08 | -3.018e-08 | -6.4426e-08 | 3.3374e-08 | 1.9144e-08 | 5.6162e-08 | -2.9557e-08 | -1.7109e-08 | 0 | 0 | 0 | 0 | 0 | 0 |  | 1.0113 | 0.73625 | 0.7087 | 1.0113 | 0.73625 | 0.7087 | -2.9612 | -126.8571 | 112.8112 | -2.9612 | -126.8571 | 112.8112
Line2_1_4 | 0 | 4.3625 | 4.176 | 0 | 4.3625 | 4.176 | 0 | 1.0075 | 0.9644 | 0 | 1.0075 | 0.9644 | -2.602e-09 | 0.20615 | 0.4198 | 1.7401e-09 | -0.10307 | -0.2099 | -3.1368e-08 | 0.71253 | 0.53936 | 1.759e-08 | -0.35626 | -0.26968 | 0 | 159.2789 | 60.7058 | 0 | -20.7211 | -119.2942 |  | 1.0113 | 0.73625 | 0.7087 | 0.92151 | 0.36812 | 0.35435 | -2.9612 | -126.8571 | 112.8112 | -2.7507 | -126.8571 | 112.8112
Line3_1_5 | 0 | 0 | 0 | 0 | 0 | 0 | 0 | 0 | 0 | 0 | 0 | 0 | -2.1761e-09 | -1.1288e-08 | 8.9071e-09 | 1.4114e-09 | 6.6046e-09 | -3.4592e-09 | -1.6106e-08 | 8.3435e-09 | 4.786e-09 | 7.8425e-09 | -4.5263e-09 | -2.7507e-09 | 0 | 0 | 0 | 0 | 0 | 0 |  | 1.0113 | 0.73625 | 0.7087 | 1.0113 | 0.73625 | 0.7087 | -2.9612 | -126.8571 | 112.8112 | -2.9612 | -126.8571 | 112.8112
Line4_2_6 | 0 | 0 | 0 | 0 | 0 | 0 | 0 | 0 | 0 | 0 | 0 | 0 | -5.4402e-09 | -2.8219e-08 | 2.2268e-08 | 4.6755e-09 | 2.3536e-08 | -1.682e-08 | -4.0266e-08 | 2.0859e-08 | 1.1965e-08 | 3.2002e-08 | -1.7041e-08 | -9.9297e-09 | 0 | 0 | 0 | 0 | 0 | 0 |  | 1.0113 | 0.73625 | 0.7087 | 1.0113 | 0.73625 | 0.7087 | -2.9612 | -126.8571 | 112.8112 | -2.9612 | -126.8571 | 112.8112
Line5_6_7 | 0 | 0 | 0 | 0 | 0 | 0 | 0 | 0 | 0 | 0 | 0 | 0 | -4.3522e-09 | -2.2576e-08 | 1.7814e-08 | 3.5874e-09 | 1.7892e-08 | -1.2366e-08 | -3.2213e-08 | 1.6687e-08 | 9.572e-09 | 2.3949e-08 | -1.287e-08 | -7.5367e-09 | 0 | 0 | 0 | 0 | 0 | 0 |  | 1.0113 | 0.73625 | 0.7087 | 1.0113 | 0.73625 | 0.7087 | -2.9612 | -126.8571 | 112.8112 | -2.9612 | -126.8571 | 112.8112
Line6_7_8 | 0 | 0 | 0 | 0 | 0 | 0 | 0 | 0 | 0 | 0 | 0 | 0 | -3.2641e-09 | -1.6932e-08 | 1.3361e-08 | 2.4994e-09 | 1.2249e-08 | -7.9127e-09 | -2.416e-08 | 1.2515e-08 | 7.179e-09 | 1.5896e-08 | -8.698e-09 | -5.1437e-09 | 0 | 0 | 0 | 0 | 0 | 0 |  | 1.0113 | 0.73625 | 0.7087 | 1.0113 | 0.73625 | 0.7087 | -2.9612 | -126.8571 | 112.8112 | -2.9612 | -126.8571 | 112.8112
Line7_8_9 | 0 | 0 | 0 | 0 | 0 | 0 | 0 | 0 | 0 | 0 | 0 | 0 | -1.088e-09 | -5.6439e-09 | 4.4535e-09 | 3.2331e-10 | 9.6073e-10 | 9.9435e-10 | -8.0532e-09 | 4.1717e-09 | 2.393e-09 | -2.1072e-10 | -3.5455e-10 | -3.577e-10 | 0 | 0 | 0 | 0 | 0 | 0 |  | 1.0113 | 0.73625 | 0.7087 | 1.0113 | 0.73625 | 0.7087 | -2.9612 | -126.8571 | 112.8112 | -2.9612 | -126.8571 | 112.8112
Line8_8_10 | 0 | 0 | 0 | 0 | 0 | 0 | 0 | 0 | 0 | 0 | 0 | 0 | -1.088e-09 | -5.6439e-09 | 4.4535e-09 | 3.2331e-10 | 9.6073e-10 | 9.9435e-10 | -8.0532e-09 | 4.1717e-09 | 2.393e-09 | -2.1072e-10 | -3.5455e-10 | -3.577e-10 | 0 | 0 | 0 | 0 | 0 | 0 |  | 1.0113 | 0.73625 | 0.7087 | 1.0113 | 0.73625 | 0.7087 | -2.9612 | -126.8571 | 112.8112 | -2.9612 | -126.8571 | 112.8112
Line9_3_11 | 0 | 0 | 0 | 0 | 0 | 0 | 0 | 0 | 0 | 0 | 0 | 0 | -7.6163e-09 | -3.9507e-08 | 3.1175e-08 | 6.8516e-09 | 3.4824e-08 | -2.5727e-08 | -5.6373e-08 | 2.9202e-08 | 1.6751e-08 | 4.8109e-08 | -2.5385e-08 | -1.4716e-08 | 0 | 0 | 0 | 0 | 0 | 0 |  | 1.0113 | 0.73625 | 0.7087 | 1.0113 | 0.73625 | 0.7087 | -2.9612 | -126.8571 | 112.8112 | -2.9612 | -126.8571 | 112.8112

## LLG_max_fault_6
name | pf_ikss_a_from_ka | pf_ikss_b_from_ka | pf_ikss_c_from_ka | pf_ikss_a_to_ka | pf_ikss_b_to_ka | pf_ikss_c_to_ka | pf_skss_a_from_mw | pf_skss_b_from_mw | pf_skss_c_from_mw | pf_skss_a_to_mw | pf_skss_b_to_mw | pf_skss_c_to_mw | pf_p_a_from_mw | pf_p_b_from_mw | pf_p_c_from_mw | pf_p_a_to_mw | pf_p_b_to_mw | pf_p_c_to_mw | pf_q_a_from_mvar | pf_q_b_from_mvar | pf_q_c_from_mvar | pf_q_a_to_mvar | pf_q_b_to_mvar | pf_q_c_to_mvar | pf_ikss_a_from_degree | pf_ikss_b_from_degree | pf_ikss_c_from_degree | pf_ikss_a_to_degree | pf_ikss_b_to_degree | pf_ikss_c_to_degree | 3xI0 | pf_vm_a_from_pu | pf_vm_b_from_pu | pf_vm_c_from_pu | pf_vm_a_to_pu | pf_vm_b_to_pu | pf_vm_c_to_pu | pf_va_a_from_degree | pf_va_b_from_degree | pf_va_c_from_degree | pf_va_a_to_degree | pf_va_b_to_degree | pf_va_c_to_degree
Line0_1_2 | 0 | 0 | 0 | 0 | 0 | 0 | 0 | 0 | 0 | 0 | 0 | 0 | -1.3969e-10 | -2.1598e-10 | 2.347e-10 | 1.178e-10 | 1.8776e-10 | -1.8458e-10 | -2.6086e-10 | 3.0222e-10 | 6.0042e-11 | 2.155e-10 | -2.6059e-10 | -5.6387e-11 | 0 | 0 | 0 | 0 | 0 | 0 |  | 1.0496 | 1.048 | 1.0471 | 1.0496 | 1.048 | 1.0471 | -0.026689 | -120.1242 | 119.9097 | -0.026689 | -120.1242 | 119.9097
Line10_11_12 | 0 | 0 | 0 | 0 | 0 | 0 | 0 | 0 | 0 | 0 | 0 | 0 | -1.3969e-10 | -2.1598e-10 | 2.347e-10 | 1.178e-10 | 1.8776e-10 | -1.8458e-10 | -2.6086e-10 | 3.0222e-10 | 6.0042e-11 | 2.155e-10 | -2.6059e-10 | -5.6387e-11 | 0 | 0 | 0 | 0 | 0 | 0 |  | 1.0496 | 1.048 | 1.0471 | 1.0496 | 1.048 | 1.0471 | -0.026689 | -120.1242 | 119.9097 | -0.026689 | -120.1242 | 119.9097
Line11_12_13 | 0 | 0 | 0 | 0 | 0 | 0 | 0 | 0 | 0 | 0 | 0 | 0 | -1.1641e-10 | -1.7998e-10 | 1.9558e-10 | 9.4516e-11 | 1.5176e-10 | -1.4547e-10 | -2.1738e-10 | 2.5185e-10 | 5.0035e-11 | 1.7203e-10 | -2.1023e-10 | -4.638e-11 | 0 | 0 | 0 | 0 | 0 | 0 |  | 1.0496 | 1.048 | 1.0471 | 1.0496 | 1.048 | 1.0471 | -0.026689 | -120.1242 | 119.9097 | -0.026689 | -120.1242 | 119.9097
Line12_13_15 | 0 | 0 | 0 | 0 | 0 | 0 | 0 | 0 | 0 | 0 | 0 | 0 | -6.9845e-11 | -1.0799e-10 | 1.1735e-10 | 4.7952e-11 | 7.9769e-11 | -6.7235e-11 | -1.3043e-10 | 1.5111e-10 | 3.0021e-11 | 8.5072e-11 | -1.0949e-10 | -2.6366e-11 | 0 | 0 | 0 | 0 | 0 | 0 |  | 1.0496 | 1.048 | 1.0471 | 1.0496 | 1.048 | 1.0471 | -0.026689 | -120.1242 | 119.9097 | -0.026689 | -120.1242 | 119.9097
Line13_13_14 | 0 | 0 | 0 | 0 | 0 | 0 | 0 | 0 | 0 | 0 | 0 | 0 | -2.3282e-11 | -3.5996e-11 | 3.9116e-11 | 1.3886e-12 | 7.7764e-12 | 1.0997e-11 | -4.3477e-11 | 5.0369e-11 | 1.0007e-11 | -1.8824e-12 | -8.7476e-12 | -6.352e-12 | 0 | 0 | 0 | 0 | 0 | 0 |  | 1.0496 | 1.048 | 1.0471 | 1.0496 | 1.048 | 1.0471 | -0.026689 | -120.1242 | 119.9097 | -0.026689 | -120.1242 | 119.9097
Line14_15_16 | 0 | 0 | 0 | 0 | 0 | 0 | 0 | 0 | 0 | 0 | 0 | 0 | -4.6564e-11 | -7.1993e-11 | 7.8232e-11 | 2.467e-11 | 4.3773e-11 | -2.8119e-11 | -8.6954e-11 | 1.0074e-10 | 2.0014e-11 | 4.1595e-11 | -5.9117e-11 | -1.6359e-11 | 0 | 0 | 0 | 0 | 0 | 0 |  | 1.0496 | 1.048 | 1.0471 | 1.0496 | 1.048 | 1.0471 | -0.026689 | -120.1242 | 119.9097 | -0.026689 | -120.1242 | 119.9097
Line15_16_17 | 0 | 0 | 0 | 0 | 0 | 0 | 0 | 0 | 0 | 0 | 0 | 0 | -2.3282e-11 | -3.5996e-11 | 3.9116e-11 | 1.3886e-12 | 7.7764e-12 | 1.0997e-11 | -4.3477e-11 | 5.0369e-11 | 1.0007e-11 | -1.8824e-12 | -8.7476e-12 | -6.352e-12 | 0 | 0 | 0 | 0 | 0 | 0 |  | 1.0496 | 1.048 | 1.0471 | 1.0496 | 1.048 | 1.0471 | -0.026689 | -120.1242 | 119.9097 | -0.026689 | -120.1242 | 119.9097
Line16_4_18 | 0 | 0.034049 | 0.034002 | 0 | 0.034049 | 0.034002 | 0 | 0.0078633 | 0.0078525 | 0 | 0.0078633 | 0.0078525 | -5.0104e-11 | 0.005804 | 0.0057948 | 5.4026e-12 | -0.0057967 | -0.0057808 | -1.1098e-10 | 0.0058197 | 0.0058003 | -3.212e-12 | -0.0057967 | -0.0057808 | 0 | -165.278 | 74.8548 | 0 | 14.722 | -105.1452 |  | 1.0491 | 1.0453 | 1.0441 | 1.0486 | 1.0425 | 1.0411 | -0.036133 | -120.2009 | 119.8823 | -0.045586 | -120.278 | 119.8548
Line17_5_19 | 0 | 0 | 0 | 0 | 0 | 0 | 0 | 0 | 0 | 0 | 0 | 0 | -2.3282e-11 | -3.5996e-11 | 3.9116e-11 | 1.3886e-12 | 7.7764e-12 | 1.0997e-11 | -4.3477e-11 | 5.0369e-11 | 1.0007e-11 | -1.8824e-12 | -8.7476e-12 | -6.352e-12 | 0 | 0 | 0 | 0 | 0 | 0 |  | 1.0496 | 1.048 | 1.0471 | 1.0496 | 1.048 | 1.0471 | -0.026689 | -120.1242 | 119.9097 | -0.026689 | -120.1242 | 119.9097
Line1_1_3 | 0 | 0 | 0 | 0 | 0 | 0 | 0 | 0 | 0 | 0 | 0 | 0 | -1.8625e-10 | -2.8797e-10 | 3.1293e-10 | 1.6436e-10 | 2.5975e-10 | -2.6282e-10 | -3.4782e-10 | 4.0296e-10 | 8.0057e-11 | 3.0246e-10 | -3.6133e-10 | -7.6401e-11 | 0 | 0 | 0 | 0 | 0 | 0 |  | 1.0496 | 1.048 | 1.0471 | 1.0496 | 1.048 | 1.0471 | -0.026689 | -120.1242 | 119.9097 | -0.026689 | -120.1242 | 119.9097
Line2_1_4 | 0 | 0.034049 | 0.034002 | 0 | 0.034049 | 0.034002 | 0 | 0.0078633 | 0.0078525 | 0 | 0.0078633 | 0.0078525 | -8.3006e-11 | 0.0058113 | 0.0058087 | 5.3501e-11 | -0.005804 | -0.0057948 | -1.7682e-10 | 0.0058426 | 0.0058199 | 1.0843e-10 | -0.0058197 | -0.0058003 | 0 | -165.278 | 74.8548 | 0 | 14.722 | -105.1452 |  | 1.0496 | 1.048 | 1.0471 | 1.0491 | 1.0453 | 1.0441 | -0.026689 | -120.1242 | 119.9097 | -0.036133 | -120.2009 | 119.8823
Line3_1_5 | 0 | 0 | 0 | 0 | 0 | 0 | 0 | 0 | 0 | 0 | 0 | 0 | -4.6564e-11 | -7.1993e-11 | 7.8232e-11 | 2.467e-11 | 4.3773e-11 | -2.8119e-11 | -8.6954e-11 | 1.0074e-10 | 2.0014e-11 | 4.1595e-11 | -5.9117e-11 | -1.6359e-11 | 0 | 0 | 0 | 0 | 0 | 0 |  | 1.0496 | 1.048 | 1.0471 | 1.0496 | 1.048 | 1.0471 | -0.026689 | -120.1242 | 119.9097 | -0.026689 | -120.1242 | 119.9097
Line4_2_6 | 0 | 0 | 0 | 0 | 0 | 0 | 0 | 0 | 0 | 0 | 0 | 0 | -1.1641e-10 | -1.7998e-10 | 1.9558e-10 | 9.4516e-11 | 1.5176e-10 | -1.4547e-10 | -2.1738e-10 | 2.5185e-10 | 5.0035e-11 | 1.7203e-10 | -2.1023e-10 | -4.638e-11 | 0 | 0 | 0 | 0 | 0 | 0 |  | 1.0496 | 1.048 | 1.0471 | 1.0496 | 1.048 | 1.0471 | -0.026689 | -120.1242 | 119.9097 | -0.026689 | -120.1242 | 119.9097
Line5_6_7 | 0 | 0 | 0 | 0 | 0 | 0 | 0 | 0 | 0 | 0 | 0 | 0 | -9.3127e-11 | -1.4399e-10 | 1.5646e-10 | 7.1234e-11 | 1.1577e-10 | -1.0635e-10 | -1.7391e-10 | 2.0148e-10 | 4.0028e-11 | 1.2855e-10 | -1.5986e-10 | -3.6373e-11 | 0 | 0 | 0 | 0 | 0 | 0 |  | 1.0496 | 1.048 | 1.0471 | 1.0496 | 1.048 | 1.0471 | -0.026689 | -120.1242 | 119.9097 | -0.026689 | -120.1242 | 119.9097
Line6_7_8 | 0 | 0 | 0 | 0 | 0 | 0 | 0 | 0 | 0 | 0 | 0 | 0 | -6.9845e-11 | -1.0799e-10 | 1.1735e-10 | 4.7952e-11 | 7.9769e-11 | -6.7235e-11 | -1.3043e-10 | 1.5111e-10 | 3.0021e-11 | 8.5071e-11 | -1.0949e-10 | -2.6366e-11 | 0 | 0 | 0 | 0 | 0 | 0 |  | 1.0496 | 1.048 | 1.0471 | 1.0496 | 1.048 | 1.0471 | -0.026689 | -120.1242 | 119.9097 | -0.026689 | -120.1242 | 119.9097
Line7_8_9 | 0 | 0 | 0 | 0 | 0 | 0 | 0 | 0 | 0 | 0 | 0 | 0 | -2.3282e-11 | -3.5996e-11 | 3.9116e-11 | 1.3886e-12 | 7.7764e-12 | 1.0997e-11 | -4.3477e-11 | 5.0369e-11 | 1.0007e-11 | -1.8824e-12 | -8.7476e-12 | -6.352e-12 | 0 | 0 | 0 | 0 | 0 | 0 |  | 1.0496 | 1.048 | 1.0471 | 1.0496 | 1.048 | 1.0471 | -0.026689 | -120.1242 | 119.9097 | -0.026689 | -120.1242 | 119.9097
Line8_8_10 | 0 | 0 | 0 | 0 | 0 | 0 | 0 | 0 | 0 | 0 | 0 | 0 | -2.3282e-11 | -3.5996e-11 | 3.9116e-11 | 1.3886e-12 | 7.7764e-12 | 1.0997e-11 | -4.3477e-11 | 5.0369e-11 | 1.0007e-11 | -1.8824e-12 | -8.7476e-12 | -6.352e-12 | 0 | 0 | 0 | 0 | 0 | 0 |  | 1.0496 | 1.048 | 1.0471 | 1.0496 | 1.048 | 1.0471 | -0.026689 | -120.1242 | 119.9097 | -0.026689 | -120.1242 | 119.9097
Line9_3_11 | 0 | 0 | 0 | 0 | 0 | 0 | 0 | 0 | 0 | 0 | 0 | 0 | -1.6297e-10 | -2.5197e-10 | 2.7381e-10 | 1.4108e-10 | 2.2375e-10 | -2.237e-10 | -3.0434e-10 | 3.5259e-10 | 7.0049e-11 | 2.5898e-10 | -3.1096e-10 | -6.6394e-11 | 0 | 0 | 0 | 0 | 0 | 0 |  | 1.0496 | 1.048 | 1.0471 | 1.0496 | 1.048 | 1.0471 | -0.026689 | -120.1242 | 119.9097 | -0.026689 | -120.1242 | 119.9097

## LLG_max_fault_10
name | pf_ikss_a_from_ka | pf_ikss_b_from_ka | pf_ikss_c_from_ka | pf_ikss_a_to_ka | pf_ikss_b_to_ka | pf_ikss_c_to_ka | pf_skss_a_from_mw | pf_skss_b_from_mw | pf_skss_c_from_mw | pf_skss_a_to_mw | pf_skss_b_to_mw | pf_skss_c_to_mw | pf_p_a_from_mw | pf_p_b_from_mw | pf_p_c_from_mw | pf_p_a_to_mw | pf_p_b_to_mw | pf_p_c_to_mw | pf_q_a_from_mvar | pf_q_b_from_mvar | pf_q_c_from_mvar | pf_q_a_to_mvar | pf_q_b_to_mvar | pf_q_c_to_mvar | pf_ikss_a_from_degree | pf_ikss_b_from_degree | pf_ikss_c_from_degree | pf_ikss_a_to_degree | pf_ikss_b_to_degree | pf_ikss_c_to_degree | 3xI0 | pf_vm_a_from_pu | pf_vm_b_from_pu | pf_vm_c_from_pu | pf_vm_a_to_pu | pf_vm_b_to_pu | pf_vm_c_to_pu | pf_va_a_from_degree | pf_va_b_from_degree | pf_va_c_from_degree | pf_va_a_to_degree | pf_va_b_to_degree | pf_va_c_to_degree
Line0_1_2 | 0 | 0 | 0 | 0 | 0 | 0 | 0 | 0 | 0 | 0 | 0 | 0 | -1.6043e-10 | -2.4805e-10 | 2.6947e-10 | 1.3529e-10 | 2.1565e-10 | -2.1192e-10 | -2.9959e-10 | 3.4711e-10 | 6.8974e-11 | 2.475e-10 | -2.9931e-10 | -6.4776e-11 | 0 | 0 | 0 | 0 | 0 | 0 |  | 1.0996 | 1.0978 | 1.0969 | 1.0996 | 1.0978 | 1.0969 | -0.027958 | -120.1301 | 119.9055 | -0.027958 | -120.1301 | 119.9055
Line10_11_12 | 0 | 0 | 0 | 0 | 0 | 0 | 0 | 0 | 0 | 0 | 0 | 0 | -1.6043e-10 | -2.4805e-10 | 2.6947e-10 | 1.3529e-10 | 2.1565e-10 | -2.1192e-10 | -2.9959e-10 | 3.4711e-10 | 6.8974e-11 | 2.475e-10 | -2.9931e-10 | -6.4776e-11 | 0 | 0 | 0 | 0 | 0 | 0 |  | 1.0996 | 1.0978 | 1.0969 | 1.0996 | 1.0978 | 1.0969 | -0.027958 | -120.1301 | 119.9055 | -0.027958 | -120.1301 | 119.9055
Line11_12_13 | 0 | 0 | 0 | 0 | 0 | 0 | 0 | 0 | 0 | 0 | 0 | 0 | -1.3369e-10 | -2.0671e-10 | 2.2456e-10 | 1.0855e-10 | 1.743e-10 | -1.6701e-10 | -2.4966e-10 | 2.8926e-10 | 5.7479e-11 | 1.9757e-10 | -2.4146e-10 | -5.328e-11 | 0 | 0 | 0 | 0 | 0 | 0 |  | 1.0996 | 1.0978 | 1.0969 | 1.0996 | 1.0978 | 1.0969 | -0.027958 | -120.1301 | 119.9055 | -0.027958 | -120.1301 | 119.9055
Line12_13_15 | 0 | 0 | 0 | 0 | 0 | 0 | 0 | 0 | 0 | 0 | 0 | 0 | -8.0213e-11 | -1.2403e-10 | 1.3473e-10 | 5.5073e-11 | 9.1619e-11 | -7.7186e-11 | -1.498e-10 | 1.7356e-10 | 3.4487e-11 | 9.7701e-11 | -1.2576e-10 | -3.0289e-11 | 0 | 0 | 0 | 0 | 0 | 0 |  | 1.0996 | 1.0978 | 1.0969 | 1.0996 | 1.0978 | 1.0969 | -0.027958 | -120.1301 | 119.9055 | -0.027958 | -120.1301 | 119.9055
Line13_13_14 | 0 | 0 | 0 | 0 | 0 | 0 | 0 | 0 | 0 | 0 | 0 | 0 | -2.6738e-11 | -4.1342e-11 | 4.4911e-11 | 1.5974e-12 | 8.9348e-12 | 1.2637e-11 | -4.9932e-11 | 5.7852e-11 | 1.1496e-11 | -2.1642e-12 | -1.0053e-11 | -7.2972e-12 | 0 | 0 | 0 | 0 | 0 | 0 |  | 1.0996 | 1.0978 | 1.0969 | 1.0996 | 1.0978 | 1.0969 | -0.027958 | -120.1301 | 119.9055 | -0.027958 | -120.1301 | 119.9055
Line14_15_16 | 0 | 0 | 0 | 0 | 0 | 0 | 0 | 0 | 0 | 0 | 0 | 0 | -5.3476e-11 | -8.2685e-11 | 8.9823e-11 | 2.8335e-11 | 5.0277e-11 | -3.2275e-11 | -9.9865e-11 | 1.157e-10 | 2.2991e-11 | 4.7768e-11 | -6.7905e-11 | -1.8793e-11 | 0 | 0 | 0 | 0 | 0 | 0 |  | 1.0996 | 1.0978 | 1.0969 | 1.0996 | 1.0978 | 1.0969 | -0.027958 | -120.1301 | 119.9055 | -0.027958 | -120.1301 | 119.9055
Line15_16_17 | 0 | 0 | 0 | 0 | 0 | 0 | 0 | 0 | 0 | 0 | 0 | 0 | -2.6738e-11 | -4.1342e-11 | 4.4911e-11 | 1.5974e-12 | 8.9348e-12 | 1.2637e-11 | -4.9932e-11 | 5.7852e-11 | 1.1496e-11 | -2.1642e-12 | -1.0053e-11 | -7.2972e-12 | 0 | 0 | 0 | 0 | 0 | 0 |  | 1.0996 | 1.0978 | 1.0969 | 1.0996 | 1.0978 | 1.0969 | -0.027958 | -120.1301 | 119.9055 | -0.027958 | -120.1301 | 119.9055
Line16_4_18 | 0 | 0.035667 | 0.035617 | 0 | 0.035667 | 0.035617 | 0 | 0.008237 | 0.0082254 | 0 | 0.008237 | 0.0082254 | -5.617e-11 | 0.0063688 | 0.0063582 | 6.0022e-12 | -0.0063608 | -0.0063429 | -1.2401e-10 | 0.0063859 | 0.0063643 | -3.6231e-12 | -0.0063608 | -0.0063429 | 0 | -165.2839 | 74.8506 | 0 | 14.7161 | -105.1494 |  | 1.0991 | 1.0949 | 1.0937 | 1.0985 | 1.0921 | 1.0905 | -0.037401 | -120.2068 | 119.8781 | -0.046852 | -120.2839 | 119.8506
Line17_5_19 | 0 | 0 | 0 | 0 | 0 | 0 | 0 | 0 | 0 | 0 | 0 | 0 | -2.6738e-11 | -4.1342e-11 | 4.4911e-11 | 1.5974e-12 | 8.9348e-12 | 1.2637e-11 | -4.9932e-11 | 5.7852e-11 | 1.1496e-11 | -2.1642e-12 | -1.0053e-11 | -7.2972e-12 | 0 | 0 | 0 | 0 | 0 | 0 |  | 1.0996 | 1.0978 | 1.0969 | 1.0996 | 1.0978 | 1.0969 | -0.027958 | -120.1301 | 119.9055 | -0.027958 | -120.1301 | 119.9055
Line1_1_3 | 0 | 0 | 0 | 0 | 0 | 0 | 0 | 0 | 0 | 0 | 0 | 0 | -2.139e-10 | -3.3074e-10 | 3.5929e-10 | 1.8876e-10 | 2.9833e-10 | -3.0174e-10 | -3.9946e-10 | 4.6282e-10 | 9.1966e-11 | 3.4736e-10 | -4.1502e-10 | -8.7767e-11 | 0 | 0 | 0 | 0 | 0 | 0 |  | 1.0996 | 1.0978 | 1.0969 | 1.0996 | 1.0978 | 1.0969 | -0.027958 | -120.1301 | 119.9055 | -0.027958 | -120.1301 | 119.9055
Line2_1_4 | 0 | 0.035667 | 0.035617 | 0 | 0.035667 | 0.035617 | 0 | 0.008237 | 0.0082254 | 0 | 0.008237 | 0.0082254 | -9.3463e-11 | 0.0063768 | 0.0063735 | 5.9971e-11 | -0.0063688 | -0.0063582 | -1.9848e-10 | 0.0064111 | 0.0063857 | 1.2111e-10 | -0.0063859 | -0.0063643 | 0 | -165.2839 | 74.8506 | 0 | 14.7161 | -105.1494 |  | 1.0996 | 1.0978 | 1.0969 | 1.0991 | 1.0949 | 1.0937 | -0.027958 | -120.1301 | 119.9055 | -0.037401 | -120.2068 | 119.8781
Line3_1_5 | 0 | 0 | 0 | 0 | 0 | 0 | 0 | 0 | 0 | 0 | 0 | 0 | -5.3476e-11 | -8.2685e-11 | 8.9823e-11 | 2.8335e-11 | 5.0277e-11 | -3.2275e-11 | -9.9865e-11 | 1.157e-10 | 2.2991e-11 | 4.7768e-11 | -6.7905e-11 | -1.8793e-11 | 0 | 0 | 0 | 0 | 0 | 0 |  | 1.0996 | 1.0978 | 1.0969 | 1.0996 | 1.0978 | 1.0969 | -0.027958 | -120.1301 | 119.9055 | -0.027958 | -120.1301 | 119.9055
Line4_2_6 | 0 | 0 | 0 | 0 | 0 | 0 | 0 | 0 | 0 | 0 | 0 | 0 | -1.3369e-10 | -2.0671e-10 | 2.2456e-10 | 1.0855e-10 | 1.743e-10 | -1.6701e-10 | -2.4966e-10 | 2.8926e-10 | 5.7479e-11 | 1.9757e-10 | -2.4146e-10 | -5.328e-11 | 0 | 0 | 0 | 0 | 0 | 0 |  | 1.0996 | 1.0978 | 1.0969 | 1.0996 | 1.0978 | 1.0969 | -0.027958 | -120.1301 | 119.9055 | -0.027958 | -120.1301 | 119.9055
Line5_6_7 | 0 | 0 | 0 | 0 | 0 | 0 | 0 | 0 | 0 | 0 | 0 | 0 | -1.0695e-10 | -1.6537e-10 | 1.7965e-10 | 8.1811e-11 | 1.3296e-10 | -1.221e-10 | -1.9973e-10 | 2.3141e-10 | 4.5983e-11 | 1.4763e-10 | -1.8361e-10 | -4.1784e-11 | 0 | 0 | 0 | 0 | 0 | 0 |  | 1.0996 | 1.0978 | 1.0969 | 1.0996 | 1.0978 | 1.0969 | -0.027958 | -120.1301 | 119.9055 | -0.027958 | -120.1301 | 119.9055
Line6_7_8 | 0 | 0 | 0 | 0 | 0 | 0 | 0 | 0 | 0 | 0 | 0 | 0 | -8.0213e-11 | -1.2403e-10 | 1.3473e-10 | 5.5073e-11 | 9.1619e-11 | -7.7186e-11 | -1.498e-10 | 1.7356e-10 | 3.4487e-11 | 9.7701e-11 | -1.2576e-10 | -3.0289e-11 | 0 | 0 | 0 | 0 | 0 | 0 |  | 1.0996 | 1.0978 | 1.0969 | 1.0996 | 1.0978 | 1.0969 | -0.027958 | -120.1301 | 119.9055 | -0.027958 | -120.1301 | 119.9055
Line7_8_9 | 0 | 0 | 0 | 0 | 0 | 0 | 0 | 0 | 0 | 0 | 0 | 0 | -2.6738e-11 | -4.1342e-11 | 4.4911e-11 | 1.5974e-12 | 8.9348e-12 | 1.2637e-11 | -4.9932e-11 | 5.7852e-11 | 1.1496e-11 | -2.1642e-12 | -1.0053e-11 | -7.2972e-12 | 0 | 0 | 0 | 0 | 0 | 0 |  | 1.0996 | 1.0978 | 1.0969 | 1.0996 | 1.0978 | 1.0969 | -0.027958 | -120.1301 | 119.9055 | -0.027958 | -120.1301 | 119.9055
Line8_8_10 | 0 | 0 | 0 | 0 | 0 | 0 | 0 | 0 | 0 | 0 | 0 | 0 | -2.6738e-11 | -4.1342e-11 | 4.4911e-11 | 1.5974e-12 | 8.9348e-12 | 1.2637e-11 | -4.9932e-11 | 5.7852e-11 | 1.1496e-11 | -2.1642e-12 | -1.0053e-11 | -7.2972e-12 | 0 | 0 | 0 | 0 | 0 | 0 |  | 1.0996 | 1.0978 | 1.0969 | 1.0996 | 1.0978 | 1.0969 | -0.027958 | -120.1301 | 119.9055 | -0.027958 | -120.1301 | 119.9055
Line9_3_11 | 0 | 0 | 0 | 0 | 0 | 0 | 0 | 0 | 0 | 0 | 0 | 0 | -1.8716e-10 | -2.894e-10 | 3.1438e-10 | 1.6202e-10 | 2.5699e-10 | -2.5683e-10 | -3.4953e-10 | 4.0497e-10 | 8.047e-11 | 2.9743e-10 | -3.5717e-10 | -7.6271e-11 | 0 | 0 | 0 | 0 | 0 | 0 |  | 1.0996 | 1.0978 | 1.0969 | 1.0996 | 1.0978 | 1.0969 | -0.027958 | -120.1301 | 119.9055 | -0.027958 | -120.1301 | 119.9055

## LLG_min_6
name | pf_ikss_a_from_ka | pf_ikss_b_from_ka | pf_ikss_c_from_ka | pf_ikss_a_to_ka | pf_ikss_b_to_ka | pf_ikss_c_to_ka | pf_skss_a_from_mw | pf_skss_b_from_mw | pf_skss_c_from_mw | pf_skss_a_to_mw | pf_skss_b_to_mw | pf_skss_c_to_mw | pf_p_a_from_mw | pf_p_b_from_mw | pf_p_c_from_mw | pf_p_a_to_mw | pf_p_b_to_mw | pf_p_c_to_mw | pf_q_a_from_mvar | pf_q_b_from_mvar | pf_q_c_from_mvar | pf_q_a_to_mvar | pf_q_b_to_mvar | pf_q_c_to_mvar | pf_ikss_a_from_degree | pf_ikss_b_from_degree | pf_ikss_c_from_degree | pf_ikss_a_to_degree | pf_ikss_b_to_degree | pf_ikss_c_to_degree | 3xI0 | pf_vm_a_from_pu | pf_vm_b_from_pu | pf_vm_c_from_pu | pf_vm_a_to_pu | pf_vm_b_to_pu | pf_vm_c_to_pu | pf_va_a_from_degree | pf_va_b_from_degree | pf_va_c_from_degree | pf_va_a_to_degree | pf_va_b_to_degree | pf_va_c_to_degree
Line0_1_2 | 0 | 0 | 0 | 0 | 0 | 0 | 0 | 0 | 0 | 0 | 0 | 0 | -1.1844e-08 | -1.8352e-08 | 2.1822e-08 | 1.0049e-08 | 1.5886e-08 | -1.7561e-08 | -3.0675e-08 | 2.4637e-08 | 4.3052e-09 | 2.5374e-08 | -2.0987e-08 | -4.059e-09 | 0 | 0 | 0 | 0 | 0 | 0 |  | 0.8937 | 0.7034 | 0.68151 | 0.8937 | 0.7034 | 0.68151 | -3.4688 | -130.7237 | 108.549 | -3.4688 | -130.7237 | 108.549
Line10_11_12 | 0 | 0 | 0 | 0 | 0 | 0 | 0 | 0 | 0 | 0 | 0 | 0 | -1.1844e-08 | -1.8352e-08 | 2.1822e-08 | 1.0049e-08 | 1.5886e-08 | -1.7561e-08 | -3.0675e-08 | 2.4637e-08 | 4.3052e-09 | 2.5374e-08 | -2.0987e-08 | -4.059e-09 | 0 | 0 | 0 | 0 | 0 | 0 |  | 0.8937 | 0.7034 | 0.68151 | 0.8937 | 0.7034 | 0.68151 | -3.4688 | -130.7237 | 108.549 | -3.4688 | -130.7237 | 108.549
Line11_12_13 | 0 | 0 | 0 | 0 | 0 | 0 | 0 | 0 | 0 | 0 | 0 | 0 | -9.8702e-09 | -1.5293e-08 | 1.8185e-08 | 8.075e-09 | 1.2828e-08 | -1.3924e-08 | -2.5562e-08 | 2.0531e-08 | 3.5877e-09 | 2.0261e-08 | -1.6881e-08 | -3.3414e-09 | 0 | 0 | 0 | 0 | 0 | 0 |  | 0.8937 | 0.7034 | 0.68151 | 0.8937 | 0.7034 | 0.68151 | -3.4688 | -130.7237 | 108.549 | -3.4688 | -130.7237 | 108.549
Line12_13_15 | 0 | 0 | 0 | 0 | 0 | 0 | 0 | 0 | 0 | 0 | 0 | 0 | -5.9221e-09 | -9.1758e-09 | 1.0911e-08 | 4.1269e-09 | 6.7104e-09 | -6.6503e-09 | -1.5337e-08 | 1.2319e-08 | 2.1526e-09 | 1.0037e-08 | -8.6683e-09 | -1.9064e-09 | 0 | 0 | 0 | 0 | 0 | 0 |  | 0.8937 | 0.7034 | 0.68151 | 0.8937 | 0.7034 | 0.68151 | -3.4688 | -130.7237 | 108.549 | -3.4688 | -130.7237 | 108.549
Line13_13_14 | 0 | 0 | 0 | 0 | 0 | 0 | 0 | 0 | 0 | 0 | 0 | 0 | -1.974e-09 | -3.0586e-09 | 3.637e-09 | 1.7878e-10 | 5.9323e-10 | 6.2367e-10 | -5.1124e-09 | 4.1062e-09 | 7.1753e-10 | -1.8836e-10 | -4.5591e-10 | -4.7129e-10 | 0 | 0 | 0 | 0 | 0 | 0 |  | 0.8937 | 0.7034 | 0.68151 | 0.8937 | 0.7034 | 0.68151 | -3.4688 | -130.7237 | 108.549 | -3.4688 | -130.7237 | 108.549
Line14_15_16 | 0 | 0 | 0 | 0 | 0 | 0 | 0 | 0 | 0 | 0 | 0 | 0 | -3.9481e-09 | -6.1172e-09 | 7.2739e-09 | 2.1528e-09 | 3.6518e-09 | -3.0133e-09 | -1.0225e-08 | 8.2123e-09 | 1.4351e-09 | 4.9241e-09 | -4.5621e-09 | -1.1888e-09 | 0 | 0 | 0 | 0 | 0 | 0 |  | 0.8937 | 0.7034 | 0.68151 | 0.8937 | 0.7034 | 0.68151 | -3.4688 | -130.7237 | 108.549 | -3.4688 | -130.7237 | 108.549
Line15_16_17 | 0 | 0 | 0 | 0 | 0 | 0 | 0 | 0 | 0 | 0 | 0 | 0 | -1.974e-09 | -3.0586e-09 | 3.637e-09 | 1.7878e-10 | 5.9323e-10 | 6.2367e-10 | -5.1124e-09 | 4.1062e-09 | 7.1753e-10 | -1.8836e-10 | -4.5591e-10 | -4.7129e-10 | 0 | 0 | 0 | 0 | 0 | 0 |  | 0.8937 | 0.7034 | 0.68151 | 0.8937 | 0.7034 | 0.68151 | -3.4688 | -130.7237 | 108.549 | -3.4688 | -130.7237 | 108.549
Line16_4_18 | 0 | 3.3553 | 3.2357 | 0 | 3.3553 | 3.2357 | 0 | 0.77488 | 0.74724 | 0 | 0.77488 | 0.74724 | -1.229e-09 | 0.14985 | 0.20871 | 5.9908e-10 | -6.8486e-14 | -6.3081e-14 | -1.3347e-08 | 0.22763 | 0.14586 | -8.9929e-11 | 7.6155e-14 | 1.0679e-13 | 0 | 172.6328 | 73.5997 | 0 | -7.3672 | -106.4003 |  | 0.80859 | 0.3517 | 0.34075 | 0.7236 | 0 | 0 | -2.8316 | -130.7237 | 108.549 | -2.0447 | 0 | 0
Line17_5_19 | 0 | 0 | 0 | 0 | 0 | 0 | 0 | 0 | 0 | 0 | 0 | 0 | -1.974e-09 | -3.0586e-09 | 3.637e-09 | 1.7878e-10 | 5.9323e-10 | 6.2367e-10 | -5.1124e-09 | 4.1062e-09 | 7.1753e-10 | -1.8836e-10 | -4.5591e-10 | -4.7129e-10 | 0 | 0 | 0 | 0 | 0 | 0 |  | 0.8937 | 0.7034 | 0.68151 | 0.8937 | 0.7034 | 0.68151 | -3.4688 | -130.7237 | 108.549 | -3.4688 | -130.7237 | 108.549
Line1_1_3 | 0 | 0 | 0 | 0 | 0 | 0 | 0 | 0 | 0 | 0 | 0 | 0 | -1.5792e-08 | -2.4469e-08 | 2.9096e-08 | 1.3997e-08 | 2.2003e-08 | -2.4835e-08 | -4.09e-08 | 3.2849e-08 | 5.7403e-09 | 3.5599e-08 | -2.9199e-08 | -5.494e-09 | 0 | 0 | 0 | 0 | 0 | 0 |  | 0.8937 | 0.7034 | 0.68151 | 0.8937 | 0.7034 | 0.68151 | -3.4688 | -130.7237 | 108.549 | -3.4688 | -130.7237 | 108.549
Line2_1_4 | 0 | 3.3553 | 3.2357 | 0 | 3.3553 | 3.2357 | 0 | 0.77488 | 0.74724 | 0 | 0.77488 | 0.74724 | -3.4389e-09 | 0.29969 | 0.41741 | 1.6448e-09 | -0.14985 | -0.20871 | -2.3066e-08 | 0.45526 | 0.29172 | 1.3208e-08 | -0.22763 | -0.14586 | 0 | 172.6328 | 73.5997 | 0 | -7.3672 | -106.4003 |  | 0.8937 | 0.7034 | 0.68151 | 0.80859 | 0.3517 | 0.34075 | -3.4688 | -130.7237 | 108.549 | -2.8316 | -130.7237 | 108.549
Line3_1_5 | 0 | 0 | 0 | 0 | 0 | 0 | 0 | 0 | 0 | 0 | 0 | 0 | -3.9481e-09 | -6.1172e-09 | 7.2739e-09 | 2.1528e-09 | 3.6518e-09 | -3.0133e-09 | -1.0225e-08 | 8.2123e-09 | 1.4351e-09 | 4.9241e-09 | -4.5621e-09 | -1.1888e-09 | 0 | 0 | 0 | 0 | 0 | 0 |  | 0.8937 | 0.7034 | 0.68151 | 0.8937 | 0.7034 | 0.68151 | -3.4688 | -130.7237 | 108.549 | -3.4688 | -130.7237 | 108.549
Line4_2_6 | 0 | 0 | 0 | 0 | 0 | 0 | 0 | 0 | 0 | 0 | 0 | 0 | -9.8702e-09 | -1.5293e-08 | 1.8185e-08 | 8.075e-09 | 1.2828e-08 | -1.3924e-08 | -2.5562e-08 | 2.0531e-08 | 3.5877e-09 | 2.0261e-08 | -1.6881e-08 | -3.3414e-09 | 0 | 0 | 0 | 0 | 0 | 0 |  | 0.8937 | 0.7034 | 0.68151 | 0.8937 | 0.7034 | 0.68151 | -3.4688 | -130.7237 | 108.549 | -3.4688 | -130.7237 | 108.549
Line5_6_7 | 0 | 0 | 0 | 0 | 0 | 0 | 0 | 0 | 0 | 0 | 0 | 0 | -7.8962e-09 | -1.2234e-08 | 1.4548e-08 | 6.1009e-09 | 9.7691e-09 | -1.0287e-08 | -2.045e-08 | 1.6425e-08 | 2.8701e-09 | 1.5149e-08 | -1.2774e-08 | -2.6239e-09 | 0 | 0 | 0 | 0 | 0 | 0 |  | 0.8937 | 0.7034 | 0.68151 | 0.8937 | 0.7034 | 0.68151 | -3.4688 | -130.7237 | 108.549 | -3.4688 | -130.7237 | 108.549
Line6_7_8 | 0 | 0 | 0 | 0 | 0 | 0 | 0 | 0 | 0 | 0 | 0 | 0 | -5.9221e-09 | -9.1758e-09 | 1.0911e-08 | 4.1269e-09 | 6.7104e-09 | -6.6503e-09 | -1.5337e-08 | 1.2319e-08 | 2.1526e-09 | 1.0037e-08 | -8.6683e-09 | -1.9064e-09 | 0 | 0 | 0 | 0 | 0 | 0 |  | 0.8937 | 0.7034 | 0.68151 | 0.8937 | 0.7034 | 0.68151 | -3.4688 | -130.7237 | 108.549 | -3.4688 | -130.7237 | 108.549
Line7_8_9 | 0 | 0 | 0 | 0 | 0 | 0 | 0 | 0 | 0 | 0 | 0 | 0 | -1.974e-09 | -3.0586e-09 | 3.637e-09 | 1.7878e-10 | 5.9323e-10 | 6.2367e-10 | -5.1124e-09 | 4.1062e-09 | 7.1753e-10 | -1.8836e-10 | -4.5591e-10 | -4.7129e-10 | 0 | 0 | 0 | 0 | 0 | 0 |  | 0.8937 | 0.7034 | 0.68151 | 0.8937 | 0.7034 | 0.68151 | -3.4688 | -130.7237 | 108.549 | -3.4688 | -130.7237 | 108.549
Line8_8_10 | 0 | 0 | 0 | 0 | 0 | 0 | 0 | 0 | 0 | 0 | 0 | 0 | -1.974e-09 | -3.0586e-09 | 3.637e-09 | 1.7878e-10 | 5.9323e-10 | 6.2367e-10 | -5.1124e-09 | 4.1062e-09 | 7.1753e-10 | -1.8836e-10 | -4.5591e-10 | -4.7129e-10 | 0 | 0 | 0 | 0 | 0 | 0 |  | 0.8937 | 0.7034 | 0.68151 | 0.8937 | 0.7034 | 0.68151 | -3.4688 | -130.7237 | 108.549 | -3.4688 | -130.7237 | 108.549
Line9_3_11 | 0 | 0 | 0 | 0 | 0 | 0 | 0 | 0 | 0 | 0 | 0 | 0 | -1.3818e-08 | -2.141e-08 | 2.5459e-08 | 1.2023e-08 | 1.8945e-08 | -2.1198e-08 | -3.5787e-08 | 2.8743e-08 | 5.0227e-09 | 3.0486e-08 | -2.5093e-08 | -4.7765e-09 | 0 | 0 | 0 | 0 | 0 | 0 |  | 0.8937 | 0.7034 | 0.68151 | 0.8937 | 0.7034 | 0.68151 | -3.4688 | -130.7237 | 108.549 | -3.4688 | -130.7237 | 108.549

## LLG_min_10
name | pf_ikss_a_from_ka | pf_ikss_b_from_ka | pf_ikss_c_from_ka | pf_ikss_a_to_ka | pf_ikss_b_to_ka | pf_ikss_c_to_ka | pf_skss_a_from_mw | pf_skss_b_from_mw | pf_skss_c_from_mw | pf_skss_a_to_mw | pf_skss_b_to_mw | pf_skss_c_to_mw | pf_p_a_from_mw | pf_p_b_from_mw | pf_p_c_from_mw | pf_p_a_to_mw | pf_p_b_to_mw | pf_p_c_to_mw | pf_q_a_from_mvar | pf_q_b_from_mvar | pf_q_c_from_mvar | pf_q_a_to_mvar | pf_q_b_to_mvar | pf_q_c_to_mvar | pf_ikss_a_from_degree | pf_ikss_b_from_degree | pf_ikss_c_from_degree | pf_ikss_a_to_degree | pf_ikss_b_to_degree | pf_ikss_c_to_degree | 3xI0 | pf_vm_a_from_pu | pf_vm_b_from_pu | pf_vm_c_from_pu | pf_vm_a_to_pu | pf_vm_b_to_pu | pf_vm_c_to_pu | pf_va_a_from_degree | pf_va_b_from_degree | pf_va_c_from_degree | pf_va_a_to_degree | pf_va_b_to_degree | pf_va_c_to_degree
Line0_1_2 | 0 | 0 | 0 | 0 | 0 | 0 | 0 | 0 | 0 | 0 | 0 | 0 | -1.063e-08 | -1.6471e-08 | 1.9585e-08 | 9.0191e-09 | 1.4258e-08 | -1.5761e-08 | -2.7531e-08 | 2.2112e-08 | 3.8639e-09 | 2.2773e-08 | -1.8836e-08 | -3.6429e-09 | 0 | 0 | 0 | 0 | 0 | 0 |  | 0.84666 | 0.66637 | 0.64564 | 0.84666 | 0.66637 | 0.64564 | -3.4688 | -130.7237 | 108.549 | -3.4688 | -130.7237 | 108.549
Line10_11_12 | 0 | 0 | 0 | 0 | 0 | 0 | 0 | 0 | 0 | 0 | 0 | 0 | -1.063e-08 | -1.6471e-08 | 1.9585e-08 | 9.0191e-09 | 1.4258e-08 | -1.5761e-08 | -2.7531e-08 | 2.2112e-08 | 3.8639e-09 | 2.2773e-08 | -1.8836e-08 | -3.6429e-09 | 0 | 0 | 0 | 0 | 0 | 0 |  | 0.84666 | 0.66637 | 0.64564 | 0.84666 | 0.66637 | 0.64564 | -3.4688 | -130.7237 | 108.549 | -3.4688 | -130.7237 | 108.549
Line11_12_13 | 0 | 0 | 0 | 0 | 0 | 0 | 0 | 0 | 0 | 0 | 0 | 0 | -8.8586e-09 | -1.3726e-08 | 1.6321e-08 | 7.2473e-09 | 1.1513e-08 | -1.2497e-08 | -2.2942e-08 | 1.8427e-08 | 3.2199e-09 | 1.8185e-08 | -1.515e-08 | -2.9989e-09 | 0 | 0 | 0 | 0 | 0 | 0 |  | 0.84666 | 0.66637 | 0.64564 | 0.84666 | 0.66637 | 0.64564 | -3.4688 | -130.7237 | 108.549 | -3.4688 | -130.7237 | 108.549
Line12_13_15 | 0 | 0 | 0 | 0 | 0 | 0 | 0 | 0 | 0 | 0 | 0 | 0 | -5.3152e-09 | -8.2354e-09 | 9.7926e-09 | 3.7039e-09 | 6.0227e-09 | -5.9687e-09 | -1.3765e-08 | 1.1056e-08 | 1.932e-09 | 9.0079e-09 | -7.7798e-09 | -1.711e-09 | 0 | 0 | 0 | 0 | 0 | 0 |  | 0.84666 | 0.66637 | 0.64564 | 0.84666 | 0.66637 | 0.64564 | -3.4688 | -130.7237 | 108.549 | -3.4688 | -130.7237 | 108.549
Line13_13_14 | 0 | 0 | 0 | 0 | 0 | 0 | 0 | 0 | 0 | 0 | 0 | 0 | -1.7717e-09 | -2.7451e-09 | 3.2642e-09 | 1.6046e-10 | 5.3243e-10 | 5.5975e-10 | -4.5885e-09 | 3.6853e-09 | 6.4399e-10 | -1.6905e-10 | -4.0918e-10 | -4.2299e-10 | 0 | 0 | 0 | 0 | 0 | 0 |  | 0.84666 | 0.66637 | 0.64564 | 0.84666 | 0.66637 | 0.64564 | -3.4688 | -130.7237 | 108.549 | -3.4688 | -130.7237 | 108.549
Line14_15_16 | 0 | 0 | 0 | 0 | 0 | 0 | 0 | 0 | 0 | 0 | 0 | 0 | -3.5434e-09 | -5.4902e-09 | 6.5284e-09 | 1.9322e-09 | 3.2776e-09 | -2.7045e-09 | -9.1769e-09 | 7.3706e-09 | 1.288e-09 | 4.4194e-09 | -4.0945e-09 | -1.067e-09 | 0 | 0 | 0 | 0 | 0 | 0 |  | 0.84666 | 0.66637 | 0.64564 | 0.84666 | 0.66637 | 0.64564 | -3.4688 | -130.7237 | 108.549 | -3.4688 | -130.7237 | 108.549
Line15_16_17 | 0 | 0 | 0 | 0 | 0 | 0 | 0 | 0 | 0 | 0 | 0 | 0 | -1.7717e-09 | -2.7451e-09 | 3.2642e-09 | 1.6046e-10 | 5.3243e-10 | 5.5975e-10 | -4.5885e-09 | 3.6853e-09 | 6.4399e-10 | -1.6905e-10 | -4.0918e-10 | -4.2299e-10 | 0 | 0 | 0 | 0 | 0 | 0 |  | 0.84666 | 0.66637 | 0.64564 | 0.84666 | 0.66637 | 0.64564 | -3.4688 | -130.7237 | 108.549 | -3.4688 | -130.7237 | 108.549
Line16_4_18 | 0 | 3.1787 | 3.0654 | 0 | 3.1787 | 3.0654 | 0 | 0.7341 | 0.70791 | 0 | 0.7341 | 0.70791 | -1.1031e-09 | 0.13449 | 0.18731 | 5.3768e-10 | -6.166e-14 | -5.6599e-14 | -1.1979e-08 | 0.2043 | 0.13091 | -8.0712e-11 | 6.8208e-14 | 9.5992e-14 | 0 | 172.6328 | 73.5997 | 0 | -7.3672 | -106.4003 |  | 0.76603 | 0.33319 | 0.32282 | 0.68551 | 0 | 0 | -2.8316 | -130.7237 | 108.549 | -2.0447 | 0 | 0
Line17_5_19 | 0 | 0 | 0 | 0 | 0 | 0 | 0 | 0 | 0 | 0 | 0 | 0 | -1.7717e-09 | -2.7451e-09 | 3.2642e-09 | 1.6046e-10 | 5.3243e-10 | 5.5975e-10 | -4.5885e-09 | 3.6853e-09 | 6.4399e-10 | -1.6905e-10 | -4.0918e-10 | -4.2299e-10 | 0 | 0 | 0 | 0 | 0 | 0 |  | 0.84666 | 0.66637 | 0.64564 | 0.84666 | 0.66637 | 0.64564 | -3.4688 | -130.7237 | 108.549 | -3.4688 | -130.7237 | 108.549
Line1_1_3 | 0 | 0 | 0 | 0 | 0 | 0 | 0 | 0 | 0 | 0 | 0 | 0 | -1.4174e-08 | -2.1961e-08 | 2.6114e-08 | 1.2563e-08 | 1.9748e-08 | -2.229e-08 | -3.6708e-08 | 2.9483e-08 | 5.1519e-09 | 3.195e-08 | -2.6206e-08 | -4.9309e-09 | 0 | 0 | 0 | 0 | 0 | 0 |  | 0.84666 | 0.66637 | 0.64564 | 0.84666 | 0.66637 | 0.64564 | -3.4688 | -130.7237 | 108.549 | -3.4688 | -130.7237 | 108.549
Line2_1_4 | 0 | 3.1787 | 3.0654 | 0 | 3.1787 | 3.0654 | 0 | 0.7341 | 0.70791 | 0 | 0.7341 | 0.70791 | -3.0864e-09 | 0.26898 | 0.37463 | 1.4763e-09 | -0.13449 | -0.18731 | -2.0702e-08 | 0.4086 | 0.26182 | 1.1854e-08 | -0.2043 | -0.13091 | 0 | 172.6328 | 73.5997 | 0 | -7.3672 | -106.4003 |  | 0.84666 | 0.66637 | 0.64564 | 0.76603 | 0.33319 | 0.32282 | -3.4688 | -130.7237 | 108.549 | -2.8316 | -130.7237 | 108.549
Line3_1_5 | 0 | 0 | 0 | 0 | 0 | 0 | 0 | 0 | 0 | 0 | 0 | 0 | -3.5434e-09 | -5.4902e-09 | 6.5284e-09 | 1.9322e-09 | 3.2775e-09 | -2.7045e-09 | -9.1769e-09 | 7.3706e-09 | 1.288e-09 | 4.4194e-09 | -4.0945e-09 | -1.067e-09 | 0 | 0 | 0 | 0 | 0 | 0 |  | 0.84666 | 0.66637 | 0.64564 | 0.84666 | 0.66637 | 0.64564 | -3.4688 | -130.7237 | 108.549 | -3.4688 | -130.7237 | 108.549
Line4_2_6 | 0 | 0 | 0 | 0 | 0 | 0 | 0 | 0 | 0 | 0 | 0 | 0 | -8.8586e-09 | -1.3726e-08 | 1.6321e-08 | 7.2474e-09 | 1.1513e-08 | -1.2497e-08 | -2.2942e-08 | 1.8427e-08 | 3.2199e-09 | 1.8185e-08 | -1.515e-08 | -2.9989e-09 | 0 | 0 | 0 | 0 | 0 | 0 |  | 0.84666 | 0.66637 | 0.64564 | 0.84666 | 0.66637 | 0.64564 | -3.4688 | -130.7237 | 108.549 | -3.4688 | -130.7237 | 108.549
Line5_6_7 | 0 | 0 | 0 | 0 | 0 | 0 | 0 | 0 | 0 | 0 | 0 | 0 | -7.0869e-09 | -1.098e-08 | 1.3057e-08 | 5.4756e-09 | 8.7678e-09 | -9.2329e-09 | -1.8354e-08 | 1.4741e-08 | 2.576e-09 | 1.3596e-08 | -1.1465e-08 | -2.355e-09 | 0 | 0 | 0 | 0 | 0 | 0 |  | 0.84666 | 0.66637 | 0.64564 | 0.84666 | 0.66637 | 0.64564 | -3.4688 | -130.7237 | 108.549 | -3.4688 | -130.7237 | 108.549
Line6_7_8 | 0 | 0 | 0 | 0 | 0 | 0 | 0 | 0 | 0 | 0 | 0 | 0 | -5.3152e-09 | -8.2354e-09 | 9.7926e-09 | 3.7039e-09 | 6.0227e-09 | -5.9687e-09 | -1.3765e-08 | 1.1056e-08 | 1.932e-09 | 9.0079e-09 | -7.7798e-09 | -1.711e-09 | 0 | 0 | 0 | 0 | 0 | 0 |  | 0.84666 | 0.66637 | 0.64564 | 0.84666 | 0.66637 | 0.64564 | -3.4688 | -130.7237 | 108.549 | -3.4688 | -130.7237 | 108.549
Line7_8_9 | 0 | 0 | 0 | 0 | 0 | 0 | 0 | 0 | 0 | 0 | 0 | 0 | -1.7717e-09 | -2.7451e-09 | 3.2642e-09 | 1.6046e-10 | 5.3243e-10 | 5.5975e-10 | -4.5885e-09 | 3.6853e-09 | 6.4399e-10 | -1.6905e-10 | -4.0918e-10 | -4.2299e-10 | 0 | 0 | 0 | 0 | 0 | 0 |  | 0.84666 | 0.66637 | 0.64564 | 0.84666 | 0.66637 | 0.64564 | -3.4688 | -130.7237 | 108.549 | -3.4688 | -130.7237 | 108.549
Line8_8_10 | 0 | 0 | 0 | 0 | 0 | 0 | 0 | 0 | 0 | 0 | 0 | 0 | -1.7717e-09 | -2.7451e-09 | 3.2642e-09 | 1.6046e-10 | 5.3243e-10 | 5.5975e-10 | -4.5885e-09 | 3.6853e-09 | 6.4399e-10 | -1.6905e-10 | -4.0918e-10 | -4.2299e-10 | 0 | 0 | 0 | 0 | 0 | 0 |  | 0.84666 | 0.66637 | 0.64564 | 0.84666 | 0.66637 | 0.64564 | -3.4688 | -130.7237 | 108.549 | -3.4688 | -130.7237 | 108.549
Line9_3_11 | 0 | 0 | 0 | 0 | 0 | 0 | 0 | 0 | 0 | 0 | 0 | 0 | -1.2402e-08 | -1.9216e-08 | 2.2849e-08 | 1.0791e-08 | 1.7003e-08 | -1.9025e-08 | -3.2119e-08 | 2.5797e-08 | 4.5079e-09 | 2.7362e-08 | -2.2521e-08 | -4.2869e-09 | 0 | 0 | 0 | 0 | 0 | 0 |  | 0.84666 | 0.66637 | 0.64564 | 0.84666 | 0.66637 | 0.64564 | -3.4688 | -130.7237 | 108.549 | -3.4688 | -130.7237 | 108.549

## LLG_min_fault_6
name | pf_ikss_a_from_ka | pf_ikss_b_from_ka | pf_ikss_c_from_ka | pf_ikss_a_to_ka | pf_ikss_b_to_ka | pf_ikss_c_to_ka | pf_skss_a_from_mw | pf_skss_b_from_mw | pf_skss_c_from_mw | pf_skss_a_to_mw | pf_skss_b_to_mw | pf_skss_c_to_mw | pf_p_a_from_mw | pf_p_b_from_mw | pf_p_c_from_mw | pf_p_a_to_mw | pf_p_b_to_mw | pf_p_c_to_mw | pf_q_a_from_mvar | pf_q_b_from_mvar | pf_q_c_from_mvar | pf_q_a_to_mvar | pf_q_b_to_mvar | pf_q_c_to_mvar | pf_ikss_a_from_degree | pf_ikss_b_from_degree | pf_ikss_c_from_degree | pf_ikss_a_to_degree | pf_ikss_b_to_degree | pf_ikss_c_to_degree | 3xI0 | pf_vm_a_from_pu | pf_vm_b_from_pu | pf_vm_c_from_pu | pf_vm_a_to_pu | pf_vm_b_to_pu | pf_vm_c_to_pu | pf_va_a_from_degree | pf_va_b_from_degree | pf_va_c_from_degree | pf_va_a_to_degree | pf_va_b_to_degree | pf_va_c_to_degree
Line0_1_2 | 0 | 0 | 0 | 0 | 0 | 0 | 0 | 0 | 0 | 0 | 0 | 0 | -1.1908e-10 | -1.8308e-10 | 1.9959e-10 | 1.0041e-10 | 1.5916e-10 | -1.5699e-10 | -2.2152e-10 | 2.5709e-10 | 5.0686e-11 | 1.83e-10 | -2.2168e-10 | -4.7651e-11 | 0 | 0 | 0 | 0 | 0 | 0 |  | 0.94966 | 0.9481 | 0.94731 | 0.94966 | 0.9481 | 0.94731 | -0.027706 | -120.129 | 119.906 | -0.027706 | -120.129 | 119.906
Line10_11_12 | 0 | 0 | 0 | 0 | 0 | 0 | 0 | 0 | 0 | 0 | 0 | 0 | -1.1908e-10 | -1.8308e-10 | 1.9959e-10 | 1.0041e-10 | 1.5916e-10 | -1.5699e-10 | -2.2152e-10 | 2.5709e-10 | 5.0686e-11 | 1.83e-10 | -2.2168e-10 | -4.7651e-11 | 0 | 0 | 0 | 0 | 0 | 0 |  | 0.94966 | 0.9481 | 0.94731 | 0.94966 | 0.9481 | 0.94731 | -0.027706 | -120.129 | 119.906 | -0.027706 | -120.129 | 119.906
Line11_12_13 | 0 | 0 | 0 | 0 | 0 | 0 | 0 | 0 | 0 | 0 | 0 | 0 | -9.9235e-11 | -1.5257e-10 | 1.6632e-10 | 8.0566e-11 | 1.2865e-10 | -1.2373e-10 | -1.846e-10 | 2.1424e-10 | 4.2239e-11 | 1.4608e-10 | -1.7883e-10 | -3.9203e-11 | 0 | 0 | 0 | 0 | 0 | 0 |  | 0.94966 | 0.9481 | 0.94731 | 0.94966 | 0.9481 | 0.94731 | -0.027706 | -120.129 | 119.906 | -0.027706 | -120.129 | 119.906
Line12_13_15 | 0 | 0 | 0 | 0 | 0 | 0 | 0 | 0 | 0 | 0 | 0 | 0 | -5.9541e-11 | -9.1541e-11 | 9.9794e-11 | 4.0872e-11 | 6.7618e-11 | -5.7201e-11 | -1.1076e-10 | 1.2855e-10 | 2.5343e-11 | 7.2242e-11 | -9.3134e-11 | -2.2308e-11 | 0 | 0 | 0 | 0 | 0 | 0 |  | 0.94966 | 0.9481 | 0.94731 | 0.94966 | 0.9481 | 0.94731 | -0.027706 | -120.129 | 119.906 | -0.027706 | -120.129 | 119.906
Line13_13_14 | 0 | 0 | 0 | 0 | 0 | 0 | 0 | 0 | 0 | 0 | 0 | 0 | -1.9847e-11 | -3.0514e-11 | 3.3265e-11 | 1.1776e-12 | 6.5908e-12 | 9.3278e-12 | -3.6921e-11 | 4.2849e-11 | 8.4477e-12 | -1.5996e-12 | -7.4361e-12 | -5.4127e-12 | 0 | 0 | 0 | 0 | 0 | 0 |  | 0.94966 | 0.9481 | 0.94731 | 0.94966 | 0.9481 | 0.94731 | -0.027706 | -120.129 | 119.906 | -0.027706 | -120.129 | 119.906
Line14_15_16 | 0 | 0 | 0 | 0 | 0 | 0 | 0 | 0 | 0 | 0 | 0 | 0 | -3.9694e-11 | -6.1027e-11 | 6.6529e-11 | 2.1025e-11 | 3.7105e-11 | -2.3937e-11 | -7.3842e-11 | 8.5697e-11 | 1.6895e-11 | 3.5321e-11 | -5.0285e-11 | -1.386e-11 | 0 | 0 | 0 | 0 | 0 | 0 |  | 0.94966 | 0.9481 | 0.94731 | 0.94966 | 0.9481 | 0.94731 | -0.027706 | -120.129 | 119.906 | -0.027706 | -120.129 | 119.906
Line15_16_17 | 0 | 0 | 0 | 0 | 0 | 0 | 0 | 0 | 0 | 0 | 0 | 0 | -1.9847e-11 | -3.0514e-11 | 3.3265e-11 | 1.1776e-12 | 6.5908e-12 | 9.3278e-12 | -3.6921e-11 | 4.2849e-11 | 8.4477e-12 | -1.5996e-12 | -7.4361e-12 | -5.4127e-12 | 0 | 0 | 0 | 0 | 0 | 0 |  | 0.94966 | 0.9481 | 0.94731 | 0.94966 | 0.9481 | 0.94731 | -0.027706 | -120.129 | 119.906 | -0.027706 | -120.129 | 119.906
Line16_4_18 | 0 | 0.030745 | 0.030718 | 0 | 0.030745 | 0.030718 | 0 | 0.0071002 | 0.007094 | 0 | 0.0071002 | 0.007094 | -2.5562e-11 | 0.0047401 | 0.0047372 | 5.4624e-12 | -0.0047262 | -0.0047179 | -1.1031e-10 | 0.0047461 | 0.0047326 | -1.6815e-12 | -0.0047262 | -0.0047179 | 0 | -165.2018 | 74.9622 | 0 | 14.7982 | -105.0378 |  | 0.94905 | 0.94473 | 0.94392 | 0.94843 | 0.94136 | 0.94053 | -0.028434 | -120.1653 | 119.934 | -0.029162 | -120.2018 | 119.9622
Line17_5_19 | 0 | 0 | 0 | 0 | 0 | 0 | 0 | 0 | 0 | 0 | 0 | 0 | -1.9847e-11 | -3.0514e-11 | 3.3265e-11 | 1.1776e-12 | 6.5908e-12 | 9.3278e-12 | -3.6921e-11 | 4.2849e-11 | 8.4477e-12 | -1.5996e-12 | -7.4361e-12 | -5.4127e-12 | 0 | 0 | 0 | 0 | 0 | 0 |  | 0.94966 | 0.9481 | 0.94731 | 0.94966 | 0.9481 | 0.94731 | -0.027706 | -120.129 | 119.906 | -0.027706 | -120.129 | 119.906
Line1_1_3 | 0 | 0 | 0 | 0 | 0 | 0 | 0 | 0 | 0 | 0 | 0 | 0 | -1.5878e-10 | -2.4411e-10 | 2.6612e-10 | 1.4011e-10 | 2.2019e-10 | -2.2352e-10 | -2.9537e-10 | 3.4279e-10 | 6.7582e-11 | 2.5685e-10 | -3.0738e-10 | -6.4547e-11 | 0 | 0 | 0 | 0 | 0 | 0 |  | 0.94966 | 0.9481 | 0.94731 | 0.94966 | 0.9481 | 0.94731 | -0.027706 | -120.129 | 119.906 | -0.027706 | -120.129 | 119.906
Line2_1_4 | 0 | 0.030745 | 0.030718 | 0 | 0.030745 | 0.030718 | 0 | 0.0071002 | 0.007094 | 0 | 0.0071002 | 0.007094 | -4.805e-11 | 0.004754 | 0.0047566 | 2.8884e-11 | -0.0047401 | -0.0047372 | -1.7178e-10 | 0.0047661 | 0.0047472 | 1.0867e-10 | -0.0047461 | -0.0047326 | 0 | -165.2018 | 74.9622 | 0 | 14.7982 | -105.0378 |  | 0.94966 | 0.9481 | 0.94731 | 0.94905 | 0.94473 | 0.94392 | -0.027706 | -120.129 | 119.906 | -0.028434 | -120.1653 | 119.934
Line3_1_5 | 0 | 0 | 0 | 0 | 0 | 0 | 0 | 0 | 0 | 0 | 0 | 0 | -3.9694e-11 | -6.1027e-11 | 6.6529e-11 | 2.1025e-11 | 3.7104e-11 | -2.3937e-11 | -7.3842e-11 | 8.5697e-11 | 1.6895e-11 | 3.5321e-11 | -5.0285e-11 | -1.386e-11 | 0 | 0 | 0 | 0 | 0 | 0 |  | 0.94966 | 0.9481 | 0.94731 | 0.94966 | 0.9481 | 0.94731 | -0.027706 | -120.129 | 119.906 | -0.027706 | -120.129 | 119.906
Line4_2_6 | 0 | 0 | 0 | 0 | 0 | 0 | 0 | 0 | 0 | 0 | 0 | 0 | -9.9235e-11 | -1.5257e-10 | 1.6632e-10 | 8.0566e-11 | 1.2865e-10 | -1.2373e-10 | -1.846e-10 | 2.1424e-10 | 4.2238e-11 | 1.4608e-10 | -1.7883e-10 | -3.9203e-11 | 0 | 0 | 0 | 0 | 0 | 0 |  | 0.94966 | 0.9481 | 0.94731 | 0.94966 | 0.9481 | 0.94731 | -0.027706 | -120.129 | 119.906 | -0.027706 | -120.129 | 119.906
Line5_6_7 | 0 | 0 | 0 | 0 | 0 | 0 | 0 | 0 | 0 | 0 | 0 | 0 | -7.9388e-11 | -1.2205e-10 | 1.3306e-10 | 6.0719e-11 | 9.8132e-11 | -9.0466e-11 | -1.4768e-10 | 1.7139e-10 | 3.3791e-11 | 1.0916e-10 | -1.3598e-10 | -3.0756e-11 | 0 | 0 | 0 | 0 | 0 | 0 |  | 0.94966 | 0.9481 | 0.94731 | 0.94966 | 0.9481 | 0.94731 | -0.027706 | -120.129 | 119.906 | -0.027706 | -120.129 | 119.906
Line6_7_8 | 0 | 0 | 0 | 0 | 0 | 0 | 0 | 0 | 0 | 0 | 0 | 0 | -5.9541e-11 | -9.1541e-11 | 9.9794e-11 | 4.0872e-11 | 6.7618e-11 | -5.7201e-11 | -1.1076e-10 | 1.2855e-10 | 2.5343e-11 | 7.2242e-11 | -9.3134e-11 | -2.2308e-11 | 0 | 0 | 0 | 0 | 0 | 0 |  | 0.94966 | 0.9481 | 0.94731 | 0.94966 | 0.9481 | 0.94731 | -0.027706 | -120.129 | 119.906 | -0.027706 | -120.129 | 119.906
Line7_8_9 | 0 | 0 | 0 | 0 | 0 | 0 | 0 | 0 | 0 | 0 | 0 | 0 | -1.9847e-11 | -3.0514e-11 | 3.3265e-11 | 1.1776e-12 | 6.5908e-12 | 9.3278e-12 | -3.6921e-11 | 4.2849e-11 | 8.4477e-12 | -1.5996e-12 | -7.4361e-12 | -5.4127e-12 | 0 | 0 | 0 | 0 | 0 | 0 |  | 0.94966 | 0.9481 | 0.94731 | 0.94966 | 0.9481 | 0.94731 | -0.027706 | -120.129 | 119.906 | -0.027706 | -120.129 | 119.906
Line8_8_10 | 0 | 0 | 0 | 0 | 0 | 0 | 0 | 0 | 0 | 0 | 0 | 0 | -1.9847e-11 | -3.0514e-11 | 3.3265e-11 | 1.1776e-12 | 6.5908e-12 | 9.3278e-12 | -3.6921e-11 | 4.2849e-11 | 8.4477e-12 | -1.5996e-12 | -7.4361e-12 | -5.4127e-12 | 0 | 0 | 0 | 0 | 0 | 0 |  | 0.94966 | 0.9481 | 0.94731 | 0.94966 | 0.9481 | 0.94731 | -0.027706 | -120.129 | 119.906 | -0.027706 | -120.129 | 119.906
Line9_3_11 | 0 | 0 | 0 | 0 | 0 | 0 | 0 | 0 | 0 | 0 | 0 | 0 | -1.3893e-10 | -2.136e-10 | 2.3285e-10 | 1.2026e-10 | 1.8967e-10 | -1.9026e-10 | -2.5845e-10 | 2.9994e-10 | 5.9134e-11 | 2.1993e-10 | -2.6453e-10 | -5.6099e-11 | 0 | 0 | 0 | 0 | 0 | 0 |  | 0.94966 | 0.9481 | 0.94731 | 0.94966 | 0.9481 | 0.94731 | -0.027706 | -120.129 | 119.906 | -0.027706 | -120.129 | 119.906

## LLG_min_fault_10
name | pf_ikss_a_from_ka | pf_ikss_b_from_ka | pf_ikss_c_from_ka | pf_ikss_a_to_ka | pf_ikss_b_to_ka | pf_ikss_c_to_ka | pf_skss_a_from_mw | pf_skss_b_from_mw | pf_skss_c_from_mw | pf_skss_a_to_mw | pf_skss_b_to_mw | pf_skss_c_to_mw | pf_p_a_from_mw | pf_p_b_from_mw | pf_p_c_from_mw | pf_p_a_to_mw | pf_p_b_to_mw | pf_p_c_to_mw | pf_q_a_from_mvar | pf_q_b_from_mvar | pf_q_c_from_mvar | pf_q_a_to_mvar | pf_q_b_to_mvar | pf_q_c_to_mvar | pf_ikss_a_from_degree | pf_ikss_b_from_degree | pf_ikss_c_from_degree | pf_ikss_a_to_degree | pf_ikss_b_to_degree | pf_ikss_c_to_degree | 3xI0 | pf_vm_a_from_pu | pf_vm_b_from_pu | pf_vm_c_from_pu | pf_vm_a_to_pu | pf_vm_b_to_pu | pf_vm_c_to_pu | pf_va_a_from_degree | pf_va_b_from_degree | pf_va_c_from_degree | pf_va_a_to_degree | pf_va_b_to_degree | pf_va_c_to_degree
Line0_1_2 | 0 | 0 | 0 | 0 | 0 | 0 | 0 | 0 | 0 | 0 | 0 | 0 | -1.0688e-10 | -1.6432e-10 | 1.7913e-10 | 9.0121e-11 | 1.4285e-10 | -1.409e-10 | -1.9882e-10 | 2.3074e-10 | 4.5491e-11 | 1.6425e-10 | -1.9896e-10 | -4.2767e-11 | 0 | 0 | 0 | 0 | 0 | 0 |  | 0.89968 | 0.8982 | 0.89745 | 0.89968 | 0.8982 | 0.89745 | -0.027706 | -120.129 | 119.906 | -0.027706 | -120.129 | 119.906
Line10_11_12 | 0 | 0 | 0 | 0 | 0 | 0 | 0 | 0 | 0 | 0 | 0 | 0 | -1.0688e-10 | -1.6432e-10 | 1.7913e-10 | 9.0121e-11 | 1.4285e-10 | -1.409e-10 | -1.9882e-10 | 2.3074e-10 | 4.5491e-11 | 1.6425e-10 | -1.9896e-10 | -4.2767e-11 | 0 | 0 | 0 | 0 | 0 | 0 |  | 0.89968 | 0.8982 | 0.89745 | 0.89968 | 0.8982 | 0.89745 | -0.027706 | -120.129 | 119.906 | -0.027706 | -120.129 | 119.906
Line11_12_13 | 0 | 0 | 0 | 0 | 0 | 0 | 0 | 0 | 0 | 0 | 0 | 0 | -8.9064e-11 | -1.3693e-10 | 1.4928e-10 | 7.2308e-11 | 1.1546e-10 | -1.1105e-10 | -1.6568e-10 | 1.9229e-10 | 3.7909e-11 | 1.3111e-10 | -1.605e-10 | -3.5185e-11 | 0 | 0 | 0 | 0 | 0 | 0 |  | 0.89968 | 0.8982 | 0.89745 | 0.89968 | 0.8982 | 0.89745 | -0.027706 | -120.129 | 119.906 | -0.027706 | -120.129 | 119.906
Line12_13_15 | 0 | 0 | 0 | 0 | 0 | 0 | 0 | 0 | 0 | 0 | 0 | 0 | -5.3439e-11 | -8.2159e-11 | 8.9565e-11 | 3.6683e-11 | 6.0688e-11 | -5.1339e-11 | -9.941e-11 | 1.1537e-10 | 2.2746e-11 | 6.4838e-11 | -8.3588e-11 | -2.0022e-11 | 0 | 0 | 0 | 0 | 0 | 0 |  | 0.89968 | 0.8982 | 0.89745 | 0.89968 | 0.8982 | 0.89745 | -0.027706 | -120.129 | 119.906 | -0.027706 | -120.129 | 119.906
Line13_13_14 | 0 | 0 | 0 | 0 | 0 | 0 | 0 | 0 | 0 | 0 | 0 | 0 | -1.7813e-11 | -2.7386e-11 | 2.9855e-11 | 1.0569e-12 | 5.9153e-12 | 8.3718e-12 | -3.3137e-11 | 3.8457e-11 | 7.5819e-12 | -1.4357e-12 | -6.674e-12 | -4.8579e-12 | 0 | 0 | 0 | 0 | 0 | 0 |  | 0.89968 | 0.8982 | 0.89745 | 0.89968 | 0.8982 | 0.89745 | -0.027706 | -120.129 | 119.906 | -0.027706 | -120.129 | 119.906
Line14_15_16 | 0 | 0 | 0 | 0 | 0 | 0 | 0 | 0 | 0 | 0 | 0 | 0 | -3.5626e-11 | -5.4772e-11 | 5.971e-11 | 1.887e-11 | 3.3302e-11 | -2.1483e-11 | -6.6273e-11 | 7.6914e-11 | 1.5164e-11 | 3.1701e-11 | -4.5131e-11 | -1.244e-11 | 0 | 0 | 0 | 0 | 0 | 0 |  | 0.89968 | 0.8982 | 0.89745 | 0.89968 | 0.8982 | 0.89745 | -0.027706 | -120.129 | 119.906 | -0.027706 | -120.129 | 119.906
Line15_16_17 | 0 | 0 | 0 | 0 | 0 | 0 | 0 | 0 | 0 | 0 | 0 | 0 | -1.7813e-11 | -2.7386e-11 | 2.9855e-11 | 1.0569e-12 | 5.9153e-12 | 8.3718e-12 | -3.3137e-11 | 3.8457e-11 | 7.5819e-12 | -1.4357e-12 | -6.674e-12 | -4.8579e-12 | 0 | 0 | 0 | 0 | 0 | 0 |  | 0.89968 | 0.8982 | 0.89745 | 0.89968 | 0.8982 | 0.89745 | -0.027706 | -120.129 | 119.906 | -0.027706 | -120.129 | 119.906
Line16_4_18 | 0 | 0.029127 | 0.029101 | 0 | 0.029127 | 0.029101 | 0 | 0.0067265 | 0.0067206 | 0 | 0.0067265 | 0.0067206 | -2.2942e-11 | 0.0042543 | 0.0042517 | 4.9025e-12 | -0.0042418 | -0.0042343 | -9.9005e-11 | 0.0042597 | 0.0042475 | -1.5092e-12 | -0.0042418 | -0.0042343 | 0 | -165.2018 | 74.9622 | 0 | 14.7982 | -105.0378 |  | 0.8991 | 0.89501 | 0.89424 | 0.89851 | 0.89182 | 0.89103 | -0.028434 | -120.1653 | 119.934 | -0.029162 | -120.2018 | 119.9622
Line17_5_19 | 0 | 0 | 0 | 0 | 0 | 0 | 0 | 0 | 0 | 0 | 0 | 0 | -1.7813e-11 | -2.7386e-11 | 2.9855e-11 | 1.0569e-12 | 5.9153e-12 | 8.3718e-12 | -3.3137e-11 | 3.8457e-11 | 7.5819e-12 | -1.4357e-12 | -6.674e-12 | -4.8579e-12 | 0 | 0 | 0 | 0 | 0 | 0 |  | 0.89968 | 0.8982 | 0.89745 | 0.89968 | 0.8982 | 0.89745 | -0.027706 | -120.129 | 119.906 | -0.027706 | -120.129 | 119.906
Line1_1_3 | 0 | 0 | 0 | 0 | 0 | 0 | 0 | 0 | 0 | 0 | 0 | 0 | -1.425e-10 | -2.1909e-10 | 2.3884e-10 | 1.2575e-10 | 1.9762e-10 | -2.0061e-10 | -2.6509e-10 | 3.0766e-10 | 6.0655e-11 | 2.3052e-10 | -2.7587e-10 | -5.7931e-11 | 0 | 0 | 0 | 0 | 0 | 0 |  | 0.89968 | 0.8982 | 0.89745 | 0.89968 | 0.8982 | 0.89745 | -0.027706 | -120.129 | 119.906 | -0.027706 | -120.129 | 119.906
Line2_1_4 | 0 | 0.029127 | 0.029101 | 0 | 0.029127 | 0.029101 | 0 | 0.0067265 | 0.0067206 | 0 | 0.0067265 | 0.0067206 | -4.3125e-11 | 0.0042667 | 0.004269 | 2.5923e-11 | -0.0042543 | -0.0042517 | -1.5417e-10 | 0.0042776 | 0.0042607 | 9.7533e-11 | -0.0042597 | -0.0042475 | 0 | -165.2018 | 74.9622 | 0 | 14.7982 | -105.0378 |  | 0.89968 | 0.8982 | 0.89745 | 0.8991 | 0.89501 | 0.89424 | -0.027706 | -120.129 | 119.906 | -0.028434 | -120.1653 | 119.934
Line3_1_5 | 0 | 0 | 0 | 0 | 0 | 0 | 0 | 0 | 0 | 0 | 0 | 0 | -3.5626e-11 | -5.4772e-11 | 5.971e-11 | 1.887e-11 | 3.3302e-11 | -2.1483e-11 | -6.6273e-11 | 7.6914e-11 | 1.5164e-11 | 3.1701e-11 | -4.5131e-11 | -1.244e-11 | 0 | 0 | 0 | 0 | 0 | 0 |  | 0.89968 | 0.8982 | 0.89745 | 0.89968 | 0.8982 | 0.89745 | -0.027706 | -120.129 | 119.906 | -0.027706 | -120.129 | 119.906
Line4_2_6 | 0 | 0 | 0 | 0 | 0 | 0 | 0 | 0 | 0 | 0 | 0 | 0 | -8.9064e-11 | -1.3693e-10 | 1.4928e-10 | 7.2308e-11 | 1.1546e-10 | -1.1105e-10 | -1.6568e-10 | 1.9229e-10 | 3.7909e-11 | 1.3111e-10 | -1.605e-10 | -3.5185e-11 | 0 | 0 | 0 | 0 | 0 | 0 |  | 0.89968 | 0.8982 | 0.89745 | 0.89968 | 0.8982 | 0.89745 | -0.027706 | -120.129 | 119.906 | -0.027706 | -120.129 | 119.906
Line5_6_7 | 0 | 0 | 0 | 0 | 0 | 0 | 0 | 0 | 0 | 0 | 0 | 0 | -7.1251e-11 | -1.0954e-10 | 1.1942e-10 | 5.4495e-11 | 8.8074e-11 | -8.1194e-11 | -1.3255e-10 | 1.5383e-10 | 3.0327e-11 | 9.7974e-11 | -1.2205e-10 | -2.7604e-11 | 0 | 0 | 0 | 0 | 0 | 0 |  | 0.89968 | 0.8982 | 0.89745 | 0.89968 | 0.8982 | 0.89745 | -0.027706 | -120.129 | 119.906 | -0.027706 | -120.129 | 119.906
Line6_7_8 | 0 | 0 | 0 | 0 | 0 | 0 | 0 | 0 | 0 | 0 | 0 | 0 | -5.3439e-11 | -8.2159e-11 | 8.9565e-11 | 3.6683e-11 | 6.0688e-11 | -5.1338e-11 | -9.941e-11 | 1.1537e-10 | 2.2746e-11 | 6.4838e-11 | -8.3588e-11 | -2.0022e-11 | 0 | 0 | 0 | 0 | 0 | 0 |  | 0.89968 | 0.8982 | 0.89745 | 0.89968 | 0.8982 | 0.89745 | -0.027706 | -120.129 | 119.906 | -0.027706 | -120.129 | 119.906
Line7_8_9 | 0 | 0 | 0 | 0 | 0 | 0 | 0 | 0 | 0 | 0 | 0 | 0 | -1.7813e-11 | -2.7386e-11 | 2.9855e-11 | 1.0569e-12 | 5.9153e-12 | 8.3718e-12 | -3.3137e-11 | 3.8457e-11 | 7.5819e-12 | -1.4357e-12 | -6.674e-12 | -4.8579e-12 | 0 | 0 | 0 | 0 | 0 | 0 |  | 0.89968 | 0.8982 | 0.89745 | 0.89968 | 0.8982 | 0.89745 | -0.027706 | -120.129 | 119.906 | -0.027706 | -120.129 | 119.906
Line8_8_10 | 0 | 0 | 0 | 0 | 0 | 0 | 0 | 0 | 0 | 0 | 0 | 0 | -1.7813e-11 | -2.7386e-11 | 2.9855e-11 | 1.0569e-12 | 5.9153e-12 | 8.3718e-12 | -3.3137e-11 | 3.8457e-11 | 7.5819e-12 | -1.4357e-12 | -6.674e-12 | -4.8579e-12 | 0 | 0 | 0 | 0 | 0 | 0 |  | 0.89968 | 0.8982 | 0.89745 | 0.89968 | 0.8982 | 0.89745 | -0.027706 | -120.129 | 119.906 | -0.027706 | -120.129 | 119.906
Line9_3_11 | 0 | 0 | 0 | 0 | 0 | 0 | 0 | 0 | 0 | 0 | 0 | 0 | -1.2469e-10 | -1.917e-10 | 2.0899e-10 | 1.0793e-10 | 1.7023e-10 | -1.7076e-10 | -2.3196e-10 | 2.692e-10 | 5.3073e-11 | 1.9738e-10 | -2.3742e-10 | -5.0349e-11 | 0 | 0 | 0 | 0 | 0 | 0 |  | 0.89968 | 0.8982 | 0.89745 | 0.89968 | 0.8982 | 0.89745 | -0.027706 | -120.129 | 119.906 | -0.027706 | -120.129 | 119.906