## LLL_max_6
name | pf_ikss_from_ka | pf_ikss_to_ka | pf_ip_from_ka | pf_ip_to_ka | pf_skss_from_mw | pf_skss_to_mw | pf_p_from_mw | pf_p_to_mw | pf_q_from_mvar | pf_q_to_mvar | pf_ikss_from_degree | pf_ikss_to_degree | pf_vm_from_pu | pf_vm_to_pu | pf_va_from_degree | pf_va_to_degree
Line0_1_2 | 2.1767 | 2.1767 | 0 | 0 | 1.508 | 1.508 | 0.56854 | -0.42641 | 1.1371 | -0.85282 | -67.8829 | 112.1171 | 0.84302 | 0.63226 | -4.4479 | -4.4479
Line10_11_12 | 0 | 0 | 0 | 0 | 0 | 0 | 0 | 0 | 0 | 0 | 0 | 0 | 0.84302 | 0.84302 | -4.4479 | -4.4479
Line11_12_13 | 0 | 0 | 0 | 0 | 0 | 0 | 0 | 0 | 0 | 0 | 0 | 0 | 0.84302 | 0.84302 | -4.4479 | -4.4479
Line12_13_15 | 0 | 0 | 0 | 0 | 0 | 0 | 0 | 0 | 0 | 0 | 0 | 0 | 0.84302 | 0.84302 | -4.4479 | -4.4479
Line13_13_14 | 0 | 0 | 0 | 0 | 0 | 0 | 0 | 0 | 0 | 0 | 0 | 0 | 0.84302 | 0.84302 | -4.4479 | -4.4479
Line14_15_16 | 0 | 0 | 0 | 0 | 0 | 0 | 0 | 0 | 0 | 0 | 0 | 0 | 0.84302 | 0.84302 | -4.4479 | -4.4479
Line15_16_17 | 0 | 0 | 0 | 0 | 0 | 0 | 0 | 0 | 0 | 0 | 0 | 0 | 0.84302 | 0.84302 | -4.4479 | -4.4479
Line16_4_18 | 0 | 0 | 0 | 0 | 0 | 0 | 0 | 0 | 0 | 0 | 0 | 0 | 0.84302 | 0.84302 | -4.4479 | -4.4479
Line17_5_19 | 0 | 0 | 0 | 0 | 0 | 0 | 0 | 0 | 0 | 0 | 0 | 0 | 0.84302 | 0.84302 | -4.4479 | -4.4479
Line1_1_3 | 0 | 0 | 0 | 0 | 0 | 0 | 0 | 0 | 0 | 0 | 0 | 0 | 0.84302 | 0.84302 | -4.4479 | -4.4479
Line2_1_4 | 0 | 0 | 0 | 0 | 0 | 0 | 0 | 0 | 0 | 0 | 0 | 0 | 0.84302 | 0.84302 | -4.4479 | -4.4479
Line3_1_5 | 0 | 0 | 0 | 0 | 0 | 0 | 0 | 0 | 0 | 0 | 0 | 0 | 0.84302 | 0.84302 | -4.4479 | -4.4479
Line4_2_6 | 2.1767 | 2.1767 | 0 | 0 | 1.508 | 1.508 | 0.42641 | -0.28427 | 0.85282 | -0.56854 | -67.8829 | 112.1171 | 0.63226 | 0.42151 | -4.4479 | -4.4479
Line5_6_7 | 2.1767 | 2.1767 | 0 | 0 | 1.508 | 1.508 | 0.28427 | -0.14214 | 0.56854 | -0.28427 | -67.8829 | 112.1171 | 0.42151 | 0.21075 | -4.4479 | -4.4479
Line6_7_8 | 2.1767 | 2.1767 | 0 | 4.0311 | 1.508 | 1.508 | 0.14214 | -1e-07 | 0.28427 | -1e-07 | -67.8829 | 112.1171 | 0.21075 | 0 | -4.4479 | 0
Line7_8_9 | 0 | 0 | 0 | 0 | 0 | 0 | 8.4632e-22 | 0 | 4.2265e-22 | 0 | 0 | 0 | 0 | 0 | 0 | 0
Line8_8_10 | 0 | 0 | 0 | 0 | 0 | 0 | 8.4632e-22 | 0 | 4.2265e-22 | 0 | 0 | 0 | 0 | 0 | 0 | 0
Line9_3_11 | 0 | 0 | 0 | 0 | 0 | 0 | 0 | 0 | 0 | 0 | 0 | 0 | 0.84302 | 0.84302 | -4.4479 | -4.4479

## LLL_max_10
name | pf_ikss_from_ka | pf_ikss_to_ka | pf_ip_from_ka | pf_ip_to_ka | pf_skss_from_mw | pf_skss_to_mw | pf_p_from_mw | pf_p_to_mw | pf_q_from_mvar | pf_q_to_mvar | pf_ikss_from_degree | pf_ikss_to_degree | pf_vm_from_pu | pf_vm_to_pu | pf_va_from_degree | pf_va_to_degree
Line0_1_2 | 2.259 | 2.259 | 0 | 0 | 1.5651 | 1.5651 | 0.61237 | -0.45928 | 1.2247 | -0.91856 | -68.05 | 111.95 | 0.87491 | 0.65618 | -4.615 | -4.615
Line10_11_12 | 0 | 0 | 0 | 0 | 0 | 0 | 0 | 0 | 0 | 0 | 0 | 0 | 0.87491 | 0.87491 | -4.615 | -4.615
Line11_12_13 | 0 | 0 | 0 | 0 | 0 | 0 | 0 | 0 | 0 | 0 | 0 | 0 | 0.87491 | 0.87491 | -4.615 | -4.615
Line12_13_15 | 0 | 0 | 0 | 0 | 0 | 0 | 0 | 0 | 0 | 0 | 0 | 0 | 0.87491 | 0.87491 | -4.615 | -4.615
Line13_13_14 | 0 | 0 | 0 | 0 | 0 | 0 | 0 | 0 | 0 | 0 | 0 | 0 | 0.87491 | 0.87491 | -4.615 | -4.615
Line14_15_16 | 0 | 0 | 0 | 0 | 0 | 0 | 0 | 0 | 0 | 0 | 0 | 0 | 0.87491 | 0.87491 | -4.615 | -4.615
Line15_16_17 | 0 | 0 | 0 | 0 | 0 | 0 | 0 | 0 | 0 | 0 | 0 | 0 | 0.87491 | 0.87491 | -4.615 | -4.615
Line16_4_18 | 0 | 0 | 0 | 0 | 0 | 0 | 0 | 0 | 0 | 0 | 0 | 0 | 0.87491 | 0.87491 | -4.615 | -4.615
Line17_5_19 | 0 | 0 | 0 | 0 | 0 | 0 | 0 | 0 | 0 | 0 | 0 | 0 | 0.87491 | 0.87491 | -4.615 | -4.615
Line1_1_3 | 0 | 0 | 0 | 0 | 0 | 0 | 0 | 0 | 0 | 0 | 0 | 0 | 0.87491 | 0.87491 | -4.615 | -4.615
Line2_1_4 | 0 | 0 | 0 | 0 | 0 | 0 | 0 | 0 | 0 | 0 | 0 | 0 | 0.87491 | 0.87491 | -4.615 | -4.615
Line3_1_5 | 0 | 0 | 0 | 0 | 0 | 0 | 0 | 0 | 0 | 0 | 0 | 0 | 0.87491 | 0.87491 | -4.615 | -4.615
Line4_2_6 | 2.259 | 2.259 | 0 | 0 | 1.5651 | 1.5651 | 0.45928 | -0.30619 | 0.91856 | -0.61237 | -68.05 | 111.95 | 0.65618 | 0.43745 | -4.615 | -4.615
Line5_6_7 | 2.259 | 2.259 | 0 | 0 | 1.5651 | 1.5651 | 0.30619 | -0.15309 | 0.61237 | -0.30619 | -68.05 | 111.95 | 0.43745 | 0.21873 | -4.615 | -4.615
Line6_7_8 | 2.259 | 2.259 | 0 | 4.1931 | 1.5651 | 1.5651 | 0.15309 | -1e-07 | 0.30619 | -1e-07 | -68.05 | 111.95 | 0.21873 | 0 | -4.615 | 0
Line7_8_9 | 0 | 0 | 0 | 0 | 0 | 0 | 1.1499e-21 | 0 | -5.8009e-22 | 0 | 0 | 0 | 0 | 0 | 0 | 0
Line8_8_10 | 0 | 0 | 0 | 0 | 0 | 0 | 1.1499e-21 | 0 | -5.8009e-22 | 0 | 0 | 0 | 0 | 0 | 0 | 0
Line9_3_11 | 0 | 0 | 0 | 0 | 0 | 0 | 0 | 0 | 0 | 0 | 0 | 0 | 0.87491 | 0.87491 | -4.615 | -4.615

## LLL_max_fault_6
name | pf_ikss_from_ka | pf_ikss_to_ka | pf_ip_from_ka | pf_ip_to_ka | pf_skss_from_mw | pf_skss_to_mw | pf_p_from_mw | pf_p_to_mw | pf_q_from_mvar | pf_q_to_mvar | pf_ikss_from_degree | pf_ikss_to_degree | pf_vm_from_pu | pf_vm_to_pu | pf_va_from_degree | pf_va_to_degree
Line0_1_2 | 0.033802 | 0.033802 | 0 | 0 | 0.023418 | 0.023418 | 0.017275 | -0.017241 | 0.017412 | -0.017344 | -45.346 | 134.654 | 1.0474 | 1.0443 | -0.11952 | -0.17563
Line10_11_12 | 0 | 0 | 0 | 0 | 0 | 0 | 0 | 0 | 0 | 0 | 0 | 0 | 1.0474 | 1.0474 | -0.11952 | -0.11952
Line11_12_13 | 0 | 0 | 0 | 0 | 0 | 0 | 0 | 0 | 0 | 0 | 0 | 0 | 1.0474 | 1.0474 | -0.11952 | -0.11952
Line12_13_15 | 0 | 0 | 0 | 0 | 0 | 0 | 0 | 0 | 0 | 0 | 0 | 0 | 1.0474 | 1.0474 | -0.11952 | -0.11952
Line13_13_14 | 0 | 0 | 0 | 0 | 0 | 0 | 0 | 0 | 0 | 0 | 0 | 0 | 1.0474 | 1.0474 | -0.11952 | -0.11952
Line14_15_16 | 0 | 0 | 0 | 0 | 0 | 0 | 0 | 0 | 0 | 0 | 0 | 0 | 1.0474 | 1.0474 | -0.11952 | -0.11952
Line15_16_17 | 0 | 0 | 0 | 0 | 0 | 0 | 0 | 0 | 0 | 0 | 0 | 0 | 1.0474 | 1.0474 | -0.11952 | -0.11952
Line16_4_18 | 0 | 0 | 0 | 0 | 0 | 0 | 0 | 0 | 0 | 0 | 0 | 0 | 1.0474 | 1.0474 | -0.11952 | -0.11952
Line17_5_19 | 0 | 0 | 0 | 0 | 0 | 0 | 0 | 0 | 0 | 0 | 0 | 0 | 1.0474 | 1.0474 | -0.11952 | -0.11952
Line1_1_3 | 0 | 0 | 0 | 0 | 0 | 0 | 0 | 0 | 0 | 0 | 0 | 0 | 1.0474 | 1.0474 | -0.11952 | -0.11952
Line2_1_4 | 0 | 0 | 0 | 0 | 0 | 0 | 0 | 0 | 0 | 0 | 0 | 0 | 1.0474 | 1.0474 | -0.11952 | -0.11952
Line3_1_5 | 0 | 0 | 0 | 0 | 0 | 0 | 0 | 0 | 0 | 0 | 0 | 0 | 1.0474 | 1.0474 | -0.11952 | -0.11952
Line4_2_6 | 0.033802 | 0.033802 | 0 | 0 | 0.023418 | 0.023418 | 0.017241 | -0.017207 | 0.017344 | -0.017275 | -45.346 | 134.654 | 1.0443 | 1.0412 | -0.17563 | -0.23207
Line5_6_7 | 0.033802 | 0.033802 | 0 | 0 | 0.023418 | 0.023418 | 0.017207 | -0.017173 | 0.017275 | -0.017207 | -45.346 | 134.654 | 1.0412 | 1.0381 | -0.23207 | -0.28886
Line6_7_8 | 0.033802 | 0.033802 | 0 | 0.0626 | 0.023418 | 0.023418 | 0.017173 | -0.017138 | 0.017207 | -0.017138 | -45.346 | 134.654 | 1.0381 | 1.035 | -0.28886 | -0.34598
Line7_8_9 | 0 | 0 | 0 | 0 | 0 | 0 | -1.7102e-10 | 0 | 7.2182e-11 | 0 | 0 | 0 | 1.035 | 1.035 | -0.34598 | -0.34598
Line8_8_10 | 0 | 0 | 0 | 0 | 0 | 0 | -1.7102e-10 | 0 | 7.2182e-11 | 0 | 0 | 0 | 1.035 | 1.035 | -0.34598 | -0.34598
Line9_3_11 | 0 | 0 | 0 | 0 | 0 | 0 | 0 | 0 | 0 | 0 | 0 | 0 | 1.0474 | 1.0474 | -0.11952 | -0.11952

## LLL_max_fault_10
name | pf_ikss_from_ka | pf_ikss_to_ka | pf_ip_from_ka | pf_ip_to_ka | pf_skss_from_mw | pf_skss_to_mw | pf_p_from_mw | pf_p_to_mw | pf_q_from_mvar | pf_q_to_mvar | pf_ikss_from_degree | pf_ikss_to_degree | pf_vm_from_pu | pf_vm_to_pu | pf_va_from_degree | pf_va_to_degree
Line0_1_2 | 0.035407 | 0.035407 | 0 | 0 | 0.024531 | 0.024531 | 0.018955 | -0.018918 | 0.019106 | -0.019031 | -45.3516 | 134.6484 | 1.0971 | 1.0939 | -0.12515 | -0.18126
Line10_11_12 | 0 | 0 | 0 | 0 | 0 | 0 | 0 | 0 | 0 | 0 | 0 | 0 | 1.0971 | 1.0971 | -0.12515 | -0.12515
Line11_12_13 | 0 | 0 | 0 | 0 | 0 | 0 | 0 | 0 | 0 | 0 | 0 | 0 | 1.0971 | 1.0971 | -0.12515 | -0.12515
Line12_13_15 | 0 | 0 | 0 | 0 | 0 | 0 | 0 | 0 | 0 | 0 | 0 | 0 | 1.0971 | 1.0971 | -0.12515 | -0.12515
Line13_13_14 | 0 | 0 | 0 | 0 | 0 | 0 | 0 | 0 | 0 | 0 | 0 | 0 | 1.0971 | 1.0971 | -0.12515 | -0.12515
Line14_15_16 | 0 | 0 | 0 | 0 | 0 | 0 | 0 | 0 | 0 | 0 | 0 | 0 | 1.0971 | 1.0971 | -0.12515 | -0.12515
Line15_16_17 | 0 | 0 | 0 | 0 | 0 | 0 | 0 | 0 | 0 | 0 | 0 | 0 | 1.0971 | 1.0971 | -0.12515 | -0.12515
Line16_4_18 | 0 | 0 | 0 | 0 | 0 | 0 | 0 | 0 | 0 | 0 | 0 | 0 | 1.0971 | 1.0971 | -0.12515 | -0.12515
Line17_5_19 | 0 | 0 | 0 | 0 | 0 | 0 | 0 | 0 | 0 | 0 | 0 | 0 | 1.0971 | 1.0971 | -0.12515 | -0.12515
Line1_1_3 | 0 | 0 | 0 | 0 | 0 | 0 | 0 | 0 | 0 | 0 | 0 | 0 | 1.0971 | 1.0971 | -0.12515 | -0.12515
Line2_1_4 | 0 | 0 | 0 | 0 | 0 | 0 | 0 | 0 | 0 | 0 | 0 | 0 | 1.0971 | 1.0971 | -0.12515 | -0.12515
Line3_1_5 | 0 | 0 | 0 | 0 | 0 | 0 | 0 | 0 | 0 | 0 | 0 | 0 | 1.0971 | 1.0971 | -0.12515 | -0.12515
Line4_2_6 | 0.035407 | 0.035407 | 0 | 0 | 0.024531 | 0.024531 | 0.018918 | -0.01888 | 0.019031 | -0.018955 | -45.3516 | 134.6484 | 1.0939 | 1.0906 | -0.18126 | -0.23771
Line5_6_7 | 0.035407 | 0.035407 | 0 | 0 | 0.024531 | 0.024531 | 0.01888 | -0.018842 | 0.018955 | -0.01888 | -45.3516 | 134.6484 | 1.0906 | 1.0874 | -0.23771 | -0.29449
Line6_7_8 | 0.035407 | 0.035407 | 0 | 0.065722 | 0.024531 | 0.024531 | 0.018842 | -0.018805 | 0.01888 | -0.018805 | -45.3516 | 134.6484 | 1.0874 | 1.0841 | -0.29449 | -0.35161
Line7_8_9 | 0 | 0 | 0 | 0 | 0 | 0 | -1.8919e-10 | 0 | 8.0501e-11 | 0 | 0 | 0 | 1.0841 | 1.0841 | -0.35161 | -0.35161
Line8_8_10 | 0 | 0 | 0 | 0 | 0 | 0 | -1.8919e-10 | 0 | 8.0501e-11 | 0 | 0 | 0 | 1.0841 | 1.0841 | -0.35161 | -0.35161
Line9_3_11 | 0 | 0 | 0 | 0 | 0 | 0 | 0 | 0 | 0 | 0 | 0 | 0 | 1.0971 | 1.0971 | -0.12515 | -0.12515

## LLL_min_6
name | pf_ikss_from_ka | pf_ikss_to_ka | pf_ip_from_ka | pf_ip_to_ka | pf_skss_from_mw | pf_skss_to_mw | pf_p_from_mw | pf_p_to_mw | pf_q_from_mvar | pf_q_to_mvar | pf_ikss_from_degree | pf_ikss_to_degree | pf_vm_from_pu | pf_vm_to_pu | pf_va_from_degree | pf_va_to_degree
Line0_1_2 | 1.6801 | 1.6801 | 0 | 0 | 1.164 | 1.164 | 0.65034 | -0.48775 | 0.67743 | -0.50807 | -52.8727 | 127.1273 | 0.80677 | 0.60508 | -6.7036 | -6.7036
Line10_11_12 | 0 | 0 | 0 | 0 | 0 | 0 | 0 | 0 | 0 | 0 | 0 | 0 | 0.80677 | 0.80677 | -6.7036 | -6.7036
Line11_12_13 | 0 | 0 | 0 | 0 | 0 | 0 | 0 | 0 | 0 | 0 | 0 | 0 | 0.80677 | 0.80677 | -6.7036 | -6.7036
Line12_13_15 | 0 | 0 | 0 | 0 | 0 | 0 | 0 | 0 | 0 | 0 | 0 | 0 | 0.80677 | 0.80677 | -6.7036 | -6.7036
Line13_13_14 | 0 | 0 | 0 | 0 | 0 | 0 | 0 | 0 | 0 | 0 | 0 | 0 | 0.80677 | 0.80677 | -6.7036 | -6.7036
Line14_15_16 | 0 | 0 | 0 | 0 | 0 | 0 | 0 | 0 | 0 | 0 | 0 | 0 | 0.80677 | 0.80677 | -6.7036 | -6.7036
Line15_16_17 | 0 | 0 | 0 | 0 | 0 | 0 | 0 | 0 | 0 | 0 | 0 | 0 | 0.80677 | 0.80677 | -6.7036 | -6.7036
Line16_4_18 | 0 | 0 | 0 | 0 | 0 | 0 | 0 | 0 | 0 | 0 | 0 | 0 | 0.80677 | 0.80677 | -6.7036 | -6.7036
Line17_5_19 | 0 | 0 | 0 | 0 | 0 | 0 | 0 | 0 | 0 | 0 | 0 | 0 | 0.80677 | 0.80677 | -6.7036 | -6.7036
Line1_1_3 | 0 | 0 | 0 | 0 | 0 | 0 | 0 | 0 | 0 | 0 | 0 | 0 | 0.80677 | 0.80677 | -6.7036 | -6.7036
Line2_1_4 | 0 | 0 | 0 | 0 | 0 | 0 | 0 | 0 | 0 | 0 | 0 | 0 | 0.80677 | 0.80677 | -6.7036 | -6.7036
Line3_1_5 | 0 | 0 | 0 | 0 | 0 | 0 | 0 | 0 | 0 | 0 | 0 | 0 | 0.80677 | 0.80677 | -6.7036 | -6.7036
Line4_2_6 | 1.6801 | 1.6801 | 0 | 0 | 1.164 | 1.164 | 0.48775 | -0.32517 | 0.50807 | -0.33872 | -52.8727 | 127.1273 | 0.60508 | 0.40338 | -6.7036 | -6.7036
Line5_6_7 | 1.6801 | 1.6801 | 0 | 0 | 1.164 | 1.164 | 0.32517 | -0.16258 | 0.33872 | -0.16936 | -52.8727 | 127.1273 | 0.40338 | 0.20169 | -6.7036 | -6.7036
Line6_7_8 | 1.6801 | 1.6801 | 0 | 2.6638 | 1.164 | 1.164 | 0.16258 | -1e-07 | 0.16936 | -1e-07 | -52.8727 | 127.1273 | 0.20169 | 0 | -6.7036 | 0
Line7_8_9 | 0 | 0 | 0 | 0 | 0 | 0 | 7.0075e-22 | 0 | 9.1561e-22 | 0 | 0 | 0 | 0 | 0 | 0 | 0
Line8_8_10 | 0 | 0 | 0 | 0 | 0 | 0 | 7.0075e-22 | 0 | 9.1561e-22 | 0 | 0 | 0 | 0 | 0 | 0 | 0
Line9_3_11 | 0 | 0 | 0 | 0 | 0 | 0 | 0 | 0 | 0 | 0 | 0 | 0 | 0.80677 | 0.80677 | -6.7036 | -6.7036

## LLL_min_10
name | pf_ikss_from_ka | pf_ikss_to_ka | pf_ip_from_ka | pf_ip_to_ka | pf_skss_from_mw | pf_skss_to_mw | pf_p_from_mw | pf_p_to_mw | pf_q_from_mvar | pf_q_to_mvar | pf_ikss_from_degree | pf_ikss_to_degree | pf_vm_from_pu | pf_vm_to_pu | pf_va_from_degree | pf_va_to_degree
Line0_1_2 | 1.5916 | 1.5916 | 0 | 0 | 1.1027 | 1.1027 | 0.58368 | -0.43776 | 0.608 | -0.456 | -52.8727 | 127.1273 | 0.76431 | 0.57323 | -6.7036 | -6.7036
Line10_11_12 | 0 | 0 | 0 | 0 | 0 | 0 | 0 | 0 | 0 | 0 | 0 | 0 | 0.76431 | 0.76431 | -6.7036 | -6.7036
Line11_12_13 | 0 | 0 | 0 | 0 | 0 | 0 | 0 | 0 | 0 | 0 | 0 | 0 | 0.76431 | 0.76431 | -6.7036 | -6.7036
Line12_13_15 | 0 | 0 | 0 | 0 | 0 | 0 | 0 | 0 | 0 | 0 | 0 | 0 | 0.76431 | 0.76431 | -6.7036 | -6.7036
Line13_13_14 | 0 | 0 | 0 | 0 | 0 | 0 | 0 | 0 | 0 | 0 | 0 | 0 | 0.76431 | 0.76431 | -6.7036 | -6.7036
Line14_15_16 | 0 | 0 | 0 | 0 | 0 | 0 | 0 | 0 | 0 | 0 | 0 | 0 | 0.76431 | 0.76431 | -6.7036 | -6.7036
Line15_16_17 | 0 | 0 | 0 | 0 | 0 | 0 | 0 | 0 | 0 | 0 | 0 | 0 | 0.76431 | 0.76431 | -6.7036 | -6.7036
Line16_4_18 | 0 | 0 | 0 | 0 | 0 | 0 | 0 | 0 | 0 | 0 | 0 | 0 | 0.76431 | 0.76431 | -6.7036 | -6.7036
Line17_5_19 | 0 | 0 | 0 | 0 | 0 | 0 | 0 | 0 | 0 | 0 | 0 | 0 | 0.76431 | 0.76431 | -6.7036 | -6.7036
Line1_1_3 | 0 | 0 | 0 | 0 | 0 | 0 | 0 | 0 | 0 | 0 | 0 | 0 | 0.76431 | 0.76431 | -6.7036 | -6.7036
Line2_1_4 | 0 | 0 | 0 | 0 | 0 | 0 | 0 | 0 | 0 | 0 | 0 | 0 | 0.76431 | 0.76431 | -6.7036 | -6.7036
Line3_1_5 | 0 | 0 | 0 | 0 | 0 | 0 | 0 | 0 | 0 | 0 | 0 | 0 | 0.76431 | 0.76431 | -6.7036 | -6.7036
Line4_2_6 | 1.5916 | 1.5916 | 0 | 0 | 1.1027 | 1.1027 | 0.43776 | -0.29184 | 0.456 | -0.304 | -52.8727 | 127.1273 | 0.57323 | 0.38215 | -6.7036 | -6.7036
Line5_6_7 | 1.5916 | 1.5916 | 0 | 0 | 1.1027 | 1.1027 | 0.29184 | -0.14592 | 0.304 | -0.152 | -52.8727 | 127.1273 | 0.38215 | 0.19108 | -6.7036 | -6.7036
Line6_7_8 | 1.5916 | 1.5916 | 0 | 2.5236 | 1.1027 | 1.1027 | 0.14592 | -1e-07 | 0.152 | -1e-07 | -52.8727 | 127.1273 | 0.19108 | 0 | -6.7036 | 0
Line7_8_9 | 0 | 0 | 0 | 0 | 0 | 0 | 6.276e-22 | 0 | 8.2153e-22 | 0 | 0 | 0 | 0 | 0 | 0 | 0
Line8_8_10 | 0 | 0 | 0 | 0 | 0 | 0 | 6.276e-22 | 0 | 8.2153e-22 | 0 | 0 | 0 | 0 | 0 | 0 | 0
Line9_3_11 | 0 | 0 | 0 | 0 | 0 | 0 | 0 | 0 | 0 | 0 | 0 | 0 | 0.76431 | 0.76431 | -6.7036 | -6.7036

## LLL_min_fault_6
name | pf_ikss_from_ka | pf_ikss_to_ka | pf_ip_from_ka | pf_ip_to_ka | pf_skss_from_mw | pf_skss_to_mw | pf_p_from_mw | pf_p_to_mw | pf_q_from_mvar | pf_q_to_mvar | pf_ikss_from_degree | pf_ikss_to_degree | pf_vm_from_pu | pf_vm_to_pu | pf_va_from_degree | pf_va_to_degree
Line0_1_2 | 0.030469 | 0.030469 | 0 | 0 | 0.02111 | 0.02111 | 0.01414 | -0.014086 | 0.014149 | -0.014093 | -45.1423 | 134.8577 | 0.94756 | 0.9439 | -0.12428 | -0.12874
Line10_11_12 | 0 | 0 | 0 | 0 | 0 | 0 | 0 | 0 | 0 | 0 | 0 | 0 | 0.94756 | 0.94756 | -0.12428 | -0.12428
Line11_12_13 | 0 | 0 | 0 | 0 | 0 | 0 | 0 | 0 | 0 | 0 | 0 | 0 | 0.94756 | 0.94756 | -0.12428 | -0.12428
Line12_13_15 | 0 | 0 | 0 | 0 | 0 | 0 | 0 | 0 | 0 | 0 | 0 | 0 | 0.94756 | 0.94756 | -0.12428 | -0.12428
Line13_13_14 | 0 | 0 | 0 | 0 | 0 | 0 | 0 | 0 | 0 | 0 | 0 | 0 | 0.94756 | 0.94756 | -0.12428 | -0.12428
Line14_15_16 | 0 | 0 | 0 | 0 | 0 | 0 | 0 | 0 | 0 | 0 | 0 | 0 | 0.94756 | 0.94756 | -0.12428 | -0.12428
Line15_16_17 | 0 | 0 | 0 | 0 | 0 | 0 | 0 | 0 | 0 | 0 | 0 | 0 | 0.94756 | 0.94756 | -0.12428 | -0.12428
Line16_4_18 | 0 | 0 | 0 | 0 | 0 | 0 | 0 | 0 | 0 | 0 | 0 | 0 | 0.94756 | 0.94756 | -0.12428 | -0.12428
Line17_5_19 | 0 | 0 | 0 | 0 | 0 | 0 | 0 | 0 | 0 | 0 | 0 | 0 | 0.94756 | 0.94756 | -0.12428 | -0.12428
Line1_1_3 | 0 | 0 | 0 | 0 | 0 | 0 | 0 | 0 | 0 | 0 | 0 | 0 | 0.94756 | 0.94756 | -0.12428 | -0.12428
Line2_1_4 | 0 | 0 | 0 | 0 | 0 | 0 | 0 | 0 | 0 | 0 | 0 | 0 | 0.94756 | 0.94756 | -0.12428 | -0.12428
Line3_1_5 | 0 | 0 | 0 | 0 | 0 | 0 | 0 | 0 | 0 | 0 | 0 | 0 | 0.94756 | 0.94756 | -0.12428 | -0.12428
Line4_2_6 | 0.030469 | 0.030469 | 0 | 0 | 0.02111 | 0.02111 | 0.014086 | -0.014033 | 0.014093 | -0.014037 | -45.1423 | 134.8577 | 0.9439 | 0.94024 | -0.12874 | -0.13323
Line5_6_7 | 0.030469 | 0.030469 | 0 | 0 | 0.02111 | 0.02111 | 0.014033 | -0.013979 | 0.014037 | -0.013981 | -45.1423 | 134.8577 | 0.94024 | 0.93659 | -0.13323 | -0.13776
Line6_7_8 | 0.030469 | 0.030469 | 0 | 0.04831 | 0.02111 | 0.02111 | 0.013979 | -0.013926 | 0.013981 | -0.013926 | -45.1423 | 134.8577 | 0.93659 | 0.93293 | -0.13776 | -0.14233
Line7_8_9 | 0 | 0 | 0 | 0 | 0 | 0 | -1.7514e-10 | 0 | 2.4218e-11 | 0 | 0 | 0 | 0.93293 | 0.93293 | -0.14233 | -0.14233
Line8_8_10 | 0 | 0 | 0 | 0 | 0 | 0 | -1.7514e-10 | 0 | 2.4218e-11 | 0 | 0 | 0 | 0.93293 | 0.93293 | -0.14233 | -0.14233
Line9_3_11 | 0 | 0 | 0 | 0 | 0 | 0 | 0 | 0 | 0 | 0 | 0 | 0 | 0.94756 | 0.94756 | -0.12428 | -0.12428

## LLL_min_fault_10
name | pf_ikss_from_ka | pf_ikss_to_ka | pf_ip_from_ka | pf_ip_to_ka | pf_skss_from_mw | pf_skss_to_mw | pf_p_from_mw | pf_p_to_mw | pf_q_from_mvar | pf_q_to_mvar | pf_ikss_from_degree | pf_ikss_to_degree | pf_vm_from_pu | pf_vm_to_pu | pf_va_from_degree | pf_va_to_degree
Line0_1_2 | 0.028866 | 0.028866 | 0 | 0 | 0.019999 | 0.019999 | 0.01269 | -0.012642 | 0.012698 | -0.012648 | -45.1423 | 134.8577 | 0.89769 | 0.89422 | -0.12428 | -0.12874
Line10_11_12 | 0 | 0 | 0 | 0 | 0 | 0 | 0 | 0 | 0 | 0 | 0 | 0 | 0.89769 | 0.89769 | -0.12428 | -0.12428
Line11_12_13 | 0 | 0 | 0 | 0 | 0 | 0 | 0 | 0 | 0 | 0 | 0 | 0 | 0.89769 | 0.89769 | -0.12428 | -0.12428
Line12_13_15 | 0 | 0 | 0 | 0 | 0 | 0 | 0 | 0 | 0 | 0 | 0 | 0 | 0.89769 | 0.89769 | -0.12428 | -0.12428
Line13_13_14 | 0 | 0 | 0 | 0 | 0 | 0 | 0 | 0 | 0 | 0 | 0 | 0 | 0.89769 | 0.89769 | -0.12428 | -0.12428
Line14_15_16 | 0 | 0 | 0 | 0 | 0 | 0 | 0 | 0 | 0 | 0 | 0 | 0 | 0.89769 | 0.89769 | -0.12428 | -0.12428
Line15_16_17 | 0 | 0 | 0 | 0 | 0 | 0 | 0 | 0 | 0 | 0 | 0 | 0 | 0.89769 | 0.89769 | -0.12428 | -0.12428
Line16_4_18 | 0 | 0 | 0 | 0 | 0 | 0 | 0 | 0 | 0 | 0 | 0 | 0 | 0.89769 | 0.89769 | -0.12428 | -0.12428
Line17_5_19 | 0 | 0 | 0 | 0 | 0 | 0 | 0 | 0 | 0 | 0 | 0 | 0 | 0.89769 | 0.89769 | -0.12428 | -0.12428
Line1_1_3 | 0 | 0 | 0 | 0 | 0 | 0 | 0 | 0 | 0 | 0 | 0 | 0 | 0.89769 | 0.89769 | -0.12428 | -0.12428
Line2_1_4 | 0 | 0 | 0 | 0 | 0 | 0 | 0 | 0 | 0 | 0 | 0 | 0 | 0.89769 | 0.89769 | -0.12428 | -0.12428
Line3_1_5 | 0 | 0 | 0 | 0 | 0 | 0 | 0 | 0 | 0 | 0 | 0 | 0 | 0.89769 | 0.89769 | -0.12428 | -0.12428
Line4_2_6 | 0.028866 | 0.028866 | 0 | 0 | 0.019999 | 0.019999 | 0.012642 | -0.012594 | 0.012648 | -0.012598 | -45.1423 | 134.8577 | 0.89422 | 0.89076 | -0.12874 | -0.13323
Line5_6_7 | 0.028866 | 0.028866 | 0 | 0 | 0.019999 | 0.019999 | 0.012594 | -0.012546 | 0.012598 | -0.012548 | -45.1423 | 134.8577 | 0.89076 | 0.88729 | -0.13323 | -0.13776
Line6_7_8 | 0.028866 | 0.028866 | 0 | 0.045767 | 0.019999 | 0.019999 | 0.012546 | -0.012498 | 0.012548 | -0.012498 | -45.1423 | 134.8577 | 0.88729 | 0.88383 | -0.13776 | -0.14233
Line7_8_9 | 0 | 0 | 0 | 0 | 0 | 0 | -1.5719e-10 | 0 | 2.1736e-11 | 0 | 0 | 0 | 0.88383 | 0.88383 | -0.14233 | -0.14233
Line8_8_10 | 0 | 0 | 0 | 0 | 0 | 0 | -1.5719e-10 | 0 | 2.1736e-11 | 0 | 0 | 0 | 0.88383 | 0.88383 | -0.14233 | -0.14233
Line9_3_11 | 0 | 0 | 0 | 0 | 0 | 0 | 0 | 0 | 0 | 0 | 0 | 0 | 0.89769 | 0.89769 | -0.12428 | -0.12428

## LL_max_6
name | pf_ikss_a_from_ka | pf_ikss_b_from_ka | pf_ikss_c_from_ka | pf_ikss_a_to_ka | pf_ikss_b_to_ka | pf_ikss_c_to_ka | pf_skss_a_from_mw | pf_skss_b_from_mw | pf_skss_c_from_mw | pf_skss_a_to_mw | pf_skss_b_to_mw | pf_skss_c_to_mw | pf_p_a_from_mw | pf_p_b_from_mw | pf_p_c_from_mw | pf_p_a_to_mw | pf_p_b_to_mw | pf_p_c_to_mw | pf_q_a_from_mvar | pf_q_b_from_mvar | pf_q_c_from_mvar | pf_q_a_to_mvar | pf_q_b_to_mvar | pf_q_c_to_mvar | pf_ikss_a_from_degree | pf_ikss_b_from_degree | pf_ikss_c_from_degree | pf_ikss_a_to_degree | pf_ikss_b_to_degree | pf_ikss_c_to_degree | pf_vm_a_from_pu | pf_vm_b_from_pu | pf_vm_c_from_pu | pf_vm_a_to_pu | pf_vm_b_to_pu | pf_vm_c_to_pu | pf_va_a_from_degree | pf_va_b_from_degree | pf_va_c_from_degree | pf_va_a_to_degree | pf_va_b_to_degree | pf_va_c_to_degree
Line0_1_2 | 0 | 1.885 | 1.885 | 0 | 1.885 | 1.885 | 0 | 0.43533 | 0.43533 | 0 | 0.43533 | 0.43533 | 6.6058e-16 | 0.35387 | -0.069596 | -6.2172e-16 | -0.31833 | 0.10513 | -9.7145e-17 | 0.19822 | 0.37032 | 1.1657e-16 | -0.12715 | -0.29925 | 0 | -157.8829 | 22.1171 | 0 | 22.1171 | -157.8829 | 1.05 | 0.93171 | 0.86555 | 1.05 | 0.78742 | 0.7286 | 1.1456e-13 | -128.6271 | 122.7608 | 1.0453e-13 | -136.1092 | 131.4739
Line10_11_12 | 0 | 0 | 0 | 0 | 0 | 0 | 0 | 0 | 0 | 0 | 0 | 0 | 2.9143e-16 | -2.1811e-09 | -3.489e-09 | -2.9143e-16 | 2.1811e-09 | 3.489e-09 | 3.8858e-17 | 3.2284e-09 | -9.6307e-10 | -5.8287e-17 | -3.2284e-09 | 9.6307e-10 | 0 | 0 | 0 | 0 | 0 | 0 | 1.05 | 0.93171 | 0.86555 | 1.05 | 0.93171 | 0.86555 | 1.0204e-13 | -128.6271 | 122.7608 | 9.6495e-14 | -128.6271 | 122.7608
Line11_12_13 | 0 | 0 | 0 | 0 | 0 | 0 | 0 | 0 | 0 | 0 | 0 | 0 | 2.5258e-16 | -1.8176e-09 | -2.9075e-09 | -2.1372e-16 | 1.8176e-09 | 2.9075e-09 | -1.9429e-17 | 2.6904e-09 | -8.0256e-10 | 1.9429e-17 | -2.6904e-09 | 8.0256e-10 | 0 | 0 | 0 | 0 | 0 | 0 | 1.05 | 0.93171 | 0.86555 | 1.05 | 0.93171 | 0.86555 | 9.6495e-14 | -128.6271 | 122.7608 | 9.2168e-14 | -128.6271 | 122.7608
Line12_13_15 | 0 | 0 | 0 | 0 | 0 | 0 | 0 | 0 | 0 | 0 | 0 | 0 | 2.1372e-16 | -1.0906e-09 | -1.7445e-09 | -1.9429e-16 | 1.0906e-09 | 1.7445e-09 | 3.4379e-31 | 1.6142e-09 | -4.8153e-10 | -1.9429e-17 | -1.6142e-09 | 4.8153e-10 | 0 | 0 | 0 | 0 | 0 | 0 | 1.05 | 0.93171 | 0.86555 | 1.05 | 0.93171 | 0.86555 | 9.2168e-14 | -128.6271 | 122.7608 | 9.0046e-14 | -128.6271 | 122.7608
Line13_13_14 | 0 | 0 | 0 | 0 | 0 | 0 | 0 | 0 | 0 | 0 | 0 | 0 | 1.9429e-17 | -3.6352e-10 | -5.8151e-10 | -1.9429e-17 | 3.6352e-10 | 5.8151e-10 | -3.8858e-17 | 5.3807e-10 | -1.6051e-10 | -3.1046e-32 | -5.3807e-10 | 1.6051e-10 | 0 | 0 | 0 | 0 | 0 | 0 | 1.05 | 0.93171 | 0.86555 | 1.05 | 0.93171 | 0.86555 | 9.2168e-14 | -128.6271 | 122.7608 | 9.1553e-14 | -128.6271 | 122.7608
Line14_15_16 | 0 | 0 | 0 | 0 | 0 | 0 | 0 | 0 | 0 | 0 | 0 | 0 | 7.7716e-17 | -7.2704e-10 | -1.163e-09 | -9.7145e-17 | 7.2704e-10 | 1.163e-09 | 1.2214e-31 | 1.0761e-09 | -3.2102e-10 | -1.9429e-17 | -1.0761e-09 | 3.2102e-10 | 0 | 0 | 0 | 0 | 0 | 0 | 1.05 | 0.93171 | 0.86555 | 1.05 | 0.93171 | 0.86555 | 9.0046e-14 | -128.6271 | 122.7608 | 8.8982e-14 | -128.6271 | 122.7608
Line15_16_17 | 0 | 0 | 0 | 0 | 0 | 0 | 0 | 0 | 0 | 0 | 0 | 0 | -7.7716e-17 | -3.6352e-10 | -5.8151e-10 | 9.7145e-17 | 3.6352e-10 | 5.8151e-10 | 1.9429e-17 | 5.3807e-10 | -1.6051e-10 | 1.5027e-31 | -5.3807e-10 | 1.6051e-10 | 0 | 0 | 0 | 0 | 0 | 0 | 1.05 | 0.93171 | 0.86555 | 1.05 | 0.93171 | 0.86555 | 8.8982e-14 | -128.6271 | 122.7608 | 8.8631e-14 | -128.6271 | 122.7608
Line16_4_18 | 0 | 0 | 0 | 0 | 0 | 0 | 0 | 0 | 0 | 0 | 0 | 0 | -3.8858e-17 | -3.6352e-10 | -5.8151e-10 | 1.9429e-17 | 3.6352e-10 | 5.8151e-10 | -7.7122e-32 | 5.3807e-10 | -1.6051e-10 | -1.9429e-17 | -5.3807e-10 | 1.6051e-10 | 0 | 0 | 0 | 0 | 0 | 0 | 1.05 | 0.93171 | 0.86555 | 1.05 | 0.93171 | 0.86555 | 1.1372e-13 | -128.6271 | 122.7608 | 1.1337e-13 | -128.6271 | 122.7608
Line17_5_19 | 0 | 0 | 0 | 0 | 0 | 0 | 0 | 0 | 0 | 0 | 0 | 0 | -3.8858e-17 | -3.6352e-10 | -5.8151e-10 | 1.9429e-17 | 3.6352e-10 | 5.8151e-10 | -7.7122e-32 | 5.3807e-10 | -1.6051e-10 | -1.9429e-17 | -5.3807e-10 | 1.6051e-10 | 0 | 0 | 0 | 0 | 0 | 0 | 1.05 | 0.93171 | 0.86555 | 1.05 | 0.93171 | 0.86555 | 1.1372e-13 | -128.6271 | 122.7608 | 1.1337e-13 | -128.6271 | 122.7608
Line1_1_3 | 0 | 0 | 0 | 0 | 0 | 0 | 0 | 0 | 0 | 0 | 0 | 0 | 3.4972e-16 | -2.9082e-09 | -4.6521e-09 | -3.4972e-16 | 2.9082e-09 | 4.6521e-09 | 9.7145e-17 | 4.3046e-09 | -1.2841e-09 | -9.7145e-17 | -4.3046e-09 | 1.2841e-09 | 0 | 0 | 0 | 0 | 0 | 0 | 1.05 | 0.93171 | 0.86555 | 1.05 | 0.93171 | 0.86555 | 1.1456e-13 | -128.6271 | 122.7608 | 1.0828e-13 | -128.6271 | 122.7608
Line2_1_4 | 0 | 0 | 0 | 0 | 0 | 0 | 0 | 0 | 0 | 0 | 0 | 0 | 7.7716e-17 | -7.2704e-10 | -1.163e-09 | -5.8287e-17 | 7.2704e-10 | 1.163e-09 | -1.9429e-17 | 1.0761e-09 | -3.2102e-10 | 1.9429e-17 | -1.0761e-09 | 3.2102e-10 | 0 | 0 | 0 | 0 | 0 | 0 | 1.05 | 0.93171 | 0.86555 | 1.05 | 0.93171 | 0.86555 | 1.1456e-13 | -128.6271 | 122.7608 | 1.1372e-13 | -128.6271 | 122.7608
Line3_1_5 | 0 | 0 | 0 | 0 | 0 | 0 | 0 | 0 | 0 | 0 | 0 | 0 | 7.7716e-17 | -7.2704e-10 | -1.163e-09 | -5.8287e-17 | 7.2704e-10 | 1.163e-09 | -1.9429e-17 | 1.0761e-09 | -3.2102e-10 | 1.9429e-17 | -1.0761e-09 | 3.2102e-10 | 0 | 0 | 0 | 0 | 0 | 0 | 1.05 | 0.93171 | 0.86555 | 1.05 | 0.93171 | 0.86555 | 1.1456e-13 | -128.6271 | 122.7608 | 1.1372e-13 | -128.6271 | 122.7608
Line4_2_6 | 0 | 1.885 | 1.885 | 0 | 1.885 | 1.885 | 0 | 0.43533 | 0.43533 | 0 | 0.43533 | 0.43533 | 6.2172e-16 | 0.31833 | -0.10513 | -6.2172e-16 | -0.2828 | 0.14066 | -1.1657e-16 | 0.12715 | 0.29925 | 1.1657e-16 | -0.056087 | -0.22819 | 0 | -157.8829 | 22.1171 | 0 | 22.1171 | -157.8829 | 1.05 | 0.78742 | 0.7286 | 1.05 | 0.66227 | 0.61575 | 1.0453e-13 | -136.1092 | 131.4739 | 9.4063e-14 | -146.6652 | 143.7688
Line5_6_7 | 0 | 1.885 | 1.885 | 0 | 1.885 | 1.885 | 0 | 0.43533 | 0.43533 | 0 | 0.43533 | 0.43533 | 4.6629e-16 | 0.2828 | -0.14066 | -4.6629e-16 | -0.24727 | 0.1762 | -1.1657e-16 | 0.056087 | 0.22819 | 7.7716e-17 | 0.014981 | -0.15712 | 0 | -157.8829 | 22.1171 | 0 | 22.1171 | -157.8829 | 1.05 | 0.66227 | 0.61575 | 1.05 | 0.56903 | 0.54229 | 9.4063e-14 | -146.6652 | 143.7688 | 8.4579e-14 | -161.35 | 160.3935
Line6_7_8 | 0 | 1.885 | 1.885 | 0 | 1.885 | 1.885 | 0 | 0.43533 | 0.43533 | 0 | 0.43533 | 0.43533 | 4.6629e-16 | 0.24727 | -0.1762 | -4.6629e-16 | -0.21173 | 0.21173 | -1.5543e-16 | -0.014981 | 0.15712 | 1.1657e-16 | 0.086049 | -0.086049 | 0 | -157.8829 | 22.1171 | 0 | 22.1171 | -157.8829 | 1.05 | 0.56903 | 0.54229 | 1.05 | 0.525 | 0.525 | 8.4579e-14 | -161.35 | 160.3935 | 7.7822e-14 | 180 | -180
Line7_8_9 | 0 | 0 | 0 | 0 | 0 | 0 | 0 | 0 | 0 | 0 | 0 | 0 | 1.5543e-16 | 1.1657e-16 | -1.5543e-16 | -7.7716e-17 | -7.5631e-17 | 2.0844e-18 | -7.7716e-17 | 1.7505e-09 | -1.7505e-09 | 3.8858e-17 | -1.7505e-09 | 1.7505e-09 | 0 | 0 | 0 | 0 | 0 | 0 | 1.05 | 0.525 | 0.525 | 1.05 | 0.525 | 0.525 | 7.7822e-14 | 180 | -180 | 7.4626e-14 | -180 | 180
Line8_8_10 | 0 | 0 | 0 | 0 | 0 | 0 | 0 | 0 | 0 | 0 | 0 | 0 | 1.5543e-16 | 2.72e-16 | -1.5543e-16 | -7.7716e-17 | -2.3106e-16 | 2.0844e-18 | -3.8858e-17 | 1.7505e-09 | -1.7505e-09 | 3.8858e-17 | -1.7505e-09 | 1.7505e-09 | 0 | 0 | 0 | 0 | 0 | 0 | 1.05 | 0.525 | 0.525 | 1.05 | 0.525 | 0.525 | 7.7822e-14 | 180 | -180 | 7.3388e-14 | -180 | 180
Line9_3_11 | 0 | 0 | 0 | 0 | 0 | 0 | 0 | 0 | 0 | 0 | 0 | 0 | 4.0801e-16 | -2.5447e-09 | -4.0705e-09 | -3.6915e-16 | 2.5447e-09 | 4.0705e-09 | 7.7716e-17 | 3.7665e-09 | -1.1236e-09 | -5.8287e-17 | -3.7665e-09 | 1.1236e-09 | 0 | 0 | 0 | 0 | 0 | 0 | 1.05 | 0.93171 | 0.86555 | 1.05 | 0.93171 | 0.86555 | 1.0828e-13 | -128.6271 | 122.7608 | 1.0204e-13 | -128.6271 | 122.7608

## LL_max_10
name | pf_ikss_a_from_ka | pf_ikss_b_from_ka | pf_ikss_c_from_ka | pf_ikss_a_to_ka | pf_ikss_b_to_ka | pf_ikss_c_to_ka | pf_skss_a_from_mw | pf_skss_b_from_mw | pf_skss_c_from_mw | pf_skss_a_to_mw | pf_skss_b_to_mw | pf_skss_c_to_mw | pf_p_a_from_mw | pf_p_b_from_mw | pf_p_c_from_mw | pf_p_a_to_mw | pf_p_b_to_mw | pf_p_c_to_mw | pf_q_a_from_mvar | pf_q_b_from_mvar | pf_q_c_from_mvar | pf_q_a_to_mvar | pf_q_b_to_mvar | pf_q_c_to_mvar | pf_ikss_a_from_degree | pf_ikss_b_from_degree | pf_ikss_c_from_degree | pf_ikss_a_to_degree | pf_ikss_b_to_degree | pf_ikss_c_to_degree | pf_vm_a_from_pu | pf_vm_b_from_pu | pf_vm_c_from_pu | pf_vm_a_to_pu | pf_vm_b_to_pu | pf_vm_c_to_pu | pf_va_a_from_degree | pf_va_b_from_degree | pf_va_c_from_degree | pf_va_a_to_degree | pf_va_b_to_degree | pf_va_c_to_degree
Line0_1_2 | 0 | 1.9564 | 1.9564 | 0 | 1.9564 | 1.9564 | 0 | 0.4518 | 0.4518 | 0 | 0.4518 | 0.4518 | 8.9558e-16 | 0.38357 | -0.077384 | -8.5487e-16 | -0.3453 | 0.11566 | -4.0708e-16 | 0.2133 | 0.39907 | 4.0708e-16 | -0.13675 | -0.32252 | 0 | -158.05 | 21.95 | 0 | 21.95 | -158.05 | 1.1 | 0.97142 | 0.89974 | 1.1 | 0.82203 | 0.75838 | 1.0656e-13 | -128.9719 | 122.9242 | 9.1075e-14 | -136.444 | 131.678
Line10_11_12 | 0 | 0 | 0 | 0 | 0 | 0 | 0 | 0 | 0 | 0 | 0 | 0 | 3.4602e-16 | -2.4603e-09 | -3.9356e-09 | -3.6637e-16 | 2.4603e-09 | 3.9356e-09 | 5.5897e-31 | 3.6661e-09 | -1.1108e-09 | -2.0354e-17 | -3.6661e-09 | 1.1108e-09 | 0 | 0 | 0 | 0 | 0 | 0 | 1.1 | 0.97142 | 0.89974 | 1.1 | 0.97142 | 0.89974 | 9.2557e-14 | -128.9719 | 122.9242 | 8.6807e-14 | -128.9719 | 122.9242
Line11_12_13 | 0 | 0 | 0 | 0 | 0 | 0 | 0 | 0 | 0 | 0 | 0 | 0 | 2.646e-16 | -2.0502e-09 | -3.2797e-09 | -2.646e-16 | 2.0502e-09 | 3.2797e-09 | -2.0354e-17 | 3.0551e-09 | -9.2564e-10 | 2.0354e-17 | -3.0551e-09 | 9.2564e-10 | 0 | 0 | 0 | 0 | 0 | 0 | 1.1 | 0.97142 | 0.89974 | 1.1 | 0.97142 | 0.89974 | 8.6807e-14 | -128.9719 | 122.9242 | 8.2318e-14 | -128.9719 | 122.9242
Line12_13_15 | 0 | 0 | 0 | 0 | 0 | 0 | 0 | 0 | 0 | 0 | 0 | 0 | 2.0354e-16 | -1.2301e-09 | -1.9678e-09 | -2.0354e-16 | 1.2301e-09 | 1.9678e-09 | 4.0708e-17 | 1.8331e-09 | -5.5539e-10 | -2.8461e-31 | -1.8331e-09 | 5.5539e-10 | 0 | 0 | 0 | 0 | 0 | 0 | 1.1 | 0.97142 | 0.89974 | 1.1 | 0.97142 | 0.89974 | 8.2318e-14 | -128.9719 | 122.9242 | 8.0116e-14 | -128.9719 | 122.9242
Line13_13_14 | 0 | 0 | 0 | 0 | 0 | 0 | 0 | 0 | 0 | 0 | 0 | 0 | 5.8486e-32 | -4.1005e-10 | -6.5593e-10 | -4.0708e-17 | 4.1005e-10 | 6.5593e-10 | -4.0708e-17 | 6.1102e-10 | -1.8513e-10 | 2.0354e-17 | -6.1102e-10 | 1.8513e-10 | 0 | 0 | 0 | 0 | 0 | 0 | 1.1 | 0.97142 | 0.89974 | 1.1 | 0.97142 | 0.89974 | 8.2318e-14 | -128.9719 | 122.9242 | 8.1679e-14 | -128.9719 | 122.9242
Line14_15_16 | 0 | 0 | 0 | 0 | 0 | 0 | 0 | 0 | 0 | 0 | 0 | 0 | 1.2212e-16 | -8.2009e-10 | -1.3119e-09 | -1.0177e-16 | 8.2009e-10 | 1.3119e-09 | 1.7077e-31 | 1.222e-09 | -3.7026e-10 | -2.0354e-17 | -1.222e-09 | 3.7026e-10 | 0 | 0 | 0 | 0 | 0 | 0 | 1.1 | 0.97142 | 0.89974 | 1.1 | 0.97142 | 0.89974 | 8.0116e-14 | -128.9719 | 122.9242 | 7.9011e-14 | -128.9719 | 122.9242
Line15_16_17 | 0 | 0 | 0 | 0 | 0 | 0 | 0 | 0 | 0 | 0 | 0 | 0 | -2.0354e-17 | -4.1005e-10 | -6.5593e-10 | -4.0708e-17 | 4.1005e-10 | 6.5593e-10 | -2.8068e-32 | 6.1102e-10 | -1.8513e-10 | -2.0354e-17 | -6.1102e-10 | 1.8513e-10 | 0 | 0 | 0 | 0 | 0 | 0 | 1.1 | 0.97142 | 0.89974 | 1.1 | 0.97142 | 0.89974 | 7.9011e-14 | -128.9719 | 122.9242 | 7.865e-14 | -128.9719 | 122.9242
Line16_4_18 | 0 | 0 | 0 | 0 | 0 | 0 | 0 | 0 | 0 | 0 | 0 | 0 | -2.0354e-17 | -4.1005e-10 | -6.5593e-10 | 4.0708e-17 | 4.1005e-10 | 6.5593e-10 | -3.7483e-32 | 6.1102e-10 | -1.8513e-10 | 7.4709e-32 | -6.1102e-10 | 1.8513e-10 | 0 | 0 | 0 | 0 | 0 | 0 | 1.1 | 0.97142 | 0.89974 | 1.1 | 0.97142 | 0.89974 | 1.0551e-13 | -128.9719 | 122.9242 | 1.0515e-13 | -128.9719 | 122.9242
Line17_5_19 | 0 | 0 | 0 | 0 | 0 | 0 | 0 | 0 | 0 | 0 | 0 | 0 | -2.0354e-17 | -4.1005e-10 | -6.5593e-10 | 4.0708e-17 | 4.1005e-10 | 6.5593e-10 | -3.7483e-32 | 6.1102e-10 | -1.8513e-10 | 7.4709e-32 | -6.1102e-10 | 1.8513e-10 | 0 | 0 | 0 | 0 | 0 | 0 | 1.1 | 0.97142 | 0.89974 | 1.1 | 0.97142 | 0.89974 | 1.0551e-13 | -128.9719 | 122.9242 | 1.0515e-13 | -128.9719 | 122.9242
Line1_1_3 | 0 | 0 | 0 | 0 | 0 | 0 | 0 | 0 | 0 | 0 | 0 | 0 | 4.6814e-16 | -3.2804e-09 | -5.2475e-09 | -4.2744e-16 | 3.2804e-09 | 5.2475e-09 | 1.0177e-16 | 4.8882e-09 | -1.481e-09 | -1.0177e-16 | -4.8882e-09 | 1.481e-09 | 0 | 0 | 0 | 0 | 0 | 0 | 1.1 | 0.97142 | 0.89974 | 1.1 | 0.97142 | 0.89974 | 1.0656e-13 | -128.9719 | 122.9242 | 9.9042e-14 | -128.9719 | 122.9242
Line2_1_4 | 0 | 0 | 0 | 0 | 0 | 0 | 0 | 0 | 0 | 0 | 0 | 0 | 2.0354e-17 | -8.2009e-10 | -1.3119e-09 | -2.0354e-17 | 8.2009e-10 | 1.3119e-09 | 2.0354e-17 | 1.222e-09 | -3.7026e-10 | -2.0354e-17 | -1.222e-09 | 3.7026e-10 | 0 | 0 | 0 | 0 | 0 | 0 | 1.1 | 0.97142 | 0.89974 | 1.1 | 0.97142 | 0.89974 | 1.0656e-13 | -128.9719 | 122.9242 | 1.0551e-13 | -128.9719 | 122.9242
Line3_1_5 | 0 | 0 | 0 | 0 | 0 | 0 | 0 | 0 | 0 | 0 | 0 | 0 | 2.0354e-17 | -8.2009e-10 | -1.3119e-09 | -2.0354e-17 | 8.2009e-10 | 1.3119e-09 | 2.0354e-17 | 1.222e-09 | -3.7026e-10 | -2.0354e-17 | -1.222e-09 | 3.7026e-10 | 0 | 0 | 0 | 0 | 0 | 0 | 1.1 | 0.97142 | 0.89974 | 1.1 | 0.97142 | 0.89974 | 1.0656e-13 | -128.9719 | 122.9242 | 1.0551e-13 | -128.9719 | 122.9242
Line4_2_6 | 0 | 1.9564 | 1.9564 | 0 | 1.9564 | 1.9564 | 0 | 0.4518 | 0.4518 | 0 | 0.4518 | 0.4518 | 6.5133e-16 | 0.3453 | -0.11566 | -6.5133e-16 | -0.30702 | 0.15393 | -3.6637e-16 | 0.13675 | 0.32252 | 3.2567e-16 | -0.060208 | -0.24598 | 0 | -158.05 | 21.95 | 0 | 21.95 | -158.05 | 1.1 | 0.82203 | 0.75838 | 1.1 | 0.6925 | 0.64226 | 9.1075e-14 | -136.444 | 131.678 | 7.8649e-14 | -146.955 | 143.988
Line5_6_7 | 0 | 1.9564 | 1.9564 | 0 | 1.9564 | 1.9564 | 0 | 0.4518 | 0.4518 | 0 | 0.4518 | 0.4518 | 6.5133e-16 | 0.30702 | -0.15393 | -6.5133e-16 | -0.26875 | 0.1922 | -4.885e-16 | 0.060208 | 0.24598 | 4.4779e-16 | 0.016339 | -0.16943 | 0 | -158.05 | 21.95 | 0 | 21.95 | -158.05 | 1.1 | 0.6925 | 0.64226 | 1.1 | 0.59594 | 0.56711 | 7.8649e-14 | -146.955 | 143.988 | 6.9917e-14 | -161.529 | 160.5532
Line6_7_8 | 0 | 1.9564 | 1.9564 | 0 | 1.9564 | 1.9564 | 0 | 0.4518 | 0.4518 | 0 | 0.4518 | 0.4518 | 1.6283e-16 | 0.26875 | -0.1922 | -1.6283e-16 | -0.23048 | 0.23048 | -1.6283e-16 | -0.016339 | 0.16943 | 1.6283e-16 | 0.092885 | -0.092885 | 0 | -158.05 | 21.95 | 0 | 21.95 | -158.05 | 1.1 | 0.59594 | 0.56711 | 1.1 | 0.55 | 0.55 | 6.9917e-14 | -161.529 | 160.5532 | 6.1603e-14 | 180 | -180
Line7_8_9 | 0 | 0 | 0 | 0 | 0 | 0 | 0 | 0 | 0 | 0 | 0 | 0 | 4.885e-16 | 2.4425e-16 | -3.2567e-16 | -4.885e-16 | 3.2795e-16 | 2.2877e-18 | -2.4425e-16 | 1.9211e-09 | -1.9211e-09 | 2.4425e-16 | -1.9211e-09 | 1.9211e-09 | 0 | 0 | 0 | 0 | 0 | 0 | 1.1 | 0.55 | 0.55 | 1.1 | 0.55 | 0.55 | 6.1603e-14 | 180 | -180 | 5.8407e-14 | -180 | 180
Line8_8_10 | 0 | 0 | 0 | 0 | 0 | 0 | 0 | 0 | 0 | 0 | 0 | 0 | 1.6283e-16 | 4.885e-16 | 4.6536e-24 | -1.6283e-16 | 8.3704e-17 | 2.2877e-18 | -8.1416e-17 | 1.9211e-09 | -1.9211e-09 | 1.6283e-16 | -1.9211e-09 | 1.9211e-09 | 0 | 0 | 0 | 0 | 0 | 0 | 1.1 | 0.55 | 0.55 | 1.1 | 0.55 | 0.55 | 6.1603e-14 | 180 | -180 | 5.8147e-14 | -180 | 180
Line9_3_11 | 0 | 0 | 0 | 0 | 0 | 0 | 0 | 0 | 0 | 0 | 0 | 0 | 4.0708e-16 | -2.8703e-09 | -4.5915e-09 | -4.0708e-16 | 2.8703e-09 | 4.5915e-09 | 8.1416e-17 | 4.2771e-09 | -1.2959e-09 | -8.1416e-17 | -4.2771e-09 | 1.2959e-09 | 0 | 0 | 0 | 0 | 0 | 0 | 1.1 | 0.97142 | 0.89974 | 1.1 | 0.97142 | 0.89974 | 9.9042e-14 | -128.9719 | 122.9242 | 9.2557e-14 | -128.9719 | 122.9242

## LL_max_fault_6
name | pf_ikss_a_from_ka | pf_ikss_b_from_ka | pf_ikss_c_from_ka | pf_ikss_a_to_ka | pf_ikss_b_to_ka | pf_ikss_c_to_ka | pf_skss_a_from_mw | pf_skss_b_from_mw | pf_skss_c_from_mw | pf_skss_a_to_mw | pf_skss_b_to_mw | pf_skss_c_to_mw | pf_p_a_from_mw | pf_p_b_from_mw | pf_p_c_from_mw | pf_p_a_to_mw | pf_p_b_to_mw | pf_p_c_to_mw | pf_q_a_from_mvar | pf_q_b_from_mvar | pf_q_c_from_mvar | pf_q_a_to_mvar | pf_q_b_to_mvar | pf_q_c_to_mvar | pf_ikss_a_from_degree | pf_ikss_b_from_degree | pf_ikss_c_from_degree | pf_ikss_a_to_degree | pf_ikss_b_to_degree | pf_ikss_c_to_degree | pf_vm_a_from_pu | pf_vm_b_from_pu | pf_vm_c_from_pu | pf_vm_a_to_pu | pf_vm_b_to_pu | pf_vm_c_to_pu | pf_va_a_from_degree | pf_va_b_from_degree | pf_va_c_from_degree | pf_va_a_to_degree | pf_va_b_to_degree | pf_va_c_to_degree
Line0_1_2 | 0 | 0.057717 | 0.057717 | 0 | 0.057717 | 0.057717 | 0 | 0.013329 | 0.013329 | 0 | 0.013329 | 0.013329 | 2.125e-17 | 0.013468 | 0.0034547 | -2.0036e-17 | -0.013435 | -0.0034214 | 4.8572e-18 | 0.0037057 | 0.013484 | -6.0715e-18 | -0.0036391 | -0.013417 | 0 | -135.6822 | 44.3178 | 0 | 44.3178 | -135.6822 | 1.05 | 1.048 | 1.0443 | 1.05 | 1.0443 | 1.0388 | 2.7252e-15 | -120.2981 | 119.9471 | 2.4801e-15 | -120.5262 | 120.0122
Line10_11_12 | 0 | 0 | 0 | 0 | 0 | 0 | 0 | 0 | 0 | 0 | 0 | 0 | 8.1966e-18 | -4.627e-11 | -1.3184e-10 | -8.1966e-18 | 4.627e-11 | 1.3184e-10 | 1.8215e-18 | 1.2595e-10 | 2.226e-11 | -2.4286e-18 | -1.2595e-10 | -2.226e-11 | 0 | 0 | 0 | 0 | 0 | 0 | 1.05 | 1.048 | 1.0443 | 1.05 | 1.048 | 1.0443 | 2.4014e-15 | -120.2981 | 119.9471 | 2.2519e-15 | -120.2981 | 119.9471
Line11_12_13 | 0 | 0 | 0 | 0 | 0 | 0 | 0 | 0 | 0 | 0 | 0 | 0 | 6.3751e-18 | -3.8558e-11 | -1.0987e-10 | -6.3751e-18 | 3.8558e-11 | 1.0987e-10 | 6.0715e-19 | 1.0496e-10 | 1.855e-11 | -6.0715e-19 | -1.0496e-10 | -1.855e-11 | 0 | 0 | 0 | 0 | 0 | 0 | 1.05 | 1.048 | 1.0443 | 1.05 | 1.048 | 1.0443 | 2.2519e-15 | -120.2981 | 119.9471 | 2.1305e-15 | -120.2981 | 119.9471
Line12_13_15 | 0 | 0 | 0 | 0 | 0 | 0 | 0 | 0 | 0 | 0 | 0 | 0 | 3.0358e-18 | -2.3135e-11 | -6.592e-11 | -3.6429e-18 | 2.3135e-11 | 6.592e-11 | 2.4286e-18 | 6.2976e-11 | 1.113e-11 | -2.4286e-18 | -6.2976e-11 | -1.113e-11 | 0 | 0 | 0 | 0 | 0 | 0 | 1.05 | 1.048 | 1.0443 | 1.05 | 1.048 | 1.0443 | 2.1305e-15 | -120.2981 | 119.9471 | 2.0708e-15 | -120.2981 | 119.9471
Line13_13_14 | 0 | 0 | 0 | 0 | 0 | 0 | 0 | 0 | 0 | 0 | 0 | 0 | -3.0358e-19 | -7.7116e-12 | -2.1973e-11 | -3.0358e-19 | 7.7116e-12 | 2.1973e-11 | -1.1288e-35 | 2.0992e-11 | 3.71e-12 | -1.1213e-35 | -2.0992e-11 | -3.71e-12 | 0 | 0 | 0 | 0 | 0 | 0 | 1.05 | 1.048 | 1.0443 | 1.05 | 1.048 | 1.0443 | 2.1305e-15 | -120.2981 | 119.9471 | 2.1162e-15 | -120.2981 | 119.9471
Line14_15_16 | 0 | 0 | 0 | 0 | 0 | 0 | 0 | 0 | 0 | 0 | 0 | 0 | 2.7322e-18 | -1.5423e-11 | -4.3946e-11 | -3.9465e-18 | 1.5423e-11 | 4.3946e-11 | 1.2143e-18 | 4.1984e-11 | 7.42e-12 | -1.4064e-34 | -4.1984e-11 | -7.42e-12 | 0 | 0 | 0 | 0 | 0 | 0 | 1.05 | 1.048 | 1.0443 | 1.05 | 1.048 | 1.0443 | 2.0708e-15 | -120.2981 | 119.9471 | 2.0418e-15 | -120.2981 | 119.9471
Line15_16_17 | 0 | 0 | 0 | 0 | 0 | 0 | 0 | 0 | 0 | 0 | 0 | 0 | 2.1637e-35 | -7.7116e-12 | -2.1973e-11 | -2.144e-35 | 7.7116e-12 | 2.1973e-11 | -6.0715e-19 | 2.0992e-11 | 3.71e-12 | 6.0715e-19 | -2.0992e-11 | -3.71e-12 | 0 | 0 | 0 | 0 | 0 | 0 | 1.05 | 1.048 | 1.0443 | 1.05 | 1.048 | 1.0443 | 2.0418e-15 | -120.2981 | 119.9471 | 2.0233e-15 | -120.2981 | 119.9471
Line16_4_18 | 0 | 0 | 0 | 0 | 0 | 0 | 0 | 0 | 0 | 0 | 0 | 0 | 9.1073e-19 | -7.7116e-12 | -2.1973e-11 | -3.0358e-19 | 7.7116e-12 | 2.1973e-11 | -1.2143e-18 | 2.0992e-11 | 3.71e-12 | 1.2143e-18 | -2.0992e-11 | -3.71e-12 | 0 | 0 | 0 | 0 | 0 | 0 | 1.05 | 1.048 | 1.0443 | 1.05 | 1.048 | 1.0443 | 2.6986e-15 | -120.2981 | 119.9471 | 2.68e-15 | -120.2981 | 119.9471
Line17_5_19 | 0 | 0 | 0 | 0 | 0 | 0 | 0 | 0 | 0 | 0 | 0 | 0 | 9.1073e-19 | -7.7116e-12 | -2.1973e-11 | -3.0358e-19 | 7.7116e-12 | 2.1973e-11 | -1.2143e-18 | 2.0992e-11 | 3.71e-12 | 1.2143e-18 | -2.0992e-11 | -3.71e-12 | 0 | 0 | 0 | 0 | 0 | 0 | 1.05 | 1.048 | 1.0443 | 1.05 | 1.048 | 1.0443 | 2.6986e-15 | -120.2981 | 119.9471 | 2.68e-15 | -120.2981 | 119.9471
Line1_1_3 | 0 | 0 | 0 | 0 | 0 | 0 | 0 | 0 | 0 | 0 | 0 | 0 | 9.4109e-18 | -6.1693e-11 | -1.7579e-10 | -1.0018e-17 | 6.1693e-11 | 1.7579e-10 | 8.5001e-18 | 1.6794e-10 | 2.968e-11 | -6.6787e-18 | -1.6794e-10 | -2.968e-11 | 0 | 0 | 0 | 0 | 0 | 0 | 1.05 | 1.048 | 1.0443 | 1.05 | 1.048 | 1.0443 | 2.7252e-15 | -120.2981 | 119.9471 | 2.5661e-15 | -120.2981 | 119.9471
Line2_1_4 | 0 | 0 | 0 | 0 | 0 | 0 | 0 | 0 | 0 | 0 | 0 | 0 | 3.0358e-19 | -1.5423e-11 | -4.3946e-11 | -3.0358e-19 | 1.5423e-11 | 4.3946e-11 | 6.0715e-19 | 4.1984e-11 | 7.42e-12 | -1.4298e-35 | -4.1984e-11 | -7.42e-12 | 0 | 0 | 0 | 0 | 0 | 0 | 1.05 | 1.048 | 1.0443 | 1.05 | 1.048 | 1.0443 | 2.7252e-15 | -120.2981 | 119.9471 | 2.6986e-15 | -120.2981 | 119.9471
Line3_1_5 | 0 | 0 | 0 | 0 | 0 | 0 | 0 | 0 | 0 | 0 | 0 | 0 | 3.0358e-19 | -1.5423e-11 | -4.3946e-11 | -3.0358e-19 | 1.5423e-11 | 4.3946e-11 | 6.0715e-19 | 4.1984e-11 | 7.42e-12 | -1.4298e-35 | -4.1984e-11 | -7.42e-12 | 0 | 0 | 0 | 0 | 0 | 0 | 1.05 | 1.048 | 1.0443 | 1.05 | 1.048 | 1.0443 | 2.7252e-15 | -120.2981 | 119.9471 | 2.6986e-15 | -120.2981 | 119.9471
Line4_2_6 | 0 | 0.057717 | 0.057717 | 0 | 0.057717 | 0.057717 | 0 | 0.013329 | 0.013329 | 0 | 0.013329 | 0.013329 | 1.8215e-17 | 0.013435 | 0.0034214 | -1.8215e-17 | -0.013402 | -0.003388 | 4.8572e-18 | 0.0036391 | 0.013417 | -2.4286e-18 | -0.0035725 | -0.01335 | 0 | -135.6822 | 44.3178 | 0 | 44.3178 | -135.6822 | 1.05 | 1.0443 | 1.0388 | 1.05 | 1.0405 | 1.0333 | 2.4801e-15 | -120.5262 | 120.0122 | 2.219e-15 | -120.7558 | 120.078
Line5_6_7 | 0 | 0.057717 | 0.057717 | 0 | 0.057717 | 0.057717 | 0 | 0.013329 | 0.013329 | 0 | 0.013329 | 0.013329 | 9.7145e-18 | 0.013402 | 0.003388 | -9.7145e-18 | -0.013368 | -0.0033547 | 4.8572e-18 | 0.0035725 | 0.01335 | -4.8572e-18 | -0.0035059 | -0.013284 | 0 | -135.6822 | 44.3178 | 0 | 44.3178 | -135.6822 | 1.05 | 1.0405 | 1.0333 | 1.05 | 1.0368 | 1.0279 | 2.219e-15 | -120.7558 | 120.078 | 1.9622e-15 | -120.9872 | 120.1445
Line6_7_8 | 0 | 0.057717 | 0.057717 | 0 | 0.057717 | 0.057717 | 0 | 0.013329 | 0.013329 | 0 | 0.013329 | 0.013329 | 1.2143e-17 | 0.013368 | 0.0033547 | -1.2143e-17 | -0.013335 | -0.0033214 | 4.1587e-34 | 0.0035059 | 0.013284 | -3.7689e-34 | -0.0034392 | -0.013217 | 0 | -135.6822 | 44.3178 | 0 | 44.3178 | -135.6822 | 1.05 | 1.0368 | 1.0279 | 1.05 | 1.0332 | 1.0224 | 1.9622e-15 | -120.9872 | 120.1445 | 1.7783e-15 | -121.2201 | 120.2117
Line7_8_9 | 0 | 0 | 0 | 0 | 0 | 0 | 0 | 0 | 0 | 0 | 0 | 0 | 2.4286e-18 | -6.2856e-11 | -1.0336e-10 | -4.8572e-18 | 6.2856e-11 | 1.0336e-10 | -4.8572e-18 | 8.4699e-11 | -1.4546e-11 | 4.8572e-18 | -8.4699e-11 | 1.4546e-11 | 0 | 0 | 0 | 0 | 0 | 0 | 1.05 | 1.0332 | 1.0224 | 1.05 | 1.0332 | 1.0224 | 1.7783e-15 | -121.2201 | 120.2117 | 1.692e-15 | -121.2201 | 120.2117
Line8_8_10 | 0 | 0 | 0 | 0 | 0 | 0 | 0 | 0 | 0 | 0 | 0 | 0 | -7.2858e-18 | -6.2856e-11 | -1.0336e-10 | 2.4286e-18 | 6.2856e-11 | 1.0336e-10 | 2.4286e-18 | 8.4699e-11 | -1.4546e-11 | -2.4286e-18 | -8.4699e-11 | 1.4546e-11 | 0 | 0 | 0 | 0 | 0 | 0 | 1.05 | 1.0332 | 1.0224 | 1.05 | 1.0332 | 1.0224 | 1.7783e-15 | -121.2201 | 120.2117 | 1.6651e-15 | -121.2201 | 120.2117
Line9_3_11 | 0 | 0 | 0 | 0 | 0 | 0 | 0 | 0 | 0 | 0 | 0 | 0 | 8.5001e-18 | -5.3981e-11 | -1.5381e-10 | -9.1073e-18 | 5.3981e-11 | 1.5381e-10 | 4.8572e-18 | 1.4694e-10 | 2.597e-11 | -4.8572e-18 | -1.4694e-10 | -2.597e-11 | 0 | 0 | 0 | 0 | 0 | 0 | 1.05 | 1.048 | 1.0443 | 1.05 | 1.048 | 1.0443 | 2.5661e-15 | -120.2981 | 119.9471 | 2.4014e-15 | -120.2981 | 119.9471

## LL_max_fault_10
name | pf_ikss_a_from_ka | pf_ikss_b_from_ka | pf_ikss_c_from_ka | pf_ikss_a_to_ka | pf_ikss_b_to_ka | pf_ikss_c_to_ka | pf_skss_a_from_mw | pf_skss_b_from_mw | pf_skss_c_from_mw | pf_skss_a_to_mw | pf_skss_b_to_mw | pf_skss_c_to_mw | pf_p_a_from_mw | pf_p_b_from_mw | pf_p_c_from_mw | pf_p_a_to_mw | pf_p_b_to_mw | pf_p_c_to_mw | pf_q_a_from_mvar | pf_q_b_from_mvar | pf_q_c_from_mvar | pf_q_a_to_mvar | pf_q_b_to_mvar | pf_q_c_to_mvar | pf_ikss_a_from_degree | pf_ikss_b_from_degree | pf_ikss_c_from_degree | pf_ikss_a_to_degree | pf_ikss_b_to_degree | pf_ikss_c_to_degree | pf_vm_a_from_pu | pf_vm_b_from_pu | pf_vm_c_from_pu | pf_vm_a_to_pu | pf_vm_b_to_pu | pf_vm_c_to_pu | pf_va_a_from_degree | pf_va_b_from_degree | pf_va_c_from_degree | pf_va_a_to_degree | pf_va_b_to_degree | pf_va_c_to_degree
Line0_1_2 | 0 | 0.060452 | 0.060452 | 0 | 0.060452 | 0.060452 | 0 | 0.013961 | 0.013961 | 0 | 0.013961 | 0.013961 | 2.417e-17 | 0.014777 | 0.0037874 | -2.2898e-17 | -0.01474 | -0.0037509 | 6.3607e-18 | 0.004065 | 0.014792 | -5.0885e-18 | -0.0039919 | -0.014719 | 0 | -135.6932 | 44.3068 | 0 | 44.3068 | -135.6932 | 1.1 | 1.0978 | 1.0937 | 1.1 | 1.0939 | 1.088 | 2.7118e-15 | -120.3121 | 119.9447 | 2.3817e-15 | -120.5402 | 120.0098
Line10_11_12 | 0 | 0 | 0 | 0 | 0 | 0 | 0 | 0 | 0 | 0 | 0 | 0 | 6.3607e-18 | -5.3155e-11 | -1.5146e-10 | -6.9967e-18 | 5.3155e-11 | 1.5146e-10 | 3.8164e-18 | 1.4472e-10 | 2.555e-11 | -4.4525e-18 | -1.4472e-10 | -2.555e-11 | 0 | 0 | 0 | 0 | 0 | 0 | 1.1 | 1.0978 | 1.0937 | 1.1 | 1.0978 | 1.0937 | 2.3491e-15 | -120.3121 | 119.9447 | 2.1925e-15 | -120.3121 | 119.9447
Line11_12_13 | 0 | 0 | 0 | 0 | 0 | 0 | 0 | 0 | 0 | 0 | 0 | 0 | 6.6787e-18 | -4.4296e-11 | -1.2622e-10 | -6.6787e-18 | 4.4296e-11 | 1.2622e-10 | 1.2721e-18 | 1.206e-10 | 2.1292e-11 | -1.2721e-18 | -1.206e-10 | -2.1292e-11 | 0 | 0 | 0 | 0 | 0 | 0 | 1.1 | 1.0978 | 1.0937 | 1.1 | 1.0978 | 1.0937 | 2.1925e-15 | -120.3121 | 119.9447 | 2.0653e-15 | -120.3121 | 119.9447
Line12_13_15 | 0 | 0 | 0 | 0 | 0 | 0 | 0 | 0 | 0 | 0 | 0 | 0 | 5.0885e-18 | -2.6578e-11 | -7.5731e-11 | -5.0885e-18 | 2.6578e-11 | 7.5731e-11 | 2.5443e-18 | 7.2361e-11 | 1.2775e-11 | -1.9082e-18 | -7.2361e-11 | -1.2775e-11 | 0 | 0 | 0 | 0 | 0 | 0 | 1.1 | 1.0978 | 1.0937 | 1.1 | 1.0978 | 1.0937 | 2.0653e-15 | -120.3121 | 119.9447 | 2.0029e-15 | -120.3121 | 119.9447
Line13_13_14 | 0 | 0 | 0 | 0 | 0 | 0 | 0 | 0 | 0 | 0 | 0 | 0 | 6.3607e-19 | -8.8592e-12 | -2.5244e-11 | 2.2762e-35 | 8.8592e-12 | 2.5244e-11 | 2.2928e-35 | 2.412e-11 | 4.2584e-12 | -6.3607e-19 | -2.412e-11 | -4.2584e-12 | 0 | 0 | 0 | 0 | 0 | 0 | 1.1 | 1.0978 | 1.0937 | 1.1 | 1.0978 | 1.0937 | 2.0653e-15 | -120.3121 | 119.9447 | 2.0504e-15 | -120.3121 | 119.9447
Line14_15_16 | 0 | 0 | 0 | 0 | 0 | 0 | 0 | 0 | 0 | 0 | 0 | 0 | 2.8623e-18 | -1.7718e-11 | -5.0487e-11 | -2.2262e-18 | 1.7718e-11 | 5.0487e-11 | 1.9082e-18 | 4.824e-11 | 8.5168e-12 | -1.9082e-18 | -4.824e-11 | -8.5168e-12 | 0 | 0 | 0 | 0 | 0 | 0 | 1.1 | 1.0978 | 1.0937 | 1.1 | 1.0978 | 1.0937 | 2.0029e-15 | -120.3121 | 119.9447 | 1.9725e-15 | -120.3121 | 119.9447
Line15_16_17 | 0 | 0 | 0 | 0 | 0 | 0 | 0 | 0 | 0 | 0 | 0 | 0 | 1.2721e-18 | -8.8592e-12 | -2.5244e-11 | -1.2721e-18 | 8.8592e-12 | 2.5244e-11 | -6.3607e-19 | 2.412e-11 | 4.2584e-12 | -4.3365e-35 | -2.412e-11 | -4.2584e-12 | 0 | 0 | 0 | 0 | 0 | 0 | 1.1 | 1.0978 | 1.0937 | 1.1 | 1.0978 | 1.0937 | 1.9725e-15 | -120.3121 | 119.9447 | 1.9531e-15 | -120.3121 | 119.9447
Line16_4_18 | 0 | 0 | 0 | 0 | 0 | 0 | 0 | 0 | 0 | 0 | 0 | 0 | -6.3607e-19 | -8.8592e-12 | -2.5244e-11 | 6.3607e-19 | 8.8592e-12 | 2.5244e-11 | -6.3607e-19 | 2.412e-11 | 4.2584e-12 | 6.3607e-19 | -2.412e-11 | -4.2584e-12 | 0 | 0 | 0 | 0 | 0 | 0 | 1.1 | 1.0978 | 1.0937 | 1.1 | 1.0978 | 1.0937 | 2.685e-15 | -120.3121 | 119.9447 | 2.6656e-15 | -120.3121 | 119.9447
Line17_5_19 | 0 | 0 | 0 | 0 | 0 | 0 | 0 | 0 | 0 | 0 | 0 | 0 | -6.3607e-19 | -8.8592e-12 | -2.5244e-11 | 6.3607e-19 | 8.8592e-12 | 2.5244e-11 | -6.3607e-19 | 2.412e-11 | 4.2584e-12 | 6.3607e-19 | -2.412e-11 | -4.2584e-12 | 0 | 0 | 0 | 0 | 0 | 0 | 1.1 | 1.0978 | 1.0937 | 1.1 | 1.0978 | 1.0937 | 2.685e-15 | -120.3121 | 119.9447 | 2.6656e-15 | -120.3121 | 119.9447
Line1_1_3 | 0 | 0 | 0 | 0 | 0 | 0 | 0 | 0 | 0 | 0 | 0 | 0 | 1.2403e-17 | -7.0874e-11 | -2.0195e-10 | -1.2403e-17 | 7.0874e-11 | 2.0195e-10 | 7.6328e-18 | 1.9296e-10 | 3.4067e-11 | -5.7246e-18 | -1.9296e-10 | -3.4067e-11 | 0 | 0 | 0 | 0 | 0 | 0 | 1.1 | 1.0978 | 1.0937 | 1.1 | 1.0978 | 1.0937 | 2.7118e-15 | -120.3121 | 119.9447 | 2.5215e-15 | -120.3121 | 119.9447
Line2_1_4 | 0 | 0 | 0 | 0 | 0 | 0 | 0 | 0 | 0 | 0 | 0 | 0 | 1.5902e-18 | -1.7718e-11 | -5.0487e-11 | -1.5902e-18 | 1.7718e-11 | 5.0487e-11 | 1.9082e-18 | 4.824e-11 | 8.5168e-12 | -6.3607e-19 | -4.824e-11 | -8.5168e-12 | 0 | 0 | 0 | 0 | 0 | 0 | 1.1 | 1.0978 | 1.0937 | 1.1 | 1.0978 | 1.0937 | 2.7118e-15 | -120.3121 | 119.9447 | 2.685e-15 | -120.3121 | 119.9447
Line3_1_5 | 0 | 0 | 0 | 0 | 0 | 0 | 0 | 0 | 0 | 0 | 0 | 0 | 1.5902e-18 | -1.7718e-11 | -5.0487e-11 | -1.5902e-18 | 1.7718e-11 | 5.0487e-11 | 1.9082e-18 | 4.824e-11 | 8.5168e-12 | -6.3607e-19 | -4.824e-11 | -8.5168e-12 | 0 | 0 | 0 | 0 | 0 | 0 | 1.1 | 1.0978 | 1.0937 | 1.1 | 1.0978 | 1.0937 | 2.7118e-15 | -120.3121 | 119.9447 | 2.685e-15 | -120.3121 | 119.9447
Line4_2_6 | 0 | 0.060452 | 0.060452 | 0 | 0.060452 | 0.060452 | 0 | 0.013961 | 0.013961 | 0 | 0.013961 | 0.013961 | 2.417e-17 | 0.01474 | 0.0037509 | -2.417e-17 | -0.014704 | -0.0037143 | -2.5443e-18 | 0.0039919 | 0.014719 | 2.5443e-18 | -0.0039188 | -0.014646 | 0 | -135.6932 | 44.3068 | 0 | 44.3068 | -135.6932 | 1.1 | 1.0939 | 1.088 | 1.1 | 1.09 | 1.0823 | 2.3817e-15 | -120.5402 | 120.0098 | 2.1243e-15 | -120.7698 | 120.0757
Line5_6_7 | 0 | 0.060452 | 0.060452 | 0 | 0.060452 | 0.060452 | 0 | 0.013961 | 0.013961 | 0 | 0.013961 | 0.013961 | 1.0177e-17 | 0.014704 | 0.0037143 | -1.0177e-17 | -0.014667 | -0.0036778 | 2.5443e-18 | 0.0039188 | 0.014646 | -2.5443e-18 | -0.0038457 | -0.014572 | 0 | -135.6932 | 44.3068 | 0 | 44.3068 | -135.6932 | 1.1 | 1.09 | 1.0823 | 1.1 | 1.0861 | 1.0765 | 2.1243e-15 | -120.7698 | 120.0757 | 1.9252e-15 | -121.0011 | 120.1422
Line6_7_8 | 0 | 0.060452 | 0.060452 | 0 | 0.060452 | 0.060452 | 0 | 0.013961 | 0.013961 | 0 | 0.013961 | 0.013961 | 1.0177e-17 | 0.014667 | 0.0036778 | -7.6328e-18 | -0.014631 | -0.0036413 | 5.0885e-18 | 0.0038457 | 0.014572 | -2.5443e-18 | -0.0037726 | -0.014499 | 0 | -135.6932 | 44.3068 | 0 | 44.3068 | -135.6932 | 1.1 | 1.0861 | 1.0765 | 1.1 | 1.0823 | 1.0708 | 1.9252e-15 | -121.0011 | 120.1422 | 1.7092e-15 | -121.2341 | 120.2095
Line7_8_9 | 0 | 0 | 0 | 0 | 0 | 0 | 0 | 0 | 0 | 0 | 0 | 0 | 2.5443e-18 | -6.9334e-11 | -1.1449e-10 | -2.5443e-18 | 6.9334e-11 | 1.1449e-10 | -2.5443e-18 | 9.4011e-11 | -1.5791e-11 | 5.0885e-18 | -9.4011e-11 | 1.5791e-11 | 0 | 0 | 0 | 0 | 0 | 0 | 1.1 | 1.0823 | 1.0708 | 1.1 | 1.0823 | 1.0708 | 1.7092e-15 | -121.2341 | 120.2095 | 1.6223e-15 | -121.2341 | 120.2095
Line8_8_10 | 0 | 0 | 0 | 0 | 0 | 0 | 0 | 0 | 0 | 0 | 0 | 0 | 0 | -6.9334e-11 | -1.1449e-10 | 0 | 6.9334e-11 | 1.1449e-10 | 0 | 9.4011e-11 | -1.5791e-11 | 0 | -9.4011e-11 | 1.5791e-11 | 0 | 0 | 0 | 0 | 0 | 0 | 1.1 | 1.0823 | 1.0708 | 1.1 | 1.0823 | 1.0708 | 1.7092e-15 | -121.2341 | 120.2095 | 1.6379e-15 | -121.2341 | 120.2095
Line9_3_11 | 0 | 0 | 0 | 0 | 0 | 0 | 0 | 0 | 0 | 0 | 0 | 0 | 1.0813e-17 | -6.2015e-11 | -1.7671e-10 | -1.0813e-17 | 6.2015e-11 | 1.7671e-10 | 5.0885e-18 | 1.6884e-10 | 2.9809e-11 | -5.0885e-18 | -1.6884e-10 | -2.9809e-11 | 0 | 0 | 0 | 0 | 0 | 0 | 1.1 | 1.0978 | 1.0937 | 1.1 | 1.0978 | 1.0937 | 2.5215e-15 | -120.3121 | 119.9447 | 2.3491e-15 | -120.3121 | 119.9447

## LL_min_6
name | pf_ikss_a_from_ka | pf_ikss_b_from_ka | pf_ikss_c_from_ka | pf_ikss_a_to_ka | pf_ikss_b_to_ka | pf_ikss_c_to_ka | pf_skss_a_from_mw | pf_skss_b_from_mw | pf_skss_c_from_mw | pf_skss_a_to_mw | pf_skss_b_to_mw | pf_skss_c_to_mw | pf_p_a_from_mw | pf_p_b_from_mw | pf_p_c_from_mw | pf_p_a_to_mw | pf_p_b_to_mw | pf_p_c_to_mw | pf_q_a_from_mvar | pf_q_b_from_mvar | pf_q_c_from_mvar | pf_q_a_to_mvar | pf_q_b_to_mvar | pf_q_c_to_mvar | pf_ikss_a_from_degree | pf_ikss_b_from_degree | pf_ikss_c_from_degree | pf_ikss_a_to_degree | pf_ikss_b_to_degree | pf_ikss_c_to_degree | pf_vm_a_from_pu | pf_vm_b_from_pu | pf_vm_c_from_pu | pf_vm_a_to_pu | pf_vm_b_to_pu | pf_vm_c_to_pu | pf_va_a_from_degree | pf_va_b_from_degree | pf_va_c_from_degree | pf_va_a_to_degree | pf_va_b_to_degree | pf_va_c_to_degree
Line0_1_2 | 0 | 1.455 | 1.455 | 0 | 1.455 | 1.455 | 0 | 0.33601 | 0.33601 | 0 | 0.33601 | 0.33601 | 3.5157e-17 | 0.28984 | 0.03533 | -3.5157e-17 | -0.24919 | 0.005316 | 2.2852e-16 | 0.073022 | 0.26569 | -2.2852e-16 | -0.030682 | -0.22336 | 0 | -142.8727 | 37.1273 | 0 | 37.1273 | -142.8727 | 0.95 | 0.88953 | 0.79769 | 0.95 | 0.74721 | 0.66491 | 9.8733e-14 | -128.7319 | 119.553 | 1.0482e-13 | -135.8534 | 128.4907
Line10_11_12 | 0 | 0 | 0 | 0 | 0 | 0 | 0 | 0 | 0 | 0 | 0 | 0 | 4.3946e-18 | -9.6789e-10 | -2.6725e-09 | 4.3946e-18 | 9.6789e-10 | 2.6725e-09 | 7.0314e-17 | 2.8224e-09 | 1.3007e-10 | -5.2736e-17 | -2.8224e-09 | -1.3007e-10 | 0 | 0 | 0 | 0 | 0 | 0 | 0.95 | 0.88953 | 0.79769 | 0.95 | 0.88953 | 0.79769 | 1.0309e-13 | -128.7319 | 119.553 | 1.0535e-13 | -128.7319 | 119.553
Line11_12_13 | 0 | 0 | 0 | 0 | 0 | 0 | 0 | 0 | 0 | 0 | 0 | 0 | -4.3946e-18 | -8.0657e-10 | -2.2271e-09 | 1.3184e-17 | 8.0657e-10 | 2.2271e-09 | 8.7893e-17 | 2.352e-09 | 1.0839e-10 | -8.7893e-17 | -2.352e-09 | -1.0839e-10 | 0 | 0 | 0 | 0 | 0 | 0 | 0.95 | 0.88953 | 0.79769 | 0.95 | 0.88953 | 0.79769 | 1.0535e-13 | -128.7319 | 119.553 | 1.0744e-13 | -128.7319 | 119.553
Line12_13_15 | 0 | 0 | 0 | 0 | 0 | 0 | 0 | 0 | 0 | 0 | 0 | 0 | 1.3184e-17 | -4.8394e-10 | -1.3362e-09 | 4.3946e-18 | 4.8394e-10 | 1.3362e-09 | 2.4722e-32 | 1.4112e-09 | 6.5035e-11 | 8.316e-33 | -1.4112e-09 | -6.5035e-11 | 0 | 0 | 0 | 0 | 0 | 0 | 0.95 | 0.88953 | 0.79769 | 0.95 | 0.88953 | 0.79769 | 1.0744e-13 | -128.7319 | 119.553 | 1.0842e-13 | -128.7319 | 119.553
Line13_13_14 | 0 | 0 | 0 | 0 | 0 | 0 | 0 | 0 | 0 | 0 | 0 | 0 | -3.2963e-32 | -1.6131e-10 | -4.4541e-10 | 8.7893e-18 | 1.6131e-10 | 4.4541e-10 | 1.7579e-17 | 4.7039e-10 | 2.1678e-11 | -3.5157e-17 | -4.7039e-10 | -2.1678e-11 | 0 | 0 | 0 | 0 | 0 | 0 | 0.95 | 0.88953 | 0.79769 | 0.95 | 0.88953 | 0.79769 | 1.0744e-13 | -128.7319 | 119.553 | 1.0737e-13 | -128.7319 | 119.553
Line14_15_16 | 0 | 0 | 0 | 0 | 0 | 0 | 0 | 0 | 0 | 0 | 0 | 0 | -1.7579e-17 | -3.2263e-10 | -8.9083e-10 | 2.6368e-17 | 3.2263e-10 | 8.9083e-10 | 3.5157e-17 | 9.4079e-10 | 4.3357e-11 | -3.5157e-17 | -9.4079e-10 | -4.3357e-11 | 0 | 0 | 0 | 0 | 0 | 0 | 0.95 | 0.88953 | 0.79769 | 0.95 | 0.88953 | 0.79769 | 1.0842e-13 | -128.7319 | 119.553 | 1.0923e-13 | -128.7319 | 119.553
Line15_16_17 | 0 | 0 | 0 | 0 | 0 | 0 | 0 | 0 | 0 | 0 | 0 | 0 | -8.7893e-18 | -1.6131e-10 | -4.4541e-10 | 8.7893e-18 | 1.6131e-10 | 4.4541e-10 | 1.7579e-17 | 4.7039e-10 | 2.1678e-11 | -3.5157e-17 | -4.7039e-10 | -2.1678e-11 | 0 | 0 | 0 | 0 | 0 | 0 | 0.95 | 0.88953 | 0.79769 | 0.95 | 0.88953 | 0.79769 | 1.0923e-13 | -128.7319 | 119.553 | 1.0946e-13 | -128.7319 | 119.553
Line16_4_18 | 0 | 0 | 0 | 0 | 0 | 0 | 0 | 0 | 0 | 0 | 0 | 0 | -1.3184e-17 | -1.6131e-10 | -4.4541e-10 | 1.3184e-17 | 1.6131e-10 | 4.4541e-10 | 1.7579e-17 | 4.7039e-10 | 2.1678e-11 | -3.5157e-17 | -4.7039e-10 | -2.1678e-11 | 0 | 0 | 0 | 0 | 0 | 0 | 0.95 | 0.88953 | 0.79769 | 0.95 | 0.88953 | 0.79769 | 9.9465e-14 | -128.7319 | 119.553 | 9.9701e-14 | -128.7319 | 119.553
Line17_5_19 | 0 | 0 | 0 | 0 | 0 | 0 | 0 | 0 | 0 | 0 | 0 | 0 | -1.3184e-17 | -1.6131e-10 | -4.4541e-10 | 1.3184e-17 | 1.6131e-10 | 4.4541e-10 | 1.7579e-17 | 4.7039e-10 | 2.1678e-11 | -3.5157e-17 | -4.7039e-10 | -2.1678e-11 | 0 | 0 | 0 | 0 | 0 | 0 | 0.95 | 0.88953 | 0.79769 | 0.95 | 0.88953 | 0.79769 | 9.9465e-14 | -128.7319 | 119.553 | 9.9701e-14 | -128.7319 | 119.553
Line1_1_3 | 0 | 0 | 0 | 0 | 0 | 0 | 0 | 0 | 0 | 0 | 0 | 0 | 3.0762e-17 | -1.2905e-09 | -3.5633e-09 | -2.1973e-17 | 1.2905e-09 | 3.5633e-09 | 7.0314e-17 | 3.7632e-09 | 1.7343e-10 | -8.7893e-17 | -3.7632e-09 | -1.7343e-10 | 0 | 0 | 0 | 0 | 0 | 0 | 0.95 | 0.88953 | 0.79769 | 0.95 | 0.88953 | 0.79769 | 9.8733e-14 | -128.7319 | 119.553 | 1.0083e-13 | -128.7319 | 119.553
Line2_1_4 | 0 | 0 | 0 | 0 | 0 | 0 | 0 | 0 | 0 | 0 | 0 | 0 | 4.3946e-18 | -3.2263e-10 | -8.9083e-10 | 4.3946e-18 | 3.2263e-10 | 8.9083e-10 | 1.7579e-17 | 9.4079e-10 | 4.3357e-11 | -5.2736e-17 | -9.4079e-10 | -4.3357e-11 | 0 | 0 | 0 | 0 | 0 | 0 | 0.95 | 0.88953 | 0.79769 | 0.95 | 0.88953 | 0.79769 | 9.8733e-14 | -128.7319 | 119.553 | 9.9465e-14 | -128.7319 | 119.553
Line3_1_5 | 0 | 0 | 0 | 0 | 0 | 0 | 0 | 0 | 0 | 0 | 0 | 0 | 4.3946e-18 | -3.2263e-10 | -8.9083e-10 | 4.3946e-18 | 3.2263e-10 | 8.9083e-10 | 1.7579e-17 | 9.4079e-10 | 4.3357e-11 | -5.2736e-17 | -9.4079e-10 | -4.3357e-11 | 0 | 0 | 0 | 0 | 0 | 0 | 0.95 | 0.88953 | 0.79769 | 0.95 | 0.88953 | 0.79769 | 9.8733e-14 | -128.7319 | 119.553 | 9.9465e-14 | -128.7319 | 119.553
Line4_2_6 | 0 | 1.455 | 1.455 | 0 | 1.455 | 1.455 | 0 | 0.33601 | 0.33601 | 0 | 0.33601 | 0.33601 | -1.0547e-16 | 0.24919 | -0.005316 | 7.0314e-17 | -0.20855 | 0.045962 | 2.8126e-16 | 0.030682 | 0.22336 | -2.8126e-16 | 0.011658 | -0.18102 | 0 | -142.8727 | 37.1273 | 0 | 37.1273 | -142.8727 | 0.95 | 0.74721 | 0.66491 | 0.95 | 0.62161 | 0.55581 | 1.0482e-13 | -135.8534 | 128.4907 | 1.113e-13 | -146.0722 | 141.3743
Line5_6_7 | 0 | 1.455 | 1.455 | 0 | 1.455 | 1.455 | 0 | 0.33601 | 0.33601 | 0 | 0.33601 | 0.33601 | -4.0975e-31 | 0.20855 | -0.045962 | 3.5851e-31 | -0.1679 | 0.086608 | 2.1094e-16 | -0.011658 | 0.18102 | -1.7579e-16 | 0.053997 | -0.13868 | 0 | -142.8727 | 37.1273 | 0 | 37.1273 | -142.8727 | 0.95 | 0.62161 | 0.55581 | 0.95 | 0.52489 | 0.48658 | 1.113e-13 | -146.0722 | 141.3743 | 1.1685e-13 | -160.7007 | 159.1134
Line6_7_8 | 0 | 1.455 | 1.455 | 0 | 1.455 | 1.455 | 0 | 0.33601 | 0.33601 | 0 | 0.33601 | 0.33601 | -7.0314e-17 | 0.1679 | -0.086608 | 7.0314e-17 | -0.12725 | 0.12725 | 3.5157e-16 | -0.053997 | 0.13868 | -3.5157e-16 | 0.096337 | -0.096337 | 0 | -142.8727 | 37.1273 | 0 | 37.1273 | -142.8727 | 0.95 | 0.52489 | 0.48658 | 0.95 | 0.475 | 0.475 | 1.1685e-13 | -160.7007 | 159.1134 | 1.2193e-13 | -180 | 180
Line7_8_9 | 0 | 0 | 0 | 0 | 0 | 0 | 0 | 0 | 0 | 0 | 0 | 0 | 7.0314e-17 | 3.5157e-17 | -1.4063e-16 | 0 | -1.022e-16 | 3.2761e-18 | 1.4964e-31 | 1.4329e-09 | -1.4329e-09 | 0 | -1.4329e-09 | 1.4329e-09 | 0 | 0 | 0 | 0 | 0 | 0 | 0.95 | 0.475 | 0.475 | 0.95 | 0.475 | 0.475 | 1.2193e-13 | -180 | 180 | 1.2084e-13 | -180 | 180
Line8_8_10 | 0 | 0 | 0 | 0 | 0 | 0 | 0 | 0 | 0 | 0 | 0 | 0 | 1.4063e-16 | -2.461e-16 | -1.4063e-16 | 0 | 1.439e-16 | 1.439e-16 | 2.9927e-31 | 1.4329e-09 | -1.4329e-09 | 0 | -1.4329e-09 | 1.4329e-09 | 0 | 0 | 0 | 0 | 0 | 0 | 0.95 | 0.475 | 0.475 | 0.95 | 0.475 | 0.475 | 1.2193e-13 | -180 | 180 | 1.23e-13 | -180 | 180
Line9_3_11 | 0 | 0 | 0 | 0 | 0 | 0 | 0 | 0 | 0 | 0 | 0 | 0 | 3.5157e-17 | -1.1292e-09 | -3.1179e-09 | -1.7579e-17 | 1.1292e-09 | 3.1179e-09 | 7.0314e-17 | 3.2928e-09 | 1.5175e-10 | -5.2736e-17 | -3.2928e-09 | -1.5175e-10 | 0 | 0 | 0 | 0 | 0 | 0 | 0.95 | 0.88953 | 0.79769 | 0.95 | 0.88953 | 0.79769 | 1.0083e-13 | -128.7319 | 119.553 | 1.0309e-13 | -128.7319 | 119.553

## LL_min_10
name | pf_ikss_a_from_ka | pf_ikss_b_from_ka | pf_ikss_c_from_ka | pf_ikss_a_to_ka | pf_ikss_b_to_ka | pf_ikss_c_to_ka | pf_skss_a_from_mw | pf_skss_b_from_mw | pf_skss_c_from_mw | pf_skss_a_to_mw | pf_skss_b_to_mw | pf_skss_c_to_mw | pf_p_a_from_mw | pf_p_b_from_mw | pf_p_c_from_mw | pf_p_a_to_mw | pf_p_b_to_mw | pf_p_c_to_mw | pf_q_a_from_mvar | pf_q_b_from_mvar | pf_q_c_from_mvar | pf_q_a_to_mvar | pf_q_b_to_mvar | pf_q_c_to_mvar | pf_ikss_a_from_degree | pf_ikss_b_from_degree | pf_ikss_c_from_degree | pf_ikss_a_to_degree | pf_ikss_b_to_degree | pf_ikss_c_to_degree | pf_vm_a_from_pu | pf_vm_b_from_pu | pf_vm_c_from_pu | pf_vm_a_to_pu | pf_vm_b_to_pu | pf_vm_c_to_pu | pf_va_a_from_degree | pf_va_b_from_degree | pf_va_c_from_degree | pf_va_a_to_degree | pf_va_b_to_degree | pf_va_c_to_degree
Line0_1_2 | 0 | 1.3784 | 1.3784 | 0 | 1.3784 | 1.3784 | 0 | 0.31833 | 0.31833 | 0 | 0.31833 | 0.31833 | 1.6653e-17 | 0.26013 | 0.031709 | 3.6671e-31 | -0.22365 | 0.0047711 | 2.3315e-16 | 0.065537 | 0.23846 | -1.9984e-16 | -0.027537 | -0.20046 | 0 | -142.8727 | 37.1273 | 0 | 37.1273 | -142.8727 | 0.9 | 0.84271 | 0.7557 | 0.9 | 0.70788 | 0.62991 | 9.892e-14 | -128.7319 | 119.553 | 1.0514e-13 | -135.8534 | 128.4907
Line10_11_12 | 0 | 0 | 0 | 0 | 0 | 0 | 0 | 0 | 0 | 0 | 0 | 0 | 4.1633e-18 | -8.6869e-10 | -2.3986e-09 | 4.1633e-18 | 8.6869e-10 | 2.3986e-09 | 6.6613e-17 | 2.5331e-09 | 1.1674e-10 | -8.3267e-17 | -2.5331e-09 | -1.1674e-10 | 0 | 0 | 0 | 0 | 0 | 0 | 0.9 | 0.84271 | 0.7557 | 0.9 | 0.84271 | 0.7557 | 1.0327e-13 | -128.7319 | 119.553 | 1.0554e-13 | -128.7319 | 119.553
Line11_12_13 | 0 | 0 | 0 | 0 | 0 | 0 | 0 | 0 | 0 | 0 | 0 | 0 | -1.6653e-17 | -7.2391e-10 | -1.9988e-09 | 1.6653e-17 | 7.2391e-10 | 1.9988e-09 | 6.6613e-17 | 2.1109e-09 | 9.7283e-11 | -8.3267e-17 | -2.1109e-09 | -9.7283e-11 | 0 | 0 | 0 | 0 | 0 | 0 | 0.9 | 0.84271 | 0.7557 | 0.9 | 0.84271 | 0.7557 | 1.0554e-13 | -128.7319 | 119.553 | 1.0763e-13 | -128.7319 | 119.553
Line12_13_15 | 0 | 0 | 0 | 0 | 0 | 0 | 0 | 0 | 0 | 0 | 0 | 0 | -8.3267e-18 | -4.3434e-10 | -1.1993e-09 | -3.1568e-32 | 4.3434e-10 | 1.1993e-09 | -1.6653e-17 | 1.2665e-09 | 5.837e-11 | 1.6653e-17 | -1.2665e-09 | -5.837e-11 | 0 | 0 | 0 | 0 | 0 | 0 | 0.9 | 0.84271 | 0.7557 | 0.9 | 0.84271 | 0.7557 | 1.0763e-13 | -128.7319 | 119.553 | 1.0861e-13 | -128.7319 | 119.553
Line13_13_14 | 0 | 0 | 0 | 0 | 0 | 0 | 0 | 0 | 0 | 0 | 0 | 0 | 3.1282e-32 | -1.4478e-10 | -3.9976e-10 | -8.3267e-18 | 1.4478e-10 | 3.9976e-10 | -1.6653e-17 | 4.2218e-10 | 1.9457e-11 | 1.6653e-17 | -4.2218e-10 | -1.9457e-11 | 0 | 0 | 0 | 0 | 0 | 0 | 0.9 | 0.84271 | 0.7557 | 0.9 | 0.84271 | 0.7557 | 1.0763e-13 | -128.7319 | 119.553 | 1.0756e-13 | -128.7319 | 119.553
Line14_15_16 | 0 | 0 | 0 | 0 | 0 | 0 | 0 | 0 | 0 | 0 | 0 | 0 | -1.249e-17 | -2.8956e-10 | -7.9952e-10 | 1.249e-17 | 2.8956e-10 | 7.9952e-10 | 3.3307e-17 | 8.4436e-10 | 3.8913e-11 | -3.3307e-17 | -8.4436e-10 | -3.8913e-11 | 0 | 0 | 0 | 0 | 0 | 0 | 0.9 | 0.84271 | 0.7557 | 0.9 | 0.84271 | 0.7557 | 1.0861e-13 | -128.7319 | 119.553 | 1.0941e-13 | -128.7319 | 119.553
Line15_16_17 | 0 | 0 | 0 | 0 | 0 | 0 | 0 | 0 | 0 | 0 | 0 | 0 | -2.0817e-17 | -1.4478e-10 | -3.9976e-10 | 1.249e-17 | 1.4478e-10 | 3.9976e-10 | -3.9752e-32 | 4.2218e-10 | 1.9457e-11 | 2.3903e-32 | -4.2218e-10 | -1.9457e-11 | 0 | 0 | 0 | 0 | 0 | 0 | 0.9 | 0.84271 | 0.7557 | 0.9 | 0.84271 | 0.7557 | 1.0941e-13 | -128.7319 | 119.553 | 1.0965e-13 | -128.7319 | 119.553
Line16_4_18 | 0 | 0 | 0 | 0 | 0 | 0 | 0 | 0 | 0 | 0 | 0 | 0 | -1.6653e-17 | -1.4478e-10 | -3.9976e-10 | 1.6653e-17 | 1.4478e-10 | 3.9976e-10 | -2.8964e-32 | 4.2218e-10 | 1.9457e-11 | -1.6653e-17 | -4.2218e-10 | -1.9457e-11 | 0 | 0 | 0 | 0 | 0 | 0 | 0.9 | 0.84271 | 0.7557 | 0.9 | 0.84271 | 0.7557 | 9.9652e-14 | -128.7319 | 119.553 | 9.9888e-14 | -128.7319 | 119.553
Line17_5_19 | 0 | 0 | 0 | 0 | 0 | 0 | 0 | 0 | 0 | 0 | 0 | 0 | -1.6653e-17 | -1.4478e-10 | -3.9976e-10 | 1.6653e-17 | 1.4478e-10 | 3.9976e-10 | -2.8964e-32 | 4.2218e-10 | 1.9457e-11 | -1.6653e-17 | -4.2218e-10 | -1.9457e-11 | 0 | 0 | 0 | 0 | 0 | 0 | 0.9 | 0.84271 | 0.7557 | 0.9 | 0.84271 | 0.7557 | 9.9652e-14 | -128.7319 | 119.553 | 9.9888e-14 | -128.7319 | 119.553
Line1_1_3 | 0 | 0 | 0 | 0 | 0 | 0 | 0 | 0 | 0 | 0 | 0 | 0 | 4.1633e-18 | -1.1582e-09 | -3.1981e-09 | -4.1633e-18 | 1.1582e-09 | 3.1981e-09 | 6.6613e-17 | 3.3775e-09 | 1.5565e-10 | -3.3307e-17 | -3.3775e-09 | -1.5565e-10 | 0 | 0 | 0 | 0 | 0 | 0 | 0.9 | 0.84271 | 0.7557 | 0.9 | 0.84271 | 0.7557 | 9.892e-14 | -128.7319 | 119.553 | 1.0101e-13 | -128.7319 | 119.553
Line2_1_4 | 0 | 0 | 0 | 0 | 0 | 0 | 0 | 0 | 0 | 0 | 0 | 0 | -3.3307e-17 | -2.8956e-10 | -7.9952e-10 | 3.3307e-17 | 2.8956e-10 | 7.9952e-10 | 1.6653e-17 | 8.4436e-10 | 3.8913e-11 | 5.7929e-32 | -8.4436e-10 | -3.8913e-11 | 0 | 0 | 0 | 0 | 0 | 0 | 0.9 | 0.84271 | 0.7557 | 0.9 | 0.84271 | 0.7557 | 9.892e-14 | -128.7319 | 119.553 | 9.9652e-14 | -128.7319 | 119.553
Line3_1_5 | 0 | 0 | 0 | 0 | 0 | 0 | 0 | 0 | 0 | 0 | 0 | 0 | -3.3307e-17 | -2.8956e-10 | -7.9952e-10 | 3.3307e-17 | 2.8956e-10 | 7.9952e-10 | 1.6653e-17 | 8.4436e-10 | 3.8913e-11 | 5.7929e-32 | -8.4436e-10 | -3.8913e-11 | 0 | 0 | 0 | 0 | 0 | 0 | 0.9 | 0.84271 | 0.7557 | 0.9 | 0.84271 | 0.7557 | 9.892e-14 | -128.7319 | 119.553 | 9.9652e-14 | -128.7319 | 119.553
Line4_2_6 | 0 | 1.3784 | 1.3784 | 0 | 1.3784 | 1.3784 | 0 | 0.31833 | 0.31833 | 0 | 0.31833 | 0.31833 | -4.2783e-31 | 0.22365 | -0.0047711 | 3.3307e-17 | -0.18717 | 0.041251 | 2.3315e-16 | 0.027537 | 0.20046 | -2.3315e-16 | 0.010463 | -0.16246 | 0 | -142.8727 | 37.1273 | 0 | 37.1273 | -142.8727 | 0.9 | 0.70788 | 0.62991 | 0.9 | 0.5889 | 0.52656 | 1.0514e-13 | -135.8534 | 128.4907 | 1.1173e-13 | -146.0722 | 141.3743
Line5_6_7 | 0 | 1.3784 | 1.3784 | 0 | 1.3784 | 1.3784 | 0 | 0.31833 | 0.31833 | 0 | 0.31833 | 0.31833 | -9.992e-17 | 0.18717 | -0.041251 | 1.3323e-16 | -0.15069 | 0.077731 | 1.9984e-16 | -0.010463 | 0.16246 | -2.3315e-16 | 0.048463 | -0.12446 | 0 | -142.8727 | 37.1273 | 0 | 37.1273 | -142.8727 | 0.9 | 0.5889 | 0.52656 | 0.9 | 0.49726 | 0.46097 | 1.1173e-13 | -146.0722 | 141.3743 | 1.1743e-13 | -160.7007 | 159.1134
Line6_7_8 | 0 | 1.3784 | 1.3784 | 0 | 1.3784 | 1.3784 | 0 | 0.31833 | 0.31833 | 0 | 0.31833 | 0.31833 | -2.7305e-31 | 0.15069 | -0.077731 | 2.8518e-31 | -0.11421 | 0.11421 | 1.3323e-16 | -0.048463 | 0.12446 | -1.3323e-16 | 0.086463 | -0.086463 | 0 | -142.8727 | 37.1273 | 0 | 37.1273 | -142.8727 | 0.9 | 0.49726 | 0.46097 | 0.9 | 0.45 | 0.45 | 1.1743e-13 | -160.7007 | 159.1134 | 1.2264e-13 | -180 | 180
Line7_8_9 | 0 | 0 | 0 | 0 | 0 | 0 | 0 | 0 | 0 | 0 | 0 | 0 | -6.6613e-17 | 6.6613e-17 | 2.6645e-16 | 1.4133e-31 | -9.698e-17 | 2.9403e-18 | 6.6613e-17 | 1.286e-09 | -1.286e-09 | -6.6613e-17 | -1.286e-09 | 1.286e-09 | 0 | 0 | 0 | 0 | 0 | 0 | 0.9 | 0.45 | 0.45 | 0.9 | 0.45 | 0.45 | 1.2264e-13 | -180 | 180 | 1.2156e-13 | -180 | 180
Line8_8_10 | 0 | 0 | 0 | 0 | 0 | 0 | 0 | 0 | 0 | 0 | 0 | 0 | 6.6613e-17 | -1.3323e-16 | -4.7911e-23 | -6.6613e-17 | 6.9554e-17 | 1.3617e-16 | 1.4259e-31 | 1.286e-09 | -1.286e-09 | -1.439e-31 | -1.286e-09 | 1.286e-09 | 0 | 0 | 0 | 0 | 0 | 0 | 0.9 | 0.45 | 0.45 | 0.9 | 0.45 | 0.45 | 1.2264e-13 | -180 | 180 | 1.2377e-13 | -180 | 180
Line9_3_11 | 0 | 0 | 0 | 0 | 0 | 0 | 0 | 0 | 0 | 0 | 0 | 0 | 1.6653e-17 | -1.0135e-09 | -2.7983e-09 | -1.6653e-17 | 1.0135e-09 | 2.7983e-09 | 4.996e-17 | 2.9553e-09 | 1.362e-10 | -4.996e-17 | -2.9553e-09 | -1.362e-10 | 0 | 0 | 0 | 0 | 0 | 0 | 0.9 | 0.84271 | 0.7557 | 0.9 | 0.84271 | 0.7557 | 1.0101e-13 | -128.7319 | 119.553 | 1.0327e-13 | -128.7319 | 119.553

## LL_min_fault_6
name | pf_ikss_a_from_ka | pf_ikss_b_from_ka | pf_ikss_c_from_ka | pf_ikss_a_to_ka | pf_ikss_b_to_ka | pf_ikss_c_to_ka | pf_skss_a_from_mw | pf_skss_b_from_mw | pf_skss_c_from_mw | pf_skss_a_to_mw | pf_skss_b_to_mw | pf_skss_c_to_mw | pf_p_a_from_mw | pf_p_b_from_mw | pf_p_c_from_mw | pf_p_a_to_mw | pf_p_b_to_mw | pf_p_c_to_mw | pf_q_a_from_mvar | pf_q_b_from_mvar | pf_q_c_from_mvar | pf_q_a_to_mvar | pf_q_b_to_mvar | pf_q_c_to_mvar | pf_ikss_a_from_degree | pf_ikss_b_from_degree | pf_ikss_c_from_degree | pf_ikss_a_to_degree | pf_ikss_b_to_degree | pf_ikss_c_to_degree | pf_vm_a_from_pu | pf_vm_b_from_pu | pf_vm_c_from_pu | pf_vm_a_to_pu | pf_vm_b_to_pu | pf_vm_c_to_pu | pf_va_a_from_degree | pf_va_b_from_degree | pf_va_c_from_degree | pf_va_a_to_degree | pf_va_b_to_degree | pf_va_c_to_degree
Line0_1_2 | 0 | 0.051843 | 0.051843 | 0 | 0.051843 | 0.051843 | 0 | 0.011973 | 0.011973 | 0 | 0.011973 | 0.011973 | 1.648e-18 | 0.010966 | 0.0028847 | -1.648e-18 | -0.010915 | -0.0028331 | 1.0987e-17 | 0.0029326 | 0.010936 | -9.8879e-18 | -0.0028788 | -0.010882 | 0 | -135.2796 | 44.7204 | 0 | 44.7204 | -135.2796 | 0.95 | 0.94815 | 0.94465 | 0.95 | 0.94283 | 0.93921 | 3.1095e-15 | -120.3084 | 119.9432 | 3.335e-15 | -120.5043 | 120.1275
Line10_11_12 | 0 | 0 | 0 | 0 | 0 | 0 | 0 | 0 | 0 | 0 | 0 | 0 | 7.5533e-19 | -3.8309e-11 | -1.1119e-10 | -4.8066e-19 | 3.8309e-11 | 1.1119e-10 | 2.1973e-18 | 1.0665e-10 | 1.9584e-11 | -2.7466e-18 | -1.0665e-10 | -1.9584e-11 | 0 | 0 | 0 | 0 | 0 | 0 | 0.95 | 0.94815 | 0.94465 | 0.95 | 0.94815 | 0.94465 | 3.25e-15 | -120.3084 | 119.9432 | 3.324e-15 | -120.3084 | 119.9432
Line11_12_13 | 0 | 0 | 0 | 0 | 0 | 0 | 0 | 0 | 0 | 0 | 0 | 0 | -4.8066e-19 | -3.1925e-11 | -9.2658e-11 | 4.8066e-19 | 3.1925e-11 | 9.2658e-11 | 2.7466e-18 | 8.8872e-11 | 1.632e-11 | -3.8453e-18 | -8.8872e-11 | -1.632e-11 | 0 | 0 | 0 | 0 | 0 | 0 | 0.95 | 0.94815 | 0.94465 | 0.95 | 0.94815 | 0.94465 | 3.324e-15 | -120.3084 | 119.9432 | 3.3943e-15 | -120.3084 | 119.9432
Line12_13_15 | 0 | 0 | 0 | 0 | 0 | 0 | 0 | 0 | 0 | 0 | 0 | 0 | -3.4333e-19 | -1.9155e-11 | -5.5595e-11 | 6.8666e-20 | 1.9155e-11 | 5.5595e-11 | 1.0987e-18 | 5.3323e-11 | 9.7921e-12 | -1.0987e-18 | -5.3323e-11 | -9.7921e-12 | 0 | 0 | 0 | 0 | 0 | 0 | 0.95 | 0.94815 | 0.94465 | 0.95 | 0.94815 | 0.94465 | 3.3943e-15 | -120.3084 | 119.9432 | 3.4309e-15 | -120.3084 | 119.9432
Line13_13_14 | 0 | 0 | 0 | 0 | 0 | 0 | 0 | 0 | 0 | 0 | 0 | 0 | 4.8066e-19 | -6.3849e-12 | -1.8532e-11 | -7.5533e-19 | 6.3849e-12 | 1.8532e-11 | 2.8476e-35 | 1.7774e-11 | 3.264e-12 | -4.4733e-35 | -1.7774e-11 | -3.264e-12 | 0 | 0 | 0 | 0 | 0 | 0 | 0.95 | 0.94815 | 0.94465 | 0.95 | 0.94815 | 0.94465 | 3.3943e-15 | -120.3084 | 119.9432 | 3.3932e-15 | -120.3084 | 119.9432
Line14_15_16 | 0 | 0 | 0 | 0 | 0 | 0 | 0 | 0 | 0 | 0 | 0 | 0 | -1.03e-18 | -1.277e-11 | -3.7063e-11 | 1.03e-18 | 1.277e-11 | 3.7063e-11 | 5.4933e-19 | 3.5549e-11 | 6.5281e-12 | 6.2256e-35 | -3.5549e-11 | -6.5281e-12 | 0 | 0 | 0 | 0 | 0 | 0 | 0.95 | 0.94815 | 0.94465 | 0.95 | 0.94815 | 0.94465 | 3.4309e-15 | -120.3084 | 119.9432 | 3.4632e-15 | -120.3084 | 119.9432
Line15_16_17 | 0 | 0 | 0 | 0 | 0 | 0 | 0 | 0 | 0 | 0 | 0 | 0 | -2.06e-19 | -6.3849e-12 | -1.8532e-11 | 2.06e-19 | 6.3849e-12 | 1.8532e-11 | 5.4933e-19 | 1.7774e-11 | 3.264e-12 | 1.2495e-35 | -1.7774e-11 | -3.264e-12 | 0 | 0 | 0 | 0 | 0 | 0 | 0.95 | 0.94815 | 0.94465 | 0.95 | 0.94815 | 0.94465 | 3.4632e-15 | -120.3084 | 119.9432 | 3.4752e-15 | -120.3084 | 119.9432
Line16_4_18 | 0 | 0 | 0 | 0 | 0 | 0 | 0 | 0 | 0 | 0 | 0 | 0 | -5.4933e-19 | -6.3849e-12 | -1.8532e-11 | 2.7466e-19 | 6.3849e-12 | 1.8532e-11 | 1.648e-18 | 1.7775e-11 | 3.264e-12 | -1.0987e-18 | -1.7774e-11 | -3.264e-12 | 0 | 0 | 0 | 0 | 0 | 0 | 0.95 | 0.94815 | 0.94465 | 0.95 | 0.94815 | 0.94465 | 3.1395e-15 | -120.3084 | 119.9432 | 3.1515e-15 | -120.3084 | 119.9432
Line17_5_19 | 0 | 0 | 0 | 0 | 0 | 0 | 0 | 0 | 0 | 0 | 0 | 0 | -5.4933e-19 | -6.3849e-12 | -1.8532e-11 | 2.7466e-19 | 6.3849e-12 | 1.8532e-11 | 1.648e-18 | 1.7775e-11 | 3.264e-12 | -1.0987e-18 | -1.7774e-11 | -3.264e-12 | 0 | 0 | 0 | 0 | 0 | 0 | 0.95 | 0.94815 | 0.94465 | 0.95 | 0.94815 | 0.94465 | 3.1395e-15 | -120.3084 | 119.9432 | 3.1515e-15 | -120.3084 | 119.9432
Line1_1_3 | 0 | 0 | 0 | 0 | 0 | 0 | 0 | 0 | 0 | 0 | 0 | 0 | 1.3733e-18 | -5.1079e-11 | -1.4825e-10 | -1.3733e-18 | 5.1079e-11 | 1.4825e-10 | 3.8453e-18 | 1.422e-10 | 2.6112e-11 | -3.296e-18 | -1.422e-10 | -2.6112e-11 | 0 | 0 | 0 | 0 | 0 | 0 | 0.95 | 0.94815 | 0.94465 | 0.95 | 0.94815 | 0.94465 | 3.1095e-15 | -120.3084 | 119.9432 | 3.1773e-15 | -120.3084 | 119.9432
Line2_1_4 | 0 | 0 | 0 | 0 | 0 | 0 | 0 | 0 | 0 | 0 | 0 | 0 | -7.5533e-19 | -1.277e-11 | -3.7063e-11 | 7.5533e-19 | 1.277e-11 | 3.7063e-11 | 1.648e-18 | 3.5549e-11 | 6.5281e-12 | -1.0987e-18 | -3.5549e-11 | -6.5281e-12 | 0 | 0 | 0 | 0 | 0 | 0 | 0.95 | 0.94815 | 0.94465 | 0.95 | 0.94815 | 0.94465 | 3.1095e-15 | -120.3084 | 119.9432 | 3.1395e-15 | -120.3084 | 119.9432
Line3_1_5 | 0 | 0 | 0 | 0 | 0 | 0 | 0 | 0 | 0 | 0 | 0 | 0 | -7.5533e-19 | -1.277e-11 | -3.7063e-11 | 7.5533e-19 | 1.277e-11 | 3.7063e-11 | 1.648e-18 | 3.5549e-11 | 6.5281e-12 | -1.0987e-18 | -3.5549e-11 | -6.5281e-12 | 0 | 0 | 0 | 0 | 0 | 0 | 0.95 | 0.94815 | 0.94465 | 0.95 | 0.94815 | 0.94465 | 3.1095e-15 | -120.3084 | 119.9432 | 3.1395e-15 | -120.3084 | 119.9432
Line4_2_6 | 0 | 0.051843 | 0.051843 | 0 | 0.051843 | 0.051843 | 0 | 0.011973 | 0.011973 | 0 | 0.011973 | 0.011973 | -1.0987e-18 | 0.010915 | 0.0028331 | 1.0987e-18 | -0.010863 | -0.0027815 | 9.8879e-18 | 0.0028788 | 0.010882 | -1.0987e-17 | -0.0028251 | -0.010828 | 0 | -135.2796 | 44.7204 | 0 | 44.7204 | -135.2796 | 0.95 | 0.94283 | 0.93921 | 0.95 | 0.93752 | 0.93379 | 3.335e-15 | -120.5043 | 120.1275 | 3.5695e-15 | -120.7024 | 120.3141
Line5_6_7 | 0 | 0.051843 | 0.051843 | 0 | 0.051843 | 0.051843 | 0 | 0.011973 | 0.011973 | 0 | 0.011973 | 0.011973 | 3.296e-18 | 0.010863 | 0.0027815 | -1.0987e-18 | -0.010812 | -0.0027299 | 8.7893e-18 | 0.0028251 | 0.010828 | -8.7893e-18 | -0.0027713 | -0.010775 | 0 | -135.2796 | 44.7204 | 0 | 44.7204 | -135.2796 | 0.95 | 0.93752 | 0.93379 | 0.95 | 0.93223 | 0.92837 | 3.5695e-15 | -120.7024 | 120.3141 | 3.7753e-15 | -120.9028 | 120.5028
Line6_7_8 | 0 | 0.051843 | 0.051843 | 0 | 0.051843 | 0.051843 | 0 | 0.011973 | 0.011973 | 0 | 0.011973 | 0.011973 | -4.3435e-34 | 0.010812 | 0.0027299 | 2.1973e-18 | -0.01076 | -0.0026783 | 6.5919e-18 | 0.0027713 | 0.010775 | -8.7893e-18 | -0.0027175 | -0.010721 | 0 | -135.2796 | 44.7204 | 0 | 44.7204 | -135.2796 | 0.95 | 0.93223 | 0.92837 | 0.95 | 0.92694 | 0.92297 | 3.7753e-15 | -120.9028 | 120.5028 | 3.9801e-15 | -121.1055 | 120.6937
Line7_8_9 | 0 | 0 | 0 | 0 | 0 | 0 | 0 | 0 | 0 | 0 | 0 | 0 | -3.0528e-34 | -7.7759e-11 | -9.1252e-11 | 4.5407e-34 | 7.7759e-11 | 9.1252e-11 | 4.3946e-18 | 6.2294e-11 | -3.8923e-11 | -6.5919e-18 | -6.2294e-11 | 3.8923e-11 | 0 | 0 | 0 | 0 | 0 | 0 | 0.95 | 0.92694 | 0.92297 | 0.95 | 0.92694 | 0.92297 | 3.9801e-15 | -121.1055 | 120.6937 | 3.9467e-15 | -121.1055 | 120.6937
Line8_8_10 | 0 | 0 | 0 | 0 | 0 | 0 | 0 | 0 | 0 | 0 | 0 | 0 | 2.1973e-18 | -7.7759e-11 | -9.1252e-11 | -2.1973e-18 | 7.7759e-11 | 9.1252e-11 | 4.3946e-18 | 6.2294e-11 | -3.8923e-11 | -6.5919e-18 | -6.2294e-11 | 3.8923e-11 | 0 | 0 | 0 | 0 | 0 | 0 | 0.95 | 0.92694 | 0.92297 | 0.95 | 0.92694 | 0.92297 | 3.9801e-15 | -121.1055 | 120.6937 | 4.0305e-15 | -121.1055 | 120.6937
Line9_3_11 | 0 | 0 | 0 | 0 | 0 | 0 | 0 | 0 | 0 | 0 | 0 | 0 | 1.5793e-18 | -4.4694e-11 | -1.2972e-10 | -1.854e-18 | 4.4694e-11 | 1.2972e-10 | 2.1973e-18 | 1.2442e-10 | 2.2848e-11 | -2.1973e-18 | -1.2442e-10 | -2.2848e-11 | 0 | 0 | 0 | 0 | 0 | 0 | 0.95 | 0.94815 | 0.94465 | 0.95 | 0.94815 | 0.94465 | 3.1773e-15 | -120.3084 | 119.9432 | 3.25e-15 | -120.3084 | 119.9432

## LL_min_fault_10
name | pf_ikss_a_from_ka | pf_ikss_b_from_ka | pf_ikss_c_from_ka | pf_ikss_a_to_ka | pf_ikss_b_to_ka | pf_ikss_c_to_ka | pf_skss_a_from_mw | pf_skss_b_from_mw | pf_skss_c_from_mw | pf_skss_a_to_mw | pf_skss_b_to_mw | pf_skss_c_to_mw | pf_p_a_from_mw | pf_p_b_from_mw | pf_p_c_from_mw | pf_p_a_to_mw | pf_p_b_to_mw | pf_p_c_to_mw | pf_q_a_from_mvar | pf_q_b_from_mvar | pf_q_c_from_mvar | pf_q_a_to_mvar | pf_q_b_to_mvar | pf_q_c_to_mvar | pf_ikss_a_from_degree | pf_ikss_b_from_degree | pf_ikss_c_from_degree | pf_ikss_a_to_degree | pf_ikss_b_to_degree | pf_ikss_c_to_degree | pf_vm_a_from_pu | pf_vm_b_from_pu | pf_vm_c_from_pu | pf_vm_a_to_pu | pf_vm_b_to_pu | pf_vm_c_to_pu | pf_va_a_from_degree | pf_va_b_from_degree | pf_va_c_from_degree | pf_va_a_to_degree | pf_va_b_to_degree | pf_va_c_to_degree
Line0_1_2 | 0 | 0.049114 | 0.049114 | 0 | 0.049114 | 0.049114 | 0 | 0.011342 | 0.011342 | 0 | 0.011342 | 0.011342 | 2.0817e-18 | 0.0098425 | 0.002589 | -2.0817e-18 | -0.0097961 | -0.0025427 | 9.3675e-18 | 0.002632 | 0.009815 | -1.0408e-17 | -0.0025837 | -0.0097667 | 0 | -135.2796 | 44.7204 | 0 | 44.7204 | -135.2796 | 0.9 | 0.89825 | 0.89493 | 0.9 | 0.89321 | 0.88978 | 3.1062e-15 | -120.3084 | 119.9432 | 3.3562e-15 | -120.5043 | 120.1275
Line10_11_12 | 0 | 0 | 0 | 0 | 0 | 0 | 0 | 0 | 0 | 0 | 0 | 0 | 3.2526e-19 | -3.4383e-11 | -9.9793e-11 | -3.2526e-19 | 3.4383e-11 | 9.9793e-11 | 3.1225e-18 | 9.5716e-11 | 1.7577e-11 | -2.6021e-18 | -9.5716e-11 | -1.7577e-11 | 0 | 0 | 0 | 0 | 0 | 0 | 0.9 | 0.89825 | 0.89493 | 0.9 | 0.89825 | 0.89493 | 3.2467e-15 | -120.3084 | 119.9432 | 3.3206e-15 | -120.3084 | 119.9432
Line11_12_13 | 0 | 0 | 0 | 0 | 0 | 0 | 0 | 0 | 0 | 0 | 0 | 0 | -4.5536e-19 | -2.8652e-11 | -8.3161e-11 | 4.5536e-19 | 2.8652e-11 | 8.3161e-11 | 2.6021e-18 | 7.9764e-11 | 1.4648e-11 | -2.6021e-18 | -7.9764e-11 | -1.4648e-11 | 0 | 0 | 0 | 0 | 0 | 0 | 0.9 | 0.89825 | 0.89493 | 0.9 | 0.89825 | 0.89493 | 3.3206e-15 | -120.3084 | 119.9432 | 3.391e-15 | -120.3084 | 119.9432
Line12_13_15 | 0 | 0 | 0 | 0 | 0 | 0 | 0 | 0 | 0 | 0 | 0 | 0 | -1.301e-19 | -1.7191e-11 | -4.9896e-11 | 1.301e-19 | 1.7191e-11 | 4.9896e-11 | 5.2042e-19 | 4.7858e-11 | 8.7885e-12 | -5.2042e-19 | -4.7858e-11 | -8.7885e-12 | 0 | 0 | 0 | 0 | 0 | 0 | 0.9 | 0.89825 | 0.89493 | 0.9 | 0.89825 | 0.89493 | 3.391e-15 | -120.3084 | 119.9432 | 3.4276e-15 | -120.3084 | 119.9432
Line13_13_14 | 0 | 0 | 0 | 0 | 0 | 0 | 0 | 0 | 0 | 0 | 0 | 0 | 1.301e-19 | -5.7305e-12 | -1.6632e-11 | -1.301e-19 | 5.7305e-12 | 1.6632e-11 | -5.2042e-19 | 1.5953e-11 | 2.9295e-12 | -5.2042e-19 | -1.5953e-11 | -2.9295e-12 | 0 | 0 | 0 | 0 | 0 | 0 | 0.9 | 0.89825 | 0.89493 | 0.9 | 0.89825 | 0.89493 | 3.391e-15 | -120.3084 | 119.9432 | 3.3899e-15 | -120.3084 | 119.9432
Line14_15_16 | 0 | 0 | 0 | 0 | 0 | 0 | 0 | 0 | 0 | 0 | 0 | 0 | -6.5052e-19 | -1.1461e-11 | -3.3264e-11 | 3.9031e-19 | 1.1461e-11 | 3.3264e-11 | 1.5613e-18 | 3.1905e-11 | 5.859e-12 | -1.5613e-18 | -3.1905e-11 | -5.859e-12 | 0 | 0 | 0 | 0 | 0 | 0 | 0.9 | 0.89825 | 0.89493 | 0.9 | 0.89825 | 0.89493 | 3.4276e-15 | -120.3084 | 119.9432 | 3.4598e-15 | -120.3084 | 119.9432
Line15_16_17 | 0 | 0 | 0 | 0 | 0 | 0 | 0 | 0 | 0 | 0 | 0 | 0 | -4.5536e-19 | -5.7305e-12 | -1.6632e-11 | -6.5052e-20 | 5.7305e-12 | 1.6632e-11 | 1.0408e-18 | 1.5953e-11 | 2.9295e-12 | -5.2042e-19 | -1.5953e-11 | -2.9295e-12 | 0 | 0 | 0 | 0 | 0 | 0 | 0.9 | 0.89825 | 0.89493 | 0.9 | 0.89825 | 0.89493 | 3.4598e-15 | -120.3084 | 119.9432 | 3.4719e-15 | -120.3084 | 119.9432
Line16_4_18 | 0 | 0 | 0 | 0 | 0 | 0 | 0 | 0 | 0 | 0 | 0 | 0 | -2.6021e-19 | -5.7305e-12 | -1.6632e-11 | -2.8595e-35 | 5.7305e-12 | 1.6632e-11 | -1.0408e-18 | 1.5953e-11 | 2.9295e-12 | 5.2042e-19 | -1.5953e-11 | -2.9295e-12 | 0 | 0 | 0 | 0 | 0 | 0 | 0.9 | 0.89825 | 0.89493 | 0.9 | 0.89825 | 0.89493 | 3.1361e-15 | -120.3084 | 119.9432 | 3.1482e-15 | -120.3084 | 119.9432
Line17_5_19 | 0 | 0 | 0 | 0 | 0 | 0 | 0 | 0 | 0 | 0 | 0 | 0 | -2.6021e-19 | -5.7305e-12 | -1.6632e-11 | -2.8595e-35 | 5.7305e-12 | 1.6632e-11 | -1.0408e-18 | 1.5953e-11 | 2.9295e-12 | 5.2042e-19 | -1.5953e-11 | -2.9295e-12 | 0 | 0 | 0 | 0 | 0 | 0 | 0.9 | 0.89825 | 0.89493 | 0.9 | 0.89825 | 0.89493 | 3.1361e-15 | -120.3084 | 119.9432 | 3.1482e-15 | -120.3084 | 119.9432
Line1_1_3 | 0 | 0 | 0 | 0 | 0 | 0 | 0 | 0 | 0 | 0 | 0 | 0 | 1.6914e-18 | -4.5844e-11 | -1.3306e-10 | -1.6914e-18 | 4.5844e-11 | 1.3306e-10 | 3.1225e-18 | 1.2762e-10 | 2.3436e-11 | -2.6021e-18 | -1.2762e-10 | -2.3436e-11 | 0 | 0 | 0 | 0 | 0 | 0 | 0.9 | 0.89825 | 0.89493 | 0.9 | 0.89825 | 0.89493 | 3.1062e-15 | -120.3084 | 119.9432 | 3.174e-15 | -120.3084 | 119.9432
Line2_1_4 | 0 | 0 | 0 | 0 | 0 | 0 | 0 | 0 | 0 | 0 | 0 | 0 | 1.301e-19 | -1.1461e-11 | -3.3264e-11 | -1.301e-19 | 1.1461e-11 | 3.3264e-11 | 5.2042e-19 | 3.1905e-11 | 5.859e-12 | -1.0408e-18 | -3.1905e-11 | -5.859e-12 | 0 | 0 | 0 | 0 | 0 | 0 | 0.9 | 0.89825 | 0.89493 | 0.9 | 0.89825 | 0.89493 | 3.1062e-15 | -120.3084 | 119.9432 | 3.1361e-15 | -120.3084 | 119.9432
Line3_1_5 | 0 | 0 | 0 | 0 | 0 | 0 | 0 | 0 | 0 | 0 | 0 | 0 | 1.301e-19 | -1.1461e-11 | -3.3264e-11 | -1.301e-19 | 1.1461e-11 | 3.3264e-11 | 5.2042e-19 | 3.1905e-11 | 5.859e-12 | -1.0408e-18 | -3.1905e-11 | -5.859e-12 | 0 | 0 | 0 | 0 | 0 | 0 | 0.9 | 0.89825 | 0.89493 | 0.9 | 0.89825 | 0.89493 | 3.1062e-15 | -120.3084 | 119.9432 | 3.1361e-15 | -120.3084 | 119.9432
Line4_2_6 | 0 | 0.049114 | 0.049114 | 0 | 0.049114 | 0.049114 | 0 | 0.011342 | 0.011342 | 0 | 0.011342 | 0.011342 | 2.0817e-18 | 0.0097961 | 0.0025427 | -3.1225e-18 | -0.0097498 | -0.0024964 | 7.2858e-18 | 0.0025837 | 0.0097667 | -8.3267e-18 | -0.0025355 | -0.0097185 | 0 | -135.2796 | 44.7204 | 0 | 44.7204 | -135.2796 | 0.9 | 0.89321 | 0.88978 | 0.9 | 0.88818 | 0.88464 | 3.3562e-15 | -120.5043 | 120.1275 | 3.6118e-15 | -120.7024 | 120.3141
Line5_6_7 | 0 | 0.049114 | 0.049114 | 0 | 0.049114 | 0.049114 | 0 | 0.011342 | 0.011342 | 0 | 0.011342 | 0.011342 | 1.0408e-18 | 0.0097498 | 0.0024964 | 1.0408e-18 | -0.0097035 | -0.0024501 | 8.3267e-18 | 0.0025355 | 0.0097185 | -8.3267e-18 | -0.0024873 | -0.0096702 | 0 | -135.2796 | 44.7204 | 0 | 44.7204 | -135.2796 | 0.9 | 0.88818 | 0.88464 | 0.9 | 0.88316 | 0.87951 | 3.6118e-15 | -120.7024 | 120.3141 | 3.8385e-15 | -120.9028 | 120.5028
Line6_7_8 | 0 | 0.049114 | 0.049114 | 0 | 0.049114 | 0.049114 | 0 | 0.011342 | 0.011342 | 0 | 0.011342 | 0.011342 | -2.0817e-18 | 0.0097035 | 0.0024501 | 8.8596e-34 | -0.0096572 | -0.0024038 | 1.249e-17 | 0.0024873 | 0.0096702 | -1.249e-17 | -0.002439 | -0.009622 | 0 | -135.2796 | 44.7204 | 0 | 44.7204 | -135.2796 | 0.9 | 0.88316 | 0.87951 | 0.9 | 0.87816 | 0.87439 | 3.8385e-15 | -120.9028 | 120.5028 | 4.0642e-15 | -121.1055 | 120.6937
Line7_8_9 | 0 | 0 | 0 | 0 | 0 | 0 | 0 | 0 | 0 | 0 | 0 | 0 | 0 | -6.9789e-11 | -8.1899e-11 | -2.0817e-18 | 6.9789e-11 | 8.1899e-11 | 0 | 5.5909e-11 | -3.4934e-11 | -2.0817e-18 | -5.5909e-11 | 3.4934e-11 | 0 | 0 | 0 | 0 | 0 | 0 | 0.9 | 0.87816 | 0.87439 | 0.9 | 0.87816 | 0.87439 | 4.0642e-15 | -121.1055 | 120.6937 | 4.0307e-15 | -121.1055 | 120.6937
Line8_8_10 | 0 | 0 | 0 | 0 | 0 | 0 | 0 | 0 | 0 | 0 | 0 | 0 | -2.0817e-18 | -6.9789e-11 | -8.1899e-11 | 2.9908e-34 | 6.9789e-11 | 8.1899e-11 | 4.1633e-18 | 5.5909e-11 | -3.4934e-11 | -4.1633e-18 | -5.5909e-11 | 3.4934e-11 | 0 | 0 | 0 | 0 | 0 | 0 | 0.9 | 0.87816 | 0.87439 | 0.9 | 0.87816 | 0.87439 | 4.0642e-15 | -121.1055 | 120.6937 | 4.1159e-15 | -121.1055 | 120.6937
Line9_3_11 | 0 | 0 | 0 | 0 | 0 | 0 | 0 | 0 | 0 | 0 | 0 | 0 | 3.9031e-19 | -4.0113e-11 | -1.1643e-10 | -3.9031e-19 | 4.0113e-11 | 1.1643e-10 | 2.0817e-18 | 1.1167e-10 | 2.0507e-11 | -2.0817e-18 | -1.1167e-10 | -2.0507e-11 | 0 | 0 | 0 | 0 | 0 | 0 | 0.9 | 0.89825 | 0.89493 | 0.9 | 0.89825 | 0.89493 | 3.174e-15 | -120.3084 | 119.9432 | 3.2467e-15 | -120.3084 | 119.9432

## LG_max_6
name | pf_ikss_a_from_ka | pf_ikss_b_from_ka | pf_ikss_c_from_ka | pf_ikss_a_to_ka | pf_ikss_b_to_ka | pf_ikss_c_to_ka | pf_skss_a_from_mw | pf_skss_b_from_mw | pf_skss_c_from_mw | pf_skss_a_to_mw | pf_skss_b_to_mw | pf_skss_c_to_mw | pf_p_a_from_mw | pf_p_b_from_mw | pf_p_c_from_mw | pf_p_a_to_mw | pf_p_b_to_mw | pf_p_c_to_mw | pf_q_a_from_mvar | pf_q_b_from_mvar | pf_q_c_from_mvar | pf_q_a_to_mvar | pf_q_b_to_mvar | pf_q_c_to_mvar | pf_ikss_a_from_degree | pf_ikss_b_from_degree | pf_ikss_c_from_degree | pf_ikss_a_to_degree | pf_ikss_b_to_degree | pf_ikss_c_to_degree | 3xI0 | pf_vm_a_from_pu | pf_vm_b_from_pu | pf_vm_c_from_pu | pf_vm_a_to_pu | pf_vm_b_to_pu | pf_vm_c_to_pu | pf_va_a_from_degree | pf_va_b_from_degree | pf_va_c_from_degree | pf_va_a_to_degree | pf_va_b_to_degree | pf_va_c_to_degree
Line0_1_2 | 2.6071 | 0 | 0 | 2.6071 | 0 | 0 | 0.60208 | 0 | 0 | 0.60208 | 0 | 0 | 0.22657 | 6.835e-08 | -7.331e-08 | -0.16992 | -6.3858e-08 | 6.7944e-08 | 0.45313 | -3.8886e-08 | -3.6662e-08 | -0.33985 | 3.3119e-08 | 3.1096e-08 | -67.2957 | 0 | 0 | 112.7043 | 0 | 0 |  | 0.84144 | 1.0094 | 1.0522 | 0.63108 | 0.99247 | 1.0309 | -3.8608 | -118.7374 | 117.4691 | -3.8608 | -116.5334 | 115.4714
Line10_11_12 | 0 | 0 | 0 | 0 | 0 | 0 | 0 | 0 | 0 | 0 | 0 | 0 | -1.4158e-09 | 1.7885e-08 | -2.1107e-08 | 1.816e-09 | -1.4755e-08 | 1.7577e-08 | 1.9677e-08 | -1.2397e-08 | -8.3052e-09 | -1.6616e-08 | 1.0416e-08 | 6.7422e-09 | 0 | 0 | 0 | 0 | 0 | 0 |  | 0.84144 | 1.0094 | 1.0522 | 0.84144 | 1.0094 | 1.0522 | -3.8608 | -118.7374 | 117.4691 | -3.8608 | -118.7374 | 117.4691
Line11_12_13 | 0 | 0 | 0 | 0 | 0 | 0 | 0 | 0 | 0 | 0 | 0 | 0 | -1.1798e-09 | 1.4904e-08 | -1.7589e-08 | 1.58e-09 | -1.1774e-08 | 1.4059e-08 | 1.6398e-08 | -1.0331e-08 | -6.921e-09 | -1.3336e-08 | 8.35e-09 | 5.358e-09 | 0 | 0 | 0 | 0 | 0 | 0 |  | 0.84144 | 1.0094 | 1.0522 | 0.84144 | 1.0094 | 1.0522 | -3.8608 | -118.7374 | 117.4691 | -3.8608 | -118.7374 | 117.4691
Line12_13_15 | 0 | 0 | 0 | 0 | 0 | 0 | 0 | 0 | 0 | 0 | 0 | 0 | -7.079e-10 | 8.9423e-09 | -1.0553e-08 | 1.1081e-09 | -5.8124e-09 | 7.0233e-09 | 9.8386e-09 | -6.1983e-09 | -4.1526e-09 | -6.7772e-09 | 4.2178e-09 | 2.5895e-09 | 0 | 0 | 0 | 0 | 0 | 0 |  | 0.84144 | 1.0094 | 1.0522 | 0.84144 | 1.0094 | 1.0522 | -3.8608 | -118.7374 | 117.4691 | -3.8608 | -118.7374 | 117.4691
Line13_13_14 | 0 | 0 | 0 | 0 | 0 | 0 | 0 | 0 | 0 | 0 | 0 | 0 | -2.3597e-10 | 2.9808e-09 | -3.5178e-09 | 6.3612e-10 | 1.4919e-10 | -1.2312e-11 | 3.2795e-09 | -2.0661e-09 | -1.3842e-09 | -2.1812e-10 | 8.5634e-11 | -1.7888e-10 | 0 | 0 | 0 | 0 | 0 | 0 |  | 0.84144 | 1.0094 | 1.0522 | 0.84144 | 1.0094 | 1.0522 | -3.8608 | -118.7374 | 117.4691 | -3.8608 | -118.7374 | 117.4691
Line14_15_16 | 0 | 0 | 0 | 0 | 0 | 0 | 0 | 0 | 0 | 0 | 0 | 0 | -4.7193e-10 | 5.9615e-09 | -7.0356e-09 | 8.7209e-10 | -2.8316e-09 | 3.5055e-09 | 6.5591e-09 | -4.1322e-09 | -2.7684e-09 | -3.4977e-09 | 2.1517e-09 | 1.2053e-09 | 0 | 0 | 0 | 0 | 0 | 0 |  | 0.84144 | 1.0094 | 1.0522 | 0.84144 | 1.0094 | 1.0522 | -3.8608 | -118.7374 | 117.4691 | -3.8608 | -118.7374 | 117.4691
Line15_16_17 | 0 | 0 | 0 | 0 | 0 | 0 | 0 | 0 | 0 | 0 | 0 | 0 | -2.3597e-10 | 2.9808e-09 | -3.5178e-09 | 6.3612e-10 | 1.4919e-10 | -1.2312e-11 | 3.2796e-09 | -2.0661e-09 | -1.3842e-09 | -2.1813e-10 | 8.5634e-11 | -1.7888e-10 | 0 | 0 | 0 | 0 | 0 | 0 |  | 0.84144 | 1.0094 | 1.0522 | 0.84144 | 1.0094 | 1.0522 | -3.8608 | -118.7374 | 117.4691 | -3.8608 | -118.7374 | 117.4691
Line16_4_18 | 0 | 0 | 0 | 0 | 0 | 0 | 0 | 0 | 0 | 0 | 0 | 0 | -2.3597e-10 | 2.9808e-09 | -3.5178e-09 | 6.3612e-10 | 1.4919e-10 | -1.2312e-11 | 3.2795e-09 | -2.0661e-09 | -1.3842e-09 | -2.1813e-10 | 8.5635e-11 | -1.7888e-10 | 0 | 0 | 0 | 0 | 0 | 0 |  | 0.84144 | 1.0094 | 1.0522 | 0.84144 | 1.0094 | 1.0522 | -3.8608 | -118.7374 | 117.4691 | -3.8608 | -118.7374 | 117.4691
Line17_5_19 | 0 | 0 | 0 | 0 | 0 | 0 | 0 | 0 | 0 | 0 | 0 | 0 | -2.3597e-10 | 2.9808e-09 | -3.5178e-09 | 6.3612e-10 | 1.4919e-10 | -1.2312e-11 | 3.2795e-09 | -2.0661e-09 | -1.3842e-09 | -2.1813e-10 | 8.5635e-11 | -1.7888e-10 | 0 | 0 | 0 | 0 | 0 | 0 |  | 0.84144 | 1.0094 | 1.0522 | 0.84144 | 1.0094 | 1.0522 | -3.8608 | -118.7374 | 117.4691 | -3.8608 | -118.7374 | 117.4691
Line1_1_3 | 0 | 0 | 0 | 0 | 0 | 0 | 0 | 0 | 0 | 0 | 0 | 0 | -1.8877e-09 | 2.3846e-08 | -2.8142e-08 | 2.2879e-09 | -2.0716e-08 | 2.4612e-08 | 2.6236e-08 | -1.6529e-08 | -1.1074e-08 | -2.3175e-08 | 1.4548e-08 | 9.5106e-09 | 0 | 0 | 0 | 0 | 0 | 0 |  | 0.84144 | 1.0094 | 1.0522 | 0.84144 | 1.0094 | 1.0522 | -3.8608 | -118.7374 | 117.4691 | -3.8608 | -118.7374 | 117.4691
Line2_1_4 | 0 | 0 | 0 | 0 | 0 | 0 | 0 | 0 | 0 | 0 | 0 | 0 | -4.7193e-10 | 5.9615e-09 | -7.0356e-09 | 8.7208e-10 | -2.8316e-09 | 3.5055e-09 | 6.5591e-09 | -4.1322e-09 | -2.7684e-09 | -3.4977e-09 | 2.1517e-09 | 1.2053e-09 | 0 | 0 | 0 | 0 | 0 | 0 |  | 0.84144 | 1.0094 | 1.0522 | 0.84144 | 1.0094 | 1.0522 | -3.8608 | -118.7374 | 117.4691 | -3.8608 | -118.7374 | 117.4691
Line3_1_5 | 0 | 0 | 0 | 0 | 0 | 0 | 0 | 0 | 0 | 0 | 0 | 0 | -4.7193e-10 | 5.9615e-09 | -7.0356e-09 | 8.7208e-10 | -2.8316e-09 | 3.5055e-09 | 6.5591e-09 | -4.1322e-09 | -2.7684e-09 | -3.4977e-09 | 2.1517e-09 | 1.2053e-09 | 0 | 0 | 0 | 0 | 0 | 0 |  | 0.84144 | 1.0094 | 1.0522 | 0.84144 | 1.0094 | 1.0522 | -3.8608 | -118.7374 | 117.4691 | -3.8608 | -118.7374 | 117.4691
Line4_2_6 | 2.6071 | 0 | 0 | 2.6071 | 0 | 0 | 0.60208 | 0 | 0 | 0.60208 | 0 | 0 | 0.16992 | 6.406e-08 | -6.7884e-08 | -0.11328 | -5.6288e-08 | 5.9403e-08 | 0.33985 | -3.2887e-08 | -3.1409e-08 | -0.22657 | 2.637e-08 | 2.4662e-08 | -67.2957 | 0 | 0 | 112.7043 | 0 | 0 |  | 0.63108 | 0.99247 | 1.0309 | 0.42072 | 0.97703 | 1.011 | -3.8608 | -116.5334 | 115.4714 | -3.8608 | -114.2562 | 113.3923
Line5_6_7 | 2.6071 | 0 | 0 | 2.6071 | 0 | 0 | 0.60208 | 0 | 0 | 0.60208 | 0 | 0 | 0.11328 | 5.6531e-08 | -5.9284e-08 | -0.056641 | -4.5472e-08 | 4.7694e-08 | 0.22657 | -2.5993e-08 | -2.511e-08 | -0.11328 | 1.9171e-08 | 1.7625e-08 | -67.2957 | 0 | 0 | 112.7043 | 0 | 0 |  | 0.42072 | 0.97703 | 1.011 | 0.21036 | 0.96317 | 0.99241 | -3.8608 | -114.2562 | 113.3923 | -3.8608 | -111.9098 | 111.2324
Line6_7_8 | 2.6071 | 0 | 0 | 2.6071 | 0 | 0 | 0.60208 | 0 | 0 | 0.60208 | 0 | 0 | 0.056641 | 4.5742e-08 | -4.7529e-08 | -5.5345e-16 | -3.139e-08 | 3.2836e-08 | 0.11328 | -1.8649e-08 | -1.8208e-08 | 4.7185e-14 | 1.1966e-08 | 1.0432e-08 | -67.2957 | 0 | 0 | 112.7043 | 0 | 0 |  | 0.21036 | 0.96317 | 0.99241 | 0 | 0.95098 | 0.97532 | -3.8608 | -111.9098 | 111.2324 | 0 | -109.499 | 108.9936
Line7_8_9 | 0 | 0 | 0 | 0 | 0 | 0 | 0 | 0 | 0 | 0 | 0 | 0 | 8.8006e-22 | 1.5837e-08 | -1.6319e-08 | -3.7929e-18 | 2.8395e-10 | 1.9801e-10 | -1.1333e-21 | -5.6496e-09 | -5.5744e-09 | 8.4688e-18 | 6.6728e-10 | -7.1689e-10 | 0 | 0 | 0 | 0 | 0 | 0 |  | 0 | 0.95098 | 0.97532 | 0 | 0.95098 | 0.97532 | 0 | -109.499 | 108.9936 | 0 | -109.499 | 108.9936
Line8_8_10 | 0 | 0 | 0 | 0 | 0 | 0 | 0 | 0 | 0 | 0 | 0 | 0 | 8.8006e-22 | 1.5837e-08 | -1.6319e-08 | -3.7929e-18 | 2.8395e-10 | 1.9802e-10 | -1.1333e-21 | -5.6496e-09 | -5.5744e-09 | 8.4688e-18 | 6.6728e-10 | -7.1689e-10 | 0 | 0 | 0 | 0 | 0 | 0 |  | 0 | 0.95098 | 0.97532 | 0 | 0.95098 | 0.97532 | 0 | -109.499 | 108.9936 | 0 | -109.499 | 108.9936
Line9_3_11 | 0 | 0 | 0 | 0 | 0 | 0 | 0 | 0 | 0 | 0 | 0 | 0 | -1.6518e-09 | 2.0865e-08 | -2.4625e-08 | 2.0519e-09 | -1.7735e-08 | 2.1094e-08 | 2.2957e-08 | -1.4463e-08 | -9.6895e-09 | -1.9895e-08 | 1.2482e-08 | 8.1264e-09 | 0 | 0 | 0 | 0 | 0 | 0 |  | 0.84144 | 1.0094 | 1.0522 | 0.84144 | 1.0094 | 1.0522 | -3.8608 | -118.7374 | 117.4691 | -3.8608 | -118.7374 | 117.4691

## LG_max_10
name | pf_ikss_a_from_ka | pf_ikss_b_from_ka | pf_ikss_c_from_ka | pf_ikss_a_to_ka | pf_ikss_b_to_ka | pf_ikss_c_to_ka | pf_skss_a_from_mw | pf_skss_b_from_mw | pf_skss_c_from_mw | pf_skss_a_to_mw | pf_skss_b_to_mw | pf_skss_c_to_mw | pf_p_a_from_mw | pf_p_b_from_mw | pf_p_c_from_mw | pf_p_a_to_mw | pf_p_b_to_mw | pf_p_c_to_mw | pf_q_a_from_mvar | pf_q_b_from_mvar | pf_q_c_from_mvar | pf_q_a_to_mvar | pf_q_b_to_mvar | pf_q_c_to_mvar | pf_ikss_a_from_degree | pf_ikss_b_from_degree | pf_ikss_c_from_degree | pf_ikss_a_to_degree | pf_ikss_b_to_degree | pf_ikss_c_to_degree | 3xI0 | pf_vm_a_from_pu | pf_vm_b_from_pu | pf_vm_c_from_pu | pf_vm_a_to_pu | pf_vm_b_to_pu | pf_vm_c_to_pu | pf_va_a_from_degree | pf_va_b_from_degree | pf_va_c_from_degree | pf_va_a_to_degree | pf_va_b_to_degree | pf_va_c_to_degree
Line0_1_2 | 2.7057 | 0 | 0 | 2.7057 | 0 | 0 | 0.62485 | 0 | 0 | 0.62485 | 0 | 0 | 0.24402 | 7.5258e-08 | -8.0738e-08 | -0.18302 | -7.0217e-08 | 7.4724e-08 | 0.48805 | -4.258e-08 | -4.0347e-08 | -0.36604 | 3.6226e-08 | 3.4205e-08 | -67.4403 | 0 | 0 | 112.5597 | 0 | 0 |  | 0.87326 | 1.056 | 1.1023 | 0.65494 | 1.0385 | 1.0802 | -4.0054 | -118.6808 | 117.3725 | -4.0054 | -116.4912 | 115.3948
Line10_11_12 | 0 | 0 | 0 | 0 | 0 | 0 | 0 | 0 | 0 | 0 | 0 | 0 | -1.599e-09 | 2.0369e-08 | -2.4008e-08 | 2.0499e-09 | -1.6805e-08 | 1.9993e-08 | 2.2181e-08 | -1.4014e-08 | -9.4696e-09 | -1.8731e-08 | 1.1776e-08 | 7.6875e-09 | 0 | 0 | 0 | 0 | 0 | 0 |  | 0.87326 | 1.056 | 1.1023 | 0.87326 | 1.056 | 1.1023 | -4.0054 | -118.6808 | 117.3725 | -4.0054 | -118.6808 | 117.3725
Line11_12_13 | 0 | 0 | 0 | 0 | 0 | 0 | 0 | 0 | 0 | 0 | 0 | 0 | -1.3325e-09 | 1.6974e-08 | -2.0007e-08 | 1.7834e-09 | -1.341e-08 | 1.5992e-08 | 1.8485e-08 | -1.1678e-08 | -7.8913e-09 | -1.5034e-08 | 9.4406e-09 | 6.1093e-09 | 0 | 0 | 0 | 0 | 0 | 0 |  | 0.87326 | 1.056 | 1.1023 | 0.87326 | 1.056 | 1.1023 | -4.0054 | -118.6808 | 117.3725 | -4.0054 | -118.6808 | 117.3725
Line12_13_15 | 0 | 0 | 0 | 0 | 0 | 0 | 0 | 0 | 0 | 0 | 0 | 0 | -7.9948e-10 | 1.0185e-08 | -1.2004e-08 | 1.2504e-09 | -6.6204e-09 | 7.9889e-09 | 1.1091e-08 | -7.0069e-09 | -4.7348e-09 | -7.6398e-09 | 4.7693e-09 | 2.9527e-09 | 0 | 0 | 0 | 0 | 0 | 0 |  | 0.87326 | 1.056 | 1.1023 | 0.87326 | 1.056 | 1.1023 | -4.0054 | -118.6808 | 117.3725 | -4.0054 | -118.6808 | 117.3725
Line13_13_14 | 0 | 0 | 0 | 0 | 0 | 0 | 0 | 0 | 0 | 0 | 0 | 0 | -2.6649e-10 | 3.3949e-09 | -4.0014e-09 | 7.1742e-10 | 1.6935e-10 | -1.3805e-11 | 3.6969e-09 | -2.3356e-09 | -1.5783e-09 | -2.4602e-10 | 9.8057e-11 | -2.038e-10 | 0 | 0 | 0 | 0 | 0 | 0 |  | 0.87326 | 1.056 | 1.1023 | 0.87326 | 1.056 | 1.1023 | -4.0054 | -118.6808 | 117.3725 | -4.0054 | -118.6808 | 117.3725
Line14_15_16 | 0 | 0 | 0 | 0 | 0 | 0 | 0 | 0 | 0 | 0 | 0 | 0 | -5.3299e-10 | 6.7898e-09 | -8.0027e-09 | 9.8391e-10 | -3.2255e-09 | 3.9876e-09 | 7.3938e-09 | -4.6713e-09 | -3.1565e-09 | -3.9429e-09 | 2.4337e-09 | 1.3745e-09 | 0 | 0 | 0 | 0 | 0 | 0 |  | 0.87326 | 1.056 | 1.1023 | 0.87326 | 1.056 | 1.1023 | -4.0054 | -118.6808 | 117.3725 | -4.0054 | -118.6808 | 117.3725
Line15_16_17 | 0 | 0 | 0 | 0 | 0 | 0 | 0 | 0 | 0 | 0 | 0 | 0 | -2.6649e-10 | 3.3949e-09 | -4.0014e-09 | 7.1742e-10 | 1.6935e-10 | -1.3805e-11 | 3.6969e-09 | -2.3356e-09 | -1.5783e-09 | -2.4602e-10 | 9.8057e-11 | -2.038e-10 | 0 | 0 | 0 | 0 | 0 | 0 |  | 0.87326 | 1.056 | 1.1023 | 0.87326 | 1.056 | 1.1023 | -4.0054 | -118.6808 | 117.3725 | -4.0054 | -118.6808 | 117.3725
Line16_4_18 | 0 | 0 | 0 | 0 | 0 | 0 | 0 | 0 | 0 | 0 | 0 | 0 | -2.6649e-10 | 3.3949e-09 | -4.0014e-09 | 7.1742e-10 | 1.6935e-10 | -1.3805e-11 | 3.6969e-09 | -2.3356e-09 | -1.5783e-09 | -2.4602e-10 | 9.8057e-11 | -2.038e-10 | 0 | 0 | 0 | 0 | 0 | 0 |  | 0.87326 | 1.056 | 1.1023 | 0.87326 | 1.056 | 1.1023 | -4.0054 | -118.6808 | 117.3725 | -4.0054 | -118.6808 | 117.3725
Line17_5_19 | 0 | 0 | 0 | 0 | 0 | 0 | 0 | 0 | 0 | 0 | 0 | 0 | -2.6649e-10 | 3.3949e-09 | -4.0014e-09 | 7.1742e-10 | 1.6935e-10 | -1.3805e-11 | 3.6969e-09 | -2.3356e-09 | -1.5783e-09 | -2.4602e-10 | 9.8057e-11 | -2.038e-10 | 0 | 0 | 0 | 0 | 0 | 0 |  | 0.87326 | 1.056 | 1.1023 | 0.87326 | 1.056 | 1.1023 | -4.0054 | -118.6808 | 117.3725 | -4.0054 | -118.6808 | 117.3725
Line1_1_3 | 0 | 0 | 0 | 0 | 0 | 0 | 0 | 0 | 0 | 0 | 0 | 0 | -2.1319e-09 | 2.7159e-08 | -3.2011e-08 | 2.5829e-09 | -2.3595e-08 | 2.7996e-08 | 2.9575e-08 | -1.8685e-08 | -1.2626e-08 | -2.6124e-08 | 1.6447e-08 | 1.0844e-08 | 0 | 0 | 0 | 0 | 0 | 0 |  | 0.87326 | 1.056 | 1.1023 | 0.87326 | 1.056 | 1.1023 | -4.0054 | -118.6808 | 117.3725 | -4.0054 | -118.6808 | 117.3725
Line2_1_4 | 0 | 0 | 0 | 0 | 0 | 0 | 0 | 0 | 0 | 0 | 0 | 0 | -5.3299e-10 | 6.7898e-09 | -8.0027e-09 | 9.8391e-10 | -3.2255e-09 | 3.9876e-09 | 7.3938e-09 | -4.6713e-09 | -3.1565e-09 | -3.9429e-09 | 2.4337e-09 | 1.3745e-09 | 0 | 0 | 0 | 0 | 0 | 0 |  | 0.87326 | 1.056 | 1.1023 | 0.87326 | 1.056 | 1.1023 | -4.0054 | -118.6808 | 117.3725 | -4.0054 | -118.6808 | 117.3725
Line3_1_5 | 0 | 0 | 0 | 0 | 0 | 0 | 0 | 0 | 0 | 0 | 0 | 0 | -5.3299e-10 | 6.7898e-09 | -8.0027e-09 | 9.8391e-10 | -3.2255e-09 | 3.9876e-09 | 7.3938e-09 | -4.6713e-09 | -3.1565e-09 | -3.9429e-09 | 2.4337e-09 | 1.3745e-09 | 0 | 0 | 0 | 0 | 0 | 0 |  | 0.87326 | 1.056 | 1.1023 | 0.87326 | 1.056 | 1.1023 | -4.0054 | -118.6808 | 117.3725 | -4.0054 | -118.6808 | 117.3725
Line4_2_6 | 2.7057 | 0 | 0 | 2.7057 | 0 | 0 | 0.62485 | 0 | 0 | 0.62485 | 0 | 0 | 0.18302 | 7.0443e-08 | -7.466e-08 | -0.12201 | -6.1833e-08 | 6.5261e-08 | 0.36604 | -3.5969e-08 | -3.4555e-08 | -0.24402 | 2.8822e-08 | 2.7133e-08 | -67.4403 | 0 | 0 | 112.5597 | 0 | 0 |  | 0.65494 | 1.0385 | 1.0802 | 0.43663 | 1.0226 | 1.0594 | -4.0054 | -116.4912 | 115.3948 | -4.0054 | -114.2302 | 113.3371
Line5_6_7 | 2.7057 | 0 | 0 | 2.7057 | 0 | 0 | 0.62485 | 0 | 0 | 0.62485 | 0 | 0 | 0.12201 | 6.2103e-08 | -6.5133e-08 | -0.061006 | -4.9917e-08 | 5.2358e-08 | 0.24402 | -2.8408e-08 | -2.7629e-08 | -0.12201 | 2.0947e-08 | 1.9407e-08 | -67.4403 | 0 | 0 | 112.5597 | 0 | 0 |  | 0.43663 | 1.0226 | 1.0594 | 0.21831 | 1.0083 | 1.0401 | -4.0054 | -114.2302 | 113.3371 | -4.0054 | -111.9015 | 111.2001
Line6_7_8 | 2.7057 | 0 | 0 | 2.7057 | 0 | 0 | 0.62485 | 0 | 0 | 0.62485 | 0 | 0 | 0.061006 | 5.0216e-08 | -5.2179e-08 | 4.6778e-14 | -3.4448e-08 | 3.6035e-08 | 0.12201 | -2.0374e-08 | -2.0048e-08 | -4.9632e-14 | 1.3078e-08 | 1.1504e-08 | -67.4403 | 0 | 0 | 112.5597 | 0 | 0 |  | 0.21831 | 1.0083 | 1.0401 | 0 | 0.99579 | 1.0223 | -4.0054 | -111.9015 | 111.2001 | 0 | -109.5101 | 108.9853
Line7_8_9 | 0 | 0 | 0 | 0 | 0 | 0 | 0 | 0 | 0 | 0 | 0 | 0 | -2.0651e-21 | 1.7381e-08 | -1.791e-08 | -4.1582e-18 | 3.1339e-10 | 2.1545e-10 | 3.4924e-22 | -6.1734e-09 | -6.1461e-09 | 9.3067e-18 | 7.3122e-10 | -7.8776e-10 | 0 | 0 | 0 | 0 | 0 | 0 |  | 0 | 0.99579 | 1.0223 | 0 | 0.99579 | 1.0223 | 0 | -109.5101 | 108.9853 | 0 | -109.5101 | 108.9853
Line8_8_10 | 0 | 0 | 0 | 0 | 0 | 0 | 0 | 0 | 0 | 0 | 0 | 0 | -2.0651e-21 | 1.7381e-08 | -1.791e-08 | -4.1582e-18 | 3.1339e-10 | 2.1545e-10 | 3.4924e-22 | -6.1734e-09 | -6.1461e-09 | 9.3067e-18 | 7.3122e-10 | -7.8776e-10 | 0 | 0 | 0 | 0 | 0 | 0 |  | 0 | 0.99579 | 1.0223 | 0 | 0.99579 | 1.0223 | 0 | -109.5101 | 108.9853 | 0 | -109.5101 | 108.9853
Line9_3_11 | 0 | 0 | 0 | 0 | 0 | 0 | 0 | 0 | 0 | 0 | 0 | 0 | -1.8655e-09 | 2.3764e-08 | -2.8009e-08 | 2.3164e-09 | -2.02e-08 | 2.3994e-08 | 2.5878e-08 | -1.6349e-08 | -1.1048e-08 | -2.2427e-08 | 1.4112e-08 | 9.2658e-09 | 0 | 0 | 0 | 0 | 0 | 0 |  | 0.87326 | 1.056 | 1.1023 | 0.87326 | 1.056 | 1.1023 | -4.0054 | -118.6808 | 117.3725 | -4.0054 | -118.6808 | 117.3725

## LG_max_fault_6
name | pf_ikss_a_from_ka | pf_ikss_b_from_ka | pf_ikss_c_from_ka | pf_ikss_a_to_ka | pf_ikss_b_to_ka | pf_ikss_c_to_ka | pf_skss_a_from_mw | pf_skss_b_from_mw | pf_skss_c_from_mw | pf_skss_a_to_mw | pf_skss_b_to_mw | pf_skss_c_to_mw | pf_p_a_from_mw | pf_p_b_from_mw | pf_p_c_from_mw | pf_p_a_to_mw | pf_p_b_to_mw | pf_p_c_to_mw | pf_q_a_from_mvar | pf_q_b_from_mvar | pf_q_c_from_mvar | pf_q_a_to_mvar | pf_q_b_to_mvar | pf_q_c_to_mvar | pf_ikss_a_from_degree | pf_ikss_b_from_degree | pf_ikss_c_from_degree | pf_ikss_a_to_degree | pf_ikss_b_to_degree | pf_ikss_c_to_degree | 3xI0 | pf_vm_a_from_pu | pf_vm_b_from_pu | pf_vm_c_from_pu | pf_vm_a_to_pu | pf_vm_b_to_pu | pf_vm_c_to_pu | pf_va_a_from_degree | pf_va_b_from_degree | pf_va_c_from_degree | pf_va_a_to_degree | pf_va_b_to_degree | pf_va_c_to_degree
Line0_1_2 | 0.03388 | 0 | 0 | 0.03388 | 0 | 0 | 0.0078243 | 0 | 0 | 0.0078243 | 0 | 0 | 0.0057776 | 6.407e-10 | -1.0552e-09 | -0.005768 | -5.9643e-10 | 9.8165e-10 | 0.0058158 | -8.4743e-10 | -1.3062e-10 | -0.0057967 | 7.8773e-10 | 1.2137e-10 | -45.2825 | 0 | 0 | 134.7175 | 0 | 0 |  | 1.0477 | 1.0494 | 1.0502 | 1.0451 | 1.049 | 1.0501 | -0.09339 | -119.9962 | 119.9698 | -0.14031 | -119.9763 | 119.9406
Line10_11_12 | 0 | 0 | 0 | 0 | 0 | 0 | 0 | 0 | 0 | 0 | 0 | 0 | 7.7934e-11 | 1.5579e-10 | -2.9405e-10 | -5.6274e-11 | -1.2752e-10 | 2.4411e-10 | 3.0957e-10 | -2.4931e-10 | -1.0096e-11 | -2.6455e-10 | 2.0803e-10 | 6.2794e-12 | 0 | 0 | 0 | 0 | 0 | 0 |  | 1.0477 | 1.0494 | 1.0502 | 1.0477 | 1.0494 | 1.0502 | -0.09339 | -119.9962 | 119.9698 | -0.09339 | -119.9962 | 119.9698
Line11_12_13 | 0 | 0 | 0 | 0 | 0 | 0 | 0 | 0 | 0 | 0 | 0 | 0 | 6.4945e-11 | 1.2983e-10 | -2.4504e-10 | -4.3285e-11 | -1.0155e-10 | 1.9511e-10 | 2.5798e-10 | -2.0776e-10 | -8.4131e-12 | -2.1296e-10 | 1.6647e-10 | 4.5968e-12 | 0 | 0 | 0 | 0 | 0 | 0 |  | 1.0477 | 1.0494 | 1.0502 | 1.0477 | 1.0494 | 1.0502 | -0.09339 | -119.9962 | 119.9698 | -0.09339 | -119.9962 | 119.9698
Line12_13_15 | 0 | 0 | 0 | 0 | 0 | 0 | 0 | 0 | 0 | 0 | 0 | 0 | 3.8967e-11 | 7.7895e-11 | -1.4702e-10 | -1.7307e-11 | -4.9621e-11 | 9.709e-11 | 1.5479e-10 | -1.2466e-10 | -5.0479e-12 | -1.0977e-10 | 8.3371e-11 | 1.2315e-12 | 0 | 0 | 0 | 0 | 0 | 0 |  | 1.0477 | 1.0494 | 1.0502 | 1.0477 | 1.0494 | 1.0502 | -0.09339 | -119.9962 | 119.9698 | -0.09339 | -119.9962 | 119.9698
Line13_13_14 | 0 | 0 | 0 | 0 | 0 | 0 | 0 | 0 | 0 | 0 | 0 | 0 | 1.2989e-11 | 2.5965e-11 | -4.9008e-11 | 8.6707e-12 | 2.3086e-12 | -9.2555e-13 | 5.1595e-11 | -4.1552e-11 | -1.6826e-12 | -6.5749e-12 | 2.6646e-13 | -2.1337e-12 | 0 | 0 | 0 | 0 | 0 | 0 |  | 1.0477 | 1.0494 | 1.0502 | 1.0477 | 1.0494 | 1.0502 | -0.09339 | -119.9962 | 119.9698 | -0.09339 | -119.9962 | 119.9698
Line14_15_16 | 0 | 0 | 0 | 0 | 0 | 0 | 0 | 0 | 0 | 0 | 0 | 0 | 2.5978e-11 | 5.193e-11 | -9.8016e-11 | -4.3183e-12 | -2.3656e-11 | 4.8082e-11 | 1.0319e-10 | -8.3104e-11 | -3.3652e-12 | -5.817e-11 | 4.1819e-11 | -4.5108e-13 | 0 | 0 | 0 | 0 | 0 | 0 |  | 1.0477 | 1.0494 | 1.0502 | 1.0477 | 1.0494 | 1.0502 | -0.09339 | -119.9962 | 119.9698 | -0.09339 | -119.9962 | 119.9698
Line15_16_17 | 0 | 0 | 0 | 0 | 0 | 0 | 0 | 0 | 0 | 0 | 0 | 0 | 1.2989e-11 | 2.5965e-11 | -4.9008e-11 | 8.6707e-12 | 2.3086e-12 | -9.2555e-13 | 5.1595e-11 | -4.1552e-11 | -1.6826e-12 | -6.5749e-12 | 2.6646e-13 | -2.1337e-12 | 0 | 0 | 0 | 0 | 0 | 0 |  | 1.0477 | 1.0494 | 1.0502 | 1.0477 | 1.0494 | 1.0502 | -0.09339 | -119.9962 | 119.9698 | -0.09339 | -119.9962 | 119.9698
Line16_4_18 | 0 | 0 | 0 | 0 | 0 | 0 | 0 | 0 | 0 | 0 | 0 | 0 | 1.2989e-11 | 2.5965e-11 | -4.9008e-11 | 8.6707e-12 | 2.3086e-12 | -9.2555e-13 | 5.1595e-11 | -4.1552e-11 | -1.6826e-12 | -6.5749e-12 | 2.6646e-13 | -2.1337e-12 | 0 | 0 | 0 | 0 | 0 | 0 |  | 1.0477 | 1.0494 | 1.0502 | 1.0477 | 1.0494 | 1.0502 | -0.09339 | -119.9962 | 119.9698 | -0.09339 | -119.9962 | 119.9698
Line17_5_19 | 0 | 0 | 0 | 0 | 0 | 0 | 0 | 0 | 0 | 0 | 0 | 0 | 1.2989e-11 | 2.5965e-11 | -4.9008e-11 | 8.6707e-12 | 2.3086e-12 | -9.2555e-13 | 5.1595e-11 | -4.1552e-11 | -1.6826e-12 | -6.5749e-12 | 2.6646e-13 | -2.1337e-12 | 0 | 0 | 0 | 0 | 0 | 0 |  | 1.0477 | 1.0494 | 1.0502 | 1.0477 | 1.0494 | 1.0502 | -0.09339 | -119.9962 | 119.9698 | -0.09339 | -119.9962 | 119.9698
Line1_1_3 | 0 | 0 | 0 | 0 | 0 | 0 | 0 | 0 | 0 | 0 | 0 | 0 | 1.0391e-10 | 2.0772e-10 | -3.9206e-10 | -8.2253e-11 | -1.7945e-10 | 3.4213e-10 | 4.1276e-10 | -3.3242e-10 | -1.3461e-11 | -3.6774e-10 | 2.9113e-10 | 9.6446e-12 | 0 | 0 | 0 | 0 | 0 | 0 |  | 1.0477 | 1.0494 | 1.0502 | 1.0477 | 1.0494 | 1.0502 | -0.09339 | -119.9962 | 119.9698 | -0.09339 | -119.9962 | 119.9698
Line2_1_4 | 0 | 0 | 0 | 0 | 0 | 0 | 0 | 0 | 0 | 0 | 0 | 0 | 2.5978e-11 | 5.193e-11 | -9.8016e-11 | -4.3183e-12 | -2.3656e-11 | 4.8082e-11 | 1.0319e-10 | -8.3104e-11 | -3.3652e-12 | -5.817e-11 | 4.1818e-11 | -4.5109e-13 | 0 | 0 | 0 | 0 | 0 | 0 |  | 1.0477 | 1.0494 | 1.0502 | 1.0477 | 1.0494 | 1.0502 | -0.09339 | -119.9962 | 119.9698 | -0.09339 | -119.9962 | 119.9698
Line3_1_5 | 0 | 0 | 0 | 0 | 0 | 0 | 0 | 0 | 0 | 0 | 0 | 0 | 2.5978e-11 | 5.193e-11 | -9.8016e-11 | -4.3183e-12 | -2.3656e-11 | 4.8082e-11 | 1.0319e-10 | -8.3104e-11 | -3.3652e-12 | -5.817e-11 | 4.1818e-11 | -4.5109e-13 | 0 | 0 | 0 | 0 | 0 | 0 |  | 1.0477 | 1.0494 | 1.0502 | 1.0477 | 1.0494 | 1.0502 | -0.09339 | -119.9962 | 119.9698 | -0.09339 | -119.9962 | 119.9698
Line4_2_6 | 0.03388 | 0 | 0 | 0.03388 | 0 | 0 | 0.0078243 | 0 | 0 | 0.0078243 | 0 | 0 | 0.005768 | 6.0031e-10 | -9.8215e-10 | -0.0057584 | -5.2396e-10 | 8.6155e-10 | 0.0057967 | -7.8606e-10 | -1.2556e-10 | -0.0057776 | 6.9068e-10 | 1.0658e-10 | -45.2825 | 0 | 0 | 134.7175 | 0 | 0 |  | 1.0451 | 1.049 | 1.0501 | 1.0426 | 1.0486 | 1.05 | -0.14031 | -119.9763 | 119.9406 | -0.18747 | -119.9564 | 119.9114
Line5_6_7 | 0.03388 | 0 | 0 | 0.03388 | 0 | 0 | 0.0078243 | 0 | 0 | 0.0078243 | 0 | 0 | 0.0057584 | 5.294e-10 | -8.6162e-10 | -0.0057489 | -4.2097e-10 | 6.9395e-10 | 0.0057776 | -6.8761e-10 | -1.1284e-10 | -0.0057584 | 5.5663e-10 | 8.4205e-11 | -45.2825 | 0 | 0 | 134.7175 | 0 | 0 |  | 1.0426 | 1.0486 | 1.05 | 1.04 | 1.0482 | 1.0499 | -0.18747 | -119.9564 | 119.9114 | -0.23486 | -119.9364 | 119.8822
Line6_7_8 | 0.03388 | 0 | 0 | 0.03388 | 0 | 0 | 0.0078243 | 0 | 0 | 0.0078243 | 0 | 0 | 0.0057489 | 4.2797e-10 | -6.936e-10 | -0.0057393 | -2.8747e-10 | 4.7885e-10 | 0.0057584 | -5.5215e-10 | -9.2519e-11 | -0.0057393 | 3.8564e-10 | 5.4314e-11 | -45.2825 | 0 | 0 | 134.7175 | 0 | 0 |  | 1.04 | 1.0482 | 1.0499 | 1.0374 | 1.0478 | 1.0498 | -0.23486 | -119.9364 | 119.8822 | -0.28248 | -119.9164 | 119.8529
Line7_8_9 | 0 | 0 | 0 | 0 | 0 | 0 | 0 | 0 | 0 | 0 | 0 | 0 | 3.3673e-11 | 1.4801e-10 | -2.3904e-10 | 4.8021e-11 | 8.5552e-12 | 7.7765e-13 | 2.445e-10 | -1.8988e-10 | -3.2344e-11 | -1.9691e-11 | 5.8837e-12 | -1.0374e-11 | 0 | 0 | 0 | 0 | 0 | 0 |  | 1.0374 | 1.0478 | 1.0498 | 1.0374 | 1.0478 | 1.0498 | -0.28248 | -119.9164 | 119.8529 | -0.28248 | -119.9164 | 119.8529
Line8_8_10 | 0 | 0 | 0 | 0 | 0 | 0 | 0 | 0 | 0 | 0 | 0 | 0 | 3.3673e-11 | 1.4801e-10 | -2.3904e-10 | 4.8021e-11 | 8.5552e-12 | 7.7766e-13 | 2.445e-10 | -1.8988e-10 | -3.2344e-11 | -1.9691e-11 | 5.8837e-12 | -1.0374e-11 | 0 | 0 | 0 | 0 | 0 | 0 |  | 1.0374 | 1.0478 | 1.0498 | 1.0374 | 1.0478 | 1.0498 | -0.28248 | -119.9164 | 119.8529 | -0.28248 | -119.9164 | 119.8529
Line9_3_11 | 0 | 0 | 0 | 0 | 0 | 0 | 0 | 0 | 0 | 0 | 0 | 0 | 9.0923e-11 | 1.8176e-10 | -3.4305e-10 | -6.9263e-11 | -1.5348e-10 | 2.9312e-10 | 3.6117e-10 | -2.9086e-10 | -1.1778e-11 | -3.1615e-10 | 2.4958e-10 | 7.962e-12 | 0 | 0 | 0 | 0 | 0 | 0 |  | 1.0477 | 1.0494 | 1.0502 | 1.0477 | 1.0494 | 1.0502 | -0.09339 | -119.9962 | 119.9698 | -0.09339 | -119.9962 | 119.9698

## LG_max_fault_10
name | pf_ikss_a_from_ka | pf_ikss_b_from_ka | pf_ikss_c_from_ka | pf_ikss_a_to_ka | pf_ikss_b_to_ka | pf_ikss_c_to_ka | pf_skss_a_from_mw | pf_skss_b_from_mw | pf_skss_c_from_mw | pf_skss_a_to_mw | pf_skss_b_to_mw | pf_skss_c_to_mw | pf_p_a_from_mw | pf_p_b_from_mw | pf_p_c_from_mw | pf_p_a_to_mw | pf_p_b_to_mw | pf_p_c_to_mw | pf_q_a_from_mvar | pf_q_b_from_mvar | pf_q_c_from_mvar | pf_q_a_to_mvar | pf_q_b_to_mvar | pf_q_c_to_mvar | pf_ikss_a_from_degree | pf_ikss_b_from_degree | pf_ikss_c_from_degree | pf_ikss_a_to_degree | pf_ikss_b_to_degree | pf_ikss_c_to_degree | 3xI0 | pf_vm_a_from_pu | pf_vm_b_from_pu | pf_vm_c_from_pu | pf_vm_a_to_pu | pf_vm_b_to_pu | pf_vm_c_to_pu | pf_va_a_from_degree | pf_va_b_from_degree | pf_va_c_from_degree | pf_va_a_to_degree | pf_va_b_to_degree | pf_va_c_to_degree
Line0_1_2 | 0.03549 | 0 | 0 | 0.03549 | 0 | 0 | 0.008196 | 0 | 0 | 0.008196 | 0 | 0 | 0.0063396 | 7.1111e-10 | -1.173e-09 | -0.0063291 | -6.6108e-10 | 1.0897e-09 | 0.0063816 | -9.4262e-10 | -1.4392e-10 | -0.0063606 | 8.75e-10 | 1.3355e-10 | -45.2869 | 0 | 0 | 134.7131 | 0 | 0 |  | 1.0975 | 1.0993 | 1.1003 | 1.0948 | 1.0989 | 1.1001 | -0.097783 | -119.996 | 119.9683 | -0.1447 | -119.9761 | 119.9391
Line10_11_12 | 0 | 0 | 0 | 0 | 0 | 0 | 0 | 0 | 0 | 0 | 0 | 0 | 8.9455e-11 | 1.7893e-10 | -3.3771e-10 | -6.4583e-11 | -1.4646e-10 | 2.8036e-10 | 3.5554e-10 | -2.8631e-10 | -1.1606e-11 | -3.0383e-10 | 2.389e-10 | 7.2175e-12 | 0 | 0 | 0 | 0 | 0 | 0 |  | 1.0975 | 1.0993 | 1.1003 | 1.0975 | 1.0993 | 1.1003 | -0.097783 | -119.996 | 119.9683 | -0.097783 | -119.996 | 119.9683
Line11_12_13 | 0 | 0 | 0 | 0 | 0 | 0 | 0 | 0 | 0 | 0 | 0 | 0 | 7.4546e-11 | 1.4911e-10 | -2.8142e-10 | -4.9674e-11 | -1.1663e-10 | 2.2408e-10 | 2.9628e-10 | -2.3859e-10 | -9.6714e-12 | -2.4458e-10 | 1.9118e-10 | 5.2832e-12 | 0 | 0 | 0 | 0 | 0 | 0 |  | 1.0975 | 1.0993 | 1.1003 | 1.0975 | 1.0993 | 1.1003 | -0.097783 | -119.996 | 119.9683 | -0.097783 | -119.996 | 119.9683
Line12_13_15 | 0 | 0 | 0 | 0 | 0 | 0 | 0 | 0 | 0 | 0 | 0 | 0 | 4.4727e-11 | 8.9467e-11 | -1.6885e-10 | -1.9856e-11 | -5.699e-11 | 1.1151e-10 | 1.7777e-10 | -1.4315e-10 | -5.8028e-12 | -1.2607e-10 | 9.5744e-11 | 1.4146e-12 | 0 | 0 | 0 | 0 | 0 | 0 |  | 1.0975 | 1.0993 | 1.1003 | 1.0975 | 1.0993 | 1.1003 | -0.097783 | -119.996 | 119.9683 | -0.097783 | -119.996 | 119.9683
Line13_13_14 | 0 | 0 | 0 | 0 | 0 | 0 | 0 | 0 | 0 | 0 | 0 | 0 | 1.4909e-11 | 2.9822e-11 | -5.6285e-11 | 9.9624e-12 | 2.6545e-12 | -1.0636e-12 | 5.9256e-11 | -4.7718e-11 | -1.9343e-12 | -7.5548e-12 | 3.0728e-13 | -2.4539e-12 | 0 | 0 | 0 | 0 | 0 | 0 |  | 1.0975 | 1.0993 | 1.1003 | 1.0975 | 1.0993 | 1.1003 | -0.097783 | -119.996 | 119.9683 | -0.097783 | -119.996 | 119.9683
Line14_15_16 | 0 | 0 | 0 | 0 | 0 | 0 | 0 | 0 | 0 | 0 | 0 | 0 | 2.9818e-11 | 5.9644e-11 | -1.1257e-10 | -4.9467e-12 | -2.7168e-11 | 5.5221e-11 | 1.1851e-10 | -9.5436e-11 | -3.8686e-12 | -6.6811e-11 | 4.8025e-11 | -5.1965e-13 | 0 | 0 | 0 | 0 | 0 | 0 |  | 1.0975 | 1.0993 | 1.1003 | 1.0975 | 1.0993 | 1.1003 | -0.097783 | -119.996 | 119.9683 | -0.097783 | -119.996 | 119.9683
Line15_16_17 | 0 | 0 | 0 | 0 | 0 | 0 | 0 | 0 | 0 | 0 | 0 | 0 | 1.4909e-11 | 2.9822e-11 | -5.6285e-11 | 9.9624e-12 | 2.6545e-12 | -1.0636e-12 | 5.9256e-11 | -4.7718e-11 | -1.9343e-12 | -7.5548e-12 | 3.0728e-13 | -2.4539e-12 | 0 | 0 | 0 | 0 | 0 | 0 |  | 1.0975 | 1.0993 | 1.1003 | 1.0975 | 1.0993 | 1.1003 | -0.097783 | -119.996 | 119.9683 | -0.097783 | -119.996 | 119.9683
Line16_4_18 | 0 | 0 | 0 | 0 | 0 | 0 | 0 | 0 | 0 | 0 | 0 | 0 | 1.4909e-11 | 2.9822e-11 | -5.6285e-11 | 9.9624e-12 | 2.6545e-12 | -1.0636e-12 | 5.9256e-11 | -4.7718e-11 | -1.9343e-12 | -7.5548e-12 | 3.0728e-13 | -2.4539e-12 | 0 | 0 | 0 | 0 | 0 | 0 |  | 1.0975 | 1.0993 | 1.1003 | 1.0975 | 1.0993 | 1.1003 | -0.097783 | -119.996 | 119.9683 | -0.097783 | -119.996 | 119.9683
Line17_5_19 | 0 | 0 | 0 | 0 | 0 | 0 | 0 | 0 | 0 | 0 | 0 | 0 | 1.4909e-11 | 2.9822e-11 | -5.6285e-11 | 9.9624e-12 | 2.6545e-12 | -1.0636e-12 | 5.9256e-11 | -4.7718e-11 | -1.9343e-12 | -7.5548e-12 | 3.0728e-13 | -2.4539e-12 | 0 | 0 | 0 | 0 | 0 | 0 |  | 1.0975 | 1.0993 | 1.1003 | 1.0975 | 1.0993 | 1.1003 | -0.097783 | -119.996 | 119.9683 | -0.097783 | -119.996 | 119.9683
Line1_1_3 | 0 | 0 | 0 | 0 | 0 | 0 | 0 | 0 | 0 | 0 | 0 | 0 | 1.1927e-10 | 2.3858e-10 | -4.5028e-10 | -9.4402e-11 | -2.061e-10 | 3.9293e-10 | 4.7405e-10 | -3.8175e-10 | -1.5474e-11 | -4.2235e-10 | 3.3433e-10 | 1.1086e-11 | 0 | 0 | 0 | 0 | 0 | 0 |  | 1.0975 | 1.0993 | 1.1003 | 1.0975 | 1.0993 | 1.1003 | -0.097783 | -119.996 | 119.9683 | -0.097783 | -119.996 | 119.9683
Line2_1_4 | 0 | 0 | 0 | 0 | 0 | 0 | 0 | 0 | 0 | 0 | 0 | 0 | 2.9818e-11 | 5.9644e-11 | -1.1257e-10 | -4.9467e-12 | -2.7168e-11 | 5.5221e-11 | 1.1851e-10 | -9.5436e-11 | -3.8685e-12 | -6.6811e-11 | 4.8025e-11 | -5.1966e-13 | 0 | 0 | 0 | 0 | 0 | 0 |  | 1.0975 | 1.0993 | 1.1003 | 1.0975 | 1.0993 | 1.1003 | -0.097783 | -119.996 | 119.9683 | -0.097783 | -119.996 | 119.9683
Line3_1_5 | 0 | 0 | 0 | 0 | 0 | 0 | 0 | 0 | 0 | 0 | 0 | 0 | 2.9818e-11 | 5.9644e-11 | -1.1257e-10 | -4.9467e-12 | -2.7168e-11 | 5.5221e-11 | 1.1851e-10 | -9.5436e-11 | -3.8685e-12 | -6.6811e-11 | 4.8025e-11 | -5.1966e-13 | 0 | 0 | 0 | 0 | 0 | 0 |  | 1.0975 | 1.0993 | 1.1003 | 1.0975 | 1.0993 | 1.1003 | -0.097783 | -119.996 | 119.9683 | -0.097783 | -119.996 | 119.9683
Line4_2_6 | 0.03549 | 0 | 0 | 0.03549 | 0 | 0 | 0.008196 | 0 | 0 | 0.008196 | 0 | 0 | 0.0063291 | 6.6545e-10 | -1.0903e-09 | -0.0063186 | -5.8022e-10 | 9.5543e-10 | 0.0063606 | -8.7315e-10 | -1.3827e-10 | -0.0063396 | 7.6638e-10 | 1.1723e-10 | -45.2869 | 0 | 0 | 134.7131 | 0 | 0 |  | 1.0948 | 1.0989 | 1.1001 | 1.0921 | 1.0985 | 1.1 | -0.1447 | -119.9761 | 119.9391 | -0.19186 | -119.9562 | 119.9099
Line5_6_7 | 0.03549 | 0 | 0 | 0.03549 | 0 | 0 | 0.008196 | 0 | 0 | 0.008196 | 0 | 0 | 0.0063186 | 5.8631e-10 | -9.5555e-10 | -0.0063081 | -4.6587e-10 | 7.69e-10 | 0.0063396 | -7.6299e-10 | -1.2421e-10 | -0.0063186 | 6.1716e-10 | 9.2578e-11 | -45.2869 | 0 | 0 | 134.7131 | 0 | 0 |  | 1.0921 | 1.0985 | 1.1 | 1.0894 | 1.0981 | 1.0999 | -0.19186 | -119.9562 | 119.9099 | -0.23925 | -119.9362 | 119.8807
Line6_7_8 | 0.03549 | 0 | 0 | 0.03549 | 0 | 0 | 0.008196 | 0 | 0 | 0.008196 | 0 | 0 | 0.0063081 | 4.7367e-10 | -7.6866e-10 | -0.0062976 | -3.1802e-10 | 5.3045e-10 | 0.0063186 | -6.1223e-10 | -1.0181e-10 | -0.0062976 | 4.2741e-10 | 5.9679e-11 | -45.2869 | 0 | 0 | 134.7131 | 0 | 0 |  | 1.0894 | 1.0981 | 1.0999 | 1.0867 | 1.0976 | 1.0998 | -0.23925 | -119.9362 | 119.8807 | -0.28688 | -119.9162 | 119.8515
Line7_8_9 | 0 | 0 | 0 | 0 | 0 | 0 | 0 | 0 | 0 | 0 | 0 | 0 | 3.7607e-11 | 1.6376e-10 | -2.6482e-10 | 5.3135e-11 | 9.5087e-12 | 8.0578e-13 | 2.709e-10 | -2.1047e-10 | -3.5588e-11 | -2.1945e-11 | 6.4721e-12 | -1.1497e-11 | 0 | 0 | 0 | 0 | 0 | 0 |  | 1.0867 | 1.0976 | 1.0998 | 1.0867 | 1.0976 | 1.0998 | -0.28688 | -119.9162 | 119.8515 | -0.28688 | -119.9162 | 119.8515
Line8_8_10 | 0 | 0 | 0 | 0 | 0 | 0 | 0 | 0 | 0 | 0 | 0 | 0 | 3.7607e-11 | 1.6376e-10 | -2.6482e-10 | 5.3135e-11 | 9.5087e-12 | 8.0579e-13 | 2.709e-10 | -2.1047e-10 | -3.5588e-11 | -2.1945e-11 | 6.4721e-12 | -1.1497e-11 | 0 | 0 | 0 | 0 | 0 | 0 |  | 1.0867 | 1.0976 | 1.0998 | 1.0867 | 1.0976 | 1.0998 | -0.28688 | -119.9162 | 119.8515 | -0.28688 | -119.9162 | 119.8515
Line9_3_11 | 0 | 0 | 0 | 0 | 0 | 0 | 0 | 0 | 0 | 0 | 0 | 0 | 1.0436e-10 | 2.0876e-10 | -3.9399e-10 | -7.9492e-11 | -1.7628e-10 | 3.3664e-10 | 4.1479e-10 | -3.3403e-10 | -1.354e-11 | -3.6309e-10 | 2.8662e-10 | 9.1517e-12 | 0 | 0 | 0 | 0 | 0 | 0 |  | 1.0975 | 1.0993 | 1.1003 | 1.0975 | 1.0993 | 1.1003 | -0.097783 | -119.996 | 119.9683 | -0.097783 | -119.996 | 119.9683

## LG_min_6
name | pf_ikss_a_from_ka | pf_ikss_b_from_ka | pf_ikss_c_from_ka | pf_ikss_a_to_ka | pf_ikss_b_to_ka | pf_ikss_c_to_ka | pf_skss_a_from_mw | pf_skss_b_from_mw | pf_skss_c_from_mw | pf_skss_a_to_mw | pf_skss_b_to_mw | pf_skss_c_to_mw | pf_p_a_from_mw | pf_p_b_from_mw | pf_p_c_from_mw | pf_p_a_to_mw | pf_p_b_to_mw | pf_p_c_to_mw | pf_q_a_from_mvar | pf_q_b_from_mvar | pf_q_c_from_mvar | pf_q_a_to_mvar | pf_q_b_to_mvar | pf_q_c_to_mvar | pf_ikss_a_from_degree | pf_ikss_b_from_degree | pf_ikss_c_from_degree | pf_ikss_a_to_degree | pf_ikss_b_to_degree | pf_ikss_c_to_degree | 3xI0 | pf_vm_a_from_pu | pf_vm_b_from_pu | pf_vm_c_from_pu | pf_vm_a_to_pu | pf_vm_b_to_pu | pf_vm_c_to_pu | pf_va_a_from_degree | pf_va_b_from_degree | pf_va_c_from_degree | pf_va_a_to_degree | pf_va_b_to_degree | pf_va_c_to_degree
Line0_1_2 | 2.0081 | 0 | 0 | 2.0081 | 0 | 0 | 0.46376 | 0 | 0 | 0.46376 | 0 | 0 | 0.25808 | 5.4343e-08 | -6.076e-08 | -0.19356 | -5.1505e-08 | 5.6261e-08 | 0.26884 | -3.3783e-08 | -2.8918e-08 | -0.20163 | 2.8576e-08 | 2.4946e-08 | -52.396 | 0 | 0 | 127.604 | 0 | 0 |  | 0.80359 | 0.91392 | 0.96109 | 0.60269 | 0.89884 | 0.93916 | -6.2269 | -119.4476 | 117.8719 | -6.2269 | -117.0933 | 115.8416
Line10_11_12 | 0 | 0 | 0 | 0 | 0 | 0 | 0 | 0 | 0 | 0 | 0 | 0 | 3.4387e-09 | 1.0065e-08 | -1.6469e-08 | -2.4507e-09 | -8.2666e-09 | 1.3683e-08 | 1.4688e-08 | -1.2149e-08 | -2.0101e-09 | -1.2544e-08 | 1.0155e-08 | 1.5508e-09 | 0 | 0 | 0 | 0 | 0 | 0 |  | 0.80359 | 0.91392 | 0.96109 | 0.80359 | 0.91392 | 0.96109 | -6.2269 | -119.4476 | 117.8719 | -6.2269 | -119.4476 | 117.8719
Line11_12_13 | 0 | 0 | 0 | 0 | 0 | 0 | 0 | 0 | 0 | 0 | 0 | 0 | 2.8655e-09 | 8.3873e-09 | -1.3724e-08 | -1.8775e-09 | -6.5891e-09 | 1.0938e-08 | 1.224e-08 | -1.0124e-08 | -1.6751e-09 | -1.0096e-08 | 8.1302e-09 | 1.2157e-09 | 0 | 0 | 0 | 0 | 0 | 0 |  | 0.80359 | 0.91392 | 0.96109 | 0.80359 | 0.91392 | 0.96109 | -6.2269 | -119.4476 | 117.8719 | -6.2269 | -119.4476 | 117.8719
Line12_13_15 | 0 | 0 | 0 | 0 | 0 | 0 | 0 | 0 | 0 | 0 | 0 | 0 | 1.7193e-09 | 5.0324e-09 | -8.2345e-09 | -7.3133e-10 | -3.2342e-09 | 5.4482e-09 | 7.344e-09 | -6.0747e-09 | -1.005e-09 | -5.1996e-09 | 4.0805e-09 | 5.4571e-10 | 0 | 0 | 0 | 0 | 0 | 0 |  | 0.80359 | 0.91392 | 0.96109 | 0.80359 | 0.91392 | 0.96109 | -6.2269 | -119.4476 | 117.8719 | -6.2269 | -119.4476 | 117.8719
Line13_13_14 | 0 | 0 | 0 | 0 | 0 | 0 | 0 | 0 | 0 | 0 | 0 | 0 | 5.7311e-10 | 1.6775e-09 | -2.7448e-09 | 4.1489e-10 | 1.2076e-10 | -4.1408e-11 | 2.448e-09 | -2.0249e-09 | -3.3501e-10 | -3.0361e-10 | 3.069e-11 | -1.2432e-10 | 0 | 0 | 0 | 0 | 0 | 0 |  | 0.80359 | 0.91392 | 0.96109 | 0.80359 | 0.91392 | 0.96109 | -6.2269 | -119.4476 | 117.8719 | -6.2269 | -119.4476 | 117.8719
Line14_15_16 | 0 | 0 | 0 | 0 | 0 | 0 | 0 | 0 | 0 | 0 | 0 | 0 | 1.1462e-09 | 3.3549e-09 | -5.4897e-09 | -1.5822e-10 | -1.5567e-09 | 2.7034e-09 | 4.896e-09 | -4.0498e-09 | -6.7003e-10 | -2.7516e-09 | 2.0556e-09 | 2.107e-10 | 0 | 0 | 0 | 0 | 0 | 0 |  | 0.80359 | 0.91392 | 0.96109 | 0.80359 | 0.91392 | 0.96109 | -6.2269 | -119.4476 | 117.8719 | -6.2269 | -119.4476 | 117.8719
Line15_16_17 | 0 | 0 | 0 | 0 | 0 | 0 | 0 | 0 | 0 | 0 | 0 | 0 | 5.7311e-10 | 1.6775e-09 | -2.7448e-09 | 4.1489e-10 | 1.2076e-10 | -4.1408e-11 | 2.448e-09 | -2.0249e-09 | -3.3501e-10 | -3.0361e-10 | 3.069e-11 | -1.2432e-10 | 0 | 0 | 0 | 0 | 0 | 0 |  | 0.80359 | 0.91392 | 0.96109 | 0.80359 | 0.91392 | 0.96109 | -6.2269 | -119.4476 | 117.8719 | -6.2269 | -119.4476 | 117.8719
Line16_4_18 | 0 | 0 | 0 | 0 | 0 | 0 | 0 | 0 | 0 | 0 | 0 | 0 | 5.7311e-10 | 1.6775e-09 | -2.7448e-09 | 4.1489e-10 | 1.2076e-10 | -4.1408e-11 | 2.448e-09 | -2.0249e-09 | -3.3501e-10 | -3.0361e-10 | 3.069e-11 | -1.2432e-10 | 0 | 0 | 0 | 0 | 0 | 0 |  | 0.80359 | 0.91392 | 0.96109 | 0.80359 | 0.91392 | 0.96109 | -6.2269 | -119.4476 | 117.8719 | -6.2269 | -119.4476 | 117.8719
Line17_5_19 | 0 | 0 | 0 | 0 | 0 | 0 | 0 | 0 | 0 | 0 | 0 | 0 | 5.7311e-10 | 1.6775e-09 | -2.7448e-09 | 4.1489e-10 | 1.2076e-10 | -4.1408e-11 | 2.448e-09 | -2.0249e-09 | -3.3501e-10 | -3.0361e-10 | 3.069e-11 | -1.2432e-10 | 0 | 0 | 0 | 0 | 0 | 0 |  | 0.80359 | 0.91392 | 0.96109 | 0.80359 | 0.91392 | 0.96109 | -6.2269 | -119.4476 | 117.8719 | -6.2269 | -119.4476 | 117.8719
Line1_1_3 | 0 | 0 | 0 | 0 | 0 | 0 | 0 | 0 | 0 | 0 | 0 | 0 | 4.5849e-09 | 1.342e-08 | -2.1959e-08 | -3.5969e-09 | -1.1622e-08 | 1.9172e-08 | 1.9584e-08 | -1.6199e-08 | -2.6801e-09 | -1.744e-08 | 1.4205e-08 | 2.2208e-09 | 0 | 0 | 0 | 0 | 0 | 0 |  | 0.80359 | 0.91392 | 0.96109 | 0.80359 | 0.91392 | 0.96109 | -6.2269 | -119.4476 | 117.8719 | -6.2269 | -119.4476 | 117.8719
Line2_1_4 | 0 | 0 | 0 | 0 | 0 | 0 | 0 | 0 | 0 | 0 | 0 | 0 | 1.1462e-09 | 3.3549e-09 | -5.4897e-09 | -1.5822e-10 | -1.5567e-09 | 2.7034e-09 | 4.896e-09 | -4.0498e-09 | -6.7003e-10 | -2.7516e-09 | 2.0556e-09 | 2.1069e-10 | 0 | 0 | 0 | 0 | 0 | 0 |  | 0.80359 | 0.91392 | 0.96109 | 0.80359 | 0.91392 | 0.96109 | -6.2269 | -119.4476 | 117.8719 | -6.2269 | -119.4476 | 117.8719
Line3_1_5 | 0 | 0 | 0 | 0 | 0 | 0 | 0 | 0 | 0 | 0 | 0 | 0 | 1.1462e-09 | 3.3549e-09 | -5.4897e-09 | -1.5822e-10 | -1.5567e-09 | 2.7034e-09 | 4.896e-09 | -4.0498e-09 | -6.7003e-10 | -2.7516e-09 | 2.0556e-09 | 2.1069e-10 | 0 | 0 | 0 | 0 | 0 | 0 |  | 0.80359 | 0.91392 | 0.96109 | 0.80359 | 0.91392 | 0.96109 | -6.2269 | -119.4476 | 117.8719 | -6.2269 | -119.4476 | 117.8719
Line4_2_6 | 2.0081 | 0 | 0 | 2.0081 | 0 | 0 | 0.46376 | 0 | 0 | 0.46376 | 0 | 0 | 0.19356 | 5.1669e-08 | -5.6232e-08 | -0.12904 | -4.5896e-08 | 4.9162e-08 | 0.20163 | -2.8417e-08 | -2.5183e-08 | -0.13442 | 2.2613e-08 | 2.0013e-08 | -52.396 | 0 | 0 | 127.604 | 0 | 0 |  | 0.60269 | 0.89884 | 0.93916 | 0.40179 | 0.88532 | 0.91846 | -6.2269 | -117.0933 | 115.8416 | -6.2269 | -114.6628 | 113.7171
Line5_6_7 | 2.0081 | 0 | 0 | 2.0081 | 0 | 0 | 0.46376 | 0 | 0 | 0.46376 | 0 | 0 | 0.12904 | 4.6092e-08 | -4.9075e-08 | -0.064521 | -3.7378e-08 | 3.944e-08 | 0.13442 | -2.2326e-08 | -2.0363e-08 | -0.06721 | 1.6331e-08 | 1.44e-08 | -52.396 | 0 | 0 | 127.604 | 0 | 0 |  | 0.40179 | 0.88532 | 0.91846 | 0.2009 | 0.87345 | 0.89908 | -6.2269 | -114.6628 | 113.7171 | -6.2269 | -112.1616 | 111.4978
Line6_7_8 | 2.0081 | 0 | 0 | 2.0081 | 0 | 0 | 0.46376 | 0 | 0 | 0.46376 | 0 | 0 | 0.064521 | 3.7595e-08 | -3.9307e-08 | -2.5059e-14 | -2.5933e-08 | 2.7113e-08 | 0.06721 | -1.5916e-08 | -1.4863e-08 | 3.5938e-14 | 1.0135e-08 | 8.5146e-09 | -52.396 | 0 | 0 | 127.604 | 0 | 0 |  | 0.2009 | 0.87345 | 0.89908 | 0 | 0.86328 | 0.8811 | -6.2269 | -112.1616 | 111.4978 | 0 | -109.5965 | 109.1844
Line7_8_9 | 0 | 0 | 0 | 0 | 0 | 0 | 0 | 0 | 0 | 0 | 0 | 0 | 1.5709e-21 | 1.3079e-08 | -1.3472e-08 | -1.2063e-18 | 2.2506e-10 | 1.6807e-10 | -9.8239e-23 | -4.796e-09 | -4.5453e-09 | 9.3439e-18 | 5.4302e-10 | -5.7593e-10 | 0 | 0 | 0 | 0 | 0 | 0 |  | 0 | 0.86328 | 0.8811 | 0 | 0.86328 | 0.8811 | 0 | -109.5965 | 109.1844 | 0 | -109.5965 | 109.1844
Line8_8_10 | 0 | 0 | 0 | 0 | 0 | 0 | 0 | 0 | 0 | 0 | 0 | 0 | 1.5709e-21 | 1.3079e-08 | -1.3472e-08 | -1.2063e-18 | 2.2506e-10 | 1.6807e-10 | -9.8239e-23 | -4.796e-09 | -4.5453e-09 | 9.3439e-18 | 5.4302e-10 | -5.7593e-10 | 0 | 0 | 0 | 0 | 0 | 0 |  | 0 | 0.86328 | 0.8811 | 0 | 0.86328 | 0.8811 | 0 | -109.5965 | 109.1844 | 0 | -109.5965 | 109.1844
Line9_3_11 | 0 | 0 | 0 | 0 | 0 | 0 | 0 | 0 | 0 | 0 | 0 | 0 | 4.0118e-09 | 1.1742e-08 | -1.9214e-08 | -3.0238e-09 | -9.944e-09 | 1.6428e-08 | 1.7136e-08 | -1.4174e-08 | -2.3451e-09 | -1.4992e-08 | 1.218e-08 | 1.8858e-09 | 0 | 0 | 0 | 0 | 0 | 0 |  | 0.80359 | 0.91392 | 0.96109 | 0.80359 | 0.91392 | 0.96109 | -6.2269 | -119.4476 | 117.8719 | -6.2269 | -119.4476 | 117.8719

## LG_min_10
name | pf_ikss_a_from_ka | pf_ikss_b_from_ka | pf_ikss_c_from_ka | pf_ikss_a_to_ka | pf_ikss_b_to_ka | pf_ikss_c_to_ka | pf_skss_a_from_mw | pf_skss_b_from_mw | pf_skss_c_from_mw | pf_skss_a_to_mw | pf_skss_b_to_mw | pf_skss_c_to_mw | pf_p_a_from_mw | pf_p_b_from_mw | pf_p_c_from_mw | pf_p_a_to_mw | pf_p_b_to_mw | pf_p_c_to_mw | pf_q_a_from_mvar | pf_q_b_from_mvar | pf_q_c_from_mvar | pf_q_a_to_mvar | pf_q_b_to_mvar | pf_q_c_to_mvar | pf_ikss_a_from_degree | pf_ikss_b_from_degree | pf_ikss_c_from_degree | pf_ikss_a_to_degree | pf_ikss_b_to_degree | pf_ikss_c_to_degree | 3xI0 | pf_vm_a_from_pu | pf_vm_b_from_pu | pf_vm_c_from_pu | pf_vm_a_to_pu | pf_vm_b_to_pu | pf_vm_c_to_pu | pf_va_a_from_degree | pf_va_b_from_degree | pf_va_c_from_degree | pf_va_a_to_degree | pf_va_b_to_degree | pf_va_c_to_degree
Line0_1_2 | 1.9024 | 0 | 0 | 1.9024 | 0 | 0 | 0.43935 | 0 | 0 | 0.43935 | 0 | 0 | 0.23163 | 4.8773e-08 | -5.4533e-08 | -0.17372 | -4.6226e-08 | 5.0494e-08 | 0.24128 | -3.0321e-08 | -2.5954e-08 | -0.18096 | 2.5647e-08 | 2.2389e-08 | -52.396 | 0 | 0 | 127.604 | 0 | 0 |  | 0.76129 | 0.86582 | 0.91051 | 0.57097 | 0.85153 | 0.88973 | -6.2269 | -119.4476 | 117.8719 | -6.2269 | -117.0933 | 115.8416
Line10_11_12 | 0 | 0 | 0 | 0 | 0 | 0 | 0 | 0 | 0 | 0 | 0 | 0 | 3.0862e-09 | 9.0332e-09 | -1.4781e-08 | -2.1995e-09 | -7.4193e-09 | 1.228e-08 | 1.3183e-08 | -1.0904e-08 | -1.8041e-09 | -1.1258e-08 | 9.1143e-09 | 1.3918e-09 | 0 | 0 | 0 | 0 | 0 | 0 |  | 0.76129 | 0.86582 | 0.91051 | 0.76129 | 0.86582 | 0.91051 | -6.2269 | -119.4476 | 117.8719 | -6.2269 | -119.4476 | 117.8719
Line11_12_13 | 0 | 0 | 0 | 0 | 0 | 0 | 0 | 0 | 0 | 0 | 0 | 0 | 2.5719e-09 | 7.5277e-09 | -1.2318e-08 | -1.6851e-09 | -5.9138e-09 | 9.8168e-09 | 1.0986e-08 | -9.0868e-09 | -1.5034e-09 | -9.0609e-09 | 7.297e-09 | 1.0911e-09 | 0 | 0 | 0 | 0 | 0 | 0 |  | 0.76129 | 0.86582 | 0.91051 | 0.76129 | 0.86582 | 0.91051 | -6.2269 | -119.4476 | 117.8719 | -6.2269 | -119.4476 | 117.8719
Line12_13_15 | 0 | 0 | 0 | 0 | 0 | 0 | 0 | 0 | 0 | 0 | 0 | 0 | 1.5431e-09 | 4.5166e-09 | -7.3905e-09 | -6.5637e-10 | -2.9027e-09 | 4.8898e-09 | 6.5913e-09 | -5.4521e-09 | -9.0203e-10 | -4.6667e-09 | 3.6622e-09 | 4.8978e-10 | 0 | 0 | 0 | 0 | 0 | 0 |  | 0.76129 | 0.86582 | 0.91051 | 0.76129 | 0.86582 | 0.91051 | -6.2269 | -119.4476 | 117.8719 | -6.2269 | -119.4476 | 117.8719
Line13_13_14 | 0 | 0 | 0 | 0 | 0 | 0 | 0 | 0 | 0 | 0 | 0 | 0 | 5.1437e-10 | 1.5055e-09 | -2.4635e-09 | 3.7237e-10 | 1.0839e-10 | -3.7164e-11 | 2.1971e-09 | -1.8174e-09 | -3.0068e-10 | -2.725e-10 | 2.7544e-11 | -1.1158e-10 | 0 | 0 | 0 | 0 | 0 | 0 |  | 0.76129 | 0.86582 | 0.91051 | 0.76129 | 0.86582 | 0.91051 | -6.2269 | -119.4476 | 117.8719 | -6.2269 | -119.4476 | 117.8719
Line14_15_16 | 0 | 0 | 0 | 0 | 0 | 0 | 0 | 0 | 0 | 0 | 0 | 0 | 1.0287e-09 | 3.0111e-09 | -4.927e-09 | -1.42e-10 | -1.3972e-09 | 2.4263e-09 | 4.3942e-09 | -3.6347e-09 | -6.0136e-10 | -2.4696e-09 | 1.8449e-09 | 1.891e-10 | 0 | 0 | 0 | 0 | 0 | 0 |  | 0.76129 | 0.86582 | 0.91051 | 0.76129 | 0.86582 | 0.91051 | -6.2269 | -119.4476 | 117.8719 | -6.2269 | -119.4476 | 117.8719
Line15_16_17 | 0 | 0 | 0 | 0 | 0 | 0 | 0 | 0 | 0 | 0 | 0 | 0 | 5.1437e-10 | 1.5055e-09 | -2.4635e-09 | 3.7237e-10 | 1.0839e-10 | -3.7164e-11 | 2.1971e-09 | -1.8174e-09 | -3.0068e-10 | -2.725e-10 | 2.7544e-11 | -1.1158e-10 | 0 | 0 | 0 | 0 | 0 | 0 |  | 0.76129 | 0.86582 | 0.91051 | 0.76129 | 0.86582 | 0.91051 | -6.2269 | -119.4476 | 117.8719 | -6.2269 | -119.4476 | 117.8719
Line16_4_18 | 0 | 0 | 0 | 0 | 0 | 0 | 0 | 0 | 0 | 0 | 0 | 0 | 5.1437e-10 | 1.5055e-09 | -2.4635e-09 | 3.7237e-10 | 1.0839e-10 | -3.7164e-11 | 2.1971e-09 | -1.8174e-09 | -3.0068e-10 | -2.725e-10 | 2.7544e-11 | -1.1158e-10 | 0 | 0 | 0 | 0 | 0 | 0 |  | 0.76129 | 0.86582 | 0.91051 | 0.76129 | 0.86582 | 0.91051 | -6.2269 | -119.4476 | 117.8719 | -6.2269 | -119.4476 | 117.8719
Line17_5_19 | 0 | 0 | 0 | 0 | 0 | 0 | 0 | 0 | 0 | 0 | 0 | 0 | 5.1437e-10 | 1.5055e-09 | -2.4635e-09 | 3.7237e-10 | 1.0839e-10 | -3.7164e-11 | 2.1971e-09 | -1.8174e-09 | -3.0068e-10 | -2.725e-10 | 2.7544e-11 | -1.1158e-10 | 0 | 0 | 0 | 0 | 0 | 0 |  | 0.76129 | 0.86582 | 0.91051 | 0.76129 | 0.86582 | 0.91051 | -6.2269 | -119.4476 | 117.8719 | -6.2269 | -119.4476 | 117.8719
Line1_1_3 | 0 | 0 | 0 | 0 | 0 | 0 | 0 | 0 | 0 | 0 | 0 | 0 | 4.115e-09 | 1.2044e-08 | -1.9708e-08 | -3.2282e-09 | -1.043e-08 | 1.7207e-08 | 1.7577e-08 | -1.4539e-08 | -2.4054e-09 | -1.5652e-08 | 1.2749e-08 | 1.9932e-09 | 0 | 0 | 0 | 0 | 0 | 0 |  | 0.76129 | 0.86582 | 0.91051 | 0.76129 | 0.86582 | 0.91051 | -6.2269 | -119.4476 | 117.8719 | -6.2269 | -119.4476 | 117.8719
Line2_1_4 | 0 | 0 | 0 | 0 | 0 | 0 | 0 | 0 | 0 | 0 | 0 | 0 | 1.0287e-09 | 3.0111e-09 | -4.927e-09 | -1.42e-10 | -1.3972e-09 | 2.4263e-09 | 4.3942e-09 | -3.6347e-09 | -6.0135e-10 | -2.4696e-09 | 1.8449e-09 | 1.891e-10 | 0 | 0 | 0 | 0 | 0 | 0 |  | 0.76129 | 0.86582 | 0.91051 | 0.76129 | 0.86582 | 0.91051 | -6.2269 | -119.4476 | 117.8719 | -6.2269 | -119.4476 | 117.8719
Line3_1_5 | 0 | 0 | 0 | 0 | 0 | 0 | 0 | 0 | 0 | 0 | 0 | 0 | 1.0287e-09 | 3.0111e-09 | -4.927e-09 | -1.42e-10 | -1.3972e-09 | 2.4263e-09 | 4.3942e-09 | -3.6347e-09 | -6.0135e-10 | -2.4696e-09 | 1.8449e-09 | 1.891e-10 | 0 | 0 | 0 | 0 | 0 | 0 |  | 0.76129 | 0.86582 | 0.91051 | 0.76129 | 0.86582 | 0.91051 | -6.2269 | -119.4476 | 117.8719 | -6.2269 | -119.4476 | 117.8719
Line4_2_6 | 1.9024 | 0 | 0 | 1.9024 | 0 | 0 | 0.43935 | 0 | 0 | 0.43935 | 0 | 0 | 0.17372 | 4.6373e-08 | -5.0469e-08 | -0.11582 | -4.1192e-08 | 4.4123e-08 | 0.18096 | -2.5505e-08 | -2.2602e-08 | -0.12064 | 2.0296e-08 | 1.7961e-08 | -52.396 | 0 | 0 | 127.604 | 0 | 0 |  | 0.57097 | 0.85153 | 0.88973 | 0.38065 | 0.83872 | 0.87012 | -6.2269 | -117.0933 | 115.8416 | -6.2269 | -114.6628 | 113.7171
Line5_6_7 | 1.9024 | 0 | 0 | 1.9024 | 0 | 0 | 0.43935 | 0 | 0 | 0.43935 | 0 | 0 | 0.11582 | 4.1368e-08 | -4.4045e-08 | -0.057908 | -3.3547e-08 | 3.5398e-08 | 0.12064 | -2.0038e-08 | -1.8276e-08 | -0.060321 | 1.4657e-08 | 1.2924e-08 | -52.396 | 0 | 0 | 127.604 | 0 | 0 |  | 0.38065 | 0.83872 | 0.87012 | 0.19032 | 0.82748 | 0.85176 | -6.2269 | -114.6628 | 113.7171 | -6.2269 | -112.1616 | 111.4978
Line6_7_8 | 1.9024 | 0 | 0 | 1.9024 | 0 | 0 | 0.43935 | 0 | 0 | 0.43935 | 0 | 0 | 0.057908 | 3.3741e-08 | -3.5278e-08 | -2.2408e-14 | -2.3275e-08 | 2.4334e-08 | 0.060321 | -1.4285e-08 | -1.334e-08 | 3.2158e-14 | 9.0963e-09 | 7.6419e-09 | -52.396 | 0 | 0 | 127.604 | 0 | 0 |  | 0.19032 | 0.82748 | 0.85176 | 0 | 0.81784 | 0.83473 | -6.2269 | -112.1616 | 111.4978 | 0 | -109.5965 | 109.1844
Line7_8_9 | 0 | 0 | 0 | 0 | 0 | 0 | 0 | 0 | 0 | 0 | 0 | 0 | 1.4054e-21 | 1.1739e-08 | -1.2091e-08 | -1.0826e-18 | 2.02e-10 | 1.5084e-10 | -8.835e-23 | -4.3045e-09 | -4.0794e-09 | 8.3862e-18 | 4.8736e-10 | -5.169e-10 | 0 | 0 | 0 | 0 | 0 | 0 |  | 0 | 0.81784 | 0.83473 | 0 | 0.81784 | 0.83473 | 0 | -109.5965 | 109.1844 | 0 | -109.5965 | 109.1844
Line8_8_10 | 0 | 0 | 0 | 0 | 0 | 0 | 0 | 0 | 0 | 0 | 0 | 0 | 1.4054e-21 | 1.1739e-08 | -1.2091e-08 | -1.0826e-18 | 2.02e-10 | 1.5084e-10 | -8.835e-23 | -4.3045e-09 | -4.0794e-09 | 8.3862e-18 | 4.8736e-10 | -5.169e-10 | 0 | 0 | 0 | 0 | 0 | 0 |  | 0 | 0.81784 | 0.83473 | 0 | 0.81784 | 0.83473 | 0 | -109.5965 | 109.1844 | 0 | -109.5965 | 109.1844
Line9_3_11 | 0 | 0 | 0 | 0 | 0 | 0 | 0 | 0 | 0 | 0 | 0 | 0 | 3.6006e-09 | 1.0539e-08 | -1.7245e-08 | -2.7139e-09 | -8.9249e-09 | 1.4744e-08 | 1.538e-08 | -1.2721e-08 | -2.1047e-09 | -1.3455e-08 | 1.0932e-08 | 1.6925e-09 | 0 | 0 | 0 | 0 | 0 | 0 |  | 0.76129 | 0.86582 | 0.91051 | 0.76129 | 0.86582 | 0.91051 | -6.2269 | -119.4476 | 117.8719 | -6.2269 | -119.4476 | 117.8719

## LG_min_fault_6
name | pf_ikss_a_from_ka | pf_ikss_b_from_ka | pf_ikss_c_from_ka | pf_ikss_a_to_ka | pf_ikss_b_to_ka | pf_ikss_c_to_ka | pf_skss_a_from_mw | pf_skss_b_from_mw | pf_skss_c_from_mw | pf_skss_a_to_mw | pf_skss_b_to_mw | pf_skss_c_to_mw | pf_p_a_from_mw | pf_p_b_from_mw | pf_p_c_from_mw | pf_p_a_to_mw | pf_p_b_to_mw | pf_p_c_to_mw | pf_q_a_from_mvar | pf_q_b_from_mvar | pf_q_c_from_mvar | pf_q_a_to_mvar | pf_q_b_to_mvar | pf_q_c_to_mvar | pf_ikss_a_from_degree | pf_ikss_b_from_degree | pf_ikss_c_from_degree | pf_ikss_a_to_degree | pf_ikss_b_to_degree | pf_ikss_c_to_degree | 3xI0 | pf_vm_a_from_pu | pf_vm_b_from_pu | pf_vm_c_from_pu | pf_vm_a_to_pu | pf_vm_b_to_pu | pf_vm_c_to_pu | pf_va_a_from_degree | pf_va_b_from_degree | pf_va_c_from_degree | pf_va_a_to_degree | pf_va_b_to_degree | pf_va_c_to_degree
Line0_1_2 | 0.030559 | 0 | 0 | 0.030559 | 0 | 0 | 0.0070572 | 0 | 0 | 0.0070572 | 0 | 0 | 0.0047289 | 7.783e-10 | -9.4975e-10 | -0.004714 | -7.3369e-10 | 8.8599e-10 | 0.0047314 | -6.4616e-10 | -3.5066e-10 | -0.0047158 | 5.9791e-10 | 3.352e-10 | -45.1122 | 0 | 0 | 134.8878 | 0 | 0 |  | 0.94789 | 0.94944 | 0.95023 | 0.94483 | 0.94912 | 0.94993 | -0.097155 | -119.9962 | 119.9687 | -0.10089 | -119.9646 | 119.9364
Line10_11_12 | 0 | 0 | 0 | 0 | 0 | 0 | 0 | 0 | 0 | 0 | 0 | 0 | 6.7022e-11 | 1.3146e-10 | -2.495e-10 | -4.8516e-11 | -1.0759e-10 | 2.0713e-10 | 2.6236e-10 | -2.1196e-10 | -7.7178e-12 | -2.2423e-10 | 1.7685e-10 | 4.6251e-12 | 0 | 0 | 0 | 0 | 0 | 0 |  | 0.94789 | 0.94944 | 0.95023 | 0.94789 | 0.94944 | 0.95023 | -0.097155 | -119.9962 | 119.9687 | -0.097155 | -119.9962 | 119.9687
Line11_12_13 | 0 | 0 | 0 | 0 | 0 | 0 | 0 | 0 | 0 | 0 | 0 | 0 | 5.5852e-11 | 1.0955e-10 | -2.0792e-10 | -3.7345e-11 | -8.5679e-11 | 1.6554e-10 | 2.1863e-10 | -1.7663e-10 | -6.4315e-12 | -1.805e-10 | 1.4153e-10 | 3.3388e-12 | 0 | 0 | 0 | 0 | 0 | 0 |  | 0.94789 | 0.94944 | 0.95023 | 0.94789 | 0.94944 | 0.95023 | -0.097155 | -119.9962 | 119.9687 | -0.097155 | -119.9962 | 119.9687
Line12_13_15 | 0 | 0 | 0 | 0 | 0 | 0 | 0 | 0 | 0 | 0 | 0 | 0 | 3.3511e-11 | 6.5728e-11 | -1.2475e-10 | -1.5005e-11 | -4.1861e-11 | 8.2378e-11 | 1.3118e-10 | -1.0598e-10 | -3.8589e-12 | -9.3051e-11 | 7.0873e-11 | 7.6618e-13 | 0 | 0 | 0 | 0 | 0 | 0 |  | 0.94789 | 0.94944 | 0.95023 | 0.94789 | 0.94944 | 0.95023 | -0.097155 | -119.9962 | 119.9687 | -0.097155 | -119.9962 | 119.9687
Line13_13_14 | 0 | 0 | 0 | 0 | 0 | 0 | 0 | 0 | 0 | 0 | 0 | 0 | 1.117e-11 | 2.1909e-11 | -4.1584e-11 | 7.3361e-12 | 1.9574e-12 | -7.8954e-13 | 4.3726e-11 | -3.5326e-11 | -1.2863e-12 | -5.5988e-12 | 2.2048e-13 | -1.8064e-12 | 0 | 0 | 0 | 0 | 0 | 0 |  | 0.94789 | 0.94944 | 0.95023 | 0.94789 | 0.94944 | 0.95023 | -0.097155 | -119.9962 | 119.9687 | -0.097155 | -119.9962 | 119.9687
Line14_15_16 | 0 | 0 | 0 | 0 | 0 | 0 | 0 | 0 | 0 | 0 | 0 | 0 | 2.2341e-11 | 4.3818e-11 | -8.3167e-11 | -3.8342e-12 | -1.9952e-11 | 4.0794e-11 | 8.7452e-11 | -7.0653e-11 | -2.5726e-12 | -4.9325e-11 | 3.5547e-11 | -5.2013e-13 | 0 | 0 | 0 | 0 | 0 | 0 |  | 0.94789 | 0.94944 | 0.95023 | 0.94789 | 0.94944 | 0.95023 | -0.097155 | -119.9962 | 119.9687 | -0.097155 | -119.9962 | 119.9687
Line15_16_17 | 0 | 0 | 0 | 0 | 0 | 0 | 0 | 0 | 0 | 0 | 0 | 0 | 1.117e-11 | 2.1909e-11 | -4.1584e-11 | 7.3361e-12 | 1.9574e-12 | -7.8954e-13 | 4.3726e-11 | -3.5326e-11 | -1.2863e-12 | -5.5988e-12 | 2.2048e-13 | -1.8064e-12 | 0 | 0 | 0 | 0 | 0 | 0 |  | 0.94789 | 0.94944 | 0.95023 | 0.94789 | 0.94944 | 0.95023 | -0.097155 | -119.9962 | 119.9687 | -0.097155 | -119.9962 | 119.9687
Line16_4_18 | 0 | 0 | 0 | 0 | 0 | 0 | 0 | 0 | 0 | 0 | 0 | 0 | 1.117e-11 | 2.1909e-11 | -4.1584e-11 | 7.3361e-12 | 1.9574e-12 | -7.8954e-13 | 4.3726e-11 | -3.5326e-11 | -1.2863e-12 | -5.5988e-12 | 2.2048e-13 | -1.8064e-12 | 0 | 0 | 0 | 0 | 0 | 0 |  | 0.94789 | 0.94944 | 0.95023 | 0.94789 | 0.94944 | 0.95023 | -0.097155 | -119.9962 | 119.9687 | -0.097155 | -119.9962 | 119.9687
Line17_5_19 | 0 | 0 | 0 | 0 | 0 | 0 | 0 | 0 | 0 | 0 | 0 | 0 | 1.117e-11 | 2.1909e-11 | -4.1584e-11 | 7.3361e-12 | 1.9574e-12 | -7.8954e-13 | 4.3726e-11 | -3.5326e-11 | -1.2863e-12 | -5.5988e-12 | 2.2048e-13 | -1.8064e-12 | 0 | 0 | 0 | 0 | 0 | 0 |  | 0.94789 | 0.94944 | 0.95023 | 0.94789 | 0.94944 | 0.95023 | -0.097155 | -119.9962 | 119.9687 | -0.097155 | -119.9962 | 119.9687
Line1_1_3 | 0 | 0 | 0 | 0 | 0 | 0 | 0 | 0 | 0 | 0 | 0 | 0 | 8.9363e-11 | 1.7527e-10 | -3.3267e-10 | -7.0856e-11 | -1.5141e-10 | 2.903e-10 | 3.4981e-10 | -2.8261e-10 | -1.029e-11 | -3.1168e-10 | 2.4751e-10 | 7.1977e-12 | 0 | 0 | 0 | 0 | 0 | 0 |  | 0.94789 | 0.94944 | 0.95023 | 0.94789 | 0.94944 | 0.95023 | -0.097155 | -119.9962 | 119.9687 | -0.097155 | -119.9962 | 119.9687
Line2_1_4 | 0 | 0 | 0 | 0 | 0 | 0 | 0 | 0 | 0 | 0 | 0 | 0 | 2.2341e-11 | 4.3818e-11 | -8.3167e-11 | -3.8342e-12 | -1.9952e-11 | 4.0794e-11 | 8.7452e-11 | -7.0653e-11 | -2.5726e-12 | -4.9325e-11 | 3.5547e-11 | -5.2015e-13 | 0 | 0 | 0 | 0 | 0 | 0 |  | 0.94789 | 0.94944 | 0.95023 | 0.94789 | 0.94944 | 0.95023 | -0.097155 | -119.9962 | 119.9687 | -0.097155 | -119.9962 | 119.9687
Line3_1_5 | 0 | 0 | 0 | 0 | 0 | 0 | 0 | 0 | 0 | 0 | 0 | 0 | 2.2341e-11 | 4.3818e-11 | -8.3167e-11 | -3.8342e-12 | -1.9952e-11 | 4.0794e-11 | 8.7452e-11 | -7.0653e-11 | -2.5726e-12 | -4.9325e-11 | 3.5547e-11 | -5.2015e-13 | 0 | 0 | 0 | 0 | 0 | 0 |  | 0.94789 | 0.94944 | 0.95023 | 0.94789 | 0.94944 | 0.95023 | -0.097155 | -119.9962 | 119.9687 | -0.097155 | -119.9962 | 119.9687
Line4_2_6 | 0.030559 | 0 | 0 | 0.030559 | 0 | 0 | 0.0070572 | 0 | 0 | 0.0070572 | 0 | 0 | 0.004714 | 7.3675e-10 | -8.8575e-10 | -0.004699 | -6.5045e-10 | 7.794e-10 | 0.0047158 | -5.9587e-10 | -3.3887e-10 | -0.0047003 | 5.2267e-10 | 3.0002e-10 | -45.1122 | 0 | 0 | 134.8878 | 0 | 0 |  | 0.94483 | 0.94912 | 0.94993 | 0.94177 | 0.94881 | 0.94964 | -0.10089 | -119.9646 | 119.9364 | -0.10465 | -119.9329 | 119.9041
Line5_6_7 | 0.030559 | 0 | 0 | 0.030559 | 0 | 0 | 0.0070572 | 0 | 0 | 0.0070572 | 0 | 0 | 0.004699 | 6.5459e-10 | -7.7814e-10 | -0.0046841 | -5.266e-10 | 6.2921e-10 | 0.0047003 | -5.188e-10 | -3.0555e-10 | -0.0046847 | 4.2075e-10 | 2.434e-10 | -45.1122 | 0 | 0 | 134.8878 | 0 | 0 |  | 0.94177 | 0.94881 | 0.94964 | 0.93872 | 0.94849 | 0.94934 | -0.10465 | -119.9329 | 119.9041 | -0.10843 | -119.9013 | 119.8718
Line6_7_8 | 0.030559 | 0 | 0 | 0.030559 | 0 | 0 | 0.0070572 | 0 | 0 | 0.0070572 | 0 | 0 | 0.0046841 | 5.3184e-10 | -6.2693e-10 | -0.0046691 | -3.6216e-10 | 4.3542e-10 | 0.0046847 | -4.1506e-10 | -2.508e-10 | -0.0046691 | 2.9226e-10 | 1.6545e-10 | -45.1122 | 0 | 0 | 134.8878 | 0 | 0 |  | 0.93872 | 0.94849 | 0.94934 | 0.93566 | 0.94818 | 0.94905 | -0.10843 | -119.9013 | 119.8718 | -0.11224 | -119.8696 | 119.8395
Line7_8_9 | 0 | 0 | 0 | 0 | 0 | 0 | 0 | 0 | 0 | 0 | 0 | 0 | -2.6995e-11 | 1.8424e-10 | -2.1606e-10 | 4.9184e-11 | 6.3243e-12 | 3.3051e-12 | 2.3568e-10 | -1.4237e-10 | -8.7358e-11 | -6.3845e-12 | 7.5185e-12 | -9.2616e-12 | 0 | 0 | 0 | 0 | 0 | 0 |  | 0.93566 | 0.94818 | 0.94905 | 0.93566 | 0.94818 | 0.94905 | -0.11224 | -119.8696 | 119.8395 | -0.11224 | -119.8696 | 119.8395
Line8_8_10 | 0 | 0 | 0 | 0 | 0 | 0 | 0 | 0 | 0 | 0 | 0 | 0 | -2.6995e-11 | 1.8424e-10 | -2.1606e-10 | 4.9184e-11 | 6.3243e-12 | 3.3051e-12 | 2.3568e-10 | -1.4237e-10 | -8.7358e-11 | -6.3845e-12 | 7.5185e-12 | -9.2616e-12 | 0 | 0 | 0 | 0 | 0 | 0 |  | 0.93566 | 0.94818 | 0.94905 | 0.93566 | 0.94818 | 0.94905 | -0.11224 | -119.8696 | 119.8395 | -0.11224 | -119.8696 | 119.8395
Line9_3_11 | 0 | 0 | 0 | 0 | 0 | 0 | 0 | 0 | 0 | 0 | 0 | 0 | 7.8192e-11 | 1.5336e-10 | -2.9108e-10 | -5.9686e-11 | -1.295e-10 | 2.4871e-10 | 3.0608e-10 | -2.4729e-10 | -9.0041e-12 | -2.6795e-10 | 2.1218e-10 | 5.9114e-12 | 0 | 0 | 0 | 0 | 0 | 0 |  | 0.94789 | 0.94944 | 0.95023 | 0.94789 | 0.94944 | 0.95023 | -0.097155 | -119.9962 | 119.9687 | -0.097155 | -119.9962 | 119.9687

## LG_min_fault_10
name | pf_ikss_a_from_ka | pf_ikss_b_from_ka | pf_ikss_c_from_ka | pf_ikss_a_to_ka | pf_ikss_b_to_ka | pf_ikss_c_to_ka | pf_skss_a_from_mw | pf_skss_b_from_mw | pf_skss_c_from_mw | pf_skss_a_to_mw | pf_skss_b_to_mw | pf_skss_c_to_mw | pf_p_a_from_mw | pf_p_b_from_mw | pf_p_c_from_mw | pf_p_a_to_mw | pf_p_b_to_mw | pf_p_c_to_mw | pf_q_a_from_mvar | pf_q_b_from_mvar | pf_q_c_from_mvar | pf_q_a_to_mvar | pf_q_b_to_mvar | pf_q_c_to_mvar | pf_ikss_a_from_degree | pf_ikss_b_from_degree | pf_ikss_c_from_degree | pf_ikss_a_to_degree | pf_ikss_b_to_degree | pf_ikss_c_to_degree | 3xI0 | pf_vm_a_from_pu | pf_vm_b_from_pu | pf_vm_c_from_pu | pf_vm_a_to_pu | pf_vm_b_to_pu | pf_vm_c_to_pu | pf_va_a_from_degree | pf_va_b_from_degree | pf_va_c_from_degree | pf_va_a_to_degree | pf_va_b_to_degree | pf_va_c_to_degree
Line0_1_2 | 0.02895 | 0 | 0 | 0.02895 | 0 | 0 | 0.0066858 | 0 | 0 | 0.0066858 | 0 | 0 | 0.0042442 | 6.9853e-10 | -8.5241e-10 | -0.0042308 | -6.5849e-10 | 7.9518e-10 | 0.0042465 | -5.7994e-10 | -3.1472e-10 | -0.0042325 | 5.3663e-10 | 3.0084e-10 | -45.1122 | 0 | 0 | 134.8878 | 0 | 0 |  | 0.898 | 0.89947 | 0.90021 | 0.8951 | 0.89917 | 0.89993 | -0.097155 | -119.9962 | 119.9687 | -0.10089 | -119.9646 | 119.9364
Line10_11_12 | 0 | 0 | 0 | 0 | 0 | 0 | 0 | 0 | 0 | 0 | 0 | 0 | 6.0153e-11 | 1.1798e-10 | -2.2393e-10 | -4.3543e-11 | -9.6561e-11 | 1.859e-10 | 2.3547e-10 | -1.9023e-10 | -6.9268e-12 | -2.0125e-10 | 1.5873e-10 | 4.1511e-12 | 0 | 0 | 0 | 0 | 0 | 0 |  | 0.898 | 0.89947 | 0.90021 | 0.898 | 0.89947 | 0.90021 | -0.097155 | -119.9962 | 119.9687 | -0.097155 | -119.9962 | 119.9687
Line11_12_13 | 0 | 0 | 0 | 0 | 0 | 0 | 0 | 0 | 0 | 0 | 0 | 0 | 5.0127e-11 | 9.8318e-11 | -1.8661e-10 | -3.3518e-11 | -7.6898e-11 | 1.4858e-10 | 1.9622e-10 | -1.5853e-10 | -5.7724e-12 | -1.62e-10 | 1.2702e-10 | 2.9966e-12 | 0 | 0 | 0 | 0 | 0 | 0 |  | 0.898 | 0.89947 | 0.90021 | 0.898 | 0.89947 | 0.90021 | -0.097155 | -119.9962 | 119.9687 | -0.097155 | -119.9962 | 119.9687
Line12_13_15 | 0 | 0 | 0 | 0 | 0 | 0 | 0 | 0 | 0 | 0 | 0 | 0 | 3.0076e-11 | 5.8991e-11 | -1.1196e-10 | -1.3467e-11 | -3.7571e-11 | 7.3934e-11 | 1.1773e-10 | -9.5117e-11 | -3.4634e-12 | -8.3514e-11 | 6.3609e-11 | 6.8765e-13 | 0 | 0 | 0 | 0 | 0 | 0 |  | 0.898 | 0.89947 | 0.90021 | 0.898 | 0.89947 | 0.90021 | -0.097155 | -119.9962 | 119.9687 | -0.097155 | -119.9962 | 119.9687
Line13_13_14 | 0 | 0 | 0 | 0 | 0 | 0 | 0 | 0 | 0 | 0 | 0 | 0 | 1.0025e-11 | 1.9664e-11 | -3.7322e-11 | 6.5842e-12 | 1.7568e-12 | -7.0862e-13 | 3.9244e-11 | -3.1706e-11 | -1.1545e-12 | -5.0249e-12 | 1.9788e-13 | -1.6213e-12 | 0 | 0 | 0 | 0 | 0 | 0 |  | 0.898 | 0.89947 | 0.90021 | 0.898 | 0.89947 | 0.90021 | -0.097155 | -119.9962 | 119.9687 | -0.097155 | -119.9962 | 119.9687
Line14_15_16 | 0 | 0 | 0 | 0 | 0 | 0 | 0 | 0 | 0 | 0 | 0 | 0 | 2.0051e-11 | 3.9327e-11 | -7.4643e-11 | -3.4412e-12 | -1.7907e-11 | 3.6613e-11 | 7.8489e-11 | -6.3412e-11 | -2.3089e-12 | -4.4269e-11 | 3.1904e-11 | -4.6682e-13 | 0 | 0 | 0 | 0 | 0 | 0 |  | 0.898 | 0.89947 | 0.90021 | 0.898 | 0.89947 | 0.90021 | -0.097155 | -119.9962 | 119.9687 | -0.097155 | -119.9962 | 119.9687
Line15_16_17 | 0 | 0 | 0 | 0 | 0 | 0 | 0 | 0 | 0 | 0 | 0 | 0 | 1.0025e-11 | 1.9664e-11 | -3.7322e-11 | 6.5842e-12 | 1.7568e-12 | -7.0862e-13 | 3.9244e-11 | -3.1706e-11 | -1.1545e-12 | -5.0249e-12 | 1.9788e-13 | -1.6213e-12 | 0 | 0 | 0 | 0 | 0 | 0 |  | 0.898 | 0.89947 | 0.90021 | 0.898 | 0.89947 | 0.90021 | -0.097155 | -119.9962 | 119.9687 | -0.097155 | -119.9962 | 119.9687
Line16_4_18 | 0 | 0 | 0 | 0 | 0 | 0 | 0 | 0 | 0 | 0 | 0 | 0 | 1.0025e-11 | 1.9664e-11 | -3.7321e-11 | 6.5842e-12 | 1.7568e-12 | -7.0862e-13 | 3.9244e-11 | -3.1706e-11 | -1.1545e-12 | -5.025e-12 | 1.9788e-13 | -1.6213e-12 | 0 | 0 | 0 | 0 | 0 | 0 |  | 0.898 | 0.89947 | 0.90021 | 0.898 | 0.89947 | 0.90021 | -0.097155 | -119.9962 | 119.9687 | -0.097155 | -119.9962 | 119.9687
Line17_5_19 | 0 | 0 | 0 | 0 | 0 | 0 | 0 | 0 | 0 | 0 | 0 | 0 | 1.0025e-11 | 1.9664e-11 | -3.7321e-11 | 6.5842e-12 | 1.7568e-12 | -7.0862e-13 | 3.9244e-11 | -3.1706e-11 | -1.1545e-12 | -5.025e-12 | 1.9788e-13 | -1.6213e-12 | 0 | 0 | 0 | 0 | 0 | 0 |  | 0.898 | 0.89947 | 0.90021 | 0.898 | 0.89947 | 0.90021 | -0.097155 | -119.9962 | 119.9687 | -0.097155 | -119.9962 | 119.9687
Line1_1_3 | 0 | 0 | 0 | 0 | 0 | 0 | 0 | 0 | 0 | 0 | 0 | 0 | 8.0204e-11 | 1.5731e-10 | -2.9857e-10 | -6.3594e-11 | -1.3589e-10 | 2.6054e-10 | 3.1395e-10 | -2.5365e-10 | -9.2357e-12 | -2.7974e-10 | 2.2214e-10 | 6.46e-12 | 0 | 0 | 0 | 0 | 0 | 0 |  | 0.898 | 0.89947 | 0.90021 | 0.898 | 0.89947 | 0.90021 | -0.097155 | -119.9962 | 119.9687 | -0.097155 | -119.9962 | 119.9687
Line2_1_4 | 0 | 0 | 0 | 0 | 0 | 0 | 0 | 0 | 0 | 0 | 0 | 0 | 2.0051e-11 | 3.9327e-11 | -7.4643e-11 | -3.4412e-12 | -1.7907e-11 | 3.6613e-11 | 7.8489e-11 | -6.3412e-11 | -2.3089e-12 | -4.4269e-11 | 3.1904e-11 | -4.6684e-13 | 0 | 0 | 0 | 0 | 0 | 0 |  | 0.898 | 0.89947 | 0.90021 | 0.898 | 0.89947 | 0.90021 | -0.097155 | -119.9962 | 119.9687 | -0.097155 | -119.9962 | 119.9687
Line3_1_5 | 0 | 0 | 0 | 0 | 0 | 0 | 0 | 0 | 0 | 0 | 0 | 0 | 2.0051e-11 | 3.9327e-11 | -7.4643e-11 | -3.4412e-12 | -1.7907e-11 | 3.6613e-11 | 7.8489e-11 | -6.3412e-11 | -2.3089e-12 | -4.4269e-11 | 3.1904e-11 | -4.6684e-13 | 0 | 0 | 0 | 0 | 0 | 0 |  | 0.898 | 0.89947 | 0.90021 | 0.898 | 0.89947 | 0.90021 | -0.097155 | -119.9962 | 119.9687 | -0.097155 | -119.9962 | 119.9687
Line4_2_6 | 0.02895 | 0 | 0 | 0.02895 | 0 | 0 | 0.0066858 | 0 | 0 | 0.0066858 | 0 | 0 | 0.0042308 | 6.6123e-10 | -7.9496e-10 | -0.0042174 | -5.8378e-10 | 6.9952e-10 | 0.0042325 | -5.3479e-10 | -3.0414e-10 | -0.0042185 | 4.691e-10 | 2.6927e-10 | -45.1122 | 0 | 0 | 134.8878 | 0 | 0 |  | 0.8951 | 0.89917 | 0.89993 | 0.89221 | 0.89887 | 0.89966 | -0.10089 | -119.9646 | 119.9364 | -0.10465 | -119.9329 | 119.9041
Line5_6_7 | 0.02895 | 0 | 0 | 0.02895 | 0 | 0 | 0.0066858 | 0 | 0 | 0.0066858 | 0 | 0 | 0.0042174 | 5.875e-10 | -6.9839e-10 | -0.004204 | -4.7263e-10 | 5.6472e-10 | 0.0042185 | -4.6563e-10 | -2.7423e-10 | -0.0042046 | 3.7763e-10 | 2.1846e-10 | -45.1122 | 0 | 0 | 134.8878 | 0 | 0 |  | 0.89221 | 0.89887 | 0.89966 | 0.88931 | 0.89857 | 0.89938 | -0.10465 | -119.9329 | 119.9041 | -0.10843 | -119.9013 | 119.8718
Line6_7_8 | 0.02895 | 0 | 0 | 0.02895 | 0 | 0 | 0.0066858 | 0 | 0 | 0.0066858 | 0 | 0 | 0.004204 | 4.7733e-10 | -5.6267e-10 | -0.0041906 | -3.2504e-10 | 3.908e-10 | 0.0042046 | -3.7252e-10 | -2.251e-10 | -0.0041906 | 2.623e-10 | 1.485e-10 | -45.1122 | 0 | 0 | 134.8878 | 0 | 0 |  | 0.88931 | 0.89857 | 0.89938 | 0.88642 | 0.89827 | 0.8991 | -0.10843 | -119.9013 | 119.8718 | -0.11224 | -119.8696 | 119.8395
Line7_8_9 | 0 | 0 | 0 | 0 | 0 | 0 | 0 | 0 | 0 | 0 | 0 | 0 | -2.4228e-11 | 1.6536e-10 | -1.9392e-10 | 4.4143e-11 | 5.6761e-12 | 2.9664e-12 | 2.1153e-10 | -1.2778e-10 | -7.8404e-11 | -5.7301e-12 | 6.7479e-12 | -8.3124e-12 | 0 | 0 | 0 | 0 | 0 | 0 |  | 0.88642 | 0.89827 | 0.8991 | 0.88642 | 0.89827 | 0.8991 | -0.11224 | -119.8696 | 119.8395 | -0.11224 | -119.8696 | 119.8395
Line8_8_10 | 0 | 0 | 0 | 0 | 0 | 0 | 0 | 0 | 0 | 0 | 0 | 0 | -2.4228e-11 | 1.6536e-10 | -1.9392e-10 | 4.4143e-11 | 5.6761e-12 | 2.9664e-12 | 2.1153e-10 | -1.2778e-10 | -7.8404e-11 | -5.7301e-12 | 6.7479e-12 | -8.3124e-12 | 0 | 0 | 0 | 0 | 0 | 0 |  | 0.88642 | 0.89827 | 0.8991 | 0.88642 | 0.89827 | 0.8991 | -0.11224 | -119.8696 | 119.8395 | -0.11224 | -119.8696 | 119.8395
Line9_3_11 | 0 | 0 | 0 | 0 | 0 | 0 | 0 | 0 | 0 | 0 | 0 | 0 | 7.0178e-11 | 1.3765e-10 | -2.6125e-10 | -5.3568e-11 | -1.1623e-10 | 2.2322e-10 | 2.7471e-10 | -2.2194e-10 | -8.0813e-12 | -2.4049e-10 | 1.9043e-10 | 5.3055e-12 | 0 | 0 | 0 | 0 | 0 | 0 |  | 0.898 | 0.89947 | 0.90021 | 0.898 | 0.89947 | 0.90021 | -0.097155 | -119.9962 | 119.9687 | -0.097155 | -119.9962 | 119.9687

## LLG_max_6
name | pf_ikss_a_from_ka | pf_ikss_b_from_ka | pf_ikss_c_from_ka | pf_ikss_a_to_ka | pf_ikss_b_to_ka | pf_ikss_c_to_ka | pf_skss_a_from_mw | pf_skss_b_from_mw | pf_skss_c_from_mw | pf_skss_a_to_mw | pf_skss_b_to_mw | pf_skss_c_to_mw | pf_p_a_from_mw | pf_p_b_from_mw | pf_p_c_from_mw | pf_p_a_to_mw | pf_p_b_to_mw | pf_p_c_to_mw | pf_q_a_from_mvar | pf_q_b_from_mvar | pf_q_c_from_mvar | pf_q_a_to_mvar | pf_q_b_to_mvar | pf_q_c_to_mvar | pf_ikss_a_from_degree | pf_ikss_b_from_degree | pf_ikss_c_from_degree | pf_ikss_a_to_degree | pf_ikss_b_to_degree | pf_ikss_c_to_degree | 3xI0 | pf_vm_a_from_pu | pf_vm_b_from_pu | pf_vm_c_from_pu | pf_vm_a_to_pu | pf_vm_b_to_pu | pf_vm_c_to_pu | pf_va_a_from_degree | pf_va_b_from_degree | pf_va_c_from_degree | pf_va_a_to_degree | pf_va_b_to_degree | pf_va_c_to_degree
Line0_1_2 | 0 | 2.5197 | 2.4569 | 0 | 2.5197 | 2.4569 | 0 | 0.5819 | 0.56739 | 0 | 0.5819 | 0.56739 | -6.0139e-09 | 0.13609 | 0.28894 | 5.1719e-09 | -0.10207 | -0.2167 | -9.7046e-08 | 0.47627 | 0.37378 | 8.5574e-08 | -0.35721 | -0.28034 | 0 | 161.9871 | 63.4946 | 0 | -18.0129 | -116.5054 |  | 1.0015 | 0.85123 | 0.83265 | 0.94909 | 0.63842 | 0.62449 | -1.7701 | -123.9598 | 115.7903 | -1.703 | -123.9598 | 115.7903
Line10_11_12 | 0 | 0 | 0 | 0 | 0 | 0 | 0 | 0 | 0 | 0 | 0 | 0 | -4.0405e-09 | -2.1973e-08 | 1.7351e-08 | 3.5433e-09 | 1.8924e-08 | -1.3805e-08 | -2.6601e-08 | 1.5872e-08 | 9.7209e-09 | 2.2049e-08 | -1.3453e-08 | -8.3361e-09 | 0 | 0 | 0 | 0 | 0 | 0 |  | 1.0015 | 0.85123 | 0.83265 | 1.0015 | 0.85123 | 0.83265 | -1.7701 | -123.9598 | 115.7903 | -1.7701 | -123.9598 | 115.7903
Line11_12_13 | 0 | 0 | 0 | 0 | 0 | 0 | 0 | 0 | 0 | 0 | 0 | 0 | -3.3671e-09 | -1.8311e-08 | 1.4459e-08 | 2.8699e-09 | 1.5261e-08 | -1.0913e-08 | -2.2168e-08 | 1.3227e-08 | 8.1008e-09 | 1.7615e-08 | -1.0808e-08 | -6.7159e-09 | 0 | 0 | 0 | 0 | 0 | 0 |  | 1.0015 | 0.85123 | 0.83265 | 1.0015 | 0.85123 | 0.83265 | -1.7701 | -123.9598 | 115.7903 | -1.7701 | -123.9598 | 115.7903
Line12_13_15 | 0 | 0 | 0 | 0 | 0 | 0 | 0 | 0 | 0 | 0 | 0 | 0 | -2.0202e-09 | -1.0987e-08 | 8.6757e-09 | 1.5231e-09 | 7.937e-09 | -5.1289e-09 | -1.3301e-08 | 7.936e-09 | 4.8605e-09 | 8.7481e-09 | -5.517e-09 | -3.4756e-09 | 0 | 0 | 0 | 0 | 0 | 0 |  | 1.0015 | 0.85123 | 0.83265 | 1.0015 | 0.85123 | 0.83265 | -1.7701 | -123.9598 | 115.7903 | -1.7701 | -123.9598 | 115.7903
Line13_13_14 | 0 | 0 | 0 | 0 | 0 | 0 | 0 | 0 | 0 | 0 | 0 | 0 | -6.7342e-10 | -3.6622e-09 | 2.8919e-09 | 1.7622e-10 | 6.1257e-10 | 6.5493e-10 | -4.4336e-09 | 2.6453e-09 | 1.6202e-09 | -1.191e-10 | -2.2631e-10 | -2.3532e-10 | 0 | 0 | 0 | 0 | 0 | 0 |  | 1.0015 | 0.85123 | 0.83265 | 1.0015 | 0.85123 | 0.83265 | -1.7701 | -123.9598 | 115.7903 | -1.7701 | -123.9598 | 115.7903
Line14_15_16 | 0 | 0 | 0 | 0 | 0 | 0 | 0 | 0 | 0 | 0 | 0 | 0 | -1.3468e-09 | -7.3244e-09 | 5.7838e-09 | 8.4964e-10 | 4.2748e-09 | -2.237e-09 | -8.8672e-09 | 5.2907e-09 | 3.2403e-09 | 4.3145e-09 | -2.8717e-09 | -1.8555e-09 | 0 | 0 | 0 | 0 | 0 | 0 |  | 1.0015 | 0.85123 | 0.83265 | 1.0015 | 0.85123 | 0.83265 | -1.7701 | -123.9598 | 115.7903 | -1.7701 | -123.9598 | 115.7903
Line15_16_17 | 0 | 0 | 0 | 0 | 0 | 0 | 0 | 0 | 0 | 0 | 0 | 0 | -6.7342e-10 | -3.6622e-09 | 2.8919e-09 | 1.7622e-10 | 6.1257e-10 | 6.5493e-10 | -4.4336e-09 | 2.6453e-09 | 1.6202e-09 | -1.191e-10 | -2.2631e-10 | -2.3532e-10 | 0 | 0 | 0 | 0 | 0 | 0 |  | 1.0015 | 0.85123 | 0.83265 | 1.0015 | 0.85123 | 0.83265 | -1.7701 | -123.9598 | 115.7903 | -1.7701 | -123.9598 | 115.7903
Line16_4_18 | 0 | 0 | 0 | 0 | 0 | 0 | 0 | 0 | 0 | 0 | 0 | 0 | -6.7342e-10 | -3.6622e-09 | 2.8919e-09 | 1.7622e-10 | 6.1257e-10 | 6.5493e-10 | -4.4336e-09 | 2.6453e-09 | 1.6202e-09 | -1.191e-10 | -2.2631e-10 | -2.3532e-10 | 0 | 0 | 0 | 0 | 0 | 0 |  | 1.0015 | 0.85123 | 0.83265 | 1.0015 | 0.85123 | 0.83265 | -1.7701 | -123.9598 | 115.7903 | -1.7701 | -123.9598 | 115.7903
Line17_5_19 | 0 | 0 | 0 | 0 | 0 | 0 | 0 | 0 | 0 | 0 | 0 | 0 | -6.7342e-10 | -3.6622e-09 | 2.8919e-09 | 1.7622e-10 | 6.1257e-10 | 6.5493e-10 | -4.4336e-09 | 2.6453e-09 | 1.6202e-09 | -1.191e-10 | -2.2631e-10 | -2.3532e-10 | 0 | 0 | 0 | 0 | 0 | 0 |  | 1.0015 | 0.85123 | 0.83265 | 1.0015 | 0.85123 | 0.83265 | -1.7701 | -123.9598 | 115.7903 | -1.7701 | -123.9598 | 115.7903
Line1_1_3 | 0 | 0 | 0 | 0 | 0 | 0 | 0 | 0 | 0 | 0 | 0 | 0 | -5.3873e-09 | -2.9298e-08 | 2.3135e-08 | 4.8901e-09 | 2.6248e-08 | -1.9588e-08 | -3.5469e-08 | 2.1163e-08 | 1.2961e-08 | 3.0916e-08 | -1.8744e-08 | -1.1576e-08 | 0 | 0 | 0 | 0 | 0 | 0 |  | 1.0015 | 0.85123 | 0.83265 | 1.0015 | 0.85123 | 0.83265 | -1.7701 | -123.9598 | 115.7903 | -1.7701 | -123.9598 | 115.7903
Line2_1_4 | 0 | 0 | 0 | 0 | 0 | 0 | 0 | 0 | 0 | 0 | 0 | 0 | -1.3468e-09 | -7.3244e-09 | 5.7838e-09 | 8.4964e-10 | 4.2748e-09 | -2.237e-09 | -8.8672e-09 | 5.2907e-09 | 3.2403e-09 | 4.3145e-09 | -2.8717e-09 | -1.8555e-09 | 0 | 0 | 0 | 0 | 0 | 0 |  | 1.0015 | 0.85123 | 0.83265 | 1.0015 | 0.85123 | 0.83265 | -1.7701 | -123.9598 | 115.7903 | -1.7701 | -123.9598 | 115.7903
Line3_1_5 | 0 | 0 | 0 | 0 | 0 | 0 | 0 | 0 | 0 | 0 | 0 | 0 | -1.3468e-09 | -7.3244e-09 | 5.7838e-09 | 8.4964e-10 | 4.2748e-09 | -2.237e-09 | -8.8672e-09 | 5.2907e-09 | 3.2403e-09 | 4.3145e-09 | -2.8717e-09 | -1.8555e-09 | 0 | 0 | 0 | 0 | 0 | 0 |  | 1.0015 | 0.85123 | 0.83265 | 1.0015 | 0.85123 | 0.83265 | -1.7701 | -123.9598 | 115.7903 | -1.7701 | -123.9598 | 115.7903
Line4_2_6 | 0 | 2.5197 | 2.4569 | 0 | 2.5197 | 2.4569 | 0 | 0.5819 | 0.56739 | 0 | 0.5819 | 0.56739 | -4.8224e-09 | 0.10207 | 0.2167 | 4.155e-09 | -0.068046 | -0.14447 | -8.5683e-08 | 0.35721 | 0.28034 | 7.0973e-08 | -0.23814 | -0.18689 | 0 | 161.9871 | 63.4946 | 0 | -18.0129 | -116.5054 |  | 0.94909 | 0.63842 | 0.62449 | 0.89667 | 0.42562 | 0.41633 | -1.703 | -123.9598 | 115.7903 | -1.6281 | -123.9598 | 115.7903
Line5_6_7 | 0 | 2.5197 | 2.4569 | 0 | 2.5197 | 2.4569 | 0 | 0.5819 | 0.56739 | 0 | 0.5819 | 0.56739 | -3.6523e-09 | 0.068046 | 0.14447 | 3.1695e-09 | -0.034023 | -0.072234 | -7.1071e-08 | 0.23814 | 0.18689 | 5.3814e-08 | -0.11907 | -0.093445 | 0 | 161.9871 | 63.4946 | 0 | -18.0129 | -116.5054 |  | 0.89667 | 0.42562 | 0.41633 | 0.84426 | 0.21281 | 0.20816 | -1.6281 | -123.9598 | 115.7903 | -1.5439 | -123.9598 | 115.7903
Line6_7_8 | 0 | 2.5197 | 2.4569 | 0 | 2.5197 | 2.4569 | 0 | 0.5819 | 0.56739 | 0 | 0.5819 | 0.56739 | -2.5338e-09 | 0.034023 | 0.072234 | 2.2457e-09 | 2.403e-14 | 1.1258e-14 | -5.3901e-08 | 0.11907 | 0.093445 | 3.4788e-08 | 1.9906e-14 | 1.7088e-14 | 0 | 161.9871 | 63.4946 | 0 | -18.0129 | -116.5054 |  | 0.84426 | 0.21281 | 0.20816 | 0.79184 | 0 | 0 | -1.5439 | -123.9598 | 115.7903 | -1.4485 | 0 | 0
Line7_8_9 | 0 | 0 | 0 | 0 | 0 | 0 | 0 | 0 | 0 | 0 | 0 | 0 | -7.4857e-10 | 6.2656e-22 | -5.4066e-22 | 7.4857e-10 | 1.6891e-18 | -4.3756e-18 | -1.7432e-08 | -1.219e-21 | -4.1719e-22 | -7.7062e-11 | 1.4449e-17 | 1.6912e-19 | 0 | 0 | 0 | 0 | 0 | 0 |  | 0.79184 | 0 | 0 | 0.79184 | 0 | 0 | -1.4485 | 0 | 0 | -1.4485 | 0 | 0
Line8_8_10 | 0 | 0 | 0 | 0 | 0 | 0 | 0 | 0 | 0 | 0 | 0 | 0 | -7.4857e-10 | 6.2656e-22 | -5.4066e-22 | 7.4857e-10 | 1.6891e-18 | -4.3756e-18 | -1.7432e-08 | -1.219e-21 | -4.1719e-22 | -7.7063e-11 | 1.4449e-17 | 1.6912e-19 | 0 | 0 | 0 | 0 | 0 | 0 |  | 0.79184 | 0 | 0 | 0.79184 | 0 | 0 | -1.4485 | 0 | 0 | -1.4485 | 0 | 0
Line9_3_11 | 0 | 0 | 0 | 0 | 0 | 0 | 0 | 0 | 0 | 0 | 0 | 0 | -4.7139e-09 | -2.5635e-08 | 2.0243e-08 | 4.2167e-09 | 2.2586e-08 | -1.6696e-08 | -3.1035e-08 | 1.8517e-08 | 1.1341e-08 | 2.6482e-08 | -1.6098e-08 | -9.9563e-09 | 0 | 0 | 0 | 0 | 0 | 0 |  | 1.0015 | 0.85123 | 0.83265 | 1.0015 | 0.85123 | 0.83265 | -1.7701 | -123.9598 | 115.7903 | -1.7701 | -123.9598 | 115.7903

## LLG_max_10
name | pf_ikss_a_from_ka | pf_ikss_b_from_ka | pf_ikss_c_from_ka | pf_ikss_a_to_ka | pf_ikss_b_to_ka | pf_ikss_c_to_ka | pf_skss_a_from_mw | pf_skss_b_from_mw | pf_skss_c_from_mw | pf_skss_a_to_mw | pf_skss_b_to_mw | pf_skss_c_to_mw | pf_p_a_from_mw | pf_p_b_from_mw | pf_p_c_from_mw | pf_p_a_to_mw | pf_p_b_to_mw | pf_p_c_to_mw | pf_q_a_from_mvar | pf_q_b_from_mvar | pf_q_c_from_mvar | pf_q_a_to_mvar | pf_q_b_to_mvar | pf_q_c_to_mvar | pf_ikss_a_from_degree | pf_ikss_b_from_degree | pf_ikss_c_from_degree | pf_ikss_a_to_degree | pf_ikss_b_to_degree | pf_ikss_c_to_degree | 3xI0 | pf_vm_a_from_pu | pf_vm_b_from_pu | pf_vm_c_from_pu | pf_vm_a_to_pu | pf_vm_b_to_pu | pf_vm_c_to_pu | pf_va_a_from_degree | pf_va_b_from_degree | pf_va_c_from_degree | pf_va_a_to_degree | pf_va_b_to_degree | pf_va_c_to_degree
Line0_1_2 | 0 | 2.6162 | 2.5485 | 0 | 2.6162 | 2.5485 | 0 | 0.60419 | 0.58855 | 0 | 0.60419 | 0.58855 | -6.6437e-09 | 0.1468 | 0.31098 | 5.704e-09 | -0.1101 | -0.23324 | -1.0666e-07 | 0.5134 | 0.40215 | 9.3959e-08 | -0.38505 | -0.30162 | 0 | 161.8453 | 63.3499 | 0 | -18.1547 | -116.6501 |  | 1.0472 | 0.88379 | 0.86377 | 0.99282 | 0.66284 | 0.64783 | -1.8345 | -124.1115 | 115.6356 | -1.7654 | -124.1115 | 115.6356
Line10_11_12 | 0 | 0 | 0 | 0 | 0 | 0 | 0 | 0 | 0 | 0 | 0 | 0 | -4.5646e-09 | -2.4771e-08 | 1.9555e-08 | 4.0043e-09 | 2.1334e-08 | -1.5558e-08 | -3.0213e-08 | 1.7914e-08 | 1.0935e-08 | 2.5043e-08 | -1.5184e-08 | -9.3776e-09 | 0 | 0 | 0 | 0 | 0 | 0 |  | 1.0472 | 0.88379 | 0.86377 | 1.0472 | 0.88379 | 0.86377 | -1.8345 | -124.1115 | 115.6356 | -1.8345 | -124.1115 | 115.6356
Line11_12_13 | 0 | 0 | 0 | 0 | 0 | 0 | 0 | 0 | 0 | 0 | 0 | 0 | -3.8038e-09 | -2.0643e-08 | 1.6296e-08 | 3.2436e-09 | 1.7206e-08 | -1.2299e-08 | -2.5178e-08 | 1.4928e-08 | 9.1125e-09 | 2.0007e-08 | -1.2198e-08 | -7.5551e-09 | 0 | 0 | 0 | 0 | 0 | 0 |  | 1.0472 | 0.88379 | 0.86377 | 1.0472 | 0.88379 | 0.86377 | -1.8345 | -124.1115 | 115.6356 | -1.8345 | -124.1115 | 115.6356
Line12_13_15 | 0 | 0 | 0 | 0 | 0 | 0 | 0 | 0 | 0 | 0 | 0 | 0 | -2.2823e-09 | -1.2386e-08 | 9.7776e-09 | 1.722e-09 | 8.9485e-09 | -5.7803e-09 | -1.5107e-08 | 8.957e-09 | 5.4675e-09 | 9.9359e-09 | -6.2269e-09 | -3.9101e-09 | 0 | 0 | 0 | 0 | 0 | 0 |  | 1.0472 | 0.88379 | 0.86377 | 1.0472 | 0.88379 | 0.86377 | -1.8345 | -124.1115 | 115.6356 | -1.8345 | -124.1115 | 115.6356
Line13_13_14 | 0 | 0 | 0 | 0 | 0 | 0 | 0 | 0 | 0 | 0 | 0 | 0 | -7.6076e-10 | -4.1285e-09 | 3.2592e-09 | 2.0052e-10 | 6.9147e-10 | 7.3808e-10 | -5.0356e-09 | 2.9857e-09 | 1.8225e-09 | -1.3521e-10 | -2.5557e-10 | -2.6512e-10 | 0 | 0 | 0 | 0 | 0 | 0 |  | 1.0472 | 0.88379 | 0.86377 | 1.0472 | 0.88379 | 0.86377 | -1.8345 | -124.1115 | 115.6356 | -1.8345 | -124.1115 | 115.6356
Line14_15_16 | 0 | 0 | 0 | 0 | 0 | 0 | 0 | 0 | 0 | 0 | 0 | 0 | -1.5215e-09 | -8.257e-09 | 6.5184e-09 | 9.6128e-10 | 4.82e-09 | -2.5211e-09 | -1.0071e-08 | 5.9713e-09 | 3.645e-09 | 4.9004e-09 | -3.2412e-09 | -2.0876e-09 | 0 | 0 | 0 | 0 | 0 | 0 |  | 1.0472 | 0.88379 | 0.86377 | 1.0472 | 0.88379 | 0.86377 | -1.8345 | -124.1115 | 115.6356 | -1.8345 | -124.1115 | 115.6356
Line15_16_17 | 0 | 0 | 0 | 0 | 0 | 0 | 0 | 0 | 0 | 0 | 0 | 0 | -7.6076e-10 | -4.1285e-09 | 3.2592e-09 | 2.0052e-10 | 6.9147e-10 | 7.3808e-10 | -5.0356e-09 | 2.9857e-09 | 1.8225e-09 | -1.3521e-10 | -2.5557e-10 | -2.6512e-10 | 0 | 0 | 0 | 0 | 0 | 0 |  | 1.0472 | 0.88379 | 0.86377 | 1.0472 | 0.88379 | 0.86377 | -1.8345 | -124.1115 | 115.6356 | -1.8345 | -124.1115 | 115.6356
Line16_4_18 | 0 | 0 | 0 | 0 | 0 | 0 | 0 | 0 | 0 | 0 | 0 | 0 | -7.6076e-10 | -4.1285e-09 | 3.2592e-09 | 2.0052e-10 | 6.9147e-10 | 7.3808e-10 | -5.0356e-09 | 2.9857e-09 | 1.8225e-09 | -1.3521e-10 | -2.5557e-10 | -2.6512e-10 | 0 | 0 | 0 | 0 | 0 | 0 |  | 1.0472 | 0.88379 | 0.86377 | 1.0472 | 0.88379 | 0.86377 | -1.8345 | -124.1115 | 115.6356 | -1.8345 | -124.1115 | 115.6356
Line17_5_19 | 0 | 0 | 0 | 0 | 0 | 0 | 0 | 0 | 0 | 0 | 0 | 0 | -7.6076e-10 | -4.1285e-09 | 3.2592e-09 | 2.0052e-10 | 6.9147e-10 | 7.3808e-10 | -5.0356e-09 | 2.9857e-09 | 1.8225e-09 | -1.3521e-10 | -2.5557e-10 | -2.6512e-10 | 0 | 0 | 0 | 0 | 0 | 0 |  | 1.0472 | 0.88379 | 0.86377 | 1.0472 | 0.88379 | 0.86377 | -1.8345 | -124.1115 | 115.6356 | -1.8345 | -124.1115 | 115.6356
Line1_1_3 | 0 | 0 | 0 | 0 | 0 | 0 | 0 | 0 | 0 | 0 | 0 | 0 | -6.0861e-09 | -3.3028e-08 | 2.6074e-08 | 5.5258e-09 | 2.9591e-08 | -2.2076e-08 | -4.0285e-08 | 2.3885e-08 | 1.458e-08 | 3.5114e-08 | -2.1155e-08 | -1.3023e-08 | 0 | 0 | 0 | 0 | 0 | 0 |  | 1.0472 | 0.88379 | 0.86377 | 1.0472 | 0.88379 | 0.86377 | -1.8345 | -124.1115 | 115.6356 | -1.8345 | -124.1115 | 115.6356
Line2_1_4 | 0 | 0 | 0 | 0 | 0 | 0 | 0 | 0 | 0 | 0 | 0 | 0 | -1.5215e-09 | -8.257e-09 | 6.5184e-09 | 9.6128e-10 | 4.82e-09 | -2.5211e-09 | -1.0071e-08 | 5.9713e-09 | 3.645e-09 | 4.9004e-09 | -3.2412e-09 | -2.0876e-09 | 0 | 0 | 0 | 0 | 0 | 0 |  | 1.0472 | 0.88379 | 0.86377 | 1.0472 | 0.88379 | 0.86377 | -1.8345 | -124.1115 | 115.6356 | -1.8345 | -124.1115 | 115.6356
Line3_1_5 | 0 | 0 | 0 | 0 | 0 | 0 | 0 | 0 | 0 | 0 | 0 | 0 | -1.5215e-09 | -8.257e-09 | 6.5184e-09 | 9.6128e-10 | 4.82e-09 | -2.5211e-09 | -1.0071e-08 | 5.9713e-09 | 3.645e-09 | 4.9004e-09 | -3.2412e-09 | -2.0876e-09 | 0 | 0 | 0 | 0 | 0 | 0 |  | 1.0472 | 0.88379 | 0.86377 | 1.0472 | 0.88379 | 0.86377 | -1.8345 | -124.1115 | 115.6356 | -1.8345 | -124.1115 | 115.6356
Line4_2_6 | 0 | 2.6162 | 2.5485 | 0 | 2.6162 | 2.5485 | 0 | 0.60419 | 0.58855 | 0 | 0.60419 | 0.58855 | -5.3157e-09 | 0.1101 | 0.23324 | 4.5721e-09 | -0.073398 | -0.15549 | -9.4083e-08 | 0.38505 | 0.30162 | 7.7885e-08 | -0.2567 | -0.20108 | 0 | 161.8453 | 63.3499 | 0 | -18.1547 | -116.6501 |  | 0.99282 | 0.66284 | 0.64783 | 0.93842 | 0.44189 | 0.43188 | -1.7654 | -124.1115 | 115.6356 | -1.6883 | -124.1115 | 115.6356
Line5_6_7 | 0 | 2.6162 | 2.5485 | 0 | 2.6162 | 2.5485 | 0 | 0.60419 | 0.58855 | 0 | 0.60419 | 0.58855 | -4.0178e-09 | 0.073398 | 0.15549 | 3.4812e-09 | -0.036699 | -0.077745 | -7.7996e-08 | 0.2567 | 0.20108 | 5.9043e-08 | -0.12835 | -0.10054 | 0 | 161.8453 | 63.3499 | 0 | -18.1547 | -116.6501 |  | 0.93842 | 0.44189 | 0.43188 | 0.88402 | 0.22095 | 0.21594 | -1.6883 | -124.1115 | 115.6356 | -1.6017 | -124.1115 | 115.6356
Line6_7_8 | 0 | 2.6162 | 2.5485 | 0 | 2.6162 | 2.5485 | 0 | 0.60419 | 0.58855 | 0 | 0.60419 | 0.58855 | -2.7826e-09 | 0.036699 | 0.077745 | 2.4639e-09 | 7.529e-14 | 3.4333e-14 | -5.9143e-08 | 0.12835 | 0.10054 | 3.8178e-08 | -4.1881e-14 | -5.7194e-14 | 0 | 161.8453 | 63.3499 | 0 | -18.1547 | -116.6501 |  | 0.88402 | 0.22095 | 0.21594 | 0.82963 | 0 | 0 | -1.6017 | -124.1115 | 115.6356 | -1.5037 | 0 | 0
Line7_8_9 | 0 | 0 | 0 | 0 | 0 | 0 | 0 | 0 | 0 | 0 | 0 | 0 | -8.2131e-10 | -2.5363e-21 | -4.6476e-22 | 8.2131e-10 | 1.8635e-18 | -4.8084e-18 | -1.9133e-08 | -2.8551e-21 | 2.2003e-21 | -8.781e-11 | 1.5861e-17 | 1.9302e-19 | 0 | 0 | 0 | 0 | 0 | 0 |  | 0.82963 | 0 | 0 | 0.82963 | 0 | 0 | -1.5037 | 0 | 0 | -1.5037 | 0 | 0
Line8_8_10 | 0 | 0 | 0 | 0 | 0 | 0 | 0 | 0 | 0 | 0 | 0 | 0 | -8.2131e-10 | -2.5363e-21 | -4.6476e-22 | 8.2131e-10 | 1.8635e-18 | -4.8084e-18 | -1.9133e-08 | -2.8551e-21 | 2.2003e-21 | -8.781e-11 | 1.5861e-17 | 1.9302e-19 | 0 | 0 | 0 | 0 | 0 | 0 |  | 0.82963 | 0 | 0 | 0.82963 | 0 | 0 | -1.5037 | 0 | 0 | -1.5037 | 0 | 0
Line9_3_11 | 0 | 0 | 0 | 0 | 0 | 0 | 0 | 0 | 0 | 0 | 0 | 0 | -5.3253e-09 | -2.89e-08 | 2.2814e-08 | 4.7651e-09 | 2.5463e-08 | -1.8817e-08 | -3.5249e-08 | 2.09e-08 | 1.2757e-08 | 3.0078e-08 | -1.817e-08 | -1.12e-08 | 0 | 0 | 0 | 0 | 0 | 0 |  | 1.0472 | 0.88379 | 0.86377 | 1.0472 | 0.88379 | 0.86377 | -1.8345 | -124.1115 | 115.6356 | -1.8345 | -124.1115 | 115.6356

## LLG_max_fault_6
name | pf_ikss_a_from_ka | pf_ikss_b_from_ka | pf_ikss_c_from_ka | pf_ikss_a_to_ka | pf_ikss_b_to_ka | pf_ikss_c_to_ka | pf_skss_a_from_mw | pf_skss_b_from_mw | pf_skss_c_from_mw | pf_skss_a_to_mw | pf_skss_b_to_mw | pf_skss_c_to_mw | pf_p_a_from_mw | pf_p_b_from_mw | pf_p_c_from_mw | pf_p_a_to_mw | pf_p_b_to_mw | pf_p_c_to_mw | pf_q_a_from_mvar | pf_q_b_from_mvar | pf_q_c_from_mvar | pf_q_a_to_mvar | pf_q_b_to_mvar | pf_q_c_to_mvar | pf_ikss_a_from_degree | pf_ikss_b_from_degree | pf_ikss_c_from_degree | pf_ikss_a_to_degree | pf_ikss_b_to_degree | pf_ikss_c_to_degree | 3xI0 | pf_vm_a_from_pu | pf_vm_b_from_pu | pf_vm_c_from_pu | pf_vm_a_to_pu | pf_vm_b_to_pu | pf_vm_c_to_pu | pf_va_a_from_degree | pf_va_b_from_degree | pf_va_c_from_degree | pf_va_a_to_degree | pf_va_b_to_degree | pf_va_c_to_degree
Line0_1_2 | 0 | 0.033874 | 0.033808 | 0 | 0.033874 | 0.033808 | 0 | 0.0078228 | 0.0078077 | 0 | 0.0078228 | 0.0078077 | -4.1622e-10 | 0.0057659 | 0.0057702 | 3.8688e-10 | -0.0057587 | -0.0057564 | -9.804e-10 | 0.0058278 | 0.0057922 | 9.1179e-10 | -0.0058051 | -0.0057729 | 0 | -165.4293 | 74.8014 | 0 | 14.5707 | -105.1986 |  | 1.0496 | 1.048 | 1.0471 | 1.0491 | 1.0453 | 1.0442 | -0.026558 | -120.1233 | 119.9104 | -0.035927 | -120.1992 | 119.8834
Line10_11_12 | 0 | 0 | 0 | 0 | 0 | 0 | 0 | 0 | 0 | 0 | 0 | 0 | -1.388e-10 | -2.1552e-10 | 2.3381e-10 | 1.1705e-10 | 1.8735e-10 | -1.839e-10 | -2.6001e-10 | 3.0059e-10 | 6.0049e-11 | 2.148e-10 | -2.5917e-10 | -5.6342e-11 | 0 | 0 | 0 | 0 | 0 | 0 |  | 1.0496 | 1.048 | 1.0471 | 1.0496 | 1.048 | 1.0471 | -0.026558 | -120.1233 | 119.9104 | -0.026558 | -120.1233 | 119.9104
Line11_12_13 | 0 | 0 | 0 | 0 | 0 | 0 | 0 | 0 | 0 | 0 | 0 | 0 | -1.1566e-10 | -1.796e-10 | 1.9485e-10 | 9.3916e-11 | 1.5143e-10 | -1.4493e-10 | -2.1668e-10 | 2.5049e-10 | 5.004e-11 | 1.7147e-10 | -2.0907e-10 | -4.6334e-11 | 0 | 0 | 0 | 0 | 0 | 0 |  | 1.0496 | 1.048 | 1.0471 | 1.0496 | 1.048 | 1.0471 | -0.026558 | -120.1233 | 119.9104 | -0.026558 | -120.1233 | 119.9104
Line12_13_15 | 0 | 0 | 0 | 0 | 0 | 0 | 0 | 0 | 0 | 0 | 0 | 0 | -6.9398e-11 | -1.0776e-10 | 1.1691e-10 | 4.7651e-11 | 7.9595e-11 | -6.6997e-11 | -1.3001e-10 | 1.503e-10 | 3.0024e-11 | 8.4797e-11 | -1.0888e-10 | -2.6318e-11 | 0 | 0 | 0 | 0 | 0 | 0 |  | 1.0496 | 1.048 | 1.0471 | 1.0496 | 1.048 | 1.0471 | -0.026558 | -120.1233 | 119.9104 | -0.026558 | -120.1233 | 119.9104
Line13_13_14 | 0 | 0 | 0 | 0 | 0 | 0 | 0 | 0 | 0 | 0 | 0 | 0 | -2.3133e-11 | -3.592e-11 | 3.8969e-11 | 1.3855e-12 | 7.7563e-12 | 1.0941e-11 | -4.3335e-11 | 5.0099e-11 | 1.0008e-11 | -1.8731e-12 | -8.6792e-12 | -6.3014e-12 | 0 | 0 | 0 | 0 | 0 | 0 |  | 1.0496 | 1.048 | 1.0471 | 1.0496 | 1.048 | 1.0471 | -0.026558 | -120.1233 | 119.9104 | -0.026558 | -120.1233 | 119.9104
Line14_15_16 | 0 | 0 | 0 | 0 | 0 | 0 | 0 | 0 | 0 | 0 | 0 | 0 | -4.6265e-11 | -7.1839e-11 | 7.7938e-11 | 2.4518e-11 | 4.3676e-11 | -2.8028e-11 | -8.667e-11 | 1.002e-10 | 2.0016e-11 | 4.1462e-11 | -5.8778e-11 | -1.6309e-11 | 0 | 0 | 0 | 0 | 0 | 0 |  | 1.0496 | 1.048 | 1.0471 | 1.0496 | 1.048 | 1.0471 | -0.026558 | -120.1233 | 119.9104 | -0.026558 | -120.1233 | 119.9104
Line15_16_17 | 0 | 0 | 0 | 0 | 0 | 0 | 0 | 0 | 0 | 0 | 0 | 0 | -2.3133e-11 | -3.592e-11 | 3.8969e-11 | 1.3855e-12 | 7.7563e-12 | 1.0941e-11 | -4.3335e-11 | 5.0099e-11 | 1.0008e-11 | -1.8731e-12 | -8.6792e-12 | -6.3014e-12 | 0 | 0 | 0 | 0 | 0 | 0 |  | 1.0496 | 1.048 | 1.0471 | 1.0496 | 1.048 | 1.0471 | -0.026558 | -120.1233 | 119.9104 | -0.026558 | -120.1233 | 119.9104
Line16_4_18 | 0 | 0 | 0 | 0 | 0 | 0 | 0 | 0 | 0 | 0 | 0 | 0 | -2.3133e-11 | -3.592e-11 | 3.8969e-11 | 1.3855e-12 | 7.7563e-12 | 1.0941e-11 | -4.3335e-11 | 5.0099e-11 | 1.0008e-11 | -1.8731e-12 | -8.6792e-12 | -6.3014e-12 | 0 | 0 | 0 | 0 | 0 | 0 |  | 1.0496 | 1.048 | 1.0471 | 1.0496 | 1.048 | 1.0471 | -0.026558 | -120.1233 | 119.9104 | -0.026558 | -120.1233 | 119.9104
Line17_5_19 | 0 | 0 | 0 | 0 | 0 | 0 | 0 | 0 | 0 | 0 | 0 | 0 | -2.3133e-11 | -3.592e-11 | 3.8969e-11 | 1.3855e-12 | 7.7563e-12 | 1.0941e-11 | -4.3335e-11 | 5.0099e-11 | 1.0008e-11 | -1.8731e-12 | -8.6792e-12 | -6.3014e-12 | 0 | 0 | 0 | 0 | 0 | 0 |  | 1.0496 | 1.048 | 1.0471 | 1.0496 | 1.048 | 1.0471 | -0.026558 | -120.1233 | 119.9104 | -0.026558 | -120.1233 | 119.9104
Line1_1_3 | 0 | 0 | 0 | 0 | 0 | 0 | 0 | 0 | 0 | 0 | 0 | 0 | -1.8506e-10 | -2.8736e-10 | 3.1175e-10 | 1.6331e-10 | 2.5919e-10 | -2.6184e-10 | -3.4668e-10 | 4.0079e-10 | 8.0065e-11 | 3.0147e-10 | -3.5937e-10 | -7.6358e-11 | 0 | 0 | 0 | 0 | 0 | 0 |  | 1.0496 | 1.048 | 1.0471 | 1.0496 | 1.048 | 1.0471 | -0.026558 | -120.1233 | 119.9104 | -0.026558 | -120.1233 | 119.9104
Line2_1_4 | 0 | 0 | 0 | 0 | 0 | 0 | 0 | 0 | 0 | 0 | 0 | 0 | -4.6265e-11 | -7.1839e-11 | 7.7938e-11 | 2.4518e-11 | 4.3676e-11 | -2.8028e-11 | -8.667e-11 | 1.002e-10 | 2.0016e-11 | 4.1462e-11 | -5.8778e-11 | -1.6309e-11 | 0 | 0 | 0 | 0 | 0 | 0 |  | 1.0496 | 1.048 | 1.0471 | 1.0496 | 1.048 | 1.0471 | -0.026558 | -120.1233 | 119.9104 | -0.026558 | -120.1233 | 119.9104
Line3_1_5 | 0 | 0 | 0 | 0 | 0 | 0 | 0 | 0 | 0 | 0 | 0 | 0 | -4.6265e-11 | -7.1839e-11 | 7.7938e-11 | 2.4518e-11 | 4.3676e-11 | -2.8028e-11 | -8.667e-11 | 1.002e-10 | 2.0016e-11 | 4.1462e-11 | -5.8778e-11 | -1.6309e-11 | 0 | 0 | 0 | 0 | 0 | 0 |  | 1.0496 | 1.048 | 1.0471 | 1.0496 | 1.048 | 1.0471 | -0.026558 | -120.1233 | 119.9104 | -0.026558 | -120.1233 | 119.9104
Line4_2_6 | 0 | 0.033874 | 0.033808 | 0 | 0.033874 | 0.033808 | 0 | 0.0078228 | 0.0078077 | 0 | 0.0078228 | 0.0078077 | -3.835e-10 | 0.0057587 | 0.0057564 | 3.3909e-10 | -0.0057515 | -0.0057426 | -9.1432e-10 | 0.0058051 | 0.0057729 | 8.0007e-10 | -0.0057825 | -0.0057536 | 0 | -165.4293 | 74.8014 | 0 | 14.5707 | -105.1986 |  | 1.0491 | 1.0453 | 1.0442 | 1.0486 | 1.0426 | 1.0412 | -0.035927 | -120.1992 | 119.8834 | -0.045305 | -120.2755 | 119.8562
Line5_6_7 | 0 | 0.033874 | 0.033808 | 0 | 0.033874 | 0.033808 | 0 | 0.0078228 | 0.0078077 | 0 | 0.0078228 | 0.0078077 | -3.337e-10 | 0.0057515 | 0.0057426 | 2.7422e-10 | -0.0057443 | -0.0057288 | -8.0327e-10 | 0.0057825 | 0.0057536 | 6.4345e-10 | -0.0057598 | -0.0057343 | 0 | -165.4293 | 74.8014 | 0 | 14.5707 | -105.1986 |  | 1.0486 | 1.0426 | 1.0412 | 1.0481 | 1.0399 | 1.0382 | -0.045305 | -120.2755 | 119.8562 | -0.054692 | -120.3522 | 119.8289
Line6_7_8 | 0 | 0.033874 | 0.033808 | 0 | 0.033874 | 0.033808 | 0 | 0.0078228 | 0.0078077 | 0 | 0.0078228 | 0.0078077 | -2.6684e-10 | 0.0057443 | 0.0057288 | 1.9228e-10 | -0.0057371 | -0.005715 | -6.4731e-10 | 0.0057598 | 0.0057343 | 4.42e-10 | -0.0057371 | -0.005715 | 0 | -165.4293 | 74.8014 | 0 | 14.5707 | -105.1986 |  | 1.0481 | 1.0399 | 1.0382 | 1.0476 | 1.0372 | 1.0352 | -0.054692 | -120.3522 | 119.8289 | -0.064089 | -120.4293 | 119.8014
Line7_8_9 | 0 | 0 | 0 | 0 | 0 | 0 | 0 | 0 | 0 | 0 | 0 | 0 | -9.1451e-11 | -2.022e-10 | 1.7929e-10 | 9.3764e-12 | 4.8704e-11 | 5.6282e-11 | -2.2326e-10 | 2.1403e-10 | 5.5562e-11 | -4.5113e-12 | -2.9915e-11 | -1.3816e-11 | 0 | 0 | 0 | 0 | 0 | 0 |  | 1.0476 | 1.0372 | 1.0352 | 1.0476 | 1.0372 | 1.0352 | -0.064089 | -120.4293 | 119.8014 | -0.064089 | -120.4293 | 119.8014
Line8_8_10 | 0 | 0 | 0 | 0 | 0 | 0 | 0 | 0 | 0 | 0 | 0 | 0 | -9.1451e-11 | -2.022e-10 | 1.7929e-10 | 9.3764e-12 | 4.8704e-11 | 5.6282e-11 | -2.2326e-10 | 2.1403e-10 | 5.5562e-11 | -4.5113e-12 | -2.9915e-11 | -1.3816e-11 | 0 | 0 | 0 | 0 | 0 | 0 |  | 1.0476 | 1.0372 | 1.0352 | 1.0476 | 1.0372 | 1.0352 | -0.064089 | -120.4293 | 119.8014 | -0.064089 | -120.4293 | 119.8014
Line9_3_11 | 0 | 0 | 0 | 0 | 0 | 0 | 0 | 0 | 0 | 0 | 0 | 0 | -1.6193e-10 | -2.5144e-10 | 2.7278e-10 | 1.4018e-10 | 2.2327e-10 | -2.2287e-10 | -3.0335e-10 | 3.5069e-10 | 7.0057e-11 | 2.5814e-10 | -3.0927e-10 | -6.635e-11 | 0 | 0 | 0 | 0 | 0 | 0 |  | 1.0496 | 1.048 | 1.0471 | 1.0496 | 1.048 | 1.0471 | -0.026558 | -120.1233 | 119.9104 | -0.026558 | -120.1233 | 119.9104

## LLG_max_fault_10
name | pf_ikss_a_from_ka | pf_ikss_b_from_ka | pf_ikss_c_from_ka | pf_ikss_a_to_ka | pf_ikss_b_to_ka | pf_ikss_c_to_ka | pf_skss_a_from_mw | pf_skss_b_from_mw | pf_skss_c_from_mw | pf_skss_a_to_mw | pf_skss_b_to_mw | pf_skss_c_to_mw | pf_p_a_from_mw | pf_p_b_from_mw | pf_p_c_from_mw | pf_p_a_to_mw | pf_p_b_to_mw | pf_p_c_to_mw | pf_q_a_from_mvar | pf_q_b_from_mvar | pf_q_c_from_mvar | pf_q_a_to_mvar | pf_q_b_to_mvar | pf_q_c_to_mvar | pf_ikss_a_from_degree | pf_ikss_b_from_degree | pf_ikss_c_from_degree | pf_ikss_a_to_degree | pf_ikss_b_to_degree | pf_ikss_c_to_degree | 3xI0 | pf_vm_a_from_pu | pf_vm_b_from_pu | pf_vm_c_from_pu | pf_vm_a_to_pu | pf_vm_b_to_pu | pf_vm_c_to_pu | pf_va_a_from_degree | pf_va_b_from_degree | pf_va_c_from_degree | pf_va_a_to_degree | pf_va_b_to_degree | pf_va_c_to_degree
Line0_1_2 | 0 | 0.035483 | 0.035414 | 0 | 0.035483 | 0.035414 | 0 | 0.0081945 | 0.0081785 | 0 | 0.0081945 | 0.0081785 | -4.6381e-10 | 0.006327 | 0.0063312 | 4.3052e-10 | -0.0063191 | -0.006316 | -1.0892e-09 | 0.0063949 | 0.0063553 | 1.0116e-09 | -0.00637 | -0.0063342 | 0 | -165.4351 | 74.7972 | 0 | 14.5649 | -105.2028 |  | 1.0996 | 1.0978 | 1.0969 | 1.0991 | 1.0949 | 1.0937 | -0.027821 | -120.1291 | 119.9062 | -0.037188 | -120.205 | 119.8792
Line10_11_12 | 0 | 0 | 0 | 0 | 0 | 0 | 0 | 0 | 0 | 0 | 0 | 0 | -1.594e-10 | -2.4752e-10 | 2.6846e-10 | 1.3443e-10 | 2.1518e-10 | -2.1114e-10 | -2.9862e-10 | 3.4525e-10 | 6.8981e-11 | 2.4669e-10 | -2.9768e-10 | -6.4723e-11 | 0 | 0 | 0 | 0 | 0 | 0 |  | 1.0996 | 1.0978 | 1.0969 | 1.0996 | 1.0978 | 1.0969 | -0.027821 | -120.1291 | 119.9062 | -0.027821 | -120.1291 | 119.9062
Line11_12_13 | 0 | 0 | 0 | 0 | 0 | 0 | 0 | 0 | 0 | 0 | 0 | 0 | -1.3283e-10 | -2.0627e-10 | 2.2371e-10 | 1.0786e-10 | 1.7393e-10 | -1.664e-10 | -2.4885e-10 | 2.8771e-10 | 5.7484e-11 | 1.9692e-10 | -2.4014e-10 | -5.3227e-11 | 0 | 0 | 0 | 0 | 0 | 0 |  | 1.0996 | 1.0978 | 1.0969 | 1.0996 | 1.0978 | 1.0969 | -0.027821 | -120.1291 | 119.9062 | -0.027821 | -120.1291 | 119.9062
Line12_13_15 | 0 | 0 | 0 | 0 | 0 | 0 | 0 | 0 | 0 | 0 | 0 | 0 | -7.9699e-11 | -1.2376e-10 | 1.3423e-10 | 5.4727e-11 | 9.142e-11 | -7.6913e-11 | -1.4931e-10 | 1.7262e-10 | 3.4491e-11 | 9.7385e-11 | -1.2506e-10 | -3.0233e-11 | 0 | 0 | 0 | 0 | 0 | 0 |  | 1.0996 | 1.0978 | 1.0969 | 1.0996 | 1.0978 | 1.0969 | -0.027821 | -120.1291 | 119.9062 | -0.027821 | -120.1291 | 119.9062
Line13_13_14 | 0 | 0 | 0 | 0 | 0 | 0 | 0 | 0 | 0 | 0 | 0 | 0 | -2.6566e-11 | -4.1254e-11 | 4.4743e-11 | 1.5939e-12 | 8.9117e-12 | 1.2572e-11 | -4.9769e-11 | 5.7541e-11 | 1.1497e-11 | -2.1535e-12 | -9.9746e-12 | -7.2391e-12 | 0 | 0 | 0 | 0 | 0 | 0 |  | 1.0996 | 1.0978 | 1.0969 | 1.0996 | 1.0978 | 1.0969 | -0.027821 | -120.1291 | 119.9062 | -0.027821 | -120.1291 | 119.9062
Line14_15_16 | 0 | 0 | 0 | 0 | 0 | 0 | 0 | 0 | 0 | 0 | 0 | 0 | -5.3133e-11 | -8.2508e-11 | 8.9485e-11 | 2.816e-11 | 5.0166e-11 | -3.217e-11 | -9.9539e-11 | 1.1508e-10 | 2.2994e-11 | 4.7616e-11 | -6.7516e-11 | -1.8736e-11 | 0 | 0 | 0 | 0 | 0 | 0 |  | 1.0996 | 1.0978 | 1.0969 | 1.0996 | 1.0978 | 1.0969 | -0.027821 | -120.1291 | 119.9062 | -0.027821 | -120.1291 | 119.9062
Line15_16_17 | 0 | 0 | 0 | 0 | 0 | 0 | 0 | 0 | 0 | 0 | 0 | 0 | -2.6566e-11 | -4.1254e-11 | 4.4743e-11 | 1.5939e-12 | 8.9117e-12 | 1.2572e-11 | -4.9769e-11 | 5.7541e-11 | 1.1497e-11 | -2.1535e-12 | -9.9746e-12 | -7.2391e-12 | 0 | 0 | 0 | 0 | 0 | 0 |  | 1.0996 | 1.0978 | 1.0969 | 1.0996 | 1.0978 | 1.0969 | -0.027821 | -120.1291 | 119.9062 | -0.027821 | -120.1291 | 119.9062
Line16_4_18 | 0 | 0 | 0 | 0 | 0 | 0 | 0 | 0 | 0 | 0 | 0 | 0 | -2.6566e-11 | -4.1254e-11 | 4.4743e-11 | 1.5939e-12 | 8.9117e-12 | 1.2572e-11 | -4.9769e-11 | 5.7541e-11 | 1.1497e-11 | -2.1535e-12 | -9.9746e-12 | -7.2391e-12 | 0 | 0 | 0 | 0 | 0 | 0 |  | 1.0996 | 1.0978 | 1.0969 | 1.0996 | 1.0978 | 1.0969 | -0.027821 | -120.1291 | 119.9062 | -0.027821 | -120.1291 | 119.9062
Line17_5_19 | 0 | 0 | 0 | 0 | 0 | 0 | 0 | 0 | 0 | 0 | 0 | 0 | -2.6566e-11 | -4.1254e-11 | 4.4743e-11 | 1.5939e-12 | 8.9117e-12 | 1.2572e-11 | -4.9769e-11 | 5.7541e-11 | 1.1497e-11 | -2.1535e-12 | -9.9746e-12 | -7.2391e-12 | 0 | 0 | 0 | 0 | 0 | 0 |  | 1.0996 | 1.0978 | 1.0969 | 1.0996 | 1.0978 | 1.0969 | -0.027821 | -120.1291 | 119.9062 | -0.027821 | -120.1291 | 119.9062
Line1_1_3 | 0 | 0 | 0 | 0 | 0 | 0 | 0 | 0 | 0 | 0 | 0 | 0 | -2.1253e-10 | -3.3003e-10 | 3.5794e-10 | 1.8756e-10 | 2.9769e-10 | -3.0063e-10 | -3.9816e-10 | 4.6033e-10 | 9.1975e-11 | 3.4623e-10 | -4.1276e-10 | -8.7717e-11 | 0 | 0 | 0 | 0 | 0 | 0 |  | 1.0996 | 1.0978 | 1.0969 | 1.0996 | 1.0978 | 1.0969 | -0.027821 | -120.1291 | 119.9062 | -0.027821 | -120.1291 | 119.9062
Line2_1_4 | 0 | 0 | 0 | 0 | 0 | 0 | 0 | 0 | 0 | 0 | 0 | 0 | -5.3133e-11 | -8.2508e-11 | 8.9485e-11 | 2.816e-11 | 5.0166e-11 | -3.217e-11 | -9.9539e-11 | 1.1508e-10 | 2.2994e-11 | 4.7616e-11 | -6.7516e-11 | -1.8736e-11 | 0 | 0 | 0 | 0 | 0 | 0 |  | 1.0996 | 1.0978 | 1.0969 | 1.0996 | 1.0978 | 1.0969 | -0.027821 | -120.1291 | 119.9062 | -0.027821 | -120.1291 | 119.9062
Line3_1_5 | 0 | 0 | 0 | 0 | 0 | 0 | 0 | 0 | 0 | 0 | 0 | 0 | -5.3133e-11 | -8.2508e-11 | 8.9485e-11 | 2.816e-11 | 5.0166e-11 | -3.217e-11 | -9.9539e-11 | 1.1508e-10 | 2.2994e-11 | 4.7616e-11 | -6.7516e-11 | -1.8736e-11 | 0 | 0 | 0 | 0 | 0 | 0 |  | 1.0996 | 1.0978 | 1.0969 | 1.0996 | 1.0978 | 1.0969 | -0.027821 | -120.1291 | 119.9062 | -0.027821 | -120.1291 | 119.9062
Line4_2_6 | 0 | 0.035483 | 0.035414 | 0 | 0.035483 | 0.035414 | 0 | 0.0081945 | 0.0081785 | 0 | 0.0081945 | 0.0081785 | -4.2673e-10 | 0.0063191 | 0.006316 | 3.7689e-10 | -0.0063112 | -0.0063009 | -1.0144e-09 | 0.00637 | 0.0063342 | 8.8675e-10 | -0.0063451 | -0.006313 | 0 | -165.4351 | 74.7972 | 0 | 14.5649 | -105.2028 |  | 1.0991 | 1.0949 | 1.0937 | 1.0985 | 1.0921 | 1.0906 | -0.037188 | -120.205 | 119.8792 | -0.046565 | -120.2813 | 119.852
Line5_6_7 | 0 | 0.035483 | 0.035414 | 0 | 0.035483 | 0.035414 | 0 | 0.0081945 | 0.0081785 | 0 | 0.0081945 | 0.0081785 | -3.709e-10 | 0.0063112 | 0.0063009 | 3.0452e-10 | -0.0063033 | -0.0062858 | -8.9035e-10 | 0.0063451 | 0.006313 | 7.1266e-10 | -0.0063203 | -0.0062918 | 0 | -165.4351 | 74.7972 | 0 | 14.5649 | -105.2028 |  | 1.0985 | 1.0921 | 1.0906 | 1.098 | 1.0893 | 1.0875 | -0.046565 | -120.2813 | 119.852 | -0.055951 | -120.358 | 119.8247
Line6_7_8 | 0 | 0.035483 | 0.035414 | 0 | 0.035483 | 0.035414 | 0 | 0.0081945 | 0.0081785 | 0 | 0.0081945 | 0.0081785 | -2.9635e-10 | 0.0063033 | 0.0062858 | 2.1343e-10 | -0.0062954 | -0.0062707 | -7.1699e-10 | 0.0063203 | 0.0062918 | 4.8938e-10 | -0.0062954 | -0.0062707 | 0 | -165.4351 | 74.7972 | 0 | 14.5649 | -105.2028 |  | 1.098 | 1.0893 | 1.0875 | 1.0974 | 1.0865 | 1.0843 | -0.055951 | -120.358 | 119.8247 | -0.065346 | -120.4351 | 119.7972
Line7_8_9 | 0 | 0 | 0 | 0 | 0 | 0 | 0 | 0 | 0 | 0 | 0 | 0 | -1.0153e-10 | -2.2368e-10 | 1.9869e-10 | 1.0363e-11 | 5.3837e-11 | 6.2315e-11 | -2.4721e-10 | 2.3741e-10 | 6.1468e-11 | -5.0482e-12 | -3.3274e-11 | -1.5481e-11 | 0 | 0 | 0 | 0 | 0 | 0 |  | 1.0974 | 1.0865 | 1.0843 | 1.0974 | 1.0865 | 1.0843 | -0.065346 | -120.4351 | 119.7972 | -0.065346 | -120.4351 | 119.7972
Line8_8_10 | 0 | 0 | 0 | 0 | 0 | 0 | 0 | 0 | 0 | 0 | 0 | 0 | -1.0153e-10 | -2.2368e-10 | 1.9869e-10 | 1.0363e-11 | 5.3837e-11 | 6.2315e-11 | -2.4721e-10 | 2.3741e-10 | 6.1468e-11 | -5.0482e-12 | -3.3274e-11 | -1.5481e-11 | 0 | 0 | 0 | 0 | 0 | 0 |  | 1.0974 | 1.0865 | 1.0843 | 1.0974 | 1.0865 | 1.0843 | -0.065346 | -120.4351 | 119.7972 | -0.065346 | -120.4351 | 119.7972
Line9_3_11 | 0 | 0 | 0 | 0 | 0 | 0 | 0 | 0 | 0 | 0 | 0 | 0 | -1.8597e-10 | -2.8878e-10 | 3.132e-10 | 1.6099e-10 | 2.5644e-10 | -2.5588e-10 | -3.4839e-10 | 4.0279e-10 | 8.0478e-11 | 2.9646e-10 | -3.5522e-10 | -7.622e-11 | 0 | 0 | 0 | 0 | 0 | 0 |  | 1.0996 | 1.0978 | 1.0969 | 1.0996 | 1.0978 | 1.0969 | -0.027821 | -120.1291 | 119.9062 | -0.027821 | -120.1291 | 119.9062

## LLG_min_6
name | pf_ikss_a_from_ka | pf_ikss_b_from_ka | pf_ikss_c_from_ka | pf_ikss_a_to_ka | pf_ikss_b_to_ka | pf_ikss_c_to_ka | pf_skss_a_from_mw | pf_skss_b_from_mw | pf_skss_c_from_mw | pf_skss_a_to_mw | pf_skss_b_to_mw | pf_skss_c_to_mw | pf_p_a_from_mw | pf_p_b_from_mw | pf_p_c_from_mw | pf_p_a_to_mw | pf_p_b_to_mw | pf_p_c_to_mw | pf_q_a_from_mvar | pf_q_b_from_mvar | pf_q_c_from_mvar | pf_q_a_to_mvar | pf_q_b_to_mvar | pf_q_c_to_mvar | pf_ikss_a_from_degree | pf_ikss_b_from_degree | pf_ikss_c_from_degree | pf_ikss_a_to_degree | pf_ikss_b_to_degree | pf_ikss_c_to_degree | 3xI0 | pf_vm_a_from_pu | pf_vm_b_from_pu | pf_vm_c_from_pu | pf_vm_a_to_pu | pf_vm_b_to_pu | pf_vm_c_to_pu | pf_va_a_from_degree | pf_va_b_from_degree | pf_va_c_from_degree | pf_va_a_to_degree | pf_va_b_to_degree | pf_va_c_to_degree
Line0_1_2 | 0 | 1.9361 | 1.8969 | 0 | 1.9361 | 1.8969 | 0 | 0.44712 | 0.43807 | 0 | 0.44712 | 0.43807 | -7.2951e-09 | 0.19868 | 0.28586 | 5.6126e-09 | -0.14901 | -0.21439 | -7.9622e-08 | 0.30382 | 0.2009 | 7.0555e-08 | -0.22787 | -0.15068 | 0 | 177.0196 | 78.2387 | 0 | -2.9804 | -101.7613 |  | 0.91911 | 0.81191 | 0.79757 | 0.86929 | 0.60893 | 0.59818 | -2.1068 | -126.1621 | 113.3383 | -1.911 | -126.1621 | 113.3383
Line10_11_12 | 0 | 0 | 0 | 0 | 0 | 0 | 0 | 0 | 0 | 0 | 0 | 0 | -7.9327e-09 | -1.2472e-08 | 1.4863e-08 | 6.7125e-09 | 1.0788e-08 | -1.1958e-08 | -1.8047e-08 | 1.6456e-08 | 3.1889e-09 | 1.4922e-08 | -1.4017e-08 | -2.9797e-09 | 0 | 0 | 0 | 0 | 0 | 0 |  | 0.91911 | 0.81191 | 0.79757 | 0.91911 | 0.81191 | 0.79757 | -2.1068 | -126.1621 | 113.3383 | -2.1068 | -126.1621 | 113.3383
Line11_12_13 | 0 | 0 | 0 | 0 | 0 | 0 | 0 | 0 | 0 | 0 | 0 | 0 | -6.6106e-09 | -1.0393e-08 | 1.2385e-08 | 5.3904e-09 | 8.7094e-09 | -9.4814e-09 | -1.5039e-08 | 1.3714e-08 | 2.6574e-09 | 1.1914e-08 | -1.1275e-08 | -2.4482e-09 | 0 | 0 | 0 | 0 | 0 | 0 |  | 0.91911 | 0.81191 | 0.79757 | 0.91911 | 0.81191 | 0.79757 | -2.1068 | -126.1621 | 113.3383 | -2.1068 | -126.1621 | 113.3383
Line12_13_15 | 0 | 0 | 0 | 0 | 0 | 0 | 0 | 0 | 0 | 0 | 0 | 0 | -3.9664e-09 | -6.236e-09 | 7.4313e-09 | 2.7462e-09 | 4.5521e-09 | -4.5272e-09 | -9.0237e-09 | 8.2282e-09 | 1.5944e-09 | 5.8981e-09 | -5.7891e-09 | -1.3852e-09 | 0 | 0 | 0 | 0 | 0 | 0 |  | 0.91911 | 0.81191 | 0.79757 | 0.91911 | 0.81191 | 0.79757 | -2.1068 | -126.1621 | 113.3383 | -2.1068 | -126.1621 | 113.3383
Line13_13_14 | 0 | 0 | 0 | 0 | 0 | 0 | 0 | 0 | 0 | 0 | 0 | 0 | -1.3221e-09 | -2.0787e-09 | 2.4771e-09 | 1.0192e-10 | 3.9475e-10 | 4.2701e-10 | -3.0079e-09 | 2.7427e-09 | 5.3148e-10 | -1.177e-10 | -3.0358e-10 | -3.2229e-10 | 0 | 0 | 0 | 0 | 0 | 0 |  | 0.91911 | 0.81191 | 0.79757 | 0.91911 | 0.81191 | 0.79757 | -2.1068 | -126.1621 | 113.3383 | -2.1068 | -126.1621 | 113.3383
Line14_15_16 | 0 | 0 | 0 | 0 | 0 | 0 | 0 | 0 | 0 | 0 | 0 | 0 | -2.6442e-09 | -4.1573e-09 | 4.9542e-09 | 1.424e-09 | 2.4734e-09 | -2.0501e-09 | -6.0158e-09 | 5.4855e-09 | 1.063e-09 | 2.8902e-09 | -3.0463e-09 | -8.5377e-10 | 0 | 0 | 0 | 0 | 0 | 0 |  | 0.91911 | 0.81191 | 0.79757 | 0.91911 | 0.81191 | 0.79757 | -2.1068 | -126.1621 | 113.3383 | -2.1068 | -126.1621 | 113.3383
Line15_16_17 | 0 | 0 | 0 | 0 | 0 | 0 | 0 | 0 | 0 | 0 | 0 | 0 | -1.3221e-09 | -2.0787e-09 | 2.4771e-09 | 1.0192e-10 | 3.9475e-10 | 4.2701e-10 | -3.0079e-09 | 2.7427e-09 | 5.3148e-10 | -1.177e-10 | -3.0358e-10 | -3.2229e-10 | 0 | 0 | 0 | 0 | 0 | 0 |  | 0.91911 | 0.81191 | 0.79757 | 0.91911 | 0.81191 | 0.79757 | -2.1068 | -126.1621 | 113.3383 | -2.1068 | -126.1621 | 113.3383
Line16_4_18 | 0 | 0 | 0 | 0 | 0 | 0 | 0 | 0 | 0 | 0 | 0 | 0 | -1.3221e-09 | -2.0787e-09 | 2.4771e-09 | 1.0192e-10 | 3.9475e-10 | 4.2701e-10 | -3.0079e-09 | 2.7427e-09 | 5.3148e-10 | -1.177e-10 | -3.0358e-10 | -3.2229e-10 | 0 | 0 | 0 | 0 | 0 | 0 |  | 0.91911 | 0.81191 | 0.79757 | 0.91911 | 0.81191 | 0.79757 | -2.1068 | -126.1621 | 113.3383 | -2.1068 | -126.1621 | 113.3383
Line17_5_19 | 0 | 0 | 0 | 0 | 0 | 0 | 0 | 0 | 0 | 0 | 0 | 0 | -1.3221e-09 | -2.0787e-09 | 2.4771e-09 | 1.0192e-10 | 3.9475e-10 | 4.2701e-10 | -3.0079e-09 | 2.7427e-09 | 5.3148e-10 | -1.177e-10 | -3.0358e-10 | -3.2229e-10 | 0 | 0 | 0 | 0 | 0 | 0 |  | 0.91911 | 0.81191 | 0.79757 | 0.91911 | 0.81191 | 0.79757 | -2.1068 | -126.1621 | 113.3383 | -2.1068 | -126.1621 | 113.3383
Line1_1_3 | 0 | 0 | 0 | 0 | 0 | 0 | 0 | 0 | 0 | 0 | 0 | 0 | -1.0577e-08 | -1.6629e-08 | 1.9817e-08 | 9.3568e-09 | 1.4945e-08 | -1.6913e-08 | -2.4063e-08 | 2.1942e-08 | 4.2518e-09 | 2.0938e-08 | -1.9503e-08 | -4.0426e-09 | 0 | 0 | 0 | 0 | 0 | 0 |  | 0.91911 | 0.81191 | 0.79757 | 0.91911 | 0.81191 | 0.79757 | -2.1068 | -126.1621 | 113.3383 | -2.1068 | -126.1621 | 113.3383
Line2_1_4 | 0 | 0 | 0 | 0 | 0 | 0 | 0 | 0 | 0 | 0 | 0 | 0 | -2.6442e-09 | -4.1573e-09 | 4.9542e-09 | 1.424e-09 | 2.4734e-09 | -2.0501e-09 | -6.0158e-09 | 5.4855e-09 | 1.063e-09 | 2.8902e-09 | -3.0463e-09 | -8.5377e-10 | 0 | 0 | 0 | 0 | 0 | 0 |  | 0.91911 | 0.81191 | 0.79757 | 0.91911 | 0.81191 | 0.79757 | -2.1068 | -126.1621 | 113.3383 | -2.1068 | -126.1621 | 113.3383
Line3_1_5 | 0 | 0 | 0 | 0 | 0 | 0 | 0 | 0 | 0 | 0 | 0 | 0 | -2.6442e-09 | -4.1573e-09 | 4.9542e-09 | 1.424e-09 | 2.4734e-09 | -2.0501e-09 | -6.0158e-09 | 5.4855e-09 | 1.063e-09 | 2.8902e-09 | -3.0463e-09 | -8.5377e-10 | 0 | 0 | 0 | 0 | 0 | 0 |  | 0.91911 | 0.81191 | 0.79757 | 0.91911 | 0.81191 | 0.79757 | -2.1068 | -126.1621 | 113.3383 | -2.1068 | -126.1621 | 113.3383
Line4_2_6 | 0 | 1.9361 | 1.8969 | 0 | 1.9361 | 1.8969 | 0 | 0.44712 | 0.43807 | 0 | 0.44712 | 0.43807 | -5.357e-09 | 0.14901 | 0.21439 | 4.0702e-09 | -0.099339 | -0.14293 | -7.0655e-08 | 0.22787 | 0.15068 | 5.8701e-08 | -0.15191 | -0.10045 | 0 | 177.0196 | 78.2387 | 0 | -2.9804 | -101.7613 |  | 0.86929 | 0.60893 | 0.59818 | 0.81947 | 0.40595 | 0.39879 | -1.911 | -126.1621 | 113.3383 | -1.6913 | -126.1621 | 113.3383
Line5_6_7 | 0 | 1.9361 | 1.8969 | 0 | 1.9361 | 1.8969 | 0 | 0.44712 | 0.43807 | 0 | 0.44712 | 0.43807 | -3.6792e-09 | 0.099339 | 0.14293 | 2.7971e-09 | -0.04967 | -0.071465 | -5.8786e-08 | 0.15191 | 0.10045 | 4.4571e-08 | -0.075956 | -0.050225 | 0 | 177.0196 | 78.2387 | 0 | -2.9804 | -101.7613 |  | 0.81947 | 0.40595 | 0.39879 | 0.76967 | 0.20298 | 0.19939 | -1.6913 | -126.1621 | 113.3383 | -1.4432 | -126.1621 | 113.3383
Line6_7_8 | 0 | 1.9361 | 1.8969 | 0 | 1.9361 | 1.8969 | 0 | 0.44712 | 0.43807 | 0 | 0.44712 | 0.43807 | -2.289e-09 | 0.04967 | 0.071465 | 1.8207e-09 | -2.3273e-14 | -2.3366e-14 | -4.4639e-08 | 0.075956 | 0.050225 | 2.8791e-08 | 2.6923e-14 | 4.2553e-14 | 0 | 177.0196 | 78.2387 | 0 | -2.9804 | -101.7613 |  | 0.76967 | 0.20298 | 0.19939 | 0.71988 | 0 | 0 | -1.4432 | -126.1621 | 113.3383 | -1.1608 | 0 | 0
Line7_8_9 | 0 | 0 | 0 | 0 | 0 | 0 | 0 | 0 | 0 | 0 | 0 | 0 | -6.069e-10 | 1.3476e-21 | 7.815e-22 | 6.069e-10 | 5.9526e-18 | -4.2155e-18 | -1.4421e-08 | 1.2642e-21 | -1.7405e-21 | -5.0801e-11 | 1.3546e-17 | 1.4237e-18 | 0 | 0 | 0 | 0 | 0 | 0 |  | 0.71988 | 0 | 0 | 0.71988 | 0 | 0 | -1.1608 | 0 | 0 | -1.1608 | 0 | 0
Line8_8_10 | 0 | 0 | 0 | 0 | 0 | 0 | 0 | 0 | 0 | 0 | 0 | 0 | -6.069e-10 | 1.3476e-21 | 7.815e-22 | 6.069e-10 | 5.9526e-18 | -4.2155e-18 | -1.4421e-08 | 1.2642e-21 | -1.7405e-21 | -5.0801e-11 | 1.3546e-17 | 1.4237e-18 | 0 | 0 | 0 | 0 | 0 | 0 |  | 0.71988 | 0 | 0 | 0.71988 | 0 | 0 | -1.1608 | 0 | 0 | -1.1608 | 0 | 0
Line9_3_11 | 0 | 0 | 0 | 0 | 0 | 0 | 0 | 0 | 0 | 0 | 0 | 0 | -9.2548e-09 | -1.4551e-08 | 1.734e-08 | 8.0346e-09 | 1.2867e-08 | -1.4436e-08 | -2.1055e-08 | 1.9199e-08 | 3.7203e-09 | 1.793e-08 | -1.676e-08 | -3.5112e-09 | 0 | 0 | 0 | 0 | 0 | 0 |  | 0.91911 | 0.81191 | 0.79757 | 0.91911 | 0.81191 | 0.79757 | -2.1068 | -126.1621 | 113.3383 | -2.1068 | -126.1621 | 113.3383

## LLG_min_10
name | pf_ikss_a_from_ka | pf_ikss_b_from_ka | pf_ikss_c_from_ka | pf_ikss_a_to_ka | pf_ikss_b_to_ka | pf_ikss_c_to_ka | pf_skss_a_from_mw | pf_skss_b_from_mw | pf_skss_c_from_mw | pf_skss_a_to_mw | pf_skss_b_to_mw | pf_skss_c_to_mw | pf_p_a_from_mw | pf_p_b_from_mw | pf_p_c_from_mw | pf_p_a_to_mw | pf_p_b_to_mw | pf_p_c_to_mw | pf_q_a_from_mvar | pf_q_b_from_mvar | pf_q_c_from_mvar | pf_q_a_to_mvar | pf_q_b_to_mvar | pf_q_c_to_mvar | pf_ikss_a_from_degree | pf_ikss_b_from_degree | pf_ikss_c_from_degree | pf_ikss_a_to_degree | pf_ikss_b_to_degree | pf_ikss_c_to_degree | 3xI0 | pf_vm_a_from_pu | pf_vm_b_from_pu | pf_vm_c_from_pu | pf_vm_a_to_pu | pf_vm_b_to_pu | pf_vm_c_to_pu | pf_va_a_from_degree | pf_va_b_from_degree | pf_va_c_from_degree | pf_va_a_to_degree | pf_va_b_to_degree | pf_va_c_to_degree
Line0_1_2 | 0 | 1.8342 | 1.7971 | 0 | 1.8342 | 1.7971 | 0 | 0.42358 | 0.41502 | 0 | 0.42358 | 0.41502 | -6.5474e-09 | 0.17832 | 0.25656 | 5.0374e-09 | -0.13374 | -0.19242 | -7.1461e-08 | 0.27268 | 0.18031 | 6.3323e-08 | -0.20451 | -0.13523 | 0 | 177.0196 | 78.2387 | 0 | -2.9804 | -101.7613 |  | 0.87074 | 0.76918 | 0.7556 | 0.82353 | 0.57688 | 0.5667 | -2.1068 | -126.1621 | 113.3383 | -1.911 | -126.1621 | 113.3383
Line10_11_12 | 0 | 0 | 0 | 0 | 0 | 0 | 0 | 0 | 0 | 0 | 0 | 0 | -7.1197e-09 | -1.1194e-08 | 1.3339e-08 | 6.0245e-09 | 9.6823e-09 | -1.0733e-08 | -1.6198e-08 | 1.477e-08 | 2.862e-09 | 1.3392e-08 | -1.2581e-08 | -2.6743e-09 | 0 | 0 | 0 | 0 | 0 | 0 |  | 0.87074 | 0.76918 | 0.7556 | 0.87074 | 0.76918 | 0.7556 | -2.1068 | -126.1621 | 113.3383 | -2.1068 | -126.1621 | 113.3383
Line11_12_13 | 0 | 0 | 0 | 0 | 0 | 0 | 0 | 0 | 0 | 0 | 0 | 0 | -5.9331e-09 | -9.328e-09 | 1.1116e-08 | 4.8379e-09 | 7.8167e-09 | -8.5096e-09 | -1.3498e-08 | 1.2308e-08 | 2.385e-09 | 1.0693e-08 | -1.0119e-08 | -2.1973e-09 | 0 | 0 | 0 | 0 | 0 | 0 |  | 0.87074 | 0.76918 | 0.7556 | 0.87074 | 0.76918 | 0.7556 | -2.1068 | -126.1621 | 113.3383 | -2.1068 | -126.1621 | 113.3383
Line12_13_15 | 0 | 0 | 0 | 0 | 0 | 0 | 0 | 0 | 0 | 0 | 0 | 0 | -3.5598e-09 | -5.5968e-09 | 6.6696e-09 | 2.4647e-09 | 4.0855e-09 | -4.0632e-09 | -8.0988e-09 | 7.3849e-09 | 1.431e-09 | 5.2936e-09 | -5.1957e-09 | -1.2433e-09 | 0 | 0 | 0 | 0 | 0 | 0 |  | 0.87074 | 0.76918 | 0.7556 | 0.87074 | 0.76918 | 0.7556 | -2.1068 | -126.1621 | 113.3383 | -2.1068 | -126.1621 | 113.3383
Line13_13_14 | 0 | 0 | 0 | 0 | 0 | 0 | 0 | 0 | 0 | 0 | 0 | 0 | -1.1866e-09 | -1.8656e-09 | 2.2232e-09 | 9.1477e-11 | 3.543e-10 | 3.8324e-10 | -2.6996e-09 | 2.4616e-09 | 4.77e-10 | -1.0563e-10 | -2.7246e-10 | -2.8926e-10 | 0 | 0 | 0 | 0 | 0 | 0 |  | 0.87074 | 0.76918 | 0.7556 | 0.87074 | 0.76918 | 0.7556 | -2.1068 | -126.1621 | 113.3383 | -2.1068 | -126.1621 | 113.3383
Line14_15_16 | 0 | 0 | 0 | 0 | 0 | 0 | 0 | 0 | 0 | 0 | 0 | 0 | -2.3732e-09 | -3.7312e-09 | 4.4464e-09 | 1.2781e-09 | 2.2199e-09 | -1.84e-09 | -5.3992e-09 | 4.9233e-09 | 9.5401e-10 | 2.594e-09 | -2.7341e-09 | -7.6626e-10 | 0 | 0 | 0 | 0 | 0 | 0 |  | 0.87074 | 0.76918 | 0.7556 | 0.87074 | 0.76918 | 0.7556 | -2.1068 | -126.1621 | 113.3383 | -2.1068 | -126.1621 | 113.3383
Line15_16_17 | 0 | 0 | 0 | 0 | 0 | 0 | 0 | 0 | 0 | 0 | 0 | 0 | -1.1866e-09 | -1.8656e-09 | 2.2232e-09 | 9.1477e-11 | 3.543e-10 | 3.8324e-10 | -2.6996e-09 | 2.4616e-09 | 4.77e-10 | -1.0563e-10 | -2.7246e-10 | -2.8926e-10 | 0 | 0 | 0 | 0 | 0 | 0 |  | 0.87074 | 0.76918 | 0.7556 | 0.87074 | 0.76918 | 0.7556 | -2.1068 | -126.1621 | 113.3383 | -2.1068 | -126.1621 | 113.3383
Line16_4_18 | 0 | 0 | 0 | 0 | 0 | 0 | 0 | 0 | 0 | 0 | 0 | 0 | -1.1866e-09 | -1.8656e-09 | 2.2232e-09 | 9.1477e-11 | 3.543e-10 | 3.8324e-10 | -2.6996e-09 | 2.4616e-09 | 4.77e-10 | -1.0563e-10 | -2.7246e-10 | -2.8926e-10 | 0 | 0 | 0 | 0 | 0 | 0 |  | 0.87074 | 0.76918 | 0.7556 | 0.87074 | 0.76918 | 0.7556 | -2.1068 | -126.1621 | 113.3383 | -2.1068 | -126.1621 | 113.3383
Line17_5_19 | 0 | 0 | 0 | 0 | 0 | 0 | 0 | 0 | 0 | 0 | 0 | 0 | -1.1866e-09 | -1.8656e-09 | 2.2232e-09 | 9.1477e-11 | 3.543e-10 | 3.8324e-10 | -2.6996e-09 | 2.4616e-09 | 4.77e-10 | -1.0563e-10 | -2.7246e-10 | -2.8926e-10 | 0 | 0 | 0 | 0 | 0 | 0 |  | 0.87074 | 0.76918 | 0.7556 | 0.87074 | 0.76918 | 0.7556 | -2.1068 | -126.1621 | 113.3383 | -2.1068 | -126.1621 | 113.3383
Line1_1_3 | 0 | 0 | 0 | 0 | 0 | 0 | 0 | 0 | 0 | 0 | 0 | 0 | -9.4929e-09 | -1.4925e-08 | 1.7786e-08 | 8.3978e-09 | 1.3414e-08 | -1.5179e-08 | -2.1597e-08 | 1.9693e-08 | 3.816e-09 | 1.8792e-08 | -1.7504e-08 | -3.6283e-09 | 0 | 0 | 0 | 0 | 0 | 0 |  | 0.87074 | 0.76918 | 0.7556 | 0.87074 | 0.76918 | 0.7556 | -2.1068 | -126.1621 | 113.3383 | -2.1068 | -126.1621 | 113.3383
Line2_1_4 | 0 | 0 | 0 | 0 | 0 | 0 | 0 | 0 | 0 | 0 | 0 | 0 | -2.3732e-09 | -3.7312e-09 | 4.4464e-09 | 1.2781e-09 | 2.2199e-09 | -1.84e-09 | -5.3992e-09 | 4.9233e-09 | 9.5401e-10 | 2.594e-09 | -2.7341e-09 | -7.6626e-10 | 0 | 0 | 0 | 0 | 0 | 0 |  | 0.87074 | 0.76918 | 0.7556 | 0.87074 | 0.76918 | 0.7556 | -2.1068 | -126.1621 | 113.3383 | -2.1068 | -126.1621 | 113.3383
Line3_1_5 | 0 | 0 | 0 | 0 | 0 | 0 | 0 | 0 | 0 | 0 | 0 | 0 | -2.3732e-09 | -3.7312e-09 | 4.4464e-09 | 1.2781e-09 | 2.2199e-09 | -1.84e-09 | -5.3992e-09 | 4.9233e-09 | 9.5401e-10 | 2.594e-09 | -2.7341e-09 | -7.6626e-10 | 0 | 0 | 0 | 0 | 0 | 0 |  | 0.87074 | 0.76918 | 0.7556 | 0.87074 | 0.76918 | 0.7556 | -2.1068 | -126.1621 | 113.3383 | -2.1068 | -126.1621 | 113.3383
Line4_2_6 | 0 | 1.8342 | 1.7971 | 0 | 1.8342 | 1.7971 | 0 | 0.42358 | 0.41502 | 0 | 0.42358 | 0.41502 | -4.808e-09 | 0.13374 | 0.19242 | 3.653e-09 | -0.089158 | -0.12828 | -6.3414e-08 | 0.20451 | 0.13523 | 5.2685e-08 | -0.13634 | -0.090155 | 0 | 177.0196 | 78.2387 | 0 | -2.9804 | -101.7613 |  | 0.82353 | 0.57688 | 0.5667 | 0.77634 | 0.38459 | 0.3778 | -1.911 | -126.1621 | 113.3383 | -1.6913 | -126.1621 | 113.3383
Line5_6_7 | 0 | 1.8342 | 1.7971 | 0 | 1.8342 | 1.7971 | 0 | 0.42358 | 0.41502 | 0 | 0.42358 | 0.41502 | -3.3021e-09 | 0.089158 | 0.12828 | 2.5104e-09 | -0.044579 | -0.06414 | -5.276e-08 | 0.13634 | 0.090155 | 4.0003e-08 | -0.068171 | -0.045078 | 0 | 177.0196 | 78.2387 | 0 | -2.9804 | -101.7613 |  | 0.77634 | 0.38459 | 0.3778 | 0.72916 | 0.19229 | 0.1889 | -1.6913 | -126.1621 | 113.3383 | -1.4432 | -126.1621 | 113.3383
Line6_7_8 | 0 | 1.8342 | 1.7971 | 0 | 1.8342 | 1.7971 | 0 | 0.42358 | 0.41502 | 0 | 0.42358 | 0.41502 | -2.0544e-09 | 0.044579 | 0.06414 | 1.6341e-09 | -2.097e-14 | -2.1071e-14 | -4.0064e-08 | 0.068171 | 0.045078 | 2.584e-08 | 2.4243e-14 | 3.8135e-14 | 0 | 177.0196 | 78.2387 | 0 | -2.9804 | -101.7613 |  | 0.72916 | 0.19229 | 0.1889 | 0.68199 | 0 | 0 | -1.4432 | -126.1621 | 113.3383 | -1.1608 | 0 | 0
Line7_8_9 | 0 | 0 | 0 | 0 | 0 | 0 | 0 | 0 | 0 | 0 | 0 | 0 | -5.447e-10 | 1.2134e-21 | 7.0548e-22 | 5.447e-10 | 5.3425e-18 | -3.7835e-18 | -1.2943e-08 | 1.1391e-21 | -1.5602e-21 | -4.5594e-11 | 1.2158e-17 | 1.2778e-18 | 0 | 0 | 0 | 0 | 0 | 0 |  | 0.68199 | 0 | 0 | 0.68199 | 0 | 0 | -1.1608 | 0 | 0 | -1.1608 | 0 | 0
Line8_8_10 | 0 | 0 | 0 | 0 | 0 | 0 | 0 | 0 | 0 | 0 | 0 | 0 | -5.447e-10 | 1.2134e-21 | 7.0548e-22 | 5.447e-10 | 5.3425e-18 | -3.7835e-18 | -1.2943e-08 | 1.1391e-21 | -1.5602e-21 | -4.5594e-11 | 1.2158e-17 | 1.2778e-18 | 0 | 0 | 0 | 0 | 0 | 0 |  | 0.68199 | 0 | 0 | 0.68199 | 0 | 0 | -1.1608 | 0 | 0 | -1.1608 | 0 | 0
Line9_3_11 | 0 | 0 | 0 | 0 | 0 | 0 | 0 | 0 | 0 | 0 | 0 | 0 | -8.3063e-09 | -1.3059e-08 | 1.5562e-08 | 7.2112e-09 | 1.1548e-08 | -1.2956e-08 | -1.8897e-08 | 1.7231e-08 | 3.339e-09 | 1.6092e-08 | -1.5042e-08 | -3.1513e-09 | 0 | 0 | 0 | 0 | 0 | 0 |  | 0.87074 | 0.76918 | 0.7556 | 0.87074 | 0.76918 | 0.7556 | -2.1068 | -126.1621 | 113.3383 | -2.1068 | -126.1621 | 113.3383

## LLG_min_fault_6
name | pf_ikss_a_from_ka | pf_ikss_b_from_ka | pf_ikss_c_from_ka | pf_ikss_a_to_ka | pf_ikss_b_to_ka | pf_ikss_c_to_ka | pf_skss_a_from_mw | pf_skss_b_from_mw | pf_skss_c_from_mw | pf_skss_a_to_mw | pf_skss_b_to_mw | pf_skss_c_to_mw | pf_p_a_from_mw | pf_p_b_from_mw | pf_p_c_from_mw | pf_p_a_to_mw | pf_p_b_to_mw | pf_p_c_to_mw | pf_q_a_from_mvar | pf_q_b_from_mvar | pf_q_c_from_mvar | pf_q_a_to_mvar | pf_q_b_to_mvar | pf_q_c_to_mvar | pf_ikss_a_from_degree | pf_ikss_b_from_degree | pf_ikss_c_from_degree | pf_ikss_a_to_degree | pf_ikss_b_to_degree | pf_ikss_c_to_degree | 3xI0 | pf_vm_a_from_pu | pf_vm_b_from_pu | pf_vm_c_from_pu | pf_vm_a_to_pu | pf_vm_b_to_pu | pf_vm_c_to_pu | pf_va_a_from_degree | pf_va_b_from_degree | pf_va_c_from_degree | pf_va_a_to_degree | pf_va_b_to_degree | pf_va_c_to_degree
Line0_1_2 | 0 | 0.030528 | 0.0305 | 0 | 0.030528 | 0.0305 | 0 | 0.0070502 | 0.0070437 | 0 | 0.0070502 | 0.0070437 | -1.7206e-10 | 0.0047146 | 0.0047276 | 1.5293e-10 | -0.0047009 | -0.0047085 | -1.0001e-09 | 0.0047385 | 0.0047091 | 9.3677e-10 | -0.0047188 | -0.0046947 | 0 | -165.2726 | 75.0184 | 0 | 14.7274 | -104.9816 |  | 0.94966 | 0.94811 | 0.94733 | 0.94905 | 0.94477 | 0.94397 | -0.027561 | -120.1279 | 119.9066 | -0.028281 | -120.1637 | 119.9342
Line10_11_12 | 0 | 0 | 0 | 0 | 0 | 0 | 0 | 0 | 0 | 0 | 0 | 0 | -1.1845e-10 | -1.8212e-10 | 1.987e-10 | 9.9876e-11 | 1.5832e-10 | -1.5633e-10 | -2.2039e-10 | 2.5561e-10 | 5.0419e-11 | 1.8207e-10 | -2.2038e-10 | -4.7395e-11 | 0 | 0 | 0 | 0 | 0 | 0 |  | 0.94966 | 0.94811 | 0.94733 | 0.94966 | 0.94811 | 0.94733 | -0.027561 | -120.1279 | 119.9066 | -0.027561 | -120.1279 | 119.9066
Line11_12_13 | 0 | 0 | 0 | 0 | 0 | 0 | 0 | 0 | 0 | 0 | 0 | 0 | -9.8705e-11 | -1.5177e-10 | 1.6558e-10 | 8.0135e-11 | 1.2796e-10 | -1.2321e-10 | -1.8366e-10 | 2.1301e-10 | 4.2016e-11 | 1.4534e-10 | -1.7778e-10 | -3.8992e-11 | 0 | 0 | 0 | 0 | 0 | 0 |  | 0.94966 | 0.94811 | 0.94733 | 0.94966 | 0.94811 | 0.94733 | -0.027561 | -120.1279 | 119.9066 | -0.027561 | -120.1279 | 119.9066
Line12_13_15 | 0 | 0 | 0 | 0 | 0 | 0 | 0 | 0 | 0 | 0 | 0 | 0 | -5.9223e-11 | -9.1061e-11 | 9.935e-11 | 4.0653e-11 | 6.7257e-11 | -5.6977e-11 | -1.102e-10 | 1.278e-10 | 2.5209e-11 | 7.1873e-11 | -9.2576e-11 | -2.2185e-11 | 0 | 0 | 0 | 0 | 0 | 0 |  | 0.94966 | 0.94811 | 0.94733 | 0.94966 | 0.94811 | 0.94733 | -0.027561 | -120.1279 | 119.9066 | -0.027561 | -120.1279 | 119.9066
Line13_13_14 | 0 | 0 | 0 | 0 | 0 | 0 | 0 | 0 | 0 | 0 | 0 | 0 | -1.9741e-11 | -3.0354e-11 | 3.3117e-11 | 1.1717e-12 | 6.5498e-12 | 9.2564e-12 | -3.6732e-11 | 4.2601e-11 | 8.4032e-12 | -1.5912e-12 | -7.3738e-12 | -5.3791e-12 | 0 | 0 | 0 | 0 | 0 | 0 |  | 0.94966 | 0.94811 | 0.94733 | 0.94966 | 0.94811 | 0.94733 | -0.027561 | -120.1279 | 119.9066 | -0.027561 | -120.1279 | 119.9066
Line14_15_16 | 0 | 0 | 0 | 0 | 0 | 0 | 0 | 0 | 0 | 0 | 0 | 0 | -3.9482e-11 | -6.0707e-11 | 6.6233e-11 | 2.0913e-11 | 3.6903e-11 | -2.386e-11 | -7.3464e-11 | 8.5202e-11 | 1.6806e-11 | 3.5141e-11 | -4.9975e-11 | -1.3782e-11 | 0 | 0 | 0 | 0 | 0 | 0 |  | 0.94966 | 0.94811 | 0.94733 | 0.94966 | 0.94811 | 0.94733 | -0.027561 | -120.1279 | 119.9066 | -0.027561 | -120.1279 | 119.9066
Line15_16_17 | 0 | 0 | 0 | 0 | 0 | 0 | 0 | 0 | 0 | 0 | 0 | 0 | -1.9741e-11 | -3.0354e-11 | 3.3117e-11 | 1.1717e-12 | 6.5498e-12 | 9.2564e-12 | -3.6732e-11 | 4.2601e-11 | 8.4032e-12 | -1.5912e-12 | -7.3738e-12 | -5.3791e-12 | 0 | 0 | 0 | 0 | 0 | 0 |  | 0.94966 | 0.94811 | 0.94733 | 0.94966 | 0.94811 | 0.94733 | -0.027561 | -120.1279 | 119.9066 | -0.027561 | -120.1279 | 119.9066
Line16_4_18 | 0 | 0 | 0 | 0 | 0 | 0 | 0 | 0 | 0 | 0 | 0 | 0 | -1.9741e-11 | -3.0354e-11 | 3.3117e-11 | 1.1717e-12 | 6.5498e-12 | 9.2564e-12 | -3.6732e-11 | 4.2601e-11 | 8.4031e-12 | -1.5912e-12 | -7.3738e-12 | -5.3791e-12 | 0 | 0 | 0 | 0 | 0 | 0 |  | 0.94966 | 0.94811 | 0.94733 | 0.94966 | 0.94811 | 0.94733 | -0.027561 | -120.1279 | 119.9066 | -0.027561 | -120.1279 | 119.9066
Line17_5_19 | 0 | 0 | 0 | 0 | 0 | 0 | 0 | 0 | 0 | 0 | 0 | 0 | -1.9741e-11 | -3.0354e-11 | 3.3117e-11 | 1.1717e-12 | 6.5498e-12 | 9.2564e-12 | -3.6732e-11 | 4.2601e-11 | 8.4031e-12 | -1.5912e-12 | -7.3738e-12 | -5.3791e-12 | 0 | 0 | 0 | 0 | 0 | 0 |  | 0.94966 | 0.94811 | 0.94733 | 0.94966 | 0.94811 | 0.94733 | -0.027561 | -120.1279 | 119.9066 | -0.027561 | -120.1279 | 119.9066
Line1_1_3 | 0 | 0 | 0 | 0 | 0 | 0 | 0 | 0 | 0 | 0 | 0 | 0 | -1.5793e-10 | -2.4283e-10 | 2.6493e-10 | 1.3936e-10 | 2.1902e-10 | -2.2256e-10 | -2.9386e-10 | 3.4081e-10 | 6.7225e-11 | 2.5553e-10 | -3.0558e-10 | -6.4201e-11 | 0 | 0 | 0 | 0 | 0 | 0 |  | 0.94966 | 0.94811 | 0.94733 | 0.94966 | 0.94811 | 0.94733 | -0.027561 | -120.1279 | 119.9066 | -0.027561 | -120.1279 | 119.9066
Line2_1_4 | 0 | 0 | 0 | 0 | 0 | 0 | 0 | 0 | 0 | 0 | 0 | 0 | -3.9482e-11 | -6.0707e-11 | 6.6233e-11 | 2.0913e-11 | 3.6903e-11 | -2.386e-11 | -7.3464e-11 | 8.5202e-11 | 1.6806e-11 | 3.5141e-11 | -4.9975e-11 | -1.3782e-11 | 0 | 0 | 0 | 0 | 0 | 0 |  | 0.94966 | 0.94811 | 0.94733 | 0.94966 | 0.94811 | 0.94733 | -0.027561 | -120.1279 | 119.9066 | -0.027561 | -120.1279 | 119.9066
Line3_1_5 | 0 | 0 | 0 | 0 | 0 | 0 | 0 | 0 | 0 | 0 | 0 | 0 | -3.9482e-11 | -6.0707e-11 | 6.6233e-11 | 2.0913e-11 | 3.6903e-11 | -2.386e-11 | -7.3464e-11 | 8.5202e-11 | 1.6806e-11 | 3.5141e-11 | -4.9975e-11 | -1.3782e-11 | 0 | 0 | 0 | 0 | 0 | 0 |  | 0.94966 | 0.94811 | 0.94733 | 0.94966 | 0.94811 | 0.94733 | -0.027561 | -120.1279 | 119.9066 | -0.027561 | -120.1279 | 119.9066
Line4_2_6 | 0 | 0.030528 | 0.0305 | 0 | 0.030528 | 0.0305 | 0 | 0.0070502 | 0.0070437 | 0 | 0.0070502 | 0.0070437 | -1.4962e-10 | 0.0047009 | 0.0047085 | 1.2957e-10 | -0.0046872 | -0.0046894 | -9.3841e-10 | 0.0047188 | 0.0046947 | 8.2645e-10 | -0.0046992 | -0.0046802 | 0 | -165.2726 | 75.0184 | 0 | 14.7274 | -104.9816 |  | 0.94905 | 0.94477 | 0.94397 | 0.94844 | 0.94142 | 0.9406 | -0.028281 | -120.1637 | 119.9342 | -0.029002 | -120.1997 | 119.9621
Line5_6_7 | 0 | 0.030528 | 0.0305 | 0 | 0.030528 | 0.0305 | 0 | 0.0070502 | 0.0070437 | 0 | 0.0070502 | 0.0070437 | -1.2414e-10 | 0.0046872 | 0.0046894 | 1.0316e-10 | -0.0046735 | -0.0046704 | -8.2812e-10 | 0.0046992 | 0.0046802 | 6.6763e-10 | -0.0046795 | -0.0046658 | 0 | -165.2726 | 75.0184 | 0 | 14.7274 | -104.9816 |  | 0.94844 | 0.94142 | 0.9406 | 0.94782 | 0.93808 | 0.93724 | -0.029002 | -120.1997 | 119.9621 | -0.029724 | -120.236 | 119.9901
Line6_7_8 | 0 | 0.030528 | 0.0305 | 0 | 0.030528 | 0.0305 | 0 | 0.0070502 | 0.0070437 | 0 | 0.0070502 | 0.0070437 | -9.5596e-11 | 0.0046735 | 0.0046704 | 7.3698e-11 | -0.0046598 | -0.0046513 | -6.6934e-10 | 0.0046795 | 0.0046658 | 4.604e-10 | -0.0046598 | -0.0046513 | 0 | -165.2726 | 75.0184 | 0 | 14.7274 | -104.9816 |  | 0.94782 | 0.93808 | 0.93724 | 0.94721 | 0.93473 | 0.93388 | -0.029724 | -120.236 | 119.9901 | -0.030448 | -120.2726 | 120.0184
Line7_8_9 | 0 | 0 | 0 | 0 | 0 | 0 | 0 | 0 | 0 | 0 | 0 | 0 | -3.2006e-11 | -2.397e-10 | 1.5451e-10 | 9.6861e-12 | 5.2297e-11 | 5.5213e-11 | -2.3108e-10 | 1.5024e-10 | 9.4855e-11 | -1.7534e-12 | -1.549e-11 | 1.0428e-12 | 0 | 0 | 0 | 0 | 0 | 0 |  | 0.94721 | 0.93473 | 0.93388 | 0.94721 | 0.93473 | 0.93388 | -0.030448 | -120.2726 | 120.0184 | -0.030448 | -120.2726 | 120.0184
Line8_8_10 | 0 | 0 | 0 | 0 | 0 | 0 | 0 | 0 | 0 | 0 | 0 | 0 | -3.2006e-11 | -2.397e-10 | 1.5451e-10 | 9.6861e-12 | 5.2297e-11 | 5.5213e-11 | -2.3108e-10 | 1.5024e-10 | 9.4855e-11 | -1.7534e-12 | -1.549e-11 | 1.0428e-12 | 0 | 0 | 0 | 0 | 0 | 0 |  | 0.94721 | 0.93473 | 0.93388 | 0.94721 | 0.93473 | 0.93388 | -0.030448 | -120.2726 | 120.0184 | -0.030448 | -120.2726 | 120.0184
Line9_3_11 | 0 | 0 | 0 | 0 | 0 | 0 | 0 | 0 | 0 | 0 | 0 | 0 | -1.3819e-10 | -2.1248e-10 | 2.3182e-10 | 1.1962e-10 | 1.8867e-10 | -1.8944e-10 | -2.5713e-10 | 2.9821e-10 | 5.8822e-11 | 2.188e-10 | -2.6298e-10 | -5.5798e-11 | 0 | 0 | 0 | 0 | 0 | 0 |  | 0.94966 | 0.94811 | 0.94733 | 0.94966 | 0.94811 | 0.94733 | -0.027561 | -120.1279 | 119.9066 | -0.027561 | -120.1279 | 119.9066

## LLG_min_fault_10
name | pf_ikss_a_from_ka | pf_ikss_b_from_ka | pf_ikss_c_from_ka | pf_ikss_a_to_ka | pf_ikss_b_to_ka | pf_ikss_c_to_ka | pf_skss_a_from_mw | pf_skss_b_from_mw | pf_skss_c_from_mw | pf_skss_a_to_mw | pf_skss_b_to_mw | pf_skss_c_to_mw | pf_p_a_from_mw | pf_p_b_from_mw | pf_p_c_from_mw | pf_p_a_to_mw | pf_p_b_to_mw | pf_p_c_to_mw | pf_q_a_from_mvar | pf_q_b_from_mvar | pf_q_c_from_mvar | pf_q_a_to_mvar | pf_q_b_to_mvar | pf_q_c_to_mvar | pf_ikss_a_from_degree | pf_ikss_b_from_degree | pf_ikss_c_from_degree | pf_ikss_a_to_degree | pf_ikss_b_to_degree | pf_ikss_c_to_degree | 3xI0 | pf_vm_a_from_pu | pf_vm_b_from_pu | pf_vm_c_from_pu | pf_vm_a_to_pu | pf_vm_b_to_pu | pf_vm_c_to_pu | pf_va_a_from_degree | pf_va_b_from_degree | pf_va_c_from_degree | pf_va_a_to_degree | pf_va_b_to_degree | pf_va_c_to_degree
Line0_1_2 | 0 | 0.028921 | 0.028895 | 0 | 0.028921 | 0.028895 | 0 | 0.0066791 | 0.006673 | 0 | 0.0066791 | 0.006673 | -1.5442e-10 | 0.0042314 | 0.004243 | 1.3725e-10 | -0.0042191 | -0.0042259 | -8.9759e-10 | 0.0042528 | 0.0042265 | 8.4076e-10 | -0.0042352 | -0.0042135 | 0 | -165.2726 | 75.0184 | 0 | 14.7274 | -104.9816 |  | 0.89968 | 0.89821 | 0.89747 | 0.8991 | 0.89504 | 0.89429 | -0.027561 | -120.1279 | 119.9066 | -0.028281 | -120.1637 | 119.9342
Line10_11_12 | 0 | 0 | 0 | 0 | 0 | 0 | 0 | 0 | 0 | 0 | 0 | 0 | -1.0631e-10 | -1.6346e-10 | 1.7833e-10 | 8.964e-11 | 1.4209e-10 | -1.403e-10 | -1.978e-10 | 2.2941e-10 | 4.5251e-11 | 1.6341e-10 | -1.9779e-10 | -4.2537e-11 | 0 | 0 | 0 | 0 | 0 | 0 |  | 0.89968 | 0.89821 | 0.89747 | 0.89968 | 0.89821 | 0.89747 | -0.027561 | -120.1279 | 119.9066 | -0.027561 | -120.1279 | 119.9066
Line11_12_13 | 0 | 0 | 0 | 0 | 0 | 0 | 0 | 0 | 0 | 0 | 0 | 0 | -8.8588e-11 | -1.3621e-10 | 1.4861e-10 | 7.1922e-11 | 1.1485e-10 | -1.1058e-10 | -1.6484e-10 | 1.9117e-10 | 3.7709e-11 | 1.3044e-10 | -1.5956e-10 | -3.4995e-11 | 0 | 0 | 0 | 0 | 0 | 0 |  | 0.89968 | 0.89821 | 0.89747 | 0.89968 | 0.89821 | 0.89747 | -0.027561 | -120.1279 | 119.9066 | -0.027561 | -120.1279 | 119.9066
Line12_13_15 | 0 | 0 | 0 | 0 | 0 | 0 | 0 | 0 | 0 | 0 | 0 | 0 | -5.3153e-11 | -8.1728e-11 | 8.9167e-11 | 3.6487e-11 | 6.0364e-11 | -5.1137e-11 | -9.8902e-11 | 1.147e-10 | 2.2626e-11 | 6.4507e-11 | -8.3088e-11 | -1.9912e-11 | 0 | 0 | 0 | 0 | 0 | 0 |  | 0.89968 | 0.89821 | 0.89747 | 0.89968 | 0.89821 | 0.89747 | -0.027561 | -120.1279 | 119.9066 | -0.027561 | -120.1279 | 119.9066
Line13_13_14 | 0 | 0 | 0 | 0 | 0 | 0 | 0 | 0 | 0 | 0 | 0 | 0 | -1.7718e-11 | -2.7243e-11 | 2.9722e-11 | 1.0516e-12 | 5.8785e-12 | 8.3076e-12 | -3.2967e-11 | 3.8235e-11 | 7.5419e-12 | -1.4282e-12 | -6.618e-12 | -4.8278e-12 | 0 | 0 | 0 | 0 | 0 | 0 |  | 0.89968 | 0.89821 | 0.89747 | 0.89968 | 0.89821 | 0.89747 | -0.027561 | -120.1279 | 119.9066 | -0.027561 | -120.1279 | 119.9066
Line14_15_16 | 0 | 0 | 0 | 0 | 0 | 0 | 0 | 0 | 0 | 0 | 0 | 0 | -3.5435e-11 | -5.4485e-11 | 5.9445e-11 | 1.8769e-11 | 3.3121e-11 | -2.1415e-11 | -6.5935e-11 | 7.647e-11 | 1.5084e-11 | 3.1539e-11 | -4.4853e-11 | -1.237e-11 | 0 | 0 | 0 | 0 | 0 | 0 |  | 0.89968 | 0.89821 | 0.89747 | 0.89968 | 0.89821 | 0.89747 | -0.027561 | -120.1279 | 119.9066 | -0.027561 | -120.1279 | 119.9066
Line15_16_17 | 0 | 0 | 0 | 0 | 0 | 0 | 0 | 0 | 0 | 0 | 0 | 0 | -1.7718e-11 | -2.7243e-11 | 2.9722e-11 | 1.0516e-12 | 5.8785e-12 | 8.3076e-12 | -3.2967e-11 | 3.8235e-11 | 7.5419e-12 | -1.4282e-12 | -6.618e-12 | -4.8278e-12 | 0 | 0 | 0 | 0 | 0 | 0 |  | 0.89968 | 0.89821 | 0.89747 | 0.89968 | 0.89821 | 0.89747 | -0.027561 | -120.1279 | 119.9066 | -0.027561 | -120.1279 | 119.9066
Line16_4_18 | 0 | 0 | 0 | 0 | 0 | 0 | 0 | 0 | 0 | 0 | 0 | 0 | -1.7718e-11 | -2.7243e-11 | 2.9722e-11 | 1.0516e-12 | 5.8785e-12 | 8.3076e-12 | -3.2967e-11 | 3.8235e-11 | 7.5419e-12 | -1.4282e-12 | -6.618e-12 | -4.8278e-12 | 0 | 0 | 0 | 0 | 0 | 0 |  | 0.89968 | 0.89821 | 0.89747 | 0.89968 | 0.89821 | 0.89747 | -0.027561 | -120.1279 | 119.9066 | -0.027561 | -120.1279 | 119.9066
Line17_5_19 | 0 | 0 | 0 | 0 | 0 | 0 | 0 | 0 | 0 | 0 | 0 | 0 | -1.7718e-11 | -2.7243e-11 | 2.9722e-11 | 1.0516e-12 | 5.8785e-12 | 8.3076e-12 | -3.2967e-11 | 3.8235e-11 | 7.5419e-12 | -1.4282e-12 | -6.618e-12 | -4.8278e-12 | 0 | 0 | 0 | 0 | 0 | 0 |  | 0.89968 | 0.89821 | 0.89747 | 0.89968 | 0.89821 | 0.89747 | -0.027561 | -120.1279 | 119.9066 | -0.027561 | -120.1279 | 119.9066
Line1_1_3 | 0 | 0 | 0 | 0 | 0 | 0 | 0 | 0 | 0 | 0 | 0 | 0 | -1.4174e-10 | -2.1794e-10 | 2.3778e-10 | 1.2507e-10 | 1.9658e-10 | -1.9975e-10 | -2.6374e-10 | 3.0588e-10 | 6.0335e-11 | 2.2934e-10 | -2.7426e-10 | -5.7621e-11 | 0 | 0 | 0 | 0 | 0 | 0 |  | 0.89968 | 0.89821 | 0.89747 | 0.89968 | 0.89821 | 0.89747 | -0.027561 | -120.1279 | 119.9066 | -0.027561 | -120.1279 | 119.9066
Line2_1_4 | 0 | 0 | 0 | 0 | 0 | 0 | 0 | 0 | 0 | 0 | 0 | 0 | -3.5435e-11 | -5.4485e-11 | 5.9445e-11 | 1.8769e-11 | 3.3121e-11 | -2.1415e-11 | -6.5935e-11 | 7.647e-11 | 1.5084e-11 | 3.1539e-11 | -4.4853e-11 | -1.237e-11 | 0 | 0 | 0 | 0 | 0 | 0 |  | 0.89968 | 0.89821 | 0.89747 | 0.89968 | 0.89821 | 0.89747 | -0.027561 | -120.1279 | 119.9066 | -0.027561 | -120.1279 | 119.9066
Line3_1_5 | 0 | 0 | 0 | 0 | 0 | 0 | 0 | 0 | 0 | 0 | 0 | 0 | -3.5435e-11 | -5.4485e-11 | 5.9445e-11 | 1.8769e-11 | 3.3121e-11 | -2.1415e-11 | -6.5935e-11 | 7.647e-11 | 1.5084e-11 | 3.1539e-11 | -4.4853e-11 | -1.237e-11 | 0 | 0 | 0 | 0 | 0 | 0 |  | 0.89968 | 0.89821 | 0.89747 | 0.89968 | 0.89821 | 0.89747 | -0.027561 | -120.1279 | 119.9066 | -0.027561 | -120.1279 | 119.9066
Line4_2_6 | 0 | 0.028921 | 0.028895 | 0 | 0.028921 | 0.028895 | 0 | 0.0066791 | 0.006673 | 0 | 0.0066791 | 0.006673 | -1.3429e-10 | 0.0042191 | 0.0042259 | 1.1629e-10 | -0.0042068 | -0.0042088 | -8.4223e-10 | 0.0042352 | 0.0042135 | 7.4175e-10 | -0.0042175 | -0.0042005 | 0 | -165.2726 | 75.0184 | 0 | 14.7274 | -104.9816 |  | 0.8991 | 0.89504 | 0.89429 | 0.89852 | 0.89187 | 0.8911 | -0.028281 | -120.1637 | 119.9342 | -0.029002 | -120.1997 | 119.9621
Line5_6_7 | 0 | 0.028921 | 0.028895 | 0 | 0.028921 | 0.028895 | 0 | 0.0066791 | 0.006673 | 0 | 0.0066791 | 0.006673 | -1.1141e-10 | 0.0042068 | 0.0042088 | 9.2585e-11 | -0.0041945 | -0.0041917 | -7.4325e-10 | 0.0042175 | 0.0042005 | 5.992e-10 | -0.0041999 | -0.0041876 | 0 | -165.2726 | 75.0184 | 0 | 14.7274 | -104.9816 |  | 0.89852 | 0.89187 | 0.8911 | 0.89794 | 0.8887 | 0.88791 | -0.029002 | -120.1997 | 119.9621 | -0.029724 | -120.236 | 119.9901
Line6_7_8 | 0 | 0.028921 | 0.028895 | 0 | 0.028921 | 0.028895 | 0 | 0.0066791 | 0.006673 | 0 | 0.0066791 | 0.006673 | -8.5798e-11 | 0.0041945 | 0.0041917 | 6.6144e-11 | -0.0041822 | -0.0041746 | -6.0074e-10 | 0.0041999 | 0.0041876 | 4.1321e-10 | -0.0041822 | -0.0041746 | 0 | -165.2726 | 75.0184 | 0 | 14.7274 | -104.9816 |  | 0.89794 | 0.8887 | 0.88791 | 0.89736 | 0.88553 | 0.88472 | -0.029724 | -120.236 | 119.9901 | -0.030448 | -120.2726 | 120.0184
Line7_8_9 | 0 | 0 | 0 | 0 | 0 | 0 | 0 | 0 | 0 | 0 | 0 | 0 | -2.8725e-11 | -2.1513e-10 | 1.3867e-10 | 8.6933e-12 | 4.6937e-11 | 4.9554e-11 | -2.0739e-10 | 1.3484e-10 | 8.5133e-11 | -1.5737e-12 | -1.3902e-11 | 9.3593e-13 | 0 | 0 | 0 | 0 | 0 | 0 |  | 0.89736 | 0.88553 | 0.88472 | 0.89736 | 0.88553 | 0.88472 | -0.030448 | -120.2726 | 120.0184 | -0.030448 | -120.2726 | 120.0184
Line8_8_10 | 0 | 0 | 0 | 0 | 0 | 0 | 0 | 0 | 0 | 0 | 0 | 0 | -2.8725e-11 | -2.1513e-10 | 1.3867e-10 | 8.6933e-12 | 4.6937e-11 | 4.9554e-11 | -2.0739e-10 | 1.3484e-10 | 8.5133e-11 | -1.5737e-12 | -1.3902e-11 | 9.3594e-13 | 0 | 0 | 0 | 0 | 0 | 0 |  | 0.89736 | 0.88553 | 0.88472 | 0.89736 | 0.88553 | 0.88472 | -0.030448 | -120.2726 | 120.0184 | -0.030448 | -120.2726 | 120.0184
Line9_3_11 | 0 | 0 | 0 | 0 | 0 | 0 | 0 | 0 | 0 | 0 | 0 | 0 | -1.2402e-10 | -1.907e-10 | 2.0806e-10 | 1.0736e-10 | 1.6933e-10 | -1.7003e-10 | -2.3077e-10 | 2.6764e-10 | 5.2793e-11 | 1.9638e-10 | -2.3603e-10 | -5.0079e-11 | 0 | 0 | 0 | 0 | 0 | 0 |  | 0.89968 | 0.89821 | 0.89747 | 0.89968 | 0.89821 | 0.89747 | -0.027561 | -120.1279 | 119.9066 | -0.027561 | -120.1279 | 119.9066