## LLL_max_6
name | pf_ikss_from_ka | pf_ikss_to_ka | pf_ip_from_ka | pf_ip_to_ka | pf_skss_from_mw | pf_skss_to_mw | pf_p_from_mw | pf_p_to_mw | pf_q_from_mvar | pf_q_to_mvar | pf_ikss_from_degree | pf_ikss_to_degree | pf_vm_from_pu | pf_vm_to_pu | pf_va_from_degree | pf_va_to_degree
Line0_1_2 | 0 | 0 | 0 | 0 | 0 | 0 | 0 | 0 | 0 | 0 | 0 | 0 | 0.70184 | 0.70184 | -7.4193 | -7.4193
Line10_11_12 | 0 | 0 | 0 | 0 | 0 | 0 | 0 | 0 | 0 | 0 | 0 | 0 | 0.70184 | 0.70184 | -7.4193 | -7.4193
Line11_12_13 | 0 | 0 | 0 | 0 | 0 | 0 | 0 | 0 | 0 | 0 | 0 | 0 | 0.70184 | 0.70184 | -7.4193 | -7.4193
Line12_13_15 | 0 | 0 | 0 | 0 | 0 | 0 | 0 | 0 | 0 | 0 | 0 | 0 | 0.70184 | 0.70184 | -7.4193 | -7.4193
Line13_13_14 | 0 | 0 | 0 | 0 | 0 | 0 | 0 | 0 | 0 | 0 | 0 | 0 | 0.70184 | 0.70184 | -7.4193 | -7.4193
Line14_15_16 | 0 | 0 | 0 | 0 | 0 | 0 | 0 | 0 | 0 | 0 | 0 | 0 | 0.70184 | 0.70184 | -7.4193 | -7.4193
Line15_16_17 | 0 | 0 | 0 | 0 | 0 | 0 | 0 | 0 | 0 | 0 | 0 | 0 | 0.70184 | 0.70184 | -7.4193 | -7.4193
Line16_4_18 | 3.6243 | 3.6243 | 0 | 7.0007 | 2.511 | 2.511 | 0.39406 | -1e-07 | 0.78812 | -1e-07 | -70.8543 | 109.1457 | 0.35092 | 0 | -7.4193 | 0
Line17_5_19 | 0 | 0 | 0 | 0 | 0 | 0 | 0 | 0 | 0 | 0 | 0 | 0 | 0.70184 | 0.70184 | -7.4193 | -7.4193
Line1_1_3 | 0 | 0 | 0 | 0 | 0 | 0 | 0 | 0 | 0 | 0 | 0 | 0 | 0.70184 | 0.70184 | -7.4193 | -7.4193
Line2_1_4 | 3.6243 | 3.6243 | 0 | 0 | 2.511 | 2.511 | 0.78812 | -0.39406 | 1.5762 | -0.78812 | -70.8543 | 109.1457 | 0.70184 | 0.35092 | -7.4193 | -7.4193
Line3_1_5 | 0 | 0 | 0 | 0 | 0 | 0 | 0 | 0 | 0 | 0 | 0 | 0 | 0.70184 | 0.70184 | -7.4193 | -7.4193
Line4_2_6 | 0 | 0 | 0 | 0 | 0 | 0 | 0 | 0 | 0 | 0 | 0 | 0 | 0.70184 | 0.70184 | -7.4193 | -7.4193
Line5_6_7 | 0 | 0 | 0 | 0 | 0 | 0 | 0 | 0 | 0 | 0 | 0 | 0 | 0.70184 | 0.70184 | -7.4193 | -7.4193
Line6_7_8 | 0 | 0 | 0 | 0 | 0 | 0 | 0 | 0 | 0 | 0 | 0 | 0 | 0.70184 | 0.70184 | -7.4193 | -7.4193
Line7_8_9 | 0 | 0 | 0 | 0 | 0 | 0 | 0 | 0 | 0 | 0 | 0 | 0 | 0.70184 | 0.70184 | -7.4193 | -7.4193
Line8_8_10 | 0 | 0 | 0 | 0 | 0 | 0 | 0 | 0 | 0 | 0 | 0 | 0 | 0.70184 | 0.70184 | -7.4193 | -7.4193
Line9_3_11 | 0 | 0 | 0 | 0 | 0 | 0 | 0 | 0 | 0 | 0 | 0 | 0 | 0.70184 | 0.70184 | -7.4193 | -7.4193

## LLL_max_10
name | pf_ikss_from_ka | pf_ikss_to_ka | pf_ip_from_ka | pf_ip_to_ka | pf_skss_from_mw | pf_skss_to_mw | pf_p_from_mw | pf_p_to_mw | pf_q_from_mvar | pf_q_to_mvar | pf_ikss_from_degree | pf_ikss_to_degree | pf_vm_from_pu | pf_vm_to_pu | pf_va_from_degree | pf_va_to_degree
Line0_1_2 | 0 | 0 | 0 | 0 | 0 | 0 | 0 | 0 | 0 | 0 | 0 | 0 | 0.72372 | 0.72372 | -7.6495 | -7.6495
Line10_11_12 | 0 | 0 | 0 | 0 | 0 | 0 | 0 | 0 | 0 | 0 | 0 | 0 | 0.72372 | 0.72372 | -7.6495 | -7.6495
Line11_12_13 | 0 | 0 | 0 | 0 | 0 | 0 | 0 | 0 | 0 | 0 | 0 | 0 | 0.72372 | 0.72372 | -7.6495 | -7.6495
Line12_13_15 | 0 | 0 | 0 | 0 | 0 | 0 | 0 | 0 | 0 | 0 | 0 | 0 | 0.72372 | 0.72372 | -7.6495 | -7.6495
Line13_13_14 | 0 | 0 | 0 | 0 | 0 | 0 | 0 | 0 | 0 | 0 | 0 | 0 | 0.72372 | 0.72372 | -7.6495 | -7.6495
Line14_15_16 | 0 | 0 | 0 | 0 | 0 | 0 | 0 | 0 | 0 | 0 | 0 | 0 | 0.72372 | 0.72372 | -7.6495 | -7.6495
Line15_16_17 | 0 | 0 | 0 | 0 | 0 | 0 | 0 | 0 | 0 | 0 | 0 | 0 | 0.72372 | 0.72372 | -7.6495 | -7.6495
Line16_4_18 | 3.7373 | 3.7373 | 0 | 7.2438 | 2.5893 | 2.5893 | 0.41902 | -1e-07 | 0.83803 | -1e-07 | -71.0844 | 108.9156 | 0.36186 | 0 | -7.6495 | 0
Line17_5_19 | 0 | 0 | 0 | 0 | 0 | 0 | 0 | 0 | 0 | 0 | 0 | 0 | 0.72372 | 0.72372 | -7.6495 | -7.6495
Line1_1_3 | 0 | 0 | 0 | 0 | 0 | 0 | 0 | 0 | 0 | 0 | 0 | 0 | 0.72372 | 0.72372 | -7.6495 | -7.6495
Line2_1_4 | 3.7373 | 3.7373 | 0 | 0 | 2.5893 | 2.5893 | 0.83803 | -0.41902 | 1.6761 | -0.83803 | -71.0844 | 108.9156 | 0.72372 | 0.36186 | -7.6495 | -7.6495
Line3_1_5 | 0 | 0 | 0 | 0 | 0 | 0 | 0 | 0 | 0 | 0 | 0 | 0 | 0.72372 | 0.72372 | -7.6495 | -7.6495
Line4_2_6 | 0 | 0 | 0 | 0 | 0 | 0 | 0 | 0 | 0 | 0 | 0 | 0 | 0.72372 | 0.72372 | -7.6495 | -7.6495
Line5_6_7 | 0 | 0 | 0 | 0 | 0 | 0 | 0 | 0 | 0 | 0 | 0 | 0 | 0.72372 | 0.72372 | -7.6495 | -7.6495
Line6_7_8 | 0 | 0 | 0 | 0 | 0 | 0 | 0 | 0 | 0 | 0 | 0 | 0 | 0.72372 | 0.72372 | -7.6495 | -7.6495
Line7_8_9 | 0 | 0 | 0 | 0 | 0 | 0 | 0 | 0 | 0 | 0 | 0 | 0 | 0.72372 | 0.72372 | -7.6495 | -7.6495
Line8_8_10 | 0 | 0 | 0 | 0 | 0 | 0 | 0 | 0 | 0 | 0 | 0 | 0 | 0.72372 | 0.72372 | -7.6495 | -7.6495
Line9_3_11 | 0 | 0 | 0 | 0 | 0 | 0 | 0 | 0 | 0 | 0 | 0 | 0 | 0.72372 | 0.72372 | -7.6495 | -7.6495

## LLL_max_fault_6
name | pf_ikss_from_ka | pf_ikss_to_ka | pf_ip_from_ka | pf_ip_to_ka | pf_skss_from_mw | pf_skss_to_mw | pf_p_from_mw | pf_p_to_mw | pf_q_from_mvar | pf_q_to_mvar | pf_ikss_from_degree | pf_ikss_to_degree | pf_vm_from_pu | pf_vm_to_pu | pf_va_from_degree | pf_va_to_degree
Line0_1_2 | 0 | 0 | 0 | 0 | 0 | 0 | 0 | 0 | 0 | 0 | 0 | 0 | 1.0474 | 1.0474 | -0.12051 | -0.12051
Line10_11_12 | 0 | 0 | 0 | 0 | 0 | 0 | 0 | 0 | 0 | 0 | 0 | 0 | 1.0474 | 1.0474 | -0.12051 | -0.12051
Line11_12_13 | 0 | 0 | 0 | 0 | 0 | 0 | 0 | 0 | 0 | 0 | 0 | 0 | 1.0474 | 1.0474 | -0.12051 | -0.12051
Line12_13_15 | 0 | 0 | 0 | 0 | 0 | 0 | 0 | 0 | 0 | 0 | 0 | 0 | 1.0474 | 1.0474 | -0.12051 | -0.12051
Line13_13_14 | 0 | 0 | 0 | 0 | 0 | 0 | 0 | 0 | 0 | 0 | 0 | 0 | 1.0474 | 1.0474 | -0.12051 | -0.12051
Line14_15_16 | 0 | 0 | 0 | 0 | 0 | 0 | 0 | 0 | 0 | 0 | 0 | 0 | 1.0474 | 1.0474 | -0.12051 | -0.12051
Line15_16_17 | 0 | 0 | 0 | 0 | 0 | 0 | 0 | 0 | 0 | 0 | 0 | 0 | 1.0474 | 1.0474 | -0.12051 | -0.12051
Line16_4_18 | 0.034003 | 0.034003 | 0 | 0.065681 | 0.023558 | 0.023558 | 0.017378 | -0.017343 | 0.017412 | -0.017343 | -45.2344 | 134.7656 | 1.0442 | 1.0411 | -0.17729 | -0.23442
Line17_5_19 | 0 | 0 | 0 | 0 | 0 | 0 | 0 | 0 | 0 | 0 | 0 | 0 | 1.0474 | 1.0474 | -0.12051 | -0.12051
Line1_1_3 | 0 | 0 | 0 | 0 | 0 | 0 | 0 | 0 | 0 | 0 | 0 | 0 | 1.0474 | 1.0474 | -0.12051 | -0.12051
Line2_1_4 | 0.034003 | 0.034003 | 0 | 0 | 0.023558 | 0.023558 | 0.017412 | -0.017378 | 0.017482 | -0.017412 | -45.2344 | 134.7656 | 1.0474 | 1.0442 | -0.12051 | -0.17729
Line3_1_5 | 0 | 0 | 0 | 0 | 0 | 0 | 0 | 0 | 0 | 0 | 0 | 0 | 1.0474 | 1.0474 | -0.12051 | -0.12051
Line4_2_6 | 0 | 0 | 0 | 0 | 0 | 0 | 0 | 0 | 0 | 0 | 0 | 0 | 1.0474 | 1.0474 | -0.12051 | -0.12051
Line5_6_7 | 0 | 0 | 0 | 0 | 0 | 0 | 0 | 0 | 0 | 0 | 0 | 0 | 1.0474 | 1.0474 | -0.12051 | -0.12051
Line6_7_8 | 0 | 0 | 0 | 0 | 0 | 0 | 0 | 0 | 0 | 0 | 0 | 0 | 1.0474 | 1.0474 | -0.12051 | -0.12051
Line7_8_9 | 0 | 0 | 0 | 0 | 0 | 0 | 0 | 0 | 0 | 0 | 0 | 0 | 1.0474 | 1.0474 | -0.12051 | -0.12051
Line8_8_10 | 0 | 0 | 0 | 0 | 0 | 0 | 0 | 0 | 0 | 0 | 0 | 0 | 1.0474 | 1.0474 | -0.12051 | -0.12051
Line9_3_11 | 0 | 0 | 0 | 0 | 0 | 0 | 0 | 0 | 0 | 0 | 0 | 0 | 1.0474 | 1.0474 | -0.12051 | -0.12051

## LLL_max_fault_10
name | pf_ikss_from_ka | pf_ikss_to_ka | pf_ip_from_ka | pf_ip_to_ka | pf_skss_from_mw | pf_skss_to_mw | pf_p_from_mw | pf_p_to_mw | pf_q_from_mvar | pf_q_to_mvar | pf_ikss_from_degree | pf_ikss_to_degree | pf_vm_from_pu | pf_vm_to_pu | pf_va_from_degree | pf_va_to_degree
Line0_1_2 | 0 | 0 | 0 | 0 | 0 | 0 | 0 | 0 | 0 | 0 | 0 | 0 | 1.0971 | 1.0971 | -0.12619 | -0.12619
Line10_11_12 | 0 | 0 | 0 | 0 | 0 | 0 | 0 | 0 | 0 | 0 | 0 | 0 | 1.0971 | 1.0971 | -0.12619 | -0.12619
Line11_12_13 | 0 | 0 | 0 | 0 | 0 | 0 | 0 | 0 | 0 | 0 | 0 | 0 | 1.0971 | 1.0971 | -0.12619 | -0.12619
Line12_13_15 | 0 | 0 | 0 | 0 | 0 | 0 | 0 | 0 | 0 | 0 | 0 | 0 | 1.0971 | 1.0971 | -0.12619 | -0.12619
Line13_13_14 | 0 | 0 | 0 | 0 | 0 | 0 | 0 | 0 | 0 | 0 | 0 | 0 | 1.0971 | 1.0971 | -0.12619 | -0.12619
Line14_15_16 | 0 | 0 | 0 | 0 | 0 | 0 | 0 | 0 | 0 | 0 | 0 | 0 | 1.0971 | 1.0971 | -0.12619 | -0.12619
Line15_16_17 | 0 | 0 | 0 | 0 | 0 | 0 | 0 | 0 | 0 | 0 | 0 | 0 | 1.0971 | 1.0971 | -0.12619 | -0.12619
Line16_4_18 | 0.035618 | 0.035618 | 0 | 0.069037 | 0.024677 | 0.024677 | 0.019068 | -0.01903 | 0.019106 | -0.01903 | -45.2401 | 134.7599 | 1.0938 | 1.0906 | -0.18297 | -0.2401
Line17_5_19 | 0 | 0 | 0 | 0 | 0 | 0 | 0 | 0 | 0 | 0 | 0 | 0 | 1.0971 | 1.0971 | -0.12619 | -0.12619
Line1_1_3 | 0 | 0 | 0 | 0 | 0 | 0 | 0 | 0 | 0 | 0 | 0 | 0 | 1.0971 | 1.0971 | -0.12619 | -0.12619
Line2_1_4 | 0.035618 | 0.035618 | 0 | 0 | 0.024677 | 0.024677 | 0.019106 | -0.019068 | 0.019182 | -0.019106 | -45.2401 | 134.7599 | 1.0971 | 1.0938 | -0.12619 | -0.18297
Line3_1_5 | 0 | 0 | 0 | 0 | 0 | 0 | 0 | 0 | 0 | 0 | 0 | 0 | 1.0971 | 1.0971 | -0.12619 | -0.12619
Line4_2_6 | 0 | 0 | 0 | 0 | 0 | 0 | 0 | 0 | 0 | 0 | 0 | 0 | 1.0971 | 1.0971 | -0.12619 | -0.12619
Line5_6_7 | 0 | 0 | 0 | 0 | 0 | 0 | 0 | 0 | 0 | 0 | 0 | 0 | 1.0971 | 1.0971 | -0.12619 | -0.12619
Line6_7_8 | 0 | 0 | 0 | 0 | 0 | 0 | 0 | 0 | 0 | 0 | 0 | 0 | 1.0971 | 1.0971 | -0.12619 | -0.12619
Line7_8_9 | 0 | 0 | 0 | 0 | 0 | 0 | 0 | 0 | 0 | 0 | 0 | 0 | 1.0971 | 1.0971 | -0.12619 | -0.12619
Line8_8_10 | 0 | 0 | 0 | 0 | 0 | 0 | 0 | 0 | 0 | 0 | 0 | 0 | 1.0971 | 1.0971 | -0.12619 | -0.12619
Line9_3_11 | 0 | 0 | 0 | 0 | 0 | 0 | 0 | 0 | 0 | 0 | 0 | 0 | 1.0971 | 1.0971 | -0.12619 | -0.12619

## LLL_min_6
name | pf_ikss_from_ka | pf_ikss_to_ka | pf_ip_from_ka | pf_ip_to_ka | pf_skss_from_mw | pf_skss_to_mw | pf_p_from_mw | pf_p_to_mw | pf_q_from_mvar | pf_q_to_mvar | pf_ikss_from_degree | pf_ikss_to_degree | pf_vm_from_pu | pf_vm_to_pu | pf_va_from_degree | pf_va_to_degree
Line0_1_2 | 0 | 0 | 0 | 0 | 0 | 0 | 0 | 0 | 0 | 0 | 0 | 0 | 0.695 | 0.695 | -11.6026 | -11.6026
Line10_11_12 | 0 | 0 | 0 | 0 | 0 | 0 | 0 | 0 | 0 | 0 | 0 | 0 | 0.695 | 0.695 | -11.6026 | -11.6026
Line11_12_13 | 0 | 0 | 0 | 0 | 0 | 0 | 0 | 0 | 0 | 0 | 0 | 0 | 0.695 | 0.695 | -11.6026 | -11.6026
Line12_13_15 | 0 | 0 | 0 | 0 | 0 | 0 | 0 | 0 | 0 | 0 | 0 | 0 | 0.695 | 0.695 | -11.6026 | -11.6026
Line13_13_14 | 0 | 0 | 0 | 0 | 0 | 0 | 0 | 0 | 0 | 0 | 0 | 0 | 0.695 | 0.695 | -11.6026 | -11.6026
Line14_15_16 | 0 | 0 | 0 | 0 | 0 | 0 | 0 | 0 | 0 | 0 | 0 | 0 | 0.695 | 0.695 | -11.6026 | -11.6026
Line15_16_17 | 0 | 0 | 0 | 0 | 0 | 0 | 0 | 0 | 0 | 0 | 0 | 0 | 0.695 | 0.695 | -11.6026 | -11.6026
Line16_4_18 | 2.8946 | 2.8946 | 0 | 4.7808 | 2.0055 | 2.0055 | 0.48263 | -1e-07 | 0.50274 | -1e-07 | -57.7717 | 122.2283 | 0.3475 | 0 | -11.6026 | 0
Line17_5_19 | 0 | 0 | 0 | 0 | 0 | 0 | 0 | 0 | 0 | 0 | 0 | 0 | 0.695 | 0.695 | -11.6026 | -11.6026
Line1_1_3 | 0 | 0 | 0 | 0 | 0 | 0 | 0 | 0 | 0 | 0 | 0 | 0 | 0.695 | 0.695 | -11.6026 | -11.6026
Line2_1_4 | 2.8946 | 2.8946 | 0 | 0 | 2.0055 | 2.0055 | 0.96525 | -0.48263 | 1.0055 | -0.50274 | -57.7717 | 122.2283 | 0.695 | 0.3475 | -11.6026 | -11.6026
Line3_1_5 | 0 | 0 | 0 | 0 | 0 | 0 | 0 | 0 | 0 | 0 | 0 | 0 | 0.695 | 0.695 | -11.6026 | -11.6026
Line4_2_6 | 0 | 0 | 0 | 0 | 0 | 0 | 0 | 0 | 0 | 0 | 0 | 0 | 0.695 | 0.695 | -11.6026 | -11.6026
Line5_6_7 | 0 | 0 | 0 | 0 | 0 | 0 | 0 | 0 | 0 | 0 | 0 | 0 | 0.695 | 0.695 | -11.6026 | -11.6026
Line6_7_8 | 0 | 0 | 0 | 0 | 0 | 0 | 0 | 0 | 0 | 0 | 0 | 0 | 0.695 | 0.695 | -11.6026 | -11.6026
Line7_8_9 | 0 | 0 | 0 | 0 | 0 | 0 | 0 | 0 | 0 | 0 | 0 | 0 | 0.695 | 0.695 | -11.6026 | -11.6026
Line8_8_10 | 0 | 0 | 0 | 0 | 0 | 0 | 0 | 0 | 0 | 0 | 0 | 0 | 0.695 | 0.695 | -11.6026 | -11.6026
Line9_3_11 | 0 | 0 | 0 | 0 | 0 | 0 | 0 | 0 | 0 | 0 | 0 | 0 | 0.695 | 0.695 | -11.6026 | -11.6026

## LLL_min_10
name | pf_ikss_from_ka | pf_ikss_to_ka | pf_ip_from_ka | pf_ip_to_ka | pf_skss_from_mw | pf_skss_to_mw | pf_p_from_mw | pf_p_to_mw | pf_q_from_mvar | pf_q_to_mvar | pf_ikss_from_degree | pf_ikss_to_degree | pf_vm_from_pu | pf_vm_to_pu | pf_va_from_degree | pf_va_to_degree
Line0_1_2 | 0 | 0 | 0 | 0 | 0 | 0 | 0 | 0 | 0 | 0 | 0 | 0 | 0.65842 | 0.65842 | -11.6026 | -11.6026
Line10_11_12 | 0 | 0 | 0 | 0 | 0 | 0 | 0 | 0 | 0 | 0 | 0 | 0 | 0.65842 | 0.65842 | -11.6026 | -11.6026
Line11_12_13 | 0 | 0 | 0 | 0 | 0 | 0 | 0 | 0 | 0 | 0 | 0 | 0 | 0.65842 | 0.65842 | -11.6026 | -11.6026
Line12_13_15 | 0 | 0 | 0 | 0 | 0 | 0 | 0 | 0 | 0 | 0 | 0 | 0 | 0.65842 | 0.65842 | -11.6026 | -11.6026
Line13_13_14 | 0 | 0 | 0 | 0 | 0 | 0 | 0 | 0 | 0 | 0 | 0 | 0 | 0.65842 | 0.65842 | -11.6026 | -11.6026
Line14_15_16 | 0 | 0 | 0 | 0 | 0 | 0 | 0 | 0 | 0 | 0 | 0 | 0 | 0.65842 | 0.65842 | -11.6026 | -11.6026
Line15_16_17 | 0 | 0 | 0 | 0 | 0 | 0 | 0 | 0 | 0 | 0 | 0 | 0 | 0.65842 | 0.65842 | -11.6026 | -11.6026
Line16_4_18 | 2.7423 | 2.7423 | 0 | 4.5292 | 1.8999 | 1.8999 | 0.43316 | -1e-07 | 0.45121 | -1e-07 | -57.7717 | 122.2283 | 0.32921 | 0 | -11.6026 | 0
Line17_5_19 | 0 | 0 | 0 | 0 | 0 | 0 | 0 | 0 | 0 | 0 | 0 | 0 | 0.65842 | 0.65842 | -11.6026 | -11.6026
Line1_1_3 | 0 | 0 | 0 | 0 | 0 | 0 | 0 | 0 | 0 | 0 | 0 | 0 | 0.65842 | 0.65842 | -11.6026 | -11.6026
Line2_1_4 | 2.7423 | 2.7423 | 0 | 0 | 1.8999 | 1.8999 | 0.86632 | -0.43316 | 0.90242 | -0.45121 | -57.7717 | 122.2283 | 0.65842 | 0.32921 | -11.6026 | -11.6026
Line3_1_5 | 0 | 0 | 0 | 0 | 0 | 0 | 0 | 0 | 0 | 0 | 0 | 0 | 0.65842 | 0.65842 | -11.6026 | -11.6026
Line4_2_6 | 0 | 0 | 0 | 0 | 0 | 0 | 0 | 0 | 0 | 0 | 0 | 0 | 0.65842 | 0.65842 | -11.6026 | -11.6026
Line5_6_7 | 0 | 0 | 0 | 0 | 0 | 0 | 0 | 0 | 0 | 0 | 0 | 0 | 0.65842 | 0.65842 | -11.6026 | -11.6026
Line6_7_8 | 0 | 0 | 0 | 0 | 0 | 0 | 0 | 0 | 0 | 0 | 0 | 0 | 0.65842 | 0.65842 | -11.6026 | -11.6026
Line7_8_9 | 0 | 0 | 0 | 0 | 0 | 0 | 0 | 0 | 0 | 0 | 0 | 0 | 0.65842 | 0.65842 | -11.6026 | -11.6026
Line8_8_10 | 0 | 0 | 0 | 0 | 0 | 0 | 0 | 0 | 0 | 0 | 0 | 0 | 0.65842 | 0.65842 | -11.6026 | -11.6026
Line9_3_11 | 0 | 0 | 0 | 0 | 0 | 0 | 0 | 0 | 0 | 0 | 0 | 0 | 0.65842 | 0.65842 | -11.6026 | -11.6026

## LLL_min_fault_6
name | pf_ikss_from_ka | pf_ikss_to_ka | pf_ip_from_ka | pf_ip_to_ka | pf_skss_from_mw | pf_skss_to_mw | pf_p_from_mw | pf_p_to_mw | pf_q_from_mvar | pf_q_to_mvar | pf_ikss_from_degree | pf_ikss_to_degree | pf_vm_from_pu | pf_vm_to_pu | pf_va_from_degree | pf_va_to_degree
Line0_1_2 | 0 | 0 | 0 | 0 | 0 | 0 | 0 | 0 | 0 | 0 | 0 | 0 | 0.94754 | 0.94754 | -0.12527 | -0.12527
Line10_11_12 | 0 | 0 | 0 | 0 | 0 | 0 | 0 | 0 | 0 | 0 | 0 | 0 | 0.94754 | 0.94754 | -0.12527 | -0.12527
Line11_12_13 | 0 | 0 | 0 | 0 | 0 | 0 | 0 | 0 | 0 | 0 | 0 | 0 | 0.94754 | 0.94754 | -0.12527 | -0.12527
Line12_13_15 | 0 | 0 | 0 | 0 | 0 | 0 | 0 | 0 | 0 | 0 | 0 | 0 | 0.94754 | 0.94754 | -0.12527 | -0.12527
Line13_13_14 | 0 | 0 | 0 | 0 | 0 | 0 | 0 | 0 | 0 | 0 | 0 | 0 | 0.94754 | 0.94754 | -0.12527 | -0.12527
Line14_15_16 | 0 | 0 | 0 | 0 | 0 | 0 | 0 | 0 | 0 | 0 | 0 | 0 | 0.94754 | 0.94754 | -0.12527 | -0.12527
Line15_16_17 | 0 | 0 | 0 | 0 | 0 | 0 | 0 | 0 | 0 | 0 | 0 | 0 | 0.94754 | 0.94754 | -0.12527 | -0.12527
Line16_4_18 | 0.030706 | 0.030706 | 0 | 0.050714 | 0.021274 | 0.021274 | 0.014197 | -0.014143 | 0.014199 | -0.014143 | -45.1344 | 134.8656 | 0.94385 | 0.94017 | -0.1298 | -0.13436
Line17_5_19 | 0 | 0 | 0 | 0 | 0 | 0 | 0 | 0 | 0 | 0 | 0 | 0 | 0.94754 | 0.94754 | -0.12527 | -0.12527
Line1_1_3 | 0 | 0 | 0 | 0 | 0 | 0 | 0 | 0 | 0 | 0 | 0 | 0 | 0.94754 | 0.94754 | -0.12527 | -0.12527
Line2_1_4 | 0.030706 | 0.030706 | 0 | 0 | 0.021274 | 0.021274 | 0.014251 | -0.014197 | 0.014256 | -0.014199 | -45.1344 | 134.8656 | 0.94754 | 0.94385 | -0.12527 | -0.1298
Line3_1_5 | 0 | 0 | 0 | 0 | 0 | 0 | 0 | 0 | 0 | 0 | 0 | 0 | 0.94754 | 0.94754 | -0.12527 | -0.12527
Line4_2_6 | 0 | 0 | 0 | 0 | 0 | 0 | 0 | 0 | 0 | 0 | 0 | 0 | 0.94754 | 0.94754 | -0.12527 | -0.12527
Line5_6_7 | 0 | 0 | 0 | 0 | 0 | 0 | 0 | 0 | 0 | 0 | 0 | 0 | 0.94754 | 0.94754 | -0.12527 | -0.12527
Line6_7_8 | 0 | 0 | 0 | 0 | 0 | 0 | 0 | 0 | 0 | 0 | 0 | 0 | 0.94754 | 0.94754 | -0.12527 | -0.12527
Line7_8_9 | 0 | 0 | 0 | 0 | 0 | 0 | 0 | 0 | 0 | 0 | 0 | 0 | 0.94754 | 0.94754 | -0.12527 | -0.12527
Line8_8_10 | 0 | 0 | 0 | 0 | 0 | 0 | 0 | 0 | 0 | 0 | 0 | 0 | 0.94754 | 0.94754 | -0.12527 | -0.12527
Line9_3_11 | 0 | 0 | 0 | 0 | 0 | 0 | 0 | 0 | 0 | 0 | 0 | 0 | 0.94754 | 0.94754 | -0.12527 | -0.12527

## LLL_min_fault_10
name | pf_ikss_from_ka | pf_ikss_to_ka | pf_ip_from_ka | pf_ip_to_ka | pf_skss_from_mw | pf_skss_to_mw | pf_p_from_mw | pf_p_to_mw | pf_q_from_mvar | pf_q_to_mvar | pf_ikss_from_degree | pf_ikss_to_degree | pf_vm_from_pu | pf_vm_to_pu | pf_va_from_degree | pf_va_to_degree
Line0_1_2 | 0 | 0 | 0 | 0 | 0 | 0 | 0 | 0 | 0 | 0 | 0 | 0 | 0.89767 | 0.89767 | -0.12527 | -0.12527
Line10_11_12 | 0 | 0 | 0 | 0 | 0 | 0 | 0 | 0 | 0 | 0 | 0 | 0 | 0.89767 | 0.89767 | -0.12527 | -0.12527
Line11_12_13 | 0 | 0 | 0 | 0 | 0 | 0 | 0 | 0 | 0 | 0 | 0 | 0 | 0.89767 | 0.89767 | -0.12527 | -0.12527
Line12_13_15 | 0 | 0 | 0 | 0 | 0 | 0 | 0 | 0 | 0 | 0 | 0 | 0 | 0.89767 | 0.89767 | -0.12527 | -0.12527
Line13_13_14 | 0 | 0 | 0 | 0 | 0 | 0 | 0 | 0 | 0 | 0 | 0 | 0 | 0.89767 | 0.89767 | -0.12527 | -0.12527
Line14_15_16 | 0 | 0 | 0 | 0 | 0 | 0 | 0 | 0 | 0 | 0 | 0 | 0 | 0.89767 | 0.89767 | -0.12527 | -0.12527
Line15_16_17 | 0 | 0 | 0 | 0 | 0 | 0 | 0 | 0 | 0 | 0 | 0 | 0 | 0.89767 | 0.89767 | -0.12527 | -0.12527
Line16_4_18 | 0.02909 | 0.02909 | 0 | 0.048045 | 0.020154 | 0.020154 | 0.012742 | -0.012693 | 0.012744 | -0.012693 | -45.1344 | 134.8656 | 0.89418 | 0.89069 | -0.1298 | -0.13436
Line17_5_19 | 0 | 0 | 0 | 0 | 0 | 0 | 0 | 0 | 0 | 0 | 0 | 0 | 0.89767 | 0.89767 | -0.12527 | -0.12527
Line1_1_3 | 0 | 0 | 0 | 0 | 0 | 0 | 0 | 0 | 0 | 0 | 0 | 0 | 0.89767 | 0.89767 | -0.12527 | -0.12527
Line2_1_4 | 0.02909 | 0.02909 | 0 | 0 | 0.020154 | 0.020154 | 0.012791 | -0.012742 | 0.012795 | -0.012744 | -45.1344 | 134.8656 | 0.89767 | 0.89418 | -0.12527 | -0.1298
Line3_1_5 | 0 | 0 | 0 | 0 | 0 | 0 | 0 | 0 | 0 | 0 | 0 | 0 | 0.89767 | 0.89767 | -0.12527 | -0.12527
Line4_2_6 | 0 | 0 | 0 | 0 | 0 | 0 | 0 | 0 | 0 | 0 | 0 | 0 | 0.89767 | 0.89767 | -0.12527 | -0.12527
Line5_6_7 | 0 | 0 | 0 | 0 | 0 | 0 | 0 | 0 | 0 | 0 | 0 | 0 | 0.89767 | 0.89767 | -0.12527 | -0.12527
Line6_7_8 | 0 | 0 | 0 | 0 | 0 | 0 | 0 | 0 | 0 | 0 | 0 | 0 | 0.89767 | 0.89767 | -0.12527 | -0.12527
Line7_8_9 | 0 | 0 | 0 | 0 | 0 | 0 | 0 | 0 | 0 | 0 | 0 | 0 | 0.89767 | 0.89767 | -0.12527 | -0.12527
Line8_8_10 | 0 | 0 | 0 | 0 | 0 | 0 | 0 | 0 | 0 | 0 | 0 | 0 | 0.89767 | 0.89767 | -0.12527 | -0.12527
Line9_3_11 | 0 | 0 | 0 | 0 | 0 | 0 | 0 | 0 | 0 | 0 | 0 | 0 | 0.89767 | 0.89767 | -0.12527 | -0.12527

## LL_max_6
name | pf_ikss_a_from_ka | pf_ikss_b_from_ka | pf_ikss_c_from_ka | pf_ikss_a_to_ka | pf_ikss_b_to_ka | pf_ikss_c_to_ka | pf_skss_a_from_mw | pf_skss_b_from_mw | pf_skss_c_from_mw | pf_skss_a_to_mw | pf_skss_b_to_mw | pf_skss_c_to_mw | pf_p_a_from_mw | pf_p_b_from_mw | pf_p_c_from_mw | pf_p_a_to_mw | pf_p_b_to_mw | pf_p_c_to_mw | pf_q_a_from_mvar | pf_q_b_from_mvar | pf_q_c_from_mvar | pf_q_a_to_mvar | pf_q_b_to_mvar | pf_q_c_to_mvar | pf_ikss_a_from_degree | pf_ikss_b_from_degree | pf_ikss_c_from_degree | pf_ikss_a_to_degree | pf_ikss_b_to_degree | pf_ikss_c_to_degree | pf_vm_a_from_pu | pf_vm_b_from_pu | pf_vm_c_from_pu | pf_vm_a_to_pu | pf_vm_b_to_pu | pf_vm_c_to_pu | pf_va_a_from_degree | pf_va_b_from_degree | pf_va_c_from_degree | pf_va_a_to_degree | pf_va_b_to_degree | pf_va_c_to_degree
Line0_1_2 | 0 | 0 | 0 | 0 | 0 | 0 | 0 | 0 | 0 | 0 | 0 | 0 | 4.2744e-16 | -3.0235e-09 | -4.8365e-09 | -4.6629e-16 | 3.0235e-09 | 4.8365e-09 | 1.9429e-17 | 5.1114e-09 | -1.9712e-09 | -2.8267e-30 | -5.1114e-09 | 1.9712e-09 | 0 | 0 | 0 | 0 | 0 | 0 | 1.05 | 0.85292 | 0.7501 | 1.05 | 0.85292 | 0.7501 | 3.5668e-13 | -135.0364 | 126.5322 | 3.4733e-13 | -135.0364 | 126.5322
Line10_11_12 | 0 | 0 | 0 | 0 | 0 | 0 | 0 | 0 | 0 | 0 | 0 | 0 | 5.4401e-16 | -3.0235e-09 | -4.8365e-09 | -4.6629e-16 | 3.0235e-09 | 4.8365e-09 | 3.8858e-17 | 5.1114e-09 | -1.9712e-09 | -2.65e-30 | -5.1114e-09 | 1.9712e-09 | 0 | 0 | 0 | 0 | 0 | 0 | 1.05 | 0.85292 | 0.7501 | 1.05 | 0.85292 | 0.7501 | 3.3489e-13 | -135.0364 | 126.5322 | 3.2562e-13 | -135.0364 | 126.5322
Line11_12_13 | 0 | 0 | 0 | 0 | 0 | 0 | 0 | 0 | 0 | 0 | 0 | 0 | 5.0515e-16 | -2.5196e-09 | -4.0305e-09 | -4.2744e-16 | 2.5196e-09 | 4.0305e-09 | -1.9429e-17 | 4.2595e-09 | -1.6426e-09 | 3.8858e-17 | -4.2595e-09 | 1.6426e-09 | 0 | 0 | 0 | 0 | 0 | 0 | 1.05 | 0.85292 | 0.7501 | 1.05 | 0.85292 | 0.7501 | 3.2562e-13 | -135.0364 | 126.5322 | 3.1841e-13 | -135.0364 | 126.5322
Line12_13_15 | 0 | 0 | 0 | 0 | 0 | 0 | 0 | 0 | 0 | 0 | 0 | 0 | 1.9429e-16 | -1.5118e-09 | -2.4183e-09 | -2.3315e-16 | 1.5118e-09 | 2.4183e-09 | 5.8287e-17 | 2.5557e-09 | -9.8558e-10 | -5.8287e-17 | -2.5557e-09 | 9.8558e-10 | 0 | 0 | 0 | 0 | 0 | 0 | 1.05 | 0.85292 | 0.7501 | 1.05 | 0.85292 | 0.7501 | 3.1841e-13 | -135.0364 | 126.5322 | 3.1488e-13 | -135.0364 | 126.5322
Line13_13_14 | 0 | 0 | 0 | 0 | 0 | 0 | 0 | 0 | 0 | 0 | 0 | 0 | 3.8858e-17 | -5.0392e-10 | -8.0609e-10 | -3.8858e-17 | 5.0392e-10 | 8.0609e-10 | -1.9429e-17 | 8.5191e-10 | -3.2853e-10 | 1.9429e-17 | -8.5191e-10 | 3.2853e-10 | 0 | 0 | 0 | 0 | 0 | 0 | 1.05 | 0.85292 | 0.7501 | 1.05 | 0.85292 | 0.7501 | 3.1841e-13 | -135.0364 | 126.5322 | 3.1737e-13 | -135.0364 | 126.5322
Line14_15_16 | 0 | 0 | 0 | 0 | 0 | 0 | 0 | 0 | 0 | 0 | 0 | 0 | 1.5543e-16 | -1.0078e-09 | -1.6122e-09 | -1.5543e-16 | 1.0078e-09 | 1.6122e-09 | -3.8858e-17 | 1.7038e-09 | -6.5706e-10 | -8.4938e-31 | -1.7038e-09 | 6.5706e-10 | 0 | 0 | 0 | 0 | 0 | 0 | 1.05 | 0.85292 | 0.7501 | 1.05 | 0.85292 | 0.7501 | 3.1488e-13 | -135.0364 | 126.5322 | 3.131e-13 | -135.0364 | 126.5322
Line15_16_17 | 0 | 0 | 0 | 0 | 0 | 0 | 0 | 0 | 0 | 0 | 0 | 0 | -3.8858e-17 | -5.0392e-10 | -8.0609e-10 | 3.8858e-17 | 5.0392e-10 | 8.0609e-10 | 1.9429e-17 | 8.5191e-10 | -3.2853e-10 | 2.1199e-31 | -8.5191e-10 | 3.2853e-10 | 0 | 0 | 0 | 0 | 0 | 0 | 1.05 | 0.85292 | 0.7501 | 1.05 | 0.85292 | 0.7501 | 3.131e-13 | -135.0364 | 126.5322 | 3.1258e-13 | -135.0364 | 126.5322
Line16_4_18 | 0 | 3.1387 | 3.1387 | 0 | 3.1387 | 3.1387 | 0 | 0.72485 | 0.72485 | 0 | 0.72485 | 0.72485 | 2.3859e-31 | 0.45801 | -0.26098 | 0 | -0.3595 | 0.3595 | -3.8858e-17 | 0.072221 | 0.32184 | 0 | 0.12481 | -0.12481 | 0 | -160.8543 | 19.1457 | 0 | 19.1457 | -160.8543 | 1.05 | 0.63968 | 0.57164 | 1.05 | 0.525 | 0.525 | 3.5179e-13 | -151.8935 | 148.1848 | 3.4977e-13 | 180 | -180
Line17_5_19 | 0 | 0 | 0 | 0 | 0 | 0 | 0 | 0 | 0 | 0 | 0 | 0 | -3.8858e-17 | -5.0392e-10 | -8.0609e-10 | 0 | 5.0392e-10 | 8.0609e-10 | -2.408e-31 | 8.5191e-10 | -3.2853e-10 | 0 | -8.5191e-10 | 3.2853e-10 | 0 | 0 | 0 | 0 | 0 | 0 | 1.05 | 0.85292 | 0.7501 | 1.05 | 0.85292 | 0.7501 | 3.5505e-13 | -135.0364 | 126.5322 | 3.5453e-13 | -135.0364 | 126.5322
Line1_1_3 | 0 | 0 | 0 | 0 | 0 | 0 | 0 | 0 | 0 | 0 | 0 | 0 | 7.383e-16 | -4.0313e-09 | -6.4487e-09 | -7.383e-16 | 4.0313e-09 | 6.4487e-09 | 9.7145e-17 | 6.8153e-09 | -2.6282e-09 | -7.7716e-17 | -6.8153e-09 | 2.6282e-09 | 0 | 0 | 0 | 0 | 0 | 0 | 1.05 | 0.85292 | 0.7501 | 1.05 | 0.85292 | 0.7501 | 3.5668e-13 | -135.0364 | 126.5322 | 3.4537e-13 | -135.0364 | 126.5322
Line2_1_4 | 0 | 3.1387 | 3.1387 | 0 | 3.1387 | 3.1387 | 0 | 0.72485 | 0.72485 | 0 | 0.72485 | 0.72485 | 3.8858e-16 | 0.55653 | -0.16247 | -3.1086e-16 | -0.45801 | 0.26098 | -7.7716e-17 | 0.26925 | 0.51887 | 7.7716e-17 | -0.072221 | -0.32184 | 0 | -160.8543 | 19.1457 | 0 | 19.1457 | -160.8543 | 1.05 | 0.85292 | 0.7501 | 1.05 | 0.63968 | 0.57164 | 3.5668e-13 | -135.0364 | 126.5322 | 3.5179e-13 | -151.8935 | 148.1848
Line3_1_5 | 0 | 0 | 0 | 0 | 0 | 0 | 0 | 0 | 0 | 0 | 0 | 0 | 7.7716e-17 | -1.0078e-09 | -1.6122e-09 | -3.8858e-17 | 1.0078e-09 | 1.6122e-09 | 5.8287e-17 | 1.7038e-09 | -6.5706e-10 | -3.8858e-17 | -1.7038e-09 | 6.5706e-10 | 0 | 0 | 0 | 0 | 0 | 0 | 1.05 | 0.85292 | 0.7501 | 1.05 | 0.85292 | 0.7501 | 3.5668e-13 | -135.0364 | 126.5322 | 3.5505e-13 | -135.0364 | 126.5322
Line4_2_6 | 0 | 0 | 0 | 0 | 0 | 0 | 0 | 0 | 0 | 0 | 0 | 0 | 4.2744e-16 | -2.5196e-09 | -4.0305e-09 | -4.2744e-16 | 2.5196e-09 | 4.0305e-09 | -7.7716e-17 | 4.2595e-09 | -1.6426e-09 | 7.7716e-17 | -4.2595e-09 | 1.6426e-09 | 0 | 0 | 0 | 0 | 0 | 0 | 1.05 | 0.85292 | 0.7501 | 1.05 | 0.85292 | 0.7501 | 3.4733e-13 | -135.0364 | 126.5322 | 3.3852e-13 | -135.0364 | 126.5322
Line5_6_7 | 0 | 0 | 0 | 0 | 0 | 0 | 0 | 0 | 0 | 0 | 0 | 0 | 3.1086e-16 | -2.0157e-09 | -3.2244e-09 | -2.72e-16 | 2.0157e-09 | 3.2244e-09 | -5.8287e-17 | 3.4076e-09 | -1.3141e-09 | 7.7716e-17 | -3.4076e-09 | 1.3141e-09 | 0 | 0 | 0 | 0 | 0 | 0 | 1.05 | 0.85292 | 0.7501 | 1.05 | 0.85292 | 0.7501 | 3.3852e-13 | -135.0364 | 126.5322 | 3.3291e-13 | -135.0364 | 126.5322
Line6_7_8 | 0 | 0 | 0 | 0 | 0 | 0 | 0 | 0 | 0 | 0 | 0 | 0 | 7.7716e-17 | -1.5118e-09 | -2.4183e-09 | -1.1657e-16 | 1.5118e-09 | 2.4183e-09 | -1.9429e-17 | 2.5557e-09 | -9.8558e-10 | -6.6865e-31 | -2.5557e-09 | 9.8558e-10 | 0 | 0 | 0 | 0 | 0 | 0 | 1.05 | 0.85292 | 0.7501 | 1.05 | 0.85292 | 0.7501 | 3.3291e-13 | -135.0364 | 126.5322 | 3.2864e-13 | -135.0364 | 126.5322
Line7_8_9 | 0 | 0 | 0 | 0 | 0 | 0 | 0 | 0 | 0 | 0 | 0 | 0 | -7.7716e-17 | -5.0392e-10 | -8.0609e-10 | 7.7716e-17 | 5.0392e-10 | 8.0609e-10 | 1.9429e-17 | 8.5191e-10 | -3.2853e-10 | 4.4435e-31 | -8.5191e-10 | 3.2853e-10 | 0 | 0 | 0 | 0 | 0 | 0 | 1.05 | 0.85292 | 0.7501 | 1.05 | 0.85292 | 0.7501 | 3.2864e-13 | -135.0364 | 126.5322 | 3.276e-13 | -135.0364 | 126.5322
Line8_8_10 | 0 | 0 | 0 | 0 | 0 | 0 | 0 | 0 | 0 | 0 | 0 | 0 | 1.1144e-31 | -5.0392e-10 | -8.0609e-10 | 3.8858e-17 | 5.0392e-10 | 8.0609e-10 | -1.9429e-17 | 8.5191e-10 | -3.2853e-10 | 2.2235e-31 | -8.5191e-10 | 3.2853e-10 | 0 | 0 | 0 | 0 | 0 | 0 | 1.05 | 0.85292 | 0.7501 | 1.05 | 0.85292 | 0.7501 | 3.2864e-13 | -135.0364 | 126.5322 | 3.2786e-13 | -135.0364 | 126.5322
Line9_3_11 | 0 | 0 | 0 | 0 | 0 | 0 | 0 | 0 | 0 | 0 | 0 | 0 | 6.2172e-16 | -3.5274e-09 | -5.6426e-09 | -6.6058e-16 | 3.5274e-09 | 5.6426e-09 | 1.1657e-16 | 5.9633e-09 | -2.2997e-09 | -1.1657e-16 | -5.9633e-09 | 2.2997e-09 | 0 | 0 | 0 | 0 | 0 | 0 | 1.05 | 0.85292 | 0.7501 | 1.05 | 0.85292 | 0.7501 | 3.4537e-13 | -135.0364 | 126.5322 | 3.3489e-13 | -135.0364 | 126.5322

## LL_max_10
name | pf_ikss_a_from_ka | pf_ikss_b_from_ka | pf_ikss_c_from_ka | pf_ikss_a_to_ka | pf_ikss_b_to_ka | pf_ikss_c_to_ka | pf_skss_a_from_mw | pf_skss_b_from_mw | pf_skss_c_from_mw | pf_skss_a_to_mw | pf_skss_b_to_mw | pf_skss_c_to_mw | pf_p_a_from_mw | pf_p_b_from_mw | pf_p_c_from_mw | pf_p_a_to_mw | pf_p_b_to_mw | pf_p_c_to_mw | pf_q_a_from_mvar | pf_q_b_from_mvar | pf_q_c_from_mvar | pf_q_a_to_mvar | pf_q_b_to_mvar | pf_q_c_to_mvar | pf_ikss_a_from_degree | pf_ikss_b_from_degree | pf_ikss_c_from_degree | pf_ikss_a_to_degree | pf_ikss_b_to_degree | pf_ikss_c_to_degree | pf_vm_a_from_pu | pf_vm_b_from_pu | pf_vm_c_from_pu | pf_vm_a_to_pu | pf_vm_b_to_pu | pf_vm_c_to_pu | pf_va_a_from_degree | pf_va_b_from_degree | pf_va_c_from_degree | pf_va_a_to_degree | pf_va_b_to_degree | pf_va_c_to_degree
Line0_1_2 | 0 | 0 | 0 | 0 | 0 | 0 | 0 | 0 | 0 | 0 | 0 | 0 | 7.3275e-16 | -3.3669e-09 | -5.3859e-09 | -6.9204e-16 | 3.3669e-09 | 5.3859e-09 | 8.1416e-17 | 5.759e-09 | -2.262e-09 | -4.0708e-17 | -5.759e-09 | 2.262e-09 | 0 | 0 | 0 | 0 | 0 | 0 | 1.1 | 0.88719 | 0.77689 | 1.1 | 0.88719 | 0.77689 | -3.3414e-13 | -135.5593 | 126.9102 | -3.4489e-13 | -135.5593 | 126.9102
Line10_11_12 | 0 | 0 | 0 | 0 | 0 | 0 | 0 | 0 | 0 | 0 | 0 | 0 | 4.885e-16 | -3.3669e-09 | -5.3859e-09 | -5.6991e-16 | 3.3669e-09 | 5.3859e-09 | 8.1416e-17 | 5.759e-09 | -2.262e-09 | -8.1416e-17 | -5.759e-09 | 2.262e-09 | 0 | 0 | 0 | 0 | 0 | 0 | 1.1 | 0.88719 | 0.77689 | 1.1 | 0.88719 | 0.77689 | -3.5725e-13 | -135.5593 | 126.9102 | -3.6681e-13 | -135.5593 | 126.9102
Line11_12_13 | 0 | 0 | 0 | 0 | 0 | 0 | 0 | 0 | 0 | 0 | 0 | 0 | 4.4779e-16 | -2.8058e-09 | -4.4883e-09 | -3.6637e-16 | 2.8058e-09 | 4.4883e-09 | -2.8668e-30 | 4.7992e-09 | -1.885e-09 | 2.393e-30 | -4.7992e-09 | 1.885e-09 | 0 | 0 | 0 | 0 | 0 | 0 | 1.1 | 0.88719 | 0.77689 | 1.1 | 0.88719 | 0.77689 | -3.6681e-13 | -135.5593 | 126.9102 | -3.7424e-13 | -135.5593 | 126.9102
Line12_13_15 | 0 | 0 | 0 | 0 | 0 | 0 | 0 | 0 | 0 | 0 | 0 | 0 | 3.2567e-16 | -1.6835e-09 | -2.693e-09 | -2.4425e-16 | 1.6835e-09 | 2.693e-09 | 4.0708e-17 | 2.8795e-09 | -1.131e-09 | -4.0708e-17 | -2.8795e-09 | 1.131e-09 | 0 | 0 | 0 | 0 | 0 | 0 | 1.1 | 0.88719 | 0.77689 | 1.1 | 0.88719 | 0.77689 | -3.7424e-13 | -135.5593 | 126.9102 | -3.7788e-13 | -135.5593 | 126.9102
Line13_13_14 | 0 | 0 | 0 | 0 | 0 | 0 | 0 | 0 | 0 | 0 | 0 | 0 | 4.0708e-17 | -5.6115e-10 | -8.9765e-10 | 0 | 5.6115e-10 | 8.9765e-10 | -2.6589e-31 | 9.5983e-10 | -3.77e-10 | 0 | -9.5983e-10 | 3.77e-10 | 0 | 0 | 0 | 0 | 0 | 0 | 1.1 | 0.88719 | 0.77689 | 1.1 | 0.88719 | 0.77689 | -3.7424e-13 | -135.5593 | 126.9102 | -3.7532e-13 | -135.5593 | 126.9102
Line14_15_16 | 0 | 0 | 0 | 0 | 0 | 0 | 0 | 0 | 0 | 0 | 0 | 0 | 8.1416e-17 | -1.1223e-09 | -1.7953e-09 | -8.1416e-17 | 1.1223e-09 | 1.7953e-09 | 4.0708e-17 | 1.9197e-09 | -7.54e-10 | -4.0708e-17 | -1.9197e-09 | 7.54e-10 | 0 | 0 | 0 | 0 | 0 | 0 | 1.1 | 0.88719 | 0.77689 | 1.1 | 0.88719 | 0.77689 | -3.7788e-13 | -135.5593 | 126.9102 | -3.7971e-13 | -135.5593 | 126.9102
Line15_16_17 | 0 | 0 | 0 | 0 | 0 | 0 | 0 | 0 | 0 | 0 | 0 | 0 | 4.0708e-17 | -5.6115e-10 | -8.9765e-10 | -2.7016e-31 | 5.6115e-10 | 8.9765e-10 | 4.0708e-17 | 9.5983e-10 | -3.77e-10 | -4.0708e-17 | -9.5983e-10 | 3.77e-10 | 0 | 0 | 0 | 0 | 0 | 0 | 1.1 | 0.88719 | 0.77689 | 1.1 | 0.88719 | 0.77689 | -3.7971e-13 | -135.5593 | 126.9102 | -3.8024e-13 | -135.5593 | 126.9102
Line16_4_18 | 0 | 3.2366 | 3.2366 | 0 | 3.2366 | 3.2366 | 0 | 0.74746 | 0.74746 | 0 | 0.74746 | 0.74746 | -4.8354e-31 | 0.49365 | -0.28415 | 4.8649e-31 | -0.3889 | 0.3889 | -8.1416e-17 | 0.07624 | 0.34278 | 8.1416e-17 | 0.13327 | -0.13327 | 0 | -161.0844 | 18.9156 | 0 | 18.9156 | -161.0844 | 1.1 | 0.66828 | 0.59567 | 1.1 | 0.55 | 0.55 | -3.4029e-13 | -152.305 | 148.5727 | -3.4236e-13 | 180 | -180
Line17_5_19 | 0 | 0 | 0 | 0 | 0 | 0 | 0 | 0 | 0 | 0 | 0 | 0 | -4.0708e-17 | -5.6115e-10 | -8.9765e-10 | 4.0708e-17 | 5.6115e-10 | 8.9765e-10 | -4.0708e-17 | 9.5983e-10 | -3.77e-10 | 4.0708e-17 | -9.5983e-10 | 3.77e-10 | 0 | 0 | 0 | 0 | 0 | 0 | 1.1 | 0.88719 | 0.77689 | 1.1 | 0.88719 | 0.77689 | -3.3687e-13 | -135.5593 | 126.9102 | -3.374e-13 | -135.5593 | 126.9102
Line1_1_3 | 0 | 0 | 0 | 0 | 0 | 0 | 0 | 0 | 0 | 0 | 0 | 0 | 8.5487e-16 | -4.4892e-09 | -7.1812e-09 | -8.1416e-16 | 4.4892e-09 | 7.1812e-09 | 1.6283e-16 | 7.6787e-09 | -3.016e-09 | -1.2212e-16 | -7.6787e-09 | 3.016e-09 | 0 | 0 | 0 | 0 | 0 | 0 | 1.1 | 0.88719 | 0.77689 | 1.1 | 0.88719 | 0.77689 | -3.3414e-13 | -135.5593 | 126.9102 | -3.4645e-13 | -135.5593 | 126.9102
Line2_1_4 | 0 | 3.2366 | 3.2366 | 0 | 3.2366 | 3.2366 | 0 | 0.74746 | 0.74746 | 0 | 0.74746 | 0.74746 | 1.6283e-16 | 0.59841 | -0.17939 | -8.1416e-17 | -0.49365 | 0.28415 | 8.1416e-17 | 0.28575 | 0.55229 | -4.0708e-17 | -0.07624 | -0.34278 | 0 | -161.0844 | 18.9156 | 0 | 18.9156 | -161.0844 | 1.1 | 0.88719 | 0.77689 | 1.1 | 0.66828 | 0.59567 | -3.3414e-13 | -135.5593 | 126.9102 | -3.4029e-13 | -152.305 | 148.5727
Line3_1_5 | 0 | 0 | 0 | 0 | 0 | 0 | 0 | 0 | 0 | 0 | 0 | 0 | 2.0354e-16 | -1.1223e-09 | -1.7953e-09 | -1.6283e-16 | 1.1223e-09 | 1.7953e-09 | 4.0708e-17 | 1.9197e-09 | -7.5399e-10 | 9.5736e-31 | -1.9197e-09 | 7.5399e-10 | 0 | 0 | 0 | 0 | 0 | 0 | 1.1 | 0.88719 | 0.77689 | 1.1 | 0.88719 | 0.77689 | -3.3414e-13 | -135.5593 | 126.9102 | -3.3687e-13 | -135.5593 | 126.9102
Line4_2_6 | 0 | 0 | 0 | 0 | 0 | 0 | 0 | 0 | 0 | 0 | 0 | 0 | 4.4779e-16 | -2.8058e-09 | -4.4883e-09 | -4.4779e-16 | 2.8058e-09 | 4.4883e-09 | 1.2212e-16 | 4.7992e-09 | -1.885e-09 | -8.1416e-17 | -4.7992e-09 | 1.885e-09 | 0 | 0 | 0 | 0 | 0 | 0 | 1.1 | 0.88719 | 0.77689 | 1.1 | 0.88719 | 0.77689 | -3.4489e-13 | -135.5593 | 126.9102 | -3.519e-13 | -135.5593 | 126.9102
Line5_6_7 | 0 | 0 | 0 | 0 | 0 | 0 | 0 | 0 | 0 | 0 | 0 | 0 | 2.8496e-16 | -2.2446e-09 | -3.5906e-09 | -2.8496e-16 | 2.2446e-09 | 3.5906e-09 | 4.0708e-17 | 3.8393e-09 | -1.508e-09 | -4.0708e-17 | -3.8393e-09 | 1.508e-09 | 0 | 0 | 0 | 0 | 0 | 0 | 1.1 | 0.88719 | 0.77689 | 1.1 | 0.88719 | 0.77689 | -3.519e-13 | -135.5593 | 126.9102 | -3.602e-13 | -135.5593 | 126.9102
Line6_7_8 | 0 | 0 | 0 | 0 | 0 | 0 | 0 | 0 | 0 | 0 | 0 | 0 | 2.4425e-16 | -1.6835e-09 | -2.693e-09 | -2.8496e-16 | 1.6835e-09 | 2.693e-09 | -1.2212e-16 | 2.8795e-09 | -1.131e-09 | 8.1416e-17 | -2.8795e-09 | 1.131e-09 | 0 | 0 | 0 | 0 | 0 | 0 | 1.1 | 0.88719 | 0.77689 | 1.1 | 0.88719 | 0.77689 | -3.602e-13 | -135.5593 | 126.9102 | -3.6511e-13 | -135.5593 | 126.9102
Line7_8_9 | 0 | 0 | 0 | 0 | 0 | 0 | 0 | 0 | 0 | 0 | 0 | 0 | 2.594e-31 | -5.6115e-10 | -8.9765e-10 | 0 | 5.6115e-10 | 8.9765e-10 | 4.0708e-17 | 9.5983e-10 | -3.77e-10 | 0 | -9.5983e-10 | 3.77e-10 | 0 | 0 | 0 | 0 | 0 | 0 | 1.1 | 0.88719 | 0.77689 | 1.1 | 0.88719 | 0.77689 | -3.6511e-13 | -135.5593 | 126.9102 | -3.6619e-13 | -135.5593 | 126.9102
Line8_8_10 | 0 | 0 | 0 | 0 | 0 | 0 | 0 | 0 | 0 | 0 | 0 | 0 | 4.0708e-17 | -5.6115e-10 | -8.9765e-10 | -4.0708e-17 | 5.6115e-10 | 8.9765e-10 | -2.594e-31 | 9.5983e-10 | -3.77e-10 | 4.0708e-17 | -9.5983e-10 | 3.77e-10 | 0 | 0 | 0 | 0 | 0 | 0 | 1.1 | 0.88719 | 0.77689 | 1.1 | 0.88719 | 0.77689 | -3.6511e-13 | -135.5593 | 126.9102 | -3.6634e-13 | -135.5593 | 126.9102
Line9_3_11 | 0 | 0 | 0 | 0 | 0 | 0 | 0 | 0 | 0 | 0 | 0 | 0 | 8.1416e-16 | -3.9281e-09 | -6.2836e-09 | -8.1416e-16 | 3.9281e-09 | 6.2836e-09 | 4.0708e-17 | 6.7188e-09 | -2.639e-09 | -4.0708e-17 | -6.7188e-09 | 2.639e-09 | 0 | 0 | 0 | 0 | 0 | 0 | 1.1 | 0.88719 | 0.77689 | 1.1 | 0.88719 | 0.77689 | -3.4645e-13 | -135.5593 | 126.9102 | -3.5725e-13 | -135.5593 | 126.9102

## LL_max_fault_6
name | pf_ikss_a_from_ka | pf_ikss_b_from_ka | pf_ikss_c_from_ka | pf_ikss_a_to_ka | pf_ikss_b_to_ka | pf_ikss_c_to_ka | pf_skss_a_from_mw | pf_skss_b_from_mw | pf_skss_c_from_mw | pf_skss_a_to_mw | pf_skss_b_to_mw | pf_skss_c_to_mw | pf_p_a_from_mw | pf_p_b_from_mw | pf_p_c_from_mw | pf_p_a_to_mw | pf_p_b_to_mw | pf_p_c_to_mw | pf_q_a_from_mvar | pf_q_b_from_mvar | pf_q_c_from_mvar | pf_q_a_to_mvar | pf_q_b_to_mvar | pf_q_c_to_mvar | pf_ikss_a_from_degree | pf_ikss_b_from_degree | pf_ikss_c_from_degree | pf_ikss_a_to_degree | pf_ikss_b_to_degree | pf_ikss_c_to_degree | pf_vm_a_from_pu | pf_vm_b_from_pu | pf_vm_c_from_pu | pf_vm_a_to_pu | pf_vm_b_to_pu | pf_vm_c_to_pu | pf_va_a_from_degree | pf_va_b_from_degree | pf_va_c_from_degree | pf_va_a_to_degree | pf_va_b_to_degree | pf_va_c_to_degree
Line0_1_2 | 0 | 0 | 0 | 0 | 0 | 0 | 0 | 0 | 0 | 0 | 0 | 0 | 6.9823e-18 | -4.6325e-11 | -1.333e-10 | -7.5894e-18 | 4.6325e-11 | 1.333e-10 | 6.0715e-18 | 1.2762e-10 | 2.3032e-11 | -4.8572e-18 | -1.2762e-10 | -2.3032e-11 | 0 | 0 | 0 | 0 | 0 | 0 | 1.05 | 1.048 | 1.0442 | 1.05 | 1.048 | 1.0442 | 1.318e-14 | -120.3021 | 119.9453 | 1.3061e-14 | -120.3021 | 119.9453
Line10_11_12 | 0 | 0 | 0 | 0 | 0 | 0 | 0 | 0 | 0 | 0 | 0 | 0 | 7.2858e-18 | -4.6325e-11 | -1.333e-10 | -7.2858e-18 | 4.6325e-11 | 1.333e-10 | 2.4286e-18 | 1.2762e-10 | 2.3032e-11 | -3.6429e-18 | -1.2762e-10 | -2.3032e-11 | 0 | 0 | 0 | 0 | 0 | 0 | 1.05 | 1.048 | 1.0442 | 1.05 | 1.048 | 1.0442 | 1.2841e-14 | -120.3021 | 119.9453 | 1.269e-14 | -120.3021 | 119.9453
Line11_12_13 | 0 | 0 | 0 | 0 | 0 | 0 | 0 | 0 | 0 | 0 | 0 | 0 | 5.768e-18 | -3.8604e-11 | -1.1109e-10 | -5.768e-18 | 3.8604e-11 | 1.1109e-10 | 1.2143e-18 | 1.0635e-10 | 1.9193e-11 | -6.0715e-19 | -1.0635e-10 | -1.9193e-11 | 0 | 0 | 0 | 0 | 0 | 0 | 1.05 | 1.048 | 1.0442 | 1.05 | 1.048 | 1.0442 | 1.269e-14 | -120.3021 | 119.9453 | 1.2568e-14 | -120.3021 | 119.9453
Line12_13_15 | 0 | 0 | 0 | 0 | 0 | 0 | 0 | 0 | 0 | 0 | 0 | 0 | 3.9465e-18 | -2.3162e-11 | -6.6652e-11 | -3.9465e-18 | 2.3162e-11 | 6.6652e-11 | 1.2143e-18 | 6.3811e-11 | 1.1516e-11 | -2.4286e-18 | -6.3811e-11 | -1.1516e-11 | 0 | 0 | 0 | 0 | 0 | 0 | 1.05 | 1.048 | 1.0442 | 1.05 | 1.048 | 1.0442 | 1.2568e-14 | -120.3021 | 119.9453 | 1.2507e-14 | -120.3021 | 119.9453
Line13_13_14 | 0 | 0 | 0 | 0 | 0 | 0 | 0 | 0 | 0 | 0 | 0 | 0 | -6.0715e-19 | -7.7208e-12 | -2.2217e-11 | 6.0715e-19 | 7.7208e-12 | 2.2217e-11 | 6.0715e-19 | 2.127e-11 | 3.8387e-12 | -1.2143e-18 | -2.127e-11 | -3.8386e-12 | 0 | 0 | 0 | 0 | 0 | 0 | 1.05 | 1.048 | 1.0442 | 1.05 | 1.048 | 1.0442 | 1.2568e-14 | -120.3021 | 119.9453 | 1.2553e-14 | -120.3021 | 119.9453
Line14_15_16 | 0 | 0 | 0 | 0 | 0 | 0 | 0 | 0 | 0 | 0 | 0 | 0 | 2.7322e-18 | -1.5442e-11 | -4.4435e-11 | -2.7322e-18 | 1.5442e-11 | 4.4435e-11 | 1.2143e-18 | 4.2541e-11 | 7.6773e-12 | -6.0715e-19 | -4.2541e-11 | -7.6773e-12 | 0 | 0 | 0 | 0 | 0 | 0 | 1.05 | 1.048 | 1.0442 | 1.05 | 1.048 | 1.0442 | 1.2507e-14 | -120.3021 | 119.9453 | 1.2478e-14 | -120.3021 | 119.9453
Line15_16_17 | 0 | 0 | 0 | 0 | 0 | 0 | 0 | 0 | 0 | 0 | 0 | 0 | -9.1073e-19 | -7.7208e-12 | -2.2217e-11 | 9.1073e-19 | 7.7208e-12 | 2.2217e-11 | -6.0715e-19 | 2.127e-11 | 3.8387e-12 | 6.0715e-19 | -2.127e-11 | -3.8387e-12 | 0 | 0 | 0 | 0 | 0 | 0 | 1.05 | 1.048 | 1.0442 | 1.05 | 1.048 | 1.0442 | 1.2478e-14 | -120.3021 | 119.9453 | 1.2459e-14 | -120.3021 | 119.9453
Line16_4_18 | 0 | 0.0584 | 0.0584 | 0 | 0.0584 | 0.0584 | 0 | 0.013487 | 0.013487 | 0 | 0.013487 | 0.013487 | -5.5486e-34 | 0.013608 | 0.0035134 | -1.2143e-18 | -0.013574 | -0.0034793 | 2.4286e-18 | 0.0036287 | 0.013561 | -2.7623e-34 | -0.0035605 | -0.013493 | 0 | -135.4649 | 44.5351 | 0 | 44.5351 | -135.4649 | 1.05 | 1.0442 | 1.0387 | 1.05 | 1.0405 | 1.0331 | 1.309e-14 | -120.5336 | 120.01 | 1.3034e-14 | -120.7668 | 120.0754
Line17_5_19 | 0 | 0 | 0 | 0 | 0 | 0 | 0 | 0 | 0 | 0 | 0 | 0 | -3.0358e-19 | -7.7208e-12 | -2.2217e-11 | 9.1073e-19 | 7.7208e-12 | 2.2217e-11 | -6.9681e-35 | 2.127e-11 | 3.8387e-12 | 6.0715e-19 | -2.127e-11 | -3.8387e-12 | 0 | 0 | 0 | 0 | 0 | 0 | 1.05 | 1.048 | 1.0442 | 1.05 | 1.048 | 1.0442 | 1.3151e-14 | -120.3021 | 119.9453 | 1.3133e-14 | -120.3021 | 119.9453
Line1_1_3 | 0 | 0 | 0 | 0 | 0 | 0 | 0 | 0 | 0 | 0 | 0 | 0 | 9.1073e-18 | -6.1766e-11 | -1.7774e-10 | -9.7145e-18 | 6.1766e-11 | 1.7774e-10 | 7.2858e-18 | 1.7016e-10 | 3.0709e-11 | -6.6787e-18 | -1.7016e-10 | -3.0709e-11 | 0 | 0 | 0 | 0 | 0 | 0 | 1.05 | 1.048 | 1.0442 | 1.05 | 1.048 | 1.0442 | 1.318e-14 | -120.3021 | 119.9453 | 1.3007e-14 | -120.3021 | 119.9453
Line2_1_4 | 0 | 0.0584 | 0.0584 | 0 | 0.0584 | 0.0584 | 0 | 0.013487 | 0.013487 | 0 | 0.013487 | 0.013487 | 4.2501e-18 | 0.013642 | 0.0035475 | -3.6429e-18 | -0.013608 | -0.0035134 | 1.2143e-18 | 0.003697 | 0.013629 | -8.3229e-34 | -0.0036287 | -0.013561 | 0 | -135.4649 | 44.5351 | 0 | 44.5351 | -135.4649 | 1.05 | 1.048 | 1.0442 | 1.05 | 1.0442 | 1.0387 | 1.318e-14 | -120.3021 | 119.9453 | 1.309e-14 | -120.5336 | 120.01
Line3_1_5 | 0 | 0 | 0 | 0 | 0 | 0 | 0 | 0 | 0 | 0 | 0 | 0 | 6.0715e-19 | -1.5442e-11 | -4.4435e-11 | -1.2143e-18 | 1.5442e-11 | 4.4435e-11 | 1.2143e-18 | 4.2541e-11 | 7.6773e-12 | -2.7873e-34 | -4.2541e-11 | -7.6773e-12 | 0 | 0 | 0 | 0 | 0 | 0 | 1.05 | 1.048 | 1.0442 | 1.05 | 1.048 | 1.0442 | 1.318e-14 | -120.3021 | 119.9453 | 1.3151e-14 | -120.3021 | 119.9453
Line4_2_6 | 0 | 0 | 0 | 0 | 0 | 0 | 0 | 0 | 0 | 0 | 0 | 0 | 6.0715e-18 | -3.8604e-11 | -1.1109e-10 | -6.0715e-18 | 3.8604e-11 | 1.1109e-10 | 3.0358e-18 | 1.0635e-10 | 1.9193e-11 | -3.6429e-18 | -1.0635e-10 | -1.9193e-11 | 0 | 0 | 0 | 0 | 0 | 0 | 1.05 | 1.048 | 1.0442 | 1.05 | 1.048 | 1.0442 | 1.3061e-14 | -120.3021 | 119.9453 | 1.2956e-14 | -120.3021 | 119.9453
Line5_6_7 | 0 | 0 | 0 | 0 | 0 | 0 | 0 | 0 | 0 | 0 | 0 | 0 | 3.3393e-18 | -3.0883e-11 | -8.887e-11 | -3.9465e-18 | 3.0883e-11 | 8.887e-11 | 1.2143e-18 | 8.5081e-11 | 1.5355e-11 | -2.4286e-18 | -8.5081e-11 | -1.5355e-11 | 0 | 0 | 0 | 0 | 0 | 0 | 1.05 | 1.048 | 1.0442 | 1.05 | 1.048 | 1.0442 | 1.2956e-14 | -120.3021 | 119.9453 | 1.2876e-14 | -120.3021 | 119.9453
Line6_7_8 | 0 | 0 | 0 | 0 | 0 | 0 | 0 | 0 | 0 | 0 | 0 | 0 | 3.6429e-18 | -2.3162e-11 | -6.6652e-11 | -3.6429e-18 | 2.3162e-11 | 6.6652e-11 | -1.2143e-18 | 6.3811e-11 | 1.1516e-11 | 1.2143e-18 | -6.3811e-11 | -1.1516e-11 | 0 | 0 | 0 | 0 | 0 | 0 | 1.05 | 1.048 | 1.0442 | 1.05 | 1.048 | 1.0442 | 1.2876e-14 | -120.3021 | 119.9453 | 1.2811e-14 | -120.3021 | 119.9453
Line7_8_9 | 0 | 0 | 0 | 0 | 0 | 0 | 0 | 0 | 0 | 0 | 0 | 0 | 9.1073e-19 | -7.7208e-12 | -2.2217e-11 | -1.5179e-18 | 7.7208e-12 | 2.2217e-11 | -6.0715e-19 | 2.127e-11 | 3.8387e-12 | 6.0715e-19 | -2.127e-11 | -3.8387e-12 | 0 | 0 | 0 | 0 | 0 | 0 | 1.05 | 1.048 | 1.0442 | 1.05 | 1.048 | 1.0442 | 1.2811e-14 | -120.3021 | 119.9453 | 1.2797e-14 | -120.3021 | 119.9453
Line8_8_10 | 0 | 0 | 0 | 0 | 0 | 0 | 0 | 0 | 0 | 0 | 0 | 0 | -6.0715e-19 | -7.7208e-12 | -2.2217e-11 | 6.0715e-19 | 7.7208e-12 | 2.2217e-11 | 6.0715e-19 | 2.127e-11 | 3.8387e-12 | -6.0715e-19 | -2.127e-11 | -3.8387e-12 | 0 | 0 | 0 | 0 | 0 | 0 | 1.05 | 1.048 | 1.0442 | 1.05 | 1.048 | 1.0442 | 1.2811e-14 | -120.3021 | 119.9453 | 1.2801e-14 | -120.3021 | 119.9453
Line9_3_11 | 0 | 0 | 0 | 0 | 0 | 0 | 0 | 0 | 0 | 0 | 0 | 0 | 1.0625e-17 | -5.4045e-11 | -1.5552e-10 | -1.0018e-17 | 5.4045e-11 | 1.5552e-10 | 5.4644e-18 | 1.4889e-10 | 2.6871e-11 | -3.6429e-18 | -1.4889e-10 | -2.6871e-11 | 0 | 0 | 0 | 0 | 0 | 0 | 1.05 | 1.048 | 1.0442 | 1.05 | 1.048 | 1.0442 | 1.3007e-14 | -120.3021 | 119.9453 | 1.2841e-14 | -120.3021 | 119.9453

## LL_max_fault_10
name | pf_ikss_a_from_ka | pf_ikss_b_from_ka | pf_ikss_c_from_ka | pf_ikss_a_to_ka | pf_ikss_b_to_ka | pf_ikss_c_to_ka | pf_skss_a_from_mw | pf_skss_b_from_mw | pf_skss_c_from_mw | pf_skss_a_to_mw | pf_skss_b_to_mw | pf_skss_c_to_mw | pf_p_a_from_mw | pf_p_b_from_mw | pf_p_c_from_mw | pf_p_a_to_mw | pf_p_b_to_mw | pf_p_c_to_mw | pf_q_a_from_mvar | pf_q_b_from_mvar | pf_q_c_from_mvar | pf_q_a_to_mvar | pf_q_b_to_mvar | pf_q_c_to_mvar | pf_ikss_a_from_degree | pf_ikss_b_from_degree | pf_ikss_c_from_degree | pf_ikss_a_to_degree | pf_ikss_b_to_degree | pf_ikss_c_to_degree | pf_vm_a_from_pu | pf_vm_b_from_pu | pf_vm_c_from_pu | pf_vm_a_to_pu | pf_vm_b_to_pu | pf_vm_c_to_pu | pf_va_a_from_degree | pf_va_b_from_degree | pf_va_c_from_degree | pf_va_a_to_degree | pf_va_b_to_degree | pf_va_c_to_degree
Line0_1_2 | 0 | 0 | 0 | 0 | 0 | 0 | 0 | 0 | 0 | 0 | 0 | 0 | 8.2688e-18 | -5.3219e-11 | -1.5314e-10 | -8.9049e-18 | 5.3219e-11 | 1.5314e-10 | 6.3607e-18 | 1.4664e-10 | 2.6437e-11 | -5.7246e-18 | -1.4664e-10 | -2.6437e-11 | 0 | 0 | 0 | 0 | 0 | 0 | 1.1 | 1.0978 | 1.0936 | 1.1 | 1.0978 | 1.0936 | 1.4437e-15 | -120.3163 | 119.9428 | 1.3076e-15 | -120.3163 | 119.9428
Line10_11_12 | 0 | 0 | 0 | 0 | 0 | 0 | 0 | 0 | 0 | 0 | 0 | 0 | 8.2688e-18 | -5.3219e-11 | -1.5314e-10 | -8.2688e-18 | 5.3219e-11 | 1.5314e-10 | 3.1803e-18 | 1.4664e-10 | 2.6437e-11 | -1.9082e-18 | -1.4664e-10 | -2.6437e-11 | 0 | 0 | 0 | 0 | 0 | 0 | 1.1 | 1.0978 | 1.0936 | 1.1 | 1.0978 | 1.0936 | 1.077e-15 | -120.3163 | 119.9428 | 9.1893e-16 | -120.3163 | 119.9428
Line11_12_13 | 0 | 0 | 0 | 0 | 0 | 0 | 0 | 0 | 0 | 0 | 0 | 0 | 9.2229e-18 | -4.4349e-11 | -1.2762e-10 | -7.9508e-18 | 4.4349e-11 | 1.2762e-10 | 1.9082e-18 | 1.222e-10 | 2.2031e-11 | -6.3607e-19 | -1.222e-10 | -2.2031e-11 | 0 | 0 | 0 | 0 | 0 | 0 | 1.1 | 1.0978 | 1.0936 | 1.1 | 1.0978 | 1.0936 | 9.1893e-16 | -120.3163 | 119.9428 | 7.9048e-16 | -120.3163 | 119.9428
Line12_13_15 | 0 | 0 | 0 | 0 | 0 | 0 | 0 | 0 | 0 | 0 | 0 | 0 | 3.4984e-18 | -2.6609e-11 | -7.6572e-11 | -4.1344e-18 | 2.6609e-11 | 7.6572e-11 | 2.5443e-18 | 7.332e-11 | 1.3218e-11 | -2.5443e-18 | -7.332e-11 | -1.3218e-11 | 0 | 0 | 0 | 0 | 0 | 0 | 1.1 | 1.0978 | 1.0936 | 1.1 | 1.0978 | 1.0936 | 7.9048e-16 | -120.3163 | 119.9428 | 7.2737e-16 | -120.3163 | 119.9428
Line13_13_14 | 0 | 0 | 0 | 0 | 0 | 0 | 0 | 0 | 0 | 0 | 0 | 0 | 8.7754e-36 | -8.8698e-12 | -2.5524e-11 | -6.3607e-19 | 8.8698e-12 | 2.5524e-11 | -6.3607e-19 | 2.444e-11 | 4.4061e-12 | 6.3607e-19 | -2.444e-11 | -4.4061e-12 | 0 | 0 | 0 | 0 | 0 | 0 | 1.1 | 1.0978 | 1.0936 | 1.1 | 1.0978 | 1.0936 | 7.9048e-16 | -120.3163 | 119.9428 | 7.7542e-16 | -120.3163 | 119.9428
Line14_15_16 | 0 | 0 | 0 | 0 | 0 | 0 | 0 | 0 | 0 | 0 | 0 | 0 | 2.5443e-18 | -1.7739e-11 | -5.1048e-11 | -3.1803e-18 | 1.7739e-11 | 5.1048e-11 | 3.1803e-18 | 4.888e-11 | 8.8123e-12 | -1.2721e-18 | -4.888e-11 | -8.8123e-12 | 0 | 0 | 0 | 0 | 0 | 0 | 1.1 | 1.0978 | 1.0936 | 1.1 | 1.0978 | 1.0936 | 7.2737e-16 | -120.3163 | 119.9428 | 6.9675e-16 | -120.3163 | 119.9428
Line15_16_17 | 0 | 0 | 0 | 0 | 0 | 0 | 0 | 0 | 0 | 0 | 0 | 0 | 7.7349e-36 | -8.8697e-12 | -2.5524e-11 | 6.3607e-19 | 8.8698e-12 | 2.5524e-11 | -6.3607e-19 | 2.444e-11 | 4.4061e-12 | -6.3607e-19 | -2.444e-11 | -4.4061e-12 | 0 | 0 | 0 | 0 | 0 | 0 | 1.1 | 1.0978 | 1.0936 | 1.1 | 1.0978 | 1.0936 | 6.9675e-16 | -120.3163 | 119.9428 | 6.7703e-16 | -120.3163 | 119.9428
Line16_4_18 | 0 | 0.061167 | 0.061167 | 0 | 0.061167 | 0.061167 | 0 | 0.014126 | 0.014126 | 0 | 0.014126 | 0.014126 | 3.8164e-18 | 0.01493 | 0.0038518 | -5.0885e-18 | -0.014893 | -0.0038144 | -2.5443e-18 | 0.0039805 | 0.014876 | 2.5443e-18 | -0.0039057 | -0.014801 | 0 | -135.4761 | 44.5239 | 0 | 44.5239 | -135.4761 | 1.1 | 1.0938 | 1.0878 | 1.1 | 1.0899 | 1.0821 | 1.3292e-15 | -120.5478 | 120.0075 | 1.2593e-15 | -120.781 | 120.073
Line17_5_19 | 0 | 0 | 0 | 0 | 0 | 0 | 0 | 0 | 0 | 0 | 0 | 0 | 9.541e-19 | -8.8697e-12 | -2.5524e-11 | -3.1803e-19 | 8.8697e-12 | 2.5524e-11 | 2.3308e-35 | 2.444e-11 | 4.4061e-12 | -7.6599e-36 | -2.444e-11 | -4.4061e-12 | 0 | 0 | 0 | 0 | 0 | 0 | 1.1 | 1.0978 | 1.0936 | 1.1 | 1.0978 | 1.0936 | 1.3997e-15 | -120.3163 | 119.9428 | 1.38e-15 | -120.3163 | 119.9428
Line1_1_3 | 0 | 0 | 0 | 0 | 0 | 0 | 0 | 0 | 0 | 0 | 0 | 0 | 1.3039e-17 | -7.0958e-11 | -2.0419e-10 | -1.3675e-17 | 7.0958e-11 | 2.0419e-10 | 6.9967e-18 | 1.9552e-10 | 3.5249e-11 | -6.3607e-18 | -1.9552e-10 | -3.5249e-11 | 0 | 0 | 0 | 0 | 0 | 0 | 1.1 | 1.0978 | 1.0936 | 1.1 | 1.0978 | 1.0936 | 1.4437e-15 | -120.3163 | 119.9428 | 1.2511e-15 | -120.3163 | 119.9428
Line2_1_4 | 0 | 0.061167 | 0.061167 | 0 | 0.061167 | 0.061167 | 0 | 0.014126 | 0.014126 | 0 | 0.014126 | 0.014126 | 5.0885e-18 | 0.014968 | 0.0038892 | -6.3607e-18 | -0.01493 | -0.0038518 | 3.8164e-18 | 0.0040553 | 0.014951 | -2.5443e-18 | -0.0039805 | -0.014876 | 0 | -135.4761 | 44.5239 | 0 | 44.5239 | -135.4761 | 1.1 | 1.0978 | 1.0936 | 1.1 | 1.0938 | 1.0878 | 1.4437e-15 | -120.3163 | 119.9428 | 1.3292e-15 | -120.5478 | 120.0075
Line3_1_5 | 0 | 0 | 0 | 0 | 0 | 0 | 0 | 0 | 0 | 0 | 0 | 0 | 1.5902e-18 | -1.7739e-11 | -5.1048e-11 | -1.5902e-18 | 1.7739e-11 | 5.1048e-11 | 4.0068e-35 | 4.888e-11 | 8.8123e-12 | -3.8847e-35 | -4.888e-11 | -8.8123e-12 | 0 | 0 | 0 | 0 | 0 | 0 | 1.1 | 1.0978 | 1.0936 | 1.1 | 1.0978 | 1.0936 | 1.4437e-15 | -120.3163 | 119.9428 | 1.3997e-15 | -120.3163 | 119.9428
Line4_2_6 | 0 | 0 | 0 | 0 | 0 | 0 | 0 | 0 | 0 | 0 | 0 | 0 | 6.3607e-18 | -4.4349e-11 | -1.2762e-10 | -5.7246e-18 | 4.4349e-11 | 1.2762e-10 | 3.8164e-18 | 1.222e-10 | 2.2031e-11 | -4.4525e-18 | -1.222e-10 | -2.2031e-11 | 0 | 0 | 0 | 0 | 0 | 0 | 1.1 | 1.0978 | 1.0936 | 1.1 | 1.0978 | 1.0936 | 1.3076e-15 | -120.3163 | 119.9428 | 1.203e-15 | -120.3163 | 119.9428
Line5_6_7 | 0 | 0 | 0 | 0 | 0 | 0 | 0 | 0 | 0 | 0 | 0 | 0 | 6.0426e-18 | -3.5479e-11 | -1.021e-10 | -6.0426e-18 | 3.5479e-11 | 1.021e-10 | 6.3607e-19 | 9.776e-11 | 1.7624e-11 | -1.2721e-18 | -9.776e-11 | -1.7624e-11 | 0 | 0 | 0 | 0 | 0 | 0 | 1.1 | 1.0978 | 1.0936 | 1.1 | 1.0978 | 1.0936 | 1.203e-15 | -120.3163 | 119.9428 | 1.0833e-15 | -120.3163 | 119.9428
Line6_7_8 | 0 | 0 | 0 | 0 | 0 | 0 | 0 | 0 | 0 | 0 | 0 | 0 | 2.2262e-18 | -2.6609e-11 | -7.6572e-11 | -2.2262e-18 | 2.6609e-11 | 7.6572e-11 | 1.9082e-18 | 7.332e-11 | 1.3218e-11 | -2.5443e-18 | -7.332e-11 | -1.3218e-11 | 0 | 0 | 0 | 0 | 0 | 0 | 1.1 | 1.0978 | 1.0936 | 1.1 | 1.0978 | 1.0936 | 1.0833e-15 | -120.3163 | 119.9428 | 1.008e-15 | -120.3163 | 119.9428
Line7_8_9 | 0 | 0 | 0 | 0 | 0 | 0 | 0 | 0 | 0 | 0 | 0 | 0 | 6.3607e-19 | -8.8698e-12 | -2.5524e-11 | -6.3607e-19 | 8.8698e-12 | 2.5524e-11 | 6.3607e-19 | 2.444e-11 | 4.4061e-12 | -6.3607e-19 | -2.444e-11 | -4.4061e-12 | 0 | 0 | 0 | 0 | 0 | 0 | 1.1 | 1.0978 | 1.0936 | 1.1 | 1.0978 | 1.0936 | 1.008e-15 | -120.3163 | 119.9428 | 9.9296e-16 | -120.3163 | 119.9428
Line8_8_10 | 0 | 0 | 0 | 0 | 0 | 0 | 0 | 0 | 0 | 0 | 0 | 0 | 6.3607e-19 | -8.8697e-12 | -2.5524e-11 | -6.3607e-19 | 8.8698e-12 | 2.5524e-11 | 1.119e-35 | 2.444e-11 | 4.4061e-12 | -1.0949e-35 | -2.444e-11 | -4.4061e-12 | 0 | 0 | 0 | 0 | 0 | 0 | 1.1 | 1.0978 | 1.0936 | 1.1 | 1.0978 | 1.0936 | 1.008e-15 | -120.3163 | 119.9428 | 9.8625e-16 | -120.3163 | 119.9428
Line9_3_11 | 0 | 0 | 0 | 0 | 0 | 0 | 0 | 0 | 0 | 0 | 0 | 0 | 1.0177e-17 | -6.2088e-11 | -1.7867e-10 | -1.0813e-17 | 6.2088e-11 | 1.7867e-10 | 4.4525e-18 | 1.7108e-10 | 3.0843e-11 | -5.0885e-18 | -1.7108e-10 | -3.0843e-11 | 0 | 0 | 0 | 0 | 0 | 0 | 1.1 | 1.0978 | 1.0936 | 1.1 | 1.0978 | 1.0936 | 1.2511e-15 | -120.3163 | 119.9428 | 1.077e-15 | -120.3163 | 119.9428

## LL_min_6
name | pf_ikss_a_from_ka | pf_ikss_b_from_ka | pf_ikss_c_from_ka | pf_ikss_a_to_ka | pf_ikss_b_to_ka | pf_ikss_c_to_ka | pf_skss_a_from_mw | pf_skss_b_from_mw | pf_skss_c_from_mw | pf_skss_a_to_mw | pf_skss_b_to_mw | pf_skss_c_to_mw | pf_p_a_from_mw | pf_p_b_from_mw | pf_p_c_from_mw | pf_p_a_to_mw | pf_p_b_to_mw | pf_p_c_to_mw | pf_q_a_from_mvar | pf_q_b_from_mvar | pf_q_c_from_mvar | pf_q_a_to_mvar | pf_q_b_to_mvar | pf_q_c_to_mvar | pf_ikss_a_from_degree | pf_ikss_b_from_degree | pf_ikss_c_from_degree | pf_ikss_a_to_degree | pf_ikss_b_to_degree | pf_ikss_c_to_degree | pf_vm_a_from_pu | pf_vm_b_from_pu | pf_vm_c_from_pu | pf_vm_a_to_pu | pf_vm_b_to_pu | pf_vm_c_to_pu | pf_va_a_from_degree | pf_va_b_from_degree | pf_va_c_from_degree | pf_va_a_to_degree | pf_va_b_to_degree | pf_va_c_to_degree
Line0_1_2 | 0 | 0 | 0 | 0 | 0 | 0 | 0 | 0 | 0 | 0 | 0 | 0 | 8.7893e-17 | -1.4366e-09 | -3.9666e-09 | -7.0314e-17 | 1.4366e-09 | 3.9666e-09 | 1.5821e-16 | 4.6273e-09 | -2.4518e-10 | -1.5821e-16 | -4.6273e-09 | 2.4518e-10 | 0 | 0 | 0 | 0 | 0 | 0 | 0.95 | 0.83839 | 0.68767 | 0.95 | 0.83839 | 0.68767 | 2.7724e-13 | -135.3123 | 120.9775 | 2.8024e-13 | -135.3123 | 120.9775
Line10_11_12 | 0 | 0 | 0 | 0 | 0 | 0 | 0 | 0 | 0 | 0 | 0 | 0 | -5.2557e-31 | -1.4366e-09 | -3.9666e-09 | 1.7579e-17 | 1.4366e-09 | 3.9666e-09 | 1.0547e-16 | 4.6273e-09 | -2.4518e-10 | -1.0547e-16 | -4.6273e-09 | 2.4518e-10 | 0 | 0 | 0 | 0 | 0 | 0 | 0.95 | 0.83839 | 0.68767 | 0.95 | 0.83839 | 0.68767 | 2.8551e-13 | -135.3123 | 120.9775 | 2.8959e-13 | -135.3123 | 120.9775
Line11_12_13 | 0 | 0 | 0 | 0 | 0 | 0 | 0 | 0 | 0 | 0 | 0 | 0 | -2.6368e-17 | -1.1971e-09 | -3.3055e-09 | 2.6368e-17 | 1.1971e-09 | 3.3055e-09 | 1.0547e-16 | 3.8561e-09 | -2.0432e-10 | -1.0547e-16 | -3.8561e-09 | 2.0432e-10 | 0 | 0 | 0 | 0 | 0 | 0 | 0.95 | 0.83839 | 0.68767 | 0.95 | 0.83839 | 0.68767 | 2.8959e-13 | -135.3123 | 120.9775 | 2.9328e-13 | -135.3123 | 120.9775
Line12_13_15 | 0 | 0 | 0 | 0 | 0 | 0 | 0 | 0 | 0 | 0 | 0 | 0 | 1.7579e-17 | -7.1829e-10 | -1.9833e-09 | -1.7579e-17 | 7.1829e-10 | 1.9833e-09 | 1.7579e-17 | 2.3136e-09 | -1.2259e-10 | -1.7579e-17 | -2.3136e-09 | 1.2259e-10 | 0 | 0 | 0 | 0 | 0 | 0 | 0.95 | 0.83839 | 0.68767 | 0.95 | 0.83839 | 0.68767 | 2.9328e-13 | -135.3123 | 120.9775 | 2.949e-13 | -135.3123 | 120.9775
Line13_13_14 | 0 | 0 | 0 | 0 | 0 | 0 | 0 | 0 | 0 | 0 | 0 | 0 | -4.3946e-17 | -2.3943e-10 | -6.611e-10 | 4.3946e-17 | 2.3943e-10 | 6.611e-10 | 1.7579e-17 | 7.7122e-10 | -4.0864e-11 | -3.5157e-17 | -7.7122e-10 | 4.0864e-11 | 0 | 0 | 0 | 0 | 0 | 0 | 0.95 | 0.83839 | 0.68767 | 0.95 | 0.83839 | 0.68767 | 2.9328e-13 | -135.3123 | 120.9775 | 2.9312e-13 | -135.3123 | 120.9775
Line14_15_16 | 0 | 0 | 0 | 0 | 0 | 0 | 0 | 0 | 0 | 0 | 0 | 0 | -4.3946e-17 | -4.7886e-10 | -1.3222e-09 | 6.1525e-17 | 4.7886e-10 | 1.3222e-09 | 3.5157e-17 | 1.5424e-09 | -8.1728e-11 | -1.7579e-17 | -1.5424e-09 | 8.1728e-11 | 0 | 0 | 0 | 0 | 0 | 0 | 0.95 | 0.83839 | 0.68767 | 0.95 | 0.83839 | 0.68767 | 2.949e-13 | -135.3123 | 120.9775 | 2.9617e-13 | -135.3123 | 120.9775
Line15_16_17 | 0 | 0 | 0 | 0 | 0 | 0 | 0 | 0 | 0 | 0 | 0 | 0 | -2.6368e-17 | -2.3943e-10 | -6.611e-10 | 8.7893e-18 | 2.3943e-10 | 6.611e-10 | -1.7579e-17 | 7.7122e-10 | -4.0864e-11 | 3.5157e-17 | -7.7122e-10 | 4.0864e-11 | 0 | 0 | 0 | 0 | 0 | 0 | 0.95 | 0.83839 | 0.68767 | 0.95 | 0.83839 | 0.68767 | 2.9617e-13 | -135.3123 | 120.9775 | 2.9645e-13 | -135.3123 | 120.9775
Line16_4_18 | 0 | 2.5068 | 2.5068 | 0 | 2.5068 | 2.5068 | 0 | 0.57893 | 0.57893 | 0 | 0.57893 | 0.57893 | 0 | 0.35328 | -0.11197 | 7.0314e-17 | -0.23262 | 0.23262 | 0 | -0.020967 | 0.27233 | 3.4207e-31 | 0.14665 | -0.14665 | 0 | -147.7717 | 32.2283 | 0 | 32.2283 | -147.7717 | 0.95 | 0.6113 | 0.50862 | 0.95 | 0.475 | 0.475 | 2.792e-13 | -151.1682 | 144.5775 | 2.7874e-13 | -180 | 180
Line17_5_19 | 0 | 0 | 0 | 0 | 0 | 0 | 0 | 0 | 0 | 0 | 0 | 0 | -1.7149e-31 | -2.3943e-10 | -6.611e-10 | 1.7579e-17 | 2.3943e-10 | 6.611e-10 | 3.5157e-17 | 7.7122e-10 | -4.0864e-11 | -1.7579e-17 | -7.7122e-10 | 4.0864e-11 | 0 | 0 | 0 | 0 | 0 | 0 | 0.95 | 0.83839 | 0.68767 | 0.95 | 0.83839 | 0.68767 | 2.7947e-13 | -135.3123 | 120.9775 | 2.7976e-13 | -135.3123 | 120.9775
Line1_1_3 | 0 | 0 | 0 | 0 | 0 | 0 | 0 | 0 | 0 | 0 | 0 | 0 | -5.1035e-31 | -1.9154e-09 | -5.2888e-09 | 6.0435e-31 | 1.9154e-09 | 5.2888e-09 | 1.0547e-16 | 6.1697e-09 | -3.2691e-10 | -1.2305e-16 | -6.1697e-09 | 3.2691e-10 | 0 | 0 | 0 | 0 | 0 | 0 | 0.95 | 0.83839 | 0.68767 | 0.95 | 0.83839 | 0.68767 | 2.7724e-13 | -135.3123 | 120.9775 | 2.814e-13 | -135.3123 | 120.9775
Line2_1_4 | 0 | 2.5068 | 2.5068 | 0 | 2.5068 | 2.5068 | 0 | 0.57893 | 0.57893 | 0 | 0.57893 | 0.57893 | 1.7012e-31 | 0.47394 | 0.0086903 | -1.7132e-31 | -0.35328 | 0.11197 | -3.5157e-17 | 0.10472 | 0.39802 | 3.5157e-17 | 0.020967 | -0.27233 | 0 | -147.7717 | 32.2283 | 0 | 32.2283 | -147.7717 | 0.95 | 0.83839 | 0.68767 | 0.95 | 0.6113 | 0.50862 | 2.7724e-13 | -135.3123 | 120.9775 | 2.792e-13 | -151.1682 | 144.5775
Line3_1_5 | 0 | 0 | 0 | 0 | 0 | 0 | 0 | 0 | 0 | 0 | 0 | 0 | -1.7579e-17 | -4.7886e-10 | -1.3222e-09 | 3.5157e-17 | 4.7886e-10 | 1.3222e-09 | 1.7579e-17 | 1.5424e-09 | -8.1728e-11 | -3.5157e-17 | -1.5424e-09 | 8.1728e-11 | 0 | 0 | 0 | 0 | 0 | 0 | 0.95 | 0.83839 | 0.68767 | 0.95 | 0.83839 | 0.68767 | 2.7724e-13 | -135.3123 | 120.9775 | 2.7947e-13 | -135.3123 | 120.9775
Line4_2_6 | 0 | 0 | 0 | 0 | 0 | 0 | 0 | 0 | 0 | 0 | 0 | 0 | 6.1525e-17 | -1.1971e-09 | -3.3055e-09 | -6.1525e-17 | 1.1971e-09 | 3.3055e-09 | 1.5821e-16 | 3.8561e-09 | -2.0432e-10 | -1.4063e-16 | -3.8561e-09 | 2.0432e-10 | 0 | 0 | 0 | 0 | 0 | 0 | 0.95 | 0.83839 | 0.68767 | 0.95 | 0.83839 | 0.68767 | 2.8024e-13 | -135.3123 | 120.9775 | 2.8184e-13 | -135.3123 | 120.9775
Line5_6_7 | 0 | 0 | 0 | 0 | 0 | 0 | 0 | 0 | 0 | 0 | 0 | 0 | 8.7893e-17 | -9.5772e-10 | -2.6444e-09 | -1.0547e-16 | 9.5772e-10 | 2.6444e-09 | 1.7579e-16 | 3.0849e-09 | -1.6346e-10 | -1.5821e-16 | -3.0849e-09 | 1.6346e-10 | 0 | 0 | 0 | 0 | 0 | 0 | 0.95 | 0.83839 | 0.68767 | 0.95 | 0.83839 | 0.68767 | 2.8184e-13 | -135.3123 | 120.9775 | 2.8428e-13 | -135.3123 | 120.9775
Line6_7_8 | 0 | 0 | 0 | 0 | 0 | 0 | 0 | 0 | 0 | 0 | 0 | 0 | 5.2736e-17 | -7.1829e-10 | -1.9833e-09 | -7.0314e-17 | 7.1829e-10 | 1.9833e-09 | 1.4063e-16 | 2.3136e-09 | -1.2259e-10 | -1.4063e-16 | -2.3136e-09 | 1.2259e-10 | 0 | 0 | 0 | 0 | 0 | 0 | 0.95 | 0.83839 | 0.68767 | 0.95 | 0.83839 | 0.68767 | 2.8428e-13 | -135.3123 | 120.9775 | 2.8632e-13 | -135.3123 | 120.9775
Line7_8_9 | 0 | 0 | 0 | 0 | 0 | 0 | 0 | 0 | 0 | 0 | 0 | 0 | -1.7579e-17 | -2.3943e-10 | -6.611e-10 | 1.7559e-31 | 2.3943e-10 | 6.611e-10 | 1.7579e-17 | 7.7122e-10 | -4.0864e-11 | -3.5157e-17 | -7.7122e-10 | 4.0864e-11 | 0 | 0 | 0 | 0 | 0 | 0 | 0.95 | 0.83839 | 0.68767 | 0.95 | 0.83839 | 0.68767 | 2.8632e-13 | -135.3123 | 120.9775 | 2.8617e-13 | -135.3123 | 120.9775
Line8_8_10 | 0 | 0 | 0 | 0 | 0 | 0 | 0 | 0 | 0 | 0 | 0 | 0 | -3.5157e-17 | -2.3943e-10 | -6.611e-10 | 3.5157e-17 | 2.3943e-10 | 6.611e-10 | 5.2736e-17 | 7.7122e-10 | -4.0864e-11 | -7.0314e-17 | -7.7122e-10 | 4.0864e-11 | 0 | 0 | 0 | 0 | 0 | 0 | 0.95 | 0.83839 | 0.68767 | 0.95 | 0.83839 | 0.68767 | 2.8632e-13 | -135.3123 | 120.9775 | 2.8682e-13 | -135.3123 | 120.9775
Line9_3_11 | 0 | 0 | 0 | 0 | 0 | 0 | 0 | 0 | 0 | 0 | 0 | 0 | -8.7893e-18 | -1.676e-09 | -4.6277e-09 | 2.6368e-17 | 1.676e-09 | 4.6277e-09 | 8.7893e-17 | 5.3985e-09 | -2.8605e-10 | -8.7893e-17 | -5.3985e-09 | 2.8605e-10 | 0 | 0 | 0 | 0 | 0 | 0 | 0.95 | 0.83839 | 0.68767 | 0.95 | 0.83839 | 0.68767 | 2.814e-13 | -135.3123 | 120.9775 | 2.8551e-13 | -135.3123 | 120.9775

## LL_min_10
name | pf_ikss_a_from_ka | pf_ikss_b_from_ka | pf_ikss_c_from_ka | pf_ikss_a_to_ka | pf_ikss_b_to_ka | pf_ikss_c_to_ka | pf_skss_a_from_mw | pf_skss_b_from_mw | pf_skss_c_from_mw | pf_skss_a_to_mw | pf_skss_b_to_mw | pf_skss_c_to_mw | pf_p_a_from_mw | pf_p_b_from_mw | pf_p_c_from_mw | pf_p_a_to_mw | pf_p_b_to_mw | pf_p_c_to_mw | pf_q_a_from_mvar | pf_q_b_from_mvar | pf_q_c_from_mvar | pf_q_a_to_mvar | pf_q_b_to_mvar | pf_q_c_to_mvar | pf_ikss_a_from_degree | pf_ikss_b_from_degree | pf_ikss_c_from_degree | pf_ikss_a_to_degree | pf_ikss_b_to_degree | pf_ikss_c_to_degree | pf_vm_a_from_pu | pf_vm_b_from_pu | pf_vm_c_from_pu | pf_vm_a_to_pu | pf_vm_b_to_pu | pf_vm_c_to_pu | pf_va_a_from_degree | pf_va_b_from_degree | pf_va_c_from_degree | pf_va_a_to_degree | pf_va_b_to_degree | pf_va_c_to_degree
Line0_1_2 | 0 | 0 | 0 | 0 | 0 | 0 | 0 | 0 | 0 | 0 | 0 | 0 | 7.494e-17 | -1.2893e-09 | -3.56e-09 | -7.494e-17 | 1.2893e-09 | 3.56e-09 | 1.3323e-16 | 4.153e-09 | -2.2005e-10 | -1.3323e-16 | -4.153e-09 | 2.2005e-10 | 0 | 0 | 0 | 0 | 0 | 0 | 0.9 | 0.79426 | 0.65148 | 0.9 | 0.79426 | 0.65148 | 2.4493e-13 | -135.3123 | 120.9775 | 2.4732e-13 | -135.3123 | 120.9775
Line10_11_12 | 0 | 0 | 0 | 0 | 0 | 0 | 0 | 0 | 0 | 0 | 0 | 0 | -4.1633e-17 | -1.2893e-09 | -3.56e-09 | 2.498e-17 | 1.2893e-09 | 3.56e-09 | 1.3323e-16 | 4.153e-09 | -2.2006e-10 | -9.992e-17 | -4.153e-09 | 2.2006e-10 | 0 | 0 | 0 | 0 | 0 | 0 | 0.9 | 0.79426 | 0.65148 | 0.9 | 0.79426 | 0.65148 | 2.532e-13 | -135.3123 | 120.9775 | 2.5728e-13 | -135.3123 | 120.9775
Line11_12_13 | 0 | 0 | 0 | 0 | 0 | 0 | 0 | 0 | 0 | 0 | 0 | 0 | -2.498e-17 | -1.0744e-09 | -2.9667e-09 | 2.498e-17 | 1.0744e-09 | 2.9667e-09 | 1.1657e-16 | 3.4609e-09 | -1.8338e-10 | -9.992e-17 | -3.4609e-09 | 1.8338e-10 | 0 | 0 | 0 | 0 | 0 | 0 | 0.9 | 0.79426 | 0.65148 | 0.9 | 0.79426 | 0.65148 | 2.5728e-13 | -135.3123 | 120.9775 | 2.6096e-13 | -135.3123 | 120.9775
Line12_13_15 | 0 | 0 | 0 | 0 | 0 | 0 | 0 | 0 | 0 | 0 | 0 | 0 | -2.498e-17 | -6.4467e-10 | -1.78e-09 | 2.498e-17 | 6.4467e-10 | 1.78e-09 | 1.6653e-17 | 2.0765e-09 | -1.1003e-10 | -3.3307e-17 | -2.0765e-09 | 1.1003e-10 | 0 | 0 | 0 | 0 | 0 | 0 | 0.9 | 0.79426 | 0.65148 | 0.9 | 0.79426 | 0.65148 | 2.6096e-13 | -135.3123 | 120.9775 | 2.6259e-13 | -135.3123 | 120.9775
Line13_13_14 | 0 | 0 | 0 | 0 | 0 | 0 | 0 | 0 | 0 | 0 | 0 | 0 | 1.6653e-17 | -2.1489e-10 | -5.9334e-10 | -1.6653e-17 | 2.1489e-10 | 5.9334e-10 | 1.6653e-17 | 6.9217e-10 | -3.6676e-11 | -1.6653e-17 | -6.9217e-10 | 3.6676e-11 | 0 | 0 | 0 | 0 | 0 | 0 | 0.9 | 0.79426 | 0.65148 | 0.9 | 0.79426 | 0.65148 | 2.6096e-13 | -135.3123 | 120.9775 | 2.6081e-13 | -135.3123 | 120.9775
Line14_15_16 | 0 | 0 | 0 | 0 | 0 | 0 | 0 | 0 | 0 | 0 | 0 | 0 | -1.6653e-17 | -4.2978e-10 | -1.1867e-09 | 1.5338e-31 | 4.2978e-10 | 1.1867e-09 | 3.3307e-17 | 1.3843e-09 | -7.3352e-11 | -3.3307e-17 | -1.3843e-09 | 7.3352e-11 | 0 | 0 | 0 | 0 | 0 | 0 | 0.9 | 0.79426 | 0.65148 | 0.9 | 0.79426 | 0.65148 | 2.6259e-13 | -135.3123 | 120.9775 | 2.6385e-13 | -135.3123 | 120.9775
Line15_16_17 | 0 | 0 | 0 | 0 | 0 | 0 | 0 | 0 | 0 | 0 | 0 | 0 | -7.494e-17 | -2.1489e-10 | -5.9334e-10 | 5.8287e-17 | 2.1489e-10 | 5.9334e-10 | 6.6613e-17 | 6.9217e-10 | -3.6676e-11 | -3.3307e-17 | -6.9217e-10 | 3.6676e-11 | 0 | 0 | 0 | 0 | 0 | 0 | 0.9 | 0.79426 | 0.65148 | 0.9 | 0.79426 | 0.65148 | 2.6385e-13 | -135.3123 | 120.9775 | 2.6414e-13 | -135.3123 | 120.9775
Line16_4_18 | 0 | 2.3749 | 2.3749 | 0 | 2.3749 | 2.3749 | 0 | 0.54846 | 0.54846 | 0 | 0.54846 | 0.54846 | 6.6613e-17 | 0.31707 | -0.10049 | 6.6613e-17 | -0.20878 | 0.20878 | 6.6613e-17 | -0.018818 | 0.24442 | -6.6613e-17 | 0.13162 | -0.13162 | 0 | -147.7717 | 32.2283 | 0 | 32.2283 | -147.7717 | 0.9 | 0.57913 | 0.48185 | 0.9 | 0.45 | 0.45 | 2.457e-13 | -151.1682 | 144.5775 | 2.4439e-13 | -180 | 180
Line17_5_19 | 0 | 0 | 0 | 0 | 0 | 0 | 0 | 0 | 0 | 0 | 0 | 0 | -3.3307e-17 | -2.1489e-10 | -5.9334e-10 | 3.3307e-17 | 2.1489e-10 | 5.9334e-10 | 1.6653e-17 | 6.9217e-10 | -3.6676e-11 | 1.4384e-31 | -6.9217e-10 | 3.6676e-11 | 0 | 0 | 0 | 0 | 0 | 0 | 0.9 | 0.79426 | 0.65148 | 0.9 | 0.79426 | 0.65148 | 2.4716e-13 | -135.3123 | 120.9775 | 2.4745e-13 | -135.3123 | 120.9775
Line1_1_3 | 0 | 0 | 0 | 0 | 0 | 0 | 0 | 0 | 0 | 0 | 0 | 0 | -8.3267e-18 | -1.7191e-09 | -4.7467e-09 | 8.3267e-18 | 1.7191e-09 | 4.7467e-09 | 9.992e-17 | 5.5374e-09 | -2.9341e-10 | -6.6613e-17 | -5.5374e-09 | 2.9341e-10 | 0 | 0 | 0 | 0 | 0 | 0 | 0.9 | 0.79426 | 0.65148 | 0.9 | 0.79426 | 0.65148 | 2.4493e-13 | -135.3123 | 120.9775 | 2.4909e-13 | -135.3123 | 120.9775
Line2_1_4 | 0 | 2.3749 | 2.3749 | 0 | 2.3749 | 2.3749 | 0 | 0.54846 | 0.54846 | 0 | 0.54846 | 0.54846 | 2.8476e-31 | 0.42536 | 0.0077996 | 3.3307e-17 | -0.31707 | 0.10049 | -6.6613e-17 | 0.093984 | 0.35722 | 3.3307e-17 | 0.018818 | -0.24442 | 0 | -147.7717 | 32.2283 | 0 | 32.2283 | -147.7717 | 0.9 | 0.79426 | 0.65148 | 0.9 | 0.57913 | 0.48185 | 2.4493e-13 | -135.3123 | 120.9775 | 2.457e-13 | -151.1682 | 144.5775
Line3_1_5 | 0 | 0 | 0 | 0 | 0 | 0 | 0 | 0 | 0 | 0 | 0 | 0 | -3.3307e-17 | -4.2978e-10 | -1.1867e-09 | 3.3307e-17 | 4.2978e-10 | 1.1867e-09 | 3.3307e-17 | 1.3843e-09 | -7.3352e-11 | -3.3307e-17 | -1.3843e-09 | 7.3352e-11 | 0 | 0 | 0 | 0 | 0 | 0 | 0.9 | 0.79426 | 0.65148 | 0.9 | 0.79426 | 0.65148 | 2.4493e-13 | -135.3123 | 120.9775 | 2.4716e-13 | -135.3123 | 120.9775
Line4_2_6 | 0 | 0 | 0 | 0 | 0 | 0 | 0 | 0 | 0 | 0 | 0 | 0 | 4.996e-17 | -1.0744e-09 | -2.9667e-09 | -4.996e-17 | 1.0744e-09 | 2.9667e-09 | 1.3323e-16 | 3.4609e-09 | -1.8338e-10 | -1.1657e-16 | -3.4609e-09 | 1.8338e-10 | 0 | 0 | 0 | 0 | 0 | 0 | 0.9 | 0.79426 | 0.65148 | 0.9 | 0.79426 | 0.65148 | 2.4732e-13 | -135.3123 | 120.9775 | 2.4902e-13 | -135.3123 | 120.9775
Line5_6_7 | 0 | 0 | 0 | 0 | 0 | 0 | 0 | 0 | 0 | 0 | 0 | 0 | 7.494e-17 | -8.5956e-10 | -2.3734e-09 | -9.1593e-17 | 8.5956e-10 | 2.3734e-09 | 9.992e-17 | 2.7687e-09 | -1.467e-10 | -1.3323e-16 | -2.7687e-09 | 1.467e-10 | 0 | 0 | 0 | 0 | 0 | 0 | 0.9 | 0.79426 | 0.65148 | 0.9 | 0.79426 | 0.65148 | 2.4902e-13 | -135.3123 | 120.9775 | 2.5112e-13 | -135.3123 | 120.9775
Line6_7_8 | 0 | 0 | 0 | 0 | 0 | 0 | 0 | 0 | 0 | 0 | 0 | 0 | 4.996e-17 | -6.4467e-10 | -1.78e-09 | -6.6613e-17 | 6.4467e-10 | 1.78e-09 | 1.1657e-16 | 2.0765e-09 | -1.1003e-10 | -1.3323e-16 | -2.0765e-09 | 1.1003e-10 | 0 | 0 | 0 | 0 | 0 | 0 | 0.9 | 0.79426 | 0.65148 | 0.9 | 0.79426 | 0.65148 | 2.5112e-13 | -135.3123 | 120.9775 | 2.5288e-13 | -135.3123 | 120.9775
Line7_8_9 | 0 | 0 | 0 | 0 | 0 | 0 | 0 | 0 | 0 | 0 | 0 | 0 | 2.498e-17 | -2.1489e-10 | -5.9334e-10 | -8.3267e-18 | 2.1489e-10 | 5.9334e-10 | -1.6653e-17 | 6.9217e-10 | -3.6676e-11 | 1.6653e-17 | -6.9217e-10 | 3.6676e-11 | 0 | 0 | 0 | 0 | 0 | 0 | 0.9 | 0.79426 | 0.65148 | 0.9 | 0.79426 | 0.65148 | 2.5288e-13 | -135.3123 | 120.9775 | 2.5272e-13 | -135.3123 | 120.9775
Line8_8_10 | 0 | 0 | 0 | 0 | 0 | 0 | 0 | 0 | 0 | 0 | 0 | 0 | -8.3267e-18 | -2.1489e-10 | -5.9334e-10 | 2.498e-17 | 2.1489e-10 | 5.9334e-10 | 3.3307e-17 | 6.9217e-10 | -3.6676e-11 | -4.996e-17 | -6.9217e-10 | 3.6676e-11 | 0 | 0 | 0 | 0 | 0 | 0 | 0.9 | 0.79426 | 0.65148 | 0.9 | 0.79426 | 0.65148 | 2.5288e-13 | -135.3123 | 120.9775 | 2.5354e-13 | -135.3123 | 120.9775
Line9_3_11 | 0 | 0 | 0 | 0 | 0 | 0 | 0 | 0 | 0 | 0 | 0 | 0 | 2.498e-17 | -1.5042e-09 | -4.1534e-09 | -8.3267e-18 | 1.5042e-09 | 4.1534e-09 | 4.996e-17 | 4.8452e-09 | -2.5673e-10 | -4.996e-17 | -4.8452e-09 | 2.5673e-10 | 0 | 0 | 0 | 0 | 0 | 0 | 0.9 | 0.79426 | 0.65148 | 0.9 | 0.79426 | 0.65148 | 2.4909e-13 | -135.3123 | 120.9775 | 2.532e-13 | -135.3123 | 120.9775

## LL_min_fault_6
name | pf_ikss_a_from_ka | pf_ikss_b_from_ka | pf_ikss_c_from_ka | pf_ikss_a_to_ka | pf_ikss_b_to_ka | pf_ikss_c_to_ka | pf_skss_a_from_mw | pf_skss_b_from_mw | pf_skss_c_from_mw | pf_skss_a_to_mw | pf_skss_b_to_mw | pf_skss_c_to_mw | pf_p_a_from_mw | pf_p_b_from_mw | pf_p_c_from_mw | pf_p_a_to_mw | pf_p_b_to_mw | pf_p_c_to_mw | pf_q_a_from_mvar | pf_q_b_from_mvar | pf_q_c_from_mvar | pf_q_a_to_mvar | pf_q_b_to_mvar | pf_q_c_to_mvar | pf_ikss_a_from_degree | pf_ikss_b_from_degree | pf_ikss_c_from_degree | pf_ikss_a_to_degree | pf_ikss_b_to_degree | pf_ikss_c_to_degree | pf_vm_a_from_pu | pf_vm_b_from_pu | pf_vm_c_from_pu | pf_vm_a_to_pu | pf_vm_b_to_pu | pf_vm_c_to_pu | pf_va_a_from_degree | pf_va_b_from_degree | pf_va_c_from_degree | pf_va_a_to_degree | pf_va_b_to_degree | pf_va_c_to_degree
Line0_1_2 | 0 | 0 | 0 | 0 | 0 | 0 | 0 | 0 | 0 | 0 | 0 | 0 | 1.7853e-18 | -3.8862e-11 | -1.1288e-10 | -1.7853e-18 | 3.8862e-11 | 1.1288e-10 | 3.8453e-18 | 1.0829e-10 | 1.9912e-11 | -3.296e-18 | -1.0829e-10 | -1.9912e-11 | 0 | 0 | 0 | 0 | 0 | 0 | 0.95 | 0.94812 | 0.94457 | 0.95 | 0.94812 | 0.94457 | 4.7867e-15 | -120.3131 | 119.9422 | 4.8411e-15 | -120.3131 | 119.9422
Line10_11_12 | 0 | 0 | 0 | 0 | 0 | 0 | 0 | 0 | 0 | 0 | 0 | 0 | 2.7466e-19 | -3.8862e-11 | -1.1288e-10 | -5.4933e-19 | 3.8862e-11 | 1.1288e-10 | 2.7466e-18 | 1.0829e-10 | 1.9912e-11 | -2.7466e-18 | -1.0829e-10 | -1.9912e-11 | 0 | 0 | 0 | 0 | 0 | 0 | 0.95 | 0.94812 | 0.94457 | 0.95 | 0.94812 | 0.94457 | 4.9368e-15 | -120.3131 | 119.9422 | 5.0118e-15 | -120.3131 | 119.9422
Line11_12_13 | 0 | 0 | 0 | 0 | 0 | 0 | 0 | 0 | 0 | 0 | 0 | 0 | -2.06e-19 | -3.2385e-11 | -9.4068e-11 | 2.06e-19 | 3.2385e-11 | 9.4068e-11 | 3.8453e-18 | 9.0245e-11 | 1.6593e-11 | -3.8453e-18 | -9.0245e-11 | -1.6593e-11 | 0 | 0 | 0 | 0 | 0 | 0 | 0.95 | 0.94812 | 0.94457 | 0.95 | 0.94812 | 0.94457 | 5.0118e-15 | -120.3131 | 119.9422 | 5.0833e-15 | -120.3131 | 119.9422
Line12_13_15 | 0 | 0 | 0 | 0 | 0 | 0 | 0 | 0 | 0 | 0 | 0 | 0 | -6.18e-19 | -1.9431e-11 | -5.6441e-11 | 6.18e-19 | 1.9431e-11 | 5.6441e-11 | -5.4828e-35 | 5.4147e-11 | 9.9561e-12 | 5.5229e-35 | -5.4147e-11 | -9.9561e-12 | 0 | 0 | 0 | 0 | 0 | 0 | 0.95 | 0.94812 | 0.94457 | 0.95 | 0.94812 | 0.94457 | 5.0833e-15 | -120.3131 | 119.9422 | 5.1204e-15 | -120.3131 | 119.9422
Line13_13_14 | 0 | 0 | 0 | 0 | 0 | 0 | 0 | 0 | 0 | 0 | 0 | 0 | -3.4333e-19 | -6.477e-12 | -1.8814e-11 | 6.8666e-20 | 6.477e-12 | 1.8814e-11 | 5.4933e-19 | 1.8049e-11 | 3.3187e-12 | 6.0907e-36 | -1.8049e-11 | -3.3187e-12 | 0 | 0 | 0 | 0 | 0 | 0 | 0.95 | 0.94812 | 0.94457 | 0.95 | 0.94812 | 0.94457 | 5.0833e-15 | -120.3131 | 119.9422 | 5.0822e-15 | -120.3131 | 119.9422
Line14_15_16 | 0 | 0 | 0 | 0 | 0 | 0 | 0 | 0 | 0 | 0 | 0 | 0 | 6.8666e-20 | -1.2954e-11 | -3.7627e-11 | -6.8666e-20 | 1.2954e-11 | 3.7627e-11 | 1.0987e-18 | 3.6098e-11 | 6.6374e-12 | -1.0987e-18 | -3.6098e-11 | -6.6374e-12 | 0 | 0 | 0 | 0 | 0 | 0 | 0.95 | 0.94812 | 0.94457 | 0.95 | 0.94812 | 0.94457 | 5.1204e-15 | -120.3131 | 119.9422 | 5.1532e-15 | -120.3131 | 119.9422
Line15_16_17 | 0 | 0 | 0 | 0 | 0 | 0 | 0 | 0 | 0 | 0 | 0 | 0 | 2.7466e-19 | -6.477e-12 | -1.8814e-11 | -2.7466e-19 | 6.477e-12 | 1.8814e-11 | 5.4933e-19 | 1.8049e-11 | 3.3187e-12 | -5.4933e-19 | -1.8049e-11 | -3.3187e-12 | 0 | 0 | 0 | 0 | 0 | 0 | 0.95 | 0.94812 | 0.94457 | 0.95 | 0.94812 | 0.94457 | 5.1532e-15 | -120.3131 | 119.9422 | 5.1654e-15 | -120.3131 | 119.9422
Line16_4_18 | 0 | 0.052639 | 0.052639 | 0 | 0.052639 | 0.052639 | 0 | 0.012156 | 0.012156 | 0 | 0.012156 | 0.012156 | -1.0987e-18 | 0.011082 | 0.0028784 | 9.2527e-35 | -0.011029 | -0.0028252 | 1.0987e-18 | 0.0029185 | 0.011047 | -1.0987e-18 | -0.0028631 | -0.010991 | 0 | -135.266 | 44.734 | 0 | 44.734 | -135.266 | 0.95 | 0.94272 | 0.93905 | 0.95 | 0.93734 | 0.93354 | 4.8406e-15 | -120.5122 | 120.1294 | 4.8253e-15 | -120.7135 | 120.3187
Line17_5_19 | 0 | 0 | 0 | 0 | 0 | 0 | 0 | 0 | 0 | 0 | 0 | 0 | -4.8066e-19 | -6.477e-12 | -1.8814e-11 | 2.06e-19 | 6.477e-12 | 1.8814e-11 | 1.0987e-18 | 1.8049e-11 | 3.3187e-12 | -1.0987e-18 | -1.8049e-11 | -3.3187e-12 | 0 | 0 | 0 | 0 | 0 | 0 | 0.95 | 0.94812 | 0.94457 | 0.95 | 0.94812 | 0.94457 | 4.8399e-15 | -120.3131 | 119.9422 | 4.8522e-15 | -120.3131 | 119.9422
Line1_1_3 | 0 | 0 | 0 | 0 | 0 | 0 | 0 | 0 | 0 | 0 | 0 | 0 | 1.1673e-18 | -5.1816e-11 | -1.5051e-10 | -8.9266e-19 | 5.1816e-11 | 1.5051e-10 | 3.8453e-18 | 1.4439e-10 | 2.655e-11 | -2.7466e-18 | -1.4439e-10 | -2.655e-11 | 0 | 0 | 0 | 0 | 0 | 0 | 0.95 | 0.94812 | 0.94457 | 0.95 | 0.94812 | 0.94457 | 4.7867e-15 | -120.3131 | 119.9422 | 4.863e-15 | -120.3131 | 119.9422
Line2_1_4 | 0 | 0.052639 | 0.052639 | 0 | 0.052639 | 0.052639 | 0 | 0.012156 | 0.012156 | 0 | 0.012156 | 0.012156 | -2.1973e-18 | 0.011136 | 0.0029316 | 1.0987e-18 | -0.011082 | -0.0028784 | 3.296e-18 | 0.0029739 | 0.011102 | -1.0987e-18 | -0.0029185 | -0.011047 | 0 | -135.266 | 44.734 | 0 | 44.734 | -135.266 | 0.95 | 0.94812 | 0.94457 | 0.95 | 0.94272 | 0.93905 | 4.7867e-15 | -120.3131 | 119.9422 | 4.8406e-15 | -120.5122 | 120.1294
Line3_1_5 | 0 | 0 | 0 | 0 | 0 | 0 | 0 | 0 | 0 | 0 | 0 | 0 | -7.5533e-19 | -1.2954e-11 | -3.7627e-11 | 7.5533e-19 | 1.2954e-11 | 3.7627e-11 | 3.296e-18 | 3.6098e-11 | 6.6374e-12 | -2.1973e-18 | -3.6098e-11 | -6.6374e-12 | 0 | 0 | 0 | 0 | 0 | 0 | 0.95 | 0.94812 | 0.94457 | 0.95 | 0.94812 | 0.94457 | 4.7867e-15 | -120.3131 | 119.9422 | 4.8399e-15 | -120.3131 | 119.9422
Line4_2_6 | 0 | 0 | 0 | 0 | 0 | 0 | 0 | 0 | 0 | 0 | 0 | 0 | 2.472e-18 | -3.2385e-11 | -9.4068e-11 | -2.472e-18 | 3.2385e-11 | 9.4068e-11 | 3.296e-18 | 9.0245e-11 | 1.6593e-11 | -2.7466e-18 | -9.0245e-11 | -1.6593e-11 | 0 | 0 | 0 | 0 | 0 | 0 | 0.95 | 0.94812 | 0.94457 | 0.95 | 0.94812 | 0.94457 | 4.8411e-15 | -120.3131 | 119.9422 | 4.8614e-15 | -120.3131 | 119.9422
Line5_6_7 | 0 | 0 | 0 | 0 | 0 | 0 | 0 | 0 | 0 | 0 | 0 | 0 | 1.854e-18 | -2.5908e-11 | -7.5255e-11 | -2.1287e-18 | 2.5908e-11 | 7.5255e-11 | 3.8453e-18 | 7.2196e-11 | 1.3275e-11 | -3.296e-18 | -7.2196e-11 | -1.3275e-11 | 0 | 0 | 0 | 0 | 0 | 0 | 0.95 | 0.94812 | 0.94457 | 0.95 | 0.94812 | 0.94457 | 4.8614e-15 | -120.3131 | 119.9422 | 4.9054e-15 | -120.3131 | 119.9422
Line6_7_8 | 0 | 0 | 0 | 0 | 0 | 0 | 0 | 0 | 0 | 0 | 0 | 0 | 1.0987e-18 | -1.9431e-11 | -5.6441e-11 | -1.0987e-18 | 1.9431e-11 | 5.6441e-11 | 3.8453e-18 | 5.4147e-11 | 9.9561e-12 | -2.1973e-18 | -5.4147e-11 | -9.9561e-12 | 0 | 0 | 0 | 0 | 0 | 0 | 0.95 | 0.94812 | 0.94457 | 0.95 | 0.94812 | 0.94457 | 4.9054e-15 | -120.3131 | 119.9422 | 4.9493e-15 | -120.3131 | 119.9422
Line7_8_9 | 0 | 0 | 0 | 0 | 0 | 0 | 0 | 0 | 0 | 0 | 0 | 0 | 4.8066e-19 | -6.477e-12 | -1.8814e-11 | -4.8066e-19 | 6.477e-12 | 1.8814e-11 | 5.4933e-19 | 1.8049e-11 | 3.3187e-12 | -5.4933e-19 | -1.8049e-11 | -3.3187e-12 | 0 | 0 | 0 | 0 | 0 | 0 | 0.95 | 0.94812 | 0.94457 | 0.95 | 0.94812 | 0.94457 | 4.9493e-15 | -120.3131 | 119.9422 | 4.9482e-15 | -120.3131 | 119.9422
Line8_8_10 | 0 | 0 | 0 | 0 | 0 | 0 | 0 | 0 | 0 | 0 | 0 | 0 | 1.3733e-19 | -6.477e-12 | -1.8814e-11 | -1.3733e-19 | 6.477e-12 | 1.8814e-11 | 5.4933e-19 | 1.8049e-11 | 3.3187e-12 | -1.0987e-18 | -1.8049e-11 | -3.3187e-12 | 0 | 0 | 0 | 0 | 0 | 0 | 0.95 | 0.94812 | 0.94457 | 0.95 | 0.94812 | 0.94457 | 4.9493e-15 | -120.3131 | 119.9422 | 4.9635e-15 | -120.3131 | 119.9422
Line9_3_11 | 0 | 0 | 0 | 0 | 0 | 0 | 0 | 0 | 0 | 0 | 0 | 0 | 1.03e-18 | -4.5339e-11 | -1.317e-10 | -7.5533e-19 | 4.5339e-11 | 1.317e-10 | 2.1973e-18 | 1.2634e-10 | 2.3231e-11 | -3.296e-18 | -1.2634e-10 | -2.3231e-11 | 0 | 0 | 0 | 0 | 0 | 0 | 0.95 | 0.94812 | 0.94457 | 0.95 | 0.94812 | 0.94457 | 4.863e-15 | -120.3131 | 119.9422 | 4.9368e-15 | -120.3131 | 119.9422

## LL_min_fault_10
name | pf_ikss_a_from_ka | pf_ikss_b_from_ka | pf_ikss_c_from_ka | pf_ikss_a_to_ka | pf_ikss_b_to_ka | pf_ikss_c_to_ka | pf_skss_a_from_mw | pf_skss_b_from_mw | pf_skss_c_from_mw | pf_skss_a_to_mw | pf_skss_b_to_mw | pf_skss_c_to_mw | pf_p_a_from_mw | pf_p_b_from_mw | pf_p_c_from_mw | pf_p_a_to_mw | pf_p_b_to_mw | pf_p_c_to_mw | pf_q_a_from_mvar | pf_q_b_from_mvar | pf_q_c_from_mvar | pf_q_a_to_mvar | pf_q_b_to_mvar | pf_q_c_to_mvar | pf_ikss_a_from_degree | pf_ikss_b_from_degree | pf_ikss_c_from_degree | pf_ikss_a_to_degree | pf_ikss_b_to_degree | pf_ikss_c_to_degree | pf_vm_a_from_pu | pf_vm_b_from_pu | pf_vm_c_from_pu | pf_vm_a_to_pu | pf_vm_b_to_pu | pf_vm_c_to_pu | pf_va_a_from_degree | pf_va_b_from_degree | pf_va_c_from_degree | pf_va_a_to_degree | pf_va_b_to_degree | pf_va_c_to_degree
Line0_1_2 | 0 | 0 | 0 | 0 | 0 | 0 | 0 | 0 | 0 | 0 | 0 | 0 | 2.7972e-18 | -3.4879e-11 | -1.0131e-10 | -2.537e-18 | 3.4879e-11 | 1.0131e-10 | 3.6429e-18 | 9.7195e-11 | 1.7871e-11 | -2.6021e-18 | -9.7195e-11 | -1.7871e-11 | 0 | 0 | 0 | 0 | 0 | 0 | 0.9 | 0.89822 | 0.89485 | 0.9 | 0.89822 | 0.89485 | 5.4093e-15 | -120.3131 | 119.9422 | 5.4721e-15 | -120.3131 | 119.9422
Line10_11_12 | 0 | 0 | 0 | 0 | 0 | 0 | 0 | 0 | 0 | 0 | 0 | 0 | 6.5052e-19 | -3.4879e-11 | -1.0131e-10 | -6.5052e-19 | 3.4879e-11 | 1.0131e-10 | 2.6021e-18 | 9.7195e-11 | 1.7871e-11 | -2.6021e-18 | -9.7195e-11 | -1.7871e-11 | 0 | 0 | 0 | 0 | 0 | 0 | 0.9 | 0.89822 | 0.89485 | 0.9 | 0.89822 | 0.89485 | 5.5594e-15 | -120.3131 | 119.9422 | 5.6344e-15 | -120.3131 | 119.9422
Line11_12_13 | 0 | 0 | 0 | 0 | 0 | 0 | 0 | 0 | 0 | 0 | 0 | 0 | 2.6021e-19 | -2.9066e-11 | -8.4427e-11 | -2.6021e-19 | 2.9066e-11 | 8.4427e-11 | 2.6021e-18 | 8.0996e-11 | 1.4893e-11 | -2.6021e-18 | -8.0996e-11 | -1.4893e-11 | 0 | 0 | 0 | 0 | 0 | 0 | 0.9 | 0.89822 | 0.89485 | 0.9 | 0.89822 | 0.89485 | 5.6344e-15 | -120.3131 | 119.9422 | 5.7059e-15 | -120.3131 | 119.9422
Line12_13_15 | 0 | 0 | 0 | 0 | 0 | 0 | 0 | 0 | 0 | 0 | 0 | 0 | -8.4568e-19 | -1.7439e-11 | -5.0656e-11 | 8.4568e-19 | 1.7439e-11 | 5.0656e-11 | 1.5613e-18 | 4.8598e-11 | 8.9356e-12 | -1.5613e-18 | -4.8598e-11 | -8.9356e-12 | 0 | 0 | 0 | 0 | 0 | 0 | 0.9 | 0.89822 | 0.89485 | 0.9 | 0.89822 | 0.89485 | 5.7059e-15 | -120.3131 | 119.9422 | 5.743e-15 | -120.3131 | 119.9422
Line13_13_14 | 0 | 0 | 0 | 0 | 0 | 0 | 0 | 0 | 0 | 0 | 0 | 0 | 7.1557e-19 | -5.8131e-12 | -1.6885e-11 | -4.5536e-19 | 5.8131e-12 | 1.6885e-11 | 7.1262e-35 | 1.6199e-11 | 2.9786e-12 | -4.534e-35 | -1.6199e-11 | -2.9786e-12 | 0 | 0 | 0 | 0 | 0 | 0 | 0.9 | 0.89822 | 0.89485 | 0.9 | 0.89822 | 0.89485 | 5.7059e-15 | -120.3131 | 119.9422 | 5.7048e-15 | -120.3131 | 119.9422
Line14_15_16 | 0 | 0 | 0 | 0 | 0 | 0 | 0 | 0 | 0 | 0 | 0 | 0 | -6.5052e-19 | -1.1626e-11 | -3.3771e-11 | 3.9031e-19 | 1.1626e-11 | 3.3771e-11 | 1.0408e-18 | 3.2398e-11 | 5.9571e-12 | -5.2042e-19 | -3.2398e-11 | -5.9571e-12 | 0 | 0 | 0 | 0 | 0 | 0 | 0.9 | 0.89822 | 0.89485 | 0.9 | 0.89822 | 0.89485 | 5.743e-15 | -120.3131 | 119.9422 | 5.7758e-15 | -120.3131 | 119.9422
Line15_16_17 | 0 | 0 | 0 | 0 | 0 | 0 | 0 | 0 | 0 | 0 | 0 | 0 | -1.0408e-18 | -5.8131e-12 | -1.6885e-11 | 7.8063e-19 | 5.8131e-12 | 1.6885e-11 | 5.2042e-19 | 1.6199e-11 | 2.9785e-12 | -1.0408e-18 | -1.6199e-11 | -2.9785e-12 | 0 | 0 | 0 | 0 | 0 | 0 | 0.9 | 0.89822 | 0.89485 | 0.9 | 0.89822 | 0.89485 | 5.7758e-15 | -120.3131 | 119.9422 | 5.7881e-15 | -120.3131 | 119.9422
Line16_4_18 | 0 | 0.049869 | 0.049869 | 0 | 0.049869 | 0.049869 | 0 | 0.011517 | 0.011517 | 0 | 0.011517 | 0.011517 | -2.0817e-18 | 0.0099465 | 0.0025834 | 2.0817e-18 | -0.0098987 | -0.0025356 | 3.1225e-18 | 0.0026194 | 0.0099144 | -2.0817e-18 | -0.0025697 | -0.0098647 | 0 | -135.266 | 44.734 | 0 | 44.734 | -135.266 | 0.9 | 0.89311 | 0.88962 | 0.9 | 0.888 | 0.8844 | 5.4489e-15 | -120.5122 | 120.1294 | 5.4326e-15 | -120.7135 | 120.3187
Line17_5_19 | 0 | 0 | 0 | 0 | 0 | 0 | 0 | 0 | 0 | 0 | 0 | 0 | -4.5536e-19 | -5.8131e-12 | -1.6885e-11 | 4.5536e-19 | 5.8131e-12 | 1.6885e-11 | -4.3414e-35 | 1.6199e-11 | 2.9785e-12 | 4.3512e-35 | -1.6199e-11 | -2.9785e-12 | 0 | 0 | 0 | 0 | 0 | 0 | 0.9 | 0.89822 | 0.89485 | 0.9 | 0.89822 | 0.89485 | 5.4625e-15 | -120.3131 | 119.9422 | 5.4748e-15 | -120.3131 | 119.9422
Line1_1_3 | 0 | 0 | 0 | 0 | 0 | 0 | 0 | 0 | 0 | 0 | 0 | 0 | 1.236e-18 | -4.6505e-11 | -1.3508e-10 | -9.7578e-19 | 4.6505e-11 | 1.3508e-10 | 2.6021e-18 | 1.2959e-10 | 2.3828e-11 | -2.0817e-18 | -1.2959e-10 | -2.3828e-11 | 0 | 0 | 0 | 0 | 0 | 0 | 0.9 | 0.89822 | 0.89485 | 0.9 | 0.89822 | 0.89485 | 5.4093e-15 | -120.3131 | 119.9422 | 5.4856e-15 | -120.3131 | 119.9422
Line2_1_4 | 0 | 0.049869 | 0.049869 | 0 | 0.049869 | 0.049869 | 0 | 0.011517 | 0.011517 | 0 | 0.011517 | 0.011517 | -5.2042e-19 | 0.0099942 | 0.0026311 | 1.0408e-18 | -0.0099465 | -0.0025834 | 2.0817e-18 | 0.0026691 | 0.0099642 | 9.8985e-35 | -0.0026194 | -0.0099144 | 0 | -135.266 | 44.734 | 0 | 44.734 | -135.266 | 0.9 | 0.89822 | 0.89485 | 0.9 | 0.89311 | 0.88962 | 5.4093e-15 | -120.3131 | 119.9422 | 5.4489e-15 | -120.5122 | 120.1294
Line3_1_5 | 0 | 0 | 0 | 0 | 0 | 0 | 0 | 0 | 0 | 0 | 0 | 0 | 1.301e-19 | -1.1626e-11 | -3.3771e-11 | 1.301e-19 | 1.1626e-11 | 3.3771e-11 | 1.5613e-18 | 3.2398e-11 | 5.9571e-12 | -1.5613e-18 | -3.2398e-11 | -5.9571e-12 | 0 | 0 | 0 | 0 | 0 | 0 | 0.9 | 0.89822 | 0.89485 | 0.9 | 0.89822 | 0.89485 | 5.4093e-15 | -120.3131 | 119.9422 | 5.4625e-15 | -120.3131 | 119.9422
Line4_2_6 | 0 | 0 | 0 | 0 | 0 | 0 | 0 | 0 | 0 | 0 | 0 | 0 | 1.6263e-18 | -2.9066e-11 | -8.4427e-11 | -1.6263e-18 | 2.9066e-11 | 8.4427e-11 | 3.6429e-18 | 8.0996e-11 | 1.4893e-11 | -3.6429e-18 | -8.0996e-11 | -1.4893e-11 | 0 | 0 | 0 | 0 | 0 | 0 | 0.9 | 0.89822 | 0.89485 | 0.9 | 0.89822 | 0.89485 | 5.4721e-15 | -120.3131 | 119.9422 | 5.5107e-15 | -120.3131 | 119.9422
Line5_6_7 | 0 | 0 | 0 | 0 | 0 | 0 | 0 | 0 | 0 | 0 | 0 | 0 | 1.6263e-18 | -2.3253e-11 | -6.7542e-11 | -1.8865e-18 | 2.3253e-11 | 6.7542e-11 | 4.1633e-18 | 6.4797e-11 | 1.1914e-11 | -3.1225e-18 | -6.4797e-11 | -1.1914e-11 | 0 | 0 | 0 | 0 | 0 | 0 | 0.9 | 0.89822 | 0.89485 | 0.9 | 0.89822 | 0.89485 | 5.5107e-15 | -120.3131 | 119.9422 | 5.5539e-15 | -120.3131 | 119.9422
Line6_7_8 | 0 | 0 | 0 | 0 | 0 | 0 | 0 | 0 | 0 | 0 | 0 | 0 | -2.6021e-19 | -1.7439e-11 | -5.0656e-11 | 2.6021e-19 | 1.7439e-11 | 5.0656e-11 | 2.6021e-18 | 4.8598e-11 | 8.9356e-12 | -3.1225e-18 | -4.8598e-11 | -8.9356e-12 | 0 | 0 | 0 | 0 | 0 | 0 | 0.9 | 0.89822 | 0.89485 | 0.9 | 0.89822 | 0.89485 | 5.5539e-15 | -120.3131 | 119.9422 | 5.5961e-15 | -120.3131 | 119.9422
Line7_8_9 | 0 | 0 | 0 | 0 | 0 | 0 | 0 | 0 | 0 | 0 | 0 | 0 | 1.9516e-19 | -5.8131e-12 | -1.6885e-11 | -1.9516e-19 | 5.8131e-12 | 1.6885e-11 | -5.2042e-19 | 1.6199e-11 | 2.9786e-12 | -1.9057e-35 | -1.6199e-11 | -2.9786e-12 | 0 | 0 | 0 | 0 | 0 | 0 | 0.9 | 0.89822 | 0.89485 | 0.9 | 0.89822 | 0.89485 | 5.5961e-15 | -120.3131 | 119.9422 | 5.595e-15 | -120.3131 | 119.9422
Line8_8_10 | 0 | 0 | 0 | 0 | 0 | 0 | 0 | 0 | 0 | 0 | 0 | 0 | 3.9031e-19 | -5.8131e-12 | -1.6885e-11 | -1.301e-19 | 5.8131e-12 | 1.6885e-11 | 5.2042e-19 | 1.6199e-11 | 2.9786e-12 | -1.274e-35 | -1.6199e-11 | -2.9786e-12 | 0 | 0 | 0 | 0 | 0 | 0 | 0.9 | 0.89822 | 0.89485 | 0.9 | 0.89822 | 0.89485 | 5.5961e-15 | -120.3131 | 119.9422 | 5.6106e-15 | -120.3131 | 119.9422
Line9_3_11 | 0 | 0 | 0 | 0 | 0 | 0 | 0 | 0 | 0 | 0 | 0 | 0 | 1.6914e-18 | -4.0692e-11 | -1.182e-10 | -1.6914e-18 | 4.0692e-11 | 1.182e-10 | 2.6021e-18 | 1.1339e-10 | 2.085e-11 | -2.0817e-18 | -1.1339e-10 | -2.085e-11 | 0 | 0 | 0 | 0 | 0 | 0 | 0.9 | 0.89822 | 0.89485 | 0.9 | 0.89822 | 0.89485 | 5.4856e-15 | -120.3131 | 119.9422 | 5.5594e-15 | -120.3131 | 119.9422

## LG_max_6
name | pf_ikss_a_from_ka | pf_ikss_b_from_ka | pf_ikss_c_from_ka | pf_ikss_a_to_ka | pf_ikss_b_to_ka | pf_ikss_c_to_ka | pf_skss_a_from_mw | pf_skss_b_from_mw | pf_skss_c_from_mw | pf_skss_a_to_mw | pf_skss_b_to_mw | pf_skss_c_to_mw | pf_p_a_from_mw | pf_p_b_from_mw | pf_p_c_from_mw | pf_p_a_to_mw | pf_p_b_to_mw | pf_p_c_to_mw | pf_q_a_from_mvar | pf_q_b_from_mvar | pf_q_c_from_mvar | pf_q_a_to_mvar | pf_q_b_to_mvar | pf_q_c_to_mvar | pf_ikss_a_from_degree | pf_ikss_b_from_degree | pf_ikss_c_from_degree | pf_ikss_a_to_degree | pf_ikss_b_to_degree | pf_ikss_c_to_degree | 3xI0 | pf_vm_a_from_pu | pf_vm_b_from_pu | pf_vm_c_from_pu | pf_vm_a_to_pu | pf_vm_b_to_pu | pf_vm_c_to_pu | pf_va_a_from_degree | pf_va_b_from_degree | pf_va_c_from_degree | pf_va_a_to_degree | pf_va_b_to_degree | pf_va_c_to_degree
Line0_1_2 | 2.0389e-06 | 2.0391e-06 | 2.0391e-06 | 1.6998e-06 | 1.6999e-06 | 1.6999e-06 | 4.7086e-07 | 4.709e-07 | 4.709e-07 | 3.9255e-07 | 3.9258e-07 | 3.9258e-07 | 1.6406e-08 | 4.483e-07 | -4.081e-07 | -1.3395e-08 | -3.7856e-07 | 3.3535e-07 | 3.7232e-08 | -6.7753e-07 | -6.8059e-07 | -3.1163e-08 | 5.6162e-07 | 5.7029e-07 | -90.3489 | -90.2044 | -90.2044 | 89.1315 | 89.3048 | 89.3048 |  | 0.086409 | 1.7252 | 1.6852 | 0.086409 | 1.7252 | 1.6852 | -24.1292 | -146.7133 | 148.8476 | -24.1292 | -146.7133 | 148.8476
Line10_11_12 | 2.0389e-06 | 2.0391e-06 | 2.0391e-06 | 1.6998e-06 | 1.6999e-06 | 1.6999e-06 | 4.7086e-07 | 4.709e-07 | 4.709e-07 | 3.9255e-07 | 3.9258e-07 | 3.9258e-07 | 1.6406e-08 | 4.483e-07 | -4.081e-07 | -1.3395e-08 | -3.7856e-07 | 3.3535e-07 | 3.7232e-08 | -6.7753e-07 | -6.8059e-07 | -3.1163e-08 | 5.6162e-07 | 5.7029e-07 | -90.3489 | -90.2045 | -90.2045 | 89.1315 | 89.3048 | 89.3048 |  | 0.086409 | 1.7252 | 1.6852 | 0.086409 | 1.7252 | 1.6852 | -24.1292 | -146.7133 | 148.8476 | -24.1292 | -146.7133 | 148.8476
Line11_12_13 | 1.6991e-06 | 1.6992e-06 | 1.6992e-06 | 1.36e-06 | 1.3601e-06 | 1.3601e-06 | 3.9238e-07 | 3.9242e-07 | 3.9242e-07 | 3.1408e-07 | 3.141e-07 | 3.141e-07 | 1.3672e-08 | 3.7358e-07 | -3.4008e-07 | -1.0661e-08 | -3.0385e-07 | 2.6734e-07 | 3.1027e-08 | -5.6461e-07 | -5.6716e-07 | -2.4957e-08 | 4.487e-07 | 4.5686e-07 | -90.3489 | -90.2045 | -90.2045 | 89.0017 | 89.1822 | 89.1822 |  | 0.086409 | 1.7252 | 1.6852 | 0.086409 | 1.7252 | 1.6852 | -24.1292 | -146.7133 | 148.8476 | -24.1292 | -146.7133 | 148.8476
Line12_13_15 | 1.0194e-06 | 1.0195e-06 | 1.0195e-06 | 0 | 0 | 0 | 2.3543e-07 | 2.3545e-07 | 2.3545e-07 | 0 | 0 | 0 | 8.203e-09 | 2.2415e-07 | -2.0405e-07 | -5.1924e-09 | -1.5441e-07 | 1.313e-07 | 1.8616e-08 | -3.3877e-07 | -3.4029e-07 | -1.2547e-08 | 2.2286e-07 | 2.2999e-07 | -90.3489 | -90.2045 | -90.2045 | 0 | 0 | 0 |  | 0.086409 | 1.7252 | 1.6852 | 0.086409 | 1.7252 | 1.6852 | -24.1292 | -146.7133 | 148.8476 | -24.1292 | -146.7133 | 148.8476
Line13_13_14 | 0 | 0 | 0 | 0 | 0 | 0 | 0 | 0 | 0 | 0 | 0 | 0 | 2.7343e-09 | 7.4717e-08 | -6.8016e-08 | 2.7623e-10 | -4.9805e-09 | -4.7302e-09 | 6.2053e-09 | -1.1292e-07 | -1.1343e-07 | -1.36e-10 | -2.9858e-09 | 3.1304e-09 | 0 | 0 | 0 | 0 | 0 | 0 |  | 0.086409 | 1.7252 | 1.6852 | 0.086409 | 1.7252 | 1.6852 | -24.1292 | -146.7133 | 148.8476 | -24.1292 | -146.7133 | 148.8476
Line14_15_16 | 0 | 0 | 0 | 0 | 0 | 0 | 0 | 0 | 0 | 0 | 0 | 0 | 5.4686e-09 | 1.4943e-07 | -1.3603e-07 | -2.4581e-09 | -7.9697e-08 | 6.3286e-08 | 1.2411e-08 | -2.2584e-07 | -2.2686e-07 | -6.3413e-09 | 1.0994e-07 | 1.1656e-07 | 0 | 0 | 0 | 0 | 0 | 0 |  | 0.086409 | 1.7252 | 1.6852 | 0.086409 | 1.7252 | 1.6852 | -24.1292 | -146.7133 | 148.8476 | -24.1292 | -146.7133 | 148.8476
Line15_16_17 | 0 | 0 | 0 | 0 | 0 | 0 | 0 | 0 | 0 | 0 | 0 | 0 | 2.7343e-09 | 7.4717e-08 | -6.8016e-08 | 2.7623e-10 | -4.9805e-09 | -4.7302e-09 | 6.2053e-09 | -1.1292e-07 | -1.1343e-07 | -1.36e-10 | -2.9858e-09 | 3.1304e-09 | 0 | 0 | 0 | 0 | 0 | 0 |  | 0.086409 | 1.7252 | 1.6852 | 0.086409 | 1.7252 | 1.6852 | -24.1292 | -146.7133 | 148.8476 | -24.1292 | -146.7133 | 148.8476
Line16_4_18 | 0.53546 | 0 | 0 | 0.53546 | 0 | 0 | 0.12366 | 0 | 0 | 0.12366 | 0 | 0 | 0.0023893 | 7.6512e-08 | -6.8071e-08 | -1.9249e-14 | -4.8706e-09 | -4.5732e-09 | 0.0047786 | -1.1339e-07 | -1.1461e-07 | 2.1321e-14 | -2.9197e-09 | 3.0914e-09 | -87.5641 | 0 | 0 | 92.4359 | 0 | 0 |  | 0.043205 | 1.7206 | 1.6766 | 0 | 1.716 | 1.6681 | -24.1292 | -146.4708 | 148.8115 | 0 | -146.2271 | 148.775
Line17_5_19 | 0 | 0 | 0 | 0 | 0 | 0 | 0 | 0 | 0 | 0 | 0 | 0 | 2.7343e-09 | 7.4716e-08 | -6.8016e-08 | 2.7623e-10 | -4.9805e-09 | -4.7302e-09 | 6.2053e-09 | -1.1292e-07 | -1.1343e-07 | -1.36e-10 | -2.9858e-09 | 3.1304e-09 | 0 | 0 | 0 | 0 | 0 | 0 |  | 0.086409 | 1.7252 | 1.6852 | 0.086409 | 1.7252 | 1.6852 | -24.1292 | -146.7133 | 148.8476 | -24.1292 | -146.7133 | 148.8476
Line1_1_3 | 2.7185e-06 | 2.7187e-06 | 2.7187e-06 | 2.3794e-06 | 2.3796e-06 | 2.3796e-06 | 6.2781e-07 | 6.2787e-07 | 6.2787e-07 | 5.495e-07 | 5.4954e-07 | 5.4954e-07 | 2.1875e-08 | 5.9773e-07 | -5.4413e-07 | -1.8864e-08 | -5.28e-07 | 4.7138e-07 | 4.9643e-08 | -9.0338e-07 | -9.0745e-07 | -4.3573e-08 | 7.8747e-07 | 7.9715e-07 | -90.3489 | -90.2045 | -90.2045 | 89.2799 | 89.445 | 89.445 |  | 0.086409 | 1.7252 | 1.6852 | 0.086409 | 1.7252 | 1.6852 | -24.1292 | -146.7133 | 148.8476 | -24.1292 | -146.7133 | 148.8476
Line2_1_4 | 0.53546 | 0 | 0 | 0.53546 | 0 | 0 | 0.12366 | 0 | 0 | 0.12366 | 0 | 0 | 0.0047786 | 1.5145e-07 | -1.3649e-07 | -0.0023893 | -8.1437e-08 | 6.3419e-08 | 0.0095572 | -2.2733e-07 | -2.2926e-07 | -0.0047786 | 1.1044e-07 | 1.1772e-07 | -87.5641 | 0 | 0 | 92.4359 | 0 | 0 |  | 0.086409 | 1.7252 | 1.6852 | 0.043205 | 1.7206 | 1.6766 | -24.1292 | -146.7133 | 148.8476 | -24.1292 | -146.4708 | 148.8115
Line3_1_5 | 0 | 0 | 0 | 0 | 0 | 0 | 0 | 0 | 0 | 0 | 0 | 0 | 5.4687e-09 | 1.4943e-07 | -1.3603e-07 | -2.4581e-09 | -7.9697e-08 | 6.3286e-08 | 1.2411e-08 | -2.2584e-07 | -2.2686e-07 | -6.3413e-09 | 1.0994e-07 | 1.1656e-07 | 0 | 0 | 0 | 0 | 0 | 0 |  | 0.086409 | 1.7252 | 1.6852 | 0.086409 | 1.7252 | 1.6852 | -24.1292 | -146.7133 | 148.8476 | -24.1292 | -146.7133 | 148.8476
Line4_2_6 | 1.6991e-06 | 1.6992e-06 | 1.6992e-06 | 1.36e-06 | 1.3601e-06 | 1.3601e-06 | 3.9238e-07 | 3.9242e-07 | 3.9242e-07 | 3.1408e-07 | 3.141e-07 | 3.141e-07 | 1.3672e-08 | 3.7358e-07 | -3.4008e-07 | -1.0661e-08 | -3.0385e-07 | 2.6734e-07 | 3.1027e-08 | -5.6461e-07 | -5.6716e-07 | -2.4957e-08 | 4.487e-07 | 4.5686e-07 | -90.3489 | -90.2045 | -90.2045 | 89.0017 | 89.1822 | 89.1822 |  | 0.086409 | 1.7252 | 1.6852 | 0.086409 | 1.7252 | 1.6852 | -24.1292 | -146.7133 | 148.8476 | -24.1292 | -146.7133 | 148.8476
Line5_6_7 | 1.3592e-06 | 1.3594e-06 | 1.3594e-06 | 1.0202e-06 | 1.0203e-06 | 1.0203e-06 | 3.139e-07 | 3.1393e-07 | 3.1393e-07 | 2.3561e-07 | 2.3562e-07 | 2.3562e-07 | 1.0937e-08 | 2.9887e-07 | -2.7207e-07 | -7.9267e-09 | -2.2913e-07 | 1.9932e-07 | 2.4821e-08 | -4.5169e-07 | -4.5373e-07 | -1.8752e-08 | 3.3578e-07 | 3.4342e-07 | -90.3489 | -90.2045 | -90.2045 | 88.7853 | 88.9779 | 88.9779 |  | 0.086409 | 1.7252 | 1.6852 | 0.086409 | 1.7252 | 1.6852 | -24.1292 | -146.7133 | 148.8476 | -24.1292 | -146.7133 | 148.8476
Line6_7_8 | 1.0194e-06 | 1.0195e-06 | 1.0195e-06 | 0 | 0 | 0 | 2.3543e-07 | 2.3545e-07 | 2.3545e-07 | 0 | 0 | 0 | 8.203e-09 | 2.2415e-07 | -2.0405e-07 | -5.1924e-09 | -1.5441e-07 | 1.313e-07 | 1.8616e-08 | -3.3877e-07 | -3.4029e-07 | -1.2547e-08 | 2.2286e-07 | 2.2999e-07 | -90.3489 | -90.2045 | -90.2045 | 0 | 0 | 0 |  | 0.086409 | 1.7252 | 1.6852 | 0.086409 | 1.7252 | 1.6852 | -24.1292 | -146.7133 | 148.8476 | -24.1292 | -146.7133 | 148.8476
Line7_8_9 | 0 | 0 | 0 | 0 | 0 | 0 | 0 | 0 | 0 | 0 | 0 | 0 | 2.7343e-09 | 7.4716e-08 | -6.8016e-08 | 2.7623e-10 | -4.9805e-09 | -4.7302e-09 | 6.2053e-09 | -1.1292e-07 | -1.1343e-07 | -1.36e-10 | -2.9858e-09 | 3.1304e-09 | 0 | 0 | 0 | 0 | 0 | 0 |  | 0.086409 | 1.7252 | 1.6852 | 0.086409 | 1.7252 | 1.6852 | -24.1292 | -146.7133 | 148.8476 | -24.1292 | -146.7133 | 148.8476
Line8_8_10 | 0 | 0 | 0 | 0 | 0 | 0 | 0 | 0 | 0 | 0 | 0 | 0 | 2.7343e-09 | 7.4716e-08 | -6.8016e-08 | 2.7623e-10 | -4.9805e-09 | -4.7302e-09 | 6.2053e-09 | -1.1292e-07 | -1.1343e-07 | -1.36e-10 | -2.9858e-09 | 3.1304e-09 | 0 | 0 | 0 | 0 | 0 | 0 |  | 0.086409 | 1.7252 | 1.6852 | 0.086409 | 1.7252 | 1.6852 | -24.1292 | -146.7133 | 148.8476 | -24.1292 | -146.7133 | 148.8476
Line9_3_11 | 2.3787e-06 | 2.3789e-06 | 2.3789e-06 | 2.0396e-06 | 2.0398e-06 | 2.0398e-06 | 5.4933e-07 | 5.4938e-07 | 5.4938e-07 | 4.7102e-07 | 4.7106e-07 | 4.7106e-07 | 1.914e-08 | 5.2302e-07 | -4.7611e-07 | -1.613e-08 | -4.5328e-07 | 4.0337e-07 | 4.3437e-08 | -7.9045e-07 | -7.9402e-07 | -3.7368e-08 | 6.7455e-07 | 6.8372e-07 | -90.3489 | -90.2045 | -90.2045 | 89.2181 | 89.3866 | 89.3866 |  | 0.086409 | 1.7252 | 1.6852 | 0.086409 | 1.7252 | 1.6852 | -24.1292 | -146.7133 | 148.8476 | -24.1292 | -146.7133 | 148.8476

## LG_max_10
name | pf_ikss_a_from_ka | pf_ikss_b_from_ka | pf_ikss_c_from_ka | pf_ikss_a_to_ka | pf_ikss_b_to_ka | pf_ikss_c_to_ka | pf_skss_a_from_mw | pf_skss_b_from_mw | pf_skss_c_from_mw | pf_skss_a_to_mw | pf_skss_b_to_mw | pf_skss_c_to_mw | pf_p_a_from_mw | pf_p_b_from_mw | pf_p_c_from_mw | pf_p_a_to_mw | pf_p_b_to_mw | pf_p_c_to_mw | pf_q_a_from_mvar | pf_q_b_from_mvar | pf_q_c_from_mvar | pf_q_a_to_mvar | pf_q_b_to_mvar | pf_q_c_to_mvar | pf_ikss_a_from_degree | pf_ikss_b_from_degree | pf_ikss_c_from_degree | pf_ikss_a_to_degree | pf_ikss_b_to_degree | pf_ikss_c_to_degree | 3xI0 | pf_vm_a_from_pu | pf_vm_b_from_pu | pf_vm_c_from_pu | pf_vm_a_to_pu | pf_vm_b_to_pu | pf_vm_c_to_pu | pf_va_a_from_degree | pf_va_b_from_degree | pf_va_c_from_degree | pf_va_a_to_degree | pf_va_b_to_degree | pf_va_c_to_degree
Line0_1_2 | 2.1326e-06 | 2.1328e-06 | 2.1328e-06 | 1.7779e-06 | 1.7781e-06 | 1.7781e-06 | 4.925e-07 | 4.9255e-07 | 4.9255e-07 | 4.1059e-07 | 4.1063e-07 | 4.1063e-07 | 1.7932e-08 | 4.9118e-07 | -4.4724e-07 | -1.4641e-08 | -4.1476e-07 | 3.6753e-07 | 4.072e-08 | -7.4128e-07 | -7.4456e-07 | -3.4083e-08 | 6.1447e-07 | 6.239e-07 | -90.3514 | -90.2002 | -90.2002 | 89.1281 | 89.3095 | 89.3095 |  | 0.090343 | 1.8054 | 1.7634 | 0.090343 | 1.8054 | 1.7634 | -24.1186 | -146.6715 | 148.8074 | -24.1186 | -146.6715 | 148.8074
Line10_11_12 | 2.1326e-06 | 2.1328e-06 | 2.1328e-06 | 1.7779e-06 | 1.7781e-06 | 1.7781e-06 | 4.925e-07 | 4.9255e-07 | 4.9255e-07 | 4.1059e-07 | 4.1063e-07 | 4.1063e-07 | 1.7932e-08 | 4.9118e-07 | -4.4724e-07 | -1.4641e-08 | -4.1476e-07 | 3.6753e-07 | 4.072e-08 | -7.4128e-07 | -7.4456e-07 | -3.4082e-08 | 6.1447e-07 | 6.239e-07 | -90.3514 | -90.2002 | -90.2002 | 89.1281 | 89.3095 | 89.3095 |  | 0.090343 | 1.8054 | 1.7634 | 0.090343 | 1.8054 | 1.7634 | -24.1186 | -146.6715 | 148.8074 | -24.1186 | -146.6715 | 148.8074
Line11_12_13 | 1.7772e-06 | 1.7773e-06 | 1.7773e-06 | 1.4225e-06 | 1.4226e-06 | 1.4226e-06 | 4.1042e-07 | 4.1046e-07 | 4.1046e-07 | 3.2851e-07 | 3.2854e-07 | 3.2854e-07 | 1.4943e-08 | 4.0932e-07 | -3.727e-07 | -1.1652e-08 | -3.329e-07 | 2.9299e-07 | 3.3934e-08 | -6.1774e-07 | -6.2047e-07 | -2.7296e-08 | 4.9092e-07 | 4.998e-07 | -90.3514 | -90.2002 | -90.2002 | 88.998 | 89.187 | 89.187 |  | 0.090343 | 1.8054 | 1.7634 | 0.090342 | 1.8054 | 1.7634 | -24.1186 | -146.6715 | 148.8074 | -24.1186 | -146.6715 | 148.8074
Line12_13_15 | 1.0663e-06 | 1.0664e-06 | 1.0664e-06 | 0 | 0 | 0 | 2.4625e-07 | 2.4627e-07 | 2.4627e-07 | 0 | 0 | 0 | 8.966e-09 | 2.4559e-07 | -2.2362e-07 | -5.6747e-09 | -1.6917e-07 | 1.4391e-07 | 2.036e-08 | -3.7064e-07 | -3.7228e-07 | -1.3722e-08 | 2.4383e-07 | 2.5161e-07 | -90.3514 | -90.2002 | -90.2002 | 0 | 0 | 0 |  | 0.090342 | 1.8054 | 1.7634 | 0.090342 | 1.8054 | 1.7634 | -24.1186 | -146.6715 | 148.8074 | -24.1186 | -146.6715 | 148.8074
Line13_13_14 | 0 | 0 | 0 | 0 | 0 | 0 | 0 | 0 | 0 | 0 | 0 | 0 | 2.9887e-09 | 8.1863e-08 | -7.4541e-08 | 3.0264e-10 | -5.4444e-09 | -5.1697e-09 | 6.7867e-09 | -1.2355e-07 | -1.2409e-07 | -1.489e-10 | -3.2686e-09 | 3.4272e-09 | 0 | 0 | 0 | 0 | 0 | 0 |  | 0.090342 | 1.8054 | 1.7634 | 0.090342 | 1.8054 | 1.7634 | -24.1186 | -146.6715 | 148.8074 | -24.1186 | -146.6715 | 148.8074
Line14_15_16 | 0 | 0 | 0 | 0 | 0 | 0 | 0 | 0 | 0 | 0 | 0 | 0 | 5.9773e-09 | 1.6373e-07 | -1.4908e-07 | -2.686e-09 | -8.7308e-08 | 6.9371e-08 | 1.3573e-08 | -2.4709e-07 | -2.4819e-07 | -6.9356e-09 | 1.2028e-07 | 1.2752e-07 | 0 | 0 | 0 | 0 | 0 | 0 |  | 0.090342 | 1.8054 | 1.7634 | 0.090342 | 1.8054 | 1.7634 | -24.1186 | -146.6715 | 148.8074 | -24.1186 | -146.6715 | 148.8074
Line15_16_17 | 0 | 0 | 0 | 0 | 0 | 0 | 0 | 0 | 0 | 0 | 0 | 0 | 2.9886e-09 | 8.1863e-08 | -7.4541e-08 | 3.0264e-10 | -5.4445e-09 | -5.1697e-09 | 6.7867e-09 | -1.2355e-07 | -1.2409e-07 | -1.489e-10 | -3.2686e-09 | 3.4272e-09 | 0 | 0 | 0 | 0 | 0 | 0 |  | 0.090342 | 1.8054 | 1.7634 | 0.090342 | 1.8054 | 1.7634 | -24.1186 | -146.6715 | 148.8074 | -24.1186 | -146.6715 | 148.8074
Line16_4_18 | 0.55983 | 0 | 0 | 0.55983 | 0 | 0 | 0.12929 | 0 | 0 | 0.12929 | 0 | 0 | 0.0026118 | 8.3828e-08 | -7.4602e-08 | -2.0564e-14 | -5.3244e-09 | -4.998e-09 | 0.0052236 | -1.2406e-07 | -1.2538e-07 | 1.5533e-14 | -3.1961e-09 | 3.3845e-09 | -87.5536 | 0 | 0 | 92.4464 | 0 | 0 |  | 0.045171 | 1.8006 | 1.7544 | 0 | 1.7957 | 1.7455 | -24.1186 | -146.4291 | 148.7711 | 0 | -146.1855 | 148.7344
Line17_5_19 | 0 | 0 | 0 | 0 | 0 | 0 | 0 | 0 | 0 | 0 | 0 | 0 | 2.9887e-09 | 8.1863e-08 | -7.4541e-08 | 3.0265e-10 | -5.4444e-09 | -5.1697e-09 | 6.7867e-09 | -1.2355e-07 | -1.2409e-07 | -1.489e-10 | -3.2686e-09 | 3.4272e-09 | 0 | 0 | 0 | 0 | 0 | 0 |  | 0.090343 | 1.8054 | 1.7634 | 0.090343 | 1.8054 | 1.7634 | -24.1186 | -146.6715 | 148.8074 | -24.1186 | -146.6715 | 148.8074
Line1_1_3 | 2.8435e-06 | 2.8437e-06 | 2.8437e-06 | 2.4888e-06 | 2.489e-06 | 2.489e-06 | 6.5667e-07 | 6.5673e-07 | 6.5673e-07 | 5.7475e-07 | 5.7481e-07 | 5.7481e-07 | 2.3909e-08 | 6.5491e-07 | -5.9632e-07 | -2.0618e-08 | -5.7849e-07 | 5.1661e-07 | 5.4294e-08 | -9.8838e-07 | -9.9275e-07 | -4.7656e-08 | 8.6156e-07 | 8.7208e-07 | -90.3514 | -90.2002 | -90.2002 | 89.2767 | 89.4495 | 89.4495 |  | 0.090343 | 1.8054 | 1.7634 | 0.090343 | 1.8054 | 1.7634 | -24.1186 | -146.6715 | 148.8074 | -24.1186 | -146.6715 | 148.8074
Line2_1_4 | 0.55983 | 0 | 0 | 0.55983 | 0 | 0 | 0.12929 | 0 | 0 | 0.12929 | 0 | 0 | 0.0052236 | 1.6593e-07 | -1.4958e-07 | -0.0026118 | -8.9212e-08 | 6.9518e-08 | 0.010447 | -2.4872e-07 | -2.5081e-07 | -0.0052236 | 1.2083e-07 | 1.2878e-07 | -87.5536 | 0 | 0 | 92.4464 | 0 | 0 |  | 0.090343 | 1.8054 | 1.7634 | 0.045171 | 1.8006 | 1.7544 | -24.1186 | -146.6715 | 148.8074 | -24.1186 | -146.4291 | 148.7711
Line3_1_5 | 0 | 0 | 0 | 0 | 0 | 0 | 0 | 0 | 0 | 0 | 0 | 0 | 5.9773e-09 | 1.6373e-07 | -1.4908e-07 | -2.686e-09 | -8.7308e-08 | 6.9371e-08 | 1.3573e-08 | -2.4709e-07 | -2.4819e-07 | -6.9356e-09 | 1.2028e-07 | 1.2752e-07 | 0 | 0 | 0 | 0 | 0 | 0 |  | 0.090343 | 1.8054 | 1.7634 | 0.090343 | 1.8054 | 1.7634 | -24.1186 | -146.6715 | 148.8074 | -24.1186 | -146.6715 | 148.8074
Line4_2_6 | 1.7772e-06 | 1.7773e-06 | 1.7773e-06 | 1.4225e-06 | 1.4226e-06 | 1.4226e-06 | 4.1042e-07 | 4.1046e-07 | 4.1046e-07 | 3.2851e-07 | 3.2854e-07 | 3.2854e-07 | 1.4943e-08 | 4.0932e-07 | -3.727e-07 | -1.1652e-08 | -3.329e-07 | 2.9299e-07 | 3.3934e-08 | -6.1774e-07 | -6.2047e-07 | -2.7296e-08 | 4.9092e-07 | 4.998e-07 | -90.3514 | -90.2002 | -90.2002 | 88.998 | 89.187 | 89.187 |  | 0.090343 | 1.8054 | 1.7634 | 0.090343 | 1.8054 | 1.7634 | -24.1186 | -146.6715 | 148.8074 | -24.1186 | -146.6715 | 148.8074
Line5_6_7 | 1.4217e-06 | 1.4219e-06 | 1.4219e-06 | 1.0671e-06 | 1.0672e-06 | 1.0672e-06 | 3.2833e-07 | 3.2836e-07 | 3.2836e-07 | 2.4644e-07 | 2.4646e-07 | 2.4646e-07 | 1.1955e-08 | 3.2745e-07 | -2.9816e-07 | -8.6633e-09 | -2.5103e-07 | 2.1845e-07 | 2.7147e-08 | -4.9419e-07 | -4.9638e-07 | -2.0509e-08 | 3.6737e-07 | 3.7571e-07 | -90.3514 | -90.2002 | -90.2002 | 88.7813 | 88.9828 | 88.9828 |  | 0.090343 | 1.8054 | 1.7634 | 0.090343 | 1.8054 | 1.7634 | -24.1186 | -146.6715 | 148.8074 | -24.1186 | -146.6715 | 148.8074
Line6_7_8 | 1.0663e-06 | 1.0664e-06 | 1.0664e-06 | 0 | 0 | 0 | 2.4625e-07 | 2.4627e-07 | 2.4627e-07 | 0 | 0 | 0 | 8.966e-09 | 2.4559e-07 | -2.2362e-07 | -5.6747e-09 | -1.6917e-07 | 1.4391e-07 | 2.036e-08 | -3.7064e-07 | -3.7228e-07 | -1.3722e-08 | 2.4383e-07 | 2.5161e-07 | -90.3514 | -90.2002 | -90.2002 | 0 | 0 | 0 |  | 0.090343 | 1.8054 | 1.7634 | 0.090343 | 1.8054 | 1.7634 | -24.1186 | -146.6715 | 148.8074 | -24.1186 | -146.6715 | 148.8074
Line7_8_9 | 0 | 0 | 0 | 0 | 0 | 0 | 0 | 0 | 0 | 0 | 0 | 0 | 2.9887e-09 | 8.1863e-08 | -7.4541e-08 | 3.0265e-10 | -5.4444e-09 | -5.1697e-09 | 6.7867e-09 | -1.2355e-07 | -1.2409e-07 | -1.489e-10 | -3.2686e-09 | 3.4272e-09 | 0 | 0 | 0 | 0 | 0 | 0 |  | 0.090343 | 1.8054 | 1.7634 | 0.090343 | 1.8054 | 1.7634 | -24.1186 | -146.6715 | 148.8074 | -24.1186 | -146.6715 | 148.8074
Line8_8_10 | 0 | 0 | 0 | 0 | 0 | 0 | 0 | 0 | 0 | 0 | 0 | 0 | 2.9887e-09 | 8.1863e-08 | -7.4541e-08 | 3.0265e-10 | -5.4444e-09 | -5.1697e-09 | 6.7867e-09 | -1.2355e-07 | -1.2409e-07 | -1.489e-10 | -3.2686e-09 | 3.4272e-09 | 0 | 0 | 0 | 0 | 0 | 0 |  | 0.090343 | 1.8054 | 1.7634 | 0.090343 | 1.8054 | 1.7634 | -24.1186 | -146.6715 | 148.8074 | -24.1186 | -146.6715 | 148.8074
Line9_3_11 | 2.488e-06 | 2.4883e-06 | 2.4883e-06 | 2.1333e-06 | 2.1335e-06 | 2.1335e-06 | 5.7458e-07 | 5.7464e-07 | 5.7464e-07 | 4.9267e-07 | 4.9272e-07 | 4.9272e-07 | 2.0921e-08 | 5.7304e-07 | -5.2178e-07 | -1.7629e-08 | -4.9662e-07 | 4.4207e-07 | 4.7507e-08 | -8.6483e-07 | -8.6866e-07 | -4.0869e-08 | 7.3801e-07 | 7.4799e-07 | -90.3514 | -90.2002 | -90.2002 | 89.2148 | 89.3912 | 89.3912 |  | 0.090343 | 1.8054 | 1.7634 | 0.090343 | 1.8054 | 1.7634 | -24.1186 | -146.6715 | 148.8074 | -24.1186 | -146.6715 | 148.8074

## LG_max_fault_6
name | pf_ikss_a_from_ka | pf_ikss_b_from_ka | pf_ikss_c_from_ka | pf_ikss_a_to_ka | pf_ikss_b_to_ka | pf_ikss_c_to_ka | pf_skss_a_from_mw | pf_skss_b_from_mw | pf_skss_c_from_mw | pf_skss_a_to_mw | pf_skss_b_to_mw | pf_skss_c_to_mw | pf_p_a_from_mw | pf_p_b_from_mw | pf_p_c_from_mw | pf_p_a_to_mw | pf_p_b_to_mw | pf_p_c_to_mw | pf_q_a_from_mvar | pf_q_b_from_mvar | pf_q_c_from_mvar | pf_q_a_to_mvar | pf_q_b_to_mvar | pf_q_c_to_mvar | pf_ikss_a_from_degree | pf_ikss_b_from_degree | pf_ikss_c_from_degree | pf_ikss_a_to_degree | pf_ikss_b_to_degree | pf_ikss_c_to_degree | 3xI0 | pf_vm_a_from_pu | pf_vm_b_from_pu | pf_vm_c_from_pu | pf_vm_a_to_pu | pf_vm_b_to_pu | pf_vm_c_to_pu | pf_va_a_from_degree | pf_va_b_from_degree | pf_va_c_from_degree | pf_va_a_to_degree | pf_va_b_to_degree | pf_va_c_to_degree
Line0_1_2 | 0 | 0 | 0 | 0 | 0 | 0 | 0 | 0 | 0 | 0 | 0 | 0 | 1.943e-08 | 1.041e-08 | -2.9684e-08 | -1.6035e-08 | -8.8926e-09 | 2.4772e-08 | 2.1488e-08 | -3.0003e-08 | 3.6293e-09 | -1.806e-08 | 2.4937e-08 | -2.8136e-09 | 0 | 0 | 0 | 0 | 0 | 0 |  | 1.0069 | 1.1036 | 1.0393 | 1.0069 | 1.1036 | 1.0393 | -2.2739 | -120.8738 | 123.0201 | -2.2739 | -120.8738 | 123.0201
Line10_11_12 | 0 | 0 | 0 | 0 | 0 | 0 | 0 | 0 | 0 | 0 | 0 | 0 | 1.943e-08 | 1.041e-08 | -2.9684e-08 | -1.6035e-08 | -8.8926e-09 | 2.4772e-08 | 2.1488e-08 | -3.0003e-08 | 3.6293e-09 | -1.806e-08 | 2.4937e-08 | -2.8136e-09 | 0 | 0 | 0 | 0 | 0 | 0 |  | 1.0069 | 1.1036 | 1.0393 | 1.0069 | 1.1036 | 1.0393 | -2.2739 | -120.8738 | 123.0201 | -2.2739 | -120.8738 | 123.0201
Line11_12_13 | 0 | 0 | 0 | 0 | 0 | 0 | 0 | 0 | 0 | 0 | 0 | 0 | 1.6191e-08 | 8.6751e-09 | -2.4737e-08 | -1.2797e-08 | -7.1576e-09 | 1.9825e-08 | 1.7907e-08 | -2.5002e-08 | 3.0244e-09 | -1.4479e-08 | 1.9937e-08 | -2.2087e-09 | 0 | 0 | 0 | 0 | 0 | 0 |  | 1.0069 | 1.1036 | 1.0393 | 1.0069 | 1.1036 | 1.0393 | -2.2739 | -120.8738 | 123.0201 | -2.2739 | -120.8738 | 123.0201
Line12_13_15 | 0 | 0 | 0 | 0 | 0 | 0 | 0 | 0 | 0 | 0 | 0 | 0 | 9.7148e-09 | 5.205e-09 | -1.4842e-08 | -6.3203e-09 | -3.6876e-09 | 9.93e-09 | 1.0744e-08 | -1.5001e-08 | 1.8146e-09 | -7.3165e-09 | 9.9361e-09 | -9.9895e-10 | 0 | 0 | 0 | 0 | 0 | 0 |  | 1.0069 | 1.1036 | 1.0393 | 1.0069 | 1.1036 | 1.0393 | -2.2739 | -120.8738 | 123.0201 | -2.2739 | -120.8738 | 123.0201
Line13_13_14 | 0 | 0 | 0 | 0 | 0 | 0 | 0 | 0 | 0 | 0 | 0 | 0 | 3.2383e-09 | 1.735e-09 | -4.9473e-09 | 1.5622e-10 | -2.1755e-10 | 3.5348e-11 | 3.5813e-09 | -5.0004e-09 | 6.0488e-10 | -1.538e-10 | -6.4801e-11 | 2.1081e-10 | 0 | 0 | 0 | 0 | 0 | 0 |  | 1.0069 | 1.1036 | 1.0393 | 1.0069 | 1.1036 | 1.0393 | -2.2739 | -120.8738 | 123.0201 | -2.2739 | -120.8738 | 123.0201
Line14_15_16 | 0 | 0 | 0 | 0 | 0 | 0 | 0 | 0 | 0 | 0 | 0 | 0 | 6.4766e-09 | 3.47e-09 | -9.8947e-09 | -3.0821e-09 | -1.9526e-09 | 4.9827e-09 | 7.1627e-09 | -1.0001e-08 | 1.2098e-09 | -3.7351e-09 | 4.9356e-09 | -3.9407e-10 | 0 | 0 | 0 | 0 | 0 | 0 |  | 1.0069 | 1.1036 | 1.0393 | 1.0069 | 1.1036 | 1.0393 | -2.2739 | -120.8738 | 123.0201 | -2.2739 | -120.8738 | 123.0201
Line15_16_17 | 0 | 0 | 0 | 0 | 0 | 0 | 0 | 0 | 0 | 0 | 0 | 0 | 3.2383e-09 | 1.735e-09 | -4.9473e-09 | 1.5622e-10 | -2.1755e-10 | 3.5348e-11 | 3.5813e-09 | -5.0004e-09 | 6.0488e-10 | -1.538e-10 | -6.4801e-11 | 2.1081e-10 | 0 | 0 | 0 | 0 | 0 | 0 |  | 1.0069 | 1.1036 | 1.0393 | 1.0069 | 1.1036 | 1.0393 | -2.2739 | -120.8738 | 123.0201 | -2.2739 | -120.8738 | 123.0201
Line16_4_18 | 0.03272 | 0 | 0 | 0.03272 | 0 | 0 | 0.0075564 | 0 | 0 | 0.0075564 | 0 | 0 | 0.005362 | 1.7829e-09 | -5.0134e-09 | -0.005353 | -2.1423e-10 | 3.6712e-11 | 0.0053709 | -5.0545e-09 | 5.9097e-10 | -0.005353 | -6.198e-11 | 2.0686e-10 | -47.3689 | 0 | 0 | 132.6311 | 0 | 0 |  | 1.0044 | 1.1033 | 1.0391 | 1.0018 | 1.1029 | 1.039 | -2.3213 | -120.8551 | 122.9923 | -2.3689 | -120.8364 | 122.9644
Line17_5_19 | 0 | 0 | 0 | 0 | 0 | 0 | 0 | 0 | 0 | 0 | 0 | 0 | 3.2383e-09 | 1.735e-09 | -4.9473e-09 | 1.5622e-10 | -2.1755e-10 | 3.5348e-11 | 3.5813e-09 | -5.0004e-09 | 6.0488e-10 | -1.538e-10 | -6.4801e-11 | 2.1081e-10 | 0 | 0 | 0 | 0 | 0 | 0 |  | 1.0069 | 1.1036 | 1.0393 | 1.0069 | 1.1036 | 1.0393 | -2.2739 | -120.8738 | 123.0201 | -2.2739 | -120.8738 | 123.0201
Line1_1_3 | 0 | 0 | 0 | 0 | 0 | 0 | 0 | 0 | 0 | 0 | 0 | 0 | 2.5906e-08 | 1.388e-08 | -3.9579e-08 | -2.2512e-08 | -1.2363e-08 | 3.4667e-08 | 2.8651e-08 | -4.0003e-08 | 4.8391e-09 | -2.5223e-08 | 3.4938e-08 | -4.0234e-09 | 0 | 0 | 0 | 0 | 0 | 0 |  | 1.0069 | 1.1036 | 1.0393 | 1.0069 | 1.1036 | 1.0393 | -2.2739 | -120.8738 | 123.0201 | -2.2739 | -120.8738 | 123.0201
Line2_1_4 | 0.03272 | 0 | 0 | 0.03272 | 0 | 0 | 0.0075564 | 0 | 0 | 0.0075564 | 0 | 0 | 0.0053709 | 3.532e-09 | -9.9844e-09 | -0.005362 | -1.9988e-09 | 5.0495e-09 | 0.0053887 | -1.0077e-08 | 1.1887e-09 | -0.0053709 | 4.9911e-09 | -3.8214e-10 | -47.3689 | 0 | 0 | 132.6311 | 0 | 0 |  | 1.0069 | 1.1036 | 1.0393 | 1.0044 | 1.1033 | 1.0391 | -2.2739 | -120.8738 | 123.0201 | -2.3213 | -120.8551 | 122.9923
Line3_1_5 | 0 | 0 | 0 | 0 | 0 | 0 | 0 | 0 | 0 | 0 | 0 | 0 | 6.4766e-09 | 3.47e-09 | -9.8946e-09 | -3.0821e-09 | -1.9526e-09 | 4.9827e-09 | 7.1627e-09 | -1.0001e-08 | 1.2098e-09 | -3.7351e-09 | 4.9356e-09 | -3.9407e-10 | 0 | 0 | 0 | 0 | 0 | 0 |  | 1.0069 | 1.1036 | 1.0393 | 1.0069 | 1.1036 | 1.0393 | -2.2739 | -120.8738 | 123.0201 | -2.2739 | -120.8738 | 123.0201
Line4_2_6 | 0 | 0 | 0 | 0 | 0 | 0 | 0 | 0 | 0 | 0 | 0 | 0 | 1.6191e-08 | 8.6751e-09 | -2.4737e-08 | -1.2797e-08 | -7.1576e-09 | 1.9825e-08 | 1.7907e-08 | -2.5002e-08 | 3.0244e-09 | -1.4479e-08 | 1.9937e-08 | -2.2087e-09 | 0 | 0 | 0 | 0 | 0 | 0 |  | 1.0069 | 1.1036 | 1.0393 | 1.0069 | 1.1036 | 1.0393 | -2.2739 | -120.8738 | 123.0201 | -2.2739 | -120.8738 | 123.0201
Line5_6_7 | 0 | 0 | 0 | 0 | 0 | 0 | 0 | 0 | 0 | 0 | 0 | 0 | 1.2953e-08 | 6.9401e-09 | -1.9789e-08 | -9.5586e-09 | -5.4226e-09 | 1.4877e-08 | 1.4325e-08 | -2.0002e-08 | 2.4195e-09 | -1.0898e-08 | 1.4936e-08 | -1.6038e-09 | 0 | 0 | 0 | 0 | 0 | 0 |  | 1.0069 | 1.1036 | 1.0393 | 1.0069 | 1.1036 | 1.0393 | -2.2739 | -120.8738 | 123.0201 | -2.2739 | -120.8738 | 123.0201
Line6_7_8 | 0 | 0 | 0 | 0 | 0 | 0 | 0 | 0 | 0 | 0 | 0 | 0 | 9.7148e-09 | 5.205e-09 | -1.4842e-08 | -6.3203e-09 | -3.6876e-09 | 9.93e-09 | 1.0744e-08 | -1.5001e-08 | 1.8146e-09 | -7.3165e-09 | 9.9361e-09 | -9.9895e-10 | 0 | 0 | 0 | 0 | 0 | 0 |  | 1.0069 | 1.1036 | 1.0393 | 1.0069 | 1.1036 | 1.0393 | -2.2739 | -120.8738 | 123.0201 | -2.2739 | -120.8738 | 123.0201
Line7_8_9 | 0 | 0 | 0 | 0 | 0 | 0 | 0 | 0 | 0 | 0 | 0 | 0 | 3.2383e-09 | 1.735e-09 | -4.9473e-09 | 1.5622e-10 | -2.1755e-10 | 3.5348e-11 | 3.5813e-09 | -5.0004e-09 | 6.0488e-10 | -1.538e-10 | -6.4801e-11 | 2.1081e-10 | 0 | 0 | 0 | 0 | 0 | 0 |  | 1.0069 | 1.1036 | 1.0393 | 1.0069 | 1.1036 | 1.0393 | -2.2739 | -120.8738 | 123.0201 | -2.2739 | -120.8738 | 123.0201
Line8_8_10 | 0 | 0 | 0 | 0 | 0 | 0 | 0 | 0 | 0 | 0 | 0 | 0 | 3.2383e-09 | 1.735e-09 | -4.9473e-09 | 1.5622e-10 | -2.1755e-10 | 3.5348e-11 | 3.5813e-09 | -5.0004e-09 | 6.0488e-10 | -1.538e-10 | -6.4801e-11 | 2.1081e-10 | 0 | 0 | 0 | 0 | 0 | 0 |  | 1.0069 | 1.1036 | 1.0393 | 1.0069 | 1.1036 | 1.0393 | -2.2739 | -120.8738 | 123.0201 | -2.2739 | -120.8738 | 123.0201
Line9_3_11 | 0 | 0 | 0 | 0 | 0 | 0 | 0 | 0 | 0 | 0 | 0 | 0 | 2.2668e-08 | 1.2145e-08 | -3.4631e-08 | -1.9273e-08 | -1.0628e-08 | 2.9719e-08 | 2.5069e-08 | -3.5003e-08 | 4.2342e-09 | -2.1642e-08 | 2.9938e-08 | -3.4185e-09 | 0 | 0 | 0 | 0 | 0 | 0 |  | 1.0069 | 1.1036 | 1.0393 | 1.0069 | 1.1036 | 1.0393 | -2.2739 | -120.8738 | 123.0201 | -2.2739 | -120.8738 | 123.0201

## LG_max_fault_10
name | pf_ikss_a_from_ka | pf_ikss_b_from_ka | pf_ikss_c_from_ka | pf_ikss_a_to_ka | pf_ikss_b_to_ka | pf_ikss_c_to_ka | pf_skss_a_from_mw | pf_skss_b_from_mw | pf_skss_c_from_mw | pf_skss_a_to_mw | pf_skss_b_to_mw | pf_skss_c_to_mw | pf_p_a_from_mw | pf_p_b_from_mw | pf_p_c_from_mw | pf_p_a_to_mw | pf_p_b_to_mw | pf_p_c_to_mw | pf_q_a_from_mvar | pf_q_b_from_mvar | pf_q_c_from_mvar | pf_q_a_to_mvar | pf_q_b_to_mvar | pf_q_c_to_mvar | pf_ikss_a_from_degree | pf_ikss_b_from_degree | pf_ikss_c_from_degree | pf_ikss_a_to_degree | pf_ikss_b_to_degree | pf_ikss_c_to_degree | 3xI0 | pf_vm_a_from_pu | pf_vm_b_from_pu | pf_vm_c_from_pu | pf_vm_a_to_pu | pf_vm_b_to_pu | pf_vm_c_to_pu | pf_va_a_from_degree | pf_va_b_from_degree | pf_va_c_from_degree | pf_va_a_to_degree | pf_va_b_to_degree | pf_va_c_to_degree
Line0_1_2 | 0 | 0 | 0 | 0 | 0 | 0 | 0 | 0 | 0 | 0 | 0 | 0 | 2.1324e-08 | 1.1435e-08 | -3.259e-08 | -1.7598e-08 | -9.7674e-09 | 2.7197e-08 | 2.3593e-08 | -3.2936e-08 | 3.9796e-09 | -1.983e-08 | 2.7375e-08 | -3.0851e-09 | 0 | 0 | 0 | 0 | 0 | 0 |  | 1.0547 | 1.1562 | 1.0888 | 1.0547 | 1.1562 | 1.0888 | -2.2779 | -120.8738 | 123.0184 | -2.2779 | -120.8738 | 123.0184
Line10_11_12 | 0 | 0 | 0 | 0 | 0 | 0 | 0 | 0 | 0 | 0 | 0 | 0 | 2.1324e-08 | 1.1435e-08 | -3.259e-08 | -1.7598e-08 | -9.7674e-09 | 2.7197e-08 | 2.3593e-08 | -3.2936e-08 | 3.9796e-09 | -1.983e-08 | 2.7375e-08 | -3.0851e-09 | 0 | 0 | 0 | 0 | 0 | 0 |  | 1.0547 | 1.1562 | 1.0888 | 1.0547 | 1.1562 | 1.0888 | -2.2779 | -120.8738 | 123.0184 | -2.2779 | -120.8738 | 123.0184
Line11_12_13 | 0 | 0 | 0 | 0 | 0 | 0 | 0 | 0 | 0 | 0 | 0 | 0 | 1.777e-08 | 9.5288e-09 | -2.7158e-08 | -1.4044e-08 | -7.8616e-09 | 2.1765e-08 | 1.9661e-08 | -2.7446e-08 | 3.3163e-09 | -1.5898e-08 | 2.1886e-08 | -2.4218e-09 | 0 | 0 | 0 | 0 | 0 | 0 |  | 1.0547 | 1.1562 | 1.0888 | 1.0547 | 1.1562 | 1.0888 | -2.2779 | -120.8738 | 123.0184 | -2.2779 | -120.8738 | 123.0184
Line12_13_15 | 0 | 0 | 0 | 0 | 0 | 0 | 0 | 0 | 0 | 0 | 0 | 0 | 1.0662e-08 | 5.7173e-09 | -1.6295e-08 | -6.936e-09 | -4.0501e-09 | 1.0902e-08 | 1.1797e-08 | -1.6468e-08 | 1.9898e-09 | -8.0335e-09 | 1.0907e-08 | -1.0953e-09 | 0 | 0 | 0 | 0 | 0 | 0 |  | 1.0547 | 1.1562 | 1.0888 | 1.0547 | 1.1562 | 1.0888 | -2.2779 | -120.8738 | 123.0184 | -2.2779 | -120.8738 | 123.0184
Line13_13_14 | 0 | 0 | 0 | 0 | 0 | 0 | 0 | 0 | 0 | 0 | 0 | 0 | 3.5539e-09 | 1.9058e-09 | -5.4317e-09 | 1.7184e-10 | -2.386e-10 | 3.8745e-11 | 3.9322e-09 | -5.4893e-09 | 6.6327e-10 | -1.6908e-10 | -7.1111e-11 | 2.3124e-10 | 0 | 0 | 0 | 0 | 0 | 0 |  | 1.0547 | 1.1562 | 1.0888 | 1.0547 | 1.1562 | 1.0888 | -2.2779 | -120.8738 | 123.0184 | -2.2779 | -120.8738 | 123.0184
Line14_15_16 | 0 | 0 | 0 | 0 | 0 | 0 | 0 | 0 | 0 | 0 | 0 | 0 | 7.1079e-09 | 3.8115e-09 | -1.0863e-08 | -3.3821e-09 | -2.1444e-09 | 5.4704e-09 | 7.8645e-09 | -1.0979e-08 | 1.3265e-09 | -4.1013e-09 | 5.4182e-09 | -4.3203e-10 | 0 | 0 | 0 | 0 | 0 | 0 |  | 1.0547 | 1.1562 | 1.0888 | 1.0547 | 1.1562 | 1.0888 | -2.2779 | -120.8738 | 123.0184 | -2.2779 | -120.8738 | 123.0184
Line15_16_17 | 0 | 0 | 0 | 0 | 0 | 0 | 0 | 0 | 0 | 0 | 0 | 0 | 3.5539e-09 | 1.9058e-09 | -5.4317e-09 | 1.7184e-10 | -2.386e-10 | 3.8745e-11 | 3.9322e-09 | -5.4893e-09 | 6.6327e-10 | -1.6908e-10 | -7.1111e-11 | 2.3124e-10 | 0 | 0 | 0 | 0 | 0 | 0 |  | 1.0547 | 1.1562 | 1.0888 | 1.0547 | 1.1562 | 1.0888 | -2.2779 | -120.8738 | 123.0184 | -2.2779 | -120.8738 | 123.0184
Line16_4_18 | 0.034275 | 0 | 0 | 0.034275 | 0 | 0 | 0.0079154 | 0 | 0 | 0.0079154 | 0 | 0 | 0.0058836 | 1.9583e-09 | -5.5042e-09 | -0.0058738 | -2.3497e-10 | 4.0242e-11 | 0.0058934 | -5.5486e-09 | 6.48e-10 | -0.0058738 | -6.8015e-11 | 2.2691e-10 | -47.373 | 0 | 0 | 132.627 | 0 | 0 |  | 1.0521 | 1.1558 | 1.0886 | 1.0494 | 1.1553 | 1.0884 | -2.3253 | -120.855 | 122.9906 | -2.3729 | -120.8363 | 122.9627
Line17_5_19 | 0 | 0 | 0 | 0 | 0 | 0 | 0 | 0 | 0 | 0 | 0 | 0 | 3.5539e-09 | 1.9058e-09 | -5.4317e-09 | 1.7184e-10 | -2.386e-10 | 3.8745e-11 | 3.9322e-09 | -5.4893e-09 | 6.6327e-10 | -1.6908e-10 | -7.1111e-11 | 2.3124e-10 | 0 | 0 | 0 | 0 | 0 | 0 |  | 1.0547 | 1.1562 | 1.0888 | 1.0547 | 1.1562 | 1.0888 | -2.2779 | -120.8738 | 123.0184 | -2.2779 | -120.8738 | 123.0184
Line1_1_3 | 0 | 0 | 0 | 0 | 0 | 0 | 0 | 0 | 0 | 0 | 0 | 0 | 2.8431e-08 | 1.5246e-08 | -4.3453e-08 | -2.4706e-08 | -1.3579e-08 | 3.806e-08 | 3.1458e-08 | -4.3914e-08 | 5.3061e-09 | -2.7695e-08 | 3.8354e-08 | -4.4116e-09 | 0 | 0 | 0 | 0 | 0 | 0 |  | 1.0547 | 1.1562 | 1.0888 | 1.0547 | 1.1562 | 1.0888 | -2.2779 | -120.8738 | 123.0184 | -2.2779 | -120.8738 | 123.0184
Line2_1_4 | 0.034275 | 0 | 0 | 0.034275 | 0 | 0 | 0.0079154 | 0 | 0 | 0.0079154 | 0 | 0 | 0.0058934 | 3.8795e-09 | -1.0962e-08 | -0.0058836 | -2.1951e-09 | 5.5437e-09 | 0.005913 | -1.1062e-08 | 1.3034e-09 | -0.0058934 | 5.4791e-09 | -4.1893e-10 | -47.373 | 0 | 0 | 132.627 | 0 | 0 |  | 1.0547 | 1.1562 | 1.0888 | 1.0521 | 1.1558 | 1.0886 | -2.2779 | -120.8738 | 123.0184 | -2.3253 | -120.855 | 122.9906
Line3_1_5 | 0 | 0 | 0 | 0 | 0 | 0 | 0 | 0 | 0 | 0 | 0 | 0 | 7.1079e-09 | 3.8115e-09 | -1.0863e-08 | -3.3821e-09 | -2.1444e-09 | 5.4704e-09 | 7.8645e-09 | -1.0979e-08 | 1.3265e-09 | -4.1013e-09 | 5.4182e-09 | -4.3203e-10 | 0 | 0 | 0 | 0 | 0 | 0 |  | 1.0547 | 1.1562 | 1.0888 | 1.0547 | 1.1562 | 1.0888 | -2.2779 | -120.8738 | 123.0184 | -2.2779 | -120.8738 | 123.0184
Line4_2_6 | 0 | 0 | 0 | 0 | 0 | 0 | 0 | 0 | 0 | 0 | 0 | 0 | 1.777e-08 | 9.5288e-09 | -2.7158e-08 | -1.4044e-08 | -7.8616e-09 | 2.1765e-08 | 1.9661e-08 | -2.7446e-08 | 3.3163e-09 | -1.5898e-08 | 2.1886e-08 | -2.4218e-09 | 0 | 0 | 0 | 0 | 0 | 0 |  | 1.0547 | 1.1562 | 1.0888 | 1.0547 | 1.1562 | 1.0888 | -2.2779 | -120.8738 | 123.0184 | -2.2779 | -120.8738 | 123.0184
Line5_6_7 | 0 | 0 | 0 | 0 | 0 | 0 | 0 | 0 | 0 | 0 | 0 | 0 | 1.4216e-08 | 7.623e-09 | -2.1727e-08 | -1.049e-08 | -5.9559e-09 | 1.6334e-08 | 1.5729e-08 | -2.1957e-08 | 2.6531e-09 | -1.1966e-08 | 1.6397e-08 | -1.7586e-09 | 0 | 0 | 0 | 0 | 0 | 0 |  | 1.0547 | 1.1562 | 1.0888 | 1.0547 | 1.1562 | 1.0888 | -2.2779 | -120.8738 | 123.0184 | -2.2779 | -120.8738 | 123.0184
Line6_7_8 | 0 | 0 | 0 | 0 | 0 | 0 | 0 | 0 | 0 | 0 | 0 | 0 | 1.0662e-08 | 5.7173e-09 | -1.6295e-08 | -6.936e-09 | -4.0501e-09 | 1.0902e-08 | 1.1797e-08 | -1.6468e-08 | 1.9898e-09 | -8.0335e-09 | 1.0907e-08 | -1.0953e-09 | 0 | 0 | 0 | 0 | 0 | 0 |  | 1.0547 | 1.1562 | 1.0888 | 1.0547 | 1.1562 | 1.0888 | -2.2779 | -120.8738 | 123.0184 | -2.2779 | -120.8738 | 123.0184
Line7_8_9 | 0 | 0 | 0 | 0 | 0 | 0 | 0 | 0 | 0 | 0 | 0 | 0 | 3.5539e-09 | 1.9058e-09 | -5.4317e-09 | 1.7184e-10 | -2.386e-10 | 3.8745e-11 | 3.9322e-09 | -5.4893e-09 | 6.6327e-10 | -1.6908e-10 | -7.1111e-11 | 2.3124e-10 | 0 | 0 | 0 | 0 | 0 | 0 |  | 1.0547 | 1.1562 | 1.0888 | 1.0547 | 1.1562 | 1.0888 | -2.2779 | -120.8738 | 123.0184 | -2.2779 | -120.8738 | 123.0184
Line8_8_10 | 0 | 0 | 0 | 0 | 0 | 0 | 0 | 0 | 0 | 0 | 0 | 0 | 3.5539e-09 | 1.9058e-09 | -5.4317e-09 | 1.7184e-10 | -2.386e-10 | 3.8745e-11 | 3.9322e-09 | -5.4893e-09 | 6.6327e-10 | -1.6908e-10 | -7.1111e-11 | 2.3124e-10 | 0 | 0 | 0 | 0 | 0 | 0 |  | 1.0547 | 1.1562 | 1.0888 | 1.0547 | 1.1562 | 1.0888 | -2.2779 | -120.8738 | 123.0184 | -2.2779 | -120.8738 | 123.0184
Line9_3_11 | 0 | 0 | 0 | 0 | 0 | 0 | 0 | 0 | 0 | 0 | 0 | 0 | 2.4878e-08 | 1.334e-08 | -3.8022e-08 | -2.1152e-08 | -1.1673e-08 | 3.2629e-08 | 2.7526e-08 | -3.8425e-08 | 4.6429e-09 | -2.3762e-08 | 3.2865e-08 | -3.7484e-09 | 0 | 0 | 0 | 0 | 0 | 0 |  | 1.0547 | 1.1562 | 1.0888 | 1.0547 | 1.1562 | 1.0888 | -2.2779 | -120.8738 | 123.0184 | -2.2779 | -120.8738 | 123.0184

## LG_min_6
name | pf_ikss_a_from_ka | pf_ikss_b_from_ka | pf_ikss_c_from_ka | pf_ikss_a_to_ka | pf_ikss_b_to_ka | pf_ikss_c_to_ka | pf_skss_a_from_mw | pf_skss_b_from_mw | pf_skss_c_from_mw | pf_skss_a_to_mw | pf_skss_b_to_mw | pf_skss_c_to_mw | pf_p_a_from_mw | pf_p_b_from_mw | pf_p_c_from_mw | pf_p_a_to_mw | pf_p_b_to_mw | pf_p_c_to_mw | pf_q_a_from_mvar | pf_q_b_from_mvar | pf_q_c_from_mvar | pf_q_a_to_mvar | pf_q_b_to_mvar | pf_q_c_to_mvar | pf_ikss_a_from_degree | pf_ikss_b_from_degree | pf_ikss_c_from_degree | pf_ikss_a_to_degree | pf_ikss_b_to_degree | pf_ikss_c_to_degree | 3xI0 | pf_vm_a_from_pu | pf_vm_b_from_pu | pf_vm_c_from_pu | pf_vm_a_to_pu | pf_vm_b_to_pu | pf_vm_c_to_pu | pf_va_a_from_degree | pf_va_b_from_degree | pf_va_c_from_degree | pf_va_a_to_degree | pf_va_b_to_degree | pf_va_c_to_degree
Line0_1_2 | 1.8386e-06 | 1.8388e-06 | 1.8388e-06 | 1.5328e-06 | 1.5329e-06 | 1.5329e-06 | 4.246e-07 | 4.2464e-07 | 4.2464e-07 | 3.5399e-07 | 3.5402e-07 | 3.5402e-07 | 2.6922e-08 | 3.5874e-07 | -3.3967e-07 | -2.221e-08 | -3.0308e-07 | 2.793e-07 | 3.0932e-08 | -5.6306e-07 | -5.4196e-07 | -2.599e-08 | 4.6684e-07 | 4.5423e-07 | -88.4194 | -88.2694 | -88.2694 | 91.0602 | 91.2402 | 91.2402 |  | 0.096579 | 1.5722 | 1.5062 | 0.096578 | 1.5722 | 1.5062 | -39.4548 | -145.7673 | 149.6535 | -39.4548 | -145.7673 | 149.6535
Line10_11_12 | 1.8386e-06 | 1.8388e-06 | 1.8388e-06 | 1.5328e-06 | 1.5329e-06 | 1.5329e-06 | 4.246e-07 | 4.2464e-07 | 4.2464e-07 | 3.5399e-07 | 3.5402e-07 | 3.5402e-07 | 2.6922e-08 | 3.5874e-07 | -3.3967e-07 | -2.221e-08 | -3.0308e-07 | 2.793e-07 | 3.0932e-08 | -5.6306e-07 | -5.4196e-07 | -2.599e-08 | 4.6684e-07 | 4.5423e-07 | -88.4194 | -88.2694 | -88.2694 | 91.0602 | 91.2402 | 91.2402 |  | 0.096578 | 1.5722 | 1.5062 | 0.096578 | 1.5722 | 1.5062 | -39.4548 | -145.7674 | 149.6535 | -39.4548 | -145.7674 | 149.6535
Line11_12_13 | 1.5321e-06 | 1.5323e-06 | 1.5323e-06 | 1.2264e-06 | 1.2265e-06 | 1.2265e-06 | 3.5383e-07 | 3.5387e-07 | 3.5387e-07 | 2.8322e-07 | 2.8325e-07 | 2.8325e-07 | 2.2435e-08 | 2.9895e-07 | -2.8306e-07 | -1.7723e-08 | -2.4329e-07 | 2.2269e-07 | 2.5777e-08 | -4.6922e-07 | -4.5163e-07 | -2.0835e-08 | 3.7299e-07 | 3.639e-07 | -88.4194 | -88.2694 | -88.2694 | 90.9302 | 91.1177 | 91.1177 |  | 0.096578 | 1.5722 | 1.5062 | 0.096578 | 1.5722 | 1.5062 | -39.4548 | -145.7674 | 149.6535 | -39.4548 | -145.7674 | 149.6535
Line12_13_15 | 0 | 0 | 0 | 0 | 0 | 0 | 0 | 0 | 0 | 0 | 0 | 0 | 1.3461e-08 | 1.7937e-07 | -1.6983e-07 | -8.7485e-09 | -1.2371e-07 | 1.0946e-07 | 1.5466e-08 | -2.8153e-07 | -2.7098e-07 | -1.0524e-08 | 1.8531e-07 | 1.8325e-07 | 0 | 0 | 0 | 0 | 0 | 0 |  | 0.096578 | 1.5722 | 1.5062 | 0.096578 | 1.5722 | 1.5062 | -39.4548 | -145.7674 | 149.6535 | -39.4548 | -145.7674 | 149.6535
Line13_13_14 | 0 | 0 | 0 | 0 | 0 | 0 | 0 | 0 | 0 | 0 | 0 | 0 | 4.487e-09 | 5.979e-08 | -5.6612e-08 | 2.2555e-10 | -4.1315e-09 | -3.7591e-09 | 5.1553e-09 | -9.3844e-08 | -9.0327e-08 | -2.1378e-10 | -2.3808e-09 | 2.5958e-09 | 0 | 0 | 0 | 0 | 0 | 0 |  | 0.096578 | 1.5722 | 1.5062 | 0.096578 | 1.5722 | 1.5062 | -39.4548 | -145.7674 | 149.6535 | -39.4548 | -145.7674 | 149.6535
Line14_15_16 | 0 | 0 | 0 | 0 | 0 | 0 | 0 | 0 | 0 | 0 | 0 | 0 | 8.9741e-09 | 1.1958e-07 | -1.1322e-07 | -4.2615e-09 | -6.3921e-08 | 5.2852e-08 | 1.0311e-08 | -1.8769e-07 | -1.8065e-07 | -5.3691e-09 | 9.1463e-08 | 9.2922e-08 | 0 | 0 | 0 | 0 | 0 | 0 |  | 0.096578 | 1.5722 | 1.5062 | 0.096578 | 1.5722 | 1.5062 | -39.4548 | -145.7674 | 149.6535 | -39.4548 | -145.7674 | 149.6535
Line15_16_17 | 0 | 0 | 0 | 0 | 0 | 0 | 0 | 0 | 0 | 0 | 0 | 0 | 4.487e-09 | 5.979e-08 | -5.6612e-08 | 2.2555e-10 | -4.1315e-09 | -3.7591e-09 | 5.1553e-09 | -9.3844e-08 | -9.0327e-08 | -2.1378e-10 | -2.3808e-09 | 2.5958e-09 | 0 | 0 | 0 | 0 | 0 | 0 |  | 0.096578 | 1.5722 | 1.5062 | 0.096578 | 1.5722 | 1.5062 | -39.4548 | -145.7674 | 149.6535 | -39.4548 | -145.7674 | 149.6535
Line16_4_18 | 0.48269 | 0 | 0 | 0.48269 | 0 | 0 | 0.11147 | 0 | 0 | 0.11147 | 0 | 0 | 0.0037279 | 6.204e-08 | -5.5977e-08 | -1.212e-15 | -4.0593e-09 | -3.6128e-09 | 0.0038832 | -9.396e-08 | -9.1622e-08 | -2.1042e-15 | -2.3144e-09 | 2.5722e-09 | -85.624 | 0 | 0 | 94.376 | 0 | 0 |  | 0.048289 | 1.5695 | 1.4967 | 0 | 1.5669 | 1.4872 | -39.4548 | -145.429 | 149.712 | 0 | -145.0895 | 149.7713
Line17_5_19 | 0 | 0 | 0 | 0 | 0 | 0 | 0 | 0 | 0 | 0 | 0 | 0 | 4.4871e-09 | 5.979e-08 | -5.6612e-08 | 2.2555e-10 | -4.1315e-09 | -3.7591e-09 | 5.1553e-09 | -9.3843e-08 | -9.0326e-08 | -2.1378e-10 | -2.3808e-09 | 2.5958e-09 | 0 | 0 | 0 | 0 | 0 | 0 |  | 0.096578 | 1.5722 | 1.5062 | 0.096578 | 1.5722 | 1.5062 | -39.4548 | -145.7673 | 149.6535 | -39.4548 | -145.7673 | 149.6535
Line1_1_3 | 2.4514e-06 | 2.4517e-06 | 2.4517e-06 | 2.1456e-06 | 2.1458e-06 | 2.1458e-06 | 5.6614e-07 | 5.6619e-07 | 5.6619e-07 | 4.9552e-07 | 4.9556e-07 | 4.9556e-07 | 3.5896e-08 | 4.7832e-07 | -4.5289e-07 | -3.1184e-08 | -4.2266e-07 | 3.9252e-07 | 4.1243e-08 | -7.5075e-07 | -7.2261e-07 | -3.6301e-08 | 6.5452e-07 | 6.3488e-07 | -88.4194 | -88.2694 | -88.2694 | 91.2088 | 91.3803 | 91.3803 |  | 0.096579 | 1.5722 | 1.5062 | 0.096578 | 1.5722 | 1.5062 | -39.4548 | -145.7673 | 149.6535 | -39.4548 | -145.7673 | 149.6535
Line2_1_4 | 0.48269 | 0 | 0 | 0.48269 | 0 | 0 | 0.11147 | 0 | 0 | 0.11147 | 0 | 0 | 0.0074557 | 1.2197e-07 | -1.13e-07 | -0.0037279 | -6.6135e-08 | 5.2291e-08 | 0.0077664 | -1.8856e-07 | -1.8308e-07 | -0.0038832 | 9.1613e-08 | 9.4206e-08 | -85.624 | 0 | 0 | 94.376 | 0 | 0 |  | 0.096579 | 1.5722 | 1.5062 | 0.048289 | 1.5695 | 1.4967 | -39.4548 | -145.7673 | 149.6535 | -39.4548 | -145.429 | 149.712
Line3_1_5 | 0 | 0 | 0 | 0 | 0 | 0 | 0 | 0 | 0 | 0 | 0 | 0 | 8.9741e-09 | 1.1958e-07 | -1.1322e-07 | -4.2615e-09 | -6.3921e-08 | 5.2852e-08 | 1.0311e-08 | -1.8769e-07 | -1.8065e-07 | -5.3691e-09 | 9.1463e-08 | 9.2922e-08 | 0 | 0 | 0 | 0 | 0 | 0 |  | 0.096579 | 1.5722 | 1.5062 | 0.096578 | 1.5722 | 1.5062 | -39.4548 | -145.7673 | 149.6535 | -39.4548 | -145.7673 | 149.6535
Line4_2_6 | 1.5321e-06 | 1.5323e-06 | 1.5323e-06 | 1.2264e-06 | 1.2265e-06 | 1.2265e-06 | 3.5383e-07 | 3.5387e-07 | 3.5387e-07 | 2.8322e-07 | 2.8325e-07 | 2.8325e-07 | 2.2435e-08 | 2.9895e-07 | -2.8306e-07 | -1.7723e-08 | -2.4329e-07 | 2.2269e-07 | 2.5777e-08 | -4.6922e-07 | -4.5163e-07 | -2.0835e-08 | 3.7299e-07 | 3.639e-07 | -88.4194 | -88.2694 | -88.2694 | 90.9302 | 91.1177 | 91.1177 |  | 0.096578 | 1.5722 | 1.5062 | 0.096578 | 1.5722 | 1.5062 | -39.4548 | -145.7673 | 149.6535 | -39.4548 | -145.7674 | 149.6535
Line5_6_7 | 1.2257e-06 | 1.2258e-06 | 1.2258e-06 | 0 | 0 | 0 | 2.8307e-07 | 2.8309e-07 | 2.8309e-07 | 0 | 0 | 0 | 1.7948e-08 | 2.3916e-07 | -2.2645e-07 | -1.3236e-08 | -1.835e-07 | 1.6608e-07 | 2.0621e-08 | -3.7537e-07 | -3.6131e-07 | -1.568e-08 | 2.7915e-07 | 2.7358e-07 | -88.4194 | -88.2694 | -88.2694 | 0 | 0 | 0 |  | 0.096578 | 1.5722 | 1.5062 | 0.096578 | 1.5722 | 1.5062 | -39.4548 | -145.7674 | 149.6535 | -39.4548 | -145.7674 | 149.6535
Line6_7_8 | 0 | 0 | 0 | 0 | 0 | 0 | 0 | 0 | 0 | 0 | 0 | 0 | 1.3461e-08 | 1.7937e-07 | -1.6983e-07 | -8.7485e-09 | -1.2371e-07 | 1.0946e-07 | 1.5466e-08 | -2.8153e-07 | -2.7098e-07 | -1.0524e-08 | 1.8531e-07 | 1.8325e-07 | 0 | 0 | 0 | 0 | 0 | 0 |  | 0.096578 | 1.5722 | 1.5062 | 0.096578 | 1.5722 | 1.5062 | -39.4548 | -145.7674 | 149.6535 | -39.4548 | -145.7674 | 149.6535
Line7_8_9 | 0 | 0 | 0 | 0 | 0 | 0 | 0 | 0 | 0 | 0 | 0 | 0 | 4.487e-09 | 5.979e-08 | -5.6612e-08 | 2.2555e-10 | -4.1315e-09 | -3.7591e-09 | 5.1553e-09 | -9.3844e-08 | -9.0327e-08 | -2.1378e-10 | -2.3808e-09 | 2.5958e-09 | 0 | 0 | 0 | 0 | 0 | 0 |  | 0.096578 | 1.5722 | 1.5062 | 0.096578 | 1.5722 | 1.5062 | -39.4548 | -145.7674 | 149.6535 | -39.4548 | -145.7674 | 149.6535
Line8_8_10 | 0 | 0 | 0 | 0 | 0 | 0 | 0 | 0 | 0 | 0 | 0 | 0 | 4.487e-09 | 5.979e-08 | -5.6612e-08 | 2.2555e-10 | -4.1315e-09 | -3.7591e-09 | 5.1553e-09 | -9.3844e-08 | -9.0327e-08 | -2.1378e-10 | -2.3808e-09 | 2.5958e-09 | 0 | 0 | 0 | 0 | 0 | 0 |  | 0.096578 | 1.5722 | 1.5062 | 0.096578 | 1.5722 | 1.5062 | -39.4548 | -145.7674 | 149.6535 | -39.4548 | -145.7674 | 149.6535
Line9_3_11 | 2.145e-06 | 2.1452e-06 | 2.1452e-06 | 1.8392e-06 | 1.8394e-06 | 1.8394e-06 | 4.9537e-07 | 4.9542e-07 | 4.9542e-07 | 4.2475e-07 | 4.2479e-07 | 4.2479e-07 | 3.1409e-08 | 4.1853e-07 | -3.9628e-07 | -2.6697e-08 | -3.6287e-07 | 3.3591e-07 | 3.6087e-08 | -6.569e-07 | -6.3229e-07 | -3.1146e-08 | 5.6068e-07 | 5.4456e-07 | -88.4194 | -88.2694 | -88.2694 | 91.1469 | 91.3219 | 91.3219 |  | 0.096578 | 1.5722 | 1.5062 | 0.096578 | 1.5722 | 1.5062 | -39.4548 | -145.7673 | 149.6535 | -39.4548 | -145.7674 | 149.6535

## LG_min_10
name | pf_ikss_a_from_ka | pf_ikss_b_from_ka | pf_ikss_c_from_ka | pf_ikss_a_to_ka | pf_ikss_b_to_ka | pf_ikss_c_to_ka | pf_skss_a_from_mw | pf_skss_b_from_mw | pf_skss_c_from_mw | pf_skss_a_to_mw | pf_skss_b_to_mw | pf_skss_c_to_mw | pf_p_a_from_mw | pf_p_b_from_mw | pf_p_c_from_mw | pf_p_a_to_mw | pf_p_b_to_mw | pf_p_c_to_mw | pf_q_a_from_mvar | pf_q_b_from_mvar | pf_q_c_from_mvar | pf_q_a_to_mvar | pf_q_b_to_mvar | pf_q_c_to_mvar | pf_ikss_a_from_degree | pf_ikss_b_from_degree | pf_ikss_c_from_degree | pf_ikss_a_to_degree | pf_ikss_b_to_degree | pf_ikss_c_to_degree | 3xI0 | pf_vm_a_from_pu | pf_vm_b_from_pu | pf_vm_c_from_pu | pf_vm_a_to_pu | pf_vm_b_to_pu | pf_vm_c_to_pu | pf_va_a_from_degree | pf_va_b_from_degree | pf_va_c_from_degree | pf_va_a_to_degree | pf_va_b_to_degree | pf_va_c_to_degree
Line0_1_2 | 1.7418e-06 | 1.742e-06 | 1.742e-06 | 1.4521e-06 | 1.4523e-06 | 1.4523e-06 | 4.0225e-07 | 4.0229e-07 | 4.0229e-07 | 3.3535e-07 | 3.3538e-07 | 3.3538e-07 | 2.4163e-08 | 3.2197e-07 | -3.0486e-07 | -1.9933e-08 | -2.7202e-07 | 2.5067e-07 | 2.7762e-08 | -5.0535e-07 | -4.8641e-07 | -2.3327e-08 | 4.1899e-07 | 4.0767e-07 | -88.4194 | -88.2694 | -88.2694 | 91.0602 | 91.2402 | 91.2402 |  | 0.091495 | 1.4895 | 1.4269 | 0.091495 | 1.4895 | 1.4269 | -39.4548 | -145.7673 | 149.6535 | -39.4548 | -145.7673 | 149.6535
Line10_11_12 | 1.7418e-06 | 1.742e-06 | 1.742e-06 | 1.4521e-06 | 1.4523e-06 | 1.4523e-06 | 4.0225e-07 | 4.0229e-07 | 4.0229e-07 | 3.3535e-07 | 3.3538e-07 | 3.3538e-07 | 2.4163e-08 | 3.2197e-07 | -3.0486e-07 | -1.9933e-08 | -2.7202e-07 | 2.5067e-07 | 2.7762e-08 | -5.0535e-07 | -4.8641e-07 | -2.3327e-08 | 4.1899e-07 | 4.0767e-07 | -88.4194 | -88.2694 | -88.2694 | 91.0602 | 91.2402 | 91.2402 |  | 0.091495 | 1.4895 | 1.4269 | 0.091495 | 1.4895 | 1.4269 | -39.4548 | -145.7674 | 149.6535 | -39.4548 | -145.7674 | 149.6535
Line11_12_13 | 1.4515e-06 | 1.4516e-06 | 1.4516e-06 | 1.1618e-06 | 1.1619e-06 | 1.1619e-06 | 3.3521e-07 | 3.3524e-07 | 3.3524e-07 | 2.6832e-07 | 2.6834e-07 | 2.6834e-07 | 2.0136e-08 | 2.6831e-07 | -2.5405e-07 | -1.5906e-08 | -2.1835e-07 | 1.9986e-07 | 2.3135e-08 | -4.2113e-07 | -4.0534e-07 | -1.87e-08 | 3.3476e-07 | 3.266e-07 | -88.4194 | -88.2694 | -88.2694 | 90.9302 | 91.1177 | 91.1177 |  | 0.091495 | 1.4895 | 1.4269 | 0.091495 | 1.4895 | 1.4269 | -39.4548 | -145.7674 | 149.6535 | -39.4548 | -145.7674 | 149.6535
Line12_13_15 | 0 | 0 | 0 | 0 | 0 | 0 | 0 | 0 | 0 | 0 | 0 | 0 | 1.2081e-08 | 1.6098e-07 | -1.5243e-07 | -7.8519e-09 | -1.1103e-07 | 9.8245e-08 | 1.3881e-08 | -2.5268e-07 | -2.4321e-07 | -9.4457e-09 | 1.6631e-07 | 1.6447e-07 | 0 | 0 | 0 | 0 | 0 | 0 |  | 0.091495 | 1.4895 | 1.4269 | 0.091495 | 1.4895 | 1.4269 | -39.4548 | -145.7674 | 149.6535 | -39.4548 | -145.7674 | 149.6535
Line13_13_14 | 0 | 0 | 0 | 0 | 0 | 0 | 0 | 0 | 0 | 0 | 0 | 0 | 4.0271e-09 | 5.3662e-08 | -5.0809e-08 | 2.0244e-10 | -3.7081e-09 | -3.3738e-09 | 4.6269e-09 | -8.4225e-08 | -8.1069e-08 | -1.9187e-10 | -2.1368e-09 | 2.3298e-09 | 0 | 0 | 0 | 0 | 0 | 0 |  | 0.091495 | 1.4895 | 1.4269 | 0.091495 | 1.4895 | 1.4269 | -39.4548 | -145.7674 | 149.6535 | -39.4548 | -145.7674 | 149.6535
Line14_15_16 | 0 | 0 | 0 | 0 | 0 | 0 | 0 | 0 | 0 | 0 | 0 | 0 | 8.0543e-09 | 1.0732e-07 | -1.0162e-07 | -3.8247e-09 | -5.737e-08 | 4.7435e-08 | 9.2539e-09 | -1.6845e-07 | -1.6214e-07 | -4.8188e-09 | 8.2088e-08 | 8.3398e-08 | 0 | 0 | 0 | 0 | 0 | 0 |  | 0.091495 | 1.4895 | 1.4269 | 0.091495 | 1.4895 | 1.4269 | -39.4548 | -145.7674 | 149.6535 | -39.4548 | -145.7674 | 149.6535
Line15_16_17 | 0 | 0 | 0 | 0 | 0 | 0 | 0 | 0 | 0 | 0 | 0 | 0 | 4.0271e-09 | 5.3662e-08 | -5.0809e-08 | 2.0244e-10 | -3.7081e-09 | -3.3738e-09 | 4.6269e-09 | -8.4225e-08 | -8.1069e-08 | -1.9187e-10 | -2.1368e-09 | 2.3298e-09 | 0 | 0 | 0 | 0 | 0 | 0 |  | 0.091495 | 1.4895 | 1.4269 | 0.091495 | 1.4895 | 1.4269 | -39.4548 | -145.7674 | 149.6535 | -39.4548 | -145.7674 | 149.6535
Line16_4_18 | 0.45729 | 0 | 0 | 0.45729 | 0 | 0 | 0.10561 | 0 | 0 | 0.10561 | 0 | 0 | 0.0033458 | 5.5682e-08 | -5.024e-08 | -1.0503e-15 | -3.6433e-09 | -3.2425e-09 | 0.0034852 | -8.433e-08 | -8.2232e-08 | -1.8951e-15 | -2.0772e-09 | 2.3086e-09 | -85.624 | 0 | 0 | 94.376 | 0 | 0 |  | 0.045748 | 1.4869 | 1.4179 | 0 | 1.4844 | 1.4089 | -39.4548 | -145.429 | 149.712 | 0 | -145.0895 | 149.7713
Line17_5_19 | 0 | 0 | 0 | 0 | 0 | 0 | 0 | 0 | 0 | 0 | 0 | 0 | 4.0272e-09 | 5.3662e-08 | -5.0809e-08 | 2.0244e-10 | -3.7081e-09 | -3.3738e-09 | 4.6269e-09 | -8.4225e-08 | -8.1069e-08 | -1.9187e-10 | -2.1368e-09 | 2.3298e-09 | 0 | 0 | 0 | 0 | 0 | 0 |  | 0.091495 | 1.4895 | 1.4269 | 0.091495 | 1.4895 | 1.4269 | -39.4548 | -145.7673 | 149.6535 | -39.4548 | -145.7673 | 149.6535
Line1_1_3 | 2.3224e-06 | 2.3226e-06 | 2.3226e-06 | 2.0327e-06 | 2.0329e-06 | 2.0329e-06 | 5.3634e-07 | 5.3639e-07 | 5.3639e-07 | 4.6944e-07 | 4.6948e-07 | 4.6948e-07 | 3.2217e-08 | 4.2929e-07 | -4.0647e-07 | -2.7988e-08 | -3.7934e-07 | 3.5229e-07 | 3.7016e-08 | -6.738e-07 | -6.4855e-07 | -3.258e-08 | 5.8744e-07 | 5.6981e-07 | -88.4194 | -88.2694 | -88.2694 | 91.2088 | 91.3803 | 91.3803 |  | 0.091495 | 1.4895 | 1.4269 | 0.091495 | 1.4895 | 1.4269 | -39.4548 | -145.7673 | 149.6535 | -39.4548 | -145.7673 | 149.6535
Line2_1_4 | 0.45729 | 0 | 0 | 0.45729 | 0 | 0 | 0.10561 | 0 | 0 | 0.10561 | 0 | 0 | 0.0066916 | 1.0947e-07 | -1.0141e-07 | -0.0033458 | -5.9357e-08 | 4.6932e-08 | 0.0069704 | -1.6924e-07 | -1.6432e-07 | -0.0034852 | 8.2223e-08 | 8.4551e-08 | -85.624 | 0 | 0 | 94.376 | 0 | 0 |  | 0.091495 | 1.4895 | 1.4269 | 0.045748 | 1.4869 | 1.4179 | -39.4548 | -145.7673 | 149.6535 | -39.4548 | -145.429 | 149.712
Line3_1_5 | 0 | 0 | 0 | 0 | 0 | 0 | 0 | 0 | 0 | 0 | 0 | 0 | 8.0543e-09 | 1.0732e-07 | -1.0162e-07 | -3.8247e-09 | -5.737e-08 | 4.7435e-08 | 9.2539e-09 | -1.6845e-07 | -1.6214e-07 | -4.8188e-09 | 8.2088e-08 | 8.3398e-08 | 0 | 0 | 0 | 0 | 0 | 0 |  | 0.091495 | 1.4895 | 1.4269 | 0.091495 | 1.4895 | 1.4269 | -39.4548 | -145.7673 | 149.6535 | -39.4548 | -145.7673 | 149.6535
Line4_2_6 | 1.4515e-06 | 1.4516e-06 | 1.4516e-06 | 1.1618e-06 | 1.1619e-06 | 1.1619e-06 | 3.3521e-07 | 3.3524e-07 | 3.3524e-07 | 2.6832e-07 | 2.6834e-07 | 2.6834e-07 | 2.0136e-08 | 2.6831e-07 | -2.5405e-07 | -1.5906e-08 | -2.1835e-07 | 1.9986e-07 | 2.3135e-08 | -4.2113e-07 | -4.0534e-07 | -1.87e-08 | 3.3476e-07 | 3.266e-07 | -88.4194 | -88.2694 | -88.2694 | 90.9302 | 91.1177 | 91.1177 |  | 0.091495 | 1.4895 | 1.4269 | 0.091495 | 1.4895 | 1.4269 | -39.4548 | -145.7673 | 149.6535 | -39.4548 | -145.7674 | 149.6535
Line5_6_7 | 1.1612e-06 | 1.1613e-06 | 1.1613e-06 | 0 | 0 | 0 | 2.6817e-07 | 2.6819e-07 | 2.6819e-07 | 0 | 0 | 0 | 1.6109e-08 | 2.1465e-07 | -2.0324e-07 | -1.1879e-08 | -1.6469e-07 | 1.4905e-07 | 1.8508e-08 | -3.369e-07 | -3.2427e-07 | -1.4073e-08 | 2.5054e-07 | 2.4554e-07 | -88.4194 | -88.2694 | -88.2694 | 0 | 0 | 0 |  | 0.091495 | 1.4895 | 1.4269 | 0.091495 | 1.4895 | 1.4269 | -39.4548 | -145.7674 | 149.6535 | -39.4548 | -145.7674 | 149.6535
Line6_7_8 | 0 | 0 | 0 | 0 | 0 | 0 | 0 | 0 | 0 | 0 | 0 | 0 | 1.2081e-08 | 1.6098e-07 | -1.5243e-07 | -7.8519e-09 | -1.1103e-07 | 9.8245e-08 | 1.3881e-08 | -2.5268e-07 | -2.4321e-07 | -9.4457e-09 | 1.6631e-07 | 1.6447e-07 | 0 | 0 | 0 | 0 | 0 | 0 |  | 0.091495 | 1.4895 | 1.4269 | 0.091495 | 1.4895 | 1.4269 | -39.4548 | -145.7674 | 149.6535 | -39.4548 | -145.7674 | 149.6535
Line7_8_9 | 0 | 0 | 0 | 0 | 0 | 0 | 0 | 0 | 0 | 0 | 0 | 0 | 4.0272e-09 | 5.3662e-08 | -5.0809e-08 | 2.0244e-10 | -3.7081e-09 | -3.3738e-09 | 4.6269e-09 | -8.4225e-08 | -8.1069e-08 | -1.9187e-10 | -2.1368e-09 | 2.3298e-09 | 0 | 0 | 0 | 0 | 0 | 0 |  | 0.091495 | 1.4895 | 1.4269 | 0.091495 | 1.4895 | 1.4269 | -39.4548 | -145.7674 | 149.6535 | -39.4548 | -145.7674 | 149.6535
Line8_8_10 | 0 | 0 | 0 | 0 | 0 | 0 | 0 | 0 | 0 | 0 | 0 | 0 | 4.0272e-09 | 5.3662e-08 | -5.0809e-08 | 2.0244e-10 | -3.7081e-09 | -3.3738e-09 | 4.6269e-09 | -8.4225e-08 | -8.1069e-08 | -1.9187e-10 | -2.1368e-09 | 2.3298e-09 | 0 | 0 | 0 | 0 | 0 | 0 |  | 0.091495 | 1.4895 | 1.4269 | 0.091495 | 1.4895 | 1.4269 | -39.4548 | -145.7674 | 149.6535 | -39.4548 | -145.7674 | 149.6535
Line9_3_11 | 2.0321e-06 | 2.0323e-06 | 2.0323e-06 | 1.7424e-06 | 1.7426e-06 | 1.7426e-06 | 4.693e-07 | 4.6934e-07 | 4.6934e-07 | 4.0239e-07 | 4.0243e-07 | 4.0243e-07 | 2.819e-08 | 3.7563e-07 | -3.5566e-07 | -2.3961e-08 | -3.2568e-07 | 3.0148e-07 | 3.2389e-08 | -5.8958e-07 | -5.6748e-07 | -2.7954e-08 | 5.0321e-07 | 4.8874e-07 | -88.4194 | -88.2694 | -88.2694 | 91.1469 | 91.3219 | 91.3219 |  | 0.091495 | 1.4895 | 1.4269 | 0.091495 | 1.4895 | 1.4269 | -39.4548 | -145.7673 | 149.6535 | -39.4548 | -145.7674 | 149.6535

## LG_min_fault_6
name | pf_ikss_a_from_ka | pf_ikss_b_from_ka | pf_ikss_c_from_ka | pf_ikss_a_to_ka | pf_ikss_b_to_ka | pf_ikss_c_to_ka | pf_skss_a_from_mw | pf_skss_b_from_mw | pf_skss_c_from_mw | pf_skss_a_to_mw | pf_skss_b_to_mw | pf_skss_c_to_mw | pf_p_a_from_mw | pf_p_b_from_mw | pf_p_c_from_mw | pf_p_a_to_mw | pf_p_b_to_mw | pf_p_c_to_mw | pf_q_a_from_mvar | pf_q_b_from_mvar | pf_q_c_from_mvar | pf_q_a_to_mvar | pf_q_b_to_mvar | pf_q_c_to_mvar | pf_ikss_a_from_degree | pf_ikss_b_from_degree | pf_ikss_c_from_degree | pf_ikss_a_to_degree | pf_ikss_b_to_degree | pf_ikss_c_to_degree | 3xI0 | pf_vm_a_from_pu | pf_vm_b_from_pu | pf_vm_c_from_pu | pf_vm_a_to_pu | pf_vm_b_to_pu | pf_vm_c_to_pu | pf_va_a_from_degree | pf_va_b_from_degree | pf_va_c_from_degree | pf_va_a_to_degree | pf_va_b_to_degree | pf_va_c_to_degree
Line0_1_2 | 0 | 0 | 0 | 0 | 0 | 0 | 0 | 0 | 0 | 0 | 0 | 0 | 1.5911e-08 | 8.48e-09 | -2.4266e-08 | -1.3131e-08 | -7.2445e-09 | 2.0251e-08 | 1.7549e-08 | -2.4541e-08 | 3.0034e-09 | -1.4751e-08 | 2.0398e-08 | -2.3307e-09 | 0 | 0 | 0 | 0 | 0 | 0 |  | 0.911 | 0.99846 | 0.94023 | 0.911 | 0.99846 | 0.94023 | -2.2776 | -120.8684 | 123.0136 | -2.2776 | -120.8684 | 123.0136
Line10_11_12 | 0 | 0 | 0 | 0 | 0 | 0 | 0 | 0 | 0 | 0 | 0 | 0 | 1.5911e-08 | 8.48e-09 | -2.4266e-08 | -1.3131e-08 | -7.2445e-09 | 2.0251e-08 | 1.7549e-08 | -2.4541e-08 | 3.0034e-09 | -1.4751e-08 | 2.0398e-08 | -2.3307e-09 | 0 | 0 | 0 | 0 | 0 | 0 |  | 0.911 | 0.99846 | 0.94023 | 0.911 | 0.99846 | 0.94023 | -2.2776 | -120.8684 | 123.0136 | -2.2776 | -120.8684 | 123.0136
Line11_12_13 | 0 | 0 | 0 | 0 | 0 | 0 | 0 | 0 | 0 | 0 | 0 | 0 | 1.3259e-08 | 7.0667e-09 | -2.0221e-08 | -1.048e-08 | -5.8311e-09 | 1.6206e-08 | 1.4624e-08 | -2.0451e-08 | 2.5029e-09 | -1.1826e-08 | 1.6308e-08 | -1.8301e-09 | 0 | 0 | 0 | 0 | 0 | 0 |  | 0.911 | 0.99846 | 0.94023 | 0.911 | 0.99846 | 0.94023 | -2.2776 | -120.8684 | 123.0136 | -2.2776 | -120.8684 | 123.0136
Line12_13_15 | 0 | 0 | 0 | 0 | 0 | 0 | 0 | 0 | 0 | 0 | 0 | 0 | 7.9555e-09 | 4.24e-09 | -1.2133e-08 | -5.1759e-09 | -3.0045e-09 | 8.1177e-09 | 8.7747e-09 | -1.2271e-08 | 1.5017e-09 | -5.9759e-09 | 8.1277e-09 | -8.2896e-10 | 0 | 0 | 0 | 0 | 0 | 0 |  | 0.911 | 0.99846 | 0.94023 | 0.911 | 0.99846 | 0.94023 | -2.2776 | -120.8684 | 123.0136 | -2.2776 | -120.8684 | 123.0136
Line13_13_14 | 0 | 0 | 0 | 0 | 0 | 0 | 0 | 0 | 0 | 0 | 0 | 0 | 2.6518e-09 | 1.4133e-09 | -4.0443e-09 | 1.2776e-10 | -1.778e-10 | 2.914e-11 | 2.9249e-09 | -4.0902e-09 | 5.0057e-10 | -1.2611e-10 | -5.2709e-11 | 1.7219e-10 | 0 | 0 | 0 | 0 | 0 | 0 |  | 0.911 | 0.99846 | 0.94023 | 0.911 | 0.99846 | 0.94023 | -2.2776 | -120.8684 | 123.0136 | -2.2776 | -120.8684 | 123.0136
Line14_15_16 | 0 | 0 | 0 | 0 | 0 | 0 | 0 | 0 | 0 | 0 | 0 | 0 | 5.3037e-09 | 2.8267e-09 | -8.0886e-09 | -2.5241e-09 | -1.5911e-09 | 4.0734e-09 | 5.8498e-09 | -8.1804e-09 | 1.0011e-09 | -3.051e-09 | 4.0375e-09 | -3.2839e-10 | 0 | 0 | 0 | 0 | 0 | 0 |  | 0.911 | 0.99846 | 0.94023 | 0.911 | 0.99846 | 0.94023 | -2.2776 | -120.8684 | 123.0136 | -2.2776 | -120.8684 | 123.0136
Line15_16_17 | 0 | 0 | 0 | 0 | 0 | 0 | 0 | 0 | 0 | 0 | 0 | 0 | 2.6518e-09 | 1.4133e-09 | -4.0443e-09 | 1.2776e-10 | -1.778e-10 | 2.914e-11 | 2.9249e-09 | -4.0902e-09 | 5.0057e-10 | -1.2611e-10 | -5.2709e-11 | 1.7219e-10 | 0 | 0 | 0 | 0 | 0 | 0 |  | 0.911 | 0.99846 | 0.94023 | 0.911 | 0.99846 | 0.94023 | -2.2776 | -120.8684 | 123.0136 | -2.2776 | -120.8684 | 123.0136
Line16_4_18 | 0.02956 | 0 | 0 | 0.02956 | 0 | 0 | 0.0068266 | 0 | 0 | 0.0068266 | 0 | 0 | 0.004383 | 1.4773e-09 | -4.1027e-09 | -0.004369 | -1.755e-10 | 3.1582e-11 | 0.0043835 | -4.1288e-09 | 4.6672e-10 | -0.004369 | -4.9101e-11 | 1.6866e-10 | -47.2852 | 0 | 0 | 132.7148 | 0 | 0 |  | 0.90804 | 0.99816 | 0.9399 | 0.90509 | 0.99787 | 0.93957 | -2.2813 | -120.8389 | 122.9838 | -2.2852 | -120.8094 | 122.9539
Line17_5_19 | 0 | 0 | 0 | 0 | 0 | 0 | 0 | 0 | 0 | 0 | 0 | 0 | 2.6518e-09 | 1.4133e-09 | -4.0443e-09 | 1.2776e-10 | -1.778e-10 | 2.914e-11 | 2.9249e-09 | -4.0902e-09 | 5.0057e-10 | -1.2611e-10 | -5.2709e-11 | 1.7219e-10 | 0 | 0 | 0 | 0 | 0 | 0 |  | 0.911 | 0.99846 | 0.94023 | 0.911 | 0.99846 | 0.94023 | -2.2776 | -120.8684 | 123.0136 | -2.2776 | -120.8684 | 123.0136
Line1_1_3 | 0 | 0 | 0 | 0 | 0 | 0 | 0 | 0 | 0 | 0 | 0 | 0 | 2.1215e-08 | 1.1307e-08 | -3.2354e-08 | -1.8435e-08 | -1.0071e-08 | 2.8339e-08 | 2.3399e-08 | -3.2722e-08 | 4.0046e-09 | -2.06e-08 | 2.8579e-08 | -3.3318e-09 | 0 | 0 | 0 | 0 | 0 | 0 |  | 0.911 | 0.99846 | 0.94023 | 0.911 | 0.99846 | 0.94023 | -2.2776 | -120.8684 | 123.0136 | -2.2776 | -120.8684 | 123.0136
Line2_1_4 | 0.02956 | 0 | 0 | 0.02956 | 0 | 0 | 0.0068266 | 0 | 0 | 0.0068266 | 0 | 0 | 0.0043969 | 2.9093e-09 | -8.1691e-09 | -0.004383 | -1.6539e-09 | 4.1331e-09 | 0.0043981 | -8.2351e-09 | 9.5394e-10 | -0.0043835 | 4.0779e-09 | -2.9629e-10 | -47.2852 | 0 | 0 | 132.7148 | 0 | 0 |  | 0.911 | 0.99846 | 0.94023 | 0.90804 | 0.99816 | 0.9399 | -2.2776 | -120.8684 | 123.0136 | -2.2813 | -120.8389 | 122.9838
Line3_1_5 | 0 | 0 | 0 | 0 | 0 | 0 | 0 | 0 | 0 | 0 | 0 | 0 | 5.3037e-09 | 2.8267e-09 | -8.0886e-09 | -2.5241e-09 | -1.5911e-09 | 4.0734e-09 | 5.8498e-09 | -8.1804e-09 | 1.0011e-09 | -3.051e-09 | 4.0375e-09 | -3.2839e-10 | 0 | 0 | 0 | 0 | 0 | 0 |  | 0.911 | 0.99846 | 0.94023 | 0.911 | 0.99846 | 0.94023 | -2.2776 | -120.8684 | 123.0136 | -2.2776 | -120.8684 | 123.0136
Line4_2_6 | 0 | 0 | 0 | 0 | 0 | 0 | 0 | 0 | 0 | 0 | 0 | 0 | 1.3259e-08 | 7.0667e-09 | -2.0221e-08 | -1.048e-08 | -5.8311e-09 | 1.6206e-08 | 1.4624e-08 | -2.0451e-08 | 2.5029e-09 | -1.1826e-08 | 1.6308e-08 | -1.8301e-09 | 0 | 0 | 0 | 0 | 0 | 0 |  | 0.911 | 0.99846 | 0.94023 | 0.911 | 0.99846 | 0.94023 | -2.2776 | -120.8684 | 123.0136 | -2.2776 | -120.8684 | 123.0136
Line5_6_7 | 0 | 0 | 0 | 0 | 0 | 0 | 0 | 0 | 0 | 0 | 0 | 0 | 1.0607e-08 | 5.6533e-09 | -1.6177e-08 | -7.8278e-09 | -4.4178e-09 | 1.2162e-08 | 1.17e-08 | -1.6361e-08 | 2.0023e-09 | -8.9008e-09 | 1.2218e-08 | -1.3295e-09 | 0 | 0 | 0 | 0 | 0 | 0 |  | 0.911 | 0.99846 | 0.94023 | 0.911 | 0.99846 | 0.94023 | -2.2776 | -120.8684 | 123.0136 | -2.2776 | -120.8684 | 123.0136
Line6_7_8 | 0 | 0 | 0 | 0 | 0 | 0 | 0 | 0 | 0 | 0 | 0 | 0 | 7.9555e-09 | 4.24e-09 | -1.2133e-08 | -5.1759e-09 | -3.0045e-09 | 8.1177e-09 | 8.7747e-09 | -1.2271e-08 | 1.5017e-09 | -5.9759e-09 | 8.1277e-09 | -8.2896e-10 | 0 | 0 | 0 | 0 | 0 | 0 |  | 0.911 | 0.99846 | 0.94023 | 0.911 | 0.99846 | 0.94023 | -2.2776 | -120.8684 | 123.0136 | -2.2776 | -120.8684 | 123.0136
Line7_8_9 | 0 | 0 | 0 | 0 | 0 | 0 | 0 | 0 | 0 | 0 | 0 | 0 | 2.6518e-09 | 1.4133e-09 | -4.0443e-09 | 1.2776e-10 | -1.778e-10 | 2.914e-11 | 2.9249e-09 | -4.0902e-09 | 5.0057e-10 | -1.2611e-10 | -5.2709e-11 | 1.7219e-10 | 0 | 0 | 0 | 0 | 0 | 0 |  | 0.911 | 0.99846 | 0.94023 | 0.911 | 0.99846 | 0.94023 | -2.2776 | -120.8684 | 123.0136 | -2.2776 | -120.8684 | 123.0136
Line8_8_10 | 0 | 0 | 0 | 0 | 0 | 0 | 0 | 0 | 0 | 0 | 0 | 0 | 2.6518e-09 | 1.4133e-09 | -4.0443e-09 | 1.2776e-10 | -1.778e-10 | 2.914e-11 | 2.9249e-09 | -4.0902e-09 | 5.0057e-10 | -1.2611e-10 | -5.2709e-11 | 1.7219e-10 | 0 | 0 | 0 | 0 | 0 | 0 |  | 0.911 | 0.99846 | 0.94023 | 0.911 | 0.99846 | 0.94023 | -2.2776 | -120.8684 | 123.0136 | -2.2776 | -120.8684 | 123.0136
Line9_3_11 | 0 | 0 | 0 | 0 | 0 | 0 | 0 | 0 | 0 | 0 | 0 | 0 | 1.8563e-08 | 9.8933e-09 | -2.831e-08 | -1.5783e-08 | -8.6578e-09 | 2.4295e-08 | 2.0474e-08 | -2.8631e-08 | 3.504e-09 | -1.7675e-08 | 2.4488e-08 | -2.8313e-09 | 0 | 0 | 0 | 0 | 0 | 0 |  | 0.911 | 0.99846 | 0.94023 | 0.911 | 0.99846 | 0.94023 | -2.2776 | -120.8684 | 123.0136 | -2.2776 | -120.8684 | 123.0136

## LG_min_fault_10
name | pf_ikss_a_from_ka | pf_ikss_b_from_ka | pf_ikss_c_from_ka | pf_ikss_a_to_ka | pf_ikss_b_to_ka | pf_ikss_c_to_ka | pf_skss_a_from_mw | pf_skss_b_from_mw | pf_skss_c_from_mw | pf_skss_a_to_mw | pf_skss_b_to_mw | pf_skss_c_to_mw | pf_p_a_from_mw | pf_p_b_from_mw | pf_p_c_from_mw | pf_p_a_to_mw | pf_p_b_to_mw | pf_p_c_to_mw | pf_q_a_from_mvar | pf_q_b_from_mvar | pf_q_c_from_mvar | pf_q_a_to_mvar | pf_q_b_to_mvar | pf_q_c_to_mvar | pf_ikss_a_from_degree | pf_ikss_b_from_degree | pf_ikss_c_from_degree | pf_ikss_a_to_degree | pf_ikss_b_to_degree | pf_ikss_c_to_degree | 3xI0 | pf_vm_a_from_pu | pf_vm_b_from_pu | pf_vm_c_from_pu | pf_vm_a_to_pu | pf_vm_b_to_pu | pf_vm_c_to_pu | pf_va_a_from_degree | pf_va_b_from_degree | pf_va_c_from_degree | pf_va_a_to_degree | pf_va_b_to_degree | pf_va_c_to_degree
Line0_1_2 | 0 | 0 | 0 | 0 | 0 | 0 | 0 | 0 | 0 | 0 | 0 | 0 | 1.428e-08 | 7.6109e-09 | -2.1779e-08 | -1.1786e-08 | -6.502e-09 | 1.8175e-08 | 1.5751e-08 | -2.2026e-08 | 2.6956e-09 | -1.3239e-08 | 1.8308e-08 | -2.0918e-09 | 0 | 0 | 0 | 0 | 0 | 0 |  | 0.86305 | 0.94591 | 0.89075 | 0.86305 | 0.94591 | 0.89075 | -2.2776 | -120.8684 | 123.0136 | -2.2776 | -120.8684 | 123.0136
Line10_11_12 | 0 | 0 | 0 | 0 | 0 | 0 | 0 | 0 | 0 | 0 | 0 | 0 | 1.428e-08 | 7.6109e-09 | -2.1779e-08 | -1.1786e-08 | -6.502e-09 | 1.8175e-08 | 1.5751e-08 | -2.2026e-08 | 2.6956e-09 | -1.3239e-08 | 1.8308e-08 | -2.0918e-09 | 0 | 0 | 0 | 0 | 0 | 0 |  | 0.86305 | 0.94591 | 0.89075 | 0.86305 | 0.94591 | 0.89075 | -2.2776 | -120.8684 | 123.0136 | -2.2776 | -120.8684 | 123.0136
Line11_12_13 | 0 | 0 | 0 | 0 | 0 | 0 | 0 | 0 | 0 | 0 | 0 | 0 | 1.19e-08 | 6.3424e-09 | -1.8149e-08 | -9.4055e-09 | -5.2335e-09 | 1.4545e-08 | 1.3126e-08 | -1.8355e-08 | 2.2463e-09 | -1.0614e-08 | 1.4637e-08 | -1.6425e-09 | 0 | 0 | 0 | 0 | 0 | 0 |  | 0.86305 | 0.94591 | 0.89075 | 0.86305 | 0.94591 | 0.89075 | -2.2776 | -120.8684 | 123.0136 | -2.2776 | -120.8684 | 123.0136
Line12_13_15 | 0 | 0 | 0 | 0 | 0 | 0 | 0 | 0 | 0 | 0 | 0 | 0 | 7.1401e-09 | 3.8054e-09 | -1.0889e-08 | -4.6454e-09 | -2.6965e-09 | 7.2857e-09 | 7.8753e-09 | -1.1013e-08 | 1.3478e-09 | -5.3634e-09 | 7.2946e-09 | -7.44e-10 | 0 | 0 | 0 | 0 | 0 | 0 |  | 0.86305 | 0.94591 | 0.89075 | 0.86305 | 0.94591 | 0.89075 | -2.2776 | -120.8684 | 123.0136 | -2.2776 | -120.8684 | 123.0136
Line13_13_14 | 0 | 0 | 0 | 0 | 0 | 0 | 0 | 0 | 0 | 0 | 0 | 0 | 2.38e-09 | 1.2685e-09 | -3.6298e-09 | 1.1467e-10 | -1.5958e-10 | 2.6154e-11 | 2.6251e-09 | -3.671e-09 | 4.4927e-10 | -1.1318e-10 | -4.7307e-11 | 1.5454e-10 | 0 | 0 | 0 | 0 | 0 | 0 |  | 0.86305 | 0.94591 | 0.89075 | 0.86305 | 0.94591 | 0.89075 | -2.2776 | -120.8684 | 123.0136 | -2.2776 | -120.8684 | 123.0136
Line14_15_16 | 0 | 0 | 0 | 0 | 0 | 0 | 0 | 0 | 0 | 0 | 0 | 0 | 4.7601e-09 | 2.537e-09 | -7.2595e-09 | -2.2654e-09 | -1.4281e-09 | 3.6559e-09 | 5.2502e-09 | -7.3419e-09 | 8.9854e-10 | -2.7383e-09 | 3.6237e-09 | -2.9473e-10 | 0 | 0 | 0 | 0 | 0 | 0 |  | 0.86305 | 0.94591 | 0.89075 | 0.86305 | 0.94591 | 0.89075 | -2.2776 | -120.8684 | 123.0136 | -2.2776 | -120.8684 | 123.0136
Line15_16_17 | 0 | 0 | 0 | 0 | 0 | 0 | 0 | 0 | 0 | 0 | 0 | 0 | 2.38e-09 | 1.2685e-09 | -3.6298e-09 | 1.1467e-10 | -1.5958e-10 | 2.6154e-11 | 2.6251e-09 | -3.671e-09 | 4.4927e-10 | -1.1318e-10 | -4.7307e-11 | 1.5454e-10 | 0 | 0 | 0 | 0 | 0 | 0 |  | 0.86305 | 0.94591 | 0.89075 | 0.86305 | 0.94591 | 0.89075 | -2.2776 | -120.8684 | 123.0136 | -2.2776 | -120.8684 | 123.0136
Line16_4_18 | 0.028004 | 0 | 0 | 0.028004 | 0 | 0 | 0.0064673 | 0 | 0 | 0.0064673 | 0 | 0 | 0.0039337 | 1.3259e-09 | -3.6822e-09 | -0.0039212 | -1.5751e-10 | 2.8345e-11 | 0.0039343 | -3.7056e-09 | 4.1888e-10 | -0.0039212 | -4.4069e-11 | 1.5137e-10 | -47.2852 | 0 | 0 | 132.7148 | 0 | 0 |  | 0.86025 | 0.94563 | 0.89043 | 0.85745 | 0.94535 | 0.89012 | -2.2813 | -120.8389 | 122.9838 | -2.2852 | -120.8094 | 122.9539
Line17_5_19 | 0 | 0 | 0 | 0 | 0 | 0 | 0 | 0 | 0 | 0 | 0 | 0 | 2.38e-09 | 1.2685e-09 | -3.6298e-09 | 1.1467e-10 | -1.5958e-10 | 2.6154e-11 | 2.6251e-09 | -3.671e-09 | 4.4927e-10 | -1.1318e-10 | -4.7307e-11 | 1.5454e-10 | 0 | 0 | 0 | 0 | 0 | 0 |  | 0.86305 | 0.94591 | 0.89075 | 0.86305 | 0.94591 | 0.89075 | -2.2776 | -120.8684 | 123.0136 | -2.2776 | -120.8684 | 123.0136
Line1_1_3 | 0 | 0 | 0 | 0 | 0 | 0 | 0 | 0 | 0 | 0 | 0 | 0 | 1.904e-08 | 1.0148e-08 | -2.9038e-08 | -1.6546e-08 | -9.0389e-09 | 2.5435e-08 | 2.1001e-08 | -2.9368e-08 | 3.5941e-09 | -1.8489e-08 | 2.5649e-08 | -2.9903e-09 | 0 | 0 | 0 | 0 | 0 | 0 |  | 0.86305 | 0.94591 | 0.89075 | 0.86305 | 0.94591 | 0.89075 | -2.2776 | -120.8684 | 123.0136 | -2.2776 | -120.8684 | 123.0136
Line2_1_4 | 0.028004 | 0 | 0 | 0.028004 | 0 | 0 | 0.0064673 | 0 | 0 | 0.0064673 | 0 | 0 | 0.0039463 | 2.6112e-09 | -7.3318e-09 | -0.0039337 | -1.4844e-09 | 3.7095e-09 | 0.0039473 | -7.3911e-09 | 8.5616e-10 | -0.0039343 | 3.6599e-09 | -2.6593e-10 | -47.2852 | 0 | 0 | 132.7148 | 0 | 0 |  | 0.86305 | 0.94591 | 0.89075 | 0.86025 | 0.94563 | 0.89043 | -2.2776 | -120.8684 | 123.0136 | -2.2813 | -120.8389 | 122.9838
Line3_1_5 | 0 | 0 | 0 | 0 | 0 | 0 | 0 | 0 | 0 | 0 | 0 | 0 | 4.7601e-09 | 2.5369e-09 | -7.2595e-09 | -2.2654e-09 | -1.4281e-09 | 3.6559e-09 | 5.2502e-09 | -7.3419e-09 | 8.9854e-10 | -2.7383e-09 | 3.6237e-09 | -2.9473e-10 | 0 | 0 | 0 | 0 | 0 | 0 |  | 0.86305 | 0.94591 | 0.89075 | 0.86305 | 0.94591 | 0.89075 | -2.2776 | -120.8684 | 123.0136 | -2.2776 | -120.8684 | 123.0136
Line4_2_6 | 0 | 0 | 0 | 0 | 0 | 0 | 0 | 0 | 0 | 0 | 0 | 0 | 1.19e-08 | 6.3424e-09 | -1.8149e-08 | -9.4055e-09 | -5.2335e-09 | 1.4545e-08 | 1.3126e-08 | -1.8355e-08 | 2.2463e-09 | -1.0614e-08 | 1.4637e-08 | -1.6425e-09 | 0 | 0 | 0 | 0 | 0 | 0 |  | 0.86305 | 0.94591 | 0.89075 | 0.86305 | 0.94591 | 0.89075 | -2.2776 | -120.8684 | 123.0136 | -2.2776 | -120.8684 | 123.0136
Line5_6_7 | 0 | 0 | 0 | 0 | 0 | 0 | 0 | 0 | 0 | 0 | 0 | 0 | 9.5202e-09 | 5.0739e-09 | -1.4519e-08 | -7.0255e-09 | -3.965e-09 | 1.0915e-08 | 1.05e-08 | -1.4684e-08 | 1.7971e-09 | -7.9885e-09 | 1.0966e-08 | -1.1933e-09 | 0 | 0 | 0 | 0 | 0 | 0 |  | 0.86305 | 0.94591 | 0.89075 | 0.86305 | 0.94591 | 0.89075 | -2.2776 | -120.8684 | 123.0136 | -2.2776 | -120.8684 | 123.0136
Line6_7_8 | 0 | 0 | 0 | 0 | 0 | 0 | 0 | 0 | 0 | 0 | 0 | 0 | 7.1401e-09 | 3.8054e-09 | -1.0889e-08 | -4.6454e-09 | -2.6965e-09 | 7.2857e-09 | 7.8753e-09 | -1.1013e-08 | 1.3478e-09 | -5.3634e-09 | 7.2946e-09 | -7.44e-10 | 0 | 0 | 0 | 0 | 0 | 0 |  | 0.86305 | 0.94591 | 0.89075 | 0.86305 | 0.94591 | 0.89075 | -2.2776 | -120.8684 | 123.0136 | -2.2776 | -120.8684 | 123.0136
Line7_8_9 | 0 | 0 | 0 | 0 | 0 | 0 | 0 | 0 | 0 | 0 | 0 | 0 | 2.38e-09 | 1.2685e-09 | -3.6298e-09 | 1.1467e-10 | -1.5958e-10 | 2.6154e-11 | 2.6251e-09 | -3.671e-09 | 4.4927e-10 | -1.1318e-10 | -4.7307e-11 | 1.5454e-10 | 0 | 0 | 0 | 0 | 0 | 0 |  | 0.86305 | 0.94591 | 0.89075 | 0.86305 | 0.94591 | 0.89075 | -2.2776 | -120.8684 | 123.0136 | -2.2776 | -120.8684 | 123.0136
Line8_8_10 | 0 | 0 | 0 | 0 | 0 | 0 | 0 | 0 | 0 | 0 | 0 | 0 | 2.38e-09 | 1.2685e-09 | -3.6298e-09 | 1.1467e-10 | -1.5958e-10 | 2.6154e-11 | 2.6251e-09 | -3.671e-09 | 4.4927e-10 | -1.1318e-10 | -4.7307e-11 | 1.5454e-10 | 0 | 0 | 0 | 0 | 0 | 0 |  | 0.86305 | 0.94591 | 0.89075 | 0.86305 | 0.94591 | 0.89075 | -2.2776 | -120.8684 | 123.0136 | -2.2776 | -120.8684 | 123.0136
Line9_3_11 | 0 | 0 | 0 | 0 | 0 | 0 | 0 | 0 | 0 | 0 | 0 | 0 | 1.666e-08 | 8.8793e-09 | -2.5408e-08 | -1.4166e-08 | -7.7704e-09 | 2.1805e-08 | 1.8376e-08 | -2.5697e-08 | 3.1449e-09 | -1.5864e-08 | 2.1979e-08 | -2.5411e-09 | 0 | 0 | 0 | 0 | 0 | 0 |  | 0.86305 | 0.94591 | 0.89075 | 0.86305 | 0.94591 | 0.89075 | -2.2776 | -120.8684 | 123.0136 | -2.2776 | -120.8684 | 123.0136

## LLG_max_6
name | pf_ikss_a_from_ka | pf_ikss_b_from_ka | pf_ikss_c_from_ka | pf_ikss_a_to_ka | pf_ikss_b_to_ka | pf_ikss_c_to_ka | pf_skss_a_from_mw | pf_skss_b_from_mw | pf_skss_c_from_mw | pf_skss_a_to_mw | pf_skss_b_to_mw | pf_skss_c_to_mw | pf_p_a_from_mw | pf_p_b_from_mw | pf_p_c_from_mw | pf_p_a_to_mw | pf_p_b_to_mw | pf_p_c_to_mw | pf_q_a_from_mvar | pf_q_b_from_mvar | pf_q_c_from_mvar | pf_q_a_to_mvar | pf_q_b_to_mvar | pf_q_c_to_mvar | pf_ikss_a_from_degree | pf_ikss_b_from_degree | pf_ikss_c_from_degree | pf_ikss_a_to_degree | pf_ikss_b_to_degree | pf_ikss_c_to_degree | 3xI0 | pf_vm_a_from_pu | pf_vm_b_from_pu | pf_vm_c_from_pu | pf_vm_a_to_pu | pf_vm_b_to_pu | pf_vm_c_to_pu | pf_va_a_from_degree | pf_va_b_from_degree | pf_va_c_from_degree | pf_va_a_to_degree | pf_va_b_to_degree | pf_va_c_to_degree
Line0_1_2 | 1.0969e-06 | 1.1258e-06 | 1.0679e-06 | 0 | 0 | 0 | 2.5331e-07 | 2.6e-07 | 2.4661e-07 | 0 | 0 | 0 | 1.2588e-08 | -1.551e-07 | 1.5105e-07 | -1.3285e-08 | 1.3009e-07 | -1.2534e-07 | -3.9084e-07 | 2.1624e-08 | -9.8693e-09 | 3.2574e-07 | -1.7193e-08 | 6.8431e-09 | 88.4862 | 88.8355 | 87.9696 | 0 | 0 | 0 |  | 1.5437 | 0.60232 | 0.61382 | 1.5437 | 0.60232 | 0.61382 | 0.33083 | -99.1015 | 84.2313 | 0.33083 | -99.1015 | 84.2313
Line10_11_12 | 1.0969e-06 | 1.1258e-06 | 1.0679e-06 | 0 | 0 | 0 | 2.5331e-07 | 2.6e-07 | 2.4661e-07 | 0 | 0 | 0 | 1.2588e-08 | -1.551e-07 | 1.5105e-07 | -1.3285e-08 | 1.3009e-07 | -1.2534e-07 | -3.9084e-07 | 2.1624e-08 | -9.8693e-09 | 3.2574e-07 | -1.7193e-08 | 6.8431e-09 | 88.4862 | 88.8355 | 87.9695 | 0 | 0 | 0 |  | 1.5437 | 0.60232 | 0.61382 | 1.5437 | 0.60232 | 0.61382 | 0.33083 | -99.1015 | 84.2313 | 0.33083 | -99.1015 | 84.2313
Line11_12_13 | 0 | 0 | 0 | 0 | 0 | 0 | 0 | 0 | 0 | 0 | 0 | 0 | 1.049e-08 | -1.2925e-07 | 1.2588e-07 | -1.1187e-08 | 1.0424e-07 | -1.0017e-07 | -3.257e-07 | 1.802e-08 | -8.2245e-09 | 2.606e-07 | -1.3589e-08 | 5.1983e-09 | 0 | 0 | 0 | 0 | 0 | 0 |  | 1.5437 | 0.60232 | 0.61382 | 1.5437 | 0.60232 | 0.61382 | 0.33083 | -99.1015 | 84.2313 | 0.33083 | -99.1015 | 84.2313
Line12_13_15 | 0 | 0 | 0 | 0 | 0 | 0 | 0 | 0 | 0 | 0 | 0 | 0 | 6.2939e-09 | -7.7551e-08 | 7.5526e-08 | -6.9908e-09 | 5.2537e-08 | -4.9815e-08 | -1.9542e-07 | 1.0812e-08 | -4.9347e-09 | 1.3032e-07 | -6.3809e-09 | 1.9085e-09 | 0 | 0 | 0 | 0 | 0 | 0 |  | 1.5437 | 0.60232 | 0.61382 | 1.5437 | 0.60232 | 0.61382 | 0.33083 | -99.1015 | 84.2313 | 0.33083 | -99.1015 | 84.2313
Line13_13_14 | 0 | 0 | 0 | 0 | 0 | 0 | 0 | 0 | 0 | 0 | 0 | 0 | 2.098e-09 | -2.585e-08 | 2.5175e-08 | -2.7949e-09 | 8.3615e-10 | 5.3596e-10 | -6.5141e-08 | 3.604e-09 | -1.6449e-09 | 3.4317e-11 | 8.2719e-10 | -1.3813e-09 | 0 | 0 | 0 | 0 | 0 | 0 |  | 1.5437 | 0.60232 | 0.61382 | 1.5437 | 0.60232 | 0.61382 | 0.33083 | -99.1015 | 84.2313 | 0.33083 | -99.1015 | 84.2313
Line14_15_16 | 0 | 0 | 0 | 0 | 0 | 0 | 0 | 0 | 0 | 0 | 0 | 0 | 4.1959e-09 | -5.1701e-08 | 5.0351e-08 | -4.8928e-09 | 2.6687e-08 | -2.4639e-08 | -1.3028e-07 | 7.208e-09 | -3.2898e-09 | 6.5175e-08 | -2.7768e-09 | 2.6358e-10 | 0 | 0 | 0 | 0 | 0 | 0 |  | 1.5437 | 0.60232 | 0.61382 | 1.5437 | 0.60232 | 0.61382 | 0.33083 | -99.1015 | 84.2313 | 0.33083 | -99.1015 | 84.2313
Line15_16_17 | 0 | 0 | 0 | 0 | 0 | 0 | 0 | 0 | 0 | 0 | 0 | 0 | 2.098e-09 | -2.585e-08 | 2.5175e-08 | -2.7949e-09 | 8.3615e-10 | 5.3596e-10 | -6.5141e-08 | 3.604e-09 | -1.6449e-09 | 3.4317e-11 | 8.2719e-10 | -1.3813e-09 | 0 | 0 | 0 | 0 | 0 | 0 |  | 1.5437 | 0.60232 | 0.61382 | 1.5437 | 0.60232 | 0.61382 | 0.33083 | -99.1015 | 84.2313 | 0.33083 | -99.1015 | 84.2313
Line16_4_18 | 0 | 3.0972 | 3.1862 | 0 | 3.0972 | 3.1862 | 0 | 0.71527 | 0.73582 | 0 | 0.71527 | 0.73582 | 2.5223e-09 | 0.093457 | 0.10385 | -2.7327e-09 | 1.3744e-13 | -1.4611e-15 | -6.5793e-08 | 0.19408 | 0.20054 | 4.9692e-11 | -9.0153e-15 | 2.404e-14 | 0 | -163.3887 | 21.6093 | 0 | 16.6113 | -158.3907 |  | 1.5396 | 0.30116 | 0.30691 | 1.5354 | 0 | 0 | 0.40604 | -99.1015 | 84.2313 | 0.48165 | 0 | 0
Line17_5_19 | 0 | 0 | 0 | 0 | 0 | 0 | 0 | 0 | 0 | 0 | 0 | 0 | 2.0979e-09 | -2.585e-08 | 2.5175e-08 | -2.7949e-09 | 8.3615e-10 | 5.3596e-10 | -6.5141e-08 | 3.604e-09 | -1.6449e-09 | 3.4318e-11 | 8.2719e-10 | -1.3813e-09 | 0 | 0 | 0 | 0 | 0 | 0 |  | 1.5437 | 0.60232 | 0.61382 | 1.5437 | 0.60232 | 0.61382 | 0.33083 | -99.1015 | 84.2313 | 0.33083 | -99.1015 | 84.2313
Line1_1_3 | 1.4625e-06 | 1.5011e-06 | 1.4238e-06 | 1.2801e-06 | 1.3186e-06 | 1.2415e-06 | 3.3775e-07 | 3.4667e-07 | 3.2881e-07 | 2.9561e-07 | 3.0452e-07 | 2.867e-07 | 1.6784e-08 | -2.068e-07 | 2.014e-07 | -1.7481e-08 | 1.8179e-07 | -1.7569e-07 | -5.2112e-07 | 2.8832e-08 | -1.3159e-08 | 4.5602e-07 | -2.4401e-08 | 1.0133e-08 | 88.4862 | 88.8355 | 87.9696 | -91.8644 | -91.4565 | -92.4678 |  | 1.5437 | 0.60232 | 0.61382 | 1.5437 | 0.60232 | 0.61382 | 0.33083 | -99.1015 | 84.2313 | 0.33083 | -99.1015 | 84.2313
Line2_1_4 | 0 | 3.0972 | 3.1862 | 0 | 3.0972 | 3.1862 | 0 | 0.71527 | 0.73582 | 0 | 0.71527 | 0.73582 | 4.6475e-09 | 0.18691 | 0.2077 | -5.2861e-09 | -0.093457 | -0.10385 | -1.314e-07 | 0.38816 | 0.40107 | 6.5835e-08 | -0.19408 | -0.20054 | 0 | -163.3887 | 21.6093 | 0 | 16.6113 | -158.3907 |  | 1.5437 | 0.60232 | 0.61382 | 1.5396 | 0.30116 | 0.30691 | 0.33083 | -99.1015 | 84.2313 | 0.40604 | -99.1015 | 84.2313
Line3_1_5 | 0 | 0 | 0 | 0 | 0 | 0 | 0 | 0 | 0 | 0 | 0 | 0 | 4.1959e-09 | -5.1701e-08 | 5.0351e-08 | -4.8928e-09 | 2.6687e-08 | -2.4639e-08 | -1.3028e-07 | 7.2081e-09 | -3.2898e-09 | 6.5175e-08 | -2.7768e-09 | 2.6357e-10 | 0 | 0 | 0 | 0 | 0 | 0 |  | 1.5437 | 0.60232 | 0.61382 | 1.5437 | 0.60232 | 0.61382 | 0.33083 | -99.1015 | 84.2313 | 0.33083 | -99.1015 | 84.2313
Line4_2_6 | 0 | 0 | 0 | 0 | 0 | 0 | 0 | 0 | 0 | 0 | 0 | 0 | 1.049e-08 | -1.2925e-07 | 1.2588e-07 | -1.1187e-08 | 1.0424e-07 | -1.0017e-07 | -3.257e-07 | 1.802e-08 | -8.2245e-09 | 2.606e-07 | -1.3589e-08 | 5.1982e-09 | 0 | 0 | 0 | 0 | 0 | 0 |  | 1.5437 | 0.60232 | 0.61382 | 1.5437 | 0.60232 | 0.61382 | 0.33083 | -99.1015 | 84.2313 | 0.33083 | -99.1015 | 84.2313
Line5_6_7 | 0 | 0 | 0 | 0 | 0 | 0 | 0 | 0 | 0 | 0 | 0 | 0 | 8.3918e-09 | -1.034e-07 | 1.007e-07 | -9.0887e-09 | 7.8388e-08 | -7.499e-08 | -2.6056e-07 | 1.4416e-08 | -6.5796e-09 | 1.9546e-07 | -9.9849e-09 | 3.5534e-09 | 0 | 0 | 0 | 0 | 0 | 0 |  | 1.5437 | 0.60232 | 0.61382 | 1.5437 | 0.60232 | 0.61382 | 0.33083 | -99.1015 | 84.2313 | 0.33083 | -99.1015 | 84.2313
Line6_7_8 | 0 | 0 | 0 | 0 | 0 | 0 | 0 | 0 | 0 | 0 | 0 | 0 | 6.2939e-09 | -7.7551e-08 | 7.5526e-08 | -6.9908e-09 | 5.2537e-08 | -4.9815e-08 | -1.9542e-07 | 1.0812e-08 | -4.9347e-09 | 1.3032e-07 | -6.3809e-09 | 1.9085e-09 | 0 | 0 | 0 | 0 | 0 | 0 |  | 1.5437 | 0.60232 | 0.61382 | 1.5437 | 0.60232 | 0.61382 | 0.33083 | -99.1015 | 84.2313 | 0.33083 | -99.1015 | 84.2313
Line7_8_9 | 0 | 0 | 0 | 0 | 0 | 0 | 0 | 0 | 0 | 0 | 0 | 0 | 2.098e-09 | -2.585e-08 | 2.5175e-08 | -2.7949e-09 | 8.3615e-10 | 5.3596e-10 | -6.5141e-08 | 3.604e-09 | -1.6449e-09 | 3.4317e-11 | 8.2719e-10 | -1.3813e-09 | 0 | 0 | 0 | 0 | 0 | 0 |  | 1.5437 | 0.60232 | 0.61382 | 1.5437 | 0.60232 | 0.61382 | 0.33083 | -99.1015 | 84.2313 | 0.33083 | -99.1015 | 84.2313
Line8_8_10 | 0 | 0 | 0 | 0 | 0 | 0 | 0 | 0 | 0 | 0 | 0 | 0 | 2.098e-09 | -2.585e-08 | 2.5175e-08 | -2.7949e-09 | 8.3615e-10 | 5.3596e-10 | -6.5141e-08 | 3.604e-09 | -1.6449e-09 | 3.4317e-11 | 8.2719e-10 | -1.3813e-09 | 0 | 0 | 0 | 0 | 0 | 0 |  | 1.5437 | 0.60232 | 0.61382 | 1.5437 | 0.60232 | 0.61382 | 0.33083 | -99.1015 | 84.2313 | 0.33083 | -99.1015 | 84.2313
Line9_3_11 | 1.2797e-06 | 1.3135e-06 | 1.2458e-06 | 1.0972e-06 | 1.131e-06 | 1.0635e-06 | 2.9553e-07 | 3.0333e-07 | 2.8771e-07 | 2.534e-07 | 2.6119e-07 | 2.456e-07 | 1.4686e-08 | -1.8095e-07 | 1.7623e-07 | -1.5383e-08 | 1.5594e-07 | -1.5052e-07 | -4.5598e-07 | 2.5228e-08 | -1.1514e-08 | 3.9088e-07 | -2.0797e-08 | 8.488e-09 | 88.4862 | 88.8355 | 87.9695 | -91.9228 | -91.505 | -92.541 |  | 1.5437 | 0.60232 | 0.61382 | 1.5437 | 0.60232 | 0.61382 | 0.33083 | -99.1015 | 84.2313 | 0.33083 | -99.1015 | 84.2313

## LLG_max_10
name | pf_ikss_a_from_ka | pf_ikss_b_from_ka | pf_ikss_c_from_ka | pf_ikss_a_to_ka | pf_ikss_b_to_ka | pf_ikss_c_to_ka | pf_skss_a_from_mw | pf_skss_b_from_mw | pf_skss_c_from_mw | pf_skss_a_to_mw | pf_skss_b_to_mw | pf_skss_c_to_mw | pf_p_a_from_mw | pf_p_b_from_mw | pf_p_c_from_mw | pf_p_a_to_mw | pf_p_b_to_mw | pf_p_c_to_mw | pf_q_a_from_mvar | pf_q_b_from_mvar | pf_q_c_from_mvar | pf_q_a_to_mvar | pf_q_b_to_mvar | pf_q_c_to_mvar | pf_ikss_a_from_degree | pf_ikss_b_from_degree | pf_ikss_c_from_degree | pf_ikss_a_to_degree | pf_ikss_b_to_degree | pf_ikss_c_to_degree | 3xI0 | pf_vm_a_from_pu | pf_vm_b_from_pu | pf_vm_c_from_pu | pf_vm_a_to_pu | pf_vm_b_to_pu | pf_vm_c_to_pu | pf_va_a_from_degree | pf_va_b_from_degree | pf_va_c_from_degree | pf_va_a_to_degree | pf_va_b_to_degree | pf_va_c_to_degree
Line0_1_2 | 1.1486e-06 | 1.1799e-06 | 1.1173e-06 | 0 | 0 | 0 | 2.6526e-07 | 2.7249e-07 | 2.5802e-07 | 0 | 0 | 0 | 1.379e-08 | -1.6751e-07 | 1.6293e-07 | -1.4554e-08 | 1.4052e-07 | -1.3518e-07 | -4.2859e-07 | 2.4143e-08 | -1.1202e-08 | 3.572e-07 | -1.9236e-08 | 7.8358e-09 | 88.4893 | 88.8419 | 87.9614 | 0 | 0 | 0 |  | 1.6166 | 0.62109 | 0.63297 | 1.6166 | 0.62109 | 0.63297 | 0.33212 | -99.3593 | 84.0283 | 0.33212 | -99.3593 | 84.0283
Line10_11_12 | 1.1486e-06 | 1.1799e-06 | 1.1173e-06 | 0 | 0 | 0 | 2.6526e-07 | 2.7249e-07 | 2.5802e-07 | 0 | 0 | 0 | 1.379e-08 | -1.6751e-07 | 1.6293e-07 | -1.4554e-08 | 1.4052e-07 | -1.3518e-07 | -4.2859e-07 | 2.4143e-08 | -1.1203e-08 | 3.572e-07 | -1.9236e-08 | 7.8358e-09 | 88.4893 | 88.8419 | 87.9614 | 0 | 0 | 0 |  | 1.6166 | 0.62109 | 0.63297 | 1.6166 | 0.62109 | 0.63297 | 0.33212 | -99.3593 | 84.0282 | 0.33212 | -99.3593 | 84.0282
Line11_12_13 | 0 | 0 | 0 | 0 | 0 | 0 | 0 | 0 | 0 | 0 | 0 | 0 | 1.1492e-08 | -1.396e-07 | 1.3578e-07 | -1.2255e-08 | 1.1261e-07 | -1.0803e-07 | -3.5716e-07 | 2.0119e-08 | -9.3354e-09 | 2.8577e-07 | -1.5212e-08 | 5.9688e-09 | 0 | 0 | 0 | 0 | 0 | 0 |  | 1.6166 | 0.62109 | 0.63297 | 1.6166 | 0.62109 | 0.63297 | 0.33212 | -99.3593 | 84.0282 | 0.33211 | -99.3593 | 84.0282
Line12_13_15 | 0 | 0 | 0 | 0 | 0 | 0 | 0 | 0 | 0 | 0 | 0 | 0 | 6.895e-09 | -8.3757e-08 | 8.1467e-08 | -7.6586e-09 | 5.6768e-08 | -5.3715e-08 | -2.143e-07 | 1.2071e-08 | -5.6013e-09 | 1.429e-07 | -7.1645e-09 | 2.2346e-09 | 0 | 0 | 0 | 0 | 0 | 0 |  | 1.6166 | 0.62109 | 0.63297 | 1.6166 | 0.62109 | 0.63297 | 0.33211 | -99.3593 | 84.0282 | 0.33211 | -99.3593 | 84.0282
Line13_13_14 | 0 | 0 | 0 | 0 | 0 | 0 | 0 | 0 | 0 | 0 | 0 | 0 | 2.2983e-09 | -2.7919e-08 | 2.7156e-08 | -3.062e-09 | 9.2983e-10 | 5.9708e-10 | -7.1432e-08 | 4.0238e-09 | -1.8671e-09 | 3.7794e-11 | 8.8306e-10 | -1.4996e-09 | 0 | 0 | 0 | 0 | 0 | 0 |  | 1.6166 | 0.62109 | 0.63297 | 1.6166 | 0.62109 | 0.63297 | 0.33211 | -99.3593 | 84.0282 | 0.33211 | -99.3593 | 84.0282
Line14_15_16 | 0 | 0 | 0 | 0 | 0 | 0 | 0 | 0 | 0 | 0 | 0 | 0 | 4.5966e-09 | -5.5838e-08 | 5.4312e-08 | -5.3603e-09 | 2.8849e-08 | -2.6559e-08 | -1.4286e-07 | 8.0476e-09 | -3.7342e-09 | 7.147e-08 | -3.1407e-09 | 3.6749e-10 | 0 | 0 | 0 | 0 | 0 | 0 |  | 1.6166 | 0.62109 | 0.63297 | 1.6166 | 0.62109 | 0.63297 | 0.33211 | -99.3593 | 84.0282 | 0.33211 | -99.3593 | 84.0282
Line15_16_17 | 0 | 0 | 0 | 0 | 0 | 0 | 0 | 0 | 0 | 0 | 0 | 0 | 2.2983e-09 | -2.7919e-08 | 2.7156e-08 | -3.062e-09 | 9.2983e-10 | 5.9708e-10 | -7.1432e-08 | 4.0238e-09 | -1.8671e-09 | 3.7795e-11 | 8.8306e-10 | -1.4996e-09 | 0 | 0 | 0 | 0 | 0 | 0 |  | 1.6166 | 0.62109 | 0.63297 | 1.6166 | 0.62109 | 0.63297 | 0.33211 | -99.3593 | 84.0282 | 0.33211 | -99.3593 | 84.0282
Line16_4_18 | 0 | 3.1938 | 3.2857 | 0 | 3.1938 | 3.2857 | 0 | 0.73757 | 0.75881 | 0 | 0.73757 | 0.75881 | 2.7633e-09 | 0.099325 | 0.11049 | -2.9939e-09 | 1.3763e-13 | 4.1357e-14 | -7.2147e-08 | 0.20639 | 0.21323 | 5.4647e-11 | -3.0023e-14 | -1.3147e-14 | 0 | -163.6606 | 21.4195 | 0 | 16.3394 | -158.5805 |  | 1.6122 | 0.31055 | 0.31649 | 1.6078 | 0 | 0 | 0.40727 | -99.3593 | 84.0283 | 0.48283 | 0 | 0
Line17_5_19 | 0 | 0 | 0 | 0 | 0 | 0 | 0 | 0 | 0 | 0 | 0 | 0 | 2.2983e-09 | -2.7919e-08 | 2.7156e-08 | -3.062e-09 | 9.2983e-10 | 5.9708e-10 | -7.1432e-08 | 4.0238e-09 | -1.8671e-09 | 3.7795e-11 | 8.8306e-10 | -1.4996e-09 | 0 | 0 | 0 | 0 | 0 | 0 |  | 1.6166 | 0.62109 | 0.63297 | 1.6166 | 0.62109 | 0.63297 | 0.33212 | -99.3593 | 84.0283 | 0.33212 | -99.3593 | 84.0283
Line1_1_3 | 1.5315e-06 | 1.5733e-06 | 1.4897e-06 | 1.3404e-06 | 1.3821e-06 | 1.2987e-06 | 3.5368e-07 | 3.6333e-07 | 3.4403e-07 | 3.0956e-07 | 3.1919e-07 | 2.9993e-07 | 1.8387e-08 | -2.2335e-07 | 2.1725e-07 | -1.915e-08 | 1.9636e-07 | -1.8949e-07 | -5.7145e-07 | 3.219e-08 | -1.4937e-08 | 5.0006e-07 | -2.7284e-08 | 1.157e-08 | 88.4893 | 88.8419 | 87.9614 | -91.861 | -91.449 | -92.4777 |  | 1.6166 | 0.62109 | 0.63297 | 1.6166 | 0.62109 | 0.63297 | 0.33212 | -99.3593 | 84.0283 | 0.33212 | -99.3593 | 84.0283
Line2_1_4 | 0 | 3.1938 | 3.2857 | 0 | 3.1938 | 3.2857 | 0 | 0.73757 | 0.75881 | 0 | 0.73757 | 0.75881 | 5.0915e-09 | 0.19865 | 0.22097 | -5.7912e-09 | -0.099325 | -0.11049 | -1.4409e-07 | 0.41279 | 0.42646 | 7.2194e-08 | -0.20639 | -0.21323 | 0 | -163.6606 | 21.4195 | 0 | 16.3394 | -158.5805 |  | 1.6166 | 0.62109 | 0.63297 | 1.6122 | 0.31055 | 0.31649 | 0.33212 | -99.3593 | 84.0283 | 0.40727 | -99.3593 | 84.0283
Line3_1_5 | 0 | 0 | 0 | 0 | 0 | 0 | 0 | 0 | 0 | 0 | 0 | 0 | 4.5966e-09 | -5.5838e-08 | 5.4312e-08 | -5.3603e-09 | 2.8849e-08 | -2.6559e-08 | -1.4286e-07 | 8.0476e-09 | -3.7342e-09 | 7.147e-08 | -3.1407e-09 | 3.6749e-10 | 0 | 0 | 0 | 0 | 0 | 0 |  | 1.6166 | 0.62109 | 0.63297 | 1.6166 | 0.62109 | 0.63297 | 0.33212 | -99.3593 | 84.0283 | 0.33212 | -99.3593 | 84.0283
Line4_2_6 | 0 | 0 | 0 | 0 | 0 | 0 | 0 | 0 | 0 | 0 | 0 | 0 | 1.1492e-08 | -1.396e-07 | 1.3578e-07 | -1.2255e-08 | 1.1261e-07 | -1.0803e-07 | -3.5716e-07 | 2.0119e-08 | -9.3354e-09 | 2.8577e-07 | -1.5212e-08 | 5.9687e-09 | 0 | 0 | 0 | 0 | 0 | 0 |  | 1.6166 | 0.62109 | 0.63297 | 1.6166 | 0.62109 | 0.63297 | 0.33212 | -99.3593 | 84.0283 | 0.33212 | -99.3593 | 84.0283
Line5_6_7 | 0 | 0 | 0 | 0 | 0 | 0 | 0 | 0 | 0 | 0 | 0 | 0 | 9.1933e-09 | -1.1168e-07 | 1.0862e-07 | -9.9569e-09 | 8.4687e-08 | -8.087e-08 | -2.8573e-07 | 1.6095e-08 | -7.4683e-09 | 2.1433e-07 | -1.1188e-08 | 4.1017e-09 | 0 | 0 | 0 | 0 | 0 | 0 |  | 1.6166 | 0.62109 | 0.63297 | 1.6166 | 0.62109 | 0.63297 | 0.33212 | -99.3593 | 84.0283 | 0.33212 | -99.3593 | 84.0282
Line6_7_8 | 0 | 0 | 0 | 0 | 0 | 0 | 0 | 0 | 0 | 0 | 0 | 0 | 6.8949e-09 | -8.3757e-08 | 8.1467e-08 | -7.6586e-09 | 5.6768e-08 | -5.3714e-08 | -2.143e-07 | 1.2071e-08 | -5.6013e-09 | 1.429e-07 | -7.1645e-09 | 2.2346e-09 | 0 | 0 | 0 | 0 | 0 | 0 |  | 1.6166 | 0.62109 | 0.63297 | 1.6166 | 0.62109 | 0.63297 | 0.33212 | -99.3593 | 84.0282 | 0.33212 | -99.3593 | 84.0282
Line7_8_9 | 0 | 0 | 0 | 0 | 0 | 0 | 0 | 0 | 0 | 0 | 0 | 0 | 2.2983e-09 | -2.7919e-08 | 2.7156e-08 | -3.062e-09 | 9.2983e-10 | 5.9708e-10 | -7.1432e-08 | 4.0238e-09 | -1.8671e-09 | 3.7794e-11 | 8.8306e-10 | -1.4996e-09 | 0 | 0 | 0 | 0 | 0 | 0 |  | 1.6166 | 0.62109 | 0.63297 | 1.6166 | 0.62109 | 0.63297 | 0.33212 | -99.3593 | 84.0282 | 0.33212 | -99.3593 | 84.0282
Line8_8_10 | 0 | 0 | 0 | 0 | 0 | 0 | 0 | 0 | 0 | 0 | 0 | 0 | 2.2983e-09 | -2.7919e-08 | 2.7156e-08 | -3.062e-09 | 9.2983e-10 | 5.9708e-10 | -7.1432e-08 | 4.0238e-09 | -1.8671e-09 | 3.7794e-11 | 8.8306e-10 | -1.4996e-09 | 0 | 0 | 0 | 0 | 0 | 0 |  | 1.6166 | 0.62109 | 0.63297 | 1.6166 | 0.62109 | 0.63297 | 0.33212 | -99.3593 | 84.0282 | 0.33212 | -99.3593 | 84.0282
Line9_3_11 | 1.3401e-06 | 1.3766e-06 | 1.3035e-06 | 1.149e-06 | 1.1855e-06 | 1.1125e-06 | 3.0947e-07 | 3.1791e-07 | 3.0102e-07 | 2.6535e-07 | 2.7378e-07 | 2.5693e-07 | 1.6088e-08 | -1.9543e-07 | 1.9009e-07 | -1.6852e-08 | 1.6844e-07 | -1.6234e-07 | -5.0002e-07 | 2.8167e-08 | -1.307e-08 | 4.2863e-07 | -2.326e-08 | 9.7029e-09 | 88.4893 | 88.8419 | 87.9614 | -91.9194 | -91.4973 | -92.5513 |  | 1.6166 | 0.62109 | 0.63297 | 1.6166 | 0.62109 | 0.63297 | 0.33212 | -99.3593 | 84.0283 | 0.33212 | -99.3593 | 84.0282

## LLG_max_fault_6
name | pf_ikss_a_from_ka | pf_ikss_b_from_ka | pf_ikss_c_from_ka | pf_ikss_a_to_ka | pf_ikss_b_to_ka | pf_ikss_c_to_ka | pf_skss_a_from_mw | pf_skss_b_from_mw | pf_skss_c_from_mw | pf_skss_a_to_mw | pf_skss_b_to_mw | pf_skss_c_to_mw | pf_p_a_from_mw | pf_p_b_from_mw | pf_p_c_from_mw | pf_p_a_to_mw | pf_p_b_to_mw | pf_p_c_to_mw | pf_q_a_from_mvar | pf_q_b_from_mvar | pf_q_c_from_mvar | pf_q_a_to_mvar | pf_q_b_to_mvar | pf_q_c_to_mvar | pf_ikss_a_from_degree | pf_ikss_b_from_degree | pf_ikss_c_from_degree | pf_ikss_a_to_degree | pf_ikss_b_to_degree | pf_ikss_c_to_degree | 3xI0 | pf_vm_a_from_pu | pf_vm_b_from_pu | pf_vm_c_from_pu | pf_vm_a_to_pu | pf_vm_b_to_pu | pf_vm_c_to_pu | pf_va_a_from_degree | pf_va_b_from_degree | pf_va_c_from_degree | pf_va_a_to_degree | pf_va_b_to_degree | pf_va_c_to_degree
Line0_1_2 | 0 | 0 | 0 | 0 | 0 | 0 | 0 | 0 | 0 | 0 | 0 | 0 | -1.7842e-08 | -1.0795e-08 | 2.8716e-08 | 1.47e-08 | 9.1896e-09 | -2.3969e-08 | -2.4404e-08 | 2.5476e-08 | -5.5425e-09 | 2.0472e-08 | -2.1169e-08 | 4.4064e-09 | 0 | 0 | 0 | 0 | 0 | 0 |  | 1.0916 | 0.99675 | 1.0586 | 1.0916 | 0.99675 | 1.0586 | 1.843 | -119.0903 | 117.0127 | 1.843 | -119.0903 | 117.0127
Line10_11_12 | 0 | 0 | 0 | 0 | 0 | 0 | 0 | 0 | 0 | 0 | 0 | 0 | -1.7842e-08 | -1.0795e-08 | 2.8716e-08 | 1.47e-08 | 9.1896e-09 | -2.3969e-08 | -2.4404e-08 | 2.5476e-08 | -5.5425e-09 | 2.0472e-08 | -2.1169e-08 | 4.4064e-09 | 0 | 0 | 0 | 0 | 0 | 0 |  | 1.0916 | 0.99675 | 1.0586 | 1.0916 | 0.99675 | 1.0586 | 1.843 | -119.0903 | 117.0127 | 1.843 | -119.0903 | 117.0127
Line11_12_13 | 0 | 0 | 0 | 0 | 0 | 0 | 0 | 0 | 0 | 0 | 0 | 0 | -1.4868e-08 | -8.9954e-09 | 2.393e-08 | 1.1726e-08 | 7.3905e-09 | -1.9183e-08 | -2.0337e-08 | 2.123e-08 | -4.6187e-09 | 1.6405e-08 | -1.6923e-08 | 3.4826e-09 | 0 | 0 | 0 | 0 | 0 | 0 |  | 1.0916 | 0.99675 | 1.0586 | 1.0916 | 0.99675 | 1.0586 | 1.843 | -119.0903 | 117.0127 | 1.843 | -119.0903 | 117.0127
Line12_13_15 | 0 | 0 | 0 | 0 | 0 | 0 | 0 | 0 | 0 | 0 | 0 | 0 | -8.9211e-09 | -5.3973e-09 | 1.4358e-08 | 5.7788e-09 | 3.7923e-09 | -9.6109e-09 | -1.2202e-08 | 1.2738e-08 | -2.7712e-09 | 8.2699e-09 | -8.431e-09 | 1.6351e-09 | 0 | 0 | 0 | 0 | 0 | 0 |  | 1.0916 | 0.99675 | 1.0586 | 1.0916 | 0.99675 | 1.0586 | 1.843 | -119.0903 | 117.0127 | 1.843 | -119.0903 | 117.0127
Line13_13_14 | 0 | 0 | 0 | 0 | 0 | 0 | 0 | 0 | 0 | 0 | 0 | 0 | -2.9737e-09 | -1.7991e-09 | 4.7861e-09 | -1.6859e-10 | 1.9413e-10 | -3.8811e-11 | -4.0674e-09 | 4.246e-09 | -9.2375e-10 | 1.3516e-10 | 6.0928e-11 | -2.1239e-10 | 0 | 0 | 0 | 0 | 0 | 0 |  | 1.0916 | 0.99675 | 1.0586 | 1.0916 | 0.99675 | 1.0586 | 1.843 | -119.0903 | 117.0127 | 1.843 | -119.0903 | 117.0127
Line14_15_16 | 0 | 0 | 0 | 0 | 0 | 0 | 0 | 0 | 0 | 0 | 0 | 0 | -5.9474e-09 | -3.5982e-09 | 9.5721e-09 | 2.8051e-09 | 1.9932e-09 | -4.8249e-09 | -8.1347e-09 | 8.492e-09 | -1.8475e-09 | 4.2025e-09 | -4.185e-09 | 7.1136e-10 | 0 | 0 | 0 | 0 | 0 | 0 |  | 1.0916 | 0.99675 | 1.0586 | 1.0916 | 0.99675 | 1.0586 | 1.843 | -119.0903 | 117.0127 | 1.843 | -119.0903 | 117.0127
Line15_16_17 | 0 | 0 | 0 | 0 | 0 | 0 | 0 | 0 | 0 | 0 | 0 | 0 | -2.9737e-09 | -1.7991e-09 | 4.7861e-09 | -1.6859e-10 | 1.9413e-10 | -3.8811e-11 | -4.0674e-09 | 4.246e-09 | -9.2375e-10 | 1.3516e-10 | 6.0928e-11 | -2.1239e-10 | 0 | 0 | 0 | 0 | 0 | 0 |  | 1.0916 | 0.99675 | 1.0586 | 1.0916 | 0.99675 | 1.0586 | 1.843 | -119.0903 | 117.0127 | 1.843 | -119.0903 | 117.0127
Line16_4_18 | 0 | 0.032382 | 0.034374 | 0 | 0.032382 | 0.034374 | 0 | 0.0074783 | 0.0079383 | 0 | 0.0074783 | 0.0079383 | -2.9915e-09 | 0.0052497 | 0.0059218 | -1.6444e-10 | -0.005243 | -0.0059078 | -4.1324e-09 | 0.0052641 | 0.0059281 | 1.3421e-10 | -0.005243 | -0.0059078 | 0 | -164.2468 | 71.9525 | 0 | 15.7532 | -108.0476 |  | 1.0911 | 0.99412 | 1.0555 | 1.0906 | 0.99149 | 1.0525 | 1.8374 | -119.1683 | 116.9827 | 1.8317 | -119.2468 | 116.9524
Line17_5_19 | 0 | 0 | 0 | 0 | 0 | 0 | 0 | 0 | 0 | 0 | 0 | 0 | -2.9737e-09 | -1.7991e-09 | 4.7861e-09 | -1.6859e-10 | 1.9413e-10 | -3.8811e-11 | -4.0674e-09 | 4.246e-09 | -9.2375e-10 | 1.3516e-10 | 6.0928e-11 | -2.1239e-10 | 0 | 0 | 0 | 0 | 0 | 0 |  | 1.0916 | 0.99675 | 1.0586 | 1.0916 | 0.99675 | 1.0586 | 1.843 | -119.0903 | 117.0127 | 1.843 | -119.0903 | 117.0127
Line1_1_3 | 0 | 0 | 0 | 0 | 0 | 0 | 0 | 0 | 0 | 0 | 0 | 0 | -2.379e-08 | -1.4393e-08 | 3.8288e-08 | 2.0647e-08 | 1.2788e-08 | -3.3541e-08 | -3.2539e-08 | 3.3968e-08 | -7.39e-09 | 2.8607e-08 | -2.9661e-08 | 6.2538e-09 | 0 | 0 | 0 | 0 | 0 | 0 |  | 1.0916 | 0.99675 | 1.0586 | 1.0916 | 0.99675 | 1.0586 | 1.843 | -119.0903 | 117.0127 | 1.843 | -119.0903 | 117.0127
Line2_1_4 | 0 | 0.032382 | 0.034374 | 0 | 0.032382 | 0.034374 | 0 | 0.0074783 | 0.0079383 | 0 | 0.0074783 | 0.0079383 | -5.9731e-09 | 0.0052564 | 0.0059358 | 2.825e-09 | -0.0052497 | -0.0059218 | -8.2243e-09 | 0.0052852 | 0.0059483 | 4.2671e-09 | -0.0052641 | -0.0059281 | 0 | -164.2468 | 71.9525 | 0 | 15.7532 | -108.0475 |  | 1.0916 | 0.99675 | 1.0586 | 1.0911 | 0.99412 | 1.0555 | 1.843 | -119.0903 | 117.0127 | 1.8374 | -119.1683 | 116.9827
Line3_1_5 | 0 | 0 | 0 | 0 | 0 | 0 | 0 | 0 | 0 | 0 | 0 | 0 | -5.9474e-09 | -3.5982e-09 | 9.5721e-09 | 2.8051e-09 | 1.9932e-09 | -4.8249e-09 | -8.1347e-09 | 8.4919e-09 | -1.8475e-09 | 4.2025e-09 | -4.185e-09 | 7.1136e-10 | 0 | 0 | 0 | 0 | 0 | 0 |  | 1.0916 | 0.99675 | 1.0586 | 1.0916 | 0.99675 | 1.0586 | 1.843 | -119.0903 | 117.0127 | 1.843 | -119.0903 | 117.0127
Line4_2_6 | 0 | 0 | 0 | 0 | 0 | 0 | 0 | 0 | 0 | 0 | 0 | 0 | -1.4868e-08 | -8.9954e-09 | 2.393e-08 | 1.1726e-08 | 7.3905e-09 | -1.9183e-08 | -2.0337e-08 | 2.123e-08 | -4.6187e-09 | 1.6405e-08 | -1.6923e-08 | 3.4826e-09 | 0 | 0 | 0 | 0 | 0 | 0 |  | 1.0916 | 0.99675 | 1.0586 | 1.0916 | 0.99675 | 1.0586 | 1.843 | -119.0903 | 117.0127 | 1.843 | -119.0903 | 117.0127
Line5_6_7 | 0 | 0 | 0 | 0 | 0 | 0 | 0 | 0 | 0 | 0 | 0 | 0 | -1.1895e-08 | -7.1963e-09 | 1.9144e-08 | 8.7525e-09 | 5.5914e-09 | -1.4397e-08 | -1.6269e-08 | 1.6984e-08 | -3.695e-09 | 1.2337e-08 | -1.2677e-08 | 2.5589e-09 | 0 | 0 | 0 | 0 | 0 | 0 |  | 1.0916 | 0.99675 | 1.0586 | 1.0916 | 0.99675 | 1.0586 | 1.843 | -119.0903 | 117.0127 | 1.843 | -119.0903 | 117.0127
Line6_7_8 | 0 | 0 | 0 | 0 | 0 | 0 | 0 | 0 | 0 | 0 | 0 | 0 | -8.9211e-09 | -5.3973e-09 | 1.4358e-08 | 5.7788e-09 | 3.7923e-09 | -9.6109e-09 | -1.2202e-08 | 1.2738e-08 | -2.7712e-09 | 8.2699e-09 | -8.431e-09 | 1.6351e-09 | 0 | 0 | 0 | 0 | 0 | 0 |  | 1.0916 | 0.99675 | 1.0586 | 1.0916 | 0.99675 | 1.0586 | 1.843 | -119.0903 | 117.0127 | 1.843 | -119.0903 | 117.0127
Line7_8_9 | 0 | 0 | 0 | 0 | 0 | 0 | 0 | 0 | 0 | 0 | 0 | 0 | -2.9737e-09 | -1.7991e-09 | 4.7861e-09 | -1.6859e-10 | 1.9413e-10 | -3.8811e-11 | -4.0674e-09 | 4.246e-09 | -9.2375e-10 | 1.3516e-10 | 6.0928e-11 | -2.1239e-10 | 0 | 0 | 0 | 0 | 0 | 0 |  | 1.0916 | 0.99675 | 1.0586 | 1.0916 | 0.99675 | 1.0586 | 1.843 | -119.0903 | 117.0127 | 1.843 | -119.0903 | 117.0127
Line8_8_10 | 0 | 0 | 0 | 0 | 0 | 0 | 0 | 0 | 0 | 0 | 0 | 0 | -2.9737e-09 | -1.7991e-09 | 4.7861e-09 | -1.6859e-10 | 1.9413e-10 | -3.8811e-11 | -4.0674e-09 | 4.246e-09 | -9.2375e-10 | 1.3516e-10 | 6.0928e-11 | -2.1239e-10 | 0 | 0 | 0 | 0 | 0 | 0 |  | 1.0916 | 0.99675 | 1.0586 | 1.0916 | 0.99675 | 1.0586 | 1.843 | -119.0903 | 117.0127 | 1.843 | -119.0903 | 117.0127
Line9_3_11 | 0 | 0 | 0 | 0 | 0 | 0 | 0 | 0 | 0 | 0 | 0 | 0 | -2.0816e-08 | -1.2594e-08 | 3.3502e-08 | 1.7674e-08 | 1.0989e-08 | -2.8755e-08 | -2.8472e-08 | 2.9722e-08 | -6.4662e-09 | 2.4539e-08 | -2.5415e-08 | 5.3301e-09 | 0 | 0 | 0 | 0 | 0 | 0 |  | 1.0916 | 0.99675 | 1.0586 | 1.0916 | 0.99675 | 1.0586 | 1.843 | -119.0903 | 117.0127 | 1.843 | -119.0903 | 117.0127

## LLG_max_fault_10
name | pf_ikss_a_from_ka | pf_ikss_b_from_ka | pf_ikss_c_from_ka | pf_ikss_a_to_ka | pf_ikss_b_to_ka | pf_ikss_c_to_ka | pf_skss_a_from_mw | pf_skss_b_from_mw | pf_skss_c_from_mw | pf_skss_a_to_mw | pf_skss_b_to_mw | pf_skss_c_to_mw | pf_p_a_from_mw | pf_p_b_from_mw | pf_p_c_from_mw | pf_p_a_to_mw | pf_p_b_to_mw | pf_p_c_to_mw | pf_q_a_from_mvar | pf_q_b_from_mvar | pf_q_c_from_mvar | pf_q_a_to_mvar | pf_q_b_to_mvar | pf_q_c_to_mvar | pf_ikss_a_from_degree | pf_ikss_b_from_degree | pf_ikss_c_from_degree | pf_ikss_a_to_degree | pf_ikss_b_to_degree | pf_ikss_c_to_degree | 3xI0 | pf_vm_a_from_pu | pf_vm_b_from_pu | pf_vm_c_from_pu | pf_vm_a_to_pu | pf_vm_b_to_pu | pf_vm_c_to_pu | pf_va_a_from_degree | pf_va_b_from_degree | pf_va_c_from_degree | pf_va_a_to_degree | pf_va_b_to_degree | pf_va_c_to_degree
Line0_1_2 | 0 | 0 | 0 | 0 | 0 | 0 | 0 | 0 | 0 | 0 | 0 | 0 | -1.9585e-08 | -1.1854e-08 | 3.152e-08 | 1.6136e-08 | 1.0092e-08 | -2.6309e-08 | -2.6795e-08 | 2.7969e-08 | -6.0789e-09 | 2.2478e-08 | -2.3241e-08 | 4.8324e-09 | 0 | 0 | 0 | 0 | 0 | 0 |  | 1.1435 | 1.0441 | 1.1088 | 1.1435 | 1.0441 | 1.1088 | 1.8417 | -119.0962 | 117.0086 | 1.8417 | -119.0962 | 117.0086
Line10_11_12 | 0 | 0 | 0 | 0 | 0 | 0 | 0 | 0 | 0 | 0 | 0 | 0 | -1.9585e-08 | -1.1854e-08 | 3.152e-08 | 1.6136e-08 | 1.0092e-08 | -2.6309e-08 | -2.6795e-08 | 2.7969e-08 | -6.0789e-09 | 2.2478e-08 | -2.3241e-08 | 4.8324e-09 | 0 | 0 | 0 | 0 | 0 | 0 |  | 1.1435 | 1.0441 | 1.1088 | 1.1435 | 1.0441 | 1.1088 | 1.8417 | -119.0962 | 117.0086 | 1.8417 | -119.0962 | 117.0086
Line11_12_13 | 0 | 0 | 0 | 0 | 0 | 0 | 0 | 0 | 0 | 0 | 0 | 0 | -1.6321e-08 | -9.8787e-09 | 2.6267e-08 | 1.2872e-08 | 8.1163e-09 | -2.1056e-08 | -2.2329e-08 | 2.3307e-08 | -5.0658e-09 | 1.8012e-08 | -1.858e-08 | 3.8192e-09 | 0 | 0 | 0 | 0 | 0 | 0 |  | 1.1435 | 1.0441 | 1.1088 | 1.1435 | 1.0441 | 1.1088 | 1.8417 | -119.0962 | 117.0086 | 1.8417 | -119.0962 | 117.0086
Line12_13_15 | 0 | 0 | 0 | 0 | 0 | 0 | 0 | 0 | 0 | 0 | 0 | 0 | -9.7924e-09 | -5.9272e-09 | 1.576e-08 | 6.3433e-09 | 4.1649e-09 | -1.0549e-08 | -1.3398e-08 | 1.3984e-08 | -3.0395e-09 | 9.0799e-09 | -9.2565e-09 | 1.7929e-09 | 0 | 0 | 0 | 0 | 0 | 0 |  | 1.1435 | 1.0441 | 1.1088 | 1.1435 | 1.0441 | 1.1088 | 1.8417 | -119.0962 | 117.0086 | 1.8417 | -119.0962 | 117.0086
Line13_13_14 | 0 | 0 | 0 | 0 | 0 | 0 | 0 | 0 | 0 | 0 | 0 | 0 | -3.2641e-09 | -1.9757e-09 | 5.2534e-09 | -1.8494e-10 | 2.134e-10 | -4.2016e-11 | -4.4659e-09 | 4.6615e-09 | -1.0132e-09 | 1.4823e-10 | 6.6426e-11 | -2.3339e-10 | 0 | 0 | 0 | 0 | 0 | 0 |  | 1.1435 | 1.0441 | 1.1088 | 1.1435 | 1.0441 | 1.1088 | 1.8417 | -119.0962 | 117.0086 | 1.8417 | -119.0962 | 117.0086
Line14_15_16 | 0 | 0 | 0 | 0 | 0 | 0 | 0 | 0 | 0 | 0 | 0 | 0 | -6.5283e-09 | -3.9515e-09 | 1.0507e-08 | 3.0792e-09 | 2.1891e-09 | -5.2954e-09 | -8.9317e-09 | 9.323e-09 | -2.0263e-09 | 4.6141e-09 | -4.5951e-09 | 7.7976e-10 | 0 | 0 | 0 | 0 | 0 | 0 |  | 1.1435 | 1.0441 | 1.1088 | 1.1435 | 1.0441 | 1.1088 | 1.8417 | -119.0962 | 117.0086 | 1.8417 | -119.0962 | 117.0086
Line15_16_17 | 0 | 0 | 0 | 0 | 0 | 0 | 0 | 0 | 0 | 0 | 0 | 0 | -3.2641e-09 | -1.9757e-09 | 5.2534e-09 | -1.8494e-10 | 2.134e-10 | -4.2016e-11 | -4.4659e-09 | 4.6615e-09 | -1.0132e-09 | 1.4823e-10 | 6.6426e-11 | -2.3339e-10 | 0 | 0 | 0 | 0 | 0 | 0 |  | 1.1435 | 1.0441 | 1.1088 | 1.1435 | 1.0441 | 1.1088 | 1.8417 | -119.0962 | 117.0086 | 1.8417 | -119.0962 | 117.0086
Line16_4_18 | 0 | 0.033921 | 0.036006 | 0 | 0.033921 | 0.036006 | 0 | 0.0078338 | 0.0083153 | 0 | 0.0078337 | 0.0083153 | -3.2837e-09 | 0.0057606 | 0.0064975 | -1.8038e-10 | -0.0057532 | -0.0064822 | -4.5373e-09 | 0.0057764 | 0.0065044 | 1.4719e-10 | -0.0057532 | -0.0064822 | 0 | -164.2527 | 71.9483 | 0 | 15.7473 | -108.0517 |  | 1.143 | 1.0414 | 1.1056 | 1.1425 | 1.0386 | 1.1025 | 1.8361 | -119.1743 | 116.9785 | 1.8304 | -119.2527 | 116.9483
Line17_5_19 | 0 | 0 | 0 | 0 | 0 | 0 | 0 | 0 | 0 | 0 | 0 | 0 | -3.2641e-09 | -1.9757e-09 | 5.2534e-09 | -1.8494e-10 | 2.134e-10 | -4.2016e-11 | -4.4659e-09 | 4.6615e-09 | -1.0132e-09 | 1.4823e-10 | 6.6426e-11 | -2.3339e-10 | 0 | 0 | 0 | 0 | 0 | 0 |  | 1.1435 | 1.0441 | 1.1088 | 1.1435 | 1.0441 | 1.1088 | 1.8417 | -119.0962 | 117.0086 | 1.8417 | -119.0962 | 117.0086
Line1_1_3 | 0 | 0 | 0 | 0 | 0 | 0 | 0 | 0 | 0 | 0 | 0 | 0 | -2.6113e-08 | -1.5806e-08 | 4.2027e-08 | 2.2664e-08 | 1.4044e-08 | -3.6816e-08 | -3.5727e-08 | 3.7292e-08 | -8.1052e-09 | 3.1409e-08 | -3.2564e-08 | 6.8587e-09 | 0 | 0 | 0 | 0 | 0 | 0 |  | 1.1435 | 1.0441 | 1.1088 | 1.1435 | 1.0441 | 1.1088 | 1.8417 | -119.0962 | 117.0086 | 1.8417 | -119.0962 | 117.0086
Line2_1_4 | 0 | 0.033921 | 0.036006 | 0 | 0.033921 | 0.036006 | 0 | 0.0078338 | 0.0083153 | 0 | 0.0078338 | 0.0083153 | -6.5564e-09 | 0.0057679 | 0.0065128 | 3.101e-09 | -0.0057606 | -0.0064975 | -9.03e-09 | 0.0057995 | 0.0065266 | 4.685e-09 | -0.0057764 | -0.0065044 | 0 | -164.2528 | 71.9483 | 0 | 15.7473 | -108.0517 |  | 1.1435 | 1.0441 | 1.1088 | 1.143 | 1.0414 | 1.1056 | 1.8417 | -119.0962 | 117.0086 | 1.8361 | -119.1743 | 116.9785
Line3_1_5 | 0 | 0 | 0 | 0 | 0 | 0 | 0 | 0 | 0 | 0 | 0 | 0 | -6.5283e-09 | -3.9515e-09 | 1.0507e-08 | 3.0792e-09 | 2.1891e-09 | -5.2954e-09 | -8.9317e-09 | 9.323e-09 | -2.0263e-09 | 4.6141e-09 | -4.5951e-09 | 7.7976e-10 | 0 | 0 | 0 | 0 | 0 | 0 |  | 1.1435 | 1.0441 | 1.1088 | 1.1435 | 1.0441 | 1.1088 | 1.8417 | -119.0962 | 117.0086 | 1.8417 | -119.0962 | 117.0086
Line4_2_6 | 0 | 0 | 0 | 0 | 0 | 0 | 0 | 0 | 0 | 0 | 0 | 0 | -1.6321e-08 | -9.8787e-09 | 2.6267e-08 | 1.2872e-08 | 8.1163e-09 | -2.1056e-08 | -2.2329e-08 | 2.3307e-08 | -5.0658e-09 | 1.8012e-08 | -1.858e-08 | 3.8192e-09 | 0 | 0 | 0 | 0 | 0 | 0 |  | 1.1435 | 1.0441 | 1.1088 | 1.1435 | 1.0441 | 1.1088 | 1.8417 | -119.0962 | 117.0086 | 1.8417 | -119.0962 | 117.0086
Line5_6_7 | 0 | 0 | 0 | 0 | 0 | 0 | 0 | 0 | 0 | 0 | 0 | 0 | -1.3057e-08 | -7.9029e-09 | 2.1014e-08 | 9.6074e-09 | 6.1406e-09 | -1.5802e-08 | -1.7863e-08 | 1.8646e-08 | -4.0526e-09 | 1.3546e-08 | -1.3918e-08 | 2.8061e-09 | 0 | 0 | 0 | 0 | 0 | 0 |  | 1.1435 | 1.0441 | 1.1088 | 1.1435 | 1.0441 | 1.1088 | 1.8417 | -119.0962 | 117.0086 | 1.8417 | -119.0962 | 117.0086
Line6_7_8 | 0 | 0 | 0 | 0 | 0 | 0 | 0 | 0 | 0 | 0 | 0 | 0 | -9.7924e-09 | -5.9272e-09 | 1.576e-08 | 6.3433e-09 | 4.1649e-09 | -1.0549e-08 | -1.3398e-08 | 1.3984e-08 | -3.0395e-09 | 9.0799e-09 | -9.2565e-09 | 1.7929e-09 | 0 | 0 | 0 | 0 | 0 | 0 |  | 1.1435 | 1.0441 | 1.1088 | 1.1435 | 1.0441 | 1.1088 | 1.8417 | -119.0962 | 117.0086 | 1.8417 | -119.0962 | 117.0086
Line7_8_9 | 0 | 0 | 0 | 0 | 0 | 0 | 0 | 0 | 0 | 0 | 0 | 0 | -3.2641e-09 | -1.9757e-09 | 5.2534e-09 | -1.8494e-10 | 2.134e-10 | -4.2016e-11 | -4.4659e-09 | 4.6615e-09 | -1.0132e-09 | 1.4823e-10 | 6.6426e-11 | -2.3339e-10 | 0 | 0 | 0 | 0 | 0 | 0 |  | 1.1435 | 1.0441 | 1.1088 | 1.1435 | 1.0441 | 1.1088 | 1.8417 | -119.0962 | 117.0086 | 1.8417 | -119.0962 | 117.0086
Line8_8_10 | 0 | 0 | 0 | 0 | 0 | 0 | 0 | 0 | 0 | 0 | 0 | 0 | -3.2641e-09 | -1.9757e-09 | 5.2534e-09 | -1.8494e-10 | 2.134e-10 | -4.2016e-11 | -4.4659e-09 | 4.6615e-09 | -1.0132e-09 | 1.4823e-10 | 6.6426e-11 | -2.3339e-10 | 0 | 0 | 0 | 0 | 0 | 0 |  | 1.1435 | 1.0441 | 1.1088 | 1.1435 | 1.0441 | 1.1088 | 1.8417 | -119.0962 | 117.0086 | 1.8417 | -119.0962 | 117.0086
Line9_3_11 | 0 | 0 | 0 | 0 | 0 | 0 | 0 | 0 | 0 | 0 | 0 | 0 | -2.2849e-08 | -1.383e-08 | 3.6774e-08 | 1.94e-08 | 1.2068e-08 | -3.1563e-08 | -3.1261e-08 | 3.263e-08 | -7.0921e-09 | 2.6943e-08 | -2.7902e-08 | 5.8455e-09 | 0 | 0 | 0 | 0 | 0 | 0 |  | 1.1435 | 1.0441 | 1.1088 | 1.1435 | 1.0441 | 1.1088 | 1.8417 | -119.0962 | 117.0086 | 1.8417 | -119.0962 | 117.0086

## LLG_min_6
name | pf_ikss_a_from_ka | pf_ikss_b_from_ka | pf_ikss_c_from_ka | pf_ikss_a_to_ka | pf_ikss_b_to_ka | pf_ikss_c_to_ka | pf_skss_a_from_mw | pf_skss_b_from_mw | pf_skss_c_from_mw | pf_skss_a_to_mw | pf_skss_b_to_mw | pf_skss_c_to_mw | pf_p_a_from_mw | pf_p_b_from_mw | pf_p_c_from_mw | pf_p_a_to_mw | pf_p_b_to_mw | pf_p_c_to_mw | pf_q_a_from_mvar | pf_q_b_from_mvar | pf_q_c_from_mvar | pf_q_a_to_mvar | pf_q_b_to_mvar | pf_q_c_to_mvar | pf_ikss_a_from_degree | pf_ikss_b_from_degree | pf_ikss_c_from_degree | pf_ikss_a_to_degree | pf_ikss_b_to_degree | pf_ikss_c_to_degree | 3xI0 | pf_vm_a_from_pu | pf_vm_b_from_pu | pf_vm_c_from_pu | pf_vm_a_to_pu | pf_vm_b_to_pu | pf_vm_c_to_pu | pf_va_a_from_degree | pf_va_b_from_degree | pf_va_c_from_degree | pf_va_a_to_degree | pf_va_b_to_degree | pf_va_c_to_degree
Line0_1_2 | 0 | 1.0137e-06 | 0 | 0 | 0 | 0 | 0 | 2.3411e-07 | 0 | 0 | 0 | 0 | 7.1172e-09 | -1.3482e-07 | 1.3569e-07 | -8.2138e-09 | 1.1304e-07 | -1.1282e-07 | -3.1961e-07 | 3.1775e-08 | -2.0203e-08 | 2.6639e-07 | -2.5888e-08 | 1.5466e-08 | 0 | 89.9158 | 0 | 0 | 0 | 0 |  | 1.3959 | 0.59166 | 0.61265 | 1.3959 | 0.59166 | 0.61265 | 0.59824 | -103.3455 | 80.0806 | 0.59823 | -103.3455 | 80.0806
Line10_11_12 | 0 | 1.0137e-06 | 0 | 0 | 0 | 0 | 0 | 2.3411e-07 | 0 | 0 | 0 | 0 | 7.1172e-09 | -1.3482e-07 | 1.3569e-07 | -8.2138e-09 | 1.1304e-07 | -1.1282e-07 | -3.1961e-07 | 3.1775e-08 | -2.0203e-08 | 2.6639e-07 | -2.5888e-08 | 1.5466e-08 | 0 | 89.9158 | 0 | 0 | 0 | 0 |  | 1.3959 | 0.59166 | 0.61265 | 1.3959 | 0.59166 | 0.61265 | 0.59823 | -103.3455 | 80.0806 | 0.59823 | -103.3455 | 80.0806
Line11_12_13 | 0 | 0 | 0 | 0 | 0 | 0 | 0 | 0 | 0 | 0 | 0 | 0 | 5.931e-09 | -1.1235e-07 | 1.1308e-07 | -7.0276e-09 | 9.0573e-08 | -9.0203e-08 | -2.6634e-07 | 2.6479e-08 | -1.6836e-08 | 2.1313e-07 | -2.0592e-08 | 1.2099e-08 | 0 | 0 | 0 | 0 | 0 | 0 |  | 1.3959 | 0.59166 | 0.61265 | 1.3959 | 0.59166 | 0.61265 | 0.59823 | -103.3455 | 80.0806 | 0.59823 | -103.3455 | 80.0806
Line12_13_15 | 0 | 0 | 0 | 0 | 0 | 0 | 0 | 0 | 0 | 0 | 0 | 0 | 3.5586e-09 | -6.7412e-08 | 6.7847e-08 | -4.6552e-09 | 4.5632e-08 | -4.4971e-08 | -1.5981e-07 | 1.5887e-08 | -1.0101e-08 | 1.0659e-07 | -1.0001e-08 | 5.3649e-09 | 0 | 0 | 0 | 0 | 0 | 0 |  | 1.3959 | 0.59166 | 0.61265 | 1.3959 | 0.59166 | 0.61265 | 0.59823 | -103.3455 | 80.0806 | 0.59823 | -103.3455 | 80.0806
Line13_13_14 | 0 | 0 | 0 | 0 | 0 | 0 | 0 | 0 | 0 | 0 | 0 | 0 | 1.1862e-09 | -2.2471e-08 | 2.2616e-08 | -2.2828e-09 | 6.9093e-10 | 2.6046e-10 | -5.3269e-08 | 5.2958e-09 | -3.3672e-09 | 5.0769e-11 | 5.9067e-10 | -1.3695e-09 | 0 | 0 | 0 | 0 | 0 | 0 |  | 1.3959 | 0.59166 | 0.61265 | 1.3959 | 0.59166 | 0.61265 | 0.59823 | -103.3455 | 80.0806 | 0.59823 | -103.3455 | 80.0806
Line14_15_16 | 0 | 0 | 0 | 0 | 0 | 0 | 0 | 0 | 0 | 0 | 0 | 0 | 2.3724e-09 | -4.4941e-08 | 4.5231e-08 | -3.469e-09 | 2.3162e-08 | -2.2355e-08 | -1.0654e-07 | 1.0592e-08 | -6.7343e-09 | 5.332e-08 | -4.7051e-09 | 1.9977e-09 | 0 | 0 | 0 | 0 | 0 | 0 |  | 1.3959 | 0.59166 | 0.61265 | 1.3959 | 0.59166 | 0.61265 | 0.59823 | -103.3455 | 80.0806 | 0.59823 | -103.3455 | 80.0806
Line15_16_17 | 0 | 0 | 0 | 0 | 0 | 0 | 0 | 0 | 0 | 0 | 0 | 0 | 1.1862e-09 | -2.2471e-08 | 2.2616e-08 | -2.2828e-09 | 6.9093e-10 | 2.6046e-10 | -5.3269e-08 | 5.2958e-09 | -3.3672e-09 | 5.0769e-11 | 5.9067e-10 | -1.3695e-09 | 0 | 0 | 0 | 0 | 0 | 0 |  | 1.3959 | 0.59166 | 0.61265 | 1.3959 | 0.59166 | 0.61265 | 0.59823 | -103.3455 | 80.0806 | 0.59823 | -103.3455 | 80.0806
Line16_4_18 | 0 | 2.4438 | 2.5749 | 0 | 2.4438 | 2.5749 | 0 | 0.56438 | 0.59464 | 0 | 0.56438 | 0.59464 | 1.8948e-09 | 0.11373 | 0.12801 | -2.2315e-09 | -1.542e-14 | -5.8769e-15 | -5.3826e-08 | 0.12223 | 0.12959 | 7.4985e-11 | -1.3005e-14 | 6.6446e-15 | 0 | -150.4085 | 34.7308 | 0 | 29.5915 | -145.2692 |  | 1.3921 | 0.29583 | 0.30633 | 1.3883 | 0 | 0 | 0.74296 | -103.3455 | 80.0806 | 0.88848 | 0 | 0
Line17_5_19 | 0 | 0 | 0 | 0 | 0 | 0 | 0 | 0 | 0 | 0 | 0 | 0 | 1.1862e-09 | -2.2471e-08 | 2.2616e-08 | -2.2828e-09 | 6.9093e-10 | 2.6046e-10 | -5.3269e-08 | 5.2958e-09 | -3.3672e-09 | 5.077e-11 | 5.9067e-10 | -1.3695e-09 | 0 | 0 | 0 | 0 | 0 | 0 |  | 1.3959 | 0.59166 | 0.61265 | 1.3959 | 0.59166 | 0.61265 | 0.59824 | -103.3455 | 80.0806 | 0.59823 | -103.3455 | 80.0806
Line1_1_3 | 1.3222e-06 | 1.3517e-06 | 1.2928e-06 | 1.1573e-06 | 1.1866e-06 | 1.128e-06 | 3.0535e-07 | 3.1215e-07 | 2.9857e-07 | 2.6726e-07 | 2.7404e-07 | 2.6051e-07 | 9.4896e-09 | -1.7976e-07 | 1.8093e-07 | -1.0586e-08 | 1.5798e-07 | -1.5805e-07 | -4.2615e-07 | 4.2366e-08 | -2.6937e-08 | 3.7293e-07 | -3.648e-08 | 2.2201e-08 | 89.3226 | 89.9158 | 88.5489 | -91.0278 | -90.3434 | -91.9236 |  | 1.3959 | 0.59166 | 0.61265 | 1.3959 | 0.59166 | 0.61265 | 0.59824 | -103.3455 | 80.0806 | 0.59823 | -103.3455 | 80.0806
Line2_1_4 | 0 | 2.4438 | 2.5749 | 0 | 2.4438 | 2.5749 | 0 | 0.56438 | 0.59464 | 0 | 0.56438 | 0.59464 | 3.1358e-09 | 0.22747 | 0.25603 | -4.1518e-09 | -0.11373 | -0.12801 | -1.0749e-07 | 0.24447 | 0.25917 | 5.3889e-08 | -0.12223 | -0.12959 | 0 | -150.4085 | 34.7308 | 0 | 29.5915 | -145.2692 |  | 1.3959 | 0.59166 | 0.61265 | 1.3921 | 0.29583 | 0.30633 | 0.59824 | -103.3455 | 80.0806 | 0.74296 | -103.3455 | 80.0806
Line3_1_5 | 0 | 0 | 0 | 0 | 0 | 0 | 0 | 0 | 0 | 0 | 0 | 0 | 2.3724e-09 | -4.4941e-08 | 4.5231e-08 | -3.469e-09 | 2.3161e-08 | -2.2355e-08 | -1.0654e-07 | 1.0592e-08 | -6.7343e-09 | 5.3319e-08 | -4.7051e-09 | 1.9977e-09 | 0 | 0 | 0 | 0 | 0 | 0 |  | 1.3959 | 0.59166 | 0.61265 | 1.3959 | 0.59166 | 0.61265 | 0.59824 | -103.3455 | 80.0806 | 0.59824 | -103.3455 | 80.0806
Line4_2_6 | 0 | 0 | 0 | 0 | 0 | 0 | 0 | 0 | 0 | 0 | 0 | 0 | 5.931e-09 | -1.1235e-07 | 1.1308e-07 | -7.0276e-09 | 9.0573e-08 | -9.0203e-08 | -2.6634e-07 | 2.6479e-08 | -1.6836e-08 | 2.1313e-07 | -2.0592e-08 | 1.2099e-08 | 0 | 0 | 0 | 0 | 0 | 0 |  | 1.3959 | 0.59166 | 0.61265 | 1.3959 | 0.59166 | 0.61265 | 0.59823 | -103.3455 | 80.0806 | 0.59823 | -103.3455 | 80.0806
Line5_6_7 | 0 | 0 | 0 | 0 | 0 | 0 | 0 | 0 | 0 | 0 | 0 | 0 | 4.7448e-09 | -8.9882e-08 | 9.0463e-08 | -5.8414e-09 | 6.8103e-08 | -6.7587e-08 | -2.1307e-07 | 2.1183e-08 | -1.3469e-08 | 1.5986e-07 | -1.5297e-08 | 8.732e-09 | 0 | 0 | 0 | 0 | 0 | 0 |  | 1.3959 | 0.59166 | 0.61265 | 1.3959 | 0.59166 | 0.61265 | 0.59823 | -103.3455 | 80.0806 | 0.59823 | -103.3455 | 80.0806
Line6_7_8 | 0 | 0 | 0 | 0 | 0 | 0 | 0 | 0 | 0 | 0 | 0 | 0 | 3.5586e-09 | -6.7412e-08 | 6.7847e-08 | -4.6552e-09 | 4.5632e-08 | -4.4971e-08 | -1.5981e-07 | 1.5887e-08 | -1.0101e-08 | 1.0659e-07 | -1.0001e-08 | 5.3649e-09 | 0 | 0 | 0 | 0 | 0 | 0 |  | 1.3959 | 0.59166 | 0.61265 | 1.3959 | 0.59166 | 0.61265 | 0.59823 | -103.3455 | 80.0806 | 0.59823 | -103.3455 | 80.0806
Line7_8_9 | 0 | 0 | 0 | 0 | 0 | 0 | 0 | 0 | 0 | 0 | 0 | 0 | 1.1862e-09 | -2.2471e-08 | 2.2616e-08 | -2.2828e-09 | 6.9093e-10 | 2.6046e-10 | -5.3269e-08 | 5.2958e-09 | -3.3672e-09 | 5.0769e-11 | 5.9067e-10 | -1.3695e-09 | 0 | 0 | 0 | 0 | 0 | 0 |  | 1.3959 | 0.59166 | 0.61265 | 1.3959 | 0.59166 | 0.61265 | 0.59823 | -103.3455 | 80.0806 | 0.59823 | -103.3455 | 80.0806
Line8_8_10 | 0 | 0 | 0 | 0 | 0 | 0 | 0 | 0 | 0 | 0 | 0 | 0 | 1.1862e-09 | -2.2471e-08 | 2.2616e-08 | -2.2828e-09 | 6.9093e-10 | 2.6046e-10 | -5.3269e-08 | 5.2958e-09 | -3.3672e-09 | 5.0769e-11 | 5.9067e-10 | -1.3695e-09 | 0 | 0 | 0 | 0 | 0 | 0 |  | 1.3959 | 0.59166 | 0.61265 | 1.3959 | 0.59166 | 0.61265 | 0.59823 | -103.3455 | 80.0806 | 0.59823 | -103.3455 | 80.0806
Line9_3_11 | 1.1569e-06 | 1.1827e-06 | 1.1312e-06 | 0 | 1.0177e-06 | 0 | 2.6719e-07 | 2.7313e-07 | 2.6125e-07 | 0 | 2.3503e-07 | 0 | 8.3034e-09 | -1.5729e-07 | 1.5831e-07 | -9.4e-09 | 1.3551e-07 | -1.3543e-07 | -3.7288e-07 | 3.707e-08 | -2.357e-08 | 3.1966e-07 | -3.1184e-08 | 1.8833e-08 | 89.3226 | 89.9158 | 88.5489 | 0 | -90.3864 | 0 |  | 1.3959 | 0.59166 | 0.61265 | 1.3959 | 0.59166 | 0.61265 | 0.59823 | -103.3455 | 80.0806 | 0.59823 | -103.3455 | 80.0806

## LLG_min_10
name | pf_ikss_a_from_ka | pf_ikss_b_from_ka | pf_ikss_c_from_ka | pf_ikss_a_to_ka | pf_ikss_b_to_ka | pf_ikss_c_to_ka | pf_skss_a_from_mw | pf_skss_b_from_mw | pf_skss_c_from_mw | pf_skss_a_to_mw | pf_skss_b_to_mw | pf_skss_c_to_mw | pf_p_a_from_mw | pf_p_b_from_mw | pf_p_c_from_mw | pf_p_a_to_mw | pf_p_b_to_mw | pf_p_c_to_mw | pf_q_a_from_mvar | pf_q_b_from_mvar | pf_q_c_from_mvar | pf_q_a_to_mvar | pf_q_b_to_mvar | pf_q_c_to_mvar | pf_ikss_a_from_degree | pf_ikss_b_from_degree | pf_ikss_c_from_degree | pf_ikss_a_to_degree | pf_ikss_b_to_degree | pf_ikss_c_to_degree | 3xI0 | pf_vm_a_from_pu | pf_vm_b_from_pu | pf_vm_c_from_pu | pf_vm_a_to_pu | pf_vm_b_to_pu | pf_vm_c_to_pu | pf_va_a_from_degree | pf_va_b_from_degree | pf_va_c_from_degree | pf_va_a_to_degree | pf_va_b_to_degree | pf_va_c_to_degree
Line0_1_2 | 0 | 0 | 0 | 0 | 0 | 0 | 0 | 0 | 0 | 0 | 0 | 0 | 6.3877e-09 | -1.21e-07 | 1.2179e-07 | -7.3719e-09 | 1.0146e-07 | -1.0126e-07 | -2.8685e-07 | 2.8518e-08 | -1.8132e-08 | 2.3909e-07 | -2.3235e-08 | 1.3881e-08 | 0 | 0 | 0 | 0 | 0 | 0 |  | 1.3225 | 0.56052 | 0.58041 | 1.3225 | 0.56052 | 0.58041 | 0.59824 | -103.3455 | 80.0806 | 0.59823 | -103.3455 | 80.0806
Line10_11_12 | 0 | 0 | 0 | 0 | 0 | 0 | 0 | 0 | 0 | 0 | 0 | 0 | 6.3878e-09 | -1.21e-07 | 1.2179e-07 | -7.3719e-09 | 1.0146e-07 | -1.0126e-07 | -2.8685e-07 | 2.8518e-08 | -1.8132e-08 | 2.3909e-07 | -2.3235e-08 | 1.3881e-08 | 0 | 0 | 0 | 0 | 0 | 0 |  | 1.3225 | 0.56052 | 0.58041 | 1.3225 | 0.56052 | 0.58041 | 0.59823 | -103.3455 | 80.0806 | 0.59823 | -103.3455 | 80.0806
Line11_12_13 | 0 | 0 | 0 | 0 | 0 | 0 | 0 | 0 | 0 | 0 | 0 | 0 | 5.3231e-09 | -1.0084e-07 | 1.0149e-07 | -6.3073e-09 | 8.129e-08 | -8.0957e-08 | -2.3905e-07 | 2.3765e-08 | -1.511e-08 | 1.9128e-07 | -1.8482e-08 | 1.0859e-08 | 0 | 0 | 0 | 0 | 0 | 0 |  | 1.3225 | 0.56052 | 0.58041 | 1.3225 | 0.56052 | 0.58041 | 0.59823 | -103.3455 | 80.0806 | 0.59823 | -103.3455 | 80.0806
Line12_13_15 | 0 | 0 | 0 | 0 | 0 | 0 | 0 | 0 | 0 | 0 | 0 | 0 | 3.1939e-09 | -6.0502e-08 | 6.0893e-08 | -4.178e-09 | 4.0955e-08 | -4.0362e-08 | -1.4343e-07 | 1.4259e-08 | -9.0661e-09 | 9.5664e-08 | -8.9759e-09 | 4.815e-09 | 0 | 0 | 0 | 0 | 0 | 0 |  | 1.3225 | 0.56052 | 0.58041 | 1.3225 | 0.56052 | 0.58041 | 0.59823 | -103.3455 | 80.0806 | 0.59823 | -103.3455 | 80.0806
Line13_13_14 | 0 | 0 | 0 | 0 | 0 | 0 | 0 | 0 | 0 | 0 | 0 | 0 | 1.0646e-09 | -2.0167e-08 | 2.0298e-08 | -2.0488e-09 | 6.2011e-10 | 2.3377e-10 | -4.7809e-08 | 4.753e-09 | -3.0221e-09 | 4.5566e-11 | 5.3013e-10 | -1.2291e-09 | 0 | 0 | 0 | 0 | 0 | 0 |  | 1.3225 | 0.56052 | 0.58041 | 1.3225 | 0.56052 | 0.58041 | 0.59823 | -103.3455 | 80.0806 | 0.59823 | -103.3455 | 80.0806
Line14_15_16 | 0 | 0 | 0 | 0 | 0 | 0 | 0 | 0 | 0 | 0 | 0 | 0 | 2.1293e-09 | -4.0335e-08 | 4.0596e-08 | -3.1134e-09 | 2.0788e-08 | -2.0064e-08 | -9.5618e-08 | 9.506e-09 | -6.0441e-09 | 4.7855e-08 | -4.2229e-09 | 1.793e-09 | 0 | 0 | 0 | 0 | 0 | 0 |  | 1.3225 | 0.56052 | 0.58041 | 1.3225 | 0.56052 | 0.58041 | 0.59823 | -103.3455 | 80.0806 | 0.59823 | -103.3455 | 80.0806
Line15_16_17 | 0 | 0 | 0 | 0 | 0 | 0 | 0 | 0 | 0 | 0 | 0 | 0 | 1.0646e-09 | -2.0167e-08 | 2.0298e-08 | -2.0488e-09 | 6.2011e-10 | 2.3377e-10 | -4.7809e-08 | 4.753e-09 | -3.0221e-09 | 4.5565e-11 | 5.3013e-10 | -1.2291e-09 | 0 | 0 | 0 | 0 | 0 | 0 |  | 1.3225 | 0.56052 | 0.58041 | 1.3225 | 0.56052 | 0.58041 | 0.59823 | -103.3455 | 80.0806 | 0.59823 | -103.3455 | 80.0806
Line16_4_18 | 0 | 2.3152 | 2.4394 | 0 | 2.3152 | 2.4394 | 0 | 0.53467 | 0.56335 | 0 | 0.53467 | 0.56335 | 1.7006e-09 | 0.10208 | 0.11489 | -2.0028e-09 | -1.2984e-14 | -6.2861e-15 | -4.8309e-08 | 0.1097 | 0.11631 | 6.73e-11 | -1.1263e-14 | 5.4231e-15 | 0 | -150.4085 | 34.7308 | 0 | 29.5915 | -145.2692 |  | 1.3188 | 0.28026 | 0.2902 | 1.3152 | 0 | 0 | 0.74296 | -103.3455 | 80.0806 | 0.88848 | 0 | 0
Line17_5_19 | 0 | 0 | 0 | 0 | 0 | 0 | 0 | 0 | 0 | 0 | 0 | 0 | 1.0646e-09 | -2.0167e-08 | 2.0298e-08 | -2.0488e-09 | 6.2011e-10 | 2.3377e-10 | -4.7809e-08 | 4.753e-09 | -3.0221e-09 | 4.5566e-11 | 5.3013e-10 | -1.2291e-09 | 0 | 0 | 0 | 0 | 0 | 0 |  | 1.3225 | 0.56052 | 0.58041 | 1.3225 | 0.56052 | 0.58041 | 0.59824 | -103.3455 | 80.0806 | 0.59823 | -103.3455 | 80.0806
Line1_1_3 | 1.2526e-06 | 1.2805e-06 | 1.2248e-06 | 1.0964e-06 | 1.1242e-06 | 1.0687e-06 | 2.8928e-07 | 2.9572e-07 | 2.8286e-07 | 2.532e-07 | 2.5962e-07 | 2.468e-07 | 8.517e-09 | -1.6134e-07 | 1.6238e-07 | -9.5012e-09 | 1.4179e-07 | -1.4185e-07 | -3.8247e-07 | 3.8024e-08 | -2.4176e-08 | 3.3471e-07 | -3.2741e-08 | 1.9925e-08 | 89.3226 | 89.9158 | 88.5489 | -91.0278 | -90.3434 | -91.9236 |  | 1.3225 | 0.56052 | 0.58041 | 1.3225 | 0.56052 | 0.58041 | 0.59824 | -103.3455 | 80.0806 | 0.59823 | -103.3455 | 80.0806
Line2_1_4 | 0 | 2.3152 | 2.4394 | 0 | 2.3152 | 2.4394 | 0 | 0.53467 | 0.56335 | 0 | 0.53467 | 0.56335 | 2.8144e-09 | 0.20415 | 0.22979 | -3.7263e-09 | -0.10208 | -0.11489 | -9.6473e-08 | 0.21941 | 0.23261 | 4.8365e-08 | -0.1097 | -0.11631 | 0 | -150.4085 | 34.7308 | 0 | 29.5915 | -145.2692 |  | 1.3225 | 0.56052 | 0.58041 | 1.3188 | 0.28026 | 0.2902 | 0.59824 | -103.3455 | 80.0806 | 0.74296 | -103.3455 | 80.0806
Line3_1_5 | 0 | 0 | 0 | 0 | 0 | 0 | 0 | 0 | 0 | 0 | 0 | 0 | 2.1292e-09 | -4.0335e-08 | 4.0596e-08 | -3.1134e-09 | 2.0788e-08 | -2.0064e-08 | -9.5618e-08 | 9.506e-09 | -6.0441e-09 | 4.7855e-08 | -4.2229e-09 | 1.793e-09 | 0 | 0 | 0 | 0 | 0 | 0 |  | 1.3225 | 0.56052 | 0.58041 | 1.3225 | 0.56052 | 0.58041 | 0.59824 | -103.3455 | 80.0806 | 0.59824 | -103.3455 | 80.0806
Line4_2_6 | 0 | 0 | 0 | 0 | 0 | 0 | 0 | 0 | 0 | 0 | 0 | 0 | 5.3231e-09 | -1.0084e-07 | 1.0149e-07 | -6.3073e-09 | 8.129e-08 | -8.0957e-08 | -2.3905e-07 | 2.3765e-08 | -1.511e-08 | 1.9128e-07 | -1.8482e-08 | 1.0859e-08 | 0 | 0 | 0 | 0 | 0 | 0 |  | 1.3225 | 0.56052 | 0.58041 | 1.3225 | 0.56052 | 0.58041 | 0.59823 | -103.3455 | 80.0806 | 0.59823 | -103.3455 | 80.0806
Line5_6_7 | 0 | 0 | 0 | 0 | 0 | 0 | 0 | 0 | 0 | 0 | 0 | 0 | 4.2585e-09 | -8.067e-08 | 8.1191e-08 | -5.2427e-09 | 6.1123e-08 | -6.066e-08 | -1.9124e-07 | 1.9012e-08 | -1.2088e-08 | 1.4347e-07 | -1.3729e-08 | 7.8371e-09 | 0 | 0 | 0 | 0 | 0 | 0 |  | 1.3225 | 0.56052 | 0.58041 | 1.3225 | 0.56052 | 0.58041 | 0.59823 | -103.3455 | 80.0806 | 0.59823 | -103.3455 | 80.0806
Line6_7_8 | 0 | 0 | 0 | 0 | 0 | 0 | 0 | 0 | 0 | 0 | 0 | 0 | 3.1939e-09 | -6.0502e-08 | 6.0893e-08 | -4.178e-09 | 4.0955e-08 | -4.0362e-08 | -1.4343e-07 | 1.4259e-08 | -9.0662e-09 | 9.5664e-08 | -8.9759e-09 | 4.815e-09 | 0 | 0 | 0 | 0 | 0 | 0 |  | 1.3225 | 0.56052 | 0.58041 | 1.3225 | 0.56052 | 0.58041 | 0.59823 | -103.3455 | 80.0806 | 0.59823 | -103.3455 | 80.0806
Line7_8_9 | 0 | 0 | 0 | 0 | 0 | 0 | 0 | 0 | 0 | 0 | 0 | 0 | 1.0646e-09 | -2.0167e-08 | 2.0298e-08 | -2.0488e-09 | 6.2011e-10 | 2.3377e-10 | -4.7809e-08 | 4.753e-09 | -3.0221e-09 | 4.5566e-11 | 5.3013e-10 | -1.2291e-09 | 0 | 0 | 0 | 0 | 0 | 0 |  | 1.3225 | 0.56052 | 0.58041 | 1.3225 | 0.56052 | 0.58041 | 0.59823 | -103.3455 | 80.0806 | 0.59823 | -103.3455 | 80.0806
Line8_8_10 | 0 | 0 | 0 | 0 | 0 | 0 | 0 | 0 | 0 | 0 | 0 | 0 | 1.0646e-09 | -2.0167e-08 | 2.0298e-08 | -2.0488e-09 | 6.2011e-10 | 2.3377e-10 | -4.7809e-08 | 4.753e-09 | -3.0221e-09 | 4.5566e-11 | 5.3013e-10 | -1.2291e-09 | 0 | 0 | 0 | 0 | 0 | 0 |  | 1.3225 | 0.56052 | 0.58041 | 1.3225 | 0.56052 | 0.58041 | 0.59823 | -103.3455 | 80.0806 | 0.59823 | -103.3455 | 80.0806
Line9_3_11 | 1.0961e-06 | 1.1205e-06 | 1.0717e-06 | 0 | 0 | 0 | 2.5312e-07 | 2.5876e-07 | 2.475e-07 | 0 | 0 | 0 | 7.4524e-09 | -1.4117e-07 | 1.4208e-07 | -8.4366e-09 | 1.2163e-07 | -1.2155e-07 | -3.3466e-07 | 3.3271e-08 | -2.1154e-08 | 2.869e-07 | -2.7988e-08 | 1.6903e-08 | 89.3226 | 89.9158 | 88.5489 | 0 | 0 | 0 |  | 1.3225 | 0.56052 | 0.58041 | 1.3225 | 0.56052 | 0.58041 | 0.59823 | -103.3455 | 80.0806 | 0.59823 | -103.3455 | 80.0806

## LLG_min_fault_6
name | pf_ikss_a_from_ka | pf_ikss_b_from_ka | pf_ikss_c_from_ka | pf_ikss_a_to_ka | pf_ikss_b_to_ka | pf_ikss_c_to_ka | pf_skss_a_from_mw | pf_skss_b_from_mw | pf_skss_c_from_mw | pf_skss_a_to_mw | pf_skss_b_to_mw | pf_skss_c_to_mw | pf_p_a_from_mw | pf_p_b_from_mw | pf_p_c_from_mw | pf_p_a_to_mw | pf_p_b_to_mw | pf_p_c_to_mw | pf_q_a_from_mvar | pf_q_b_from_mvar | pf_q_c_from_mvar | pf_q_a_to_mvar | pf_q_b_to_mvar | pf_q_c_to_mvar | pf_ikss_a_from_degree | pf_ikss_b_from_degree | pf_ikss_c_from_degree | pf_ikss_a_to_degree | pf_ikss_b_to_degree | pf_ikss_c_to_degree | 3xI0 | pf_vm_a_from_pu | pf_vm_b_from_pu | pf_vm_c_from_pu | pf_vm_a_to_pu | pf_vm_b_to_pu | pf_vm_c_to_pu | pf_va_a_from_degree | pf_va_b_from_degree | pf_va_c_from_degree | pf_va_a_to_degree | pf_va_b_to_degree | pf_va_c_to_degree
Line0_1_2 | 0 | 0 | 0 | 0 | 0 | 0 | 0 | 0 | 0 | 0 | 0 | 0 | -1.4615e-08 | -8.805e-09 | 2.3481e-08 | 1.2041e-08 | 7.4965e-09 | -1.9599e-08 | -1.9944e-08 | 2.085e-08 | -4.557e-09 | 1.6731e-08 | -1.7326e-08 | 3.6237e-09 | 0 | 0 | 0 | 0 | 0 | 0 |  | 0.98753 | 0.90179 | 0.9577 | 0.98753 | 0.90179 | 0.9577 | 1.8428 | -119.0998 | 117.013 | 1.8428 | -119.0998 | 117.013
Line10_11_12 | 0 | 0 | 0 | 0 | 0 | 0 | 0 | 0 | 0 | 0 | 0 | 0 | -1.4615e-08 | -8.805e-09 | 2.3481e-08 | 1.2041e-08 | 7.4965e-09 | -1.9599e-08 | -1.9944e-08 | 2.085e-08 | -4.557e-09 | 1.6731e-08 | -1.7326e-08 | 3.6237e-09 | 0 | 0 | 0 | 0 | 0 | 0 |  | 0.98753 | 0.90179 | 0.9577 | 0.98753 | 0.90179 | 0.9577 | 1.8428 | -119.0998 | 117.013 | 1.8428 | -119.0998 | 117.013
Line11_12_13 | 0 | 0 | 0 | 0 | 0 | 0 | 0 | 0 | 0 | 0 | 0 | 0 | -1.2179e-08 | -7.3375e-09 | 1.9568e-08 | 9.6055e-09 | 6.029e-09 | -1.5686e-08 | -1.662e-08 | 1.7375e-08 | -3.7975e-09 | 1.3407e-08 | -1.3851e-08 | 2.8642e-09 | 0 | 0 | 0 | 0 | 0 | 0 |  | 0.98753 | 0.90179 | 0.9577 | 0.98753 | 0.90179 | 0.9577 | 1.8428 | -119.0998 | 117.013 | 1.8428 | -119.0998 | 117.013
Line12_13_15 | 0 | 0 | 0 | 0 | 0 | 0 | 0 | 0 | 0 | 0 | 0 | 0 | -7.3074e-09 | -4.4025e-09 | 1.1741e-08 | 4.7339e-09 | 3.094e-09 | -7.8586e-09 | -9.9721e-09 | 1.0425e-08 | -2.2785e-09 | 6.7587e-09 | -6.9008e-09 | 1.3452e-09 | 0 | 0 | 0 | 0 | 0 | 0 |  | 0.98753 | 0.90179 | 0.9577 | 0.98753 | 0.90179 | 0.9577 | 1.8428 | -119.0998 | 117.013 | 1.8428 | -119.0998 | 117.013
Line13_13_14 | 0 | 0 | 0 | 0 | 0 | 0 | 0 | 0 | 0 | 0 | 0 | 0 | -2.4358e-09 | -1.4675e-09 | 3.9135e-09 | -1.3766e-10 | 1.5902e-10 | -3.1589e-11 | -3.324e-09 | 3.4751e-09 | -7.595e-10 | 1.1062e-10 | 4.9351e-11 | -1.7384e-10 | 0 | 0 | 0 | 0 | 0 | 0 |  | 0.98753 | 0.90179 | 0.9577 | 0.98753 | 0.90179 | 0.9577 | 1.8428 | -119.0998 | 117.013 | 1.8428 | -119.0998 | 117.013
Line14_15_16 | 0 | 0 | 0 | 0 | 0 | 0 | 0 | 0 | 0 | 0 | 0 | 0 | -4.8716e-09 | -2.935e-09 | 7.827e-09 | 2.2981e-09 | 1.6265e-09 | -3.9451e-09 | -6.6481e-09 | 6.9501e-09 | -1.519e-09 | 3.4347e-09 | -3.4257e-09 | 5.8566e-10 | 0 | 0 | 0 | 0 | 0 | 0 |  | 0.98753 | 0.90179 | 0.9577 | 0.98753 | 0.90179 | 0.9577 | 1.8428 | -119.0998 | 117.013 | 1.8428 | -119.0998 | 117.013
Line15_16_17 | 0 | 0 | 0 | 0 | 0 | 0 | 0 | 0 | 0 | 0 | 0 | 0 | -2.4358e-09 | -1.4675e-09 | 3.9135e-09 | -1.3766e-10 | 1.5902e-10 | -3.1589e-11 | -3.324e-09 | 3.4751e-09 | -7.595e-10 | 1.1062e-10 | 4.9351e-11 | -1.7384e-10 | 0 | 0 | 0 | 0 | 0 | 0 |  | 0.98753 | 0.90179 | 0.9577 | 0.98753 | 0.90179 | 0.9577 | 1.8428 | -119.0998 | 117.013 | 1.8428 | -119.0998 | 117.013
Line16_4_18 | 0 | 0.029239 | 0.031054 | 0 | 0.029239 | 0.031054 | 0 | 0.0067526 | 0.0071716 | 0 | 0.0067526 | 0.0071716 | -2.4322e-09 | 0.0042875 | 0.0048412 | -1.3341e-10 | -0.0042747 | -0.0048217 | -3.393e-09 | 0.0042931 | 0.004837 | 1.1083e-10 | -0.0042747 | -0.0048217 | 0 | -164.1739 | 72.0628 | 0 | 15.8261 | -107.9372 |  | 0.98696 | 0.89853 | 0.95426 | 0.98639 | 0.89527 | 0.95082 | 1.8456 | -119.1367 | 117.0378 | 1.8485 | -119.1739 | 117.0628
Line17_5_19 | 0 | 0 | 0 | 0 | 0 | 0 | 0 | 0 | 0 | 0 | 0 | 0 | -2.4358e-09 | -1.4675e-09 | 3.9135e-09 | -1.3766e-10 | 1.5902e-10 | -3.1589e-11 | -3.324e-09 | 3.4751e-09 | -7.595e-10 | 1.1062e-10 | 4.9351e-11 | -1.7384e-10 | 0 | 0 | 0 | 0 | 0 | 0 |  | 0.98753 | 0.90179 | 0.9577 | 0.98753 | 0.90179 | 0.9577 | 1.8428 | -119.0998 | 117.013 | 1.8428 | -119.0998 | 117.013
Line1_1_3 | 0 | 0 | 0 | 0 | 0 | 0 | 0 | 0 | 0 | 0 | 0 | 0 | -1.9486e-08 | -1.174e-08 | 3.1308e-08 | 1.6913e-08 | 1.0432e-08 | -2.7426e-08 | -2.6592e-08 | 2.78e-08 | -6.076e-09 | 2.3379e-08 | -2.4276e-08 | 5.1426e-09 | 0 | 0 | 0 | 0 | 0 | 0 |  | 0.98753 | 0.90179 | 0.9577 | 0.98753 | 0.90179 | 0.9577 | 1.8428 | -119.0998 | 117.013 | 1.8428 | -119.0998 | 117.013
Line2_1_4 | 0 | 0.029239 | 0.031054 | 0 | 0.029239 | 0.031054 | 0 | 0.0067526 | 0.0071716 | 0 | 0.0067526 | 0.0071716 | -4.8696e-09 | 0.0043003 | 0.0048608 | 2.2967e-09 | -0.0042875 | -0.0048412 | -6.7425e-09 | 0.0043114 | 0.0048523 | 3.5037e-09 | -0.0042931 | -0.004837 | 0 | -164.174 | 72.0628 | 0 | 15.8261 | -107.9372 |  | 0.98753 | 0.90179 | 0.9577 | 0.98696 | 0.89853 | 0.95426 | 1.8428 | -119.0998 | 117.013 | 1.8456 | -119.1367 | 117.0378
Line3_1_5 | 0 | 0 | 0 | 0 | 0 | 0 | 0 | 0 | 0 | 0 | 0 | 0 | -4.8716e-09 | -2.935e-09 | 7.827e-09 | 2.2981e-09 | 1.6265e-09 | -3.9451e-09 | -6.6481e-09 | 6.9501e-09 | -1.519e-09 | 3.4347e-09 | -3.4257e-09 | 5.8566e-10 | 0 | 0 | 0 | 0 | 0 | 0 |  | 0.98753 | 0.90179 | 0.9577 | 0.98753 | 0.90179 | 0.9577 | 1.8428 | -119.0998 | 117.013 | 1.8428 | -119.0998 | 117.013
Line4_2_6 | 0 | 0 | 0 | 0 | 0 | 0 | 0 | 0 | 0 | 0 | 0 | 0 | -1.2179e-08 | -7.3375e-09 | 1.9568e-08 | 9.6055e-09 | 6.029e-09 | -1.5686e-08 | -1.662e-08 | 1.7375e-08 | -3.7975e-09 | 1.3407e-08 | -1.3851e-08 | 2.8642e-09 | 0 | 0 | 0 | 0 | 0 | 0 |  | 0.98753 | 0.90179 | 0.9577 | 0.98753 | 0.90179 | 0.9577 | 1.8428 | -119.0998 | 117.013 | 1.8428 | -119.0998 | 117.013
Line5_6_7 | 0 | 0 | 0 | 0 | 0 | 0 | 0 | 0 | 0 | 0 | 0 | 0 | -9.7432e-09 | -5.87e-09 | 1.5654e-08 | 7.1697e-09 | 4.5615e-09 | -1.1772e-08 | -1.3296e-08 | 1.39e-08 | -3.038e-09 | 1.0083e-08 | -1.0376e-08 | 2.1047e-09 | 0 | 0 | 0 | 0 | 0 | 0 |  | 0.98753 | 0.90179 | 0.9577 | 0.98753 | 0.90179 | 0.9577 | 1.8428 | -119.0998 | 117.013 | 1.8428 | -119.0998 | 117.013
Line6_7_8 | 0 | 0 | 0 | 0 | 0 | 0 | 0 | 0 | 0 | 0 | 0 | 0 | -7.3074e-09 | -4.4025e-09 | 1.1741e-08 | 4.7339e-09 | 3.094e-09 | -7.8586e-09 | -9.9721e-09 | 1.0425e-08 | -2.2785e-09 | 6.7587e-09 | -6.9008e-09 | 1.3452e-09 | 0 | 0 | 0 | 0 | 0 | 0 |  | 0.98753 | 0.90179 | 0.9577 | 0.98753 | 0.90179 | 0.9577 | 1.8428 | -119.0998 | 117.013 | 1.8428 | -119.0998 | 117.013
Line7_8_9 | 0 | 0 | 0 | 0 | 0 | 0 | 0 | 0 | 0 | 0 | 0 | 0 | -2.4358e-09 | -1.4675e-09 | 3.9135e-09 | -1.3766e-10 | 1.5902e-10 | -3.1589e-11 | -3.324e-09 | 3.4751e-09 | -7.595e-10 | 1.1062e-10 | 4.9351e-11 | -1.7384e-10 | 0 | 0 | 0 | 0 | 0 | 0 |  | 0.98753 | 0.90179 | 0.9577 | 0.98753 | 0.90179 | 0.9577 | 1.8428 | -119.0998 | 117.013 | 1.8428 | -119.0998 | 117.013
Line8_8_10 | 0 | 0 | 0 | 0 | 0 | 0 | 0 | 0 | 0 | 0 | 0 | 0 | -2.4358e-09 | -1.4675e-09 | 3.9135e-09 | -1.3766e-10 | 1.5902e-10 | -3.1589e-11 | -3.324e-09 | 3.4751e-09 | -7.595e-10 | 1.1062e-10 | 4.9351e-11 | -1.7384e-10 | 0 | 0 | 0 | 0 | 0 | 0 |  | 0.98753 | 0.90179 | 0.9577 | 0.98753 | 0.90179 | 0.9577 | 1.8428 | -119.0998 | 117.013 | 1.8428 | -119.0998 | 117.013
Line9_3_11 | 0 | 0 | 0 | 0 | 0 | 0 | 0 | 0 | 0 | 0 | 0 | 0 | -1.7051e-08 | -1.0273e-08 | 2.7395e-08 | 1.4477e-08 | 8.964e-09 | -2.3513e-08 | -2.3268e-08 | 2.4325e-08 | -5.3165e-09 | 2.0055e-08 | -2.0801e-08 | 4.3832e-09 | 0 | 0 | 0 | 0 | 0 | 0 |  | 0.98753 | 0.90179 | 0.9577 | 0.98753 | 0.90179 | 0.9577 | 1.8428 | -119.0998 | 117.013 | 1.8428 | -119.0998 | 117.013

## LLG_min_fault_10
name | pf_ikss_a_from_ka | pf_ikss_b_from_ka | pf_ikss_c_from_ka | pf_ikss_a_to_ka | pf_ikss_b_to_ka | pf_ikss_c_to_ka | pf_skss_a_from_mw | pf_skss_b_from_mw | pf_skss_c_from_mw | pf_skss_a_to_mw | pf_skss_b_to_mw | pf_skss_c_to_mw | pf_p_a_from_mw | pf_p_b_from_mw | pf_p_c_from_mw | pf_p_a_to_mw | pf_p_b_to_mw | pf_p_c_to_mw | pf_q_a_from_mvar | pf_q_b_from_mvar | pf_q_c_from_mvar | pf_q_a_to_mvar | pf_q_b_to_mvar | pf_q_c_to_mvar | pf_ikss_a_from_degree | pf_ikss_b_from_degree | pf_ikss_c_from_degree | pf_ikss_a_to_degree | pf_ikss_b_to_degree | pf_ikss_c_to_degree | 3xI0 | pf_vm_a_from_pu | pf_vm_b_from_pu | pf_vm_c_from_pu | pf_vm_a_to_pu | pf_vm_b_to_pu | pf_vm_c_to_pu | pf_va_a_from_degree | pf_va_b_from_degree | pf_va_c_from_degree | pf_va_a_to_degree | pf_va_b_to_degree | pf_va_c_to_degree
Line0_1_2 | 0 | 0 | 0 | 0 | 0 | 0 | 0 | 0 | 0 | 0 | 0 | 0 | -1.3117e-08 | -7.9026e-09 | 2.1074e-08 | 1.0807e-08 | 6.7282e-09 | -1.759e-08 | -1.79e-08 | 1.8713e-08 | -4.0899e-09 | 1.5016e-08 | -1.555e-08 | 3.2523e-09 | 0 | 0 | 0 | 0 | 0 | 0 |  | 0.93555 | 0.85433 | 0.9073 | 0.93555 | 0.85433 | 0.9073 | 1.8428 | -119.0998 | 117.013 | 1.8428 | -119.0998 | 117.013
Line10_11_12 | 0 | 0 | 0 | 0 | 0 | 0 | 0 | 0 | 0 | 0 | 0 | 0 | -1.3117e-08 | -7.9026e-09 | 2.1074e-08 | 1.0807e-08 | 6.7282e-09 | -1.759e-08 | -1.79e-08 | 1.8713e-08 | -4.0899e-09 | 1.5016e-08 | -1.555e-08 | 3.2523e-09 | 0 | 0 | 0 | 0 | 0 | 0 |  | 0.93555 | 0.85433 | 0.9073 | 0.93555 | 0.85433 | 0.9073 | 1.8428 | -119.0998 | 117.013 | 1.8428 | -119.0998 | 117.013
Line11_12_13 | 0 | 0 | 0 | 0 | 0 | 0 | 0 | 0 | 0 | 0 | 0 | 0 | -1.0931e-08 | -6.5855e-09 | 1.7562e-08 | 8.621e-09 | 5.4111e-09 | -1.4078e-08 | -1.4917e-08 | 1.5594e-08 | -3.4083e-09 | 1.2033e-08 | -1.2431e-08 | 2.5706e-09 | 0 | 0 | 0 | 0 | 0 | 0 |  | 0.93555 | 0.85433 | 0.9073 | 0.93555 | 0.85433 | 0.9073 | 1.8428 | -119.0998 | 117.013 | 1.8428 | -119.0998 | 117.013
Line12_13_15 | 0 | 0 | 0 | 0 | 0 | 0 | 0 | 0 | 0 | 0 | 0 | 0 | -6.5584e-09 | -3.9513e-09 | 1.0537e-08 | 4.2487e-09 | 2.7769e-09 | -7.0532e-09 | -8.9501e-09 | 9.3566e-09 | -2.045e-09 | 6.066e-09 | -6.1935e-09 | 1.2073e-09 | 0 | 0 | 0 | 0 | 0 | 0 |  | 0.93555 | 0.85433 | 0.9073 | 0.93555 | 0.85433 | 0.9073 | 1.8428 | -119.0998 | 117.013 | 1.8428 | -119.0998 | 117.013
Line13_13_14 | 0 | 0 | 0 | 0 | 0 | 0 | 0 | 0 | 0 | 0 | 0 | 0 | -2.1861e-09 | -1.3171e-09 | 3.5124e-09 | -1.2355e-10 | 1.4272e-10 | -2.8351e-11 | -2.9834e-09 | 3.1189e-09 | -6.8166e-10 | 9.9279e-11 | 4.4293e-11 | -1.5602e-10 | 0 | 0 | 0 | 0 | 0 | 0 |  | 0.93555 | 0.85433 | 0.9073 | 0.93555 | 0.85433 | 0.9073 | 1.8428 | -119.0998 | 117.013 | 1.8428 | -119.0998 | 117.013
Line14_15_16 | 0 | 0 | 0 | 0 | 0 | 0 | 0 | 0 | 0 | 0 | 0 | 0 | -4.3723e-09 | -2.6342e-09 | 7.0248e-09 | 2.0626e-09 | 1.4598e-09 | -3.5408e-09 | -5.9667e-09 | 6.2378e-09 | -1.3633e-09 | 3.0826e-09 | -3.0746e-09 | 5.2563e-10 | 0 | 0 | 0 | 0 | 0 | 0 |  | 0.93555 | 0.85433 | 0.9073 | 0.93555 | 0.85433 | 0.9073 | 1.8428 | -119.0998 | 117.013 | 1.8428 | -119.0998 | 117.013
Line15_16_17 | 0 | 0 | 0 | 0 | 0 | 0 | 0 | 0 | 0 | 0 | 0 | 0 | -2.1861e-09 | -1.3171e-09 | 3.5124e-09 | -1.2355e-10 | 1.4272e-10 | -2.8351e-11 | -2.9834e-09 | 3.1189e-09 | -6.8165e-10 | 9.9279e-11 | 4.4293e-11 | -1.5602e-10 | 0 | 0 | 0 | 0 | 0 | 0 |  | 0.93555 | 0.85433 | 0.9073 | 0.93555 | 0.85433 | 0.9073 | 1.8428 | -119.0998 | 117.013 | 1.8428 | -119.0998 | 117.013
Line16_4_18 | 0 | 0.027701 | 0.029419 | 0 | 0.027701 | 0.029419 | 0 | 0.0063972 | 0.0067941 | 0 | 0.0063972 | 0.0067941 | -2.1829e-09 | 0.0038481 | 0.004345 | -1.1974e-10 | -0.0038366 | -0.0043275 | -3.0452e-09 | 0.0038531 | 0.0043412 | 9.9472e-11 | -0.0038366 | -0.0043275 | 0 | -164.1739 | 72.0628 | 0 | 15.8261 | -107.9372 |  | 0.93501 | 0.85124 | 0.90404 | 0.93448 | 0.84815 | 0.90078 | 1.8456 | -119.1367 | 117.0378 | 1.8485 | -119.1739 | 117.0628
Line17_5_19 | 0 | 0 | 0 | 0 | 0 | 0 | 0 | 0 | 0 | 0 | 0 | 0 | -2.1861e-09 | -1.3171e-09 | 3.5124e-09 | -1.2355e-10 | 1.4272e-10 | -2.8351e-11 | -2.9833e-09 | 3.1189e-09 | -6.8166e-10 | 9.9279e-11 | 4.4293e-11 | -1.5602e-10 | 0 | 0 | 0 | 0 | 0 | 0 |  | 0.93555 | 0.85433 | 0.9073 | 0.93555 | 0.85433 | 0.9073 | 1.8428 | -119.0998 | 117.013 | 1.8428 | -119.0998 | 117.013
Line1_1_3 | 0 | 0 | 0 | 0 | 0 | 0 | 0 | 0 | 0 | 0 | 0 | 0 | -1.7489e-08 | -1.0537e-08 | 2.8099e-08 | 1.5179e-08 | 9.3624e-09 | -2.4615e-08 | -2.3867e-08 | 2.4951e-08 | -5.4532e-09 | 2.0983e-08 | -2.1788e-08 | 4.6156e-09 | 0 | 0 | 0 | 0 | 0 | 0 |  | 0.93555 | 0.85433 | 0.9073 | 0.93555 | 0.85433 | 0.9073 | 1.8428 | -119.0998 | 117.013 | 1.8428 | -119.0998 | 117.013
Line2_1_4 | 0 | 0.027701 | 0.029419 | 0 | 0.027701 | 0.029419 | 0 | 0.0063972 | 0.0067941 | 0 | 0.0063972 | 0.0067941 | -4.3705e-09 | 0.0038595 | 0.0043626 | 2.0613e-09 | -0.0038481 | -0.004345 | -6.0514e-09 | 0.0038695 | 0.004355 | 3.1446e-09 | -0.0038531 | -0.0043412 | 0 | -164.174 | 72.0628 | 0 | 15.8261 | -107.9372 |  | 0.93555 | 0.85433 | 0.9073 | 0.93501 | 0.85124 | 0.90404 | 1.8428 | -119.0998 | 117.013 | 1.8456 | -119.1367 | 117.0378
Line3_1_5 | 0 | 0 | 0 | 0 | 0 | 0 | 0 | 0 | 0 | 0 | 0 | 0 | -4.3723e-09 | -2.6342e-09 | 7.0248e-09 | 2.0626e-09 | 1.4598e-09 | -3.5408e-09 | -5.9667e-09 | 6.2378e-09 | -1.3633e-09 | 3.0826e-09 | -3.0746e-09 | 5.2563e-10 | 0 | 0 | 0 | 0 | 0 | 0 |  | 0.93555 | 0.85433 | 0.9073 | 0.93555 | 0.85433 | 0.9073 | 1.8428 | -119.0998 | 117.013 | 1.8428 | -119.0998 | 117.013
Line4_2_6 | 0 | 0 | 0 | 0 | 0 | 0 | 0 | 0 | 0 | 0 | 0 | 0 | -1.0931e-08 | -6.5855e-09 | 1.7562e-08 | 8.621e-09 | 5.4111e-09 | -1.4078e-08 | -1.4917e-08 | 1.5594e-08 | -3.4083e-09 | 1.2033e-08 | -1.2431e-08 | 2.5706e-09 | 0 | 0 | 0 | 0 | 0 | 0 |  | 0.93555 | 0.85433 | 0.9073 | 0.93555 | 0.85433 | 0.9073 | 1.8428 | -119.0998 | 117.013 | 1.8428 | -119.0998 | 117.013
Line5_6_7 | 0 | 0 | 0 | 0 | 0 | 0 | 0 | 0 | 0 | 0 | 0 | 0 | -8.7445e-09 | -5.2684e-09 | 1.405e-08 | 6.4349e-09 | 4.094e-09 | -1.0566e-08 | -1.1933e-08 | 1.2476e-08 | -2.7266e-09 | 9.0493e-09 | -9.3124e-09 | 1.8889e-09 | 0 | 0 | 0 | 0 | 0 | 0 |  | 0.93555 | 0.85433 | 0.9073 | 0.93555 | 0.85433 | 0.9073 | 1.8428 | -119.0998 | 117.013 | 1.8428 | -119.0998 | 117.013
Line6_7_8 | 0 | 0 | 0 | 0 | 0 | 0 | 0 | 0 | 0 | 0 | 0 | 0 | -6.5584e-09 | -3.9513e-09 | 1.0537e-08 | 4.2487e-09 | 2.7769e-09 | -7.0532e-09 | -8.95e-09 | 9.3566e-09 | -2.045e-09 | 6.066e-09 | -6.1935e-09 | 1.2073e-09 | 0 | 0 | 0 | 0 | 0 | 0 |  | 0.93555 | 0.85433 | 0.9073 | 0.93555 | 0.85433 | 0.9073 | 1.8428 | -119.0998 | 117.013 | 1.8428 | -119.0998 | 117.013
Line7_8_9 | 0 | 0 | 0 | 0 | 0 | 0 | 0 | 0 | 0 | 0 | 0 | 0 | -2.1861e-09 | -1.3171e-09 | 3.5124e-09 | -1.2355e-10 | 1.4272e-10 | -2.8351e-11 | -2.9833e-09 | 3.1189e-09 | -6.8166e-10 | 9.9279e-11 | 4.4293e-11 | -1.5602e-10 | 0 | 0 | 0 | 0 | 0 | 0 |  | 0.93555 | 0.85433 | 0.9073 | 0.93555 | 0.85433 | 0.9073 | 1.8428 | -119.0998 | 117.013 | 1.8428 | -119.0998 | 117.013
Line8_8_10 | 0 | 0 | 0 | 0 | 0 | 0 | 0 | 0 | 0 | 0 | 0 | 0 | -2.1861e-09 | -1.3171e-09 | 3.5124e-09 | -1.2355e-10 | 1.4272e-10 | -2.8351e-11 | -2.9833e-09 | 3.1189e-09 | -6.8166e-10 | 9.9279e-11 | 4.4293e-11 | -1.5602e-10 | 0 | 0 | 0 | 0 | 0 | 0 |  | 0.93555 | 0.85433 | 0.9073 | 0.93555 | 0.85433 | 0.9073 | 1.8428 | -119.0998 | 117.013 | 1.8428 | -119.0998 | 117.013
Line9_3_11 | 0 | 0 | 0 | 0 | 0 | 0 | 0 | 0 | 0 | 0 | 0 | 0 | -1.5303e-08 | -9.2197e-09 | 2.4587e-08 | 1.2993e-08 | 8.0453e-09 | -2.1103e-08 | -2.0883e-08 | 2.1832e-08 | -4.7716e-09 | 1.7999e-08 | -1.8669e-08 | 3.9339e-09 | 0 | 0 | 0 | 0 | 0 | 0 |  | 0.93555 | 0.85433 | 0.9073 | 0.93555 | 0.85433 | 0.9073 | 1.8428 | -119.0998 | 117.013 | 1.8428 | -119.0998 | 117.013