## LLL_max_6
name | pf_ikss_from_ka | pf_ikss_to_ka | pf_ip_from_ka | pf_ip_to_ka | pf_skss_from_mw | pf_skss_to_mw | pf_p_from_mw | pf_p_to_mw | pf_q_from_mvar | pf_q_to_mvar | pf_ikss_from_degree | pf_ikss_to_degree | pf_vm_from_pu | pf_vm_to_pu | pf_va_from_degree | pf_va_to_degree
Line0_1_2 | 2.1767 | 2.1767 | 0 | 0 | 1.508 | 1.508 | 0.56854 | -0.42641 | 1.1371 | -0.85282 | -67.8829 | 112.1171 | 0.84302 | 0.63226 | -4.4479 | -4.4479
Line10_11_12 | 0 | 0 | 0 | 0 | 0 | 0 | 0 | 0 | 0 | 0 | 0 | 0 | 0.84302 | 0.84302 | -4.4479 | -4.4479
Line11_12_13 | 0 | 0 | 0 | 0 | 0 | 0 | 0 | 0 | 0 | 0 | 0 | 0 | 0.84302 | 0.84302 | -4.4479 | -4.4479
Line12_13_15 | 0 | 0 | 0 | 0 | 0 | 0 | 0 | 0 | 0 | 0 | 0 | 0 | 0.84302 | 0.84302 | -4.4479 | -4.4479
Line13_13_14 | 0 | 0 | 0 | 0 | 0 | 0 | 0 | 0 | 0 | 0 | 0 | 0 | 0.84302 | 0.84302 | -4.4479 | -4.4479
Line14_15_16 | 0 | 0 | 0 | 0 | 0 | 0 | 0 | 0 | 0 | 0 | 0 | 0 | 0.84302 | 0.84302 | -4.4479 | -4.4479
Line15_16_17 | 0 | 0 | 0 | 0 | 0 | 0 | 0 | 0 | 0 | 0 | 0 | 0 | 0.84302 | 0.84302 | -4.4479 | -4.4479
Line16_4_18 | 0 | 0 | 0 | 0 | 0 | 0 | 0 | 0 | 0 | 0 | 0 | 0 | 0.84302 | 0.84302 | -4.4479 | -4.4479
Line17_5_19 | 0 | 0 | 0 | 0 | 0 | 0 | 0 | 0 | 0 | 0 | 0 | 0 | 0.84302 | 0.84302 | -4.4479 | -4.4479
Line1_1_3 | 0 | 0 | 0 | 0 | 0 | 0 | 0 | 0 | 0 | 0 | 0 | 0 | 0.84302 | 0.84302 | -4.4479 | -4.4479
Line2_1_4 | 0 | 0 | 0 | 0 | 0 | 0 | 0 | 0 | 0 | 0 | 0 | 0 | 0.84302 | 0.84302 | -4.4479 | -4.4479
Line3_1_5 | 0 | 0 | 0 | 0 | 0 | 0 | 0 | 0 | 0 | 0 | 0 | 0 | 0.84302 | 0.84302 | -4.4479 | -4.4479
Line4_2_6 | 2.1767 | 2.1767 | 0 | 0 | 1.508 | 1.508 | 0.42641 | -0.28427 | 0.85282 | -0.56854 | -67.8829 | 112.1171 | 0.63226 | 0.42151 | -4.4479 | -4.4479
Line5_6_7 | 2.1767 | 2.1767 | 0 | 0 | 1.508 | 1.508 | 0.28427 | -0.14214 | 0.56854 | -0.28427 | -67.8829 | 112.1171 | 0.42151 | 0.21075 | -4.4479 | -4.4479
Line6_7_8 | 2.1767 | 2.1767 | 0 | 4.0311 | 1.508 | 1.508 | 0.14214 | -1e-07 | 0.28427 | -1e-07 | -67.8829 | 112.1171 | 0.21075 | 0 | -4.4479 | 0
Line7_8_9 | 0 | 0 | 0 | 0 | 0 | 0 | 8.4632e-22 | 0 | 4.2265e-22 | 0 | 0 | 0 | 0 | 0 | 0 | 0
Line8_8_10 | 0 | 0 | 0 | 0 | 0 | 0 | 8.4632e-22 | 0 | 4.2265e-22 | 0 | 0 | 0 | 0 | 0 | 0 | 0
Line9_3_11 | 0 | 0 | 0 | 0 | 0 | 0 | 0 | 0 | 0 | 0 | 0 | 0 | 0.84302 | 0.84302 | -4.4479 | -4.4479

## LLL_max_10
name | pf_ikss_from_ka | pf_ikss_to_ka | pf_ip_from_ka | pf_ip_to_ka | pf_skss_from_mw | pf_skss_to_mw | pf_p_from_mw | pf_p_to_mw | pf_q_from_mvar | pf_q_to_mvar | pf_ikss_from_degree | pf_ikss_to_degree | pf_vm_from_pu | pf_vm_to_pu | pf_va_from_degree | pf_va_to_degree
Line0_1_2 | 2.259 | 2.259 | 0 | 0 | 1.5651 | 1.5651 | 0.61237 | -0.45928 | 1.2247 | -0.91856 | -68.05 | 111.95 | 0.87491 | 0.65618 | -4.615 | -4.615
Line10_11_12 | 0 | 0 | 0 | 0 | 0 | 0 | 0 | 0 | 0 | 0 | 0 | 0 | 0.87491 | 0.87491 | -4.615 | -4.615
Line11_12_13 | 0 | 0 | 0 | 0 | 0 | 0 | 0 | 0 | 0 | 0 | 0 | 0 | 0.87491 | 0.87491 | -4.615 | -4.615
Line12_13_15 | 0 | 0 | 0 | 0 | 0 | 0 | 0 | 0 | 0 | 0 | 0 | 0 | 0.87491 | 0.87491 | -4.615 | -4.615
Line13_13_14 | 0 | 0 | 0 | 0 | 0 | 0 | 0 | 0 | 0 | 0 | 0 | 0 | 0.87491 | 0.87491 | -4.615 | -4.615
Line14_15_16 | 0 | 0 | 0 | 0 | 0 | 0 | 0 | 0 | 0 | 0 | 0 | 0 | 0.87491 | 0.87491 | -4.615 | -4.615
Line15_16_17 | 0 | 0 | 0 | 0 | 0 | 0 | 0 | 0 | 0 | 0 | 0 | 0 | 0.87491 | 0.87491 | -4.615 | -4.615
Line16_4_18 | 0 | 0 | 0 | 0 | 0 | 0 | 0 | 0 | 0 | 0 | 0 | 0 | 0.87491 | 0.87491 | -4.615 | -4.615
Line17_5_19 | 0 | 0 | 0 | 0 | 0 | 0 | 0 | 0 | 0 | 0 | 0 | 0 | 0.87491 | 0.87491 | -4.615 | -4.615
Line1_1_3 | 0 | 0 | 0 | 0 | 0 | 0 | 0 | 0 | 0 | 0 | 0 | 0 | 0.87491 | 0.87491 | -4.615 | -4.615
Line2_1_4 | 0 | 0 | 0 | 0 | 0 | 0 | 0 | 0 | 0 | 0 | 0 | 0 | 0.87491 | 0.87491 | -4.615 | -4.615
Line3_1_5 | 0 | 0 | 0 | 0 | 0 | 0 | 0 | 0 | 0 | 0 | 0 | 0 | 0.87491 | 0.87491 | -4.615 | -4.615
Line4_2_6 | 2.259 | 2.259 | 0 | 0 | 1.5651 | 1.5651 | 0.45928 | -0.30619 | 0.91856 | -0.61237 | -68.05 | 111.95 | 0.65618 | 0.43745 | -4.615 | -4.615
Line5_6_7 | 2.259 | 2.259 | 0 | 0 | 1.5651 | 1.5651 | 0.30619 | -0.15309 | 0.61237 | -0.30619 | -68.05 | 111.95 | 0.43745 | 0.21873 | -4.615 | -4.615
Line6_7_8 | 2.259 | 2.259 | 0 | 4.1931 | 1.5651 | 1.5651 | 0.15309 | -1e-07 | 0.30619 | -1e-07 | -68.05 | 111.95 | 0.21873 | 0 | -4.615 | 0
Line7_8_9 | 0 | 0 | 0 | 0 | 0 | 0 | 1.1499e-21 | 0 | -5.8009e-22 | 0 | 0 | 0 | 0 | 0 | 0 | 0
Line8_8_10 | 0 | 0 | 0 | 0 | 0 | 0 | 1.1499e-21 | 0 | -5.8009e-22 | 0 | 0 | 0 | 0 | 0 | 0 | 0
Line9_3_11 | 0 | 0 | 0 | 0 | 0 | 0 | 0 | 0 | 0 | 0 | 0 | 0 | 0.87491 | 0.87491 | -4.615 | -4.615

## LLL_max_fault_6
name | pf_ikss_from_ka | pf_ikss_to_ka | pf_ip_from_ka | pf_ip_to_ka | pf_skss_from_mw | pf_skss_to_mw | pf_p_from_mw | pf_p_to_mw | pf_q_from_mvar | pf_q_to_mvar | pf_ikss_from_degree | pf_ikss_to_degree | pf_vm_from_pu | pf_vm_to_pu | pf_va_from_degree | pf_va_to_degree
Line0_1_2 | 0.033802 | 0.033802 | 0 | 0 | 0.023418 | 0.023418 | 0.017275 | -0.017241 | 0.017412 | -0.017344 | -45.346 | 134.654 | 1.0474 | 1.0443 | -0.11952 | -0.17563
Line10_11_12 | 0 | 0 | 0 | 0 | 0 | 0 | 0 | 0 | 0 | 0 | 0 | 0 | 1.0474 | 1.0474 | -0.11952 | -0.11952
Line11_12_13 | 0 | 0 | 0 | 0 | 0 | 0 | 0 | 0 | 0 | 0 | 0 | 0 | 1.0474 | 1.0474 | -0.11952 | -0.11952
Line12_13_15 | 0 | 0 | 0 | 0 | 0 | 0 | 0 | 0 | 0 | 0 | 0 | 0 | 1.0474 | 1.0474 | -0.11952 | -0.11952
Line13_13_14 | 0 | 0 | 0 | 0 | 0 | 0 | 0 | 0 | 0 | 0 | 0 | 0 | 1.0474 | 1.0474 | -0.11952 | -0.11952
Line14_15_16 | 0 | 0 | 0 | 0 | 0 | 0 | 0 | 0 | 0 | 0 | 0 | 0 | 1.0474 | 1.0474 | -0.11952 | -0.11952
Line15_16_17 | 0 | 0 | 0 | 0 | 0 | 0 | 0 | 0 | 0 | 0 | 0 | 0 | 1.0474 | 1.0474 | -0.11952 | -0.11952
Line16_4_18 | 0 | 0 | 0 | 0 | 0 | 0 | 0 | 0 | 0 | 0 | 0 | 0 | 1.0474 | 1.0474 | -0.11952 | -0.11952
Line17_5_19 | 0 | 0 | 0 | 0 | 0 | 0 | 0 | 0 | 0 | 0 | 0 | 0 | 1.0474 | 1.0474 | -0.11952 | -0.11952
Line1_1_3 | 0 | 0 | 0 | 0 | 0 | 0 | 0 | 0 | 0 | 0 | 0 | 0 | 1.0474 | 1.0474 | -0.11952 | -0.11952
Line2_1_4 | 0 | 0 | 0 | 0 | 0 | 0 | 0 | 0 | 0 | 0 | 0 | 0 | 1.0474 | 1.0474 | -0.11952 | -0.11952
Line3_1_5 | 0 | 0 | 0 | 0 | 0 | 0 | 0 | 0 | 0 | 0 | 0 | 0 | 1.0474 | 1.0474 | -0.11952 | -0.11952
Line4_2_6 | 0.033802 | 0.033802 | 0 | 0 | 0.023418 | 0.023418 | 0.017241 | -0.017207 | 0.017344 | -0.017275 | -45.346 | 134.654 | 1.0443 | 1.0412 | -0.17563 | -0.23207
Line5_6_7 | 0.033802 | 0.033802 | 0 | 0 | 0.023418 | 0.023418 | 0.017207 | -0.017173 | 0.017275 | -0.017207 | -45.346 | 134.654 | 1.0412 | 1.0381 | -0.23207 | -0.28886
Line6_7_8 | 0.033802 | 0.033802 | 0 | 0.0626 | 0.023418 | 0.023418 | 0.017173 | -0.017138 | 0.017207 | -0.017138 | -45.346 | 134.654 | 1.0381 | 1.035 | -0.28886 | -0.34598
Line7_8_9 | 0 | 0 | 0 | 0 | 0 | 0 | -1.7102e-10 | 0 | 7.2182e-11 | 0 | 0 | 0 | 1.035 | 1.035 | -0.34598 | -0.34598
Line8_8_10 | 0 | 0 | 0 | 0 | 0 | 0 | -1.7102e-10 | 0 | 7.2182e-11 | 0 | 0 | 0 | 1.035 | 1.035 | -0.34598 | -0.34598
Line9_3_11 | 0 | 0 | 0 | 0 | 0 | 0 | 0 | 0 | 0 | 0 | 0 | 0 | 1.0474 | 1.0474 | -0.11952 | -0.11952

## LLL_max_fault_10
name | pf_ikss_from_ka | pf_ikss_to_ka | pf_ip_from_ka | pf_ip_to_ka | pf_skss_from_mw | pf_skss_to_mw | pf_p_from_mw | pf_p_to_mw | pf_q_from_mvar | pf_q_to_mvar | pf_ikss_from_degree | pf_ikss_to_degree | pf_vm_from_pu | pf_vm_to_pu | pf_va_from_degree | pf_va_to_degree
Line0_1_2 | 0.035407 | 0.035407 | 0 | 0 | 0.024531 | 0.024531 | 0.018955 | -0.018918 | 0.019106 | -0.019031 | -45.3516 | 134.6484 | 1.0971 | 1.0939 | -0.12515 | -0.18126
Line10_11_12 | 0 | 0 | 0 | 0 | 0 | 0 | 0 | 0 | 0 | 0 | 0 | 0 | 1.0971 | 1.0971 | -0.12515 | -0.12515
Line11_12_13 | 0 | 0 | 0 | 0 | 0 | 0 | 0 | 0 | 0 | 0 | 0 | 0 | 1.0971 | 1.0971 | -0.12515 | -0.12515
Line12_13_15 | 0 | 0 | 0 | 0 | 0 | 0 | 0 | 0 | 0 | 0 | 0 | 0 | 1.0971 | 1.0971 | -0.12515 | -0.12515
Line13_13_14 | 0 | 0 | 0 | 0 | 0 | 0 | 0 | 0 | 0 | 0 | 0 | 0 | 1.0971 | 1.0971 | -0.12515 | -0.12515
Line14_15_16 | 0 | 0 | 0 | 0 | 0 | 0 | 0 | 0 | 0 | 0 | 0 | 0 | 1.0971 | 1.0971 | -0.12515 | -0.12515
Line15_16_17 | 0 | 0 | 0 | 0 | 0 | 0 | 0 | 0 | 0 | 0 | 0 | 0 | 1.0971 | 1.0971 | -0.12515 | -0.12515
Line16_4_18 | 0 | 0 | 0 | 0 | 0 | 0 | 0 | 0 | 0 | 0 | 0 | 0 | 1.0971 | 1.0971 | -0.12515 | -0.12515
Line17_5_19 | 0 | 0 | 0 | 0 | 0 | 0 | 0 | 0 | 0 | 0 | 0 | 0 | 1.0971 | 1.0971 | -0.12515 | -0.12515
Line1_1_3 | 0 | 0 | 0 | 0 | 0 | 0 | 0 | 0 | 0 | 0 | 0 | 0 | 1.0971 | 1.0971 | -0.12515 | -0.12515
Line2_1_4 | 0 | 0 | 0 | 0 | 0 | 0 | 0 | 0 | 0 | 0 | 0 | 0 | 1.0971 | 1.0971 | -0.12515 | -0.12515
Line3_1_5 | 0 | 0 | 0 | 0 | 0 | 0 | 0 | 0 | 0 | 0 | 0 | 0 | 1.0971 | 1.0971 | -0.12515 | -0.12515
Line4_2_6 | 0.035407 | 0.035407 | 0 | 0 | 0.024531 | 0.024531 | 0.018918 | -0.01888 | 0.019031 | -0.018955 | -45.3516 | 134.6484 | 1.0939 | 1.0906 | -0.18126 | -0.23771
Line5_6_7 | 0.035407 | 0.035407 | 0 | 0 | 0.024531 | 0.024531 | 0.01888 | -0.018842 | 0.018955 | -0.01888 | -45.3516 | 134.6484 | 1.0906 | 1.0874 | -0.23771 | -0.29449
Line6_7_8 | 0.035407 | 0.035407 | 0 | 0.065722 | 0.024531 | 0.024531 | 0.018842 | -0.018805 | 0.01888 | -0.018805 | -45.3516 | 134.6484 | 1.0874 | 1.0841 | -0.29449 | -0.35161
Line7_8_9 | 0 | 0 | 0 | 0 | 0 | 0 | -1.8919e-10 | 0 | 8.0501e-11 | 0 | 0 | 0 | 1.0841 | 1.0841 | -0.35161 | -0.35161
Line8_8_10 | 0 | 0 | 0 | 0 | 0 | 0 | -1.8919e-10 | 0 | 8.0501e-11 | 0 | 0 | 0 | 1.0841 | 1.0841 | -0.35161 | -0.35161
Line9_3_11 | 0 | 0 | 0 | 0 | 0 | 0 | 0 | 0 | 0 | 0 | 0 | 0 | 1.0971 | 1.0971 | -0.12515 | -0.12515

## LLL_min_6
name | pf_ikss_from_ka | pf_ikss_to_ka | pf_ip_from_ka | pf_ip_to_ka | pf_skss_from_mw | pf_skss_to_mw | pf_p_from_mw | pf_p_to_mw | pf_q_from_mvar | pf_q_to_mvar | pf_ikss_from_degree | pf_ikss_to_degree | pf_vm_from_pu | pf_vm_to_pu | pf_va_from_degree | pf_va_to_degree
Line0_1_2 | 1.6801 | 1.6801 | 0 | 0 | 1.164 | 1.164 | 0.65034 | -0.48775 | 0.67743 | -0.50807 | -52.8727 | 127.1273 | 0.80677 | 0.60508 | -6.7036 | -6.7036
Line10_11_12 | 0 | 0 | 0 | 0 | 0 | 0 | 0 | 0 | 0 | 0 | 0 | 0 | 0.80677 | 0.80677 | -6.7036 | -6.7036
Line11_12_13 | 0 | 0 | 0 | 0 | 0 | 0 | 0 | 0 | 0 | 0 | 0 | 0 | 0.80677 | 0.80677 | -6.7036 | -6.7036
Line12_13_15 | 0 | 0 | 0 | 0 | 0 | 0 | 0 | 0 | 0 | 0 | 0 | 0 | 0.80677 | 0.80677 | -6.7036 | -6.7036
Line13_13_14 | 0 | 0 | 0 | 0 | 0 | 0 | 0 | 0 | 0 | 0 | 0 | 0 | 0.80677 | 0.80677 | -6.7036 | -6.7036
Line14_15_16 | 0 | 0 | 0 | 0 | 0 | 0 | 0 | 0 | 0 | 0 | 0 | 0 | 0.80677 | 0.80677 | -6.7036 | -6.7036
Line15_16_17 | 0 | 0 | 0 | 0 | 0 | 0 | 0 | 0 | 0 | 0 | 0 | 0 | 0.80677 | 0.80677 | -6.7036 | -6.7036
Line16_4_18 | 0 | 0 | 0 | 0 | 0 | 0 | 0 | 0 | 0 | 0 | 0 | 0 | 0.80677 | 0.80677 | -6.7036 | -6.7036
Line17_5_19 | 0 | 0 | 0 | 0 | 0 | 0 | 0 | 0 | 0 | 0 | 0 | 0 | 0.80677 | 0.80677 | -6.7036 | -6.7036
Line1_1_3 | 0 | 0 | 0 | 0 | 0 | 0 | 0 | 0 | 0 | 0 | 0 | 0 | 0.80677 | 0.80677 | -6.7036 | -6.7036
Line2_1_4 | 0 | 0 | 0 | 0 | 0 | 0 | 0 | 0 | 0 | 0 | 0 | 0 | 0.80677 | 0.80677 | -6.7036 | -6.7036
Line3_1_5 | 0 | 0 | 0 | 0 | 0 | 0 | 0 | 0 | 0 | 0 | 0 | 0 | 0.80677 | 0.80677 | -6.7036 | -6.7036
Line4_2_6 | 1.6801 | 1.6801 | 0 | 0 | 1.164 | 1.164 | 0.48775 | -0.32517 | 0.50807 | -0.33872 | -52.8727 | 127.1273 | 0.60508 | 0.40338 | -6.7036 | -6.7036
Line5_6_7 | 1.6801 | 1.6801 | 0 | 0 | 1.164 | 1.164 | 0.32517 | -0.16258 | 0.33872 | -0.16936 | -52.8727 | 127.1273 | 0.40338 | 0.20169 | -6.7036 | -6.7036
Line6_7_8 | 1.6801 | 1.6801 | 0 | 2.6638 | 1.164 | 1.164 | 0.16258 | -1e-07 | 0.16936 | -1e-07 | -52.8727 | 127.1273 | 0.20169 | 0 | -6.7036 | 0
Line7_8_9 | 0 | 0 | 0 | 0 | 0 | 0 | 7.0075e-22 | 0 | 9.1561e-22 | 0 | 0 | 0 | 0 | 0 | 0 | 0
Line8_8_10 | 0 | 0 | 0 | 0 | 0 | 0 | 7.0075e-22 | 0 | 9.1561e-22 | 0 | 0 | 0 | 0 | 0 | 0 | 0
Line9_3_11 | 0 | 0 | 0 | 0 | 0 | 0 | 0 | 0 | 0 | 0 | 0 | 0 | 0.80677 | 0.80677 | -6.7036 | -6.7036

## LLL_min_10
name | pf_ikss_from_ka | pf_ikss_to_ka | pf_ip_from_ka | pf_ip_to_ka | pf_skss_from_mw | pf_skss_to_mw | pf_p_from_mw | pf_p_to_mw | pf_q_from_mvar | pf_q_to_mvar | pf_ikss_from_degree | pf_ikss_to_degree | pf_vm_from_pu | pf_vm_to_pu | pf_va_from_degree | pf_va_to_degree
Line0_1_2 | 1.5916 | 1.5916 | 0 | 0 | 1.1027 | 1.1027 | 0.58368 | -0.43776 | 0.608 | -0.456 | -52.8727 | 127.1273 | 0.76431 | 0.57323 | -6.7036 | -6.7036
Line10_11_12 | 0 | 0 | 0 | 0 | 0 | 0 | 0 | 0 | 0 | 0 | 0 | 0 | 0.76431 | 0.76431 | -6.7036 | -6.7036
Line11_12_13 | 0 | 0 | 0 | 0 | 0 | 0 | 0 | 0 | 0 | 0 | 0 | 0 | 0.76431 | 0.76431 | -6.7036 | -6.7036
Line12_13_15 | 0 | 0 | 0 | 0 | 0 | 0 | 0 | 0 | 0 | 0 | 0 | 0 | 0.76431 | 0.76431 | -6.7036 | -6.7036
Line13_13_14 | 0 | 0 | 0 | 0 | 0 | 0 | 0 | 0 | 0 | 0 | 0 | 0 | 0.76431 | 0.76431 | -6.7036 | -6.7036
Line14_15_16 | 0 | 0 | 0 | 0 | 0 | 0 | 0 | 0 | 0 | 0 | 0 | 0 | 0.76431 | 0.76431 | -6.7036 | -6.7036
Line15_16_17 | 0 | 0 | 0 | 0 | 0 | 0 | 0 | 0 | 0 | 0 | 0 | 0 | 0.76431 | 0.76431 | -6.7036 | -6.7036
Line16_4_18 | 0 | 0 | 0 | 0 | 0 | 0 | 0 | 0 | 0 | 0 | 0 | 0 | 0.76431 | 0.76431 | -6.7036 | -6.7036
Line17_5_19 | 0 | 0 | 0 | 0 | 0 | 0 | 0 | 0 | 0 | 0 | 0 | 0 | 0.76431 | 0.76431 | -6.7036 | -6.7036
Line1_1_3 | 0 | 0 | 0 | 0 | 0 | 0 | 0 | 0 | 0 | 0 | 0 | 0 | 0.76431 | 0.76431 | -6.7036 | -6.7036
Line2_1_4 | 0 | 0 | 0 | 0 | 0 | 0 | 0 | 0 | 0 | 0 | 0 | 0 | 0.76431 | 0.76431 | -6.7036 | -6.7036
Line3_1_5 | 0 | 0 | 0 | 0 | 0 | 0 | 0 | 0 | 0 | 0 | 0 | 0 | 0.76431 | 0.76431 | -6.7036 | -6.7036
Line4_2_6 | 1.5916 | 1.5916 | 0 | 0 | 1.1027 | 1.1027 | 0.43776 | -0.29184 | 0.456 | -0.304 | -52.8727 | 127.1273 | 0.57323 | 0.38215 | -6.7036 | -6.7036
Line5_6_7 | 1.5916 | 1.5916 | 0 | 0 | 1.1027 | 1.1027 | 0.29184 | -0.14592 | 0.304 | -0.152 | -52.8727 | 127.1273 | 0.38215 | 0.19108 | -6.7036 | -6.7036
Line6_7_8 | 1.5916 | 1.5916 | 0 | 2.5236 | 1.1027 | 1.1027 | 0.14592 | -1e-07 | 0.152 | -1e-07 | -52.8727 | 127.1273 | 0.19108 | 0 | -6.7036 | 0
Line7_8_9 | 0 | 0 | 0 | 0 | 0 | 0 | 6.276e-22 | 0 | 8.2153e-22 | 0 | 0 | 0 | 0 | 0 | 0 | 0
Line8_8_10 | 0 | 0 | 0 | 0 | 0 | 0 | 6.276e-22 | 0 | 8.2153e-22 | 0 | 0 | 0 | 0 | 0 | 0 | 0
Line9_3_11 | 0 | 0 | 0 | 0 | 0 | 0 | 0 | 0 | 0 | 0 | 0 | 0 | 0.76431 | 0.76431 | -6.7036 | -6.7036

## LLL_min_fault_6
name | pf_ikss_from_ka | pf_ikss_to_ka | pf_ip_from_ka | pf_ip_to_ka | pf_skss_from_mw | pf_skss_to_mw | pf_p_from_mw | pf_p_to_mw | pf_q_from_mvar | pf_q_to_mvar | pf_ikss_from_degree | pf_ikss_to_degree | pf_vm_from_pu | pf_vm_to_pu | pf_va_from_degree | pf_va_to_degree
Line0_1_2 | 0.030469 | 0.030469 | 0 | 0 | 0.02111 | 0.02111 | 0.01414 | -0.014086 | 0.014149 | -0.014093 | -45.1423 | 134.8577 | 0.94756 | 0.9439 | -0.12428 | -0.12874
Line10_11_12 | 0 | 0 | 0 | 0 | 0 | 0 | 0 | 0 | 0 | 0 | 0 | 0 | 0.94756 | 0.94756 | -0.12428 | -0.12428
Line11_12_13 | 0 | 0 | 0 | 0 | 0 | 0 | 0 | 0 | 0 | 0 | 0 | 0 | 0.94756 | 0.94756 | -0.12428 | -0.12428
Line12_13_15 | 0 | 0 | 0 | 0 | 0 | 0 | 0 | 0 | 0 | 0 | 0 | 0 | 0.94756 | 0.94756 | -0.12428 | -0.12428
Line13_13_14 | 0 | 0 | 0 | 0 | 0 | 0 | 0 | 0 | 0 | 0 | 0 | 0 | 0.94756 | 0.94756 | -0.12428 | -0.12428
Line14_15_16 | 0 | 0 | 0 | 0 | 0 | 0 | 0 | 0 | 0 | 0 | 0 | 0 | 0.94756 | 0.94756 | -0.12428 | -0.12428
Line15_16_17 | 0 | 0 | 0 | 0 | 0 | 0 | 0 | 0 | 0 | 0 | 0 | 0 | 0.94756 | 0.94756 | -0.12428 | -0.12428
Line16_4_18 | 0 | 0 | 0 | 0 | 0 | 0 | 0 | 0 | 0 | 0 | 0 | 0 | 0.94756 | 0.94756 | -0.12428 | -0.12428
Line17_5_19 | 0 | 0 | 0 | 0 | 0 | 0 | 0 | 0 | 0 | 0 | 0 | 0 | 0.94756 | 0.94756 | -0.12428 | -0.12428
Line1_1_3 | 0 | 0 | 0 | 0 | 0 | 0 | 0 | 0 | 0 | 0 | 0 | 0 | 0.94756 | 0.94756 | -0.12428 | -0.12428
Line2_1_4 | 0 | 0 | 0 | 0 | 0 | 0 | 0 | 0 | 0 | 0 | 0 | 0 | 0.94756 | 0.94756 | -0.12428 | -0.12428
Line3_1_5 | 0 | 0 | 0 | 0 | 0 | 0 | 0 | 0 | 0 | 0 | 0 | 0 | 0.94756 | 0.94756 | -0.12428 | -0.12428
Line4_2_6 | 0.030469 | 0.030469 | 0 | 0 | 0.02111 | 0.02111 | 0.014086 | -0.014033 | 0.014093 | -0.014037 | -45.1423 | 134.8577 | 0.9439 | 0.94024 | -0.12874 | -0.13323
Line5_6_7 | 0.030469 | 0.030469 | 0 | 0 | 0.02111 | 0.02111 | 0.014033 | -0.013979 | 0.014037 | -0.013981 | -45.1423 | 134.8577 | 0.94024 | 0.93659 | -0.13323 | -0.13776
Line6_7_8 | 0.030469 | 0.030469 | 0 | 0.04831 | 0.02111 | 0.02111 | 0.013979 | -0.013926 | 0.013981 | -0.013926 | -45.1423 | 134.8577 | 0.93659 | 0.93293 | -0.13776 | -0.14233
Line7_8_9 | 0 | 0 | 0 | 0 | 0 | 0 | -1.7514e-10 | 0 | 2.4218e-11 | 0 | 0 | 0 | 0.93293 | 0.93293 | -0.14233 | -0.14233
Line8_8_10 | 0 | 0 | 0 | 0 | 0 | 0 | -1.7514e-10 | 0 | 2.4218e-11 | 0 | 0 | 0 | 0.93293 | 0.93293 | -0.14233 | -0.14233
Line9_3_11 | 0 | 0 | 0 | 0 | 0 | 0 | 0 | 0 | 0 | 0 | 0 | 0 | 0.94756 | 0.94756 | -0.12428 | -0.12428

## LLL_min_fault_10
name | pf_ikss_from_ka | pf_ikss_to_ka | pf_ip_from_ka | pf_ip_to_ka | pf_skss_from_mw | pf_skss_to_mw | pf_p_from_mw | pf_p_to_mw | pf_q_from_mvar | pf_q_to_mvar | pf_ikss_from_degree | pf_ikss_to_degree | pf_vm_from_pu | pf_vm_to_pu | pf_va_from_degree | pf_va_to_degree
Line0_1_2 | 0.028866 | 0.028866 | 0 | 0 | 0.019999 | 0.019999 | 0.01269 | -0.012642 | 0.012698 | -0.012648 | -45.1423 | 134.8577 | 0.89769 | 0.89422 | -0.12428 | -0.12874
Line10_11_12 | 0 | 0 | 0 | 0 | 0 | 0 | 0 | 0 | 0 | 0 | 0 | 0 | 0.89769 | 0.89769 | -0.12428 | -0.12428
Line11_12_13 | 0 | 0 | 0 | 0 | 0 | 0 | 0 | 0 | 0 | 0 | 0 | 0 | 0.89769 | 0.89769 | -0.12428 | -0.12428
Line12_13_15 | 0 | 0 | 0 | 0 | 0 | 0 | 0 | 0 | 0 | 0 | 0 | 0 | 0.89769 | 0.89769 | -0.12428 | -0.12428
Line13_13_14 | 0 | 0 | 0 | 0 | 0 | 0 | 0 | 0 | 0 | 0 | 0 | 0 | 0.89769 | 0.89769 | -0.12428 | -0.12428
Line14_15_16 | 0 | 0 | 0 | 0 | 0 | 0 | 0 | 0 | 0 | 0 | 0 | 0 | 0.89769 | 0.89769 | -0.12428 | -0.12428
Line15_16_17 | 0 | 0 | 0 | 0 | 0 | 0 | 0 | 0 | 0 | 0 | 0 | 0 | 0.89769 | 0.89769 | -0.12428 | -0.12428
Line16_4_18 | 0 | 0 | 0 | 0 | 0 | 0 | 0 | 0 | 0 | 0 | 0 | 0 | 0.89769 | 0.89769 | -0.12428 | -0.12428
Line17_5_19 | 0 | 0 | 0 | 0 | 0 | 0 | 0 | 0 | 0 | 0 | 0 | 0 | 0.89769 | 0.89769 | -0.12428 | -0.12428
Line1_1_3 | 0 | 0 | 0 | 0 | 0 | 0 | 0 | 0 | 0 | 0 | 0 | 0 | 0.89769 | 0.89769 | -0.12428 | -0.12428
Line2_1_4 | 0 | 0 | 0 | 0 | 0 | 0 | 0 | 0 | 0 | 0 | 0 | 0 | 0.89769 | 0.89769 | -0.12428 | -0.12428
Line3_1_5 | 0 | 0 | 0 | 0 | 0 | 0 | 0 | 0 | 0 | 0 | 0 | 0 | 0.89769 | 0.89769 | -0.12428 | -0.12428
Line4_2_6 | 0.028866 | 0.028866 | 0 | 0 | 0.019999 | 0.019999 | 0.012642 | -0.012594 | 0.012648 | -0.012598 | -45.1423 | 134.8577 | 0.89422 | 0.89076 | -0.12874 | -0.13323
Line5_6_7 | 0.028866 | 0.028866 | 0 | 0 | 0.019999 | 0.019999 | 0.012594 | -0.012546 | 0.012598 | -0.012548 | -45.1423 | 134.8577 | 0.89076 | 0.88729 | -0.13323 | -0.13776
Line6_7_8 | 0.028866 | 0.028866 | 0 | 0.045767 | 0.019999 | 0.019999 | 0.012546 | -0.012498 | 0.012548 | -0.012498 | -45.1423 | 134.8577 | 0.88729 | 0.88383 | -0.13776 | -0.14233
Line7_8_9 | 0 | 0 | 0 | 0 | 0 | 0 | -1.5719e-10 | 0 | 2.1736e-11 | 0 | 0 | 0 | 0.88383 | 0.88383 | -0.14233 | -0.14233
Line8_8_10 | 0 | 0 | 0 | 0 | 0 | 0 | -1.5719e-10 | 0 | 2.1736e-11 | 0 | 0 | 0 | 0.88383 | 0.88383 | -0.14233 | -0.14233
Line9_3_11 | 0 | 0 | 0 | 0 | 0 | 0 | 0 | 0 | 0 | 0 | 0 | 0 | 0.89769 | 0.89769 | -0.12428 | -0.12428

## LL_max_6
name | pf_ikss_a_from_ka | pf_ikss_b_from_ka | pf_ikss_c_from_ka | pf_ikss_a_to_ka | pf_ikss_b_to_ka | pf_ikss_c_to_ka | pf_skss_a_from_mw | pf_skss_b_from_mw | pf_skss_c_from_mw | pf_skss_a_to_mw | pf_skss_b_to_mw | pf_skss_c_to_mw | pf_p_a_from_mw | pf_p_b_from_mw | pf_p_c_from_mw | pf_p_a_to_mw | pf_p_b_to_mw | pf_p_c_to_mw | pf_q_a_from_mvar | pf_q_b_from_mvar | pf_q_c_from_mvar | pf_q_a_to_mvar | pf_q_b_to_mvar | pf_q_c_to_mvar | pf_ikss_a_from_degree | pf_ikss_b_from_degree | pf_ikss_c_from_degree | pf_ikss_a_to_degree | pf_ikss_b_to_degree | pf_ikss_c_to_degree | pf_vm_a_from_pu | pf_vm_b_from_pu | pf_vm_c_from_pu | pf_vm_a_to_pu | pf_vm_b_to_pu | pf_vm_c_to_pu | pf_va_a_from_degree | pf_va_b_from_degree | pf_va_c_from_degree | pf_va_a_to_degree | pf_va_b_to_degree | pf_va_c_to_degree
Line0_1_2 | 0 | 1.885 | 1.885 | 0 | 1.885 | 1.885 | 0 | 0.43533 | 0.43533 | 0 | 0.43533 | 0.43533 | 1.2434e-15 | 0.35387 | -0.069596 | -1.2434e-15 | -0.31833 | 0.10513 | -5.2458e-16 | 0.19822 | 0.37032 | 5.4401e-16 | -0.12715 | -0.29925 | 0 | -157.8829 | 22.1171 | 0 | 22.1171 | -157.8829 | 1.05 | 0.93171 | 0.86555 | 1.05 | 0.78742 | 0.7286 | 1.2255e-13 | -128.6271 | 122.7608 | 9.8921e-14 | -136.1092 | 131.4739
Line10_11_12 | 0 | 0 | 0 | 0 | 0 | 0 | 0 | 0 | 0 | 0 | 0 | 0 | 2.9143e-16 | -2.1811e-09 | -3.489e-09 | -2.9143e-16 | 2.1811e-09 | 3.489e-09 | 3.8858e-17 | 3.2284e-09 | -9.6307e-10 | -3.8858e-17 | -3.2284e-09 | 9.6307e-10 | 0 | 0 | 0 | 0 | 0 | 0 | 1.05 | 0.93171 | 0.86555 | 1.05 | 0.93171 | 0.86555 | 1.0959e-13 | -128.6271 | 122.7608 | 1.0405e-13 | -128.6271 | 122.7608
Line11_12_13 | 0 | 0 | 0 | 0 | 0 | 0 | 0 | 0 | 0 | 0 | 0 | 0 | 2.5258e-16 | -1.8176e-09 | -2.9075e-09 | -2.3315e-16 | 1.8176e-09 | 2.9075e-09 | 4.5867e-31 | 2.6904e-09 | -8.0256e-10 | 1.9429e-17 | -2.6904e-09 | 8.0256e-10 | 0 | 0 | 0 | 0 | 0 | 0 | 1.05 | 0.93171 | 0.86555 | 1.05 | 0.93171 | 0.86555 | 1.0405e-13 | -128.6271 | 122.7608 | 9.972e-14 | -128.6271 | 122.7608
Line12_13_15 | 0 | 0 | 0 | 0 | 0 | 0 | 0 | 0 | 0 | 0 | 0 | 0 | 1.5543e-16 | -1.0906e-09 | -1.7445e-09 | -1.5543e-16 | 1.0906e-09 | 1.7445e-09 | 5.8287e-17 | 1.6142e-09 | -4.8153e-10 | -5.8287e-17 | -1.6142e-09 | 4.8153e-10 | 0 | 0 | 0 | 0 | 0 | 0 | 1.05 | 0.93171 | 0.86555 | 1.05 | 0.93171 | 0.86555 | 9.972e-14 | -128.6271 | 122.7608 | 9.7598e-14 | -128.6271 | 122.7608
Line13_13_14 | 0 | 0 | 0 | 0 | 0 | 0 | 0 | 0 | 0 | 0 | 0 | 0 | -1.9429e-17 | -3.6352e-10 | -5.8151e-10 | 1.9429e-17 | 3.6352e-10 | 5.8151e-10 | -3.3815e-32 | 5.3807e-10 | -1.6051e-10 | 3.3607e-32 | -5.3807e-10 | 1.6051e-10 | 0 | 0 | 0 | 0 | 0 | 0 | 1.05 | 0.93171 | 0.86555 | 1.05 | 0.93171 | 0.86555 | 9.972e-14 | -128.6271 | 122.7608 | 9.9106e-14 | -128.6271 | 122.7608
Line14_15_16 | 0 | 0 | 0 | 0 | 0 | 0 | 0 | 0 | 0 | 0 | 0 | 0 | 7.7716e-17 | -7.2704e-10 | -1.163e-09 | -7.7716e-17 | 7.2704e-10 | 1.163e-09 | 1.9429e-17 | 1.0761e-09 | -3.2102e-10 | -3.8858e-17 | -1.0761e-09 | 3.2102e-10 | 0 | 0 | 0 | 0 | 0 | 0 | 1.05 | 0.93171 | 0.86555 | 1.05 | 0.93171 | 0.86555 | 9.7598e-14 | -128.6271 | 122.7608 | 9.6534e-14 | -128.6271 | 122.7608
Line15_16_17 | 0 | 0 | 0 | 0 | 0 | 0 | 0 | 0 | 0 | 0 | 0 | 0 | -3.8858e-17 | -3.6352e-10 | -5.8151e-10 | 3.8858e-17 | 3.6352e-10 | 5.8151e-10 | -6.5469e-32 | 5.3807e-10 | -1.6051e-10 | 1.9429e-17 | -5.3807e-10 | 1.6051e-10 | 0 | 0 | 0 | 0 | 0 | 0 | 1.05 | 0.93171 | 0.86555 | 1.05 | 0.93171 | 0.86555 | 9.6534e-14 | -128.6271 | 122.7608 | 9.6183e-14 | -128.6271 | 122.7608
Line16_4_18 | 0 | 0 | 0 | 0 | 0 | 0 | 0 | 0 | 0 | 0 | 0 | 0 | 3.8858e-17 | -3.6352e-10 | -5.8151e-10 | -1.9429e-17 | 3.6352e-10 | 5.8151e-10 | -1.9429e-17 | 5.3807e-10 | -1.6051e-10 | 1.9429e-17 | -5.3807e-10 | 1.6051e-10 | 0 | 0 | 0 | 0 | 0 | 0 | 1.05 | 0.93171 | 0.86555 | 1.05 | 0.93171 | 0.86555 | 1.2157e-13 | -128.6271 | 122.7608 | 1.2122e-13 | -128.6271 | 122.7608
Line17_5_19 | 0 | 0 | 0 | 0 | 0 | 0 | 0 | 0 | 0 | 0 | 0 | 0 | 3.8858e-17 | -3.6352e-10 | -5.8151e-10 | -1.9429e-17 | 3.6352e-10 | 5.8151e-10 | -1.9429e-17 | 5.3807e-10 | -1.6051e-10 | 1.9429e-17 | -5.3807e-10 | 1.6051e-10 | 0 | 0 | 0 | 0 | 0 | 0 | 1.05 | 0.93171 | 0.86555 | 1.05 | 0.93171 | 0.86555 | 1.2157e-13 | -128.6271 | 122.7608 | 1.2122e-13 | -128.6271 | 122.7608
Line1_1_3 | 0 | 0 | 0 | 0 | 0 | 0 | 0 | 0 | 0 | 0 | 0 | 0 | 4.0801e-16 | -2.9082e-09 | -4.6521e-09 | -3.8858e-16 | 2.9082e-09 | 4.6521e-09 | 5.8287e-17 | 4.3046e-09 | -1.2841e-09 | -7.7716e-17 | -4.3046e-09 | 1.2841e-09 | 0 | 0 | 0 | 0 | 0 | 0 | 1.05 | 0.93171 | 0.86555 | 1.05 | 0.93171 | 0.86555 | 1.2255e-13 | -128.6271 | 122.7608 | 1.1584e-13 | -128.6271 | 122.7608
Line2_1_4 | 0 | 0 | 0 | 0 | 0 | 0 | 0 | 0 | 0 | 0 | 0 | 0 | 1.9429e-17 | -7.2704e-10 | -1.163e-09 | -1.9429e-17 | 7.2704e-10 | 1.163e-09 | 4.1557e-32 | 1.0761e-09 | -3.2102e-10 | -1.9429e-17 | -1.0761e-09 | 3.2102e-10 | 0 | 0 | 0 | 0 | 0 | 0 | 1.05 | 0.93171 | 0.86555 | 1.05 | 0.93171 | 0.86555 | 1.2255e-13 | -128.6271 | 122.7608 | 1.2157e-13 | -128.6271 | 122.7608
Line3_1_5 | 0 | 0 | 0 | 0 | 0 | 0 | 0 | 0 | 0 | 0 | 0 | 0 | 1.9429e-17 | -7.2704e-10 | -1.163e-09 | -1.9429e-17 | 7.2704e-10 | 1.163e-09 | 4.1557e-32 | 1.0761e-09 | -3.2102e-10 | -1.9429e-17 | -1.0761e-09 | 3.2102e-10 | 0 | 0 | 0 | 0 | 0 | 0 | 1.05 | 0.93171 | 0.86555 | 1.05 | 0.93171 | 0.86555 | 1.2255e-13 | -128.6271 | 122.7608 | 1.2157e-13 | -128.6271 | 122.7608
Line4_2_6 | 0 | 1.885 | 1.885 | 0 | 1.885 | 1.885 | 0 | 0.43533 | 0.43533 | 0 | 0.43533 | 0.43533 | 1.0103e-15 | 0.31833 | -0.10513 | -1.088e-15 | -0.2828 | 0.14066 | -4.6629e-16 | 0.12715 | 0.29925 | 4.6629e-16 | -0.056087 | -0.22819 | 0 | -157.8829 | 22.1171 | 0 | 22.1171 | -157.8829 | 1.05 | 0.78742 | 0.7286 | 1.05 | 0.66227 | 0.61575 | 9.8921e-14 | -136.1092 | 131.4739 | 7.7015e-14 | -146.6652 | 143.7688
Line5_6_7 | 0 | 1.885 | 1.885 | 0 | 1.885 | 1.885 | 0 | 0.43533 | 0.43533 | 0 | 0.43533 | 0.43533 | 8.5487e-16 | 0.2828 | -0.14066 | -8.5487e-16 | -0.24727 | 0.1762 | -4.6629e-16 | 0.056087 | 0.22819 | 4.6629e-16 | 0.014981 | -0.15712 | 0 | -157.8829 | 22.1171 | 0 | 22.1171 | -157.8829 | 1.05 | 0.66227 | 0.61575 | 1.05 | 0.56903 | 0.54229 | 7.7015e-14 | -146.6652 | 143.7688 | 5.9736e-14 | -161.35 | 160.3935
Line6_7_8 | 0 | 1.885 | 1.885 | 0 | 1.885 | 1.885 | 0 | 0.43533 | 0.43533 | 0 | 0.43533 | 0.43533 | 6.2172e-16 | 0.24727 | -0.1762 | -6.2172e-16 | -0.21173 | 0.21173 | -3.8858e-16 | -0.014981 | 0.15712 | 3.8858e-16 | 0.086049 | -0.086049 | 0 | -157.8829 | 22.1171 | 0 | 22.1171 | -157.8829 | 1.05 | 0.56903 | 0.54229 | 1.05 | 0.525 | 0.525 | 5.9736e-14 | -161.35 | 160.3935 | 4.7888e-14 | 180 | -180
Line7_8_9 | 0 | 0 | 0 | 0 | 0 | 0 | 0 | 0 | 0 | 0 | 0 | 0 | 1.5543e-16 | 1.9429e-16 | -4.6629e-16 | -1.5543e-16 | 1.1866e-16 | 1.5752e-16 | -1.5543e-16 | 1.7505e-09 | -1.7505e-09 | 1.5543e-16 | -1.7505e-09 | 1.7505e-09 | 0 | 0 | 0 | 0 | 0 | 0 | 1.05 | 0.525 | 0.525 | 1.05 | 0.525 | 0.525 | 4.7888e-14 | 180 | -180 | 4.4692e-14 | -180 | 180
Line8_8_10 | 0 | 0 | 0 | 0 | 0 | 0 | 0 | 0 | 0 | 0 | 0 | 0 | -7.7716e-17 | 3.1086e-16 | 3.8498e-23 | 7.7716e-17 | 2.0843e-18 | -3.0878e-16 | -1.5543e-16 | 1.7505e-09 | -1.7505e-09 | 1.1657e-16 | -1.7505e-09 | 1.7505e-09 | 0 | 0 | 0 | 0 | 0 | 0 | 1.05 | 0.525 | 0.525 | 1.05 | 0.525 | 0.525 | 4.7888e-14 | 180 | -180 | 4.4686e-14 | -180 | 180
Line9_3_11 | 0 | 0 | 0 | 0 | 0 | 0 | 0 | 0 | 0 | 0 | 0 | 0 | 3.4972e-16 | -2.5447e-09 | -4.0705e-09 | -3.4972e-16 | 2.5447e-09 | 4.0705e-09 | 9.7145e-17 | 3.7665e-09 | -1.1236e-09 | -7.7716e-17 | -3.7665e-09 | 1.1236e-09 | 0 | 0 | 0 | 0 | 0 | 0 | 1.05 | 0.93171 | 0.86555 | 1.05 | 0.93171 | 0.86555 | 1.1584e-13 | -128.6271 | 122.7608 | 1.0959e-13 | -128.6271 | 122.7608

## LL_max_10
name | pf_ikss_a_from_ka | pf_ikss_b_from_ka | pf_ikss_c_from_ka | pf_ikss_a_to_ka | pf_ikss_b_to_ka | pf_ikss_c_to_ka | pf_skss_a_from_mw | pf_skss_b_from_mw | pf_skss_c_from_mw | pf_skss_a_to_mw | pf_skss_b_to_mw | pf_skss_c_to_mw | pf_p_a_from_mw | pf_p_b_from_mw | pf_p_c_from_mw | pf_p_a_to_mw | pf_p_b_to_mw | pf_p_c_to_mw | pf_q_a_from_mvar | pf_q_b_from_mvar | pf_q_c_from_mvar | pf_q_a_to_mvar | pf_q_b_to_mvar | pf_q_c_to_mvar | pf_ikss_a_from_degree | pf_ikss_b_from_degree | pf_ikss_c_from_degree | pf_ikss_a_to_degree | pf_ikss_b_to_degree | pf_ikss_c_to_degree | pf_vm_a_from_pu | pf_vm_b_from_pu | pf_vm_c_from_pu | pf_vm_a_to_pu | pf_vm_b_to_pu | pf_vm_c_to_pu | pf_va_a_from_degree | pf_va_b_from_degree | pf_va_c_from_degree | pf_va_a_to_degree | pf_va_b_to_degree | pf_va_c_to_degree
Line0_1_2 | 0 | 1.9564 | 1.9564 | 0 | 1.9564 | 1.9564 | 0 | 0.4518 | 0.4518 | 0 | 0.4518 | 0.4518 | 1.1805e-15 | 0.38357 | -0.077384 | -1.1805e-15 | -0.3453 | 0.11566 | -1.2212e-16 | 0.2133 | 0.39907 | 1.2212e-16 | -0.13675 | -0.32252 | 0 | -158.05 | 21.95 | 0 | 21.95 | -158.05 | 1.1 | 0.97142 | 0.89974 | 1.1 | 0.82203 | 0.75838 | -8.8733e-14 | -128.9719 | 122.9242 | -1.1046e-13 | -136.444 | 131.678
Line10_11_12 | 0 | 0 | 0 | 0 | 0 | 0 | 0 | 0 | 0 | 0 | 0 | 0 | 3.6637e-16 | -2.4603e-09 | -3.9356e-09 | -3.6637e-16 | 2.4603e-09 | 3.9356e-09 | 6.1062e-17 | 3.6661e-09 | -1.1108e-09 | -2.0354e-17 | -3.6661e-09 | 1.1108e-09 | 0 | 0 | 0 | 0 | 0 | 0 | 1.1 | 0.97142 | 0.89974 | 1.1 | 0.97142 | 0.89974 | -1.0258e-13 | -128.9719 | 122.9242 | -1.0833e-13 | -128.9719 | 122.9242
Line11_12_13 | 0 | 0 | 0 | 0 | 0 | 0 | 0 | 0 | 0 | 0 | 0 | 0 | 3.0531e-16 | -2.0502e-09 | -3.2797e-09 | -3.0531e-16 | 2.0502e-09 | 3.2797e-09 | -4.0708e-17 | 3.0551e-09 | -9.2564e-10 | 2.0354e-17 | -3.0551e-09 | 9.2564e-10 | 0 | 0 | 0 | 0 | 0 | 0 | 1.1 | 0.97142 | 0.89974 | 1.1 | 0.97142 | 0.89974 | -1.0833e-13 | -128.9719 | 122.9242 | -1.1282e-13 | -128.9719 | 122.9242
Line12_13_15 | 0 | 0 | 0 | 0 | 0 | 0 | 0 | 0 | 0 | 0 | 0 | 0 | 1.0177e-16 | -1.2301e-09 | -1.9678e-09 | -1.0177e-16 | 1.2301e-09 | 1.9678e-09 | 4.0708e-17 | 1.8331e-09 | -5.5539e-10 | -6.1062e-17 | -1.8331e-09 | 5.5539e-10 | 0 | 0 | 0 | 0 | 0 | 0 | 1.1 | 0.97142 | 0.89974 | 1.1 | 0.97142 | 0.89974 | -1.1282e-13 | -128.9719 | 122.9242 | -1.1502e-13 | -128.9719 | 122.9242
Line13_13_14 | 0 | 0 | 0 | 0 | 0 | 0 | 0 | 0 | 0 | 0 | 0 | 0 | 0 | -4.1005e-10 | -6.5593e-10 | 0 | 4.1005e-10 | 6.5593e-10 | 0 | 6.1102e-10 | -1.8513e-10 | 0 | -6.1102e-10 | 1.8513e-10 | 0 | 0 | 0 | 0 | 0 | 0 | 1.1 | 0.97142 | 0.89974 | 1.1 | 0.97142 | 0.89974 | -1.1282e-13 | -128.9719 | 122.9242 | -1.1346e-13 | -128.9719 | 122.9242
Line14_15_16 | 0 | 0 | 0 | 0 | 0 | 0 | 0 | 0 | 0 | 0 | 0 | 0 | 1.0177e-16 | -8.2009e-10 | -1.3119e-09 | -6.1062e-17 | 8.2009e-10 | 1.3119e-09 | 4.0708e-17 | 1.222e-09 | -3.7026e-10 | -2.0354e-17 | -1.222e-09 | 3.7026e-10 | 0 | 0 | 0 | 0 | 0 | 0 | 1.1 | 0.97142 | 0.89974 | 1.1 | 0.97142 | 0.89974 | -1.1502e-13 | -128.9719 | 122.9242 | -1.1612e-13 | -128.9719 | 122.9242
Line15_16_17 | 0 | 0 | 0 | 0 | 0 | 0 | 0 | 0 | 0 | 0 | 0 | 0 | 2.0354e-17 | -4.1005e-10 | -6.5593e-10 | -8.1416e-17 | 4.1005e-10 | 6.5593e-10 | 2.0354e-17 | 6.1102e-10 | -1.8513e-10 | 2.0354e-17 | -6.1102e-10 | 1.8513e-10 | 0 | 0 | 0 | 0 | 0 | 0 | 1.1 | 0.97142 | 0.89974 | 1.1 | 0.97142 | 0.89974 | -1.1612e-13 | -128.9719 | 122.9242 | -1.1649e-13 | -128.9719 | 122.9242
Line16_4_18 | 0 | 0 | 0 | 0 | 0 | 0 | 0 | 0 | 0 | 0 | 0 | 0 | 4.0708e-17 | -4.1005e-10 | -6.5593e-10 | -4.0708e-17 | 4.1005e-10 | 6.5593e-10 | -2.0354e-17 | 6.1102e-10 | -1.8513e-10 | 2.0354e-17 | -6.1102e-10 | 1.8513e-10 | 0 | 0 | 0 | 0 | 0 | 0 | 1.1 | 0.97142 | 0.89974 | 1.1 | 0.97142 | 0.89974 | -9.0369e-14 | -128.9719 | 122.9242 | -9.0731e-14 | -128.9719 | 122.9242
Line17_5_19 | 0 | 0 | 0 | 0 | 0 | 0 | 0 | 0 | 0 | 0 | 0 | 0 | 4.0708e-17 | -4.1005e-10 | -6.5593e-10 | -4.0708e-17 | 4.1005e-10 | 6.5593e-10 | -2.0354e-17 | 6.1102e-10 | -1.8513e-10 | 2.0354e-17 | -6.1102e-10 | 1.8513e-10 | 0 | 0 | 0 | 0 | 0 | 0 | 1.1 | 0.97142 | 0.89974 | 1.1 | 0.97142 | 0.89974 | -9.0369e-14 | -128.9719 | 122.9242 | -9.0731e-14 | -128.9719 | 122.9242
Line1_1_3 | 0 | 0 | 0 | 0 | 0 | 0 | 0 | 0 | 0 | 0 | 0 | 0 | 4.2744e-16 | -3.2804e-09 | -5.2475e-09 | -4.6814e-16 | 3.2804e-09 | 5.2475e-09 | 1.0177e-16 | 4.8882e-09 | -1.481e-09 | -1.0177e-16 | -4.8882e-09 | 1.481e-09 | 0 | 0 | 0 | 0 | 0 | 0 | 1.1 | 0.97142 | 0.89974 | 1.1 | 0.97142 | 0.89974 | -8.8733e-14 | -128.9719 | 122.9242 | -9.6094e-14 | -128.9719 | 122.9242
Line2_1_4 | 0 | 0 | 0 | 0 | 0 | 0 | 0 | 0 | 0 | 0 | 0 | 0 | 4.0708e-17 | -8.2009e-10 | -1.3119e-09 | -6.1062e-17 | 8.2009e-10 | 1.3119e-09 | -6.3044e-32 | 1.222e-09 | -3.7026e-10 | 9.631e-32 | -1.222e-09 | 3.7026e-10 | 0 | 0 | 0 | 0 | 0 | 0 | 1.1 | 0.97142 | 0.89974 | 1.1 | 0.97142 | 0.89974 | -8.8733e-14 | -128.9719 | 122.9242 | -9.0369e-14 | -128.9719 | 122.9242
Line3_1_5 | 0 | 0 | 0 | 0 | 0 | 0 | 0 | 0 | 0 | 0 | 0 | 0 | 4.0708e-17 | -8.2009e-10 | -1.3119e-09 | -6.1062e-17 | 8.2009e-10 | 1.3119e-09 | -6.3044e-32 | 1.222e-09 | -3.7026e-10 | 9.631e-32 | -1.222e-09 | 3.7026e-10 | 0 | 0 | 0 | 0 | 0 | 0 | 1.1 | 0.97142 | 0.89974 | 1.1 | 0.97142 | 0.89974 | -8.8733e-14 | -128.9719 | 122.9242 | -9.0369e-14 | -128.9719 | 122.9242
Line4_2_6 | 0 | 1.9564 | 1.9564 | 0 | 1.9564 | 1.9564 | 0 | 0.4518 | 0.4518 | 0 | 0.4518 | 0.4518 | 1.1398e-15 | 0.3453 | -0.11566 | -1.1398e-15 | -0.30702 | 0.15393 | -2.4425e-16 | 0.13675 | 0.32252 | 2.0354e-16 | -0.060208 | -0.24598 | 0 | -158.05 | 21.95 | 0 | 21.95 | -158.05 | 1.1 | 0.82203 | 0.75838 | 1.1 | 0.6925 | 0.64226 | -1.1046e-13 | -136.444 | 131.678 | -1.3096e-13 | -146.955 | 143.988
Line5_6_7 | 0 | 1.9564 | 1.9564 | 0 | 1.9564 | 1.9564 | 0 | 0.4518 | 0.4518 | 0 | 0.4518 | 0.4518 | 8.9558e-16 | 0.30702 | -0.15393 | -8.9558e-16 | -0.26875 | 0.1922 | -2.4425e-16 | 0.060208 | 0.24598 | 2.0354e-16 | 0.016339 | -0.16943 | 0 | -158.05 | 21.95 | 0 | 21.95 | -158.05 | 1.1 | 0.6925 | 0.64226 | 1.1 | 0.59594 | 0.56711 | -1.3096e-13 | -146.955 | 143.988 | -1.4997e-13 | -161.529 | 160.5532
Line6_7_8 | 0 | 1.9564 | 1.9564 | 0 | 1.9564 | 1.9564 | 0 | 0.4518 | 0.4518 | 0 | 0.4518 | 0.4518 | 6.5133e-16 | 0.26875 | -0.1922 | -6.5133e-16 | -0.23048 | 0.23048 | -3.2567e-16 | -0.016339 | 0.16943 | 3.2567e-16 | 0.092885 | -0.092885 | 0 | -158.05 | 21.95 | 0 | 21.95 | -158.05 | 1.1 | 0.59594 | 0.56711 | 1.1 | 0.55 | 0.55 | -1.4997e-13 | -161.529 | 160.5532 | -1.6208e-13 | 180 | -180
Line7_8_9 | 0 | 0 | 0 | 0 | 0 | 0 | 0 | 0 | 0 | 0 | 0 | 0 | -1.6283e-16 | 2.4425e-16 | 1.2797e-23 | 1.6283e-16 | 1.6512e-16 | -3.2338e-16 | 4.6062e-31 | 1.9211e-09 | -1.9211e-09 | -8.1416e-17 | -1.9211e-09 | 1.9211e-09 | 0 | 0 | 0 | 0 | 0 | 0 | 1.1 | 0.55 | 0.55 | 1.1 | 0.55 | 0.55 | -1.6208e-13 | 180 | -180 | -1.6528e-13 | -180 | 180
Line8_8_10 | 0 | 0 | 0 | 0 | 0 | 0 | 0 | 0 | 0 | 0 | 0 | 0 | -3.2567e-16 | 5.6991e-16 | 3.2567e-16 | 3.2567e-16 | -4.8621e-16 | -3.2338e-16 | 8.1416e-17 | 1.9211e-09 | -1.9211e-09 | -9.407e-31 | -1.9211e-09 | 1.9211e-09 | 0 | 0 | 0 | 0 | 0 | 0 | 1.1 | 0.55 | 0.55 | 1.1 | 0.55 | 0.55 | -1.6208e-13 | 180 | -180 | -1.655e-13 | -180 | 180
Line9_3_11 | 0 | 0 | 0 | 0 | 0 | 0 | 0 | 0 | 0 | 0 | 0 | 0 | 4.6814e-16 | -2.8703e-09 | -4.5915e-09 | -4.6814e-16 | 2.8703e-09 | 4.5915e-09 | 6.1062e-17 | 4.2771e-09 | -1.2959e-09 | -4.0708e-17 | -4.2771e-09 | 1.2959e-09 | 0 | 0 | 0 | 0 | 0 | 0 | 1.1 | 0.97142 | 0.89974 | 1.1 | 0.97142 | 0.89974 | -9.6094e-14 | -128.9719 | 122.9242 | -1.0258e-13 | -128.9719 | 122.9242

## LL_max_fault_6
name | pf_ikss_a_from_ka | pf_ikss_b_from_ka | pf_ikss_c_from_ka | pf_ikss_a_to_ka | pf_ikss_b_to_ka | pf_ikss_c_to_ka | pf_skss_a_from_mw | pf_skss_b_from_mw | pf_skss_c_from_mw | pf_skss_a_to_mw | pf_skss_b_to_mw | pf_skss_c_to_mw | pf_p_a_from_mw | pf_p_b_from_mw | pf_p_c_from_mw | pf_p_a_to_mw | pf_p_b_to_mw | pf_p_c_to_mw | pf_q_a_from_mvar | pf_q_b_from_mvar | pf_q_c_from_mvar | pf_q_a_to_mvar | pf_q_b_to_mvar | pf_q_c_to_mvar | pf_ikss_a_from_degree | pf_ikss_b_from_degree | pf_ikss_c_from_degree | pf_ikss_a_to_degree | pf_ikss_b_to_degree | pf_ikss_c_to_degree | pf_vm_a_from_pu | pf_vm_b_from_pu | pf_vm_c_from_pu | pf_vm_a_to_pu | pf_vm_b_to_pu | pf_vm_c_to_pu | pf_va_a_from_degree | pf_va_b_from_degree | pf_va_c_from_degree | pf_va_a_to_degree | pf_va_b_to_degree | pf_va_c_to_degree
Line0_1_2 | 0 | 0.057717 | 0.057717 | 0 | 0.057717 | 0.057717 | 0 | 0.013329 | 0.013329 | 0 | 0.013329 | 0.013329 | 3.0358e-17 | 0.013468 | 0.0034547 | -3.0358e-17 | -0.013435 | -0.0034214 | 3.6429e-18 | 0.0037057 | 0.013484 | -3.6429e-18 | -0.0036391 | -0.013417 | 0 | -135.6822 | 44.3178 | 0 | 44.3178 | -135.6822 | 1.05 | 1.048 | 1.0443 | 1.05 | 1.0443 | 1.0388 | 1.6115e-14 | -120.2981 | 119.9471 | 1.554e-14 | -120.5262 | 120.0122
Line10_11_12 | 0 | 0 | 0 | 0 | 0 | 0 | 0 | 0 | 0 | 0 | 0 | 0 | 7.2858e-18 | -4.627e-11 | -1.3184e-10 | -6.6787e-18 | 4.627e-11 | 1.3184e-10 | 2.4286e-18 | 1.2595e-10 | 2.226e-11 | -3.6429e-18 | -1.2595e-10 | -2.226e-11 | 0 | 0 | 0 | 0 | 0 | 0 | 1.05 | 1.048 | 1.0443 | 1.05 | 1.048 | 1.0443 | 1.5779e-14 | -120.2981 | 119.9471 | 1.5629e-14 | -120.2981 | 119.9471
Line11_12_13 | 0 | 0 | 0 | 0 | 0 | 0 | 0 | 0 | 0 | 0 | 0 | 0 | 7.2858e-18 | -3.8558e-11 | -1.0987e-10 | -7.2858e-18 | 3.8558e-11 | 1.0987e-10 | 6.0715e-19 | 1.0496e-10 | 1.855e-11 | -6.0715e-19 | -1.0496e-10 | -1.855e-11 | 0 | 0 | 0 | 0 | 0 | 0 | 1.05 | 1.048 | 1.0443 | 1.05 | 1.048 | 1.0443 | 1.5629e-14 | -120.2981 | 119.9471 | 1.5508e-14 | -120.2981 | 119.9471
Line12_13_15 | 0 | 0 | 0 | 0 | 0 | 0 | 0 | 0 | 0 | 0 | 0 | 0 | 2.7322e-18 | -2.3135e-11 | -6.592e-11 | -3.3393e-18 | 2.3135e-11 | 6.592e-11 | 1.2143e-18 | 6.2976e-11 | 1.113e-11 | -1.8215e-18 | -6.2976e-11 | -1.113e-11 | 0 | 0 | 0 | 0 | 0 | 0 | 1.05 | 1.048 | 1.0443 | 1.05 | 1.048 | 1.0443 | 1.5508e-14 | -120.2981 | 119.9471 | 1.5448e-14 | -120.2981 | 119.9471
Line13_13_14 | 0 | 0 | 0 | 0 | 0 | 0 | 0 | 0 | 0 | 0 | 0 | 0 | 3.0358e-19 | -7.7116e-12 | -2.1973e-11 | -9.1073e-19 | 7.7116e-12 | 2.1973e-11 | 6.0715e-19 | 2.0992e-11 | 3.71e-12 | -2.4627e-34 | -2.0992e-11 | -3.71e-12 | 0 | 0 | 0 | 0 | 0 | 0 | 1.05 | 1.048 | 1.0443 | 1.05 | 1.048 | 1.0443 | 1.5508e-14 | -120.2981 | 119.9471 | 1.5493e-14 | -120.2981 | 119.9471
Line14_15_16 | 0 | 0 | 0 | 0 | 0 | 0 | 0 | 0 | 0 | 0 | 0 | 0 | 4.5536e-18 | -1.5423e-11 | -4.3946e-11 | -3.3393e-18 | 1.5423e-11 | 4.3946e-11 | 6.0715e-19 | 4.1984e-11 | 7.42e-12 | -1.2143e-18 | -4.1984e-11 | -7.42e-12 | 0 | 0 | 0 | 0 | 0 | 0 | 1.05 | 1.048 | 1.0443 | 1.05 | 1.048 | 1.0443 | 1.5448e-14 | -120.2981 | 119.9471 | 1.5419e-14 | -120.2981 | 119.9471
Line15_16_17 | 0 | 0 | 0 | 0 | 0 | 0 | 0 | 0 | 0 | 0 | 0 | 0 | -6.0715e-19 | -7.7116e-12 | -2.1973e-11 | 6.0715e-19 | 7.7116e-12 | 2.1973e-11 | -6.0715e-19 | 2.0992e-11 | 3.71e-12 | 6.0715e-19 | -2.0992e-11 | -3.71e-12 | 0 | 0 | 0 | 0 | 0 | 0 | 1.05 | 1.048 | 1.0443 | 1.05 | 1.048 | 1.0443 | 1.5419e-14 | -120.2981 | 119.9471 | 1.54e-14 | -120.2981 | 119.9471
Line16_4_18 | 0 | 0 | 0 | 0 | 0 | 0 | 0 | 0 | 0 | 0 | 0 | 0 | 0 | -7.7116e-12 | -2.1973e-11 | 0 | 7.7116e-12 | 2.1973e-11 | 0 | 2.0992e-11 | 3.71e-12 | 0 | -2.0992e-11 | -3.71e-12 | 0 | 0 | 0 | 0 | 0 | 0 | 1.05 | 1.048 | 1.0443 | 1.05 | 1.048 | 1.0443 | 1.6086e-14 | -120.2981 | 119.9471 | 1.6067e-14 | -120.2981 | 119.9471
Line17_5_19 | 0 | 0 | 0 | 0 | 0 | 0 | 0 | 0 | 0 | 0 | 0 | 0 | 0 | -7.7116e-12 | -2.1973e-11 | 0 | 7.7116e-12 | 2.1973e-11 | 0 | 2.0992e-11 | 3.71e-12 | 0 | -2.0992e-11 | -3.71e-12 | 0 | 0 | 0 | 0 | 0 | 0 | 1.05 | 1.048 | 1.0443 | 1.05 | 1.048 | 1.0443 | 1.6086e-14 | -120.2981 | 119.9471 | 1.6067e-14 | -120.2981 | 119.9471
Line1_1_3 | 0 | 0 | 0 | 0 | 0 | 0 | 0 | 0 | 0 | 0 | 0 | 0 | 1.0322e-17 | -6.1693e-11 | -1.7579e-10 | -9.7145e-18 | 6.1693e-11 | 1.7579e-10 | 6.6787e-18 | 1.6794e-10 | 2.968e-11 | -7.2858e-18 | -1.6794e-10 | -2.968e-11 | 0 | 0 | 0 | 0 | 0 | 0 | 1.05 | 1.048 | 1.0443 | 1.05 | 1.048 | 1.0443 | 1.6115e-14 | -120.2981 | 119.9471 | 1.5943e-14 | -120.2981 | 119.9471
Line2_1_4 | 0 | 0 | 0 | 0 | 0 | 0 | 0 | 0 | 0 | 0 | 0 | 0 | -3.4153e-34 | -1.5423e-11 | -4.3946e-11 | 3.4092e-34 | 1.5423e-11 | 4.3946e-11 | 1.2143e-18 | 4.1984e-11 | 7.42e-12 | -1.2143e-18 | -4.1984e-11 | -7.42e-12 | 0 | 0 | 0 | 0 | 0 | 0 | 1.05 | 1.048 | 1.0443 | 1.05 | 1.048 | 1.0443 | 1.6115e-14 | -120.2981 | 119.9471 | 1.6086e-14 | -120.2981 | 119.9471
Line3_1_5 | 0 | 0 | 0 | 0 | 0 | 0 | 0 | 0 | 0 | 0 | 0 | 0 | -3.4153e-34 | -1.5423e-11 | -4.3946e-11 | 3.4092e-34 | 1.5423e-11 | 4.3946e-11 | 1.2143e-18 | 4.1984e-11 | 7.42e-12 | -1.2143e-18 | -4.1984e-11 | -7.42e-12 | 0 | 0 | 0 | 0 | 0 | 0 | 1.05 | 1.048 | 1.0443 | 1.05 | 1.048 | 1.0443 | 1.6115e-14 | -120.2981 | 119.9471 | 1.6086e-14 | -120.2981 | 119.9471
Line4_2_6 | 0 | 0.057717 | 0.057717 | 0 | 0.057717 | 0.057717 | 0 | 0.013329 | 0.013329 | 0 | 0.013329 | 0.013329 | 2.7929e-17 | 0.013435 | 0.0034214 | -2.55e-17 | -0.013402 | -0.003388 | -2.4286e-18 | 0.0036391 | 0.013417 | -6.6777e-33 | -0.0035725 | -0.01335 | 0 | -135.6822 | 44.3178 | 0 | 44.3178 | -135.6822 | 1.05 | 1.0443 | 1.0388 | 1.05 | 1.0405 | 1.0333 | 1.554e-14 | -120.5262 | 120.0122 | 1.5004e-14 | -120.7558 | 120.078
Line5_6_7 | 0 | 0.057717 | 0.057717 | 0 | 0.057717 | 0.057717 | 0 | 0.013329 | 0.013329 | 0 | 0.013329 | 0.013329 | 1.7e-17 | 0.013402 | 0.003388 | -1.4572e-17 | -0.013368 | -0.0033547 | 4.8572e-18 | 0.0035725 | 0.01335 | -4.8572e-18 | -0.0035059 | -0.013284 | 0 | -135.6822 | 44.3178 | 0 | 44.3178 | -135.6822 | 1.05 | 1.0405 | 1.0333 | 1.05 | 1.0368 | 1.0279 | 1.5004e-14 | -120.7558 | 120.078 | 1.4565e-14 | -120.9872 | 120.1445
Line6_7_8 | 0 | 0.057717 | 0.057717 | 0 | 0.057717 | 0.057717 | 0 | 0.013329 | 0.013329 | 0 | 0.013329 | 0.013329 | 1.4572e-17 | 0.013368 | 0.0033547 | -1.2143e-17 | -0.013335 | -0.0033214 | -2.4286e-18 | 0.0035059 | 0.013284 | 2.4286e-18 | -0.0034392 | -0.013217 | 0 | -135.6822 | 44.3178 | 0 | 44.3178 | -135.6822 | 1.05 | 1.0368 | 1.0279 | 1.05 | 1.0332 | 1.0224 | 1.4565e-14 | -120.9872 | 120.1445 | 1.4204e-14 | -121.2201 | 120.2117
Line7_8_9 | 0 | 0 | 0 | 0 | 0 | 0 | 0 | 0 | 0 | 0 | 0 | 0 | -1.2042e-33 | -6.2856e-11 | -1.0336e-10 | 5.9843e-34 | 6.2856e-11 | 1.0336e-10 | 4.8572e-18 | 8.4699e-11 | -1.4546e-11 | -2.4286e-18 | -8.4699e-11 | 1.4546e-11 | 0 | 0 | 0 | 0 | 0 | 0 | 1.05 | 1.0332 | 1.0224 | 1.05 | 1.0332 | 1.0224 | 1.4204e-14 | -121.2201 | 120.2117 | 1.4118e-14 | -121.2201 | 120.2117
Line8_8_10 | 0 | 0 | 0 | 0 | 0 | 0 | 0 | 0 | 0 | 0 | 0 | 0 | -2.4286e-18 | -6.2856e-11 | -1.0336e-10 | -5.9882e-34 | 6.2856e-11 | 1.0336e-10 | -6.0209e-34 | 8.4699e-11 | -1.4546e-11 | 2.4286e-18 | -8.4699e-11 | 1.4546e-11 | 0 | 0 | 0 | 0 | 0 | 0 | 1.05 | 1.0332 | 1.0224 | 1.05 | 1.0332 | 1.0224 | 1.4204e-14 | -121.2201 | 120.2117 | 1.4127e-14 | -121.2201 | 120.2117
Line9_3_11 | 0 | 0 | 0 | 0 | 0 | 0 | 0 | 0 | 0 | 0 | 0 | 0 | 9.1073e-18 | -5.3981e-11 | -1.5381e-10 | -8.5001e-18 | 5.3981e-11 | 1.5381e-10 | 4.2501e-18 | 1.4694e-10 | 2.597e-11 | -4.2501e-18 | -1.4694e-10 | -2.597e-11 | 0 | 0 | 0 | 0 | 0 | 0 | 1.05 | 1.048 | 1.0443 | 1.05 | 1.048 | 1.0443 | 1.5943e-14 | -120.2981 | 119.9471 | 1.5779e-14 | -120.2981 | 119.9471

## LL_max_fault_10
name | pf_ikss_a_from_ka | pf_ikss_b_from_ka | pf_ikss_c_from_ka | pf_ikss_a_to_ka | pf_ikss_b_to_ka | pf_ikss_c_to_ka | pf_skss_a_from_mw | pf_skss_b_from_mw | pf_skss_c_from_mw | pf_skss_a_to_mw | pf_skss_b_to_mw | pf_skss_c_to_mw | pf_p_a_from_mw | pf_p_b_from_mw | pf_p_c_from_mw | pf_p_a_to_mw | pf_p_b_to_mw | pf_p_c_to_mw | pf_q_a_from_mvar | pf_q_b_from_mvar | pf_q_c_from_mvar | pf_q_a_to_mvar | pf_q_b_to_mvar | pf_q_c_to_mvar | pf_ikss_a_from_degree | pf_ikss_b_from_degree | pf_ikss_c_from_degree | pf_ikss_a_to_degree | pf_ikss_b_to_degree | pf_ikss_c_to_degree | pf_vm_a_from_pu | pf_vm_b_from_pu | pf_vm_c_from_pu | pf_vm_a_to_pu | pf_vm_b_to_pu | pf_vm_c_to_pu | pf_va_a_from_degree | pf_va_b_from_degree | pf_va_c_from_degree | pf_va_a_to_degree | pf_va_b_to_degree | pf_va_c_to_degree
Line0_1_2 | 0 | 0.060452 | 0.060452 | 0 | 0.060452 | 0.060452 | 0 | 0.013961 | 0.013961 | 0 | 0.013961 | 0.013961 | 3.3075e-17 | 0.014777 | 0.0037874 | -3.3075e-17 | -0.01474 | -0.0037509 | 8.9049e-18 | 0.004065 | 0.014792 | -7.6328e-18 | -0.0039919 | -0.014719 | 0 | -135.6932 | 44.3068 | 0 | 44.3068 | -135.6932 | 1.1 | 1.0978 | 1.0937 | 1.1 | 1.0939 | 1.088 | 1.0743e-14 | -120.3121 | 119.9447 | 1.0177e-14 | -120.5402 | 120.0098
Line10_11_12 | 0 | 0 | 0 | 0 | 0 | 0 | 0 | 0 | 0 | 0 | 0 | 0 | 7.9508e-18 | -5.3155e-11 | -1.5146e-10 | -8.5869e-18 | 5.3155e-11 | 1.5146e-10 | 3.8164e-18 | 1.4472e-10 | 2.555e-11 | -3.8164e-18 | -1.4472e-10 | -2.555e-11 | 0 | 0 | 0 | 0 | 0 | 0 | 1.1 | 1.0978 | 1.0937 | 1.1 | 1.0978 | 1.0937 | 1.0379e-14 | -120.3121 | 119.9447 | 1.0223e-14 | -120.3121 | 119.9447
Line11_12_13 | 0 | 0 | 0 | 0 | 0 | 0 | 0 | 0 | 0 | 0 | 0 | 0 | 6.6787e-18 | -4.4296e-11 | -1.2622e-10 | -6.6787e-18 | 4.4296e-11 | 1.2622e-10 | 1.2721e-18 | 1.206e-10 | 2.1292e-11 | -1.2721e-18 | -1.206e-10 | -2.1292e-11 | 0 | 0 | 0 | 0 | 0 | 0 | 1.1 | 1.0978 | 1.0937 | 1.1 | 1.0978 | 1.0937 | 1.0223e-14 | -120.3121 | 119.9447 | 1.0096e-14 | -120.3121 | 119.9447
Line12_13_15 | 0 | 0 | 0 | 0 | 0 | 0 | 0 | 0 | 0 | 0 | 0 | 0 | 5.0885e-18 | -2.6578e-11 | -7.5731e-11 | -5.0885e-18 | 2.6578e-11 | 7.5731e-11 | 1.9082e-18 | 7.2361e-11 | 1.2775e-11 | -1.2721e-18 | -7.2361e-11 | -1.2775e-11 | 0 | 0 | 0 | 0 | 0 | 0 | 1.1 | 1.0978 | 1.0937 | 1.1 | 1.0978 | 1.0937 | 1.0096e-14 | -120.3121 | 119.9447 | 1.0033e-14 | -120.3121 | 119.9447
Line13_13_14 | 0 | 0 | 0 | 0 | 0 | 0 | 0 | 0 | 0 | 0 | 0 | 0 | -1.1208e-34 | -8.8592e-12 | -2.5244e-11 | 2.2382e-34 | 8.8592e-12 | 2.5244e-11 | 6.3607e-19 | 2.412e-11 | 4.2584e-12 | -1.2721e-18 | -2.412e-11 | -4.2584e-12 | 0 | 0 | 0 | 0 | 0 | 0 | 1.1 | 1.0978 | 1.0937 | 1.1 | 1.0978 | 1.0937 | 1.0096e-14 | -120.3121 | 119.9447 | 1.0081e-14 | -120.3121 | 119.9447
Line14_15_16 | 0 | 0 | 0 | 0 | 0 | 0 | 0 | 0 | 0 | 0 | 0 | 0 | 1.2721e-18 | -1.7718e-11 | -5.0487e-11 | -6.3607e-19 | 1.7718e-11 | 5.0487e-11 | 1.9082e-18 | 4.824e-11 | 8.5168e-12 | -6.3607e-19 | -4.824e-11 | -8.5168e-12 | 0 | 0 | 0 | 0 | 0 | 0 | 1.1 | 1.0978 | 1.0937 | 1.1 | 1.0978 | 1.0937 | 1.0033e-14 | -120.3121 | 119.9447 | 1.0003e-14 | -120.3121 | 119.9447
Line15_16_17 | 0 | 0 | 0 | 0 | 0 | 0 | 0 | 0 | 0 | 0 | 0 | 0 | 3.1803e-19 | -8.8592e-12 | -2.5244e-11 | -3.1803e-19 | 8.8592e-12 | 2.5244e-11 | 5.5523e-35 | 2.412e-11 | 4.2584e-12 | 1.2721e-18 | -2.412e-11 | -4.2584e-12 | 0 | 0 | 0 | 0 | 0 | 0 | 1.1 | 1.0978 | 1.0937 | 1.1 | 1.0978 | 1.0937 | 1.0003e-14 | -120.3121 | 119.9447 | 9.9835e-15 | -120.3121 | 119.9447
Line16_4_18 | 0 | 0 | 0 | 0 | 0 | 0 | 0 | 0 | 0 | 0 | 0 | 0 | 3.1803e-19 | -8.8592e-12 | -2.5244e-11 | -3.1803e-19 | 8.8592e-12 | 2.5244e-11 | -1.2721e-18 | 2.412e-11 | 4.2584e-12 | 1.9082e-18 | -2.412e-11 | -4.2584e-12 | 0 | 0 | 0 | 0 | 0 | 0 | 1.1 | 1.0978 | 1.0937 | 1.1 | 1.0978 | 1.0937 | 1.0699e-14 | -120.3121 | 119.9447 | 1.068e-14 | -120.3121 | 119.9447
Line17_5_19 | 0 | 0 | 0 | 0 | 0 | 0 | 0 | 0 | 0 | 0 | 0 | 0 | 3.1803e-19 | -8.8592e-12 | -2.5244e-11 | -3.1803e-19 | 8.8592e-12 | 2.5244e-11 | -1.2721e-18 | 2.412e-11 | 4.2584e-12 | 1.9082e-18 | -2.412e-11 | -4.2584e-12 | 0 | 0 | 0 | 0 | 0 | 0 | 1.1 | 1.0978 | 1.0937 | 1.1 | 1.0978 | 1.0937 | 1.0699e-14 | -120.3121 | 119.9447 | 1.068e-14 | -120.3121 | 119.9447
Line1_1_3 | 0 | 0 | 0 | 0 | 0 | 0 | 0 | 0 | 0 | 0 | 0 | 0 | 1.2085e-17 | -7.0874e-11 | -2.0195e-10 | -1.2085e-17 | 7.0874e-11 | 2.0195e-10 | 7.6328e-18 | 1.9296e-10 | 3.4067e-11 | -6.3607e-18 | -1.9296e-10 | -3.4067e-11 | 0 | 0 | 0 | 0 | 0 | 0 | 1.1 | 1.0978 | 1.0937 | 1.1 | 1.0978 | 1.0937 | 1.0743e-14 | -120.3121 | 119.9447 | 1.0552e-14 | -120.3121 | 119.9447
Line2_1_4 | 0 | 0 | 0 | 0 | 0 | 0 | 0 | 0 | 0 | 0 | 0 | 0 | 2.5443e-18 | -1.7718e-11 | -5.0487e-11 | -2.5443e-18 | 1.7718e-11 | 5.0487e-11 | 1.2721e-18 | 4.8241e-11 | 8.5168e-12 | -4.751e-34 | -4.824e-11 | -8.5168e-12 | 0 | 0 | 0 | 0 | 0 | 0 | 1.1 | 1.0978 | 1.0937 | 1.1 | 1.0978 | 1.0937 | 1.0743e-14 | -120.3121 | 119.9447 | 1.0699e-14 | -120.3121 | 119.9447
Line3_1_5 | 0 | 0 | 0 | 0 | 0 | 0 | 0 | 0 | 0 | 0 | 0 | 0 | 2.5443e-18 | -1.7718e-11 | -5.0487e-11 | -2.5443e-18 | 1.7718e-11 | 5.0487e-11 | 1.2721e-18 | 4.8241e-11 | 8.5168e-12 | -4.751e-34 | -4.824e-11 | -8.5168e-12 | 0 | 0 | 0 | 0 | 0 | 0 | 1.1 | 1.0978 | 1.0937 | 1.1 | 1.0978 | 1.0937 | 1.0743e-14 | -120.3121 | 119.9447 | 1.0699e-14 | -120.3121 | 119.9447
Line4_2_6 | 0 | 0.060452 | 0.060452 | 0 | 0.060452 | 0.060452 | 0 | 0.013961 | 0.013961 | 0 | 0.013961 | 0.013961 | 2.9259e-17 | 0.01474 | 0.0037509 | -2.9259e-17 | -0.014704 | -0.0037143 | 1.0177e-17 | 0.0039919 | 0.014719 | -7.6328e-18 | -0.0039188 | -0.014646 | 0 | -135.6932 | 44.3068 | 0 | 44.3068 | -135.6932 | 1.1 | 1.0939 | 1.088 | 1.1 | 1.09 | 1.0823 | 1.0177e-14 | -120.5402 | 120.0098 | 9.6908e-15 | -120.7698 | 120.0757
Line5_6_7 | 0 | 0.060452 | 0.060452 | 0 | 0.060452 | 0.060452 | 0 | 0.013961 | 0.013961 | 0 | 0.013961 | 0.013961 | 1.781e-17 | 0.014704 | 0.0037143 | -1.781e-17 | -0.014667 | -0.0036778 | 3.0123e-33 | 0.0039188 | 0.014646 | -2.5443e-18 | -0.0038457 | -0.014572 | 0 | -135.6932 | 44.3068 | 0 | 44.3068 | -135.6932 | 1.1 | 1.09 | 1.0823 | 1.1 | 1.0861 | 1.0765 | 9.6908e-15 | -120.7698 | 120.0757 | 9.1245e-15 | -121.0011 | 120.1422
Line6_7_8 | 0 | 0.060452 | 0.060452 | 0 | 0.060452 | 0.060452 | 0 | 0.013961 | 0.013961 | 0 | 0.013961 | 0.013961 | 1.2721e-17 | 0.014667 | 0.0036778 | -1.2721e-17 | -0.014631 | -0.0036413 | 2.0259e-33 | 0.0038457 | 0.014572 | 2.5443e-18 | -0.0037726 | -0.014499 | 0 | -135.6932 | 44.3068 | 0 | 44.3068 | -135.6932 | 1.1 | 1.0861 | 1.0765 | 1.1 | 1.0823 | 1.0708 | 9.1245e-15 | -121.0011 | 120.1422 | 8.7624e-15 | -121.2341 | 120.2095
Line7_8_9 | 0 | 0 | 0 | 0 | 0 | 0 | 0 | 0 | 0 | 0 | 0 | 0 | -2.5443e-18 | -6.9334e-11 | -1.1449e-10 | 2.5443e-18 | 6.9334e-11 | 1.1449e-10 | -3.891e-34 | 9.4011e-11 | -1.5791e-11 | 2.5443e-18 | -9.4011e-11 | 1.5791e-11 | 0 | 0 | 0 | 0 | 0 | 0 | 1.1 | 1.0823 | 1.0708 | 1.1 | 1.0823 | 1.0708 | 8.7624e-15 | -121.2341 | 120.2095 | 8.6754e-15 | -121.2341 | 120.2095
Line8_8_10 | 0 | 0 | 0 | 0 | 0 | 0 | 0 | 0 | 0 | 0 | 0 | 0 | -5.0885e-18 | -6.9334e-11 | -1.1449e-10 | 5.0885e-18 | 6.9334e-11 | 1.1449e-10 | -2.5443e-18 | 9.4011e-11 | -1.5791e-11 | 2.5443e-18 | -9.4011e-11 | 1.5791e-11 | 0 | 0 | 0 | 0 | 0 | 0 | 1.1 | 1.0823 | 1.0708 | 1.1 | 1.0823 | 1.0708 | 8.7624e-15 | -121.2341 | 120.2095 | 8.6516e-15 | -121.2341 | 120.2095
Line9_3_11 | 0 | 0 | 0 | 0 | 0 | 0 | 0 | 0 | 0 | 0 | 0 | 0 | 1.0813e-17 | -6.2015e-11 | -1.7671e-10 | -1.0813e-17 | 6.2015e-11 | 1.7671e-10 | 5.0885e-18 | 1.6884e-10 | 2.9809e-11 | -5.0885e-18 | -1.6884e-10 | -2.9809e-11 | 0 | 0 | 0 | 0 | 0 | 0 | 1.1 | 1.0978 | 1.0937 | 1.1 | 1.0978 | 1.0937 | 1.0552e-14 | -120.3121 | 119.9447 | 1.0379e-14 | -120.3121 | 119.9447

## LL_min_6
name | pf_ikss_a_from_ka | pf_ikss_b_from_ka | pf_ikss_c_from_ka | pf_ikss_a_to_ka | pf_ikss_b_to_ka | pf_ikss_c_to_ka | pf_skss_a_from_mw | pf_skss_b_from_mw | pf_skss_c_from_mw | pf_skss_a_to_mw | pf_skss_b_to_mw | pf_skss_c_to_mw | pf_p_a_from_mw | pf_p_b_from_mw | pf_p_c_from_mw | pf_p_a_to_mw | pf_p_b_to_mw | pf_p_c_to_mw | pf_q_a_from_mvar | pf_q_b_from_mvar | pf_q_c_from_mvar | pf_q_a_to_mvar | pf_q_b_to_mvar | pf_q_c_to_mvar | pf_ikss_a_from_degree | pf_ikss_b_from_degree | pf_ikss_c_from_degree | pf_ikss_a_to_degree | pf_ikss_b_to_degree | pf_ikss_c_to_degree | pf_vm_a_from_pu | pf_vm_b_from_pu | pf_vm_c_from_pu | pf_vm_a_to_pu | pf_vm_b_to_pu | pf_vm_c_to_pu | pf_va_a_from_degree | pf_va_b_from_degree | pf_va_c_from_degree | pf_va_a_to_degree | pf_va_b_to_degree | pf_va_c_to_degree
Line0_1_2 | 0 | 1.455 | 1.455 | 0 | 1.455 | 1.455 | 0 | 0.33601 | 0.33601 | 0 | 0.33601 | 0.33601 | 5.2736e-17 | 0.28984 | 0.03533 | -7.0314e-17 | -0.24919 | 0.005316 | 3.3399e-16 | 0.073022 | 0.26569 | -3.3399e-16 | -0.030682 | -0.22336 | 0 | -142.8727 | 37.1273 | 0 | 37.1273 | -142.8727 | 0.95 | 0.88953 | 0.79769 | 0.95 | 0.74721 | 0.66491 | 3.9277e-13 | -128.7319 | 119.553 | 3.9766e-13 | -135.8534 | 128.4907
Line10_11_12 | 0 | 0 | 0 | 0 | 0 | 0 | 0 | 0 | 0 | 0 | 0 | 0 | 1.7579e-17 | -9.6789e-10 | -2.6725e-09 | 2.452e-31 | 9.6789e-10 | 2.6725e-09 | 3.5157e-17 | 2.8224e-09 | 1.3007e-10 | -3.5157e-17 | -2.8224e-09 | -1.3007e-10 | 0 | 0 | 0 | 0 | 0 | 0 | 0.95 | 0.88953 | 0.79769 | 0.95 | 0.88953 | 0.79769 | 3.9734e-13 | -128.7319 | 119.553 | 3.996e-13 | -128.7319 | 119.553
Line11_12_13 | 0 | 0 | 0 | 0 | 0 | 0 | 0 | 0 | 0 | 0 | 0 | 0 | -3.678e-31 | -8.0657e-10 | -2.2271e-09 | 4.9296e-31 | 8.0657e-10 | 2.2271e-09 | 5.2736e-17 | 2.352e-09 | 1.0839e-10 | -7.0314e-17 | -2.352e-09 | -1.0839e-10 | 0 | 0 | 0 | 0 | 0 | 0 | 0.95 | 0.88953 | 0.79769 | 0.95 | 0.88953 | 0.79769 | 3.996e-13 | -128.7319 | 119.553 | 4.0169e-13 | -128.7319 | 119.553
Line12_13_15 | 0 | 0 | 0 | 0 | 0 | 0 | 0 | 0 | 0 | 0 | 0 | 0 | -3.6972e-31 | -4.8394e-10 | -1.3362e-09 | 8.7893e-18 | 4.8394e-10 | 1.3362e-09 | 5.2736e-17 | 1.4112e-09 | 6.5035e-11 | -3.5157e-17 | -1.4112e-09 | -6.5035e-11 | 0 | 0 | 0 | 0 | 0 | 0 | 0.95 | 0.88953 | 0.79769 | 0.95 | 0.88953 | 0.79769 | 4.0169e-13 | -128.7319 | 119.553 | 4.0267e-13 | -128.7319 | 119.553
Line13_13_14 | 0 | 0 | 0 | 0 | 0 | 0 | 0 | 0 | 0 | 0 | 0 | 0 | -2.4648e-31 | -1.6131e-10 | -4.4541e-10 | 8.7893e-18 | 1.6131e-10 | 4.4541e-10 | 3.5157e-17 | 4.7039e-10 | 2.1678e-11 | -1.7579e-17 | -4.7039e-10 | -2.1678e-11 | 0 | 0 | 0 | 0 | 0 | 0 | 0.95 | 0.88953 | 0.79769 | 0.95 | 0.88953 | 0.79769 | 4.0169e-13 | -128.7319 | 119.553 | 4.0162e-13 | -128.7319 | 119.553
Line14_15_16 | 0 | 0 | 0 | 0 | 0 | 0 | 0 | 0 | 0 | 0 | 0 | 0 | -1.7579e-17 | -3.2263e-10 | -8.9083e-10 | 1.7579e-17 | 3.2263e-10 | 8.9083e-10 | 1.7579e-17 | 9.4079e-10 | 4.3357e-11 | -3.5157e-17 | -9.4079e-10 | -4.3357e-11 | 0 | 0 | 0 | 0 | 0 | 0 | 0.95 | 0.88953 | 0.79769 | 0.95 | 0.88953 | 0.79769 | 4.0267e-13 | -128.7319 | 119.553 | 4.0348e-13 | -128.7319 | 119.553
Line15_16_17 | 0 | 0 | 0 | 0 | 0 | 0 | 0 | 0 | 0 | 0 | 0 | 0 | -1.3184e-17 | -1.6131e-10 | -4.4541e-10 | 1.3184e-17 | 1.6131e-10 | 4.4541e-10 | 1.7579e-17 | 4.7039e-10 | 2.1678e-11 | -3.5157e-17 | -4.7039e-10 | -2.1678e-11 | 0 | 0 | 0 | 0 | 0 | 0 | 0.95 | 0.88953 | 0.79769 | 0.95 | 0.88953 | 0.79769 | 4.0348e-13 | -128.7319 | 119.553 | 4.0371e-13 | -128.7319 | 119.553
Line16_4_18 | 0 | 0 | 0 | 0 | 0 | 0 | 0 | 0 | 0 | 0 | 0 | 0 | -8.7893e-18 | -1.6131e-10 | -4.4541e-10 | 1.21e-31 | 1.6131e-10 | 4.4541e-10 | -1.7579e-17 | 4.7039e-10 | 2.1679e-11 | -1.7579e-17 | -4.7039e-10 | -2.1679e-11 | 0 | 0 | 0 | 0 | 0 | 0 | 0.95 | 0.88953 | 0.79769 | 0.95 | 0.88953 | 0.79769 | 3.9414e-13 | -128.7319 | 119.553 | 3.9438e-13 | -128.7319 | 119.553
Line17_5_19 | 0 | 0 | 0 | 0 | 0 | 0 | 0 | 0 | 0 | 0 | 0 | 0 | -8.7893e-18 | -1.6131e-10 | -4.4541e-10 | 1.21e-31 | 1.6131e-10 | 4.4541e-10 | -1.7579e-17 | 4.7039e-10 | 2.1679e-11 | -1.7579e-17 | -4.7039e-10 | -2.1679e-11 | 0 | 0 | 0 | 0 | 0 | 0 | 0.95 | 0.88953 | 0.79769 | 0.95 | 0.88953 | 0.79769 | 3.9414e-13 | -128.7319 | 119.553 | 3.9438e-13 | -128.7319 | 119.553
Line1_1_3 | 0 | 0 | 0 | 0 | 0 | 0 | 0 | 0 | 0 | 0 | 0 | 0 | 1.7579e-17 | -1.2905e-09 | -3.5633e-09 | -2.6368e-17 | 1.2905e-09 | 3.5633e-09 | 1.0547e-16 | 3.7632e-09 | 1.7343e-10 | -1.0547e-16 | -3.7632e-09 | -1.7343e-10 | 0 | 0 | 0 | 0 | 0 | 0 | 0.95 | 0.88953 | 0.79769 | 0.95 | 0.88953 | 0.79769 | 3.9277e-13 | -128.7319 | 119.553 | 3.9508e-13 | -128.7319 | 119.553
Line2_1_4 | 0 | 0 | 0 | 0 | 0 | 0 | 0 | 0 | 0 | 0 | 0 | 0 | -3.0762e-17 | -3.2263e-10 | -8.9083e-10 | 2.1973e-17 | 3.2263e-10 | 8.9083e-10 | 5.2736e-17 | 9.4079e-10 | 4.3357e-11 | -7.0314e-17 | -9.4079e-10 | -4.3357e-11 | 0 | 0 | 0 | 0 | 0 | 0 | 0.95 | 0.88953 | 0.79769 | 0.95 | 0.88953 | 0.79769 | 3.9277e-13 | -128.7319 | 119.553 | 3.9414e-13 | -128.7319 | 119.553
Line3_1_5 | 0 | 0 | 0 | 0 | 0 | 0 | 0 | 0 | 0 | 0 | 0 | 0 | -3.0762e-17 | -3.2263e-10 | -8.9083e-10 | 2.1973e-17 | 3.2263e-10 | 8.9083e-10 | 5.2736e-17 | 9.4079e-10 | 4.3357e-11 | -7.0314e-17 | -9.4079e-10 | -4.3357e-11 | 0 | 0 | 0 | 0 | 0 | 0 | 0.95 | 0.88953 | 0.79769 | 0.95 | 0.88953 | 0.79769 | 3.9277e-13 | -128.7319 | 119.553 | 3.9414e-13 | -128.7319 | 119.553
Line4_2_6 | 0 | 1.455 | 1.455 | 0 | 1.455 | 1.455 | 0 | 0.33601 | 0.33601 | 0 | 0.33601 | 0.33601 | 3.5157e-17 | 0.24919 | -0.005316 | 2.4625e-30 | -0.20855 | 0.045962 | 3.1641e-16 | 0.030682 | 0.22336 | -3.5157e-16 | 0.011658 | -0.18102 | 0 | -142.8727 | 37.1273 | 0 | 37.1273 | -142.8727 | 0.95 | 0.74721 | 0.66491 | 0.95 | 0.62161 | 0.55581 | 3.9766e-13 | -135.8534 | 128.4907 | 4.0132e-13 | -146.0722 | 141.3743
Line5_6_7 | 0 | 1.455 | 1.455 | 0 | 1.455 | 1.455 | 0 | 0.33601 | 0.33601 | 0 | 0.33601 | 0.33601 | 1.7579e-16 | 0.20855 | -0.045962 | -1.7579e-16 | -0.1679 | 0.086608 | 3.1641e-16 | -0.011658 | 0.18102 | -3.5157e-16 | 0.053997 | -0.13868 | 0 | -142.8727 | 37.1273 | 0 | 37.1273 | -142.8727 | 0.95 | 0.62161 | 0.55581 | 0.95 | 0.52489 | 0.48658 | 4.0132e-13 | -146.0722 | 141.3743 | 4.0633e-13 | -160.7007 | 159.1134
Line6_7_8 | 0 | 1.455 | 1.455 | 0 | 1.455 | 1.455 | 0 | 0.33601 | 0.33601 | 0 | 0.33601 | 0.33601 | 1.4063e-16 | 0.1679 | -0.086608 | -2.1094e-16 | -0.12725 | 0.12725 | 2.8126e-16 | -0.053997 | 0.13868 | -2.8126e-16 | 0.096337 | -0.096337 | 0 | -142.8727 | 37.1273 | 0 | 37.1273 | -142.8727 | 0.95 | 0.52489 | 0.48658 | 0.95 | 0.475 | 0.475 | 4.0633e-13 | -160.7007 | 159.1134 | 4.1008e-13 | -180 | 180
Line7_8_9 | 0 | 0 | 0 | 0 | 0 | 0 | 0 | 0 | 0 | 0 | 0 | 0 | -5.0326e-31 | -3.5157e-17 | 1.4063e-16 | -7.0314e-17 | 3.8433e-17 | 3.2761e-18 | 7.0314e-17 | 1.4329e-09 | -1.4329e-09 | -7.0314e-17 | -1.4329e-09 | 1.4329e-09 | 0 | 0 | 0 | 0 | 0 | 0 | 0.95 | 0.475 | 0.475 | 0.95 | 0.475 | 0.475 | 4.1008e-13 | -180 | 180 | 4.09e-13 | -180 | 180
Line8_8_10 | 0 | 0 | 0 | 0 | 0 | 0 | 0 | 0 | 0 | 0 | 0 | 0 | -5.0326e-31 | -1.0547e-16 | 1.4063e-16 | -7.0314e-17 | -3.1881e-17 | 3.2761e-18 | 7.0314e-17 | 1.4329e-09 | -1.4329e-09 | -1.4063e-16 | -1.4329e-09 | 1.4329e-09 | 0 | 0 | 0 | 0 | 0 | 0 | 0.95 | 0.475 | 0.475 | 0.95 | 0.475 | 0.475 | 4.1008e-13 | -180 | 180 | 4.1142e-13 | -180 | 180
Line9_3_11 | 0 | 0 | 0 | 0 | 0 | 0 | 0 | 0 | 0 | 0 | 0 | 0 | 1.3184e-17 | -1.1292e-09 | -3.1179e-09 | -4.3946e-18 | 1.1292e-09 | 3.1179e-09 | 7.0314e-17 | 3.2928e-09 | 1.5175e-10 | -5.2736e-17 | -3.2928e-09 | -1.5175e-10 | 0 | 0 | 0 | 0 | 0 | 0 | 0.95 | 0.88953 | 0.79769 | 0.95 | 0.88953 | 0.79769 | 3.9508e-13 | -128.7319 | 119.553 | 3.9734e-13 | -128.7319 | 119.553

## LL_min_10
name | pf_ikss_a_from_ka | pf_ikss_b_from_ka | pf_ikss_c_from_ka | pf_ikss_a_to_ka | pf_ikss_b_to_ka | pf_ikss_c_to_ka | pf_skss_a_from_mw | pf_skss_b_from_mw | pf_skss_c_from_mw | pf_skss_a_to_mw | pf_skss_b_to_mw | pf_skss_c_to_mw | pf_p_a_from_mw | pf_p_b_from_mw | pf_p_c_from_mw | pf_p_a_to_mw | pf_p_b_to_mw | pf_p_c_to_mw | pf_q_a_from_mvar | pf_q_b_from_mvar | pf_q_c_from_mvar | pf_q_a_to_mvar | pf_q_b_to_mvar | pf_q_c_to_mvar | pf_ikss_a_from_degree | pf_ikss_b_from_degree | pf_ikss_c_from_degree | pf_ikss_a_to_degree | pf_ikss_b_to_degree | pf_ikss_c_to_degree | pf_vm_a_from_pu | pf_vm_b_from_pu | pf_vm_c_from_pu | pf_vm_a_to_pu | pf_vm_b_to_pu | pf_vm_c_to_pu | pf_va_a_from_degree | pf_va_b_from_degree | pf_va_c_from_degree | pf_va_a_to_degree | pf_va_b_to_degree | pf_va_c_to_degree
Line0_1_2 | 0 | 1.3784 | 1.3784 | 0 | 1.3784 | 1.3784 | 0 | 0.31833 | 0.31833 | 0 | 0.31833 | 0.31833 | 4.996e-17 | 0.26013 | 0.031709 | -3.3307e-17 | -0.22365 | 0.0047711 | 3.3307e-16 | 0.065537 | 0.23846 | -3.3307e-16 | -0.027537 | -0.20046 | 0 | -142.8727 | 37.1273 | 0 | 37.1273 | -142.8727 | 0.9 | 0.84271 | 0.7557 | 0.9 | 0.70788 | 0.62991 | 3.9358e-13 | -128.7319 | 119.553 | 3.9928e-13 | -135.8534 | 128.4907
Line10_11_12 | 0 | 0 | 0 | 0 | 0 | 0 | 0 | 0 | 0 | 0 | 0 | 0 | -4.629e-31 | -8.6869e-10 | -2.3986e-09 | 4.6553e-31 | 8.6869e-10 | 2.3986e-09 | 6.6613e-17 | 2.5331e-09 | 1.1674e-10 | -6.6613e-17 | -2.5331e-09 | -1.1674e-10 | 0 | 0 | 0 | 0 | 0 | 0 | 0.9 | 0.84271 | 0.7557 | 0.9 | 0.84271 | 0.7557 | 3.9815e-13 | -128.7319 | 119.553 | 4.0041e-13 | -128.7319 | 119.553
Line11_12_13 | 0 | 0 | 0 | 0 | 0 | 0 | 0 | 0 | 0 | 0 | 0 | 0 | -4.1633e-18 | -7.2391e-10 | -1.9988e-09 | 4.1633e-18 | 7.2391e-10 | 1.9988e-09 | 6.6613e-17 | 2.1109e-09 | 9.7283e-11 | -4.996e-17 | -2.1109e-09 | -9.7283e-11 | 0 | 0 | 0 | 0 | 0 | 0 | 0.9 | 0.84271 | 0.7557 | 0.9 | 0.84271 | 0.7557 | 4.0041e-13 | -128.7319 | 119.553 | 4.025e-13 | -128.7319 | 119.553
Line12_13_15 | 0 | 0 | 0 | 0 | 0 | 0 | 0 | 0 | 0 | 0 | 0 | 0 | -8.3267e-18 | -4.3434e-10 | -1.1993e-09 | 8.3267e-18 | 4.3434e-10 | 1.1993e-09 | 3.3307e-17 | 1.2665e-09 | 5.837e-11 | 5.8637e-32 | -1.2665e-09 | -5.837e-11 | 0 | 0 | 0 | 0 | 0 | 0 | 0.9 | 0.84271 | 0.7557 | 0.9 | 0.84271 | 0.7557 | 4.025e-13 | -128.7319 | 119.553 | 4.0348e-13 | -128.7319 | 119.553
Line13_13_14 | 0 | 0 | 0 | 0 | 0 | 0 | 0 | 0 | 0 | 0 | 0 | 0 | 4.1633e-18 | -1.4478e-10 | -3.9976e-10 | -4.1633e-18 | 1.4478e-10 | 3.9976e-10 | 3.3307e-17 | 4.2218e-10 | 1.9457e-11 | 1.6653e-17 | -4.2218e-10 | -1.9457e-11 | 0 | 0 | 0 | 0 | 0 | 0 | 0.9 | 0.84271 | 0.7557 | 0.9 | 0.84271 | 0.7557 | 4.025e-13 | -128.7319 | 119.553 | 4.0243e-13 | -128.7319 | 119.553
Line14_15_16 | 0 | 0 | 0 | 0 | 0 | 0 | 0 | 0 | 0 | 0 | 0 | 0 | -1.6653e-17 | -2.8956e-10 | -7.9952e-10 | 1.6653e-17 | 2.8956e-10 | 7.9952e-10 | 4.996e-17 | 8.4436e-10 | 3.8913e-11 | -4.996e-17 | -8.4436e-10 | -3.8913e-11 | 0 | 0 | 0 | 0 | 0 | 0 | 0.9 | 0.84271 | 0.7557 | 0.9 | 0.84271 | 0.7557 | 4.0348e-13 | -128.7319 | 119.553 | 4.0429e-13 | -128.7319 | 119.553
Line15_16_17 | 0 | 0 | 0 | 0 | 0 | 0 | 0 | 0 | 0 | 0 | 0 | 0 | -4.1633e-18 | -1.4478e-10 | -3.9976e-10 | 4.1633e-18 | 1.4478e-10 | 3.9976e-10 | -2.9377e-32 | 4.2218e-10 | 1.9457e-11 | -1.6653e-17 | -4.2218e-10 | -1.9457e-11 | 0 | 0 | 0 | 0 | 0 | 0 | 0.9 | 0.84271 | 0.7557 | 0.9 | 0.84271 | 0.7557 | 4.0429e-13 | -128.7319 | 119.553 | 4.0452e-13 | -128.7319 | 119.553
Line16_4_18 | 0 | 0 | 0 | 0 | 0 | 0 | 0 | 0 | 0 | 0 | 0 | 0 | 4.1633e-18 | -1.4478e-10 | -3.9976e-10 | -4.1633e-18 | 1.4478e-10 | 3.9976e-10 | 2.8699e-32 | 4.2218e-10 | 1.9457e-11 | -1.6653e-17 | -4.2218e-10 | -1.9457e-11 | 0 | 0 | 0 | 0 | 0 | 0 | 0.9 | 0.84271 | 0.7557 | 0.9 | 0.84271 | 0.7557 | 3.9495e-13 | -128.7319 | 119.553 | 3.9519e-13 | -128.7319 | 119.553
Line17_5_19 | 0 | 0 | 0 | 0 | 0 | 0 | 0 | 0 | 0 | 0 | 0 | 0 | 4.1633e-18 | -1.4478e-10 | -3.9976e-10 | -4.1633e-18 | 1.4478e-10 | 3.9976e-10 | 2.8699e-32 | 4.2218e-10 | 1.9457e-11 | -1.6653e-17 | -4.2218e-10 | -1.9457e-11 | 0 | 0 | 0 | 0 | 0 | 0 | 0.9 | 0.84271 | 0.7557 | 0.9 | 0.84271 | 0.7557 | 3.9495e-13 | -128.7319 | 119.553 | 3.9519e-13 | -128.7319 | 119.553
Line1_1_3 | 0 | 0 | 0 | 0 | 0 | 0 | 0 | 0 | 0 | 0 | 0 | 0 | 2.498e-17 | -1.1582e-09 | -3.1981e-09 | -3.3307e-17 | 1.1582e-09 | 3.1981e-09 | 6.6613e-17 | 3.3775e-09 | 1.5565e-10 | -6.6613e-17 | -3.3775e-09 | -1.5565e-10 | 0 | 0 | 0 | 0 | 0 | 0 | 0.9 | 0.84271 | 0.7557 | 0.9 | 0.84271 | 0.7557 | 3.9358e-13 | -128.7319 | 119.553 | 3.9589e-13 | -128.7319 | 119.553
Line2_1_4 | 0 | 0 | 0 | 0 | 0 | 0 | 0 | 0 | 0 | 0 | 0 | 0 | -1.6653e-17 | -2.8956e-10 | -7.9952e-10 | 1.6653e-17 | 2.8956e-10 | 7.9952e-10 | 4.996e-17 | 8.4436e-10 | 3.8913e-11 | -4.996e-17 | -8.4436e-10 | -3.8913e-11 | 0 | 0 | 0 | 0 | 0 | 0 | 0.9 | 0.84271 | 0.7557 | 0.9 | 0.84271 | 0.7557 | 3.9358e-13 | -128.7319 | 119.553 | 3.9495e-13 | -128.7319 | 119.553
Line3_1_5 | 0 | 0 | 0 | 0 | 0 | 0 | 0 | 0 | 0 | 0 | 0 | 0 | -1.6653e-17 | -2.8956e-10 | -7.9952e-10 | 1.6653e-17 | 2.8956e-10 | 7.9952e-10 | 4.996e-17 | 8.4436e-10 | 3.8913e-11 | -4.996e-17 | -8.4436e-10 | -3.8913e-11 | 0 | 0 | 0 | 0 | 0 | 0 | 0.9 | 0.84271 | 0.7557 | 0.9 | 0.84271 | 0.7557 | 3.9358e-13 | -128.7319 | 119.553 | 3.9495e-13 | -128.7319 | 119.553
Line4_2_6 | 0 | 1.3784 | 1.3784 | 0 | 1.3784 | 1.3784 | 0 | 0.31833 | 0.31833 | 0 | 0.31833 | 0.31833 | 3.3307e-17 | 0.22365 | -0.0047711 | 2.5952e-30 | -0.18717 | 0.041251 | 3.3307e-16 | 0.027537 | 0.20046 | -3.6637e-16 | 0.010463 | -0.16246 | 0 | -142.8727 | 37.1273 | 0 | 37.1273 | -142.8727 | 0.9 | 0.70788 | 0.62991 | 0.9 | 0.5889 | 0.52656 | 3.9928e-13 | -135.8534 | 128.4907 | 4.0586e-13 | -146.0722 | 141.3743
Line5_6_7 | 0 | 1.3784 | 1.3784 | 0 | 1.3784 | 1.3784 | 0 | 0.31833 | 0.31833 | 0 | 0.31833 | 0.31833 | 6.6613e-17 | 0.18717 | -0.041251 | -6.6613e-17 | -0.15069 | 0.077731 | 3.6637e-16 | -0.010463 | 0.16246 | -3.3307e-16 | 0.048463 | -0.12446 | 0 | -142.8727 | 37.1273 | 0 | 37.1273 | -142.8727 | 0.9 | 0.5889 | 0.52656 | 0.9 | 0.49726 | 0.46097 | 4.0586e-13 | -146.0722 | 141.3743 | 4.1186e-13 | -160.7007 | 159.1134
Line6_7_8 | 0 | 1.3784 | 1.3784 | 0 | 1.3784 | 1.3784 | 0 | 0.31833 | 0.31833 | 0 | 0.31833 | 0.31833 | 1.3323e-16 | 0.15069 | -0.077731 | -1.3323e-16 | -0.11421 | 0.11421 | 1.9984e-16 | -0.048463 | 0.12446 | -1.9984e-16 | 0.086463 | -0.086463 | 0 | -142.8727 | 37.1273 | 0 | 37.1273 | -142.8727 | 0.9 | 0.49726 | 0.46097 | 0.9 | 0.45 | 0.45 | 4.1186e-13 | -160.7007 | 159.1134 | 4.156e-13 | -180 | 180
Line7_8_9 | 0 | 0 | 0 | 0 | 0 | 0 | 0 | 0 | 0 | 0 | 0 | 0 | -1.4495e-30 | 1.3323e-16 | -6.2189e-23 | 1.4458e-30 | -1.3029e-16 | 2.9404e-18 | 1.9984e-16 | 1.286e-09 | -1.286e-09 | -1.9984e-16 | -1.286e-09 | 1.286e-09 | 0 | 0 | 0 | 0 | 0 | 0 | 0.9 | 0.45 | 0.45 | 0.9 | 0.45 | 0.45 | 4.156e-13 | -180 | 180 | 4.1451e-13 | -180 | 180
Line8_8_10 | 0 | 0 | 0 | 0 | 0 | 0 | 0 | 0 | 0 | 0 | 0 | 0 | -1.4495e-30 | 9.992e-17 | 1.3323e-16 | 1.4518e-30 | -9.698e-17 | -1.3029e-16 | 1.9984e-16 | 1.286e-09 | -1.286e-09 | -1.9984e-16 | -1.286e-09 | 1.286e-09 | 0 | 0 | 0 | 0 | 0 | 0 | 0.9 | 0.45 | 0.45 | 0.9 | 0.45 | 0.45 | 4.156e-13 | -180 | 180 | 4.1623e-13 | -180 | 180
Line9_3_11 | 0 | 0 | 0 | 0 | 0 | 0 | 0 | 0 | 0 | 0 | 0 | 0 | 1.6653e-17 | -1.0135e-09 | -2.7983e-09 | -2.498e-17 | 1.0135e-09 | 2.7983e-09 | 4.996e-17 | 2.9553e-09 | 1.362e-10 | -4.996e-17 | -2.9553e-09 | -1.362e-10 | 0 | 0 | 0 | 0 | 0 | 0 | 0.9 | 0.84271 | 0.7557 | 0.9 | 0.84271 | 0.7557 | 3.9589e-13 | -128.7319 | 119.553 | 3.9815e-13 | -128.7319 | 119.553

## LL_min_fault_6
name | pf_ikss_a_from_ka | pf_ikss_b_from_ka | pf_ikss_c_from_ka | pf_ikss_a_to_ka | pf_ikss_b_to_ka | pf_ikss_c_to_ka | pf_skss_a_from_mw | pf_skss_b_from_mw | pf_skss_c_from_mw | pf_skss_a_to_mw | pf_skss_b_to_mw | pf_skss_c_to_mw | pf_p_a_from_mw | pf_p_b_from_mw | pf_p_c_from_mw | pf_p_a_to_mw | pf_p_b_to_mw | pf_p_c_to_mw | pf_q_a_from_mvar | pf_q_b_from_mvar | pf_q_c_from_mvar | pf_q_a_to_mvar | pf_q_b_to_mvar | pf_q_c_to_mvar | pf_ikss_a_from_degree | pf_ikss_b_from_degree | pf_ikss_c_from_degree | pf_ikss_a_to_degree | pf_ikss_b_to_degree | pf_ikss_c_to_degree | pf_vm_a_from_pu | pf_vm_b_from_pu | pf_vm_c_from_pu | pf_vm_a_to_pu | pf_vm_b_to_pu | pf_vm_c_to_pu | pf_va_a_from_degree | pf_va_b_from_degree | pf_va_c_from_degree | pf_va_a_to_degree | pf_va_b_to_degree | pf_va_c_to_degree
Line0_1_2 | 0 | 0.051843 | 0.051843 | 0 | 0.051843 | 0.051843 | 0 | 0.011973 | 0.011973 | 0 | 0.011973 | 0.011973 | 3.296e-18 | 0.010966 | 0.0028847 | -3.296e-18 | -0.010915 | -0.0028331 | 1.5381e-17 | 0.0029326 | 0.010936 | -1.5381e-17 | -0.0028788 | -0.010882 | 0 | -135.2796 | 44.7204 | 0 | 44.7204 | -135.2796 | 0.95 | 0.94815 | 0.94465 | 0.95 | 0.94283 | 0.93921 | 1.0626e-14 | -120.3084 | 119.9432 | 1.0845e-14 | -120.5043 | 120.1275
Line10_11_12 | 0 | 0 | 0 | 0 | 0 | 0 | 0 | 0 | 0 | 0 | 0 | 0 | 4.8066e-19 | -3.8309e-11 | -1.1119e-10 | -2.06e-19 | 3.8309e-11 | 1.1119e-10 | 2.7466e-18 | 1.0665e-10 | 1.9584e-11 | -3.296e-18 | -1.0665e-10 | -1.9584e-11 | 0 | 0 | 0 | 0 | 0 | 0 | 0.95 | 0.94815 | 0.94465 | 0.95 | 0.94815 | 0.94465 | 1.0774e-14 | -120.3084 | 119.9432 | 1.0848e-14 | -120.3084 | 119.9432
Line11_12_13 | 0 | 0 | 0 | 0 | 0 | 0 | 0 | 0 | 0 | 0 | 0 | 0 | -4.8066e-19 | -3.1925e-11 | -9.2658e-11 | 4.8066e-19 | 3.1925e-11 | 9.2658e-11 | 3.296e-18 | 8.8872e-11 | 1.632e-11 | -3.8453e-18 | -8.8872e-11 | -1.632e-11 | 0 | 0 | 0 | 0 | 0 | 0 | 0.95 | 0.94815 | 0.94465 | 0.95 | 0.94815 | 0.94465 | 1.0848e-14 | -120.3084 | 119.9432 | 1.0918e-14 | -120.3084 | 119.9432
Line12_13_15 | 0 | 0 | 0 | 0 | 0 | 0 | 0 | 0 | 0 | 0 | 0 | 0 | -4.12e-19 | -1.9155e-11 | -5.5595e-11 | 4.12e-19 | 1.9155e-11 | 5.5595e-11 | 5.4933e-19 | 5.3323e-11 | 9.7921e-12 | -5.4933e-19 | -5.3323e-11 | -9.7921e-12 | 0 | 0 | 0 | 0 | 0 | 0 | 0.95 | 0.94815 | 0.94465 | 0.95 | 0.94815 | 0.94465 | 1.0918e-14 | -120.3084 | 119.9432 | 1.0955e-14 | -120.3084 | 119.9432
Line13_13_14 | 0 | 0 | 0 | 0 | 0 | 0 | 0 | 0 | 0 | 0 | 0 | 0 | 2.06e-19 | -6.3849e-12 | -1.8532e-11 | -4.8066e-19 | 6.3849e-12 | 1.8532e-11 | 5.4933e-19 | 1.7774e-11 | 3.264e-12 | -5.4933e-19 | -1.7774e-11 | -3.264e-12 | 0 | 0 | 0 | 0 | 0 | 0 | 0.95 | 0.94815 | 0.94465 | 0.95 | 0.94815 | 0.94465 | 1.0918e-14 | -120.3084 | 119.9432 | 1.0917e-14 | -120.3084 | 119.9432
Line14_15_16 | 0 | 0 | 0 | 0 | 0 | 0 | 0 | 0 | 0 | 0 | 0 | 0 | -4.12e-19 | -1.277e-11 | -3.7063e-11 | 6.8666e-19 | 1.277e-11 | 3.7063e-11 | 1.648e-18 | 3.5549e-11 | 6.5281e-12 | -1.648e-18 | -3.5549e-11 | -6.5281e-12 | 0 | 0 | 0 | 0 | 0 | 0 | 0.95 | 0.94815 | 0.94465 | 0.95 | 0.94815 | 0.94465 | 1.0955e-14 | -120.3084 | 119.9432 | 1.0987e-14 | -120.3084 | 119.9432
Line15_16_17 | 0 | 0 | 0 | 0 | 0 | 0 | 0 | 0 | 0 | 0 | 0 | 0 | -5.4933e-19 | -6.3849e-12 | -1.8532e-11 | 5.4933e-19 | 6.3849e-12 | 1.8532e-11 | -5.4933e-19 | 1.7774e-11 | 3.264e-12 | 5.4933e-19 | -1.7774e-11 | -3.264e-12 | 0 | 0 | 0 | 0 | 0 | 0 | 0.95 | 0.94815 | 0.94465 | 0.95 | 0.94815 | 0.94465 | 1.0987e-14 | -120.3084 | 119.9432 | 1.0999e-14 | -120.3084 | 119.9432
Line16_4_18 | 0 | 0 | 0 | 0 | 0 | 0 | 0 | 0 | 0 | 0 | 0 | 0 | -5.4933e-19 | -6.3849e-12 | -1.8532e-11 | 5.4933e-19 | 6.3849e-12 | 1.8532e-11 | 1.0987e-18 | 1.7774e-11 | 3.264e-12 | -1.0987e-18 | -1.7774e-11 | -3.264e-12 | 0 | 0 | 0 | 0 | 0 | 0 | 0.95 | 0.94815 | 0.94465 | 0.95 | 0.94815 | 0.94465 | 1.0679e-14 | -120.3084 | 119.9432 | 1.0691e-14 | -120.3084 | 119.9432
Line17_5_19 | 0 | 0 | 0 | 0 | 0 | 0 | 0 | 0 | 0 | 0 | 0 | 0 | -5.4933e-19 | -6.3849e-12 | -1.8532e-11 | 5.4933e-19 | 6.3849e-12 | 1.8532e-11 | 1.0987e-18 | 1.7774e-11 | 3.264e-12 | -1.0987e-18 | -1.7774e-11 | -3.264e-12 | 0 | 0 | 0 | 0 | 0 | 0 | 0.95 | 0.94815 | 0.94465 | 0.95 | 0.94815 | 0.94465 | 1.0679e-14 | -120.3084 | 119.9432 | 1.0691e-14 | -120.3084 | 119.9432
Line1_1_3 | 0 | 0 | 0 | 0 | 0 | 0 | 0 | 0 | 0 | 0 | 0 | 0 | 8.2399e-19 | -5.1079e-11 | -1.4825e-10 | -8.2399e-19 | 5.1079e-11 | 1.4825e-10 | 2.7466e-18 | 1.422e-10 | 2.6112e-11 | -3.296e-18 | -1.422e-10 | -2.6112e-11 | 0 | 0 | 0 | 0 | 0 | 0 | 0.95 | 0.94815 | 0.94465 | 0.95 | 0.94815 | 0.94465 | 1.0626e-14 | -120.3084 | 119.9432 | 1.0701e-14 | -120.3084 | 119.9432
Line2_1_4 | 0 | 0 | 0 | 0 | 0 | 0 | 0 | 0 | 0 | 0 | 0 | 0 | -1.236e-18 | -1.277e-11 | -3.7063e-11 | 1.236e-18 | 1.277e-11 | 3.7063e-11 | 1.648e-18 | 3.5549e-11 | 6.5281e-12 | -2.1973e-18 | -3.5549e-11 | -6.5281e-12 | 0 | 0 | 0 | 0 | 0 | 0 | 0.95 | 0.94815 | 0.94465 | 0.95 | 0.94815 | 0.94465 | 1.0626e-14 | -120.3084 | 119.9432 | 1.0679e-14 | -120.3084 | 119.9432
Line3_1_5 | 0 | 0 | 0 | 0 | 0 | 0 | 0 | 0 | 0 | 0 | 0 | 0 | -1.236e-18 | -1.277e-11 | -3.7063e-11 | 1.236e-18 | 1.277e-11 | 3.7063e-11 | 1.648e-18 | 3.5549e-11 | 6.5281e-12 | -2.1973e-18 | -3.5549e-11 | -6.5281e-12 | 0 | 0 | 0 | 0 | 0 | 0 | 0.95 | 0.94815 | 0.94465 | 0.95 | 0.94815 | 0.94465 | 1.0626e-14 | -120.3084 | 119.9432 | 1.0679e-14 | -120.3084 | 119.9432
Line4_2_6 | 0 | 0.051843 | 0.051843 | 0 | 0.051843 | 0.051843 | 0 | 0.011973 | 0.011973 | 0 | 0.011973 | 0.011973 | 5.4933e-18 | 0.010915 | 0.0028331 | -3.296e-18 | -0.010863 | -0.0027815 | 1.3184e-17 | 0.0028788 | 0.010882 | -1.3184e-17 | -0.0028251 | -0.010828 | 0 | -135.2796 | 44.7204 | 0 | 44.7204 | -135.2796 | 0.95 | 0.94283 | 0.93921 | 0.95 | 0.93752 | 0.93379 | 1.0845e-14 | -120.5043 | 120.1275 | 1.1038e-14 | -120.7024 | 120.3141
Line5_6_7 | 0 | 0.051843 | 0.051843 | 0 | 0.051843 | 0.051843 | 0 | 0.011973 | 0.011973 | 0 | 0.011973 | 0.011973 | 5.4933e-18 | 0.010863 | 0.0027815 | -4.3946e-18 | -0.010812 | -0.0027299 | 1.5381e-17 | 0.0028251 | 0.010828 | -1.5381e-17 | -0.0027713 | -0.010775 | 0 | -135.2796 | 44.7204 | 0 | 44.7204 | -135.2796 | 0.95 | 0.93752 | 0.93379 | 0.95 | 0.93223 | 0.92837 | 1.1038e-14 | -120.7024 | 120.3141 | 1.1216e-14 | -120.9028 | 120.5028
Line6_7_8 | 0 | 0.051843 | 0.051843 | 0 | 0.051843 | 0.051843 | 0 | 0.011973 | 0.011973 | 0 | 0.011973 | 0.011973 | 6.5919e-18 | 0.010812 | 0.0027299 | -4.3946e-18 | -0.01076 | -0.0026783 | 1.3184e-17 | 0.0027713 | 0.010775 | -1.0987e-17 | -0.0027175 | -0.010721 | 0 | -135.2796 | 44.7204 | 0 | 44.7204 | -135.2796 | 0.95 | 0.93223 | 0.92837 | 0.95 | 0.92694 | 0.92297 | 1.1216e-14 | -120.9028 | 120.5028 | 1.1365e-14 | -121.1055 | 120.6937
Line7_8_9 | 0 | 0 | 0 | 0 | 0 | 0 | 0 | 0 | 0 | 0 | 0 | 0 | 2.1973e-18 | -7.7759e-11 | -9.1252e-11 | -4.3946e-18 | 7.7759e-11 | 9.1252e-11 | 4.3946e-18 | 6.2294e-11 | -3.8923e-11 | -4.3946e-18 | -6.2294e-11 | 3.8923e-11 | 0 | 0 | 0 | 0 | 0 | 0 | 0.95 | 0.92694 | 0.92297 | 0.95 | 0.92694 | 0.92297 | 1.1365e-14 | -121.1055 | 120.6937 | 1.1331e-14 | -121.1055 | 120.6937
Line8_8_10 | 0 | 0 | 0 | 0 | 0 | 0 | 0 | 0 | 0 | 0 | 0 | 0 | 2.1973e-18 | -7.7759e-11 | -9.1252e-11 | -4.3946e-18 | 7.7759e-11 | 9.1252e-11 | 4.3584e-34 | 6.2294e-11 | -3.8923e-11 | -8.7378e-34 | -6.2294e-11 | 3.8923e-11 | 0 | 0 | 0 | 0 | 0 | 0 | 0.95 | 0.92694 | 0.92297 | 0.95 | 0.92694 | 0.92297 | 1.1365e-14 | -121.1055 | 120.6937 | 1.1392e-14 | -121.1055 | 120.6937
Line9_3_11 | 0 | 0 | 0 | 0 | 0 | 0 | 0 | 0 | 0 | 0 | 0 | 0 | 1.3733e-18 | -4.4694e-11 | -1.2972e-10 | -1.3733e-18 | 4.4694e-11 | 1.2972e-10 | 2.1973e-18 | 1.2442e-10 | 2.2848e-11 | -2.7466e-18 | -1.2442e-10 | -2.2848e-11 | 0 | 0 | 0 | 0 | 0 | 0 | 0.95 | 0.94815 | 0.94465 | 0.95 | 0.94815 | 0.94465 | 1.0701e-14 | -120.3084 | 119.9432 | 1.0774e-14 | -120.3084 | 119.9432

## LL_min_fault_10
name | pf_ikss_a_from_ka | pf_ikss_b_from_ka | pf_ikss_c_from_ka | pf_ikss_a_to_ka | pf_ikss_b_to_ka | pf_ikss_c_to_ka | pf_skss_a_from_mw | pf_skss_b_from_mw | pf_skss_c_from_mw | pf_skss_a_to_mw | pf_skss_b_to_mw | pf_skss_c_to_mw | pf_p_a_from_mw | pf_p_b_from_mw | pf_p_c_from_mw | pf_p_a_to_mw | pf_p_b_to_mw | pf_p_c_to_mw | pf_q_a_from_mvar | pf_q_b_from_mvar | pf_q_c_from_mvar | pf_q_a_to_mvar | pf_q_b_to_mvar | pf_q_c_to_mvar | pf_ikss_a_from_degree | pf_ikss_b_from_degree | pf_ikss_c_from_degree | pf_ikss_a_to_degree | pf_ikss_b_to_degree | pf_ikss_c_to_degree | pf_vm_a_from_pu | pf_vm_b_from_pu | pf_vm_c_from_pu | pf_vm_a_to_pu | pf_vm_b_to_pu | pf_vm_c_to_pu | pf_va_a_from_degree | pf_va_b_from_degree | pf_va_c_from_degree | pf_va_a_to_degree | pf_va_b_to_degree | pf_va_c_to_degree
Line0_1_2 | 0 | 0.049114 | 0.049114 | 0 | 0.049114 | 0.049114 | 0 | 0.011342 | 0.011342 | 0 | 0.011342 | 0.011342 | 4.6838e-18 | 0.0098425 | 0.002589 | -4.1633e-18 | -0.0097961 | -0.0025427 | 1.3531e-17 | 0.002632 | 0.009815 | -1.4572e-17 | -0.0025837 | -0.0097667 | 0 | -135.2796 | 44.7204 | 0 | 44.7204 | -135.2796 | 0.9 | 0.89825 | 0.89493 | 0.9 | 0.89321 | 0.88978 | 1.1005e-14 | -120.3084 | 119.9432 | 1.119e-14 | -120.5043 | 120.1275
Line10_11_12 | 0 | 0 | 0 | 0 | 0 | 0 | 0 | 0 | 0 | 0 | 0 | 0 | 5.8547e-19 | -3.4383e-11 | -9.9793e-11 | -3.2526e-19 | 3.4383e-11 | 9.9793e-11 | 1.5613e-18 | 9.5716e-11 | 1.7577e-11 | -1.5613e-18 | -9.5716e-11 | -1.7577e-11 | 0 | 0 | 0 | 0 | 0 | 0 | 0.9 | 0.89825 | 0.89493 | 0.9 | 0.89825 | 0.89493 | 1.1153e-14 | -120.3084 | 119.9432 | 1.1227e-14 | -120.3084 | 119.9432
Line11_12_13 | 0 | 0 | 0 | 0 | 0 | 0 | 0 | 0 | 0 | 0 | 0 | 0 | 6.5052e-20 | -2.8652e-11 | -8.3161e-11 | -6.5052e-20 | 2.8652e-11 | 8.3161e-11 | 3.1225e-18 | 7.9764e-11 | 1.4648e-11 | -2.6021e-18 | -7.9764e-11 | -1.4648e-11 | 0 | 0 | 0 | 0 | 0 | 0 | 0.9 | 0.89825 | 0.89493 | 0.9 | 0.89825 | 0.89493 | 1.1227e-14 | -120.3084 | 119.9432 | 1.1297e-14 | -120.3084 | 119.9432
Line12_13_15 | 0 | 0 | 0 | 0 | 0 | 0 | 0 | 0 | 0 | 0 | 0 | 0 | 6.5052e-19 | -1.7191e-11 | -4.9896e-11 | -6.5052e-19 | 1.7191e-11 | 4.9896e-11 | 5.2042e-19 | 4.7858e-11 | 8.7885e-12 | -5.2042e-19 | -4.7858e-11 | -8.7885e-12 | 0 | 0 | 0 | 0 | 0 | 0 | 0.9 | 0.89825 | 0.89493 | 0.9 | 0.89825 | 0.89493 | 1.1297e-14 | -120.3084 | 119.9432 | 1.1334e-14 | -120.3084 | 119.9432
Line13_13_14 | 0 | 0 | 0 | 0 | 0 | 0 | 0 | 0 | 0 | 0 | 0 | 0 | 4.5536e-19 | -5.7305e-12 | -1.6632e-11 | -1.9516e-19 | 5.7305e-12 | 1.6632e-11 | -5.2042e-19 | 1.5953e-11 | 2.9295e-12 | 5.2042e-19 | -1.5953e-11 | -2.9295e-12 | 0 | 0 | 0 | 0 | 0 | 0 | 0.9 | 0.89825 | 0.89493 | 0.9 | 0.89825 | 0.89493 | 1.1297e-14 | -120.3084 | 119.9432 | 1.1296e-14 | -120.3084 | 119.9432
Line14_15_16 | 0 | 0 | 0 | 0 | 0 | 0 | 0 | 0 | 0 | 0 | 0 | 0 | -1.1709e-18 | -1.1461e-11 | -3.3264e-11 | 1.1709e-18 | 1.1461e-11 | 3.3264e-11 | 1.0408e-18 | 3.1905e-11 | 5.859e-12 | -1.0408e-18 | -3.1905e-11 | -5.859e-12 | 0 | 0 | 0 | 0 | 0 | 0 | 0.9 | 0.89825 | 0.89493 | 0.9 | 0.89825 | 0.89493 | 1.1334e-14 | -120.3084 | 119.9432 | 1.1366e-14 | -120.3084 | 119.9432
Line15_16_17 | 0 | 0 | 0 | 0 | 0 | 0 | 0 | 0 | 0 | 0 | 0 | 0 | 6.5052e-20 | -5.7305e-12 | -1.6632e-11 | -6.5052e-20 | 5.7305e-12 | 1.6632e-11 | -5.2042e-19 | 1.5953e-11 | 2.9295e-12 | -1.2918e-35 | -1.5953e-11 | -2.9295e-12 | 0 | 0 | 0 | 0 | 0 | 0 | 0.9 | 0.89825 | 0.89493 | 0.9 | 0.89825 | 0.89493 | 1.1366e-14 | -120.3084 | 119.9432 | 1.1378e-14 | -120.3084 | 119.9432
Line16_4_18 | 0 | 0 | 0 | 0 | 0 | 0 | 0 | 0 | 0 | 0 | 0 | 0 | -1.9516e-19 | -5.7305e-12 | -1.6632e-11 | 1.9516e-19 | 5.7305e-12 | 1.6632e-11 | 5.2042e-19 | 1.5953e-11 | 2.9295e-12 | -5.2042e-19 | -1.5953e-11 | -2.9295e-12 | 0 | 0 | 0 | 0 | 0 | 0 | 0.9 | 0.89825 | 0.89493 | 0.9 | 0.89825 | 0.89493 | 1.1058e-14 | -120.3084 | 119.9432 | 1.107e-14 | -120.3084 | 119.9432
Line17_5_19 | 0 | 0 | 0 | 0 | 0 | 0 | 0 | 0 | 0 | 0 | 0 | 0 | -1.9516e-19 | -5.7305e-12 | -1.6632e-11 | 1.9516e-19 | 5.7305e-12 | 1.6632e-11 | 5.2042e-19 | 1.5953e-11 | 2.9295e-12 | -5.2042e-19 | -1.5953e-11 | -2.9295e-12 | 0 | 0 | 0 | 0 | 0 | 0 | 0.9 | 0.89825 | 0.89493 | 0.9 | 0.89825 | 0.89493 | 1.1058e-14 | -120.3084 | 119.9432 | 1.107e-14 | -120.3084 | 119.9432
Line1_1_3 | 0 | 0 | 0 | 0 | 0 | 0 | 0 | 0 | 0 | 0 | 0 | 0 | 1.1709e-18 | -4.5844e-11 | -1.3306e-10 | -1.1709e-18 | 4.5844e-11 | 1.3306e-10 | 3.1225e-18 | 1.2762e-10 | 2.3436e-11 | -3.1225e-18 | -1.2762e-10 | -2.3436e-11 | 0 | 0 | 0 | 0 | 0 | 0 | 0.9 | 0.89825 | 0.89493 | 0.9 | 0.89825 | 0.89493 | 1.1005e-14 | -120.3084 | 119.9432 | 1.108e-14 | -120.3084 | 119.9432
Line2_1_4 | 0 | 0 | 0 | 0 | 0 | 0 | 0 | 0 | 0 | 0 | 0 | 0 | -3.9031e-19 | -1.1461e-11 | -3.3264e-11 | 6.5052e-19 | 1.1461e-11 | 3.3264e-11 | 1.5613e-18 | 3.1905e-11 | 5.859e-12 | -1.5613e-18 | -3.1905e-11 | -5.859e-12 | 0 | 0 | 0 | 0 | 0 | 0 | 0.9 | 0.89825 | 0.89493 | 0.9 | 0.89825 | 0.89493 | 1.1005e-14 | -120.3084 | 119.9432 | 1.1058e-14 | -120.3084 | 119.9432
Line3_1_5 | 0 | 0 | 0 | 0 | 0 | 0 | 0 | 0 | 0 | 0 | 0 | 0 | -3.9031e-19 | -1.1461e-11 | -3.3264e-11 | 6.5052e-19 | 1.1461e-11 | 3.3264e-11 | 1.5613e-18 | 3.1905e-11 | 5.859e-12 | -1.5613e-18 | -3.1905e-11 | -5.859e-12 | 0 | 0 | 0 | 0 | 0 | 0 | 0.9 | 0.89825 | 0.89493 | 0.9 | 0.89825 | 0.89493 | 1.1005e-14 | -120.3084 | 119.9432 | 1.1058e-14 | -120.3084 | 119.9432
Line4_2_6 | 0 | 0.049114 | 0.049114 | 0 | 0.049114 | 0.049114 | 0 | 0.011342 | 0.011342 | 0 | 0.011342 | 0.011342 | 4.1633e-18 | 0.0097961 | 0.0025427 | -4.1633e-18 | -0.0097498 | -0.0024964 | 1.249e-17 | 0.0025837 | 0.0097667 | -1.249e-17 | -0.0025355 | -0.0097185 | 0 | -135.2796 | 44.7204 | 0 | 44.7204 | -135.2796 | 0.9 | 0.89321 | 0.88978 | 0.9 | 0.88818 | 0.88464 | 1.119e-14 | -120.5043 | 120.1275 | 1.1359e-14 | -120.7024 | 120.3141
Line5_6_7 | 0 | 0.049114 | 0.049114 | 0 | 0.049114 | 0.049114 | 0 | 0.011342 | 0.011342 | 0 | 0.011342 | 0.011342 | 6.245e-18 | 0.0097498 | 0.0024964 | -5.2042e-18 | -0.0097035 | -0.0024501 | 1.249e-17 | 0.0025355 | 0.0097185 | -1.4572e-17 | -0.0024873 | -0.0096702 | 0 | -135.2796 | 44.7204 | 0 | 44.7204 | -135.2796 | 0.9 | 0.88818 | 0.88464 | 0.9 | 0.88316 | 0.87951 | 1.1359e-14 | -120.7024 | 120.3141 | 1.1539e-14 | -120.9028 | 120.5028
Line6_7_8 | 0 | 0.049114 | 0.049114 | 0 | 0.049114 | 0.049114 | 0 | 0.011342 | 0.011342 | 0 | 0.011342 | 0.011342 | 6.245e-18 | 0.0097035 | 0.0024501 | -6.245e-18 | -0.0096572 | -0.0024038 | 1.0408e-17 | 0.0024873 | 0.0096702 | -1.249e-17 | -0.002439 | -0.009622 | 0 | -135.2796 | 44.7204 | 0 | 44.7204 | -135.2796 | 0.9 | 0.88316 | 0.87951 | 0.9 | 0.87816 | 0.87439 | 1.1539e-14 | -120.9028 | 120.5028 | 1.1677e-14 | -121.1055 | 120.6937
Line7_8_9 | 0 | 0 | 0 | 0 | 0 | 0 | 0 | 0 | 0 | 0 | 0 | 0 | 2.0817e-18 | -6.9789e-11 | -8.1899e-11 | -2.0817e-18 | 6.9789e-11 | 8.1899e-11 | 2.0817e-18 | 5.5909e-11 | -3.4934e-11 | -4.2304e-34 | -5.5909e-11 | 3.4934e-11 | 0 | 0 | 0 | 0 | 0 | 0 | 0.9 | 0.87816 | 0.87439 | 0.9 | 0.87816 | 0.87439 | 1.1677e-14 | -121.1055 | 120.6937 | 1.1644e-14 | -121.1055 | 120.6937
Line8_8_10 | 0 | 0 | 0 | 0 | 0 | 0 | 0 | 0 | 0 | 0 | 0 | 0 | -1.2728e-33 | -6.9789e-11 | -8.1899e-11 | 4.2628e-34 | 6.9789e-11 | 8.1899e-11 | 6.245e-18 | 5.5909e-11 | -3.4934e-11 | -2.0817e-18 | -5.5909e-11 | 3.4934e-11 | 0 | 0 | 0 | 0 | 0 | 0 | 0.9 | 0.87816 | 0.87439 | 0.9 | 0.87816 | 0.87439 | 1.1677e-14 | -121.1055 | 120.6937 | 1.1733e-14 | -121.1055 | 120.6937
Line9_3_11 | 0 | 0 | 0 | 0 | 0 | 0 | 0 | 0 | 0 | 0 | 0 | 0 | -1.301e-19 | -4.0113e-11 | -1.1643e-10 | -1.301e-19 | 4.0113e-11 | 1.1643e-10 | 2.6021e-18 | 1.1167e-10 | 2.0507e-11 | -2.0817e-18 | -1.1167e-10 | -2.0507e-11 | 0 | 0 | 0 | 0 | 0 | 0 | 0.9 | 0.89825 | 0.89493 | 0.9 | 0.89825 | 0.89493 | 1.108e-14 | -120.3084 | 119.9432 | 1.1153e-14 | -120.3084 | 119.9432

## LG_max_6
name | pf_ikss_a_from_ka | pf_ikss_b_from_ka | pf_ikss_c_from_ka | pf_ikss_a_to_ka | pf_ikss_b_to_ka | pf_ikss_c_to_ka | pf_skss_a_from_mw | pf_skss_b_from_mw | pf_skss_c_from_mw | pf_skss_a_to_mw | pf_skss_b_to_mw | pf_skss_c_to_mw | pf_p_a_from_mw | pf_p_b_from_mw | pf_p_c_from_mw | pf_p_a_to_mw | pf_p_b_to_mw | pf_p_c_to_mw | pf_q_a_from_mvar | pf_q_b_from_mvar | pf_q_c_from_mvar | pf_q_a_to_mvar | pf_q_b_to_mvar | pf_q_c_to_mvar | pf_ikss_a_from_degree | pf_ikss_b_from_degree | pf_ikss_c_from_degree | pf_ikss_a_to_degree | pf_ikss_b_to_degree | pf_ikss_c_to_degree | 3xI0 | pf_vm_a_from_pu | pf_vm_b_from_pu | pf_vm_c_from_pu | pf_vm_a_to_pu | pf_vm_b_to_pu | pf_vm_c_to_pu | pf_va_a_from_degree | pf_va_b_from_degree | pf_va_c_from_degree | pf_va_a_to_degree | pf_va_b_to_degree | pf_va_c_to_degree
Line0_1_2 | 0.49781 | 1.9393e-06 | 1.9393e-06 | 0.49781 | 1.6228e-06 | 1.6228e-06 | 0.11496 | 4.4786e-07 | 4.4786e-07 | 0.11496 | 3.7478e-07 | 3.7478e-07 | 0.0082605 | 4.23e-07 | -3.9136e-07 | -0.0061954 | -3.6018e-07 | 3.2138e-07 | 0.016521 | -6.2452e-07 | -6.0901e-07 | -0.012391 | 5.1638e-07 | 5.0999e-07 | -85.7719 | -88.9088 | -88.9088 | 94.2281 | 90.5372 | 90.5372 |  | 0.16067 | 1.6842 | 1.6164 | 0.1205 | 1.6799 | 1.6084 | -22.3369 | -144.7978 | 148.3657 | -22.3369 | -144.5666 | 148.3195
Line10_11_12 | 1.8955e-06 | 1.8957e-06 | 1.8957e-06 | 1.5803e-06 | 1.5804e-06 | 1.5804e-06 | 4.3775e-07 | 4.3779e-07 | 4.3779e-07 | 3.6495e-07 | 3.6498e-07 | 3.6498e-07 | 2.836e-08 | 4.0818e-07 | -3.877e-07 | -2.3156e-08 | -3.4467e-07 | 3.1898e-07 | 6.4361e-08 | -6.1403e-07 | -5.9197e-07 | -5.3869e-08 | 5.0897e-07 | 4.9626e-07 | -88.5566 | -88.4122 | -88.4122 | 90.9238 | 91.0971 | 91.0971 |  | 0.16067 | 1.6842 | 1.6164 | 0.16067 | 1.6842 | 1.6164 | -22.3369 | -144.7978 | 148.3657 | -22.3369 | -144.7978 | 148.3657
Line11_12_13 | 1.5796e-06 | 1.5797e-06 | 1.5797e-06 | 1.2644e-06 | 1.2645e-06 | 1.2645e-06 | 3.6479e-07 | 3.6482e-07 | 3.6482e-07 | 2.9199e-07 | 2.9202e-07 | 2.9202e-07 | 2.3633e-08 | 3.4015e-07 | -3.2308e-07 | -1.8429e-08 | -2.7664e-07 | 2.5436e-07 | 5.3634e-08 | -5.1169e-07 | -4.9331e-07 | -4.3142e-08 | 4.0663e-07 | 3.976e-07 | -88.5566 | -88.4122 | -88.4122 | 90.7939 | 90.9745 | 90.9745 |  | 0.16067 | 1.6842 | 1.6164 | 0.16067 | 1.6842 | 1.6164 | -22.3369 | -144.7978 | 148.3657 | -22.3369 | -144.7978 | 148.3657
Line12_13_15 | 0 | 0 | 0 | 0 | 0 | 0 | 0 | 0 | 0 | 0 | 0 | 0 | 1.418e-08 | 2.0409e-07 | -1.9385e-07 | -8.9758e-09 | -1.4058e-07 | 1.2513e-07 | 3.218e-08 | -3.0701e-07 | -2.9598e-07 | -2.1689e-08 | 2.0196e-07 | 2.0028e-07 | 0 | 0 | 0 | 0 | 0 | 0 |  | 0.16067 | 1.6842 | 1.6164 | 0.16067 | 1.6842 | 1.6164 | -22.3369 | -144.7978 | 148.3657 | -22.3369 | -144.7978 | 148.3657
Line13_13_14 | 0 | 0 | 0 | 0 | 0 | 0 | 0 | 0 | 0 | 0 | 0 | 0 | 4.7267e-09 | 6.803e-08 | -6.4616e-08 | 4.775e-10 | -4.5143e-09 | -4.1038e-09 | 1.0727e-08 | -1.0234e-07 | -9.8661e-08 | -2.3509e-10 | -2.7196e-09 | 2.9565e-09 | 0 | 0 | 0 | 0 | 0 | 0 |  | 0.16067 | 1.6842 | 1.6164 | 0.16067 | 1.6842 | 1.6164 | -22.3369 | -144.7978 | 148.3657 | -22.3369 | -144.7978 | 148.3657
Line14_15_16 | 0 | 0 | 0 | 0 | 0 | 0 | 0 | 0 | 0 | 0 | 0 | 0 | 9.4533e-09 | 1.3606e-07 | -1.2923e-07 | -4.2492e-09 | -7.2545e-08 | 6.0513e-08 | 2.1454e-08 | -2.0468e-07 | -1.9732e-07 | -1.0962e-08 | 9.9619e-08 | 1.0162e-07 | 0 | 0 | 0 | 0 | 0 | 0 |  | 0.16067 | 1.6842 | 1.6164 | 0.16067 | 1.6842 | 1.6164 | -22.3369 | -144.7978 | 148.3657 | -22.3369 | -144.7978 | 148.3657
Line15_16_17 | 0 | 0 | 0 | 0 | 0 | 0 | 0 | 0 | 0 | 0 | 0 | 0 | 4.7267e-09 | 6.803e-08 | -6.4616e-08 | 4.775e-10 | -4.5143e-09 | -4.1038e-09 | 1.0727e-08 | -1.0234e-07 | -9.8661e-08 | -2.3509e-10 | -2.7196e-09 | 2.9565e-09 | 0 | 0 | 0 | 0 | 0 | 0 |  | 0.16067 | 1.6842 | 1.6164 | 0.16067 | 1.6842 | 1.6164 | -22.3369 | -144.7978 | 148.3657 | -22.3369 | -144.7978 | 148.3657
Line16_4_18 | 0 | 0 | 0 | 0 | 0 | 0 | 0 | 0 | 0 | 0 | 0 | 0 | 4.7267e-09 | 6.803e-08 | -6.4616e-08 | 4.775e-10 | -4.5143e-09 | -4.1038e-09 | 1.0727e-08 | -1.0234e-07 | -9.8661e-08 | -2.3509e-10 | -2.7196e-09 | 2.9565e-09 | 0 | 0 | 0 | 0 | 0 | 0 |  | 0.16067 | 1.6842 | 1.6164 | 0.16067 | 1.6842 | 1.6164 | -22.3369 | -144.7978 | 148.3657 | -22.3369 | -144.7978 | 148.3657
Line17_5_19 | 0 | 0 | 0 | 0 | 0 | 0 | 0 | 0 | 0 | 0 | 0 | 0 | 4.7267e-09 | 6.803e-08 | -6.4616e-08 | 4.775e-10 | -4.5143e-09 | -4.1038e-09 | 1.0727e-08 | -1.0234e-07 | -9.8661e-08 | -2.3509e-10 | -2.7196e-09 | 2.9565e-09 | 0 | 0 | 0 | 0 | 0 | 0 |  | 0.16067 | 1.6842 | 1.6164 | 0.16067 | 1.6842 | 1.6164 | -22.3369 | -144.7978 | 148.3657 | -22.3369 | -144.7978 | 148.3657
Line1_1_3 | 2.5273e-06 | 2.5276e-06 | 2.5276e-06 | 2.2121e-06 | 2.2123e-06 | 2.2123e-06 | 5.8367e-07 | 5.8372e-07 | 5.8372e-07 | 5.1086e-07 | 5.109e-07 | 5.109e-07 | 3.7813e-08 | 5.4424e-07 | -5.1693e-07 | -3.2609e-08 | -4.8073e-07 | 4.4821e-07 | 8.5814e-08 | -8.1871e-07 | -7.8929e-07 | -7.5323e-08 | 7.1365e-07 | 6.9358e-07 | -88.5566 | -88.4122 | -88.4122 | 91.0722 | 91.2373 | 91.2373 |  | 0.16067 | 1.6842 | 1.6164 | 0.16067 | 1.6842 | 1.6164 | -22.3369 | -144.7978 | 148.3657 | -22.3369 | -144.7978 | 148.3657
Line2_1_4 | 0 | 0 | 0 | 0 | 0 | 0 | 0 | 0 | 0 | 0 | 0 | 0 | 9.4533e-09 | 1.3606e-07 | -1.2923e-07 | -4.2492e-09 | -7.2545e-08 | 6.0513e-08 | 2.1454e-08 | -2.0468e-07 | -1.9732e-07 | -1.0962e-08 | 9.9619e-08 | 1.0162e-07 | 0 | 0 | 0 | 0 | 0 | 0 |  | 0.16067 | 1.6842 | 1.6164 | 0.16067 | 1.6842 | 1.6164 | -22.3369 | -144.7978 | 148.3657 | -22.3369 | -144.7978 | 148.3657
Line3_1_5 | 0 | 0 | 0 | 0 | 0 | 0 | 0 | 0 | 0 | 0 | 0 | 0 | 9.4533e-09 | 1.3606e-07 | -1.2923e-07 | -4.2492e-09 | -7.2545e-08 | 6.0513e-08 | 2.1454e-08 | -2.0468e-07 | -1.9732e-07 | -1.0962e-08 | 9.9619e-08 | 1.0162e-07 | 0 | 0 | 0 | 0 | 0 | 0 |  | 0.16067 | 1.6842 | 1.6164 | 0.16067 | 1.6842 | 1.6164 | -22.3369 | -144.7978 | 148.3657 | -22.3369 | -144.7978 | 148.3657
Line4_2_6 | 0.49781 | 1.622e-06 | 1.622e-06 | 0.49781 | 1.3029e-06 | 1.3029e-06 | 0.11496 | 3.7458e-07 | 3.7458e-07 | 0.11496 | 3.0088e-07 | 3.0088e-07 | 0.0061954 | 3.5572e-07 | -3.2541e-07 | -0.0041303 | -2.9144e-07 | 2.5576e-07 | 0.012391 | -5.1907e-07 | -5.0705e-07 | -0.0082605 | 4.114e-07 | 4.0804e-07 | -85.7718 | -88.9892 | -88.9892 | 94.2282 | 90.352 | 90.352 |  | 0.1205 | 1.6799 | 1.6084 | 0.080334 | 1.6756 | 1.6005 | -22.3369 | -144.5666 | 148.3195 | -22.3369 | -144.3342 | 148.2728
Line5_6_7 | 0.49781 | 1.3019e-06 | 1.3019e-06 | 0.49781 | 0 | 0 | 0.11496 | 3.0067e-07 | 3.0067e-07 | 0.11496 | 0 | 0 | 0.0041303 | 2.8702e-07 | -2.5972e-07 | -0.0020651 | -2.2129e-07 | 1.9039e-07 | 0.0082605 | -4.1406e-07 | -4.0512e-07 | -0.0041302 | 3.0688e-07 | 3.0613e-07 | -85.7718 | -89.0633 | -89.0633 | 94.2282 | 0 | 0 |  | 0.080334 | 1.6756 | 1.6005 | 0.040167 | 1.6714 | 1.5926 | -22.3369 | -144.3342 | 148.2728 | -22.3369 | -144.1007 | 148.2257
Line6_7_8 | 0.49781 | 0 | 0 | 0.49781 | 0 | 0 | 0.11496 | 0 | 0 | 0.11496 | 0 | 0 | 0.0020651 | 2.1692e-07 | -1.9429e-07 | -1.6328e-14 | -1.4973e-07 | 1.2528e-07 | 0.0041302 | -3.095e-07 | -3.0323e-07 | 2.0328e-14 | 2.0282e-07 | 2.0427e-07 | -85.7718 | 0 | 0 | 94.2282 | 0 | 0 |  | 0.040167 | 1.6714 | 1.5926 | 0 | 1.6672 | 1.5847 | -22.3369 | -144.1007 | 148.2257 | 0 | -143.8659 | 148.178
Line7_8_9 | 0 | 0 | 0 | 0 | 0 | 0 | 0 | 0 | 0 | 0 | 0 | 0 | 1.1587e-20 | 7.2704e-08 | -6.4553e-08 | -2.6166e-17 | -4.3216e-09 | -3.8297e-09 | -1.2515e-20 | -1.0271e-07 | -1.0069e-07 | 1.5201e-17 | -2.597e-09 | 2.8809e-09 | 0 | 0 | 0 | 0 | 0 | 0 |  | 0 | 1.6672 | 1.5847 | 0 | 1.6672 | 1.5847 | 0 | -143.8659 | 148.178 | 0 | -143.8659 | 148.178
Line8_8_10 | 0 | 0 | 0 | 0 | 0 | 0 | 0 | 0 | 0 | 0 | 0 | 0 | 1.1587e-20 | 7.2704e-08 | -6.4553e-08 | -2.6166e-17 | -4.3216e-09 | -3.8297e-09 | -1.2515e-20 | -1.0271e-07 | -1.0069e-07 | 1.5201e-17 | -2.597e-09 | 2.8809e-09 | 0 | 0 | 0 | 0 | 0 | 0 |  | 0 | 1.6672 | 1.5847 | 0 | 1.6672 | 1.5847 | 0 | -143.8659 | 148.178 | 0 | -143.8659 | 148.178
Line9_3_11 | 2.2114e-06 | 2.2116e-06 | 2.2116e-06 | 1.8962e-06 | 1.8963e-06 | 1.8963e-06 | 5.1071e-07 | 5.1075e-07 | 5.1075e-07 | 4.379e-07 | 4.3794e-07 | 4.3794e-07 | 3.3087e-08 | 4.7621e-07 | -4.5232e-07 | -2.7883e-08 | -4.127e-07 | 3.8359e-07 | 7.5088e-08 | -7.1637e-07 | -6.9063e-07 | -6.4596e-08 | 6.1131e-07 | 5.9492e-07 | -88.5566 | -88.4122 | -88.4122 | 91.0103 | 91.1788 | 91.1788 |  | 0.16067 | 1.6842 | 1.6164 | 0.16067 | 1.6842 | 1.6164 | -22.3369 | -144.7978 | 148.3657 | -22.3369 | -144.7978 | 148.3657

## LG_max_10
name | pf_ikss_a_from_ka | pf_ikss_b_from_ka | pf_ikss_c_from_ka | pf_ikss_a_to_ka | pf_ikss_b_to_ka | pf_ikss_c_to_ka | pf_skss_a_from_mw | pf_skss_b_from_mw | pf_skss_c_from_mw | pf_skss_a_to_mw | pf_skss_b_to_mw | pf_skss_c_to_mw | pf_p_a_from_mw | pf_p_b_from_mw | pf_p_c_from_mw | pf_p_a_to_mw | pf_p_b_to_mw | pf_p_c_to_mw | pf_q_a_from_mvar | pf_q_b_from_mvar | pf_q_c_from_mvar | pf_q_a_to_mvar | pf_q_b_to_mvar | pf_q_c_to_mvar | pf_ikss_a_from_degree | pf_ikss_b_from_degree | pf_ikss_c_from_degree | pf_ikss_a_to_degree | pf_ikss_b_to_degree | pf_ikss_c_to_degree | 3xI0 | pf_vm_a_from_pu | pf_vm_b_from_pu | pf_vm_c_from_pu | pf_vm_a_to_pu | pf_vm_b_to_pu | pf_vm_c_to_pu | pf_va_a_from_degree | pf_va_b_from_degree | pf_va_c_from_degree | pf_va_a_to_degree | pf_va_b_to_degree | pf_va_c_to_degree
Line0_1_2 | 0.52054 | 2.0287e-06 | 2.0287e-06 | 0.52054 | 1.6976e-06 | 1.6976e-06 | 0.12021 | 4.6851e-07 | 4.6851e-07 | 0.12021 | 3.9206e-07 | 3.9206e-07 | 0.0090322 | 4.6354e-07 | -4.2894e-07 | -0.0067741 | -3.9468e-07 | 3.5226e-07 | 0.018064 | -6.8344e-07 | -6.6643e-07 | -0.013548 | 5.651e-07 | 5.5808e-07 | -85.7654 | -88.9083 | -88.9083 | 94.2346 | 90.5382 | 90.5382 |  | 0.168 | 1.7626 | 1.6916 | 0.126 | 1.7581 | 1.6833 | -22.3304 | -144.7616 | 148.325 | -22.3304 | -144.5306 | 148.2786
Line10_11_12 | 1.9829e-06 | 1.9831e-06 | 1.9831e-06 | 1.6531e-06 | 1.6533e-06 | 1.6533e-06 | 4.5793e-07 | 4.5798e-07 | 4.5798e-07 | 3.8177e-07 | 3.8181e-07 | 3.8181e-07 | 3.1006e-08 | 4.4731e-07 | -4.2492e-07 | -2.5315e-08 | -3.7769e-07 | 3.4961e-07 | 7.041e-08 | -6.7197e-07 | -6.4779e-07 | -5.8932e-08 | 5.57e-07 | 5.4306e-07 | -88.5632 | -88.412 | -88.412 | 90.9163 | 91.0977 | 91.0977 |  | 0.168 | 1.7626 | 1.6916 | 0.168 | 1.7626 | 1.6916 | -22.3304 | -144.7616 | 148.325 | -22.3304 | -144.7616 | 148.325
Line11_12_13 | 1.6524e-06 | 1.6526e-06 | 1.6526e-06 | 1.3227e-06 | 1.3228e-06 | 1.3228e-06 | 3.8161e-07 | 3.8165e-07 | 3.8165e-07 | 3.0546e-07 | 3.0548e-07 | 3.0548e-07 | 2.5839e-08 | 3.7276e-07 | -3.541e-07 | -2.0148e-08 | -3.0314e-07 | 2.7879e-07 | 5.8675e-08 | -5.5998e-07 | -5.3983e-07 | -4.7197e-08 | 4.45e-07 | 4.351e-07 | -88.5632 | -88.412 | -88.412 | 90.7862 | 90.9752 | 90.9752 |  | 0.168 | 1.7626 | 1.6916 | 0.168 | 1.7626 | 1.6916 | -22.3304 | -144.7616 | 148.325 | -22.3304 | -144.7616 | 148.325
Line12_13_15 | 0 | 0 | 0 | 0 | 0 | 0 | 0 | 0 | 0 | 0 | 0 | 0 | 1.5503e-08 | 2.2365e-07 | -2.1246e-07 | -9.8121e-09 | -1.5404e-07 | 1.3715e-07 | 3.5205e-08 | -3.3599e-07 | -3.239e-07 | -2.3727e-08 | 2.2101e-07 | 2.1917e-07 | 0 | 0 | 0 | 0 | 0 | 0 |  | 0.168 | 1.7626 | 1.6916 | 0.168 | 1.7626 | 1.6916 | -22.3304 | -144.7616 | 148.325 | -22.3304 | -144.7616 | 148.325
Line13_13_14 | 0 | 0 | 0 | 0 | 0 | 0 | 0 | 0 | 0 | 0 | 0 | 0 | 5.1677e-09 | 7.4551e-08 | -7.082e-08 | 5.2331e-10 | -4.936e-09 | -4.4864e-09 | 1.1735e-08 | -1.12e-07 | -1.0797e-07 | -2.5746e-10 | -2.9776e-09 | 3.2372e-09 | 0 | 0 | 0 | 0 | 0 | 0 |  | 0.168 | 1.7626 | 1.6916 | 0.168 | 1.7626 | 1.6916 | -22.3304 | -144.7616 | 148.325 | -22.3304 | -144.7616 | 148.325
Line14_15_16 | 0 | 0 | 0 | 0 | 0 | 0 | 0 | 0 | 0 | 0 | 0 | 0 | 1.0335e-08 | 1.491e-07 | -1.4164e-07 | -4.6444e-09 | -7.9488e-08 | 6.6334e-08 | 2.347e-08 | -2.2399e-07 | -2.1593e-07 | -1.1992e-08 | 1.0902e-07 | 1.112e-07 | 0 | 0 | 0 | 0 | 0 | 0 |  | 0.168 | 1.7626 | 1.6916 | 0.168 | 1.7626 | 1.6916 | -22.3304 | -144.7616 | 148.325 | -22.3304 | -144.7616 | 148.325
Line15_16_17 | 0 | 0 | 0 | 0 | 0 | 0 | 0 | 0 | 0 | 0 | 0 | 0 | 5.1677e-09 | 7.4551e-08 | -7.082e-08 | 5.2331e-10 | -4.936e-09 | -4.4864e-09 | 1.1735e-08 | -1.12e-07 | -1.0797e-07 | -2.5746e-10 | -2.9776e-09 | 3.2372e-09 | 0 | 0 | 0 | 0 | 0 | 0 |  | 0.168 | 1.7626 | 1.6916 | 0.168 | 1.7626 | 1.6916 | -22.3304 | -144.7616 | 148.325 | -22.3304 | -144.7616 | 148.325
Line16_4_18 | 0 | 0 | 0 | 0 | 0 | 0 | 0 | 0 | 0 | 0 | 0 | 0 | 5.1677e-09 | 7.4551e-08 | -7.082e-08 | 5.2331e-10 | -4.936e-09 | -4.4864e-09 | 1.1735e-08 | -1.12e-07 | -1.0797e-07 | -2.5746e-10 | -2.9776e-09 | 3.2372e-09 | 0 | 0 | 0 | 0 | 0 | 0 |  | 0.168 | 1.7626 | 1.6916 | 0.168 | 1.7626 | 1.6916 | -22.3304 | -144.7616 | 148.325 | -22.3304 | -144.7616 | 148.325
Line17_5_19 | 0 | 0 | 0 | 0 | 0 | 0 | 0 | 0 | 0 | 0 | 0 | 0 | 5.1677e-09 | 7.4551e-08 | -7.082e-08 | 5.2331e-10 | -4.936e-09 | -4.4864e-09 | 1.1735e-08 | -1.12e-07 | -1.0797e-07 | -2.5746e-10 | -2.9776e-09 | 3.2372e-09 | 0 | 0 | 0 | 0 | 0 | 0 |  | 0.168 | 1.7626 | 1.6916 | 0.168 | 1.7626 | 1.6916 | -22.3304 | -144.7616 | 148.325 | -22.3304 | -144.7616 | 148.325
Line1_1_3 | 2.6439e-06 | 2.6441e-06 | 2.6441e-06 | 2.3141e-06 | 2.3143e-06 | 2.3143e-06 | 6.1058e-07 | 6.1064e-07 | 6.1064e-07 | 5.3441e-07 | 5.3446e-07 | 5.3446e-07 | 4.1342e-08 | 5.9641e-07 | -5.6656e-07 | -3.5651e-08 | -5.268e-07 | 4.9125e-07 | 9.388e-08 | -8.9596e-07 | -8.6372e-07 | -8.2402e-08 | 7.8099e-07 | 7.5899e-07 | -88.5632 | -88.412 | -88.412 | 91.0649 | 91.2377 | 91.2377 |  | 0.168 | 1.7626 | 1.6916 | 0.168 | 1.7626 | 1.6916 | -22.3304 | -144.7616 | 148.325 | -22.3304 | -144.7616 | 148.325
Line2_1_4 | 0 | 0 | 0 | 0 | 0 | 0 | 0 | 0 | 0 | 0 | 0 | 0 | 1.0335e-08 | 1.491e-07 | -1.4164e-07 | -4.6444e-09 | -7.9487e-08 | 6.6334e-08 | 2.347e-08 | -2.2399e-07 | -2.1593e-07 | -1.1992e-08 | 1.0902e-07 | 1.112e-07 | 0 | 0 | 0 | 0 | 0 | 0 |  | 0.168 | 1.7626 | 1.6916 | 0.168 | 1.7626 | 1.6916 | -22.3304 | -144.7616 | 148.325 | -22.3304 | -144.7616 | 148.325
Line3_1_5 | 0 | 0 | 0 | 0 | 0 | 0 | 0 | 0 | 0 | 0 | 0 | 0 | 1.0335e-08 | 1.491e-07 | -1.4164e-07 | -4.6444e-09 | -7.9487e-08 | 6.6334e-08 | 2.347e-08 | -2.2399e-07 | -2.1593e-07 | -1.1992e-08 | 1.0902e-07 | 1.112e-07 | 0 | 0 | 0 | 0 | 0 | 0 |  | 0.168 | 1.7626 | 1.6916 | 0.168 | 1.7626 | 1.6916 | -22.3304 | -144.7616 | 148.325 | -22.3304 | -144.7616 | 148.325
Line4_2_6 | 0.52054 | 1.6968e-06 | 1.6968e-06 | 0.52054 | 1.3629e-06 | 1.3629e-06 | 0.12021 | 3.9185e-07 | 3.9185e-07 | 0.12021 | 3.1476e-07 | 3.1476e-07 | 0.0067741 | 3.8979e-07 | -3.5667e-07 | -0.0045161 | -3.1934e-07 | 2.8033e-07 | 0.013548 | -5.6804e-07 | -5.5487e-07 | -0.0090321 | 4.5022e-07 | 4.4652e-07 | -85.7654 | -88.9887 | -88.9887 | 94.2346 | 90.3532 | 90.3532 |  | 0.126 | 1.7581 | 1.6833 | 0.084002 | 1.7537 | 1.675 | -22.3304 | -144.5306 | 148.2786 | -22.3304 | -144.2983 | 148.2317
Line5_6_7 | 0.52054 | 1.362e-06 | 1.362e-06 | 0.52054 | 1.0254e-06 | 1.0254e-06 | 0.12021 | 3.1453e-07 | 3.1453e-07 | 0.12021 | 2.368e-07 | 2.368e-07 | 0.0045161 | 3.1451e-07 | -2.8467e-07 | -0.002258 | -2.4247e-07 | 2.0869e-07 | 0.0090321 | -4.5313e-07 | -4.4332e-07 | -0.0045161 | 3.3583e-07 | 3.35e-07 | -85.7654 | -89.0627 | -89.0627 | 94.2346 | 90.1056 | 90.1056 |  | 0.084002 | 1.7537 | 1.675 | 0.042001 | 1.7492 | 1.6667 | -22.3304 | -144.2983 | 148.2317 | -22.3304 | -144.0649 | 148.1843
Line6_7_8 | 0.52054 | 1.0243e-06 | 1.0243e-06 | 0.52054 | 0 | 0 | 0.12021 | 2.3655e-07 | 2.3655e-07 | 0.12021 | 0 | 0 | 0.002258 | 2.3769e-07 | -2.1295e-07 | -1.8482e-14 | -1.6406e-07 | 1.3732e-07 | 0.0045161 | -3.3871e-07 | -3.3182e-07 | 1.5528e-14 | 2.2196e-07 | 2.2354e-07 | -85.7654 | -89.1249 | -89.1249 | 94.2346 | 0 | 0 |  | 0.042001 | 1.7492 | 1.6667 | 0 | 1.7448 | 1.6585 | -22.3304 | -144.0649 | 148.1843 | 0 | -143.8303 | 148.1365
Line7_8_9 | 0 | 0 | 0 | 0 | 0 | 0 | 0 | 0 | 0 | 0 | 0 | 0 | 1.278e-20 | 7.9667e-08 | -7.0755e-08 | -2.867e-17 | -4.7253e-09 | -4.1865e-09 | -9.2852e-21 | -1.124e-07 | -1.1019e-07 | 1.6669e-17 | -2.8433e-09 | 3.1544e-09 | 0 | 0 | 0 | 0 | 0 | 0 |  | 0 | 1.7448 | 1.6585 | 0 | 1.7448 | 1.6585 | 0 | -143.8303 | 148.1365 | 0 | -143.8303 | 148.1365
Line8_8_10 | 0 | 0 | 0 | 0 | 0 | 0 | 0 | 0 | 0 | 0 | 0 | 0 | 1.278e-20 | 7.9667e-08 | -7.0755e-08 | -2.867e-17 | -4.7253e-09 | -4.1865e-09 | -9.2852e-21 | -1.124e-07 | -1.1019e-07 | 1.6669e-17 | -2.8433e-09 | 3.1544e-09 | 0 | 0 | 0 | 0 | 0 | 0 |  | 0 | 1.7448 | 1.6585 | 0 | 1.7448 | 1.6585 | 0 | -143.8303 | 148.1365 | 0 | -143.8303 | 148.1365
Line9_3_11 | 2.3134e-06 | 2.3136e-06 | 2.3136e-06 | 1.9836e-06 | 1.9838e-06 | 1.9838e-06 | 5.3426e-07 | 5.3431e-07 | 5.3431e-07 | 4.5809e-07 | 4.5813e-07 | 4.5813e-07 | 3.6174e-08 | 5.2186e-07 | -4.9574e-07 | -3.0483e-08 | -4.5224e-07 | 4.2043e-07 | 8.2145e-08 | -7.8397e-07 | -7.5576e-07 | -7.0667e-08 | 6.6899e-07 | 6.5103e-07 | -88.5632 | -88.412 | -88.412 | 91.003 | 91.1794 | 91.1794 |  | 0.168 | 1.7626 | 1.6916 | 0.168 | 1.7626 | 1.6916 | -22.3304 | -144.7616 | 148.325 | -22.3304 | -144.7616 | 148.325

## LG_max_fault_6
name | pf_ikss_a_from_ka | pf_ikss_b_from_ka | pf_ikss_c_from_ka | pf_ikss_a_to_ka | pf_ikss_b_to_ka | pf_ikss_c_to_ka | pf_skss_a_from_mw | pf_skss_b_from_mw | pf_skss_c_from_mw | pf_skss_a_to_mw | pf_skss_b_to_mw | pf_skss_c_to_mw | pf_p_a_from_mw | pf_p_b_from_mw | pf_p_c_from_mw | pf_p_a_to_mw | pf_p_b_to_mw | pf_p_c_to_mw | pf_q_a_from_mvar | pf_q_b_from_mvar | pf_q_c_from_mvar | pf_q_a_to_mvar | pf_q_b_to_mvar | pf_q_c_to_mvar | pf_ikss_a_from_degree | pf_ikss_b_from_degree | pf_ikss_c_from_degree | pf_ikss_a_to_degree | pf_ikss_b_to_degree | pf_ikss_c_to_degree | 3xI0 | pf_vm_a_from_pu | pf_vm_b_from_pu | pf_vm_c_from_pu | pf_vm_a_to_pu | pf_vm_b_to_pu | pf_vm_c_to_pu | pf_va_a_from_degree | pf_va_b_from_degree | pf_va_c_from_degree | pf_va_a_to_degree | pf_va_b_to_degree | pf_va_c_to_degree
Line0_1_2 | 0.032563 | 0 | 0 | 0.032563 | 0 | 0 | 0.0075201 | 0 | 0 | 0.0075201 | 0 | 0 | 0.005337 | 1.0902e-08 | -3.0259e-08 | -0.0053282 | -9.3739e-09 | 2.5343e-08 | 0.0053724 | -3.043e-08 | 3.3987e-09 | -0.0053547 | 2.5362e-08 | -2.611e-09 | -47.4483 | 0 | 0 | 132.5517 | 0 | 0 |  | 1.007 | 1.1034 | 1.0394 | 1.0045 | 1.103 | 1.0392 | -2.2592 | -120.8737 | 123.0062 | -2.3061 | -120.855 | 122.9785
Line10_11_12 | 0 | 0 | 0 | 0 | 0 | 0 | 0 | 0 | 0 | 0 | 0 | 0 | 1.9304e-08 | 1.0399e-08 | -2.9549e-08 | -1.5931e-08 | -8.882e-09 | 2.4659e-08 | 2.1419e-08 | -2.9836e-08 | 3.5785e-09 | -1.8002e-08 | 2.4799e-08 | -2.7722e-09 | 0 | 0 | 0 | 0 | 0 | 0 |  | 1.007 | 1.1034 | 1.0394 | 1.007 | 1.1034 | 1.0394 | -2.2592 | -120.8737 | 123.0062 | -2.2592 | -120.8737 | 123.0062
Line11_12_13 | 0 | 0 | 0 | 0 | 0 | 0 | 0 | 0 | 0 | 0 | 0 | 0 | 1.6087e-08 | 8.6657e-09 | -2.4624e-08 | -1.2714e-08 | -7.1489e-09 | 1.9734e-08 | 1.785e-08 | -2.4864e-08 | 2.9821e-09 | -1.4432e-08 | 1.9826e-08 | -2.1758e-09 | 0 | 0 | 0 | 0 | 0 | 0 |  | 1.007 | 1.1034 | 1.0394 | 1.007 | 1.1034 | 1.0394 | -2.2592 | -120.8737 | 123.0062 | -2.2592 | -120.8737 | 123.0062
Line12_13_15 | 0 | 0 | 0 | 0 | 0 | 0 | 0 | 0 | 0 | 0 | 0 | 0 | 9.652e-09 | 5.1994e-09 | -1.4774e-08 | -6.2789e-09 | -3.6826e-09 | 9.8845e-09 | 1.071e-08 | -1.4918e-08 | 1.7893e-09 | -7.2927e-09 | 9.8807e-09 | -9.8298e-10 | 0 | 0 | 0 | 0 | 0 | 0 |  | 1.007 | 1.1034 | 1.0394 | 1.007 | 1.1034 | 1.0394 | -2.2592 | -120.8737 | 123.0062 | -2.2592 | -120.8737 | 123.0062
Line13_13_14 | 0 | 0 | 0 | 0 | 0 | 0 | 0 | 0 | 0 | 0 | 0 | 0 | 3.2173e-09 | 1.7331e-09 | -4.9248e-09 | 1.5575e-10 | -2.1636e-10 | 3.4943e-11 | 3.5699e-09 | -4.9727e-09 | 5.9642e-10 | -1.5283e-10 | -6.4773e-11 | 2.0986e-10 | 0 | 0 | 0 | 0 | 0 | 0 |  | 1.007 | 1.1034 | 1.0394 | 1.007 | 1.1034 | 1.0394 | -2.2592 | -120.8737 | 123.0062 | -2.2592 | -120.8737 | 123.0062
Line14_15_16 | 0 | 0 | 0 | 0 | 0 | 0 | 0 | 0 | 0 | 0 | 0 | 0 | 6.4346e-09 | 3.4663e-09 | -9.8496e-09 | -3.0616e-09 | -1.9495e-09 | 4.9597e-09 | 7.1398e-09 | -9.9454e-09 | 1.1928e-09 | -3.7227e-09 | 4.9079e-09 | -3.8656e-10 | 0 | 0 | 0 | 0 | 0 | 0 |  | 1.007 | 1.1034 | 1.0394 | 1.007 | 1.1034 | 1.0394 | -2.2592 | -120.8737 | 123.0062 | -2.2592 | -120.8737 | 123.0062
Line15_16_17 | 0 | 0 | 0 | 0 | 0 | 0 | 0 | 0 | 0 | 0 | 0 | 0 | 3.2173e-09 | 1.7331e-09 | -4.9248e-09 | 1.5575e-10 | -2.1636e-10 | 3.4943e-11 | 3.5699e-09 | -4.9727e-09 | 5.9642e-10 | -1.5283e-10 | -6.4773e-11 | 2.0986e-10 | 0 | 0 | 0 | 0 | 0 | 0 |  | 1.007 | 1.1034 | 1.0394 | 1.007 | 1.1034 | 1.0394 | -2.2592 | -120.8737 | 123.0062 | -2.2592 | -120.8737 | 123.0062
Line16_4_18 | 0 | 0 | 0 | 0 | 0 | 0 | 0 | 0 | 0 | 0 | 0 | 0 | 3.2173e-09 | 1.7331e-09 | -4.9248e-09 | 1.5575e-10 | -2.1636e-10 | 3.4943e-11 | 3.5699e-09 | -4.9727e-09 | 5.9642e-10 | -1.5283e-10 | -6.4773e-11 | 2.0986e-10 | 0 | 0 | 0 | 0 | 0 | 0 |  | 1.007 | 1.1034 | 1.0394 | 1.007 | 1.1034 | 1.0394 | -2.2592 | -120.8737 | 123.0062 | -2.2592 | -120.8737 | 123.0062
Line17_5_19 | 0 | 0 | 0 | 0 | 0 | 0 | 0 | 0 | 0 | 0 | 0 | 0 | 3.2173e-09 | 1.7331e-09 | -4.9248e-09 | 1.5575e-10 | -2.1636e-10 | 3.4943e-11 | 3.5699e-09 | -4.9727e-09 | 5.9642e-10 | -1.5283e-10 | -6.4773e-11 | 2.0986e-10 | 0 | 0 | 0 | 0 | 0 | 0 |  | 1.007 | 1.1034 | 1.0394 | 1.007 | 1.1034 | 1.0394 | -2.2592 | -120.8737 | 123.0062 | -2.2592 | -120.8737 | 123.0062
Line1_1_3 | 0 | 0 | 0 | 0 | 0 | 0 | 0 | 0 | 0 | 0 | 0 | 0 | 2.5739e-08 | 1.3865e-08 | -3.9398e-08 | -2.2365e-08 | -1.2348e-08 | 3.4508e-08 | 2.8559e-08 | -3.9782e-08 | 4.7714e-09 | -2.5142e-08 | 3.4744e-08 | -3.9651e-09 | 0 | 0 | 0 | 0 | 0 | 0 |  | 1.007 | 1.1034 | 1.0394 | 1.007 | 1.1034 | 1.0394 | -2.2592 | -120.8737 | 123.0062 | -2.2592 | -120.8737 | 123.0062
Line2_1_4 | 0 | 0 | 0 | 0 | 0 | 0 | 0 | 0 | 0 | 0 | 0 | 0 | 6.4346e-09 | 3.4663e-09 | -9.8496e-09 | -3.0616e-09 | -1.9495e-09 | 4.9597e-09 | 7.1398e-09 | -9.9454e-09 | 1.1928e-09 | -3.7227e-09 | 4.9079e-09 | -3.8656e-10 | 0 | 0 | 0 | 0 | 0 | 0 |  | 1.007 | 1.1034 | 1.0394 | 1.007 | 1.1034 | 1.0394 | -2.2592 | -120.8737 | 123.0062 | -2.2592 | -120.8737 | 123.0062
Line3_1_5 | 0 | 0 | 0 | 0 | 0 | 0 | 0 | 0 | 0 | 0 | 0 | 0 | 6.4346e-09 | 3.4663e-09 | -9.8496e-09 | -3.0616e-09 | -1.9495e-09 | 4.9597e-09 | 7.1398e-09 | -9.9454e-09 | 1.1928e-09 | -3.7227e-09 | 4.9079e-09 | -3.8656e-10 | 0 | 0 | 0 | 0 | 0 | 0 |  | 1.007 | 1.1034 | 1.0394 | 1.007 | 1.1034 | 1.0394 | -2.2592 | -120.8737 | 123.0062 | -2.2592 | -120.8737 | 123.0062
Line4_2_6 | 0.032563 | 0 | 0 | 0.032563 | 0 | 0 | 0.0075201 | 0 | 0 | 0.0075201 | 0 | 0 | 0.0053282 | 9.1592e-09 | -2.5307e-08 | -0.0053194 | -7.5955e-09 | 2.0349e-08 | 0.0053547 | -2.5426e-08 | 2.8189e-09 | -0.005337 | 2.0328e-08 | -2.04e-09 | -47.4483 | 0 | 0 | 132.5517 | 0 | 0 |  | 1.0045 | 1.103 | 1.0392 | 1.002 | 1.1026 | 1.0391 | -2.3061 | -120.855 | 122.9785 | -2.3532 | -120.8363 | 122.9508
Line5_6_7 | 0.032563 | 0 | 0 | 0.032563 | 0 | 0 | 0.0075201 | 0 | 0 | 0.0075201 | 0 | 0 | 0.0053194 | 7.3824e-09 | -2.0312e-08 | -0.0053105 | -5.7833e-09 | 1.5312e-08 | 0.005337 | -2.039e-08 | 2.2459e-09 | -0.0053194 | 1.5261e-08 | -1.4757e-09 | -47.4483 | 0 | 0 | 132.5517 | 0 | 0 |  | 1.002 | 1.1026 | 1.0391 | 0.99952 | 1.1022 | 1.0389 | -2.3532 | -120.8363 | 122.9508 | -2.4006 | -120.8177 | 122.923
Line6_7_8 | 0.032563 | 0 | 0 | 0.032563 | 0 | 0 | 0.0075201 | 0 | 0 | 0.0075201 | 0 | 0 | 0.0053105 | 5.5719e-09 | -1.5275e-08 | -0.0053017 | -3.9375e-09 | 1.0234e-08 | 0.0053194 | -1.5322e-08 | 1.6797e-09 | -0.0053017 | 1.0162e-08 | -9.1809e-10 | -47.4483 | 0 | 0 | 132.5517 | 0 | 0 |  | 0.99952 | 1.1022 | 1.0389 | 0.99703 | 1.1018 | 1.0388 | -2.4006 | -120.8177 | 122.923 | -2.4483 | -120.7989 | 122.8953
Line7_8_9 | 0 | 0 | 0 | 0 | 0 | 0 | 0 | 0 | 0 | 0 | 0 | 0 | 3.2162e-09 | 1.8639e-09 | -5.0981e-09 | 1.9015e-10 | -2.0978e-10 | 3.7657e-11 | 3.7027e-09 | -5.1108e-09 | 5.6005e-10 | -1.6397e-10 | -5.915e-11 | 2.0201e-10 | 0 | 0 | 0 | 0 | 0 | 0 |  | 0.99703 | 1.1018 | 1.0388 | 0.99703 | 1.1018 | 1.0388 | -2.4483 | -120.7989 | 122.8953 | -2.4483 | -120.7989 | 122.8953
Line8_8_10 | 0 | 0 | 0 | 0 | 0 | 0 | 0 | 0 | 0 | 0 | 0 | 0 | 3.2162e-09 | 1.8639e-09 | -5.0981e-09 | 1.9015e-10 | -2.0978e-10 | 3.7657e-11 | 3.7027e-09 | -5.1108e-09 | 5.6005e-10 | -1.6397e-10 | -5.915e-11 | 2.0201e-10 | 0 | 0 | 0 | 0 | 0 | 0 |  | 0.99703 | 1.1018 | 1.0388 | 0.99703 | 1.1018 | 1.0388 | -2.4483 | -120.7989 | 122.8953 | -2.4483 | -120.7989 | 122.8953
Line9_3_11 | 0 | 0 | 0 | 0 | 0 | 0 | 0 | 0 | 0 | 0 | 0 | 0 | 2.2521e-08 | 1.2132e-08 | -3.4473e-08 | -1.9148e-08 | -1.0615e-08 | 2.9584e-08 | 2.4989e-08 | -3.4809e-08 | 4.1749e-09 | -2.1572e-08 | 2.9772e-08 | -3.3687e-09 | 0 | 0 | 0 | 0 | 0 | 0 |  | 1.007 | 1.1034 | 1.0394 | 1.007 | 1.1034 | 1.0394 | -2.2592 | -120.8737 | 123.0062 | -2.2592 | -120.8737 | 123.0062

## LG_max_fault_10
name | pf_ikss_a_from_ka | pf_ikss_b_from_ka | pf_ikss_c_from_ka | pf_ikss_a_to_ka | pf_ikss_b_to_ka | pf_ikss_c_to_ka | pf_skss_a_from_mw | pf_skss_b_from_mw | pf_skss_c_from_mw | pf_skss_a_to_mw | pf_skss_b_to_mw | pf_skss_c_to_mw | pf_p_a_from_mw | pf_p_b_from_mw | pf_p_c_from_mw | pf_p_a_to_mw | pf_p_b_to_mw | pf_p_c_to_mw | pf_q_a_from_mvar | pf_q_b_from_mvar | pf_q_c_from_mvar | pf_q_a_to_mvar | pf_q_b_to_mvar | pf_q_c_to_mvar | pf_ikss_a_from_degree | pf_ikss_b_from_degree | pf_ikss_c_from_degree | pf_ikss_a_to_degree | pf_ikss_b_to_degree | pf_ikss_c_to_degree | 3xI0 | pf_vm_a_from_pu | pf_vm_b_from_pu | pf_vm_c_from_pu | pf_vm_a_to_pu | pf_vm_b_to_pu | pf_vm_c_to_pu | pf_va_a_from_degree | pf_va_b_from_degree | pf_va_c_from_degree | pf_va_a_to_degree | pf_va_b_to_degree | pf_va_c_to_degree
Line0_1_2 | 0.03411 | 0 | 0 | 0.03411 | 0 | 0 | 0.0078774 | 0 | 0 | 0.0078774 | 0 | 0 | 0.0058562 | 1.1975e-08 | -3.3221e-08 | -0.0058465 | -1.0296e-08 | 2.7823e-08 | 0.005895 | -3.3404e-08 | 3.7265e-09 | -0.0058756 | 2.7842e-08 | -2.8627e-09 | -47.4523 | 0 | 0 | 132.5477 | 0 | 0 |  | 1.0548 | 1.1559 | 1.0889 | 1.0522 | 1.1555 | 1.0887 | -2.2632 | -120.8736 | 123.0045 | -2.3101 | -120.8549 | 122.9768
Line10_11_12 | 0 | 0 | 0 | 0 | 0 | 0 | 0 | 0 | 0 | 0 | 0 | 0 | 2.1186e-08 | 1.1422e-08 | -3.2442e-08 | -1.7483e-08 | -9.7557e-09 | 2.7073e-08 | 2.3518e-08 | -3.2753e-08 | 3.9239e-09 | -1.9766e-08 | 2.7223e-08 | -3.0397e-09 | 0 | 0 | 0 | 0 | 0 | 0 |  | 1.0548 | 1.1559 | 1.0889 | 1.0548 | 1.1559 | 1.0889 | -2.2632 | -120.8736 | 123.0045 | -2.2632 | -120.8736 | 123.0045
Line11_12_13 | 0 | 0 | 0 | 0 | 0 | 0 | 0 | 0 | 0 | 0 | 0 | 0 | 1.7655e-08 | 9.5184e-09 | -2.7035e-08 | -1.3952e-08 | -7.852e-09 | 2.1666e-08 | 1.9598e-08 | -2.7294e-08 | 3.2699e-09 | -1.5847e-08 | 2.1764e-08 | -2.3857e-09 | 0 | 0 | 0 | 0 | 0 | 0 |  | 1.0548 | 1.1559 | 1.0889 | 1.0548 | 1.1559 | 1.0889 | -2.2632 | -120.8736 | 123.0045 | -2.2632 | -120.8736 | 123.0045
Line12_13_15 | 0 | 0 | 0 | 0 | 0 | 0 | 0 | 0 | 0 | 0 | 0 | 0 | 1.0593e-08 | 5.7111e-09 | -1.6221e-08 | -6.8905e-09 | -4.0447e-09 | 1.0852e-08 | 1.1759e-08 | -1.6377e-08 | 1.962e-09 | -8.0074e-09 | 1.0847e-08 | -1.0778e-09 | 0 | 0 | 0 | 0 | 0 | 0 |  | 1.0548 | 1.1559 | 1.0889 | 1.0548 | 1.1559 | 1.0889 | -2.2632 | -120.8736 | 123.0045 | -2.2632 | -120.8736 | 123.0045
Line13_13_14 | 0 | 0 | 0 | 0 | 0 | 0 | 0 | 0 | 0 | 0 | 0 | 0 | 3.5309e-09 | 1.9037e-09 | -5.4069e-09 | 1.7131e-10 | -2.3729e-10 | 3.8301e-11 | 3.9197e-09 | -5.4589e-09 | 6.5398e-10 | -1.6801e-10 | -7.108e-11 | 2.3019e-10 | 0 | 0 | 0 | 0 | 0 | 0 |  | 1.0548 | 1.1559 | 1.0889 | 1.0548 | 1.1559 | 1.0889 | -2.2632 | -120.8736 | 123.0045 | -2.2632 | -120.8736 | 123.0045
Line14_15_16 | 0 | 0 | 0 | 0 | 0 | 0 | 0 | 0 | 0 | 0 | 0 | 0 | 7.0618e-09 | 3.8074e-09 | -1.0814e-08 | -3.3596e-09 | -2.141e-09 | 5.4452e-09 | 7.8394e-09 | -1.0918e-08 | 1.308e-09 | -4.0877e-09 | 5.3878e-09 | -4.2379e-10 | 0 | 0 | 0 | 0 | 0 | 0 |  | 1.0548 | 1.1559 | 1.0889 | 1.0548 | 1.1559 | 1.0889 | -2.2632 | -120.8736 | 123.0045 | -2.2632 | -120.8736 | 123.0045
Line15_16_17 | 0 | 0 | 0 | 0 | 0 | 0 | 0 | 0 | 0 | 0 | 0 | 0 | 3.5309e-09 | 1.9037e-09 | -5.4069e-09 | 1.7131e-10 | -2.3729e-10 | 3.8301e-11 | 3.9197e-09 | -5.4589e-09 | 6.5398e-10 | -1.6801e-10 | -7.108e-11 | 2.3019e-10 | 0 | 0 | 0 | 0 | 0 | 0 |  | 1.0548 | 1.1559 | 1.0889 | 1.0548 | 1.1559 | 1.0889 | -2.2632 | -120.8736 | 123.0045 | -2.2632 | -120.8736 | 123.0045
Line16_4_18 | 0 | 0 | 0 | 0 | 0 | 0 | 0 | 0 | 0 | 0 | 0 | 0 | 3.5309e-09 | 1.9037e-09 | -5.4069e-09 | 1.7131e-10 | -2.3729e-10 | 3.8301e-11 | 3.9197e-09 | -5.4589e-09 | 6.5399e-10 | -1.6801e-10 | -7.108e-11 | 2.3019e-10 | 0 | 0 | 0 | 0 | 0 | 0 |  | 1.0548 | 1.1559 | 1.0889 | 1.0548 | 1.1559 | 1.0889 | -2.2632 | -120.8736 | 123.0045 | -2.2632 | -120.8736 | 123.0045
Line17_5_19 | 0 | 0 | 0 | 0 | 0 | 0 | 0 | 0 | 0 | 0 | 0 | 0 | 3.5309e-09 | 1.9037e-09 | -5.4069e-09 | 1.7131e-10 | -2.3729e-10 | 3.8301e-11 | 3.9197e-09 | -5.4589e-09 | 6.5399e-10 | -1.6801e-10 | -7.108e-11 | 2.3019e-10 | 0 | 0 | 0 | 0 | 0 | 0 |  | 1.0548 | 1.1559 | 1.0889 | 1.0548 | 1.1559 | 1.0889 | -2.2632 | -120.8736 | 123.0045 | -2.2632 | -120.8736 | 123.0045
Line1_1_3 | 0 | 0 | 0 | 0 | 0 | 0 | 0 | 0 | 0 | 0 | 0 | 0 | 2.8247e-08 | 1.5229e-08 | -4.3255e-08 | -2.4545e-08 | -1.3563e-08 | 3.7887e-08 | 3.1358e-08 | -4.3671e-08 | 5.2319e-09 | -2.7606e-08 | 3.8141e-08 | -4.3477e-09 | 0 | 0 | 0 | 0 | 0 | 0 |  | 1.0548 | 1.1559 | 1.0889 | 1.0548 | 1.1559 | 1.0889 | -2.2632 | -120.8736 | 123.0045 | -2.2632 | -120.8736 | 123.0045
Line2_1_4 | 0 | 0 | 0 | 0 | 0 | 0 | 0 | 0 | 0 | 0 | 0 | 0 | 7.0618e-09 | 3.8074e-09 | -1.0814e-08 | -3.3596e-09 | -2.141e-09 | 5.4452e-09 | 7.8394e-09 | -1.0918e-08 | 1.308e-09 | -4.0877e-09 | 5.3878e-09 | -4.2379e-10 | 0 | 0 | 0 | 0 | 0 | 0 |  | 1.0548 | 1.1559 | 1.0889 | 1.0548 | 1.1559 | 1.0889 | -2.2632 | -120.8736 | 123.0045 | -2.2632 | -120.8736 | 123.0045
Line3_1_5 | 0 | 0 | 0 | 0 | 0 | 0 | 0 | 0 | 0 | 0 | 0 | 0 | 7.0618e-09 | 3.8074e-09 | -1.0814e-08 | -3.3596e-09 | -2.141e-09 | 5.4452e-09 | 7.8394e-09 | -1.0918e-08 | 1.308e-09 | -4.0877e-09 | 5.3878e-09 | -4.2379e-10 | 0 | 0 | 0 | 0 | 0 | 0 |  | 1.0548 | 1.1559 | 1.0889 | 1.0548 | 1.1559 | 1.0889 | -2.2632 | -120.8736 | 123.0045 | -2.2632 | -120.8736 | 123.0045
Line4_2_6 | 0.03411 | 0 | 0 | 0.03411 | 0 | 0 | 0.0078774 | 0 | 0 | 0.0078774 | 0 | 0 | 0.0058465 | 1.006e-08 | -2.7784e-08 | -0.0058368 | -8.3421e-09 | 2.234e-08 | 0.0058756 | -2.7911e-08 | 3.0908e-09 | -0.0058562 | 2.2315e-08 | -2.2366e-09 | -47.4523 | 0 | 0 | 132.5477 | 0 | 0 |  | 1.0522 | 1.1555 | 1.0887 | 1.0496 | 1.1551 | 1.0886 | -2.3101 | -120.8549 | 122.9768 | -2.3573 | -120.8363 | 122.9491
Line5_6_7 | 0.03411 | 0 | 0 | 0.03411 | 0 | 0 | 0.0078774 | 0 | 0 | 0.0078774 | 0 | 0 | 0.0058368 | 8.1085e-09 | -2.2301e-08 | -0.0058271 | -6.3518e-09 | 1.6811e-08 | 0.0058562 | -2.2383e-08 | 2.4625e-09 | -0.0058368 | 1.6753e-08 | -1.6179e-09 | -47.4523 | 0 | 0 | 132.5477 | 0 | 0 |  | 1.0496 | 1.1551 | 1.0886 | 1.047 | 1.1547 | 1.0884 | -2.3573 | -120.8363 | 122.9491 | -2.4046 | -120.8176 | 122.9213
Line6_7_8 | 0.03411 | 0 | 0 | 0.03411 | 0 | 0 | 0.0078774 | 0 | 0 | 0.0078774 | 0 | 0 | 0.0058271 | 6.1199e-09 | -1.6771e-08 | -0.0058174 | -4.3244e-09 | 1.1235e-08 | 0.0058368 | -1.6819e-08 | 1.8417e-09 | -0.0058175 | 1.1156e-08 | -1.0066e-09 | -47.4523 | 0 | 0 | 132.5477 | 0 | 0 |  | 1.047 | 1.1547 | 1.0884 | 1.0444 | 1.1543 | 1.0883 | -2.4046 | -120.8176 | 122.9213 | -2.4523 | -120.7989 | 122.8936
Line7_8_9 | 0 | 0 | 0 | 0 | 0 | 0 | 0 | 0 | 0 | 0 | 0 | 0 | 3.5297e-09 | 2.0472e-09 | -5.5971e-09 | 2.0906e-10 | -2.3008e-10 | 4.1279e-11 | 4.0654e-09 | -5.6103e-09 | 6.1407e-10 | -1.8024e-10 | -6.4909e-11 | 2.2158e-10 | 0 | 0 | 0 | 0 | 0 | 0 |  | 1.0444 | 1.1543 | 1.0883 | 1.0444 | 1.1543 | 1.0883 | -2.4523 | -120.7989 | 122.8936 | -2.4523 | -120.7989 | 122.8936
Line8_8_10 | 0 | 0 | 0 | 0 | 0 | 0 | 0 | 0 | 0 | 0 | 0 | 0 | 3.5297e-09 | 2.0472e-09 | -5.5971e-09 | 2.0906e-10 | -2.3008e-10 | 4.1279e-11 | 4.0654e-09 | -5.6103e-09 | 6.1407e-10 | -1.8024e-10 | -6.4909e-11 | 2.2158e-10 | 0 | 0 | 0 | 0 | 0 | 0 |  | 1.0444 | 1.1543 | 1.0883 | 1.0444 | 1.1543 | 1.0883 | -2.4523 | -120.7989 | 122.8936 | -2.4523 | -120.7989 | 122.8936
Line9_3_11 | 0 | 0 | 0 | 0 | 0 | 0 | 0 | 0 | 0 | 0 | 0 | 0 | 2.4716e-08 | 1.3326e-08 | -3.7849e-08 | -2.1014e-08 | -1.1659e-08 | 3.248e-08 | 2.7438e-08 | -3.8212e-08 | 4.5779e-09 | -2.3686e-08 | 3.2682e-08 | -3.6937e-09 | 0 | 0 | 0 | 0 | 0 | 0 |  | 1.0548 | 1.1559 | 1.0889 | 1.0548 | 1.1559 | 1.0889 | -2.2632 | -120.8736 | 123.0045 | -2.2632 | -120.8736 | 123.0045

## LG_min_6
name | pf_ikss_a_from_ka | pf_ikss_b_from_ka | pf_ikss_c_from_ka | pf_ikss_a_to_ka | pf_ikss_b_to_ka | pf_ikss_c_to_ka | pf_skss_a_from_mw | pf_skss_b_from_mw | pf_skss_c_from_mw | pf_skss_a_to_mw | pf_skss_b_to_mw | pf_skss_c_to_mw | pf_p_a_from_mw | pf_p_b_from_mw | pf_p_c_from_mw | pf_p_a_to_mw | pf_p_b_to_mw | pf_p_c_to_mw | pf_q_a_from_mvar | pf_q_b_from_mvar | pf_q_c_from_mvar | pf_q_a_to_mvar | pf_q_b_to_mvar | pf_q_c_to_mvar | pf_ikss_a_from_degree | pf_ikss_b_from_degree | pf_ikss_c_from_degree | pf_ikss_a_to_degree | pf_ikss_b_to_degree | pf_ikss_c_to_degree | 3xI0 | pf_vm_a_from_pu | pf_vm_b_from_pu | pf_vm_c_from_pu | pf_vm_a_to_pu | pf_vm_b_to_pu | pf_vm_c_to_pu | pf_va_a_from_degree | pf_va_b_from_degree | pf_va_c_from_degree | pf_va_a_to_degree | pf_va_b_to_degree | pf_va_c_to_degree
Line0_1_2 | 0.44676 | 1.7429e-06 | 1.7429e-06 | 0.44676 | 1.4589e-06 | 1.4589e-06 | 0.10317 | 4.0251e-07 | 4.0251e-07 | 0.10317 | 3.3692e-07 | 3.3692e-07 | 0.012774 | 3.3604e-07 | -3.2457e-07 | -0.0095805 | -2.8808e-07 | 2.653e-07 | 0.013306 | -5.2191e-07 | -4.7457e-07 | -0.0099797 | 4.3137e-07 | 3.9794e-07 | -82.196 | -85.9014 | -85.9014 | 97.804 | 93.4571 | 93.4571 |  | 0.17878 | 1.5422 | 1.4284 | 0.13408 | 1.5396 | 1.4195 | -36.0269 | -143.1252 | 149.7297 | -36.0269 | -142.8073 | 149.7659
Line10_11_12 | 1.7017e-06 | 1.7019e-06 | 1.7019e-06 | 1.4187e-06 | 1.4188e-06 | 1.4188e-06 | 3.9299e-07 | 3.9303e-07 | 3.9303e-07 | 3.2763e-07 | 3.2766e-07 | 3.2766e-07 | 4.6127e-08 | 3.1865e-07 | -3.2545e-07 | -3.8052e-08 | -2.6932e-07 | 2.6804e-07 | 5.2996e-08 | -5.1561e-07 | -4.5746e-07 | -4.453e-08 | 4.2756e-07 | 3.8368e-07 | -84.9915 | -84.8414 | -84.8414 | 94.4882 | 94.6682 | 94.6682 |  | 0.17878 | 1.5422 | 1.4284 | 0.17878 | 1.5422 | 1.4284 | -36.0269 | -143.1252 | 149.7297 | -36.0269 | -143.1252 | 149.7297
Line11_12_13 | 1.4181e-06 | 1.4182e-06 | 1.4182e-06 | 1.1351e-06 | 1.1352e-06 | 1.1352e-06 | 3.2749e-07 | 3.2753e-07 | 3.2753e-07 | 2.6214e-07 | 2.6216e-07 | 2.6216e-07 | 3.8439e-08 | 2.6554e-07 | -2.712e-07 | -3.0365e-08 | -2.1621e-07 | 2.138e-07 | 4.4164e-08 | -4.2967e-07 | -3.8122e-07 | -3.5697e-08 | 3.4163e-07 | 3.0744e-07 | -84.9915 | -84.8414 | -84.8414 | 94.3582 | 94.5457 | 94.5457 |  | 0.17878 | 1.5422 | 1.4284 | 0.17878 | 1.5422 | 1.4284 | -36.0269 | -143.1252 | 149.7297 | -36.0269 | -143.1252 | 149.7297
Line12_13_15 | 0 | 0 | 0 | 0 | 0 | 0 | 0 | 0 | 0 | 0 | 0 | 0 | 2.3063e-08 | 1.5932e-07 | -1.6272e-07 | -1.4989e-08 | -1.1e-07 | 1.0532e-07 | 2.6498e-08 | -2.578e-07 | -2.2873e-07 | -1.8032e-08 | 1.6976e-07 | 1.5495e-07 | 0 | 0 | 0 | 0 | 0 | 0 |  | 0.17878 | 1.5422 | 1.4284 | 0.17878 | 1.5422 | 1.4284 | -36.0269 | -143.1252 | 149.7297 | -36.0268 | -143.1252 | 149.7297
Line13_13_14 | 0 | 0 | 0 | 0 | 0 | 0 | 0 | 0 | 0 | 0 | 0 | 0 | 7.6877e-09 | 5.3108e-08 | -5.4241e-08 | 3.8645e-10 | -3.7802e-09 | -3.1607e-09 | 8.8327e-09 | -8.5934e-08 | -7.6243e-08 | -3.6628e-10 | -2.1098e-09 | 2.4675e-09 | 0 | 0 | 0 | 0 | 0 | 0 |  | 0.17878 | 1.5422 | 1.4284 | 0.17878 | 1.5422 | 1.4284 | -36.0269 | -143.1252 | 149.7297 | -36.0269 | -143.1252 | 149.7297
Line14_15_16 | 0 | 0 | 0 | 0 | 0 | 0 | 0 | 0 | 0 | 0 | 0 | 0 | 1.5375e-08 | 1.0622e-07 | -1.0848e-07 | -7.3013e-09 | -5.6888e-08 | 5.108e-08 | 1.7665e-08 | -1.7187e-07 | -1.5249e-07 | -9.199e-09 | 8.3825e-08 | 7.8711e-08 | 0 | 0 | 0 | 0 | 0 | 0 |  | 0.17878 | 1.5422 | 1.4284 | 0.17878 | 1.5422 | 1.4284 | -36.0268 | -143.1252 | 149.7297 | -36.0268 | -143.1252 | 149.7297
Line15_16_17 | 0 | 0 | 0 | 0 | 0 | 0 | 0 | 0 | 0 | 0 | 0 | 0 | 7.6877e-09 | 5.3108e-08 | -5.4241e-08 | 3.8645e-10 | -3.7802e-09 | -3.1607e-09 | 8.8327e-09 | -8.5934e-08 | -7.6243e-08 | -3.6628e-10 | -2.1098e-09 | 2.4675e-09 | 0 | 0 | 0 | 0 | 0 | 0 |  | 0.17878 | 1.5422 | 1.4284 | 0.17878 | 1.5422 | 1.4284 | -36.0268 | -143.1252 | 149.7297 | -36.0268 | -143.1252 | 149.7297
Line16_4_18 | 0 | 0 | 0 | 0 | 0 | 0 | 0 | 0 | 0 | 0 | 0 | 0 | 7.6878e-09 | 5.3108e-08 | -5.4241e-08 | 3.8645e-10 | -3.7802e-09 | -3.1607e-09 | 8.8327e-09 | -8.5934e-08 | -7.6243e-08 | -3.6628e-10 | -2.1098e-09 | 2.4675e-09 | 0 | 0 | 0 | 0 | 0 | 0 |  | 0.17878 | 1.5422 | 1.4284 | 0.17878 | 1.5422 | 1.4284 | -36.0269 | -143.1252 | 149.7297 | -36.0269 | -143.1252 | 149.7297
Line17_5_19 | 0 | 0 | 0 | 0 | 0 | 0 | 0 | 0 | 0 | 0 | 0 | 0 | 7.6878e-09 | 5.3108e-08 | -5.4241e-08 | 3.8645e-10 | -3.7802e-09 | -3.1607e-09 | 8.8327e-09 | -8.5934e-08 | -7.6243e-08 | -3.6628e-10 | -2.1098e-09 | 2.4675e-09 | 0 | 0 | 0 | 0 | 0 | 0 |  | 0.17878 | 1.5422 | 1.4284 | 0.17878 | 1.5422 | 1.4284 | -36.0269 | -143.1252 | 149.7297 | -36.0269 | -143.1252 | 149.7297
Line1_1_3 | 2.2689e-06 | 2.2692e-06 | 2.2692e-06 | 1.9859e-06 | 1.9861e-06 | 1.9861e-06 | 5.2399e-07 | 5.2404e-07 | 5.2404e-07 | 4.5863e-07 | 4.5867e-07 | 4.5867e-07 | 6.1502e-08 | 4.2486e-07 | -4.3393e-07 | -5.3428e-08 | -3.7553e-07 | 3.7653e-07 | 7.0662e-08 | -6.8748e-07 | -6.0994e-07 | -6.2195e-08 | 5.9943e-07 | 5.3617e-07 | -84.9915 | -84.8414 | -84.8414 | 94.6368 | 94.8083 | 94.8083 |  | 0.17878 | 1.5422 | 1.4284 | 0.17878 | 1.5422 | 1.4284 | -36.0269 | -143.1252 | 149.7297 | -36.0269 | -143.1252 | 149.7297
Line2_1_4 | 0 | 0 | 0 | 0 | 0 | 0 | 0 | 0 | 0 | 0 | 0 | 0 | 1.5376e-08 | 1.0622e-07 | -1.0848e-07 | -7.3013e-09 | -5.6888e-08 | 5.108e-08 | 1.7665e-08 | -1.7187e-07 | -1.5249e-07 | -9.199e-09 | 8.3825e-08 | 7.8711e-08 | 0 | 0 | 0 | 0 | 0 | 0 |  | 0.17878 | 1.5422 | 1.4284 | 0.17878 | 1.5422 | 1.4284 | -36.0269 | -143.1252 | 149.7297 | -36.0269 | -143.1252 | 149.7297
Line3_1_5 | 0 | 0 | 0 | 0 | 0 | 0 | 0 | 0 | 0 | 0 | 0 | 0 | 1.5376e-08 | 1.0622e-07 | -1.0848e-07 | -7.3013e-09 | -5.6888e-08 | 5.108e-08 | 1.7665e-08 | -1.7187e-07 | -1.5249e-07 | -9.199e-09 | 8.3825e-08 | 7.8711e-08 | 0 | 0 | 0 | 0 | 0 | 0 |  | 0.17878 | 1.5422 | 1.4284 | 0.17878 | 1.5422 | 1.4284 | -36.0269 | -143.1252 | 149.7297 | -36.0269 | -143.1252 | 149.7297
Line4_2_6 | 0.44676 | 1.458e-06 | 1.458e-06 | 0.44676 | 1.1716e-06 | 1.1716e-06 | 0.10317 | 3.3671e-07 | 3.3671e-07 | 0.10317 | 2.7056e-07 | 2.7056e-07 | 0.0095805 | 2.8433e-07 | -2.684e-07 | -0.006387 | -2.3447e-07 | 2.1003e-07 | 0.0099797 | -4.3345e-07 | -3.9548e-07 | -0.0066531 | 3.4346e-07 | 3.1867e-07 | -82.196 | -86.0708 | -86.0708 | 97.804 | 93.1912 | 93.1912 |  | 0.13408 | 1.5396 | 1.4195 | 0.089389 | 1.537 | 1.4106 | -36.0269 | -142.8073 | 149.7659 | -36.0269 | -142.4882 | 149.8026
Line5_6_7 | 0.44676 | 1.1705e-06 | 1.1705e-06 | 0.44676 | 0 | 0 | 0.10317 | 2.7031e-07 | 2.7031e-07 | 0.10317 | 0 | 0 | 0.006387 | 2.3075e-07 | -2.1307e-07 | -0.0031935 | -1.79e-07 | 1.556e-07 | 0.0066531 | -3.455e-07 | -3.1623e-07 | -0.0033266 | 2.5607e-07 | 2.3926e-07 | -82.196 | -86.2264 | -86.2264 | 97.804 | 0 | 0 |  | 0.089389 | 1.537 | 1.4106 | 0.044695 | 1.5345 | 1.4017 | -36.0269 | -142.4882 | 149.8026 | -36.0269 | -142.1682 | 149.8397
Line6_7_8 | 0.44676 | 0 | 0 | 0.44676 | 0 | 0 | 0.10317 | 0 | 0 | 0.10317 | 0 | 0 | 0.0031935 | 1.7532e-07 | -1.5857e-07 | -1.1697e-15 | -1.2167e-07 | 1.02e-07 | 0.0033266 | -2.5809e-07 | -2.3683e-07 | -1.9555e-15 | 1.6925e-07 | 1.5972e-07 | -82.196 | 0 | 0 | 97.804 | 0 | 0 |  | 0.044695 | 1.5345 | 1.4017 | 0 | 1.532 | 1.3928 | -36.0269 | -142.1682 | 149.8397 | 0 | -141.847 | 149.8773
Line7_8_9 | 0 | 0 | 0 | 0 | 0 | 0 | 0 | 0 | 0 | 0 | 0 | 0 | 6.522e-22 | 5.9011e-08 | -5.2451e-08 | -2.142e-17 | -3.6529e-09 | -2.9065e-09 | 1.3374e-21 | -8.5616e-08 | -7.8649e-08 | 2.1275e-17 | -1.9859e-09 | 2.4169e-09 | 0 | 0 | 0 | 0 | 0 | 0 |  | 0 | 1.532 | 1.3928 | 0 | 1.532 | 1.3928 | 0 | -141.847 | 149.8773 | 0 | -141.847 | 149.8773
Line8_8_10 | 0 | 0 | 0 | 0 | 0 | 0 | 0 | 0 | 0 | 0 | 0 | 0 | 6.522e-22 | 5.9011e-08 | -5.2451e-08 | -2.142e-17 | -3.6529e-09 | -2.9065e-09 | 1.3374e-21 | -8.5616e-08 | -7.8649e-08 | 2.1275e-17 | -1.9859e-09 | 2.4169e-09 | 0 | 0 | 0 | 0 | 0 | 0 |  | 0 | 1.532 | 1.3928 | 0 | 1.532 | 1.3928 | 0 | -141.847 | 149.8773 | 0 | -141.847 | 149.8773
Line9_3_11 | 1.9853e-06 | 1.9855e-06 | 1.9855e-06 | 1.7023e-06 | 1.7025e-06 | 1.7025e-06 | 4.5849e-07 | 4.5854e-07 | 4.5854e-07 | 3.9313e-07 | 3.9317e-07 | 3.9317e-07 | 5.3814e-08 | 3.7175e-07 | -3.7969e-07 | -4.574e-08 | -3.2243e-07 | 3.2229e-07 | 6.1829e-08 | -6.0154e-07 | -5.337e-07 | -5.3363e-08 | 5.135e-07 | 4.5993e-07 | -84.9915 | -84.8414 | -84.8414 | 94.5749 | 94.7499 | 94.7499 |  | 0.17878 | 1.5422 | 1.4284 | 0.17878 | 1.5422 | 1.4284 | -36.0269 | -143.1252 | 149.7297 | -36.0269 | -143.1252 | 149.7297

## LG_min_10
name | pf_ikss_a_from_ka | pf_ikss_b_from_ka | pf_ikss_c_from_ka | pf_ikss_a_to_ka | pf_ikss_b_to_ka | pf_ikss_c_to_ka | pf_skss_a_from_mw | pf_skss_b_from_mw | pf_skss_c_from_mw | pf_skss_a_to_mw | pf_skss_b_to_mw | pf_skss_c_to_mw | pf_p_a_from_mw | pf_p_b_from_mw | pf_p_c_from_mw | pf_p_a_to_mw | pf_p_b_to_mw | pf_p_c_to_mw | pf_q_a_from_mvar | pf_q_b_from_mvar | pf_q_c_from_mvar | pf_q_a_to_mvar | pf_q_b_to_mvar | pf_q_c_to_mvar | pf_ikss_a_from_degree | pf_ikss_b_from_degree | pf_ikss_c_from_degree | pf_ikss_a_to_degree | pf_ikss_b_to_degree | pf_ikss_c_to_degree | 3xI0 | pf_vm_a_from_pu | pf_vm_b_from_pu | pf_vm_c_from_pu | pf_vm_a_to_pu | pf_vm_b_to_pu | pf_vm_c_to_pu | pf_va_a_from_degree | pf_va_b_from_degree | pf_va_c_from_degree | pf_va_a_to_degree | pf_va_b_to_degree | pf_va_c_to_degree
Line0_1_2 | 0.42325 | 1.6512e-06 | 1.6512e-06 | 0.42325 | 1.3821e-06 | 1.3821e-06 | 0.097745 | 3.8132e-07 | 3.8132e-07 | 0.097745 | 3.1919e-07 | 3.1919e-07 | 0.011465 | 3.016e-07 | -2.913e-07 | -0.0085986 | -2.5855e-07 | 2.3811e-07 | 0.011943 | -4.6842e-07 | -4.2593e-07 | -0.0089569 | 3.8716e-07 | 3.5715e-07 | -82.196 | -85.9014 | -85.9014 | 97.804 | 93.4571 | 93.4571 |  | 0.16937 | 1.461 | 1.3532 | 0.12703 | 1.4585 | 1.3448 | -36.0269 | -143.1252 | 149.7297 | -36.0269 | -142.8073 | 149.7659
Line10_11_12 | 1.6121e-06 | 1.6123e-06 | 1.6123e-06 | 1.344e-06 | 1.3441e-06 | 1.3441e-06 | 3.7231e-07 | 3.7234e-07 | 3.7234e-07 | 3.1039e-07 | 3.1042e-07 | 3.1042e-07 | 4.1399e-08 | 2.8599e-07 | -2.9209e-07 | -3.4152e-08 | -2.4172e-07 | 2.4057e-07 | 4.7565e-08 | -4.6276e-07 | -4.1057e-07 | -3.9966e-08 | 3.8374e-07 | 3.4436e-07 | -84.9915 | -84.8414 | -84.8414 | 94.4882 | 94.6682 | 94.6682 |  | 0.16937 | 1.461 | 1.3532 | 0.16937 | 1.461 | 1.3532 | -36.0269 | -143.1252 | 149.7297 | -36.0269 | -143.1252 | 149.7297
Line11_12_13 | 1.3435e-06 | 1.3436e-06 | 1.3436e-06 | 1.0754e-06 | 1.0754e-06 | 1.0754e-06 | 3.1026e-07 | 3.1029e-07 | 3.1029e-07 | 2.4834e-07 | 2.4836e-07 | 2.4836e-07 | 3.4499e-08 | 2.3832e-07 | -2.4341e-07 | -2.7252e-08 | -1.9405e-07 | 1.9189e-07 | 3.9637e-08 | -3.8563e-07 | -3.4214e-07 | -3.2038e-08 | 3.0661e-07 | 2.7593e-07 | -84.9915 | -84.8414 | -84.8414 | 94.3582 | 94.5457 | 94.5457 |  | 0.16937 | 1.461 | 1.3532 | 0.16937 | 1.461 | 1.3532 | -36.0269 | -143.1252 | 149.7297 | -36.0269 | -143.1252 | 149.7297
Line12_13_15 | 0 | 0 | 0 | 0 | 0 | 0 | 0 | 0 | 0 | 0 | 0 | 0 | 2.0699e-08 | 1.4299e-07 | -1.4604e-07 | -1.3453e-08 | -9.8722e-08 | 9.4527e-08 | 2.3782e-08 | -2.3138e-07 | -2.0529e-07 | -1.6184e-08 | 1.5236e-07 | 1.3907e-07 | 0 | 0 | 0 | 0 | 0 | 0 |  | 0.16937 | 1.461 | 1.3532 | 0.16937 | 1.461 | 1.3532 | -36.0269 | -143.1252 | 149.7297 | -36.0268 | -143.1252 | 149.7297
Line13_13_14 | 0 | 0 | 0 | 0 | 0 | 0 | 0 | 0 | 0 | 0 | 0 | 0 | 6.8998e-09 | 4.7664e-08 | -4.8682e-08 | 3.4684e-10 | -3.3928e-09 | -2.8367e-09 | 7.9274e-09 | -7.7127e-08 | -6.8429e-08 | -3.2873e-10 | -1.8935e-09 | 2.2146e-09 | 0 | 0 | 0 | 0 | 0 | 0 |  | 0.16937 | 1.461 | 1.3532 | 0.16937 | 1.461 | 1.3532 | -36.0269 | -143.1252 | 149.7297 | -36.0269 | -143.1252 | 149.7297
Line14_15_16 | 0 | 0 | 0 | 0 | 0 | 0 | 0 | 0 | 0 | 0 | 0 | 0 | 1.38e-08 | 9.5329e-08 | -9.7363e-08 | -6.553e-09 | -5.1057e-08 | 4.5845e-08 | 1.5855e-08 | -1.5425e-07 | -1.3686e-07 | -8.2562e-09 | 7.5233e-08 | 7.0643e-08 | 0 | 0 | 0 | 0 | 0 | 0 |  | 0.16937 | 1.461 | 1.3532 | 0.16937 | 1.461 | 1.3532 | -36.0268 | -143.1252 | 149.7297 | -36.0268 | -143.1252 | 149.7297
Line15_16_17 | 0 | 0 | 0 | 0 | 0 | 0 | 0 | 0 | 0 | 0 | 0 | 0 | 6.8998e-09 | 4.7665e-08 | -4.8682e-08 | 3.4684e-10 | -3.3928e-09 | -2.8367e-09 | 7.9274e-09 | -7.7127e-08 | -6.8429e-08 | -3.2873e-10 | -1.8935e-09 | 2.2146e-09 | 0 | 0 | 0 | 0 | 0 | 0 |  | 0.16937 | 1.461 | 1.3532 | 0.16937 | 1.461 | 1.3532 | -36.0268 | -143.1252 | 149.7297 | -36.0268 | -143.1252 | 149.7297
Line16_4_18 | 0 | 0 | 0 | 0 | 0 | 0 | 0 | 0 | 0 | 0 | 0 | 0 | 6.8998e-09 | 4.7664e-08 | -4.8682e-08 | 3.4684e-10 | -3.3928e-09 | -2.8367e-09 | 7.9274e-09 | -7.7127e-08 | -6.8429e-08 | -3.2874e-10 | -1.8935e-09 | 2.2146e-09 | 0 | 0 | 0 | 0 | 0 | 0 |  | 0.16937 | 1.461 | 1.3532 | 0.16937 | 1.461 | 1.3532 | -36.0269 | -143.1252 | 149.7297 | -36.0269 | -143.1252 | 149.7297
Line17_5_19 | 0 | 0 | 0 | 0 | 0 | 0 | 0 | 0 | 0 | 0 | 0 | 0 | 6.8998e-09 | 4.7664e-08 | -4.8682e-08 | 3.4684e-10 | -3.3928e-09 | -2.8367e-09 | 7.9274e-09 | -7.7127e-08 | -6.8429e-08 | -3.2874e-10 | -1.8935e-09 | 2.2146e-09 | 0 | 0 | 0 | 0 | 0 | 0 |  | 0.16937 | 1.461 | 1.3532 | 0.16937 | 1.461 | 1.3532 | -36.0269 | -143.1252 | 149.7297 | -36.0269 | -143.1252 | 149.7297
Line1_1_3 | 2.1495e-06 | 2.1497e-06 | 2.1497e-06 | 1.8814e-06 | 1.8816e-06 | 1.8816e-06 | 4.9641e-07 | 4.9646e-07 | 4.9646e-07 | 4.3449e-07 | 4.3453e-07 | 4.3453e-07 | 5.5199e-08 | 3.8132e-07 | -3.8945e-07 | -4.7952e-08 | -3.3704e-07 | 3.3793e-07 | 6.342e-08 | -6.1701e-07 | -5.4743e-07 | -5.5821e-08 | 5.3799e-07 | 4.8122e-07 | -84.9915 | -84.8414 | -84.8414 | 94.6368 | 94.8083 | 94.8083 |  | 0.16937 | 1.461 | 1.3532 | 0.16937 | 1.461 | 1.3532 | -36.0269 | -143.1252 | 149.7297 | -36.0269 | -143.1252 | 149.7297
Line2_1_4 | 0 | 0 | 0 | 0 | 0 | 0 | 0 | 0 | 0 | 0 | 0 | 0 | 1.38e-08 | 9.5329e-08 | -9.7363e-08 | -6.553e-09 | -5.1057e-08 | 4.5845e-08 | 1.5855e-08 | -1.5425e-07 | -1.3686e-07 | -8.2562e-09 | 7.5233e-08 | 7.0643e-08 | 0 | 0 | 0 | 0 | 0 | 0 |  | 0.16937 | 1.461 | 1.3532 | 0.16937 | 1.461 | 1.3532 | -36.0269 | -143.1252 | 149.7297 | -36.0269 | -143.1252 | 149.7297
Line3_1_5 | 0 | 0 | 0 | 0 | 0 | 0 | 0 | 0 | 0 | 0 | 0 | 0 | 1.38e-08 | 9.5329e-08 | -9.7363e-08 | -6.553e-09 | -5.1057e-08 | 4.5845e-08 | 1.5855e-08 | -1.5425e-07 | -1.3686e-07 | -8.2562e-09 | 7.5233e-08 | 7.0643e-08 | 0 | 0 | 0 | 0 | 0 | 0 |  | 0.16937 | 1.461 | 1.3532 | 0.16937 | 1.461 | 1.3532 | -36.0269 | -143.1252 | 149.7297 | -36.0269 | -143.1252 | 149.7297
Line4_2_6 | 0.42325 | 1.3812e-06 | 1.3812e-06 | 0.42325 | 1.1099e-06 | 1.1099e-06 | 0.097745 | 3.1898e-07 | 3.1898e-07 | 0.097745 | 2.5632e-07 | 2.5632e-07 | 0.0085986 | 2.5519e-07 | -2.4089e-07 | -0.0057324 | -2.1044e-07 | 1.8851e-07 | 0.0089569 | -3.8902e-07 | -3.5495e-07 | -0.0059712 | 3.0825e-07 | 2.8601e-07 | -82.196 | -86.0708 | -86.0708 | 97.804 | 93.1912 | 93.1912 |  | 0.12703 | 1.4585 | 1.3448 | 0.084684 | 1.4561 | 1.3364 | -36.0269 | -142.8073 | 149.7659 | -36.0269 | -142.4882 | 149.8026
Line5_6_7 | 0.42325 | 1.1089e-06 | 1.1089e-06 | 0.42325 | 0 | 0 | 0.097745 | 2.5609e-07 | 2.5609e-07 | 0.097745 | 0 | 0 | 0.0057324 | 2.071e-07 | -1.9123e-07 | -0.0028662 | -1.6066e-07 | 1.3965e-07 | 0.0059712 | -3.1009e-07 | -2.8382e-07 | -0.0029856 | 2.2983e-07 | 2.1474e-07 | -82.196 | -86.2264 | -86.2264 | 97.804 | 0 | 0 |  | 0.084684 | 1.4561 | 1.3364 | 0.042342 | 1.4537 | 1.328 | -36.0269 | -142.4882 | 149.8026 | -36.0269 | -142.1682 | 149.8397
Line6_7_8 | 0.42325 | 0 | 0 | 0.42325 | 0 | 0 | 0.097745 | 0 | 0 | 0.097744 | 0 | 0 | 0.0028662 | 1.5735e-07 | -1.4232e-07 | -1.0509e-15 | -1.092e-07 | 9.1542e-08 | 0.0029856 | -2.3164e-07 | -2.1255e-07 | -1.729e-15 | 1.519e-07 | 1.4335e-07 | -82.196 | 0 | 0 | 97.804 | 0 | 0 |  | 0.042342 | 1.4537 | 1.328 | 0 | 1.4514 | 1.3195 | -36.0269 | -142.1682 | 149.8397 | 0 | -141.847 | 149.8773
Line7_8_9 | 0 | 0 | 0 | 0 | 0 | 0 | 0 | 0 | 0 | 0 | 0 | 0 | 5.8753e-22 | 5.2962e-08 | -4.7075e-08 | -1.9225e-17 | -3.2785e-09 | -2.6086e-09 | 1.1834e-21 | -7.6841e-08 | -7.0588e-08 | 1.9094e-17 | -1.7824e-09 | 2.1692e-09 | 0 | 0 | 0 | 0 | 0 | 0 |  | 0 | 1.4514 | 1.3195 | 0 | 1.4514 | 1.3195 | 0 | -141.847 | 149.8773 | 0 | -141.847 | 149.8773
Line8_8_10 | 0 | 0 | 0 | 0 | 0 | 0 | 0 | 0 | 0 | 0 | 0 | 0 | 5.8753e-22 | 5.2962e-08 | -4.7075e-08 | -1.9225e-17 | -3.2785e-09 | -2.6086e-09 | 1.1834e-21 | -7.6841e-08 | -7.0588e-08 | 1.9094e-17 | -1.7824e-09 | 2.1692e-09 | 0 | 0 | 0 | 0 | 0 | 0 |  | 0 | 1.4514 | 1.3195 | 0 | 1.4514 | 1.3195 | 0 | -141.847 | 149.8773 | 0 | -141.847 | 149.8773
Line9_3_11 | 1.8808e-06 | 1.881e-06 | 1.881e-06 | 1.6127e-06 | 1.6129e-06 | 1.6129e-06 | 4.3436e-07 | 4.344e-07 | 4.344e-07 | 3.7244e-07 | 3.7247e-07 | 3.7247e-07 | 4.8299e-08 | 3.3365e-07 | -3.4077e-07 | -4.1052e-08 | -2.8938e-07 | 2.8925e-07 | 5.5492e-08 | -5.3989e-07 | -4.79e-07 | -4.7893e-08 | 4.6087e-07 | 4.1279e-07 | -84.9915 | -84.8414 | -84.8414 | 94.5749 | 94.7499 | 94.7499 |  | 0.16937 | 1.461 | 1.3532 | 0.16937 | 1.461 | 1.3532 | -36.0269 | -143.1252 | 149.7297 | -36.0269 | -143.1252 | 149.7297

## LG_min_fault_6
name | pf_ikss_a_from_ka | pf_ikss_b_from_ka | pf_ikss_c_from_ka | pf_ikss_a_to_ka | pf_ikss_b_to_ka | pf_ikss_c_to_ka | pf_skss_a_from_mw | pf_skss_b_from_mw | pf_skss_c_from_mw | pf_skss_a_to_mw | pf_skss_b_to_mw | pf_skss_c_to_mw | pf_p_a_from_mw | pf_p_b_from_mw | pf_p_c_from_mw | pf_p_a_to_mw | pf_p_b_to_mw | pf_p_c_to_mw | pf_q_a_from_mvar | pf_q_b_from_mvar | pf_q_c_from_mvar | pf_q_a_to_mvar | pf_q_b_to_mvar | pf_q_c_to_mvar | pf_ikss_a_from_degree | pf_ikss_b_from_degree | pf_ikss_c_from_degree | pf_ikss_a_to_degree | pf_ikss_b_to_degree | pf_ikss_c_to_degree | 3xI0 | pf_vm_a_from_pu | pf_vm_b_from_pu | pf_vm_c_from_pu | pf_vm_a_to_pu | pf_vm_b_to_pu | pf_vm_c_to_pu | pf_va_a_from_degree | pf_va_b_from_degree | pf_va_c_from_degree | pf_va_a_to_degree | pf_va_b_to_degree | pf_va_c_to_degree
Line0_1_2 | 0.029377 | 0 | 0 | 0.029377 | 0 | 0 | 0.0067844 | 0 | 0 | 0.0067844 | 0 | 0 | 0.0043703 | 9.0879e-09 | -2.4749e-08 | -0.0043565 | -7.8475e-09 | 2.0732e-08 | 0.0043726 | -2.4806e-08 | 2.6107e-09 | -0.0043583 | 2.0668e-08 | -1.9633e-09 | -47.2783 | 0 | 0 | 132.7217 | 0 | 0 |  | 0.91124 | 0.99816 | 0.94028 | 0.9083 | 0.99787 | 0.93995 | -2.2632 | -120.8629 | 122.9947 | -2.2669 | -120.8336 | 122.9651
Line10_11_12 | 0 | 0 | 0 | 0 | 0 | 0 | 0 | 0 | 0 | 0 | 0 | 0 | 1.5815e-08 | 8.4244e-09 | -2.4115e-08 | -1.3052e-08 | -7.197e-09 | 2.0125e-08 | 1.7447e-08 | -2.4382e-08 | 2.9959e-09 | -1.4665e-08 | 2.0266e-08 | -2.3254e-09 | 0 | 0 | 0 | 0 | 0 | 0 |  | 0.91124 | 0.99816 | 0.94028 | 0.91124 | 0.99816 | 0.94028 | -2.2632 | -120.8629 | 122.9947 | -2.2632 | -120.8629 | 122.9947
Line11_12_13 | 0 | 0 | 0 | 0 | 0 | 0 | 0 | 0 | 0 | 0 | 0 | 0 | 1.3179e-08 | 7.0203e-09 | -2.0096e-08 | -1.0416e-08 | -5.7929e-09 | 1.6106e-08 | 1.454e-08 | -2.0319e-08 | 2.4965e-09 | -1.1757e-08 | 1.6202e-08 | -1.8261e-09 | 0 | 0 | 0 | 0 | 0 | 0 |  | 0.91124 | 0.99816 | 0.94028 | 0.91124 | 0.99816 | 0.94028 | -2.2632 | -120.8629 | 122.9947 | -2.2632 | -120.8629 | 122.9947
Line12_13_15 | 0 | 0 | 0 | 0 | 0 | 0 | 0 | 0 | 0 | 0 | 0 | 0 | 7.9073e-09 | 4.2122e-09 | -1.2058e-08 | -5.1445e-09 | -2.9848e-09 | 8.0675e-09 | 8.7237e-09 | -1.2191e-08 | 1.4979e-09 | -5.9412e-09 | 8.0751e-09 | -8.275e-10 | 0 | 0 | 0 | 0 | 0 | 0 |  | 0.91124 | 0.99816 | 0.94028 | 0.91124 | 0.99816 | 0.94028 | -2.2632 | -120.8629 | 122.9947 | -2.2632 | -120.8629 | 122.9947
Line13_13_14 | 0 | 0 | 0 | 0 | 0 | 0 | 0 | 0 | 0 | 0 | 0 | 0 | 2.6358e-09 | 1.4041e-09 | -4.0192e-09 | 1.2702e-10 | -1.7665e-10 | 2.9038e-11 | 2.9079e-09 | -4.0637e-09 | 4.9931e-10 | -1.2535e-10 | -5.2363e-11 | 1.7112e-10 | 0 | 0 | 0 | 0 | 0 | 0 |  | 0.91124 | 0.99816 | 0.94028 | 0.91124 | 0.99816 | 0.94028 | -2.2632 | -120.8629 | 122.9947 | -2.2632 | -120.8629 | 122.9947
Line14_15_16 | 0 | 0 | 0 | 0 | 0 | 0 | 0 | 0 | 0 | 0 | 0 | 0 | 5.2715e-09 | 2.8081e-09 | -8.0385e-09 | -2.5087e-09 | -1.5807e-09 | 4.0483e-09 | 5.8158e-09 | -8.1274e-09 | 9.9862e-10 | -3.0333e-09 | 4.0113e-09 | -3.2819e-10 | 0 | 0 | 0 | 0 | 0 | 0 |  | 0.91124 | 0.99816 | 0.94028 | 0.91124 | 0.99816 | 0.94028 | -2.2632 | -120.8629 | 122.9947 | -2.2632 | -120.8629 | 122.9947
Line15_16_17 | 0 | 0 | 0 | 0 | 0 | 0 | 0 | 0 | 0 | 0 | 0 | 0 | 2.6358e-09 | 1.4041e-09 | -4.0192e-09 | 1.2702e-10 | -1.7665e-10 | 2.9038e-11 | 2.9079e-09 | -4.0637e-09 | 4.9931e-10 | -1.2535e-10 | -5.2363e-11 | 1.7112e-10 | 0 | 0 | 0 | 0 | 0 | 0 |  | 0.91124 | 0.99816 | 0.94028 | 0.91124 | 0.99816 | 0.94028 | -2.2632 | -120.8629 | 122.9947 | -2.2632 | -120.8629 | 122.9947
Line16_4_18 | 0 | 0 | 0 | 0 | 0 | 0 | 0 | 0 | 0 | 0 | 0 | 0 | 2.6358e-09 | 1.4041e-09 | -4.0192e-09 | 1.2702e-10 | -1.7665e-10 | 2.9038e-11 | 2.9079e-09 | -4.0637e-09 | 4.9931e-10 | -1.2535e-10 | -5.2363e-11 | 1.7112e-10 | 0 | 0 | 0 | 0 | 0 | 0 |  | 0.91124 | 0.99816 | 0.94028 | 0.91124 | 0.99816 | 0.94028 | -2.2632 | -120.8629 | 122.9947 | -2.2632 | -120.8629 | 122.9947
Line17_5_19 | 0 | 0 | 0 | 0 | 0 | 0 | 0 | 0 | 0 | 0 | 0 | 0 | 2.6358e-09 | 1.4041e-09 | -4.0192e-09 | 1.2702e-10 | -1.7665e-10 | 2.9038e-11 | 2.9079e-09 | -4.0637e-09 | 4.9931e-10 | -1.2535e-10 | -5.2363e-11 | 1.7112e-10 | 0 | 0 | 0 | 0 | 0 | 0 |  | 0.91124 | 0.99816 | 0.94028 | 0.91124 | 0.99816 | 0.94028 | -2.2632 | -120.8629 | 122.9947 | -2.2632 | -120.8629 | 122.9947
Line1_1_3 | 0 | 0 | 0 | 0 | 0 | 0 | 0 | 0 | 0 | 0 | 0 | 0 | 2.1086e-08 | 1.1233e-08 | -3.2154e-08 | -1.8323e-08 | -1.0005e-08 | 2.8164e-08 | 2.3263e-08 | -3.251e-08 | 3.9945e-09 | -2.0481e-08 | 2.8394e-08 | -3.3241e-09 | 0 | 0 | 0 | 0 | 0 | 0 |  | 0.91124 | 0.99816 | 0.94028 | 0.91124 | 0.99816 | 0.94028 | -2.2632 | -120.8629 | 122.9947 | -2.2632 | -120.8629 | 122.9947
Line2_1_4 | 0 | 0 | 0 | 0 | 0 | 0 | 0 | 0 | 0 | 0 | 0 | 0 | 5.2715e-09 | 2.8081e-09 | -8.0385e-09 | -2.5087e-09 | -1.5807e-09 | 4.0483e-09 | 5.8158e-09 | -8.1274e-09 | 9.9862e-10 | -3.0333e-09 | 4.0113e-09 | -3.2819e-10 | 0 | 0 | 0 | 0 | 0 | 0 |  | 0.91124 | 0.99816 | 0.94028 | 0.91124 | 0.99816 | 0.94028 | -2.2632 | -120.8629 | 122.9947 | -2.2632 | -120.8629 | 122.9947
Line3_1_5 | 0 | 0 | 0 | 0 | 0 | 0 | 0 | 0 | 0 | 0 | 0 | 0 | 5.2715e-09 | 2.8081e-09 | -8.0385e-09 | -2.5087e-09 | -1.5807e-09 | 4.0483e-09 | 5.8158e-09 | -8.1274e-09 | 9.9862e-10 | -3.0333e-09 | 4.0113e-09 | -3.2819e-10 | 0 | 0 | 0 | 0 | 0 | 0 |  | 0.91124 | 0.99816 | 0.94028 | 0.91124 | 0.99816 | 0.94028 | -2.2632 | -120.8629 | 122.9947 | -2.2632 | -120.8629 | 122.9947
Line4_2_6 | 0.029377 | 0 | 0 | 0.029377 | 0 | 0 | 0.0067844 | 0 | 0 | 0.0067844 | 0 | 0 | 0.0043565 | 7.672e-09 | -2.0701e-08 | -0.0043427 | -6.3854e-09 | 1.6649e-08 | 0.0043583 | -2.0718e-08 | 2.1327e-09 | -0.0043439 | 1.656e-08 | -1.5074e-09 | -47.2783 | 0 | 0 | 132.7217 | 0 | 0 |  | 0.9083 | 0.99787 | 0.93995 | 0.90537 | 0.99758 | 0.93962 | -2.2669 | -120.8336 | 122.9651 | -2.2707 | -120.8043 | 122.9354
Line5_6_7 | 0.029377 | 0 | 0 | 0.029377 | 0 | 0 | 0.0067844 | 0 | 0 | 0.0067844 | 0 | 0 | 0.0043427 | 6.211e-09 | -1.6617e-08 | -0.0043289 | -4.8784e-09 | 1.253e-08 | 0.0043439 | -1.6608e-08 | 1.675e-09 | -0.0043295 | 1.2429e-08 | -1.0718e-09 | -47.2783 | 0 | 0 | 132.7217 | 0 | 0 |  | 0.90537 | 0.99758 | 0.93962 | 0.90243 | 0.99728 | 0.93929 | -2.2707 | -120.8043 | 122.9354 | -2.2744 | -120.775 | 122.9057
Line6_7_8 | 0.029377 | 0 | 0 | 0.029377 | 0 | 0 | 0.0067844 | 0 | 0 | 0.0067844 | 0 | 0 | 0.0043289 | 4.7052e-09 | -1.2497e-08 | -0.0043151 | -3.3264e-09 | 8.3748e-09 | 0.0043295 | -1.2476e-08 | 1.2377e-09 | -0.0043151 | 8.2761e-09 | -6.5642e-10 | -47.2783 | 0 | 0 | 132.7217 | 0 | 0 |  | 0.90243 | 0.99728 | 0.93929 | 0.89949 | 0.99699 | 0.93896 | -2.2744 | -120.775 | 122.9057 | -2.2782 | -120.7456 | 122.876
Line7_8_9 | 0 | 0 | 0 | 0 | 0 | 0 | 0 | 0 | 0 | 0 | 0 | 0 | 2.5674e-09 | 1.5772e-09 | -4.1704e-09 | 1.6412e-10 | -1.7209e-10 | 3.3877e-11 | 3.0476e-09 | -4.1607e-09 | 4.1026e-10 | -1.2455e-10 | -4.5192e-11 | 1.641e-10 | 0 | 0 | 0 | 0 | 0 | 0 |  | 0.89949 | 0.99699 | 0.93896 | 0.89949 | 0.99699 | 0.93896 | -2.2782 | -120.7456 | 122.876 | -2.2782 | -120.7456 | 122.876
Line8_8_10 | 0 | 0 | 0 | 0 | 0 | 0 | 0 | 0 | 0 | 0 | 0 | 0 | 2.5674e-09 | 1.5772e-09 | -4.1704e-09 | 1.6412e-10 | -1.7209e-10 | 3.3877e-11 | 3.0476e-09 | -4.1607e-09 | 4.1026e-10 | -1.2455e-10 | -4.5192e-11 | 1.641e-10 | 0 | 0 | 0 | 0 | 0 | 0 |  | 0.89949 | 0.99699 | 0.93896 | 0.89949 | 0.99699 | 0.93896 | -2.2782 | -120.7456 | 122.876 | -2.2782 | -120.7456 | 122.876
Line9_3_11 | 0 | 0 | 0 | 0 | 0 | 0 | 0 | 0 | 0 | 0 | 0 | 0 | 1.845e-08 | 9.8285e-09 | -2.8135e-08 | -1.5687e-08 | -8.6011e-09 | 2.4144e-08 | 2.0355e-08 | -2.8446e-08 | 3.4952e-09 | -1.7573e-08 | 2.433e-08 | -2.8247e-09 | 0 | 0 | 0 | 0 | 0 | 0 |  | 0.91124 | 0.99816 | 0.94028 | 0.91124 | 0.99816 | 0.94028 | -2.2632 | -120.8629 | 122.9947 | -2.2632 | -120.8629 | 122.9947

## LG_min_fault_10
name | pf_ikss_a_from_ka | pf_ikss_b_from_ka | pf_ikss_c_from_ka | pf_ikss_a_to_ka | pf_ikss_b_to_ka | pf_ikss_c_to_ka | pf_skss_a_from_mw | pf_skss_b_from_mw | pf_skss_c_from_mw | pf_skss_a_to_mw | pf_skss_b_to_mw | pf_skss_c_to_mw | pf_p_a_from_mw | pf_p_b_from_mw | pf_p_c_from_mw | pf_p_a_to_mw | pf_p_b_to_mw | pf_p_c_to_mw | pf_q_a_from_mvar | pf_q_b_from_mvar | pf_q_c_from_mvar | pf_q_a_to_mvar | pf_q_b_to_mvar | pf_q_c_to_mvar | pf_ikss_a_from_degree | pf_ikss_b_from_degree | pf_ikss_c_from_degree | pf_ikss_a_to_degree | pf_ikss_b_to_degree | pf_ikss_c_to_degree | 3xI0 | pf_vm_a_from_pu | pf_vm_b_from_pu | pf_vm_c_from_pu | pf_vm_a_to_pu | pf_vm_b_to_pu | pf_vm_c_to_pu | pf_va_a_from_degree | pf_va_b_from_degree | pf_va_c_from_degree | pf_va_a_to_degree | pf_va_b_to_degree | pf_va_c_to_degree
Line0_1_2 | 0.027831 | 0 | 0 | 0.027831 | 0 | 0 | 0.0064273 | 0 | 0 | 0.0064273 | 0 | 0 | 0.0039224 | 8.1565e-09 | -2.2213e-08 | -0.00391 | -7.0432e-09 | 1.8607e-08 | 0.0039245 | -2.2264e-08 | 2.3431e-09 | -0.0039116 | 1.855e-08 | -1.7621e-09 | -47.2783 | 0 | 0 | 132.7217 | 0 | 0 |  | 0.86328 | 0.94562 | 0.89079 | 0.8605 | 0.94535 | 0.89048 | -2.2632 | -120.8629 | 122.9947 | -2.2669 | -120.8336 | 122.9651
Line10_11_12 | 0 | 0 | 0 | 0 | 0 | 0 | 0 | 0 | 0 | 0 | 0 | 0 | 1.4194e-08 | 7.561e-09 | -2.1644e-08 | -1.1714e-08 | -6.4593e-09 | 1.8063e-08 | 1.5659e-08 | -2.1883e-08 | 2.6888e-09 | -1.3162e-08 | 1.8189e-08 | -2.0871e-09 | 0 | 0 | 0 | 0 | 0 | 0 |  | 0.86328 | 0.94562 | 0.89079 | 0.86328 | 0.94562 | 0.89079 | -2.2632 | -120.8629 | 122.9947 | -2.2632 | -120.8629 | 122.9947
Line11_12_13 | 0 | 0 | 0 | 0 | 0 | 0 | 0 | 0 | 0 | 0 | 0 | 0 | 1.1828e-08 | 6.3008e-09 | -1.8036e-08 | -9.3484e-09 | -5.1992e-09 | 1.4455e-08 | 1.3049e-08 | -1.8236e-08 | 2.2407e-09 | -1.0552e-08 | 1.4542e-08 | -1.639e-09 | 0 | 0 | 0 | 0 | 0 | 0 |  | 0.86328 | 0.94562 | 0.89079 | 0.86328 | 0.94562 | 0.89079 | -2.2632 | -120.8629 | 122.9947 | -2.2632 | -120.8629 | 122.9947
Line12_13_15 | 0 | 0 | 0 | 0 | 0 | 0 | 0 | 0 | 0 | 0 | 0 | 0 | 7.0968e-09 | 3.7805e-09 | -1.0822e-08 | -4.6172e-09 | -2.6789e-09 | 7.2406e-09 | 7.8296e-09 | -1.0942e-08 | 1.3444e-09 | -5.3322e-09 | 7.2474e-09 | -7.4269e-10 | 0 | 0 | 0 | 0 | 0 | 0 |  | 0.86328 | 0.94562 | 0.89079 | 0.86328 | 0.94562 | 0.89079 | -2.2632 | -120.8629 | 122.9947 | -2.2632 | -120.8629 | 122.9947
Line13_13_14 | 0 | 0 | 0 | 0 | 0 | 0 | 0 | 0 | 0 | 0 | 0 | 0 | 2.3656e-09 | 1.2602e-09 | -3.6073e-09 | 1.14e-10 | -1.5854e-10 | 2.6062e-11 | 2.6099e-09 | -3.6472e-09 | 4.4813e-10 | -1.125e-10 | -4.6996e-11 | 1.5358e-10 | 0 | 0 | 0 | 0 | 0 | 0 |  | 0.86328 | 0.94562 | 0.89079 | 0.86328 | 0.94562 | 0.89079 | -2.2632 | -120.8629 | 122.9947 | -2.2632 | -120.8629 | 122.9947
Line14_15_16 | 0 | 0 | 0 | 0 | 0 | 0 | 0 | 0 | 0 | 0 | 0 | 0 | 4.7312e-09 | 2.5203e-09 | -7.2146e-09 | -2.2516e-09 | -1.4187e-09 | 3.6334e-09 | 5.2197e-09 | -7.2944e-09 | 8.9627e-10 | -2.7224e-09 | 3.6002e-09 | -2.9456e-10 | 0 | 0 | 0 | 0 | 0 | 0 |  | 0.86328 | 0.94562 | 0.89079 | 0.86328 | 0.94562 | 0.89079 | -2.2632 | -120.8629 | 122.9947 | -2.2632 | -120.8629 | 122.9947
Line15_16_17 | 0 | 0 | 0 | 0 | 0 | 0 | 0 | 0 | 0 | 0 | 0 | 0 | 2.3656e-09 | 1.2602e-09 | -3.6073e-09 | 1.14e-10 | -1.5854e-10 | 2.6062e-11 | 2.6099e-09 | -3.6472e-09 | 4.4813e-10 | -1.125e-10 | -4.6996e-11 | 1.5358e-10 | 0 | 0 | 0 | 0 | 0 | 0 |  | 0.86328 | 0.94562 | 0.89079 | 0.86328 | 0.94562 | 0.89079 | -2.2632 | -120.8629 | 122.9947 | -2.2632 | -120.8629 | 122.9947
Line16_4_18 | 0 | 0 | 0 | 0 | 0 | 0 | 0 | 0 | 0 | 0 | 0 | 0 | 2.3656e-09 | 1.2602e-09 | -3.6073e-09 | 1.14e-10 | -1.5854e-10 | 2.6062e-11 | 2.6099e-09 | -3.6472e-09 | 4.4814e-10 | -1.125e-10 | -4.6996e-11 | 1.5358e-10 | 0 | 0 | 0 | 0 | 0 | 0 |  | 0.86328 | 0.94562 | 0.89079 | 0.86328 | 0.94562 | 0.89079 | -2.2632 | -120.8629 | 122.9947 | -2.2632 | -120.8629 | 122.9947
Line17_5_19 | 0 | 0 | 0 | 0 | 0 | 0 | 0 | 0 | 0 | 0 | 0 | 0 | 2.3656e-09 | 1.2602e-09 | -3.6073e-09 | 1.14e-10 | -1.5854e-10 | 2.6062e-11 | 2.6099e-09 | -3.6472e-09 | 4.4814e-10 | -1.125e-10 | -4.6996e-11 | 1.5358e-10 | 0 | 0 | 0 | 0 | 0 | 0 |  | 0.86328 | 0.94562 | 0.89079 | 0.86328 | 0.94562 | 0.89079 | -2.2632 | -120.8629 | 122.9947 | -2.2632 | -120.8629 | 122.9947
Line1_1_3 | 0 | 0 | 0 | 0 | 0 | 0 | 0 | 0 | 0 | 0 | 0 | 0 | 1.8925e-08 | 1.0081e-08 | -2.8858e-08 | -1.6445e-08 | -8.9797e-09 | 2.5277e-08 | 2.0879e-08 | -2.9178e-08 | 3.5851e-09 | -1.8382e-08 | 2.5483e-08 | -2.9834e-09 | 0 | 0 | 0 | 0 | 0 | 0 |  | 0.86328 | 0.94562 | 0.89079 | 0.86328 | 0.94562 | 0.89079 | -2.2632 | -120.8629 | 122.9947 | -2.2632 | -120.8629 | 122.9947
Line2_1_4 | 0 | 0 | 0 | 0 | 0 | 0 | 0 | 0 | 0 | 0 | 0 | 0 | 4.7312e-09 | 2.5203e-09 | -7.2146e-09 | -2.2516e-09 | -1.4187e-09 | 3.6334e-09 | 5.2197e-09 | -7.2944e-09 | 8.9627e-10 | -2.7224e-09 | 3.6002e-09 | -2.9456e-10 | 0 | 0 | 0 | 0 | 0 | 0 |  | 0.86328 | 0.94562 | 0.89079 | 0.86328 | 0.94562 | 0.89079 | -2.2632 | -120.8629 | 122.9947 | -2.2632 | -120.8629 | 122.9947
Line3_1_5 | 0 | 0 | 0 | 0 | 0 | 0 | 0 | 0 | 0 | 0 | 0 | 0 | 4.7312e-09 | 2.5203e-09 | -7.2146e-09 | -2.2516e-09 | -1.4187e-09 | 3.6334e-09 | 5.2197e-09 | -7.2944e-09 | 8.9627e-10 | -2.7224e-09 | 3.6002e-09 | -2.9456e-10 | 0 | 0 | 0 | 0 | 0 | 0 |  | 0.86328 | 0.94562 | 0.89079 | 0.86328 | 0.94562 | 0.89079 | -2.2632 | -120.8629 | 122.9947 | -2.2632 | -120.8629 | 122.9947
Line4_2_6 | 0.027831 | 0 | 0 | 0.027831 | 0 | 0 | 0.0064273 | 0 | 0 | 0.0064273 | 0 | 0 | 0.00391 | 6.8856e-09 | -1.858e-08 | -0.0038976 | -5.7309e-09 | 1.4942e-08 | 0.0039116 | -1.8595e-08 | 1.9141e-09 | -0.0038987 | 1.4862e-08 | -1.3529e-09 | -47.2783 | 0 | 0 | 132.7217 | 0 | 0 |  | 0.8605 | 0.94535 | 0.89048 | 0.85771 | 0.94507 | 0.89017 | -2.2669 | -120.8336 | 122.9651 | -2.2707 | -120.8043 | 122.9354
Line5_6_7 | 0.027831 | 0 | 0 | 0.027831 | 0 | 0 | 0.0064273 | 0 | 0 | 0.0064273 | 0 | 0 | 0.0038976 | 5.5744e-09 | -1.4914e-08 | -0.0038852 | -4.3784e-09 | 1.1246e-08 | 0.0038987 | -1.4906e-08 | 1.5033e-09 | -0.0038857 | 1.1155e-08 | -9.6195e-10 | -47.2783 | 0 | 0 | 132.7217 | 0 | 0 |  | 0.85771 | 0.94507 | 0.89017 | 0.85493 | 0.9448 | 0.88986 | -2.2707 | -120.8043 | 122.9354 | -2.2744 | -120.775 | 122.9057
Line6_7_8 | 0.027831 | 0 | 0 | 0.027831 | 0 | 0 | 0.0064273 | 0 | 0 | 0.0064273 | 0 | 0 | 0.0038852 | 4.2229e-09 | -1.1216e-08 | -0.0038728 | -2.9855e-09 | 7.5164e-09 | 0.0038857 | -1.1197e-08 | 1.1108e-09 | -0.0038728 | 7.4279e-09 | -5.8914e-10 | -47.2783 | 0 | 0 | 132.7217 | 0 | 0 |  | 0.85493 | 0.9448 | 0.88986 | 0.85215 | 0.94452 | 0.88954 | -2.2744 | -120.775 | 122.9057 | -2.2782 | -120.7456 | 122.876
Line7_8_9 | 0 | 0 | 0 | 0 | 0 | 0 | 0 | 0 | 0 | 0 | 0 | 0 | 2.3042e-09 | 1.4155e-09 | -3.743e-09 | 1.473e-10 | -1.5445e-10 | 3.0405e-11 | 2.7353e-09 | -3.7342e-09 | 3.6821e-10 | -1.1179e-10 | -4.056e-11 | 1.4729e-10 | 0 | 0 | 0 | 0 | 0 | 0 |  | 0.85215 | 0.94452 | 0.88954 | 0.85215 | 0.94452 | 0.88954 | -2.2782 | -120.7456 | 122.876 | -2.2782 | -120.7456 | 122.876
Line8_8_10 | 0 | 0 | 0 | 0 | 0 | 0 | 0 | 0 | 0 | 0 | 0 | 0 | 2.3042e-09 | 1.4155e-09 | -3.743e-09 | 1.473e-10 | -1.5445e-10 | 3.0405e-11 | 2.7353e-09 | -3.7342e-09 | 3.6821e-10 | -1.1179e-10 | -4.056e-11 | 1.4728e-10 | 0 | 0 | 0 | 0 | 0 | 0 |  | 0.85215 | 0.94452 | 0.88954 | 0.85215 | 0.94452 | 0.88954 | -2.2782 | -120.7456 | 122.876 | -2.2782 | -120.7456 | 122.876
Line9_3_11 | 0 | 0 | 0 | 0 | 0 | 0 | 0 | 0 | 0 | 0 | 0 | 0 | 1.6559e-08 | 8.8211e-09 | -2.5251e-08 | -1.408e-08 | -7.7195e-09 | 2.167e-08 | 1.8269e-08 | -2.553e-08 | 3.1369e-09 | -1.5772e-08 | 2.1836e-08 | -2.5352e-09 | 0 | 0 | 0 | 0 | 0 | 0 |  | 0.86328 | 0.94562 | 0.89079 | 0.86328 | 0.94562 | 0.89079 | -2.2632 | -120.8629 | 122.9947 | -2.2632 | -120.8629 | 122.9947

## LLG_max_6
name | pf_ikss_a_from_ka | pf_ikss_b_from_ka | pf_ikss_c_from_ka | pf_ikss_a_to_ka | pf_ikss_b_to_ka | pf_ikss_c_to_ka | pf_skss_a_from_mw | pf_skss_b_from_mw | pf_skss_c_from_mw | pf_skss_a_to_mw | pf_skss_b_to_mw | pf_skss_c_to_mw | pf_p_a_from_mw | pf_p_b_from_mw | pf_p_c_from_mw | pf_p_a_to_mw | pf_p_b_to_mw | pf_p_c_to_mw | pf_q_a_from_mvar | pf_q_b_from_mvar | pf_q_c_from_mvar | pf_q_a_to_mvar | pf_q_b_to_mvar | pf_q_c_to_mvar | pf_ikss_a_from_degree | pf_ikss_b_from_degree | pf_ikss_c_from_degree | pf_ikss_a_to_degree | pf_ikss_b_to_degree | pf_ikss_c_to_degree | 3xI0 | pf_vm_a_from_pu | pf_vm_b_from_pu | pf_vm_c_from_pu | pf_vm_a_to_pu | pf_vm_b_to_pu | pf_vm_c_to_pu | pf_va_a_from_degree | pf_va_b_from_degree | pf_va_c_from_degree | pf_va_a_to_degree | pf_va_b_to_degree | pf_va_c_to_degree
Line0_1_2 | 1.0872e-06 | 1.8417 | 1.9375 | 0 | 1.8417 | 1.9375 | 2.5108e-07 | 0.42531 | 0.44746 | 0 | 0.42531 | 0.44746 | 1.1745e-08 | 0.13003 | 0.15528 | -1.3299e-08 | -0.097523 | -0.11646 | -3.8354e-07 | 0.27652 | 0.2941 | 3.1997e-07 | -0.20739 | -0.22057 | 88.834 | -161.962 | 25.9941 | 0 | 18.038 | -154.0059 |  | 1.5283 | 0.71846 | 0.74325 | 1.5242 | 0.53885 | 0.55744 | 0.5881 | -97.1464 | 88.1605 | 0.66014 | -97.1464 | 88.1605
Line10_11_12 | 1.0628e-06 | 1.0799e-06 | 1.0455e-06 | 0 | 0 | 0 | 2.4543e-07 | 2.494e-07 | 2.4145e-07 | 0 | 0 | 0 | 8.231e-09 | -1.7796e-07 | 1.7944e-07 | -9.5395e-09 | 1.4896e-07 | -1.4913e-07 | -3.75e-07 | 2.0915e-08 | -2.4749e-09 | 3.1256e-07 | -1.6355e-08 | 5.5283e-10 | 89.3307 | 89.5565 | 88.9507 | 0 | 0 | 0 |  | 1.5283 | 0.71846 | 0.74325 | 1.5283 | 0.71846 | 0.74325 | 0.5881 | -97.1464 | 88.1605 | 0.5881 | -97.1464 | 88.1605
Line11_12_13 | 0 | 0 | 0 | 0 | 0 | 0 | 0 | 0 | 0 | 0 | 0 | 0 | 6.8591e-09 | -1.483e-07 | 1.4953e-07 | -8.1677e-09 | 1.193e-07 | -1.1922e-07 | -3.125e-07 | 1.7429e-08 | -2.0624e-09 | 2.5006e-07 | -1.2869e-08 | 1.4035e-10 | 0 | 0 | 0 | 0 | 0 | 0 |  | 1.5283 | 0.71846 | 0.74325 | 1.5283 | 0.71846 | 0.74325 | 0.5881 | -97.1464 | 88.1605 | 0.5881 | -97.1464 | 88.1605
Line12_13_15 | 0 | 0 | 0 | 0 | 0 | 0 | 0 | 0 | 0 | 0 | 0 | 0 | 4.1155e-09 | -8.898e-08 | 8.9721e-08 | -5.424e-09 | 5.9976e-08 | -5.9409e-08 | -1.875e-07 | 1.0457e-08 | -1.2374e-09 | 1.2506e-07 | -5.8972e-09 | -6.8461e-10 | 0 | 0 | 0 | 0 | 0 | 0 |  | 1.5283 | 0.71846 | 0.74325 | 1.5283 | 0.71846 | 0.74325 | 0.5881 | -97.1464 | 88.1605 | 0.5881 | -97.1464 | 88.1605
Line13_13_14 | 0 | 0 | 0 | 0 | 0 | 0 | 0 | 0 | 0 | 0 | 0 | 0 | 1.3718e-09 | -2.966e-08 | 2.9907e-08 | -2.6803e-09 | 6.5625e-10 | 4.0539e-10 | -6.25e-08 | 3.4858e-09 | -4.1248e-10 | 6.0392e-11 | 1.0743e-09 | -1.5096e-09 | 0 | 0 | 0 | 0 | 0 | 0 |  | 1.5283 | 0.71846 | 0.74325 | 1.5283 | 0.71846 | 0.74325 | 0.5881 | -97.1464 | 88.1605 | 0.5881 | -97.1464 | 88.1605
Line14_15_16 | 0 | 0 | 0 | 0 | 0 | 0 | 0 | 0 | 0 | 0 | 0 | 0 | 2.7437e-09 | -5.932e-08 | 5.9814e-08 | -4.0522e-09 | 3.0316e-08 | -2.9502e-08 | -1.25e-07 | 6.9715e-09 | -8.2496e-10 | 6.256e-08 | -2.4115e-09 | -1.0971e-09 | 0 | 0 | 0 | 0 | 0 | 0 |  | 1.5283 | 0.71846 | 0.74325 | 1.5283 | 0.71846 | 0.74325 | 0.5881 | -97.1464 | 88.1605 | 0.5881 | -97.1464 | 88.1605
Line15_16_17 | 0 | 0 | 0 | 0 | 0 | 0 | 0 | 0 | 0 | 0 | 0 | 0 | 1.3718e-09 | -2.966e-08 | 2.9907e-08 | -2.6803e-09 | 6.5625e-10 | 4.0539e-10 | -6.25e-08 | 3.4858e-09 | -4.1248e-10 | 6.0393e-11 | 1.0743e-09 | -1.5096e-09 | 0 | 0 | 0 | 0 | 0 | 0 |  | 1.5283 | 0.71846 | 0.74325 | 1.5283 | 0.71846 | 0.74325 | 0.5881 | -97.1464 | 88.1605 | 0.5881 | -97.1464 | 88.1605
Line16_4_18 | 0 | 0 | 0 | 0 | 0 | 0 | 0 | 0 | 0 | 0 | 0 | 0 | 1.3718e-09 | -2.966e-08 | 2.9907e-08 | -2.6803e-09 | 6.5625e-10 | 4.0539e-10 | -6.25e-08 | 3.4858e-09 | -4.1248e-10 | 6.0393e-11 | 1.0743e-09 | -1.5096e-09 | 0 | 0 | 0 | 0 | 0 | 0 |  | 1.5283 | 0.71846 | 0.74325 | 1.5283 | 0.71846 | 0.74325 | 0.5881 | -97.1464 | 88.1605 | 0.5881 | -97.1464 | 88.1605
Line17_5_19 | 0 | 0 | 0 | 0 | 0 | 0 | 0 | 0 | 0 | 0 | 0 | 0 | 1.3718e-09 | -2.966e-08 | 2.9907e-08 | -2.6803e-09 | 6.5625e-10 | 4.0539e-10 | -6.25e-08 | 3.4858e-09 | -4.1248e-10 | 6.0393e-11 | 1.0743e-09 | -1.5096e-09 | 0 | 0 | 0 | 0 | 0 | 0 |  | 1.5283 | 0.71846 | 0.74325 | 1.5283 | 0.71846 | 0.74325 | 0.5881 | -97.1464 | 88.1605 | 0.5881 | -97.1464 | 88.1605
Line1_1_3 | 1.417e-06 | 1.4399e-06 | 1.394e-06 | 1.2402e-06 | 1.2631e-06 | 1.2173e-06 | 3.2724e-07 | 3.3253e-07 | 3.2193e-07 | 2.8642e-07 | 2.917e-07 | 2.8113e-07 | 1.0975e-08 | -2.3728e-07 | 2.3926e-07 | -1.2283e-08 | 2.0828e-07 | -2.0894e-07 | -5e-07 | 2.7886e-08 | -3.2998e-09 | 4.3756e-07 | -2.3326e-08 | 1.3778e-09 | 89.3307 | 89.5565 | 88.9507 | -91.0199 | -90.7561 | -91.4617 |  | 1.5283 | 0.71846 | 0.74325 | 1.5283 | 0.71846 | 0.74325 | 0.5881 | -97.1464 | 88.1605 | 0.5881 | -97.1464 | 88.1605
Line2_1_4 | 0 | 0 | 0 | 0 | 0 | 0 | 0 | 0 | 0 | 0 | 0 | 0 | 2.7436e-09 | -5.932e-08 | 5.9814e-08 | -4.0522e-09 | 3.0316e-08 | -2.9502e-08 | -1.25e-07 | 6.9715e-09 | -8.2496e-10 | 6.256e-08 | -2.4115e-09 | -1.0971e-09 | 0 | 0 | 0 | 0 | 0 | 0 |  | 1.5283 | 0.71846 | 0.74325 | 1.5283 | 0.71846 | 0.74325 | 0.5881 | -97.1464 | 88.1605 | 0.5881 | -97.1464 | 88.1605
Line3_1_5 | 0 | 0 | 0 | 0 | 0 | 0 | 0 | 0 | 0 | 0 | 0 | 0 | 2.7436e-09 | -5.932e-08 | 5.9814e-08 | -4.0522e-09 | 3.0316e-08 | -2.9502e-08 | -1.25e-07 | 6.9715e-09 | -8.2496e-10 | 6.256e-08 | -2.4115e-09 | -1.0971e-09 | 0 | 0 | 0 | 0 | 0 | 0 |  | 1.5283 | 0.71846 | 0.74325 | 1.5283 | 0.71846 | 0.74325 | 0.5881 | -97.1464 | 88.1605 | 0.5881 | -97.1464 | 88.1605
Line4_2_6 | 0 | 1.8417 | 1.9375 | 0 | 1.8417 | 1.9375 | 0 | 0.42531 | 0.44746 | 0 | 0.42531 | 0.44746 | 1.0649e-08 | 0.097523 | 0.11646 | -1.18e-08 | -0.065015 | -0.07764 | -3.199e-07 | 0.20739 | 0.22057 | 2.5614e-07 | -0.13826 | -0.14705 | 0 | -161.962 | 25.9941 | 0 | 18.038 | -154.0059 |  | 1.5242 | 0.53885 | 0.55744 | 1.5201 | 0.35923 | 0.37163 | 0.66014 | -97.1464 | 88.1605 | 0.73256 | -97.1464 | 88.1605
Line5_6_7 | 0 | 1.8417 | 1.9375 | 0 | 1.8417 | 1.9375 | 0 | 0.42531 | 0.44746 | 0 | 0.42531 | 0.44746 | 9.1795e-09 | 0.065015 | 0.07764 | -9.9293e-09 | -0.032508 | -0.03882 | -2.5607e-07 | 0.13826 | 0.14705 | 1.9214e-07 | -0.069131 | -0.073524 | 0 | -161.962 | 25.9941 | 0 | 18.038 | -154.0059 |  | 1.5201 | 0.35923 | 0.37163 | 1.5161 | 0.17962 | 0.18581 | 0.73256 | -97.1464 | 88.1605 | 0.80537 | -97.1464 | 88.1605
Line6_7_8 | 0 | 1.8417 | 1.9375 | 0 | 1.8417 | 1.9375 | 0 | 0.42531 | 0.44746 | 0 | 0.42531 | 0.44746 | 7.338e-09 | 0.032508 | 0.03882 | -7.6857e-09 | 7.2726e-14 | -2.6308e-15 | -1.9205e-07 | 0.069131 | 0.073524 | 1.2795e-07 | -7.246e-15 | 5.3727e-15 | 0 | -161.962 | 25.9941 | 0 | 18.038 | -154.0059 |  | 1.5161 | 0.17962 | 0.18581 | 1.512 | 0 | 0 | 0.80537 | -97.1464 | 88.1605 | 0.87857 | 0 | 0
Line7_8_9 | 0 | 0 | 0 | 0 | 0 | 0 | 0 | 0 | 0 | 0 | 0 | 0 | 2.5619e-09 | 1.8884e-21 | -3.0598e-22 | -2.5619e-09 | 9.9975e-21 | -1.0453e-17 | -6.3929e-08 | -7.5996e-21 | -4.206e-22 | 8.9258e-11 | 2.2437e-17 | -5.2784e-18 | 0 | 0 | 0 | 0 | 0 | 0 |  | 1.512 | 0 | 0 | 1.512 | 0 | 0 | 0.87857 | 0 | 0 | 0.87857 | 0 | 0
Line8_8_10 | 0 | 0 | 0 | 0 | 0 | 0 | 0 | 0 | 0 | 0 | 0 | 0 | 2.5619e-09 | 1.8884e-21 | -3.0598e-22 | -2.5619e-09 | 1e-20 | -1.0453e-17 | -6.3929e-08 | -7.5996e-21 | -4.206e-22 | 8.9257e-11 | 2.2437e-17 | -5.2784e-18 | 0 | 0 | 0 | 0 | 0 | 0 |  | 1.512 | 0 | 0 | 1.512 | 0 | 0 | 0.87857 | 0 | 0 | 0.87857 | 0 | 0
Line9_3_11 | 1.2399e-06 | 1.2599e-06 | 1.2198e-06 | 1.0631e-06 | 1.0831e-06 | 1.0431e-06 | 2.8634e-07 | 2.9097e-07 | 2.8169e-07 | 2.4552e-07 | 2.5014e-07 | 2.4089e-07 | 9.6028e-09 | -2.0762e-07 | 2.0935e-07 | -1.0911e-08 | 1.7862e-07 | -1.7904e-07 | -4.375e-07 | 2.44e-08 | -2.8873e-09 | 3.7506e-07 | -1.984e-08 | 9.653e-10 | 89.3307 | 89.5565 | 88.9507 | -91.0783 | -90.8081 | -91.5306 |  | 1.5283 | 0.71846 | 0.74325 | 1.5283 | 0.71846 | 0.74325 | 0.5881 | -97.1464 | 88.1605 | 0.5881 | -97.1464 | 88.1605

## LLG_max_10
name | pf_ikss_a_from_ka | pf_ikss_b_from_ka | pf_ikss_c_from_ka | pf_ikss_a_to_ka | pf_ikss_b_to_ka | pf_ikss_c_to_ka | pf_skss_a_from_mw | pf_skss_b_from_mw | pf_skss_c_from_mw | pf_skss_a_to_mw | pf_skss_b_to_mw | pf_skss_c_to_mw | pf_p_a_from_mw | pf_p_b_from_mw | pf_p_c_from_mw | pf_p_a_to_mw | pf_p_b_to_mw | pf_p_c_to_mw | pf_q_a_from_mvar | pf_q_b_from_mvar | pf_q_c_from_mvar | pf_q_a_to_mvar | pf_q_b_to_mvar | pf_q_c_to_mvar | pf_ikss_a_from_degree | pf_ikss_b_from_degree | pf_ikss_c_from_degree | pf_ikss_a_to_degree | pf_ikss_b_to_degree | pf_ikss_c_to_degree | 3xI0 | pf_vm_a_from_pu | pf_vm_b_from_pu | pf_vm_c_from_pu | pf_vm_a_to_pu | pf_vm_b_to_pu | pf_vm_c_to_pu | pf_va_a_from_degree | pf_va_b_from_degree | pf_va_c_from_degree | pf_va_a_to_degree | pf_va_b_to_degree | pf_va_c_to_degree
Line0_1_2 | 1.1385e-06 | 1.9114 | 2.0109 | 0 | 1.9114 | 2.0109 | 2.6293e-07 | 0.44142 | 0.4644 | 0 | 0.44142 | 0.4644 | 1.2867e-08 | 0.13999 | 0.16733 | -1.457e-08 | -0.10499 | -0.1255 | -4.206e-07 | 0.29789 | 0.31676 | 3.5088e-07 | -0.22342 | -0.23757 | 88.8365 | -162.1687 | 25.8646 | 0 | 17.8313 | -154.1354 |  | 1.6004 | 0.74565 | 0.77139 | 1.5961 | 0.55924 | 0.57854 | 0.58882 | -97.3397 | 88.0187 | 0.6608 | -97.3397 | 88.0187
Line10_11_12 | 1.1129e-06 | 1.1316e-06 | 1.0942e-06 | 0 | 0 | 0 | 2.5702e-07 | 2.6134e-07 | 2.5269e-07 | 0 | 0 | 0 | 9.0163e-09 | -1.9345e-07 | 1.9489e-07 | -1.045e-08 | 1.6195e-07 | -1.6195e-07 | -4.1123e-07 | 2.3422e-08 | -3.1352e-09 | 3.4276e-07 | -1.8359e-08 | 9.6482e-10 | 89.3328 | 89.5636 | 88.9403 | 0 | 0 | 0 |  | 1.6004 | 0.74565 | 0.77139 | 1.6004 | 0.74565 | 0.77139 | 0.58881 | -97.3397 | 88.0187 | 0.58881 | -97.3397 | 88.0187
Line11_12_13 | 0 | 0 | 0 | 0 | 0 | 0 | 0 | 0 | 0 | 0 | 0 | 0 | 7.5136e-09 | -1.6121e-07 | 1.6241e-07 | -8.9475e-09 | 1.2971e-07 | -1.2947e-07 | -3.4269e-07 | 1.9518e-08 | -2.6127e-09 | 2.7422e-07 | -1.4456e-08 | 4.4229e-10 | 0 | 0 | 0 | 0 | 0 | 0 |  | 1.6004 | 0.74565 | 0.77139 | 1.6004 | 0.74565 | 0.77139 | 0.58881 | -97.3397 | 88.0187 | 0.58881 | -97.3397 | 88.0187
Line12_13_15 | 0 | 0 | 0 | 0 | 0 | 0 | 0 | 0 | 0 | 0 | 0 | 0 | 4.5081e-09 | -9.6727e-08 | 9.7447e-08 | -5.9421e-09 | 6.5221e-08 | -6.4507e-08 | -2.0562e-07 | 1.1711e-08 | -1.5676e-09 | 1.3714e-07 | -6.6485e-09 | -6.0278e-10 | 0 | 0 | 0 | 0 | 0 | 0 |  | 1.6004 | 0.74565 | 0.77139 | 1.6004 | 0.74565 | 0.77139 | 0.58881 | -97.3397 | 88.0187 | 0.58881 | -97.3397 | 88.0187
Line13_13_14 | 0 | 0 | 0 | 0 | 0 | 0 | 0 | 0 | 0 | 0 | 0 | 0 | 1.5027e-09 | -3.2242e-08 | 3.2482e-08 | -2.9366e-09 | 7.3664e-10 | 4.5723e-10 | -6.8539e-08 | 3.9036e-09 | -5.2254e-10 | 6.6334e-11 | 1.1587e-09 | -1.6479e-09 | 0 | 0 | 0 | 0 | 0 | 0 |  | 1.6004 | 0.74565 | 0.77139 | 1.6004 | 0.74565 | 0.77139 | 0.58881 | -97.3397 | 88.0187 | 0.58881 | -97.3397 | 88.0187
Line14_15_16 | 0 | 0 | 0 | 0 | 0 | 0 | 0 | 0 | 0 | 0 | 0 | 0 | 3.0054e-09 | -6.4485e-08 | 6.4965e-08 | -4.4393e-09 | 3.2979e-08 | -3.2025e-08 | -1.3708e-07 | 7.8072e-09 | -1.0451e-09 | 6.8605e-08 | -2.7449e-09 | -1.1253e-09 | 0 | 0 | 0 | 0 | 0 | 0 |  | 1.6004 | 0.74565 | 0.77139 | 1.6004 | 0.74565 | 0.77139 | 0.58881 | -97.3397 | 88.0187 | 0.58881 | -97.3397 | 88.0187
Line15_16_17 | 0 | 0 | 0 | 0 | 0 | 0 | 0 | 0 | 0 | 0 | 0 | 0 | 1.5027e-09 | -3.2242e-08 | 3.2482e-08 | -2.9366e-09 | 7.3664e-10 | 4.5723e-10 | -6.8539e-08 | 3.9036e-09 | -5.2254e-10 | 6.6334e-11 | 1.1587e-09 | -1.6479e-09 | 0 | 0 | 0 | 0 | 0 | 0 |  | 1.6004 | 0.74565 | 0.77139 | 1.6004 | 0.74565 | 0.77139 | 0.58881 | -97.3397 | 88.0187 | 0.58881 | -97.3397 | 88.0187
Line16_4_18 | 0 | 0 | 0 | 0 | 0 | 0 | 0 | 0 | 0 | 0 | 0 | 0 | 1.5027e-09 | -3.2242e-08 | 3.2482e-08 | -2.9366e-09 | 7.3664e-10 | 4.5723e-10 | -6.8539e-08 | 3.9036e-09 | -5.2254e-10 | 6.6335e-11 | 1.1587e-09 | -1.6479e-09 | 0 | 0 | 0 | 0 | 0 | 0 |  | 1.6004 | 0.74565 | 0.77139 | 1.6004 | 0.74565 | 0.77139 | 0.58882 | -97.3397 | 88.0187 | 0.58882 | -97.3397 | 88.0187
Line17_5_19 | 0 | 0 | 0 | 0 | 0 | 0 | 0 | 0 | 0 | 0 | 0 | 0 | 1.5027e-09 | -3.2242e-08 | 3.2482e-08 | -2.9366e-09 | 7.3664e-10 | 4.5723e-10 | -6.8539e-08 | 3.9036e-09 | -5.2254e-10 | 6.6335e-11 | 1.1587e-09 | -1.6479e-09 | 0 | 0 | 0 | 0 | 0 | 0 |  | 1.6004 | 0.74565 | 0.77139 | 1.6004 | 0.74565 | 0.77139 | 0.58882 | -97.3397 | 88.0187 | 0.58882 | -97.3397 | 88.0187
Line1_1_3 | 1.4839e-06 | 1.5088e-06 | 1.4589e-06 | 1.2988e-06 | 1.3237e-06 | 1.2738e-06 | 3.4269e-07 | 3.4845e-07 | 3.3691e-07 | 2.9994e-07 | 3.0569e-07 | 2.9418e-07 | 1.2022e-08 | -2.5794e-07 | 2.5986e-07 | -1.3456e-08 | 2.2643e-07 | -2.2692e-07 | -5.4831e-07 | 3.1229e-08 | -4.1802e-09 | 4.7984e-07 | -2.6167e-08 | 2.0099e-09 | 89.3328 | 89.5636 | 88.9404 | -91.0175 | -90.7478 | -91.4738 |  | 1.6004 | 0.74565 | 0.77139 | 1.6004 | 0.74565 | 0.77139 | 0.58882 | -97.3397 | 88.0187 | 0.58882 | -97.3397 | 88.0187
Line2_1_4 | 0 | 0 | 0 | 0 | 0 | 0 | 0 | 0 | 0 | 0 | 0 | 0 | 3.0054e-09 | -6.4485e-08 | 6.4965e-08 | -4.4393e-09 | 3.2979e-08 | -3.2025e-08 | -1.3708e-07 | 7.8072e-09 | -1.0451e-09 | 6.8605e-08 | -2.7449e-09 | -1.1253e-09 | 0 | 0 | 0 | 0 | 0 | 0 |  | 1.6004 | 0.74565 | 0.77139 | 1.6004 | 0.74565 | 0.77139 | 0.58882 | -97.3397 | 88.0187 | 0.58882 | -97.3397 | 88.0187
Line3_1_5 | 0 | 0 | 0 | 0 | 0 | 0 | 0 | 0 | 0 | 0 | 0 | 0 | 3.0054e-09 | -6.4485e-08 | 6.4965e-08 | -4.4393e-09 | 3.2979e-08 | -3.2025e-08 | -1.3708e-07 | 7.8072e-09 | -1.0451e-09 | 6.8605e-08 | -2.7449e-09 | -1.1253e-09 | 0 | 0 | 0 | 0 | 0 | 0 |  | 1.6004 | 0.74565 | 0.77139 | 1.6004 | 0.74565 | 0.77139 | 0.58882 | -97.3397 | 88.0187 | 0.58882 | -97.3397 | 88.0187
Line4_2_6 | 0 | 1.9114 | 2.0109 | 0 | 1.9114 | 2.0109 | 0 | 0.44142 | 0.4644 | 0 | 0.44142 | 0.4644 | 1.1666e-08 | 0.10499 | 0.1255 | -1.2928e-08 | -0.069997 | -0.083665 | -3.5081e-07 | 0.22342 | 0.23757 | 2.8089e-07 | -0.14895 | -0.15838 | 0 | -162.1687 | 25.8646 | 0 | 17.8313 | -154.1354 |  | 1.5961 | 0.55924 | 0.57854 | 1.5919 | 0.37283 | 0.38569 | 0.6608 | -97.3397 | 88.0187 | 0.73317 | -97.3397 | 88.0187
Line5_6_7 | 0 | 1.9114 | 2.0109 | 0 | 1.9114 | 2.0109 | 0 | 0.44142 | 0.4644 | 0 | 0.44142 | 0.4644 | 1.0057e-08 | 0.069997 | 0.083665 | -1.0878e-08 | -0.034998 | -0.041833 | -2.8081e-07 | 0.14895 | 0.15838 | 2.107e-07 | -0.074473 | -0.079189 | 0 | -162.1687 | 25.8646 | 0 | 17.8313 | -154.1354 |  | 1.5919 | 0.37283 | 0.38569 | 1.5876 | 0.18641 | 0.19285 | 0.73317 | -97.3397 | 88.0187 | 0.80593 | -97.3397 | 88.0187
Line6_7_8 | 0 | 1.9114 | 2.0109 | 0 | 1.9114 | 2.0109 | 0 | 0.44142 | 0.4644 | 0 | 0.44142 | 0.4644 | 8.0394e-09 | 0.034998 | 0.041833 | -8.4204e-09 | 7.4674e-14 | 1.4787e-14 | -2.1061e-07 | 0.074473 | 0.079189 | 1.4031e-07 | -1.3518e-14 | -1.181e-14 | 0 | -162.1687 | 25.8646 | 0 | 17.8313 | -154.1354 |  | 1.5876 | 0.18641 | 0.19285 | 1.5833 | 0 | 0 | 0.80593 | -97.3397 | 88.0187 | 0.87908 | 0 | 0
Line7_8_9 | 0 | 0 | 0 | 0 | 0 | 0 | 0 | 0 | 0 | 0 | 0 | 0 | 2.8068e-09 | 1.3085e-21 | 3.1297e-22 | -2.8068e-09 | 1.2108e-20 | -1.1466e-17 | -7.0105e-08 | -8.0992e-21 | 1.6304e-21 | 9.7978e-11 | 2.4617e-17 | -5.7883e-18 | 0 | 0 | 0 | 0 | 0 | 0 |  | 1.5833 | 0 | 0 | 1.5833 | 0 | 0 | 0.87908 | 0 | 0 | 0.87908 | 0 | 0
Line8_8_10 | 0 | 0 | 0 | 0 | 0 | 0 | 0 | 0 | 0 | 0 | 0 | 0 | 2.8068e-09 | 1.3085e-21 | 3.1297e-22 | -2.8068e-09 | 1.2117e-20 | -1.1466e-17 | -7.0105e-08 | -8.0992e-21 | 1.6304e-21 | 9.7979e-11 | 2.4617e-17 | -5.7883e-18 | 0 | 0 | 0 | 0 | 0 | 0 |  | 1.5833 | 0 | 0 | 1.5833 | 0 | 0 | 0.87908 | 0 | 0 | 0.87908 | 0 | 0
Line9_3_11 | 1.2984e-06 | 1.3202e-06 | 1.2765e-06 | 1.1133e-06 | 1.1351e-06 | 1.0915e-06 | 2.9986e-07 | 3.0489e-07 | 2.948e-07 | 2.5711e-07 | 2.6214e-07 | 2.5207e-07 | 1.0519e-08 | -2.257e-07 | 2.2738e-07 | -1.1953e-08 | 1.9419e-07 | -1.9444e-07 | -4.7977e-07 | 2.7325e-08 | -3.6577e-09 | 4.113e-07 | -2.2263e-08 | 1.4873e-09 | 89.3328 | 89.5636 | 88.9403 | -91.0758 | -90.7996 | -91.543 |  | 1.6004 | 0.74565 | 0.77139 | 1.6004 | 0.74565 | 0.77139 | 0.58882 | -97.3397 | 88.0187 | 0.58881 | -97.3397 | 88.0187

## LLG_max_fault_6
name | pf_ikss_a_from_ka | pf_ikss_b_from_ka | pf_ikss_c_from_ka | pf_ikss_a_to_ka | pf_ikss_b_to_ka | pf_ikss_c_to_ka | pf_skss_a_from_mw | pf_skss_b_from_mw | pf_skss_c_from_mw | pf_skss_a_to_mw | pf_skss_b_to_mw | pf_skss_c_to_mw | pf_p_a_from_mw | pf_p_b_from_mw | pf_p_c_from_mw | pf_p_a_to_mw | pf_p_b_to_mw | pf_p_c_to_mw | pf_q_a_from_mvar | pf_q_b_from_mvar | pf_q_c_from_mvar | pf_q_a_to_mvar | pf_q_b_to_mvar | pf_q_c_to_mvar | pf_ikss_a_from_degree | pf_ikss_b_from_degree | pf_ikss_c_from_degree | pf_ikss_a_to_degree | pf_ikss_b_to_degree | pf_ikss_c_to_degree | 3xI0 | pf_vm_a_from_pu | pf_vm_b_from_pu | pf_vm_c_from_pu | pf_vm_a_to_pu | pf_vm_b_to_pu | pf_vm_c_to_pu | pf_va_a_from_degree | pf_va_b_from_degree | pf_va_c_from_degree | pf_va_a_to_degree | pf_va_b_to_degree | pf_va_c_to_degree
Line0_1_2 | 0 | 0.032219 | 0.034175 | 0 | 0.032219 | 0.034175 | 0 | 0.0074407 | 0.0078923 | 0 | 0.0074407 | 0.0078923 | -1.7946e-08 | 0.0052168 | 0.0058948 | 1.481e-08 | -0.0052102 | -0.005881 | -2.504e-08 | 0.0052738 | 0.0059194 | 2.1087e-08 | -0.005253 | -0.0058995 | 0 | -164.4021 | 71.904 | 0 | 15.5979 | -108.096 |  | 1.0915 | 0.99696 | 1.0585 | 1.091 | 0.99435 | 1.0555 | 1.8343 | -119.0906 | 117.0235 | 1.8287 | -119.1678 | 116.9939
Line10_11_12 | 0 | 0 | 0 | 0 | 0 | 0 | 0 | 0 | 0 | 0 | 0 | 0 | -1.7754e-08 | -1.078e-08 | 2.8613e-08 | 1.4627e-08 | 9.1769e-09 | -2.3883e-08 | -2.4324e-08 | 2.5376e-08 | -5.4892e-09 | 2.0405e-08 | -2.1086e-08 | 4.3627e-09 | 0 | 0 | 0 | 0 | 0 | 0 |  | 1.0915 | 0.99696 | 1.0585 | 1.0915 | 0.99696 | 1.0585 | 1.8343 | -119.0906 | 117.0235 | 1.8343 | -119.0906 | 117.0235
Line11_12_13 | 0 | 0 | 0 | 0 | 0 | 0 | 0 | 0 | 0 | 0 | 0 | 0 | -1.4795e-08 | -8.9835e-09 | 2.3844e-08 | 1.1668e-08 | 7.3802e-09 | -1.9114e-08 | -2.027e-08 | 2.1146e-08 | -4.5743e-09 | 1.6351e-08 | -1.6856e-08 | 3.4478e-09 | 0 | 0 | 0 | 0 | 0 | 0 |  | 1.0915 | 0.99696 | 1.0585 | 1.0915 | 0.99696 | 1.0585 | 1.8343 | -119.0906 | 117.0235 | 1.8343 | -119.0906 | 117.0235
Line12_13_15 | 0 | 0 | 0 | 0 | 0 | 0 | 0 | 0 | 0 | 0 | 0 | 0 | -8.8771e-09 | -5.3901e-09 | 1.4306e-08 | 5.75e-09 | 3.7868e-09 | -9.5761e-09 | -1.2162e-08 | 1.2688e-08 | -2.7446e-09 | 8.2425e-09 | -8.3977e-09 | 1.6181e-09 | 0 | 0 | 0 | 0 | 0 | 0 |  | 1.0915 | 0.99696 | 1.0585 | 1.0915 | 0.99696 | 1.0585 | 1.8343 | -119.0906 | 117.0235 | 1.8343 | -119.0906 | 117.0235
Line13_13_14 | 0 | 0 | 0 | 0 | 0 | 0 | 0 | 0 | 0 | 0 | 0 | 0 | -2.959e-09 | -1.7967e-09 | 4.7688e-09 | -1.6805e-10 | 1.9339e-10 | -3.8446e-11 | -4.054e-09 | 4.2293e-09 | -9.1486e-10 | 1.3451e-10 | 6.0919e-11 | -2.1161e-10 | 0 | 0 | 0 | 0 | 0 | 0 |  | 1.0915 | 0.99696 | 1.0585 | 1.0915 | 0.99696 | 1.0585 | 1.8343 | -119.0906 | 117.0235 | 1.8343 | -119.0906 | 117.0235
Line14_15_16 | 0 | 0 | 0 | 0 | 0 | 0 | 0 | 0 | 0 | 0 | 0 | 0 | -5.9181e-09 | -3.5934e-09 | 9.5377e-09 | 2.791e-09 | 1.9901e-09 | -4.8073e-09 | -8.108e-09 | 8.4586e-09 | -1.8297e-09 | 4.1885e-09 | -4.1684e-09 | 7.0325e-10 | 0 | 0 | 0 | 0 | 0 | 0 |  | 1.0915 | 0.99696 | 1.0585 | 1.0915 | 0.99696 | 1.0585 | 1.8343 | -119.0906 | 117.0235 | 1.8343 | -119.0906 | 117.0235
Line15_16_17 | 0 | 0 | 0 | 0 | 0 | 0 | 0 | 0 | 0 | 0 | 0 | 0 | -2.959e-09 | -1.7967e-09 | 4.7688e-09 | -1.6805e-10 | 1.9339e-10 | -3.8446e-11 | -4.054e-09 | 4.2293e-09 | -9.1486e-10 | 1.3451e-10 | 6.0919e-11 | -2.1161e-10 | 0 | 0 | 0 | 0 | 0 | 0 |  | 1.0915 | 0.99696 | 1.0585 | 1.0915 | 0.99696 | 1.0585 | 1.8343 | -119.0906 | 117.0235 | 1.8343 | -119.0906 | 117.0235
Line16_4_18 | 0 | 0 | 0 | 0 | 0 | 0 | 0 | 0 | 0 | 0 | 0 | 0 | -2.959e-09 | -1.7967e-09 | 4.7688e-09 | -1.6805e-10 | 1.9339e-10 | -3.8446e-11 | -4.054e-09 | 4.2293e-09 | -9.1486e-10 | 1.3451e-10 | 6.0919e-11 | -2.1161e-10 | 0 | 0 | 0 | 0 | 0 | 0 |  | 1.0915 | 0.99696 | 1.0585 | 1.0915 | 0.99696 | 1.0585 | 1.8343 | -119.0906 | 117.0235 | 1.8343 | -119.0906 | 117.0235
Line17_5_19 | 0 | 0 | 0 | 0 | 0 | 0 | 0 | 0 | 0 | 0 | 0 | 0 | -2.959e-09 | -1.7967e-09 | 4.7688e-09 | -1.6805e-10 | 1.9339e-10 | -3.8446e-11 | -4.054e-09 | 4.2293e-09 | -9.1486e-10 | 1.3451e-10 | 6.0919e-11 | -2.1161e-10 | 0 | 0 | 0 | 0 | 0 | 0 |  | 1.0915 | 0.99696 | 1.0585 | 1.0915 | 0.99696 | 1.0585 | 1.8343 | -119.0906 | 117.0235 | 1.8343 | -119.0906 | 117.0235
Line1_1_3 | 0 | 0 | 0 | 0 | 0 | 0 | 0 | 0 | 0 | 0 | 0 | 0 | -2.3672e-08 | -1.4374e-08 | 3.8151e-08 | 2.0545e-08 | 1.277e-08 | -3.342e-08 | -3.2432e-08 | 3.3834e-08 | -7.3189e-09 | 2.8513e-08 | -2.9544e-08 | 6.1924e-09 | 0 | 0 | 0 | 0 | 0 | 0 |  | 1.0915 | 0.99696 | 1.0585 | 1.0915 | 0.99696 | 1.0585 | 1.8343 | -119.0906 | 117.0235 | 1.8343 | -119.0906 | 117.0235
Line2_1_4 | 0 | 0 | 0 | 0 | 0 | 0 | 0 | 0 | 0 | 0 | 0 | 0 | -5.9181e-09 | -3.5934e-09 | 9.5377e-09 | 2.791e-09 | 1.9901e-09 | -4.8073e-09 | -8.108e-09 | 8.4586e-09 | -1.8297e-09 | 4.1885e-09 | -4.1684e-09 | 7.0325e-10 | 0 | 0 | 0 | 0 | 0 | 0 |  | 1.0915 | 0.99696 | 1.0585 | 1.0915 | 0.99696 | 1.0585 | 1.8343 | -119.0906 | 117.0235 | 1.8343 | -119.0906 | 117.0235
Line3_1_5 | 0 | 0 | 0 | 0 | 0 | 0 | 0 | 0 | 0 | 0 | 0 | 0 | -5.9181e-09 | -3.5934e-09 | 9.5377e-09 | 2.791e-09 | 1.9901e-09 | -4.8073e-09 | -8.108e-09 | 8.4586e-09 | -1.8297e-09 | 4.1885e-09 | -4.1684e-09 | 7.0325e-10 | 0 | 0 | 0 | 0 | 0 | 0 |  | 1.0915 | 0.99696 | 1.0585 | 1.0915 | 0.99696 | 1.0585 | 1.8343 | -119.0906 | 117.0235 | 1.8343 | -119.0906 | 117.0235
Line4_2_6 | 0 | 0.032219 | 0.034175 | 0 | 0.032219 | 0.034175 | 0 | 0.0074407 | 0.0078923 | 0 | 0.0074407 | 0.0078923 | -1.4976e-08 | 0.0052102 | 0.005881 | 1.1831e-08 | -0.0052036 | -0.0058672 | -2.0953e-08 | 0.005253 | 0.0058995 | 1.6959e-08 | -0.0052321 | -0.0058795 | 0 | -164.4021 | 71.904 | 0 | 15.598 | -108.096 |  | 1.091 | 0.99435 | 1.0555 | 1.0905 | 0.99173 | 1.0524 | 1.8287 | -119.1678 | 116.9939 | 1.8231 | -119.2454 | 116.964
Line5_6_7 | 0 | 0.032219 | 0.034175 | 0 | 0.032219 | 0.034175 | 0 | 0.0074407 | 0.0078923 | 0 | 0.0074407 | 0.0078923 | -1.1995e-08 | 0.0052036 | 0.0058672 | 8.843e-09 | -0.005197 | -0.0058534 | -1.6825e-08 | 0.0052321 | 0.0058795 | 1.279e-08 | -0.0052112 | -0.0058595 | 0 | -164.402 | 71.904 | 0 | 15.598 | -108.0961 |  | 1.0905 | 0.99173 | 1.0524 | 1.09 | 0.98912 | 1.0494 | 1.8231 | -119.2454 | 116.964 | 1.8174 | -119.3234 | 116.934
Line6_7_8 | 0 | 0.032219 | 0.034175 | 0 | 0.032219 | 0.034175 | 0 | 0.0074407 | 0.0078923 | 0 | 0.0074407 | 0.0078923 | -9.0049e-09 | 0.005197 | 0.0058534 | 5.8448e-09 | -0.0051903 | -0.0058396 | -1.2657e-08 | 0.0052112 | 0.0058595 | 8.5815e-09 | -0.0051903 | -0.0058395 | 0 | -164.402 | 71.9039 | 0 | 15.598 | -108.0961 |  | 1.09 | 0.98912 | 1.0494 | 1.0895 | 0.9865 | 1.0464 | 1.8174 | -119.3234 | 116.934 | 1.8118 | -119.4019 | 116.9039
Line7_8_9 | 0 | 0 | 0 | 0 | 0 | 0 | 0 | 0 | 0 | 0 | 0 | 0 | -3.0023e-09 | -1.9144e-09 | 4.839e-09 | -1.5978e-10 | 2.2947e-10 | 8.0028e-12 | -4.2244e-09 | 4.3292e-09 | -8.6622e-10 | 1.3262e-10 | 3.9647e-11 | -2.1759e-10 | 0 | 0 | 0 | 0 | 0 | 0 |  | 1.0895 | 0.9865 | 1.0464 | 1.0895 | 0.9865 | 1.0464 | 1.8118 | -119.4019 | 116.9039 | 1.8118 | -119.4019 | 116.9039
Line8_8_10 | 0 | 0 | 0 | 0 | 0 | 0 | 0 | 0 | 0 | 0 | 0 | 0 | -3.0023e-09 | -1.9144e-09 | 4.839e-09 | -1.5978e-10 | 2.2947e-10 | 8.0028e-12 | -4.2244e-09 | 4.3292e-09 | -8.6622e-10 | 1.3262e-10 | 3.9647e-11 | -2.1759e-10 | 0 | 0 | 0 | 0 | 0 | 0 |  | 1.0895 | 0.9865 | 1.0464 | 1.0895 | 0.9865 | 1.0464 | 1.8118 | -119.4019 | 116.9039 | 1.8118 | -119.4019 | 116.9039
Line9_3_11 | 0 | 0 | 0 | 0 | 0 | 0 | 0 | 0 | 0 | 0 | 0 | 0 | -2.0713e-08 | -1.2577e-08 | 3.3382e-08 | 1.7586e-08 | 1.0974e-08 | -2.8651e-08 | -2.8378e-08 | 2.9605e-08 | -6.404e-09 | 2.4459e-08 | -2.5315e-08 | 5.2775e-09 | 0 | 0 | 0 | 0 | 0 | 0 |  | 1.0915 | 0.99696 | 1.0585 | 1.0915 | 0.99696 | 1.0585 | 1.8343 | -119.0906 | 117.0235 | 1.8343 | -119.0906 | 117.0235

## LLG_max_fault_10
name | pf_ikss_a_from_ka | pf_ikss_b_from_ka | pf_ikss_c_from_ka | pf_ikss_a_to_ka | pf_ikss_b_to_ka | pf_ikss_c_to_ka | pf_skss_a_from_mw | pf_skss_b_from_mw | pf_skss_c_from_mw | pf_skss_a_to_mw | pf_skss_b_to_mw | pf_skss_c_to_mw | pf_p_a_from_mw | pf_p_b_from_mw | pf_p_c_from_mw | pf_p_a_to_mw | pf_p_b_to_mw | pf_p_c_to_mw | pf_q_a_from_mvar | pf_q_b_from_mvar | pf_q_c_from_mvar | pf_q_a_to_mvar | pf_q_b_to_mvar | pf_q_c_to_mvar | pf_ikss_a_from_degree | pf_ikss_b_from_degree | pf_ikss_c_from_degree | pf_ikss_a_to_degree | pf_ikss_b_to_degree | pf_ikss_c_to_degree | 3xI0 | pf_vm_a_from_pu | pf_vm_b_from_pu | pf_vm_c_from_pu | pf_vm_a_to_pu | pf_vm_b_to_pu | pf_vm_c_to_pu | pf_va_a_from_degree | pf_va_b_from_degree | pf_va_c_from_degree | pf_va_a_to_degree | pf_va_b_to_degree | pf_va_c_to_degree
Line0_1_2 | 0 | 0.03375 | 0.035797 | 0 | 0.03375 | 0.035797 | 0 | 0.0077943 | 0.0082671 | 0 | 0.0077943 | 0.0082671 | -1.9699e-08 | 0.0057245 | 0.0064679 | 1.6256e-08 | -0.0057172 | -0.0064527 | -2.7493e-08 | 0.005787 | 0.0064949 | 2.3153e-08 | -0.0057641 | -0.006473 | 0 | -164.408 | 71.8999 | 0 | 15.5921 | -108.1001 |  | 1.1434 | 1.0443 | 1.1087 | 1.1429 | 1.0416 | 1.1056 | 1.833 | -119.0965 | 117.0194 | 1.8274 | -119.1737 | 116.9898
Line10_11_12 | 0 | 0 | 0 | 0 | 0 | 0 | 0 | 0 | 0 | 0 | 0 | 0 | -1.9488e-08 | -1.1839e-08 | 3.1407e-08 | 1.6056e-08 | 1.0078e-08 | -2.6214e-08 | -2.6707e-08 | 2.7859e-08 | -6.0204e-09 | 2.2403e-08 | -2.3149e-08 | 4.7845e-09 | 0 | 0 | 0 | 0 | 0 | 0 |  | 1.1434 | 1.0443 | 1.1087 | 1.1434 | 1.0443 | 1.1087 | 1.833 | -119.0965 | 117.0194 | 1.833 | -119.0965 | 117.0194
Line11_12_13 | 0 | 0 | 0 | 0 | 0 | 0 | 0 | 0 | 0 | 0 | 0 | 0 | -1.624e-08 | -9.8655e-09 | 2.6173e-08 | 1.2808e-08 | 8.105e-09 | -2.098e-08 | -2.2256e-08 | 2.3216e-08 | -5.017e-09 | 1.7952e-08 | -1.8506e-08 | 3.7811e-09 | 0 | 0 | 0 | 0 | 0 | 0 |  | 1.1434 | 1.0443 | 1.1087 | 1.1434 | 1.0443 | 1.1087 | 1.833 | -119.0965 | 117.0194 | 1.833 | -119.0965 | 117.0194
Line12_13_15 | 0 | 0 | 0 | 0 | 0 | 0 | 0 | 0 | 0 | 0 | 0 | 0 | -9.7441e-09 | -5.9193e-09 | 1.5704e-08 | 6.3117e-09 | 4.1588e-09 | -1.0511e-08 | -1.3354e-08 | 1.393e-08 | -3.0102e-09 | 9.0499e-09 | -9.2199e-09 | 1.7743e-09 | 0 | 0 | 0 | 0 | 0 | 0 |  | 1.1434 | 1.0443 | 1.1087 | 1.1434 | 1.0443 | 1.1087 | 1.833 | -119.0965 | 117.0194 | 1.833 | -119.0965 | 117.0194
Line13_13_14 | 0 | 0 | 0 | 0 | 0 | 0 | 0 | 0 | 0 | 0 | 0 | 0 | -3.248e-09 | -1.9731e-09 | 5.2345e-09 | -1.8434e-10 | 2.1259e-10 | -4.1618e-11 | -4.4512e-09 | 4.6432e-09 | -1.0034e-09 | 1.4752e-10 | 6.642e-11 | -2.3253e-10 | 0 | 0 | 0 | 0 | 0 | 0 |  | 1.1434 | 1.0443 | 1.1087 | 1.1434 | 1.0443 | 1.1087 | 1.833 | -119.0965 | 117.0194 | 1.833 | -119.0965 | 117.0194
Line14_15_16 | 0 | 0 | 0 | 0 | 0 | 0 | 0 | 0 | 0 | 0 | 0 | 0 | -6.4961e-09 | -3.9462e-09 | 1.0469e-08 | 3.0637e-09 | 2.1857e-09 | -5.2761e-09 | -8.9024e-09 | 9.2863e-09 | -2.0068e-09 | 4.5987e-09 | -4.5768e-09 | 7.7087e-10 | 0 | 0 | 0 | 0 | 0 | 0 |  | 1.1434 | 1.0443 | 1.1087 | 1.1434 | 1.0443 | 1.1087 | 1.833 | -119.0965 | 117.0194 | 1.833 | -119.0965 | 117.0194
Line15_16_17 | 0 | 0 | 0 | 0 | 0 | 0 | 0 | 0 | 0 | 0 | 0 | 0 | -3.248e-09 | -1.9731e-09 | 5.2345e-09 | -1.8434e-10 | 2.1259e-10 | -4.1618e-11 | -4.4512e-09 | 4.6432e-09 | -1.0034e-09 | 1.4752e-10 | 6.642e-11 | -2.3253e-10 | 0 | 0 | 0 | 0 | 0 | 0 |  | 1.1434 | 1.0443 | 1.1087 | 1.1434 | 1.0443 | 1.1087 | 1.833 | -119.0965 | 117.0194 | 1.833 | -119.0965 | 117.0194
Line16_4_18 | 0 | 0 | 0 | 0 | 0 | 0 | 0 | 0 | 0 | 0 | 0 | 0 | -3.248e-09 | -1.9731e-09 | 5.2345e-09 | -1.8434e-10 | 2.1259e-10 | -4.1618e-11 | -4.4512e-09 | 4.6432e-09 | -1.0034e-09 | 1.4752e-10 | 6.642e-11 | -2.3253e-10 | 0 | 0 | 0 | 0 | 0 | 0 |  | 1.1434 | 1.0443 | 1.1087 | 1.1434 | 1.0443 | 1.1087 | 1.833 | -119.0965 | 117.0194 | 1.833 | -119.0965 | 117.0194
Line17_5_19 | 0 | 0 | 0 | 0 | 0 | 0 | 0 | 0 | 0 | 0 | 0 | 0 | -3.248e-09 | -1.9731e-09 | 5.2345e-09 | -1.8434e-10 | 2.1259e-10 | -4.1618e-11 | -4.4512e-09 | 4.6432e-09 | -1.0034e-09 | 1.4752e-10 | 6.642e-11 | -2.3253e-10 | 0 | 0 | 0 | 0 | 0 | 0 |  | 1.1434 | 1.0443 | 1.1087 | 1.1434 | 1.0443 | 1.1087 | 1.833 | -119.0965 | 117.0194 | 1.833 | -119.0965 | 117.0194
Line1_1_3 | 0 | 0 | 0 | 0 | 0 | 0 | 0 | 0 | 0 | 0 | 0 | 0 | -2.5984e-08 | -1.5785e-08 | 4.1876e-08 | 2.2552e-08 | 1.4024e-08 | -3.6683e-08 | -3.561e-08 | 3.7145e-08 | -8.0272e-09 | 3.1306e-08 | -3.2436e-08 | 6.7913e-09 | 0 | 0 | 0 | 0 | 0 | 0 |  | 1.1434 | 1.0443 | 1.1087 | 1.1434 | 1.0443 | 1.1087 | 1.833 | -119.0965 | 117.0194 | 1.833 | -119.0965 | 117.0194
Line2_1_4 | 0 | 0 | 0 | 0 | 0 | 0 | 0 | 0 | 0 | 0 | 0 | 0 | -6.4961e-09 | -3.9462e-09 | 1.0469e-08 | 3.0637e-09 | 2.1857e-09 | -5.2761e-09 | -8.9024e-09 | 9.2863e-09 | -2.0068e-09 | 4.5987e-09 | -4.5768e-09 | 7.7087e-10 | 0 | 0 | 0 | 0 | 0 | 0 |  | 1.1434 | 1.0443 | 1.1087 | 1.1434 | 1.0443 | 1.1087 | 1.833 | -119.0965 | 117.0194 | 1.833 | -119.0965 | 117.0194
Line3_1_5 | 0 | 0 | 0 | 0 | 0 | 0 | 0 | 0 | 0 | 0 | 0 | 0 | -6.4961e-09 | -3.9462e-09 | 1.0469e-08 | 3.0637e-09 | 2.1857e-09 | -5.2761e-09 | -8.9024e-09 | 9.2863e-09 | -2.0068e-09 | 4.5987e-09 | -4.5768e-09 | 7.7087e-10 | 0 | 0 | 0 | 0 | 0 | 0 |  | 1.1434 | 1.0443 | 1.1087 | 1.1434 | 1.0443 | 1.1087 | 1.833 | -119.0965 | 117.0194 | 1.833 | -119.0965 | 117.0194
Line4_2_6 | 0 | 0.03375 | 0.035797 | 0 | 0.03375 | 0.035797 | 0 | 0.0077943 | 0.0082671 | 0 | 0.0077943 | 0.0082671 | -1.6438e-08 | 0.0057172 | 0.0064527 | 1.2987e-08 | -0.0057099 | -0.0064376 | -2.3006e-08 | 0.0057641 | 0.006473 | 1.862e-08 | -0.0057412 | -0.0064511 | 0 | -164.4079 | 71.8999 | 0 | 15.5921 | -108.1002 |  | 1.1429 | 1.0416 | 1.1056 | 1.1424 | 1.0389 | 1.1024 | 1.8274 | -119.1737 | 116.9898 | 1.8218 | -119.2513 | 116.9599
Line5_6_7 | 0 | 0.03375 | 0.035797 | 0 | 0.03375 | 0.035797 | 0 | 0.0077943 | 0.0082671 | 0 | 0.0077943 | 0.0082671 | -1.3167e-08 | 0.0057099 | 0.0064376 | 9.7067e-09 | -0.0057027 | -0.0064224 | -1.8474e-08 | 0.0057412 | 0.0064511 | 1.4043e-08 | -0.0057183 | -0.0064292 | 0 | -164.4079 | 71.8998 | 0 | 15.5921 | -108.1002 |  | 1.1424 | 1.0389 | 1.1024 | 1.1419 | 1.0361 | 1.0992 | 1.8218 | -119.2513 | 116.9599 | 1.8162 | -119.3293 | 116.9299
Line6_7_8 | 0 | 0.03375 | 0.035797 | 0 | 0.03375 | 0.035797 | 0 | 0.0077943 | 0.0082671 | 0 | 0.0077943 | 0.0082671 | -9.8843e-09 | 0.0057027 | 0.0064224 | 6.4157e-09 | -0.0056954 | -0.0064073 | -1.3897e-08 | 0.0057183 | 0.0064292 | 9.4219e-09 | -0.0056954 | -0.0064073 | 0 | -164.4079 | 71.8998 | 0 | 15.5922 | -108.1002 |  | 1.1419 | 1.0361 | 1.0992 | 1.1413 | 1.0334 | 1.0961 | 1.8162 | -119.3293 | 116.9299 | 1.8105 | -119.4078 | 116.8997
Line7_8_9 | 0 | 0 | 0 | 0 | 0 | 0 | 0 | 0 | 0 | 0 | 0 | 0 | -3.2955e-09 | -2.1022e-09 | 5.3115e-09 | -1.7527e-10 | 2.5217e-10 | 9.339e-12 | -4.6382e-09 | 4.7528e-09 | -9.5004e-10 | 1.4544e-10 | 4.3081e-11 | -2.3909e-10 | 0 | 0 | 0 | 0 | 0 | 0 |  | 1.1413 | 1.0334 | 1.0961 | 1.1413 | 1.0334 | 1.0961 | 1.8105 | -119.4078 | 116.8997 | 1.8105 | -119.4078 | 116.8997
Line8_8_10 | 0 | 0 | 0 | 0 | 0 | 0 | 0 | 0 | 0 | 0 | 0 | 0 | -3.2955e-09 | -2.1022e-09 | 5.3115e-09 | -1.7527e-10 | 2.5217e-10 | 9.339e-12 | -4.6382e-09 | 4.7528e-09 | -9.5004e-10 | 1.4544e-10 | 4.3081e-11 | -2.3909e-10 | 0 | 0 | 0 | 0 | 0 | 0 |  | 1.1413 | 1.0334 | 1.0961 | 1.1413 | 1.0334 | 1.0961 | 1.8105 | -119.4078 | 116.8997 | 1.8105 | -119.4078 | 116.8997
Line9_3_11 | 0 | 0 | 0 | 0 | 0 | 0 | 0 | 0 | 0 | 0 | 0 | 0 | -2.2736e-08 | -1.3812e-08 | 3.6642e-08 | 1.9304e-08 | 1.2051e-08 | -3.1449e-08 | -3.1158e-08 | 3.2502e-08 | -7.0238e-09 | 2.6855e-08 | -2.7793e-08 | 5.7879e-09 | 0 | 0 | 0 | 0 | 0 | 0 |  | 1.1434 | 1.0443 | 1.1087 | 1.1434 | 1.0443 | 1.1087 | 1.833 | -119.0965 | 117.0194 | 1.833 | -119.0965 | 117.0194

## LLG_min_6
name | pf_ikss_a_from_ka | pf_ikss_b_from_ka | pf_ikss_c_from_ka | pf_ikss_a_to_ka | pf_ikss_b_to_ka | pf_ikss_c_to_ka | pf_skss_a_from_mw | pf_skss_b_from_mw | pf_skss_c_from_mw | pf_skss_a_to_mw | pf_skss_b_to_mw | pf_skss_c_to_mw | pf_p_a_from_mw | pf_p_b_from_mw | pf_p_c_from_mw | pf_p_a_to_mw | pf_p_b_to_mw | pf_p_c_to_mw | pf_q_a_from_mvar | pf_q_b_from_mvar | pf_q_c_from_mvar | pf_q_a_to_mvar | pf_q_b_to_mvar | pf_q_c_to_mvar | pf_ikss_a_from_degree | pf_ikss_b_from_degree | pf_ikss_c_from_degree | pf_ikss_a_to_degree | pf_ikss_b_to_degree | pf_ikss_c_to_degree | 3xI0 | pf_vm_a_from_pu | pf_vm_b_from_pu | pf_vm_c_from_pu | pf_vm_a_to_pu | pf_vm_b_to_pu | pf_vm_c_to_pu | pf_va_a_from_degree | pf_va_b_from_degree | pf_va_c_from_degree | pf_va_a_to_degree | pf_va_b_to_degree | pf_va_c_to_degree
Line0_1_2 | 0 | 1.3894 | 1.5282 | 0 | 1.3894 | 1.5282 | 0 | 0.32086 | 0.35292 | 0 | 0.32086 | 0.35292 | 6.6004e-09 | 0.14636 | 0.18043 | -9.0719e-09 | -0.10977 | -0.13533 | -3.1351e-07 | 0.16061 | 0.1798 | 2.6161e-07 | -0.12046 | -0.13485 | 0 | -147.2079 | 41.0679 | 0 | 32.7921 | -138.9321 |  | 1.3813 | 0.67723 | 0.72175 | 1.3775 | 0.50793 | 0.54131 | 1.0923 | -99.5492 | 85.9664 | 1.2308 | -99.5492 | 85.9664
Line10_11_12 | 0 | 0 | 0 | 0 | 0 | 0 | 0 | 0 | 0 | 0 | 0 | 0 | 7.8071e-10 | -1.4934e-07 | 1.5746e-07 | -2.8356e-09 | 1.2498e-07 | -1.3104e-07 | -3.062e-07 | 2.8669e-08 | -1.2244e-08 | 2.5526e-07 | -2.3067e-08 | 8.796e-09 | 0 | 0 | 0 | 0 | 0 | 0 |  | 1.3813 | 0.67723 | 0.72175 | 1.3813 | 0.67723 | 0.72175 | 1.0923 | -99.5491 | 85.9663 | 1.0923 | -99.5491 | 85.9663
Line11_12_13 | 0 | 0 | 0 | 0 | 0 | 0 | 0 | 0 | 0 | 0 | 0 | 0 | 6.5059e-10 | -1.2445e-07 | 1.3121e-07 | -2.7055e-09 | 1.0009e-07 | -1.048e-07 | -2.5517e-07 | 2.3891e-08 | -1.0203e-08 | 2.0423e-07 | -1.8289e-08 | 6.7554e-09 | 0 | 0 | 0 | 0 | 0 | 0 |  | 1.3813 | 0.67723 | 0.72175 | 1.3813 | 0.67723 | 0.72175 | 1.0923 | -99.5491 | 85.9663 | 1.0923 | -99.5491 | 85.9663
Line12_13_15 | 0 | 0 | 0 | 0 | 0 | 0 | 0 | 0 | 0 | 0 | 0 | 0 | 3.9036e-10 | -7.4669e-08 | 7.8728e-08 | -2.4453e-09 | 5.0308e-08 | -5.2312e-08 | -1.531e-07 | 1.4335e-08 | -6.1219e-09 | 1.0216e-07 | -8.7322e-09 | 2.6742e-09 | 0 | 0 | 0 | 0 | 0 | 0 |  | 1.3813 | 0.67723 | 0.72175 | 1.3813 | 0.67723 | 0.72175 | 1.0923 | -99.5491 | 85.9663 | 1.0923 | -99.5491 | 85.9663
Line13_13_14 | 0 | 0 | 0 | 0 | 0 | 0 | 0 | 0 | 0 | 0 | 0 | 0 | 1.3012e-10 | -2.489e-08 | 2.6243e-08 | -2.1851e-09 | 5.2864e-10 | 1.734e-10 | -5.1033e-08 | 4.7782e-09 | -2.0406e-09 | 9.172e-11 | 8.2426e-10 | -1.4071e-09 | 0 | 0 | 0 | 0 | 0 | 0 |  | 1.3813 | 0.67723 | 0.72175 | 1.3813 | 0.67723 | 0.72175 | 1.0923 | -99.5491 | 85.9663 | 1.0923 | -99.5491 | 85.9663
Line14_15_16 | 0 | 0 | 0 | 0 | 0 | 0 | 0 | 0 | 0 | 0 | 0 | 0 | 2.6024e-10 | -4.978e-08 | 5.2485e-08 | -2.3152e-09 | 2.5418e-08 | -2.6069e-08 | -1.0207e-07 | 9.5564e-09 | -4.0813e-09 | 5.1125e-08 | -3.954e-09 | 6.3354e-10 | 0 | 0 | 0 | 0 | 0 | 0 |  | 1.3813 | 0.67723 | 0.72175 | 1.3813 | 0.67723 | 0.72175 | 1.0923 | -99.5491 | 85.9663 | 1.0923 | -99.5491 | 85.9663
Line15_16_17 | 0 | 0 | 0 | 0 | 0 | 0 | 0 | 0 | 0 | 0 | 0 | 0 | 1.3012e-10 | -2.489e-08 | 2.6243e-08 | -2.1851e-09 | 5.2864e-10 | 1.734e-10 | -5.1033e-08 | 4.7782e-09 | -2.0406e-09 | 9.172e-11 | 8.2426e-10 | -1.4071e-09 | 0 | 0 | 0 | 0 | 0 | 0 |  | 1.3813 | 0.67723 | 0.72175 | 1.3813 | 0.67723 | 0.72175 | 1.0923 | -99.5491 | 85.9663 | 1.0923 | -99.5491 | 85.9663
Line16_4_18 | 0 | 0 | 0 | 0 | 0 | 0 | 0 | 0 | 0 | 0 | 0 | 0 | 1.301e-10 | -2.489e-08 | 2.6243e-08 | -2.1851e-09 | 5.2864e-10 | 1.734e-10 | -5.1033e-08 | 4.7782e-09 | -2.0406e-09 | 9.172e-11 | 8.2426e-10 | -1.4071e-09 | 0 | 0 | 0 | 0 | 0 | 0 |  | 1.3813 | 0.67723 | 0.72175 | 1.3813 | 0.67723 | 0.72175 | 1.0923 | -99.5492 | 85.9664 | 1.0923 | -99.5492 | 85.9664
Line17_5_19 | 0 | 0 | 0 | 0 | 0 | 0 | 0 | 0 | 0 | 0 | 0 | 0 | 1.301e-10 | -2.489e-08 | 2.6243e-08 | -2.1851e-09 | 5.2864e-10 | 1.734e-10 | -5.1033e-08 | 4.7782e-09 | -2.0406e-09 | 9.172e-11 | 8.2426e-10 | -1.4071e-09 | 0 | 0 | 0 | 0 | 0 | 0 |  | 1.3813 | 0.67723 | 0.72175 | 1.3813 | 0.67723 | 0.72175 | 1.0923 | -99.5492 | 85.9664 | 1.0923 | -99.5492 | 85.9664
Line1_1_3 | 1.2799e-06 | 1.2964e-06 | 1.2633e-06 | 1.1202e-06 | 1.1367e-06 | 1.1038e-06 | 2.9558e-07 | 2.9939e-07 | 2.9176e-07 | 2.587e-07 | 2.625e-07 | 2.549e-07 | 1.0409e-09 | -1.9912e-07 | 2.0994e-07 | -3.0959e-09 | 1.7476e-07 | -1.8353e-07 | -4.0827e-07 | 3.8226e-08 | -1.6325e-08 | 3.5733e-07 | -3.2623e-08 | 1.2877e-08 | 90.9462 | 91.318 | 90.4127 | -89.4041 | -88.975 | -90.02 |  | 1.3813 | 0.67723 | 0.72175 | 1.3813 | 0.67723 | 0.72175 | 1.0923 | -99.5492 | 85.9664 | 1.0923 | -99.5492 | 85.9664
Line2_1_4 | 0 | 0 | 0 | 0 | 0 | 0 | 0 | 0 | 0 | 0 | 0 | 0 | 2.6021e-10 | -4.978e-08 | 5.2485e-08 | -2.3152e-09 | 2.5418e-08 | -2.6069e-08 | -1.0207e-07 | 9.5565e-09 | -4.0813e-09 | 5.1125e-08 | -3.954e-09 | 6.3354e-10 | 0 | 0 | 0 | 0 | 0 | 0 |  | 1.3813 | 0.67723 | 0.72175 | 1.3813 | 0.67723 | 0.72175 | 1.0923 | -99.5492 | 85.9664 | 1.0923 | -99.5492 | 85.9664
Line3_1_5 | 0 | 0 | 0 | 0 | 0 | 0 | 0 | 0 | 0 | 0 | 0 | 0 | 2.6021e-10 | -4.978e-08 | 5.2485e-08 | -2.3152e-09 | 2.5418e-08 | -2.6069e-08 | -1.0207e-07 | 9.5565e-09 | -4.0813e-09 | 5.1125e-08 | -3.954e-09 | 6.3354e-10 | 0 | 0 | 0 | 0 | 0 | 0 |  | 1.3813 | 0.67723 | 0.72175 | 1.3813 | 0.67723 | 0.72175 | 1.0923 | -99.5492 | 85.9664 | 1.0923 | -99.5492 | 85.9664
Line4_2_6 | 0 | 1.3894 | 1.5282 | 0 | 1.3894 | 1.5282 | 0 | 0.32086 | 0.35292 | 0 | 0.32086 | 0.35292 | 6.9117e-09 | 0.10977 | 0.13533 | -8.7467e-09 | -0.073179 | -0.090217 | -2.6151e-07 | 0.12046 | 0.13485 | 2.0945e-07 | -0.080307 | -0.089898 | 0 | -147.2079 | 41.0679 | 0 | 32.7921 | -138.9321 |  | 1.3775 | 0.50793 | 0.54131 | 1.3737 | 0.33862 | 0.36087 | 1.2308 | -99.5492 | 85.9664 | 1.3701 | -99.5492 | 85.9664
Line5_6_7 | 0 | 1.3894 | 1.5282 | 0 | 1.3894 | 1.5282 | 0 | 0.32086 | 0.35292 | 0 | 0.32086 | 0.35292 | 6.6112e-09 | 0.073179 | 0.090217 | -7.8096e-09 | -0.03659 | -0.045109 | -2.0934e-07 | 0.080307 | 0.089898 | 1.5713e-07 | -0.040153 | -0.044949 | 0 | -147.2079 | 41.0679 | 0 | 32.7921 | -138.9321 |  | 1.3737 | 0.33862 | 0.36087 | 1.3699 | 0.16931 | 0.18044 | 1.3701 | -99.5492 | 85.9664 | 1.5101 | -99.5492 | 85.9664
Line6_7_8 | 0 | 1.3894 | 1.5282 | 0 | 1.3894 | 1.5282 | 0 | 0.32086 | 0.35292 | 0 | 0.32086 | 0.35292 | 5.6986e-09 | 0.03659 | 0.045109 | -6.2603e-09 | -2.8261e-15 | 3.4552e-15 | -1.5701e-07 | 0.040153 | 0.044949 | 1.0465e-07 | -1.1655e-14 | 4.6809e-15 | 0 | -147.2079 | 41.0679 | 0 | 32.7922 | -138.9321 |  | 1.3699 | 0.16931 | 0.18044 | 1.3662 | 0 | 0 | 1.5101 | -99.5492 | 85.9664 | 1.6509 | 0 | 0
Line7_8_9 | 0 | 0 | 0 | 0 | 0 | 0 | 0 | 0 | 0 | 0 | 0 | 0 | 2.0868e-09 | -1.445e-21 | -5.7619e-22 | -2.0868e-09 | 6.5342e-18 | -1.1611e-17 | -5.2258e-08 | -5.2754e-22 | -5.7345e-23 | 1.371e-10 | 2.1751e-17 | -2.1744e-18 | 0 | 0 | 0 | 0 | 0 | 0 |  | 1.3662 | 0 | 0 | 1.3662 | 0 | 0 | 1.6509 | 0 | 0 | 1.6509 | 0 | 0
Line8_8_10 | 0 | 0 | 0 | 0 | 0 | 0 | 0 | 0 | 0 | 0 | 0 | 0 | 2.0868e-09 | -1.445e-21 | -5.7619e-22 | -2.0868e-09 | 6.5342e-18 | -1.1611e-17 | -5.2258e-08 | -5.2754e-22 | -5.7345e-23 | 1.371e-10 | 2.1751e-17 | -2.1744e-18 | 0 | 0 | 0 | 0 | 0 | 0 |  | 1.3662 | 0 | 0 | 1.3662 | 0 | 0 | 1.6509 | 0 | 0 | 1.6509 | 0 | 0
Line9_3_11 | 1.1199e-06 | 1.1343e-06 | 1.1054e-06 | 0 | 0 | 0 | 2.5863e-07 | 2.6196e-07 | 2.5529e-07 | 0 | 0 | 0 | 9.1083e-10 | -1.7423e-07 | 1.837e-07 | -2.9658e-09 | 1.4987e-07 | -1.5728e-07 | -3.5723e-07 | 3.3448e-08 | -1.4284e-08 | 3.0629e-07 | -2.7845e-08 | 1.0837e-08 | 90.9462 | 91.318 | 90.4127 | 0 | 0 | 0 |  | 1.3813 | 0.67723 | 0.72175 | 1.3813 | 0.67723 | 0.72175 | 1.0923 | -99.5492 | 85.9664 | 1.0923 | -99.5491 | 85.9663

## LLG_min_10
name | pf_ikss_a_from_ka | pf_ikss_b_from_ka | pf_ikss_c_from_ka | pf_ikss_a_to_ka | pf_ikss_b_to_ka | pf_ikss_c_to_ka | pf_skss_a_from_mw | pf_skss_b_from_mw | pf_skss_c_from_mw | pf_skss_a_to_mw | pf_skss_b_to_mw | pf_skss_c_to_mw | pf_p_a_from_mw | pf_p_b_from_mw | pf_p_c_from_mw | pf_p_a_to_mw | pf_p_b_to_mw | pf_p_c_to_mw | pf_q_a_from_mvar | pf_q_b_from_mvar | pf_q_c_from_mvar | pf_q_a_to_mvar | pf_q_b_to_mvar | pf_q_c_to_mvar | pf_ikss_a_from_degree | pf_ikss_b_from_degree | pf_ikss_c_from_degree | pf_ikss_a_to_degree | pf_ikss_b_to_degree | pf_ikss_c_to_degree | 3xI0 | pf_vm_a_from_pu | pf_vm_b_from_pu | pf_vm_c_from_pu | pf_vm_a_to_pu | pf_vm_b_to_pu | pf_vm_c_to_pu | pf_va_a_from_degree | pf_va_b_from_degree | pf_va_c_from_degree | pf_va_a_to_degree | pf_va_b_to_degree | pf_va_c_to_degree
Line0_1_2 | 0 | 1.3162 | 1.4478 | 0 | 1.3162 | 1.4478 | 0 | 0.30397 | 0.33435 | 0 | 0.30397 | 0.33435 | 5.9239e-09 | 0.13136 | 0.16194 | -8.1421e-09 | -0.098518 | -0.12146 | -2.8138e-07 | 0.14415 | 0.16137 | 2.348e-07 | -0.10811 | -0.12103 | 0 | -147.2079 | 41.0679 | 0 | 32.7921 | -138.9321 |  | 1.3086 | 0.64159 | 0.68376 | 1.305 | 0.48119 | 0.51282 | 1.0923 | -99.5492 | 85.9664 | 1.2308 | -99.5492 | 85.9664
Line10_11_12 | 0 | 0 | 0 | 0 | 0 | 0 | 0 | 0 | 0 | 0 | 0 | 0 | 7.0069e-10 | -1.3403e-07 | 1.4132e-07 | -2.545e-09 | 1.1217e-07 | -1.1761e-07 | -2.7482e-07 | 2.5731e-08 | -1.0989e-08 | 2.291e-07 | -2.0703e-08 | 7.8945e-09 | 0 | 0 | 0 | 0 | 0 | 0 |  | 1.3086 | 0.64159 | 0.68376 | 1.3086 | 0.64159 | 0.68376 | 1.0923 | -99.5491 | 85.9663 | 1.0923 | -99.5491 | 85.9663
Line11_12_13 | 0 | 0 | 0 | 0 | 0 | 0 | 0 | 0 | 0 | 0 | 0 | 0 | 5.8391e-10 | -1.1169e-07 | 1.1777e-07 | -2.4282e-09 | 8.983e-08 | -9.4056e-08 | -2.2901e-07 | 2.1442e-08 | -9.1574e-09 | 1.8329e-07 | -1.6414e-08 | 6.063e-09 | 0 | 0 | 0 | 0 | 0 | 0 |  | 1.3086 | 0.64159 | 0.68376 | 1.3086 | 0.64159 | 0.68376 | 1.0923 | -99.5491 | 85.9663 | 1.0923 | -99.5491 | 85.9663
Line12_13_15 | 0 | 0 | 0 | 0 | 0 | 0 | 0 | 0 | 0 | 0 | 0 | 0 | 3.5035e-10 | -6.7016e-08 | 7.0659e-08 | -2.1947e-09 | 4.5152e-08 | -4.695e-08 | -1.3741e-07 | 1.2865e-08 | -5.4944e-09 | 9.1688e-08 | -7.8372e-09 | 2.4001e-09 | 0 | 0 | 0 | 0 | 0 | 0 |  | 1.3086 | 0.64159 | 0.68376 | 1.3086 | 0.64159 | 0.68376 | 1.0923 | -99.5491 | 85.9663 | 1.0923 | -99.5491 | 85.9663
Line13_13_14 | 0 | 0 | 0 | 0 | 0 | 0 | 0 | 0 | 0 | 0 | 0 | 0 | 1.1678e-10 | -2.2339e-08 | 2.3553e-08 | -1.9611e-09 | 4.7446e-10 | 1.5563e-10 | -4.5803e-08 | 4.2885e-09 | -1.8315e-09 | 8.2319e-11 | 7.3978e-10 | -1.2629e-09 | 0 | 0 | 0 | 0 | 0 | 0 |  | 1.3086 | 0.64159 | 0.68376 | 1.3086 | 0.64159 | 0.68376 | 1.0923 | -99.5491 | 85.9663 | 1.0923 | -99.5491 | 85.9663
Line14_15_16 | 0 | 0 | 0 | 0 | 0 | 0 | 0 | 0 | 0 | 0 | 0 | 0 | 2.3356e-10 | -4.4678e-08 | 4.7106e-08 | -2.0779e-09 | 2.2813e-08 | -2.3397e-08 | -9.1606e-08 | 8.577e-09 | -3.663e-09 | 4.5885e-08 | -3.5487e-09 | 5.686e-10 | 0 | 0 | 0 | 0 | 0 | 0 |  | 1.3086 | 0.64159 | 0.68376 | 1.3086 | 0.64159 | 0.68376 | 1.0923 | -99.5491 | 85.9663 | 1.0923 | -99.5491 | 85.9663
Line15_16_17 | 0 | 0 | 0 | 0 | 0 | 0 | 0 | 0 | 0 | 0 | 0 | 0 | 1.1678e-10 | -2.2339e-08 | 2.3553e-08 | -1.9611e-09 | 4.7446e-10 | 1.5563e-10 | -4.5803e-08 | 4.2885e-09 | -1.8315e-09 | 8.2319e-11 | 7.3978e-10 | -1.2629e-09 | 0 | 0 | 0 | 0 | 0 | 0 |  | 1.3086 | 0.64159 | 0.68376 | 1.3086 | 0.64159 | 0.68376 | 1.0923 | -99.5491 | 85.9663 | 1.0923 | -99.5491 | 85.9663
Line16_4_18 | 0 | 0 | 0 | 0 | 0 | 0 | 0 | 0 | 0 | 0 | 0 | 0 | 1.1677e-10 | -2.2339e-08 | 2.3553e-08 | -1.9611e-09 | 4.7446e-10 | 1.5563e-10 | -4.5803e-08 | 4.2885e-09 | -1.8315e-09 | 8.232e-11 | 7.3977e-10 | -1.2629e-09 | 0 | 0 | 0 | 0 | 0 | 0 |  | 1.3086 | 0.64159 | 0.68376 | 1.3086 | 0.64159 | 0.68376 | 1.0923 | -99.5492 | 85.9664 | 1.0923 | -99.5492 | 85.9664
Line17_5_19 | 0 | 0 | 0 | 0 | 0 | 0 | 0 | 0 | 0 | 0 | 0 | 0 | 1.1677e-10 | -2.2339e-08 | 2.3553e-08 | -1.9611e-09 | 4.7446e-10 | 1.5563e-10 | -4.5803e-08 | 4.2885e-09 | -1.8315e-09 | 8.232e-11 | 7.3977e-10 | -1.2629e-09 | 0 | 0 | 0 | 0 | 0 | 0 |  | 1.3086 | 0.64159 | 0.68376 | 1.3086 | 0.64159 | 0.68376 | 1.0923 | -99.5492 | 85.9664 | 1.0923 | -99.5492 | 85.9664
Line1_1_3 | 1.2125e-06 | 1.2281e-06 | 1.1969e-06 | 1.0613e-06 | 1.0768e-06 | 1.0457e-06 | 2.8002e-07 | 2.8363e-07 | 2.764e-07 | 2.4509e-07 | 2.4869e-07 | 2.4149e-07 | 9.3426e-10 | -1.7871e-07 | 1.8842e-07 | -2.7786e-09 | 1.5685e-07 | -1.6472e-07 | -3.6642e-07 | 3.4308e-08 | -1.4652e-08 | 3.207e-07 | -2.928e-08 | 1.1557e-08 | 90.9462 | 91.318 | 90.4127 | -89.4041 | -88.975 | -90.02 |  | 1.3086 | 0.64159 | 0.68376 | 1.3086 | 0.64159 | 0.68376 | 1.0923 | -99.5492 | 85.9664 | 1.0923 | -99.5492 | 85.9664
Line2_1_4 | 0 | 0 | 0 | 0 | 0 | 0 | 0 | 0 | 0 | 0 | 0 | 0 | 2.3354e-10 | -4.4678e-08 | 4.7106e-08 | -2.0779e-09 | 2.2813e-08 | -2.3397e-08 | -9.1606e-08 | 8.577e-09 | -3.663e-09 | 4.5885e-08 | -3.5487e-09 | 5.6861e-10 | 0 | 0 | 0 | 0 | 0 | 0 |  | 1.3086 | 0.64159 | 0.68376 | 1.3086 | 0.64159 | 0.68376 | 1.0923 | -99.5492 | 85.9664 | 1.0923 | -99.5492 | 85.9664
Line3_1_5 | 0 | 0 | 0 | 0 | 0 | 0 | 0 | 0 | 0 | 0 | 0 | 0 | 2.3354e-10 | -4.4678e-08 | 4.7106e-08 | -2.0779e-09 | 2.2813e-08 | -2.3397e-08 | -9.1606e-08 | 8.577e-09 | -3.663e-09 | 4.5885e-08 | -3.5487e-09 | 5.6861e-10 | 0 | 0 | 0 | 0 | 0 | 0 |  | 1.3086 | 0.64159 | 0.68376 | 1.3086 | 0.64159 | 0.68376 | 1.0923 | -99.5492 | 85.9664 | 1.0923 | -99.5492 | 85.9664
Line4_2_6 | 0 | 1.3162 | 1.4478 | 0 | 1.3162 | 1.4478 | 0 | 0.30397 | 0.33435 | 0 | 0.30397 | 0.33435 | 6.2033e-09 | 0.098518 | 0.12146 | -7.8502e-09 | -0.065679 | -0.080971 | -2.3471e-07 | 0.10811 | 0.12103 | 1.8799e-07 | -0.072076 | -0.080684 | 0 | -147.2079 | 41.0679 | 0 | 32.7921 | -138.9321 |  | 1.305 | 0.48119 | 0.51282 | 1.3014 | 0.3208 | 0.34188 | 1.2308 | -99.5492 | 85.9664 | 1.3701 | -99.5492 | 85.9664
Line5_6_7 | 0 | 1.3162 | 1.4478 | 0 | 1.3162 | 1.4478 | 0 | 0.30397 | 0.33435 | 0 | 0.30397 | 0.33435 | 5.9336e-09 | 0.065679 | 0.080971 | -7.0092e-09 | -0.032839 | -0.040485 | -1.8788e-07 | 0.072076 | 0.080684 | 1.4103e-07 | -0.036038 | -0.040342 | 0 | -147.2079 | 41.0679 | 0 | 32.7921 | -138.9321 |  | 1.3014 | 0.3208 | 0.34188 | 1.2978 | 0.1604 | 0.17094 | 1.3701 | -99.5492 | 85.9664 | 1.5101 | -99.5492 | 85.9664
Line6_7_8 | 0 | 1.3162 | 1.4478 | 0 | 1.3162 | 1.4478 | 0 | 0.30397 | 0.33435 | 0 | 0.30397 | 0.33435 | 5.1145e-09 | 0.032839 | 0.040485 | -5.6187e-09 | -2.2614e-15 | 2.8399e-15 | -1.4091e-07 | 0.036038 | 0.040342 | 9.3928e-08 | -1.0707e-14 | 4.6153e-15 | 0 | -147.2079 | 41.0679 | 0 | 32.7922 | -138.9321 |  | 1.2978 | 0.1604 | 0.17094 | 1.2943 | 0 | 0 | 1.5101 | -99.5492 | 85.9664 | 1.6509 | 0 | 0
Line7_8_9 | 0 | 0 | 0 | 0 | 0 | 0 | 0 | 0 | 0 | 0 | 0 | 0 | 1.8729e-09 | -1.3037e-21 | -5.3028e-22 | -1.8729e-09 | 5.8645e-18 | -1.0421e-17 | -4.6902e-08 | -5.204e-22 | -9.8382e-23 | 1.2305e-10 | 1.9522e-17 | -1.9515e-18 | 0 | 0 | 0 | 0 | 0 | 0 |  | 1.2943 | 0 | 0 | 1.2943 | 0 | 0 | 1.6509 | 0 | 0 | 1.6509 | 0 | 0
Line8_8_10 | 0 | 0 | 0 | 0 | 0 | 0 | 0 | 0 | 0 | 0 | 0 | 0 | 1.8729e-09 | -1.3037e-21 | -5.3028e-22 | -1.8729e-09 | 5.8645e-18 | -1.0421e-17 | -4.6902e-08 | -5.204e-22 | -9.8382e-23 | 1.2305e-10 | 1.9522e-17 | -1.9515e-18 | 0 | 0 | 0 | 0 | 0 | 0 |  | 1.2943 | 0 | 0 | 1.2943 | 0 | 0 | 1.6509 | 0 | 0 | 1.6509 | 0 | 0
Line9_3_11 | 1.061e-06 | 1.0746e-06 | 1.0472e-06 | 0 | 0 | 0 | 2.4502e-07 | 2.4818e-07 | 2.4185e-07 | 0 | 0 | 0 | 8.1748e-10 | -1.5637e-07 | 1.6487e-07 | -2.6618e-09 | 1.3451e-07 | -1.4116e-07 | -3.2062e-07 | 3.0019e-08 | -1.282e-08 | 2.749e-07 | -2.4991e-08 | 9.726e-09 | 90.9462 | 91.318 | 90.4127 | 0 | 0 | 0 |  | 1.3086 | 0.64159 | 0.68376 | 1.3086 | 0.64159 | 0.68376 | 1.0923 | -99.5492 | 85.9664 | 1.0923 | -99.5491 | 85.9663

## LLG_min_fault_6
name | pf_ikss_a_from_ka | pf_ikss_b_from_ka | pf_ikss_c_from_ka | pf_ikss_a_to_ka | pf_ikss_b_to_ka | pf_ikss_c_to_ka | pf_skss_a_from_mw | pf_skss_b_from_mw | pf_skss_c_from_mw | pf_skss_a_to_mw | pf_skss_b_to_mw | pf_skss_c_to_mw | pf_p_a_from_mw | pf_p_b_from_mw | pf_p_c_from_mw | pf_p_a_to_mw | pf_p_b_to_mw | pf_p_c_to_mw | pf_q_a_from_mvar | pf_q_b_from_mvar | pf_q_c_from_mvar | pf_q_a_to_mvar | pf_q_b_to_mvar | pf_q_c_to_mvar | pf_ikss_a_from_degree | pf_ikss_b_from_degree | pf_ikss_c_from_degree | pf_ikss_a_to_degree | pf_ikss_b_to_degree | pf_ikss_c_to_degree | 3xI0 | pf_vm_a_from_pu | pf_vm_b_from_pu | pf_vm_c_from_pu | pf_vm_a_to_pu | pf_vm_b_to_pu | pf_vm_c_to_pu | pf_va_a_from_degree | pf_va_b_from_degree | pf_va_c_from_degree | pf_va_a_to_degree | pf_va_b_to_degree | pf_va_c_to_degree
Line0_1_2 | 0 | 0.029037 | 0.030832 | 0 | 0.029037 | 0.030832 | 0 | 0.0067058 | 0.0071203 | 0 | 0.0067058 | 0.0071203 | -1.4523e-08 | 0.0042661 | 0.0048301 | 1.1955e-08 | -0.0042535 | -0.0048108 | -2.059e-08 | 0.0042881 | 0.0048134 | 1.7361e-08 | -0.00427 | -0.0047983 | 0 | -164.2521 | 72.1267 | 0 | 15.7479 | -107.8734 |  | 0.98734 | 0.90202 | 0.95768 | 0.98677 | 0.89878 | 0.95427 | 1.8349 | -119.1046 | 117.0274 | 1.8377 | -119.141 | 117.0519
Line10_11_12 | 0 | 0 | 0 | 0 | 0 | 0 | 0 | 0 | 0 | 0 | 0 | 0 | -1.455e-08 | -8.7581e-09 | 2.3369e-08 | 1.1988e-08 | 7.4568e-09 | -1.9505e-08 | -1.984e-08 | 2.0759e-08 | -4.5354e-09 | 1.6643e-08 | -1.725e-08 | 3.6065e-09 | 0 | 0 | 0 | 0 | 0 | 0 |  | 0.98734 | 0.90202 | 0.95768 | 0.98734 | 0.90202 | 0.95768 | 1.8349 | -119.1046 | 117.0274 | 1.8349 | -119.1046 | 117.0274
Line11_12_13 | 0 | 0 | 0 | 0 | 0 | 0 | 0 | 0 | 0 | 0 | 0 | 0 | -1.2125e-08 | -7.2984e-09 | 1.9474e-08 | 9.5632e-09 | 5.9971e-09 | -1.5611e-08 | -1.6533e-08 | 1.7299e-08 | -3.7795e-09 | 1.3337e-08 | -1.379e-08 | 2.8506e-09 | 0 | 0 | 0 | 0 | 0 | 0 |  | 0.98734 | 0.90202 | 0.95768 | 0.98734 | 0.90202 | 0.95768 | 1.8349 | -119.1046 | 117.0274 | 1.8349 | -119.1046 | 117.0274
Line12_13_15 | 0 | 0 | 0 | 0 | 0 | 0 | 0 | 0 | 0 | 0 | 0 | 0 | -7.2751e-09 | -4.3791e-09 | 1.1684e-08 | 4.7131e-09 | 3.0777e-09 | -7.8211e-09 | -9.9198e-09 | 1.038e-08 | -2.2677e-09 | 6.7233e-09 | -6.8706e-09 | 1.3388e-09 | 0 | 0 | 0 | 0 | 0 | 0 |  | 0.98734 | 0.90202 | 0.95768 | 0.98734 | 0.90202 | 0.95768 | 1.8349 | -119.1046 | 117.0274 | 1.8349 | -119.1046 | 117.0274
Line13_13_14 | 0 | 0 | 0 | 0 | 0 | 0 | 0 | 0 | 0 | 0 | 0 | 0 | -2.425e-09 | -1.4597e-09 | 3.8948e-09 | -1.3694e-10 | 1.5831e-10 | -3.1466e-11 | -3.3066e-09 | 3.4598e-09 | -7.559e-10 | 1.1012e-10 | 4.91e-11 | -1.73e-10 | 0 | 0 | 0 | 0 | 0 | 0 |  | 0.98734 | 0.90202 | 0.95768 | 0.98734 | 0.90202 | 0.95768 | 1.8349 | -119.1046 | 117.0274 | 1.8349 | -119.1046 | 117.0274
Line14_15_16 | 0 | 0 | 0 | 0 | 0 | 0 | 0 | 0 | 0 | 0 | 0 | 0 | -4.8501e-09 | -2.9194e-09 | 7.7896e-09 | 2.2881e-09 | 1.618e-09 | -3.9263e-09 | -6.6132e-09 | 6.9197e-09 | -1.5118e-09 | 3.4167e-09 | -3.4107e-09 | 5.829e-10 | 0 | 0 | 0 | 0 | 0 | 0 |  | 0.98734 | 0.90202 | 0.95768 | 0.98734 | 0.90202 | 0.95768 | 1.8349 | -119.1046 | 117.0274 | 1.8349 | -119.1046 | 117.0274
Line15_16_17 | 0 | 0 | 0 | 0 | 0 | 0 | 0 | 0 | 0 | 0 | 0 | 0 | -2.425e-09 | -1.4597e-09 | 3.8948e-09 | -1.3694e-10 | 1.5831e-10 | -3.1466e-11 | -3.3066e-09 | 3.4598e-09 | -7.559e-10 | 1.1012e-10 | 4.91e-11 | -1.73e-10 | 0 | 0 | 0 | 0 | 0 | 0 |  | 0.98734 | 0.90202 | 0.95768 | 0.98734 | 0.90202 | 0.95768 | 1.8349 | -119.1046 | 117.0274 | 1.8349 | -119.1046 | 117.0274
Line16_4_18 | 0 | 0 | 0 | 0 | 0 | 0 | 0 | 0 | 0 | 0 | 0 | 0 | -2.425e-09 | -1.4597e-09 | 3.8948e-09 | -1.3694e-10 | 1.5831e-10 | -3.1466e-11 | -3.3066e-09 | 3.4598e-09 | -7.559e-10 | 1.1012e-10 | 4.91e-11 | -1.73e-10 | 0 | 0 | 0 | 0 | 0 | 0 |  | 0.98734 | 0.90202 | 0.95768 | 0.98734 | 0.90202 | 0.95768 | 1.8349 | -119.1046 | 117.0274 | 1.8349 | -119.1046 | 117.0274
Line17_5_19 | 0 | 0 | 0 | 0 | 0 | 0 | 0 | 0 | 0 | 0 | 0 | 0 | -2.425e-09 | -1.4597e-09 | 3.8948e-09 | -1.3694e-10 | 1.5831e-10 | -3.1466e-11 | -3.3066e-09 | 3.4598e-09 | -7.559e-10 | 1.1012e-10 | 4.91e-11 | -1.73e-10 | 0 | 0 | 0 | 0 | 0 | 0 |  | 0.98734 | 0.90202 | 0.95768 | 0.98734 | 0.90202 | 0.95768 | 1.8349 | -119.1046 | 117.0274 | 1.8349 | -119.1046 | 117.0274
Line1_1_3 | 0 | 0 | 0 | 0 | 0 | 0 | 0 | 0 | 0 | 0 | 0 | 0 | -1.94e-08 | -1.1677e-08 | 3.1158e-08 | 1.6838e-08 | 1.0376e-08 | -2.7295e-08 | -2.6453e-08 | 2.7679e-08 | -6.0472e-09 | 2.3256e-08 | -2.417e-08 | 5.1183e-09 | 0 | 0 | 0 | 0 | 0 | 0 |  | 0.98734 | 0.90202 | 0.95768 | 0.98734 | 0.90202 | 0.95768 | 1.8349 | -119.1046 | 117.0274 | 1.8349 | -119.1046 | 117.0274
Line2_1_4 | 0 | 0 | 0 | 0 | 0 | 0 | 0 | 0 | 0 | 0 | 0 | 0 | -4.8501e-09 | -2.9194e-09 | 7.7896e-09 | 2.2881e-09 | 1.618e-09 | -3.9263e-09 | -6.6132e-09 | 6.9197e-09 | -1.5118e-09 | 3.4167e-09 | -3.4107e-09 | 5.829e-10 | 0 | 0 | 0 | 0 | 0 | 0 |  | 0.98734 | 0.90202 | 0.95768 | 0.98734 | 0.90202 | 0.95768 | 1.8349 | -119.1046 | 117.0274 | 1.8349 | -119.1046 | 117.0274
Line3_1_5 | 0 | 0 | 0 | 0 | 0 | 0 | 0 | 0 | 0 | 0 | 0 | 0 | -4.8501e-09 | -2.9194e-09 | 7.7896e-09 | 2.2881e-09 | 1.618e-09 | -3.9263e-09 | -6.6132e-09 | 6.9197e-09 | -1.5118e-09 | 3.4167e-09 | -3.4107e-09 | 5.829e-10 | 0 | 0 | 0 | 0 | 0 | 0 |  | 0.98734 | 0.90202 | 0.95768 | 0.98734 | 0.90202 | 0.95768 | 1.8349 | -119.1046 | 117.0274 | 1.8349 | -119.1046 | 117.0274
Line4_2_6 | 0 | 0.029037 | 0.030832 | 0 | 0.029037 | 0.030832 | 0 | 0.0067058 | 0.0071203 | 0 | 0.0067058 | 0.0071203 | -1.209e-08 | 0.0042535 | 0.0048108 | 9.5292e-09 | -0.0042409 | -0.0047915 | -1.7251e-08 | 0.00427 | 0.0047983 | 1.3978e-08 | -0.0042519 | -0.0047831 | 0 | -164.2521 | 72.1266 | 0 | 15.7479 | -107.8734 |  | 0.98677 | 0.89878 | 0.95427 | 0.98621 | 0.89554 | 0.95085 | 1.8377 | -119.141 | 117.0519 | 1.8406 | -119.1777 | 117.0766
Line5_6_7 | 0 | 0.029037 | 0.030832 | 0 | 0.029037 | 0.030832 | 0 | 0.0067058 | 0.0071203 | 0 | 0.0067058 | 0.0071203 | -9.6619e-09 | 0.0042409 | 0.0047915 | 7.1087e-09 | -0.0042283 | -0.0047722 | -1.3868e-08 | 0.0042519 | 0.0047831 | 1.0553e-08 | -0.0042338 | -0.004768 | 0 | -164.2521 | 72.1266 | 0 | 15.748 | -107.8734 |  | 0.98621 | 0.89554 | 0.95085 | 0.98564 | 0.89231 | 0.94744 | 1.8406 | -119.1777 | 117.0766 | 1.8434 | -119.2147 | 117.1015
Line6_7_8 | 0 | 0.029037 | 0.030832 | 0 | 0.029037 | 0.030832 | 0 | 0.0067058 | 0.0071203 | 0 | 0.0067058 | 0.0071202 | -7.2393e-09 | 0.0042283 | 0.0047722 | 4.6933e-09 | -0.0042157 | -0.0047529 | -1.0442e-08 | 0.0042338 | 0.004768 | 7.0838e-09 | -0.0042157 | -0.0047529 | 0 | -164.252 | 72.1266 | 0 | 15.748 | -107.8734 |  | 0.98564 | 0.89231 | 0.94744 | 0.98508 | 0.88907 | 0.94402 | 1.8434 | -119.2147 | 117.1015 | 1.8462 | -119.2519 | 117.1265
Line7_8_9 | 0 | 0 | 0 | 0 | 0 | 0 | 0 | 0 | 0 | 0 | 0 | 0 | -2.4109e-09 | -1.6237e-09 | 3.9482e-09 | -1.2849e-10 | 1.9835e-10 | 1.6565e-11 | -3.4866e-09 | 3.4959e-09 | -6.5397e-10 | 1.1055e-10 | 4.0434e-11 | -1.6485e-10 | 0 | 0 | 0 | 0 | 0 | 0 |  | 0.98508 | 0.88907 | 0.94402 | 0.98508 | 0.88907 | 0.94402 | 1.8462 | -119.2519 | 117.1265 | 1.8462 | -119.2519 | 117.1265
Line8_8_10 | 0 | 0 | 0 | 0 | 0 | 0 | 0 | 0 | 0 | 0 | 0 | 0 | -2.4109e-09 | -1.6237e-09 | 3.9482e-09 | -1.2849e-10 | 1.9835e-10 | 1.6565e-11 | -3.4866e-09 | 3.4959e-09 | -6.5397e-10 | 1.1055e-10 | 4.0434e-11 | -1.6485e-10 | 0 | 0 | 0 | 0 | 0 | 0 |  | 0.98508 | 0.88907 | 0.94402 | 0.98508 | 0.88907 | 0.94402 | 1.8462 | -119.2519 | 117.1265 | 1.8462 | -119.2519 | 117.1265
Line9_3_11 | 0 | 0 | 0 | 0 | 0 | 0 | 0 | 0 | 0 | 0 | 0 | 0 | -1.6975e-08 | -1.0218e-08 | 2.7264e-08 | 1.4413e-08 | 8.9164e-09 | -2.34e-08 | -2.3146e-08 | 2.4219e-08 | -5.2913e-09 | 1.995e-08 | -2.071e-08 | 4.3624e-09 | 0 | 0 | 0 | 0 | 0 | 0 |  | 0.98734 | 0.90202 | 0.95768 | 0.98734 | 0.90202 | 0.95768 | 1.8349 | -119.1046 | 117.0274 | 1.8349 | -119.1046 | 117.0274

## LLG_min_fault_10
name | pf_ikss_a_from_ka | pf_ikss_b_from_ka | pf_ikss_c_from_ka | pf_ikss_a_to_ka | pf_ikss_b_to_ka | pf_ikss_c_to_ka | pf_skss_a_from_mw | pf_skss_b_from_mw | pf_skss_c_from_mw | pf_skss_a_to_mw | pf_skss_b_to_mw | pf_skss_c_to_mw | pf_p_a_from_mw | pf_p_b_from_mw | pf_p_c_from_mw | pf_p_a_to_mw | pf_p_b_to_mw | pf_p_c_to_mw | pf_q_a_from_mvar | pf_q_b_from_mvar | pf_q_c_from_mvar | pf_q_a_to_mvar | pf_q_b_to_mvar | pf_q_c_to_mvar | pf_ikss_a_from_degree | pf_ikss_b_from_degree | pf_ikss_c_from_degree | pf_ikss_a_to_degree | pf_ikss_b_to_degree | pf_ikss_c_to_degree | 3xI0 | pf_vm_a_from_pu | pf_vm_b_from_pu | pf_vm_c_from_pu | pf_vm_a_to_pu | pf_vm_b_to_pu | pf_vm_c_to_pu | pf_va_a_from_degree | pf_va_b_from_degree | pf_va_c_from_degree | pf_va_a_to_degree | pf_va_b_to_degree | pf_va_c_to_degree
Line0_1_2 | 0 | 0.027509 | 0.029209 | 0 | 0.027509 | 0.029209 | 0 | 0.0063529 | 0.0067455 | 0 | 0.0063529 | 0.0067455 | -1.3034e-08 | 0.0038289 | 0.004335 | 1.073e-08 | -0.0038176 | -0.0043177 | -1.848e-08 | 0.0038486 | 0.00432 | 1.5582e-08 | -0.0038324 | -0.0043065 | 0 | -164.2521 | 72.1267 | 0 | 15.7479 | -107.8734 |  | 0.93537 | 0.85454 | 0.90728 | 0.93484 | 0.85148 | 0.90404 | 1.8349 | -119.1046 | 117.0274 | 1.8377 | -119.141 | 117.0519
Line10_11_12 | 0 | 0 | 0 | 0 | 0 | 0 | 0 | 0 | 0 | 0 | 0 | 0 | -1.3059e-08 | -7.8605e-09 | 2.0974e-08 | 1.0759e-08 | 6.6925e-09 | -1.7506e-08 | -1.7806e-08 | 1.8631e-08 | -4.0705e-09 | 1.4937e-08 | -1.5482e-08 | 3.2369e-09 | 0 | 0 | 0 | 0 | 0 | 0 |  | 0.93537 | 0.85454 | 0.90728 | 0.93537 | 0.85454 | 0.90728 | 1.8349 | -119.1046 | 117.0274 | 1.8349 | -119.1046 | 117.0274
Line11_12_13 | 0 | 0 | 0 | 0 | 0 | 0 | 0 | 0 | 0 | 0 | 0 | 0 | -1.0882e-08 | -6.5504e-09 | 1.7478e-08 | 8.583e-09 | 5.3824e-09 | -1.4011e-08 | -1.4839e-08 | 1.5526e-08 | -3.3921e-09 | 1.197e-08 | -1.2377e-08 | 2.5584e-09 | 0 | 0 | 0 | 0 | 0 | 0 |  | 0.93537 | 0.85454 | 0.90728 | 0.93537 | 0.85454 | 0.90728 | 1.8349 | -119.1046 | 117.0274 | 1.8349 | -119.1046 | 117.0274
Line12_13_15 | 0 | 0 | 0 | 0 | 0 | 0 | 0 | 0 | 0 | 0 | 0 | 0 | -6.5294e-09 | -3.9302e-09 | 1.0487e-08 | 4.2301e-09 | 2.7622e-09 | -7.0195e-09 | -8.9031e-09 | 9.3157e-09 | -2.0353e-09 | 6.0342e-09 | -6.1664e-09 | 1.2016e-09 | 0 | 0 | 0 | 0 | 0 | 0 |  | 0.93537 | 0.85454 | 0.90728 | 0.93537 | 0.85454 | 0.90728 | 1.8349 | -119.1046 | 117.0274 | 1.8349 | -119.1046 | 117.0274
Line13_13_14 | 0 | 0 | 0 | 0 | 0 | 0 | 0 | 0 | 0 | 0 | 0 | 0 | -2.1765e-09 | -1.3101e-09 | 3.4956e-09 | -1.229e-10 | 1.4209e-10 | -2.8241e-11 | -2.9677e-09 | 3.1052e-09 | -6.7842e-10 | 9.8835e-11 | 4.4068e-11 | -1.5527e-10 | 0 | 0 | 0 | 0 | 0 | 0 |  | 0.93537 | 0.85454 | 0.90728 | 0.93537 | 0.85454 | 0.90728 | 1.8349 | -119.1046 | 117.0274 | 1.8349 | -119.1046 | 117.0274
Line14_15_16 | 0 | 0 | 0 | 0 | 0 | 0 | 0 | 0 | 0 | 0 | 0 | 0 | -4.353e-09 | -2.6202e-09 | 6.9912e-09 | 2.0536e-09 | 1.4522e-09 | -3.5239e-09 | -5.9354e-09 | 6.2105e-09 | -1.3568e-09 | 3.0665e-09 | -3.0612e-09 | 5.2316e-10 | 0 | 0 | 0 | 0 | 0 | 0 |  | 0.93537 | 0.85454 | 0.90728 | 0.93537 | 0.85454 | 0.90728 | 1.8349 | -119.1046 | 117.0274 | 1.8349 | -119.1046 | 117.0274
Line15_16_17 | 0 | 0 | 0 | 0 | 0 | 0 | 0 | 0 | 0 | 0 | 0 | 0 | -2.1765e-09 | -1.3101e-09 | 3.4956e-09 | -1.229e-10 | 1.4209e-10 | -2.8241e-11 | -2.9677e-09 | 3.1052e-09 | -6.7842e-10 | 9.8835e-11 | 4.4068e-11 | -1.5527e-10 | 0 | 0 | 0 | 0 | 0 | 0 |  | 0.93537 | 0.85454 | 0.90728 | 0.93537 | 0.85454 | 0.90728 | 1.8349 | -119.1046 | 117.0274 | 1.8349 | -119.1046 | 117.0274
Line16_4_18 | 0 | 0 | 0 | 0 | 0 | 0 | 0 | 0 | 0 | 0 | 0 | 0 | -2.1765e-09 | -1.3101e-09 | 3.4956e-09 | -1.229e-10 | 1.4209e-10 | -2.8241e-11 | -2.9677e-09 | 3.1052e-09 | -6.7842e-10 | 9.8835e-11 | 4.4068e-11 | -1.5527e-10 | 0 | 0 | 0 | 0 | 0 | 0 |  | 0.93537 | 0.85454 | 0.90728 | 0.93537 | 0.85454 | 0.90728 | 1.8349 | -119.1046 | 117.0274 | 1.8349 | -119.1046 | 117.0274
Line17_5_19 | 0 | 0 | 0 | 0 | 0 | 0 | 0 | 0 | 0 | 0 | 0 | 0 | -2.1765e-09 | -1.3101e-09 | 3.4956e-09 | -1.229e-10 | 1.4209e-10 | -2.8241e-11 | -2.9677e-09 | 3.1052e-09 | -6.7842e-10 | 9.8835e-11 | 4.4068e-11 | -1.5527e-10 | 0 | 0 | 0 | 0 | 0 | 0 |  | 0.93537 | 0.85454 | 0.90728 | 0.93537 | 0.85454 | 0.90728 | 1.8349 | -119.1046 | 117.0274 | 1.8349 | -119.1046 | 117.0274
Line1_1_3 | 0 | 0 | 0 | 0 | 0 | 0 | 0 | 0 | 0 | 0 | 0 | 0 | -1.7412e-08 | -1.0481e-08 | 2.7965e-08 | 1.5112e-08 | 9.3126e-09 | -2.4498e-08 | -2.3742e-08 | 2.4842e-08 | -5.4274e-09 | 2.0873e-08 | -2.1693e-08 | 4.5937e-09 | 0 | 0 | 0 | 0 | 0 | 0 |  | 0.93537 | 0.85454 | 0.90728 | 0.93537 | 0.85454 | 0.90728 | 1.8349 | -119.1046 | 117.0274 | 1.8349 | -119.1046 | 117.0274
Line2_1_4 | 0 | 0 | 0 | 0 | 0 | 0 | 0 | 0 | 0 | 0 | 0 | 0 | -4.353e-09 | -2.6202e-09 | 6.9912e-09 | 2.0536e-09 | 1.4522e-09 | -3.5239e-09 | -5.9354e-09 | 6.2105e-09 | -1.3568e-09 | 3.0665e-09 | -3.0612e-09 | 5.2316e-10 | 0 | 0 | 0 | 0 | 0 | 0 |  | 0.93537 | 0.85454 | 0.90728 | 0.93537 | 0.85454 | 0.90728 | 1.8349 | -119.1046 | 117.0274 | 1.8349 | -119.1046 | 117.0274
Line3_1_5 | 0 | 0 | 0 | 0 | 0 | 0 | 0 | 0 | 0 | 0 | 0 | 0 | -4.353e-09 | -2.6202e-09 | 6.9912e-09 | 2.0536e-09 | 1.4522e-09 | -3.5239e-09 | -5.9354e-09 | 6.2105e-09 | -1.3568e-09 | 3.0665e-09 | -3.0612e-09 | 5.2316e-10 | 0 | 0 | 0 | 0 | 0 | 0 |  | 0.93537 | 0.85454 | 0.90728 | 0.93537 | 0.85454 | 0.90728 | 1.8349 | -119.1046 | 117.0274 | 1.8349 | -119.1046 | 117.0274
Line4_2_6 | 0 | 0.027509 | 0.029209 | 0 | 0.027509 | 0.029209 | 0 | 0.0063529 | 0.0067455 | 0 | 0.0063529 | 0.0067455 | -1.0851e-08 | 0.0038176 | 0.0043177 | 8.5526e-09 | -0.0038063 | -0.0043004 | -1.5483e-08 | 0.0038324 | 0.0043065 | 1.2546e-08 | -0.0038161 | -0.0042929 | 0 | -164.2521 | 72.1266 | 0 | 15.7479 | -107.8734 |  | 0.93484 | 0.85148 | 0.90404 | 0.9343 | 0.84841 | 0.90081 | 1.8377 | -119.141 | 117.0519 | 1.8406 | -119.1777 | 117.0766
Line5_6_7 | 0 | 0.027509 | 0.029209 | 0 | 0.027509 | 0.029209 | 0 | 0.0063529 | 0.0067455 | 0 | 0.0063529 | 0.0067455 | -8.6717e-09 | 0.0038063 | 0.0043004 | 6.3801e-09 | -0.003795 | -0.0042831 | -1.2447e-08 | 0.0038161 | 0.0042929 | 9.471e-09 | -0.0037999 | -0.0042793 | 0 | -164.2521 | 72.1266 | 0 | 15.748 | -107.8734 |  | 0.9343 | 0.84841 | 0.90081 | 0.93377 | 0.84535 | 0.89757 | 1.8406 | -119.1777 | 117.0766 | 1.8434 | -119.2147 | 117.1015
Line6_7_8 | 0 | 0.027509 | 0.029209 | 0 | 0.027509 | 0.029209 | 0 | 0.0063529 | 0.0067455 | 0 | 0.0063529 | 0.0067455 | -6.4973e-09 | 0.003795 | 0.0042831 | 4.2122e-09 | -0.0037837 | -0.0042658 | -9.3719e-09 | 0.0037999 | 0.0042793 | 6.3577e-09 | -0.0037837 | -0.0042658 | 0 | -164.252 | 72.1266 | 0 | 15.748 | -107.8734 |  | 0.93377 | 0.84535 | 0.89757 | 0.93323 | 0.84228 | 0.89433 | 1.8434 | -119.2147 | 117.1015 | 1.8462 | -119.2519 | 117.1265
Line7_8_9 | 0 | 0 | 0 | 0 | 0 | 0 | 0 | 0 | 0 | 0 | 0 | 0 | -2.1638e-09 | -1.4573e-09 | 3.5435e-09 | -1.1532e-10 | 1.7802e-10 | 1.4867e-11 | -3.1293e-09 | 3.1376e-09 | -5.8694e-10 | 9.9218e-11 | 3.6289e-11 | -1.4795e-10 | 0 | 0 | 0 | 0 | 0 | 0 |  | 0.93323 | 0.84228 | 0.89433 | 0.93323 | 0.84228 | 0.89433 | 1.8462 | -119.2519 | 117.1265 | 1.8462 | -119.2519 | 117.1265
Line8_8_10 | 0 | 0 | 0 | 0 | 0 | 0 | 0 | 0 | 0 | 0 | 0 | 0 | -2.1638e-09 | -1.4573e-09 | 3.5435e-09 | -1.1532e-10 | 1.7802e-10 | 1.4867e-11 | -3.1293e-09 | 3.1376e-09 | -5.8694e-10 | 9.9218e-11 | 3.6289e-11 | -1.4795e-10 | 0 | 0 | 0 | 0 | 0 | 0 |  | 0.93323 | 0.84228 | 0.89433 | 0.93323 | 0.84228 | 0.89433 | 1.8462 | -119.2519 | 117.1265 | 1.8462 | -119.2519 | 117.1265
Line9_3_11 | 0 | 0 | 0 | 0 | 0 | 0 | 0 | 0 | 0 | 0 | 0 | 0 | -1.5235e-08 | -9.1706e-09 | 2.4469e-08 | 1.2936e-08 | 8.0026e-09 | -2.1002e-08 | -2.0774e-08 | 2.1737e-08 | -4.749e-09 | 1.7905e-08 | -1.8587e-08 | 3.9153e-09 | 0 | 0 | 0 | 0 | 0 | 0 |  | 0.93537 | 0.85454 | 0.90728 | 0.93537 | 0.85454 | 0.90728 | 1.8349 | -119.1046 | 117.0274 | 1.8349 | -119.1046 | 117.0274