## LLL_max_6
name | pf_ikss_from_ka | pf_ikss_to_ka | pf_ip_from_ka | pf_ip_to_ka | pf_skss_from_mw | pf_skss_to_mw | pf_p_from_mw | pf_p_to_mw | pf_q_from_mvar | pf_q_to_mvar | pf_ikss_from_degree | pf_ikss_to_degree | pf_vm_from_pu | pf_vm_to_pu | pf_va_from_degree | pf_va_to_degree
Line0_1_2 | 0 | 0 | 0 | 0 | 0 | 0 | 1.0402e-20 | 0 | 6.8175e-21 | 0 | 0 | 0 | 0 | 0 | 0 | 0
Line10_11_12 | 0 | 0 | 0 | 0 | 0 | 0 | 0 | 0 | 0 | 0 | 0 | 0 | 0 | 0 | 0 | 0
Line11_12_13 | 0 | 0 | 0 | 0 | 0 | 0 | 0 | 0 | 0 | 0 | 0 | 0 | 0 | 0 | 0 | 0
Line12_13_15 | 0 | 0 | 0 | 0 | 0 | 0 | 0 | 0 | 0 | 0 | 0 | 0 | 0 | 0 | 0 | 0
Line13_13_14 | 0 | 0 | 0 | 0 | 0 | 0 | 0 | 0 | 0 | 0 | 0 | 0 | 0 | 0 | 0 | 0
Line14_15_16 | 0 | 0 | 0 | 0 | 0 | 0 | 0 | 0 | 0 | 0 | 0 | 0 | 0 | 0 | 0 | 0
Line15_16_17 | 0 | 0 | 0 | 0 | 0 | 0 | 0 | 0 | 0 | 0 | 0 | 0 | 0 | 0 | 0 | 0
Line16_4_18 | 0 | 0 | 0 | 0 | 0 | 0 | 0 | 0 | 0 | 0 | 0 | 0 | 0 | 0 | 0 | 0
Line17_5_19 | 0 | 0 | 0 | 0 | 0 | 0 | 0 | 0 | 0 | 0 | 0 | 0 | 0 | 0 | 0 | 0
Line1_1_3 | 0 | 0 | 0 | 0 | 0 | 0 | 1.3869e-20 | 0 | 9.0899e-21 | 0 | 0 | 0 | 0 | 0 | 0 | 0
Line2_1_4 | 0 | 0 | 0 | 0 | 0 | 0 | 3.4674e-21 | 0 | 2.2725e-21 | 0 | 0 | 0 | 0 | 0 | 0 | 0
Line3_1_5 | 0 | 0 | 0 | 0 | 0 | 0 | 3.4674e-21 | 0 | 2.2725e-21 | 0 | 0 | 0 | 0 | 0 | 0 | 0
Line4_2_6 | 0 | 0 | 0 | 0 | 0 | 0 | 0 | 0 | 0 | 0 | 0 | 0 | 0 | 0 | 0 | 0
Line5_6_7 | 0 | 0 | 0 | 0 | 0 | 0 | 0 | 0 | 0 | 0 | 0 | 0 | 0 | 0 | 0 | 0
Line6_7_8 | 0 | 0 | 0 | 0 | 0 | 0 | 0 | 0 | 0 | 0 | 0 | 0 | 0 | 0 | 0 | 0
Line7_8_9 | 0 | 0 | 0 | 0 | 0 | 0 | 0 | 0 | 0 | 0 | 0 | 0 | 0 | 0 | 0 | 0
Line8_8_10 | 0 | 0 | 0 | 0 | 0 | 0 | 0 | 0 | 0 | 0 | 0 | 0 | 0 | 0 | 0 | 0
Line9_3_11 | 0 | 0 | 0 | 0 | 0 | 0 | 0 | 0 | 0 | 0 | 0 | 0 | 0 | 0 | 0 | 0

## LLL_max_10
name | pf_ikss_from_ka | pf_ikss_to_ka | pf_ip_from_ka | pf_ip_to_ka | pf_skss_from_mw | pf_skss_to_mw | pf_p_from_mw | pf_p_to_mw | pf_q_from_mvar | pf_q_to_mvar | pf_ikss_from_degree | pf_ikss_to_degree | pf_vm_from_pu | pf_vm_to_pu | pf_va_from_degree | pf_va_to_degree
Line0_1_2 | 0 | 0 | 0 | 0 | 0 | 0 | 1.8587e-20 | 0 | -2.3708e-20 | 0 | 0 | 0 | 0 | 0 | 0 | 0
Line10_11_12 | 0 | 0 | 0 | 0 | 0 | 0 | 0 | 0 | 0 | 0 | 0 | 0 | 0 | 0 | 0 | 0
Line11_12_13 | 0 | 0 | 0 | 0 | 0 | 0 | 0 | 0 | 0 | 0 | 0 | 0 | 0 | 0 | 0 | 0
Line12_13_15 | 0 | 0 | 0 | 0 | 0 | 0 | 0 | 0 | 0 | 0 | 0 | 0 | 0 | 0 | 0 | 0
Line13_13_14 | 0 | 0 | 0 | 0 | 0 | 0 | 0 | 0 | 0 | 0 | 0 | 0 | 0 | 0 | 0 | 0
Line14_15_16 | 0 | 0 | 0 | 0 | 0 | 0 | 0 | 0 | 0 | 0 | 0 | 0 | 0 | 0 | 0 | 0
Line15_16_17 | 0 | 0 | 0 | 0 | 0 | 0 | 0 | 0 | 0 | 0 | 0 | 0 | 0 | 0 | 0 | 0
Line16_4_18 | 0 | 0 | 0 | 0 | 0 | 0 | 0 | 0 | 0 | 0 | 0 | 0 | 0 | 0 | 0 | 0
Line17_5_19 | 0 | 0 | 0 | 0 | 0 | 0 | 0 | 0 | 0 | 0 | 0 | 0 | 0 | 0 | 0 | 0
Line1_1_3 | 0 | 0 | 0 | 0 | 0 | 0 | 2.4782e-20 | 0 | -3.1611e-20 | 0 | 0 | 0 | 0 | 0 | 0 | 0
Line2_1_4 | 0 | 0 | 0 | 0 | 0 | 0 | 6.1956e-21 | 0 | -7.9027e-21 | 0 | 0 | 0 | 0 | 0 | 0 | 0
Line3_1_5 | 0 | 0 | 0 | 0 | 0 | 0 | 6.1956e-21 | 0 | -7.9027e-21 | 0 | 0 | 0 | 0 | 0 | 0 | 0
Line4_2_6 | 0 | 0 | 0 | 0 | 0 | 0 | 0 | 0 | 0 | 0 | 0 | 0 | 0 | 0 | 0 | 0
Line5_6_7 | 0 | 0 | 0 | 0 | 0 | 0 | 0 | 0 | 0 | 0 | 0 | 0 | 0 | 0 | 0 | 0
Line6_7_8 | 0 | 0 | 0 | 0 | 0 | 0 | 0 | 0 | 0 | 0 | 0 | 0 | 0 | 0 | 0 | 0
Line7_8_9 | 0 | 0 | 0 | 0 | 0 | 0 | 0 | 0 | 0 | 0 | 0 | 0 | 0 | 0 | 0 | 0
Line8_8_10 | 0 | 0 | 0 | 0 | 0 | 0 | 0 | 0 | 0 | 0 | 0 | 0 | 0 | 0 | 0 | 0
Line9_3_11 | 0 | 0 | 0 | 0 | 0 | 0 | 0 | 0 | 0 | 0 | 0 | 0 | 0 | 0 | 0 | 0

## LLL_max_fault_6
name | pf_ikss_from_ka | pf_ikss_to_ka | pf_ip_from_ka | pf_ip_to_ka | pf_skss_from_mw | pf_skss_to_mw | pf_p_from_mw | pf_p_to_mw | pf_q_from_mvar | pf_q_to_mvar | pf_ikss_from_degree | pf_ikss_to_degree | pf_vm_from_pu | pf_vm_to_pu | pf_va_from_degree | pf_va_to_degree
Line0_1_2 | 0 | 0 | 0 | 0 | 0 | 0 | -1.8208e-10 | 0 | 1.5394e-10 | 0 | 0 | 0 | 1.0474 | 1.0474 | -0.12152 | -0.12152
Line10_11_12 | 0 | 0 | 0 | 0 | 0 | 0 | 0 | 0 | 0 | 0 | 0 | 0 | 1.0474 | 1.0474 | -0.12152 | -0.12152
Line11_12_13 | 0 | 0 | 0 | 0 | 0 | 0 | 0 | 0 | 0 | 0 | 0 | 0 | 1.0474 | 1.0474 | -0.12152 | -0.12152
Line12_13_15 | 0 | 0 | 0 | 0 | 0 | 0 | 0 | 0 | 0 | 0 | 0 | 0 | 1.0474 | 1.0474 | -0.12152 | -0.12152
Line13_13_14 | 0 | 0 | 0 | 0 | 0 | 0 | 0 | 0 | 0 | 0 | 0 | 0 | 1.0474 | 1.0474 | -0.12152 | -0.12152
Line14_15_16 | 0 | 0 | 0 | 0 | 0 | 0 | 0 | 0 | 0 | 0 | 0 | 0 | 1.0474 | 1.0474 | -0.12152 | -0.12152
Line15_16_17 | 0 | 0 | 0 | 0 | 0 | 0 | 0 | 0 | 0 | 0 | 0 | 0 | 1.0474 | 1.0474 | -0.12152 | -0.12152
Line16_4_18 | 0 | 0 | 0 | 0 | 0 | 0 | 0 | 0 | 0 | 0 | 0 | 0 | 1.0474 | 1.0474 | -0.12152 | -0.12152
Line17_5_19 | 0 | 0 | 0 | 0 | 0 | 0 | 0 | 0 | 0 | 0 | 0 | 0 | 1.0474 | 1.0474 | -0.12152 | -0.12152
Line1_1_3 | 0 | 0 | 0 | 0 | 0 | 0 | -2.4277e-10 | 0 | 2.0525e-10 | 0 | 0 | 0 | 1.0474 | 1.0474 | -0.12152 | -0.12152
Line2_1_4 | 0 | 0 | 0 | 0 | 0 | 0 | -6.0693e-11 | 0 | 5.1313e-11 | 0 | 0 | 0 | 1.0474 | 1.0474 | -0.12152 | -0.12152
Line3_1_5 | 0 | 0 | 0 | 0 | 0 | 0 | -6.0693e-11 | 0 | 5.1313e-11 | 0 | 0 | 0 | 1.0474 | 1.0474 | -0.12152 | -0.12152
Line4_2_6 | 0 | 0 | 0 | 0 | 0 | 0 | 0 | 0 | 0 | 0 | 0 | 0 | 1.0474 | 1.0474 | -0.12152 | -0.12152
Line5_6_7 | 0 | 0 | 0 | 0 | 0 | 0 | 0 | 0 | 0 | 0 | 0 | 0 | 1.0474 | 1.0474 | -0.12152 | -0.12152
Line6_7_8 | 0 | 0 | 0 | 0 | 0 | 0 | 0 | 0 | 0 | 0 | 0 | 0 | 1.0474 | 1.0474 | -0.12152 | -0.12152
Line7_8_9 | 0 | 0 | 0 | 0 | 0 | 0 | 0 | 0 | 0 | 0 | 0 | 0 | 1.0474 | 1.0474 | -0.12152 | -0.12152
Line8_8_10 | 0 | 0 | 0 | 0 | 0 | 0 | 0 | 0 | 0 | 0 | 0 | 0 | 1.0474 | 1.0474 | -0.12152 | -0.12152
Line9_3_11 | 0 | 0 | 0 | 0 | 0 | 0 | 0 | 0 | 0 | 0 | 0 | 0 | 1.0474 | 1.0474 | -0.12152 | -0.12152

## LLL_max_fault_10
name | pf_ikss_from_ka | pf_ikss_to_ka | pf_ip_from_ka | pf_ip_to_ka | pf_skss_from_mw | pf_skss_to_mw | pf_p_from_mw | pf_p_to_mw | pf_q_from_mvar | pf_q_to_mvar | pf_ikss_from_degree | pf_ikss_to_degree | pf_vm_from_pu | pf_vm_to_pu | pf_va_from_degree | pf_va_to_degree
Line0_1_2 | 0 | 0 | 0 | 0 | 0 | 0 | -2.0923e-10 | 0 | 1.7689e-10 | 0 | 0 | 0 | 1.0971 | 1.0971 | -0.12725 | -0.12725
Line10_11_12 | 0 | 0 | 0 | 0 | 0 | 0 | 0 | 0 | 0 | 0 | 0 | 0 | 1.0971 | 1.0971 | -0.12725 | -0.12725
Line11_12_13 | 0 | 0 | 0 | 0 | 0 | 0 | 0 | 0 | 0 | 0 | 0 | 0 | 1.0971 | 1.0971 | -0.12725 | -0.12725
Line12_13_15 | 0 | 0 | 0 | 0 | 0 | 0 | 0 | 0 | 0 | 0 | 0 | 0 | 1.0971 | 1.0971 | -0.12725 | -0.12725
Line13_13_14 | 0 | 0 | 0 | 0 | 0 | 0 | 0 | 0 | 0 | 0 | 0 | 0 | 1.0971 | 1.0971 | -0.12725 | -0.12725
Line14_15_16 | 0 | 0 | 0 | 0 | 0 | 0 | 0 | 0 | 0 | 0 | 0 | 0 | 1.0971 | 1.0971 | -0.12725 | -0.12725
Line15_16_17 | 0 | 0 | 0 | 0 | 0 | 0 | 0 | 0 | 0 | 0 | 0 | 0 | 1.0971 | 1.0971 | -0.12725 | -0.12725
Line16_4_18 | 0 | 0 | 0 | 0 | 0 | 0 | 0 | 0 | 0 | 0 | 0 | 0 | 1.0971 | 1.0971 | -0.12725 | -0.12725
Line17_5_19 | 0 | 0 | 0 | 0 | 0 | 0 | 0 | 0 | 0 | 0 | 0 | 0 | 1.0971 | 1.0971 | -0.12725 | -0.12725
Line1_1_3 | 0 | 0 | 0 | 0 | 0 | 0 | -2.7897e-10 | 0 | 2.3586e-10 | 0 | 0 | 0 | 1.0971 | 1.0971 | -0.12725 | -0.12725
Line2_1_4 | 0 | 0 | 0 | 0 | 0 | 0 | -6.9742e-11 | 0 | 5.8964e-11 | 0 | 0 | 0 | 1.0971 | 1.0971 | -0.12725 | -0.12725
Line3_1_5 | 0 | 0 | 0 | 0 | 0 | 0 | -6.9742e-11 | 0 | 5.8964e-11 | 0 | 0 | 0 | 1.0971 | 1.0971 | -0.12725 | -0.12725
Line4_2_6 | 0 | 0 | 0 | 0 | 0 | 0 | 0 | 0 | 0 | 0 | 0 | 0 | 1.0971 | 1.0971 | -0.12725 | -0.12725
Line5_6_7 | 0 | 0 | 0 | 0 | 0 | 0 | 0 | 0 | 0 | 0 | 0 | 0 | 1.0971 | 1.0971 | -0.12725 | -0.12725
Line6_7_8 | 0 | 0 | 0 | 0 | 0 | 0 | 0 | 0 | 0 | 0 | 0 | 0 | 1.0971 | 1.0971 | -0.12725 | -0.12725
Line7_8_9 | 0 | 0 | 0 | 0 | 0 | 0 | 0 | 0 | 0 | 0 | 0 | 0 | 1.0971 | 1.0971 | -0.12725 | -0.12725
Line8_8_10 | 0 | 0 | 0 | 0 | 0 | 0 | 0 | 0 | 0 | 0 | 0 | 0 | 1.0971 | 1.0971 | -0.12725 | -0.12725
Line9_3_11 | 0 | 0 | 0 | 0 | 0 | 0 | 0 | 0 | 0 | 0 | 0 | 0 | 1.0971 | 1.0971 | -0.12725 | -0.12725

## LLL_min_6
name | pf_ikss_from_ka | pf_ikss_to_ka | pf_ip_from_ka | pf_ip_to_ka | pf_skss_from_mw | pf_skss_to_mw | pf_p_from_mw | pf_p_to_mw | pf_q_from_mvar | pf_q_to_mvar | pf_ikss_from_degree | pf_ikss_to_degree | pf_vm_from_pu | pf_vm_to_pu | pf_va_from_degree | pf_va_to_degree
Line0_1_2 | 0 | 0 | 0 | 0 | 0 | 0 | 1.7103e-20 | 0 | 2.6292e-20 | 0 | 0 | 0 | 0 | 0 | 0 | 0
Line10_11_12 | 0 | 0 | 0 | 0 | 0 | 0 | 0 | 0 | 0 | 0 | 0 | 0 | 0 | 0 | 0 | 0
Line11_12_13 | 0 | 0 | 0 | 0 | 0 | 0 | 0 | 0 | 0 | 0 | 0 | 0 | 0 | 0 | 0 | 0
Line12_13_15 | 0 | 0 | 0 | 0 | 0 | 0 | 0 | 0 | 0 | 0 | 0 | 0 | 0 | 0 | 0 | 0
Line13_13_14 | 0 | 0 | 0 | 0 | 0 | 0 | 0 | 0 | 0 | 0 | 0 | 0 | 0 | 0 | 0 | 0
Line14_15_16 | 0 | 0 | 0 | 0 | 0 | 0 | 0 | 0 | 0 | 0 | 0 | 0 | 0 | 0 | 0 | 0
Line15_16_17 | 0 | 0 | 0 | 0 | 0 | 0 | 0 | 0 | 0 | 0 | 0 | 0 | 0 | 0 | 0 | 0
Line16_4_18 | 0 | 0 | 0 | 0 | 0 | 0 | 0 | 0 | 0 | 0 | 0 | 0 | 0 | 0 | 0 | 0
Line17_5_19 | 0 | 0 | 0 | 0 | 0 | 0 | 0 | 0 | 0 | 0 | 0 | 0 | 0 | 0 | 0 | 0
Line1_1_3 | 0 | 0 | 0 | 0 | 0 | 0 | 2.2805e-20 | 0 | 3.5056e-20 | 0 | 0 | 0 | 0 | 0 | 0 | 0
Line2_1_4 | 0 | 0 | 0 | 0 | 0 | 0 | 5.7011e-21 | 0 | 8.7641e-21 | 0 | 0 | 0 | 0 | 0 | 0 | 0
Line3_1_5 | 0 | 0 | 0 | 0 | 0 | 0 | 5.7011e-21 | 0 | 8.7641e-21 | 0 | 0 | 0 | 0 | 0 | 0 | 0
Line4_2_6 | 0 | 0 | 0 | 0 | 0 | 0 | 0 | 0 | 0 | 0 | 0 | 0 | 0 | 0 | 0 | 0
Line5_6_7 | 0 | 0 | 0 | 0 | 0 | 0 | 0 | 0 | 0 | 0 | 0 | 0 | 0 | 0 | 0 | 0
Line6_7_8 | 0 | 0 | 0 | 0 | 0 | 0 | 0 | 0 | 0 | 0 | 0 | 0 | 0 | 0 | 0 | 0
Line7_8_9 | 0 | 0 | 0 | 0 | 0 | 0 | 0 | 0 | 0 | 0 | 0 | 0 | 0 | 0 | 0 | 0
Line8_8_10 | 0 | 0 | 0 | 0 | 0 | 0 | 0 | 0 | 0 | 0 | 0 | 0 | 0 | 0 | 0 | 0
Line9_3_11 | 0 | 0 | 0 | 0 | 0 | 0 | 0 | 0 | 0 | 0 | 0 | 0 | 0 | 0 | 0 | 0

## LLL_min_10
name | pf_ikss_from_ka | pf_ikss_to_ka | pf_ip_from_ka | pf_ip_to_ka | pf_skss_from_mw | pf_skss_to_mw | pf_p_from_mw | pf_p_to_mw | pf_q_from_mvar | pf_q_to_mvar | pf_ikss_from_degree | pf_ikss_to_degree | pf_vm_from_pu | pf_vm_to_pu | pf_va_from_degree | pf_va_to_degree
Line0_1_2 | 0 | 0 | 0 | 0 | 0 | 0 | 1.5372e-20 | 0 | 2.3601e-20 | 0 | 0 | 0 | 0 | 0 | 0 | 0
Line10_11_12 | 0 | 0 | 0 | 0 | 0 | 0 | 0 | 0 | 0 | 0 | 0 | 0 | 0 | 0 | 0 | 0
Line11_12_13 | 0 | 0 | 0 | 0 | 0 | 0 | 0 | 0 | 0 | 0 | 0 | 0 | 0 | 0 | 0 | 0
Line12_13_15 | 0 | 0 | 0 | 0 | 0 | 0 | 0 | 0 | 0 | 0 | 0 | 0 | 0 | 0 | 0 | 0
Line13_13_14 | 0 | 0 | 0 | 0 | 0 | 0 | 0 | 0 | 0 | 0 | 0 | 0 | 0 | 0 | 0 | 0
Line14_15_16 | 0 | 0 | 0 | 0 | 0 | 0 | 0 | 0 | 0 | 0 | 0 | 0 | 0 | 0 | 0 | 0
Line15_16_17 | 0 | 0 | 0 | 0 | 0 | 0 | 0 | 0 | 0 | 0 | 0 | 0 | 0 | 0 | 0 | 0
Line16_4_18 | 0 | 0 | 0 | 0 | 0 | 0 | 0 | 0 | 0 | 0 | 0 | 0 | 0 | 0 | 0 | 0
Line17_5_19 | 0 | 0 | 0 | 0 | 0 | 0 | 0 | 0 | 0 | 0 | 0 | 0 | 0 | 0 | 0 | 0
Line1_1_3 | 0 | 0 | 0 | 0 | 0 | 0 | 2.0496e-20 | 0 | 3.1468e-20 | 0 | 0 | 0 | 0 | 0 | 0 | 0
Line2_1_4 | 0 | 0 | 0 | 0 | 0 | 0 | 5.1241e-21 | 0 | 7.8669e-21 | 0 | 0 | 0 | 0 | 0 | 0 | 0
Line3_1_5 | 0 | 0 | 0 | 0 | 0 | 0 | 5.1241e-21 | 0 | 7.8669e-21 | 0 | 0 | 0 | 0 | 0 | 0 | 0
Line4_2_6 | 0 | 0 | 0 | 0 | 0 | 0 | 0 | 0 | 0 | 0 | 0 | 0 | 0 | 0 | 0 | 0
Line5_6_7 | 0 | 0 | 0 | 0 | 0 | 0 | 0 | 0 | 0 | 0 | 0 | 0 | 0 | 0 | 0 | 0
Line6_7_8 | 0 | 0 | 0 | 0 | 0 | 0 | 0 | 0 | 0 | 0 | 0 | 0 | 0 | 0 | 0 | 0
Line7_8_9 | 0 | 0 | 0 | 0 | 0 | 0 | 0 | 0 | 0 | 0 | 0 | 0 | 0 | 0 | 0 | 0
Line8_8_10 | 0 | 0 | 0 | 0 | 0 | 0 | 0 | 0 | 0 | 0 | 0 | 0 | 0 | 0 | 0 | 0
Line9_3_11 | 0 | 0 | 0 | 0 | 0 | 0 | 0 | 0 | 0 | 0 | 0 | 0 | 0 | 0 | 0 | 0

## LLL_min_fault_6
name | pf_ikss_from_ka | pf_ikss_to_ka | pf_ip_from_ka | pf_ip_to_ka | pf_skss_from_mw | pf_skss_to_mw | pf_p_from_mw | pf_p_to_mw | pf_q_from_mvar | pf_q_to_mvar | pf_ikss_from_degree | pf_ikss_to_degree | pf_vm_from_pu | pf_vm_to_pu | pf_va_from_degree | pf_va_to_degree
Line0_1_2 | 0 | 0 | 0 | 0 | 0 | 0 | -1.5486e-10 | 0 | 1.3093e-10 | 0 | 0 | 0 | 0.94752 | 0.94752 | -0.12627 | -0.12627
Line10_11_12 | 0 | 0 | 0 | 0 | 0 | 0 | 0 | 0 | 0 | 0 | 0 | 0 | 0.94752 | 0.94752 | -0.12627 | -0.12627
Line11_12_13 | 0 | 0 | 0 | 0 | 0 | 0 | 0 | 0 | 0 | 0 | 0 | 0 | 0.94752 | 0.94752 | -0.12627 | -0.12627
Line12_13_15 | 0 | 0 | 0 | 0 | 0 | 0 | 0 | 0 | 0 | 0 | 0 | 0 | 0.94752 | 0.94752 | -0.12627 | -0.12627
Line13_13_14 | 0 | 0 | 0 | 0 | 0 | 0 | 0 | 0 | 0 | 0 | 0 | 0 | 0.94752 | 0.94752 | -0.12627 | -0.12627
Line14_15_16 | 0 | 0 | 0 | 0 | 0 | 0 | 0 | 0 | 0 | 0 | 0 | 0 | 0.94752 | 0.94752 | -0.12627 | -0.12627
Line15_16_17 | 0 | 0 | 0 | 0 | 0 | 0 | 0 | 0 | 0 | 0 | 0 | 0 | 0.94752 | 0.94752 | -0.12627 | -0.12627
Line16_4_18 | 0 | 0 | 0 | 0 | 0 | 0 | 0 | 0 | 0 | 0 | 0 | 0 | 0.94752 | 0.94752 | -0.12627 | -0.12627
Line17_5_19 | 0 | 0 | 0 | 0 | 0 | 0 | 0 | 0 | 0 | 0 | 0 | 0 | 0.94752 | 0.94752 | -0.12627 | -0.12627
Line1_1_3 | 0 | 0 | 0 | 0 | 0 | 0 | -2.0649e-10 | 0 | 1.7457e-10 | 0 | 0 | 0 | 0.94752 | 0.94752 | -0.12627 | -0.12627
Line2_1_4 | 0 | 0 | 0 | 0 | 0 | 0 | -5.1621e-11 | 0 | 4.3642e-11 | 0 | 0 | 0 | 0.94752 | 0.94752 | -0.12627 | -0.12627
Line3_1_5 | 0 | 0 | 0 | 0 | 0 | 0 | -5.1621e-11 | 0 | 4.3642e-11 | 0 | 0 | 0 | 0.94752 | 0.94752 | -0.12627 | -0.12627
Line4_2_6 | 0 | 0 | 0 | 0 | 0 | 0 | 0 | 0 | 0 | 0 | 0 | 0 | 0.94752 | 0.94752 | -0.12627 | -0.12627
Line5_6_7 | 0 | 0 | 0 | 0 | 0 | 0 | 0 | 0 | 0 | 0 | 0 | 0 | 0.94752 | 0.94752 | -0.12627 | -0.12627
Line6_7_8 | 0 | 0 | 0 | 0 | 0 | 0 | 0 | 0 | 0 | 0 | 0 | 0 | 0.94752 | 0.94752 | -0.12627 | -0.12627
Line7_8_9 | 0 | 0 | 0 | 0 | 0 | 0 | 0 | 0 | 0 | 0 | 0 | 0 | 0.94752 | 0.94752 | -0.12627 | -0.12627
Line8_8_10 | 0 | 0 | 0 | 0 | 0 | 0 | 0 | 0 | 0 | 0 | 0 | 0 | 0.94752 | 0.94752 | -0.12627 | -0.12627
Line9_3_11 | 0 | 0 | 0 | 0 | 0 | 0 | 0 | 0 | 0 | 0 | 0 | 0 | 0.94752 | 0.94752 | -0.12627 | -0.12627

## LLL_min_fault_10
name | pf_ikss_from_ka | pf_ikss_to_ka | pf_ip_from_ka | pf_ip_to_ka | pf_skss_from_mw | pf_skss_to_mw | pf_p_from_mw | pf_p_to_mw | pf_q_from_mvar | pf_q_to_mvar | pf_ikss_from_degree | pf_ikss_to_degree | pf_vm_from_pu | pf_vm_to_pu | pf_va_from_degree | pf_va_to_degree
Line0_1_2 | 0 | 0 | 0 | 0 | 0 | 0 | -1.3899e-10 | 0 | 1.1751e-10 | 0 | 0 | 0 | 0.89765 | 0.89765 | -0.12627 | -0.12627
Line10_11_12 | 0 | 0 | 0 | 0 | 0 | 0 | 0 | 0 | 0 | 0 | 0 | 0 | 0.89765 | 0.89765 | -0.12627 | -0.12627
Line11_12_13 | 0 | 0 | 0 | 0 | 0 | 0 | 0 | 0 | 0 | 0 | 0 | 0 | 0.89765 | 0.89765 | -0.12627 | -0.12627
Line12_13_15 | 0 | 0 | 0 | 0 | 0 | 0 | 0 | 0 | 0 | 0 | 0 | 0 | 0.89765 | 0.89765 | -0.12627 | -0.12627
Line13_13_14 | 0 | 0 | 0 | 0 | 0 | 0 | 0 | 0 | 0 | 0 | 0 | 0 | 0.89765 | 0.89765 | -0.12627 | -0.12627
Line14_15_16 | 0 | 0 | 0 | 0 | 0 | 0 | 0 | 0 | 0 | 0 | 0 | 0 | 0.89765 | 0.89765 | -0.12627 | -0.12627
Line15_16_17 | 0 | 0 | 0 | 0 | 0 | 0 | 0 | 0 | 0 | 0 | 0 | 0 | 0.89765 | 0.89765 | -0.12627 | -0.12627
Line16_4_18 | 0 | 0 | 0 | 0 | 0 | 0 | 0 | 0 | 0 | 0 | 0 | 0 | 0.89765 | 0.89765 | -0.12627 | -0.12627
Line17_5_19 | 0 | 0 | 0 | 0 | 0 | 0 | 0 | 0 | 0 | 0 | 0 | 0 | 0.89765 | 0.89765 | -0.12627 | -0.12627
Line1_1_3 | 0 | 0 | 0 | 0 | 0 | 0 | -1.8532e-10 | 0 | 1.5668e-10 | 0 | 0 | 0 | 0.89765 | 0.89765 | -0.12627 | -0.12627
Line2_1_4 | 0 | 0 | 0 | 0 | 0 | 0 | -4.6331e-11 | 0 | 3.9169e-11 | 0 | 0 | 0 | 0.89765 | 0.89765 | -0.12627 | -0.12627
Line3_1_5 | 0 | 0 | 0 | 0 | 0 | 0 | -4.6331e-11 | 0 | 3.9169e-11 | 0 | 0 | 0 | 0.89765 | 0.89765 | -0.12627 | -0.12627
Line4_2_6 | 0 | 0 | 0 | 0 | 0 | 0 | 0 | 0 | 0 | 0 | 0 | 0 | 0.89765 | 0.89765 | -0.12627 | -0.12627
Line5_6_7 | 0 | 0 | 0 | 0 | 0 | 0 | 0 | 0 | 0 | 0 | 0 | 0 | 0.89765 | 0.89765 | -0.12627 | -0.12627
Line6_7_8 | 0 | 0 | 0 | 0 | 0 | 0 | 0 | 0 | 0 | 0 | 0 | 0 | 0.89765 | 0.89765 | -0.12627 | -0.12627
Line7_8_9 | 0 | 0 | 0 | 0 | 0 | 0 | 0 | 0 | 0 | 0 | 0 | 0 | 0.89765 | 0.89765 | -0.12627 | -0.12627
Line8_8_10 | 0 | 0 | 0 | 0 | 0 | 0 | 0 | 0 | 0 | 0 | 0 | 0 | 0.89765 | 0.89765 | -0.12627 | -0.12627
Line9_3_11 | 0 | 0 | 0 | 0 | 0 | 0 | 0 | 0 | 0 | 0 | 0 | 0 | 0.89765 | 0.89765 | -0.12627 | -0.12627

## LL_max_6
name | pf_ikss_a_from_ka | pf_ikss_b_from_ka | pf_ikss_c_from_ka | pf_ikss_a_to_ka | pf_ikss_b_to_ka | pf_ikss_c_to_ka | pf_skss_a_from_mw | pf_skss_b_from_mw | pf_skss_c_from_mw | pf_skss_a_to_mw | pf_skss_b_to_mw | pf_skss_c_to_mw | pf_p_a_from_mw | pf_p_b_from_mw | pf_p_c_from_mw | pf_p_a_to_mw | pf_p_b_to_mw | pf_p_c_to_mw | pf_q_a_from_mvar | pf_q_b_from_mvar | pf_q_c_from_mvar | pf_q_a_to_mvar | pf_q_b_to_mvar | pf_q_c_to_mvar | pf_ikss_a_from_degree | pf_ikss_b_from_degree | pf_ikss_c_from_degree | pf_ikss_a_to_degree | pf_ikss_b_to_degree | pf_ikss_c_to_degree | pf_vm_a_from_pu | pf_vm_b_from_pu | pf_vm_c_from_pu | pf_vm_a_to_pu | pf_vm_b_to_pu | pf_vm_c_to_pu | pf_va_a_from_degree | pf_va_b_from_degree | pf_va_c_from_degree | pf_va_a_to_degree | pf_va_b_to_degree | pf_va_c_to_degree
Line0_1_2 | 0 | 0 | 0 | 0 | 0 | 0 | 0 | 0 | 0 | 0 | 0 | 0 | 1.4766e-15 | 1.3989e-15 | -7.7716e-16 | -1.4766e-15 | -1.285e-15 | 5.4133e-16 | -3.1086e-16 | 1.0503e-08 | -1.0503e-08 | 3.1086e-16 | -1.0503e-08 | 1.0503e-08 | 0 | 0 | 0 | 0 | 0 | 0 | 1.05 | 0.525 | 0.525 | 1.05 | 0.525 | 0.525 | 5.7895e-13 | 180 | 180 | 5.5522e-13 | -180 | 180
Line10_11_12 | 0 | 0 | 0 | 0 | 0 | 0 | 0 | 0 | 0 | 0 | 0 | 0 | 1.5543e-15 | 1.017e-15 | -9.6475e-16 | -1.5543e-15 | -6.6995e-16 | 8.8436e-16 | -1.9429e-16 | 1.0503e-08 | -1.0503e-08 | 1.9429e-16 | -1.0503e-08 | 1.0503e-08 | 0 | 0 | 0 | 0 | 0 | 0 | 1.05 | 0.525 | 0.525 | 1.05 | 0.525 | 0.525 | 5.1024e-13 | -180 | 180 | 4.84e-13 | -180 | 180
Line11_12_13 | 0 | 0 | 0 | 0 | 0 | 0 | 0 | 0 | 0 | 0 | 0 | 0 | 1.3212e-15 | 6.7487e-16 | -1.3069e-15 | -1.3212e-15 | -5.0618e-16 | 8.927e-16 | -1.5543e-16 | 8.7523e-09 | -8.7523e-09 | 1.5543e-16 | -8.7523e-09 | 8.7523e-09 | 0 | 0 | 0 | 0 | 0 | 0 | 1.05 | 0.525 | 0.525 | 1.05 | 0.525 | 0.525 | 4.84e-13 | -180 | 180 | 4.6409e-13 | -180 | 180
Line12_13_15 | 0 | 0 | 0 | 0 | 0 | 0 | 0 | 0 | 0 | 0 | 0 | 0 | 4.6629e-16 | 9.6429e-16 | -9.3974e-16 | -5.4401e-16 | -6.3467e-16 | 8.0307e-16 | 1.5543e-16 | 5.2514e-09 | -5.2514e-09 | -1.5543e-16 | -5.2514e-09 | 5.2514e-09 | 0 | 0 | 0 | 0 | 0 | 0 | 1.05 | 0.525 | 0.525 | 1.05 | 0.525 | 0.525 | 4.6409e-13 | -180 | 180 | 4.5434e-13 | -180 | 180
Line13_13_14 | 0 | 0 | 0 | 0 | 0 | 0 | 0 | 0 | 0 | 0 | 0 | 0 | 2.3315e-16 | -1.7077e-16 | -5.2049e-16 | -2.3315e-16 | 4.4486e-16 | 2.1171e-16 | -1.1657e-16 | 1.7505e-09 | -1.7505e-09 | 1.1657e-16 | -1.7505e-09 | 1.7505e-09 | 0 | 0 | 0 | 0 | 0 | 0 | 1.05 | 0.525 | 0.525 | 1.05 | 0.525 | 0.525 | 4.6409e-13 | -180 | 180 | 4.609e-13 | -180 | 180
Line14_15_16 | 0 | 0 | 0 | 0 | 0 | 0 | 0 | 0 | 0 | 0 | 0 | 0 | 4.6629e-16 | 5.7854e-16 | -8.9805e-16 | -3.8858e-16 | -4.1478e-16 | 7.5096e-16 | -7.7716e-17 | 3.5009e-09 | -3.5009e-09 | 3.8858e-17 | -3.5009e-09 | 3.5009e-09 | 0 | 0 | 0 | 0 | 0 | 0 | 1.05 | 0.525 | 0.525 | 1.05 | 0.525 | 0.525 | 4.5434e-13 | -180 | 180 | 4.4933e-13 | -180 | 180
Line15_16_17 | 0 | 0 | 0 | 0 | 0 | 0 | 0 | 0 | 0 | 0 | 0 | 0 | 0 | 3.6282e-16 | -2.2005e-16 | 3.0437e-31 | -2.053e-16 | 6.6701e-17 | 0 | 1.7505e-09 | -1.7505e-09 | -3.8858e-17 | -1.7505e-09 | 1.7505e-09 | 0 | 0 | 0 | 0 | 0 | 0 | 1.05 | 0.525 | 0.525 | 1.05 | 0.525 | 0.525 | 4.4933e-13 | -180 | 180 | 4.4879e-13 | -180 | 180
Line16_4_18 | 0 | 0 | 0 | 0 | 0 | 0 | 0 | 0 | 0 | 0 | 0 | 0 | -1.5543e-16 | 1.9012e-16 | -1.596e-16 | 1.5543e-16 | -1.8804e-16 | 6.2533e-18 | -1.5452e-30 | 1.7505e-09 | -1.7505e-09 | 7.7716e-17 | -1.7505e-09 | 1.7505e-09 | 0 | 0 | 0 | 0 | 0 | 0 | 1.05 | 0.525 | 0.525 | 1.05 | 0.525 | 0.525 | 5.696e-13 | -180 | 180 | 5.6906e-13 | -180 | 180
Line17_5_19 | 0 | 0 | 0 | 0 | 0 | 0 | 0 | 0 | 0 | 0 | 0 | 0 | -1.5543e-16 | 1.9012e-16 | -1.596e-16 | 1.5543e-16 | -1.8804e-16 | 6.2533e-18 | -1.5452e-30 | 1.7505e-09 | -1.7505e-09 | 7.7716e-17 | -1.7505e-09 | 1.7505e-09 | 0 | 0 | 0 | 0 | 0 | 0 | 1.05 | 0.525 | 0.525 | 1.05 | 0.525 | 0.525 | 5.696e-13 | -180 | 180 | 5.6906e-13 | -180 | 180
Line1_1_3 | 0 | 0 | 0 | 0 | 0 | 0 | 0 | 0 | 0 | 0 | 0 | 0 | 2.0983e-15 | 2.448e-15 | -7.7716e-16 | -2.176e-15 | -2.2369e-15 | 7.5513e-16 | 3.8858e-17 | 1.4004e-08 | -1.4004e-08 | -3.8858e-17 | -1.4004e-08 | 1.4004e-08 | 0 | 0 | 0 | 0 | 0 | 0 | 1.05 | 0.525 | 0.525 | 1.05 | 0.525 | 0.525 | 5.7895e-13 | 180 | 180 | 5.4029e-13 | -180 | 180
Line2_1_4 | 0 | 0 | 0 | 0 | 0 | 0 | 0 | 0 | 0 | 0 | 0 | 0 | 5.4401e-16 | 1.2046e-15 | -9.3259e-16 | -4.6629e-16 | -1.0408e-15 | 6.3006e-16 | -3.8858e-17 | 3.5009e-09 | -3.5009e-09 | 7.7716e-17 | -3.5009e-09 | 3.5009e-09 | 0 | 0 | 0 | 0 | 0 | 0 | 1.05 | 0.525 | 0.525 | 1.05 | 0.525 | 0.525 | 5.7895e-13 | 180 | 180 | 5.696e-13 | -180 | 180
Line3_1_5 | 0 | 0 | 0 | 0 | 0 | 0 | 0 | 0 | 0 | 0 | 0 | 0 | 5.4401e-16 | 1.2046e-15 | -9.3259e-16 | -4.6629e-16 | -1.0408e-15 | 6.3006e-16 | -3.8858e-17 | 3.5009e-09 | -3.5009e-09 | 7.7716e-17 | -3.5009e-09 | 3.5009e-09 | 0 | 0 | 0 | 0 | 0 | 0 | 1.05 | 0.525 | 0.525 | 1.05 | 0.525 | 0.525 | 5.7895e-13 | 180 | 180 | 5.696e-13 | -180 | 180
Line4_2_6 | 0 | 0 | 0 | 0 | 0 | 0 | 0 | 0 | 0 | 0 | 0 | 0 | 1.0103e-15 | 5.2034e-16 | -6.8426e-16 | -9.3259e-16 | -2.7394e-16 | 4.2551e-16 | -3.4972e-16 | 8.7523e-09 | -8.7523e-09 | 3.4972e-16 | -8.7523e-09 | 8.7523e-09 | 0 | 0 | 0 | 0 | 0 | 0 | 1.05 | 0.525 | 0.525 | 1.05 | 0.525 | 0.525 | 5.5522e-13 | -180 | 180 | 5.4013e-13 | -180 | 180
Line5_6_7 | 0 | 0 | 0 | 0 | 0 | 0 | 0 | 0 | 0 | 0 | 0 | 0 | 6.9944e-16 | 4.1344e-16 | -4.0258e-16 | -6.2172e-16 | -1.4694e-16 | -3.0366e-17 | -2.72e-16 | 7.0018e-09 | -7.0018e-09 | 2.72e-16 | -7.0018e-09 | 7.0018e-09 | 0 | 0 | 0 | 0 | 0 | 0 | 1.05 | 0.525 | 0.525 | 1.05 | 0.525 | 0.525 | 5.4013e-13 | -180 | 180 | 5.2893e-13 | -180 | 180
Line6_7_8 | 0 | 0 | 0 | 0 | 0 | 0 | 0 | 0 | 0 | 0 | 0 | 0 | 4.6629e-16 | 2.5592e-16 | -2.4923e-16 | -3.8858e-16 | 1.5142e-16 | -4.2873e-17 | -2.72e-16 | 5.2514e-09 | -5.2514e-09 | 2.3315e-16 | -5.2514e-09 | 5.2514e-09 | 0 | 0 | 0 | 0 | 0 | 0 | 1.05 | 0.525 | 0.525 | 1.05 | 0.525 | 0.525 | 5.2893e-13 | -180 | 180 | 5.1939e-13 | -180 | 180
Line7_8_9 | 0 | 0 | 0 | 0 | 0 | 0 | 0 | 0 | 0 | 0 | 0 | 0 | -7.7716e-17 | 5.4535e-16 | -1.9295e-16 | 7.7716e-17 | -1.5469e-16 | -1.1583e-16 | -7.045e-31 | 1.7505e-09 | -1.7505e-09 | -3.8858e-17 | -1.7505e-09 | 1.7505e-09 | 0 | 0 | 0 | 0 | 0 | 0 | 1.05 | 0.525 | 0.525 | 1.05 | 0.525 | 0.525 | 5.1939e-13 | -180 | 180 | 5.162e-13 | -180 | 180
Line8_8_10 | 0 | 0 | 0 | 0 | 0 | 0 | 0 | 0 | 0 | 0 | 0 | 0 | 7.7716e-17 | 7.9054e-17 | -3.4838e-16 | -7.7716e-17 | 1.5618e-16 | -1.1583e-16 | -1.1657e-16 | 1.7505e-09 | -1.7505e-09 | 7.7716e-17 | -1.7505e-09 | 1.7505e-09 | 0 | 0 | 0 | 0 | 0 | 0 | 1.05 | 0.525 | 0.525 | 1.05 | 0.525 | 0.525 | 5.1939e-13 | -180 | 180 | 5.173e-13 | -180 | 180
Line9_3_11 | 0 | 0 | 0 | 0 | 0 | 0 | 0 | 0 | 0 | 0 | 0 | 0 | 1.8652e-15 | 1.7873e-15 | -1.2047e-15 | -1.8652e-15 | -1.6075e-15 | 1.1515e-15 | -1.1657e-16 | 1.2253e-08 | -1.2253e-08 | 1.1657e-16 | -1.2253e-08 | 1.2253e-08 | 0 | 0 | 0 | 0 | 0 | 0 | 1.05 | 0.525 | 0.525 | 1.05 | 0.525 | 0.525 | 5.4029e-13 | -180 | 180 | 5.1024e-13 | -180 | 180

## LL_max_10
name | pf_ikss_a_from_ka | pf_ikss_b_from_ka | pf_ikss_c_from_ka | pf_ikss_a_to_ka | pf_ikss_b_to_ka | pf_ikss_c_to_ka | pf_skss_a_from_mw | pf_skss_b_from_mw | pf_skss_c_from_mw | pf_skss_a_to_mw | pf_skss_b_to_mw | pf_skss_c_to_mw | pf_p_a_from_mw | pf_p_b_from_mw | pf_p_c_from_mw | pf_p_a_to_mw | pf_p_b_to_mw | pf_p_c_to_mw | pf_q_a_from_mvar | pf_q_b_from_mvar | pf_q_c_from_mvar | pf_q_a_to_mvar | pf_q_b_to_mvar | pf_q_c_to_mvar | pf_ikss_a_from_degree | pf_ikss_b_from_degree | pf_ikss_c_from_degree | pf_ikss_a_to_degree | pf_ikss_b_to_degree | pf_ikss_c_to_degree | pf_vm_a_from_pu | pf_vm_b_from_pu | pf_vm_c_from_pu | pf_vm_a_to_pu | pf_vm_b_to_pu | pf_vm_c_to_pu | pf_va_a_from_degree | pf_va_b_from_degree | pf_va_c_from_degree | pf_va_a_to_degree | pf_va_b_to_degree | pf_va_c_to_degree
Line0_1_2 | 0 | 0 | 0 | 0 | 0 | 0 | 0 | 0 | 0 | 0 | 0 | 0 | 1.954e-15 | 7.3275e-16 | -9.77e-16 | -1.954e-15 | -2.4331e-16 | 4.0802e-16 | -1.6283e-16 | 1.1527e-08 | -1.1527e-08 | 2.4425e-16 | -1.1527e-08 | 1.1527e-08 | 0 | 0 | 0 | 0 | 0 | 0 | 1.1 | 0.55 | 0.55 | 1.1 | 0.55 | 0.55 | 5.6753e-13 | 180 | 180 | 5.4069e-13 | -180 | 180
Line10_11_12 | 0 | 0 | 0 | 0 | 0 | 0 | 0 | 0 | 0 | 0 | 0 | 0 | 1.7912e-15 | 1.5853e-15 | -8.5722e-16 | -1.4655e-15 | -1.1773e-15 | 9.3958e-16 | -2.4425e-16 | 1.1527e-08 | -1.1527e-08 | 1.6283e-16 | -1.1527e-08 | 1.1527e-08 | 0 | 0 | 0 | 0 | 0 | 0 | 1.1 | 0.55 | 0.55 | 1.1 | 0.55 | 0.55 | 4.9882e-13 | -180 | 180 | 4.7259e-13 | -180 | 180
Line11_12_13 | 0 | 0 | 0 | 0 | 0 | 0 | 0 | 0 | 0 | 0 | 0 | 0 | 1.4655e-15 | 1.2253e-15 | -1.2172e-15 | -1.3027e-15 | -1.0867e-15 | 1.2744e-15 | -1.6283e-16 | 9.6057e-09 | -9.6057e-09 | 1.6283e-16 | -9.6057e-09 | 9.6057e-09 | 0 | 0 | 0 | 0 | 0 | 0 | 1.1 | 0.55 | 0.55 | 1.1 | 0.55 | 0.55 | 4.7259e-13 | -180 | 180 | 4.5267e-13 | -180 | 180
Line12_13_15 | 0 | 0 | 0 | 0 | 0 | 0 | 0 | 0 | 0 | 0 | 0 | 0 | 8.1416e-16 | 6.3573e-16 | -1.1554e-15 | -8.1416e-16 | -5.3372e-16 | 8.5036e-16 | 8.1416e-17 | 5.7634e-09 | -5.7634e-09 | -6.2939e-30 | -5.7634e-09 | 5.7634e-09 | 0 | 0 | 0 | 0 | 0 | 0 | 1.1 | 0.55 | 0.55 | 1.1 | 0.55 | 0.55 | 4.5267e-13 | -180 | 180 | 4.4292e-13 | -180 | 180
Line13_13_14 | 0 | 0 | 0 | 0 | 0 | 0 | 0 | 0 | 0 | 0 | 0 | 0 | 1.6283e-16 | -2.2231e-16 | -5.9479e-17 | -1.6283e-16 | 3.0602e-16 | -2.639e-16 | -8.1416e-17 | 1.9211e-09 | -1.9211e-09 | 1.6283e-16 | -1.9211e-09 | 1.9211e-09 | 0 | 0 | 0 | 0 | 0 | 0 | 1.1 | 0.55 | 0.55 | 1.1 | 0.55 | 0.55 | 4.5267e-13 | -180 | 180 | 4.4948e-13 | -180 | 180
Line14_15_16 | 0 | 0 | 0 | 0 | 0 | 0 | 0 | 0 | 0 | 0 | 0 | 0 | 3.2567e-16 | 6.0006e-16 | -1.1097e-15 | -3.2567e-16 | -5.095e-16 | 7.9317e-16 | 2.5175e-30 | 3.8423e-09 | -3.8423e-09 | 8.1416e-17 | -3.8423e-09 | 3.8423e-09 | 0 | 0 | 0 | 0 | 0 | 0 | 1.1 | 0.55 | 0.55 | 1.1 | 0.55 | 0.55 | 4.4292e-13 | -180 | 180 | 4.3791e-13 | -180 | 180
Line15_16_17 | 0 | 0 | 0 | 0 | 0 | 0 | 0 | 0 | 0 | 0 | 0 | 0 | -1.6283e-16 | 8.2466e-16 | -3.9658e-16 | 1.6283e-16 | 7.3205e-17 | 3.9887e-16 | 8.1416e-17 | 1.9211e-09 | -1.9211e-09 | 1.243e-30 | -1.9211e-09 | 1.9211e-09 | 0 | 0 | 0 | 0 | 0 | 0 | 1.1 | 0.55 | 0.55 | 1.1 | 0.55 | 0.55 | 4.3791e-13 | -180 | 180 | 4.3737e-13 | -180 | 180
Line16_4_18 | 0 | 0 | 0 | 0 | 0 | 0 | 0 | 0 | 0 | 0 | 0 | 0 | 0 | 4.8392e-16 | -6.5591e-16 | 1.6283e-16 | -2.3739e-16 | 3.3253e-16 | 0 | 1.9211e-09 | -1.9211e-09 | 1.5848e-30 | -1.9211e-09 | 1.9211e-09 | 0 | 0 | 0 | 0 | 0 | 0 | 1.1 | 0.55 | 0.55 | 1.1 | 0.55 | 0.55 | 5.5818e-13 | -180 | 180 | 5.5764e-13 | -180 | 180
Line17_5_19 | 0 | 0 | 0 | 0 | 0 | 0 | 0 | 0 | 0 | 0 | 0 | 0 | 0 | 4.8392e-16 | -6.5591e-16 | 1.6283e-16 | -2.3739e-16 | 3.3253e-16 | 0 | 1.9211e-09 | -1.9211e-09 | 1.5848e-30 | -1.9211e-09 | 1.9211e-09 | 0 | 0 | 0 | 0 | 0 | 0 | 1.1 | 0.55 | 0.55 | 1.1 | 0.55 | 0.55 | 5.5818e-13 | -180 | 180 | 5.5764e-13 | -180 | 180
Line1_1_3 | 0 | 0 | 0 | 0 | 0 | 0 | 0 | 0 | 0 | 0 | 0 | 0 | 2.6053e-15 | 2.1168e-15 | -1.3027e-15 | -2.4425e-15 | -1.889e-15 | 1.1234e-15 | -1.6283e-16 | 1.5369e-08 | -1.5369e-08 | 1.6283e-16 | -1.5369e-08 | 1.5369e-08 | 0 | 0 | 0 | 0 | 0 | 0 | 1.1 | 0.55 | 0.55 | 1.1 | 0.55 | 0.55 | 5.6753e-13 | 180 | 180 | 5.2887e-13 | -180 | 180
Line2_1_4 | 0 | 0 | 0 | 0 | 0 | 0 | 0 | 0 | 0 | 0 | 0 | 0 | 6.5133e-16 | 6.5133e-16 | -9.77e-16 | -6.5133e-16 | -5.6076e-16 | 3.3482e-16 | -1.6283e-16 | 3.8423e-09 | -3.8423e-09 | 2.4425e-16 | -3.8423e-09 | 3.8423e-09 | 0 | 0 | 0 | 0 | 0 | 0 | 1.1 | 0.55 | 0.55 | 1.1 | 0.55 | 0.55 | 5.6753e-13 | 180 | 180 | 5.5818e-13 | -180 | 180
Line3_1_5 | 0 | 0 | 0 | 0 | 0 | 0 | 0 | 0 | 0 | 0 | 0 | 0 | 6.5133e-16 | 6.5133e-16 | -9.77e-16 | -6.5133e-16 | -5.6076e-16 | 3.3482e-16 | -1.6283e-16 | 3.8423e-09 | -3.8423e-09 | 2.4425e-16 | -3.8423e-09 | 3.8423e-09 | 0 | 0 | 0 | 0 | 0 | 0 | 1.1 | 0.55 | 0.55 | 1.1 | 0.55 | 0.55 | 5.6753e-13 | 180 | 180 | 5.5818e-13 | -180 | 180
Line4_2_6 | 0 | 0 | 0 | 0 | 0 | 0 | 0 | 0 | 0 | 0 | 0 | 0 | 1.4655e-15 | 7.4553e-16 | -3.943e-16 | -1.6283e-15 | -3.7012e-17 | 1.2582e-16 | -8.1416e-17 | 9.6057e-09 | -9.6057e-09 | 2.4425e-16 | -9.6057e-09 | 9.6057e-09 | 0 | 0 | 0 | 0 | 0 | 0 | 1.1 | 0.55 | 0.55 | 1.1 | 0.55 | 0.55 | 5.4069e-13 | -180 | 180 | 5.19e-13 | -180 | 180
Line5_6_7 | 0 | 0 | 0 | 0 | 0 | 0 | 0 | 0 | 0 | 0 | 0 | 0 | 9.77e-16 | 1.4359e-16 | -4.2632e-16 | -9.77e-16 | 1.3726e-16 | 1.3726e-16 | -1.6283e-16 | 7.6845e-09 | -7.6845e-09 | 2.4425e-16 | -7.6845e-09 | 7.6845e-09 | 0 | 0 | 0 | 0 | 0 | 0 | 1.1 | 0.55 | 0.55 | 1.1 | 0.55 | 0.55 | 5.19e-13 | -180 | 180 | 5.0656e-13 | -180 | 180
Line6_7_8 | 0 | 0 | 0 | 0 | 0 | 0 | 0 | 0 | 0 | 0 | 0 | 0 | 8.1416e-16 | -7.5427e-16 | -7.5428e-16 | -6.5133e-16 | 6.1203e-16 | 4.492e-16 | -8.1416e-17 | 5.7634e-09 | -5.7634e-09 | 8.1416e-17 | -5.7634e-09 | 5.7634e-09 | 0 | 0 | 0 | 0 | 0 | 0 | 1.1 | 0.55 | 0.55 | 1.1 | 0.55 | 0.55 | 5.0656e-13 | -180 | 180 | 5.0013e-13 | -180 | 180
Line7_8_9 | 0 | 0 | 0 | 0 | 0 | 0 | 0 | 0 | 0 | 0 | 0 | 0 | -1.6283e-16 | 6.1015e-16 | 2.8449e-16 | 3.2567e-16 | -2.822e-16 | -6.0787e-16 | -1.6283e-16 | 1.9211e-09 | -1.9211e-09 | 8.1416e-17 | -1.9211e-09 | 1.9211e-09 | 0 | 0 | 0 | 0 | 0 | 0 | 1.1 | 0.55 | 0.55 | 1.1 | 0.55 | 0.55 | 5.0013e-13 | -180 | 180 | 4.9693e-13 | -180 | 180
Line8_8_10 | 0 | 0 | 0 | 0 | 0 | 0 | 0 | 0 | 0 | 0 | 0 | 0 | -1.6283e-16 | 3.659e-16 | 2.8449e-16 | 1.6283e-16 | -3.6362e-16 | -6.0787e-16 | -1.4213e-30 | 1.9211e-09 | -1.9211e-09 | 1.4113e-30 | -1.9211e-09 | 1.9211e-09 | 0 | 0 | 0 | 0 | 0 | 0 | 1.1 | 0.55 | 0.55 | 1.1 | 0.55 | 0.55 | 5.0013e-13 | -180 | 180 | 4.966e-13 | -180 | 180
Line9_3_11 | 0 | 0 | 0 | 0 | 0 | 0 | 0 | 0 | 0 | 0 | 0 | 0 | 2.1168e-15 | 2.1516e-15 | -1.1051e-15 | -1.954e-15 | -1.551e-15 | 8.9154e-16 | -8.1416e-17 | 1.3448e-08 | -1.3448e-08 | 8.1416e-17 | -1.3448e-08 | 1.3448e-08 | 0 | 0 | 0 | 0 | 0 | 0 | 1.1 | 0.55 | 0.55 | 1.1 | 0.55 | 0.55 | 5.2887e-13 | -180 | 180 | 4.9882e-13 | -180 | 180

## LL_max_fault_6
name | pf_ikss_a_from_ka | pf_ikss_b_from_ka | pf_ikss_c_from_ka | pf_ikss_a_to_ka | pf_ikss_b_to_ka | pf_ikss_c_to_ka | pf_skss_a_from_mw | pf_skss_b_from_mw | pf_skss_c_from_mw | pf_skss_a_to_mw | pf_skss_b_to_mw | pf_skss_c_to_mw | pf_p_a_from_mw | pf_p_b_from_mw | pf_p_c_from_mw | pf_p_a_to_mw | pf_p_b_to_mw | pf_p_c_to_mw | pf_q_a_from_mvar | pf_q_b_from_mvar | pf_q_c_from_mvar | pf_q_a_to_mvar | pf_q_b_to_mvar | pf_q_c_to_mvar | pf_ikss_a_from_degree | pf_ikss_b_from_degree | pf_ikss_c_from_degree | pf_ikss_a_to_degree | pf_ikss_b_to_degree | pf_ikss_c_to_degree | pf_vm_a_from_pu | pf_vm_b_from_pu | pf_vm_c_from_pu | pf_vm_a_to_pu | pf_vm_b_to_pu | pf_vm_c_to_pu | pf_va_a_from_degree | pf_va_b_from_degree | pf_va_c_from_degree | pf_va_a_to_degree | pf_va_b_to_degree | pf_va_c_to_degree
Line0_1_2 | 0 | 0 | 0 | 0 | 0 | 0 | 0 | 0 | 0 | 0 | 0 | 0 | 7.2858e-18 | -4.6368e-11 | -1.348e-10 | -7.2858e-18 | 4.6368e-11 | 1.348e-10 | 5.4644e-18 | 1.2933e-10 | 2.3834e-11 | -4.8572e-18 | -1.2933e-10 | -2.3834e-11 | 0 | 0 | 0 | 0 | 0 | 0 | 1.05 | 1.048 | 1.0441 | 1.05 | 1.048 | 1.0441 | 2.6888e-15 | -120.3061 | 119.9434 | 2.577e-15 | -120.3061 | 119.9434
Line10_11_12 | 0 | 0 | 0 | 0 | 0 | 0 | 0 | 0 | 0 | 0 | 0 | 0 | 7.893e-18 | -4.6368e-11 | -1.348e-10 | -7.2858e-18 | 4.6368e-11 | 1.348e-10 | 2.4286e-18 | 1.2933e-10 | 2.3834e-11 | -1.8215e-18 | -1.2933e-10 | -2.3834e-11 | 0 | 0 | 0 | 0 | 0 | 0 | 1.05 | 1.048 | 1.0441 | 1.05 | 1.048 | 1.0441 | 2.3129e-15 | -120.3061 | 119.9434 | 2.1604e-15 | -120.3061 | 119.9434
Line11_12_13 | 0 | 0 | 0 | 0 | 0 | 0 | 0 | 0 | 0 | 0 | 0 | 0 | 5.768e-18 | -3.864e-11 | -1.1233e-10 | -5.768e-18 | 3.864e-11 | 1.1233e-10 | 6.0715e-19 | 1.0778e-10 | 1.9862e-11 | -2.0502e-34 | -1.0778e-10 | -1.9862e-11 | 0 | 0 | 0 | 0 | 0 | 0 | 1.05 | 1.048 | 1.0441 | 1.05 | 1.048 | 1.0441 | 2.1604e-15 | -120.3061 | 119.9434 | 2.0365e-15 | -120.3061 | 119.9434
Line12_13_15 | 0 | 0 | 0 | 0 | 0 | 0 | 0 | 0 | 0 | 0 | 0 | 0 | 3.3393e-18 | -2.3184e-11 | -6.7399e-11 | -3.9465e-18 | 2.3184e-11 | 6.7399e-11 | 1.2143e-18 | 6.4666e-11 | 1.1917e-11 | -1.8215e-18 | -6.4666e-11 | -1.1917e-11 | 0 | 0 | 0 | 0 | 0 | 0 | 1.05 | 1.048 | 1.0441 | 1.05 | 1.048 | 1.0441 | 2.0365e-15 | -120.3061 | 119.9434 | 1.9756e-15 | -120.3061 | 119.9434
Line13_13_14 | 0 | 0 | 0 | 0 | 0 | 0 | 0 | 0 | 0 | 0 | 0 | 0 | 6.0715e-19 | -7.728e-12 | -2.2466e-11 | -1.2143e-18 | 7.728e-12 | 2.2466e-11 | 1.2143e-18 | 2.1555e-11 | 3.9724e-12 | -6.0715e-19 | -2.1555e-11 | -3.9724e-12 | 0 | 0 | 0 | 0 | 0 | 0 | 1.05 | 1.048 | 1.0441 | 1.05 | 1.048 | 1.0441 | 2.0365e-15 | -120.3061 | 119.9434 | 2.022e-15 | -120.3061 | 119.9434
Line14_15_16 | 0 | 0 | 0 | 0 | 0 | 0 | 0 | 0 | 0 | 0 | 0 | 0 | 1.8215e-18 | -1.5456e-11 | -4.4933e-11 | -1.8215e-18 | 1.5456e-11 | 4.4933e-11 | 2.4286e-18 | 4.3111e-11 | 7.9447e-12 | -2.4286e-18 | -4.3111e-11 | -7.9447e-12 | 0 | 0 | 0 | 0 | 0 | 0 | 1.05 | 1.048 | 1.0441 | 1.05 | 1.048 | 1.0441 | 1.9756e-15 | -120.3061 | 119.9434 | 1.9461e-15 | -120.3061 | 119.9434
Line15_16_17 | 0 | 0 | 0 | 0 | 0 | 0 | 0 | 0 | 0 | 0 | 0 | 0 | 2.0622e-35 | -7.728e-12 | -2.2466e-11 | -4.0839e-35 | 7.728e-12 | 2.2466e-11 | -6.0715e-19 | 2.1555e-11 | 3.9724e-12 | 1.2143e-18 | -2.1555e-11 | -3.9724e-12 | 0 | 0 | 0 | 0 | 0 | 0 | 1.05 | 1.048 | 1.0441 | 1.05 | 1.048 | 1.0441 | 1.9461e-15 | -120.3061 | 119.9434 | 1.927e-15 | -120.3061 | 119.9434
Line16_4_18 | 0 | 0 | 0 | 0 | 0 | 0 | 0 | 0 | 0 | 0 | 0 | 0 | -3.0358e-19 | -7.728e-12 | -2.2466e-11 | 3.0358e-19 | 7.728e-12 | 2.2466e-11 | -6.0715e-19 | 2.1555e-11 | 3.9724e-12 | 6.0715e-19 | -2.1555e-11 | -3.9724e-12 | 0 | 0 | 0 | 0 | 0 | 0 | 1.05 | 1.048 | 1.0441 | 1.05 | 1.048 | 1.0441 | 2.6301e-15 | -120.3061 | 119.9434 | 2.6109e-15 | -120.3061 | 119.9434
Line17_5_19 | 0 | 0 | 0 | 0 | 0 | 0 | 0 | 0 | 0 | 0 | 0 | 0 | -3.0358e-19 | -7.728e-12 | -2.2466e-11 | 3.0358e-19 | 7.728e-12 | 2.2466e-11 | -6.0715e-19 | 2.1555e-11 | 3.9724e-12 | 6.0715e-19 | -2.1555e-11 | -3.9724e-12 | 0 | 0 | 0 | 0 | 0 | 0 | 1.05 | 1.048 | 1.0441 | 1.05 | 1.048 | 1.0441 | 2.6301e-15 | -120.3061 | 119.9434 | 2.6109e-15 | -120.3061 | 119.9434
Line1_1_3 | 0 | 0 | 0 | 0 | 0 | 0 | 0 | 0 | 0 | 0 | 0 | 0 | 1.1232e-17 | -6.1824e-11 | -1.7973e-10 | -1.1232e-17 | 6.1824e-11 | 1.7973e-10 | 7.893e-18 | 1.7244e-10 | 3.1779e-11 | -7.893e-18 | -1.7244e-10 | -3.1779e-11 | 0 | 0 | 0 | 0 | 0 | 0 | 1.05 | 1.048 | 1.0441 | 1.05 | 1.048 | 1.0441 | 2.6888e-15 | -120.3061 | 119.9434 | 2.4807e-15 | -120.3061 | 119.9434
Line2_1_4 | 0 | 0 | 0 | 0 | 0 | 0 | 0 | 0 | 0 | 0 | 0 | 0 | 3.0358e-18 | -1.5456e-11 | -4.4933e-11 | -3.0358e-18 | 1.5456e-11 | 4.4933e-11 | 1.2143e-18 | 4.3111e-11 | 7.9447e-12 | -1.8215e-18 | -4.3111e-11 | -7.9447e-12 | 0 | 0 | 0 | 0 | 0 | 0 | 1.05 | 1.048 | 1.0441 | 1.05 | 1.048 | 1.0441 | 2.6888e-15 | -120.3061 | 119.9434 | 2.6301e-15 | -120.3061 | 119.9434
Line3_1_5 | 0 | 0 | 0 | 0 | 0 | 0 | 0 | 0 | 0 | 0 | 0 | 0 | 3.0358e-18 | -1.5456e-11 | -4.4933e-11 | -3.0358e-18 | 1.5456e-11 | 4.4933e-11 | 1.2143e-18 | 4.3111e-11 | 7.9447e-12 | -1.8215e-18 | -4.3111e-11 | -7.9447e-12 | 0 | 0 | 0 | 0 | 0 | 0 | 1.05 | 1.048 | 1.0441 | 1.05 | 1.048 | 1.0441 | 2.6888e-15 | -120.3061 | 119.9434 | 2.6301e-15 | -120.3061 | 119.9434
Line4_2_6 | 0 | 0 | 0 | 0 | 0 | 0 | 0 | 0 | 0 | 0 | 0 | 0 | 3.6429e-18 | -3.864e-11 | -1.1233e-10 | -3.6429e-18 | 3.864e-11 | 1.1233e-10 | 3.0358e-18 | 1.0778e-10 | 1.9862e-11 | -3.0358e-18 | -1.0778e-10 | -1.9862e-11 | 0 | 0 | 0 | 0 | 0 | 0 | 1.05 | 1.048 | 1.0441 | 1.05 | 1.048 | 1.0441 | 2.577e-15 | -120.3061 | 119.9434 | 2.4893e-15 | -120.3061 | 119.9434
Line5_6_7 | 0 | 0 | 0 | 0 | 0 | 0 | 0 | 0 | 0 | 0 | 0 | 0 | 4.2501e-18 | -3.0912e-11 | -8.9866e-11 | -4.2501e-18 | 3.0912e-11 | 8.9866e-11 | 2.4286e-18 | 8.6222e-11 | 1.5889e-11 | -3.0358e-18 | -8.6222e-11 | -1.5889e-11 | 0 | 0 | 0 | 0 | 0 | 0 | 1.05 | 1.048 | 1.0441 | 1.05 | 1.048 | 1.0441 | 2.4893e-15 | -120.3061 | 119.9434 | 2.4122e-15 | -120.3061 | 119.9434
Line6_7_8 | 0 | 0 | 0 | 0 | 0 | 0 | 0 | 0 | 0 | 0 | 0 | 0 | 2.7322e-18 | -2.3184e-11 | -6.7399e-11 | -3.3393e-18 | 2.3184e-11 | 6.7399e-11 | 1.1503e-34 | 6.4666e-11 | 1.1917e-11 | -1.3635e-34 | -6.4666e-11 | -1.1917e-11 | 0 | 0 | 0 | 0 | 0 | 0 | 1.05 | 1.048 | 1.0441 | 1.05 | 1.048 | 1.0441 | 2.4122e-15 | -120.3061 | 119.9434 | 2.3394e-15 | -120.3061 | 119.9434
Line7_8_9 | 0 | 0 | 0 | 0 | 0 | 0 | 0 | 0 | 0 | 0 | 0 | 0 | 3.0358e-19 | -7.728e-12 | -2.2466e-11 | -3.0358e-19 | 7.728e-12 | 2.2466e-11 | 6.0715e-19 | 2.1555e-11 | 3.9724e-12 | -6.0715e-19 | -2.1555e-11 | -3.9723e-12 | 0 | 0 | 0 | 0 | 0 | 0 | 1.05 | 1.048 | 1.0441 | 1.05 | 1.048 | 1.0441 | 2.3394e-15 | -120.3061 | 119.9434 | 2.3249e-15 | -120.3061 | 119.9434
Line8_8_10 | 0 | 0 | 0 | 0 | 0 | 0 | 0 | 0 | 0 | 0 | 0 | 0 | -3.0358e-19 | -7.728e-12 | -2.2466e-11 | 3.0358e-19 | 7.728e-12 | 2.2466e-11 | -6.0715e-19 | 2.1555e-11 | 3.9724e-12 | 6.0715e-19 | -2.1555e-11 | -3.9723e-12 | 0 | 0 | 0 | 0 | 0 | 0 | 1.05 | 1.048 | 1.0441 | 1.05 | 1.048 | 1.0441 | 2.3394e-15 | -120.3061 | 119.9434 | 2.3232e-15 | -120.3061 | 119.9434
Line9_3_11 | 0 | 0 | 0 | 0 | 0 | 0 | 0 | 0 | 0 | 0 | 0 | 0 | 8.8037e-18 | -5.4096e-11 | -1.5727e-10 | -9.4109e-18 | 5.4096e-11 | 1.5727e-10 | 4.8572e-18 | 1.5089e-10 | 2.7806e-11 | -4.2501e-18 | -1.5089e-10 | -2.7806e-11 | 0 | 0 | 0 | 0 | 0 | 0 | 1.05 | 1.048 | 1.0441 | 1.05 | 1.048 | 1.0441 | 2.4807e-15 | -120.3061 | 119.9434 | 2.3129e-15 | -120.3061 | 119.9434

## LL_max_fault_10
name | pf_ikss_a_from_ka | pf_ikss_b_from_ka | pf_ikss_c_from_ka | pf_ikss_a_to_ka | pf_ikss_b_to_ka | pf_ikss_c_to_ka | pf_skss_a_from_mw | pf_skss_b_from_mw | pf_skss_c_from_mw | pf_skss_a_to_mw | pf_skss_b_to_mw | pf_skss_c_to_mw | pf_p_a_from_mw | pf_p_b_from_mw | pf_p_c_from_mw | pf_p_a_to_mw | pf_p_b_to_mw | pf_p_c_to_mw | pf_q_a_from_mvar | pf_q_b_from_mvar | pf_q_c_from_mvar | pf_q_a_to_mvar | pf_q_b_to_mvar | pf_q_c_to_mvar | pf_ikss_a_from_degree | pf_ikss_b_from_degree | pf_ikss_c_from_degree | pf_ikss_a_to_degree | pf_ikss_b_to_degree | pf_ikss_c_to_degree | pf_vm_a_from_pu | pf_vm_b_from_pu | pf_vm_c_from_pu | pf_vm_a_to_pu | pf_vm_b_to_pu | pf_vm_c_to_pu | pf_va_a_from_degree | pf_va_b_from_degree | pf_va_c_from_degree | pf_va_a_to_degree | pf_va_b_to_degree | pf_va_c_to_degree
Line0_1_2 | 0 | 0 | 0 | 0 | 0 | 0 | 0 | 0 | 0 | 0 | 0 | 0 | 1.1767e-17 | -5.3268e-11 | -1.5486e-10 | -1.1767e-17 | 5.3268e-11 | 1.5486e-10 | 4.4525e-18 | 1.4861e-10 | 2.7358e-11 | -4.4525e-18 | -1.4861e-10 | -2.7358e-11 | 0 | 0 | 0 | 0 | 0 | 0 | 1.1 | 1.0978 | 1.0936 | 1.1 | 1.0978 | 1.0936 | 2.9997e-15 | -120.3205 | 119.9408 | 2.8505e-15 | -120.3205 | 119.9408
Line10_11_12 | 0 | 0 | 0 | 0 | 0 | 0 | 0 | 0 | 0 | 0 | 0 | 0 | 8.5869e-18 | -5.3268e-11 | -1.5486e-10 | -9.2229e-18 | 5.3268e-11 | 1.5486e-10 | 3.8164e-18 | 1.4861e-10 | 2.7358e-11 | -3.8164e-18 | -1.4861e-10 | -2.7358e-11 | 0 | 0 | 0 | 0 | 0 | 0 | 1.1 | 1.0978 | 1.0936 | 1.1 | 1.0978 | 1.0936 | 2.606e-15 | -120.3205 | 119.9408 | 2.4464e-15 | -120.3205 | 119.9408
Line11_12_13 | 0 | 0 | 0 | 0 | 0 | 0 | 0 | 0 | 0 | 0 | 0 | 0 | 7.6328e-18 | -4.439e-11 | -1.2905e-10 | -6.9967e-18 | 4.439e-11 | 1.2905e-10 | 6.3607e-19 | 1.2384e-10 | 2.2798e-11 | -6.3607e-19 | -1.2384e-10 | -2.2798e-11 | 0 | 0 | 0 | 0 | 0 | 0 | 1.1 | 1.0978 | 1.0936 | 1.1 | 1.0978 | 1.0936 | 2.4464e-15 | -120.3205 | 119.9408 | 2.3166e-15 | -120.3205 | 119.9408
Line12_13_15 | 0 | 0 | 0 | 0 | 0 | 0 | 0 | 0 | 0 | 0 | 0 | 0 | 4.7705e-18 | -2.6634e-11 | -7.743e-11 | -4.7705e-18 | 2.6634e-11 | 7.743e-11 | 4.4525e-18 | 7.4303e-11 | 1.3679e-11 | -4.4525e-18 | -7.4303e-11 | -1.3679e-11 | 0 | 0 | 0 | 0 | 0 | 0 | 1.1 | 1.0978 | 1.0936 | 1.1 | 1.0978 | 1.0936 | 2.3166e-15 | -120.3205 | 119.9408 | 2.2529e-15 | -120.3205 | 119.9408
Line13_13_14 | 0 | 0 | 0 | 0 | 0 | 0 | 0 | 0 | 0 | 0 | 0 | 0 | 3.1803e-19 | -8.878e-12 | -2.581e-11 | -1.5902e-18 | 8.878e-12 | 2.581e-11 | 1.9082e-18 | 2.4768e-11 | 4.5596e-12 | -1.9082e-18 | -2.4768e-11 | -4.5596e-12 | 0 | 0 | 0 | 0 | 0 | 0 | 1.1 | 1.0978 | 1.0936 | 1.1 | 1.0978 | 1.0936 | 2.3166e-15 | -120.3205 | 119.9408 | 2.3015e-15 | -120.3205 | 119.9408
Line14_15_16 | 0 | 0 | 0 | 0 | 0 | 0 | 0 | 0 | 0 | 0 | 0 | 0 | 9.541e-19 | -1.7756e-11 | -5.162e-11 | -1.5902e-18 | 1.7756e-11 | 5.162e-11 | 1.2721e-18 | 4.9535e-11 | 9.1192e-12 | -6.3607e-19 | -4.9535e-11 | -9.1192e-12 | 0 | 0 | 0 | 0 | 0 | 0 | 1.1 | 1.0978 | 1.0936 | 1.1 | 1.0978 | 1.0936 | 2.2529e-15 | -120.3205 | 119.9408 | 2.222e-15 | -120.3205 | 119.9408
Line15_16_17 | 0 | 0 | 0 | 0 | 0 | 0 | 0 | 0 | 0 | 0 | 0 | 0 | 6.3607e-19 | -8.878e-12 | -2.581e-11 | 6.3607e-19 | 8.878e-12 | 2.581e-11 | 6.3607e-19 | 2.4768e-11 | 4.5596e-12 | 6.3607e-19 | -2.4768e-11 | -4.5596e-12 | 0 | 0 | 0 | 0 | 0 | 0 | 1.1 | 1.0978 | 1.0936 | 1.1 | 1.0978 | 1.0936 | 2.222e-15 | -120.3205 | 119.9408 | 2.2019e-15 | -120.3205 | 119.9408
Line16_4_18 | 0 | 0 | 0 | 0 | 0 | 0 | 0 | 0 | 0 | 0 | 0 | 0 | 6.5236e-35 | -8.878e-12 | -2.581e-11 | -3.2396e-35 | 8.878e-12 | 2.581e-11 | -1.2721e-18 | 2.4768e-11 | 4.5596e-12 | 6.3607e-19 | -2.4768e-11 | -4.5596e-12 | 0 | 0 | 0 | 0 | 0 | 0 | 1.1 | 1.0978 | 1.0936 | 1.1 | 1.0978 | 1.0936 | 2.9382e-15 | -120.3205 | 119.9408 | 2.9181e-15 | -120.3205 | 119.9408
Line17_5_19 | 0 | 0 | 0 | 0 | 0 | 0 | 0 | 0 | 0 | 0 | 0 | 0 | 6.5236e-35 | -8.878e-12 | -2.581e-11 | -3.2396e-35 | 8.878e-12 | 2.581e-11 | -1.2721e-18 | 2.4768e-11 | 4.5596e-12 | 6.3607e-19 | -2.4768e-11 | -4.5596e-12 | 0 | 0 | 0 | 0 | 0 | 0 | 1.1 | 1.0978 | 1.0936 | 1.1 | 1.0978 | 1.0936 | 2.9382e-15 | -120.3205 | 119.9408 | 2.9181e-15 | -120.3205 | 119.9408
Line1_1_3 | 0 | 0 | 0 | 0 | 0 | 0 | 0 | 0 | 0 | 0 | 0 | 0 | 1.2085e-17 | -7.1024e-11 | -2.0648e-10 | -1.2085e-17 | 7.1024e-11 | 2.0648e-10 | 6.9967e-18 | 1.9814e-10 | 3.6477e-11 | -6.9967e-18 | -1.9814e-10 | -3.6477e-11 | 0 | 0 | 0 | 0 | 0 | 0 | 1.1 | 1.0978 | 1.0936 | 1.1 | 1.0978 | 1.0936 | 2.9997e-15 | -120.3205 | 119.9408 | 2.7818e-15 | -120.3205 | 119.9408
Line2_1_4 | 0 | 0 | 0 | 0 | 0 | 0 | 0 | 0 | 0 | 0 | 0 | 0 | 1.5902e-18 | -1.7756e-11 | -5.162e-11 | -1.5902e-18 | 1.7756e-11 | 5.162e-11 | 6.3607e-19 | 4.9535e-11 | 9.1192e-12 | -8.1545e-35 | -4.9535e-11 | -9.1192e-12 | 0 | 0 | 0 | 0 | 0 | 0 | 1.1 | 1.0978 | 1.0936 | 1.1 | 1.0978 | 1.0936 | 2.9997e-15 | -120.3205 | 119.9408 | 2.9382e-15 | -120.3205 | 119.9408
Line3_1_5 | 0 | 0 | 0 | 0 | 0 | 0 | 0 | 0 | 0 | 0 | 0 | 0 | 1.5902e-18 | -1.7756e-11 | -5.162e-11 | -1.5902e-18 | 1.7756e-11 | 5.162e-11 | 6.3607e-19 | 4.9535e-11 | 9.1192e-12 | -8.1545e-35 | -4.9535e-11 | -9.1192e-12 | 0 | 0 | 0 | 0 | 0 | 0 | 1.1 | 1.0978 | 1.0936 | 1.1 | 1.0978 | 1.0936 | 2.9997e-15 | -120.3205 | 119.9408 | 2.9382e-15 | -120.3205 | 119.9408
Line4_2_6 | 0 | 0 | 0 | 0 | 0 | 0 | 0 | 0 | 0 | 0 | 0 | 0 | 6.9967e-18 | -4.439e-11 | -1.2905e-10 | -6.9967e-18 | 4.439e-11 | 1.2905e-10 | 1.9082e-18 | 1.2384e-10 | 2.2798e-11 | -6.3607e-19 | -1.2384e-10 | -2.2798e-11 | 0 | 0 | 0 | 0 | 0 | 0 | 1.1 | 1.0978 | 1.0936 | 1.1 | 1.0978 | 1.0936 | 2.8505e-15 | -120.3205 | 119.9408 | 2.7306e-15 | -120.3205 | 119.9408
Line5_6_7 | 0 | 0 | 0 | 0 | 0 | 0 | 0 | 0 | 0 | 0 | 0 | 0 | 4.4525e-18 | -3.5512e-11 | -1.0324e-10 | -3.8164e-18 | 3.5512e-11 | 1.0324e-10 | 1.2721e-18 | 9.9071e-11 | 1.8238e-11 | -2.5443e-18 | -9.9071e-11 | -1.8238e-11 | 0 | 0 | 0 | 0 | 0 | 0 | 1.1 | 1.0978 | 1.0936 | 1.1 | 1.0978 | 1.0936 | 2.7306e-15 | -120.3205 | 119.9408 | 2.6538e-15 | -120.3205 | 119.9408
Line6_7_8 | 0 | 0 | 0 | 0 | 0 | 0 | 0 | 0 | 0 | 0 | 0 | 0 | 3.8164e-18 | -2.6634e-11 | -7.743e-11 | -3.8164e-18 | 2.6634e-11 | 7.743e-11 | 1.9082e-18 | 7.4303e-11 | 1.3679e-11 | -6.3607e-19 | -7.4303e-11 | -1.3679e-11 | 0 | 0 | 0 | 0 | 0 | 0 | 1.1 | 1.0978 | 1.0936 | 1.1 | 1.0978 | 1.0936 | 2.6538e-15 | -120.3205 | 119.9408 | 2.5918e-15 | -120.3205 | 119.9408
Line7_8_9 | 0 | 0 | 0 | 0 | 0 | 0 | 0 | 0 | 0 | 0 | 0 | 0 | 3.1803e-19 | -8.878e-12 | -2.581e-11 | -3.1803e-19 | 8.878e-12 | 2.581e-11 | 1.4386e-35 | 2.4768e-11 | 4.5596e-12 | -6.3607e-19 | -2.4768e-11 | -4.5596e-12 | 0 | 0 | 0 | 0 | 0 | 0 | 1.1 | 1.0978 | 1.0936 | 1.1 | 1.0978 | 1.0936 | 2.5918e-15 | -120.3205 | 119.9408 | 2.5767e-15 | -120.3205 | 119.9408
Line8_8_10 | 0 | 0 | 0 | 0 | 0 | 0 | 0 | 0 | 0 | 0 | 0 | 0 | -5.7546e-35 | -8.878e-12 | -2.581e-11 | 8.5557e-35 | 8.878e-12 | 2.581e-11 | 1.2721e-18 | 2.4768e-11 | 4.5596e-12 | -1.9082e-18 | -2.4768e-11 | -4.5596e-12 | 0 | 0 | 0 | 0 | 0 | 0 | 1.1 | 1.0978 | 1.0936 | 1.1 | 1.0978 | 1.0936 | 2.5918e-15 | -120.3205 | 119.9408 | 2.5689e-15 | -120.3205 | 119.9408
Line9_3_11 | 0 | 0 | 0 | 0 | 0 | 0 | 0 | 0 | 0 | 0 | 0 | 0 | 1.1131e-17 | -6.2146e-11 | -1.8067e-10 | -1.0495e-17 | 6.2146e-11 | 1.8067e-10 | 4.4525e-18 | 1.7337e-10 | 3.1917e-11 | -4.4525e-18 | -1.7337e-10 | -3.1917e-11 | 0 | 0 | 0 | 0 | 0 | 0 | 1.1 | 1.0978 | 1.0936 | 1.1 | 1.0978 | 1.0936 | 2.7818e-15 | -120.3205 | 119.9408 | 2.606e-15 | -120.3205 | 119.9408

## LL_min_6
name | pf_ikss_a_from_ka | pf_ikss_b_from_ka | pf_ikss_c_from_ka | pf_ikss_a_to_ka | pf_ikss_b_to_ka | pf_ikss_c_to_ka | pf_skss_a_from_mw | pf_skss_b_from_mw | pf_skss_c_from_mw | pf_skss_a_to_mw | pf_skss_b_to_mw | pf_skss_c_to_mw | pf_p_a_from_mw | pf_p_b_from_mw | pf_p_c_from_mw | pf_p_a_to_mw | pf_p_b_to_mw | pf_p_c_to_mw | pf_q_a_from_mvar | pf_q_b_from_mvar | pf_q_c_from_mvar | pf_q_a_to_mvar | pf_q_b_to_mvar | pf_q_c_to_mvar | pf_ikss_a_from_degree | pf_ikss_b_from_degree | pf_ikss_c_from_degree | pf_ikss_a_to_degree | pf_ikss_b_to_degree | pf_ikss_c_to_degree | pf_vm_a_from_pu | pf_vm_b_from_pu | pf_vm_c_from_pu | pf_vm_a_to_pu | pf_vm_b_to_pu | pf_vm_c_to_pu | pf_va_a_from_degree | pf_va_b_from_degree | pf_va_c_from_degree | pf_va_a_to_degree | pf_va_b_to_degree | pf_va_c_to_degree
Line0_1_2 | 0 | 0 | 0 | 0 | 0 | 0 | 0 | 0 | 0 | 0 | 0 | 0 | 7.0314e-17 | -4.5704e-16 | 5.6251e-16 | -1.4063e-16 | 4.6951e-16 | -3.0395e-16 | -1.4063e-16 | 8.5975e-09 | -8.5975e-09 | 1.4063e-16 | -8.5975e-09 | 8.5975e-09 | 0 | 0 | 0 | 0 | 0 | 0 | 0.95 | 0.475 | 0.475 | 0.95 | 0.475 | 0.475 | 6.226e-13 | 180 | 180 | 6.2621e-13 | -180 | 180
Line10_11_12 | 0 | 0 | 0 | 0 | 0 | 0 | 0 | 0 | 0 | 0 | 0 | 0 | 2.8126e-16 | -7.5189e-16 | 6.8955e-16 | -2.1094e-16 | 7.6436e-16 | -5.7161e-16 | 1.4063e-16 | 8.5975e-09 | -8.5975e-09 | -1.4063e-16 | -8.5975e-09 | 8.5975e-09 | 0 | 0 | 0 | 0 | 0 | 0 | 0.95 | 0.475 | 0.475 | 0.95 | 0.475 | 0.475 | 6.4193e-13 | -180 | 180 | 6.4758e-13 | -180 | 180
Line11_12_13 | 0 | 0 | 0 | 0 | 0 | 0 | 0 | 0 | 0 | 0 | 0 | 0 | -7.9472e-31 | -7.6587e-16 | 4.9978e-16 | -7.0314e-17 | 7.423e-16 | -4.1788e-16 | 7.0314e-17 | 7.1646e-09 | -7.1646e-09 | -8.0169e-31 | -7.1646e-09 | 7.1646e-09 | 0 | 0 | 0 | 0 | 0 | 0 | 0.95 | 0.475 | 0.475 | 0.95 | 0.475 | 0.475 | 6.4758e-13 | -180 | 180 | 6.5326e-13 | -180 | 180
Line12_13_15 | 0 | 0 | 0 | 0 | 0 | 0 | 0 | 0 | 0 | 0 | 0 | 0 | -7.0314e-17 | -6.4226e-16 | 1.6635e-16 | -8.0651e-31 | 6.0143e-16 | 3.7623e-18 | -7.0314e-17 | 4.2987e-09 | -4.2987e-09 | 7.0314e-17 | -4.2987e-09 | 4.2987e-09 | 0 | 0 | 0 | 0 | 0 | 0 | 0.95 | 0.475 | 0.475 | 0.95 | 0.475 | 0.475 | 6.5326e-13 | -180 | 180 | 6.5719e-13 | -180 | 180
Line13_13_14 | 0 | 0 | 0 | 0 | 0 | 0 | 0 | 0 | 0 | 0 | 0 | 0 | 7.0314e-17 | -4.3675e-16 | 5.545e-17 | -7.0314e-17 | 1.9393e-16 | 2.2908e-16 | 8.0169e-31 | 1.4329e-09 | -1.4329e-09 | -8.0253e-31 | -1.4329e-09 | 1.4329e-09 | 0 | 0 | 0 | 0 | 0 | 0 | 0.95 | 0.475 | 0.475 | 0.95 | 0.475 | 0.475 | 6.5326e-13 | -180 | 180 | 6.5395e-13 | -180 | 180
Line14_15_16 | 0 | 0 | 0 | 0 | 0 | 0 | 0 | 0 | 0 | 0 | 0 | 0 | -2.1094e-16 | -1.5486e-16 | 2.3187e-16 | 2.1094e-16 | -7.8258e-18 | -2.1877e-16 | 1.4063e-16 | 2.8658e-09 | -2.8658e-09 | -1.4063e-16 | -2.8658e-09 | 2.8658e-09 | 0 | 0 | 0 | 0 | 0 | 0 | 0.95 | 0.475 | 0.475 | 0.95 | 0.475 | 0.475 | 6.5719e-13 | -180 | 180 | 6.5996e-13 | -180 | 180
Line15_16_17 | 0 | 0 | 0 | 0 | 0 | 0 | 0 | 0 | 0 | 0 | 0 | 0 | -7.0314e-17 | -2.0703e-16 | 3.2033e-16 | 7.0314e-17 | 6.9677e-17 | -1.7642e-16 | -8.0991e-31 | 1.4329e-09 | -1.4329e-09 | 8.0894e-31 | -1.4329e-09 | 1.4329e-09 | 0 | 0 | 0 | 0 | 0 | 0 | 0.95 | 0.475 | 0.475 | 0.95 | 0.475 | 0.475 | 6.5996e-13 | -180 | 180 | 6.5917e-13 | -180 | 180
Line16_4_18 | 0 | 0 | 0 | 0 | 0 | 0 | 0 | 0 | 0 | 0 | 0 | 0 | 7.0314e-17 | -7.6866e-17 | -6.5523e-18 | -1.5265e-30 | 9.8282e-18 | 1.5046e-16 | -7.0314e-17 | 1.4329e-09 | -1.4329e-09 | 1.4063e-16 | -1.4329e-09 | 1.4329e-09 | 0 | 0 | 0 | 0 | 0 | 0 | 0.95 | 0.475 | 0.475 | 0.95 | 0.475 | 0.475 | 6.2273e-13 | -180 | 180 | 6.2194e-13 | -180 | 180
Line17_5_19 | 0 | 0 | 0 | 0 | 0 | 0 | 0 | 0 | 0 | 0 | 0 | 0 | 7.0314e-17 | -7.6866e-17 | -6.5523e-18 | -1.5265e-30 | 9.8282e-18 | 1.5046e-16 | -7.0314e-17 | 1.4329e-09 | -1.4329e-09 | 1.4063e-16 | -1.4329e-09 | 1.4329e-09 | 0 | 0 | 0 | 0 | 0 | 0 | 0.95 | 0.475 | 0.475 | 0.95 | 0.475 | 0.475 | 6.2273e-13 | -180 | 180 | 6.2194e-13 | -180 | 180
Line1_1_3 | 0 | 0 | 0 | 0 | 0 | 0 | 0 | 0 | 0 | 0 | 0 | 0 | 2.8126e-16 | -7.383e-16 | 1.2657e-15 | -3.5157e-16 | 8.425e-16 | -9.1536e-16 | 7.0314e-17 | 1.1463e-08 | -1.1463e-08 | -7.0314e-17 | -1.1463e-08 | 1.1463e-08 | 0 | 0 | 0 | 0 | 0 | 0 | 0.95 | 0.475 | 0.475 | 0.95 | 0.475 | 0.475 | 6.226e-13 | 180 | 180 | 6.3341e-13 | -180 | 180
Line2_1_4 | 0 | 0 | 0 | 0 | 0 | 0 | 0 | 0 | 0 | 0 | 0 | 0 | -2.1094e-16 | 1.4063e-16 | 2.8126e-16 | 2.1094e-16 | -1.6268e-16 | -1.2752e-16 | 7.0314e-17 | 2.8658e-09 | -2.8658e-09 | -7.0314e-17 | -2.8658e-09 | 2.8658e-09 | 0 | 0 | 0 | 0 | 0 | 0 | 0.95 | 0.475 | 0.475 | 0.95 | 0.475 | 0.475 | 6.226e-13 | 180 | 180 | 6.2273e-13 | -180 | 180
Line3_1_5 | 0 | 0 | 0 | 0 | 0 | 0 | 0 | 0 | 0 | 0 | 0 | 0 | -2.1094e-16 | 1.4063e-16 | 2.8126e-16 | 2.1094e-16 | -1.6268e-16 | -1.2752e-16 | 7.0314e-17 | 2.8658e-09 | -2.8658e-09 | -7.0314e-17 | -2.8658e-09 | 2.8658e-09 | 0 | 0 | 0 | 0 | 0 | 0 | 0.95 | 0.475 | 0.475 | 0.95 | 0.475 | 0.475 | 6.226e-13 | 180 | 180 | 6.2273e-13 | -180 | 180
Line4_2_6 | 0 | 0 | 0 | 0 | 0 | 0 | 0 | 0 | 0 | 0 | 0 | 0 | 2.8126e-16 | -1.1178e-15 | 4.6423e-16 | -2.8126e-16 | 9.888e-16 | -2.417e-16 | -2.8126e-16 | 7.1646e-09 | -7.1646e-09 | 2.1094e-16 | -7.1646e-09 | 7.1646e-09 | 0 | 0 | 0 | 0 | 0 | 0 | 0.95 | 0.475 | 0.475 | 0.95 | 0.475 | 0.475 | 6.2621e-13 | -180 | 180 | 6.2936e-13 | -180 | 180
Line5_6_7 | 0 | 0 | 0 | 0 | 0 | 0 | 0 | 0 | 0 | 0 | 0 | 0 | 1.4063e-16 | -6.0119e-16 | 1.3711e-16 | -7.0314e-17 | 5.1298e-16 | -8.4692e-17 | -1.4063e-16 | 5.7316e-09 | -5.7316e-09 | 7.0314e-17 | -5.7316e-09 | 5.7316e-09 | 0 | 0 | 0 | 0 | 0 | 0 | 0.95 | 0.475 | 0.475 | 0.95 | 0.475 | 0.475 | 6.2936e-13 | -180 | 180 | 6.3325e-13 | -180 | 180
Line6_7_8 | 0 | 0 | 0 | 0 | 0 | 0 | 0 | 0 | 0 | 0 | 0 | 0 | 2.1094e-16 | -6.3962e-16 | -6.7954e-18 | -2.1094e-16 | 5.6364e-16 | 1.7691e-16 | -2.1094e-16 | 4.2987e-09 | -4.2987e-09 | 2.8126e-16 | -4.2987e-09 | 4.2987e-09 | 0 | 0 | 0 | 0 | 0 | 0 | 0.95 | 0.475 | 0.475 | 0.95 | 0.475 | 0.475 | 6.3325e-13 | -180 | 180 | 6.336e-13 | -180 | 180
Line7_8_9 | 0 | 0 | 0 | 0 | 0 | 0 | 0 | 0 | 0 | 0 | 0 | 0 | -7.0314e-17 | -9.4126e-17 | 2.2229e-16 | 7.0314e-17 | -8.0687e-18 | -7.8383e-17 | -7.0314e-17 | 1.4329e-09 | -1.4329e-09 | 1.4063e-16 | -1.4329e-09 | 1.4329e-09 | 0 | 0 | 0 | 0 | 0 | 0 | 0.95 | 0.475 | 0.475 | 0.95 | 0.475 | 0.475 | 6.336e-13 | -180 | 180 | 6.3428e-13 | -180 | 180
Line8_8_10 | 0 | 0 | 0 | 0 | 0 | 0 | 0 | 0 | 0 | 0 | 0 | 0 | 7.7756e-31 | -1.2928e-16 | 8.1659e-17 | -1.5608e-30 | 2.7088e-17 | 6.2246e-17 | -7.0314e-17 | 1.4329e-09 | -1.4329e-09 | 1.4063e-16 | -1.4329e-09 | 1.4329e-09 | 0 | 0 | 0 | 0 | 0 | 0 | 0.95 | 0.475 | 0.475 | 0.95 | 0.475 | 0.475 | 6.336e-13 | -180 | 180 | 6.3592e-13 | -180 | 180
Line9_3_11 | 0 | 0 | 0 | 0 | 0 | 0 | 0 | 0 | 0 | 0 | 0 | 0 | 2.1094e-16 | -7.8113e-16 | 1.0822e-15 | -2.1094e-16 | 8.0103e-16 | -9.2167e-16 | 1.4063e-16 | 1.003e-08 | -1.003e-08 | -2.1094e-16 | -1.003e-08 | 1.003e-08 | 0 | 0 | 0 | 0 | 0 | 0 | 0.95 | 0.475 | 0.475 | 0.95 | 0.475 | 0.475 | 6.3341e-13 | -180 | 180 | 6.4193e-13 | -180 | 180

## LL_min_10
name | pf_ikss_a_from_ka | pf_ikss_b_from_ka | pf_ikss_c_from_ka | pf_ikss_a_to_ka | pf_ikss_b_to_ka | pf_ikss_c_to_ka | pf_skss_a_from_mw | pf_skss_b_from_mw | pf_skss_c_from_mw | pf_skss_a_to_mw | pf_skss_b_to_mw | pf_skss_c_to_mw | pf_p_a_from_mw | pf_p_b_from_mw | pf_p_c_from_mw | pf_p_a_to_mw | pf_p_b_to_mw | pf_p_c_to_mw | pf_q_a_from_mvar | pf_q_b_from_mvar | pf_q_c_from_mvar | pf_q_a_to_mvar | pf_q_b_to_mvar | pf_q_c_to_mvar | pf_ikss_a_from_degree | pf_ikss_b_from_degree | pf_ikss_c_from_degree | pf_ikss_a_to_degree | pf_ikss_b_to_degree | pf_ikss_c_to_degree | pf_vm_a_from_pu | pf_vm_b_from_pu | pf_vm_c_from_pu | pf_vm_a_to_pu | pf_vm_b_to_pu | pf_vm_c_to_pu | pf_va_a_from_degree | pf_va_b_from_degree | pf_va_c_from_degree | pf_va_a_to_degree | pf_va_b_to_degree | pf_va_c_to_degree
Line0_1_2 | 0 | 0 | 0 | 0 | 0 | 0 | 0 | 0 | 0 | 0 | 0 | 0 | 1.3323e-16 | -5.3291e-16 | 6.6613e-16 | -1.3323e-16 | 5.3884e-16 | -2.9383e-16 | -1.9984e-16 | 7.7163e-09 | -7.7163e-09 | 1.3323e-16 | -7.7163e-09 | 7.7163e-09 | 0 | 0 | 0 | 0 | 0 | 0 | 0.9 | 0.45 | 0.45 | 0.9 | 0.45 | 0.45 | 6.2072e-13 | 180 | 180 | 6.2546e-13 | -180 | 180
Line10_11_12 | 0 | 0 | 0 | 0 | 0 | 0 | 0 | 0 | 0 | 0 | 0 | 0 | 2.6645e-16 | -8.6415e-16 | 5.3473e-16 | -1.9984e-16 | 7.7016e-16 | -4.2888e-16 | 6.6613e-17 | 7.7163e-09 | -7.7163e-09 | -2.2521e-30 | -7.7163e-09 | 7.7163e-09 | 0 | 0 | 0 | 0 | 0 | 0 | 0.9 | 0.45 | 0.45 | 0.9 | 0.45 | 0.45 | 6.4005e-13 | -180 | 180 | 6.457e-13 | -180 | 180
Line11_12_13 | 0 | 0 | 0 | 0 | 0 | 0 | 0 | 0 | 0 | 0 | 0 | 0 | -3.0028e-30 | -7.0841e-16 | 6.2386e-16 | 2.2719e-30 | 6.82e-16 | -4.1712e-16 | 2.6645e-16 | 6.4302e-09 | -6.4302e-09 | -1.9984e-16 | -6.4302e-09 | 6.4302e-09 | 0 | 0 | 0 | 0 | 0 | 0 | 0.9 | 0.45 | 0.45 | 0.9 | 0.45 | 0.45 | 6.457e-13 | -180 | 180 | 6.5138e-13 | -180 | 180
Line12_13_15 | 0 | 0 | 0 | 0 | 0 | 0 | 0 | 0 | 0 | 0 | 0 | 0 | -6.6613e-17 | -4.6249e-16 | 3.0356e-16 | 6.6613e-17 | 2.8911e-16 | -1.4387e-16 | -6.6613e-17 | 3.8581e-09 | -3.8581e-09 | 6.6613e-17 | -3.8581e-09 | 3.8581e-09 | 0 | 0 | 0 | 0 | 0 | 0 | 0.9 | 0.45 | 0.45 | 0.9 | 0.45 | 0.45 | 6.5138e-13 | -180 | 180 | 6.553e-13 | -180 | 180
Line13_13_14 | 0 | 0 | 0 | 0 | 0 | 0 | 0 | 0 | 0 | 0 | 0 | 0 | 6.6613e-17 | -3.0959e-16 | -7.6448e-17 | -2.2743e-30 | 7.9388e-17 | 7.9388e-17 | -1.9984e-16 | 1.286e-09 | -1.286e-09 | 1.9984e-16 | -1.286e-09 | 1.286e-09 | 0 | 0 | 0 | 0 | 0 | 0 | 0.9 | 0.45 | 0.45 | 0.9 | 0.45 | 0.45 | 6.5138e-13 | -180 | 180 | 6.5206e-13 | -180 | 180
Line14_15_16 | 0 | 0 | 0 | 0 | 0 | 0 | 0 | 0 | 0 | 0 | 0 | 0 | 0 | -3.3707e-16 | -3.7311e-17 | -6.6613e-17 | 4.8206e-16 | 1.823e-16 | 0 | 2.5721e-09 | -2.5721e-09 | -7.6509e-31 | -2.5721e-09 | 2.5721e-09 | 0 | 0 | 0 | 0 | 0 | 0 | 0.9 | 0.45 | 0.45 | 0.9 | 0.45 | 0.45 | 6.553e-13 | -180 | 180 | 6.5807e-13 | -180 | 180
Line15_16_17 | 0 | 0 | 0 | 0 | 0 | 0 | 0 | 0 | 0 | 0 | 0 | 0 | 0 | -1.2446e-16 | 4.2077e-17 | 6.6613e-17 | -5.8305e-18 | -3.9137e-17 | 0 | 1.286e-09 | -1.286e-09 | -6.6613e-17 | -1.286e-09 | 1.286e-09 | 0 | 0 | 0 | 0 | 0 | 0 | 0.9 | 0.45 | 0.45 | 0.9 | 0.45 | 0.45 | 6.5807e-13 | -180 | 180 | 6.5728e-13 | -180 | 180
Line16_4_18 | 0 | 0 | 0 | 0 | 0 | 0 | 0 | 0 | 0 | 0 | 0 | 0 | -1.3323e-16 | -3.9187e-17 | 1.2735e-16 | 6.6613e-17 | -5.7793e-17 | -1.2441e-16 | -1.4436e-30 | 1.286e-09 | -1.286e-09 | -6.6613e-17 | -1.286e-09 | 1.286e-09 | 0 | 0 | 0 | 0 | 0 | 0 | 0.9 | 0.45 | 0.45 | 0.9 | 0.45 | 0.45 | 6.2085e-13 | -180 | 180 | 6.2006e-13 | -180 | 180
Line17_5_19 | 0 | 0 | 0 | 0 | 0 | 0 | 0 | 0 | 0 | 0 | 0 | 0 | -1.3323e-16 | -3.9187e-17 | 1.2735e-16 | 6.6613e-17 | -5.7793e-17 | -1.2441e-16 | -1.4436e-30 | 1.286e-09 | -1.286e-09 | -6.6613e-17 | -1.286e-09 | 1.286e-09 | 0 | 0 | 0 | 0 | 0 | 0 | 0.9 | 0.45 | 0.45 | 0.9 | 0.45 | 0.45 | 6.2085e-13 | -180 | 180 | 6.2006e-13 | -180 | 180
Line1_1_3 | 0 | 0 | 0 | 0 | 0 | 0 | 0 | 0 | 0 | 0 | 0 | 0 | 3.3307e-16 | -5.9952e-16 | 1.0658e-15 | -2.6645e-16 | 6.8778e-16 | -8.7763e-16 | 1.3323e-16 | 1.0288e-08 | -1.0288e-08 | -1.9984e-16 | -1.0288e-08 | 1.0288e-08 | 0 | 0 | 0 | 0 | 0 | 0 | 0.9 | 0.45 | 0.45 | 0.9 | 0.45 | 0.45 | 6.2072e-13 | 180 | 180 | 6.3153e-13 | -180 | 180
Line2_1_4 | 0 | 0 | 0 | 0 | 0 | 0 | 0 | 0 | 0 | 0 | 0 | 0 | 6.6613e-17 | -3.3307e-17 | 1.3323e-16 | -6.6613e-17 | 4.5068e-17 | 1.1761e-17 | -1.3323e-16 | 2.5721e-09 | -2.5721e-09 | 6.6613e-17 | -2.5721e-09 | 2.5721e-09 | 0 | 0 | 0 | 0 | 0 | 0 | 0.9 | 0.45 | 0.45 | 0.9 | 0.45 | 0.45 | 6.2072e-13 | 180 | 180 | 6.2085e-13 | -180 | 180
Line3_1_5 | 0 | 0 | 0 | 0 | 0 | 0 | 0 | 0 | 0 | 0 | 0 | 0 | 6.6613e-17 | -3.3307e-17 | 1.3323e-16 | -6.6613e-17 | 4.5068e-17 | 1.1761e-17 | -1.3323e-16 | 2.5721e-09 | -2.5721e-09 | 6.6613e-17 | -2.5721e-09 | 2.5721e-09 | 0 | 0 | 0 | 0 | 0 | 0 | 0.9 | 0.45 | 0.45 | 0.9 | 0.45 | 0.45 | 6.2072e-13 | 180 | 180 | 6.2085e-13 | -180 | 180
Line4_2_6 | 0 | 0 | 0 | 0 | 0 | 0 | 0 | 0 | 0 | 0 | 0 | 0 | 2.6645e-16 | -8.2096e-16 | 1.7824e-16 | -2.6645e-16 | 6.9462e-16 | 2.849e-17 | -1.9984e-16 | 6.4302e-09 | -6.4302e-09 | 1.9984e-16 | -6.4302e-09 | 6.4302e-09 | 0 | 0 | 0 | 0 | 0 | 0 | 0.9 | 0.45 | 0.45 | 0.9 | 0.45 | 0.45 | 6.2546e-13 | -180 | 180 | 6.2825e-13 | -180 | 180
Line5_6_7 | 0 | 0 | 0 | 0 | 0 | 0 | 0 | 0 | 0 | 0 | 0 | 0 | 6.6613e-17 | -7.622e-16 | 5.3676e-16 | -6.6613e-17 | 6.4271e-16 | -3.5649e-16 | -6.6613e-17 | 5.1442e-09 | -5.1442e-09 | 1.3323e-16 | -5.1442e-09 | 5.1442e-09 | 0 | 0 | 0 | 0 | 0 | 0 | 0.9 | 0.45 | 0.45 | 0.9 | 0.45 | 0.45 | 6.2825e-13 | -180 | 180 | 6.3242e-13 | -180 | 180
Line6_7_8 | 0 | 0 | 0 | 0 | 0 | 0 | 0 | 0 | 0 | 0 | 0 | 0 | 1.3323e-16 | -3.9877e-16 | 1.3414e-16 | -1.9984e-16 | 4.2523e-16 | 2.555e-17 | -1.3323e-16 | 3.8581e-09 | -3.8581e-09 | 1.9984e-16 | -3.8581e-09 | 3.8581e-09 | 0 | 0 | 0 | 0 | 0 | 0 | 0.9 | 0.45 | 0.45 | 0.9 | 0.45 | 0.45 | 6.3242e-13 | -180 | 180 | 6.3207e-13 | -180 | 180
Line7_8_9 | 0 | 0 | 0 | 0 | 0 | 0 | 0 | 0 | 0 | 0 | 0 | 0 | 1.3323e-16 | -4.8591e-16 | 2.1353e-16 | -6.6613e-17 | 3.2232e-16 | -7.7361e-17 | 1.4697e-30 | 1.286e-09 | -1.286e-09 | 6.6613e-17 | -1.286e-09 | 1.286e-09 | 0 | 0 | 0 | 0 | 0 | 0 | 0.9 | 0.45 | 0.45 | 0.9 | 0.45 | 0.45 | 6.3207e-13 | -180 | 180 | 6.3276e-13 | -180 | 180
Line8_8_10 | 0 | 0 | 0 | 0 | 0 | 0 | 0 | 0 | 0 | 0 | 0 | 0 | 6.6613e-17 | -1.5285e-16 | 8.0301e-17 | -6.6613e-17 | 1.2248e-16 | 5.5866e-17 | 6.6613e-17 | 1.286e-09 | -1.286e-09 | -7.3698e-31 | -1.286e-09 | 1.286e-09 | 0 | 0 | 0 | 0 | 0 | 0 | 0.9 | 0.45 | 0.45 | 0.9 | 0.45 | 0.45 | 6.3207e-13 | -180 | 180 | 6.3389e-13 | -180 | 180
Line9_3_11 | 0 | 0 | 0 | 0 | 0 | 0 | 0 | 0 | 0 | 0 | 0 | 0 | 1.9984e-16 | -7.3087e-16 | 1.0344e-15 | -1.3323e-16 | 7.0841e-16 | -1.0235e-15 | 1.3323e-16 | 9.0023e-09 | -9.0023e-09 | -1.9984e-16 | -9.0023e-09 | 9.0023e-09 | 0 | 0 | 0 | 0 | 0 | 0 | 0.9 | 0.45 | 0.45 | 0.9 | 0.45 | 0.45 | 6.3153e-13 | -180 | 180 | 6.4005e-13 | -180 | 180

## LL_min_fault_6
name | pf_ikss_a_from_ka | pf_ikss_b_from_ka | pf_ikss_c_from_ka | pf_ikss_a_to_ka | pf_ikss_b_to_ka | pf_ikss_c_to_ka | pf_skss_a_from_mw | pf_skss_b_from_mw | pf_skss_c_from_mw | pf_skss_a_to_mw | pf_skss_b_to_mw | pf_skss_c_to_mw | pf_p_a_from_mw | pf_p_b_from_mw | pf_p_c_from_mw | pf_p_a_to_mw | pf_p_b_to_mw | pf_p_c_to_mw | pf_q_a_from_mvar | pf_q_b_from_mvar | pf_q_c_from_mvar | pf_q_a_to_mvar | pf_q_b_to_mvar | pf_q_c_to_mvar | pf_ikss_a_from_degree | pf_ikss_b_from_degree | pf_ikss_c_from_degree | pf_ikss_a_to_degree | pf_ikss_b_to_degree | pf_ikss_c_to_degree | pf_vm_a_from_pu | pf_vm_b_from_pu | pf_vm_c_from_pu | pf_vm_a_to_pu | pf_vm_b_to_pu | pf_vm_c_to_pu | pf_va_a_from_degree | pf_va_b_from_degree | pf_va_c_from_degree | pf_va_a_to_degree | pf_va_b_to_degree | pf_va_c_to_degree
Line0_1_2 | 0 | 0 | 0 | 0 | 0 | 0 | 0 | 0 | 0 | 0 | 0 | 0 | 2.884e-18 | -3.9431e-11 | -1.1463e-10 | -3.1586e-18 | 3.9431e-11 | 1.1463e-10 | -1.0987e-18 | 1.0999e-10 | 2.0251e-11 | 1.0987e-18 | -1.0999e-10 | -2.0251e-11 | 0 | 0 | 0 | 0 | 0 | 0 | 0.95 | 0.94809 | 0.94448 | 0.95 | 0.94809 | 0.94448 | 2.9478e-15 | -120.318 | 119.9412 | 2.9346e-15 | -120.318 | 119.9412
Line10_11_12 | 0 | 0 | 0 | 0 | 0 | 0 | 0 | 0 | 0 | 0 | 0 | 0 | 2.266e-18 | -3.9431e-11 | -1.1463e-10 | -2.5406e-18 | 3.9431e-11 | 1.1463e-10 | -1.0987e-18 | 1.0999e-10 | 2.0251e-11 | 1.0987e-18 | -1.0999e-10 | -2.0251e-11 | 0 | 0 | 0 | 0 | 0 | 0 | 0.95 | 0.94809 | 0.94448 | 0.95 | 0.94809 | 0.94448 | 2.9155e-15 | -120.318 | 119.9412 | 2.8815e-15 | -120.318 | 119.9412
Line11_12_13 | 0 | 0 | 0 | 0 | 0 | 0 | 0 | 0 | 0 | 0 | 0 | 0 | 8.2399e-19 | -3.2859e-11 | -9.5523e-11 | -8.2399e-19 | 3.2859e-11 | 9.5523e-11 | -5.4933e-19 | 9.1661e-11 | 1.6876e-11 | -4.1006e-35 | -9.1661e-11 | -1.6876e-11 | 0 | 0 | 0 | 0 | 0 | 0 | 0.95 | 0.94809 | 0.94448 | 0.95 | 0.94809 | 0.94448 | 2.8815e-15 | -120.318 | 119.9412 | 2.8513e-15 | -120.318 | 119.9412
Line12_13_15 | 0 | 0 | 0 | 0 | 0 | 0 | 0 | 0 | 0 | 0 | 0 | 0 | 1.3733e-19 | -1.9715e-11 | -5.7314e-11 | -4.12e-19 | 1.9715e-11 | 5.7314e-11 | 6.8344e-36 | 5.4997e-11 | 1.0126e-11 | 5.4933e-19 | -5.4997e-11 | -1.0126e-11 | 0 | 0 | 0 | 0 | 0 | 0 | 0.95 | 0.94809 | 0.94448 | 0.95 | 0.94809 | 0.94448 | 2.8513e-15 | -120.318 | 119.9412 | 2.8501e-15 | -120.318 | 119.9412
Line13_13_14 | 0 | 0 | 0 | 0 | 0 | 0 | 0 | 0 | 0 | 0 | 0 | 0 | -2.7466e-19 | -6.5718e-12 | -1.9105e-11 | -2.7349e-35 | 6.5718e-12 | 1.9105e-11 | 5.4933e-19 | 1.8332e-11 | 3.3752e-12 | 5.4933e-19 | -1.8332e-11 | -3.3752e-12 | 0 | 0 | 0 | 0 | 0 | 0 | 0.95 | 0.94809 | 0.94448 | 0.95 | 0.94809 | 0.94448 | 2.8513e-15 | -120.318 | 119.9412 | 2.8525e-15 | -120.318 | 119.9412
Line14_15_16 | 0 | 0 | 0 | 0 | 0 | 0 | 0 | 0 | 0 | 0 | 0 | 0 | 6.8666e-20 | -1.3143e-11 | -3.8209e-11 | -3.4333e-19 | 1.3143e-11 | 3.8209e-11 | -5.4933e-19 | 3.6665e-11 | 6.7504e-12 | -1.6986e-35 | -3.6665e-11 | -6.7504e-12 | 0 | 0 | 0 | 0 | 0 | 0 | 0.95 | 0.94809 | 0.94448 | 0.95 | 0.94809 | 0.94448 | 2.8501e-15 | -120.318 | 119.9412 | 2.8346e-15 | -120.318 | 119.9412
Line15_16_17 | 0 | 0 | 0 | 0 | 0 | 0 | 0 | 0 | 0 | 0 | 0 | 0 | -6.8666e-20 | -6.5718e-12 | -1.9105e-11 | -2.06e-19 | 6.5717e-12 | 1.9105e-11 | -3.3971e-36 | 1.8332e-11 | 3.3752e-12 | 5.4933e-19 | -1.8332e-11 | -3.3752e-12 | 0 | 0 | 0 | 0 | 0 | 0 | 0.95 | 0.94809 | 0.94448 | 0.95 | 0.94809 | 0.94448 | 2.8346e-15 | -120.318 | 119.9412 | 2.8141e-15 | -120.318 | 119.9412
Line16_4_18 | 0 | 0 | 0 | 0 | 0 | 0 | 0 | 0 | 0 | 0 | 0 | 0 | -6.8666e-20 | -6.5718e-12 | -1.9105e-11 | 6.8666e-20 | 6.5717e-12 | 1.9105e-11 | -3.4901e-36 | 1.8332e-11 | 3.3752e-12 | 3.4655e-36 | -1.8332e-11 | -3.3752e-12 | 0 | 0 | 0 | 0 | 0 | 0 | 0.95 | 0.94809 | 0.94448 | 0.95 | 0.94809 | 0.94448 | 2.9122e-15 | -120.318 | 119.9412 | 2.8917e-15 | -120.318 | 119.9412
Line17_5_19 | 0 | 0 | 0 | 0 | 0 | 0 | 0 | 0 | 0 | 0 | 0 | 0 | -6.8666e-20 | -6.5718e-12 | -1.9105e-11 | 6.8666e-20 | 6.5717e-12 | 1.9105e-11 | -3.4901e-36 | 1.8332e-11 | 3.3752e-12 | 3.4655e-36 | -1.8332e-11 | -3.3752e-12 | 0 | 0 | 0 | 0 | 0 | 0 | 0.95 | 0.94809 | 0.94448 | 0.95 | 0.94809 | 0.94448 | 2.9122e-15 | -120.318 | 119.9412 | 2.8917e-15 | -120.318 | 119.9412
Line1_1_3 | 0 | 0 | 0 | 0 | 0 | 0 | 0 | 0 | 0 | 0 | 0 | 0 | 3.09e-18 | -5.2574e-11 | -1.5284e-10 | -3.09e-18 | 5.2574e-11 | 1.5284e-10 | -5.4933e-19 | 1.4666e-10 | 2.7002e-11 | 1.0987e-18 | -1.4666e-10 | -2.7002e-11 | 0 | 0 | 0 | 0 | 0 | 0 | 0.95 | 0.94809 | 0.94448 | 0.95 | 0.94809 | 0.94448 | 2.9478e-15 | -120.318 | 119.9412 | 2.9312e-15 | -120.318 | 119.9412
Line2_1_4 | 0 | 0 | 0 | 0 | 0 | 0 | 0 | 0 | 0 | 0 | 0 | 0 | 3.4333e-19 | -1.3143e-11 | -3.8209e-11 | -3.4333e-19 | 1.3143e-11 | 3.8209e-11 | -1.0987e-18 | 3.6665e-11 | 6.7504e-12 | 1.0987e-18 | -3.6665e-11 | -6.7504e-12 | 0 | 0 | 0 | 0 | 0 | 0 | 0.95 | 0.94809 | 0.94448 | 0.95 | 0.94809 | 0.94448 | 2.9478e-15 | -120.318 | 119.9412 | 2.9122e-15 | -120.318 | 119.9412
Line3_1_5 | 0 | 0 | 0 | 0 | 0 | 0 | 0 | 0 | 0 | 0 | 0 | 0 | 3.4333e-19 | -1.3143e-11 | -3.8209e-11 | -3.4333e-19 | 1.3143e-11 | 3.8209e-11 | -1.0987e-18 | 3.6665e-11 | 6.7504e-12 | 1.0987e-18 | -3.6665e-11 | -6.7504e-12 | 0 | 0 | 0 | 0 | 0 | 0 | 0.95 | 0.94809 | 0.94448 | 0.95 | 0.94809 | 0.94448 | 2.9478e-15 | -120.318 | 119.9412 | 2.9122e-15 | -120.318 | 119.9412
Line4_2_6 | 0 | 0 | 0 | 0 | 0 | 0 | 0 | 0 | 0 | 0 | 0 | 0 | 3.1586e-18 | -3.2859e-11 | -9.5523e-11 | -3.1586e-18 | 3.2859e-11 | 9.5523e-11 | -2.7466e-18 | 9.1661e-11 | 1.6876e-11 | 2.7466e-18 | -9.1661e-11 | -1.6876e-11 | 0 | 0 | 0 | 0 | 0 | 0 | 0.95 | 0.94809 | 0.94448 | 0.95 | 0.94809 | 0.94448 | 2.9346e-15 | -120.318 | 119.9412 | 2.9069e-15 | -120.318 | 119.9412
Line5_6_7 | 0 | 0 | 0 | 0 | 0 | 0 | 0 | 0 | 0 | 0 | 0 | 0 | 1.9913e-18 | -2.6287e-11 | -7.6418e-11 | -2.266e-18 | 2.6287e-11 | 7.6418e-11 | -2.1973e-18 | 7.3329e-11 | 1.3501e-11 | 1.648e-18 | -7.3329e-11 | -1.3501e-11 | 0 | 0 | 0 | 0 | 0 | 0 | 0.95 | 0.94809 | 0.94448 | 0.95 | 0.94809 | 0.94448 | 2.9069e-15 | -120.318 | 119.9412 | 2.8831e-15 | -120.318 | 119.9412
Line6_7_8 | 0 | 0 | 0 | 0 | 0 | 0 | 0 | 0 | 0 | 0 | 0 | 0 | 1.3047e-18 | -1.9715e-11 | -5.7314e-11 | -1.3047e-18 | 1.9715e-11 | 5.7314e-11 | -1.648e-18 | 5.4997e-11 | 1.0126e-11 | 2.1973e-18 | -5.4997e-11 | -1.0126e-11 | 0 | 0 | 0 | 0 | 0 | 0 | 0.95 | 0.94809 | 0.94448 | 0.95 | 0.94809 | 0.94448 | 2.8831e-15 | -120.318 | 119.9412 | 2.8358e-15 | -120.318 | 119.9412
Line7_8_9 | 0 | 0 | 0 | 0 | 0 | 0 | 0 | 0 | 0 | 0 | 0 | 0 | 5.4933e-19 | -6.5718e-12 | -1.9105e-11 | -5.4933e-19 | 6.5718e-12 | 1.9105e-11 | 5.4933e-19 | 1.8332e-11 | 3.3752e-12 | -5.4933e-19 | -1.8332e-11 | -3.3752e-12 | 0 | 0 | 0 | 0 | 0 | 0 | 0.95 | 0.94809 | 0.94448 | 0.95 | 0.94809 | 0.94448 | 2.8358e-15 | -120.318 | 119.9412 | 2.837e-15 | -120.318 | 119.9412
Line8_8_10 | 0 | 0 | 0 | 0 | 0 | 0 | 0 | 0 | 0 | 0 | 0 | 0 | -8.2399e-19 | -6.5718e-12 | -1.9105e-11 | 2.7466e-19 | 6.5718e-12 | 1.9105e-11 | -4.0783e-35 | 1.8332e-11 | 3.3752e-12 | -5.4933e-19 | -1.8332e-11 | -3.3752e-12 | 0 | 0 | 0 | 0 | 0 | 0 | 0.95 | 0.94809 | 0.94448 | 0.95 | 0.94809 | 0.94448 | 2.8358e-15 | -120.318 | 119.9412 | 2.8351e-15 | -120.318 | 119.9412
Line9_3_11 | 0 | 0 | 0 | 0 | 0 | 0 | 0 | 0 | 0 | 0 | 0 | 0 | 1.7853e-18 | -4.6002e-11 | -1.3373e-10 | -1.7853e-18 | 4.6002e-11 | 1.3373e-10 | -1.0987e-18 | 1.2833e-10 | 2.3626e-11 | 1.648e-18 | -1.2833e-10 | -2.3626e-11 | 0 | 0 | 0 | 0 | 0 | 0 | 0.95 | 0.94809 | 0.94448 | 0.95 | 0.94809 | 0.94448 | 2.9312e-15 | -120.318 | 119.9412 | 2.9155e-15 | -120.318 | 119.9412

## LL_min_fault_10
name | pf_ikss_a_from_ka | pf_ikss_b_from_ka | pf_ikss_c_from_ka | pf_ikss_a_to_ka | pf_ikss_b_to_ka | pf_ikss_c_to_ka | pf_skss_a_from_mw | pf_skss_b_from_mw | pf_skss_c_from_mw | pf_skss_a_to_mw | pf_skss_b_to_mw | pf_skss_c_to_mw | pf_p_a_from_mw | pf_p_b_from_mw | pf_p_c_from_mw | pf_p_a_to_mw | pf_p_b_to_mw | pf_p_c_to_mw | pf_q_a_from_mvar | pf_q_b_from_mvar | pf_q_c_from_mvar | pf_q_a_to_mvar | pf_q_b_to_mvar | pf_q_c_to_mvar | pf_ikss_a_from_degree | pf_ikss_b_from_degree | pf_ikss_c_from_degree | pf_ikss_a_to_degree | pf_ikss_b_to_degree | pf_ikss_c_to_degree | pf_vm_a_from_pu | pf_vm_b_from_pu | pf_vm_c_from_pu | pf_vm_a_to_pu | pf_vm_b_to_pu | pf_vm_c_to_pu | pf_va_a_from_degree | pf_va_b_from_degree | pf_va_c_from_degree | pf_va_a_to_degree | pf_va_b_to_degree | pf_va_c_to_degree
Line0_1_2 | 0 | 0 | 0 | 0 | 0 | 0 | 0 | 0 | 0 | 0 | 0 | 0 | 1.6914e-18 | -3.5389e-11 | -1.0288e-10 | -1.4311e-18 | 3.5389e-11 | 1.0288e-10 | -2.0817e-18 | 9.872e-11 | 1.8176e-11 | 1.5613e-18 | -9.872e-11 | -1.8176e-11 | 0 | 0 | 0 | 0 | 0 | 0 | 0.9 | 0.8982 | 0.89477 | 0.9 | 0.8982 | 0.89477 | 2.9816e-15 | -120.318 | 119.9412 | 2.9619e-15 | -120.318 | 119.9412
Line10_11_12 | 0 | 0 | 0 | 0 | 0 | 0 | 0 | 0 | 0 | 0 | 0 | 0 | 1.6263e-18 | -3.5389e-11 | -1.0288e-10 | -1.8865e-18 | 3.5389e-11 | 1.0288e-10 | -5.2042e-19 | 9.872e-11 | 1.8176e-11 | 5.2042e-19 | -9.872e-11 | -1.8176e-11 | 0 | 0 | 0 | 0 | 0 | 0 | 0.9 | 0.8982 | 0.89477 | 0.9 | 0.8982 | 0.89477 | 2.9493e-15 | -120.318 | 119.9412 | 2.9154e-15 | -120.318 | 119.9412
Line11_12_13 | 0 | 0 | 0 | 0 | 0 | 0 | 0 | 0 | 0 | 0 | 0 | 0 | 6.5052e-19 | -2.9491e-11 | -8.5732e-11 | -6.5052e-19 | 2.9491e-11 | 8.5732e-11 | -5.2042e-19 | 8.2267e-11 | 1.5146e-11 | 1.0408e-18 | -8.2267e-11 | -1.5146e-11 | 0 | 0 | 0 | 0 | 0 | 0 | 0.9 | 0.8982 | 0.89477 | 0.9 | 0.8982 | 0.89477 | 2.9154e-15 | -120.318 | 119.9412 | 2.8851e-15 | -120.318 | 119.9412
Line12_13_15 | 0 | 0 | 0 | 0 | 0 | 0 | 0 | 0 | 0 | 0 | 0 | 0 | -6.5052e-19 | -1.7695e-11 | -5.1439e-11 | 6.5052e-19 | 1.7695e-11 | 5.1439e-11 | -3.2757e-35 | 4.936e-11 | 9.0878e-12 | 3.2743e-35 | -4.936e-11 | -9.0878e-12 | 0 | 0 | 0 | 0 | 0 | 0 | 0.9 | 0.8982 | 0.89477 | 0.9 | 0.8982 | 0.89477 | 2.8851e-15 | -120.318 | 119.9412 | 2.8839e-15 | -120.318 | 119.9412
Line13_13_14 | 0 | 0 | 0 | 0 | 0 | 0 | 0 | 0 | 0 | 0 | 0 | 0 | -2.6021e-19 | -5.8982e-12 | -1.7146e-11 | -2.6216e-35 | 5.8982e-12 | 1.7146e-11 | -5.2042e-19 | 1.6453e-11 | 3.0293e-12 | 5.2042e-19 | -1.6453e-11 | -3.0293e-12 | 0 | 0 | 0 | 0 | 0 | 0 | 0.9 | 0.8982 | 0.89477 | 0.9 | 0.8982 | 0.89477 | 2.8851e-15 | -120.318 | 119.9412 | 2.8863e-15 | -120.318 | 119.9412
Line14_15_16 | 0 | 0 | 0 | 0 | 0 | 0 | 0 | 0 | 0 | 0 | 0 | 0 | 8.4568e-19 | -1.1796e-11 | -3.4293e-11 | -1.1059e-18 | 1.1796e-11 | 3.4293e-11 | 5.2042e-19 | 3.2907e-11 | 6.0585e-12 | -5.5365e-35 | -3.2907e-11 | -6.0585e-12 | 0 | 0 | 0 | 0 | 0 | 0 | 0.9 | 0.8982 | 0.89477 | 0.9 | 0.8982 | 0.89477 | 2.8839e-15 | -120.318 | 119.9412 | 2.8684e-15 | -120.318 | 119.9412
Line15_16_17 | 0 | 0 | 0 | 0 | 0 | 0 | 0 | 0 | 0 | 0 | 0 | 0 | 1.301e-19 | -5.8982e-12 | -1.7146e-11 | -3.9031e-19 | 5.8982e-12 | 1.7146e-11 | 6.5135e-36 | 1.6453e-11 | 3.0293e-12 | 5.2042e-19 | -1.6453e-11 | -3.0293e-12 | 0 | 0 | 0 | 0 | 0 | 0 | 0.9 | 0.8982 | 0.89477 | 0.9 | 0.8982 | 0.89477 | 2.8684e-15 | -120.318 | 119.9412 | 2.8479e-15 | -120.318 | 119.9412
Line16_4_18 | 0 | 0 | 0 | 0 | 0 | 0 | 0 | 0 | 0 | 0 | 0 | 0 | -3.2526e-19 | -5.8982e-12 | -1.7146e-11 | 5.8547e-19 | 5.8982e-12 | 1.7146e-11 | 5.2042e-19 | 1.6453e-11 | 3.0293e-12 | 2.9894e-35 | -1.6453e-11 | -3.0293e-12 | 0 | 0 | 0 | 0 | 0 | 0 | 0.9 | 0.8982 | 0.89477 | 0.9 | 0.8982 | 0.89477 | 2.946e-15 | -120.318 | 119.9412 | 2.9255e-15 | -120.318 | 119.9412
Line17_5_19 | 0 | 0 | 0 | 0 | 0 | 0 | 0 | 0 | 0 | 0 | 0 | 0 | -3.2526e-19 | -5.8982e-12 | -1.7146e-11 | 5.8547e-19 | 5.8982e-12 | 1.7146e-11 | 5.2042e-19 | 1.6453e-11 | 3.0293e-12 | 2.9894e-35 | -1.6453e-11 | -3.0293e-12 | 0 | 0 | 0 | 0 | 0 | 0 | 0.9 | 0.8982 | 0.89477 | 0.9 | 0.8982 | 0.89477 | 2.946e-15 | -120.318 | 119.9412 | 2.9255e-15 | -120.318 | 119.9412
Line1_1_3 | 0 | 0 | 0 | 0 | 0 | 0 | 0 | 0 | 0 | 0 | 0 | 0 | 2.0817e-18 | -4.7186e-11 | -1.3717e-10 | -2.0817e-18 | 4.7186e-11 | 1.3717e-10 | -5.2042e-19 | 1.3163e-10 | 2.4234e-11 | 5.2042e-19 | -1.3163e-10 | -2.4234e-11 | 0 | 0 | 0 | 0 | 0 | 0 | 0.9 | 0.8982 | 0.89477 | 0.9 | 0.8982 | 0.89477 | 2.9816e-15 | -120.318 | 119.9412 | 2.965e-15 | -120.318 | 119.9412
Line2_1_4 | 0 | 0 | 0 | 0 | 0 | 0 | 0 | 0 | 0 | 0 | 0 | 0 | 4.5536e-19 | -1.1796e-11 | -3.4293e-11 | -1.9516e-19 | 1.1796e-11 | 3.4293e-11 | -5.2042e-19 | 3.2907e-11 | 6.0585e-12 | -1.0034e-35 | -3.2907e-11 | -6.0585e-12 | 0 | 0 | 0 | 0 | 0 | 0 | 0.9 | 0.8982 | 0.89477 | 0.9 | 0.8982 | 0.89477 | 2.9816e-15 | -120.318 | 119.9412 | 2.946e-15 | -120.318 | 119.9412
Line3_1_5 | 0 | 0 | 0 | 0 | 0 | 0 | 0 | 0 | 0 | 0 | 0 | 0 | 4.5536e-19 | -1.1796e-11 | -3.4293e-11 | -1.9516e-19 | 1.1796e-11 | 3.4293e-11 | -5.2042e-19 | 3.2907e-11 | 6.0585e-12 | -1.0034e-35 | -3.2907e-11 | -6.0585e-12 | 0 | 0 | 0 | 0 | 0 | 0 | 0.9 | 0.8982 | 0.89477 | 0.9 | 0.8982 | 0.89477 | 2.9816e-15 | -120.318 | 119.9412 | 2.946e-15 | -120.318 | 119.9412
Line4_2_6 | 0 | 0 | 0 | 0 | 0 | 0 | 0 | 0 | 0 | 0 | 0 | 0 | 2.7322e-18 | -2.9491e-11 | -8.5732e-11 | -2.472e-18 | 2.9491e-11 | 8.5732e-11 | -2.0817e-18 | 8.2267e-11 | 1.5146e-11 | 2.0817e-18 | -8.2267e-11 | -1.5146e-11 | 0 | 0 | 0 | 0 | 0 | 0 | 0.9 | 0.8982 | 0.89477 | 0.9 | 0.8982 | 0.89477 | 2.9619e-15 | -120.318 | 119.9412 | 2.9326e-15 | -120.318 | 119.9412
Line5_6_7 | 0 | 0 | 0 | 0 | 0 | 0 | 0 | 0 | 0 | 0 | 0 | 0 | 1.5613e-18 | -2.3593e-11 | -6.8586e-11 | -1.5613e-18 | 2.3593e-11 | 6.8586e-11 | 7.9911e-35 | 6.5813e-11 | 1.2117e-11 | -7.9245e-35 | -6.5813e-11 | -1.2117e-11 | 0 | 0 | 0 | 0 | 0 | 0 | 0.9 | 0.8982 | 0.89477 | 0.9 | 0.8982 | 0.89477 | 2.9326e-15 | -120.318 | 119.9412 | 2.9082e-15 | -120.318 | 119.9412
Line6_7_8 | 0 | 0 | 0 | 0 | 0 | 0 | 0 | 0 | 0 | 0 | 0 | 0 | 1.6263e-18 | -1.7695e-11 | -5.1439e-11 | -1.6263e-18 | 1.7695e-11 | 5.1439e-11 | -1.0408e-18 | 4.936e-11 | 9.0878e-12 | 1.5613e-18 | -4.936e-11 | -9.0878e-12 | 0 | 0 | 0 | 0 | 0 | 0 | 0.9 | 0.8982 | 0.89477 | 0.9 | 0.8982 | 0.89477 | 2.9082e-15 | -120.318 | 119.9412 | 2.8616e-15 | -120.318 | 119.9412
Line7_8_9 | 0 | 0 | 0 | 0 | 0 | 0 | 0 | 0 | 0 | 0 | 0 | 0 | -5.2042e-19 | -5.8982e-12 | -1.7146e-11 | 7.8063e-19 | 5.8982e-12 | 1.7146e-11 | -2.5992e-35 | 1.6453e-11 | 3.0293e-12 | 3.9004e-35 | -1.6453e-11 | -3.0293e-12 | 0 | 0 | 0 | 0 | 0 | 0 | 0.9 | 0.8982 | 0.89477 | 0.9 | 0.8982 | 0.89477 | 2.8616e-15 | -120.318 | 119.9412 | 2.8628e-15 | -120.318 | 119.9412
Line8_8_10 | 0 | 0 | 0 | 0 | 0 | 0 | 0 | 0 | 0 | 0 | 0 | 0 | -1.9516e-19 | -5.8982e-12 | -1.7146e-11 | 1.9516e-19 | 5.8982e-12 | 1.7146e-11 | -5.2042e-19 | 1.6453e-11 | 3.0293e-12 | 5.2042e-19 | -1.6453e-11 | -3.0293e-12 | 0 | 0 | 0 | 0 | 0 | 0 | 0.9 | 0.8982 | 0.89477 | 0.9 | 0.8982 | 0.89477 | 2.8616e-15 | -120.318 | 119.9412 | 2.865e-15 | -120.318 | 119.9412
Line9_3_11 | 0 | 0 | 0 | 0 | 0 | 0 | 0 | 0 | 0 | 0 | 0 | 0 | 2.2768e-18 | -4.1287e-11 | -1.2003e-10 | -2.537e-18 | 4.1287e-11 | 1.2003e-10 | -1.0408e-18 | 1.1517e-10 | 2.1205e-11 | 1.5613e-18 | -1.1517e-10 | -2.1205e-11 | 0 | 0 | 0 | 0 | 0 | 0 | 0.9 | 0.8982 | 0.89477 | 0.9 | 0.8982 | 0.89477 | 2.965e-15 | -120.318 | 119.9412 | 2.9493e-15 | -120.318 | 119.9412

## LG_max_6
name | pf_ikss_a_from_ka | pf_ikss_b_from_ka | pf_ikss_c_from_ka | pf_ikss_a_to_ka | pf_ikss_b_to_ka | pf_ikss_c_to_ka | pf_skss_a_from_mw | pf_skss_b_from_mw | pf_skss_c_from_mw | pf_skss_a_to_mw | pf_skss_b_to_mw | pf_skss_c_to_mw | pf_p_a_from_mw | pf_p_b_from_mw | pf_p_c_from_mw | pf_p_a_to_mw | pf_p_b_to_mw | pf_p_c_to_mw | pf_q_a_from_mvar | pf_q_b_from_mvar | pf_q_c_from_mvar | pf_q_a_to_mvar | pf_q_b_to_mvar | pf_q_c_to_mvar | pf_ikss_a_from_degree | pf_ikss_b_from_degree | pf_ikss_c_from_degree | pf_ikss_a_to_degree | pf_ikss_b_to_degree | pf_ikss_c_to_degree | pf_vm_a_from_pu | pf_vm_b_from_pu | pf_vm_c_from_pu | pf_vm_a_to_pu | pf_vm_b_to_pu | pf_vm_c_to_pu | pf_va_a_from_degree | pf_va_b_from_degree | pf_va_c_from_degree | pf_va_a_to_degree | pf_va_b_to_degree | pf_va_c_to_degree
Line0_1_2 | 0 | 0 | 0 | 0 | 0 | 0 | 0 | 0 | 0 | 0 | 0 | 0 | 1.0312e-20 | 9.122e-08 | -9.3979e-08 | 1.2626e-15 | -7.5573e-08 | 7.8332e-08 | -1.3065e-20 | -1.7211e-08 | -4.7694e-08 | 1.8871e-15 | 1.4942e-08 | 3.8898e-08 | 0 | 0 | 0 | 0 | 0 | 0 | 0 | 0.89948 | 1.0212 | 0 | 0.89948 | 1.0212 | 0 | -110.0314 | 107.5608 | 0 | -110.0314 | 107.5608
Line10_11_12 | 0 | 0 | 0 | 0 | 0 | 0 | 0 | 0 | 0 | 0 | 0 | 0 | -3.955e-15 | 9.1221e-08 | -9.3979e-08 | 4.4386e-15 | -7.5573e-08 | 7.8332e-08 | -5.5248e-15 | -1.7211e-08 | -4.7694e-08 | 6.6904e-15 | 1.4942e-08 | 3.8898e-08 | 0 | 0 | 0 | 0 | 0 | 0 | 0 | 0.89948 | 1.0212 | 0 | 0.89948 | 1.0212 | 0 | -110.0314 | 107.5608 | 0 | -110.0314 | 107.5608
Line11_12_13 | 0 | 0 | 0 | 0 | 0 | 0 | 0 | 0 | 0 | 0 | 0 | 0 | -4.6052e-15 | 7.6017e-08 | -7.8316e-08 | 4.3464e-15 | -6.037e-08 | 6.2668e-08 | -6.4122e-15 | -1.4343e-08 | -3.9745e-08 | 6.6561e-15 | 1.2074e-08 | 3.0949e-08 | 0 | 0 | 0 | 0 | 0 | 0 | 0 | 0.89948 | 1.0212 | 0 | 0.89948 | 1.0212 | 0 | -110.0314 | 107.5608 | 0 | -110.0314 | 107.5608
Line12_13_15 | 0 | 0 | 0 | 0 | 0 | 0 | 0 | 0 | 0 | 0 | 0 | 0 | -3.4134e-15 | 4.561e-08 | -4.699e-08 | 2.3031e-15 | -2.9963e-08 | 3.1342e-08 | -4.7348e-15 | -8.6056e-09 | -2.3847e-08 | 3.8651e-15 | 6.3365e-09 | 1.5051e-08 | 0 | 0 | 0 | 0 | 0 | 0 | 0 | 0.89948 | 1.0212 | 0 | 0.89948 | 1.0212 | 0 | -110.0314 | 107.5608 | 0 | -110.0314 | 107.5608
Line13_13_14 | 0 | 0 | 0 | 0 | 0 | 0 | 0 | 0 | 0 | 0 | 0 | 0 | -1.1378e-15 | 1.5203e-08 | -1.5663e-08 | -2.0796e-16 | 4.4414e-10 | 1.5646e-11 | -1.5783e-15 | -2.8685e-09 | -7.9489e-09 | 3.5257e-16 | 5.9948e-10 | -8.4686e-10 | 0 | 0 | 0 | 0 | 0 | 0 | 0 | 0.89948 | 1.0212 | 0 | 0.89948 | 1.0212 | 0 | -110.0314 | 107.5608 | 0 | -110.0314 | 107.5608
Line14_15_16 | 0 | 0 | 0 | 0 | 0 | 0 | 0 | 0 | 0 | 0 | 0 | 0 | -2.5286e-15 | 3.0407e-08 | -3.1326e-08 | 1.1083e-15 | -1.4759e-08 | 1.5679e-08 | -3.4848e-15 | -5.7371e-09 | -1.5898e-08 | 2.2444e-15 | 3.468e-09 | 7.1021e-09 | 0 | 0 | 0 | 0 | 0 | 0 | 0 | 0.89948 | 1.0212 | 0 | 0.89948 | 1.0212 | 0 | -110.0314 | 107.5608 | 0 | -110.0314 | 107.5608
Line15_16_17 | 0 | 0 | 0 | 0 | 0 | 0 | 0 | 0 | 0 | 0 | 0 | 0 | -1.3456e-15 | 1.5203e-08 | -1.5663e-08 | -2.405e-16 | 4.4414e-10 | 1.5645e-11 | -1.8407e-15 | -2.8685e-09 | -7.9489e-09 | 4.1313e-16 | 5.9948e-10 | -8.4686e-10 | 0 | 0 | 0 | 0 | 0 | 0 | 0 | 0.89948 | 1.0212 | 0 | 0.89948 | 1.0212 | 0 | -110.0314 | 107.5608 | 0 | -110.0314 | 107.5608
Line16_4_18 | 0 | 0 | 0 | 0 | 0 | 0 | 0 | 0 | 0 | 0 | 0 | 0 | -8.1346e-17 | 1.5203e-08 | -1.5663e-08 | -1.5072e-17 | 4.4414e-10 | 1.5646e-11 | -9.8305e-17 | -2.8685e-09 | -7.9489e-09 | 3.2817e-17 | 5.9948e-10 | -8.4686e-10 | 0 | 0 | 0 | 0 | 0 | 0 | 0 | 0.89948 | 1.0212 | 0 | 0.89948 | 1.0212 | 0 | -110.0314 | 107.5608 | 0 | -110.0314 | 107.5608
Line17_5_19 | 0 | 0 | 0 | 0 | 0 | 0 | 0 | 0 | 0 | 0 | 0 | 0 | -8.1346e-17 | 1.5203e-08 | -1.5663e-08 | -1.5072e-17 | 4.4414e-10 | 1.5646e-11 | -9.8305e-17 | -2.8685e-09 | -7.9489e-09 | 3.2817e-17 | 5.9948e-10 | -8.4686e-10 | 0 | 0 | 0 | 0 | 0 | 0 | 0 | 0.89948 | 1.0212 | 0 | 0.89948 | 1.0212 | 0 | -110.0314 | 107.5608 | 0 | -110.0314 | 107.5608
Line1_1_3 | 0 | 0 | 0 | 0 | 0 | 0 | 0 | 0 | 0 | 0 | 0 | 0 | 1.3749e-20 | 1.2163e-07 | -1.2531e-07 | 2.4007e-15 | -1.0598e-07 | 1.0966e-07 | -1.742e-20 | -2.2948e-08 | -6.3592e-08 | 3.5598e-15 | 2.0679e-08 | 5.4796e-08 | 0 | 0 | 0 | 0 | 0 | 0 | 0 | 0.89948 | 1.0212 | 0 | 0.89948 | 1.0212 | 0 | -110.0314 | 107.5608 | 0 | -110.0314 | 107.5608
Line2_1_4 | 0 | 0 | 0 | 0 | 0 | 0 | 0 | 0 | 0 | 0 | 0 | 0 | 3.4373e-21 | 3.0407e-08 | -3.1326e-08 | 6.9443e-17 | -1.4759e-08 | 1.5679e-08 | -4.3551e-21 | -5.7371e-09 | -1.5898e-08 | 1.2165e-16 | 3.468e-09 | 7.1021e-09 | 0 | 0 | 0 | 0 | 0 | 0 | 0 | 0.89948 | 1.0212 | 0 | 0.89948 | 1.0212 | 0 | -110.0314 | 107.5608 | 0 | -110.0314 | 107.5608
Line3_1_5 | 0 | 0 | 0 | 0 | 0 | 0 | 0 | 0 | 0 | 0 | 0 | 0 | 3.4373e-21 | 3.0407e-08 | -3.1326e-08 | 6.9443e-17 | -1.4759e-08 | 1.5679e-08 | -4.3551e-21 | -5.7371e-09 | -1.5898e-08 | 1.2165e-16 | 3.468e-09 | 7.1021e-09 | 0 | 0 | 0 | 0 | 0 | 0 | 0 | 0.89948 | 1.0212 | 0 | 0.89948 | 1.0212 | 0 | -110.0314 | 107.5608 | 0 | -110.0314 | 107.5608
Line4_2_6 | 0 | 0 | 0 | 0 | 0 | 0 | 0 | 0 | 0 | 0 | 0 | 0 | -1.3094e-15 | 7.6017e-08 | -7.8316e-08 | 1.8296e-15 | -6.037e-08 | 6.2668e-08 | -1.8082e-15 | -1.4343e-08 | -3.9745e-08 | 2.7736e-15 | 1.2074e-08 | 3.0949e-08 | 0 | 0 | 0 | 0 | 0 | 0 | 0 | 0.89948 | 1.0212 | 0 | 0.89948 | 1.0212 | 0 | -110.0314 | 107.5608 | 0 | -110.0314 | 107.5608
Line5_6_7 | 0 | 0 | 0 | 0 | 0 | 0 | 0 | 0 | 0 | 0 | 0 | 0 | -1.9145e-15 | 6.0814e-08 | -6.2653e-08 | 1.8364e-15 | -4.5166e-08 | 4.7005e-08 | -2.6298e-15 | -1.1474e-08 | -3.1796e-08 | 2.8572e-15 | 9.2051e-09 | 2.3e-08 | 0 | 0 | 0 | 0 | 0 | 0 | 0 | 0.89948 | 1.0212 | 0 | 0.89948 | 1.0212 | 0 | -110.0314 | 107.5608 | 0 | -110.0314 | 107.5608
Line6_7_8 | 0 | 0 | 0 | 0 | 0 | 0 | 0 | 0 | 0 | 0 | 0 | 0 | -1.9507e-15 | 4.561e-08 | -4.699e-08 | 1.4185e-15 | -2.9963e-08 | 3.1342e-08 | -2.6623e-15 | -8.6056e-09 | -2.3847e-08 | 2.3353e-15 | 6.3365e-09 | 1.5051e-08 | 0 | 0 | 0 | 0 | 0 | 0 | 0 | 0.89948 | 1.0212 | 0 | 0.89948 | 1.0212 | 0 | -110.0314 | 107.5608 | 0 | -110.0314 | 107.5608
Line7_8_9 | 0 | 0 | 0 | 0 | 0 | 0 | 0 | 0 | 0 | 0 | 0 | 0 | -7.7673e-16 | 1.5203e-08 | -1.5663e-08 | -1.381e-16 | 4.4414e-10 | 1.5646e-11 | -1.0516e-15 | -2.8685e-09 | -7.9489e-09 | 2.4158e-16 | 5.9948e-10 | -8.4686e-10 | 0 | 0 | 0 | 0 | 0 | 0 | 0 | 0.89948 | 1.0212 | 0 | 0.89948 | 1.0212 | 0 | -110.0314 | 107.5608 | 0 | -110.0314 | 107.5608
Line8_8_10 | 0 | 0 | 0 | 0 | 0 | 0 | 0 | 0 | 0 | 0 | 0 | 0 | -7.7673e-16 | 1.5203e-08 | -1.5663e-08 | -1.381e-16 | 4.4414e-10 | 1.5646e-11 | -1.0516e-15 | -2.8685e-09 | -7.9489e-09 | 2.4158e-16 | 5.9948e-10 | -8.4686e-10 | 0 | 0 | 0 | 0 | 0 | 0 | 0 | 0.89948 | 1.0212 | 0 | 0.89948 | 1.0212 | 0 | -110.0314 | 107.5608 | 0 | -110.0314 | 107.5608
Line9_3_11 | 0 | 0 | 0 | 0 | 0 | 0 | 0 | 0 | 0 | 0 | 0 | 0 | -2.465e-15 | 1.0642e-07 | -1.0964e-07 | 3.8351e-15 | -9.0776e-08 | 9.3995e-08 | -3.4532e-15 | -2.008e-08 | -5.5643e-08 | 5.7241e-15 | 1.7811e-08 | 4.6847e-08 | 0 | 0 | 0 | 0 | 0 | 0 | 0 | 0.89948 | 1.0212 | 0 | 0.89948 | 1.0212 | 0 | -110.0314 | 107.5608 | 0 | -110.0314 | 107.5608

## LG_max_10
name | pf_ikss_a_from_ka | pf_ikss_b_from_ka | pf_ikss_c_from_ka | pf_ikss_a_to_ka | pf_ikss_b_to_ka | pf_ikss_c_to_ka | pf_skss_a_from_mw | pf_skss_b_from_mw | pf_skss_c_from_mw | pf_skss_a_to_mw | pf_skss_b_to_mw | pf_skss_c_to_mw | pf_p_a_from_mw | pf_p_b_from_mw | pf_p_c_from_mw | pf_p_a_to_mw | pf_p_b_to_mw | pf_p_c_to_mw | pf_q_a_from_mvar | pf_q_b_from_mvar | pf_q_c_from_mvar | pf_q_a_to_mvar | pf_q_b_to_mvar | pf_q_c_to_mvar | pf_ikss_a_from_degree | pf_ikss_b_from_degree | pf_ikss_c_from_degree | pf_ikss_a_to_degree | pf_ikss_b_to_degree | pf_ikss_c_to_degree | pf_vm_a_from_pu | pf_vm_b_from_pu | pf_vm_c_from_pu | pf_vm_a_to_pu | pf_vm_b_to_pu | pf_vm_c_to_pu | pf_va_a_from_degree | pf_va_b_from_degree | pf_va_c_from_degree | pf_va_a_to_degree | pf_va_b_to_degree | pf_va_c_to_degree
Line0_1_2 | 0 | 0 | 0 | 0 | 0 | 0 | 0 | 0 | 0 | 0 | 0 | 0 | -8.7195e-20 | 1.0014e-07 | -1.0317e-07 | 1.3863e-15 | -8.2966e-08 | 8.5993e-08 | 1.9793e-20 | -1.8903e-08 | -5.2371e-08 | 2.072e-15 | 1.641e-08 | 4.2713e-08 | 0 | 0 | 0 | 0 | 0 | 0 | 0 | 0.94233 | 1.0698 | 0 | 0.94233 | 1.0698 | 0 | -110.0369 | 107.5651 | 0 | -110.0369 | 107.5651
Line10_11_12 | 0 | 0 | 0 | 0 | 0 | 0 | 0 | 0 | 0 | 0 | 0 | 0 | -4.3425e-15 | 1.0014e-07 | -1.0317e-07 | 4.8734e-15 | -8.2966e-08 | 8.5993e-08 | -6.0665e-15 | -1.8902e-08 | -5.2371e-08 | 7.3462e-15 | 1.641e-08 | 4.2713e-08 | 0 | 0 | 0 | 0 | 0 | 0 | 0 | 0.94233 | 1.0698 | 0 | 0.94233 | 1.0698 | 0 | -110.0369 | 107.5651 | 0 | -110.0369 | 107.5651
Line11_12_13 | 0 | 0 | 0 | 0 | 0 | 0 | 0 | 0 | 0 | 0 | 0 | 0 | -5.0564e-15 | 8.3453e-08 | -8.5976e-08 | 4.7722e-15 | -6.6275e-08 | 6.8798e-08 | -7.0409e-15 | -1.5752e-08 | -4.3642e-08 | 7.3086e-15 | 1.3259e-08 | 3.3985e-08 | 0 | 0 | 0 | 0 | 0 | 0 | 0 | 0.94233 | 1.0698 | 0 | 0.94233 | 1.0698 | 0 | -110.0369 | 107.5651 | 0 | -110.0369 | 107.5651
Line12_13_15 | 0 | 0 | 0 | 0 | 0 | 0 | 0 | 0 | 0 | 0 | 0 | 0 | -3.7478e-15 | 5.0072e-08 | -5.1585e-08 | 2.5288e-15 | -3.2894e-08 | 3.4407e-08 | -5.199e-15 | -9.4512e-09 | -2.6185e-08 | 4.2439e-15 | 6.9584e-09 | 1.6528e-08 | 0 | 0 | 0 | 0 | 0 | 0 | 0 | 0.94233 | 1.0698 | 0 | 0.94233 | 1.0698 | 0 | -110.0369 | 107.5651 | 0 | -110.0369 | 107.5651
Line13_13_14 | 0 | 0 | 0 | 0 | 0 | 0 | 0 | 0 | 0 | 0 | 0 | 0 | -1.2493e-15 | 1.6691e-08 | -1.7195e-08 | -2.2833e-16 | 4.8746e-10 | 1.7078e-11 | -1.733e-15 | -3.1504e-09 | -8.7285e-09 | 3.8701e-16 | 6.5758e-10 | -9.2916e-10 | 0 | 0 | 0 | 0 | 0 | 0 | 0 | 0.94233 | 1.0698 | 0 | 0.94233 | 1.0698 | 0 | -110.0369 | 107.5651 | 0 | -110.0369 | 107.5651
Line14_15_16 | 0 | 0 | 0 | 0 | 0 | 0 | 0 | 0 | 0 | 0 | 0 | 0 | -2.7763e-15 | 3.3381e-08 | -3.439e-08 | 1.2169e-15 | -1.6203e-08 | 1.7212e-08 | -3.8265e-15 | -6.3008e-09 | -1.7457e-08 | 2.4643e-15 | 3.808e-09 | 7.7993e-09 | 0 | 0 | 0 | 0 | 0 | 0 | 0 | 0.94233 | 1.0698 | 0 | 0.94233 | 1.0698 | 0 | -110.0369 | 107.5651 | 0 | -110.0369 | 107.5651
Line15_16_17 | 0 | 0 | 0 | 0 | 0 | 0 | 0 | 0 | 0 | 0 | 0 | 0 | -1.4774e-15 | 1.6691e-08 | -1.7195e-08 | -2.6405e-16 | 4.8746e-10 | 1.7077e-11 | -2.0212e-15 | -3.1504e-09 | -8.7285e-09 | 4.5349e-16 | 6.5758e-10 | -9.2916e-10 | 0 | 0 | 0 | 0 | 0 | 0 | 0 | 0.94233 | 1.0698 | 0 | 0.94233 | 1.0698 | 0 | -110.0369 | 107.5651 | 0 | -110.0369 | 107.5651
Line16_4_18 | 0 | 0 | 0 | 0 | 0 | 0 | 0 | 0 | 0 | 0 | 0 | 0 | -8.9328e-17 | 1.6691e-08 | -1.7195e-08 | -1.6546e-17 | 4.8746e-10 | 1.7078e-11 | -1.0794e-16 | -3.1504e-09 | -8.7285e-09 | 3.6025e-17 | 6.5758e-10 | -9.2916e-10 | 0 | 0 | 0 | 0 | 0 | 0 | 0 | 0.94233 | 1.0698 | 0 | 0.94233 | 1.0698 | 0 | -110.0369 | 107.5651 | 0 | -110.0369 | 107.5651
Line17_5_19 | 0 | 0 | 0 | 0 | 0 | 0 | 0 | 0 | 0 | 0 | 0 | 0 | -8.9328e-17 | 1.6691e-08 | -1.7195e-08 | -1.6546e-17 | 4.8746e-10 | 1.7078e-11 | -1.0794e-16 | -3.1504e-09 | -8.7285e-09 | 3.6025e-17 | 6.5758e-10 | -9.2916e-10 | 0 | 0 | 0 | 0 | 0 | 0 | 0 | 0.94233 | 1.0698 | 0 | 0.94233 | 1.0698 | 0 | -110.0369 | 107.5651 | 0 | -110.0369 | 107.5651
Line1_1_3 | 0 | 0 | 0 | 0 | 0 | 0 | 0 | 0 | 0 | 0 | 0 | 0 | -1.1626e-19 | 1.3352e-07 | -1.3756e-07 | 2.636e-15 | -1.1635e-07 | 1.2038e-07 | 2.639e-20 | -2.5203e-08 | -6.9828e-08 | 3.9088e-15 | 2.271e-08 | 6.017e-08 | 0 | 0 | 0 | 0 | 0 | 0 | 0 | 0.94233 | 1.0698 | 0 | 0.94233 | 1.0698 | 0 | -110.0369 | 107.5651 | 0 | -110.0369 | 107.5651
Line2_1_4 | 0 | 0 | 0 | 0 | 0 | 0 | 0 | 0 | 0 | 0 | 0 | 0 | -2.9065e-20 | 3.3381e-08 | -3.439e-08 | 7.6262e-17 | -1.6203e-08 | 1.7212e-08 | 6.5975e-21 | -6.3008e-09 | -1.7457e-08 | 1.3357e-16 | 3.808e-09 | 7.7993e-09 | 0 | 0 | 0 | 0 | 0 | 0 | 0 | 0.94233 | 1.0698 | 0 | 0.94233 | 1.0698 | 0 | -110.0369 | 107.5651 | 0 | -110.0369 | 107.5651
Line3_1_5 | 0 | 0 | 0 | 0 | 0 | 0 | 0 | 0 | 0 | 0 | 0 | 0 | -2.9065e-20 | 3.3381e-08 | -3.439e-08 | 7.6262e-17 | -1.6203e-08 | 1.7212e-08 | 6.5975e-21 | -6.3008e-09 | -1.7457e-08 | 1.3357e-16 | 3.808e-09 | 7.7993e-09 | 0 | 0 | 0 | 0 | 0 | 0 | 0 | 0.94233 | 1.0698 | 0 | 0.94233 | 1.0698 | 0 | -110.0369 | 107.5651 | 0 | -110.0369 | 107.5651
Line4_2_6 | 0 | 0 | 0 | 0 | 0 | 0 | 0 | 0 | 0 | 0 | 0 | 0 | -1.4377e-15 | 8.3453e-08 | -8.5976e-08 | 2.0089e-15 | -6.6275e-08 | 6.8798e-08 | -1.9855e-15 | -1.5752e-08 | -4.3642e-08 | 3.0455e-15 | 1.3259e-08 | 3.3985e-08 | 0 | 0 | 0 | 0 | 0 | 0 | 0 | 0.94233 | 1.0698 | 0 | 0.94233 | 1.0698 | 0 | -110.0369 | 107.5651 | 0 | -110.0369 | 107.5651
Line5_6_7 | 0 | 0 | 0 | 0 | 0 | 0 | 0 | 0 | 0 | 0 | 0 | 0 | -2.1021e-15 | 6.6762e-08 | -6.8781e-08 | 2.0164e-15 | -4.9584e-08 | 5.1602e-08 | -2.8877e-15 | -1.2602e-08 | -3.4914e-08 | 3.1372e-15 | 1.0109e-08 | 2.5256e-08 | 0 | 0 | 0 | 0 | 0 | 0 | 0 | 0.94233 | 1.0698 | 0 | 0.94233 | 1.0698 | 0 | -110.0369 | 107.5651 | 0 | -110.0369 | 107.5651
Line6_7_8 | 0 | 0 | 0 | 0 | 0 | 0 | 0 | 0 | 0 | 0 | 0 | 0 | -2.1419e-15 | 5.0072e-08 | -5.1585e-08 | 1.5575e-15 | -3.2894e-08 | 3.4407e-08 | -2.9233e-15 | -9.4513e-09 | -2.6185e-08 | 2.5641e-15 | 6.9584e-09 | 1.6528e-08 | 0 | 0 | 0 | 0 | 0 | 0 | 0 | 0.94233 | 1.0698 | 0 | 0.94233 | 1.0698 | 0 | -110.0369 | 107.5651 | 0 | -110.0369 | 107.5651
Line7_8_9 | 0 | 0 | 0 | 0 | 0 | 0 | 0 | 0 | 0 | 0 | 0 | 0 | -8.5282e-16 | 1.6691e-08 | -1.7195e-08 | -1.5163e-16 | 4.8746e-10 | 1.7078e-11 | -1.1547e-15 | -3.1504e-09 | -8.7285e-09 | 2.6518e-16 | 6.5758e-10 | -9.2916e-10 | 0 | 0 | 0 | 0 | 0 | 0 | 0 | 0.94233 | 1.0698 | 0 | 0.94233 | 1.0698 | 0 | -110.0369 | 107.5651 | 0 | -110.0369 | 107.5651
Line8_8_10 | 0 | 0 | 0 | 0 | 0 | 0 | 0 | 0 | 0 | 0 | 0 | 0 | -8.5282e-16 | 1.6691e-08 | -1.7195e-08 | -1.5163e-16 | 4.8746e-10 | 1.7078e-11 | -1.1547e-15 | -3.1504e-09 | -8.7285e-09 | 2.6518e-16 | 6.5758e-10 | -9.2916e-10 | 0 | 0 | 0 | 0 | 0 | 0 | 0 | 0.94233 | 1.0698 | 0 | 0.94233 | 1.0698 | 0 | -110.0369 | 107.5651 | 0 | -110.0369 | 107.5651
Line9_3_11 | 0 | 0 | 0 | 0 | 0 | 0 | 0 | 0 | 0 | 0 | 0 | 0 | -2.7066e-15 | 1.1683e-07 | -1.2037e-07 | 4.2109e-15 | -9.9656e-08 | 1.0319e-07 | -3.7918e-15 | -2.2053e-08 | -6.1099e-08 | 6.2852e-15 | 1.956e-08 | 5.1442e-08 | 0 | 0 | 0 | 0 | 0 | 0 | 0 | 0.94233 | 1.0698 | 0 | 0.94233 | 1.0698 | 0 | -110.0369 | 107.5651 | 0 | -110.0369 | 107.5651

## LG_max_fault_6
name | pf_ikss_a_from_ka | pf_ikss_b_from_ka | pf_ikss_c_from_ka | pf_ikss_a_to_ka | pf_ikss_b_to_ka | pf_ikss_c_to_ka | pf_skss_a_from_mw | pf_skss_b_from_mw | pf_skss_c_from_mw | pf_skss_a_to_mw | pf_skss_b_to_mw | pf_skss_c_to_mw | pf_p_a_from_mw | pf_p_b_from_mw | pf_p_c_from_mw | pf_p_a_to_mw | pf_p_b_to_mw | pf_p_c_to_mw | pf_q_a_from_mvar | pf_q_b_from_mvar | pf_q_c_from_mvar | pf_q_a_to_mvar | pf_q_b_to_mvar | pf_q_c_to_mvar | pf_ikss_a_from_degree | pf_ikss_b_from_degree | pf_ikss_c_from_degree | pf_ikss_a_to_degree | pf_ikss_b_to_degree | pf_ikss_c_to_degree | pf_vm_a_from_pu | pf_vm_b_from_pu | pf_vm_c_from_pu | pf_vm_a_to_pu | pf_vm_b_to_pu | pf_vm_c_to_pu | pf_va_a_from_degree | pf_va_b_from_degree | pf_va_c_from_degree | pf_va_a_to_degree | pf_va_b_to_degree | pf_va_c_to_degree
Line0_1_2 | 0 | 0 | 0 | 0 | 0 | 0 | 0 | 0 | 0 | 0 | 0 | 0 | 7.7174e-11 | 1.567e-10 | -2.9463e-10 | -5.5585e-11 | -1.2823e-10 | 2.4457e-10 | 3.1113e-10 | -2.4945e-10 | -1.0809e-11 | -2.6592e-10 | 2.0813e-10 | 6.8389e-12 | 0 | 0 | 0 | 0 | 0 | 0 | 1.0477 | 1.0494 | 1.0502 | 1.0477 | 1.0494 | 1.0502 | -0.094461 | -119.9963 | 119.9693 | -0.094461 | -119.9963 | 119.9693
Line10_11_12 | 0 | 0 | 0 | 0 | 0 | 0 | 0 | 0 | 0 | 0 | 0 | 0 | 7.7174e-11 | 1.567e-10 | -2.9463e-10 | -5.5585e-11 | -1.2823e-10 | 2.4457e-10 | 3.1113e-10 | -2.4945e-10 | -1.0809e-11 | -2.6592e-10 | 2.0813e-10 | 6.839e-12 | 0 | 0 | 0 | 0 | 0 | 0 | 1.0477 | 1.0494 | 1.0502 | 1.0477 | 1.0494 | 1.0502 | -0.094461 | -119.9963 | 119.9693 | -0.094461 | -119.9963 | 119.9693
Line11_12_13 | 0 | 0 | 0 | 0 | 0 | 0 | 0 | 0 | 0 | 0 | 0 | 0 | 6.4312e-11 | 1.3058e-10 | -2.4552e-10 | -4.2723e-11 | -1.0211e-10 | 1.9546e-10 | 2.5927e-10 | -2.0788e-10 | -9.0078e-12 | -2.1407e-10 | 1.6656e-10 | 5.0374e-12 | 0 | 0 | 0 | 0 | 0 | 0 | 1.0477 | 1.0494 | 1.0502 | 1.0477 | 1.0494 | 1.0502 | -0.094461 | -119.9963 | 119.9693 | -0.094461 | -119.9963 | 119.9693
Line12_13_15 | 0 | 0 | 0 | 0 | 0 | 0 | 0 | 0 | 0 | 0 | 0 | 0 | 3.8587e-11 | 7.8348e-11 | -1.4731e-10 | -1.6998e-11 | -4.9879e-11 | 9.7254e-11 | 1.5556e-10 | -1.2473e-10 | -5.4047e-12 | -1.1036e-10 | 8.3409e-11 | 1.4343e-12 | 0 | 0 | 0 | 0 | 0 | 0 | 1.0477 | 1.0494 | 1.0502 | 1.0477 | 1.0494 | 1.0502 | -0.094461 | -119.9963 | 119.9693 | -0.094461 | -119.9963 | 119.9693
Line13_13_14 | 0 | 0 | 0 | 0 | 0 | 0 | 0 | 0 | 0 | 0 | 0 | 0 | 1.2862e-11 | 2.6116e-11 | -4.9104e-11 | 8.7268e-12 | 2.3533e-12 | -9.5423e-13 | 5.1855e-11 | -4.1575e-11 | -1.8016e-12 | -6.6503e-12 | 2.5925e-13 | -2.1689e-12 | 0 | 0 | 0 | 0 | 0 | 0 | 1.0477 | 1.0494 | 1.0502 | 1.0477 | 1.0494 | 1.0502 | -0.094461 | -119.9963 | 119.9693 | -0.094461 | -119.9963 | 119.9693
Line14_15_16 | 0 | 0 | 0 | 0 | 0 | 0 | 0 | 0 | 0 | 0 | 0 | 0 | 2.5725e-11 | 5.2232e-11 | -9.8208e-11 | -4.1355e-12 | -2.3763e-11 | 4.815e-11 | 1.0371e-10 | -8.315e-11 | -3.6031e-12 | -5.8505e-11 | 4.1834e-11 | -3.673e-13 | 0 | 0 | 0 | 0 | 0 | 0 | 1.0477 | 1.0494 | 1.0502 | 1.0477 | 1.0494 | 1.0502 | -0.094461 | -119.9963 | 119.9693 | -0.094461 | -119.9963 | 119.9693
Line15_16_17 | 0 | 0 | 0 | 0 | 0 | 0 | 0 | 0 | 0 | 0 | 0 | 0 | 1.2862e-11 | 2.6116e-11 | -4.9104e-11 | 8.7268e-12 | 2.3533e-12 | -9.5423e-13 | 5.1855e-11 | -4.1575e-11 | -1.8016e-12 | -6.6503e-12 | 2.5925e-13 | -2.1689e-12 | 0 | 0 | 0 | 0 | 0 | 0 | 1.0477 | 1.0494 | 1.0502 | 1.0477 | 1.0494 | 1.0502 | -0.094461 | -119.9963 | 119.9693 | -0.094461 | -119.9963 | 119.9693
Line16_4_18 | 0 | 0 | 0 | 0 | 0 | 0 | 0 | 0 | 0 | 0 | 0 | 0 | 1.2862e-11 | 2.6116e-11 | -4.9104e-11 | 8.7268e-12 | 2.3533e-12 | -9.5423e-13 | 5.1855e-11 | -4.1575e-11 | -1.8016e-12 | -6.6503e-12 | 2.5925e-13 | -2.1689e-12 | 0 | 0 | 0 | 0 | 0 | 0 | 1.0477 | 1.0494 | 1.0502 | 1.0477 | 1.0494 | 1.0502 | -0.094461 | -119.9963 | 119.9693 | -0.094461 | -119.9963 | 119.9693
Line17_5_19 | 0 | 0 | 0 | 0 | 0 | 0 | 0 | 0 | 0 | 0 | 0 | 0 | 1.2862e-11 | 2.6116e-11 | -4.9104e-11 | 8.7268e-12 | 2.3533e-12 | -9.5423e-13 | 5.1855e-11 | -4.1575e-11 | -1.8016e-12 | -6.6503e-12 | 2.5925e-13 | -2.1689e-12 | 0 | 0 | 0 | 0 | 0 | 0 | 1.0477 | 1.0494 | 1.0502 | 1.0477 | 1.0494 | 1.0502 | -0.094461 | -119.9963 | 119.9693 | -0.094461 | -119.9963 | 119.9693
Line1_1_3 | 0 | 0 | 0 | 0 | 0 | 0 | 0 | 0 | 0 | 0 | 0 | 0 | 1.029e-10 | 2.0893e-10 | -3.9283e-10 | -8.131e-11 | -1.8046e-10 | 3.4278e-10 | 4.1484e-10 | -3.326e-10 | -1.4412e-11 | -3.6963e-10 | 2.9128e-10 | 1.0442e-11 | 0 | 0 | 0 | 0 | 0 | 0 | 1.0477 | 1.0494 | 1.0502 | 1.0477 | 1.0494 | 1.0502 | -0.094461 | -119.9963 | 119.9693 | -0.094461 | -119.9963 | 119.9693
Line2_1_4 | 0 | 0 | 0 | 0 | 0 | 0 | 0 | 0 | 0 | 0 | 0 | 0 | 2.5725e-11 | 5.2232e-11 | -9.8208e-11 | -4.1355e-12 | -2.3763e-11 | 4.815e-11 | 1.0371e-10 | -8.315e-11 | -3.6031e-12 | -5.8505e-11 | 4.1834e-11 | -3.6731e-13 | 0 | 0 | 0 | 0 | 0 | 0 | 1.0477 | 1.0494 | 1.0502 | 1.0477 | 1.0494 | 1.0502 | -0.094461 | -119.9963 | 119.9693 | -0.094461 | -119.9963 | 119.9693
Line3_1_5 | 0 | 0 | 0 | 0 | 0 | 0 | 0 | 0 | 0 | 0 | 0 | 0 | 2.5725e-11 | 5.2232e-11 | -9.8208e-11 | -4.1355e-12 | -2.3763e-11 | 4.815e-11 | 1.0371e-10 | -8.315e-11 | -3.6031e-12 | -5.8505e-11 | 4.1834e-11 | -3.6731e-13 | 0 | 0 | 0 | 0 | 0 | 0 | 1.0477 | 1.0494 | 1.0502 | 1.0477 | 1.0494 | 1.0502 | -0.094461 | -119.9963 | 119.9693 | -0.094461 | -119.9963 | 119.9693
Line4_2_6 | 0 | 0 | 0 | 0 | 0 | 0 | 0 | 0 | 0 | 0 | 0 | 0 | 6.4312e-11 | 1.3058e-10 | -2.4552e-10 | -4.2723e-11 | -1.0211e-10 | 1.9546e-10 | 2.5927e-10 | -2.0788e-10 | -9.0078e-12 | -2.1407e-10 | 1.6656e-10 | 5.0374e-12 | 0 | 0 | 0 | 0 | 0 | 0 | 1.0477 | 1.0494 | 1.0502 | 1.0477 | 1.0494 | 1.0502 | -0.094461 | -119.9963 | 119.9693 | -0.094461 | -119.9963 | 119.9693
Line5_6_7 | 0 | 0 | 0 | 0 | 0 | 0 | 0 | 0 | 0 | 0 | 0 | 0 | 5.1449e-11 | 1.0446e-10 | -1.9642e-10 | -2.986e-11 | -7.5994e-11 | 1.4636e-10 | 2.0742e-10 | -1.663e-10 | -7.2062e-12 | -1.6221e-10 | 1.2498e-10 | 3.2358e-12 | 0 | 0 | 0 | 0 | 0 | 0 | 1.0477 | 1.0494 | 1.0502 | 1.0477 | 1.0494 | 1.0502 | -0.094461 | -119.9963 | 119.9693 | -0.094461 | -119.9963 | 119.9693
Line6_7_8 | 0 | 0 | 0 | 0 | 0 | 0 | 0 | 0 | 0 | 0 | 0 | 0 | 3.8587e-11 | 7.8348e-11 | -1.4731e-10 | -1.6998e-11 | -4.9879e-11 | 9.7254e-11 | 1.5556e-10 | -1.2473e-10 | -5.4047e-12 | -1.1036e-10 | 8.3409e-11 | 1.4343e-12 | 0 | 0 | 0 | 0 | 0 | 0 | 1.0477 | 1.0494 | 1.0502 | 1.0477 | 1.0494 | 1.0502 | -0.094461 | -119.9963 | 119.9693 | -0.094461 | -119.9963 | 119.9693
Line7_8_9 | 0 | 0 | 0 | 0 | 0 | 0 | 0 | 0 | 0 | 0 | 0 | 0 | 1.2862e-11 | 2.6116e-11 | -4.9104e-11 | 8.7268e-12 | 2.3533e-12 | -9.5423e-13 | 5.1855e-11 | -4.1575e-11 | -1.8016e-12 | -6.6503e-12 | 2.5925e-13 | -2.1689e-12 | 0 | 0 | 0 | 0 | 0 | 0 | 1.0477 | 1.0494 | 1.0502 | 1.0477 | 1.0494 | 1.0502 | -0.094461 | -119.9963 | 119.9693 | -0.094461 | -119.9963 | 119.9693
Line8_8_10 | 0 | 0 | 0 | 0 | 0 | 0 | 0 | 0 | 0 | 0 | 0 | 0 | 1.2862e-11 | 2.6116e-11 | -4.9104e-11 | 8.7268e-12 | 2.3533e-12 | -9.5423e-13 | 5.1855e-11 | -4.1575e-11 | -1.8016e-12 | -6.6503e-12 | 2.5925e-13 | -2.1689e-12 | 0 | 0 | 0 | 0 | 0 | 0 | 1.0477 | 1.0494 | 1.0502 | 1.0477 | 1.0494 | 1.0502 | -0.094461 | -119.9963 | 119.9693 | -0.094461 | -119.9963 | 119.9693
Line9_3_11 | 0 | 0 | 0 | 0 | 0 | 0 | 0 | 0 | 0 | 0 | 0 | 0 | 9.0037e-11 | 1.8281e-10 | -3.4373e-10 | -6.8447e-11 | -1.5434e-10 | 2.9367e-10 | 3.6298e-10 | -2.9103e-10 | -1.2611e-11 | -3.1778e-10 | 2.4971e-10 | 8.6405e-12 | 0 | 0 | 0 | 0 | 0 | 0 | 1.0477 | 1.0494 | 1.0502 | 1.0477 | 1.0494 | 1.0502 | -0.094461 | -119.9963 | 119.9693 | -0.094461 | -119.9963 | 119.9693

## LG_max_fault_10
name | pf_ikss_a_from_ka | pf_ikss_b_from_ka | pf_ikss_c_from_ka | pf_ikss_a_to_ka | pf_ikss_b_to_ka | pf_ikss_c_to_ka | pf_skss_a_from_mw | pf_skss_b_from_mw | pf_skss_c_from_mw | pf_skss_a_to_mw | pf_skss_b_to_mw | pf_skss_c_to_mw | pf_p_a_from_mw | pf_p_b_from_mw | pf_p_c_from_mw | pf_p_a_to_mw | pf_p_b_to_mw | pf_p_c_to_mw | pf_q_a_from_mvar | pf_q_b_from_mvar | pf_q_c_from_mvar | pf_q_a_to_mvar | pf_q_b_to_mvar | pf_q_c_to_mvar | pf_ikss_a_from_degree | pf_ikss_b_from_degree | pf_ikss_c_from_degree | pf_ikss_a_to_degree | pf_ikss_b_to_degree | pf_ikss_c_to_degree | pf_vm_a_from_pu | pf_vm_b_from_pu | pf_vm_c_from_pu | pf_vm_a_to_pu | pf_vm_b_to_pu | pf_vm_c_to_pu | pf_va_a_from_degree | pf_va_b_from_degree | pf_va_c_from_degree | pf_va_a_to_degree | pf_va_b_to_degree | pf_va_c_to_degree
Line0_1_2 | 0 | 0 | 0 | 0 | 0 | 0 | 0 | 0 | 0 | 0 | 0 | 0 | 8.873e-11 | 1.8017e-10 | -3.3872e-10 | -6.3913e-11 | -1.4744e-10 | 2.8117e-10 | 3.5764e-10 | -2.8675e-10 | -1.2455e-11 | -3.0567e-10 | 2.3926e-10 | 7.8876e-12 | 0 | 0 | 0 | 0 | 0 | 0 | 1.0975 | 1.0993 | 1.1003 | 1.0975 | 1.0993 | 1.1003 | -0.098921 | -119.9962 | 119.9678 | -0.098921 | -119.9962 | 119.9678
Line10_11_12 | 0 | 0 | 0 | 0 | 0 | 0 | 0 | 0 | 0 | 0 | 0 | 0 | 8.873e-11 | 1.8017e-10 | -3.3872e-10 | -6.3913e-11 | -1.4744e-10 | 2.8117e-10 | 3.5764e-10 | -2.8675e-10 | -1.2455e-11 | -3.0567e-10 | 2.3926e-10 | 7.8877e-12 | 0 | 0 | 0 | 0 | 0 | 0 | 1.0975 | 1.0993 | 1.1003 | 1.0975 | 1.0993 | 1.1003 | -0.098921 | -119.9962 | 119.9678 | -0.098921 | -119.9962 | 119.9678
Line11_12_13 | 0 | 0 | 0 | 0 | 0 | 0 | 0 | 0 | 0 | 0 | 0 | 0 | 7.3942e-11 | 1.5014e-10 | -2.8227e-10 | -4.9125e-11 | -1.1741e-10 | 2.2472e-10 | 2.9803e-10 | -2.3896e-10 | -1.0379e-11 | -2.4607e-10 | 1.9147e-10 | 5.8118e-12 | 0 | 0 | 0 | 0 | 0 | 0 | 1.0975 | 1.0993 | 1.1003 | 1.0975 | 1.0993 | 1.1003 | -0.098921 | -119.9962 | 119.9678 | -0.098921 | -119.9962 | 119.9678
Line12_13_15 | 0 | 0 | 0 | 0 | 0 | 0 | 0 | 0 | 0 | 0 | 0 | 0 | 4.4365e-11 | 9.0087e-11 | -1.6936e-10 | -1.9548e-11 | -5.7354e-11 | 1.1181e-10 | 1.7882e-10 | -1.4338e-10 | -6.2277e-12 | -1.2686e-10 | 9.5882e-11 | 1.66e-12 | 0 | 0 | 0 | 0 | 0 | 0 | 1.0975 | 1.0993 | 1.1003 | 1.0975 | 1.0993 | 1.1003 | -0.098921 | -119.9962 | 119.9678 | -0.098921 | -119.9962 | 119.9678
Line13_13_14 | 0 | 0 | 0 | 0 | 0 | 0 | 0 | 0 | 0 | 0 | 0 | 0 | 1.4788e-11 | 3.0029e-11 | -5.6453e-11 | 1.0029e-11 | 2.7038e-12 | -1.0966e-12 | 5.9606e-11 | -4.7792e-11 | -2.0759e-12 | -7.6425e-12 | 2.9764e-13 | -2.4918e-12 | 0 | 0 | 0 | 0 | 0 | 0 | 1.0975 | 1.0993 | 1.1003 | 1.0975 | 1.0993 | 1.1003 | -0.098921 | -119.9962 | 119.9678 | -0.098921 | -119.9962 | 119.9678
Line14_15_16 | 0 | 0 | 0 | 0 | 0 | 0 | 0 | 0 | 0 | 0 | 0 | 0 | 2.9577e-11 | 6.0058e-11 | -1.1291e-10 | -4.7593e-12 | -2.7325e-11 | 5.5357e-11 | 1.1921e-10 | -9.5585e-11 | -4.1518e-12 | -6.7249e-11 | 4.809e-11 | -4.1589e-13 | 0 | 0 | 0 | 0 | 0 | 0 | 1.0975 | 1.0993 | 1.1003 | 1.0975 | 1.0993 | 1.1003 | -0.098921 | -119.9962 | 119.9678 | -0.098921 | -119.9962 | 119.9678
Line15_16_17 | 0 | 0 | 0 | 0 | 0 | 0 | 0 | 0 | 0 | 0 | 0 | 0 | 1.4788e-11 | 3.0029e-11 | -5.6454e-11 | 1.0029e-11 | 2.7038e-12 | -1.0966e-12 | 5.9606e-11 | -4.7792e-11 | -2.0759e-12 | -7.6425e-12 | 2.9764e-13 | -2.4918e-12 | 0 | 0 | 0 | 0 | 0 | 0 | 1.0975 | 1.0993 | 1.1003 | 1.0975 | 1.0993 | 1.1003 | -0.098921 | -119.9962 | 119.9678 | -0.098921 | -119.9962 | 119.9678
Line16_4_18 | 0 | 0 | 0 | 0 | 0 | 0 | 0 | 0 | 0 | 0 | 0 | 0 | 1.4788e-11 | 3.0029e-11 | -5.6453e-11 | 1.0029e-11 | 2.7038e-12 | -1.0966e-12 | 5.9606e-11 | -4.7792e-11 | -2.0759e-12 | -7.6425e-12 | 2.9764e-13 | -2.4918e-12 | 0 | 0 | 0 | 0 | 0 | 0 | 1.0975 | 1.0993 | 1.1003 | 1.0975 | 1.0993 | 1.1003 | -0.098921 | -119.9962 | 119.9678 | -0.098921 | -119.9962 | 119.9678
Line17_5_19 | 0 | 0 | 0 | 0 | 0 | 0 | 0 | 0 | 0 | 0 | 0 | 0 | 1.4788e-11 | 3.0029e-11 | -5.6453e-11 | 1.0029e-11 | 2.7038e-12 | -1.0966e-12 | 5.9606e-11 | -4.7792e-11 | -2.0759e-12 | -7.6425e-12 | 2.9764e-13 | -2.4918e-12 | 0 | 0 | 0 | 0 | 0 | 0 | 1.0975 | 1.0993 | 1.1003 | 1.0975 | 1.0993 | 1.1003 | -0.098921 | -119.9962 | 119.9678 | -0.098921 | -119.9962 | 119.9678
Line1_1_3 | 0 | 0 | 0 | 0 | 0 | 0 | 0 | 0 | 0 | 0 | 0 | 0 | 1.1831e-10 | 2.4023e-10 | -4.5163e-10 | -9.349e-11 | -2.075e-10 | 3.9408e-10 | 4.7685e-10 | -3.8234e-10 | -1.6607e-11 | -4.2489e-10 | 3.3484e-10 | 1.2039e-11 | 0 | 0 | 0 | 0 | 0 | 0 | 1.0975 | 1.0993 | 1.1003 | 1.0975 | 1.0993 | 1.1003 | -0.098921 | -119.9962 | 119.9678 | -0.098921 | -119.9962 | 119.9678
Line2_1_4 | 0 | 0 | 0 | 0 | 0 | 0 | 0 | 0 | 0 | 0 | 0 | 0 | 2.9577e-11 | 6.0058e-11 | -1.1291e-10 | -4.7593e-12 | -2.7325e-11 | 5.5357e-11 | 1.1921e-10 | -9.5585e-11 | -4.1518e-12 | -6.7249e-11 | 4.809e-11 | -4.1591e-13 | 0 | 0 | 0 | 0 | 0 | 0 | 1.0975 | 1.0993 | 1.1003 | 1.0975 | 1.0993 | 1.1003 | -0.098921 | -119.9962 | 119.9678 | -0.098921 | -119.9962 | 119.9678
Line3_1_5 | 0 | 0 | 0 | 0 | 0 | 0 | 0 | 0 | 0 | 0 | 0 | 0 | 2.9577e-11 | 6.0058e-11 | -1.1291e-10 | -4.7593e-12 | -2.7325e-11 | 5.5357e-11 | 1.1921e-10 | -9.5585e-11 | -4.1518e-12 | -6.7249e-11 | 4.809e-11 | -4.1591e-13 | 0 | 0 | 0 | 0 | 0 | 0 | 1.0975 | 1.0993 | 1.1003 | 1.0975 | 1.0993 | 1.1003 | -0.098921 | -119.9962 | 119.9678 | -0.098921 | -119.9962 | 119.9678
Line4_2_6 | 0 | 0 | 0 | 0 | 0 | 0 | 0 | 0 | 0 | 0 | 0 | 0 | 7.3942e-11 | 1.5014e-10 | -2.8227e-10 | -4.9125e-11 | -1.1741e-10 | 2.2472e-10 | 2.9803e-10 | -2.3896e-10 | -1.0379e-11 | -2.4607e-10 | 1.9147e-10 | 5.8118e-12 | 0 | 0 | 0 | 0 | 0 | 0 | 1.0975 | 1.0993 | 1.1003 | 1.0975 | 1.0993 | 1.1003 | -0.098921 | -119.9962 | 119.9678 | -0.098921 | -119.9962 | 119.9678
Line5_6_7 | 0 | 0 | 0 | 0 | 0 | 0 | 0 | 0 | 0 | 0 | 0 | 0 | 5.9154e-11 | 1.2012e-10 | -2.2581e-10 | -3.4336e-11 | -8.7383e-11 | 1.6826e-10 | 2.3843e-10 | -1.9117e-10 | -8.3036e-12 | -1.8646e-10 | 1.4367e-10 | 3.7359e-12 | 0 | 0 | 0 | 0 | 0 | 0 | 1.0975 | 1.0993 | 1.1003 | 1.0975 | 1.0993 | 1.1003 | -0.098921 | -119.9962 | 119.9678 | -0.098921 | -119.9962 | 119.9678
Line6_7_8 | 0 | 0 | 0 | 0 | 0 | 0 | 0 | 0 | 0 | 0 | 0 | 0 | 4.4365e-11 | 9.0087e-11 | -1.6936e-10 | -1.9548e-11 | -5.7354e-11 | 1.1181e-10 | 1.7882e-10 | -1.4338e-10 | -6.2277e-12 | -1.2686e-10 | 9.5882e-11 | 1.66e-12 | 0 | 0 | 0 | 0 | 0 | 0 | 1.0975 | 1.0993 | 1.1003 | 1.0975 | 1.0993 | 1.1003 | -0.098921 | -119.9962 | 119.9678 | -0.098921 | -119.9962 | 119.9678
Line7_8_9 | 0 | 0 | 0 | 0 | 0 | 0 | 0 | 0 | 0 | 0 | 0 | 0 | 1.4788e-11 | 3.0029e-11 | -5.6453e-11 | 1.0029e-11 | 2.7038e-12 | -1.0966e-12 | 5.9606e-11 | -4.7792e-11 | -2.0759e-12 | -7.6425e-12 | 2.9764e-13 | -2.4918e-12 | 0 | 0 | 0 | 0 | 0 | 0 | 1.0975 | 1.0993 | 1.1003 | 1.0975 | 1.0993 | 1.1003 | -0.098921 | -119.9962 | 119.9678 | -0.098921 | -119.9962 | 119.9678
Line8_8_10 | 0 | 0 | 0 | 0 | 0 | 0 | 0 | 0 | 0 | 0 | 0 | 0 | 1.4788e-11 | 3.0029e-11 | -5.6453e-11 | 1.0029e-11 | 2.7038e-12 | -1.0966e-12 | 5.9606e-11 | -4.7792e-11 | -2.0759e-12 | -7.6425e-12 | 2.9764e-13 | -2.4918e-12 | 0 | 0 | 0 | 0 | 0 | 0 | 1.0975 | 1.0993 | 1.1003 | 1.0975 | 1.0993 | 1.1003 | -0.098921 | -119.9962 | 119.9678 | -0.098921 | -119.9962 | 119.9678
Line9_3_11 | 0 | 0 | 0 | 0 | 0 | 0 | 0 | 0 | 0 | 0 | 0 | 0 | 1.0352e-10 | 2.102e-10 | -3.9517e-10 | -7.8701e-11 | -1.7747e-10 | 3.3762e-10 | 4.1724e-10 | -3.3455e-10 | -1.4531e-11 | -3.6528e-10 | 2.8705e-10 | 9.9636e-12 | 0 | 0 | 0 | 0 | 0 | 0 | 1.0975 | 1.0993 | 1.1003 | 1.0975 | 1.0993 | 1.1003 | -0.098921 | -119.9962 | 119.9678 | -0.098921 | -119.9962 | 119.9678

## LG_min_6
name | pf_ikss_a_from_ka | pf_ikss_b_from_ka | pf_ikss_c_from_ka | pf_ikss_a_to_ka | pf_ikss_b_to_ka | pf_ikss_c_to_ka | pf_skss_a_from_mw | pf_skss_b_from_mw | pf_skss_c_from_mw | pf_skss_a_to_mw | pf_skss_b_to_mw | pf_skss_c_to_mw | pf_p_a_from_mw | pf_p_b_from_mw | pf_p_c_from_mw | pf_p_a_to_mw | pf_p_b_to_mw | pf_p_c_to_mw | pf_q_a_from_mvar | pf_q_b_from_mvar | pf_q_c_from_mvar | pf_q_a_to_mvar | pf_q_b_to_mvar | pf_q_c_to_mvar | pf_ikss_a_from_degree | pf_ikss_b_from_degree | pf_ikss_c_from_degree | pf_ikss_a_to_degree | pf_ikss_b_to_degree | pf_ikss_c_to_degree | pf_vm_a_from_pu | pf_vm_b_from_pu | pf_vm_c_from_pu | pf_vm_a_to_pu | pf_vm_b_to_pu | pf_vm_c_to_pu | pf_va_a_from_degree | pf_va_b_from_degree | pf_va_c_from_degree | pf_va_a_to_degree | pf_va_b_to_degree | pf_va_c_to_degree
Line0_1_2 | 0 | 0 | 0 | 0 | 0 | 0 | 0 | 0 | 0 | 0 | 0 | 0 | 4.8483e-20 | 7.4628e-08 | -7.6887e-08 | 1.7905e-15 | -6.1827e-08 | 6.4086e-08 | 6.778e-22 | -1.4069e-08 | -3.9e-08 | 1.4471e-15 | 1.2215e-08 | 3.1807e-08 | 0 | 0 | 0 | 0 | 0 | 0 | 0 | 0.81379 | 0.92384 | 0 | 0.81379 | 0.92384 | 0 | -110.0201 | 107.5518 | 0 | -110.0201 | 107.5518
Line10_11_12 | 0 | 0 | 0 | 0 | 0 | 0 | 0 | 0 | 0 | 0 | 0 | 0 | -5.4925e-15 | 7.4628e-08 | -7.6887e-08 | 6.3116e-15 | -6.1827e-08 | 6.4086e-08 | -4.1588e-15 | -1.4069e-08 | -3.9e-08 | 5.142e-15 | 1.2215e-08 | 3.1807e-08 | 0 | 0 | 0 | 0 | 0 | 0 | 0 | 0.81379 | 0.92384 | 0 | 0.81379 | 0.92384 | 0 | -110.0201 | 107.5518 | 0 | -110.0201 | 107.5518
Line11_12_13 | 0 | 0 | 0 | 0 | 0 | 0 | 0 | 0 | 0 | 0 | 0 | 0 | -6.3893e-15 | 6.219e-08 | -6.4073e-08 | 6.2121e-15 | -4.9389e-08 | 5.1271e-08 | -4.8223e-15 | -1.1724e-08 | -3.25e-08 | 5.1366e-15 | 9.8704e-09 | 2.5307e-08 | 0 | 0 | 0 | 0 | 0 | 0 | 0 | 0.81379 | 0.92384 | 0 | 0.81379 | 0.92384 | 0 | -110.0201 | 107.5518 | 0 | -110.0201 | 107.5518
Line12_13_15 | 0 | 0 | 0 | 0 | 0 | 0 | 0 | 0 | 0 | 0 | 0 | 0 | -4.7303e-15 | 3.7314e-08 | -3.8444e-08 | 3.3935e-15 | -2.4513e-08 | 2.5642e-08 | -3.5569e-15 | -7.0343e-09 | -1.95e-08 | 3.0493e-15 | 5.1808e-09 | 1.2306e-08 | 0 | 0 | 0 | 0 | 0 | 0 | 0 | 0.81379 | 0.92384 | 0 | 0.81379 | 0.92384 | 0 | -110.0201 | 107.5518 | 0 | -110.0201 | 107.5518
Line13_13_14 | 0 | 0 | 0 | 0 | 0 | 0 | 0 | 0 | 0 | 0 | 0 | 0 | -1.5768e-15 | 1.2438e-08 | -1.2815e-08 | -9.5226e-17 | 3.6354e-10 | 1.2951e-11 | -1.1856e-15 | -2.3448e-09 | -6.5001e-09 | 4.042e-16 | 4.9126e-10 | -6.9368e-10 | 0 | 0 | 0 | 0 | 0 | 0 | 0 | 0.81379 | 0.92384 | 0 | 0.81379 | 0.92384 | 0 | -110.0201 | 107.5518 | 0 | -110.0201 | 107.5518
Line14_15_16 | 0 | 0 | 0 | 0 | 0 | 0 | 0 | 0 | 0 | 0 | 0 | 0 | -3.4973e-15 | 2.4876e-08 | -2.5629e-08 | 1.7487e-15 | -1.2075e-08 | 1.2828e-08 | -2.613e-15 | -4.6896e-09 | -1.3e-08 | 1.8397e-15 | 2.836e-09 | 5.8064e-09 | 0 | 0 | 0 | 0 | 0 | 0 | 0 | 0.81379 | 0.92384 | 0 | 0.81379 | 0.92384 | 0 | -110.0201 | 107.5518 | 0 | -110.0201 | 107.5518
Line15_16_17 | 0 | 0 | 0 | 0 | 0 | 0 | 0 | 0 | 0 | 0 | 0 | 0 | -1.857e-15 | 1.2438e-08 | -1.2815e-08 | -1.0849e-16 | 3.6354e-10 | 1.2952e-11 | -1.3772e-15 | -2.3448e-09 | -6.5001e-09 | 4.7268e-16 | 4.9126e-10 | -6.9368e-10 | 0 | 0 | 0 | 0 | 0 | 0 | 0 | 0.81379 | 0.92384 | 0 | 0.81379 | 0.92384 | 0 | -110.0201 | 107.5518 | 0 | -110.0201 | 107.5518
Line16_4_18 | 0 | 0 | 0 | 0 | 0 | 0 | 0 | 0 | 0 | 0 | 0 | 0 | -1.0836e-16 | 1.2438e-08 | -1.2815e-08 | -4.7112e-18 | 3.6354e-10 | 1.2952e-11 | -7.0694e-17 | -2.3448e-09 | -6.5e-09 | 3.6333e-17 | 4.9126e-10 | -6.9368e-10 | 0 | 0 | 0 | 0 | 0 | 0 | 0 | 0.81379 | 0.92384 | 0 | 0.81379 | 0.92384 | 0 | -110.0201 | 107.5518 | 0 | -110.0201 | 107.5518
Line17_5_19 | 0 | 0 | 0 | 0 | 0 | 0 | 0 | 0 | 0 | 0 | 0 | 0 | -1.0836e-16 | 1.2438e-08 | -1.2815e-08 | -4.7112e-18 | 3.6354e-10 | 1.2952e-11 | -7.0694e-17 | -2.3448e-09 | -6.5e-09 | 3.6333e-17 | 4.9126e-10 | -6.9368e-10 | 0 | 0 | 0 | 0 | 0 | 0 | 0 | 0.81379 | 0.92384 | 0 | 0.81379 | 0.92384 | 0 | -110.0201 | 107.5518 | 0 | -110.0201 | 107.5518
Line1_1_3 | 0 | 0 | 0 | 0 | 0 | 0 | 0 | 0 | 0 | 0 | 0 | 0 | 6.4644e-20 | 9.9504e-08 | -1.0252e-07 | 3.3961e-15 | -8.6703e-08 | 8.9715e-08 | 9.0375e-22 | -1.8758e-08 | -5.2e-08 | 2.7242e-15 | 1.6905e-08 | 4.4807e-08 | 0 | 0 | 0 | 0 | 0 | 0 | 0 | 0.81379 | 0.92384 | 0 | 0.81379 | 0.92384 | 0 | -110.0201 | 107.5518 | 0 | -110.0201 | 107.5518
Line2_1_4 | 0 | 0 | 0 | 0 | 0 | 0 | 0 | 0 | 0 | 0 | 0 | 0 | 1.6161e-20 | 2.4876e-08 | -2.5629e-08 | 1.0386e-16 | -1.2075e-08 | 1.2828e-08 | 2.2593e-22 | -4.6896e-09 | -1.3e-08 | 9.6895e-17 | 2.836e-09 | 5.8064e-09 | 0 | 0 | 0 | 0 | 0 | 0 | 0 | 0.81379 | 0.92384 | 0 | 0.81379 | 0.92384 | 0 | -110.0201 | 107.5518 | 0 | -110.0201 | 107.5518
Line3_1_5 | 0 | 0 | 0 | 0 | 0 | 0 | 0 | 0 | 0 | 0 | 0 | 0 | 1.6161e-20 | 2.4876e-08 | -2.5629e-08 | 1.0386e-16 | -1.2075e-08 | 1.2828e-08 | 2.2593e-22 | -4.6896e-09 | -1.3e-08 | 9.6895e-17 | 2.836e-09 | 5.8064e-09 | 0 | 0 | 0 | 0 | 0 | 0 | 0 | 0.81379 | 0.92384 | 0 | 0.81379 | 0.92384 | 0 | -110.0201 | 107.5518 | 0 | -110.0201 | 107.5518
Line4_2_6 | 0 | 0 | 0 | 0 | 0 | 0 | 0 | 0 | 0 | 0 | 0 | 0 | -1.8122e-15 | 6.219e-08 | -6.4073e-08 | 2.6065e-15 | -4.9389e-08 | 5.1271e-08 | -1.3567e-15 | -1.1724e-08 | -3.25e-08 | 2.1349e-15 | 9.8704e-09 | 2.5307e-08 | 0 | 0 | 0 | 0 | 0 | 0 | 0 | 0.81379 | 0.92384 | 0 | 0.81379 | 0.92384 | 0 | -110.0201 | 107.5518 | 0 | -110.0201 | 107.5518
Line5_6_7 | 0 | 0 | 0 | 0 | 0 | 0 | 0 | 0 | 0 | 0 | 0 | 0 | -2.6454e-15 | 4.9752e-08 | -5.1258e-08 | 2.6383e-15 | -3.6951e-08 | 3.8457e-08 | -1.97e-15 | -9.3791e-09 | -2.6e-08 | 2.2138e-15 | 7.5256e-09 | 1.8806e-08 | 0 | 0 | 0 | 0 | 0 | 0 | 0 | 0.81379 | 0.92384 | 0 | 0.81379 | 0.92384 | 0 | -110.0201 | 107.5518 | 0 | -110.0201 | 107.5518
Line6_7_8 | 0 | 0 | 0 | 0 | 0 | 0 | 0 | 0 | 0 | 0 | 0 | 0 | -2.6903e-15 | 3.7314e-08 | -3.8444e-08 | 2.0765e-15 | -2.4513e-08 | 2.5642e-08 | -1.9905e-15 | -7.0343e-09 | -1.95e-08 | 1.8342e-15 | 5.1808e-09 | 1.2306e-08 | 0 | 0 | 0 | 0 | 0 | 0 | 0 | 0.81379 | 0.92384 | 0 | 0.81379 | 0.92384 | 0 | -110.0201 | 107.5518 | 0 | -110.0201 | 107.5518
Line7_8_9 | 0 | 0 | 0 | 0 | 0 | 0 | 0 | 0 | 0 | 0 | 0 | 0 | -1.0686e-15 | 1.2438e-08 | -1.2815e-08 | -6.099e-17 | 3.6354e-10 | 1.2952e-11 | -7.8437e-16 | -2.3448e-09 | -6.5001e-09 | 2.7564e-16 | 4.9126e-10 | -6.9368e-10 | 0 | 0 | 0 | 0 | 0 | 0 | 0 | 0.81379 | 0.92384 | 0 | 0.81379 | 0.92384 | 0 | -110.0201 | 107.5518 | 0 | -110.0201 | 107.5518
Line8_8_10 | 0 | 0 | 0 | 0 | 0 | 0 | 0 | 0 | 0 | 0 | 0 | 0 | -1.0686e-15 | 1.2438e-08 | -1.2815e-08 | -6.099e-17 | 3.6354e-10 | 1.2952e-11 | -7.8437e-16 | -2.3448e-09 | -6.5001e-09 | 2.7564e-16 | 4.9126e-10 | -6.9368e-10 | 0 | 0 | 0 | 0 | 0 | 0 | 0 | 0.81379 | 0.92384 | 0 | 0.81379 | 0.92384 | 0 | -110.0201 | 107.5518 | 0 | -110.0201 | 107.5518
Line9_3_11 | 0 | 0 | 0 | 0 | 0 | 0 | 0 | 0 | 0 | 0 | 0 | 0 | -3.4263e-15 | 8.7066e-08 | -8.9702e-08 | 5.4365e-15 | -7.4265e-08 | 7.69e-08 | -2.6015e-15 | -1.6413e-08 | -4.55e-08 | 4.388e-15 | 1.456e-08 | 3.8307e-08 | 0 | 0 | 0 | 0 | 0 | 0 | 0 | 0.81379 | 0.92384 | 0 | 0.81379 | 0.92384 | 0 | -110.0201 | 107.5518 | 0 | -110.0201 | 107.5518

## LG_min_10
name | pf_ikss_a_from_ka | pf_ikss_b_from_ka | pf_ikss_c_from_ka | pf_ikss_a_to_ka | pf_ikss_b_to_ka | pf_ikss_c_to_ka | pf_skss_a_from_mw | pf_skss_b_from_mw | pf_skss_c_from_mw | pf_skss_a_to_mw | pf_skss_b_to_mw | pf_skss_c_to_mw | pf_p_a_from_mw | pf_p_b_from_mw | pf_p_c_from_mw | pf_p_a_to_mw | pf_p_b_to_mw | pf_p_c_to_mw | pf_q_a_from_mvar | pf_q_b_from_mvar | pf_q_c_from_mvar | pf_q_a_to_mvar | pf_q_b_to_mvar | pf_q_c_to_mvar | pf_ikss_a_from_degree | pf_ikss_b_from_degree | pf_ikss_c_from_degree | pf_ikss_a_to_degree | pf_ikss_b_to_degree | pf_ikss_c_to_degree | pf_vm_a_from_pu | pf_vm_b_from_pu | pf_vm_c_from_pu | pf_vm_a_to_pu | pf_vm_b_to_pu | pf_vm_c_to_pu | pf_va_a_from_degree | pf_va_b_from_degree | pf_va_c_from_degree | pf_va_a_to_degree | pf_va_b_to_degree | pf_va_c_to_degree
Line0_1_2 | 0 | 0 | 0 | 0 | 0 | 0 | 0 | 0 | 0 | 0 | 0 | 0 | 4.3507e-20 | 6.6979e-08 | -6.9007e-08 | 1.607e-15 | -5.549e-08 | 5.7517e-08 | 6.1929e-22 | -1.2627e-08 | -3.5003e-08 | 1.2988e-15 | 1.0963e-08 | 2.8547e-08 | 0 | 0 | 0 | 0 | 0 | 0 | 0 | 0.77096 | 0.87522 | 0 | 0.77096 | 0.87522 | 0 | -110.0201 | 107.5518 | 0 | -110.0201 | 107.5518
Line10_11_12 | 0 | 0 | 0 | 0 | 0 | 0 | 0 | 0 | 0 | 0 | 0 | 0 | -4.9296e-15 | 6.6979e-08 | -6.9007e-08 | 5.6647e-15 | -5.549e-08 | 5.7517e-08 | -3.7326e-15 | -1.2627e-08 | -3.5003e-08 | 4.615e-15 | 1.0963e-08 | 2.8547e-08 | 0 | 0 | 0 | 0 | 0 | 0 | 0 | 0.77096 | 0.87522 | 0 | 0.77096 | 0.87522 | 0 | -110.0201 | 107.5518 | 0 | -110.0201 | 107.5518
Line11_12_13 | 0 | 0 | 0 | 0 | 0 | 0 | 0 | 0 | 0 | 0 | 0 | 0 | -5.7345e-15 | 5.5816e-08 | -5.7506e-08 | 5.5754e-15 | -4.4327e-08 | 4.6016e-08 | -4.3281e-15 | -1.0522e-08 | -2.9169e-08 | 4.6102e-15 | 8.8587e-09 | 2.2713e-08 | 0 | 0 | 0 | 0 | 0 | 0 | 0 | 0.77096 | 0.87522 | 0 | 0.77096 | 0.87522 | 0 | -110.0201 | 107.5518 | 0 | -110.0201 | 107.5518
Line12_13_15 | 0 | 0 | 0 | 0 | 0 | 0 | 0 | 0 | 0 | 0 | 0 | 0 | -4.2455e-15 | 3.349e-08 | -3.4503e-08 | 3.0457e-15 | -2.2e-08 | 2.3014e-08 | -3.1924e-15 | -6.3134e-09 | -1.7502e-08 | 2.7368e-15 | 4.6498e-09 | 1.1045e-08 | 0 | 0 | 0 | 0 | 0 | 0 | 0 | 0.77096 | 0.87522 | 0 | 0.77096 | 0.87522 | 0 | -110.0201 | 107.5518 | 0 | -110.0201 | 107.5518
Line13_13_14 | 0 | 0 | 0 | 0 | 0 | 0 | 0 | 0 | 0 | 0 | 0 | 0 | -1.4152e-15 | 1.1163e-08 | -1.1501e-08 | -8.5466e-17 | 3.2628e-10 | 1.1624e-11 | -1.0641e-15 | -2.1045e-09 | -5.8338e-09 | 3.6278e-16 | 4.4091e-10 | -6.2258e-10 | 0 | 0 | 0 | 0 | 0 | 0 | 0 | 0.77096 | 0.87522 | 0 | 0.77096 | 0.87522 | 0 | -110.0201 | 107.5518 | 0 | -110.0201 | 107.5518
Line14_15_16 | 0 | 0 | 0 | 0 | 0 | 0 | 0 | 0 | 0 | 0 | 0 | 0 | -3.1389e-15 | 2.2326e-08 | -2.3002e-08 | 1.5695e-15 | -1.0837e-08 | 1.1513e-08 | -2.3452e-15 | -4.2089e-09 | -1.1668e-08 | 1.6512e-15 | 2.5454e-09 | 5.2113e-09 | 0 | 0 | 0 | 0 | 0 | 0 | 0 | 0.77096 | 0.87522 | 0 | 0.77096 | 0.87522 | 0 | -110.0201 | 107.5518 | 0 | -110.0201 | 107.5518
Line15_16_17 | 0 | 0 | 0 | 0 | 0 | 0 | 0 | 0 | 0 | 0 | 0 | 0 | -1.6667e-15 | 1.1163e-08 | -1.1501e-08 | -9.7375e-17 | 3.2628e-10 | 1.1624e-11 | -1.236e-15 | -2.1045e-09 | -5.8338e-09 | 4.2423e-16 | 4.4091e-10 | -6.2258e-10 | 0 | 0 | 0 | 0 | 0 | 0 | 0 | 0.77096 | 0.87522 | 0 | 0.77096 | 0.87522 | 0 | -110.0201 | 107.5518 | 0 | -110.0201 | 107.5518
Line16_4_18 | 0 | 0 | 0 | 0 | 0 | 0 | 0 | 0 | 0 | 0 | 0 | 0 | -9.7249e-17 | 1.1163e-08 | -1.1501e-08 | -4.2283e-18 | 3.2628e-10 | 1.1624e-11 | -6.3449e-17 | -2.1045e-09 | -5.8338e-09 | 3.2609e-17 | 4.4091e-10 | -6.2258e-10 | 0 | 0 | 0 | 0 | 0 | 0 | 0 | 0.77096 | 0.87522 | 0 | 0.77096 | 0.87522 | 0 | -110.0201 | 107.5518 | 0 | -110.0201 | 107.5518
Line17_5_19 | 0 | 0 | 0 | 0 | 0 | 0 | 0 | 0 | 0 | 0 | 0 | 0 | -9.7249e-17 | 1.1163e-08 | -1.1501e-08 | -4.2283e-18 | 3.2628e-10 | 1.1624e-11 | -6.3449e-17 | -2.1045e-09 | -5.8338e-09 | 3.2609e-17 | 4.4091e-10 | -6.2258e-10 | 0 | 0 | 0 | 0 | 0 | 0 | 0 | 0.77096 | 0.87522 | 0 | 0.77096 | 0.87522 | 0 | -110.0201 | 107.5518 | 0 | -110.0201 | 107.5518
Line1_1_3 | 0 | 0 | 0 | 0 | 0 | 0 | 0 | 0 | 0 | 0 | 0 | 0 | 5.8009e-20 | 8.9306e-08 | -9.2009e-08 | 3.048e-15 | -7.7816e-08 | 8.052e-08 | 8.2573e-22 | -1.6836e-08 | -4.6671e-08 | 2.445e-15 | 1.5172e-08 | 4.0214e-08 | 0 | 0 | 0 | 0 | 0 | 0 | 0 | 0.77096 | 0.87522 | 0 | 0.77096 | 0.87522 | 0 | -110.0201 | 107.5518 | 0 | -110.0201 | 107.5518
Line2_1_4 | 0 | 0 | 0 | 0 | 0 | 0 | 0 | 0 | 0 | 0 | 0 | 0 | 1.4502e-20 | 2.2326e-08 | -2.3002e-08 | 9.3215e-17 | -1.0837e-08 | 1.1513e-08 | 2.0643e-22 | -4.2089e-09 | -1.1668e-08 | 8.6964e-17 | 2.5454e-09 | 5.2113e-09 | 0 | 0 | 0 | 0 | 0 | 0 | 0 | 0.77096 | 0.87522 | 0 | 0.77096 | 0.87522 | 0 | -110.0201 | 107.5518 | 0 | -110.0201 | 107.5518
Line3_1_5 | 0 | 0 | 0 | 0 | 0 | 0 | 0 | 0 | 0 | 0 | 0 | 0 | 1.4502e-20 | 2.2326e-08 | -2.3002e-08 | 9.3215e-17 | -1.0837e-08 | 1.1513e-08 | 2.0643e-22 | -4.2089e-09 | -1.1668e-08 | 8.6964e-17 | 2.5454e-09 | 5.2113e-09 | 0 | 0 | 0 | 0 | 0 | 0 | 0 | 0.77096 | 0.87522 | 0 | 0.77096 | 0.87522 | 0 | -110.0201 | 107.5518 | 0 | -110.0201 | 107.5518
Line4_2_6 | 0 | 0 | 0 | 0 | 0 | 0 | 0 | 0 | 0 | 0 | 0 | 0 | -1.6264e-15 | 5.5816e-08 | -5.7506e-08 | 2.3393e-15 | -4.4327e-08 | 4.6016e-08 | -1.2176e-15 | -1.0522e-08 | -2.9169e-08 | 1.9161e-15 | 8.8587e-09 | 2.2713e-08 | 0 | 0 | 0 | 0 | 0 | 0 | 0 | 0.77096 | 0.87522 | 0 | 0.77096 | 0.87522 | 0 | -110.0201 | 107.5518 | 0 | -110.0201 | 107.5518
Line5_6_7 | 0 | 0 | 0 | 0 | 0 | 0 | 0 | 0 | 0 | 0 | 0 | 0 | -2.3743e-15 | 4.4653e-08 | -4.6005e-08 | 2.3678e-15 | -3.3163e-08 | 3.4515e-08 | -1.7681e-15 | -8.4178e-09 | -2.3335e-08 | 1.9869e-15 | 6.7543e-09 | 1.6879e-08 | 0 | 0 | 0 | 0 | 0 | 0 | 0 | 0.77096 | 0.87522 | 0 | 0.77096 | 0.87522 | 0 | -110.0201 | 107.5518 | 0 | -110.0201 | 107.5518
Line6_7_8 | 0 | 0 | 0 | 0 | 0 | 0 | 0 | 0 | 0 | 0 | 0 | 0 | -2.4145e-15 | 3.349e-08 | -3.4503e-08 | 1.8637e-15 | -2.2e-08 | 2.3014e-08 | -1.7865e-15 | -6.3134e-09 | -1.7502e-08 | 1.6462e-15 | 4.6498e-09 | 1.1045e-08 | 0 | 0 | 0 | 0 | 0 | 0 | 0 | 0.77096 | 0.87522 | 0 | 0.77096 | 0.87522 | 0 | -110.0201 | 107.5518 | 0 | -110.0201 | 107.5518
Line7_8_9 | 0 | 0 | 0 | 0 | 0 | 0 | 0 | 0 | 0 | 0 | 0 | 0 | -9.591e-16 | 1.1163e-08 | -1.1501e-08 | -5.4739e-17 | 3.2628e-10 | 1.1624e-11 | -7.0397e-16 | -2.1045e-09 | -5.8338e-09 | 2.4739e-16 | 4.4091e-10 | -6.2258e-10 | 0 | 0 | 0 | 0 | 0 | 0 | 0 | 0.77096 | 0.87522 | 0 | 0.77096 | 0.87522 | 0 | -110.0201 | 107.5518 | 0 | -110.0201 | 107.5518
Line8_8_10 | 0 | 0 | 0 | 0 | 0 | 0 | 0 | 0 | 0 | 0 | 0 | 0 | -9.591e-16 | 1.1163e-08 | -1.1501e-08 | -5.4739e-17 | 3.2628e-10 | 1.1624e-11 | -7.0397e-16 | -2.1045e-09 | -5.8338e-09 | 2.4739e-16 | 4.4091e-10 | -6.2258e-10 | 0 | 0 | 0 | 0 | 0 | 0 | 0 | 0.77096 | 0.87522 | 0 | 0.77096 | 0.87522 | 0 | -110.0201 | 107.5518 | 0 | -110.0201 | 107.5518
Line9_3_11 | 0 | 0 | 0 | 0 | 0 | 0 | 0 | 0 | 0 | 0 | 0 | 0 | -3.0751e-15 | 7.8143e-08 | -8.0508e-08 | 4.8793e-15 | -6.6653e-08 | 6.9019e-08 | -2.3349e-15 | -1.4731e-08 | -4.0837e-08 | 3.9383e-15 | 1.3068e-08 | 3.438e-08 | 0 | 0 | 0 | 0 | 0 | 0 | 0 | 0.77096 | 0.87522 | 0 | 0.77096 | 0.87522 | 0 | -110.0201 | 107.5518 | 0 | -110.0201 | 107.5518

## LG_min_fault_6
name | pf_ikss_a_from_ka | pf_ikss_b_from_ka | pf_ikss_c_from_ka | pf_ikss_a_to_ka | pf_ikss_b_to_ka | pf_ikss_c_to_ka | pf_skss_a_from_mw | pf_skss_b_from_mw | pf_skss_c_from_mw | pf_skss_a_to_mw | pf_skss_b_to_mw | pf_skss_c_to_mw | pf_p_a_from_mw | pf_p_b_from_mw | pf_p_c_from_mw | pf_p_a_to_mw | pf_p_b_to_mw | pf_p_c_to_mw | pf_q_a_from_mvar | pf_q_b_from_mvar | pf_q_c_from_mvar | pf_q_a_to_mvar | pf_q_b_to_mvar | pf_q_c_to_mvar | pf_ikss_a_from_degree | pf_ikss_b_from_degree | pf_ikss_c_from_degree | pf_ikss_a_to_degree | pf_ikss_b_to_degree | pf_ikss_c_to_degree | pf_vm_a_from_pu | pf_vm_b_from_pu | pf_vm_c_from_pu | pf_vm_a_to_pu | pf_vm_b_to_pu | pf_vm_c_to_pu | pf_va_a_from_degree | pf_va_b_from_degree | pf_va_c_from_degree | pf_va_a_to_degree | pf_va_b_to_degree | pf_va_c_to_degree
Line0_1_2 | 0 | 0 | 0 | 0 | 0 | 0 | 0 | 0 | 0 | 0 | 0 | 0 | 6.5569e-11 | 1.3319e-10 | -2.5044e-10 | -4.7219e-11 | -1.0899e-10 | 2.0788e-10 | 2.6446e-10 | -2.1203e-10 | -9.1831e-12 | -2.2604e-10 | 1.7691e-10 | 5.8063e-12 | 0 | 0 | 0 | 0 | 0 | 0 | 0.94786 | 0.94942 | 0.95023 | 0.94786 | 0.94942 | 0.95023 | -0.098146 | -119.9962 | 119.968 | -0.098146 | -119.9962 | 119.968
Line10_11_12 | 0 | 0 | 0 | 0 | 0 | 0 | 0 | 0 | 0 | 0 | 0 | 0 | 6.5569e-11 | 1.3319e-10 | -2.5044e-10 | -4.7219e-11 | -1.0899e-10 | 2.0788e-10 | 2.6446e-10 | -2.1203e-10 | -9.1831e-12 | -2.2604e-10 | 1.7691e-10 | 5.8063e-12 | 0 | 0 | 0 | 0 | 0 | 0 | 0.94786 | 0.94942 | 0.95023 | 0.94786 | 0.94942 | 0.95023 | -0.098146 | -119.9962 | 119.968 | -0.098146 | -119.9962 | 119.968
Line11_12_13 | 0 | 0 | 0 | 0 | 0 | 0 | 0 | 0 | 0 | 0 | 0 | 0 | 5.4641e-11 | 1.1099e-10 | -2.087e-10 | -3.6291e-11 | -8.679e-11 | 1.6615e-10 | 2.2038e-10 | -1.7669e-10 | -7.6526e-12 | -1.8196e-10 | 1.4157e-10 | 4.2758e-12 | 0 | 0 | 0 | 0 | 0 | 0 | 0.94786 | 0.94942 | 0.95023 | 0.94786 | 0.94942 | 0.95023 | -0.098146 | -119.9962 | 119.968 | -0.098146 | -119.9962 | 119.968
Line12_13_15 | 0 | 0 | 0 | 0 | 0 | 0 | 0 | 0 | 0 | 0 | 0 | 0 | 3.2784e-11 | 6.6595e-11 | -1.2522e-10 | -1.4435e-11 | -4.2394e-11 | 8.2667e-11 | 1.3223e-10 | -1.0601e-10 | -4.5916e-12 | -9.3809e-11 | 7.0897e-11 | 1.2148e-12 | 0 | 0 | 0 | 0 | 0 | 0 | 0.94786 | 0.94942 | 0.95023 | 0.94786 | 0.94942 | 0.95023 | -0.098146 | -119.9962 | 119.968 | -0.098146 | -119.9962 | 119.968
Line13_13_14 | 0 | 0 | 0 | 0 | 0 | 0 | 0 | 0 | 0 | 0 | 0 | 0 | 1.0928e-11 | 2.2198e-11 | -4.1739e-11 | 7.4215e-12 | 2.0028e-12 | -8.1147e-13 | 4.4077e-11 | -3.5338e-11 | -1.5305e-12 | -5.6558e-12 | 2.2145e-13 | -1.8463e-12 | 0 | 0 | 0 | 0 | 0 | 0 | 0.94786 | 0.94942 | 0.95023 | 0.94786 | 0.94942 | 0.95023 | -0.098146 | -119.9962 | 119.968 | -0.098146 | -119.9962 | 119.968
Line14_15_16 | 0 | 0 | 0 | 0 | 0 | 0 | 0 | 0 | 0 | 0 | 0 | 0 | 2.1856e-11 | 4.4397e-11 | -8.3478e-11 | -3.5067e-12 | -2.0195e-11 | 4.0928e-11 | 8.8154e-11 | -7.0676e-11 | -3.061e-12 | -4.9733e-11 | 3.5559e-11 | -3.1574e-13 | 0 | 0 | 0 | 0 | 0 | 0 | 0.94786 | 0.94942 | 0.95023 | 0.94786 | 0.94942 | 0.95023 | -0.098146 | -119.9962 | 119.968 | -0.098146 | -119.9962 | 119.968
Line15_16_17 | 0 | 0 | 0 | 0 | 0 | 0 | 0 | 0 | 0 | 0 | 0 | 0 | 1.0928e-11 | 2.2198e-11 | -4.1739e-11 | 7.4215e-12 | 2.0028e-12 | -8.1146e-13 | 4.4077e-11 | -3.5338e-11 | -1.5305e-12 | -5.6558e-12 | 2.2145e-13 | -1.8463e-12 | 0 | 0 | 0 | 0 | 0 | 0 | 0.94786 | 0.94942 | 0.95023 | 0.94786 | 0.94942 | 0.95023 | -0.098146 | -119.9962 | 119.968 | -0.098146 | -119.9962 | 119.968
Line16_4_18 | 0 | 0 | 0 | 0 | 0 | 0 | 0 | 0 | 0 | 0 | 0 | 0 | 1.0928e-11 | 2.2198e-11 | -4.1739e-11 | 7.4215e-12 | 2.0028e-12 | -8.1146e-13 | 4.4077e-11 | -3.5338e-11 | -1.5305e-12 | -5.6558e-12 | 2.2145e-13 | -1.8463e-12 | 0 | 0 | 0 | 0 | 0 | 0 | 0.94786 | 0.94942 | 0.95023 | 0.94786 | 0.94942 | 0.95023 | -0.098146 | -119.9962 | 119.968 | -0.098146 | -119.9962 | 119.968
Line17_5_19 | 0 | 0 | 0 | 0 | 0 | 0 | 0 | 0 | 0 | 0 | 0 | 0 | 1.0928e-11 | 2.2198e-11 | -4.1739e-11 | 7.4215e-12 | 2.0028e-12 | -8.1146e-13 | 4.4077e-11 | -3.5338e-11 | -1.5305e-12 | -5.6558e-12 | 2.2145e-13 | -1.8463e-12 | 0 | 0 | 0 | 0 | 0 | 0 | 0.94786 | 0.94942 | 0.95023 | 0.94786 | 0.94942 | 0.95023 | -0.098146 | -119.9962 | 119.968 | -0.098146 | -119.9962 | 119.968
Line1_1_3 | 0 | 0 | 0 | 0 | 0 | 0 | 0 | 0 | 0 | 0 | 0 | 0 | 8.7425e-11 | 1.7759e-10 | -3.3391e-10 | -6.9075e-11 | -1.5339e-10 | 2.9136e-10 | 3.5261e-10 | -2.827e-10 | -1.2244e-11 | -3.1419e-10 | 2.4759e-10 | 8.8674e-12 | 0 | 0 | 0 | 0 | 0 | 0 | 0.94786 | 0.94942 | 0.95023 | 0.94786 | 0.94942 | 0.95023 | -0.098146 | -119.9962 | 119.968 | -0.098146 | -119.9962 | 119.968
Line2_1_4 | 0 | 0 | 0 | 0 | 0 | 0 | 0 | 0 | 0 | 0 | 0 | 0 | 2.1856e-11 | 4.4397e-11 | -8.3478e-11 | -3.5067e-12 | -2.0195e-11 | 4.0928e-11 | 8.8154e-11 | -7.0676e-11 | -3.061e-12 | -4.9733e-11 | 3.5559e-11 | -3.1576e-13 | 0 | 0 | 0 | 0 | 0 | 0 | 0.94786 | 0.94942 | 0.95023 | 0.94786 | 0.94942 | 0.95023 | -0.098146 | -119.9962 | 119.968 | -0.098146 | -119.9962 | 119.968
Line3_1_5 | 0 | 0 | 0 | 0 | 0 | 0 | 0 | 0 | 0 | 0 | 0 | 0 | 2.1856e-11 | 4.4397e-11 | -8.3478e-11 | -3.5067e-12 | -2.0195e-11 | 4.0928e-11 | 8.8154e-11 | -7.0676e-11 | -3.061e-12 | -4.9733e-11 | 3.5559e-11 | -3.1576e-13 | 0 | 0 | 0 | 0 | 0 | 0 | 0.94786 | 0.94942 | 0.95023 | 0.94786 | 0.94942 | 0.95023 | -0.098146 | -119.9962 | 119.968 | -0.098146 | -119.9962 | 119.968
Line4_2_6 | 0 | 0 | 0 | 0 | 0 | 0 | 0 | 0 | 0 | 0 | 0 | 0 | 5.4641e-11 | 1.1099e-10 | -2.087e-10 | -3.6291e-11 | -8.679e-11 | 1.6615e-10 | 2.2038e-10 | -1.7669e-10 | -7.6526e-12 | -1.8196e-10 | 1.4157e-10 | 4.2758e-12 | 0 | 0 | 0 | 0 | 0 | 0 | 0.94786 | 0.94942 | 0.95023 | 0.94786 | 0.94942 | 0.95023 | -0.098146 | -119.9962 | 119.968 | -0.098146 | -119.9962 | 119.968
Line5_6_7 | 0 | 0 | 0 | 0 | 0 | 0 | 0 | 0 | 0 | 0 | 0 | 0 | 4.3713e-11 | 8.8793e-11 | -1.6696e-10 | -2.5363e-11 | -6.4592e-11 | 1.2441e-10 | 1.7631e-10 | -1.4135e-10 | -6.1221e-12 | -1.3789e-10 | 1.0624e-10 | 2.7453e-12 | 0 | 0 | 0 | 0 | 0 | 0 | 0.94786 | 0.94942 | 0.95023 | 0.94786 | 0.94942 | 0.95023 | -0.098146 | -119.9962 | 119.968 | -0.098146 | -119.9962 | 119.968
Line6_7_8 | 0 | 0 | 0 | 0 | 0 | 0 | 0 | 0 | 0 | 0 | 0 | 0 | 3.2784e-11 | 6.6595e-11 | -1.2522e-10 | -1.4435e-11 | -4.2394e-11 | 8.2667e-11 | 1.3223e-10 | -1.0601e-10 | -4.5915e-12 | -9.3809e-11 | 7.0897e-11 | 1.2148e-12 | 0 | 0 | 0 | 0 | 0 | 0 | 0.94786 | 0.94942 | 0.95023 | 0.94786 | 0.94942 | 0.95023 | -0.098146 | -119.9962 | 119.968 | -0.098146 | -119.9962 | 119.968
Line7_8_9 | 0 | 0 | 0 | 0 | 0 | 0 | 0 | 0 | 0 | 0 | 0 | 0 | 1.0928e-11 | 2.2198e-11 | -4.1739e-11 | 7.4215e-12 | 2.0028e-12 | -8.1146e-13 | 4.4077e-11 | -3.5338e-11 | -1.5305e-12 | -5.6558e-12 | 2.2145e-13 | -1.8463e-12 | 0 | 0 | 0 | 0 | 0 | 0 | 0.94786 | 0.94942 | 0.95023 | 0.94786 | 0.94942 | 0.95023 | -0.098146 | -119.9962 | 119.968 | -0.098146 | -119.9962 | 119.968
Line8_8_10 | 0 | 0 | 0 | 0 | 0 | 0 | 0 | 0 | 0 | 0 | 0 | 0 | 1.0928e-11 | 2.2198e-11 | -4.1739e-11 | 7.4215e-12 | 2.0028e-12 | -8.1146e-13 | 4.4077e-11 | -3.5338e-11 | -1.5305e-12 | -5.6558e-12 | 2.2145e-13 | -1.8463e-12 | 0 | 0 | 0 | 0 | 0 | 0 | 0.94786 | 0.94942 | 0.95023 | 0.94786 | 0.94942 | 0.95023 | -0.098146 | -119.9962 | 119.968 | -0.098146 | -119.9962 | 119.968
Line9_3_11 | 0 | 0 | 0 | 0 | 0 | 0 | 0 | 0 | 0 | 0 | 0 | 0 | 7.6497e-11 | 1.5539e-10 | -2.9217e-10 | -5.8147e-11 | -1.3119e-10 | 2.4962e-10 | 3.0854e-10 | -2.4737e-10 | -1.0714e-11 | -2.7012e-10 | 2.1225e-10 | 7.3369e-12 | 0 | 0 | 0 | 0 | 0 | 0 | 0.94786 | 0.94942 | 0.95023 | 0.94786 | 0.94942 | 0.95023 | -0.098146 | -119.9962 | 119.968 | -0.098146 | -119.9962 | 119.968

## LG_min_fault_10
name | pf_ikss_a_from_ka | pf_ikss_b_from_ka | pf_ikss_c_from_ka | pf_ikss_a_to_ka | pf_ikss_b_to_ka | pf_ikss_c_to_ka | pf_skss_a_from_mw | pf_skss_b_from_mw | pf_skss_c_from_mw | pf_skss_a_to_mw | pf_skss_b_to_mw | pf_skss_c_to_mw | pf_p_a_from_mw | pf_p_b_from_mw | pf_p_c_from_mw | pf_p_a_to_mw | pf_p_b_to_mw | pf_p_c_to_mw | pf_q_a_from_mvar | pf_q_b_from_mvar | pf_q_c_from_mvar | pf_q_a_to_mvar | pf_q_b_to_mvar | pf_q_c_to_mvar | pf_ikss_a_from_degree | pf_ikss_b_from_degree | pf_ikss_c_from_degree | pf_ikss_a_to_degree | pf_ikss_b_to_degree | pf_ikss_c_to_degree | pf_vm_a_from_pu | pf_vm_b_from_pu | pf_vm_c_from_pu | pf_vm_a_to_pu | pf_vm_b_to_pu | pf_vm_c_to_pu | pf_va_a_from_degree | pf_va_b_from_degree | pf_va_c_from_degree | pf_va_a_to_degree | pf_va_b_to_degree | pf_va_c_to_degree
Line0_1_2 | 0 | 0 | 0 | 0 | 0 | 0 | 0 | 0 | 0 | 0 | 0 | 0 | 5.8848e-11 | 1.1954e-10 | -2.2477e-10 | -4.238e-11 | -9.7818e-11 | 1.8658e-10 | 2.3736e-10 | -1.903e-10 | -8.2419e-12 | -2.0287e-10 | 1.5878e-10 | 5.2112e-12 | 0 | 0 | 0 | 0 | 0 | 0 | 0.89798 | 0.89945 | 0.90022 | 0.89798 | 0.89945 | 0.90022 | -0.098146 | -119.9962 | 119.968 | -0.098146 | -119.9962 | 119.968
Line10_11_12 | 0 | 0 | 0 | 0 | 0 | 0 | 0 | 0 | 0 | 0 | 0 | 0 | 5.8848e-11 | 1.1954e-10 | -2.2477e-10 | -4.238e-11 | -9.7818e-11 | 1.8658e-10 | 2.3736e-10 | -1.903e-10 | -8.2419e-12 | -2.0287e-10 | 1.5878e-10 | 5.2112e-12 | 0 | 0 | 0 | 0 | 0 | 0 | 0.89798 | 0.89945 | 0.90022 | 0.89798 | 0.89945 | 0.90022 | -0.098146 | -119.9962 | 119.968 | -0.098146 | -119.9962 | 119.968
Line11_12_13 | 0 | 0 | 0 | 0 | 0 | 0 | 0 | 0 | 0 | 0 | 0 | 0 | 4.904e-11 | 9.9616e-11 | -1.8731e-10 | -3.2571e-11 | -7.7895e-11 | 1.4912e-10 | 1.978e-10 | -1.5858e-10 | -6.8683e-12 | -1.6331e-10 | 1.2706e-10 | 3.8376e-12 | 0 | 0 | 0 | 0 | 0 | 0 | 0.89798 | 0.89945 | 0.90022 | 0.89798 | 0.89945 | 0.90022 | -0.098146 | -119.9962 | 119.968 | -0.098146 | -119.9962 | 119.968
Line12_13_15 | 0 | 0 | 0 | 0 | 0 | 0 | 0 | 0 | 0 | 0 | 0 | 0 | 2.9424e-11 | 5.9769e-11 | -1.1238e-10 | -1.2955e-11 | -3.8049e-11 | 7.4194e-11 | 1.1868e-10 | -9.5148e-11 | -4.121e-12 | -8.4195e-11 | 6.3631e-11 | 1.0903e-12 | 0 | 0 | 0 | 0 | 0 | 0 | 0.89798 | 0.89945 | 0.90022 | 0.89798 | 0.89945 | 0.90022 | -0.098146 | -119.9962 | 119.968 | -0.098146 | -119.9962 | 119.968
Line13_13_14 | 0 | 0 | 0 | 0 | 0 | 0 | 0 | 0 | 0 | 0 | 0 | 0 | 9.8081e-12 | 1.9923e-11 | -3.7461e-11 | 6.6608e-12 | 1.7975e-12 | -7.2829e-13 | 3.9559e-11 | -3.1716e-11 | -1.3737e-12 | -5.0761e-12 | 1.9875e-13 | -1.657e-12 | 0 | 0 | 0 | 0 | 0 | 0 | 0.89798 | 0.89945 | 0.90022 | 0.89798 | 0.89945 | 0.90022 | -0.098146 | -119.9962 | 119.968 | -0.098146 | -119.9962 | 119.968
Line14_15_16 | 0 | 0 | 0 | 0 | 0 | 0 | 0 | 0 | 0 | 0 | 0 | 0 | 1.9616e-11 | 3.9846e-11 | -7.4922e-11 | -3.1473e-12 | -1.8126e-11 | 3.6733e-11 | 7.9119e-11 | -6.3432e-11 | -2.7473e-12 | -4.4635e-11 | 3.1915e-11 | -2.8338e-13 | 0 | 0 | 0 | 0 | 0 | 0 | 0.89798 | 0.89945 | 0.90022 | 0.89798 | 0.89945 | 0.90022 | -0.098146 | -119.9962 | 119.968 | -0.098146 | -119.9962 | 119.968
Line15_16_17 | 0 | 0 | 0 | 0 | 0 | 0 | 0 | 0 | 0 | 0 | 0 | 0 | 9.8081e-12 | 1.9923e-11 | -3.7461e-11 | 6.6608e-12 | 1.7975e-12 | -7.283e-13 | 3.9559e-11 | -3.1716e-11 | -1.3737e-12 | -5.0761e-12 | 1.9875e-13 | -1.657e-12 | 0 | 0 | 0 | 0 | 0 | 0 | 0.89798 | 0.89945 | 0.90022 | 0.89798 | 0.89945 | 0.90022 | -0.098146 | -119.9962 | 119.968 | -0.098146 | -119.9962 | 119.968
Line16_4_18 | 0 | 0 | 0 | 0 | 0 | 0 | 0 | 0 | 0 | 0 | 0 | 0 | 9.8081e-12 | 1.9923e-11 | -3.7461e-11 | 6.6608e-12 | 1.7975e-12 | -7.2829e-13 | 3.9559e-11 | -3.1716e-11 | -1.3736e-12 | -5.0761e-12 | 1.9875e-13 | -1.657e-12 | 0 | 0 | 0 | 0 | 0 | 0 | 0.89798 | 0.89945 | 0.90022 | 0.89798 | 0.89945 | 0.90022 | -0.098146 | -119.9962 | 119.968 | -0.098146 | -119.9962 | 119.968
Line17_5_19 | 0 | 0 | 0 | 0 | 0 | 0 | 0 | 0 | 0 | 0 | 0 | 0 | 9.8081e-12 | 1.9923e-11 | -3.7461e-11 | 6.6608e-12 | 1.7975e-12 | -7.2829e-13 | 3.9559e-11 | -3.1716e-11 | -1.3736e-12 | -5.0761e-12 | 1.9875e-13 | -1.657e-12 | 0 | 0 | 0 | 0 | 0 | 0 | 0.89798 | 0.89945 | 0.90022 | 0.89798 | 0.89945 | 0.90022 | -0.098146 | -119.9962 | 119.968 | -0.098146 | -119.9962 | 119.968
Line1_1_3 | 0 | 0 | 0 | 0 | 0 | 0 | 0 | 0 | 0 | 0 | 0 | 0 | 7.8465e-11 | 1.5938e-10 | -2.9969e-10 | -6.1996e-11 | -1.3766e-10 | 2.615e-10 | 3.1647e-10 | -2.5373e-10 | -1.0989e-11 | -2.8199e-10 | 2.2221e-10 | 7.9585e-12 | 0 | 0 | 0 | 0 | 0 | 0 | 0.89798 | 0.89945 | 0.90022 | 0.89798 | 0.89945 | 0.90022 | -0.098146 | -119.9962 | 119.968 | -0.098146 | -119.9962 | 119.968
Line2_1_4 | 0 | 0 | 0 | 0 | 0 | 0 | 0 | 0 | 0 | 0 | 0 | 0 | 1.9616e-11 | 3.9846e-11 | -7.4922e-11 | -3.1473e-12 | -1.8126e-11 | 3.6733e-11 | 7.9118e-11 | -6.3432e-11 | -2.7473e-12 | -4.4635e-11 | 3.1915e-11 | -2.834e-13 | 0 | 0 | 0 | 0 | 0 | 0 | 0.89798 | 0.89945 | 0.90022 | 0.89798 | 0.89945 | 0.90022 | -0.098146 | -119.9962 | 119.968 | -0.098146 | -119.9962 | 119.968
Line3_1_5 | 0 | 0 | 0 | 0 | 0 | 0 | 0 | 0 | 0 | 0 | 0 | 0 | 1.9616e-11 | 3.9846e-11 | -7.4922e-11 | -3.1473e-12 | -1.8126e-11 | 3.6733e-11 | 7.9118e-11 | -6.3432e-11 | -2.7473e-12 | -4.4635e-11 | 3.1915e-11 | -2.834e-13 | 0 | 0 | 0 | 0 | 0 | 0 | 0.89798 | 0.89945 | 0.90022 | 0.89798 | 0.89945 | 0.90022 | -0.098146 | -119.9962 | 119.968 | -0.098146 | -119.9962 | 119.968
Line4_2_6 | 0 | 0 | 0 | 0 | 0 | 0 | 0 | 0 | 0 | 0 | 0 | 0 | 4.904e-11 | 9.9615e-11 | -1.8731e-10 | -3.2571e-11 | -7.7895e-11 | 1.4912e-10 | 1.978e-10 | -1.5858e-10 | -6.8682e-12 | -1.6331e-10 | 1.2706e-10 | 3.8375e-12 | 0 | 0 | 0 | 0 | 0 | 0 | 0.89798 | 0.89945 | 0.90022 | 0.89798 | 0.89945 | 0.90022 | -0.098146 | -119.9962 | 119.968 | -0.098146 | -119.9962 | 119.968
Line5_6_7 | 0 | 0 | 0 | 0 | 0 | 0 | 0 | 0 | 0 | 0 | 0 | 0 | 3.9232e-11 | 7.9692e-11 | -1.4984e-10 | -2.2763e-11 | -5.7972e-11 | 1.1166e-10 | 1.5824e-10 | -1.2686e-10 | -5.4946e-12 | -1.2375e-10 | 9.5347e-11 | 2.4639e-12 | 0 | 0 | 0 | 0 | 0 | 0 | 0.89798 | 0.89945 | 0.90022 | 0.89798 | 0.89945 | 0.90022 | -0.098146 | -119.9962 | 119.968 | -0.098146 | -119.9962 | 119.968
Line6_7_8 | 0 | 0 | 0 | 0 | 0 | 0 | 0 | 0 | 0 | 0 | 0 | 0 | 2.9424e-11 | 5.9769e-11 | -1.1238e-10 | -1.2955e-11 | -3.8049e-11 | 7.4194e-11 | 1.1868e-10 | -9.5148e-11 | -4.1209e-12 | -8.4195e-11 | 6.3631e-11 | 1.0903e-12 | 0 | 0 | 0 | 0 | 0 | 0 | 0.89798 | 0.89945 | 0.90022 | 0.89798 | 0.89945 | 0.90022 | -0.098146 | -119.9962 | 119.968 | -0.098146 | -119.9962 | 119.968
Line7_8_9 | 0 | 0 | 0 | 0 | 0 | 0 | 0 | 0 | 0 | 0 | 0 | 0 | 9.8081e-12 | 1.9923e-11 | -3.7461e-11 | 6.6608e-12 | 1.7975e-12 | -7.283e-13 | 3.9559e-11 | -3.1716e-11 | -1.3736e-12 | -5.0761e-12 | 1.9875e-13 | -1.657e-12 | 0 | 0 | 0 | 0 | 0 | 0 | 0.89798 | 0.89945 | 0.90022 | 0.89798 | 0.89945 | 0.90022 | -0.098146 | -119.9962 | 119.968 | -0.098146 | -119.9962 | 119.968
Line8_8_10 | 0 | 0 | 0 | 0 | 0 | 0 | 0 | 0 | 0 | 0 | 0 | 0 | 9.8081e-12 | 1.9923e-11 | -3.7461e-11 | 6.6608e-12 | 1.7975e-12 | -7.2829e-13 | 3.9559e-11 | -3.1716e-11 | -1.3736e-12 | -5.0761e-12 | 1.9875e-13 | -1.657e-12 | 0 | 0 | 0 | 0 | 0 | 0 | 0.89798 | 0.89945 | 0.90022 | 0.89798 | 0.89945 | 0.90022 | -0.098146 | -119.9962 | 119.968 | -0.098146 | -119.9962 | 119.968
Line9_3_11 | 0 | 0 | 0 | 0 | 0 | 0 | 0 | 0 | 0 | 0 | 0 | 0 | 6.8656e-11 | 1.3946e-10 | -2.6223e-10 | -5.2188e-11 | -1.1774e-10 | 2.2404e-10 | 2.7691e-10 | -2.2201e-10 | -9.6156e-12 | -2.4243e-10 | 1.905e-10 | 6.5849e-12 | 0 | 0 | 0 | 0 | 0 | 0 | 0.89798 | 0.89945 | 0.90022 | 0.89798 | 0.89945 | 0.90022 | -0.098146 | -119.9962 | 119.968 | -0.098146 | -119.9962 | 119.968

## LLG_max_6
name | pf_ikss_a_from_ka | pf_ikss_b_from_ka | pf_ikss_c_from_ka | pf_ikss_a_to_ka | pf_ikss_b_to_ka | pf_ikss_c_to_ka | pf_skss_a_from_mw | pf_skss_b_from_mw | pf_skss_c_from_mw | pf_skss_a_to_mw | pf_skss_b_to_mw | pf_skss_c_to_mw | pf_p_a_from_mw | pf_p_b_from_mw | pf_p_c_from_mw | pf_p_a_to_mw | pf_p_b_to_mw | pf_p_c_to_mw | pf_q_a_from_mvar | pf_q_b_from_mvar | pf_q_c_from_mvar | pf_q_a_to_mvar | pf_q_b_to_mvar | pf_q_c_to_mvar | pf_ikss_a_from_degree | pf_ikss_b_from_degree | pf_ikss_c_from_degree | pf_ikss_a_to_degree | pf_ikss_b_to_degree | pf_ikss_c_to_degree | pf_vm_a_from_pu | pf_vm_b_from_pu | pf_vm_c_from_pu | pf_vm_a_to_pu | pf_vm_b_to_pu | pf_vm_c_to_pu | pf_va_a_from_degree | pf_va_b_from_degree | pf_va_c_from_degree | pf_va_a_to_degree | pf_va_b_to_degree | pf_va_c_to_degree
Line0_1_2 | 0 | 0 | 0 | 0 | 0 | 0 | 0 | 0 | 0 | 0 | 0 | 0 | -4.3562e-09 | 1.1655e-20 | -8.5055e-21 | 4.3562e-09 | 2.0598e-15 | 9.2224e-16 | -1.0249e-07 | -1.6659e-20 | -1.6387e-21 | 8.5017e-08 | 4.0639e-15 | 1.4416e-15 | 0 | 0 | 0 | 0 | 0 | 0 | 0.791 | 0 | 0 | 0.791 | 0 | 0 | -7.37 | 0 | 0 | -7.37 | 0 | 0
Line10_11_12 | 0 | 0 | 0 | 0 | 0 | 0 | 0 | 0 | 0 | 0 | 0 | 0 | -4.3562e-09 | -6.1938e-15 | -3.0193e-15 | 4.3562e-09 | 7.2685e-15 | 3.261e-15 | -1.0249e-07 | -1.1961e-14 | -4.492e-15 | 8.5017e-08 | 1.4364e-14 | 5.1481e-15 | 0 | 0 | 0 | 0 | 0 | 0 | 0.791 | 0 | 0 | 0.791 | 0 | 0 | -7.37 | 0 | 0 | -7.37 | 0 | 0
Line11_12_13 | 0 | 0 | 0 | 0 | 0 | 0 | 0 | 0 | 0 | 0 | 0 | 0 | -3.6301e-09 | -7.2026e-15 | -3.5077e-15 | 3.6301e-09 | 7.1886e-15 | 3.1541e-15 | -8.5408e-08 | -1.39e-14 | -5.1989e-15 | 6.7936e-08 | 1.4278e-14 | 5.0398e-15 | 0 | 0 | 0 | 0 | 0 | 0 | 0.791 | 0 | 0 | 0.791 | 0 | 0 | -7.37 | 0 | 0 | -7.37 | 0 | 0
Line12_13_15 | 0 | 0 | 0 | 0 | 0 | 0 | 0 | 0 | 0 | 0 | 0 | 0 | -2.1781e-09 | -5.3304e-15 | -2.593e-15 | 2.1781e-09 | 4.0288e-15 | 1.5783e-15 | -5.1245e-08 | -1.0279e-14 | -3.8262e-15 | 3.3773e-08 | 8.2184e-15 | 2.7333e-15 | 0 | 0 | 0 | 0 | 0 | 0 | 0.791 | 0 | 0 | 0.791 | 0 | 0 | -7.37 | 0 | 0 | -7.37 | 0 | 0
Line13_13_14 | 0 | 0 | 0 | 0 | 0 | 0 | 0 | 0 | 0 | 0 | 0 | 0 | -7.2603e-10 | -1.7768e-15 | -8.6433e-16 | 7.2603e-10 | 8.3995e-17 | -3.0806e-16 | -1.7082e-08 | -3.4262e-15 | -1.2754e-15 | -3.9065e-10 | 5.8727e-16 | -6.076e-17 | 0 | 0 | 0 | 0 | 0 | 0 | 0.791 | 0 | 0 | 0.791 | 0 | 0 | -7.37 | 0 | 0 | -7.37 | 0 | 0
Line14_15_16 | 0 | 0 | 0 | 0 | 0 | 0 | 0 | 0 | 0 | 0 | 0 | 0 | -1.4521e-09 | -3.9383e-15 | -1.9121e-15 | 1.4521e-09 | 2.1859e-15 | 6.6063e-16 | -3.4163e-08 | -7.5843e-15 | -2.8001e-15 | 1.6691e-08 | 4.6899e-15 | 1.4004e-15 | 0 | 0 | 0 | 0 | 0 | 0 | 0.791 | 0 | 0 | 0.791 | 0 | 0 | -7.37 | 0 | 0 | -7.37 | 0 | 0
Line15_16_17 | 0 | 0 | 0 | 0 | 0 | 0 | 0 | 0 | 0 | 0 | 0 | 0 | -7.2603e-10 | -2.0896e-15 | -1.0122e-15 | 7.2603e-10 | 9.8893e-17 | -3.565e-16 | -1.7082e-08 | -4.0179e-15 | -1.4692e-15 | -3.9065e-10 | 6.8647e-16 | -6.7806e-17 | 0 | 0 | 0 | 0 | 0 | 0 | 0.791 | 0 | 0 | 0.791 | 0 | 0 | -7.37 | 0 | 0 | -7.37 | 0 | 0
Line16_4_18 | 0 | 0 | 0 | 0 | 0 | 0 | 0 | 0 | 0 | 0 | 0 | 0 | -7.2603e-10 | -1.2042e-16 | -5.6197e-17 | 7.2603e-10 | 8.4488e-18 | -2.2663e-17 | -1.7082e-08 | -2.2574e-16 | -6.9151e-17 | -3.9065e-10 | 5.2407e-17 | -1.0937e-18 | 0 | 0 | 0 | 0 | 0 | 0 | 0.791 | 0 | 0 | 0.791 | 0 | 0 | -7.37 | 0 | 0 | -7.37 | 0 | 0
Line17_5_19 | 0 | 0 | 0 | 0 | 0 | 0 | 0 | 0 | 0 | 0 | 0 | 0 | -7.2603e-10 | -1.2042e-16 | -5.6197e-17 | 7.2603e-10 | 8.4488e-18 | -2.2663e-17 | -1.7082e-08 | -2.2574e-16 | -6.9151e-17 | -3.9065e-10 | 5.2407e-17 | -1.0937e-18 | 0 | 0 | 0 | 0 | 0 | 0 | 0.791 | 0 | 0 | 0.791 | 0 | 0 | -7.37 | 0 | 0 | -7.37 | 0 | 0
Line1_1_3 | 0 | 0 | 0 | 0 | 0 | 0 | 0 | 0 | 0 | 0 | 0 | 0 | -5.8082e-09 | 1.554e-20 | -1.1341e-20 | 5.8082e-09 | 3.89e-15 | 1.7905e-15 | -1.3665e-07 | -2.2212e-20 | -2.1849e-21 | 1.1918e-07 | 7.6462e-15 | 2.7947e-15 | 0 | 0 | 0 | 0 | 0 | 0 | 0.791 | 0 | 0 | 0.791 | 0 | 0 | -7.37 | 0 | 0 | -7.37 | 0 | 0
Line2_1_4 | 0 | 0 | 0 | 0 | 0 | 0 | 0 | 0 | 0 | 0 | 0 | 0 | -1.4521e-09 | 3.8849e-21 | -2.8352e-21 | 1.4521e-09 | 1.2625e-16 | 3.842e-17 | -3.4163e-08 | -5.553e-21 | -5.4624e-22 | 1.6691e-08 | 2.6364e-16 | 6.7116e-17 | 0 | 0 | 0 | 0 | 0 | 0 | 0.791 | 0 | 0 | 0.791 | 0 | 0 | -7.37 | 0 | 0 | -7.37 | 0 | 0
Line3_1_5 | 0 | 0 | 0 | 0 | 0 | 0 | 0 | 0 | 0 | 0 | 0 | 0 | -1.4521e-09 | 3.8849e-21 | -2.8352e-21 | 1.4521e-09 | 1.2625e-16 | 3.842e-17 | -3.4163e-08 | -5.553e-21 | -5.4624e-22 | 1.6691e-08 | 2.6364e-16 | 6.7116e-17 | 0 | 0 | 0 | 0 | 0 | 0 | 0.791 | 0 | 0 | 0.791 | 0 | 0 | -7.37 | 0 | 0 | -7.37 | 0 | 0
Line4_2_6 | 0 | 0 | 0 | 0 | 0 | 0 | 0 | 0 | 0 | 0 | 0 | 0 | -3.6301e-09 | -2.0411e-15 | -9.9159e-16 | 3.6301e-09 | 3.0122e-15 | 1.3186e-15 | -8.5408e-08 | -3.9324e-15 | -1.4555e-15 | 6.7936e-08 | 5.9706e-15 | 2.082e-15 | 0 | 0 | 0 | 0 | 0 | 0 | 0.791 | 0 | 0 | 0.791 | 0 | 0 | -7.37 | 0 | 0 | -7.37 | 0 | 0
Line5_6_7 | 0 | 0 | 0 | 0 | 0 | 0 | 0 | 0 | 0 | 0 | 0 | 0 | -2.9041e-09 | -2.978e-15 | -1.4444e-15 | 2.9041e-09 | 3.073e-15 | 1.2957e-15 | -6.8326e-08 | -5.731e-15 | -2.1069e-15 | 5.0854e-08 | 6.1409e-15 | 2.0876e-15 | 0 | 0 | 0 | 0 | 0 | 0 | 0.791 | 0 | 0 | 0.791 | 0 | 0 | -7.37 | 0 | 0 | -7.37 | 0 | 0
Line6_7_8 | 0 | 0 | 0 | 0 | 0 | 0 | 0 | 0 | 0 | 0 | 0 | 0 | -2.1781e-09 | -3.0264e-15 | -1.4651e-15 | 2.1781e-09 | 2.458e-15 | 9.6014e-16 | -5.1245e-08 | -5.8166e-15 | -2.1205e-15 | 3.3773e-08 | 4.9951e-15 | 1.6251e-15 | 0 | 0 | 0 | 0 | 0 | 0 | 0.791 | 0 | 0 | 0.791 | 0 | 0 | -7.37 | 0 | 0 | -7.37 | 0 | 0
Line7_8_9 | 0 | 0 | 0 | 0 | 0 | 0 | 0 | 0 | 0 | 0 | 0 | 0 | -7.2603e-10 | -1.2012e-15 | -5.8009e-16 | 7.2603e-10 | 5.8201e-17 | -2.0492e-16 | -1.7082e-08 | -2.3048e-15 | -8.3148e-16 | -3.9065e-10 | 4.0009e-16 | -3.6955e-17 | 0 | 0 | 0 | 0 | 0 | 0 | 0.791 | 0 | 0 | 0.791 | 0 | 0 | -7.37 | 0 | 0 | -7.37 | 0 | 0
Line8_8_10 | 0 | 0 | 0 | 0 | 0 | 0 | 0 | 0 | 0 | 0 | 0 | 0 | -7.2603e-10 | -1.2012e-15 | -5.8009e-16 | 7.2603e-10 | 5.8201e-17 | -2.0492e-16 | -1.7082e-08 | -2.3048e-15 | -8.3148e-16 | -3.9065e-10 | 4.0009e-16 | -3.6955e-17 | 0 | 0 | 0 | 0 | 0 | 0 | 0.791 | 0 | 0 | 0.791 | 0 | 0 | -7.37 | 0 | 0 | -7.37 | 0 | 0
Line9_3_11 | 0 | 0 | 0 | 0 | 0 | 0 | 0 | 0 | 0 | 0 | 0 | 0 | -5.0822e-09 | -3.8649e-15 | -1.8856e-15 | 5.0822e-09 | 6.2409e-15 | 2.842e-15 | -1.1957e-07 | -7.4679e-15 | -2.8146e-15 | 1.021e-07 | 1.2294e-14 | 4.4552e-15 | 0 | 0 | 0 | 0 | 0 | 0 | 0.791 | 0 | 0 | 0.791 | 0 | 0 | -7.37 | 0 | 0 | -7.37 | 0 | 0

## LLG_max_10
name | pf_ikss_a_from_ka | pf_ikss_b_from_ka | pf_ikss_c_from_ka | pf_ikss_a_to_ka | pf_ikss_b_to_ka | pf_ikss_c_to_ka | pf_skss_a_from_mw | pf_skss_b_from_mw | pf_skss_c_from_mw | pf_skss_a_to_mw | pf_skss_b_to_mw | pf_skss_c_to_mw | pf_p_a_from_mw | pf_p_b_from_mw | pf_p_c_from_mw | pf_p_a_to_mw | pf_p_b_to_mw | pf_p_c_to_mw | pf_q_a_from_mvar | pf_q_b_from_mvar | pf_q_c_from_mvar | pf_q_a_to_mvar | pf_q_b_to_mvar | pf_q_c_to_mvar | pf_ikss_a_from_degree | pf_ikss_b_from_degree | pf_ikss_c_from_degree | pf_ikss_a_to_degree | pf_ikss_b_to_degree | pf_ikss_c_to_degree | pf_vm_a_from_pu | pf_vm_b_from_pu | pf_vm_c_from_pu | pf_vm_a_to_pu | pf_vm_b_to_pu | pf_vm_c_to_pu | pf_va_a_from_degree | pf_va_b_from_degree | pf_va_c_from_degree | pf_va_a_to_degree | pf_va_b_to_degree | pf_va_c_to_degree
Line0_1_2 | 0 | 0 | 0 | 0 | 0 | 0 | 0 | 0 | 0 | 0 | 0 | 0 | -4.7792e-09 | -6.8753e-20 | -1.1849e-20 | 4.7792e-09 | 2.2613e-15 | 1.0125e-15 | -1.1252e-07 | -6.2252e-20 | 6.7126e-20 | 9.334e-08 | 4.4613e-15 | 1.5828e-15 | 0 | 0 | 0 | 0 | 0 | 0 | 0.82881 | 0 | 0 | 0.82881 | 0 | 0 | -7.3689 | 0 | 0 | -7.3689 | 0 | 0
Line10_11_12 | 0 | 0 | 0 | 0 | 0 | 0 | 0 | 0 | 0 | 0 | 0 | 0 | -4.7792e-09 | -6.7996e-15 | -3.3149e-15 | 4.7792e-09 | 7.9794e-15 | 3.5802e-15 | -1.1252e-07 | -1.3131e-14 | -4.9322e-15 | 9.334e-08 | 1.5769e-14 | 5.6526e-15 | 0 | 0 | 0 | 0 | 0 | 0 | 0.82881 | 0 | 0 | 0.82881 | 0 | 0 | -7.3689 | 0 | 0 | -7.3689 | 0 | 0
Line11_12_13 | 0 | 0 | 0 | 0 | 0 | 0 | 0 | 0 | 0 | 0 | 0 | 0 | -3.9826e-09 | -7.9071e-15 | -3.851e-15 | 3.9826e-09 | 7.8916e-15 | 3.4629e-15 | -9.3769e-08 | -1.5259e-14 | -5.7083e-15 | 7.4586e-08 | 1.5674e-14 | 5.5337e-15 | 0 | 0 | 0 | 0 | 0 | 0 | 0.82881 | 0 | 0 | 0.82881 | 0 | 0 | -7.3689 | 0 | 0 | -7.3689 | 0 | 0
Line12_13_15 | 0 | 0 | 0 | 0 | 0 | 0 | 0 | 0 | 0 | 0 | 0 | 0 | -2.3896e-09 | -5.8517e-15 | -2.8468e-15 | 2.3896e-09 | 4.4228e-15 | 1.7328e-15 | -5.6261e-08 | -1.1284e-14 | -4.2011e-15 | 3.7079e-08 | 9.0221e-15 | 3.0012e-15 | 0 | 0 | 0 | 0 | 0 | 0 | 0.82881 | 0 | 0 | 0.82881 | 0 | 0 | -7.3689 | 0 | 0 | -7.3689 | 0 | 0
Line13_13_14 | 0 | 0 | 0 | 0 | 0 | 0 | 0 | 0 | 0 | 0 | 0 | 0 | -7.9653e-10 | -1.9506e-15 | -9.4893e-16 | 7.9653e-10 | 9.2179e-17 | -3.3816e-16 | -1.8754e-08 | -3.7614e-15 | -1.4004e-15 | -4.2875e-10 | 6.4461e-16 | -6.6731e-17 | 0 | 0 | 0 | 0 | 0 | 0 | 0.82881 | 0 | 0 | 0.82881 | 0 | 0 | -7.3689 | 0 | 0 | -7.3689 | 0 | 0
Line14_15_16 | 0 | 0 | 0 | 0 | 0 | 0 | 0 | 0 | 0 | 0 | 0 | 0 | -1.5931e-09 | -4.3235e-15 | -2.0993e-15 | 1.5931e-09 | 2.3996e-15 | 7.2535e-16 | -3.7508e-08 | -8.3261e-15 | -3.0744e-15 | 1.8325e-08 | 5.1485e-15 | 1.5376e-15 | 0 | 0 | 0 | 0 | 0 | 0 | 0.82881 | 0 | 0 | 0.82881 | 0 | 0 | -7.3689 | 0 | 0 | -7.3689 | 0 | 0
Line15_16_17 | 0 | 0 | 0 | 0 | 0 | 0 | 0 | 0 | 0 | 0 | 0 | 0 | -7.9653e-10 | -2.2939e-15 | -1.1113e-15 | 7.9653e-10 | 1.0853e-16 | -3.9134e-16 | -1.8754e-08 | -4.4109e-15 | -1.6131e-15 | -4.2875e-10 | 7.535e-16 | -7.4471e-17 | 0 | 0 | 0 | 0 | 0 | 0 | 0.82881 | 0 | 0 | 0.82881 | 0 | 0 | -7.3689 | 0 | 0 | -7.3689 | 0 | 0
Line16_4_18 | 0 | 0 | 0 | 0 | 0 | 0 | 0 | 0 | 0 | 0 | 0 | 0 | -7.9653e-10 | -1.3221e-16 | -6.1697e-17 | 7.9653e-10 | 9.2734e-18 | -2.4877e-17 | -1.8754e-08 | -2.4782e-16 | -7.5919e-17 | -4.2875e-10 | 5.7526e-17 | -1.2027e-18 | 0 | 0 | 0 | 0 | 0 | 0 | 0.82881 | 0 | 0 | 0.82881 | 0 | 0 | -7.3689 | 0 | 0 | -7.3689 | 0 | 0
Line17_5_19 | 0 | 0 | 0 | 0 | 0 | 0 | 0 | 0 | 0 | 0 | 0 | 0 | -7.9653e-10 | -1.3221e-16 | -6.1697e-17 | 7.9653e-10 | 9.2734e-18 | -2.4877e-17 | -1.8754e-08 | -2.4782e-16 | -7.5919e-17 | -4.2875e-10 | 5.7526e-17 | -1.2027e-18 | 0 | 0 | 0 | 0 | 0 | 0 | 0.82881 | 0 | 0 | 0.82881 | 0 | 0 | -7.3689 | 0 | 0 | -7.3689 | 0 | 0
Line1_1_3 | 0 | 0 | 0 | 0 | 0 | 0 | 0 | 0 | 0 | 0 | 0 | 0 | -6.3722e-09 | -9.1671e-20 | -1.5799e-20 | 6.3722e-09 | 4.2706e-15 | 1.9658e-15 | -1.5003e-07 | -8.3003e-20 | 8.9501e-20 | 1.3085e-07 | 8.3941e-15 | 3.0684e-15 | 0 | 0 | 0 | 0 | 0 | 0 | 0.82881 | 0 | 0 | 0.82881 | 0 | 0 | -7.3689 | 0 | 0 | -7.3689 | 0 | 0
Line2_1_4 | 0 | 0 | 0 | 0 | 0 | 0 | 0 | 0 | 0 | 0 | 0 | 0 | -1.5931e-09 | -2.2918e-20 | -3.9498e-21 | 1.5931e-09 | 1.3861e-16 | 4.2184e-17 | -3.7508e-08 | -2.0751e-20 | 2.2375e-20 | 1.8325e-08 | 2.8942e-16 | 7.3684e-17 | 0 | 0 | 0 | 0 | 0 | 0 | 0.82881 | 0 | 0 | 0.82881 | 0 | 0 | -7.3689 | 0 | 0 | -7.3689 | 0 | 0
Line3_1_5 | 0 | 0 | 0 | 0 | 0 | 0 | 0 | 0 | 0 | 0 | 0 | 0 | -1.5931e-09 | -2.2918e-20 | -3.9498e-21 | 1.5931e-09 | 1.3861e-16 | 4.2184e-17 | -3.7508e-08 | -2.0751e-20 | 2.2375e-20 | 1.8325e-08 | 2.8942e-16 | 7.3684e-17 | 0 | 0 | 0 | 0 | 0 | 0 | 0.82881 | 0 | 0 | 0.82881 | 0 | 0 | -7.3689 | 0 | 0 | -7.3689 | 0 | 0
Line4_2_6 | 0 | 0 | 0 | 0 | 0 | 0 | 0 | 0 | 0 | 0 | 0 | 0 | -3.9827e-09 | -2.2408e-15 | -1.0886e-15 | 3.9827e-09 | 3.3068e-15 | 1.4477e-15 | -9.3769e-08 | -4.317e-15 | -1.5981e-15 | 7.4586e-08 | 6.5546e-15 | 2.286e-15 | 0 | 0 | 0 | 0 | 0 | 0 | 0.82881 | 0 | 0 | 0.82881 | 0 | 0 | -7.3689 | 0 | 0 | -7.3689 | 0 | 0
Line5_6_7 | 0 | 0 | 0 | 0 | 0 | 0 | 0 | 0 | 0 | 0 | 0 | 0 | -3.1861e-09 | -3.2693e-15 | -1.5858e-15 | 3.1861e-09 | 3.3735e-15 | 1.4226e-15 | -7.5015e-08 | -6.2916e-15 | -2.3133e-15 | 5.5833e-08 | 6.7414e-15 | 2.2922e-15 | 0 | 0 | 0 | 0 | 0 | 0 | 0.82881 | 0 | 0 | 0.82881 | 0 | 0 | -7.3689 | 0 | 0 | -7.3689 | 0 | 0
Line6_7_8 | 0 | 0 | 0 | 0 | 0 | 0 | 0 | 0 | 0 | 0 | 0 | 0 | -2.3896e-09 | -3.3225e-15 | -1.6085e-15 | 2.3896e-09 | 2.6983e-15 | 1.0541e-15 | -5.6261e-08 | -6.3855e-15 | -2.3283e-15 | 3.7079e-08 | 5.4836e-15 | 1.7843e-15 | 0 | 0 | 0 | 0 | 0 | 0 | 0.82881 | 0 | 0 | 0.82881 | 0 | 0 | -7.3689 | 0 | 0 | -7.3689 | 0 | 0
Line7_8_9 | 0 | 0 | 0 | 0 | 0 | 0 | 0 | 0 | 0 | 0 | 0 | 0 | -7.9653e-10 | -1.3187e-15 | -6.3686e-16 | 7.9653e-10 | 6.3872e-17 | -2.2494e-16 | -1.8754e-08 | -2.5302e-15 | -9.1296e-16 | -4.2875e-10 | 4.3916e-16 | -4.0589e-17 | 0 | 0 | 0 | 0 | 0 | 0 | 0.82881 | 0 | 0 | 0.82881 | 0 | 0 | -7.3689 | 0 | 0 | -7.3689 | 0 | 0
Line8_8_10 | 0 | 0 | 0 | 0 | 0 | 0 | 0 | 0 | 0 | 0 | 0 | 0 | -7.9653e-10 | -1.3187e-15 | -6.3686e-16 | 7.9653e-10 | 6.3872e-17 | -2.2494e-16 | -1.8754e-08 | -2.5302e-15 | -9.1296e-16 | -4.2875e-10 | 4.3916e-16 | -4.0589e-17 | 0 | 0 | 0 | 0 | 0 | 0 | 0.82881 | 0 | 0 | 0.82881 | 0 | 0 | -7.3689 | 0 | 0 | -7.3689 | 0 | 0
Line9_3_11 | 0 | 0 | 0 | 0 | 0 | 0 | 0 | 0 | 0 | 0 | 0 | 0 | -5.5757e-09 | -4.2429e-15 | -2.0702e-15 | 5.5757e-09 | 6.8513e-15 | 3.1202e-15 | -1.3128e-07 | -8.1984e-15 | -3.0903e-15 | 1.1209e-07 | 1.3497e-14 | 4.8917e-15 | 0 | 0 | 0 | 0 | 0 | 0 | 0.82881 | 0 | 0 | 0.82881 | 0 | 0 | -7.3689 | 0 | 0 | -7.3689 | 0 | 0

## LLG_max_fault_6
name | pf_ikss_a_from_ka | pf_ikss_b_from_ka | pf_ikss_c_from_ka | pf_ikss_a_to_ka | pf_ikss_b_to_ka | pf_ikss_c_to_ka | pf_skss_a_from_mw | pf_skss_b_from_mw | pf_skss_c_from_mw | pf_skss_a_to_mw | pf_skss_b_to_mw | pf_skss_c_to_mw | pf_p_a_from_mw | pf_p_b_from_mw | pf_p_c_from_mw | pf_p_a_to_mw | pf_p_b_to_mw | pf_p_c_to_mw | pf_q_a_from_mvar | pf_q_b_from_mvar | pf_q_c_from_mvar | pf_q_a_to_mvar | pf_q_b_to_mvar | pf_q_c_to_mvar | pf_ikss_a_from_degree | pf_ikss_b_from_degree | pf_ikss_c_from_degree | pf_ikss_a_to_degree | pf_ikss_b_to_degree | pf_ikss_c_to_degree | pf_vm_a_from_pu | pf_vm_b_from_pu | pf_vm_c_from_pu | pf_vm_a_to_pu | pf_vm_b_to_pu | pf_vm_c_to_pu | pf_va_a_from_degree | pf_va_b_from_degree | pf_va_c_from_degree | pf_va_a_to_degree | pf_va_b_to_degree | pf_va_c_to_degree
Line0_1_2 | 0 | 0 | 0 | 0 | 0 | 0 | 0 | 0 | 0 | 0 | 0 | 0 | -1.3803e-10 | -2.1662e-10 | 2.332e-10 | 1.1642e-10 | 1.883e-10 | -1.8327e-10 | -2.6044e-10 | 3.01e-10 | 6.1623e-11 | 2.1512e-10 | -2.5965e-10 | -5.7739e-11 | 0 | 0 | 0 | 0 | 0 | 0 | 1.0496 | 1.048 | 1.0471 | 1.0496 | 1.048 | 1.0471 | -0.027094 | -120.1252 | 119.9092 | -0.027094 | -120.1252 | 119.9092
Line10_11_12 | 0 | 0 | 0 | 0 | 0 | 0 | 0 | 0 | 0 | 0 | 0 | 0 | -1.3803e-10 | -2.1662e-10 | 2.332e-10 | 1.1642e-10 | 1.883e-10 | -1.8327e-10 | -2.6044e-10 | 3.01e-10 | 6.1623e-11 | 2.1512e-10 | -2.5965e-10 | -5.7739e-11 | 0 | 0 | 0 | 0 | 0 | 0 | 1.0496 | 1.048 | 1.0471 | 1.0496 | 1.048 | 1.0471 | -0.027094 | -120.1252 | 119.9092 | -0.027094 | -120.1252 | 119.9092
Line11_12_13 | 0 | 0 | 0 | 0 | 0 | 0 | 0 | 0 | 0 | 0 | 0 | 0 | -1.1502e-10 | -1.8052e-10 | 1.9433e-10 | 9.3417e-11 | 1.5219e-10 | -1.444e-10 | -2.1703e-10 | 2.5083e-10 | 5.1352e-11 | 1.7172e-10 | -2.0948e-10 | -4.7468e-11 | 0 | 0 | 0 | 0 | 0 | 0 | 1.0496 | 1.048 | 1.0471 | 1.0496 | 1.048 | 1.0471 | -0.027094 | -120.1252 | 119.9092 | -0.027094 | -120.1252 | 119.9092
Line12_13_15 | 0 | 0 | 0 | 0 | 0 | 0 | 0 | 0 | 0 | 0 | 0 | 0 | -6.9013e-11 | -1.0831e-10 | 1.166e-10 | 4.7409e-11 | 7.9984e-11 | -6.6668e-11 | -1.3022e-10 | 1.505e-10 | 3.0811e-11 | 8.4902e-11 | -1.0915e-10 | -2.6927e-11 | 0 | 0 | 0 | 0 | 0 | 0 | 1.0496 | 1.048 | 1.0471 | 1.0496 | 1.048 | 1.0471 | -0.027094 | -120.1252 | 119.9092 | -0.027094 | -120.1252 | 119.9092
Line13_13_14 | 0 | 0 | 0 | 0 | 0 | 0 | 0 | 0 | 0 | 0 | 0 | 0 | -2.3004e-11 | -3.6104e-11 | 3.8867e-11 | 1.4001e-12 | 7.7757e-12 | 1.1066e-11 | -4.3407e-11 | 5.0166e-11 | 1.027e-11 | -1.9109e-12 | -8.8147e-12 | -6.3864e-12 | 0 | 0 | 0 | 0 | 0 | 0 | 1.0496 | 1.048 | 1.0471 | 1.0496 | 1.048 | 1.0471 | -0.027094 | -120.1252 | 119.9092 | -0.027094 | -120.1252 | 119.9092
Line14_15_16 | 0 | 0 | 0 | 0 | 0 | 0 | 0 | 0 | 0 | 0 | 0 | 0 | -4.6009e-11 | -7.2208e-11 | 7.7734e-11 | 2.4404e-11 | 4.388e-11 | -2.7801e-11 | -8.6813e-11 | 1.0033e-10 | 2.0541e-11 | 4.1496e-11 | -5.8981e-11 | -1.6657e-11 | 0 | 0 | 0 | 0 | 0 | 0 | 1.0496 | 1.048 | 1.0471 | 1.0496 | 1.048 | 1.0471 | -0.027094 | -120.1252 | 119.9092 | -0.027094 | -120.1252 | 119.9092
Line15_16_17 | 0 | 0 | 0 | 0 | 0 | 0 | 0 | 0 | 0 | 0 | 0 | 0 | -2.3004e-11 | -3.6104e-11 | 3.8867e-11 | 1.4001e-12 | 7.7756e-12 | 1.1066e-11 | -4.3407e-11 | 5.0166e-11 | 1.027e-11 | -1.9109e-12 | -8.8147e-12 | -6.3864e-12 | 0 | 0 | 0 | 0 | 0 | 0 | 1.0496 | 1.048 | 1.0471 | 1.0496 | 1.048 | 1.0471 | -0.027094 | -120.1252 | 119.9092 | -0.027094 | -120.1252 | 119.9092
Line16_4_18 | 0 | 0 | 0 | 0 | 0 | 0 | 0 | 0 | 0 | 0 | 0 | 0 | -2.3004e-11 | -3.6104e-11 | 3.8867e-11 | 1.4001e-12 | 7.7756e-12 | 1.1066e-11 | -4.3407e-11 | 5.0166e-11 | 1.027e-11 | -1.9109e-12 | -8.8147e-12 | -6.3864e-12 | 0 | 0 | 0 | 0 | 0 | 0 | 1.0496 | 1.048 | 1.0471 | 1.0496 | 1.048 | 1.0471 | -0.027094 | -120.1252 | 119.9092 | -0.027094 | -120.1252 | 119.9092
Line17_5_19 | 0 | 0 | 0 | 0 | 0 | 0 | 0 | 0 | 0 | 0 | 0 | 0 | -2.3004e-11 | -3.6104e-11 | 3.8867e-11 | 1.4001e-12 | 7.7756e-12 | 1.1066e-11 | -4.3407e-11 | 5.0166e-11 | 1.027e-11 | -1.9109e-12 | -8.8147e-12 | -6.3864e-12 | 0 | 0 | 0 | 0 | 0 | 0 | 1.0496 | 1.048 | 1.0471 | 1.0496 | 1.048 | 1.0471 | -0.027094 | -120.1252 | 119.9092 | -0.027094 | -120.1252 | 119.9092
Line1_1_3 | 0 | 0 | 0 | 0 | 0 | 0 | 0 | 0 | 0 | 0 | 0 | 0 | -1.8403e-10 | -2.8883e-10 | 3.1093e-10 | 1.6243e-10 | 2.605e-10 | -2.61e-10 | -3.4725e-10 | 4.0133e-10 | 8.2164e-11 | 3.0194e-10 | -3.5998e-10 | -7.828e-11 | 0 | 0 | 0 | 0 | 0 | 0 | 1.0496 | 1.048 | 1.0471 | 1.0496 | 1.048 | 1.0471 | -0.027094 | -120.1252 | 119.9092 | -0.027094 | -120.1252 | 119.9092
Line2_1_4 | 0 | 0 | 0 | 0 | 0 | 0 | 0 | 0 | 0 | 0 | 0 | 0 | -4.6009e-11 | -7.2208e-11 | 7.7733e-11 | 2.4404e-11 | 4.388e-11 | -2.7801e-11 | -8.6813e-11 | 1.0033e-10 | 2.0541e-11 | 4.1496e-11 | -5.8981e-11 | -1.6657e-11 | 0 | 0 | 0 | 0 | 0 | 0 | 1.0496 | 1.048 | 1.0471 | 1.0496 | 1.048 | 1.0471 | -0.027094 | -120.1252 | 119.9092 | -0.027094 | -120.1252 | 119.9092
Line3_1_5 | 0 | 0 | 0 | 0 | 0 | 0 | 0 | 0 | 0 | 0 | 0 | 0 | -4.6009e-11 | -7.2208e-11 | 7.7733e-11 | 2.4404e-11 | 4.388e-11 | -2.7801e-11 | -8.6813e-11 | 1.0033e-10 | 2.0541e-11 | 4.1496e-11 | -5.8981e-11 | -1.6657e-11 | 0 | 0 | 0 | 0 | 0 | 0 | 1.0496 | 1.048 | 1.0471 | 1.0496 | 1.048 | 1.0471 | -0.027094 | -120.1252 | 119.9092 | -0.027094 | -120.1252 | 119.9092
Line4_2_6 | 0 | 0 | 0 | 0 | 0 | 0 | 0 | 0 | 0 | 0 | 0 | 0 | -1.1502e-10 | -1.8052e-10 | 1.9433e-10 | 9.3417e-11 | 1.5219e-10 | -1.444e-10 | -2.1703e-10 | 2.5083e-10 | 5.1352e-11 | 1.7172e-10 | -2.0948e-10 | -4.7468e-11 | 0 | 0 | 0 | 0 | 0 | 0 | 1.0496 | 1.048 | 1.0471 | 1.0496 | 1.048 | 1.0471 | -0.027094 | -120.1252 | 119.9092 | -0.027094 | -120.1252 | 119.9092
Line5_6_7 | 0 | 0 | 0 | 0 | 0 | 0 | 0 | 0 | 0 | 0 | 0 | 0 | -9.2017e-11 | -1.4442e-10 | 1.5547e-10 | 7.0413e-11 | 1.1609e-10 | -1.0553e-10 | -1.7363e-10 | 2.0067e-10 | 4.1082e-11 | 1.2831e-10 | -1.5931e-10 | -3.7198e-11 | 0 | 0 | 0 | 0 | 0 | 0 | 1.0496 | 1.048 | 1.0471 | 1.0496 | 1.048 | 1.0471 | -0.027094 | -120.1252 | 119.9092 | -0.027094 | -120.1252 | 119.9092
Line6_7_8 | 0 | 0 | 0 | 0 | 0 | 0 | 0 | 0 | 0 | 0 | 0 | 0 | -6.9013e-11 | -1.0831e-10 | 1.166e-10 | 4.7409e-11 | 7.9984e-11 | -6.6668e-11 | -1.3022e-10 | 1.505e-10 | 3.0811e-11 | 8.4902e-11 | -1.0915e-10 | -2.6927e-11 | 0 | 0 | 0 | 0 | 0 | 0 | 1.0496 | 1.048 | 1.0471 | 1.0496 | 1.048 | 1.0471 | -0.027094 | -120.1252 | 119.9092 | -0.027094 | -120.1252 | 119.9092
Line7_8_9 | 0 | 0 | 0 | 0 | 0 | 0 | 0 | 0 | 0 | 0 | 0 | 0 | -2.3004e-11 | -3.6104e-11 | 3.8867e-11 | 1.4001e-12 | 7.7757e-12 | 1.1066e-11 | -4.3407e-11 | 5.0166e-11 | 1.027e-11 | -1.9109e-12 | -8.8147e-12 | -6.3864e-12 | 0 | 0 | 0 | 0 | 0 | 0 | 1.0496 | 1.048 | 1.0471 | 1.0496 | 1.048 | 1.0471 | -0.027094 | -120.1252 | 119.9092 | -0.027094 | -120.1252 | 119.9092
Line8_8_10 | 0 | 0 | 0 | 0 | 0 | 0 | 0 | 0 | 0 | 0 | 0 | 0 | -2.3004e-11 | -3.6104e-11 | 3.8867e-11 | 1.4001e-12 | 7.7757e-12 | 1.1066e-11 | -4.3407e-11 | 5.0166e-11 | 1.027e-11 | -1.9109e-12 | -8.8147e-12 | -6.3864e-12 | 0 | 0 | 0 | 0 | 0 | 0 | 1.0496 | 1.048 | 1.0471 | 1.0496 | 1.048 | 1.0471 | -0.027094 | -120.1252 | 119.9092 | -0.027094 | -120.1252 | 119.9092
Line9_3_11 | 0 | 0 | 0 | 0 | 0 | 0 | 0 | 0 | 0 | 0 | 0 | 0 | -1.6103e-10 | -2.5273e-10 | 2.7207e-10 | 1.3943e-10 | 2.244e-10 | -2.2213e-10 | -3.0385e-10 | 3.5116e-10 | 7.1893e-11 | 2.5853e-10 | -3.0981e-10 | -6.8009e-11 | 0 | 0 | 0 | 0 | 0 | 0 | 1.0496 | 1.048 | 1.0471 | 1.0496 | 1.048 | 1.0471 | -0.027094 | -120.1252 | 119.9092 | -0.027094 | -120.1252 | 119.9092

## LLG_max_fault_10
name | pf_ikss_a_from_ka | pf_ikss_b_from_ka | pf_ikss_c_from_ka | pf_ikss_a_to_ka | pf_ikss_b_to_ka | pf_ikss_c_to_ka | pf_skss_a_from_mw | pf_skss_b_from_mw | pf_skss_c_from_mw | pf_skss_a_to_mw | pf_skss_b_to_mw | pf_skss_c_to_mw | pf_p_a_from_mw | pf_p_b_from_mw | pf_p_c_from_mw | pf_p_a_to_mw | pf_p_b_to_mw | pf_p_c_to_mw | pf_q_a_from_mvar | pf_q_b_from_mvar | pf_q_c_from_mvar | pf_q_a_to_mvar | pf_q_b_to_mvar | pf_q_c_to_mvar | pf_ikss_a_from_degree | pf_ikss_b_from_degree | pf_ikss_c_from_degree | pf_ikss_a_to_degree | pf_ikss_b_to_degree | pf_ikss_c_to_degree | pf_vm_a_from_pu | pf_vm_b_from_pu | pf_vm_c_from_pu | pf_vm_a_to_pu | pf_vm_b_to_pu | pf_vm_c_to_pu | pf_va_a_from_degree | pf_va_b_from_degree | pf_va_c_from_degree | pf_va_a_to_degree | pf_va_b_to_degree | pf_va_c_to_degree
Line0_1_2 | 0 | 0 | 0 | 0 | 0 | 0 | 0 | 0 | 0 | 0 | 0 | 0 | -1.5866e-10 | -2.4899e-10 | 2.681e-10 | 1.3383e-10 | 2.1643e-10 | -2.107e-10 | -2.9943e-10 | 3.46e-10 | 7.0818e-11 | 2.4733e-10 | -2.9846e-10 | -6.6354e-11 | 0 | 0 | 0 | 0 | 0 | 0 | 1.0996 | 1.0978 | 1.0968 | 1.0996 | 1.0978 | 1.0968 | -0.028367 | -120.1311 | 119.9049 | -0.028367 | -120.1311 | 119.9049
Line10_11_12 | 0 | 0 | 0 | 0 | 0 | 0 | 0 | 0 | 0 | 0 | 0 | 0 | -1.5866e-10 | -2.4899e-10 | 2.681e-10 | 1.3383e-10 | 2.1643e-10 | -2.107e-10 | -2.9943e-10 | 3.46e-10 | 7.0818e-11 | 2.4733e-10 | -2.9846e-10 | -6.6354e-11 | 0 | 0 | 0 | 0 | 0 | 0 | 1.0996 | 1.0978 | 1.0968 | 1.0996 | 1.0978 | 1.0968 | -0.028367 | -120.1311 | 119.9049 | -0.028367 | -120.1311 | 119.9049
Line11_12_13 | 0 | 0 | 0 | 0 | 0 | 0 | 0 | 0 | 0 | 0 | 0 | 0 | -1.3222e-10 | -2.075e-10 | 2.2341e-10 | 1.0738e-10 | 1.7493e-10 | -1.6602e-10 | -2.4952e-10 | 2.8833e-10 | 5.9015e-11 | 1.9742e-10 | -2.408e-10 | -5.4551e-11 | 0 | 0 | 0 | 0 | 0 | 0 | 1.0996 | 1.0978 | 1.0968 | 1.0996 | 1.0978 | 1.0968 | -0.028367 | -120.1311 | 119.9049 | -0.028367 | -120.1311 | 119.9049
Line12_13_15 | 0 | 0 | 0 | 0 | 0 | 0 | 0 | 0 | 0 | 0 | 0 | 0 | -7.9331e-11 | -1.245e-10 | 1.3405e-10 | 5.4496e-11 | 9.1934e-11 | -7.665e-11 | -1.4971e-10 | 1.73e-10 | 3.5409e-11 | 9.7613e-11 | -1.2546e-10 | -3.0945e-11 | 0 | 0 | 0 | 0 | 0 | 0 | 1.0996 | 1.0978 | 1.0968 | 1.0996 | 1.0978 | 1.0968 | -0.028367 | -120.1311 | 119.9049 | -0.028367 | -120.1311 | 119.9049
Line13_13_14 | 0 | 0 | 0 | 0 | 0 | 0 | 0 | 0 | 0 | 0 | 0 | 0 | -2.6444e-11 | -4.1499e-11 | 4.4683e-11 | 1.6083e-12 | 8.9361e-12 | 1.2716e-11 | -4.9904e-11 | 5.7667e-11 | 1.1803e-11 | -2.1958e-12 | -1.0129e-11 | -7.3393e-12 | 0 | 0 | 0 | 0 | 0 | 0 | 1.0996 | 1.0978 | 1.0968 | 1.0996 | 1.0978 | 1.0968 | -0.028367 | -120.1311 | 119.9049 | -0.028367 | -120.1311 | 119.9049
Line14_15_16 | 0 | 0 | 0 | 0 | 0 | 0 | 0 | 0 | 0 | 0 | 0 | 0 | -5.2888e-11 | -8.2998e-11 | 8.9366e-11 | 2.8052e-11 | 5.0435e-11 | -3.1967e-11 | -9.9809e-11 | 1.1533e-10 | 2.3606e-11 | 4.7709e-11 | -6.7796e-11 | -1.9142e-11 | 0 | 0 | 0 | 0 | 0 | 0 | 1.0996 | 1.0978 | 1.0968 | 1.0996 | 1.0978 | 1.0968 | -0.028367 | -120.1311 | 119.9049 | -0.028367 | -120.1311 | 119.9049
Line15_16_17 | 0 | 0 | 0 | 0 | 0 | 0 | 0 | 0 | 0 | 0 | 0 | 0 | -2.6444e-11 | -4.1499e-11 | 4.4683e-11 | 1.6083e-12 | 8.9361e-12 | 1.2716e-11 | -4.9904e-11 | 5.7667e-11 | 1.1803e-11 | -2.1958e-12 | -1.0129e-11 | -7.3393e-12 | 0 | 0 | 0 | 0 | 0 | 0 | 1.0996 | 1.0978 | 1.0968 | 1.0996 | 1.0978 | 1.0968 | -0.028367 | -120.1311 | 119.9049 | -0.028367 | -120.1311 | 119.9049
Line16_4_18 | 0 | 0 | 0 | 0 | 0 | 0 | 0 | 0 | 0 | 0 | 0 | 0 | -2.6444e-11 | -4.1499e-11 | 4.4683e-11 | 1.6083e-12 | 8.9361e-12 | 1.2716e-11 | -4.9904e-11 | 5.7667e-11 | 1.1803e-11 | -2.1958e-12 | -1.0129e-11 | -7.3393e-12 | 0 | 0 | 0 | 0 | 0 | 0 | 1.0996 | 1.0978 | 1.0968 | 1.0996 | 1.0978 | 1.0968 | -0.028367 | -120.1311 | 119.9049 | -0.028367 | -120.1311 | 119.9049
Line17_5_19 | 0 | 0 | 0 | 0 | 0 | 0 | 0 | 0 | 0 | 0 | 0 | 0 | -2.6444e-11 | -4.1499e-11 | 4.4683e-11 | 1.6083e-12 | 8.9361e-12 | 1.2716e-11 | -4.9904e-11 | 5.7667e-11 | 1.1803e-11 | -2.1958e-12 | -1.0129e-11 | -7.3393e-12 | 0 | 0 | 0 | 0 | 0 | 0 | 1.0996 | 1.0978 | 1.0968 | 1.0996 | 1.0978 | 1.0968 | -0.028367 | -120.1311 | 119.9049 | -0.028367 | -120.1311 | 119.9049
Line1_1_3 | 0 | 0 | 0 | 0 | 0 | 0 | 0 | 0 | 0 | 0 | 0 | 0 | -2.1155e-10 | -3.3199e-10 | 3.5746e-10 | 1.8672e-10 | 2.9943e-10 | -3.0007e-10 | -3.9924e-10 | 4.6133e-10 | 9.4424e-11 | 3.4714e-10 | -4.138e-10 | -8.996e-11 | 0 | 0 | 0 | 0 | 0 | 0 | 1.0996 | 1.0978 | 1.0968 | 1.0996 | 1.0978 | 1.0968 | -0.028367 | -120.1311 | 119.9049 | -0.028367 | -120.1311 | 119.9049
Line2_1_4 | 0 | 0 | 0 | 0 | 0 | 0 | 0 | 0 | 0 | 0 | 0 | 0 | -5.2888e-11 | -8.2998e-11 | 8.9366e-11 | 2.8052e-11 | 5.0435e-11 | -3.1967e-11 | -9.9809e-11 | 1.1533e-10 | 2.3606e-11 | 4.7709e-11 | -6.7796e-11 | -1.9142e-11 | 0 | 0 | 0 | 0 | 0 | 0 | 1.0996 | 1.0978 | 1.0968 | 1.0996 | 1.0978 | 1.0968 | -0.028367 | -120.1311 | 119.9049 | -0.028367 | -120.1311 | 119.9049
Line3_1_5 | 0 | 0 | 0 | 0 | 0 | 0 | 0 | 0 | 0 | 0 | 0 | 0 | -5.2888e-11 | -8.2998e-11 | 8.9366e-11 | 2.8052e-11 | 5.0435e-11 | -3.1967e-11 | -9.9809e-11 | 1.1533e-10 | 2.3606e-11 | 4.7709e-11 | -6.7796e-11 | -1.9142e-11 | 0 | 0 | 0 | 0 | 0 | 0 | 1.0996 | 1.0978 | 1.0968 | 1.0996 | 1.0978 | 1.0968 | -0.028367 | -120.1311 | 119.9049 | -0.028367 | -120.1311 | 119.9049
Line4_2_6 | 0 | 0 | 0 | 0 | 0 | 0 | 0 | 0 | 0 | 0 | 0 | 0 | -1.3222e-10 | -2.075e-10 | 2.2341e-10 | 1.0738e-10 | 1.7493e-10 | -1.6602e-10 | -2.4952e-10 | 2.8833e-10 | 5.9015e-11 | 1.9742e-10 | -2.408e-10 | -5.4551e-11 | 0 | 0 | 0 | 0 | 0 | 0 | 1.0996 | 1.0978 | 1.0968 | 1.0996 | 1.0978 | 1.0968 | -0.028367 | -120.1311 | 119.9049 | -0.028367 | -120.1311 | 119.9049
Line5_6_7 | 0 | 0 | 0 | 0 | 0 | 0 | 0 | 0 | 0 | 0 | 0 | 0 | -1.0578e-10 | -1.66e-10 | 1.7873e-10 | 8.094e-11 | 1.3343e-10 | -1.2133e-10 | -1.9962e-10 | 2.3067e-10 | 4.7212e-11 | 1.4752e-10 | -1.8313e-10 | -4.2748e-11 | 0 | 0 | 0 | 0 | 0 | 0 | 1.0996 | 1.0978 | 1.0968 | 1.0996 | 1.0978 | 1.0968 | -0.028367 | -120.1311 | 119.9049 | -0.028367 | -120.1311 | 119.9049
Line6_7_8 | 0 | 0 | 0 | 0 | 0 | 0 | 0 | 0 | 0 | 0 | 0 | 0 | -7.9331e-11 | -1.245e-10 | 1.3405e-10 | 5.4496e-11 | 9.1934e-11 | -7.665e-11 | -1.4971e-10 | 1.73e-10 | 3.5409e-11 | 9.7613e-11 | -1.2546e-10 | -3.0945e-11 | 0 | 0 | 0 | 0 | 0 | 0 | 1.0996 | 1.0978 | 1.0968 | 1.0996 | 1.0978 | 1.0968 | -0.028367 | -120.1311 | 119.9049 | -0.028367 | -120.1311 | 119.9049
Line7_8_9 | 0 | 0 | 0 | 0 | 0 | 0 | 0 | 0 | 0 | 0 | 0 | 0 | -2.6444e-11 | -4.1499e-11 | 4.4683e-11 | 1.6083e-12 | 8.9361e-12 | 1.2716e-11 | -4.9904e-11 | 5.7667e-11 | 1.1803e-11 | -2.1958e-12 | -1.0129e-11 | -7.3393e-12 | 0 | 0 | 0 | 0 | 0 | 0 | 1.0996 | 1.0978 | 1.0968 | 1.0996 | 1.0978 | 1.0968 | -0.028367 | -120.1311 | 119.9049 | -0.028367 | -120.1311 | 119.9049
Line8_8_10 | 0 | 0 | 0 | 0 | 0 | 0 | 0 | 0 | 0 | 0 | 0 | 0 | -2.6444e-11 | -4.1499e-11 | 4.4683e-11 | 1.6083e-12 | 8.9361e-12 | 1.2716e-11 | -4.9904e-11 | 5.7667e-11 | 1.1803e-11 | -2.1958e-12 | -1.0129e-11 | -7.3393e-12 | 0 | 0 | 0 | 0 | 0 | 0 | 1.0996 | 1.0978 | 1.0968 | 1.0996 | 1.0978 | 1.0968 | -0.028367 | -120.1311 | 119.9049 | -0.028367 | -120.1311 | 119.9049
Line9_3_11 | 0 | 0 | 0 | 0 | 0 | 0 | 0 | 0 | 0 | 0 | 0 | 0 | -1.8511e-10 | -2.9049e-10 | 3.1278e-10 | 1.6027e-10 | 2.5793e-10 | -2.5538e-10 | -3.4933e-10 | 4.0367e-10 | 8.2621e-11 | 2.9723e-10 | -3.5613e-10 | -7.8157e-11 | 0 | 0 | 0 | 0 | 0 | 0 | 1.0996 | 1.0978 | 1.0968 | 1.0996 | 1.0978 | 1.0968 | -0.028367 | -120.1311 | 119.9049 | -0.028367 | -120.1311 | 119.9049

## LLG_min_6
name | pf_ikss_a_from_ka | pf_ikss_b_from_ka | pf_ikss_c_from_ka | pf_ikss_a_to_ka | pf_ikss_b_to_ka | pf_ikss_c_to_ka | pf_skss_a_from_mw | pf_skss_b_from_mw | pf_skss_c_from_mw | pf_skss_a_to_mw | pf_skss_b_to_mw | pf_skss_c_to_mw | pf_p_a_from_mw | pf_p_b_from_mw | pf_p_c_from_mw | pf_p_a_to_mw | pf_p_b_to_mw | pf_p_c_to_mw | pf_q_a_from_mvar | pf_q_b_from_mvar | pf_q_c_from_mvar | pf_q_a_to_mvar | pf_q_b_to_mvar | pf_q_c_to_mvar | pf_ikss_a_from_degree | pf_ikss_b_from_degree | pf_ikss_c_from_degree | pf_ikss_a_to_degree | pf_ikss_b_to_degree | pf_ikss_c_to_degree | pf_vm_a_from_pu | pf_vm_b_from_pu | pf_vm_c_from_pu | pf_vm_a_to_pu | pf_vm_b_to_pu | pf_vm_c_to_pu | pf_va_a_from_degree | pf_va_b_from_degree | pf_va_c_from_degree | pf_va_a_to_degree | pf_va_b_to_degree | pf_va_c_to_degree
Line0_1_2 | 0 | 0 | 0 | 0 | 0 | 0 | 0 | 0 | 0 | 0 | 0 | 0 | -3.5686e-09 | 2.3862e-20 | 1.5141e-20 | 3.5686e-09 | 3.2189e-15 | 1.327e-15 | -8.3836e-08 | 2.687e-20 | -2.4742e-20 | 6.9544e-08 | 3.3163e-15 | 1.1183e-15 | 0 | 0 | 0 | 0 | 0 | 0 | 0.71541 | 0 | 0 | 0.71541 | 0 | 0 | -7.3723 | 0 | 0 | -7.3723 | 0 | 0
Line10_11_12 | 0 | 0 | 0 | 0 | 0 | 0 | 0 | 0 | 0 | 0 | 0 | 0 | -3.5686e-09 | -9.6009e-15 | -4.2762e-15 | 3.5686e-09 | 1.1366e-14 | 4.7077e-15 | -8.3836e-08 | -9.7213e-15 | -3.4408e-15 | 6.9544e-08 | 1.1726e-14 | 4.0034e-15 | 0 | 0 | 0 | 0 | 0 | 0 | 0.71541 | 0 | 0 | 0.71541 | 0 | 0 | -7.3723 | 0 | 0 | -7.3723 | 0 | 0
Line11_12_13 | 0 | 0 | 0 | 0 | 0 | 0 | 0 | 0 | 0 | 0 | 0 | 0 | -2.9738e-09 | -1.1162e-14 | -4.962e-15 | 2.9738e-09 | 1.1262e-14 | 4.5716e-15 | -6.9863e-08 | -1.1296e-14 | -3.9782e-15 | 5.5571e-08 | 1.1666e-14 | 3.9307e-15 | 0 | 0 | 0 | 0 | 0 | 0 | 0.71541 | 0 | 0 | 0.71541 | 0 | 0 | -7.3723 | 0 | 0 | -7.3723 | 0 | 0
Line12_13_15 | 0 | 0 | 0 | 0 | 0 | 0 | 0 | 0 | 0 | 0 | 0 | 0 | -1.7843e-09 | -8.2581e-15 | -3.6629e-15 | 1.7843e-09 | 6.377e-15 | 2.3511e-15 | -4.1918e-08 | -8.3518e-15 | -2.9244e-15 | 2.7626e-08 | 6.748e-15 | 2.1717e-15 | 0 | 0 | 0 | 0 | 0 | 0 | 0.71541 | 0 | 0 | 0.71541 | 0 | 0 | -7.3723 | 0 | 0 | -7.3723 | 0 | 0
Line13_13_14 | 0 | 0 | 0 | 0 | 0 | 0 | 0 | 0 | 0 | 0 | 0 | 0 | -5.9477e-10 | -2.7527e-15 | -1.221e-15 | 5.9477e-10 | 2.5829e-16 | -3.1672e-16 | -1.3973e-08 | -2.7839e-15 | -9.7479e-16 | -3.1976e-10 | 5.4373e-16 | 3.3958e-17 | 0 | 0 | 0 | 0 | 0 | 0 | 0.71541 | 0 | 0 | 0.71541 | 0 | 0 | -7.3723 | 0 | 0 | -7.3723 | 0 | 0
Line14_15_16 | 0 | 0 | 0 | 0 | 0 | 0 | 0 | 0 | 0 | 0 | 0 | 0 | -1.1895e-09 | -6.0984e-15 | -2.6946e-15 | 1.1895e-09 | 3.5295e-15 | 1.0612e-15 | -2.7945e-08 | -6.1609e-15 | -2.1357e-15 | 1.3653e-08 | 3.885e-15 | 1.1572e-15 | 0 | 0 | 0 | 0 | 0 | 0 | 0.71541 | 0 | 0 | 0.71541 | 0 | 0 | -7.3723 | 0 | 0 | -7.3723 | 0 | 0
Line15_16_17 | 0 | 0 | 0 | 0 | 0 | 0 | 0 | 0 | 0 | 0 | 0 | 0 | -5.9477e-10 | -3.2338e-15 | -1.4226e-15 | 5.9477e-10 | 3.026e-16 | -3.6578e-16 | -1.3973e-08 | -3.2629e-15 | -1.1179e-15 | -3.1977e-10 | 6.3536e-16 | 4.1732e-17 | 0 | 0 | 0 | 0 | 0 | 0 | 0.71541 | 0 | 0 | 0.71541 | 0 | 0 | -7.3723 | 0 | 0 | -7.3723 | 0 | 0
Line16_4_18 | 0 | 0 | 0 | 0 | 0 | 0 | 0 | 0 | 0 | 0 | 0 | 0 | -5.9477e-10 | -1.8461e-16 | -7.5237e-17 | 5.9477e-10 | 2.3973e-17 | -2.2282e-17 | -1.3973e-08 | -1.824e-16 | -5.0041e-17 | -3.1976e-10 | 4.8235e-17 | 5.77e-18 | 0 | 0 | 0 | 0 | 0 | 0 | 0.71541 | 0 | 0 | 0.71541 | 0 | 0 | -7.3723 | 0 | 0 | -7.3723 | 0 | 0
Line17_5_19 | 0 | 0 | 0 | 0 | 0 | 0 | 0 | 0 | 0 | 0 | 0 | 0 | -5.9477e-10 | -1.8461e-16 | -7.5237e-17 | 5.9477e-10 | 2.3973e-17 | -2.2282e-17 | -1.3973e-08 | -1.824e-16 | -5.0041e-17 | -3.1976e-10 | 4.8235e-17 | 5.77e-18 | 0 | 0 | 0 | 0 | 0 | 0 | 0.71541 | 0 | 0 | 0.71541 | 0 | 0 | -7.3723 | 0 | 0 | -7.3723 | 0 | 0
Line1_1_3 | 0 | 0 | 0 | 0 | 0 | 0 | 0 | 0 | 0 | 0 | 0 | 0 | -4.7581e-09 | 3.1817e-20 | 2.0188e-20 | 4.7581e-09 | 6.0703e-15 | 2.5752e-15 | -1.1178e-07 | 3.5827e-20 | -3.2989e-20 | 9.7489e-08 | 6.2353e-15 | 2.1672e-15 | 0 | 0 | 0 | 0 | 0 | 0 | 0.71541 | 0 | 0 | 0.71541 | 0 | 0 | -7.3723 | 0 | 0 | -7.3723 | 0 | 0
Line2_1_4 | 0 | 0 | 0 | 0 | 0 | 0 | 0 | 0 | 0 | 0 | 0 | 0 | -1.1895e-09 | 7.9541e-21 | 5.0471e-21 | 1.1895e-09 | 2.0168e-16 | 5.7403e-17 | -2.7945e-08 | 8.9568e-21 | -8.2472e-21 | 1.3653e-08 | 2.1737e-16 | 5.3426e-17 | 0 | 0 | 0 | 0 | 0 | 0 | 0.71541 | 0 | 0 | 0.71541 | 0 | 0 | -7.3723 | 0 | 0 | -7.3723 | 0 | 0
Line3_1_5 | 0 | 0 | 0 | 0 | 0 | 0 | 0 | 0 | 0 | 0 | 0 | 0 | -1.1895e-09 | 7.9541e-21 | 5.0471e-21 | 1.1895e-09 | 2.0168e-16 | 5.7403e-17 | -2.7945e-08 | 8.9568e-21 | -8.2472e-21 | 1.3653e-08 | 2.1737e-16 | 5.3426e-17 | 0 | 0 | 0 | 0 | 0 | 0 | 0.71541 | 0 | 0 | 0.71541 | 0 | 0 | -7.3723 | 0 | 0 | -7.3723 | 0 | 0
Line4_2_6 | 0 | 0 | 0 | 0 | 0 | 0 | 0 | 0 | 0 | 0 | 0 | 0 | -2.9738e-09 | -3.1611e-15 | -1.3984e-15 | 2.9738e-09 | 4.7155e-15 | 1.9037e-15 | -6.9863e-08 | -3.1946e-15 | -1.1109e-15 | 5.5571e-08 | 4.8766e-15 | 1.6191e-15 | 0 | 0 | 0 | 0 | 0 | 0 | 0.71541 | 0 | 0 | 0.71541 | 0 | 0 | -7.3723 | 0 | 0 | -7.3723 | 0 | 0
Line5_6_7 | 0 | 0 | 0 | 0 | 0 | 0 | 0 | 0 | 0 | 0 | 0 | 0 | -2.3791e-09 | -4.6102e-15 | -2.033e-15 | 2.3791e-09 | 4.8256e-15 | 1.8832e-15 | -5.5891e-08 | -4.6548e-15 | -1.6053e-15 | 4.1598e-08 | 5.0233e-15 | 1.6315e-15 | 0 | 0 | 0 | 0 | 0 | 0 | 0.71541 | 0 | 0 | 0.71541 | 0 | 0 | -7.3723 | 0 | 0 | -7.3723 | 0 | 0
Line6_7_8 | 0 | 0 | 0 | 0 | 0 | 0 | 0 | 0 | 0 | 0 | 0 | 0 | -1.7843e-09 | -4.6829e-15 | -2.0572e-15 | 1.7843e-09 | 3.885e-15 | 1.419e-15 | -4.1918e-08 | -4.7231e-15 | -1.6123e-15 | 2.7626e-08 | 4.0987e-15 | 1.2846e-15 | 0 | 0 | 0 | 0 | 0 | 0 | 0.71541 | 0 | 0 | 0.71541 | 0 | 0 | -7.3723 | 0 | 0 | -7.3723 | 0 | 0
Line7_8_9 | 0 | 0 | 0 | 0 | 0 | 0 | 0 | 0 | 0 | 0 | 0 | 0 | -5.9477e-10 | -1.8575e-15 | -8.1207e-16 | 5.9477e-10 | 1.7691e-16 | -2.0964e-16 | -1.3973e-08 | -1.8709e-15 | -6.3051e-16 | -3.1977e-10 | 3.7013e-16 | 2.5945e-17 | 0 | 0 | 0 | 0 | 0 | 0 | 0.71541 | 0 | 0 | 0.71541 | 0 | 0 | -7.3723 | 0 | 0 | -7.3723 | 0 | 0
Line8_8_10 | 0 | 0 | 0 | 0 | 0 | 0 | 0 | 0 | 0 | 0 | 0 | 0 | -5.9477e-10 | -1.8575e-15 | -8.1207e-16 | 5.9477e-10 | 1.7691e-16 | -2.0964e-16 | -1.3973e-08 | -1.8709e-15 | -6.3051e-16 | -3.1977e-10 | 3.7013e-16 | 2.5945e-17 | 0 | 0 | 0 | 0 | 0 | 0 | 0.71541 | 0 | 0 | 0.71541 | 0 | 0 | -7.3723 | 0 | 0 | -7.3723 | 0 | 0
Line9_3_11 | 0 | 0 | 0 | 0 | 0 | 0 | 0 | 0 | 0 | 0 | 0 | 0 | -4.1634e-09 | -5.9922e-15 | -2.6733e-15 | 4.1634e-09 | 9.7469e-15 | 4.0933e-15 | -9.7809e-08 | -6.0702e-15 | -2.1578e-15 | 8.3516e-08 | 1.003e-14 | 3.4586e-15 | 0 | 0 | 0 | 0 | 0 | 0 | 0.71541 | 0 | 0 | 0.71541 | 0 | 0 | -7.3723 | 0 | 0 | -7.3723 | 0 | 0

## LLG_min_10
name | pf_ikss_a_from_ka | pf_ikss_b_from_ka | pf_ikss_c_from_ka | pf_ikss_a_to_ka | pf_ikss_b_to_ka | pf_ikss_c_to_ka | pf_skss_a_from_mw | pf_skss_b_from_mw | pf_skss_c_from_mw | pf_skss_a_to_mw | pf_skss_b_to_mw | pf_skss_c_to_mw | pf_p_a_from_mw | pf_p_b_from_mw | pf_p_c_from_mw | pf_p_a_to_mw | pf_p_b_to_mw | pf_p_c_to_mw | pf_q_a_from_mvar | pf_q_b_from_mvar | pf_q_c_from_mvar | pf_q_a_to_mvar | pf_q_b_to_mvar | pf_q_c_to_mvar | pf_ikss_a_from_degree | pf_ikss_b_from_degree | pf_ikss_c_from_degree | pf_ikss_a_to_degree | pf_ikss_b_to_degree | pf_ikss_c_to_degree | pf_vm_a_from_pu | pf_vm_b_from_pu | pf_vm_c_from_pu | pf_vm_a_to_pu | pf_vm_b_to_pu | pf_vm_c_to_pu | pf_va_a_from_degree | pf_va_b_from_degree | pf_va_c_from_degree | pf_va_a_to_degree | pf_va_b_to_degree | pf_va_c_to_degree
Line0_1_2 | 0 | 0 | 0 | 0 | 0 | 0 | 0 | 0 | 0 | 0 | 0 | 0 | -3.2028e-09 | 2.1384e-20 | 1.3582e-20 | 3.2029e-09 | 2.8889e-15 | 1.191e-15 | -7.5243e-08 | 2.4107e-20 | -2.2183e-20 | 6.2416e-08 | 2.9764e-15 | 1.0037e-15 | 0 | 0 | 0 | 0 | 0 | 0 | 0.67776 | 0 | 0 | 0.67776 | 0 | 0 | -7.3723 | 0 | 0 | -7.3723 | 0 | 0
Line10_11_12 | 0 | 0 | 0 | 0 | 0 | 0 | 0 | 0 | 0 | 0 | 0 | 0 | -3.2028e-09 | -8.6169e-15 | -3.8379e-15 | 3.2028e-09 | 1.0201e-14 | 4.2252e-15 | -7.5243e-08 | -8.7249e-15 | -3.0881e-15 | 6.2416e-08 | 1.0524e-14 | 3.5931e-15 | 0 | 0 | 0 | 0 | 0 | 0 | 0.67776 | 0 | 0 | 0.67776 | 0 | 0 | -7.3723 | 0 | 0 | -7.3723 | 0 | 0
Line11_12_13 | 0 | 0 | 0 | 0 | 0 | 0 | 0 | 0 | 0 | 0 | 0 | 0 | -2.669e-09 | -1.0018e-14 | -4.4534e-15 | 2.669e-09 | 1.0108e-14 | 4.103e-15 | -6.2703e-08 | -1.0138e-14 | -3.5705e-15 | 4.9875e-08 | 1.047e-14 | 3.5279e-15 | 0 | 0 | 0 | 0 | 0 | 0 | 0.67776 | 0 | 0 | 0.67776 | 0 | 0 | -7.3723 | 0 | 0 | -7.3723 | 0 | 0
Line12_13_15 | 0 | 0 | 0 | 0 | 0 | 0 | 0 | 0 | 0 | 0 | 0 | 0 | -1.6014e-09 | -7.4117e-15 | -3.2875e-15 | 1.6014e-09 | 5.7234e-15 | 2.1102e-15 | -3.7622e-08 | -7.4958e-15 | -2.6246e-15 | 2.4794e-08 | 6.0564e-15 | 1.9491e-15 | 0 | 0 | 0 | 0 | 0 | 0 | 0.67776 | 0 | 0 | 0.67776 | 0 | 0 | -7.3723 | 0 | 0 | -7.3723 | 0 | 0
Line13_13_14 | 0 | 0 | 0 | 0 | 0 | 0 | 0 | 0 | 0 | 0 | 0 | 0 | -5.3381e-10 | -2.4706e-15 | -1.0958e-15 | 5.3381e-10 | 2.3181e-16 | -2.8426e-16 | -1.2541e-08 | -2.4986e-15 | -8.7488e-16 | -2.8699e-10 | 4.88e-16 | 3.0478e-17 | 0 | 0 | 0 | 0 | 0 | 0 | 0.67776 | 0 | 0 | 0.67776 | 0 | 0 | -7.3723 | 0 | 0 | -7.3723 | 0 | 0
Line14_15_16 | 0 | 0 | 0 | 0 | 0 | 0 | 0 | 0 | 0 | 0 | 0 | 0 | -1.0676e-09 | -5.4734e-15 | -2.4185e-15 | 1.0676e-09 | 3.1678e-15 | 9.5246e-16 | -2.5081e-08 | -5.5295e-15 | -1.9168e-15 | 1.2254e-08 | 3.4868e-15 | 1.0386e-15 | 0 | 0 | 0 | 0 | 0 | 0 | 0.67776 | 0 | 0 | 0.67776 | 0 | 0 | -7.3723 | 0 | 0 | -7.3723 | 0 | 0
Line15_16_17 | 0 | 0 | 0 | 0 | 0 | 0 | 0 | 0 | 0 | 0 | 0 | 0 | -5.3381e-10 | -2.9024e-15 | -1.2768e-15 | 5.3381e-10 | 2.7159e-16 | -3.2829e-16 | -1.2541e-08 | -2.9284e-15 | -1.0033e-15 | -2.8699e-10 | 5.7024e-16 | 3.7455e-17 | 0 | 0 | 0 | 0 | 0 | 0 | 0.67776 | 0 | 0 | 0.67776 | 0 | 0 | -7.3723 | 0 | 0 | -7.3723 | 0 | 0
Line16_4_18 | 0 | 0 | 0 | 0 | 0 | 0 | 0 | 0 | 0 | 0 | 0 | 0 | -5.3381e-10 | -1.6569e-16 | -6.7526e-17 | 5.3381e-10 | 2.1516e-17 | -1.9998e-17 | -1.2541e-08 | -1.6371e-16 | -4.4912e-17 | -2.8699e-10 | 4.3291e-17 | 5.1787e-18 | 0 | 0 | 0 | 0 | 0 | 0 | 0.67776 | 0 | 0 | 0.67776 | 0 | 0 | -7.3723 | 0 | 0 | -7.3723 | 0 | 0
Line17_5_19 | 0 | 0 | 0 | 0 | 0 | 0 | 0 | 0 | 0 | 0 | 0 | 0 | -5.3381e-10 | -1.6569e-16 | -6.7526e-17 | 5.3381e-10 | 2.1516e-17 | -1.9998e-17 | -1.2541e-08 | -1.6371e-16 | -4.4912e-17 | -2.8699e-10 | 4.3291e-17 | 5.1787e-18 | 0 | 0 | 0 | 0 | 0 | 0 | 0.67776 | 0 | 0 | 0.67776 | 0 | 0 | -7.3723 | 0 | 0 | -7.3723 | 0 | 0
Line1_1_3 | 0 | 0 | 0 | 0 | 0 | 0 | 0 | 0 | 0 | 0 | 0 | 0 | -4.2705e-09 | 2.8512e-20 | 1.8109e-20 | 4.2705e-09 | 5.4481e-15 | 2.3113e-15 | -1.0032e-07 | 3.2142e-20 | -2.9578e-20 | 8.7497e-08 | 5.5963e-15 | 1.9451e-15 | 0 | 0 | 0 | 0 | 0 | 0 | 0.67776 | 0 | 0 | 0.67776 | 0 | 0 | -7.3723 | 0 | 0 | -7.3723 | 0 | 0
Line2_1_4 | 0 | 0 | 0 | 0 | 0 | 0 | 0 | 0 | 0 | 0 | 0 | 0 | -1.0676e-09 | 7.128e-21 | 4.5273e-21 | 1.0676e-09 | 1.8101e-16 | 5.152e-17 | -2.5081e-08 | 8.0356e-21 | -7.3944e-21 | 1.2254e-08 | 1.9509e-16 | 4.795e-17 | 0 | 0 | 0 | 0 | 0 | 0 | 0.67776 | 0 | 0 | 0.67776 | 0 | 0 | -7.3723 | 0 | 0 | -7.3723 | 0 | 0
Line3_1_5 | 0 | 0 | 0 | 0 | 0 | 0 | 0 | 0 | 0 | 0 | 0 | 0 | -1.0676e-09 | 7.128e-21 | 4.5273e-21 | 1.0676e-09 | 1.8101e-16 | 5.152e-17 | -2.5081e-08 | 8.0356e-21 | -7.3944e-21 | 1.2254e-08 | 1.9509e-16 | 4.795e-17 | 0 | 0 | 0 | 0 | 0 | 0 | 0.67776 | 0 | 0 | 0.67776 | 0 | 0 | -7.3723 | 0 | 0 | -7.3723 | 0 | 0
Line4_2_6 | 0 | 0 | 0 | 0 | 0 | 0 | 0 | 0 | 0 | 0 | 0 | 0 | -2.669e-09 | -2.8371e-15 | -1.2551e-15 | 2.669e-09 | 4.2322e-15 | 1.7086e-15 | -6.2703e-08 | -2.8671e-15 | -9.9705e-16 | 4.9875e-08 | 4.3768e-15 | 1.4531e-15 | 0 | 0 | 0 | 0 | 0 | 0 | 0.67776 | 0 | 0 | 0.67776 | 0 | 0 | -7.3723 | 0 | 0 | -7.3723 | 0 | 0
Line5_6_7 | 0 | 0 | 0 | 0 | 0 | 0 | 0 | 0 | 0 | 0 | 0 | 0 | -2.1352e-09 | -4.1376e-15 | -1.8247e-15 | 2.1352e-09 | 4.331e-15 | 1.6902e-15 | -5.0162e-08 | -4.1777e-15 | -1.4408e-15 | 3.7335e-08 | 4.5084e-15 | 1.4643e-15 | 0 | 0 | 0 | 0 | 0 | 0 | 0.67776 | 0 | 0 | 0.67776 | 0 | 0 | -7.3723 | 0 | 0 | -7.3723 | 0 | 0
Line6_7_8 | 0 | 0 | 0 | 0 | 0 | 0 | 0 | 0 | 0 | 0 | 0 | 0 | -1.6014e-09 | -4.2029e-15 | -1.8463e-15 | 1.6014e-09 | 3.4868e-15 | 1.2735e-15 | -3.7622e-08 | -4.239e-15 | -1.4471e-15 | 2.4794e-08 | 3.6786e-15 | 1.1529e-15 | 0 | 0 | 0 | 0 | 0 | 0 | 0.67776 | 0 | 0 | 0.67776 | 0 | 0 | -7.3723 | 0 | 0 | -7.3723 | 0 | 0
Line7_8_9 | 0 | 0 | 0 | 0 | 0 | 0 | 0 | 0 | 0 | 0 | 0 | 0 | -5.3381e-10 | -1.6671e-15 | -7.2884e-16 | 5.3381e-10 | 1.5878e-16 | -1.8815e-16 | -1.2541e-08 | -1.6791e-15 | -5.6588e-16 | -2.8699e-10 | 3.322e-16 | 2.3286e-17 | 0 | 0 | 0 | 0 | 0 | 0 | 0.67776 | 0 | 0 | 0.67776 | 0 | 0 | -7.3723 | 0 | 0 | -7.3723 | 0 | 0
Line8_8_10 | 0 | 0 | 0 | 0 | 0 | 0 | 0 | 0 | 0 | 0 | 0 | 0 | -5.3381e-10 | -1.6671e-15 | -7.2884e-16 | 5.3381e-10 | 1.5878e-16 | -1.8815e-16 | -1.2541e-08 | -1.6791e-15 | -5.6588e-16 | -2.8699e-10 | 3.322e-16 | 2.3286e-17 | 0 | 0 | 0 | 0 | 0 | 0 | 0.67776 | 0 | 0 | 0.67776 | 0 | 0 | -7.3723 | 0 | 0 | -7.3723 | 0 | 0
Line9_3_11 | 0 | 0 | 0 | 0 | 0 | 0 | 0 | 0 | 0 | 0 | 0 | 0 | -3.7366e-09 | -5.378e-15 | -2.3993e-15 | 3.7366e-09 | 8.7479e-15 | 3.6738e-15 | -8.7784e-08 | -5.448e-15 | -1.9366e-15 | 7.4956e-08 | 9.0019e-15 | 3.1041e-15 | 0 | 0 | 0 | 0 | 0 | 0 | 0.67776 | 0 | 0 | 0.67776 | 0 | 0 | -7.3723 | 0 | 0 | -7.3723 | 0 | 0

## LLG_min_fault_6
name | pf_ikss_a_from_ka | pf_ikss_b_from_ka | pf_ikss_c_from_ka | pf_ikss_a_to_ka | pf_ikss_b_to_ka | pf_ikss_c_to_ka | pf_skss_a_from_mw | pf_skss_b_from_mw | pf_skss_c_from_mw | pf_skss_a_to_mw | pf_skss_b_to_mw | pf_skss_c_to_mw | pf_p_a_from_mw | pf_p_b_from_mw | pf_p_c_from_mw | pf_p_a_to_mw | pf_p_b_to_mw | pf_p_c_to_mw | pf_q_a_from_mvar | pf_q_b_from_mvar | pf_q_c_from_mvar | pf_q_a_to_mvar | pf_q_b_to_mvar | pf_q_c_to_mvar | pf_ikss_a_from_degree | pf_ikss_b_from_degree | pf_ikss_c_from_degree | pf_ikss_a_to_degree | pf_ikss_b_to_degree | pf_ikss_c_to_degree | pf_vm_a_from_pu | pf_vm_b_from_pu | pf_vm_c_from_pu | pf_vm_a_to_pu | pf_vm_b_to_pu | pf_vm_c_to_pu | pf_va_a_from_degree | pf_va_b_from_degree | pf_va_c_from_degree | pf_va_a_to_degree | pf_va_b_to_degree | pf_va_c_to_degree
Line0_1_2 | 0 | 0 | 0 | 0 | 0 | 0 | 0 | 0 | 0 | 0 | 0 | 0 | -1.1733e-10 | -1.8414e-10 | 1.9817e-10 | 9.8967e-11 | 1.6006e-10 | -1.5573e-10 | -2.2137e-10 | 2.5588e-10 | 5.2384e-11 | 1.8285e-10 | -2.2073e-10 | -4.9084e-11 | 0 | 0 | 0 | 0 | 0 | 0 | 0.94966 | 0.9481 | 0.94729 | 0.94966 | 0.9481 | 0.94729 | -0.028163 | -120.1301 | 119.9057 | -0.028163 | -120.1301 | 119.9057
Line10_11_12 | 0 | 0 | 0 | 0 | 0 | 0 | 0 | 0 | 0 | 0 | 0 | 0 | -1.1733e-10 | -1.8414e-10 | 1.9817e-10 | 9.8967e-11 | 1.6006e-10 | -1.5573e-10 | -2.2137e-10 | 2.5588e-10 | 5.2384e-11 | 1.8285e-10 | -2.2073e-10 | -4.9084e-11 | 0 | 0 | 0 | 0 | 0 | 0 | 0.94966 | 0.9481 | 0.94729 | 0.94966 | 0.9481 | 0.94729 | -0.028163 | -120.1301 | 119.9057 | -0.028163 | -120.1301 | 119.9057
Line11_12_13 | 0 | 0 | 0 | 0 | 0 | 0 | 0 | 0 | 0 | 0 | 0 | 0 | -9.7775e-11 | -1.5345e-10 | 1.6514e-10 | 7.9412e-11 | 1.2937e-10 | -1.227e-10 | -1.8448e-10 | 2.1323e-10 | 4.3654e-11 | 1.4595e-10 | -1.7808e-10 | -4.0353e-11 | 0 | 0 | 0 | 0 | 0 | 0 | 0.94966 | 0.9481 | 0.94729 | 0.94966 | 0.9481 | 0.94729 | -0.028163 | -120.1301 | 119.9057 | -0.028163 | -120.1301 | 119.9057
Line12_13_15 | 0 | 0 | 0 | 0 | 0 | 0 | 0 | 0 | 0 | 0 | 0 | 0 | -5.8665e-11 | -9.2068e-11 | 9.9084e-11 | 4.0302e-11 | 6.7991e-11 | -5.6644e-11 | -1.1069e-10 | 1.2794e-10 | 2.6192e-11 | 7.2164e-11 | -9.2791e-11 | -2.2892e-11 | 0 | 0 | 0 | 0 | 0 | 0 | 0.94966 | 0.9481 | 0.94729 | 0.94966 | 0.9481 | 0.94729 | -0.028163 | -120.1301 | 119.9057 | -0.028163 | -120.1301 | 119.9057
Line13_13_14 | 0 | 0 | 0 | 0 | 0 | 0 | 0 | 0 | 0 | 0 | 0 | 0 | -1.9555e-11 | -3.0689e-11 | 3.3028e-11 | 1.1922e-12 | 6.6127e-12 | 9.4115e-12 | -3.6895e-11 | 4.2646e-11 | 8.7307e-12 | -1.626e-12 | -7.4981e-12 | -5.4302e-12 | 0 | 0 | 0 | 0 | 0 | 0 | 0.94966 | 0.9481 | 0.94729 | 0.94966 | 0.9481 | 0.94729 | -0.028163 | -120.1301 | 119.9057 | -0.028163 | -120.1301 | 119.9057
Line14_15_16 | 0 | 0 | 0 | 0 | 0 | 0 | 0 | 0 | 0 | 0 | 0 | 0 | -3.911e-11 | -6.1379e-11 | 6.6056e-11 | 2.0747e-11 | 3.7302e-11 | -2.3616e-11 | -7.379e-11 | 8.5293e-11 | 1.7461e-11 | 3.5269e-11 | -5.0144e-11 | -1.4161e-11 | 0 | 0 | 0 | 0 | 0 | 0 | 0.94966 | 0.9481 | 0.94729 | 0.94966 | 0.9481 | 0.94729 | -0.028163 | -120.1301 | 119.9057 | -0.028163 | -120.1301 | 119.9057
Line15_16_17 | 0 | 0 | 0 | 0 | 0 | 0 | 0 | 0 | 0 | 0 | 0 | 0 | -1.9555e-11 | -3.0689e-11 | 3.3028e-11 | 1.1922e-12 | 6.6127e-12 | 9.4115e-12 | -3.6895e-11 | 4.2646e-11 | 8.7307e-12 | -1.626e-12 | -7.4981e-12 | -5.4302e-12 | 0 | 0 | 0 | 0 | 0 | 0 | 0.94966 | 0.9481 | 0.94729 | 0.94966 | 0.9481 | 0.94729 | -0.028163 | -120.1301 | 119.9057 | -0.028163 | -120.1301 | 119.9057
Line16_4_18 | 0 | 0 | 0 | 0 | 0 | 0 | 0 | 0 | 0 | 0 | 0 | 0 | -1.9555e-11 | -3.0689e-11 | 3.3028e-11 | 1.1922e-12 | 6.6127e-12 | 9.4115e-12 | -3.6895e-11 | 4.2646e-11 | 8.7307e-12 | -1.626e-12 | -7.4981e-12 | -5.4302e-12 | 0 | 0 | 0 | 0 | 0 | 0 | 0.94966 | 0.9481 | 0.94729 | 0.94966 | 0.9481 | 0.94729 | -0.028163 | -120.1301 | 119.9057 | -0.028163 | -120.1301 | 119.9057
Line17_5_19 | 0 | 0 | 0 | 0 | 0 | 0 | 0 | 0 | 0 | 0 | 0 | 0 | -1.9555e-11 | -3.0689e-11 | 3.3028e-11 | 1.1922e-12 | 6.6127e-12 | 9.4115e-12 | -3.6895e-11 | 4.2646e-11 | 8.7307e-12 | -1.626e-12 | -7.4981e-12 | -5.4302e-12 | 0 | 0 | 0 | 0 | 0 | 0 | 0.94966 | 0.9481 | 0.94729 | 0.94966 | 0.9481 | 0.94729 | -0.028163 | -120.1301 | 119.9057 | -0.028163 | -120.1301 | 119.9057
Line1_1_3 | 0 | 0 | 0 | 0 | 0 | 0 | 0 | 0 | 0 | 0 | 0 | 0 | -1.5644e-10 | -2.4551e-10 | 2.6422e-10 | 1.3808e-10 | 2.2144e-10 | -2.2178e-10 | -2.9516e-10 | 3.4117e-10 | 6.9846e-11 | 2.5664e-10 | -3.0602e-10 | -6.6545e-11 | 0 | 0 | 0 | 0 | 0 | 0 | 0.94966 | 0.9481 | 0.94729 | 0.94966 | 0.9481 | 0.94729 | -0.028163 | -120.1301 | 119.9057 | -0.028163 | -120.1301 | 119.9057
Line2_1_4 | 0 | 0 | 0 | 0 | 0 | 0 | 0 | 0 | 0 | 0 | 0 | 0 | -3.911e-11 | -6.1378e-11 | 6.6056e-11 | 2.0747e-11 | 3.7302e-11 | -2.3616e-11 | -7.379e-11 | 8.5293e-11 | 1.7461e-11 | 3.5269e-11 | -5.0144e-11 | -1.4161e-11 | 0 | 0 | 0 | 0 | 0 | 0 | 0.94966 | 0.9481 | 0.94729 | 0.94966 | 0.9481 | 0.94729 | -0.028163 | -120.1301 | 119.9057 | -0.028163 | -120.1301 | 119.9057
Line3_1_5 | 0 | 0 | 0 | 0 | 0 | 0 | 0 | 0 | 0 | 0 | 0 | 0 | -3.911e-11 | -6.1378e-11 | 6.6056e-11 | 2.0747e-11 | 3.7302e-11 | -2.3616e-11 | -7.379e-11 | 8.5293e-11 | 1.7461e-11 | 3.5269e-11 | -5.0144e-11 | -1.4161e-11 | 0 | 0 | 0 | 0 | 0 | 0 | 0.94966 | 0.9481 | 0.94729 | 0.94966 | 0.9481 | 0.94729 | -0.028163 | -120.1301 | 119.9057 | -0.028163 | -120.1301 | 119.9057
Line4_2_6 | 0 | 0 | 0 | 0 | 0 | 0 | 0 | 0 | 0 | 0 | 0 | 0 | -9.7775e-11 | -1.5345e-10 | 1.6514e-10 | 7.9412e-11 | 1.2937e-10 | -1.227e-10 | -1.8448e-10 | 2.1323e-10 | 4.3654e-11 | 1.4595e-10 | -1.7808e-10 | -4.0353e-11 | 0 | 0 | 0 | 0 | 0 | 0 | 0.94966 | 0.9481 | 0.94729 | 0.94966 | 0.9481 | 0.94729 | -0.028163 | -120.1301 | 119.9057 | -0.028163 | -120.1301 | 119.9057
Line5_6_7 | 0 | 0 | 0 | 0 | 0 | 0 | 0 | 0 | 0 | 0 | 0 | 0 | -7.822e-11 | -1.2276e-10 | 1.3211e-10 | 5.9857e-11 | 9.868e-11 | -8.9672e-11 | -1.4758e-10 | 1.7059e-10 | 3.4923e-11 | 1.0906e-10 | -1.3544e-10 | -3.1622e-11 | 0 | 0 | 0 | 0 | 0 | 0 | 0.94966 | 0.9481 | 0.94729 | 0.94966 | 0.9481 | 0.94729 | -0.028163 | -120.1301 | 119.9057 | -0.028163 | -120.1301 | 119.9057
Line6_7_8 | 0 | 0 | 0 | 0 | 0 | 0 | 0 | 0 | 0 | 0 | 0 | 0 | -5.8665e-11 | -9.2068e-11 | 9.9084e-11 | 4.0302e-11 | 6.7991e-11 | -5.6644e-11 | -1.1069e-10 | 1.2794e-10 | 2.6192e-11 | 7.2164e-11 | -9.2791e-11 | -2.2892e-11 | 0 | 0 | 0 | 0 | 0 | 0 | 0.94966 | 0.9481 | 0.94729 | 0.94966 | 0.9481 | 0.94729 | -0.028163 | -120.1301 | 119.9057 | -0.028163 | -120.1301 | 119.9057
Line7_8_9 | 0 | 0 | 0 | 0 | 0 | 0 | 0 | 0 | 0 | 0 | 0 | 0 | -1.9555e-11 | -3.0689e-11 | 3.3028e-11 | 1.1922e-12 | 6.6127e-12 | 9.4115e-12 | -3.6895e-11 | 4.2646e-11 | 8.7307e-12 | -1.626e-12 | -7.4981e-12 | -5.4302e-12 | 0 | 0 | 0 | 0 | 0 | 0 | 0.94966 | 0.9481 | 0.94729 | 0.94966 | 0.9481 | 0.94729 | -0.028163 | -120.1301 | 119.9057 | -0.028163 | -120.1301 | 119.9057
Line8_8_10 | 0 | 0 | 0 | 0 | 0 | 0 | 0 | 0 | 0 | 0 | 0 | 0 | -1.9555e-11 | -3.0689e-11 | 3.3028e-11 | 1.1922e-12 | 6.6127e-12 | 9.4115e-12 | -3.6895e-11 | 4.2646e-11 | 8.7307e-12 | -1.626e-12 | -7.4981e-12 | -5.4302e-12 | 0 | 0 | 0 | 0 | 0 | 0 | 0.94966 | 0.9481 | 0.94729 | 0.94966 | 0.9481 | 0.94729 | -0.028163 | -120.1301 | 119.9057 | -0.028163 | -120.1301 | 119.9057
Line9_3_11 | 0 | 0 | 0 | 0 | 0 | 0 | 0 | 0 | 0 | 0 | 0 | 0 | -1.3689e-10 | -2.1482e-10 | 2.312e-10 | 1.1852e-10 | 1.9075e-10 | -1.8876e-10 | -2.5827e-10 | 2.9852e-10 | 6.1115e-11 | 2.1974e-10 | -2.6338e-10 | -5.7815e-11 | 0 | 0 | 0 | 0 | 0 | 0 | 0.94966 | 0.9481 | 0.94729 | 0.94966 | 0.9481 | 0.94729 | -0.028163 | -120.1301 | 119.9057 | -0.028163 | -120.1301 | 119.9057

## LLG_min_fault_10
name | pf_ikss_a_from_ka | pf_ikss_b_from_ka | pf_ikss_c_from_ka | pf_ikss_a_to_ka | pf_ikss_b_to_ka | pf_ikss_c_to_ka | pf_skss_a_from_mw | pf_skss_b_from_mw | pf_skss_c_from_mw | pf_skss_a_to_mw | pf_skss_b_to_mw | pf_skss_c_to_mw | pf_p_a_from_mw | pf_p_b_from_mw | pf_p_c_from_mw | pf_p_a_to_mw | pf_p_b_to_mw | pf_p_c_to_mw | pf_q_a_from_mvar | pf_q_b_from_mvar | pf_q_c_from_mvar | pf_q_a_to_mvar | pf_q_b_to_mvar | pf_q_c_to_mvar | pf_ikss_a_from_degree | pf_ikss_b_from_degree | pf_ikss_c_from_degree | pf_ikss_a_to_degree | pf_ikss_b_to_degree | pf_ikss_c_to_degree | pf_vm_a_from_pu | pf_vm_b_from_pu | pf_vm_c_from_pu | pf_vm_a_to_pu | pf_vm_b_to_pu | pf_vm_c_to_pu | pf_va_a_from_degree | pf_va_b_from_degree | pf_va_c_from_degree | pf_va_a_to_degree | pf_va_b_to_degree | pf_va_c_to_degree
Line0_1_2 | 0 | 0 | 0 | 0 | 0 | 0 | 0 | 0 | 0 | 0 | 0 | 0 | -1.053e-10 | -1.6526e-10 | 1.7786e-10 | 8.8824e-11 | 1.4365e-10 | -1.3977e-10 | -1.9868e-10 | 2.2965e-10 | 4.7015e-11 | 1.6411e-10 | -1.9811e-10 | -4.4053e-11 | 0 | 0 | 0 | 0 | 0 | 0 | 0.89968 | 0.8982 | 0.89743 | 0.89968 | 0.8982 | 0.89743 | -0.028163 | -120.1301 | 119.9057 | -0.028163 | -120.1301 | 119.9057
Line10_11_12 | 0 | 0 | 0 | 0 | 0 | 0 | 0 | 0 | 0 | 0 | 0 | 0 | -1.053e-10 | -1.6526e-10 | 1.7786e-10 | 8.8824e-11 | 1.4365e-10 | -1.3977e-10 | -1.9868e-10 | 2.2965e-10 | 4.7015e-11 | 1.6411e-10 | -1.9811e-10 | -4.4053e-11 | 0 | 0 | 0 | 0 | 0 | 0 | 0.89968 | 0.8982 | 0.89743 | 0.89968 | 0.8982 | 0.89743 | -0.028163 | -120.1301 | 119.9057 | -0.028163 | -120.1301 | 119.9057
Line11_12_13 | 0 | 0 | 0 | 0 | 0 | 0 | 0 | 0 | 0 | 0 | 0 | 0 | -8.7754e-11 | -1.3772e-10 | 1.4821e-10 | 7.1273e-11 | 1.1611e-10 | -1.1012e-10 | -1.6557e-10 | 1.9138e-10 | 3.918e-11 | 1.31e-10 | -1.5983e-10 | -3.6217e-11 | 0 | 0 | 0 | 0 | 0 | 0 | 0.89968 | 0.8982 | 0.89743 | 0.89968 | 0.8982 | 0.89743 | -0.028163 | -120.1301 | 119.9057 | -0.028163 | -120.1301 | 119.9057
Line12_13_15 | 0 | 0 | 0 | 0 | 0 | 0 | 0 | 0 | 0 | 0 | 0 | 0 | -5.2652e-11 | -8.2631e-11 | 8.8928e-11 | 3.6172e-11 | 6.1023e-11 | -5.0839e-11 | -9.9341e-11 | 1.1483e-10 | 2.3508e-11 | 6.4768e-11 | -8.328e-11 | -2.0545e-11 | 0 | 0 | 0 | 0 | 0 | 0 | 0.89968 | 0.8982 | 0.89743 | 0.89968 | 0.8982 | 0.89743 | -0.028163 | -120.1301 | 119.9057 | -0.028163 | -120.1301 | 119.9057
Line13_13_14 | 0 | 0 | 0 | 0 | 0 | 0 | 0 | 0 | 0 | 0 | 0 | 0 | -1.7551e-11 | -2.7544e-11 | 2.9643e-11 | 1.07e-12 | 5.9349e-12 | 8.4469e-12 | -3.3114e-11 | 3.8275e-11 | 7.8359e-12 | -1.4593e-12 | -6.7296e-12 | -4.8737e-12 | 0 | 0 | 0 | 0 | 0 | 0 | 0.89968 | 0.8982 | 0.89743 | 0.89968 | 0.8982 | 0.89743 | -0.028163 | -120.1301 | 119.9057 | -0.028163 | -120.1301 | 119.9057
Line14_15_16 | 0 | 0 | 0 | 0 | 0 | 0 | 0 | 0 | 0 | 0 | 0 | 0 | -3.5102e-11 | -5.5088e-11 | 5.9286e-11 | 1.8621e-11 | 3.3479e-11 | -2.1196e-11 | -6.6227e-11 | 7.6551e-11 | 1.5672e-11 | 3.1654e-11 | -4.5005e-11 | -1.271e-11 | 0 | 0 | 0 | 0 | 0 | 0 | 0.89968 | 0.8982 | 0.89743 | 0.89968 | 0.8982 | 0.89743 | -0.028163 | -120.1301 | 119.9057 | -0.028163 | -120.1301 | 119.9057
Line15_16_17 | 0 | 0 | 0 | 0 | 0 | 0 | 0 | 0 | 0 | 0 | 0 | 0 | -1.7551e-11 | -2.7544e-11 | 2.9643e-11 | 1.07e-12 | 5.9349e-12 | 8.4469e-12 | -3.3114e-11 | 3.8275e-11 | 7.8359e-12 | -1.4593e-12 | -6.7296e-12 | -4.8737e-12 | 0 | 0 | 0 | 0 | 0 | 0 | 0.89968 | 0.8982 | 0.89743 | 0.89968 | 0.8982 | 0.89743 | -0.028163 | -120.1301 | 119.9057 | -0.028163 | -120.1301 | 119.9057
Line16_4_18 | 0 | 0 | 0 | 0 | 0 | 0 | 0 | 0 | 0 | 0 | 0 | 0 | -1.7551e-11 | -2.7544e-11 | 2.9643e-11 | 1.07e-12 | 5.9349e-12 | 8.4469e-12 | -3.3114e-11 | 3.8275e-11 | 7.8359e-12 | -1.4593e-12 | -6.7296e-12 | -4.8737e-12 | 0 | 0 | 0 | 0 | 0 | 0 | 0.89968 | 0.8982 | 0.89743 | 0.89968 | 0.8982 | 0.89743 | -0.028163 | -120.1301 | 119.9057 | -0.028163 | -120.1301 | 119.9057
Line17_5_19 | 0 | 0 | 0 | 0 | 0 | 0 | 0 | 0 | 0 | 0 | 0 | 0 | -1.7551e-11 | -2.7544e-11 | 2.9643e-11 | 1.07e-12 | 5.9349e-12 | 8.4469e-12 | -3.3114e-11 | 3.8275e-11 | 7.8359e-12 | -1.4593e-12 | -6.7296e-12 | -4.8737e-12 | 0 | 0 | 0 | 0 | 0 | 0 | 0.89968 | 0.8982 | 0.89743 | 0.89968 | 0.8982 | 0.89743 | -0.028163 | -120.1301 | 119.9057 | -0.028163 | -120.1301 | 119.9057
Line1_1_3 | 0 | 0 | 0 | 0 | 0 | 0 | 0 | 0 | 0 | 0 | 0 | 0 | -1.4041e-10 | -2.2035e-10 | 2.3714e-10 | 1.2393e-10 | 1.9874e-10 | -1.9905e-10 | -2.6491e-10 | 3.062e-10 | 6.2687e-11 | 2.3034e-10 | -2.7466e-10 | -5.9725e-11 | 0 | 0 | 0 | 0 | 0 | 0 | 0.89968 | 0.8982 | 0.89743 | 0.89968 | 0.8982 | 0.89743 | -0.028163 | -120.1301 | 119.9057 | -0.028163 | -120.1301 | 119.9057
Line2_1_4 | 0 | 0 | 0 | 0 | 0 | 0 | 0 | 0 | 0 | 0 | 0 | 0 | -3.5102e-11 | -5.5088e-11 | 5.9286e-11 | 1.8621e-11 | 3.3479e-11 | -2.1196e-11 | -6.6227e-11 | 7.6551e-11 | 1.5672e-11 | 3.1654e-11 | -4.5005e-11 | -1.271e-11 | 0 | 0 | 0 | 0 | 0 | 0 | 0.89968 | 0.8982 | 0.89743 | 0.89968 | 0.8982 | 0.89743 | -0.028163 | -120.1301 | 119.9057 | -0.028163 | -120.1301 | 119.9057
Line3_1_5 | 0 | 0 | 0 | 0 | 0 | 0 | 0 | 0 | 0 | 0 | 0 | 0 | -3.5102e-11 | -5.5088e-11 | 5.9286e-11 | 1.8621e-11 | 3.3479e-11 | -2.1196e-11 | -6.6227e-11 | 7.6551e-11 | 1.5672e-11 | 3.1654e-11 | -4.5005e-11 | -1.271e-11 | 0 | 0 | 0 | 0 | 0 | 0 | 0.89968 | 0.8982 | 0.89743 | 0.89968 | 0.8982 | 0.89743 | -0.028163 | -120.1301 | 119.9057 | -0.028163 | -120.1301 | 119.9057
Line4_2_6 | 0 | 0 | 0 | 0 | 0 | 0 | 0 | 0 | 0 | 0 | 0 | 0 | -8.7754e-11 | -1.3772e-10 | 1.4821e-10 | 7.1273e-11 | 1.1611e-10 | -1.1012e-10 | -1.6557e-10 | 1.9138e-10 | 3.9179e-11 | 1.31e-10 | -1.5983e-10 | -3.6217e-11 | 0 | 0 | 0 | 0 | 0 | 0 | 0.89968 | 0.8982 | 0.89743 | 0.89968 | 0.8982 | 0.89743 | -0.028163 | -120.1301 | 119.9057 | -0.028163 | -120.1301 | 119.9057
Line5_6_7 | 0 | 0 | 0 | 0 | 0 | 0 | 0 | 0 | 0 | 0 | 0 | 0 | -7.0203e-11 | -1.1018e-10 | 1.1857e-10 | 5.3722e-11 | 8.8566e-11 | -8.0481e-11 | -1.3245e-10 | 1.531e-10 | 3.1344e-11 | 9.7882e-11 | -1.2156e-10 | -2.8381e-11 | 0 | 0 | 0 | 0 | 0 | 0 | 0.89968 | 0.8982 | 0.89743 | 0.89968 | 0.8982 | 0.89743 | -0.028163 | -120.1301 | 119.9057 | -0.028163 | -120.1301 | 119.9057
Line6_7_8 | 0 | 0 | 0 | 0 | 0 | 0 | 0 | 0 | 0 | 0 | 0 | 0 | -5.2652e-11 | -8.2631e-11 | 8.8928e-11 | 3.6172e-11 | 6.1023e-11 | -5.0839e-11 | -9.9341e-11 | 1.1483e-10 | 2.3508e-11 | 6.4768e-11 | -8.328e-11 | -2.0545e-11 | 0 | 0 | 0 | 0 | 0 | 0 | 0.89968 | 0.8982 | 0.89743 | 0.89968 | 0.8982 | 0.89743 | -0.028163 | -120.1301 | 119.9057 | -0.028163 | -120.1301 | 119.9057
Line7_8_9 | 0 | 0 | 0 | 0 | 0 | 0 | 0 | 0 | 0 | 0 | 0 | 0 | -1.7551e-11 | -2.7544e-11 | 2.9643e-11 | 1.07e-12 | 5.9349e-12 | 8.4469e-12 | -3.3114e-11 | 3.8275e-11 | 7.8359e-12 | -1.4593e-12 | -6.7296e-12 | -4.8737e-12 | 0 | 0 | 0 | 0 | 0 | 0 | 0.89968 | 0.8982 | 0.89743 | 0.89968 | 0.8982 | 0.89743 | -0.028163 | -120.1301 | 119.9057 | -0.028163 | -120.1301 | 119.9057
Line8_8_10 | 0 | 0 | 0 | 0 | 0 | 0 | 0 | 0 | 0 | 0 | 0 | 0 | -1.7551e-11 | -2.7544e-11 | 2.9643e-11 | 1.07e-12 | 5.9349e-12 | 8.4469e-12 | -3.3114e-11 | 3.8275e-11 | 7.8359e-12 | -1.4593e-12 | -6.7296e-12 | -4.8737e-12 | 0 | 0 | 0 | 0 | 0 | 0 | 0.89968 | 0.8982 | 0.89743 | 0.89968 | 0.8982 | 0.89743 | -0.028163 | -120.1301 | 119.9057 | -0.028163 | -120.1301 | 119.9057
Line9_3_11 | 0 | 0 | 0 | 0 | 0 | 0 | 0 | 0 | 0 | 0 | 0 | 0 | -1.2286e-10 | -1.9281e-10 | 2.075e-10 | 1.0637e-10 | 1.712e-10 | -1.6941e-10 | -2.318e-10 | 2.6793e-10 | 5.4851e-11 | 1.9722e-10 | -2.3638e-10 | -5.1889e-11 | 0 | 0 | 0 | 0 | 0 | 0 | 0.89968 | 0.8982 | 0.89743 | 0.89968 | 0.8982 | 0.89743 | -0.028163 | -120.1301 | 119.9057 | -0.028163 | -120.1301 | 119.9057