## LLL_max_6
name | pf_ikss_from_ka | pf_ikss_to_ka | pf_ip_from_ka | pf_ip_to_ka | pf_skss_from_mw | pf_skss_to_mw | pf_p_from_mw | pf_p_to_mw | pf_q_from_mvar | pf_q_to_mvar | pf_ikss_from_degree | pf_ikss_to_degree | pf_vm_from_pu | pf_vm_to_pu | pf_va_from_degree | pf_va_to_degree
Line0_1_2 | 0 | 0 | 0 | 0 | 0 | 0 | 0 | 0 | 0 | 0 | 0 | 0 | 0.70184 | 0.70184 | -7.4193 | -7.4193
Line10_11_12 | 0 | 0 | 0 | 0 | 0 | 0 | 0 | 0 | 0 | 0 | 0 | 0 | 0.70184 | 0.70184 | -7.4193 | -7.4193
Line11_12_13 | 0 | 0 | 0 | 0 | 0 | 0 | 0 | 0 | 0 | 0 | 0 | 0 | 0.70184 | 0.70184 | -7.4193 | -7.4193
Line12_13_15 | 0 | 0 | 0 | 0 | 0 | 0 | 0 | 0 | 0 | 0 | 0 | 0 | 0.70184 | 0.70184 | -7.4193 | -7.4193
Line13_13_14 | 0 | 0 | 0 | 0 | 0 | 0 | 0 | 0 | 0 | 0 | 0 | 0 | 0.70184 | 0.70184 | -7.4193 | -7.4193
Line14_15_16 | 0 | 0 | 0 | 0 | 0 | 0 | 0 | 0 | 0 | 0 | 0 | 0 | 0.70184 | 0.70184 | -7.4193 | -7.4193
Line15_16_17 | 0 | 0 | 0 | 0 | 0 | 0 | 0 | 0 | 0 | 0 | 0 | 0 | 0.70184 | 0.70184 | -7.4193 | -7.4193
Line16_4_18 | 3.6243 | 3.6243 | 0 | 7.0007 | 2.511 | 2.511 | 0.39406 | -1e-07 | 0.78812 | -1e-07 | -70.8543 | 109.1457 | 0.35092 | 0 | -7.4193 | 0
Line17_5_19 | 0 | 0 | 0 | 0 | 0 | 0 | 0 | 0 | 0 | 0 | 0 | 0 | 0.70184 | 0.70184 | -7.4193 | -7.4193
Line1_1_3 | 0 | 0 | 0 | 0 | 0 | 0 | 0 | 0 | 0 | 0 | 0 | 0 | 0.70184 | 0.70184 | -7.4193 | -7.4193
Line2_1_4 | 3.6243 | 3.6243 | 0 | 0 | 2.511 | 2.511 | 0.78812 | -0.39406 | 1.5762 | -0.78812 | -70.8543 | 109.1457 | 0.70184 | 0.35092 | -7.4193 | -7.4193
Line3_1_5 | 0 | 0 | 0 | 0 | 0 | 0 | 0 | 0 | 0 | 0 | 0 | 0 | 0.70184 | 0.70184 | -7.4193 | -7.4193
Line4_2_6 | 0 | 0 | 0 | 0 | 0 | 0 | 0 | 0 | 0 | 0 | 0 | 0 | 0.70184 | 0.70184 | -7.4193 | -7.4193
Line5_6_7 | 0 | 0 | 0 | 0 | 0 | 0 | 0 | 0 | 0 | 0 | 0 | 0 | 0.70184 | 0.70184 | -7.4193 | -7.4193
Line6_7_8 | 0 | 0 | 0 | 0 | 0 | 0 | 0 | 0 | 0 | 0 | 0 | 0 | 0.70184 | 0.70184 | -7.4193 | -7.4193
Line7_8_9 | 0 | 0 | 0 | 0 | 0 | 0 | 0 | 0 | 0 | 0 | 0 | 0 | 0.70184 | 0.70184 | -7.4193 | -7.4193
Line8_8_10 | 0 | 0 | 0 | 0 | 0 | 0 | 0 | 0 | 0 | 0 | 0 | 0 | 0.70184 | 0.70184 | -7.4193 | -7.4193
Line9_3_11 | 0 | 0 | 0 | 0 | 0 | 0 | 0 | 0 | 0 | 0 | 0 | 0 | 0.70184 | 0.70184 | -7.4193 | -7.4193

## LLL_max_10
name | pf_ikss_from_ka | pf_ikss_to_ka | pf_ip_from_ka | pf_ip_to_ka | pf_skss_from_mw | pf_skss_to_mw | pf_p_from_mw | pf_p_to_mw | pf_q_from_mvar | pf_q_to_mvar | pf_ikss_from_degree | pf_ikss_to_degree | pf_vm_from_pu | pf_vm_to_pu | pf_va_from_degree | pf_va_to_degree
Line0_1_2 | 0 | 0 | 0 | 0 | 0 | 0 | 0 | 0 | 0 | 0 | 0 | 0 | 0.72372 | 0.72372 | -7.6495 | -7.6495
Line10_11_12 | 0 | 0 | 0 | 0 | 0 | 0 | 0 | 0 | 0 | 0 | 0 | 0 | 0.72372 | 0.72372 | -7.6495 | -7.6495
Line11_12_13 | 0 | 0 | 0 | 0 | 0 | 0 | 0 | 0 | 0 | 0 | 0 | 0 | 0.72372 | 0.72372 | -7.6495 | -7.6495
Line12_13_15 | 0 | 0 | 0 | 0 | 0 | 0 | 0 | 0 | 0 | 0 | 0 | 0 | 0.72372 | 0.72372 | -7.6495 | -7.6495
Line13_13_14 | 0 | 0 | 0 | 0 | 0 | 0 | 0 | 0 | 0 | 0 | 0 | 0 | 0.72372 | 0.72372 | -7.6495 | -7.6495
Line14_15_16 | 0 | 0 | 0 | 0 | 0 | 0 | 0 | 0 | 0 | 0 | 0 | 0 | 0.72372 | 0.72372 | -7.6495 | -7.6495
Line15_16_17 | 0 | 0 | 0 | 0 | 0 | 0 | 0 | 0 | 0 | 0 | 0 | 0 | 0.72372 | 0.72372 | -7.6495 | -7.6495
Line16_4_18 | 3.7373 | 3.7373 | 0 | 7.2438 | 2.5893 | 2.5893 | 0.41902 | -1e-07 | 0.83803 | -1e-07 | -71.0844 | 108.9156 | 0.36186 | 0 | -7.6495 | 0
Line17_5_19 | 0 | 0 | 0 | 0 | 0 | 0 | 0 | 0 | 0 | 0 | 0 | 0 | 0.72372 | 0.72372 | -7.6495 | -7.6495
Line1_1_3 | 0 | 0 | 0 | 0 | 0 | 0 | 0 | 0 | 0 | 0 | 0 | 0 | 0.72372 | 0.72372 | -7.6495 | -7.6495
Line2_1_4 | 3.7373 | 3.7373 | 0 | 0 | 2.5893 | 2.5893 | 0.83803 | -0.41902 | 1.6761 | -0.83803 | -71.0844 | 108.9156 | 0.72372 | 0.36186 | -7.6495 | -7.6495
Line3_1_5 | 0 | 0 | 0 | 0 | 0 | 0 | 0 | 0 | 0 | 0 | 0 | 0 | 0.72372 | 0.72372 | -7.6495 | -7.6495
Line4_2_6 | 0 | 0 | 0 | 0 | 0 | 0 | 0 | 0 | 0 | 0 | 0 | 0 | 0.72372 | 0.72372 | -7.6495 | -7.6495
Line5_6_7 | 0 | 0 | 0 | 0 | 0 | 0 | 0 | 0 | 0 | 0 | 0 | 0 | 0.72372 | 0.72372 | -7.6495 | -7.6495
Line6_7_8 | 0 | 0 | 0 | 0 | 0 | 0 | 0 | 0 | 0 | 0 | 0 | 0 | 0.72372 | 0.72372 | -7.6495 | -7.6495
Line7_8_9 | 0 | 0 | 0 | 0 | 0 | 0 | 0 | 0 | 0 | 0 | 0 | 0 | 0.72372 | 0.72372 | -7.6495 | -7.6495
Line8_8_10 | 0 | 0 | 0 | 0 | 0 | 0 | 0 | 0 | 0 | 0 | 0 | 0 | 0.72372 | 0.72372 | -7.6495 | -7.6495
Line9_3_11 | 0 | 0 | 0 | 0 | 0 | 0 | 0 | 0 | 0 | 0 | 0 | 0 | 0.72372 | 0.72372 | -7.6495 | -7.6495

## LLL_max_fault_6
name | pf_ikss_from_ka | pf_ikss_to_ka | pf_ip_from_ka | pf_ip_to_ka | pf_skss_from_mw | pf_skss_to_mw | pf_p_from_mw | pf_p_to_mw | pf_q_from_mvar | pf_q_to_mvar | pf_ikss_from_degree | pf_ikss_to_degree | pf_vm_from_pu | pf_vm_to_pu | pf_va_from_degree | pf_va_to_degree
Line0_1_2 | 0 | 0 | 0 | 0 | 0 | 0 | 0 | 0 | 0 | 0 | 0 | 0 | 1.0474 | 1.0474 | -0.12051 | -0.12051
Line10_11_12 | 0 | 0 | 0 | 0 | 0 | 0 | 0 | 0 | 0 | 0 | 0 | 0 | 1.0474 | 1.0474 | -0.12051 | -0.12051
Line11_12_13 | 0 | 0 | 0 | 0 | 0 | 0 | 0 | 0 | 0 | 0 | 0 | 0 | 1.0474 | 1.0474 | -0.12051 | -0.12051
Line12_13_15 | 0 | 0 | 0 | 0 | 0 | 0 | 0 | 0 | 0 | 0 | 0 | 0 | 1.0474 | 1.0474 | -0.12051 | -0.12051
Line13_13_14 | 0 | 0 | 0 | 0 | 0 | 0 | 0 | 0 | 0 | 0 | 0 | 0 | 1.0474 | 1.0474 | -0.12051 | -0.12051
Line14_15_16 | 0 | 0 | 0 | 0 | 0 | 0 | 0 | 0 | 0 | 0 | 0 | 0 | 1.0474 | 1.0474 | -0.12051 | -0.12051
Line15_16_17 | 0 | 0 | 0 | 0 | 0 | 0 | 0 | 0 | 0 | 0 | 0 | 0 | 1.0474 | 1.0474 | -0.12051 | -0.12051
Line16_4_18 | 0.034003 | 0.034003 | 0 | 0.065681 | 0.023558 | 0.023558 | 0.017378 | -0.017343 | 0.017412 | -0.017343 | -45.2344 | 134.7656 | 1.0442 | 1.0411 | -0.17729 | -0.23442
Line17_5_19 | 0 | 0 | 0 | 0 | 0 | 0 | 0 | 0 | 0 | 0 | 0 | 0 | 1.0474 | 1.0474 | -0.12051 | -0.12051
Line1_1_3 | 0 | 0 | 0 | 0 | 0 | 0 | 0 | 0 | 0 | 0 | 0 | 0 | 1.0474 | 1.0474 | -0.12051 | -0.12051
Line2_1_4 | 0.034003 | 0.034003 | 0 | 0 | 0.023558 | 0.023558 | 0.017412 | -0.017378 | 0.017482 | -0.017412 | -45.2344 | 134.7656 | 1.0474 | 1.0442 | -0.12051 | -0.17729
Line3_1_5 | 0 | 0 | 0 | 0 | 0 | 0 | 0 | 0 | 0 | 0 | 0 | 0 | 1.0474 | 1.0474 | -0.12051 | -0.12051
Line4_2_6 | 0 | 0 | 0 | 0 | 0 | 0 | 0 | 0 | 0 | 0 | 0 | 0 | 1.0474 | 1.0474 | -0.12051 | -0.12051
Line5_6_7 | 0 | 0 | 0 | 0 | 0 | 0 | 0 | 0 | 0 | 0 | 0 | 0 | 1.0474 | 1.0474 | -0.12051 | -0.12051
Line6_7_8 | 0 | 0 | 0 | 0 | 0 | 0 | 0 | 0 | 0 | 0 | 0 | 0 | 1.0474 | 1.0474 | -0.12051 | -0.12051
Line7_8_9 | 0 | 0 | 0 | 0 | 0 | 0 | 0 | 0 | 0 | 0 | 0 | 0 | 1.0474 | 1.0474 | -0.12051 | -0.12051
Line8_8_10 | 0 | 0 | 0 | 0 | 0 | 0 | 0 | 0 | 0 | 0 | 0 | 0 | 1.0474 | 1.0474 | -0.12051 | -0.12051
Line9_3_11 | 0 | 0 | 0 | 0 | 0 | 0 | 0 | 0 | 0 | 0 | 0 | 0 | 1.0474 | 1.0474 | -0.12051 | -0.12051

## LLL_max_fault_10
name | pf_ikss_from_ka | pf_ikss_to_ka | pf_ip_from_ka | pf_ip_to_ka | pf_skss_from_mw | pf_skss_to_mw | pf_p_from_mw | pf_p_to_mw | pf_q_from_mvar | pf_q_to_mvar | pf_ikss_from_degree | pf_ikss_to_degree | pf_vm_from_pu | pf_vm_to_pu | pf_va_from_degree | pf_va_to_degree
Line0_1_2 | 0 | 0 | 0 | 0 | 0 | 0 | 0 | 0 | 0 | 0 | 0 | 0 | 1.0971 | 1.0971 | -0.12619 | -0.12619
Line10_11_12 | 0 | 0 | 0 | 0 | 0 | 0 | 0 | 0 | 0 | 0 | 0 | 0 | 1.0971 | 1.0971 | -0.12619 | -0.12619
Line11_12_13 | 0 | 0 | 0 | 0 | 0 | 0 | 0 | 0 | 0 | 0 | 0 | 0 | 1.0971 | 1.0971 | -0.12619 | -0.12619
Line12_13_15 | 0 | 0 | 0 | 0 | 0 | 0 | 0 | 0 | 0 | 0 | 0 | 0 | 1.0971 | 1.0971 | -0.12619 | -0.12619
Line13_13_14 | 0 | 0 | 0 | 0 | 0 | 0 | 0 | 0 | 0 | 0 | 0 | 0 | 1.0971 | 1.0971 | -0.12619 | -0.12619
Line14_15_16 | 0 | 0 | 0 | 0 | 0 | 0 | 0 | 0 | 0 | 0 | 0 | 0 | 1.0971 | 1.0971 | -0.12619 | -0.12619
Line15_16_17 | 0 | 0 | 0 | 0 | 0 | 0 | 0 | 0 | 0 | 0 | 0 | 0 | 1.0971 | 1.0971 | -0.12619 | -0.12619
Line16_4_18 | 0.035618 | 0.035618 | 0 | 0.069037 | 0.024677 | 0.024677 | 0.019068 | -0.01903 | 0.019106 | -0.01903 | -45.2401 | 134.7599 | 1.0938 | 1.0906 | -0.18297 | -0.2401
Line17_5_19 | 0 | 0 | 0 | 0 | 0 | 0 | 0 | 0 | 0 | 0 | 0 | 0 | 1.0971 | 1.0971 | -0.12619 | -0.12619
Line1_1_3 | 0 | 0 | 0 | 0 | 0 | 0 | 0 | 0 | 0 | 0 | 0 | 0 | 1.0971 | 1.0971 | -0.12619 | -0.12619
Line2_1_4 | 0.035618 | 0.035618 | 0 | 0 | 0.024677 | 0.024677 | 0.019106 | -0.019068 | 0.019182 | -0.019106 | -45.2401 | 134.7599 | 1.0971 | 1.0938 | -0.12619 | -0.18297
Line3_1_5 | 0 | 0 | 0 | 0 | 0 | 0 | 0 | 0 | 0 | 0 | 0 | 0 | 1.0971 | 1.0971 | -0.12619 | -0.12619
Line4_2_6 | 0 | 0 | 0 | 0 | 0 | 0 | 0 | 0 | 0 | 0 | 0 | 0 | 1.0971 | 1.0971 | -0.12619 | -0.12619
Line5_6_7 | 0 | 0 | 0 | 0 | 0 | 0 | 0 | 0 | 0 | 0 | 0 | 0 | 1.0971 | 1.0971 | -0.12619 | -0.12619
Line6_7_8 | 0 | 0 | 0 | 0 | 0 | 0 | 0 | 0 | 0 | 0 | 0 | 0 | 1.0971 | 1.0971 | -0.12619 | -0.12619
Line7_8_9 | 0 | 0 | 0 | 0 | 0 | 0 | 0 | 0 | 0 | 0 | 0 | 0 | 1.0971 | 1.0971 | -0.12619 | -0.12619
Line8_8_10 | 0 | 0 | 0 | 0 | 0 | 0 | 0 | 0 | 0 | 0 | 0 | 0 | 1.0971 | 1.0971 | -0.12619 | -0.12619
Line9_3_11 | 0 | 0 | 0 | 0 | 0 | 0 | 0 | 0 | 0 | 0 | 0 | 0 | 1.0971 | 1.0971 | -0.12619 | -0.12619

## LLL_min_6
name | pf_ikss_from_ka | pf_ikss_to_ka | pf_ip_from_ka | pf_ip_to_ka | pf_skss_from_mw | pf_skss_to_mw | pf_p_from_mw | pf_p_to_mw | pf_q_from_mvar | pf_q_to_mvar | pf_ikss_from_degree | pf_ikss_to_degree | pf_vm_from_pu | pf_vm_to_pu | pf_va_from_degree | pf_va_to_degree
Line0_1_2 | 0 | 0 | 0 | 0 | 0 | 0 | 0 | 0 | 0 | 0 | 0 | 0 | 0.695 | 0.695 | -11.6026 | -11.6026
Line10_11_12 | 0 | 0 | 0 | 0 | 0 | 0 | 0 | 0 | 0 | 0 | 0 | 0 | 0.695 | 0.695 | -11.6026 | -11.6026
Line11_12_13 | 0 | 0 | 0 | 0 | 0 | 0 | 0 | 0 | 0 | 0 | 0 | 0 | 0.695 | 0.695 | -11.6026 | -11.6026
Line12_13_15 | 0 | 0 | 0 | 0 | 0 | 0 | 0 | 0 | 0 | 0 | 0 | 0 | 0.695 | 0.695 | -11.6026 | -11.6026
Line13_13_14 | 0 | 0 | 0 | 0 | 0 | 0 | 0 | 0 | 0 | 0 | 0 | 0 | 0.695 | 0.695 | -11.6026 | -11.6026
Line14_15_16 | 0 | 0 | 0 | 0 | 0 | 0 | 0 | 0 | 0 | 0 | 0 | 0 | 0.695 | 0.695 | -11.6026 | -11.6026
Line15_16_17 | 0 | 0 | 0 | 0 | 0 | 0 | 0 | 0 | 0 | 0 | 0 | 0 | 0.695 | 0.695 | -11.6026 | -11.6026
Line16_4_18 | 2.8946 | 2.8946 | 0 | 4.7808 | 2.0055 | 2.0055 | 0.48263 | -1e-07 | 0.50274 | -1e-07 | -57.7717 | 122.2283 | 0.3475 | 0 | -11.6026 | 0
Line17_5_19 | 0 | 0 | 0 | 0 | 0 | 0 | 0 | 0 | 0 | 0 | 0 | 0 | 0.695 | 0.695 | -11.6026 | -11.6026
Line1_1_3 | 0 | 0 | 0 | 0 | 0 | 0 | 0 | 0 | 0 | 0 | 0 | 0 | 0.695 | 0.695 | -11.6026 | -11.6026
Line2_1_4 | 2.8946 | 2.8946 | 0 | 0 | 2.0055 | 2.0055 | 0.96525 | -0.48263 | 1.0055 | -0.50274 | -57.7717 | 122.2283 | 0.695 | 0.3475 | -11.6026 | -11.6026
Line3_1_5 | 0 | 0 | 0 | 0 | 0 | 0 | 0 | 0 | 0 | 0 | 0 | 0 | 0.695 | 0.695 | -11.6026 | -11.6026
Line4_2_6 | 0 | 0 | 0 | 0 | 0 | 0 | 0 | 0 | 0 | 0 | 0 | 0 | 0.695 | 0.695 | -11.6026 | -11.6026
Line5_6_7 | 0 | 0 | 0 | 0 | 0 | 0 | 0 | 0 | 0 | 0 | 0 | 0 | 0.695 | 0.695 | -11.6026 | -11.6026
Line6_7_8 | 0 | 0 | 0 | 0 | 0 | 0 | 0 | 0 | 0 | 0 | 0 | 0 | 0.695 | 0.695 | -11.6026 | -11.6026
Line7_8_9 | 0 | 0 | 0 | 0 | 0 | 0 | 0 | 0 | 0 | 0 | 0 | 0 | 0.695 | 0.695 | -11.6026 | -11.6026
Line8_8_10 | 0 | 0 | 0 | 0 | 0 | 0 | 0 | 0 | 0 | 0 | 0 | 0 | 0.695 | 0.695 | -11.6026 | -11.6026
Line9_3_11 | 0 | 0 | 0 | 0 | 0 | 0 | 0 | 0 | 0 | 0 | 0 | 0 | 0.695 | 0.695 | -11.6026 | -11.6026

## LLL_min_10
name | pf_ikss_from_ka | pf_ikss_to_ka | pf_ip_from_ka | pf_ip_to_ka | pf_skss_from_mw | pf_skss_to_mw | pf_p_from_mw | pf_p_to_mw | pf_q_from_mvar | pf_q_to_mvar | pf_ikss_from_degree | pf_ikss_to_degree | pf_vm_from_pu | pf_vm_to_pu | pf_va_from_degree | pf_va_to_degree
Line0_1_2 | 0 | 0 | 0 | 0 | 0 | 0 | 0 | 0 | 0 | 0 | 0 | 0 | 0.65842 | 0.65842 | -11.6026 | -11.6026
Line10_11_12 | 0 | 0 | 0 | 0 | 0 | 0 | 0 | 0 | 0 | 0 | 0 | 0 | 0.65842 | 0.65842 | -11.6026 | -11.6026
Line11_12_13 | 0 | 0 | 0 | 0 | 0 | 0 | 0 | 0 | 0 | 0 | 0 | 0 | 0.65842 | 0.65842 | -11.6026 | -11.6026
Line12_13_15 | 0 | 0 | 0 | 0 | 0 | 0 | 0 | 0 | 0 | 0 | 0 | 0 | 0.65842 | 0.65842 | -11.6026 | -11.6026
Line13_13_14 | 0 | 0 | 0 | 0 | 0 | 0 | 0 | 0 | 0 | 0 | 0 | 0 | 0.65842 | 0.65842 | -11.6026 | -11.6026
Line14_15_16 | 0 | 0 | 0 | 0 | 0 | 0 | 0 | 0 | 0 | 0 | 0 | 0 | 0.65842 | 0.65842 | -11.6026 | -11.6026
Line15_16_17 | 0 | 0 | 0 | 0 | 0 | 0 | 0 | 0 | 0 | 0 | 0 | 0 | 0.65842 | 0.65842 | -11.6026 | -11.6026
Line16_4_18 | 2.7423 | 2.7423 | 0 | 4.5292 | 1.8999 | 1.8999 | 0.43316 | -1e-07 | 0.45121 | -1e-07 | -57.7717 | 122.2283 | 0.32921 | 0 | -11.6026 | 0
Line17_5_19 | 0 | 0 | 0 | 0 | 0 | 0 | 0 | 0 | 0 | 0 | 0 | 0 | 0.65842 | 0.65842 | -11.6026 | -11.6026
Line1_1_3 | 0 | 0 | 0 | 0 | 0 | 0 | 0 | 0 | 0 | 0 | 0 | 0 | 0.65842 | 0.65842 | -11.6026 | -11.6026
Line2_1_4 | 2.7423 | 2.7423 | 0 | 0 | 1.8999 | 1.8999 | 0.86632 | -0.43316 | 0.90242 | -0.45121 | -57.7717 | 122.2283 | 0.65842 | 0.32921 | -11.6026 | -11.6026
Line3_1_5 | 0 | 0 | 0 | 0 | 0 | 0 | 0 | 0 | 0 | 0 | 0 | 0 | 0.65842 | 0.65842 | -11.6026 | -11.6026
Line4_2_6 | 0 | 0 | 0 | 0 | 0 | 0 | 0 | 0 | 0 | 0 | 0 | 0 | 0.65842 | 0.65842 | -11.6026 | -11.6026
Line5_6_7 | 0 | 0 | 0 | 0 | 0 | 0 | 0 | 0 | 0 | 0 | 0 | 0 | 0.65842 | 0.65842 | -11.6026 | -11.6026
Line6_7_8 | 0 | 0 | 0 | 0 | 0 | 0 | 0 | 0 | 0 | 0 | 0 | 0 | 0.65842 | 0.65842 | -11.6026 | -11.6026
Line7_8_9 | 0 | 0 | 0 | 0 | 0 | 0 | 0 | 0 | 0 | 0 | 0 | 0 | 0.65842 | 0.65842 | -11.6026 | -11.6026
Line8_8_10 | 0 | 0 | 0 | 0 | 0 | 0 | 0 | 0 | 0 | 0 | 0 | 0 | 0.65842 | 0.65842 | -11.6026 | -11.6026
Line9_3_11 | 0 | 0 | 0 | 0 | 0 | 0 | 0 | 0 | 0 | 0 | 0 | 0 | 0.65842 | 0.65842 | -11.6026 | -11.6026

## LLL_min_fault_6
name | pf_ikss_from_ka | pf_ikss_to_ka | pf_ip_from_ka | pf_ip_to_ka | pf_skss_from_mw | pf_skss_to_mw | pf_p_from_mw | pf_p_to_mw | pf_q_from_mvar | pf_q_to_mvar | pf_ikss_from_degree | pf_ikss_to_degree | pf_vm_from_pu | pf_vm_to_pu | pf_va_from_degree | pf_va_to_degree
Line0_1_2 | 0 | 0 | 0 | 0 | 0 | 0 | 0 | 0 | 0 | 0 | 0 | 0 | 0.94754 | 0.94754 | -0.12527 | -0.12527
Line10_11_12 | 0 | 0 | 0 | 0 | 0 | 0 | 0 | 0 | 0 | 0 | 0 | 0 | 0.94754 | 0.94754 | -0.12527 | -0.12527
Line11_12_13 | 0 | 0 | 0 | 0 | 0 | 0 | 0 | 0 | 0 | 0 | 0 | 0 | 0.94754 | 0.94754 | -0.12527 | -0.12527
Line12_13_15 | 0 | 0 | 0 | 0 | 0 | 0 | 0 | 0 | 0 | 0 | 0 | 0 | 0.94754 | 0.94754 | -0.12527 | -0.12527
Line13_13_14 | 0 | 0 | 0 | 0 | 0 | 0 | 0 | 0 | 0 | 0 | 0 | 0 | 0.94754 | 0.94754 | -0.12527 | -0.12527
Line14_15_16 | 0 | 0 | 0 | 0 | 0 | 0 | 0 | 0 | 0 | 0 | 0 | 0 | 0.94754 | 0.94754 | -0.12527 | -0.12527
Line15_16_17 | 0 | 0 | 0 | 0 | 0 | 0 | 0 | 0 | 0 | 0 | 0 | 0 | 0.94754 | 0.94754 | -0.12527 | -0.12527
Line16_4_18 | 0.030706 | 0.030706 | 0 | 0.050714 | 0.021274 | 0.021274 | 0.014197 | -0.014143 | 0.014199 | -0.014143 | -45.1344 | 134.8656 | 0.94385 | 0.94017 | -0.1298 | -0.13436
Line17_5_19 | 0 | 0 | 0 | 0 | 0 | 0 | 0 | 0 | 0 | 0 | 0 | 0 | 0.94754 | 0.94754 | -0.12527 | -0.12527
Line1_1_3 | 0 | 0 | 0 | 0 | 0 | 0 | 0 | 0 | 0 | 0 | 0 | 0 | 0.94754 | 0.94754 | -0.12527 | -0.12527
Line2_1_4 | 0.030706 | 0.030706 | 0 | 0 | 0.021274 | 0.021274 | 0.014251 | -0.014197 | 0.014256 | -0.014199 | -45.1344 | 134.8656 | 0.94754 | 0.94385 | -0.12527 | -0.1298
Line3_1_5 | 0 | 0 | 0 | 0 | 0 | 0 | 0 | 0 | 0 | 0 | 0 | 0 | 0.94754 | 0.94754 | -0.12527 | -0.12527
Line4_2_6 | 0 | 0 | 0 | 0 | 0 | 0 | 0 | 0 | 0 | 0 | 0 | 0 | 0.94754 | 0.94754 | -0.12527 | -0.12527
Line5_6_7 | 0 | 0 | 0 | 0 | 0 | 0 | 0 | 0 | 0 | 0 | 0 | 0 | 0.94754 | 0.94754 | -0.12527 | -0.12527
Line6_7_8 | 0 | 0 | 0 | 0 | 0 | 0 | 0 | 0 | 0 | 0 | 0 | 0 | 0.94754 | 0.94754 | -0.12527 | -0.12527
Line7_8_9 | 0 | 0 | 0 | 0 | 0 | 0 | 0 | 0 | 0 | 0 | 0 | 0 | 0.94754 | 0.94754 | -0.12527 | -0.12527
Line8_8_10 | 0 | 0 | 0 | 0 | 0 | 0 | 0 | 0 | 0 | 0 | 0 | 0 | 0.94754 | 0.94754 | -0.12527 | -0.12527
Line9_3_11 | 0 | 0 | 0 | 0 | 0 | 0 | 0 | 0 | 0 | 0 | 0 | 0 | 0.94754 | 0.94754 | -0.12527 | -0.12527

## LLL_min_fault_10
name | pf_ikss_from_ka | pf_ikss_to_ka | pf_ip_from_ka | pf_ip_to_ka | pf_skss_from_mw | pf_skss_to_mw | pf_p_from_mw | pf_p_to_mw | pf_q_from_mvar | pf_q_to_mvar | pf_ikss_from_degree | pf_ikss_to_degree | pf_vm_from_pu | pf_vm_to_pu | pf_va_from_degree | pf_va_to_degree
Line0_1_2 | 0 | 0 | 0 | 0 | 0 | 0 | 0 | 0 | 0 | 0 | 0 | 0 | 0.89767 | 0.89767 | -0.12527 | -0.12527
Line10_11_12 | 0 | 0 | 0 | 0 | 0 | 0 | 0 | 0 | 0 | 0 | 0 | 0 | 0.89767 | 0.89767 | -0.12527 | -0.12527
Line11_12_13 | 0 | 0 | 0 | 0 | 0 | 0 | 0 | 0 | 0 | 0 | 0 | 0 | 0.89767 | 0.89767 | -0.12527 | -0.12527
Line12_13_15 | 0 | 0 | 0 | 0 | 0 | 0 | 0 | 0 | 0 | 0 | 0 | 0 | 0.89767 | 0.89767 | -0.12527 | -0.12527
Line13_13_14 | 0 | 0 | 0 | 0 | 0 | 0 | 0 | 0 | 0 | 0 | 0 | 0 | 0.89767 | 0.89767 | -0.12527 | -0.12527
Line14_15_16 | 0 | 0 | 0 | 0 | 0 | 0 | 0 | 0 | 0 | 0 | 0 | 0 | 0.89767 | 0.89767 | -0.12527 | -0.12527
Line15_16_17 | 0 | 0 | 0 | 0 | 0 | 0 | 0 | 0 | 0 | 0 | 0 | 0 | 0.89767 | 0.89767 | -0.12527 | -0.12527
Line16_4_18 | 0.02909 | 0.02909 | 0 | 0.048045 | 0.020154 | 0.020154 | 0.012742 | -0.012693 | 0.012744 | -0.012693 | -45.1344 | 134.8656 | 0.89418 | 0.89069 | -0.1298 | -0.13436
Line17_5_19 | 0 | 0 | 0 | 0 | 0 | 0 | 0 | 0 | 0 | 0 | 0 | 0 | 0.89767 | 0.89767 | -0.12527 | -0.12527
Line1_1_3 | 0 | 0 | 0 | 0 | 0 | 0 | 0 | 0 | 0 | 0 | 0 | 0 | 0.89767 | 0.89767 | -0.12527 | -0.12527
Line2_1_4 | 0.02909 | 0.02909 | 0 | 0 | 0.020154 | 0.020154 | 0.012791 | -0.012742 | 0.012795 | -0.012744 | -45.1344 | 134.8656 | 0.89767 | 0.89418 | -0.12527 | -0.1298
Line3_1_5 | 0 | 0 | 0 | 0 | 0 | 0 | 0 | 0 | 0 | 0 | 0 | 0 | 0.89767 | 0.89767 | -0.12527 | -0.12527
Line4_2_6 | 0 | 0 | 0 | 0 | 0 | 0 | 0 | 0 | 0 | 0 | 0 | 0 | 0.89767 | 0.89767 | -0.12527 | -0.12527
Line5_6_7 | 0 | 0 | 0 | 0 | 0 | 0 | 0 | 0 | 0 | 0 | 0 | 0 | 0.89767 | 0.89767 | -0.12527 | -0.12527
Line6_7_8 | 0 | 0 | 0 | 0 | 0 | 0 | 0 | 0 | 0 | 0 | 0 | 0 | 0.89767 | 0.89767 | -0.12527 | -0.12527
Line7_8_9 | 0 | 0 | 0 | 0 | 0 | 0 | 0 | 0 | 0 | 0 | 0 | 0 | 0.89767 | 0.89767 | -0.12527 | -0.12527
Line8_8_10 | 0 | 0 | 0 | 0 | 0 | 0 | 0 | 0 | 0 | 0 | 0 | 0 | 0.89767 | 0.89767 | -0.12527 | -0.12527
Line9_3_11 | 0 | 0 | 0 | 0 | 0 | 0 | 0 | 0 | 0 | 0 | 0 | 0 | 0.89767 | 0.89767 | -0.12527 | -0.12527

## LL_max_6
name | pf_ikss_a_from_ka | pf_ikss_b_from_ka | pf_ikss_c_from_ka | pf_ikss_a_to_ka | pf_ikss_b_to_ka | pf_ikss_c_to_ka | pf_skss_a_from_mw | pf_skss_b_from_mw | pf_skss_c_from_mw | pf_skss_a_to_mw | pf_skss_b_to_mw | pf_skss_c_to_mw | pf_p_a_from_mw | pf_p_b_from_mw | pf_p_c_from_mw | pf_p_a_to_mw | pf_p_b_to_mw | pf_p_c_to_mw | pf_q_a_from_mvar | pf_q_b_from_mvar | pf_q_c_from_mvar | pf_q_a_to_mvar | pf_q_b_to_mvar | pf_q_c_to_mvar | pf_ikss_a_from_degree | pf_ikss_b_from_degree | pf_ikss_c_from_degree | pf_ikss_a_to_degree | pf_ikss_b_to_degree | pf_ikss_c_to_degree | pf_vm_a_from_pu | pf_vm_b_from_pu | pf_vm_c_from_pu | pf_vm_a_to_pu | pf_vm_b_to_pu | pf_vm_c_to_pu | pf_va_a_from_degree | pf_va_b_from_degree | pf_va_c_from_degree | pf_va_a_to_degree | pf_va_b_to_degree | pf_va_c_to_degree
Line0_1_2 | 0 | 0 | 0 | 0 | 0 | 0 | 0 | 0 | 0 | 0 | 0 | 0 | 6.6058e-16 | -3.0235e-09 | -4.8365e-09 | -6.6058e-16 | 3.0235e-09 | 4.8365e-09 | 4.0801e-16 | 5.1114e-09 | -1.9712e-09 | -3.4972e-16 | -5.1114e-09 | 1.9712e-09 | 0 | 0 | 0 | 0 | 0 | 0 | 1.05 | 0.85292 | 0.7501 | 1.05 | 0.85292 | 0.7501 | -2.5393e-08 | -135.0364 | 126.5322 | -2.5393e-08 | -135.0364 | 126.5322
Line10_11_12 | 0 | 0 | 0 | 0 | 0 | 0 | 0 | 0 | 0 | 0 | 0 | 0 | 7.7716e-16 | -3.0235e-09 | -4.8365e-09 | -6.9944e-16 | 3.0235e-09 | 4.8365e-09 | 3.3029e-16 | 5.1114e-09 | -1.9712e-09 | -2.5258e-16 | -5.1114e-09 | 1.9712e-09 | 0 | 0 | 0 | 0 | 0 | 0 | 1.05 | 0.85292 | 0.7501 | 1.05 | 0.85292 | 0.7501 | -2.5393e-08 | -135.0364 | 126.5322 | -2.5393e-08 | -135.0364 | 126.5322
Line11_12_13 | 0 | 0 | 0 | 0 | 0 | 0 | 0 | 0 | 0 | 0 | 0 | 0 | 6.6058e-16 | -2.5196e-09 | -4.0305e-09 | -6.2172e-16 | 2.5196e-09 | 4.0305e-09 | 2.1372e-16 | 4.2595e-09 | -1.6426e-09 | -1.7486e-16 | -4.2595e-09 | 1.6426e-09 | 0 | 0 | 0 | 0 | 0 | 0 | 1.05 | 0.85292 | 0.7501 | 1.05 | 0.85292 | 0.7501 | -2.5393e-08 | -135.0364 | 126.5322 | -2.5393e-08 | -135.0364 | 126.5322
Line12_13_15 | 0 | 0 | 0 | 0 | 0 | 0 | 0 | 0 | 0 | 0 | 0 | 0 | 3.1086e-16 | -1.5118e-09 | -2.4183e-09 | -2.72e-16 | 1.5118e-09 | 2.4183e-09 | 2.1372e-16 | 2.5557e-09 | -9.8558e-10 | -1.7486e-16 | -2.5557e-09 | 9.8558e-10 | 0 | 0 | 0 | 0 | 0 | 0 | 1.05 | 0.85292 | 0.7501 | 1.05 | 0.85292 | 0.7501 | -2.5393e-08 | -135.0364 | 126.5322 | -2.5393e-08 | -135.0364 | 126.5322
Line13_13_14 | 0 | 0 | 0 | 0 | 0 | 0 | 0 | 0 | 0 | 0 | 0 | 0 | -3.8858e-17 | -5.0392e-10 | -8.0609e-10 | -3.8858e-17 | 5.0392e-10 | 8.0609e-10 | 5.8287e-17 | 8.5191e-10 | -3.2853e-10 | -1.9429e-17 | -8.5191e-10 | 3.2853e-10 | 0 | 0 | 0 | 0 | 0 | 0 | 1.05 | 0.85292 | 0.7501 | 1.05 | 0.85292 | 0.7501 | -2.5393e-08 | -135.0364 | 126.5322 | -2.5393e-08 | -135.0364 | 126.5322
Line14_15_16 | 0 | 0 | 0 | 0 | 0 | 0 | 0 | 0 | 0 | 0 | 0 | 0 | 1.9429e-16 | -1.0078e-09 | -1.6122e-09 | -1.1657e-16 | 1.0078e-09 | 1.6122e-09 | 1.5543e-16 | 1.7038e-09 | -6.5706e-10 | -1.1657e-16 | -1.7038e-09 | 6.5706e-10 | 0 | 0 | 0 | 0 | 0 | 0 | 1.05 | 0.85292 | 0.7501 | 1.05 | 0.85292 | 0.7501 | -2.5393e-08 | -135.0364 | 126.5322 | -2.5393e-08 | -135.0364 | 126.5322
Line15_16_17 | 0 | 0 | 0 | 0 | 0 | 0 | 0 | 0 | 0 | 0 | 0 | 0 | -3.8858e-17 | -5.0392e-10 | -8.0609e-10 | 3.8858e-17 | 5.0392e-10 | 8.0609e-10 | 1.9429e-17 | 8.5191e-10 | -3.2853e-10 | -3.8858e-17 | -8.5191e-10 | 3.2853e-10 | 0 | 0 | 0 | 0 | 0 | 0 | 1.05 | 0.85292 | 0.7501 | 1.05 | 0.85292 | 0.7501 | -2.5393e-08 | -135.0364 | 126.5322 | -2.5393e-08 | -135.0364 | 126.5322
Line16_4_18 | 0 | 3.1387 | 3.1387 | 0 | 3.1387 | 3.1387 | 0 | 0.72485 | 0.72485 | 0 | 0.72485 | 0.72485 | 1.7221e-26 | 0.45801 | -0.26098 | 7.7716e-17 | -0.3595 | 0.3595 | 3.8858e-17 | 0.072221 | 0.32184 | -3.4443e-26 | 0.12481 | -0.12481 | 0 | -160.8543 | 19.1457 | 0 | 19.1457 | -160.8543 | 1.05 | 0.63968 | 0.57164 | 1.05 | 0.525 | 0.525 | -2.5393e-08 | -151.8935 | 148.1848 | -2.5393e-08 | -180 | -180
Line17_5_19 | 0 | 0 | 0 | 0 | 0 | 0 | 0 | 0 | 0 | 0 | 0 | 0 | 1.1657e-16 | -5.0392e-10 | -8.0609e-10 | -3.8858e-17 | 5.0392e-10 | 8.0609e-10 | 3.8858e-17 | 8.5191e-10 | -3.2853e-10 | 1.9429e-17 | -8.5191e-10 | 3.2853e-10 | 0 | 0 | 0 | 0 | 0 | 0 | 1.05 | 0.85292 | 0.7501 | 1.05 | 0.85292 | 0.7501 | -2.5393e-08 | -135.0364 | 126.5322 | -2.5393e-08 | -135.0364 | 126.5322
Line1_1_3 | 0 | 0 | 0 | 0 | 0 | 0 | 0 | 0 | 0 | 0 | 0 | 0 | 1.0492e-15 | -4.0313e-09 | -6.4487e-09 | -1.0103e-15 | 4.0313e-09 | 6.4487e-09 | 5.6344e-16 | 6.8153e-09 | -2.6282e-09 | -5.0515e-16 | -6.8153e-09 | 2.6282e-09 | 0 | 0 | 0 | 0 | 0 | 0 | 1.05 | 0.85292 | 0.7501 | 1.05 | 0.85292 | 0.7501 | -2.5393e-08 | -135.0364 | 126.5322 | -2.5393e-08 | -135.0364 | 126.5322
Line2_1_4 | 0 | 3.1387 | 3.1387 | 0 | 3.1387 | 3.1387 | 0 | 0.72485 | 0.72485 | 0 | 0.72485 | 0.72485 | 3.8858e-16 | 0.55653 | -0.16247 | -3.8858e-16 | -0.45801 | 0.26098 | 7.7716e-17 | 0.26925 | 0.51887 | -3.8858e-17 | -0.072221 | -0.32184 | 0 | -160.8543 | 19.1457 | 0 | 19.1457 | -160.8543 | 1.05 | 0.85292 | 0.7501 | 1.05 | 0.63968 | 0.57164 | -2.5393e-08 | -135.0364 | 126.5322 | -2.5393e-08 | -151.8935 | 148.1848
Line3_1_5 | 0 | 0 | 0 | 0 | 0 | 0 | 0 | 0 | 0 | 0 | 0 | 0 | 1.9429e-16 | -1.0078e-09 | -1.6122e-09 | -1.5543e-16 | 1.0078e-09 | 1.6122e-09 | 1.36e-16 | 1.7038e-09 | -6.5706e-10 | -7.7716e-17 | -1.7038e-09 | 6.5706e-10 | 0 | 0 | 0 | 0 | 0 | 0 | 1.05 | 0.85292 | 0.7501 | 1.05 | 0.85292 | 0.7501 | -2.5393e-08 | -135.0364 | 126.5322 | -2.5393e-08 | -135.0364 | 126.5322
Line4_2_6 | 0 | 0 | 0 | 0 | 0 | 0 | 0 | 0 | 0 | 0 | 0 | 0 | 3.8858e-16 | -2.5196e-09 | -4.0305e-09 | -3.1086e-16 | 2.5196e-09 | 4.0305e-09 | 3.6915e-16 | 4.2595e-09 | -1.6426e-09 | -2.9143e-16 | -4.2595e-09 | 1.6426e-09 | 0 | 0 | 0 | 0 | 0 | 0 | 1.05 | 0.85292 | 0.7501 | 1.05 | 0.85292 | 0.7501 | -2.5393e-08 | -135.0364 | 126.5322 | -2.5393e-08 | -135.0364 | 126.5322
Line5_6_7 | 0 | 0 | 0 | 0 | 0 | 0 | 0 | 0 | 0 | 0 | 0 | 0 | 3.1086e-16 | -2.0157e-09 | -3.2244e-09 | -2.72e-16 | 2.0157e-09 | 3.2244e-09 | 2.3315e-16 | 3.4076e-09 | -1.3141e-09 | -1.5543e-16 | -3.4076e-09 | 1.3141e-09 | 0 | 0 | 0 | 0 | 0 | 0 | 1.05 | 0.85292 | 0.7501 | 1.05 | 0.85292 | 0.7501 | -2.5393e-08 | -135.0364 | 126.5322 | -2.5393e-08 | -135.0364 | 126.5322
Line6_7_8 | 0 | 0 | 0 | 0 | 0 | 0 | 0 | 0 | 0 | 0 | 0 | 0 | 1.1657e-16 | -1.5118e-09 | -2.4183e-09 | -7.7716e-17 | 1.5118e-09 | 2.4183e-09 | 1.1657e-16 | 2.5557e-09 | -9.8558e-10 | -5.8287e-17 | -2.5557e-09 | 9.8558e-10 | 0 | 0 | 0 | 0 | 0 | 0 | 1.05 | 0.85292 | 0.7501 | 1.05 | 0.85292 | 0.7501 | -2.5393e-08 | -135.0364 | 126.5322 | -2.5393e-08 | -135.0364 | 126.5322
Line7_8_9 | 0 | 0 | 0 | 0 | 0 | 0 | 0 | 0 | 0 | 0 | 0 | 0 | 1.1657e-16 | -5.0392e-10 | -8.0609e-10 | -3.8858e-17 | 5.0392e-10 | 8.0609e-10 | -5.1664e-26 | 8.5191e-10 | -3.2853e-10 | 1.7221e-26 | -8.5191e-10 | 3.2853e-10 | 0 | 0 | 0 | 0 | 0 | 0 | 1.05 | 0.85292 | 0.7501 | 1.05 | 0.85292 | 0.7501 | -2.5393e-08 | -135.0364 | 126.5322 | -2.5393e-08 | -135.0364 | 126.5322
Line8_8_10 | 0 | 0 | 0 | 0 | 0 | 0 | 0 | 0 | 0 | 0 | 0 | 0 | 3.8858e-17 | -5.0392e-10 | -8.0609e-10 | 3.8858e-17 | 5.0392e-10 | 8.0609e-10 | 5.8287e-17 | 8.5191e-10 | -3.2853e-10 | -3.8858e-17 | -8.5191e-10 | 3.2853e-10 | 0 | 0 | 0 | 0 | 0 | 0 | 1.05 | 0.85292 | 0.7501 | 1.05 | 0.85292 | 0.7501 | -2.5393e-08 | -135.0364 | 126.5322 | -2.5393e-08 | -135.0364 | 126.5322
Line9_3_11 | 0 | 0 | 0 | 0 | 0 | 0 | 0 | 0 | 0 | 0 | 0 | 0 | 1.0103e-15 | -3.5274e-09 | -5.6426e-09 | -8.9373e-16 | 3.5274e-09 | 5.6426e-09 | 4.4686e-16 | 5.9633e-09 | -2.2997e-09 | -4.0801e-16 | -5.9633e-09 | 2.2997e-09 | 0 | 0 | 0 | 0 | 0 | 0 | 1.05 | 0.85292 | 0.7501 | 1.05 | 0.85292 | 0.7501 | -2.5393e-08 | -135.0364 | 126.5322 | -2.5393e-08 | -135.0364 | 126.5322

## LL_max_10
name | pf_ikss_a_from_ka | pf_ikss_b_from_ka | pf_ikss_c_from_ka | pf_ikss_a_to_ka | pf_ikss_b_to_ka | pf_ikss_c_to_ka | pf_skss_a_from_mw | pf_skss_b_from_mw | pf_skss_c_from_mw | pf_skss_a_to_mw | pf_skss_b_to_mw | pf_skss_c_to_mw | pf_p_a_from_mw | pf_p_b_from_mw | pf_p_c_from_mw | pf_p_a_to_mw | pf_p_b_to_mw | pf_p_c_to_mw | pf_q_a_from_mvar | pf_q_b_from_mvar | pf_q_c_from_mvar | pf_q_a_to_mvar | pf_q_b_to_mvar | pf_q_c_to_mvar | pf_ikss_a_from_degree | pf_ikss_b_from_degree | pf_ikss_c_from_degree | pf_ikss_a_to_degree | pf_ikss_b_to_degree | pf_ikss_c_to_degree | pf_vm_a_from_pu | pf_vm_b_from_pu | pf_vm_c_from_pu | pf_vm_a_to_pu | pf_vm_b_to_pu | pf_vm_c_to_pu | pf_va_a_from_degree | pf_va_b_from_degree | pf_va_c_from_degree | pf_va_a_to_degree | pf_va_b_to_degree | pf_va_c_to_degree
Line0_1_2 | 0 | 0 | 0 | 0 | 0 | 0 | 0 | 0 | 0 | 0 | 0 | 0 | 2.0354e-16 | -3.3669e-09 | -5.3859e-09 | -2.8496e-16 | 3.3669e-09 | 5.3859e-09 | 5.6991e-16 | 5.759e-09 | -2.262e-09 | -5.2921e-16 | -5.759e-09 | 2.262e-09 | 0 | 0 | 0 | 0 | 0 | 0 | 1.1 | 0.88719 | 0.77689 | 1.1 | 0.88719 | 0.77689 | 3.1961e-09 | -135.5593 | 126.9102 | 3.1961e-09 | -135.5593 | 126.9102
Line10_11_12 | 0 | 0 | 0 | 0 | 0 | 0 | 0 | 0 | 0 | 0 | 0 | 0 | 4.885e-16 | -3.3669e-09 | -5.3859e-09 | -4.4779e-16 | 3.3669e-09 | 5.3859e-09 | 4.0708e-16 | 5.759e-09 | -2.262e-09 | -4.4779e-16 | -5.759e-09 | 2.262e-09 | 0 | 0 | 0 | 0 | 0 | 0 | 1.1 | 0.88719 | 0.77689 | 1.1 | 0.88719 | 0.77689 | 3.1961e-09 | -135.5593 | 126.9102 | 3.1961e-09 | -135.5593 | 126.9102
Line11_12_13 | 0 | 0 | 0 | 0 | 0 | 0 | 0 | 0 | 0 | 0 | 0 | 0 | 4.4779e-16 | -2.8058e-09 | -4.4883e-09 | -4.4779e-16 | 2.8058e-09 | 4.4883e-09 | 3.6637e-16 | 4.7992e-09 | -1.885e-09 | -3.2567e-16 | -4.7992e-09 | 1.885e-09 | 0 | 0 | 0 | 0 | 0 | 0 | 1.1 | 0.88719 | 0.77689 | 1.1 | 0.88719 | 0.77689 | 3.1961e-09 | -135.5593 | 126.9102 | 3.1961e-09 | -135.5593 | 126.9102
Line12_13_15 | 0 | 0 | 0 | 0 | 0 | 0 | 0 | 0 | 0 | 0 | 0 | 0 | 2.4425e-16 | -1.6835e-09 | -2.693e-09 | -2.4425e-16 | 1.6835e-09 | 2.693e-09 | 2.8496e-16 | 2.8795e-09 | -1.131e-09 | -1.6283e-16 | -2.8795e-09 | 1.131e-09 | 0 | 0 | 0 | 0 | 0 | 0 | 1.1 | 0.88719 | 0.77689 | 1.1 | 0.88719 | 0.77689 | 3.1961e-09 | -135.5593 | 126.9102 | 3.1961e-09 | -135.5593 | 126.9102
Line13_13_14 | 0 | 0 | 0 | 0 | 0 | 0 | 0 | 0 | 0 | 0 | 0 | 0 | -4.0708e-17 | -5.6115e-10 | -8.9765e-10 | 4.0708e-17 | 5.6115e-10 | 8.9765e-10 | 8.1416e-17 | 9.5983e-10 | -3.77e-10 | 4.0708e-17 | -9.5983e-10 | 3.77e-10 | 0 | 0 | 0 | 0 | 0 | 0 | 1.1 | 0.88719 | 0.77689 | 1.1 | 0.88719 | 0.77689 | 3.1961e-09 | -135.5593 | 126.9102 | 3.1961e-09 | -135.5593 | 126.9102
Line14_15_16 | 0 | 0 | 0 | 0 | 0 | 0 | 0 | 0 | 0 | 0 | 0 | 0 | 8.1416e-17 | -1.1223e-09 | -1.7953e-09 | -1.2212e-16 | 1.1223e-09 | 1.7953e-09 | 2.0354e-16 | 1.9197e-09 | -7.5399e-10 | -8.1416e-17 | -1.9197e-09 | 7.54e-10 | 0 | 0 | 0 | 0 | 0 | 0 | 1.1 | 0.88719 | 0.77689 | 1.1 | 0.88719 | 0.77689 | 3.1961e-09 | -135.5593 | 126.9102 | 3.1961e-09 | -135.5593 | 126.9102
Line15_16_17 | 0 | 0 | 0 | 0 | 0 | 0 | 0 | 0 | 0 | 0 | 0 | 0 | 8.1416e-17 | -5.6115e-10 | -8.9765e-10 | -8.1416e-17 | 5.6115e-10 | 8.9765e-10 | 8.1416e-17 | 9.5983e-10 | -3.77e-10 | 4.0708e-17 | -9.5983e-10 | 3.77e-10 | 0 | 0 | 0 | 0 | 0 | 0 | 1.1 | 0.88719 | 0.77689 | 1.1 | 0.88719 | 0.77689 | 3.1961e-09 | -135.5593 | 126.9102 | 3.1961e-09 | -135.5593 | 126.9102
Line16_4_18 | 0 | 3.2366 | 3.2366 | 0 | 3.2366 | 3.2366 | 0 | 0.74746 | 0.74746 | 0 | 0.74746 | 0.74746 | -1.6283e-16 | 0.49365 | -0.28415 | 1.6283e-16 | -0.3889 | 0.3889 | -9.0833e-27 | 0.07624 | 0.34278 | 8.1416e-17 | 0.13327 | -0.13327 | 0 | -161.0844 | 18.9156 | 0 | 18.9156 | -161.0844 | 1.1 | 0.66828 | 0.59567 | 1.1 | 0.55 | 0.55 | 3.1961e-09 | -152.305 | 148.5727 | 3.1961e-09 | 180 | 180
Line17_5_19 | 0 | 0 | 0 | 0 | 0 | 0 | 0 | 0 | 0 | 0 | 0 | 0 | -1.2212e-16 | -5.6115e-10 | -8.9765e-10 | 8.1416e-17 | 5.6115e-10 | 8.9765e-10 | 8.1416e-17 | 9.5983e-10 | -3.77e-10 | 4.5417e-27 | -9.5983e-10 | 3.77e-10 | 0 | 0 | 0 | 0 | 0 | 0 | 1.1 | 0.88719 | 0.77689 | 1.1 | 0.88719 | 0.77689 | 3.1961e-09 | -135.5593 | 126.9102 | 3.1961e-09 | -135.5593 | 126.9102
Line1_1_3 | 0 | 0 | 0 | 0 | 0 | 0 | 0 | 0 | 0 | 0 | 0 | 0 | 6.9204e-16 | -4.4892e-09 | -7.1812e-09 | -6.9204e-16 | 4.4892e-09 | 7.1812e-09 | 6.9204e-16 | 7.6787e-09 | -3.016e-09 | -6.5133e-16 | -7.6787e-09 | 3.016e-09 | 0 | 0 | 0 | 0 | 0 | 0 | 1.1 | 0.88719 | 0.77689 | 1.1 | 0.88719 | 0.77689 | 3.1961e-09 | -135.5593 | 126.9102 | 3.1961e-09 | -135.5593 | 126.9102
Line2_1_4 | 0 | 3.2366 | 3.2366 | 0 | 3.2366 | 3.2366 | 0 | 0.74746 | 0.74746 | 0 | 0.74746 | 0.74746 | 2.4425e-16 | 0.59841 | -0.17939 | -3.2567e-16 | -0.49365 | 0.28415 | 8.1416e-17 | 0.28575 | 0.55229 | -1.8167e-26 | -0.07624 | -0.34278 | 0 | -161.0844 | 18.9156 | 0 | 18.9156 | -161.0844 | 1.1 | 0.88719 | 0.77689 | 1.1 | 0.66828 | 0.59567 | 3.1961e-09 | -135.5593 | 126.9102 | 3.1961e-09 | -152.305 | 148.5727
Line3_1_5 | 0 | 0 | 0 | 0 | 0 | 0 | 0 | 0 | 0 | 0 | 0 | 0 | 1.2212e-16 | -1.1223e-09 | -1.7953e-09 | -1.2212e-16 | 1.1223e-09 | 1.7953e-09 | 1.2212e-16 | 1.9197e-09 | -7.5399e-10 | -4.0708e-17 | -1.9197e-09 | 7.5399e-10 | 0 | 0 | 0 | 0 | 0 | 0 | 1.1 | 0.88719 | 0.77689 | 1.1 | 0.88719 | 0.77689 | 3.1961e-09 | -135.5593 | 126.9102 | 3.1961e-09 | -135.5593 | 126.9102
Line4_2_6 | 0 | 0 | 0 | 0 | 0 | 0 | 0 | 0 | 0 | 0 | 0 | 0 | 2.8496e-16 | -2.8058e-09 | -4.4883e-09 | -3.2567e-16 | 2.8058e-09 | 4.4883e-09 | 3.6637e-16 | 4.7992e-09 | -1.885e-09 | -3.2567e-16 | -4.7992e-09 | 1.885e-09 | 0 | 0 | 0 | 0 | 0 | 0 | 1.1 | 0.88719 | 0.77689 | 1.1 | 0.88719 | 0.77689 | 3.1961e-09 | -135.5593 | 126.9102 | 3.1961e-09 | -135.5593 | 126.9102
Line5_6_7 | 0 | 0 | 0 | 0 | 0 | 0 | 0 | 0 | 0 | 0 | 0 | 0 | -4.0708e-17 | -2.2446e-09 | -3.5906e-09 | -4.0708e-17 | 2.2446e-09 | 3.5906e-09 | 3.6637e-16 | 3.8393e-09 | -1.508e-09 | -2.8496e-16 | -3.8393e-09 | 1.508e-09 | 0 | 0 | 0 | 0 | 0 | 0 | 1.1 | 0.88719 | 0.77689 | 1.1 | 0.88719 | 0.77689 | 3.1961e-09 | -135.5593 | 126.9102 | 3.1961e-09 | -135.5593 | 126.9102
Line6_7_8 | 0 | 0 | 0 | 0 | 0 | 0 | 0 | 0 | 0 | 0 | 0 | 0 | 8.1416e-17 | -1.6835e-09 | -2.693e-09 | -1.2212e-16 | 1.6835e-09 | 2.693e-09 | 8.1416e-17 | 2.8795e-09 | -1.131e-09 | -8.1416e-17 | -2.8795e-09 | 1.131e-09 | 0 | 0 | 0 | 0 | 0 | 0 | 1.1 | 0.88719 | 0.77689 | 1.1 | 0.88719 | 0.77689 | 3.1961e-09 | -135.5593 | 126.9102 | 3.1961e-09 | -135.5593 | 126.9102
Line7_8_9 | 0 | 0 | 0 | 0 | 0 | 0 | 0 | 0 | 0 | 0 | 0 | 0 | 4.0708e-17 | -5.6115e-10 | -8.9765e-10 | -4.0708e-17 | 5.6115e-10 | 8.9765e-10 | 8.1416e-17 | 9.5983e-10 | -3.77e-10 | -2.2708e-27 | -9.5983e-10 | 3.77e-10 | 0 | 0 | 0 | 0 | 0 | 0 | 1.1 | 0.88719 | 0.77689 | 1.1 | 0.88719 | 0.77689 | 3.1961e-09 | -135.5593 | 126.9102 | 3.1961e-09 | -135.5593 | 126.9102
Line8_8_10 | 0 | 0 | 0 | 0 | 0 | 0 | 0 | 0 | 0 | 0 | 0 | 0 | -4.0708e-17 | -5.6115e-10 | -8.9765e-10 | 8.1416e-17 | 5.6115e-10 | 8.9765e-10 | 4.0708e-17 | 9.5983e-10 | -3.77e-10 | 4.5416e-27 | -9.5983e-10 | 3.77e-10 | 0 | 0 | 0 | 0 | 0 | 0 | 1.1 | 0.88719 | 0.77689 | 1.1 | 0.88719 | 0.77689 | 3.1961e-09 | -135.5593 | 126.9102 | 3.1961e-09 | -135.5593 | 126.9102
Line9_3_11 | 0 | 0 | 0 | 0 | 0 | 0 | 0 | 0 | 0 | 0 | 0 | 0 | 5.6991e-16 | -3.9281e-09 | -6.2836e-09 | -5.2921e-16 | 3.9281e-09 | 6.2836e-09 | 5.2921e-16 | 6.7188e-09 | -2.639e-09 | -5.2921e-16 | -6.7188e-09 | 2.639e-09 | 0 | 0 | 0 | 0 | 0 | 0 | 1.1 | 0.88719 | 0.77689 | 1.1 | 0.88719 | 0.77689 | 3.1961e-09 | -135.5593 | 126.9102 | 3.1961e-09 | -135.5593 | 126.9102

## LL_max_fault_6
name | pf_ikss_a_from_ka | pf_ikss_b_from_ka | pf_ikss_c_from_ka | pf_ikss_a_to_ka | pf_ikss_b_to_ka | pf_ikss_c_to_ka | pf_skss_a_from_mw | pf_skss_b_from_mw | pf_skss_c_from_mw | pf_skss_a_to_mw | pf_skss_b_to_mw | pf_skss_c_to_mw | pf_p_a_from_mw | pf_p_b_from_mw | pf_p_c_from_mw | pf_p_a_to_mw | pf_p_b_to_mw | pf_p_c_to_mw | pf_q_a_from_mvar | pf_q_b_from_mvar | pf_q_c_from_mvar | pf_q_a_to_mvar | pf_q_b_to_mvar | pf_q_c_to_mvar | pf_ikss_a_from_degree | pf_ikss_b_from_degree | pf_ikss_c_from_degree | pf_ikss_a_to_degree | pf_ikss_b_to_degree | pf_ikss_c_to_degree | pf_vm_a_from_pu | pf_vm_b_from_pu | pf_vm_c_from_pu | pf_vm_a_to_pu | pf_vm_b_to_pu | pf_vm_c_to_pu | pf_va_a_from_degree | pf_va_b_from_degree | pf_va_c_from_degree | pf_va_a_to_degree | pf_va_b_to_degree | pf_va_c_to_degree
Line0_1_2 | 0 | 0 | 0 | 0 | 0 | 0 | 0 | 0 | 0 | 0 | 0 | 0 | 8.5001e-18 | -4.6325e-11 | -1.333e-10 | -7.893e-18 | 4.6325e-11 | 1.333e-10 | 4.8572e-18 | 1.2762e-10 | 2.3032e-11 | -5.4644e-18 | -1.2762e-10 | -2.3032e-11 | 0 | 0 | 0 | 0 | 0 | 0 | 1.05 | 1.048 | 1.0442 | 1.05 | 1.048 | 1.0442 | -2.941e-10 | -120.3021 | 119.9453 | -2.941e-10 | -120.3021 | 119.9453
Line10_11_12 | 0 | 0 | 0 | 0 | 0 | 0 | 0 | 0 | 0 | 0 | 0 | 0 | 1.0929e-17 | -4.6325e-11 | -1.333e-10 | -1.0322e-17 | 4.6325e-11 | 1.333e-10 | 2.4286e-18 | 1.2762e-10 | 2.3032e-11 | -3.0358e-18 | -1.2762e-10 | -2.3032e-11 | 0 | 0 | 0 | 0 | 0 | 0 | 1.05 | 1.048 | 1.0442 | 1.05 | 1.048 | 1.0442 | -2.941e-10 | -120.3021 | 119.9453 | -2.941e-10 | -120.3021 | 119.9453
Line11_12_13 | 0 | 0 | 0 | 0 | 0 | 0 | 0 | 0 | 0 | 0 | 0 | 0 | 7.5894e-18 | -3.8604e-11 | -1.1109e-10 | -7.2858e-18 | 3.8604e-11 | 1.1109e-10 | 1.2143e-18 | 1.0635e-10 | 1.9193e-11 | -6.0715e-19 | -1.0635e-10 | -1.9193e-11 | 0 | 0 | 0 | 0 | 0 | 0 | 1.05 | 1.048 | 1.0442 | 1.05 | 1.048 | 1.0442 | -2.941e-10 | -120.3021 | 119.9453 | -2.941e-10 | -120.3021 | 119.9453
Line12_13_15 | 0 | 0 | 0 | 0 | 0 | 0 | 0 | 0 | 0 | 0 | 0 | 0 | 6.6787e-18 | -2.3162e-11 | -6.6652e-11 | -5.4644e-18 | 2.3162e-11 | 6.6652e-11 | 6.0715e-19 | 6.3811e-11 | 1.1516e-11 | -1.2143e-18 | -6.3811e-11 | -1.1516e-11 | 0 | 0 | 0 | 0 | 0 | 0 | 1.05 | 1.048 | 1.0442 | 1.05 | 1.048 | 1.0442 | -2.941e-10 | -120.3021 | 119.9453 | -2.941e-10 | -120.3021 | 119.9453
Line13_13_14 | 0 | 0 | 0 | 0 | 0 | 0 | 0 | 0 | 0 | 0 | 0 | 0 | 1.2143e-18 | -7.7208e-12 | -2.2217e-11 | -6.0715e-19 | 7.7208e-12 | 2.2217e-11 | -6.0715e-19 | 2.127e-11 | 3.8387e-12 | 6.0715e-19 | -2.127e-11 | -3.8387e-12 | 0 | 0 | 0 | 0 | 0 | 0 | 1.05 | 1.048 | 1.0442 | 1.05 | 1.048 | 1.0442 | -2.941e-10 | -120.3021 | 119.9453 | -2.941e-10 | -120.3021 | 119.9453
Line14_15_16 | 0 | 0 | 0 | 0 | 0 | 0 | 0 | 0 | 0 | 0 | 0 | 0 | 3.0358e-18 | -1.5442e-11 | -4.4435e-11 | -2.7322e-18 | 1.5442e-11 | 4.4435e-11 | 6.0715e-19 | 4.2541e-11 | 7.6773e-12 | -6.0715e-19 | -4.2541e-11 | -7.6773e-12 | 0 | 0 | 0 | 0 | 0 | 0 | 1.05 | 1.048 | 1.0442 | 1.05 | 1.048 | 1.0442 | -2.941e-10 | -120.3021 | 119.9453 | -2.941e-10 | -120.3021 | 119.9453
Line15_16_17 | 0 | 0 | 0 | 0 | 0 | 0 | 0 | 0 | 0 | 0 | 0 | 0 | 3.0358e-19 | -7.7208e-12 | -2.2217e-11 | 3.0358e-19 | 7.7208e-12 | 2.2217e-11 | -6.0715e-19 | 2.127e-11 | 3.8387e-12 | 1.8215e-18 | -2.127e-11 | -3.8387e-12 | 0 | 0 | 0 | 0 | 0 | 0 | 1.05 | 1.048 | 1.0442 | 1.05 | 1.048 | 1.0442 | -2.941e-10 | -120.3021 | 119.9453 | -2.941e-10 | -120.3021 | 119.9453
Line16_4_18 | 0 | 0.0584 | 0.0584 | 0 | 0.0584 | 0.0584 | 0 | 0.013487 | 0.013487 | 0 | 0.013487 | 0.013487 | -1.2143e-18 | 0.013608 | 0.0035134 | -1.2466e-29 | -0.013574 | -0.0034793 | 6.2331e-30 | 0.0036287 | 0.013561 | -2.4286e-18 | -0.0035605 | -0.013493 | 0 | -135.4649 | 44.5351 | 0 | 44.5351 | -135.4649 | 1.05 | 1.0442 | 1.0387 | 1.05 | 1.0405 | 1.0331 | -2.941e-10 | -120.5336 | 120.01 | -2.941e-10 | -120.7668 | 120.0754
Line17_5_19 | 0 | 0 | 0 | 0 | 0 | 0 | 0 | 0 | 0 | 0 | 0 | 0 | -6.2331e-30 | -7.7208e-12 | -2.2217e-11 | -6.0715e-19 | 7.7208e-12 | 2.2217e-11 | -1.2143e-18 | 2.127e-11 | 3.8387e-12 | 6.0715e-19 | -2.127e-11 | -3.8387e-12 | 0 | 0 | 0 | 0 | 0 | 0 | 1.05 | 1.048 | 1.0442 | 1.05 | 1.048 | 1.0442 | -2.941e-10 | -120.3021 | 119.9453 | -2.941e-10 | -120.3021 | 119.9453
Line1_1_3 | 0 | 0 | 0 | 0 | 0 | 0 | 0 | 0 | 0 | 0 | 0 | 0 | 1.4875e-17 | -6.1766e-11 | -1.7774e-10 | -1.3661e-17 | 6.1766e-11 | 1.7774e-10 | 4.8572e-18 | 1.7016e-10 | 3.0709e-11 | -5.4644e-18 | -1.7016e-10 | -3.0709e-11 | 0 | 0 | 0 | 0 | 0 | 0 | 1.05 | 1.048 | 1.0442 | 1.05 | 1.048 | 1.0442 | -2.941e-10 | -120.3021 | 119.9453 | -2.941e-10 | -120.3021 | 119.9453
Line2_1_4 | 0 | 0.0584 | 0.0584 | 0 | 0.0584 | 0.0584 | 0 | 0.013487 | 0.013487 | 0 | 0.013487 | 0.013487 | 4.8572e-18 | 0.013642 | 0.0035475 | -4.2501e-18 | -0.013608 | -0.0035134 | 2.4286e-18 | 0.003697 | 0.013629 | -2.4286e-18 | -0.0036287 | -0.013561 | 0 | -135.4649 | 44.5351 | 0 | 44.5351 | -135.4649 | 1.05 | 1.048 | 1.0442 | 1.05 | 1.0442 | 1.0387 | -2.941e-10 | -120.3021 | 119.9453 | -2.941e-10 | -120.5336 | 120.01
Line3_1_5 | 0 | 0 | 0 | 0 | 0 | 0 | 0 | 0 | 0 | 0 | 0 | 0 | 3.3393e-18 | -1.5442e-11 | -4.4435e-11 | -2.7322e-18 | 1.5442e-11 | 4.4435e-11 | 2.4286e-18 | 4.2541e-11 | 7.6773e-12 | -1.8215e-18 | -4.2541e-11 | -7.6773e-12 | 0 | 0 | 0 | 0 | 0 | 0 | 1.05 | 1.048 | 1.0442 | 1.05 | 1.048 | 1.0442 | -2.941e-10 | -120.3021 | 119.9453 | -2.941e-10 | -120.3021 | 119.9453
Line4_2_6 | 0 | 0 | 0 | 0 | 0 | 0 | 0 | 0 | 0 | 0 | 0 | 0 | 8.8037e-18 | -3.8604e-11 | -1.1109e-10 | -8.1966e-18 | 3.8604e-11 | 1.1109e-10 | 1.2143e-18 | 1.0635e-10 | 1.9193e-11 | -1.2143e-18 | -1.0635e-10 | -1.9193e-11 | 0 | 0 | 0 | 0 | 0 | 0 | 1.05 | 1.048 | 1.0442 | 1.05 | 1.048 | 1.0442 | -2.941e-10 | -120.3021 | 119.9453 | -2.941e-10 | -120.3021 | 119.9453
Line5_6_7 | 0 | 0 | 0 | 0 | 0 | 0 | 0 | 0 | 0 | 0 | 0 | 0 | 4.2501e-18 | -3.0883e-11 | -8.887e-11 | -3.3393e-18 | 3.0883e-11 | 8.887e-11 | 1.2143e-18 | 8.5081e-11 | 1.5355e-11 | -2.4286e-18 | -8.5081e-11 | -1.5355e-11 | 0 | 0 | 0 | 0 | 0 | 0 | 1.05 | 1.048 | 1.0442 | 1.05 | 1.048 | 1.0442 | -2.941e-10 | -120.3021 | 119.9453 | -2.941e-10 | -120.3021 | 119.9453
Line6_7_8 | 0 | 0 | 0 | 0 | 0 | 0 | 0 | 0 | 0 | 0 | 0 | 0 | 3.3393e-18 | -2.3162e-11 | -6.6652e-11 | -2.4286e-18 | 2.3162e-11 | 6.6652e-11 | -1.8215e-18 | 6.3811e-11 | 1.1516e-11 | 3.6429e-18 | -6.3811e-11 | -1.1516e-11 | 0 | 0 | 0 | 0 | 0 | 0 | 1.05 | 1.048 | 1.0442 | 1.05 | 1.048 | 1.0442 | -2.941e-10 | -120.3021 | 119.9453 | -2.941e-10 | -120.3021 | 119.9453
Line7_8_9 | 0 | 0 | 0 | 0 | 0 | 0 | 0 | 0 | 0 | 0 | 0 | 0 | 9.1073e-19 | -7.7208e-12 | -2.2217e-11 | -9.1073e-19 | 7.7208e-12 | 2.2217e-11 | -6.0715e-19 | 2.127e-11 | 3.8387e-12 | 4.6748e-30 | -2.127e-11 | -3.8387e-12 | 0 | 0 | 0 | 0 | 0 | 0 | 1.05 | 1.048 | 1.0442 | 1.05 | 1.048 | 1.0442 | -2.941e-10 | -120.3021 | 119.9453 | -2.941e-10 | -120.3021 | 119.9453
Line8_8_10 | 0 | 0 | 0 | 0 | 0 | 0 | 0 | 0 | 0 | 0 | 0 | 0 | -3.0358e-19 | -7.7208e-12 | -2.2217e-11 | -3.0358e-19 | 7.7208e-12 | 2.2217e-11 | 1.5583e-30 | 2.127e-11 | 3.8387e-12 | -6.0715e-19 | -2.127e-11 | -3.8387e-12 | 0 | 0 | 0 | 0 | 0 | 0 | 1.05 | 1.048 | 1.0442 | 1.05 | 1.048 | 1.0442 | -2.941e-10 | -120.3021 | 119.9453 | -2.941e-10 | -120.3021 | 119.9453
Line9_3_11 | 0 | 0 | 0 | 0 | 0 | 0 | 0 | 0 | 0 | 0 | 0 | 0 | 1.2447e-17 | -5.4045e-11 | -1.5552e-10 | -1.2447e-17 | 5.4045e-11 | 1.5552e-10 | 4.2501e-18 | 1.4889e-10 | 2.6871e-11 | -2.4286e-18 | -1.4889e-10 | -2.6871e-11 | 0 | 0 | 0 | 0 | 0 | 0 | 1.05 | 1.048 | 1.0442 | 1.05 | 1.048 | 1.0442 | -2.941e-10 | -120.3021 | 119.9453 | -2.941e-10 | -120.3021 | 119.9453

## LL_max_fault_10
name | pf_ikss_a_from_ka | pf_ikss_b_from_ka | pf_ikss_c_from_ka | pf_ikss_a_to_ka | pf_ikss_b_to_ka | pf_ikss_c_to_ka | pf_skss_a_from_mw | pf_skss_b_from_mw | pf_skss_c_from_mw | pf_skss_a_to_mw | pf_skss_b_to_mw | pf_skss_c_to_mw | pf_p_a_from_mw | pf_p_b_from_mw | pf_p_c_from_mw | pf_p_a_to_mw | pf_p_b_to_mw | pf_p_c_to_mw | pf_q_a_from_mvar | pf_q_b_from_mvar | pf_q_c_from_mvar | pf_q_a_to_mvar | pf_q_b_to_mvar | pf_q_c_to_mvar | pf_ikss_a_from_degree | pf_ikss_b_from_degree | pf_ikss_c_from_degree | pf_ikss_a_to_degree | pf_ikss_b_to_degree | pf_ikss_c_to_degree | pf_vm_a_from_pu | pf_vm_b_from_pu | pf_vm_c_from_pu | pf_vm_a_to_pu | pf_vm_b_to_pu | pf_vm_c_to_pu | pf_va_a_from_degree | pf_va_b_from_degree | pf_va_c_from_degree | pf_va_a_to_degree | pf_va_b_to_degree | pf_va_c_to_degree
Line0_1_2 | 0 | 0 | 0 | 0 | 0 | 0 | 0 | 0 | 0 | 0 | 0 | 0 | 9.2229e-18 | -5.3219e-11 | -1.5314e-10 | -9.2229e-18 | 5.3219e-11 | 1.5314e-10 | 8.9049e-18 | 1.4664e-10 | 2.6437e-11 | -9.541e-18 | -1.4664e-10 | -2.6437e-11 | 0 | 0 | 0 | 0 | 0 | 0 | 1.1 | 1.0978 | 1.0936 | 1.1 | 1.0978 | 1.0936 | -4.8451e-11 | -120.3163 | 119.9428 | -4.8451e-11 | -120.3163 | 119.9428
Line10_11_12 | 0 | 0 | 0 | 0 | 0 | 0 | 0 | 0 | 0 | 0 | 0 | 0 | 9.859e-18 | -5.3219e-11 | -1.5314e-10 | -9.859e-18 | 5.3219e-11 | 1.5314e-10 | 4.4525e-18 | 1.4664e-10 | 2.6437e-11 | -4.4525e-18 | -1.4664e-10 | -2.6437e-11 | 0 | 0 | 0 | 0 | 0 | 0 | 1.1 | 1.0978 | 1.0936 | 1.1 | 1.0978 | 1.0936 | -4.8451e-11 | -120.3163 | 119.9428 | -4.8451e-11 | -120.3163 | 119.9428
Line11_12_13 | 0 | 0 | 0 | 0 | 0 | 0 | 0 | 0 | 0 | 0 | 0 | 0 | 7.6328e-18 | -4.4349e-11 | -1.2762e-10 | -6.3607e-18 | 4.4349e-11 | 1.2762e-10 | 2.5443e-18 | 1.222e-10 | 2.2031e-11 | -2.5443e-18 | -1.222e-10 | -2.2031e-11 | 0 | 0 | 0 | 0 | 0 | 0 | 1.1 | 1.0978 | 1.0936 | 1.1 | 1.0978 | 1.0936 | -4.8451e-11 | -120.3163 | 119.9428 | -4.8452e-11 | -120.3163 | 119.9428
Line12_13_15 | 0 | 0 | 0 | 0 | 0 | 0 | 0 | 0 | 0 | 0 | 0 | 0 | 5.7246e-18 | -2.6609e-11 | -7.6572e-11 | -6.3607e-18 | 2.6609e-11 | 7.6572e-11 | 2.5443e-18 | 7.332e-11 | 1.3218e-11 | -3.1803e-18 | -7.332e-11 | -1.3218e-11 | 0 | 0 | 0 | 0 | 0 | 0 | 1.1 | 1.0978 | 1.0936 | 1.1 | 1.0978 | 1.0936 | -4.8452e-11 | -120.3163 | 119.9428 | -4.8452e-11 | -120.3163 | 119.9428
Line13_13_14 | 0 | 0 | 0 | 0 | 0 | 0 | 0 | 0 | 0 | 0 | 0 | 0 | 3.1803e-19 | -8.8698e-12 | -2.5524e-11 | -9.541e-19 | 8.8698e-12 | 2.5524e-11 | -6.3607e-19 | 2.444e-11 | 4.4061e-12 | 6.3607e-19 | -2.444e-11 | -4.4061e-12 | 0 | 0 | 0 | 0 | 0 | 0 | 1.1 | 1.0978 | 1.0936 | 1.1 | 1.0978 | 1.0936 | -4.8452e-11 | -120.3163 | 119.9428 | -4.8452e-11 | -120.3163 | 119.9428
Line14_15_16 | 0 | 0 | 0 | 0 | 0 | 0 | 0 | 0 | 0 | 0 | 0 | 0 | 3.1803e-18 | -1.7739e-11 | -5.1048e-11 | -3.4984e-18 | 1.774e-11 | 5.1048e-11 | 1.2721e-18 | 4.888e-11 | 8.8123e-12 | -2.5443e-18 | -4.888e-11 | -8.8123e-12 | 0 | 0 | 0 | 0 | 0 | 0 | 1.1 | 1.0978 | 1.0936 | 1.1 | 1.0978 | 1.0936 | -4.8452e-11 | -120.3163 | 119.9428 | -4.8452e-11 | -120.3163 | 119.9428
Line15_16_17 | 0 | 0 | 0 | 0 | 0 | 0 | 0 | 0 | 0 | 0 | 0 | 0 | 6.3607e-19 | -8.8697e-12 | -2.5524e-11 | -9.541e-19 | 8.8698e-12 | 2.5524e-11 | -5.3788e-31 | 2.444e-11 | 4.4061e-12 | 6.3607e-19 | -2.444e-11 | -4.4061e-12 | 0 | 0 | 0 | 0 | 0 | 0 | 1.1 | 1.0978 | 1.0936 | 1.1 | 1.0978 | 1.0936 | -4.8452e-11 | -120.3163 | 119.9428 | -4.8452e-11 | -120.3163 | 119.9428
Line16_4_18 | 0 | 0.061167 | 0.061167 | 0 | 0.061167 | 0.061167 | 0 | 0.014126 | 0.014126 | 0 | 0.014126 | 0.014126 | -2.1515e-30 | 0.01493 | 0.0038518 | 5.0885e-18 | -0.014893 | -0.0038144 | -2.5443e-18 | 0.0039805 | 0.014876 | -4.303e-30 | -0.0039057 | -0.014801 | 0 | -135.4761 | 44.5239 | 0 | 44.5239 | -135.4761 | 1.1 | 1.0938 | 1.0878 | 1.1 | 1.0899 | 1.0821 | -4.8451e-11 | -120.5478 | 120.0075 | -4.8451e-11 | -120.781 | 120.073
Line17_5_19 | 0 | 0 | 0 | 0 | 0 | 0 | 0 | 0 | 0 | 0 | 0 | 0 | -5.3787e-31 | -8.8697e-12 | -2.5524e-11 | -6.3607e-19 | 8.8698e-12 | 2.5524e-11 | -6.3607e-19 | 2.444e-11 | 4.4061e-12 | 5.3787e-31 | -2.444e-11 | -4.4061e-12 | 0 | 0 | 0 | 0 | 0 | 0 | 1.1 | 1.0978 | 1.0936 | 1.1 | 1.0978 | 1.0936 | -4.8451e-11 | -120.3163 | 119.9428 | -4.8451e-11 | -120.3163 | 119.9428
Line1_1_3 | 0 | 0 | 0 | 0 | 0 | 0 | 0 | 0 | 0 | 0 | 0 | 0 | 1.1131e-17 | -7.0958e-11 | -2.0419e-10 | -1.1131e-17 | 7.0958e-11 | 2.0419e-10 | 1.0177e-17 | 1.9552e-10 | 3.5249e-11 | -1.1449e-17 | -1.9552e-10 | -3.5249e-11 | 0 | 0 | 0 | 0 | 0 | 0 | 1.1 | 1.0978 | 1.0936 | 1.1 | 1.0978 | 1.0936 | -4.8451e-11 | -120.3163 | 119.9428 | -4.8451e-11 | -120.3163 | 119.9428
Line2_1_4 | 0 | 0.061167 | 0.061167 | 0 | 0.061167 | 0.061167 | 0 | 0.014126 | 0.014126 | 0 | 0.014126 | 0.014126 | 5.0885e-18 | 0.014968 | 0.0038892 | -5.0885e-18 | -0.01493 | -0.0038518 | 2.5443e-18 | 0.0040553 | 0.014951 | -3.8164e-18 | -0.0039805 | -0.014876 | 0 | -135.4761 | 44.5239 | 0 | 44.5239 | -135.4761 | 1.1 | 1.0978 | 1.0936 | 1.1 | 1.0938 | 1.0878 | -4.8451e-11 | -120.3163 | 119.9428 | -4.8451e-11 | -120.5478 | 120.0075
Line3_1_5 | 0 | 0 | 0 | 0 | 0 | 0 | 0 | 0 | 0 | 0 | 0 | 0 | 1.5902e-18 | -1.7739e-11 | -5.1048e-11 | -1.5902e-18 | 1.7739e-11 | 5.1048e-11 | 2.5443e-18 | 4.888e-11 | 8.8123e-12 | -3.8164e-18 | -4.888e-11 | -8.8123e-12 | 0 | 0 | 0 | 0 | 0 | 0 | 1.1 | 1.0978 | 1.0936 | 1.1 | 1.0978 | 1.0936 | -4.8451e-11 | -120.3163 | 119.9428 | -4.8451e-11 | -120.3163 | 119.9428
Line4_2_6 | 0 | 0 | 0 | 0 | 0 | 0 | 0 | 0 | 0 | 0 | 0 | 0 | 6.3607e-18 | -4.4349e-11 | -1.2762e-10 | -6.9967e-18 | 4.4349e-11 | 1.2762e-10 | 7.6328e-18 | 1.222e-10 | 2.2031e-11 | -7.6328e-18 | -1.222e-10 | -2.2031e-11 | 0 | 0 | 0 | 0 | 0 | 0 | 1.1 | 1.0978 | 1.0936 | 1.1 | 1.0978 | 1.0936 | -4.8451e-11 | -120.3163 | 119.9428 | -4.8451e-11 | -120.3163 | 119.9428
Line5_6_7 | 0 | 0 | 0 | 0 | 0 | 0 | 0 | 0 | 0 | 0 | 0 | 0 | 2.5443e-18 | -3.5479e-11 | -1.021e-10 | -1.2721e-18 | 3.5479e-11 | 1.021e-10 | 4.4525e-18 | 9.776e-11 | 1.7624e-11 | -4.4525e-18 | -9.776e-11 | -1.7624e-11 | 0 | 0 | 0 | 0 | 0 | 0 | 1.1 | 1.0978 | 1.0936 | 1.1 | 1.0978 | 1.0936 | -4.8451e-11 | -120.3163 | 119.9428 | -4.8451e-11 | -120.3163 | 119.9428
Line6_7_8 | 0 | 0 | 0 | 0 | 0 | 0 | 0 | 0 | 0 | 0 | 0 | 0 | 2.8623e-18 | -2.6609e-11 | -7.6572e-11 | -2.8623e-18 | 2.6609e-11 | 7.6572e-11 | -6.3607e-19 | 7.332e-11 | 1.3218e-11 | 2.4204e-30 | -7.332e-11 | -1.3218e-11 | 0 | 0 | 0 | 0 | 0 | 0 | 1.1 | 1.0978 | 1.0936 | 1.1 | 1.0978 | 1.0936 | -4.8451e-11 | -120.3163 | 119.9428 | -4.8451e-11 | -120.3163 | 119.9428
Line7_8_9 | 0 | 0 | 0 | 0 | 0 | 0 | 0 | 0 | 0 | 0 | 0 | 0 | -3.1803e-19 | -8.8697e-12 | -2.5524e-11 | 3.1803e-19 | 8.8697e-12 | 2.5524e-11 | 2.6894e-31 | 2.444e-11 | 4.4061e-12 | -2.6894e-31 | -2.444e-11 | -4.4061e-12 | 0 | 0 | 0 | 0 | 0 | 0 | 1.1 | 1.0978 | 1.0936 | 1.1 | 1.0978 | 1.0936 | -4.8451e-11 | -120.3163 | 119.9428 | -4.8451e-11 | -120.3163 | 119.9428
Line8_8_10 | 0 | 0 | 0 | 0 | 0 | 0 | 0 | 0 | 0 | 0 | 0 | 0 | -1.5902e-18 | -8.8698e-12 | -2.5524e-11 | 1.5902e-18 | 8.8698e-12 | 2.5524e-11 | -1.2721e-18 | 2.444e-11 | 4.4061e-12 | 1.2721e-18 | -2.444e-11 | -4.4061e-12 | 0 | 0 | 0 | 0 | 0 | 0 | 1.1 | 1.0978 | 1.0936 | 1.1 | 1.0978 | 1.0936 | -4.8451e-11 | -120.3163 | 119.9428 | -4.8451e-11 | -120.3163 | 119.9428
Line9_3_11 | 0 | 0 | 0 | 0 | 0 | 0 | 0 | 0 | 0 | 0 | 0 | 0 | 1.1131e-17 | -6.2088e-11 | -1.7867e-10 | -1.0495e-17 | 6.2088e-11 | 1.7867e-10 | 8.2688e-18 | 1.7108e-10 | 3.0843e-11 | -6.9967e-18 | -1.7108e-10 | -3.0843e-11 | 0 | 0 | 0 | 0 | 0 | 0 | 1.1 | 1.0978 | 1.0936 | 1.1 | 1.0978 | 1.0936 | -4.8451e-11 | -120.3163 | 119.9428 | -4.8451e-11 | -120.3163 | 119.9428

## LL_min_6
name | pf_ikss_a_from_ka | pf_ikss_b_from_ka | pf_ikss_c_from_ka | pf_ikss_a_to_ka | pf_ikss_b_to_ka | pf_ikss_c_to_ka | pf_skss_a_from_mw | pf_skss_b_from_mw | pf_skss_c_from_mw | pf_skss_a_to_mw | pf_skss_b_to_mw | pf_skss_c_to_mw | pf_p_a_from_mw | pf_p_b_from_mw | pf_p_c_from_mw | pf_p_a_to_mw | pf_p_b_to_mw | pf_p_c_to_mw | pf_q_a_from_mvar | pf_q_b_from_mvar | pf_q_c_from_mvar | pf_q_a_to_mvar | pf_q_b_to_mvar | pf_q_c_to_mvar | pf_ikss_a_from_degree | pf_ikss_b_from_degree | pf_ikss_c_from_degree | pf_ikss_a_to_degree | pf_ikss_b_to_degree | pf_ikss_c_to_degree | pf_vm_a_from_pu | pf_vm_b_from_pu | pf_vm_c_from_pu | pf_vm_a_to_pu | pf_vm_b_to_pu | pf_vm_c_to_pu | pf_va_a_from_degree | pf_va_b_from_degree | pf_va_c_from_degree | pf_va_a_to_degree | pf_va_b_to_degree | pf_va_c_to_degree
Line0_1_2 | 0 | 0 | 0 | 0 | 0 | 0 | 0 | 0 | 0 | 0 | 0 | 0 | 1.8457e-16 | -1.4366e-09 | -3.9666e-09 | -1.67e-16 | 1.4366e-09 | 3.9666e-09 | 3.1641e-16 | 4.6273e-09 | -2.4518e-10 | -2.8126e-16 | -4.6273e-09 | 2.4518e-10 | 0 | 0 | 0 | 0 | 0 | 0 | 0.95 | 0.83839 | 0.68767 | 0.95 | 0.83839 | 0.68767 | -1.3113e-08 | -135.3123 | 120.9775 | -1.3113e-08 | -135.3123 | 120.9775
Line10_11_12 | 0 | 0 | 0 | 0 | 0 | 0 | 0 | 0 | 0 | 0 | 0 | 0 | 7.9103e-17 | -1.4366e-09 | -3.9666e-09 | -6.1525e-17 | 1.4366e-09 | 3.9666e-09 | 4.0431e-16 | 4.6273e-09 | -2.4518e-10 | -3.3399e-16 | -4.6273e-09 | 2.4518e-10 | 0 | 0 | 0 | 0 | 0 | 0 | 0.95 | 0.83839 | 0.68767 | 0.95 | 0.83839 | 0.68767 | -1.3113e-08 | -135.3123 | 120.9775 | -1.3113e-08 | -135.3123 | 120.9775
Line11_12_13 | 0 | 0 | 0 | 0 | 0 | 0 | 0 | 0 | 0 | 0 | 0 | 0 | 1.7579e-17 | -1.1971e-09 | -3.3055e-09 | -5.6323e-26 | 1.1971e-09 | 3.3055e-09 | 3.3399e-16 | 3.8561e-09 | -2.0432e-10 | -2.461e-16 | -3.8561e-09 | 2.0432e-10 | 0 | 0 | 0 | 0 | 0 | 0 | 0.95 | 0.83839 | 0.68767 | 0.95 | 0.83839 | 0.68767 | -1.3113e-08 | -135.3123 | 120.9775 | -1.3113e-08 | -135.3123 | 120.9775
Line12_13_15 | 0 | 0 | 0 | 0 | 0 | 0 | 0 | 0 | 0 | 0 | 0 | 0 | 7.0314e-17 | -7.1829e-10 | -1.9833e-09 | -4.3946e-17 | 7.1829e-10 | 1.9833e-09 | 1.7579e-16 | 2.3136e-09 | -1.2259e-10 | -8.7893e-17 | -2.3136e-09 | 1.2259e-10 | 0 | 0 | 0 | 0 | 0 | 0 | 0.95 | 0.83839 | 0.68767 | 0.95 | 0.83839 | 0.68767 | -1.3113e-08 | -135.3123 | 120.9775 | -1.3113e-08 | -135.3123 | 120.9775
Line13_13_14 | 0 | 0 | 0 | 0 | 0 | 0 | 0 | 0 | 0 | 0 | 0 | 0 | 1.7579e-17 | -2.3943e-10 | -6.611e-10 | -8.7893e-18 | 2.3943e-10 | 6.611e-10 | 1.0547e-16 | 7.7122e-10 | -4.0864e-11 | -1.7579e-17 | -7.7122e-10 | 4.0864e-11 | 0 | 0 | 0 | 0 | 0 | 0 | 0.95 | 0.83839 | 0.68767 | 0.95 | 0.83839 | 0.68767 | -1.3113e-08 | -135.3123 | 120.9775 | -1.3113e-08 | -135.3123 | 120.9775
Line14_15_16 | 0 | 0 | 0 | 0 | 0 | 0 | 0 | 0 | 0 | 0 | 0 | 0 | 1.7579e-17 | -4.7886e-10 | -1.3222e-09 | -4.0231e-27 | 4.7886e-10 | 1.3222e-09 | 1.0547e-16 | 1.5424e-09 | -8.1728e-11 | -1.7579e-17 | -1.5424e-09 | 8.1728e-11 | 0 | 0 | 0 | 0 | 0 | 0 | 0.95 | 0.83839 | 0.68767 | 0.95 | 0.83839 | 0.68767 | -1.3113e-08 | -135.3123 | 120.9775 | -1.3113e-08 | -135.3123 | 120.9775
Line15_16_17 | 0 | 0 | 0 | 0 | 0 | 0 | 0 | 0 | 0 | 0 | 0 | 0 | -3.5157e-17 | -2.3943e-10 | -6.611e-10 | 3.5157e-17 | 2.3943e-10 | 6.611e-10 | 5.2736e-17 | 7.7122e-10 | -4.0864e-11 | -1.7579e-17 | -7.7122e-10 | 4.0864e-11 | 0 | 0 | 0 | 0 | 0 | 0 | 0.95 | 0.83839 | 0.68767 | 0.95 | 0.83839 | 0.68767 | -1.3113e-08 | -135.3123 | 120.9775 | -1.3113e-08 | -135.3123 | 120.9775
Line16_4_18 | 0 | 2.5068 | 2.5068 | 0 | 2.5068 | 2.5068 | 0 | 0.57893 | 0.57893 | 0 | 0.57893 | 0.57893 | 1.6092e-26 | 0.35328 | -0.11197 | 0 | -0.23262 | 0.23262 | 7.0314e-17 | -0.020967 | 0.27233 | 0 | 0.14665 | -0.14665 | 0 | -147.7717 | 32.2283 | 0 | 32.2283 | -147.7717 | 0.95 | 0.6113 | 0.50862 | 0.95 | 0.475 | 0.475 | -1.3113e-08 | -151.1682 | 144.5775 | -1.3113e-08 | -180 | -180
Line17_5_19 | 0 | 0 | 0 | 0 | 0 | 0 | 0 | 0 | 0 | 0 | 0 | 0 | -1.7579e-17 | -2.3943e-10 | -6.611e-10 | 1.7579e-17 | 2.3943e-10 | 6.611e-10 | 7.0314e-17 | 7.7122e-10 | -4.0864e-11 | -3.5157e-17 | -7.7122e-10 | 4.0864e-11 | 0 | 0 | 0 | 0 | 0 | 0 | 0.95 | 0.83839 | 0.68767 | 0.95 | 0.83839 | 0.68767 | -1.3113e-08 | -135.3123 | 120.9775 | -1.3113e-08 | -135.3123 | 120.9775
Line1_1_3 | 0 | 0 | 0 | 0 | 0 | 0 | 0 | 0 | 0 | 0 | 0 | 0 | 1.3184e-16 | -1.9154e-09 | -5.2888e-09 | -1.3184e-16 | 1.9154e-09 | 5.2888e-09 | 3.8673e-16 | 6.1697e-09 | -3.2691e-10 | -3.3399e-16 | -6.1697e-09 | 3.2691e-10 | 0 | 0 | 0 | 0 | 0 | 0 | 0.95 | 0.83839 | 0.68767 | 0.95 | 0.83839 | 0.68767 | -1.3113e-08 | -135.3123 | 120.9775 | -1.3113e-08 | -135.3123 | 120.9775
Line2_1_4 | 0 | 2.5068 | 2.5068 | 0 | 2.5068 | 2.5068 | 0 | 0.57893 | 0.57893 | 0 | 0.57893 | 0.57893 | -3.5157e-17 | 0.47394 | 0.0086903 | 7.0314e-17 | -0.35328 | 0.11197 | 3.5157e-17 | 0.10472 | 0.39802 | 3.5157e-17 | 0.020967 | -0.27233 | 0 | -147.7717 | 32.2283 | 0 | 32.2283 | -147.7717 | 0.95 | 0.83839 | 0.68767 | 0.95 | 0.6113 | 0.50862 | -1.3113e-08 | -135.3123 | 120.9775 | -1.3113e-08 | -151.1682 | 144.5775
Line3_1_5 | 0 | 0 | 0 | 0 | 0 | 0 | 0 | 0 | 0 | 0 | 0 | 0 | -3.5157e-17 | -4.7886e-10 | -1.3222e-09 | 3.5157e-17 | 4.7886e-10 | 1.3222e-09 | 1.0547e-16 | 1.5424e-09 | -8.1728e-11 | -5.2736e-17 | -1.5424e-09 | 8.1728e-11 | 0 | 0 | 0 | 0 | 0 | 0 | 0.95 | 0.83839 | 0.68767 | 0.95 | 0.83839 | 0.68767 | -1.3113e-08 | -135.3123 | 120.9775 | -1.3113e-08 | -135.3123 | 120.9775
Line4_2_6 | 0 | 0 | 0 | 0 | 0 | 0 | 0 | 0 | 0 | 0 | 0 | 0 | 1.7579e-16 | -1.1971e-09 | -3.3055e-09 | -1.5821e-16 | 1.1971e-09 | 3.3055e-09 | 2.6368e-16 | 3.8561e-09 | -2.0432e-10 | -1.9336e-16 | -3.8561e-09 | 2.0432e-10 | 0 | 0 | 0 | 0 | 0 | 0 | 0.95 | 0.83839 | 0.68767 | 0.95 | 0.83839 | 0.68767 | -1.3113e-08 | -135.3123 | 120.9775 | -1.3113e-08 | -135.3123 | 120.9775
Line5_6_7 | 0 | 0 | 0 | 0 | 0 | 0 | 0 | 0 | 0 | 0 | 0 | 0 | 1.4942e-16 | -9.5772e-10 | -2.6444e-09 | -1.0547e-16 | 9.5772e-10 | 2.6444e-09 | 2.2852e-16 | 3.0849e-09 | -1.6346e-10 | -1.9336e-16 | -3.0849e-09 | 1.6346e-10 | 0 | 0 | 0 | 0 | 0 | 0 | 0.95 | 0.83839 | 0.68767 | 0.95 | 0.83839 | 0.68767 | -1.3113e-08 | -135.3123 | 120.9775 | -1.3113e-08 | -135.3123 | 120.9775
Line6_7_8 | 0 | 0 | 0 | 0 | 0 | 0 | 0 | 0 | 0 | 0 | 0 | 0 | 7.9103e-17 | -7.1829e-10 | -1.9833e-09 | -4.3946e-17 | 7.1829e-10 | 1.9833e-09 | 2.1094e-16 | 2.3136e-09 | -1.2259e-10 | -1.7579e-16 | -2.3136e-09 | 1.2259e-10 | 0 | 0 | 0 | 0 | 0 | 0 | 0.95 | 0.83839 | 0.68767 | 0.95 | 0.83839 | 0.68767 | -1.3113e-08 | -135.3123 | 120.9775 | -1.3113e-08 | -135.3123 | 120.9775
Line7_8_9 | 0 | 0 | 0 | 0 | 0 | 0 | 0 | 0 | 0 | 0 | 0 | 0 | 3.5157e-17 | -2.3943e-10 | -6.611e-10 | -1.7579e-17 | 2.3943e-10 | 6.611e-10 | 1.2305e-16 | 7.7122e-10 | -4.0864e-11 | -7.0314e-17 | -7.7122e-10 | 4.0864e-11 | 0 | 0 | 0 | 0 | 0 | 0 | 0.95 | 0.83839 | 0.68767 | 0.95 | 0.83839 | 0.68767 | -1.3113e-08 | -135.3123 | 120.9775 | -1.3113e-08 | -135.3123 | 120.9775
Line8_8_10 | 0 | 0 | 0 | 0 | 0 | 0 | 0 | 0 | 0 | 0 | 0 | 0 | 1.7579e-17 | -2.3943e-10 | -6.611e-10 | -8.7893e-18 | 2.3943e-10 | 6.611e-10 | 8.7893e-17 | 7.7122e-10 | -4.0864e-11 | -5.2736e-17 | -7.7122e-10 | 4.0864e-11 | 0 | 0 | 0 | 0 | 0 | 0 | 0.95 | 0.83839 | 0.68767 | 0.95 | 0.83839 | 0.68767 | -1.3113e-08 | -135.3123 | 120.9775 | -1.3113e-08 | -135.3123 | 120.9775
Line9_3_11 | 0 | 0 | 0 | 0 | 0 | 0 | 0 | 0 | 0 | 0 | 0 | 0 | 1.2305e-16 | -1.676e-09 | -4.6277e-09 | -9.6682e-17 | 1.676e-09 | 4.6277e-09 | 3.6915e-16 | 5.3985e-09 | -2.8605e-10 | -3.1641e-16 | -5.3985e-09 | 2.8605e-10 | 0 | 0 | 0 | 0 | 0 | 0 | 0.95 | 0.83839 | 0.68767 | 0.95 | 0.83839 | 0.68767 | -1.3113e-08 | -135.3123 | 120.9775 | -1.3113e-08 | -135.3123 | 120.9775

## LL_min_10
name | pf_ikss_a_from_ka | pf_ikss_b_from_ka | pf_ikss_c_from_ka | pf_ikss_a_to_ka | pf_ikss_b_to_ka | pf_ikss_c_to_ka | pf_skss_a_from_mw | pf_skss_b_from_mw | pf_skss_c_from_mw | pf_skss_a_to_mw | pf_skss_b_to_mw | pf_skss_c_to_mw | pf_p_a_from_mw | pf_p_b_from_mw | pf_p_c_from_mw | pf_p_a_to_mw | pf_p_b_to_mw | pf_p_c_to_mw | pf_q_a_from_mvar | pf_q_b_from_mvar | pf_q_c_from_mvar | pf_q_a_to_mvar | pf_q_b_to_mvar | pf_q_c_to_mvar | pf_ikss_a_from_degree | pf_ikss_b_from_degree | pf_ikss_c_from_degree | pf_ikss_a_to_degree | pf_ikss_b_to_degree | pf_ikss_c_to_degree | pf_vm_a_from_pu | pf_vm_b_from_pu | pf_vm_c_from_pu | pf_vm_a_to_pu | pf_vm_b_to_pu | pf_vm_c_to_pu | pf_va_a_from_degree | pf_va_b_from_degree | pf_va_c_from_degree | pf_va_a_to_degree | pf_va_b_to_degree | pf_va_c_to_degree
Line0_1_2 | 0 | 0 | 0 | 0 | 0 | 0 | 0 | 0 | 0 | 0 | 0 | 0 | 1.4155e-16 | -1.2893e-09 | -3.56e-09 | -1.1657e-16 | 1.2893e-09 | 3.56e-09 | 3.1641e-16 | 4.153e-09 | -2.2005e-10 | -2.6645e-16 | -4.153e-09 | 2.2005e-10 | 0 | 0 | 0 | 0 | 0 | 0 | 0.9 | 0.79426 | 0.65148 | 0.9 | 0.79426 | 0.65148 | -1.0045e-08 | -135.3123 | 120.9775 | -1.0045e-08 | -135.3123 | 120.9775
Line10_11_12 | 0 | 0 | 0 | 0 | 0 | 0 | 0 | 0 | 0 | 0 | 0 | 0 | 7.494e-17 | -1.2893e-09 | -3.56e-09 | -7.494e-17 | 1.2893e-09 | 3.56e-09 | 2.8311e-16 | 4.153e-09 | -2.2006e-10 | -2.498e-16 | -4.153e-09 | 2.2006e-10 | 0 | 0 | 0 | 0 | 0 | 0 | 0.9 | 0.79426 | 0.65148 | 0.9 | 0.79426 | 0.65148 | -1.0045e-08 | -135.3123 | 120.9775 | -1.0045e-08 | -135.3123 | 120.9775
Line11_12_13 | 0 | 0 | 0 | 0 | 0 | 0 | 0 | 0 | 0 | 0 | 0 | 0 | 1.6653e-17 | -1.0744e-09 | -2.9667e-09 | -8.3267e-18 | 1.0744e-09 | 2.9667e-09 | 2.8311e-16 | 3.4609e-09 | -1.8338e-10 | -2.498e-16 | -3.4609e-09 | 1.8338e-10 | 0 | 0 | 0 | 0 | 0 | 0 | 0.9 | 0.79426 | 0.65148 | 0.9 | 0.79426 | 0.65148 | -1.0045e-08 | -135.3123 | 120.9775 | -1.0045e-08 | -135.3123 | 120.9775
Line12_13_15 | 0 | 0 | 0 | 0 | 0 | 0 | 0 | 0 | 0 | 0 | 0 | 0 | 2.498e-17 | -6.4467e-10 | -1.78e-09 | 1.6653e-17 | 6.4467e-10 | 1.78e-09 | 8.3267e-17 | 2.0765e-09 | -1.1003e-10 | -8.3267e-17 | -2.0765e-09 | 1.1003e-10 | 0 | 0 | 0 | 0 | 0 | 0 | 0.9 | 0.79426 | 0.65148 | 0.9 | 0.79426 | 0.65148 | -1.0045e-08 | -135.3123 | 120.9775 | -1.0045e-08 | -135.3123 | 120.9775
Line13_13_14 | 0 | 0 | 0 | 0 | 0 | 0 | 0 | 0 | 0 | 0 | 0 | 0 | 2.498e-17 | -2.1489e-10 | -5.9334e-10 | -8.759e-27 | 2.1489e-10 | 5.9334e-10 | 4.996e-17 | 6.9217e-10 | -3.6676e-11 | -4.996e-17 | -6.9217e-10 | 3.6676e-11 | 0 | 0 | 0 | 0 | 0 | 0 | 0.9 | 0.79426 | 0.65148 | 0.9 | 0.79426 | 0.65148 | -1.0045e-08 | -135.3123 | 120.9775 | -1.0045e-08 | -135.3123 | 120.9775
Line14_15_16 | 0 | 0 | 0 | 0 | 0 | 0 | 0 | 0 | 0 | 0 | 0 | 0 | 2.0438e-26 | -4.2978e-10 | -1.1867e-09 | 8.3267e-18 | 4.2978e-10 | 1.1867e-09 | 1.1657e-16 | 1.3843e-09 | -7.3352e-11 | -8.3267e-17 | -1.3843e-09 | 7.3352e-11 | 0 | 0 | 0 | 0 | 0 | 0 | 0.9 | 0.79426 | 0.65148 | 0.9 | 0.79426 | 0.65148 | -1.0045e-08 | -135.3123 | 120.9775 | -1.0045e-08 | -135.3123 | 120.9775
Line15_16_17 | 0 | 0 | 0 | 0 | 0 | 0 | 0 | 0 | 0 | 0 | 0 | 0 | -2.498e-17 | -2.1489e-10 | -5.9334e-10 | 1.6653e-17 | 2.1489e-10 | 5.9334e-10 | 4.996e-17 | 6.9217e-10 | -3.6676e-11 | -3.3307e-17 | -6.9217e-10 | 3.6676e-11 | 0 | 0 | 0 | 0 | 0 | 0 | 0.9 | 0.79426 | 0.65148 | 0.9 | 0.79426 | 0.65148 | -1.0045e-08 | -135.3123 | 120.9775 | -1.0045e-08 | -135.3123 | 120.9775
Line16_4_18 | 0 | 2.3749 | 2.3749 | 0 | 2.3749 | 2.3749 | 0 | 0.54846 | 0.54846 | 0 | 0.54846 | 0.54846 | 1.1679e-26 | 0.31707 | -0.10049 | 0 | -0.20878 | 0.20878 | 6.6613e-17 | -0.018818 | 0.24442 | 0 | 0.13162 | -0.13162 | 0 | -147.7717 | 32.2283 | 0 | 32.2283 | -147.7717 | 0.9 | 0.57913 | 0.48185 | 0.9 | 0.45 | 0.45 | -1.0045e-08 | -151.1682 | 144.5775 | -1.0045e-08 | -180 | -180
Line17_5_19 | 0 | 0 | 0 | 0 | 0 | 0 | 0 | 0 | 0 | 0 | 0 | 0 | 8.759e-27 | -2.1489e-10 | -5.9334e-10 | 1.6653e-17 | 2.1489e-10 | 5.9334e-10 | 4.996e-17 | 6.9217e-10 | -3.6676e-11 | -3.3307e-17 | -6.9217e-10 | 3.6676e-11 | 0 | 0 | 0 | 0 | 0 | 0 | 0.9 | 0.79426 | 0.65148 | 0.9 | 0.79426 | 0.65148 | -1.0045e-08 | -135.3123 | 120.9775 | -1.0045e-08 | -135.3123 | 120.9775
Line1_1_3 | 0 | 0 | 0 | 0 | 0 | 0 | 0 | 0 | 0 | 0 | 0 | 0 | 8.3267e-17 | -1.7191e-09 | -4.7467e-09 | -6.6613e-17 | 1.7191e-09 | 4.7467e-09 | 4.1633e-16 | 5.5374e-09 | -2.9341e-10 | -3.6637e-16 | -5.5374e-09 | 2.9341e-10 | 0 | 0 | 0 | 0 | 0 | 0 | 0.9 | 0.79426 | 0.65148 | 0.9 | 0.79426 | 0.65148 | -1.0045e-08 | -135.3123 | 120.9775 | -1.0045e-08 | -135.3123 | 120.9775
Line2_1_4 | 0 | 2.3749 | 2.3749 | 0 | 2.3749 | 2.3749 | 0 | 0.54846 | 0.54846 | 0 | 0.54846 | 0.54846 | -9.992e-17 | 0.42536 | 0.0077996 | 6.6613e-17 | -0.31707 | 0.10049 | 6.6613e-17 | 0.093984 | 0.35722 | -6.6613e-17 | 0.018818 | -0.24442 | 0 | -147.7717 | 32.2283 | 0 | 32.2283 | -147.7717 | 0.9 | 0.79426 | 0.65148 | 0.9 | 0.57913 | 0.48185 | -1.0045e-08 | -135.3123 | 120.9775 | -1.0045e-08 | -151.1682 | 144.5775
Line3_1_5 | 0 | 0 | 0 | 0 | 0 | 0 | 0 | 0 | 0 | 0 | 0 | 0 | -2.498e-17 | -4.2978e-10 | -1.1867e-09 | 3.3307e-17 | 4.2978e-10 | 1.1867e-09 | 8.3267e-17 | 1.3843e-09 | -7.3352e-11 | -4.996e-17 | -1.3843e-09 | 7.3352e-11 | 0 | 0 | 0 | 0 | 0 | 0 | 0.9 | 0.79426 | 0.65148 | 0.9 | 0.79426 | 0.65148 | -1.0045e-08 | -135.3123 | 120.9775 | -1.0045e-08 | -135.3123 | 120.9775
Line4_2_6 | 0 | 0 | 0 | 0 | 0 | 0 | 0 | 0 | 0 | 0 | 0 | 0 | 1.0825e-16 | -1.0744e-09 | -2.9667e-09 | -1.0825e-16 | 1.0744e-09 | 2.9667e-09 | 2.8311e-16 | 3.4609e-09 | -1.8338e-10 | -2.6645e-16 | -3.4609e-09 | 1.8338e-10 | 0 | 0 | 0 | 0 | 0 | 0 | 0.9 | 0.79426 | 0.65148 | 0.9 | 0.79426 | 0.65148 | -1.0045e-08 | -135.3123 | 120.9775 | -1.0045e-08 | -135.3123 | 120.9775
Line5_6_7 | 0 | 0 | 0 | 0 | 0 | 0 | 0 | 0 | 0 | 0 | 0 | 0 | 1.1657e-16 | -8.5956e-10 | -2.3734e-09 | -1.0825e-16 | 8.5956e-10 | 2.3734e-09 | 1.9984e-16 | 2.7687e-09 | -1.467e-10 | -1.4988e-16 | -2.7687e-09 | 1.467e-10 | 0 | 0 | 0 | 0 | 0 | 0 | 0.9 | 0.79426 | 0.65148 | 0.9 | 0.79426 | 0.65148 | -1.0045e-08 | -135.3123 | 120.9775 | -1.0045e-08 | -135.3123 | 120.9775
Line6_7_8 | 0 | 0 | 0 | 0 | 0 | 0 | 0 | 0 | 0 | 0 | 0 | 0 | 5.8287e-17 | -6.4467e-10 | -1.78e-09 | -1.6653e-17 | 6.4467e-10 | 1.78e-09 | 1.4988e-16 | 2.0765e-09 | -1.1003e-10 | -1.3323e-16 | -2.0765e-09 | 1.1003e-10 | 0 | 0 | 0 | 0 | 0 | 0 | 0.9 | 0.79426 | 0.65148 | 0.9 | 0.79426 | 0.65148 | -1.0045e-08 | -135.3123 | 120.9775 | -1.0045e-08 | -135.3123 | 120.9775
Line7_8_9 | 0 | 0 | 0 | 0 | 0 | 0 | 0 | 0 | 0 | 0 | 0 | 0 | 5.8287e-17 | -2.1489e-10 | -5.9334e-10 | -5.8287e-17 | 2.1489e-10 | 5.9334e-10 | 4.996e-17 | 6.9217e-10 | -3.6676e-11 | -3.3307e-17 | -6.9217e-10 | 3.6676e-11 | 0 | 0 | 0 | 0 | 0 | 0 | 0.9 | 0.79426 | 0.65148 | 0.9 | 0.79426 | 0.65148 | -1.0045e-08 | -135.3123 | 120.9775 | -1.0045e-08 | -135.3123 | 120.9775
Line8_8_10 | 0 | 0 | 0 | 0 | 0 | 0 | 0 | 0 | 0 | 0 | 0 | 0 | 1.1679e-26 | -2.1489e-10 | -5.9334e-10 | -5.8393e-27 | 2.1489e-10 | 5.9334e-10 | 6.6613e-17 | 6.9217e-10 | -3.6676e-11 | -3.3307e-17 | -6.9217e-10 | 3.6676e-11 | 0 | 0 | 0 | 0 | 0 | 0 | 0.9 | 0.79426 | 0.65148 | 0.9 | 0.79426 | 0.65148 | -1.0045e-08 | -135.3123 | 120.9775 | -1.0045e-08 | -135.3123 | 120.9775
Line9_3_11 | 0 | 0 | 0 | 0 | 0 | 0 | 0 | 0 | 0 | 0 | 0 | 0 | 6.6613e-17 | -1.5042e-09 | -4.1534e-09 | -5.8287e-17 | 1.5042e-09 | 4.1534e-09 | 3.1641e-16 | 4.8452e-09 | -2.5673e-10 | -2.9976e-16 | -4.8452e-09 | 2.5673e-10 | 0 | 0 | 0 | 0 | 0 | 0 | 0.9 | 0.79426 | 0.65148 | 0.9 | 0.79426 | 0.65148 | -1.0045e-08 | -135.3123 | 120.9775 | -1.0045e-08 | -135.3123 | 120.9775

## LL_min_fault_6
name | pf_ikss_a_from_ka | pf_ikss_b_from_ka | pf_ikss_c_from_ka | pf_ikss_a_to_ka | pf_ikss_b_to_ka | pf_ikss_c_to_ka | pf_skss_a_from_mw | pf_skss_b_from_mw | pf_skss_c_from_mw | pf_skss_a_to_mw | pf_skss_b_to_mw | pf_skss_c_to_mw | pf_p_a_from_mw | pf_p_b_from_mw | pf_p_c_from_mw | pf_p_a_to_mw | pf_p_b_to_mw | pf_p_c_to_mw | pf_q_a_from_mvar | pf_q_b_from_mvar | pf_q_c_from_mvar | pf_q_a_to_mvar | pf_q_b_to_mvar | pf_q_c_to_mvar | pf_ikss_a_from_degree | pf_ikss_b_from_degree | pf_ikss_c_from_degree | pf_ikss_a_to_degree | pf_ikss_b_to_degree | pf_ikss_c_to_degree | pf_vm_a_from_pu | pf_vm_b_from_pu | pf_vm_c_from_pu | pf_vm_a_to_pu | pf_vm_b_to_pu | pf_vm_c_to_pu | pf_va_a_from_degree | pf_va_b_from_degree | pf_va_c_from_degree | pf_va_a_to_degree | pf_va_b_to_degree | pf_va_c_to_degree
Line0_1_2 | 0 | 0 | 0 | 0 | 0 | 0 | 0 | 0 | 0 | 0 | 0 | 0 | 3.5706e-18 | -3.8862e-11 | -1.1288e-10 | -3.1586e-18 | 3.8862e-11 | 1.1288e-10 | 7.6906e-18 | 1.0829e-10 | 1.9912e-11 | -6.5919e-18 | -1.0829e-10 | -1.9912e-11 | 0 | 0 | 0 | 0 | 0 | 0 | 0.95 | 0.94812 | 0.94457 | 0.95 | 0.94812 | 0.94457 | -2.0401e-10 | -120.3131 | 119.9422 | -2.0401e-10 | -120.3131 | 119.9422
Line10_11_12 | 0 | 0 | 0 | 0 | 0 | 0 | 0 | 0 | 0 | 0 | 0 | 0 | 1.9227e-18 | -3.8862e-11 | -1.1288e-10 | -1.5793e-18 | 3.8862e-11 | 1.1288e-10 | 8.7893e-18 | 1.0829e-10 | 1.9912e-11 | -7.6906e-18 | -1.0829e-10 | -1.9912e-11 | 0 | 0 | 0 | 0 | 0 | 0 | 0.95 | 0.94812 | 0.94457 | 0.95 | 0.94812 | 0.94457 | -2.0401e-10 | -120.3131 | 119.9422 | -2.0401e-10 | -120.3131 | 119.9422
Line11_12_13 | 0 | 0 | 0 | 0 | 0 | 0 | 0 | 0 | 0 | 0 | 0 | 0 | 1.03e-18 | -3.2385e-11 | -9.4068e-11 | -7.5533e-19 | 3.2385e-11 | 9.4068e-11 | 7.1413e-18 | 9.0245e-11 | 1.6593e-11 | -6.5919e-18 | -9.0245e-11 | -1.6593e-11 | 0 | 0 | 0 | 0 | 0 | 0 | 0.95 | 0.94812 | 0.94457 | 0.95 | 0.94812 | 0.94457 | -2.0401e-10 | -120.3131 | 119.9422 | -2.0401e-10 | -120.3131 | 119.9422
Line12_13_15 | 0 | 0 | 0 | 0 | 0 | 0 | 0 | 0 | 0 | 0 | 0 | 0 | 1.0987e-18 | -1.9431e-11 | -5.6441e-11 | -1.0987e-18 | 1.9431e-11 | 5.6441e-11 | 2.1973e-18 | 5.4147e-11 | 9.9561e-12 | -2.1973e-18 | -5.4147e-11 | -9.9561e-12 | 0 | 0 | 0 | 0 | 0 | 0 | 0.95 | 0.94812 | 0.94457 | 0.95 | 0.94812 | 0.94457 | -2.0401e-10 | -120.3131 | 119.9422 | -2.0401e-10 | -120.3131 | 119.9422
Line13_13_14 | 0 | 0 | 0 | 0 | 0 | 0 | 0 | 0 | 0 | 0 | 0 | 0 | 5.4933e-19 | -6.477e-12 | -1.8814e-11 | -2.7466e-19 | 6.477e-12 | 1.8814e-11 | 1.0987e-18 | 1.8049e-11 | 3.3187e-12 | -5.4933e-19 | -1.8049e-11 | -3.3187e-12 | 0 | 0 | 0 | 0 | 0 | 0 | 0.95 | 0.94812 | 0.94457 | 0.95 | 0.94812 | 0.94457 | -2.0401e-10 | -120.3131 | 119.9422 | -2.0401e-10 | -120.3131 | 119.9422
Line14_15_16 | 0 | 0 | 0 | 0 | 0 | 0 | 0 | 0 | 0 | 0 | 0 | 0 | -4.8066e-19 | -1.2954e-11 | -3.7627e-11 | 8.2399e-19 | 1.2954e-11 | 3.7627e-11 | 2.7466e-18 | 3.6098e-11 | 6.6374e-12 | -1.648e-18 | -3.6098e-11 | -6.6374e-12 | 0 | 0 | 0 | 0 | 0 | 0 | 0.95 | 0.94812 | 0.94457 | 0.95 | 0.94812 | 0.94457 | -2.0401e-10 | -120.3131 | 119.9422 | -2.0401e-10 | -120.3131 | 119.9422
Line15_16_17 | 0 | 0 | 0 | 0 | 0 | 0 | 0 | 0 | 0 | 0 | 0 | 0 | -4.12e-19 | -6.477e-12 | -1.8814e-11 | 8.2399e-19 | 6.477e-12 | 1.8814e-11 | 1.0987e-18 | 1.8049e-11 | 3.3187e-12 | -1.0987e-18 | -1.8049e-11 | -3.3187e-12 | 0 | 0 | 0 | 0 | 0 | 0 | 0.95 | 0.94812 | 0.94457 | 0.95 | 0.94812 | 0.94457 | -2.0401e-10 | -120.3131 | 119.9422 | -2.0401e-10 | -120.3131 | 119.9422
Line16_4_18 | 0 | 0.052639 | 0.052639 | 0 | 0.052639 | 0.052639 | 0 | 0.012156 | 0.012156 | 0 | 0.012156 | 0.012156 | -3.9119e-30 | 0.011082 | 0.0028784 | -1.0987e-18 | -0.011029 | -0.0028252 | -1.0987e-18 | 0.0029185 | 0.011047 | 1.0987e-18 | -0.0028631 | -0.010991 | 0 | -135.266 | 44.734 | 0 | 44.734 | -135.266 | 0.95 | 0.94272 | 0.93905 | 0.95 | 0.93734 | 0.93354 | -2.0401e-10 | -120.5122 | 120.1294 | -2.0401e-10 | -120.7135 | 120.3187
Line17_5_19 | 0 | 0 | 0 | 0 | 0 | 0 | 0 | 0 | 0 | 0 | 0 | 0 | 1.3733e-19 | -6.477e-12 | -1.8814e-11 | 5.4933e-19 | 6.477e-12 | 1.8814e-11 | -4.8899e-31 | 1.8049e-11 | 3.3187e-12 | -5.4933e-19 | -1.8049e-11 | -3.3187e-12 | 0 | 0 | 0 | 0 | 0 | 0 | 0.95 | 0.94812 | 0.94457 | 0.95 | 0.94812 | 0.94457 | -2.0401e-10 | -120.3131 | 119.9422 | -2.0401e-10 | -120.3131 | 119.9422
Line1_1_3 | 0 | 0 | 0 | 0 | 0 | 0 | 0 | 0 | 0 | 0 | 0 | 0 | 3.502e-18 | -5.1816e-11 | -1.5051e-10 | -3.708e-18 | 5.1816e-11 | 1.5051e-10 | 9.3386e-18 | 1.4439e-10 | 2.655e-11 | -8.2399e-18 | -1.4439e-10 | -2.655e-11 | 0 | 0 | 0 | 0 | 0 | 0 | 0.95 | 0.94812 | 0.94457 | 0.95 | 0.94812 | 0.94457 | -2.0401e-10 | -120.3131 | 119.9422 | -2.0401e-10 | -120.3131 | 119.9422
Line2_1_4 | 0 | 0.052639 | 0.052639 | 0 | 0.052639 | 0.052639 | 0 | 0.012156 | 0.012156 | 0 | 0.012156 | 0.012156 | 1.648e-18 | 0.011136 | 0.0029316 | -1.0987e-18 | -0.011082 | -0.0028784 | -5.8679e-30 | 0.0029739 | 0.011102 | -1.0987e-18 | -0.0029185 | -0.011047 | 0 | -135.266 | 44.734 | 0 | 44.734 | -135.266 | 0.95 | 0.94812 | 0.94457 | 0.95 | 0.94272 | 0.93905 | -2.0401e-10 | -120.3131 | 119.9422 | -2.0401e-10 | -120.5122 | 120.1294
Line3_1_5 | 0 | 0 | 0 | 0 | 0 | 0 | 0 | 0 | 0 | 0 | 0 | 0 | -6.8666e-19 | -1.2954e-11 | -3.7627e-11 | 1.0987e-18 | 1.2954e-11 | 3.7627e-11 | 3.296e-18 | 3.6098e-11 | 6.6374e-12 | -2.1973e-18 | -3.6098e-11 | -6.6374e-12 | 0 | 0 | 0 | 0 | 0 | 0 | 0.95 | 0.94812 | 0.94457 | 0.95 | 0.94812 | 0.94457 | -2.0401e-10 | -120.3131 | 119.9422 | -2.0401e-10 | -120.3131 | 119.9422
Line4_2_6 | 0 | 0 | 0 | 0 | 0 | 0 | 0 | 0 | 0 | 0 | 0 | 0 | 2.472e-18 | -3.2385e-11 | -9.4068e-11 | -2.1287e-18 | 3.2385e-11 | 9.4068e-11 | 7.1413e-18 | 9.0245e-11 | 1.6593e-11 | -5.4933e-18 | -9.0245e-11 | -1.6593e-11 | 0 | 0 | 0 | 0 | 0 | 0 | 0.95 | 0.94812 | 0.94457 | 0.95 | 0.94812 | 0.94457 | -2.0401e-10 | -120.3131 | 119.9422 | -2.0401e-10 | -120.3131 | 119.9422
Line5_6_7 | 0 | 0 | 0 | 0 | 0 | 0 | 0 | 0 | 0 | 0 | 0 | 0 | 3.296e-18 | -2.5908e-11 | -7.5255e-11 | -3.2273e-18 | 2.5908e-11 | 7.5255e-11 | 3.8453e-18 | 7.2196e-11 | 1.3275e-11 | -2.7466e-18 | -7.2196e-11 | -1.3275e-11 | 0 | 0 | 0 | 0 | 0 | 0 | 0.95 | 0.94812 | 0.94457 | 0.95 | 0.94812 | 0.94457 | -2.0401e-10 | -120.3131 | 119.9422 | -2.0401e-10 | -120.3131 | 119.9422
Line6_7_8 | 0 | 0 | 0 | 0 | 0 | 0 | 0 | 0 | 0 | 0 | 0 | 0 | 1.7853e-18 | -1.9431e-11 | -5.6441e-11 | -1.9227e-18 | 1.9431e-11 | 5.6441e-11 | 3.8453e-18 | 5.4147e-11 | 9.9561e-12 | -2.1973e-18 | -5.4147e-11 | -9.9561e-12 | 0 | 0 | 0 | 0 | 0 | 0 | 0.95 | 0.94812 | 0.94457 | 0.95 | 0.94812 | 0.94457 | -2.0401e-10 | -120.3131 | 119.9422 | -2.0401e-10 | -120.3131 | 119.9422
Line7_8_9 | 0 | 0 | 0 | 0 | 0 | 0 | 0 | 0 | 0 | 0 | 0 | 0 | -2.06e-19 | -6.477e-12 | -1.8814e-11 | 6.18e-19 | 6.477e-12 | 1.8814e-11 | 1.648e-18 | 1.8049e-11 | 3.3187e-12 | -5.4933e-19 | -1.8049e-11 | -3.3187e-12 | 0 | 0 | 0 | 0 | 0 | 0 | 0.95 | 0.94812 | 0.94457 | 0.95 | 0.94812 | 0.94457 | -2.0401e-10 | -120.3131 | 119.9422 | -2.0401e-10 | -120.3131 | 119.9422
Line8_8_10 | 0 | 0 | 0 | 0 | 0 | 0 | 0 | 0 | 0 | 0 | 0 | 0 | 4.12e-19 | -6.477e-12 | -1.8814e-11 | -6.8666e-20 | 6.477e-12 | 1.8814e-11 | 1.0987e-18 | 1.8049e-11 | 3.3187e-12 | -5.4933e-19 | -1.8049e-11 | -3.3187e-12 | 0 | 0 | 0 | 0 | 0 | 0 | 0.95 | 0.94812 | 0.94457 | 0.95 | 0.94812 | 0.94457 | -2.0401e-10 | -120.3131 | 119.9422 | -2.0401e-10 | -120.3131 | 119.9422
Line9_3_11 | 0 | 0 | 0 | 0 | 0 | 0 | 0 | 0 | 0 | 0 | 0 | 0 | 2.1287e-18 | -4.5339e-11 | -1.317e-10 | -2.06e-18 | 4.5339e-11 | 1.317e-10 | 9.8879e-18 | 1.2634e-10 | 2.3231e-11 | -8.2399e-18 | -1.2634e-10 | -2.3231e-11 | 0 | 0 | 0 | 0 | 0 | 0 | 0.95 | 0.94812 | 0.94457 | 0.95 | 0.94812 | 0.94457 | -2.0401e-10 | -120.3131 | 119.9422 | -2.0401e-10 | -120.3131 | 119.9422

## LL_min_fault_10
name | pf_ikss_a_from_ka | pf_ikss_b_from_ka | pf_ikss_c_from_ka | pf_ikss_a_to_ka | pf_ikss_b_to_ka | pf_ikss_c_to_ka | pf_skss_a_from_mw | pf_skss_b_from_mw | pf_skss_c_from_mw | pf_skss_a_to_mw | pf_skss_b_to_mw | pf_skss_c_to_mw | pf_p_a_from_mw | pf_p_b_from_mw | pf_p_c_from_mw | pf_p_a_to_mw | pf_p_b_to_mw | pf_p_c_to_mw | pf_q_a_from_mvar | pf_q_b_from_mvar | pf_q_c_from_mvar | pf_q_a_to_mvar | pf_q_b_to_mvar | pf_q_c_to_mvar | pf_ikss_a_from_degree | pf_ikss_b_from_degree | pf_ikss_c_from_degree | pf_ikss_a_to_degree | pf_ikss_b_to_degree | pf_ikss_c_to_degree | pf_vm_a_from_pu | pf_vm_b_from_pu | pf_vm_c_from_pu | pf_vm_a_to_pu | pf_vm_b_to_pu | pf_vm_c_to_pu | pf_va_a_from_degree | pf_va_b_from_degree | pf_va_c_from_degree | pf_va_a_to_degree | pf_va_b_to_degree | pf_va_c_to_degree
Line0_1_2 | 0 | 0 | 0 | 0 | 0 | 0 | 0 | 0 | 0 | 0 | 0 | 0 | 3.1225e-18 | -3.4879e-11 | -1.0131e-10 | -2.7972e-18 | 3.4879e-11 | 1.0131e-10 | 7.2858e-18 | 9.7195e-11 | 1.7871e-11 | -6.245e-18 | -9.7195e-11 | -1.7871e-11 | 0 | 0 | 0 | 0 | 0 | 0 | 0.9 | 0.89822 | 0.89485 | 0.9 | 0.89822 | 0.89485 | -1.9851e-10 | -120.3131 | 119.9422 | -1.9851e-10 | -120.3131 | 119.9422
Line10_11_12 | 0 | 0 | 0 | 0 | 0 | 0 | 0 | 0 | 0 | 0 | 0 | 0 | 1.9516e-18 | -3.4879e-11 | -1.0131e-10 | -1.3661e-18 | 3.4879e-11 | 1.0131e-10 | 7.8063e-18 | 9.7195e-11 | 1.7871e-11 | -6.245e-18 | -9.7195e-11 | -1.7871e-11 | 0 | 0 | 0 | 0 | 0 | 0 | 0.9 | 0.89822 | 0.89485 | 0.9 | 0.89822 | 0.89485 | -1.9851e-10 | -120.3131 | 119.9422 | -1.9851e-10 | -120.3131 | 119.9422
Line11_12_13 | 0 | 0 | 0 | 0 | 0 | 0 | 0 | 0 | 0 | 0 | 0 | 0 | 3.9031e-19 | -2.9066e-11 | -8.4427e-11 | -3.2526e-19 | 2.9066e-11 | 8.4427e-11 | 7.2858e-18 | 8.0996e-11 | 1.4893e-11 | -5.7246e-18 | -8.0996e-11 | -1.4893e-11 | 0 | 0 | 0 | 0 | 0 | 0 | 0.9 | 0.89822 | 0.89485 | 0.9 | 0.89822 | 0.89485 | -1.9851e-10 | -120.3131 | 119.9422 | -1.9851e-10 | -120.3131 | 119.9422
Line12_13_15 | 0 | 0 | 0 | 0 | 0 | 0 | 0 | 0 | 0 | 0 | 0 | 0 | 1.2622e-29 | -1.7439e-11 | -5.0656e-11 | 6.5052e-20 | 1.7439e-11 | 5.0656e-11 | 3.6429e-18 | 4.8598e-11 | 8.9356e-12 | -2.0817e-18 | -4.8598e-11 | -8.9356e-12 | 0 | 0 | 0 | 0 | 0 | 0 | 0.9 | 0.89822 | 0.89485 | 0.9 | 0.89822 | 0.89485 | -1.9851e-10 | -120.3131 | 119.9422 | -1.9851e-10 | -120.3131 | 119.9422
Line13_13_14 | 0 | 0 | 0 | 0 | 0 | 0 | 0 | 0 | 0 | 0 | 0 | 0 | 5.2042e-19 | -5.8131e-12 | -1.6885e-11 | -4.5536e-19 | 5.8131e-12 | 1.6885e-11 | 1.0408e-18 | 1.6199e-11 | 2.9786e-12 | 1.5777e-30 | -1.6199e-11 | -2.9786e-12 | 0 | 0 | 0 | 0 | 0 | 0 | 0.9 | 0.89822 | 0.89485 | 0.9 | 0.89822 | 0.89485 | -1.9851e-10 | -120.3131 | 119.9422 | -1.9851e-10 | -120.3131 | 119.9422
Line14_15_16 | 0 | 0 | 0 | 0 | 0 | 0 | 0 | 0 | 0 | 0 | 0 | 0 | -7.1557e-19 | -1.1626e-11 | -3.3771e-11 | 1.0408e-18 | 1.1626e-11 | 3.3771e-11 | 2.6021e-18 | 3.2398e-11 | 5.9571e-12 | -2.0817e-18 | -3.2398e-11 | -5.9571e-12 | 0 | 0 | 0 | 0 | 0 | 0 | 0.9 | 0.89822 | 0.89485 | 0.9 | 0.89822 | 0.89485 | -1.9851e-10 | -120.3131 | 119.9422 | -1.9851e-10 | -120.3131 | 119.9422
Line15_16_17 | 0 | 0 | 0 | 0 | 0 | 0 | 0 | 0 | 0 | 0 | 0 | 0 | 1.301e-19 | -5.8131e-12 | -1.6885e-11 | 1.9516e-19 | 5.8131e-12 | 1.6885e-11 | 5.2042e-19 | 1.6199e-11 | 2.9785e-12 | -5.2042e-19 | -1.6199e-11 | -2.9785e-12 | 0 | 0 | 0 | 0 | 0 | 0 | 0.9 | 0.89822 | 0.89485 | 0.9 | 0.89822 | 0.89485 | -1.9851e-10 | -120.3131 | 119.9422 | -1.9851e-10 | -120.3131 | 119.9422
Line16_4_18 | 0 | 0.049869 | 0.049869 | 0 | 0.049869 | 0.049869 | 0 | 0.011517 | 0.011517 | 0 | 0.011517 | 0.011517 | -3.1225e-18 | 0.0099465 | 0.0025834 | 3.1225e-18 | -0.0098987 | -0.0025356 | 3.1225e-18 | 0.0026194 | 0.0099144 | -3.1225e-18 | -0.0025697 | -0.0098647 | 0 | -135.266 | 44.734 | 0 | 44.734 | -135.266 | 0.9 | 0.89311 | 0.88962 | 0.9 | 0.888 | 0.8844 | -1.9851e-10 | -120.5122 | 120.1294 | -1.9851e-10 | -120.7135 | 120.3187
Line17_5_19 | 0 | 0 | 0 | 0 | 0 | 0 | 0 | 0 | 0 | 0 | 0 | 0 | -6.5052e-19 | -5.8131e-12 | -1.6885e-11 | 1.0408e-18 | 5.8131e-12 | 1.6885e-11 | 1.5613e-18 | 1.6199e-11 | 2.9785e-12 | -1.0408e-18 | -1.6199e-11 | -2.9785e-12 | 0 | 0 | 0 | 0 | 0 | 0 | 0.9 | 0.89822 | 0.89485 | 0.9 | 0.89822 | 0.89485 | -1.9851e-10 | -120.3131 | 119.9422 | -1.9851e-10 | -120.3131 | 119.9422
Line1_1_3 | 0 | 0 | 0 | 0 | 0 | 0 | 0 | 0 | 0 | 0 | 0 | 0 | 3.5779e-18 | -4.6505e-11 | -1.3508e-10 | -3.4478e-18 | 4.6505e-11 | 1.3508e-10 | 8.8471e-18 | 1.2959e-10 | 2.3828e-11 | -8.3267e-18 | -1.2959e-10 | -2.3828e-11 | 0 | 0 | 0 | 0 | 0 | 0 | 0.9 | 0.89822 | 0.89485 | 0.9 | 0.89822 | 0.89485 | -1.9851e-10 | -120.3131 | 119.9422 | -1.9851e-10 | -120.3131 | 119.9422
Line2_1_4 | 0 | 0.049869 | 0.049869 | 0 | 0.049869 | 0.049869 | 0 | 0.011517 | 0.011517 | 0 | 0.011517 | 0.011517 | -5.2042e-19 | 0.0099942 | 0.0026311 | 5.2042e-19 | -0.0099465 | -0.0025834 | 1.0408e-18 | 0.0026691 | 0.0099642 | -1.0408e-18 | -0.0026194 | -0.0099144 | 0 | -135.266 | 44.734 | 0 | 44.734 | -135.266 | 0.9 | 0.89822 | 0.89485 | 0.9 | 0.89311 | 0.88962 | -1.9851e-10 | -120.3131 | 119.9422 | -1.9851e-10 | -120.5122 | 120.1294
Line3_1_5 | 0 | 0 | 0 | 0 | 0 | 0 | 0 | 0 | 0 | 0 | 0 | 0 | 3.9031e-19 | -1.1626e-11 | -3.3771e-11 | -5.4093e-30 | 1.1626e-11 | 3.3771e-11 | 3.1225e-18 | 3.2398e-11 | 5.9571e-12 | -1.5613e-18 | -3.2398e-11 | -5.9571e-12 | 0 | 0 | 0 | 0 | 0 | 0 | 0.9 | 0.89822 | 0.89485 | 0.9 | 0.89822 | 0.89485 | -1.9851e-10 | -120.3131 | 119.9422 | -1.9851e-10 | -120.3131 | 119.9422
Line4_2_6 | 0 | 0 | 0 | 0 | 0 | 0 | 0 | 0 | 0 | 0 | 0 | 0 | 3.773e-18 | -2.9066e-11 | -8.4427e-11 | -3.5128e-18 | 2.9066e-11 | 8.4427e-11 | 6.245e-18 | 8.0996e-11 | 1.4893e-11 | -5.2042e-18 | -8.0996e-11 | -1.4893e-11 | 0 | 0 | 0 | 0 | 0 | 0 | 0.9 | 0.89822 | 0.89485 | 0.9 | 0.89822 | 0.89485 | -1.9851e-10 | -120.3131 | 119.9422 | -1.9851e-10 | -120.3131 | 119.9422
Line5_6_7 | 0 | 0 | 0 | 0 | 0 | 0 | 0 | 0 | 0 | 0 | 0 | 0 | 2.9924e-18 | -2.3253e-11 | -6.7542e-11 | -2.9273e-18 | 2.3253e-11 | 6.7542e-11 | 5.2042e-18 | 6.4797e-11 | 1.1914e-11 | -3.1225e-18 | -6.4797e-11 | -1.1914e-11 | 0 | 0 | 0 | 0 | 0 | 0 | 0.9 | 0.89822 | 0.89485 | 0.9 | 0.89822 | 0.89485 | -1.9851e-10 | -120.3131 | 119.9422 | -1.9851e-10 | -120.3131 | 119.9422
Line6_7_8 | 0 | 0 | 0 | 0 | 0 | 0 | 0 | 0 | 0 | 0 | 0 | 0 | 1.9516e-18 | -1.7439e-11 | -5.0656e-11 | -1.5613e-18 | 1.7439e-11 | 5.0656e-11 | 4.1633e-18 | 4.8598e-11 | 8.9356e-12 | -3.1225e-18 | -4.8598e-11 | -8.9356e-12 | 0 | 0 | 0 | 0 | 0 | 0 | 0.9 | 0.89822 | 0.89485 | 0.9 | 0.89822 | 0.89485 | -1.9851e-10 | -120.3131 | 119.9422 | -1.9851e-10 | -120.3131 | 119.9422
Line7_8_9 | 0 | 0 | 0 | 0 | 0 | 0 | 0 | 0 | 0 | 0 | 0 | 0 | 6.5052e-20 | -5.8131e-12 | -1.6885e-11 | 5.8547e-19 | 5.8131e-12 | 1.6885e-11 | 1.5613e-18 | 1.6199e-11 | 2.9785e-12 | -1.5613e-18 | -1.6199e-11 | -2.9785e-12 | 0 | 0 | 0 | 0 | 0 | 0 | 0.9 | 0.89822 | 0.89485 | 0.9 | 0.89822 | 0.89485 | -1.9851e-10 | -120.3131 | 119.9422 | -1.9851e-10 | -120.3131 | 119.9422
Line8_8_10 | 0 | 0 | 0 | 0 | 0 | 0 | 0 | 0 | 0 | 0 | 0 | 0 | 3.2526e-19 | -5.8131e-12 | -1.6885e-11 | 2.6021e-19 | 5.8131e-12 | 1.6885e-11 | 1.0408e-18 | 1.6199e-11 | 2.9785e-12 | -1.5613e-18 | -1.6199e-11 | -2.9785e-12 | 0 | 0 | 0 | 0 | 0 | 0 | 0.9 | 0.89822 | 0.89485 | 0.9 | 0.89822 | 0.89485 | -1.9851e-10 | -120.3131 | 119.9422 | -1.9851e-10 | -120.3131 | 119.9422
Line9_3_11 | 0 | 0 | 0 | 0 | 0 | 0 | 0 | 0 | 0 | 0 | 0 | 0 | 2.8623e-18 | -4.0692e-11 | -1.182e-10 | -2.537e-18 | 4.0692e-11 | 1.182e-10 | 6.7654e-18 | 1.1339e-10 | 2.085e-11 | -7.2858e-18 | -1.1339e-10 | -2.085e-11 | 0 | 0 | 0 | 0 | 0 | 0 | 0.9 | 0.89822 | 0.89485 | 0.9 | 0.89822 | 0.89485 | -1.9851e-10 | -120.3131 | 119.9422 | -1.9851e-10 | -120.3131 | 119.9422

## LG_max_6
name | pf_ikss_a_from_ka | pf_ikss_b_from_ka | pf_ikss_c_from_ka | pf_ikss_a_to_ka | pf_ikss_b_to_ka | pf_ikss_c_to_ka | pf_skss_a_from_mw | pf_skss_b_from_mw | pf_skss_c_from_mw | pf_skss_a_to_mw | pf_skss_b_to_mw | pf_skss_c_to_mw | pf_p_a_from_mw | pf_p_b_from_mw | pf_p_c_from_mw | pf_p_a_to_mw | pf_p_b_to_mw | pf_p_c_to_mw | pf_q_a_from_mvar | pf_q_b_from_mvar | pf_q_c_from_mvar | pf_q_a_to_mvar | pf_q_b_to_mvar | pf_q_c_to_mvar | pf_ikss_a_from_degree | pf_ikss_b_from_degree | pf_ikss_c_from_degree | pf_ikss_a_to_degree | pf_ikss_b_to_degree | pf_ikss_c_to_degree | pf_vm_a_from_pu | pf_vm_b_from_pu | pf_vm_c_from_pu | pf_vm_a_to_pu | pf_vm_b_to_pu | pf_vm_c_to_pu | pf_va_a_from_degree | pf_va_b_from_degree | pf_va_c_from_degree | pf_va_a_to_degree | pf_va_b_to_degree | pf_va_c_to_degree
Line0_1_2 | 2.2876e-06 | 2.2876e-06 | 2.2876e-06 | 1.9071e-06 | 1.9071e-06 | 1.9071e-06 | 5.283e-07 | 5.283e-07 | 5.283e-07 | 4.4043e-07 | 4.4043e-07 | 4.4043e-07 | -7.8363e-13 | 5.1632e-07 | -4.4355e-07 | 6.6179e-13 | -4.3633e-07 | 3.6356e-07 | -1.5504e-12 | -8.1027e-07 | -8.5228e-07 | 1.3383e-12 | 6.7172e-07 | 7.1373e-07 | -92.5062 | -92.5062 | -92.5062 | 86.9934 | 86.9934 | 86.9934 | 3.2883e-06 | 1.8187 | 1.8187 | 3.3899e-06 | 1.8187 | 1.8187 | 150.6807 | -150.0001 | 150 | 150.6813 | -150.0001 | 150
Line10_11_12 | 2.2876e-06 | 2.2876e-06 | 2.2876e-06 | 1.9071e-06 | 1.9071e-06 | 1.9071e-06 | 5.283e-07 | 5.283e-07 | 5.283e-07 | 4.4043e-07 | 4.4043e-07 | 4.4043e-07 | -8.4507e-13 | 5.1632e-07 | -4.4355e-07 | 7.1212e-13 | -4.3633e-07 | 3.6356e-07 | -1.6724e-12 | -8.1027e-07 | -8.5228e-07 | 1.4404e-12 | 6.7172e-07 | 7.1373e-07 | -92.5062 | -92.5062 | -92.5062 | 86.9934 | 86.9934 | 86.9934 | 3.5468e-06 | 1.8187 | 1.8187 | 3.6483e-06 | 1.8187 | 1.8187 | 150.6857 | -150.0001 | 150 | 150.6862 | -150.0001 | 150
Line11_12_13 | 1.9063e-06 | 1.9063e-06 | 1.9063e-06 | 1.5259e-06 | 1.5259e-06 | 1.5259e-06 | 4.4025e-07 | 4.4025e-07 | 4.4025e-07 | 3.5239e-07 | 3.5239e-07 | 3.5239e-07 | -7.2437e-13 | 4.3026e-07 | -3.6963e-07 | 5.8018e-13 | -3.5027e-07 | 2.8964e-07 | -1.4335e-12 | -6.7522e-07 | -7.1023e-07 | 1.18e-12 | 5.3668e-07 | 5.7169e-07 | -92.5062 | -92.5062 | -92.5062 | 86.8684 | 86.8684 | 86.8684 | 3.6483e-06 | 1.8187 | 1.8187 | 3.7314e-06 | 1.8187 | 1.8187 | 150.6862 | -150.0001 | 150 | 150.6854 | -150.0001 | 150
Line12_13_15 | 1.1438e-06 | 1.1438e-06 | 1.1438e-06 | 0 | 0 | 0 | 2.6415e-07 | 2.6415e-07 | 2.6415e-07 | 0 | 0 | 0 | -4.4453e-13 | 2.5816e-07 | -2.2178e-07 | 2.8737e-13 | -1.7817e-07 | 1.4179e-07 | -8.797e-13 | -4.0513e-07 | -4.2614e-07 | 6.0083e-13 | 2.6659e-07 | 2.8759e-07 | -92.5062 | -92.5062 | -92.5062 | 0 | 0 | 0 | 3.7314e-06 | 1.8187 | 1.8187 | 3.7776e-06 | 1.8187 | 1.8187 | 150.6854 | -150.0001 | 150 | 150.6822 | -150.0001 | 150
Line13_13_14 | 0 | 0 | 0 | 0 | 0 | 0 | 0 | 0 | 0 | 0 | 0 | 0 | -1.4818e-13 | 8.6053e-08 | -7.3925e-08 | -1.2557e-14 | -6.0638e-09 | -6.0638e-09 | -2.9323e-13 | -1.3504e-07 | -1.4205e-07 | 7.0523e-15 | -3.5009e-09 | 3.5009e-09 | 0 | 0 | 0 | 0 | 0 | 0 | 3.7314e-06 | 1.8187 | 1.8187 | 3.7406e-06 | 1.8187 | 1.8187 | 150.6854 | -150.0001 | 150 | 150.6798 | -150.0001 | 150
Line14_15_16 | 0 | 0 | 0 | 0 | 0 | 0 | 0 | 0 | 0 | 0 | 0 | 0 | -3.0005e-13 | 1.7211e-07 | -1.4785e-07 | 1.3838e-13 | -9.2117e-08 | 6.7861e-08 | -5.9371e-13 | -2.7009e-07 | -2.8409e-07 | 3.0619e-13 | 1.3154e-07 | 1.4555e-07 | 0 | 0 | 0 | 0 | 0 | 0 | 3.7776e-06 | 1.8187 | 1.8187 | 3.8053e-06 | 1.8187 | 1.8187 | 150.6822 | -150.0001 | 150 | 150.678 | -150.0001 | 150
Line15_16_17 | 0 | 0 | 0 | 0 | 0 | 0 | 0 | 0 | 0 | 0 | 0 | 0 | -1.5115e-13 | 8.6053e-08 | -7.3925e-08 | -1.2804e-14 | -6.0638e-09 | -6.0638e-09 | -2.9902e-13 | -1.3504e-07 | -1.4205e-07 | 7.1932e-15 | -3.5009e-09 | 3.5009e-09 | 0 | 0 | 0 | 0 | 0 | 0 | 3.8053e-06 | 1.8187 | 1.8187 | 3.8145e-06 | 1.8187 | 1.8187 | 150.678 | -150.0001 | 150 | 150.6725 | -150.0001 | 150
Line16_4_18 | 2.021e-05 | 0 | 0 | 2.0591e-05 | 0 | 0 | 4.6673e-06 | 0 | 0 | 4.7552e-06 | 0 | 0 | 3.4672e-12 | 8.6053e-08 | -7.3925e-08 | -2.0956e-14 | -6.0638e-09 | -6.0638e-09 | 6.9004e-12 | -1.3504e-07 | -1.4205e-07 | -2.0597e-15 | -3.5009e-09 | 3.5009e-09 | 87.2955 | 0 | 0 | -92.6545 | 0 | 0 | 1.6546e-06 | 1.8187 | 1.8187 | 0 | 1.8187 | 1.8187 | 150.6173 | -150.0001 | 150 | 0 | -150.0001 | 150
Line17_5_19 | 0 | 0 | 0 | 0 | 0 | 0 | 0 | 0 | 0 | 0 | 0 | 0 | -1.3173e-13 | 8.6053e-08 | -7.3925e-08 | -1.1161e-14 | -6.0638e-09 | -6.0638e-09 | -2.6057e-13 | -1.3504e-07 | -1.4205e-07 | 6.2712e-15 | -3.5009e-09 | 3.5009e-09 | 0 | 0 | 0 | 0 | 0 | 0 | 3.316e-06 | 1.8187 | 1.8187 | 3.3253e-06 | 1.8187 | 1.8187 | 150.6758 | -150.0001 | 150 | 150.6696 | -150.0001 | 150
Line1_1_3 | 3.0501e-06 | 3.0501e-06 | 3.0501e-06 | 2.6696e-06 | 2.6696e-06 | 2.6696e-06 | 7.0439e-07 | 7.0439e-07 | 7.0439e-07 | 6.1652e-07 | 6.1652e-07 | 6.1652e-07 | -1.0448e-12 | 6.8842e-07 | -5.914e-07 | 9.4111e-13 | -6.0843e-07 | 5.1141e-07 | -2.0672e-12 | -1.0804e-06 | -1.1364e-06 | 1.8915e-12 | 9.4181e-07 | 9.9783e-07 | -92.5062 | -92.5062 | -92.5062 | 87.1363 | 87.1363 | 87.1363 | 3.2883e-06 | 1.8187 | 1.8187 | 3.4268e-06 | 1.8187 | 1.8187 | 150.6807 | -150.0001 | 150 | 150.684 | -150.0001 | 150
Line2_1_4 | 1.9829e-05 | 0 | 0 | 2.0209e-05 | 0 | 0 | 4.5793e-06 | 0 | 0 | 4.6672e-06 | 0 | 0 | 6.7451e-12 | 1.7211e-07 | -1.4785e-07 | -3.4728e-12 | -9.2116e-08 | 6.7861e-08 | 1.3463e-11 | -2.7009e-07 | -2.8409e-07 | -6.8973e-12 | 1.3154e-07 | 1.4555e-07 | 87.2917 | 0 | 0 | -92.6573 | 0 | 0 | 3.2883e-06 | 1.8187 | 1.8187 | 1.6546e-06 | 1.8187 | 1.8187 | 150.6807 | -150.0001 | 150 | 150.6173 | -150.0001 | 150
Line3_1_5 | 0 | 0 | 0 | 0 | 0 | 0 | 0 | 0 | 0 | 0 | 0 | 0 | -2.6121e-13 | 1.7211e-07 | -1.4785e-07 | 1.206e-13 | -9.2117e-08 | 6.7861e-08 | -5.1681e-13 | -2.7009e-07 | -2.8409e-07 | 2.6682e-13 | 1.3154e-07 | 1.4555e-07 | 0 | 0 | 0 | 0 | 0 | 0 | 3.2883e-06 | 1.8187 | 1.8187 | 3.316e-06 | 1.8187 | 1.8187 | 150.6807 | -150.0001 | 150 | 150.6758 | -150.0001 | 150
Line4_2_6 | 1.9063e-06 | 1.9063e-06 | 1.9063e-06 | 1.5259e-06 | 1.5259e-06 | 1.5259e-06 | 4.4025e-07 | 4.4025e-07 | 4.4025e-07 | 3.5239e-07 | 3.5239e-07 | 3.5239e-07 | -6.7317e-13 | 4.3026e-07 | -3.6963e-07 | 5.4009e-13 | -3.5027e-07 | 2.8964e-07 | -1.3319e-12 | -6.7522e-07 | -7.1023e-07 | 1.0982e-12 | 5.3668e-07 | 5.7169e-07 | -92.5062 | -92.5062 | -92.5062 | 86.8684 | 86.8684 | 86.8684 | 3.3899e-06 | 1.8187 | 1.8187 | 3.473e-06 | 1.8187 | 1.8187 | 150.6813 | -150.0001 | 150 | 150.6806 | -150.0001 | 150
Line5_6_7 | 1.5251e-06 | 1.5251e-06 | 1.5251e-06 | 1.1446e-06 | 1.1446e-06 | 1.1446e-06 | 3.522e-07 | 3.522e-07 | 3.522e-07 | 2.6434e-07 | 2.6434e-07 | 2.6434e-07 | -5.5175e-13 | 3.4421e-07 | -2.957e-07 | 4.0967e-13 | -2.6422e-07 | 2.1571e-07 | -1.0917e-12 | -5.4018e-07 | -5.6819e-07 | 8.4063e-13 | 4.0163e-07 | 4.2964e-07 | -92.5062 | -92.5062 | -92.5062 | 86.6601 | 86.6601 | 86.6601 | 3.473e-06 | 1.8187 | 1.8187 | 3.5376e-06 | 1.8187 | 1.8187 | 150.6806 | -150.0001 | 150 | 150.6786 | -150.0001 | 150
Line6_7_8 | 1.1438e-06 | 1.1438e-06 | 1.1438e-06 | 0 | 0 | 0 | 2.6415e-07 | 2.6415e-07 | 2.6415e-07 | 0 | 0 | 0 | -4.2154e-13 | 2.5816e-07 | -2.2178e-07 | 2.727e-13 | -1.7817e-07 | 1.4179e-07 | -8.3396e-13 | -4.0513e-07 | -4.2614e-07 | 5.6997e-13 | 2.6659e-07 | 2.8759e-07 | -92.5062 | -92.5062 | -92.5062 | 0 | 0 | 0 | 3.5376e-06 | 1.8187 | 1.8187 | 3.5837e-06 | 1.8187 | 1.8187 | 150.6786 | -150.0001 | 150 | 150.6754 | -150.0001 | 150
Line7_8_9 | 0 | 0 | 0 | 0 | 0 | 0 | 0 | 0 | 0 | 0 | 0 | 0 | -1.4236e-13 | 8.6053e-08 | -7.3925e-08 | -1.206e-14 | -6.0638e-09 | -6.0638e-09 | -2.8161e-13 | -1.3504e-07 | -1.4205e-07 | 6.776e-15 | -3.5009e-09 | 3.5009e-09 | 0 | 0 | 0 | 0 | 0 | 0 | 3.5837e-06 | 1.8187 | 1.8187 | 3.593e-06 | 1.8187 | 1.8187 | 150.6754 | -150.0001 | 150 | 150.6696 | -150.0001 | 150
Line8_8_10 | 0 | 0 | 0 | 0 | 0 | 0 | 0 | 0 | 0 | 0 | 0 | 0 | -1.4236e-13 | 8.6053e-08 | -7.3925e-08 | -1.206e-14 | -6.0638e-09 | -6.0638e-09 | -2.8161e-13 | -1.3504e-07 | -1.4205e-07 | 6.776e-15 | -3.5009e-09 | 3.5009e-09 | 0 | 0 | 0 | 0 | 0 | 0 | 3.5837e-06 | 1.8187 | 1.8187 | 3.593e-06 | 1.8187 | 1.8187 | 150.6754 | -150.0001 | 150 | 150.6696 | -150.0001 | 150
Line9_3_11 | 2.6688e-06 | 2.6688e-06 | 2.6688e-06 | 2.2884e-06 | 2.2884e-06 | 2.2884e-06 | 6.1634e-07 | 6.1634e-07 | 6.1634e-07 | 5.2848e-07 | 5.2848e-07 | 5.2848e-07 | -9.5261e-13 | 6.0237e-07 | -5.1748e-07 | 8.3316e-13 | -5.2238e-07 | 4.3749e-07 | -1.8851e-12 | -9.4531e-07 | -9.9432e-07 | 1.679e-12 | 8.0676e-07 | 8.5578e-07 | -92.5062 | -92.5062 | -92.5062 | 87.0768 | 87.0768 | 87.0768 | 3.4268e-06 | 1.8187 | 1.8187 | 3.5468e-06 | 1.8187 | 1.8187 | 150.684 | -150.0001 | 150 | 150.6857 | -150.0001 | 150

## LG_max_10
name | pf_ikss_a_from_ka | pf_ikss_b_from_ka | pf_ikss_c_from_ka | pf_ikss_a_to_ka | pf_ikss_b_to_ka | pf_ikss_c_to_ka | pf_skss_a_from_mw | pf_skss_b_from_mw | pf_skss_c_from_mw | pf_skss_a_to_mw | pf_skss_b_to_mw | pf_skss_c_to_mw | pf_p_a_from_mw | pf_p_b_from_mw | pf_p_c_from_mw | pf_p_a_to_mw | pf_p_b_to_mw | pf_p_c_to_mw | pf_q_a_from_mvar | pf_q_b_from_mvar | pf_q_c_from_mvar | pf_q_a_to_mvar | pf_q_b_to_mvar | pf_q_c_to_mvar | pf_ikss_a_from_degree | pf_ikss_b_from_degree | pf_ikss_c_from_degree | pf_ikss_a_to_degree | pf_ikss_b_to_degree | pf_ikss_c_to_degree | pf_vm_a_from_pu | pf_vm_b_from_pu | pf_vm_c_from_pu | pf_vm_a_to_pu | pf_vm_b_to_pu | pf_vm_c_to_pu | pf_va_a_from_degree | pf_va_b_from_degree | pf_va_c_from_degree | pf_va_a_to_degree | pf_va_b_to_degree | pf_va_c_to_degree
Line0_1_2 | 2.3965e-06 | 2.3965e-06 | 2.3965e-06 | 1.9979e-06 | 1.9979e-06 | 1.9979e-06 | 5.5345e-07 | 5.5345e-07 | 5.5345e-07 | 4.614e-07 | 4.614e-07 | 4.614e-07 | -8.5953e-13 | 5.6666e-07 | -4.868e-07 | 7.2591e-13 | -4.7887e-07 | 3.9901e-07 | -1.6996e-12 | -8.8927e-07 | -9.3538e-07 | 1.4671e-12 | 7.3722e-07 | 7.8333e-07 | -92.5062 | -92.5062 | -92.5062 | 86.9934 | 86.9934 | 86.9934 | 3.4412e-06 | 1.9053 | 1.9053 | 3.5476e-06 | 1.9053 | 1.9053 | 150.6664 | -150.0001 | 150 | 150.6674 | -150.0001 | 150
Line10_11_12 | 2.3965e-06 | 2.3965e-06 | 2.3965e-06 | 1.9979e-06 | 1.9979e-06 | 1.9979e-06 | 5.5345e-07 | 5.5345e-07 | 5.5345e-07 | 4.614e-07 | 4.614e-07 | 4.614e-07 | -9.2696e-13 | 5.6666e-07 | -4.868e-07 | 7.8116e-13 | -4.7887e-07 | 3.9901e-07 | -1.8334e-12 | -8.8927e-07 | -9.3538e-07 | 1.5791e-12 | 7.3722e-07 | 7.8333e-07 | -92.5062 | -92.5062 | -92.5062 | 86.9934 | 86.9934 | 86.9934 | 3.712e-06 | 1.9053 | 1.9053 | 3.8183e-06 | 1.9053 | 1.9053 | 150.6725 | -150.0001 | 150 | 150.6733 | -150.0001 | 150
Line11_12_13 | 1.9971e-06 | 1.9971e-06 | 1.9971e-06 | 1.5985e-06 | 1.5985e-06 | 1.5985e-06 | 4.6121e-07 | 4.6121e-07 | 4.6121e-07 | 3.6917e-07 | 3.6917e-07 | 3.6917e-07 | -7.9458e-13 | 4.7222e-07 | -4.0567e-07 | 6.3643e-13 | -3.8443e-07 | 3.1788e-07 | -1.5716e-12 | -7.4106e-07 | -7.7948e-07 | 1.2937e-12 | 5.8901e-07 | 6.2743e-07 | -92.5062 | -92.5062 | -92.5062 | 86.8684 | 86.8684 | 86.8684 | 3.8183e-06 | 1.9053 | 1.9053 | 3.9054e-06 | 1.9053 | 1.9053 | 150.6733 | -150.0001 | 150 | 150.6728 | -150.0001 | 150
Line12_13_15 | 1.1983e-06 | 1.1983e-06 | 1.1983e-06 | 0 | 0 | 0 | 2.7673e-07 | 2.7673e-07 | 2.7673e-07 | 0 | 0 | 0 | -4.8762e-13 | 2.8333e-07 | -2.434e-07 | 3.1524e-13 | -1.9554e-07 | 1.5561e-07 | -9.6445e-13 | -4.4464e-07 | -4.6769e-07 | 6.5873e-13 | 2.9258e-07 | 3.1564e-07 | -92.5062 | -92.5062 | -92.5062 | 0 | 0 | 0 | 3.9054e-06 | 1.9053 | 1.9053 | 3.9537e-06 | 1.9053 | 1.9053 | 150.6728 | -150.0001 | 150 | 150.6698 | -150.0001 | 150
Line13_13_14 | 0 | 0 | 0 | 0 | 0 | 0 | 0 | 0 | 0 | 0 | 0 | 0 | -1.6254e-13 | 9.4443e-08 | -8.1133e-08 | -1.3766e-14 | -6.655e-09 | -6.6551e-09 | -3.2148e-13 | -1.4821e-07 | -1.559e-07 | 7.7356e-15 | -3.8423e-09 | 3.8423e-09 | 0 | 0 | 0 | 0 | 0 | 0 | 3.9054e-06 | 1.9053 | 1.9053 | 3.9151e-06 | 1.9053 | 1.9053 | 150.6728 | -150.0001 | 150 | 150.6672 | -150.0001 | 150
Line14_15_16 | 0 | 0 | 0 | 0 | 0 | 0 | 0 | 0 | 0 | 0 | 0 | 0 | -3.2914e-13 | 1.8889e-07 | -1.6227e-07 | 1.518e-13 | -1.011e-07 | 7.4478e-08 | -6.5091e-13 | -2.9642e-07 | -3.1179e-07 | 3.357e-13 | 1.4437e-07 | 1.5974e-07 | 0 | 0 | 0 | 0 | 0 | 0 | 3.9537e-06 | 1.9053 | 1.9053 | 3.9828e-06 | 1.9053 | 1.9053 | 150.6698 | -150.0001 | 150 | 150.6656 | -150.0001 | 150
Line15_16_17 | 0 | 0 | 0 | 0 | 0 | 0 | 0 | 0 | 0 | 0 | 0 | 0 | -1.658e-13 | 9.4443e-08 | -8.1133e-08 | -1.4037e-14 | -6.6551e-09 | -6.6551e-09 | -3.2783e-13 | -1.4821e-07 | -1.559e-07 | 7.8902e-15 | -3.8423e-09 | 3.8423e-09 | 0 | 0 | 0 | 0 | 0 | 0 | 3.9828e-06 | 1.9053 | 1.9053 | 3.9924e-06 | 1.9053 | 1.9053 | 150.6656 | -150.0001 | 150 | 150.6602 | -150.0001 | 150
Line16_4_18 | 2.1173e-05 | 0 | 0 | 2.1571e-05 | 0 | 0 | 4.8896e-06 | 0 | 0 | 4.9816e-06 | 0 | 0 | 3.8009e-12 | 9.4443e-08 | -8.1133e-08 | -1.8508e-14 | -6.6551e-09 | -6.6551e-09 | 7.555e-12 | -1.4821e-07 | -1.559e-07 | 1.624e-14 | -3.8423e-09 | 3.8423e-09 | 87.2955 | 0 | 0 | -92.6545 | 0 | 0 | 1.7296e-06 | 1.9053 | 1.9053 | 0 | 1.9053 | 1.9053 | 150.5886 | -150.0001 | 150 | 0 | -150.0001 | 150
Line17_5_19 | 0 | 0 | 0 | 0 | 0 | 0 | 0 | 0 | 0 | 0 | 0 | 0 | -1.4449e-13 | 9.4443e-08 | -8.1133e-08 | -1.2235e-14 | -6.655e-09 | -6.6551e-09 | -2.8564e-13 | -1.4821e-07 | -1.559e-07 | 6.8783e-15 | -3.8423e-09 | 3.8423e-09 | 0 | 0 | 0 | 0 | 0 | 0 | 3.4702e-06 | 1.9053 | 1.9053 | 3.4799e-06 | 1.9053 | 1.9053 | 150.6616 | -150.0001 | 150 | 150.6554 | -150.0001 | 150
Line1_1_3 | 3.1954e-06 | 3.1954e-06 | 3.1954e-06 | 2.7968e-06 | 2.7968e-06 | 2.7968e-06 | 7.3794e-07 | 7.3794e-07 | 7.3794e-07 | 6.4588e-07 | 6.4588e-07 | 6.4588e-07 | -1.146e-12 | 7.5555e-07 | -6.4906e-07 | 1.0323e-12 | -6.6776e-07 | 5.6128e-07 | -2.2661e-12 | -1.1857e-06 | -1.2472e-06 | 2.0735e-12 | 1.0336e-06 | 1.0951e-06 | -92.5062 | -92.5062 | -92.5062 | 87.1363 | 87.1363 | 87.1363 | 3.4412e-06 | 1.9053 | 1.9053 | 3.5862e-06 | 1.9053 | 1.9053 | 150.6664 | -150.0001 | 150 | 150.6702 | -150.0001 | 150
Line2_1_4 | 2.0773e-05 | 0 | 0 | 2.1172e-05 | 0 | 0 | 4.7974e-06 | 0 | 0 | 4.8894e-06 | 0 | 0 | 7.3984e-12 | 1.8889e-07 | -1.6227e-07 | -3.807e-12 | -1.011e-07 | 7.4478e-08 | 1.4758e-11 | -2.9642e-07 | -3.1179e-07 | -7.5516e-12 | 1.4437e-07 | 1.5974e-07 | 87.2917 | 0 | 0 | -92.6573 | 0 | 0 | 3.4412e-06 | 1.9053 | 1.9053 | 1.7296e-06 | 1.9053 | 1.9053 | 150.6664 | -150.0001 | 150 | 150.5886 | -150.0001 | 150
Line3_1_5 | 0 | 0 | 0 | 0 | 0 | 0 | 0 | 0 | 0 | 0 | 0 | 0 | -2.8651e-13 | 1.8889e-07 | -1.6227e-07 | 1.3229e-13 | -1.011e-07 | 7.4478e-08 | -5.6652e-13 | -2.9642e-07 | -3.1179e-07 | 2.9249e-13 | 1.4437e-07 | 1.5974e-07 | 0 | 0 | 0 | 0 | 0 | 0 | 3.4412e-06 | 1.9053 | 1.9053 | 3.4702e-06 | 1.9053 | 1.9053 | 150.6664 | -150.0001 | 150 | 150.6616 | -150.0001 | 150
Line4_2_6 | 1.9971e-06 | 1.9971e-06 | 1.9971e-06 | 1.5985e-06 | 1.5985e-06 | 1.5985e-06 | 4.6121e-07 | 4.6121e-07 | 4.6121e-07 | 3.6917e-07 | 3.6917e-07 | 3.6917e-07 | -7.3839e-13 | 4.7222e-07 | -4.0567e-07 | 5.9243e-13 | -3.8443e-07 | 3.1788e-07 | -1.4601e-12 | -7.4106e-07 | -7.7948e-07 | 1.2039e-12 | 5.89e-07 | 6.2743e-07 | -92.5062 | -92.5062 | -92.5062 | 86.8684 | 86.8684 | 86.8684 | 3.5476e-06 | 1.9053 | 1.9053 | 3.6346e-06 | 1.9053 | 1.9053 | 150.6674 | -150.0001 | 150 | 150.667 | -150.0001 | 150
Line5_6_7 | 1.5977e-06 | 1.5977e-06 | 1.5977e-06 | 1.1991e-06 | 1.1991e-06 | 1.1991e-06 | 3.6897e-07 | 3.6897e-07 | 3.6897e-07 | 2.7693e-07 | 2.7693e-07 | 2.7693e-07 | -6.0521e-13 | 3.7777e-07 | -3.2453e-07 | 4.4937e-13 | -2.8999e-07 | 2.3674e-07 | -1.1967e-12 | -5.9285e-07 | -6.2359e-07 | 9.2156e-13 | 4.4079e-07 | 4.7153e-07 | -92.5062 | -92.5062 | -92.5062 | 86.6601 | 86.6601 | 86.6601 | 3.6346e-06 | 1.9053 | 1.9053 | 3.7023e-06 | 1.9053 | 1.9053 | 150.667 | -150.0001 | 150 | 150.6653 | -150.0001 | 150
Line6_7_8 | 1.1983e-06 | 1.1983e-06 | 1.1983e-06 | 0 | 0 | 0 | 2.7673e-07 | 2.7673e-07 | 2.7673e-07 | 0 | 0 | 0 | -4.6239e-13 | 2.8333e-07 | -2.434e-07 | 2.9913e-13 | -1.9554e-07 | 1.5561e-07 | -9.1425e-13 | -4.4464e-07 | -4.6769e-07 | 6.2485e-13 | 2.9258e-07 | 3.1564e-07 | -92.5062 | -92.5062 | -92.5062 | 0 | 0 | 0 | 3.7023e-06 | 1.9053 | 1.9053 | 3.7507e-06 | 1.9053 | 1.9053 | 150.6653 | -150.0001 | 150 | 150.6622 | -150.0001 | 150
Line7_8_9 | 0 | 0 | 0 | 0 | 0 | 0 | 0 | 0 | 0 | 0 | 0 | 0 | -1.5616e-13 | 9.4443e-08 | -8.1133e-08 | -1.3221e-14 | -6.655e-09 | -6.6551e-09 | -3.0872e-13 | -1.4821e-07 | -1.559e-07 | 7.4324e-15 | -3.8423e-09 | 3.8423e-09 | 0 | 0 | 0 | 0 | 0 | 0 | 3.7507e-06 | 1.9053 | 1.9053 | 3.7604e-06 | 1.9053 | 1.9053 | 150.6622 | -150.0001 | 150 | 150.6565 | -150.0001 | 150
Line8_8_10 | 0 | 0 | 0 | 0 | 0 | 0 | 0 | 0 | 0 | 0 | 0 | 0 | -1.5616e-13 | 9.4443e-08 | -8.1133e-08 | -1.3221e-14 | -6.655e-09 | -6.6551e-09 | -3.0872e-13 | -1.4821e-07 | -1.559e-07 | 7.4324e-15 | -3.8423e-09 | 3.8423e-09 | 0 | 0 | 0 | 0 | 0 | 0 | 3.7507e-06 | 1.9053 | 1.9053 | 3.7604e-06 | 1.9053 | 1.9053 | 150.6622 | -150.0001 | 150 | 150.6565 | -150.0001 | 150
Line9_3_11 | 2.7959e-06 | 2.7959e-06 | 2.7959e-06 | 2.3973e-06 | 2.3973e-06 | 2.3973e-06 | 6.4569e-07 | 6.4569e-07 | 6.4569e-07 | 5.5364e-07 | 5.5364e-07 | 5.5364e-07 | -1.0449e-12 | 6.611e-07 | -5.6793e-07 | 9.1391e-13 | -5.7332e-07 | 4.8014e-07 | -2.0665e-12 | -1.0375e-06 | -1.0913e-06 | 1.8407e-12 | 8.8543e-07 | 9.3922e-07 | -92.5062 | -92.5062 | -92.5062 | 87.0768 | 87.0768 | 87.0768 | 3.5862e-06 | 1.9053 | 1.9053 | 3.712e-06 | 1.9053 | 1.9053 | 150.6702 | -150.0001 | 150 | 150.6725 | -150.0001 | 150

## LG_max_fault_6
name | pf_ikss_a_from_ka | pf_ikss_b_from_ka | pf_ikss_c_from_ka | pf_ikss_a_to_ka | pf_ikss_b_to_ka | pf_ikss_c_to_ka | pf_skss_a_from_mw | pf_skss_b_from_mw | pf_skss_c_from_mw | pf_skss_a_to_mw | pf_skss_b_to_mw | pf_skss_c_to_mw | pf_p_a_from_mw | pf_p_b_from_mw | pf_p_c_from_mw | pf_p_a_to_mw | pf_p_b_to_mw | pf_p_c_to_mw | pf_q_a_from_mvar | pf_q_b_from_mvar | pf_q_c_from_mvar | pf_q_a_to_mvar | pf_q_b_to_mvar | pf_q_c_to_mvar | pf_ikss_a_from_degree | pf_ikss_b_from_degree | pf_ikss_c_from_degree | pf_ikss_a_to_degree | pf_ikss_b_to_degree | pf_ikss_c_to_degree | pf_vm_a_from_pu | pf_vm_b_from_pu | pf_vm_c_from_pu | pf_vm_a_to_pu | pf_vm_b_to_pu | pf_vm_c_to_pu | pf_va_a_from_degree | pf_va_b_from_degree | pf_va_c_from_degree | pf_va_a_to_degree | pf_va_b_to_degree | pf_va_c_to_degree
Line0_1_2 | 2.2885e-06 | 2.2885e-06 | 2.2885e-06 | 1.9079e-06 | 1.9079e-06 | 1.9079e-06 | 5.2851e-07 | 5.2851e-07 | 5.2851e-07 | 4.4061e-07 | 4.4061e-07 | 4.4061e-07 | -2.373e-10 | 5.1665e-07 | -4.4359e-07 | 1.9612e-10 | -4.3661e-07 | 3.6359e-07 | -2.3646e-10 | -8.106e-07 | -8.5305e-07 | 1.989e-10 | 6.72e-07 | 7.1438e-07 | -92.5317 | -92.5317 | -92.5317 | 86.968 | 86.968 | 86.968 | 0.00063386 | 1.8188 | 1.8193 | 0.00063396 | 1.8188 | 1.8193 | 132.3675 | -150.0195 | 149.994 | 132.3704 | -150.0195 | 149.994
Line10_11_12 | 2.2885e-06 | 2.2885e-06 | 2.2885e-06 | 1.9079e-06 | 1.9079e-06 | 1.9079e-06 | 5.2851e-07 | 5.2851e-07 | 5.2851e-07 | 4.4061e-07 | 4.4061e-07 | 4.4061e-07 | -2.3736e-10 | 5.1665e-07 | -4.4359e-07 | 1.9617e-10 | -4.3661e-07 | 3.6359e-07 | -2.3659e-10 | -8.106e-07 | -8.5305e-07 | 1.99e-10 | 6.72e-07 | 7.1438e-07 | -92.5317 | -92.5317 | -92.5317 | 86.968 | 86.968 | 86.968 | 0.0006341 | 1.8188 | 1.8193 | 0.0006342 | 1.8188 | 1.8193 | 132.3748 | -150.0196 | 149.994 | 132.3777 | -150.0196 | 149.994
Line11_12_13 | 1.9071e-06 | 1.9071e-06 | 1.9071e-06 | 1.5265e-06 | 1.5265e-06 | 1.5265e-06 | 4.4042e-07 | 4.4042e-07 | 4.4042e-07 | 3.5253e-07 | 3.5253e-07 | 3.5253e-07 | -1.9782e-10 | 4.3054e-07 | -3.6966e-07 | 1.5662e-10 | -3.505e-07 | 2.8966e-07 | -1.9719e-10 | -6.755e-07 | -7.1088e-07 | 1.5959e-10 | 5.369e-07 | 5.722e-07 | -92.5317 | -92.5317 | -92.5317 | 86.8429 | 86.8429 | 86.8429 | 0.0006342 | 1.8188 | 1.8193 | 0.00063428 | 1.8188 | 1.8193 | 132.3777 | -150.0196 | 149.994 | 132.3801 | -150.0196 | 149.994
Line12_13_15 | 1.1443e-06 | 1.1443e-06 | 1.1443e-06 | 0 | 0 | 0 | 2.6425e-07 | 2.6425e-07 | 2.6425e-07 | 0 | 0 | 0 | -1.187e-10 | 2.5832e-07 | -2.2179e-07 | 7.749e-11 | -1.7828e-07 | 1.4179e-07 | -1.1834e-10 | -4.053e-07 | -4.2653e-07 | 8.0702e-11 | 2.667e-07 | 2.8785e-07 | -92.5317 | -92.5317 | -92.5317 | 0 | 0 | 0 | 0.00063428 | 1.8188 | 1.8193 | 0.00063432 | 1.8188 | 1.8193 | 132.3801 | -150.0196 | 149.994 | 132.3814 | -150.0196 | 149.994
Line13_13_14 | 0 | 0 | 0 | 0 | 0 | 0 | 0 | 0 | 0 | 0 | 0 | 0 | -3.9567e-11 | 8.6108e-08 | -7.3931e-08 | -1.6475e-12 | -6.0663e-09 | -6.0694e-09 | -3.9445e-11 | -1.351e-07 | -1.4218e-07 | 1.8039e-12 | -3.5032e-09 | 3.5014e-09 | 0 | 0 | 0 | 0 | 0 | 0 | 0.00063428 | 1.8188 | 1.8193 | 0.00063429 | 1.8188 | 1.8193 | 132.3801 | -150.0196 | 149.994 | 132.3803 | -150.0196 | 149.994
Line14_15_16 | 0 | 0 | 0 | 0 | 0 | 0 | 0 | 0 | 0 | 0 | 0 | 0 | -7.9138e-11 | 1.7222e-07 | -1.4786e-07 | 3.7922e-11 | -9.2174e-08 | 6.7862e-08 | -7.8898e-11 | -2.702e-07 | -2.8435e-07 | 4.1255e-11 | 1.316e-07 | 1.4568e-07 | 0 | 0 | 0 | 0 | 0 | 0 | 0.00063432 | 1.8188 | 1.8193 | 0.00063435 | 1.8188 | 1.8193 | 132.3814 | -150.0196 | 149.994 | 132.3821 | -150.0196 | 149.994
Line15_16_17 | 0 | 0 | 0 | 0 | 0 | 0 | 0 | 0 | 0 | 0 | 0 | 0 | -3.957e-11 | 8.6108e-08 | -7.3931e-08 | -1.6478e-12 | -6.0663e-09 | -6.0695e-09 | -3.9451e-11 | -1.351e-07 | -1.4218e-07 | 1.804e-12 | -3.5032e-09 | 3.5014e-09 | 0 | 0 | 0 | 0 | 0 | 0 | 0.00063435 | 1.8188 | 1.8193 | 0.00063436 | 1.8188 | 1.8193 | 132.3821 | -150.0196 | 149.994 | 132.3823 | -150.0196 | 149.994
Line16_4_18 | 2.0218e-05 | 0 | 0 | 2.0599e-05 | 0 | 0 | 4.6692e-06 | 0 | 0 | 4.7571e-06 | 0 | 0 | 2.0858e-09 | 8.6108e-08 | -7.3931e-08 | -2.1234e-09 | -6.0663e-09 | -6.0695e-09 | 2.0895e-09 | -1.351e-07 | -1.4218e-07 | -2.12e-09 | -3.5032e-09 | 3.5014e-09 | 87.27 | 0 | 0 | -92.68 | 0 | 0 | 0.00063231 | 1.8188 | 1.8193 | 0.00063074 | 1.8188 | 1.8193 | 132.3208 | -150.0196 | 149.994 | 132.2734 | -150.0196 | 149.994
Line17_5_19 | 0 | 0 | 0 | 0 | 0 | 0 | 0 | 0 | 0 | 0 | 0 | 0 | -3.9551e-11 | 8.6108e-08 | -7.3931e-08 | -1.6461e-12 | -6.0663e-09 | -6.0694e-09 | -3.9413e-11 | -1.351e-07 | -1.4218e-07 | 1.8031e-12 | -3.5032e-09 | 3.5014e-09 | 0 | 0 | 0 | 0 | 0 | 0 | 0.00063389 | 1.8188 | 1.8193 | 0.00063389 | 1.8188 | 1.8193 | 132.3682 | -150.0195 | 149.994 | 132.3685 | -150.0195 | 149.994
Line1_1_3 | 3.0513e-06 | 3.0513e-06 | 3.0513e-06 | 2.6707e-06 | 2.6707e-06 | 2.6707e-06 | 7.0468e-07 | 7.0468e-07 | 7.0468e-07 | 6.1677e-07 | 6.1677e-07 | 6.1677e-07 | -3.164e-10 | 6.8887e-07 | -5.9145e-07 | 2.7524e-10 | -6.0882e-07 | 5.1145e-07 | -3.1528e-10 | -1.0808e-06 | -1.1374e-06 | 2.7775e-10 | 9.4219e-07 | 9.9873e-07 | -92.5317 | -92.5317 | -92.5317 | 87.1109 | 87.1109 | 87.1109 | 0.00063386 | 1.8188 | 1.8193 | 0.00063399 | 1.8188 | 1.8193 | 132.3675 | -150.0195 | 149.994 | 132.3714 | -150.0195 | 149.994
Line2_1_4 | 1.9837e-05 | 0 | 0 | 2.0218e-05 | 0 | 0 | 4.5811e-06 | 0 | 0 | 4.669e-06 | 0 | 0 | 2.0497e-09 | 1.7222e-07 | -1.4786e-07 | -2.0874e-09 | -9.2174e-08 | 6.7862e-08 | 2.0569e-09 | -2.702e-07 | -2.8435e-07 | -2.0877e-09 | 1.316e-07 | 1.4568e-07 | 87.2662 | 0 | 0 | -92.6828 | 0 | 0 | 0.00063386 | 1.8188 | 1.8193 | 0.00063231 | 1.8188 | 1.8193 | 132.3675 | -150.0195 | 149.994 | 132.3208 | -150.0196 | 149.994
Line3_1_5 | 0 | 0 | 0 | 0 | 0 | 0 | 0 | 0 | 0 | 0 | 0 | 0 | -7.9099e-11 | 1.7222e-07 | -1.4786e-07 | 3.7905e-11 | -9.2174e-08 | 6.7862e-08 | -7.8821e-11 | -2.702e-07 | -2.8435e-07 | 4.1216e-11 | 1.316e-07 | 1.4568e-07 | 0 | 0 | 0 | 0 | 0 | 0 | 0.00063386 | 1.8188 | 1.8193 | 0.00063389 | 1.8188 | 1.8193 | 132.3675 | -150.0195 | 149.994 | 132.3682 | -150.0195 | 149.994
Line4_2_6 | 1.9071e-06 | 1.9071e-06 | 1.9071e-06 | 1.5265e-06 | 1.5265e-06 | 1.5265e-06 | 4.4042e-07 | 4.4042e-07 | 4.4042e-07 | 3.5253e-07 | 3.5253e-07 | 3.5253e-07 | -1.9777e-10 | 4.3054e-07 | -3.6966e-07 | 1.5658e-10 | -3.505e-07 | 2.8966e-07 | -1.9709e-10 | -6.755e-07 | -7.1088e-07 | 1.595e-10 | 5.369e-07 | 5.722e-07 | -92.5317 | -92.5317 | -92.5317 | 86.8429 | 86.8429 | 86.8429 | 0.00063396 | 1.8188 | 1.8193 | 0.00063403 | 1.8188 | 1.8193 | 132.3704 | -150.0195 | 149.994 | 132.3727 | -150.0195 | 149.994
Line5_6_7 | 1.5257e-06 | 1.5257e-06 | 1.5257e-06 | 1.1451e-06 | 1.1451e-06 | 1.1451e-06 | 3.5234e-07 | 3.5234e-07 | 3.5234e-07 | 2.6445e-07 | 2.6445e-07 | 2.6445e-07 | -1.5823e-10 | 3.4443e-07 | -2.9572e-07 | 1.1703e-10 | -2.6439e-07 | 2.1572e-07 | -1.577e-10 | -5.404e-07 | -5.687e-07 | 1.2009e-10 | 4.018e-07 | 4.3003e-07 | -92.5317 | -92.5317 | -92.5317 | 86.6346 | 86.6346 | 86.6346 | 0.00063403 | 1.8188 | 1.8193 | 0.0006341 | 1.8188 | 1.8193 | 132.3727 | -150.0195 | 149.994 | 132.3745 | -150.0196 | 149.994
Line6_7_8 | 1.1443e-06 | 1.1443e-06 | 1.1443e-06 | 0 | 0 | 0 | 2.6425e-07 | 2.6425e-07 | 2.6425e-07 | 0 | 0 | 0 | -1.1868e-10 | 2.5832e-07 | -2.2179e-07 | 7.7476e-11 | -1.7828e-07 | 1.4179e-07 | -1.1829e-10 | -4.053e-07 | -4.2653e-07 | 8.0671e-11 | 2.667e-07 | 2.8785e-07 | -92.5317 | -92.5317 | -92.5317 | 0 | 0 | 0 | 0.0006341 | 1.8188 | 1.8193 | 0.00063414 | 1.8188 | 1.8193 | 132.3745 | -150.0196 | 149.994 | 132.3758 | -150.0196 | 149.994
Line7_8_9 | 0 | 0 | 0 | 0 | 0 | 0 | 0 | 0 | 0 | 0 | 0 | 0 | -3.9561e-11 | 8.6108e-08 | -7.3931e-08 | -1.647e-12 | -6.0663e-09 | -6.0694e-09 | -3.9434e-11 | -1.351e-07 | -1.4218e-07 | 1.8036e-12 | -3.5032e-09 | 3.5014e-09 | 0 | 0 | 0 | 0 | 0 | 0 | 0.00063414 | 1.8188 | 1.8193 | 0.00063415 | 1.8188 | 1.8193 | 132.3758 | -150.0196 | 149.994 | 132.3761 | -150.0196 | 149.994
Line8_8_10 | 0 | 0 | 0 | 0 | 0 | 0 | 0 | 0 | 0 | 0 | 0 | 0 | -3.9561e-11 | 8.6108e-08 | -7.3931e-08 | -1.647e-12 | -6.0663e-09 | -6.0694e-09 | -3.9434e-11 | -1.351e-07 | -1.4218e-07 | 1.8036e-12 | -3.5032e-09 | 3.5014e-09 | 0 | 0 | 0 | 0 | 0 | 0 | 0.00063414 | 1.8188 | 1.8193 | 0.00063415 | 1.8188 | 1.8193 | 132.3758 | -150.0196 | 149.994 | 132.3761 | -150.0196 | 149.994
Line9_3_11 | 2.6699e-06 | 2.6699e-06 | 2.6699e-06 | 2.2893e-06 | 2.2893e-06 | 2.2893e-06 | 6.1659e-07 | 6.1659e-07 | 6.1659e-07 | 5.2869e-07 | 5.2869e-07 | 5.2869e-07 | -2.7689e-10 | 6.0276e-07 | -5.1752e-07 | 2.3571e-10 | -5.2272e-07 | 4.3752e-07 | -2.7595e-10 | -9.457e-07 | -9.9523e-07 | 2.3839e-10 | 8.0709e-07 | 8.5656e-07 | -92.5317 | -92.5317 | -92.5317 | 87.0513 | 87.0513 | 87.0513 | 0.00063399 | 1.8188 | 1.8193 | 0.0006341 | 1.8188 | 1.8193 | 132.3714 | -150.0195 | 149.994 | 132.3748 | -150.0196 | 149.994

## LG_max_fault_10
name | pf_ikss_a_from_ka | pf_ikss_b_from_ka | pf_ikss_c_from_ka | pf_ikss_a_to_ka | pf_ikss_b_to_ka | pf_ikss_c_to_ka | pf_skss_a_from_mw | pf_skss_b_from_mw | pf_skss_c_from_mw | pf_skss_a_to_mw | pf_skss_b_to_mw | pf_skss_c_to_mw | pf_p_a_from_mw | pf_p_b_from_mw | pf_p_c_from_mw | pf_p_a_to_mw | pf_p_b_to_mw | pf_p_c_to_mw | pf_q_a_from_mvar | pf_q_b_from_mvar | pf_q_c_from_mvar | pf_q_a_to_mvar | pf_q_b_to_mvar | pf_q_c_to_mvar | pf_ikss_a_from_degree | pf_ikss_b_from_degree | pf_ikss_c_from_degree | pf_ikss_a_to_degree | pf_ikss_b_to_degree | pf_ikss_c_to_degree | pf_vm_a_from_pu | pf_vm_b_from_pu | pf_vm_c_from_pu | pf_vm_a_to_pu | pf_vm_b_to_pu | pf_vm_c_to_pu | pf_va_a_from_degree | pf_va_b_from_degree | pf_va_c_from_degree | pf_va_a_to_degree | pf_va_b_to_degree | pf_va_c_to_degree
Line0_1_2 | 2.3975e-06 | 2.3975e-06 | 2.3975e-06 | 1.9987e-06 | 1.9987e-06 | 1.9987e-06 | 5.5368e-07 | 5.5368e-07 | 5.5368e-07 | 4.6159e-07 | 4.6159e-07 | 4.6159e-07 | -2.6043e-10 | 5.6703e-07 | -4.8684e-07 | 2.1524e-10 | -4.7918e-07 | 3.9904e-07 | -2.5952e-10 | -8.8964e-07 | -9.3623e-07 | 2.1829e-10 | 7.3752e-07 | 7.8404e-07 | -92.5317 | -92.5317 | -92.5317 | 86.968 | 86.968 | 86.968 | 0.00066404 | 1.9054 | 1.9059 | 0.00066414 | 1.9054 | 1.9059 | 132.3673 | -150.0195 | 149.994 | 132.3702 | -150.0195 | 149.994
Line10_11_12 | 2.3975e-06 | 2.3975e-06 | 2.3975e-06 | 1.9987e-06 | 1.9987e-06 | 1.9987e-06 | 5.5368e-07 | 5.5368e-07 | 5.5368e-07 | 4.6159e-07 | 4.6159e-07 | 4.6159e-07 | -2.605e-10 | 5.6703e-07 | -4.8684e-07 | 2.153e-10 | -4.7918e-07 | 3.9904e-07 | -2.5965e-10 | -8.8964e-07 | -9.3623e-07 | 2.184e-10 | 7.3752e-07 | 7.8404e-07 | -92.5317 | -92.5317 | -92.5317 | 86.968 | 86.968 | 86.968 | 0.0006643 | 1.9054 | 1.9059 | 0.0006644 | 1.9054 | 1.9059 | 132.3747 | -150.0196 | 149.994 | 132.3775 | -150.0196 | 149.994
Line11_12_13 | 1.9979e-06 | 1.9979e-06 | 1.9979e-06 | 1.5992e-06 | 1.5992e-06 | 1.5992e-06 | 4.614e-07 | 4.614e-07 | 4.614e-07 | 3.6932e-07 | 3.6932e-07 | 3.6932e-07 | -2.1711e-10 | 4.7252e-07 | -4.057e-07 | 1.7189e-10 | -3.8467e-07 | 3.179e-07 | -2.1642e-10 | -7.4136e-07 | -7.8019e-07 | 1.7514e-10 | 5.8925e-07 | 6.28e-07 | -92.5317 | -92.5317 | -92.5317 | 86.8429 | 86.8429 | 86.8429 | 0.0006644 | 1.9054 | 1.9059 | 0.00066448 | 1.9054 | 1.9059 | 132.3775 | -150.0196 | 149.994 | 132.3799 | -150.0196 | 149.994
Line12_13_15 | 1.1987e-06 | 1.1987e-06 | 1.1987e-06 | 0 | 0 | 0 | 2.7684e-07 | 2.7684e-07 | 2.7684e-07 | 0 | 0 | 0 | -1.3028e-10 | 2.8351e-07 | -2.4342e-07 | 8.5046e-11 | -1.9567e-07 | 1.5562e-07 | -1.2987e-10 | -4.4482e-07 | -4.6812e-07 | 8.857e-11 | 2.927e-07 | 3.1592e-07 | -92.5317 | -92.5317 | -92.5317 | 0 | 0 | 0 | 0.00066448 | 1.9054 | 1.9059 | 0.00066453 | 1.9054 | 1.9059 | 132.3799 | -150.0196 | 149.994 | 132.3812 | -150.0196 | 149.994
Line13_13_14 | 0 | 0 | 0 | 0 | 0 | 0 | 0 | 0 | 0 | 0 | 0 | 0 | -4.3425e-11 | 9.4504e-08 | -8.114e-08 | -1.8081e-12 | -6.6578e-09 | -6.6613e-09 | -4.3291e-11 | -1.4827e-07 | -1.5604e-07 | 1.9798e-12 | -3.8448e-09 | 3.8428e-09 | 0 | 0 | 0 | 0 | 0 | 0 | 0.00066448 | 1.9054 | 1.9059 | 0.00066449 | 1.9054 | 1.9059 | 132.3799 | -150.0196 | 149.994 | 132.3801 | -150.0196 | 149.994
Line14_15_16 | 0 | 0 | 0 | 0 | 0 | 0 | 0 | 0 | 0 | 0 | 0 | 0 | -8.6854e-11 | 1.8901e-07 | -1.6228e-07 | 4.162e-11 | -1.0116e-07 | 7.4479e-08 | -8.659e-11 | -2.9655e-07 | -3.1208e-07 | 4.5278e-11 | 1.4443e-07 | 1.5988e-07 | 0 | 0 | 0 | 0 | 0 | 0 | 0.00066453 | 1.9054 | 1.9059 | 0.00066455 | 1.9054 | 1.9059 | 132.3812 | -150.0196 | 149.994 | 132.3819 | -150.0196 | 149.994
Line15_16_17 | 0 | 0 | 0 | 0 | 0 | 0 | 0 | 0 | 0 | 0 | 0 | 0 | -4.3428e-11 | 9.4504e-08 | -8.114e-08 | -1.8084e-12 | -6.6578e-09 | -6.6613e-09 | -4.3298e-11 | -1.4827e-07 | -1.5604e-07 | 1.9799e-12 | -3.8448e-09 | 3.8429e-09 | 0 | 0 | 0 | 0 | 0 | 0 | 0.00066455 | 1.9054 | 1.9059 | 0.00066456 | 1.9054 | 1.9059 | 132.3819 | -150.0196 | 149.994 | 132.3822 | -150.0196 | 149.994
Line16_4_18 | 2.1181e-05 | 0 | 0 | 2.158e-05 | 0 | 0 | 4.8916e-06 | 0 | 0 | 4.9837e-06 | 0 | 0 | 2.2892e-09 | 9.4504e-08 | -8.114e-08 | -2.3304e-09 | -6.6578e-09 | -6.6613e-09 | 2.2932e-09 | -1.4827e-07 | -1.5604e-07 | -2.3266e-09 | -3.8448e-09 | 3.8428e-09 | 87.27 | 0 | 0 | -92.68 | 0 | 0 | 0.00066241 | 1.9054 | 1.9059 | 0.00066077 | 1.9054 | 1.9059 | 132.3207 | -150.0196 | 149.994 | 132.2733 | -150.0196 | 149.994
Line17_5_19 | 0 | 0 | 0 | 0 | 0 | 0 | 0 | 0 | 0 | 0 | 0 | 0 | -4.3407e-11 | 9.4504e-08 | -8.114e-08 | -1.8066e-12 | -6.6578e-09 | -6.6613e-09 | -4.3255e-11 | -1.4827e-07 | -1.5604e-07 | 1.9789e-12 | -3.8448e-09 | 3.8428e-09 | 0 | 0 | 0 | 0 | 0 | 0 | 0.00066407 | 1.9054 | 1.9059 | 0.00066408 | 1.9054 | 1.9059 | 132.3681 | -150.0195 | 149.994 | 132.3683 | -150.0195 | 149.994
Line1_1_3 | 3.1966e-06 | 3.1966e-06 | 3.1966e-06 | 2.7979e-06 | 2.7979e-06 | 2.7979e-06 | 7.3823e-07 | 7.3823e-07 | 7.3823e-07 | 6.4614e-07 | 6.4614e-07 | 6.4614e-07 | -3.4725e-10 | 7.5603e-07 | -6.4912e-07 | 3.0208e-10 | -6.6819e-07 | 5.6132e-07 | -3.4602e-10 | -1.1862e-06 | -1.2483e-06 | 3.0483e-10 | 1.0341e-06 | 1.0961e-06 | -92.5317 | -92.5317 | -92.5317 | 87.1109 | 87.1109 | 87.1109 | 0.00066404 | 1.9054 | 1.9059 | 0.00066418 | 1.9054 | 1.9059 | 132.3673 | -150.0195 | 149.994 | 132.3712 | -150.0195 | 149.994
Line2_1_4 | 2.0782e-05 | 0 | 0 | 2.118e-05 | 0 | 0 | 4.7993e-06 | 0 | 0 | 4.8914e-06 | 0 | 0 | 2.2495e-09 | 1.8901e-07 | -1.6228e-07 | -2.291e-09 | -1.0116e-07 | 7.4479e-08 | 2.2575e-09 | -2.9655e-07 | -3.1208e-07 | -2.2913e-09 | 1.4443e-07 | 1.5988e-07 | 87.2662 | 0 | 0 | -92.6828 | 0 | 0 | 0.00066404 | 1.9054 | 1.9059 | 0.00066241 | 1.9054 | 1.9059 | 132.3673 | -150.0195 | 149.994 | 132.3207 | -150.0196 | 149.994
Line3_1_5 | 0 | 0 | 0 | 0 | 0 | 0 | 0 | 0 | 0 | 0 | 0 | 0 | -8.6812e-11 | 1.8901e-07 | -1.6228e-07 | 4.16e-11 | -1.0116e-07 | 7.4479e-08 | -8.6506e-11 | -2.9655e-07 | -3.1208e-07 | 4.5234e-11 | 1.4443e-07 | 1.5988e-07 | 0 | 0 | 0 | 0 | 0 | 0 | 0.00066404 | 1.9054 | 1.9059 | 0.00066407 | 1.9054 | 1.9059 | 132.3673 | -150.0195 | 149.994 | 132.3681 | -150.0195 | 149.994
Line4_2_6 | 1.9979e-06 | 1.9979e-06 | 1.9979e-06 | 1.5992e-06 | 1.5992e-06 | 1.5992e-06 | 4.614e-07 | 4.614e-07 | 4.614e-07 | 3.6932e-07 | 3.6932e-07 | 3.6932e-07 | -2.1705e-10 | 4.7252e-07 | -4.057e-07 | 1.7185e-10 | -3.8467e-07 | 3.179e-07 | -2.1631e-10 | -7.4136e-07 | -7.8019e-07 | 1.7505e-10 | 5.8925e-07 | 6.28e-07 | -92.5317 | -92.5317 | -92.5317 | 86.8429 | 86.8429 | 86.8429 | 0.00066414 | 1.9054 | 1.9059 | 0.00066422 | 1.9054 | 1.9059 | 132.3702 | -150.0195 | 149.994 | 132.3725 | -150.0196 | 149.994
Line5_6_7 | 1.5983e-06 | 1.5983e-06 | 1.5983e-06 | 1.1996e-06 | 1.1996e-06 | 1.1996e-06 | 3.6912e-07 | 3.6912e-07 | 3.6912e-07 | 2.7704e-07 | 2.7704e-07 | 2.7704e-07 | -1.7366e-10 | 3.7802e-07 | -3.2456e-07 | 1.2844e-10 | -2.9017e-07 | 2.3676e-07 | -1.7308e-10 | -5.9309e-07 | -6.2415e-07 | 1.318e-10 | 4.4097e-07 | 4.7196e-07 | -92.5317 | -92.5317 | -92.5317 | 86.6346 | 86.6346 | 86.6346 | 0.00066422 | 1.9054 | 1.9059 | 0.00066429 | 1.9054 | 1.9059 | 132.3725 | -150.0196 | 149.994 | 132.3744 | -150.0196 | 149.994
Line6_7_8 | 1.1987e-06 | 1.1987e-06 | 1.1987e-06 | 0 | 0 | 0 | 2.7684e-07 | 2.7684e-07 | 2.7684e-07 | 0 | 0 | 0 | -1.3025e-10 | 2.8351e-07 | -2.4342e-07 | 8.503e-11 | -1.9567e-07 | 1.5562e-07 | -1.2982e-10 | -4.4482e-07 | -4.6812e-07 | 8.8536e-11 | 2.927e-07 | 3.1592e-07 | -92.5317 | -92.5317 | -92.5317 | 0 | 0 | 0 | 0.00066429 | 1.9054 | 1.9059 | 0.00066433 | 1.9054 | 1.9059 | 132.3744 | -150.0196 | 149.994 | 132.3756 | -150.0196 | 149.994
Line7_8_9 | 0 | 0 | 0 | 0 | 0 | 0 | 0 | 0 | 0 | 0 | 0 | 0 | -4.3419e-11 | 9.4504e-08 | -8.114e-08 | -1.8076e-12 | -6.6578e-09 | -6.6613e-09 | -4.3278e-11 | -1.4827e-07 | -1.5604e-07 | 1.9795e-12 | -3.8448e-09 | 3.8428e-09 | 0 | 0 | 0 | 0 | 0 | 0 | 0.00066433 | 1.9054 | 1.9059 | 0.00066434 | 1.9054 | 1.9059 | 132.3756 | -150.0196 | 149.994 | 132.3759 | -150.0196 | 149.994
Line8_8_10 | 0 | 0 | 0 | 0 | 0 | 0 | 0 | 0 | 0 | 0 | 0 | 0 | -4.3419e-11 | 9.4504e-08 | -8.114e-08 | -1.8076e-12 | -6.6578e-09 | -6.6613e-09 | -4.3278e-11 | -1.4827e-07 | -1.5604e-07 | 1.9795e-12 | -3.8448e-09 | 3.8428e-09 | 0 | 0 | 0 | 0 | 0 | 0 | 0.00066433 | 1.9054 | 1.9059 | 0.00066434 | 1.9054 | 1.9059 | 132.3756 | -150.0196 | 149.994 | 132.3759 | -150.0196 | 149.994
Line9_3_11 | 2.7971e-06 | 2.7971e-06 | 2.7971e-06 | 2.3983e-06 | 2.3983e-06 | 2.3983e-06 | 6.4596e-07 | 6.4596e-07 | 6.4596e-07 | 5.5387e-07 | 5.5387e-07 | 5.5387e-07 | -3.0388e-10 | 6.6153e-07 | -5.6798e-07 | 2.5869e-10 | -5.7368e-07 | 4.8018e-07 | -3.0285e-10 | -1.0379e-06 | -1.0923e-06 | 2.6163e-10 | 8.8579e-07 | 9.4008e-07 | -92.5317 | -92.5317 | -92.5317 | 87.0513 | 87.0513 | 87.0513 | 0.00066418 | 1.9054 | 1.9059 | 0.0006643 | 1.9054 | 1.9059 | 132.3712 | -150.0195 | 149.994 | 132.3747 | -150.0196 | 149.994

## LG_min_6
name | pf_ikss_a_from_ka | pf_ikss_b_from_ka | pf_ikss_c_from_ka | pf_ikss_a_to_ka | pf_ikss_b_to_ka | pf_ikss_c_to_ka | pf_skss_a_from_mw | pf_skss_b_from_mw | pf_skss_c_from_mw | pf_skss_a_to_mw | pf_skss_b_to_mw | pf_skss_c_to_mw | pf_p_a_from_mw | pf_p_b_from_mw | pf_p_c_from_mw | pf_p_a_to_mw | pf_p_b_to_mw | pf_p_c_to_mw | pf_q_a_from_mvar | pf_q_b_from_mvar | pf_q_c_from_mvar | pf_q_a_to_mvar | pf_q_b_to_mvar | pf_q_c_to_mvar | pf_ikss_a_from_degree | pf_ikss_b_from_degree | pf_ikss_c_from_degree | pf_ikss_a_to_degree | pf_ikss_b_to_degree | pf_ikss_c_to_degree | pf_vm_a_from_pu | pf_vm_b_from_pu | pf_vm_c_from_pu | pf_vm_a_to_pu | pf_vm_b_to_pu | pf_vm_c_to_pu | pf_va_a_from_degree | pf_va_b_from_degree | pf_va_c_from_degree | pf_va_a_to_degree | pf_va_b_to_degree | pf_va_c_to_degree
Line0_1_2 | 2.0697e-06 | 2.0697e-06 | 2.0697e-06 | 1.7255e-06 | 1.7255e-06 | 1.7255e-06 | 4.7798e-07 | 4.7798e-07 | 4.7798e-07 | 3.9849e-07 | 3.9849e-07 | 3.9849e-07 | -1.2234e-12 | 4.2265e-07 | -3.6309e-07 | 1.0419e-12 | -3.5718e-07 | 2.9761e-07 | -1.2675e-12 | -6.6328e-07 | -6.9767e-07 | 1.0985e-12 | 5.4987e-07 | 5.8426e-07 | -92.5063 | -92.5063 | -92.5063 | 86.9933 | 86.9933 | 86.9933 | 3.6856e-06 | 1.6455 | 1.6455 | 3.7995e-06 | 1.6455 | 1.6455 | 133.5083 | -150.0002 | 150 | 133.5061 | -150.0002 | 150
Line10_11_12 | 2.0697e-06 | 2.0697e-06 | 2.0697e-06 | 1.7255e-06 | 1.7255e-06 | 1.7255e-06 | 4.7798e-07 | 4.7798e-07 | 4.7798e-07 | 3.9849e-07 | 3.9849e-07 | 3.9849e-07 | -1.3197e-12 | 4.2265e-07 | -3.6309e-07 | 1.1215e-12 | -3.5718e-07 | 2.9761e-07 | -1.3672e-12 | -6.6328e-07 | -6.9767e-07 | 1.1823e-12 | 5.4987e-07 | 5.8426e-07 | -92.5063 | -92.5063 | -92.5063 | 86.9933 | 86.9933 | 86.9933 | 3.9755e-06 | 1.6455 | 1.6455 | 4.0894e-06 | 1.6455 | 1.6455 | 133.5066 | -150.0002 | 150 | 133.5046 | -150.0002 | 150
Line11_12_13 | 1.7248e-06 | 1.7248e-06 | 1.7248e-06 | 1.3806e-06 | 1.3806e-06 | 1.3806e-06 | 3.9832e-07 | 3.9832e-07 | 3.9832e-07 | 3.1883e-07 | 3.1883e-07 | 3.1883e-07 | -1.1313e-12 | 3.5221e-07 | -3.0257e-07 | 9.1568e-13 | -2.8673e-07 | 2.3709e-07 | -1.1719e-12 | -5.5273e-07 | -5.8139e-07 | 9.6944e-13 | 4.3932e-07 | 4.6798e-07 | -92.5063 | -92.5063 | -92.5063 | 86.8683 | 86.8683 | 86.8683 | 4.0894e-06 | 1.6455 | 1.6455 | 4.1826e-06 | 1.6455 | 1.6455 | 133.5046 | -150.0002 | 150 | 133.5019 | -150.0002 | 150
Line12_13_15 | 1.0349e-06 | 1.0349e-06 | 1.0349e-06 | 0 | 0 | 0 | 2.3899e-07 | 2.3899e-07 | 2.3899e-07 | 0 | 0 | 0 | -6.9428e-13 | 2.1133e-07 | -1.8154e-07 | 4.5847e-13 | -1.4585e-07 | 1.1607e-07 | -7.1915e-13 | -3.3164e-07 | -3.4884e-07 | 4.9604e-13 | 2.1823e-07 | 2.3542e-07 | -92.5063 | -92.5063 | -92.5063 | 0 | 0 | 0 | 4.1826e-06 | 1.6455 | 1.6455 | 4.2344e-06 | 1.6455 | 1.6455 | 133.5019 | -150.0002 | 150 | 133.4978 | -150.0002 | 150
Line13_13_14 | 0 | 0 | 0 | 0 | 0 | 0 | 0 | 0 | 0 | 0 | 0 | 0 | -2.3143e-13 | 7.0442e-08 | -6.0515e-08 | -1.0053e-14 | -4.9638e-09 | -4.9638e-09 | -2.3972e-13 | -1.1055e-07 | -1.1628e-07 | 1.0595e-14 | -2.8658e-09 | 2.8658e-09 | 0 | 0 | 0 | 0 | 0 | 0 | 4.1826e-06 | 1.6455 | 1.6455 | 4.193e-06 | 1.6455 | 1.6455 | 133.5019 | -150.0002 | 150 | 133.4961 | -150.0002 | 150
Line14_15_16 | 0 | 0 | 0 | 0 | 0 | 0 | 0 | 0 | 0 | 0 | 0 | 0 | -4.6862e-13 | 1.4088e-07 | -1.2103e-07 | 2.2582e-13 | -7.5406e-08 | 5.5551e-08 | -4.8534e-13 | -2.2109e-07 | -2.3256e-07 | 2.5521e-13 | 1.0768e-07 | 1.1914e-07 | 0 | 0 | 0 | 0 | 0 | 0 | 4.2344e-06 | 1.6455 | 1.6455 | 4.2655e-06 | 1.6455 | 1.6455 | 133.4978 | -150.0002 | 150 | 133.4929 | -150.0002 | 150
Line15_16_17 | 0 | 0 | 0 | 0 | 0 | 0 | 0 | 0 | 0 | 0 | 0 | 0 | -2.3605e-13 | 7.0442e-08 | -6.0515e-08 | -1.025e-14 | -4.9638e-09 | -4.9638e-09 | -2.4443e-13 | -1.1055e-07 | -1.1628e-07 | 1.0806e-14 | -2.8658e-09 | 2.8658e-09 | 0 | 0 | 0 | 0 | 0 | 0 | 4.2655e-06 | 1.6455 | 1.6455 | 4.2758e-06 | 1.6455 | 1.6455 | 133.4929 | -150.0002 | 150 | 133.4872 | -150.0002 | 150
Line16_4_18 | 1.8285e-05 | 0 | 0 | 1.863e-05 | 0 | 0 | 4.2228e-06 | 0 | 0 | 4.3023e-06 | 0 | 0 | 5.4114e-12 | 7.0442e-08 | -6.0515e-08 | 7.4071e-15 | -4.9638e-09 | -4.9638e-09 | 5.6512e-12 | -1.1055e-07 | -1.1628e-07 | -3.573e-15 | -2.8658e-09 | 2.8658e-09 | 87.2954 | 0 | 0 | -92.6546 | 0 | 0 | 1.8528e-06 | 1.6455 | 1.6455 | 0 | 1.6455 | 1.6455 | 133.5373 | -150.0002 | 150 | 0 | -150.0002 | 150
Line17_5_19 | 0 | 0 | 0 | 0 | 0 | 0 | 0 | 0 | 0 | 0 | 0 | 0 | -2.0564e-13 | 7.0442e-08 | -6.0515e-08 | -8.936e-15 | -4.9638e-09 | -4.9638e-09 | -2.1302e-13 | -1.1055e-07 | -1.1628e-07 | 9.4178e-15 | -2.8658e-09 | 2.8658e-09 | 0 | 0 | 0 | 0 | 0 | 0 | 3.7167e-06 | 1.6455 | 1.6455 | 3.727e-06 | 1.6455 | 1.6455 | 133.5027 | -150.0002 | 150 | 133.4961 | -150.0002 | 150
Line1_1_3 | 2.7596e-06 | 2.7596e-06 | 2.7596e-06 | 2.4154e-06 | 2.4154e-06 | 2.4154e-06 | 6.3731e-07 | 6.3731e-07 | 6.3731e-07 | 5.5781e-07 | 5.5781e-07 | 5.5781e-07 | -1.6312e-12 | 5.6354e-07 | -4.8412e-07 | 1.4783e-12 | -4.9806e-07 | 4.1864e-07 | -1.69e-12 | -8.8437e-07 | -9.3023e-07 | 1.5508e-12 | 7.7096e-07 | 8.1681e-07 | -92.5063 | -92.5063 | -92.5063 | 87.1363 | 87.1363 | 87.1363 | 3.6856e-06 | 1.6455 | 1.6455 | 3.8409e-06 | 1.6455 | 1.6455 | 133.5083 | -150.0002 | 150 | 133.5078 | -150.0002 | 150
Line2_1_4 | 1.794e-05 | 0 | 0 | 1.8285e-05 | 0 | 0 | 4.1432e-06 | 0 | 0 | 4.2227e-06 | 0 | 0 | 1.0566e-11 | 1.4088e-07 | -1.2103e-07 | -5.4158e-12 | -7.5406e-08 | 5.5551e-08 | 1.1024e-11 | -2.2109e-07 | -2.3256e-07 | -5.6465e-12 | 1.0768e-07 | 1.1914e-07 | 87.2916 | 0 | 0 | -92.6574 | 0 | 0 | 3.6856e-06 | 1.6455 | 1.6455 | 1.8528e-06 | 1.6455 | 1.6455 | 133.5083 | -150.0002 | 150 | 133.5373 | -150.0002 | 150
Line3_1_5 | 0 | 0 | 0 | 0 | 0 | 0 | 0 | 0 | 0 | 0 | 0 | 0 | -4.078e-13 | 1.4088e-07 | -1.2103e-07 | 1.9673e-13 | -7.5406e-08 | 5.5551e-08 | -4.2251e-13 | -2.2109e-07 | -2.3256e-07 | 2.2241e-13 | 1.0768e-07 | 1.1914e-07 | 0 | 0 | 0 | 0 | 0 | 0 | 3.6856e-06 | 1.6455 | 1.6455 | 3.7167e-06 | 1.6455 | 1.6455 | 133.5083 | -150.0002 | 150 | 133.5027 | -150.0002 | 150
Line4_2_6 | 1.7248e-06 | 1.7248e-06 | 1.7248e-06 | 1.3806e-06 | 1.3806e-06 | 1.3806e-06 | 3.9832e-07 | 3.9832e-07 | 3.9832e-07 | 3.1883e-07 | 3.1883e-07 | 3.1883e-07 | -1.0511e-12 | 3.5221e-07 | -3.0257e-07 | 8.5218e-13 | -2.8673e-07 | 2.3709e-07 | -1.0889e-12 | -5.5273e-07 | -5.8139e-07 | 9.0226e-13 | 4.3932e-07 | 4.6798e-07 | -92.5063 | -92.5063 | -92.5063 | 86.8683 | 86.8683 | 86.8683 | 3.7995e-06 | 1.6455 | 1.6455 | 3.8927e-06 | 1.6455 | 1.6455 | 133.5061 | -150.0002 | 150 | 133.5032 | -150.0002 | 150
Line5_6_7 | 1.3798e-06 | 1.3798e-06 | 1.3798e-06 | 1.0356e-06 | 1.0356e-06 | 1.0356e-06 | 3.1865e-07 | 3.1865e-07 | 3.1865e-07 | 2.3917e-07 | 2.3917e-07 | 2.3917e-07 | -8.6152e-13 | 2.8177e-07 | -2.4206e-07 | 6.4871e-13 | -2.1629e-07 | 1.7658e-07 | -8.9242e-13 | -4.4219e-07 | -4.6511e-07 | 6.9176e-13 | 3.2877e-07 | 3.517e-07 | -92.5063 | -92.5063 | -92.5063 | 86.66 | 86.66 | 86.66 | 3.8927e-06 | 1.6455 | 1.6455 | 3.9652e-06 | 1.6455 | 1.6455 | 133.5032 | -150.0002 | 150 | 133.4996 | -150.0002 | 150
Line6_7_8 | 1.0349e-06 | 1.0349e-06 | 1.0349e-06 | 0 | 0 | 0 | 2.3899e-07 | 2.3899e-07 | 2.3899e-07 | 0 | 0 | 0 | -6.5821e-13 | 2.1133e-07 | -1.8154e-07 | 4.3494e-13 | -1.4585e-07 | 1.1607e-07 | -6.8174e-13 | -3.3164e-07 | -3.4884e-07 | 4.7055e-13 | 2.1823e-07 | 2.3542e-07 | -92.5063 | -92.5063 | -92.5063 | 0 | 0 | 0 | 3.9652e-06 | 1.6455 | 1.6455 | 4.017e-06 | 1.6455 | 1.6455 | 133.4996 | -150.0002 | 150 | 133.4953 | -150.0002 | 150
Line7_8_9 | 0 | 0 | 0 | 0 | 0 | 0 | 0 | 0 | 0 | 0 | 0 | 0 | -2.2229e-13 | 7.0442e-08 | -6.0515e-08 | -9.6547e-15 | -4.9638e-09 | -4.9638e-09 | -2.302e-13 | -1.1055e-07 | -1.1628e-07 | 1.0178e-14 | -2.8658e-09 | 2.8658e-09 | 0 | 0 | 0 | 0 | 0 | 0 | 4.017e-06 | 1.6455 | 1.6455 | 4.0273e-06 | 1.6455 | 1.6455 | 133.4953 | -150.0002 | 150 | 133.4893 | -150.0002 | 150
Line8_8_10 | 0 | 0 | 0 | 0 | 0 | 0 | 0 | 0 | 0 | 0 | 0 | 0 | -2.2229e-13 | 7.0442e-08 | -6.0515e-08 | -9.6547e-15 | -4.9638e-09 | -4.9638e-09 | -2.302e-13 | -1.1055e-07 | -1.1628e-07 | 1.0178e-14 | -2.8658e-09 | 2.8658e-09 | 0 | 0 | 0 | 0 | 0 | 0 | 4.017e-06 | 1.6455 | 1.6455 | 4.0273e-06 | 1.6455 | 1.6455 | 133.4953 | -150.0002 | 150 | 133.4893 | -150.0002 | 150
Line9_3_11 | 2.4147e-06 | 2.4147e-06 | 2.4147e-06 | 2.0704e-06 | 2.0704e-06 | 2.0704e-06 | 5.5764e-07 | 5.5764e-07 | 5.5764e-07 | 4.7815e-07 | 4.7815e-07 | 4.7815e-07 | -1.4875e-12 | 4.931e-07 | -4.236e-07 | 1.3102e-12 | -4.2762e-07 | 3.5812e-07 | -1.5411e-12 | -7.7382e-07 | -8.1395e-07 | 1.3772e-12 | 6.6041e-07 | 7.0054e-07 | -92.5063 | -92.5063 | -92.5063 | 87.0767 | 87.0767 | 87.0767 | 3.8409e-06 | 1.6455 | 1.6455 | 3.9755e-06 | 1.6455 | 1.6455 | 133.5078 | -150.0002 | 150 | 133.5066 | -150.0002 | 150

## LG_min_10
name | pf_ikss_a_from_ka | pf_ikss_b_from_ka | pf_ikss_c_from_ka | pf_ikss_a_to_ka | pf_ikss_b_to_ka | pf_ikss_c_to_ka | pf_skss_a_from_mw | pf_skss_b_from_mw | pf_skss_c_from_mw | pf_skss_a_to_mw | pf_skss_b_to_mw | pf_skss_c_to_mw | pf_p_a_from_mw | pf_p_b_from_mw | pf_p_c_from_mw | pf_p_a_to_mw | pf_p_b_to_mw | pf_p_c_to_mw | pf_q_a_from_mvar | pf_q_b_from_mvar | pf_q_c_from_mvar | pf_q_a_to_mvar | pf_q_b_to_mvar | pf_q_c_to_mvar | pf_ikss_a_from_degree | pf_ikss_b_from_degree | pf_ikss_c_from_degree | pf_ikss_a_to_degree | pf_ikss_b_to_degree | pf_ikss_c_to_degree | pf_vm_a_from_pu | pf_vm_b_from_pu | pf_vm_c_from_pu | pf_vm_a_to_pu | pf_vm_b_to_pu | pf_vm_c_to_pu | pf_va_a_from_degree | pf_va_b_from_degree | pf_va_c_from_degree | pf_va_a_to_degree | pf_va_b_to_degree | pf_va_c_to_degree
Line0_1_2 | 1.9608e-06 | 1.9608e-06 | 1.9608e-06 | 1.6347e-06 | 1.6347e-06 | 1.6347e-06 | 4.5282e-07 | 4.5282e-07 | 4.5282e-07 | 3.7751e-07 | 3.7751e-07 | 3.7751e-07 | -1.098e-12 | 3.7933e-07 | -3.2587e-07 | 9.3516e-13 | -3.2057e-07 | 2.6711e-07 | -1.1376e-12 | -5.953e-07 | -6.2616e-07 | 9.8589e-13 | 4.9351e-07 | 5.2438e-07 | -92.5063 | -92.5063 | -92.5063 | 86.9933 | 86.9933 | 86.9933 | 3.4916e-06 | 1.5588 | 1.5589 | 3.5995e-06 | 1.5588 | 1.5589 | 133.5083 | -150.0002 | 150 | 133.5061 | -150.0002 | 150
Line10_11_12 | 1.9608e-06 | 1.9608e-06 | 1.9608e-06 | 1.6347e-06 | 1.6347e-06 | 1.6347e-06 | 4.5282e-07 | 4.5282e-07 | 4.5282e-07 | 3.7751e-07 | 3.7751e-07 | 3.7751e-07 | -1.1844e-12 | 3.7934e-07 | -3.2587e-07 | 1.0065e-12 | -3.2057e-07 | 2.6711e-07 | -1.2271e-12 | -5.953e-07 | -6.2616e-07 | 1.0611e-12 | 4.9351e-07 | 5.2438e-07 | -92.5063 | -92.5063 | -92.5063 | 86.9933 | 86.9933 | 86.9933 | 3.7663e-06 | 1.5588 | 1.5589 | 3.8742e-06 | 1.5588 | 1.5589 | 133.5066 | -150.0002 | 150 | 133.5046 | -150.0002 | 150
Line11_12_13 | 1.634e-06 | 1.634e-06 | 1.634e-06 | 1.3079e-06 | 1.3079e-06 | 1.3079e-06 | 3.7735e-07 | 3.7735e-07 | 3.7735e-07 | 3.0205e-07 | 3.0205e-07 | 3.0205e-07 | -1.0153e-12 | 3.1611e-07 | -2.7156e-07 | 8.2183e-13 | -2.5735e-07 | 2.1279e-07 | -1.0518e-12 | -4.9608e-07 | -5.218e-07 | 8.7008e-13 | 3.9429e-07 | 4.2001e-07 | -92.5063 | -92.5063 | -92.5063 | 86.8683 | 86.8683 | 86.8683 | 3.8742e-06 | 1.5588 | 1.5589 | 3.9625e-06 | 1.5588 | 1.5589 | 133.5046 | -150.0002 | 150 | 133.5019 | -150.0002 | 150
Line12_13_15 | 0 | 0 | 0 | 0 | 0 | 0 | 0 | 0 | 0 | 0 | 0 | 0 | -6.2312e-13 | 1.8967e-07 | -1.6294e-07 | 4.1148e-13 | -1.309e-07 | 1.0417e-07 | -6.4544e-13 | -2.9765e-07 | -3.1308e-07 | 4.452e-13 | 1.9586e-07 | 2.1129e-07 | 0 | 0 | 0 | 0 | 0 | 0 | 3.9625e-06 | 1.5588 | 1.5589 | 4.0115e-06 | 1.5588 | 1.5589 | 133.5019 | -150.0002 | 150 | 133.4978 | -150.0002 | 150
Line13_13_14 | 0 | 0 | 0 | 0 | 0 | 0 | 0 | 0 | 0 | 0 | 0 | 0 | -2.0771e-13 | 6.3222e-08 | -5.4312e-08 | -9.0227e-15 | -4.455e-09 | -4.455e-09 | -2.1515e-13 | -9.9216e-08 | -1.0436e-07 | 9.5092e-15 | -2.5721e-09 | 2.5721e-09 | 0 | 0 | 0 | 0 | 0 | 0 | 3.9625e-06 | 1.5588 | 1.5589 | 3.9723e-06 | 1.5588 | 1.5589 | 133.5019 | -150.0002 | 150 | 133.4961 | -150.0002 | 150
Line14_15_16 | 0 | 0 | 0 | 0 | 0 | 0 | 0 | 0 | 0 | 0 | 0 | 0 | -4.2059e-13 | 1.2645e-07 | -1.0862e-07 | 2.0268e-13 | -6.7678e-08 | 4.9857e-08 | -4.3559e-13 | -1.9843e-07 | -2.0872e-07 | 2.2905e-13 | 9.6644e-08 | 1.0693e-07 | 0 | 0 | 0 | 0 | 0 | 0 | 4.0115e-06 | 1.5588 | 1.5589 | 4.041e-06 | 1.5588 | 1.5589 | 133.4978 | -150.0002 | 150 | 133.4929 | -150.0002 | 150
Line15_16_17 | 0 | 0 | 0 | 0 | 0 | 0 | 0 | 0 | 0 | 0 | 0 | 0 | -2.1186e-13 | 6.3223e-08 | -5.4312e-08 | -9.1996e-15 | -4.455e-09 | -4.455e-09 | -2.1938e-13 | -9.9216e-08 | -1.0436e-07 | 9.6986e-15 | -2.5721e-09 | 2.5721e-09 | 0 | 0 | 0 | 0 | 0 | 0 | 4.041e-06 | 1.5588 | 1.5589 | 4.0508e-06 | 1.5588 | 1.5589 | 133.4929 | -150.0002 | 150 | 133.4872 | -150.0002 | 150
Line16_4_18 | 1.7323e-05 | 0 | 0 | 1.7649e-05 | 0 | 0 | 4.0006e-06 | 0 | 0 | 4.0759e-06 | 0 | 0 | 4.8567e-12 | 6.3222e-08 | -5.4312e-08 | 6.6479e-15 | -4.455e-09 | -4.455e-09 | 5.072e-12 | -9.9216e-08 | -1.0436e-07 | -3.2068e-15 | -2.5721e-09 | 2.5721e-09 | 87.2954 | 0 | 0 | -92.6546 | 0 | 0 | 1.7553e-06 | 1.5588 | 1.5589 | 0 | 1.5588 | 1.5589 | 133.5373 | -150.0002 | 150 | 0 | -150.0002 | 150
Line17_5_19 | 0 | 0 | 0 | 0 | 0 | 0 | 0 | 0 | 0 | 0 | 0 | 0 | -1.8457e-13 | 6.3222e-08 | -5.4312e-08 | -8.0201e-15 | -4.455e-09 | -4.455e-09 | -1.9118e-13 | -9.9216e-08 | -1.0436e-07 | 8.4525e-15 | -2.5721e-09 | 2.5721e-09 | 0 | 0 | 0 | 0 | 0 | 0 | 3.521e-06 | 1.5588 | 1.5589 | 3.5309e-06 | 1.5588 | 1.5589 | 133.5027 | -150.0002 | 150 | 133.4961 | -150.0002 | 150
Line1_1_3 | 2.6144e-06 | 2.6144e-06 | 2.6144e-06 | 2.2883e-06 | 2.2883e-06 | 2.2883e-06 | 6.0377e-07 | 6.0377e-07 | 6.0377e-07 | 5.2845e-07 | 5.2845e-07 | 5.2845e-07 | -1.464e-12 | 5.0578e-07 | -4.345e-07 | 1.3268e-12 | -4.4701e-07 | 3.7573e-07 | -1.5168e-12 | -7.9373e-07 | -8.3489e-07 | 1.3918e-12 | 6.9194e-07 | 7.331e-07 | -92.5063 | -92.5063 | -92.5063 | 87.1363 | 87.1363 | 87.1363 | 3.4916e-06 | 1.5588 | 1.5589 | 3.6387e-06 | 1.5588 | 1.5589 | 133.5083 | -150.0002 | 150 | 133.5078 | -150.0002 | 150
Line2_1_4 | 1.6996e-05 | 0 | 0 | 1.7322e-05 | 0 | 0 | 3.9251e-06 | 0 | 0 | 4.0004e-06 | 0 | 0 | 9.4829e-12 | 1.2644e-07 | -1.0862e-07 | -4.8607e-12 | -6.7677e-08 | 4.9857e-08 | 9.8944e-12 | -1.9843e-07 | -2.0872e-07 | -5.0678e-12 | 9.6644e-08 | 1.0693e-07 | 87.2916 | 0 | 0 | -92.6574 | 0 | 0 | 3.4916e-06 | 1.5588 | 1.5589 | 1.7553e-06 | 1.5588 | 1.5589 | 133.5083 | -150.0002 | 150 | 133.5373 | -150.0002 | 150
Line3_1_5 | 0 | 0 | 0 | 0 | 0 | 0 | 0 | 0 | 0 | 0 | 0 | 0 | -3.6601e-13 | 1.2644e-07 | -1.0862e-07 | 1.7657e-13 | -6.7677e-08 | 4.9857e-08 | -3.792e-13 | -1.9843e-07 | -2.0872e-07 | 1.9961e-13 | 9.6644e-08 | 1.0693e-07 | 0 | 0 | 0 | 0 | 0 | 0 | 3.4916e-06 | 1.5588 | 1.5589 | 3.521e-06 | 1.5588 | 1.5589 | 133.5083 | -150.0002 | 150 | 133.5027 | -150.0002 | 150
Line4_2_6 | 1.634e-06 | 1.634e-06 | 1.634e-06 | 1.3079e-06 | 1.3079e-06 | 1.3079e-06 | 3.7735e-07 | 3.7735e-07 | 3.7735e-07 | 3.0205e-07 | 3.0205e-07 | 3.0205e-07 | -9.4333e-13 | 3.1611e-07 | -2.7156e-07 | 7.6484e-13 | -2.5734e-07 | 2.1279e-07 | -9.7727e-13 | -4.9608e-07 | -5.218e-07 | 8.0978e-13 | 3.9429e-07 | 4.2001e-07 | -92.5063 | -92.5063 | -92.5063 | 86.8683 | 86.8683 | 86.8683 | 3.5995e-06 | 1.5588 | 1.5589 | 3.6878e-06 | 1.5588 | 1.5589 | 133.5061 | -150.0002 | 150 | 133.5032 | -150.0002 | 150
Line5_6_7 | 1.3072e-06 | 1.3072e-06 | 1.3072e-06 | 0 | 0 | 0 | 3.0188e-07 | 3.0188e-07 | 3.0188e-07 | 0 | 0 | 0 | -7.7322e-13 | 2.5289e-07 | -2.1725e-07 | 5.8222e-13 | -1.9412e-07 | 1.5848e-07 | -8.0096e-13 | -3.9686e-07 | -4.1744e-07 | 6.2086e-13 | 2.9508e-07 | 3.1565e-07 | -92.5063 | -92.5063 | -92.5063 | 0 | 0 | 0 | 3.6878e-06 | 1.5588 | 1.5589 | 3.7565e-06 | 1.5588 | 1.5589 | 133.5032 | -150.0002 | 150 | 133.4996 | -150.0002 | 150
Line6_7_8 | 0 | 0 | 0 | 0 | 0 | 0 | 0 | 0 | 0 | 0 | 0 | 0 | -5.9075e-13 | 1.8967e-07 | -1.6294e-07 | 3.9037e-13 | -1.309e-07 | 1.0417e-07 | -6.1187e-13 | -2.9765e-07 | -3.1308e-07 | 4.2232e-13 | 1.9586e-07 | 2.1129e-07 | 0 | 0 | 0 | 0 | 0 | 0 | 3.7565e-06 | 1.5588 | 1.5589 | 3.8055e-06 | 1.5588 | 1.5589 | 133.4996 | -150.0002 | 150 | 133.4953 | -150.0002 | 150
Line7_8_9 | 0 | 0 | 0 | 0 | 0 | 0 | 0 | 0 | 0 | 0 | 0 | 0 | -1.995e-13 | 6.3222e-08 | -5.4312e-08 | -8.6652e-15 | -4.455e-09 | -4.455e-09 | -2.066e-13 | -9.9216e-08 | -1.0436e-07 | 9.1346e-15 | -2.5721e-09 | 2.5721e-09 | 0 | 0 | 0 | 0 | 0 | 0 | 3.8055e-06 | 1.5588 | 1.5589 | 3.8154e-06 | 1.5588 | 1.5589 | 133.4953 | -150.0002 | 150 | 133.4893 | -150.0002 | 150
Line8_8_10 | 0 | 0 | 0 | 0 | 0 | 0 | 0 | 0 | 0 | 0 | 0 | 0 | -1.995e-13 | 6.3222e-08 | -5.4312e-08 | -8.6652e-15 | -4.455e-09 | -4.455e-09 | -2.066e-13 | -9.9216e-08 | -1.0436e-07 | 9.1346e-15 | -2.5721e-09 | 2.5721e-09 | 0 | 0 | 0 | 0 | 0 | 0 | 3.8055e-06 | 1.5588 | 1.5589 | 3.8154e-06 | 1.5588 | 1.5589 | 133.4953 | -150.0002 | 150 | 133.4893 | -150.0002 | 150
Line9_3_11 | 2.2876e-06 | 2.2876e-06 | 2.2876e-06 | 1.9615e-06 | 1.9615e-06 | 1.9615e-06 | 5.283e-07 | 5.283e-07 | 5.283e-07 | 4.5298e-07 | 4.5298e-07 | 4.5298e-07 | -1.335e-12 | 4.4256e-07 | -3.8019e-07 | 1.1759e-12 | -3.8379e-07 | 3.2142e-07 | -1.3831e-12 | -6.9451e-07 | -7.3052e-07 | 1.2361e-12 | 5.9272e-07 | 6.2874e-07 | -92.5063 | -92.5063 | -92.5063 | 87.0767 | 87.0767 | 87.0767 | 3.6387e-06 | 1.5588 | 1.5589 | 3.7663e-06 | 1.5588 | 1.5589 | 133.5078 | -150.0002 | 150 | 133.5066 | -150.0002 | 150

## LG_min_fault_6
name | pf_ikss_a_from_ka | pf_ikss_b_from_ka | pf_ikss_c_from_ka | pf_ikss_a_to_ka | pf_ikss_b_to_ka | pf_ikss_c_to_ka | pf_skss_a_from_mw | pf_skss_b_from_mw | pf_skss_c_from_mw | pf_skss_a_to_mw | pf_skss_b_to_mw | pf_skss_c_to_mw | pf_p_a_from_mw | pf_p_b_from_mw | pf_p_c_from_mw | pf_p_a_to_mw | pf_p_b_to_mw | pf_p_c_to_mw | pf_q_a_from_mvar | pf_q_b_from_mvar | pf_q_c_from_mvar | pf_q_a_to_mvar | pf_q_b_to_mvar | pf_q_c_to_mvar | pf_ikss_a_from_degree | pf_ikss_b_from_degree | pf_ikss_c_from_degree | pf_ikss_a_to_degree | pf_ikss_b_to_degree | pf_ikss_c_to_degree | pf_vm_a_from_pu | pf_vm_b_from_pu | pf_vm_c_from_pu | pf_vm_a_to_pu | pf_vm_b_to_pu | pf_vm_c_to_pu | pf_va_a_from_degree | pf_va_b_from_degree | pf_va_c_from_degree | pf_va_a_to_degree | pf_va_b_to_degree | pf_va_c_to_degree
Line0_1_2 | 2.0706e-06 | 2.0706e-06 | 2.0706e-06 | 1.7262e-06 | 1.7262e-06 | 1.7262e-06 | 4.7817e-07 | 4.7817e-07 | 4.7817e-07 | 3.9865e-07 | 3.9865e-07 | 3.9865e-07 | -1.9483e-10 | 4.2293e-07 | -3.6312e-07 | 1.6104e-10 | -3.574e-07 | 2.9763e-07 | -1.9357e-10 | -6.6355e-07 | -6.9831e-07 | 1.6282e-10 | 5.5009e-07 | 5.8479e-07 | -92.5317 | -92.5317 | -92.5317 | 86.9679 | 86.9679 | 86.9679 | 0.00057435 | 1.6456 | 1.646 | 0.00057447 | 1.6456 | 1.646 | 132.2814 | -150.0196 | 149.9939 | 132.2816 | -150.0196 | 149.9939
Line10_11_12 | 2.0706e-06 | 2.0706e-06 | 2.0706e-06 | 1.7262e-06 | 1.7262e-06 | 1.7262e-06 | 4.7817e-07 | 4.7817e-07 | 4.7817e-07 | 3.9865e-07 | 3.9865e-07 | 3.9865e-07 | -1.9493e-10 | 4.2293e-07 | -3.6312e-07 | 1.6112e-10 | -3.574e-07 | 2.9763e-07 | -1.9367e-10 | -6.6355e-07 | -6.9831e-07 | 1.629e-10 | 5.5009e-07 | 5.8479e-07 | -92.5317 | -92.5318 | -92.5318 | 86.9679 | 86.9679 | 86.9679 | 0.00057464 | 1.6456 | 1.646 | 0.00057476 | 1.6456 | 1.646 | 132.282 | -150.0196 | 149.9939 | 132.2822 | -150.0196 | 149.9939
Line11_12_13 | 1.7255e-06 | 1.7255e-06 | 1.7255e-06 | 1.3811e-06 | 1.3811e-06 | 1.3811e-06 | 3.9848e-07 | 3.9848e-07 | 3.9848e-07 | 3.1895e-07 | 3.1895e-07 | 3.1895e-07 | -1.6247e-10 | 3.5244e-07 | -3.026e-07 | 1.2865e-10 | -2.8692e-07 | 2.3711e-07 | -1.6142e-10 | -5.5296e-07 | -5.8192e-07 | 1.3064e-10 | 4.395e-07 | 4.684e-07 | -92.5317 | -92.5318 | -92.5318 | 86.8429 | 86.8428 | 86.8428 | 0.00057476 | 1.6456 | 1.646 | 0.00057485 | 1.6456 | 1.646 | 132.2822 | -150.0196 | 149.9939 | 132.2824 | -150.0196 | 149.9939
Line12_13_15 | 1.0353e-06 | 1.0353e-06 | 1.0353e-06 | 0 | 0 | 0 | 2.3909e-07 | 2.3909e-07 | 2.3909e-07 | 0 | 0 | 0 | -9.7499e-11 | 2.1146e-07 | -1.8156e-07 | 6.3657e-11 | -1.4594e-07 | 1.1607e-07 | -9.6868e-11 | -3.3178e-07 | -3.4915e-07 | 6.6066e-11 | 2.1832e-07 | 2.3564e-07 | -92.5317 | -92.5318 | -92.5318 | 0 | 0 | 0 | 0.00057485 | 1.6456 | 1.646 | 0.0005749 | 1.6456 | 1.646 | 132.2824 | -150.0196 | 149.9939 | 132.2825 | -150.0196 | 149.9939
Line13_13_14 | 0 | 0 | 0 | 0 | 0 | 0 | 0 | 0 | 0 | 0 | 0 | 0 | -3.25e-11 | 7.0488e-08 | -6.052e-08 | -1.3484e-12 | -4.9659e-09 | -4.9684e-09 | -3.2289e-11 | -1.1059e-07 | -1.1638e-07 | 1.4815e-12 | -2.8677e-09 | 2.8663e-09 | 0 | 0 | 0 | 0 | 0 | 0 | 0.00057485 | 1.6456 | 1.646 | 0.00057486 | 1.6456 | 1.646 | 132.2824 | -150.0196 | 149.9939 | 132.2824 | -150.0196 | 149.9939
Line14_15_16 | 0 | 0 | 0 | 0 | 0 | 0 | 0 | 0 | 0 | 0 | 0 | 0 | -6.5005e-11 | 1.4098e-07 | -1.2104e-07 | 3.1156e-11 | -7.5454e-08 | 5.5551e-08 | -6.4585e-11 | -2.2118e-07 | -2.3277e-07 | 3.3776e-11 | 1.0772e-07 | 1.1925e-07 | 0 | 0 | 0 | 0 | 0 | 0 | 0.0005749 | 1.6456 | 1.646 | 0.00057493 | 1.6456 | 1.646 | 132.2825 | -150.0196 | 149.9939 | 132.2825 | -150.0196 | 149.9939
Line15_16_17 | 0 | 0 | 0 | 0 | 0 | 0 | 0 | 0 | 0 | 0 | 0 | 0 | -3.2504e-11 | 7.0488e-08 | -6.052e-08 | -1.3486e-12 | -4.9659e-09 | -4.9684e-09 | -3.2294e-11 | -1.1059e-07 | -1.1638e-07 | 1.4817e-12 | -2.8677e-09 | 2.8663e-09 | 0 | 0 | 0 | 0 | 0 | 0 | 0.00057493 | 1.6456 | 1.646 | 0.00057494 | 1.6456 | 1.646 | 132.2825 | -150.0196 | 149.9939 | 132.2825 | -150.0196 | 149.9939
Line16_4_18 | 1.8293e-05 | 0 | 0 | 1.8637e-05 | 0 | 0 | 4.2245e-06 | 0 | 0 | 4.3041e-06 | 0 | 0 | 1.71e-09 | 7.0488e-08 | -6.052e-08 | -1.7382e-09 | -4.9659e-09 | -4.9684e-09 | 1.7105e-09 | -1.1059e-07 | -1.1638e-07 | -1.7354e-09 | -2.8677e-09 | 2.8663e-09 | 87.2699 | 0 | 0 | -92.68 | 0 | 0 | 0.00057252 | 1.6456 | 1.646 | 0.00057067 | 1.6456 | 1.646 | 132.2776 | -150.0196 | 149.9939 | 132.2738 | -150.0196 | 149.9939
Line17_5_19 | 0 | 0 | 0 | 0 | 0 | 0 | 0 | 0 | 0 | 0 | 0 | 0 | -3.2474e-11 | 7.0488e-08 | -6.052e-08 | -1.3473e-12 | -4.9659e-09 | -4.9684e-09 | -3.2263e-11 | -1.1059e-07 | -1.1638e-07 | 1.4803e-12 | -2.8677e-09 | 2.8663e-09 | 0 | 0 | 0 | 0 | 0 | 0 | 0.00057438 | 1.6456 | 1.646 | 0.00057439 | 1.6456 | 1.646 | 132.2814 | -150.0196 | 149.9939 | 132.2814 | -150.0196 | 149.9939
Line1_1_3 | 2.7607e-06 | 2.7607e-06 | 2.7607e-06 | 2.4164e-06 | 2.4164e-06 | 2.4164e-06 | 6.3757e-07 | 6.3757e-07 | 6.3757e-07 | 5.5803e-07 | 5.5803e-07 | 5.5803e-07 | -2.5978e-10 | 5.639e-07 | -4.8416e-07 | 2.2602e-10 | -4.9838e-07 | 4.1867e-07 | -2.5809e-10 | -8.8473e-07 | -9.3107e-07 | 2.2737e-10 | 7.7127e-07 | 8.1756e-07 | -92.5317 | -92.5317 | -92.5317 | 87.1108 | 87.1108 | 87.1108 | 0.00057435 | 1.6456 | 1.646 | 0.00057451 | 1.6456 | 1.646 | 132.2814 | -150.0196 | 149.9939 | 132.2817 | -150.0196 | 149.9939
Line2_1_4 | 1.7948e-05 | 0 | 0 | 1.8292e-05 | 0 | 0 | 4.1448e-06 | 0 | 0 | 4.2244e-06 | 0 | 0 | 1.6829e-09 | 1.4098e-07 | -1.2104e-07 | -1.7113e-09 | -7.5453e-08 | 5.5551e-08 | 1.6838e-09 | -2.2118e-07 | -2.3277e-07 | -1.709e-09 | 1.0772e-07 | 1.1925e-07 | 87.2661 | 0 | 0 | -92.6828 | 0 | 0 | 0.00057435 | 1.6456 | 1.646 | 0.00057252 | 1.6456 | 1.646 | 132.2814 | -150.0196 | 149.9939 | 132.2776 | -150.0196 | 149.9939
Line3_1_5 | 0 | 0 | 0 | 0 | 0 | 0 | 0 | 0 | 0 | 0 | 0 | 0 | -6.4944e-11 | 1.4098e-07 | -1.2104e-07 | 3.1127e-11 | -7.5453e-08 | 5.5551e-08 | -6.4522e-11 | -2.2118e-07 | -2.3277e-07 | 3.3743e-11 | 1.0772e-07 | 1.1925e-07 | 0 | 0 | 0 | 0 | 0 | 0 | 0.00057435 | 1.6456 | 1.646 | 0.00057438 | 1.6456 | 1.646 | 132.2814 | -150.0196 | 149.9939 | 132.2814 | -150.0196 | 149.9939
Line4_2_6 | 1.7255e-06 | 1.7255e-06 | 1.7255e-06 | 1.3811e-06 | 1.3811e-06 | 1.3811e-06 | 3.9848e-07 | 3.9848e-07 | 3.9848e-07 | 3.1895e-07 | 3.1895e-07 | 3.1895e-07 | -1.6239e-10 | 3.5244e-07 | -3.026e-07 | 1.2859e-10 | -2.8692e-07 | 2.3711e-07 | -1.6134e-10 | -5.5296e-07 | -5.8192e-07 | 1.3057e-10 | 4.395e-07 | 4.684e-07 | -92.5317 | -92.5317 | -92.5317 | 86.8429 | 86.8429 | 86.8429 | 0.00057447 | 1.6456 | 1.646 | 0.00057456 | 1.6456 | 1.646 | 132.2816 | -150.0196 | 149.9939 | 132.2818 | -150.0196 | 149.9939
Line5_6_7 | 1.3804e-06 | 1.3804e-06 | 1.3804e-06 | 1.036e-06 | 1.036e-06 | 1.036e-06 | 3.1878e-07 | 3.1878e-07 | 3.1878e-07 | 2.3926e-07 | 2.3926e-07 | 2.3926e-07 | -1.2993e-10 | 2.8195e-07 | -2.4208e-07 | 9.6115e-11 | -2.1643e-07 | 1.7659e-07 | -1.2909e-10 | -4.4237e-07 | -4.6554e-07 | 9.8312e-11 | 3.2891e-07 | 3.5202e-07 | -92.5317 | -92.5317 | -92.5317 | 86.6346 | 86.6345 | 86.6345 | 0.00057456 | 1.6456 | 1.646 | 0.00057463 | 1.6456 | 1.646 | 132.2818 | -150.0196 | 149.9939 | 132.2819 | -150.0196 | 149.9939
Line6_7_8 | 1.0353e-06 | 1.0353e-06 | 1.0353e-06 | 0 | 0 | 0 | 2.3909e-07 | 2.3909e-07 | 2.3909e-07 | 0 | 0 | 0 | -9.7463e-11 | 2.1146e-07 | -1.8156e-07 | 6.3633e-11 | -1.4594e-07 | 1.1607e-07 | -9.6831e-11 | -3.3178e-07 | -3.4915e-07 | 6.6041e-11 | 2.1832e-07 | 2.3563e-07 | -92.5317 | -92.5317 | -92.5317 | 0 | 0 | 0 | 0.00057463 | 1.6456 | 1.646 | 0.00057468 | 1.6456 | 1.646 | 132.2819 | -150.0196 | 149.9939 | 132.282 | -150.0196 | 149.9939
Line7_8_9 | 0 | 0 | 0 | 0 | 0 | 0 | 0 | 0 | 0 | 0 | 0 | 0 | -3.2491e-11 | 7.0488e-08 | -6.052e-08 | -1.348e-12 | -4.9659e-09 | -4.9684e-09 | -3.228e-11 | -1.1059e-07 | -1.1638e-07 | 1.4811e-12 | -2.8677e-09 | 2.8663e-09 | 0 | 0 | 0 | 0 | 0 | 0 | 0.00057468 | 1.6456 | 1.646 | 0.00057469 | 1.6456 | 1.646 | 132.282 | -150.0196 | 149.9939 | 132.282 | -150.0196 | 149.9939
Line8_8_10 | 0 | 0 | 0 | 0 | 0 | 0 | 0 | 0 | 0 | 0 | 0 | 0 | -3.2491e-11 | 7.0488e-08 | -6.052e-08 | -1.348e-12 | -4.9659e-09 | -4.9684e-09 | -3.228e-11 | -1.1059e-07 | -1.1638e-07 | 1.4811e-12 | -2.8677e-09 | 2.8663e-09 | 0 | 0 | 0 | 0 | 0 | 0 | 0.00057468 | 1.6456 | 1.646 | 0.00057469 | 1.6456 | 1.646 | 132.282 | -150.0196 | 149.9939 | 132.282 | -150.0196 | 149.9939
Line9_3_11 | 2.4156e-06 | 2.4156e-06 | 2.4156e-06 | 2.0713e-06 | 2.0713e-06 | 2.0713e-06 | 5.5787e-07 | 5.5787e-07 | 5.5787e-07 | 4.7834e-07 | 4.7834e-07 | 4.7834e-07 | -2.2737e-10 | 4.9341e-07 | -4.2364e-07 | 1.9358e-10 | -4.2789e-07 | 3.5815e-07 | -2.2589e-10 | -7.7414e-07 | -8.1469e-07 | 1.9515e-10 | 6.6068e-07 | 7.0117e-07 | -92.5317 | -92.5317 | -92.5317 | 87.0512 | 87.0512 | 87.0512 | 0.00057451 | 1.6456 | 1.646 | 0.00057464 | 1.6456 | 1.646 | 132.2817 | -150.0196 | 149.9939 | 132.282 | -150.0196 | 149.9939

## LG_min_fault_10
name | pf_ikss_a_from_ka | pf_ikss_b_from_ka | pf_ikss_c_from_ka | pf_ikss_a_to_ka | pf_ikss_b_to_ka | pf_ikss_c_to_ka | pf_skss_a_from_mw | pf_skss_b_from_mw | pf_skss_c_from_mw | pf_skss_a_to_mw | pf_skss_b_to_mw | pf_skss_c_to_mw | pf_p_a_from_mw | pf_p_b_from_mw | pf_p_c_from_mw | pf_p_a_to_mw | pf_p_b_to_mw | pf_p_c_to_mw | pf_q_a_from_mvar | pf_q_b_from_mvar | pf_q_c_from_mvar | pf_q_a_to_mvar | pf_q_b_to_mvar | pf_q_c_to_mvar | pf_ikss_a_from_degree | pf_ikss_b_from_degree | pf_ikss_c_from_degree | pf_ikss_a_to_degree | pf_ikss_b_to_degree | pf_ikss_c_to_degree | pf_vm_a_from_pu | pf_vm_b_from_pu | pf_vm_c_from_pu | pf_vm_a_to_pu | pf_vm_b_to_pu | pf_vm_c_to_pu | pf_va_a_from_degree | pf_va_b_from_degree | pf_va_c_from_degree | pf_va_a_to_degree | pf_va_b_to_degree | pf_va_c_to_degree
Line0_1_2 | 1.9616e-06 | 1.9616e-06 | 1.9616e-06 | 1.6353e-06 | 1.6353e-06 | 1.6353e-06 | 4.5301e-07 | 4.5301e-07 | 4.5301e-07 | 3.7766e-07 | 3.7766e-07 | 3.7766e-07 | -1.7486e-10 | 3.7958e-07 | -3.259e-07 | 1.4454e-10 | -3.2077e-07 | 2.6712e-07 | -1.7373e-10 | -5.9554e-07 | -6.2673e-07 | 1.4613e-10 | 4.9371e-07 | 5.2485e-07 | -92.5317 | -92.5317 | -92.5317 | 86.9679 | 86.9679 | 86.9679 | 0.00054412 | 1.559 | 1.5594 | 0.00054423 | 1.559 | 1.5594 | 132.2814 | -150.0196 | 149.9939 | 132.2816 | -150.0196 | 149.9939
Line10_11_12 | 1.9616e-06 | 1.9616e-06 | 1.9616e-06 | 1.6353e-06 | 1.6353e-06 | 1.6353e-06 | 4.5301e-07 | 4.5301e-07 | 4.5301e-07 | 3.7766e-07 | 3.7766e-07 | 3.7766e-07 | -1.7495e-10 | 3.7958e-07 | -3.259e-07 | 1.4461e-10 | -3.2077e-07 | 2.6712e-07 | -1.7382e-10 | -5.9554e-07 | -6.2673e-07 | 1.4621e-10 | 4.9371e-07 | 5.2485e-07 | -92.5317 | -92.5318 | -92.5318 | 86.9679 | 86.9679 | 86.9679 | 0.0005444 | 1.559 | 1.5594 | 0.00054451 | 1.559 | 1.5594 | 132.282 | -150.0196 | 149.9939 | 132.2822 | -150.0196 | 149.9939
Line11_12_13 | 1.6346e-06 | 1.6346e-06 | 1.6346e-06 | 1.3084e-06 | 1.3084e-06 | 1.3084e-06 | 3.7751e-07 | 3.7751e-07 | 3.7751e-07 | 3.0217e-07 | 3.0217e-07 | 3.0217e-07 | -1.4582e-10 | 3.1632e-07 | -2.7158e-07 | 1.1546e-10 | -2.5751e-07 | 2.1281e-07 | -1.4488e-10 | -4.9628e-07 | -5.2228e-07 | 1.1725e-10 | 3.9445e-07 | 4.204e-07 | -92.5317 | -92.5318 | -92.5318 | 86.8429 | 86.8428 | 86.8428 | 0.00054451 | 1.559 | 1.5594 | 0.00054459 | 1.559 | 1.5594 | 132.2822 | -150.0196 | 149.9939 | 132.2824 | -150.0196 | 149.9939
Line12_13_15 | 0 | 0 | 0 | 0 | 0 | 0 | 0 | 0 | 0 | 0 | 0 | 0 | -8.7506e-11 | 1.8979e-07 | -1.6295e-07 | 5.7132e-11 | -1.3098e-07 | 1.0417e-07 | -8.694e-11 | -2.9777e-07 | -3.1337e-07 | 5.9295e-11 | 1.9594e-07 | 2.1148e-07 | 0 | 0 | 0 | 0 | 0 | 0 | 0.00054459 | 1.559 | 1.5594 | 0.00054464 | 1.559 | 1.5594 | 132.2824 | -150.0196 | 149.9939 | 132.2825 | -150.0196 | 149.9939
Line13_13_14 | 0 | 0 | 0 | 0 | 0 | 0 | 0 | 0 | 0 | 0 | 0 | 0 | -2.9169e-11 | 6.3263e-08 | -5.4317e-08 | -1.2102e-12 | -4.4569e-09 | -4.4592e-09 | -2.898e-11 | -9.9257e-08 | -1.0446e-07 | 1.3296e-12 | -2.5738e-09 | 2.5725e-09 | 0 | 0 | 0 | 0 | 0 | 0 | 0.00054459 | 1.559 | 1.5594 | 0.0005446 | 1.559 | 1.5594 | 132.2824 | -150.0196 | 149.9939 | 132.2824 | -150.0196 | 149.9939
Line14_15_16 | 0 | 0 | 0 | 0 | 0 | 0 | 0 | 0 | 0 | 0 | 0 | 0 | -5.8343e-11 | 1.2653e-07 | -1.0863e-07 | 2.7962e-11 | -6.772e-08 | 4.9858e-08 | -5.7965e-11 | -1.9851e-07 | -2.0891e-07 | 3.0314e-11 | 9.6683e-08 | 1.0703e-07 | 0 | 0 | 0 | 0 | 0 | 0 | 0.00054464 | 1.559 | 1.5594 | 0.00054467 | 1.559 | 1.5594 | 132.2825 | -150.0196 | 149.9939 | 132.2825 | -150.0196 | 149.9939
Line15_16_17 | 0 | 0 | 0 | 0 | 0 | 0 | 0 | 0 | 0 | 0 | 0 | 0 | -2.9173e-11 | 6.3263e-08 | -5.4317e-08 | -1.2104e-12 | -4.4569e-09 | -4.4592e-09 | -2.8984e-11 | -9.9257e-08 | -1.0446e-07 | 1.3298e-12 | -2.5738e-09 | 2.5725e-09 | 0 | 0 | 0 | 0 | 0 | 0 | 0.00054467 | 1.559 | 1.5594 | 0.00054468 | 1.559 | 1.5594 | 132.2825 | -150.0196 | 149.9939 | 132.2825 | -150.0196 | 149.9939
Line16_4_18 | 1.733e-05 | 0 | 0 | 1.7656e-05 | 0 | 0 | 4.0022e-06 | 0 | 0 | 4.0775e-06 | 0 | 0 | 1.5347e-09 | 6.3263e-08 | -5.4317e-08 | -1.56e-09 | -4.4569e-09 | -4.4592e-09 | 1.5351e-09 | -9.9257e-08 | -1.0446e-07 | -1.5575e-09 | -2.5738e-09 | 2.5725e-09 | 87.2699 | 0 | 0 | -92.68 | 0 | 0 | 0.00054239 | 1.559 | 1.5594 | 0.00054063 | 1.559 | 1.5594 | 132.2776 | -150.0196 | 149.9939 | 132.2738 | -150.0196 | 149.9939
Line17_5_19 | 0 | 0 | 0 | 0 | 0 | 0 | 0 | 0 | 0 | 0 | 0 | 0 | -2.9146e-11 | 6.3263e-08 | -5.4317e-08 | -1.2092e-12 | -4.4569e-09 | -4.4592e-09 | -2.8956e-11 | -9.9257e-08 | -1.0446e-07 | 1.3286e-12 | -2.5738e-09 | 2.5725e-09 | 0 | 0 | 0 | 0 | 0 | 0 | 0.00054415 | 1.559 | 1.5594 | 0.00054416 | 1.559 | 1.5594 | 132.2814 | -150.0196 | 149.9939 | 132.2814 | -150.0196 | 149.9939
Line1_1_3 | 2.6154e-06 | 2.6154e-06 | 2.6154e-06 | 2.2892e-06 | 2.2892e-06 | 2.2892e-06 | 6.0401e-07 | 6.0401e-07 | 6.0401e-07 | 5.2866e-07 | 5.2866e-07 | 5.2866e-07 | -2.3315e-10 | 5.0611e-07 | -4.3453e-07 | 2.0285e-10 | -4.473e-07 | 3.7576e-07 | -2.3164e-10 | -7.9405e-07 | -8.3565e-07 | 2.0407e-10 | 6.9222e-07 | 7.3376e-07 | -92.5317 | -92.5317 | -92.5317 | 87.1108 | 87.1108 | 87.1108 | 0.00054412 | 1.559 | 1.5594 | 0.00054427 | 1.559 | 1.5594 | 132.2814 | -150.0196 | 149.9939 | 132.2817 | -150.0196 | 149.9939
Line2_1_4 | 1.7003e-05 | 0 | 0 | 1.7329e-05 | 0 | 0 | 3.9267e-06 | 0 | 0 | 4.002e-06 | 0 | 0 | 1.5104e-09 | 1.2653e-07 | -1.0863e-07 | -1.5359e-09 | -6.772e-08 | 4.9858e-08 | 1.5112e-09 | -1.9851e-07 | -2.0891e-07 | -1.5338e-09 | 9.6683e-08 | 1.0703e-07 | 87.2661 | 0 | 0 | -92.6828 | 0 | 0 | 0.00054412 | 1.559 | 1.5594 | 0.00054239 | 1.559 | 1.5594 | 132.2814 | -150.0196 | 149.9939 | 132.2776 | -150.0196 | 149.9939
Line3_1_5 | 0 | 0 | 0 | 0 | 0 | 0 | 0 | 0 | 0 | 0 | 0 | 0 | -5.8288e-11 | 1.2653e-07 | -1.0863e-07 | 2.7936e-11 | -6.772e-08 | 4.9858e-08 | -5.7909e-11 | -1.9851e-07 | -2.0891e-07 | 3.0285e-11 | 9.6683e-08 | 1.0703e-07 | 0 | 0 | 0 | 0 | 0 | 0 | 0.00054412 | 1.559 | 1.5594 | 0.00054415 | 1.559 | 1.5594 | 132.2814 | -150.0196 | 149.9939 | 132.2814 | -150.0196 | 149.9939
Line4_2_6 | 1.6346e-06 | 1.6346e-06 | 1.6346e-06 | 1.3084e-06 | 1.3084e-06 | 1.3084e-06 | 3.7751e-07 | 3.7751e-07 | 3.7751e-07 | 3.0217e-07 | 3.0217e-07 | 3.0217e-07 | -1.4575e-10 | 3.1632e-07 | -2.7158e-07 | 1.1541e-10 | -2.5751e-07 | 2.1281e-07 | -1.448e-10 | -4.9628e-07 | -5.2228e-07 | 1.1719e-10 | 3.9445e-07 | 4.204e-07 | -92.5317 | -92.5317 | -92.5317 | 86.8429 | 86.8429 | 86.8429 | 0.00054423 | 1.559 | 1.5594 | 0.00054432 | 1.559 | 1.5594 | 132.2816 | -150.0196 | 149.9939 | 132.2818 | -150.0196 | 149.9939
Line5_6_7 | 1.3077e-06 | 1.3077e-06 | 1.3077e-06 | 0 | 0 | 0 | 3.02e-07 | 3.02e-07 | 3.02e-07 | 0 | 0 | 0 | -1.1662e-10 | 2.5305e-07 | -2.1727e-07 | 8.6264e-11 | -1.9425e-07 | 1.5849e-07 | -1.1586e-10 | -3.9703e-07 | -4.1782e-07 | 8.8236e-11 | 2.952e-07 | 3.1594e-07 | -92.5317 | -92.5317 | -92.5317 | 0 | 0 | 0 | 0.00054432 | 1.559 | 1.5594 | 0.00054439 | 1.559 | 1.5594 | 132.2818 | -150.0196 | 149.9939 | 132.2819 | -150.0196 | 149.9939
Line6_7_8 | 0 | 0 | 0 | 0 | 0 | 0 | 0 | 0 | 0 | 0 | 0 | 0 | -8.7474e-11 | 1.8979e-07 | -1.6295e-07 | 5.7111e-11 | -1.3098e-07 | 1.0417e-07 | -8.6906e-11 | -2.9777e-07 | -3.1337e-07 | 5.9272e-11 | 1.9594e-07 | 2.1148e-07 | 0 | 0 | 0 | 0 | 0 | 0 | 0.00054439 | 1.559 | 1.5594 | 0.00054444 | 1.559 | 1.5594 | 132.2819 | -150.0196 | 149.9939 | 132.282 | -150.0196 | 149.9939
Line7_8_9 | 0 | 0 | 0 | 0 | 0 | 0 | 0 | 0 | 0 | 0 | 0 | 0 | -2.916e-11 | 6.3263e-08 | -5.4317e-08 | -1.2099e-12 | -4.4569e-09 | -4.4592e-09 | -2.8971e-11 | -9.9257e-08 | -1.0446e-07 | 1.3293e-12 | -2.5738e-09 | 2.5725e-09 | 0 | 0 | 0 | 0 | 0 | 0 | 0.00054444 | 1.559 | 1.5594 | 0.00054445 | 1.559 | 1.5594 | 132.282 | -150.0196 | 149.9939 | 132.282 | -150.0196 | 149.9939
Line8_8_10 | 0 | 0 | 0 | 0 | 0 | 0 | 0 | 0 | 0 | 0 | 0 | 0 | -2.916e-11 | 6.3263e-08 | -5.4317e-08 | -1.2099e-12 | -4.4569e-09 | -4.4592e-09 | -2.8971e-11 | -9.9257e-08 | -1.0446e-07 | 1.3293e-12 | -2.5738e-09 | 2.5725e-09 | 0 | 0 | 0 | 0 | 0 | 0 | 0.00054444 | 1.559 | 1.5594 | 0.00054445 | 1.559 | 1.5594 | 132.282 | -150.0196 | 149.9939 | 132.282 | -150.0196 | 149.9939
Line9_3_11 | 2.2885e-06 | 2.2885e-06 | 2.2885e-06 | 1.9623e-06 | 1.9623e-06 | 1.9623e-06 | 5.2851e-07 | 5.2851e-07 | 5.2851e-07 | 4.5316e-07 | 4.5316e-07 | 4.5316e-07 | -2.0406e-10 | 4.4284e-07 | -3.8022e-07 | 1.7374e-10 | -3.8404e-07 | 3.2144e-07 | -2.0274e-10 | -6.948e-07 | -7.3119e-07 | 1.7515e-10 | 5.9297e-07 | 6.2931e-07 | -92.5317 | -92.5317 | -92.5317 | 87.0512 | 87.0512 | 87.0512 | 0.00054427 | 1.559 | 1.5594 | 0.0005444 | 1.559 | 1.5594 | 132.2817 | -150.0196 | 149.9939 | 132.282 | -150.0196 | 149.9939

## LLG_max_6
name | pf_ikss_a_from_ka | pf_ikss_b_from_ka | pf_ikss_c_from_ka | pf_ikss_a_to_ka | pf_ikss_b_to_ka | pf_ikss_c_to_ka | pf_skss_a_from_mw | pf_skss_b_from_mw | pf_skss_c_from_mw | pf_skss_a_to_mw | pf_skss_b_to_mw | pf_skss_c_to_mw | pf_p_a_from_mw | pf_p_b_from_mw | pf_p_c_from_mw | pf_p_a_to_mw | pf_p_b_to_mw | pf_p_c_to_mw | pf_q_a_from_mvar | pf_q_b_from_mvar | pf_q_c_from_mvar | pf_q_a_to_mvar | pf_q_b_to_mvar | pf_q_c_to_mvar | pf_ikss_a_from_degree | pf_ikss_b_from_degree | pf_ikss_c_from_degree | pf_ikss_a_to_degree | pf_ikss_b_to_degree | pf_ikss_c_to_degree | pf_vm_a_from_pu | pf_vm_b_from_pu | pf_vm_c_from_pu | pf_vm_a_to_pu | pf_vm_b_to_pu | pf_vm_c_to_pu | pf_va_a_from_degree | pf_va_b_from_degree | pf_va_c_from_degree | pf_va_a_to_degree | pf_va_b_to_degree | pf_va_c_to_degree
Line0_1_2 | 1.1438e-06 | 1.1727e-06 | 1.115e-06 | 0 | 0 | 0 | 2.6415e-07 | 2.7082e-07 | 2.5749e-07 | 0 | 0 | 0 | 1.8192e-08 | -1.6389e-07 | 1.5603e-07 | -1.8191e-08 | 1.3738e-07 | -1.2952e-07 | -4.1563e-07 | 1.5321e-08 | -1.2181e-08 | 3.4636e-07 | -1.1869e-08 | 8.7286e-09 | 87.4939 | 87.9212 | 87.0444 | 0 | 0 | 0 | 1.575 | 0.60781 | 0.60781 | 1.575 | 0.60781 | 0.60781 | -1.4007e-05 | -97.4193 | 82.5806 | -1.4911e-05 | -97.4193 | 82.5806
Line10_11_12 | 1.1438e-06 | 1.1727e-06 | 1.115e-06 | 0 | 0 | 0 | 2.6415e-07 | 2.7082e-07 | 2.5749e-07 | 0 | 0 | 0 | 1.8192e-08 | -1.6389e-07 | 1.5603e-07 | -1.8192e-08 | 1.3738e-07 | -1.2952e-07 | -4.1563e-07 | 1.5321e-08 | -1.2181e-08 | 3.4636e-07 | -1.1869e-08 | 8.7286e-09 | 87.4938 | 87.9212 | 87.0444 | 0 | 0 | 0 | 1.575 | 0.60781 | 0.60781 | 1.575 | 0.60781 | 0.60781 | -1.6304e-05 | -97.4193 | 82.5806 | -1.7208e-05 | -97.4193 | 82.5806
Line11_12_13 | 0 | 0 | 0 | 0 | 0 | 0 | 0 | 0 | 0 | 0 | 0 | 0 | 1.516e-08 | -1.3658e-07 | 1.3003e-07 | -1.516e-08 | 1.1007e-07 | -1.0352e-07 | -3.4636e-07 | 1.2767e-08 | -1.0151e-08 | 2.7709e-07 | -9.3151e-09 | 6.6985e-09 | 0 | 0 | 0 | 0 | 0 | 0 | 1.575 | 0.60781 | 0.60781 | 1.575 | 0.60781 | 0.60781 | -1.7208e-05 | -97.4193 | 82.5806 | -1.7948e-05 | -97.4192 | 82.5806
Line12_13_15 | 0 | 0 | 0 | 0 | 0 | 0 | 0 | 0 | 0 | 0 | 0 | 0 | 9.0958e-09 | -8.1946e-08 | 7.8015e-08 | -9.0957e-09 | 5.5436e-08 | -5.1506e-08 | -2.0782e-07 | 7.6602e-09 | -6.0903e-09 | 1.3854e-07 | -4.2083e-09 | 2.6383e-09 | 0 | 0 | 0 | 0 | 0 | 0 | 1.575 | 0.60781 | 0.60781 | 1.575 | 0.60781 | 0.60781 | -1.7948e-05 | -97.4192 | 82.5806 | -1.8363e-05 | -97.4192 | 82.5806
Line13_13_14 | 0 | 0 | 0 | 0 | 0 | 0 | 0 | 0 | 0 | 0 | 0 | 0 | 3.0319e-09 | -2.7315e-08 | 2.6005e-08 | -3.0319e-09 | 8.0609e-10 | 5.0392e-10 | -6.9272e-08 | 2.5534e-09 | -2.0301e-09 | -1.4936e-15 | 8.9855e-10 | -1.4219e-09 | 0 | 0 | 0 | 0 | 0 | 0 | 1.575 | 0.60781 | 0.60781 | 1.575 | 0.60781 | 0.60781 | -1.7948e-05 | -97.4192 | 82.5806 | -1.8036e-05 | -97.4192 | 82.5806
Line14_15_16 | 0 | 0 | 0 | 0 | 0 | 0 | 0 | 0 | 0 | 0 | 0 | 0 | 6.0638e-09 | -5.463e-08 | 5.201e-08 | -6.0638e-09 | 2.8121e-08 | -2.5501e-08 | -1.3854e-07 | 5.1068e-09 | -4.0602e-09 | 6.9272e-08 | -1.6549e-09 | 6.0818e-10 | 0 | 0 | 0 | 0 | 0 | 0 | 1.575 | 0.60781 | 0.60781 | 1.575 | 0.60781 | 0.60781 | -1.8363e-05 | -97.4192 | 82.5806 | -1.8614e-05 | -97.4192 | 82.5806
Line15_16_17 | 0 | 0 | 0 | 0 | 0 | 0 | 0 | 0 | 0 | 0 | 0 | 0 | 3.0319e-09 | -2.7315e-08 | 2.6005e-08 | -3.0319e-09 | 8.0609e-10 | 5.0392e-10 | -6.9272e-08 | 2.5534e-09 | -2.0301e-09 | -1.4584e-15 | 8.9855e-10 | -1.4219e-09 | 0 | 0 | 0 | 0 | 0 | 0 | 1.575 | 0.60781 | 0.60781 | 1.575 | 0.60781 | 0.60781 | -1.8614e-05 | -97.4192 | 82.5806 | -1.8702e-05 | -97.4192 | 82.5806
Line16_4_18 | 0 | 3.1387 | 3.1387 | 0 | 3.1387 | 3.1387 | 0 | 0.72486 | 0.72485 | 0 | 0.72486 | 0.72485 | 3.0319e-09 | 0.098515 | 0.098515 | -3.0319e-09 | -1.658e-10 | 1.7417e-10 | -6.9272e-08 | 0.19703 | 0.19703 | -1.2596e-15 | -1.3364e-09 | 1.353e-09 | 0 | -160.8542 | 19.1456 | 0 | 19.1458 | -160.8544 | 1.575 | 0.3039 | 0.3039 | 1.575 | 0 | 0 | -1.7213e-05 | -97.4193 | 82.5806 | -2.0256e-05 | 0 | 0
Line17_5_19 | 0 | 0 | 0 | 0 | 0 | 0 | 0 | 0 | 0 | 0 | 0 | 0 | 3.0319e-09 | -2.7315e-08 | 2.6005e-08 | -3.0319e-09 | 8.0609e-10 | 5.0392e-10 | -6.9272e-08 | 2.5534e-09 | -2.0301e-09 | -1.3392e-15 | 8.9855e-10 | -1.4219e-09 | 0 | 0 | 0 | 0 | 0 | 0 | 1.575 | 0.60781 | 0.60781 | 1.575 | 0.60781 | 0.60781 | -1.4258e-05 | -97.4193 | 82.5806 | -1.4346e-05 | -97.4193 | 82.5806
Line1_1_3 | 1.5251e-06 | 1.5636e-06 | 1.4866e-06 | 1.3348e-06 | 1.3733e-06 | 1.2965e-06 | 3.522e-07 | 3.6109e-07 | 3.4332e-07 | 3.0826e-07 | 3.1714e-07 | 2.9941e-07 | 2.4255e-08 | -2.1852e-07 | 2.0804e-07 | -2.4255e-08 | 1.9201e-07 | -1.8153e-07 | -5.5418e-07 | 2.0427e-08 | -1.6241e-08 | 4.8491e-07 | -1.6975e-08 | 1.2789e-08 | 87.4939 | 87.9212 | 87.0444 | -92.8636 | -92.367 | -93.3896 | 1.575 | 0.60781 | 0.60781 | 1.575 | 0.60781 | 0.60781 | -1.4007e-05 | -97.4193 | 82.5806 | -1.5237e-05 | -97.4193 | 82.5806
Line2_1_4 | 0 | 3.1387 | 3.1387 | 0 | 3.1387 | 3.1387 | 0 | 0.72486 | 0.72485 | 0 | 0.72486 | 0.72485 | 6.0638e-09 | 0.19703 | 0.19703 | -6.0638e-09 | -0.098515 | -0.098515 | -1.3854e-07 | 0.39406 | 0.39406 | 6.9272e-08 | -0.19703 | -0.19703 | 0 | -160.8542 | 19.1456 | 0 | 19.1458 | -160.8544 | 1.575 | 0.60781 | 0.60781 | 1.575 | 0.3039 | 0.3039 | -1.4007e-05 | -97.4193 | 82.5806 | -1.7213e-05 | -97.4193 | 82.5806
Line3_1_5 | 0 | 0 | 0 | 0 | 0 | 0 | 0 | 0 | 0 | 0 | 0 | 0 | 6.0638e-09 | -5.463e-08 | 5.201e-08 | -6.0638e-09 | 2.8121e-08 | -2.5501e-08 | -1.3854e-07 | 5.1069e-09 | -4.0602e-09 | 6.9272e-08 | -1.6549e-09 | 6.0817e-10 | 0 | 0 | 0 | 0 | 0 | 0 | 1.575 | 0.60781 | 0.60781 | 1.575 | 0.60781 | 0.60781 | -1.4007e-05 | -97.4193 | 82.5806 | -1.4258e-05 | -97.4193 | 82.5806
Line4_2_6 | 0 | 0 | 0 | 0 | 0 | 0 | 0 | 0 | 0 | 0 | 0 | 0 | 1.516e-08 | -1.3658e-07 | 1.3003e-07 | -1.516e-08 | 1.1007e-07 | -1.0352e-07 | -3.4636e-07 | 1.2767e-08 | -1.015e-08 | 2.7709e-07 | -9.3151e-09 | 6.6985e-09 | 0 | 0 | 0 | 0 | 0 | 0 | 1.575 | 0.60781 | 0.60781 | 1.575 | 0.60781 | 0.60781 | -1.4911e-05 | -97.4193 | 82.5806 | -1.5651e-05 | -97.4193 | 82.5806
Line5_6_7 | 0 | 0 | 0 | 0 | 0 | 0 | 0 | 0 | 0 | 0 | 0 | 0 | 1.2128e-08 | -1.0926e-07 | 1.0402e-07 | -1.2128e-08 | 8.2752e-08 | -7.7512e-08 | -2.7709e-07 | 1.0214e-08 | -8.1204e-09 | 2.0782e-07 | -6.7617e-09 | 4.6684e-09 | 0 | 0 | 0 | 0 | 0 | 0 | 1.575 | 0.60781 | 0.60781 | 1.575 | 0.60781 | 0.60781 | -1.5651e-05 | -97.4193 | 82.5806 | -1.6229e-05 | -97.4193 | 82.5806
Line6_7_8 | 0 | 0 | 0 | 0 | 0 | 0 | 0 | 0 | 0 | 0 | 0 | 0 | 9.0958e-09 | -8.1946e-08 | 7.8015e-08 | -9.0957e-09 | 5.5436e-08 | -5.1506e-08 | -2.0782e-07 | 7.6603e-09 | -6.0903e-09 | 1.3854e-07 | -4.2083e-09 | 2.6383e-09 | 0 | 0 | 0 | 0 | 0 | 0 | 1.575 | 0.60781 | 0.60781 | 1.575 | 0.60781 | 0.60781 | -1.6229e-05 | -97.4193 | 82.5806 | -1.6643e-05 | -97.4193 | 82.5806
Line7_8_9 | 0 | 0 | 0 | 0 | 0 | 0 | 0 | 0 | 0 | 0 | 0 | 0 | 3.0319e-09 | -2.7315e-08 | 2.6005e-08 | -3.0319e-09 | 8.0609e-10 | 5.0392e-10 | -6.9272e-08 | 2.5534e-09 | -2.0301e-09 | -1.6793e-15 | 8.9855e-10 | -1.4219e-09 | 0 | 0 | 0 | 0 | 0 | 0 | 1.575 | 0.60781 | 0.60781 | 1.575 | 0.60781 | 0.60781 | -1.6643e-05 | -97.4193 | 82.5806 | -1.6731e-05 | -97.4193 | 82.5806
Line8_8_10 | 0 | 0 | 0 | 0 | 0 | 0 | 0 | 0 | 0 | 0 | 0 | 0 | 3.0319e-09 | -2.7315e-08 | 2.6005e-08 | -3.0319e-09 | 8.0609e-10 | 5.0392e-10 | -6.9272e-08 | 2.5534e-09 | -2.0301e-09 | -3.9694e-16 | 8.9855e-10 | -1.4219e-09 | 0 | 0 | 0 | 0 | 0 | 0 | 1.575 | 0.60781 | 0.60781 | 1.575 | 0.60781 | 0.60781 | -1.6643e-05 | -97.4193 | 82.5806 | -1.6731e-05 | -97.4193 | 82.5806
Line9_3_11 | 1.3344e-06 | 1.3681e-06 | 1.3008e-06 | 1.1442e-06 | 1.1778e-06 | 1.1106e-06 | 3.0817e-07 | 3.1595e-07 | 3.0041e-07 | 2.6424e-07 | 2.7201e-07 | 2.5649e-07 | 2.1223e-08 | -1.9121e-07 | 1.8204e-07 | -2.1223e-08 | 1.647e-07 | -1.5553e-07 | -4.8491e-07 | 1.7874e-08 | -1.4211e-08 | 4.1563e-07 | -1.4422e-08 | 1.0759e-08 | 87.4939 | 87.9212 | 87.0444 | -92.9232 | -92.4148 | -93.4622 | 1.575 | 0.60781 | 0.60781 | 1.575 | 0.60781 | 0.60781 | -1.5237e-05 | -97.4193 | 82.5806 | -1.6304e-05 | -97.4193 | 82.5806

## LLG_max_10
name | pf_ikss_a_from_ka | pf_ikss_b_from_ka | pf_ikss_c_from_ka | pf_ikss_a_to_ka | pf_ikss_b_to_ka | pf_ikss_c_to_ka | pf_skss_a_from_mw | pf_skss_b_from_mw | pf_skss_c_from_mw | pf_skss_a_to_mw | pf_skss_b_to_mw | pf_skss_c_to_mw | pf_p_a_from_mw | pf_p_b_from_mw | pf_p_c_from_mw | pf_p_a_to_mw | pf_p_b_to_mw | pf_p_c_to_mw | pf_q_a_from_mvar | pf_q_b_from_mvar | pf_q_c_from_mvar | pf_q_a_to_mvar | pf_q_b_to_mvar | pf_q_c_to_mvar | pf_ikss_a_from_degree | pf_ikss_b_from_degree | pf_ikss_c_from_degree | pf_ikss_a_to_degree | pf_ikss_b_to_degree | pf_ikss_c_to_degree | pf_vm_a_from_pu | pf_vm_b_from_pu | pf_vm_c_from_pu | pf_vm_a_to_pu | pf_vm_b_to_pu | pf_vm_c_to_pu | pf_va_a_from_degree | pf_va_b_from_degree | pf_va_c_from_degree | pf_va_a_to_degree | pf_va_b_to_degree | pf_va_c_to_degree
Line0_1_2 | 1.1983e-06 | 1.2295e-06 | 1.1671e-06 | 0 | 1.0301e-06 | 0 | 2.7673e-07 | 2.8394e-07 | 2.6953e-07 | 0 | 2.379e-07 | 0 | 1.9965e-08 | -1.7712e-07 | 1.6837e-07 | -1.9965e-08 | 1.485e-07 | -1.3974e-07 | -4.5616e-07 | 1.7297e-08 | -1.38e-08 | 3.8013e-07 | -1.3453e-08 | 9.956e-09 | 87.4939 | 87.9282 | 87.0363 | 0 | -92.473 | 0 | 1.65 | 0.62676 | 0.62676 | 1.65 | 0.62676 | 0.62676 | -1.4108e-05 | -97.6494 | 82.3505 | -1.5011e-05 | -97.6494 | 82.3505
Line10_11_12 | 1.1983e-06 | 1.2295e-06 | 1.1671e-06 | 0 | 1.0301e-06 | 0 | 2.7673e-07 | 2.8394e-07 | 2.6953e-07 | 0 | 2.379e-07 | 0 | 1.9965e-08 | -1.7712e-07 | 1.6837e-07 | -1.9965e-08 | 1.485e-07 | -1.3974e-07 | -4.5616e-07 | 1.7297e-08 | -1.38e-08 | 3.8013e-07 | -1.3453e-08 | 9.9561e-09 | 87.4938 | 87.9282 | 87.0363 | 0 | -92.473 | 0 | 1.65 | 0.62676 | 0.62676 | 1.65 | 0.62676 | 0.62676 | -1.6405e-05 | -97.6494 | 82.3504 | -1.7308e-05 | -97.6494 | 82.3504
Line11_12_13 | 0 | 1.0246e-06 | 0 | 0 | 0 | 0 | 0 | 2.3662e-07 | 0 | 0 | 0 | 0 | 1.6638e-08 | -1.476e-07 | 1.403e-07 | -1.6638e-08 | 1.1898e-07 | -1.1168e-07 | -3.8013e-07 | 1.4414e-08 | -1.15e-08 | 3.0411e-07 | -1.057e-08 | 7.656e-09 | 0 | 87.9282 | 0 | 0 | 0 | 0 | 1.65 | 0.62676 | 0.62676 | 1.65 | 0.62676 | 0.62676 | -1.7308e-05 | -97.6494 | 82.3504 | -1.8049e-05 | -97.6494 | 82.3504
Line12_13_15 | 0 | 0 | 0 | 0 | 0 | 0 | 0 | 0 | 0 | 0 | 0 | 0 | 9.9827e-09 | -8.8559e-08 | 8.4183e-08 | -9.9826e-09 | 5.9937e-08 | -5.5561e-08 | -2.2808e-07 | 8.6484e-09 | -6.9001e-09 | 1.5205e-07 | -4.8043e-09 | 3.0559e-09 | 0 | 0 | 0 | 0 | 0 | 0 | 1.65 | 0.62676 | 0.62676 | 1.65 | 0.62676 | 0.62676 | -1.8049e-05 | -97.6494 | 82.3504 | -1.8463e-05 | -97.6494 | 82.3504
Line13_13_14 | 0 | 0 | 0 | 0 | 0 | 0 | 0 | 0 | 0 | 0 | 0 | 0 | 3.3276e-09 | -2.952e-08 | 2.8061e-08 | -3.3275e-09 | 8.9765e-10 | 5.6115e-10 | -7.6027e-08 | 2.8828e-09 | -2.3e-09 | -2.1219e-15 | 9.6131e-10 | -1.5441e-09 | 0 | 0 | 0 | 0 | 0 | 0 | 1.65 | 0.62676 | 0.62676 | 1.65 | 0.62676 | 0.62676 | -1.8049e-05 | -97.6494 | 82.3504 | -1.8137e-05 | -97.6494 | 82.3504
Line14_15_16 | 0 | 0 | 0 | 0 | 0 | 0 | 0 | 0 | 0 | 0 | 0 | 0 | 6.6551e-09 | -5.904e-08 | 5.6122e-08 | -6.6551e-09 | 3.0417e-08 | -2.75e-08 | -1.5205e-07 | 5.7656e-09 | -4.6001e-09 | 7.6027e-08 | -1.9215e-09 | 7.559e-10 | 0 | 0 | 0 | 0 | 0 | 0 | 1.65 | 0.62676 | 0.62676 | 1.65 | 0.62676 | 0.62676 | -1.8463e-05 | -97.6494 | 82.3504 | -1.8715e-05 | -97.6494 | 82.3504
Line15_16_17 | 0 | 0 | 0 | 0 | 0 | 0 | 0 | 0 | 0 | 0 | 0 | 0 | 3.3276e-09 | -2.952e-08 | 2.8061e-08 | -3.3275e-09 | 8.9765e-10 | 5.6115e-10 | -7.6027e-08 | 2.8828e-09 | -2.3e-09 | -1.1063e-15 | 9.6131e-10 | -1.5441e-09 | 0 | 0 | 0 | 0 | 0 | 0 | 1.65 | 0.62676 | 0.62676 | 1.65 | 0.62676 | 0.62676 | -1.8715e-05 | -97.6494 | 82.3504 | -1.8803e-05 | -97.6494 | 82.3504
Line16_4_18 | 0 | 3.2366 | 3.2366 | 0 | 3.2366 | 3.2366 | 0 | 0.74746 | 0.74745 | 0 | 0.74746 | 0.74745 | 3.3275e-09 | 0.10475 | 0.10475 | -3.3275e-09 | -1.341e-09 | 1.3387e-09 | -7.6027e-08 | 0.20951 | 0.20951 | -1.5045e-15 | -7.2168e-10 | 6.8115e-10 | 0 | -161.0843 | 18.9155 | 0 | 18.9157 | -161.0845 | 1.65 | 0.31338 | 0.31338 | 1.65 | 0 | 0 | -1.7314e-05 | -97.6494 | 82.3505 | -2.0356e-05 | 0 | 0
Line17_5_19 | 0 | 0 | 0 | 0 | 0 | 0 | 0 | 0 | 0 | 0 | 0 | 0 | 3.3275e-09 | -2.952e-08 | 2.8061e-08 | -3.3275e-09 | 8.9765e-10 | 5.6115e-10 | -7.6027e-08 | 2.8828e-09 | -2.3e-09 | -6.2647e-16 | 9.613e-10 | -1.5441e-09 | 0 | 0 | 0 | 0 | 0 | 0 | 1.65 | 0.62676 | 0.62676 | 1.65 | 0.62676 | 0.62676 | -1.4359e-05 | -97.6494 | 82.3505 | -1.4447e-05 | -97.6494 | 82.3505
Line1_1_3 | 1.5977e-06 | 1.6393e-06 | 1.5561e-06 | 1.3984e-06 | 1.4399e-06 | 1.3569e-06 | 3.6897e-07 | 3.7858e-07 | 3.5937e-07 | 3.2294e-07 | 3.3254e-07 | 3.1337e-07 | 2.662e-08 | -2.3616e-07 | 2.2449e-07 | -2.662e-08 | 2.0754e-07 | -1.9587e-07 | -6.0821e-07 | 2.3062e-08 | -1.84e-08 | 5.3219e-07 | -1.9218e-08 | 1.4556e-08 | 87.4939 | 87.9282 | 87.0363 | -92.8636 | -92.3588 | -93.3993 | 1.65 | 0.62676 | 0.62676 | 1.65 | 0.62676 | 0.62676 | -1.4108e-05 | -97.6494 | 82.3505 | -1.5338e-05 | -97.6494 | 82.3505
Line2_1_4 | 0 | 3.2366 | 3.2366 | 0 | 3.2366 | 3.2366 | 0 | 0.74746 | 0.74745 | 0 | 0.74746 | 0.74745 | 6.6551e-09 | 0.20951 | 0.20951 | -6.655e-09 | -0.10475 | -0.10475 | -1.5205e-07 | 0.41902 | 0.41902 | 7.6027e-08 | -0.20951 | -0.20951 | 0 | -161.0843 | 18.9155 | 0 | 18.9157 | -161.0845 | 1.65 | 0.62676 | 0.62676 | 1.65 | 0.31338 | 0.31338 | -1.4108e-05 | -97.6494 | 82.3505 | -1.7314e-05 | -97.6494 | 82.3505
Line3_1_5 | 0 | 0 | 0 | 0 | 0 | 0 | 0 | 0 | 0 | 0 | 0 | 0 | 6.6551e-09 | -5.904e-08 | 5.6122e-08 | -6.6551e-09 | 3.0417e-08 | -2.75e-08 | -1.5205e-07 | 5.7656e-09 | -4.6001e-09 | 7.6027e-08 | -1.9215e-09 | 7.559e-10 | 0 | 0 | 0 | 0 | 0 | 0 | 1.65 | 0.62676 | 0.62676 | 1.65 | 0.62676 | 0.62676 | -1.4108e-05 | -97.6494 | 82.3505 | -1.4359e-05 | -97.6494 | 82.3505
Line4_2_6 | 0 | 1.0246e-06 | 0 | 0 | 0 | 0 | 0 | 2.3662e-07 | 0 | 0 | 0 | 0 | 1.6638e-08 | -1.476e-07 | 1.403e-07 | -1.6638e-08 | 1.1898e-07 | -1.1168e-07 | -3.8013e-07 | 1.4414e-08 | -1.15e-08 | 3.0411e-07 | -1.057e-08 | 7.656e-09 | 0 | 87.9282 | 0 | 0 | 0 | 0 | 1.65 | 0.62676 | 0.62676 | 1.65 | 0.62676 | 0.62676 | -1.5011e-05 | -97.6494 | 82.3505 | -1.5752e-05 | -97.6494 | 82.3505
Line5_6_7 | 0 | 0 | 0 | 0 | 0 | 0 | 0 | 0 | 0 | 0 | 0 | 0 | 1.331e-08 | -1.1808e-07 | 1.1224e-07 | -1.331e-08 | 8.9457e-08 | -8.3622e-08 | -3.0411e-07 | 1.1531e-08 | -9.2001e-09 | 2.2808e-07 | -7.6871e-09 | 5.356e-09 | 0 | 0 | 0 | 0 | 0 | 0 | 1.65 | 0.62676 | 0.62676 | 1.65 | 0.62676 | 0.62676 | -1.5752e-05 | -97.6494 | 82.3505 | -1.633e-05 | -97.6494 | 82.3504
Line6_7_8 | 0 | 0 | 0 | 0 | 0 | 0 | 0 | 0 | 0 | 0 | 0 | 0 | 9.9826e-09 | -8.8559e-08 | 8.4183e-08 | -9.9826e-09 | 5.9937e-08 | -5.5561e-08 | -2.2808e-07 | 8.6484e-09 | -6.9001e-09 | 1.5205e-07 | -4.8043e-09 | 3.0559e-09 | 0 | 0 | 0 | 0 | 0 | 0 | 1.65 | 0.62676 | 0.62676 | 1.65 | 0.62676 | 0.62676 | -1.633e-05 | -97.6494 | 82.3504 | -1.6744e-05 | -97.6494 | 82.3504
Line7_8_9 | 0 | 0 | 0 | 0 | 0 | 0 | 0 | 0 | 0 | 0 | 0 | 0 | 3.3275e-09 | -2.952e-08 | 2.8061e-08 | -3.3275e-09 | 8.9765e-10 | 5.6115e-10 | -7.6027e-08 | 2.8828e-09 | -2.3e-09 | -1.3428e-15 | 9.613e-10 | -1.5441e-09 | 0 | 0 | 0 | 0 | 0 | 0 | 1.65 | 0.62676 | 0.62676 | 1.65 | 0.62676 | 0.62676 | -1.6744e-05 | -97.6494 | 82.3504 | -1.6832e-05 | -97.6494 | 82.3504
Line8_8_10 | 0 | 0 | 0 | 0 | 0 | 0 | 0 | 0 | 0 | 0 | 0 | 0 | 3.3275e-09 | -2.952e-08 | 2.8061e-08 | -3.3275e-09 | 8.9765e-10 | 5.6115e-10 | -7.6027e-08 | 2.8828e-09 | -2.3e-09 | -8.5433e-16 | 9.613e-10 | -1.5441e-09 | 0 | 0 | 0 | 0 | 0 | 0 | 1.65 | 0.62676 | 0.62676 | 1.65 | 0.62676 | 0.62676 | -1.6744e-05 | -97.6494 | 82.3504 | -1.6832e-05 | -97.6494 | 82.3504
Line9_3_11 | 1.398e-06 | 1.4344e-06 | 1.3616e-06 | 1.1987e-06 | 1.235e-06 | 1.1624e-06 | 3.2285e-07 | 3.3126e-07 | 3.1445e-07 | 2.7682e-07 | 2.8522e-07 | 2.6845e-07 | 2.3293e-08 | -2.0664e-07 | 1.9643e-07 | -2.3293e-08 | 1.7802e-07 | -1.678e-07 | -5.3219e-07 | 2.018e-08 | -1.61e-08 | 4.5616e-07 | -1.6336e-08 | 1.2256e-08 | 87.4939 | 87.9282 | 87.0363 | -92.9232 | -92.4064 | -93.4722 | 1.65 | 0.62676 | 0.62676 | 1.65 | 0.62676 | 0.62676 | -1.5338e-05 | -97.6494 | 82.3505 | -1.6405e-05 | -97.6494 | 82.3504

## LLG_max_fault_6
name | pf_ikss_a_from_ka | pf_ikss_b_from_ka | pf_ikss_c_from_ka | pf_ikss_a_to_ka | pf_ikss_b_to_ka | pf_ikss_c_to_ka | pf_skss_a_from_mw | pf_skss_b_from_mw | pf_skss_c_from_mw | pf_skss_a_to_mw | pf_skss_b_to_mw | pf_skss_c_to_mw | pf_p_a_from_mw | pf_p_b_from_mw | pf_p_c_from_mw | pf_p_a_to_mw | pf_p_b_to_mw | pf_p_c_to_mw | pf_q_a_from_mvar | pf_q_b_from_mvar | pf_q_c_from_mvar | pf_q_a_to_mvar | pf_q_b_to_mvar | pf_q_c_to_mvar | pf_ikss_a_from_degree | pf_ikss_b_from_degree | pf_ikss_c_from_degree | pf_ikss_a_to_degree | pf_ikss_b_to_degree | pf_ikss_c_to_degree | pf_vm_a_from_pu | pf_vm_b_from_pu | pf_vm_c_from_pu | pf_vm_a_to_pu | pf_vm_b_to_pu | pf_vm_c_to_pu | pf_va_a_from_degree | pf_va_b_from_degree | pf_va_c_from_degree | pf_va_a_to_degree | pf_va_b_to_degree | pf_va_c_to_degree
Line0_1_2 | 1.144e-06 | 1.1442e-06 | 1.1438e-06 | 0 | 0 | 0 | 2.642e-07 | 2.6425e-07 | 2.6415e-07 | 0 | 0 | 0 | 1.8258e-08 | -2.3951e-07 | 2.3936e-07 | -1.8248e-08 | 1.996e-07 | -1.9946e-07 | -4.1574e-07 | -1.002e-08 | 1.0037e-08 | 3.4645e-07 | 1.009e-08 | -1.0117e-08 | 87.4811 | 87.4907 | 87.4716 | 0 | 0 | 0 | 1.5751 | 0.90717 | 0.90694 | 1.5751 | 0.90717 | 0.90694 | -0.0042565 | -90.1138 | 89.8727 | -0.0042574 | -90.1138 | 89.8727
Line10_11_12 | 1.144e-06 | 1.1442e-06 | 1.1438e-06 | 0 | 0 | 0 | 2.642e-07 | 2.6425e-07 | 2.6415e-07 | 0 | 0 | 0 | 1.8258e-08 | -2.3951e-07 | 2.3936e-07 | -1.8248e-08 | 1.996e-07 | -1.9946e-07 | -4.1574e-07 | -1.002e-08 | 1.0037e-08 | 3.4645e-07 | 1.009e-08 | -1.0117e-08 | 87.4811 | 87.4907 | 87.4716 | 0 | 0 | 0 | 1.5751 | 0.90717 | 0.90694 | 1.5751 | 0.90717 | 0.90694 | -0.0042588 | -90.1138 | 89.8727 | -0.0042597 | -90.1137 | 89.8727
Line11_12_13 | 0 | 0 | 0 | 0 | 0 | 0 | 0 | 0 | 0 | 0 | 0 | 0 | 1.5215e-08 | -1.9959e-07 | 1.9947e-07 | -1.5205e-08 | 1.5968e-07 | -1.5957e-07 | -3.4645e-07 | -8.3498e-09 | 8.3642e-09 | 2.7716e-07 | 8.4202e-09 | -8.4439e-09 | 0 | 0 | 0 | 0 | 0 | 0 | 1.5751 | 0.90717 | 0.90694 | 1.5751 | 0.90717 | 0.90694 | -0.0042597 | -90.1137 | 89.8727 | -0.0042605 | -90.1137 | 89.8727
Line12_13_15 | 0 | 0 | 0 | 0 | 0 | 0 | 0 | 0 | 0 | 0 | 0 | 0 | 9.129e-09 | -1.1975e-07 | 1.1968e-07 | -9.1187e-09 | 7.9847e-08 | -7.9782e-08 | -2.0787e-07 | -5.0099e-09 | 5.0185e-09 | 1.3858e-07 | 5.0802e-09 | -5.0982e-09 | 0 | 0 | 0 | 0 | 0 | 0 | 1.5751 | 0.90717 | 0.90694 | 1.5751 | 0.90717 | 0.90694 | -0.0042605 | -90.1137 | 89.8727 | -0.0042609 | -90.1137 | 89.8727
Line13_13_14 | 0 | 0 | 0 | 0 | 0 | 0 | 0 | 0 | 0 | 0 | 0 | 0 | 3.043e-09 | -3.9918e-08 | 3.9893e-08 | -3.0327e-09 | 1.0634e-11 | 4.0631e-12 | -6.9291e-08 | -1.67e-09 | 1.6728e-09 | -4.5101e-13 | 1.7403e-09 | -1.7526e-09 | 0 | 0 | 0 | 0 | 0 | 0 | 1.5751 | 0.90717 | 0.90694 | 1.5751 | 0.90717 | 0.90694 | -0.0042605 | -90.1137 | 89.8727 | -0.0042605 | -90.1137 | 89.8727
Line14_15_16 | 0 | 0 | 0 | 0 | 0 | 0 | 0 | 0 | 0 | 0 | 0 | 0 | 6.086e-09 | -7.9836e-08 | 7.9786e-08 | -6.0757e-09 | 3.9929e-08 | -3.9889e-08 | -1.3858e-07 | -3.3399e-09 | 3.3457e-09 | 6.929e-08 | 3.4103e-09 | -3.4254e-09 | 0 | 0 | 0 | 0 | 0 | 0 | 1.5751 | 0.90717 | 0.90694 | 1.5751 | 0.90717 | 0.90694 | -0.0042609 | -90.1137 | 89.8727 | -0.0042611 | -90.1137 | 89.8727
Line15_16_17 | 0 | 0 | 0 | 0 | 0 | 0 | 0 | 0 | 0 | 0 | 0 | 0 | 3.043e-09 | -3.9918e-08 | 3.9893e-08 | -3.0327e-09 | 1.0634e-11 | 4.063e-12 | -6.9291e-08 | -1.67e-09 | 1.6728e-09 | -4.5167e-13 | 1.7403e-09 | -1.7526e-09 | 0 | 0 | 0 | 0 | 0 | 0 | 1.5751 | 0.90717 | 0.90694 | 1.5751 | 0.90717 | 0.90694 | -0.0042611 | -90.1137 | 89.8727 | -0.0042612 | -90.1137 | 89.8727
Line16_4_18 | 0 | 0.029451 | 0.029444 | 0 | 0.029451 | 0.029444 | 0 | 0.0068015 | 0.0067998 | 0 | 0.0068015 | 0.0067997 | 3.043e-09 | 0.0043455 | 0.0043434 | -3.0327e-09 | -0.0043369 | -0.0043347 | -6.929e-08 | 0.0043542 | 0.004352 | -4.4984e-13 | -0.0043369 | -0.0043347 | 0 | -135.2279 | 44.7591 | 0 | 44.7724 | -135.2412 | 1.5751 | 0.90446 | 0.90423 | 1.5751 | 0.90176 | 0.90153 | -0.0042597 | -90.1705 | 89.8159 | -0.0042628 | -90.2276 | 89.7588
Line17_5_19 | 0 | 0 | 0 | 0 | 0 | 0 | 0 | 0 | 0 | 0 | 0 | 0 | 3.043e-09 | -3.9918e-08 | 3.9893e-08 | -3.0327e-09 | 1.0635e-11 | 4.0632e-12 | -6.929e-08 | -1.6699e-09 | 1.6728e-09 | -4.5039e-13 | 1.7403e-09 | -1.7526e-09 | 0 | 0 | 0 | 0 | 0 | 0 | 1.5751 | 0.90717 | 0.90694 | 1.5751 | 0.90717 | 0.90694 | -0.0042568 | -90.1138 | 89.8727 | -0.0042569 | -90.1138 | 89.8727
Line1_1_3 | 1.5254e-06 | 1.5256e-06 | 1.5251e-06 | 1.3351e-06 | 1.3354e-06 | 1.3348e-06 | 3.5227e-07 | 3.5233e-07 | 3.522e-07 | 3.0832e-07 | 3.0839e-07 | 3.0826e-07 | 2.4344e-08 | -3.1935e-07 | 3.1915e-07 | -2.4334e-08 | 2.7944e-07 | -2.7925e-07 | -5.5432e-07 | -1.336e-08 | 1.3383e-08 | 4.8503e-07 | 1.343e-08 | -1.3462e-08 | 87.4811 | 87.4907 | 87.4716 | -92.8763 | -92.8653 | -92.8873 | 1.5751 | 0.90717 | 0.90694 | 1.5751 | 0.90717 | 0.90694 | -0.0042565 | -90.1138 | 89.8727 | -0.0042577 | -90.1138 | 89.8727
Line2_1_4 | 0 | 0.029451 | 0.029444 | 0 | 0.029451 | 0.029444 | 0 | 0.0068014 | 0.0067998 | 0 | 0.0068014 | 0.0067998 | 6.086e-09 | 0.0043542 | 0.0043521 | -6.0757e-09 | -0.0043455 | -0.0043434 | -1.3858e-07 | 0.0043716 | 0.0043693 | 6.929e-08 | -0.0043542 | -0.004352 | 0 | -135.2282 | 44.7593 | 0 | 44.7721 | -135.2409 | 1.5751 | 0.90717 | 0.90694 | 1.5751 | 0.90446 | 0.90423 | -0.0042565 | -90.1138 | 89.8727 | -0.0042597 | -90.1705 | 89.8159
Line3_1_5 | 0 | 0 | 0 | 0 | 0 | 0 | 0 | 0 | 0 | 0 | 0 | 0 | 6.086e-09 | -7.9836e-08 | 7.9786e-08 | -6.0757e-09 | 3.9929e-08 | -3.9889e-08 | -1.3858e-07 | -3.3399e-09 | 3.3457e-09 | 6.929e-08 | 3.4102e-09 | -3.4254e-09 | 0 | 0 | 0 | 0 | 0 | 0 | 1.5751 | 0.90717 | 0.90694 | 1.5751 | 0.90717 | 0.90694 | -0.0042565 | -90.1138 | 89.8727 | -0.0042568 | -90.1138 | 89.8727
Line4_2_6 | 0 | 0 | 0 | 0 | 0 | 0 | 0 | 0 | 0 | 0 | 0 | 0 | 1.5215e-08 | -1.9959e-07 | 1.9947e-07 | -1.5205e-08 | 1.5968e-07 | -1.5957e-07 | -3.4645e-07 | -8.3498e-09 | 8.3642e-09 | 2.7716e-07 | 8.4201e-09 | -8.4439e-09 | 0 | 0 | 0 | 0 | 0 | 0 | 1.5751 | 0.90717 | 0.90694 | 1.5751 | 0.90717 | 0.90694 | -0.0042574 | -90.1138 | 89.8727 | -0.0042582 | -90.1138 | 89.8727
Line5_6_7 | 0 | 0 | 0 | 0 | 0 | 0 | 0 | 0 | 0 | 0 | 0 | 0 | 1.2172e-08 | -1.5967e-07 | 1.5957e-07 | -1.2162e-08 | 1.1977e-07 | -1.1968e-07 | -2.7716e-07 | -6.6798e-09 | 6.6913e-09 | 2.0787e-07 | 6.7502e-09 | -6.7711e-09 | 0 | 0 | 0 | 0 | 0 | 0 | 1.5751 | 0.90717 | 0.90694 | 1.5751 | 0.90717 | 0.90694 | -0.0042582 | -90.1138 | 89.8727 | -0.0042587 | -90.1138 | 89.8727
Line6_7_8 | 0 | 0 | 0 | 0 | 0 | 0 | 0 | 0 | 0 | 0 | 0 | 0 | 9.129e-09 | -1.1975e-07 | 1.1968e-07 | -9.1187e-09 | 7.9847e-08 | -7.9782e-08 | -2.0787e-07 | -5.0099e-09 | 5.0185e-09 | 1.3858e-07 | 5.0802e-09 | -5.0982e-09 | 0 | 0 | 0 | 0 | 0 | 0 | 1.5751 | 0.90717 | 0.90694 | 1.5751 | 0.90717 | 0.90694 | -0.0042587 | -90.1138 | 89.8727 | -0.0042591 | -90.1138 | 89.8727
Line7_8_9 | 0 | 0 | 0 | 0 | 0 | 0 | 0 | 0 | 0 | 0 | 0 | 0 | 3.043e-09 | -3.9918e-08 | 3.9893e-08 | -3.0327e-09 | 1.0634e-11 | 4.0624e-12 | -6.929e-08 | -1.67e-09 | 1.6728e-09 | -4.5038e-13 | 1.7403e-09 | -1.7526e-09 | 0 | 0 | 0 | 0 | 0 | 0 | 1.5751 | 0.90717 | 0.90694 | 1.5751 | 0.90717 | 0.90694 | -0.0042591 | -90.1138 | 89.8727 | -0.0042592 | -90.1138 | 89.8727
Line8_8_10 | 0 | 0 | 0 | 0 | 0 | 0 | 0 | 0 | 0 | 0 | 0 | 0 | 3.043e-09 | -3.9918e-08 | 3.9893e-08 | -3.0327e-09 | 1.0634e-11 | 4.0629e-12 | -6.929e-08 | -1.67e-09 | 1.6728e-09 | -4.5014e-13 | 1.7403e-09 | -1.7526e-09 | 0 | 0 | 0 | 0 | 0 | 0 | 1.5751 | 0.90717 | 0.90694 | 1.5751 | 0.90717 | 0.90694 | -0.0042591 | -90.1138 | 89.8727 | -0.0042592 | -90.1138 | 89.8727
Line9_3_11 | 1.3347e-06 | 1.3349e-06 | 1.3344e-06 | 1.1444e-06 | 1.1447e-06 | 1.1442e-06 | 3.0823e-07 | 3.0829e-07 | 3.0818e-07 | 2.6429e-07 | 2.6435e-07 | 2.6424e-07 | 2.1301e-08 | -2.7943e-07 | 2.7925e-07 | -2.1291e-08 | 2.3952e-07 | -2.3935e-07 | -4.8503e-07 | -1.169e-08 | 1.171e-08 | 4.1574e-07 | 1.176e-08 | -1.179e-08 | 87.4811 | 87.4907 | 87.4716 | -92.9359 | -92.9246 | -92.9471 | 1.5751 | 0.90717 | 0.90694 | 1.5751 | 0.90717 | 0.90694 | -0.0042577 | -90.1138 | 89.8727 | -0.0042588 | -90.1138 | 89.8727

## LLG_max_fault_10
name | pf_ikss_a_from_ka | pf_ikss_b_from_ka | pf_ikss_c_from_ka | pf_ikss_a_to_ka | pf_ikss_b_to_ka | pf_ikss_c_to_ka | pf_skss_a_from_mw | pf_skss_b_from_mw | pf_skss_c_from_mw | pf_skss_a_to_mw | pf_skss_b_to_mw | pf_skss_c_to_mw | pf_p_a_from_mw | pf_p_b_from_mw | pf_p_c_from_mw | pf_p_a_to_mw | pf_p_b_to_mw | pf_p_c_to_mw | pf_q_a_from_mvar | pf_q_b_from_mvar | pf_q_c_from_mvar | pf_q_a_to_mvar | pf_q_b_to_mvar | pf_q_c_to_mvar | pf_ikss_a_from_degree | pf_ikss_b_from_degree | pf_ikss_c_from_degree | pf_ikss_a_to_degree | pf_ikss_b_to_degree | pf_ikss_c_to_degree | pf_vm_a_from_pu | pf_vm_b_from_pu | pf_vm_c_from_pu | pf_vm_a_to_pu | pf_vm_b_to_pu | pf_vm_c_to_pu | pf_va_a_from_degree | pf_va_b_from_degree | pf_va_c_from_degree | pf_va_a_to_degree | pf_va_b_to_degree | pf_va_c_to_degree
Line0_1_2 | 1.1985e-06 | 1.1987e-06 | 1.1983e-06 | 0 | 0 | 0 | 2.7678e-07 | 2.7683e-07 | 2.7673e-07 | 0 | 0 | 0 | 2.0038e-08 | -2.6283e-07 | 2.6267e-07 | -2.0027e-08 | 2.1904e-07 | -2.1888e-07 | -4.5628e-07 | -1.0967e-08 | 1.099e-08 | 3.8023e-07 | 1.1049e-08 | -1.1082e-08 | 87.4811 | 87.4912 | 87.4711 | 0 | 0 | 0 | 1.6501 | 0.95026 | 0.95001 | 1.6501 | 0.95026 | 0.95001 | -0.0042566 | -90.1194 | 89.8671 | -0.0042575 | -90.1194 | 89.8671
Line10_11_12 | 1.1985e-06 | 1.1987e-06 | 1.1983e-06 | 0 | 0 | 0 | 2.7678e-07 | 2.7683e-07 | 2.7673e-07 | 0 | 0 | 0 | 2.0038e-08 | -2.6283e-07 | 2.6267e-07 | -2.0027e-08 | 2.1904e-07 | -2.1888e-07 | -4.5628e-07 | -1.0967e-08 | 1.099e-08 | 3.8023e-07 | 1.1049e-08 | -1.1082e-08 | 87.4811 | 87.4911 | 87.4711 | 0 | 0 | 0 | 1.6501 | 0.95026 | 0.95001 | 1.6501 | 0.95026 | 0.95001 | -0.0042589 | -90.1194 | 89.867 | -0.0042598 | -90.1194 | 89.867
Line11_12_13 | 0 | 0 | 0 | 0 | 0 | 0 | 0 | 0 | 0 | 0 | 0 | 0 | 1.6699e-08 | -2.1903e-07 | 2.1889e-07 | -1.6687e-08 | 1.7524e-07 | -1.7511e-07 | -3.8023e-07 | -9.1395e-09 | 9.1586e-09 | 3.0419e-07 | 9.2211e-09 | -9.2504e-09 | 0 | 0 | 0 | 0 | 0 | 0 | 1.6501 | 0.95026 | 0.95001 | 1.6501 | 0.95026 | 0.95001 | -0.0042598 | -90.1194 | 89.867 | -0.0042606 | -90.1194 | 89.867
Line12_13_15 | 0 | 0 | 0 | 0 | 0 | 0 | 0 | 0 | 0 | 0 | 0 | 0 | 1.0019e-08 | -1.3142e-07 | 1.3133e-07 | -1.0008e-08 | 8.7624e-08 | -8.755e-08 | -2.2814e-07 | -5.4837e-09 | 5.4951e-09 | 1.5209e-07 | 5.5653e-09 | -5.587e-09 | 0 | 0 | 0 | 0 | 0 | 0 | 1.6501 | 0.95026 | 0.95001 | 1.6501 | 0.95026 | 0.95001 | -0.0042606 | -90.1194 | 89.867 | -0.004261 | -90.1194 | 89.867
Line13_13_14 | 0 | 0 | 0 | 0 | 0 | 0 | 0 | 0 | 0 | 0 | 0 | 0 | 3.3397e-09 | -4.3806e-08 | 4.3778e-08 | -3.3284e-09 | 1.225e-11 | 4.6596e-12 | -7.6047e-08 | -1.8279e-09 | 1.8317e-09 | -4.9506e-13 | 1.9094e-09 | -1.9236e-09 | 0 | 0 | 0 | 0 | 0 | 0 | 1.6501 | 0.95026 | 0.95001 | 1.6501 | 0.95026 | 0.95001 | -0.0042606 | -90.1194 | 89.867 | -0.0042606 | -90.1194 | 89.867
Line14_15_16 | 0 | 0 | 0 | 0 | 0 | 0 | 0 | 0 | 0 | 0 | 0 | 0 | 6.6794e-09 | -8.7612e-08 | 8.7555e-08 | -6.6681e-09 | 4.3818e-08 | -4.3773e-08 | -1.5209e-07 | -3.6558e-09 | 3.6634e-09 | 7.6046e-08 | 3.7373e-09 | -3.7553e-09 | 0 | 0 | 0 | 0 | 0 | 0 | 1.6501 | 0.95026 | 0.95001 | 1.6501 | 0.95026 | 0.95001 | -0.004261 | -90.1194 | 89.867 | -0.0042612 | -90.1194 | 89.867
Line15_16_17 | 0 | 0 | 0 | 0 | 0 | 0 | 0 | 0 | 0 | 0 | 0 | 0 | 3.3397e-09 | -4.3806e-08 | 4.3778e-08 | -3.3284e-09 | 1.2251e-11 | 4.6587e-12 | -7.6047e-08 | -1.8279e-09 | 1.8317e-09 | -4.9356e-13 | 1.9094e-09 | -1.9236e-09 | 0 | 0 | 0 | 0 | 0 | 0 | 1.6501 | 0.95026 | 0.95001 | 1.6501 | 0.95026 | 0.95001 | -0.0042612 | -90.1194 | 89.867 | -0.0042613 | -90.1194 | 89.867
Line16_4_18 | 0 | 0.03085 | 0.030842 | 0 | 0.03085 | 0.030842 | 0 | 0.0071245 | 0.0071227 | 0 | 0.0071245 | 0.0071227 | 3.3397e-09 | 0.0047681 | 0.0047657 | -3.3284e-09 | -0.0047586 | -0.0047562 | -7.6047e-08 | 0.0047777 | 0.0047752 | -4.9408e-13 | -0.0047586 | -0.0047562 | 0 | -135.2336 | 44.7534 | 0 | 44.7667 | -135.2469 | 1.6501 | 0.94742 | 0.94718 | 1.6501 | 0.94459 | 0.94434 | -0.0042598 | -90.1762 | 89.8103 | -0.0042629 | -90.2333 | 89.7531
Line17_5_19 | 0 | 0 | 0 | 0 | 0 | 0 | 0 | 0 | 0 | 0 | 0 | 0 | 3.3397e-09 | -4.3806e-08 | 4.3778e-08 | -3.3284e-09 | 1.2251e-11 | 4.6583e-12 | -7.6047e-08 | -1.8279e-09 | 1.8317e-09 | -4.9271e-13 | 1.9094e-09 | -1.9236e-09 | 0 | 0 | 0 | 0 | 0 | 0 | 1.6501 | 0.95026 | 0.95001 | 1.6501 | 0.95026 | 0.95001 | -0.0042569 | -90.1194 | 89.8671 | -0.0042569 | -90.1194 | 89.8671
Line1_1_3 | 1.598e-06 | 1.5983e-06 | 1.5977e-06 | 1.3987e-06 | 1.399e-06 | 1.3984e-06 | 3.6904e-07 | 3.6911e-07 | 3.6897e-07 | 3.2301e-07 | 3.2308e-07 | 3.2294e-07 | 2.6718e-08 | -3.5045e-07 | 3.5022e-07 | -2.6706e-08 | 3.0665e-07 | -3.0644e-07 | -6.0837e-07 | -1.4623e-08 | 1.4654e-08 | 5.3233e-07 | 1.4705e-08 | -1.4746e-08 | 87.4811 | 87.4911 | 87.4711 | -92.8763 | -92.8648 | -92.8879 | 1.6501 | 0.95026 | 0.95001 | 1.6501 | 0.95026 | 0.95001 | -0.0042566 | -90.1194 | 89.8671 | -0.0042578 | -90.1194 | 89.8671
Line2_1_4 | 0 | 0.03085 | 0.030842 | 0 | 0.03085 | 0.030842 | 0 | 0.0071245 | 0.0071228 | 0 | 0.0071245 | 0.0071227 | 6.6794e-09 | 0.0047776 | 0.0047753 | -6.6681e-09 | -0.0047681 | -0.0047657 | -1.5209e-07 | 0.0047967 | 0.0047942 | 7.6046e-08 | -0.0047777 | -0.0047752 | 0 | -135.2338 | 44.7536 | 0 | 44.7664 | -135.2466 | 1.6501 | 0.95026 | 0.95001 | 1.6501 | 0.94742 | 0.94718 | -0.0042566 | -90.1194 | 89.8671 | -0.0042598 | -90.1762 | 89.8103
Line3_1_5 | 0 | 0 | 0 | 0 | 0 | 0 | 0 | 0 | 0 | 0 | 0 | 0 | 6.6794e-09 | -8.7612e-08 | 8.7555e-08 | -6.6681e-09 | 4.3818e-08 | -4.3773e-08 | -1.5209e-07 | -3.6558e-09 | 3.6634e-09 | 7.6046e-08 | 3.7373e-09 | -3.7553e-09 | 0 | 0 | 0 | 0 | 0 | 0 | 1.6501 | 0.95026 | 0.95001 | 1.6501 | 0.95026 | 0.95001 | -0.0042566 | -90.1194 | 89.8671 | -0.0042569 | -90.1194 | 89.8671
Line4_2_6 | 0 | 0 | 0 | 0 | 0 | 0 | 0 | 0 | 0 | 0 | 0 | 0 | 1.6699e-08 | -2.1903e-07 | 2.1889e-07 | -1.6687e-08 | 1.7524e-07 | -1.7511e-07 | -3.8023e-07 | -9.1395e-09 | 9.1586e-09 | 3.0419e-07 | 9.221e-09 | -9.2504e-09 | 0 | 0 | 0 | 0 | 0 | 0 | 1.6501 | 0.95026 | 0.95001 | 1.6501 | 0.95026 | 0.95001 | -0.0042575 | -90.1194 | 89.8671 | -0.0042583 | -90.1194 | 89.8671
Line5_6_7 | 0 | 0 | 0 | 0 | 0 | 0 | 0 | 0 | 0 | 0 | 0 | 0 | 1.3359e-08 | -1.7522e-07 | 1.7511e-07 | -1.3348e-08 | 1.3143e-07 | -1.3133e-07 | -3.0419e-07 | -7.3116e-09 | 7.3269e-09 | 2.2814e-07 | 7.3931e-09 | -7.4187e-09 | 0 | 0 | 0 | 0 | 0 | 0 | 1.6501 | 0.95026 | 0.95001 | 1.6501 | 0.95026 | 0.95001 | -0.0042583 | -90.1194 | 89.8671 | -0.0042588 | -90.1194 | 89.867
Line6_7_8 | 0 | 0 | 0 | 0 | 0 | 0 | 0 | 0 | 0 | 0 | 0 | 0 | 1.0019e-08 | -1.3142e-07 | 1.3133e-07 | -1.0008e-08 | 8.7624e-08 | -8.755e-08 | -2.2814e-07 | -5.4837e-09 | 5.4951e-09 | 1.5209e-07 | 5.5652e-09 | -5.587e-09 | 0 | 0 | 0 | 0 | 0 | 0 | 1.6501 | 0.95026 | 0.95001 | 1.6501 | 0.95026 | 0.95001 | -0.0042588 | -90.1194 | 89.867 | -0.0042592 | -90.1194 | 89.867
Line7_8_9 | 0 | 0 | 0 | 0 | 0 | 0 | 0 | 0 | 0 | 0 | 0 | 0 | 3.3397e-09 | -4.3806e-08 | 4.3778e-08 | -3.3284e-09 | 1.225e-11 | 4.6589e-12 | -7.6047e-08 | -1.8279e-09 | 1.8317e-09 | -4.9489e-13 | 1.9094e-09 | -1.9236e-09 | 0 | 0 | 0 | 0 | 0 | 0 | 1.6501 | 0.95026 | 0.95001 | 1.6501 | 0.95026 | 0.95001 | -0.0042592 | -90.1194 | 89.867 | -0.0042593 | -90.1194 | 89.867
Line8_8_10 | 0 | 0 | 0 | 0 | 0 | 0 | 0 | 0 | 0 | 0 | 0 | 0 | 3.3397e-09 | -4.3806e-08 | 4.3778e-08 | -3.3284e-09 | 1.225e-11 | 4.6589e-12 | -7.6047e-08 | -1.8279e-09 | 1.8317e-09 | -4.9428e-13 | 1.9094e-09 | -1.9236e-09 | 0 | 0 | 0 | 0 | 0 | 0 | 1.6501 | 0.95026 | 0.95001 | 1.6501 | 0.95026 | 0.95001 | -0.0042592 | -90.1194 | 89.867 | -0.0042593 | -90.1194 | 89.867
Line9_3_11 | 1.3982e-06 | 1.3985e-06 | 1.398e-06 | 1.1989e-06 | 1.1992e-06 | 1.1986e-06 | 3.2291e-07 | 3.2297e-07 | 3.2285e-07 | 2.7688e-07 | 2.7694e-07 | 2.7682e-07 | 2.3378e-08 | -3.0664e-07 | 3.0644e-07 | -2.3367e-08 | 2.6285e-07 | -2.6266e-07 | -5.3233e-07 | -1.2795e-08 | 1.2822e-08 | 4.5628e-07 | 1.2877e-08 | -1.2914e-08 | 87.4811 | 87.4911 | 87.4711 | -92.9359 | -92.9241 | -92.9477 | 1.6501 | 0.95026 | 0.95001 | 1.6501 | 0.95026 | 0.95001 | -0.0042578 | -90.1194 | 89.8671 | -0.0042589 | -90.1194 | 89.867

## LLG_min_6
name | pf_ikss_a_from_ka | pf_ikss_b_from_ka | pf_ikss_c_from_ka | pf_ikss_a_to_ka | pf_ikss_b_to_ka | pf_ikss_c_to_ka | pf_skss_a_from_mw | pf_skss_b_from_mw | pf_skss_c_from_mw | pf_skss_a_to_mw | pf_skss_b_to_mw | pf_skss_c_to_mw | pf_p_a_from_mw | pf_p_b_from_mw | pf_p_c_from_mw | pf_p_a_to_mw | pf_p_b_to_mw | pf_p_c_to_mw | pf_q_a_from_mvar | pf_q_b_from_mvar | pf_q_c_from_mvar | pf_q_a_to_mvar | pf_q_b_to_mvar | pf_q_c_to_mvar | pf_ikss_a_from_degree | pf_ikss_b_from_degree | pf_ikss_c_from_degree | pf_ikss_a_to_degree | pf_ikss_b_to_degree | pf_ikss_c_to_degree | pf_vm_a_from_pu | pf_vm_b_from_pu | pf_vm_c_from_pu | pf_vm_a_to_pu | pf_vm_b_to_pu | pf_vm_c_to_pu | pf_va_a_from_degree | pf_va_b_from_degree | pf_va_c_from_degree | pf_va_a_to_degree | pf_va_b_to_degree | pf_va_c_to_degree
Line0_1_2 | 1.0349e-06 | 1.0566e-06 | 1.0133e-06 | 0 | 0 | 0 | 2.3899e-07 | 2.4401e-07 | 2.34e-07 | 0 | 0 | 0 | 1.4892e-08 | -1.4474e-07 | 1.3933e-07 | -1.4892e-08 | 1.2128e-07 | -1.1587e-07 | -3.4024e-07 | 2.4932e-08 | -2.0551e-08 | 2.8353e-07 | -2.0115e-08 | 1.5733e-08 | 87.4938 | 88.1712 | 86.7874 | 0 | 0 | 0 | 1.425 | 0.60189 | 0.60189 | 1.425 | 0.60189 | 0.60189 | -2.3657e-05 | -101.6025 | 78.3974 | -2.532e-05 | -101.6025 | 78.3974
Line10_11_12 | 1.0349e-06 | 1.0566e-06 | 1.0133e-06 | 0 | 0 | 0 | 2.3899e-07 | 2.4401e-07 | 2.34e-07 | 0 | 0 | 0 | 1.4892e-08 | -1.4474e-07 | 1.3933e-07 | -1.4892e-08 | 1.2128e-07 | -1.1587e-07 | -3.4024e-07 | 2.4932e-08 | -2.0551e-08 | 2.8353e-07 | -2.0115e-08 | 1.5733e-08 | 87.4938 | 88.1712 | 86.7874 | 0 | 0 | 0 | 1.425 | 0.60189 | 0.60189 | 1.425 | 0.60189 | 0.60189 | -2.7886e-05 | -101.6025 | 78.3973 | -2.9549e-05 | -101.6025 | 78.3973
Line11_12_13 | 0 | 0 | 0 | 0 | 0 | 0 | 0 | 0 | 0 | 0 | 0 | 0 | 1.241e-08 | -1.2062e-07 | 1.1611e-07 | -1.241e-08 | 9.7153e-08 | -9.2651e-08 | -2.8353e-07 | 2.0777e-08 | -1.7125e-08 | 2.2682e-07 | -1.596e-08 | 1.2308e-08 | 0 | 0 | 0 | 0 | 0 | 0 | 1.425 | 0.60189 | 0.60189 | 1.425 | 0.60189 | 0.60189 | -2.9549e-05 | -101.6025 | 78.3973 | -3.091e-05 | -101.6025 | 78.3973
Line12_13_15 | 0 | 0 | 0 | 0 | 0 | 0 | 0 | 0 | 0 | 0 | 0 | 0 | 7.4458e-09 | -7.2369e-08 | 6.9667e-08 | -7.4458e-09 | 4.8907e-08 | -4.6206e-08 | -1.7012e-07 | 1.2466e-08 | -1.0275e-08 | 1.1341e-07 | -7.6491e-09 | 5.4581e-09 | 0 | 0 | 0 | 0 | 0 | 0 | 1.425 | 0.60189 | 0.60189 | 1.425 | 0.60189 | 0.60189 | -3.091e-05 | -101.6025 | 78.3973 | -3.167e-05 | -101.6025 | 78.3973
Line13_13_14 | 0 | 0 | 0 | 0 | 0 | 0 | 0 | 0 | 0 | 0 | 0 | 0 | 2.4819e-09 | -2.4123e-08 | 2.3222e-08 | -2.4819e-09 | 6.611e-10 | 2.3943e-10 | -5.6706e-08 | 4.1554e-09 | -3.4251e-09 | -2.6622e-15 | 6.617e-10 | -1.392e-09 | 0 | 0 | 0 | 0 | 0 | 0 | 1.425 | 0.60189 | 0.60189 | 1.425 | 0.60189 | 0.60189 | -3.091e-05 | -101.6025 | 78.3973 | -3.1067e-05 | -101.6025 | 78.3973
Line14_15_16 | 0 | 0 | 0 | 0 | 0 | 0 | 0 | 0 | 0 | 0 | 0 | 0 | 4.9639e-09 | -4.8246e-08 | 4.6445e-08 | -4.9638e-09 | 2.4784e-08 | -2.2983e-08 | -1.1341e-07 | 8.3108e-09 | -6.8502e-09 | 5.6706e-08 | -3.4937e-09 | 2.033e-09 | 0 | 0 | 0 | 0 | 0 | 0 | 1.425 | 0.60189 | 0.60189 | 1.425 | 0.60189 | 0.60189 | -3.167e-05 | -101.6025 | 78.3973 | -3.2128e-05 | -101.6025 | 78.3973
Line15_16_17 | 0 | 0 | 0 | 0 | 0 | 0 | 0 | 0 | 0 | 0 | 0 | 0 | 2.4819e-09 | -2.4123e-08 | 2.3222e-08 | -2.4819e-09 | 6.611e-10 | 2.3943e-10 | -5.6706e-08 | 4.1554e-09 | -3.4251e-09 | -2.6094e-15 | 6.617e-10 | -1.392e-09 | 0 | 0 | 0 | 0 | 0 | 0 | 1.425 | 0.60189 | 0.60189 | 1.425 | 0.60189 | 0.60189 | -3.2128e-05 | -101.6025 | 78.3973 | -3.2285e-05 | -101.6025 | 78.3973
Line16_4_18 | 0 | 2.5068 | 2.5068 | 0 | 2.5068 | 2.5068 | 0 | 0.57893 | 0.57893 | 0 | 0.57893 | 0.57893 | 2.4819e-09 | 0.12066 | 0.12066 | -2.4819e-09 | 4.8246e-10 | -4.8561e-10 | -5.6706e-08 | 0.12568 | 0.12568 | -2.5908e-15 | 3.8471e-10 | -3.769e-10 | 0 | -147.7716 | 32.2282 | 0 | 32.2284 | -147.7718 | 1.425 | 0.30095 | 0.30094 | 1.425 | 0 | 0 | -2.9554e-05 | -101.6025 | 78.3974 | -3.515e-05 | 0 | 0
Line17_5_19 | 0 | 0 | 0 | 0 | 0 | 0 | 0 | 0 | 0 | 0 | 0 | 0 | 2.4819e-09 | -2.4123e-08 | 2.3222e-08 | -2.4819e-09 | 6.611e-10 | 2.3943e-10 | -5.6706e-08 | 4.1554e-09 | -3.4251e-09 | -2.0073e-15 | 6.617e-10 | -1.392e-09 | 0 | 0 | 0 | 0 | 0 | 0 | 1.425 | 0.60189 | 0.60189 | 1.425 | 0.60189 | 0.60189 | -2.4115e-05 | -101.6025 | 78.3974 | -2.4272e-05 | -101.6025 | 78.3974
Line1_1_3 | 1.3798e-06 | 1.4088e-06 | 1.351e-06 | 1.2077e-06 | 1.2366e-06 | 1.179e-06 | 3.1865e-07 | 3.2535e-07 | 3.12e-07 | 2.789e-07 | 2.8558e-07 | 2.7228e-07 | 1.9856e-08 | -1.9298e-07 | 1.8578e-07 | -1.9855e-08 | 1.6952e-07 | -1.6232e-07 | -4.5365e-07 | 3.3243e-08 | -2.7401e-08 | 3.9694e-07 | -2.8426e-08 | 2.2584e-08 | 87.4938 | 88.1712 | 86.7874 | -92.8636 | -92.0836 | -93.6818 | 1.425 | 0.60189 | 0.60189 | 1.425 | 0.60189 | 0.60189 | -2.3657e-05 | -101.6025 | 78.3974 | -2.5922e-05 | -101.6025 | 78.3974
Line2_1_4 | 0 | 2.5068 | 2.5068 | 0 | 2.5068 | 2.5068 | 0 | 0.57893 | 0.57893 | 0 | 0.57893 | 0.57893 | 4.9638e-09 | 0.24131 | 0.24131 | -4.9638e-09 | -0.12066 | -0.12066 | -1.1341e-07 | 0.25137 | 0.25137 | 5.6706e-08 | -0.12568 | -0.12568 | 0 | -147.7716 | 32.2282 | 0 | 32.2284 | -147.7718 | 1.425 | 0.60189 | 0.60189 | 1.425 | 0.30095 | 0.30094 | -2.3657e-05 | -101.6025 | 78.3974 | -2.9554e-05 | -101.6025 | 78.3974
Line3_1_5 | 0 | 0 | 0 | 0 | 0 | 0 | 0 | 0 | 0 | 0 | 0 | 0 | 4.9638e-09 | -4.8246e-08 | 4.6445e-08 | -4.9638e-09 | 2.4784e-08 | -2.2983e-08 | -1.1341e-07 | 8.3108e-09 | -6.8502e-09 | 5.6706e-08 | -3.4937e-09 | 2.033e-09 | 0 | 0 | 0 | 0 | 0 | 0 | 1.425 | 0.60189 | 0.60189 | 1.425 | 0.60189 | 0.60189 | -2.3657e-05 | -101.6025 | 78.3974 | -2.4115e-05 | -101.6025 | 78.3974
Line4_2_6 | 0 | 0 | 0 | 0 | 0 | 0 | 0 | 0 | 0 | 0 | 0 | 0 | 1.241e-08 | -1.2062e-07 | 1.1611e-07 | -1.241e-08 | 9.7153e-08 | -9.2651e-08 | -2.8353e-07 | 2.0777e-08 | -1.7125e-08 | 2.2682e-07 | -1.596e-08 | 1.2308e-08 | 0 | 0 | 0 | 0 | 0 | 0 | 1.425 | 0.60189 | 0.60189 | 1.425 | 0.60189 | 0.60189 | -2.532e-05 | -101.6025 | 78.3974 | -2.6681e-05 | -101.6025 | 78.3973
Line5_6_7 | 0 | 0 | 0 | 0 | 0 | 0 | 0 | 0 | 0 | 0 | 0 | 0 | 9.9277e-09 | -9.6492e-08 | 9.289e-08 | -9.9277e-09 | 7.303e-08 | -6.9428e-08 | -2.2682e-07 | 1.6622e-08 | -1.37e-08 | 1.7012e-07 | -1.1804e-08 | 8.8832e-09 | 0 | 0 | 0 | 0 | 0 | 0 | 1.425 | 0.60189 | 0.60189 | 1.425 | 0.60189 | 0.60189 | -2.6681e-05 | -101.6025 | 78.3973 | -2.7742e-05 | -101.6025 | 78.3973
Line6_7_8 | 0 | 0 | 0 | 0 | 0 | 0 | 0 | 0 | 0 | 0 | 0 | 0 | 7.4458e-09 | -7.2369e-08 | 6.9667e-08 | -7.4458e-09 | 4.8907e-08 | -4.6206e-08 | -1.7012e-07 | 1.2466e-08 | -1.0275e-08 | 1.1341e-07 | -7.6491e-09 | 5.4581e-09 | 0 | 0 | 0 | 0 | 0 | 0 | 1.425 | 0.60189 | 0.60189 | 1.425 | 0.60189 | 0.60189 | -2.7742e-05 | -101.6025 | 78.3973 | -2.8501e-05 | -101.6025 | 78.3973
Line7_8_9 | 0 | 0 | 0 | 0 | 0 | 0 | 0 | 0 | 0 | 0 | 0 | 0 | 2.4819e-09 | -2.4123e-08 | 2.3222e-08 | -2.4819e-09 | 6.611e-10 | 2.3943e-10 | -5.6706e-08 | 4.1554e-09 | -3.4251e-09 | -2.4501e-15 | 6.617e-10 | -1.392e-09 | 0 | 0 | 0 | 0 | 0 | 0 | 1.425 | 0.60189 | 0.60189 | 1.425 | 0.60189 | 0.60189 | -2.8501e-05 | -101.6025 | 78.3973 | -2.8658e-05 | -101.6025 | 78.3973
Line8_8_10 | 0 | 0 | 0 | 0 | 0 | 0 | 0 | 0 | 0 | 0 | 0 | 0 | 2.4819e-09 | -2.4123e-08 | 2.3222e-08 | -2.4819e-09 | 6.611e-10 | 2.3943e-10 | -5.6706e-08 | 4.1554e-09 | -3.4251e-09 | -2.3446e-15 | 6.617e-10 | -1.392e-09 | 0 | 0 | 0 | 0 | 0 | 0 | 1.425 | 0.60189 | 0.60189 | 1.425 | 0.60189 | 0.60189 | -2.8501e-05 | -101.6025 | 78.3973 | -2.8658e-05 | -101.6025 | 78.3973
Line9_3_11 | 1.2073e-06 | 1.2327e-06 | 1.1821e-06 | 1.0352e-06 | 1.0605e-06 | 1.0101e-06 | 2.7882e-07 | 2.8468e-07 | 2.73e-07 | 2.3907e-07 | 2.4491e-07 | 2.3328e-07 | 1.7374e-08 | -1.6886e-07 | 1.6256e-07 | -1.7374e-08 | 1.454e-07 | -1.391e-07 | -3.9694e-07 | 2.9088e-08 | -2.3976e-08 | 3.4024e-07 | -2.4271e-08 | 1.9158e-08 | 87.4938 | 88.1712 | 86.7874 | -92.9232 | -92.1259 | -93.7603 | 1.425 | 0.60189 | 0.60189 | 1.425 | 0.60189 | 0.60189 | -2.5922e-05 | -101.6025 | 78.3974 | -2.7886e-05 | -101.6025 | 78.3973

## LLG_min_10
name | pf_ikss_a_from_ka | pf_ikss_b_from_ka | pf_ikss_c_from_ka | pf_ikss_a_to_ka | pf_ikss_b_to_ka | pf_ikss_c_to_ka | pf_skss_a_from_mw | pf_skss_b_from_mw | pf_skss_c_from_mw | pf_skss_a_to_mw | pf_skss_b_to_mw | pf_skss_c_to_mw | pf_p_a_from_mw | pf_p_b_from_mw | pf_p_c_from_mw | pf_p_a_to_mw | pf_p_b_to_mw | pf_p_c_to_mw | pf_q_a_from_mvar | pf_q_b_from_mvar | pf_q_c_from_mvar | pf_q_a_to_mvar | pf_q_b_to_mvar | pf_q_c_to_mvar | pf_ikss_a_from_degree | pf_ikss_b_from_degree | pf_ikss_c_from_degree | pf_ikss_a_to_degree | pf_ikss_b_to_degree | pf_ikss_c_to_degree | pf_vm_a_from_pu | pf_vm_b_from_pu | pf_vm_c_from_pu | pf_vm_a_to_pu | pf_vm_b_to_pu | pf_vm_c_to_pu | pf_va_a_from_degree | pf_va_b_from_degree | pf_va_c_from_degree | pf_va_a_to_degree | pf_va_b_to_degree | pf_va_c_to_degree
Line0_1_2 | 0 | 1.001e-06 | 0 | 0 | 0 | 0 | 0 | 2.3117e-07 | 0 | 0 | 0 | 0 | 1.3365e-08 | -1.299e-07 | 1.2505e-07 | -1.3365e-08 | 1.0885e-07 | -1.04e-07 | -3.0536e-07 | 2.2377e-08 | -1.8444e-08 | 2.5447e-07 | -1.8054e-08 | 1.4121e-08 | 0 | 88.1712 | 0 | 0 | 0 | 0 | 1.35 | 0.57021 | 0.57021 | 1.35 | 0.57021 | 0.57021 | -2.3657e-05 | -101.6025 | 78.3974 | -2.5319e-05 | -101.6025 | 78.3974
Line10_11_12 | 0 | 1.001e-06 | 0 | 0 | 0 | 0 | 0 | 2.3117e-07 | 0 | 0 | 0 | 0 | 1.3365e-08 | -1.299e-07 | 1.2505e-07 | -1.3365e-08 | 1.0885e-07 | -1.04e-07 | -3.0536e-07 | 2.2377e-08 | -1.8444e-08 | 2.5447e-07 | -1.8054e-08 | 1.4121e-08 | 0 | 88.1712 | 0 | 0 | 0 | 0 | 1.35 | 0.57021 | 0.57021 | 1.35 | 0.57021 | 0.57021 | -2.7886e-05 | -101.6025 | 78.3973 | -2.9548e-05 | -101.6025 | 78.3973
Line11_12_13 | 0 | 0 | 0 | 0 | 0 | 0 | 0 | 0 | 0 | 0 | 0 | 0 | 1.1138e-08 | -1.0825e-07 | 1.0421e-07 | -1.1138e-08 | 8.7196e-08 | -8.3154e-08 | -2.5447e-07 | 1.8647e-08 | -1.537e-08 | 2.0358e-07 | -1.4324e-08 | 1.1047e-08 | 0 | 0 | 0 | 0 | 0 | 0 | 1.35 | 0.57021 | 0.57021 | 1.35 | 0.57021 | 0.57021 | -2.9548e-05 | -101.6025 | 78.3973 | -3.091e-05 | -101.6025 | 78.3973
Line12_13_15 | 0 | 0 | 0 | 0 | 0 | 0 | 0 | 0 | 0 | 0 | 0 | 0 | 6.6827e-09 | -6.4952e-08 | 6.2527e-08 | -6.6826e-09 | 4.3895e-08 | -4.147e-08 | -1.5268e-07 | 1.1188e-08 | -9.2221e-09 | 1.0179e-07 | -6.8651e-09 | 4.8987e-09 | 0 | 0 | 0 | 0 | 0 | 0 | 1.35 | 0.57021 | 0.57021 | 1.35 | 0.57021 | 0.57021 | -3.091e-05 | -101.6025 | 78.3973 | -3.1669e-05 | -101.6025 | 78.3973
Line13_13_14 | 0 | 0 | 0 | 0 | 0 | 0 | 0 | 0 | 0 | 0 | 0 | 0 | 2.2276e-09 | -2.1651e-08 | 2.0842e-08 | -2.2275e-09 | 5.9334e-10 | 2.1489e-10 | -5.0894e-08 | 3.7295e-09 | -3.074e-09 | -2.1895e-15 | 5.9388e-10 | -1.2494e-09 | 0 | 0 | 0 | 0 | 0 | 0 | 1.35 | 0.57021 | 0.57021 | 1.35 | 0.57021 | 0.57021 | -3.091e-05 | -101.6025 | 78.3973 | -3.1067e-05 | -101.6025 | 78.3973
Line14_15_16 | 0 | 0 | 0 | 0 | 0 | 0 | 0 | 0 | 0 | 0 | 0 | 0 | 4.4551e-09 | -4.3301e-08 | 4.1685e-08 | -4.4551e-09 | 2.2244e-08 | -2.0627e-08 | -1.0179e-07 | 7.459e-09 | -6.1481e-09 | 5.0894e-08 | -3.1356e-09 | 1.8247e-09 | 0 | 0 | 0 | 0 | 0 | 0 | 1.35 | 0.57021 | 0.57021 | 1.35 | 0.57021 | 0.57021 | -3.1669e-05 | -101.6025 | 78.3973 | -3.2128e-05 | -101.6025 | 78.3973
Line15_16_17 | 0 | 0 | 0 | 0 | 0 | 0 | 0 | 0 | 0 | 0 | 0 | 0 | 2.2276e-09 | -2.1651e-08 | 2.0842e-08 | -2.2275e-09 | 5.9334e-10 | 2.1489e-10 | -5.0894e-08 | 3.7295e-09 | -3.074e-09 | -2.342e-15 | 5.9388e-10 | -1.2494e-09 | 0 | 0 | 0 | 0 | 0 | 0 | 1.35 | 0.57021 | 0.57021 | 1.35 | 0.57021 | 0.57021 | -3.2128e-05 | -101.6025 | 78.3973 | -3.2285e-05 | -101.6025 | 78.3973
Line16_4_18 | 0 | 2.3749 | 2.3749 | 0 | 2.3749 | 2.3749 | 0 | 0.54846 | 0.54846 | 0 | 0.54846 | 0.54846 | 2.2275e-09 | 0.10829 | 0.10829 | -2.2275e-09 | 3.9818e-10 | -4.0101e-10 | -5.0894e-08 | 0.1128 | 0.1128 | -2.2306e-15 | 3.7131e-10 | -3.643e-10 | 0 | -147.7716 | 32.2282 | 0 | 32.2284 | -147.7718 | 1.35 | 0.28511 | 0.28511 | 1.35 | 0 | 0 | -2.9554e-05 | -101.6025 | 78.3974 | -3.5149e-05 | 0 | 0
Line17_5_19 | 0 | 0 | 0 | 0 | 0 | 0 | 0 | 0 | 0 | 0 | 0 | 0 | 2.2275e-09 | -2.1651e-08 | 2.0842e-08 | -2.2275e-09 | 5.9334e-10 | 2.1489e-10 | -5.0894e-08 | 3.7295e-09 | -3.074e-09 | -1.8541e-15 | 5.9388e-10 | -1.2494e-09 | 0 | 0 | 0 | 0 | 0 | 0 | 1.35 | 0.57021 | 0.57021 | 1.35 | 0.57021 | 0.57021 | -2.4115e-05 | -101.6025 | 78.3974 | -2.4272e-05 | -101.6025 | 78.3974
Line1_1_3 | 1.3072e-06 | 1.3347e-06 | 1.2799e-06 | 1.1441e-06 | 1.1715e-06 | 1.1169e-06 | 3.0188e-07 | 3.0823e-07 | 2.9558e-07 | 2.6422e-07 | 2.7055e-07 | 2.5795e-07 | 1.782e-08 | -1.732e-07 | 1.6674e-07 | -1.782e-08 | 1.5215e-07 | -1.4568e-07 | -4.0715e-07 | 2.9836e-08 | -2.4592e-08 | 3.5626e-07 | -2.5513e-08 | 2.0269e-08 | 87.4938 | 88.1712 | 86.7874 | -92.8636 | -92.0836 | -93.6818 | 1.35 | 0.57021 | 0.57021 | 1.35 | 0.57021 | 0.57021 | -2.3657e-05 | -101.6025 | 78.3974 | -2.5922e-05 | -101.6025 | 78.3974
Line2_1_4 | 0 | 2.3749 | 2.3749 | 0 | 2.3749 | 2.3749 | 0 | 0.54846 | 0.54846 | 0 | 0.54846 | 0.54846 | 4.4551e-09 | 0.21658 | 0.21658 | -4.455e-09 | -0.10829 | -0.10829 | -1.0179e-07 | 0.2256 | 0.2256 | 5.0894e-08 | -0.1128 | -0.1128 | 0 | -147.7716 | 32.2282 | 0 | 32.2284 | -147.7718 | 1.35 | 0.57021 | 0.57021 | 1.35 | 0.28511 | 0.28511 | -2.3657e-05 | -101.6025 | 78.3974 | -2.9554e-05 | -101.6025 | 78.3974
Line3_1_5 | 0 | 0 | 0 | 0 | 0 | 0 | 0 | 0 | 0 | 0 | 0 | 0 | 4.4551e-09 | -4.3301e-08 | 4.1685e-08 | -4.4551e-09 | 2.2244e-08 | -2.0627e-08 | -1.0179e-07 | 7.459e-09 | -6.1481e-09 | 5.0894e-08 | -3.1356e-09 | 1.8247e-09 | 0 | 0 | 0 | 0 | 0 | 0 | 1.35 | 0.57021 | 0.57021 | 1.35 | 0.57021 | 0.57021 | -2.3657e-05 | -101.6025 | 78.3974 | -2.4115e-05 | -101.6025 | 78.3974
Line4_2_6 | 0 | 0 | 0 | 0 | 0 | 0 | 0 | 0 | 0 | 0 | 0 | 0 | 1.1138e-08 | -1.0825e-07 | 1.0421e-07 | -1.1138e-08 | 8.7196e-08 | -8.3154e-08 | -2.5447e-07 | 1.8647e-08 | -1.537e-08 | 2.0358e-07 | -1.4324e-08 | 1.1047e-08 | 0 | 0 | 0 | 0 | 0 | 0 | 1.35 | 0.57021 | 0.57021 | 1.35 | 0.57021 | 0.57021 | -2.5319e-05 | -101.6025 | 78.3974 | -2.6681e-05 | -101.6025 | 78.3973
Line5_6_7 | 0 | 0 | 0 | 0 | 0 | 0 | 0 | 0 | 0 | 0 | 0 | 0 | 8.9102e-09 | -8.6602e-08 | 8.3369e-08 | -8.9102e-09 | 6.5545e-08 | -6.2312e-08 | -2.0358e-07 | 1.4918e-08 | -1.2296e-08 | 1.5268e-07 | -1.0595e-08 | 7.9728e-09 | 0 | 0 | 0 | 0 | 0 | 0 | 1.35 | 0.57021 | 0.57021 | 1.35 | 0.57021 | 0.57021 | -2.6681e-05 | -101.6025 | 78.3973 | -2.7742e-05 | -101.6025 | 78.3973
Line6_7_8 | 0 | 0 | 0 | 0 | 0 | 0 | 0 | 0 | 0 | 0 | 0 | 0 | 6.6827e-09 | -6.4952e-08 | 6.2527e-08 | -6.6826e-09 | 4.3895e-08 | -4.147e-08 | -1.5268e-07 | 1.1188e-08 | -9.2221e-09 | 1.0179e-07 | -6.8651e-09 | 4.8987e-09 | 0 | 0 | 0 | 0 | 0 | 0 | 1.35 | 0.57021 | 0.57021 | 1.35 | 0.57021 | 0.57021 | -2.7742e-05 | -101.6025 | 78.3973 | -2.8501e-05 | -101.6025 | 78.3973
Line7_8_9 | 0 | 0 | 0 | 0 | 0 | 0 | 0 | 0 | 0 | 0 | 0 | 0 | 2.2276e-09 | -2.1651e-08 | 2.0842e-08 | -2.2275e-09 | 5.9334e-10 | 2.1489e-10 | -5.0894e-08 | 3.7295e-09 | -3.074e-09 | -2.2831e-15 | 5.9388e-10 | -1.2494e-09 | 0 | 0 | 0 | 0 | 0 | 0 | 1.35 | 0.57021 | 0.57021 | 1.35 | 0.57021 | 0.57021 | -2.8501e-05 | -101.6025 | 78.3973 | -2.8658e-05 | -101.6025 | 78.3973
Line8_8_10 | 0 | 0 | 0 | 0 | 0 | 0 | 0 | 0 | 0 | 0 | 0 | 0 | 2.2276e-09 | -2.1651e-08 | 2.0842e-08 | -2.2275e-09 | 5.9334e-10 | 2.1489e-10 | -5.0894e-08 | 3.7295e-09 | -3.074e-09 | -1.9834e-15 | 5.9388e-10 | -1.2494e-09 | 0 | 0 | 0 | 0 | 0 | 0 | 1.35 | 0.57021 | 0.57021 | 1.35 | 0.57021 | 0.57021 | -2.8501e-05 | -101.6025 | 78.3973 | -2.8658e-05 | -101.6025 | 78.3973
Line9_3_11 | 1.1438e-06 | 1.1678e-06 | 1.1199e-06 | 0 | 1.0047e-06 | 0 | 2.6415e-07 | 2.697e-07 | 2.5863e-07 | 0 | 2.3202e-07 | 0 | 1.5593e-08 | -1.5155e-07 | 1.459e-07 | -1.5593e-08 | 1.305e-07 | -1.2484e-07 | -3.5626e-07 | 2.6106e-08 | -2.1518e-08 | 3.0536e-07 | -2.1783e-08 | 1.7195e-08 | 87.4938 | 88.1712 | 86.7874 | 0 | -92.1259 | 0 | 1.35 | 0.57021 | 0.57021 | 1.35 | 0.57021 | 0.57021 | -2.5922e-05 | -101.6025 | 78.3974 | -2.7886e-05 | -101.6025 | 78.3973

## LLG_min_fault_6
name | pf_ikss_a_from_ka | pf_ikss_b_from_ka | pf_ikss_c_from_ka | pf_ikss_a_to_ka | pf_ikss_b_to_ka | pf_ikss_c_to_ka | pf_skss_a_from_mw | pf_skss_b_from_mw | pf_skss_c_from_mw | pf_skss_a_to_mw | pf_skss_b_to_mw | pf_skss_c_to_mw | pf_p_a_from_mw | pf_p_b_from_mw | pf_p_c_from_mw | pf_p_a_to_mw | pf_p_b_to_mw | pf_p_c_to_mw | pf_q_a_from_mvar | pf_q_b_from_mvar | pf_q_c_from_mvar | pf_q_a_to_mvar | pf_q_b_to_mvar | pf_q_c_to_mvar | pf_ikss_a_from_degree | pf_ikss_b_from_degree | pf_ikss_c_from_degree | pf_ikss_a_to_degree | pf_ikss_b_to_degree | pf_ikss_c_to_degree | pf_vm_a_from_pu | pf_vm_b_from_pu | pf_vm_c_from_pu | pf_vm_a_to_pu | pf_vm_b_to_pu | pf_vm_c_to_pu | pf_va_a_from_degree | pf_va_b_from_degree | pf_va_c_from_degree | pf_va_a_to_degree | pf_va_b_to_degree | pf_va_c_to_degree
Line0_1_2 | 1.0351e-06 | 1.0353e-06 | 1.0349e-06 | 0 | 0 | 0 | 2.3904e-07 | 2.3908e-07 | 2.3899e-07 | 0 | 0 | 0 | 1.4946e-08 | -1.9604e-07 | 1.9592e-07 | -1.4938e-08 | 1.6338e-07 | -1.6326e-07 | -3.4032e-07 | -8.184e-09 | 8.2006e-09 | 2.836e-07 | 8.2442e-09 | -8.2685e-09 | 87.4811 | 87.491 | 87.4712 | 0 | 0 | 0 | 1.4251 | 0.8207 | 0.82049 | 1.4251 | 0.8207 | 0.82049 | -0.0042662 | -90.1185 | 89.868 | -0.0042678 | -90.1185 | 89.868
Line10_11_12 | 1.0351e-06 | 1.0353e-06 | 1.0349e-06 | 0 | 0 | 0 | 2.3904e-07 | 2.3908e-07 | 2.3899e-07 | 0 | 0 | 0 | 1.4946e-08 | -1.9605e-07 | 1.9592e-07 | -1.4938e-08 | 1.6338e-07 | -1.6326e-07 | -3.4032e-07 | -8.184e-09 | 8.2006e-09 | 2.836e-07 | 8.2443e-09 | -8.2686e-09 | 87.4811 | 87.491 | 87.4711 | 0 | 0 | 0 | 1.4251 | 0.8207 | 0.82049 | 1.4251 | 0.8207 | 0.82049 | -0.0042704 | -90.1185 | 89.868 | -0.0042721 | -90.1185 | 89.868
Line11_12_13 | 0 | 0 | 0 | 0 | 0 | 0 | 0 | 0 | 0 | 0 | 0 | 0 | 1.2455e-08 | -1.6337e-07 | 1.6327e-07 | -1.2447e-08 | 1.3071e-07 | -1.3061e-07 | -2.836e-07 | -6.82e-09 | 6.8338e-09 | 2.2688e-07 | 6.8803e-09 | -6.9018e-09 | 0 | 0 | 0 | 0 | 0 | 0 | 1.4251 | 0.8207 | 0.82049 | 1.4251 | 0.8207 | 0.82049 | -0.0042721 | -90.1185 | 89.868 | -0.0042734 | -90.1185 | 89.868
Line12_13_15 | 0 | 0 | 0 | 0 | 0 | 0 | 0 | 0 | 0 | 0 | 0 | 0 | 7.473e-09 | -9.8023e-08 | 9.796e-08 | -7.4646e-09 | 6.5357e-08 | -6.5303e-08 | -1.7016e-07 | -4.092e-09 | 4.1003e-09 | 1.1344e-07 | 4.1523e-09 | -4.1683e-09 | 0 | 0 | 0 | 0 | 0 | 0 | 1.4251 | 0.8207 | 0.82049 | 1.4251 | 0.8207 | 0.82049 | -0.0042734 | -90.1185 | 89.868 | -0.0042742 | -90.1185 | 89.868
Line13_13_14 | 0 | 0 | 0 | 0 | 0 | 0 | 0 | 0 | 0 | 0 | 0 | 0 | 2.491e-09 | -3.2674e-08 | 3.2653e-08 | -2.4826e-09 | 9.0423e-12 | 3.4281e-12 | -5.6721e-08 | -1.364e-09 | 1.3668e-09 | -3.6986e-13 | 1.4243e-09 | -1.4347e-09 | 0 | 0 | 0 | 0 | 0 | 0 | 1.4251 | 0.8207 | 0.82049 | 1.4251 | 0.8207 | 0.82049 | -0.0042734 | -90.1185 | 89.868 | -0.0042736 | -90.1185 | 89.868
Line14_15_16 | 0 | 0 | 0 | 0 | 0 | 0 | 0 | 0 | 0 | 0 | 0 | 0 | 4.982e-09 | -6.5348e-08 | 6.5306e-08 | -4.9736e-09 | 3.2683e-08 | -3.265e-08 | -1.1344e-07 | -2.728e-09 | 2.7335e-09 | 5.672e-08 | 2.7883e-09 | -2.8015e-09 | 0 | 0 | 0 | 0 | 0 | 0 | 1.4251 | 0.8207 | 0.82049 | 1.4251 | 0.8207 | 0.82049 | -0.0042742 | -90.1185 | 89.868 | -0.0042746 | -90.1185 | 89.868
Line15_16_17 | 0 | 0 | 0 | 0 | 0 | 0 | 0 | 0 | 0 | 0 | 0 | 0 | 2.491e-09 | -3.2674e-08 | 3.2653e-08 | -2.4826e-09 | 9.0422e-12 | 3.4279e-12 | -5.6721e-08 | -1.364e-09 | 1.3668e-09 | -3.7002e-13 | 1.4243e-09 | -1.4347e-09 | 0 | 0 | 0 | 0 | 0 | 0 | 1.4251 | 0.8207 | 0.82049 | 1.4251 | 0.8207 | 0.82049 | -0.0042746 | -90.1185 | 89.868 | -0.0042748 | -90.1185 | 89.868
Line16_4_18 | 0 | 0.026595 | 0.026589 | 0 | 0.026595 | 0.026589 | 0 | 0.0061419 | 0.0061404 | 0 | 0.006142 | 0.0061404 | 2.491e-09 | 0.0035501 | 0.0035484 | -2.4826e-09 | -0.0035366 | -0.0035348 | -5.6721e-08 | 0.0035507 | 0.0035489 | -3.7058e-13 | -0.0035366 | -0.0035348 | 0 | -135.1278 | 44.8591 | 0 | 44.8724 | -135.1411 | 1.4251 | 0.81751 | 0.8173 | 1.4251 | 0.81432 | 0.81411 | -0.0042721 | -90.123 | 89.8634 | -0.0042777 | -90.1276 | 89.8589
Line17_5_19 | 0 | 0 | 0 | 0 | 0 | 0 | 0 | 0 | 0 | 0 | 0 | 0 | 2.491e-09 | -3.2674e-08 | 3.2653e-08 | -2.4826e-09 | 9.043e-12 | 3.4281e-12 | -5.6721e-08 | -1.364e-09 | 1.3668e-09 | -3.6973e-13 | 1.4243e-09 | -1.4347e-09 | 0 | 0 | 0 | 0 | 0 | 0 | 1.4251 | 0.8207 | 0.82049 | 1.4251 | 0.8207 | 0.82049 | -0.0042666 | -90.1185 | 89.868 | -0.0042668 | -90.1185 | 89.868
Line1_1_3 | 1.3801e-06 | 1.3803e-06 | 1.3798e-06 | 1.2079e-06 | 1.2082e-06 | 1.2077e-06 | 3.1872e-07 | 3.1878e-07 | 3.1866e-07 | 2.7896e-07 | 2.7902e-07 | 2.789e-07 | 1.9928e-08 | -2.6139e-07 | 2.6123e-07 | -1.992e-08 | 2.2873e-07 | -2.2857e-07 | -4.5377e-07 | -1.0912e-08 | 1.0934e-08 | 3.9705e-07 | 1.0972e-08 | -1.1002e-08 | 87.4811 | 87.491 | 87.4711 | -92.8764 | -92.8649 | -92.8878 | 1.4251 | 0.8207 | 0.82049 | 1.4251 | 0.8207 | 0.82049 | -0.0042662 | -90.1185 | 89.868 | -0.0042684 | -90.1185 | 89.868
Line2_1_4 | 0 | 0.026595 | 0.026589 | 0 | 0.026595 | 0.026589 | 0 | 0.0061419 | 0.0061404 | 0 | 0.0061419 | 0.0061404 | 4.982e-09 | 0.0035637 | 0.003562 | -4.9735e-09 | -0.0035501 | -0.0035484 | -1.1344e-07 | 0.0035649 | 0.003563 | 5.672e-08 | -0.0035507 | -0.0035489 | 0 | -135.1281 | 44.8594 | 0 | 44.8722 | -135.1409 | 1.4251 | 0.8207 | 0.82049 | 1.4251 | 0.81751 | 0.8173 | -0.0042662 | -90.1185 | 89.868 | -0.0042721 | -90.123 | 89.8634
Line3_1_5 | 0 | 0 | 0 | 0 | 0 | 0 | 0 | 0 | 0 | 0 | 0 | 0 | 4.982e-09 | -6.5348e-08 | 6.5306e-08 | -4.9735e-09 | 3.2683e-08 | -3.265e-08 | -1.1344e-07 | -2.728e-09 | 2.7335e-09 | 5.672e-08 | 2.7883e-09 | -2.8015e-09 | 0 | 0 | 0 | 0 | 0 | 0 | 1.4251 | 0.8207 | 0.82049 | 1.4251 | 0.8207 | 0.82049 | -0.0042662 | -90.1185 | 89.868 | -0.0042666 | -90.1185 | 89.868
Line4_2_6 | 0 | 0 | 0 | 0 | 0 | 0 | 0 | 0 | 0 | 0 | 0 | 0 | 1.2455e-08 | -1.6337e-07 | 1.6327e-07 | -1.2447e-08 | 1.3071e-07 | -1.3061e-07 | -2.836e-07 | -6.82e-09 | 6.8338e-09 | 2.2688e-07 | 6.8803e-09 | -6.9018e-09 | 0 | 0 | 0 | 0 | 0 | 0 | 1.4251 | 0.8207 | 0.82049 | 1.4251 | 0.8207 | 0.82049 | -0.0042678 | -90.1185 | 89.868 | -0.0042692 | -90.1185 | 89.868
Line5_6_7 | 0 | 0 | 0 | 0 | 0 | 0 | 0 | 0 | 0 | 0 | 0 | 0 | 9.964e-09 | -1.307e-07 | 1.3061e-07 | -9.9556e-09 | 9.8032e-08 | -9.7956e-08 | -2.2688e-07 | -5.456e-09 | 5.4671e-09 | 1.7016e-07 | 5.5163e-09 | -5.535e-09 | 0 | 0 | 0 | 0 | 0 | 0 | 1.4251 | 0.8207 | 0.82049 | 1.4251 | 0.8207 | 0.82049 | -0.0042692 | -90.1185 | 89.868 | -0.0042702 | -90.1185 | 89.868
Line6_7_8 | 0 | 0 | 0 | 0 | 0 | 0 | 0 | 0 | 0 | 0 | 0 | 0 | 7.473e-09 | -9.8023e-08 | 9.796e-08 | -7.4646e-09 | 6.5357e-08 | -6.5303e-08 | -1.7016e-07 | -4.092e-09 | 4.1003e-09 | 1.1344e-07 | 4.1523e-09 | -4.1682e-09 | 0 | 0 | 0 | 0 | 0 | 0 | 1.4251 | 0.8207 | 0.82049 | 1.4251 | 0.8207 | 0.82049 | -0.0042702 | -90.1185 | 89.868 | -0.004271 | -90.1185 | 89.868
Line7_8_9 | 0 | 0 | 0 | 0 | 0 | 0 | 0 | 0 | 0 | 0 | 0 | 0 | 2.491e-09 | -3.2674e-08 | 3.2653e-08 | -2.4826e-09 | 9.0427e-12 | 3.4278e-12 | -5.6721e-08 | -1.364e-09 | 1.3668e-09 | -3.7002e-13 | 1.4243e-09 | -1.4347e-09 | 0 | 0 | 0 | 0 | 0 | 0 | 1.4251 | 0.8207 | 0.82049 | 1.4251 | 0.8207 | 0.82049 | -0.004271 | -90.1185 | 89.868 | -0.0042712 | -90.1185 | 89.868
Line8_8_10 | 0 | 0 | 0 | 0 | 0 | 0 | 0 | 0 | 0 | 0 | 0 | 0 | 2.491e-09 | -3.2674e-08 | 3.2653e-08 | -2.4826e-09 | 9.0425e-12 | 3.4278e-12 | -5.6721e-08 | -1.364e-09 | 1.3668e-09 | -3.7012e-13 | 1.4243e-09 | -1.4347e-09 | 0 | 0 | 0 | 0 | 0 | 0 | 1.4251 | 0.8207 | 0.82049 | 1.4251 | 0.8207 | 0.82049 | -0.004271 | -90.1185 | 89.868 | -0.0042712 | -90.1185 | 89.868
Line9_3_11 | 1.2076e-06 | 1.2078e-06 | 1.2073e-06 | 1.0354e-06 | 1.0357e-06 | 1.0352e-06 | 2.7888e-07 | 2.7893e-07 | 2.7883e-07 | 2.3912e-07 | 2.3917e-07 | 2.3907e-07 | 1.7437e-08 | -2.2872e-07 | 2.2857e-07 | -1.7429e-08 | 1.9605e-07 | -1.9592e-07 | -3.9705e-07 | -9.548e-09 | 9.5674e-09 | 3.4032e-07 | 9.6083e-09 | -9.6353e-09 | 87.4811 | 87.491 | 87.4711 | -92.9359 | -92.9242 | -92.9476 | 1.4251 | 0.8207 | 0.82049 | 1.4251 | 0.8207 | 0.82049 | -0.0042684 | -90.1185 | 89.868 | -0.0042704 | -90.1185 | 89.868

## LLG_min_fault_10
name | pf_ikss_a_from_ka | pf_ikss_b_from_ka | pf_ikss_c_from_ka | pf_ikss_a_to_ka | pf_ikss_b_to_ka | pf_ikss_c_to_ka | pf_skss_a_from_mw | pf_skss_b_from_mw | pf_skss_c_from_mw | pf_skss_a_to_mw | pf_skss_b_to_mw | pf_skss_c_to_mw | pf_p_a_from_mw | pf_p_b_from_mw | pf_p_c_from_mw | pf_p_a_to_mw | pf_p_b_to_mw | pf_p_c_to_mw | pf_q_a_from_mvar | pf_q_b_from_mvar | pf_q_c_from_mvar | pf_q_a_to_mvar | pf_q_b_to_mvar | pf_q_c_to_mvar | pf_ikss_a_from_degree | pf_ikss_b_from_degree | pf_ikss_c_from_degree | pf_ikss_a_to_degree | pf_ikss_b_to_degree | pf_ikss_c_to_degree | pf_vm_a_from_pu | pf_vm_b_from_pu | pf_vm_c_from_pu | pf_vm_a_to_pu | pf_vm_b_to_pu | pf_vm_c_to_pu | pf_va_a_from_degree | pf_va_b_from_degree | pf_va_c_from_degree | pf_va_a_to_degree | pf_va_b_to_degree | pf_va_c_to_degree
Line0_1_2 | 0 | 0 | 0 | 0 | 0 | 0 | 0 | 0 | 0 | 0 | 0 | 0 | 1.3414e-08 | -1.7595e-07 | 1.7584e-07 | -1.3407e-08 | 1.4663e-07 | -1.4653e-07 | -3.0544e-07 | -7.3452e-09 | 7.3601e-09 | 2.5454e-07 | 7.3993e-09 | -7.4211e-09 | 0 | 0 | 0 | 0 | 0 | 0 | 1.3501 | 0.77751 | 0.7773 | 1.3501 | 0.77751 | 0.7773 | -0.0042662 | -90.1185 | 89.868 | -0.0042678 | -90.1185 | 89.868
Line10_11_12 | 0 | 0 | 0 | 0 | 0 | 0 | 0 | 0 | 0 | 0 | 0 | 0 | 1.3414e-08 | -1.7595e-07 | 1.7584e-07 | -1.3407e-08 | 1.4663e-07 | -1.4653e-07 | -3.0544e-07 | -7.3452e-09 | 7.3601e-09 | 2.5454e-07 | 7.3993e-09 | -7.4211e-09 | 0 | 0 | 0 | 0 | 0 | 0 | 1.3501 | 0.77751 | 0.7773 | 1.3501 | 0.77751 | 0.7773 | -0.0042704 | -90.1185 | 89.868 | -0.0042721 | -90.1185 | 89.868
Line11_12_13 | 0 | 0 | 0 | 0 | 0 | 0 | 0 | 0 | 0 | 0 | 0 | 0 | 1.1178e-08 | -1.4663e-07 | 1.4653e-07 | -1.1171e-08 | 1.1731e-07 | -1.1722e-07 | -2.5454e-07 | -6.121e-09 | 6.1334e-09 | 2.0363e-07 | 6.1751e-09 | -6.1944e-09 | 0 | 0 | 0 | 0 | 0 | 0 | 1.3501 | 0.77751 | 0.7773 | 1.3501 | 0.77751 | 0.7773 | -0.0042721 | -90.1185 | 89.868 | -0.0042734 | -90.1185 | 89.868
Line12_13_15 | 0 | 0 | 0 | 0 | 0 | 0 | 0 | 0 | 0 | 0 | 0 | 0 | 6.7071e-09 | -8.7976e-08 | 8.792e-08 | -6.6995e-09 | 5.8659e-08 | -5.861e-08 | -1.5272e-07 | -3.6726e-09 | 3.6801e-09 | 1.0181e-07 | 3.7267e-09 | -3.741e-09 | 0 | 0 | 0 | 0 | 0 | 0 | 1.3501 | 0.77751 | 0.7773 | 1.3501 | 0.77751 | 0.7773 | -0.0042734 | -90.1185 | 89.868 | -0.0042742 | -90.1185 | 89.868
Line13_13_14 | 0 | 0 | 0 | 0 | 0 | 0 | 0 | 0 | 0 | 0 | 0 | 0 | 2.2357e-09 | -2.9325e-08 | 2.9307e-08 | -2.2281e-09 | 8.1157e-12 | 3.0767e-12 | -5.0907e-08 | -1.2242e-09 | 1.2267e-09 | -3.3215e-13 | 1.2783e-09 | -1.2877e-09 | 0 | 0 | 0 | 0 | 0 | 0 | 1.3501 | 0.77751 | 0.7773 | 1.3501 | 0.77751 | 0.7773 | -0.0042734 | -90.1185 | 89.868 | -0.0042736 | -90.1185 | 89.868
Line14_15_16 | 0 | 0 | 0 | 0 | 0 | 0 | 0 | 0 | 0 | 0 | 0 | 0 | 4.4714e-09 | -5.8651e-08 | 5.8613e-08 | -4.4638e-09 | 2.9333e-08 | -2.9303e-08 | -1.0181e-07 | -2.4484e-09 | 2.4534e-09 | 5.0907e-08 | 2.5025e-09 | -2.5144e-09 | 0 | 0 | 0 | 0 | 0 | 0 | 1.3501 | 0.77751 | 0.7773 | 1.3501 | 0.77751 | 0.7773 | -0.0042742 | -90.1185 | 89.868 | -0.0042746 | -90.1185 | 89.868
Line15_16_17 | 0 | 0 | 0 | 0 | 0 | 0 | 0 | 0 | 0 | 0 | 0 | 0 | 2.2357e-09 | -2.9325e-08 | 2.9307e-08 | -2.2281e-09 | 8.1153e-12 | 3.0766e-12 | -5.0907e-08 | -1.2242e-09 | 1.2267e-09 | -3.324e-13 | 1.2783e-09 | -1.2877e-09 | 0 | 0 | 0 | 0 | 0 | 0 | 1.3501 | 0.77751 | 0.7773 | 1.3501 | 0.77751 | 0.7773 | -0.0042746 | -90.1185 | 89.868 | -0.0042748 | -90.1185 | 89.868
Line16_4_18 | 0 | 0.025196 | 0.025189 | 0 | 0.025196 | 0.025189 | 0 | 0.0058187 | 0.0058172 | 0 | 0.0058187 | 0.0058172 | 2.2357e-09 | 0.0031863 | 0.0031847 | -2.2281e-09 | -0.0031741 | -0.0031725 | -5.0907e-08 | 0.0031868 | 0.0031852 | -3.3204e-13 | -0.0031741 | -0.0031725 | 0 | -135.1278 | 44.8591 | 0 | 44.8724 | -135.1411 | 1.3501 | 0.77448 | 0.77428 | 1.3501 | 0.77146 | 0.77126 | -0.0042721 | -90.123 | 89.8634 | -0.0042777 | -90.1276 | 89.8589
Line17_5_19 | 0 | 0 | 0 | 0 | 0 | 0 | 0 | 0 | 0 | 0 | 0 | 0 | 2.2357e-09 | -2.9325e-08 | 2.9307e-08 | -2.2281e-09 | 8.1163e-12 | 3.0764e-12 | -5.0907e-08 | -1.2242e-09 | 1.2267e-09 | -3.3151e-13 | 1.2783e-09 | -1.2877e-09 | 0 | 0 | 0 | 0 | 0 | 0 | 1.3501 | 0.77751 | 0.7773 | 1.3501 | 0.77751 | 0.7773 | -0.0042666 | -90.1185 | 89.868 | -0.0042668 | -90.1185 | 89.868
Line1_1_3 | 1.3075e-06 | 1.3077e-06 | 1.3072e-06 | 1.1444e-06 | 1.1446e-06 | 1.1441e-06 | 3.0194e-07 | 3.02e-07 | 3.0189e-07 | 2.6428e-07 | 2.6433e-07 | 2.6422e-07 | 1.7886e-08 | -2.346e-07 | 2.3445e-07 | -1.7878e-08 | 2.0529e-07 | -2.0514e-07 | -4.0726e-07 | -9.7936e-09 | 9.8135e-09 | 3.5635e-07 | 9.8477e-09 | -9.8745e-09 | 87.4811 | 87.491 | 87.4711 | -92.8764 | -92.8649 | -92.8878 | 1.3501 | 0.77751 | 0.7773 | 1.3501 | 0.77751 | 0.7773 | -0.0042662 | -90.1185 | 89.868 | -0.0042684 | -90.1185 | 89.868
Line2_1_4 | 0 | 0.025195 | 0.025189 | 0 | 0.025196 | 0.025189 | 0 | 0.0058186 | 0.0058172 | 0 | 0.0058187 | 0.0058172 | 4.4713e-09 | 0.0031984 | 0.0031969 | -4.4638e-09 | -0.0031863 | -0.0031847 | -1.0181e-07 | 0.0031995 | 0.0031979 | 5.0907e-08 | -0.0031868 | -0.0031852 | 0 | -135.1281 | 44.8594 | 0 | 44.8722 | -135.1409 | 1.3501 | 0.77751 | 0.7773 | 1.3501 | 0.77448 | 0.77428 | -0.0042662 | -90.1185 | 89.868 | -0.0042721 | -90.123 | 89.8634
Line3_1_5 | 0 | 0 | 0 | 0 | 0 | 0 | 0 | 0 | 0 | 0 | 0 | 0 | 4.4714e-09 | -5.8651e-08 | 5.8613e-08 | -4.4638e-09 | 2.9333e-08 | -2.9303e-08 | -1.0181e-07 | -2.4484e-09 | 2.4534e-09 | 5.0907e-08 | 2.5025e-09 | -2.5143e-09 | 0 | 0 | 0 | 0 | 0 | 0 | 1.3501 | 0.77751 | 0.7773 | 1.3501 | 0.77751 | 0.7773 | -0.0042662 | -90.1185 | 89.868 | -0.0042666 | -90.1185 | 89.868
Line4_2_6 | 0 | 0 | 0 | 0 | 0 | 0 | 0 | 0 | 0 | 0 | 0 | 0 | 1.1178e-08 | -1.4663e-07 | 1.4653e-07 | -1.1171e-08 | 1.1731e-07 | -1.1722e-07 | -2.5454e-07 | -6.121e-09 | 6.1334e-09 | 2.0363e-07 | 6.1751e-09 | -6.1944e-09 | 0 | 0 | 0 | 0 | 0 | 0 | 1.3501 | 0.77751 | 0.7773 | 1.3501 | 0.77751 | 0.7773 | -0.0042678 | -90.1185 | 89.868 | -0.0042692 | -90.1185 | 89.868
Line5_6_7 | 0 | 0 | 0 | 0 | 0 | 0 | 0 | 0 | 0 | 0 | 0 | 0 | 8.9428e-09 | -1.173e-07 | 1.1723e-07 | -8.9352e-09 | 8.7984e-08 | -8.7916e-08 | -2.0363e-07 | -4.8968e-09 | 4.9067e-09 | 1.5272e-07 | 4.9509e-09 | -4.9677e-09 | 0 | 0 | 0 | 0 | 0 | 0 | 1.3501 | 0.77751 | 0.7773 | 1.3501 | 0.77751 | 0.7773 | -0.0042692 | -90.1185 | 89.868 | -0.0042702 | -90.1185 | 89.868
Line6_7_8 | 0 | 0 | 0 | 0 | 0 | 0 | 0 | 0 | 0 | 0 | 0 | 0 | 6.7071e-09 | -8.7976e-08 | 8.792e-08 | -6.6995e-09 | 5.8659e-08 | -5.861e-08 | -1.5272e-07 | -3.6726e-09 | 3.68e-09 | 1.0181e-07 | 3.7267e-09 | -3.741e-09 | 0 | 0 | 0 | 0 | 0 | 0 | 1.3501 | 0.77751 | 0.7773 | 1.3501 | 0.77751 | 0.7773 | -0.0042702 | -90.1185 | 89.868 | -0.004271 | -90.1185 | 89.868
Line7_8_9 | 0 | 0 | 0 | 0 | 0 | 0 | 0 | 0 | 0 | 0 | 0 | 0 | 2.2357e-09 | -2.9325e-08 | 2.9307e-08 | -2.2281e-09 | 8.1159e-12 | 3.0766e-12 | -5.0907e-08 | -1.2242e-09 | 1.2267e-09 | -3.3229e-13 | 1.2783e-09 | -1.2877e-09 | 0 | 0 | 0 | 0 | 0 | 0 | 1.3501 | 0.77751 | 0.7773 | 1.3501 | 0.77751 | 0.7773 | -0.004271 | -90.1185 | 89.868 | -0.0042712 | -90.1185 | 89.868
Line8_8_10 | 0 | 0 | 0 | 0 | 0 | 0 | 0 | 0 | 0 | 0 | 0 | 0 | 2.2357e-09 | -2.9325e-08 | 2.9307e-08 | -2.2281e-09 | 8.1159e-12 | 3.0767e-12 | -5.0907e-08 | -1.2242e-09 | 1.2267e-09 | -3.3234e-13 | 1.2783e-09 | -1.2877e-09 | 0 | 0 | 0 | 0 | 0 | 0 | 1.3501 | 0.77751 | 0.7773 | 1.3501 | 0.77751 | 0.7773 | -0.004271 | -90.1185 | 89.868 | -0.0042712 | -90.1185 | 89.868
Line9_3_11 | 1.144e-06 | 1.1442e-06 | 1.1438e-06 | 0 | 0 | 0 | 2.642e-07 | 2.6425e-07 | 2.6415e-07 | 0 | 0 | 0 | 1.565e-08 | -2.0528e-07 | 2.0515e-07 | -1.5642e-08 | 1.7596e-07 | -1.7584e-07 | -3.5635e-07 | -8.5694e-09 | 8.5868e-09 | 3.0544e-07 | 8.6235e-09 | -8.6478e-09 | 87.4811 | 87.491 | 87.4711 | 0 | 0 | 0 | 1.3501 | 0.77751 | 0.7773 | 1.3501 | 0.77751 | 0.7773 | -0.0042684 | -90.1185 | 89.868 | -0.0042704 | -90.1185 | 89.868