## LLL_max_6
name | pf_ikss_from_ka | pf_ikss_to_ka | pf_ip_from_ka | pf_ip_to_ka | pf_skss_from_mw | pf_skss_to_mw | pf_p_from_mw | pf_p_to_mw | pf_q_from_mvar | pf_q_to_mvar | pf_ikss_from_degree | pf_ikss_to_degree | pf_vm_from_pu | pf_vm_to_pu | pf_va_from_degree | pf_va_to_degree
Line0_1_2 | 2.1767 | 2.1767 | 0 | 0 | 1.508 | 1.508 | 0.56854 | -0.42641 | 1.1371 | -0.85282 | -67.8829 | 112.1171 | 0.84302 | 0.63226 | -4.4479 | -4.4479
Line10_11_12 | 0 | 0 | 0 | 0 | 0 | 0 | 0 | 0 | 0 | 0 | 0 | 0 | 0.84302 | 0.84302 | -4.4479 | -4.4479
Line11_12_13 | 0 | 0 | 0 | 0 | 0 | 0 | 0 | 0 | 0 | 0 | 0 | 0 | 0.84302 | 0.84302 | -4.4479 | -4.4479
Line12_13_15 | 0 | 0 | 0 | 0 | 0 | 0 | 0 | 0 | 0 | 0 | 0 | 0 | 0.84302 | 0.84302 | -4.4479 | -4.4479
Line13_13_14 | 0 | 0 | 0 | 0 | 0 | 0 | 0 | 0 | 0 | 0 | 0 | 0 | 0.84302 | 0.84302 | -4.4479 | -4.4479
Line14_15_16 | 0 | 0 | 0 | 0 | 0 | 0 | 0 | 0 | 0 | 0 | 0 | 0 | 0.84302 | 0.84302 | -4.4479 | -4.4479
Line15_16_17 | 0 | 0 | 0 | 0 | 0 | 0 | 0 | 0 | 0 | 0 | 0 | 0 | 0.84302 | 0.84302 | -4.4479 | -4.4479
Line16_4_18 | 0 | 0 | 0 | 0 | 0 | 0 | 0 | 0 | 0 | 0 | 0 | 0 | 0.84302 | 0.84302 | -4.4479 | -4.4479
Line17_5_19 | 0 | 0 | 0 | 0 | 0 | 0 | 0 | 0 | 0 | 0 | 0 | 0 | 0.84302 | 0.84302 | -4.4479 | -4.4479
Line1_1_3 | 0 | 0 | 0 | 0 | 0 | 0 | 0 | 0 | 0 | 0 | 0 | 0 | 0.84302 | 0.84302 | -4.4479 | -4.4479
Line2_1_4 | 0 | 0 | 0 | 0 | 0 | 0 | 0 | 0 | 0 | 0 | 0 | 0 | 0.84302 | 0.84302 | -4.4479 | -4.4479
Line3_1_5 | 0 | 0 | 0 | 0 | 0 | 0 | 0 | 0 | 0 | 0 | 0 | 0 | 0.84302 | 0.84302 | -4.4479 | -4.4479
Line4_2_6 | 2.1767 | 2.1767 | 0 | 0 | 1.508 | 1.508 | 0.42641 | -0.28427 | 0.85282 | -0.56854 | -67.8829 | 112.1171 | 0.63226 | 0.42151 | -4.4479 | -4.4479
Line5_6_7 | 2.1767 | 2.1767 | 0 | 0 | 1.508 | 1.508 | 0.28427 | -0.14214 | 0.56854 | -0.28427 | -67.8829 | 112.1171 | 0.42151 | 0.21075 | -4.4479 | -4.4479
Line6_7_8 | 2.1767 | 2.1767 | 0 | 4.0311 | 1.508 | 1.508 | 0.14214 | -1e-07 | 0.28427 | -1e-07 | -67.8829 | 112.1171 | 0.21075 | 0 | -4.4479 | 0
Line7_8_9 | 0 | 0 | 0 | 0 | 0 | 0 | 8.4632e-22 | 0 | 4.2265e-22 | 0 | 0 | 0 | 0 | 0 | 0 | 0
Line8_8_10 | 0 | 0 | 0 | 0 | 0 | 0 | 8.4632e-22 | 0 | 4.2265e-22 | 0 | 0 | 0 | 0 | 0 | 0 | 0
Line9_3_11 | 0 | 0 | 0 | 0 | 0 | 0 | 0 | 0 | 0 | 0 | 0 | 0 | 0.84302 | 0.84302 | -4.4479 | -4.4479

## LLL_max_10
name | pf_ikss_from_ka | pf_ikss_to_ka | pf_ip_from_ka | pf_ip_to_ka | pf_skss_from_mw | pf_skss_to_mw | pf_p_from_mw | pf_p_to_mw | pf_q_from_mvar | pf_q_to_mvar | pf_ikss_from_degree | pf_ikss_to_degree | pf_vm_from_pu | pf_vm_to_pu | pf_va_from_degree | pf_va_to_degree
Line0_1_2 | 2.259 | 2.259 | 0 | 0 | 1.5651 | 1.5651 | 0.61237 | -0.45928 | 1.2247 | -0.91856 | -68.05 | 111.95 | 0.87491 | 0.65618 | -4.615 | -4.615
Line10_11_12 | 0 | 0 | 0 | 0 | 0 | 0 | 0 | 0 | 0 | 0 | 0 | 0 | 0.87491 | 0.87491 | -4.615 | -4.615
Line11_12_13 | 0 | 0 | 0 | 0 | 0 | 0 | 0 | 0 | 0 | 0 | 0 | 0 | 0.87491 | 0.87491 | -4.615 | -4.615
Line12_13_15 | 0 | 0 | 0 | 0 | 0 | 0 | 0 | 0 | 0 | 0 | 0 | 0 | 0.87491 | 0.87491 | -4.615 | -4.615
Line13_13_14 | 0 | 0 | 0 | 0 | 0 | 0 | 0 | 0 | 0 | 0 | 0 | 0 | 0.87491 | 0.87491 | -4.615 | -4.615
Line14_15_16 | 0 | 0 | 0 | 0 | 0 | 0 | 0 | 0 | 0 | 0 | 0 | 0 | 0.87491 | 0.87491 | -4.615 | -4.615
Line15_16_17 | 0 | 0 | 0 | 0 | 0 | 0 | 0 | 0 | 0 | 0 | 0 | 0 | 0.87491 | 0.87491 | -4.615 | -4.615
Line16_4_18 | 0 | 0 | 0 | 0 | 0 | 0 | 0 | 0 | 0 | 0 | 0 | 0 | 0.87491 | 0.87491 | -4.615 | -4.615
Line17_5_19 | 0 | 0 | 0 | 0 | 0 | 0 | 0 | 0 | 0 | 0 | 0 | 0 | 0.87491 | 0.87491 | -4.615 | -4.615
Line1_1_3 | 0 | 0 | 0 | 0 | 0 | 0 | 0 | 0 | 0 | 0 | 0 | 0 | 0.87491 | 0.87491 | -4.615 | -4.615
Line2_1_4 | 0 | 0 | 0 | 0 | 0 | 0 | 0 | 0 | 0 | 0 | 0 | 0 | 0.87491 | 0.87491 | -4.615 | -4.615
Line3_1_5 | 0 | 0 | 0 | 0 | 0 | 0 | 0 | 0 | 0 | 0 | 0 | 0 | 0.87491 | 0.87491 | -4.615 | -4.615
Line4_2_6 | 2.259 | 2.259 | 0 | 0 | 1.5651 | 1.5651 | 0.45928 | -0.30619 | 0.91856 | -0.61237 | -68.05 | 111.95 | 0.65618 | 0.43745 | -4.615 | -4.615
Line5_6_7 | 2.259 | 2.259 | 0 | 0 | 1.5651 | 1.5651 | 0.30619 | -0.15309 | 0.61237 | -0.30619 | -68.05 | 111.95 | 0.43745 | 0.21873 | -4.615 | -4.615
Line6_7_8 | 2.259 | 2.259 | 0 | 4.1931 | 1.5651 | 1.5651 | 0.15309 | -1e-07 | 0.30619 | -1e-07 | -68.05 | 111.95 | 0.21873 | 0 | -4.615 | 0
Line7_8_9 | 0 | 0 | 0 | 0 | 0 | 0 | 1.1499e-21 | 0 | -5.8009e-22 | 0 | 0 | 0 | 0 | 0 | 0 | 0
Line8_8_10 | 0 | 0 | 0 | 0 | 0 | 0 | 1.1499e-21 | 0 | -5.8009e-22 | 0 | 0 | 0 | 0 | 0 | 0 | 0
Line9_3_11 | 0 | 0 | 0 | 0 | 0 | 0 | 0 | 0 | 0 | 0 | 0 | 0 | 0.87491 | 0.87491 | -4.615 | -4.615

## LLL_max_fault_6
name | pf_ikss_from_ka | pf_ikss_to_ka | pf_ip_from_ka | pf_ip_to_ka | pf_skss_from_mw | pf_skss_to_mw | pf_p_from_mw | pf_p_to_mw | pf_q_from_mvar | pf_q_to_mvar | pf_ikss_from_degree | pf_ikss_to_degree | pf_vm_from_pu | pf_vm_to_pu | pf_va_from_degree | pf_va_to_degree
Line0_1_2 | 0.033802 | 0.033802 | 0 | 0 | 0.023418 | 0.023418 | 0.017275 | -0.017241 | 0.017412 | -0.017344 | -45.346 | 134.654 | 1.0474 | 1.0443 | -0.11952 | -0.17563
Line10_11_12 | 0 | 0 | 0 | 0 | 0 | 0 | 0 | 0 | 0 | 0 | 0 | 0 | 1.0474 | 1.0474 | -0.11952 | -0.11952
Line11_12_13 | 0 | 0 | 0 | 0 | 0 | 0 | 0 | 0 | 0 | 0 | 0 | 0 | 1.0474 | 1.0474 | -0.11952 | -0.11952
Line12_13_15 | 0 | 0 | 0 | 0 | 0 | 0 | 0 | 0 | 0 | 0 | 0 | 0 | 1.0474 | 1.0474 | -0.11952 | -0.11952
Line13_13_14 | 0 | 0 | 0 | 0 | 0 | 0 | 0 | 0 | 0 | 0 | 0 | 0 | 1.0474 | 1.0474 | -0.11952 | -0.11952
Line14_15_16 | 0 | 0 | 0 | 0 | 0 | 0 | 0 | 0 | 0 | 0 | 0 | 0 | 1.0474 | 1.0474 | -0.11952 | -0.11952
Line15_16_17 | 0 | 0 | 0 | 0 | 0 | 0 | 0 | 0 | 0 | 0 | 0 | 0 | 1.0474 | 1.0474 | -0.11952 | -0.11952
Line16_4_18 | 0 | 0 | 0 | 0 | 0 | 0 | 0 | 0 | 0 | 0 | 0 | 0 | 1.0474 | 1.0474 | -0.11952 | -0.11952
Line17_5_19 | 0 | 0 | 0 | 0 | 0 | 0 | 0 | 0 | 0 | 0 | 0 | 0 | 1.0474 | 1.0474 | -0.11952 | -0.11952
Line1_1_3 | 0 | 0 | 0 | 0 | 0 | 0 | 0 | 0 | 0 | 0 | 0 | 0 | 1.0474 | 1.0474 | -0.11952 | -0.11952
Line2_1_4 | 0 | 0 | 0 | 0 | 0 | 0 | 0 | 0 | 0 | 0 | 0 | 0 | 1.0474 | 1.0474 | -0.11952 | -0.11952
Line3_1_5 | 0 | 0 | 0 | 0 | 0 | 0 | 0 | 0 | 0 | 0 | 0 | 0 | 1.0474 | 1.0474 | -0.11952 | -0.11952
Line4_2_6 | 0.033802 | 0.033802 | 0 | 0 | 0.023418 | 0.023418 | 0.017241 | -0.017207 | 0.017344 | -0.017275 | -45.346 | 134.654 | 1.0443 | 1.0412 | -0.17563 | -0.23207
Line5_6_7 | 0.033802 | 0.033802 | 0 | 0 | 0.023418 | 0.023418 | 0.017207 | -0.017173 | 0.017275 | -0.017207 | -45.346 | 134.654 | 1.0412 | 1.0381 | -0.23207 | -0.28886
Line6_7_8 | 0.033802 | 0.033802 | 0 | 0.0626 | 0.023418 | 0.023418 | 0.017173 | -0.017138 | 0.017207 | -0.017138 | -45.346 | 134.654 | 1.0381 | 1.035 | -0.28886 | -0.34598
Line7_8_9 | 0 | 0 | 0 | 0 | 0 | 0 | -1.7102e-10 | 0 | 7.2182e-11 | 0 | 0 | 0 | 1.035 | 1.035 | -0.34598 | -0.34598
Line8_8_10 | 0 | 0 | 0 | 0 | 0 | 0 | -1.7102e-10 | 0 | 7.2182e-11 | 0 | 0 | 0 | 1.035 | 1.035 | -0.34598 | -0.34598
Line9_3_11 | 0 | 0 | 0 | 0 | 0 | 0 | 0 | 0 | 0 | 0 | 0 | 0 | 1.0474 | 1.0474 | -0.11952 | -0.11952

## LLL_max_fault_10
name | pf_ikss_from_ka | pf_ikss_to_ka | pf_ip_from_ka | pf_ip_to_ka | pf_skss_from_mw | pf_skss_to_mw | pf_p_from_mw | pf_p_to_mw | pf_q_from_mvar | pf_q_to_mvar | pf_ikss_from_degree | pf_ikss_to_degree | pf_vm_from_pu | pf_vm_to_pu | pf_va_from_degree | pf_va_to_degree
Line0_1_2 | 0.035407 | 0.035407 | 0 | 0 | 0.024531 | 0.024531 | 0.018955 | -0.018918 | 0.019106 | -0.019031 | -45.3516 | 134.6484 | 1.0971 | 1.0939 | -0.12515 | -0.18126
Line10_11_12 | 0 | 0 | 0 | 0 | 0 | 0 | 0 | 0 | 0 | 0 | 0 | 0 | 1.0971 | 1.0971 | -0.12515 | -0.12515
Line11_12_13 | 0 | 0 | 0 | 0 | 0 | 0 | 0 | 0 | 0 | 0 | 0 | 0 | 1.0971 | 1.0971 | -0.12515 | -0.12515
Line12_13_15 | 0 | 0 | 0 | 0 | 0 | 0 | 0 | 0 | 0 | 0 | 0 | 0 | 1.0971 | 1.0971 | -0.12515 | -0.12515
Line13_13_14 | 0 | 0 | 0 | 0 | 0 | 0 | 0 | 0 | 0 | 0 | 0 | 0 | 1.0971 | 1.0971 | -0.12515 | -0.12515
Line14_15_16 | 0 | 0 | 0 | 0 | 0 | 0 | 0 | 0 | 0 | 0 | 0 | 0 | 1.0971 | 1.0971 | -0.12515 | -0.12515
Line15_16_17 | 0 | 0 | 0 | 0 | 0 | 0 | 0 | 0 | 0 | 0 | 0 | 0 | 1.0971 | 1.0971 | -0.12515 | -0.12515
Line16_4_18 | 0 | 0 | 0 | 0 | 0 | 0 | 0 | 0 | 0 | 0 | 0 | 0 | 1.0971 | 1.0971 | -0.12515 | -0.12515
Line17_5_19 | 0 | 0 | 0 | 0 | 0 | 0 | 0 | 0 | 0 | 0 | 0 | 0 | 1.0971 | 1.0971 | -0.12515 | -0.12515
Line1_1_3 | 0 | 0 | 0 | 0 | 0 | 0 | 0 | 0 | 0 | 0 | 0 | 0 | 1.0971 | 1.0971 | -0.12515 | -0.12515
Line2_1_4 | 0 | 0 | 0 | 0 | 0 | 0 | 0 | 0 | 0 | 0 | 0 | 0 | 1.0971 | 1.0971 | -0.12515 | -0.12515
Line3_1_5 | 0 | 0 | 0 | 0 | 0 | 0 | 0 | 0 | 0 | 0 | 0 | 0 | 1.0971 | 1.0971 | -0.12515 | -0.12515
Line4_2_6 | 0.035407 | 0.035407 | 0 | 0 | 0.024531 | 0.024531 | 0.018918 | -0.01888 | 0.019031 | -0.018955 | -45.3516 | 134.6484 | 1.0939 | 1.0906 | -0.18126 | -0.23771
Line5_6_7 | 0.035407 | 0.035407 | 0 | 0 | 0.024531 | 0.024531 | 0.01888 | -0.018842 | 0.018955 | -0.01888 | -45.3516 | 134.6484 | 1.0906 | 1.0874 | -0.23771 | -0.29449
Line6_7_8 | 0.035407 | 0.035407 | 0 | 0.065722 | 0.024531 | 0.024531 | 0.018842 | -0.018805 | 0.01888 | -0.018805 | -45.3516 | 134.6484 | 1.0874 | 1.0841 | -0.29449 | -0.35161
Line7_8_9 | 0 | 0 | 0 | 0 | 0 | 0 | -1.8919e-10 | 0 | 8.0501e-11 | 0 | 0 | 0 | 1.0841 | 1.0841 | -0.35161 | -0.35161
Line8_8_10 | 0 | 0 | 0 | 0 | 0 | 0 | -1.8919e-10 | 0 | 8.0501e-11 | 0 | 0 | 0 | 1.0841 | 1.0841 | -0.35161 | -0.35161
Line9_3_11 | 0 | 0 | 0 | 0 | 0 | 0 | 0 | 0 | 0 | 0 | 0 | 0 | 1.0971 | 1.0971 | -0.12515 | -0.12515

## LLL_min_6
name | pf_ikss_from_ka | pf_ikss_to_ka | pf_ip_from_ka | pf_ip_to_ka | pf_skss_from_mw | pf_skss_to_mw | pf_p_from_mw | pf_p_to_mw | pf_q_from_mvar | pf_q_to_mvar | pf_ikss_from_degree | pf_ikss_to_degree | pf_vm_from_pu | pf_vm_to_pu | pf_va_from_degree | pf_va_to_degree
Line0_1_2 | 1.6801 | 1.6801 | 0 | 0 | 1.164 | 1.164 | 0.65034 | -0.48775 | 0.67743 | -0.50807 | -52.8727 | 127.1273 | 0.80677 | 0.60508 | -6.7036 | -6.7036
Line10_11_12 | 0 | 0 | 0 | 0 | 0 | 0 | 0 | 0 | 0 | 0 | 0 | 0 | 0.80677 | 0.80677 | -6.7036 | -6.7036
Line11_12_13 | 0 | 0 | 0 | 0 | 0 | 0 | 0 | 0 | 0 | 0 | 0 | 0 | 0.80677 | 0.80677 | -6.7036 | -6.7036
Line12_13_15 | 0 | 0 | 0 | 0 | 0 | 0 | 0 | 0 | 0 | 0 | 0 | 0 | 0.80677 | 0.80677 | -6.7036 | -6.7036
Line13_13_14 | 0 | 0 | 0 | 0 | 0 | 0 | 0 | 0 | 0 | 0 | 0 | 0 | 0.80677 | 0.80677 | -6.7036 | -6.7036
Line14_15_16 | 0 | 0 | 0 | 0 | 0 | 0 | 0 | 0 | 0 | 0 | 0 | 0 | 0.80677 | 0.80677 | -6.7036 | -6.7036
Line15_16_17 | 0 | 0 | 0 | 0 | 0 | 0 | 0 | 0 | 0 | 0 | 0 | 0 | 0.80677 | 0.80677 | -6.7036 | -6.7036
Line16_4_18 | 0 | 0 | 0 | 0 | 0 | 0 | 0 | 0 | 0 | 0 | 0 | 0 | 0.80677 | 0.80677 | -6.7036 | -6.7036
Line17_5_19 | 0 | 0 | 0 | 0 | 0 | 0 | 0 | 0 | 0 | 0 | 0 | 0 | 0.80677 | 0.80677 | -6.7036 | -6.7036
Line1_1_3 | 0 | 0 | 0 | 0 | 0 | 0 | 0 | 0 | 0 | 0 | 0 | 0 | 0.80677 | 0.80677 | -6.7036 | -6.7036
Line2_1_4 | 0 | 0 | 0 | 0 | 0 | 0 | 0 | 0 | 0 | 0 | 0 | 0 | 0.80677 | 0.80677 | -6.7036 | -6.7036
Line3_1_5 | 0 | 0 | 0 | 0 | 0 | 0 | 0 | 0 | 0 | 0 | 0 | 0 | 0.80677 | 0.80677 | -6.7036 | -6.7036
Line4_2_6 | 1.6801 | 1.6801 | 0 | 0 | 1.164 | 1.164 | 0.48775 | -0.32517 | 0.50807 | -0.33872 | -52.8727 | 127.1273 | 0.60508 | 0.40338 | -6.7036 | -6.7036
Line5_6_7 | 1.6801 | 1.6801 | 0 | 0 | 1.164 | 1.164 | 0.32517 | -0.16258 | 0.33872 | -0.16936 | -52.8727 | 127.1273 | 0.40338 | 0.20169 | -6.7036 | -6.7036
Line6_7_8 | 1.6801 | 1.6801 | 0 | 2.6638 | 1.164 | 1.164 | 0.16258 | -1e-07 | 0.16936 | -1e-07 | -52.8727 | 127.1273 | 0.20169 | 0 | -6.7036 | 0
Line7_8_9 | 0 | 0 | 0 | 0 | 0 | 0 | 7.0075e-22 | 0 | 9.1561e-22 | 0 | 0 | 0 | 0 | 0 | 0 | 0
Line8_8_10 | 0 | 0 | 0 | 0 | 0 | 0 | 7.0075e-22 | 0 | 9.1561e-22 | 0 | 0 | 0 | 0 | 0 | 0 | 0
Line9_3_11 | 0 | 0 | 0 | 0 | 0 | 0 | 0 | 0 | 0 | 0 | 0 | 0 | 0.80677 | 0.80677 | -6.7036 | -6.7036

## LLL_min_10
name | pf_ikss_from_ka | pf_ikss_to_ka | pf_ip_from_ka | pf_ip_to_ka | pf_skss_from_mw | pf_skss_to_mw | pf_p_from_mw | pf_p_to_mw | pf_q_from_mvar | pf_q_to_mvar | pf_ikss_from_degree | pf_ikss_to_degree | pf_vm_from_pu | pf_vm_to_pu | pf_va_from_degree | pf_va_to_degree
Line0_1_2 | 1.5916 | 1.5916 | 0 | 0 | 1.1027 | 1.1027 | 0.58368 | -0.43776 | 0.608 | -0.456 | -52.8727 | 127.1273 | 0.76431 | 0.57323 | -6.7036 | -6.7036
Line10_11_12 | 0 | 0 | 0 | 0 | 0 | 0 | 0 | 0 | 0 | 0 | 0 | 0 | 0.76431 | 0.76431 | -6.7036 | -6.7036
Line11_12_13 | 0 | 0 | 0 | 0 | 0 | 0 | 0 | 0 | 0 | 0 | 0 | 0 | 0.76431 | 0.76431 | -6.7036 | -6.7036
Line12_13_15 | 0 | 0 | 0 | 0 | 0 | 0 | 0 | 0 | 0 | 0 | 0 | 0 | 0.76431 | 0.76431 | -6.7036 | -6.7036
Line13_13_14 | 0 | 0 | 0 | 0 | 0 | 0 | 0 | 0 | 0 | 0 | 0 | 0 | 0.76431 | 0.76431 | -6.7036 | -6.7036
Line14_15_16 | 0 | 0 | 0 | 0 | 0 | 0 | 0 | 0 | 0 | 0 | 0 | 0 | 0.76431 | 0.76431 | -6.7036 | -6.7036
Line15_16_17 | 0 | 0 | 0 | 0 | 0 | 0 | 0 | 0 | 0 | 0 | 0 | 0 | 0.76431 | 0.76431 | -6.7036 | -6.7036
Line16_4_18 | 0 | 0 | 0 | 0 | 0 | 0 | 0 | 0 | 0 | 0 | 0 | 0 | 0.76431 | 0.76431 | -6.7036 | -6.7036
Line17_5_19 | 0 | 0 | 0 | 0 | 0 | 0 | 0 | 0 | 0 | 0 | 0 | 0 | 0.76431 | 0.76431 | -6.7036 | -6.7036
Line1_1_3 | 0 | 0 | 0 | 0 | 0 | 0 | 0 | 0 | 0 | 0 | 0 | 0 | 0.76431 | 0.76431 | -6.7036 | -6.7036
Line2_1_4 | 0 | 0 | 0 | 0 | 0 | 0 | 0 | 0 | 0 | 0 | 0 | 0 | 0.76431 | 0.76431 | -6.7036 | -6.7036
Line3_1_5 | 0 | 0 | 0 | 0 | 0 | 0 | 0 | 0 | 0 | 0 | 0 | 0 | 0.76431 | 0.76431 | -6.7036 | -6.7036
Line4_2_6 | 1.5916 | 1.5916 | 0 | 0 | 1.1027 | 1.1027 | 0.43776 | -0.29184 | 0.456 | -0.304 | -52.8727 | 127.1273 | 0.57323 | 0.38215 | -6.7036 | -6.7036
Line5_6_7 | 1.5916 | 1.5916 | 0 | 0 | 1.1027 | 1.1027 | 0.29184 | -0.14592 | 0.304 | -0.152 | -52.8727 | 127.1273 | 0.38215 | 0.19108 | -6.7036 | -6.7036
Line6_7_8 | 1.5916 | 1.5916 | 0 | 2.5236 | 1.1027 | 1.1027 | 0.14592 | -1e-07 | 0.152 | -1e-07 | -52.8727 | 127.1273 | 0.19108 | 0 | -6.7036 | 0
Line7_8_9 | 0 | 0 | 0 | 0 | 0 | 0 | 6.276e-22 | 0 | 8.2153e-22 | 0 | 0 | 0 | 0 | 0 | 0 | 0
Line8_8_10 | 0 | 0 | 0 | 0 | 0 | 0 | 6.276e-22 | 0 | 8.2153e-22 | 0 | 0 | 0 | 0 | 0 | 0 | 0
Line9_3_11 | 0 | 0 | 0 | 0 | 0 | 0 | 0 | 0 | 0 | 0 | 0 | 0 | 0.76431 | 0.76431 | -6.7036 | -6.7036

## LLL_min_fault_6
name | pf_ikss_from_ka | pf_ikss_to_ka | pf_ip_from_ka | pf_ip_to_ka | pf_skss_from_mw | pf_skss_to_mw | pf_p_from_mw | pf_p_to_mw | pf_q_from_mvar | pf_q_to_mvar | pf_ikss_from_degree | pf_ikss_to_degree | pf_vm_from_pu | pf_vm_to_pu | pf_va_from_degree | pf_va_to_degree
Line0_1_2 | 0.030469 | 0.030469 | 0 | 0 | 0.02111 | 0.02111 | 0.01414 | -0.014086 | 0.014149 | -0.014093 | -45.1423 | 134.8577 | 0.94756 | 0.9439 | -0.12428 | -0.12874
Line10_11_12 | 0 | 0 | 0 | 0 | 0 | 0 | 0 | 0 | 0 | 0 | 0 | 0 | 0.94756 | 0.94756 | -0.12428 | -0.12428
Line11_12_13 | 0 | 0 | 0 | 0 | 0 | 0 | 0 | 0 | 0 | 0 | 0 | 0 | 0.94756 | 0.94756 | -0.12428 | -0.12428
Line12_13_15 | 0 | 0 | 0 | 0 | 0 | 0 | 0 | 0 | 0 | 0 | 0 | 0 | 0.94756 | 0.94756 | -0.12428 | -0.12428
Line13_13_14 | 0 | 0 | 0 | 0 | 0 | 0 | 0 | 0 | 0 | 0 | 0 | 0 | 0.94756 | 0.94756 | -0.12428 | -0.12428
Line14_15_16 | 0 | 0 | 0 | 0 | 0 | 0 | 0 | 0 | 0 | 0 | 0 | 0 | 0.94756 | 0.94756 | -0.12428 | -0.12428
Line15_16_17 | 0 | 0 | 0 | 0 | 0 | 0 | 0 | 0 | 0 | 0 | 0 | 0 | 0.94756 | 0.94756 | -0.12428 | -0.12428
Line16_4_18 | 0 | 0 | 0 | 0 | 0 | 0 | 0 | 0 | 0 | 0 | 0 | 0 | 0.94756 | 0.94756 | -0.12428 | -0.12428
Line17_5_19 | 0 | 0 | 0 | 0 | 0 | 0 | 0 | 0 | 0 | 0 | 0 | 0 | 0.94756 | 0.94756 | -0.12428 | -0.12428
Line1_1_3 | 0 | 0 | 0 | 0 | 0 | 0 | 0 | 0 | 0 | 0 | 0 | 0 | 0.94756 | 0.94756 | -0.12428 | -0.12428
Line2_1_4 | 0 | 0 | 0 | 0 | 0 | 0 | 0 | 0 | 0 | 0 | 0 | 0 | 0.94756 | 0.94756 | -0.12428 | -0.12428
Line3_1_5 | 0 | 0 | 0 | 0 | 0 | 0 | 0 | 0 | 0 | 0 | 0 | 0 | 0.94756 | 0.94756 | -0.12428 | -0.12428
Line4_2_6 | 0.030469 | 0.030469 | 0 | 0 | 0.02111 | 0.02111 | 0.014086 | -0.014033 | 0.014093 | -0.014037 | -45.1423 | 134.8577 | 0.9439 | 0.94024 | -0.12874 | -0.13323
Line5_6_7 | 0.030469 | 0.030469 | 0 | 0 | 0.02111 | 0.02111 | 0.014033 | -0.013979 | 0.014037 | -0.013981 | -45.1423 | 134.8577 | 0.94024 | 0.93659 | -0.13323 | -0.13776
Line6_7_8 | 0.030469 | 0.030469 | 0 | 0.04831 | 0.02111 | 0.02111 | 0.013979 | -0.013926 | 0.013981 | -0.013926 | -45.1423 | 134.8577 | 0.93659 | 0.93293 | -0.13776 | -0.14233
Line7_8_9 | 0 | 0 | 0 | 0 | 0 | 0 | -1.7514e-10 | 0 | 2.4218e-11 | 0 | 0 | 0 | 0.93293 | 0.93293 | -0.14233 | -0.14233
Line8_8_10 | 0 | 0 | 0 | 0 | 0 | 0 | -1.7514e-10 | 0 | 2.4218e-11 | 0 | 0 | 0 | 0.93293 | 0.93293 | -0.14233 | -0.14233
Line9_3_11 | 0 | 0 | 0 | 0 | 0 | 0 | 0 | 0 | 0 | 0 | 0 | 0 | 0.94756 | 0.94756 | -0.12428 | -0.12428

## LLL_min_fault_10
name | pf_ikss_from_ka | pf_ikss_to_ka | pf_ip_from_ka | pf_ip_to_ka | pf_skss_from_mw | pf_skss_to_mw | pf_p_from_mw | pf_p_to_mw | pf_q_from_mvar | pf_q_to_mvar | pf_ikss_from_degree | pf_ikss_to_degree | pf_vm_from_pu | pf_vm_to_pu | pf_va_from_degree | pf_va_to_degree
Line0_1_2 | 0.028866 | 0.028866 | 0 | 0 | 0.019999 | 0.019999 | 0.01269 | -0.012642 | 0.012698 | -0.012648 | -45.1423 | 134.8577 | 0.89769 | 0.89422 | -0.12428 | -0.12874
Line10_11_12 | 0 | 0 | 0 | 0 | 0 | 0 | 0 | 0 | 0 | 0 | 0 | 0 | 0.89769 | 0.89769 | -0.12428 | -0.12428
Line11_12_13 | 0 | 0 | 0 | 0 | 0 | 0 | 0 | 0 | 0 | 0 | 0 | 0 | 0.89769 | 0.89769 | -0.12428 | -0.12428
Line12_13_15 | 0 | 0 | 0 | 0 | 0 | 0 | 0 | 0 | 0 | 0 | 0 | 0 | 0.89769 | 0.89769 | -0.12428 | -0.12428
Line13_13_14 | 0 | 0 | 0 | 0 | 0 | 0 | 0 | 0 | 0 | 0 | 0 | 0 | 0.89769 | 0.89769 | -0.12428 | -0.12428
Line14_15_16 | 0 | 0 | 0 | 0 | 0 | 0 | 0 | 0 | 0 | 0 | 0 | 0 | 0.89769 | 0.89769 | -0.12428 | -0.12428
Line15_16_17 | 0 | 0 | 0 | 0 | 0 | 0 | 0 | 0 | 0 | 0 | 0 | 0 | 0.89769 | 0.89769 | -0.12428 | -0.12428
Line16_4_18 | 0 | 0 | 0 | 0 | 0 | 0 | 0 | 0 | 0 | 0 | 0 | 0 | 0.89769 | 0.89769 | -0.12428 | -0.12428
Line17_5_19 | 0 | 0 | 0 | 0 | 0 | 0 | 0 | 0 | 0 | 0 | 0 | 0 | 0.89769 | 0.89769 | -0.12428 | -0.12428
Line1_1_3 | 0 | 0 | 0 | 0 | 0 | 0 | 0 | 0 | 0 | 0 | 0 | 0 | 0.89769 | 0.89769 | -0.12428 | -0.12428
Line2_1_4 | 0 | 0 | 0 | 0 | 0 | 0 | 0 | 0 | 0 | 0 | 0 | 0 | 0.89769 | 0.89769 | -0.12428 | -0.12428
Line3_1_5 | 0 | 0 | 0 | 0 | 0 | 0 | 0 | 0 | 0 | 0 | 0 | 0 | 0.89769 | 0.89769 | -0.12428 | -0.12428
Line4_2_6 | 0.028866 | 0.028866 | 0 | 0 | 0.019999 | 0.019999 | 0.012642 | -0.012594 | 0.012648 | -0.012598 | -45.1423 | 134.8577 | 0.89422 | 0.89076 | -0.12874 | -0.13323
Line5_6_7 | 0.028866 | 0.028866 | 0 | 0 | 0.019999 | 0.019999 | 0.012594 | -0.012546 | 0.012598 | -0.012548 | -45.1423 | 134.8577 | 0.89076 | 0.88729 | -0.13323 | -0.13776
Line6_7_8 | 0.028866 | 0.028866 | 0 | 0.045767 | 0.019999 | 0.019999 | 0.012546 | -0.012498 | 0.012548 | -0.012498 | -45.1423 | 134.8577 | 0.88729 | 0.88383 | -0.13776 | -0.14233
Line7_8_9 | 0 | 0 | 0 | 0 | 0 | 0 | -1.5719e-10 | 0 | 2.1736e-11 | 0 | 0 | 0 | 0.88383 | 0.88383 | -0.14233 | -0.14233
Line8_8_10 | 0 | 0 | 0 | 0 | 0 | 0 | -1.5719e-10 | 0 | 2.1736e-11 | 0 | 0 | 0 | 0.88383 | 0.88383 | -0.14233 | -0.14233
Line9_3_11 | 0 | 0 | 0 | 0 | 0 | 0 | 0 | 0 | 0 | 0 | 0 | 0 | 0.89769 | 0.89769 | -0.12428 | -0.12428

## LL_max_6
name | pf_ikss_a_from_ka | pf_ikss_b_from_ka | pf_ikss_c_from_ka | pf_ikss_a_to_ka | pf_ikss_b_to_ka | pf_ikss_c_to_ka | pf_skss_a_from_mw | pf_skss_b_from_mw | pf_skss_c_from_mw | pf_skss_a_to_mw | pf_skss_b_to_mw | pf_skss_c_to_mw | pf_p_a_from_mw | pf_p_b_from_mw | pf_p_c_from_mw | pf_p_a_to_mw | pf_p_b_to_mw | pf_p_c_to_mw | pf_q_a_from_mvar | pf_q_b_from_mvar | pf_q_c_from_mvar | pf_q_a_to_mvar | pf_q_b_to_mvar | pf_q_c_to_mvar | pf_ikss_a_from_degree | pf_ikss_b_from_degree | pf_ikss_c_from_degree | pf_ikss_a_to_degree | pf_ikss_b_to_degree | pf_ikss_c_to_degree | pf_vm_a_from_pu | pf_vm_b_from_pu | pf_vm_c_from_pu | pf_vm_a_to_pu | pf_vm_b_to_pu | pf_vm_c_to_pu | pf_va_a_from_degree | pf_va_b_from_degree | pf_va_c_from_degree | pf_va_a_to_degree | pf_va_b_to_degree | pf_va_c_to_degree
Line0_1_2 | 0 | 1.885 | 1.885 | 0 | 1.885 | 1.885 | 0 | 0.43533 | 0.43533 | 0 | 0.43533 | 0.43533 | 1.0492e-15 | 0.35387 | -0.069596 | -9.7145e-16 | -0.31833 | 0.10513 | 1.9429e-16 | 0.19822 | 0.37032 | -9.7145e-17 | -0.12715 | -0.29925 | 0 | -157.8829 | 22.1171 | 0 | 22.1171 | -157.8829 | 1.05 | 0.93171 | 0.86555 | 1.05 | 0.78742 | 0.7286 | -1.4783e-08 | -128.6271 | 122.7608 | -1.4783e-08 | -136.1092 | 131.4739
Line10_11_12 | 0 | 0 | 0 | 0 | 0 | 0 | 0 | 0 | 0 | 0 | 0 | 0 | 4.0801e-16 | -2.1811e-09 | -3.489e-09 | -3.8858e-16 | 2.1811e-09 | 3.489e-09 | 3.8858e-16 | 3.2284e-09 | -9.6307e-10 | -3.3029e-16 | -3.2284e-09 | 9.6307e-10 | 0 | 0 | 0 | 0 | 0 | 0 | 1.05 | 0.93171 | 0.86555 | 1.05 | 0.93171 | 0.86555 | -1.4783e-08 | -128.6271 | 122.7608 | -1.4783e-08 | -128.6271 | 122.7608
Line11_12_13 | 0 | 0 | 0 | 0 | 0 | 0 | 0 | 0 | 0 | 0 | 0 | 0 | 3.1086e-16 | -1.8176e-09 | -2.9075e-09 | -3.3029e-16 | 1.8176e-09 | 2.9075e-09 | 3.1086e-16 | 2.6904e-09 | -8.0256e-10 | -2.72e-16 | -2.6904e-09 | 8.0256e-10 | 0 | 0 | 0 | 0 | 0 | 0 | 1.05 | 0.93171 | 0.86555 | 1.05 | 0.93171 | 0.86555 | -1.4783e-08 | -128.6271 | 122.7608 | -1.4783e-08 | -128.6271 | 122.7608
Line12_13_15 | 0 | 0 | 0 | 0 | 0 | 0 | 0 | 0 | 0 | 0 | 0 | 0 | 2.1372e-16 | -1.0906e-09 | -1.7445e-09 | -1.9429e-16 | 1.0906e-09 | 1.7445e-09 | 1.9429e-16 | 1.6142e-09 | -4.8153e-10 | -1.5543e-16 | -1.6142e-09 | 4.8153e-10 | 0 | 0 | 0 | 0 | 0 | 0 | 1.05 | 0.93171 | 0.86555 | 1.05 | 0.93171 | 0.86555 | -1.4783e-08 | -128.6271 | 122.7608 | -1.4783e-08 | -128.6271 | 122.7608
Line13_13_14 | 0 | 0 | 0 | 0 | 0 | 0 | 0 | 0 | 0 | 0 | 0 | 0 | 9.7145e-17 | -3.6352e-10 | -5.8151e-10 | -7.7716e-17 | 3.6352e-10 | 5.8151e-10 | 1.9429e-17 | 5.3807e-10 | -1.6051e-10 | 3.8858e-17 | -5.3807e-10 | 1.6051e-10 | 0 | 0 | 0 | 0 | 0 | 0 | 1.05 | 0.93171 | 0.86555 | 1.05 | 0.93171 | 0.86555 | -1.4783e-08 | -128.6271 | 122.7608 | -1.4783e-08 | -128.6271 | 122.7608
Line14_15_16 | 0 | 0 | 0 | 0 | 0 | 0 | 0 | 0 | 0 | 0 | 0 | 0 | 1.36e-16 | -7.2704e-10 | -1.163e-09 | -1.1657e-16 | 7.2704e-10 | 1.163e-09 | 9.7145e-17 | 1.0761e-09 | -3.2102e-10 | -5.8287e-17 | -1.0761e-09 | 3.2102e-10 | 0 | 0 | 0 | 0 | 0 | 0 | 1.05 | 0.93171 | 0.86555 | 1.05 | 0.93171 | 0.86555 | -1.4783e-08 | -128.6271 | 122.7608 | -1.4783e-08 | -128.6271 | 122.7608
Line15_16_17 | 0 | 0 | 0 | 0 | 0 | 0 | 0 | 0 | 0 | 0 | 0 | 0 | 1.5039e-26 | -3.6352e-10 | -5.8151e-10 | 3.8858e-17 | 3.6352e-10 | 5.8151e-10 | 5.8287e-17 | 5.3807e-10 | -1.6051e-10 | -1.0026e-26 | -5.3807e-10 | 1.6051e-10 | 0 | 0 | 0 | 0 | 0 | 0 | 1.05 | 0.93171 | 0.86555 | 1.05 | 0.93171 | 0.86555 | -1.4783e-08 | -128.6271 | 122.7608 | -1.4783e-08 | -128.6271 | 122.7608
Line16_4_18 | 0 | 0 | 0 | 0 | 0 | 0 | 0 | 0 | 0 | 0 | 0 | 0 | 1.9429e-17 | -3.6352e-10 | -5.8151e-10 | 5.0129e-27 | 3.6352e-10 | 5.8151e-10 | 1.9429e-17 | 5.3807e-10 | -1.6051e-10 | 1.9429e-17 | -5.3807e-10 | 1.6051e-10 | 0 | 0 | 0 | 0 | 0 | 0 | 1.05 | 0.93171 | 0.86555 | 1.05 | 0.93171 | 0.86555 | -1.4783e-08 | -128.6271 | 122.7608 | -1.4783e-08 | -128.6271 | 122.7608
Line17_5_19 | 0 | 0 | 0 | 0 | 0 | 0 | 0 | 0 | 0 | 0 | 0 | 0 | 1.9429e-17 | -3.6352e-10 | -5.8151e-10 | 5.0129e-27 | 3.6352e-10 | 5.8151e-10 | 1.9429e-17 | 5.3807e-10 | -1.6051e-10 | 1.9429e-17 | -5.3807e-10 | 1.6051e-10 | 0 | 0 | 0 | 0 | 0 | 0 | 1.05 | 0.93171 | 0.86555 | 1.05 | 0.93171 | 0.86555 | -1.4783e-08 | -128.6271 | 122.7608 | -1.4783e-08 | -128.6271 | 122.7608
Line1_1_3 | 0 | 0 | 0 | 0 | 0 | 0 | 0 | 0 | 0 | 0 | 0 | 0 | 5.8287e-16 | -2.9082e-09 | -4.6521e-09 | -5.8287e-16 | 2.9082e-09 | 4.6521e-09 | 6.023e-16 | 4.3046e-09 | -1.2841e-09 | -5.0515e-16 | -4.3046e-09 | 1.2841e-09 | 0 | 0 | 0 | 0 | 0 | 0 | 1.05 | 0.93171 | 0.86555 | 1.05 | 0.93171 | 0.86555 | -1.4783e-08 | -128.6271 | 122.7608 | -1.4783e-08 | -128.6271 | 122.7608
Line2_1_4 | 0 | 0 | 0 | 0 | 0 | 0 | 0 | 0 | 0 | 0 | 0 | 0 | 1.36e-16 | -7.2704e-10 | -1.163e-09 | -1.36e-16 | 7.2704e-10 | 1.163e-09 | 1.5543e-16 | 1.0761e-09 | -3.2102e-10 | -7.7716e-17 | -1.0761e-09 | 3.2102e-10 | 0 | 0 | 0 | 0 | 0 | 0 | 1.05 | 0.93171 | 0.86555 | 1.05 | 0.93171 | 0.86555 | -1.4783e-08 | -128.6271 | 122.7608 | -1.4783e-08 | -128.6271 | 122.7608
Line3_1_5 | 0 | 0 | 0 | 0 | 0 | 0 | 0 | 0 | 0 | 0 | 0 | 0 | 1.36e-16 | -7.2704e-10 | -1.163e-09 | -1.36e-16 | 7.2704e-10 | 1.163e-09 | 1.5543e-16 | 1.0761e-09 | -3.2102e-10 | -7.7716e-17 | -1.0761e-09 | 3.2102e-10 | 0 | 0 | 0 | 0 | 0 | 0 | 1.05 | 0.93171 | 0.86555 | 1.05 | 0.93171 | 0.86555 | -1.4783e-08 | -128.6271 | 122.7608 | -1.4783e-08 | -128.6271 | 122.7608
Line4_2_6 | 0 | 1.885 | 1.885 | 0 | 1.885 | 1.885 | 0 | 0.43533 | 0.43533 | 0 | 0.43533 | 0.43533 | 6.9944e-16 | 0.31833 | -0.10513 | -6.9944e-16 | -0.2828 | 0.14066 | 1.1657e-16 | 0.12715 | 0.29925 | -7.7716e-17 | -0.056087 | -0.22819 | 0 | -157.8829 | 22.1171 | 0 | 22.1171 | -157.8829 | 1.05 | 0.78742 | 0.7286 | 1.05 | 0.66227 | 0.61575 | -1.4783e-08 | -136.1092 | 131.4739 | -1.4783e-08 | -146.6652 | 143.7688
Line5_6_7 | 0 | 1.885 | 1.885 | 0 | 1.885 | 1.885 | 0 | 0.43533 | 0.43533 | 0 | 0.43533 | 0.43533 | 7.7716e-16 | 0.2828 | -0.14066 | -6.9944e-16 | -0.24727 | 0.1762 | -7.7716e-17 | 0.056087 | 0.22819 | 1.1657e-16 | 0.014981 | -0.15712 | 0 | -157.8829 | 22.1171 | 0 | 22.1171 | -157.8829 | 1.05 | 0.66227 | 0.61575 | 1.05 | 0.56903 | 0.54229 | -1.4783e-08 | -146.6652 | 143.7688 | -1.4783e-08 | -161.35 | 160.3935
Line6_7_8 | 0 | 1.885 | 1.885 | 0 | 1.885 | 1.885 | 0 | 0.43533 | 0.43533 | 0 | 0.43533 | 0.43533 | 1.5543e-16 | 0.24727 | -0.1762 | -1.5543e-16 | -0.21173 | 0.21173 | 7.7716e-17 | -0.014981 | 0.15712 | 4.0103e-26 | 0.086049 | -0.086049 | 0 | -157.8829 | 22.1171 | 0 | 22.1171 | -157.8829 | 1.05 | 0.56903 | 0.54229 | 1.05 | 0.525 | 0.525 | -1.4783e-08 | -161.35 | 160.3935 | -1.4783e-08 | -180 | -180
Line7_8_9 | 0 | 0 | 0 | 0 | 0 | 0 | 0 | 0 | 0 | 0 | 0 | 0 | 7.7716e-17 | 1.5454e-16 | -4.6537e-16 | -7.7716e-17 | 1.584e-16 | 1.1651e-18 | -7.7716e-17 | 1.7505e-09 | -1.7505e-09 | 1.1657e-16 | -1.7505e-09 | 1.7505e-09 | 0 | 0 | 0 | 0 | 0 | 0 | 1.05 | 0.525 | 0.525 | 1.05 | 0.525 | 0.525 | -1.4783e-08 | -180 | -180 | -1.4783e-08 | -180 | 180
Line8_8_10 | 0 | 0 | 0 | 0 | 0 | 0 | 0 | 0 | 0 | 0 | 0 | 0 | -7.7716e-17 | 2.3226e-16 | -1.5451e-16 | 7.7716e-17 | 8.0687e-17 | -3.097e-16 | 2.0052e-26 | 1.7505e-09 | -1.7505e-09 | 3.8858e-17 | -1.7505e-09 | 1.7505e-09 | 0 | 0 | 0 | 0 | 0 | 0 | 1.05 | 0.525 | 0.525 | 1.05 | 0.525 | 0.525 | -1.4783e-08 | -180 | -180 | -1.4783e-08 | -180 | 180
Line9_3_11 | 0 | 0 | 0 | 0 | 0 | 0 | 0 | 0 | 0 | 0 | 0 | 0 | 5.0515e-16 | -2.5447e-09 | -4.0705e-09 | -5.0515e-16 | 2.5447e-09 | 4.0705e-09 | 5.0515e-16 | 3.7665e-09 | -1.1236e-09 | -4.2744e-16 | -3.7665e-09 | 1.1236e-09 | 0 | 0 | 0 | 0 | 0 | 0 | 1.05 | 0.93171 | 0.86555 | 1.05 | 0.93171 | 0.86555 | -1.4783e-08 | -128.6271 | 122.7608 | -1.4783e-08 | -128.6271 | 122.7608

## LL_max_10
name | pf_ikss_a_from_ka | pf_ikss_b_from_ka | pf_ikss_c_from_ka | pf_ikss_a_to_ka | pf_ikss_b_to_ka | pf_ikss_c_to_ka | pf_skss_a_from_mw | pf_skss_b_from_mw | pf_skss_c_from_mw | pf_skss_a_to_mw | pf_skss_b_to_mw | pf_skss_c_to_mw | pf_p_a_from_mw | pf_p_b_from_mw | pf_p_c_from_mw | pf_p_a_to_mw | pf_p_b_to_mw | pf_p_c_to_mw | pf_q_a_from_mvar | pf_q_b_from_mvar | pf_q_c_from_mvar | pf_q_a_to_mvar | pf_q_b_to_mvar | pf_q_c_to_mvar | pf_ikss_a_from_degree | pf_ikss_b_from_degree | pf_ikss_c_from_degree | pf_ikss_a_to_degree | pf_ikss_b_to_degree | pf_ikss_c_to_degree | pf_vm_a_from_pu | pf_vm_b_from_pu | pf_vm_c_from_pu | pf_vm_a_to_pu | pf_vm_b_to_pu | pf_vm_c_to_pu | pf_va_a_from_degree | pf_va_b_from_degree | pf_va_c_from_degree | pf_va_a_to_degree | pf_va_b_to_degree | pf_va_c_to_degree
Line0_1_2 | 0 | 1.9564 | 1.9564 | 0 | 1.9564 | 1.9564 | 0 | 0.4518 | 0.4518 | 0 | 0.4518 | 0.4518 | 5.2921e-16 | 0.38357 | -0.077384 | -5.6991e-16 | -0.3453 | 0.11566 | 4.4779e-16 | 0.2133 | 0.39907 | -3.6637e-16 | -0.13675 | -0.32252 | 0 | -158.05 | 21.95 | 0 | 21.95 | -158.05 | 1.1 | 0.97142 | 0.89974 | 1.1 | 0.82203 | 0.75838 | 1.3498e-08 | -128.9719 | 122.9242 | 1.3498e-08 | -136.444 | 131.678
Line10_11_12 | 0 | 0 | 0 | 0 | 0 | 0 | 0 | 0 | 0 | 0 | 0 | 0 | 1.6283e-16 | -2.4603e-09 | -3.9356e-09 | -1.8319e-16 | 2.4603e-09 | 3.9356e-09 | 5.6991e-16 | 3.6661e-09 | -1.1108e-09 | -4.6814e-16 | -3.6661e-09 | 1.1108e-09 | 0 | 0 | 0 | 0 | 0 | 0 | 1.1 | 0.97142 | 0.89974 | 1.1 | 0.97142 | 0.89974 | 1.3498e-08 | -128.9719 | 122.9242 | 1.3498e-08 | -128.9719 | 122.9242
Line11_12_13 | 0 | 0 | 0 | 0 | 0 | 0 | 0 | 0 | 0 | 0 | 0 | 0 | 1.6283e-16 | -2.0502e-09 | -3.2797e-09 | -1.6283e-16 | 2.0502e-09 | 3.2797e-09 | 4.0708e-16 | 3.0551e-09 | -9.2564e-10 | -3.2567e-16 | -3.0551e-09 | 9.2564e-10 | 0 | 0 | 0 | 0 | 0 | 0 | 1.1 | 0.97142 | 0.89974 | 1.1 | 0.97142 | 0.89974 | 1.3498e-08 | -128.9719 | 122.9242 | 1.3498e-08 | -128.9719 | 122.9242
Line12_13_15 | 0 | 0 | 0 | 0 | 0 | 0 | 0 | 0 | 0 | 0 | 0 | 0 | 1.0177e-16 | -1.2301e-09 | -1.9678e-09 | -1.6283e-16 | 1.2301e-09 | 1.9678e-09 | 3.0531e-16 | 1.8331e-09 | -5.5539e-10 | -2.4425e-16 | -1.8331e-09 | 5.5539e-10 | 0 | 0 | 0 | 0 | 0 | 0 | 1.1 | 0.97142 | 0.89974 | 1.1 | 0.97142 | 0.89974 | 1.3498e-08 | -128.9719 | 122.9242 | 1.3498e-08 | -128.9719 | 122.9242
Line13_13_14 | 0 | 0 | 0 | 0 | 0 | 0 | 0 | 0 | 0 | 0 | 0 | 0 | -4.0708e-17 | -4.1005e-10 | -6.5593e-10 | 9.5905e-27 | 4.1005e-10 | 6.5593e-10 | 1.4248e-16 | 6.1102e-10 | -1.8513e-10 | -4.0708e-17 | -6.1102e-10 | 1.8513e-10 | 0 | 0 | 0 | 0 | 0 | 0 | 1.1 | 0.97142 | 0.89974 | 1.1 | 0.97142 | 0.89974 | 1.3498e-08 | -128.9719 | 122.9242 | 1.3498e-08 | -128.9719 | 122.9242
Line14_15_16 | 0 | 0 | 0 | 0 | 0 | 0 | 0 | 0 | 0 | 0 | 0 | 0 | 2.0354e-17 | -8.2009e-10 | -1.3119e-09 | -6.1062e-17 | 8.2009e-10 | 1.3119e-09 | 2.0354e-16 | 1.222e-09 | -3.7026e-10 | -1.2212e-16 | -1.222e-09 | 3.7026e-10 | 0 | 0 | 0 | 0 | 0 | 0 | 1.1 | 0.97142 | 0.89974 | 1.1 | 0.97142 | 0.89974 | 1.3498e-08 | -128.9719 | 122.9242 | 1.3498e-08 | -128.9719 | 122.9242
Line15_16_17 | 0 | 0 | 0 | 0 | 0 | 0 | 0 | 0 | 0 | 0 | 0 | 0 | -6.1062e-17 | -4.1005e-10 | -6.5593e-10 | 4.0708e-17 | 4.1005e-10 | 6.5593e-10 | 6.1062e-17 | 6.1102e-10 | -1.8513e-10 | 9.5905e-27 | -6.1102e-10 | 1.8513e-10 | 0 | 0 | 0 | 0 | 0 | 0 | 1.1 | 0.97142 | 0.89974 | 1.1 | 0.97142 | 0.89974 | 1.3498e-08 | -128.9719 | 122.9242 | 1.3498e-08 | -128.9719 | 122.9242
Line16_4_18 | 0 | 0 | 0 | 0 | 0 | 0 | 0 | 0 | 0 | 0 | 0 | 0 | -6.1062e-17 | -4.1005e-10 | -6.5593e-10 | 4.0708e-17 | 4.1005e-10 | 6.5593e-10 | 8.1416e-17 | 6.1102e-10 | -1.8513e-10 | 2.0354e-17 | -6.1102e-10 | 1.8513e-10 | 0 | 0 | 0 | 0 | 0 | 0 | 1.1 | 0.97142 | 0.89974 | 1.1 | 0.97142 | 0.89974 | 1.3498e-08 | -128.9719 | 122.9242 | 1.3498e-08 | -128.9719 | 122.9242
Line17_5_19 | 0 | 0 | 0 | 0 | 0 | 0 | 0 | 0 | 0 | 0 | 0 | 0 | -6.1062e-17 | -4.1005e-10 | -6.5593e-10 | 4.0708e-17 | 4.1005e-10 | 6.5593e-10 | 8.1416e-17 | 6.1102e-10 | -1.8513e-10 | 2.0354e-17 | -6.1102e-10 | 1.8513e-10 | 0 | 0 | 0 | 0 | 0 | 0 | 1.1 | 0.97142 | 0.89974 | 1.1 | 0.97142 | 0.89974 | 1.3498e-08 | -128.9719 | 122.9242 | 1.3498e-08 | -128.9719 | 122.9242
Line1_1_3 | 0 | 0 | 0 | 0 | 0 | 0 | 0 | 0 | 0 | 0 | 0 | 0 | 1.8319e-16 | -3.2804e-09 | -5.2475e-09 | -2.0354e-16 | 3.2804e-09 | 5.2475e-09 | 8.5487e-16 | 4.8882e-09 | -1.481e-09 | -7.1239e-16 | -4.8882e-09 | 1.481e-09 | 0 | 0 | 0 | 0 | 0 | 0 | 1.1 | 0.97142 | 0.89974 | 1.1 | 0.97142 | 0.89974 | 1.3498e-08 | -128.9719 | 122.9242 | 1.3498e-08 | -128.9719 | 122.9242
Line2_1_4 | 0 | 0 | 0 | 0 | 0 | 0 | 0 | 0 | 0 | 0 | 0 | 0 | -2.0354e-17 | -8.2009e-10 | -1.3119e-09 | 1.9181e-26 | 8.2009e-10 | 1.3119e-09 | 2.2389e-16 | 1.222e-09 | -3.7026e-10 | -8.1416e-17 | -1.222e-09 | 3.7026e-10 | 0 | 0 | 0 | 0 | 0 | 0 | 1.1 | 0.97142 | 0.89974 | 1.1 | 0.97142 | 0.89974 | 1.3498e-08 | -128.9719 | 122.9242 | 1.3498e-08 | -128.9719 | 122.9242
Line3_1_5 | 0 | 0 | 0 | 0 | 0 | 0 | 0 | 0 | 0 | 0 | 0 | 0 | -2.0354e-17 | -8.2009e-10 | -1.3119e-09 | 1.9181e-26 | 8.2009e-10 | 1.3119e-09 | 2.2389e-16 | 1.222e-09 | -3.7026e-10 | -8.1416e-17 | -1.222e-09 | 3.7026e-10 | 0 | 0 | 0 | 0 | 0 | 0 | 1.1 | 0.97142 | 0.89974 | 1.1 | 0.97142 | 0.89974 | 1.3498e-08 | -128.9719 | 122.9242 | 1.3498e-08 | -128.9719 | 122.9242
Line4_2_6 | 0 | 1.9564 | 1.9564 | 0 | 1.9564 | 1.9564 | 0 | 0.4518 | 0.4518 | 0 | 0.4518 | 0.4518 | 3.2567e-16 | 0.3453 | -0.11566 | -3.2567e-16 | -0.30702 | 0.15393 | 3.6637e-16 | 0.13675 | 0.32252 | -2.8496e-16 | -0.060208 | -0.24598 | 0 | -158.05 | 21.95 | 0 | 21.95 | -158.05 | 1.1 | 0.82203 | 0.75838 | 1.1 | 0.6925 | 0.64226 | 1.3498e-08 | -136.444 | 131.678 | 1.3498e-08 | -146.955 | 143.988
Line5_6_7 | 0 | 1.9564 | 1.9564 | 0 | 1.9564 | 1.9564 | 0 | 0.4518 | 0.4518 | 0 | 0.4518 | 0.4518 | 2.4425e-16 | 0.30702 | -0.15393 | -3.2567e-16 | -0.26875 | 0.1922 | 2.0354e-16 | 0.060208 | 0.24598 | -8.1416e-17 | 0.016339 | -0.16943 | 0 | -158.05 | 21.95 | 0 | 21.95 | -158.05 | 1.1 | 0.6925 | 0.64226 | 1.1 | 0.59594 | 0.56711 | 1.3498e-08 | -146.955 | 143.988 | 1.3498e-08 | -161.529 | 160.5532
Line6_7_8 | 0 | 1.9564 | 1.9564 | 0 | 1.9564 | 1.9564 | 0 | 0.4518 | 0.4518 | 0 | 0.4518 | 0.4518 | 3.2567e-16 | 0.26875 | -0.1922 | -3.2567e-16 | -0.23048 | 0.23048 | 7.6724e-26 | -0.016339 | 0.16943 | -7.6724e-26 | 0.092885 | -0.092885 | 0 | -158.05 | 21.95 | 0 | 21.95 | -158.05 | 1.1 | 0.59594 | 0.56711 | 1.1 | 0.55 | 0.55 | 1.3498e-08 | -161.529 | 160.5532 | 1.3498e-08 | 180 | 180
Line7_8_9 | 0 | 0 | 0 | 0 | 0 | 0 | 0 | 0 | 0 | 0 | 0 | 0 | -1.9181e-26 | 3.2656e-16 | -3.2658e-16 | 0 | -2.4285e-16 | -3.2246e-16 | 8.1416e-17 | 1.9211e-09 | -1.9211e-09 | 0 | -1.9211e-09 | 1.9211e-09 | 0 | 0 | 0 | 0 | 0 | 0 | 1.1 | 0.55 | 0.55 | 1.1 | 0.55 | 0.55 | 1.3498e-08 | 180 | 180 | 1.3498e-08 | -180 | 180
Line8_8_10 | 0 | 0 | 0 | 0 | 0 | 0 | 0 | 0 | 0 | 0 | 0 | 0 | -1.6283e-16 | 6.5222e-16 | -3.2658e-16 | 1.6283e-16 | -2.4285e-16 | -3.2246e-16 | 8.1416e-17 | 1.9211e-09 | -1.9211e-09 | 3.8362e-26 | -1.9211e-09 | 1.9211e-09 | 0 | 0 | 0 | 0 | 0 | 0 | 1.1 | 0.55 | 0.55 | 1.1 | 0.55 | 0.55 | 1.3498e-08 | 180 | 180 | 1.3498e-08 | -180 | 180
Line9_3_11 | 0 | 0 | 0 | 0 | 0 | 0 | 0 | 0 | 0 | 0 | 0 | 0 | 2.646e-16 | -2.8703e-09 | -4.5915e-09 | -2.8496e-16 | 2.8703e-09 | 4.5915e-09 | 6.7168e-16 | 4.2771e-09 | -1.2959e-09 | -5.6991e-16 | -4.2771e-09 | 1.2959e-09 | 0 | 0 | 0 | 0 | 0 | 0 | 1.1 | 0.97142 | 0.89974 | 1.1 | 0.97142 | 0.89974 | 1.3498e-08 | -128.9719 | 122.9242 | 1.3498e-08 | -128.9719 | 122.9242

## LL_max_fault_6
name | pf_ikss_a_from_ka | pf_ikss_b_from_ka | pf_ikss_c_from_ka | pf_ikss_a_to_ka | pf_ikss_b_to_ka | pf_ikss_c_to_ka | pf_skss_a_from_mw | pf_skss_b_from_mw | pf_skss_c_from_mw | pf_skss_a_to_mw | pf_skss_b_to_mw | pf_skss_c_to_mw | pf_p_a_from_mw | pf_p_b_from_mw | pf_p_c_from_mw | pf_p_a_to_mw | pf_p_b_to_mw | pf_p_c_to_mw | pf_q_a_from_mvar | pf_q_b_from_mvar | pf_q_c_from_mvar | pf_q_a_to_mvar | pf_q_b_to_mvar | pf_q_c_to_mvar | pf_ikss_a_from_degree | pf_ikss_b_from_degree | pf_ikss_c_from_degree | pf_ikss_a_to_degree | pf_ikss_b_to_degree | pf_ikss_c_to_degree | pf_vm_a_from_pu | pf_vm_b_from_pu | pf_vm_c_from_pu | pf_vm_a_to_pu | pf_vm_b_to_pu | pf_vm_c_to_pu | pf_va_a_from_degree | pf_va_b_from_degree | pf_va_c_from_degree | pf_va_a_to_degree | pf_va_b_to_degree | pf_va_c_to_degree
Line0_1_2 | 0 | 0.057717 | 0.057717 | 0 | 0.057717 | 0.057717 | 0 | 0.013329 | 0.013329 | 0 | 0.013329 | 0.013329 | 2.8536e-17 | 0.013468 | 0.0034547 | -2.7929e-17 | -0.013435 | -0.0034214 | 4.8572e-18 | 0.0037057 | 0.013484 | -7.2858e-18 | -0.0036391 | -0.013417 | 0 | -135.6822 | 44.3178 | 0 | 44.3178 | -135.6822 | 1.05 | 1.048 | 1.0443 | 1.05 | 1.0443 | 1.0388 | -5.884e-10 | -120.2981 | 119.9471 | -5.884e-10 | -120.5262 | 120.0122
Line10_11_12 | 0 | 0 | 0 | 0 | 0 | 0 | 0 | 0 | 0 | 0 | 0 | 0 | 1.3661e-17 | -4.627e-11 | -1.3184e-10 | -1.1536e-17 | 4.627e-11 | 1.3184e-10 | 5.4644e-18 | 1.2595e-10 | 2.226e-11 | -6.6787e-18 | -1.2595e-10 | -2.226e-11 | 0 | 0 | 0 | 0 | 0 | 0 | 1.05 | 1.048 | 1.0443 | 1.05 | 1.048 | 1.0443 | -5.884e-10 | -120.2981 | 119.9471 | -5.884e-10 | -120.2981 | 119.9471
Line11_12_13 | 0 | 0 | 0 | 0 | 0 | 0 | 0 | 0 | 0 | 0 | 0 | 0 | 1.1232e-17 | -3.8558e-11 | -1.0987e-10 | -1.0018e-17 | 3.8558e-11 | 1.0987e-10 | 3.0358e-18 | 1.0496e-10 | 1.855e-11 | -3.6429e-18 | -1.0496e-10 | -1.855e-11 | 0 | 0 | 0 | 0 | 0 | 0 | 1.05 | 1.048 | 1.0443 | 1.05 | 1.048 | 1.0443 | -5.884e-10 | -120.2981 | 119.9471 | -5.884e-10 | -120.2981 | 119.9471
Line12_13_15 | 0 | 0 | 0 | 0 | 0 | 0 | 0 | 0 | 0 | 0 | 0 | 0 | 8.1966e-18 | -2.3135e-11 | -6.592e-11 | -7.2858e-18 | 2.3135e-11 | 6.592e-11 | 3.0358e-18 | 6.2976e-11 | 1.113e-11 | -2.4286e-18 | -6.2976e-11 | -1.113e-11 | 0 | 0 | 0 | 0 | 0 | 0 | 1.05 | 1.048 | 1.0443 | 1.05 | 1.048 | 1.0443 | -5.884e-10 | -120.2981 | 119.9471 | -5.884e-10 | -120.2981 | 119.9471
Line13_13_14 | 0 | 0 | 0 | 0 | 0 | 0 | 0 | 0 | 0 | 0 | 0 | 0 | 1.5179e-18 | -7.7116e-12 | -2.1973e-11 | -6.0715e-19 | 7.7116e-12 | 2.1973e-11 | -6.0715e-19 | 2.0992e-11 | 3.71e-12 | 6.0715e-19 | -2.0992e-11 | -3.71e-12 | 0 | 0 | 0 | 0 | 0 | 0 | 1.05 | 1.048 | 1.0443 | 1.05 | 1.048 | 1.0443 | -5.884e-10 | -120.2981 | 119.9471 | -5.884e-10 | -120.2981 | 119.9471
Line14_15_16 | 0 | 0 | 0 | 0 | 0 | 0 | 0 | 0 | 0 | 0 | 0 | 0 | 3.3393e-18 | -1.5423e-11 | -4.3946e-11 | -2.125e-18 | 1.5423e-11 | 4.3946e-11 | 1.2143e-18 | 4.1984e-11 | 7.42e-12 | -6.0715e-19 | -4.1984e-11 | -7.42e-12 | 0 | 0 | 0 | 0 | 0 | 0 | 1.05 | 1.048 | 1.0443 | 1.05 | 1.048 | 1.0443 | -5.884e-10 | -120.2981 | 119.9471 | -5.884e-10 | -120.2981 | 119.9471
Line15_16_17 | 0 | 0 | 0 | 0 | 0 | 0 | 0 | 0 | 0 | 0 | 0 | 0 | 1.5179e-18 | -7.7116e-12 | -2.1973e-11 | 1.247e-29 | 7.7116e-12 | 2.1973e-11 | -6.0715e-19 | 2.0992e-11 | 3.71e-12 | 1.2143e-18 | -2.0992e-11 | -3.71e-12 | 0 | 0 | 0 | 0 | 0 | 0 | 1.05 | 1.048 | 1.0443 | 1.05 | 1.048 | 1.0443 | -5.884e-10 | -120.2981 | 119.9471 | -5.884e-10 | -120.2981 | 119.9471
Line16_4_18 | 0 | 0 | 0 | 0 | 0 | 0 | 0 | 0 | 0 | 0 | 0 | 0 | 3.0358e-19 | -7.7116e-12 | -2.1973e-11 | 6.0715e-19 | 7.7116e-12 | 2.1973e-11 | -3.1176e-30 | 2.0992e-11 | 3.71e-12 | 6.0715e-19 | -2.0992e-11 | -3.71e-12 | 0 | 0 | 0 | 0 | 0 | 0 | 1.05 | 1.048 | 1.0443 | 1.05 | 1.048 | 1.0443 | -5.884e-10 | -120.2981 | 119.9471 | -5.884e-10 | -120.2981 | 119.9471
Line17_5_19 | 0 | 0 | 0 | 0 | 0 | 0 | 0 | 0 | 0 | 0 | 0 | 0 | 3.0358e-19 | -7.7116e-12 | -2.1973e-11 | 6.0715e-19 | 7.7116e-12 | 2.1973e-11 | -3.1176e-30 | 2.0992e-11 | 3.71e-12 | 6.0715e-19 | -2.0992e-11 | -3.71e-12 | 0 | 0 | 0 | 0 | 0 | 0 | 1.05 | 1.048 | 1.0443 | 1.05 | 1.048 | 1.0443 | -5.884e-10 | -120.2981 | 119.9471 | -5.884e-10 | -120.2981 | 119.9471
Line1_1_3 | 0 | 0 | 0 | 0 | 0 | 0 | 0 | 0 | 0 | 0 | 0 | 0 | 1.8822e-17 | -6.1693e-11 | -1.7579e-10 | -1.7304e-17 | 6.1693e-11 | 1.7579e-10 | 1.0929e-17 | 1.6794e-10 | 2.968e-11 | -1.0322e-17 | -1.6794e-10 | -2.968e-11 | 0 | 0 | 0 | 0 | 0 | 0 | 1.05 | 1.048 | 1.0443 | 1.05 | 1.048 | 1.0443 | -5.884e-10 | -120.2981 | 119.9471 | -5.884e-10 | -120.2981 | 119.9471
Line2_1_4 | 0 | 0 | 0 | 0 | 0 | 0 | 0 | 0 | 0 | 0 | 0 | 0 | 4.5536e-18 | -1.5423e-11 | -4.3946e-11 | -3.6429e-18 | 1.5423e-11 | 4.3946e-11 | 1.8215e-18 | 4.1984e-11 | 7.42e-12 | -1.2143e-18 | -4.1984e-11 | -7.42e-12 | 0 | 0 | 0 | 0 | 0 | 0 | 1.05 | 1.048 | 1.0443 | 1.05 | 1.048 | 1.0443 | -5.884e-10 | -120.2981 | 119.9471 | -5.884e-10 | -120.2981 | 119.9471
Line3_1_5 | 0 | 0 | 0 | 0 | 0 | 0 | 0 | 0 | 0 | 0 | 0 | 0 | 4.5536e-18 | -1.5423e-11 | -4.3946e-11 | -3.6429e-18 | 1.5423e-11 | 4.3946e-11 | 1.8215e-18 | 4.1984e-11 | 7.42e-12 | -1.2143e-18 | -4.1984e-11 | -7.42e-12 | 0 | 0 | 0 | 0 | 0 | 0 | 1.05 | 1.048 | 1.0443 | 1.05 | 1.048 | 1.0443 | -5.884e-10 | -120.2981 | 119.9471 | -5.884e-10 | -120.2981 | 119.9471
Line4_2_6 | 0 | 0.057717 | 0.057717 | 0 | 0.057717 | 0.057717 | 0 | 0.013329 | 0.013329 | 0 | 0.013329 | 0.013329 | 2.0643e-17 | 0.013435 | 0.0034214 | -2.1858e-17 | -0.013402 | -0.003388 | 4.8572e-18 | 0.0036391 | 0.013417 | -2.4286e-18 | -0.0035725 | -0.01335 | 0 | -135.6822 | 44.3178 | 0 | 44.3178 | -135.6822 | 1.05 | 1.0443 | 1.0388 | 1.05 | 1.0405 | 1.0333 | -5.884e-10 | -120.5262 | 120.0122 | -5.884e-10 | -120.7558 | 120.078
Line5_6_7 | 0 | 0.057717 | 0.057717 | 0 | 0.057717 | 0.057717 | 0 | 0.013329 | 0.013329 | 0 | 0.013329 | 0.013329 | 1.2143e-17 | 0.013402 | 0.003388 | -1.4572e-17 | -0.013368 | -0.0033547 | -1.247e-28 | 0.0035725 | 0.01335 | -2.4286e-18 | -0.0035059 | -0.013284 | 0 | -135.6822 | 44.3178 | 0 | 44.3178 | -135.6822 | 1.05 | 1.0405 | 1.0333 | 1.05 | 1.0368 | 1.0279 | -5.884e-10 | -120.7558 | 120.078 | -5.884e-10 | -120.9872 | 120.1445
Line6_7_8 | 0 | 0.057717 | 0.057717 | 0 | 0.057717 | 0.057717 | 0 | 0.013329 | 0.013329 | 0 | 0.013329 | 0.013329 | 4.8572e-18 | 0.013368 | 0.0033547 | -2.4286e-18 | -0.013335 | -0.0033214 | -4.9881e-29 | 0.0035059 | 0.013284 | 4.8572e-18 | -0.0034392 | -0.013217 | 0 | -135.6822 | 44.3178 | 0 | 44.3178 | -135.6822 | 1.05 | 1.0368 | 1.0279 | 1.05 | 1.0332 | 1.0224 | -5.884e-10 | -120.9872 | 120.1445 | -5.884e-10 | -121.2201 | 120.2117
Line7_8_9 | 0 | 0 | 0 | 0 | 0 | 0 | 0 | 0 | 0 | 0 | 0 | 0 | 7.4822e-29 | -6.2856e-11 | -1.0336e-10 | -4.9881e-29 | 6.2856e-11 | 1.0336e-10 | 7.2858e-18 | 8.4699e-11 | -1.4546e-11 | -4.8572e-18 | -8.4699e-11 | 1.4546e-11 | 0 | 0 | 0 | 0 | 0 | 0 | 1.05 | 1.0332 | 1.0224 | 1.05 | 1.0332 | 1.0224 | -5.884e-10 | -121.2201 | 120.2117 | -5.884e-10 | -121.2201 | 120.2117
Line8_8_10 | 0 | 0 | 0 | 0 | 0 | 0 | 0 | 0 | 0 | 0 | 0 | 0 | 2.4941e-29 | -6.2856e-11 | -1.0336e-10 | -2.4941e-29 | 6.2856e-11 | 1.0336e-10 | 2.4286e-18 | 8.4699e-11 | -1.4546e-11 | -2.4286e-18 | -8.4699e-11 | 1.4546e-11 | 0 | 0 | 0 | 0 | 0 | 0 | 1.05 | 1.0332 | 1.0224 | 1.05 | 1.0332 | 1.0224 | -5.884e-10 | -121.2201 | 120.2117 | -5.884e-10 | -121.2201 | 120.2117
Line9_3_11 | 0 | 0 | 0 | 0 | 0 | 0 | 0 | 0 | 0 | 0 | 0 | 0 | 1.4875e-17 | -5.3981e-11 | -1.5381e-10 | -1.3965e-17 | 5.3981e-11 | 1.5381e-10 | 9.7145e-18 | 1.4694e-10 | 2.597e-11 | -7.893e-18 | -1.4694e-10 | -2.597e-11 | 0 | 0 | 0 | 0 | 0 | 0 | 1.05 | 1.048 | 1.0443 | 1.05 | 1.048 | 1.0443 | -5.884e-10 | -120.2981 | 119.9471 | -5.884e-10 | -120.2981 | 119.9471

## LL_max_fault_10
name | pf_ikss_a_from_ka | pf_ikss_b_from_ka | pf_ikss_c_from_ka | pf_ikss_a_to_ka | pf_ikss_b_to_ka | pf_ikss_c_to_ka | pf_skss_a_from_mw | pf_skss_b_from_mw | pf_skss_c_from_mw | pf_skss_a_to_mw | pf_skss_b_to_mw | pf_skss_c_to_mw | pf_p_a_from_mw | pf_p_b_from_mw | pf_p_c_from_mw | pf_p_a_to_mw | pf_p_b_to_mw | pf_p_c_to_mw | pf_q_a_from_mvar | pf_q_b_from_mvar | pf_q_c_from_mvar | pf_q_a_to_mvar | pf_q_b_to_mvar | pf_q_c_to_mvar | pf_ikss_a_from_degree | pf_ikss_b_from_degree | pf_ikss_c_from_degree | pf_ikss_a_to_degree | pf_ikss_b_to_degree | pf_ikss_c_to_degree | pf_vm_a_from_pu | pf_vm_b_from_pu | pf_vm_c_from_pu | pf_vm_a_to_pu | pf_vm_b_to_pu | pf_vm_c_to_pu | pf_va_a_from_degree | pf_va_b_from_degree | pf_va_c_from_degree | pf_va_a_to_degree | pf_va_b_to_degree | pf_va_c_to_degree
Line0_1_2 | 0 | 0.060452 | 0.060452 | 0 | 0.060452 | 0.060452 | 0 | 0.013961 | 0.013961 | 0 | 0.013961 | 0.013961 | 2.6715e-17 | 0.014777 | 0.0037874 | -2.5443e-17 | -0.01474 | -0.0037509 | 2.1626e-17 | 0.004065 | 0.014792 | -2.0354e-17 | -0.0039919 | -0.014719 | 0 | -135.6932 | 44.3068 | 0 | 44.3068 | -135.6932 | 1.1 | 1.0978 | 1.0937 | 1.1 | 1.0939 | 1.088 | -4.3483e-11 | -120.3121 | 119.9447 | -4.3484e-11 | -120.5402 | 120.0098
Line10_11_12 | 0 | 0 | 0 | 0 | 0 | 0 | 0 | 0 | 0 | 0 | 0 | 0 | 8.2688e-18 | -5.3155e-11 | -1.5146e-10 | -8.9049e-18 | 5.3155e-11 | 1.5146e-10 | 1.3357e-17 | 1.4472e-10 | 2.555e-11 | -1.1449e-17 | -1.4472e-10 | -2.555e-11 | 0 | 0 | 0 | 0 | 0 | 0 | 1.1 | 1.0978 | 1.0937 | 1.1 | 1.0978 | 1.0937 | -4.3484e-11 | -120.3121 | 119.9447 | -4.3484e-11 | -120.3121 | 119.9447
Line11_12_13 | 0 | 0 | 0 | 0 | 0 | 0 | 0 | 0 | 0 | 0 | 0 | 0 | 8.2688e-18 | -4.4296e-11 | -1.2622e-10 | -8.2688e-18 | 4.4296e-11 | 1.2622e-10 | 9.541e-18 | 1.206e-10 | 2.1292e-11 | -8.2688e-18 | -1.206e-10 | -2.1292e-11 | 0 | 0 | 0 | 0 | 0 | 0 | 1.1 | 1.0978 | 1.0937 | 1.1 | 1.0978 | 1.0937 | -4.3484e-11 | -120.3121 | 119.9447 | -4.3484e-11 | -120.3121 | 119.9447
Line12_13_15 | 0 | 0 | 0 | 0 | 0 | 0 | 0 | 0 | 0 | 0 | 0 | 0 | 3.4984e-18 | -2.6578e-11 | -7.5731e-11 | -4.7705e-18 | 2.6578e-11 | 7.5731e-11 | 8.2688e-18 | 7.2361e-11 | 1.2775e-11 | -7.6328e-18 | -7.2361e-11 | -1.2775e-11 | 0 | 0 | 0 | 0 | 0 | 0 | 1.1 | 1.0978 | 1.0937 | 1.1 | 1.0978 | 1.0937 | -4.3484e-11 | -120.3121 | 119.9447 | -4.3484e-11 | -120.3121 | 119.9447
Line13_13_14 | 0 | 0 | 0 | 0 | 0 | 0 | 0 | 0 | 0 | 0 | 0 | 0 | -1.9082e-18 | -8.8592e-12 | -2.5244e-11 | 6.3607e-19 | 8.8592e-12 | 2.5244e-11 | 6.3607e-19 | 2.412e-11 | 4.2584e-12 | -6.3607e-19 | -2.412e-11 | -4.2584e-12 | 0 | 0 | 0 | 0 | 0 | 0 | 1.1 | 1.0978 | 1.0937 | 1.1 | 1.0978 | 1.0937 | -4.3484e-11 | -120.3121 | 119.9447 | -4.3484e-11 | -120.3121 | 119.9447
Line14_15_16 | 0 | 0 | 0 | 0 | 0 | 0 | 0 | 0 | 0 | 0 | 0 | 0 | 2.5443e-18 | -1.7718e-11 | -5.0487e-11 | -2.5443e-18 | 1.7718e-11 | 5.0487e-11 | 3.1803e-18 | 4.824e-11 | 8.5168e-12 | -1.2721e-18 | -4.824e-11 | -8.5168e-12 | 0 | 0 | 0 | 0 | 0 | 0 | 1.1 | 1.0978 | 1.0937 | 1.1 | 1.0978 | 1.0937 | -4.3484e-11 | -120.3121 | 119.9447 | -4.3484e-11 | -120.3121 | 119.9447
Line15_16_17 | 0 | 0 | 0 | 0 | 0 | 0 | 0 | 0 | 0 | 0 | 0 | 0 | -3.1803e-19 | -8.8592e-12 | -2.5244e-11 | -3.1803e-19 | 8.8592e-12 | 2.5244e-11 | 2.4137e-31 | 2.412e-11 | 4.2584e-12 | 2.4137e-31 | -2.412e-11 | -4.2584e-12 | 0 | 0 | 0 | 0 | 0 | 0 | 1.1 | 1.0978 | 1.0937 | 1.1 | 1.0978 | 1.0937 | -4.3484e-11 | -120.3121 | 119.9447 | -4.3484e-11 | -120.3121 | 119.9447
Line16_4_18 | 0 | 0 | 0 | 0 | 0 | 0 | 0 | 0 | 0 | 0 | 0 | 0 | -6.3607e-19 | -8.8592e-12 | -2.5244e-11 | 6.3607e-19 | 8.8592e-12 | 2.5244e-11 | 1.9082e-18 | 2.412e-11 | 4.2584e-12 | -4.8273e-31 | -2.412e-11 | -4.2584e-12 | 0 | 0 | 0 | 0 | 0 | 0 | 1.1 | 1.0978 | 1.0937 | 1.1 | 1.0978 | 1.0937 | -4.3483e-11 | -120.3121 | 119.9447 | -4.3483e-11 | -120.3121 | 119.9447
Line17_5_19 | 0 | 0 | 0 | 0 | 0 | 0 | 0 | 0 | 0 | 0 | 0 | 0 | -6.3607e-19 | -8.8592e-12 | -2.5244e-11 | 6.3607e-19 | 8.8592e-12 | 2.5244e-11 | 1.9082e-18 | 2.412e-11 | 4.2584e-12 | -4.8273e-31 | -2.412e-11 | -4.2584e-12 | 0 | 0 | 0 | 0 | 0 | 0 | 1.1 | 1.0978 | 1.0937 | 1.1 | 1.0978 | 1.0937 | -4.3483e-11 | -120.3121 | 119.9447 | -4.3483e-11 | -120.3121 | 119.9447
Line1_1_3 | 0 | 0 | 0 | 0 | 0 | 0 | 0 | 0 | 0 | 0 | 0 | 0 | 1.1131e-17 | -7.0874e-11 | -2.0195e-10 | -1.0495e-17 | 7.0874e-11 | 2.0195e-10 | 2.0354e-17 | 1.9296e-10 | 3.4067e-11 | -1.8446e-17 | -1.9296e-10 | -3.4067e-11 | 0 | 0 | 0 | 0 | 0 | 0 | 1.1 | 1.0978 | 1.0937 | 1.1 | 1.0978 | 1.0937 | -4.3483e-11 | -120.3121 | 119.9447 | -4.3483e-11 | -120.3121 | 119.9447
Line2_1_4 | 0 | 0 | 0 | 0 | 0 | 0 | 0 | 0 | 0 | 0 | 0 | 0 | 2.8623e-18 | -1.7718e-11 | -5.0487e-11 | -2.8623e-18 | 1.7718e-11 | 5.0487e-11 | 5.0885e-18 | 4.824e-11 | 8.5168e-12 | -3.8164e-18 | -4.824e-11 | -8.5168e-12 | 0 | 0 | 0 | 0 | 0 | 0 | 1.1 | 1.0978 | 1.0937 | 1.1 | 1.0978 | 1.0937 | -4.3483e-11 | -120.3121 | 119.9447 | -4.3483e-11 | -120.3121 | 119.9447
Line3_1_5 | 0 | 0 | 0 | 0 | 0 | 0 | 0 | 0 | 0 | 0 | 0 | 0 | 2.8623e-18 | -1.7718e-11 | -5.0487e-11 | -2.8623e-18 | 1.7718e-11 | 5.0487e-11 | 5.0885e-18 | 4.824e-11 | 8.5168e-12 | -3.8164e-18 | -4.824e-11 | -8.5168e-12 | 0 | 0 | 0 | 0 | 0 | 0 | 1.1 | 1.0978 | 1.0937 | 1.1 | 1.0978 | 1.0937 | -4.3483e-11 | -120.3121 | 119.9447 | -4.3483e-11 | -120.3121 | 119.9447
Line4_2_6 | 0 | 0.060452 | 0.060452 | 0 | 0.060452 | 0.060452 | 0 | 0.013961 | 0.013961 | 0 | 0.013961 | 0.013961 | 2.1626e-17 | 0.01474 | 0.0037509 | -2.0354e-17 | -0.014704 | -0.0037143 | 1.5266e-17 | 0.0039919 | 0.014719 | -1.0177e-17 | -0.0039188 | -0.014646 | 0 | -135.6932 | 44.3068 | 0 | 44.3068 | -135.6932 | 1.1 | 1.0939 | 1.088 | 1.1 | 1.09 | 1.0823 | -4.3484e-11 | -120.5402 | 120.0098 | -4.3484e-11 | -120.7698 | 120.0757
Line5_6_7 | 0 | 0.060452 | 0.060452 | 0 | 0.060452 | 0.060452 | 0 | 0.013961 | 0.013961 | 0 | 0.013961 | 0.013961 | 1.5266e-17 | 0.014704 | 0.0037143 | -1.2721e-17 | -0.014667 | -0.0036778 | 1.0177e-17 | 0.0039188 | 0.014646 | -1.0177e-17 | -0.0038457 | -0.014572 | 0 | -135.6932 | 44.3068 | 0 | 44.3068 | -135.6932 | 1.1 | 1.09 | 1.0823 | 1.1 | 1.0861 | 1.0765 | -4.3484e-11 | -120.7698 | 120.0757 | -4.3484e-11 | -121.0011 | 120.1422
Line6_7_8 | 0 | 0.060452 | 0.060452 | 0 | 0.060452 | 0.060452 | 0 | 0.013961 | 0.013961 | 0 | 0.013961 | 0.013961 | 5.0885e-18 | 0.014667 | 0.0036778 | -5.0885e-18 | -0.014631 | -0.0036413 | 2.5443e-18 | 0.0038457 | 0.014572 | 3.8619e-30 | -0.0037726 | -0.014499 | 0 | -135.6932 | 44.3068 | 0 | 44.3068 | -135.6932 | 1.1 | 1.0861 | 1.0765 | 1.1 | 1.0823 | 1.0708 | -4.3484e-11 | -121.0011 | 120.1422 | -4.3484e-11 | -121.2341 | 120.2095
Line7_8_9 | 0 | 0 | 0 | 0 | 0 | 0 | 0 | 0 | 0 | 0 | 0 | 0 | 1.0177e-17 | -6.9334e-11 | -1.1449e-10 | -1.0177e-17 | 6.9334e-11 | 1.1449e-10 | -5.0885e-18 | 9.4011e-11 | -1.5791e-11 | 7.6328e-18 | -9.4011e-11 | 1.5791e-11 | 0 | 0 | 0 | 0 | 0 | 0 | 1.1 | 1.0823 | 1.0708 | 1.1 | 1.0823 | 1.0708 | -4.3484e-11 | -121.2341 | 120.2095 | -4.3484e-11 | -121.2341 | 120.2095
Line8_8_10 | 0 | 0 | 0 | 0 | 0 | 0 | 0 | 0 | 0 | 0 | 0 | 0 | -1.0177e-17 | -6.9334e-11 | -1.1449e-10 | 7.6328e-18 | 6.9334e-11 | 1.1449e-10 | 5.0885e-18 | 9.4011e-11 | -1.5791e-11 | -5.0885e-18 | -9.4011e-11 | 1.5791e-11 | 0 | 0 | 0 | 0 | 0 | 0 | 1.1 | 1.0823 | 1.0708 | 1.1 | 1.0823 | 1.0708 | -4.3484e-11 | -121.2341 | 120.2095 | -4.3484e-11 | -121.2341 | 120.2095
Line9_3_11 | 0 | 0 | 0 | 0 | 0 | 0 | 0 | 0 | 0 | 0 | 0 | 0 | 1.1131e-17 | -6.2015e-11 | -1.7671e-10 | -1.1131e-17 | 6.2015e-11 | 1.7671e-10 | 1.6538e-17 | 1.6884e-10 | 2.9809e-11 | -1.463e-17 | -1.6884e-10 | -2.9809e-11 | 0 | 0 | 0 | 0 | 0 | 0 | 1.1 | 1.0978 | 1.0937 | 1.1 | 1.0978 | 1.0937 | -4.3483e-11 | -120.3121 | 119.9447 | -4.3484e-11 | -120.3121 | 119.9447

## LL_min_6
name | pf_ikss_a_from_ka | pf_ikss_b_from_ka | pf_ikss_c_from_ka | pf_ikss_a_to_ka | pf_ikss_b_to_ka | pf_ikss_c_to_ka | pf_skss_a_from_mw | pf_skss_b_from_mw | pf_skss_c_from_mw | pf_skss_a_to_mw | pf_skss_b_to_mw | pf_skss_c_to_mw | pf_p_a_from_mw | pf_p_b_from_mw | pf_p_c_from_mw | pf_p_a_to_mw | pf_p_b_to_mw | pf_p_c_to_mw | pf_q_a_from_mvar | pf_q_b_from_mvar | pf_q_c_from_mvar | pf_q_a_to_mvar | pf_q_b_to_mvar | pf_q_c_to_mvar | pf_ikss_a_from_degree | pf_ikss_b_from_degree | pf_ikss_c_from_degree | pf_ikss_a_to_degree | pf_ikss_b_to_degree | pf_ikss_c_to_degree | pf_vm_a_from_pu | pf_vm_b_from_pu | pf_vm_c_from_pu | pf_vm_a_to_pu | pf_vm_b_to_pu | pf_vm_c_to_pu | pf_va_a_from_degree | pf_va_b_from_degree | pf_va_c_from_degree | pf_va_a_to_degree | pf_va_b_to_degree | pf_va_c_to_degree
Line0_1_2 | 0 | 1.455 | 1.455 | 0 | 1.455 | 1.455 | 0 | 0.33601 | 0.33601 | 0 | 0.33601 | 0.33601 | 3.5157e-17 | 0.28984 | 0.03533 | -3.5896e-26 | -0.24919 | 0.005316 | 4.0431e-16 | 0.073022 | 0.26569 | -3.5157e-16 | -0.030682 | -0.22336 | 0 | -142.8727 | 37.1273 | 0 | 37.1273 | -142.8727 | 0.95 | 0.88953 | 0.79769 | 0.95 | 0.74721 | 0.66491 | -5.85e-09 | -128.7319 | 119.553 | -5.8499e-09 | -135.8534 | 128.4907
Line10_11_12 | 0 | 0 | 0 | 0 | 0 | 0 | 0 | 0 | 0 | 0 | 0 | 0 | 4.3946e-17 | -9.6789e-10 | -2.6725e-09 | -3.5157e-17 | 9.6789e-10 | 2.6725e-09 | 2.6368e-16 | 2.8224e-09 | 1.3007e-10 | -2.2852e-16 | -2.8224e-09 | -1.3007e-10 | 0 | 0 | 0 | 0 | 0 | 0 | 0.95 | 0.88953 | 0.79769 | 0.95 | 0.88953 | 0.79769 | -5.8499e-09 | -128.7319 | 119.553 | -5.8499e-09 | -128.7319 | 119.553
Line11_12_13 | 0 | 0 | 0 | 0 | 0 | 0 | 0 | 0 | 0 | 0 | 0 | 0 | 2.1973e-17 | -8.0657e-10 | -2.2271e-09 | -1.3184e-17 | 8.0657e-10 | 2.2271e-09 | 2.461e-16 | 2.352e-09 | 1.0839e-10 | -2.1094e-16 | -2.352e-09 | -1.0839e-10 | 0 | 0 | 0 | 0 | 0 | 0 | 0.95 | 0.88953 | 0.79769 | 0.95 | 0.88953 | 0.79769 | -5.8499e-09 | -128.7319 | 119.553 | -5.8499e-09 | -128.7319 | 119.553
Line12_13_15 | 0 | 0 | 0 | 0 | 0 | 0 | 0 | 0 | 0 | 0 | 0 | 0 | 3.9552e-17 | -4.8394e-10 | -1.3362e-09 | -2.6368e-17 | 4.8394e-10 | 1.3362e-09 | 1.4063e-16 | 1.4112e-09 | 6.5035e-11 | -8.7893e-17 | -1.4112e-09 | -6.5035e-11 | 0 | 0 | 0 | 0 | 0 | 0 | 0.95 | 0.88953 | 0.79769 | 0.95 | 0.88953 | 0.79769 | -5.8499e-09 | -128.7319 | 119.553 | -5.8499e-09 | -128.7319 | 119.553
Line13_13_14 | 0 | 0 | 0 | 0 | 0 | 0 | 0 | 0 | 0 | 0 | 0 | 0 | 3.5157e-17 | -1.6131e-10 | -4.4541e-10 | -1.7579e-17 | 1.6131e-10 | 4.4541e-10 | 3.5157e-17 | 4.7039e-10 | 2.1678e-11 | -1.7579e-17 | -4.7039e-10 | -2.1679e-11 | 0 | 0 | 0 | 0 | 0 | 0 | 0.95 | 0.88953 | 0.79769 | 0.95 | 0.88953 | 0.79769 | -5.8499e-09 | -128.7319 | 119.553 | -5.8499e-09 | -128.7319 | 119.553
Line14_15_16 | 0 | 0 | 0 | 0 | 0 | 0 | 0 | 0 | 0 | 0 | 0 | 0 | -1.7579e-17 | -3.2263e-10 | -8.9083e-10 | 2.6368e-17 | 3.2263e-10 | 8.9083e-10 | 7.0314e-17 | 9.4079e-10 | 4.3357e-11 | -3.5157e-17 | -9.4079e-10 | -4.3357e-11 | 0 | 0 | 0 | 0 | 0 | 0 | 0.95 | 0.88953 | 0.79769 | 0.95 | 0.88953 | 0.79769 | -5.8499e-09 | -128.7319 | 119.553 | -5.8499e-09 | -128.7319 | 119.553
Line15_16_17 | 0 | 0 | 0 | 0 | 0 | 0 | 0 | 0 | 0 | 0 | 0 | 0 | -4.3946e-18 | -1.6131e-10 | -4.4541e-10 | 1.3184e-17 | 1.6131e-10 | 4.4541e-10 | 7.0314e-17 | 4.7039e-10 | 2.1678e-11 | -3.5157e-17 | -4.7039e-10 | -2.1678e-11 | 0 | 0 | 0 | 0 | 0 | 0 | 0.95 | 0.88953 | 0.79769 | 0.95 | 0.88953 | 0.79769 | -5.8499e-09 | -128.7319 | 119.553 | -5.8499e-09 | -128.7319 | 119.553
Line16_4_18 | 0 | 0 | 0 | 0 | 0 | 0 | 0 | 0 | 0 | 0 | 0 | 0 | -4.3946e-18 | -1.6131e-10 | -4.4541e-10 | 1.7579e-17 | 1.6131e-10 | 4.4541e-10 | 5.2736e-17 | 4.7039e-10 | 2.1678e-11 | -1.7579e-17 | -4.7039e-10 | -2.1679e-11 | 0 | 0 | 0 | 0 | 0 | 0 | 0.95 | 0.88953 | 0.79769 | 0.95 | 0.88953 | 0.79769 | -5.85e-09 | -128.7319 | 119.553 | -5.85e-09 | -128.7319 | 119.553
Line17_5_19 | 0 | 0 | 0 | 0 | 0 | 0 | 0 | 0 | 0 | 0 | 0 | 0 | -4.3946e-18 | -1.6131e-10 | -4.4541e-10 | 1.7579e-17 | 1.6131e-10 | 4.4541e-10 | 5.2736e-17 | 4.7039e-10 | 2.1678e-11 | -1.7579e-17 | -4.7039e-10 | -2.1679e-11 | 0 | 0 | 0 | 0 | 0 | 0 | 0.95 | 0.88953 | 0.79769 | 0.95 | 0.88953 | 0.79769 | -5.85e-09 | -128.7319 | 119.553 | -5.85e-09 | -128.7319 | 119.553
Line1_1_3 | 0 | 0 | 0 | 0 | 0 | 0 | 0 | 0 | 0 | 0 | 0 | 0 | 7.4709e-17 | -1.2905e-09 | -3.5633e-09 | -7.0314e-17 | 1.2905e-09 | 3.5633e-09 | 3.3399e-16 | 3.7632e-09 | 1.7343e-10 | -2.6368e-16 | -3.7632e-09 | -1.7343e-10 | 0 | 0 | 0 | 0 | 0 | 0 | 0.95 | 0.88953 | 0.79769 | 0.95 | 0.88953 | 0.79769 | -5.85e-09 | -128.7319 | 119.553 | -5.85e-09 | -128.7319 | 119.553
Line2_1_4 | 0 | 0 | 0 | 0 | 0 | 0 | 0 | 0 | 0 | 0 | 0 | 0 | -8.7893e-18 | -3.2263e-10 | -8.9083e-10 | 1.3184e-17 | 3.2263e-10 | 8.9083e-10 | 1.0547e-16 | 9.4079e-10 | 4.3357e-11 | -5.2736e-17 | -9.4079e-10 | -4.3357e-11 | 0 | 0 | 0 | 0 | 0 | 0 | 0.95 | 0.88953 | 0.79769 | 0.95 | 0.88953 | 0.79769 | -5.85e-09 | -128.7319 | 119.553 | -5.85e-09 | -128.7319 | 119.553
Line3_1_5 | 0 | 0 | 0 | 0 | 0 | 0 | 0 | 0 | 0 | 0 | 0 | 0 | -8.7893e-18 | -3.2263e-10 | -8.9083e-10 | 1.3184e-17 | 3.2263e-10 | 8.9083e-10 | 1.0547e-16 | 9.4079e-10 | 4.3357e-11 | -5.2736e-17 | -9.4079e-10 | -4.3357e-11 | 0 | 0 | 0 | 0 | 0 | 0 | 0.95 | 0.88953 | 0.79769 | 0.95 | 0.88953 | 0.79769 | -5.85e-09 | -128.7319 | 119.553 | -5.85e-09 | -128.7319 | 119.553
Line4_2_6 | 0 | 1.455 | 1.455 | 0 | 1.455 | 1.455 | 0 | 0.33601 | 0.33601 | 0 | 0.33601 | 0.33601 | 7.0314e-17 | 0.24919 | -0.005316 | -7.0314e-17 | -0.20855 | 0.045962 | 3.5157e-16 | 0.030682 | 0.22336 | -3.1641e-16 | 0.011658 | -0.18102 | 0 | -142.8727 | 37.1273 | 0 | 37.1273 | -142.8727 | 0.95 | 0.74721 | 0.66491 | 0.95 | 0.62161 | 0.55581 | -5.8499e-09 | -135.8534 | 128.4907 | -5.8499e-09 | -146.0722 | 141.3743
Line5_6_7 | 0 | 1.455 | 1.455 | 0 | 1.455 | 1.455 | 0 | 0.33601 | 0.33601 | 0 | 0.33601 | 0.33601 | 7.0314e-17 | 0.20855 | -0.045962 | -3.5157e-17 | -0.1679 | 0.086608 | 2.461e-16 | -0.011658 | 0.18102 | -2.461e-16 | 0.053997 | -0.13868 | 0 | -142.8727 | 37.1273 | 0 | 37.1273 | -142.8727 | 0.95 | 0.62161 | 0.55581 | 0.95 | 0.52489 | 0.48658 | -5.8499e-09 | -146.0722 | 141.3743 | -5.8499e-09 | -160.7007 | 159.1134
Line6_7_8 | 0 | 1.455 | 1.455 | 0 | 1.455 | 1.455 | 0 | 0.33601 | 0.33601 | 0 | 0.33601 | 0.33601 | -2.1094e-16 | 0.1679 | -0.086608 | 1.4063e-16 | -0.12725 | 0.12725 | 3.5157e-16 | -0.053997 | 0.13868 | -3.5157e-16 | 0.096337 | -0.096337 | 0 | -142.8727 | 37.1273 | 0 | 37.1273 | -142.8727 | 0.95 | 0.52489 | 0.48658 | 0.95 | 0.475 | 0.475 | -5.8499e-09 | -160.7007 | 159.1134 | -5.8499e-09 | -180 | -180
Line7_8_9 | 0 | 0 | 0 | 0 | 0 | 0 | 0 | 0 | 0 | 0 | 0 | 0 | -7.0314e-17 | 1.403e-16 | 1.4088e-16 | 0 | -2.0733e-16 | -1.3761e-16 | 1.4063e-16 | 1.4329e-09 | -1.4329e-09 | 0 | -1.4329e-09 | 1.4329e-09 | 0 | 0 | 0 | 0 | 0 | 0 | 0.95 | 0.475 | 0.475 | 0.95 | 0.475 | 0.475 | -5.8499e-09 | -180 | -180 | -5.8499e-09 | -180 | 180
Line8_8_10 | 0 | 0 | 0 | 0 | 0 | 0 | 0 | 0 | 0 | 0 | 0 | 0 | -7.0314e-17 | 6.9983e-17 | 1.4088e-16 | 7.0314e-17 | -1.3702e-16 | -1.3761e-16 | 7.1791e-27 | 1.4329e-09 | -1.4329e-09 | -7.1791e-27 | -1.4329e-09 | 1.4329e-09 | 0 | 0 | 0 | 0 | 0 | 0 | 0.95 | 0.475 | 0.475 | 0.95 | 0.475 | 0.475 | -5.8499e-09 | -180 | -180 | -5.8499e-09 | -180 | 180
Line9_3_11 | 0 | 0 | 0 | 0 | 0 | 0 | 0 | 0 | 0 | 0 | 0 | 0 | 6.5919e-17 | -1.1292e-09 | -3.1179e-09 | -6.1525e-17 | 1.1292e-09 | 3.1179e-09 | 3.1641e-16 | 3.2928e-09 | 1.5175e-10 | -2.9884e-16 | -3.2928e-09 | -1.5175e-10 | 0 | 0 | 0 | 0 | 0 | 0 | 0.95 | 0.88953 | 0.79769 | 0.95 | 0.88953 | 0.79769 | -5.85e-09 | -128.7319 | 119.553 | -5.8499e-09 | -128.7319 | 119.553

## LL_min_10
name | pf_ikss_a_from_ka | pf_ikss_b_from_ka | pf_ikss_c_from_ka | pf_ikss_a_to_ka | pf_ikss_b_to_ka | pf_ikss_c_to_ka | pf_skss_a_from_mw | pf_skss_b_from_mw | pf_skss_c_from_mw | pf_skss_a_to_mw | pf_skss_b_to_mw | pf_skss_c_to_mw | pf_p_a_from_mw | pf_p_b_from_mw | pf_p_c_from_mw | pf_p_a_to_mw | pf_p_b_to_mw | pf_p_c_to_mw | pf_q_a_from_mvar | pf_q_b_from_mvar | pf_q_c_from_mvar | pf_q_a_to_mvar | pf_q_b_to_mvar | pf_q_c_to_mvar | pf_ikss_a_from_degree | pf_ikss_b_from_degree | pf_ikss_c_from_degree | pf_ikss_a_to_degree | pf_ikss_b_to_degree | pf_ikss_c_to_degree | pf_vm_a_from_pu | pf_vm_b_from_pu | pf_vm_c_from_pu | pf_vm_a_to_pu | pf_vm_b_to_pu | pf_vm_c_to_pu | pf_va_a_from_degree | pf_va_b_from_degree | pf_va_c_from_degree | pf_va_a_to_degree | pf_va_b_to_degree | pf_va_c_to_degree
Line0_1_2 | 0 | 1.3784 | 1.3784 | 0 | 1.3784 | 1.3784 | 0 | 0.31833 | 0.31833 | 0 | 0.31833 | 0.31833 | 6.6613e-17 | 0.26013 | 0.031709 | -6.6613e-17 | -0.22365 | 0.0047711 | 3.4972e-16 | 0.065537 | 0.23846 | -3.1641e-16 | -0.027537 | -0.20046 | 0 | -142.8727 | 37.1273 | 0 | 37.1273 | -142.8727 | 0.9 | 0.84271 | 0.7557 | 0.9 | 0.70788 | 0.62991 | -5.7461e-09 | -128.7319 | 119.553 | -5.7461e-09 | -135.8534 | 128.4907
Line10_11_12 | 0 | 0 | 0 | 0 | 0 | 0 | 0 | 0 | 0 | 0 | 0 | 0 | 2.9143e-17 | -8.6869e-10 | -2.3986e-09 | -1.6653e-17 | 8.6869e-10 | 2.3986e-09 | 2.3315e-16 | 2.5331e-09 | 1.1674e-10 | -1.8319e-16 | -2.5331e-09 | -1.1674e-10 | 0 | 0 | 0 | 0 | 0 | 0 | 0.9 | 0.84271 | 0.7557 | 0.9 | 0.84271 | 0.7557 | -5.7461e-09 | -128.7319 | 119.553 | -5.7461e-09 | -128.7319 | 119.553
Line11_12_13 | 0 | 0 | 0 | 0 | 0 | 0 | 0 | 0 | 0 | 0 | 0 | 0 | 2.498e-17 | -7.2391e-10 | -1.9988e-09 | -2.0817e-17 | 7.2391e-10 | 1.9988e-09 | 2.1649e-16 | 2.1109e-09 | 9.7283e-11 | -1.8319e-16 | -2.1109e-09 | -9.7283e-11 | 0 | 0 | 0 | 0 | 0 | 0 | 0.9 | 0.84271 | 0.7557 | 0.9 | 0.84271 | 0.7557 | -5.7461e-09 | -128.7319 | 119.553 | -5.7461e-09 | -128.7319 | 119.553
Line12_13_15 | 0 | 0 | 0 | 0 | 0 | 0 | 0 | 0 | 0 | 0 | 0 | 0 | -1.249e-17 | -4.3434e-10 | -1.1993e-09 | 2.0817e-17 | 4.3434e-10 | 1.1993e-09 | 9.992e-17 | 1.2665e-09 | 5.837e-11 | -8.3267e-17 | -1.2665e-09 | -5.837e-11 | 0 | 0 | 0 | 0 | 0 | 0 | 0.9 | 0.84271 | 0.7557 | 0.9 | 0.84271 | 0.7557 | -5.7461e-09 | -128.7319 | 119.553 | -5.7461e-09 | -128.7319 | 119.553
Line13_13_14 | 0 | 0 | 0 | 0 | 0 | 0 | 0 | 0 | 0 | 0 | 0 | 0 | 1.249e-17 | -1.4478e-10 | -3.9976e-10 | -1.6701e-27 | 1.4478e-10 | 3.9976e-10 | 3.3307e-17 | 4.2218e-10 | 1.9457e-11 | -1.6653e-17 | -4.2218e-10 | -1.9457e-11 | 0 | 0 | 0 | 0 | 0 | 0 | 0.9 | 0.84271 | 0.7557 | 0.9 | 0.84271 | 0.7557 | -5.7461e-09 | -128.7319 | 119.553 | -5.7461e-09 | -128.7319 | 119.553
Line14_15_16 | 0 | 0 | 0 | 0 | 0 | 0 | 0 | 0 | 0 | 0 | 0 | 0 | 4.1633e-18 | -2.8956e-10 | -7.9952e-10 | -6.6806e-27 | 2.8956e-10 | 7.9952e-10 | 8.3267e-17 | 8.4436e-10 | 3.8913e-11 | -6.6613e-17 | -8.4436e-10 | -3.8913e-11 | 0 | 0 | 0 | 0 | 0 | 0 | 0.9 | 0.84271 | 0.7557 | 0.9 | 0.84271 | 0.7557 | -5.7461e-09 | -128.7319 | 119.553 | -5.7461e-09 | -128.7319 | 119.553
Line15_16_17 | 0 | 0 | 0 | 0 | 0 | 0 | 0 | 0 | 0 | 0 | 0 | 0 | -1.249e-17 | -1.4478e-10 | -3.9976e-10 | 1.249e-17 | 1.4478e-10 | 3.9976e-10 | 3.3307e-17 | 4.2218e-10 | 1.9457e-11 | 1.6653e-17 | -4.2218e-10 | -1.9457e-11 | 0 | 0 | 0 | 0 | 0 | 0 | 0.9 | 0.84271 | 0.7557 | 0.9 | 0.84271 | 0.7557 | -5.7461e-09 | -128.7319 | 119.553 | -5.7461e-09 | -128.7319 | 119.553
Line16_4_18 | 0 | 0 | 0 | 0 | 0 | 0 | 0 | 0 | 0 | 0 | 0 | 0 | -1.249e-17 | -1.4478e-10 | -3.9976e-10 | 1.249e-17 | 1.4478e-10 | 3.9976e-10 | 1.6653e-17 | 4.2218e-10 | 1.9457e-11 | 1.6653e-17 | -4.2218e-10 | -1.9457e-11 | 0 | 0 | 0 | 0 | 0 | 0 | 0.9 | 0.84271 | 0.7557 | 0.9 | 0.84271 | 0.7557 | -5.7461e-09 | -128.7319 | 119.553 | -5.7461e-09 | -128.7319 | 119.553
Line17_5_19 | 0 | 0 | 0 | 0 | 0 | 0 | 0 | 0 | 0 | 0 | 0 | 0 | -1.249e-17 | -1.4478e-10 | -3.9976e-10 | 1.249e-17 | 1.4478e-10 | 3.9976e-10 | 1.6653e-17 | 4.2218e-10 | 1.9457e-11 | 1.6653e-17 | -4.2218e-10 | -1.9457e-11 | 0 | 0 | 0 | 0 | 0 | 0 | 0.9 | 0.84271 | 0.7557 | 0.9 | 0.84271 | 0.7557 | -5.7461e-09 | -128.7319 | 119.553 | -5.7461e-09 | -128.7319 | 119.553
Line1_1_3 | 0 | 0 | 0 | 0 | 0 | 0 | 0 | 0 | 0 | 0 | 0 | 0 | 4.5797e-17 | -1.1582e-09 | -3.1981e-09 | -3.3307e-17 | 1.1582e-09 | 3.1981e-09 | 2.8311e-16 | 3.3775e-09 | 1.5565e-10 | -2.6645e-16 | -3.3775e-09 | -1.5565e-10 | 0 | 0 | 0 | 0 | 0 | 0 | 0.9 | 0.84271 | 0.7557 | 0.9 | 0.84271 | 0.7557 | -5.7461e-09 | -128.7319 | 119.553 | -5.7461e-09 | -128.7319 | 119.553
Line2_1_4 | 0 | 0 | 0 | 0 | 0 | 0 | 0 | 0 | 0 | 0 | 0 | 0 | -2.9143e-17 | -2.8956e-10 | -7.9952e-10 | 3.3307e-17 | 2.8956e-10 | 7.9952e-10 | 6.6613e-17 | 8.4436e-10 | 3.8913e-11 | -4.996e-17 | -8.4436e-10 | -3.8913e-11 | 0 | 0 | 0 | 0 | 0 | 0 | 0.9 | 0.84271 | 0.7557 | 0.9 | 0.84271 | 0.7557 | -5.7461e-09 | -128.7319 | 119.553 | -5.7461e-09 | -128.7319 | 119.553
Line3_1_5 | 0 | 0 | 0 | 0 | 0 | 0 | 0 | 0 | 0 | 0 | 0 | 0 | -2.9143e-17 | -2.8956e-10 | -7.9952e-10 | 3.3307e-17 | 2.8956e-10 | 7.9952e-10 | 6.6613e-17 | 8.4436e-10 | 3.8913e-11 | -4.996e-17 | -8.4436e-10 | -3.8913e-11 | 0 | 0 | 0 | 0 | 0 | 0 | 0.9 | 0.84271 | 0.7557 | 0.9 | 0.84271 | 0.7557 | -5.7461e-09 | -128.7319 | 119.553 | -5.7461e-09 | -128.7319 | 119.553
Line4_2_6 | 0 | 1.3784 | 1.3784 | 0 | 1.3784 | 1.3784 | 0 | 0.31833 | 0.31833 | 0 | 0.31833 | 0.31833 | 9.992e-17 | 0.22365 | -0.0047711 | -1.3323e-16 | -0.18717 | 0.041251 | 3.3307e-16 | 0.027537 | 0.20046 | -2.6645e-16 | 0.010463 | -0.16246 | 0 | -142.8727 | 37.1273 | 0 | 37.1273 | -142.8727 | 0.9 | 0.70788 | 0.62991 | 0.9 | 0.5889 | 0.52656 | -5.7461e-09 | -135.8534 | 128.4907 | -5.7461e-09 | -146.0722 | 141.3743
Line5_6_7 | 0 | 1.3784 | 1.3784 | 0 | 1.3784 | 1.3784 | 0 | 0.31833 | 0.31833 | 0 | 0.31833 | 0.31833 | 6.6613e-17 | 0.18717 | -0.041251 | -9.992e-17 | -0.15069 | 0.077731 | 2.3315e-16 | -0.010463 | 0.16246 | -1.9984e-16 | 0.048463 | -0.12446 | 0 | -142.8727 | 37.1273 | 0 | 37.1273 | -142.8727 | 0.9 | 0.5889 | 0.52656 | 0.9 | 0.49726 | 0.46097 | -5.7461e-09 | -146.0722 | 141.3743 | -5.7461e-09 | -160.7007 | 159.1134
Line6_7_8 | 0 | 1.3784 | 1.3784 | 0 | 1.3784 | 1.3784 | 0 | 0.31833 | 0.31833 | 0 | 0.31833 | 0.31833 | 6.6613e-17 | 0.15069 | -0.077731 | -6.6613e-17 | -0.11421 | 0.11421 | 1.9984e-16 | -0.048463 | 0.12446 | -6.6613e-17 | 0.086463 | -0.086463 | 0 | -142.8727 | 37.1273 | 0 | 37.1273 | -142.8727 | 0.9 | 0.49726 | 0.46097 | 0.9 | 0.45 | 0.45 | -5.7461e-09 | -160.7007 | 159.1134 | -5.7461e-09 | -180 | -180
Line7_8_9 | 0 | 0 | 0 | 0 | 0 | 0 | 0 | 0 | 0 | 0 | 0 | 0 | -6.6613e-17 | 2.3285e-16 | 2.2305e-19 | -6.6806e-27 | -1.9661e-16 | 1.3594e-16 | 1.9984e-16 | 1.286e-09 | -1.286e-09 | -6.6613e-17 | -1.286e-09 | 1.286e-09 | 0 | 0 | 0 | 0 | 0 | 0 | 0.9 | 0.45 | 0.45 | 0.9 | 0.45 | 0.45 | -5.7461e-09 | -180 | -180 | -5.7461e-09 | -180 | 180
Line8_8_10 | 0 | 0 | 0 | 0 | 0 | 0 | 0 | 0 | 0 | 0 | 0 | 0 | 2.0042e-26 | -3.36e-17 | -1.33e-16 | 6.6613e-17 | -9.6687e-17 | 1.3594e-16 | 1.9984e-16 | 1.286e-09 | -1.286e-09 | -6.6806e-27 | -1.286e-09 | 1.286e-09 | 0 | 0 | 0 | 0 | 0 | 0 | 0.9 | 0.45 | 0.45 | 0.9 | 0.45 | 0.45 | -5.7461e-09 | -180 | -180 | -5.7461e-09 | -180 | 180
Line9_3_11 | 0 | 0 | 0 | 0 | 0 | 0 | 0 | 0 | 0 | 0 | 0 | 0 | 4.996e-17 | -1.0135e-09 | -2.7983e-09 | -2.9143e-17 | 1.0135e-09 | 2.7983e-09 | 2.1649e-16 | 2.9553e-09 | 1.362e-10 | -2.3315e-16 | -2.9553e-09 | -1.362e-10 | 0 | 0 | 0 | 0 | 0 | 0 | 0.9 | 0.84271 | 0.7557 | 0.9 | 0.84271 | 0.7557 | -5.7461e-09 | -128.7319 | 119.553 | -5.7461e-09 | -128.7319 | 119.553

## LL_min_fault_6
name | pf_ikss_a_from_ka | pf_ikss_b_from_ka | pf_ikss_c_from_ka | pf_ikss_a_to_ka | pf_ikss_b_to_ka | pf_ikss_c_to_ka | pf_skss_a_from_mw | pf_skss_b_from_mw | pf_skss_c_from_mw | pf_skss_a_to_mw | pf_skss_b_to_mw | pf_skss_c_to_mw | pf_p_a_from_mw | pf_p_b_from_mw | pf_p_c_from_mw | pf_p_a_to_mw | pf_p_b_to_mw | pf_p_c_to_mw | pf_q_a_from_mvar | pf_q_b_from_mvar | pf_q_c_from_mvar | pf_q_a_to_mvar | pf_q_b_to_mvar | pf_q_c_to_mvar | pf_ikss_a_from_degree | pf_ikss_b_from_degree | pf_ikss_c_from_degree | pf_ikss_a_to_degree | pf_ikss_b_to_degree | pf_ikss_c_to_degree | pf_vm_a_from_pu | pf_vm_b_from_pu | pf_vm_c_from_pu | pf_vm_a_to_pu | pf_vm_b_to_pu | pf_vm_c_to_pu | pf_va_a_from_degree | pf_va_b_from_degree | pf_va_c_from_degree | pf_va_a_to_degree | pf_va_b_to_degree | pf_va_c_to_degree
Line0_1_2 | 0 | 0.051843 | 0.051843 | 0 | 0.051843 | 0.051843 | 0 | 0.011973 | 0.011973 | 0 | 0.011973 | 0.011973 | 2.7466e-18 | 0.010966 | 0.0028847 | -2.7466e-18 | -0.010915 | -0.0028331 | 1.5381e-17 | 0.0029326 | 0.010936 | -1.3184e-17 | -0.0028788 | -0.010882 | 0 | -135.2796 | 44.7204 | 0 | 44.7204 | -135.2796 | 0.95 | 0.94815 | 0.94465 | 0.95 | 0.94283 | 0.93921 | -5.7796e-11 | -120.3084 | 119.9432 | -5.7796e-11 | -120.5043 | 120.1275
Line10_11_12 | 0 | 0 | 0 | 0 | 0 | 0 | 0 | 0 | 0 | 0 | 0 | 0 | 5.4933e-19 | -3.8309e-11 | -1.1119e-10 | -9.9742e-30 | 3.8309e-11 | 1.1119e-10 | 1.1536e-17 | 1.0665e-10 | 1.9584e-11 | -9.8879e-18 | -1.0665e-10 | -1.9584e-11 | 0 | 0 | 0 | 0 | 0 | 0 | 0.95 | 0.94815 | 0.94465 | 0.95 | 0.94815 | 0.94465 | -5.7796e-11 | -120.3084 | 119.9432 | -5.7796e-11 | -120.3084 | 119.9432
Line11_12_13 | 0 | 0 | 0 | 0 | 0 | 0 | 0 | 0 | 0 | 0 | 0 | 0 | 1.442e-18 | -3.1925e-11 | -9.2658e-11 | -1.1673e-18 | 3.1925e-11 | 9.2658e-11 | 8.7893e-18 | 8.8872e-11 | 1.632e-11 | -7.6906e-18 | -8.8872e-11 | -1.632e-11 | 0 | 0 | 0 | 0 | 0 | 0 | 0.95 | 0.94815 | 0.94465 | 0.95 | 0.94815 | 0.94465 | -5.7796e-11 | -120.3084 | 119.9432 | -5.7796e-11 | -120.3084 | 119.9432
Line12_13_15 | 0 | 0 | 0 | 0 | 0 | 0 | 0 | 0 | 0 | 0 | 0 | 0 | 4.8066e-19 | -1.9155e-11 | -5.5595e-11 | 6.8666e-20 | 1.9155e-11 | 5.5595e-11 | 6.0426e-18 | 5.3323e-11 | 9.7921e-12 | -3.8453e-18 | -5.3323e-11 | -9.7921e-12 | 0 | 0 | 0 | 0 | 0 | 0 | 0.95 | 0.94815 | 0.94465 | 0.95 | 0.94815 | 0.94465 | -5.7796e-11 | -120.3084 | 119.9432 | -5.7795e-11 | -120.3084 | 119.9432
Line13_13_14 | 0 | 0 | 0 | 0 | 0 | 0 | 0 | 0 | 0 | 0 | 0 | 0 | 7.5533e-19 | -6.3849e-12 | -1.8532e-11 | -4.8066e-19 | 6.3849e-12 | 1.8532e-11 | 1.648e-18 | 1.7774e-11 | 3.264e-12 | 5.4933e-19 | -1.7774e-11 | -3.264e-12 | 0 | 0 | 0 | 0 | 0 | 0 | 0.95 | 0.94815 | 0.94465 | 0.95 | 0.94815 | 0.94465 | -5.7796e-11 | -120.3084 | 119.9432 | -5.7795e-11 | -120.3084 | 119.9432
Line14_15_16 | 0 | 0 | 0 | 0 | 0 | 0 | 0 | 0 | 0 | 0 | 0 | 0 | -1.3047e-18 | -1.277e-11 | -3.7063e-11 | 1.5793e-18 | 1.277e-11 | 3.7063e-11 | 3.296e-18 | 3.5549e-11 | 6.5281e-12 | -1.648e-18 | -3.5549e-11 | -6.5281e-12 | 0 | 0 | 0 | 0 | 0 | 0 | 0.95 | 0.94815 | 0.94465 | 0.95 | 0.94815 | 0.94465 | -5.7795e-11 | -120.3084 | 119.9432 | -5.7795e-11 | -120.3084 | 119.9432
Line15_16_17 | 0 | 0 | 0 | 0 | 0 | 0 | 0 | 0 | 0 | 0 | 0 | 0 | 3.4333e-19 | -6.3849e-12 | -1.8532e-11 | -2.7466e-19 | 6.3849e-12 | 1.8532e-11 | 1.0987e-18 | 1.7774e-11 | 3.264e-12 | -5.4933e-19 | -1.7774e-11 | -3.264e-12 | 0 | 0 | 0 | 0 | 0 | 0 | 0.95 | 0.94815 | 0.94465 | 0.95 | 0.94815 | 0.94465 | -5.7795e-11 | -120.3084 | 119.9432 | -5.7795e-11 | -120.3084 | 119.9432
Line16_4_18 | 0 | 0 | 0 | 0 | 0 | 0 | 0 | 0 | 0 | 0 | 0 | 0 | 1.6624e-30 | -6.3849e-12 | -1.8532e-11 | -5.5413e-31 | 6.3849e-12 | 1.8532e-11 | 1.648e-18 | 1.7774e-11 | 3.264e-12 | -5.4933e-19 | -1.7774e-11 | -3.264e-12 | 0 | 0 | 0 | 0 | 0 | 0 | 0.95 | 0.94815 | 0.94465 | 0.95 | 0.94815 | 0.94465 | -5.7796e-11 | -120.3084 | 119.9432 | -5.7796e-11 | -120.3084 | 119.9432
Line17_5_19 | 0 | 0 | 0 | 0 | 0 | 0 | 0 | 0 | 0 | 0 | 0 | 0 | 1.6624e-30 | -6.3849e-12 | -1.8532e-11 | -5.5413e-31 | 6.3849e-12 | 1.8532e-11 | 1.648e-18 | 1.7774e-11 | 3.264e-12 | -5.4933e-19 | -1.7774e-11 | -3.264e-12 | 0 | 0 | 0 | 0 | 0 | 0 | 0.95 | 0.94815 | 0.94465 | 0.95 | 0.94815 | 0.94465 | -5.7796e-11 | -120.3084 | 119.9432 | -5.7796e-11 | -120.3084 | 119.9432
Line1_1_3 | 0 | 0 | 0 | 0 | 0 | 0 | 0 | 0 | 0 | 0 | 0 | 0 | 1.5107e-18 | -5.1079e-11 | -1.4825e-10 | -1.236e-18 | 5.1079e-11 | 1.4825e-10 | 1.3733e-17 | 1.422e-10 | 2.6112e-11 | -1.2085e-17 | -1.422e-10 | -2.6112e-11 | 0 | 0 | 0 | 0 | 0 | 0 | 0.95 | 0.94815 | 0.94465 | 0.95 | 0.94815 | 0.94465 | -5.7796e-11 | -120.3084 | 119.9432 | -5.7796e-11 | -120.3084 | 119.9432
Line2_1_4 | 0 | 0 | 0 | 0 | 0 | 0 | 0 | 0 | 0 | 0 | 0 | 0 | -1.236e-18 | -1.277e-11 | -3.7063e-11 | 1.236e-18 | 1.277e-11 | 3.7063e-11 | 3.8453e-18 | 3.5549e-11 | 6.5281e-12 | -1.648e-18 | -3.5549e-11 | -6.5281e-12 | 0 | 0 | 0 | 0 | 0 | 0 | 0.95 | 0.94815 | 0.94465 | 0.95 | 0.94815 | 0.94465 | -5.7796e-11 | -120.3084 | 119.9432 | -5.7796e-11 | -120.3084 | 119.9432
Line3_1_5 | 0 | 0 | 0 | 0 | 0 | 0 | 0 | 0 | 0 | 0 | 0 | 0 | -1.236e-18 | -1.277e-11 | -3.7063e-11 | 1.236e-18 | 1.277e-11 | 3.7063e-11 | 3.8453e-18 | 3.5549e-11 | 6.5281e-12 | -1.648e-18 | -3.5549e-11 | -6.5281e-12 | 0 | 0 | 0 | 0 | 0 | 0 | 0.95 | 0.94815 | 0.94465 | 0.95 | 0.94815 | 0.94465 | -5.7796e-11 | -120.3084 | 119.9432 | -5.7796e-11 | -120.3084 | 119.9432
Line4_2_6 | 0 | 0.051843 | 0.051843 | 0 | 0.051843 | 0.051843 | 0 | 0.011973 | 0.011973 | 0 | 0.011973 | 0.011973 | 5.4933e-18 | 0.010915 | 0.0028331 | -5.4933e-18 | -0.010863 | -0.0027815 | 1.2085e-17 | 0.0028788 | 0.010882 | -1.0987e-17 | -0.0028251 | -0.010828 | 0 | -135.2796 | 44.7204 | 0 | 44.7204 | -135.2796 | 0.95 | 0.94283 | 0.93921 | 0.95 | 0.93752 | 0.93379 | -5.7796e-11 | -120.5043 | 120.1275 | -5.7795e-11 | -120.7024 | 120.3141
Line5_6_7 | 0 | 0.051843 | 0.051843 | 0 | 0.051843 | 0.051843 | 0 | 0.011973 | 0.011973 | 0 | 0.011973 | 0.011973 | 2.1973e-18 | 0.010863 | 0.0027815 | -5.4933e-18 | -0.010812 | -0.0027299 | 1.0987e-17 | 0.0028251 | 0.010828 | -1.0987e-17 | -0.0027713 | -0.010775 | 0 | -135.2796 | 44.7204 | 0 | 44.7204 | -135.2796 | 0.95 | 0.93752 | 0.93379 | 0.95 | 0.93223 | 0.92837 | -5.7795e-11 | -120.7024 | 120.3141 | -5.7795e-11 | -120.9028 | 120.5028
Line6_7_8 | 0 | 0.051843 | 0.051843 | 0 | 0.051843 | 0.051843 | 0 | 0.011973 | 0.011973 | 0 | 0.011973 | 0.011973 | -2.1973e-18 | 0.010812 | 0.0027299 | 2.1973e-18 | -0.01076 | -0.0026783 | 1.0987e-17 | 0.0027713 | 0.010775 | -8.7893e-18 | -0.0027175 | -0.010721 | 0 | -135.2796 | 44.7204 | 0 | 44.7204 | -135.2796 | 0.95 | 0.93223 | 0.92837 | 0.95 | 0.92694 | 0.92297 | -5.7795e-11 | -120.9028 | 120.5028 | -5.7795e-11 | -121.1055 | 120.6937
Line7_8_9 | 0 | 0 | 0 | 0 | 0 | 0 | 0 | 0 | 0 | 0 | 0 | 0 | 4.3946e-18 | -7.7759e-11 | -9.1252e-11 | -4.3946e-18 | 7.7759e-11 | 9.1252e-11 | 2.1973e-18 | 6.2294e-11 | -3.8923e-11 | -2.1973e-18 | -6.2294e-11 | 3.8923e-11 | 0 | 0 | 0 | 0 | 0 | 0 | 0.95 | 0.92694 | 0.92297 | 0.95 | 0.92694 | 0.92297 | -5.7795e-11 | -121.1055 | 120.6937 | -5.7795e-11 | -121.1055 | 120.6937
Line8_8_10 | 0 | 0 | 0 | 0 | 0 | 0 | 0 | 0 | 0 | 0 | 0 | 0 | 4.3946e-18 | -7.7759e-11 | -9.1252e-11 | -4.3946e-18 | 7.7759e-11 | 9.1252e-11 | 2.1973e-18 | 6.2294e-11 | -3.8923e-11 | 2.1973e-18 | -6.2294e-11 | 3.8923e-11 | 0 | 0 | 0 | 0 | 0 | 0 | 0.95 | 0.92694 | 0.92297 | 0.95 | 0.92694 | 0.92297 | -5.7795e-11 | -121.1055 | 120.6937 | -5.7795e-11 | -121.1055 | 120.6937
Line9_3_11 | 0 | 0 | 0 | 0 | 0 | 0 | 0 | 0 | 0 | 0 | 0 | 0 | 1.0987e-18 | -4.4694e-11 | -1.2972e-10 | -5.4933e-19 | 4.4694e-11 | 1.2972e-10 | 1.0987e-17 | 1.2442e-10 | 2.2848e-11 | -1.0437e-17 | -1.2442e-10 | -2.2848e-11 | 0 | 0 | 0 | 0 | 0 | 0 | 0.95 | 0.94815 | 0.94465 | 0.95 | 0.94815 | 0.94465 | -5.7796e-11 | -120.3084 | 119.9432 | -5.7796e-11 | -120.3084 | 119.9432

## LL_min_fault_10
name | pf_ikss_a_from_ka | pf_ikss_b_from_ka | pf_ikss_c_from_ka | pf_ikss_a_to_ka | pf_ikss_b_to_ka | pf_ikss_c_to_ka | pf_skss_a_from_mw | pf_skss_b_from_mw | pf_skss_c_from_mw | pf_skss_a_to_mw | pf_skss_b_to_mw | pf_skss_c_to_mw | pf_p_a_from_mw | pf_p_b_from_mw | pf_p_c_from_mw | pf_p_a_to_mw | pf_p_b_to_mw | pf_p_c_to_mw | pf_q_a_from_mvar | pf_q_b_from_mvar | pf_q_c_from_mvar | pf_q_a_to_mvar | pf_q_b_to_mvar | pf_q_c_to_mvar | pf_ikss_a_from_degree | pf_ikss_b_from_degree | pf_ikss_c_from_degree | pf_ikss_a_to_degree | pf_ikss_b_to_degree | pf_ikss_c_to_degree | pf_vm_a_from_pu | pf_vm_b_from_pu | pf_vm_c_from_pu | pf_vm_a_to_pu | pf_vm_b_to_pu | pf_vm_c_to_pu | pf_va_a_from_degree | pf_va_b_from_degree | pf_va_c_from_degree | pf_va_a_to_degree | pf_va_b_to_degree | pf_va_c_to_degree
Line0_1_2 | 0 | 0.049114 | 0.049114 | 0 | 0.049114 | 0.049114 | 0 | 0.011342 | 0.011342 | 0 | 0.011342 | 0.011342 | 5.2042e-19 | 0.0098425 | 0.002589 | -5.2042e-19 | -0.0097961 | -0.0025427 | 1.5613e-17 | 0.002632 | 0.009815 | -1.3531e-17 | -0.0025837 | -0.0097667 | 0 | -135.2796 | 44.7204 | 0 | 44.7204 | -135.2796 | 0.9 | 0.89825 | 0.89493 | 0.9 | 0.89321 | 0.88978 | -1.1501e-10 | -120.3084 | 119.9432 | -1.1501e-10 | -120.5043 | 120.1275
Line10_11_12 | 0 | 0 | 0 | 0 | 0 | 0 | 0 | 0 | 0 | 0 | 0 | 0 | 1.236e-18 | -3.4383e-11 | -9.9793e-11 | -1.4311e-18 | 3.4383e-11 | 9.9793e-11 | 1.0408e-17 | 9.5716e-11 | 1.7577e-11 | -8.8471e-18 | -9.5716e-11 | -1.7577e-11 | 0 | 0 | 0 | 0 | 0 | 0 | 0.9 | 0.89825 | 0.89493 | 0.9 | 0.89825 | 0.89493 | -1.1501e-10 | -120.3084 | 119.9432 | -1.1501e-10 | -120.3084 | 119.9432
Line11_12_13 | 0 | 0 | 0 | 0 | 0 | 0 | 0 | 0 | 0 | 0 | 0 | 0 | -2.6021e-19 | -2.8652e-11 | -8.3161e-11 | 6.5052e-20 | 2.8652e-11 | 8.3161e-11 | 8.8471e-18 | 7.9764e-11 | 1.4648e-11 | -6.7654e-18 | -7.9764e-11 | -1.4648e-11 | 0 | 0 | 0 | 0 | 0 | 0 | 0.9 | 0.89825 | 0.89493 | 0.9 | 0.89825 | 0.89493 | -1.1501e-10 | -120.3084 | 119.9432 | -1.1501e-10 | -120.3084 | 119.9432
Line12_13_15 | 0 | 0 | 0 | 0 | 0 | 0 | 0 | 0 | 0 | 0 | 0 | 0 | 3.2526e-19 | -1.7191e-11 | -4.9896e-11 | -2.6021e-19 | 1.7191e-11 | 4.9896e-11 | 4.6838e-18 | 4.7858e-11 | 8.7885e-12 | -2.6021e-18 | -4.7858e-11 | -8.7885e-12 | 0 | 0 | 0 | 0 | 0 | 0 | 0.9 | 0.89825 | 0.89493 | 0.9 | 0.89825 | 0.89493 | -1.1501e-10 | -120.3084 | 119.9432 | -1.1501e-10 | -120.3084 | 119.9432
Line13_13_14 | 0 | 0 | 0 | 0 | 0 | 0 | 0 | 0 | 0 | 0 | 0 | 0 | -6.5052e-20 | -5.7305e-12 | -1.6632e-11 | 6.5052e-20 | 5.7305e-12 | 1.6632e-11 | 2.0817e-18 | 1.5953e-11 | 2.9295e-12 | -5.2042e-19 | -1.5953e-11 | -2.9295e-12 | 0 | 0 | 0 | 0 | 0 | 0 | 0.9 | 0.89825 | 0.89493 | 0.9 | 0.89825 | 0.89493 | -1.1501e-10 | -120.3084 | 119.9432 | -1.1501e-10 | -120.3084 | 119.9432
Line14_15_16 | 0 | 0 | 0 | 0 | 0 | 0 | 0 | 0 | 0 | 0 | 0 | 0 | -8.4568e-19 | -1.1461e-11 | -3.3264e-11 | 9.1073e-19 | 1.1461e-11 | 3.3264e-11 | 3.6429e-18 | 3.1905e-11 | 5.859e-12 | -1.5613e-18 | -3.1905e-11 | -5.859e-12 | 0 | 0 | 0 | 0 | 0 | 0 | 0.9 | 0.89825 | 0.89493 | 0.9 | 0.89825 | 0.89493 | -1.1501e-10 | -120.3084 | 119.9432 | -1.1501e-10 | -120.3084 | 119.9432
Line15_16_17 | 0 | 0 | 0 | 0 | 0 | 0 | 0 | 0 | 0 | 0 | 0 | 0 | 6.5052e-20 | -5.7305e-12 | -1.6632e-11 | -6.5052e-20 | 5.7305e-12 | 1.6632e-11 | 5.2042e-19 | 1.5953e-11 | 2.9295e-12 | -5.2042e-19 | -1.5953e-11 | -2.9295e-12 | 0 | 0 | 0 | 0 | 0 | 0 | 0.9 | 0.89825 | 0.89493 | 0.9 | 0.89825 | 0.89493 | -1.1501e-10 | -120.3084 | 119.9432 | -1.1501e-10 | -120.3084 | 119.9432
Line16_4_18 | 0 | 0 | 0 | 0 | 0 | 0 | 0 | 0 | 0 | 0 | 0 | 0 | 1.1059e-18 | -5.7305e-12 | -1.6632e-11 | -8.4568e-19 | 5.7305e-12 | 1.6632e-11 | 5.2042e-19 | 1.5953e-11 | 2.9295e-12 | 1.6975e-30 | -1.5953e-11 | -2.9295e-12 | 0 | 0 | 0 | 0 | 0 | 0 | 0.9 | 0.89825 | 0.89493 | 0.9 | 0.89825 | 0.89493 | -1.1501e-10 | -120.3084 | 119.9432 | -1.1501e-10 | -120.3084 | 119.9432
Line17_5_19 | 0 | 0 | 0 | 0 | 0 | 0 | 0 | 0 | 0 | 0 | 0 | 0 | 1.1059e-18 | -5.7305e-12 | -1.6632e-11 | -8.4568e-19 | 5.7305e-12 | 1.6632e-11 | 5.2042e-19 | 1.5953e-11 | 2.9295e-12 | 1.6975e-30 | -1.5953e-11 | -2.9295e-12 | 0 | 0 | 0 | 0 | 0 | 0 | 0.9 | 0.89825 | 0.89493 | 0.9 | 0.89825 | 0.89493 | -1.1501e-10 | -120.3084 | 119.9432 | -1.1501e-10 | -120.3084 | 119.9432
Line1_1_3 | 0 | 0 | 0 | 0 | 0 | 0 | 0 | 0 | 0 | 0 | 0 | 0 | 1.5613e-18 | -4.5844e-11 | -1.3306e-10 | -1.8215e-18 | 4.5844e-11 | 1.3306e-10 | 1.249e-17 | 1.2762e-10 | 2.3436e-11 | -1.0408e-17 | -1.2762e-10 | -2.3436e-11 | 0 | 0 | 0 | 0 | 0 | 0 | 0.9 | 0.89825 | 0.89493 | 0.9 | 0.89825 | 0.89493 | -1.1501e-10 | -120.3084 | 119.9432 | -1.1501e-10 | -120.3084 | 119.9432
Line2_1_4 | 0 | 0 | 0 | 0 | 0 | 0 | 0 | 0 | 0 | 0 | 0 | 0 | -8.4568e-19 | -1.1461e-11 | -3.3264e-11 | 1.1059e-18 | 1.1461e-11 | 3.3264e-11 | 2.6021e-18 | 3.1905e-11 | 5.859e-12 | -1.5613e-18 | -3.1905e-11 | -5.859e-12 | 0 | 0 | 0 | 0 | 0 | 0 | 0.9 | 0.89825 | 0.89493 | 0.9 | 0.89825 | 0.89493 | -1.1501e-10 | -120.3084 | 119.9432 | -1.1501e-10 | -120.3084 | 119.9432
Line3_1_5 | 0 | 0 | 0 | 0 | 0 | 0 | 0 | 0 | 0 | 0 | 0 | 0 | -8.4568e-19 | -1.1461e-11 | -3.3264e-11 | 1.1059e-18 | 1.1461e-11 | 3.3264e-11 | 2.6021e-18 | 3.1905e-11 | 5.859e-12 | -1.5613e-18 | -3.1905e-11 | -5.859e-12 | 0 | 0 | 0 | 0 | 0 | 0 | 0.9 | 0.89825 | 0.89493 | 0.9 | 0.89825 | 0.89493 | -1.1501e-10 | -120.3084 | 119.9432 | -1.1501e-10 | -120.3084 | 119.9432
Line4_2_6 | 0 | 0.049114 | 0.049114 | 0 | 0.049114 | 0.049114 | 0 | 0.011342 | 0.011342 | 0 | 0.011342 | 0.011342 | 1.0408e-18 | 0.0097961 | 0.0025427 | -1.0408e-18 | -0.0097498 | -0.0024964 | 1.4572e-17 | 0.0025837 | 0.0097667 | -1.4572e-17 | -0.0025355 | -0.0097185 | 0 | -135.2796 | 44.7204 | 0 | 44.7204 | -135.2796 | 0.9 | 0.89321 | 0.88978 | 0.9 | 0.88818 | 0.88464 | -1.1501e-10 | -120.5043 | 120.1275 | -1.1501e-10 | -120.7024 | 120.3141
Line5_6_7 | 0 | 0.049114 | 0.049114 | 0 | 0.049114 | 0.049114 | 0 | 0.011342 | 0.011342 | 0 | 0.011342 | 0.011342 | 2.0817e-18 | 0.0097498 | 0.0024964 | -4.1633e-18 | -0.0097035 | -0.0024501 | 1.0408e-17 | 0.0025355 | 0.0097185 | -8.3267e-18 | -0.0024873 | -0.0096702 | 0 | -135.2796 | 44.7204 | 0 | 44.7204 | -135.2796 | 0.9 | 0.88818 | 0.88464 | 0.9 | 0.88316 | 0.87951 | -1.1501e-10 | -120.7024 | 120.3141 | -1.1501e-10 | -120.9028 | 120.5028
Line6_7_8 | 0 | 0.049114 | 0.049114 | 0 | 0.049114 | 0.049114 | 0 | 0.011342 | 0.011342 | 0 | 0.011342 | 0.011342 | -2.0817e-18 | 0.0097035 | 0.0024501 | 2.0817e-18 | -0.0096572 | -0.0024038 | 1.249e-17 | 0.0024873 | 0.0096702 | -1.249e-17 | -0.002439 | -0.009622 | 0 | -135.2796 | 44.7204 | 0 | 44.7204 | -135.2796 | 0.9 | 0.88316 | 0.87951 | 0.9 | 0.87816 | 0.87439 | -1.1501e-10 | -120.9028 | 120.5028 | -1.1501e-10 | -121.1055 | 120.6937
Line7_8_9 | 0 | 0 | 0 | 0 | 0 | 0 | 0 | 0 | 0 | 0 | 0 | 0 | 4.1633e-18 | -6.9789e-11 | -8.1899e-11 | -2.0817e-18 | 6.9789e-11 | 8.1899e-11 | 2.0817e-18 | 5.5909e-11 | -3.4934e-11 | -2.0817e-18 | -5.5909e-11 | 3.4934e-11 | 0 | 0 | 0 | 0 | 0 | 0 | 0.9 | 0.87816 | 0.87439 | 0.9 | 0.87816 | 0.87439 | -1.1501e-10 | -121.1055 | 120.6937 | -1.1501e-10 | -121.1055 | 120.6937
Line8_8_10 | 0 | 0 | 0 | 0 | 0 | 0 | 0 | 0 | 0 | 0 | 0 | 0 | -2.0817e-18 | -6.9789e-11 | -8.1899e-11 | 2.0817e-18 | 6.9789e-11 | 8.1899e-11 | 4.1633e-18 | 5.5909e-11 | -3.4934e-11 | -2.0817e-18 | -5.5909e-11 | 3.4934e-11 | 0 | 0 | 0 | 0 | 0 | 0 | 0.9 | 0.87816 | 0.87439 | 0.9 | 0.87816 | 0.87439 | -1.1501e-10 | -121.1055 | 120.6937 | -1.1501e-10 | -121.1055 | 120.6937
Line9_3_11 | 0 | 0 | 0 | 0 | 0 | 0 | 0 | 0 | 0 | 0 | 0 | 0 | 7.1557e-19 | -4.0113e-11 | -1.1643e-10 | -9.7578e-19 | 4.0113e-11 | 1.1643e-10 | 9.8879e-18 | 1.1167e-10 | 2.0507e-11 | -7.8063e-18 | -1.1167e-10 | -2.0507e-11 | 0 | 0 | 0 | 0 | 0 | 0 | 0.9 | 0.89825 | 0.89493 | 0.9 | 0.89825 | 0.89493 | -1.1501e-10 | -120.3084 | 119.9432 | -1.1501e-10 | -120.3084 | 119.9432

## LG_max_6
name | pf_ikss_a_from_ka | pf_ikss_b_from_ka | pf_ikss_c_from_ka | pf_ikss_a_to_ka | pf_ikss_b_to_ka | pf_ikss_c_to_ka | pf_skss_a_from_mw | pf_skss_b_from_mw | pf_skss_c_from_mw | pf_skss_a_to_mw | pf_skss_b_to_mw | pf_skss_c_to_mw | pf_p_a_from_mw | pf_p_b_from_mw | pf_p_c_from_mw | pf_p_a_to_mw | pf_p_b_to_mw | pf_p_c_to_mw | pf_q_a_from_mvar | pf_q_b_from_mvar | pf_q_c_from_mvar | pf_q_a_to_mvar | pf_q_b_to_mvar | pf_q_c_to_mvar | pf_ikss_a_from_degree | pf_ikss_b_from_degree | pf_ikss_c_from_degree | pf_ikss_a_to_degree | pf_ikss_b_to_degree | pf_ikss_c_to_degree | pf_vm_a_from_pu | pf_vm_b_from_pu | pf_vm_c_from_pu | pf_vm_a_to_pu | pf_vm_b_to_pu | pf_vm_c_to_pu | pf_va_a_from_degree | pf_va_b_from_degree | pf_va_c_from_degree | pf_va_a_to_degree | pf_va_b_to_degree | pf_va_c_to_degree
Line0_1_2 | 1.8304e-05 | 2.2876e-06 | 2.2876e-06 | 1.8684e-05 | 1.9071e-06 | 1.9071e-06 | 4.2271e-06 | 5.283e-07 | 5.283e-07 | 4.315e-06 | 4.4043e-07 | 4.4043e-07 | 1.2011e-11 | 5.1632e-07 | -4.4355e-07 | -9.2713e-12 | -4.3633e-07 | 3.6356e-07 | 2.4018e-11 | -8.1027e-07 | -8.5228e-07 | -1.8487e-11 | 6.7172e-07 | 7.1374e-07 | 87.2748 | -92.5063 | -92.5063 | -92.6697 | 86.9934 | 86.9934 | 6.3528e-06 | 1.8187 | 1.8187 | 4.7929e-06 | 1.8187 | 1.8187 | 150.7057 | -150.0002 | 150 | 150.6958 | -150.0002 | 150
Line10_11_12 | 2.2876e-06 | 2.2876e-06 | 2.2876e-06 | 1.9071e-06 | 1.9071e-06 | 1.9071e-06 | 5.283e-07 | 5.283e-07 | 5.283e-07 | 4.4043e-07 | 4.4043e-07 | 4.4043e-07 | -1.574e-12 | 5.1632e-07 | -4.4355e-07 | 1.3093e-12 | -4.3633e-07 | 3.6356e-07 | -3.1179e-12 | -8.1027e-07 | -8.5228e-07 | 2.6508e-12 | 6.7172e-07 | 7.1374e-07 | -92.5063 | -92.5063 | -92.5063 | 86.9933 | 86.9933 | 86.9933 | 6.6113e-06 | 1.8187 | 1.8187 | 6.7128e-06 | 1.8187 | 1.8187 | 150.7075 | -150.0002 | 150 | 150.7074 | -150.0002 | 150
Line11_12_13 | 1.9063e-06 | 1.9063e-06 | 1.9063e-06 | 1.5259e-06 | 1.5259e-06 | 1.5259e-06 | 4.4025e-07 | 4.4025e-07 | 4.4025e-07 | 3.5239e-07 | 3.5239e-07 | 3.5239e-07 | -1.3318e-12 | 4.3027e-07 | -3.6963e-07 | 1.0559e-12 | -3.5028e-07 | 2.8964e-07 | -2.6382e-12 | -6.7522e-07 | -7.1024e-07 | 2.1495e-12 | 5.3668e-07 | 5.7169e-07 | -92.5063 | -92.5063 | -92.5063 | 86.8683 | 86.8683 | 86.8683 | 6.7128e-06 | 1.8187 | 1.8187 | 6.7959e-06 | 1.8187 | 1.8187 | 150.7074 | -150.0002 | 150 | 150.7067 | -150.0002 | 150
Line12_13_15 | 1.1438e-06 | 1.1438e-06 | 1.1438e-06 | 0 | 0 | 0 | 2.6415e-07 | 2.6415e-07 | 2.6415e-07 | 0 | 0 | 0 | -8.0902e-13 | 2.5816e-07 | -2.2178e-07 | 5.2007e-13 | -1.7817e-07 | 1.4179e-07 | -1.6025e-12 | -4.0513e-07 | -4.2614e-07 | 1.0885e-12 | 2.6659e-07 | 2.876e-07 | -92.5063 | -92.5063 | -92.5063 | 0 | 0 | 0 | 6.7959e-06 | 1.8187 | 1.8187 | 6.8421e-06 | 1.8187 | 1.8187 | 150.7067 | -150.0002 | 150 | 150.7048 | -150.0002 | 150
Line13_13_14 | 0 | 0 | 0 | 0 | 0 | 0 | 0 | 0 | 0 | 0 | 0 | 0 | -2.6967e-13 | 8.6053e-08 | -7.3925e-08 | -2.2849e-14 | -6.0638e-09 | -6.0638e-09 | -5.3416e-13 | -1.3504e-07 | -1.4205e-07 | 1.282e-14 | -3.5009e-09 | 3.5009e-09 | 0 | 0 | 0 | 0 | 0 | 0 | 6.7959e-06 | 1.8187 | 1.8187 | 6.8051e-06 | 1.8187 | 1.8187 | 150.7067 | -150.0002 | 150 | 150.7036 | -150.0002 | 150
Line14_15_16 | 0 | 0 | 0 | 0 | 0 | 0 | 0 | 0 | 0 | 0 | 0 | 0 | -5.4305e-13 | 1.7211e-07 | -1.4785e-07 | 2.4958e-13 | -9.2117e-08 | 6.7861e-08 | -1.0756e-12 | -2.7009e-07 | -2.8409e-07 | 5.5289e-13 | 1.3154e-07 | 1.4555e-07 | 0 | 0 | 0 | 0 | 0 | 0 | 6.8421e-06 | 1.8187 | 1.8187 | 6.8698e-06 | 1.8187 | 1.8187 | 150.7048 | -150.0002 | 150 | 150.7023 | -150.0002 | 150
Line15_16_17 | 0 | 0 | 0 | 0 | 0 | 0 | 0 | 0 | 0 | 0 | 0 | 0 | -2.7265e-13 | 8.6053e-08 | -7.3925e-08 | -2.3096e-14 | -6.0638e-09 | -6.0638e-09 | -5.3995e-13 | -1.3504e-07 | -1.4205e-07 | 1.2961e-14 | -3.5009e-09 | 3.5009e-09 | 0 | 0 | 0 | 0 | 0 | 0 | 6.8698e-06 | 1.8187 | 1.8187 | 6.879e-06 | 1.8187 | 1.8187 | 150.7023 | -150.0002 | 150 | 150.6993 | -150.0002 | 150
Line16_4_18 | 0 | 0 | 0 | 0 | 0 | 0 | 0 | 0 | 0 | 0 | 0 | 0 | -2.5322e-13 | 8.6053e-08 | -7.3925e-08 | -2.1454e-14 | -6.0638e-09 | -6.0638e-09 | -5.015e-13 | -1.3504e-07 | -1.4205e-07 | 1.2039e-14 | -3.5009e-09 | 3.5009e-09 | 0 | 0 | 0 | 0 | 0 | 0 | 6.3805e-06 | 1.8187 | 1.8187 | 6.3898e-06 | 1.8187 | 1.8187 | 150.7031 | -150.0002 | 150 | 150.6998 | -150.0002 | 150
Line17_5_19 | 0 | 0 | 0 | 0 | 0 | 0 | 0 | 0 | 0 | 0 | 0 | 0 | -2.5322e-13 | 8.6053e-08 | -7.3925e-08 | -2.1454e-14 | -6.0638e-09 | -6.0638e-09 | -5.015e-13 | -1.3504e-07 | -1.4205e-07 | 1.2039e-14 | -3.5009e-09 | 3.5009e-09 | 0 | 0 | 0 | 0 | 0 | 0 | 6.3805e-06 | 1.8187 | 1.8187 | 6.3898e-06 | 1.8187 | 1.8187 | 150.7031 | -150.0002 | 150 | 150.6998 | -150.0002 | 150
Line1_1_3 | 3.0501e-06 | 3.0501e-06 | 3.0501e-06 | 2.6696e-06 | 2.6696e-06 | 2.6696e-06 | 7.044e-07 | 7.044e-07 | 7.044e-07 | 6.1653e-07 | 6.1653e-07 | 6.1653e-07 | -2.0168e-12 | 6.8842e-07 | -5.914e-07 | 1.7813e-12 | -6.0844e-07 | 5.1141e-07 | -3.9947e-12 | -1.0804e-06 | -1.1364e-06 | 3.5838e-12 | 9.4181e-07 | 9.9783e-07 | -92.5063 | -92.5063 | -92.5063 | 87.1363 | 87.1363 | 87.1363 | 6.3528e-06 | 1.8187 | 1.8187 | 6.4913e-06 | 1.8187 | 1.8187 | 150.7057 | -150.0002 | 150 | 150.7069 | -150.0002 | 150
Line2_1_4 | 0 | 0 | 0 | 0 | 0 | 0 | 0 | 0 | 0 | 0 | 0 | 0 | -5.042e-13 | 1.7211e-07 | -1.4785e-07 | 2.318e-13 | -9.2117e-08 | 6.7861e-08 | -9.9867e-13 | -2.7009e-07 | -2.8409e-07 | 5.1352e-13 | 1.3154e-07 | 1.4555e-07 | 0 | 0 | 0 | 0 | 0 | 0 | 6.3528e-06 | 1.8187 | 1.8187 | 6.3805e-06 | 1.8187 | 1.8187 | 150.7057 | -150.0002 | 150 | 150.7031 | -150.0002 | 150
Line3_1_5 | 0 | 0 | 0 | 0 | 0 | 0 | 0 | 0 | 0 | 0 | 0 | 0 | -5.042e-13 | 1.7211e-07 | -1.4785e-07 | 2.318e-13 | -9.2117e-08 | 6.7861e-08 | -9.9867e-13 | -2.7009e-07 | -2.8409e-07 | 5.1352e-13 | 1.3154e-07 | 1.4555e-07 | 0 | 0 | 0 | 0 | 0 | 0 | 6.3528e-06 | 1.8187 | 1.8187 | 6.3805e-06 | 1.8187 | 1.8187 | 150.7057 | -150.0002 | 150 | 150.7031 | -150.0002 | 150
Line4_2_6 | 1.8685e-05 | 1.9063e-06 | 1.9063e-06 | 1.9066e-05 | 1.5259e-06 | 1.5259e-06 | 4.3152e-06 | 4.4025e-07 | 4.4025e-07 | 4.403e-06 | 3.5239e-07 | 3.5239e-07 | 9.2553e-12 | 4.3026e-07 | -3.6963e-07 | -6.3503e-12 | -3.5028e-07 | 2.8964e-07 | 1.8496e-11 | -6.7522e-07 | -7.1023e-07 | -1.2649e-11 | 5.3668e-07 | 5.7169e-07 | 87.2792 | -92.5063 | -92.5063 | -92.6664 | 86.8683 | 86.8683 | 4.7929e-06 | 1.8187 | 1.8187 | 3.2145e-06 | 1.8187 | 1.8187 | 150.6958 | -150.0002 | 150 | 150.6749 | -150.0002 | 150
Line5_6_7 | 1.9066e-05 | 1.5251e-06 | 1.5251e-06 | 1.9447e-05 | 1.1446e-06 | 1.1446e-06 | 4.4032e-06 | 3.522e-07 | 3.522e-07 | 4.4911e-06 | 2.6434e-07 | 2.6434e-07 | 6.3396e-12 | 3.4421e-07 | -2.957e-07 | -3.2674e-12 | -2.6422e-07 | 2.1571e-07 | 1.2655e-11 | -5.4018e-07 | -5.6819e-07 | -6.4889e-12 | 4.0163e-07 | 4.2964e-07 | 87.2835 | -92.5063 | -92.5063 | -92.6633 | 86.66 | 86.66 | 3.2145e-06 | 1.8187 | 1.8187 | 1.6177e-06 | 1.8187 | 1.8187 | 150.6749 | -150.0002 | 150 | 150.6101 | -150.0002 | 150
Line6_7_8 | 1.9448e-05 | 1.1438e-06 | 1.1438e-06 | 1.9828e-05 | 0 | 0 | 4.4913e-06 | 2.6415e-07 | 2.6415e-07 | 4.5791e-06 | 0 | 0 | 3.2619e-12 | 2.5816e-07 | -2.2178e-07 | -2.018e-14 | -1.7817e-07 | 1.4179e-07 | 6.492e-12 | -4.0513e-07 | -4.2614e-07 | -1.9855e-15 | 2.6659e-07 | 2.8759e-07 | 87.2876 | -92.5063 | -92.5063 | -92.6603 | 0 | 0 | 1.6177e-06 | 1.8187 | 1.8187 | 0 | 1.8187 | 1.8187 | 150.6101 | -150.0002 | 150 | 0 | -150.0003 | 150
Line7_8_9 | 0 | 0 | 0 | 0 | 0 | 0 | 0 | 0 | 0 | 0 | 0 | 0 | -3.8813e-16 | 8.6053e-08 | -7.3925e-08 | -3.124e-17 | -6.0638e-09 | -6.0639e-09 | -3.7135e-17 | -1.3504e-07 | -1.4205e-07 | 3.568e-17 | -3.5009e-09 | 3.5009e-09 | 0 | 0 | 0 | 0 | 0 | 0 | 0 | 1.8187 | 1.8187 | 0 | 1.8187 | 1.8187 | 0 | -150.0003 | 150 | 0 | -150.0003 | 150
Line8_8_10 | 0 | 0 | 0 | 0 | 0 | 0 | 0 | 0 | 0 | 0 | 0 | 0 | -3.8813e-16 | 8.6053e-08 | -7.3925e-08 | -3.124e-17 | -6.0638e-09 | -6.0639e-09 | -3.7135e-17 | -1.3504e-07 | -1.4205e-07 | 3.568e-17 | -3.5009e-09 | 3.5009e-09 | 0 | 0 | 0 | 0 | 0 | 0 | 0 | 1.8187 | 1.8187 | 0 | 1.8187 | 1.8187 | 0 | -150.0003 | 150 | 0 | -150.0003 | 150
Line9_3_11 | 2.6689e-06 | 2.6689e-06 | 2.6689e-06 | 2.2884e-06 | 2.2884e-06 | 2.2884e-06 | 6.1635e-07 | 6.1635e-07 | 6.1635e-07 | 5.2848e-07 | 5.2848e-07 | 5.2848e-07 | -1.8031e-12 | 6.0237e-07 | -5.1748e-07 | 1.5518e-12 | -5.2238e-07 | 4.3749e-07 | -3.5715e-12 | -9.4531e-07 | -9.9433e-07 | 3.1304e-12 | 8.0677e-07 | 8.5578e-07 | -92.5063 | -92.5063 | -92.5063 | 87.0767 | 87.0767 | 87.0767 | 6.4913e-06 | 1.8187 | 1.8187 | 6.6113e-06 | 1.8187 | 1.8187 | 150.7069 | -150.0002 | 150 | 150.7075 | -150.0002 | 150

## LG_max_10
name | pf_ikss_a_from_ka | pf_ikss_b_from_ka | pf_ikss_c_from_ka | pf_ikss_a_to_ka | pf_ikss_b_to_ka | pf_ikss_c_to_ka | pf_skss_a_from_mw | pf_skss_b_from_mw | pf_skss_c_from_mw | pf_skss_a_to_mw | pf_skss_b_to_mw | pf_skss_c_to_mw | pf_p_a_from_mw | pf_p_b_from_mw | pf_p_c_from_mw | pf_p_a_to_mw | pf_p_b_to_mw | pf_p_c_to_mw | pf_q_a_from_mvar | pf_q_b_from_mvar | pf_q_c_from_mvar | pf_q_a_to_mvar | pf_q_b_to_mvar | pf_q_c_to_mvar | pf_ikss_a_from_degree | pf_ikss_b_from_degree | pf_ikss_c_from_degree | pf_ikss_a_to_degree | pf_ikss_b_to_degree | pf_ikss_c_to_degree | pf_vm_a_from_pu | pf_vm_b_from_pu | pf_vm_c_from_pu | pf_vm_a_to_pu | pf_vm_b_to_pu | pf_vm_c_to_pu | pf_va_a_from_degree | pf_va_b_from_degree | pf_va_c_from_degree | pf_va_a_to_degree | pf_va_b_to_degree | pf_va_c_to_degree
Line0_1_2 | 1.9176e-05 | 2.3965e-06 | 2.3965e-06 | 1.9574e-05 | 1.9979e-06 | 1.9979e-06 | 4.4284e-06 | 5.5345e-07 | 5.5345e-07 | 4.5205e-06 | 4.614e-07 | 4.614e-07 | 1.3178e-11 | 5.6666e-07 | -4.868e-07 | -1.0171e-11 | -4.7887e-07 | 3.9901e-07 | 2.6344e-11 | -8.8927e-07 | -9.3538e-07 | -2.0272e-11 | 7.3722e-07 | 7.8333e-07 | 87.2748 | -92.5063 | -92.5063 | -92.6697 | 86.9934 | 86.9934 | 6.6516e-06 | 1.9053 | 1.9053 | 5.0174e-06 | 1.9053 | 1.9053 | 150.6983 | -150.0002 | 150 | 150.686 | -150.0002 | 150
Line10_11_12 | 2.3965e-06 | 2.3965e-06 | 2.3965e-06 | 1.9979e-06 | 1.9979e-06 | 1.9979e-06 | 5.5345e-07 | 5.5345e-07 | 5.5345e-07 | 4.6141e-07 | 4.6141e-07 | 4.6141e-07 | -1.727e-12 | 5.6666e-07 | -4.868e-07 | 1.4366e-12 | -4.7887e-07 | 3.9901e-07 | -3.4199e-12 | -8.8927e-07 | -9.3539e-07 | 2.9076e-12 | 7.3722e-07 | 7.8333e-07 | -92.5063 | -92.5063 | -92.5063 | 86.9933 | 86.9933 | 86.9933 | 6.9224e-06 | 1.9053 | 1.9053 | 7.0288e-06 | 1.9053 | 1.9053 | 150.7004 | -150.0002 | 150 | 150.7004 | -150.0002 | 150
Line11_12_13 | 1.9971e-06 | 1.9971e-06 | 1.9971e-06 | 1.5985e-06 | 1.5985e-06 | 1.5985e-06 | 4.6121e-07 | 4.6121e-07 | 4.6121e-07 | 3.6917e-07 | 3.6917e-07 | 3.6917e-07 | -1.4613e-12 | 4.7222e-07 | -4.0567e-07 | 1.1585e-12 | -3.8443e-07 | 3.1788e-07 | -2.8937e-12 | -7.4106e-07 | -7.7949e-07 | 2.3577e-12 | 5.8901e-07 | 6.2743e-07 | -92.5063 | -92.5063 | -92.5063 | 86.8683 | 86.8683 | 86.8683 | 7.0288e-06 | 1.9053 | 1.9053 | 7.1158e-06 | 1.9053 | 1.9053 | 150.7004 | -150.0002 | 150 | 150.6998 | -150.0002 | 150
Line12_13_15 | 1.1983e-06 | 1.1983e-06 | 1.1983e-06 | 0 | 0 | 0 | 2.7673e-07 | 2.7673e-07 | 2.7673e-07 | 0 | 0 | 0 | -8.8765e-13 | 2.8333e-07 | -2.434e-07 | 5.7063e-13 | -1.9554e-07 | 1.5561e-07 | -1.7577e-12 | -4.4464e-07 | -4.6769e-07 | 1.1939e-12 | 2.9258e-07 | 3.1564e-07 | -92.5063 | -92.5063 | -92.5063 | 0 | 0 | 0 | 7.1158e-06 | 1.9053 | 1.9053 | 7.1642e-06 | 1.9053 | 1.9053 | 150.6998 | -150.0002 | 150 | 150.6979 | -150.0002 | 150
Line13_13_14 | 0 | 0 | 0 | 0 | 0 | 0 | 0 | 0 | 0 | 0 | 0 | 0 | -2.9588e-13 | 9.4444e-08 | -8.1133e-08 | -2.5062e-14 | -6.6551e-09 | -6.6551e-09 | -5.859e-13 | -1.4821e-07 | -1.559e-07 | 1.4066e-14 | -3.8423e-09 | 3.8423e-09 | 0 | 0 | 0 | 0 | 0 | 0 | 7.1158e-06 | 1.9053 | 1.9053 | 7.1255e-06 | 1.9053 | 1.9053 | 150.6998 | -150.0002 | 150 | 150.6967 | -150.0002 | 150
Line14_15_16 | 0 | 0 | 0 | 0 | 0 | 0 | 0 | 0 | 0 | 0 | 0 | 0 | -5.9583e-13 | 1.8889e-07 | -1.6227e-07 | 2.7385e-13 | -1.011e-07 | 7.4478e-08 | -1.1798e-12 | -2.9642e-07 | -3.118e-07 | 6.0645e-13 | 1.4437e-07 | 1.5974e-07 | 0 | 0 | 0 | 0 | 0 | 0 | 7.1642e-06 | 1.9053 | 1.9053 | 7.1932e-06 | 1.9053 | 1.9053 | 150.6979 | -150.0002 | 150 | 150.6955 | -150.0002 | 150
Line15_16_17 | 0 | 0 | 0 | 0 | 0 | 0 | 0 | 0 | 0 | 0 | 0 | 0 | -2.9915e-13 | 9.4444e-08 | -8.1133e-08 | -2.5333e-14 | -6.6551e-09 | -6.6551e-09 | -5.9225e-13 | -1.4821e-07 | -1.559e-07 | 1.4221e-14 | -3.8423e-09 | 3.8423e-09 | 0 | 0 | 0 | 0 | 0 | 0 | 7.1932e-06 | 1.9053 | 1.9053 | 7.2029e-06 | 1.9053 | 1.9053 | 150.6955 | -150.0002 | 150 | 150.6924 | -150.0002 | 150
Line16_4_18 | 0 | 0 | 0 | 0 | 0 | 0 | 0 | 0 | 0 | 0 | 0 | 0 | -2.7783e-13 | 9.4444e-08 | -8.1133e-08 | -2.3531e-14 | -6.6551e-09 | -6.6551e-09 | -5.5006e-13 | -1.4821e-07 | -1.559e-07 | 1.3209e-14 | -3.8423e-09 | 3.8423e-09 | 0 | 0 | 0 | 0 | 0 | 0 | 6.6807e-06 | 1.9053 | 1.9053 | 6.6903e-06 | 1.9053 | 1.9053 | 150.6957 | -150.0002 | 150 | 150.6924 | -150.0002 | 150
Line17_5_19 | 0 | 0 | 0 | 0 | 0 | 0 | 0 | 0 | 0 | 0 | 0 | 0 | -2.7783e-13 | 9.4444e-08 | -8.1133e-08 | -2.3531e-14 | -6.6551e-09 | -6.6551e-09 | -5.5006e-13 | -1.4821e-07 | -1.559e-07 | 1.3209e-14 | -3.8423e-09 | 3.8423e-09 | 0 | 0 | 0 | 0 | 0 | 0 | 6.6807e-06 | 1.9053 | 1.9053 | 6.6903e-06 | 1.9053 | 1.9053 | 150.6957 | -150.0002 | 150 | 150.6924 | -150.0002 | 150
Line1_1_3 | 3.1954e-06 | 3.1954e-06 | 3.1954e-06 | 2.7968e-06 | 2.7968e-06 | 2.7968e-06 | 7.3794e-07 | 7.3794e-07 | 7.3794e-07 | 6.4588e-07 | 6.4588e-07 | 6.4588e-07 | -2.2128e-12 | 7.5555e-07 | -6.4907e-07 | 1.9544e-12 | -6.6776e-07 | 5.6128e-07 | -4.3814e-12 | -1.1857e-06 | -1.2472e-06 | 3.9308e-12 | 1.0336e-06 | 1.0951e-06 | -92.5063 | -92.5063 | -92.5063 | 87.1363 | 87.1363 | 87.1363 | 6.6516e-06 | 1.9053 | 1.9053 | 6.7967e-06 | 1.9053 | 1.9053 | 150.6983 | -150.0002 | 150 | 150.6997 | -150.0002 | 150
Line2_1_4 | 0 | 0 | 0 | 0 | 0 | 0 | 0 | 0 | 0 | 0 | 0 | 0 | -5.5319e-13 | 1.8889e-07 | -1.6227e-07 | 2.5433e-13 | -1.011e-07 | 7.4478e-08 | -1.0954e-12 | -2.9642e-07 | -3.1179e-07 | 5.6324e-13 | 1.4437e-07 | 1.5974e-07 | 0 | 0 | 0 | 0 | 0 | 0 | 6.6516e-06 | 1.9053 | 1.9053 | 6.6807e-06 | 1.9053 | 1.9053 | 150.6983 | -150.0002 | 150 | 150.6957 | -150.0002 | 150
Line3_1_5 | 0 | 0 | 0 | 0 | 0 | 0 | 0 | 0 | 0 | 0 | 0 | 0 | -5.5319e-13 | 1.8889e-07 | -1.6227e-07 | 2.5433e-13 | -1.011e-07 | 7.4478e-08 | -1.0954e-12 | -2.9642e-07 | -3.1179e-07 | 5.6324e-13 | 1.4437e-07 | 1.5974e-07 | 0 | 0 | 0 | 0 | 0 | 0 | 6.6516e-06 | 1.9053 | 1.9053 | 6.6807e-06 | 1.9053 | 1.9053 | 150.6983 | -150.0002 | 150 | 150.6957 | -150.0002 | 150
Line4_2_6 | 1.9575e-05 | 1.9971e-06 | 1.9971e-06 | 1.9974e-05 | 1.5985e-06 | 1.5985e-06 | 4.5206e-06 | 4.6121e-07 | 4.6121e-07 | 4.6127e-06 | 3.6917e-07 | 3.6917e-07 | 1.0154e-11 | 4.7222e-07 | -4.0567e-07 | -6.9654e-12 | -3.8443e-07 | 3.1788e-07 | 2.0282e-11 | -7.4106e-07 | -7.7949e-07 | -1.3865e-11 | 5.8901e-07 | 6.2743e-07 | 87.2792 | -92.5063 | -92.5063 | -92.6664 | 86.8683 | 86.8683 | 5.0174e-06 | 1.9053 | 1.9053 | 3.3639e-06 | 1.9053 | 1.9053 | 150.686 | -150.0002 | 150 | 150.6603 | -150.0002 | 150
Line5_6_7 | 1.9974e-05 | 1.5977e-06 | 1.5977e-06 | 2.0373e-05 | 1.1992e-06 | 1.1992e-06 | 4.6129e-06 | 3.6897e-07 | 3.6897e-07 | 4.7049e-06 | 2.7693e-07 | 2.7693e-07 | 6.9536e-12 | 3.7777e-07 | -3.2453e-07 | -3.5817e-12 | -2.8999e-07 | 2.3674e-07 | 1.3872e-11 | -5.9285e-07 | -6.2359e-07 | -7.1041e-12 | 4.4079e-07 | 4.7153e-07 | 87.2835 | -92.5063 | -92.5063 | -92.6633 | 86.66 | 86.66 | 3.3639e-06 | 1.9053 | 1.9053 | 1.691e-06 | 1.9053 | 1.9053 | 150.6603 | -150.0002 | 150 | 150.5807 | -150.0002 | 150
Line6_7_8 | 2.0374e-05 | 1.1983e-06 | 1.1983e-06 | 2.0772e-05 | 0 | 0 | 4.7051e-06 | 2.7673e-07 | 2.7673e-07 | 4.7972e-06 | 0 | 0 | 3.5758e-12 | 2.8333e-07 | -2.434e-07 | -1.7824e-14 | -1.9554e-07 | 1.5561e-07 | 7.1075e-12 | -4.4464e-07 | -4.6769e-07 | 1.5637e-14 | 2.9258e-07 | 3.1564e-07 | 87.2876 | -92.5063 | -92.5063 | -92.6603 | 0 | 0 | 1.691e-06 | 1.9053 | 1.9053 | 0 | 1.9053 | 1.9053 | 150.5807 | -150.0002 | 150 | 0 | -150.0003 | 150
Line7_8_9 | 0 | 0 | 0 | 0 | 0 | 0 | 0 | 0 | 0 | 0 | 0 | 0 | -3.4192e-16 | 9.4443e-08 | -8.1133e-08 | -1.9492e-17 | -6.6551e-09 | -6.6551e-09 | 3.0159e-16 | -1.4821e-07 | -1.559e-07 | 3.4833e-17 | -3.8423e-09 | 3.8423e-09 | 0 | 0 | 0 | 0 | 0 | 0 | 0 | 1.9053 | 1.9053 | 0 | 1.9053 | 1.9053 | 0 | -150.0003 | 150 | 0 | -150.0003 | 150
Line8_8_10 | 0 | 0 | 0 | 0 | 0 | 0 | 0 | 0 | 0 | 0 | 0 | 0 | -3.4192e-16 | 9.4443e-08 | -8.1133e-08 | -1.9492e-17 | -6.6551e-09 | -6.6551e-09 | 3.0159e-16 | -1.4821e-07 | -1.559e-07 | 3.4833e-17 | -3.8423e-09 | 3.8423e-09 | 0 | 0 | 0 | 0 | 0 | 0 | 0 | 1.9053 | 1.9053 | 0 | 1.9053 | 1.9053 | 0 | -150.0003 | 150 | 0 | -150.0003 | 150
Line9_3_11 | 2.7959e-06 | 2.7959e-06 | 2.7959e-06 | 2.3974e-06 | 2.3974e-06 | 2.3974e-06 | 6.457e-07 | 6.457e-07 | 6.457e-07 | 5.5364e-07 | 5.5364e-07 | 5.5364e-07 | -1.9783e-12 | 6.6111e-07 | -5.6793e-07 | 1.7027e-12 | -5.7332e-07 | 4.8014e-07 | -3.9174e-12 | -1.0375e-06 | -1.0913e-06 | 3.4336e-12 | 8.8543e-07 | 9.3923e-07 | -92.5063 | -92.5063 | -92.5063 | 87.0767 | 87.0767 | 87.0767 | 6.7967e-06 | 1.9053 | 1.9053 | 6.9224e-06 | 1.9053 | 1.9053 | 150.6997 | -150.0002 | 150 | 150.7004 | -150.0002 | 150

## LG_max_fault_6
name | pf_ikss_a_from_ka | pf_ikss_b_from_ka | pf_ikss_c_from_ka | pf_ikss_a_to_ka | pf_ikss_b_to_ka | pf_ikss_c_to_ka | pf_skss_a_from_mw | pf_skss_b_from_mw | pf_skss_c_from_mw | pf_skss_a_to_mw | pf_skss_b_to_mw | pf_skss_c_to_mw | pf_p_a_from_mw | pf_p_b_from_mw | pf_p_c_from_mw | pf_p_a_to_mw | pf_p_b_to_mw | pf_p_c_to_mw | pf_q_a_from_mvar | pf_q_b_from_mvar | pf_q_c_from_mvar | pf_q_a_to_mvar | pf_q_b_to_mvar | pf_q_c_to_mvar | pf_ikss_a_from_degree | pf_ikss_b_from_degree | pf_ikss_c_from_degree | pf_ikss_a_to_degree | pf_ikss_b_to_degree | pf_ikss_c_to_degree | pf_vm_a_from_pu | pf_vm_b_from_pu | pf_vm_c_from_pu | pf_vm_a_to_pu | pf_vm_b_to_pu | pf_vm_c_to_pu | pf_va_a_from_degree | pf_va_b_from_degree | pf_va_c_from_degree | pf_va_a_to_degree | pf_va_b_to_degree | pf_va_c_to_degree
Line0_1_2 | 1.8311e-05 | 2.2885e-06 | 2.2885e-06 | 1.8692e-05 | 1.9079e-06 | 1.9079e-06 | 4.2288e-06 | 5.2851e-07 | 5.2851e-07 | 4.3167e-06 | 4.4061e-07 | 4.4061e-07 | 1.8973e-09 | 5.1665e-07 | -4.4359e-07 | -1.9356e-09 | -4.3661e-07 | 3.6359e-07 | 1.9109e-09 | -8.106e-07 | -8.5306e-07 | -1.9427e-09 | 6.72e-07 | 7.1438e-07 | 87.2493 | -92.5317 | -92.5317 | -92.6952 | 86.9679 | 86.9679 | 0.00063677 | 1.8188 | 1.8193 | 0.00063529 | 1.8188 | 1.8193 | 132.4542 | -150.0196 | 149.994 | 132.4101 | -150.0196 | 149.994
Line10_11_12 | 2.2885e-06 | 2.2885e-06 | 2.2885e-06 | 1.9079e-06 | 1.9079e-06 | 1.9079e-06 | 5.2851e-07 | 5.2851e-07 | 5.2851e-07 | 4.4061e-07 | 4.4061e-07 | 4.4061e-07 | -2.3809e-10 | 5.1665e-07 | -4.4359e-07 | 1.9677e-10 | -4.3661e-07 | 3.6359e-07 | -2.3803e-10 | -8.106e-07 | -8.5306e-07 | 2.0021e-10 | 6.72e-07 | 7.1438e-07 | -92.5317 | -92.5317 | -92.5317 | 86.9679 | 86.9679 | 86.9679 | 0.00063702 | 1.8188 | 1.8193 | 0.00063711 | 1.8188 | 1.8193 | 132.4615 | -150.0196 | 149.994 | 132.4643 | -150.0196 | 149.994
Line11_12_13 | 1.9071e-06 | 1.9071e-06 | 1.9071e-06 | 1.5265e-06 | 1.5265e-06 | 1.5265e-06 | 4.4043e-07 | 4.4043e-07 | 4.4043e-07 | 3.5253e-07 | 3.5253e-07 | 3.5253e-07 | -1.9843e-10 | 4.3054e-07 | -3.6966e-07 | 1.571e-10 | -3.505e-07 | 2.8966e-07 | -1.984e-10 | -6.755e-07 | -7.1088e-07 | 1.6056e-10 | 5.369e-07 | 5.7221e-07 | -92.5317 | -92.5318 | -92.5317 | 86.8429 | 86.8428 | 86.8428 | 0.00063711 | 1.8188 | 1.8193 | 0.00063719 | 1.8188 | 1.8193 | 132.4643 | -150.0196 | 149.994 | 132.4667 | -150.0196 | 149.994
Line12_13_15 | 1.1443e-06 | 1.1443e-06 | 1.1443e-06 | 0 | 0 | 0 | 2.6426e-07 | 2.6426e-07 | 2.6426e-07 | 0 | 0 | 0 | -1.1907e-10 | 2.5833e-07 | -2.2179e-07 | 7.7724e-11 | -1.7828e-07 | 1.4179e-07 | -1.1906e-10 | -4.053e-07 | -4.2653e-07 | 8.119e-11 | 2.667e-07 | 2.8785e-07 | -92.5317 | -92.5318 | -92.5318 | 0 | 0 | 0 | 0.00063719 | 1.8188 | 1.8193 | 0.00063724 | 1.8188 | 1.8193 | 132.4667 | -150.0196 | 149.994 | 132.4679 | -150.0196 | 149.994
Line13_13_14 | 0 | 0 | 0 | 0 | 0 | 0 | 0 | 0 | 0 | 0 | 0 | 0 | -3.9689e-11 | 8.6108e-08 | -7.3931e-08 | -1.6578e-12 | -6.0663e-09 | -6.0695e-09 | -3.9687e-11 | -1.351e-07 | -1.4218e-07 | 1.8097e-12 | -3.5033e-09 | 3.5014e-09 | 0 | 0 | 0 | 0 | 0 | 0 | 0.00063719 | 1.8188 | 1.8193 | 0.0006372 | 1.8188 | 1.8193 | 132.4667 | -150.0196 | 149.994 | 132.4669 | -150.0196 | 149.994
Line14_15_16 | 0 | 0 | 0 | 0 | 0 | 0 | 0 | 0 | 0 | 0 | 0 | 0 | -7.9382e-11 | 1.7222e-07 | -1.4786e-07 | 3.8034e-11 | -9.2175e-08 | 6.7862e-08 | -7.9381e-11 | -2.702e-07 | -2.8435e-07 | 4.1502e-11 | 1.316e-07 | 1.4568e-07 | 0 | 0 | 0 | 0 | 0 | 0 | 0.00063724 | 1.8188 | 1.8193 | 0.00063726 | 1.8188 | 1.8193 | 132.4679 | -150.0196 | 149.994 | 132.4687 | -150.0196 | 149.994
Line15_16_17 | 0 | 0 | 0 | 0 | 0 | 0 | 0 | 0 | 0 | 0 | 0 | 0 | -3.9692e-11 | 8.6108e-08 | -7.3931e-08 | -1.6581e-12 | -6.0663e-09 | -6.0695e-09 | -3.9693e-11 | -1.351e-07 | -1.4218e-07 | 1.8098e-12 | -3.5033e-09 | 3.5014e-09 | 0 | 0 | 0 | 0 | 0 | 0 | 0.00063726 | 1.8188 | 1.8193 | 0.00063727 | 1.8188 | 1.8193 | 132.4687 | -150.0196 | 149.994 | 132.4689 | -150.0196 | 149.994
Line16_4_18 | 0 | 0 | 0 | 0 | 0 | 0 | 0 | 0 | 0 | 0 | 0 | 0 | -3.9672e-11 | 8.6108e-08 | -7.3931e-08 | -1.6564e-12 | -6.0663e-09 | -6.0695e-09 | -3.9654e-11 | -1.351e-07 | -1.4218e-07 | 1.8089e-12 | -3.5033e-09 | 3.5014e-09 | 0 | 0 | 0 | 0 | 0 | 0 | 0.0006368 | 1.8188 | 1.8193 | 0.00063681 | 1.8188 | 1.8193 | 132.4549 | -150.0196 | 149.994 | 132.4552 | -150.0196 | 149.994
Line17_5_19 | 0 | 0 | 0 | 0 | 0 | 0 | 0 | 0 | 0 | 0 | 0 | 0 | -3.9672e-11 | 8.6108e-08 | -7.3931e-08 | -1.6564e-12 | -6.0663e-09 | -6.0695e-09 | -3.9654e-11 | -1.351e-07 | -1.4218e-07 | 1.8089e-12 | -3.5033e-09 | 3.5014e-09 | 0 | 0 | 0 | 0 | 0 | 0 | 0.0006368 | 1.8188 | 1.8193 | 0.00063681 | 1.8188 | 1.8193 | 132.4549 | -150.0196 | 149.994 | 132.4552 | -150.0196 | 149.994
Line1_1_3 | 3.0514e-06 | 3.0514e-06 | 3.0514e-06 | 2.6707e-06 | 2.6707e-06 | 2.6707e-06 | 7.0468e-07 | 7.0468e-07 | 7.0468e-07 | 6.1678e-07 | 6.1678e-07 | 6.1678e-07 | -3.1737e-10 | 6.8887e-07 | -5.9145e-07 | 2.7608e-10 | -6.0883e-07 | 5.1145e-07 | -3.1722e-10 | -1.0808e-06 | -1.1374e-06 | 2.7945e-10 | 9.422e-07 | 9.9874e-07 | -92.5317 | -92.5317 | -92.5317 | 87.1108 | 87.1108 | 87.1108 | 0.00063677 | 1.8188 | 1.8193 | 0.0006369 | 1.8188 | 1.8193 | 132.4542 | -150.0196 | 149.994 | 132.4581 | -150.0196 | 149.994
Line2_1_4 | 0 | 0 | 0 | 0 | 0 | 0 | 0 | 0 | 0 | 0 | 0 | 0 | -7.9343e-11 | 1.7222e-07 | -1.4786e-07 | 3.8016e-11 | -9.2175e-08 | 6.7862e-08 | -7.9304e-11 | -2.702e-07 | -2.8435e-07 | 4.1463e-11 | 1.316e-07 | 1.4568e-07 | 0 | 0 | 0 | 0 | 0 | 0 | 0.00063677 | 1.8188 | 1.8193 | 0.0006368 | 1.8188 | 1.8193 | 132.4542 | -150.0196 | 149.994 | 132.4549 | -150.0196 | 149.994
Line3_1_5 | 0 | 0 | 0 | 0 | 0 | 0 | 0 | 0 | 0 | 0 | 0 | 0 | -7.9343e-11 | 1.7222e-07 | -1.4786e-07 | 3.8016e-11 | -9.2175e-08 | 6.7862e-08 | -7.9304e-11 | -2.702e-07 | -2.8435e-07 | 4.1463e-11 | 1.316e-07 | 1.4568e-07 | 0 | 0 | 0 | 0 | 0 | 0 | 0.00063677 | 1.8188 | 1.8193 | 0.0006368 | 1.8188 | 1.8193 | 132.4542 | -150.0196 | 149.994 | 132.4549 | -150.0196 | 149.994
Line4_2_6 | 1.8693e-05 | 1.9071e-06 | 1.9071e-06 | 1.9073e-05 | 1.5265e-06 | 1.5265e-06 | 4.3169e-06 | 4.4042e-07 | 4.4042e-07 | 4.4048e-06 | 3.5253e-07 | 3.5253e-07 | 1.9339e-09 | 4.3054e-07 | -3.6966e-07 | -1.9721e-09 | -3.505e-07 | 2.8966e-07 | 1.9445e-09 | -6.755e-07 | -7.1088e-07 | -1.976e-09 | 5.369e-07 | 5.7221e-07 | 87.2538 | -92.5317 | -92.5317 | -92.6919 | 86.8429 | 86.8429 | 0.00063529 | 1.8188 | 1.8193 | 0.00063379 | 1.8188 | 1.8193 | 132.4101 | -150.0196 | 149.994 | 132.3653 | -150.0197 | 149.994
Line5_6_7 | 1.9074e-05 | 1.5257e-06 | 1.5257e-06 | 1.9455e-05 | 1.1451e-06 | 1.1451e-06 | 4.405e-06 | 3.5234e-07 | 3.5234e-07 | 4.4929e-06 | 2.6445e-07 | 2.6445e-07 | 1.9704e-09 | 3.4443e-07 | -2.9573e-07 | -2.0084e-09 | -2.6439e-07 | 2.1572e-07 | 1.9778e-09 | -5.404e-07 | -5.6871e-07 | -2.009e-09 | 4.018e-07 | 4.3003e-07 | 87.2581 | -92.5317 | -92.5317 | -92.6888 | 86.6346 | 86.6346 | 0.00063379 | 1.8188 | 1.8193 | 0.00063227 | 1.8188 | 1.8193 | 132.3653 | -150.0197 | 149.994 | 132.3197 | -150.0197 | 149.994
Line6_7_8 | 1.9456e-05 | 1.1443e-06 | 1.1443e-06 | 1.9836e-05 | 0 | 0 | 4.4931e-06 | 2.6425e-07 | 2.6425e-07 | 4.581e-06 | 0 | 0 | 2.0068e-09 | 2.5832e-07 | -2.2179e-07 | -2.0446e-09 | -1.7828e-07 | 1.4179e-07 | 2.0108e-09 | -4.053e-07 | -4.2653e-07 | -2.0417e-09 | 2.667e-07 | 2.8785e-07 | 87.2622 | -92.5317 | -92.5317 | -92.6857 | 0 | 0 | 0.00063227 | 1.8188 | 1.8193 | 0.00063074 | 1.8188 | 1.8193 | 132.3197 | -150.0197 | 149.994 | 132.2734 | -150.0197 | 149.994
Line7_8_9 | 0 | 0 | 0 | 0 | 0 | 0 | 0 | 0 | 0 | 0 | 0 | 0 | -3.9419e-11 | 8.6108e-08 | -7.3931e-08 | -1.635e-12 | -6.0664e-09 | -6.0695e-09 | -3.9152e-11 | -1.351e-07 | -1.4218e-07 | 1.7969e-12 | -3.5033e-09 | 3.5014e-09 | 0 | 0 | 0 | 0 | 0 | 0 | 0.00063074 | 1.8188 | 1.8193 | 0.00063075 | 1.8188 | 1.8193 | 132.2734 | -150.0197 | 149.994 | 132.2736 | -150.0197 | 149.994
Line8_8_10 | 0 | 0 | 0 | 0 | 0 | 0 | 0 | 0 | 0 | 0 | 0 | 0 | -3.9419e-11 | 8.6108e-08 | -7.3931e-08 | -1.635e-12 | -6.0664e-09 | -6.0695e-09 | -3.9152e-11 | -1.351e-07 | -1.4218e-07 | 1.7969e-12 | -3.5033e-09 | 3.5014e-09 | 0 | 0 | 0 | 0 | 0 | 0 | 0.00063074 | 1.8188 | 1.8193 | 0.00063075 | 1.8188 | 1.8193 | 132.2734 | -150.0197 | 149.994 | 132.2736 | -150.0197 | 149.994
Line9_3_11 | 2.6699e-06 | 2.6699e-06 | 2.6699e-06 | 2.2893e-06 | 2.2893e-06 | 2.2893e-06 | 6.166e-07 | 6.166e-07 | 6.166e-07 | 5.2869e-07 | 5.2869e-07 | 5.2869e-07 | -2.7774e-10 | 6.0276e-07 | -5.1752e-07 | 2.3643e-10 | -5.2272e-07 | 4.3752e-07 | -2.7764e-10 | -9.457e-07 | -9.9524e-07 | 2.3984e-10 | 8.071e-07 | 8.5656e-07 | -92.5317 | -92.5317 | -92.5317 | 87.0512 | 87.0512 | 87.0512 | 0.0006369 | 1.8188 | 1.8193 | 0.00063702 | 1.8188 | 1.8193 | 132.4581 | -150.0196 | 149.994 | 132.4615 | -150.0196 | 149.994

## LG_max_fault_10
name | pf_ikss_a_from_ka | pf_ikss_b_from_ka | pf_ikss_c_from_ka | pf_ikss_a_to_ka | pf_ikss_b_to_ka | pf_ikss_c_to_ka | pf_skss_a_from_mw | pf_skss_b_from_mw | pf_skss_c_from_mw | pf_skss_a_to_mw | pf_skss_b_to_mw | pf_skss_c_to_mw | pf_p_a_from_mw | pf_p_b_from_mw | pf_p_c_from_mw | pf_p_a_to_mw | pf_p_b_to_mw | pf_p_c_to_mw | pf_q_a_from_mvar | pf_q_b_from_mvar | pf_q_c_from_mvar | pf_q_a_to_mvar | pf_q_b_to_mvar | pf_q_c_to_mvar | pf_ikss_a_from_degree | pf_ikss_b_from_degree | pf_ikss_c_from_degree | pf_ikss_a_to_degree | pf_ikss_b_to_degree | pf_ikss_c_to_degree | pf_vm_a_from_pu | pf_vm_b_from_pu | pf_vm_c_from_pu | pf_vm_a_to_pu | pf_vm_b_to_pu | pf_vm_c_to_pu | pf_va_a_from_degree | pf_va_b_from_degree | pf_va_c_from_degree | pf_va_a_to_degree | pf_va_b_to_degree | pf_va_c_to_degree
Line0_1_2 | 1.9183e-05 | 2.3975e-06 | 2.3975e-06 | 1.9582e-05 | 1.9987e-06 | 1.9987e-06 | 4.4302e-06 | 5.5368e-07 | 5.5368e-07 | 4.5223e-06 | 4.6159e-07 | 4.6159e-07 | 2.0823e-09 | 5.6703e-07 | -4.8684e-07 | -2.1243e-09 | -4.7918e-07 | 3.9904e-07 | 2.0972e-09 | -8.8964e-07 | -9.3624e-07 | -2.1321e-09 | 7.3752e-07 | 7.8404e-07 | 87.2493 | -92.5317 | -92.5317 | -92.6952 | 86.9679 | 86.9679 | 0.00066709 | 1.9054 | 1.9059 | 0.00066554 | 1.9054 | 1.9059 | 132.454 | -150.0196 | 149.994 | 132.4099 | -150.0196 | 149.994
Line10_11_12 | 2.3975e-06 | 2.3975e-06 | 2.3975e-06 | 1.9988e-06 | 1.9988e-06 | 1.9988e-06 | 5.5368e-07 | 5.5368e-07 | 5.5368e-07 | 4.6159e-07 | 4.6159e-07 | 4.6159e-07 | -2.613e-10 | 5.6703e-07 | -4.8684e-07 | 2.1596e-10 | -4.7918e-07 | 3.9904e-07 | -2.6124e-10 | -8.8964e-07 | -9.3624e-07 | 2.1973e-10 | 7.3752e-07 | 7.8404e-07 | -92.5317 | -92.5317 | -92.5317 | 86.9679 | 86.9679 | 86.9679 | 0.00066735 | 1.9054 | 1.9059 | 0.00066745 | 1.9054 | 1.9059 | 132.4613 | -150.0196 | 149.994 | 132.4642 | -150.0196 | 149.994
Line11_12_13 | 1.9979e-06 | 1.9979e-06 | 1.9979e-06 | 1.5992e-06 | 1.5992e-06 | 1.5992e-06 | 4.614e-07 | 4.614e-07 | 4.614e-07 | 3.6932e-07 | 3.6932e-07 | 3.6932e-07 | -2.1778e-10 | 4.7252e-07 | -4.057e-07 | 1.7242e-10 | -3.8468e-07 | 3.179e-07 | -2.1774e-10 | -7.4137e-07 | -7.802e-07 | 1.7621e-10 | 5.8925e-07 | 6.28e-07 | -92.5317 | -92.5318 | -92.5318 | 86.8429 | 86.8428 | 86.8428 | 0.00066745 | 1.9054 | 1.9059 | 0.00066753 | 1.9054 | 1.9059 | 132.4642 | -150.0196 | 149.994 | 132.4665 | -150.0196 | 149.994
Line12_13_15 | 1.1987e-06 | 1.1987e-06 | 1.1987e-06 | 0 | 0 | 0 | 2.7684e-07 | 2.7684e-07 | 2.7684e-07 | 0 | 0 | 0 | -1.3068e-10 | 2.8351e-07 | -2.4342e-07 | 8.5302e-11 | -1.9567e-07 | 1.5562e-07 | -1.3067e-10 | -4.4482e-07 | -4.6812e-07 | 8.9106e-11 | 2.927e-07 | 3.1592e-07 | -92.5317 | -92.5318 | -92.5318 | 0 | 0 | 0 | 0.00066753 | 1.9054 | 1.9059 | 0.00066758 | 1.9054 | 1.9059 | 132.4665 | -150.0196 | 149.994 | 132.4678 | -150.0196 | 149.994
Line13_13_14 | 0 | 0 | 0 | 0 | 0 | 0 | 0 | 0 | 0 | 0 | 0 | 0 | -4.3559e-11 | 9.4505e-08 | -8.114e-08 | -1.8194e-12 | -6.6578e-09 | -6.6613e-09 | -4.3556e-11 | -1.4827e-07 | -1.5604e-07 | 1.9861e-12 | -3.8448e-09 | 3.8429e-09 | 0 | 0 | 0 | 0 | 0 | 0 | 0.00066753 | 1.9054 | 1.9059 | 0.00066754 | 1.9054 | 1.9059 | 132.4665 | -150.0196 | 149.994 | 132.4667 | -150.0196 | 149.994
Line14_15_16 | 0 | 0 | 0 | 0 | 0 | 0 | 0 | 0 | 0 | 0 | 0 | 0 | -8.7122e-11 | 1.8901e-07 | -1.6228e-07 | 4.1742e-11 | -1.0116e-07 | 7.4479e-08 | -8.712e-11 | -2.9655e-07 | -3.1208e-07 | 4.5549e-11 | 1.4443e-07 | 1.5988e-07 | 0 | 0 | 0 | 0 | 0 | 0 | 0.00066758 | 1.9054 | 1.9059 | 0.00066761 | 1.9054 | 1.9059 | 132.4678 | -150.0196 | 149.994 | 132.4685 | -150.0196 | 149.994
Line15_16_17 | 0 | 0 | 0 | 0 | 0 | 0 | 0 | 0 | 0 | 0 | 0 | 0 | -4.3562e-11 | 9.4505e-08 | -8.114e-08 | -1.8197e-12 | -6.6578e-09 | -6.6613e-09 | -4.3562e-11 | -1.4827e-07 | -1.5604e-07 | 1.9863e-12 | -3.8448e-09 | 3.8429e-09 | 0 | 0 | 0 | 0 | 0 | 0 | 0.00066761 | 1.9054 | 1.9059 | 0.00066761 | 1.9054 | 1.9059 | 132.4685 | -150.0196 | 149.994 | 132.4688 | -150.0196 | 149.994
Line16_4_18 | 0 | 0 | 0 | 0 | 0 | 0 | 0 | 0 | 0 | 0 | 0 | 0 | -4.3541e-11 | 9.4504e-08 | -8.114e-08 | -1.8179e-12 | -6.6578e-09 | -6.6613e-09 | -4.352e-11 | -1.4827e-07 | -1.5604e-07 | 1.9853e-12 | -3.8448e-09 | 3.8429e-09 | 0 | 0 | 0 | 0 | 0 | 0 | 0.00066712 | 1.9054 | 1.9059 | 0.00066713 | 1.9054 | 1.9059 | 132.4548 | -150.0196 | 149.994 | 132.455 | -150.0196 | 149.994
Line17_5_19 | 0 | 0 | 0 | 0 | 0 | 0 | 0 | 0 | 0 | 0 | 0 | 0 | -4.3541e-11 | 9.4504e-08 | -8.114e-08 | -1.8179e-12 | -6.6578e-09 | -6.6613e-09 | -4.352e-11 | -1.4827e-07 | -1.5604e-07 | 1.9853e-12 | -3.8448e-09 | 3.8429e-09 | 0 | 0 | 0 | 0 | 0 | 0 | 0.00066712 | 1.9054 | 1.9059 | 0.00066713 | 1.9054 | 1.9059 | 132.4548 | -150.0196 | 149.994 | 132.455 | -150.0196 | 149.994
Line1_1_3 | 3.1967e-06 | 3.1967e-06 | 3.1967e-06 | 2.7979e-06 | 2.7979e-06 | 2.7979e-06 | 7.3824e-07 | 7.3824e-07 | 7.3824e-07 | 6.4615e-07 | 6.4615e-07 | 6.4615e-07 | -3.4832e-10 | 7.5604e-07 | -6.4912e-07 | 3.03e-10 | -6.6819e-07 | 5.6132e-07 | -3.4814e-10 | -1.1862e-06 | -1.2483e-06 | 3.0669e-10 | 1.0341e-06 | 1.0961e-06 | -92.5317 | -92.5317 | -92.5317 | 87.1108 | 87.1108 | 87.1108 | 0.00066709 | 1.9054 | 1.9059 | 0.00066723 | 1.9054 | 1.9059 | 132.454 | -150.0196 | 149.994 | 132.4579 | -150.0196 | 149.994
Line2_1_4 | 0 | 0 | 0 | 0 | 0 | 0 | 0 | 0 | 0 | 0 | 0 | 0 | -8.7079e-11 | 1.8901e-07 | -1.6228e-07 | 4.1723e-11 | -1.0116e-07 | 7.4479e-08 | -8.7036e-11 | -2.9655e-07 | -3.1208e-07 | 4.5505e-11 | 1.4443e-07 | 1.5988e-07 | 0 | 0 | 0 | 0 | 0 | 0 | 0.00066709 | 1.9054 | 1.9059 | 0.00066712 | 1.9054 | 1.9059 | 132.454 | -150.0196 | 149.994 | 132.4548 | -150.0196 | 149.994
Line3_1_5 | 0 | 0 | 0 | 0 | 0 | 0 | 0 | 0 | 0 | 0 | 0 | 0 | -8.7079e-11 | 1.8901e-07 | -1.6228e-07 | 4.1723e-11 | -1.0116e-07 | 7.4479e-08 | -8.7036e-11 | -2.9655e-07 | -3.1208e-07 | 4.5505e-11 | 1.4443e-07 | 1.5988e-07 | 0 | 0 | 0 | 0 | 0 | 0 | 0.00066709 | 1.9054 | 1.9059 | 0.00066712 | 1.9054 | 1.9059 | 132.454 | -150.0196 | 149.994 | 132.4548 | -150.0196 | 149.994
Line4_2_6 | 1.9583e-05 | 1.9979e-06 | 1.9979e-06 | 1.9982e-05 | 1.5992e-06 | 1.5992e-06 | 4.5225e-06 | 4.614e-07 | 4.614e-07 | 4.6146e-06 | 3.6932e-07 | 3.6932e-07 | 2.1225e-09 | 4.7252e-07 | -4.057e-07 | -2.1644e-09 | -3.8468e-07 | 3.179e-07 | 2.1341e-09 | -7.4137e-07 | -7.802e-07 | -2.1687e-09 | 5.8925e-07 | 6.28e-07 | 87.2538 | -92.5317 | -92.5317 | -92.6919 | 86.8429 | 86.8429 | 0.00066554 | 1.9054 | 1.9059 | 0.00066397 | 1.9054 | 1.9059 | 132.4099 | -150.0196 | 149.994 | 132.3651 | -150.0197 | 149.994
Line5_6_7 | 1.9982e-05 | 1.5983e-06 | 1.5983e-06 | 2.0381e-05 | 1.1996e-06 | 1.1996e-06 | 4.6147e-06 | 3.6912e-07 | 3.6912e-07 | 4.7068e-06 | 2.7704e-07 | 2.7704e-07 | 2.1626e-09 | 3.7802e-07 | -3.2456e-07 | -2.2042e-09 | -2.9017e-07 | 2.3676e-07 | 2.1707e-09 | -5.9309e-07 | -6.2416e-07 | -2.2049e-09 | 4.4097e-07 | 4.7196e-07 | 87.2581 | -92.5317 | -92.5317 | -92.6888 | 86.6346 | 86.6346 | 0.00066397 | 1.9054 | 1.9059 | 0.00066238 | 1.9054 | 1.9059 | 132.3651 | -150.0197 | 149.994 | 132.3195 | -150.0197 | 149.994
Line6_7_8 | 2.0382e-05 | 1.1987e-06 | 1.1987e-06 | 2.0781e-05 | 0 | 0 | 4.707e-06 | 2.7684e-07 | 2.7684e-07 | 4.7991e-06 | 0 | 0 | 2.2024e-09 | 2.8351e-07 | -2.4342e-07 | -2.2439e-09 | -1.9567e-07 | 1.5562e-07 | 2.2069e-09 | -4.4482e-07 | -4.6812e-07 | -2.2407e-09 | 2.927e-07 | 3.1592e-07 | 87.2622 | -92.5317 | -92.5317 | -92.6857 | 0 | 0 | 0.00066238 | 1.9054 | 1.9059 | 0.00066077 | 1.9054 | 1.9059 | 132.3195 | -150.0197 | 149.994 | 132.2732 | -150.0197 | 149.994
Line7_8_9 | 0 | 0 | 0 | 0 | 0 | 0 | 0 | 0 | 0 | 0 | 0 | 0 | -4.3263e-11 | 9.4504e-08 | -8.114e-08 | -1.7944e-12 | -6.6579e-09 | -6.6613e-09 | -4.2969e-11 | -1.4827e-07 | -1.5604e-07 | 1.9721e-12 | -3.8448e-09 | 3.8429e-09 | 0 | 0 | 0 | 0 | 0 | 0 | 0.00066077 | 1.9054 | 1.9059 | 0.00066078 | 1.9054 | 1.9059 | 132.2732 | -150.0197 | 149.994 | 132.2734 | -150.0197 | 149.994
Line8_8_10 | 0 | 0 | 0 | 0 | 0 | 0 | 0 | 0 | 0 | 0 | 0 | 0 | -4.3263e-11 | 9.4504e-08 | -8.114e-08 | -1.7944e-12 | -6.6579e-09 | -6.6613e-09 | -4.2969e-11 | -1.4827e-07 | -1.5604e-07 | 1.9721e-12 | -3.8448e-09 | 3.8429e-09 | 0 | 0 | 0 | 0 | 0 | 0 | 0.00066077 | 1.9054 | 1.9059 | 0.00066078 | 1.9054 | 1.9059 | 132.2732 | -150.0197 | 149.994 | 132.2734 | -150.0197 | 149.994
Line9_3_11 | 2.7971e-06 | 2.7971e-06 | 2.7971e-06 | 2.3983e-06 | 2.3983e-06 | 2.3983e-06 | 6.4596e-07 | 6.4596e-07 | 6.4596e-07 | 5.5387e-07 | 5.5387e-07 | 5.5387e-07 | -3.0482e-10 | 6.6153e-07 | -5.6798e-07 | 2.5949e-10 | -5.7369e-07 | 4.8018e-07 | -3.0471e-10 | -1.0379e-06 | -1.0923e-06 | 2.6323e-10 | 8.8579e-07 | 9.4008e-07 | -92.5317 | -92.5317 | -92.5317 | 87.0512 | 87.0512 | 87.0512 | 0.00066723 | 1.9054 | 1.9059 | 0.00066735 | 1.9054 | 1.9059 | 132.4579 | -150.0196 | 149.994 | 132.4613 | -150.0196 | 149.994

## LG_min_6
name | pf_ikss_a_from_ka | pf_ikss_b_from_ka | pf_ikss_c_from_ka | pf_ikss_a_to_ka | pf_ikss_b_to_ka | pf_ikss_c_to_ka | pf_skss_a_from_mw | pf_skss_b_from_mw | pf_skss_c_from_mw | pf_skss_a_to_mw | pf_skss_b_to_mw | pf_skss_c_to_mw | pf_p_a_from_mw | pf_p_b_from_mw | pf_p_c_from_mw | pf_p_a_to_mw | pf_p_b_to_mw | pf_p_c_to_mw | pf_q_a_from_mvar | pf_q_b_from_mvar | pf_q_c_from_mvar | pf_q_a_to_mvar | pf_q_b_to_mvar | pf_q_c_to_mvar | pf_ikss_a_from_degree | pf_ikss_b_from_degree | pf_ikss_c_from_degree | pf_ikss_a_to_degree | pf_ikss_b_to_degree | pf_ikss_c_to_degree | pf_vm_a_from_pu | pf_vm_b_from_pu | pf_vm_c_from_pu | pf_vm_a_to_pu | pf_vm_b_to_pu | pf_vm_c_to_pu | pf_va_a_from_degree | pf_va_b_from_degree | pf_va_c_from_degree | pf_va_a_to_degree | pf_va_b_to_degree | pf_va_c_to_degree
Line0_1_2 | 1.6561e-05 | 2.0697e-06 | 2.0697e-06 | 1.6905e-05 | 1.7255e-06 | 1.7255e-06 | 3.8245e-06 | 4.7798e-07 | 4.7798e-07 | 3.904e-06 | 3.9849e-07 | 3.9849e-07 | 1.8852e-11 | 4.2265e-07 | -3.6309e-07 | -1.4529e-11 | -3.5718e-07 | 2.9761e-07 | 1.9668e-11 | -6.6328e-07 | -6.9767e-07 | -1.5132e-11 | 5.4987e-07 | 5.8426e-07 | 87.2746 | -92.5064 | -92.5064 | -92.6699 | 86.9932 | 86.9932 | 7.1233e-06 | 1.6455 | 1.6455 | 5.3734e-06 | 1.6455 | 1.6455 | 133.4882 | -150.0003 | 150 | 133.494 | -150.0003 | 150
Line10_11_12 | 2.0697e-06 | 2.0697e-06 | 2.0697e-06 | 1.7255e-06 | 1.7255e-06 | 1.7255e-06 | 4.7798e-07 | 4.7798e-07 | 4.7798e-07 | 3.9849e-07 | 3.9849e-07 | 3.9849e-07 | -2.4617e-12 | 4.2266e-07 | -3.6309e-07 | 2.0649e-12 | -3.5718e-07 | 2.9761e-07 | -2.5487e-12 | -6.6328e-07 | -6.9767e-07 | 2.1755e-12 | 5.4987e-07 | 5.8426e-07 | -92.5064 | -92.5064 | -92.5064 | 86.9932 | 86.9932 | 86.9932 | 7.4132e-06 | 1.6455 | 1.6455 | 7.5271e-06 | 1.6455 | 1.6455 | 133.488 | -150.0003 | 150 | 133.4872 | -150.0003 | 150
Line11_12_13 | 1.7248e-06 | 1.7248e-06 | 1.7248e-06 | 1.3806e-06 | 1.3806e-06 | 1.3806e-06 | 3.9832e-07 | 3.9832e-07 | 3.9832e-07 | 3.1883e-07 | 3.1883e-07 | 3.1883e-07 | -2.083e-12 | 3.5221e-07 | -3.0257e-07 | 1.6688e-12 | -2.8673e-07 | 2.3709e-07 | -2.1565e-12 | -5.5273e-07 | -5.814e-07 | 1.7658e-12 | 4.3932e-07 | 4.6798e-07 | -92.5064 | -92.5064 | -92.5064 | 86.8682 | 86.8681 | 86.8682 | 7.5271e-06 | 1.6455 | 1.6455 | 7.6203e-06 | 1.6455 | 1.6455 | 133.4872 | -150.0003 | 150 | 133.486 | -150.0003 | 150
Line12_13_15 | 1.0349e-06 | 1.0349e-06 | 1.0349e-06 | 0 | 0 | 0 | 2.3899e-07 | 2.3899e-07 | 2.3899e-07 | 0 | 0 | 0 | -1.2653e-12 | 2.1133e-07 | -1.8154e-07 | 8.3089e-13 | -1.4585e-07 | 1.1607e-07 | -1.3099e-12 | -3.3164e-07 | -3.4884e-07 | 8.9855e-13 | 2.1823e-07 | 2.3542e-07 | -92.5064 | -92.5064 | -92.5064 | 0 | 0 | 0 | 7.6203e-06 | 1.6455 | 1.6455 | 7.6721e-06 | 1.6455 | 1.6455 | 133.486 | -150.0003 | 150 | 133.4838 | -150.0003 | 150
Line13_13_14 | 0 | 0 | 0 | 0 | 0 | 0 | 0 | 0 | 0 | 0 | 0 | 0 | -4.2176e-13 | 7.0443e-08 | -6.0515e-08 | -1.8291e-14 | -4.9638e-09 | -4.9638e-09 | -4.3663e-13 | -1.1055e-07 | -1.1628e-07 | 1.9286e-14 | -2.8659e-09 | 2.8658e-09 | 0 | 0 | 0 | 0 | 0 | 0 | 7.6203e-06 | 1.6455 | 1.6455 | 7.6307e-06 | 1.6455 | 1.6455 | 133.486 | -150.0003 | 150 | 133.4828 | -150.0003 | 150
Line14_15_16 | 0 | 0 | 0 | 0 | 0 | 0 | 0 | 0 | 0 | 0 | 0 | 0 | -8.4928e-13 | 1.4089e-07 | -1.2103e-07 | 4.0792e-13 | -7.5406e-08 | 5.5551e-08 | -8.7916e-13 | -2.2109e-07 | -2.3256e-07 | 4.6081e-13 | 1.0768e-07 | 1.1914e-07 | 0 | 0 | 0 | 0 | 0 | 0 | 7.6721e-06 | 1.6455 | 1.6455 | 7.7032e-06 | 1.6455 | 1.6455 | 133.4838 | -150.0003 | 150 | 133.4811 | -150.0003 | 149.9999
Line15_16_17 | 0 | 0 | 0 | 0 | 0 | 0 | 0 | 0 | 0 | 0 | 0 | 0 | -4.2638e-13 | 7.0443e-08 | -6.0515e-08 | -1.8488e-14 | -4.9638e-09 | -4.9638e-09 | -4.4134e-13 | -1.1055e-07 | -1.1628e-07 | 1.9497e-14 | -2.8659e-09 | 2.8658e-09 | 0 | 0 | 0 | 0 | 0 | 0 | 7.7032e-06 | 1.6455 | 1.6455 | 7.7136e-06 | 1.6455 | 1.6455 | 133.4811 | -150.0003 | 149.9999 | 133.478 | -150.0003 | 149.9999
Line16_4_18 | 0 | 0 | 0 | 0 | 0 | 0 | 0 | 0 | 0 | 0 | 0 | 0 | -3.9598e-13 | 7.0443e-08 | -6.0515e-08 | -1.7174e-14 | -4.9638e-09 | -4.9638e-09 | -4.0993e-13 | -1.1055e-07 | -1.1628e-07 | 1.8109e-14 | -2.8659e-09 | 2.8658e-09 | 0 | 0 | 0 | 0 | 0 | 0 | 7.1544e-06 | 1.6455 | 1.6455 | 7.1647e-06 | 1.6455 | 1.6455 | 133.4853 | -150.0003 | 150 | 133.482 | -150.0003 | 150
Line17_5_19 | 0 | 0 | 0 | 0 | 0 | 0 | 0 | 0 | 0 | 0 | 0 | 0 | -3.9598e-13 | 7.0443e-08 | -6.0515e-08 | -1.7174e-14 | -4.9638e-09 | -4.9638e-09 | -4.0993e-13 | -1.1055e-07 | -1.1628e-07 | 1.8109e-14 | -2.8659e-09 | 2.8658e-09 | 0 | 0 | 0 | 0 | 0 | 0 | 7.1544e-06 | 1.6455 | 1.6455 | 7.1647e-06 | 1.6455 | 1.6455 | 133.4853 | -150.0003 | 150 | 133.482 | -150.0003 | 150
Line1_1_3 | 2.7596e-06 | 2.7596e-06 | 2.7596e-06 | 2.4154e-06 | 2.4154e-06 | 2.4154e-06 | 6.3731e-07 | 6.3731e-07 | 6.3731e-07 | 5.5781e-07 | 5.5781e-07 | 5.5781e-07 | -3.1539e-12 | 5.6354e-07 | -4.8412e-07 | 2.8024e-12 | -4.9806e-07 | 4.1864e-07 | -3.2653e-12 | -8.8437e-07 | -9.3023e-07 | 2.9379e-12 | 7.7096e-07 | 8.1682e-07 | -92.5064 | -92.5064 | -92.5064 | 87.1361 | 87.1361 | 87.1361 | 7.1233e-06 | 1.6455 | 1.6455 | 7.2786e-06 | 1.6455 | 1.6455 | 133.4882 | -150.0003 | 150 | 133.4883 | -150.0003 | 150
Line2_1_4 | 0 | 0 | 0 | 0 | 0 | 0 | 0 | 0 | 0 | 0 | 0 | 0 | -7.8847e-13 | 1.4089e-07 | -1.2103e-07 | 3.7883e-13 | -7.5406e-08 | 5.5551e-08 | -8.1633e-13 | -2.2109e-07 | -2.3256e-07 | 4.2801e-13 | 1.0768e-07 | 1.1914e-07 | 0 | 0 | 0 | 0 | 0 | 0 | 7.1233e-06 | 1.6455 | 1.6455 | 7.1544e-06 | 1.6455 | 1.6455 | 133.4882 | -150.0003 | 150 | 133.4853 | -150.0003 | 150
Line3_1_5 | 0 | 0 | 0 | 0 | 0 | 0 | 0 | 0 | 0 | 0 | 0 | 0 | -7.8847e-13 | 1.4089e-07 | -1.2103e-07 | 3.7883e-13 | -7.5406e-08 | 5.5551e-08 | -8.1633e-13 | -2.2109e-07 | -2.3256e-07 | 4.2801e-13 | 1.0768e-07 | 1.1914e-07 | 0 | 0 | 0 | 0 | 0 | 0 | 7.1233e-06 | 1.6455 | 1.6455 | 7.1544e-06 | 1.6455 | 1.6455 | 133.4882 | -150.0003 | 150 | 133.4853 | -150.0003 | 150
Line4_2_6 | 1.6906e-05 | 1.7248e-06 | 1.7248e-06 | 1.725e-05 | 1.3806e-06 | 1.3806e-06 | 3.9042e-06 | 3.9832e-07 | 3.9832e-07 | 3.9837e-06 | 3.1883e-07 | 3.1883e-07 | 1.4516e-11 | 3.5221e-07 | -3.0257e-07 | -9.939e-12 | -2.8673e-07 | 2.3709e-07 | 1.5145e-11 | -5.5273e-07 | -5.8139e-07 | -1.0354e-11 | 4.3932e-07 | 4.6798e-07 | 87.2791 | -92.5064 | -92.5064 | -92.6666 | 86.8682 | 86.8682 | 5.3734e-06 | 1.6455 | 1.6455 | 3.6028e-06 | 1.6455 | 1.6455 | 133.494 | -150.0003 | 150 | 133.5046 | -150.0003 | 149.9999
Line5_6_7 | 1.7251e-05 | 1.3798e-06 | 1.3798e-06 | 1.7595e-05 | 1.0356e-06 | 1.0356e-06 | 3.9839e-06 | 3.1865e-07 | 3.1865e-07 | 4.0634e-06 | 2.3917e-07 | 2.3917e-07 | 9.9304e-12 | 2.8177e-07 | -2.4206e-07 | -5.0947e-12 | -2.1629e-07 | 1.7658e-07 | 1.0363e-11 | -4.4219e-07 | -4.6512e-07 | -5.3123e-12 | 3.2877e-07 | 3.517e-07 | 87.2834 | -92.5064 | -92.5064 | -92.6634 | 86.6599 | 86.6599 | 3.6028e-06 | 1.6455 | 1.6455 | 1.8114e-06 | 1.6455 | 1.6455 | 133.5046 | -150.0003 | 149.9999 | 133.5343 | -150.0003 | 149.9999
Line6_7_8 | 1.7596e-05 | 1.0349e-06 | 1.0349e-06 | 1.794e-05 | 0 | 0 | 4.0635e-06 | 2.3899e-07 | 2.3899e-07 | 4.143e-06 | 0 | 0 | 5.0904e-12 | 2.1133e-07 | -1.8154e-07 | 7.1332e-15 | -1.4585e-07 | 1.1607e-07 | 5.3169e-12 | -3.3164e-07 | -3.4884e-07 | -3.4399e-15 | 2.1823e-07 | 2.3542e-07 | 87.2875 | -92.5064 | -92.5064 | -92.6604 | 0 | 0 | 1.8114e-06 | 1.6455 | 1.6455 | 0 | 1.6455 | 1.6455 | 133.5343 | -150.0003 | 149.9999 | 0 | -150.0003 | 149.9999
Line7_8_9 | 0 | 0 | 0 | 0 | 0 | 0 | 0 | 0 | 0 | 0 | 0 | 0 | 1.3698e-16 | 7.0442e-08 | -6.0515e-08 | -2.6974e-17 | -4.9638e-09 | -4.9638e-09 | -6.6513e-17 | -1.1055e-07 | -1.1628e-07 | 2.1369e-17 | -2.8659e-09 | 2.8658e-09 | 0 | 0 | 0 | 0 | 0 | 0 | 0 | 1.6455 | 1.6455 | 0 | 1.6455 | 1.6455 | 0 | -150.0003 | 149.9999 | 0 | -150.0003 | 149.9999
Line8_8_10 | 0 | 0 | 0 | 0 | 0 | 0 | 0 | 0 | 0 | 0 | 0 | 0 | 1.3698e-16 | 7.0442e-08 | -6.0515e-08 | -2.6974e-17 | -4.9638e-09 | -4.9638e-09 | -6.6513e-17 | -1.1055e-07 | -1.1628e-07 | 2.1369e-17 | -2.8659e-09 | 2.8658e-09 | 0 | 0 | 0 | 0 | 0 | 0 | 0 | 1.6455 | 1.6455 | 0 | 1.6455 | 1.6455 | 0 | -150.0003 | 149.9999 | 0 | -150.0003 | 149.9999
Line9_3_11 | 2.4147e-06 | 2.4147e-06 | 2.4147e-06 | 2.0704e-06 | 2.0704e-06 | 2.0704e-06 | 5.5765e-07 | 5.5765e-07 | 5.5765e-07 | 4.7815e-07 | 4.7815e-07 | 4.7815e-07 | -2.8198e-12 | 4.931e-07 | -4.236e-07 | 2.4439e-12 | -4.2762e-07 | 3.5812e-07 | -2.9195e-12 | -7.7383e-07 | -8.1395e-07 | 2.5674e-12 | 6.6041e-07 | 7.0054e-07 | -92.5064 | -92.5064 | -92.5064 | 87.0766 | 87.0765 | 87.0765 | 7.2786e-06 | 1.6455 | 1.6455 | 7.4132e-06 | 1.6455 | 1.6455 | 133.4883 | -150.0003 | 150 | 133.488 | -150.0003 | 150

## LG_min_10
name | pf_ikss_a_from_ka | pf_ikss_b_from_ka | pf_ikss_c_from_ka | pf_ikss_a_to_ka | pf_ikss_b_to_ka | pf_ikss_c_to_ka | pf_skss_a_from_mw | pf_skss_b_from_mw | pf_skss_c_from_mw | pf_skss_a_to_mw | pf_skss_b_to_mw | pf_skss_c_to_mw | pf_p_a_from_mw | pf_p_b_from_mw | pf_p_c_from_mw | pf_p_a_to_mw | pf_p_b_to_mw | pf_p_c_to_mw | pf_q_a_from_mvar | pf_q_b_from_mvar | pf_q_c_from_mvar | pf_q_a_to_mvar | pf_q_b_to_mvar | pf_q_c_to_mvar | pf_ikss_a_from_degree | pf_ikss_b_from_degree | pf_ikss_c_from_degree | pf_ikss_a_to_degree | pf_ikss_b_to_degree | pf_ikss_c_to_degree | pf_vm_a_from_pu | pf_vm_b_from_pu | pf_vm_c_from_pu | pf_vm_a_to_pu | pf_vm_b_to_pu | pf_vm_c_to_pu | pf_va_a_from_degree | pf_va_b_from_degree | pf_va_c_from_degree | pf_va_a_to_degree | pf_va_b_to_degree | pf_va_c_to_degree
Line0_1_2 | 1.5689e-05 | 1.9608e-06 | 1.9608e-06 | 1.6015e-05 | 1.6347e-06 | 1.6347e-06 | 3.6232e-06 | 4.5283e-07 | 4.5283e-07 | 3.6986e-06 | 3.7751e-07 | 3.7751e-07 | 1.6919e-11 | 3.7934e-07 | -3.2587e-07 | -1.304e-11 | -3.2057e-07 | 2.6711e-07 | 1.7652e-11 | -5.953e-07 | -6.2617e-07 | -1.3581e-11 | 4.9351e-07 | 5.2438e-07 | 87.2746 | -92.5064 | -92.5064 | -92.6699 | 86.9932 | 86.9932 | 6.7484e-06 | 1.5588 | 1.5589 | 5.0906e-06 | 1.5588 | 1.5589 | 133.4882 | -150.0003 | 150 | 133.494 | -150.0003 | 150
Line10_11_12 | 1.9608e-06 | 1.9608e-06 | 1.9608e-06 | 1.6347e-06 | 1.6347e-06 | 1.6347e-06 | 4.5283e-07 | 4.5283e-07 | 4.5283e-07 | 3.7751e-07 | 3.7751e-07 | 3.7751e-07 | -2.2094e-12 | 3.7934e-07 | -3.2587e-07 | 1.8533e-12 | -3.2057e-07 | 2.6711e-07 | -2.2874e-12 | -5.953e-07 | -6.2617e-07 | 1.9525e-12 | 4.9351e-07 | 5.2438e-07 | -92.5064 | -92.5064 | -92.5064 | 86.9932 | 86.9932 | 86.9932 | 7.023e-06 | 1.5588 | 1.5589 | 7.131e-06 | 1.5588 | 1.5589 | 133.488 | -150.0003 | 150 | 133.4872 | -150.0003 | 150
Line11_12_13 | 1.634e-06 | 1.634e-06 | 1.634e-06 | 1.3079e-06 | 1.3079e-06 | 1.3079e-06 | 3.7735e-07 | 3.7735e-07 | 3.7735e-07 | 3.0205e-07 | 3.0205e-07 | 3.0205e-07 | -1.8695e-12 | 3.1611e-07 | -2.7156e-07 | 1.4977e-12 | -2.5735e-07 | 2.1279e-07 | -1.9355e-12 | -4.9608e-07 | -5.2181e-07 | 1.5848e-12 | 3.9429e-07 | 4.2002e-07 | -92.5064 | -92.5064 | -92.5064 | 86.8682 | 86.8681 | 86.8682 | 7.131e-06 | 1.5588 | 1.5589 | 7.2192e-06 | 1.5588 | 1.5589 | 133.4872 | -150.0003 | 150 | 133.486 | -150.0003 | 150
Line12_13_15 | 0 | 0 | 0 | 0 | 0 | 0 | 0 | 0 | 0 | 0 | 0 | 0 | -1.1356e-12 | 1.8967e-07 | -1.6294e-07 | 7.4573e-13 | -1.309e-07 | 1.0417e-07 | -1.1756e-12 | -2.9765e-07 | -3.1308e-07 | 8.0645e-13 | 1.9586e-07 | 2.1129e-07 | 0 | 0 | 0 | 0 | 0 | 0 | 7.2192e-06 | 1.5588 | 1.5589 | 7.2683e-06 | 1.5588 | 1.5589 | 133.486 | -150.0003 | 150 | 133.4838 | -150.0003 | 150
Line13_13_14 | 0 | 0 | 0 | 0 | 0 | 0 | 0 | 0 | 0 | 0 | 0 | 0 | -3.7853e-13 | 6.3223e-08 | -5.4312e-08 | -1.6416e-14 | -4.455e-09 | -4.4551e-09 | -3.9188e-13 | -9.9216e-08 | -1.0436e-07 | 1.7309e-14 | -2.5721e-09 | 2.5721e-09 | 0 | 0 | 0 | 0 | 0 | 0 | 7.2192e-06 | 1.5588 | 1.5589 | 7.2291e-06 | 1.5588 | 1.5589 | 133.486 | -150.0003 | 150 | 133.4828 | -150.0003 | 150
Line14_15_16 | 0 | 0 | 0 | 0 | 0 | 0 | 0 | 0 | 0 | 0 | 0 | 0 | -7.6224e-13 | 1.2645e-07 | -1.0862e-07 | 3.6611e-13 | -6.7678e-08 | 4.9857e-08 | -7.8905e-13 | -1.9843e-07 | -2.0872e-07 | 4.1358e-13 | 9.6644e-08 | 1.0693e-07 | 0 | 0 | 0 | 0 | 0 | 0 | 7.2683e-06 | 1.5588 | 1.5589 | 7.2977e-06 | 1.5588 | 1.5589 | 133.4838 | -150.0003 | 150 | 133.4811 | -150.0003 | 149.9999
Line15_16_17 | 0 | 0 | 0 | 0 | 0 | 0 | 0 | 0 | 0 | 0 | 0 | 0 | -3.8268e-13 | 6.3223e-08 | -5.4312e-08 | -1.6593e-14 | -4.455e-09 | -4.4551e-09 | -3.9611e-13 | -9.9216e-08 | -1.0436e-07 | 1.7499e-14 | -2.5721e-09 | 2.5721e-09 | 0 | 0 | 0 | 0 | 0 | 0 | 7.2977e-06 | 1.5588 | 1.5589 | 7.3076e-06 | 1.5588 | 1.5589 | 133.4811 | -150.0003 | 149.9999 | 133.478 | -150.0003 | 149.9999
Line16_4_18 | 0 | 0 | 0 | 0 | 0 | 0 | 0 | 0 | 0 | 0 | 0 | 0 | -3.5539e-13 | 6.3223e-08 | -5.4312e-08 | -1.5414e-14 | -4.455e-09 | -4.4551e-09 | -3.6791e-13 | -9.9216e-08 | -1.0436e-07 | 1.6253e-14 | -2.5721e-09 | 2.5721e-09 | 0 | 0 | 0 | 0 | 0 | 0 | 6.7778e-06 | 1.5588 | 1.5589 | 6.7877e-06 | 1.5588 | 1.5589 | 133.4853 | -150.0003 | 150 | 133.482 | -150.0003 | 150
Line17_5_19 | 0 | 0 | 0 | 0 | 0 | 0 | 0 | 0 | 0 | 0 | 0 | 0 | -3.5539e-13 | 6.3223e-08 | -5.4312e-08 | -1.5414e-14 | -4.455e-09 | -4.4551e-09 | -3.6791e-13 | -9.9216e-08 | -1.0436e-07 | 1.6253e-14 | -2.5721e-09 | 2.5721e-09 | 0 | 0 | 0 | 0 | 0 | 0 | 6.7778e-06 | 1.5588 | 1.5589 | 6.7877e-06 | 1.5588 | 1.5589 | 133.4853 | -150.0003 | 150 | 133.482 | -150.0003 | 150
Line1_1_3 | 2.6144e-06 | 2.6144e-06 | 2.6144e-06 | 2.2883e-06 | 2.2883e-06 | 2.2883e-06 | 6.0377e-07 | 6.0377e-07 | 6.0377e-07 | 5.2845e-07 | 5.2845e-07 | 5.2845e-07 | -2.8306e-12 | 5.0578e-07 | -4.345e-07 | 2.5151e-12 | -4.4701e-07 | 3.7573e-07 | -2.9307e-12 | -7.9373e-07 | -8.3489e-07 | 2.6367e-12 | 6.9194e-07 | 7.331e-07 | -92.5064 | -92.5064 | -92.5064 | 87.1361 | 87.1361 | 87.1361 | 6.7484e-06 | 1.5588 | 1.5589 | 6.8955e-06 | 1.5588 | 1.5589 | 133.4882 | -150.0003 | 150 | 133.4883 | -150.0003 | 150
Line2_1_4 | 0 | 0 | 0 | 0 | 0 | 0 | 0 | 0 | 0 | 0 | 0 | 0 | -7.0766e-13 | 1.2645e-07 | -1.0862e-07 | 3.4e-13 | -6.7678e-08 | 4.9857e-08 | -7.3266e-13 | -1.9843e-07 | -2.0872e-07 | 3.8414e-13 | 9.6644e-08 | 1.0693e-07 | 0 | 0 | 0 | 0 | 0 | 0 | 6.7484e-06 | 1.5588 | 1.5589 | 6.7778e-06 | 1.5588 | 1.5589 | 133.4882 | -150.0003 | 150 | 133.4853 | -150.0003 | 150
Line3_1_5 | 0 | 0 | 0 | 0 | 0 | 0 | 0 | 0 | 0 | 0 | 0 | 0 | -7.0766e-13 | 1.2645e-07 | -1.0862e-07 | 3.4e-13 | -6.7678e-08 | 4.9857e-08 | -7.3266e-13 | -1.9843e-07 | -2.0872e-07 | 3.8414e-13 | 9.6644e-08 | 1.0693e-07 | 0 | 0 | 0 | 0 | 0 | 0 | 6.7484e-06 | 1.5588 | 1.5589 | 6.7778e-06 | 1.5588 | 1.5589 | 133.4882 | -150.0003 | 150 | 133.4853 | -150.0003 | 150
Line4_2_6 | 1.6016e-05 | 1.634e-06 | 1.634e-06 | 1.6342e-05 | 1.3079e-06 | 1.3079e-06 | 3.6987e-06 | 3.7735e-07 | 3.7735e-07 | 3.774e-06 | 3.0205e-07 | 3.0205e-07 | 1.3028e-11 | 3.1611e-07 | -2.7156e-07 | -8.9204e-12 | -2.5735e-07 | 2.1279e-07 | 1.3593e-11 | -4.9608e-07 | -5.2181e-07 | -9.2927e-12 | 3.9429e-07 | 4.2002e-07 | 87.2791 | -92.5064 | -92.5064 | -92.6666 | 86.8682 | 86.8682 | 5.0906e-06 | 1.5588 | 1.5589 | 3.4131e-06 | 1.5588 | 1.5589 | 133.494 | -150.0003 | 150 | 133.5046 | -150.0003 | 149.9999
Line5_6_7 | 1.6343e-05 | 1.3072e-06 | 1.3072e-06 | 1.6669e-05 | 0 | 0 | 3.7742e-06 | 3.0188e-07 | 3.0188e-07 | 3.8495e-06 | 0 | 0 | 8.9126e-12 | 2.5289e-07 | -2.1725e-07 | -4.5726e-12 | -1.9412e-07 | 1.5848e-07 | 9.3009e-12 | -3.9687e-07 | -4.1744e-07 | -4.7678e-12 | 2.9508e-07 | 3.1566e-07 | 87.2834 | -92.5064 | -92.5064 | -92.6634 | 0 | 0 | 3.4131e-06 | 1.5588 | 1.5589 | 1.7161e-06 | 1.5588 | 1.5589 | 133.5046 | -150.0003 | 149.9999 | 133.5343 | -150.0003 | 149.9999
Line6_7_8 | 1.6669e-05 | 0 | 0 | 1.6996e-05 | 0 | 0 | 3.8496e-06 | 0 | 0 | 3.925e-06 | 0 | 0 | 4.5687e-12 | 1.8967e-07 | -1.6294e-07 | 6.4021e-15 | -1.309e-07 | 1.0417e-07 | 4.7719e-12 | -2.9765e-07 | -3.1308e-07 | -3.0874e-15 | 1.9586e-07 | 2.1129e-07 | 87.2875 | 0 | 0 | -92.6604 | 0 | 0 | 1.7161e-06 | 1.5588 | 1.5589 | 0 | 1.5588 | 1.5589 | 133.5343 | -150.0003 | 149.9999 | 0 | -150.0003 | 149.9999
Line7_8_9 | 0 | 0 | 0 | 0 | 0 | 0 | 0 | 0 | 0 | 0 | 0 | 0 | 1.2294e-16 | 6.3222e-08 | -5.4312e-08 | -2.4209e-17 | -4.455e-09 | -4.4551e-09 | -5.9696e-17 | -9.9216e-08 | -1.0436e-07 | 1.9179e-17 | -2.5721e-09 | 2.5721e-09 | 0 | 0 | 0 | 0 | 0 | 0 | 0 | 1.5588 | 1.5589 | 0 | 1.5588 | 1.5589 | 0 | -150.0003 | 149.9999 | 0 | -150.0003 | 149.9999
Line8_8_10 | 0 | 0 | 0 | 0 | 0 | 0 | 0 | 0 | 0 | 0 | 0 | 0 | 1.2294e-16 | 6.3222e-08 | -5.4312e-08 | -2.4209e-17 | -4.455e-09 | -4.4551e-09 | -5.9696e-17 | -9.9216e-08 | -1.0436e-07 | 1.9179e-17 | -2.5721e-09 | 2.5721e-09 | 0 | 0 | 0 | 0 | 0 | 0 | 0 | 1.5588 | 1.5589 | 0 | 1.5588 | 1.5589 | 0 | -150.0003 | 149.9999 | 0 | -150.0003 | 149.9999
Line9_3_11 | 2.2876e-06 | 2.2876e-06 | 2.2876e-06 | 1.9615e-06 | 1.9615e-06 | 1.9615e-06 | 5.283e-07 | 5.283e-07 | 5.283e-07 | 4.5298e-07 | 4.5298e-07 | 4.5298e-07 | -2.5308e-12 | 4.4256e-07 | -3.8019e-07 | 2.1934e-12 | -3.8379e-07 | 3.2142e-07 | -2.6202e-12 | -6.9451e-07 | -7.3053e-07 | 2.3043e-12 | 5.9273e-07 | 6.2874e-07 | -92.5064 | -92.5064 | -92.5064 | 87.0766 | 87.0765 | 87.0765 | 6.8955e-06 | 1.5588 | 1.5589 | 7.023e-06 | 1.5588 | 1.5589 | 133.4883 | -150.0003 | 150 | 133.488 | -150.0003 | 150

## LG_min_fault_6
name | pf_ikss_a_from_ka | pf_ikss_b_from_ka | pf_ikss_c_from_ka | pf_ikss_a_to_ka | pf_ikss_b_to_ka | pf_ikss_c_to_ka | pf_skss_a_from_mw | pf_skss_b_from_mw | pf_skss_c_from_mw | pf_skss_a_to_mw | pf_skss_b_to_mw | pf_skss_c_to_mw | pf_p_a_from_mw | pf_p_b_from_mw | pf_p_c_from_mw | pf_p_a_to_mw | pf_p_b_to_mw | pf_p_c_to_mw | pf_q_a_from_mvar | pf_q_b_from_mvar | pf_q_c_from_mvar | pf_q_a_to_mvar | pf_q_b_to_mvar | pf_q_c_to_mvar | pf_ikss_a_from_degree | pf_ikss_b_from_degree | pf_ikss_c_from_degree | pf_ikss_a_to_degree | pf_ikss_b_to_degree | pf_ikss_c_to_degree | pf_vm_a_from_pu | pf_vm_b_from_pu | pf_vm_c_from_pu | pf_vm_a_to_pu | pf_vm_b_to_pu | pf_vm_c_to_pu | pf_va_a_from_degree | pf_va_b_from_degree | pf_va_c_from_degree | pf_va_a_to_degree | pf_va_b_to_degree | pf_va_c_to_degree
Line0_1_2 | 1.6567e-05 | 2.0706e-06 | 2.0706e-06 | 1.6912e-05 | 1.7262e-06 | 1.7262e-06 | 3.8261e-06 | 4.7818e-07 | 4.7818e-07 | 3.9056e-06 | 3.9865e-07 | 3.9865e-07 | 1.5621e-09 | 4.2293e-07 | -3.6312e-07 | -1.5914e-09 | -3.574e-07 | 2.9763e-07 | 1.5642e-09 | -6.6355e-07 | -6.9831e-07 | -1.5903e-09 | 5.5009e-07 | 5.8479e-07 | 87.2492 | -92.5319 | -92.5319 | -92.6953 | 86.9678 | 86.9678 | 0.00057779 | 1.6456 | 1.646 | 0.00057604 | 1.6456 | 1.646 | 132.2882 | -150.0197 | 149.9939 | 132.2846 | -150.0197 | 149.9939
Line10_11_12 | 2.0706e-06 | 2.0706e-06 | 2.0706e-06 | 1.7262e-06 | 1.7262e-06 | 1.7262e-06 | 4.7818e-07 | 4.7818e-07 | 4.7818e-07 | 3.9865e-07 | 3.9865e-07 | 3.9865e-07 | -1.9607e-10 | 4.2293e-07 | -3.6312e-07 | 1.6207e-10 | -3.5741e-07 | 2.9763e-07 | -1.9485e-10 | -6.6355e-07 | -6.9831e-07 | 1.639e-10 | 5.5009e-07 | 5.8479e-07 | -92.5319 | -92.5319 | -92.5319 | 86.9677 | 86.9677 | 86.9677 | 0.00057808 | 1.6456 | 1.646 | 0.0005782 | 1.6456 | 1.646 | 132.2887 | -150.0197 | 149.9939 | 132.289 | -150.0197 | 149.9939
Line11_12_13 | 1.7255e-06 | 1.7255e-06 | 1.7255e-06 | 1.3811e-06 | 1.3811e-06 | 1.3811e-06 | 3.9848e-07 | 3.9848e-07 | 3.9848e-07 | 3.1896e-07 | 3.1896e-07 | 3.1896e-07 | -1.6343e-10 | 3.5244e-07 | -3.026e-07 | 1.294e-10 | -2.8692e-07 | 2.3711e-07 | -1.6241e-10 | -5.5296e-07 | -5.8193e-07 | 1.3144e-10 | 4.395e-07 | 4.6841e-07 | -92.5319 | -92.5319 | -92.5319 | 86.8427 | 86.8427 | 86.8427 | 0.0005782 | 1.6456 | 1.646 | 0.00057829 | 1.6456 | 1.646 | 132.289 | -150.0197 | 149.9939 | 132.2891 | -150.0197 | 149.9939
Line12_13_15 | 1.0353e-06 | 1.0353e-06 | 1.0353e-06 | 0 | 0 | 0 | 2.3909e-07 | 2.3909e-07 | 2.3909e-07 | 0 | 0 | 0 | -9.8071e-11 | 2.1146e-07 | -1.8156e-07 | 6.403e-11 | -1.4594e-07 | 1.1607e-07 | -9.746e-11 | -3.3178e-07 | -3.4916e-07 | 6.647e-11 | 2.1832e-07 | 2.3564e-07 | -92.5319 | -92.5319 | -92.5319 | 0 | 0 | 0 | 0.00057829 | 1.6456 | 1.646 | 0.00057834 | 1.6456 | 1.646 | 132.2891 | -150.0197 | 149.9939 | 132.2892 | -150.0197 | 149.9939
Line13_13_14 | 0 | 0 | 0 | 0 | 0 | 0 | 0 | 0 | 0 | 0 | 0 | 0 | -3.269e-11 | 7.0488e-08 | -6.052e-08 | -1.3567e-12 | -4.9659e-09 | -4.9684e-09 | -3.2487e-11 | -1.1059e-07 | -1.1639e-07 | 1.4902e-12 | -2.8677e-09 | 2.8663e-09 | 0 | 0 | 0 | 0 | 0 | 0 | 0.00057829 | 1.6456 | 1.646 | 0.0005783 | 1.6456 | 1.646 | 132.2891 | -150.0197 | 149.9939 | 132.2891 | -150.0197 | 149.9939
Line14_15_16 | 0 | 0 | 0 | 0 | 0 | 0 | 0 | 0 | 0 | 0 | 0 | 0 | -6.5386e-11 | 1.4098e-07 | -1.2104e-07 | 3.1338e-11 | -7.5454e-08 | 5.5551e-08 | -6.4979e-11 | -2.2118e-07 | -2.3277e-07 | 3.3982e-11 | 1.0772e-07 | 1.1925e-07 | 0 | 0 | 0 | 0 | 0 | 0 | 0.00057834 | 1.6456 | 1.646 | 0.00057837 | 1.6456 | 1.646 | 132.2892 | -150.0197 | 149.9939 | 132.2892 | -150.0197 | 149.9939
Line15_16_17 | 0 | 0 | 0 | 0 | 0 | 0 | 0 | 0 | 0 | 0 | 0 | 0 | -3.2695e-11 | 7.0488e-08 | -6.052e-08 | -1.3569e-12 | -4.9659e-09 | -4.9684e-09 | -3.2491e-11 | -1.1059e-07 | -1.1639e-07 | 1.4904e-12 | -2.8677e-09 | 2.8663e-09 | 0 | 0 | 0 | 0 | 0 | 0 | 0.00057837 | 1.6456 | 1.646 | 0.00057838 | 1.6456 | 1.646 | 132.2892 | -150.0197 | 149.9939 | 132.2892 | -150.0197 | 149.9939
Line16_4_18 | 0 | 0 | 0 | 0 | 0 | 0 | 0 | 0 | 0 | 0 | 0 | 0 | -3.2664e-11 | 7.0488e-08 | -6.052e-08 | -1.3555e-12 | -4.9659e-09 | -4.9684e-09 | -3.246e-11 | -1.1059e-07 | -1.1638e-07 | 1.489e-12 | -2.8677e-09 | 2.8663e-09 | 0 | 0 | 0 | 0 | 0 | 0 | 0.00057782 | 1.6456 | 1.646 | 0.00057783 | 1.6456 | 1.646 | 132.2882 | -150.0197 | 149.9939 | 132.2882 | -150.0197 | 149.9939
Line17_5_19 | 0 | 0 | 0 | 0 | 0 | 0 | 0 | 0 | 0 | 0 | 0 | 0 | -3.2664e-11 | 7.0488e-08 | -6.052e-08 | -1.3555e-12 | -4.9659e-09 | -4.9684e-09 | -3.246e-11 | -1.1059e-07 | -1.1638e-07 | 1.489e-12 | -2.8677e-09 | 2.8663e-09 | 0 | 0 | 0 | 0 | 0 | 0 | 0.00057782 | 1.6456 | 1.646 | 0.00057783 | 1.6456 | 1.646 | 132.2882 | -150.0197 | 149.9939 | 132.2882 | -150.0197 | 149.9939
Line1_1_3 | 2.7607e-06 | 2.7607e-06 | 2.7607e-06 | 2.4164e-06 | 2.4164e-06 | 2.4164e-06 | 6.3757e-07 | 6.3757e-07 | 6.3757e-07 | 5.5803e-07 | 5.5803e-07 | 5.5803e-07 | -2.613e-10 | 5.639e-07 | -4.8416e-07 | 2.2734e-10 | -4.9838e-07 | 4.1867e-07 | -2.5967e-10 | -8.8474e-07 | -9.3108e-07 | 2.2876e-10 | 7.7128e-07 | 8.1756e-07 | -92.5319 | -92.5319 | -92.5319 | 87.1106 | 87.1106 | 87.1106 | 0.00057779 | 1.6456 | 1.646 | 0.00057795 | 1.6456 | 1.646 | 132.2882 | -150.0197 | 149.9939 | 132.2885 | -150.0197 | 149.9939
Line2_1_4 | 0 | 0 | 0 | 0 | 0 | 0 | 0 | 0 | 0 | 0 | 0 | 0 | -6.5326e-11 | 1.4098e-07 | -1.2104e-07 | 3.1309e-11 | -7.5454e-08 | 5.5551e-08 | -6.4916e-11 | -2.2118e-07 | -2.3277e-07 | 3.3949e-11 | 1.0772e-07 | 1.1925e-07 | 0 | 0 | 0 | 0 | 0 | 0 | 0.00057779 | 1.6456 | 1.646 | 0.00057782 | 1.6456 | 1.646 | 132.2882 | -150.0197 | 149.9939 | 132.2882 | -150.0197 | 149.9939
Line3_1_5 | 0 | 0 | 0 | 0 | 0 | 0 | 0 | 0 | 0 | 0 | 0 | 0 | -6.5326e-11 | 1.4098e-07 | -1.2104e-07 | 3.1309e-11 | -7.5454e-08 | 5.5551e-08 | -6.4916e-11 | -2.2118e-07 | -2.3277e-07 | 3.3949e-11 | 1.0772e-07 | 1.1925e-07 | 0 | 0 | 0 | 0 | 0 | 0 | 0.00057779 | 1.6456 | 1.646 | 0.00057782 | 1.6456 | 1.646 | 132.2882 | -150.0197 | 149.9939 | 132.2882 | -150.0197 | 149.9939
Line4_2_6 | 1.6912e-05 | 1.7255e-06 | 1.7255e-06 | 1.7257e-05 | 1.3811e-06 | 1.3811e-06 | 3.9058e-06 | 3.9848e-07 | 3.9848e-07 | 3.9853e-06 | 3.1895e-07 | 3.1895e-07 | 1.59e-09 | 3.5244e-07 | -3.026e-07 | -1.6191e-09 | -2.8692e-07 | 2.3711e-07 | 1.5918e-09 | -5.5296e-07 | -5.8192e-07 | -1.6176e-09 | 4.395e-07 | 4.6841e-07 | 87.2536 | -92.5318 | -92.5318 | -92.692 | 86.8428 | 86.8428 | 0.00057604 | 1.6456 | 1.646 | 0.00057427 | 1.6456 | 1.646 | 132.2846 | -150.0197 | 149.9939 | 132.2811 | -150.0197 | 149.9939
Line5_6_7 | 1.7258e-05 | 1.3804e-06 | 1.3804e-06 | 1.7602e-05 | 1.036e-06 | 1.036e-06 | 3.9855e-06 | 3.1878e-07 | 3.1878e-07 | 4.065e-06 | 2.3927e-07 | 2.3927e-07 | 1.6177e-09 | 2.8195e-07 | -2.4208e-07 | -1.6465e-09 | -2.1643e-07 | 1.7659e-07 | 1.619e-09 | -4.4237e-07 | -4.6554e-07 | -1.6446e-09 | 3.2891e-07 | 3.5202e-07 | 87.2579 | -92.5318 | -92.5318 | -92.6889 | 86.6344 | 86.6344 | 0.00057427 | 1.6456 | 1.646 | 0.00057248 | 1.6456 | 1.646 | 132.2811 | -150.0197 | 149.9939 | 132.2774 | -150.0197 | 149.9939
Line6_7_8 | 1.7603e-05 | 1.0353e-06 | 1.0353e-06 | 1.7947e-05 | 0 | 0 | 4.0652e-06 | 2.3909e-07 | 2.3909e-07 | 4.1447e-06 | 0 | 0 | 1.6452e-09 | 2.1146e-07 | -1.8156e-07 | -1.6737e-09 | -1.4594e-07 | 1.1607e-07 | 1.646e-09 | -3.3178e-07 | -3.4915e-07 | -1.6713e-09 | 2.1832e-07 | 2.3564e-07 | 87.262 | -92.5318 | -92.5318 | -92.6859 | 0 | 0 | 0.00057248 | 1.6456 | 1.646 | 0.00057067 | 1.6456 | 1.646 | 132.2774 | -150.0197 | 149.9939 | 132.2737 | -150.0198 | 149.9939
Line7_8_9 | 0 | 0 | 0 | 0 | 0 | 0 | 0 | 0 | 0 | 0 | 0 | 0 | -3.2268e-11 | 7.0488e-08 | -6.052e-08 | -1.3384e-12 | -4.9659e-09 | -4.9685e-09 | -3.205e-11 | -1.1059e-07 | -1.1638e-07 | 1.4709e-12 | -2.8678e-09 | 2.8663e-09 | 0 | 0 | 0 | 0 | 0 | 0 | 0.00057067 | 1.6456 | 1.646 | 0.00057068 | 1.6456 | 1.646 | 132.2737 | -150.0198 | 149.9939 | 132.2736 | -150.0198 | 149.9939
Line8_8_10 | 0 | 0 | 0 | 0 | 0 | 0 | 0 | 0 | 0 | 0 | 0 | 0 | -3.2268e-11 | 7.0488e-08 | -6.052e-08 | -1.3384e-12 | -4.9659e-09 | -4.9685e-09 | -3.205e-11 | -1.1059e-07 | -1.1638e-07 | 1.4709e-12 | -2.8678e-09 | 2.8663e-09 | 0 | 0 | 0 | 0 | 0 | 0 | 0.00057067 | 1.6456 | 1.646 | 0.00057068 | 1.6456 | 1.646 | 132.2737 | -150.0198 | 149.9939 | 132.2736 | -150.0198 | 149.9939
Line9_3_11 | 2.4157e-06 | 2.4157e-06 | 2.4157e-06 | 2.0713e-06 | 2.0713e-06 | 2.0713e-06 | 5.5787e-07 | 5.5787e-07 | 5.5787e-07 | 4.7834e-07 | 4.7834e-07 | 4.7834e-07 | -2.287e-10 | 4.9342e-07 | -4.2364e-07 | 1.9472e-10 | -4.2789e-07 | 3.5815e-07 | -2.2727e-10 | -7.7414e-07 | -8.1469e-07 | 1.9634e-10 | 6.6068e-07 | 7.0118e-07 | -92.5319 | -92.5319 | -92.5319 | 87.0511 | 87.0511 | 87.0511 | 0.00057795 | 1.6456 | 1.646 | 0.00057808 | 1.6456 | 1.646 | 132.2885 | -150.0197 | 149.9939 | 132.2887 | -150.0197 | 149.9939

## LG_min_fault_10
name | pf_ikss_a_from_ka | pf_ikss_b_from_ka | pf_ikss_c_from_ka | pf_ikss_a_to_ka | pf_ikss_b_to_ka | pf_ikss_c_to_ka | pf_skss_a_from_mw | pf_skss_b_from_mw | pf_skss_c_from_mw | pf_skss_a_to_mw | pf_skss_b_to_mw | pf_skss_c_to_mw | pf_p_a_from_mw | pf_p_b_from_mw | pf_p_c_from_mw | pf_p_a_to_mw | pf_p_b_to_mw | pf_p_c_to_mw | pf_q_a_from_mvar | pf_q_b_from_mvar | pf_q_c_from_mvar | pf_q_a_to_mvar | pf_q_b_to_mvar | pf_q_c_to_mvar | pf_ikss_a_from_degree | pf_ikss_b_from_degree | pf_ikss_c_from_degree | pf_ikss_a_to_degree | pf_ikss_b_to_degree | pf_ikss_c_to_degree | pf_vm_a_from_pu | pf_vm_b_from_pu | pf_vm_c_from_pu | pf_vm_a_to_pu | pf_vm_b_to_pu | pf_vm_c_to_pu | pf_va_a_from_degree | pf_va_b_from_degree | pf_va_c_from_degree | pf_va_a_to_degree | pf_va_b_to_degree | pf_va_c_to_degree
Line0_1_2 | 1.5695e-05 | 1.9616e-06 | 1.9616e-06 | 1.6022e-05 | 1.6353e-06 | 1.6353e-06 | 3.6247e-06 | 4.5301e-07 | 4.5301e-07 | 3.7e-06 | 3.7767e-07 | 3.7767e-07 | 1.402e-09 | 3.7958e-07 | -3.259e-07 | -1.4283e-09 | -3.2077e-07 | 2.6712e-07 | 1.4039e-09 | -5.9554e-07 | -6.2674e-07 | -1.4273e-09 | 4.9371e-07 | 5.2485e-07 | 87.2492 | -92.5319 | -92.5319 | -92.6953 | 86.9678 | 86.9678 | 0.00054738 | 1.559 | 1.5594 | 0.00054572 | 1.559 | 1.5594 | 132.2882 | -150.0197 | 149.9939 | 132.2846 | -150.0197 | 149.9939
Line10_11_12 | 1.9616e-06 | 1.9616e-06 | 1.9616e-06 | 1.6353e-06 | 1.6353e-06 | 1.6353e-06 | 4.5301e-07 | 4.5301e-07 | 4.5301e-07 | 3.7767e-07 | 3.7767e-07 | 3.7767e-07 | -1.7598e-10 | 3.7958e-07 | -3.259e-07 | 1.4546e-10 | -3.2077e-07 | 2.6712e-07 | -1.7488e-10 | -5.9554e-07 | -6.2674e-07 | 1.471e-10 | 4.9371e-07 | 5.2485e-07 | -92.5319 | -92.5319 | -92.5319 | 86.9677 | 86.9677 | 86.9677 | 0.00054766 | 1.559 | 1.5594 | 0.00054776 | 1.559 | 1.5594 | 132.2887 | -150.0197 | 149.9939 | 132.289 | -150.0197 | 149.9939
Line11_12_13 | 1.6347e-06 | 1.6347e-06 | 1.6347e-06 | 1.3084e-06 | 1.3084e-06 | 1.3084e-06 | 3.7751e-07 | 3.7751e-07 | 3.7751e-07 | 3.0217e-07 | 3.0217e-07 | 3.0217e-07 | -1.4668e-10 | 3.1632e-07 | -2.7158e-07 | 1.1614e-10 | -2.5751e-07 | 2.1281e-07 | -1.4576e-10 | -4.9629e-07 | -5.2228e-07 | 1.1797e-10 | 3.9445e-07 | 4.204e-07 | -92.5319 | -92.5319 | -92.5319 | 86.8427 | 86.8427 | 86.8427 | 0.00054776 | 1.559 | 1.5594 | 0.00054785 | 1.559 | 1.5594 | 132.289 | -150.0197 | 149.9939 | 132.2891 | -150.0197 | 149.9939
Line12_13_15 | 0 | 0 | 0 | 0 | 0 | 0 | 0 | 0 | 0 | 0 | 0 | 0 | -8.8019e-11 | 1.8979e-07 | -1.6295e-07 | 5.7467e-11 | -1.3098e-07 | 1.0417e-07 | -8.7471e-11 | -2.9777e-07 | -3.1337e-07 | 5.9657e-11 | 1.9594e-07 | 2.1149e-07 | 0 | 0 | 0 | 0 | 0 | 0 | 0.00054785 | 1.559 | 1.5594 | 0.0005479 | 1.559 | 1.5594 | 132.2891 | -150.0197 | 149.9939 | 132.2892 | -150.0197 | 149.9939
Line13_13_14 | 0 | 0 | 0 | 0 | 0 | 0 | 0 | 0 | 0 | 0 | 0 | 0 | -2.934e-11 | 6.3263e-08 | -5.4317e-08 | -1.2176e-12 | -4.4569e-09 | -4.4592e-09 | -2.9157e-11 | -9.9257e-08 | -1.0446e-07 | 1.3374e-12 | -2.5738e-09 | 2.5725e-09 | 0 | 0 | 0 | 0 | 0 | 0 | 0.00054785 | 1.559 | 1.5594 | 0.00054786 | 1.559 | 1.5594 | 132.2891 | -150.0197 | 149.9939 | 132.2891 | -150.0197 | 149.9939
Line14_15_16 | 0 | 0 | 0 | 0 | 0 | 0 | 0 | 0 | 0 | 0 | 0 | 0 | -5.8685e-11 | 1.2653e-07 | -1.0863e-07 | 2.8126e-11 | -6.772e-08 | 4.9858e-08 | -5.8319e-11 | -1.9851e-07 | -2.0891e-07 | 3.0499e-11 | 9.6683e-08 | 1.0703e-07 | 0 | 0 | 0 | 0 | 0 | 0 | 0.0005479 | 1.559 | 1.5594 | 0.00054793 | 1.559 | 1.5594 | 132.2892 | -150.0197 | 149.9939 | 132.2892 | -150.0197 | 149.9939
Line15_16_17 | 0 | 0 | 0 | 0 | 0 | 0 | 0 | 0 | 0 | 0 | 0 | 0 | -2.9344e-11 | 6.3263e-08 | -5.4317e-08 | -1.2178e-12 | -4.4569e-09 | -4.4592e-09 | -2.9161e-11 | -9.9257e-08 | -1.0446e-07 | 1.3376e-12 | -2.5738e-09 | 2.5725e-09 | 0 | 0 | 0 | 0 | 0 | 0 | 0.00054793 | 1.559 | 1.5594 | 0.00054794 | 1.559 | 1.5594 | 132.2892 | -150.0197 | 149.9939 | 132.2892 | -150.0197 | 149.9939
Line16_4_18 | 0 | 0 | 0 | 0 | 0 | 0 | 0 | 0 | 0 | 0 | 0 | 0 | -2.9317e-11 | 6.3263e-08 | -5.4317e-08 | -1.2166e-12 | -4.4569e-09 | -4.4592e-09 | -2.9133e-11 | -9.9257e-08 | -1.0446e-07 | 1.3364e-12 | -2.5738e-09 | 2.5725e-09 | 0 | 0 | 0 | 0 | 0 | 0 | 0.00054741 | 1.559 | 1.5594 | 0.00054742 | 1.559 | 1.5594 | 132.2882 | -150.0197 | 149.9939 | 132.2882 | -150.0197 | 149.9939
Line17_5_19 | 0 | 0 | 0 | 0 | 0 | 0 | 0 | 0 | 0 | 0 | 0 | 0 | -2.9317e-11 | 6.3263e-08 | -5.4317e-08 | -1.2166e-12 | -4.4569e-09 | -4.4592e-09 | -2.9133e-11 | -9.9257e-08 | -1.0446e-07 | 1.3364e-12 | -2.5738e-09 | 2.5725e-09 | 0 | 0 | 0 | 0 | 0 | 0 | 0.00054741 | 1.559 | 1.5594 | 0.00054742 | 1.559 | 1.5594 | 132.2882 | -150.0197 | 149.9939 | 132.2882 | -150.0197 | 149.9939
Line1_1_3 | 2.6154e-06 | 2.6154e-06 | 2.6154e-06 | 2.2892e-06 | 2.2892e-06 | 2.2892e-06 | 6.0401e-07 | 6.0401e-07 | 6.0401e-07 | 5.2866e-07 | 5.2866e-07 | 5.2866e-07 | -2.3452e-10 | 5.0611e-07 | -4.3453e-07 | 2.0404e-10 | -4.473e-07 | 3.7576e-07 | -2.3305e-10 | -7.9406e-07 | -8.3565e-07 | 2.0531e-10 | 6.9223e-07 | 7.3377e-07 | -92.5319 | -92.5319 | -92.5319 | 87.1106 | 87.1106 | 87.1106 | 0.00054738 | 1.559 | 1.5594 | 0.00054753 | 1.559 | 1.5594 | 132.2882 | -150.0197 | 149.9939 | 132.2885 | -150.0197 | 149.9939
Line2_1_4 | 0 | 0 | 0 | 0 | 0 | 0 | 0 | 0 | 0 | 0 | 0 | 0 | -5.863e-11 | 1.2653e-07 | -1.0863e-07 | 2.81e-11 | -6.772e-08 | 4.9858e-08 | -5.8263e-11 | -1.9851e-07 | -2.0891e-07 | 3.0469e-11 | 9.6683e-08 | 1.0703e-07 | 0 | 0 | 0 | 0 | 0 | 0 | 0.00054738 | 1.559 | 1.5594 | 0.00054741 | 1.559 | 1.5594 | 132.2882 | -150.0197 | 149.9939 | 132.2882 | -150.0197 | 149.9939
Line3_1_5 | 0 | 0 | 0 | 0 | 0 | 0 | 0 | 0 | 0 | 0 | 0 | 0 | -5.863e-11 | 1.2653e-07 | -1.0863e-07 | 2.81e-11 | -6.772e-08 | 4.9858e-08 | -5.8263e-11 | -1.9851e-07 | -2.0891e-07 | 3.0469e-11 | 9.6683e-08 | 1.0703e-07 | 0 | 0 | 0 | 0 | 0 | 0 | 0.00054738 | 1.559 | 1.5594 | 0.00054741 | 1.559 | 1.5594 | 132.2882 | -150.0197 | 149.9939 | 132.2882 | -150.0197 | 149.9939
Line4_2_6 | 1.6022e-05 | 1.6347e-06 | 1.6347e-06 | 1.6349e-05 | 1.3084e-06 | 1.3084e-06 | 3.7002e-06 | 3.7751e-07 | 3.7751e-07 | 3.7755e-06 | 3.0217e-07 | 3.0217e-07 | 1.4271e-09 | 3.1632e-07 | -2.7158e-07 | -1.4531e-09 | -2.5751e-07 | 2.1281e-07 | 1.4286e-09 | -4.9629e-07 | -5.2228e-07 | -1.4518e-09 | 3.9445e-07 | 4.204e-07 | 87.2536 | -92.5318 | -92.5318 | -92.692 | 86.8428 | 86.8428 | 0.00054572 | 1.559 | 1.5594 | 0.00054405 | 1.559 | 1.5594 | 132.2846 | -150.0197 | 149.9939 | 132.2811 | -150.0197 | 149.9939
Line5_6_7 | 1.6349e-05 | 1.3077e-06 | 1.3077e-06 | 1.6676e-05 | 0 | 0 | 3.7757e-06 | 3.0201e-07 | 3.0201e-07 | 3.851e-06 | 0 | 0 | 1.4519e-09 | 2.5305e-07 | -2.1727e-07 | -1.4777e-09 | -1.9425e-07 | 1.5849e-07 | 1.4531e-09 | -3.9703e-07 | -4.1782e-07 | -1.476e-09 | 2.952e-07 | 3.1594e-07 | 87.2579 | -92.5318 | -92.5318 | -92.6889 | 0 | 0 | 0.00054405 | 1.559 | 1.5594 | 0.00054235 | 1.559 | 1.5594 | 132.2811 | -150.0197 | 149.9939 | 132.2774 | -150.0197 | 149.9939
Line6_7_8 | 1.6676e-05 | 0 | 0 | 1.7002e-05 | 0 | 0 | 3.8512e-06 | 0 | 0 | 3.9265e-06 | 0 | 0 | 1.4765e-09 | 1.8979e-07 | -1.6295e-07 | -1.5021e-09 | -1.3098e-07 | 1.0417e-07 | 1.4773e-09 | -2.9777e-07 | -3.1337e-07 | -1.5e-09 | 1.9594e-07 | 2.1148e-07 | 87.262 | 0 | 0 | -92.6859 | 0 | 0 | 0.00054235 | 1.559 | 1.5594 | 0.00054063 | 1.559 | 1.5594 | 132.2774 | -150.0197 | 149.9939 | 132.2737 | -150.0198 | 149.9939
Line7_8_9 | 0 | 0 | 0 | 0 | 0 | 0 | 0 | 0 | 0 | 0 | 0 | 0 | -2.8961e-11 | 6.3263e-08 | -5.4317e-08 | -1.2012e-12 | -4.4569e-09 | -4.4592e-09 | -2.8765e-11 | -9.9257e-08 | -1.0446e-07 | 1.3201e-12 | -2.5738e-09 | 2.5725e-09 | 0 | 0 | 0 | 0 | 0 | 0 | 0.00054063 | 1.559 | 1.5594 | 0.00054064 | 1.559 | 1.5594 | 132.2737 | -150.0198 | 149.9939 | 132.2736 | -150.0198 | 149.9939
Line8_8_10 | 0 | 0 | 0 | 0 | 0 | 0 | 0 | 0 | 0 | 0 | 0 | 0 | -2.8961e-11 | 6.3263e-08 | -5.4317e-08 | -1.2012e-12 | -4.4569e-09 | -4.4592e-09 | -2.8765e-11 | -9.9257e-08 | -1.0446e-07 | 1.3201e-12 | -2.5738e-09 | 2.5725e-09 | 0 | 0 | 0 | 0 | 0 | 0 | 0.00054063 | 1.559 | 1.5594 | 0.00054064 | 1.559 | 1.5594 | 132.2737 | -150.0198 | 149.9939 | 132.2736 | -150.0198 | 149.9939
Line9_3_11 | 2.2885e-06 | 2.2885e-06 | 2.2885e-06 | 1.9623e-06 | 1.9623e-06 | 1.9623e-06 | 5.2851e-07 | 5.2851e-07 | 5.2851e-07 | 4.5316e-07 | 4.5316e-07 | 4.5316e-07 | -2.0526e-10 | 4.4284e-07 | -3.8022e-07 | 1.7476e-10 | -3.8404e-07 | 3.2144e-07 | -2.0398e-10 | -6.948e-07 | -7.3119e-07 | 1.7622e-10 | 5.9297e-07 | 6.2931e-07 | -92.5319 | -92.5319 | -92.5319 | 87.0511 | 87.0511 | 87.0511 | 0.00054753 | 1.559 | 1.5594 | 0.00054766 | 1.559 | 1.5594 | 132.2885 | -150.0197 | 149.9939 | 132.2887 | -150.0197 | 149.9939

## LLG_max_6
name | pf_ikss_a_from_ka | pf_ikss_b_from_ka | pf_ikss_c_from_ka | pf_ikss_a_to_ka | pf_ikss_b_to_ka | pf_ikss_c_to_ka | pf_skss_a_from_mw | pf_skss_b_from_mw | pf_skss_c_from_mw | pf_skss_a_to_mw | pf_skss_b_to_mw | pf_skss_c_to_mw | pf_p_a_from_mw | pf_p_b_from_mw | pf_p_c_from_mw | pf_p_a_to_mw | pf_p_b_to_mw | pf_p_c_to_mw | pf_q_a_from_mvar | pf_q_b_from_mvar | pf_q_c_from_mvar | pf_q_a_to_mvar | pf_q_b_to_mvar | pf_q_c_to_mvar | pf_ikss_a_from_degree | pf_ikss_b_from_degree | pf_ikss_c_from_degree | pf_ikss_a_to_degree | pf_ikss_b_to_degree | pf_ikss_c_to_degree | pf_vm_a_from_pu | pf_vm_b_from_pu | pf_vm_c_from_pu | pf_vm_a_to_pu | pf_vm_b_to_pu | pf_vm_c_to_pu | pf_va_a_from_degree | pf_va_b_from_degree | pf_va_c_from_degree | pf_va_a_to_degree | pf_va_b_to_degree | pf_va_c_to_degree
Line0_1_2 | 1.1438e-06 | 1.885 | 1.885 | 0 | 1.885 | 1.885 | 2.6415e-07 | 0.43533 | 0.43533 | 0 | 0.43533 | 0.43533 | 1.8192e-08 | 0.14214 | 0.14214 | -1.8191e-08 | -0.1066 | -0.1066 | -4.1563e-07 | 0.28427 | 0.28427 | 3.4636e-07 | -0.2132 | -0.2132 | 87.4938 | -157.8828 | 22.117 | 0 | 22.1172 | -157.883 | 1.575 | 0.73008 | 0.73007 | 1.575 | 0.54756 | 0.54756 | -2.3535e-05 | -94.4478 | 85.552 | -2.7394e-05 | -94.4478 | 85.552
Line10_11_12 | 1.1438e-06 | 1.1608e-06 | 1.1268e-06 | 0 | 0 | 0 | 2.6415e-07 | 2.6808e-07 | 2.6022e-07 | 0 | 0 | 0 | 1.8192e-08 | -1.9557e-07 | 1.899e-07 | -1.8192e-08 | 1.6356e-07 | -1.5789e-07 | -4.1563e-07 | 7.6667e-09 | -5.4019e-09 | 3.4636e-07 | -5.1765e-09 | 2.9117e-09 | 87.4938 | 87.7971 | 87.1814 | 0 | 0 | 0 | 1.575 | 0.73008 | 0.73007 | 1.575 | 0.73008 | 0.73007 | -2.5832e-05 | -94.4478 | 85.552 | -2.6736e-05 | -94.4478 | 85.552
Line11_12_13 | 0 | 0 | 0 | 0 | 0 | 0 | 0 | 0 | 0 | 0 | 0 | 0 | 1.516e-08 | -1.6298e-07 | 1.5825e-07 | -1.516e-08 | 1.3096e-07 | -1.2624e-07 | -3.4636e-07 | 6.3889e-09 | -4.5016e-09 | 2.7709e-07 | -3.8987e-09 | 2.0113e-09 | 0 | 0 | 0 | 0 | 0 | 0 | 1.575 | 0.73008 | 0.73007 | 1.575 | 0.73008 | 0.73007 | -2.6736e-05 | -94.4478 | 85.552 | -2.7477e-05 | -94.4478 | 85.552
Line12_13_15 | 0 | 0 | 0 | 0 | 0 | 0 | 0 | 0 | 0 | 0 | 0 | 0 | 9.0959e-09 | -9.7786e-08 | 9.4951e-08 | -9.0958e-09 | 6.5772e-08 | -6.2937e-08 | -2.0782e-07 | 3.8333e-09 | -2.701e-09 | 1.3854e-07 | -1.3432e-09 | 2.107e-10 | 0 | 0 | 0 | 0 | 0 | 0 | 1.575 | 0.73008 | 0.73007 | 1.575 | 0.73008 | 0.73007 | -2.7477e-05 | -94.4478 | 85.552 | -2.7891e-05 | -94.4478 | 85.552
Line13_13_14 | 0 | 0 | 0 | 0 | 0 | 0 | 0 | 0 | 0 | 0 | 0 | 0 | 3.0319e-09 | -3.2595e-08 | 3.165e-08 | -3.0319e-09 | 5.815e-10 | 3.6352e-10 | -6.9272e-08 | 1.2778e-09 | -9.0032e-10 | -1.922e-15 | 1.2124e-09 | -1.5899e-09 | 0 | 0 | 0 | 0 | 0 | 0 | 1.575 | 0.73008 | 0.73007 | 1.575 | 0.73008 | 0.73007 | -2.7477e-05 | -94.4478 | 85.552 | -2.7565e-05 | -94.4478 | 85.552
Line14_15_16 | 0 | 0 | 0 | 0 | 0 | 0 | 0 | 0 | 0 | 0 | 0 | 0 | 6.0639e-09 | -6.5191e-08 | 6.33e-08 | -6.0638e-09 | 3.3177e-08 | -3.1287e-08 | -1.3854e-07 | 2.5555e-09 | -1.8006e-09 | 6.9272e-08 | -6.5384e-11 | -6.8962e-10 | 0 | 0 | 0 | 0 | 0 | 0 | 1.575 | 0.73008 | 0.73007 | 1.575 | 0.73008 | 0.73007 | -2.7891e-05 | -94.4478 | 85.552 | -2.8142e-05 | -94.4478 | 85.552
Line15_16_17 | 0 | 0 | 0 | 0 | 0 | 0 | 0 | 0 | 0 | 0 | 0 | 0 | 3.0319e-09 | -3.2595e-08 | 3.165e-08 | -3.0319e-09 | 5.815e-10 | 3.6352e-10 | -6.9272e-08 | 1.2778e-09 | -9.0032e-10 | -1.6536e-15 | 1.2124e-09 | -1.5899e-09 | 0 | 0 | 0 | 0 | 0 | 0 | 1.575 | 0.73008 | 0.73007 | 1.575 | 0.73008 | 0.73007 | -2.8142e-05 | -94.4478 | 85.552 | -2.823e-05 | -94.4478 | 85.552
Line16_4_18 | 0 | 0 | 0 | 0 | 0 | 0 | 0 | 0 | 0 | 0 | 0 | 0 | 3.0319e-09 | -3.2595e-08 | 3.165e-08 | -3.0319e-09 | 5.815e-10 | 3.6352e-10 | -6.9272e-08 | 1.2778e-09 | -9.0032e-10 | -2.1173e-15 | 1.2124e-09 | -1.5899e-09 | 0 | 0 | 0 | 0 | 0 | 0 | 1.575 | 0.73008 | 0.73007 | 1.575 | 0.73008 | 0.73007 | -2.3787e-05 | -94.4478 | 85.552 | -2.3875e-05 | -94.4478 | 85.552
Line17_5_19 | 0 | 0 | 0 | 0 | 0 | 0 | 0 | 0 | 0 | 0 | 0 | 0 | 3.0319e-09 | -3.2595e-08 | 3.165e-08 | -3.0319e-09 | 5.815e-10 | 3.6352e-10 | -6.9272e-08 | 1.2778e-09 | -9.0032e-10 | -2.1173e-15 | 1.2124e-09 | -1.5899e-09 | 0 | 0 | 0 | 0 | 0 | 0 | 1.575 | 0.73008 | 0.73007 | 1.575 | 0.73008 | 0.73007 | -2.3787e-05 | -94.4478 | 85.552 | -2.3875e-05 | -94.4478 | 85.552
Line1_1_3 | 1.5251e-06 | 1.5478e-06 | 1.5024e-06 | 1.3348e-06 | 1.3575e-06 | 1.3122e-06 | 3.522e-07 | 3.5745e-07 | 3.4696e-07 | 3.0826e-07 | 3.135e-07 | 3.0304e-07 | 2.4256e-08 | -2.6076e-07 | 2.532e-07 | -2.4256e-08 | 2.2875e-07 | -2.2119e-07 | -5.5418e-07 | 1.0222e-08 | -7.2025e-09 | 4.8491e-07 | -7.7321e-09 | 4.7123e-09 | 87.4938 | 87.7971 | 87.1814 | -92.8636 | -92.5119 | -93.2275 | 1.575 | 0.73008 | 0.73007 | 1.575 | 0.73008 | 0.73007 | -2.3535e-05 | -94.4478 | 85.552 | -2.4765e-05 | -94.4478 | 85.552
Line2_1_4 | 0 | 0 | 0 | 0 | 0 | 0 | 0 | 0 | 0 | 0 | 0 | 0 | 6.0639e-09 | -6.5191e-08 | 6.33e-08 | -6.0638e-09 | 3.3177e-08 | -3.1287e-08 | -1.3854e-07 | 2.5556e-09 | -1.8006e-09 | 6.9272e-08 | -6.5402e-11 | -6.8962e-10 | 0 | 0 | 0 | 0 | 0 | 0 | 1.575 | 0.73008 | 0.73007 | 1.575 | 0.73008 | 0.73007 | -2.3535e-05 | -94.4478 | 85.552 | -2.3787e-05 | -94.4478 | 85.552
Line3_1_5 | 0 | 0 | 0 | 0 | 0 | 0 | 0 | 0 | 0 | 0 | 0 | 0 | 6.0639e-09 | -6.5191e-08 | 6.33e-08 | -6.0638e-09 | 3.3177e-08 | -3.1287e-08 | -1.3854e-07 | 2.5556e-09 | -1.8006e-09 | 6.9272e-08 | -6.5402e-11 | -6.8962e-10 | 0 | 0 | 0 | 0 | 0 | 0 | 1.575 | 0.73008 | 0.73007 | 1.575 | 0.73008 | 0.73007 | -2.3535e-05 | -94.4478 | 85.552 | -2.3787e-05 | -94.4478 | 85.552
Line4_2_6 | 0 | 1.885 | 1.885 | 0 | 1.885 | 1.885 | 0 | 0.43533 | 0.43533 | 0 | 0.43533 | 0.43533 | 1.516e-08 | 0.1066 | 0.1066 | -1.516e-08 | -0.071068 | -0.071068 | -3.4636e-07 | 0.2132 | 0.2132 | 2.7709e-07 | -0.14214 | -0.14214 | 0 | -157.8828 | 22.117 | 0 | 22.1173 | -157.883 | 1.575 | 0.54756 | 0.54756 | 1.575 | 0.36504 | 0.36504 | -2.7394e-05 | -94.4478 | 85.552 | -3.1089e-05 | -94.4478 | 85.552
Line5_6_7 | 0 | 1.885 | 1.885 | 0 | 1.885 | 1.885 | 0 | 0.43533 | 0.43533 | 0 | 0.43533 | 0.43533 | 1.2128e-08 | 0.071068 | 0.071068 | -1.2128e-08 | -0.035534 | -0.035534 | -2.7709e-07 | 0.14214 | 0.14214 | 2.0782e-07 | -0.071068 | -0.071068 | 0 | -157.8827 | 22.117 | 0 | 22.1173 | -157.883 | 1.575 | 0.36504 | 0.36504 | 1.575 | 0.18252 | 0.18252 | -3.1089e-05 | -94.4478 | 85.552 | -3.4621e-05 | -94.4478 | 85.552
Line6_7_8 | 0 | 1.885 | 1.885 | 0 | 1.885 | 1.885 | 0 | 0.43533 | 0.43533 | 0 | 0.43533 | 0.43533 | 9.0957e-09 | 0.035534 | 0.035534 | -9.0957e-09 | -2.0359e-10 | 2.0386e-10 | -2.0782e-07 | 0.071068 | 0.071068 | 1.3854e-07 | -8.5871e-10 | 8.5784e-10 | 0 | -157.8827 | 22.117 | 0 | 22.1173 | -157.883 | 1.575 | 0.18252 | 0.18252 | 1.575 | 0 | 0 | -3.4621e-05 | -94.4478 | 85.552 | -3.7991e-05 | 0 | 0
Line7_8_9 | 0 | 0 | 0 | 0 | 0 | 0 | 0 | 0 | 0 | 0 | 0 | 0 | 3.0319e-09 | -9.4201e-17 | -8.0779e-17 | -3.0319e-09 | 6.2493e-18 | -1.8444e-17 | -6.9272e-08 | -1.8497e-17 | -1.6376e-17 | -3.8137e-15 | 2.807e-17 | -2.691e-18 | 0 | 0 | 0 | 0 | 0 | 0 | 1.575 | 0 | 0 | 1.575 | 0 | 0 | -3.7991e-05 | 0 | 0 | -3.8079e-05 | 0 | 0
Line8_8_10 | 0 | 0 | 0 | 0 | 0 | 0 | 0 | 0 | 0 | 0 | 0 | 0 | 3.0319e-09 | -9.4201e-17 | -8.0779e-17 | -3.0319e-09 | 6.2493e-18 | -1.8444e-17 | -6.9272e-08 | -1.8497e-17 | -1.6376e-17 | -3.8137e-15 | 2.807e-17 | -2.691e-18 | 0 | 0 | 0 | 0 | 0 | 0 | 1.575 | 0 | 0 | 1.575 | 0 | 0 | -3.7991e-05 | 0 | 0 | -3.8079e-05 | 0 | 0
Line9_3_11 | 1.3344e-06 | 1.3543e-06 | 1.3146e-06 | 1.1442e-06 | 1.164e-06 | 1.1244e-06 | 3.0817e-07 | 3.1277e-07 | 3.0359e-07 | 2.6424e-07 | 2.6882e-07 | 2.5967e-07 | 2.1224e-08 | -2.2817e-07 | 2.2155e-07 | -2.1224e-08 | 1.9615e-07 | -1.8954e-07 | -4.8491e-07 | 8.9445e-09 | -6.3022e-09 | 4.1563e-07 | -6.4543e-09 | 3.812e-09 | 87.4938 | 87.7971 | 87.1814 | -92.9232 | -92.5632 | -93.2958 | 1.575 | 0.73008 | 0.73007 | 1.575 | 0.73008 | 0.73007 | -2.4765e-05 | -94.4478 | 85.552 | -2.5832e-05 | -94.4478 | 85.552

## LLG_max_10
name | pf_ikss_a_from_ka | pf_ikss_b_from_ka | pf_ikss_c_from_ka | pf_ikss_a_to_ka | pf_ikss_b_to_ka | pf_ikss_c_to_ka | pf_skss_a_from_mw | pf_skss_b_from_mw | pf_skss_c_from_mw | pf_skss_a_to_mw | pf_skss_b_to_mw | pf_skss_c_to_mw | pf_p_a_from_mw | pf_p_b_from_mw | pf_p_c_from_mw | pf_p_a_to_mw | pf_p_b_to_mw | pf_p_c_to_mw | pf_q_a_from_mvar | pf_q_b_from_mvar | pf_q_c_from_mvar | pf_q_a_to_mvar | pf_q_b_to_mvar | pf_q_c_to_mvar | pf_ikss_a_from_degree | pf_ikss_b_from_degree | pf_ikss_c_from_degree | pf_ikss_a_to_degree | pf_ikss_b_to_degree | pf_ikss_c_to_degree | pf_vm_a_from_pu | pf_vm_b_from_pu | pf_vm_c_from_pu | pf_vm_a_to_pu | pf_vm_b_to_pu | pf_vm_c_to_pu | pf_va_a_from_degree | pf_va_b_from_degree | pf_va_c_from_degree | pf_va_a_to_degree | pf_va_b_to_degree | pf_va_c_to_degree
Line0_1_2 | 1.1983e-06 | 1.9564 | 1.9564 | 0 | 1.9564 | 1.9564 | 2.7673e-07 | 0.4518 | 0.4518 | 0 | 0.4518 | 0.4518 | 1.9965e-08 | 0.15309 | 0.15309 | -1.9965e-08 | -0.11482 | -0.11482 | -4.5616e-07 | 0.30619 | 0.30619 | 3.8013e-07 | -0.22964 | -0.22964 | 87.4938 | -158.0498 | 21.9499 | 0 | 21.9502 | -158.0501 | 1.65 | 0.75769 | 0.75769 | 1.65 | 0.56827 | 0.56827 | -2.3632e-05 | -94.6149 | 85.3849 | -2.7491e-05 | -94.6149 | 85.3849
Line10_11_12 | 1.1983e-06 | 1.2168e-06 | 1.1797e-06 | 0 | 1.0175e-06 | 0 | 2.7673e-07 | 2.8101e-07 | 2.7245e-07 | 0 | 2.3497e-07 | 0 | 1.9965e-08 | -2.1273e-07 | 2.0633e-07 | -1.9965e-08 | 1.7793e-07 | -1.7153e-07 | -4.5616e-07 | 8.9928e-09 | -6.4381e-09 | 3.8013e-07 | -6.1839e-09 | 3.6291e-09 | 87.4938 | 87.8057 | 87.1721 | 0 | -92.6244 | 0 | 1.65 | 0.75769 | 0.75769 | 1.65 | 0.75769 | 0.75769 | -2.5929e-05 | -94.6149 | 85.3849 | -2.6833e-05 | -94.6149 | 85.3849
Line11_12_13 | 0 | 1.014e-06 | 0 | 0 | 0 | 0 | 0 | 2.3417e-07 | 0 | 0 | 0 | 0 | 1.6638e-08 | -1.7727e-07 | 1.7194e-07 | -1.6638e-08 | 1.4248e-07 | -1.3715e-07 | -3.8013e-07 | 7.494e-09 | -5.3651e-09 | 3.0411e-07 | -4.6851e-09 | 2.5561e-09 | 0 | 87.8057 | 0 | 0 | 0 | 0 | 1.65 | 0.75769 | 0.75769 | 1.65 | 0.75769 | 0.75769 | -2.6833e-05 | -94.6149 | 85.3849 | -2.7574e-05 | -94.6149 | 85.3849
Line12_13_15 | 0 | 0 | 0 | 0 | 0 | 0 | 0 | 0 | 0 | 0 | 0 | 0 | 9.9828e-09 | -1.0636e-07 | 1.0317e-07 | -9.9827e-09 | 7.1566e-08 | -6.8368e-08 | -2.2808e-07 | 4.4964e-09 | -3.2191e-09 | 1.5205e-07 | -1.6875e-09 | 4.1005e-10 | 0 | 0 | 0 | 0 | 0 | 0 | 1.65 | 0.75769 | 0.75769 | 1.65 | 0.75769 | 0.75769 | -2.7574e-05 | -94.6149 | 85.3849 | -2.7988e-05 | -94.6149 | 85.3849
Line13_13_14 | 0 | 0 | 0 | 0 | 0 | 0 | 0 | 0 | 0 | 0 | 0 | 0 | 3.3276e-09 | -3.5455e-08 | 3.4389e-08 | -3.3275e-09 | 6.5593e-10 | 4.1004e-10 | -7.6027e-08 | 1.4988e-09 | -1.073e-09 | -2.4236e-15 | 1.3101e-09 | -1.736e-09 | 0 | 0 | 0 | 0 | 0 | 0 | 1.65 | 0.75769 | 0.75769 | 1.65 | 0.75769 | 0.75769 | -2.7574e-05 | -94.6149 | 85.3849 | -2.7662e-05 | -94.6149 | 85.3849
Line14_15_16 | 0 | 0 | 0 | 0 | 0 | 0 | 0 | 0 | 0 | 0 | 0 | 0 | 6.6552e-09 | -7.091e-08 | 6.8778e-08 | -6.6551e-09 | 3.6111e-08 | -3.3979e-08 | -1.5205e-07 | 2.9976e-09 | -2.1461e-09 | 7.6027e-08 | -1.8867e-10 | -6.6298e-10 | 0 | 0 | 0 | 0 | 0 | 0 | 1.65 | 0.75769 | 0.75769 | 1.65 | 0.75769 | 0.75769 | -2.7988e-05 | -94.6149 | 85.3849 | -2.8239e-05 | -94.6149 | 85.3849
Line15_16_17 | 0 | 0 | 0 | 0 | 0 | 0 | 0 | 0 | 0 | 0 | 0 | 0 | 3.3276e-09 | -3.5455e-08 | 3.4389e-08 | -3.3275e-09 | 6.5593e-10 | 4.1004e-10 | -7.6027e-08 | 1.4988e-09 | -1.073e-09 | -2.0186e-15 | 1.3101e-09 | -1.736e-09 | 0 | 0 | 0 | 0 | 0 | 0 | 1.65 | 0.75769 | 0.75769 | 1.65 | 0.75769 | 0.75769 | -2.8239e-05 | -94.6149 | 85.3849 | -2.8328e-05 | -94.6149 | 85.3849
Line16_4_18 | 0 | 0 | 0 | 0 | 0 | 0 | 0 | 0 | 0 | 0 | 0 | 0 | 3.3276e-09 | -3.5455e-08 | 3.4389e-08 | -3.3275e-09 | 6.5593e-10 | 4.1005e-10 | -7.6027e-08 | 1.4988e-09 | -1.073e-09 | -2.5158e-15 | 1.3101e-09 | -1.736e-09 | 0 | 0 | 0 | 0 | 0 | 0 | 1.65 | 0.75769 | 0.75769 | 1.65 | 0.75769 | 0.75769 | -2.3884e-05 | -94.6149 | 85.3849 | -2.3972e-05 | -94.6149 | 85.3849
Line17_5_19 | 0 | 0 | 0 | 0 | 0 | 0 | 0 | 0 | 0 | 0 | 0 | 0 | 3.3276e-09 | -3.5455e-08 | 3.4389e-08 | -3.3275e-09 | 6.5593e-10 | 4.1005e-10 | -7.6027e-08 | 1.4988e-09 | -1.073e-09 | -2.5158e-15 | 1.3101e-09 | -1.736e-09 | 0 | 0 | 0 | 0 | 0 | 0 | 1.65 | 0.75769 | 0.75769 | 1.65 | 0.75769 | 0.75769 | -2.3884e-05 | -94.6149 | 85.3849 | -2.3972e-05 | -94.6149 | 85.3849
Line1_1_3 | 1.5977e-06 | 1.6224e-06 | 1.573e-06 | 1.3984e-06 | 1.4231e-06 | 1.3738e-06 | 3.6897e-07 | 3.7468e-07 | 3.6327e-07 | 3.2294e-07 | 3.2864e-07 | 3.1725e-07 | 2.6621e-08 | -2.8364e-07 | 2.7511e-07 | -2.6621e-08 | 2.4884e-07 | -2.4031e-07 | -6.0821e-07 | 1.199e-08 | -8.5842e-09 | 5.3219e-07 | -9.1815e-09 | 5.7751e-09 | 87.4938 | 87.8057 | 87.1721 | -92.8636 | -92.5018 | -93.2384 | 1.65 | 0.75769 | 0.75769 | 1.65 | 0.75769 | 0.75769 | -2.3632e-05 | -94.6149 | 85.3849 | -2.4862e-05 | -94.6149 | 85.3849
Line2_1_4 | 0 | 0 | 0 | 0 | 0 | 0 | 0 | 0 | 0 | 0 | 0 | 0 | 6.6551e-09 | -7.091e-08 | 6.8778e-08 | -6.6551e-09 | 3.6111e-08 | -3.3979e-08 | -1.5205e-07 | 2.9976e-09 | -2.1461e-09 | 7.6027e-08 | -1.8869e-10 | -6.6298e-10 | 0 | 0 | 0 | 0 | 0 | 0 | 1.65 | 0.75769 | 0.75769 | 1.65 | 0.75769 | 0.75769 | -2.3632e-05 | -94.6149 | 85.3849 | -2.3884e-05 | -94.6149 | 85.3849
Line3_1_5 | 0 | 0 | 0 | 0 | 0 | 0 | 0 | 0 | 0 | 0 | 0 | 0 | 6.6551e-09 | -7.091e-08 | 6.8778e-08 | -6.6551e-09 | 3.6111e-08 | -3.3979e-08 | -1.5205e-07 | 2.9976e-09 | -2.1461e-09 | 7.6027e-08 | -1.8869e-10 | -6.6298e-10 | 0 | 0 | 0 | 0 | 0 | 0 | 1.65 | 0.75769 | 0.75769 | 1.65 | 0.75769 | 0.75769 | -2.3632e-05 | -94.6149 | 85.3849 | -2.3884e-05 | -94.6149 | 85.3849
Line4_2_6 | 0 | 1.9564 | 1.9564 | 0 | 1.9564 | 1.9564 | 0 | 0.4518 | 0.4518 | 0 | 0.4518 | 0.4518 | 1.6638e-08 | 0.11482 | 0.11482 | -1.6638e-08 | -0.076547 | -0.076546 | -3.8013e-07 | 0.22964 | 0.22964 | 3.0411e-07 | -0.15309 | -0.15309 | 0 | -158.0498 | 21.9499 | 0 | 21.9502 | -158.0501 | 1.65 | 0.56827 | 0.56827 | 1.65 | 0.37885 | 0.37885 | -2.7491e-05 | -94.6149 | 85.3849 | -3.1186e-05 | -94.6149 | 85.3849
Line5_6_7 | 0 | 1.9564 | 1.9564 | 0 | 1.9564 | 1.9564 | 0 | 0.4518 | 0.4518 | 0 | 0.4518 | 0.4518 | 1.331e-08 | 0.076547 | 0.076546 | -1.331e-08 | -0.038273 | -0.038273 | -3.0411e-07 | 0.15309 | 0.15309 | 2.2808e-07 | -0.076546 | -0.076546 | 0 | -158.0498 | 21.9499 | 0 | 21.9502 | -158.0501 | 1.65 | 0.37885 | 0.37885 | 1.65 | 0.18942 | 0.18942 | -3.1186e-05 | -94.6149 | 85.3849 | -3.4719e-05 | -94.6149 | 85.3849
Line6_7_8 | 0 | 1.9564 | 1.9564 | 0 | 1.9564 | 1.9564 | 0 | 0.4518 | 0.4518 | 0 | 0.4518 | 0.4518 | 9.9826e-09 | 0.038273 | 0.038273 | -9.9826e-09 | -8.2227e-10 | 8.2225e-10 | -2.2808e-07 | 0.076546 | 0.076546 | 1.5205e-07 | -4.2275e-10 | 4.2259e-10 | 0 | -158.0498 | 21.9499 | 0 | 21.9502 | -158.0501 | 1.65 | 0.18942 | 0.18942 | 1.65 | 0 | 0 | -3.4719e-05 | -94.6149 | 85.3849 | -3.8088e-05 | 0 | 0
Line7_8_9 | 0 | 0 | 0 | 0 | 0 | 0 | 0 | 0 | 0 | 0 | 0 | 0 | 3.3275e-09 | -7.9442e-17 | -6.8611e-17 | -3.3275e-09 | 8.2877e-18 | -1.4973e-17 | -7.6027e-08 | 6.3216e-17 | 5.3872e-17 | -4.8661e-15 | 2.389e-17 | 1.741e-18 | 0 | 0 | 0 | 0 | 0 | 0 | 1.65 | 0 | 0 | 1.65 | 0 | 0 | -3.8088e-05 | 0 | 0 | -3.8176e-05 | 0 | 0
Line8_8_10 | 0 | 0 | 0 | 0 | 0 | 0 | 0 | 0 | 0 | 0 | 0 | 0 | 3.3275e-09 | -7.9442e-17 | -6.8611e-17 | -3.3275e-09 | 8.2877e-18 | -1.4973e-17 | -7.6027e-08 | 6.3216e-17 | 5.3872e-17 | -4.6219e-15 | 2.389e-17 | 1.741e-18 | 0 | 0 | 0 | 0 | 0 | 0 | 1.65 | 0 | 0 | 1.65 | 0 | 0 | -3.8088e-05 | 0 | 0 | -3.8176e-05 | 0 | 0
Line9_3_11 | 1.398e-06 | 1.4196e-06 | 1.3764e-06 | 1.1987e-06 | 1.2203e-06 | 1.1771e-06 | 3.2285e-07 | 3.2784e-07 | 3.1786e-07 | 2.7682e-07 | 2.8181e-07 | 2.7185e-07 | 2.3293e-08 | -2.4818e-07 | 2.4072e-07 | -2.3293e-08 | 2.1338e-07 | -2.0592e-07 | -5.3219e-07 | 1.0492e-08 | -7.5112e-09 | 4.5616e-07 | -7.6827e-09 | 4.7021e-09 | 87.4938 | 87.8057 | 87.1721 | -92.9232 | -92.5529 | -93.307 | 1.65 | 0.75769 | 0.75769 | 1.65 | 0.75769 | 0.75769 | -2.4862e-05 | -94.6149 | 85.3849 | -2.5929e-05 | -94.6149 | 85.3849

## LLG_max_fault_6
name | pf_ikss_a_from_ka | pf_ikss_b_from_ka | pf_ikss_c_from_ka | pf_ikss_a_to_ka | pf_ikss_b_to_ka | pf_ikss_c_to_ka | pf_skss_a_from_mw | pf_skss_b_from_mw | pf_skss_c_from_mw | pf_skss_a_to_mw | pf_skss_b_to_mw | pf_skss_c_to_mw | pf_p_a_from_mw | pf_p_b_from_mw | pf_p_c_from_mw | pf_p_a_to_mw | pf_p_b_to_mw | pf_p_c_to_mw | pf_q_a_from_mvar | pf_q_b_from_mvar | pf_q_c_from_mvar | pf_q_a_to_mvar | pf_q_b_to_mvar | pf_q_c_to_mvar | pf_ikss_a_from_degree | pf_ikss_b_from_degree | pf_ikss_c_from_degree | pf_ikss_a_to_degree | pf_ikss_b_to_degree | pf_ikss_c_to_degree | pf_vm_a_from_pu | pf_vm_b_from_pu | pf_vm_c_from_pu | pf_vm_a_to_pu | pf_vm_b_to_pu | pf_vm_c_to_pu | pf_va_a_from_degree | pf_va_b_from_degree | pf_va_c_from_degree | pf_va_a_to_degree | pf_va_b_to_degree | pf_va_c_to_degree
Line0_1_2 | 1.144e-06 | 0.029276 | 0.02927 | 0 | 0.029276 | 0.02927 | 2.642e-07 | 0.006761 | 0.0067596 | 0 | 0.006761 | 0.0067596 | 1.8258e-08 | 0.0043197 | 0.004318 | -1.8248e-08 | -0.0043112 | -0.0043093 | -4.1574e-07 | 0.0043542 | 0.004352 | 3.4645e-07 | -0.0043371 | -0.0043349 | 87.4811 | -135.3407 | 44.6487 | 0 | 44.6596 | -135.3516 | 1.5751 | 0.90718 | 0.90695 | 1.5751 | 0.90449 | 0.90425 | -0.004266 | -90.1127 | 89.8737 | -0.0042699 | -90.1688 | 89.8176
Line10_11_12 | 1.144e-06 | 1.1442e-06 | 1.1438e-06 | 0 | 0 | 0 | 2.642e-07 | 2.6425e-07 | 2.6415e-07 | 0 | 0 | 0 | 1.8258e-08 | -2.3951e-07 | 2.3936e-07 | -1.8248e-08 | 1.996e-07 | -1.9946e-07 | -4.1574e-07 | -1.0025e-08 | 1.0041e-08 | 3.4645e-07 | 1.0094e-08 | -1.012e-08 | 87.4811 | 87.4906 | 87.4716 | 0 | 0 | 0 | 1.5751 | 0.90718 | 0.90695 | 1.5751 | 0.90718 | 0.90695 | -0.0042683 | -90.1127 | 89.8737 | -0.0042692 | -90.1127 | 89.8737
Line11_12_13 | 0 | 0 | 0 | 0 | 0 | 0 | 0 | 0 | 0 | 0 | 0 | 0 | 1.5215e-08 | -1.9959e-07 | 1.9947e-07 | -1.5205e-08 | 1.5968e-07 | -1.5957e-07 | -3.4645e-07 | -8.3538e-09 | 8.3675e-09 | 2.7716e-07 | 8.4235e-09 | -8.4465e-09 | 0 | 0 | 0 | 0 | 0 | 0 | 1.5751 | 0.90718 | 0.90695 | 1.5751 | 0.90718 | 0.90695 | -0.0042692 | -90.1127 | 89.8737 | -0.00427 | -90.1127 | 89.8737
Line12_13_15 | 0 | 0 | 0 | 0 | 0 | 0 | 0 | 0 | 0 | 0 | 0 | 0 | 9.1291e-09 | -1.1976e-07 | 1.1968e-07 | -9.1188e-09 | 7.9848e-08 | -7.9783e-08 | -2.0787e-07 | -5.0123e-09 | 5.0205e-09 | 1.3858e-07 | 5.0819e-09 | -5.0995e-09 | 0 | 0 | 0 | 0 | 0 | 0 | 1.5751 | 0.90718 | 0.90695 | 1.5751 | 0.90718 | 0.90695 | -0.00427 | -90.1127 | 89.8737 | -0.0042704 | -90.1127 | 89.8737
Line13_13_14 | 0 | 0 | 0 | 0 | 0 | 0 | 0 | 0 | 0 | 0 | 0 | 0 | 3.043e-09 | -3.9919e-08 | 3.9894e-08 | -3.0327e-09 | 1.057e-11 | 4.061e-12 | -6.9291e-08 | -1.6708e-09 | 1.6735e-09 | -4.5202e-13 | 1.7404e-09 | -1.7525e-09 | 0 | 0 | 0 | 0 | 0 | 0 | 1.5751 | 0.90718 | 0.90695 | 1.5751 | 0.90718 | 0.90695 | -0.00427 | -90.1127 | 89.8737 | -0.0042701 | -90.1127 | 89.8737
Line14_15_16 | 0 | 0 | 0 | 0 | 0 | 0 | 0 | 0 | 0 | 0 | 0 | 0 | 6.0861e-09 | -7.9837e-08 | 7.9787e-08 | -6.0757e-09 | 3.9929e-08 | -3.989e-08 | -1.3858e-07 | -3.3415e-09 | 3.347e-09 | 6.929e-08 | 3.4111e-09 | -3.426e-09 | 0 | 0 | 0 | 0 | 0 | 0 | 1.5751 | 0.90718 | 0.90695 | 1.5751 | 0.90718 | 0.90695 | -0.0042704 | -90.1127 | 89.8737 | -0.0042707 | -90.1127 | 89.8737
Line15_16_17 | 0 | 0 | 0 | 0 | 0 | 0 | 0 | 0 | 0 | 0 | 0 | 0 | 3.043e-09 | -3.9919e-08 | 3.9894e-08 | -3.0327e-09 | 1.057e-11 | 4.0612e-12 | -6.9291e-08 | -1.6708e-09 | 1.6735e-09 | -4.5245e-13 | 1.7404e-09 | -1.7525e-09 | 0 | 0 | 0 | 0 | 0 | 0 | 1.5751 | 0.90718 | 0.90695 | 1.5751 | 0.90718 | 0.90695 | -0.0042707 | -90.1127 | 89.8737 | -0.0042707 | -90.1127 | 89.8737
Line16_4_18 | 0 | 0 | 0 | 0 | 0 | 0 | 0 | 0 | 0 | 0 | 0 | 0 | 3.043e-09 | -3.9919e-08 | 3.9894e-08 | -3.0327e-09 | 1.057e-11 | 4.0603e-12 | -6.9291e-08 | -1.6708e-09 | 1.6735e-09 | -4.507e-13 | 1.7404e-09 | -1.7525e-09 | 0 | 0 | 0 | 0 | 0 | 0 | 1.5751 | 0.90718 | 0.90695 | 1.5751 | 0.90718 | 0.90695 | -0.0042663 | -90.1127 | 89.8737 | -0.0042664 | -90.1127 | 89.8737
Line17_5_19 | 0 | 0 | 0 | 0 | 0 | 0 | 0 | 0 | 0 | 0 | 0 | 0 | 3.043e-09 | -3.9919e-08 | 3.9894e-08 | -3.0327e-09 | 1.057e-11 | 4.0603e-12 | -6.9291e-08 | -1.6708e-09 | 1.6735e-09 | -4.507e-13 | 1.7404e-09 | -1.7525e-09 | 0 | 0 | 0 | 0 | 0 | 0 | 1.5751 | 0.90718 | 0.90695 | 1.5751 | 0.90718 | 0.90695 | -0.0042663 | -90.1127 | 89.8737 | -0.0042664 | -90.1127 | 89.8737
Line1_1_3 | 1.5254e-06 | 1.5256e-06 | 1.5251e-06 | 1.3351e-06 | 1.3354e-06 | 1.3348e-06 | 3.5227e-07 | 3.5233e-07 | 3.522e-07 | 3.0832e-07 | 3.0839e-07 | 3.0826e-07 | 2.4344e-08 | -3.1935e-07 | 3.1915e-07 | -2.4334e-08 | 2.7944e-07 | -2.7925e-07 | -5.5432e-07 | -1.3366e-08 | 1.3388e-08 | 4.8503e-07 | 1.3436e-08 | -1.3467e-08 | 87.4811 | 87.4906 | 87.4716 | -92.8764 | -92.8654 | -92.8873 | 1.5751 | 0.90718 | 0.90695 | 1.5751 | 0.90718 | 0.90695 | -0.004266 | -90.1127 | 89.8737 | -0.0042673 | -90.1127 | 89.8737
Line2_1_4 | 0 | 0 | 0 | 0 | 0 | 0 | 0 | 0 | 0 | 0 | 0 | 0 | 6.086e-09 | -7.9837e-08 | 7.9787e-08 | -6.0757e-09 | 3.9929e-08 | -3.989e-08 | -1.3858e-07 | -3.3415e-09 | 3.347e-09 | 6.929e-08 | 3.4111e-09 | -3.426e-09 | 0 | 0 | 0 | 0 | 0 | 0 | 1.5751 | 0.90718 | 0.90695 | 1.5751 | 0.90718 | 0.90695 | -0.004266 | -90.1127 | 89.8737 | -0.0042663 | -90.1127 | 89.8737
Line3_1_5 | 0 | 0 | 0 | 0 | 0 | 0 | 0 | 0 | 0 | 0 | 0 | 0 | 6.086e-09 | -7.9837e-08 | 7.9787e-08 | -6.0757e-09 | 3.9929e-08 | -3.989e-08 | -1.3858e-07 | -3.3415e-09 | 3.347e-09 | 6.929e-08 | 3.4111e-09 | -3.426e-09 | 0 | 0 | 0 | 0 | 0 | 0 | 1.5751 | 0.90718 | 0.90695 | 1.5751 | 0.90718 | 0.90695 | -0.004266 | -90.1127 | 89.8737 | -0.0042663 | -90.1127 | 89.8737
Line4_2_6 | 0 | 0.029276 | 0.02927 | 0 | 0.029276 | 0.02927 | 0 | 0.006761 | 0.0067596 | 0 | 0.0067611 | 0.0067596 | 1.5215e-08 | 0.0043112 | 0.0043093 | -1.5205e-08 | -0.0043026 | -0.0043007 | -3.4645e-07 | 0.0043371 | 0.0043349 | 2.7716e-07 | -0.0043199 | -0.0043177 | 0 | -135.3404 | 44.6485 | 0 | 44.6598 | -135.3518 | 1.5751 | 0.90449 | 0.90425 | 1.5751 | 0.9018 | 0.90156 | -0.0042699 | -90.1688 | 89.8176 | -0.0042736 | -90.2253 | 89.7611
Line5_6_7 | 0 | 0.029276 | 0.02927 | 0 | 0.029276 | 0.02927 | 0 | 0.0067611 | 0.0067596 | 0 | 0.0067611 | 0.0067595 | 1.2172e-08 | 0.0043026 | 0.0043007 | -1.2162e-08 | -0.0042941 | -0.0042921 | -2.7716e-07 | 0.0043199 | 0.0043177 | 2.0787e-07 | -0.0043028 | -0.0043006 | 0 | -135.3402 | 44.6482 | 0 | 44.6601 | -135.3521 | 1.5751 | 0.9018 | 0.90156 | 1.5751 | 0.89911 | 0.89887 | -0.0042736 | -90.2253 | 89.7611 | -0.0042771 | -90.282 | 89.7043
Line6_7_8 | 0 | 0.029276 | 0.02927 | 0 | 0.029277 | 0.02927 | 0 | 0.0067611 | 0.0067595 | 0 | 0.0067611 | 0.0067595 | 9.1289e-09 | 0.0042941 | 0.0042921 | -9.1186e-09 | -0.0042856 | -0.0042835 | -2.0787e-07 | 0.0043028 | 0.0043006 | 1.3858e-07 | -0.0042857 | -0.0042835 | 0 | -135.3399 | 44.648 | 0 | 44.6603 | -135.3523 | 1.5751 | 0.89911 | 0.89887 | 1.5751 | 0.89642 | 0.89618 | -0.0042771 | -90.282 | 89.7043 | -0.0042805 | -90.3392 | 89.6472
Line7_8_9 | 0 | 0 | 0 | 0 | 0 | 0 | 0 | 0 | 0 | 0 | 0 | 0 | 3.043e-09 | -3.9486e-08 | 3.9391e-08 | -3.0327e-09 | 5.2597e-11 | 3.2506e-11 | -6.9291e-08 | -1.4832e-09 | 1.5095e-09 | -4.5205e-13 | 1.7079e-09 | -1.7435e-09 | 0 | 0 | 0 | 0 | 0 | 0 | 1.5751 | 0.89642 | 0.89618 | 1.5751 | 0.89642 | 0.89618 | -0.0042805 | -90.3392 | 89.6472 | -0.0042806 | -90.3392 | 89.6472
Line8_8_10 | 0 | 0 | 0 | 0 | 0 | 0 | 0 | 0 | 0 | 0 | 0 | 0 | 3.043e-09 | -3.9486e-08 | 3.9391e-08 | -3.0327e-09 | 5.2597e-11 | 3.2506e-11 | -6.9291e-08 | -1.4832e-09 | 1.5095e-09 | -4.5146e-13 | 1.7079e-09 | -1.7435e-09 | 0 | 0 | 0 | 0 | 0 | 0 | 1.5751 | 0.89642 | 0.89618 | 1.5751 | 0.89642 | 0.89618 | -0.0042805 | -90.3392 | 89.6472 | -0.0042806 | -90.3392 | 89.6472
Line9_3_11 | 1.3347e-06 | 1.3349e-06 | 1.3344e-06 | 1.1444e-06 | 1.1447e-06 | 1.1442e-06 | 3.0823e-07 | 3.0829e-07 | 3.0818e-07 | 2.6429e-07 | 2.6435e-07 | 2.6424e-07 | 2.1301e-08 | -2.7943e-07 | 2.7926e-07 | -2.1291e-08 | 2.3952e-07 | -2.3936e-07 | -4.8503e-07 | -1.1695e-08 | 1.1714e-08 | 4.1574e-07 | 1.1765e-08 | -1.1794e-08 | 87.4811 | 87.4906 | 87.4716 | -92.9359 | -92.9248 | -92.9471 | 1.5751 | 0.90718 | 0.90695 | 1.5751 | 0.90718 | 0.90695 | -0.0042673 | -90.1127 | 89.8737 | -0.0042683 | -90.1127 | 89.8737

## LLG_max_fault_10
name | pf_ikss_a_from_ka | pf_ikss_b_from_ka | pf_ikss_c_from_ka | pf_ikss_a_to_ka | pf_ikss_b_to_ka | pf_ikss_c_to_ka | pf_skss_a_from_mw | pf_skss_b_from_mw | pf_skss_c_from_mw | pf_skss_a_to_mw | pf_skss_b_to_mw | pf_skss_c_to_mw | pf_p_a_from_mw | pf_p_b_from_mw | pf_p_c_from_mw | pf_p_a_to_mw | pf_p_b_to_mw | pf_p_c_to_mw | pf_q_a_from_mvar | pf_q_b_from_mvar | pf_q_c_from_mvar | pf_q_a_to_mvar | pf_q_b_to_mvar | pf_q_c_to_mvar | pf_ikss_a_from_degree | pf_ikss_b_from_degree | pf_ikss_c_from_degree | pf_ikss_a_to_degree | pf_ikss_b_to_degree | pf_ikss_c_to_degree | pf_vm_a_from_pu | pf_vm_b_from_pu | pf_vm_c_from_pu | pf_vm_a_to_pu | pf_vm_b_to_pu | pf_vm_c_to_pu | pf_va_a_from_degree | pf_va_b_from_degree | pf_va_c_from_degree | pf_va_a_to_degree | pf_va_b_to_degree | pf_va_c_to_degree
Line0_1_2 | 1.1985e-06 | 0.030666 | 0.03066 | 0 | 0.030667 | 0.03066 | 2.7678e-07 | 0.0070821 | 0.0070807 | 0 | 0.0070822 | 0.0070807 | 2.0038e-08 | 0.0047398 | 0.0047379 | -2.0027e-08 | -0.0047304 | -0.0047284 | -4.5628e-07 | 0.0047777 | 0.0047752 | 3.8023e-07 | -0.0047588 | -0.0047564 | 87.4811 | -135.3463 | 44.6431 | 0 | 44.654 | -135.3572 | 1.6501 | 0.95027 | 0.95002 | 1.6501 | 0.94745 | 0.9472 | -0.0042661 | -90.1184 | 89.8681 | -0.00427 | -90.1745 | 89.8119
Line10_11_12 | 1.1985e-06 | 1.1987e-06 | 1.1983e-06 | 0 | 0 | 0 | 2.7678e-07 | 2.7683e-07 | 2.7673e-07 | 0 | 0 | 0 | 2.0038e-08 | -2.6284e-07 | 2.6267e-07 | -2.0027e-08 | 2.1904e-07 | -2.1889e-07 | -4.5628e-07 | -1.0973e-08 | 1.0995e-08 | 3.8023e-07 | 1.1054e-08 | -1.1086e-08 | 87.4811 | 87.491 | 87.4712 | 0 | 0 | 0 | 1.6501 | 0.95027 | 0.95002 | 1.6501 | 0.95027 | 0.95002 | -0.0042684 | -90.1184 | 89.8681 | -0.0042693 | -90.1184 | 89.8681
Line11_12_13 | 0 | 0 | 0 | 0 | 0 | 0 | 0 | 0 | 0 | 0 | 0 | 0 | 1.6699e-08 | -2.1903e-07 | 2.1889e-07 | -1.6687e-08 | 1.7524e-07 | -1.7511e-07 | -3.8023e-07 | -9.1442e-09 | 9.1624e-09 | 3.0419e-07 | 9.2248e-09 | -9.2534e-09 | 0 | 0 | 0 | 0 | 0 | 0 | 1.6501 | 0.95027 | 0.95002 | 1.6501 | 0.95027 | 0.95002 | -0.0042693 | -90.1184 | 89.8681 | -0.0042701 | -90.1184 | 89.8681
Line12_13_15 | 0 | 0 | 0 | 0 | 0 | 0 | 0 | 0 | 0 | 0 | 0 | 0 | 1.0019e-08 | -1.3142e-07 | 1.3133e-07 | -1.0008e-08 | 8.7625e-08 | -8.7552e-08 | -2.2814e-07 | -5.4865e-09 | 5.4974e-09 | 1.5209e-07 | 5.5672e-09 | -5.5885e-09 | 0 | 0 | 0 | 0 | 0 | 0 | 1.6501 | 0.95027 | 0.95002 | 1.6501 | 0.95027 | 0.95002 | -0.0042701 | -90.1184 | 89.8681 | -0.0042705 | -90.1184 | 89.8681
Line13_13_14 | 0 | 0 | 0 | 0 | 0 | 0 | 0 | 0 | 0 | 0 | 0 | 0 | 3.3397e-09 | -4.3806e-08 | 4.3778e-08 | -3.3284e-09 | 1.2176e-11 | 4.656e-12 | -7.6047e-08 | -1.8288e-09 | 1.8325e-09 | -4.9561e-13 | 1.9095e-09 | -1.9235e-09 | 0 | 0 | 0 | 0 | 0 | 0 | 1.6501 | 0.95027 | 0.95002 | 1.6501 | 0.95027 | 0.95002 | -0.0042701 | -90.1184 | 89.8681 | -0.0042702 | -90.1184 | 89.8681
Line14_15_16 | 0 | 0 | 0 | 0 | 0 | 0 | 0 | 0 | 0 | 0 | 0 | 0 | 6.6795e-09 | -8.7613e-08 | 8.7556e-08 | -6.6682e-09 | 4.3818e-08 | -4.3773e-08 | -1.5209e-07 | -3.6577e-09 | 3.6649e-09 | 7.6046e-08 | 3.7383e-09 | -3.756e-09 | 0 | 0 | 0 | 0 | 0 | 0 | 1.6501 | 0.95027 | 0.95002 | 1.6501 | 0.95027 | 0.95002 | -0.0042705 | -90.1184 | 89.8681 | -0.0042707 | -90.1184 | 89.8681
Line15_16_17 | 0 | 0 | 0 | 0 | 0 | 0 | 0 | 0 | 0 | 0 | 0 | 0 | 3.3397e-09 | -4.3806e-08 | 4.3778e-08 | -3.3284e-09 | 1.2177e-11 | 4.6562e-12 | -7.6047e-08 | -1.8288e-09 | 1.8325e-09 | -4.9496e-13 | 1.9095e-09 | -1.9235e-09 | 0 | 0 | 0 | 0 | 0 | 0 | 1.6501 | 0.95027 | 0.95002 | 1.6501 | 0.95027 | 0.95002 | -0.0042707 | -90.1184 | 89.8681 | -0.0042708 | -90.1184 | 89.8681
Line16_4_18 | 0 | 0 | 0 | 0 | 0 | 0 | 0 | 0 | 0 | 0 | 0 | 0 | 3.3397e-09 | -4.3806e-08 | 4.3778e-08 | -3.3284e-09 | 1.2178e-11 | 4.6564e-12 | -7.6047e-08 | -1.8288e-09 | 1.8325e-09 | -4.9448e-13 | 1.9095e-09 | -1.9235e-09 | 0 | 0 | 0 | 0 | 0 | 0 | 1.6501 | 0.95027 | 0.95002 | 1.6501 | 0.95027 | 0.95002 | -0.0042664 | -90.1184 | 89.8681 | -0.0042665 | -90.1184 | 89.8681
Line17_5_19 | 0 | 0 | 0 | 0 | 0 | 0 | 0 | 0 | 0 | 0 | 0 | 0 | 3.3397e-09 | -4.3806e-08 | 4.3778e-08 | -3.3284e-09 | 1.2178e-11 | 4.6564e-12 | -7.6047e-08 | -1.8288e-09 | 1.8325e-09 | -4.9448e-13 | 1.9095e-09 | -1.9235e-09 | 0 | 0 | 0 | 0 | 0 | 0 | 1.6501 | 0.95027 | 0.95002 | 1.6501 | 0.95027 | 0.95002 | -0.0042664 | -90.1184 | 89.8681 | -0.0042665 | -90.1184 | 89.8681
Line1_1_3 | 1.598e-06 | 1.5983e-06 | 1.5977e-06 | 1.3987e-06 | 1.399e-06 | 1.3984e-06 | 3.6904e-07 | 3.6911e-07 | 3.6897e-07 | 3.2301e-07 | 3.2308e-07 | 3.2294e-07 | 2.6718e-08 | -3.5045e-07 | 3.5022e-07 | -2.6707e-08 | 3.0666e-07 | -3.0644e-07 | -6.0837e-07 | -1.4631e-08 | 1.466e-08 | 5.3233e-07 | 1.4711e-08 | -1.4751e-08 | 87.4811 | 87.491 | 87.4712 | -92.8764 | -92.8649 | -92.8878 | 1.6501 | 0.95027 | 0.95002 | 1.6501 | 0.95027 | 0.95002 | -0.0042661 | -90.1184 | 89.8681 | -0.0042674 | -90.1184 | 89.8681
Line2_1_4 | 0 | 0 | 0 | 0 | 0 | 0 | 0 | 0 | 0 | 0 | 0 | 0 | 6.6795e-09 | -8.7612e-08 | 8.7556e-08 | -6.6681e-09 | 4.3818e-08 | -4.3773e-08 | -1.5209e-07 | -3.6576e-09 | 3.6649e-09 | 7.6046e-08 | 3.7383e-09 | -3.756e-09 | 0 | 0 | 0 | 0 | 0 | 0 | 1.6501 | 0.95027 | 0.95002 | 1.6501 | 0.95027 | 0.95002 | -0.0042661 | -90.1184 | 89.8681 | -0.0042664 | -90.1184 | 89.8681
Line3_1_5 | 0 | 0 | 0 | 0 | 0 | 0 | 0 | 0 | 0 | 0 | 0 | 0 | 6.6795e-09 | -8.7612e-08 | 8.7556e-08 | -6.6681e-09 | 4.3818e-08 | -4.3773e-08 | -1.5209e-07 | -3.6576e-09 | 3.6649e-09 | 7.6046e-08 | 3.7383e-09 | -3.756e-09 | 0 | 0 | 0 | 0 | 0 | 0 | 1.6501 | 0.95027 | 0.95002 | 1.6501 | 0.95027 | 0.95002 | -0.0042661 | -90.1184 | 89.8681 | -0.0042664 | -90.1184 | 89.8681
Line4_2_6 | 0 | 0.030667 | 0.03066 | 0 | 0.030667 | 0.03066 | 0 | 0.0070822 | 0.0070807 | 0 | 0.0070822 | 0.0070806 | 1.6698e-08 | 0.0047304 | 0.0047284 | -1.6687e-08 | -0.0047211 | -0.004719 | -3.8023e-07 | 0.0047589 | 0.0047564 | 3.0419e-07 | -0.00474 | -0.0047376 | 0 | -135.3461 | 44.6428 | 0 | 44.6542 | -135.3574 | 1.6501 | 0.94745 | 0.9472 | 1.6501 | 0.94463 | 0.94438 | -0.00427 | -90.1745 | 89.8119 | -0.0042737 | -90.2309 | 89.7555
Line5_6_7 | 0 | 0.030667 | 0.03066 | 0 | 0.030667 | 0.03066 | 0 | 0.0070822 | 0.0070806 | 0 | 0.0070822 | 0.0070806 | 1.3359e-08 | 0.0047211 | 0.004719 | -1.3347e-08 | -0.0047117 | -0.0047095 | -3.0419e-07 | 0.00474 | 0.0047376 | 2.2814e-07 | -0.0047212 | -0.0047188 | 0 | -135.3458 | 44.6426 | 0 | 44.6545 | -135.3577 | 1.6501 | 0.94463 | 0.94438 | 1.6501 | 0.94181 | 0.94157 | -0.0042737 | -90.2309 | 89.7555 | -0.0042772 | -90.2877 | 89.6987
Line6_7_8 | 0 | 0.030667 | 0.03066 | 0 | 0.030667 | 0.03066 | 0 | 0.0070822 | 0.0070806 | 0 | 0.0070823 | 0.0070806 | 1.0019e-08 | 0.0047117 | 0.0047095 | -1.0008e-08 | -0.0047023 | -0.0047001 | -2.2814e-07 | 0.0047212 | 0.0047188 | 1.5209e-07 | -0.0047024 | -0.0047 | 0 | -135.3456 | 44.6423 | 0 | 44.6547 | -135.3579 | 1.6501 | 0.94181 | 0.94157 | 1.6501 | 0.93899 | 0.93875 | -0.0042772 | -90.2877 | 89.6987 | -0.0042806 | -90.3448 | 89.6416
Line7_8_9 | 0 | 0 | 0 | 0 | 0 | 0 | 0 | 0 | 0 | 0 | 0 | 0 | 3.3397e-09 | -4.3332e-08 | 4.3227e-08 | -3.3284e-09 | 5.8283e-11 | 3.5863e-11 | -7.6047e-08 | -1.6231e-09 | 1.6526e-09 | -4.9634e-13 | 1.8739e-09 | -1.9136e-09 | 0 | 0 | 0 | 0 | 0 | 0 | 1.6501 | 0.93899 | 0.93875 | 1.6501 | 0.93899 | 0.93875 | -0.0042806 | -90.3448 | 89.6416 | -0.0042807 | -90.3448 | 89.6416
Line8_8_10 | 0 | 0 | 0 | 0 | 0 | 0 | 0 | 0 | 0 | 0 | 0 | 0 | 3.3397e-09 | -4.3332e-08 | 4.3227e-08 | -3.3284e-09 | 5.8283e-11 | 3.5863e-11 | -7.6047e-08 | -1.6231e-09 | 1.6526e-09 | -4.9609e-13 | 1.8739e-09 | -1.9136e-09 | 0 | 0 | 0 | 0 | 0 | 0 | 1.6501 | 0.93899 | 0.93875 | 1.6501 | 0.93899 | 0.93875 | -0.0042806 | -90.3448 | 89.6416 | -0.0042807 | -90.3448 | 89.6416
Line9_3_11 | 1.3982e-06 | 1.3985e-06 | 1.398e-06 | 1.1989e-06 | 1.1992e-06 | 1.1986e-06 | 3.2291e-07 | 3.2297e-07 | 3.2285e-07 | 2.7688e-07 | 2.7694e-07 | 2.7682e-07 | 2.3378e-08 | -3.0664e-07 | 3.0645e-07 | -2.3367e-08 | 2.6285e-07 | -2.6266e-07 | -5.3233e-07 | -1.2802e-08 | 1.2827e-08 | 4.5628e-07 | 1.2882e-08 | -1.2918e-08 | 87.4811 | 87.491 | 87.4712 | -92.9359 | -92.9242 | -92.9476 | 1.6501 | 0.95027 | 0.95002 | 1.6501 | 0.95027 | 0.95002 | -0.0042674 | -90.1184 | 89.8681 | -0.0042684 | -90.1184 | 89.8681

## LLG_min_6
name | pf_ikss_a_from_ka | pf_ikss_b_from_ka | pf_ikss_c_from_ka | pf_ikss_a_to_ka | pf_ikss_b_to_ka | pf_ikss_c_to_ka | pf_skss_a_from_mw | pf_skss_b_from_mw | pf_skss_c_from_mw | pf_skss_a_to_mw | pf_skss_b_to_mw | pf_skss_c_to_mw | pf_p_a_from_mw | pf_p_b_from_mw | pf_p_c_from_mw | pf_p_a_to_mw | pf_p_b_to_mw | pf_p_c_to_mw | pf_q_a_from_mvar | pf_q_b_from_mvar | pf_q_c_from_mvar | pf_q_a_to_mvar | pf_q_b_to_mvar | pf_q_c_to_mvar | pf_ikss_a_from_degree | pf_ikss_b_from_degree | pf_ikss_c_from_degree | pf_ikss_a_to_degree | pf_ikss_b_to_degree | pf_ikss_c_to_degree | pf_vm_a_from_pu | pf_vm_b_from_pu | pf_vm_c_from_pu | pf_vm_a_to_pu | pf_vm_b_to_pu | pf_vm_c_to_pu | pf_va_a_from_degree | pf_va_b_from_degree | pf_va_c_from_degree | pf_va_a_to_degree | pf_va_b_to_degree | pf_va_c_to_degree
Line0_1_2 | 1.0349e-06 | 1.455 | 1.455 | 0 | 1.455 | 1.455 | 2.3899e-07 | 0.33601 | 0.33601 | 0 | 0.33601 | 0.33601 | 1.4892e-08 | 0.16258 | 0.16258 | -1.4891e-08 | -0.12194 | -0.12194 | -3.4024e-07 | 0.16936 | 0.16936 | 2.8353e-07 | -0.12702 | -0.12702 | 87.4938 | -142.8726 | 37.1272 | 0 | 37.1274 | -142.8728 | 1.425 | 0.69868 | 0.69868 | 1.425 | 0.52401 | 0.52401 | -4.1181e-05 | -96.7035 | 83.2963 | -4.8283e-05 | -96.7035 | 83.2963
Line10_11_12 | 1.0349e-06 | 1.0468e-06 | 1.023e-06 | 0 | 0 | 0 | 2.3899e-07 | 2.4175e-07 | 2.3625e-07 | 0 | 0 | 0 | 1.4892e-08 | -1.6835e-07 | 1.6471e-07 | -1.4892e-08 | 1.4074e-07 | -1.371e-07 | -3.4024e-07 | 1.3697e-08 | -1.0746e-08 | 2.8353e-07 | -1.0452e-08 | 7.5e-09 | 87.4938 | 87.948 | 87.029 | 0 | 0 | 0 | 1.425 | 0.69868 | 0.69868 | 1.425 | 0.69868 | 0.69868 | -4.541e-05 | -96.7035 | 83.2963 | -4.7073e-05 | -96.7035 | 83.2963
Line11_12_13 | 0 | 0 | 0 | 0 | 0 | 0 | 0 | 0 | 0 | 0 | 0 | 0 | 1.241e-08 | -1.4029e-07 | 1.3726e-07 | -1.241e-08 | 1.1268e-07 | -1.0965e-07 | -2.8353e-07 | 1.1415e-08 | -8.9546e-09 | 2.2682e-07 | -8.1691e-09 | 5.7091e-09 | 0 | 0 | 0 | 0 | 0 | 0 | 1.425 | 0.69868 | 0.69868 | 1.425 | 0.69868 | 0.69868 | -4.7073e-05 | -96.7035 | 83.2963 | -4.8434e-05 | -96.7035 | 83.2963
Line12_13_15 | 0 | 0 | 0 | 0 | 0 | 0 | 0 | 0 | 0 | 0 | 0 | 0 | 7.4459e-09 | -8.4176e-08 | 8.2355e-08 | -7.4458e-09 | 5.6562e-08 | -5.4742e-08 | -1.7012e-07 | 6.8487e-09 | -5.3728e-09 | 1.1341e-07 | -3.6033e-09 | 2.1273e-09 | 0 | 0 | 0 | 0 | 0 | 0 | 1.425 | 0.69868 | 0.69868 | 1.425 | 0.69868 | 0.69868 | -4.8434e-05 | -96.7035 | 83.2963 | -4.9194e-05 | -96.7035 | 83.2963
Line13_13_14 | 0 | 0 | 0 | 0 | 0 | 0 | 0 | 0 | 0 | 0 | 0 | 0 | 2.482e-09 | -2.8059e-08 | 2.7452e-08 | -2.4819e-09 | 4.4541e-10 | 1.6131e-10 | -5.6706e-08 | 2.2829e-09 | -1.7909e-09 | -4.118e-15 | 9.6252e-10 | -1.4546e-09 | 0 | 0 | 0 | 0 | 0 | 0 | 1.425 | 0.69868 | 0.69868 | 1.425 | 0.69868 | 0.69868 | -4.8434e-05 | -96.7035 | 83.2963 | -4.8592e-05 | -96.7035 | 83.2963
Line14_15_16 | 0 | 0 | 0 | 0 | 0 | 0 | 0 | 0 | 0 | 0 | 0 | 0 | 4.964e-09 | -5.6117e-08 | 5.4903e-08 | -4.9639e-09 | 2.8504e-08 | -2.729e-08 | -1.1341e-07 | 4.5658e-09 | -3.5818e-09 | 5.6706e-08 | -1.3204e-09 | 3.3633e-10 | 0 | 0 | 0 | 0 | 0 | 0 | 1.425 | 0.69868 | 0.69868 | 1.425 | 0.69868 | 0.69868 | -4.9194e-05 | -96.7035 | 83.2963 | -4.9652e-05 | -96.7035 | 83.2963
Line15_16_17 | 0 | 0 | 0 | 0 | 0 | 0 | 0 | 0 | 0 | 0 | 0 | 0 | 2.482e-09 | -2.8059e-08 | 2.7452e-08 | -2.4819e-09 | 4.4541e-10 | 1.6131e-10 | -5.6706e-08 | 2.2829e-09 | -1.7909e-09 | -4.0652e-15 | 9.6252e-10 | -1.4546e-09 | 0 | 0 | 0 | 0 | 0 | 0 | 1.425 | 0.69868 | 0.69868 | 1.425 | 0.69868 | 0.69868 | -4.9652e-05 | -96.7035 | 83.2963 | -4.9809e-05 | -96.7035 | 83.2963
Line16_4_18 | 0 | 0 | 0 | 0 | 0 | 0 | 0 | 0 | 0 | 0 | 0 | 0 | 2.482e-09 | -2.8058e-08 | 2.7452e-08 | -2.4819e-09 | 4.4541e-10 | 1.6131e-10 | -5.6706e-08 | 2.2829e-09 | -1.7909e-09 | -3.4631e-15 | 9.6252e-10 | -1.4546e-09 | 0 | 0 | 0 | 0 | 0 | 0 | 1.425 | 0.69868 | 0.69868 | 1.425 | 0.69868 | 0.69868 | -4.1639e-05 | -96.7035 | 83.2963 | -4.1796e-05 | -96.7035 | 83.2963
Line17_5_19 | 0 | 0 | 0 | 0 | 0 | 0 | 0 | 0 | 0 | 0 | 0 | 0 | 2.482e-09 | -2.8058e-08 | 2.7452e-08 | -2.4819e-09 | 4.4541e-10 | 1.6131e-10 | -5.6706e-08 | 2.2829e-09 | -1.7909e-09 | -3.4631e-15 | 9.6252e-10 | -1.4546e-09 | 0 | 0 | 0 | 0 | 0 | 0 | 1.425 | 0.69868 | 0.69868 | 1.425 | 0.69868 | 0.69868 | -4.1639e-05 | -96.7035 | 83.2963 | -4.1796e-05 | -96.7035 | 83.2963
Line1_1_3 | 1.3798e-06 | 1.3957e-06 | 1.364e-06 | 1.2077e-06 | 1.2236e-06 | 1.1919e-06 | 3.1865e-07 | 3.2233e-07 | 3.1499e-07 | 2.789e-07 | 2.8257e-07 | 2.7526e-07 | 1.9856e-08 | -2.2447e-07 | 2.1961e-07 | -1.9856e-08 | 1.9685e-07 | -1.92e-07 | -4.5365e-07 | 1.8263e-08 | -1.4327e-08 | 3.9694e-07 | -1.5018e-08 | 1.1082e-08 | 87.4938 | 87.948 | 87.029 | -92.8637 | -92.3409 | -93.4004 | 1.425 | 0.69868 | 0.69868 | 1.425 | 0.69868 | 0.69868 | -4.1181e-05 | -96.7035 | 83.2963 | -4.3446e-05 | -96.7035 | 83.2963
Line2_1_4 | 0 | 0 | 0 | 0 | 0 | 0 | 0 | 0 | 0 | 0 | 0 | 0 | 4.9639e-09 | -5.6117e-08 | 5.4903e-08 | -4.9638e-09 | 2.8504e-08 | -2.729e-08 | -1.1341e-07 | 4.5658e-09 | -3.5818e-09 | 5.6706e-08 | -1.3204e-09 | 3.3633e-10 | 0 | 0 | 0 | 0 | 0 | 0 | 1.425 | 0.69868 | 0.69868 | 1.425 | 0.69868 | 0.69868 | -4.1181e-05 | -96.7035 | 83.2963 | -4.1639e-05 | -96.7035 | 83.2963
Line3_1_5 | 0 | 0 | 0 | 0 | 0 | 0 | 0 | 0 | 0 | 0 | 0 | 0 | 4.9639e-09 | -5.6117e-08 | 5.4903e-08 | -4.9638e-09 | 2.8504e-08 | -2.729e-08 | -1.1341e-07 | 4.5658e-09 | -3.5818e-09 | 5.6706e-08 | -1.3204e-09 | 3.3633e-10 | 0 | 0 | 0 | 0 | 0 | 0 | 1.425 | 0.69868 | 0.69868 | 1.425 | 0.69868 | 0.69868 | -4.1181e-05 | -96.7035 | 83.2963 | -4.1639e-05 | -96.7035 | 83.2963
Line4_2_6 | 0 | 1.455 | 1.455 | 0 | 1.455 | 1.455 | 0 | 0.33601 | 0.33601 | 0 | 0.33601 | 0.33601 | 1.241e-08 | 0.12194 | 0.12194 | -1.241e-08 | -0.081292 | -0.081292 | -2.8353e-07 | 0.12702 | 0.12702 | 2.2682e-07 | -0.084679 | -0.084679 | 0 | -142.8726 | 37.1272 | 0 | 37.1274 | -142.8728 | 1.425 | 0.52401 | 0.52401 | 1.425 | 0.34934 | 0.34934 | -4.8283e-05 | -96.7035 | 83.2963 | -5.5083e-05 | -96.7035 | 83.2963
Line5_6_7 | 0 | 1.455 | 1.455 | 0 | 1.455 | 1.455 | 0 | 0.33601 | 0.33601 | 0 | 0.33601 | 0.33601 | 9.9276e-09 | 0.081292 | 0.081292 | -9.9276e-09 | -0.040646 | -0.040646 | -2.2682e-07 | 0.084679 | 0.084679 | 1.7012e-07 | -0.04234 | -0.042339 | 0 | -142.8726 | 37.1272 | 0 | 37.1274 | -142.8728 | 1.425 | 0.34934 | 0.34934 | 1.425 | 0.17467 | 0.17467 | -5.5083e-05 | -96.7035 | 83.2963 | -6.1582e-05 | -96.7035 | 83.2963
Line6_7_8 | 0 | 1.455 | 1.455 | 0 | 1.455 | 1.455 | 0 | 0.33601 | 0.33601 | 0 | 0.33601 | 0.33601 | 7.4457e-09 | 0.040646 | 0.040646 | -7.4457e-09 | 2.2316e-10 | -2.2273e-10 | -1.7012e-07 | 0.04234 | 0.042339 | 1.1341e-07 | 2.6536e-10 | -2.811e-10 | 0 | -142.8726 | 37.1272 | 0 | 37.1274 | -142.8729 | 1.425 | 0.17467 | 0.17467 | 1.425 | 0 | 0 | -6.1582e-05 | -96.7035 | 83.2963 | -6.778e-05 | 0 | 0
Line7_8_9 | 0 | 0 | 0 | 0 | 0 | 0 | 0 | 0 | 0 | 0 | 0 | 0 | 2.4819e-09 | 4.4209e-17 | 3.9285e-17 | -2.4819e-09 | 3.9426e-18 | -9.3163e-18 | -5.6706e-08 | -4.6717e-19 | 9.9203e-19 | -5.7058e-15 | 2.0783e-17 | -3.9104e-18 | 0 | 0 | 0 | 0 | 0 | 0 | 1.425 | 0 | 0 | 1.425 | 0 | 0 | -6.778e-05 | 0 | 0 | -6.7937e-05 | 0 | 0
Line8_8_10 | 0 | 0 | 0 | 0 | 0 | 0 | 0 | 0 | 0 | 0 | 0 | 0 | 2.4819e-09 | 4.4209e-17 | 3.9285e-17 | -2.4819e-09 | 3.9426e-18 | -9.3163e-18 | -5.6706e-08 | -4.6717e-19 | 9.9203e-19 | -5.6003e-15 | 2.0783e-17 | -3.9104e-18 | 0 | 0 | 0 | 0 | 0 | 0 | 1.425 | 0 | 0 | 1.425 | 0 | 0 | -6.778e-05 | 0 | 0 | -6.7937e-05 | 0 | 0
Line9_3_11 | 1.2073e-06 | 1.2213e-06 | 1.1935e-06 | 1.0352e-06 | 1.0491e-06 | 1.0214e-06 | 2.7882e-07 | 2.8204e-07 | 2.7562e-07 | 2.3907e-07 | 2.4228e-07 | 2.3589e-07 | 1.7374e-08 | -1.9641e-07 | 1.9216e-07 | -1.7374e-08 | 1.688e-07 | -1.6455e-07 | -3.9694e-07 | 1.598e-08 | -1.2536e-08 | 3.4024e-07 | -1.2735e-08 | 9.2909e-09 | 87.4938 | 87.948 | 87.029 | -92.9233 | -92.389 | -93.472 | 1.425 | 0.69868 | 0.69868 | 1.425 | 0.69868 | 0.69868 | -4.3446e-05 | -96.7035 | 83.2963 | -4.541e-05 | -96.7035 | 83.2963

## LLG_min_10
name | pf_ikss_a_from_ka | pf_ikss_b_from_ka | pf_ikss_c_from_ka | pf_ikss_a_to_ka | pf_ikss_b_to_ka | pf_ikss_c_to_ka | pf_skss_a_from_mw | pf_skss_b_from_mw | pf_skss_c_from_mw | pf_skss_a_to_mw | pf_skss_b_to_mw | pf_skss_c_to_mw | pf_p_a_from_mw | pf_p_b_from_mw | pf_p_c_from_mw | pf_p_a_to_mw | pf_p_b_to_mw | pf_p_c_to_mw | pf_q_a_from_mvar | pf_q_b_from_mvar | pf_q_c_from_mvar | pf_q_a_to_mvar | pf_q_b_to_mvar | pf_q_c_to_mvar | pf_ikss_a_from_degree | pf_ikss_b_from_degree | pf_ikss_c_from_degree | pf_ikss_a_to_degree | pf_ikss_b_to_degree | pf_ikss_c_to_degree | pf_vm_a_from_pu | pf_vm_b_from_pu | pf_vm_c_from_pu | pf_vm_a_to_pu | pf_vm_b_to_pu | pf_vm_c_to_pu | pf_va_a_from_degree | pf_va_b_from_degree | pf_va_c_from_degree | pf_va_a_to_degree | pf_va_b_to_degree | pf_va_c_to_degree
Line0_1_2 | 0 | 1.3784 | 1.3784 | 0 | 1.3784 | 1.3784 | 0 | 0.31833 | 0.31833 | 0 | 0.31833 | 0.31833 | 1.3365e-08 | 0.14592 | 0.14592 | -1.3365e-08 | -0.10944 | -0.10944 | -3.0536e-07 | 0.152 | 0.152 | 2.5447e-07 | -0.114 | -0.114 | 0 | -142.8726 | 37.1272 | 0 | 37.1274 | -142.8728 | 1.35 | 0.66191 | 0.66191 | 1.35 | 0.49643 | 0.49643 | -4.118e-05 | -96.7035 | 83.2963 | -4.8281e-05 | -96.7035 | 83.2963
Line10_11_12 | 0 | 0 | 0 | 0 | 0 | 0 | 0 | 0 | 0 | 0 | 0 | 0 | 1.3366e-08 | -1.511e-07 | 1.4783e-07 | -1.3365e-08 | 1.2631e-07 | -1.2305e-07 | -3.0536e-07 | 1.2294e-08 | -9.6442e-09 | 2.5447e-07 | -9.3807e-09 | 6.7313e-09 | 0 | 0 | 0 | 0 | 0 | 0 | 1.35 | 0.66191 | 0.66191 | 1.35 | 0.66191 | 0.66191 | -4.5409e-05 | -96.7035 | 83.2963 | -4.7071e-05 | -96.7035 | 83.2963
Line11_12_13 | 0 | 0 | 0 | 0 | 0 | 0 | 0 | 0 | 0 | 0 | 0 | 0 | 1.1138e-08 | -1.2591e-07 | 1.2319e-07 | -1.1138e-08 | 1.0113e-07 | -9.8408e-08 | -2.5447e-07 | 1.0245e-08 | -8.0368e-09 | 2.0358e-07 | -7.3318e-09 | 5.124e-09 | 0 | 0 | 0 | 0 | 0 | 0 | 1.35 | 0.66191 | 0.66191 | 1.35 | 0.66191 | 0.66191 | -4.7071e-05 | -96.7035 | 83.2963 | -4.8433e-05 | -96.7035 | 83.2963
Line12_13_15 | 0 | 0 | 0 | 0 | 0 | 0 | 0 | 0 | 0 | 0 | 0 | 0 | 6.6828e-09 | -7.5548e-08 | 7.3914e-08 | -6.6827e-09 | 5.0765e-08 | -4.9131e-08 | -1.5268e-07 | 6.1468e-09 | -4.8221e-09 | 1.0179e-07 | -3.234e-09 | 1.9092e-09 | 0 | 0 | 0 | 0 | 0 | 0 | 1.35 | 0.66191 | 0.66191 | 1.35 | 0.66191 | 0.66191 | -4.8433e-05 | -96.7035 | 83.2963 | -4.9192e-05 | -96.7035 | 83.2963
Line13_13_14 | 0 | 0 | 0 | 0 | 0 | 0 | 0 | 0 | 0 | 0 | 0 | 0 | 2.2276e-09 | -2.5183e-08 | 2.4638e-08 | -2.2275e-09 | 3.9976e-10 | 1.4478e-10 | -5.0894e-08 | 2.0489e-09 | -1.6074e-09 | -3.4067e-15 | 8.6387e-10 | -1.3055e-09 | 0 | 0 | 0 | 0 | 0 | 0 | 1.35 | 0.66191 | 0.66191 | 1.35 | 0.66191 | 0.66191 | -4.8433e-05 | -96.7035 | 83.2963 | -4.859e-05 | -96.7035 | 83.2963
Line14_15_16 | 0 | 0 | 0 | 0 | 0 | 0 | 0 | 0 | 0 | 0 | 0 | 0 | 4.4552e-09 | -5.0365e-08 | 4.9276e-08 | -4.4551e-09 | 2.5582e-08 | -2.4493e-08 | -1.0179e-07 | 4.0978e-09 | -3.2147e-09 | 5.0894e-08 | -1.185e-09 | 3.0186e-10 | 0 | 0 | 0 | 0 | 0 | 0 | 1.35 | 0.66191 | 0.66191 | 1.35 | 0.66191 | 0.66191 | -4.9192e-05 | -96.7035 | 83.2963 | -4.9651e-05 | -96.7035 | 83.2963
Line15_16_17 | 0 | 0 | 0 | 0 | 0 | 0 | 0 | 0 | 0 | 0 | 0 | 0 | 2.2276e-09 | -2.5183e-08 | 2.4638e-08 | -2.2275e-09 | 3.9976e-10 | 1.4478e-10 | -5.0894e-08 | 2.0489e-09 | -1.6074e-09 | -3.4593e-15 | 8.6387e-10 | -1.3055e-09 | 0 | 0 | 0 | 0 | 0 | 0 | 1.35 | 0.66191 | 0.66191 | 1.35 | 0.66191 | 0.66191 | -4.9651e-05 | -96.7035 | 83.2963 | -4.9808e-05 | -96.7035 | 83.2963
Line16_4_18 | 0 | 0 | 0 | 0 | 0 | 0 | 0 | 0 | 0 | 0 | 0 | 0 | 2.2276e-09 | -2.5183e-08 | 2.4638e-08 | -2.2275e-09 | 3.9976e-10 | 1.4478e-10 | -5.0894e-08 | 2.0489e-09 | -1.6074e-09 | -2.8216e-15 | 8.6387e-10 | -1.3055e-09 | 0 | 0 | 0 | 0 | 0 | 0 | 1.35 | 0.66191 | 0.66191 | 1.35 | 0.66191 | 0.66191 | -4.1638e-05 | -96.7035 | 83.2963 | -4.1795e-05 | -96.7035 | 83.2963
Line17_5_19 | 0 | 0 | 0 | 0 | 0 | 0 | 0 | 0 | 0 | 0 | 0 | 0 | 2.2276e-09 | -2.5183e-08 | 2.4638e-08 | -2.2275e-09 | 3.9976e-10 | 1.4478e-10 | -5.0894e-08 | 2.0489e-09 | -1.6074e-09 | -2.8216e-15 | 8.6387e-10 | -1.3055e-09 | 0 | 0 | 0 | 0 | 0 | 0 | 1.35 | 0.66191 | 0.66191 | 1.35 | 0.66191 | 0.66191 | -4.1638e-05 | -96.7035 | 83.2963 | -4.1795e-05 | -96.7035 | 83.2963
Line1_1_3 | 1.3072e-06 | 1.3223e-06 | 1.2922e-06 | 1.1441e-06 | 1.1592e-06 | 1.1292e-06 | 3.0188e-07 | 3.0537e-07 | 2.9841e-07 | 2.6422e-07 | 2.677e-07 | 2.6077e-07 | 1.7821e-08 | -2.0146e-07 | 1.971e-07 | -1.7821e-08 | 1.7668e-07 | -1.7232e-07 | -4.0715e-07 | 1.6391e-08 | -1.2859e-08 | 3.5626e-07 | -1.3479e-08 | 9.946e-09 | 87.4938 | 87.948 | 87.029 | -92.8637 | -92.3409 | -93.4004 | 1.35 | 0.66191 | 0.66191 | 1.35 | 0.66191 | 0.66191 | -4.118e-05 | -96.7035 | 83.2963 | -4.3445e-05 | -96.7035 | 83.2963
Line2_1_4 | 0 | 0 | 0 | 0 | 0 | 0 | 0 | 0 | 0 | 0 | 0 | 0 | 4.4552e-09 | -5.0365e-08 | 4.9276e-08 | -4.4551e-09 | 2.5582e-08 | -2.4493e-08 | -1.0179e-07 | 4.0979e-09 | -3.2147e-09 | 5.0894e-08 | -1.1851e-09 | 3.0186e-10 | 0 | 0 | 0 | 0 | 0 | 0 | 1.35 | 0.66191 | 0.66191 | 1.35 | 0.66191 | 0.66191 | -4.118e-05 | -96.7035 | 83.2963 | -4.1638e-05 | -96.7035 | 83.2963
Line3_1_5 | 0 | 0 | 0 | 0 | 0 | 0 | 0 | 0 | 0 | 0 | 0 | 0 | 4.4552e-09 | -5.0365e-08 | 4.9276e-08 | -4.4551e-09 | 2.5582e-08 | -2.4493e-08 | -1.0179e-07 | 4.0979e-09 | -3.2147e-09 | 5.0894e-08 | -1.1851e-09 | 3.0186e-10 | 0 | 0 | 0 | 0 | 0 | 0 | 1.35 | 0.66191 | 0.66191 | 1.35 | 0.66191 | 0.66191 | -4.118e-05 | -96.7035 | 83.2963 | -4.1638e-05 | -96.7035 | 83.2963
Line4_2_6 | 0 | 1.3784 | 1.3784 | 0 | 1.3784 | 1.3784 | 0 | 0.31833 | 0.31833 | 0 | 0.31833 | 0.31833 | 1.1138e-08 | 0.10944 | 0.10944 | -1.1138e-08 | -0.07296 | -0.07296 | -2.5447e-07 | 0.114 | 0.114 | 2.0358e-07 | -0.076 | -0.076 | 0 | -142.8726 | 37.1272 | 0 | 37.1274 | -142.8728 | 1.35 | 0.49643 | 0.49643 | 1.35 | 0.33096 | 0.33095 | -4.8281e-05 | -96.7035 | 83.2963 | -5.5082e-05 | -96.7035 | 83.2963
Line5_6_7 | 0 | 1.3784 | 1.3784 | 0 | 1.3784 | 1.3784 | 0 | 0.31833 | 0.31833 | 0 | 0.31833 | 0.31833 | 8.9101e-09 | 0.07296 | 0.07296 | -8.9101e-09 | -0.03648 | -0.03648 | -2.0358e-07 | 0.076 | 0.076 | 1.5268e-07 | -0.038 | -0.038 | 0 | -142.8726 | 37.1272 | 0 | 37.1274 | -142.8728 | 1.35 | 0.33096 | 0.33095 | 1.35 | 0.16548 | 0.16548 | -5.5082e-05 | -96.7035 | 83.2963 | -6.1581e-05 | -96.7035 | 83.2963
Line6_7_8 | 0 | 1.3784 | 1.3784 | 0 | 1.3784 | 1.3784 | 0 | 0.31833 | 0.31833 | 0 | 0.31833 | 0.31833 | 6.6826e-09 | 0.03648 | 0.03648 | -6.6825e-09 | 2.0399e-10 | -2.036e-10 | -1.5268e-07 | 0.038 | 0.038 | 1.0179e-07 | 2.4821e-10 | -2.6233e-10 | 0 | -142.8726 | 37.1272 | 0 | 37.1274 | -142.8729 | 1.35 | 0.16548 | 0.16548 | 1.35 | 0 | 0 | -6.1581e-05 | -96.7035 | 83.2963 | -6.7779e-05 | 0 | 0
Line7_8_9 | 0 | 0 | 0 | 0 | 0 | 0 | 0 | 0 | 0 | 0 | 0 | 0 | 2.2275e-09 | 4.0966e-17 | 3.6363e-17 | -2.2275e-09 | 3.4627e-18 | -8.2533e-18 | -5.0894e-08 | 3.053e-20 | 1.2843e-18 | -4.9528e-15 | 1.8572e-17 | -3.5347e-18 | 0 | 0 | 0 | 0 | 0 | 0 | 1.35 | 0 | 0 | 1.35 | 0 | 0 | -6.7779e-05 | 0 | 0 | -6.7936e-05 | 0 | 0
Line8_8_10 | 0 | 0 | 0 | 0 | 0 | 0 | 0 | 0 | 0 | 0 | 0 | 0 | 2.2275e-09 | 4.0966e-17 | 3.6363e-17 | -2.2275e-09 | 3.4627e-18 | -8.2533e-18 | -5.0894e-08 | 3.053e-20 | 1.2843e-18 | -4.7529e-15 | 1.8572e-17 | -3.5347e-18 | 0 | 0 | 0 | 0 | 0 | 0 | 1.35 | 0 | 0 | 1.35 | 0 | 0 | -6.7779e-05 | 0 | 0 | -6.7936e-05 | 0 | 0
Line9_3_11 | 1.1438e-06 | 1.157e-06 | 1.1307e-06 | 0 | 0 | 0 | 2.6415e-07 | 2.672e-07 | 2.6111e-07 | 0 | 0 | 0 | 1.5593e-08 | -1.7628e-07 | 1.7247e-07 | -1.5593e-08 | 1.515e-07 | -1.4768e-07 | -3.5626e-07 | 1.4342e-08 | -1.1252e-08 | 3.0536e-07 | -1.143e-08 | 8.3387e-09 | 87.4938 | 87.948 | 87.029 | 0 | 0 | 0 | 1.35 | 0.66191 | 0.66191 | 1.35 | 0.66191 | 0.66191 | -4.3445e-05 | -96.7035 | 83.2963 | -4.5409e-05 | -96.7035 | 83.2963

## LLG_min_fault_6
name | pf_ikss_a_from_ka | pf_ikss_b_from_ka | pf_ikss_c_from_ka | pf_ikss_a_to_ka | pf_ikss_b_to_ka | pf_ikss_c_to_ka | pf_skss_a_from_mw | pf_skss_b_from_mw | pf_skss_c_from_mw | pf_skss_a_to_mw | pf_skss_b_to_mw | pf_skss_c_to_mw | pf_p_a_from_mw | pf_p_b_from_mw | pf_p_c_from_mw | pf_p_a_to_mw | pf_p_b_to_mw | pf_p_c_to_mw | pf_q_a_from_mvar | pf_q_b_from_mvar | pf_q_c_from_mvar | pf_q_a_to_mvar | pf_q_b_to_mvar | pf_q_c_to_mvar | pf_ikss_a_from_degree | pf_ikss_b_from_degree | pf_ikss_c_from_degree | pf_ikss_a_to_degree | pf_ikss_b_to_degree | pf_ikss_c_to_degree | pf_vm_a_from_pu | pf_vm_b_from_pu | pf_vm_c_from_pu | pf_vm_a_to_pu | pf_vm_b_to_pu | pf_vm_c_to_pu | pf_va_a_from_degree | pf_va_b_from_degree | pf_va_c_from_degree | pf_va_a_to_degree | pf_va_b_to_degree | pf_va_c_to_degree
Line0_1_2 | 1.0351e-06 | 0.02639 | 0.026385 | 0 | 0.02639 | 0.026384 | 2.3904e-07 | 0.0060945 | 0.0060933 | 0 | 0.0060945 | 0.0060932 | 1.4946e-08 | 0.0035356 | 0.0035342 | -1.4937e-08 | -0.0035223 | -0.0035208 | -3.4032e-07 | 0.003538 | 0.0035362 | 2.836e-07 | -0.0035241 | -0.0035223 | 87.4811 | -135.137 | 44.8524 | 0 | 44.8632 | -135.1479 | 1.4251 | 0.82072 | 0.8205 | 1.4251 | 0.81755 | 0.81734 | -0.0042837 | -90.1175 | 89.8689 | -0.0042908 | -90.1219 | 89.8645
Line10_11_12 | 1.0351e-06 | 1.0353e-06 | 1.0349e-06 | 0 | 0 | 0 | 2.3904e-07 | 2.3908e-07 | 2.3899e-07 | 0 | 0 | 0 | 1.4946e-08 | -1.9605e-07 | 1.9592e-07 | -1.4938e-08 | 1.6338e-07 | -1.6327e-07 | -3.4033e-07 | -8.1881e-09 | 8.204e-09 | 2.836e-07 | 8.2478e-09 | -8.2714e-09 | 87.481 | 87.4909 | 87.4712 | 0 | 0 | 0 | 1.4251 | 0.82072 | 0.8205 | 1.4251 | 0.82072 | 0.8205 | -0.0042879 | -90.1175 | 89.8689 | -0.0042896 | -90.1175 | 89.8689
Line11_12_13 | 0 | 0 | 0 | 0 | 0 | 0 | 0 | 0 | 0 | 0 | 0 | 0 | 1.2455e-08 | -1.6337e-07 | 1.6327e-07 | -1.2447e-08 | 1.3071e-07 | -1.3061e-07 | -2.836e-07 | -6.8234e-09 | 6.8366e-09 | 2.2688e-07 | 6.8831e-09 | -6.904e-09 | 0 | 0 | 0 | 0 | 0 | 0 | 1.4251 | 0.82072 | 0.8205 | 1.4251 | 0.82072 | 0.8205 | -0.0042896 | -90.1175 | 89.8689 | -0.0042909 | -90.1175 | 89.8689
Line12_13_15 | 0 | 0 | 0 | 0 | 0 | 0 | 0 | 0 | 0 | 0 | 0 | 0 | 7.4731e-09 | -9.8024e-08 | 9.7962e-08 | -7.4646e-09 | 6.5359e-08 | -6.5304e-08 | -1.7016e-07 | -4.0941e-09 | 4.102e-09 | 1.1344e-07 | 4.1537e-09 | -4.1694e-09 | 0 | 0 | 0 | 0 | 0 | 0 | 1.4251 | 0.82072 | 0.8205 | 1.4251 | 0.82072 | 0.8205 | -0.0042909 | -90.1175 | 89.8689 | -0.0042917 | -90.1175 | 89.8689
Line13_13_14 | 0 | 0 | 0 | 0 | 0 | 0 | 0 | 0 | 0 | 0 | 0 | 0 | 2.491e-09 | -3.2675e-08 | 3.2654e-08 | -2.4826e-09 | 8.9674e-12 | 3.4046e-12 | -5.6721e-08 | -1.3647e-09 | 1.3673e-09 | -3.7131e-13 | 1.4243e-09 | -1.4347e-09 | 0 | 0 | 0 | 0 | 0 | 0 | 1.4251 | 0.82072 | 0.8205 | 1.4251 | 0.82072 | 0.8205 | -0.0042909 | -90.1175 | 89.8689 | -0.0042911 | -90.1175 | 89.8689
Line14_15_16 | 0 | 0 | 0 | 0 | 0 | 0 | 0 | 0 | 0 | 0 | 0 | 0 | 4.9821e-09 | -6.535e-08 | 6.5308e-08 | -4.9736e-09 | 3.2684e-08 | -3.2651e-08 | -1.1344e-07 | -2.7294e-09 | 2.7347e-09 | 5.6721e-08 | 2.789e-09 | -2.802e-09 | 0 | 0 | 0 | 0 | 0 | 0 | 1.4251 | 0.82072 | 0.8205 | 1.4251 | 0.82072 | 0.8205 | -0.0042917 | -90.1175 | 89.8689 | -0.0042922 | -90.1175 | 89.8689
Line15_16_17 | 0 | 0 | 0 | 0 | 0 | 0 | 0 | 0 | 0 | 0 | 0 | 0 | 2.491e-09 | -3.2675e-08 | 3.2654e-08 | -2.4826e-09 | 8.9675e-12 | 3.4051e-12 | -5.6721e-08 | -1.3647e-09 | 1.3673e-09 | -3.7174e-13 | 1.4243e-09 | -1.4347e-09 | 0 | 0 | 0 | 0 | 0 | 0 | 1.4251 | 0.82072 | 0.8205 | 1.4251 | 0.82072 | 0.8205 | -0.0042922 | -90.1175 | 89.8689 | -0.0042923 | -90.1175 | 89.8689
Line16_4_18 | 0 | 0 | 0 | 0 | 0 | 0 | 0 | 0 | 0 | 0 | 0 | 0 | 2.491e-09 | -3.2675e-08 | 3.2654e-08 | -2.4826e-09 | 8.968e-12 | 3.4048e-12 | -5.6721e-08 | -1.3647e-09 | 1.3673e-09 | -3.7108e-13 | 1.4243e-09 | -1.4347e-09 | 0 | 0 | 0 | 0 | 0 | 0 | 1.4251 | 0.82072 | 0.8205 | 1.4251 | 0.82072 | 0.8205 | -0.0042842 | -90.1175 | 89.8689 | -0.0042843 | -90.1175 | 89.8689
Line17_5_19 | 0 | 0 | 0 | 0 | 0 | 0 | 0 | 0 | 0 | 0 | 0 | 0 | 2.491e-09 | -3.2675e-08 | 3.2654e-08 | -2.4826e-09 | 8.968e-12 | 3.4048e-12 | -5.6721e-08 | -1.3647e-09 | 1.3673e-09 | -3.7108e-13 | 1.4243e-09 | -1.4347e-09 | 0 | 0 | 0 | 0 | 0 | 0 | 1.4251 | 0.82072 | 0.8205 | 1.4251 | 0.82072 | 0.8205 | -0.0042842 | -90.1175 | 89.8689 | -0.0042843 | -90.1175 | 89.8689
Line1_1_3 | 1.3801e-06 | 1.3803e-06 | 1.3798e-06 | 1.2079e-06 | 1.2082e-06 | 1.2077e-06 | 3.1872e-07 | 3.1878e-07 | 3.1866e-07 | 2.7896e-07 | 2.7902e-07 | 2.789e-07 | 1.9928e-08 | -2.614e-07 | 2.6123e-07 | -1.992e-08 | 2.2873e-07 | -2.2857e-07 | -4.5377e-07 | -1.0917e-08 | 1.0939e-08 | 3.9705e-07 | 1.0977e-08 | -1.1006e-08 | 87.481 | 87.4909 | 87.4712 | -92.8764 | -92.8651 | -92.8878 | 1.4251 | 0.82072 | 0.8205 | 1.4251 | 0.82072 | 0.8205 | -0.0042837 | -90.1175 | 89.8689 | -0.004286 | -90.1175 | 89.8689
Line2_1_4 | 0 | 0 | 0 | 0 | 0 | 0 | 0 | 0 | 0 | 0 | 0 | 0 | 4.9821e-09 | -6.535e-08 | 6.5308e-08 | -4.9736e-09 | 3.2684e-08 | -3.2651e-08 | -1.1344e-07 | -2.7293e-09 | 2.7346e-09 | 5.672e-08 | 2.789e-09 | -2.802e-09 | 0 | 0 | 0 | 0 | 0 | 0 | 1.4251 | 0.82072 | 0.8205 | 1.4251 | 0.82072 | 0.8205 | -0.0042837 | -90.1175 | 89.8689 | -0.0042842 | -90.1175 | 89.8689
Line3_1_5 | 0 | 0 | 0 | 0 | 0 | 0 | 0 | 0 | 0 | 0 | 0 | 0 | 4.9821e-09 | -6.535e-08 | 6.5308e-08 | -4.9736e-09 | 3.2684e-08 | -3.2651e-08 | -1.1344e-07 | -2.7293e-09 | 2.7346e-09 | 5.672e-08 | 2.789e-09 | -2.802e-09 | 0 | 0 | 0 | 0 | 0 | 0 | 1.4251 | 0.82072 | 0.8205 | 1.4251 | 0.82072 | 0.8205 | -0.0042837 | -90.1175 | 89.8689 | -0.0042842 | -90.1175 | 89.8689
Line4_2_6 | 0 | 0.02639 | 0.026384 | 0 | 0.02639 | 0.026384 | 0 | 0.0060945 | 0.0060932 | 0 | 0.0060946 | 0.0060932 | 1.2455e-08 | 0.0035223 | 0.0035208 | -1.2446e-08 | -0.003509 | -0.0035074 | -2.836e-07 | 0.0035241 | 0.0035223 | 2.2688e-07 | -0.0035102 | -0.0035084 | 0 | -135.1368 | 44.8521 | 0 | 44.8635 | -135.1482 | 1.4251 | 0.81755 | 0.81734 | 1.4251 | 0.81438 | 0.81417 | -0.0042908 | -90.1219 | 89.8645 | -0.0042976 | -90.1264 | 89.86
Line5_6_7 | 0 | 0.02639 | 0.026384 | 0 | 0.02639 | 0.026384 | 0 | 0.0060946 | 0.0060932 | 0 | 0.0060946 | 0.0060932 | 9.9639e-09 | 0.003509 | 0.0035074 | -9.9554e-09 | -0.0034956 | -0.003494 | -2.2688e-07 | 0.0035102 | 0.0035084 | 1.7016e-07 | -0.0034963 | -0.0034945 | 0 | -135.1365 | 44.8519 | 0 | 44.8637 | -135.1484 | 1.4251 | 0.81438 | 0.81417 | 1.4251 | 0.81121 | 0.811 | -0.0042976 | -90.1264 | 89.86 | -0.0043041 | -90.131 | 89.8554
Line6_7_8 | 0 | 0.02639 | 0.026384 | 0 | 0.02639 | 0.026384 | 0 | 0.0060946 | 0.0060932 | 0 | 0.0060946 | 0.0060931 | 7.4729e-09 | 0.0034956 | 0.003494 | -7.4645e-09 | -0.0034823 | -0.0034806 | -1.7016e-07 | 0.0034963 | 0.0034945 | 1.1344e-07 | -0.0034823 | -0.0034805 | 0 | -135.1363 | 44.8516 | 0 | 44.864 | -135.1487 | 1.4251 | 0.81121 | 0.811 | 1.4251 | 0.80805 | 0.80784 | -0.0043041 | -90.131 | 89.8554 | -0.0043103 | -90.1355 | 89.8508
Line7_8_9 | 0 | 0 | 0 | 0 | 0 | 0 | 0 | 0 | 0 | 0 | 0 | 0 | 2.491e-09 | -3.2208e-08 | 3.2113e-08 | -2.4826e-09 | 4.6808e-11 | 4.0428e-11 | -5.6721e-08 | -1.3327e-09 | 1.3368e-09 | -3.7311e-13 | 1.4016e-09 | -1.4133e-09 | 0 | 0 | 0 | 0 | 0 | 0 | 1.4251 | 0.80805 | 0.80784 | 1.4251 | 0.80805 | 0.80784 | -0.0043103 | -90.1355 | 89.8508 | -0.0043105 | -90.1355 | 89.8508
Line8_8_10 | 0 | 0 | 0 | 0 | 0 | 0 | 0 | 0 | 0 | 0 | 0 | 0 | 2.491e-09 | -3.2208e-08 | 3.2113e-08 | -2.4826e-09 | 4.6808e-11 | 4.0428e-11 | -5.6721e-08 | -1.3327e-09 | 1.3368e-09 | -3.7311e-13 | 1.4016e-09 | -1.4133e-09 | 0 | 0 | 0 | 0 | 0 | 0 | 1.4251 | 0.80805 | 0.80784 | 1.4251 | 0.80805 | 0.80784 | -0.0043103 | -90.1355 | 89.8508 | -0.0043105 | -90.1355 | 89.8508
Line9_3_11 | 1.2076e-06 | 1.2078e-06 | 1.2074e-06 | 1.0354e-06 | 1.0356e-06 | 1.0352e-06 | 2.7888e-07 | 2.7893e-07 | 2.7883e-07 | 2.3912e-07 | 2.3917e-07 | 2.3907e-07 | 1.7437e-08 | -2.2872e-07 | 2.2858e-07 | -1.7429e-08 | 1.9606e-07 | -1.9592e-07 | -3.9705e-07 | -9.5528e-09 | 9.5713e-09 | 3.4032e-07 | 9.6124e-09 | -9.6387e-09 | 87.481 | 87.4909 | 87.4712 | -92.936 | -92.9244 | -92.9476 | 1.4251 | 0.82072 | 0.8205 | 1.4251 | 0.82072 | 0.8205 | -0.004286 | -90.1175 | 89.8689 | -0.0042879 | -90.1175 | 89.8689

## LLG_min_fault_10
name | pf_ikss_a_from_ka | pf_ikss_b_from_ka | pf_ikss_c_from_ka | pf_ikss_a_to_ka | pf_ikss_b_to_ka | pf_ikss_c_to_ka | pf_skss_a_from_mw | pf_skss_b_from_mw | pf_skss_c_from_mw | pf_skss_a_to_mw | pf_skss_b_to_mw | pf_skss_c_to_mw | pf_p_a_from_mw | pf_p_b_from_mw | pf_p_c_from_mw | pf_p_a_to_mw | pf_p_b_to_mw | pf_p_c_to_mw | pf_q_a_from_mvar | pf_q_b_from_mvar | pf_q_c_from_mvar | pf_q_a_to_mvar | pf_q_b_to_mvar | pf_q_c_to_mvar | pf_ikss_a_from_degree | pf_ikss_b_from_degree | pf_ikss_c_from_degree | pf_ikss_a_to_degree | pf_ikss_b_to_degree | pf_ikss_c_to_degree | pf_vm_a_from_pu | pf_vm_b_from_pu | pf_vm_c_from_pu | pf_vm_a_to_pu | pf_vm_b_to_pu | pf_vm_c_to_pu | pf_va_a_from_degree | pf_va_b_from_degree | pf_va_c_from_degree | pf_va_a_to_degree | pf_va_b_to_degree | pf_va_c_to_degree
Line0_1_2 | 0 | 0.025001 | 0.024996 | 0 | 0.025001 | 0.024996 | 0 | 0.0057737 | 0.0057726 | 0 | 0.0057738 | 0.0057725 | 1.3414e-08 | 0.0031733 | 0.003172 | -1.3406e-08 | -0.0031613 | -0.0031599 | -3.0544e-07 | 0.0031754 | 0.0031738 | 2.5454e-07 | -0.0031629 | -0.0031613 | 0 | -135.137 | 44.8524 | 0 | 44.8632 | -135.1479 | 1.3501 | 0.77752 | 0.77732 | 1.3501 | 0.77452 | 0.77432 | -0.0042837 | -90.1175 | 89.8689 | -0.0042908 | -90.1219 | 89.8645
Line10_11_12 | 0 | 0 | 0 | 0 | 0 | 0 | 0 | 0 | 0 | 0 | 0 | 0 | 1.3414e-08 | -1.7596e-07 | 1.7584e-07 | -1.3407e-08 | 1.4664e-07 | -1.4653e-07 | -3.0544e-07 | -7.3489e-09 | 7.3631e-09 | 2.5454e-07 | 7.4024e-09 | -7.4236e-09 | 0 | 0 | 0 | 0 | 0 | 0 | 1.3501 | 0.77752 | 0.77732 | 1.3501 | 0.77752 | 0.77732 | -0.0042879 | -90.1175 | 89.8689 | -0.0042896 | -90.1175 | 89.8689
Line11_12_13 | 0 | 0 | 0 | 0 | 0 | 0 | 0 | 0 | 0 | 0 | 0 | 0 | 1.1179e-08 | -1.4663e-07 | 1.4654e-07 | -1.1171e-08 | 1.1731e-07 | -1.1723e-07 | -2.5454e-07 | -6.1241e-09 | 6.1359e-09 | 2.0363e-07 | 6.1776e-09 | -6.1964e-09 | 0 | 0 | 0 | 0 | 0 | 0 | 1.3501 | 0.77752 | 0.77732 | 1.3501 | 0.77752 | 0.77732 | -0.0042896 | -90.1175 | 89.8689 | -0.0042909 | -90.1175 | 89.8689
Line12_13_15 | 0 | 0 | 0 | 0 | 0 | 0 | 0 | 0 | 0 | 0 | 0 | 0 | 6.7072e-09 | -8.7978e-08 | 8.7921e-08 | -6.6996e-09 | 5.866e-08 | -5.8611e-08 | -1.5272e-07 | -3.6745e-09 | 3.6816e-09 | 1.0181e-07 | 3.728e-09 | -3.742e-09 | 0 | 0 | 0 | 0 | 0 | 0 | 1.3501 | 0.77752 | 0.77732 | 1.3501 | 0.77752 | 0.77732 | -0.0042909 | -90.1175 | 89.8689 | -0.0042917 | -90.1175 | 89.8689
Line13_13_14 | 0 | 0 | 0 | 0 | 0 | 0 | 0 | 0 | 0 | 0 | 0 | 0 | 2.2357e-09 | -2.9326e-08 | 2.9307e-08 | -2.2281e-09 | 8.0483e-12 | 3.056e-12 | -5.0907e-08 | -1.2248e-09 | 1.2272e-09 | -3.3351e-13 | 1.2784e-09 | -1.2877e-09 | 0 | 0 | 0 | 0 | 0 | 0 | 1.3501 | 0.77752 | 0.77732 | 1.3501 | 0.77752 | 0.77732 | -0.0042909 | -90.1175 | 89.8689 | -0.0042911 | -90.1175 | 89.8689
Line14_15_16 | 0 | 0 | 0 | 0 | 0 | 0 | 0 | 0 | 0 | 0 | 0 | 0 | 4.4715e-09 | -5.8652e-08 | 5.8614e-08 | -4.4638e-09 | 2.9334e-08 | -2.9304e-08 | -1.0181e-07 | -2.4496e-09 | 2.4544e-09 | 5.0907e-08 | 2.5032e-09 | -2.5148e-09 | 0 | 0 | 0 | 0 | 0 | 0 | 1.3501 | 0.77752 | 0.77732 | 1.3501 | 0.77752 | 0.77732 | -0.0042917 | -90.1175 | 89.8689 | -0.0042922 | -90.1175 | 89.8689
Line15_16_17 | 0 | 0 | 0 | 0 | 0 | 0 | 0 | 0 | 0 | 0 | 0 | 0 | 2.2357e-09 | -2.9326e-08 | 2.9307e-08 | -2.2281e-09 | 8.0482e-12 | 3.056e-12 | -5.0907e-08 | -1.2248e-09 | 1.2272e-09 | -3.3331e-13 | 1.2784e-09 | -1.2877e-09 | 0 | 0 | 0 | 0 | 0 | 0 | 1.3501 | 0.77752 | 0.77732 | 1.3501 | 0.77752 | 0.77732 | -0.0042922 | -90.1175 | 89.8689 | -0.0042923 | -90.1175 | 89.8689
Line16_4_18 | 0 | 0 | 0 | 0 | 0 | 0 | 0 | 0 | 0 | 0 | 0 | 0 | 2.2357e-09 | -2.9326e-08 | 2.9307e-08 | -2.2281e-09 | 8.0489e-12 | 3.0555e-12 | -5.0907e-08 | -1.2248e-09 | 1.2272e-09 | -3.3308e-13 | 1.2783e-09 | -1.2877e-09 | 0 | 0 | 0 | 0 | 0 | 0 | 1.3501 | 0.77752 | 0.77732 | 1.3501 | 0.77752 | 0.77732 | -0.0042842 | -90.1175 | 89.8689 | -0.0042843 | -90.1175 | 89.8689
Line17_5_19 | 0 | 0 | 0 | 0 | 0 | 0 | 0 | 0 | 0 | 0 | 0 | 0 | 2.2357e-09 | -2.9326e-08 | 2.9307e-08 | -2.2281e-09 | 8.0489e-12 | 3.0555e-12 | -5.0907e-08 | -1.2248e-09 | 1.2272e-09 | -3.3308e-13 | 1.2783e-09 | -1.2877e-09 | 0 | 0 | 0 | 0 | 0 | 0 | 1.3501 | 0.77752 | 0.77732 | 1.3501 | 0.77752 | 0.77732 | -0.0042842 | -90.1175 | 89.8689 | -0.0042843 | -90.1175 | 89.8689
Line1_1_3 | 1.3075e-06 | 1.3077e-06 | 1.3072e-06 | 1.1444e-06 | 1.1446e-06 | 1.1441e-06 | 3.0194e-07 | 3.02e-07 | 3.0189e-07 | 2.6428e-07 | 2.6433e-07 | 2.6422e-07 | 1.7886e-08 | -2.3461e-07 | 2.3446e-07 | -1.7878e-08 | 2.0529e-07 | -2.0515e-07 | -4.0726e-07 | -9.7985e-09 | 9.8175e-09 | 3.5635e-07 | 9.852e-09 | -9.878e-09 | 87.481 | 87.4909 | 87.4712 | -92.8764 | -92.8651 | -92.8878 | 1.3501 | 0.77752 | 0.77732 | 1.3501 | 0.77752 | 0.77732 | -0.0042837 | -90.1175 | 89.8689 | -0.004286 | -90.1175 | 89.8689
Line2_1_4 | 0 | 0 | 0 | 0 | 0 | 0 | 0 | 0 | 0 | 0 | 0 | 0 | 4.4714e-09 | -5.8652e-08 | 5.8614e-08 | -4.4638e-09 | 2.9334e-08 | -2.9304e-08 | -1.0181e-07 | -2.4496e-09 | 2.4544e-09 | 5.0907e-08 | 2.5032e-09 | -2.5148e-09 | 0 | 0 | 0 | 0 | 0 | 0 | 1.3501 | 0.77752 | 0.77732 | 1.3501 | 0.77752 | 0.77732 | -0.0042837 | -90.1175 | 89.8689 | -0.0042842 | -90.1175 | 89.8689
Line3_1_5 | 0 | 0 | 0 | 0 | 0 | 0 | 0 | 0 | 0 | 0 | 0 | 0 | 4.4714e-09 | -5.8652e-08 | 5.8614e-08 | -4.4638e-09 | 2.9334e-08 | -2.9304e-08 | -1.0181e-07 | -2.4496e-09 | 2.4544e-09 | 5.0907e-08 | 2.5032e-09 | -2.5148e-09 | 0 | 0 | 0 | 0 | 0 | 0 | 1.3501 | 0.77752 | 0.77732 | 1.3501 | 0.77752 | 0.77732 | -0.0042837 | -90.1175 | 89.8689 | -0.0042842 | -90.1175 | 89.8689
Line4_2_6 | 0 | 0.025001 | 0.024996 | 0 | 0.025001 | 0.024996 | 0 | 0.0057738 | 0.0057725 | 0 | 0.0057738 | 0.0057725 | 1.1178e-08 | 0.0031613 | 0.0031599 | -1.1171e-08 | -0.0031493 | -0.0031479 | -2.5454e-07 | 0.0031629 | 0.0031613 | 2.0363e-07 | -0.0031504 | -0.0031488 | 0 | -135.1368 | 44.8521 | 0 | 44.8635 | -135.1482 | 1.3501 | 0.77452 | 0.77432 | 1.3501 | 0.77152 | 0.77132 | -0.0042908 | -90.1219 | 89.8645 | -0.0042976 | -90.1264 | 89.86
Line5_6_7 | 0 | 0.025001 | 0.024996 | 0 | 0.025001 | 0.024996 | 0 | 0.0057738 | 0.0057725 | 0 | 0.0057738 | 0.0057725 | 8.9427e-09 | 0.0031493 | 0.0031479 | -8.9351e-09 | -0.0031373 | -0.0031359 | -2.0363e-07 | 0.0031504 | 0.0031488 | 1.5272e-07 | -0.0031379 | -0.0031363 | 0 | -135.1365 | 44.8519 | 0 | 44.8637 | -135.1484 | 1.3501 | 0.77152 | 0.77132 | 1.3501 | 0.76852 | 0.76832 | -0.0042976 | -90.1264 | 89.86 | -0.0043041 | -90.131 | 89.8554
Line6_7_8 | 0 | 0.025001 | 0.024996 | 0 | 0.025001 | 0.024995 | 0 | 0.0057738 | 0.0057725 | 0 | 0.0057738 | 0.0057725 | 6.707e-09 | 0.0031373 | 0.0031359 | -6.6994e-09 | -0.0031254 | -0.0031239 | -1.5272e-07 | 0.0031379 | 0.0031363 | 1.0181e-07 | -0.0031254 | -0.0031238 | 0 | -135.1363 | 44.8516 | 0 | 44.864 | -135.1487 | 1.3501 | 0.76852 | 0.76832 | 1.3501 | 0.76552 | 0.76532 | -0.0043041 | -90.131 | 89.8554 | -0.0043103 | -90.1355 | 89.8508
Line7_8_9 | 0 | 0 | 0 | 0 | 0 | 0 | 0 | 0 | 0 | 0 | 0 | 0 | 2.2357e-09 | -2.8907e-08 | 2.8821e-08 | -2.2281e-09 | 4.2011e-11 | 3.6284e-11 | -5.0907e-08 | -1.1961e-09 | 1.1998e-09 | -3.3476e-13 | 1.2579e-09 | -1.2685e-09 | 0 | 0 | 0 | 0 | 0 | 0 | 1.3501 | 0.76552 | 0.76532 | 1.3501 | 0.76552 | 0.76532 | -0.0043103 | -90.1355 | 89.8508 | -0.0043105 | -90.1355 | 89.8508
Line8_8_10 | 0 | 0 | 0 | 0 | 0 | 0 | 0 | 0 | 0 | 0 | 0 | 0 | 2.2357e-09 | -2.8907e-08 | 2.8821e-08 | -2.2281e-09 | 4.2011e-11 | 3.6284e-11 | -5.0907e-08 | -1.1961e-09 | 1.1998e-09 | -3.3476e-13 | 1.2579e-09 | -1.2685e-09 | 0 | 0 | 0 | 0 | 0 | 0 | 1.3501 | 0.76552 | 0.76532 | 1.3501 | 0.76552 | 0.76532 | -0.0043103 | -90.1355 | 89.8508 | -0.0043105 | -90.1355 | 89.8508
Line9_3_11 | 1.144e-06 | 1.1442e-06 | 1.1438e-06 | 0 | 0 | 0 | 2.642e-07 | 2.6425e-07 | 2.6415e-07 | 0 | 0 | 0 | 1.565e-08 | -2.0528e-07 | 2.0515e-07 | -1.5642e-08 | 1.7596e-07 | -1.7584e-07 | -3.5635e-07 | -8.5737e-09 | 8.5903e-09 | 3.0544e-07 | 8.6272e-09 | -8.6508e-09 | 87.481 | 87.4909 | 87.4712 | 0 | 0 | 0 | 1.3501 | 0.77752 | 0.77732 | 1.3501 | 0.77752 | 0.77732 | -0.004286 | -90.1175 | 89.8689 | -0.0042879 | -90.1175 | 89.8689