## LLL_max_6
name | pf_ikss_from_ka | pf_ikss_to_ka | pf_ip_from_ka | pf_ip_to_ka | pf_skss_from_mw | pf_skss_to_mw | pf_p_from_mw | pf_p_to_mw | pf_q_from_mvar | pf_q_to_mvar | pf_ikss_from_degree | pf_ikss_to_degree | pf_vm_from_pu | pf_vm_to_pu | pf_va_from_degree | pf_va_to_degree
Line0_1_2 | 0 | 0 | 0 | 0 | 0 | 0 | 0 | 0 | 0 | 0 | 0 | 0 | 0.70184 | 0.70184 | -7.4193 | -7.4193
Line10_11_12 | 0 | 0 | 0 | 0 | 0 | 0 | 0 | 0 | 0 | 0 | 0 | 0 | 0.70184 | 0.70184 | -7.4193 | -7.4193
Line11_12_13 | 0 | 0 | 0 | 0 | 0 | 0 | 0 | 0 | 0 | 0 | 0 | 0 | 0.70184 | 0.70184 | -7.4193 | -7.4193
Line12_13_15 | 0 | 0 | 0 | 0 | 0 | 0 | 0 | 0 | 0 | 0 | 0 | 0 | 0.70184 | 0.70184 | -7.4193 | -7.4193
Line13_13_14 | 0 | 0 | 0 | 0 | 0 | 0 | 0 | 0 | 0 | 0 | 0 | 0 | 0.70184 | 0.70184 | -7.4193 | -7.4193
Line14_15_16 | 0 | 0 | 0 | 0 | 0 | 0 | 0 | 0 | 0 | 0 | 0 | 0 | 0.70184 | 0.70184 | -7.4193 | -7.4193
Line15_16_17 | 0 | 0 | 0 | 0 | 0 | 0 | 0 | 0 | 0 | 0 | 0 | 0 | 0.70184 | 0.70184 | -7.4193 | -7.4193
Line16_4_18 | 3.6243 | 3.6243 | 0 | 7.0007 | 2.511 | 2.511 | 0.39406 | -1e-07 | 0.78812 | -1e-07 | -70.8543 | 109.1457 | 0.35092 | 0 | -7.4193 | 0
Line17_5_19 | 0 | 0 | 0 | 0 | 0 | 0 | 0 | 0 | 0 | 0 | 0 | 0 | 0.70184 | 0.70184 | -7.4193 | -7.4193
Line1_1_3 | 0 | 0 | 0 | 0 | 0 | 0 | 0 | 0 | 0 | 0 | 0 | 0 | 0.70184 | 0.70184 | -7.4193 | -7.4193
Line2_1_4 | 3.6243 | 3.6243 | 0 | 0 | 2.511 | 2.511 | 0.78812 | -0.39406 | 1.5762 | -0.78812 | -70.8543 | 109.1457 | 0.70184 | 0.35092 | -7.4193 | -7.4193
Line3_1_5 | 0 | 0 | 0 | 0 | 0 | 0 | 0 | 0 | 0 | 0 | 0 | 0 | 0.70184 | 0.70184 | -7.4193 | -7.4193
Line4_2_6 | 0 | 0 | 0 | 0 | 0 | 0 | 0 | 0 | 0 | 0 | 0 | 0 | 0.70184 | 0.70184 | -7.4193 | -7.4193
Line5_6_7 | 0 | 0 | 0 | 0 | 0 | 0 | 0 | 0 | 0 | 0 | 0 | 0 | 0.70184 | 0.70184 | -7.4193 | -7.4193
Line6_7_8 | 0 | 0 | 0 | 0 | 0 | 0 | 0 | 0 | 0 | 0 | 0 | 0 | 0.70184 | 0.70184 | -7.4193 | -7.4193
Line7_8_9 | 0 | 0 | 0 | 0 | 0 | 0 | 0 | 0 | 0 | 0 | 0 | 0 | 0.70184 | 0.70184 | -7.4193 | -7.4193
Line8_8_10 | 0 | 0 | 0 | 0 | 0 | 0 | 0 | 0 | 0 | 0 | 0 | 0 | 0.70184 | 0.70184 | -7.4193 | -7.4193
Line9_3_11 | 0 | 0 | 0 | 0 | 0 | 0 | 0 | 0 | 0 | 0 | 0 | 0 | 0.70184 | 0.70184 | -7.4193 | -7.4193

## LLL_max_10
name | pf_ikss_from_ka | pf_ikss_to_ka | pf_ip_from_ka | pf_ip_to_ka | pf_skss_from_mw | pf_skss_to_mw | pf_p_from_mw | pf_p_to_mw | pf_q_from_mvar | pf_q_to_mvar | pf_ikss_from_degree | pf_ikss_to_degree | pf_vm_from_pu | pf_vm_to_pu | pf_va_from_degree | pf_va_to_degree
Line0_1_2 | 0 | 0 | 0 | 0 | 0 | 0 | 0 | 0 | 0 | 0 | 0 | 0 | 0.72372 | 0.72372 | -7.6495 | -7.6495
Line10_11_12 | 0 | 0 | 0 | 0 | 0 | 0 | 0 | 0 | 0 | 0 | 0 | 0 | 0.72372 | 0.72372 | -7.6495 | -7.6495
Line11_12_13 | 0 | 0 | 0 | 0 | 0 | 0 | 0 | 0 | 0 | 0 | 0 | 0 | 0.72372 | 0.72372 | -7.6495 | -7.6495
Line12_13_15 | 0 | 0 | 0 | 0 | 0 | 0 | 0 | 0 | 0 | 0 | 0 | 0 | 0.72372 | 0.72372 | -7.6495 | -7.6495
Line13_13_14 | 0 | 0 | 0 | 0 | 0 | 0 | 0 | 0 | 0 | 0 | 0 | 0 | 0.72372 | 0.72372 | -7.6495 | -7.6495
Line14_15_16 | 0 | 0 | 0 | 0 | 0 | 0 | 0 | 0 | 0 | 0 | 0 | 0 | 0.72372 | 0.72372 | -7.6495 | -7.6495
Line15_16_17 | 0 | 0 | 0 | 0 | 0 | 0 | 0 | 0 | 0 | 0 | 0 | 0 | 0.72372 | 0.72372 | -7.6495 | -7.6495
Line16_4_18 | 3.7373 | 3.7373 | 0 | 7.2438 | 2.5893 | 2.5893 | 0.41902 | -1e-07 | 0.83803 | -1e-07 | -71.0844 | 108.9156 | 0.36186 | 0 | -7.6495 | 0
Line17_5_19 | 0 | 0 | 0 | 0 | 0 | 0 | 0 | 0 | 0 | 0 | 0 | 0 | 0.72372 | 0.72372 | -7.6495 | -7.6495
Line1_1_3 | 0 | 0 | 0 | 0 | 0 | 0 | 0 | 0 | 0 | 0 | 0 | 0 | 0.72372 | 0.72372 | -7.6495 | -7.6495
Line2_1_4 | 3.7373 | 3.7373 | 0 | 0 | 2.5893 | 2.5893 | 0.83803 | -0.41902 | 1.6761 | -0.83803 | -71.0844 | 108.9156 | 0.72372 | 0.36186 | -7.6495 | -7.6495
Line3_1_5 | 0 | 0 | 0 | 0 | 0 | 0 | 0 | 0 | 0 | 0 | 0 | 0 | 0.72372 | 0.72372 | -7.6495 | -7.6495
Line4_2_6 | 0 | 0 | 0 | 0 | 0 | 0 | 0 | 0 | 0 | 0 | 0 | 0 | 0.72372 | 0.72372 | -7.6495 | -7.6495
Line5_6_7 | 0 | 0 | 0 | 0 | 0 | 0 | 0 | 0 | 0 | 0 | 0 | 0 | 0.72372 | 0.72372 | -7.6495 | -7.6495
Line6_7_8 | 0 | 0 | 0 | 0 | 0 | 0 | 0 | 0 | 0 | 0 | 0 | 0 | 0.72372 | 0.72372 | -7.6495 | -7.6495
Line7_8_9 | 0 | 0 | 0 | 0 | 0 | 0 | 0 | 0 | 0 | 0 | 0 | 0 | 0.72372 | 0.72372 | -7.6495 | -7.6495
Line8_8_10 | 0 | 0 | 0 | 0 | 0 | 0 | 0 | 0 | 0 | 0 | 0 | 0 | 0.72372 | 0.72372 | -7.6495 | -7.6495
Line9_3_11 | 0 | 0 | 0 | 0 | 0 | 0 | 0 | 0 | 0 | 0 | 0 | 0 | 0.72372 | 0.72372 | -7.6495 | -7.6495

## LLL_max_fault_6
name | pf_ikss_from_ka | pf_ikss_to_ka | pf_ip_from_ka | pf_ip_to_ka | pf_skss_from_mw | pf_skss_to_mw | pf_p_from_mw | pf_p_to_mw | pf_q_from_mvar | pf_q_to_mvar | pf_ikss_from_degree | pf_ikss_to_degree | pf_vm_from_pu | pf_vm_to_pu | pf_va_from_degree | pf_va_to_degree
Line0_1_2 | 0 | 0 | 0 | 0 | 0 | 0 | 0 | 0 | 0 | 0 | 0 | 0 | 1.0474 | 1.0474 | -0.12051 | -0.12051
Line10_11_12 | 0 | 0 | 0 | 0 | 0 | 0 | 0 | 0 | 0 | 0 | 0 | 0 | 1.0474 | 1.0474 | -0.12051 | -0.12051
Line11_12_13 | 0 | 0 | 0 | 0 | 0 | 0 | 0 | 0 | 0 | 0 | 0 | 0 | 1.0474 | 1.0474 | -0.12051 | -0.12051
Line12_13_15 | 0 | 0 | 0 | 0 | 0 | 0 | 0 | 0 | 0 | 0 | 0 | 0 | 1.0474 | 1.0474 | -0.12051 | -0.12051
Line13_13_14 | 0 | 0 | 0 | 0 | 0 | 0 | 0 | 0 | 0 | 0 | 0 | 0 | 1.0474 | 1.0474 | -0.12051 | -0.12051
Line14_15_16 | 0 | 0 | 0 | 0 | 0 | 0 | 0 | 0 | 0 | 0 | 0 | 0 | 1.0474 | 1.0474 | -0.12051 | -0.12051
Line15_16_17 | 0 | 0 | 0 | 0 | 0 | 0 | 0 | 0 | 0 | 0 | 0 | 0 | 1.0474 | 1.0474 | -0.12051 | -0.12051
Line16_4_18 | 0.034003 | 0.034003 | 0 | 0.065681 | 0.023558 | 0.023558 | 0.017378 | -0.017343 | 0.017412 | -0.017343 | -45.2344 | 134.7656 | 1.0442 | 1.0411 | -0.17729 | -0.23442
Line17_5_19 | 0 | 0 | 0 | 0 | 0 | 0 | 0 | 0 | 0 | 0 | 0 | 0 | 1.0474 | 1.0474 | -0.12051 | -0.12051
Line1_1_3 | 0 | 0 | 0 | 0 | 0 | 0 | 0 | 0 | 0 | 0 | 0 | 0 | 1.0474 | 1.0474 | -0.12051 | -0.12051
Line2_1_4 | 0.034003 | 0.034003 | 0 | 0 | 0.023558 | 0.023558 | 0.017412 | -0.017378 | 0.017482 | -0.017412 | -45.2344 | 134.7656 | 1.0474 | 1.0442 | -0.12051 | -0.17729
Line3_1_5 | 0 | 0 | 0 | 0 | 0 | 0 | 0 | 0 | 0 | 0 | 0 | 0 | 1.0474 | 1.0474 | -0.12051 | -0.12051
Line4_2_6 | 0 | 0 | 0 | 0 | 0 | 0 | 0 | 0 | 0 | 0 | 0 | 0 | 1.0474 | 1.0474 | -0.12051 | -0.12051
Line5_6_7 | 0 | 0 | 0 | 0 | 0 | 0 | 0 | 0 | 0 | 0 | 0 | 0 | 1.0474 | 1.0474 | -0.12051 | -0.12051
Line6_7_8 | 0 | 0 | 0 | 0 | 0 | 0 | 0 | 0 | 0 | 0 | 0 | 0 | 1.0474 | 1.0474 | -0.12051 | -0.12051
Line7_8_9 | 0 | 0 | 0 | 0 | 0 | 0 | 0 | 0 | 0 | 0 | 0 | 0 | 1.0474 | 1.0474 | -0.12051 | -0.12051
Line8_8_10 | 0 | 0 | 0 | 0 | 0 | 0 | 0 | 0 | 0 | 0 | 0 | 0 | 1.0474 | 1.0474 | -0.12051 | -0.12051
Line9_3_11 | 0 | 0 | 0 | 0 | 0 | 0 | 0 | 0 | 0 | 0 | 0 | 0 | 1.0474 | 1.0474 | -0.12051 | -0.12051

## LLL_max_fault_10
name | pf_ikss_from_ka | pf_ikss_to_ka | pf_ip_from_ka | pf_ip_to_ka | pf_skss_from_mw | pf_skss_to_mw | pf_p_from_mw | pf_p_to_mw | pf_q_from_mvar | pf_q_to_mvar | pf_ikss_from_degree | pf_ikss_to_degree | pf_vm_from_pu | pf_vm_to_pu | pf_va_from_degree | pf_va_to_degree
Line0_1_2 | 0 | 0 | 0 | 0 | 0 | 0 | 0 | 0 | 0 | 0 | 0 | 0 | 1.0971 | 1.0971 | -0.12619 | -0.12619
Line10_11_12 | 0 | 0 | 0 | 0 | 0 | 0 | 0 | 0 | 0 | 0 | 0 | 0 | 1.0971 | 1.0971 | -0.12619 | -0.12619
Line11_12_13 | 0 | 0 | 0 | 0 | 0 | 0 | 0 | 0 | 0 | 0 | 0 | 0 | 1.0971 | 1.0971 | -0.12619 | -0.12619
Line12_13_15 | 0 | 0 | 0 | 0 | 0 | 0 | 0 | 0 | 0 | 0 | 0 | 0 | 1.0971 | 1.0971 | -0.12619 | -0.12619
Line13_13_14 | 0 | 0 | 0 | 0 | 0 | 0 | 0 | 0 | 0 | 0 | 0 | 0 | 1.0971 | 1.0971 | -0.12619 | -0.12619
Line14_15_16 | 0 | 0 | 0 | 0 | 0 | 0 | 0 | 0 | 0 | 0 | 0 | 0 | 1.0971 | 1.0971 | -0.12619 | -0.12619
Line15_16_17 | 0 | 0 | 0 | 0 | 0 | 0 | 0 | 0 | 0 | 0 | 0 | 0 | 1.0971 | 1.0971 | -0.12619 | -0.12619
Line16_4_18 | 0.035618 | 0.035618 | 0 | 0.069037 | 0.024677 | 0.024677 | 0.019068 | -0.01903 | 0.019106 | -0.01903 | -45.2401 | 134.7599 | 1.0938 | 1.0906 | -0.18297 | -0.2401
Line17_5_19 | 0 | 0 | 0 | 0 | 0 | 0 | 0 | 0 | 0 | 0 | 0 | 0 | 1.0971 | 1.0971 | -0.12619 | -0.12619
Line1_1_3 | 0 | 0 | 0 | 0 | 0 | 0 | 0 | 0 | 0 | 0 | 0 | 0 | 1.0971 | 1.0971 | -0.12619 | -0.12619
Line2_1_4 | 0.035618 | 0.035618 | 0 | 0 | 0.024677 | 0.024677 | 0.019106 | -0.019068 | 0.019182 | -0.019106 | -45.2401 | 134.7599 | 1.0971 | 1.0938 | -0.12619 | -0.18297
Line3_1_5 | 0 | 0 | 0 | 0 | 0 | 0 | 0 | 0 | 0 | 0 | 0 | 0 | 1.0971 | 1.0971 | -0.12619 | -0.12619
Line4_2_6 | 0 | 0 | 0 | 0 | 0 | 0 | 0 | 0 | 0 | 0 | 0 | 0 | 1.0971 | 1.0971 | -0.12619 | -0.12619
Line5_6_7 | 0 | 0 | 0 | 0 | 0 | 0 | 0 | 0 | 0 | 0 | 0 | 0 | 1.0971 | 1.0971 | -0.12619 | -0.12619
Line6_7_8 | 0 | 0 | 0 | 0 | 0 | 0 | 0 | 0 | 0 | 0 | 0 | 0 | 1.0971 | 1.0971 | -0.12619 | -0.12619
Line7_8_9 | 0 | 0 | 0 | 0 | 0 | 0 | 0 | 0 | 0 | 0 | 0 | 0 | 1.0971 | 1.0971 | -0.12619 | -0.12619
Line8_8_10 | 0 | 0 | 0 | 0 | 0 | 0 | 0 | 0 | 0 | 0 | 0 | 0 | 1.0971 | 1.0971 | -0.12619 | -0.12619
Line9_3_11 | 0 | 0 | 0 | 0 | 0 | 0 | 0 | 0 | 0 | 0 | 0 | 0 | 1.0971 | 1.0971 | -0.12619 | -0.12619

## LLL_min_6
name | pf_ikss_from_ka | pf_ikss_to_ka | pf_ip_from_ka | pf_ip_to_ka | pf_skss_from_mw | pf_skss_to_mw | pf_p_from_mw | pf_p_to_mw | pf_q_from_mvar | pf_q_to_mvar | pf_ikss_from_degree | pf_ikss_to_degree | pf_vm_from_pu | pf_vm_to_pu | pf_va_from_degree | pf_va_to_degree
Line0_1_2 | 0 | 0 | 0 | 0 | 0 | 0 | 0 | 0 | 0 | 0 | 0 | 0 | 0.695 | 0.695 | -11.6026 | -11.6026
Line10_11_12 | 0 | 0 | 0 | 0 | 0 | 0 | 0 | 0 | 0 | 0 | 0 | 0 | 0.695 | 0.695 | -11.6026 | -11.6026
Line11_12_13 | 0 | 0 | 0 | 0 | 0 | 0 | 0 | 0 | 0 | 0 | 0 | 0 | 0.695 | 0.695 | -11.6026 | -11.6026
Line12_13_15 | 0 | 0 | 0 | 0 | 0 | 0 | 0 | 0 | 0 | 0 | 0 | 0 | 0.695 | 0.695 | -11.6026 | -11.6026
Line13_13_14 | 0 | 0 | 0 | 0 | 0 | 0 | 0 | 0 | 0 | 0 | 0 | 0 | 0.695 | 0.695 | -11.6026 | -11.6026
Line14_15_16 | 0 | 0 | 0 | 0 | 0 | 0 | 0 | 0 | 0 | 0 | 0 | 0 | 0.695 | 0.695 | -11.6026 | -11.6026
Line15_16_17 | 0 | 0 | 0 | 0 | 0 | 0 | 0 | 0 | 0 | 0 | 0 | 0 | 0.695 | 0.695 | -11.6026 | -11.6026
Line16_4_18 | 2.8946 | 2.8946 | 0 | 4.7808 | 2.0055 | 2.0055 | 0.48263 | -1e-07 | 0.50274 | -1e-07 | -57.7717 | 122.2283 | 0.3475 | 0 | -11.6026 | 0
Line17_5_19 | 0 | 0 | 0 | 0 | 0 | 0 | 0 | 0 | 0 | 0 | 0 | 0 | 0.695 | 0.695 | -11.6026 | -11.6026
Line1_1_3 | 0 | 0 | 0 | 0 | 0 | 0 | 0 | 0 | 0 | 0 | 0 | 0 | 0.695 | 0.695 | -11.6026 | -11.6026
Line2_1_4 | 2.8946 | 2.8946 | 0 | 0 | 2.0055 | 2.0055 | 0.96525 | -0.48263 | 1.0055 | -0.50274 | -57.7717 | 122.2283 | 0.695 | 0.3475 | -11.6026 | -11.6026
Line3_1_5 | 0 | 0 | 0 | 0 | 0 | 0 | 0 | 0 | 0 | 0 | 0 | 0 | 0.695 | 0.695 | -11.6026 | -11.6026
Line4_2_6 | 0 | 0 | 0 | 0 | 0 | 0 | 0 | 0 | 0 | 0 | 0 | 0 | 0.695 | 0.695 | -11.6026 | -11.6026
Line5_6_7 | 0 | 0 | 0 | 0 | 0 | 0 | 0 | 0 | 0 | 0 | 0 | 0 | 0.695 | 0.695 | -11.6026 | -11.6026
Line6_7_8 | 0 | 0 | 0 | 0 | 0 | 0 | 0 | 0 | 0 | 0 | 0 | 0 | 0.695 | 0.695 | -11.6026 | -11.6026
Line7_8_9 | 0 | 0 | 0 | 0 | 0 | 0 | 0 | 0 | 0 | 0 | 0 | 0 | 0.695 | 0.695 | -11.6026 | -11.6026
Line8_8_10 | 0 | 0 | 0 | 0 | 0 | 0 | 0 | 0 | 0 | 0 | 0 | 0 | 0.695 | 0.695 | -11.6026 | -11.6026
Line9_3_11 | 0 | 0 | 0 | 0 | 0 | 0 | 0 | 0 | 0 | 0 | 0 | 0 | 0.695 | 0.695 | -11.6026 | -11.6026

## LLL_min_10
name | pf_ikss_from_ka | pf_ikss_to_ka | pf_ip_from_ka | pf_ip_to_ka | pf_skss_from_mw | pf_skss_to_mw | pf_p_from_mw | pf_p_to_mw | pf_q_from_mvar | pf_q_to_mvar | pf_ikss_from_degree | pf_ikss_to_degree | pf_vm_from_pu | pf_vm_to_pu | pf_va_from_degree | pf_va_to_degree
Line0_1_2 | 0 | 0 | 0 | 0 | 0 | 0 | 0 | 0 | 0 | 0 | 0 | 0 | 0.65842 | 0.65842 | -11.6026 | -11.6026
Line10_11_12 | 0 | 0 | 0 | 0 | 0 | 0 | 0 | 0 | 0 | 0 | 0 | 0 | 0.65842 | 0.65842 | -11.6026 | -11.6026
Line11_12_13 | 0 | 0 | 0 | 0 | 0 | 0 | 0 | 0 | 0 | 0 | 0 | 0 | 0.65842 | 0.65842 | -11.6026 | -11.6026
Line12_13_15 | 0 | 0 | 0 | 0 | 0 | 0 | 0 | 0 | 0 | 0 | 0 | 0 | 0.65842 | 0.65842 | -11.6026 | -11.6026
Line13_13_14 | 0 | 0 | 0 | 0 | 0 | 0 | 0 | 0 | 0 | 0 | 0 | 0 | 0.65842 | 0.65842 | -11.6026 | -11.6026
Line14_15_16 | 0 | 0 | 0 | 0 | 0 | 0 | 0 | 0 | 0 | 0 | 0 | 0 | 0.65842 | 0.65842 | -11.6026 | -11.6026
Line15_16_17 | 0 | 0 | 0 | 0 | 0 | 0 | 0 | 0 | 0 | 0 | 0 | 0 | 0.65842 | 0.65842 | -11.6026 | -11.6026
Line16_4_18 | 2.7423 | 2.7423 | 0 | 4.5292 | 1.8999 | 1.8999 | 0.43316 | -1e-07 | 0.45121 | -1e-07 | -57.7717 | 122.2283 | 0.32921 | 0 | -11.6026 | 0
Line17_5_19 | 0 | 0 | 0 | 0 | 0 | 0 | 0 | 0 | 0 | 0 | 0 | 0 | 0.65842 | 0.65842 | -11.6026 | -11.6026
Line1_1_3 | 0 | 0 | 0 | 0 | 0 | 0 | 0 | 0 | 0 | 0 | 0 | 0 | 0.65842 | 0.65842 | -11.6026 | -11.6026
Line2_1_4 | 2.7423 | 2.7423 | 0 | 0 | 1.8999 | 1.8999 | 0.86632 | -0.43316 | 0.90242 | -0.45121 | -57.7717 | 122.2283 | 0.65842 | 0.32921 | -11.6026 | -11.6026
Line3_1_5 | 0 | 0 | 0 | 0 | 0 | 0 | 0 | 0 | 0 | 0 | 0 | 0 | 0.65842 | 0.65842 | -11.6026 | -11.6026
Line4_2_6 | 0 | 0 | 0 | 0 | 0 | 0 | 0 | 0 | 0 | 0 | 0 | 0 | 0.65842 | 0.65842 | -11.6026 | -11.6026
Line5_6_7 | 0 | 0 | 0 | 0 | 0 | 0 | 0 | 0 | 0 | 0 | 0 | 0 | 0.65842 | 0.65842 | -11.6026 | -11.6026
Line6_7_8 | 0 | 0 | 0 | 0 | 0 | 0 | 0 | 0 | 0 | 0 | 0 | 0 | 0.65842 | 0.65842 | -11.6026 | -11.6026
Line7_8_9 | 0 | 0 | 0 | 0 | 0 | 0 | 0 | 0 | 0 | 0 | 0 | 0 | 0.65842 | 0.65842 | -11.6026 | -11.6026
Line8_8_10 | 0 | 0 | 0 | 0 | 0 | 0 | 0 | 0 | 0 | 0 | 0 | 0 | 0.65842 | 0.65842 | -11.6026 | -11.6026
Line9_3_11 | 0 | 0 | 0 | 0 | 0 | 0 | 0 | 0 | 0 | 0 | 0 | 0 | 0.65842 | 0.65842 | -11.6026 | -11.6026

## LLL_min_fault_6
name | pf_ikss_from_ka | pf_ikss_to_ka | pf_ip_from_ka | pf_ip_to_ka | pf_skss_from_mw | pf_skss_to_mw | pf_p_from_mw | pf_p_to_mw | pf_q_from_mvar | pf_q_to_mvar | pf_ikss_from_degree | pf_ikss_to_degree | pf_vm_from_pu | pf_vm_to_pu | pf_va_from_degree | pf_va_to_degree
Line0_1_2 | 0 | 0 | 0 | 0 | 0 | 0 | 0 | 0 | 0 | 0 | 0 | 0 | 0.94754 | 0.94754 | -0.12527 | -0.12527
Line10_11_12 | 0 | 0 | 0 | 0 | 0 | 0 | 0 | 0 | 0 | 0 | 0 | 0 | 0.94754 | 0.94754 | -0.12527 | -0.12527
Line11_12_13 | 0 | 0 | 0 | 0 | 0 | 0 | 0 | 0 | 0 | 0 | 0 | 0 | 0.94754 | 0.94754 | -0.12527 | -0.12527
Line12_13_15 | 0 | 0 | 0 | 0 | 0 | 0 | 0 | 0 | 0 | 0 | 0 | 0 | 0.94754 | 0.94754 | -0.12527 | -0.12527
Line13_13_14 | 0 | 0 | 0 | 0 | 0 | 0 | 0 | 0 | 0 | 0 | 0 | 0 | 0.94754 | 0.94754 | -0.12527 | -0.12527
Line14_15_16 | 0 | 0 | 0 | 0 | 0 | 0 | 0 | 0 | 0 | 0 | 0 | 0 | 0.94754 | 0.94754 | -0.12527 | -0.12527
Line15_16_17 | 0 | 0 | 0 | 0 | 0 | 0 | 0 | 0 | 0 | 0 | 0 | 0 | 0.94754 | 0.94754 | -0.12527 | -0.12527
Line16_4_18 | 0.030706 | 0.030706 | 0 | 0.050714 | 0.021274 | 0.021274 | 0.014197 | -0.014143 | 0.014199 | -0.014143 | -45.1344 | 134.8656 | 0.94385 | 0.94017 | -0.1298 | -0.13436
Line17_5_19 | 0 | 0 | 0 | 0 | 0 | 0 | 0 | 0 | 0 | 0 | 0 | 0 | 0.94754 | 0.94754 | -0.12527 | -0.12527
Line1_1_3 | 0 | 0 | 0 | 0 | 0 | 0 | 0 | 0 | 0 | 0 | 0 | 0 | 0.94754 | 0.94754 | -0.12527 | -0.12527
Line2_1_4 | 0.030706 | 0.030706 | 0 | 0 | 0.021274 | 0.021274 | 0.014251 | -0.014197 | 0.014256 | -0.014199 | -45.1344 | 134.8656 | 0.94754 | 0.94385 | -0.12527 | -0.1298
Line3_1_5 | 0 | 0 | 0 | 0 | 0 | 0 | 0 | 0 | 0 | 0 | 0 | 0 | 0.94754 | 0.94754 | -0.12527 | -0.12527
Line4_2_6 | 0 | 0 | 0 | 0 | 0 | 0 | 0 | 0 | 0 | 0 | 0 | 0 | 0.94754 | 0.94754 | -0.12527 | -0.12527
Line5_6_7 | 0 | 0 | 0 | 0 | 0 | 0 | 0 | 0 | 0 | 0 | 0 | 0 | 0.94754 | 0.94754 | -0.12527 | -0.12527
Line6_7_8 | 0 | 0 | 0 | 0 | 0 | 0 | 0 | 0 | 0 | 0 | 0 | 0 | 0.94754 | 0.94754 | -0.12527 | -0.12527
Line7_8_9 | 0 | 0 | 0 | 0 | 0 | 0 | 0 | 0 | 0 | 0 | 0 | 0 | 0.94754 | 0.94754 | -0.12527 | -0.12527
Line8_8_10 | 0 | 0 | 0 | 0 | 0 | 0 | 0 | 0 | 0 | 0 | 0 | 0 | 0.94754 | 0.94754 | -0.12527 | -0.12527
Line9_3_11 | 0 | 0 | 0 | 0 | 0 | 0 | 0 | 0 | 0 | 0 | 0 | 0 | 0.94754 | 0.94754 | -0.12527 | -0.12527

## LLL_min_fault_10
name | pf_ikss_from_ka | pf_ikss_to_ka | pf_ip_from_ka | pf_ip_to_ka | pf_skss_from_mw | pf_skss_to_mw | pf_p_from_mw | pf_p_to_mw | pf_q_from_mvar | pf_q_to_mvar | pf_ikss_from_degree | pf_ikss_to_degree | pf_vm_from_pu | pf_vm_to_pu | pf_va_from_degree | pf_va_to_degree
Line0_1_2 | 0 | 0 | 0 | 0 | 0 | 0 | 0 | 0 | 0 | 0 | 0 | 0 | 0.89767 | 0.89767 | -0.12527 | -0.12527
Line10_11_12 | 0 | 0 | 0 | 0 | 0 | 0 | 0 | 0 | 0 | 0 | 0 | 0 | 0.89767 | 0.89767 | -0.12527 | -0.12527
Line11_12_13 | 0 | 0 | 0 | 0 | 0 | 0 | 0 | 0 | 0 | 0 | 0 | 0 | 0.89767 | 0.89767 | -0.12527 | -0.12527
Line12_13_15 | 0 | 0 | 0 | 0 | 0 | 0 | 0 | 0 | 0 | 0 | 0 | 0 | 0.89767 | 0.89767 | -0.12527 | -0.12527
Line13_13_14 | 0 | 0 | 0 | 0 | 0 | 0 | 0 | 0 | 0 | 0 | 0 | 0 | 0.89767 | 0.89767 | -0.12527 | -0.12527
Line14_15_16 | 0 | 0 | 0 | 0 | 0 | 0 | 0 | 0 | 0 | 0 | 0 | 0 | 0.89767 | 0.89767 | -0.12527 | -0.12527
Line15_16_17 | 0 | 0 | 0 | 0 | 0 | 0 | 0 | 0 | 0 | 0 | 0 | 0 | 0.89767 | 0.89767 | -0.12527 | -0.12527
Line16_4_18 | 0.02909 | 0.02909 | 0 | 0.048045 | 0.020154 | 0.020154 | 0.012742 | -0.012693 | 0.012744 | -0.012693 | -45.1344 | 134.8656 | 0.89418 | 0.89069 | -0.1298 | -0.13436
Line17_5_19 | 0 | 0 | 0 | 0 | 0 | 0 | 0 | 0 | 0 | 0 | 0 | 0 | 0.89767 | 0.89767 | -0.12527 | -0.12527
Line1_1_3 | 0 | 0 | 0 | 0 | 0 | 0 | 0 | 0 | 0 | 0 | 0 | 0 | 0.89767 | 0.89767 | -0.12527 | -0.12527
Line2_1_4 | 0.02909 | 0.02909 | 0 | 0 | 0.020154 | 0.020154 | 0.012791 | -0.012742 | 0.012795 | -0.012744 | -45.1344 | 134.8656 | 0.89767 | 0.89418 | -0.12527 | -0.1298
Line3_1_5 | 0 | 0 | 0 | 0 | 0 | 0 | 0 | 0 | 0 | 0 | 0 | 0 | 0.89767 | 0.89767 | -0.12527 | -0.12527
Line4_2_6 | 0 | 0 | 0 | 0 | 0 | 0 | 0 | 0 | 0 | 0 | 0 | 0 | 0.89767 | 0.89767 | -0.12527 | -0.12527
Line5_6_7 | 0 | 0 | 0 | 0 | 0 | 0 | 0 | 0 | 0 | 0 | 0 | 0 | 0.89767 | 0.89767 | -0.12527 | -0.12527
Line6_7_8 | 0 | 0 | 0 | 0 | 0 | 0 | 0 | 0 | 0 | 0 | 0 | 0 | 0.89767 | 0.89767 | -0.12527 | -0.12527
Line7_8_9 | 0 | 0 | 0 | 0 | 0 | 0 | 0 | 0 | 0 | 0 | 0 | 0 | 0.89767 | 0.89767 | -0.12527 | -0.12527
Line8_8_10 | 0 | 0 | 0 | 0 | 0 | 0 | 0 | 0 | 0 | 0 | 0 | 0 | 0.89767 | 0.89767 | -0.12527 | -0.12527
Line9_3_11 | 0 | 0 | 0 | 0 | 0 | 0 | 0 | 0 | 0 | 0 | 0 | 0 | 0.89767 | 0.89767 | -0.12527 | -0.12527

## LL_max_6
name | pf_ikss_a_from_ka | pf_ikss_b_from_ka | pf_ikss_c_from_ka | pf_ikss_a_to_ka | pf_ikss_b_to_ka | pf_ikss_c_to_ka | pf_skss_a_from_mw | pf_skss_b_from_mw | pf_skss_c_from_mw | pf_skss_a_to_mw | pf_skss_b_to_mw | pf_skss_c_to_mw | pf_p_a_from_mw | pf_p_b_from_mw | pf_p_c_from_mw | pf_p_a_to_mw | pf_p_b_to_mw | pf_p_c_to_mw | pf_q_a_from_mvar | pf_q_b_from_mvar | pf_q_c_from_mvar | pf_q_a_to_mvar | pf_q_b_to_mvar | pf_q_c_to_mvar | pf_ikss_a_from_degree | pf_ikss_b_from_degree | pf_ikss_c_from_degree | pf_ikss_a_to_degree | pf_ikss_b_to_degree | pf_ikss_c_to_degree | pf_vm_a_from_pu | pf_vm_b_from_pu | pf_vm_c_from_pu | pf_vm_a_to_pu | pf_vm_b_to_pu | pf_vm_c_to_pu | pf_va_a_from_degree | pf_va_b_from_degree | pf_va_c_from_degree | pf_va_a_to_degree | pf_va_b_to_degree | pf_va_c_to_degree
Line0_1_2 | 0 | 0 | 0 | 0 | 0 | 0 | 0 | 0 | 0 | 0 | 0 | 0 | 3.8858e-16 | -3.0235e-09 | -4.8365e-09 | -4.6629e-16 | 3.0235e-09 | 4.8365e-09 | 1.1657e-16 | 5.1114e-09 | -1.9712e-09 | -9.7145e-17 | -5.1114e-09 | 1.9712e-09 | 0 | 0 | 0 | 0 | 0 | 0 | 1.05 | 0.85292 | 0.7501 | 1.05 | 0.85292 | 0.7501 | 6.0609e-12 | -135.0364 | 126.5322 | 6.0504e-12 | -135.0364 | 126.5322
Line10_11_12 | 0 | 0 | 0 | 0 | 0 | 0 | 0 | 0 | 0 | 0 | 0 | 0 | 5.4401e-16 | -3.0235e-09 | -4.8365e-09 | -5.0515e-16 | 3.0235e-09 | 4.8365e-09 | 1.9429e-17 | 5.1114e-09 | -1.9712e-09 | -1.9429e-17 | -5.1114e-09 | 1.9712e-09 | 0 | 0 | 0 | 0 | 0 | 0 | 1.05 | 0.85292 | 0.7501 | 1.05 | 0.85292 | 0.7501 | 6.0378e-12 | -135.0364 | 126.5322 | 6.0286e-12 | -135.0364 | 126.5322
Line11_12_13 | 0 | 0 | 0 | 0 | 0 | 0 | 0 | 0 | 0 | 0 | 0 | 0 | 3.8858e-16 | -2.5196e-09 | -4.0305e-09 | -3.4972e-16 | 2.5196e-09 | 4.0305e-09 | 4.0886e-29 | 4.2595e-09 | -1.6426e-09 | -3.6753e-29 | -4.2595e-09 | 1.6426e-09 | 0 | 0 | 0 | 0 | 0 | 0 | 1.05 | 0.85292 | 0.7501 | 1.05 | 0.85292 | 0.7501 | 6.0286e-12 | -135.0364 | 126.5322 | 6.0214e-12 | -135.0364 | 126.5322
Line12_13_15 | 0 | 0 | 0 | 0 | 0 | 0 | 0 | 0 | 0 | 0 | 0 | 0 | 2.72e-16 | -1.5118e-09 | -2.4183e-09 | -2.72e-16 | 1.5118e-09 | 2.4183e-09 | 1.9429e-17 | 2.5557e-09 | -9.8558e-10 | -2.8569e-29 | -2.5557e-09 | 9.8558e-10 | 0 | 0 | 0 | 0 | 0 | 0 | 1.05 | 0.85292 | 0.7501 | 1.05 | 0.85292 | 0.7501 | 6.0214e-12 | -135.0364 | 126.5322 | 6.0178e-12 | -135.0364 | 126.5322
Line13_13_14 | 0 | 0 | 0 | 0 | 0 | 0 | 0 | 0 | 0 | 0 | 0 | 0 | 7.7716e-17 | -5.0392e-10 | -8.0609e-10 | -3.8858e-17 | 5.0392e-10 | 8.0609e-10 | 8.1673e-30 | 8.5191e-10 | -3.2853e-10 | 1.9429e-17 | -8.5191e-10 | 3.2853e-10 | 0 | 0 | 0 | 0 | 0 | 0 | 1.05 | 0.85292 | 0.7501 | 1.05 | 0.85292 | 0.7501 | 6.0214e-12 | -135.0364 | 126.5322 | 6.0203e-12 | -135.0364 | 126.5322
Line14_15_16 | 0 | 0 | 0 | 0 | 0 | 0 | 0 | 0 | 0 | 0 | 0 | 0 | 1.5543e-16 | -1.0078e-09 | -1.6122e-09 | -1.5543e-16 | 1.0078e-09 | 1.6122e-09 | 3.8858e-17 | 1.7038e-09 | -6.5706e-10 | -3.8858e-17 | -1.7038e-09 | 6.5706e-10 | 0 | 0 | 0 | 0 | 0 | 0 | 1.05 | 0.85292 | 0.7501 | 1.05 | 0.85292 | 0.7501 | 6.0178e-12 | -135.0364 | 126.5322 | 6.0161e-12 | -135.0364 | 126.5322
Line15_16_17 | 0 | 0 | 0 | 0 | 0 | 0 | 0 | 0 | 0 | 0 | 0 | 0 | 2.04e-30 | -5.0392e-10 | -8.0609e-10 | 7.7716e-17 | 5.0392e-10 | 8.0609e-10 | -1.9429e-17 | 8.5191e-10 | -3.2853e-10 | 8.1594e-30 | -8.5191e-10 | 3.2853e-10 | 0 | 0 | 0 | 0 | 0 | 0 | 1.05 | 0.85292 | 0.7501 | 1.05 | 0.85292 | 0.7501 | 6.0161e-12 | -135.0364 | 126.5322 | 6.0155e-12 | -135.0364 | 126.5322
Line16_4_18 | 0 | 3.1387 | 3.1387 | 0 | 3.1387 | 3.1387 | 0 | 0.72485 | 0.72485 | 0 | 0.72485 | 0.72485 | -7.7716e-17 | 0.45801 | -0.26098 | 7.7716e-17 | -0.3595 | 0.3595 | -7.7716e-17 | 0.072221 | 0.32184 | 7.7716e-17 | 0.12481 | -0.12481 | 0 | -160.8543 | 19.1457 | 0 | 19.1457 | -160.8543 | 1.05 | 0.63968 | 0.57164 | 1.05 | 0.525 | 0.525 | 6.0543e-12 | -151.8935 | 148.1848 | 6.0516e-12 | 180 | 180
Line17_5_19 | 0 | 0 | 0 | 0 | 0 | 0 | 0 | 0 | 0 | 0 | 0 | 0 | -3.8858e-17 | -5.0392e-10 | -8.0609e-10 | 7.7716e-17 | 5.0392e-10 | 8.0609e-10 | -3.8858e-17 | 8.5191e-10 | -3.2853e-10 | 3.8858e-17 | -8.5191e-10 | 3.2853e-10 | 0 | 0 | 0 | 0 | 0 | 0 | 1.05 | 0.85292 | 0.7501 | 1.05 | 0.85292 | 0.7501 | 6.0582e-12 | -135.0364 | 126.5322 | 6.0577e-12 | -135.0364 | 126.5322
Line1_1_3 | 0 | 0 | 0 | 0 | 0 | 0 | 0 | 0 | 0 | 0 | 0 | 0 | 6.6058e-16 | -4.0313e-09 | -6.4487e-09 | -6.9944e-16 | 4.0313e-09 | 6.4487e-09 | 1.36e-16 | 6.8153e-09 | -2.6282e-09 | -1.5543e-16 | -6.8153e-09 | 2.6282e-09 | 0 | 0 | 0 | 0 | 0 | 0 | 1.05 | 0.85292 | 0.7501 | 1.05 | 0.85292 | 0.7501 | 6.0609e-12 | -135.0364 | 126.5322 | 6.0483e-12 | -135.0364 | 126.5322
Line2_1_4 | 0 | 3.1387 | 3.1387 | 0 | 3.1387 | 3.1387 | 0 | 0.72485 | 0.72485 | 0 | 0.72485 | 0.72485 | 1.5543e-16 | 0.55653 | -0.16247 | -2.3315e-16 | -0.45801 | 0.26098 | 1.6442e-29 | 0.26925 | 0.51887 | 3.8858e-17 | -0.072221 | -0.32184 | 0 | -160.8543 | 19.1457 | 0 | 19.1457 | -160.8543 | 1.05 | 0.85292 | 0.7501 | 1.05 | 0.63968 | 0.57164 | 6.0609e-12 | -135.0364 | 126.5322 | 6.0543e-12 | -151.8935 | 148.1848
Line3_1_5 | 0 | 0 | 0 | 0 | 0 | 0 | 0 | 0 | 0 | 0 | 0 | 0 | 3.8858e-17 | -1.0078e-09 | -1.6122e-09 | -1.1657e-16 | 1.0078e-09 | 1.6122e-09 | 4.1105e-30 | 1.7038e-09 | -6.5706e-10 | -1.9429e-17 | -1.7038e-09 | 6.5706e-10 | 0 | 0 | 0 | 0 | 0 | 0 | 1.05 | 0.85292 | 0.7501 | 1.05 | 0.85292 | 0.7501 | 6.0609e-12 | -135.0364 | 126.5322 | 6.0582e-12 | -135.0364 | 126.5322
Line4_2_6 | 0 | 0 | 0 | 0 | 0 | 0 | 0 | 0 | 0 | 0 | 0 | 0 | 3.8858e-16 | -2.5196e-09 | -4.0305e-09 | -3.8858e-16 | 2.5196e-09 | 4.0305e-09 | 3.8858e-17 | 4.2595e-09 | -1.6426e-09 | -1.9429e-17 | -4.2595e-09 | 1.6426e-09 | 0 | 0 | 0 | 0 | 0 | 0 | 1.05 | 0.85292 | 0.7501 | 1.05 | 0.85292 | 0.7501 | 6.0504e-12 | -135.0364 | 126.5322 | 6.0446e-12 | -135.0364 | 126.5322
Line5_6_7 | 0 | 0 | 0 | 0 | 0 | 0 | 0 | 0 | 0 | 0 | 0 | 0 | 2.72e-16 | -2.0157e-09 | -3.2244e-09 | -2.72e-16 | 2.0157e-09 | 3.2244e-09 | 2.8696e-29 | 3.4076e-09 | -1.3141e-09 | 3.8858e-17 | -3.4076e-09 | 1.3141e-09 | 0 | 0 | 0 | 0 | 0 | 0 | 1.05 | 0.85292 | 0.7501 | 1.05 | 0.85292 | 0.7501 | 6.0446e-12 | -135.0364 | 126.5322 | 6.0402e-12 | -135.0364 | 126.5322
Line6_7_8 | 0 | 0 | 0 | 0 | 0 | 0 | 0 | 0 | 0 | 0 | 0 | 0 | 1.1657e-16 | -1.5118e-09 | -2.4183e-09 | -1.1657e-16 | 1.5118e-09 | 2.4183e-09 | -5.8287e-17 | 2.5557e-09 | -9.8558e-10 | 5.8287e-17 | -2.5557e-09 | 9.8558e-10 | 0 | 0 | 0 | 0 | 0 | 0 | 1.05 | 0.85292 | 0.7501 | 1.05 | 0.85292 | 0.7501 | 6.0402e-12 | -135.0364 | 126.5322 | 6.0376e-12 | -135.0364 | 126.5322
Line7_8_9 | 0 | 0 | 0 | 0 | 0 | 0 | 0 | 0 | 0 | 0 | 0 | 0 | 2.0474e-30 | -5.0392e-10 | -8.0609e-10 | -4.094e-30 | 5.0392e-10 | 8.0609e-10 | -1.9429e-17 | 8.5191e-10 | -3.2853e-10 | 3.8858e-17 | -8.5191e-10 | 3.2853e-10 | 0 | 0 | 0 | 0 | 0 | 0 | 1.05 | 0.85292 | 0.7501 | 1.05 | 0.85292 | 0.7501 | 6.0376e-12 | -135.0364 | 126.5322 | 6.0366e-12 | -135.0364 | 126.5322
Line8_8_10 | 0 | 0 | 0 | 0 | 0 | 0 | 0 | 0 | 0 | 0 | 0 | 0 | 0 | -5.0392e-10 | -8.0609e-10 | -2.0471e-30 | 5.0392e-10 | 8.0609e-10 | 0 | 8.5191e-10 | -3.2853e-10 | 1.9429e-17 | -8.5191e-10 | 3.2853e-10 | 0 | 0 | 0 | 0 | 0 | 0 | 1.05 | 0.85292 | 0.7501 | 1.05 | 0.85292 | 0.7501 | 6.0376e-12 | -135.0364 | 126.5322 | 6.037e-12 | -135.0364 | 126.5322
Line9_3_11 | 0 | 0 | 0 | 0 | 0 | 0 | 0 | 0 | 0 | 0 | 0 | 0 | 7.383e-16 | -3.5274e-09 | -5.6426e-09 | -6.9944e-16 | 3.5274e-09 | 5.6426e-09 | 3.8858e-17 | 5.9633e-09 | -2.2997e-09 | -3.8858e-17 | -5.9633e-09 | 2.2997e-09 | 0 | 0 | 0 | 0 | 0 | 0 | 1.05 | 0.85292 | 0.7501 | 1.05 | 0.85292 | 0.7501 | 6.0483e-12 | -135.0364 | 126.5322 | 6.0378e-12 | -135.0364 | 126.5322

## LL_max_10
name | pf_ikss_a_from_ka | pf_ikss_b_from_ka | pf_ikss_c_from_ka | pf_ikss_a_to_ka | pf_ikss_b_to_ka | pf_ikss_c_to_ka | pf_skss_a_from_mw | pf_skss_b_from_mw | pf_skss_c_from_mw | pf_skss_a_to_mw | pf_skss_b_to_mw | pf_skss_c_to_mw | pf_p_a_from_mw | pf_p_b_from_mw | pf_p_c_from_mw | pf_p_a_to_mw | pf_p_b_to_mw | pf_p_c_to_mw | pf_q_a_from_mvar | pf_q_b_from_mvar | pf_q_c_from_mvar | pf_q_a_to_mvar | pf_q_b_to_mvar | pf_q_c_to_mvar | pf_ikss_a_from_degree | pf_ikss_b_from_degree | pf_ikss_c_from_degree | pf_ikss_a_to_degree | pf_ikss_b_to_degree | pf_ikss_c_to_degree | pf_vm_a_from_pu | pf_vm_b_from_pu | pf_vm_c_from_pu | pf_vm_a_to_pu | pf_vm_b_to_pu | pf_vm_c_to_pu | pf_va_a_from_degree | pf_va_b_from_degree | pf_va_c_from_degree | pf_va_a_to_degree | pf_va_b_to_degree | pf_va_c_to_degree
Line0_1_2 | 0 | 0 | 0 | 0 | 0 | 0 | 0 | 0 | 0 | 0 | 0 | 0 | 7.7346e-16 | -3.3669e-09 | -5.3859e-09 | -6.5133e-16 | 3.3669e-09 | 5.3859e-09 | 8.1416e-17 | 5.759e-09 | -2.262e-09 | -4.0708e-17 | -5.759e-09 | 2.262e-09 | 0 | 0 | 0 | 0 | 0 | 0 | 1.1 | 0.88719 | 0.77689 | 1.1 | 0.88719 | 0.77689 | -2.7603e-11 | -135.5593 | 126.9102 | -2.7609e-11 | -135.5593 | 126.9102
Line10_11_12 | 0 | 0 | 0 | 0 | 0 | 0 | 0 | 0 | 0 | 0 | 0 | 0 | 4.885e-16 | -3.3669e-09 | -5.3859e-09 | -4.885e-16 | 3.3669e-09 | 5.3859e-09 | 8.1416e-17 | 5.759e-09 | -2.262e-09 | -1.2212e-16 | -5.759e-09 | 2.262e-09 | 0 | 0 | 0 | 0 | 0 | 0 | 1.1 | 0.88719 | 0.77689 | 1.1 | 0.88719 | 0.77689 | -2.7625e-11 | -135.5593 | 126.9102 | -2.7635e-11 | -135.5593 | 126.9102
Line11_12_13 | 0 | 0 | 0 | 0 | 0 | 0 | 0 | 0 | 0 | 0 | 0 | 0 | 5.2921e-16 | -2.8058e-09 | -4.4883e-09 | -5.2921e-16 | 2.8058e-09 | 4.4883e-09 | -8.1416e-17 | 4.7992e-09 | -1.885e-09 | 8.1416e-17 | -4.7992e-09 | 1.885e-09 | 0 | 0 | 0 | 0 | 0 | 0 | 1.1 | 0.88719 | 0.77689 | 1.1 | 0.88719 | 0.77689 | -2.7635e-11 | -135.5593 | 126.9102 | -2.7642e-11 | -135.5593 | 126.9102
Line12_13_15 | 0 | 0 | 0 | 0 | 0 | 0 | 0 | 0 | 0 | 0 | 0 | 0 | 2.4425e-16 | -1.6835e-09 | -2.693e-09 | -2.4425e-16 | 1.6835e-09 | 2.693e-09 | 8.1416e-17 | 2.8795e-09 | -1.131e-09 | -8.1416e-17 | -2.8795e-09 | 1.131e-09 | 0 | 0 | 0 | 0 | 0 | 0 | 1.1 | 0.88719 | 0.77689 | 1.1 | 0.88719 | 0.77689 | -2.7642e-11 | -135.5593 | 126.9102 | -2.7646e-11 | -135.5593 | 126.9102
Line13_13_14 | 0 | 0 | 0 | 0 | 0 | 0 | 0 | 0 | 0 | 0 | 0 | 0 | 0 | -5.6115e-10 | -8.9765e-10 | 0 | 5.6115e-10 | 8.9765e-10 | 0 | 9.5983e-10 | -3.77e-10 | 0 | -9.5983e-10 | 3.77e-10 | 0 | 0 | 0 | 0 | 0 | 0 | 1.1 | 0.88719 | 0.77689 | 1.1 | 0.88719 | 0.77689 | -2.7642e-11 | -135.5593 | 126.9102 | -2.7643e-11 | -135.5593 | 126.9102
Line14_15_16 | 0 | 0 | 0 | 0 | 0 | 0 | 0 | 0 | 0 | 0 | 0 | 0 | 4.0708e-17 | -1.1223e-09 | -1.7953e-09 | -8.1416e-17 | 1.1223e-09 | 1.7953e-09 | 8.1416e-17 | 1.9197e-09 | -7.5399e-10 | -8.1416e-17 | -1.9197e-09 | 7.54e-10 | 0 | 0 | 0 | 0 | 0 | 0 | 1.1 | 0.88719 | 0.77689 | 1.1 | 0.88719 | 0.77689 | -2.7646e-11 | -135.5593 | 126.9102 | -2.7647e-11 | -135.5593 | 126.9102
Line15_16_17 | 0 | 0 | 0 | 0 | 0 | 0 | 0 | 0 | 0 | 0 | 0 | 0 | 4.0708e-17 | -5.6115e-10 | -8.9765e-10 | 0 | 5.6115e-10 | 8.9765e-10 | -4.0708e-17 | 9.5983e-10 | -3.77e-10 | 0 | -9.5983e-10 | 3.77e-10 | 0 | 0 | 0 | 0 | 0 | 0 | 1.1 | 0.88719 | 0.77689 | 1.1 | 0.88719 | 0.77689 | -2.7647e-11 | -135.5593 | 126.9102 | -2.7648e-11 | -135.5593 | 126.9102
Line16_4_18 | 0 | 3.2366 | 3.2366 | 0 | 3.2366 | 3.2366 | 0 | 0.74746 | 0.74746 | 0 | 0.74746 | 0.74746 | -7.8462e-29 | 0.49365 | -0.28415 | 7.8469e-29 | -0.3889 | 0.3889 | -1.6283e-16 | 0.07624 | 0.34278 | 1.6283e-16 | 0.13327 | -0.13327 | 0 | -161.0844 | 18.9156 | 0 | 18.9156 | -161.0844 | 1.1 | 0.66828 | 0.59567 | 1.1 | 0.55 | 0.55 | -2.7608e-11 | -152.305 | 148.5727 | -2.7611e-11 | -180 | -180
Line17_5_19 | 0 | 0 | 0 | 0 | 0 | 0 | 0 | 0 | 0 | 0 | 0 | 0 | -4.0708e-17 | -5.6115e-10 | -8.9765e-10 | 4.0708e-17 | 5.6115e-10 | 8.9765e-10 | -4.0708e-17 | 9.5983e-10 | -3.77e-10 | 4.0708e-17 | -9.5983e-10 | 3.77e-10 | 0 | 0 | 0 | 0 | 0 | 0 | 1.1 | 0.88719 | 0.77689 | 1.1 | 0.88719 | 0.77689 | -2.7604e-11 | -135.5593 | 126.9102 | -2.7605e-11 | -135.5593 | 126.9102
Line1_1_3 | 0 | 0 | 0 | 0 | 0 | 0 | 0 | 0 | 0 | 0 | 0 | 0 | 8.1416e-16 | -4.4892e-09 | -7.1812e-09 | -7.3275e-16 | 4.4892e-09 | 7.1812e-09 | 1.6283e-16 | 7.6787e-09 | -3.016e-09 | -1.2212e-16 | -7.6787e-09 | 3.016e-09 | 0 | 0 | 0 | 0 | 0 | 0 | 1.1 | 0.88719 | 0.77689 | 1.1 | 0.88719 | 0.77689 | -2.7603e-11 | -135.5593 | 126.9102 | -2.7614e-11 | -135.5593 | 126.9102
Line2_1_4 | 0 | 3.2366 | 3.2366 | 0 | 3.2366 | 3.2366 | 0 | 0.74746 | 0.74746 | 0 | 0.74746 | 0.74746 | 1.6283e-16 | 0.59841 | -0.17939 | -8.1416e-17 | -0.49365 | 0.28415 | 8.1416e-17 | 0.28575 | 0.55229 | -4.0708e-17 | -0.07624 | -0.34278 | 0 | -161.0844 | 18.9156 | 0 | 18.9156 | -161.0844 | 1.1 | 0.88719 | 0.77689 | 1.1 | 0.66828 | 0.59567 | -2.7603e-11 | -135.5593 | 126.9102 | -2.7608e-11 | -152.305 | 148.5727
Line3_1_5 | 0 | 0 | 0 | 0 | 0 | 0 | 0 | 0 | 0 | 0 | 0 | 0 | 2.4425e-16 | -1.1223e-09 | -1.7953e-09 | -1.6283e-16 | 1.1223e-09 | 1.7953e-09 | -1.1767e-28 | 1.9197e-09 | -7.5399e-10 | 4.0708e-17 | -1.9197e-09 | 7.5399e-10 | 0 | 0 | 0 | 0 | 0 | 0 | 1.1 | 0.88719 | 0.77689 | 1.1 | 0.88719 | 0.77689 | -2.7603e-11 | -135.5593 | 126.9102 | -2.7604e-11 | -135.5593 | 126.9102
Line4_2_6 | 0 | 0 | 0 | 0 | 0 | 0 | 0 | 0 | 0 | 0 | 0 | 0 | 4.4779e-16 | -2.8058e-09 | -4.4883e-09 | -4.4779e-16 | 2.8058e-09 | 4.4883e-09 | 4.0708e-17 | 4.7992e-09 | -1.885e-09 | -1.2212e-16 | -4.7992e-09 | 1.885e-09 | 0 | 0 | 0 | 0 | 0 | 0 | 1.1 | 0.88719 | 0.77689 | 1.1 | 0.88719 | 0.77689 | -2.7609e-11 | -135.5593 | 126.9102 | -2.7614e-11 | -135.5593 | 126.9102
Line5_6_7 | 0 | 0 | 0 | 0 | 0 | 0 | 0 | 0 | 0 | 0 | 0 | 0 | 4.885e-16 | -2.2446e-09 | -3.5906e-09 | -4.885e-16 | 2.2446e-09 | 3.5906e-09 | -8.1416e-17 | 3.8393e-09 | -1.508e-09 | 8.1416e-17 | -3.8393e-09 | 1.508e-09 | 0 | 0 | 0 | 0 | 0 | 0 | 1.1 | 0.88719 | 0.77689 | 1.1 | 0.88719 | 0.77689 | -2.7614e-11 | -135.5593 | 126.9102 | -2.7615e-11 | -135.5593 | 126.9102
Line6_7_8 | 0 | 0 | 0 | 0 | 0 | 0 | 0 | 0 | 0 | 0 | 0 | 0 | 1.6283e-16 | -1.6835e-09 | -2.693e-09 | -2.4425e-16 | 1.6835e-09 | 2.693e-09 | -4.0708e-17 | 2.8795e-09 | -1.131e-09 | 4.0708e-17 | -2.8795e-09 | 1.131e-09 | 0 | 0 | 0 | 0 | 0 | 0 | 1.1 | 0.88719 | 0.77689 | 1.1 | 0.88719 | 0.77689 | -2.7615e-11 | -135.5593 | 126.9102 | -2.7617e-11 | -135.5593 | 126.9102
Line7_8_9 | 0 | 0 | 0 | 0 | 0 | 0 | 0 | 0 | 0 | 0 | 0 | 0 | 8.1416e-17 | -5.6115e-10 | -8.9765e-10 | -8.1416e-17 | 5.6115e-10 | 8.9765e-10 | -4.0708e-17 | 9.5983e-10 | -3.77e-10 | 4.0708e-17 | -9.5983e-10 | 3.77e-10 | 0 | 0 | 0 | 0 | 0 | 0 | 1.1 | 0.88719 | 0.77689 | 1.1 | 0.88719 | 0.77689 | -2.7617e-11 | -135.5593 | 126.9102 | -2.7618e-11 | -135.5593 | 126.9102
Line8_8_10 | 0 | 0 | 0 | 0 | 0 | 0 | 0 | 0 | 0 | 0 | 0 | 0 | 8.1416e-17 | -5.6115e-10 | -8.9765e-10 | -8.1416e-17 | 5.6115e-10 | 8.9765e-10 | -3.9243e-29 | 9.5983e-10 | -3.77e-10 | 3.9245e-29 | -9.5983e-10 | 3.77e-10 | 0 | 0 | 0 | 0 | 0 | 0 | 1.1 | 0.88719 | 0.77689 | 1.1 | 0.88719 | 0.77689 | -2.7617e-11 | -135.5593 | 126.9102 | -2.7618e-11 | -135.5593 | 126.9102
Line9_3_11 | 0 | 0 | 0 | 0 | 0 | 0 | 0 | 0 | 0 | 0 | 0 | 0 | 7.7346e-16 | -3.9281e-09 | -6.2836e-09 | -7.7346e-16 | 3.9281e-09 | 6.2836e-09 | 4.0708e-17 | 6.7188e-09 | -2.639e-09 | 4.0708e-17 | -6.7188e-09 | 2.639e-09 | 0 | 0 | 0 | 0 | 0 | 0 | 1.1 | 0.88719 | 0.77689 | 1.1 | 0.88719 | 0.77689 | -2.7614e-11 | -135.5593 | 126.9102 | -2.7625e-11 | -135.5593 | 126.9102

## LL_max_fault_6
name | pf_ikss_a_from_ka | pf_ikss_b_from_ka | pf_ikss_c_from_ka | pf_ikss_a_to_ka | pf_ikss_b_to_ka | pf_ikss_c_to_ka | pf_skss_a_from_mw | pf_skss_b_from_mw | pf_skss_c_from_mw | pf_skss_a_to_mw | pf_skss_b_to_mw | pf_skss_c_to_mw | pf_p_a_from_mw | pf_p_b_from_mw | pf_p_c_from_mw | pf_p_a_to_mw | pf_p_b_to_mw | pf_p_c_to_mw | pf_q_a_from_mvar | pf_q_b_from_mvar | pf_q_c_from_mvar | pf_q_a_to_mvar | pf_q_b_to_mvar | pf_q_c_to_mvar | pf_ikss_a_from_degree | pf_ikss_b_from_degree | pf_ikss_c_from_degree | pf_ikss_a_to_degree | pf_ikss_b_to_degree | pf_ikss_c_to_degree | pf_vm_a_from_pu | pf_vm_b_from_pu | pf_vm_c_from_pu | pf_vm_a_to_pu | pf_vm_b_to_pu | pf_vm_c_to_pu | pf_va_a_from_degree | pf_va_b_from_degree | pf_va_c_from_degree | pf_va_a_to_degree | pf_va_b_to_degree | pf_va_c_to_degree
Line0_1_2 | 0 | 0 | 0 | 0 | 0 | 0 | 0 | 0 | 0 | 0 | 0 | 0 | 7.5894e-18 | -4.6325e-11 | -1.333e-10 | -6.9823e-18 | 4.6325e-11 | 1.333e-10 | 4.8572e-18 | 1.2762e-10 | 2.3032e-11 | -6.0715e-18 | -1.2762e-10 | -2.3032e-11 | 0 | 0 | 0 | 0 | 0 | 0 | 1.05 | 1.048 | 1.0442 | 1.05 | 1.048 | 1.0442 | 3.8731e-13 | -120.3021 | 119.9453 | 3.8717e-13 | -120.3021 | 119.9453
Line10_11_12 | 0 | 0 | 0 | 0 | 0 | 0 | 0 | 0 | 0 | 0 | 0 | 0 | 6.6787e-18 | -4.6325e-11 | -1.333e-10 | -6.0715e-18 | 4.6325e-11 | 1.333e-10 | 3.0358e-18 | 1.2762e-10 | 2.3032e-11 | -2.4286e-18 | -1.2762e-10 | -2.3032e-11 | 0 | 0 | 0 | 0 | 0 | 0 | 1.05 | 1.048 | 1.0442 | 1.05 | 1.048 | 1.0442 | 3.8696e-13 | -120.3021 | 119.9453 | 3.868e-13 | -120.3021 | 119.9453
Line11_12_13 | 0 | 0 | 0 | 0 | 0 | 0 | 0 | 0 | 0 | 0 | 0 | 0 | 6.3751e-18 | -3.8604e-11 | -1.1109e-10 | -6.9823e-18 | 3.8604e-11 | 1.1109e-10 | 4.3038e-32 | 1.0635e-10 | 1.9193e-11 | -4.7122e-32 | -1.0635e-10 | -1.9193e-11 | 0 | 0 | 0 | 0 | 0 | 0 | 1.05 | 1.048 | 1.0442 | 1.05 | 1.048 | 1.0442 | 3.868e-13 | -120.3021 | 119.9453 | 3.8668e-13 | -120.3021 | 119.9453
Line12_13_15 | 0 | 0 | 0 | 0 | 0 | 0 | 0 | 0 | 0 | 0 | 0 | 0 | 3.9465e-18 | -2.3162e-11 | -6.6652e-11 | -3.3393e-18 | 2.3162e-11 | 6.6652e-11 | 3.0358e-18 | 6.3811e-11 | 1.1516e-11 | -2.4286e-18 | -6.3811e-11 | -1.1516e-11 | 0 | 0 | 0 | 0 | 0 | 0 | 1.05 | 1.048 | 1.0442 | 1.05 | 1.048 | 1.0442 | 3.8668e-13 | -120.3021 | 119.9453 | 3.8662e-13 | -120.3021 | 119.9453
Line13_13_14 | 0 | 0 | 0 | 0 | 0 | 0 | 0 | 0 | 0 | 0 | 0 | 0 | 3.0358e-19 | -7.7208e-12 | -2.2217e-11 | -3.0358e-19 | 7.7208e-12 | 2.2217e-11 | 2.0488e-33 | 2.127e-11 | 3.8387e-12 | -6.0715e-19 | -2.127e-11 | -3.8387e-12 | 0 | 0 | 0 | 0 | 0 | 0 | 1.05 | 1.048 | 1.0442 | 1.05 | 1.048 | 1.0442 | 3.8668e-13 | -120.3021 | 119.9453 | 3.8667e-13 | -120.3021 | 119.9453
Line14_15_16 | 0 | 0 | 0 | 0 | 0 | 0 | 0 | 0 | 0 | 0 | 0 | 0 | 1.8215e-18 | -1.5442e-11 | -4.4435e-11 | -2.4286e-18 | 1.5442e-11 | 4.4435e-11 | 1.8215e-18 | 4.2541e-11 | 7.6773e-12 | -1.2143e-18 | -4.2541e-11 | -7.6773e-12 | 0 | 0 | 0 | 0 | 0 | 0 | 1.05 | 1.048 | 1.0442 | 1.05 | 1.048 | 1.0442 | 3.8662e-13 | -120.3021 | 119.9453 | 3.8659e-13 | -120.3021 | 119.9453
Line15_16_17 | 0 | 0 | 0 | 0 | 0 | 0 | 0 | 0 | 0 | 0 | 0 | 0 | 6.0715e-19 | -7.7208e-12 | -2.2217e-11 | 0 | 7.7208e-12 | 2.2217e-11 | 6.0715e-19 | 2.127e-11 | 3.8387e-12 | 0 | -2.127e-11 | -3.8387e-12 | 0 | 0 | 0 | 0 | 0 | 0 | 1.05 | 1.048 | 1.0442 | 1.05 | 1.048 | 1.0442 | 3.8659e-13 | -120.3021 | 119.9453 | 3.8657e-13 | -120.3021 | 119.9453
Line16_4_18 | 0 | 0.0584 | 0.0584 | 0 | 0.0584 | 0.0584 | 0 | 0.013487 | 0.013487 | 0 | 0.013487 | 0.013487 | 1.2143e-18 | 0.013608 | 0.0035134 | -1.2143e-18 | -0.013574 | -0.0034793 | 8.2064e-33 | 0.0036287 | 0.013561 | 2.4286e-18 | -0.0035605 | -0.013493 | 0 | -135.4649 | 44.5351 | 0 | 44.5351 | -135.4649 | 1.05 | 1.0442 | 1.0387 | 1.05 | 1.0405 | 1.0331 | 3.8721e-13 | -120.5336 | 120.01 | 3.8715e-13 | -120.7668 | 120.0754
Line17_5_19 | 0 | 0 | 0 | 0 | 0 | 0 | 0 | 0 | 0 | 0 | 0 | 0 | 4.1038e-33 | -7.7208e-12 | -2.2217e-11 | -6.0715e-19 | 7.7208e-12 | 2.2217e-11 | -6.0715e-19 | 2.127e-11 | 3.8387e-12 | -4.1036e-33 | -2.127e-11 | -3.8387e-12 | 0 | 0 | 0 | 0 | 0 | 0 | 1.05 | 1.048 | 1.0442 | 1.05 | 1.048 | 1.0442 | 3.8727e-13 | -120.3021 | 119.9453 | 3.8725e-13 | -120.3021 | 119.9453
Line1_1_3 | 0 | 0 | 0 | 0 | 0 | 0 | 0 | 0 | 0 | 0 | 0 | 0 | 9.1073e-18 | -6.1766e-11 | -1.7774e-10 | -9.1073e-18 | 6.1766e-11 | 1.7774e-10 | 7.893e-18 | 1.7016e-10 | 3.0709e-11 | -7.893e-18 | -1.7016e-10 | -3.0709e-11 | 0 | 0 | 0 | 0 | 0 | 0 | 1.05 | 1.048 | 1.0442 | 1.05 | 1.048 | 1.0442 | 3.8731e-13 | -120.3021 | 119.9453 | 3.8712e-13 | -120.3021 | 119.9453
Line2_1_4 | 0 | 0.0584 | 0.0584 | 0 | 0.0584 | 0.0584 | 0 | 0.013487 | 0.013487 | 0 | 0.013487 | 0.013487 | 4.2501e-18 | 0.013642 | 0.0035475 | -3.6429e-18 | -0.013608 | -0.0035134 | 1.2143e-18 | 0.003697 | 0.013629 | -2.4286e-18 | -0.0036287 | -0.013561 | 0 | -135.4649 | 44.5351 | 0 | 44.5351 | -135.4649 | 1.05 | 1.048 | 1.0442 | 1.05 | 1.0442 | 1.0387 | 3.8731e-13 | -120.3021 | 119.9453 | 3.8721e-13 | -120.5336 | 120.01
Line3_1_5 | 0 | 0 | 0 | 0 | 0 | 0 | 0 | 0 | 0 | 0 | 0 | 0 | 1.2143e-18 | -1.5442e-11 | -4.4435e-11 | -6.0715e-19 | 1.5442e-11 | 4.4435e-11 | 6.0715e-19 | 4.2541e-11 | 7.6773e-12 | -1.2143e-18 | -4.2541e-11 | -7.6773e-12 | 0 | 0 | 0 | 0 | 0 | 0 | 1.05 | 1.048 | 1.0442 | 1.05 | 1.048 | 1.0442 | 3.8731e-13 | -120.3021 | 119.9453 | 3.8727e-13 | -120.3021 | 119.9453
Line4_2_6 | 0 | 0 | 0 | 0 | 0 | 0 | 0 | 0 | 0 | 0 | 0 | 0 | 5.768e-18 | -3.8604e-11 | -1.1109e-10 | -6.3751e-18 | 3.8604e-11 | 1.1109e-10 | 4.8572e-18 | 1.0635e-10 | 1.9193e-11 | -3.0358e-18 | -1.0635e-10 | -1.9193e-11 | 0 | 0 | 0 | 0 | 0 | 0 | 1.05 | 1.048 | 1.0442 | 1.05 | 1.048 | 1.0442 | 3.8717e-13 | -120.3021 | 119.9453 | 3.8707e-13 | -120.3021 | 119.9453
Line5_6_7 | 0 | 0 | 0 | 0 | 0 | 0 | 0 | 0 | 0 | 0 | 0 | 0 | 5.768e-18 | -3.0883e-11 | -8.887e-11 | -5.768e-18 | 3.0883e-11 | 8.887e-11 | 1.2143e-18 | 8.5081e-11 | 1.5355e-11 | -1.2143e-18 | -8.5081e-11 | -1.5355e-11 | 0 | 0 | 0 | 0 | 0 | 0 | 1.05 | 1.048 | 1.0442 | 1.05 | 1.048 | 1.0442 | 3.8707e-13 | -120.3021 | 119.9453 | 3.8699e-13 | -120.3021 | 119.9453
Line6_7_8 | 0 | 0 | 0 | 0 | 0 | 0 | 0 | 0 | 0 | 0 | 0 | 0 | 2.7322e-18 | -2.3162e-11 | -6.6652e-11 | -2.125e-18 | 2.3162e-11 | 6.6652e-11 | 1.8454e-32 | 6.3811e-11 | 1.1516e-11 | 1.2143e-18 | -6.3811e-11 | -1.1516e-11 | 0 | 0 | 0 | 0 | 0 | 0 | 1.05 | 1.048 | 1.0442 | 1.05 | 1.048 | 1.0442 | 3.8699e-13 | -120.3021 | 119.9453 | 3.8693e-13 | -120.3021 | 119.9453
Line7_8_9 | 0 | 0 | 0 | 0 | 0 | 0 | 0 | 0 | 0 | 0 | 0 | 0 | 6.0715e-19 | -7.7208e-12 | -2.2217e-11 | 8.2001e-33 | 7.7208e-12 | 2.2217e-11 | 6.0715e-19 | 2.127e-11 | 3.8387e-12 | -1.2143e-18 | -2.127e-11 | -3.8387e-12 | 0 | 0 | 0 | 0 | 0 | 0 | 1.05 | 1.048 | 1.0442 | 1.05 | 1.048 | 1.0442 | 3.8693e-13 | -120.3021 | 119.9453 | 3.8691e-13 | -120.3021 | 119.9453
Line8_8_10 | 0 | 0 | 0 | 0 | 0 | 0 | 0 | 0 | 0 | 0 | 0 | 0 | -4.1002e-33 | -7.7208e-12 | -2.2217e-11 | 6.0715e-19 | 7.7208e-12 | 2.2217e-11 | 6.0715e-19 | 2.127e-11 | 3.8387e-12 | -6.0715e-19 | -2.127e-11 | -3.8387e-12 | 0 | 0 | 0 | 0 | 0 | 0 | 1.05 | 1.048 | 1.0442 | 1.05 | 1.048 | 1.0442 | 3.8693e-13 | -120.3021 | 119.9453 | 3.8691e-13 | -120.3021 | 119.9453
Line9_3_11 | 0 | 0 | 0 | 0 | 0 | 0 | 0 | 0 | 0 | 0 | 0 | 0 | 9.7145e-18 | -5.4045e-11 | -1.5552e-10 | -1.0322e-17 | 5.4045e-11 | 1.5552e-10 | 3.0358e-18 | 1.4889e-10 | 2.6871e-11 | -5.4644e-18 | -1.4889e-10 | -2.6871e-11 | 0 | 0 | 0 | 0 | 0 | 0 | 1.05 | 1.048 | 1.0442 | 1.05 | 1.048 | 1.0442 | 3.8712e-13 | -120.3021 | 119.9453 | 3.8696e-13 | -120.3021 | 119.9453

## LL_max_fault_10
name | pf_ikss_a_from_ka | pf_ikss_b_from_ka | pf_ikss_c_from_ka | pf_ikss_a_to_ka | pf_ikss_b_to_ka | pf_ikss_c_to_ka | pf_skss_a_from_mw | pf_skss_b_from_mw | pf_skss_c_from_mw | pf_skss_a_to_mw | pf_skss_b_to_mw | pf_skss_c_to_mw | pf_p_a_from_mw | pf_p_b_from_mw | pf_p_c_from_mw | pf_p_a_to_mw | pf_p_b_to_mw | pf_p_c_to_mw | pf_q_a_from_mvar | pf_q_b_from_mvar | pf_q_c_from_mvar | pf_q_a_to_mvar | pf_q_b_to_mvar | pf_q_c_to_mvar | pf_ikss_a_from_degree | pf_ikss_b_from_degree | pf_ikss_c_from_degree | pf_ikss_a_to_degree | pf_ikss_b_to_degree | pf_ikss_c_to_degree | pf_vm_a_from_pu | pf_vm_b_from_pu | pf_vm_c_from_pu | pf_vm_a_to_pu | pf_vm_b_to_pu | pf_vm_c_to_pu | pf_va_a_from_degree | pf_va_b_from_degree | pf_va_c_from_degree | pf_va_a_to_degree | pf_va_b_to_degree | pf_va_c_to_degree
Line0_1_2 | 0 | 0 | 0 | 0 | 0 | 0 | 0 | 0 | 0 | 0 | 0 | 0 | 9.2229e-18 | -5.3219e-11 | -1.5314e-10 | -9.859e-18 | 5.3219e-11 | 1.5314e-10 | 5.7246e-18 | 1.4664e-10 | 2.6437e-11 | -6.9967e-18 | -1.4664e-10 | -2.6437e-11 | 0 | 0 | 0 | 0 | 0 | 0 | 1.1 | 1.0978 | 1.0936 | 1.1 | 1.0978 | 1.0936 | -2.0572e-13 | -120.3163 | 119.9428 | -2.058e-13 | -120.3163 | 119.9428
Line10_11_12 | 0 | 0 | 0 | 0 | 0 | 0 | 0 | 0 | 0 | 0 | 0 | 0 | 9.541e-18 | -5.3219e-11 | -1.5314e-10 | -8.9049e-18 | 5.3219e-11 | 1.5314e-10 | 4.4525e-18 | 1.4664e-10 | 2.6437e-11 | -3.8164e-18 | -1.4664e-10 | -2.6437e-11 | 0 | 0 | 0 | 0 | 0 | 0 | 1.1 | 1.0978 | 1.0936 | 1.1 | 1.0978 | 1.0936 | -2.0608e-13 | -120.3163 | 119.9428 | -2.0623e-13 | -120.3163 | 119.9428
Line11_12_13 | 0 | 0 | 0 | 0 | 0 | 0 | 0 | 0 | 0 | 0 | 0 | 0 | 7.6328e-18 | -4.4349e-11 | -1.2762e-10 | -8.9049e-18 | 4.4349e-11 | 1.2762e-10 | 1.2721e-18 | 1.222e-10 | 2.2031e-11 | 3.2073e-32 | -1.222e-10 | -2.2031e-11 | 0 | 0 | 0 | 0 | 0 | 0 | 1.1 | 1.0978 | 1.0936 | 1.1 | 1.0978 | 1.0936 | -2.0623e-13 | -120.3163 | 119.9428 | -2.0636e-13 | -120.3163 | 119.9428
Line12_13_15 | 0 | 0 | 0 | 0 | 0 | 0 | 0 | 0 | 0 | 0 | 0 | 0 | 5.7246e-18 | -2.6609e-11 | -7.6572e-11 | -6.9967e-18 | 2.6609e-11 | 7.6572e-11 | 3.1803e-18 | 7.332e-11 | 1.3218e-11 | -2.5443e-18 | -7.332e-11 | -1.3218e-11 | 0 | 0 | 0 | 0 | 0 | 0 | 1.1 | 1.0978 | 1.0936 | 1.1 | 1.0978 | 1.0936 | -2.0636e-13 | -120.3163 | 119.9428 | -2.0643e-13 | -120.3163 | 119.9428
Line13_13_14 | 0 | 0 | 0 | 0 | 0 | 0 | 0 | 0 | 0 | 0 | 0 | 0 | -9.541e-19 | -8.8698e-12 | -2.5524e-11 | -3.1803e-19 | 8.8698e-12 | 2.5524e-11 | -1.2721e-18 | 2.444e-11 | 4.4061e-12 | 1.2721e-18 | -2.444e-11 | -4.4061e-12 | 0 | 0 | 0 | 0 | 0 | 0 | 1.1 | 1.0978 | 1.0936 | 1.1 | 1.0978 | 1.0936 | -2.0636e-13 | -120.3163 | 119.9428 | -2.0638e-13 | -120.3163 | 119.9428
Line14_15_16 | 0 | 0 | 0 | 0 | 0 | 0 | 0 | 0 | 0 | 0 | 0 | 0 | 2.2262e-18 | -1.7739e-11 | -5.1048e-11 | -1.5902e-18 | 1.774e-11 | 5.1048e-11 | 1.2721e-18 | 4.888e-11 | 8.8123e-12 | -6.3607e-19 | -4.888e-11 | -8.8123e-12 | 0 | 0 | 0 | 0 | 0 | 0 | 1.1 | 1.0978 | 1.0936 | 1.1 | 1.0978 | 1.0936 | -2.0643e-13 | -120.3163 | 119.9428 | -2.0646e-13 | -120.3163 | 119.9428
Line15_16_17 | 0 | 0 | 0 | 0 | 0 | 0 | 0 | 0 | 0 | 0 | 0 | 0 | 9.541e-19 | -8.8698e-12 | -2.5524e-11 | -3.1803e-19 | 8.8698e-12 | 2.5524e-11 | -1.9082e-18 | 2.444e-11 | 4.4061e-12 | 6.3607e-19 | -2.444e-11 | -4.4061e-12 | 0 | 0 | 0 | 0 | 0 | 0 | 1.1 | 1.0978 | 1.0936 | 1.1 | 1.0978 | 1.0936 | -2.0646e-13 | -120.3163 | 119.9428 | -2.0648e-13 | -120.3163 | 119.9428
Line16_4_18 | 0 | 0.061167 | 0.061167 | 0 | 0.061167 | 0.061167 | 0 | 0.014126 | 0.014126 | 0 | 0.014126 | 0.014126 | -2.5443e-18 | 0.01493 | 0.0038518 | 3.8164e-18 | -0.014893 | -0.0038144 | -2.5443e-18 | 0.0039805 | 0.014876 | 5.0885e-18 | -0.0039057 | -0.014801 | 0 | -135.4761 | 44.5239 | 0 | 44.5239 | -135.4761 | 1.1 | 1.0938 | 1.0878 | 1.1 | 1.0899 | 1.0821 | -2.058e-13 | -120.5478 | 120.0075 | -2.0587e-13 | -120.781 | 120.073
Line17_5_19 | 0 | 0 | 0 | 0 | 0 | 0 | 0 | 0 | 0 | 0 | 0 | 0 | 9.541e-19 | -8.8698e-12 | -2.5524e-11 | -1.5902e-18 | 8.8698e-12 | 2.5524e-11 | -1.2721e-18 | 2.444e-11 | 4.4061e-12 | 1.2721e-18 | -2.444e-11 | -4.4061e-12 | 0 | 0 | 0 | 0 | 0 | 0 | 1.1 | 1.0978 | 1.0936 | 1.1 | 1.0978 | 1.0936 | -2.0575e-13 | -120.3163 | 119.9428 | -2.0577e-13 | -120.3163 | 119.9428
Line1_1_3 | 0 | 0 | 0 | 0 | 0 | 0 | 0 | 0 | 0 | 0 | 0 | 0 | 1.1767e-17 | -7.0958e-11 | -2.0419e-10 | -1.1767e-17 | 7.0958e-11 | 2.0419e-10 | 6.9967e-18 | 1.9552e-10 | 3.5249e-11 | -7.6328e-18 | -1.9552e-10 | -3.5249e-11 | 0 | 0 | 0 | 0 | 0 | 0 | 1.1 | 1.0978 | 1.0936 | 1.1 | 1.0978 | 1.0936 | -2.0572e-13 | -120.3163 | 119.9428 | -2.059e-13 | -120.3163 | 119.9428
Line2_1_4 | 0 | 0.061167 | 0.061167 | 0 | 0.061167 | 0.061167 | 0 | 0.014126 | 0.014126 | 0 | 0.014126 | 0.014126 | 3.8164e-18 | 0.014968 | 0.0038892 | -5.0885e-18 | -0.01493 | -0.0038518 | 2.5443e-18 | 0.0040553 | 0.014951 | -2.5443e-18 | -0.0039805 | -0.014876 | 0 | -135.4761 | 44.5239 | 0 | 44.5239 | -135.4761 | 1.1 | 1.0978 | 1.0936 | 1.1 | 1.0938 | 1.0878 | -2.0572e-13 | -120.3163 | 119.9428 | -2.058e-13 | -120.5478 | 120.0075
Line3_1_5 | 0 | 0 | 0 | 0 | 0 | 0 | 0 | 0 | 0 | 0 | 0 | 0 | 2.2262e-18 | -1.7739e-11 | -5.1048e-11 | -2.8623e-18 | 1.7739e-11 | 5.1048e-11 | -7.9934e-33 | 4.888e-11 | 8.8123e-12 | 1.0279e-32 | -4.888e-11 | -8.8123e-12 | 0 | 0 | 0 | 0 | 0 | 0 | 1.1 | 1.0978 | 1.0936 | 1.1 | 1.0978 | 1.0936 | -2.0572e-13 | -120.3163 | 119.9428 | -2.0575e-13 | -120.3163 | 119.9428
Line4_2_6 | 0 | 0 | 0 | 0 | 0 | 0 | 0 | 0 | 0 | 0 | 0 | 0 | 9.541e-18 | -4.4349e-11 | -1.2762e-10 | -8.9049e-18 | 4.4349e-11 | 1.2762e-10 | 2.5443e-18 | 1.222e-10 | 2.2031e-11 | -2.5443e-18 | -1.222e-10 | -2.2031e-11 | 0 | 0 | 0 | 0 | 0 | 0 | 1.1 | 1.0978 | 1.0936 | 1.1 | 1.0978 | 1.0936 | -2.058e-13 | -120.3163 | 119.9428 | -2.0586e-13 | -120.3163 | 119.9428
Line5_6_7 | 0 | 0 | 0 | 0 | 0 | 0 | 0 | 0 | 0 | 0 | 0 | 0 | 4.1344e-18 | -3.5479e-11 | -1.021e-10 | -4.1344e-18 | 3.5479e-11 | 1.021e-10 | 6.3607e-19 | 9.776e-11 | 1.7625e-11 | -6.3607e-19 | -9.776e-11 | -1.7625e-11 | 0 | 0 | 0 | 0 | 0 | 0 | 1.1 | 1.0978 | 1.0936 | 1.1 | 1.0978 | 1.0936 | -2.0586e-13 | -120.3163 | 119.9428 | -2.0589e-13 | -120.3163 | 119.9428
Line6_7_8 | 0 | 0 | 0 | 0 | 0 | 0 | 0 | 0 | 0 | 0 | 0 | 0 | 4.1344e-18 | -2.6609e-11 | -7.6572e-11 | -4.7705e-18 | 2.6609e-11 | 7.6572e-11 | -1.2721e-18 | 7.332e-11 | 1.3218e-11 | -6.3607e-19 | -7.332e-11 | -1.3218e-11 | 0 | 0 | 0 | 0 | 0 | 0 | 1.1 | 1.0978 | 1.0936 | 1.1 | 1.0978 | 1.0936 | -2.0589e-13 | -120.3163 | 119.9428 | -2.0594e-13 | -120.3163 | 119.9428
Line7_8_9 | 0 | 0 | 0 | 0 | 0 | 0 | 0 | 0 | 0 | 0 | 0 | 0 | 3.1803e-19 | -8.8698e-12 | -2.5524e-11 | -3.1803e-19 | 8.8698e-12 | 2.5524e-11 | 1.2721e-18 | 2.444e-11 | 4.4061e-12 | -1.9082e-18 | -2.444e-11 | -4.4061e-12 | 0 | 0 | 0 | 0 | 0 | 0 | 1.1 | 1.0978 | 1.0936 | 1.1 | 1.0978 | 1.0936 | -2.0594e-13 | -120.3163 | 119.9428 | -2.0595e-13 | -120.3163 | 119.9428
Line8_8_10 | 0 | 0 | 0 | 0 | 0 | 0 | 0 | 0 | 0 | 0 | 0 | 0 | 1.9082e-18 | -8.8698e-12 | -2.5524e-11 | -1.9082e-18 | 8.8698e-12 | 2.5524e-11 | 6.3607e-19 | 2.444e-11 | 4.4061e-12 | -1.2721e-18 | -2.444e-11 | -4.4061e-12 | 0 | 0 | 0 | 0 | 0 | 0 | 1.1 | 1.0978 | 1.0936 | 1.1 | 1.0978 | 1.0936 | -2.0594e-13 | -120.3163 | 119.9428 | -2.0595e-13 | -120.3163 | 119.9428
Line9_3_11 | 0 | 0 | 0 | 0 | 0 | 0 | 0 | 0 | 0 | 0 | 0 | 0 | 1.0813e-17 | -6.2088e-11 | -1.7867e-10 | -1.0177e-17 | 6.2088e-11 | 1.7867e-10 | 3.1803e-18 | 1.7108e-10 | 3.0843e-11 | -4.4525e-18 | -1.7108e-10 | -3.0843e-11 | 0 | 0 | 0 | 0 | 0 | 0 | 1.1 | 1.0978 | 1.0936 | 1.1 | 1.0978 | 1.0936 | -2.059e-13 | -120.3163 | 119.9428 | -2.0608e-13 | -120.3163 | 119.9428

## LL_min_6
name | pf_ikss_a_from_ka | pf_ikss_b_from_ka | pf_ikss_c_from_ka | pf_ikss_a_to_ka | pf_ikss_b_to_ka | pf_ikss_c_to_ka | pf_skss_a_from_mw | pf_skss_b_from_mw | pf_skss_c_from_mw | pf_skss_a_to_mw | pf_skss_b_to_mw | pf_skss_c_to_mw | pf_p_a_from_mw | pf_p_b_from_mw | pf_p_c_from_mw | pf_p_a_to_mw | pf_p_b_to_mw | pf_p_c_to_mw | pf_q_a_from_mvar | pf_q_b_from_mvar | pf_q_c_from_mvar | pf_q_a_to_mvar | pf_q_b_to_mvar | pf_q_c_to_mvar | pf_ikss_a_from_degree | pf_ikss_b_from_degree | pf_ikss_c_from_degree | pf_ikss_a_to_degree | pf_ikss_b_to_degree | pf_ikss_c_to_degree | pf_vm_a_from_pu | pf_vm_b_from_pu | pf_vm_c_from_pu | pf_vm_a_to_pu | pf_vm_b_to_pu | pf_vm_c_to_pu | pf_va_a_from_degree | pf_va_b_from_degree | pf_va_c_from_degree | pf_va_a_to_degree | pf_va_b_to_degree | pf_va_c_to_degree
Line0_1_2 | 0 | 0 | 0 | 0 | 0 | 0 | 0 | 0 | 0 | 0 | 0 | 0 | 3.5157e-17 | -1.4366e-09 | -3.9666e-09 | -3.5157e-17 | 1.4366e-09 | 3.9666e-09 | 1.2305e-16 | 4.6273e-09 | -2.4518e-10 | -1.4063e-16 | -4.6273e-09 | 2.4518e-10 | 0 | 0 | 0 | 0 | 0 | 0 | 0.95 | 0.83839 | 0.68767 | 0.95 | 0.83839 | 0.68767 | -3.8122e-12 | -135.3123 | 120.9775 | -3.8107e-12 | -135.3123 | 120.9775
Line10_11_12 | 0 | 0 | 0 | 0 | 0 | 0 | 0 | 0 | 0 | 0 | 0 | 0 | -2.6368e-17 | -1.4366e-09 | -3.9666e-09 | 8.7893e-18 | 1.4366e-09 | 3.9666e-09 | 1.4063e-16 | 4.6273e-09 | -2.4518e-10 | -8.7893e-17 | -4.6273e-09 | 2.4518e-10 | 0 | 0 | 0 | 0 | 0 | 0 | 0.95 | 0.83839 | 0.68767 | 0.95 | 0.83839 | 0.68767 | -3.8058e-12 | -135.3123 | 120.9775 | -3.8017e-12 | -135.3123 | 120.9775
Line11_12_13 | 0 | 0 | 0 | 0 | 0 | 0 | 0 | 0 | 0 | 0 | 0 | 0 | -3.5157e-17 | -1.1971e-09 | -3.3055e-09 | 3.5157e-17 | 1.1971e-09 | 3.3055e-09 | 1.4063e-16 | 3.8561e-09 | -2.0432e-10 | -1.0547e-16 | -3.8561e-09 | 2.0432e-10 | 0 | 0 | 0 | 0 | 0 | 0 | 0.95 | 0.83839 | 0.68767 | 0.95 | 0.83839 | 0.68767 | -3.8017e-12 | -135.3123 | 120.9775 | -3.798e-12 | -135.3123 | 120.9775
Line12_13_15 | 0 | 0 | 0 | 0 | 0 | 0 | 0 | 0 | 0 | 0 | 0 | 0 | -1.7579e-17 | -7.1829e-10 | -1.9833e-09 | 1.7579e-17 | 7.1829e-10 | 1.9833e-09 | 3.5157e-17 | 2.3137e-09 | -1.2259e-10 | -1.7579e-17 | -2.3136e-09 | 1.2259e-10 | 0 | 0 | 0 | 0 | 0 | 0 | 0.95 | 0.83839 | 0.68767 | 0.95 | 0.83839 | 0.68767 | -3.798e-12 | -135.3123 | 120.9775 | -3.7964e-12 | -135.3123 | 120.9775
Line13_13_14 | 0 | 0 | 0 | 0 | 0 | 0 | 0 | 0 | 0 | 0 | 0 | 0 | -8.7893e-18 | -2.3943e-10 | -6.611e-10 | 8.7893e-18 | 2.3943e-10 | 6.611e-10 | 3.5157e-17 | 7.7122e-10 | -4.0864e-11 | -5.2736e-17 | -7.7122e-10 | 4.0864e-11 | 0 | 0 | 0 | 0 | 0 | 0 | 0.95 | 0.83839 | 0.68767 | 0.95 | 0.83839 | 0.68767 | -3.798e-12 | -135.3123 | 120.9775 | -3.7982e-12 | -135.3123 | 120.9775
Line14_15_16 | 0 | 0 | 0 | 0 | 0 | 0 | 0 | 0 | 0 | 0 | 0 | 0 | -7.9103e-17 | -4.7886e-10 | -1.3222e-09 | 4.3946e-17 | 4.7886e-10 | 1.3222e-09 | 1.7579e-17 | 1.5424e-09 | -8.1728e-11 | -1.7579e-17 | -1.5424e-09 | 8.1728e-11 | 0 | 0 | 0 | 0 | 0 | 0 | 0.95 | 0.83839 | 0.68767 | 0.95 | 0.83839 | 0.68767 | -3.7964e-12 | -135.3123 | 120.9775 | -3.7951e-12 | -135.3123 | 120.9775
Line15_16_17 | 0 | 0 | 0 | 0 | 0 | 0 | 0 | 0 | 0 | 0 | 0 | 0 | 8.7893e-18 | -2.3943e-10 | -6.611e-10 | -2.6368e-17 | 2.3943e-10 | 6.611e-10 | -5.8218e-31 | 7.7122e-10 | -4.0864e-11 | 1.7579e-17 | -7.7122e-10 | 4.0864e-11 | 0 | 0 | 0 | 0 | 0 | 0 | 0.95 | 0.83839 | 0.68767 | 0.95 | 0.83839 | 0.68767 | -3.7951e-12 | -135.3123 | 120.9775 | -3.7948e-12 | -135.3123 | 120.9775
Line16_4_18 | 0 | 2.5068 | 2.5068 | 0 | 2.5068 | 2.5068 | 0 | 0.57893 | 0.57893 | 0 | 0.57893 | 0.57893 | -7.0314e-17 | 0.35328 | -0.11197 | 7.0314e-17 | -0.23262 | 0.23262 | 4.678e-30 | -0.020967 | 0.27233 | -4.6786e-30 | 0.14665 | -0.14665 | 0 | -147.7717 | 32.2283 | 0 | 32.2283 | -147.7717 | 0.95 | 0.6113 | 0.50862 | 0.95 | 0.475 | 0.475 | -3.8119e-12 | -151.1682 | 144.5775 | -3.8124e-12 | -180 | -180
Line17_5_19 | 0 | 0 | 0 | 0 | 0 | 0 | 0 | 0 | 0 | 0 | 0 | 0 | 8.7893e-18 | -2.3943e-10 | -6.611e-10 | 8.7893e-18 | 2.3943e-10 | 6.611e-10 | 1.7579e-17 | 7.7122e-10 | -4.0864e-11 | -1.7579e-17 | -7.7122e-10 | 4.0864e-11 | 0 | 0 | 0 | 0 | 0 | 0 | 0.95 | 0.83839 | 0.68767 | 0.95 | 0.83839 | 0.68767 | -3.812e-12 | -135.3123 | 120.9775 | -3.8117e-12 | -135.3123 | 120.9775
Line1_1_3 | 0 | 0 | 0 | 0 | 0 | 0 | 0 | 0 | 0 | 0 | 0 | 0 | -2.6368e-17 | -1.9154e-09 | -5.2888e-09 | 2.6368e-17 | 1.9154e-09 | 5.2888e-09 | 1.0547e-16 | 6.1697e-09 | -3.2691e-10 | -1.2305e-16 | -6.1697e-09 | 3.2691e-10 | 0 | 0 | 0 | 0 | 0 | 0 | 0.95 | 0.83839 | 0.68767 | 0.95 | 0.83839 | 0.68767 | -3.8122e-12 | -135.3123 | 120.9775 | -3.8099e-12 | -135.3123 | 120.9775
Line2_1_4 | 0 | 2.5068 | 2.5068 | 0 | 2.5068 | 2.5068 | 0 | 0.57893 | 0.57893 | 0 | 0.57893 | 0.57893 | -7.0175e-30 | 0.47394 | 0.0086903 | -3.5157e-17 | -0.35328 | 0.11197 | -1.0547e-16 | 0.10472 | 0.39802 | 7.0314e-17 | 0.020967 | -0.27233 | 0 | -147.7717 | 32.2283 | 0 | 32.2283 | -147.7717 | 0.95 | 0.83839 | 0.68767 | 0.95 | 0.6113 | 0.50862 | -3.8122e-12 | -135.3123 | 120.9775 | -3.8119e-12 | -151.1682 | 144.5775
Line3_1_5 | 0 | 0 | 0 | 0 | 0 | 0 | 0 | 0 | 0 | 0 | 0 | 0 | 1.1696e-30 | -4.7886e-10 | -1.3222e-09 | 1.7579e-17 | 4.7886e-10 | 1.3222e-09 | 1.7579e-17 | 1.5424e-09 | -8.1728e-11 | -3.5157e-17 | -1.5424e-09 | 8.1728e-11 | 0 | 0 | 0 | 0 | 0 | 0 | 0.95 | 0.83839 | 0.68767 | 0.95 | 0.83839 | 0.68767 | -3.8122e-12 | -135.3123 | 120.9775 | -3.812e-12 | -135.3123 | 120.9775
Line4_2_6 | 0 | 0 | 0 | 0 | 0 | 0 | 0 | 0 | 0 | 0 | 0 | 0 | 3.5157e-17 | -1.1971e-09 | -3.3055e-09 | -3.5157e-17 | 1.1971e-09 | 3.3055e-09 | 5.2736e-17 | 3.8561e-09 | -2.0432e-10 | -3.5157e-17 | -3.8561e-09 | 2.0432e-10 | 0 | 0 | 0 | 0 | 0 | 0 | 0.95 | 0.83839 | 0.68767 | 0.95 | 0.83839 | 0.68767 | -3.8107e-12 | -135.3123 | 120.9775 | -3.8077e-12 | -135.3123 | 120.9775
Line5_6_7 | 0 | 0 | 0 | 0 | 0 | 0 | 0 | 0 | 0 | 0 | 0 | 0 | 7.9103e-17 | -9.5772e-10 | -2.6444e-09 | -7.9103e-17 | 9.5772e-10 | 2.6444e-09 | 1.0547e-16 | 3.0849e-09 | -1.6346e-10 | -1.0547e-16 | -3.0849e-09 | 1.6346e-10 | 0 | 0 | 0 | 0 | 0 | 0 | 0.95 | 0.83839 | 0.68767 | 0.95 | 0.83839 | 0.68767 | -3.8077e-12 | -135.3123 | 120.9775 | -3.8053e-12 | -135.3123 | 120.9775
Line6_7_8 | 0 | 0 | 0 | 0 | 0 | 0 | 0 | 0 | 0 | 0 | 0 | 0 | 1.7579e-17 | -7.1829e-10 | -1.9833e-09 | -3.5157e-17 | 7.1829e-10 | 1.9833e-09 | 1.4063e-16 | 2.3136e-09 | -1.2259e-10 | -1.0547e-16 | -2.3136e-09 | 1.2259e-10 | 0 | 0 | 0 | 0 | 0 | 0 | 0.95 | 0.83839 | 0.68767 | 0.95 | 0.83839 | 0.68767 | -3.8053e-12 | -135.3123 | 120.9775 | -3.8025e-12 | -135.3123 | 120.9775
Line7_8_9 | 0 | 0 | 0 | 0 | 0 | 0 | 0 | 0 | 0 | 0 | 0 | 0 | -2.6368e-17 | -2.3943e-10 | -6.611e-10 | 2.6368e-17 | 2.3943e-10 | 6.611e-10 | 3.5157e-17 | 7.7122e-10 | -4.0864e-11 | -3.5157e-17 | -7.7122e-10 | 4.0864e-11 | 0 | 0 | 0 | 0 | 0 | 0 | 0.95 | 0.83839 | 0.68767 | 0.95 | 0.83839 | 0.68767 | -3.8025e-12 | -135.3123 | 120.9775 | -3.8026e-12 | -135.3123 | 120.9775
Line8_8_10 | 0 | 0 | 0 | 0 | 0 | 0 | 0 | 0 | 0 | 0 | 0 | 0 | -1.7579e-17 | -2.3943e-10 | -6.611e-10 | 1.7579e-17 | 2.3943e-10 | 6.611e-10 | 5.2736e-17 | 7.7122e-10 | -4.0864e-11 | -5.2736e-17 | -7.7122e-10 | 4.0864e-11 | 0 | 0 | 0 | 0 | 0 | 0 | 0.95 | 0.83839 | 0.68767 | 0.95 | 0.83839 | 0.68767 | -3.8025e-12 | -135.3123 | 120.9775 | -3.8014e-12 | -135.3123 | 120.9775
Line9_3_11 | 0 | 0 | 0 | 0 | 0 | 0 | 0 | 0 | 0 | 0 | 0 | 0 | -1.7579e-17 | -1.676e-09 | -4.6277e-09 | 1.7579e-17 | 1.676e-09 | 4.6277e-09 | 1.0547e-16 | 5.3985e-09 | -2.8605e-10 | -1.0547e-16 | -5.3985e-09 | 2.8605e-10 | 0 | 0 | 0 | 0 | 0 | 0 | 0.95 | 0.83839 | 0.68767 | 0.95 | 0.83839 | 0.68767 | -3.8099e-12 | -135.3123 | 120.9775 | -3.8058e-12 | -135.3123 | 120.9775

## LL_min_10
name | pf_ikss_a_from_ka | pf_ikss_b_from_ka | pf_ikss_c_from_ka | pf_ikss_a_to_ka | pf_ikss_b_to_ka | pf_ikss_c_to_ka | pf_skss_a_from_mw | pf_skss_b_from_mw | pf_skss_c_from_mw | pf_skss_a_to_mw | pf_skss_b_to_mw | pf_skss_c_to_mw | pf_p_a_from_mw | pf_p_b_from_mw | pf_p_c_from_mw | pf_p_a_to_mw | pf_p_b_to_mw | pf_p_c_to_mw | pf_q_a_from_mvar | pf_q_b_from_mvar | pf_q_c_from_mvar | pf_q_a_to_mvar | pf_q_b_to_mvar | pf_q_c_to_mvar | pf_ikss_a_from_degree | pf_ikss_b_from_degree | pf_ikss_c_from_degree | pf_ikss_a_to_degree | pf_ikss_b_to_degree | pf_ikss_c_to_degree | pf_vm_a_from_pu | pf_vm_b_from_pu | pf_vm_c_from_pu | pf_vm_a_to_pu | pf_vm_b_to_pu | pf_vm_c_to_pu | pf_va_a_from_degree | pf_va_b_from_degree | pf_va_c_from_degree | pf_va_a_to_degree | pf_va_b_to_degree | pf_va_c_to_degree
Line0_1_2 | 0 | 0 | 0 | 0 | 0 | 0 | 0 | 0 | 0 | 0 | 0 | 0 | 3.3307e-17 | -1.2893e-09 | -3.56e-09 | -3.3307e-17 | 1.2893e-09 | 3.56e-09 | 3.3307e-17 | 4.153e-09 | -2.2005e-10 | -3.3307e-17 | -4.153e-09 | 2.2005e-10 | 0 | 0 | 0 | 0 | 0 | 0 | 0.9 | 0.79426 | 0.65148 | 0.9 | 0.79426 | 0.65148 | -2.2843e-12 | -135.3123 | 120.9775 | -2.2828e-12 | -135.3123 | 120.9775
Line10_11_12 | 0 | 0 | 0 | 0 | 0 | 0 | 0 | 0 | 0 | 0 | 0 | 0 | -3.3307e-17 | -1.2893e-09 | -3.56e-09 | 1.6653e-17 | 1.2893e-09 | 3.56e-09 | 9.992e-17 | 4.153e-09 | -2.2006e-10 | -1.1657e-16 | -4.153e-09 | 2.2006e-10 | 0 | 0 | 0 | 0 | 0 | 0 | 0.9 | 0.79426 | 0.65148 | 0.9 | 0.79426 | 0.65148 | -2.2779e-12 | -135.3123 | 120.9775 | -2.2738e-12 | -135.3123 | 120.9775
Line11_12_13 | 0 | 0 | 0 | 0 | 0 | 0 | 0 | 0 | 0 | 0 | 0 | 0 | -5.8287e-17 | -1.0744e-09 | -2.9667e-09 | 4.1633e-17 | 1.0744e-09 | 2.9667e-09 | 1.6653e-16 | 3.4609e-09 | -1.8338e-10 | -1.1657e-16 | -3.4609e-09 | 1.8338e-10 | 0 | 0 | 0 | 0 | 0 | 0 | 0.9 | 0.79426 | 0.65148 | 0.9 | 0.79426 | 0.65148 | -2.2738e-12 | -135.3123 | 120.9775 | -2.2702e-12 | -135.3123 | 120.9775
Line12_13_15 | 0 | 0 | 0 | 0 | 0 | 0 | 0 | 0 | 0 | 0 | 0 | 0 | -8.3267e-18 | -6.4467e-10 | -1.78e-09 | 8.3267e-18 | 6.4467e-10 | 1.78e-09 | -1.6653e-17 | 2.0765e-09 | -1.1003e-10 | -3.2968e-31 | -2.0765e-09 | 1.1003e-10 | 0 | 0 | 0 | 0 | 0 | 0 | 0.9 | 0.79426 | 0.65148 | 0.9 | 0.79426 | 0.65148 | -2.2702e-12 | -135.3123 | 120.9775 | -2.2685e-12 | -135.3123 | 120.9775
Line13_13_14 | 0 | 0 | 0 | 0 | 0 | 0 | 0 | 0 | 0 | 0 | 0 | 0 | 1.6653e-17 | -2.1489e-10 | -5.9334e-10 | -1.6653e-17 | 2.1489e-10 | 5.9334e-10 | -1.6653e-17 | 6.9217e-10 | -3.6676e-11 | 6.5988e-31 | -6.9217e-10 | 3.6676e-11 | 0 | 0 | 0 | 0 | 0 | 0 | 0.9 | 0.79426 | 0.65148 | 0.9 | 0.79426 | 0.65148 | -2.2702e-12 | -135.3123 | 120.9775 | -2.2703e-12 | -135.3123 | 120.9775
Line14_15_16 | 0 | 0 | 0 | 0 | 0 | 0 | 0 | 0 | 0 | 0 | 0 | 0 | -1.6653e-17 | -4.2978e-10 | -1.1867e-09 | 3.3307e-17 | 4.2978e-10 | 1.1867e-09 | 4.996e-17 | 1.3843e-09 | -7.3352e-11 | -3.3307e-17 | -1.3843e-09 | 7.3352e-11 | 0 | 0 | 0 | 0 | 0 | 0 | 0.9 | 0.79426 | 0.65148 | 0.9 | 0.79426 | 0.65148 | -2.2685e-12 | -135.3123 | 120.9775 | -2.2673e-12 | -135.3123 | 120.9775
Line15_16_17 | 0 | 0 | 0 | 0 | 0 | 0 | 0 | 0 | 0 | 0 | 0 | 0 | -1.6653e-17 | -2.1489e-10 | -5.9334e-10 | 3.3307e-17 | 2.1489e-10 | 5.9334e-10 | 3.3307e-17 | 6.9217e-10 | -3.6676e-11 | -1.6653e-17 | -6.9217e-10 | 3.6676e-11 | 0 | 0 | 0 | 0 | 0 | 0 | 0.9 | 0.79426 | 0.65148 | 0.9 | 0.79426 | 0.65148 | -2.2673e-12 | -135.3123 | 120.9775 | -2.267e-12 | -135.3123 | 120.9775
Line16_4_18 | 0 | 2.3749 | 2.3749 | 0 | 2.3749 | 2.3749 | 0 | 0.54846 | 0.54846 | 0 | 0.54846 | 0.54846 | -1.3323e-16 | 0.31707 | -0.10049 | 1.9984e-16 | -0.20878 | 0.20878 | 6.6613e-17 | -0.018818 | 0.24442 | -6.6613e-17 | 0.13162 | -0.13162 | 0 | -147.7717 | 32.2283 | 0 | 32.2283 | -147.7717 | 0.9 | 0.57913 | 0.48185 | 0.9 | 0.45 | 0.45 | -2.2858e-12 | -151.1682 | 144.5775 | -2.2869e-12 | -180 | -180
Line17_5_19 | 0 | 0 | 0 | 0 | 0 | 0 | 0 | 0 | 0 | 0 | 0 | 0 | -1.6653e-17 | -2.1489e-10 | -5.9334e-10 | 1.3276e-30 | 2.1489e-10 | 5.9334e-10 | 6.6388e-31 | 6.9217e-10 | -3.6676e-11 | 3.3307e-17 | -6.9217e-10 | 3.6676e-11 | 0 | 0 | 0 | 0 | 0 | 0 | 0.9 | 0.79426 | 0.65148 | 0.9 | 0.79426 | 0.65148 | -2.2841e-12 | -135.3123 | 120.9775 | -2.2838e-12 | -135.3123 | 120.9775
Line1_1_3 | 0 | 0 | 0 | 0 | 0 | 0 | 0 | 0 | 0 | 0 | 0 | 0 | -1.6653e-17 | -1.7191e-09 | -4.7467e-09 | -3.3164e-30 | 1.7191e-09 | 4.7467e-09 | 6.6613e-17 | 5.5374e-09 | -2.9341e-10 | -8.3267e-17 | -5.5374e-09 | 2.9341e-10 | 0 | 0 | 0 | 0 | 0 | 0 | 0.9 | 0.79426 | 0.65148 | 0.9 | 0.79426 | 0.65148 | -2.2843e-12 | -135.3123 | 120.9775 | -2.282e-12 | -135.3123 | 120.9775
Line2_1_4 | 0 | 2.3749 | 2.3749 | 0 | 2.3749 | 2.3749 | 0 | 0.54846 | 0.54846 | 0 | 0.54846 | 0.54846 | -3.3307e-17 | 0.42536 | 0.0077996 | 6.6613e-17 | -0.31707 | 0.10049 | -9.992e-17 | 0.093984 | 0.35722 | 6.6613e-17 | 0.018818 | -0.24442 | 0 | -147.7717 | 32.2283 | 0 | 32.2283 | -147.7717 | 0.9 | 0.79426 | 0.65148 | 0.9 | 0.57913 | 0.48185 | -2.2843e-12 | -135.3123 | 120.9775 | -2.2858e-12 | -151.1682 | 144.5775
Line3_1_5 | 0 | 0 | 0 | 0 | 0 | 0 | 0 | 0 | 0 | 0 | 0 | 0 | -7.494e-17 | -4.2978e-10 | -1.1867e-09 | 5.8287e-17 | 4.2978e-10 | 1.1867e-09 | 3.3307e-17 | 1.3843e-09 | -7.3352e-11 | -3.3307e-17 | -1.3843e-09 | 7.3352e-11 | 0 | 0 | 0 | 0 | 0 | 0 | 0.9 | 0.79426 | 0.65148 | 0.9 | 0.79426 | 0.65148 | -2.2843e-12 | -135.3123 | 120.9775 | -2.2841e-12 | -135.3123 | 120.9775
Line4_2_6 | 0 | 0 | 0 | 0 | 0 | 0 | 0 | 0 | 0 | 0 | 0 | 0 | 3.3307e-17 | -1.0744e-09 | -2.9667e-09 | -1.6653e-17 | 1.0744e-09 | 2.9667e-09 | 8.3267e-17 | 3.4609e-09 | -1.8338e-10 | -6.6613e-17 | -3.4609e-09 | 1.8338e-10 | 0 | 0 | 0 | 0 | 0 | 0 | 0.9 | 0.79426 | 0.65148 | 0.9 | 0.79426 | 0.65148 | -2.2828e-12 | -135.3123 | 120.9775 | -2.2799e-12 | -135.3123 | 120.9775
Line5_6_7 | 0 | 0 | 0 | 0 | 0 | 0 | 0 | 0 | 0 | 0 | 0 | 0 | 6.6613e-17 | -8.5956e-10 | -2.3734e-09 | -4.996e-17 | 8.5956e-10 | 2.3734e-09 | 8.3267e-17 | 2.7687e-09 | -1.467e-10 | -6.6613e-17 | -2.7687e-09 | 1.467e-10 | 0 | 0 | 0 | 0 | 0 | 0 | 0.9 | 0.79426 | 0.65148 | 0.9 | 0.79426 | 0.65148 | -2.2799e-12 | -135.3123 | 120.9775 | -2.2782e-12 | -135.3123 | 120.9775
Line6_7_8 | 0 | 0 | 0 | 0 | 0 | 0 | 0 | 0 | 0 | 0 | 0 | 0 | 4.1633e-17 | -6.4467e-10 | -1.78e-09 | -5.8287e-17 | 6.4467e-10 | 1.78e-09 | 4.996e-17 | 2.0765e-09 | -1.1003e-10 | -6.6613e-17 | -2.0765e-09 | 1.1003e-10 | 0 | 0 | 0 | 0 | 0 | 0 | 0.9 | 0.79426 | 0.65148 | 0.9 | 0.79426 | 0.65148 | -2.2782e-12 | -135.3123 | 120.9775 | -2.2759e-12 | -135.3123 | 120.9775
Line7_8_9 | 0 | 0 | 0 | 0 | 0 | 0 | 0 | 0 | 0 | 0 | 0 | 0 | 8.3267e-18 | -2.1489e-10 | -5.9334e-10 | -2.498e-17 | 2.1489e-10 | 5.9334e-10 | -3.3075e-31 | 6.9217e-10 | -3.6676e-11 | 9.9233e-31 | -6.9217e-10 | 3.6676e-11 | 0 | 0 | 0 | 0 | 0 | 0 | 0.9 | 0.79426 | 0.65148 | 0.9 | 0.79426 | 0.65148 | -2.2759e-12 | -135.3123 | 120.9775 | -2.2761e-12 | -135.3123 | 120.9775
Line8_8_10 | 0 | 0 | 0 | 0 | 0 | 0 | 0 | 0 | 0 | 0 | 0 | 0 | -1.6653e-17 | -2.1489e-10 | -5.9334e-10 | -1.9841e-30 | 2.1489e-10 | 5.9334e-10 | 4.996e-17 | 6.9217e-10 | -3.6676e-11 | -4.996e-17 | -6.9217e-10 | 3.6676e-11 | 0 | 0 | 0 | 0 | 0 | 0 | 0.9 | 0.79426 | 0.65148 | 0.9 | 0.79426 | 0.65148 | -2.2759e-12 | -135.3123 | 120.9775 | -2.2754e-12 | -135.3123 | 120.9775
Line9_3_11 | 0 | 0 | 0 | 0 | 0 | 0 | 0 | 0 | 0 | 0 | 0 | 0 | 1.6653e-17 | -1.5042e-09 | -4.1534e-09 | -1.6653e-17 | 1.5042e-09 | 4.1534e-09 | 4.996e-17 | 4.8452e-09 | -2.5673e-10 | -6.6613e-17 | -4.8452e-09 | 2.5673e-10 | 0 | 0 | 0 | 0 | 0 | 0 | 0.9 | 0.79426 | 0.65148 | 0.9 | 0.79426 | 0.65148 | -2.282e-12 | -135.3123 | 120.9775 | -2.2779e-12 | -135.3123 | 120.9775

## LL_min_fault_6
name | pf_ikss_a_from_ka | pf_ikss_b_from_ka | pf_ikss_c_from_ka | pf_ikss_a_to_ka | pf_ikss_b_to_ka | pf_ikss_c_to_ka | pf_skss_a_from_mw | pf_skss_b_from_mw | pf_skss_c_from_mw | pf_skss_a_to_mw | pf_skss_b_to_mw | pf_skss_c_to_mw | pf_p_a_from_mw | pf_p_b_from_mw | pf_p_c_from_mw | pf_p_a_to_mw | pf_p_b_to_mw | pf_p_c_to_mw | pf_q_a_from_mvar | pf_q_b_from_mvar | pf_q_c_from_mvar | pf_q_a_to_mvar | pf_q_b_to_mvar | pf_q_c_to_mvar | pf_ikss_a_from_degree | pf_ikss_b_from_degree | pf_ikss_c_from_degree | pf_ikss_a_to_degree | pf_ikss_b_to_degree | pf_ikss_c_to_degree | pf_vm_a_from_pu | pf_vm_b_from_pu | pf_vm_c_from_pu | pf_vm_a_to_pu | pf_vm_b_to_pu | pf_vm_c_to_pu | pf_va_a_from_degree | pf_va_b_from_degree | pf_va_c_from_degree | pf_va_a_to_degree | pf_va_b_to_degree | pf_va_c_to_degree
Line0_1_2 | 0 | 0 | 0 | 0 | 0 | 0 | 0 | 0 | 0 | 0 | 0 | 0 | 2.678e-18 | -3.8862e-11 | -1.1288e-10 | -2.678e-18 | 3.8862e-11 | 1.1288e-10 | 1.0987e-18 | 1.0829e-10 | 1.9912e-11 | -1.0987e-18 | -1.0829e-10 | -1.9912e-11 | 0 | 0 | 0 | 0 | 0 | 0 | 0.95 | 0.94812 | 0.94457 | 0.95 | 0.94812 | 0.94457 | -9.425e-14 | -120.3131 | 119.9422 | -9.424e-14 | -120.3131 | 119.9422
Line10_11_12 | 0 | 0 | 0 | 0 | 0 | 0 | 0 | 0 | 0 | 0 | 0 | 0 | 5.4933e-19 | -3.8862e-11 | -1.1288e-10 | -8.2399e-19 | 3.8862e-11 | 1.1288e-10 | 3.296e-18 | 1.0829e-10 | 1.9912e-11 | -3.296e-18 | -1.0829e-10 | -1.9912e-11 | 0 | 0 | 0 | 0 | 0 | 0 | 0.95 | 0.94812 | 0.94457 | 0.95 | 0.94812 | 0.94457 | -9.414e-14 | -120.3131 | 119.9422 | -9.4065e-14 | -120.3131 | 119.9422
Line11_12_13 | 0 | 0 | 0 | 0 | 0 | 0 | 0 | 0 | 0 | 0 | 0 | 0 | -4.8066e-19 | -3.2385e-11 | -9.4068e-11 | 4.8066e-19 | 3.2385e-11 | 9.4068e-11 | 2.1973e-18 | 9.0245e-11 | 1.6593e-11 | -3.296e-18 | -9.0245e-11 | -1.6593e-11 | 0 | 0 | 0 | 0 | 0 | 0 | 0.95 | 0.94812 | 0.94457 | 0.95 | 0.94812 | 0.94457 | -9.4065e-14 | -120.3131 | 119.9422 | -9.3994e-14 | -120.3131 | 119.9422
Line12_13_15 | 0 | 0 | 0 | 0 | 0 | 0 | 0 | 0 | 0 | 0 | 0 | 0 | -3.4333e-19 | -1.9431e-11 | -5.6441e-11 | 6.8666e-20 | 1.9431e-11 | 5.6441e-11 | 1.648e-18 | 5.4147e-11 | 9.9561e-12 | -1.648e-18 | -5.4147e-11 | -9.9561e-12 | 0 | 0 | 0 | 0 | 0 | 0 | 0.95 | 0.94812 | 0.94457 | 0.95 | 0.94812 | 0.94457 | -9.3994e-14 | -120.3131 | 119.9422 | -9.3957e-14 | -120.3131 | 119.9422
Line13_13_14 | 0 | 0 | 0 | 0 | 0 | 0 | 0 | 0 | 0 | 0 | 0 | 0 | -3.4333e-19 | -6.477e-12 | -1.8814e-11 | 3.4333e-19 | 6.477e-12 | 1.8814e-11 | 1.648e-18 | 1.8049e-11 | 3.3187e-12 | -1.648e-18 | -1.8049e-11 | -3.3187e-12 | 0 | 0 | 0 | 0 | 0 | 0 | 0.95 | 0.94812 | 0.94457 | 0.95 | 0.94812 | 0.94457 | -9.3994e-14 | -120.3131 | 119.9422 | -9.3995e-14 | -120.3131 | 119.9422
Line14_15_16 | 0 | 0 | 0 | 0 | 0 | 0 | 0 | 0 | 0 | 0 | 0 | 0 | -7.5533e-19 | -1.2954e-11 | -3.7627e-11 | 7.5533e-19 | 1.2954e-11 | 3.7627e-11 | 5.4933e-19 | 3.6098e-11 | 6.6374e-12 | -1.0987e-18 | -3.6098e-11 | -6.6374e-12 | 0 | 0 | 0 | 0 | 0 | 0 | 0.95 | 0.94812 | 0.94457 | 0.95 | 0.94812 | 0.94457 | -9.3957e-14 | -120.3131 | 119.9422 | -9.3924e-14 | -120.3131 | 119.9422
Line15_16_17 | 0 | 0 | 0 | 0 | 0 | 0 | 0 | 0 | 0 | 0 | 0 | 0 | -1.0987e-18 | -6.477e-12 | -1.8814e-11 | 1.0987e-18 | 6.477e-12 | 1.8814e-11 | 5.4933e-19 | 1.8049e-11 | 3.3187e-12 | -1.0987e-18 | -1.8049e-11 | -3.3187e-12 | 0 | 0 | 0 | 0 | 0 | 0 | 0.95 | 0.94812 | 0.94457 | 0.95 | 0.94812 | 0.94457 | -9.3924e-14 | -120.3131 | 119.9422 | -9.3912e-14 | -120.3131 | 119.9422
Line16_4_18 | 0 | 0.052639 | 0.052639 | 0 | 0.052639 | 0.052639 | 0 | 0.012156 | 0.012156 | 0 | 0.012156 | 0.012156 | -4.3946e-18 | 0.011082 | 0.0028784 | 3.296e-18 | -0.011029 | -0.0028252 | 2.1973e-18 | 0.0029185 | 0.011047 | -4.3946e-18 | -0.0028631 | -0.010991 | 0 | -135.266 | 44.734 | 0 | 44.734 | -135.266 | 0.95 | 0.94272 | 0.93905 | 0.95 | 0.93734 | 0.93354 | -9.4199e-14 | -120.5122 | 120.1294 | -9.4183e-14 | -120.7135 | 120.3187
Line17_5_19 | 0 | 0 | 0 | 0 | 0 | 0 | 0 | 0 | 0 | 0 | 0 | 0 | -5.4933e-19 | -6.477e-12 | -1.8814e-11 | 8.2399e-19 | 6.477e-12 | 1.8814e-11 | 5.4933e-19 | 1.8049e-11 | 3.3187e-12 | -5.4933e-19 | -1.8049e-11 | -3.3187e-12 | 0 | 0 | 0 | 0 | 0 | 0 | 0.95 | 0.94812 | 0.94457 | 0.95 | 0.94812 | 0.94457 | -9.4235e-14 | -120.3131 | 119.9422 | -9.4223e-14 | -120.3131 | 119.9422
Line1_1_3 | 0 | 0 | 0 | 0 | 0 | 0 | 0 | 0 | 0 | 0 | 0 | 0 | 1.5793e-18 | -5.1816e-11 | -1.5051e-10 | -1.854e-18 | 5.1816e-11 | 1.5051e-10 | 2.1973e-18 | 1.4439e-10 | 2.655e-11 | -2.1973e-18 | -1.4439e-10 | -2.655e-11 | 0 | 0 | 0 | 0 | 0 | 0 | 0.95 | 0.94812 | 0.94457 | 0.95 | 0.94812 | 0.94457 | -9.425e-14 | -120.3131 | 119.9422 | -9.4214e-14 | -120.3131 | 119.9422
Line2_1_4 | 0 | 0.052639 | 0.052639 | 0 | 0.052639 | 0.052639 | 0 | 0.012156 | 0.012156 | 0 | 0.012156 | 0.012156 | -5.4933e-19 | 0.011136 | 0.0029316 | 1.0987e-18 | -0.011082 | -0.0028784 | 9.0363e-34 | 0.0029739 | 0.011102 | -1.0987e-18 | -0.0029185 | -0.011047 | 0 | -135.266 | 44.734 | 0 | 44.734 | -135.266 | 0.95 | 0.94812 | 0.94457 | 0.95 | 0.94272 | 0.93905 | -9.425e-14 | -120.3131 | 119.9422 | -9.4199e-14 | -120.5122 | 120.1294
Line3_1_5 | 0 | 0 | 0 | 0 | 0 | 0 | 0 | 0 | 0 | 0 | 0 | 0 | -5.4933e-19 | -1.2954e-11 | -3.7627e-11 | 5.4933e-19 | 1.2954e-11 | 3.7627e-11 | 1.648e-18 | 3.6098e-11 | 6.6374e-12 | -1.648e-18 | -3.6098e-11 | -6.6374e-12 | 0 | 0 | 0 | 0 | 0 | 0 | 0.95 | 0.94812 | 0.94457 | 0.95 | 0.94812 | 0.94457 | -9.425e-14 | -120.3131 | 119.9422 | -9.4235e-14 | -120.3131 | 119.9422
Line4_2_6 | 0 | 0 | 0 | 0 | 0 | 0 | 0 | 0 | 0 | 0 | 0 | 0 | 1.1673e-18 | -3.2385e-11 | -9.4068e-11 | -1.7167e-18 | 3.2385e-11 | 9.4068e-11 | -1.92e-33 | 9.0245e-11 | 1.6593e-11 | -5.4933e-19 | -9.0245e-11 | -1.6593e-11 | 0 | 0 | 0 | 0 | 0 | 0 | 0.95 | 0.94812 | 0.94457 | 0.95 | 0.94812 | 0.94457 | -9.424e-14 | -120.3131 | 119.9422 | -9.42e-14 | -120.3131 | 119.9422
Line5_6_7 | 0 | 0 | 0 | 0 | 0 | 0 | 0 | 0 | 0 | 0 | 0 | 0 | 1.7853e-18 | -2.5908e-11 | -7.5255e-11 | -2.3346e-18 | 2.5908e-11 | 7.5255e-11 | 2.1973e-18 | 7.2196e-11 | 1.3275e-11 | -1.648e-18 | -7.2196e-11 | -1.3275e-11 | 0 | 0 | 0 | 0 | 0 | 0 | 0.95 | 0.94812 | 0.94457 | 0.95 | 0.94812 | 0.94457 | -9.42e-14 | -120.3131 | 119.9422 | -9.4189e-14 | -120.3131 | 119.9422
Line6_7_8 | 0 | 0 | 0 | 0 | 0 | 0 | 0 | 0 | 0 | 0 | 0 | 0 | 8.9266e-19 | -1.9431e-11 | -5.6441e-11 | -1.1673e-18 | 1.9431e-11 | 5.6441e-11 | 2.1973e-18 | 5.4147e-11 | 9.9561e-12 | -2.1973e-18 | -5.4147e-11 | -9.9561e-12 | 0 | 0 | 0 | 0 | 0 | 0 | 0.95 | 0.94812 | 0.94457 | 0.95 | 0.94812 | 0.94457 | -9.4189e-14 | -120.3131 | 119.9422 | -9.4138e-14 | -120.3131 | 119.9422
Line7_8_9 | 0 | 0 | 0 | 0 | 0 | 0 | 0 | 0 | 0 | 0 | 0 | 0 | 1.3733e-19 | -6.477e-12 | -1.8814e-11 | -1.3733e-19 | 6.477e-12 | 1.8814e-11 | -2.2564e-34 | 1.8049e-11 | 3.3187e-12 | 2.2564e-34 | -1.8049e-11 | -3.3187e-12 | 0 | 0 | 0 | 0 | 0 | 0 | 0.95 | 0.94812 | 0.94457 | 0.95 | 0.94812 | 0.94457 | -9.4138e-14 | -120.3131 | 119.9422 | -9.4139e-14 | -120.3131 | 119.9422
Line8_8_10 | 0 | 0 | 0 | 0 | 0 | 0 | 0 | 0 | 0 | 0 | 0 | 0 | 4.12e-19 | -6.477e-12 | -1.8814e-11 | -4.12e-19 | 6.477e-12 | 1.8814e-11 | 1.0987e-18 | 1.8049e-11 | 3.3187e-12 | -1.0987e-18 | -1.8049e-11 | -3.3187e-12 | 0 | 0 | 0 | 0 | 0 | 0 | 0.95 | 0.94812 | 0.94457 | 0.95 | 0.94812 | 0.94457 | -9.4138e-14 | -120.3131 | 119.9422 | -9.4124e-14 | -120.3131 | 119.9422
Line9_3_11 | 0 | 0 | 0 | 0 | 0 | 0 | 0 | 0 | 0 | 0 | 0 | 0 | 8.2399e-19 | -4.5339e-11 | -1.317e-10 | -1.3733e-18 | 4.5339e-11 | 1.317e-10 | 1.648e-18 | 1.2634e-10 | 2.3231e-11 | -2.7466e-18 | -1.2634e-10 | -2.3231e-11 | 0 | 0 | 0 | 0 | 0 | 0 | 0.95 | 0.94812 | 0.94457 | 0.95 | 0.94812 | 0.94457 | -9.4214e-14 | -120.3131 | 119.9422 | -9.414e-14 | -120.3131 | 119.9422

## LL_min_fault_10
name | pf_ikss_a_from_ka | pf_ikss_b_from_ka | pf_ikss_c_from_ka | pf_ikss_a_to_ka | pf_ikss_b_to_ka | pf_ikss_c_to_ka | pf_skss_a_from_mw | pf_skss_b_from_mw | pf_skss_c_from_mw | pf_skss_a_to_mw | pf_skss_b_to_mw | pf_skss_c_to_mw | pf_p_a_from_mw | pf_p_b_from_mw | pf_p_c_from_mw | pf_p_a_to_mw | pf_p_b_to_mw | pf_p_c_to_mw | pf_q_a_from_mvar | pf_q_b_from_mvar | pf_q_c_from_mvar | pf_q_a_to_mvar | pf_q_b_to_mvar | pf_q_c_to_mvar | pf_ikss_a_from_degree | pf_ikss_b_from_degree | pf_ikss_c_from_degree | pf_ikss_a_to_degree | pf_ikss_b_to_degree | pf_ikss_c_to_degree | pf_vm_a_from_pu | pf_vm_b_from_pu | pf_vm_c_from_pu | pf_vm_a_to_pu | pf_vm_b_to_pu | pf_vm_c_to_pu | pf_va_a_from_degree | pf_va_b_from_degree | pf_va_c_from_degree | pf_va_a_to_degree | pf_va_b_to_degree | pf_va_c_to_degree
Line0_1_2 | 0 | 0 | 0 | 0 | 0 | 0 | 0 | 0 | 0 | 0 | 0 | 0 | 2.2118e-18 | -3.4879e-11 | -1.0131e-10 | -1.9516e-18 | 3.4879e-11 | 1.0131e-10 | 1.0408e-18 | 9.7195e-11 | 1.7871e-11 | -1.0408e-18 | -9.7195e-11 | -1.7871e-11 | 0 | 0 | 0 | 0 | 0 | 0 | 0.9 | 0.89822 | 0.89485 | 0.9 | 0.89822 | 0.89485 | -1.069e-13 | -120.3131 | 119.9422 | -1.0687e-13 | -120.3131 | 119.9422
Line10_11_12 | 0 | 0 | 0 | 0 | 0 | 0 | 0 | 0 | 0 | 0 | 0 | 0 | 7.1557e-19 | -3.4879e-11 | -1.0131e-10 | -9.7578e-19 | 3.4879e-11 | 1.0131e-10 | 2.6021e-18 | 9.7195e-11 | 1.7871e-11 | -3.6429e-18 | -9.7195e-11 | -1.7871e-11 | 0 | 0 | 0 | 0 | 0 | 0 | 0.9 | 0.89822 | 0.89485 | 0.9 | 0.89822 | 0.89485 | -1.0679e-13 | -120.3131 | 119.9422 | -1.0672e-13 | -120.3131 | 119.9422
Line11_12_13 | 0 | 0 | 0 | 0 | 0 | 0 | 0 | 0 | 0 | 0 | 0 | 0 | 5.8159e-33 | -2.9066e-11 | -8.4427e-11 | -5.2042e-19 | 2.9066e-11 | 8.4427e-11 | 3.1225e-18 | 8.0996e-11 | 1.4893e-11 | -2.6021e-18 | -8.0996e-11 | -1.4893e-11 | 0 | 0 | 0 | 0 | 0 | 0 | 0.9 | 0.89822 | 0.89485 | 0.9 | 0.89822 | 0.89485 | -1.0672e-13 | -120.3131 | 119.9422 | -1.0665e-13 | -120.3131 | 119.9422
Line12_13_15 | 0 | 0 | 0 | 0 | 0 | 0 | 0 | 0 | 0 | 0 | 0 | 0 | -5.8547e-19 | -1.7439e-11 | -5.0656e-11 | 3.2526e-19 | 1.7439e-11 | 5.0656e-11 | 1.0408e-18 | 4.8598e-11 | 8.9356e-12 | -1.0408e-18 | -4.8598e-11 | -8.9356e-12 | 0 | 0 | 0 | 0 | 0 | 0 | 0.9 | 0.89822 | 0.89485 | 0.9 | 0.89822 | 0.89485 | -1.0665e-13 | -120.3131 | 119.9422 | -1.0661e-13 | -120.3131 | 119.9422
Line13_13_14 | 0 | 0 | 0 | 0 | 0 | 0 | 0 | 0 | 0 | 0 | 0 | 0 | 1.9516e-19 | -5.8131e-12 | -1.6885e-11 | -7.1557e-19 | 5.8131e-12 | 1.6885e-11 | 1.0408e-18 | 1.6199e-11 | 2.9786e-12 | -1.0408e-18 | -1.6199e-11 | -2.9786e-12 | 0 | 0 | 0 | 0 | 0 | 0 | 0.9 | 0.89822 | 0.89485 | 0.9 | 0.89822 | 0.89485 | -1.0665e-13 | -120.3131 | 119.9422 | -1.0665e-13 | -120.3131 | 119.9422
Line14_15_16 | 0 | 0 | 0 | 0 | 0 | 0 | 0 | 0 | 0 | 0 | 0 | 0 | -7.1557e-19 | -1.1626e-11 | -3.3771e-11 | 7.1557e-19 | 1.1626e-11 | 3.3771e-11 | 1.0408e-18 | 3.2398e-11 | 5.9571e-12 | -1.5613e-18 | -3.2398e-11 | -5.9571e-12 | 0 | 0 | 0 | 0 | 0 | 0 | 0.9 | 0.89822 | 0.89485 | 0.9 | 0.89822 | 0.89485 | -1.0661e-13 | -120.3131 | 119.9422 | -1.0658e-13 | -120.3131 | 119.9422
Line15_16_17 | 0 | 0 | 0 | 0 | 0 | 0 | 0 | 0 | 0 | 0 | 0 | 0 | -1.4962e-18 | -5.8131e-12 | -1.6885e-11 | 1.236e-18 | 5.8131e-12 | 1.6885e-11 | 5.2042e-19 | 1.6199e-11 | 2.9785e-12 | -2.0817e-18 | -1.6199e-11 | -2.9785e-12 | 0 | 0 | 0 | 0 | 0 | 0 | 0.9 | 0.89822 | 0.89485 | 0.9 | 0.89822 | 0.89485 | -1.0658e-13 | -120.3131 | 119.9422 | -1.0656e-13 | -120.3131 | 119.9422
Line16_4_18 | 0 | 0.049869 | 0.049869 | 0 | 0.049869 | 0.049869 | 0 | 0.011517 | 0.011517 | 0 | 0.011517 | 0.011517 | -2.0817e-18 | 0.0099465 | 0.0025834 | 2.0817e-18 | -0.0098987 | -0.0025356 | 2.0817e-18 | 0.0026194 | 0.0099144 | -2.0817e-18 | -0.0025697 | -0.0098647 | 0 | -135.266 | 44.734 | 0 | 44.734 | -135.266 | 0.9 | 0.89311 | 0.88962 | 0.9 | 0.888 | 0.8844 | -1.0691e-13 | -120.5122 | 120.1294 | -1.0694e-13 | -120.7135 | 120.3187
Line17_5_19 | 0 | 0 | 0 | 0 | 0 | 0 | 0 | 0 | 0 | 0 | 0 | 0 | -1.236e-18 | -5.8131e-12 | -1.6885e-11 | 9.7578e-19 | 5.8131e-12 | 1.6885e-11 | 5.2042e-19 | 1.6199e-11 | 2.9786e-12 | -1.8201e-33 | -1.6199e-11 | -2.9785e-12 | 0 | 0 | 0 | 0 | 0 | 0 | 0.9 | 0.89822 | 0.89485 | 0.9 | 0.89822 | 0.89485 | -1.0689e-13 | -120.3131 | 119.9422 | -1.0687e-13 | -120.3131 | 119.9422
Line1_1_3 | 0 | 0 | 0 | 0 | 0 | 0 | 0 | 0 | 0 | 0 | 0 | 0 | 1.8215e-18 | -4.6505e-11 | -1.3508e-10 | -1.5613e-18 | 4.6505e-11 | 1.3508e-10 | 2.6021e-18 | 1.2959e-10 | 2.3828e-11 | -2.6021e-18 | -1.2959e-10 | -2.3828e-11 | 0 | 0 | 0 | 0 | 0 | 0 | 0.9 | 0.89822 | 0.89485 | 0.9 | 0.89822 | 0.89485 | -1.069e-13 | -120.3131 | 119.9422 | -1.0687e-13 | -120.3131 | 119.9422
Line2_1_4 | 0 | 0.049869 | 0.049869 | 0 | 0.049869 | 0.049869 | 0 | 0.011517 | 0.011517 | 0 | 0.011517 | 0.011517 | 1.0408e-18 | 0.0099942 | 0.0026311 | -1.0408e-18 | -0.0099465 | -0.0025834 | -1.942e-33 | 0.0026691 | 0.0099642 | 1.9422e-33 | -0.0026194 | -0.0099144 | 0 | -135.266 | 44.734 | 0 | 44.734 | -135.266 | 0.9 | 0.89822 | 0.89485 | 0.9 | 0.89311 | 0.88962 | -1.069e-13 | -120.3131 | 119.9422 | -1.0691e-13 | -120.5122 | 120.1294
Line3_1_5 | 0 | 0 | 0 | 0 | 0 | 0 | 0 | 0 | 0 | 0 | 0 | 0 | 2.6021e-19 | -1.1626e-11 | -3.3771e-11 | -2.9126e-33 | 1.1626e-11 | 3.3771e-11 | 1.5613e-18 | 3.2398e-11 | 5.9571e-12 | -1.5613e-18 | -3.2398e-11 | -5.9571e-12 | 0 | 0 | 0 | 0 | 0 | 0 | 0.9 | 0.89822 | 0.89485 | 0.9 | 0.89822 | 0.89485 | -1.069e-13 | -120.3131 | 119.9422 | -1.0689e-13 | -120.3131 | 119.9422
Line4_2_6 | 0 | 0 | 0 | 0 | 0 | 0 | 0 | 0 | 0 | 0 | 0 | 0 | 9.7578e-19 | -2.9066e-11 | -8.4427e-11 | -1.236e-18 | 2.9066e-11 | 8.4427e-11 | 1.0408e-18 | 8.0996e-11 | 1.4893e-11 | -1.0408e-18 | -8.0996e-11 | -1.4893e-11 | 0 | 0 | 0 | 0 | 0 | 0 | 0.9 | 0.89822 | 0.89485 | 0.9 | 0.89822 | 0.89485 | -1.0687e-13 | -120.3131 | 119.9422 | -1.0681e-13 | -120.3131 | 119.9422
Line5_6_7 | 0 | 0 | 0 | 0 | 0 | 0 | 0 | 0 | 0 | 0 | 0 | 0 | 1.4962e-18 | -2.3253e-11 | -6.7542e-11 | -2.0166e-18 | 2.3253e-11 | 6.7542e-11 | 1.5613e-18 | 6.4797e-11 | 1.1914e-11 | -2.0817e-18 | -6.4797e-11 | -1.1914e-11 | 0 | 0 | 0 | 0 | 0 | 0 | 0.9 | 0.89822 | 0.89485 | 0.9 | 0.89822 | 0.89485 | -1.0681e-13 | -120.3131 | 119.9422 | -1.0678e-13 | -120.3131 | 119.9422
Line6_7_8 | 0 | 0 | 0 | 0 | 0 | 0 | 0 | 0 | 0 | 0 | 0 | 0 | 6.5052e-19 | -1.7439e-11 | -5.0656e-11 | -9.1073e-19 | 1.7439e-11 | 5.0656e-11 | 2.0817e-18 | 4.8598e-11 | 8.9356e-12 | -2.0817e-18 | -4.8598e-11 | -8.9357e-12 | 0 | 0 | 0 | 0 | 0 | 0 | 0.9 | 0.89822 | 0.89485 | 0.9 | 0.89822 | 0.89485 | -1.0678e-13 | -120.3131 | 119.9422 | -1.0672e-13 | -120.3131 | 119.9422
Line7_8_9 | 0 | 0 | 0 | 0 | 0 | 0 | 0 | 0 | 0 | 0 | 0 | 0 | 1.9516e-19 | -5.8131e-12 | -1.6885e-11 | 6.5052e-20 | 5.8131e-12 | 1.6885e-11 | 5.2042e-19 | 1.6199e-11 | 2.9786e-12 | -5.2042e-19 | -1.6199e-11 | -2.9786e-12 | 0 | 0 | 0 | 0 | 0 | 0 | 0.9 | 0.89822 | 0.89485 | 0.9 | 0.89822 | 0.89485 | -1.0672e-13 | -120.3131 | 119.9422 | -1.0673e-13 | -120.3131 | 119.9422
Line8_8_10 | 0 | 0 | 0 | 0 | 0 | 0 | 0 | 0 | 0 | 0 | 0 | 0 | 2.6021e-19 | -5.8131e-12 | -1.6885e-11 | -2.6021e-19 | 5.8131e-12 | 1.6885e-11 | 5.2042e-19 | 1.6199e-11 | 2.9786e-12 | -5.2042e-19 | -1.6199e-11 | -2.9786e-12 | 0 | 0 | 0 | 0 | 0 | 0 | 0.9 | 0.89822 | 0.89485 | 0.9 | 0.89822 | 0.89485 | -1.0672e-13 | -120.3131 | 119.9422 | -1.067e-13 | -120.3131 | 119.9422
Line9_3_11 | 0 | 0 | 0 | 0 | 0 | 0 | 0 | 0 | 0 | 0 | 0 | 0 | 3.9031e-19 | -4.0692e-11 | -1.182e-10 | -3.9031e-19 | 4.0692e-11 | 1.182e-10 | 2.0817e-18 | 1.1339e-10 | 2.085e-11 | -2.0817e-18 | -1.1339e-10 | -2.085e-11 | 0 | 0 | 0 | 0 | 0 | 0 | 0.9 | 0.89822 | 0.89485 | 0.9 | 0.89822 | 0.89485 | -1.0687e-13 | -120.3131 | 119.9422 | -1.0679e-13 | -120.3131 | 119.9422

## LG_max_6
name | pf_ikss_a_from_ka | pf_ikss_b_from_ka | pf_ikss_c_from_ka | pf_ikss_a_to_ka | pf_ikss_b_to_ka | pf_ikss_c_to_ka | pf_skss_a_from_mw | pf_skss_b_from_mw | pf_skss_c_from_mw | pf_skss_a_to_mw | pf_skss_b_to_mw | pf_skss_c_to_mw | pf_p_a_from_mw | pf_p_b_from_mw | pf_p_c_from_mw | pf_p_a_to_mw | pf_p_b_to_mw | pf_p_c_to_mw | pf_q_a_from_mvar | pf_q_b_from_mvar | pf_q_c_from_mvar | pf_q_a_to_mvar | pf_q_b_to_mvar | pf_q_c_to_mvar | pf_ikss_a_from_degree | pf_ikss_b_from_degree | pf_ikss_c_from_degree | pf_ikss_a_to_degree | pf_ikss_b_to_degree | pf_ikss_c_to_degree | pf_vm_a_from_pu | pf_vm_b_from_pu | pf_vm_c_from_pu | pf_vm_a_to_pu | pf_vm_b_to_pu | pf_vm_c_to_pu | pf_va_a_from_degree | pf_va_b_from_degree | pf_va_c_from_degree | pf_va_a_to_degree | pf_va_b_to_degree | pf_va_c_to_degree
Line0_1_2 | 2.2726e-06 | 2.2723e-06 | 2.2723e-06 | 1.8946e-06 | 1.8944e-06 | 1.8944e-06 | 5.2482e-07 | 5.2477e-07 | 5.2477e-07 | 4.3754e-07 | 4.3749e-07 | 4.3749e-07 | -1.031e-09 | 5.1306e-07 | -4.4028e-07 | 8.7914e-10 | -4.3352e-07 | 3.609e-07 | 2.6919e-09 | -7.9929e-07 | -8.4391e-07 | -2.2365e-09 | 6.6259e-07 | 7.0672e-07 | -92.6856 | -92.6795 | -92.6795 | 86.8133 | 86.8205 | 86.8205 | 0.0054924 | 1.8099 | 1.8138 | 0.0054923 | 1.8099 | 1.8138 | 18.2712 | -149.9836 | 149.7686 | 18.272 | -149.9836 | 149.7686
Line10_11_12 | 2.2726e-06 | 2.2723e-06 | 2.2723e-06 | 1.8946e-06 | 1.8944e-06 | 1.8944e-06 | 5.2482e-07 | 5.2477e-07 | 5.2477e-07 | 4.3754e-07 | 4.3749e-07 | 4.3749e-07 | -1.031e-09 | 5.1306e-07 | -4.4028e-07 | 8.7919e-10 | -4.3352e-07 | 3.609e-07 | 2.6917e-09 | -7.9929e-07 | -8.4391e-07 | -2.2364e-09 | 6.6259e-07 | 7.0672e-07 | -92.6856 | -92.6796 | -92.6796 | 86.8133 | 86.8205 | 86.8205 | 0.0054922 | 1.8099 | 1.8138 | 0.0054922 | 1.8099 | 1.8138 | 18.2732 | -149.9836 | 149.7686 | 18.274 | -149.9836 | 149.7686
Line11_12_13 | 1.8938e-06 | 1.8936e-06 | 1.8936e-06 | 1.5159e-06 | 1.5157e-06 | 1.5157e-06 | 4.3735e-07 | 4.3731e-07 | 4.3731e-07 | 3.5008e-07 | 3.5003e-07 | 3.5003e-07 | -8.5922e-10 | 4.2755e-07 | -3.669e-07 | 7.0736e-10 | -3.4801e-07 | 2.8752e-07 | 2.2431e-09 | -6.6608e-07 | -7.0326e-07 | -1.7878e-09 | 5.2938e-07 | 5.6607e-07 | -92.6856 | -92.6796 | -92.6796 | 86.688 | 86.6955 | 86.6955 | 0.0054922 | 1.8099 | 1.8138 | 0.0054921 | 1.8099 | 1.8138 | 18.274 | -149.9836 | 149.7686 | 18.2746 | -149.9836 | 149.7686
Line12_13_15 | 1.1363e-06 | 1.1362e-06 | 1.1362e-06 | 0 | 0 | 0 | 2.6241e-07 | 2.6239e-07 | 2.6239e-07 | 0 | 0 | 0 | -5.1554e-10 | 2.5653e-07 | -2.2014e-07 | 3.6367e-10 | -1.7699e-07 | 1.4076e-07 | 1.3458e-09 | -3.9965e-07 | -4.2195e-07 | -8.9058e-10 | 2.6295e-07 | 2.8477e-07 | -92.6856 | -92.6796 | -92.6796 | 0 | 0 | 0 | 0.0054921 | 1.8099 | 1.8138 | 0.0054921 | 1.8099 | 1.8138 | 18.2746 | -149.9836 | 149.7686 | 18.275 | -149.9836 | 149.7686
Line13_13_14 | 0 | 0 | 0 | 0 | 0 | 0 | 0 | 0 | 0 | 0 | 0 | 0 | -1.7185e-10 | 8.5509e-08 | -7.338e-08 | 1.9968e-11 | -5.9754e-09 | -6.0017e-09 | 4.4861e-10 | -1.3322e-07 | -1.4065e-07 | 6.6304e-12 | -3.4823e-09 | 3.4672e-09 | 0 | 0 | 0 | 0 | 0 | 0 | 0.0054921 | 1.8099 | 1.8138 | 0.0054921 | 1.8099 | 1.8138 | 18.2746 | -149.9836 | 149.7686 | 18.2747 | -149.9836 | 149.7686
Line14_15_16 | 0 | 0 | 0 | 0 | 0 | 0 | 0 | 0 | 0 | 0 | 0 | 0 | -3.437e-10 | 1.7102e-07 | -1.4676e-07 | 1.9182e-10 | -9.1485e-08 | 6.7379e-08 | 8.9721e-10 | -2.6643e-07 | -2.813e-07 | -4.4197e-10 | 1.2973e-07 | 1.4412e-07 | 0 | 0 | 0 | 0 | 0 | 0 | 0.0054921 | 1.8099 | 1.8138 | 0.005492 | 1.8099 | 1.8138 | 18.275 | -149.9836 | 149.7686 | 18.2752 | -149.9836 | 149.7686
Line15_16_17 | 0 | 0 | 0 | 0 | 0 | 0 | 0 | 0 | 0 | 0 | 0 | 0 | -1.7185e-10 | 8.5509e-08 | -7.338e-08 | 1.9967e-11 | -5.9754e-09 | -6.0017e-09 | 4.486e-10 | -1.3322e-07 | -1.4065e-07 | 6.6305e-12 | -3.4823e-09 | 3.4672e-09 | 0 | 0 | 0 | 0 | 0 | 0 | 0.005492 | 1.8099 | 1.8138 | 0.005492 | 1.8099 | 1.8138 | 18.2752 | -149.9836 | 149.7686 | 18.2752 | -149.9836 | 149.7686
Line16_4_18 | 0.034035 | 0 | 0 | 0.034035 | 0 | 0 | 0.0078601 | 0 | 0 | 0.00786 | 0 | 0 | 9.6531e-06 | 8.551e-08 | -7.3496e-08 | -3.8079e-15 | -5.9643e-09 | -5.9928e-09 | 1.9307e-05 | -1.3329e-07 | -1.4068e-07 | 1.8324e-14 | -3.4795e-09 | 3.4631e-09 | -45.1639 | 0 | 0 | 134.8365 | 0 | 0 | 0.0027462 | 1.8094 | 1.8135 | 0 | 1.8088 | 1.8131 | 18.2713 | -149.9801 | 149.7556 | 0 | -149.9765 | 149.7426
Line17_5_19 | 0 | 0 | 0 | 0 | 0 | 0 | 0 | 0 | 0 | 0 | 0 | 0 | -1.7183e-10 | 8.5509e-08 | -7.338e-08 | 1.9969e-11 | -5.9754e-09 | -6.0017e-09 | 4.4864e-10 | -1.3322e-07 | -1.4065e-07 | 6.6296e-12 | -3.4823e-09 | 3.4672e-09 | 0 | 0 | 0 | 0 | 0 | 0 | 0.0054924 | 1.8099 | 1.8138 | 0.0054924 | 1.8099 | 1.8138 | 18.2714 | -149.9836 | 149.7686 | 18.2715 | -149.9836 | 149.7686
Line1_1_3 | 3.0301e-06 | 3.0298e-06 | 3.0298e-06 | 2.6521e-06 | 2.6518e-06 | 2.6518e-06 | 6.9977e-07 | 6.997e-07 | 6.997e-07 | 6.1248e-07 | 6.1241e-07 | 6.1241e-07 | -1.3746e-09 | 6.8407e-07 | -5.8704e-07 | 1.2228e-09 | -6.0454e-07 | 5.0766e-07 | 3.5891e-09 | -1.0657e-06 | -1.1252e-06 | -3.1338e-09 | 9.2902e-07 | 9.8803e-07 | -92.6856 | -92.6795 | -92.6795 | 86.9564 | 86.9633 | 86.9633 | 0.0054924 | 1.8099 | 1.8138 | 0.0054923 | 1.8099 | 1.8138 | 18.2712 | -149.9836 | 149.7686 | 18.2723 | -149.9836 | 149.7686
Line2_1_4 | 0.034035 | 0 | 0 | 0.034035 | 0 | 0 | 0.0078602 | 0 | 0 | 0.0078601 | 0 | 0 | 1.9306e-05 | 1.7104e-07 | -1.4689e-07 | -9.6531e-06 | -9.148e-08 | 6.7499e-08 | 3.8614e-05 | -2.666e-07 | -2.814e-07 | -1.9307e-05 | 1.2981e-07 | 1.4415e-07 | -45.1644 | 0 | 0 | 134.836 | 0 | 0 | 0.0054924 | 1.8099 | 1.8138 | 0.0027462 | 1.8094 | 1.8135 | 18.2712 | -149.9836 | 149.7686 | 18.2713 | -149.9801 | 149.7556
Line3_1_5 | 0 | 0 | 0 | 0 | 0 | 0 | 0 | 0 | 0 | 0 | 0 | 0 | -3.4366e-10 | 1.7102e-07 | -1.4676e-07 | 1.918e-10 | -9.1485e-08 | 6.7379e-08 | 8.9729e-10 | -2.6643e-07 | -2.813e-07 | -4.4201e-10 | 1.2973e-07 | 1.4412e-07 | 0 | 0 | 0 | 0 | 0 | 0 | 0.0054924 | 1.8099 | 1.8138 | 0.0054924 | 1.8099 | 1.8138 | 18.2712 | -149.9836 | 149.7686 | 18.2714 | -149.9836 | 149.7686
Line4_2_6 | 1.8938e-06 | 1.8936e-06 | 1.8936e-06 | 1.5159e-06 | 1.5157e-06 | 1.5157e-06 | 4.3735e-07 | 4.3731e-07 | 4.3731e-07 | 3.5008e-07 | 3.5003e-07 | 3.5003e-07 | -8.5917e-10 | 4.2755e-07 | -3.669e-07 | 7.0732e-10 | -3.4801e-07 | 2.8752e-07 | 2.2432e-09 | -6.6608e-07 | -7.0326e-07 | -1.7879e-09 | 5.2938e-07 | 5.6607e-07 | -92.6856 | -92.6795 | -92.6795 | 86.688 | 86.6955 | 86.6955 | 0.0054923 | 1.8099 | 1.8138 | 0.0054923 | 1.8099 | 1.8138 | 18.272 | -149.9836 | 149.7686 | 18.2726 | -149.9836 | 149.7686
Line5_6_7 | 1.515e-06 | 1.5149e-06 | 1.5149e-06 | 1.1371e-06 | 1.137e-06 | 1.137e-06 | 3.4988e-07 | 3.4985e-07 | 3.4985e-07 | 2.6261e-07 | 2.6258e-07 | 2.6258e-07 | -6.8735e-10 | 3.4204e-07 | -2.9352e-07 | 5.3549e-10 | -2.625e-07 | 2.1414e-07 | 1.7945e-09 | -5.3286e-07 | -5.6261e-07 | -1.3392e-09 | 3.9616e-07 | 4.2542e-07 | -92.6856 | -92.6795 | -92.6795 | 86.4794 | 86.4874 | 86.4874 | 0.0054923 | 1.8099 | 1.8138 | 0.0054922 | 1.8099 | 1.8138 | 18.2726 | -149.9836 | 149.7686 | 18.2731 | -149.9836 | 149.7686
Line6_7_8 | 1.1363e-06 | 1.1362e-06 | 1.1362e-06 | 0 | 0 | 0 | 2.6241e-07 | 2.6239e-07 | 2.6239e-07 | 0 | 0 | 0 | -5.1552e-10 | 2.5653e-07 | -2.2014e-07 | 3.6365e-10 | -1.7699e-07 | 1.4076e-07 | 1.3459e-09 | -3.9965e-07 | -4.2195e-07 | -8.9061e-10 | 2.6295e-07 | 2.8477e-07 | -92.6856 | -92.6795 | -92.6795 | 0 | 0 | 0 | 0.0054922 | 1.8099 | 1.8138 | 0.0054922 | 1.8099 | 1.8138 | 18.2731 | -149.9836 | 149.7686 | 18.2735 | -149.9836 | 149.7686
Line7_8_9 | 0 | 0 | 0 | 0 | 0 | 0 | 0 | 0 | 0 | 0 | 0 | 0 | -1.7184e-10 | 8.5509e-08 | -7.338e-08 | 1.9968e-11 | -5.9754e-09 | -6.0017e-09 | 4.4862e-10 | -1.3322e-07 | -1.4065e-07 | 6.6301e-12 | -3.4823e-09 | 3.4672e-09 | 0 | 0 | 0 | 0 | 0 | 0 | 0.0054922 | 1.8099 | 1.8138 | 0.0054922 | 1.8099 | 1.8138 | 18.2735 | -149.9836 | 149.7686 | 18.2735 | -149.9836 | 149.7686
Line8_8_10 | 0 | 0 | 0 | 0 | 0 | 0 | 0 | 0 | 0 | 0 | 0 | 0 | -1.7184e-10 | 8.5509e-08 | -7.338e-08 | 1.9968e-11 | -5.9754e-09 | -6.0017e-09 | 4.4862e-10 | -1.3322e-07 | -1.4065e-07 | 6.6301e-12 | -3.4823e-09 | 3.4672e-09 | 0 | 0 | 0 | 0 | 0 | 0 | 0.0054922 | 1.8099 | 1.8138 | 0.0054922 | 1.8099 | 1.8138 | 18.2735 | -149.9836 | 149.7686 | 18.2735 | -149.9836 | 149.7686
Line9_3_11 | 2.6513e-06 | 2.6511e-06 | 2.6511e-06 | 2.2734e-06 | 2.2731e-06 | 2.2731e-06 | 6.123e-07 | 6.1224e-07 | 6.1224e-07 | 5.2501e-07 | 5.2495e-07 | 5.2495e-07 | -1.2028e-09 | 5.9856e-07 | -5.1366e-07 | 1.051e-09 | -5.1903e-07 | 4.3428e-07 | 3.1404e-09 | -9.3251e-07 | -9.8456e-07 | -2.6851e-09 | 7.9581e-07 | 8.4738e-07 | -92.6856 | -92.6796 | -92.6796 | 86.8967 | 86.9038 | 86.9038 | 0.0054923 | 1.8099 | 1.8138 | 0.0054922 | 1.8099 | 1.8138 | 18.2723 | -149.9836 | 149.7686 | 18.2732 | -149.9836 | 149.7686

## LG_max_10
name | pf_ikss_a_from_ka | pf_ikss_b_from_ka | pf_ikss_c_from_ka | pf_ikss_a_to_ka | pf_ikss_b_to_ka | pf_ikss_c_to_ka | pf_skss_a_from_mw | pf_skss_b_from_mw | pf_skss_c_from_mw | pf_skss_a_to_mw | pf_skss_b_to_mw | pf_skss_c_to_mw | pf_p_a_from_mw | pf_p_b_from_mw | pf_p_c_from_mw | pf_p_a_to_mw | pf_p_b_to_mw | pf_p_c_to_mw | pf_q_a_from_mvar | pf_q_b_from_mvar | pf_q_c_from_mvar | pf_q_a_to_mvar | pf_q_b_to_mvar | pf_q_c_to_mvar | pf_ikss_a_from_degree | pf_ikss_b_from_degree | pf_ikss_c_from_degree | pf_ikss_a_to_degree | pf_ikss_b_to_degree | pf_ikss_c_to_degree | pf_vm_a_from_pu | pf_vm_b_from_pu | pf_vm_c_from_pu | pf_vm_a_to_pu | pf_vm_b_to_pu | pf_vm_c_to_pu | pf_va_a_from_degree | pf_va_b_from_degree | pf_va_c_from_degree | pf_va_a_to_degree | pf_va_b_to_degree | pf_va_c_to_degree
Line0_1_2 | 2.3806e-06 | 2.3803e-06 | 2.3803e-06 | 1.9847e-06 | 1.9844e-06 | 1.9844e-06 | 5.4977e-07 | 5.4972e-07 | 5.4972e-07 | 4.5834e-07 | 4.5829e-07 | 4.5829e-07 | -1.1313e-09 | 5.6303e-07 | -4.8318e-07 | 9.6467e-10 | -4.7575e-07 | 3.9606e-07 | 2.9538e-09 | -8.7705e-07 | -9.2608e-07 | -2.4542e-09 | 7.2705e-07 | 7.7554e-07 | -92.6896 | -92.6832 | -92.6832 | 86.8092 | 86.8168 | 86.8168 | 0.0057533 | 1.8959 | 1.9002 | 0.0057533 | 1.8959 | 1.9002 | 18.2668 | -149.9845 | 149.7638 | 18.2676 | -149.9845 | 149.7638
Line10_11_12 | 2.3806e-06 | 2.3803e-06 | 2.3803e-06 | 1.9847e-06 | 1.9844e-06 | 1.9844e-06 | 5.4977e-07 | 5.4972e-07 | 5.4972e-07 | 4.5834e-07 | 4.5829e-07 | 4.5829e-07 | -1.1314e-09 | 5.6303e-07 | -4.8318e-07 | 9.6473e-10 | -4.7575e-07 | 3.9606e-07 | 2.9537e-09 | -8.7705e-07 | -9.2608e-07 | -2.4541e-09 | 7.2705e-07 | 7.7554e-07 | -92.6896 | -92.6832 | -92.6832 | 86.8092 | 86.8168 | 86.8168 | 0.0057532 | 1.8959 | 1.9002 | 0.0057531 | 1.8959 | 1.9002 | 18.2688 | -149.9845 | 149.7638 | 18.2695 | -149.9845 | 149.7638
Line11_12_13 | 1.9838e-06 | 1.9836e-06 | 1.9836e-06 | 1.5879e-06 | 1.5877e-06 | 1.5877e-06 | 4.5815e-07 | 4.581e-07 | 4.581e-07 | 3.6672e-07 | 3.6667e-07 | 3.6667e-07 | -9.4281e-10 | 4.6919e-07 | -4.0265e-07 | 7.7618e-10 | -3.8191e-07 | 3.1553e-07 | 2.4614e-09 | -7.3088e-07 | -7.7174e-07 | -1.9618e-09 | 5.8088e-07 | 6.2119e-07 | -92.6896 | -92.6832 | -92.6832 | 86.684 | 86.6919 | 86.6919 | 0.0057531 | 1.8959 | 1.9002 | 0.005753 | 1.8959 | 1.9002 | 18.2695 | -149.9845 | 149.7638 | 18.2702 | -149.9845 | 149.7638
Line12_13_15 | 1.1903e-06 | 1.1902e-06 | 1.1902e-06 | 0 | 0 | 0 | 2.7489e-07 | 2.7486e-07 | 2.7486e-07 | 0 | 0 | 0 | -5.657e-10 | 2.8151e-07 | -2.4159e-07 | 3.9905e-10 | -1.9423e-07 | 1.5447e-07 | 1.4768e-09 | -4.3853e-07 | -4.6304e-07 | -9.7725e-10 | 2.8853e-07 | 3.125e-07 | -92.6896 | -92.6832 | -92.6832 | 0 | 0 | 0 | 0.005753 | 1.8959 | 1.9002 | 0.005753 | 1.8959 | 1.9002 | 18.2702 | -149.9845 | 149.7638 | 18.2705 | -149.9845 | 149.7638
Line13_13_14 | 0 | 0 | 0 | 0 | 0 | 0 | 0 | 0 | 0 | 0 | 0 | 0 | -1.8857e-10 | 9.3838e-08 | -8.0529e-08 | 2.1913e-11 | -6.5564e-09 | -6.5859e-09 | 4.9227e-10 | -1.4618e-07 | -1.5435e-07 | 7.2744e-12 | -3.8216e-09 | 3.8046e-09 | 0 | 0 | 0 | 0 | 0 | 0 | 0.005753 | 1.8959 | 1.9002 | 0.005753 | 1.8959 | 1.9002 | 18.2702 | -149.9845 | 149.7638 | 18.2702 | -149.9845 | 149.7638
Line14_15_16 | 0 | 0 | 0 | 0 | 0 | 0 | 0 | 0 | 0 | 0 | 0 | 0 | -3.7714e-10 | 1.8768e-07 | -1.6106e-07 | 2.1048e-10 | -1.0039e-07 | 7.3943e-08 | 9.8452e-10 | -2.9235e-07 | -3.0869e-07 | -4.8498e-10 | 1.4235e-07 | 1.5815e-07 | 0 | 0 | 0 | 0 | 0 | 0 | 0.005753 | 1.8959 | 1.9002 | 0.005753 | 1.8959 | 1.9002 | 18.2705 | -149.9845 | 149.7638 | 18.2707 | -149.9845 | 149.7638
Line15_16_17 | 0 | 0 | 0 | 0 | 0 | 0 | 0 | 0 | 0 | 0 | 0 | 0 | -1.8857e-10 | 9.3838e-08 | -8.0529e-08 | 2.1913e-11 | -6.5564e-09 | -6.5859e-09 | 4.9226e-10 | -1.4618e-07 | -1.5435e-07 | 7.2746e-12 | -3.8216e-09 | 3.8046e-09 | 0 | 0 | 0 | 0 | 0 | 0 | 0.005753 | 1.8959 | 1.9002 | 0.005753 | 1.8959 | 1.9002 | 18.2707 | -149.9845 | 149.7638 | 18.2708 | -149.9845 | 149.7638
Line16_4_18 | 0.035652 | 0 | 0 | 0.035652 | 0 | 0 | 0.0082335 | 0 | 0 | 0.0082335 | 0 | 0 | 1.0592e-05 | 9.3839e-08 | -8.0656e-08 | 5.2102e-15 | -6.5442e-09 | -6.5763e-09 | 2.1185e-05 | -1.4626e-07 | -1.5438e-07 | 2.4603e-14 | -3.8185e-09 | 3.8e-09 | -45.1684 | 0 | 0 | 134.8321 | 0 | 0 | 0.0028767 | 1.8954 | 1.8998 | 0 | 1.8948 | 1.8994 | 18.2669 | -149.9809 | 149.7508 | 0 | -149.9774 | 149.7378
Line17_5_19 | 0 | 0 | 0 | 0 | 0 | 0 | 0 | 0 | 0 | 0 | 0 | 0 | -1.8855e-10 | 9.3838e-08 | -8.0529e-08 | 2.1914e-11 | -6.5564e-09 | -6.5859e-09 | 4.923e-10 | -1.4618e-07 | -1.5435e-07 | 7.2735e-12 | -3.8216e-09 | 3.8046e-09 | 0 | 0 | 0 | 0 | 0 | 0 | 0.0057533 | 1.8959 | 1.9002 | 0.0057533 | 1.8959 | 1.9002 | 18.267 | -149.9845 | 149.7638 | 18.2671 | -149.9845 | 149.7638
Line1_1_3 | 3.1741e-06 | 3.1738e-06 | 3.1738e-06 | 2.7782e-06 | 2.7779e-06 | 2.7779e-06 | 7.3303e-07 | 7.3296e-07 | 7.3296e-07 | 6.416e-07 | 6.4152e-07 | 6.4152e-07 | -1.5084e-09 | 7.5071e-07 | -6.4423e-07 | 1.3418e-09 | -6.6342e-07 | 5.5712e-07 | 3.9384e-09 | -1.1694e-06 | -1.2348e-06 | -3.4388e-09 | 1.0194e-06 | 1.0842e-06 | -92.6896 | -92.6832 | -92.6832 | 86.9524 | 86.9596 | 86.9596 | 0.0057533 | 1.8959 | 1.9002 | 0.0057533 | 1.8959 | 1.9002 | 18.2668 | -149.9845 | 149.7638 | 18.2678 | -149.9845 | 149.7638
Line2_1_4 | 0.035653 | 0 | 0 | 0.035652 | 0 | 0 | 0.0082336 | 0 | 0 | 0.0082335 | 0 | 0 | 2.1184e-05 | 1.877e-07 | -1.612e-07 | -1.0592e-05 | -1.0039e-07 | 7.4075e-08 | 4.237e-05 | -2.9253e-07 | -3.0881e-07 | -2.1185e-05 | 1.4244e-07 | 1.5819e-07 | -45.1688 | 0 | 0 | 134.8316 | 0 | 0 | 0.0057533 | 1.8959 | 1.9002 | 0.0028767 | 1.8954 | 1.8998 | 18.2668 | -149.9845 | 149.7638 | 18.2669 | -149.9809 | 149.7508
Line3_1_5 | 0 | 0 | 0 | 0 | 0 | 0 | 0 | 0 | 0 | 0 | 0 | 0 | -3.7709e-10 | 1.8768e-07 | -1.6106e-07 | 2.1046e-10 | -1.0039e-07 | 7.3943e-08 | 9.8461e-10 | -2.9235e-07 | -3.0869e-07 | -4.8503e-10 | 1.4235e-07 | 1.5815e-07 | 0 | 0 | 0 | 0 | 0 | 0 | 0.0057533 | 1.8959 | 1.9002 | 0.0057533 | 1.8959 | 1.9002 | 18.2668 | -149.9845 | 149.7638 | 18.267 | -149.9845 | 149.7638
Line4_2_6 | 1.9838e-06 | 1.9836e-06 | 1.9836e-06 | 1.5879e-06 | 1.5877e-06 | 1.5877e-06 | 4.5815e-07 | 4.581e-07 | 4.581e-07 | 3.6672e-07 | 3.6667e-07 | 3.6667e-07 | -9.4276e-10 | 4.6919e-07 | -4.0265e-07 | 7.7613e-10 | -3.8191e-07 | 3.1553e-07 | 2.4615e-09 | -7.3088e-07 | -7.7174e-07 | -1.9619e-09 | 5.8088e-07 | 6.2119e-07 | -92.6896 | -92.6832 | -92.6832 | 86.684 | 86.6919 | 86.6919 | 0.0057533 | 1.8959 | 1.9002 | 0.0057532 | 1.8959 | 1.9002 | 18.2676 | -149.9845 | 149.7638 | 18.2682 | -149.9845 | 149.7638
Line5_6_7 | 1.5871e-06 | 1.5869e-06 | 1.5869e-06 | 1.1912e-06 | 1.191e-06 | 1.191e-06 | 3.6652e-07 | 3.6648e-07 | 3.6648e-07 | 2.751e-07 | 2.7506e-07 | 2.7506e-07 | -7.5422e-10 | 3.7535e-07 | -3.2212e-07 | 5.8759e-10 | -2.8807e-07 | 2.35e-07 | 1.9691e-09 | -5.847e-07 | -6.1739e-07 | -1.4696e-09 | 4.347e-07 | 4.6685e-07 | -92.6896 | -92.6832 | -92.6832 | 86.4754 | 86.4837 | 86.4837 | 0.0057532 | 1.8959 | 1.9002 | 0.0057532 | 1.8959 | 1.9002 | 18.2682 | -149.9845 | 149.7638 | 18.2687 | -149.9845 | 149.7638
Line6_7_8 | 1.1903e-06 | 1.1902e-06 | 1.1902e-06 | 0 | 0 | 0 | 2.7489e-07 | 2.7486e-07 | 2.7486e-07 | 0 | 0 | 0 | -5.6567e-10 | 2.8151e-07 | -2.4159e-07 | 3.9903e-10 | -1.9423e-07 | 1.5447e-07 | 1.4768e-09 | -4.3853e-07 | -4.6304e-07 | -9.7728e-10 | 2.8853e-07 | 3.125e-07 | -92.6896 | -92.6832 | -92.6832 | 0 | 0 | 0 | 0.0057532 | 1.8959 | 1.9002 | 0.0057531 | 1.8959 | 1.9002 | 18.2687 | -149.9845 | 149.7638 | 18.269 | -149.9845 | 149.7638
Line7_8_9 | 0 | 0 | 0 | 0 | 0 | 0 | 0 | 0 | 0 | 0 | 0 | 0 | -1.8856e-10 | 9.3838e-08 | -8.0529e-08 | 2.1913e-11 | -6.5564e-09 | -6.5859e-09 | 4.9228e-10 | -1.4618e-07 | -1.5435e-07 | 7.2741e-12 | -3.8216e-09 | 3.8046e-09 | 0 | 0 | 0 | 0 | 0 | 0 | 0.0057531 | 1.8959 | 1.9002 | 0.0057531 | 1.8959 | 1.9002 | 18.269 | -149.9845 | 149.7638 | 18.2691 | -149.9845 | 149.7638
Line8_8_10 | 0 | 0 | 0 | 0 | 0 | 0 | 0 | 0 | 0 | 0 | 0 | 0 | -1.8856e-10 | 9.3838e-08 | -8.0529e-08 | 2.1913e-11 | -6.5564e-09 | -6.5859e-09 | 4.9228e-10 | -1.4618e-07 | -1.5435e-07 | 7.2741e-12 | -3.8216e-09 | 3.8046e-09 | 0 | 0 | 0 | 0 | 0 | 0 | 0.0057531 | 1.8959 | 1.9002 | 0.0057531 | 1.8959 | 1.9002 | 18.269 | -149.9845 | 149.7638 | 18.2691 | -149.9845 | 149.7638
Line9_3_11 | 2.7774e-06 | 2.7771e-06 | 2.7771e-06 | 2.3814e-06 | 2.3812e-06 | 2.3812e-06 | 6.414e-07 | 6.4134e-07 | 6.4134e-07 | 5.4997e-07 | 5.499e-07 | 5.499e-07 | -1.3199e-09 | 6.5687e-07 | -5.6371e-07 | 1.1533e-09 | -5.6959e-07 | 4.7659e-07 | 3.446e-09 | -1.0232e-06 | -1.0804e-06 | -2.9464e-09 | 8.7323e-07 | 9.2989e-07 | -92.6896 | -92.6832 | -92.6832 | 86.8927 | 86.9001 | 86.9001 | 0.0057533 | 1.8959 | 1.9002 | 0.0057532 | 1.8959 | 1.9002 | 18.2678 | -149.9845 | 149.7638 | 18.2688 | -149.9845 | 149.7638

## LG_max_fault_6
name | pf_ikss_a_from_ka | pf_ikss_b_from_ka | pf_ikss_c_from_ka | pf_ikss_a_to_ka | pf_ikss_b_to_ka | pf_ikss_c_to_ka | pf_skss_a_from_mw | pf_skss_b_from_mw | pf_skss_c_from_mw | pf_skss_a_to_mw | pf_skss_b_to_mw | pf_skss_c_to_mw | pf_p_a_from_mw | pf_p_b_from_mw | pf_p_c_from_mw | pf_p_a_to_mw | pf_p_b_to_mw | pf_p_c_to_mw | pf_q_a_from_mvar | pf_q_b_from_mvar | pf_q_c_from_mvar | pf_q_a_to_mvar | pf_q_b_to_mvar | pf_q_c_to_mvar | pf_ikss_a_from_degree | pf_ikss_b_from_degree | pf_ikss_c_from_degree | pf_ikss_a_to_degree | pf_ikss_b_to_degree | pf_ikss_c_to_degree | pf_vm_a_from_pu | pf_vm_b_from_pu | pf_vm_c_from_pu | pf_vm_a_to_pu | pf_vm_b_to_pu | pf_vm_c_to_pu | pf_va_a_from_degree | pf_va_b_from_degree | pf_va_c_from_degree | pf_va_a_to_degree | pf_va_b_to_degree | pf_va_c_to_degree
Line0_1_2 | 1.1406e-06 | 1.1405e-06 | 1.1405e-06 | 0 | 0 | 0 | 2.634e-07 | 2.6338e-07 | 2.6338e-07 | 0 | 0 | 0 | -6.3221e-09 | 2.5144e-07 | -2.2706e-07 | 6.279e-09 | -2.1154e-07 | 1.872e-07 | 1.3831e-07 | -2.6491e-07 | -2.8662e-07 | -1.1526e-07 | 2.1901e-07 | 2.4059e-07 | -92.6042 | -92.5981 | -92.5981 | 0 | 0 | 0 | 0.52563 | 1.3867 | 1.3884 | 0.52563 | 1.3867 | 1.3884 | 0.012978 | -139.0922 | 139.0155 | 0.01298 | -139.0922 | 139.0155
Line10_11_12 | 1.1406e-06 | 1.1405e-06 | 1.1405e-06 | 0 | 0 | 0 | 2.634e-07 | 2.6338e-07 | 2.6338e-07 | 0 | 0 | 0 | -6.3221e-09 | 2.5144e-07 | -2.2706e-07 | 6.2791e-09 | -2.1154e-07 | 1.872e-07 | 1.3831e-07 | -2.6491e-07 | -2.8662e-07 | -1.1526e-07 | 2.1901e-07 | 2.4059e-07 | -92.6042 | -92.5981 | -92.5981 | 0 | 0 | 0 | 0.52563 | 1.3867 | 1.3884 | 0.52563 | 1.3867 | 1.3884 | 0.012984 | -139.0922 | 139.0155 | 0.012987 | -139.0922 | 139.0155
Line11_12_13 | 0 | 0 | 0 | 0 | 0 | 0 | 0 | 0 | 0 | 0 | 0 | 0 | -5.2684e-09 | 2.0953e-07 | -1.8922e-07 | 5.2254e-09 | -1.6963e-07 | 1.4936e-07 | 1.1526e-07 | -2.2076e-07 | -2.3885e-07 | -9.2206e-08 | 1.7486e-07 | 1.9282e-07 | 0 | 0 | 0 | 0 | 0 | 0 | 0.52563 | 1.3867 | 1.3884 | 0.52563 | 1.3867 | 1.3884 | 0.012987 | -139.0922 | 139.0155 | 0.012989 | -139.0922 | 139.0155
Line12_13_15 | 0 | 0 | 0 | 0 | 0 | 0 | 0 | 0 | 0 | 0 | 0 | 0 | -3.1611e-09 | 1.2572e-07 | -1.1353e-07 | 3.118e-09 | -8.5819e-08 | 7.3673e-08 | 6.9155e-08 | -1.3245e-07 | -1.4331e-07 | -4.6103e-08 | 8.6556e-08 | 9.7281e-08 | 0 | 0 | 0 | 0 | 0 | 0 | 0.52563 | 1.3867 | 1.3884 | 0.52563 | 1.3867 | 1.3884 | 0.012989 | -139.0922 | 139.0155 | 0.012991 | -139.0922 | 139.0155
Line13_13_14 | 0 | 0 | 0 | 0 | 0 | 0 | 0 | 0 | 0 | 0 | 0 | 0 | -1.0537e-09 | 4.1906e-08 | -3.7843e-08 | 1.0106e-09 | -2.0059e-09 | -2.0141e-09 | 2.3052e-08 | -4.4151e-08 | -4.777e-08 | 4.5881e-13 | -1.7463e-09 | 1.7416e-09 | 0 | 0 | 0 | 0 | 0 | 0 | 0.52563 | 1.3867 | 1.3884 | 0.52563 | 1.3867 | 1.3884 | 0.012989 | -139.0922 | 139.0155 | 0.01299 | -139.0922 | 139.0155
Line14_15_16 | 0 | 0 | 0 | 0 | 0 | 0 | 0 | 0 | 0 | 0 | 0 | 0 | -2.1074e-09 | 8.3813e-08 | -7.5687e-08 | 2.0643e-09 | -4.3912e-08 | 3.5829e-08 | 4.6103e-08 | -8.8302e-08 | -9.554e-08 | -2.3051e-08 | 4.2405e-08 | 4.9511e-08 | 0 | 0 | 0 | 0 | 0 | 0 | 0.52563 | 1.3867 | 1.3884 | 0.52563 | 1.3867 | 1.3884 | 0.012991 | -139.0922 | 139.0155 | 0.012991 | -139.0922 | 139.0155
Line15_16_17 | 0 | 0 | 0 | 0 | 0 | 0 | 0 | 0 | 0 | 0 | 0 | 0 | -1.0537e-09 | 4.1906e-08 | -3.7843e-08 | 1.0106e-09 | -2.0059e-09 | -2.0141e-09 | 2.3052e-08 | -4.4151e-08 | -4.777e-08 | 4.585e-13 | -1.7463e-09 | 1.7416e-09 | 0 | 0 | 0 | 0 | 0 | 0 | 0.52563 | 1.3867 | 1.3884 | 0.52563 | 1.3867 | 1.3884 | 0.012991 | -139.0922 | 139.0155 | 0.012992 | -139.0922 | 139.0155
Line16_4_18 | 0.017082 | 0 | 0 | 0.017082 | 0 | 0 | 0.0039449 | 0 | 0 | 0.0039449 | 0 | 0 | 0.0014614 | 4.1918e-08 | -3.7891e-08 | -0.0014589 | -2.0023e-09 | -2.0117e-09 | 0.0014638 | -4.4185e-08 | -4.7781e-08 | -0.0014589 | -1.7449e-09 | 1.7395e-09 | -45.0825 | 0 | 0 | 134.9179 | 0 | 0 | 0.52433 | 1.3865 | 1.3882 | 0.52302 | 1.3862 | 1.3881 | -0.034412 | -139.0878 | 139.0057 | -0.082039 | -139.0835 | 138.996
Line17_5_19 | 0 | 0 | 0 | 0 | 0 | 0 | 0 | 0 | 0 | 0 | 0 | 0 | -1.0537e-09 | 4.1906e-08 | -3.7843e-08 | 1.0106e-09 | -2.0059e-09 | -2.0141e-09 | 2.3052e-08 | -4.4151e-08 | -4.777e-08 | 4.5811e-13 | -1.7463e-09 | 1.7416e-09 | 0 | 0 | 0 | 0 | 0 | 0 | 0.52563 | 1.3867 | 1.3884 | 0.52563 | 1.3867 | 1.3884 | 0.012978 | -139.0922 | 139.0155 | 0.012979 | -139.0922 | 139.0155
Line1_1_3 | 1.5208e-06 | 1.5206e-06 | 1.5206e-06 | 1.3311e-06 | 1.3309e-06 | 1.3309e-06 | 3.512e-07 | 3.5117e-07 | 3.5117e-07 | 3.074e-07 | 3.0736e-07 | 3.0736e-07 | -8.4295e-09 | 3.3525e-07 | -3.0275e-07 | 8.3864e-09 | -2.9535e-07 | 2.6289e-07 | 1.8441e-07 | -3.5321e-07 | -3.8216e-07 | -1.6136e-07 | 3.0731e-07 | 3.3613e-07 | -92.6042 | -92.5981 | -92.5981 | 87.0378 | 87.0447 | 87.0447 | 0.52563 | 1.3867 | 1.3884 | 0.52563 | 1.3867 | 1.3884 | 0.012978 | -139.0922 | 139.0155 | 0.012981 | -139.0922 | 139.0155
Line2_1_4 | 0.017082 | 0 | 0 | 0.017082 | 0 | 0 | 0.0039449 | 0 | 0 | 0.0039449 | 0 | 0 | 0.0014638 | 8.3834e-08 | -7.5744e-08 | -0.0014614 | -4.3922e-08 | 3.5878e-08 | 0.0014687 | -8.8363e-08 | -9.5569e-08 | -0.0014638 | 4.244e-08 | 4.9521e-08 | -45.083 | 0 | 0 | 134.9175 | 0 | 0 | 0.52563 | 1.3867 | 1.3884 | 0.52433 | 1.3865 | 1.3882 | 0.012978 | -139.0922 | 139.0155 | -0.034412 | -139.0878 | 139.0057
Line3_1_5 | 0 | 0 | 0 | 0 | 0 | 0 | 0 | 0 | 0 | 0 | 0 | 0 | -2.1074e-09 | 8.3813e-08 | -7.5687e-08 | 2.0643e-09 | -4.3912e-08 | 3.5829e-08 | 4.6103e-08 | -8.8302e-08 | -9.554e-08 | -2.3051e-08 | 4.2405e-08 | 4.9511e-08 | 0 | 0 | 0 | 0 | 0 | 0 | 0.52563 | 1.3867 | 1.3884 | 0.52563 | 1.3867 | 1.3884 | 0.012978 | -139.0922 | 139.0155 | 0.012978 | -139.0922 | 139.0155
Line4_2_6 | 0 | 0 | 0 | 0 | 0 | 0 | 0 | 0 | 0 | 0 | 0 | 0 | -5.2684e-09 | 2.0953e-07 | -1.8922e-07 | 5.2254e-09 | -1.6963e-07 | 1.4936e-07 | 1.1526e-07 | -2.2076e-07 | -2.3885e-07 | -9.2206e-08 | 1.7486e-07 | 1.9282e-07 | 0 | 0 | 0 | 0 | 0 | 0 | 0.52563 | 1.3867 | 1.3884 | 0.52563 | 1.3867 | 1.3884 | 0.01298 | -139.0922 | 139.0155 | 0.012982 | -139.0922 | 139.0155
Line5_6_7 | 0 | 0 | 0 | 0 | 0 | 0 | 0 | 0 | 0 | 0 | 0 | 0 | -4.2147e-09 | 1.6763e-07 | -1.5137e-07 | 4.1717e-09 | -1.2773e-07 | 1.1152e-07 | 9.2206e-08 | -1.766e-07 | -1.9108e-07 | -6.9154e-08 | 1.3071e-07 | 1.4505e-07 | 0 | 0 | 0 | 0 | 0 | 0 | 0.52563 | 1.3867 | 1.3884 | 0.52563 | 1.3867 | 1.3884 | 0.012982 | -139.0922 | 139.0155 | 0.012984 | -139.0922 | 139.0155
Line6_7_8 | 0 | 0 | 0 | 0 | 0 | 0 | 0 | 0 | 0 | 0 | 0 | 0 | -3.1611e-09 | 1.2572e-07 | -1.1353e-07 | 3.118e-09 | -8.5819e-08 | 7.3673e-08 | 6.9155e-08 | -1.3245e-07 | -1.4331e-07 | -4.6103e-08 | 8.6556e-08 | 9.7281e-08 | 0 | 0 | 0 | 0 | 0 | 0 | 0.52563 | 1.3867 | 1.3884 | 0.52563 | 1.3867 | 1.3884 | 0.012984 | -139.0922 | 139.0155 | 0.012985 | -139.0922 | 139.0155
Line7_8_9 | 0 | 0 | 0 | 0 | 0 | 0 | 0 | 0 | 0 | 0 | 0 | 0 | -1.0537e-09 | 4.1906e-08 | -3.7843e-08 | 1.0106e-09 | -2.0059e-09 | -2.0141e-09 | 2.3052e-08 | -4.4151e-08 | -4.777e-08 | 4.5859e-13 | -1.7463e-09 | 1.7416e-09 | 0 | 0 | 0 | 0 | 0 | 0 | 0.52563 | 1.3867 | 1.3884 | 0.52563 | 1.3867 | 1.3884 | 0.012985 | -139.0922 | 139.0155 | 0.012986 | -139.0922 | 139.0155
Line8_8_10 | 0 | 0 | 0 | 0 | 0 | 0 | 0 | 0 | 0 | 0 | 0 | 0 | -1.0537e-09 | 4.1906e-08 | -3.7843e-08 | 1.0106e-09 | -2.0059e-09 | -2.0141e-09 | 2.3052e-08 | -4.4151e-08 | -4.777e-08 | 4.5871e-13 | -1.7463e-09 | 1.7416e-09 | 0 | 0 | 0 | 0 | 0 | 0 | 0.52563 | 1.3867 | 1.3884 | 0.52563 | 1.3867 | 1.3884 | 0.012985 | -139.0922 | 139.0155 | 0.012986 | -139.0922 | 139.0155
Line9_3_11 | 1.3307e-06 | 1.3305e-06 | 1.3305e-06 | 1.141e-06 | 1.1408e-06 | 1.1408e-06 | 3.073e-07 | 3.0727e-07 | 3.0727e-07 | 2.635e-07 | 2.6347e-07 | 2.6347e-07 | -7.3758e-09 | 2.9335e-07 | -2.649e-07 | 7.3327e-09 | -2.5344e-07 | 2.2505e-07 | 1.6136e-07 | -3.0906e-07 | -3.3439e-07 | -1.3831e-07 | 2.6316e-07 | 2.8836e-07 | -92.6042 | -92.5981 | -92.5981 | 86.9782 | 86.9852 | 86.9852 | 0.52563 | 1.3867 | 1.3884 | 0.52563 | 1.3867 | 1.3884 | 0.012981 | -139.0922 | 139.0155 | 0.012984 | -139.0922 | 139.0155

## LG_max_fault_10
name | pf_ikss_a_from_ka | pf_ikss_b_from_ka | pf_ikss_c_from_ka | pf_ikss_a_to_ka | pf_ikss_b_to_ka | pf_ikss_c_to_ka | pf_skss_a_from_mw | pf_skss_b_from_mw | pf_skss_c_from_mw | pf_skss_a_to_mw | pf_skss_b_to_mw | pf_skss_c_to_mw | pf_p_a_from_mw | pf_p_b_from_mw | pf_p_c_from_mw | pf_p_a_to_mw | pf_p_b_to_mw | pf_p_c_to_mw | pf_q_a_from_mvar | pf_q_b_from_mvar | pf_q_c_from_mvar | pf_q_a_to_mvar | pf_q_b_to_mvar | pf_q_c_to_mvar | pf_ikss_a_from_degree | pf_ikss_b_from_degree | pf_ikss_c_from_degree | pf_ikss_a_to_degree | pf_ikss_b_to_degree | pf_ikss_c_to_degree | pf_vm_a_from_pu | pf_vm_b_from_pu | pf_vm_c_from_pu | pf_vm_a_to_pu | pf_vm_b_to_pu | pf_vm_c_to_pu | pf_va_a_from_degree | pf_va_b_from_degree | pf_va_c_from_degree | pf_va_a_to_degree | pf_va_b_to_degree | pf_va_c_to_degree
Line0_1_2 | 1.1949e-06 | 1.1947e-06 | 1.1947e-06 | 0 | 0 | 0 | 2.7594e-07 | 2.7591e-07 | 2.7591e-07 | 0 | 0 | 0 | -6.9368e-09 | 2.7595e-07 | -2.4919e-07 | 6.8898e-09 | -2.3216e-07 | 2.0545e-07 | 1.5178e-07 | -2.9071e-07 | -3.1455e-07 | -1.2649e-07 | 2.4034e-07 | 2.6404e-07 | -92.606 | -92.5996 | -92.5996 | 0 | 0 | 0 | 0.55064 | 1.4527 | 1.4545 | 0.55064 | 1.4527 | 1.4545 | 0.010751 | -139.0922 | 139.0136 | 0.010754 | -139.0923 | 139.0136
Line10_11_12 | 1.1949e-06 | 1.1947e-06 | 1.1947e-06 | 0 | 0 | 0 | 2.7594e-07 | 2.7591e-07 | 2.7591e-07 | 0 | 0 | 0 | -6.9368e-09 | 2.7595e-07 | -2.4919e-07 | 6.8899e-09 | -2.3216e-07 | 2.0545e-07 | 1.5178e-07 | -2.9071e-07 | -3.1455e-07 | -1.2649e-07 | 2.4034e-07 | 2.6404e-07 | -92.606 | -92.5996 | -92.5996 | 0 | 0 | 0 | 0.55064 | 1.4527 | 1.4545 | 0.55064 | 1.4527 | 1.4545 | 0.010758 | -139.0923 | 139.0136 | 0.010761 | -139.0923 | 139.0136
Line11_12_13 | 0 | 0 | 0 | 0 | 0 | 0 | 0 | 0 | 0 | 0 | 0 | 0 | -5.7807e-09 | 2.2995e-07 | -2.0766e-07 | 5.7337e-09 | -1.8616e-07 | 1.6392e-07 | 1.2649e-07 | -2.4226e-07 | -2.6213e-07 | -1.0119e-07 | 1.9189e-07 | 2.1161e-07 | 0 | 0 | 0 | 0 | 0 | 0 | 0.55064 | 1.4527 | 1.4545 | 0.55064 | 1.4527 | 1.4545 | 0.010761 | -139.0923 | 139.0136 | 0.010763 | -139.0923 | 139.0136
Line12_13_15 | 0 | 0 | 0 | 0 | 0 | 0 | 0 | 0 | 0 | 0 | 0 | 0 | -3.4684e-09 | 1.3797e-07 | -1.246e-07 | 3.4215e-09 | -9.4183e-08 | 8.0854e-08 | 7.5892e-08 | -1.4536e-07 | -1.5728e-07 | -5.0594e-08 | 9.4987e-08 | 1.0676e-07 | 0 | 0 | 0 | 0 | 0 | 0 | 0.55064 | 1.4527 | 1.4545 | 0.55064 | 1.4527 | 1.4545 | 0.010763 | -139.0923 | 139.0136 | 0.010764 | -139.0923 | 139.0136
Line13_13_14 | 0 | 0 | 0 | 0 | 0 | 0 | 0 | 0 | 0 | 0 | 0 | 0 | -1.1561e-09 | 4.5991e-08 | -4.1532e-08 | 1.1092e-09 | -2.2011e-09 | -2.2104e-09 | 2.5297e-08 | -4.8452e-08 | -5.2426e-08 | 4.1715e-13 | -1.9165e-09 | 1.9112e-09 | 0 | 0 | 0 | 0 | 0 | 0 | 0.55064 | 1.4527 | 1.4545 | 0.55064 | 1.4527 | 1.4545 | 0.010763 | -139.0923 | 139.0136 | 0.010763 | -139.0923 | 139.0136
Line14_15_16 | 0 | 0 | 0 | 0 | 0 | 0 | 0 | 0 | 0 | 0 | 0 | 0 | -2.3123e-09 | 9.1982e-08 | -8.3065e-08 | 2.2653e-09 | -4.8192e-08 | 3.9322e-08 | 5.0595e-08 | -9.6904e-08 | -1.0485e-07 | -2.5297e-08 | 4.6535e-08 | 5.4337e-08 | 0 | 0 | 0 | 0 | 0 | 0 | 0.55064 | 1.4527 | 1.4545 | 0.55064 | 1.4527 | 1.4545 | 0.010764 | -139.0923 | 139.0136 | 0.010765 | -139.0923 | 139.0136
Line15_16_17 | 0 | 0 | 0 | 0 | 0 | 0 | 0 | 0 | 0 | 0 | 0 | 0 | -1.1561e-09 | 4.5991e-08 | -4.1532e-08 | 1.1092e-09 | -2.2011e-09 | -2.2104e-09 | 2.5297e-08 | -4.8452e-08 | -5.2426e-08 | 4.1698e-13 | -1.9165e-09 | 1.9112e-09 | 0 | 0 | 0 | 0 | 0 | 0 | 0.55064 | 1.4527 | 1.4545 | 0.55064 | 1.4527 | 1.4545 | 0.010765 | -139.0923 | 139.0136 | 0.010765 | -139.0923 | 139.0136
Line16_4_18 | 0.017894 | 0 | 0 | 0.017894 | 0 | 0 | 0.0041325 | 0 | 0 | 0.0041325 | 0 | 0 | 0.0016037 | 4.6004e-08 | -4.1584e-08 | -0.001601 | -2.1972e-09 | -2.2077e-09 | 0.0016064 | -4.8489e-08 | -5.2437e-08 | -0.001601 | -1.915e-09 | 1.9089e-09 | -45.0847 | 0 | 0 | 134.9157 | 0 | 0 | 0.54927 | 1.4525 | 1.4543 | 0.5479 | 1.4522 | 1.4542 | -0.036639 | -139.0879 | 139.0038 | -0.084266 | -139.0835 | 138.994
Line17_5_19 | 0 | 0 | 0 | 0 | 0 | 0 | 0 | 0 | 0 | 0 | 0 | 0 | -1.1561e-09 | 4.5991e-08 | -4.1532e-08 | 1.1092e-09 | -2.2011e-09 | -2.2104e-09 | 2.5297e-08 | -4.8452e-08 | -5.2426e-08 | 4.1648e-13 | -1.9165e-09 | 1.9112e-09 | 0 | 0 | 0 | 0 | 0 | 0 | 0.55064 | 1.4527 | 1.4545 | 0.55064 | 1.4527 | 1.4545 | 0.010752 | -139.0922 | 139.0136 | 0.010752 | -139.0922 | 139.0136
Line1_1_3 | 1.5931e-06 | 1.593e-06 | 1.593e-06 | 1.3944e-06 | 1.3943e-06 | 1.3943e-06 | 3.6792e-07 | 3.6788e-07 | 3.6788e-07 | 3.2203e-07 | 3.2199e-07 | 3.2199e-07 | -9.2491e-09 | 3.6793e-07 | -3.3226e-07 | 9.2021e-09 | -3.2414e-07 | 2.8852e-07 | 2.0238e-07 | -3.8761e-07 | -4.1941e-07 | -1.7708e-07 | 3.3725e-07 | 3.6889e-07 | -92.606 | -92.5996 | -92.5996 | 87.036 | 87.0432 | 87.0432 | 0.55064 | 1.4527 | 1.4545 | 0.55064 | 1.4527 | 1.4545 | 0.010751 | -139.0922 | 139.0136 | 0.010755 | -139.0923 | 139.0136
Line2_1_4 | 0.017894 | 0 | 0 | 0.017894 | 0 | 0 | 0.0041326 | 0 | 0 | 0.0041325 | 0 | 0 | 0.0016064 | 9.2004e-08 | -8.3128e-08 | -0.0016037 | -4.8203e-08 | 3.9375e-08 | 0.0016117 | -9.697e-08 | -1.0488e-07 | -0.0016064 | 4.6574e-08 | 5.4348e-08 | -45.0852 | 0 | 0 | 134.9152 | 0 | 0 | 0.55064 | 1.4527 | 1.4545 | 0.54927 | 1.4525 | 1.4543 | 0.010751 | -139.0922 | 139.0136 | -0.036639 | -139.0879 | 139.0038
Line3_1_5 | 0 | 0 | 0 | 0 | 0 | 0 | 0 | 0 | 0 | 0 | 0 | 0 | -2.3123e-09 | 9.1982e-08 | -8.3065e-08 | 2.2653e-09 | -4.8192e-08 | 3.9322e-08 | 5.0595e-08 | -9.6904e-08 | -1.0485e-07 | -2.5297e-08 | 4.6535e-08 | 5.4337e-08 | 0 | 0 | 0 | 0 | 0 | 0 | 0.55064 | 1.4527 | 1.4545 | 0.55064 | 1.4527 | 1.4545 | 0.010751 | -139.0922 | 139.0136 | 0.010752 | -139.0922 | 139.0136
Line4_2_6 | 0 | 0 | 0 | 0 | 0 | 0 | 0 | 0 | 0 | 0 | 0 | 0 | -5.7807e-09 | 2.2995e-07 | -2.0766e-07 | 5.7337e-09 | -1.8616e-07 | 1.6392e-07 | 1.2649e-07 | -2.4226e-07 | -2.6213e-07 | -1.0119e-07 | 1.9189e-07 | 2.1161e-07 | 0 | 0 | 0 | 0 | 0 | 0 | 0.55064 | 1.4527 | 1.4545 | 0.55064 | 1.4527 | 1.4545 | 0.010754 | -139.0923 | 139.0136 | 0.010756 | -139.0923 | 139.0136
Line5_6_7 | 0 | 0 | 0 | 0 | 0 | 0 | 0 | 0 | 0 | 0 | 0 | 0 | -4.6246e-09 | 1.8396e-07 | -1.6613e-07 | 4.5776e-09 | -1.4017e-07 | 1.2239e-07 | 1.0119e-07 | -1.9381e-07 | -2.097e-07 | -7.5891e-08 | 1.4344e-07 | 1.5919e-07 | 0 | 0 | 0 | 0 | 0 | 0 | 0.55064 | 1.4527 | 1.4545 | 0.55064 | 1.4527 | 1.4545 | 0.010756 | -139.0923 | 139.0136 | 0.010758 | -139.0923 | 139.0136
Line6_7_8 | 0 | 0 | 0 | 0 | 0 | 0 | 0 | 0 | 0 | 0 | 0 | 0 | -3.4684e-09 | 1.3797e-07 | -1.246e-07 | 3.4214e-09 | -9.4183e-08 | 8.0854e-08 | 7.5892e-08 | -1.4536e-07 | -1.5728e-07 | -5.0594e-08 | 9.4987e-08 | 1.0676e-07 | 0 | 0 | 0 | 0 | 0 | 0 | 0.55064 | 1.4527 | 1.4545 | 0.55064 | 1.4527 | 1.4545 | 0.010758 | -139.0923 | 139.0136 | 0.010759 | -139.0923 | 139.0136
Line7_8_9 | 0 | 0 | 0 | 0 | 0 | 0 | 0 | 0 | 0 | 0 | 0 | 0 | -1.1561e-09 | 4.5991e-08 | -4.1532e-08 | 1.1092e-09 | -2.2011e-09 | -2.2104e-09 | 2.5297e-08 | -4.8452e-08 | -5.2426e-08 | 4.1699e-13 | -1.9165e-09 | 1.9112e-09 | 0 | 0 | 0 | 0 | 0 | 0 | 0.55064 | 1.4527 | 1.4545 | 0.55064 | 1.4527 | 1.4545 | 0.010759 | -139.0923 | 139.0136 | 0.010759 | -139.0923 | 139.0136
Line8_8_10 | 0 | 0 | 0 | 0 | 0 | 0 | 0 | 0 | 0 | 0 | 0 | 0 | -1.1561e-09 | 4.5991e-08 | -4.1532e-08 | 1.1092e-09 | -2.2011e-09 | -2.2104e-09 | 2.5297e-08 | -4.8452e-08 | -5.2426e-08 | 4.1699e-13 | -1.9165e-09 | 1.9112e-09 | 0 | 0 | 0 | 0 | 0 | 0 | 0.55064 | 1.4527 | 1.4545 | 0.55064 | 1.4527 | 1.4545 | 0.010759 | -139.0923 | 139.0136 | 0.010759 | -139.0923 | 139.0136
Line9_3_11 | 1.394e-06 | 1.3939e-06 | 1.3939e-06 | 1.1953e-06 | 1.1951e-06 | 1.1951e-06 | 3.2193e-07 | 3.219e-07 | 3.219e-07 | 2.7604e-07 | 2.76e-07 | 2.76e-07 | -8.093e-09 | 3.2194e-07 | -2.9073e-07 | 8.046e-09 | -2.7815e-07 | 2.4698e-07 | 1.7708e-07 | -3.3916e-07 | -3.6698e-07 | -1.5178e-07 | 2.8879e-07 | 3.1647e-07 | -92.606 | -92.5996 | -92.5996 | 86.9764 | 86.9837 | 86.9837 | 0.55064 | 1.4527 | 1.4545 | 0.55064 | 1.4527 | 1.4545 | 0.010755 | -139.0923 | 139.0136 | 0.010758 | -139.0923 | 139.0136

## LG_min_6
name | pf_ikss_a_from_ka | pf_ikss_b_from_ka | pf_ikss_c_from_ka | pf_ikss_a_to_ka | pf_ikss_b_to_ka | pf_ikss_c_to_ka | pf_skss_a_from_mw | pf_skss_b_from_mw | pf_skss_c_from_mw | pf_skss_a_to_mw | pf_skss_b_to_mw | pf_skss_c_to_mw | pf_p_a_from_mw | pf_p_b_from_mw | pf_p_c_from_mw | pf_p_a_to_mw | pf_p_b_to_mw | pf_p_c_to_mw | pf_q_a_from_mvar | pf_q_b_from_mvar | pf_q_c_from_mvar | pf_q_a_to_mvar | pf_q_b_to_mvar | pf_q_c_to_mvar | pf_ikss_a_from_degree | pf_ikss_b_from_degree | pf_ikss_c_from_degree | pf_ikss_a_to_degree | pf_ikss_b_to_degree | pf_ikss_c_to_degree | pf_vm_a_from_pu | pf_vm_b_from_pu | pf_vm_c_from_pu | pf_vm_a_to_pu | pf_vm_b_to_pu | pf_vm_c_to_pu | pf_va_a_from_degree | pf_va_b_from_degree | pf_va_c_from_degree | pf_va_a_to_degree | pf_va_b_to_degree | pf_va_c_to_degree
Line0_1_2 | 2.0529e-06 | 2.0527e-06 | 2.0527e-06 | 1.7115e-06 | 1.7113e-06 | 1.7113e-06 | 4.7409e-07 | 4.7404e-07 | 4.7404e-07 | 3.9525e-07 | 3.952e-07 | 3.952e-07 | -1.8772e-10 | 4.1897e-07 | -3.6024e-07 | 1.7775e-10 | -3.5403e-07 | 2.9531e-07 | 2.9103e-09 | -6.5313e-07 | -6.8845e-07 | -2.4248e-09 | 5.4143e-07 | 5.7654e-07 | -92.6016 | -92.5953 | -92.5953 | 86.8972 | 86.9047 | 86.9047 | 0.0061514 | 1.6369 | 1.6391 | 0.0061514 | 1.6369 | 1.6391 | 1.089 | -149.9157 | 149.7831 | 1.0898 | -149.9157 | 149.7831
Line10_11_12 | 2.0529e-06 | 2.0527e-06 | 2.0527e-06 | 1.7115e-06 | 1.7113e-06 | 1.7113e-06 | 4.7409e-07 | 4.7404e-07 | 4.7404e-07 | 3.9525e-07 | 3.952e-07 | 3.952e-07 | -1.8782e-10 | 4.1897e-07 | -3.6024e-07 | 1.7783e-10 | -3.5403e-07 | 2.9531e-07 | 2.9102e-09 | -6.5313e-07 | -6.8845e-07 | -2.4247e-09 | 5.4143e-07 | 5.7654e-07 | -92.6016 | -92.5953 | -92.5953 | 86.8972 | 86.9047 | 86.9047 | 0.0061512 | 1.6369 | 1.6391 | 0.0061512 | 1.6369 | 1.6391 | 1.091 | -149.9158 | 149.7831 | 1.0918 | -149.9158 | 149.783
Line11_12_13 | 1.7107e-06 | 1.7106e-06 | 1.7106e-06 | 1.3693e-06 | 1.3692e-06 | 1.3692e-06 | 3.9508e-07 | 3.9504e-07 | 3.9504e-07 | 3.1624e-07 | 3.162e-07 | 3.162e-07 | -1.5655e-10 | 3.4914e-07 | -3.002e-07 | 1.4654e-10 | -2.842e-07 | 2.3527e-07 | 2.4251e-09 | -5.4427e-07 | -5.7371e-07 | -1.9397e-09 | 4.3257e-07 | 4.618e-07 | -92.6016 | -92.5953 | -92.5953 | 86.772 | 86.7798 | 86.7798 | 0.0061512 | 1.6369 | 1.6391 | 0.0061511 | 1.6369 | 1.6391 | 1.0918 | -149.9158 | 149.783 | 1.0924 | -149.9158 | 149.783
Line12_13_15 | 1.0264e-06 | 1.0263e-06 | 1.0263e-06 | 0 | 0 | 0 | 2.3705e-07 | 2.3702e-07 | 2.3702e-07 | 0 | 0 | 0 | -9.3943e-11 | 2.0949e-07 | -1.8012e-07 | 8.3918e-11 | -1.4454e-07 | 1.1519e-07 | 1.4551e-09 | -3.2656e-07 | -3.4422e-07 | -9.6963e-10 | 2.1487e-07 | 2.3232e-07 | -92.6016 | -92.5953 | -92.5953 | 0 | 0 | 0 | 0.0061511 | 1.6369 | 1.6391 | 0.0061511 | 1.6369 | 1.6391 | 1.0924 | -149.9158 | 149.783 | 1.0928 | -149.9158 | 149.783
Line13_13_14 | 0 | 0 | 0 | 0 | 0 | 0 | 0 | 0 | 0 | 0 | 0 | 0 | -3.1314e-11 | 6.9829e-08 | -6.004e-08 | 2.1284e-11 | -4.8824e-09 | -4.8957e-09 | 4.8502e-10 | -1.0885e-07 | -1.1474e-07 | 4.0853e-13 | -2.8437e-09 | 2.836e-09 | 0 | 0 | 0 | 0 | 0 | 0 | 0.0061511 | 1.6369 | 1.6391 | 0.0061511 | 1.6369 | 1.6391 | 1.0924 | -149.9158 | 149.783 | 1.0925 | -149.9158 | 149.783
Line14_15_16 | 0 | 0 | 0 | 0 | 0 | 0 | 0 | 0 | 0 | 0 | 0 | 0 | -6.2634e-11 | 1.3966e-07 | -1.2008e-07 | 5.2602e-11 | -7.4711e-08 | 5.5145e-08 | 9.7004e-10 | -2.1771e-07 | -2.2948e-07 | -4.8461e-10 | 1.0601e-07 | 1.1758e-07 | 0 | 0 | 0 | 0 | 0 | 0 | 0.0061511 | 1.6369 | 1.6391 | 0.0061511 | 1.6369 | 1.6391 | 1.0928 | -149.9158 | 149.783 | 1.093 | -149.9158 | 149.783
Line15_16_17 | 0 | 0 | 0 | 0 | 0 | 0 | 0 | 0 | 0 | 0 | 0 | 0 | -3.1319e-11 | 6.9829e-08 | -6.004e-08 | 2.1284e-11 | -4.8824e-09 | -4.8957e-09 | 4.8502e-10 | -1.0885e-07 | -1.1474e-07 | 4.0874e-13 | -2.8437e-09 | 2.836e-09 | 0 | 0 | 0 | 0 | 0 | 0 | 0.0061511 | 1.6369 | 1.6391 | 0.006151 | 1.6369 | 1.6391 | 1.093 | -149.9158 | 149.783 | 1.0931 | -149.9158 | 149.783
Line16_4_18 | 0.030744 | 0 | 0 | 0.030744 | 0 | 0 | 0.0071001 | 0 | 0 | 0.0071001 | 0 | 0 | 1.5123e-05 | 6.988e-08 | -6.0116e-08 | 1.7397e-15 | -4.8717e-09 | -4.8851e-09 | 1.5754e-05 | -1.0892e-07 | -1.148e-07 | -7.9531e-16 | -2.84e-09 | 2.8323e-09 | -45.0803 | 0 | 0 | 134.9202 | 0 | 0 | 0.0030757 | 1.6364 | 1.6386 | 0 | 1.6358 | 1.638 | 1.0892 | -149.9053 | 149.7719 | 0 | -149.8949 | 149.7607
Line17_5_19 | 0 | 0 | 0 | 0 | 0 | 0 | 0 | 0 | 0 | 0 | 0 | 0 | -3.1289e-11 | 6.9828e-08 | -6.004e-08 | 2.1285e-11 | -4.8824e-09 | -4.8956e-09 | 4.8505e-10 | -1.0885e-07 | -1.1474e-07 | 4.0736e-13 | -2.8437e-09 | 2.836e-09 | 0 | 0 | 0 | 0 | 0 | 0 | 0.0061514 | 1.6369 | 1.6391 | 0.0061514 | 1.6369 | 1.6391 | 1.0893 | -149.9157 | 149.7831 | 1.0893 | -149.9157 | 149.7831
Line1_1_3 | 2.7372e-06 | 2.7369e-06 | 2.7369e-06 | 2.3957e-06 | 2.3955e-06 | 2.3955e-06 | 6.3212e-07 | 6.3206e-07 | 6.3206e-07 | 5.5327e-07 | 5.5321e-07 | 5.5321e-07 | -2.503e-10 | 5.5863e-07 | -4.8032e-07 | 2.4035e-10 | -4.9368e-07 | 4.1539e-07 | 3.8804e-09 | -8.7084e-07 | -9.1793e-07 | -3.3949e-09 | 7.5914e-07 | 8.0602e-07 | -92.6016 | -92.5953 | -92.5953 | 87.0404 | 87.0475 | 87.0475 | 0.0061514 | 1.6369 | 1.6391 | 0.0061513 | 1.6369 | 1.6391 | 1.089 | -149.9157 | 149.7831 | 1.0901 | -149.9157 | 149.7831
Line2_1_4 | 0.030745 | 0 | 0 | 0.030744 | 0 | 0 | 0.0071002 | 0 | 0 | 0.0071001 | 0 | 0 | 3.0247e-05 | 1.3973e-07 | -1.2018e-07 | -1.5123e-05 | -7.4757e-08 | 5.5225e-08 | 3.1508e-05 | -2.1786e-07 | -2.2962e-07 | -1.5754e-05 | 1.0608e-07 | 1.1763e-07 | -45.0808 | 0 | 0 | 134.9197 | 0 | 0 | 0.0061514 | 1.6369 | 1.6391 | 0.0030757 | 1.6364 | 1.6386 | 1.089 | -149.9157 | 149.7831 | 1.0892 | -149.9053 | 149.7719
Line3_1_5 | 0 | 0 | 0 | 0 | 0 | 0 | 0 | 0 | 0 | 0 | 0 | 0 | -6.2574e-11 | 1.3966e-07 | -1.2008e-07 | 5.2574e-11 | -7.4711e-08 | 5.5145e-08 | 9.701e-10 | -2.1771e-07 | -2.2948e-07 | -4.8464e-10 | 1.0601e-07 | 1.1758e-07 | 0 | 0 | 0 | 0 | 0 | 0 | 0.0061514 | 1.6369 | 1.6391 | 0.0061514 | 1.6369 | 1.6391 | 1.089 | -149.9157 | 149.7831 | 1.0893 | -149.9157 | 149.7831
Line4_2_6 | 1.7107e-06 | 1.7106e-06 | 1.7106e-06 | 1.3693e-06 | 1.3692e-06 | 1.3692e-06 | 3.9508e-07 | 3.9504e-07 | 3.9504e-07 | 3.1624e-07 | 3.162e-07 | 3.162e-07 | -1.5647e-10 | 3.4914e-07 | -3.002e-07 | 1.4648e-10 | -2.842e-07 | 2.3527e-07 | 2.4252e-09 | -5.4427e-07 | -5.7371e-07 | -1.9397e-09 | 4.3257e-07 | 4.618e-07 | -92.6016 | -92.5953 | -92.5953 | 86.772 | 86.7798 | 86.7798 | 0.0061514 | 1.6369 | 1.6391 | 0.0061513 | 1.6369 | 1.6391 | 1.0898 | -149.9157 | 149.7831 | 1.0905 | -149.9157 | 149.7831
Line5_6_7 | 1.3686e-06 | 1.3684e-06 | 1.3684e-06 | 1.0272e-06 | 1.0271e-06 | 1.0271e-06 | 3.1606e-07 | 3.1603e-07 | 3.1603e-07 | 2.3723e-07 | 2.3719e-07 | 2.3719e-07 | -1.2519e-10 | 2.7931e-07 | -2.4016e-07 | 1.1519e-10 | -2.1437e-07 | 1.7523e-07 | 1.9402e-09 | -4.3542e-07 | -4.5896e-07 | -1.4547e-09 | 3.2372e-07 | 3.4706e-07 | -92.6016 | -92.5953 | -92.5953 | 86.5634 | 86.5716 | 86.5716 | 0.0061513 | 1.6369 | 1.6391 | 0.0061513 | 1.6369 | 1.6391 | 1.0905 | -149.9157 | 149.7831 | 1.091 | -149.9158 | 149.7831
Line6_7_8 | 1.0264e-06 | 1.0263e-06 | 1.0263e-06 | 0 | 0 | 0 | 2.3705e-07 | 2.3702e-07 | 2.3702e-07 | 0 | 0 | 0 | -9.3907e-11 | 2.0949e-07 | -1.8012e-07 | 8.3895e-11 | -1.4454e-07 | 1.1519e-07 | 1.4551e-09 | -3.2656e-07 | -3.4422e-07 | -9.6965e-10 | 2.1487e-07 | 2.3232e-07 | -92.6016 | -92.5953 | -92.5953 | 0 | 0 | 0 | 0.0061513 | 1.6369 | 1.6391 | 0.0061512 | 1.6369 | 1.6391 | 1.091 | -149.9158 | 149.7831 | 1.0913 | -149.9158 | 149.783
Line7_8_9 | 0 | 0 | 0 | 0 | 0 | 0 | 0 | 0 | 0 | 0 | 0 | 0 | -3.1305e-11 | 6.9829e-08 | -6.004e-08 | 2.1284e-11 | -4.8824e-09 | -4.8957e-09 | 4.8503e-10 | -1.0885e-07 | -1.1474e-07 | 4.0811e-13 | -2.8437e-09 | 2.836e-09 | 0 | 0 | 0 | 0 | 0 | 0 | 0.0061512 | 1.6369 | 1.6391 | 0.0061512 | 1.6369 | 1.6391 | 1.0913 | -149.9158 | 149.783 | 1.0914 | -149.9158 | 149.783
Line8_8_10 | 0 | 0 | 0 | 0 | 0 | 0 | 0 | 0 | 0 | 0 | 0 | 0 | -3.1305e-11 | 6.9829e-08 | -6.004e-08 | 2.1284e-11 | -4.8824e-09 | -4.8957e-09 | 4.8503e-10 | -1.0885e-07 | -1.1474e-07 | 4.0811e-13 | -2.8437e-09 | 2.836e-09 | 0 | 0 | 0 | 0 | 0 | 0 | 0.0061512 | 1.6369 | 1.6391 | 0.0061512 | 1.6369 | 1.6391 | 1.0913 | -149.9158 | 149.783 | 1.0914 | -149.9158 | 149.783
Line9_3_11 | 2.395e-06 | 2.3948e-06 | 2.3948e-06 | 2.0536e-06 | 2.0534e-06 | 2.0534e-06 | 5.5311e-07 | 5.5305e-07 | 5.5305e-07 | 4.7426e-07 | 4.742e-07 | 4.742e-07 | -2.1907e-10 | 4.888e-07 | -4.2028e-07 | 2.091e-10 | -4.2385e-07 | 3.5535e-07 | 3.3953e-09 | -7.6198e-07 | -8.0319e-07 | -2.9098e-09 | 6.5028e-07 | 6.9128e-07 | -92.6016 | -92.5953 | -92.5953 | 86.9807 | 86.988 | 86.988 | 0.0061513 | 1.6369 | 1.6391 | 0.0061512 | 1.6369 | 1.6391 | 1.0901 | -149.9157 | 149.7831 | 1.091 | -149.9158 | 149.7831

## LG_min_10
name | pf_ikss_a_from_ka | pf_ikss_b_from_ka | pf_ikss_c_from_ka | pf_ikss_a_to_ka | pf_ikss_b_to_ka | pf_ikss_c_to_ka | pf_skss_a_from_mw | pf_skss_b_from_mw | pf_skss_c_from_mw | pf_skss_a_to_mw | pf_skss_b_to_mw | pf_skss_c_to_mw | pf_p_a_from_mw | pf_p_b_from_mw | pf_p_c_from_mw | pf_p_a_to_mw | pf_p_b_to_mw | pf_p_c_to_mw | pf_q_a_from_mvar | pf_q_b_from_mvar | pf_q_c_from_mvar | pf_q_a_to_mvar | pf_q_b_to_mvar | pf_q_c_to_mvar | pf_ikss_a_from_degree | pf_ikss_b_from_degree | pf_ikss_c_from_degree | pf_ikss_a_to_degree | pf_ikss_b_to_degree | pf_ikss_c_to_degree | pf_vm_a_from_pu | pf_vm_b_from_pu | pf_vm_c_from_pu | pf_vm_a_to_pu | pf_vm_b_to_pu | pf_vm_c_to_pu | pf_va_a_from_degree | pf_va_b_from_degree | pf_va_c_from_degree | pf_va_a_to_degree | pf_va_b_to_degree | pf_va_c_to_degree
Line0_1_2 | 1.9448e-06 | 1.9446e-06 | 1.9446e-06 | 1.6214e-06 | 1.6212e-06 | 1.6212e-06 | 4.4914e-07 | 4.4909e-07 | 4.4909e-07 | 3.7445e-07 | 3.744e-07 | 3.744e-07 | -1.6848e-10 | 3.7603e-07 | -3.2332e-07 | 1.5953e-10 | -3.1774e-07 | 2.6504e-07 | 2.612e-09 | -5.8619e-07 | -6.1789e-07 | -2.1763e-09 | 4.8594e-07 | 5.1745e-07 | -92.6016 | -92.5953 | -92.5953 | 86.8972 | 86.9047 | 86.9047 | 0.0058277 | 1.5507 | 1.5528 | 0.0058276 | 1.5507 | 1.5528 | 1.089 | -149.9157 | 149.7831 | 1.0898 | -149.9157 | 149.7831
Line10_11_12 | 1.9448e-06 | 1.9446e-06 | 1.9446e-06 | 1.6214e-06 | 1.6212e-06 | 1.6212e-06 | 4.4914e-07 | 4.4909e-07 | 4.4909e-07 | 3.7445e-07 | 3.744e-07 | 3.744e-07 | -1.6857e-10 | 3.7603e-07 | -3.2332e-07 | 1.596e-10 | -3.1774e-07 | 2.6504e-07 | 2.6119e-09 | -5.8619e-07 | -6.1789e-07 | -2.1762e-09 | 4.8594e-07 | 5.1745e-07 | -92.6016 | -92.5953 | -92.5953 | 86.8972 | 86.9047 | 86.9047 | 0.0058275 | 1.5507 | 1.5528 | 0.0058274 | 1.5507 | 1.5528 | 1.091 | -149.9158 | 149.7831 | 1.0918 | -149.9158 | 149.783
Line11_12_13 | 1.6207e-06 | 1.6205e-06 | 1.6205e-06 | 1.2973e-06 | 1.2971e-06 | 1.2971e-06 | 3.7428e-07 | 3.7424e-07 | 3.7424e-07 | 2.9959e-07 | 2.9955e-07 | 2.9955e-07 | -1.405e-10 | 3.1336e-07 | -2.6943e-07 | 1.3152e-10 | -2.5507e-07 | 2.1115e-07 | 2.1766e-09 | -4.8849e-07 | -5.1491e-07 | -1.7409e-09 | 3.8824e-07 | 4.1447e-07 | -92.6016 | -92.5953 | -92.5953 | 86.772 | 86.7798 | 86.7798 | 0.0058274 | 1.5507 | 1.5528 | 0.0058274 | 1.5507 | 1.5528 | 1.0918 | -149.9158 | 149.783 | 1.0924 | -149.9158 | 149.783
Line12_13_15 | 0 | 0 | 0 | 0 | 0 | 0 | 0 | 0 | 0 | 0 | 0 | 0 | -8.4315e-11 | 1.8801e-07 | -1.6166e-07 | 7.5317e-11 | -1.2973e-07 | 1.0338e-07 | 1.3059e-09 | -2.9309e-07 | -3.0894e-07 | -8.7025e-10 | 1.9284e-07 | 2.0851e-07 | 0 | 0 | 0 | 0 | 0 | 0 | 0.0058274 | 1.5507 | 1.5528 | 0.0058273 | 1.5507 | 1.5528 | 1.0924 | -149.9158 | 149.783 | 1.0928 | -149.9158 | 149.783
Line13_13_14 | 0 | 0 | 0 | 0 | 0 | 0 | 0 | 0 | 0 | 0 | 0 | 0 | -2.8105e-11 | 6.2672e-08 | -5.3887e-08 | 1.9102e-11 | -4.382e-09 | -4.3939e-09 | 4.3531e-10 | -9.7698e-08 | -1.0298e-07 | 3.6666e-13 | -2.5522e-09 | 2.5453e-09 | 0 | 0 | 0 | 0 | 0 | 0 | 0.0058274 | 1.5507 | 1.5528 | 0.0058274 | 1.5507 | 1.5528 | 1.0924 | -149.9158 | 149.783 | 1.0925 | -149.9158 | 149.783
Line14_15_16 | 0 | 0 | 0 | 0 | 0 | 0 | 0 | 0 | 0 | 0 | 0 | 0 | -5.6215e-11 | 1.2534e-07 | -1.0777e-07 | 4.7211e-11 | -6.7054e-08 | 4.9493e-08 | 8.7062e-10 | -1.954e-07 | -2.0596e-07 | -4.3494e-10 | 9.5145e-08 | 1.0553e-07 | 0 | 0 | 0 | 0 | 0 | 0 | 0.0058273 | 1.5507 | 1.5528 | 0.0058273 | 1.5507 | 1.5528 | 1.0928 | -149.9158 | 149.783 | 1.093 | -149.9158 | 149.783
Line15_16_17 | 0 | 0 | 0 | 0 | 0 | 0 | 0 | 0 | 0 | 0 | 0 | 0 | -2.8109e-11 | 6.2672e-08 | -5.3887e-08 | 1.9102e-11 | -4.382e-09 | -4.3939e-09 | 4.3531e-10 | -9.7698e-08 | -1.0298e-07 | 3.6684e-13 | -2.5522e-09 | 2.5453e-09 | 0 | 0 | 0 | 0 | 0 | 0 | 0.0058273 | 1.5507 | 1.5528 | 0.0058273 | 1.5507 | 1.5528 | 1.093 | -149.9158 | 149.783 | 1.0931 | -149.9158 | 149.783
Line16_4_18 | 0.029126 | 0 | 0 | 0.029126 | 0 | 0 | 0.0067264 | 0 | 0 | 0.0067264 | 0 | 0 | 1.3573e-05 | 6.2718e-08 | -5.3954e-08 | 1.5594e-15 | -4.3724e-09 | -4.3844e-09 | 1.4139e-05 | -9.7757e-08 | -1.0303e-07 | -7.1348e-16 | -2.5489e-09 | 2.542e-09 | -45.0803 | 0 | 0 | 134.9202 | 0 | 0 | 0.0029138 | 1.5502 | 1.5523 | 0 | 1.5497 | 1.5518 | 1.0892 | -149.9053 | 149.7719 | 0 | -149.8949 | 149.7607
Line17_5_19 | 0 | 0 | 0 | 0 | 0 | 0 | 0 | 0 | 0 | 0 | 0 | 0 | -2.8082e-11 | 6.2672e-08 | -5.3887e-08 | 1.9103e-11 | -4.382e-09 | -4.3939e-09 | 4.3533e-10 | -9.7698e-08 | -1.0298e-07 | 3.6561e-13 | -2.5522e-09 | 2.5453e-09 | 0 | 0 | 0 | 0 | 0 | 0 | 0.0058277 | 1.5507 | 1.5528 | 0.0058277 | 1.5507 | 1.5528 | 1.0893 | -149.9157 | 149.7831 | 1.0893 | -149.9157 | 149.7831
Line1_1_3 | 2.5931e-06 | 2.5928e-06 | 2.5928e-06 | 2.2697e-06 | 2.2694e-06 | 2.2694e-06 | 5.9885e-07 | 5.9879e-07 | 5.9879e-07 | 5.2415e-07 | 5.2409e-07 | 5.2409e-07 | -2.2464e-10 | 5.0137e-07 | -4.3109e-07 | 2.1572e-10 | -4.4308e-07 | 3.7281e-07 | 3.4827e-09 | -7.8158e-07 | -8.2385e-07 | -3.0469e-09 | 6.8133e-07 | 7.2341e-07 | -92.6016 | -92.5953 | -92.5953 | 87.0404 | 87.0475 | 87.0475 | 0.0058277 | 1.5507 | 1.5528 | 0.0058276 | 1.5507 | 1.5528 | 1.089 | -149.9157 | 149.7831 | 1.0901 | -149.9157 | 149.7831
Line2_1_4 | 0.029127 | 0 | 0 | 0.029126 | 0 | 0 | 0.0067265 | 0 | 0 | 0.0067264 | 0 | 0 | 2.7147e-05 | 1.2541e-07 | -1.0786e-07 | -1.3573e-05 | -6.7095e-08 | 4.9565e-08 | 2.8279e-05 | -1.9553e-07 | -2.0609e-07 | -1.4139e-05 | 9.5206e-08 | 1.0557e-07 | -45.0808 | 0 | 0 | 134.9197 | 0 | 0 | 0.0058277 | 1.5507 | 1.5528 | 0.0029138 | 1.5502 | 1.5523 | 1.089 | -149.9157 | 149.7831 | 1.0892 | -149.9053 | 149.7719
Line3_1_5 | 0 | 0 | 0 | 0 | 0 | 0 | 0 | 0 | 0 | 0 | 0 | 0 | -5.6161e-11 | 1.2534e-07 | -1.0777e-07 | 4.7185e-11 | -6.7054e-08 | 4.9493e-08 | 8.7067e-10 | -1.954e-07 | -2.0596e-07 | -4.3497e-10 | 9.5145e-08 | 1.0553e-07 | 0 | 0 | 0 | 0 | 0 | 0 | 0.0058277 | 1.5507 | 1.5528 | 0.0058277 | 1.5507 | 1.5528 | 1.089 | -149.9157 | 149.7831 | 1.0893 | -149.9157 | 149.7831
Line4_2_6 | 1.6207e-06 | 1.6205e-06 | 1.6205e-06 | 1.2973e-06 | 1.2971e-06 | 1.2971e-06 | 3.7428e-07 | 3.7424e-07 | 3.7424e-07 | 2.9959e-07 | 2.9955e-07 | 2.9955e-07 | -1.4043e-10 | 3.1336e-07 | -2.6943e-07 | 1.3147e-10 | -2.5507e-07 | 2.1115e-07 | 2.1766e-09 | -4.8849e-07 | -5.149e-07 | -1.7409e-09 | 3.8824e-07 | 4.1447e-07 | -92.6016 | -92.5953 | -92.5953 | 86.772 | 86.7798 | 86.7798 | 0.0058276 | 1.5507 | 1.5528 | 0.0058275 | 1.5507 | 1.5528 | 1.0898 | -149.9157 | 149.7831 | 1.0905 | -149.9157 | 149.7831
Line5_6_7 | 1.2966e-06 | 1.2964e-06 | 1.2964e-06 | 0 | 0 | 0 | 2.9943e-07 | 2.994e-07 | 2.994e-07 | 0 | 0 | 0 | -1.1236e-10 | 2.5069e-07 | -2.1555e-07 | 1.0339e-10 | -1.924e-07 | 1.5727e-07 | 1.7413e-09 | -3.9079e-07 | -4.1192e-07 | -1.3056e-09 | 2.9054e-07 | 3.1149e-07 | -92.6016 | -92.5953 | -92.5953 | 0 | 0 | 0 | 0.0058275 | 1.5507 | 1.5528 | 0.0058275 | 1.5507 | 1.5528 | 1.0905 | -149.9157 | 149.7831 | 1.091 | -149.9158 | 149.7831
Line6_7_8 | 0 | 0 | 0 | 0 | 0 | 0 | 0 | 0 | 0 | 0 | 0 | 0 | -8.4282e-11 | 1.8801e-07 | -1.6166e-07 | 7.5296e-11 | -1.2973e-07 | 1.0338e-07 | 1.306e-09 | -2.9309e-07 | -3.0894e-07 | -8.7027e-10 | 1.9284e-07 | 2.0851e-07 | 0 | 0 | 0 | 0 | 0 | 0 | 0.0058275 | 1.5507 | 1.5528 | 0.0058275 | 1.5507 | 1.5528 | 1.091 | -149.9158 | 149.7831 | 1.0913 | -149.9158 | 149.783
Line7_8_9 | 0 | 0 | 0 | 0 | 0 | 0 | 0 | 0 | 0 | 0 | 0 | 0 | -2.8097e-11 | 6.2672e-08 | -5.3887e-08 | 1.9103e-11 | -4.382e-09 | -4.3939e-09 | 4.3532e-10 | -9.7698e-08 | -1.0298e-07 | 3.6629e-13 | -2.5522e-09 | 2.5453e-09 | 0 | 0 | 0 | 0 | 0 | 0 | 0.0058275 | 1.5507 | 1.5528 | 0.0058275 | 1.5507 | 1.5528 | 1.0913 | -149.9158 | 149.783 | 1.0914 | -149.9158 | 149.783
Line8_8_10 | 0 | 0 | 0 | 0 | 0 | 0 | 0 | 0 | 0 | 0 | 0 | 0 | -2.8097e-11 | 6.2672e-08 | -5.3887e-08 | 1.9103e-11 | -4.382e-09 | -4.3939e-09 | 4.3532e-10 | -9.7698e-08 | -1.0298e-07 | 3.6629e-13 | -2.5522e-09 | 2.5453e-09 | 0 | 0 | 0 | 0 | 0 | 0 | 0.0058275 | 1.5507 | 1.5528 | 0.0058275 | 1.5507 | 1.5528 | 1.0913 | -149.9158 | 149.783 | 1.0914 | -149.9158 | 149.783
Line9_3_11 | 2.269e-06 | 2.2687e-06 | 2.2687e-06 | 1.9455e-06 | 1.9453e-06 | 1.9453e-06 | 5.24e-07 | 5.2394e-07 | 5.2394e-07 | 4.493e-07 | 4.4925e-07 | 4.4925e-07 | -1.9662e-10 | 4.387e-07 | -3.7721e-07 | 1.8767e-10 | -3.8041e-07 | 3.1893e-07 | 3.0473e-09 | -6.8388e-07 | -7.2087e-07 | -2.6116e-09 | 5.8363e-07 | 6.2043e-07 | -92.6016 | -92.5953 | -92.5953 | 86.9807 | 86.988 | 86.988 | 0.0058276 | 1.5507 | 1.5528 | 0.0058275 | 1.5507 | 1.5528 | 1.0901 | -149.9157 | 149.7831 | 1.091 | -149.9158 | 149.7831

## LG_min_fault_6
name | pf_ikss_a_from_ka | pf_ikss_b_from_ka | pf_ikss_c_from_ka | pf_ikss_a_to_ka | pf_ikss_b_to_ka | pf_ikss_c_to_ka | pf_skss_a_from_mw | pf_skss_b_from_mw | pf_skss_c_from_mw | pf_skss_a_to_mw | pf_skss_b_to_mw | pf_skss_c_to_mw | pf_p_a_from_mw | pf_p_b_from_mw | pf_p_c_from_mw | pf_p_a_to_mw | pf_p_b_to_mw | pf_p_c_to_mw | pf_q_a_from_mvar | pf_q_b_from_mvar | pf_q_c_from_mvar | pf_q_a_to_mvar | pf_q_b_to_mvar | pf_q_c_to_mvar | pf_ikss_a_from_degree | pf_ikss_b_from_degree | pf_ikss_c_from_degree | pf_ikss_a_to_degree | pf_ikss_b_to_degree | pf_ikss_c_to_degree | pf_vm_a_from_pu | pf_vm_b_from_pu | pf_vm_c_from_pu | pf_vm_a_to_pu | pf_vm_b_to_pu | pf_vm_c_to_pu | pf_va_a_from_degree | pf_va_b_from_degree | pf_va_c_from_degree | pf_va_a_to_degree | pf_va_b_to_degree | pf_va_c_to_degree
Line0_1_2 | 1.0311e-06 | 1.031e-06 | 1.031e-06 | 0 | 0 | 0 | 2.3813e-07 | 2.3811e-07 | 2.3811e-07 | 0 | 0 | 0 | -5.0014e-09 | 2.0558e-07 | -1.8582e-07 | 4.9952e-09 | -1.7296e-07 | 1.5321e-07 | 1.1322e-07 | -2.1674e-07 | -2.3421e-07 | -9.4351e-08 | 1.7919e-07 | 1.966e-07 | -92.5619 | -92.5556 | -92.5556 | 0 | 0 | 0 | 0.47592 | 1.2546 | 1.2556 | 0.47592 | 1.2546 | 1.2556 | -0.0325 | -139.069 | 139.0156 | -0.032495 | -139.069 | 139.0156
Line10_11_12 | 1.0311e-06 | 1.031e-06 | 1.031e-06 | 0 | 0 | 0 | 2.3813e-07 | 2.3811e-07 | 2.3811e-07 | 0 | 0 | 0 | -5.0015e-09 | 2.0558e-07 | -1.8582e-07 | 4.9952e-09 | -1.7296e-07 | 1.5321e-07 | 1.1322e-07 | -2.1674e-07 | -2.3421e-07 | -9.4351e-08 | 1.7919e-07 | 1.966e-07 | -92.5619 | -92.5556 | -92.5556 | 0 | 0 | 0 | 0.47592 | 1.2546 | 1.2556 | 0.47592 | 1.2546 | 1.2556 | -0.032488 | -139.069 | 139.0156 | -0.032483 | -139.069 | 139.0156
Line11_12_13 | 0 | 0 | 0 | 0 | 0 | 0 | 0 | 0 | 0 | 0 | 0 | 0 | -4.1679e-09 | 1.7132e-07 | -1.5485e-07 | 4.1616e-09 | -1.3869e-07 | 1.2224e-07 | 9.435e-08 | -1.8061e-07 | -1.9517e-07 | -7.5481e-08 | 1.4306e-07 | 1.5756e-07 | 0 | 0 | 0 | 0 | 0 | 0 | 0.47592 | 1.2546 | 1.2556 | 0.47592 | 1.2546 | 1.2556 | -0.032483 | -139.069 | 139.0156 | -0.032479 | -139.069 | 139.0156
Line12_13_15 | 0 | 0 | 0 | 0 | 0 | 0 | 0 | 0 | 0 | 0 | 0 | 0 | -2.5008e-09 | 1.0279e-07 | -9.2911e-08 | 2.4945e-09 | -7.0168e-08 | 6.0295e-08 | 5.661e-08 | -1.0837e-07 | -1.171e-07 | -3.7741e-08 | 7.0818e-08 | 7.9494e-08 | 0 | 0 | 0 | 0 | 0 | 0 | 0.47592 | 1.2546 | 1.2556 | 0.47592 | 1.2546 | 1.2556 | -0.032479 | -139.069 | 139.0156 | -0.032476 | -139.069 | 139.0156
Line13_13_14 | 0 | 0 | 0 | 0 | 0 | 0 | 0 | 0 | 0 | 0 | 0 | 0 | -8.3358e-10 | 3.4263e-08 | -3.097e-08 | 8.2729e-10 | -1.641e-09 | -1.6457e-09 | 1.887e-08 | -3.6123e-08 | -3.9034e-08 | -9.3976e-13 | -1.4278e-09 | 1.4251e-09 | 0 | 0 | 0 | 0 | 0 | 0 | 0.47592 | 1.2546 | 1.2556 | 0.47592 | 1.2546 | 1.2556 | -0.032479 | -139.069 | 139.0156 | -0.032478 | -139.069 | 139.0156
Line14_15_16 | 0 | 0 | 0 | 0 | 0 | 0 | 0 | 0 | 0 | 0 | 0 | 0 | -1.6672e-09 | 6.8527e-08 | -6.1941e-08 | 1.6609e-09 | -3.5904e-08 | 2.9325e-08 | 3.774e-08 | -7.2246e-08 | -7.8069e-08 | -1.8871e-08 | 3.4695e-08 | 4.046e-08 | 0 | 0 | 0 | 0 | 0 | 0 | 0.47592 | 1.2546 | 1.2556 | 0.47592 | 1.2546 | 1.2556 | -0.032476 | -139.069 | 139.0156 | -0.032475 | -139.069 | 139.0156
Line15_16_17 | 0 | 0 | 0 | 0 | 0 | 0 | 0 | 0 | 0 | 0 | 0 | 0 | -8.3359e-10 | 3.4263e-08 | -3.097e-08 | 8.2729e-10 | -1.641e-09 | -1.6457e-09 | 1.887e-08 | -3.6123e-08 | -3.9034e-08 | -9.3966e-13 | -1.4278e-09 | 1.4251e-09 | 0 | 0 | 0 | 0 | 0 | 0 | 0.47592 | 1.2546 | 1.2556 | 0.47592 | 1.2546 | 1.2556 | -0.032475 | -139.069 | 139.0156 | -0.032475 | -139.069 | 139.0156
Line16_4_18 | 0.015443 | 0 | 0 | 0.015442 | 0 | 0 | 0.0035663 | 0 | 0 | 0.0035663 | 0 | 0 | 0.0011962 | 3.4292e-08 | -3.1006e-08 | -0.0011923 | -1.6378e-09 | -1.6425e-09 | 0.0011963 | -3.615e-08 | -3.9056e-08 | -0.0011923 | -1.4259e-09 | 1.4232e-09 | -45.0406 | 0 | 0 | 134.9599 | 0 | 0 | 0.47437 | 1.2544 | 1.2554 | 0.47283 | 1.2541 | 1.2552 | -0.036281 | -139.0599 | 139.0062 | -0.040088 | -139.0509 | 138.9967
Line17_5_19 | 0 | 0 | 0 | 0 | 0 | 0 | 0 | 0 | 0 | 0 | 0 | 0 | -8.3357e-10 | 3.4263e-08 | -3.097e-08 | 8.2729e-10 | -1.641e-09 | -1.6457e-09 | 1.887e-08 | -3.6123e-08 | -3.9034e-08 | -9.403e-13 | -1.4278e-09 | 1.4251e-09 | 0 | 0 | 0 | 0 | 0 | 0 | 0.47592 | 1.2546 | 1.2556 | 0.47592 | 1.2546 | 1.2556 | -0.032499 | -139.069 | 139.0156 | -0.032498 | -139.069 | 139.0156
Line1_1_3 | 1.3748e-06 | 1.3747e-06 | 1.3747e-06 | 1.2034e-06 | 1.2032e-06 | 1.2032e-06 | 3.1751e-07 | 3.1747e-07 | 3.1747e-07 | 2.779e-07 | 2.7787e-07 | 2.7787e-07 | -6.6686e-09 | 2.7411e-07 | -2.4776e-07 | 6.6623e-09 | -2.4148e-07 | 2.1515e-07 | 1.5096e-07 | -2.8898e-07 | -3.1228e-07 | -1.3209e-07 | 2.5143e-07 | 2.7467e-07 | -92.5619 | -92.5556 | -92.5556 | 87.0801 | 87.0872 | 87.0872 | 0.47592 | 1.2546 | 1.2556 | 0.47592 | 1.2546 | 1.2556 | -0.0325 | -139.069 | 139.0156 | -0.032494 | -139.069 | 139.0156
Line2_1_4 | 0.015443 | 0 | 0 | 0.015443 | 0 | 0 | 0.0035663 | 0 | 0 | 0.0035663 | 0 | 0 | 0.0012 | 6.8565e-08 | -6.1987e-08 | -0.0011962 | -3.5931e-08 | 2.9362e-08 | 0.0012003 | -7.2298e-08 | -7.8114e-08 | -0.0011963 | 3.4723e-08 | 4.0481e-08 | -45.041 | 0 | 0 | 134.9594 | 0 | 0 | 0.47592 | 1.2546 | 1.2556 | 0.47437 | 1.2544 | 1.2554 | -0.0325 | -139.069 | 139.0156 | -0.036281 | -139.0599 | 139.0062
Line3_1_5 | 0 | 0 | 0 | 0 | 0 | 0 | 0 | 0 | 0 | 0 | 0 | 0 | -1.6671e-09 | 6.8527e-08 | -6.1941e-08 | 1.6609e-09 | -3.5904e-08 | 2.9325e-08 | 3.774e-08 | -7.2246e-08 | -7.8069e-08 | -1.8871e-08 | 3.4695e-08 | 4.046e-08 | 0 | 0 | 0 | 0 | 0 | 0 | 0.47592 | 1.2546 | 1.2556 | 0.47592 | 1.2546 | 1.2556 | -0.0325 | -139.069 | 139.0156 | -0.032499 | -139.069 | 139.0156
Line4_2_6 | 0 | 0 | 0 | 0 | 0 | 0 | 0 | 0 | 0 | 0 | 0 | 0 | -4.1679e-09 | 1.7132e-07 | -1.5485e-07 | 4.1616e-09 | -1.3869e-07 | 1.2224e-07 | 9.435e-08 | -1.8061e-07 | -1.9517e-07 | -7.5481e-08 | 1.4306e-07 | 1.5756e-07 | 0 | 0 | 0 | 0 | 0 | 0 | 0.47592 | 1.2546 | 1.2556 | 0.47592 | 1.2546 | 1.2556 | -0.032495 | -139.069 | 139.0156 | -0.032491 | -139.069 | 139.0156
Line5_6_7 | 0 | 0 | 0 | 0 | 0 | 0 | 0 | 0 | 0 | 0 | 0 | 0 | -3.3343e-09 | 1.3705e-07 | -1.2388e-07 | 3.328e-09 | -1.0443e-07 | 9.1265e-08 | 7.548e-08 | -1.4449e-07 | -1.5614e-07 | -5.6611e-08 | 1.0694e-07 | 1.1853e-07 | 0 | 0 | 0 | 0 | 0 | 0 | 0.47592 | 1.2546 | 1.2556 | 0.47592 | 1.2546 | 1.2556 | -0.032491 | -139.069 | 139.0156 | -0.032488 | -139.069 | 139.0156
Line6_7_8 | 0 | 0 | 0 | 0 | 0 | 0 | 0 | 0 | 0 | 0 | 0 | 0 | -2.5007e-09 | 1.0279e-07 | -9.2911e-08 | 2.4944e-09 | -7.0168e-08 | 6.0295e-08 | 5.661e-08 | -1.0837e-07 | -1.171e-07 | -3.7741e-08 | 7.0818e-08 | 7.9494e-08 | 0 | 0 | 0 | 0 | 0 | 0 | 0.47592 | 1.2546 | 1.2556 | 0.47592 | 1.2546 | 1.2556 | -0.032488 | -139.069 | 139.0156 | -0.032486 | -139.069 | 139.0156
Line7_8_9 | 0 | 0 | 0 | 0 | 0 | 0 | 0 | 0 | 0 | 0 | 0 | 0 | -8.3358e-10 | 3.4263e-08 | -3.097e-08 | 8.2729e-10 | -1.641e-09 | -1.6457e-09 | 1.887e-08 | -3.6123e-08 | -3.9034e-08 | -9.4004e-13 | -1.4278e-09 | 1.4251e-09 | 0 | 0 | 0 | 0 | 0 | 0 | 0.47592 | 1.2546 | 1.2556 | 0.47592 | 1.2546 | 1.2556 | -0.032486 | -139.069 | 139.0156 | -0.032485 | -139.069 | 139.0156
Line8_8_10 | 0 | 0 | 0 | 0 | 0 | 0 | 0 | 0 | 0 | 0 | 0 | 0 | -8.3358e-10 | 3.4263e-08 | -3.097e-08 | 8.2729e-10 | -1.641e-09 | -1.6457e-09 | 1.887e-08 | -3.6123e-08 | -3.9034e-08 | -9.4001e-13 | -1.4278e-09 | 1.4251e-09 | 0 | 0 | 0 | 0 | 0 | 0 | 0.47592 | 1.2546 | 1.2556 | 0.47592 | 1.2546 | 1.2556 | -0.032486 | -139.069 | 139.0156 | -0.032485 | -139.069 | 139.0156
Line9_3_11 | 1.203e-06 | 1.2029e-06 | 1.2029e-06 | 1.0315e-06 | 1.0314e-06 | 1.0314e-06 | 2.7782e-07 | 2.7779e-07 | 2.7779e-07 | 2.3822e-07 | 2.3819e-07 | 2.3819e-07 | -5.835e-09 | 2.3984e-07 | -2.1679e-07 | 5.8288e-09 | -2.0722e-07 | 1.8418e-07 | 1.3209e-07 | -2.5286e-07 | -2.7324e-07 | -1.1322e-07 | 2.1531e-07 | 2.3563e-07 | -92.5619 | -92.5556 | -92.5556 | 87.0204 | 87.0277 | 87.0277 | 0.47592 | 1.2546 | 1.2556 | 0.47592 | 1.2546 | 1.2556 | -0.032494 | -139.069 | 139.0156 | -0.032488 | -139.069 | 139.0156

## LG_min_fault_10
name | pf_ikss_a_from_ka | pf_ikss_b_from_ka | pf_ikss_c_from_ka | pf_ikss_a_to_ka | pf_ikss_b_to_ka | pf_ikss_c_to_ka | pf_skss_a_from_mw | pf_skss_b_from_mw | pf_skss_c_from_mw | pf_skss_a_to_mw | pf_skss_b_to_mw | pf_skss_c_to_mw | pf_p_a_from_mw | pf_p_b_from_mw | pf_p_c_from_mw | pf_p_a_to_mw | pf_p_b_to_mw | pf_p_c_to_mw | pf_q_a_from_mvar | pf_q_b_from_mvar | pf_q_c_from_mvar | pf_q_a_to_mvar | pf_q_b_to_mvar | pf_q_c_to_mvar | pf_ikss_a_from_degree | pf_ikss_b_from_degree | pf_ikss_c_from_degree | pf_ikss_a_to_degree | pf_ikss_b_to_degree | pf_ikss_c_to_degree | pf_vm_a_from_pu | pf_vm_b_from_pu | pf_vm_c_from_pu | pf_vm_a_to_pu | pf_vm_b_to_pu | pf_vm_c_to_pu | pf_va_a_from_degree | pf_va_b_from_degree | pf_va_c_from_degree | pf_va_a_to_degree | pf_va_b_to_degree | pf_va_c_to_degree
Line0_1_2 | 0 | 0 | 0 | 0 | 0 | 0 | 0 | 0 | 0 | 0 | 0 | 0 | -4.4888e-09 | 1.8451e-07 | -1.6678e-07 | 4.4832e-09 | -1.5523e-07 | 1.375e-07 | 1.0162e-07 | -1.9452e-07 | -2.102e-07 | -8.468e-08 | 1.6082e-07 | 1.7645e-07 | 0 | 0 | 0 | 0 | 0 | 0 | 0.45087 | 1.1886 | 1.1895 | 0.45087 | 1.1886 | 1.1895 | -0.0325 | -139.069 | 139.0156 | -0.032495 | -139.069 | 139.0156
Line10_11_12 | 0 | 0 | 0 | 0 | 0 | 0 | 0 | 0 | 0 | 0 | 0 | 0 | -4.4889e-09 | 1.8451e-07 | -1.6678e-07 | 4.4832e-09 | -1.5523e-07 | 1.375e-07 | 1.0162e-07 | -1.9452e-07 | -2.102e-07 | -8.468e-08 | 1.6082e-07 | 1.7645e-07 | 0 | 0 | 0 | 0 | 0 | 0 | 0.45087 | 1.1886 | 1.1895 | 0.45087 | 1.1886 | 1.1895 | -0.032488 | -139.069 | 139.0156 | -0.032483 | -139.069 | 139.0156
Line11_12_13 | 0 | 0 | 0 | 0 | 0 | 0 | 0 | 0 | 0 | 0 | 0 | 0 | -3.7407e-09 | 1.5376e-07 | -1.3898e-07 | 3.7351e-09 | -1.2448e-07 | 1.0971e-07 | 8.4679e-08 | -1.621e-07 | -1.7517e-07 | -6.7744e-08 | 1.284e-07 | 1.4141e-07 | 0 | 0 | 0 | 0 | 0 | 0 | 0.45087 | 1.1886 | 1.1895 | 0.45087 | 1.1886 | 1.1895 | -0.032483 | -139.069 | 139.0156 | -0.032479 | -139.069 | 139.0156
Line12_13_15 | 0 | 0 | 0 | 0 | 0 | 0 | 0 | 0 | 0 | 0 | 0 | 0 | -2.2444e-09 | 9.2255e-08 | -8.3388e-08 | 2.2388e-09 | -6.2976e-08 | 5.4115e-08 | 5.0808e-08 | -9.7262e-08 | -1.051e-07 | -3.3873e-08 | 6.356e-08 | 7.1346e-08 | 0 | 0 | 0 | 0 | 0 | 0 | 0.45087 | 1.1886 | 1.1895 | 0.45087 | 1.1886 | 1.1895 | -0.032479 | -139.069 | 139.0156 | -0.032476 | -139.069 | 139.0156
Line13_13_14 | 0 | 0 | 0 | 0 | 0 | 0 | 0 | 0 | 0 | 0 | 0 | 0 | -7.4815e-10 | 3.0752e-08 | -2.7796e-08 | 7.425e-10 | -1.4728e-09 | -1.477e-09 | 1.6936e-08 | -3.2421e-08 | -3.5034e-08 | -8.4336e-13 | -1.2814e-09 | 1.279e-09 | 0 | 0 | 0 | 0 | 0 | 0 | 0.45087 | 1.1886 | 1.1895 | 0.45087 | 1.1886 | 1.1895 | -0.032479 | -139.069 | 139.0156 | -0.032478 | -139.069 | 139.0156
Line14_15_16 | 0 | 0 | 0 | 0 | 0 | 0 | 0 | 0 | 0 | 0 | 0 | 0 | -1.4963e-09 | 6.1503e-08 | -5.5592e-08 | 1.4906e-09 | -3.2224e-08 | 2.6319e-08 | 3.3872e-08 | -6.4841e-08 | -7.0067e-08 | -1.6937e-08 | 3.1139e-08 | 3.6313e-08 | 0 | 0 | 0 | 0 | 0 | 0 | 0.45087 | 1.1886 | 1.1895 | 0.45087 | 1.1886 | 1.1895 | -0.032476 | -139.069 | 139.0156 | -0.032475 | -139.069 | 139.0156
Line15_16_17 | 0 | 0 | 0 | 0 | 0 | 0 | 0 | 0 | 0 | 0 | 0 | 0 | -7.4815e-10 | 3.0752e-08 | -2.7796e-08 | 7.425e-10 | -1.4728e-09 | -1.477e-09 | 1.6936e-08 | -3.2421e-08 | -3.5034e-08 | -8.434e-13 | -1.2814e-09 | 1.279e-09 | 0 | 0 | 0 | 0 | 0 | 0 | 0.45087 | 1.1886 | 1.1895 | 0.45087 | 1.1886 | 1.1895 | -0.032475 | -139.069 | 139.0156 | -0.032475 | -139.069 | 139.0156
Line16_4_18 | 0.01463 | 0 | 0 | 0.01463 | 0 | 0 | 0.0033786 | 0 | 0 | 0.0033786 | 0 | 0 | 0.0010736 | 3.0777e-08 | -2.7828e-08 | -0.0010701 | -1.4699e-09 | -1.4742e-09 | 0.0010737 | -3.2445e-08 | -3.5053e-08 | -0.0010701 | -1.2798e-09 | 1.2773e-09 | -45.0406 | 0 | 0 | 134.9599 | 0 | 0 | 0.4494 | 1.1883 | 1.1893 | 0.44794 | 1.1881 | 1.1891 | -0.036281 | -139.0599 | 139.0062 | -0.040088 | -139.0509 | 138.9967
Line17_5_19 | 0 | 0 | 0 | 0 | 0 | 0 | 0 | 0 | 0 | 0 | 0 | 0 | -7.4813e-10 | 3.0752e-08 | -2.7796e-08 | 7.425e-10 | -1.4728e-09 | -1.477e-09 | 1.6936e-08 | -3.2421e-08 | -3.5034e-08 | -8.4407e-13 | -1.2814e-09 | 1.279e-09 | 0 | 0 | 0 | 0 | 0 | 0 | 0.45087 | 1.1886 | 1.1895 | 0.45087 | 1.1886 | 1.1895 | -0.032499 | -139.069 | 139.0156 | -0.032498 | -139.069 | 139.0156
Line1_1_3 | 1.3025e-06 | 1.3024e-06 | 1.3024e-06 | 1.14e-06 | 1.1399e-06 | 1.1399e-06 | 3.008e-07 | 3.0077e-07 | 3.0077e-07 | 2.6328e-07 | 2.6325e-07 | 2.6325e-07 | -5.9851e-09 | 2.4601e-07 | -2.2237e-07 | 5.9795e-09 | -2.1673e-07 | 1.931e-07 | 1.3549e-07 | -2.5936e-07 | -2.8027e-07 | -1.1855e-07 | 2.2566e-07 | 2.4651e-07 | -92.5619 | -92.5556 | -92.5556 | 87.0801 | 87.0872 | 87.0872 | 0.45087 | 1.1886 | 1.1895 | 0.45087 | 1.1886 | 1.1895 | -0.0325 | -139.069 | 139.0156 | -0.032494 | -139.069 | 139.0156
Line2_1_4 | 0.01463 | 0 | 0 | 0.01463 | 0 | 0 | 0.0033786 | 0 | 0 | 0.0033786 | 0 | 0 | 0.001077 | 6.1537e-08 | -5.5634e-08 | -0.0010736 | -3.2248e-08 | 2.6352e-08 | 0.0010773 | -6.4888e-08 | -7.0108e-08 | -0.0010737 | 3.1164e-08 | 3.6332e-08 | -45.041 | 0 | 0 | 134.9594 | 0 | 0 | 0.45087 | 1.1886 | 1.1895 | 0.4494 | 1.1883 | 1.1893 | -0.0325 | -139.069 | 139.0156 | -0.036281 | -139.0599 | 139.0062
Line3_1_5 | 0 | 0 | 0 | 0 | 0 | 0 | 0 | 0 | 0 | 0 | 0 | 0 | -1.4963e-09 | 6.1503e-08 | -5.5592e-08 | 1.4906e-09 | -3.2224e-08 | 2.6319e-08 | 3.3872e-08 | -6.4841e-08 | -7.0067e-08 | -1.6937e-08 | 3.1139e-08 | 3.6313e-08 | 0 | 0 | 0 | 0 | 0 | 0 | 0.45087 | 1.1886 | 1.1895 | 0.45087 | 1.1886 | 1.1895 | -0.0325 | -139.069 | 139.0156 | -0.032499 | -139.069 | 139.0156
Line4_2_6 | 0 | 0 | 0 | 0 | 0 | 0 | 0 | 0 | 0 | 0 | 0 | 0 | -3.7407e-09 | 1.5376e-07 | -1.3898e-07 | 3.7351e-09 | -1.2448e-07 | 1.0971e-07 | 8.4679e-08 | -1.621e-07 | -1.7517e-07 | -6.7744e-08 | 1.284e-07 | 1.4141e-07 | 0 | 0 | 0 | 0 | 0 | 0 | 0.45087 | 1.1886 | 1.1895 | 0.45087 | 1.1886 | 1.1895 | -0.032495 | -139.069 | 139.0156 | -0.032491 | -139.069 | 139.0156
Line5_6_7 | 0 | 0 | 0 | 0 | 0 | 0 | 0 | 0 | 0 | 0 | 0 | 0 | -2.9926e-09 | 1.2301e-07 | -1.1118e-07 | 2.9869e-09 | -9.3727e-08 | 8.1911e-08 | 6.7744e-08 | -1.2968e-07 | -1.4013e-07 | -5.0809e-08 | 9.598e-08 | 1.0638e-07 | 0 | 0 | 0 | 0 | 0 | 0 | 0.45087 | 1.1886 | 1.1895 | 0.45087 | 1.1886 | 1.1895 | -0.032491 | -139.069 | 139.0156 | -0.032488 | -139.069 | 139.0156
Line6_7_8 | 0 | 0 | 0 | 0 | 0 | 0 | 0 | 0 | 0 | 0 | 0 | 0 | -2.2444e-09 | 9.2255e-08 | -8.3388e-08 | 2.2388e-09 | -6.2976e-08 | 5.4115e-08 | 5.0808e-08 | -9.7262e-08 | -1.051e-07 | -3.3873e-08 | 6.356e-08 | 7.1346e-08 | 0 | 0 | 0 | 0 | 0 | 0 | 0.45087 | 1.1886 | 1.1895 | 0.45087 | 1.1886 | 1.1895 | -0.032488 | -139.069 | 139.0156 | -0.032486 | -139.069 | 139.0156
Line7_8_9 | 0 | 0 | 0 | 0 | 0 | 0 | 0 | 0 | 0 | 0 | 0 | 0 | -7.4814e-10 | 3.0752e-08 | -2.7796e-08 | 7.425e-10 | -1.4728e-09 | -1.477e-09 | 1.6936e-08 | -3.2421e-08 | -3.5034e-08 | -8.4359e-13 | -1.2814e-09 | 1.279e-09 | 0 | 0 | 0 | 0 | 0 | 0 | 0.45087 | 1.1886 | 1.1895 | 0.45087 | 1.1886 | 1.1895 | -0.032486 | -139.069 | 139.0156 | -0.032485 | -139.069 | 139.0156
Line8_8_10 | 0 | 0 | 0 | 0 | 0 | 0 | 0 | 0 | 0 | 0 | 0 | 0 | -7.4814e-10 | 3.0752e-08 | -2.7796e-08 | 7.425e-10 | -1.4728e-09 | -1.477e-09 | 1.6936e-08 | -3.2421e-08 | -3.5034e-08 | -8.436e-13 | -1.2814e-09 | 1.279e-09 | 0 | 0 | 0 | 0 | 0 | 0 | 0.45087 | 1.1886 | 1.1895 | 0.45087 | 1.1886 | 1.1895 | -0.032486 | -139.069 | 139.0156 | -0.032485 | -139.069 | 139.0156
Line9_3_11 | 1.1397e-06 | 1.1396e-06 | 1.1396e-06 | 0 | 0 | 0 | 2.632e-07 | 2.6317e-07 | 2.6317e-07 | 0 | 0 | 0 | -5.237e-09 | 2.1526e-07 | -1.9457e-07 | 5.2314e-09 | -1.8598e-07 | 1.653e-07 | 1.1855e-07 | -2.2694e-07 | -2.4524e-07 | -1.0162e-07 | 1.9324e-07 | 2.1148e-07 | -92.5619 | -92.5556 | -92.5556 | 0 | 0 | 0 | 0.45087 | 1.1886 | 1.1895 | 0.45087 | 1.1886 | 1.1895 | -0.032494 | -139.069 | 139.0156 | -0.032488 | -139.069 | 139.0156

## LLG_max_6
name | pf_ikss_a_from_ka | pf_ikss_b_from_ka | pf_ikss_c_from_ka | pf_ikss_a_to_ka | pf_ikss_b_to_ka | pf_ikss_c_to_ka | pf_skss_a_from_mw | pf_skss_b_from_mw | pf_skss_c_from_mw | pf_skss_a_to_mw | pf_skss_b_to_mw | pf_skss_c_to_mw | pf_p_a_from_mw | pf_p_b_from_mw | pf_p_c_from_mw | pf_p_a_to_mw | pf_p_b_to_mw | pf_p_c_to_mw | pf_q_a_from_mvar | pf_q_b_from_mvar | pf_q_c_from_mvar | pf_q_a_to_mvar | pf_q_b_to_mvar | pf_q_c_to_mvar | pf_ikss_a_from_degree | pf_ikss_b_from_degree | pf_ikss_c_from_degree | pf_ikss_a_to_degree | pf_ikss_b_to_degree | pf_ikss_c_to_degree | pf_vm_a_from_pu | pf_vm_b_from_pu | pf_vm_c_from_pu | pf_vm_a_to_pu | pf_vm_b_to_pu | pf_vm_c_to_pu | pf_va_a_from_degree | pf_va_b_from_degree | pf_va_c_from_degree | pf_va_a_to_degree | pf_va_b_to_degree | pf_va_c_to_degree
Line0_1_2 | 1.141e-06 | 1.1699e-06 | 1.1122e-06 | 0 | 0 | 0 | 2.635e-07 | 2.7018e-07 | 2.5686e-07 | 0 | 0 | 0 | 1.8296e-08 | -1.6363e-07 | 1.5556e-07 | -1.8266e-08 | 1.3716e-07 | -1.2912e-07 | -4.1416e-07 | 1.5402e-08 | -1.1718e-08 | 3.4513e-07 | -1.1939e-08 | 8.3476e-09 | 87.4376 | 87.8644 | 86.9824 | 0 | 0 | 0 | 1.5733 | 0.60829 | 0.60733 | 1.5733 | 0.60829 | 0.60733 | -0.032912 | -97.5129 | 82.6744 | -0.032913 | -97.5129 | 82.6744
Line10_11_12 | 1.141e-06 | 1.1699e-06 | 1.1122e-06 | 0 | 0 | 0 | 2.635e-07 | 2.7018e-07 | 2.5686e-07 | 0 | 0 | 0 | 1.8296e-08 | -1.6363e-07 | 1.5556e-07 | -1.8266e-08 | 1.3716e-07 | -1.2912e-07 | -4.1416e-07 | 1.5402e-08 | -1.1718e-08 | 3.4513e-07 | -1.1939e-08 | 8.3477e-09 | 87.4376 | 87.8644 | 86.9824 | 0 | 0 | 0 | 1.5733 | 0.60829 | 0.60733 | 1.5733 | 0.60829 | 0.60733 | -0.032915 | -97.5129 | 82.6744 | -0.032915 | -97.5129 | 82.6744
Line11_12_13 | 0 | 0 | 0 | 0 | 0 | 0 | 0 | 0 | 0 | 0 | 0 | 0 | 1.5247e-08 | -1.3636e-07 | 1.2963e-07 | -1.5216e-08 | 1.0989e-07 | -1.032e-07 | -3.4513e-07 | 1.2835e-08 | -9.7654e-09 | 2.761e-07 | -9.372e-09 | 6.3946e-09 | 0 | 0 | 0 | 0 | 0 | 0 | 1.5733 | 0.60829 | 0.60733 | 1.5733 | 0.60829 | 0.60733 | -0.032915 | -97.5129 | 82.6744 | -0.032916 | -97.5128 | 82.6743
Line12_13_15 | 0 | 0 | 0 | 0 | 0 | 0 | 0 | 0 | 0 | 0 | 0 | 0 | 9.1482e-09 | -8.1813e-08 | 7.7779e-08 | -9.1176e-09 | 5.5349e-08 | -5.1346e-08 | -2.0708e-07 | 7.7008e-09 | -5.8593e-09 | 1.3805e-07 | -4.2381e-09 | 2.4884e-09 | 0 | 0 | 0 | 0 | 0 | 0 | 1.5733 | 0.60829 | 0.60733 | 1.5733 | 0.60829 | 0.60733 | -0.032916 | -97.5128 | 82.6743 | -0.032917 | -97.5128 | 82.6743
Line13_13_14 | 0 | 0 | 0 | 0 | 0 | 0 | 0 | 0 | 0 | 0 | 0 | 0 | 3.0494e-09 | -2.7271e-08 | 2.5926e-08 | -3.0188e-09 | 8.0712e-10 | 5.0691e-10 | -6.9027e-08 | 2.5669e-09 | -1.9531e-09 | -3.4801e-12 | 8.9573e-10 | -1.4178e-09 | 0 | 0 | 0 | 0 | 0 | 0 | 1.5733 | 0.60829 | 0.60733 | 1.5733 | 0.60829 | 0.60733 | -0.032916 | -97.5128 | 82.6743 | -0.032916 | -97.5128 | 82.6743
Line14_15_16 | 0 | 0 | 0 | 0 | 0 | 0 | 0 | 0 | 0 | 0 | 0 | 0 | 6.0988e-09 | -5.4542e-08 | 5.1853e-08 | -6.0682e-09 | 2.8078e-08 | -2.5419e-08 | -1.3805e-07 | 5.1339e-09 | -3.9062e-09 | 6.9023e-08 | -1.6712e-09 | 5.3532e-10 | 0 | 0 | 0 | 0 | 0 | 0 | 1.5733 | 0.60829 | 0.60733 | 1.5733 | 0.60829 | 0.60733 | -0.032917 | -97.5128 | 82.6743 | -0.032917 | -97.5128 | 82.6743
Line15_16_17 | 0 | 0 | 0 | 0 | 0 | 0 | 0 | 0 | 0 | 0 | 0 | 0 | 3.0494e-09 | -2.7271e-08 | 2.5926e-08 | -3.0188e-09 | 8.0712e-10 | 5.0691e-10 | -6.9027e-08 | 2.5669e-09 | -1.9531e-09 | -3.4794e-12 | 8.9573e-10 | -1.4178e-09 | 0 | 0 | 0 | 0 | 0 | 0 | 1.5733 | 0.60829 | 0.60733 | 1.5733 | 0.60829 | 0.60733 | -0.032917 | -97.5128 | 82.6743 | -0.032917 | -97.5128 | 82.6743
Line16_4_18 | 0 | 3.1424 | 3.135 | 0 | 3.1424 | 3.135 | 0 | 0.72572 | 0.724 | 0 | 0.72572 | 0.724 | 3.0248e-09 | 0.098549 | 0.098482 | -3.0147e-09 | 6.075e-13 | -5.1227e-13 | -6.9066e-08 | 0.1975 | 0.19656 | -4.149e-12 | 5.7372e-13 | -4.6786e-13 | 0 | -160.9945 | 19.2863 | 0 | 19.0055 | -160.7137 | 1.573 | 0.30415 | 0.30366 | 1.5728 | 0 | 0 | -0.036087 | -97.5129 | 82.6744 | -0.039262 | 0 | 0
Line17_5_19 | 0 | 0 | 0 | 0 | 0 | 0 | 0 | 0 | 0 | 0 | 0 | 0 | 3.0494e-09 | -2.7271e-08 | 2.5926e-08 | -3.0188e-09 | 8.0712e-10 | 5.0691e-10 | -6.9027e-08 | 2.567e-09 | -1.9531e-09 | -3.4789e-12 | 8.9573e-10 | -1.4178e-09 | 0 | 0 | 0 | 0 | 0 | 0 | 1.5733 | 0.60829 | 0.60733 | 1.5733 | 0.60829 | 0.60733 | -0.032913 | -97.5129 | 82.6744 | -0.032913 | -97.5129 | 82.6744
Line1_1_3 | 1.5213e-06 | 1.5599e-06 | 1.483e-06 | 1.3315e-06 | 1.3701e-06 | 1.2933e-06 | 3.5133e-07 | 3.6024e-07 | 3.4248e-07 | 3.0751e-07 | 3.164e-07 | 2.9867e-07 | 2.4395e-08 | -2.1817e-07 | 2.0741e-07 | -2.4365e-08 | 1.917e-07 | -1.8098e-07 | -5.5221e-07 | 2.0536e-08 | -1.5625e-08 | 4.8318e-07 | -1.7073e-08 | 1.2254e-08 | 87.4376 | 87.8644 | 86.9824 | -92.9196 | -92.4236 | -93.4521 | 1.5733 | 0.60829 | 0.60733 | 1.5733 | 0.60829 | 0.60733 | -0.032912 | -97.5129 | 82.6744 | -0.032913 | -97.5129 | 82.6744
Line2_1_4 | 0 | 3.1424 | 3.135 | 0 | 3.1424 | 3.135 | 0 | 0.72572 | 0.724 | 0 | 0.72572 | 0.724 | 6.0713e-09 | 0.1971 | 0.19696 | -6.0416e-09 | -0.098549 | -0.098482 | -1.3812e-07 | 0.395 | 0.39312 | 6.9062e-08 | -0.1975 | -0.19656 | 0 | -160.9945 | 19.2863 | 0 | 19.0055 | -160.7137 | 1.5733 | 0.60829 | 0.60733 | 1.573 | 0.30415 | 0.30366 | -0.032912 | -97.5129 | 82.6744 | -0.036087 | -97.5129 | 82.6744
Line3_1_5 | 0 | 0 | 0 | 0 | 0 | 0 | 0 | 0 | 0 | 0 | 0 | 0 | 6.0988e-09 | -5.4542e-08 | 5.1853e-08 | -6.0681e-09 | 2.8078e-08 | -2.5419e-08 | -1.3805e-07 | 5.1339e-09 | -3.9062e-09 | 6.9023e-08 | -1.6712e-09 | 5.3532e-10 | 0 | 0 | 0 | 0 | 0 | 0 | 1.5733 | 0.60829 | 0.60733 | 1.5733 | 0.60829 | 0.60733 | -0.032912 | -97.5129 | 82.6744 | -0.032913 | -97.5129 | 82.6744
Line4_2_6 | 0 | 0 | 0 | 0 | 0 | 0 | 0 | 0 | 0 | 0 | 0 | 0 | 1.5247e-08 | -1.3636e-07 | 1.2963e-07 | -1.5216e-08 | 1.0989e-07 | -1.032e-07 | -3.4513e-07 | 1.2835e-08 | -9.7654e-09 | 2.761e-07 | -9.372e-09 | 6.3946e-09 | 0 | 0 | 0 | 0 | 0 | 0 | 1.5733 | 0.60829 | 0.60733 | 1.5733 | 0.60829 | 0.60733 | -0.032913 | -97.5129 | 82.6744 | -0.032914 | -97.5129 | 82.6744
Line5_6_7 | 0 | 0 | 0 | 0 | 0 | 0 | 0 | 0 | 0 | 0 | 0 | 0 | 1.2198e-08 | -1.0908e-07 | 1.0371e-07 | -1.2167e-08 | 8.262e-08 | -7.7272e-08 | -2.7611e-07 | 1.0268e-08 | -7.8123e-09 | 2.0708e-07 | -6.8051e-09 | 4.4415e-09 | 0 | 0 | 0 | 0 | 0 | 0 | 1.5733 | 0.60829 | 0.60733 | 1.5733 | 0.60829 | 0.60733 | -0.032914 | -97.5129 | 82.6744 | -0.032914 | -97.5129 | 82.6744
Line6_7_8 | 0 | 0 | 0 | 0 | 0 | 0 | 0 | 0 | 0 | 0 | 0 | 0 | 9.1482e-09 | -8.1813e-08 | 7.7779e-08 | -9.1176e-09 | 5.5349e-08 | -5.1346e-08 | -2.0708e-07 | 7.7008e-09 | -5.8592e-09 | 1.3805e-07 | -4.2382e-09 | 2.4884e-09 | 0 | 0 | 0 | 0 | 0 | 0 | 1.5733 | 0.60829 | 0.60733 | 1.5733 | 0.60829 | 0.60733 | -0.032914 | -97.5129 | 82.6744 | -0.032915 | -97.5129 | 82.6744
Line7_8_9 | 0 | 0 | 0 | 0 | 0 | 0 | 0 | 0 | 0 | 0 | 0 | 0 | 3.0494e-09 | -2.7271e-08 | 2.5926e-08 | -3.0188e-09 | 8.0712e-10 | 5.0691e-10 | -6.9027e-08 | 2.5669e-09 | -1.9531e-09 | -3.4797e-12 | 8.9573e-10 | -1.4178e-09 | 0 | 0 | 0 | 0 | 0 | 0 | 1.5733 | 0.60829 | 0.60733 | 1.5733 | 0.60829 | 0.60733 | -0.032915 | -97.5129 | 82.6744 | -0.032915 | -97.5129 | 82.6744
Line8_8_10 | 0 | 0 | 0 | 0 | 0 | 0 | 0 | 0 | 0 | 0 | 0 | 0 | 3.0494e-09 | -2.7271e-08 | 2.5926e-08 | -3.0188e-09 | 8.0712e-10 | 5.0691e-10 | -6.9027e-08 | 2.5669e-09 | -1.9531e-09 | -3.4796e-12 | 8.9573e-10 | -1.4178e-09 | 0 | 0 | 0 | 0 | 0 | 0 | 1.5733 | 0.60829 | 0.60733 | 1.5733 | 0.60829 | 0.60733 | -0.032915 | -97.5129 | 82.6744 | -0.032915 | -97.5129 | 82.6744
Line9_3_11 | 1.3312e-06 | 1.3649e-06 | 1.2976e-06 | 1.1414e-06 | 1.1751e-06 | 1.1079e-06 | 3.0742e-07 | 3.1521e-07 | 2.9967e-07 | 2.6359e-07 | 2.7137e-07 | 2.5586e-07 | 2.1346e-08 | -1.909e-07 | 1.8148e-07 | -2.1315e-08 | 1.6443e-07 | -1.5505e-07 | -4.8319e-07 | 1.7969e-08 | -1.3672e-08 | 4.1416e-07 | -1.4506e-08 | 1.0301e-08 | 87.4376 | 87.8644 | 86.9824 | -92.9791 | -92.4714 | -93.5248 | 1.5733 | 0.60829 | 0.60733 | 1.5733 | 0.60829 | 0.60733 | -0.032913 | -97.5129 | 82.6744 | -0.032915 | -97.5129 | 82.6744

## LLG_max_10
name | pf_ikss_a_from_ka | pf_ikss_b_from_ka | pf_ikss_c_from_ka | pf_ikss_a_to_ka | pf_ikss_b_to_ka | pf_ikss_c_to_ka | pf_skss_a_from_mw | pf_skss_b_from_mw | pf_skss_c_from_mw | pf_skss_a_to_mw | pf_skss_b_to_mw | pf_skss_c_to_mw | pf_p_a_from_mw | pf_p_b_from_mw | pf_p_c_from_mw | pf_p_a_to_mw | pf_p_b_to_mw | pf_p_c_to_mw | pf_q_a_from_mvar | pf_q_b_from_mvar | pf_q_c_from_mvar | pf_q_a_to_mvar | pf_q_b_to_mvar | pf_q_c_to_mvar | pf_ikss_a_from_degree | pf_ikss_b_from_degree | pf_ikss_c_from_degree | pf_ikss_a_to_degree | pf_ikss_b_to_degree | pf_ikss_c_to_degree | pf_vm_a_from_pu | pf_vm_b_from_pu | pf_vm_c_from_pu | pf_vm_a_to_pu | pf_vm_b_to_pu | pf_vm_c_to_pu | pf_va_a_from_degree | pf_va_b_from_degree | pf_va_c_from_degree | pf_va_a_to_degree | pf_va_b_to_degree | pf_va_c_to_degree
Line0_1_2 | 1.1953e-06 | 1.2266e-06 | 1.1642e-06 | 0 | 1.0277e-06 | 0 | 2.7604e-07 | 2.8327e-07 | 2.6886e-07 | 0 | 2.3734e-07 | 0 | 2.0079e-08 | -1.7683e-07 | 1.6785e-07 | -2.0045e-08 | 1.4826e-07 | -1.3931e-07 | -4.5453e-07 | 1.7385e-08 | -1.3292e-08 | 3.7877e-07 | -1.3529e-08 | 9.537e-09 | 87.4367 | 87.8705 | 86.9732 | 0 | -92.5304 | 0 | 1.6482 | 0.62727 | 0.62625 | 1.6482 | 0.62727 | 0.62625 | -0.033866 | -97.7443 | 82.4455 | -0.033867 | -97.7443 | 82.4455
Line10_11_12 | 1.1953e-06 | 1.2266e-06 | 1.1642e-06 | 0 | 1.0277e-06 | 0 | 2.7604e-07 | 2.8327e-07 | 2.6886e-07 | 0 | 2.3734e-07 | 0 | 2.0079e-08 | -1.7683e-07 | 1.6785e-07 | -2.0045e-08 | 1.4826e-07 | -1.3931e-07 | -4.5453e-07 | 1.7385e-08 | -1.3292e-08 | 3.7877e-07 | -1.3529e-08 | 9.537e-09 | 87.4367 | 87.8705 | 86.9732 | 0 | -92.5304 | 0 | 1.6482 | 0.62727 | 0.62625 | 1.6482 | 0.62727 | 0.62625 | -0.033869 | -97.7443 | 82.4455 | -0.03387 | -97.7443 | 82.4455
Line11_12_13 | 0 | 1.0222e-06 | 0 | 0 | 0 | 0 | 0 | 2.3606e-07 | 0 | 0 | 0 | 0 | 1.6732e-08 | -1.4736e-07 | 1.3988e-07 | -1.6699e-08 | 1.1879e-07 | -1.1134e-07 | -3.7877e-07 | 1.4487e-08 | -1.1077e-08 | 3.0301e-07 | -1.0632e-08 | 7.3217e-09 | 0 | 87.8705 | 0 | 0 | 0 | 0 | 1.6482 | 0.62727 | 0.62625 | 1.6482 | 0.62727 | 0.62625 | -0.03387 | -97.7443 | 82.4455 | -0.03387 | -97.7443 | 82.4455
Line12_13_15 | 0 | 0 | 0 | 0 | 0 | 0 | 0 | 0 | 0 | 0 | 0 | 0 | 1.0039e-08 | -8.8416e-08 | 8.3926e-08 | -1.0006e-08 | 5.9843e-08 | -5.5386e-08 | -2.2726e-07 | 8.6923e-09 | -6.6459e-09 | 1.515e-07 | -4.8367e-09 | 2.891e-09 | 0 | 0 | 0 | 0 | 0 | 0 | 1.6482 | 0.62727 | 0.62625 | 1.6482 | 0.62727 | 0.62625 | -0.03387 | -97.7443 | 82.4455 | -0.033871 | -97.7443 | 82.4455
Line13_13_14 | 0 | 0 | 0 | 0 | 0 | 0 | 0 | 0 | 0 | 0 | 0 | 0 | 3.3465e-09 | -2.9472e-08 | 2.7975e-08 | -3.3128e-09 | 8.988e-10 | 5.6442e-10 | -7.5754e-08 | 2.8974e-09 | -2.2153e-09 | -3.9293e-12 | 9.5821e-10 | -1.5396e-09 | 0 | 0 | 0 | 0 | 0 | 0 | 1.6482 | 0.62727 | 0.62625 | 1.6482 | 0.62727 | 0.62625 | -0.03387 | -97.7443 | 82.4455 | -0.03387 | -97.7443 | 82.4455
Line14_15_16 | 0 | 0 | 0 | 0 | 0 | 0 | 0 | 0 | 0 | 0 | 0 | 0 | 6.6929e-09 | -5.8944e-08 | 5.595e-08 | -6.6593e-09 | 3.0371e-08 | -2.7411e-08 | -1.5151e-07 | 5.7949e-09 | -4.4306e-09 | 7.575e-08 | -1.9392e-09 | 6.7574e-10 | 0 | 0 | 0 | 0 | 0 | 0 | 1.6482 | 0.62727 | 0.62625 | 1.6482 | 0.62727 | 0.62625 | -0.033871 | -97.7443 | 82.4455 | -0.033871 | -97.7443 | 82.4455
Line15_16_17 | 0 | 0 | 0 | 0 | 0 | 0 | 0 | 0 | 0 | 0 | 0 | 0 | 3.3465e-09 | -2.9472e-08 | 2.7975e-08 | -3.3128e-09 | 8.988e-10 | 5.6442e-10 | -7.5754e-08 | 2.8974e-09 | -2.2153e-09 | -3.9293e-12 | 9.5821e-10 | -1.5396e-09 | 0 | 0 | 0 | 0 | 0 | 0 | 1.6482 | 0.62727 | 0.62625 | 1.6482 | 0.62727 | 0.62625 | -0.033871 | -97.7443 | 82.4455 | -0.033871 | -97.7443 | 82.4455
Line16_4_18 | 0 | 3.2405 | 3.2327 | 0 | 3.2405 | 3.2327 | 0 | 0.74836 | 0.74655 | 0 | 0.74837 | 0.74655 | 3.3195e-09 | 0.10479 | 0.10472 | -3.3084e-09 | 9.0433e-13 | -8.0031e-13 | -7.5797e-08 | 0.21002 | 0.209 | -4.6631e-12 | 3.4164e-13 | -3.2911e-13 | 0 | -161.2266 | 19.0581 | 0 | 18.7734 | -160.9419 | 1.6479 | 0.31363 | 0.31313 | 1.6476 | 0 | 0 | -0.037041 | -97.7443 | 82.4455 | -0.040216 | 0 | 0
Line17_5_19 | 0 | 0 | 0 | 0 | 0 | 0 | 0 | 0 | 0 | 0 | 0 | 0 | 3.3465e-09 | -2.9472e-08 | 2.7975e-08 | -3.3128e-09 | 8.988e-10 | 5.6442e-10 | -7.5754e-08 | 2.8974e-09 | -2.2153e-09 | -3.9293e-12 | 9.5821e-10 | -1.5396e-09 | 0 | 0 | 0 | 0 | 0 | 0 | 1.6482 | 0.62727 | 0.62625 | 1.6482 | 0.62727 | 0.62625 | -0.033867 | -97.7443 | 82.4455 | -0.033867 | -97.7443 | 82.4455
Line1_1_3 | 1.5937e-06 | 1.6354e-06 | 1.5523e-06 | 1.3949e-06 | 1.4366e-06 | 1.3536e-06 | 3.6806e-07 | 3.7769e-07 | 3.5848e-07 | 3.2214e-07 | 3.3176e-07 | 3.1259e-07 | 2.6772e-08 | -2.3578e-07 | 2.238e-07 | -2.6738e-08 | 2.072e-07 | -1.9526e-07 | -6.0603e-07 | 2.318e-08 | -1.7722e-08 | 5.3028e-07 | -1.9324e-08 | 1.3968e-08 | 87.4367 | 87.8705 | 86.9732 | -92.9205 | -92.4163 | -93.463 | 1.6482 | 0.62727 | 0.62625 | 1.6482 | 0.62727 | 0.62625 | -0.033866 | -97.7443 | 82.4455 | -0.033868 | -97.7443 | 82.4455
Line2_1_4 | 0 | 3.2405 | 3.2327 | 0 | 3.2405 | 3.2327 | 0 | 0.74836 | 0.74655 | 0 | 0.74836 | 0.74655 | 6.6627e-09 | 0.20959 | 0.20943 | -6.6301e-09 | -0.10479 | -0.10472 | -1.5158e-07 | 0.42004 | 0.418 | 7.5793e-08 | -0.21002 | -0.209 | 0 | -161.2266 | 19.0581 | 0 | 18.7734 | -160.9419 | 1.6482 | 0.62727 | 0.62625 | 1.6479 | 0.31363 | 0.31313 | -0.033866 | -97.7443 | 82.4455 | -0.037041 | -97.7443 | 82.4455
Line3_1_5 | 0 | 0 | 0 | 0 | 0 | 0 | 0 | 0 | 0 | 0 | 0 | 0 | 6.6929e-09 | -5.8944e-08 | 5.595e-08 | -6.6593e-09 | 3.0371e-08 | -2.7411e-08 | -1.5151e-07 | 5.7949e-09 | -4.4306e-09 | 7.575e-08 | -1.9392e-09 | 6.7574e-10 | 0 | 0 | 0 | 0 | 0 | 0 | 1.6482 | 0.62727 | 0.62625 | 1.6482 | 0.62727 | 0.62625 | -0.033866 | -97.7443 | 82.4455 | -0.033867 | -97.7443 | 82.4455
Line4_2_6 | 0 | 1.0222e-06 | 0 | 0 | 0 | 0 | 0 | 2.3606e-07 | 0 | 0 | 0 | 0 | 1.6732e-08 | -1.4736e-07 | 1.3988e-07 | -1.6699e-08 | 1.1879e-07 | -1.1134e-07 | -3.7877e-07 | 1.4487e-08 | -1.1077e-08 | 3.0301e-07 | -1.0632e-08 | 7.3217e-09 | 0 | 87.8705 | 0 | 0 | 0 | 0 | 1.6482 | 0.62727 | 0.62625 | 1.6482 | 0.62727 | 0.62625 | -0.033867 | -97.7443 | 82.4455 | -0.033868 | -97.7443 | 82.4455
Line5_6_7 | 0 | 0 | 0 | 0 | 0 | 0 | 0 | 0 | 0 | 0 | 0 | 0 | 1.3386e-08 | -1.1789e-07 | 1.119e-07 | -1.3352e-08 | 8.9315e-08 | -8.3361e-08 | -3.0302e-07 | 1.159e-08 | -8.8612e-09 | 2.2726e-07 | -7.7341e-09 | 5.1064e-09 | 0 | 0 | 0 | 0 | 0 | 0 | 1.6482 | 0.62727 | 0.62625 | 1.6482 | 0.62727 | 0.62625 | -0.033868 | -97.7443 | 82.4455 | -0.033869 | -97.7443 | 82.4455
Line6_7_8 | 0 | 0 | 0 | 0 | 0 | 0 | 0 | 0 | 0 | 0 | 0 | 0 | 1.0039e-08 | -8.8416e-08 | 8.3926e-08 | -1.0006e-08 | 5.9843e-08 | -5.5386e-08 | -2.2726e-07 | 8.6923e-09 | -6.6459e-09 | 1.515e-07 | -4.8367e-09 | 2.891e-09 | 0 | 0 | 0 | 0 | 0 | 0 | 1.6482 | 0.62727 | 0.62625 | 1.6482 | 0.62727 | 0.62625 | -0.033869 | -97.7443 | 82.4455 | -0.033869 | -97.7443 | 82.4455
Line7_8_9 | 0 | 0 | 0 | 0 | 0 | 0 | 0 | 0 | 0 | 0 | 0 | 0 | 3.3465e-09 | -2.9472e-08 | 2.7975e-08 | -3.3128e-09 | 8.988e-10 | 5.6442e-10 | -7.5754e-08 | 2.8974e-09 | -2.2153e-09 | -3.929e-12 | 9.5821e-10 | -1.5396e-09 | 0 | 0 | 0 | 0 | 0 | 0 | 1.6482 | 0.62727 | 0.62625 | 1.6482 | 0.62727 | 0.62625 | -0.033869 | -97.7443 | 82.4455 | -0.033869 | -97.7443 | 82.4455
Line8_8_10 | 0 | 0 | 0 | 0 | 0 | 0 | 0 | 0 | 0 | 0 | 0 | 0 | 3.3465e-09 | -2.9472e-08 | 2.7975e-08 | -3.3128e-09 | 8.988e-10 | 5.6442e-10 | -7.5754e-08 | 2.8974e-09 | -2.2153e-09 | -3.9289e-12 | 9.5821e-10 | -1.5396e-09 | 0 | 0 | 0 | 0 | 0 | 0 | 1.6482 | 0.62727 | 0.62625 | 1.6482 | 0.62727 | 0.62625 | -0.033869 | -97.7443 | 82.4455 | -0.033869 | -97.7443 | 82.4455
Line9_3_11 | 1.3945e-06 | 1.431e-06 | 1.3582e-06 | 1.1957e-06 | 1.2321e-06 | 1.1595e-06 | 3.2205e-07 | 3.3048e-07 | 3.1367e-07 | 2.7614e-07 | 2.8455e-07 | 2.6778e-07 | 2.3425e-08 | -2.063e-07 | 1.9583e-07 | -2.3392e-08 | 1.7773e-07 | -1.6729e-07 | -5.3028e-07 | 2.0282e-08 | -1.5507e-08 | 4.5452e-07 | -1.6426e-08 | 1.1752e-08 | 87.4367 | 87.8705 | 86.9732 | -92.98 | -92.4639 | -93.5359 | 1.6482 | 0.62727 | 0.62625 | 1.6482 | 0.62727 | 0.62625 | -0.033868 | -97.7443 | 82.4455 | -0.033869 | -97.7443 | 82.4455

## LLG_max_fault_6
name | pf_ikss_a_from_ka | pf_ikss_b_from_ka | pf_ikss_c_from_ka | pf_ikss_a_to_ka | pf_ikss_b_to_ka | pf_ikss_c_to_ka | pf_skss_a_from_mw | pf_skss_b_from_mw | pf_skss_c_from_mw | pf_skss_a_to_mw | pf_skss_b_to_mw | pf_skss_c_to_mw | pf_p_a_from_mw | pf_p_b_from_mw | pf_p_c_from_mw | pf_p_a_to_mw | pf_p_b_to_mw | pf_p_c_to_mw | pf_q_a_from_mvar | pf_q_b_from_mvar | pf_q_c_from_mvar | pf_q_a_to_mvar | pf_q_b_to_mvar | pf_q_c_to_mvar | pf_ikss_a_from_degree | pf_ikss_b_from_degree | pf_ikss_c_from_degree | pf_ikss_a_to_degree | pf_ikss_b_to_degree | pf_ikss_c_to_degree | pf_vm_a_from_pu | pf_vm_b_from_pu | pf_vm_c_from_pu | pf_vm_a_to_pu | pf_vm_b_to_pu | pf_vm_c_to_pu | pf_va_a_from_degree | pf_va_b_from_degree | pf_va_c_from_degree | pf_va_a_to_degree | pf_va_b_to_degree | pf_va_c_to_degree
Line0_1_2 | 0 | 0 | 0 | 0 | 0 | 0 | 0 | 0 | 0 | 0 | 0 | 0 | 1.0846e-08 | -1.6081e-07 | 1.5793e-07 | -1.083e-08 | 1.3424e-07 | -1.3138e-07 | -2.4583e-07 | 2.4085e-08 | 3.7592e-08 | 2.0486e-07 | -1.8916e-08 | -3.2494e-08 | 0 | 0 | 0 | 0 | 0 | 0 | 1.3992 | 0.92434 | 0.92334 | 1.3992 | 0.92434 | 0.92334 | -0.020851 | -101.0536 | 100.8245 | -0.020852 | -101.0536 | 100.8245
Line10_11_12 | 0 | 0 | 0 | 0 | 0 | 0 | 0 | 0 | 0 | 0 | 0 | 0 | 1.0846e-08 | -1.6081e-07 | 1.5793e-07 | -1.083e-08 | 1.3424e-07 | -1.3138e-07 | -2.4583e-07 | 2.4085e-08 | 3.7592e-08 | 2.0486e-07 | -1.8916e-08 | -3.2494e-08 | 0 | 0 | 0 | 0 | 0 | 0 | 1.3992 | 0.92434 | 0.92334 | 1.3992 | 0.92434 | 0.92334 | -0.020853 | -101.0536 | 100.8245 | -0.020854 | -101.0536 | 100.8245
Line11_12_13 | 0 | 0 | 0 | 0 | 0 | 0 | 0 | 0 | 0 | 0 | 0 | 0 | 9.0382e-09 | -1.3401e-07 | 1.3161e-07 | -9.0224e-09 | 1.0744e-07 | -1.0506e-07 | -2.0486e-07 | 2.0071e-08 | 3.1327e-08 | 1.6389e-07 | -1.4901e-08 | -2.6229e-08 | 0 | 0 | 0 | 0 | 0 | 0 | 1.3992 | 0.92434 | 0.92334 | 1.3992 | 0.92434 | 0.92334 | -0.020854 | -101.0536 | 100.8245 | -0.020854 | -101.0536 | 100.8245
Line12_13_15 | 0 | 0 | 0 | 0 | 0 | 0 | 0 | 0 | 0 | 0 | 0 | 0 | 5.4229e-09 | -8.0407e-08 | 7.8966e-08 | -5.4071e-09 | 5.3838e-08 | -5.2412e-08 | -1.2292e-07 | 1.2043e-08 | 1.8796e-08 | 8.1943e-08 | -6.8729e-09 | -1.3698e-08 | 0 | 0 | 0 | 0 | 0 | 0 | 1.3992 | 0.92434 | 0.92334 | 1.3992 | 0.92434 | 0.92334 | -0.020854 | -101.0536 | 100.8245 | -0.020854 | -101.0536 | 100.8245
Line13_13_14 | 0 | 0 | 0 | 0 | 0 | 0 | 0 | 0 | 0 | 0 | 0 | 0 | 1.8076e-09 | -2.6802e-08 | 2.6322e-08 | -1.7918e-09 | 2.331e-10 | 2.3158e-10 | -4.0972e-08 | 4.0142e-09 | 6.2654e-09 | -1.9609e-12 | 1.1555e-09 | -1.1676e-09 | 0 | 0 | 0 | 0 | 0 | 0 | 1.3992 | 0.92434 | 0.92334 | 1.3992 | 0.92434 | 0.92334 | -0.020854 | -101.0536 | 100.8245 | -0.020854 | -101.0536 | 100.8245
Line14_15_16 | 0 | 0 | 0 | 0 | 0 | 0 | 0 | 0 | 0 | 0 | 0 | 0 | 3.6153e-09 | -5.3605e-08 | 5.2644e-08 | -3.5995e-09 | 2.7035e-08 | -2.609e-08 | -8.1945e-08 | 8.0284e-09 | 1.2531e-08 | 4.097e-08 | -2.8587e-09 | -7.433e-09 | 0 | 0 | 0 | 0 | 0 | 0 | 1.3992 | 0.92434 | 0.92334 | 1.3992 | 0.92434 | 0.92334 | -0.020854 | -101.0536 | 100.8245 | -0.020855 | -101.0536 | 100.8245
Line15_16_17 | 0 | 0 | 0 | 0 | 0 | 0 | 0 | 0 | 0 | 0 | 0 | 0 | 1.8076e-09 | -2.6802e-08 | 2.6322e-08 | -1.7918e-09 | 2.331e-10 | 2.3158e-10 | -4.0972e-08 | 4.0142e-09 | 6.2654e-09 | -1.9609e-12 | 1.1555e-09 | -1.1676e-09 | 0 | 0 | 0 | 0 | 0 | 0 | 1.3992 | 0.92434 | 0.92334 | 1.3992 | 0.92434 | 0.92334 | -0.020855 | -101.0536 | 100.8245 | -0.020855 | -101.0536 | 100.8245
Line16_4_18 | 0 | 0.030014 | 0.029975 | 0 | 0.030014 | 0.029975 | 0 | 0.0069315 | 0.0069224 | 0 | 0.0069316 | 0.0069224 | 1.7937e-09 | 0.0045121 | 0.0045024 | -1.7896e-09 | -0.0045044 | -0.0044924 | -4.0997e-08 | 0.0045227 | 0.0045096 | -2.4076e-12 | -0.0045044 | -0.0044924 | 0 | -146.1875 | 55.7334 | 0 | 33.8127 | -124.2668 | 1.3991 | 0.92167 | 0.92056 | 1.3989 | 0.919 | 0.91779 | -0.023234 | -101.1203 | 100.779 | -0.025617 | -101.1874 | 100.7332
Line17_5_19 | 0 | 0 | 0 | 0 | 0 | 0 | 0 | 0 | 0 | 0 | 0 | 0 | 1.8076e-09 | -2.6802e-08 | 2.6322e-08 | -1.7918e-09 | 2.331e-10 | 2.3158e-10 | -4.0972e-08 | 4.0142e-09 | 6.2654e-09 | -1.9602e-12 | 1.1555e-09 | -1.1676e-09 | 0 | 0 | 0 | 0 | 0 | 0 | 1.3992 | 0.92434 | 0.92334 | 1.3992 | 0.92434 | 0.92334 | -0.020851 | -101.0536 | 100.8245 | -0.020851 | -101.0536 | 100.8245
Line1_1_3 | 1.0153e-06 | 1.0157e-06 | 1.0151e-06 | 0 | 0 | 0 | 2.3448e-07 | 2.3456e-07 | 2.3443e-07 | 0 | 0 | 0 | 1.4461e-08 | -2.1442e-07 | 2.1057e-07 | -1.4445e-08 | 1.8785e-07 | -1.8402e-07 | -3.2778e-07 | 3.2114e-08 | 5.0123e-08 | 2.868e-07 | -2.6944e-08 | -4.5025e-08 | 87.453 | 87.4643 | 87.4356 | 0 | 0 | 0 | 1.3992 | 0.92434 | 0.92334 | 1.3992 | 0.92434 | 0.92334 | -0.020851 | -101.0536 | 100.8245 | -0.020852 | -101.0536 | 100.8245
Line2_1_4 | 0 | 0.030014 | 0.029975 | 0 | 0.030014 | 0.029975 | 0 | 0.0069315 | 0.0069224 | 0 | 0.0069315 | 0.0069224 | 3.5989e-09 | 0.0045199 | 0.0045125 | -3.5844e-09 | -0.0045121 | -0.0045024 | -8.1985e-08 | 0.0045411 | 0.0045268 | 4.0995e-08 | -0.0045227 | -0.0045096 | 0 | -146.1877 | 55.7335 | 0 | 33.8125 | -124.2667 | 1.3992 | 0.92434 | 0.92334 | 1.3991 | 0.92167 | 0.92056 | -0.020851 | -101.0536 | 100.8245 | -0.023234 | -101.1203 | 100.779
Line3_1_5 | 0 | 0 | 0 | 0 | 0 | 0 | 0 | 0 | 0 | 0 | 0 | 0 | 3.6153e-09 | -5.3605e-08 | 5.2644e-08 | -3.5995e-09 | 2.7035e-08 | -2.609e-08 | -8.1945e-08 | 8.0284e-09 | 1.2531e-08 | 4.097e-08 | -2.8588e-09 | -7.433e-09 | 0 | 0 | 0 | 0 | 0 | 0 | 1.3992 | 0.92434 | 0.92334 | 1.3992 | 0.92434 | 0.92334 | -0.020851 | -101.0536 | 100.8245 | -0.020851 | -101.0536 | 100.8245
Line4_2_6 | 0 | 0 | 0 | 0 | 0 | 0 | 0 | 0 | 0 | 0 | 0 | 0 | 9.0382e-09 | -1.3401e-07 | 1.3161e-07 | -9.0224e-09 | 1.0744e-07 | -1.0506e-07 | -2.0486e-07 | 2.0071e-08 | 3.1327e-08 | 1.6389e-07 | -1.4901e-08 | -2.6229e-08 | 0 | 0 | 0 | 0 | 0 | 0 | 1.3992 | 0.92434 | 0.92334 | 1.3992 | 0.92434 | 0.92334 | -0.020852 | -101.0536 | 100.8245 | -0.020852 | -101.0536 | 100.8245
Line5_6_7 | 0 | 0 | 0 | 0 | 0 | 0 | 0 | 0 | 0 | 0 | 0 | 0 | 7.2305e-09 | -1.0721e-07 | 1.0529e-07 | -7.2147e-09 | 8.064e-08 | -7.8734e-08 | -1.6389e-07 | 1.6057e-08 | 2.5061e-08 | 1.2292e-07 | -1.0887e-08 | -1.9964e-08 | 0 | 0 | 0 | 0 | 0 | 0 | 1.3992 | 0.92434 | 0.92334 | 1.3992 | 0.92434 | 0.92334 | -0.020852 | -101.0536 | 100.8245 | -0.020853 | -101.0536 | 100.8245
Line6_7_8 | 0 | 0 | 0 | 0 | 0 | 0 | 0 | 0 | 0 | 0 | 0 | 0 | 5.4229e-09 | -8.0407e-08 | 7.8965e-08 | -5.4071e-09 | 5.3838e-08 | -5.2412e-08 | -1.2292e-07 | 1.2043e-08 | 1.8796e-08 | 8.1943e-08 | -6.8729e-09 | -1.3698e-08 | 0 | 0 | 0 | 0 | 0 | 0 | 1.3992 | 0.92434 | 0.92334 | 1.3992 | 0.92434 | 0.92334 | -0.020853 | -101.0536 | 100.8245 | -0.020853 | -101.0536 | 100.8245
Line7_8_9 | 0 | 0 | 0 | 0 | 0 | 0 | 0 | 0 | 0 | 0 | 0 | 0 | 1.8076e-09 | -2.6802e-08 | 2.6322e-08 | -1.7918e-09 | 2.331e-10 | 2.3158e-10 | -4.0972e-08 | 4.0142e-09 | 6.2654e-09 | -1.9605e-12 | 1.1555e-09 | -1.1676e-09 | 0 | 0 | 0 | 0 | 0 | 0 | 1.3992 | 0.92434 | 0.92334 | 1.3992 | 0.92434 | 0.92334 | -0.020853 | -101.0536 | 100.8245 | -0.020853 | -101.0536 | 100.8245
Line8_8_10 | 0 | 0 | 0 | 0 | 0 | 0 | 0 | 0 | 0 | 0 | 0 | 0 | 1.8076e-09 | -2.6802e-08 | 2.6322e-08 | -1.7918e-09 | 2.331e-10 | 2.3158e-10 | -4.0972e-08 | 4.0142e-09 | 6.2654e-09 | -1.9601e-12 | 1.1555e-09 | -1.1676e-09 | 0 | 0 | 0 | 0 | 0 | 0 | 1.3992 | 0.92434 | 0.92334 | 1.3992 | 0.92434 | 0.92334 | -0.020853 | -101.0536 | 100.8245 | -0.020853 | -101.0536 | 100.8245
Line9_3_11 | 0 | 0 | 0 | 0 | 0 | 0 | 0 | 0 | 0 | 0 | 0 | 0 | 1.2653e-08 | -1.8762e-07 | 1.8425e-07 | -1.2638e-08 | 1.6105e-07 | -1.577e-07 | -2.8681e-07 | 2.8099e-08 | 4.3858e-08 | 2.4583e-07 | -2.293e-08 | -3.876e-08 | 0 | 0 | 0 | 0 | 0 | 0 | 1.3992 | 0.92434 | 0.92334 | 1.3992 | 0.92434 | 0.92334 | -0.020852 | -101.0536 | 100.8245 | -0.020853 | -101.0536 | 100.8245

## LLG_max_fault_10
name | pf_ikss_a_from_ka | pf_ikss_b_from_ka | pf_ikss_c_from_ka | pf_ikss_a_to_ka | pf_ikss_b_to_ka | pf_ikss_c_to_ka | pf_skss_a_from_mw | pf_skss_b_from_mw | pf_skss_c_from_mw | pf_skss_a_to_mw | pf_skss_b_to_mw | pf_skss_c_to_mw | pf_p_a_from_mw | pf_p_b_from_mw | pf_p_c_from_mw | pf_p_a_to_mw | pf_p_b_to_mw | pf_p_c_to_mw | pf_q_a_from_mvar | pf_q_b_from_mvar | pf_q_c_from_mvar | pf_q_a_to_mvar | pf_q_b_to_mvar | pf_q_c_to_mvar | pf_ikss_a_from_degree | pf_ikss_b_from_degree | pf_ikss_c_from_degree | pf_ikss_a_to_degree | pf_ikss_b_to_degree | pf_ikss_c_to_degree | pf_vm_a_from_pu | pf_vm_b_from_pu | pf_vm_c_from_pu | pf_vm_a_to_pu | pf_vm_b_to_pu | pf_vm_c_to_pu | pf_va_a_from_degree | pf_va_b_from_degree | pf_va_c_from_degree | pf_va_a_to_degree | pf_va_b_to_degree | pf_va_c_to_degree
Line0_1_2 | 0 | 0 | 0 | 0 | 0 | 0 | 0 | 0 | 0 | 0 | 0 | 0 | 1.1902e-08 | -1.7647e-07 | 1.7331e-07 | -1.1885e-08 | 1.4732e-07 | -1.4417e-07 | -2.698e-07 | 2.6452e-08 | 4.1241e-08 | 2.2483e-07 | -2.0776e-08 | -3.5649e-08 | 0 | 0 | 0 | 0 | 0 | 0 | 1.4659 | 0.96826 | 0.96718 | 1.4659 | 0.96826 | 0.96718 | -0.021435 | -101.06 | 100.8199 | -0.021436 | -101.06 | 100.8199
Line10_11_12 | 0 | 0 | 0 | 0 | 0 | 0 | 0 | 0 | 0 | 0 | 0 | 0 | 1.1902e-08 | -1.7647e-07 | 1.7331e-07 | -1.1885e-08 | 1.4732e-07 | -1.4417e-07 | -2.698e-07 | 2.6452e-08 | 4.1241e-08 | 2.2483e-07 | -2.0776e-08 | -3.5649e-08 | 0 | 0 | 0 | 0 | 0 | 0 | 1.4659 | 0.96826 | 0.96718 | 1.4659 | 0.96826 | 0.96718 | -0.021437 | -101.06 | 100.8199 | -0.021438 | -101.06 | 100.8199
Line11_12_13 | 0 | 0 | 0 | 0 | 0 | 0 | 0 | 0 | 0 | 0 | 0 | 0 | 9.9183e-09 | -1.4706e-07 | 1.4442e-07 | -9.9011e-09 | 1.1791e-07 | -1.1528e-07 | -2.2483e-07 | 2.2043e-08 | 3.4368e-08 | 1.7986e-07 | -1.6367e-08 | -2.8776e-08 | 0 | 0 | 0 | 0 | 0 | 0 | 1.4659 | 0.96826 | 0.96718 | 1.4659 | 0.96826 | 0.96718 | -0.021438 | -101.06 | 100.8199 | -0.021438 | -101.06 | 100.8199
Line12_13_15 | 0 | 0 | 0 | 0 | 0 | 0 | 0 | 0 | 0 | 0 | 0 | 0 | 5.951e-09 | -8.8237e-08 | 8.6654e-08 | -5.9338e-09 | 5.9081e-08 | -5.7515e-08 | -1.349e-07 | 1.3226e-08 | 2.0621e-08 | 8.9931e-08 | -7.5497e-09 | -1.5029e-08 | 0 | 0 | 0 | 0 | 0 | 0 | 1.4659 | 0.96826 | 0.96718 | 1.4659 | 0.96826 | 0.96718 | -0.021438 | -101.06 | 100.8199 | -0.021439 | -101.06 | 100.8199
Line13_13_14 | 0 | 0 | 0 | 0 | 0 | 0 | 0 | 0 | 0 | 0 | 0 | 0 | 1.9837e-09 | -2.9412e-08 | 2.8885e-08 | -1.9665e-09 | 2.5629e-10 | 2.5447e-10 | -4.4967e-08 | 4.4086e-09 | 6.8735e-09 | -2.2121e-12 | 1.2676e-09 | -1.2816e-09 | 0 | 0 | 0 | 0 | 0 | 0 | 1.4659 | 0.96826 | 0.96718 | 1.4659 | 0.96826 | 0.96718 | -0.021438 | -101.06 | 100.8199 | -0.021438 | -101.06 | 100.8199
Line14_15_16 | 0 | 0 | 0 | 0 | 0 | 0 | 0 | 0 | 0 | 0 | 0 | 0 | 3.9673e-09 | -5.8825e-08 | 5.7769e-08 | -3.9501e-09 | 2.9669e-08 | -2.863e-08 | -8.9933e-08 | 8.8172e-09 | 1.3747e-08 | 4.4964e-08 | -3.1411e-09 | -8.1552e-09 | 0 | 0 | 0 | 0 | 0 | 0 | 1.4659 | 0.96826 | 0.96718 | 1.4659 | 0.96826 | 0.96718 | -0.021439 | -101.06 | 100.8199 | -0.021439 | -101.06 | 100.8199
Line15_16_17 | 0 | 0 | 0 | 0 | 0 | 0 | 0 | 0 | 0 | 0 | 0 | 0 | 1.9837e-09 | -2.9412e-08 | 2.8885e-08 | -1.9665e-09 | 2.5629e-10 | 2.5447e-10 | -4.4967e-08 | 4.4086e-09 | 6.8735e-09 | -2.212e-12 | 1.2676e-09 | -1.2816e-09 | 0 | 0 | 0 | 0 | 0 | 0 | 1.4659 | 0.96826 | 0.96718 | 1.4659 | 0.96826 | 0.96718 | -0.021439 | -101.06 | 100.8199 | -0.021439 | -101.06 | 100.8199
Line16_4_18 | 0 | 0.031441 | 0.031398 | 0 | 0.031441 | 0.031398 | 0 | 0.0072609 | 0.0072511 | 0 | 0.0072609 | 0.0072511 | 1.9683e-09 | 0.0049511 | 0.0049402 | -1.964e-09 | -0.0049426 | -0.0049292 | -4.4994e-08 | 0.0049627 | 0.0049481 | -2.702e-12 | -0.0049426 | -0.0049292 | 0 | -146.194 | 55.7288 | 0 | 33.8062 | -124.2713 | 1.4657 | 0.96546 | 0.96427 | 1.4655 | 0.96267 | 0.96136 | -0.023818 | -101.1267 | 100.7744 | -0.026201 | -101.1938 | 100.7287
Line17_5_19 | 0 | 0 | 0 | 0 | 0 | 0 | 0 | 0 | 0 | 0 | 0 | 0 | 1.9836e-09 | -2.9412e-08 | 2.8885e-08 | -1.9664e-09 | 2.5629e-10 | 2.5447e-10 | -4.4967e-08 | 4.4086e-09 | 6.8735e-09 | -2.2114e-12 | 1.2676e-09 | -1.2816e-09 | 0 | 0 | 0 | 0 | 0 | 0 | 1.4659 | 0.96826 | 0.96718 | 1.4659 | 0.96826 | 0.96718 | -0.021435 | -101.06 | 100.8199 | -0.021436 | -101.06 | 100.8199
Line1_1_3 | 1.0637e-06 | 1.064e-06 | 1.0634e-06 | 0 | 0 | 0 | 2.4565e-07 | 2.4573e-07 | 2.4559e-07 | 0 | 0 | 0 | 1.5869e-08 | -2.353e-07 | 2.3108e-07 | -1.5852e-08 | 2.0614e-07 | -2.0194e-07 | -3.5973e-07 | 3.5269e-08 | 5.4988e-08 | 3.1476e-07 | -2.9593e-08 | -4.9396e-08 | 87.4527 | 87.4645 | 87.4344 | 0 | 0 | 0 | 1.4659 | 0.96826 | 0.96718 | 1.4659 | 0.96826 | 0.96718 | -0.021435 | -101.06 | 100.8199 | -0.021436 | -101.06 | 100.8199
Line2_1_4 | 0 | 0.03144 | 0.031398 | 0 | 0.031441 | 0.031398 | 0 | 0.0072609 | 0.0072511 | 0 | 0.0072609 | 0.0072511 | 3.9494e-09 | 0.0049596 | 0.0049512 | -3.9336e-09 | -0.0049511 | -0.0049402 | -8.9977e-08 | 0.0049829 | 0.0049669 | 4.4992e-08 | -0.0049627 | -0.0049481 | 0 | -146.1942 | 55.7289 | 0 | 33.806 | -124.2712 | 1.4659 | 0.96826 | 0.96718 | 1.4657 | 0.96546 | 0.96427 | -0.021435 | -101.06 | 100.8199 | -0.023818 | -101.1267 | 100.7744
Line3_1_5 | 0 | 0 | 0 | 0 | 0 | 0 | 0 | 0 | 0 | 0 | 0 | 0 | 3.9673e-09 | -5.8825e-08 | 5.7769e-08 | -3.9501e-09 | 2.9669e-08 | -2.863e-08 | -8.9933e-08 | 8.8173e-09 | 1.3747e-08 | 4.4964e-08 | -3.1411e-09 | -8.1552e-09 | 0 | 0 | 0 | 0 | 0 | 0 | 1.4659 | 0.96826 | 0.96718 | 1.4659 | 0.96826 | 0.96718 | -0.021435 | -101.06 | 100.8199 | -0.021435 | -101.06 | 100.8199
Line4_2_6 | 0 | 0 | 0 | 0 | 0 | 0 | 0 | 0 | 0 | 0 | 0 | 0 | 9.9183e-09 | -1.4706e-07 | 1.4442e-07 | -9.9011e-09 | 1.1791e-07 | -1.1528e-07 | -2.2483e-07 | 2.2043e-08 | 3.4368e-08 | 1.7986e-07 | -1.6367e-08 | -2.8776e-08 | 0 | 0 | 0 | 0 | 0 | 0 | 1.4659 | 0.96826 | 0.96718 | 1.4659 | 0.96826 | 0.96718 | -0.021436 | -101.06 | 100.8199 | -0.021437 | -101.06 | 100.8199
Line5_6_7 | 0 | 0 | 0 | 0 | 0 | 0 | 0 | 0 | 0 | 0 | 0 | 0 | 7.9346e-09 | -1.1765e-07 | 1.1554e-07 | -7.9174e-09 | 8.8494e-08 | -8.6399e-08 | -1.7987e-07 | 1.7635e-08 | 2.7494e-08 | 1.349e-07 | -1.1958e-08 | -2.1902e-08 | 0 | 0 | 0 | 0 | 0 | 0 | 1.4659 | 0.96826 | 0.96718 | 1.4659 | 0.96826 | 0.96718 | -0.021437 | -101.06 | 100.8199 | -0.021437 | -101.06 | 100.8199
Line6_7_8 | 0 | 0 | 0 | 0 | 0 | 0 | 0 | 0 | 0 | 0 | 0 | 0 | 5.951e-09 | -8.8237e-08 | 8.6654e-08 | -5.9338e-09 | 5.9081e-08 | -5.7515e-08 | -1.349e-07 | 1.3226e-08 | 2.0621e-08 | 8.9931e-08 | -7.5497e-09 | -1.5029e-08 | 0 | 0 | 0 | 0 | 0 | 0 | 1.4659 | 0.96826 | 0.96718 | 1.4659 | 0.96826 | 0.96718 | -0.021437 | -101.06 | 100.8199 | -0.021437 | -101.06 | 100.8199
Line7_8_9 | 0 | 0 | 0 | 0 | 0 | 0 | 0 | 0 | 0 | 0 | 0 | 0 | 1.9837e-09 | -2.9412e-08 | 2.8885e-08 | -1.9665e-09 | 2.5629e-10 | 2.5447e-10 | -4.4967e-08 | 4.4086e-09 | 6.8735e-09 | -2.2121e-12 | 1.2676e-09 | -1.2816e-09 | 0 | 0 | 0 | 0 | 0 | 0 | 1.4659 | 0.96826 | 0.96718 | 1.4659 | 0.96826 | 0.96718 | -0.021437 | -101.06 | 100.8199 | -0.021437 | -101.06 | 100.8199
Line8_8_10 | 0 | 0 | 0 | 0 | 0 | 0 | 0 | 0 | 0 | 0 | 0 | 0 | 1.9837e-09 | -2.9412e-08 | 2.8885e-08 | -1.9665e-09 | 2.5629e-10 | 2.5447e-10 | -4.4967e-08 | 4.4086e-09 | 6.8735e-09 | -2.2121e-12 | 1.2676e-09 | -1.2816e-09 | 0 | 0 | 0 | 0 | 0 | 0 | 1.4659 | 0.96826 | 0.96718 | 1.4659 | 0.96826 | 0.96718 | -0.021437 | -101.06 | 100.8199 | -0.021437 | -101.06 | 100.8199
Line9_3_11 | 0 | 0 | 0 | 0 | 0 | 0 | 0 | 0 | 0 | 0 | 0 | 0 | 1.3886e-08 | -2.0589e-07 | 2.0219e-07 | -1.3868e-08 | 1.7673e-07 | -1.7305e-07 | -3.1477e-07 | 3.086e-08 | 4.8115e-08 | 2.698e-07 | -2.5184e-08 | -4.2523e-08 | 0 | 0 | 0 | 0 | 0 | 0 | 1.4659 | 0.96826 | 0.96718 | 1.4659 | 0.96826 | 0.96718 | -0.021436 | -101.06 | 100.8199 | -0.021437 | -101.06 | 100.8199

## LLG_min_6
name | pf_ikss_a_from_ka | pf_ikss_b_from_ka | pf_ikss_c_from_ka | pf_ikss_a_to_ka | pf_ikss_b_to_ka | pf_ikss_c_to_ka | pf_skss_a_from_mw | pf_skss_b_from_mw | pf_skss_c_from_mw | pf_skss_a_to_mw | pf_skss_b_to_mw | pf_skss_c_to_mw | pf_p_a_from_mw | pf_p_b_from_mw | pf_p_c_from_mw | pf_p_a_to_mw | pf_p_b_to_mw | pf_p_c_to_mw | pf_q_a_from_mvar | pf_q_b_from_mvar | pf_q_c_from_mvar | pf_q_a_to_mvar | pf_q_b_to_mvar | pf_q_c_to_mvar | pf_ikss_a_from_degree | pf_ikss_b_from_degree | pf_ikss_c_from_degree | pf_ikss_a_to_degree | pf_ikss_b_to_degree | pf_ikss_c_to_degree | pf_vm_a_from_pu | pf_vm_b_from_pu | pf_vm_c_from_pu | pf_vm_a_to_pu | pf_vm_b_to_pu | pf_vm_c_to_pu | pf_va_a_from_degree | pf_va_b_from_degree | pf_va_c_from_degree | pf_va_a_to_degree | pf_va_b_to_degree | pf_va_c_to_degree
Line0_1_2 | 1.0317e-06 | 1.0535e-06 | 1.0101e-06 | 0 | 0 | 0 | 2.3826e-07 | 2.4329e-07 | 2.3328e-07 | 0 | 0 | 0 | 1.4826e-08 | -1.4433e-07 | 1.3889e-07 | -1.4824e-08 | 1.2094e-07 | -1.155e-07 | -3.3875e-07 | 2.5102e-08 | -2.0132e-08 | 2.8229e-07 | -2.0261e-08 | 1.5388e-08 | 87.4719 | 88.1487 | 86.7596 | 0 | 0 | 0 | 1.4231 | 0.60216 | 0.60162 | 1.4231 | 0.60216 | 0.60162 | -0.022043 | -101.7174 | 78.5123 | -0.022044 | -101.7173 | 78.5123
Line10_11_12 | 1.0317e-06 | 1.0535e-06 | 1.0101e-06 | 0 | 0 | 0 | 2.3826e-07 | 2.4329e-07 | 2.3328e-07 | 0 | 0 | 0 | 1.4826e-08 | -1.4433e-07 | 1.3889e-07 | -1.4824e-08 | 1.2094e-07 | -1.155e-07 | -3.3875e-07 | 2.5102e-08 | -2.0132e-08 | 2.8229e-07 | -2.0261e-08 | 1.5388e-08 | 87.4719 | 88.1487 | 86.7596 | 0 | 0 | 0 | 1.4231 | 0.60216 | 0.60162 | 1.4231 | 0.60216 | 0.60162 | -0.022047 | -101.7173 | 78.5123 | -0.022049 | -101.7173 | 78.5123
Line11_12_13 | 0 | 0 | 0 | 0 | 0 | 0 | 0 | 0 | 0 | 0 | 0 | 0 | 1.2355e-08 | -1.2028e-07 | 1.1574e-07 | -1.2353e-08 | 9.6885e-08 | -9.2353e-08 | -2.8229e-07 | 2.0919e-08 | -1.6777e-08 | 2.2583e-07 | -1.6077e-08 | 1.2033e-08 | 0 | 0 | 0 | 0 | 0 | 0 | 1.4231 | 0.60216 | 0.60162 | 1.4231 | 0.60216 | 0.60162 | -0.022049 | -101.7173 | 78.5123 | -0.02205 | -101.7173 | 78.5123
Line12_13_15 | 0 | 0 | 0 | 0 | 0 | 0 | 0 | 0 | 0 | 0 | 0 | 0 | 7.413e-09 | -7.2167e-08 | 6.9447e-08 | -7.411e-09 | 4.8774e-08 | -4.6055e-08 | -1.6937e-07 | 1.2551e-08 | -1.0066e-08 | 1.1291e-07 | -7.7094e-09 | 5.3224e-09 | 0 | 0 | 0 | 0 | 0 | 0 | 1.4231 | 0.60216 | 0.60162 | 1.4231 | 0.60216 | 0.60162 | -0.02205 | -101.7173 | 78.5123 | -0.022051 | -101.7173 | 78.5123
Line13_13_14 | 0 | 0 | 0 | 0 | 0 | 0 | 0 | 0 | 0 | 0 | 0 | 0 | 2.471e-09 | -2.4056e-08 | 2.3149e-08 | -2.469e-09 | 6.6212e-10 | 2.4271e-10 | -5.6458e-08 | 4.1837e-09 | -3.3553e-09 | -1.9077e-12 | 6.5801e-10 | -1.3883e-09 | 0 | 0 | 0 | 0 | 0 | 0 | 1.4231 | 0.60216 | 0.60162 | 1.4231 | 0.60216 | 0.60162 | -0.02205 | -101.7173 | 78.5123 | -0.02205 | -101.7173 | 78.5123
Line14_15_16 | 0 | 0 | 0 | 0 | 0 | 0 | 0 | 0 | 0 | 0 | 0 | 0 | 4.942e-09 | -4.8112e-08 | 4.6298e-08 | -4.94e-09 | 2.4718e-08 | -2.2906e-08 | -1.1292e-07 | 8.3674e-09 | -6.7107e-09 | 5.6456e-08 | -3.5257e-09 | 1.9671e-09 | 0 | 0 | 0 | 0 | 0 | 0 | 1.4231 | 0.60216 | 0.60162 | 1.4231 | 0.60216 | 0.60162 | -0.022051 | -101.7173 | 78.5123 | -0.022051 | -101.7173 | 78.5123
Line15_16_17 | 0 | 0 | 0 | 0 | 0 | 0 | 0 | 0 | 0 | 0 | 0 | 0 | 2.471e-09 | -2.4056e-08 | 2.3149e-08 | -2.469e-09 | 6.6212e-10 | 2.4271e-10 | -5.6458e-08 | 4.1837e-09 | -3.3553e-09 | -1.9075e-12 | 6.5801e-10 | -1.3883e-09 | 0 | 0 | 0 | 0 | 0 | 0 | 1.4231 | 0.60216 | 0.60162 | 1.4231 | 0.60216 | 0.60162 | -0.022051 | -101.7173 | 78.5123 | -0.022051 | -101.7173 | 78.5123
Line16_4_18 | 0 | 2.5085 | 2.5051 | 0 | 2.5085 | 2.5051 | 0 | 0.57932 | 0.57854 | 0 | 0.57932 | 0.57854 | 2.4658e-09 | 0.12067 | 0.12065 | -2.4647e-09 | -2.4363e-15 | 2.4779e-15 | -5.6501e-08 | 0.12595 | 0.12542 | -1.9501e-12 | -1.2574e-13 | 1.4799e-13 | 0 | -147.9438 | 32.4006 | 0 | 32.0562 | -147.5994 | 1.4228 | 0.30108 | 0.30081 | 1.4225 | 0 | 0 | -0.022299 | -101.7174 | 78.5123 | -0.022556 | 0 | 0
Line17_5_19 | 0 | 0 | 0 | 0 | 0 | 0 | 0 | 0 | 0 | 0 | 0 | 0 | 2.471e-09 | -2.4056e-08 | 2.3149e-08 | -2.469e-09 | 6.6212e-10 | 2.4271e-10 | -5.6458e-08 | 4.1837e-09 | -3.3553e-09 | -1.9073e-12 | 6.5801e-10 | -1.3883e-09 | 0 | 0 | 0 | 0 | 0 | 0 | 1.4231 | 0.60216 | 0.60162 | 1.4231 | 0.60216 | 0.60162 | -0.022043 | -101.7174 | 78.5123 | -0.022043 | -101.7174 | 78.5123
Line1_1_3 | 1.3756e-06 | 1.4046e-06 | 1.3468e-06 | 1.204e-06 | 1.233e-06 | 1.1754e-06 | 3.1767e-07 | 3.2439e-07 | 3.1104e-07 | 2.7805e-07 | 2.8474e-07 | 2.7144e-07 | 1.9768e-08 | -1.9245e-07 | 1.8519e-07 | -1.9766e-08 | 1.6905e-07 | -1.618e-07 | -4.5166e-07 | 3.347e-08 | -2.6843e-08 | 3.952e-07 | -2.8628e-08 | 2.2099e-08 | 87.4719 | 88.1487 | 86.7596 | -92.8853 | -92.1059 | -93.7102 | 1.4231 | 0.60216 | 0.60162 | 1.4231 | 0.60216 | 0.60162 | -0.022043 | -101.7174 | 78.5123 | -0.022045 | -101.7173 | 78.5123
Line2_1_4 | 0 | 2.5085 | 2.5051 | 0 | 2.5085 | 2.5051 | 0 | 0.57932 | 0.57854 | 0 | 0.57932 | 0.57854 | 4.9356e-09 | 0.24134 | 0.24129 | -4.9327e-09 | -0.12067 | -0.12065 | -1.1299e-07 | 0.2519 | 0.25084 | 5.6499e-08 | -0.12595 | -0.12542 | 0 | -147.9438 | 32.4006 | 0 | 32.0562 | -147.5994 | 1.4231 | 0.60216 | 0.60162 | 1.4228 | 0.30108 | 0.30081 | -0.022043 | -101.7174 | 78.5123 | -0.022299 | -101.7174 | 78.5123
Line3_1_5 | 0 | 0 | 0 | 0 | 0 | 0 | 0 | 0 | 0 | 0 | 0 | 0 | 4.942e-09 | -4.8112e-08 | 4.6298e-08 | -4.94e-09 | 2.4718e-08 | -2.2906e-08 | -1.1292e-07 | 8.3674e-09 | -6.7107e-09 | 5.6456e-08 | -3.5257e-09 | 1.9671e-09 | 0 | 0 | 0 | 0 | 0 | 0 | 1.4231 | 0.60216 | 0.60162 | 1.4231 | 0.60216 | 0.60162 | -0.022043 | -101.7174 | 78.5123 | -0.022043 | -101.7174 | 78.5123
Line4_2_6 | 0 | 0 | 0 | 0 | 0 | 0 | 0 | 0 | 0 | 0 | 0 | 0 | 1.2355e-08 | -1.2028e-07 | 1.1574e-07 | -1.2353e-08 | 9.6885e-08 | -9.2353e-08 | -2.8229e-07 | 2.0919e-08 | -1.6777e-08 | 2.2583e-07 | -1.6077e-08 | 1.2033e-08 | 0 | 0 | 0 | 0 | 0 | 0 | 1.4231 | 0.60216 | 0.60162 | 1.4231 | 0.60216 | 0.60162 | -0.022044 | -101.7173 | 78.5123 | -0.022046 | -101.7173 | 78.5123
Line5_6_7 | 0 | 0 | 0 | 0 | 0 | 0 | 0 | 0 | 0 | 0 | 0 | 0 | 9.884e-09 | -9.6223e-08 | 9.2596e-08 | -9.882e-09 | 7.2829e-08 | -6.9204e-08 | -2.2583e-07 | 1.6735e-08 | -1.3421e-08 | 1.6937e-07 | -1.1893e-08 | 8.6778e-09 | 0 | 0 | 0 | 0 | 0 | 0 | 1.4231 | 0.60216 | 0.60162 | 1.4231 | 0.60216 | 0.60162 | -0.022046 | -101.7173 | 78.5123 | -0.022047 | -101.7173 | 78.5123
Line6_7_8 | 0 | 0 | 0 | 0 | 0 | 0 | 0 | 0 | 0 | 0 | 0 | 0 | 7.413e-09 | -7.2167e-08 | 6.9447e-08 | -7.411e-09 | 4.8774e-08 | -4.6055e-08 | -1.6937e-07 | 1.2551e-08 | -1.0066e-08 | 1.1291e-07 | -7.7094e-09 | 5.3224e-09 | 0 | 0 | 0 | 0 | 0 | 0 | 1.4231 | 0.60216 | 0.60162 | 1.4231 | 0.60216 | 0.60162 | -0.022047 | -101.7173 | 78.5123 | -0.022048 | -101.7173 | 78.5123
Line7_8_9 | 0 | 0 | 0 | 0 | 0 | 0 | 0 | 0 | 0 | 0 | 0 | 0 | 2.471e-09 | -2.4056e-08 | 2.3149e-08 | -2.469e-09 | 6.6212e-10 | 2.4271e-10 | -5.6458e-08 | 4.1837e-09 | -3.3553e-09 | -1.9073e-12 | 6.5801e-10 | -1.3883e-09 | 0 | 0 | 0 | 0 | 0 | 0 | 1.4231 | 0.60216 | 0.60162 | 1.4231 | 0.60216 | 0.60162 | -0.022048 | -101.7173 | 78.5123 | -0.022048 | -101.7173 | 78.5123
Line8_8_10 | 0 | 0 | 0 | 0 | 0 | 0 | 0 | 0 | 0 | 0 | 0 | 0 | 2.471e-09 | -2.4056e-08 | 2.3149e-08 | -2.469e-09 | 6.6212e-10 | 2.4271e-10 | -5.6458e-08 | 4.1837e-09 | -3.3553e-09 | -1.9074e-12 | 6.5801e-10 | -1.3883e-09 | 0 | 0 | 0 | 0 | 0 | 0 | 1.4231 | 0.60216 | 0.60162 | 1.4231 | 0.60216 | 0.60162 | -0.022048 | -101.7173 | 78.5123 | -0.022048 | -101.7173 | 78.5123
Line9_3_11 | 1.2036e-06 | 1.2291e-06 | 1.1785e-06 | 1.032e-06 | 1.0574e-06 | 1.007e-06 | 2.7797e-07 | 2.8384e-07 | 2.7216e-07 | 2.3834e-07 | 2.4419e-07 | 2.3256e-07 | 1.7297e-08 | -1.6839e-07 | 1.6204e-07 | -1.7295e-08 | 1.45e-07 | -1.3865e-07 | -3.9521e-07 | 2.9286e-08 | -2.3487e-08 | 3.3875e-07 | -2.4444e-08 | 1.8744e-08 | 87.4719 | 88.1487 | 86.7596 | -92.9448 | -92.1481 | -93.7888 | 1.4231 | 0.60216 | 0.60162 | 1.4231 | 0.60216 | 0.60162 | -0.022045 | -101.7173 | 78.5123 | -0.022047 | -101.7173 | 78.5123

## LLG_min_10
name | pf_ikss_a_from_ka | pf_ikss_b_from_ka | pf_ikss_c_from_ka | pf_ikss_a_to_ka | pf_ikss_b_to_ka | pf_ikss_c_to_ka | pf_skss_a_from_mw | pf_skss_b_from_mw | pf_skss_c_from_mw | pf_skss_a_to_mw | pf_skss_b_to_mw | pf_skss_c_to_mw | pf_p_a_from_mw | pf_p_b_from_mw | pf_p_c_from_mw | pf_p_a_to_mw | pf_p_b_to_mw | pf_p_c_to_mw | pf_q_a_from_mvar | pf_q_b_from_mvar | pf_q_c_from_mvar | pf_q_a_to_mvar | pf_q_b_to_mvar | pf_q_c_to_mvar | pf_ikss_a_from_degree | pf_ikss_b_from_degree | pf_ikss_c_from_degree | pf_ikss_a_to_degree | pf_ikss_b_to_degree | pf_ikss_c_to_degree | pf_vm_a_from_pu | pf_vm_b_from_pu | pf_vm_c_from_pu | pf_vm_a_to_pu | pf_vm_b_to_pu | pf_vm_c_to_pu | pf_va_a_from_degree | pf_va_b_from_degree | pf_va_c_from_degree | pf_va_a_to_degree | pf_va_b_to_degree | pf_va_c_to_degree
Line0_1_2 | 0 | 0 | 0 | 0 | 0 | 0 | 0 | 0 | 0 | 0 | 0 | 0 | 1.3306e-08 | -1.2954e-07 | 1.2466e-07 | -1.3305e-08 | 1.0855e-07 | -1.0366e-07 | -3.0403e-07 | 2.2529e-08 | -1.8069e-08 | 2.5336e-07 | -1.8184e-08 | 1.3811e-08 | 0 | 0 | 0 | 0 | 0 | 0 | 1.3482 | 0.57047 | 0.56995 | 1.3482 | 0.57047 | 0.56995 | -0.022043 | -101.7174 | 78.5123 | -0.022044 | -101.7173 | 78.5123
Line10_11_12 | 0 | 0 | 0 | 0 | 0 | 0 | 0 | 0 | 0 | 0 | 0 | 0 | 1.3306e-08 | -1.2954e-07 | 1.2466e-07 | -1.3305e-08 | 1.0855e-07 | -1.0366e-07 | -3.0403e-07 | 2.2529e-08 | -1.8069e-08 | 2.5336e-07 | -1.8184e-08 | 1.3811e-08 | 0 | 0 | 0 | 0 | 0 | 0 | 1.3482 | 0.57047 | 0.56995 | 1.3482 | 0.57047 | 0.56995 | -0.022047 | -101.7173 | 78.5123 | -0.022049 | -101.7173 | 78.5123
Line11_12_13 | 0 | 0 | 0 | 0 | 0 | 0 | 0 | 0 | 0 | 0 | 0 | 0 | 1.1089e-08 | -1.0795e-07 | 1.0388e-07 | -1.1087e-08 | 8.6955e-08 | -8.2888e-08 | -2.5336e-07 | 1.8775e-08 | -1.5057e-08 | 2.0268e-07 | -1.4429e-08 | 1.08e-08 | 0 | 0 | 0 | 0 | 0 | 0 | 1.3482 | 0.57047 | 0.56995 | 1.3482 | 0.57047 | 0.56995 | -0.022049 | -101.7173 | 78.5123 | -0.02205 | -101.7173 | 78.5123
Line12_13_15 | 0 | 0 | 0 | 0 | 0 | 0 | 0 | 0 | 0 | 0 | 0 | 0 | 6.6532e-09 | -6.4771e-08 | 6.2329e-08 | -6.6514e-09 | 4.3775e-08 | -4.1335e-08 | -1.5201e-07 | 1.1265e-08 | -9.0343e-09 | 1.0134e-07 | -6.9192e-09 | 4.7769e-09 | 0 | 0 | 0 | 0 | 0 | 0 | 1.3482 | 0.57047 | 0.56995 | 1.3482 | 0.57047 | 0.56995 | -0.02205 | -101.7173 | 78.5123 | -0.022051 | -101.7173 | 78.5123
Line13_13_14 | 0 | 0 | 0 | 0 | 0 | 0 | 0 | 0 | 0 | 0 | 0 | 0 | 2.2177e-09 | -2.159e-08 | 2.0776e-08 | -2.2159e-09 | 5.9425e-10 | 2.1783e-10 | -5.0672e-08 | 3.7549e-09 | -3.0114e-09 | -1.7117e-12 | 5.9057e-10 | -1.246e-09 | 0 | 0 | 0 | 0 | 0 | 0 | 1.3482 | 0.57047 | 0.56995 | 1.3482 | 0.57047 | 0.56995 | -0.02205 | -101.7173 | 78.5123 | -0.02205 | -101.7173 | 78.5123
Line14_15_16 | 0 | 0 | 0 | 0 | 0 | 0 | 0 | 0 | 0 | 0 | 0 | 0 | 4.4355e-09 | -4.318e-08 | 4.1553e-08 | -4.4337e-09 | 2.2185e-08 | -2.0559e-08 | -1.0134e-07 | 7.5098e-09 | -6.0229e-09 | 5.067e-08 | -3.1643e-09 | 1.7655e-09 | 0 | 0 | 0 | 0 | 0 | 0 | 1.3482 | 0.57047 | 0.56995 | 1.3482 | 0.57047 | 0.56995 | -0.022051 | -101.7173 | 78.5123 | -0.022051 | -101.7173 | 78.5123
Line15_16_17 | 0 | 0 | 0 | 0 | 0 | 0 | 0 | 0 | 0 | 0 | 0 | 0 | 2.2177e-09 | -2.159e-08 | 2.0776e-08 | -2.2159e-09 | 5.9425e-10 | 2.1783e-10 | -5.0672e-08 | 3.7549e-09 | -3.0114e-09 | -1.7122e-12 | 5.9057e-10 | -1.246e-09 | 0 | 0 | 0 | 0 | 0 | 0 | 1.3482 | 0.57047 | 0.56995 | 1.3482 | 0.57047 | 0.56995 | -0.022051 | -101.7173 | 78.5123 | -0.022051 | -101.7173 | 78.5123
Line16_4_18 | 0 | 2.3765 | 2.3733 | 0 | 2.3765 | 2.3733 | 0 | 0.54883 | 0.54809 | 0 | 0.54883 | 0.54809 | 2.2131e-09 | 0.1083 | 0.10828 | -2.2121e-09 | -2.6489e-14 | 2.694e-14 | -5.071e-08 | 0.11304 | 0.11257 | -1.7504e-12 | -1.1836e-13 | 1.3807e-13 | 0 | -147.9438 | 32.4006 | 0 | 32.0562 | -147.5994 | 1.348 | 0.28524 | 0.28498 | 1.3477 | 0 | 0 | -0.022299 | -101.7174 | 78.5123 | -0.022556 | 0 | 0
Line17_5_19 | 0 | 0 | 0 | 0 | 0 | 0 | 0 | 0 | 0 | 0 | 0 | 0 | 2.2177e-09 | -2.159e-08 | 2.0776e-08 | -2.2159e-09 | 5.9425e-10 | 2.1783e-10 | -5.0671e-08 | 3.7549e-09 | -3.0114e-09 | -1.7115e-12 | 5.9057e-10 | -1.246e-09 | 0 | 0 | 0 | 0 | 0 | 0 | 1.3482 | 0.57047 | 0.56995 | 1.3482 | 0.57047 | 0.56995 | -0.022043 | -101.7174 | 78.5123 | -0.022043 | -101.7174 | 78.5123
Line1_1_3 | 1.3032e-06 | 1.3307e-06 | 1.276e-06 | 1.1406e-06 | 1.1681e-06 | 1.1135e-06 | 3.0095e-07 | 3.0732e-07 | 2.9467e-07 | 2.6341e-07 | 2.6975e-07 | 2.5715e-07 | 1.7742e-08 | -1.7272e-07 | 1.6621e-07 | -1.774e-08 | 1.5173e-07 | -1.4522e-07 | -4.0537e-07 | 3.0039e-08 | -2.4092e-08 | 3.547e-07 | -2.5694e-08 | 1.9834e-08 | 87.4719 | 88.1487 | 86.7596 | -92.8853 | -92.1059 | -93.7102 | 1.3482 | 0.57047 | 0.56995 | 1.3482 | 0.57047 | 0.56995 | -0.022043 | -101.7174 | 78.5123 | -0.022045 | -101.7173 | 78.5123
Line2_1_4 | 0 | 2.3765 | 2.3733 | 0 | 2.3765 | 2.3733 | 0 | 0.54883 | 0.54809 | 0 | 0.54883 | 0.54809 | 4.4298e-09 | 0.2166 | 0.21656 | -4.4271e-09 | -0.1083 | -0.10828 | -1.0141e-07 | 0.22608 | 0.22513 | 5.0708e-08 | -0.11304 | -0.11257 | 0 | -147.9438 | 32.4006 | 0 | 32.0562 | -147.5994 | 1.3482 | 0.57047 | 0.56995 | 1.348 | 0.28524 | 0.28498 | -0.022043 | -101.7174 | 78.5123 | -0.022299 | -101.7174 | 78.5123
Line3_1_5 | 0 | 0 | 0 | 0 | 0 | 0 | 0 | 0 | 0 | 0 | 0 | 0 | 4.4355e-09 | -4.318e-08 | 4.1553e-08 | -4.4336e-09 | 2.2184e-08 | -2.0558e-08 | -1.0134e-07 | 7.5098e-09 | -6.0229e-09 | 5.067e-08 | -3.1643e-09 | 1.7655e-09 | 0 | 0 | 0 | 0 | 0 | 0 | 1.3482 | 0.57047 | 0.56995 | 1.3482 | 0.57047 | 0.56995 | -0.022043 | -101.7174 | 78.5123 | -0.022043 | -101.7174 | 78.5123
Line4_2_6 | 0 | 0 | 0 | 0 | 0 | 0 | 0 | 0 | 0 | 0 | 0 | 0 | 1.1089e-08 | -1.0795e-07 | 1.0388e-07 | -1.1087e-08 | 8.6955e-08 | -8.2888e-08 | -2.5336e-07 | 1.8775e-08 | -1.5057e-08 | 2.0268e-07 | -1.4429e-08 | 1.08e-08 | 0 | 0 | 0 | 0 | 0 | 0 | 1.3482 | 0.57047 | 0.56995 | 1.3482 | 0.57047 | 0.56995 | -0.022044 | -101.7173 | 78.5123 | -0.022046 | -101.7173 | 78.5123
Line5_6_7 | 0 | 0 | 0 | 0 | 0 | 0 | 0 | 0 | 0 | 0 | 0 | 0 | 8.871e-09 | -8.6361e-08 | 8.3105e-08 | -8.8691e-09 | 6.5365e-08 | -6.2111e-08 | -2.0269e-07 | 1.502e-08 | -1.2046e-08 | 1.5201e-07 | -1.0674e-08 | 7.7884e-09 | 0 | 0 | 0 | 0 | 0 | 0 | 1.3482 | 0.57047 | 0.56995 | 1.3482 | 0.57047 | 0.56995 | -0.022046 | -101.7173 | 78.5123 | -0.022047 | -101.7173 | 78.5123
Line6_7_8 | 0 | 0 | 0 | 0 | 0 | 0 | 0 | 0 | 0 | 0 | 0 | 0 | 6.6532e-09 | -6.4771e-08 | 6.2329e-08 | -6.6514e-09 | 4.3775e-08 | -4.1335e-08 | -1.5201e-07 | 1.1265e-08 | -9.0343e-09 | 1.0134e-07 | -6.9192e-09 | 4.7769e-09 | 0 | 0 | 0 | 0 | 0 | 0 | 1.3482 | 0.57047 | 0.56995 | 1.3482 | 0.57047 | 0.56995 | -0.022047 | -101.7173 | 78.5123 | -0.022048 | -101.7173 | 78.5123
Line7_8_9 | 0 | 0 | 0 | 0 | 0 | 0 | 0 | 0 | 0 | 0 | 0 | 0 | 2.2177e-09 | -2.159e-08 | 2.0776e-08 | -2.2159e-09 | 5.9425e-10 | 2.1783e-10 | -5.0672e-08 | 3.7549e-09 | -3.0114e-09 | -1.7121e-12 | 5.9057e-10 | -1.246e-09 | 0 | 0 | 0 | 0 | 0 | 0 | 1.3482 | 0.57047 | 0.56995 | 1.3482 | 0.57047 | 0.56995 | -0.022048 | -101.7173 | 78.5123 | -0.022048 | -101.7173 | 78.5123
Line8_8_10 | 0 | 0 | 0 | 0 | 0 | 0 | 0 | 0 | 0 | 0 | 0 | 0 | 2.2177e-09 | -2.159e-08 | 2.0776e-08 | -2.2159e-09 | 5.9425e-10 | 2.1783e-10 | -5.0672e-08 | 3.7549e-09 | -3.0114e-09 | -1.7121e-12 | 5.9057e-10 | -1.246e-09 | 0 | 0 | 0 | 0 | 0 | 0 | 1.3482 | 0.57047 | 0.56995 | 1.3482 | 0.57047 | 0.56995 | -0.022048 | -101.7173 | 78.5123 | -0.022048 | -101.7173 | 78.5123
Line9_3_11 | 1.1403e-06 | 1.1644e-06 | 1.1165e-06 | 0 | 1.0017e-06 | 0 | 2.6334e-07 | 2.689e-07 | 2.5784e-07 | 0 | 2.3134e-07 | 0 | 1.5524e-08 | -1.5113e-07 | 1.4543e-07 | -1.5522e-08 | 1.3014e-07 | -1.2444e-07 | -3.547e-07 | 2.6284e-08 | -2.108e-08 | 3.0403e-07 | -2.1939e-08 | 1.6823e-08 | 87.4719 | 88.1487 | 86.7596 | 0 | -92.1481 | 0 | 1.3482 | 0.57047 | 0.56995 | 1.3482 | 0.57047 | 0.56995 | -0.022045 | -101.7173 | 78.5123 | -0.022047 | -101.7173 | 78.5123

## LLG_min_fault_6
name | pf_ikss_a_from_ka | pf_ikss_b_from_ka | pf_ikss_c_from_ka | pf_ikss_a_to_ka | pf_ikss_b_to_ka | pf_ikss_c_to_ka | pf_skss_a_from_mw | pf_skss_b_from_mw | pf_skss_c_from_mw | pf_skss_a_to_mw | pf_skss_b_to_mw | pf_skss_c_to_mw | pf_p_a_from_mw | pf_p_b_from_mw | pf_p_c_from_mw | pf_p_a_to_mw | pf_p_b_to_mw | pf_p_c_to_mw | pf_q_a_from_mvar | pf_q_b_from_mvar | pf_q_c_from_mvar | pf_q_a_to_mvar | pf_q_b_to_mvar | pf_q_c_to_mvar | pf_ikss_a_from_degree | pf_ikss_b_from_degree | pf_ikss_c_from_degree | pf_ikss_a_to_degree | pf_ikss_b_to_degree | pf_ikss_c_to_degree | pf_vm_a_from_pu | pf_vm_b_from_pu | pf_vm_c_from_pu | pf_vm_a_to_pu | pf_vm_b_to_pu | pf_vm_c_to_pu | pf_va_a_from_degree | pf_va_b_from_degree | pf_va_c_from_degree | pf_va_a_to_degree | pf_va_b_to_degree | pf_va_c_to_degree
Line0_1_2 | 0 | 0 | 0 | 0 | 0 | 0 | 0 | 0 | 0 | 0 | 0 | 0 | 8.8114e-09 | -1.3155e-07 | 1.2925e-07 | -8.8088e-09 | 1.0982e-07 | -1.0752e-07 | -2.0114e-07 | 1.9794e-08 | 3.0719e-08 | 1.6761e-07 | -1.555e-08 | -2.6555e-08 | 0 | 0 | 0 | 0 | 0 | 0 | 1.2658 | 0.83614 | 0.83547 | 1.2658 | 0.83614 | 0.83547 | -0.015497 | -101.0693 | 100.8276 | -0.015498 | -101.0693 | 100.8276
Line10_11_12 | 0 | 0 | 0 | 0 | 0 | 0 | 0 | 0 | 0 | 0 | 0 | 0 | 8.8114e-09 | -1.3155e-07 | 1.2925e-07 | -8.8088e-09 | 1.0982e-07 | -1.0752e-07 | -2.0114e-07 | 1.9794e-08 | 3.0719e-08 | 1.6761e-07 | -1.555e-08 | -2.6555e-08 | 0 | 0 | 0 | 0 | 0 | 0 | 1.2658 | 0.83614 | 0.83547 | 1.2658 | 0.83614 | 0.83547 | -0.0155 | -101.0693 | 100.8276 | -0.015501 | -101.0693 | 100.8276
Line11_12_13 | 0 | 0 | 0 | 0 | 0 | 0 | 0 | 0 | 0 | 0 | 0 | 0 | 7.3428e-09 | -1.0962e-07 | 1.0771e-07 | -7.3402e-09 | 8.7891e-08 | -8.5976e-08 | -1.6761e-07 | 1.6495e-08 | 2.5599e-08 | 1.3409e-07 | -1.2251e-08 | -2.1435e-08 | 0 | 0 | 0 | 0 | 0 | 0 | 1.2658 | 0.83614 | 0.83547 | 1.2658 | 0.83614 | 0.83547 | -0.015501 | -101.0693 | 100.8276 | -0.015502 | -101.0693 | 100.8276
Line12_13_15 | 0 | 0 | 0 | 0 | 0 | 0 | 0 | 0 | 0 | 0 | 0 | 0 | 4.4057e-09 | -6.5775e-08 | 6.4624e-08 | -4.4031e-09 | 4.4041e-08 | -4.2893e-08 | -1.0057e-07 | 9.8971e-09 | 1.5359e-08 | 6.7044e-08 | -5.6532e-09 | -1.1195e-08 | 0 | 0 | 0 | 0 | 0 | 0 | 1.2658 | 0.83614 | 0.83547 | 1.2658 | 0.83614 | 0.83547 | -0.015502 | -101.0693 | 100.8276 | -0.015503 | -101.0693 | 100.8276
Line13_13_14 | 0 | 0 | 0 | 0 | 0 | 0 | 0 | 0 | 0 | 0 | 0 | 0 | 1.4686e-09 | -2.1925e-08 | 2.1541e-08 | -1.466e-09 | 1.9154e-10 | 1.8943e-10 | -3.3523e-08 | 3.299e-09 | 5.1198e-09 | -1.1931e-12 | 9.4491e-10 | -9.5575e-10 | 0 | 0 | 0 | 0 | 0 | 0 | 1.2658 | 0.83614 | 0.83547 | 1.2658 | 0.83614 | 0.83547 | -0.015502 | -101.0693 | 100.8276 | -0.015502 | -101.0693 | 100.8276
Line14_15_16 | 0 | 0 | 0 | 0 | 0 | 0 | 0 | 0 | 0 | 0 | 0 | 0 | 2.9371e-09 | -4.385e-08 | 4.3083e-08 | -2.9345e-09 | 2.2116e-08 | -2.1352e-08 | -6.7045e-08 | 6.5981e-09 | 1.024e-08 | 3.3521e-08 | -2.3541e-09 | -6.0755e-09 | 0 | 0 | 0 | 0 | 0 | 0 | 1.2658 | 0.83614 | 0.83547 | 1.2658 | 0.83614 | 0.83547 | -0.015503 | -101.0693 | 100.8276 | -0.015503 | -101.0693 | 100.8276
Line15_16_17 | 0 | 0 | 0 | 0 | 0 | 0 | 0 | 0 | 0 | 0 | 0 | 0 | 1.4686e-09 | -2.1925e-08 | 2.1541e-08 | -1.466e-09 | 1.9154e-10 | 1.8943e-10 | -3.3523e-08 | 3.299e-09 | 5.1198e-09 | -1.193e-12 | 9.4491e-10 | -9.5575e-10 | 0 | 0 | 0 | 0 | 0 | 0 | 1.2658 | 0.83614 | 0.83547 | 1.2658 | 0.83614 | 0.83547 | -0.015503 | -101.0693 | 100.8276 | -0.015503 | -101.0693 | 100.8276
Line16_4_18 | 0 | 0.027099 | 0.027077 | 0 | 0.027099 | 0.027076 | 0 | 0.0062582 | 0.0062531 | 0 | 0.0062582 | 0.006253 | 1.4656e-09 | 0.0036847 | 0.0036805 | -1.4636e-09 | -0.0036717 | -0.0036657 | -3.355e-08 | 0.0036871 | 0.0036793 | -1.2217e-12 | -0.0036717 | -0.0036657 | 0 | -146.1062 | 55.8465 | 0 | 33.894 | -124.1536 | 1.2656 | 0.83293 | 0.83226 | 1.2654 | 0.82972 | 0.82904 | -0.015689 | -101.0876 | 100.837 | -0.015881 | -101.106 | 100.8464
Line17_5_19 | 0 | 0 | 0 | 0 | 0 | 0 | 0 | 0 | 0 | 0 | 0 | 0 | 1.4686e-09 | -2.1925e-08 | 2.1541e-08 | -1.466e-09 | 1.9154e-10 | 1.8943e-10 | -3.3523e-08 | 3.2991e-09 | 5.1198e-09 | -1.1925e-12 | 9.4491e-10 | -9.5575e-10 | 0 | 0 | 0 | 0 | 0 | 0 | 1.2658 | 0.83614 | 0.83547 | 1.2658 | 0.83614 | 0.83547 | -0.015497 | -101.0693 | 100.8276 | -0.015497 | -101.0693 | 100.8276
Line1_1_3 | 0 | 0 | 0 | 0 | 0 | 0 | 0 | 0 | 0 | 0 | 0 | 0 | 1.1749e-08 | -1.754e-07 | 1.7233e-07 | -1.1746e-08 | 1.5367e-07 | -1.506e-07 | -2.6818e-07 | 2.6392e-08 | 4.0958e-08 | 2.3466e-07 | -2.2148e-08 | -3.6794e-08 | 0 | 0 | 0 | 0 | 0 | 0 | 1.2658 | 0.83614 | 0.83547 | 1.2658 | 0.83614 | 0.83547 | -0.015497 | -101.0693 | 100.8276 | -0.015498 | -101.0693 | 100.8276
Line2_1_4 | 0 | 0.027099 | 0.027077 | 0 | 0.027099 | 0.027077 | 0 | 0.0062581 | 0.0062531 | 0 | 0.0062582 | 0.0062531 | 2.9333e-09 | 0.0036977 | 0.0036953 | -2.9304e-09 | -0.0036847 | -0.0036805 | -6.7089e-08 | 0.0037025 | 0.0036929 | 3.3549e-08 | -0.0036871 | -0.0036793 | 0 | -146.1064 | 55.8467 | 0 | 33.8938 | -124.1535 | 1.2658 | 0.83614 | 0.83547 | 1.2656 | 0.83293 | 0.83226 | -0.015497 | -101.0693 | 100.8276 | -0.015689 | -101.0876 | 100.837
Line3_1_5 | 0 | 0 | 0 | 0 | 0 | 0 | 0 | 0 | 0 | 0 | 0 | 0 | 2.9371e-09 | -4.385e-08 | 4.3083e-08 | -2.9345e-09 | 2.2116e-08 | -2.1352e-08 | -6.7045e-08 | 6.5981e-09 | 1.024e-08 | 3.3521e-08 | -2.3541e-09 | -6.0755e-09 | 0 | 0 | 0 | 0 | 0 | 0 | 1.2658 | 0.83614 | 0.83547 | 1.2658 | 0.83614 | 0.83547 | -0.015497 | -101.0693 | 100.8276 | -0.015497 | -101.0693 | 100.8276
Line4_2_6 | 0 | 0 | 0 | 0 | 0 | 0 | 0 | 0 | 0 | 0 | 0 | 0 | 7.3428e-09 | -1.0962e-07 | 1.0771e-07 | -7.3402e-09 | 8.7891e-08 | -8.5976e-08 | -1.6761e-07 | 1.6495e-08 | 2.5599e-08 | 1.3409e-07 | -1.2251e-08 | -2.1435e-08 | 0 | 0 | 0 | 0 | 0 | 0 | 1.2658 | 0.83614 | 0.83547 | 1.2658 | 0.83614 | 0.83547 | -0.015498 | -101.0693 | 100.8276 | -0.015499 | -101.0693 | 100.8276
Line5_6_7 | 0 | 0 | 0 | 0 | 0 | 0 | 0 | 0 | 0 | 0 | 0 | 0 | 5.8742e-09 | -8.7699e-08 | 8.6165e-08 | -5.8717e-09 | 6.5966e-08 | -6.4434e-08 | -1.3409e-07 | 1.3196e-08 | 2.0479e-08 | 1.0057e-07 | -8.9522e-09 | -1.6315e-08 | 0 | 0 | 0 | 0 | 0 | 0 | 1.2658 | 0.83614 | 0.83547 | 1.2658 | 0.83614 | 0.83547 | -0.015499 | -101.0693 | 100.8276 | -0.0155 | -101.0693 | 100.8276
Line6_7_8 | 0 | 0 | 0 | 0 | 0 | 0 | 0 | 0 | 0 | 0 | 0 | 0 | 4.4057e-09 | -6.5774e-08 | 6.4624e-08 | -4.4031e-09 | 4.4041e-08 | -4.2893e-08 | -1.0057e-07 | 9.8971e-09 | 1.5359e-08 | 6.7044e-08 | -5.6532e-09 | -1.1195e-08 | 0 | 0 | 0 | 0 | 0 | 0 | 1.2658 | 0.83614 | 0.83547 | 1.2658 | 0.83614 | 0.83547 | -0.0155 | -101.0693 | 100.8276 | -0.0155 | -101.0693 | 100.8276
Line7_8_9 | 0 | 0 | 0 | 0 | 0 | 0 | 0 | 0 | 0 | 0 | 0 | 0 | 1.4686e-09 | -2.1925e-08 | 2.1541e-08 | -1.466e-09 | 1.9154e-10 | 1.8943e-10 | -3.3523e-08 | 3.299e-09 | 5.1198e-09 | -1.1928e-12 | 9.4491e-10 | -9.5575e-10 | 0 | 0 | 0 | 0 | 0 | 0 | 1.2658 | 0.83614 | 0.83547 | 1.2658 | 0.83614 | 0.83547 | -0.0155 | -101.0693 | 100.8276 | -0.015501 | -101.0693 | 100.8276
Line8_8_10 | 0 | 0 | 0 | 0 | 0 | 0 | 0 | 0 | 0 | 0 | 0 | 0 | 1.4686e-09 | -2.1925e-08 | 2.1541e-08 | -1.466e-09 | 1.9154e-10 | 1.8943e-10 | -3.3523e-08 | 3.299e-09 | 5.1198e-09 | -1.1929e-12 | 9.4491e-10 | -9.5575e-10 | 0 | 0 | 0 | 0 | 0 | 0 | 1.2658 | 0.83614 | 0.83547 | 1.2658 | 0.83614 | 0.83547 | -0.0155 | -101.0693 | 100.8276 | -0.015501 | -101.0693 | 100.8276
Line9_3_11 | 0 | 0 | 0 | 0 | 0 | 0 | 0 | 0 | 0 | 0 | 0 | 0 | 1.028e-08 | -1.5347e-07 | 1.5079e-07 | -1.0277e-08 | 1.3174e-07 | -1.2906e-07 | -2.3466e-07 | 2.3093e-08 | 3.5839e-08 | 2.0113e-07 | -1.8849e-08 | -3.1675e-08 | 0 | 0 | 0 | 0 | 0 | 0 | 1.2658 | 0.83614 | 0.83547 | 1.2658 | 0.83614 | 0.83547 | -0.015498 | -101.0693 | 100.8276 | -0.0155 | -101.0693 | 100.8276

## LLG_min_fault_10
name | pf_ikss_a_from_ka | pf_ikss_b_from_ka | pf_ikss_c_from_ka | pf_ikss_a_to_ka | pf_ikss_b_to_ka | pf_ikss_c_to_ka | pf_skss_a_from_mw | pf_skss_b_from_mw | pf_skss_c_from_mw | pf_skss_a_to_mw | pf_skss_b_to_mw | pf_skss_c_to_mw | pf_p_a_from_mw | pf_p_b_from_mw | pf_p_c_from_mw | pf_p_a_to_mw | pf_p_b_to_mw | pf_p_c_to_mw | pf_q_a_from_mvar | pf_q_b_from_mvar | pf_q_c_from_mvar | pf_q_a_to_mvar | pf_q_b_to_mvar | pf_q_c_to_mvar | pf_ikss_a_from_degree | pf_ikss_b_from_degree | pf_ikss_c_from_degree | pf_ikss_a_to_degree | pf_ikss_b_to_degree | pf_ikss_c_to_degree | pf_vm_a_from_pu | pf_vm_b_from_pu | pf_vm_c_from_pu | pf_vm_a_to_pu | pf_vm_b_to_pu | pf_vm_c_to_pu | pf_va_a_from_degree | pf_va_b_from_degree | pf_va_c_from_degree | pf_va_a_to_degree | pf_va_b_to_degree | pf_va_c_to_degree
Line0_1_2 | 0 | 0 | 0 | 0 | 0 | 0 | 0 | 0 | 0 | 0 | 0 | 0 | 7.9083e-09 | -1.1807e-07 | 1.16e-07 | -7.9059e-09 | 9.856e-08 | -9.6497e-08 | -1.8052e-07 | 1.7766e-08 | 2.757e-08 | 1.5043e-07 | -1.3957e-08 | -2.3833e-08 | 0 | 0 | 0 | 0 | 0 | 0 | 1.1992 | 0.79213 | 0.7915 | 1.1992 | 0.79213 | 0.7915 | -0.015497 | -101.0693 | 100.8276 | -0.015498 | -101.0693 | 100.8276
Line10_11_12 | 0 | 0 | 0 | 0 | 0 | 0 | 0 | 0 | 0 | 0 | 0 | 0 | 7.9083e-09 | -1.1807e-07 | 1.16e-07 | -7.906e-09 | 9.856e-08 | -9.6497e-08 | -1.8052e-07 | 1.7765e-08 | 2.757e-08 | 1.5043e-07 | -1.3957e-08 | -2.3833e-08 | 0 | 0 | 0 | 0 | 0 | 0 | 1.1992 | 0.79213 | 0.7915 | 1.1992 | 0.79213 | 0.7915 | -0.0155 | -101.0693 | 100.8276 | -0.015501 | -101.0693 | 100.8276
Line11_12_13 | 0 | 0 | 0 | 0 | 0 | 0 | 0 | 0 | 0 | 0 | 0 | 0 | 6.5902e-09 | -9.8388e-08 | 9.6667e-08 | -6.5879e-09 | 7.8883e-08 | -7.7164e-08 | -1.5043e-07 | 1.4805e-08 | 2.2975e-08 | 1.2035e-07 | -1.0996e-08 | -1.9238e-08 | 0 | 0 | 0 | 0 | 0 | 0 | 1.1992 | 0.79213 | 0.7915 | 1.1992 | 0.79213 | 0.7915 | -0.015501 | -101.0693 | 100.8276 | -0.015502 | -101.0693 | 100.8276
Line12_13_15 | 0 | 0 | 0 | 0 | 0 | 0 | 0 | 0 | 0 | 0 | 0 | 0 | 3.9541e-09 | -5.9033e-08 | 5.8e-08 | -3.9518e-09 | 3.9527e-08 | -3.8497e-08 | -9.026e-08 | 8.8827e-09 | 1.3785e-08 | 6.0172e-08 | -5.0738e-09 | -1.0048e-08 | 0 | 0 | 0 | 0 | 0 | 0 | 1.1992 | 0.79213 | 0.7915 | 1.1992 | 0.79213 | 0.7915 | -0.015502 | -101.0693 | 100.8276 | -0.015503 | -101.0693 | 100.8276
Line13_13_14 | 0 | 0 | 0 | 0 | 0 | 0 | 0 | 0 | 0 | 0 | 0 | 0 | 1.318e-09 | -1.9678e-08 | 1.9333e-08 | -1.3157e-09 | 1.7191e-10 | 1.7001e-10 | -3.0087e-08 | 2.9609e-09 | 4.595e-09 | -1.0705e-12 | 8.4806e-10 | -8.578e-10 | 0 | 0 | 0 | 0 | 0 | 0 | 1.1992 | 0.79213 | 0.7915 | 1.1992 | 0.79213 | 0.7915 | -0.015502 | -101.0693 | 100.8276 | -0.015502 | -101.0693 | 100.8276
Line14_15_16 | 0 | 0 | 0 | 0 | 0 | 0 | 0 | 0 | 0 | 0 | 0 | 0 | 2.6361e-09 | -3.9355e-08 | 3.8667e-08 | -2.6338e-09 | 1.985e-08 | -1.9163e-08 | -6.0174e-08 | 5.9218e-09 | 9.1901e-09 | 3.0086e-08 | -2.1129e-09 | -5.4528e-09 | 0 | 0 | 0 | 0 | 0 | 0 | 1.1992 | 0.79213 | 0.7915 | 1.1992 | 0.79213 | 0.7915 | -0.015503 | -101.0693 | 100.8276 | -0.015503 | -101.0693 | 100.8276
Line15_16_17 | 0 | 0 | 0 | 0 | 0 | 0 | 0 | 0 | 0 | 0 | 0 | 0 | 1.318e-09 | -1.9678e-08 | 1.9333e-08 | -1.3157e-09 | 1.7191e-10 | 1.7001e-10 | -3.0087e-08 | 2.9609e-09 | 4.595e-09 | -1.0707e-12 | 8.4806e-10 | -8.578e-10 | 0 | 0 | 0 | 0 | 0 | 0 | 1.1992 | 0.79213 | 0.7915 | 1.1992 | 0.79213 | 0.7915 | -0.015503 | -101.0693 | 100.8276 | -0.015503 | -101.0693 | 100.8276
Line16_4_18 | 0 | 0.025672 | 0.025651 | 0 | 0.025672 | 0.025651 | 0 | 0.0059288 | 0.0059239 | 0 | 0.0059288 | 0.0059239 | 1.3154e-09 | 0.003307 | 0.0033033 | -1.3136e-09 | -0.0032954 | -0.00329 | -3.0111e-08 | 0.0033092 | 0.0033022 | -1.0966e-12 | -0.0032954 | -0.00329 | 0 | -146.1062 | 55.8465 | 0 | 33.894 | -124.1536 | 1.199 | 0.78909 | 0.78845 | 1.1988 | 0.78605 | 0.78541 | -0.015689 | -101.0876 | 100.837 | -0.015881 | -101.106 | 100.8464
Line17_5_19 | 0 | 0 | 0 | 0 | 0 | 0 | 0 | 0 | 0 | 0 | 0 | 0 | 1.318e-09 | -1.9678e-08 | 1.9333e-08 | -1.3157e-09 | 1.7191e-10 | 1.7001e-10 | -3.0087e-08 | 2.9609e-09 | 4.595e-09 | -1.0703e-12 | 8.4806e-10 | -8.578e-10 | 0 | 0 | 0 | 0 | 0 | 0 | 1.1992 | 0.79213 | 0.7915 | 1.1992 | 0.79213 | 0.7915 | -0.015497 | -101.0693 | 100.8276 | -0.015497 | -101.0693 | 100.8276
Line1_1_3 | 0 | 0 | 0 | 0 | 0 | 0 | 0 | 0 | 0 | 0 | 0 | 0 | 1.0544e-08 | -1.5742e-07 | 1.5467e-07 | -1.0542e-08 | 1.3792e-07 | -1.3516e-07 | -2.4069e-07 | 2.3687e-08 | 3.676e-08 | 2.1061e-07 | -1.9878e-08 | -3.3023e-08 | 0 | 0 | 0 | 0 | 0 | 0 | 1.1992 | 0.79213 | 0.7915 | 1.1992 | 0.79213 | 0.7915 | -0.015497 | -101.0693 | 100.8276 | -0.015498 | -101.0693 | 100.8276
Line2_1_4 | 0 | 0.025672 | 0.025652 | 0 | 0.025672 | 0.025651 | 0 | 0.0059288 | 0.005924 | 0 | 0.0059288 | 0.0059239 | 2.6327e-09 | 0.0033187 | 0.0033166 | -2.6301e-09 | -0.003307 | -0.0033033 | -6.0213e-08 | 0.003323 | 0.0033144 | 3.011e-08 | -0.0033092 | -0.0033022 | 0 | -146.1064 | 55.8467 | 0 | 33.8938 | -124.1535 | 1.1992 | 0.79213 | 0.7915 | 1.199 | 0.78909 | 0.78845 | -0.015497 | -101.0693 | 100.8276 | -0.015689 | -101.0876 | 100.837
Line3_1_5 | 0 | 0 | 0 | 0 | 0 | 0 | 0 | 0 | 0 | 0 | 0 | 0 | 2.6361e-09 | -3.9355e-08 | 3.8667e-08 | -2.6338e-09 | 1.985e-08 | -1.9163e-08 | -6.0174e-08 | 5.9218e-09 | 9.1901e-09 | 3.0086e-08 | -2.1129e-09 | -5.4528e-09 | 0 | 0 | 0 | 0 | 0 | 0 | 1.1992 | 0.79213 | 0.7915 | 1.1992 | 0.79213 | 0.7915 | -0.015497 | -101.0693 | 100.8276 | -0.015497 | -101.0693 | 100.8276
Line4_2_6 | 0 | 0 | 0 | 0 | 0 | 0 | 0 | 0 | 0 | 0 | 0 | 0 | 6.5902e-09 | -9.8388e-08 | 9.6667e-08 | -6.5879e-09 | 7.8883e-08 | -7.7164e-08 | -1.5043e-07 | 1.4805e-08 | 2.2975e-08 | 1.2035e-07 | -1.0996e-08 | -1.9238e-08 | 0 | 0 | 0 | 0 | 0 | 0 | 1.1992 | 0.79213 | 0.7915 | 1.1992 | 0.79213 | 0.7915 | -0.015498 | -101.0693 | 100.8276 | -0.015499 | -101.0693 | 100.8276
Line5_6_7 | 0 | 0 | 0 | 0 | 0 | 0 | 0 | 0 | 0 | 0 | 0 | 0 | 5.2722e-09 | -7.8711e-08 | 7.7334e-08 | -5.2699e-09 | 5.9205e-08 | -5.783e-08 | -1.2035e-07 | 1.1844e-08 | 1.838e-08 | 9.0259e-08 | -8.0347e-09 | -1.4643e-08 | 0 | 0 | 0 | 0 | 0 | 0 | 1.1992 | 0.79213 | 0.7915 | 1.1992 | 0.79213 | 0.7915 | -0.015499 | -101.0693 | 100.8276 | -0.0155 | -101.0693 | 100.8276
Line6_7_8 | 0 | 0 | 0 | 0 | 0 | 0 | 0 | 0 | 0 | 0 | 0 | 0 | 3.9541e-09 | -5.9033e-08 | 5.8e-08 | -3.9518e-09 | 3.9527e-08 | -3.8497e-08 | -9.026e-08 | 8.8827e-09 | 1.3785e-08 | 6.0172e-08 | -5.0738e-09 | -1.0048e-08 | 0 | 0 | 0 | 0 | 0 | 0 | 1.1992 | 0.79213 | 0.7915 | 1.1992 | 0.79213 | 0.7915 | -0.0155 | -101.0693 | 100.8276 | -0.0155 | -101.0693 | 100.8276
Line7_8_9 | 0 | 0 | 0 | 0 | 0 | 0 | 0 | 0 | 0 | 0 | 0 | 0 | 1.318e-09 | -1.9678e-08 | 1.9333e-08 | -1.3157e-09 | 1.7191e-10 | 1.7001e-10 | -3.0087e-08 | 2.9609e-09 | 4.595e-09 | -1.0705e-12 | 8.4806e-10 | -8.578e-10 | 0 | 0 | 0 | 0 | 0 | 0 | 1.1992 | 0.79213 | 0.7915 | 1.1992 | 0.79213 | 0.7915 | -0.0155 | -101.0693 | 100.8276 | -0.015501 | -101.0693 | 100.8276
Line8_8_10 | 0 | 0 | 0 | 0 | 0 | 0 | 0 | 0 | 0 | 0 | 0 | 0 | 1.318e-09 | -1.9678e-08 | 1.9333e-08 | -1.3157e-09 | 1.7191e-10 | 1.7001e-10 | -3.0087e-08 | 2.9609e-09 | 4.595e-09 | -1.0705e-12 | 8.4806e-10 | -8.578e-10 | 0 | 0 | 0 | 0 | 0 | 0 | 1.1992 | 0.79213 | 0.7915 | 1.1992 | 0.79213 | 0.7915 | -0.0155 | -101.0693 | 100.8276 | -0.015501 | -101.0693 | 100.8276
Line9_3_11 | 0 | 0 | 0 | 0 | 0 | 0 | 0 | 0 | 0 | 0 | 0 | 0 | 9.2263e-09 | -1.3774e-07 | 1.3533e-07 | -9.224e-09 | 1.1824e-07 | -1.1583e-07 | -2.1061e-07 | 2.0726e-08 | 3.2165e-08 | 1.8052e-07 | -1.6917e-08 | -2.8428e-08 | 0 | 0 | 0 | 0 | 0 | 0 | 1.1992 | 0.79213 | 0.7915 | 1.1992 | 0.79213 | 0.7915 | -0.015498 | -101.0693 | 100.8276 | -0.0155 | -101.0693 | 100.8276