## LLL_max_6
name | pf_ikss_from_ka | pf_ikss_to_ka | pf_ip_from_ka | pf_ip_to_ka | pf_skss_from_mw | pf_skss_to_mw | pf_p_from_mw | pf_p_to_mw | pf_q_from_mvar | pf_q_to_mvar | pf_ikss_from_degree | pf_ikss_to_degree | pf_vm_from_pu | pf_vm_to_pu | pf_va_from_degree | pf_va_to_degree
Line0_1_2 | 0 | 0 | 0 | 0 | 0 | 0 | 0 | 0 | 0 | 0 | 0 | 0 | 0.70184 | 0.70184 | -7.4193 | -7.4193
Line10_11_12 | 0 | 0 | 0 | 0 | 0 | 0 | 0 | 0 | 0 | 0 | 0 | 0 | 0.70184 | 0.70184 | -7.4193 | -7.4193
Line11_12_13 | 0 | 0 | 0 | 0 | 0 | 0 | 0 | 0 | 0 | 0 | 0 | 0 | 0.70184 | 0.70184 | -7.4193 | -7.4193
Line12_13_15 | 0 | 0 | 0 | 0 | 0 | 0 | 0 | 0 | 0 | 0 | 0 | 0 | 0.70184 | 0.70184 | -7.4193 | -7.4193
Line13_13_14 | 0 | 0 | 0 | 0 | 0 | 0 | 0 | 0 | 0 | 0 | 0 | 0 | 0.70184 | 0.70184 | -7.4193 | -7.4193
Line14_15_16 | 0 | 0 | 0 | 0 | 0 | 0 | 0 | 0 | 0 | 0 | 0 | 0 | 0.70184 | 0.70184 | -7.4193 | -7.4193
Line15_16_17 | 0 | 0 | 0 | 0 | 0 | 0 | 0 | 0 | 0 | 0 | 0 | 0 | 0.70184 | 0.70184 | -7.4193 | -7.4193
Line16_4_18 | 3.6243 | 3.6243 | 0 | 7.0007 | 2.511 | 2.511 | 0.39406 | -1e-07 | 0.78812 | -1e-07 | -70.8543 | 109.1457 | 0.35092 | 0 | -7.4193 | 0
Line17_5_19 | 0 | 0 | 0 | 0 | 0 | 0 | 0 | 0 | 0 | 0 | 0 | 0 | 0.70184 | 0.70184 | -7.4193 | -7.4193
Line1_1_3 | 0 | 0 | 0 | 0 | 0 | 0 | 0 | 0 | 0 | 0 | 0 | 0 | 0.70184 | 0.70184 | -7.4193 | -7.4193
Line2_1_4 | 3.6243 | 3.6243 | 0 | 0 | 2.511 | 2.511 | 0.78812 | -0.39406 | 1.5762 | -0.78812 | -70.8543 | 109.1457 | 0.70184 | 0.35092 | -7.4193 | -7.4193
Line3_1_5 | 0 | 0 | 0 | 0 | 0 | 0 | 0 | 0 | 0 | 0 | 0 | 0 | 0.70184 | 0.70184 | -7.4193 | -7.4193
Line4_2_6 | 0 | 0 | 0 | 0 | 0 | 0 | 0 | 0 | 0 | 0 | 0 | 0 | 0.70184 | 0.70184 | -7.4193 | -7.4193
Line5_6_7 | 0 | 0 | 0 | 0 | 0 | 0 | 0 | 0 | 0 | 0 | 0 | 0 | 0.70184 | 0.70184 | -7.4193 | -7.4193
Line6_7_8 | 0 | 0 | 0 | 0 | 0 | 0 | 0 | 0 | 0 | 0 | 0 | 0 | 0.70184 | 0.70184 | -7.4193 | -7.4193
Line7_8_9 | 0 | 0 | 0 | 0 | 0 | 0 | 0 | 0 | 0 | 0 | 0 | 0 | 0.70184 | 0.70184 | -7.4193 | -7.4193
Line8_8_10 | 0 | 0 | 0 | 0 | 0 | 0 | 0 | 0 | 0 | 0 | 0 | 0 | 0.70184 | 0.70184 | -7.4193 | -7.4193
Line9_3_11 | 0 | 0 | 0 | 0 | 0 | 0 | 0 | 0 | 0 | 0 | 0 | 0 | 0.70184 | 0.70184 | -7.4193 | -7.4193

## LLL_max_10
name | pf_ikss_from_ka | pf_ikss_to_ka | pf_ip_from_ka | pf_ip_to_ka | pf_skss_from_mw | pf_skss_to_mw | pf_p_from_mw | pf_p_to_mw | pf_q_from_mvar | pf_q_to_mvar | pf_ikss_from_degree | pf_ikss_to_degree | pf_vm_from_pu | pf_vm_to_pu | pf_va_from_degree | pf_va_to_degree
Line0_1_2 | 0 | 0 | 0 | 0 | 0 | 0 | 0 | 0 | 0 | 0 | 0 | 0 | 0.72372 | 0.72372 | -7.6495 | -7.6495
Line10_11_12 | 0 | 0 | 0 | 0 | 0 | 0 | 0 | 0 | 0 | 0 | 0 | 0 | 0.72372 | 0.72372 | -7.6495 | -7.6495
Line11_12_13 | 0 | 0 | 0 | 0 | 0 | 0 | 0 | 0 | 0 | 0 | 0 | 0 | 0.72372 | 0.72372 | -7.6495 | -7.6495
Line12_13_15 | 0 | 0 | 0 | 0 | 0 | 0 | 0 | 0 | 0 | 0 | 0 | 0 | 0.72372 | 0.72372 | -7.6495 | -7.6495
Line13_13_14 | 0 | 0 | 0 | 0 | 0 | 0 | 0 | 0 | 0 | 0 | 0 | 0 | 0.72372 | 0.72372 | -7.6495 | -7.6495
Line14_15_16 | 0 | 0 | 0 | 0 | 0 | 0 | 0 | 0 | 0 | 0 | 0 | 0 | 0.72372 | 0.72372 | -7.6495 | -7.6495
Line15_16_17 | 0 | 0 | 0 | 0 | 0 | 0 | 0 | 0 | 0 | 0 | 0 | 0 | 0.72372 | 0.72372 | -7.6495 | -7.6495
Line16_4_18 | 3.7373 | 3.7373 | 0 | 7.2438 | 2.5893 | 2.5893 | 0.41902 | -1e-07 | 0.83803 | -1e-07 | -71.0844 | 108.9156 | 0.36186 | 0 | -7.6495 | 0
Line17_5_19 | 0 | 0 | 0 | 0 | 0 | 0 | 0 | 0 | 0 | 0 | 0 | 0 | 0.72372 | 0.72372 | -7.6495 | -7.6495
Line1_1_3 | 0 | 0 | 0 | 0 | 0 | 0 | 0 | 0 | 0 | 0 | 0 | 0 | 0.72372 | 0.72372 | -7.6495 | -7.6495
Line2_1_4 | 3.7373 | 3.7373 | 0 | 0 | 2.5893 | 2.5893 | 0.83803 | -0.41902 | 1.6761 | -0.83803 | -71.0844 | 108.9156 | 0.72372 | 0.36186 | -7.6495 | -7.6495
Line3_1_5 | 0 | 0 | 0 | 0 | 0 | 0 | 0 | 0 | 0 | 0 | 0 | 0 | 0.72372 | 0.72372 | -7.6495 | -7.6495
Line4_2_6 | 0 | 0 | 0 | 0 | 0 | 0 | 0 | 0 | 0 | 0 | 0 | 0 | 0.72372 | 0.72372 | -7.6495 | -7.6495
Line5_6_7 | 0 | 0 | 0 | 0 | 0 | 0 | 0 | 0 | 0 | 0 | 0 | 0 | 0.72372 | 0.72372 | -7.6495 | -7.6495
Line6_7_8 | 0 | 0 | 0 | 0 | 0 | 0 | 0 | 0 | 0 | 0 | 0 | 0 | 0.72372 | 0.72372 | -7.6495 | -7.6495
Line7_8_9 | 0 | 0 | 0 | 0 | 0 | 0 | 0 | 0 | 0 | 0 | 0 | 0 | 0.72372 | 0.72372 | -7.6495 | -7.6495
Line8_8_10 | 0 | 0 | 0 | 0 | 0 | 0 | 0 | 0 | 0 | 0 | 0 | 0 | 0.72372 | 0.72372 | -7.6495 | -7.6495
Line9_3_11 | 0 | 0 | 0 | 0 | 0 | 0 | 0 | 0 | 0 | 0 | 0 | 0 | 0.72372 | 0.72372 | -7.6495 | -7.6495

## LLL_max_fault_6
name | pf_ikss_from_ka | pf_ikss_to_ka | pf_ip_from_ka | pf_ip_to_ka | pf_skss_from_mw | pf_skss_to_mw | pf_p_from_mw | pf_p_to_mw | pf_q_from_mvar | pf_q_to_mvar | pf_ikss_from_degree | pf_ikss_to_degree | pf_vm_from_pu | pf_vm_to_pu | pf_va_from_degree | pf_va_to_degree
Line0_1_2 | 0 | 0 | 0 | 0 | 0 | 0 | 0 | 0 | 0 | 0 | 0 | 0 | 1.0474 | 1.0474 | -0.12051 | -0.12051
Line10_11_12 | 0 | 0 | 0 | 0 | 0 | 0 | 0 | 0 | 0 | 0 | 0 | 0 | 1.0474 | 1.0474 | -0.12051 | -0.12051
Line11_12_13 | 0 | 0 | 0 | 0 | 0 | 0 | 0 | 0 | 0 | 0 | 0 | 0 | 1.0474 | 1.0474 | -0.12051 | -0.12051
Line12_13_15 | 0 | 0 | 0 | 0 | 0 | 0 | 0 | 0 | 0 | 0 | 0 | 0 | 1.0474 | 1.0474 | -0.12051 | -0.12051
Line13_13_14 | 0 | 0 | 0 | 0 | 0 | 0 | 0 | 0 | 0 | 0 | 0 | 0 | 1.0474 | 1.0474 | -0.12051 | -0.12051
Line14_15_16 | 0 | 0 | 0 | 0 | 0 | 0 | 0 | 0 | 0 | 0 | 0 | 0 | 1.0474 | 1.0474 | -0.12051 | -0.12051
Line15_16_17 | 0 | 0 | 0 | 0 | 0 | 0 | 0 | 0 | 0 | 0 | 0 | 0 | 1.0474 | 1.0474 | -0.12051 | -0.12051
Line16_4_18 | 0.034003 | 0.034003 | 0 | 0.065681 | 0.023558 | 0.023558 | 0.017378 | -0.017343 | 0.017412 | -0.017343 | -45.2344 | 134.7656 | 1.0442 | 1.0411 | -0.17729 | -0.23442
Line17_5_19 | 0 | 0 | 0 | 0 | 0 | 0 | 0 | 0 | 0 | 0 | 0 | 0 | 1.0474 | 1.0474 | -0.12051 | -0.12051
Line1_1_3 | 0 | 0 | 0 | 0 | 0 | 0 | 0 | 0 | 0 | 0 | 0 | 0 | 1.0474 | 1.0474 | -0.12051 | -0.12051
Line2_1_4 | 0.034003 | 0.034003 | 0 | 0 | 0.023558 | 0.023558 | 0.017412 | -0.017378 | 0.017482 | -0.017412 | -45.2344 | 134.7656 | 1.0474 | 1.0442 | -0.12051 | -0.17729
Line3_1_5 | 0 | 0 | 0 | 0 | 0 | 0 | 0 | 0 | 0 | 0 | 0 | 0 | 1.0474 | 1.0474 | -0.12051 | -0.12051
Line4_2_6 | 0 | 0 | 0 | 0 | 0 | 0 | 0 | 0 | 0 | 0 | 0 | 0 | 1.0474 | 1.0474 | -0.12051 | -0.12051
Line5_6_7 | 0 | 0 | 0 | 0 | 0 | 0 | 0 | 0 | 0 | 0 | 0 | 0 | 1.0474 | 1.0474 | -0.12051 | -0.12051
Line6_7_8 | 0 | 0 | 0 | 0 | 0 | 0 | 0 | 0 | 0 | 0 | 0 | 0 | 1.0474 | 1.0474 | -0.12051 | -0.12051
Line7_8_9 | 0 | 0 | 0 | 0 | 0 | 0 | 0 | 0 | 0 | 0 | 0 | 0 | 1.0474 | 1.0474 | -0.12051 | -0.12051
Line8_8_10 | 0 | 0 | 0 | 0 | 0 | 0 | 0 | 0 | 0 | 0 | 0 | 0 | 1.0474 | 1.0474 | -0.12051 | -0.12051
Line9_3_11 | 0 | 0 | 0 | 0 | 0 | 0 | 0 | 0 | 0 | 0 | 0 | 0 | 1.0474 | 1.0474 | -0.12051 | -0.12051

## LLL_max_fault_10
name | pf_ikss_from_ka | pf_ikss_to_ka | pf_ip_from_ka | pf_ip_to_ka | pf_skss_from_mw | pf_skss_to_mw | pf_p_from_mw | pf_p_to_mw | pf_q_from_mvar | pf_q_to_mvar | pf_ikss_from_degree | pf_ikss_to_degree | pf_vm_from_pu | pf_vm_to_pu | pf_va_from_degree | pf_va_to_degree
Line0_1_2 | 0 | 0 | 0 | 0 | 0 | 0 | 0 | 0 | 0 | 0 | 0 | 0 | 1.0971 | 1.0971 | -0.12619 | -0.12619
Line10_11_12 | 0 | 0 | 0 | 0 | 0 | 0 | 0 | 0 | 0 | 0 | 0 | 0 | 1.0971 | 1.0971 | -0.12619 | -0.12619
Line11_12_13 | 0 | 0 | 0 | 0 | 0 | 0 | 0 | 0 | 0 | 0 | 0 | 0 | 1.0971 | 1.0971 | -0.12619 | -0.12619
Line12_13_15 | 0 | 0 | 0 | 0 | 0 | 0 | 0 | 0 | 0 | 0 | 0 | 0 | 1.0971 | 1.0971 | -0.12619 | -0.12619
Line13_13_14 | 0 | 0 | 0 | 0 | 0 | 0 | 0 | 0 | 0 | 0 | 0 | 0 | 1.0971 | 1.0971 | -0.12619 | -0.12619
Line14_15_16 | 0 | 0 | 0 | 0 | 0 | 0 | 0 | 0 | 0 | 0 | 0 | 0 | 1.0971 | 1.0971 | -0.12619 | -0.12619
Line15_16_17 | 0 | 0 | 0 | 0 | 0 | 0 | 0 | 0 | 0 | 0 | 0 | 0 | 1.0971 | 1.0971 | -0.12619 | -0.12619
Line16_4_18 | 0.035618 | 0.035618 | 0 | 0.069037 | 0.024677 | 0.024677 | 0.019068 | -0.01903 | 0.019106 | -0.01903 | -45.2401 | 134.7599 | 1.0938 | 1.0906 | -0.18297 | -0.2401
Line17_5_19 | 0 | 0 | 0 | 0 | 0 | 0 | 0 | 0 | 0 | 0 | 0 | 0 | 1.0971 | 1.0971 | -0.12619 | -0.12619
Line1_1_3 | 0 | 0 | 0 | 0 | 0 | 0 | 0 | 0 | 0 | 0 | 0 | 0 | 1.0971 | 1.0971 | -0.12619 | -0.12619
Line2_1_4 | 0.035618 | 0.035618 | 0 | 0 | 0.024677 | 0.024677 | 0.019106 | -0.019068 | 0.019182 | -0.019106 | -45.2401 | 134.7599 | 1.0971 | 1.0938 | -0.12619 | -0.18297
Line3_1_5 | 0 | 0 | 0 | 0 | 0 | 0 | 0 | 0 | 0 | 0 | 0 | 0 | 1.0971 | 1.0971 | -0.12619 | -0.12619
Line4_2_6 | 0 | 0 | 0 | 0 | 0 | 0 | 0 | 0 | 0 | 0 | 0 | 0 | 1.0971 | 1.0971 | -0.12619 | -0.12619
Line5_6_7 | 0 | 0 | 0 | 0 | 0 | 0 | 0 | 0 | 0 | 0 | 0 | 0 | 1.0971 | 1.0971 | -0.12619 | -0.12619
Line6_7_8 | 0 | 0 | 0 | 0 | 0 | 0 | 0 | 0 | 0 | 0 | 0 | 0 | 1.0971 | 1.0971 | -0.12619 | -0.12619
Line7_8_9 | 0 | 0 | 0 | 0 | 0 | 0 | 0 | 0 | 0 | 0 | 0 | 0 | 1.0971 | 1.0971 | -0.12619 | -0.12619
Line8_8_10 | 0 | 0 | 0 | 0 | 0 | 0 | 0 | 0 | 0 | 0 | 0 | 0 | 1.0971 | 1.0971 | -0.12619 | -0.12619
Line9_3_11 | 0 | 0 | 0 | 0 | 0 | 0 | 0 | 0 | 0 | 0 | 0 | 0 | 1.0971 | 1.0971 | -0.12619 | -0.12619

## LLL_min_6
name | pf_ikss_from_ka | pf_ikss_to_ka | pf_ip_from_ka | pf_ip_to_ka | pf_skss_from_mw | pf_skss_to_mw | pf_p_from_mw | pf_p_to_mw | pf_q_from_mvar | pf_q_to_mvar | pf_ikss_from_degree | pf_ikss_to_degree | pf_vm_from_pu | pf_vm_to_pu | pf_va_from_degree | pf_va_to_degree
Line0_1_2 | 0 | 0 | 0 | 0 | 0 | 0 | 0 | 0 | 0 | 0 | 0 | 0 | 0.695 | 0.695 | -11.6026 | -11.6026
Line10_11_12 | 0 | 0 | 0 | 0 | 0 | 0 | 0 | 0 | 0 | 0 | 0 | 0 | 0.695 | 0.695 | -11.6026 | -11.6026
Line11_12_13 | 0 | 0 | 0 | 0 | 0 | 0 | 0 | 0 | 0 | 0 | 0 | 0 | 0.695 | 0.695 | -11.6026 | -11.6026
Line12_13_15 | 0 | 0 | 0 | 0 | 0 | 0 | 0 | 0 | 0 | 0 | 0 | 0 | 0.695 | 0.695 | -11.6026 | -11.6026
Line13_13_14 | 0 | 0 | 0 | 0 | 0 | 0 | 0 | 0 | 0 | 0 | 0 | 0 | 0.695 | 0.695 | -11.6026 | -11.6026
Line14_15_16 | 0 | 0 | 0 | 0 | 0 | 0 | 0 | 0 | 0 | 0 | 0 | 0 | 0.695 | 0.695 | -11.6026 | -11.6026
Line15_16_17 | 0 | 0 | 0 | 0 | 0 | 0 | 0 | 0 | 0 | 0 | 0 | 0 | 0.695 | 0.695 | -11.6026 | -11.6026
Line16_4_18 | 2.8946 | 2.8946 | 0 | 4.7808 | 2.0055 | 2.0055 | 0.48263 | -1e-07 | 0.50274 | -1e-07 | -57.7717 | 122.2283 | 0.3475 | 0 | -11.6026 | 0
Line17_5_19 | 0 | 0 | 0 | 0 | 0 | 0 | 0 | 0 | 0 | 0 | 0 | 0 | 0.695 | 0.695 | -11.6026 | -11.6026
Line1_1_3 | 0 | 0 | 0 | 0 | 0 | 0 | 0 | 0 | 0 | 0 | 0 | 0 | 0.695 | 0.695 | -11.6026 | -11.6026
Line2_1_4 | 2.8946 | 2.8946 | 0 | 0 | 2.0055 | 2.0055 | 0.96525 | -0.48263 | 1.0055 | -0.50274 | -57.7717 | 122.2283 | 0.695 | 0.3475 | -11.6026 | -11.6026
Line3_1_5 | 0 | 0 | 0 | 0 | 0 | 0 | 0 | 0 | 0 | 0 | 0 | 0 | 0.695 | 0.695 | -11.6026 | -11.6026
Line4_2_6 | 0 | 0 | 0 | 0 | 0 | 0 | 0 | 0 | 0 | 0 | 0 | 0 | 0.695 | 0.695 | -11.6026 | -11.6026
Line5_6_7 | 0 | 0 | 0 | 0 | 0 | 0 | 0 | 0 | 0 | 0 | 0 | 0 | 0.695 | 0.695 | -11.6026 | -11.6026
Line6_7_8 | 0 | 0 | 0 | 0 | 0 | 0 | 0 | 0 | 0 | 0 | 0 | 0 | 0.695 | 0.695 | -11.6026 | -11.6026
Line7_8_9 | 0 | 0 | 0 | 0 | 0 | 0 | 0 | 0 | 0 | 0 | 0 | 0 | 0.695 | 0.695 | -11.6026 | -11.6026
Line8_8_10 | 0 | 0 | 0 | 0 | 0 | 0 | 0 | 0 | 0 | 0 | 0 | 0 | 0.695 | 0.695 | -11.6026 | -11.6026
Line9_3_11 | 0 | 0 | 0 | 0 | 0 | 0 | 0 | 0 | 0 | 0 | 0 | 0 | 0.695 | 0.695 | -11.6026 | -11.6026

## LLL_min_10
name | pf_ikss_from_ka | pf_ikss_to_ka | pf_ip_from_ka | pf_ip_to_ka | pf_skss_from_mw | pf_skss_to_mw | pf_p_from_mw | pf_p_to_mw | pf_q_from_mvar | pf_q_to_mvar | pf_ikss_from_degree | pf_ikss_to_degree | pf_vm_from_pu | pf_vm_to_pu | pf_va_from_degree | pf_va_to_degree
Line0_1_2 | 0 | 0 | 0 | 0 | 0 | 0 | 0 | 0 | 0 | 0 | 0 | 0 | 0.65842 | 0.65842 | -11.6026 | -11.6026
Line10_11_12 | 0 | 0 | 0 | 0 | 0 | 0 | 0 | 0 | 0 | 0 | 0 | 0 | 0.65842 | 0.65842 | -11.6026 | -11.6026
Line11_12_13 | 0 | 0 | 0 | 0 | 0 | 0 | 0 | 0 | 0 | 0 | 0 | 0 | 0.65842 | 0.65842 | -11.6026 | -11.6026
Line12_13_15 | 0 | 0 | 0 | 0 | 0 | 0 | 0 | 0 | 0 | 0 | 0 | 0 | 0.65842 | 0.65842 | -11.6026 | -11.6026
Line13_13_14 | 0 | 0 | 0 | 0 | 0 | 0 | 0 | 0 | 0 | 0 | 0 | 0 | 0.65842 | 0.65842 | -11.6026 | -11.6026
Line14_15_16 | 0 | 0 | 0 | 0 | 0 | 0 | 0 | 0 | 0 | 0 | 0 | 0 | 0.65842 | 0.65842 | -11.6026 | -11.6026
Line15_16_17 | 0 | 0 | 0 | 0 | 0 | 0 | 0 | 0 | 0 | 0 | 0 | 0 | 0.65842 | 0.65842 | -11.6026 | -11.6026
Line16_4_18 | 2.7423 | 2.7423 | 0 | 4.5292 | 1.8999 | 1.8999 | 0.43316 | -1e-07 | 0.45121 | -1e-07 | -57.7717 | 122.2283 | 0.32921 | 0 | -11.6026 | 0
Line17_5_19 | 0 | 0 | 0 | 0 | 0 | 0 | 0 | 0 | 0 | 0 | 0 | 0 | 0.65842 | 0.65842 | -11.6026 | -11.6026
Line1_1_3 | 0 | 0 | 0 | 0 | 0 | 0 | 0 | 0 | 0 | 0 | 0 | 0 | 0.65842 | 0.65842 | -11.6026 | -11.6026
Line2_1_4 | 2.7423 | 2.7423 | 0 | 0 | 1.8999 | 1.8999 | 0.86632 | -0.43316 | 0.90242 | -0.45121 | -57.7717 | 122.2283 | 0.65842 | 0.32921 | -11.6026 | -11.6026
Line3_1_5 | 0 | 0 | 0 | 0 | 0 | 0 | 0 | 0 | 0 | 0 | 0 | 0 | 0.65842 | 0.65842 | -11.6026 | -11.6026
Line4_2_6 | 0 | 0 | 0 | 0 | 0 | 0 | 0 | 0 | 0 | 0 | 0 | 0 | 0.65842 | 0.65842 | -11.6026 | -11.6026
Line5_6_7 | 0 | 0 | 0 | 0 | 0 | 0 | 0 | 0 | 0 | 0 | 0 | 0 | 0.65842 | 0.65842 | -11.6026 | -11.6026
Line6_7_8 | 0 | 0 | 0 | 0 | 0 | 0 | 0 | 0 | 0 | 0 | 0 | 0 | 0.65842 | 0.65842 | -11.6026 | -11.6026
Line7_8_9 | 0 | 0 | 0 | 0 | 0 | 0 | 0 | 0 | 0 | 0 | 0 | 0 | 0.65842 | 0.65842 | -11.6026 | -11.6026
Line8_8_10 | 0 | 0 | 0 | 0 | 0 | 0 | 0 | 0 | 0 | 0 | 0 | 0 | 0.65842 | 0.65842 | -11.6026 | -11.6026
Line9_3_11 | 0 | 0 | 0 | 0 | 0 | 0 | 0 | 0 | 0 | 0 | 0 | 0 | 0.65842 | 0.65842 | -11.6026 | -11.6026

## LLL_min_fault_6
name | pf_ikss_from_ka | pf_ikss_to_ka | pf_ip_from_ka | pf_ip_to_ka | pf_skss_from_mw | pf_skss_to_mw | pf_p_from_mw | pf_p_to_mw | pf_q_from_mvar | pf_q_to_mvar | pf_ikss_from_degree | pf_ikss_to_degree | pf_vm_from_pu | pf_vm_to_pu | pf_va_from_degree | pf_va_to_degree
Line0_1_2 | 0 | 0 | 0 | 0 | 0 | 0 | 0 | 0 | 0 | 0 | 0 | 0 | 0.94754 | 0.94754 | -0.12527 | -0.12527
Line10_11_12 | 0 | 0 | 0 | 0 | 0 | 0 | 0 | 0 | 0 | 0 | 0 | 0 | 0.94754 | 0.94754 | -0.12527 | -0.12527
Line11_12_13 | 0 | 0 | 0 | 0 | 0 | 0 | 0 | 0 | 0 | 0 | 0 | 0 | 0.94754 | 0.94754 | -0.12527 | -0.12527
Line12_13_15 | 0 | 0 | 0 | 0 | 0 | 0 | 0 | 0 | 0 | 0 | 0 | 0 | 0.94754 | 0.94754 | -0.12527 | -0.12527
Line13_13_14 | 0 | 0 | 0 | 0 | 0 | 0 | 0 | 0 | 0 | 0 | 0 | 0 | 0.94754 | 0.94754 | -0.12527 | -0.12527
Line14_15_16 | 0 | 0 | 0 | 0 | 0 | 0 | 0 | 0 | 0 | 0 | 0 | 0 | 0.94754 | 0.94754 | -0.12527 | -0.12527
Line15_16_17 | 0 | 0 | 0 | 0 | 0 | 0 | 0 | 0 | 0 | 0 | 0 | 0 | 0.94754 | 0.94754 | -0.12527 | -0.12527
Line16_4_18 | 0.030706 | 0.030706 | 0 | 0.050714 | 0.021274 | 0.021274 | 0.014197 | -0.014143 | 0.014199 | -0.014143 | -45.1344 | 134.8656 | 0.94385 | 0.94017 | -0.1298 | -0.13436
Line17_5_19 | 0 | 0 | 0 | 0 | 0 | 0 | 0 | 0 | 0 | 0 | 0 | 0 | 0.94754 | 0.94754 | -0.12527 | -0.12527
Line1_1_3 | 0 | 0 | 0 | 0 | 0 | 0 | 0 | 0 | 0 | 0 | 0 | 0 | 0.94754 | 0.94754 | -0.12527 | -0.12527
Line2_1_4 | 0.030706 | 0.030706 | 0 | 0 | 0.021274 | 0.021274 | 0.014251 | -0.014197 | 0.014256 | -0.014199 | -45.1344 | 134.8656 | 0.94754 | 0.94385 | -0.12527 | -0.1298
Line3_1_5 | 0 | 0 | 0 | 0 | 0 | 0 | 0 | 0 | 0 | 0 | 0 | 0 | 0.94754 | 0.94754 | -0.12527 | -0.12527
Line4_2_6 | 0 | 0 | 0 | 0 | 0 | 0 | 0 | 0 | 0 | 0 | 0 | 0 | 0.94754 | 0.94754 | -0.12527 | -0.12527
Line5_6_7 | 0 | 0 | 0 | 0 | 0 | 0 | 0 | 0 | 0 | 0 | 0 | 0 | 0.94754 | 0.94754 | -0.12527 | -0.12527
Line6_7_8 | 0 | 0 | 0 | 0 | 0 | 0 | 0 | 0 | 0 | 0 | 0 | 0 | 0.94754 | 0.94754 | -0.12527 | -0.12527
Line7_8_9 | 0 | 0 | 0 | 0 | 0 | 0 | 0 | 0 | 0 | 0 | 0 | 0 | 0.94754 | 0.94754 | -0.12527 | -0.12527
Line8_8_10 | 0 | 0 | 0 | 0 | 0 | 0 | 0 | 0 | 0 | 0 | 0 | 0 | 0.94754 | 0.94754 | -0.12527 | -0.12527
Line9_3_11 | 0 | 0 | 0 | 0 | 0 | 0 | 0 | 0 | 0 | 0 | 0 | 0 | 0.94754 | 0.94754 | -0.12527 | -0.12527

## LLL_min_fault_10
name | pf_ikss_from_ka | pf_ikss_to_ka | pf_ip_from_ka | pf_ip_to_ka | pf_skss_from_mw | pf_skss_to_mw | pf_p_from_mw | pf_p_to_mw | pf_q_from_mvar | pf_q_to_mvar | pf_ikss_from_degree | pf_ikss_to_degree | pf_vm_from_pu | pf_vm_to_pu | pf_va_from_degree | pf_va_to_degree
Line0_1_2 | 0 | 0 | 0 | 0 | 0 | 0 | 0 | 0 | 0 | 0 | 0 | 0 | 0.89767 | 0.89767 | -0.12527 | -0.12527
Line10_11_12 | 0 | 0 | 0 | 0 | 0 | 0 | 0 | 0 | 0 | 0 | 0 | 0 | 0.89767 | 0.89767 | -0.12527 | -0.12527
Line11_12_13 | 0 | 0 | 0 | 0 | 0 | 0 | 0 | 0 | 0 | 0 | 0 | 0 | 0.89767 | 0.89767 | -0.12527 | -0.12527
Line12_13_15 | 0 | 0 | 0 | 0 | 0 | 0 | 0 | 0 | 0 | 0 | 0 | 0 | 0.89767 | 0.89767 | -0.12527 | -0.12527
Line13_13_14 | 0 | 0 | 0 | 0 | 0 | 0 | 0 | 0 | 0 | 0 | 0 | 0 | 0.89767 | 0.89767 | -0.12527 | -0.12527
Line14_15_16 | 0 | 0 | 0 | 0 | 0 | 0 | 0 | 0 | 0 | 0 | 0 | 0 | 0.89767 | 0.89767 | -0.12527 | -0.12527
Line15_16_17 | 0 | 0 | 0 | 0 | 0 | 0 | 0 | 0 | 0 | 0 | 0 | 0 | 0.89767 | 0.89767 | -0.12527 | -0.12527
Line16_4_18 | 0.02909 | 0.02909 | 0 | 0.048045 | 0.020154 | 0.020154 | 0.012742 | -0.012693 | 0.012744 | -0.012693 | -45.1344 | 134.8656 | 0.89418 | 0.89069 | -0.1298 | -0.13436
Line17_5_19 | 0 | 0 | 0 | 0 | 0 | 0 | 0 | 0 | 0 | 0 | 0 | 0 | 0.89767 | 0.89767 | -0.12527 | -0.12527
Line1_1_3 | 0 | 0 | 0 | 0 | 0 | 0 | 0 | 0 | 0 | 0 | 0 | 0 | 0.89767 | 0.89767 | -0.12527 | -0.12527
Line2_1_4 | 0.02909 | 0.02909 | 0 | 0 | 0.020154 | 0.020154 | 0.012791 | -0.012742 | 0.012795 | -0.012744 | -45.1344 | 134.8656 | 0.89767 | 0.89418 | -0.12527 | -0.1298
Line3_1_5 | 0 | 0 | 0 | 0 | 0 | 0 | 0 | 0 | 0 | 0 | 0 | 0 | 0.89767 | 0.89767 | -0.12527 | -0.12527
Line4_2_6 | 0 | 0 | 0 | 0 | 0 | 0 | 0 | 0 | 0 | 0 | 0 | 0 | 0.89767 | 0.89767 | -0.12527 | -0.12527
Line5_6_7 | 0 | 0 | 0 | 0 | 0 | 0 | 0 | 0 | 0 | 0 | 0 | 0 | 0.89767 | 0.89767 | -0.12527 | -0.12527
Line6_7_8 | 0 | 0 | 0 | 0 | 0 | 0 | 0 | 0 | 0 | 0 | 0 | 0 | 0.89767 | 0.89767 | -0.12527 | -0.12527
Line7_8_9 | 0 | 0 | 0 | 0 | 0 | 0 | 0 | 0 | 0 | 0 | 0 | 0 | 0.89767 | 0.89767 | -0.12527 | -0.12527
Line8_8_10 | 0 | 0 | 0 | 0 | 0 | 0 | 0 | 0 | 0 | 0 | 0 | 0 | 0.89767 | 0.89767 | -0.12527 | -0.12527
Line9_3_11 | 0 | 0 | 0 | 0 | 0 | 0 | 0 | 0 | 0 | 0 | 0 | 0 | 0.89767 | 0.89767 | -0.12527 | -0.12527

## LL_max_6
name | pf_ikss_a_from_ka | pf_ikss_b_from_ka | pf_ikss_c_from_ka | pf_ikss_a_to_ka | pf_ikss_b_to_ka | pf_ikss_c_to_ka | pf_skss_a_from_mw | pf_skss_b_from_mw | pf_skss_c_from_mw | pf_skss_a_to_mw | pf_skss_b_to_mw | pf_skss_c_to_mw | pf_p_a_from_mw | pf_p_b_from_mw | pf_p_c_from_mw | pf_p_a_to_mw | pf_p_b_to_mw | pf_p_c_to_mw | pf_q_a_from_mvar | pf_q_b_from_mvar | pf_q_c_from_mvar | pf_q_a_to_mvar | pf_q_b_to_mvar | pf_q_c_to_mvar | pf_ikss_a_from_degree | pf_ikss_b_from_degree | pf_ikss_c_from_degree | pf_ikss_a_to_degree | pf_ikss_b_to_degree | pf_ikss_c_to_degree | pf_vm_a_from_pu | pf_vm_b_from_pu | pf_vm_c_from_pu | pf_vm_a_to_pu | pf_vm_b_to_pu | pf_vm_c_to_pu | pf_va_a_from_degree | pf_va_b_from_degree | pf_va_c_from_degree | pf_va_a_to_degree | pf_va_b_to_degree | pf_va_c_to_degree
Line0_1_2 | 0 | 0 | 0 | 0 | 0 | 0 | 0 | 0 | 0 | 0 | 0 | 0 | -2.3315e-16 | -6.571e-16 | -7.8811e-16 | 2.3315e-16 | 9.2643e-16 | 7.0772e-16 | -1.5543e-16 | 1.0503e-08 | -1.0503e-08 | 2.72e-16 | -1.0503e-08 | 1.0503e-08 | 0 | 0 | 0 | 0 | 0 | 0 | 1.05 | 0.525 | 0.525 | 1.05 | 0.525 | 0.525 | 2.0307e-06 | -180 | 180 | 2.0307e-06 | -180 | 180
Line10_11_12 | 0 | 0 | 0 | 0 | 0 | 0 | 0 | 0 | 0 | 0 | 0 | 0 | -1.5543e-16 | -5.3384e-16 | -1.2866e-15 | 1.5543e-16 | 8.8088e-16 | 1.0507e-15 | 7.7716e-17 | 1.0503e-08 | -1.0503e-08 | 1.1657e-16 | -1.0503e-08 | 1.0503e-08 | 0 | 0 | 0 | 0 | 0 | 0 | 1.05 | 0.525 | 0.525 | 1.05 | 0.525 | 0.525 | 2.0307e-06 | -180 | 180 | 2.0307e-06 | -180 | 180
Line11_12_13 | 0 | 0 | 0 | 0 | 0 | 0 | 0 | 0 | 0 | 0 | 0 | 0 | 7.7716e-17 | -5.2035e-16 | -1.7046e-15 | -2.3315e-16 | 1.0388e-15 | 1.4458e-15 | 3.8858e-17 | 8.7523e-09 | -8.7523e-09 | 1.5543e-16 | -8.7523e-09 | 8.7523e-09 | 0 | 0 | 0 | 0 | 0 | 0 | 1.05 | 0.525 | 0.525 | 1.05 | 0.525 | 0.525 | 2.0307e-06 | -180 | 180 | 2.0307e-06 | -180 | 180
Line12_13_15 | 0 | 0 | 0 | 0 | 0 | 0 | 0 | 0 | 0 | 0 | 0 | 0 | -1.5543e-16 | -2.4843e-17 | -1.3338e-15 | -1.3772e-24 | 5.099e-16 | 1.0417e-15 | 1.5543e-16 | 5.2514e-09 | -5.2514e-09 | 3.8858e-17 | -5.2514e-09 | 5.2514e-09 | 0 | 0 | 0 | 0 | 0 | 0 | 1.05 | 0.525 | 0.525 | 1.05 | 0.525 | 0.525 | 2.0307e-06 | -180 | 180 | 2.0307e-06 | -180 | 180
Line13_13_14 | 0 | 0 | 0 | 0 | 0 | 0 | 0 | 0 | 0 | 0 | 0 | 0 | -3.1086e-16 | 1.342e-16 | -1.3374e-16 | 2.3315e-16 | 4.8961e-16 | -1.7504e-16 | -3.8858e-17 | 1.7505e-09 | -1.7505e-09 | 2.3315e-16 | -1.7505e-09 | 1.7505e-09 | 0 | 0 | 0 | 0 | 0 | 0 | 1.05 | 0.525 | 0.525 | 1.05 | 0.525 | 0.525 | 2.0307e-06 | -180 | 180 | 2.0307e-06 | -180 | 180
Line14_15_16 | 0 | 0 | 0 | 0 | 0 | 0 | 0 | 0 | 0 | 0 | 0 | 0 | -7.7716e-17 | -2.104e-16 | -1.368e-15 | -5.5089e-24 | 3.7417e-16 | 9.1004e-16 | -2.7545e-24 | 3.5009e-09 | -3.5009e-09 | 1.5543e-16 | -3.5009e-09 | 3.5009e-09 | 0 | 0 | 0 | 0 | 0 | 0 | 1.05 | 0.525 | 0.525 | 1.05 | 0.525 | 0.525 | 2.0307e-06 | -180 | 180 | 2.0307e-06 | -180 | 180
Line15_16_17 | 0 | 0 | 0 | 0 | 0 | 0 | 0 | 0 | 0 | 0 | 0 | 0 | -3.8858e-16 | -3.1656e-17 | -2.9959e-16 | 3.1086e-16 | 2.2803e-16 | 1.4624e-16 | 3.8858e-17 | 1.7505e-09 | -1.7505e-09 | 7.7716e-17 | -1.7505e-09 | 1.7505e-09 | 0 | 0 | 0 | 0 | 0 | 0 | 1.05 | 0.525 | 0.525 | 1.05 | 0.525 | 0.525 | 2.0307e-06 | -180 | 180 | 2.0307e-06 | -180 | 180
Line16_4_18 | 0 | 0 | 0 | 0 | 0 | 0 | 0 | 0 | 0 | 0 | 0 | 0 | -1.5543e-16 | 8.2833e-16 | 2.5036e-15 | 1.5543e-16 | 4.131e-17 | -2.1392e-15 | -5.5089e-24 | -3.1508e-08 | 3.1508e-08 | 1.9429e-16 | 3.1508e-08 | -3.1508e-08 | 0 | 0 | 0 | 0 | 0 | 0 | 1.05 | 0.525 | 0.525 | 1.05 | 0.525 | 0.525 | 2.0307e-06 | -180 | 180 | 2.0307e-06 | -180 | 180
Line17_5_19 | 0 | 0 | 0 | 0 | 0 | 0 | 0 | 0 | 0 | 0 | 0 | 0 | -3.1086e-16 | 5.728e-16 | -7.0543e-16 | 2.3315e-16 | -3.7643e-16 | 7.0752e-16 | -3.8858e-17 | 1.7505e-09 | -1.7505e-09 | 2.3315e-16 | -1.7505e-09 | 1.7505e-09 | 0 | 0 | 0 | 0 | 0 | 0 | 1.05 | 0.525 | 0.525 | 1.05 | 0.525 | 0.525 | 2.0307e-06 | -180 | 180 | 2.0307e-06 | -180 | 180
Line1_1_3 | 0 | 0 | 0 | 0 | 0 | 0 | 0 | 0 | 0 | 0 | 0 | 0 | 2.3315e-16 | -4.7461e-16 | -1.7243e-15 | -3.1086e-16 | 9.9659e-16 | 1.5469e-15 | 2.72e-16 | 1.4004e-08 | -1.4004e-08 | -1.5543e-16 | -1.4004e-08 | 1.4004e-08 | 0 | 0 | 0 | 0 | 0 | 0 | 1.05 | 0.525 | 0.525 | 1.05 | 0.525 | 0.525 | 2.0307e-06 | -180 | 180 | 2.0307e-06 | -180 | 180
Line2_1_4 | 0 | 0 | 0 | 0 | 0 | 0 | 0 | 0 | 0 | 0 | 0 | 0 | -1.5543e-16 | 1.6157e-15 | 2.7511e-15 | 7.7716e-17 | -7.4129e-16 | -2.1487e-15 | 7.7716e-17 | -2.9758e-08 | 2.9758e-08 | 1.1657e-16 | 2.9758e-08 | -2.9758e-08 | 0 | 0 | 0 | 0 | 0 | 0 | 1.05 | 0.525 | 0.525 | 1.05 | 0.525 | 0.525 | 2.0307e-06 | -180 | 180 | 2.0307e-06 | -180 | 180
Line3_1_5 | 0 | 0 | 0 | 0 | 0 | 0 | 0 | 0 | 0 | 0 | 0 | 0 | -1.5543e-16 | 2.9907e-16 | -1.0917e-15 | 7.7716e-17 | 5.8988e-17 | 1.1e-15 | 1.1657e-16 | 3.5009e-09 | -3.5009e-09 | 3.8858e-17 | -3.5009e-09 | 3.5009e-09 | 0 | 0 | 0 | 0 | 0 | 0 | 1.05 | 0.525 | 0.525 | 1.05 | 0.525 | 0.525 | 2.0307e-06 | -180 | 180 | 2.0307e-06 | -180 | 180
Line4_2_6 | 0 | 0 | 0 | 0 | 0 | 0 | 0 | 0 | 0 | 0 | 0 | 0 | -2.3315e-16 | -9.4689e-16 | -9.2653e-16 | 2.3315e-16 | 1.0767e-15 | 5.1235e-16 | -2.3315e-16 | 8.7523e-09 | -8.7523e-09 | 3.1086e-16 | -8.7523e-09 | 8.7523e-09 | 0 | 0 | 0 | 0 | 0 | 0 | 1.05 | 0.525 | 0.525 | 1.05 | 0.525 | 0.525 | 2.0307e-06 | -180 | 180 | 2.0307e-06 | -180 | 180
Line5_6_7 | 0 | 0 | 0 | 0 | 0 | 0 | 0 | 0 | 0 | 0 | 0 | 0 | -4.6629e-16 | -1.2033e-15 | -2.5445e-16 | 5.4401e-16 | 1.159e-15 | -2.3065e-17 | -1.9429e-16 | 7.0018e-09 | -7.0018e-09 | 3.4972e-16 | -7.0018e-09 | 7.0018e-09 | 0 | 0 | 0 | 0 | 0 | 0 | 1.05 | 0.525 | 0.525 | 1.05 | 0.525 | 0.525 | 2.0307e-06 | -180 | 180 | 2.0307e-06 | -180 | 180
Line6_7_8 | 0 | 0 | 0 | 0 | 0 | 0 | 0 | 0 | 0 | 0 | 0 | 0 | -2.3315e-16 | -1.0441e-15 | -6.4328e-16 | 2.3315e-16 | 1.3348e-15 | 1.9575e-16 | -2.72e-16 | 5.2514e-09 | -5.2514e-09 | 4.6629e-16 | -5.2514e-09 | 5.2514e-09 | 0 | 0 | 0 | 0 | 0 | 0 | 1.05 | 0.525 | 0.525 | 1.05 | 0.525 | 0.525 | 2.0307e-06 | -180 | 180 | 2.0307e-06 | -180 | 180
Line7_8_9 | 0 | 0 | 0 | 0 | 0 | 0 | 0 | 0 | 0 | 0 | 0 | 0 | -3.1086e-16 | 1.8973e-16 | 3.8371e-17 | 2.3315e-16 | 3.9522e-16 | -3.6286e-17 | -3.8858e-17 | 1.7505e-09 | -1.7505e-09 | 1.9429e-16 | -1.7505e-09 | 1.7505e-09 | 0 | 0 | 0 | 0 | 0 | 0 | 1.05 | 0.525 | 0.525 | 1.05 | 0.525 | 0.525 | 2.0307e-06 | -180 | 180 | 2.0307e-06 | -180 | 180
Line8_8_10 | 0 | 0 | 0 | 0 | 0 | 0 | 0 | 0 | 0 | 0 | 0 | 0 | -1.5543e-16 | 1.8973e-16 | -5.8335e-16 | 7.7716e-17 | 3.9522e-16 | 5.8544e-16 | -1.1657e-16 | 1.7505e-09 | -1.7505e-09 | 3.1086e-16 | -1.7505e-09 | 1.7505e-09 | 0 | 0 | 0 | 0 | 0 | 0 | 1.05 | 0.525 | 0.525 | 1.05 | 0.525 | 0.525 | 2.0307e-06 | -180 | 180 | 2.0307e-06 | -180 | 180
Line9_3_11 | 0 | 0 | 0 | 0 | 0 | 0 | 0 | 0 | 0 | 0 | 0 | 0 | 7.7716e-17 | -4.6887e-16 | -1.4507e-15 | -1.5543e-16 | 9.9844e-16 | 1.2419e-15 | 2.3315e-16 | 1.2253e-08 | -1.2253e-08 | -7.7716e-17 | -1.2253e-08 | 1.2253e-08 | 0 | 0 | 0 | 0 | 0 | 0 | 1.05 | 0.525 | 0.525 | 1.05 | 0.525 | 0.525 | 2.0307e-06 | -180 | 180 | 2.0307e-06 | -180 | 180

## LL_max_10
name | pf_ikss_a_from_ka | pf_ikss_b_from_ka | pf_ikss_c_from_ka | pf_ikss_a_to_ka | pf_ikss_b_to_ka | pf_ikss_c_to_ka | pf_skss_a_from_mw | pf_skss_b_from_mw | pf_skss_c_from_mw | pf_skss_a_to_mw | pf_skss_b_to_mw | pf_skss_c_to_mw | pf_p_a_from_mw | pf_p_b_from_mw | pf_p_c_from_mw | pf_p_a_to_mw | pf_p_b_to_mw | pf_p_c_to_mw | pf_q_a_from_mvar | pf_q_b_from_mvar | pf_q_c_from_mvar | pf_q_a_to_mvar | pf_q_b_to_mvar | pf_q_c_to_mvar | pf_ikss_a_from_degree | pf_ikss_b_from_degree | pf_ikss_c_from_degree | pf_ikss_a_to_degree | pf_ikss_b_to_degree | pf_ikss_c_to_degree | pf_vm_a_from_pu | pf_vm_b_from_pu | pf_vm_c_from_pu | pf_vm_a_to_pu | pf_vm_b_to_pu | pf_vm_c_to_pu | pf_va_a_from_degree | pf_va_b_from_degree | pf_va_c_from_degree | pf_va_a_to_degree | pf_va_b_to_degree | pf_va_c_to_degree
Line0_1_2 | 0 | 0 | 0 | 0 | 0 | 0 | 0 | 0 | 0 | 0 | 0 | 0 | -3.2567e-16 | -7.4831e-16 | -8.4944e-16 | 1.6283e-16 | 1.2378e-15 | 6.0614e-16 | -1.6283e-16 | 1.1527e-08 | -1.1527e-08 | 2.4425e-16 | -1.1527e-08 | 1.1527e-08 | 0 | 0 | 0 | 0 | 0 | 0 | 1.1 | 0.55 | 0.55 | 1.1 | 0.55 | 0.55 | 2.0307e-06 | -180 | 180 | 2.0307e-06 | -180 | 180
Line10_11_12 | 0 | 0 | 0 | 0 | 0 | 0 | 0 | 0 | 0 | 0 | 0 | 0 | -5.7713e-24 | -8.7279e-16 | -1.381e-15 | 1.6283e-16 | 1.118e-15 | 8.1202e-16 | 1.6283e-16 | 1.1527e-08 | -1.1527e-08 | 1.6283e-16 | -1.1527e-08 | 1.1527e-08 | 0 | 0 | 0 | 0 | 0 | 0 | 1.1 | 0.55 | 0.55 | 1.1 | 0.55 | 0.55 | 2.0307e-06 | -180 | 180 | 2.0307e-06 | -180 | 180
Line11_12_13 | 0 | 0 | 0 | 0 | 0 | 0 | 0 | 0 | 0 | 0 | 0 | 0 | 1.6283e-16 | -6.874e-16 | -1.9793e-15 | -1.6283e-16 | 1.3145e-15 | 1.3852e-15 | 8.1416e-17 | 9.6057e-09 | -9.6057e-09 | 1.6283e-16 | -9.6057e-09 | 9.6057e-09 | 0 | 0 | 0 | 0 | 0 | 0 | 1.1 | 0.55 | 0.55 | 1.1 | 0.55 | 0.55 | 2.0307e-06 | -180 | 180 | 2.0307e-06 | -180 | 180
Line12_13_15 | 0 | 0 | 0 | 0 | 0 | 0 | 0 | 0 | 0 | 0 | 0 | 0 | -1.6283e-16 | -4.3047e-16 | -1.4173e-15 | 1.6283e-16 | 1.021e-15 | 7.8658e-16 | 8.1416e-17 | 5.7634e-09 | -5.7634e-09 | 5.7713e-24 | -5.7634e-09 | 5.7634e-09 | 0 | 0 | 0 | 0 | 0 | 0 | 1.1 | 0.55 | 0.55 | 1.1 | 0.55 | 0.55 | 2.0307e-06 | -180 | 180 | 2.0307e-06 | -180 | 180
Line13_13_14 | 0 | 0 | 0 | 0 | 0 | 0 | 0 | 0 | 0 | 0 | 0 | 0 | -4.885e-16 | -1.9777e-16 | 1.7889e-16 | 3.2567e-16 | 7.6997e-16 | -5.0227e-16 | 8.1416e-17 | 1.9211e-09 | -1.9211e-09 | 8.1416e-17 | -1.9211e-09 | 1.9211e-09 | 0 | 0 | 0 | 0 | 0 | 0 | 1.1 | 0.55 | 0.55 | 1.1 | 0.55 | 0.55 | 2.0307e-06 | -180 | 180 | 2.0307e-06 | -180 | 180
Line14_15_16 | 0 | 0 | 0 | 0 | 0 | 0 | 0 | 0 | 0 | 0 | 0 | 0 | -2.8856e-24 | -8.3595e-17 | -1.2843e-15 | 3.2567e-16 | 6.6266e-16 | 6.4209e-16 | 8.1416e-17 | 3.8423e-09 | -3.8423e-09 | 1.1543e-23 | -3.8423e-09 | 3.8423e-09 | 0 | 0 | 0 | 0 | 0 | 0 | 1.1 | 0.55 | 0.55 | 1.1 | 0.55 | 0.55 | 2.0307e-06 | -180 | 180 | 2.0307e-06 | -180 | 180
Line15_16_17 | 0 | 0 | 0 | 0 | 0 | 0 | 0 | 0 | 0 | 0 | 0 | 0 | -3.2567e-16 | 1.1646e-16 | -4.8388e-16 | 3.2567e-16 | 4.8661e-17 | 1.605e-16 | -1.1543e-23 | 1.9211e-09 | -1.9211e-09 | 1.6283e-16 | -1.9211e-09 | 1.9211e-09 | 0 | 0 | 0 | 0 | 0 | 0 | 1.1 | 0.55 | 0.55 | 1.1 | 0.55 | 0.55 | 2.0307e-06 | -180 | 180 | 2.0307e-06 | -180 | 180
Line16_4_18 | 0 | 0 | 0 | 0 | 0 | 0 | 0 | 0 | 0 | 0 | 0 | 0 | -3.2567e-16 | 5.6792e-16 | 2.8253e-15 | -8.6569e-24 | 2.5469e-16 | -2.7354e-15 | -1.1543e-23 | -3.458e-08 | 3.458e-08 | 2.4425e-16 | 3.458e-08 | -3.458e-08 | 0 | 0 | 0 | 0 | 0 | 0 | 1.1 | 0.55 | 0.55 | 1.1 | 0.55 | 0.55 | 2.0307e-06 | -180 | 180 | 2.0307e-06 | -180 | 180
Line17_5_19 | 0 | 0 | 0 | 0 | 0 | 0 | 0 | 0 | 0 | 0 | 0 | 0 | -3.2567e-16 | -6.1447e-17 | -7.432e-16 | 3.2567e-16 | -1.7681e-17 | 9.416e-17 | 8.1416e-17 | 1.9211e-09 | -1.9211e-09 | 1.6283e-16 | -1.9211e-09 | 1.9211e-09 | 0 | 0 | 0 | 0 | 0 | 0 | 1.1 | 0.55 | 0.55 | 1.1 | 0.55 | 0.55 | 2.0307e-06 | -180 | 180 | 2.0307e-06 | -180 | 180
Line1_1_3 | 0 | 0 | 0 | 0 | 0 | 0 | 0 | 0 | 0 | 0 | 0 | 0 | 1.6283e-16 | -2.1073e-16 | -2.001e-15 | -4.885e-16 | 8.4564e-16 | 1.8218e-15 | 3.2567e-16 | 1.5369e-08 | -1.5369e-08 | -8.1416e-17 | -1.5369e-08 | 1.5369e-08 | 0 | 0 | 0 | 0 | 0 | 0 | 1.1 | 0.55 | 0.55 | 1.1 | 0.55 | 0.55 | 2.0307e-06 | -180 | 180 | 2.0307e-06 | -180 | 180
Line2_1_4 | 0 | 0 | 0 | 0 | 0 | 0 | 0 | 0 | 0 | 0 | 0 | 0 | -3.2567e-16 | 2.0252e-15 | 3.1124e-15 | -2.8856e-24 | -9.5702e-16 | -2.4512e-15 | 8.1416e-17 | -3.2659e-08 | 3.2659e-08 | 8.1416e-17 | 3.2659e-08 | -3.2659e-08 | 0 | 0 | 0 | 0 | 0 | 0 | 1.1 | 0.55 | 0.55 | 1.1 | 0.55 | 0.55 | 2.0307e-06 | -180 | 180 | 2.0307e-06 | -180 | 180
Line3_1_5 | 0 | 0 | 0 | 0 | 0 | 0 | 0 | 0 | 0 | 0 | 0 | 0 | -1.6283e-16 | 2.1192e-16 | -1.1516e-15 | -5.7713e-24 | 2.0431e-16 | 1.1607e-15 | -5.7713e-24 | 3.8423e-09 | -3.8423e-09 | 1.6283e-16 | -3.8423e-09 | 3.8423e-09 | 0 | 0 | 0 | 0 | 0 | 0 | 1.1 | 0.55 | 0.55 | 1.1 | 0.55 | 0.55 | 2.0307e-06 | -180 | 180 | 2.0307e-06 | -180 | 180
Line4_2_6 | 0 | 0 | 0 | 0 | 0 | 0 | 0 | 0 | 0 | 0 | 0 | 0 | -3.2567e-16 | -1.2486e-15 | -5.0511e-16 | 3.2567e-16 | 1.4686e-15 | 2.3664e-16 | -1.6283e-16 | 9.6057e-09 | -9.6057e-09 | 3.2567e-16 | -9.6057e-09 | 9.6057e-09 | 0 | 0 | 0 | 0 | 0 | 0 | 1.1 | 0.55 | 0.55 | 1.1 | 0.55 | 0.55 | 2.0307e-06 | -180 | 180 | 2.0307e-06 | -180 | 180
Line5_6_7 | 0 | 0 | 0 | 0 | 0 | 0 | 0 | 0 | 0 | 0 | 0 | 0 | -1.6283e-16 | -1.468e-15 | -7.7551e-16 | 4.885e-16 | 1.8302e-15 | 4.8645e-16 | -3.2567e-16 | 7.6845e-09 | -7.6845e-09 | 5.6991e-16 | -7.6845e-09 | 7.6845e-09 | 0 | 0 | 0 | 0 | 0 | 0 | 1.1 | 0.55 | 0.55 | 1.1 | 0.55 | 0.55 | 2.0307e-06 | -180 | 180 | 2.0307e-06 | -180 | 180
Line6_7_8 | 0 | 0 | 0 | 0 | 0 | 0 | 0 | 0 | 0 | 0 | 0 | 0 | -4.885e-16 | -4.3639e-16 | -3.6483e-16 | 4.885e-16 | 1.0269e-15 | 5.9758e-17 | -2.4425e-16 | 5.7634e-09 | -5.7634e-09 | 4.885e-16 | -5.7634e-09 | 5.7634e-09 | 0 | 0 | 0 | 0 | 0 | 0 | 1.1 | 0.55 | 0.55 | 1.1 | 0.55 | 0.55 | 2.0307e-06 | -180 | 180 | 2.0307e-06 | -180 | 180
Line7_8_9 | 0 | 0 | 0 | 0 | 0 | 0 | 0 | 0 | 0 | 0 | 0 | 0 | -1.6283e-16 | -3.423e-16 | -4.5414e-16 | -1.4428e-23 | 5.8884e-16 | 1.3076e-16 | -5.7713e-24 | 1.9211e-09 | -1.9211e-09 | 4.0708e-16 | -1.9211e-09 | 1.9211e-09 | 0 | 0 | 0 | 0 | 0 | 0 | 1.1 | 0.55 | 0.55 | 1.1 | 0.55 | 0.55 | 2.0307e-06 | -180 | 180 | 2.0307e-06 | -180 | 180
Line8_8_10 | 0 | 0 | 0 | 0 | 0 | 0 | 0 | 0 | 0 | 0 | 0 | 0 | 5.7713e-24 | -7.4938e-16 | -7.7981e-16 | -1.6283e-16 | 9.145e-16 | 4.5643e-16 | -1.6283e-16 | 1.9211e-09 | -1.9211e-09 | 4.885e-16 | -1.9211e-09 | 1.9211e-09 | 0 | 0 | 0 | 0 | 0 | 0 | 1.1 | 0.55 | 0.55 | 1.1 | 0.55 | 0.55 | 2.0307e-06 | -180 | 180 | 2.0307e-06 | -180 | 180
Line9_3_11 | 0 | 0 | 0 | 0 | 0 | 0 | 0 | 0 | 0 | 0 | 0 | 0 | -1.1543e-23 | -6.8905e-16 | -1.3905e-15 | -1.6283e-16 | 9.6397e-16 | 1.1769e-15 | 3.2567e-16 | 1.3448e-08 | -1.3448e-08 | -5.7713e-24 | -1.3448e-08 | 1.3448e-08 | 0 | 0 | 0 | 0 | 0 | 0 | 1.1 | 0.55 | 0.55 | 1.1 | 0.55 | 0.55 | 2.0307e-06 | -180 | 180 | 2.0307e-06 | -180 | 180

## LL_max_fault_6
name | pf_ikss_a_from_ka | pf_ikss_b_from_ka | pf_ikss_c_from_ka | pf_ikss_a_to_ka | pf_ikss_b_to_ka | pf_ikss_c_to_ka | pf_skss_a_from_mw | pf_skss_b_from_mw | pf_skss_c_from_mw | pf_skss_a_to_mw | pf_skss_b_to_mw | pf_skss_c_to_mw | pf_p_a_from_mw | pf_p_b_from_mw | pf_p_c_from_mw | pf_p_a_to_mw | pf_p_b_to_mw | pf_p_c_to_mw | pf_q_a_from_mvar | pf_q_b_from_mvar | pf_q_c_from_mvar | pf_q_a_to_mvar | pf_q_b_to_mvar | pf_q_c_to_mvar | pf_ikss_a_from_degree | pf_ikss_b_from_degree | pf_ikss_c_from_degree | pf_ikss_a_to_degree | pf_ikss_b_to_degree | pf_ikss_c_to_degree | pf_vm_a_from_pu | pf_vm_b_from_pu | pf_vm_c_from_pu | pf_vm_a_to_pu | pf_vm_b_to_pu | pf_vm_c_to_pu | pf_va_a_from_degree | pf_va_b_from_degree | pf_va_c_from_degree | pf_va_a_to_degree | pf_va_b_to_degree | pf_va_c_to_degree
Line0_1_2 | 0 | 0 | 0 | 0 | 0 | 0 | 0 | 0 | 0 | 0 | 0 | 0 | -7.7716e-17 | -9.4646e-14 | -2.5999e-14 | 7.7716e-17 | 9.4954e-14 | 2.5918e-14 | -1.1657e-16 | 1.0503e-08 | -1.0503e-08 | 2.72e-16 | -1.0503e-08 | 1.0503e-08 | 0 | 0 | 0 | 0 | 0 | 0 | 1.05 | 0.525 | 0.525 | 1.05 | 0.525 | 0.525 | 2.0307e-06 | -179.9997 | 179.9997 | 2.0307e-06 | -179.9997 | 179.9997
Line10_11_12 | 0 | 0 | 0 | 0 | 0 | 0 | 0 | 0 | 0 | 0 | 0 | 0 | -1.3772e-24 | -9.4484e-14 | -2.6342e-14 | -1.5543e-16 | 9.487e-14 | 2.6106e-14 | 3.8858e-17 | 1.0503e-08 | -1.0503e-08 | 1.5543e-16 | -1.0503e-08 | 1.0503e-08 | 0 | 0 | 0 | 0 | 0 | 0 | 1.05 | 0.525 | 0.525 | 1.05 | 0.525 | 0.525 | 2.0307e-06 | -179.9997 | 179.9997 | 2.0307e-06 | -179.9997 | 179.9997
Line11_12_13 | 0 | 0 | 0 | 0 | 0 | 0 | 0 | 0 | 0 | 0 | 0 | 0 | -1.3772e-24 | -7.8585e-14 | -2.2454e-14 | -4.1317e-24 | 7.8948e-14 | 2.2196e-14 | 3.8858e-17 | 8.7522e-09 | -8.7523e-09 | 1.1657e-16 | -8.7522e-09 | 8.7523e-09 | 0 | 0 | 0 | 0 | 0 | 0 | 1.05 | 0.525 | 0.525 | 1.05 | 0.525 | 0.525 | 2.0307e-06 | -179.9997 | 179.9997 | 2.0307e-06 | -179.9997 | 179.9997
Line12_13_15 | 0 | 0 | 0 | 0 | 0 | 0 | 0 | 0 | 0 | 0 | 0 | 0 | -7.7716e-17 | -4.7097e-14 | -1.3784e-14 | 7.7716e-17 | 4.7427e-14 | 1.3492e-14 | 1.9429e-16 | 5.2513e-09 | -5.2514e-09 | 2.7545e-24 | -5.2513e-09 | 5.2514e-09 | 0 | 0 | 0 | 0 | 0 | 0 | 1.05 | 0.525 | 0.525 | 1.05 | 0.525 | 0.525 | 2.0307e-06 | -179.9997 | 179.9997 | 2.0307e-06 | -179.9997 | 179.9997
Line13_13_14 | 0 | 0 | 0 | 0 | 0 | 0 | 0 | 0 | 0 | 0 | 0 | 0 | -3.1086e-16 | -1.5712e-14 | -4.2837e-15 | 2.3315e-16 | 1.6064e-14 | 4.1303e-15 | -1.1018e-23 | 1.7504e-09 | -1.7505e-09 | 1.1657e-16 | -1.7504e-09 | 1.7505e-09 | 0 | 0 | 0 | 0 | 0 | 0 | 1.05 | 0.525 | 0.525 | 1.05 | 0.525 | 0.525 | 2.0307e-06 | -179.9997 | 179.9997 | 2.0307e-06 | -179.9997 | 179.9997
Line14_15_16 | 0 | 0 | 0 | 0 | 0 | 0 | 0 | 0 | 0 | 0 | 0 | 0 | -1.5543e-16 | -3.1475e-14 | -9.357e-15 | 1.5543e-16 | 3.1678e-14 | 8.8991e-15 | 7.7716e-17 | 3.5009e-09 | -3.5009e-09 | 1.1657e-16 | -3.5009e-09 | 3.5009e-09 | 0 | 0 | 0 | 0 | 0 | 0 | 1.05 | 0.525 | 0.525 | 1.05 | 0.525 | 0.525 | 2.0307e-06 | -179.9997 | 179.9997 | 2.0307e-06 | -179.9997 | 179.9997
Line15_16_17 | 0 | 0 | 0 | 0 | 0 | 0 | 0 | 0 | 0 | 0 | 0 | 0 | -3.8858e-16 | -1.5489e-14 | -4.7604e-15 | 3.8858e-16 | 1.5686e-14 | 4.2962e-15 | 7.7716e-17 | 1.7504e-09 | -1.7505e-09 | 7.7716e-17 | -1.7504e-09 | 1.7505e-09 | 0 | 0 | 0 | 0 | 0 | 0 | 1.05 | 0.525 | 0.525 | 1.05 | 0.525 | 0.525 | 2.0307e-06 | -179.9997 | 179.9997 | 2.0307e-06 | -179.9997 | 179.9997
Line16_4_18 | 0 | 0 | 0 | 0 | 0 | 0 | 0 | 0 | 0 | 0 | 0 | 0 | -3.1086e-16 | 2.8186e-13 | 7.798e-14 | 2.3315e-16 | -2.8099e-13 | -7.7771e-14 | -1.1018e-23 | -3.1508e-08 | 3.1508e-08 | 1.5543e-16 | 3.1508e-08 | -3.1508e-08 | 0 | 0 | 0 | 0 | 0 | 0 | 1.05 | 0.525 | 0.525 | 1.05 | 0.525 | 0.525 | 2.0307e-06 | -179.9997 | 179.9997 | 2.0307e-06 | -179.9997 | 179.9997
Line17_5_19 | 0 | 0 | 0 | 0 | 0 | 0 | 0 | 0 | 0 | 0 | 0 | 0 | -3.8858e-16 | -1.5312e-14 | -4.5445e-15 | 3.8858e-16 | 1.5509e-14 | 4.2357e-15 | 7.7716e-17 | 1.7504e-09 | -1.7505e-09 | 1.1657e-16 | -1.7504e-09 | 1.7505e-09 | 0 | 0 | 0 | 0 | 0 | 0 | 1.05 | 0.525 | 0.525 | 1.05 | 0.525 | 0.525 | 2.0307e-06 | -179.9997 | 179.9997 | 2.0307e-06 | -179.9997 | 179.9997
Line1_1_3 | 0 | 0 | 0 | 0 | 0 | 0 | 0 | 0 | 0 | 0 | 0 | 0 | 3.1086e-16 | -1.2542e-13 | -3.5235e-14 | -3.8858e-16 | 1.2594e-13 | 3.5057e-14 | 3.4972e-16 | 1.4004e-08 | -1.4004e-08 | -1.5543e-16 | -1.4004e-08 | 1.4004e-08 | 0 | 0 | 0 | 0 | 0 | 0 | 1.05 | 0.525 | 0.525 | 1.05 | 0.525 | 0.525 | 2.0307e-06 | -179.9997 | 179.9997 | 2.0307e-06 | -179.9997 | 179.9997
Line2_1_4 | 0 | 0 | 0 | 0 | 0 | 0 | 0 | 0 | 0 | 0 | 0 | 0 | -1.5543e-16 | 2.6719e-13 | 7.3922e-14 | 1.5543e-16 | -2.6616e-13 | -7.363e-14 | 1.9429e-16 | -2.9757e-08 | 2.9758e-08 | 5.5089e-24 | 2.9757e-08 | -2.9758e-08 | 0 | 0 | 0 | 0 | 0 | 0 | 1.05 | 0.525 | 0.525 | 1.05 | 0.525 | 0.525 | 2.0307e-06 | -179.9997 | 179.9997 | 2.0307e-06 | -179.9997 | 179.9997
Line3_1_5 | 0 | 0 | 0 | 0 | 0 | 0 | 0 | 0 | 0 | 0 | 0 | 0 | -1.5543e-16 | -3.1082e-14 | -9.3916e-15 | 7.7716e-17 | 3.1324e-14 | 9.3999e-15 | 1.5543e-16 | 3.5009e-09 | -3.5009e-09 | 3.8858e-17 | -3.5009e-09 | 3.5009e-09 | 0 | 0 | 0 | 0 | 0 | 0 | 1.05 | 0.525 | 0.525 | 1.05 | 0.525 | 0.525 | 2.0307e-06 | -179.9997 | 179.9997 | 2.0307e-06 | -179.9997 | 179.9997
Line4_2_6 | 0 | 0 | 0 | 0 | 0 | 0 | 0 | 0 | 0 | 0 | 0 | 0 | -2.3315e-16 | -7.9051e-14 | -2.1521e-14 | 2.3315e-16 | 7.9647e-14 | 2.1417e-14 | -1.9429e-16 | 8.7522e-09 | -8.7523e-09 | 3.8858e-16 | -8.7522e-09 | 8.7523e-09 | 0 | 0 | 0 | 0 | 0 | 0 | 1.05 | 0.525 | 0.525 | 1.05 | 0.525 | 0.525 | 2.0307e-06 | -179.9997 | 179.9997 | 2.0307e-06 | -179.9997 | 179.9997
Line5_6_7 | 0 | 0 | 0 | 0 | 0 | 0 | 0 | 0 | 0 | 0 | 0 | 0 | -5.4401e-16 | -6.3228e-14 | -1.7165e-14 | 5.4401e-16 | 6.3533e-14 | 1.6888e-14 | -1.5543e-16 | 7.0018e-09 | -7.0018e-09 | 3.8858e-16 | -7.0018e-09 | 7.0018e-09 | 0 | 0 | 0 | 0 | 0 | 0 | 1.05 | 0.525 | 0.525 | 1.05 | 0.525 | 0.525 | 2.0307e-06 | -179.9997 | 179.9997 | 2.0307e-06 | -179.9997 | 179.9997
Line6_7_8 | 0 | 0 | 0 | 0 | 0 | 0 | 0 | 0 | 0 | 0 | 0 | 0 | -7.7716e-17 | -4.7883e-14 | -1.3559e-14 | 7.7716e-17 | 4.8018e-14 | 1.3112e-14 | -3.4972e-16 | 5.2513e-09 | -5.2514e-09 | 5.4401e-16 | -5.2513e-09 | 5.2514e-09 | 0 | 0 | 0 | 0 | 0 | 0 | 1.05 | 0.525 | 0.525 | 1.05 | 0.525 | 0.525 | 2.0307e-06 | -179.9997 | 179.9997 | 2.0307e-06 | -179.9997 | 179.9997
Line7_8_9 | 0 | 0 | 0 | 0 | 0 | 0 | 0 | 0 | 0 | 0 | 0 | 0 | 4.1317e-24 | -1.5695e-14 | -4.5779e-15 | -7.7716e-17 | 1.6319e-14 | 4.4245e-15 | -1.1657e-16 | 1.7504e-09 | -1.7505e-09 | 2.72e-16 | -1.7504e-09 | 1.7505e-09 | 0 | 0 | 0 | 0 | 0 | 0 | 1.05 | 0.525 | 0.525 | 1.05 | 0.525 | 0.525 | 2.0307e-06 | -179.9997 | 179.9997 | 2.0307e-06 | -179.9997 | 179.9997
Line8_8_10 | 0 | 0 | 0 | 0 | 0 | 0 | 0 | 0 | 0 | 0 | 0 | 0 | -2.3315e-16 | -1.5618e-14 | -4.267e-15 | 2.3315e-16 | 1.6203e-14 | 4.1137e-15 | -7.7716e-17 | 1.7504e-09 | -1.7505e-09 | 2.3315e-16 | -1.7504e-09 | 1.7505e-09 | 0 | 0 | 0 | 0 | 0 | 0 | 1.05 | 0.525 | 0.525 | 1.05 | 0.525 | 0.525 | 2.0307e-06 | -179.9997 | 179.9997 | 2.0307e-06 | -179.9997 | 179.9997
Line9_3_11 | 0 | 0 | 0 | 0 | 0 | 0 | 0 | 0 | 0 | 0 | 0 | 0 | 1.5543e-16 | -1.0988e-13 | -3.0967e-14 | -2.3315e-16 | 1.1037e-13 | 3.0602e-14 | 1.9429e-16 | 1.2253e-08 | -1.2253e-08 | 3.8858e-17 | -1.2253e-08 | 1.2253e-08 | 0 | 0 | 0 | 0 | 0 | 0 | 1.05 | 0.525 | 0.525 | 1.05 | 0.525 | 0.525 | 2.0307e-06 | -179.9997 | 179.9997 | 2.0307e-06 | -179.9997 | 179.9997

## LL_max_fault_10
name | pf_ikss_a_from_ka | pf_ikss_b_from_ka | pf_ikss_c_from_ka | pf_ikss_a_to_ka | pf_ikss_b_to_ka | pf_ikss_c_to_ka | pf_skss_a_from_mw | pf_skss_b_from_mw | pf_skss_c_from_mw | pf_skss_a_to_mw | pf_skss_b_to_mw | pf_skss_c_to_mw | pf_p_a_from_mw | pf_p_b_from_mw | pf_p_c_from_mw | pf_p_a_to_mw | pf_p_b_to_mw | pf_p_c_to_mw | pf_q_a_from_mvar | pf_q_b_from_mvar | pf_q_c_from_mvar | pf_q_a_to_mvar | pf_q_b_to_mvar | pf_q_c_to_mvar | pf_ikss_a_from_degree | pf_ikss_b_from_degree | pf_ikss_c_from_degree | pf_ikss_a_to_degree | pf_ikss_b_to_degree | pf_ikss_c_to_degree | pf_vm_a_from_pu | pf_vm_b_from_pu | pf_vm_c_from_pu | pf_vm_a_to_pu | pf_vm_b_to_pu | pf_vm_c_to_pu | pf_va_a_from_degree | pf_va_b_from_degree | pf_va_c_from_degree | pf_va_a_to_degree | pf_va_b_to_degree | pf_va_c_to_degree
Line0_1_2 | 0 | 0 | 0 | 0 | 0 | 0 | 0 | 0 | 0 | 0 | 0 | 0 | -4.885e-16 | -1.0356e-13 | -2.827e-14 | 1.6283e-16 | 1.0421e-13 | 2.7701e-14 | -8.1416e-17 | 1.1527e-08 | -1.1527e-08 | 2.4425e-16 | -1.1527e-08 | 1.1527e-08 | 0 | 0 | 0 | 0 | 0 | 0 | 1.1 | 0.55 | 0.55 | 1.1 | 0.55 | 0.55 | 2.0307e-06 | -179.9997 | 179.9997 | 2.0307e-06 | -179.9997 | 179.9997
Line10_11_12 | 0 | 0 | 0 | 0 | 0 | 0 | 0 | 0 | 0 | 0 | 0 | 0 | -1.6283e-16 | -1.0352e-13 | -2.8476e-14 | -1.6283e-16 | 1.0426e-13 | 2.8884e-14 | -5.7712e-24 | 1.1527e-08 | -1.1527e-08 | 8.1416e-17 | -1.1527e-08 | 1.1527e-08 | 0 | 0 | 0 | 0 | 0 | 0 | 1.1 | 0.55 | 0.55 | 1.1 | 0.55 | 0.55 | 2.0307e-06 | -179.9997 | 179.9997 | 2.0307e-06 | -179.9997 | 179.9997
Line11_12_13 | 0 | 0 | 0 | 0 | 0 | 0 | 0 | 0 | 0 | 0 | 0 | 0 | -3.2567e-16 | -8.6201e-14 | -2.4396e-14 | -2.8856e-24 | 8.6991e-14 | 2.4453e-14 | 8.1416e-17 | 9.6056e-09 | -9.6057e-09 | 8.1416e-17 | -9.6056e-09 | 9.6057e-09 | 0 | 0 | 0 | 0 | 0 | 0 | 1.1 | 0.55 | 0.55 | 1.1 | 0.55 | 0.55 | 2.0307e-06 | -179.9997 | 179.9997 | 2.0307e-06 | -179.9997 | 179.9997
Line12_13_15 | 0 | 0 | 0 | 0 | 0 | 0 | 0 | 0 | 0 | 0 | 0 | 0 | -1.6283e-16 | -5.1511e-14 | -1.5453e-14 | -1.6283e-16 | 5.2264e-14 | 1.5148e-14 | 1.6283e-16 | 5.7633e-09 | -5.7634e-09 | 1.6283e-16 | -5.7633e-09 | 5.7634e-09 | 0 | 0 | 0 | 0 | 0 | 0 | 1.1 | 0.55 | 0.55 | 1.1 | 0.55 | 0.55 | 2.0307e-06 | -179.9997 | 179.9997 | 2.0307e-06 | -179.9997 | 179.9997
Line13_13_14 | 0 | 0 | 0 | 0 | 0 | 0 | 0 | 0 | 0 | 0 | 0 | 0 | 8.6568e-24 | -1.7577e-14 | -5.4768e-15 | -3.2567e-16 | 1.7987e-14 | 5.1534e-15 | -2.4425e-16 | 1.9211e-09 | -1.9211e-09 | 4.885e-16 | -1.9211e-09 | 1.9211e-09 | 0 | 0 | 0 | 0 | 0 | 0 | 1.1 | 0.55 | 0.55 | 1.1 | 0.55 | 0.55 | 2.0307e-06 | -179.9997 | 179.9997 | 2.0307e-06 | -179.9997 | 179.9997
Line14_15_16 | 0 | 0 | 0 | 0 | 0 | 0 | 0 | 0 | 0 | 0 | 0 | 0 | -1.6283e-16 | -3.4517e-14 | -1.0316e-14 | -1.6283e-16 | 3.5096e-14 | 9.9994e-15 | 2.4425e-16 | 3.8422e-09 | -3.8423e-09 | 8.1416e-17 | -3.8422e-09 | 3.8423e-09 | 0 | 0 | 0 | 0 | 0 | 0 | 1.1 | 0.55 | 0.55 | 1.1 | 0.55 | 0.55 | 2.0307e-06 | -179.9997 | 179.9997 | 2.0307e-06 | -179.9997 | 179.9997
Line15_16_17 | 0 | 0 | 0 | 0 | 0 | 0 | 0 | 0 | 0 | 0 | 0 | 0 | -6.5133e-16 | -1.6937e-14 | -4.5112e-15 | 4.885e-16 | 1.7347e-14 | 4.5135e-15 | -2.3085e-23 | 1.9211e-09 | -1.9211e-09 | 2.4425e-16 | -1.9211e-09 | 1.9211e-09 | 0 | 0 | 0 | 0 | 0 | 0 | 1.1 | 0.55 | 0.55 | 1.1 | 0.55 | 0.55 | 2.0307e-06 | -179.9997 | 179.9997 | 2.0307e-06 | -179.9997 | 179.9997
Line16_4_18 | 0 | 0 | 0 | 0 | 0 | 0 | 0 | 0 | 0 | 0 | 0 | 0 | -1.6283e-16 | 3.0966e-13 | 8.5413e-14 | 1.6283e-16 | -3.0826e-13 | -8.4997e-14 | -5.7712e-24 | -3.458e-08 | 3.458e-08 | 4.0708e-16 | 3.458e-08 | -3.458e-08 | 0 | 0 | 0 | 0 | 0 | 0 | 1.1 | 0.55 | 0.55 | 1.1 | 0.55 | 0.55 | 2.0307e-06 | -179.9997 | 179.9997 | 2.0307e-06 | -179.9997 | 179.9997
Line17_5_19 | 0 | 0 | 0 | 0 | 0 | 0 | 0 | 0 | 0 | 0 | 0 | 0 | -3.2567e-16 | -1.6953e-14 | -4.7705e-15 | 3.2567e-16 | 1.7281e-14 | 4.7728e-15 | 8.1416e-17 | 1.9211e-09 | -1.9211e-09 | 1.6283e-16 | -1.9211e-09 | 1.9211e-09 | 0 | 0 | 0 | 0 | 0 | 0 | 1.1 | 0.55 | 0.55 | 1.1 | 0.55 | 0.55 | 2.0307e-06 | -179.9997 | 179.9997 | 2.0307e-06 | -179.9997 | 179.9997
Line1_1_3 | 0 | 0 | 0 | 0 | 0 | 0 | 0 | 0 | 0 | 0 | 0 | 0 | 1.6283e-16 | -1.3754e-13 | -3.8779e-14 | -3.2567e-16 | 1.3793e-13 | 3.8274e-14 | 4.0708e-16 | 1.5369e-08 | -1.5369e-08 | -8.1416e-17 | -1.5369e-08 | 1.5369e-08 | 0 | 0 | 0 | 0 | 0 | 0 | 1.1 | 0.55 | 0.55 | 1.1 | 0.55 | 0.55 | 2.0307e-06 | -179.9997 | 179.9997 | 2.0307e-06 | -179.9997 | 179.9997
Line2_1_4 | 0 | 0 | 0 | 0 | 0 | 0 | 0 | 0 | 0 | 0 | 0 | 0 | -3.2567e-16 | 2.9316e-13 | 8.1347e-14 | -5.7712e-24 | -2.9201e-13 | -8.1011e-14 | 2.4425e-16 | -3.2659e-08 | 3.2659e-08 | 1.6283e-16 | 3.2659e-08 | -3.2659e-08 | 0 | 0 | 0 | 0 | 0 | 0 | 1.1 | 0.55 | 0.55 | 1.1 | 0.55 | 0.55 | 2.0307e-06 | -179.9997 | 179.9997 | 2.0307e-06 | -179.9997 | 179.9997
Line3_1_5 | 0 | 0 | 0 | 0 | 0 | 0 | 0 | 0 | 0 | 0 | 0 | 0 | -4.885e-16 | -3.3896e-14 | -1.0183e-14 | 1.6283e-16 | 3.4475e-14 | 9.8667e-15 | 2.4425e-16 | 3.8422e-09 | -3.8423e-09 | 8.1416e-17 | -3.8422e-09 | 3.8423e-09 | 0 | 0 | 0 | 0 | 0 | 0 | 1.1 | 0.55 | 0.55 | 1.1 | 0.55 | 0.55 | 2.0307e-06 | -179.9997 | 179.9997 | 2.0307e-06 | -179.9997 | 179.9997
Line4_2_6 | 0 | 0 | 0 | 0 | 0 | 0 | 0 | 0 | 0 | 0 | 0 | 0 | -1.6283e-16 | -8.6762e-14 | -2.4224e-14 | 1.6283e-16 | 8.6738e-14 | 2.3304e-14 | -2.4425e-16 | 9.6056e-09 | -9.6057e-09 | 3.2567e-16 | -9.6056e-09 | 9.6057e-09 | 0 | 0 | 0 | 0 | 0 | 0 | 1.1 | 0.55 | 0.55 | 1.1 | 0.55 | 0.55 | 2.0307e-06 | -179.9997 | 179.9997 | 2.0307e-06 | -179.9997 | 179.9997
Line5_6_7 | 0 | 0 | 0 | 0 | 0 | 0 | 0 | 0 | 0 | 0 | 0 | 0 | -4.885e-16 | -6.9684e-14 | -1.9164e-14 | 3.2567e-16 | 6.9557e-14 | 1.9201e-14 | -1.6283e-16 | 7.6845e-09 | -7.6846e-09 | 4.885e-16 | -7.6845e-09 | 7.6846e-09 | 0 | 0 | 0 | 0 | 0 | 0 | 1.1 | 0.55 | 0.55 | 1.1 | 0.55 | 0.55 | 2.0307e-06 | -179.9997 | 179.9997 | 2.0307e-06 | -179.9997 | 179.9997
Line6_7_8 | 0 | 0 | 0 | 0 | 0 | 0 | 0 | 0 | 0 | 0 | 0 | 0 | -3.2567e-16 | -5.225e-14 | -1.4401e-14 | 1.6283e-16 | 5.2921e-14 | 1.4096e-14 | -3.2567e-16 | 5.7633e-09 | -5.7634e-09 | 6.5133e-16 | -5.7633e-09 | 5.7634e-09 | 0 | 0 | 0 | 0 | 0 | 0 | 1.1 | 0.55 | 0.55 | 1.1 | 0.55 | 0.55 | 2.0307e-06 | -179.9997 | 179.9997 | 2.0307e-06 | -179.9997 | 179.9997
Line7_8_9 | 0 | 0 | 0 | 0 | 0 | 0 | 0 | 0 | 0 | 0 | 0 | 0 | -3.2567e-16 | -1.7152e-14 | -4.8071e-15 | 3.2567e-16 | 1.7806e-14 | 4.4837e-15 | -8.1416e-17 | 1.9211e-09 | -1.9211e-09 | 2.4425e-16 | -1.9211e-09 | 1.9211e-09 | 0 | 0 | 0 | 0 | 0 | 0 | 1.1 | 0.55 | 0.55 | 1.1 | 0.55 | 0.55 | 2.0307e-06 | -179.9997 | 179.9997 | 2.0307e-06 | -179.9997 | 179.9997
Line8_8_10 | 0 | 0 | 0 | 0 | 0 | 0 | 0 | 0 | 0 | 0 | 0 | 0 | -3.2567e-16 | -1.7152e-14 | -4.8071e-15 | 6.5133e-16 | 1.7724e-14 | 4.1581e-15 | -8.1416e-17 | 1.9211e-09 | -1.9211e-09 | 2.4425e-16 | -1.9211e-09 | 1.9211e-09 | 0 | 0 | 0 | 0 | 0 | 0 | 1.1 | 0.55 | 0.55 | 1.1 | 0.55 | 0.55 | 2.0307e-06 | -179.9997 | 179.9997 | 2.0307e-06 | -179.9997 | 179.9997
Line9_3_11 | 0 | 0 | 0 | 0 | 0 | 0 | 0 | 0 | 0 | 0 | 0 | 0 | -1.6283e-16 | -1.2056e-13 | -3.349e-14 | 8.6568e-24 | 1.2067e-13 | 3.3276e-14 | 4.885e-16 | 1.3448e-08 | -1.3448e-08 | -2.4425e-16 | -1.3448e-08 | 1.3448e-08 | 0 | 0 | 0 | 0 | 0 | 0 | 1.1 | 0.55 | 0.55 | 1.1 | 0.55 | 0.55 | 2.0307e-06 | -179.9997 | 179.9997 | 2.0307e-06 | -179.9997 | 179.9997

## LL_min_6
name | pf_ikss_a_from_ka | pf_ikss_b_from_ka | pf_ikss_c_from_ka | pf_ikss_a_to_ka | pf_ikss_b_to_ka | pf_ikss_c_to_ka | pf_skss_a_from_mw | pf_skss_b_from_mw | pf_skss_c_from_mw | pf_skss_a_to_mw | pf_skss_b_to_mw | pf_skss_c_to_mw | pf_p_a_from_mw | pf_p_b_from_mw | pf_p_c_from_mw | pf_p_a_to_mw | pf_p_b_to_mw | pf_p_c_to_mw | pf_q_a_from_mvar | pf_q_b_from_mvar | pf_q_c_from_mvar | pf_q_a_to_mvar | pf_q_b_to_mvar | pf_q_c_to_mvar | pf_ikss_a_from_degree | pf_ikss_b_from_degree | pf_ikss_c_from_degree | pf_ikss_a_to_degree | pf_ikss_b_to_degree | pf_ikss_c_to_degree | pf_vm_a_from_pu | pf_vm_b_from_pu | pf_vm_c_from_pu | pf_vm_a_to_pu | pf_vm_b_to_pu | pf_vm_c_to_pu | pf_va_a_from_degree | pf_va_b_from_degree | pf_va_c_from_degree | pf_va_a_to_degree | pf_va_b_to_degree | pf_va_c_to_degree
Line0_1_2 | 0 | 0 | 0 | 0 | 0 | 0 | 0 | 0 | 0 | 0 | 0 | 0 | -7.5333e-24 | -5.6642e-16 | 9.8626e-16 | -7.0314e-17 | 8.2499e-16 | -8.6833e-16 | 2.8126e-16 | 8.5975e-09 | -8.5975e-09 | -2.1094e-16 | -8.5975e-09 | 8.5975e-09 | 0 | 0 | 0 | 0 | 0 | 0 | 0.95 | 0.475 | 0.475 | 0.95 | 0.475 | 0.475 | 1.5346e-06 | -180 | -180 | 1.5346e-06 | -180 | -180
Line10_11_12 | 0 | 0 | 0 | 0 | 0 | 0 | 0 | 0 | 0 | 0 | 0 | 0 | -3.5157e-16 | -1.0019e-15 | 9.7267e-16 | 2.1094e-16 | 1.2253e-15 | -9.9536e-16 | 2.8126e-16 | 8.5975e-09 | -8.5975e-09 | 7.0314e-17 | -8.5975e-09 | 8.5975e-09 | 0 | 0 | 0 | 0 | 0 | 0 | 0.95 | 0.475 | 0.475 | 0.95 | 0.475 | 0.475 | 1.5346e-06 | -180 | 180 | 1.5346e-06 | -180 | 180
Line11_12_13 | 0 | 0 | 0 | 0 | 0 | 0 | 0 | 0 | 0 | 0 | 0 | 0 | -2.1094e-16 | -1.0562e-15 | 7.3572e-16 | 2.1094e-16 | 1.0678e-15 | -3.7256e-16 | 2.1094e-16 | 7.1646e-09 | -7.1646e-09 | 5.65e-24 | -7.1646e-09 | 7.1646e-09 | 0 | 0 | 0 | 0 | 0 | 0 | 0.95 | 0.475 | 0.475 | 0.95 | 0.475 | 0.475 | 1.5346e-06 | -180 | 180 | 1.5346e-06 | -180 | 180
Line12_13_15 | 0 | 0 | 0 | 0 | 0 | 0 | 0 | 0 | 0 | 0 | 0 | 0 | 7.0314e-17 | -8.0242e-16 | 1.6728e-16 | 7.0314e-17 | 6.9128e-16 | -1.378e-16 | -1.4063e-16 | 4.2987e-09 | -4.2987e-09 | 1.4063e-16 | -4.2987e-09 | 4.2987e-09 | 0 | 0 | 0 | 0 | 0 | 0 | 0.95 | 0.475 | 0.475 | 0.95 | 0.475 | 0.475 | 1.5346e-06 | -180 | 180 | 1.5346e-06 | -180 | 180
Line13_13_14 | 0 | 0 | 0 | 0 | 0 | 0 | 0 | 0 | 0 | 0 | 0 | 0 | 7.0314e-17 | -1.1513e-16 | -3.7991e-17 | -7.0314e-17 | -2.2225e-17 | 1.819e-16 | 1.4063e-16 | 1.4329e-09 | -1.4329e-09 | -1.8833e-24 | -1.4329e-09 | 1.4329e-09 | 0 | 0 | 0 | 0 | 0 | 0 | 0.95 | 0.475 | 0.475 | 0.95 | 0.475 | 0.475 | 1.5346e-06 | -180 | 180 | 1.5346e-06 | -180 | 180
Line14_15_16 | 0 | 0 | 0 | 0 | 0 | 0 | 0 | 0 | 0 | 0 | 0 | 0 | 1.4063e-16 | -7.0695e-16 | -2.3627e-16 | -7.0314e-17 | 6.849e-16 | 1.0874e-16 | -1.4063e-16 | 2.8658e-09 | -2.8658e-09 | 1.4063e-16 | -2.8658e-09 | 2.8658e-09 | 0 | 0 | 0 | 0 | 0 | 0 | 0.95 | 0.475 | 0.475 | 0.95 | 0.475 | 0.475 | 1.5346e-06 | -180 | 180 | 1.5346e-06 | -180 | 180
Line15_16_17 | 0 | 0 | 0 | 0 | 0 | 0 | 0 | 0 | 0 | 0 | 0 | 0 | 0 | -1.6666e-16 | 8.6257e-17 | -3.7667e-24 | 1.3478e-16 | -8.2981e-17 | 0 | 1.4329e-09 | -1.4329e-09 | 1.4063e-16 | -1.4329e-09 | 1.4329e-09 | 0 | 0 | 0 | 0 | 0 | 0 | 0.95 | 0.475 | 0.475 | 0.95 | 0.475 | 0.475 | 1.5346e-06 | -180 | 180 | 1.5346e-06 | -180 | 180
Line16_4_18 | 0 | 0 | 0 | 0 | 0 | 0 | 0 | 0 | 0 | 0 | 0 | 0 | 3.7667e-24 | 1.6812e-15 | -3.9613e-15 | -5.65e-24 | -5.1427e-16 | 5.0227e-15 | -1.4063e-16 | -2.5792e-08 | 2.5792e-08 | 2.1094e-16 | 2.5792e-08 | -2.5792e-08 | 0 | 0 | 0 | 0 | 0 | 0 | 0.95 | 0.475 | 0.475 | 0.95 | 0.475 | 0.475 | 1.5346e-06 | 180 | -180 | 1.5346e-06 | 180 | -180
Line17_5_19 | 0 | 0 | 0 | 0 | 0 | 0 | 0 | 0 | 0 | 0 | 0 | 0 | 7.0314e-17 | -7.1659e-17 | -9.9993e-17 | -1.4063e-16 | 1.8041e-16 | 1.0327e-16 | -7.0314e-17 | 1.4329e-09 | -1.4329e-09 | 2.1094e-16 | -1.4329e-09 | 1.4329e-09 | 0 | 0 | 0 | 0 | 0 | 0 | 0.95 | 0.475 | 0.475 | 0.95 | 0.475 | 0.475 | 1.5346e-06 | -180 | -180 | 1.5346e-06 | -180 | -180
Line1_1_3 | 0 | 0 | 0 | 0 | 0 | 0 | 0 | 0 | 0 | 0 | 0 | 0 | -3.5157e-16 | -6.2632e-16 | 1.6432e-15 | 3.5157e-16 | 9.0631e-16 | -1.5741e-15 | 7.0314e-17 | 1.1463e-08 | -1.1463e-08 | -1.4063e-16 | -1.1463e-08 | 1.1463e-08 | 0 | 0 | 0 | 0 | 0 | 0 | 0.95 | 0.475 | 0.475 | 0.95 | 0.475 | 0.475 | 1.5346e-06 | -180 | -180 | 1.5346e-06 | -180 | -180
Line2_1_4 | 0 | 0 | 0 | 0 | 0 | 0 | 0 | 0 | 0 | 0 | 0 | 0 | -1.4063e-16 | 2.6186e-15 | -2.771e-15 | 1.4063e-16 | -1.6366e-15 | 3.7178e-15 | -7.0314e-17 | -2.4359e-08 | 2.4359e-08 | 7.0314e-17 | 2.4359e-08 | -2.4359e-08 | 0 | 0 | 0 | 0 | 0 | 0 | 0.95 | 0.475 | 0.475 | 0.95 | 0.475 | 0.475 | 1.5346e-06 | -180 | -180 | 1.5346e-06 | 180 | -180
Line3_1_5 | 0 | 0 | 0 | 0 | 0 | 0 | 0 | 0 | 0 | 0 | 0 | 0 | -7.0314e-17 | -2.0053e-16 | 2.35e-16 | -3.7667e-24 | 3.8942e-16 | -3.6253e-16 | -1.4063e-16 | 2.8658e-09 | -2.8658e-09 | 1.4063e-16 | -2.8658e-09 | 2.8658e-09 | 0 | 0 | 0 | 0 | 0 | 0 | 0.95 | 0.475 | 0.475 | 0.95 | 0.475 | 0.475 | 1.5346e-06 | -180 | -180 | 1.5346e-06 | -180 | -180
Line4_2_6 | 0 | 0 | 0 | 0 | 0 | 0 | 0 | 0 | 0 | 0 | 0 | 0 | 2.8126e-16 | -7.0507e-16 | 4.1891e-16 | -2.1094e-16 | 7.1666e-16 | -3.3701e-16 | 7.0314e-17 | 7.1646e-09 | -7.1646e-09 | 7.0314e-17 | -7.1646e-09 | 7.1646e-09 | 0 | 0 | 0 | 0 | 0 | 0 | 0.95 | 0.475 | 0.475 | 0.95 | 0.475 | 0.475 | 1.5346e-06 | -180 | -180 | 1.5346e-06 | -180 | -180
Line5_6_7 | 0 | 0 | 0 | 0 | 0 | 0 | 0 | 0 | 0 | 0 | 0 | 0 | 7.0314e-17 | -6.1552e-16 | 4.6649e-16 | -7.0314e-17 | 5.6246e-16 | -4.1407e-16 | 2.1094e-16 | 5.7316e-09 | -5.7316e-09 | -2.1094e-16 | -5.7316e-09 | 5.7316e-09 | 0 | 0 | 0 | 0 | 0 | 0 | 0.95 | 0.475 | 0.475 | 0.95 | 0.475 | 0.475 | 1.5346e-06 | -180 | -180 | 1.5346e-06 | -180 | 180
Line6_7_8 | 0 | 0 | 0 | 0 | 0 | 0 | 0 | 0 | 0 | 0 | 0 | 0 | -7.5333e-24 | -2.7243e-16 | 5.5665e-16 | 5.65e-24 | 1.6129e-16 | -3.8654e-16 | 2.8126e-16 | 4.2987e-09 | -4.2987e-09 | -2.1094e-16 | -4.2987e-09 | 4.2987e-09 | 0 | 0 | 0 | 0 | 0 | 0 | 0.95 | 0.475 | 0.475 | 0.95 | 0.475 | 0.475 | 1.5346e-06 | -180 | 180 | 1.5346e-06 | -180 | 180
Line7_8_9 | 0 | 0 | 0 | 0 | 0 | 0 | 0 | 0 | 0 | 0 | 0 | 0 | -1.4063e-16 | 1.2202e-16 | 1.2885e-16 | 7.0314e-17 | -2.5938e-16 | 1.5058e-17 | 2.1094e-16 | 1.4329e-09 | -1.4329e-09 | -7.0314e-17 | -1.4329e-09 | 1.4329e-09 | 0 | 0 | 0 | 0 | 0 | 0 | 0.95 | 0.475 | 0.475 | 0.95 | 0.475 | 0.475 | 1.5346e-06 | -180 | 180 | 1.5346e-06 | -180 | 180
Line8_8_10 | 0 | 0 | 0 | 0 | 0 | 0 | 0 | 0 | 0 | 0 | 0 | 0 | 7.0314e-17 | -1.5923e-16 | -1.1782e-17 | -7.0314e-17 | 2.1881e-17 | 1.5569e-16 | 7.0314e-17 | 1.4329e-09 | -1.4329e-09 | 7.0314e-17 | -1.4329e-09 | 1.4329e-09 | 0 | 0 | 0 | 0 | 0 | 0 | 0.95 | 0.475 | 0.475 | 0.95 | 0.475 | 0.475 | 1.5346e-06 | -180 | 180 | 1.5346e-06 | -180 | 180
Line9_3_11 | 0 | 0 | 0 | 0 | 0 | 0 | 0 | 0 | 0 | 0 | 0 | 0 | -1.4063e-16 | -9.9078e-16 | 9.9062e-16 | 7.0314e-17 | 1.2216e-15 | -6.8946e-16 | 1.4063e-16 | 1.003e-08 | -1.003e-08 | 1.8833e-24 | -1.003e-08 | 1.003e-08 | 0 | 0 | 0 | 0 | 0 | 0 | 0.95 | 0.475 | 0.475 | 0.95 | 0.475 | 0.475 | 1.5346e-06 | -180 | -180 | 1.5346e-06 | -180 | 180

## LL_min_10
name | pf_ikss_a_from_ka | pf_ikss_b_from_ka | pf_ikss_c_from_ka | pf_ikss_a_to_ka | pf_ikss_b_to_ka | pf_ikss_c_to_ka | pf_skss_a_from_mw | pf_skss_b_from_mw | pf_skss_c_from_mw | pf_skss_a_to_mw | pf_skss_b_to_mw | pf_skss_c_to_mw | pf_p_a_from_mw | pf_p_b_from_mw | pf_p_c_from_mw | pf_p_a_to_mw | pf_p_b_to_mw | pf_p_c_to_mw | pf_q_a_from_mvar | pf_q_b_from_mvar | pf_q_c_from_mvar | pf_q_a_to_mvar | pf_q_b_to_mvar | pf_q_c_to_mvar | pf_ikss_a_from_degree | pf_ikss_b_from_degree | pf_ikss_c_from_degree | pf_ikss_a_to_degree | pf_ikss_b_to_degree | pf_ikss_c_to_degree | pf_vm_a_from_pu | pf_vm_b_from_pu | pf_vm_c_from_pu | pf_vm_a_to_pu | pf_vm_b_to_pu | pf_vm_c_to_pu | pf_va_a_from_degree | pf_va_b_from_degree | pf_va_c_from_degree | pf_va_a_to_degree | pf_va_b_to_degree | pf_va_c_to_degree
Line0_1_2 | 0 | 0 | 0 | 0 | 0 | 0 | 0 | 0 | 0 | 0 | 0 | 0 | 1.3323e-16 | -9.6064e-16 | 7.8701e-16 | -1.3323e-16 | 8.9996e-16 | -6.8116e-16 | 1.3323e-16 | 7.7163e-09 | -7.7163e-09 | -6.6613e-17 | -7.7163e-09 | 7.7163e-09 | 0 | 0 | 0 | 0 | 0 | 0 | 0.9 | 0.45 | 0.45 | 0.9 | 0.45 | 0.45 | 1.5346e-06 | -180 | -180 | 1.5346e-06 | -180 | -180
Line10_11_12 | 0 | 0 | 0 | 0 | 0 | 0 | 0 | 0 | 0 | 0 | 0 | 0 | -2.6645e-16 | -9.5881e-16 | 9.2207e-16 | 1.3323e-16 | 1.1979e-15 | -5.4976e-16 | 1.3323e-16 | 7.7163e-09 | -7.7163e-09 | 6.6613e-17 | -7.7163e-09 | 7.7163e-09 | 0 | 0 | 0 | 0 | 0 | 0 | 0.9 | 0.45 | 0.45 | 0.9 | 0.45 | 0.45 | 1.5346e-06 | -180 | 180 | 1.5346e-06 | -180 | 180
Line11_12_13 | 0 | 0 | 0 | 0 | 0 | 0 | 0 | 0 | 0 | 0 | 0 | 0 | -1.9984e-16 | -9.0942e-16 | 5.6916e-16 | 1.9984e-16 | 7.8309e-16 | -2.292e-16 | 2.6645e-16 | 6.4302e-09 | -6.4302e-09 | -6.6613e-17 | -6.4302e-09 | 6.4302e-09 | 0 | 0 | 0 | 0 | 0 | 0 | 0.9 | 0.45 | 0.45 | 0.9 | 0.45 | 0.45 | 1.5346e-06 | -180 | 180 | 1.5346e-06 | -180 | 180
Line12_13_15 | 0 | 0 | 0 | 0 | 0 | 0 | 0 | 0 | 0 | 0 | 0 | 0 | -6.6613e-17 | -5.4313e-16 | 1.6416e-16 | -5.3526e-24 | 5.3629e-16 | -4.4733e-18 | -1.3323e-16 | 3.8581e-09 | -3.8581e-09 | 1.9984e-16 | -3.8581e-09 | 3.8581e-09 | 0 | 0 | 0 | 0 | 0 | 0 | 0.9 | 0.45 | 0.45 | 0.9 | 0.45 | 0.45 | 1.5346e-06 | -180 | 180 | 1.5346e-06 | -180 | 180
Line13_13_14 | 0 | 0 | 0 | 0 | 0 | 0 | 0 | 0 | 0 | 0 | 0 | 0 | -6.6613e-17 | 2.9899e-17 | 2.3236e-16 | 6.6613e-17 | 7.2961e-17 | -9.619e-17 | 1.3323e-16 | 1.286e-09 | -1.286e-09 | 6.6613e-17 | -1.286e-09 | 1.286e-09 | 0 | 0 | 0 | 0 | 0 | 0 | 0.9 | 0.45 | 0.45 | 0.9 | 0.45 | 0.45 | 1.5346e-06 | -180 | 180 | 1.5346e-06 | -180 | 180
Line14_15_16 | 0 | 0 | 0 | 0 | 0 | 0 | 0 | 0 | 0 | 0 | 0 | 0 | 1.7842e-24 | -5.2406e-16 | 4.7391e-17 | -6.6613e-17 | 3.3598e-16 | 9.7597e-17 | -6.6613e-17 | 2.5721e-09 | -2.5721e-09 | 6.6613e-17 | -2.5721e-09 | 2.5721e-09 | 0 | 0 | 0 | 0 | 0 | 0 | 0.9 | 0.45 | 0.45 | 0.9 | 0.45 | 0.45 | 1.5346e-06 | -180 | 180 | 1.5346e-06 | -180 | 180
Line15_16_17 | 0 | 0 | 0 | 0 | 0 | 0 | 0 | 0 | 0 | 0 | 0 | 0 | 1.7842e-24 | -2.1795e-16 | 8.4428e-17 | -6.6613e-17 | 1.8758e-16 | 5.1739e-17 | -6.6613e-17 | 1.286e-09 | -1.286e-09 | 1.3323e-16 | -1.286e-09 | 1.286e-09 | 0 | 0 | 0 | 0 | 0 | 0 | 0.9 | 0.45 | 0.45 | 0.9 | 0.45 | 0.45 | 1.5346e-06 | -180 | 180 | 1.5346e-06 | -180 | 180
Line16_4_18 | 0 | 0 | 0 | 0 | 0 | 0 | 0 | 0 | 0 | 0 | 0 | 0 | 3.5684e-24 | 1.416e-15 | -3.394e-15 | -5.3526e-24 | -4.9662e-16 | 4.4799e-15 | -1.3323e-16 | -2.3149e-08 | 2.3149e-08 | 1.9984e-16 | 2.3149e-08 | -2.3149e-08 | 0 | 0 | 0 | 0 | 0 | 0 | 0.9 | 0.45 | 0.45 | 0.9 | 0.45 | 0.45 | 1.5346e-06 | 180 | -180 | 1.5346e-06 | 180 | -180
Line17_5_19 | 0 | 0 | 0 | 0 | 0 | 0 | 0 | 0 | 0 | 0 | 0 | 0 | 3.5684e-24 | -2.6591e-16 | 1.697e-16 | -1.7842e-24 | 1.3562e-16 | -1.6676e-16 | -1.3323e-16 | 1.286e-09 | -1.286e-09 | 6.6613e-17 | -1.286e-09 | 1.286e-09 | 0 | 0 | 0 | 0 | 0 | 0 | 0.9 | 0.45 | 0.45 | 0.9 | 0.45 | 0.45 | 1.5346e-06 | -180 | -180 | 1.5346e-06 | -180 | -180
Line1_1_3 | 0 | 0 | 0 | 0 | 0 | 0 | 0 | 0 | 0 | 0 | 0 | 0 | -1.3323e-16 | -9.4779e-16 | 1.1382e-15 | 6.6613e-17 | 9.6943e-16 | -9.4999e-16 | 1.3323e-16 | 1.0288e-08 | -1.0288e-08 | -6.6613e-17 | -1.0288e-08 | 1.0288e-08 | 0 | 0 | 0 | 0 | 0 | 0 | 0.9 | 0.45 | 0.45 | 0.9 | 0.45 | 0.45 | 1.5346e-06 | -180 | -180 | 1.5346e-06 | -180 | -180
Line2_1_4 | 0 | 0 | 0 | 0 | 0 | 0 | 0 | 0 | 0 | 0 | 0 | 0 | 1.7842e-24 | 1.9225e-15 | -2.5851e-15 | -6.6613e-17 | -1.2725e-15 | 3.5681e-15 | -6.6613e-17 | -2.1863e-08 | 2.1863e-08 | 6.6613e-17 | 2.1863e-08 | -2.1863e-08 | 0 | 0 | 0 | 0 | 0 | 0 | 0.9 | 0.45 | 0.45 | 0.9 | 0.45 | 0.45 | 1.5346e-06 | -180 | -180 | 1.5346e-06 | 180 | -180
Line3_1_5 | 0 | 0 | 0 | 0 | 0 | 0 | 0 | 0 | 0 | 0 | 0 | 0 | 3.5684e-24 | -4.8675e-16 | 8.4702e-17 | -1.7842e-24 | 3.9859e-16 | -7.2941e-17 | -1.3323e-16 | 2.5721e-09 | -2.5721e-09 | 6.6613e-17 | -2.5721e-09 | 2.5721e-09 | 0 | 0 | 0 | 0 | 0 | 0 | 0.9 | 0.45 | 0.45 | 0.9 | 0.45 | 0.45 | 1.5346e-06 | -180 | -180 | 1.5346e-06 | -180 | -180
Line4_2_6 | 0 | 0 | 0 | 0 | 0 | 0 | 0 | 0 | 0 | 0 | 0 | 0 | 1.9984e-16 | -4.8906e-16 | 3.9e-16 | -1.9984e-16 | 6.958e-16 | -3.1649e-16 | 1.9984e-16 | 6.4302e-09 | -6.4302e-09 | -6.6613e-17 | -6.4302e-09 | 6.4302e-09 | 0 | 0 | 0 | 0 | 0 | 0 | 0.9 | 0.45 | 0.45 | 0.9 | 0.45 | 0.45 | 1.5346e-06 | -180 | -180 | 1.5346e-06 | -180 | -180
Line5_6_7 | 0 | 0 | 0 | 0 | 0 | 0 | 0 | 0 | 0 | 0 | 0 | 0 | -8.921e-24 | -5.0335e-16 | 5.7294e-16 | 5.3526e-24 | 4.1716e-16 | -5.2589e-16 | 3.3307e-16 | 5.1442e-09 | -5.1442e-09 | -1.9984e-16 | -5.1442e-09 | 5.1442e-09 | 0 | 0 | 0 | 0 | 0 | 0 | 0.9 | 0.45 | 0.45 | 0.9 | 0.45 | 0.45 | 1.5346e-06 | -180 | -180 | 1.5346e-06 | -180 | 180
Line6_7_8 | 0 | 0 | 0 | 0 | 0 | 0 | 0 | 0 | 0 | 0 | 0 | 0 | 1.9984e-16 | -5.1271e-16 | 1.2797e-16 | -1.9984e-16 | 4.3926e-16 | 3.1724e-17 | 6.6613e-17 | 3.8581e-09 | -3.8581e-09 | -5.3526e-24 | -3.8581e-09 | 3.8581e-09 | 0 | 0 | 0 | 0 | 0 | 0 | 0.9 | 0.45 | 0.45 | 0.9 | 0.45 | 0.45 | 1.5346e-06 | -180 | 180 | 1.5346e-06 | -180 | 180
Line7_8_9 | 0 | 0 | 0 | 0 | 0 | 0 | 0 | 0 | 0 | 0 | 0 | 0 | 6.6613e-17 | 2.0115e-17 | -1.0575e-17 | -6.6613e-17 | 1.6132e-17 | 1.4674e-16 | 1.7842e-24 | 1.286e-09 | -1.286e-09 | 6.6613e-17 | -1.286e-09 | 1.286e-09 | 0 | 0 | 0 | 0 | 0 | 0 | 0.9 | 0.45 | 0.45 | 0.9 | 0.45 | 0.45 | 1.5346e-06 | -180 | 180 | 1.5346e-06 | -180 | 180
Line8_8_10 | 0 | 0 | 0 | 0 | 0 | 0 | 0 | 0 | 0 | 0 | 0 | 0 | 6.6613e-17 | 2.0115e-17 | -1.0575e-17 | -1.3323e-16 | 1.6132e-17 | 1.4674e-16 | 1.7842e-24 | 1.286e-09 | -1.286e-09 | -3.5684e-24 | -1.286e-09 | 1.286e-09 | 0 | 0 | 0 | 0 | 0 | 0 | 0.9 | 0.45 | 0.45 | 0.9 | 0.45 | 0.45 | 1.5346e-06 | -180 | 180 | 1.5346e-06 | -180 | 180
Line9_3_11 | 0 | 0 | 0 | 0 | 0 | 0 | 0 | 0 | 0 | 0 | 0 | 0 | -6.6613e-17 | -1.0856e-15 | 9.3116e-16 | 1.3323e-16 | 1.0964e-15 | -6.5386e-16 | -1.7842e-24 | 9.0023e-09 | -9.0023e-09 | 1.3323e-16 | -9.0023e-09 | 9.0023e-09 | 0 | 0 | 0 | 0 | 0 | 0 | 0.9 | 0.45 | 0.45 | 0.9 | 0.45 | 0.45 | 1.5346e-06 | -180 | -180 | 1.5346e-06 | -180 | 180

## LL_min_fault_6
name | pf_ikss_a_from_ka | pf_ikss_b_from_ka | pf_ikss_c_from_ka | pf_ikss_a_to_ka | pf_ikss_b_to_ka | pf_ikss_c_to_ka | pf_skss_a_from_mw | pf_skss_b_from_mw | pf_skss_c_from_mw | pf_skss_a_to_mw | pf_skss_b_to_mw | pf_skss_c_to_mw | pf_p_a_from_mw | pf_p_b_from_mw | pf_p_c_from_mw | pf_p_a_to_mw | pf_p_b_to_mw | pf_p_c_to_mw | pf_q_a_from_mvar | pf_q_b_from_mvar | pf_q_c_from_mvar | pf_q_a_to_mvar | pf_q_b_to_mvar | pf_q_c_to_mvar | pf_ikss_a_from_degree | pf_ikss_b_from_degree | pf_ikss_c_from_degree | pf_ikss_a_to_degree | pf_ikss_b_to_degree | pf_ikss_c_to_degree | pf_vm_a_from_pu | pf_vm_b_from_pu | pf_vm_c_from_pu | pf_vm_a_to_pu | pf_vm_b_to_pu | pf_vm_c_to_pu | pf_va_a_from_degree | pf_va_b_from_degree | pf_va_c_from_degree | pf_va_a_to_degree | pf_va_b_to_degree | pf_va_c_to_degree
Line0_1_2 | 0 | 0 | 0 | 0 | 0 | 0 | 0 | 0 | 0 | 0 | 0 | 0 | 7.0314e-17 | -7.7462e-14 | -1.9798e-14 | -1.4063e-16 | 7.7439e-14 | 1.9776e-14 | 2.1094e-16 | 8.5974e-09 | -8.5975e-09 | -1.4063e-16 | -8.5974e-09 | 8.5975e-09 | 0 | 0 | 0 | 0 | 0 | 0 | 0.95 | 0.475 | 0.475 | 0.95 | 0.475 | 0.475 | 1.5346e-06 | -179.9997 | 179.9997 | 1.5346e-06 | -179.9997 | 179.9997
Line10_11_12 | 0 | 0 | 0 | 0 | 0 | 0 | 0 | 0 | 0 | 0 | 0 | 0 | 0 | -7.8003e-14 | -2.0093e-14 | -1.8833e-24 | 7.8156e-14 | 2.0352e-14 | 0 | 8.5974e-09 | -8.5975e-09 | 7.0314e-17 | -8.5974e-09 | 8.5975e-09 | 0 | 0 | 0 | 0 | 0 | 0 | 0.95 | 0.475 | 0.475 | 0.95 | 0.475 | 0.475 | 1.5346e-06 | -179.9997 | 179.9997 | 1.5346e-06 | -179.9997 | 179.9997
Line11_12_13 | 0 | 0 | 0 | 0 | 0 | 0 | 0 | 0 | 0 | 0 | 0 | 0 | -3.5157e-16 | -6.4925e-14 | -1.6444e-14 | 3.5157e-16 | 6.4831e-14 | 1.6526e-14 | 2.1094e-16 | 7.1645e-09 | -7.1646e-09 | -7.0314e-17 | -7.1645e-09 | 7.1646e-09 | 0 | 0 | 0 | 0 | 0 | 0 | 0.95 | 0.475 | 0.475 | 0.95 | 0.475 | 0.475 | 1.5346e-06 | -179.9997 | 179.9997 | 1.5346e-06 | -179.9997 | 179.9997
Line12_13_15 | 0 | 0 | 0 | 0 | 0 | 0 | 0 | 0 | 0 | 0 | 0 | 0 | 1.8833e-24 | -3.9004e-14 | -1.0084e-14 | -7.0314e-17 | 3.9033e-14 | 1.0395e-14 | -7.0314e-17 | 4.2987e-09 | -4.2987e-09 | 2.1094e-16 | -4.2987e-09 | 4.2987e-09 | 0 | 0 | 0 | 0 | 0 | 0 | 0.95 | 0.475 | 0.475 | 0.95 | 0.475 | 0.475 | 1.5346e-06 | -179.9997 | 179.9997 | 1.5346e-06 | -179.9997 | 179.9997
Line13_13_14 | 0 | 0 | 0 | 0 | 0 | 0 | 0 | 0 | 0 | 0 | 0 | 0 | -7.5333e-24 | -1.279e-14 | -3.3615e-15 | 7.0314e-17 | 1.2723e-14 | 3.3647e-15 | 2.8126e-16 | 1.4329e-09 | -1.4329e-09 | -1.4063e-16 | -1.4329e-09 | 1.4329e-09 | 0 | 0 | 0 | 0 | 0 | 0 | 0.95 | 0.475 | 0.475 | 0.95 | 0.475 | 0.475 | 1.5346e-06 | -179.9997 | 179.9997 | 1.5346e-06 | -179.9997 | 179.9997
Line14_15_16 | 0 | 0 | 0 | 0 | 0 | 0 | 0 | 0 | 0 | 0 | 0 | 0 | 1.8833e-24 | -2.6339e-14 | -6.8832e-15 | -3.7666e-24 | 2.6141e-14 | 6.7557e-15 | -7.0314e-17 | 2.8658e-09 | -2.8658e-09 | 1.4063e-16 | -2.8658e-09 | 2.8658e-09 | 0 | 0 | 0 | 0 | 0 | 0 | 0.95 | 0.475 | 0.475 | 0.95 | 0.475 | 0.475 | 1.5346e-06 | -179.9997 | 179.9997 | 1.5346e-06 | -179.9997 | 179.9997
Line15_16_17 | 0 | 0 | 0 | 0 | 0 | 0 | 0 | 0 | 0 | 0 | 0 | 0 | -1.8833e-24 | -1.3018e-14 | -3.2372e-15 | 0 | 1.3056e-14 | 3.3811e-15 | 7.0314e-17 | 1.4329e-09 | -1.4329e-09 | 0 | -1.4329e-09 | 1.4329e-09 | 0 | 0 | 0 | 0 | 0 | 0 | 0.95 | 0.475 | 0.475 | 0.95 | 0.475 | 0.475 | 1.5346e-06 | -179.9997 | 179.9997 | 1.5346e-06 | -179.9997 | 179.9997
Line16_4_18 | 0 | 0 | 0 | 0 | 0 | 0 | 0 | 0 | 0 | 0 | 0 | 0 | 7.0314e-17 | 2.3177e-13 | 5.7689e-14 | -7.0314e-17 | -2.3071e-13 | -5.6487e-14 | 7.0314e-17 | -2.5792e-08 | 2.5792e-08 | 1.4063e-16 | 2.5792e-08 | -2.5792e-08 | 0 | 0 | 0 | 0 | 0 | 0 | 0.95 | 0.475 | 0.475 | 0.95 | 0.475 | 0.475 | 1.5346e-06 | -179.9997 | 179.9997 | 1.5346e-06 | -179.9997 | 179.9997
Line17_5_19 | 0 | 0 | 0 | 0 | 0 | 0 | 0 | 0 | 0 | 0 | 0 | 0 | 1.8833e-24 | -1.2641e-14 | -3.2828e-15 | 7.0314e-17 | 1.275e-14 | 3.2861e-15 | -7.0314e-17 | 1.4329e-09 | -1.4329e-09 | 1.4063e-16 | -1.4329e-09 | 1.4329e-09 | 0 | 0 | 0 | 0 | 0 | 0 | 0.95 | 0.475 | 0.475 | 0.95 | 0.475 | 0.475 | 1.5346e-06 | -179.9997 | 179.9997 | 1.5346e-06 | -179.9997 | 179.9997
Line1_1_3 | 0 | 0 | 0 | 0 | 0 | 0 | 0 | 0 | 0 | 0 | 0 | 0 | -2.1094e-16 | -1.0326e-13 | -2.5929e-14 | 1.4063e-16 | 1.0336e-13 | 2.6139e-14 | 1.4063e-16 | 1.1463e-08 | -1.1463e-08 | 3.7666e-24 | -1.1463e-08 | 1.1463e-08 | 0 | 0 | 0 | 0 | 0 | 0 | 0.95 | 0.475 | 0.475 | 0.95 | 0.475 | 0.475 | 1.5346e-06 | -179.9997 | 179.9997 | 1.5346e-06 | -179.9997 | 179.9997
Line2_1_4 | 0 | 0 | 0 | 0 | 0 | 0 | 0 | 0 | 0 | 0 | 0 | 0 | -1.4063e-16 | 2.1975e-13 | 5.5415e-14 | -5.6499e-24 | -2.188e-13 | -5.4609e-14 | -7.0314e-17 | -2.4359e-08 | 2.436e-08 | 2.1094e-16 | 2.4359e-08 | -2.436e-08 | 0 | 0 | 0 | 0 | 0 | 0 | 0.95 | 0.475 | 0.475 | 0.95 | 0.475 | 0.475 | 1.5346e-06 | -179.9997 | 179.9997 | 1.5346e-06 | -179.9997 | 179.9997
Line3_1_5 | 0 | 0 | 0 | 0 | 0 | 0 | 0 | 0 | 0 | 0 | 0 | 0 | -7.0314e-17 | -2.5973e-14 | -6.6932e-15 | -7.0314e-17 | 2.5986e-14 | 6.7063e-15 | -7.0314e-17 | 2.8658e-09 | -2.8658e-09 | 7.0314e-17 | -2.8658e-09 | 2.8658e-09 | 0 | 0 | 0 | 0 | 0 | 0 | 0.95 | 0.475 | 0.475 | 0.95 | 0.475 | 0.475 | 1.5346e-06 | -179.9997 | 179.9997 | 1.5346e-06 | -179.9997 | 179.9997
Line4_2_6 | 0 | 0 | 0 | 0 | 0 | 0 | 0 | 0 | 0 | 0 | 0 | 0 | 2.1094e-16 | -6.4503e-14 | -1.662e-14 | -2.1094e-16 | 6.4515e-14 | 1.6843e-14 | 1.4063e-16 | 7.1645e-09 | -7.1646e-09 | -5.6499e-24 | -7.1645e-09 | 7.1646e-09 | 0 | 0 | 0 | 0 | 0 | 0 | 0.95 | 0.475 | 0.475 | 0.95 | 0.475 | 0.475 | 1.5346e-06 | -179.9997 | 179.9997 | 1.5346e-06 | -179.9997 | 179.9997
Line5_6_7 | 0 | 0 | 0 | 0 | 0 | 0 | 0 | 0 | 0 | 0 | 0 | 0 | 1.4063e-16 | -5.1703e-14 | -1.3249e-14 | -2.1094e-16 | 5.1791e-14 | 1.3442e-14 | 1.4063e-16 | 5.7316e-09 | -5.7317e-09 | -7.0314e-17 | -5.7316e-09 | 5.7317e-09 | 0 | 0 | 0 | 0 | 0 | 0 | 0.95 | 0.475 | 0.475 | 0.95 | 0.475 | 0.475 | 1.5346e-06 | -179.9997 | 179.9997 | 1.5346e-06 | -179.9997 | 179.9997
Line6_7_8 | 0 | 0 | 0 | 0 | 0 | 0 | 0 | 0 | 0 | 0 | 0 | 0 | 7.0314e-17 | -3.8931e-14 | -9.8356e-15 | -7.0314e-17 | 3.8855e-14 | 9.8651e-15 | 2.8126e-16 | 4.2987e-09 | -4.2987e-09 | -2.1094e-16 | -4.2987e-09 | 4.2987e-09 | 0 | 0 | 0 | 0 | 0 | 0 | 0.95 | 0.475 | 0.475 | 0.95 | 0.475 | 0.475 | 1.5346e-06 | -179.9997 | 179.9997 | 1.5346e-06 | -179.9997 | 179.9997
Line7_8_9 | 0 | 0 | 0 | 0 | 0 | 0 | 0 | 0 | 0 | 0 | 0 | 0 | -1.8833e-24 | -1.2834e-14 | -3.3352e-15 | -1.8833e-24 | 1.2732e-14 | 3.4791e-15 | 7.0314e-17 | 1.4329e-09 | -1.4329e-09 | 7.0314e-17 | -1.4329e-09 | 1.4329e-09 | 0 | 0 | 0 | 0 | 0 | 0 | 0.95 | 0.475 | 0.475 | 0.95 | 0.475 | 0.475 | 1.5346e-06 | -179.9997 | 179.9997 | 1.5346e-06 | -179.9997 | 179.9997
Line8_8_10 | 0 | 0 | 0 | 0 | 0 | 0 | 0 | 0 | 0 | 0 | 0 | 0 | 7.0314e-17 | -1.2834e-14 | -3.3352e-15 | -7.0314e-17 | 1.2873e-14 | 3.4791e-15 | 7.0314e-17 | 1.4329e-09 | -1.4329e-09 | -1.8833e-24 | -1.4329e-09 | 1.4329e-09 | 0 | 0 | 0 | 0 | 0 | 0 | 0.95 | 0.475 | 0.475 | 0.95 | 0.475 | 0.475 | 1.5346e-06 | -179.9997 | 179.9997 | 1.5346e-06 | -179.9997 | 179.9997
Line9_3_11 | 0 | 0 | 0 | 0 | 0 | 0 | 0 | 0 | 0 | 0 | 0 | 0 | -3.5157e-16 | -9.0245e-14 | -2.2836e-14 | 2.1094e-16 | 9.0581e-14 | 2.3137e-14 | 1.4063e-16 | 1.003e-08 | -1.003e-08 | 5.6499e-24 | -1.003e-08 | 1.003e-08 | 0 | 0 | 0 | 0 | 0 | 0 | 0.95 | 0.475 | 0.475 | 0.95 | 0.475 | 0.475 | 1.5346e-06 | -179.9997 | 179.9997 | 1.5346e-06 | -179.9997 | 179.9997

## LL_min_fault_10
name | pf_ikss_a_from_ka | pf_ikss_b_from_ka | pf_ikss_c_from_ka | pf_ikss_a_to_ka | pf_ikss_b_to_ka | pf_ikss_c_to_ka | pf_skss_a_from_mw | pf_skss_b_from_mw | pf_skss_c_from_mw | pf_skss_a_to_mw | pf_skss_b_to_mw | pf_skss_c_to_mw | pf_p_a_from_mw | pf_p_b_from_mw | pf_p_c_from_mw | pf_p_a_to_mw | pf_p_b_to_mw | pf_p_c_to_mw | pf_q_a_from_mvar | pf_q_b_from_mvar | pf_q_c_from_mvar | pf_q_a_to_mvar | pf_q_b_to_mvar | pf_q_c_to_mvar | pf_ikss_a_from_degree | pf_ikss_b_from_degree | pf_ikss_c_from_degree | pf_ikss_a_to_degree | pf_ikss_b_to_degree | pf_ikss_c_to_degree | pf_vm_a_from_pu | pf_vm_b_from_pu | pf_vm_c_from_pu | pf_vm_a_to_pu | pf_vm_b_to_pu | pf_vm_c_to_pu | pf_va_a_from_degree | pf_va_b_from_degree | pf_va_c_from_degree | pf_va_a_to_degree | pf_va_b_to_degree | pf_va_c_to_degree
Line0_1_2 | 0 | 0 | 0 | 0 | 0 | 0 | 0 | 0 | 0 | 0 | 0 | 0 | -8.921e-24 | -6.9352e-14 | -1.7678e-14 | -6.6613e-17 | 6.9491e-14 | 1.7784e-14 | 3.3307e-16 | 7.7162e-09 | -7.7163e-09 | -2.6645e-16 | -7.7162e-09 | 7.7163e-09 | 0 | 0 | 0 | 0 | 0 | 0 | 0.9 | 0.45 | 0.45 | 0.9 | 0.45 | 0.45 | 1.5346e-06 | -179.9997 | 179.9997 | 1.5346e-06 | -179.9997 | 179.9997
Line10_11_12 | 0 | 0 | 0 | 0 | 0 | 0 | 0 | 0 | 0 | 0 | 0 | 0 | -2.6645e-16 | -6.9817e-14 | -1.7676e-14 | 1.9984e-16 | 6.9856e-14 | 1.7782e-14 | -7.1368e-24 | 7.7162e-09 | -7.7163e-09 | 5.3526e-24 | -7.7162e-09 | 7.7163e-09 | 0 | 0 | 0 | 0 | 0 | 0 | 0.9 | 0.45 | 0.45 | 0.9 | 0.45 | 0.45 | 1.5346e-06 | -179.9997 | 179.9997 | 1.5346e-06 | -179.9997 | 179.9997
Line11_12_13 | 0 | 0 | 0 | 0 | 0 | 0 | 0 | 0 | 0 | 0 | 0 | 0 | -2.6645e-16 | -5.8297e-14 | -1.4618e-14 | 2.6645e-16 | 5.827e-14 | 1.4692e-14 | 1.9984e-16 | 6.4302e-09 | -6.4303e-09 | -1.9984e-16 | -6.4302e-09 | 6.4303e-09 | 0 | 0 | 0 | 0 | 0 | 0 | 0.9 | 0.45 | 0.45 | 0.9 | 0.45 | 0.45 | 1.5346e-06 | -179.9997 | 179.9997 | 1.5346e-06 | -179.9997 | 179.9997
Line12_13_15 | 0 | 0 | 0 | 0 | 0 | 0 | 0 | 0 | 0 | 0 | 0 | 0 | -6.6613e-17 | -3.4889e-14 | -9.2681e-15 | 1.3323e-16 | 3.4749e-14 | 9.1614e-15 | 6.6613e-17 | 3.8581e-09 | -3.8582e-09 | 3.5684e-24 | -3.8581e-09 | 3.8582e-09 | 0 | 0 | 0 | 0 | 0 | 0 | 0.9 | 0.45 | 0.45 | 0.9 | 0.45 | 0.45 | 1.5346e-06 | -179.9997 | 179.9997 | 1.5346e-06 | -179.9997 | 179.9997
Line13_13_14 | 0 | 0 | 0 | 0 | 0 | 0 | 0 | 0 | 0 | 0 | 0 | 0 | -1.7842e-24 | -1.1507e-14 | -3.045e-15 | 6.6613e-17 | 1.1344e-14 | 2.9147e-15 | 6.6613e-17 | 1.286e-09 | -1.2861e-09 | 6.6613e-17 | -1.286e-09 | 1.2861e-09 | 0 | 0 | 0 | 0 | 0 | 0 | 0.9 | 0.45 | 0.45 | 0.9 | 0.45 | 0.45 | 1.5346e-06 | -179.9997 | 179.9997 | 1.5346e-06 | -179.9997 | 179.9997
Line14_15_16 | 0 | 0 | 0 | 0 | 0 | 0 | 0 | 0 | 0 | 0 | 0 | 0 | -6.6613e-17 | -2.3366e-14 | -6.1076e-15 | -7.1368e-24 | 2.3377e-14 | 6.1193e-15 | -6.6613e-17 | 2.5721e-09 | -2.5721e-09 | 2.6645e-16 | -2.5721e-09 | 2.5721e-09 | 0 | 0 | 0 | 0 | 0 | 0 | 0.9 | 0.45 | 0.45 | 0.9 | 0.45 | 0.45 | 1.5346e-06 | -179.9997 | 179.9997 | 1.5346e-06 | -179.9997 | 179.9997
Line15_16_17 | 0 | 0 | 0 | 0 | 0 | 0 | 0 | 0 | 0 | 0 | 0 | 0 | 1.3323e-16 | -1.1722e-14 | -3.1929e-15 | -6.6613e-17 | 1.1692e-14 | 3.1958e-15 | -6.6613e-17 | 1.286e-09 | -1.2861e-09 | 1.9984e-16 | -1.286e-09 | 1.2861e-09 | 0 | 0 | 0 | 0 | 0 | 0 | 0.9 | 0.45 | 0.45 | 0.9 | 0.45 | 0.45 | 1.5346e-06 | -179.9997 | 179.9997 | 1.5346e-06 | -179.9997 | 179.9997
Line16_4_18 | 0 | 0 | 0 | 0 | 0 | 0 | 0 | 0 | 0 | 0 | 0 | 0 | 0 | 2.0792e-13 | 5.1868e-14 | -6.6613e-17 | -2.07e-13 | -5.0782e-14 | 0 | -2.3149e-08 | 2.3149e-08 | 1.9984e-16 | 2.3149e-08 | -2.3149e-08 | 0 | 0 | 0 | 0 | 0 | 0 | 0.9 | 0.45 | 0.45 | 0.9 | 0.45 | 0.45 | 1.5346e-06 | -179.9997 | 179.9997 | 1.5346e-06 | -179.9997 | 179.9997
Line17_5_19 | 0 | 0 | 0 | 0 | 0 | 0 | 0 | 0 | 0 | 0 | 0 | 0 | 1.7842e-24 | -1.1537e-14 | -2.9744e-15 | -6.6613e-17 | 1.1473e-14 | 2.9773e-15 | -6.6613e-17 | 1.286e-09 | -1.2861e-09 | 1.3323e-16 | -1.286e-09 | 1.2861e-09 | 0 | 0 | 0 | 0 | 0 | 0 | 0.9 | 0.45 | 0.45 | 0.9 | 0.45 | 0.45 | 1.5346e-06 | -179.9997 | 179.9997 | 1.5346e-06 | -179.9997 | 179.9997
Line1_1_3 | 0 | 0 | 0 | 0 | 0 | 0 | 0 | 0 | 0 | 0 | 0 | 0 | -3.3307e-16 | -9.2281e-14 | -2.3215e-14 | 2.6645e-16 | 9.2569e-14 | 2.3403e-14 | 1.3323e-16 | 1.0288e-08 | -1.0288e-08 | -6.6613e-17 | -1.0288e-08 | 1.0288e-08 | 0 | 0 | 0 | 0 | 0 | 0 | 0.9 | 0.45 | 0.45 | 0.9 | 0.45 | 0.45 | 1.5346e-06 | -179.9997 | 179.9997 | 1.5346e-06 | -179.9997 | 179.9997
Line2_1_4 | 0 | 0 | 0 | 0 | 0 | 0 | 0 | 0 | 0 | 0 | 0 | 0 | -1.3323e-16 | 1.9733e-13 | 4.9932e-14 | 6.6613e-17 | -1.9628e-13 | -4.8949e-14 | -3.5684e-24 | -2.1863e-08 | 2.1863e-08 | 1.3323e-16 | 2.1863e-08 | -2.1863e-08 | 0 | 0 | 0 | 0 | 0 | 0 | 0.9 | 0.45 | 0.45 | 0.9 | 0.45 | 0.45 | 1.5346e-06 | -179.9997 | 179.9997 | 1.5346e-06 | -179.9997 | 179.9997
Line3_1_5 | 0 | 0 | 0 | 0 | 0 | 0 | 0 | 0 | 0 | 0 | 0 | 0 | -1.3323e-16 | -2.3129e-14 | -5.8038e-15 | 6.6613e-17 | 2.3207e-14 | 5.9488e-15 | -3.5684e-24 | 2.5721e-09 | -2.5721e-09 | 6.6613e-17 | -2.5721e-09 | 2.5721e-09 | 0 | 0 | 0 | 0 | 0 | 0 | 0.9 | 0.45 | 0.45 | 0.9 | 0.45 | 0.45 | 1.5346e-06 | -179.9997 | 179.9997 | 1.5346e-06 | -179.9997 | 179.9997
Line4_2_6 | 0 | 0 | 0 | 0 | 0 | 0 | 0 | 0 | 0 | 0 | 0 | 0 | 6.6613e-17 | -5.8076e-14 | -1.4664e-14 | -6.6613e-17 | 5.795e-14 | 1.4871e-14 | 1.3323e-16 | 6.4302e-09 | -6.4303e-09 | -6.6613e-17 | -6.4302e-09 | 6.4303e-09 | 0 | 0 | 0 | 0 | 0 | 0 | 0.9 | 0.45 | 0.45 | 0.9 | 0.45 | 0.45 | 1.5346e-06 | -179.9997 | 179.9997 | 1.5346e-06 | -179.9997 | 179.9997
Line5_6_7 | 0 | 0 | 0 | 0 | 0 | 0 | 0 | 0 | 0 | 0 | 0 | 0 | 2.6645e-16 | -4.662e-14 | -1.2137e-14 | -2.6645e-16 | 4.6733e-14 | 1.2184e-14 | 6.6613e-17 | 5.1441e-09 | -5.1442e-09 | 6.6613e-17 | -5.1441e-09 | 5.1442e-09 | 0 | 0 | 0 | 0 | 0 | 0 | 0.9 | 0.45 | 0.45 | 0.9 | 0.45 | 0.45 | 1.5346e-06 | -179.9997 | 179.9997 | 1.5346e-06 | -179.9997 | 179.9997
Line6_7_8 | 0 | 0 | 0 | 0 | 0 | 0 | 0 | 0 | 0 | 0 | 0 | 0 | 6.6613e-17 | -3.4858e-14 | -9.0379e-15 | -1.3323e-16 | 3.4852e-14 | 9.0643e-15 | 1.9984e-16 | 3.8581e-09 | -3.8582e-09 | -6.6613e-17 | -3.8581e-09 | 3.8582e-09 | 0 | 0 | 0 | 0 | 0 | 0 | 0.9 | 0.45 | 0.45 | 0.9 | 0.45 | 0.45 | 1.5346e-06 | -179.9997 | 179.9997 | 1.5346e-06 | -179.9997 | 179.9997
Line7_8_9 | 0 | 0 | 0 | 0 | 0 | 0 | 0 | 0 | 0 | 0 | 0 | 0 | -1.7842e-24 | -1.1484e-14 | -3.0215e-15 | 6.6613e-17 | 1.1354e-14 | 3.0244e-15 | 6.6613e-17 | 1.286e-09 | -1.2861e-09 | 6.6613e-17 | -1.286e-09 | 1.2861e-09 | 0 | 0 | 0 | 0 | 0 | 0 | 0.9 | 0.45 | 0.45 | 0.9 | 0.45 | 0.45 | 1.5346e-06 | -179.9997 | 179.9997 | 1.5346e-06 | -179.9997 | 179.9997
Line8_8_10 | 0 | 0 | 0 | 0 | 0 | 0 | 0 | 0 | 0 | 0 | 0 | 0 | -3.5684e-24 | -1.1484e-14 | -3.0215e-15 | 0 | 1.1354e-14 | 3.0244e-15 | 1.3323e-16 | 1.286e-09 | -1.2861e-09 | 0 | -1.286e-09 | 1.2861e-09 | 0 | 0 | 0 | 0 | 0 | 0 | 0.9 | 0.45 | 0.45 | 0.9 | 0.45 | 0.45 | 1.5346e-06 | -179.9997 | 179.9997 | 1.5346e-06 | -179.9997 | 179.9997
Line9_3_11 | 0 | 0 | 0 | 0 | 0 | 0 | 0 | 0 | 0 | 0 | 0 | 0 | -2.6645e-16 | -8.0981e-14 | -2.0678e-14 | 1.9984e-16 | 8.1192e-14 | 2.0955e-14 | 1.9984e-16 | 9.0023e-09 | -9.0024e-09 | -1.9984e-16 | -9.0023e-09 | 9.0024e-09 | 0 | 0 | 0 | 0 | 0 | 0 | 0.9 | 0.45 | 0.45 | 0.9 | 0.45 | 0.45 | 1.5346e-06 | -179.9997 | 179.9997 | 1.5346e-06 | -179.9997 | 179.9997

## LG_max_6
name | pf_ikss_a_from_ka | pf_ikss_b_from_ka | pf_ikss_c_from_ka | pf_ikss_a_to_ka | pf_ikss_b_to_ka | pf_ikss_c_to_ka | pf_skss_a_from_mw | pf_skss_b_from_mw | pf_skss_c_from_mw | pf_skss_a_to_mw | pf_skss_b_to_mw | pf_skss_c_to_mw | pf_p_a_from_mw | pf_p_b_from_mw | pf_p_c_from_mw | pf_p_a_to_mw | pf_p_b_to_mw | pf_p_c_to_mw | pf_q_a_from_mvar | pf_q_b_from_mvar | pf_q_c_from_mvar | pf_q_a_to_mvar | pf_q_b_to_mvar | pf_q_c_to_mvar | pf_ikss_a_from_degree | pf_ikss_b_from_degree | pf_ikss_c_from_degree | pf_ikss_a_to_degree | pf_ikss_b_to_degree | pf_ikss_c_to_degree | pf_vm_a_from_pu | pf_vm_b_from_pu | pf_vm_c_from_pu | pf_vm_a_to_pu | pf_vm_b_to_pu | pf_vm_c_to_pu | pf_va_a_from_degree | pf_va_b_from_degree | pf_va_c_from_degree | pf_va_a_to_degree | pf_va_b_to_degree | pf_va_c_to_degree
Line0_1_2 | 0 | 0 | 0 | 0 | 0 | 0 | 0 | 0 | 0 | 0 | 0 | 0 | -1.2052e-15 | 4.0243e-11 | -4.0243e-11 | 1.3078e-15 | 8.7189e-11 | -8.7189e-11 | -2.322e-15 | 5.5746e-10 | -6.0393e-10 | 2.5489e-15 | 1.2078e-09 | -1.3085e-09 | 0 | 0 | 0 | 0 | 0 | 0 | 0 | 0.87312 | 0.94554 | 0 | 0.87312 | 0.94554 | 0 | -90.1647 | 90.152 | 0 | -90.1647 | 90.152
Line10_11_12 | 0 | 0 | 0 | 0 | 0 | 0 | 0 | 0 | 0 | 0 | 0 | 0 | -1.6811e-15 | 4.024e-11 | -4.024e-11 | 1.7538e-15 | 8.7191e-11 | -8.7191e-11 | -3.2715e-15 | 5.5746e-10 | -6.0393e-10 | 3.4451e-15 | 1.2078e-09 | -1.3085e-09 | 0 | 0 | 0 | 0 | 0 | 0 | 0 | 0.87312 | 0.94554 | 0 | 0.87312 | 0.94554 | 0 | -90.1647 | 90.152 | 0 | -90.1647 | 90.152
Line11_12_13 | 0 | 0 | 0 | 0 | 0 | 0 | 0 | 0 | 0 | 0 | 0 | 0 | -1.559e-15 | 3.3534e-11 | -3.3532e-11 | 1.5635e-15 | 9.3897e-11 | -9.3898e-11 | -3.0416e-15 | 4.6455e-10 | -5.0328e-10 | 3.0809e-15 | 1.3007e-09 | -1.4092e-09 | 0 | 0 | 0 | 0 | 0 | 0 | 0 | 0.87312 | 0.94554 | 0 | 0.87312 | 0.94554 | 0 | -90.1647 | 90.152 | 0 | -90.1647 | 90.152
Line12_13_15 | 0 | 0 | 0 | 0 | 0 | 0 | 0 | 0 | 0 | 0 | 0 | 0 | -1.0142e-15 | 2.0119e-11 | -2.0119e-11 | 9.2819e-16 | 1.0731e-10 | -1.0731e-10 | -1.9821e-15 | 2.7873e-10 | -3.0197e-10 | 1.842e-15 | 1.4866e-09 | -1.6105e-09 | 0 | 0 | 0 | 0 | 0 | 0 | 0 | 0.87312 | 0.94554 | 0 | 0.87312 | 0.94554 | 0 | -90.1647 | 90.152 | 0 | -90.1647 | 90.152
Line13_13_14 | 0 | 0 | 0 | 0 | 0 | 0 | 0 | 0 | 0 | 0 | 0 | 0 | -3.3808e-16 | 6.7071e-12 | -6.7058e-12 | 2.1422e-16 | 1.2072e-10 | -1.2072e-10 | -6.6069e-16 | 9.2911e-11 | -1.0066e-10 | 4.4455e-16 | 1.6724e-09 | -1.8118e-09 | 0 | 0 | 0 | 0 | 0 | 0 | 0 | 0.87312 | 0.94554 | 0 | 0.87312 | 0.94554 | 0 | -90.1647 | 90.152 | 0 | -90.1647 | 90.152
Line14_15_16 | 0 | 0 | 0 | 0 | 0 | 0 | 0 | 0 | 0 | 0 | 0 | 0 | -7.0728e-16 | 1.3412e-11 | -1.3413e-11 | 5.9112e-16 | 1.1402e-10 | -1.1402e-10 | -1.3833e-15 | 1.8582e-10 | -2.0131e-10 | 1.1841e-15 | 1.5795e-09 | -1.7111e-09 | 0 | 0 | 0 | 0 | 0 | 0 | 0 | 0.87312 | 0.94554 | 0 | 0.87312 | 0.94554 | 0 | -90.1647 | 90.152 | 0 | -90.1647 | 90.152
Line15_16_17 | 0 | 0 | 0 | 0 | 0 | 0 | 0 | 0 | 0 | 0 | 0 | 0 | -3.6384e-16 | 6.7062e-12 | -6.7058e-12 | 2.303e-16 | 1.2072e-10 | -1.2072e-10 | -7.1192e-16 | 9.2911e-11 | -1.0066e-10 | 4.7852e-16 | 1.6724e-09 | -1.8118e-09 | 0 | 0 | 0 | 0 | 0 | 0 | 0 | 0.87312 | 0.94554 | 0 | 0.87312 | 0.94554 | 0 | -90.1647 | 90.152 | 0 | -90.1647 | 90.152
Line16_4_18 | 0 | 0 | 0 | 0 | 0 | 0 | 0 | 0 | 0 | 0 | 0 | 0 | 1.9447e-15 | 6.7071e-12 | -6.707e-12 | -2.5987e-16 | 1.2072e-10 | -1.2072e-10 | 3.6422e-15 | 9.2909e-11 | -1.0065e-10 | -2.6462e-16 | 1.6724e-09 | -1.8118e-09 | 0 | 0 | 0 | 0 | 0 | 0 | 0 | 0.87312 | 0.94554 | 0 | 0.87312 | 0.94554 | 0 | -90.1647 | 90.152 | 0 | -90.1647 | 90.152
Line17_5_19 | 0 | 0 | 0 | 0 | 0 | 0 | 0 | 0 | 0 | 0 | 0 | 0 | -2.1107e-16 | 6.7068e-12 | -6.7067e-12 | 1.3496e-16 | 1.2072e-10 | -1.2072e-10 | -4.0726e-16 | 9.291e-11 | -1.0065e-10 | 2.765e-16 | 1.6724e-09 | -1.8118e-09 | 0 | 0 | 0 | 0 | 0 | 0 | 0 | 0.87312 | 0.94554 | 0 | 0.87312 | 0.94554 | 0 | -90.1647 | 90.152 | 0 | -90.1647 | 90.152
Line1_1_3 | 0 | 0 | 0 | 0 | 0 | 0 | 0 | 0 | 0 | 0 | 0 | 0 | -1.6069e-15 | 5.3654e-11 | -5.3655e-11 | 1.8544e-15 | 7.3777e-11 | -7.3776e-11 | -3.0959e-15 | 7.4328e-10 | -8.0524e-10 | 3.613e-15 | 1.022e-09 | -1.1072e-09 | 0 | 0 | 0 | 0 | 0 | 0 | 0 | 0.87312 | 0.94554 | 0 | 0.87312 | 0.94554 | 0 | -90.1647 | 90.152 | 0 | -90.1647 | 90.152
Line2_1_4 | 0 | 0 | 0 | 0 | 0 | 0 | 0 | 0 | 0 | 0 | 0 | 0 | 3.3394e-15 | 1.3413e-11 | -1.3414e-11 | -1.8756e-15 | 1.1402e-10 | -1.1402e-10 | 6.4486e-15 | 1.8582e-10 | -2.0131e-10 | -3.5054e-15 | 1.5795e-09 | -1.7111e-09 | 0 | 0 | 0 | 0 | 0 | 0 | 0 | 0.87312 | 0.94554 | 0 | 0.87312 | 0.94554 | 0 | -90.1647 | 90.152 | 0 | -90.1647 | 90.152
Line3_1_5 | 0 | 0 | 0 | 0 | 0 | 0 | 0 | 0 | 0 | 0 | 0 | 0 | -4.0173e-16 | 1.3413e-11 | -1.3414e-11 | 3.43e-16 | 1.1402e-10 | -1.1402e-10 | -7.7399e-16 | 1.8582e-10 | -2.0131e-10 | 6.7741e-16 | 1.5795e-09 | -1.7111e-09 | 0 | 0 | 0 | 0 | 0 | 0 | 0 | 0.87312 | 0.94554 | 0 | 0.87312 | 0.94554 | 0 | -90.1647 | 90.152 | 0 | -90.1647 | 90.152
Line4_2_6 | 0 | 0 | 0 | 0 | 0 | 0 | 0 | 0 | 0 | 0 | 0 | 0 | -1.1625e-15 | 3.3535e-11 | -3.3534e-11 | 1.1967e-15 | 9.3896e-11 | -9.3897e-11 | -2.2503e-15 | 4.6455e-10 | -5.0327e-10 | 2.343e-15 | 1.3007e-09 | -1.4092e-09 | 0 | 0 | 0 | 0 | 0 | 0 | 0 | 0.87312 | 0.94554 | 0 | 0.87312 | 0.94554 | 0 | -90.1647 | 90.152 | 0 | -90.1647 | 90.152
Line5_6_7 | 0 | 0 | 0 | 0 | 0 | 0 | 0 | 0 | 0 | 0 | 0 | 0 | -1.035e-15 | 2.6828e-11 | -2.6828e-11 | 1.0138e-15 | 1.006e-10 | -1.006e-10 | -2.0097e-15 | 3.7164e-10 | -4.0262e-10 | 1.9932e-15 | 1.3937e-09 | -1.5098e-09 | 0 | 0 | 0 | 0 | 0 | 0 | 0 | 0.87312 | 0.94554 | 0 | 0.87312 | 0.94554 | 0 | -90.1647 | 90.152 | 0 | -90.1647 | 90.152
Line6_7_8 | 0 | 0 | 0 | 0 | 0 | 0 | 0 | 0 | 0 | 0 | 0 | 0 | -8.3903e-16 | 2.0122e-11 | -2.012e-11 | 7.7493e-16 | 1.0731e-10 | -1.0731e-10 | -1.6323e-15 | 2.7873e-10 | -3.0196e-10 | 1.5316e-15 | 1.4866e-09 | -1.6105e-09 | 0 | 0 | 0 | 0 | 0 | 0 | 0 | 0.87312 | 0.94554 | 0 | 0.87312 | 0.94554 | 0 | -90.1647 | 90.152 | 0 | -90.1647 | 90.152
Line7_8_9 | 0 | 0 | 0 | 0 | 0 | 0 | 0 | 0 | 0 | 0 | 0 | 0 | -2.9524e-16 | 6.7072e-12 | -6.7061e-12 | 1.8749e-16 | 1.2072e-10 | -1.2072e-10 | -5.7507e-16 | 9.2911e-11 | -1.0065e-10 | 3.8777e-16 | 1.6724e-09 | -1.8118e-09 | 0 | 0 | 0 | 0 | 0 | 0 | 0 | 0.87312 | 0.94554 | 0 | 0.87312 | 0.94554 | 0 | -90.1647 | 90.152 | 0 | -90.1647 | 90.152
Line8_8_10 | 0 | 0 | 0 | 0 | 0 | 0 | 0 | 0 | 0 | 0 | 0 | 0 | -2.9524e-16 | 6.707e-12 | -6.7064e-12 | 1.8749e-16 | 1.2072e-10 | -1.2072e-10 | -5.7507e-16 | 9.2911e-11 | -1.0065e-10 | 3.8777e-16 | 1.6724e-09 | -1.8118e-09 | 0 | 0 | 0 | 0 | 0 | 0 | 0 | 0.87312 | 0.94554 | 0 | 0.87312 | 0.94554 | 0 | -90.1647 | 90.152 | 0 | -90.1647 | 90.152
Line9_3_11 | 0 | 0 | 0 | 0 | 0 | 0 | 0 | 0 | 0 | 0 | 0 | 0 | -1.7024e-15 | 4.6947e-11 | -4.6947e-11 | 1.8562e-15 | 8.0483e-11 | -8.0484e-11 | -3.3003e-15 | 6.5037e-10 | -7.0459e-10 | 3.6331e-15 | 1.1149e-09 | -1.2079e-09 | 0 | 0 | 0 | 0 | 0 | 0 | 0 | 0.87312 | 0.94554 | 0 | 0.87312 | 0.94554 | 0 | -90.1647 | 90.152 | 0 | -90.1647 | 90.152

## LG_max_10
name | pf_ikss_a_from_ka | pf_ikss_b_from_ka | pf_ikss_c_from_ka | pf_ikss_a_to_ka | pf_ikss_b_to_ka | pf_ikss_c_to_ka | pf_skss_a_from_mw | pf_skss_b_from_mw | pf_skss_c_from_mw | pf_skss_a_to_mw | pf_skss_b_to_mw | pf_skss_c_to_mw | pf_p_a_from_mw | pf_p_b_from_mw | pf_p_c_from_mw | pf_p_a_to_mw | pf_p_b_to_mw | pf_p_c_to_mw | pf_q_a_from_mvar | pf_q_b_from_mvar | pf_q_c_from_mvar | pf_q_a_to_mvar | pf_q_b_to_mvar | pf_q_c_to_mvar | pf_ikss_a_from_degree | pf_ikss_b_from_degree | pf_ikss_c_from_degree | pf_ikss_a_to_degree | pf_ikss_b_to_degree | pf_ikss_c_to_degree | pf_vm_a_from_pu | pf_vm_b_from_pu | pf_vm_c_from_pu | pf_vm_a_to_pu | pf_vm_b_to_pu | pf_vm_c_to_pu | pf_va_a_from_degree | pf_va_b_from_degree | pf_va_c_from_degree | pf_va_a_to_degree | pf_va_b_to_degree | pf_va_c_to_degree
Line0_1_2 | 0 | 0 | 0 | 0 | 0 | 0 | 0 | 0 | 0 | 0 | 0 | 0 | -1.3227e-15 | 4.4166e-11 | -4.4166e-11 | 1.4353e-15 | 9.569e-11 | -9.5691e-11 | -2.5484e-15 | 6.1182e-10 | -6.6281e-10 | 2.7974e-15 | 1.3256e-09 | -1.4361e-09 | 0 | 0 | 0 | 0 | 0 | 0 | 0 | 0.9147 | 0.99056 | 0 | 0.9147 | 0.99056 | 0 | -90.1647 | 90.152 | 0 | -90.1647 | 90.152
Line10_11_12 | 0 | 0 | 0 | 0 | 0 | 0 | 0 | 0 | 0 | 0 | 0 | 0 | -1.845e-15 | 4.4164e-11 | -4.4164e-11 | 1.9249e-15 | 9.5693e-11 | -9.5692e-11 | -3.5904e-15 | 6.1182e-10 | -6.6282e-10 | 3.781e-15 | 1.3256e-09 | -1.4361e-09 | 0 | 0 | 0 | 0 | 0 | 0 | 0 | 0.9147 | 0.99056 | 0 | 0.9147 | 0.99056 | 0 | -90.1647 | 90.152 | 0 | -90.1647 | 90.152
Line11_12_13 | 0 | 0 | 0 | 0 | 0 | 0 | 0 | 0 | 0 | 0 | 0 | 0 | -1.7111e-15 | 3.6803e-11 | -3.6803e-11 | 1.716e-15 | 1.0305e-10 | -1.0305e-10 | -3.3381e-15 | 5.0985e-10 | -5.5235e-10 | 3.3814e-15 | 1.4276e-09 | -1.5466e-09 | 0 | 0 | 0 | 0 | 0 | 0 | 0 | 0.9147 | 0.99056 | 0 | 0.9147 | 0.99056 | 0 | -90.1647 | 90.152 | 0 | -90.1647 | 90.152
Line12_13_15 | 0 | 0 | 0 | 0 | 0 | 0 | 0 | 0 | 0 | 0 | 0 | 0 | -1.1131e-15 | 2.2081e-11 | -2.2082e-11 | 1.0187e-15 | 1.1777e-10 | -1.1777e-10 | -2.1753e-15 | 3.0591e-10 | -3.3141e-10 | 2.0217e-15 | 1.6315e-09 | -1.7675e-09 | 0 | 0 | 0 | 0 | 0 | 0 | 0 | 0.9147 | 0.99056 | 0 | 0.9147 | 0.99056 | 0 | -90.1647 | 90.152 | 0 | -90.1647 | 90.152
Line13_13_14 | 0 | 0 | 0 | 0 | 0 | 0 | 0 | 0 | 0 | 0 | 0 | 0 | -3.7104e-16 | 7.361e-12 | -7.3602e-12 | 2.3511e-16 | 1.325e-10 | -1.325e-10 | -7.2511e-16 | 1.0197e-10 | -1.1047e-10 | 4.8789e-16 | 1.8355e-09 | -1.9884e-09 | 0 | 0 | 0 | 0 | 0 | 0 | 0 | 0.9147 | 0.99056 | 0 | 0.9147 | 0.99056 | 0 | -90.1647 | 90.152 | 0 | -90.1647 | 90.152
Line14_15_16 | 0 | 0 | 0 | 0 | 0 | 0 | 0 | 0 | 0 | 0 | 0 | 0 | -7.7624e-16 | 1.472e-11 | -1.472e-11 | 6.4876e-16 | 1.2514e-10 | -1.2514e-10 | -1.5182e-15 | 2.0394e-10 | -2.2094e-10 | 1.2995e-15 | 1.7335e-09 | -1.878e-09 | 0 | 0 | 0 | 0 | 0 | 0 | 0 | 0.9147 | 0.99056 | 0 | 0.9147 | 0.99056 | 0 | -90.1647 | 90.152 | 0 | -90.1647 | 90.152
Line15_16_17 | 0 | 0 | 0 | 0 | 0 | 0 | 0 | 0 | 0 | 0 | 0 | 0 | -3.9932e-16 | 7.3599e-12 | -7.3605e-12 | 2.5276e-16 | 1.325e-10 | -1.325e-10 | -7.8133e-16 | 1.0197e-10 | -1.1047e-10 | 5.2517e-16 | 1.8355e-09 | -1.9884e-09 | 0 | 0 | 0 | 0 | 0 | 0 | 0 | 0.9147 | 0.99056 | 0 | 0.9147 | 0.99056 | 0 | -90.1647 | 90.152 | 0 | -90.1647 | 90.152
Line16_4_18 | 0 | 0 | 0 | 0 | 0 | 0 | 0 | 0 | 0 | 0 | 0 | 0 | 2.1343e-15 | 7.3614e-12 | -7.3608e-12 | -2.8521e-16 | 1.325e-10 | -1.325e-10 | 3.9973e-15 | 1.0197e-10 | -1.1047e-10 | -2.9042e-16 | 1.8355e-09 | -1.9884e-09 | 0 | 0 | 0 | 0 | 0 | 0 | 0 | 0.9147 | 0.99056 | 0 | 0.9147 | 0.99056 | 0 | -90.1647 | 90.152 | 0 | -90.1647 | 90.152
Line17_5_19 | 0 | 0 | 0 | 0 | 0 | 0 | 0 | 0 | 0 | 0 | 0 | 0 | -2.3165e-16 | 7.3607e-12 | -7.3602e-12 | 1.4812e-16 | 1.325e-10 | -1.325e-10 | -4.4697e-16 | 1.0197e-10 | -1.1047e-10 | 3.0346e-16 | 1.8355e-09 | -1.9884e-09 | 0 | 0 | 0 | 0 | 0 | 0 | 0 | 0.9147 | 0.99056 | 0 | 0.9147 | 0.99056 | 0 | -90.1647 | 90.152 | 0 | -90.1647 | 90.152
Line1_1_3 | 0 | 0 | 0 | 0 | 0 | 0 | 0 | 0 | 0 | 0 | 0 | 0 | -1.7636e-15 | 5.8885e-11 | -5.8886e-11 | 2.0352e-15 | 8.0971e-11 | -8.0971e-11 | -3.3978e-15 | 8.1576e-10 | -8.8376e-10 | 3.9653e-15 | 1.1217e-09 | -1.2152e-09 | 0 | 0 | 0 | 0 | 0 | 0 | 0 | 0.9147 | 0.99056 | 0 | 0.9147 | 0.99056 | 0 | -90.1647 | 90.152 | 0 | -90.1647 | 90.152
Line2_1_4 | 0 | 0 | 0 | 0 | 0 | 0 | 0 | 0 | 0 | 0 | 0 | 0 | 3.665e-15 | 1.4721e-11 | -1.4721e-11 | -2.0585e-15 | 1.2514e-10 | -1.2514e-10 | 7.0774e-15 | 2.0394e-10 | -2.2094e-10 | -3.8472e-15 | 1.7335e-09 | -1.878e-09 | 0 | 0 | 0 | 0 | 0 | 0 | 0 | 0.9147 | 0.99056 | 0 | 0.9147 | 0.99056 | 0 | -90.1647 | 90.152 | 0 | -90.1647 | 90.152
Line3_1_5 | 0 | 0 | 0 | 0 | 0 | 0 | 0 | 0 | 0 | 0 | 0 | 0 | -4.409e-16 | 1.472e-11 | -1.472e-11 | 3.7645e-16 | 1.2514e-10 | -1.2514e-10 | -8.4945e-16 | 2.0394e-10 | -2.2094e-10 | 7.4347e-16 | 1.7335e-09 | -1.878e-09 | 0 | 0 | 0 | 0 | 0 | 0 | 0 | 0.9147 | 0.99056 | 0 | 0.9147 | 0.99056 | 0 | -90.1647 | 90.152 | 0 | -90.1647 | 90.152
Line4_2_6 | 0 | 0 | 0 | 0 | 0 | 0 | 0 | 0 | 0 | 0 | 0 | 0 | -1.2758e-15 | 3.6806e-11 | -3.6805e-11 | 1.3134e-15 | 1.0305e-10 | -1.0305e-10 | -2.4697e-15 | 5.0985e-10 | -5.5235e-10 | 2.5715e-15 | 1.4276e-09 | -1.5466e-09 | 0 | 0 | 0 | 0 | 0 | 0 | 0 | 0.9147 | 0.99056 | 0 | 0.9147 | 0.99056 | 0 | -90.1647 | 90.152 | 0 | -90.1647 | 90.152
Line5_6_7 | 0 | 0 | 0 | 0 | 0 | 0 | 0 | 0 | 0 | 0 | 0 | 0 | -1.136e-15 | 2.9445e-11 | -2.9444e-11 | 1.1126e-15 | 1.1041e-10 | -1.1041e-10 | -2.2057e-15 | 4.0788e-10 | -4.4188e-10 | 2.1876e-15 | 1.5295e-09 | -1.657e-09 | 0 | 0 | 0 | 0 | 0 | 0 | 0 | 0.9147 | 0.99056 | 0 | 0.9147 | 0.99056 | 0 | -90.1647 | 90.152 | 0 | -90.1647 | 90.152
Line6_7_8 | 0 | 0 | 0 | 0 | 0 | 0 | 0 | 0 | 0 | 0 | 0 | 0 | -9.2084e-16 | 2.2083e-11 | -2.2082e-11 | 8.5049e-16 | 1.1777e-10 | -1.1777e-10 | -1.7915e-15 | 3.0591e-10 | -3.3141e-10 | 1.6809e-15 | 1.6315e-09 | -1.7675e-09 | 0 | 0 | 0 | 0 | 0 | 0 | 0 | 0.9147 | 0.99056 | 0 | 0.9147 | 0.99056 | 0 | -90.1647 | 90.152 | 0 | -90.1647 | 90.152
Line7_8_9 | 0 | 0 | 0 | 0 | 0 | 0 | 0 | 0 | 0 | 0 | 0 | 0 | -3.2402e-16 | 7.3615e-12 | -7.3602e-12 | 2.0577e-16 | 1.3249e-10 | -1.325e-10 | -6.3114e-16 | 1.0197e-10 | -1.1047e-10 | 4.2558e-16 | 1.8355e-09 | -1.9884e-09 | 0 | 0 | 0 | 0 | 0 | 0 | 0 | 0.9147 | 0.99056 | 0 | 0.9147 | 0.99056 | 0 | -90.1647 | 90.152 | 0 | -90.1647 | 90.152
Line8_8_10 | 0 | 0 | 0 | 0 | 0 | 0 | 0 | 0 | 0 | 0 | 0 | 0 | -3.2402e-16 | 7.3608e-12 | -7.3602e-12 | 2.0577e-16 | 1.325e-10 | -1.325e-10 | -6.3114e-16 | 1.0197e-10 | -1.1047e-10 | 4.2558e-16 | 1.8355e-09 | -1.9884e-09 | 0 | 0 | 0 | 0 | 0 | 0 | 0 | 0.9147 | 0.99056 | 0 | 0.9147 | 0.99056 | 0 | -90.1647 | 90.152 | 0 | -90.1647 | 90.152
Line9_3_11 | 0 | 0 | 0 | 0 | 0 | 0 | 0 | 0 | 0 | 0 | 0 | 0 | -1.8684e-15 | 5.1525e-11 | -5.1525e-11 | 2.0371e-15 | 8.8331e-11 | -8.8331e-11 | -3.6221e-15 | 7.1379e-10 | -7.7329e-10 | 3.9874e-15 | 1.2236e-09 | -1.3256e-09 | 0 | 0 | 0 | 0 | 0 | 0 | 0 | 0.9147 | 0.99056 | 0 | 0.9147 | 0.99056 | 0 | -90.1647 | 90.152 | 0 | -90.1647 | 90.152

## LG_max_fault_6
name | pf_ikss_a_from_ka | pf_ikss_b_from_ka | pf_ikss_c_from_ka | pf_ikss_a_to_ka | pf_ikss_b_to_ka | pf_ikss_c_to_ka | pf_skss_a_from_mw | pf_skss_b_from_mw | pf_skss_c_from_mw | pf_skss_a_to_mw | pf_skss_b_to_mw | pf_skss_c_to_mw | pf_p_a_from_mw | pf_p_b_from_mw | pf_p_c_from_mw | pf_p_a_to_mw | pf_p_b_to_mw | pf_p_c_to_mw | pf_q_a_from_mvar | pf_q_b_from_mvar | pf_q_c_from_mvar | pf_q_a_to_mvar | pf_q_b_to_mvar | pf_q_c_to_mvar | pf_ikss_a_from_degree | pf_ikss_b_from_degree | pf_ikss_c_from_degree | pf_ikss_a_to_degree | pf_ikss_b_to_degree | pf_ikss_c_to_degree | pf_vm_a_from_pu | pf_vm_b_from_pu | pf_vm_c_from_pu | pf_vm_a_to_pu | pf_vm_b_to_pu | pf_vm_c_to_pu | pf_va_a_from_degree | pf_va_b_from_degree | pf_va_c_from_degree | pf_va_a_to_degree | pf_va_b_to_degree | pf_va_c_to_degree
Line0_1_2 | 0 | 0 | 0 | 0 | 0 | 0 | 0 | 0 | 0 | 0 | 0 | 0 | -3.6356e-13 | 4.024e-11 | -4.0233e-11 | 3.419e-13 | 8.7183e-11 | -8.7168e-11 | -3.6407e-13 | 5.5746e-10 | -6.0392e-10 | 3.4446e-13 | 1.2078e-09 | -1.3085e-09 | 0 | 0 | 0 | 0 | 0 | 0 | 1.4599e-05 | 0.87313 | 0.94553 | 1.461e-05 | 0.87313 | 0.94553 | 46.4066 | -90.165 | 90.1523 | 46.4215 | -90.165 | 90.1523
Line10_11_12 | 0 | 0 | 0 | 0 | 0 | 0 | 0 | 0 | 0 | 0 | 0 | 0 | -3.6403e-13 | 4.0238e-11 | -4.0231e-11 | 3.4234e-13 | 8.7184e-11 | -8.7169e-11 | -3.6502e-13 | 5.5746e-10 | -6.0392e-10 | 3.4535e-13 | 1.2078e-09 | -1.3085e-09 | 0 | 0 | 0 | 0 | 0 | 0 | 1.4628e-05 | 0.87313 | 0.94553 | 1.4639e-05 | 0.87313 | 0.94553 | 46.4438 | -90.165 | 90.1523 | 46.4585 | -90.165 | 90.1523
Line11_12_13 | 0 | 0 | 0 | 0 | 0 | 0 | 0 | 0 | 0 | 0 | 0 | 0 | -3.0352e-13 | 3.3531e-11 | -3.3525e-11 | 2.8176e-13 | 9.3891e-11 | -9.3875e-11 | -3.045e-13 | 4.6455e-10 | -5.0327e-10 | 2.847e-13 | 1.3007e-09 | -1.4091e-09 | 0 | 0 | 0 | 0 | 0 | 0 | 1.4639e-05 | 0.87313 | 0.94553 | 1.4648e-05 | 0.87313 | 0.94553 | 46.4585 | -90.165 | 90.1523 | 46.4708 | -90.165 | 90.1523
Line12_13_15 | 0 | 0 | 0 | 0 | 0 | 0 | 0 | 0 | 0 | 0 | 0 | 0 | -1.8219e-13 | 2.0118e-11 | -2.0114e-11 | 1.6034e-13 | 1.073e-10 | -1.0729e-10 | -1.8286e-13 | 2.7873e-10 | -3.0196e-10 | 1.6287e-13 | 1.4866e-09 | -1.6105e-09 | 0 | 0 | 0 | 0 | 0 | 0 | 1.4648e-05 | 0.87313 | 0.94553 | 1.4654e-05 | 0.87313 | 0.94553 | 46.4708 | -90.165 | 90.1523 | 46.478 | -90.165 | 90.1523
Line13_13_14 | 0 | 0 | 0 | 0 | 0 | 0 | 0 | 0 | 0 | 0 | 0 | 0 | -6.073e-14 | 6.707e-12 | -6.705e-12 | 3.8844e-14 | 1.2072e-10 | -1.207e-10 | -6.0952e-14 | 9.2911e-11 | -1.0065e-10 | 4.0895e-14 | 1.6724e-09 | -1.8118e-09 | 0 | 0 | 0 | 0 | 0 | 0 | 1.4648e-05 | 0.87313 | 0.94553 | 1.465e-05 | 0.87313 | 0.94553 | 46.4708 | -90.165 | 90.1523 | 46.473 | -90.165 | 90.1523
Line14_15_16 | 0 | 0 | 0 | 0 | 0 | 0 | 0 | 0 | 0 | 0 | 0 | 0 | -1.2149e-13 | 1.3412e-11 | -1.3409e-11 | 9.9613e-14 | 1.1401e-10 | -1.1399e-10 | -1.2197e-13 | 1.8582e-10 | -2.0131e-10 | 1.0193e-13 | 1.5795e-09 | -1.7111e-09 | 0 | 0 | 0 | 0 | 0 | 0 | 1.4654e-05 | 0.87313 | 0.94553 | 1.4658e-05 | 0.87313 | 0.94553 | 46.478 | -90.165 | 90.1523 | 46.4827 | -90.165 | 90.1523
Line15_16_17 | 0 | 0 | 0 | 0 | 0 | 0 | 0 | 0 | 0 | 0 | 0 | 0 | -6.0756e-14 | 6.7061e-12 | -6.7045e-12 | 3.886e-14 | 1.2072e-10 | -1.207e-10 | -6.1003e-14 | 9.2911e-11 | -1.0065e-10 | 4.0929e-14 | 1.6724e-09 | -1.8118e-09 | 0 | 0 | 0 | 0 | 0 | 0 | 1.4658e-05 | 0.87313 | 0.94553 | 1.4659e-05 | 0.87313 | 0.94553 | 46.4827 | -90.165 | 90.1523 | 46.4849 | -90.165 | 90.1523
Line16_4_18 | 0 | 0 | 0 | 0 | 0 | 0 | 0 | 0 | 0 | 0 | 0 | 0 | 1.0672e-12 | 6.7061e-12 | -6.705e-12 | -1.0873e-12 | 1.2072e-10 | -1.207e-10 | 1.069e-12 | 9.2909e-11 | -1.0065e-10 | -1.0855e-12 | 1.6724e-09 | -1.8118e-09 | 0 | 0 | 0 | 0 | 0 | 0 | 1.4566e-05 | 0.87313 | 0.94553 | 1.4532e-05 | 0.87313 | 0.94553 | 46.364 | -90.165 | 90.1523 | 46.3186 | -90.165 | 90.1523
Line17_5_19 | 0 | 0 | 0 | 0 | 0 | 0 | 0 | 0 | 0 | 0 | 0 | 0 | -6.0603e-14 | 6.7061e-12 | -6.7045e-12 | 3.8765e-14 | 1.2072e-10 | -1.207e-10 | -6.0698e-14 | 9.291e-11 | -1.0065e-10 | 4.0727e-14 | 1.6724e-09 | -1.8118e-09 | 0 | 0 | 0 | 0 | 0 | 0 | 1.4603e-05 | 0.87313 | 0.94553 | 1.4604e-05 | 0.87313 | 0.94553 | 46.4114 | -90.165 | 90.1523 | 46.4136 | -90.165 | 90.1523
Line1_1_3 | 0 | 0 | 0 | 0 | 0 | 0 | 0 | 0 | 0 | 0 | 0 | 0 | -4.8475e-13 | 5.3651e-11 | -5.3642e-11 | 4.6323e-13 | 7.3771e-11 | -7.3759e-11 | -4.8543e-13 | 7.4328e-10 | -8.0523e-10 | 4.661e-13 | 1.022e-09 | -1.1072e-09 | 0 | 0 | 0 | 0 | 0 | 0 | 1.4599e-05 | 0.87313 | 0.94553 | 1.4614e-05 | 0.87313 | 0.94553 | 46.4066 | -90.165 | 90.1523 | 46.4265 | -90.165 | 90.1523
Line2_1_4 | 0 | 0 | 0 | 0 | 0 | 0 | 0 | 0 | 0 | 0 | 0 | 0 | 1.0082e-12 | 1.3413e-11 | -1.3411e-11 | -1.0285e-12 | 1.1401e-10 | -1.1399e-10 | 1.0116e-12 | 1.8582e-10 | -2.0131e-10 | -1.0285e-12 | 1.5795e-09 | -1.7111e-09 | 0 | 0 | 0 | 0 | 0 | 0 | 1.4599e-05 | 0.87313 | 0.94553 | 1.4566e-05 | 0.87313 | 0.94553 | 46.4066 | -90.165 | 90.1523 | 46.364 | -90.165 | 90.1523
Line3_1_5 | 0 | 0 | 0 | 0 | 0 | 0 | 0 | 0 | 0 | 0 | 0 | 0 | -1.2119e-13 | 1.3412e-11 | -1.341e-11 | 9.9365e-14 | 1.1401e-10 | -1.1399e-10 | -1.2136e-13 | 1.8582e-10 | -2.0131e-10 | 1.0142e-13 | 1.5795e-09 | -1.7111e-09 | 0 | 0 | 0 | 0 | 0 | 0 | 1.4599e-05 | 0.87313 | 0.94553 | 1.4603e-05 | 0.87313 | 0.94553 | 46.4066 | -90.165 | 90.1523 | 46.4114 | -90.165 | 90.1523
Line4_2_6 | 0 | 0 | 0 | 0 | 0 | 0 | 0 | 0 | 0 | 0 | 0 | 0 | -3.0312e-13 | 3.3533e-11 | -3.3527e-11 | 2.814e-13 | 9.3889e-11 | -9.3874e-11 | -3.0371e-13 | 4.6455e-10 | -5.0327e-10 | 2.8396e-13 | 1.3007e-09 | -1.4091e-09 | 0 | 0 | 0 | 0 | 0 | 0 | 1.461e-05 | 0.87313 | 0.94553 | 1.462e-05 | 0.87313 | 0.94553 | 46.4215 | -90.165 | 90.1523 | 46.4337 | -90.165 | 90.1523
Line5_6_7 | 0 | 0 | 0 | 0 | 0 | 0 | 0 | 0 | 0 | 0 | 0 | 0 | -2.426e-13 | 2.6826e-11 | -2.6821e-11 | 2.2082e-13 | 1.006e-10 | -1.0058e-10 | -2.4317e-13 | 3.7164e-10 | -4.0261e-10 | 2.2332e-13 | 1.3937e-09 | -1.5098e-09 | 0 | 0 | 0 | 0 | 0 | 0 | 1.462e-05 | 0.87313 | 0.94553 | 1.4627e-05 | 0.87313 | 0.94553 | 46.4337 | -90.165 | 90.1523 | 46.4435 | -90.165 | 90.1523
Line6_7_8 | 0 | 0 | 0 | 0 | 0 | 0 | 0 | 0 | 0 | 0 | 0 | 0 | -1.8202e-13 | 2.012e-11 | -2.0115e-11 | 1.6019e-13 | 1.073e-10 | -1.0729e-10 | -1.8251e-13 | 2.7873e-10 | -3.0196e-10 | 1.6256e-13 | 1.4866e-09 | -1.6105e-09 | 0 | 0 | 0 | 0 | 0 | 0 | 1.4627e-05 | 0.87313 | 0.94553 | 1.4633e-05 | 0.87313 | 0.94553 | 46.4435 | -90.165 | 90.1523 | 46.4507 | -90.165 | 90.1523
Line7_8_9 | 0 | 0 | 0 | 0 | 0 | 0 | 0 | 0 | 0 | 0 | 0 | 0 | -6.0688e-14 | 6.7066e-12 | -6.705e-12 | 3.8817e-14 | 1.2072e-10 | -1.207e-10 | -6.0866e-14 | 9.291e-11 | -1.0065e-10 | 4.0838e-14 | 1.6724e-09 | -1.8118e-09 | 0 | 0 | 0 | 0 | 0 | 0 | 1.4633e-05 | 0.87313 | 0.94553 | 1.4635e-05 | 0.87313 | 0.94553 | 46.4507 | -90.165 | 90.1523 | 46.4529 | -90.165 | 90.1523
Line8_8_10 | 0 | 0 | 0 | 0 | 0 | 0 | 0 | 0 | 0 | 0 | 0 | 0 | -6.0688e-14 | 6.7061e-12 | -6.7053e-12 | 3.8817e-14 | 1.2072e-10 | -1.207e-10 | -6.0866e-14 | 9.291e-11 | -1.0065e-10 | 4.0838e-14 | 1.6724e-09 | -1.8118e-09 | 0 | 0 | 0 | 0 | 0 | 0 | 1.4633e-05 | 0.87313 | 0.94553 | 1.4635e-05 | 0.87313 | 0.94553 | 46.4507 | -90.165 | 90.1523 | 46.4529 | -90.165 | 90.1523
Line9_3_11 | 0 | 0 | 0 | 0 | 0 | 0 | 0 | 0 | 0 | 0 | 0 | 0 | -4.2445e-13 | 4.6944e-11 | -4.6936e-11 | 4.0284e-13 | 8.0478e-11 | -8.0464e-11 | -4.2534e-13 | 6.5037e-10 | -7.0458e-10 | 4.0583e-13 | 1.1149e-09 | -1.2078e-09 | 0 | 0 | 0 | 0 | 0 | 0 | 1.4614e-05 | 0.87313 | 0.94553 | 1.4628e-05 | 0.87313 | 0.94553 | 46.4265 | -90.165 | 90.1523 | 46.4438 | -90.165 | 90.1523

## LG_max_fault_10
name | pf_ikss_a_from_ka | pf_ikss_b_from_ka | pf_ikss_c_from_ka | pf_ikss_a_to_ka | pf_ikss_b_to_ka | pf_ikss_c_to_ka | pf_skss_a_from_mw | pf_skss_b_from_mw | pf_skss_c_from_mw | pf_skss_a_to_mw | pf_skss_b_to_mw | pf_skss_c_to_mw | pf_p_a_from_mw | pf_p_b_from_mw | pf_p_c_from_mw | pf_p_a_to_mw | pf_p_b_to_mw | pf_p_c_to_mw | pf_q_a_from_mvar | pf_q_b_from_mvar | pf_q_c_from_mvar | pf_q_a_to_mvar | pf_q_b_to_mvar | pf_q_c_to_mvar | pf_ikss_a_from_degree | pf_ikss_b_from_degree | pf_ikss_c_from_degree | pf_ikss_a_to_degree | pf_ikss_b_to_degree | pf_ikss_c_to_degree | pf_vm_a_from_pu | pf_vm_b_from_pu | pf_vm_c_from_pu | pf_vm_a_to_pu | pf_vm_b_to_pu | pf_vm_c_to_pu | pf_va_a_from_degree | pf_va_b_from_degree | pf_va_c_from_degree | pf_va_a_to_degree | pf_va_b_to_degree | pf_va_c_to_degree
Line0_1_2 | 0 | 0 | 0 | 0 | 0 | 0 | 0 | 0 | 0 | 0 | 0 | 0 | -3.9901e-13 | 4.4163e-11 | -4.4155e-11 | 3.7524e-13 | 9.5684e-11 | -9.5667e-11 | -3.9957e-13 | 6.1182e-10 | -6.6281e-10 | 3.7804e-13 | 1.3256e-09 | -1.4361e-09 | 0 | 0 | 0 | 0 | 0 | 0 | 1.5294e-05 | 0.91471 | 0.99056 | 1.5306e-05 | 0.91471 | 0.99056 | 46.4066 | -90.165 | 90.1523 | 46.4215 | -90.165 | 90.1523
Line10_11_12 | 0 | 0 | 0 | 0 | 0 | 0 | 0 | 0 | 0 | 0 | 0 | 0 | -3.9953e-13 | 4.416e-11 | -4.4153e-11 | 3.7573e-13 | 9.5686e-11 | -9.567e-11 | -4.0061e-13 | 6.1182e-10 | -6.6281e-10 | 3.7902e-13 | 1.3256e-09 | -1.4361e-09 | 0 | 0 | 0 | 0 | 0 | 0 | 1.5324e-05 | 0.91471 | 0.99056 | 1.5336e-05 | 0.91471 | 0.99056 | 46.4438 | -90.165 | 90.1523 | 46.4585 | -90.165 | 90.1523
Line11_12_13 | 0 | 0 | 0 | 0 | 0 | 0 | 0 | 0 | 0 | 0 | 0 | 0 | -3.3312e-13 | 3.6802e-11 | -3.6794e-11 | 3.0924e-13 | 1.0304e-10 | -1.0303e-10 | -3.3419e-13 | 5.0985e-10 | -5.5234e-10 | 3.1246e-13 | 1.4276e-09 | -1.5465e-09 | 0 | 0 | 0 | 0 | 0 | 0 | 1.5336e-05 | 0.91471 | 0.99056 | 1.5346e-05 | 0.91471 | 0.99056 | 46.4585 | -90.165 | 90.1523 | 46.4708 | -90.165 | 90.1523
Line12_13_15 | 0 | 0 | 0 | 0 | 0 | 0 | 0 | 0 | 0 | 0 | 0 | 0 | -1.9996e-13 | 2.2079e-11 | -2.2077e-11 | 1.7598e-13 | 1.1777e-10 | -1.1775e-10 | -2.0068e-13 | 3.0591e-10 | -3.3141e-10 | 1.7876e-13 | 1.6315e-09 | -1.7675e-09 | 0 | 0 | 0 | 0 | 0 | 0 | 1.5346e-05 | 0.91471 | 0.99056 | 1.5352e-05 | 0.91471 | 0.99056 | 46.4708 | -90.165 | 90.1523 | 46.478 | -90.165 | 90.1523
Line13_13_14 | 0 | 0 | 0 | 0 | 0 | 0 | 0 | 0 | 0 | 0 | 0 | 0 | -6.6652e-14 | 7.3605e-12 | -7.3582e-12 | 4.2631e-14 | 1.3249e-10 | -1.3246e-10 | -6.6895e-14 | 1.0197e-10 | -1.1047e-10 | 4.4882e-14 | 1.8354e-09 | -1.9884e-09 | 0 | 0 | 0 | 0 | 0 | 0 | 1.5346e-05 | 0.91471 | 0.99056 | 1.5348e-05 | 0.91471 | 0.99056 | 46.4708 | -90.165 | 90.1523 | 46.473 | -90.165 | 90.1523
Line14_15_16 | 0 | 0 | 0 | 0 | 0 | 0 | 0 | 0 | 0 | 0 | 0 | 0 | -1.3334e-13 | 1.4719e-11 | -1.4717e-11 | 1.0933e-13 | 1.2513e-10 | -1.2511e-10 | -1.3386e-13 | 2.0394e-10 | -2.2094e-10 | 1.1186e-13 | 1.7335e-09 | -1.878e-09 | 0 | 0 | 0 | 0 | 0 | 0 | 1.5352e-05 | 0.91471 | 0.99056 | 1.5356e-05 | 0.91471 | 0.99056 | 46.478 | -90.165 | 90.1523 | 46.4827 | -90.165 | 90.1523
Line15_16_17 | 0 | 0 | 0 | 0 | 0 | 0 | 0 | 0 | 0 | 0 | 0 | 0 | -6.668e-14 | 7.3595e-12 | -7.3582e-12 | 4.2649e-14 | 1.3249e-10 | -1.3246e-10 | -6.6951e-14 | 1.0197e-10 | -1.1047e-10 | 4.492e-14 | 1.8354e-09 | -1.9884e-09 | 0 | 0 | 0 | 0 | 0 | 0 | 1.5356e-05 | 0.91471 | 0.99056 | 1.5357e-05 | 0.91471 | 0.99056 | 46.4827 | -90.165 | 90.1523 | 46.4849 | -90.165 | 90.1523
Line16_4_18 | 0 | 0 | 0 | 0 | 0 | 0 | 0 | 0 | 0 | 0 | 0 | 0 | 1.1713e-12 | 7.3603e-12 | -7.3588e-12 | -1.1933e-12 | 1.3249e-10 | -1.3246e-10 | 1.1733e-12 | 1.0197e-10 | -1.1047e-10 | -1.1913e-12 | 1.8354e-09 | -1.9884e-09 | 0 | 0 | 0 | 0 | 0 | 0 | 1.526e-05 | 0.91471 | 0.99056 | 1.5224e-05 | 0.91471 | 0.99056 | 46.364 | -90.165 | 90.1523 | 46.3186 | -90.165 | 90.1523
Line17_5_19 | 0 | 0 | 0 | 0 | 0 | 0 | 0 | 0 | 0 | 0 | 0 | 0 | -6.6513e-14 | 7.36e-12 | -7.3585e-12 | 4.2544e-14 | 1.3249e-10 | -1.3246e-10 | -6.6617e-14 | 1.0197e-10 | -1.1047e-10 | 4.4698e-14 | 1.8354e-09 | -1.9884e-09 | 0 | 0 | 0 | 0 | 0 | 0 | 1.5298e-05 | 0.91471 | 0.99056 | 1.53e-05 | 0.91471 | 0.99056 | 46.4114 | -90.165 | 90.1523 | 46.4136 | -90.165 | 90.1523
Line1_1_3 | 0 | 0 | 0 | 0 | 0 | 0 | 0 | 0 | 0 | 0 | 0 | 0 | -5.3201e-13 | 5.8882e-11 | -5.8872e-11 | 5.084e-13 | 8.0965e-11 | -8.0951e-11 | -5.3276e-13 | 8.1576e-10 | -8.8374e-10 | 5.1155e-13 | 1.1217e-09 | -1.2151e-09 | 0 | 0 | 0 | 0 | 0 | 0 | 1.5294e-05 | 0.91471 | 0.99056 | 1.531e-05 | 0.91471 | 0.99056 | 46.4066 | -90.165 | 90.1523 | 46.4265 | -90.165 | 90.1523
Line2_1_4 | 0 | 0 | 0 | 0 | 0 | 0 | 0 | 0 | 0 | 0 | 0 | 0 | 1.1066e-12 | 1.472e-11 | -1.4718e-11 | -1.1288e-12 | 1.2513e-10 | -1.251e-10 | 1.1102e-12 | 2.0394e-10 | -2.2093e-10 | -1.1287e-12 | 1.7335e-09 | -1.878e-09 | 0 | 0 | 0 | 0 | 0 | 0 | 1.5294e-05 | 0.91471 | 0.99056 | 1.526e-05 | 0.91471 | 0.99056 | 46.4066 | -90.165 | 90.1523 | 46.364 | -90.165 | 90.1523
Line3_1_5 | 0 | 0 | 0 | 0 | 0 | 0 | 0 | 0 | 0 | 0 | 0 | 0 | -1.33e-13 | 1.472e-11 | -1.4718e-11 | 1.0905e-13 | 1.2513e-10 | -1.251e-10 | -1.3319e-13 | 2.0394e-10 | -2.2094e-10 | 1.1131e-13 | 1.7335e-09 | -1.878e-09 | 0 | 0 | 0 | 0 | 0 | 0 | 1.5294e-05 | 0.91471 | 0.99056 | 1.5298e-05 | 0.91471 | 0.99056 | 46.4066 | -90.165 | 90.1523 | 46.4114 | -90.165 | 90.1523
Line4_2_6 | 0 | 0 | 0 | 0 | 0 | 0 | 0 | 0 | 0 | 0 | 0 | 0 | -3.3268e-13 | 3.6803e-11 | -3.6796e-11 | 3.0883e-13 | 1.0304e-10 | -1.0303e-10 | -3.3332e-13 | 5.0985e-10 | -5.5234e-10 | 3.1165e-13 | 1.4276e-09 | -1.5465e-09 | 0 | 0 | 0 | 0 | 0 | 0 | 1.5306e-05 | 0.91471 | 0.99056 | 1.5316e-05 | 0.91471 | 0.99056 | 46.4215 | -90.165 | 90.1523 | 46.4337 | -90.165 | 90.1523
Line5_6_7 | 0 | 0 | 0 | 0 | 0 | 0 | 0 | 0 | 0 | 0 | 0 | 0 | -2.6626e-13 | 2.9442e-11 | -2.9436e-11 | 2.4235e-13 | 1.104e-10 | -1.1039e-10 | -2.6689e-13 | 4.0788e-10 | -4.4187e-10 | 2.4509e-13 | 1.5295e-09 | -1.657e-09 | 0 | 0 | 0 | 0 | 0 | 0 | 1.5316e-05 | 0.91471 | 0.99056 | 1.5324e-05 | 0.91471 | 0.99056 | 46.4337 | -90.165 | 90.1523 | 46.4435 | -90.165 | 90.1523
Line6_7_8 | 0 | 0 | 0 | 0 | 0 | 0 | 0 | 0 | 0 | 0 | 0 | 0 | -1.9976e-13 | 2.2082e-11 | -2.2076e-11 | 1.7581e-13 | 1.1776e-10 | -1.1775e-10 | -2.003e-13 | 3.0591e-10 | -3.314e-10 | 1.7842e-13 | 1.6315e-09 | -1.7675e-09 | 0 | 0 | 0 | 0 | 0 | 0 | 1.5324e-05 | 0.91471 | 0.99056 | 1.533e-05 | 0.91471 | 0.99056 | 46.4435 | -90.165 | 90.1523 | 46.4507 | -90.165 | 90.1523
Line7_8_9 | 0 | 0 | 0 | 0 | 0 | 0 | 0 | 0 | 0 | 0 | 0 | 0 | -6.6605e-14 | 7.3606e-12 | -7.3588e-12 | 4.2602e-14 | 1.3249e-10 | -1.3246e-10 | -6.6801e-14 | 1.0197e-10 | -1.1047e-10 | 4.482e-14 | 1.8354e-09 | -1.9884e-09 | 0 | 0 | 0 | 0 | 0 | 0 | 1.533e-05 | 0.91471 | 0.99056 | 1.5332e-05 | 0.91471 | 0.99056 | 46.4507 | -90.165 | 90.1523 | 46.4529 | -90.165 | 90.1523
Line8_8_10 | 0 | 0 | 0 | 0 | 0 | 0 | 0 | 0 | 0 | 0 | 0 | 0 | -6.6605e-14 | 7.3603e-12 | -7.3591e-12 | 4.2602e-14 | 1.3249e-10 | -1.3246e-10 | -6.6801e-14 | 1.0197e-10 | -1.1047e-10 | 4.482e-14 | 1.8354e-09 | -1.9884e-09 | 0 | 0 | 0 | 0 | 0 | 0 | 1.533e-05 | 0.91471 | 0.99056 | 1.5332e-05 | 0.91471 | 0.99056 | 46.4507 | -90.165 | 90.1523 | 46.4529 | -90.165 | 90.1523
Line9_3_11 | 0 | 0 | 0 | 0 | 0 | 0 | 0 | 0 | 0 | 0 | 0 | 0 | -4.6583e-13 | 5.1522e-11 | -5.1512e-11 | 4.4212e-13 | 8.8325e-11 | -8.8311e-11 | -4.6681e-13 | 7.1379e-10 | -7.7328e-10 | 4.454e-13 | 1.2236e-09 | -1.3256e-09 | 0 | 0 | 0 | 0 | 0 | 0 | 1.531e-05 | 0.91471 | 0.99056 | 1.5324e-05 | 0.91471 | 0.99056 | 46.4265 | -90.165 | 90.1523 | 46.4438 | -90.165 | 90.1523

## LG_min_6
name | pf_ikss_a_from_ka | pf_ikss_b_from_ka | pf_ikss_c_from_ka | pf_ikss_a_to_ka | pf_ikss_b_to_ka | pf_ikss_c_to_ka | pf_skss_a_from_mw | pf_skss_b_from_mw | pf_skss_c_from_mw | pf_skss_a_to_mw | pf_skss_b_to_mw | pf_skss_c_to_mw | pf_p_a_from_mw | pf_p_b_from_mw | pf_p_c_from_mw | pf_p_a_to_mw | pf_p_b_to_mw | pf_p_c_to_mw | pf_q_a_from_mvar | pf_q_b_from_mvar | pf_q_c_from_mvar | pf_q_a_to_mvar | pf_q_b_to_mvar | pf_q_c_to_mvar | pf_ikss_a_from_degree | pf_ikss_b_from_degree | pf_ikss_c_from_degree | pf_ikss_a_to_degree | pf_ikss_b_to_degree | pf_ikss_c_to_degree | pf_vm_a_from_pu | pf_vm_b_from_pu | pf_vm_c_from_pu | pf_vm_a_to_pu | pf_vm_b_to_pu | pf_vm_c_to_pu | pf_va_a_from_degree | pf_va_b_from_degree | pf_va_c_from_degree | pf_va_a_to_degree | pf_va_b_to_degree | pf_va_c_to_degree
Line0_1_2 | 0 | 0 | 0 | 0 | 0 | 0 | 0 | 0 | 0 | 0 | 0 | 0 | -1.6871e-15 | 3.2941e-11 | -3.2941e-11 | 1.8654e-15 | 7.1374e-11 | -7.1374e-11 | -1.8143e-15 | 4.5634e-10 | -4.9437e-10 | 2.007e-15 | 9.8873e-10 | -1.0711e-09 | 0 | 0 | 0 | 0 | 0 | 0 | 0 | 0.78997 | 0.85549 | 0 | 0.78997 | 0.85549 | 0 | -90.1647 | 90.152 | 0 | -90.1647 | 90.152
Line10_11_12 | 0 | 0 | 0 | 0 | 0 | 0 | 0 | 0 | 0 | 0 | 0 | 0 | -2.4344e-15 | 3.294e-11 | -3.294e-11 | 2.5678e-15 | 7.1375e-11 | -7.1375e-11 | -2.5912e-15 | 4.5634e-10 | -4.9437e-10 | 2.7412e-15 | 9.8873e-10 | -1.0711e-09 | 0 | 0 | 0 | 0 | 0 | 0 | 0 | 0.78997 | 0.85549 | 0 | 0.78997 | 0.85549 | 0 | -90.1647 | 90.152 | 0 | -90.1647 | 90.152
Line11_12_13 | 0 | 0 | 0 | 0 | 0 | 0 | 0 | 0 | 0 | 0 | 0 | 0 | -2.2769e-15 | 2.745e-11 | -2.745e-11 | 2.3037e-15 | 7.6865e-11 | -7.6864e-11 | -2.4173e-15 | 3.8028e-10 | -4.1198e-10 | 2.4579e-15 | 1.0648e-09 | -1.1535e-09 | 0 | 0 | 0 | 0 | 0 | 0 | 0 | 0.78997 | 0.85549 | 0 | 0.78997 | 0.85549 | 0 | -90.1647 | 90.152 | 0 | -90.1647 | 90.152
Line12_13_15 | 0 | 0 | 0 | 0 | 0 | 0 | 0 | 0 | 0 | 0 | 0 | 0 | -1.4899e-15 | 1.647e-11 | -1.647e-11 | 1.3749e-15 | 8.7845e-11 | -8.7845e-11 | -1.5789e-15 | 2.2817e-10 | -2.4719e-10 | 1.4729e-15 | 1.2169e-09 | -1.3183e-09 | 0 | 0 | 0 | 0 | 0 | 0 | 0 | 0.78997 | 0.85549 | 0 | 0.78997 | 0.85549 | 0 | -90.1647 | 90.152 | 0 | -90.1647 | 90.152
Line13_13_14 | 0 | 0 | 0 | 0 | 0 | 0 | 0 | 0 | 0 | 0 | 0 | 0 | -4.9663e-16 | 5.49e-12 | -5.4899e-12 | 3.2203e-16 | 9.8824e-11 | -9.8824e-11 | -5.2631e-16 | 7.6056e-11 | -8.2396e-11 | 3.5787e-16 | 1.369e-09 | -1.4831e-09 | 0 | 0 | 0 | 0 | 0 | 0 | 0 | 0.78997 | 0.85549 | 0 | 0.78997 | 0.85549 | 0 | -90.1647 | 90.152 | 0 | -90.1647 | 90.152
Line14_15_16 | 0 | 0 | 0 | 0 | 0 | 0 | 0 | 0 | 0 | 0 | 0 | 0 | -1.0421e-15 | 1.098e-11 | -1.098e-11 | 8.8003e-16 | 9.3334e-11 | -9.3334e-11 | -1.1033e-15 | 1.5211e-10 | -1.6479e-10 | 9.4891e-16 | 1.293e-09 | -1.4007e-09 | 0 | 0 | 0 | 0 | 0 | 0 | 0 | 0.78997 | 0.85549 | 0 | 0.78997 | 0.85549 | 0 | -90.1647 | 90.152 | 0 | -90.1647 | 90.152
Line15_16_17 | 0 | 0 | 0 | 0 | 0 | 0 | 0 | 0 | 0 | 0 | 0 | 0 | -5.3703e-16 | 5.4898e-12 | -5.4897e-12 | 3.4785e-16 | 9.8824e-11 | -9.8824e-11 | -5.682e-16 | 7.6056e-11 | -8.2396e-11 | 3.8595e-16 | 1.369e-09 | -1.4831e-09 | 0 | 0 | 0 | 0 | 0 | 0 | 0 | 0.78997 | 0.85549 | 0 | 0.78997 | 0.85549 | 0 | -90.1647 | 90.152 | 0 | -90.1647 | 90.152
Line16_4_18 | 0 | 0 | 0 | 0 | 0 | 0 | 0 | 0 | 0 | 0 | 0 | 0 | 2.4512e-15 | 5.4909e-12 | -5.4909e-12 | 2.0974e-16 | 9.8824e-11 | -9.8824e-11 | 2.7285e-15 | 7.6055e-11 | -8.2394e-11 | 4.1309e-17 | 1.369e-09 | -1.4831e-09 | 0 | 0 | 0 | 0 | 0 | 0 | 0 | 0.78997 | 0.85549 | 0 | 0.78997 | 0.85549 | 0 | -90.1647 | 90.152 | 0 | -90.1647 | 90.152
Line17_5_19 | 0 | 0 | 0 | 0 | 0 | 0 | 0 | 0 | 0 | 0 | 0 | 0 | -2.9718e-16 | 5.4904e-12 | -5.4907e-12 | 1.9459e-16 | 9.8824e-11 | -9.8824e-11 | -3.1894e-16 | 7.6056e-11 | -8.2395e-11 | 2.1887e-16 | 1.369e-09 | -1.4831e-09 | 0 | 0 | 0 | 0 | 0 | 0 | 0 | 0.78997 | 0.85549 | 0 | 0.78997 | 0.85549 | 0 | -90.1647 | 90.152 | 0 | -90.1647 | 90.152
Line1_1_3 | 0 | 0 | 0 | 0 | 0 | 0 | 0 | 0 | 0 | 0 | 0 | 0 | -2.2495e-15 | 4.392e-11 | -4.392e-11 | 2.6557e-15 | 6.0395e-11 | -6.0394e-11 | -2.419e-15 | 6.0845e-10 | -6.5917e-10 | 2.8494e-15 | 8.3661e-10 | -9.0635e-10 | 0 | 0 | 0 | 0 | 0 | 0 | 0 | 0.78997 | 0.85549 | 0 | 0.78997 | 0.85549 | 0 | -90.1647 | 90.152 | 0 | -90.1647 | 90.152
Line2_1_4 | 0 | 0 | 0 | 0 | 0 | 0 | 0 | 0 | 0 | 0 | 0 | 0 | 4.6785e-15 | 1.0981e-11 | -1.0982e-11 | -2.3626e-15 | 9.3333e-11 | -9.3333e-11 | 5.0406e-15 | 1.5211e-10 | -1.6479e-10 | -2.6251e-15 | 1.293e-09 | -1.4007e-09 | 0 | 0 | 0 | 0 | 0 | 0 | 0 | 0.78997 | 0.85549 | 0 | 0.78997 | 0.85549 | 0 | -90.1647 | 90.152 | 0 | -90.1647 | 90.152
Line3_1_5 | 0 | 0 | 0 | 0 | 0 | 0 | 0 | 0 | 0 | 0 | 0 | 0 | -5.6237e-16 | 1.0981e-11 | -1.0981e-11 | 4.8692e-16 | 9.3334e-11 | -9.3334e-11 | -6.0475e-16 | 1.5211e-10 | -1.6479e-10 | 5.3258e-16 | 1.293e-09 | -1.4007e-09 | 0 | 0 | 0 | 0 | 0 | 0 | 0 | 0.78997 | 0.85549 | 0 | 0.78997 | 0.85549 | 0 | -90.1647 | 90.152 | 0 | -90.1647 | 90.152
Line4_2_6 | 0 | 0 | 0 | 0 | 0 | 0 | 0 | 0 | 0 | 0 | 0 | 0 | -1.6542e-15 | 2.7451e-11 | -2.7451e-11 | 1.7259e-15 | 7.6864e-11 | -7.6863e-11 | -1.7699e-15 | 3.8028e-10 | -4.1198e-10 | 1.8531e-15 | 1.0648e-09 | -1.1535e-09 | 0 | 0 | 0 | 0 | 0 | 0 | 0 | 0.78997 | 0.85549 | 0 | 0.78997 | 0.85549 | 0 | -90.1647 | 90.152 | 0 | -90.1647 | 90.152
Line5_6_7 | 0 | 0 | 0 | 0 | 0 | 0 | 0 | 0 | 0 | 0 | 0 | 0 | -1.4883e-15 | 2.1961e-11 | -2.1961e-11 | 1.4733e-15 | 8.2354e-11 | -8.2354e-11 | -1.5873e-15 | 3.0422e-10 | -3.2958e-10 | 1.5814e-15 | 1.1408e-09 | -1.2359e-09 | 0 | 0 | 0 | 0 | 0 | 0 | 0 | 0.78997 | 0.85549 | 0 | 0.78997 | 0.85549 | 0 | -90.1647 | 90.152 | 0 | -90.1647 | 90.152
Line6_7_8 | 0 | 0 | 0 | 0 | 0 | 0 | 0 | 0 | 0 | 0 | 0 | 0 | -1.2147e-15 | 1.647e-11 | -1.647e-11 | 1.1328e-15 | 8.7844e-11 | -8.7844e-11 | -1.2927e-15 | 2.2817e-10 | -2.4719e-10 | 1.2181e-15 | 1.2169e-09 | -1.3183e-09 | 0 | 0 | 0 | 0 | 0 | 0 | 0 | 0.78997 | 0.85549 | 0 | 0.78997 | 0.85549 | 0 | -90.1647 | 90.152 | 0 | -90.1647 | 90.152
Line7_8_9 | 0 | 0 | 0 | 0 | 0 | 0 | 0 | 0 | 0 | 0 | 0 | 0 | -4.2931e-16 | 5.4901e-12 | -5.4903e-12 | 2.7902e-16 | 9.8824e-11 | -9.8824e-11 | -4.5623e-16 | 7.6056e-11 | -8.2395e-11 | 3.109e-16 | 1.369e-09 | -1.4831e-09 | 0 | 0 | 0 | 0 | 0 | 0 | 0 | 0.78997 | 0.85549 | 0 | 0.78997 | 0.85549 | 0 | -90.1647 | 90.152 | 0 | -90.1647 | 90.152
Line8_8_10 | 0 | 0 | 0 | 0 | 0 | 0 | 0 | 0 | 0 | 0 | 0 | 0 | -4.2931e-16 | 5.4903e-12 | -5.4903e-12 | 2.7902e-16 | 9.8824e-11 | -9.8824e-11 | -4.5623e-16 | 7.6056e-11 | -8.2396e-11 | 3.109e-16 | 1.369e-09 | -1.4831e-09 | 0 | 0 | 0 | 0 | 0 | 0 | 0 | 0.78997 | 0.85549 | 0 | 0.78997 | 0.85549 | 0 | -90.1647 | 90.152 | 0 | -90.1647 | 90.152
Line9_3_11 | 0 | 0 | 0 | 0 | 0 | 0 | 0 | 0 | 0 | 0 | 0 | 0 | -2.4337e-15 | 3.843e-11 | -3.843e-11 | 2.6935e-15 | 6.5884e-11 | -6.5884e-11 | -2.6005e-15 | 5.3239e-10 | -5.7677e-10 | 2.8805e-15 | 9.1267e-10 | -9.8874e-10 | 0 | 0 | 0 | 0 | 0 | 0 | 0 | 0.78997 | 0.85549 | 0 | 0.78997 | 0.85549 | 0 | -90.1647 | 90.152 | 0 | -90.1647 | 90.152

## LG_min_10
name | pf_ikss_a_from_ka | pf_ikss_b_from_ka | pf_ikss_c_from_ka | pf_ikss_a_to_ka | pf_ikss_b_to_ka | pf_ikss_c_to_ka | pf_skss_a_from_mw | pf_skss_b_from_mw | pf_skss_c_from_mw | pf_skss_a_to_mw | pf_skss_b_to_mw | pf_skss_c_to_mw | pf_p_a_from_mw | pf_p_b_from_mw | pf_p_c_from_mw | pf_p_a_to_mw | pf_p_b_to_mw | pf_p_c_to_mw | pf_q_a_from_mvar | pf_q_b_from_mvar | pf_q_c_from_mvar | pf_q_a_to_mvar | pf_q_b_to_mvar | pf_q_c_to_mvar | pf_ikss_a_from_degree | pf_ikss_b_from_degree | pf_ikss_c_from_degree | pf_ikss_a_to_degree | pf_ikss_b_to_degree | pf_ikss_c_to_degree | pf_vm_a_from_pu | pf_vm_b_from_pu | pf_vm_c_from_pu | pf_vm_a_to_pu | pf_vm_b_to_pu | pf_vm_c_to_pu | pf_va_a_from_degree | pf_va_b_from_degree | pf_va_c_from_degree | pf_va_a_to_degree | pf_va_b_to_degree | pf_va_c_to_degree
Line0_1_2 | 0 | 0 | 0 | 0 | 0 | 0 | 0 | 0 | 0 | 0 | 0 | 0 | -1.5142e-15 | 2.9565e-11 | -2.9565e-11 | 1.6742e-15 | 6.4058e-11 | -6.4059e-11 | -1.6283e-15 | 4.0956e-10 | -4.437e-10 | 1.8013e-15 | 8.8739e-10 | -9.6136e-10 | 0 | 0 | 0 | 0 | 0 | 0 | 0 | 0.74839 | 0.81046 | 0 | 0.74839 | 0.81046 | 0 | -90.1647 | 90.152 | 0 | -90.1647 | 90.152
Line10_11_12 | 0 | 0 | 0 | 0 | 0 | 0 | 0 | 0 | 0 | 0 | 0 | 0 | -2.1849e-15 | 2.9564e-11 | -2.9564e-11 | 2.3046e-15 | 6.4059e-11 | -6.4059e-11 | -2.3256e-15 | 4.0957e-10 | -4.437e-10 | 2.4603e-15 | 8.8739e-10 | -9.6136e-10 | 0 | 0 | 0 | 0 | 0 | 0 | 0 | 0.74839 | 0.81046 | 0 | 0.74839 | 0.81046 | 0 | -90.1647 | 90.152 | 0 | -90.1647 | 90.152
Line11_12_13 | 0 | 0 | 0 | 0 | 0 | 0 | 0 | 0 | 0 | 0 | 0 | 0 | -2.0436e-15 | 2.4637e-11 | -2.4636e-11 | 2.0676e-15 | 6.8986e-11 | -6.8986e-11 | -2.1696e-15 | 3.4131e-10 | -3.6975e-10 | 2.206e-15 | 9.5565e-10 | -1.0353e-09 | 0 | 0 | 0 | 0 | 0 | 0 | 0 | 0.74839 | 0.81046 | 0 | 0.74839 | 0.81046 | 0 | -90.1647 | 90.152 | 0 | -90.1647 | 90.152
Line12_13_15 | 0 | 0 | 0 | 0 | 0 | 0 | 0 | 0 | 0 | 0 | 0 | 0 | -1.3372e-15 | 1.4782e-11 | -1.4781e-11 | 1.2339e-15 | 7.8841e-11 | -7.8841e-11 | -1.4171e-15 | 2.0478e-10 | -2.2185e-10 | 1.3219e-15 | 1.0922e-09 | -1.1832e-09 | 0 | 0 | 0 | 0 | 0 | 0 | 0 | 0.74839 | 0.81046 | 0 | 0.74839 | 0.81046 | 0 | -90.1647 | 90.152 | 0 | -90.1647 | 90.152
Line13_13_14 | 0 | 0 | 0 | 0 | 0 | 0 | 0 | 0 | 0 | 0 | 0 | 0 | -4.4572e-16 | 4.9274e-12 | -4.9274e-12 | 2.8902e-16 | 8.8695e-11 | -8.8695e-11 | -4.7237e-16 | 6.8261e-11 | -7.3951e-11 | 3.2119e-16 | 1.2287e-09 | -1.3311e-09 | 0 | 0 | 0 | 0 | 0 | 0 | 0 | 0.74839 | 0.81046 | 0 | 0.74839 | 0.81046 | 0 | -90.1647 | 90.152 | 0 | -90.1647 | 90.152
Line14_15_16 | 0 | 0 | 0 | 0 | 0 | 0 | 0 | 0 | 0 | 0 | 0 | 0 | -9.3526e-16 | 9.8548e-12 | -9.8544e-12 | 7.8984e-16 | 8.3768e-11 | -8.3768e-11 | -9.9019e-16 | 1.3652e-10 | -1.479e-10 | 8.5166e-16 | 1.1604e-09 | -1.2572e-09 | 0 | 0 | 0 | 0 | 0 | 0 | 0 | 0.74839 | 0.81046 | 0 | 0.74839 | 0.81046 | 0 | -90.1647 | 90.152 | 0 | -90.1647 | 90.152
Line15_16_17 | 0 | 0 | 0 | 0 | 0 | 0 | 0 | 0 | 0 | 0 | 0 | 0 | -4.8199e-16 | 4.9272e-12 | -4.9271e-12 | 3.122e-16 | 8.8696e-11 | -8.8696e-11 | -5.0996e-16 | 6.8261e-11 | -7.3951e-11 | 3.4639e-16 | 1.2287e-09 | -1.3311e-09 | 0 | 0 | 0 | 0 | 0 | 0 | 0 | 0.74839 | 0.81046 | 0 | 0.74839 | 0.81046 | 0 | -90.1647 | 90.152 | 0 | -90.1647 | 90.152
Line16_4_18 | 0 | 0 | 0 | 0 | 0 | 0 | 0 | 0 | 0 | 0 | 0 | 0 | 2.2e-15 | 4.9281e-12 | -4.9282e-12 | 1.8824e-16 | 8.8696e-11 | -8.8695e-11 | 2.4489e-15 | 6.826e-11 | -7.395e-11 | 3.7075e-17 | 1.2287e-09 | -1.3311e-09 | 0 | 0 | 0 | 0 | 0 | 0 | 0 | 0.74839 | 0.81046 | 0 | 0.74839 | 0.81046 | 0 | -90.1647 | 90.152 | 0 | -90.1647 | 90.152
Line17_5_19 | 0 | 0 | 0 | 0 | 0 | 0 | 0 | 0 | 0 | 0 | 0 | 0 | -2.6672e-16 | 4.9276e-12 | -4.928e-12 | 1.7464e-16 | 8.8696e-11 | -8.8695e-11 | -2.8625e-16 | 6.826e-11 | -7.395e-11 | 1.9644e-16 | 1.2287e-09 | -1.3311e-09 | 0 | 0 | 0 | 0 | 0 | 0 | 0 | 0.74839 | 0.81046 | 0 | 0.74839 | 0.81046 | 0 | -90.1647 | 90.152 | 0 | -90.1647 | 90.152
Line1_1_3 | 0 | 0 | 0 | 0 | 0 | 0 | 0 | 0 | 0 | 0 | 0 | 0 | -2.0189e-15 | 3.9419e-11 | -3.9419e-11 | 2.3835e-15 | 5.4204e-11 | -5.4205e-11 | -2.1711e-15 | 5.4609e-10 | -5.9161e-10 | 2.5573e-15 | 7.5087e-10 | -8.1345e-10 | 0 | 0 | 0 | 0 | 0 | 0 | 0 | 0.74839 | 0.81046 | 0 | 0.74839 | 0.81046 | 0 | -90.1647 | 90.152 | 0 | -90.1647 | 90.152
Line2_1_4 | 0 | 0 | 0 | 0 | 0 | 0 | 0 | 0 | 0 | 0 | 0 | 0 | 4.199e-15 | 9.8558e-12 | -9.8559e-12 | -2.1204e-15 | 8.3768e-11 | -8.3767e-11 | 4.5239e-15 | 1.3652e-10 | -1.479e-10 | -2.3561e-15 | 1.1604e-09 | -1.2572e-09 | 0 | 0 | 0 | 0 | 0 | 0 | 0 | 0.74839 | 0.81046 | 0 | 0.74839 | 0.81046 | 0 | -90.1647 | 90.152 | 0 | -90.1647 | 90.152
Line3_1_5 | 0 | 0 | 0 | 0 | 0 | 0 | 0 | 0 | 0 | 0 | 0 | 0 | -5.0473e-16 | 9.8553e-12 | -9.8552e-12 | 4.3702e-16 | 8.3768e-11 | -8.3768e-11 | -5.4277e-16 | 1.3652e-10 | -1.479e-10 | 4.7799e-16 | 1.1604e-09 | -1.2572e-09 | 0 | 0 | 0 | 0 | 0 | 0 | 0 | 0.74839 | 0.81046 | 0 | 0.74839 | 0.81046 | 0 | -90.1647 | 90.152 | 0 | -90.1647 | 90.152
Line4_2_6 | 0 | 0 | 0 | 0 | 0 | 0 | 0 | 0 | 0 | 0 | 0 | 0 | -1.4847e-15 | 2.4638e-11 | -2.4638e-11 | 1.549e-15 | 6.8986e-11 | -6.8985e-11 | -1.5885e-15 | 3.413e-10 | -3.6975e-10 | 1.6632e-15 | 9.5565e-10 | -1.0353e-09 | 0 | 0 | 0 | 0 | 0 | 0 | 0 | 0.74839 | 0.81046 | 0 | 0.74839 | 0.81046 | 0 | -90.1647 | 90.152 | 0 | -90.1647 | 90.152
Line5_6_7 | 0 | 0 | 0 | 0 | 0 | 0 | 0 | 0 | 0 | 0 | 0 | 0 | -1.3358e-15 | 1.971e-11 | -1.971e-11 | 1.3223e-15 | 7.3913e-11 | -7.3913e-11 | -1.4246e-15 | 2.7304e-10 | -2.958e-10 | 1.4193e-15 | 1.0239e-09 | -1.1093e-09 | 0 | 0 | 0 | 0 | 0 | 0 | 0 | 0.74839 | 0.81046 | 0 | 0.74839 | 0.81046 | 0 | -90.1647 | 90.152 | 0 | -90.1647 | 90.152
Line6_7_8 | 0 | 0 | 0 | 0 | 0 | 0 | 0 | 0 | 0 | 0 | 0 | 0 | -1.0902e-15 | 1.4782e-11 | -1.4782e-11 | 1.0167e-15 | 7.8841e-11 | -7.884e-11 | -1.1602e-15 | 2.0478e-10 | -2.2185e-10 | 1.0933e-15 | 1.0922e-09 | -1.1832e-09 | 0 | 0 | 0 | 0 | 0 | 0 | 0 | 0.74839 | 0.81046 | 0 | 0.74839 | 0.81046 | 0 | -90.1647 | 90.152 | 0 | -90.1647 | 90.152
Line7_8_9 | 0 | 0 | 0 | 0 | 0 | 0 | 0 | 0 | 0 | 0 | 0 | 0 | -3.8531e-16 | 4.9275e-12 | -4.9277e-12 | 2.5042e-16 | 8.8695e-11 | -8.8695e-11 | -4.0947e-16 | 6.8261e-11 | -7.395e-11 | 2.7903e-16 | 1.2287e-09 | -1.3311e-09 | 0 | 0 | 0 | 0 | 0 | 0 | 0 | 0.74839 | 0.81046 | 0 | 0.74839 | 0.81046 | 0 | -90.1647 | 90.152 | 0 | -90.1647 | 90.152
Line8_8_10 | 0 | 0 | 0 | 0 | 0 | 0 | 0 | 0 | 0 | 0 | 0 | 0 | -3.8531e-16 | 4.9274e-12 | -4.9276e-12 | 2.5042e-16 | 8.8695e-11 | -8.8695e-11 | -4.0947e-16 | 6.8261e-11 | -7.3951e-11 | 2.7903e-16 | 1.2287e-09 | -1.3311e-09 | 0 | 0 | 0 | 0 | 0 | 0 | 0 | 0.74839 | 0.81046 | 0 | 0.74839 | 0.81046 | 0 | -90.1647 | 90.152 | 0 | -90.1647 | 90.152
Line9_3_11 | 0 | 0 | 0 | 0 | 0 | 0 | 0 | 0 | 0 | 0 | 0 | 0 | -2.1842e-15 | 3.4491e-11 | -3.4491e-11 | 2.4175e-15 | 5.9132e-11 | -5.9132e-11 | -2.334e-15 | 4.7783e-10 | -5.1766e-10 | 2.5853e-15 | 8.1913e-10 | -8.874e-10 | 0 | 0 | 0 | 0 | 0 | 0 | 0 | 0.74839 | 0.81046 | 0 | 0.74839 | 0.81046 | 0 | -90.1647 | 90.152 | 0 | -90.1647 | 90.152

## LG_min_fault_6
name | pf_ikss_a_from_ka | pf_ikss_b_from_ka | pf_ikss_c_from_ka | pf_ikss_a_to_ka | pf_ikss_b_to_ka | pf_ikss_c_to_ka | pf_skss_a_from_mw | pf_skss_b_from_mw | pf_skss_c_from_mw | pf_skss_a_to_mw | pf_skss_b_to_mw | pf_skss_c_to_mw | pf_p_a_from_mw | pf_p_b_from_mw | pf_p_c_from_mw | pf_p_a_to_mw | pf_p_b_to_mw | pf_p_c_to_mw | pf_q_a_from_mvar | pf_q_b_from_mvar | pf_q_c_from_mvar | pf_q_a_to_mvar | pf_q_b_to_mvar | pf_q_c_to_mvar | pf_ikss_a_from_degree | pf_ikss_b_from_degree | pf_ikss_c_from_degree | pf_ikss_a_to_degree | pf_ikss_b_to_degree | pf_ikss_c_to_degree | pf_vm_a_from_pu | pf_vm_b_from_pu | pf_vm_c_from_pu | pf_vm_a_to_pu | pf_vm_b_to_pu | pf_vm_c_to_pu | pf_va_a_from_degree | pf_va_b_from_degree | pf_va_c_from_degree | pf_va_a_to_degree | pf_va_b_to_degree | pf_va_c_to_degree
Line0_1_2 | 0 | 0 | 0 | 0 | 0 | 0 | 0 | 0 | 0 | 0 | 0 | 0 | -2.9831e-13 | 3.2939e-11 | -3.2933e-11 | 2.8067e-13 | 7.1368e-11 | -7.1356e-11 | -2.9794e-13 | 4.5633e-10 | -4.9437e-10 | 2.8189e-13 | 9.8872e-10 | -1.0711e-09 | 0 | 0 | 0 | 0 | 0 | 0 | 1.3222e-05 | 0.78997 | 0.85548 | 1.3236e-05 | 0.78997 | 0.85548 | 46.331 | -90.165 | 90.1523 | 46.3321 | -90.165 | 90.1523
Line10_11_12 | 0 | 0 | 0 | 0 | 0 | 0 | 0 | 0 | 0 | 0 | 0 | 0 | -2.9906e-13 | 3.2938e-11 | -3.2932e-11 | 2.8137e-13 | 7.137e-11 | -7.1358e-11 | -2.9872e-13 | 4.5634e-10 | -4.9437e-10 | 2.8262e-13 | 9.8872e-10 | -1.0711e-09 | 0 | 0 | 0 | 0 | 0 | 0 | 1.3256e-05 | 0.78997 | 0.85548 | 1.3269e-05 | 0.78997 | 0.85548 | 46.3339 | -90.165 | 90.1523 | 46.3351 | -90.165 | 90.1523
Line11_12_13 | 0 | 0 | 0 | 0 | 0 | 0 | 0 | 0 | 0 | 0 | 0 | 0 | -2.4946e-13 | 2.7448e-11 | -2.7443e-11 | 2.3167e-13 | 7.6859e-11 | -7.6846e-11 | -2.4919e-13 | 3.8028e-10 | -4.1197e-10 | 2.3299e-13 | 1.0648e-09 | -1.1535e-09 | 0 | 0 | 0 | 0 | 0 | 0 | 1.3269e-05 | 0.78997 | 0.85548 | 1.3281e-05 | 0.78997 | 0.85548 | 46.3351 | -90.165 | 90.1523 | 46.336 | -90.165 | 90.1523
Line12_13_15 | 0 | 0 | 0 | 0 | 0 | 0 | 0 | 0 | 0 | 0 | 0 | 0 | -1.498e-13 | 1.6469e-11 | -1.6466e-11 | 1.3187e-13 | 8.7838e-11 | -8.7824e-11 | -1.4964e-13 | 2.2817e-10 | -2.4718e-10 | 1.3329e-13 | 1.2169e-09 | -1.3183e-09 | 0 | 0 | 0 | 0 | 0 | 0 | 1.3281e-05 | 0.78997 | 0.85548 | 1.3287e-05 | 0.78997 | 0.85548 | 46.336 | -90.165 | 90.1523 | 46.3365 | -90.165 | 90.1523
Line13_13_14 | 0 | 0 | 0 | 0 | 0 | 0 | 0 | 0 | 0 | 0 | 0 | 0 | -4.9933e-14 | 5.4897e-12 | -5.4887e-12 | 3.1944e-14 | 9.8817e-11 | -9.88e-11 | -4.988e-14 | 7.6056e-11 | -8.2394e-11 | 3.347e-14 | 1.369e-09 | -1.4831e-09 | 0 | 0 | 0 | 0 | 0 | 0 | 1.3281e-05 | 0.78997 | 0.85548 | 1.3283e-05 | 0.78997 | 0.85548 | 46.336 | -90.165 | 90.1523 | 46.3361 | -90.165 | 90.1523
Line14_15_16 | 0 | 0 | 0 | 0 | 0 | 0 | 0 | 0 | 0 | 0 | 0 | 0 | -9.9916e-14 | 1.0979e-11 | -1.0977e-11 | 8.1939e-14 | 9.3328e-11 | -9.3312e-11 | -9.9811e-14 | 1.5211e-10 | -1.6479e-10 | 8.3415e-14 | 1.2929e-09 | -1.4007e-09 | 0 | 0 | 0 | 0 | 0 | 0 | 1.3287e-05 | 0.78997 | 0.85548 | 1.3292e-05 | 0.78997 | 0.85548 | 46.3365 | -90.165 | 90.1523 | 46.3369 | -90.165 | 90.1523
Line15_16_17 | 0 | 0 | 0 | 0 | 0 | 0 | 0 | 0 | 0 | 0 | 0 | 0 | -4.9974e-14 | 5.4895e-12 | -5.4885e-12 | 3.197e-14 | 9.8818e-11 | -9.8801e-11 | -4.9922e-14 | 7.6056e-11 | -8.2395e-11 | 3.3498e-14 | 1.369e-09 | -1.4831e-09 | 0 | 0 | 0 | 0 | 0 | 0 | 1.3292e-05 | 0.78997 | 0.85548 | 1.3294e-05 | 0.78997 | 0.85548 | 46.3369 | -90.165 | 90.1523 | 46.337 | -90.165 | 90.1523
Line16_4_18 | 0 | 0 | 0 | 0 | 0 | 0 | 0 | 0 | 0 | 0 | 0 | 0 | 8.745e-13 | 5.4904e-12 | -5.4898e-12 | -8.8965e-13 | 9.8818e-11 | -9.8801e-11 | 8.7486e-13 | 7.6055e-11 | -8.2393e-11 | -8.8833e-13 | 1.369e-09 | -1.4831e-09 | 0 | 0 | 0 | 0 | 0 | 0 | 1.3184e-05 | 0.78997 | 0.85548 | 1.3143e-05 | 0.78997 | 0.85548 | 46.3275 | -90.165 | 90.1523 | 46.3239 | -90.165 | 90.1523
Line17_5_19 | 0 | 0 | 0 | 0 | 0 | 0 | 0 | 0 | 0 | 0 | 0 | 0 | -4.9734e-14 | 5.49e-12 | -5.4892e-12 | 3.1817e-14 | 9.8818e-11 | -9.88e-11 | -4.9673e-14 | 7.6055e-11 | -8.2394e-11 | 3.3331e-14 | 1.369e-09 | -1.4831e-09 | 0 | 0 | 0 | 0 | 0 | 0 | 1.3226e-05 | 0.78997 | 0.85548 | 1.3229e-05 | 0.78997 | 0.85548 | 46.3313 | -90.165 | 90.1523 | 46.3314 | -90.165 | 90.1523
Line1_1_3 | 0 | 0 | 0 | 0 | 0 | 0 | 0 | 0 | 0 | 0 | 0 | 0 | -3.9774e-13 | 4.3917e-11 | -4.391e-11 | 3.8034e-13 | 6.039e-11 | -6.038e-11 | -3.9725e-13 | 6.0845e-10 | -6.5916e-10 | 3.8144e-13 | 8.3661e-10 | -9.0634e-10 | 0 | 0 | 0 | 0 | 0 | 0 | 1.3222e-05 | 0.78997 | 0.85548 | 1.324e-05 | 0.78997 | 0.85548 | 46.331 | -90.165 | 90.1523 | 46.3325 | -90.165 | 90.1523
Line2_1_4 | 0 | 0 | 0 | 0 | 0 | 0 | 0 | 0 | 0 | 0 | 0 | 0 | 8.2729e-13 | 1.0981e-11 | -1.0979e-11 | -8.4279e-13 | 9.3327e-11 | -9.3311e-11 | 8.2782e-13 | 1.5211e-10 | -1.6479e-10 | -8.4164e-13 | 1.2929e-09 | -1.4007e-09 | 0 | 0 | 0 | 0 | 0 | 0 | 1.3222e-05 | 0.78997 | 0.85548 | 1.3184e-05 | 0.78997 | 0.85548 | 46.331 | -90.165 | 90.1523 | 46.3275 | -90.165 | 90.1523
Line3_1_5 | 0 | 0 | 0 | 0 | 0 | 0 | 0 | 0 | 0 | 0 | 0 | 0 | -9.9436e-14 | 1.098e-11 | -1.0978e-11 | 8.1546e-14 | 9.3328e-11 | -9.3311e-11 | -9.9313e-14 | 1.5211e-10 | -1.6479e-10 | 8.2999e-14 | 1.2929e-09 | -1.4007e-09 | 0 | 0 | 0 | 0 | 0 | 0 | 1.3222e-05 | 0.78997 | 0.85548 | 1.3226e-05 | 0.78997 | 0.85548 | 46.331 | -90.165 | 90.1523 | 46.3313 | -90.165 | 90.1523
Line4_2_6 | 0 | 0 | 0 | 0 | 0 | 0 | 0 | 0 | 0 | 0 | 0 | 0 | -2.4884e-13 | 2.7449e-11 | -2.7444e-11 | 2.311e-13 | 7.6858e-11 | -7.6845e-11 | -2.4854e-13 | 3.8028e-10 | -4.1197e-10 | 2.3238e-13 | 1.0648e-09 | -1.1535e-09 | 0 | 0 | 0 | 0 | 0 | 0 | 1.3236e-05 | 0.78997 | 0.85548 | 1.3247e-05 | 0.78997 | 0.85548 | 46.3321 | -90.165 | 90.1523 | 46.3331 | -90.165 | 90.1523
Line5_6_7 | 0 | 0 | 0 | 0 | 0 | 0 | 0 | 0 | 0 | 0 | 0 | 0 | -1.9924e-13 | 2.1959e-11 | -2.1956e-11 | 1.8141e-13 | 8.2349e-11 | -8.2334e-11 | -1.99e-13 | 3.0422e-10 | -3.2958e-10 | 1.8276e-13 | 1.1408e-09 | -1.2359e-09 | 0 | 0 | 0 | 0 | 0 | 0 | 1.3247e-05 | 0.78997 | 0.85548 | 1.3256e-05 | 0.78997 | 0.85548 | 46.3331 | -90.165 | 90.1523 | 46.3338 | -90.165 | 90.1523
Line6_7_8 | 0 | 0 | 0 | 0 | 0 | 0 | 0 | 0 | 0 | 0 | 0 | 0 | -1.4953e-13 | 1.6469e-11 | -1.6467e-11 | 1.3163e-13 | 8.7838e-11 | -8.7823e-11 | -1.4935e-13 | 2.2817e-10 | -2.4718e-10 | 1.3304e-13 | 1.2169e-09 | -1.3183e-09 | 0 | 0 | 0 | 0 | 0 | 0 | 1.3256e-05 | 0.78997 | 0.85548 | 1.3262e-05 | 0.78997 | 0.85548 | 46.3338 | -90.165 | 90.1523 | 46.3344 | -90.165 | 90.1523
Line7_8_9 | 0 | 0 | 0 | 0 | 0 | 0 | 0 | 0 | 0 | 0 | 0 | 0 | -4.9866e-14 | 5.4898e-12 | -5.4889e-12 | 3.1901e-14 | 9.8818e-11 | -9.88e-11 | -4.981e-14 | 7.6056e-11 | -8.2394e-11 | 3.3423e-14 | 1.369e-09 | -1.4831e-09 | 0 | 0 | 0 | 0 | 0 | 0 | 1.3262e-05 | 0.78997 | 0.85548 | 1.3264e-05 | 0.78997 | 0.85548 | 46.3344 | -90.165 | 90.1523 | 46.3345 | -90.165 | 90.1523
Line8_8_10 | 0 | 0 | 0 | 0 | 0 | 0 | 0 | 0 | 0 | 0 | 0 | 0 | -4.9866e-14 | 5.4898e-12 | -5.4889e-12 | 3.1901e-14 | 9.8818e-11 | -9.88e-11 | -4.981e-14 | 7.6056e-11 | -8.2395e-11 | 3.3423e-14 | 1.369e-09 | -1.4831e-09 | 0 | 0 | 0 | 0 | 0 | 0 | 1.3262e-05 | 0.78997 | 0.85548 | 1.3264e-05 | 0.78997 | 0.85548 | 46.3344 | -90.165 | 90.1523 | 46.3345 | -90.165 | 90.1523
Line9_3_11 | 0 | 0 | 0 | 0 | 0 | 0 | 0 | 0 | 0 | 0 | 0 | 0 | -3.4849e-13 | 3.8427e-11 | -3.8421e-11 | 3.3094e-13 | 6.588e-11 | -6.5869e-11 | -3.4808e-13 | 5.3239e-10 | -5.7676e-10 | 3.3212e-13 | 9.1267e-10 | -9.8873e-10 | 0 | 0 | 0 | 0 | 0 | 0 | 1.324e-05 | 0.78997 | 0.85548 | 1.3256e-05 | 0.78997 | 0.85548 | 46.3325 | -90.165 | 90.1523 | 46.3339 | -90.165 | 90.1523

## LG_min_fault_10
name | pf_ikss_a_from_ka | pf_ikss_b_from_ka | pf_ikss_c_from_ka | pf_ikss_a_to_ka | pf_ikss_b_to_ka | pf_ikss_c_to_ka | pf_skss_a_from_mw | pf_skss_b_from_mw | pf_skss_c_from_mw | pf_skss_a_to_mw | pf_skss_b_to_mw | pf_skss_c_to_mw | pf_p_a_from_mw | pf_p_b_from_mw | pf_p_c_from_mw | pf_p_a_to_mw | pf_p_b_to_mw | pf_p_c_to_mw | pf_q_a_from_mvar | pf_q_b_from_mvar | pf_q_c_from_mvar | pf_q_a_to_mvar | pf_q_b_to_mvar | pf_q_c_to_mvar | pf_ikss_a_from_degree | pf_ikss_b_from_degree | pf_ikss_c_from_degree | pf_ikss_a_to_degree | pf_ikss_b_to_degree | pf_ikss_c_to_degree | pf_vm_a_from_pu | pf_vm_b_from_pu | pf_vm_c_from_pu | pf_vm_a_to_pu | pf_vm_b_to_pu | pf_vm_c_to_pu | pf_va_a_from_degree | pf_va_b_from_degree | pf_va_c_from_degree | pf_va_a_to_degree | pf_va_b_to_degree | pf_va_c_to_degree
Line0_1_2 | 0 | 0 | 0 | 0 | 0 | 0 | 0 | 0 | 0 | 0 | 0 | 0 | -2.6773e-13 | 2.9563e-11 | -2.9558e-11 | 2.519e-13 | 6.4054e-11 | -6.4043e-11 | -2.674e-13 | 4.0956e-10 | -4.437e-10 | 2.53e-13 | 8.8739e-10 | -9.6134e-10 | 0 | 0 | 0 | 0 | 0 | 0 | 1.2526e-05 | 0.7484 | 0.81046 | 1.2539e-05 | 0.7484 | 0.81046 | 46.331 | -90.165 | 90.1523 | 46.3321 | -90.165 | 90.1523
Line10_11_12 | 0 | 0 | 0 | 0 | 0 | 0 | 0 | 0 | 0 | 0 | 0 | 0 | -2.684e-13 | 2.9562e-11 | -2.9556e-11 | 2.5253e-13 | 6.4055e-11 | -6.4044e-11 | -2.681e-13 | 4.0956e-10 | -4.437e-10 | 2.5366e-13 | 8.8739e-10 | -9.6134e-10 | 0 | 0 | 0 | 0 | 0 | 0 | 1.2558e-05 | 0.7484 | 0.81046 | 1.2571e-05 | 0.7484 | 0.81046 | 46.3339 | -90.165 | 90.1523 | 46.3351 | -90.165 | 90.1523
Line11_12_13 | 0 | 0 | 0 | 0 | 0 | 0 | 0 | 0 | 0 | 0 | 0 | 0 | -2.2389e-13 | 2.4635e-11 | -2.4631e-11 | 2.0793e-13 | 6.8982e-11 | -6.897e-11 | -2.2365e-13 | 3.413e-10 | -3.6975e-10 | 2.0911e-13 | 9.5565e-10 | -1.0353e-09 | 0 | 0 | 0 | 0 | 0 | 0 | 1.2571e-05 | 0.7484 | 0.81046 | 1.2582e-05 | 0.7484 | 0.81046 | 46.3351 | -90.165 | 90.1523 | 46.336 | -90.165 | 90.1523
Line12_13_15 | 0 | 0 | 0 | 0 | 0 | 0 | 0 | 0 | 0 | 0 | 0 | 0 | -1.3445e-13 | 1.4781e-11 | -1.4778e-11 | 1.1835e-13 | 7.8835e-11 | -7.8822e-11 | -1.343e-13 | 2.0478e-10 | -2.2185e-10 | 1.1963e-13 | 1.0922e-09 | -1.1832e-09 | 0 | 0 | 0 | 0 | 0 | 0 | 1.2582e-05 | 0.7484 | 0.81046 | 1.2588e-05 | 0.7484 | 0.81046 | 46.336 | -90.165 | 90.1523 | 46.3365 | -90.165 | 90.1523
Line13_13_14 | 0 | 0 | 0 | 0 | 0 | 0 | 0 | 0 | 0 | 0 | 0 | 0 | -4.4816e-14 | 4.9271e-12 | -4.9262e-12 | 2.867e-14 | 8.8689e-11 | -8.8674e-11 | -4.4768e-14 | 6.8261e-11 | -7.395e-11 | 3.004e-14 | 1.2287e-09 | -1.3311e-09 | 0 | 0 | 0 | 0 | 0 | 0 | 1.2582e-05 | 0.7484 | 0.81046 | 1.2584e-05 | 0.7484 | 0.81046 | 46.336 | -90.165 | 90.1523 | 46.3361 | -90.165 | 90.1523
Line14_15_16 | 0 | 0 | 0 | 0 | 0 | 0 | 0 | 0 | 0 | 0 | 0 | 0 | -8.9675e-14 | 9.8537e-12 | -9.852e-12 | 7.3541e-14 | 8.3763e-11 | -8.3748e-11 | -8.9581e-14 | 1.3652e-10 | -1.479e-10 | 7.4866e-14 | 1.1604e-09 | -1.2571e-09 | 0 | 0 | 0 | 0 | 0 | 0 | 1.2588e-05 | 0.7484 | 0.81046 | 1.2592e-05 | 0.7484 | 0.81046 | 46.3365 | -90.165 | 90.1523 | 46.3369 | -90.165 | 90.1523
Line15_16_17 | 0 | 0 | 0 | 0 | 0 | 0 | 0 | 0 | 0 | 0 | 0 | 0 | -4.4852e-14 | 4.9269e-12 | -4.926e-12 | 2.8693e-14 | 8.8689e-11 | -8.8674e-11 | -4.4806e-14 | 6.8261e-11 | -7.395e-11 | 3.0065e-14 | 1.2287e-09 | -1.3311e-09 | 0 | 0 | 0 | 0 | 0 | 0 | 1.2592e-05 | 0.7484 | 0.81046 | 1.2594e-05 | 0.7484 | 0.81046 | 46.3369 | -90.165 | 90.1523 | 46.337 | -90.165 | 90.1523
Line16_4_18 | 0 | 0 | 0 | 0 | 0 | 0 | 0 | 0 | 0 | 0 | 0 | 0 | 7.8487e-13 | 4.9278e-12 | -4.9272e-12 | -7.9847e-13 | 8.8689e-11 | -8.8674e-11 | 7.8519e-13 | 6.826e-11 | -7.3949e-11 | -7.9728e-13 | 1.2287e-09 | -1.3311e-09 | 0 | 0 | 0 | 0 | 0 | 0 | 1.249e-05 | 0.7484 | 0.81046 | 1.2451e-05 | 0.7484 | 0.81046 | 46.3275 | -90.165 | 90.1523 | 46.3239 | -90.165 | 90.1523
Line17_5_19 | 0 | 0 | 0 | 0 | 0 | 0 | 0 | 0 | 0 | 0 | 0 | 0 | -4.4637e-14 | 4.9273e-12 | -4.9267e-12 | 2.8556e-14 | 8.869e-11 | -8.8674e-11 | -4.4582e-14 | 6.8261e-11 | -7.3949e-11 | 2.9915e-14 | 1.2287e-09 | -1.3311e-09 | 0 | 0 | 0 | 0 | 0 | 0 | 1.253e-05 | 0.7484 | 0.81046 | 1.2532e-05 | 0.7484 | 0.81046 | 46.3313 | -90.165 | 90.1523 | 46.3314 | -90.165 | 90.1523
Line1_1_3 | 0 | 0 | 0 | 0 | 0 | 0 | 0 | 0 | 0 | 0 | 0 | 0 | -3.5698e-13 | 3.9416e-11 | -3.9409e-11 | 3.4135e-13 | 5.4201e-11 | -5.4191e-11 | -3.5654e-13 | 5.4609e-10 | -5.916e-10 | 3.4234e-13 | 7.5086e-10 | -8.1344e-10 | 0 | 0 | 0 | 0 | 0 | 0 | 1.2526e-05 | 0.7484 | 0.81046 | 1.2543e-05 | 0.7484 | 0.81046 | 46.331 | -90.165 | 90.1523 | 46.3325 | -90.165 | 90.1523
Line2_1_4 | 0 | 0 | 0 | 0 | 0 | 0 | 0 | 0 | 0 | 0 | 0 | 0 | 7.425e-13 | 9.8552e-12 | -9.8537e-12 | -7.5641e-13 | 8.3762e-11 | -8.3747e-11 | 7.4297e-13 | 1.3652e-10 | -1.479e-10 | -7.5538e-13 | 1.1604e-09 | -1.2571e-09 | 0 | 0 | 0 | 0 | 0 | 0 | 1.2526e-05 | 0.7484 | 0.81046 | 1.249e-05 | 0.7484 | 0.81046 | 46.331 | -90.165 | 90.1523 | 46.3275 | -90.165 | 90.1523
Line3_1_5 | 0 | 0 | 0 | 0 | 0 | 0 | 0 | 0 | 0 | 0 | 0 | 0 | -8.9244e-14 | 9.8545e-12 | -9.853e-12 | 7.3188e-14 | 8.3762e-11 | -8.3748e-11 | -8.9134e-14 | 1.3652e-10 | -1.479e-10 | 7.4492e-14 | 1.1604e-09 | -1.2571e-09 | 0 | 0 | 0 | 0 | 0 | 0 | 1.2526e-05 | 0.7484 | 0.81046 | 1.253e-05 | 0.7484 | 0.81046 | 46.331 | -90.165 | 90.1523 | 46.3313 | -90.165 | 90.1523
Line4_2_6 | 0 | 0 | 0 | 0 | 0 | 0 | 0 | 0 | 0 | 0 | 0 | 0 | -2.2333e-13 | 2.4636e-11 | -2.4632e-11 | 2.0741e-13 | 6.8981e-11 | -6.8969e-11 | -2.2307e-13 | 3.413e-10 | -3.6975e-10 | 2.0856e-13 | 9.5565e-10 | -1.0353e-09 | 0 | 0 | 0 | 0 | 0 | 0 | 1.2539e-05 | 0.7484 | 0.81046 | 1.255e-05 | 0.7484 | 0.81046 | 46.3321 | -90.165 | 90.1523 | 46.3331 | -90.165 | 90.1523
Line5_6_7 | 0 | 0 | 0 | 0 | 0 | 0 | 0 | 0 | 0 | 0 | 0 | 0 | -1.7882e-13 | 1.9708e-11 | -1.9705e-11 | 1.6281e-13 | 7.3908e-11 | -7.3895e-11 | -1.7861e-13 | 2.7304e-10 | -2.958e-10 | 1.6402e-13 | 1.0239e-09 | -1.1092e-09 | 0 | 0 | 0 | 0 | 0 | 0 | 1.255e-05 | 0.7484 | 0.81046 | 1.2558e-05 | 0.7484 | 0.81046 | 46.3331 | -90.165 | 90.1523 | 46.3338 | -90.165 | 90.1523
Line6_7_8 | 0 | 0 | 0 | 0 | 0 | 0 | 0 | 0 | 0 | 0 | 0 | 0 | -1.342e-13 | 1.4781e-11 | -1.4779e-11 | 1.1814e-13 | 7.8835e-11 | -7.8821e-11 | -1.3405e-13 | 2.0478e-10 | -2.2185e-10 | 1.194e-13 | 1.0922e-09 | -1.1832e-09 | 0 | 0 | 0 | 0 | 0 | 0 | 1.2558e-05 | 0.7484 | 0.81046 | 1.2564e-05 | 0.7484 | 0.81046 | 46.3338 | -90.165 | 90.1523 | 46.3344 | -90.165 | 90.1523
Line7_8_9 | 0 | 0 | 0 | 0 | 0 | 0 | 0 | 0 | 0 | 0 | 0 | 0 | -4.4755e-14 | 4.927e-12 | -4.9261e-12 | 2.8631e-14 | 8.869e-11 | -8.8674e-11 | -4.4705e-14 | 6.8261e-11 | -7.395e-11 | 2.9998e-14 | 1.2287e-09 | -1.3311e-09 | 0 | 0 | 0 | 0 | 0 | 0 | 1.2564e-05 | 0.7484 | 0.81046 | 1.2566e-05 | 0.7484 | 0.81046 | 46.3344 | -90.165 | 90.1523 | 46.3345 | -90.165 | 90.1523
Line8_8_10 | 0 | 0 | 0 | 0 | 0 | 0 | 0 | 0 | 0 | 0 | 0 | 0 | -4.4755e-14 | 4.9271e-12 | -4.9262e-12 | 2.8631e-14 | 8.869e-11 | -8.8674e-11 | -4.4705e-14 | 6.8261e-11 | -7.395e-11 | 2.9998e-14 | 1.2287e-09 | -1.3311e-09 | 0 | 0 | 0 | 0 | 0 | 0 | 1.2564e-05 | 0.7484 | 0.81046 | 1.2566e-05 | 0.7484 | 0.81046 | 46.3344 | -90.165 | 90.1523 | 46.3345 | -90.165 | 90.1523
Line9_3_11 | 0 | 0 | 0 | 0 | 0 | 0 | 0 | 0 | 0 | 0 | 0 | 0 | -3.1277e-13 | 3.4489e-11 | -3.4483e-11 | 2.9702e-13 | 5.9128e-11 | -5.9118e-11 | -3.124e-13 | 4.7782e-10 | -5.1765e-10 | 2.9808e-13 | 8.1912e-10 | -8.8739e-10 | 0 | 0 | 0 | 0 | 0 | 0 | 1.2543e-05 | 0.7484 | 0.81046 | 1.2558e-05 | 0.7484 | 0.81046 | 46.3325 | -90.165 | 90.1523 | 46.3339 | -90.165 | 90.1523

## LLG_max_6
name | pf_ikss_a_from_ka | pf_ikss_b_from_ka | pf_ikss_c_from_ka | pf_ikss_a_to_ka | pf_ikss_b_to_ka | pf_ikss_c_to_ka | pf_skss_a_from_mw | pf_skss_b_from_mw | pf_skss_c_from_mw | pf_skss_a_to_mw | pf_skss_b_to_mw | pf_skss_c_to_mw | pf_p_a_from_mw | pf_p_b_from_mw | pf_p_c_from_mw | pf_p_a_to_mw | pf_p_b_to_mw | pf_p_c_to_mw | pf_q_a_from_mvar | pf_q_b_from_mvar | pf_q_c_from_mvar | pf_q_a_to_mvar | pf_q_b_to_mvar | pf_q_c_to_mvar | pf_ikss_a_from_degree | pf_ikss_b_from_degree | pf_ikss_c_from_degree | pf_ikss_a_to_degree | pf_ikss_b_to_degree | pf_ikss_c_to_degree | pf_vm_a_from_pu | pf_vm_b_from_pu | pf_vm_c_from_pu | pf_vm_a_to_pu | pf_vm_b_to_pu | pf_vm_c_to_pu | pf_va_a_from_degree | pf_va_b_from_degree | pf_va_c_from_degree | pf_va_a_to_degree | pf_va_b_to_degree | pf_va_c_to_degree
Line0_1_2 | 0 | 0 | 0 | 0 | 0 | 0 | 0 | 0 | 0 | 0 | 0 | 0 | -1.0839e-16 | -1.0525e-15 | -1.0359e-15 | 2.1156e-16 | 1.3293e-15 | 1.1155e-15 | -1.8324e-10 | -5.1319e-15 | -1.5849e-15 | -3.9702e-10 | 5.1372e-15 | 1.8542e-15 | 0 | 0 | 0 | 0 | 0 | 0 | 0.14415 | 0 | 0 | 0.14415 | 0 | 0 | -82.1092 | 0 | 0 | -82.1092 | 0 | 0
Line10_11_12 | 0 | 0 | 0 | 0 | 0 | 0 | 0 | 0 | 0 | 0 | 0 | 0 | 6.0816e-16 | -1.4312e-15 | -1.7949e-15 | -3.7603e-16 | 1.7307e-15 | 1.758e-15 | -1.8324e-10 | -6.4872e-15 | -2.4974e-15 | -3.9702e-10 | 6.361e-15 | 2.7308e-15 | 0 | 0 | 0 | 0 | 0 | 0 | 0.14415 | 0 | 0 | 0.14415 | 0 | 0 | -82.1092 | 0 | 0 | -82.1092 | 0 | 0
Line11_12_13 | 0 | 0 | 0 | 0 | 0 | 0 | 0 | 0 | 0 | 0 | 0 | 0 | 4.6757e-16 | -1.3166e-15 | -1.749e-15 | -2.2486e-16 | 1.5765e-15 | 1.581e-15 | -1.527e-10 | -5.8559e-15 | -2.3826e-15 | -4.2756e-10 | 5.5199e-15 | 2.4917e-15 | 0 | 0 | 0 | 0 | 0 | 0 | 0.14415 | 0 | 0 | 0.14415 | 0 | 0 | -82.1092 | 0 | 0 | -82.1092 | 0 | 0
Line12_13_15 | 0 | 0 | 0 | 0 | 0 | 0 | 0 | 0 | 0 | 0 | 0 | 0 | 3.3035e-16 | -8.507e-16 | -1.1762e-15 | -3.0033e-18 | 1.048e-15 | 8.5048e-16 | -9.162e-11 | -3.7376e-15 | -1.5789e-15 | -4.8864e-10 | 3.135e-15 | 1.5191e-15 | 0 | 0 | 0 | 0 | 0 | 0 | 0.14415 | 0 | 0 | 0.14415 | 0 | 0 | -82.1092 | 0 | 0 | -82.1092 | 0 | 0
Line13_13_14 | 0 | 0 | 0 | 0 | 0 | 0 | 0 | 0 | 0 | 0 | 0 | 0 | 1.8929e-16 | -2.8357e-16 | -3.9208e-16 | 1.5398e-16 | 4.4658e-16 | 1.4291e-17 | -3.054e-11 | -1.2459e-15 | -5.263e-16 | -5.4972e-10 | 5.4248e-16 | 3.9318e-16 | 0 | 0 | 0 | 0 | 0 | 0 | 0.14415 | 0 | 0 | 0.14415 | 0 | 0 | -82.1092 | 0 | 0 | -82.1092 | 0 | 0
Line14_15_16 | 0 | 0 | 0 | 0 | 0 | 0 | 0 | 0 | 0 | 0 | 0 | 0 | 3.4711e-16 | -5.8955e-16 | -8.3513e-16 | -3.9658e-17 | 7.7021e-16 | 4.5213e-16 | -6.108e-11 | -2.5798e-15 | -1.1101e-15 | -5.1918e-10 | 1.8862e-15 | 9.9692e-16 | 0 | 0 | 0 | 0 | 0 | 0 | 0.14415 | 0 | 0 | 0.14415 | 0 | 0 | -82.1092 | 0 | 0 | -82.1092 | 0 | 0
Line15_16_17 | 0 | 0 | 0 | 0 | 0 | 0 | 0 | 0 | 0 | 0 | 0 | 0 | 2.2325e-16 | -3.0147e-16 | -4.3466e-16 | 1.0055e-16 | 4.7308e-16 | 1.9072e-17 | -3.054e-11 | -1.3187e-15 | -5.7334e-16 | -5.4972e-10 | 5.7352e-16 | 4.3026e-16 | 0 | 0 | 0 | 0 | 0 | 0 | 0.14415 | 0 | 0 | 0.14415 | 0 | 0 | -82.1092 | 0 | 0 | -82.1092 | 0 | 0
Line16_4_18 | 0 | 0 | 0 | 0 | 0 | 0 | 0 | 0 | 0 | 0 | 0 | 0 | -4.3431e-17 | 1.9105e-15 | 4.8938e-16 | 1.3168e-17 | -3.94e-16 | 2.19e-15 | -3.054e-11 | 1.0415e-14 | 1.554e-15 | -5.4972e-10 | -5.821e-15 | 1.7644e-15 | 0 | 0 | 0 | 0 | 0 | 0 | 0.14415 | 0 | 0 | 0.14415 | 0 | 0 | -82.1092 | 0 | 0 | -82.1092 | 0 | 0
Line17_5_19 | 0 | 0 | 0 | 0 | 0 | 0 | 0 | 0 | 0 | 0 | 0 | 0 | 8.7258e-17 | -1.8211e-16 | -1.8975e-16 | 2.0537e-16 | 3.0888e-16 | -1.5771e-18 | -3.054e-11 | -8.8409e-16 | -2.8242e-16 | -5.4972e-10 | 3.9137e-16 | 2.0714e-16 | 0 | 0 | 0 | 0 | 0 | 0 | 0.14415 | 0 | 0 | 0.14415 | 0 | 0 | -82.1092 | 0 | 0 | -82.1092 | 0 | 0
Line1_1_3 | 0 | 0 | 0 | 0 | 0 | 0 | 0 | 0 | 0 | 0 | 0 | 0 | 5.5625e-16 | -1.4034e-15 | -1.3812e-15 | -3.6783e-16 | 1.8048e-15 | 1.6807e-15 | -2.4432e-10 | -6.8426e-15 | -2.1132e-15 | -3.3594e-10 | 7.2547e-15 | 2.666e-15 | 0 | 0 | 0 | 0 | 0 | 0 | 0.14415 | 0 | 0 | 0.14415 | 0 | 0 | -82.1092 | 0 | 0 | -82.1092 | 0 | 0
Line2_1_4 | 0 | 0 | 0 | 0 | 0 | 0 | 0 | 0 | 0 | 0 | 0 | 0 | -6.3606e-17 | 3.101e-15 | 2.7572e-15 | 4.0492e-17 | -1.7156e-15 | -5.0471e-16 | -6.108e-11 | 1.4058e-14 | 4.4122e-15 | -5.1918e-10 | -1.0149e-14 | -1.5013e-15 | 0 | 0 | 0 | 0 | 0 | 0 | 0.14415 | 0 | 0 | 0.14415 | 0 | 0 | -82.1092 | 0 | 0 | -82.1092 | 0 | 0
Line3_1_5 | 0 | 0 | 0 | 0 | 0 | 0 | 0 | 0 | 0 | 0 | 0 | 0 | 1.1301e-16 | -3.5085e-16 | -3.4531e-16 | 7.1408e-17 | 4.8665e-16 | 1.8657e-16 | -6.108e-11 | -1.7106e-15 | -5.2829e-16 | -5.1918e-10 | 1.2694e-15 | 4.8287e-16 | 0 | 0 | 0 | 0 | 0 | 0 | 0.14415 | 0 | 0 | 0.14415 | 0 | 0 | -82.1092 | 0 | 0 | -82.1092 | 0 | 0
Line4_2_6 | 0 | 0 | 0 | 0 | 0 | 0 | 0 | 0 | 0 | 0 | 0 | 0 | -2.8999e-16 | -1.001e-15 | -1.1166e-15 | 3.9935e-16 | 1.2382e-15 | 1.065e-15 | -1.527e-10 | -4.7265e-15 | -1.6222e-15 | -4.2756e-10 | 4.522e-15 | 1.7672e-15 | 0 | 0 | 0 | 0 | 0 | 0 | 0.14415 | 0 | 0 | 0.14415 | 0 | 0 | -82.1092 | 0 | 0 | -82.1092 | 0 | 0
Line5_6_7 | 0 | 0 | 0 | 0 | 0 | 0 | 0 | 0 | 0 | 0 | 0 | 0 | -4.2673e-17 | -8.8181e-16 | -1.0623e-15 | 2.1058e-16 | 1.0871e-15 | 9.0421e-16 | -1.2216e-10 | -4.0799e-15 | -1.4969e-15 | -4.581e-10 | 3.7051e-15 | 1.5412e-15 | 0 | 0 | 0 | 0 | 0 | 0 | 0.14415 | 0 | 0 | 0.14415 | 0 | 0 | -82.1092 | 0 | 0 | -82.1092 | 0 | 0
Line6_7_8 | 0 | 0 | 0 | 0 | 0 | 0 | 0 | 0 | 0 | 0 | 0 | 0 | 9.4096e-17 | -7.0856e-16 | -8.9839e-16 | 2.0289e-16 | 8.8954e-16 | 6.5837e-16 | -9.162e-11 | -3.2381e-15 | -1.2405e-15 | -4.8864e-10 | 2.7326e-15 | 1.2078e-15 | 0 | 0 | 0 | 0 | 0 | 0 | 0.14415 | 0 | 0 | 0.14415 | 0 | 0 | -82.1092 | 0 | 0 | -82.1092 | 0 | 0
Line7_8_9 | 0 | 0 | 0 | 0 | 0 | 0 | 0 | 0 | 0 | 0 | 0 | 0 | 7.2727e-17 | -2.474e-16 | -3.2495e-16 | 2.9063e-16 | 3.9909e-16 | 1.0075e-17 | -3.054e-11 | -1.1234e-15 | -4.4227e-16 | -5.4972e-10 | 4.9179e-16 | 3.2995e-16 | 0 | 0 | 0 | 0 | 0 | 0 | 0.14415 | 0 | 0 | 0.14415 | 0 | 0 | -82.1092 | 0 | 0 | -82.1092 | 0 | 0
Line8_8_10 | 0 | 0 | 0 | 0 | 0 | 0 | 0 | 0 | 0 | 0 | 0 | 0 | -6.2879e-17 | -2.474e-16 | -3.2495e-16 | 3.8689e-16 | 3.9909e-16 | 1.0075e-17 | -3.054e-11 | -1.1234e-15 | -4.4227e-16 | -5.4972e-10 | 4.9179e-16 | 3.2995e-16 | 0 | 0 | 0 | 0 | 0 | 0 | 0.14415 | 0 | 0 | 0.14415 | 0 | 0 | -82.1092 | 0 | 0 | -82.1092 | 0 | 0
Line9_3_11 | 0 | 0 | 0 | 0 | 0 | 0 | 0 | 0 | 0 | 0 | 0 | 0 | 4.6215e-16 | -1.4647e-15 | -1.6807e-15 | -2.0438e-16 | 1.8113e-15 | 1.7996e-15 | -2.1378e-10 | -6.8314e-15 | -2.4181e-15 | -3.6648e-10 | 6.9546e-15 | 2.7994e-15 | 0 | 0 | 0 | 0 | 0 | 0 | 0.14415 | 0 | 0 | 0.14415 | 0 | 0 | -82.1092 | 0 | 0 | -82.1092 | 0 | 0

## LLG_max_10
name | pf_ikss_a_from_ka | pf_ikss_b_from_ka | pf_ikss_c_from_ka | pf_ikss_a_to_ka | pf_ikss_b_to_ka | pf_ikss_c_to_ka | pf_skss_a_from_mw | pf_skss_b_from_mw | pf_skss_c_from_mw | pf_skss_a_to_mw | pf_skss_b_to_mw | pf_skss_c_to_mw | pf_p_a_from_mw | pf_p_b_from_mw | pf_p_c_from_mw | pf_p_a_to_mw | pf_p_b_to_mw | pf_p_c_to_mw | pf_q_a_from_mvar | pf_q_b_from_mvar | pf_q_c_from_mvar | pf_q_a_to_mvar | pf_q_b_to_mvar | pf_q_c_to_mvar | pf_ikss_a_from_degree | pf_ikss_b_from_degree | pf_ikss_c_from_degree | pf_ikss_a_to_degree | pf_ikss_b_to_degree | pf_ikss_c_to_degree | pf_vm_a_from_pu | pf_vm_b_from_pu | pf_vm_c_from_pu | pf_vm_a_to_pu | pf_vm_b_to_pu | pf_vm_c_to_pu | pf_va_a_from_degree | pf_va_b_from_degree | pf_va_c_from_degree | pf_va_a_to_degree | pf_va_b_to_degree | pf_va_c_to_degree
Line0_1_2 | 0 | 0 | 0 | 0 | 0 | 0 | 0 | 0 | 0 | 0 | 0 | 0 | -2.444e-16 | -1.1552e-15 | -1.1369e-15 | 3.3833e-16 | 1.4589e-15 | 1.2243e-15 | -2.0111e-10 | -5.6323e-15 | -1.7394e-15 | -4.3573e-10 | 5.6381e-15 | 2.035e-15 | 0 | 0 | 0 | 0 | 0 | 0 | 0.15101 | 0 | 0 | 0.15101 | 0 | 0 | -82.1092 | 0 | 0 | -82.1092 | 0 | 0
Line10_11_12 | 0 | 0 | 0 | 0 | 0 | 0 | 0 | 0 | 0 | 0 | 0 | 0 | 4.5249e-16 | -1.5708e-15 | -1.9699e-15 | -1.8105e-16 | 1.8995e-15 | 1.9295e-15 | -2.0111e-10 | -7.1197e-15 | -2.7409e-15 | -4.3573e-10 | 6.9812e-15 | 2.9971e-15 | 0 | 0 | 0 | 0 | 0 | 0 | 0.15101 | 0 | 0 | 0.15101 | 0 | 0 | -82.1092 | 0 | 0 | -82.1092 | 0 | 0
Line11_12_13 | 0 | 0 | 0 | 0 | 0 | 0 | 0 | 0 | 0 | 0 | 0 | 0 | 6.0485e-16 | -1.4449e-15 | -1.9196e-15 | -2.7297e-16 | 1.7302e-15 | 1.7352e-15 | -1.6759e-10 | -6.4268e-15 | -2.6149e-15 | -4.6925e-10 | 6.0581e-15 | 2.7347e-15 | 0 | 0 | 0 | 0 | 0 | 0 | 0.15101 | 0 | 0 | 0.15101 | 0 | 0 | -82.1092 | 0 | 0 | -82.1092 | 0 | 0
Line12_13_15 | 0 | 0 | 0 | 0 | 0 | 0 | 0 | 0 | 0 | 0 | 0 | 0 | 4.2458e-16 | -9.3364e-16 | -1.2909e-15 | -7.935e-17 | 1.1502e-15 | 9.334e-16 | -1.0055e-10 | -4.102e-15 | -1.7329e-15 | -5.3628e-10 | 3.4407e-15 | 1.6673e-15 | 0 | 0 | 0 | 0 | 0 | 0 | 0.15101 | 0 | 0 | 0.15101 | 0 | 0 | -82.1092 | 0 | 0 | -82.1092 | 0 | 0
Line13_13_14 | 0 | 0 | 0 | 0 | 0 | 0 | 0 | 0 | 0 | 0 | 0 | 0 | 1.1807e-16 | -3.1121e-16 | -4.3031e-16 | 1.7424e-16 | 4.9013e-16 | 1.5685e-17 | -3.3518e-11 | -1.3673e-15 | -5.7762e-16 | -6.0332e-10 | 5.9537e-16 | 4.3152e-16 | 0 | 0 | 0 | 0 | 0 | 0 | 0.15101 | 0 | 0 | 0.15101 | 0 | 0 | -82.1092 | 0 | 0 | -82.1092 | 0 | 0
Line14_15_16 | 0 | 0 | 0 | 0 | 0 | 0 | 0 | 0 | 0 | 0 | 0 | 0 | 3.8648e-16 | -6.4704e-16 | -9.1656e-16 | 9.9259e-17 | 8.453e-16 | 4.9622e-16 | -6.7036e-11 | -2.8314e-15 | -1.2184e-15 | -5.698e-10 | 2.0701e-15 | 1.0941e-15 | 0 | 0 | 0 | 0 | 0 | 0 | 0.15101 | 0 | 0 | 0.15101 | 0 | 0 | -82.1092 | 0 | 0 | -82.1092 | 0 | 0
Line15_16_17 | 0 | 0 | 0 | 0 | 0 | 0 | 0 | 0 | 0 | 0 | 0 | 0 | 2.5144e-16 | -3.3086e-16 | -4.7704e-16 | 1.2942e-16 | 5.1921e-16 | 2.0932e-17 | -3.3518e-11 | -1.4473e-15 | -6.2925e-16 | -6.0332e-10 | 6.2944e-16 | 4.7222e-16 | 0 | 0 | 0 | 0 | 0 | 0 | 0.15101 | 0 | 0 | 0.15101 | 0 | 0 | -82.1092 | 0 | 0 | -82.1092 | 0 | 0
Line16_4_18 | 0 | 0 | 0 | 0 | 0 | 0 | 0 | 0 | 0 | 0 | 0 | 0 | -1.0157e-16 | 2.0968e-15 | 5.3709e-16 | 8.7862e-17 | -4.3242e-16 | 2.4035e-15 | -3.3517e-11 | 1.143e-14 | 1.7056e-15 | -6.0332e-10 | -6.3886e-15 | 1.9365e-15 | 0 | 0 | 0 | 0 | 0 | 0 | 0.15101 | 0 | 0 | 0.15101 | 0 | 0 | -82.1092 | 0 | 0 | -82.1092 | 0 | 0
Line17_5_19 | 0 | 0 | 0 | 0 | 0 | 0 | 0 | 0 | 0 | 0 | 0 | 0 | 1.4547e-16 | -1.9987e-16 | -2.0825e-16 | -3.6371e-17 | 3.3899e-16 | -1.7309e-18 | -3.3518e-11 | -9.7029e-16 | -3.0995e-16 | -6.0332e-10 | 4.2953e-16 | 2.2734e-16 | 0 | 0 | 0 | 0 | 0 | 0 | 0.15101 | 0 | 0 | 0.15101 | 0 | 0 | -82.1092 | 0 | 0 | -82.1092 | 0 | 0
Line1_1_3 | 0 | 0 | 0 | 0 | 0 | 0 | 0 | 0 | 0 | 0 | 0 | 0 | 5.5011e-16 | -1.5402e-15 | -1.5159e-15 | -4.6154e-16 | 1.9808e-15 | 1.8445e-15 | -2.6814e-10 | -7.5098e-15 | -2.3192e-15 | -3.6869e-10 | 7.9621e-15 | 2.9259e-15 | 0 | 0 | 0 | 0 | 0 | 0 | 0.15101 | 0 | 0 | 0.15101 | 0 | 0 | -82.1092 | 0 | 0 | -82.1092 | 0 | 0
Line2_1_4 | 0 | 0 | 0 | 0 | 0 | 0 | 0 | 0 | 0 | 0 | 0 | 0 | -5.9388e-17 | 3.4034e-15 | 3.026e-15 | 1.241e-16 | -1.8829e-15 | -5.5393e-16 | -6.7035e-11 | 1.5429e-14 | 4.8424e-15 | -5.698e-10 | -1.1139e-14 | -1.6477e-15 | 0 | 0 | 0 | 0 | 0 | 0 | 0.15101 | 0 | 0 | 0.15101 | 0 | 0 | -82.1092 | 0 | 0 | -82.1092 | 0 | 0
Line3_1_5 | 0 | 0 | 0 | 0 | 0 | 0 | 0 | 0 | 0 | 0 | 0 | 0 | 3.4001e-17 | -3.8506e-16 | -3.7898e-16 | 4.7112e-17 | 5.341e-16 | 2.0476e-16 | -6.7035e-11 | -1.8774e-15 | -5.798e-16 | -5.698e-10 | 1.3932e-15 | 5.2995e-16 | 0 | 0 | 0 | 0 | 0 | 0 | 0.15101 | 0 | 0 | 0.15101 | 0 | 0 | -82.1092 | 0 | 0 | -82.1092 | 0 | 0
Line4_2_6 | 0 | 0 | 0 | 0 | 0 | 0 | 0 | 0 | 0 | 0 | 0 | 0 | -1.1806e-16 | -1.0986e-15 | -1.2254e-15 | 2.4723e-16 | 1.3589e-15 | 1.1688e-15 | -1.6759e-10 | -5.1874e-15 | -1.7803e-15 | -4.6925e-10 | 4.9629e-15 | 1.9395e-15 | 0 | 0 | 0 | 0 | 0 | 0 | 0.15101 | 0 | 0 | 0.15101 | 0 | 0 | -82.1092 | 0 | 0 | -82.1092 | 0 | 0
Line5_6_7 | 0 | 0 | 0 | 0 | 0 | 0 | 0 | 0 | 0 | 0 | 0 | 0 | -5.2826e-17 | -9.6779e-16 | -1.1659e-15 | 2.3755e-16 | 1.1931e-15 | 9.9237e-16 | -1.3407e-10 | -4.4777e-15 | -1.6428e-15 | -5.0277e-10 | 4.0664e-15 | 1.6915e-15 | 0 | 0 | 0 | 0 | 0 | 0 | 0.15101 | 0 | 0 | 0.15101 | 0 | 0 | -82.1092 | 0 | 0 | -82.1092 | 0 | 0
Line6_7_8 | 0 | 0 | 0 | 0 | 0 | 0 | 0 | 0 | 0 | 0 | 0 | 0 | -3.6152e-17 | -7.7764e-16 | -9.8598e-16 | 3.029e-16 | 9.7627e-16 | 7.2257e-16 | -1.0055e-10 | -3.5538e-15 | -1.3614e-15 | -5.3628e-10 | 2.9991e-15 | 1.3256e-15 | 0 | 0 | 0 | 0 | 0 | 0 | 0.15101 | 0 | 0 | 0.15101 | 0 | 0 | -82.1092 | 0 | 0 | -82.1092 | 0 | 0
Line7_8_9 | 0 | 0 | 0 | 0 | 0 | 0 | 0 | 0 | 0 | 0 | 0 | 0 | -3.0822e-17 | -2.7152e-16 | -3.5663e-16 | 2.504e-16 | 4.38e-16 | 1.1057e-17 | -3.3518e-11 | -1.233e-15 | -4.8539e-16 | -6.0332e-10 | 5.3974e-16 | 3.6212e-16 | 0 | 0 | 0 | 0 | 0 | 0 | 0.15101 | 0 | 0 | 0.15101 | 0 | 0 | -82.1092 | 0 | 0 | -82.1092 | 0 | 0
Line8_8_10 | 0 | 0 | 0 | 0 | 0 | 0 | 0 | 0 | 0 | 0 | 0 | 0 | 3.2538e-17 | -2.7152e-16 | -3.5663e-16 | 2.0304e-16 | 4.38e-16 | 1.1057e-17 | -3.3518e-11 | -1.233e-15 | -4.8539e-16 | -6.0332e-10 | 5.3974e-16 | 3.6212e-16 | 0 | 0 | 0 | 0 | 0 | 0 | 0.15101 | 0 | 0 | 0.15101 | 0 | 0 | -82.1092 | 0 | 0 | -82.1092 | 0 | 0
Line9_3_11 | 0 | 0 | 0 | 0 | 0 | 0 | 0 | 0 | 0 | 0 | 0 | 0 | 7.4521e-16 | -1.6075e-15 | -1.8446e-15 | -4.7265e-16 | 1.988e-15 | 1.9751e-15 | -2.3463e-10 | -7.4975e-15 | -2.6539e-15 | -4.0221e-10 | 7.6327e-15 | 3.0723e-15 | 0 | 0 | 0 | 0 | 0 | 0 | 0.15101 | 0 | 0 | 0.15101 | 0 | 0 | -82.1092 | 0 | 0 | -82.1092 | 0 | 0

## LLG_max_fault_6
name | pf_ikss_a_from_ka | pf_ikss_b_from_ka | pf_ikss_c_from_ka | pf_ikss_a_to_ka | pf_ikss_b_to_ka | pf_ikss_c_to_ka | pf_skss_a_from_mw | pf_skss_b_from_mw | pf_skss_c_from_mw | pf_skss_a_to_mw | pf_skss_b_to_mw | pf_skss_c_to_mw | pf_p_a_from_mw | pf_p_b_from_mw | pf_p_c_from_mw | pf_p_a_to_mw | pf_p_b_to_mw | pf_p_c_to_mw | pf_q_a_from_mvar | pf_q_b_from_mvar | pf_q_c_from_mvar | pf_q_a_to_mvar | pf_q_b_to_mvar | pf_q_c_to_mvar | pf_ikss_a_from_degree | pf_ikss_b_from_degree | pf_ikss_c_from_degree | pf_ikss_a_to_degree | pf_ikss_b_to_degree | pf_ikss_c_to_degree | pf_vm_a_from_pu | pf_vm_b_from_pu | pf_vm_c_from_pu | pf_vm_a_to_pu | pf_vm_b_to_pu | pf_vm_c_to_pu | pf_va_a_from_degree | pf_va_b_from_degree | pf_va_c_from_degree | pf_va_a_to_degree | pf_va_b_to_degree | pf_va_c_to_degree
Line0_1_2 | 0 | 0 | 0 | 0 | 0 | 0 | 0 | 0 | 0 | 0 | 0 | 0 | 2.6935e-14 | -5.1473e-13 | -4.5298e-13 | 5.9074e-14 | 4.9249e-13 | 3.8976e-13 | -1.8321e-10 | -5.3257e-13 | -4.3738e-13 | -3.9695e-10 | 4.6649e-13 | 4.2549e-13 | 0 | 0 | 0 | 0 | 0 | 0 | 0.14413 | 1.7447e-05 | 1.6062e-05 | 0.14413 | 1.7458e-05 | 1.6074e-05 | -82.102 | -100.7034 | -161.201 | -82.102 | -100.6827 | -161.1965
Line10_11_12 | 0 | 0 | 0 | 0 | 0 | 0 | 0 | 0 | 0 | 0 | 0 | 0 | 2.7671e-14 | -5.1511e-13 | -4.5374e-13 | 5.8382e-14 | 4.9289e-13 | 3.904e-13 | -1.8321e-10 | -5.3392e-13 | -4.3829e-13 | -3.9695e-10 | 4.6771e-13 | 4.2637e-13 | 0 | 0 | 0 | 0 | 0 | 0 | 0.14413 | 1.7476e-05 | 1.6092e-05 | 0.14413 | 1.7488e-05 | 1.6104e-05 | -82.1019 | -100.6517 | -161.1893 | -82.1019 | -100.6311 | -161.1848
Line11_12_13 | 0 | 0 | 0 | 0 | 0 | 0 | 0 | 0 | 0 | 0 | 0 | 0 | 2.3158e-14 | -4.2938e-13 | -3.7837e-13 | 6.2849e-14 | 4.0713e-13 | 3.149e-13 | -1.5267e-10 | -4.4538e-13 | -3.6555e-13 | -4.2749e-10 | 3.7897e-13 | 3.535e-13 | 0 | 0 | 0 | 0 | 0 | 0 | 0.14413 | 1.7488e-05 | 1.6104e-05 | 0.14413 | 1.7497e-05 | 1.6114e-05 | -82.1019 | -100.6311 | -161.1848 | -82.1019 | -100.6138 | -161.1813
Line12_13_15 | 0 | 0 | 0 | 0 | 0 | 0 | 0 | 0 | 0 | 0 | 0 | 0 | 1.3872e-14 | -2.5769e-13 | -2.2715e-13 | 7.2254e-14 | 2.3537e-13 | 1.6352e-13 | -9.1605e-11 | -2.6745e-13 | -2.1948e-13 | -4.8856e-10 | 2.0077e-13 | 2.0726e-13 | 0 | 0 | 0 | 0 | 0 | 0 | 0.14413 | 1.7497e-05 | 1.6114e-05 | 0.14413 | 1.7503e-05 | 1.612e-05 | -82.1019 | -100.6138 | -161.1813 | -82.1019 | -100.6034 | -161.1797
Line13_13_14 | 0 | 0 | 0 | 0 | 0 | 0 | 0 | 0 | 0 | 0 | 0 | 0 | 4.5264e-15 | -8.5896e-14 | -7.5717e-14 | 8.1576e-14 | 6.3548e-14 | 1.2031e-14 | -3.0535e-11 | -8.9152e-14 | -7.3159e-14 | -5.4963e-10 | 2.2366e-14 | 6.0868e-14 | 0 | 0 | 0 | 0 | 0 | 0 | 0.14413 | 1.7497e-05 | 1.6114e-05 | 0.14413 | 1.7499e-05 | 1.6116e-05 | -82.1019 | -100.6138 | -161.1813 | -82.1019 | -100.6102 | -161.1816
Line14_15_16 | 0 | 0 | 0 | 0 | 0 | 0 | 0 | 0 | 0 | 0 | 0 | 0 | 9.3851e-15 | -1.7181e-13 | -1.5148e-13 | 7.6742e-14 | 1.4948e-13 | 8.7793e-14 | -6.107e-11 | -1.7839e-13 | -1.4638e-13 | -5.1909e-10 | 1.1162e-13 | 1.341e-13 | 0 | 0 | 0 | 0 | 0 | 0 | 0.14413 | 1.7503e-05 | 1.612e-05 | 0.14413 | 1.7506e-05 | 1.6124e-05 | -82.1019 | -100.6034 | -161.1797 | -82.1019 | -100.5964 | -161.179
Line15_16_17 | 0 | 0 | 0 | 0 | 0 | 0 | 0 | 0 | 0 | 0 | 0 | 0 | 4.782e-15 | -8.5914e-14 | -7.5759e-14 | 8.1466e-14 | 6.3575e-14 | 1.2036e-14 | -3.0535e-11 | -8.9224e-14 | -7.3206e-14 | -5.4963e-10 | 2.2397e-14 | 6.0905e-14 | 0 | 0 | 0 | 0 | 0 | 0 | 0.14413 | 1.7506e-05 | 1.6124e-05 | 0.14413 | 1.7508e-05 | 1.6125e-05 | -82.1019 | -100.5964 | -161.179 | -82.1019 | -100.5928 | -161.1793
Line16_4_18 | 0 | 0 | 0 | 0 | 0 | 0 | 0 | 0 | 0 | 0 | 0 | 0 | 4.5494e-15 | 1.5204e-12 | 1.293e-12 | 8.1305e-14 | -1.5414e-12 | -1.3537e-12 | -3.0534e-11 | 1.5266e-12 | 1.2968e-12 | -5.4963e-10 | -1.5881e-12 | -1.3056e-12 | 0 | 0 | 0 | 0 | 0 | 0 | 0.14413 | 1.7413e-05 | 1.6027e-05 | 0.14413 | 1.7378e-05 | 1.5991e-05 | -82.102 | -100.762 | -161.2159 | -82.102 | -100.8243 | -161.2318
Line17_5_19 | 0 | 0 | 0 | 0 | 0 | 0 | 0 | 0 | 0 | 0 | 0 | 0 | 4.7152e-15 | -8.5795e-14 | -7.5514e-14 | 8.1277e-14 | 6.341e-14 | 1.2015e-14 | -3.0535e-11 | -8.879e-14 | -7.2915e-14 | -5.4963e-10 | 2.2215e-14 | 6.0682e-14 | 0 | 0 | 0 | 0 | 0 | 0 | 0.14413 | 1.745e-05 | 1.6066e-05 | 0.14413 | 1.7452e-05 | 1.6067e-05 | -82.102 | -100.6964 | -161.2003 | -82.102 | -100.6928 | -161.2006
Line1_1_3 | 0 | 0 | 0 | 0 | 0 | 0 | 0 | 0 | 0 | 0 | 0 | 0 | 3.669e-14 | -6.863e-13 | -6.0398e-13 | 4.9241e-14 | 6.6419e-13 | 5.4097e-13 | -2.4428e-10 | -7.1009e-13 | -5.8317e-13 | -3.3588e-10 | 6.4442e-13 | 5.7157e-13 | 0 | 0 | 0 | 0 | 0 | 0 | 0.14413 | 1.7447e-05 | 1.6062e-05 | 0.14413 | 1.7462e-05 | 1.6078e-05 | -82.102 | -100.7034 | -161.201 | -82.102 | -100.6759 | -161.1947
Line2_1_4 | 0 | 0 | 0 | 0 | 0 | 0 | 0 | 0 | 0 | 0 | 0 | 0 | 8.8584e-15 | 1.436e-12 | 1.22e-12 | 7.7019e-14 | -1.4571e-12 | -1.281e-12 | -6.1069e-11 | 1.4424e-12 | 1.227e-12 | -5.1909e-10 | -1.5045e-12 | -1.2363e-12 | 0 | 0 | 0 | 0 | 0 | 0 | 0.14413 | 1.7447e-05 | 1.6062e-05 | 0.14413 | 1.7413e-05 | 1.6027e-05 | -82.102 | -100.7034 | -161.201 | -82.102 | -100.762 | -161.2159
Line3_1_5 | 0 | 0 | 0 | 0 | 0 | 0 | 0 | 0 | 0 | 0 | 0 | 0 | 9.0292e-15 | -1.7158e-13 | -1.5099e-13 | 7.6843e-14 | 1.492e-13 | 8.7528e-14 | -6.1069e-11 | -1.7752e-13 | -1.4579e-13 | -5.1909e-10 | 1.11e-13 | 1.3359e-13 | 0 | 0 | 0 | 0 | 0 | 0 | 0.14413 | 1.7447e-05 | 1.6062e-05 | 0.14413 | 1.745e-05 | 1.6066e-05 | -82.102 | -100.7034 | -161.201 | -82.102 | -100.6964 | -161.2003
Line4_2_6 | 0 | 0 | 0 | 0 | 0 | 0 | 0 | 0 | 0 | 0 | 0 | 0 | 2.2509e-14 | -4.2906e-13 | -3.7774e-13 | 6.3397e-14 | 4.0679e-13 | 3.1438e-13 | -1.5267e-10 | -4.4425e-13 | -3.6478e-13 | -4.2749e-10 | 3.7797e-13 | 3.5277e-13 | 0 | 0 | 0 | 0 | 0 | 0 | 0.14413 | 1.7458e-05 | 1.6074e-05 | 0.14413 | 1.7468e-05 | 1.6084e-05 | -82.102 | -100.6827 | -161.1965 | -82.1019 | -100.6654 | -161.193
Line5_6_7 | 0 | 0 | 0 | 0 | 0 | 0 | 0 | 0 | 0 | 0 | 0 | 0 | 1.7953e-14 | -3.4333e-13 | -3.0236e-13 | 6.7993e-14 | 3.2103e-13 | 2.3889e-13 | -1.2214e-10 | -3.557e-13 | -2.9203e-13 | -4.5802e-10 | 2.8925e-13 | 2.7991e-13 | 0 | 0 | 0 | 0 | 0 | 0 | 0.14413 | 1.7468e-05 | 1.6084e-05 | 0.14413 | 1.7476e-05 | 1.6092e-05 | -82.1019 | -100.6654 | -161.193 | -82.1019 | -100.6515 | -161.1905
Line6_7_8 | 0 | 0 | 0 | 0 | 0 | 0 | 0 | 0 | 0 | 0 | 0 | 0 | 1.3536e-14 | -2.5755e-13 | -2.2687e-13 | 7.263e-14 | 2.3522e-13 | 1.6332e-13 | -9.1604e-11 | -2.6696e-13 | -2.1914e-13 | -4.8856e-10 | 2.0037e-13 | 2.0695e-13 | 0 | 0 | 0 | 0 | 0 | 0 | 0.14413 | 1.7476e-05 | 1.6092e-05 | 0.14413 | 1.7481e-05 | 1.6098e-05 | -82.1019 | -100.6515 | -161.1905 | -82.1019 | -100.6411 | -161.1888
Line7_8_9 | 0 | 0 | 0 | 0 | 0 | 0 | 0 | 0 | 0 | 0 | 0 | 0 | 4.689e-15 | -8.586e-14 | -7.565e-14 | 8.1392e-14 | 6.3501e-14 | 1.2027e-14 | -3.0535e-11 | -8.9029e-14 | -7.3075e-14 | -5.4963e-10 | 2.2316e-14 | 6.0804e-14 | 0 | 0 | 0 | 0 | 0 | 0 | 0.14413 | 1.7481e-05 | 1.6098e-05 | 0.14413 | 1.7483e-05 | 1.6099e-05 | -82.1019 | -100.6411 | -161.1888 | -82.1019 | -100.6375 | -161.1891
Line8_8_10 | 0 | 0 | 0 | 0 | 0 | 0 | 0 | 0 | 0 | 0 | 0 | 0 | 4.6955e-15 | -8.586e-14 | -7.565e-14 | 8.1386e-14 | 6.3501e-14 | 1.2027e-14 | -3.0535e-11 | -8.9029e-14 | -7.3075e-14 | -5.4963e-10 | 2.2316e-14 | 6.0804e-14 | 0 | 0 | 0 | 0 | 0 | 0 | 0.14413 | 1.7481e-05 | 1.6098e-05 | 0.14413 | 1.7483e-05 | 1.6099e-05 | -82.1019 | -100.6411 | -161.1888 | -82.1019 | -100.6375 | -161.1891
Line9_3_11 | 0 | 0 | 0 | 0 | 0 | 0 | 0 | 0 | 0 | 0 | 0 | 0 | 3.2206e-14 | -6.0075e-13 | -5.2895e-13 | 5.383e-14 | 5.7859e-13 | 4.6576e-13 | -2.1374e-10 | -6.2217e-13 | -5.1085e-13 | -3.6642e-10 | 5.5621e-13 | 4.9907e-13 | 0 | 0 | 0 | 0 | 0 | 0 | 0.14413 | 1.7462e-05 | 1.6078e-05 | 0.14413 | 1.7476e-05 | 1.6092e-05 | -82.102 | -100.6759 | -161.1947 | -82.1019 | -100.6517 | -161.1893

## LLG_max_fault_10
name | pf_ikss_a_from_ka | pf_ikss_b_from_ka | pf_ikss_c_from_ka | pf_ikss_a_to_ka | pf_ikss_b_to_ka | pf_ikss_c_to_ka | pf_skss_a_from_mw | pf_skss_b_from_mw | pf_skss_c_from_mw | pf_skss_a_to_mw | pf_skss_b_to_mw | pf_skss_c_to_mw | pf_p_a_from_mw | pf_p_b_from_mw | pf_p_c_from_mw | pf_p_a_to_mw | pf_p_b_to_mw | pf_p_c_to_mw | pf_q_a_from_mvar | pf_q_b_from_mvar | pf_q_c_from_mvar | pf_q_a_to_mvar | pf_q_b_to_mvar | pf_q_c_to_mvar | pf_ikss_a_from_degree | pf_ikss_b_from_degree | pf_ikss_c_from_degree | pf_ikss_a_to_degree | pf_ikss_b_to_degree | pf_ikss_c_to_degree | pf_vm_a_from_pu | pf_vm_b_from_pu | pf_vm_c_from_pu | pf_vm_a_to_pu | pf_vm_b_to_pu | pf_vm_c_to_pu | pf_va_a_from_degree | pf_va_b_from_degree | pf_va_c_from_degree | pf_va_a_to_degree | pf_va_b_to_degree | pf_va_c_to_degree
Line0_1_2 | 0 | 0 | 0 | 0 | 0 | 0 | 0 | 0 | 0 | 0 | 0 | 0 | 2.966e-14 | -5.6492e-13 | -4.9715e-13 | 6.4867e-14 | 5.4051e-13 | 4.2776e-13 | -2.0107e-10 | -5.8449e-13 | -4.8003e-13 | -4.3566e-10 | 5.1197e-13 | 4.6698e-13 | 0 | 0 | 0 | 0 | 0 | 0 | 0.15099 | 1.8278e-05 | 1.6827e-05 | 0.15099 | 1.829e-05 | 1.6839e-05 | -82.102 | -100.7034 | -161.201 | -82.102 | -100.6827 | -161.1965
Line10_11_12 | 0 | 0 | 0 | 0 | 0 | 0 | 0 | 0 | 0 | 0 | 0 | 0 | 3.061e-14 | -5.6533e-13 | -4.9799e-13 | 6.394e-14 | 5.4095e-13 | 4.2846e-13 | -2.0107e-10 | -5.8598e-13 | -4.8103e-13 | -4.3566e-10 | 5.1332e-13 | 4.6794e-13 | 0 | 0 | 0 | 0 | 0 | 0 | 0.15099 | 1.8308e-05 | 1.6858e-05 | 0.15099 | 1.832e-05 | 1.6871e-05 | -82.1019 | -100.6517 | -161.1893 | -82.1019 | -100.6311 | -161.1848
Line11_12_13 | 0 | 0 | 0 | 0 | 0 | 0 | 0 | 0 | 0 | 0 | 0 | 0 | 2.5384e-14 | -4.7125e-13 | -4.1527e-13 | 6.9141e-14 | 4.4683e-13 | 3.456e-13 | -1.6756e-10 | -4.8881e-13 | -4.0119e-13 | -4.6917e-10 | 4.1592e-13 | 3.8796e-13 | 0 | 0 | 0 | 0 | 0 | 0 | 0.15099 | 1.832e-05 | 1.6871e-05 | 0.15099 | 1.833e-05 | 1.6881e-05 | -82.1019 | -100.6311 | -161.1848 | -82.1019 | -100.6138 | -161.1813
Line12_13_15 | 0 | 0 | 0 | 0 | 0 | 0 | 0 | 0 | 0 | 0 | 0 | 0 | 1.5179e-14 | -2.8281e-13 | -2.493e-13 | 7.9289e-14 | 2.5832e-13 | 1.7946e-13 | -1.0054e-10 | -2.9353e-13 | -2.4088e-13 | -5.3619e-10 | 2.2035e-13 | 2.2747e-13 | 0 | 0 | 0 | 0 | 0 | 0 | 0.15099 | 1.833e-05 | 1.6881e-05 | 0.15099 | 1.8336e-05 | 1.6887e-05 | -82.1019 | -100.6138 | -161.1813 | -82.1019 | -100.6034 | -161.1797
Line13_13_14 | 0 | 0 | 0 | 0 | 0 | 0 | 0 | 0 | 0 | 0 | 0 | 0 | 5.116e-15 | -9.4271e-14 | -8.31e-14 | 8.946e-14 | 6.9744e-14 | 1.3204e-14 | -3.3512e-11 | -9.7844e-14 | -8.0292e-14 | -6.0322e-10 | 2.4547e-14 | 6.6803e-14 | 0 | 0 | 0 | 0 | 0 | 0 | 0.15099 | 1.833e-05 | 1.6881e-05 | 0.15099 | 1.8332e-05 | 1.6883e-05 | -82.1019 | -100.6138 | -161.1813 | -82.1019 | -100.6102 | -161.1816
Line14_15_16 | 0 | 0 | 0 | 0 | 0 | 0 | 0 | 0 | 0 | 0 | 0 | 0 | 1.0229e-14 | -1.8857e-13 | -1.6626e-13 | 8.431e-14 | 1.6406e-13 | 9.6354e-14 | -6.7025e-11 | -1.9579e-13 | -1.6065e-13 | -5.6971e-10 | 1.225e-13 | 1.4718e-13 | 0 | 0 | 0 | 0 | 0 | 0 | 0.15099 | 1.8336e-05 | 1.6887e-05 | 0.15099 | 1.834e-05 | 1.6891e-05 | -82.1019 | -100.6034 | -161.1797 | -82.1019 | -100.5964 | -161.179
Line15_16_17 | 0 | 0 | 0 | 0 | 0 | 0 | 0 | 0 | 0 | 0 | 0 | 0 | 5.2333e-15 | -9.4291e-14 | -8.3146e-14 | 8.929e-14 | 6.9773e-14 | 1.3209e-14 | -3.3512e-11 | -9.7924e-14 | -8.0344e-14 | -6.0322e-10 | 2.4581e-14 | 6.6843e-14 | 0 | 0 | 0 | 0 | 0 | 0 | 0.15099 | 1.834e-05 | 1.6891e-05 | 0.15099 | 1.8342e-05 | 1.6893e-05 | -82.1019 | -100.5964 | -161.179 | -82.1019 | -100.5928 | -161.1793
Line16_4_18 | 0 | 0 | 0 | 0 | 0 | 0 | 0 | 0 | 0 | 0 | 0 | 0 | 4.8864e-15 | 1.6687e-12 | 1.4191e-12 | 8.9229e-14 | -1.6917e-12 | -1.4856e-12 | -3.3512e-11 | 1.6755e-12 | 1.4232e-12 | -6.0322e-10 | -1.743e-12 | -1.4329e-12 | 0 | 0 | 0 | 0 | 0 | 0 | 0.15099 | 1.8242e-05 | 1.6791e-05 | 0.15099 | 1.8205e-05 | 1.6752e-05 | -82.102 | -100.762 | -161.2159 | -82.102 | -100.8243 | -161.2318
Line17_5_19 | 0 | 0 | 0 | 0 | 0 | 0 | 0 | 0 | 0 | 0 | 0 | 0 | 5.0296e-15 | -9.416e-14 | -8.2877e-14 | 8.9386e-14 | 6.9593e-14 | 1.3186e-14 | -3.3512e-11 | -9.7447e-14 | -8.0025e-14 | -6.0322e-10 | 2.4381e-14 | 6.6598e-14 | 0 | 0 | 0 | 0 | 0 | 0 | 0.15099 | 1.8281e-05 | 1.6831e-05 | 0.15099 | 1.8283e-05 | 1.6833e-05 | -82.102 | -100.6964 | -161.2003 | -82.102 | -100.6928 | -161.2006
Line1_1_3 | 0 | 0 | 0 | 0 | 0 | 0 | 0 | 0 | 0 | 0 | 0 | 0 | 4.0377e-14 | -7.5322e-13 | -6.6287e-13 | 5.4015e-14 | 7.2896e-13 | 5.9372e-13 | -2.681e-10 | -7.7933e-13 | -6.4004e-13 | -3.6863e-10 | 7.0725e-13 | 6.273e-13 | 0 | 0 | 0 | 0 | 0 | 0 | 0.15099 | 1.8278e-05 | 1.6827e-05 | 0.15099 | 1.8294e-05 | 1.6844e-05 | -82.102 | -100.7034 | -161.201 | -82.102 | -100.6759 | -161.1947
Line2_1_4 | 0 | 0 | 0 | 0 | 0 | 0 | 0 | 0 | 0 | 0 | 0 | 0 | 9.8035e-15 | 1.576e-12 | 1.3389e-12 | 8.4583e-14 | -1.5992e-12 | -1.4059e-12 | -6.7024e-11 | 1.583e-12 | 1.3466e-12 | -5.6971e-10 | -1.6512e-12 | -1.3568e-12 | 0 | 0 | 0 | 0 | 0 | 0 | 0.15099 | 1.8278e-05 | 1.6827e-05 | 0.15099 | 1.8242e-05 | 1.6791e-05 | -82.102 | -100.7034 | -161.201 | -82.102 | -100.762 | -161.2159
Line3_1_5 | 0 | 0 | 0 | 0 | 0 | 0 | 0 | 0 | 0 | 0 | 0 | 0 | 1.0128e-14 | -1.8831e-13 | -1.6572e-13 | 8.4387e-14 | 1.6375e-13 | 9.6062e-14 | -6.7024e-11 | -1.9483e-13 | -1.6001e-13 | -5.6971e-10 | 1.2182e-13 | 1.4662e-13 | 0 | 0 | 0 | 0 | 0 | 0 | 0.15099 | 1.8278e-05 | 1.6827e-05 | 0.15099 | 1.8281e-05 | 1.6831e-05 | -82.102 | -100.7034 | -161.201 | -82.102 | -100.6964 | -161.2003
Line4_2_6 | 0 | 0 | 0 | 0 | 0 | 0 | 0 | 0 | 0 | 0 | 0 | 0 | 2.4725e-14 | -4.709e-13 | -4.1457e-13 | 6.9666e-14 | 4.4645e-13 | 3.4503e-13 | -1.6756e-10 | -4.8757e-13 | -4.0035e-13 | -4.6917e-10 | 4.1482e-13 | 3.8717e-13 | 0 | 0 | 0 | 0 | 0 | 0 | 0.15099 | 1.829e-05 | 1.6839e-05 | 0.15099 | 1.83e-05 | 1.685e-05 | -82.102 | -100.6827 | -161.1965 | -82.1019 | -100.6654 | -161.193
Line5_6_7 | 0 | 0 | 0 | 0 | 0 | 0 | 0 | 0 | 0 | 0 | 0 | 0 | 1.966e-14 | -3.7681e-13 | -3.3184e-13 | 7.4903e-14 | 3.5233e-13 | 2.6219e-13 | -1.3405e-10 | -3.9039e-13 | -3.205e-13 | -5.0268e-10 | 3.1745e-13 | 3.0721e-13 | 0 | 0 | 0 | 0 | 0 | 0 | 0.15099 | 1.83e-05 | 1.685e-05 | 0.15099 | 1.8308e-05 | 1.6858e-05 | -82.1019 | -100.6654 | -161.193 | -82.1019 | -100.6515 | -161.1905
Line6_7_8 | 0 | 0 | 0 | 0 | 0 | 0 | 0 | 0 | 0 | 0 | 0 | 0 | 1.4859e-14 | -2.8266e-13 | -2.4899e-13 | 7.9493e-14 | 2.5815e-13 | 1.7925e-13 | -1.0054e-10 | -2.9298e-13 | -2.4051e-13 | -5.3619e-10 | 2.199e-13 | 2.2713e-13 | 0 | 0 | 0 | 0 | 0 | 0 | 0.15099 | 1.8308e-05 | 1.6858e-05 | 0.15099 | 1.8314e-05 | 1.6864e-05 | -82.1019 | -100.6515 | -161.1905 | -82.1019 | -100.6411 | -161.1888
Line7_8_9 | 0 | 0 | 0 | 0 | 0 | 0 | 0 | 0 | 0 | 0 | 0 | 0 | 5.0427e-15 | -9.4232e-14 | -8.3026e-14 | 8.9521e-14 | 6.9692e-14 | 1.3199e-14 | -3.3512e-11 | -9.771e-14 | -8.02e-14 | -6.0322e-10 | 2.4492e-14 | 6.6733e-14 | 0 | 0 | 0 | 0 | 0 | 0 | 0.15099 | 1.8314e-05 | 1.6864e-05 | 0.15099 | 1.8315e-05 | 1.6866e-05 | -82.1019 | -100.6411 | -161.1888 | -82.1019 | -100.6375 | -161.1891
Line8_8_10 | 0 | 0 | 0 | 0 | 0 | 0 | 0 | 0 | 0 | 0 | 0 | 0 | 5.1442e-15 | -9.4232e-14 | -8.3026e-14 | 8.9464e-14 | 6.9692e-14 | 1.3199e-14 | -3.3512e-11 | -9.771e-14 | -8.02e-14 | -6.0322e-10 | 2.4492e-14 | 6.6733e-14 | 0 | 0 | 0 | 0 | 0 | 0 | 0.15099 | 1.8314e-05 | 1.6864e-05 | 0.15099 | 1.8315e-05 | 1.6866e-05 | -82.1019 | -100.6411 | -161.1888 | -82.1019 | -100.6375 | -161.1891
Line9_3_11 | 0 | 0 | 0 | 0 | 0 | 0 | 0 | 0 | 0 | 0 | 0 | 0 | 3.527e-14 | -6.5933e-13 | -5.8053e-13 | 5.9199e-14 | 6.35e-13 | 5.1118e-13 | -2.3459e-10 | -6.8284e-13 | -5.6066e-13 | -4.0214e-10 | 6.1045e-13 | 5.4773e-13 | 0 | 0 | 0 | 0 | 0 | 0 | 0.15099 | 1.8294e-05 | 1.6844e-05 | 0.15099 | 1.8308e-05 | 1.6858e-05 | -82.102 | -100.6759 | -161.1947 | -82.1019 | -100.6517 | -161.1893

## LLG_min_6
name | pf_ikss_a_from_ka | pf_ikss_b_from_ka | pf_ikss_c_from_ka | pf_ikss_a_to_ka | pf_ikss_b_to_ka | pf_ikss_c_to_ka | pf_skss_a_from_mw | pf_skss_b_from_mw | pf_skss_c_from_mw | pf_skss_a_to_mw | pf_skss_b_to_mw | pf_skss_c_to_mw | pf_p_a_from_mw | pf_p_b_from_mw | pf_p_c_from_mw | pf_p_a_to_mw | pf_p_b_to_mw | pf_p_c_to_mw | pf_q_a_from_mvar | pf_q_b_from_mvar | pf_q_c_from_mvar | pf_q_a_to_mvar | pf_q_b_to_mvar | pf_q_c_to_mvar | pf_ikss_a_from_degree | pf_ikss_b_from_degree | pf_ikss_c_from_degree | pf_ikss_a_to_degree | pf_ikss_b_to_degree | pf_ikss_c_to_degree | pf_vm_a_from_pu | pf_vm_b_from_pu | pf_vm_c_from_pu | pf_vm_a_to_pu | pf_vm_b_to_pu | pf_vm_c_to_pu | pf_va_a_from_degree | pf_va_b_from_degree | pf_va_c_from_degree | pf_va_a_to_degree | pf_va_b_to_degree | pf_va_c_to_degree
Line0_1_2 | 0 | 0 | 0 | 0 | 0 | 0 | 0 | 0 | 0 | 0 | 0 | 0 | 1.1425e-16 | -2.824e-15 | 1.1928e-15 | 5.8945e-17 | 2.9096e-15 | -8.3535e-16 | -1.5e-10 | -6.737e-16 | -1.7751e-15 | -3.25e-10 | 9.2605e-16 | 1.8149e-15 | 0 | 0 | 0 | 0 | 0 | 0 | 0.13042 | 0 | 0 | 0.13042 | 0 | 0 | -82.1092 | 0 | 0 | -82.1092 | 0 | 0
Line10_11_12 | 0 | 0 | 0 | 0 | 0 | 0 | 0 | 0 | 0 | 0 | 0 | 0 | 6.0608e-16 | -3.5993e-15 | 1.823e-16 | -1.9101e-16 | 3.6673e-15 | 5.1458e-17 | -1.5e-10 | -1.8731e-15 | -2.4309e-15 | -3.25e-10 | 1.9912e-15 | 2.4709e-15 | 0 | 0 | 0 | 0 | 0 | 0 | 0.13042 | 0 | 0 | 0.13042 | 0 | 0 | -82.1092 | 0 | 0 | -82.1092 | 0 | 0
Line11_12_13 | 0 | 0 | 0 | 0 | 0 | 0 | 0 | 0 | 0 | 0 | 0 | 0 | 5.6232e-16 | -3.255e-15 | -1.8439e-16 | -1.2817e-16 | 3.2215e-15 | 2.5357e-16 | -1.25e-10 | -1.9597e-15 | -2.2416e-15 | -3.5e-10 | 1.8863e-15 | 2.2006e-15 | 0 | 0 | 0 | 0 | 0 | 0 | 0.13042 | 0 | 0 | 0.13042 | 0 | 0 | -82.1092 | 0 | 0 | -82.1092 | 0 | 0
Line12_13_15 | 0 | 0 | 0 | 0 | 0 | 0 | 0 | 0 | 0 | 0 | 0 | 0 | 3.3998e-16 | -2.0794e-15 | -2.7853e-16 | 1.1236e-16 | 1.9048e-15 | 1.4397e-16 | -7.5e-11 | -1.3746e-15 | -1.4515e-15 | -4e-10 | 1.0618e-15 | 1.2944e-15 | 0 | 0 | 0 | 0 | 0 | 0 | 0.13042 | 0 | 0 | 0.13042 | 0 | 0 | -82.1092 | 0 | 0 | -82.1092 | 0 | 0
Line13_13_14 | 0 | 0 | 0 | 0 | 0 | 0 | 0 | 0 | 0 | 0 | 0 | 0 | 2.2579e-16 | -6.9313e-16 | -9.2843e-17 | 2.1886e-16 | 4.5497e-16 | -1.1424e-16 | -2.5e-11 | -4.5821e-16 | -4.8383e-16 | -4.5e-10 | 5.7972e-17 | 2.7131e-16 | 0 | 0 | 0 | 0 | 0 | 0 | 0.13042 | 0 | 0 | 0.13042 | 0 | 0 | -82.1092 | 0 | 0 | -82.1092 | 0 | 0
Line14_15_16 | 0 | 0 | 0 | 0 | 0 | 0 | 0 | 0 | 0 | 0 | 0 | 0 | 2.2881e-16 | -1.4345e-15 | -2.5243e-16 | 1.7779e-16 | 1.2164e-15 | 4.6289e-17 | -5e-11 | -9.951e-16 | -1.0081e-15 | -4.25e-10 | 5.9897e-16 | 8.1641e-16 | 0 | 0 | 0 | 0 | 0 | 0 | 0.13042 | 0 | 0 | 0.13042 | 0 | 0 | -82.1092 | 0 | 0 | -82.1092 | 0 | 0
Line15_16_17 | 0 | 0 | 0 | 0 | 0 | 0 | 0 | 0 | 0 | 0 | 0 | 0 | 1.4471e-16 | -7.3242e-16 | -1.4829e-16 | 2.4501e-16 | 4.9e-16 | -9.8433e-17 | -2.5e-11 | -5.2342e-16 | -5.166e-16 | -4.5e-10 | 8.0075e-17 | 3.0581e-16 | 0 | 0 | 0 | 0 | 0 | 0 | 0.13042 | 0 | 0 | 0.13042 | 0 | 0 | -82.1092 | 0 | 0 | -82.1092 | 0 | 0
Line16_4_18 | 0 | 0 | 0 | 0 | 0 | 0 | 0 | 0 | 0 | 0 | 0 | 0 | -2.2966e-16 | 5.5786e-15 | -6.8812e-15 | 1.319e-16 | -2.9092e-15 | 1.0677e-14 | -2.5e-11 | -2.1003e-15 | 2.8146e-15 | -4.5e-10 | 6.4264e-15 | -6.0278e-16 | 0 | 0 | 0 | 0 | 0 | 0 | 0.13042 | 0 | 0 | 0.13042 | 0 | 0 | -82.1092 | 0 | 0 | -82.1092 | 0 | 0
Line17_5_19 | 0 | 0 | 0 | 0 | 0 | 0 | 0 | 0 | 0 | 0 | 0 | 0 | -1.5133e-17 | -4.8582e-16 | 1.7673e-16 | 2.5549e-16 | 2.7598e-16 | -1.8566e-16 | -2.5e-11 | -1.3815e-16 | -3.084e-16 | -4.5e-10 | -4.6997e-17 | 9.5773e-17 | 0 | 0 | 0 | 0 | 0 | 0 | 0.13042 | 0 | 0 | 0.13042 | 0 | 0 | -82.1092 | 0 | 0 | -82.1092 | 0 | 0
Line1_1_3 | 0 | 0 | 0 | 0 | 0 | 0 | 0 | 0 | 0 | 0 | 0 | 0 | 4.1983e-16 | -3.7654e-15 | 1.5904e-15 | -2.1557e-16 | 4.0944e-15 | -9.3447e-16 | -2e-10 | -8.9827e-16 | -2.3668e-15 | -2.75e-10 | 1.5074e-15 | 2.615e-15 | 0 | 0 | 0 | 0 | 0 | 0 | 0.13042 | 0 | 0 | 0.13042 | 0 | 0 | -82.1092 | 0 | 0 | -82.1092 | 0 | 0
Line2_1_4 | 0 | 0 | 0 | 0 | 0 | 0 | 0 | 0 | 0 | 0 | 0 | 0 | -3.9998e-16 | 7.787e-15 | -3.3765e-15 | 4.4906e-16 | -5.4509e-15 | 6.6356e-15 | -4.9999e-11 | 1.7361e-15 | 4.8098e-15 | -4.25e-10 | 1.9658e-15 | -2.8644e-15 | 0 | 0 | 0 | 0 | 0 | 0 | 0.13042 | 0 | 0 | 0.13042 | 0 | 0 | -82.1092 | 0 | 0 | -82.1092 | 0 | 0
Line3_1_5 | 0 | 0 | 0 | 0 | 0 | 0 | 0 | 0 | 0 | 0 | 0 | 0 | -1.2942e-16 | -9.4135e-16 | 3.976e-16 | 3.0457e-16 | 7.5578e-16 | -3.6595e-16 | -5e-11 | -2.2457e-16 | -5.9169e-16 | -4.25e-10 | 8.6631e-17 | 3.9818e-16 | 0 | 0 | 0 | 0 | 0 | 0 | 0.13042 | 0 | 0 | 0.13042 | 0 | 0 | -82.1092 | 0 | 0 | -82.1092 | 0 | 0
Line4_2_6 | 0 | 0 | 0 | 0 | 0 | 0 | 0 | 0 | 0 | 0 | 0 | 0 | 2.6305e-16 | -2.609e-15 | 6.5769e-16 | 1.3956e-17 | 2.593e-15 | -4.6482e-16 | -1.25e-10 | -9.6016e-16 | -1.6951e-15 | -3.5e-10 | 1.0211e-15 | 1.6539e-15 | 0 | 0 | 0 | 0 | 0 | 0 | 0.13042 | 0 | 0 | 0.13042 | 0 | 0 | -82.1092 | 0 | 0 | -82.1092 | 0 | 0
Line5_6_7 | 0 | 0 | 0 | 0 | 0 | 0 | 0 | 0 | 0 | 0 | 0 | 0 | 2.5429e-16 | -2.2557e-15 | 3.0229e-16 | 4.4902e-17 | 2.1574e-15 | -2.43e-16 | -1e-10 | -1.0332e-15 | -1.4981e-15 | -3.75e-10 | 9.3875e-16 | 1.3915e-15 | 0 | 0 | 0 | 0 | 0 | 0 | 0.13042 | 0 | 0 | 0.13042 | 0 | 0 | -82.1092 | 0 | 0 | -82.1092 | 0 | 0
Line6_7_8 | 0 | 0 | 0 | 0 | 0 | 0 | 0 | 0 | 0 | 0 | 0 | 0 | 2.3318e-16 | -1.7912e-15 | 9.2716e-17 | 1.2103e-16 | 1.63e-15 | -1.3601e-16 | -7.5e-11 | -9.3335e-16 | -1.2072e-15 | -4e-10 | 7.1954e-16 | 1.0505e-15 | 0 | 0 | 0 | 0 | 0 | 0 | 0.13042 | 0 | 0 | 0.13042 | 0 | 0 | -82.1092 | 0 | 0 | -82.1092 | 0 | 0
Line7_8_9 | 0 | 0 | 0 | 0 | 0 | 0 | 0 | 0 | 0 | 0 | 0 | 0 | 1.7202e-16 | -6.2119e-16 | -2.4648e-18 | 1.8272e-16 | 3.9367e-16 | -1.3737e-16 | -2.5e-11 | -3.5045e-16 | -4.2261e-16 | -4.5e-10 | 2.3153e-17 | 2.1129e-16 | 0 | 0 | 0 | 0 | 0 | 0 | 0.13042 | 0 | 0 | 0.13042 | 0 | 0 | -82.1092 | 0 | 0 | -82.1092 | 0 | 0
Line8_8_10 | 0 | 0 | 0 | 0 | 0 | 0 | 0 | 0 | 0 | 0 | 0 | 0 | 1.7893e-16 | -6.2119e-16 | -2.4648e-18 | 1.8405e-16 | 3.9367e-16 | -1.3737e-16 | -2.5e-11 | -3.5045e-16 | -4.2261e-16 | -4.5e-10 | 2.3153e-17 | 2.1129e-16 | 0 | 0 | 0 | 0 | 0 | 0 | 0.13042 | 0 | 0 | 0.13042 | 0 | 0 | -82.1092 | 0 | 0 | -82.1092 | 0 | 0
Line9_3_11 | 0 | 0 | 0 | 0 | 0 | 0 | 0 | 0 | 0 | 0 | 0 | 0 | 4.8246e-16 | -3.7784e-15 | 7.626e-16 | -2.0767e-16 | 3.9672e-15 | -3.3326e-16 | -1.75e-10 | -1.5328e-15 | -2.4803e-15 | -3e-10 | 1.8784e-15 | 2.6167e-15 | 0 | 0 | 0 | 0 | 0 | 0 | 0.13042 | 0 | 0 | 0.13042 | 0 | 0 | -82.1092 | 0 | 0 | -82.1092 | 0 | 0

## LLG_min_10
name | pf_ikss_a_from_ka | pf_ikss_b_from_ka | pf_ikss_c_from_ka | pf_ikss_a_to_ka | pf_ikss_b_to_ka | pf_ikss_c_to_ka | pf_skss_a_from_mw | pf_skss_b_from_mw | pf_skss_c_from_mw | pf_skss_a_to_mw | pf_skss_b_to_mw | pf_skss_c_to_mw | pf_p_a_from_mw | pf_p_b_from_mw | pf_p_c_from_mw | pf_p_a_to_mw | pf_p_b_to_mw | pf_p_c_to_mw | pf_q_a_from_mvar | pf_q_b_from_mvar | pf_q_c_from_mvar | pf_q_a_to_mvar | pf_q_b_to_mvar | pf_q_c_to_mvar | pf_ikss_a_from_degree | pf_ikss_b_from_degree | pf_ikss_c_from_degree | pf_ikss_a_to_degree | pf_ikss_b_to_degree | pf_ikss_c_to_degree | pf_vm_a_from_pu | pf_vm_b_from_pu | pf_vm_c_from_pu | pf_vm_a_to_pu | pf_vm_b_to_pu | pf_vm_c_to_pu | pf_va_a_from_degree | pf_va_b_from_degree | pf_va_c_from_degree | pf_va_a_to_degree | pf_va_b_to_degree | pf_va_c_to_degree
Line0_1_2 | 0 | 0 | 0 | 0 | 0 | 0 | 0 | 0 | 0 | 0 | 0 | 0 | 1.0304e-16 | -2.5346e-15 | 1.0705e-15 | 8.3501e-17 | 2.6114e-15 | -7.4973e-16 | -1.3463e-10 | -6.0465e-16 | -1.5931e-15 | -2.9169e-10 | 8.3113e-16 | 1.6289e-15 | 0 | 0 | 0 | 0 | 0 | 0 | 0.12356 | 0 | 0 | 0.12356 | 0 | 0 | -82.1092 | 0 | 0 | -82.1092 | 0 | 0
Line10_11_12 | 0 | 0 | 0 | 0 | 0 | 0 | 0 | 0 | 0 | 0 | 0 | 0 | 5.2842e-16 | -3.2304e-15 | 1.6362e-16 | -2.0915e-16 | 3.2914e-15 | 4.6184e-17 | -1.3463e-10 | -1.6812e-15 | -2.1817e-15 | -2.9169e-10 | 1.7871e-15 | 2.2176e-15 | 0 | 0 | 0 | 0 | 0 | 0 | 0.12356 | 0 | 0 | 0.12356 | 0 | 0 | -82.1092 | 0 | 0 | -82.1092 | 0 | 0
Line11_12_13 | 0 | 0 | 0 | 0 | 0 | 0 | 0 | 0 | 0 | 0 | 0 | 0 | 5.3055e-16 | -2.9214e-15 | -1.6549e-16 | -1.1766e-16 | 2.8913e-15 | 2.2758e-16 | -1.1219e-10 | -1.7588e-15 | -2.0118e-15 | -3.1413e-10 | 1.693e-15 | 1.9751e-15 | 0 | 0 | 0 | 0 | 0 | 0 | 0.12356 | 0 | 0 | 0.12356 | 0 | 0 | -82.1092 | 0 | 0 | -82.1092 | 0 | 0
Line12_13_15 | 0 | 0 | 0 | 0 | 0 | 0 | 0 | 0 | 0 | 0 | 0 | 0 | 3.0746e-16 | -1.8663e-15 | -2.4998e-16 | 5.6239e-17 | 1.7096e-15 | 1.2922e-16 | -6.7313e-11 | -1.2338e-15 | -1.3027e-15 | -3.59e-10 | 9.5296e-16 | 1.1617e-15 | 0 | 0 | 0 | 0 | 0 | 0 | 0.12356 | 0 | 0 | 0.12356 | 0 | 0 | -82.1092 | 0 | 0 | -82.1092 | 0 | 0
Line13_13_14 | 0 | 0 | 0 | 0 | 0 | 0 | 0 | 0 | 0 | 0 | 0 | 0 | 1.0817e-16 | -6.2209e-16 | -8.3327e-17 | 2.7964e-16 | 4.0834e-16 | -1.0253e-16 | -2.2438e-11 | -4.1125e-16 | -4.3424e-16 | -4.0388e-10 | 5.203e-17 | 2.435e-16 | 0 | 0 | 0 | 0 | 0 | 0 | 0.12356 | 0 | 0 | 0.12356 | 0 | 0 | -82.1092 | 0 | 0 | -82.1092 | 0 | 0
Line14_15_16 | 0 | 0 | 0 | 0 | 0 | 0 | 0 | 0 | 0 | 0 | 0 | 0 | 2.0812e-16 | -1.2875e-15 | -2.2655e-16 | 2.2943e-16 | 1.0917e-15 | 4.1544e-17 | -4.4875e-11 | -8.9311e-16 | -9.0476e-16 | -3.8144e-10 | 5.3758e-16 | 7.3273e-16 | 0 | 0 | 0 | 0 | 0 | 0 | 0.12356 | 0 | 0 | 0.12356 | 0 | 0 | -82.1092 | 0 | 0 | -82.1092 | 0 | 0
Line15_16_17 | 0 | 0 | 0 | 0 | 0 | 0 | 0 | 0 | 0 | 0 | 0 | 0 | 1.3132e-16 | -6.5735e-16 | -1.3309e-16 | 2.7345e-16 | 4.3978e-16 | -8.8345e-17 | -2.2438e-11 | -4.6977e-16 | -4.6365e-16 | -4.0388e-10 | 7.1868e-17 | 2.7447e-16 | 0 | 0 | 0 | 0 | 0 | 0 | 0.12356 | 0 | 0 | 0.12356 | 0 | 0 | -82.1092 | 0 | 0 | -82.1092 | 0 | 0
Line16_4_18 | 0 | 0 | 0 | 0 | 0 | 0 | 0 | 0 | 0 | 0 | 0 | 0 | -2.3676e-16 | 5.0068e-15 | -6.1759e-15 | 1.2045e-16 | -2.611e-15 | 9.5826e-15 | -2.2437e-11 | -1.8851e-15 | 2.5262e-15 | -4.0388e-10 | 5.7678e-15 | -5.41e-16 | 0 | 0 | 0 | 0 | 0 | 0 | 0.12356 | 0 | 0 | 0.12356 | 0 | 0 | -82.1092 | 0 | 0 | -82.1092 | 0 | 0
Line17_5_19 | 0 | 0 | 0 | 0 | 0 | 0 | 0 | 0 | 0 | 0 | 0 | 0 | -3.024e-17 | -4.3603e-16 | 1.5861e-16 | 2.4674e-16 | 2.477e-16 | -1.6663e-16 | -2.2437e-11 | -1.2399e-16 | -2.7679e-16 | -4.0388e-10 | -4.218e-17 | 8.5957e-17 | 0 | 0 | 0 | 0 | 0 | 0 | 0.12356 | 0 | 0 | 0.12356 | 0 | 0 | -82.1092 | 0 | 0 | -82.1092 | 0 | 0
Line1_1_3 | 0 | 0 | 0 | 0 | 0 | 0 | 0 | 0 | 0 | 0 | 0 | 0 | 4.3986e-16 | -3.3795e-15 | 1.4274e-15 | -2.1767e-16 | 3.6747e-15 | -8.387e-16 | -1.795e-10 | -8.062e-16 | -2.1242e-15 | -2.4681e-10 | 1.3529e-15 | 2.347e-15 | 0 | 0 | 0 | 0 | 0 | 0 | 0.12356 | 0 | 0 | 0.12356 | 0 | 0 | -82.1092 | 0 | 0 | -82.1092 | 0 | 0
Line2_1_4 | 0 | 0 | 0 | 0 | 0 | 0 | 0 | 0 | 0 | 0 | 0 | 0 | -3.4505e-16 | 6.9889e-15 | -3.0304e-15 | 4.7188e-16 | -4.8923e-15 | 5.9555e-15 | -4.4875e-11 | 1.5582e-15 | 4.3169e-15 | -3.8144e-10 | 1.7643e-15 | -2.5708e-15 | 0 | 0 | 0 | 0 | 0 | 0 | 0.12356 | 0 | 0 | 0.12356 | 0 | 0 | -82.1092 | 0 | 0 | -82.1092 | 0 | 0
Line3_1_5 | 0 | 0 | 0 | 0 | 0 | 0 | 0 | 0 | 0 | 0 | 0 | 0 | -1.3026e-16 | -8.4486e-16 | 3.5685e-16 | 2.8769e-16 | 6.7832e-16 | -3.2844e-16 | -4.4875e-11 | -2.0155e-16 | -5.3105e-16 | -3.8144e-10 | 7.7752e-17 | 3.5737e-16 | 0 | 0 | 0 | 0 | 0 | 0 | 0.12356 | 0 | 0 | 0.12356 | 0 | 0 | -82.1092 | 0 | 0 | -82.1092 | 0 | 0
Line4_2_6 | 0 | 0 | 0 | 0 | 0 | 0 | 0 | 0 | 0 | 0 | 0 | 0 | 2.4724e-16 | -2.3416e-15 | 5.9028e-16 | -3.3058e-18 | 2.3272e-15 | -4.1718e-16 | -1.1219e-10 | -8.6175e-16 | -1.5213e-15 | -3.1413e-10 | 9.1641e-16 | 1.4844e-15 | 0 | 0 | 0 | 0 | 0 | 0 | 0.12356 | 0 | 0 | 0.12356 | 0 | 0 | -82.1092 | 0 | 0 | -82.1092 | 0 | 0
Line5_6_7 | 0 | 0 | 0 | 0 | 0 | 0 | 0 | 0 | 0 | 0 | 0 | 0 | 2.3465e-16 | -2.0245e-15 | 2.7131e-16 | 8.6332e-17 | 1.9363e-15 | -2.181e-16 | -8.975e-11 | -9.2734e-16 | -1.3446e-15 | -3.3656e-10 | 8.4254e-16 | 1.2489e-15 | 0 | 0 | 0 | 0 | 0 | 0 | 0.12356 | 0 | 0 | 0.12356 | 0 | 0 | -82.1092 | 0 | 0 | -82.1092 | 0 | 0
Line6_7_8 | 0 | 0 | 0 | 0 | 0 | 0 | 0 | 0 | 0 | 0 | 0 | 0 | 2.3366e-16 | -1.6076e-15 | 8.3213e-17 | 9.1467e-17 | 1.463e-15 | -1.2207e-16 | -6.7313e-11 | -8.3769e-16 | -1.0835e-15 | -3.59e-10 | 6.4579e-16 | 9.4284e-16 | 0 | 0 | 0 | 0 | 0 | 0 | 0.12356 | 0 | 0 | 0.12356 | 0 | 0 | -82.1092 | 0 | 0 | -82.1092 | 0 | 0
Line7_8_9 | 0 | 0 | 0 | 0 | 0 | 0 | 0 | 0 | 0 | 0 | 0 | 0 | 1.2418e-16 | -5.5753e-16 | -2.2122e-18 | 2.1029e-16 | 3.5332e-16 | -1.2329e-16 | -2.2438e-11 | -3.1453e-16 | -3.7929e-16 | -4.0388e-10 | 2.078e-17 | 1.8964e-16 | 0 | 0 | 0 | 0 | 0 | 0 | 0.12356 | 0 | 0 | 0.12356 | 0 | 0 | -82.1092 | 0 | 0 | -82.1092 | 0 | 0
Line8_8_10 | 0 | 0 | 0 | 0 | 0 | 0 | 0 | 0 | 0 | 0 | 0 | 0 | 1.345e-16 | -5.5753e-16 | -2.2122e-18 | 1.5342e-16 | 3.5332e-16 | -1.2329e-16 | -2.2438e-11 | -3.1453e-16 | -3.7929e-16 | -4.0388e-10 | 2.078e-17 | 1.8964e-16 | 0 | 0 | 0 | 0 | 0 | 0 | 0.12356 | 0 | 0 | 0.12356 | 0 | 0 | -82.1092 | 0 | 0 | -82.1092 | 0 | 0
Line9_3_11 | 0 | 0 | 0 | 0 | 0 | 0 | 0 | 0 | 0 | 0 | 0 | 0 | 4.6379e-16 | -3.3912e-15 | 6.8444e-16 | -1.4226e-16 | 3.5606e-15 | -2.991e-16 | -1.5706e-10 | -1.3757e-15 | -2.226e-15 | -2.6925e-10 | 1.6858e-15 | 2.3485e-15 | 0 | 0 | 0 | 0 | 0 | 0 | 0.12356 | 0 | 0 | 0.12356 | 0 | 0 | -82.1092 | 0 | 0 | -82.1092 | 0 | 0

## LLG_min_fault_6
name | pf_ikss_a_from_ka | pf_ikss_b_from_ka | pf_ikss_c_from_ka | pf_ikss_a_to_ka | pf_ikss_b_to_ka | pf_ikss_c_to_ka | pf_skss_a_from_mw | pf_skss_b_from_mw | pf_skss_c_from_mw | pf_skss_a_to_mw | pf_skss_b_to_mw | pf_skss_c_to_mw | pf_p_a_from_mw | pf_p_b_from_mw | pf_p_c_from_mw | pf_p_a_to_mw | pf_p_b_to_mw | pf_p_c_to_mw | pf_q_a_from_mvar | pf_q_b_from_mvar | pf_q_c_from_mvar | pf_q_a_to_mvar | pf_q_b_to_mvar | pf_q_c_to_mvar | pf_ikss_a_from_degree | pf_ikss_b_from_degree | pf_ikss_c_from_degree | pf_ikss_a_to_degree | pf_ikss_b_to_degree | pf_ikss_c_to_degree | pf_vm_a_from_pu | pf_vm_b_from_pu | pf_vm_c_from_pu | pf_vm_a_to_pu | pf_vm_b_to_pu | pf_vm_c_to_pu | pf_va_a_from_degree | pf_va_b_from_degree | pf_va_c_from_degree | pf_va_a_to_degree | pf_va_b_to_degree | pf_va_c_to_degree
Line0_1_2 | 0 | 0 | 0 | 0 | 0 | 0 | 0 | 0 | 0 | 0 | 0 | 0 | 2.2292e-14 | -4.2332e-13 | -3.6877e-13 | 4.8167e-14 | 4.0497e-13 | 3.173e-13 | -1.4997e-10 | -4.3243e-13 | -3.5851e-13 | -3.2494e-10 | 3.7859e-13 | 3.486e-13 | 0 | 0 | 0 | 0 | 0 | 0 | 0.1304 | 1.5755e-05 | 1.45e-05 | 0.1304 | 1.577e-05 | 1.4513e-05 | -82.1019 | -101.0692 | -161.0048 | -82.1019 | -101.0582 | -161.0154
Line10_11_12 | 0 | 0 | 0 | 0 | 0 | 0 | 0 | 0 | 0 | 0 | 0 | 0 | 2.2707e-14 | -4.2409e-13 | -3.6978e-13 | 4.79e-14 | 4.0573e-13 | 3.1819e-13 | -1.4997e-10 | -4.3363e-13 | -3.5917e-13 | -3.2494e-10 | 3.7965e-13 | 3.4926e-13 | 0 | 0 | 0 | 0 | 0 | 0 | 0.1304 | 1.5791e-05 | 1.4534e-05 | 0.1304 | 1.5806e-05 | 1.4547e-05 | -82.1019 | -101.0422 | -161.0308 | -82.1019 | -101.0313 | -161.0414
Line11_12_13 | 0 | 0 | 0 | 0 | 0 | 0 | 0 | 0 | 0 | 0 | 0 | 0 | 1.8999e-14 | -3.5366e-13 | -3.0849e-13 | 5.1711e-14 | 3.352e-13 | 2.5673e-13 | -1.2498e-10 | -3.6176e-13 | -2.9952e-13 | -3.4994e-10 | 3.0759e-13 | 2.8953e-13 | 0 | 0 | 0 | 0 | 0 | 0 | 0.1304 | 1.5806e-05 | 1.4547e-05 | 0.1304 | 1.5818e-05 | 1.4558e-05 | -82.1019 | -101.0313 | -161.0414 | -82.1019 | -101.0222 | -161.0504
Line12_13_15 | 0 | 0 | 0 | 0 | 0 | 0 | 0 | 0 | 0 | 0 | 0 | 0 | 1.1534e-14 | -2.1233e-13 | -1.8526e-13 | 5.9137e-14 | 1.9372e-13 | 1.333e-13 | -7.4987e-11 | -2.1725e-13 | -1.7982e-13 | -3.9993e-10 | 1.6284e-13 | 1.6971e-13 | 0 | 0 | 0 | 0 | 0 | 0 | 0.1304 | 1.5818e-05 | 1.4558e-05 | 0.1304 | 1.5825e-05 | 1.4564e-05 | -82.1019 | -101.0222 | -161.0504 | -82.1019 | -101.0164 | -161.0562
Line13_13_14 | 0 | 0 | 0 | 0 | 0 | 0 | 0 | 0 | 0 | 0 | 0 | 0 | 3.8749e-15 | -7.0775e-14 | -6.1753e-14 | 6.68e-14 | 5.2109e-14 | 9.7224e-15 | -2.4996e-11 | -7.2417e-14 | -5.994e-14 | -4.4992e-10 | 1.7923e-14 | 4.9775e-14 | 0 | 0 | 0 | 0 | 0 | 0 | 0.1304 | 1.5818e-05 | 1.4558e-05 | 0.1304 | 1.582e-05 | 1.456e-05 | -82.1019 | -101.0222 | -161.0504 | -82.1019 | -101.0198 | -161.0531
Line14_15_16 | 0 | 0 | 0 | 0 | 0 | 0 | 0 | 0 | 0 | 0 | 0 | 0 | 7.5957e-15 | -1.416e-13 | -1.2357e-13 | 6.3118e-14 | 1.2295e-13 | 7.1543e-14 | -4.9991e-11 | -1.4491e-13 | -1.1992e-13 | -4.2493e-10 | 9.0423e-14 | 1.0978e-13 | 0 | 0 | 0 | 0 | 0 | 0 | 0.1304 | 1.5825e-05 | 1.4564e-05 | 0.1304 | 1.583e-05 | 1.4568e-05 | -82.1019 | -101.0164 | -161.0562 | -82.1019 | -101.0123 | -161.0605
Line15_16_17 | 0 | 0 | 0 | 0 | 0 | 0 | 0 | 0 | 0 | 0 | 0 | 0 | 3.8123e-15 | -7.0814e-14 | -6.1809e-14 | 6.6908e-14 | 5.2144e-14 | 9.7382e-15 | -2.4996e-11 | -7.2483e-14 | -5.9973e-14 | -4.4992e-10 | 1.7945e-14 | 4.981e-14 | 0 | 0 | 0 | 0 | 0 | 0 | 0.1304 | 1.583e-05 | 1.4568e-05 | 0.1304 | 1.5832e-05 | 1.457e-05 | -82.1019 | -101.0123 | -161.0605 | -82.1019 | -101.0099 | -161.0631
Line16_4_18 | 0 | 0 | 0 | 0 | 0 | 0 | 0 | 0 | 0 | 0 | 0 | 0 | 3.5059e-15 | 1.2486e-12 | 1.0512e-12 | 6.6664e-14 | -1.2644e-12 | -1.0992e-12 | -2.4995e-11 | 1.2391e-12 | 1.0631e-12 | -4.4992e-10 | -1.2888e-12 | -1.0708e-12 | 0 | 0 | 0 | 0 | 0 | 0 | 0.1304 | 1.5713e-05 | 1.4462e-05 | 0.1304 | 1.5669e-05 | 1.4421e-05 | -82.1019 | -101.0989 | -160.9765 | -82.1019 | -101.1305 | -160.9465
Line17_5_19 | 0 | 0 | 0 | 0 | 0 | 0 | 0 | 0 | 0 | 0 | 0 | 0 | 3.7026e-15 | -7.0568e-14 | -6.1484e-14 | 6.6783e-14 | 5.193e-14 | 9.651e-15 | -2.4996e-11 | -7.2097e-14 | -5.9765e-14 | -4.4992e-10 | 1.7818e-14 | 4.96e-14 | 0 | 0 | 0 | 0 | 0 | 0 | 0.1304 | 1.576e-05 | 1.4504e-05 | 0.1304 | 1.5762e-05 | 1.4506e-05 | -82.1019 | -101.065 | -161.0091 | -82.1019 | -101.0626 | -161.0117
Line1_1_3 | 0 | 0 | 0 | 0 | 0 | 0 | 0 | 0 | 0 | 0 | 0 | 0 | 2.9989e-14 | -5.6442e-13 | -4.9169e-13 | 4.0434e-14 | 5.4632e-13 | 4.4052e-13 | -1.9997e-10 | -5.7657e-13 | -4.7802e-13 | -2.7495e-10 | 5.2309e-13 | 4.6832e-13 | 0 | 0 | 0 | 0 | 0 | 0 | 0.1304 | 1.5755e-05 | 1.45e-05 | 0.1304 | 1.5775e-05 | 1.4518e-05 | -82.1019 | -101.0692 | -161.0048 | -82.1019 | -101.0548 | -161.0186
Line2_1_4 | 0 | 0 | 0 | 0 | 0 | 0 | 0 | 0 | 0 | 0 | 0 | 0 | 6.9706e-15 | 1.1808e-12 | 9.9303e-13 | 6.3328e-14 | -1.1968e-12 | -1.0416e-12 | -4.9991e-11 | 1.1709e-12 | 1.0056e-12 | -4.2493e-10 | -1.2213e-12 | -1.0136e-12 | 0 | 0 | 0 | 0 | 0 | 0 | 0.1304 | 1.5755e-05 | 1.45e-05 | 0.1304 | 1.5713e-05 | 1.4462e-05 | -82.1019 | -101.0692 | -161.0048 | -82.1019 | -101.0989 | -160.9765
Line3_1_5 | 0 | 0 | 0 | 0 | 0 | 0 | 0 | 0 | 0 | 0 | 0 | 0 | 7.2467e-15 | -1.4111e-13 | -1.2292e-13 | 6.317e-14 | 1.2249e-13 | 7.1131e-14 | -4.9991e-11 | -1.4414e-13 | -1.195e-13 | -4.2493e-10 | 8.9911e-14 | 1.0936e-13 | 0 | 0 | 0 | 0 | 0 | 0 | 0.1304 | 1.5755e-05 | 1.45e-05 | 0.1304 | 1.576e-05 | 1.4504e-05 | -82.1019 | -101.0692 | -161.0048 | -82.1019 | -101.065 | -161.0091
Line4_2_6 | 0 | 0 | 0 | 0 | 0 | 0 | 0 | 0 | 0 | 0 | 0 | 0 | 1.8752e-14 | -3.5302e-13 | -3.0764e-13 | 5.1799e-14 | 3.3457e-13 | 2.5601e-13 | -1.2498e-10 | -3.6076e-13 | -2.9898e-13 | -3.4994e-10 | 3.0672e-13 | 2.8898e-13 | 0 | 0 | 0 | 0 | 0 | 0 | 0.1304 | 1.577e-05 | 1.4513e-05 | 0.1304 | 1.5782e-05 | 1.4524e-05 | -82.1019 | -101.0582 | -161.0154 | -82.1019 | -101.049 | -161.0245
Line5_6_7 | 0 | 0 | 0 | 0 | 0 | 0 | 0 | 0 | 0 | 0 | 0 | 0 | 1.5039e-14 | -2.8258e-13 | -2.4634e-13 | 5.5523e-14 | 2.6406e-13 | 1.9457e-13 | -9.9983e-11 | -2.8887e-13 | -2.3932e-13 | -3.7493e-10 | 2.3468e-13 | 2.2927e-13 | 0 | 0 | 0 | 0 | 0 | 0 | 0.1304 | 1.5782e-05 | 1.4524e-05 | 0.1304 | 1.5791e-05 | 1.4533e-05 | -82.1019 | -101.049 | -161.0245 | -82.1019 | -101.0415 | -161.0319
Line6_7_8 | 0 | 0 | 0 | 0 | 0 | 0 | 0 | 0 | 0 | 0 | 0 | 0 | 1.1372e-14 | -2.1204e-13 | -1.8489e-13 | 5.9225e-14 | 1.9345e-13 | 1.3302e-13 | -7.4987e-11 | -2.1681e-13 | -1.7958e-13 | -3.9993e-10 | 1.625e-13 | 1.6947e-13 | 0 | 0 | 0 | 0 | 0 | 0 | 0.1304 | 1.5791e-05 | 1.4533e-05 | 0.1304 | 1.5798e-05 | 1.454e-05 | -82.1019 | -101.0415 | -161.0319 | -82.1019 | -101.0357 | -161.0377
Line7_8_9 | 0 | 0 | 0 | 0 | 0 | 0 | 0 | 0 | 0 | 0 | 0 | 0 | 3.8687e-15 | -7.0703e-14 | -6.1663e-14 | 6.6699e-14 | 5.2048e-14 | 9.6993e-15 | -2.4996e-11 | -7.231e-14 | -5.9879e-14 | -4.4992e-10 | 1.7888e-14 | 4.9715e-14 | 0 | 0 | 0 | 0 | 0 | 0 | 0.1304 | 1.5798e-05 | 1.454e-05 | 0.1304 | 1.58e-05 | 1.4541e-05 | -82.1019 | -101.0357 | -161.0377 | -82.1019 | -101.0333 | -161.0404
Line8_8_10 | 0 | 0 | 0 | 0 | 0 | 0 | 0 | 0 | 0 | 0 | 0 | 0 | 3.8304e-15 | -7.0703e-14 | -6.1663e-14 | 6.674e-14 | 5.2048e-14 | 9.6993e-15 | -2.4996e-11 | -7.231e-14 | -5.9879e-14 | -4.4992e-10 | 1.7888e-14 | 4.9715e-14 | 0 | 0 | 0 | 0 | 0 | 0 | 0.1304 | 1.5798e-05 | 1.454e-05 | 0.1304 | 1.58e-05 | 1.4541e-05 | -82.1019 | -101.0357 | -161.0377 | -82.1019 | -101.0333 | -161.0404
Line9_3_11 | 0 | 0 | 0 | 0 | 0 | 0 | 0 | 0 | 0 | 0 | 0 | 0 | 2.6379e-14 | -4.9435e-13 | -4.3086e-13 | 4.4137e-14 | 4.7611e-13 | 3.7947e-13 | -1.7497e-10 | -5.0525e-13 | -4.1868e-13 | -2.9995e-10 | 4.515e-13 | 4.0886e-13 | 0 | 0 | 0 | 0 | 0 | 0 | 0.1304 | 1.5775e-05 | 1.4518e-05 | 0.1304 | 1.5791e-05 | 1.4534e-05 | -82.1019 | -101.0548 | -161.0186 | -82.1019 | -101.0422 | -161.0308

## LLG_min_fault_10
name | pf_ikss_a_from_ka | pf_ikss_b_from_ka | pf_ikss_c_from_ka | pf_ikss_a_to_ka | pf_ikss_b_to_ka | pf_ikss_c_to_ka | pf_skss_a_from_mw | pf_skss_b_from_mw | pf_skss_c_from_mw | pf_skss_a_to_mw | pf_skss_b_to_mw | pf_skss_c_to_mw | pf_p_a_from_mw | pf_p_b_from_mw | pf_p_c_from_mw | pf_p_a_to_mw | pf_p_b_to_mw | pf_p_c_to_mw | pf_q_a_from_mvar | pf_q_b_from_mvar | pf_q_c_from_mvar | pf_q_a_to_mvar | pf_q_b_to_mvar | pf_q_c_to_mvar | pf_ikss_a_from_degree | pf_ikss_b_from_degree | pf_ikss_c_from_degree | pf_ikss_a_to_degree | pf_ikss_b_to_degree | pf_ikss_c_to_degree | pf_vm_a_from_pu | pf_vm_b_from_pu | pf_vm_c_from_pu | pf_vm_a_to_pu | pf_vm_b_to_pu | pf_vm_c_to_pu | pf_va_a_from_degree | pf_va_b_from_degree | pf_va_c_from_degree | pf_va_a_to_degree | pf_va_b_to_degree | pf_va_c_to_degree
Line0_1_2 | 0 | 0 | 0 | 0 | 0 | 0 | 0 | 0 | 0 | 0 | 0 | 0 | 2.0064e-14 | -3.7993e-13 | -3.3097e-13 | 4.3174e-14 | 3.6347e-13 | 2.8478e-13 | -1.346e-10 | -3.8811e-13 | -3.2177e-13 | -2.9164e-10 | 3.3978e-13 | 3.1287e-13 | 0 | 0 | 0 | 0 | 0 | 0 | 0.12354 | 1.4926e-05 | 1.3737e-05 | 0.12354 | 1.494e-05 | 1.375e-05 | -82.1019 | -101.0692 | -161.0048 | -82.1019 | -101.0582 | -161.0154
Line10_11_12 | 0 | 0 | 0 | 0 | 0 | 0 | 0 | 0 | 0 | 0 | 0 | 0 | 2.0407e-14 | -3.8062e-13 | -3.3188e-13 | 4.2955e-14 | 3.6415e-13 | 2.8558e-13 | -1.346e-10 | -3.8918e-13 | -3.2236e-13 | -2.9164e-10 | 3.4074e-13 | 3.1346e-13 | 0 | 0 | 0 | 0 | 0 | 0 | 0.12354 | 1.496e-05 | 1.3769e-05 | 0.12354 | 1.4974e-05 | 1.3781e-05 | -82.1019 | -101.0422 | -161.0308 | -82.1019 | -101.0313 | -161.0414
Line11_12_13 | 0 | 0 | 0 | 0 | 0 | 0 | 0 | 0 | 0 | 0 | 0 | 0 | 1.7047e-14 | -3.1742e-13 | -2.7687e-13 | 4.6389e-14 | 3.0085e-13 | 2.3042e-13 | -1.1217e-10 | -3.2468e-13 | -2.6883e-13 | -3.1407e-10 | 2.7606e-13 | 2.5986e-13 | 0 | 0 | 0 | 0 | 0 | 0 | 0.12354 | 1.4974e-05 | 1.3781e-05 | 0.12354 | 1.4985e-05 | 1.3792e-05 | -82.1019 | -101.0313 | -161.0414 | -82.1019 | -101.0222 | -161.0504
Line12_13_15 | 0 | 0 | 0 | 0 | 0 | 0 | 0 | 0 | 0 | 0 | 0 | 0 | 1.0317e-14 | -1.9056e-13 | -1.6627e-13 | 5.3187e-14 | 1.7387e-13 | 1.1964e-13 | -6.7302e-11 | -1.9499e-13 | -1.6139e-13 | -3.5894e-10 | 1.4615e-13 | 1.5232e-13 | 0 | 0 | 0 | 0 | 0 | 0 | 0.12354 | 1.4985e-05 | 1.3792e-05 | 0.12354 | 1.4992e-05 | 1.3798e-05 | -82.1019 | -101.0222 | -161.0504 | -82.1019 | -101.0164 | -161.0562
Line13_13_14 | 0 | 0 | 0 | 0 | 0 | 0 | 0 | 0 | 0 | 0 | 0 | 0 | 3.4882e-15 | -6.3521e-14 | -5.5424e-14 | 5.9964e-14 | 4.6769e-14 | 8.726e-15 | -2.2434e-11 | -6.4995e-14 | -5.3797e-14 | -4.0381e-10 | 1.6086e-14 | 4.4674e-14 | 0 | 0 | 0 | 0 | 0 | 0 | 0.12354 | 1.4985e-05 | 1.3792e-05 | 0.12354 | 1.4987e-05 | 1.3793e-05 | -82.1019 | -101.0222 | -161.0504 | -82.1019 | -101.0198 | -161.0531
Line14_15_16 | 0 | 0 | 0 | 0 | 0 | 0 | 0 | 0 | 0 | 0 | 0 | 0 | 6.8272e-15 | -1.2709e-13 | -1.1091e-13 | 5.6649e-14 | 1.1035e-13 | 6.4211e-14 | -4.4868e-11 | -1.3006e-13 | -1.0763e-13 | -3.8137e-10 | 8.1155e-14 | 9.8526e-14 | 0 | 0 | 0 | 0 | 0 | 0 | 0.12354 | 1.4992e-05 | 1.3798e-05 | 0.12354 | 1.4996e-05 | 1.3802e-05 | -82.1019 | -101.0164 | -161.0562 | -82.1019 | -101.0123 | -161.0605
Line15_16_17 | 0 | 0 | 0 | 0 | 0 | 0 | 0 | 0 | 0 | 0 | 0 | 0 | 3.4236e-15 | -6.3556e-14 | -5.5474e-14 | 6.0073e-14 | 4.68e-14 | 8.7401e-15 | -2.2434e-11 | -6.5054e-14 | -5.3826e-14 | -4.0381e-10 | 1.6106e-14 | 4.4705e-14 | 0 | 0 | 0 | 0 | 0 | 0 | 0.12354 | 1.4996e-05 | 1.3802e-05 | 0.12354 | 1.4998e-05 | 1.3803e-05 | -82.1019 | -101.0123 | -161.0605 | -82.1019 | -101.0099 | -161.0631
Line16_4_18 | 0 | 0 | 0 | 0 | 0 | 0 | 0 | 0 | 0 | 0 | 0 | 0 | 3.1798e-15 | 1.1206e-12 | 9.4344e-13 | 5.9833e-14 | -1.1348e-12 | -9.8655e-13 | -2.2433e-11 | 1.1121e-12 | 9.5412e-13 | -4.0381e-10 | -1.1567e-12 | -9.6107e-13 | 0 | 0 | 0 | 0 | 0 | 0 | 0.12354 | 1.4886e-05 | 1.3701e-05 | 0.12354 | 1.4844e-05 | 1.3662e-05 | -82.1019 | -101.0989 | -160.9765 | -82.1019 | -101.1305 | -160.9465
Line17_5_19 | 0 | 0 | 0 | 0 | 0 | 0 | 0 | 0 | 0 | 0 | 0 | 0 | 3.2936e-15 | -6.3335e-14 | -5.5182e-14 | 5.9972e-14 | 4.6608e-14 | 8.6618e-15 | -2.2434e-11 | -6.4708e-14 | -5.3639e-14 | -4.0381e-10 | 1.5992e-14 | 4.4516e-14 | 0 | 0 | 0 | 0 | 0 | 0 | 0.12354 | 1.493e-05 | 1.3741e-05 | 0.12354 | 1.4932e-05 | 1.3743e-05 | -82.1019 | -101.065 | -161.0091 | -82.1019 | -101.0626 | -161.0117
Line1_1_3 | 0 | 0 | 0 | 0 | 0 | 0 | 0 | 0 | 0 | 0 | 0 | 0 | 2.7023e-14 | -5.0657e-13 | -4.413e-13 | 3.6223e-14 | 4.9033e-13 | 3.9537e-13 | -1.7947e-10 | -5.1748e-13 | -4.2903e-13 | -2.4677e-10 | 4.6947e-13 | 4.2032e-13 | 0 | 0 | 0 | 0 | 0 | 0 | 0.12354 | 1.4926e-05 | 1.3737e-05 | 0.12354 | 1.4944e-05 | 1.3754e-05 | -82.1019 | -101.0692 | -161.0048 | -82.1019 | -101.0548 | -161.0186
Line2_1_4 | 0 | 0 | 0 | 0 | 0 | 0 | 0 | 0 | 0 | 0 | 0 | 0 | 6.3288e-15 | 1.0597e-12 | 8.9125e-13 | 5.6805e-14 | -1.0742e-12 | -9.3483e-13 | -4.4867e-11 | 1.0509e-12 | 9.0255e-13 | -3.8137e-10 | -1.0962e-12 | -9.0974e-13 | 0 | 0 | 0 | 0 | 0 | 0 | 0.12354 | 1.4926e-05 | 1.3737e-05 | 0.12354 | 1.4886e-05 | 1.3701e-05 | -82.1019 | -101.0692 | -161.0048 | -82.1019 | -101.0989 | -160.9765
Line3_1_5 | 0 | 0 | 0 | 0 | 0 | 0 | 0 | 0 | 0 | 0 | 0 | 0 | 6.6032e-15 | -1.2664e-13 | -1.1032e-13 | 5.6629e-14 | 1.0994e-13 | 6.3841e-14 | -4.4867e-11 | -1.2937e-13 | -1.0726e-13 | -3.8137e-10 | 8.0695e-14 | 9.815e-14 | 0 | 0 | 0 | 0 | 0 | 0 | 0.12354 | 1.4926e-05 | 1.3737e-05 | 0.12354 | 1.493e-05 | 1.3741e-05 | -82.1019 | -101.0692 | -161.0048 | -82.1019 | -101.065 | -161.0091
Line4_2_6 | 0 | 0 | 0 | 0 | 0 | 0 | 0 | 0 | 0 | 0 | 0 | 0 | 1.6758e-14 | -3.1684e-13 | -2.7611e-13 | 4.6492e-14 | 3.0028e-13 | 2.2977e-13 | -1.1217e-10 | -3.2378e-13 | -2.6833e-13 | -3.1407e-10 | 2.7529e-13 | 2.5937e-13 | 0 | 0 | 0 | 0 | 0 | 0 | 0.12354 | 1.494e-05 | 1.375e-05 | 0.12354 | 1.4951e-05 | 1.376e-05 | -82.1019 | -101.0582 | -161.0154 | -82.1019 | -101.049 | -161.0245
Line5_6_7 | 0 | 0 | 0 | 0 | 0 | 0 | 0 | 0 | 0 | 0 | 0 | 0 | 1.345e-14 | -2.5362e-13 | -2.2109e-13 | 4.9876e-14 | 2.3699e-13 | 1.7463e-13 | -8.9735e-11 | -2.5926e-13 | -2.148e-13 | -3.3651e-10 | 2.1063e-13 | 2.0577e-13 | 0 | 0 | 0 | 0 | 0 | 0 | 0.12354 | 1.4951e-05 | 1.376e-05 | 0.12354 | 1.496e-05 | 1.3768e-05 | -82.1019 | -101.049 | -161.0245 | -82.1019 | -101.0415 | -161.0319
Line6_7_8 | 0 | 0 | 0 | 0 | 0 | 0 | 0 | 0 | 0 | 0 | 0 | 0 | 1.0248e-14 | -1.903e-13 | -1.6594e-13 | 5.3128e-14 | 1.7362e-13 | 1.1939e-13 | -6.7301e-11 | -1.9459e-13 | -1.6117e-13 | -3.5894e-10 | 1.4585e-13 | 1.521e-13 | 0 | 0 | 0 | 0 | 0 | 0 | 0.12354 | 1.496e-05 | 1.3768e-05 | 0.12354 | 1.4967e-05 | 1.3774e-05 | -82.1019 | -101.0415 | -161.0319 | -82.1019 | -101.0357 | -161.0377
Line7_8_9 | 0 | 0 | 0 | 0 | 0 | 0 | 0 | 0 | 0 | 0 | 0 | 0 | 3.4095e-15 | -6.3456e-14 | -5.5343e-14 | 5.9994e-14 | 4.6714e-14 | 8.7052e-15 | -2.2434e-11 | -6.4898e-14 | -5.3742e-14 | -4.0381e-10 | 1.6055e-14 | 4.462e-14 | 0 | 0 | 0 | 0 | 0 | 0 | 0.12354 | 1.4967e-05 | 1.3774e-05 | 0.12354 | 1.4969e-05 | 1.3776e-05 | -82.1019 | -101.0357 | -161.0377 | -82.1019 | -101.0333 | -161.0404
Line8_8_10 | 0 | 0 | 0 | 0 | 0 | 0 | 0 | 0 | 0 | 0 | 0 | 0 | 3.4198e-15 | -6.3456e-14 | -5.5343e-14 | 5.9975e-14 | 4.6714e-14 | 8.7052e-15 | -2.2434e-11 | -6.4898e-14 | -5.3742e-14 | -4.0381e-10 | 1.6055e-14 | 4.462e-14 | 0 | 0 | 0 | 0 | 0 | 0 | 0.12354 | 1.4967e-05 | 1.3774e-05 | 0.12354 | 1.4969e-05 | 1.3776e-05 | -82.1019 | -101.0357 | -161.0377 | -82.1019 | -101.0333 | -161.0404
Line9_3_11 | 0 | 0 | 0 | 0 | 0 | 0 | 0 | 0 | 0 | 0 | 0 | 0 | 2.373e-14 | -4.4368e-13 | -3.867e-13 | 3.9631e-14 | 4.2731e-13 | 3.4057e-13 | -1.5704e-10 | -4.5346e-13 | -3.7576e-13 | -2.692e-10 | 4.0522e-13 | 3.6695e-13 | 0 | 0 | 0 | 0 | 0 | 0 | 0.12354 | 1.4944e-05 | 1.3754e-05 | 0.12354 | 1.496e-05 | 1.3769e-05 | -82.1019 | -101.0548 | -161.0186 | -82.1019 | -101.0422 | -161.0308