## LLL_max_6
name | pf_ikss_from_ka | pf_ikss_to_ka | pf_ip_from_ka | pf_ip_to_ka | pf_skss_from_mw | pf_skss_to_mw | pf_p_from_mw | pf_p_to_mw | pf_q_from_mvar | pf_q_to_mvar | pf_ikss_from_degree | pf_ikss_to_degree | pf_vm_from_pu | pf_vm_to_pu | pf_va_from_degree | pf_va_to_degree
Line0_1_2 | 0 | 0 | 0 | 0 | 0 | 0 | 0 | 0 | 0 | 0 | 0 | 0 | 0.70184 | 0.70184 | -7.4193 | -7.4193
Line10_11_12 | 0 | 0 | 0 | 0 | 0 | 0 | 0 | 0 | 0 | 0 | 0 | 0 | 0.70184 | 0.70184 | -7.4193 | -7.4193
Line11_12_13 | 0 | 0 | 0 | 0 | 0 | 0 | 0 | 0 | 0 | 0 | 0 | 0 | 0.70184 | 0.70184 | -7.4193 | -7.4193
Line12_13_15 | 0 | 0 | 0 | 0 | 0 | 0 | 0 | 0 | 0 | 0 | 0 | 0 | 0.70184 | 0.70184 | -7.4193 | -7.4193
Line13_13_14 | 0 | 0 | 0 | 0 | 0 | 0 | 0 | 0 | 0 | 0 | 0 | 0 | 0.70184 | 0.70184 | -7.4193 | -7.4193
Line14_15_16 | 0 | 0 | 0 | 0 | 0 | 0 | 0 | 0 | 0 | 0 | 0 | 0 | 0.70184 | 0.70184 | -7.4193 | -7.4193
Line15_16_17 | 0 | 0 | 0 | 0 | 0 | 0 | 0 | 0 | 0 | 0 | 0 | 0 | 0.70184 | 0.70184 | -7.4193 | -7.4193
Line16_4_18 | 3.6243 | 3.6243 | 0 | 7.0007 | 2.511 | 2.511 | 0.39406 | -1e-07 | 0.78812 | -1e-07 | -70.8543 | 109.1457 | 0.35092 | 0 | -7.4193 | 0
Line17_5_19 | 0 | 0 | 0 | 0 | 0 | 0 | 0 | 0 | 0 | 0 | 0 | 0 | 0.70184 | 0.70184 | -7.4193 | -7.4193
Line1_1_3 | 0 | 0 | 0 | 0 | 0 | 0 | 0 | 0 | 0 | 0 | 0 | 0 | 0.70184 | 0.70184 | -7.4193 | -7.4193
Line2_1_4 | 3.6243 | 3.6243 | 0 | 0 | 2.511 | 2.511 | 0.78812 | -0.39406 | 1.5762 | -0.78812 | -70.8543 | 109.1457 | 0.70184 | 0.35092 | -7.4193 | -7.4193
Line3_1_5 | 0 | 0 | 0 | 0 | 0 | 0 | 0 | 0 | 0 | 0 | 0 | 0 | 0.70184 | 0.70184 | -7.4193 | -7.4193
Line4_2_6 | 0 | 0 | 0 | 0 | 0 | 0 | 0 | 0 | 0 | 0 | 0 | 0 | 0.70184 | 0.70184 | -7.4193 | -7.4193
Line5_6_7 | 0 | 0 | 0 | 0 | 0 | 0 | 0 | 0 | 0 | 0 | 0 | 0 | 0.70184 | 0.70184 | -7.4193 | -7.4193
Line6_7_8 | 0 | 0 | 0 | 0 | 0 | 0 | 0 | 0 | 0 | 0 | 0 | 0 | 0.70184 | 0.70184 | -7.4193 | -7.4193
Line7_8_9 | 0 | 0 | 0 | 0 | 0 | 0 | 0 | 0 | 0 | 0 | 0 | 0 | 0.70184 | 0.70184 | -7.4193 | -7.4193
Line8_8_10 | 0 | 0 | 0 | 0 | 0 | 0 | 0 | 0 | 0 | 0 | 0 | 0 | 0.70184 | 0.70184 | -7.4193 | -7.4193
Line9_3_11 | 0 | 0 | 0 | 0 | 0 | 0 | 0 | 0 | 0 | 0 | 0 | 0 | 0.70184 | 0.70184 | -7.4193 | -7.4193

## LLL_max_10
name | pf_ikss_from_ka | pf_ikss_to_ka | pf_ip_from_ka | pf_ip_to_ka | pf_skss_from_mw | pf_skss_to_mw | pf_p_from_mw | pf_p_to_mw | pf_q_from_mvar | pf_q_to_mvar | pf_ikss_from_degree | pf_ikss_to_degree | pf_vm_from_pu | pf_vm_to_pu | pf_va_from_degree | pf_va_to_degree
Line0_1_2 | 0 | 0 | 0 | 0 | 0 | 0 | 0 | 0 | 0 | 0 | 0 | 0 | 0.72372 | 0.72372 | -7.6495 | -7.6495
Line10_11_12 | 0 | 0 | 0 | 0 | 0 | 0 | 0 | 0 | 0 | 0 | 0 | 0 | 0.72372 | 0.72372 | -7.6495 | -7.6495
Line11_12_13 | 0 | 0 | 0 | 0 | 0 | 0 | 0 | 0 | 0 | 0 | 0 | 0 | 0.72372 | 0.72372 | -7.6495 | -7.6495
Line12_13_15 | 0 | 0 | 0 | 0 | 0 | 0 | 0 | 0 | 0 | 0 | 0 | 0 | 0.72372 | 0.72372 | -7.6495 | -7.6495
Line13_13_14 | 0 | 0 | 0 | 0 | 0 | 0 | 0 | 0 | 0 | 0 | 0 | 0 | 0.72372 | 0.72372 | -7.6495 | -7.6495
Line14_15_16 | 0 | 0 | 0 | 0 | 0 | 0 | 0 | 0 | 0 | 0 | 0 | 0 | 0.72372 | 0.72372 | -7.6495 | -7.6495
Line15_16_17 | 0 | 0 | 0 | 0 | 0 | 0 | 0 | 0 | 0 | 0 | 0 | 0 | 0.72372 | 0.72372 | -7.6495 | -7.6495
Line16_4_18 | 3.7373 | 3.7373 | 0 | 7.2438 | 2.5893 | 2.5893 | 0.41902 | -1e-07 | 0.83803 | -1e-07 | -71.0844 | 108.9156 | 0.36186 | 0 | -7.6495 | 0
Line17_5_19 | 0 | 0 | 0 | 0 | 0 | 0 | 0 | 0 | 0 | 0 | 0 | 0 | 0.72372 | 0.72372 | -7.6495 | -7.6495
Line1_1_3 | 0 | 0 | 0 | 0 | 0 | 0 | 0 | 0 | 0 | 0 | 0 | 0 | 0.72372 | 0.72372 | -7.6495 | -7.6495
Line2_1_4 | 3.7373 | 3.7373 | 0 | 0 | 2.5893 | 2.5893 | 0.83803 | -0.41902 | 1.6761 | -0.83803 | -71.0844 | 108.9156 | 0.72372 | 0.36186 | -7.6495 | -7.6495
Line3_1_5 | 0 | 0 | 0 | 0 | 0 | 0 | 0 | 0 | 0 | 0 | 0 | 0 | 0.72372 | 0.72372 | -7.6495 | -7.6495
Line4_2_6 | 0 | 0 | 0 | 0 | 0 | 0 | 0 | 0 | 0 | 0 | 0 | 0 | 0.72372 | 0.72372 | -7.6495 | -7.6495
Line5_6_7 | 0 | 0 | 0 | 0 | 0 | 0 | 0 | 0 | 0 | 0 | 0 | 0 | 0.72372 | 0.72372 | -7.6495 | -7.6495
Line6_7_8 | 0 | 0 | 0 | 0 | 0 | 0 | 0 | 0 | 0 | 0 | 0 | 0 | 0.72372 | 0.72372 | -7.6495 | -7.6495
Line7_8_9 | 0 | 0 | 0 | 0 | 0 | 0 | 0 | 0 | 0 | 0 | 0 | 0 | 0.72372 | 0.72372 | -7.6495 | -7.6495
Line8_8_10 | 0 | 0 | 0 | 0 | 0 | 0 | 0 | 0 | 0 | 0 | 0 | 0 | 0.72372 | 0.72372 | -7.6495 | -7.6495
Line9_3_11 | 0 | 0 | 0 | 0 | 0 | 0 | 0 | 0 | 0 | 0 | 0 | 0 | 0.72372 | 0.72372 | -7.6495 | -7.6495

## LLL_max_fault_6
name | pf_ikss_from_ka | pf_ikss_to_ka | pf_ip_from_ka | pf_ip_to_ka | pf_skss_from_mw | pf_skss_to_mw | pf_p_from_mw | pf_p_to_mw | pf_q_from_mvar | pf_q_to_mvar | pf_ikss_from_degree | pf_ikss_to_degree | pf_vm_from_pu | pf_vm_to_pu | pf_va_from_degree | pf_va_to_degree
Line0_1_2 | 0 | 0 | 0 | 0 | 0 | 0 | 0 | 0 | 0 | 0 | 0 | 0 | 1.0474 | 1.0474 | -0.12051 | -0.12051
Line10_11_12 | 0 | 0 | 0 | 0 | 0 | 0 | 0 | 0 | 0 | 0 | 0 | 0 | 1.0474 | 1.0474 | -0.12051 | -0.12051
Line11_12_13 | 0 | 0 | 0 | 0 | 0 | 0 | 0 | 0 | 0 | 0 | 0 | 0 | 1.0474 | 1.0474 | -0.12051 | -0.12051
Line12_13_15 | 0 | 0 | 0 | 0 | 0 | 0 | 0 | 0 | 0 | 0 | 0 | 0 | 1.0474 | 1.0474 | -0.12051 | -0.12051
Line13_13_14 | 0 | 0 | 0 | 0 | 0 | 0 | 0 | 0 | 0 | 0 | 0 | 0 | 1.0474 | 1.0474 | -0.12051 | -0.12051
Line14_15_16 | 0 | 0 | 0 | 0 | 0 | 0 | 0 | 0 | 0 | 0 | 0 | 0 | 1.0474 | 1.0474 | -0.12051 | -0.12051
Line15_16_17 | 0 | 0 | 0 | 0 | 0 | 0 | 0 | 0 | 0 | 0 | 0 | 0 | 1.0474 | 1.0474 | -0.12051 | -0.12051
Line16_4_18 | 0.034003 | 0.034003 | 0 | 0.065681 | 0.023558 | 0.023558 | 0.017378 | -0.017343 | 0.017412 | -0.017343 | -45.2344 | 134.7656 | 1.0442 | 1.0411 | -0.17729 | -0.23442
Line17_5_19 | 0 | 0 | 0 | 0 | 0 | 0 | 0 | 0 | 0 | 0 | 0 | 0 | 1.0474 | 1.0474 | -0.12051 | -0.12051
Line1_1_3 | 0 | 0 | 0 | 0 | 0 | 0 | 0 | 0 | 0 | 0 | 0 | 0 | 1.0474 | 1.0474 | -0.12051 | -0.12051
Line2_1_4 | 0.034003 | 0.034003 | 0 | 0 | 0.023558 | 0.023558 | 0.017412 | -0.017378 | 0.017482 | -0.017412 | -45.2344 | 134.7656 | 1.0474 | 1.0442 | -0.12051 | -0.17729
Line3_1_5 | 0 | 0 | 0 | 0 | 0 | 0 | 0 | 0 | 0 | 0 | 0 | 0 | 1.0474 | 1.0474 | -0.12051 | -0.12051
Line4_2_6 | 0 | 0 | 0 | 0 | 0 | 0 | 0 | 0 | 0 | 0 | 0 | 0 | 1.0474 | 1.0474 | -0.12051 | -0.12051
Line5_6_7 | 0 | 0 | 0 | 0 | 0 | 0 | 0 | 0 | 0 | 0 | 0 | 0 | 1.0474 | 1.0474 | -0.12051 | -0.12051
Line6_7_8 | 0 | 0 | 0 | 0 | 0 | 0 | 0 | 0 | 0 | 0 | 0 | 0 | 1.0474 | 1.0474 | -0.12051 | -0.12051
Line7_8_9 | 0 | 0 | 0 | 0 | 0 | 0 | 0 | 0 | 0 | 0 | 0 | 0 | 1.0474 | 1.0474 | -0.12051 | -0.12051
Line8_8_10 | 0 | 0 | 0 | 0 | 0 | 0 | 0 | 0 | 0 | 0 | 0 | 0 | 1.0474 | 1.0474 | -0.12051 | -0.12051
Line9_3_11 | 0 | 0 | 0 | 0 | 0 | 0 | 0 | 0 | 0 | 0 | 0 | 0 | 1.0474 | 1.0474 | -0.12051 | -0.12051

## LLL_max_fault_10
name | pf_ikss_from_ka | pf_ikss_to_ka | pf_ip_from_ka | pf_ip_to_ka | pf_skss_from_mw | pf_skss_to_mw | pf_p_from_mw | pf_p_to_mw | pf_q_from_mvar | pf_q_to_mvar | pf_ikss_from_degree | pf_ikss_to_degree | pf_vm_from_pu | pf_vm_to_pu | pf_va_from_degree | pf_va_to_degree
Line0_1_2 | 0 | 0 | 0 | 0 | 0 | 0 | 0 | 0 | 0 | 0 | 0 | 0 | 1.0971 | 1.0971 | -0.12619 | -0.12619
Line10_11_12 | 0 | 0 | 0 | 0 | 0 | 0 | 0 | 0 | 0 | 0 | 0 | 0 | 1.0971 | 1.0971 | -0.12619 | -0.12619
Line11_12_13 | 0 | 0 | 0 | 0 | 0 | 0 | 0 | 0 | 0 | 0 | 0 | 0 | 1.0971 | 1.0971 | -0.12619 | -0.12619
Line12_13_15 | 0 | 0 | 0 | 0 | 0 | 0 | 0 | 0 | 0 | 0 | 0 | 0 | 1.0971 | 1.0971 | -0.12619 | -0.12619
Line13_13_14 | 0 | 0 | 0 | 0 | 0 | 0 | 0 | 0 | 0 | 0 | 0 | 0 | 1.0971 | 1.0971 | -0.12619 | -0.12619
Line14_15_16 | 0 | 0 | 0 | 0 | 0 | 0 | 0 | 0 | 0 | 0 | 0 | 0 | 1.0971 | 1.0971 | -0.12619 | -0.12619
Line15_16_17 | 0 | 0 | 0 | 0 | 0 | 0 | 0 | 0 | 0 | 0 | 0 | 0 | 1.0971 | 1.0971 | -0.12619 | -0.12619
Line16_4_18 | 0.035618 | 0.035618 | 0 | 0.069037 | 0.024677 | 0.024677 | 0.019068 | -0.01903 | 0.019106 | -0.01903 | -45.2401 | 134.7599 | 1.0938 | 1.0906 | -0.18297 | -0.2401
Line17_5_19 | 0 | 0 | 0 | 0 | 0 | 0 | 0 | 0 | 0 | 0 | 0 | 0 | 1.0971 | 1.0971 | -0.12619 | -0.12619
Line1_1_3 | 0 | 0 | 0 | 0 | 0 | 0 | 0 | 0 | 0 | 0 | 0 | 0 | 1.0971 | 1.0971 | -0.12619 | -0.12619
Line2_1_4 | 0.035618 | 0.035618 | 0 | 0 | 0.024677 | 0.024677 | 0.019106 | -0.019068 | 0.019182 | -0.019106 | -45.2401 | 134.7599 | 1.0971 | 1.0938 | -0.12619 | -0.18297
Line3_1_5 | 0 | 0 | 0 | 0 | 0 | 0 | 0 | 0 | 0 | 0 | 0 | 0 | 1.0971 | 1.0971 | -0.12619 | -0.12619
Line4_2_6 | 0 | 0 | 0 | 0 | 0 | 0 | 0 | 0 | 0 | 0 | 0 | 0 | 1.0971 | 1.0971 | -0.12619 | -0.12619
Line5_6_7 | 0 | 0 | 0 | 0 | 0 | 0 | 0 | 0 | 0 | 0 | 0 | 0 | 1.0971 | 1.0971 | -0.12619 | -0.12619
Line6_7_8 | 0 | 0 | 0 | 0 | 0 | 0 | 0 | 0 | 0 | 0 | 0 | 0 | 1.0971 | 1.0971 | -0.12619 | -0.12619
Line7_8_9 | 0 | 0 | 0 | 0 | 0 | 0 | 0 | 0 | 0 | 0 | 0 | 0 | 1.0971 | 1.0971 | -0.12619 | -0.12619
Line8_8_10 | 0 | 0 | 0 | 0 | 0 | 0 | 0 | 0 | 0 | 0 | 0 | 0 | 1.0971 | 1.0971 | -0.12619 | -0.12619
Line9_3_11 | 0 | 0 | 0 | 0 | 0 | 0 | 0 | 0 | 0 | 0 | 0 | 0 | 1.0971 | 1.0971 | -0.12619 | -0.12619

## LLL_min_6
name | pf_ikss_from_ka | pf_ikss_to_ka | pf_ip_from_ka | pf_ip_to_ka | pf_skss_from_mw | pf_skss_to_mw | pf_p_from_mw | pf_p_to_mw | pf_q_from_mvar | pf_q_to_mvar | pf_ikss_from_degree | pf_ikss_to_degree | pf_vm_from_pu | pf_vm_to_pu | pf_va_from_degree | pf_va_to_degree
Line0_1_2 | 0 | 0 | 0 | 0 | 0 | 0 | 0 | 0 | 0 | 0 | 0 | 0 | 0.695 | 0.695 | -11.6026 | -11.6026
Line10_11_12 | 0 | 0 | 0 | 0 | 0 | 0 | 0 | 0 | 0 | 0 | 0 | 0 | 0.695 | 0.695 | -11.6026 | -11.6026
Line11_12_13 | 0 | 0 | 0 | 0 | 0 | 0 | 0 | 0 | 0 | 0 | 0 | 0 | 0.695 | 0.695 | -11.6026 | -11.6026
Line12_13_15 | 0 | 0 | 0 | 0 | 0 | 0 | 0 | 0 | 0 | 0 | 0 | 0 | 0.695 | 0.695 | -11.6026 | -11.6026
Line13_13_14 | 0 | 0 | 0 | 0 | 0 | 0 | 0 | 0 | 0 | 0 | 0 | 0 | 0.695 | 0.695 | -11.6026 | -11.6026
Line14_15_16 | 0 | 0 | 0 | 0 | 0 | 0 | 0 | 0 | 0 | 0 | 0 | 0 | 0.695 | 0.695 | -11.6026 | -11.6026
Line15_16_17 | 0 | 0 | 0 | 0 | 0 | 0 | 0 | 0 | 0 | 0 | 0 | 0 | 0.695 | 0.695 | -11.6026 | -11.6026
Line16_4_18 | 2.8946 | 2.8946 | 0 | 4.7808 | 2.0055 | 2.0055 | 0.48263 | -1e-07 | 0.50274 | -1e-07 | -57.7717 | 122.2283 | 0.3475 | 0 | -11.6026 | 0
Line17_5_19 | 0 | 0 | 0 | 0 | 0 | 0 | 0 | 0 | 0 | 0 | 0 | 0 | 0.695 | 0.695 | -11.6026 | -11.6026
Line1_1_3 | 0 | 0 | 0 | 0 | 0 | 0 | 0 | 0 | 0 | 0 | 0 | 0 | 0.695 | 0.695 | -11.6026 | -11.6026
Line2_1_4 | 2.8946 | 2.8946 | 0 | 0 | 2.0055 | 2.0055 | 0.96525 | -0.48263 | 1.0055 | -0.50274 | -57.7717 | 122.2283 | 0.695 | 0.3475 | -11.6026 | -11.6026
Line3_1_5 | 0 | 0 | 0 | 0 | 0 | 0 | 0 | 0 | 0 | 0 | 0 | 0 | 0.695 | 0.695 | -11.6026 | -11.6026
Line4_2_6 | 0 | 0 | 0 | 0 | 0 | 0 | 0 | 0 | 0 | 0 | 0 | 0 | 0.695 | 0.695 | -11.6026 | -11.6026
Line5_6_7 | 0 | 0 | 0 | 0 | 0 | 0 | 0 | 0 | 0 | 0 | 0 | 0 | 0.695 | 0.695 | -11.6026 | -11.6026
Line6_7_8 | 0 | 0 | 0 | 0 | 0 | 0 | 0 | 0 | 0 | 0 | 0 | 0 | 0.695 | 0.695 | -11.6026 | -11.6026
Line7_8_9 | 0 | 0 | 0 | 0 | 0 | 0 | 0 | 0 | 0 | 0 | 0 | 0 | 0.695 | 0.695 | -11.6026 | -11.6026
Line8_8_10 | 0 | 0 | 0 | 0 | 0 | 0 | 0 | 0 | 0 | 0 | 0 | 0 | 0.695 | 0.695 | -11.6026 | -11.6026
Line9_3_11 | 0 | 0 | 0 | 0 | 0 | 0 | 0 | 0 | 0 | 0 | 0 | 0 | 0.695 | 0.695 | -11.6026 | -11.6026

## LLL_min_10
name | pf_ikss_from_ka | pf_ikss_to_ka | pf_ip_from_ka | pf_ip_to_ka | pf_skss_from_mw | pf_skss_to_mw | pf_p_from_mw | pf_p_to_mw | pf_q_from_mvar | pf_q_to_mvar | pf_ikss_from_degree | pf_ikss_to_degree | pf_vm_from_pu | pf_vm_to_pu | pf_va_from_degree | pf_va_to_degree
Line0_1_2 | 0 | 0 | 0 | 0 | 0 | 0 | 0 | 0 | 0 | 0 | 0 | 0 | 0.65842 | 0.65842 | -11.6026 | -11.6026
Line10_11_12 | 0 | 0 | 0 | 0 | 0 | 0 | 0 | 0 | 0 | 0 | 0 | 0 | 0.65842 | 0.65842 | -11.6026 | -11.6026
Line11_12_13 | 0 | 0 | 0 | 0 | 0 | 0 | 0 | 0 | 0 | 0 | 0 | 0 | 0.65842 | 0.65842 | -11.6026 | -11.6026
Line12_13_15 | 0 | 0 | 0 | 0 | 0 | 0 | 0 | 0 | 0 | 0 | 0 | 0 | 0.65842 | 0.65842 | -11.6026 | -11.6026
Line13_13_14 | 0 | 0 | 0 | 0 | 0 | 0 | 0 | 0 | 0 | 0 | 0 | 0 | 0.65842 | 0.65842 | -11.6026 | -11.6026
Line14_15_16 | 0 | 0 | 0 | 0 | 0 | 0 | 0 | 0 | 0 | 0 | 0 | 0 | 0.65842 | 0.65842 | -11.6026 | -11.6026
Line15_16_17 | 0 | 0 | 0 | 0 | 0 | 0 | 0 | 0 | 0 | 0 | 0 | 0 | 0.65842 | 0.65842 | -11.6026 | -11.6026
Line16_4_18 | 2.7423 | 2.7423 | 0 | 4.5292 | 1.8999 | 1.8999 | 0.43316 | -1e-07 | 0.45121 | -1e-07 | -57.7717 | 122.2283 | 0.32921 | 0 | -11.6026 | 0
Line17_5_19 | 0 | 0 | 0 | 0 | 0 | 0 | 0 | 0 | 0 | 0 | 0 | 0 | 0.65842 | 0.65842 | -11.6026 | -11.6026
Line1_1_3 | 0 | 0 | 0 | 0 | 0 | 0 | 0 | 0 | 0 | 0 | 0 | 0 | 0.65842 | 0.65842 | -11.6026 | -11.6026
Line2_1_4 | 2.7423 | 2.7423 | 0 | 0 | 1.8999 | 1.8999 | 0.86632 | -0.43316 | 0.90242 | -0.45121 | -57.7717 | 122.2283 | 0.65842 | 0.32921 | -11.6026 | -11.6026
Line3_1_5 | 0 | 0 | 0 | 0 | 0 | 0 | 0 | 0 | 0 | 0 | 0 | 0 | 0.65842 | 0.65842 | -11.6026 | -11.6026
Line4_2_6 | 0 | 0 | 0 | 0 | 0 | 0 | 0 | 0 | 0 | 0 | 0 | 0 | 0.65842 | 0.65842 | -11.6026 | -11.6026
Line5_6_7 | 0 | 0 | 0 | 0 | 0 | 0 | 0 | 0 | 0 | 0 | 0 | 0 | 0.65842 | 0.65842 | -11.6026 | -11.6026
Line6_7_8 | 0 | 0 | 0 | 0 | 0 | 0 | 0 | 0 | 0 | 0 | 0 | 0 | 0.65842 | 0.65842 | -11.6026 | -11.6026
Line7_8_9 | 0 | 0 | 0 | 0 | 0 | 0 | 0 | 0 | 0 | 0 | 0 | 0 | 0.65842 | 0.65842 | -11.6026 | -11.6026
Line8_8_10 | 0 | 0 | 0 | 0 | 0 | 0 | 0 | 0 | 0 | 0 | 0 | 0 | 0.65842 | 0.65842 | -11.6026 | -11.6026
Line9_3_11 | 0 | 0 | 0 | 0 | 0 | 0 | 0 | 0 | 0 | 0 | 0 | 0 | 0.65842 | 0.65842 | -11.6026 | -11.6026

## LLL_min_fault_6
name | pf_ikss_from_ka | pf_ikss_to_ka | pf_ip_from_ka | pf_ip_to_ka | pf_skss_from_mw | pf_skss_to_mw | pf_p_from_mw | pf_p_to_mw | pf_q_from_mvar | pf_q_to_mvar | pf_ikss_from_degree | pf_ikss_to_degree | pf_vm_from_pu | pf_vm_to_pu | pf_va_from_degree | pf_va_to_degree
Line0_1_2 | 0 | 0 | 0 | 0 | 0 | 0 | 0 | 0 | 0 | 0 | 0 | 0 | 0.94754 | 0.94754 | -0.12527 | -0.12527
Line10_11_12 | 0 | 0 | 0 | 0 | 0 | 0 | 0 | 0 | 0 | 0 | 0 | 0 | 0.94754 | 0.94754 | -0.12527 | -0.12527
Line11_12_13 | 0 | 0 | 0 | 0 | 0 | 0 | 0 | 0 | 0 | 0 | 0 | 0 | 0.94754 | 0.94754 | -0.12527 | -0.12527
Line12_13_15 | 0 | 0 | 0 | 0 | 0 | 0 | 0 | 0 | 0 | 0 | 0 | 0 | 0.94754 | 0.94754 | -0.12527 | -0.12527
Line13_13_14 | 0 | 0 | 0 | 0 | 0 | 0 | 0 | 0 | 0 | 0 | 0 | 0 | 0.94754 | 0.94754 | -0.12527 | -0.12527
Line14_15_16 | 0 | 0 | 0 | 0 | 0 | 0 | 0 | 0 | 0 | 0 | 0 | 0 | 0.94754 | 0.94754 | -0.12527 | -0.12527
Line15_16_17 | 0 | 0 | 0 | 0 | 0 | 0 | 0 | 0 | 0 | 0 | 0 | 0 | 0.94754 | 0.94754 | -0.12527 | -0.12527
Line16_4_18 | 0.030706 | 0.030706 | 0 | 0.050714 | 0.021274 | 0.021274 | 0.014197 | -0.014143 | 0.014199 | -0.014143 | -45.1344 | 134.8656 | 0.94385 | 0.94017 | -0.1298 | -0.13436
Line17_5_19 | 0 | 0 | 0 | 0 | 0 | 0 | 0 | 0 | 0 | 0 | 0 | 0 | 0.94754 | 0.94754 | -0.12527 | -0.12527
Line1_1_3 | 0 | 0 | 0 | 0 | 0 | 0 | 0 | 0 | 0 | 0 | 0 | 0 | 0.94754 | 0.94754 | -0.12527 | -0.12527
Line2_1_4 | 0.030706 | 0.030706 | 0 | 0 | 0.021274 | 0.021274 | 0.014251 | -0.014197 | 0.014256 | -0.014199 | -45.1344 | 134.8656 | 0.94754 | 0.94385 | -0.12527 | -0.1298
Line3_1_5 | 0 | 0 | 0 | 0 | 0 | 0 | 0 | 0 | 0 | 0 | 0 | 0 | 0.94754 | 0.94754 | -0.12527 | -0.12527
Line4_2_6 | 0 | 0 | 0 | 0 | 0 | 0 | 0 | 0 | 0 | 0 | 0 | 0 | 0.94754 | 0.94754 | -0.12527 | -0.12527
Line5_6_7 | 0 | 0 | 0 | 0 | 0 | 0 | 0 | 0 | 0 | 0 | 0 | 0 | 0.94754 | 0.94754 | -0.12527 | -0.12527
Line6_7_8 | 0 | 0 | 0 | 0 | 0 | 0 | 0 | 0 | 0 | 0 | 0 | 0 | 0.94754 | 0.94754 | -0.12527 | -0.12527
Line7_8_9 | 0 | 0 | 0 | 0 | 0 | 0 | 0 | 0 | 0 | 0 | 0 | 0 | 0.94754 | 0.94754 | -0.12527 | -0.12527
Line8_8_10 | 0 | 0 | 0 | 0 | 0 | 0 | 0 | 0 | 0 | 0 | 0 | 0 | 0.94754 | 0.94754 | -0.12527 | -0.12527
Line9_3_11 | 0 | 0 | 0 | 0 | 0 | 0 | 0 | 0 | 0 | 0 | 0 | 0 | 0.94754 | 0.94754 | -0.12527 | -0.12527

## LLL_min_fault_10
name | pf_ikss_from_ka | pf_ikss_to_ka | pf_ip_from_ka | pf_ip_to_ka | pf_skss_from_mw | pf_skss_to_mw | pf_p_from_mw | pf_p_to_mw | pf_q_from_mvar | pf_q_to_mvar | pf_ikss_from_degree | pf_ikss_to_degree | pf_vm_from_pu | pf_vm_to_pu | pf_va_from_degree | pf_va_to_degree
Line0_1_2 | 0 | 0 | 0 | 0 | 0 | 0 | 0 | 0 | 0 | 0 | 0 | 0 | 0.89767 | 0.89767 | -0.12527 | -0.12527
Line10_11_12 | 0 | 0 | 0 | 0 | 0 | 0 | 0 | 0 | 0 | 0 | 0 | 0 | 0.89767 | 0.89767 | -0.12527 | -0.12527
Line11_12_13 | 0 | 0 | 0 | 0 | 0 | 0 | 0 | 0 | 0 | 0 | 0 | 0 | 0.89767 | 0.89767 | -0.12527 | -0.12527
Line12_13_15 | 0 | 0 | 0 | 0 | 0 | 0 | 0 | 0 | 0 | 0 | 0 | 0 | 0.89767 | 0.89767 | -0.12527 | -0.12527
Line13_13_14 | 0 | 0 | 0 | 0 | 0 | 0 | 0 | 0 | 0 | 0 | 0 | 0 | 0.89767 | 0.89767 | -0.12527 | -0.12527
Line14_15_16 | 0 | 0 | 0 | 0 | 0 | 0 | 0 | 0 | 0 | 0 | 0 | 0 | 0.89767 | 0.89767 | -0.12527 | -0.12527
Line15_16_17 | 0 | 0 | 0 | 0 | 0 | 0 | 0 | 0 | 0 | 0 | 0 | 0 | 0.89767 | 0.89767 | -0.12527 | -0.12527
Line16_4_18 | 0.02909 | 0.02909 | 0 | 0.048045 | 0.020154 | 0.020154 | 0.012742 | -0.012693 | 0.012744 | -0.012693 | -45.1344 | 134.8656 | 0.89418 | 0.89069 | -0.1298 | -0.13436
Line17_5_19 | 0 | 0 | 0 | 0 | 0 | 0 | 0 | 0 | 0 | 0 | 0 | 0 | 0.89767 | 0.89767 | -0.12527 | -0.12527
Line1_1_3 | 0 | 0 | 0 | 0 | 0 | 0 | 0 | 0 | 0 | 0 | 0 | 0 | 0.89767 | 0.89767 | -0.12527 | -0.12527
Line2_1_4 | 0.02909 | 0.02909 | 0 | 0 | 0.020154 | 0.020154 | 0.012791 | -0.012742 | 0.012795 | -0.012744 | -45.1344 | 134.8656 | 0.89767 | 0.89418 | -0.12527 | -0.1298
Line3_1_5 | 0 | 0 | 0 | 0 | 0 | 0 | 0 | 0 | 0 | 0 | 0 | 0 | 0.89767 | 0.89767 | -0.12527 | -0.12527
Line4_2_6 | 0 | 0 | 0 | 0 | 0 | 0 | 0 | 0 | 0 | 0 | 0 | 0 | 0.89767 | 0.89767 | -0.12527 | -0.12527
Line5_6_7 | 0 | 0 | 0 | 0 | 0 | 0 | 0 | 0 | 0 | 0 | 0 | 0 | 0.89767 | 0.89767 | -0.12527 | -0.12527
Line6_7_8 | 0 | 0 | 0 | 0 | 0 | 0 | 0 | 0 | 0 | 0 | 0 | 0 | 0.89767 | 0.89767 | -0.12527 | -0.12527
Line7_8_9 | 0 | 0 | 0 | 0 | 0 | 0 | 0 | 0 | 0 | 0 | 0 | 0 | 0.89767 | 0.89767 | -0.12527 | -0.12527
Line8_8_10 | 0 | 0 | 0 | 0 | 0 | 0 | 0 | 0 | 0 | 0 | 0 | 0 | 0.89767 | 0.89767 | -0.12527 | -0.12527
Line9_3_11 | 0 | 0 | 0 | 0 | 0 | 0 | 0 | 0 | 0 | 0 | 0 | 0 | 0.89767 | 0.89767 | -0.12527 | -0.12527

## LL_max_6
name | pf_ikss_a_from_ka | pf_ikss_b_from_ka | pf_ikss_c_from_ka | pf_ikss_a_to_ka | pf_ikss_b_to_ka | pf_ikss_c_to_ka | pf_skss_a_from_mw | pf_skss_b_from_mw | pf_skss_c_from_mw | pf_skss_a_to_mw | pf_skss_b_to_mw | pf_skss_c_to_mw | pf_p_a_from_mw | pf_p_b_from_mw | pf_p_c_from_mw | pf_p_a_to_mw | pf_p_b_to_mw | pf_p_c_to_mw | pf_q_a_from_mvar | pf_q_b_from_mvar | pf_q_c_from_mvar | pf_q_a_to_mvar | pf_q_b_to_mvar | pf_q_c_to_mvar | pf_ikss_a_from_degree | pf_ikss_b_from_degree | pf_ikss_c_from_degree | pf_ikss_a_to_degree | pf_ikss_b_to_degree | pf_ikss_c_to_degree | pf_vm_a_from_pu | pf_vm_b_from_pu | pf_vm_c_from_pu | pf_vm_a_to_pu | pf_vm_b_to_pu | pf_vm_c_to_pu | pf_va_a_from_degree | pf_va_b_from_degree | pf_va_c_from_degree | pf_va_a_to_degree | pf_va_b_to_degree | pf_va_c_to_degree
Line0_1_2 | 0 | 0 | 0 | 0 | 0 | 0 | 0 | 0 | 0 | 0 | 0 | 0 | 3.4972e-16 | -3.0235e-09 | -4.8365e-09 | -3.1086e-16 | 3.0235e-09 | 4.8365e-09 | -1.9429e-17 | 5.1114e-09 | -1.9712e-09 | 1.9429e-17 | -5.1114e-09 | 1.9712e-09 | 0 | 0 | 0 | 0 | 0 | 0 | 1.05 | 0.85292 | 0.7501 | 1.05 | 0.85292 | 0.7501 | 2.1247e-13 | -135.0364 | 126.5322 | 2.0786e-13 | -135.0364 | 126.5322
Line10_11_12 | 0 | 0 | 0 | 0 | 0 | 0 | 0 | 0 | 0 | 0 | 0 | 0 | 5.4401e-16 | -3.0235e-09 | -4.8365e-09 | -6.2172e-16 | 3.0235e-09 | 4.8365e-09 | 3.8858e-17 | 5.1114e-09 | -1.9712e-09 | -7.7716e-17 | -5.1114e-09 | 1.9712e-09 | 0 | 0 | 0 | 0 | 0 | 0 | 1.05 | 0.85292 | 0.7501 | 1.05 | 0.85292 | 0.7501 | 1.9107e-13 | -135.0364 | 126.5322 | 1.818e-13 | -135.0364 | 126.5322
Line11_12_13 | 0 | 0 | 0 | 0 | 0 | 0 | 0 | 0 | 0 | 0 | 0 | 0 | 4.2744e-16 | -2.5196e-09 | -4.0305e-09 | -4.2744e-16 | 2.5196e-09 | 4.0305e-09 | 1.3562e-30 | 4.2595e-09 | -1.6426e-09 | 5.8287e-17 | -4.2595e-09 | 1.6426e-09 | 0 | 0 | 0 | 0 | 0 | 0 | 1.05 | 0.85292 | 0.7501 | 1.05 | 0.85292 | 0.7501 | 1.818e-13 | -135.0364 | 126.5322 | 1.7459e-13 | -135.0364 | 126.5322
Line12_13_15 | 0 | 0 | 0 | 0 | 0 | 0 | 0 | 0 | 0 | 0 | 0 | 0 | 1.9429e-16 | -1.5118e-09 | -2.4183e-09 | -1.5543e-16 | 1.5118e-09 | 2.4183e-09 | 3.8858e-17 | 2.5557e-09 | -9.8558e-10 | -7.7716e-17 | -2.5557e-09 | 9.8558e-10 | 0 | 0 | 0 | 0 | 0 | 0 | 1.05 | 0.85292 | 0.7501 | 1.05 | 0.85292 | 0.7501 | 1.7459e-13 | -135.0364 | 126.5322 | 1.7106e-13 | -135.0364 | 126.5322
Line13_13_14 | 0 | 0 | 0 | 0 | 0 | 0 | 0 | 0 | 0 | 0 | 0 | 0 | 3.8858e-17 | -5.0392e-10 | -8.0609e-10 | 3.8858e-17 | 5.0392e-10 | 8.0609e-10 | -3.8858e-17 | 8.5191e-10 | -3.2853e-10 | 1.9429e-17 | -8.5191e-10 | 3.2853e-10 | 0 | 0 | 0 | 0 | 0 | 0 | 1.05 | 0.85292 | 0.7501 | 1.05 | 0.85292 | 0.7501 | 1.7459e-13 | -135.0364 | 126.5322 | 1.7355e-13 | -135.0364 | 126.5322
Line14_15_16 | 0 | 0 | 0 | 0 | 0 | 0 | 0 | 0 | 0 | 0 | 0 | 0 | 1.1657e-16 | -1.0078e-09 | -1.6122e-09 | -1.5543e-16 | 1.0078e-09 | 1.6122e-09 | 3.8858e-17 | 1.7038e-09 | -6.5706e-10 | -7.7716e-17 | -1.7038e-09 | 6.5706e-10 | 0 | 0 | 0 | 0 | 0 | 0 | 1.05 | 0.85292 | 0.7501 | 1.05 | 0.85292 | 0.7501 | 1.7106e-13 | -135.0364 | 126.5322 | 1.6928e-13 | -135.0364 | 126.5322
Line15_16_17 | 0 | 0 | 0 | 0 | 0 | 0 | 0 | 0 | 0 | 0 | 0 | 0 | 1.7221e-31 | -5.0392e-10 | -8.0609e-10 | -1.1445e-31 | 5.0392e-10 | 8.0609e-10 | -5.8287e-17 | 8.5191e-10 | -3.2853e-10 | 3.8858e-17 | -8.5191e-10 | 3.2853e-10 | 0 | 0 | 0 | 0 | 0 | 0 | 1.05 | 0.85292 | 0.7501 | 1.05 | 0.85292 | 0.7501 | 1.6928e-13 | -135.0364 | 126.5322 | 1.6876e-13 | -135.0364 | 126.5322
Line16_4_18 | 0 | 3.1387 | 3.1387 | 0 | 3.1387 | 3.1387 | 0 | 0.72485 | 0.72485 | 0 | 0.72485 | 0.72485 | -7.7716e-17 | 0.45801 | -0.26098 | 7.7716e-17 | -0.3595 | 0.3595 | -3.8858e-17 | 0.072221 | 0.32184 | 3.8858e-17 | 0.12481 | -0.12481 | 0 | -160.8543 | 19.1457 | 0 | 19.1457 | -160.8543 | 1.05 | 0.63968 | 0.57164 | 1.05 | 0.525 | 0.525 | 2.0608e-13 | -151.8935 | 148.1848 | 2.0394e-13 | 180 | -180
Line17_5_19 | 0 | 0 | 0 | 0 | 0 | 0 | 0 | 0 | 0 | 0 | 0 | 0 | 3.8858e-17 | -5.0392e-10 | -8.0609e-10 | -3.8858e-17 | 5.0392e-10 | 8.0609e-10 | -1.9429e-17 | 8.5191e-10 | -3.2853e-10 | -1.4195e-31 | -8.5191e-10 | 3.2853e-10 | 0 | 0 | 0 | 0 | 0 | 0 | 1.05 | 0.85292 | 0.7501 | 1.05 | 0.85292 | 0.7501 | 2.0983e-13 | -135.0364 | 126.5322 | 2.0931e-13 | -135.0364 | 126.5322
Line1_1_3 | 0 | 0 | 0 | 0 | 0 | 0 | 0 | 0 | 0 | 0 | 0 | 0 | 6.6058e-16 | -4.0313e-09 | -6.4487e-09 | -6.6058e-16 | 4.0313e-09 | 6.4487e-09 | 7.7716e-17 | 6.8153e-09 | -2.6282e-09 | -5.8287e-17 | -6.8153e-09 | 2.6282e-09 | 0 | 0 | 0 | 0 | 0 | 0 | 1.05 | 0.85292 | 0.7501 | 1.05 | 0.85292 | 0.7501 | 2.1247e-13 | -135.0364 | 126.5322 | 2.0155e-13 | -135.0364 | 126.5322
Line2_1_4 | 0 | 3.1387 | 3.1387 | 0 | 3.1387 | 3.1387 | 0 | 0.72485 | 0.72485 | 0 | 0.72485 | 0.72485 | 3.1086e-16 | 0.55653 | -0.16247 | -3.1086e-16 | -0.45801 | 0.26098 | -1.1657e-16 | 0.26925 | 0.51887 | 1.1657e-16 | -0.072221 | -0.32184 | 0 | -160.8543 | 19.1457 | 0 | 19.1457 | -160.8543 | 1.05 | 0.85292 | 0.7501 | 1.05 | 0.63968 | 0.57164 | 2.1247e-13 | -135.0364 | 126.5322 | 2.0608e-13 | -151.8935 | 148.1848
Line3_1_5 | 0 | 0 | 0 | 0 | 0 | 0 | 0 | 0 | 0 | 0 | 0 | 0 | 1.1657e-16 | -1.0078e-09 | -1.6122e-09 | -1.1657e-16 | 1.0078e-09 | 1.6122e-09 | -9.7145e-17 | 1.7038e-09 | -6.5706e-10 | 9.7145e-17 | -1.7038e-09 | 6.5706e-10 | 0 | 0 | 0 | 0 | 0 | 0 | 1.05 | 0.85292 | 0.7501 | 1.05 | 0.85292 | 0.7501 | 2.1247e-13 | -135.0364 | 126.5322 | 2.0983e-13 | -135.0364 | 126.5322
Line4_2_6 | 0 | 0 | 0 | 0 | 0 | 0 | 0 | 0 | 0 | 0 | 0 | 0 | 3.1086e-16 | -2.5196e-09 | -4.0305e-09 | -3.1086e-16 | 2.5196e-09 | 4.0305e-09 | -3.8858e-17 | 4.2595e-09 | -1.6426e-09 | 3.8858e-17 | -4.2595e-09 | 1.6426e-09 | 0 | 0 | 0 | 0 | 0 | 0 | 1.05 | 0.85292 | 0.7501 | 1.05 | 0.85292 | 0.7501 | 2.0786e-13 | -135.0364 | 126.5322 | 2.0484e-13 | -135.0364 | 126.5322
Line5_6_7 | 0 | 0 | 0 | 0 | 0 | 0 | 0 | 0 | 0 | 0 | 0 | 0 | 1.5543e-16 | -2.0157e-09 | -3.2244e-09 | -1.5543e-16 | 2.0157e-09 | 3.2244e-09 | 5.557e-31 | 3.4076e-09 | -1.3141e-09 | 1.9429e-17 | -3.4076e-09 | 1.3141e-09 | 0 | 0 | 0 | 0 | 0 | 0 | 1.05 | 0.85292 | 0.7501 | 1.05 | 0.85292 | 0.7501 | 2.0484e-13 | -135.0364 | 126.5322 | 2.0307e-13 | -135.0364 | 126.5322
Line6_7_8 | 0 | 0 | 0 | 0 | 0 | 0 | 0 | 0 | 0 | 0 | 0 | 0 | 1.5543e-16 | -1.5118e-09 | -2.4183e-09 | -1.5543e-16 | 1.5118e-09 | 2.4183e-09 | -3.8858e-17 | 2.5557e-09 | -9.8558e-10 | 3.8858e-17 | -2.5557e-09 | 9.8558e-10 | 0 | 0 | 0 | 0 | 0 | 0 | 1.05 | 0.85292 | 0.7501 | 1.05 | 0.85292 | 0.7501 | 2.0307e-13 | -135.0364 | 126.5322 | 2.0147e-13 | -135.0364 | 126.5322
Line7_8_9 | 0 | 0 | 0 | 0 | 0 | 0 | 0 | 0 | 0 | 0 | 0 | 0 | 3.8858e-17 | -5.0392e-10 | -8.0609e-10 | -3.8858e-17 | 5.0392e-10 | 8.0609e-10 | 1.3664e-31 | 8.5191e-10 | -3.2853e-10 | -1.3593e-31 | -8.5191e-10 | 3.2853e-10 | 0 | 0 | 0 | 0 | 0 | 0 | 1.05 | 0.85292 | 0.7501 | 1.05 | 0.85292 | 0.7501 | 2.0147e-13 | -135.0364 | 126.5322 | 2.0042e-13 | -135.0364 | 126.5322
Line8_8_10 | 0 | 0 | 0 | 0 | 0 | 0 | 0 | 0 | 0 | 0 | 0 | 0 | -1.3664e-31 | -5.0392e-10 | -8.0609e-10 | 6.7974e-32 | 5.0392e-10 | 8.0609e-10 | 3.8858e-17 | 8.5191e-10 | -3.2853e-10 | -1.9429e-17 | -8.5191e-10 | 3.2853e-10 | 0 | 0 | 0 | 0 | 0 | 0 | 1.05 | 0.85292 | 0.7501 | 1.05 | 0.85292 | 0.7501 | 2.0147e-13 | -135.0364 | 126.5322 | 2.0046e-13 | -135.0364 | 126.5322
Line9_3_11 | 0 | 0 | 0 | 0 | 0 | 0 | 0 | 0 | 0 | 0 | 0 | 0 | 6.2172e-16 | -3.5274e-09 | -5.6426e-09 | -6.2172e-16 | 3.5274e-09 | 5.6426e-09 | 5.8287e-17 | 5.9633e-09 | -2.2997e-09 | -7.7716e-17 | -5.9633e-09 | 2.2997e-09 | 0 | 0 | 0 | 0 | 0 | 0 | 1.05 | 0.85292 | 0.7501 | 1.05 | 0.85292 | 0.7501 | 2.0155e-13 | -135.0364 | 126.5322 | 1.9107e-13 | -135.0364 | 126.5322

## LL_max_10
name | pf_ikss_a_from_ka | pf_ikss_b_from_ka | pf_ikss_c_from_ka | pf_ikss_a_to_ka | pf_ikss_b_to_ka | pf_ikss_c_to_ka | pf_skss_a_from_mw | pf_skss_b_from_mw | pf_skss_c_from_mw | pf_skss_a_to_mw | pf_skss_b_to_mw | pf_skss_c_to_mw | pf_p_a_from_mw | pf_p_b_from_mw | pf_p_c_from_mw | pf_p_a_to_mw | pf_p_b_to_mw | pf_p_c_to_mw | pf_q_a_from_mvar | pf_q_b_from_mvar | pf_q_c_from_mvar | pf_q_a_to_mvar | pf_q_b_to_mvar | pf_q_c_to_mvar | pf_ikss_a_from_degree | pf_ikss_b_from_degree | pf_ikss_c_from_degree | pf_ikss_a_to_degree | pf_ikss_b_to_degree | pf_ikss_c_to_degree | pf_vm_a_from_pu | pf_vm_b_from_pu | pf_vm_c_from_pu | pf_vm_a_to_pu | pf_vm_b_to_pu | pf_vm_c_to_pu | pf_va_a_from_degree | pf_va_b_from_degree | pf_va_c_from_degree | pf_va_a_to_degree | pf_va_b_to_degree | pf_va_c_to_degree
Line0_1_2 | 0 | 0 | 0 | 0 | 0 | 0 | 0 | 0 | 0 | 0 | 0 | 0 | 6.1062e-16 | -3.3669e-09 | -5.3859e-09 | -5.2921e-16 | 3.3669e-09 | 5.3859e-09 | 1.2212e-16 | 5.759e-09 | -2.262e-09 | -1.6283e-16 | -5.759e-09 | 2.262e-09 | 0 | 0 | 0 | 0 | 0 | 0 | 1.1 | 0.88719 | 0.77689 | 1.1 | 0.88719 | 0.77689 | 1.9705e-13 | -135.5593 | 126.9102 | 1.91e-13 | -135.5593 | 126.9102
Line10_11_12 | 0 | 0 | 0 | 0 | 0 | 0 | 0 | 0 | 0 | 0 | 0 | 0 | 5.6991e-16 | -3.3669e-09 | -5.3859e-09 | -5.2921e-16 | 3.3669e-09 | 5.3859e-09 | -4.0708e-17 | 5.759e-09 | -2.262e-09 | -4.0708e-17 | -5.759e-09 | 2.262e-09 | 0 | 0 | 0 | 0 | 0 | 0 | 1.1 | 0.88719 | 0.77689 | 1.1 | 0.88719 | 0.77689 | 1.725e-13 | -135.5593 | 126.9102 | 1.6294e-13 | -135.5593 | 126.9102
Line11_12_13 | 0 | 0 | 0 | 0 | 0 | 0 | 0 | 0 | 0 | 0 | 0 | 0 | 4.0708e-16 | -2.8058e-09 | -4.4883e-09 | -4.0708e-16 | 2.8058e-09 | 4.4883e-09 | 1.1577e-30 | 4.7992e-09 | -1.885e-09 | 4.0708e-17 | -4.7992e-09 | 1.885e-09 | 0 | 0 | 0 | 0 | 0 | 0 | 1.1 | 0.88719 | 0.77689 | 1.1 | 0.88719 | 0.77689 | 1.6294e-13 | -135.5593 | 126.9102 | 1.5552e-13 | -135.5593 | 126.9102
Line12_13_15 | 0 | 0 | 0 | 0 | 0 | 0 | 0 | 0 | 0 | 0 | 0 | 0 | 3.6637e-16 | -1.6835e-09 | -2.693e-09 | -3.2567e-16 | 1.6835e-09 | 2.693e-09 | 1.2212e-16 | 2.8795e-09 | -1.131e-09 | -8.1416e-17 | -2.8795e-09 | 1.131e-09 | 0 | 0 | 0 | 0 | 0 | 0 | 1.1 | 0.88719 | 0.77689 | 1.1 | 0.88719 | 0.77689 | 1.5552e-13 | -135.5593 | 126.9102 | 1.5188e-13 | -135.5593 | 126.9102
Line13_13_14 | 0 | 0 | 0 | 0 | 0 | 0 | 0 | 0 | 0 | 0 | 0 | 0 | 1.6283e-16 | -5.6115e-10 | -8.9765e-10 | -1.2212e-16 | 5.6115e-10 | 8.9765e-10 | 4.4197e-31 | 9.5983e-10 | -3.77e-10 | -3.2918e-31 | -9.5983e-10 | 3.77e-10 | 0 | 0 | 0 | 0 | 0 | 0 | 1.1 | 0.88719 | 0.77689 | 1.1 | 0.88719 | 0.77689 | 1.5552e-13 | -135.5593 | 126.9102 | 1.5444e-13 | -135.5593 | 126.9102
Line14_15_16 | 0 | 0 | 0 | 0 | 0 | 0 | 0 | 0 | 0 | 0 | 0 | 0 | 1.6283e-16 | -1.1223e-09 | -1.7953e-09 | -8.1416e-17 | 1.1223e-09 | 1.7953e-09 | 4.0708e-17 | 1.9197e-09 | -7.5399e-10 | -4.0708e-17 | -1.9197e-09 | 7.5399e-10 | 0 | 0 | 0 | 0 | 0 | 0 | 1.1 | 0.88719 | 0.77689 | 1.1 | 0.88719 | 0.77689 | 1.5188e-13 | -135.5593 | 126.9102 | 1.5004e-13 | -135.5593 | 126.9102
Line15_16_17 | 0 | 0 | 0 | 0 | 0 | 0 | 0 | 0 | 0 | 0 | 0 | 0 | -4.0708e-17 | -5.6115e-10 | -8.9765e-10 | 4.0708e-17 | 5.6115e-10 | 8.9765e-10 | -4.0708e-17 | 9.5983e-10 | -3.77e-10 | 1.0623e-31 | -9.5983e-10 | 3.77e-10 | 0 | 0 | 0 | 0 | 0 | 0 | 1.1 | 0.88719 | 0.77689 | 1.1 | 0.88719 | 0.77689 | 1.5004e-13 | -135.5593 | 126.9102 | 1.4951e-13 | -135.5593 | 126.9102
Line16_4_18 | 0 | 3.2366 | 3.2366 | 0 | 3.2366 | 3.2366 | 0 | 0.74746 | 0.74746 | 0 | 0.74746 | 0.74746 | 2.7017e-31 | 0.49365 | -0.28415 | 1.6283e-16 | -0.3889 | 0.3889 | -8.1416e-17 | 0.07624 | 0.34278 | 8.1416e-17 | 0.13327 | -0.13327 | 0 | -161.0844 | 18.9156 | 0 | 18.9156 | -161.0844 | 1.1 | 0.66828 | 0.59567 | 1.1 | 0.55 | 0.55 | 1.9013e-13 | -152.305 | 148.5727 | 1.8849e-13 | 180 | -180
Line17_5_19 | 0 | 0 | 0 | 0 | 0 | 0 | 0 | 0 | 0 | 0 | 0 | 0 | 2.7503e-31 | -5.6115e-10 | -8.9765e-10 | 4.0708e-17 | 5.6115e-10 | 8.9765e-10 | -8.1416e-17 | 9.5983e-10 | -3.77e-10 | 8.1416e-17 | -9.5983e-10 | 3.77e-10 | 0 | 0 | 0 | 0 | 0 | 0 | 1.1 | 0.88719 | 0.77689 | 1.1 | 0.88719 | 0.77689 | 1.9355e-13 | -135.5593 | 126.9102 | 1.9302e-13 | -135.5593 | 126.9102
Line1_1_3 | 0 | 0 | 0 | 0 | 0 | 0 | 0 | 0 | 0 | 0 | 0 | 0 | 7.7346e-16 | -4.4892e-09 | -7.1812e-09 | -7.7346e-16 | 4.4892e-09 | 7.1812e-09 | 1.2212e-16 | 7.6787e-09 | -3.016e-09 | -1.6283e-16 | -7.6787e-09 | 3.016e-09 | 0 | 0 | 0 | 0 | 0 | 0 | 1.1 | 0.88719 | 0.77689 | 1.1 | 0.88719 | 0.77689 | 1.9705e-13 | -135.5593 | 126.9102 | 1.8331e-13 | -135.5593 | 126.9102
Line2_1_4 | 0 | 3.2366 | 3.2366 | 0 | 3.2366 | 3.2366 | 0 | 0.74746 | 0.74746 | 0 | 0.74746 | 0.74746 | 2.4425e-16 | 0.59841 | -0.17939 | -3.2567e-16 | -0.49365 | 0.28415 | 4.0708e-17 | 0.28575 | 0.55229 | -4.0708e-17 | -0.07624 | -0.34278 | 0 | -161.0844 | 18.9156 | 0 | 18.9156 | -161.0844 | 1.1 | 0.88719 | 0.77689 | 1.1 | 0.66828 | 0.59567 | 1.9705e-13 | -135.5593 | 126.9102 | 1.9013e-13 | -152.305 | 148.5727
Line3_1_5 | 0 | 0 | 0 | 0 | 0 | 0 | 0 | 0 | 0 | 0 | 0 | 0 | 1.6283e-16 | -1.1223e-09 | -1.7953e-09 | -1.6283e-16 | 1.1223e-09 | 1.7953e-09 | 5.6e-31 | 1.9197e-09 | -7.54e-10 | -4.0708e-17 | -1.9197e-09 | 7.54e-10 | 0 | 0 | 0 | 0 | 0 | 0 | 1.1 | 0.88719 | 0.77689 | 1.1 | 0.88719 | 0.77689 | 1.9705e-13 | -135.5593 | 126.9102 | 1.9355e-13 | -135.5593 | 126.9102
Line4_2_6 | 0 | 0 | 0 | 0 | 0 | 0 | 0 | 0 | 0 | 0 | 0 | 0 | 2.4425e-16 | -2.8058e-09 | -4.4883e-09 | -2.8496e-16 | 2.8058e-09 | 4.4883e-09 | 8.1416e-17 | 4.7992e-09 | -1.885e-09 | -1.2212e-16 | -4.7992e-09 | 1.885e-09 | 0 | 0 | 0 | 0 | 0 | 0 | 1.1 | 0.88719 | 0.77689 | 1.1 | 0.88719 | 0.77689 | 1.91e-13 | -135.5593 | 126.9102 | 1.8789e-13 | -135.5593 | 126.9102
Line5_6_7 | 0 | 0 | 0 | 0 | 0 | 0 | 0 | 0 | 0 | 0 | 0 | 0 | 3.2567e-16 | -2.2446e-09 | -3.5906e-09 | -3.2567e-16 | 2.2446e-09 | 3.5906e-09 | 4.0708e-17 | 3.8393e-09 | -1.508e-09 | -4.0708e-17 | -3.8393e-09 | 1.508e-09 | 0 | 0 | 0 | 0 | 0 | 0 | 1.1 | 0.88719 | 0.77689 | 1.1 | 0.88719 | 0.77689 | 1.8789e-13 | -135.5593 | 126.9102 | 1.8488e-13 | -135.5593 | 126.9102
Line6_7_8 | 0 | 0 | 0 | 0 | 0 | 0 | 0 | 0 | 0 | 0 | 0 | 0 | 8.1416e-17 | -1.6835e-09 | -2.693e-09 | -8.1416e-17 | 1.6835e-09 | 2.693e-09 | 8.1416e-17 | 2.8795e-09 | -1.131e-09 | -4.0708e-17 | -2.8795e-09 | 1.131e-09 | 0 | 0 | 0 | 0 | 0 | 0 | 1.1 | 0.88719 | 0.77689 | 1.1 | 0.88719 | 0.77689 | 1.8488e-13 | -135.5593 | 126.9102 | 1.8255e-13 | -135.5593 | 126.9102
Line7_8_9 | 0 | 0 | 0 | 0 | 0 | 0 | 0 | 0 | 0 | 0 | 0 | 0 | 1.297e-31 | -5.6115e-10 | -8.9765e-10 | -1.2212e-16 | 5.6115e-10 | 8.9765e-10 | -4.0708e-17 | 9.5983e-10 | -3.77e-10 | -3.8679e-31 | -9.5983e-10 | 3.77e-10 | 0 | 0 | 0 | 0 | 0 | 0 | 1.1 | 0.88719 | 0.77689 | 1.1 | 0.88719 | 0.77689 | 1.8255e-13 | -135.5593 | 126.9102 | 1.8147e-13 | -135.5593 | 126.9102
Line8_8_10 | 0 | 0 | 0 | 0 | 0 | 0 | 0 | 0 | 0 | 0 | 0 | 0 | 0 | -5.6115e-10 | -8.9765e-10 | -8.1416e-17 | 5.6115e-10 | 8.9765e-10 | 0 | 9.5983e-10 | -3.77e-10 | -4.0708e-17 | -9.5983e-10 | 3.77e-10 | 0 | 0 | 0 | 0 | 0 | 0 | 1.1 | 0.88719 | 0.77689 | 1.1 | 0.88719 | 0.77689 | 1.8255e-13 | -135.5593 | 126.9102 | 1.8107e-13 | -135.5593 | 126.9102
Line9_3_11 | 0 | 0 | 0 | 0 | 0 | 0 | 0 | 0 | 0 | 0 | 0 | 0 | 8.1416e-16 | -3.9281e-09 | -6.2836e-09 | -7.7346e-16 | 3.9281e-09 | 6.2836e-09 | 8.1416e-17 | 6.7188e-09 | -2.639e-09 | -8.1416e-17 | -6.7188e-09 | 2.639e-09 | 0 | 0 | 0 | 0 | 0 | 0 | 1.1 | 0.88719 | 0.77689 | 1.1 | 0.88719 | 0.77689 | 1.8331e-13 | -135.5593 | 126.9102 | 1.725e-13 | -135.5593 | 126.9102

## LL_max_fault_6
name | pf_ikss_a_from_ka | pf_ikss_b_from_ka | pf_ikss_c_from_ka | pf_ikss_a_to_ka | pf_ikss_b_to_ka | pf_ikss_c_to_ka | pf_skss_a_from_mw | pf_skss_b_from_mw | pf_skss_c_from_mw | pf_skss_a_to_mw | pf_skss_b_to_mw | pf_skss_c_to_mw | pf_p_a_from_mw | pf_p_b_from_mw | pf_p_c_from_mw | pf_p_a_to_mw | pf_p_b_to_mw | pf_p_c_to_mw | pf_q_a_from_mvar | pf_q_b_from_mvar | pf_q_c_from_mvar | pf_q_a_to_mvar | pf_q_b_to_mvar | pf_q_c_to_mvar | pf_ikss_a_from_degree | pf_ikss_b_from_degree | pf_ikss_c_from_degree | pf_ikss_a_to_degree | pf_ikss_b_to_degree | pf_ikss_c_to_degree | pf_vm_a_from_pu | pf_vm_b_from_pu | pf_vm_c_from_pu | pf_vm_a_to_pu | pf_vm_b_to_pu | pf_vm_c_to_pu | pf_va_a_from_degree | pf_va_b_from_degree | pf_va_c_from_degree | pf_va_a_to_degree | pf_va_b_to_degree | pf_va_c_to_degree
Line0_1_2 | 0 | 0 | 0 | 0 | 0 | 0 | 0 | 0 | 0 | 0 | 0 | 0 | 6.6787e-18 | -4.6325e-11 | -1.333e-10 | -6.0715e-18 | 4.6325e-11 | 1.333e-10 | 4.2501e-18 | 1.2762e-10 | 2.3032e-11 | -4.8572e-18 | -1.2762e-10 | -2.3032e-11 | 0 | 0 | 0 | 0 | 0 | 0 | 1.05 | 1.048 | 1.0442 | 1.05 | 1.048 | 1.0442 | 3.0781e-15 | -120.3021 | 119.9453 | 3.0305e-15 | -120.3021 | 119.9453
Line10_11_12 | 0 | 0 | 0 | 0 | 0 | 0 | 0 | 0 | 0 | 0 | 0 | 0 | 7.893e-18 | -4.6325e-11 | -1.333e-10 | -7.893e-18 | 4.6325e-11 | 1.333e-10 | 3.0358e-18 | 1.2762e-10 | 2.3032e-11 | -3.0358e-18 | -1.2762e-10 | -2.3032e-11 | 0 | 0 | 0 | 0 | 0 | 0 | 1.05 | 1.048 | 1.0442 | 1.05 | 1.048 | 1.0442 | 2.7449e-15 | -120.3021 | 119.9453 | 2.594e-15 | -120.3021 | 119.9453
Line11_12_13 | 0 | 0 | 0 | 0 | 0 | 0 | 0 | 0 | 0 | 0 | 0 | 0 | 5.768e-18 | -3.8604e-11 | -1.1109e-10 | -5.768e-18 | 3.8604e-11 | 1.1109e-10 | 2.4286e-18 | 1.0635e-10 | 1.9193e-11 | -2.4286e-18 | -1.0635e-10 | -1.9193e-11 | 0 | 0 | 0 | 0 | 0 | 0 | 1.05 | 1.048 | 1.0442 | 1.05 | 1.048 | 1.0442 | 2.594e-15 | -120.3021 | 119.9453 | 2.4713e-15 | -120.3021 | 119.9453
Line12_13_15 | 0 | 0 | 0 | 0 | 0 | 0 | 0 | 0 | 0 | 0 | 0 | 0 | 4.2501e-18 | -2.3162e-11 | -6.6652e-11 | -4.8572e-18 | 2.3162e-11 | 6.6652e-11 | 1.8215e-18 | 6.3811e-11 | 1.1516e-11 | -1.8215e-18 | -6.3811e-11 | -1.1516e-11 | 0 | 0 | 0 | 0 | 0 | 0 | 1.05 | 1.048 | 1.0442 | 1.05 | 1.048 | 1.0442 | 2.4713e-15 | -120.3021 | 119.9453 | 2.411e-15 | -120.3021 | 119.9453
Line13_13_14 | 0 | 0 | 0 | 0 | 0 | 0 | 0 | 0 | 0 | 0 | 0 | 0 | 1.8215e-18 | -7.7208e-12 | -2.2217e-11 | -1.8215e-18 | 7.7208e-12 | 2.2217e-11 | -6.0715e-19 | 2.127e-11 | 3.8387e-12 | 1.2143e-18 | -2.127e-11 | -3.8387e-12 | 0 | 0 | 0 | 0 | 0 | 0 | 1.05 | 1.048 | 1.0442 | 1.05 | 1.048 | 1.0442 | 2.4713e-15 | -120.3021 | 119.9453 | 2.4569e-15 | -120.3021 | 119.9453
Line14_15_16 | 0 | 0 | 0 | 0 | 0 | 0 | 0 | 0 | 0 | 0 | 0 | 0 | 1.2143e-18 | -1.5442e-11 | -4.4435e-11 | -1.2143e-18 | 1.5442e-11 | 4.4435e-11 | 1.2143e-18 | 4.2541e-11 | 7.6773e-12 | -5.0479e-35 | -4.2541e-11 | -7.6773e-12 | 0 | 0 | 0 | 0 | 0 | 0 | 1.05 | 1.048 | 1.0442 | 1.05 | 1.048 | 1.0442 | 2.411e-15 | -120.3021 | 119.9453 | 2.3818e-15 | -120.3021 | 119.9453
Line15_16_17 | 0 | 0 | 0 | 0 | 0 | 0 | 0 | 0 | 0 | 0 | 0 | 0 | -9.1073e-19 | -7.7208e-12 | -2.2217e-11 | 9.1073e-19 | 7.7208e-12 | 2.2217e-11 | -1.2143e-18 | 2.127e-11 | 3.8387e-12 | 6.0715e-19 | -2.127e-11 | -3.8387e-12 | 0 | 0 | 0 | 0 | 0 | 0 | 1.05 | 1.048 | 1.0442 | 1.05 | 1.048 | 1.0442 | 2.3818e-15 | -120.3021 | 119.9453 | 2.3629e-15 | -120.3021 | 119.9453
Line16_4_18 | 0 | 0.0584 | 0.0584 | 0 | 0.0584 | 0.0584 | 0 | 0.013487 | 0.013487 | 0 | 0.013487 | 0.013487 | 1.2143e-18 | 0.013608 | 0.0035134 | -1.2143e-18 | -0.013574 | -0.0034793 | -2.4286e-18 | 0.0036287 | 0.013561 | 2.4286e-18 | -0.0035605 | -0.013493 | 0 | -135.4649 | 44.5351 | 0 | 44.5351 | -135.4649 | 1.05 | 1.0442 | 1.0387 | 1.05 | 1.0405 | 1.0331 | 2.9782e-15 | -120.5336 | 120.01 | 2.9234e-15 | -120.7668 | 120.0754
Line17_5_19 | 0 | 0 | 0 | 0 | 0 | 0 | 0 | 0 | 0 | 0 | 0 | 0 | -3.0358e-19 | -7.7208e-12 | -2.2217e-11 | -3.0358e-19 | 7.7208e-12 | 2.2217e-11 | -6.0715e-19 | 2.127e-11 | 3.8387e-12 | 1.8215e-18 | -2.127e-11 | -3.8387e-12 | 0 | 0 | 0 | 0 | 0 | 0 | 1.05 | 1.048 | 1.0442 | 1.05 | 1.048 | 1.0442 | 3.0342e-15 | -120.3021 | 119.9453 | 3.0153e-15 | -120.3021 | 119.9453
Line1_1_3 | 0 | 0 | 0 | 0 | 0 | 0 | 0 | 0 | 0 | 0 | 0 | 0 | 1.1232e-17 | -6.1766e-11 | -1.7774e-10 | -1.0625e-17 | 6.1766e-11 | 1.7774e-10 | 6.0715e-18 | 1.7016e-10 | 3.0709e-11 | -5.4644e-18 | -1.7016e-10 | -3.0709e-11 | 0 | 0 | 0 | 0 | 0 | 0 | 1.05 | 1.048 | 1.0442 | 1.05 | 1.048 | 1.0442 | 3.0781e-15 | -120.3021 | 119.9453 | 2.9112e-15 | -120.3021 | 119.9453
Line2_1_4 | 0 | 0.0584 | 0.0584 | 0 | 0.0584 | 0.0584 | 0 | 0.013487 | 0.013487 | 0 | 0.013487 | 0.013487 | 3.6429e-18 | 0.013642 | 0.0035475 | -3.0358e-18 | -0.013608 | -0.0035134 | 1.9571e-34 | 0.003697 | 0.013629 | -1.5779e-34 | -0.0036287 | -0.013561 | 0 | -135.4649 | 44.5351 | 0 | 44.5351 | -135.4649 | 1.05 | 1.048 | 1.0442 | 1.05 | 1.0442 | 1.0387 | 3.0781e-15 | -120.3021 | 119.9453 | 2.9782e-15 | -120.5336 | 120.01
Line3_1_5 | 0 | 0 | 0 | 0 | 0 | 0 | 0 | 0 | 0 | 0 | 0 | 0 | 1.5179e-18 | -1.5442e-11 | -4.4435e-11 | -9.1073e-19 | 1.5442e-11 | 4.4435e-11 | 6.0715e-19 | 4.2541e-11 | 7.6773e-12 | -6.0715e-19 | -4.2541e-11 | -7.6773e-12 | 0 | 0 | 0 | 0 | 0 | 0 | 1.05 | 1.048 | 1.0442 | 1.05 | 1.048 | 1.0442 | 3.0781e-15 | -120.3021 | 119.9453 | 3.0342e-15 | -120.3021 | 119.9453
Line4_2_6 | 0 | 0 | 0 | 0 | 0 | 0 | 0 | 0 | 0 | 0 | 0 | 0 | 3.6429e-18 | -3.8604e-11 | -1.1109e-10 | -3.0358e-18 | 3.8604e-11 | 1.1109e-10 | 3.0358e-18 | 1.0635e-10 | 1.9193e-11 | -3.6429e-18 | -1.0635e-10 | -1.9193e-11 | 0 | 0 | 0 | 0 | 0 | 0 | 1.05 | 1.048 | 1.0442 | 1.05 | 1.048 | 1.0442 | 3.0305e-15 | -120.3021 | 119.9453 | 2.9921e-15 | -120.3021 | 119.9453
Line5_6_7 | 0 | 0 | 0 | 0 | 0 | 0 | 0 | 0 | 0 | 0 | 0 | 0 | 3.0358e-18 | -3.0883e-11 | -8.887e-11 | -1.8215e-18 | 3.0883e-11 | 8.887e-11 | 2.4286e-18 | 8.5081e-11 | 1.5355e-11 | -3.6429e-18 | -8.5081e-11 | -1.5355e-11 | 0 | 0 | 0 | 0 | 0 | 0 | 1.05 | 1.048 | 1.0442 | 1.05 | 1.048 | 1.0442 | 2.9921e-15 | -120.3021 | 119.9453 | 2.9648e-15 | -120.3021 | 119.9453
Line6_7_8 | 0 | 0 | 0 | 0 | 0 | 0 | 0 | 0 | 0 | 0 | 0 | 0 | 2.4286e-18 | -2.3162e-11 | -6.6652e-11 | -1.2143e-18 | 2.3162e-11 | 6.6652e-11 | 1.8215e-18 | 6.3811e-11 | 1.1516e-11 | -1.8215e-18 | -6.3811e-11 | -1.1516e-11 | 0 | 0 | 0 | 0 | 0 | 0 | 1.05 | 1.048 | 1.0442 | 1.05 | 1.048 | 1.0442 | 2.9648e-15 | -120.3021 | 119.9453 | 2.9402e-15 | -120.3021 | 119.9453
Line7_8_9 | 0 | 0 | 0 | 0 | 0 | 0 | 0 | 0 | 0 | 0 | 0 | 0 | 3.0358e-19 | -7.7208e-12 | -2.2217e-11 | 9.1073e-19 | 7.7208e-12 | 2.2217e-11 | 1.5578e-35 | 2.127e-11 | 3.8387e-12 | 6.0715e-19 | -2.127e-11 | -3.8387e-12 | 0 | 0 | 0 | 0 | 0 | 0 | 1.05 | 1.048 | 1.0442 | 1.05 | 1.048 | 1.0442 | 2.9402e-15 | -120.3021 | 119.9453 | 2.9258e-15 | -120.3021 | 119.9453
Line8_8_10 | 0 | 0 | 0 | 0 | 0 | 0 | 0 | 0 | 0 | 0 | 0 | 0 | 3.0358e-19 | -7.7208e-12 | -2.2217e-11 | 3.0358e-19 | 7.7208e-12 | 2.2217e-11 | 1.8215e-18 | 2.127e-11 | 3.8387e-12 | -6.0715e-19 | -2.127e-11 | -3.8387e-12 | 0 | 0 | 0 | 0 | 0 | 0 | 1.05 | 1.048 | 1.0442 | 1.05 | 1.048 | 1.0442 | 2.9402e-15 | -120.3021 | 119.9453 | 2.9259e-15 | -120.3021 | 119.9453
Line9_3_11 | 0 | 0 | 0 | 0 | 0 | 0 | 0 | 0 | 0 | 0 | 0 | 0 | 8.5001e-18 | -5.4045e-11 | -1.5552e-10 | -8.5001e-18 | 5.4045e-11 | 1.5552e-10 | 6.0715e-18 | 1.4889e-10 | 2.6871e-11 | -4.2501e-18 | -1.4889e-10 | -2.6871e-11 | 0 | 0 | 0 | 0 | 0 | 0 | 1.05 | 1.048 | 1.0442 | 1.05 | 1.048 | 1.0442 | 2.9112e-15 | -120.3021 | 119.9453 | 2.7449e-15 | -120.3021 | 119.9453

## LL_max_fault_10
name | pf_ikss_a_from_ka | pf_ikss_b_from_ka | pf_ikss_c_from_ka | pf_ikss_a_to_ka | pf_ikss_b_to_ka | pf_ikss_c_to_ka | pf_skss_a_from_mw | pf_skss_b_from_mw | pf_skss_c_from_mw | pf_skss_a_to_mw | pf_skss_b_to_mw | pf_skss_c_to_mw | pf_p_a_from_mw | pf_p_b_from_mw | pf_p_c_from_mw | pf_p_a_to_mw | pf_p_b_to_mw | pf_p_c_to_mw | pf_q_a_from_mvar | pf_q_b_from_mvar | pf_q_c_from_mvar | pf_q_a_to_mvar | pf_q_b_to_mvar | pf_q_c_to_mvar | pf_ikss_a_from_degree | pf_ikss_b_from_degree | pf_ikss_c_from_degree | pf_ikss_a_to_degree | pf_ikss_b_to_degree | pf_ikss_c_to_degree | pf_vm_a_from_pu | pf_vm_b_from_pu | pf_vm_c_from_pu | pf_vm_a_to_pu | pf_vm_b_to_pu | pf_vm_c_to_pu | pf_va_a_from_degree | pf_va_b_from_degree | pf_va_c_from_degree | pf_va_a_to_degree | pf_va_b_to_degree | pf_va_c_to_degree
Line0_1_2 | 0 | 0 | 0 | 0 | 0 | 0 | 0 | 0 | 0 | 0 | 0 | 0 | 9.859e-18 | -5.3219e-11 | -1.5314e-10 | -1.0495e-17 | 5.3219e-11 | 1.5314e-10 | 7.6328e-18 | 1.4664e-10 | 2.6437e-11 | -6.9967e-18 | -1.4664e-10 | -2.6437e-11 | 0 | 0 | 0 | 0 | 0 | 0 | 1.1 | 1.0978 | 1.0936 | 1.1 | 1.0978 | 1.0936 | 2.917e-15 | -120.3163 | 119.9428 | 2.7984e-15 | -120.3163 | 119.9428
Line10_11_12 | 0 | 0 | 0 | 0 | 0 | 0 | 0 | 0 | 0 | 0 | 0 | 0 | 8.5869e-18 | -5.3219e-11 | -1.5314e-10 | -8.5869e-18 | 5.3219e-11 | 1.5314e-10 | 1.9082e-18 | 1.4664e-10 | 2.6437e-11 | -3.1803e-18 | -1.4664e-10 | -2.6437e-11 | 0 | 0 | 0 | 0 | 0 | 0 | 1.1 | 1.0978 | 1.0936 | 1.1 | 1.0978 | 1.0936 | 2.527e-15 | -120.3163 | 119.9428 | 2.3689e-15 | -120.3163 | 119.9428
Line11_12_13 | 0 | 0 | 0 | 0 | 0 | 0 | 0 | 0 | 0 | 0 | 0 | 0 | 7.3148e-18 | -4.4349e-11 | -1.2762e-10 | -7.3148e-18 | 4.4349e-11 | 1.2762e-10 | 1.9082e-18 | 1.222e-10 | 2.2031e-11 | -1.2721e-18 | -1.222e-10 | -2.2031e-11 | 0 | 0 | 0 | 0 | 0 | 0 | 1.1 | 1.0978 | 1.0936 | 1.1 | 1.0978 | 1.0936 | 2.3689e-15 | -120.3163 | 119.9428 | 2.2405e-15 | -120.3163 | 119.9428
Line12_13_15 | 0 | 0 | 0 | 0 | 0 | 0 | 0 | 0 | 0 | 0 | 0 | 0 | 4.7705e-18 | -2.6609e-11 | -7.6572e-11 | -4.1344e-18 | 2.6609e-11 | 7.6572e-11 | 2.5443e-18 | 7.332e-11 | 1.3218e-11 | -2.5443e-18 | -7.332e-11 | -1.3218e-11 | 0 | 0 | 0 | 0 | 0 | 0 | 1.1 | 1.0978 | 1.0936 | 1.1 | 1.0978 | 1.0936 | 2.2405e-15 | -120.3163 | 119.9428 | 2.1774e-15 | -120.3163 | 119.9428
Line13_13_14 | 0 | 0 | 0 | 0 | 0 | 0 | 0 | 0 | 0 | 0 | 0 | 0 | 6.3607e-19 | -8.8698e-12 | -2.5524e-11 | -2.4705e-35 | 8.8698e-12 | 2.5524e-11 | -1.2721e-18 | 2.444e-11 | 4.4061e-12 | 6.3607e-19 | -2.444e-11 | -4.4061e-12 | 0 | 0 | 0 | 0 | 0 | 0 | 1.1 | 1.0978 | 1.0936 | 1.1 | 1.0978 | 1.0936 | 2.2405e-15 | -120.3163 | 119.9428 | 2.2254e-15 | -120.3163 | 119.9428
Line14_15_16 | 0 | 0 | 0 | 0 | 0 | 0 | 0 | 0 | 0 | 0 | 0 | 0 | 2.2262e-18 | -1.7739e-11 | -5.1048e-11 | -2.2262e-18 | 1.7739e-11 | 5.1048e-11 | 1.2721e-18 | 4.888e-11 | 8.8123e-12 | -1.9082e-18 | -4.888e-11 | -8.8123e-12 | 0 | 0 | 0 | 0 | 0 | 0 | 1.1 | 1.0978 | 1.0936 | 1.1 | 1.0978 | 1.0936 | 2.1774e-15 | -120.3163 | 119.9428 | 2.1467e-15 | -120.3163 | 119.9428
Line15_16_17 | 0 | 0 | 0 | 0 | 0 | 0 | 0 | 0 | 0 | 0 | 0 | 0 | 1.9082e-18 | -8.8698e-12 | -2.5524e-11 | -1.2721e-18 | 8.8698e-12 | 2.5524e-11 | -6.3607e-19 | 2.444e-11 | 4.4061e-12 | -4.7226e-35 | -2.444e-11 | -4.4061e-12 | 0 | 0 | 0 | 0 | 0 | 0 | 1.1 | 1.0978 | 1.0936 | 1.1 | 1.0978 | 1.0936 | 2.1467e-15 | -120.3163 | 119.9428 | 2.127e-15 | -120.3163 | 119.9428
Line16_4_18 | 0 | 0.061167 | 0.061167 | 0 | 0.061167 | 0.061167 | 0 | 0.014126 | 0.014126 | 0 | 0.014126 | 0.014126 | -3.8164e-18 | 0.01493 | 0.0038518 | 5.0885e-18 | -0.014893 | -0.0038144 | -1.8603e-34 | 0.0039805 | 0.014876 | -2.5443e-18 | -0.0039057 | -0.014801 | 0 | -135.4761 | 44.5239 | 0 | 44.5239 | -135.4761 | 1.1 | 1.0938 | 1.0878 | 1.1 | 1.0899 | 1.0821 | 2.7929e-15 | -120.5478 | 120.0075 | 2.735e-15 | -120.781 | 120.073
Line17_5_19 | 0 | 0 | 0 | 0 | 0 | 0 | 0 | 0 | 0 | 0 | 0 | 0 | 1.2721e-18 | -8.8698e-12 | -2.5524e-11 | -6.3607e-19 | 8.8698e-12 | 2.5524e-11 | 6.3607e-19 | 2.444e-11 | 4.4061e-12 | 6.3607e-19 | -2.444e-11 | -4.4061e-12 | 0 | 0 | 0 | 0 | 0 | 0 | 1.1 | 1.0978 | 1.0936 | 1.1 | 1.0978 | 1.0936 | 2.8561e-15 | -120.3163 | 119.9428 | 2.8364e-15 | -120.3163 | 119.9428
Line1_1_3 | 0 | 0 | 0 | 0 | 0 | 0 | 0 | 0 | 0 | 0 | 0 | 0 | 1.3039e-17 | -7.0958e-11 | -2.0419e-10 | -1.3039e-17 | 7.0958e-11 | 2.0419e-10 | 8.2688e-18 | 1.9552e-10 | 3.5249e-11 | -6.9967e-18 | -1.9552e-10 | -3.5249e-11 | 0 | 0 | 0 | 0 | 0 | 0 | 1.1 | 1.0978 | 1.0936 | 1.1 | 1.0978 | 1.0936 | 2.917e-15 | -120.3163 | 119.9428 | 2.7011e-15 | -120.3163 | 119.9428
Line2_1_4 | 0 | 0.061167 | 0.061167 | 0 | 0.061167 | 0.061167 | 0 | 0.014126 | 0.014126 | 0 | 0.014126 | 0.014126 | 6.3607e-18 | 0.014968 | 0.0038892 | -7.6328e-18 | -0.01493 | -0.0038518 | 2.5443e-18 | 0.0040553 | 0.014951 | -1.2721e-18 | -0.0039805 | -0.014876 | 0 | -135.4761 | 44.5239 | 0 | 44.5239 | -135.4761 | 1.1 | 1.0978 | 1.0936 | 1.1 | 1.0938 | 1.0878 | 2.917e-15 | -120.3163 | 119.9428 | 2.7929e-15 | -120.5478 | 120.0075
Line3_1_5 | 0 | 0 | 0 | 0 | 0 | 0 | 0 | 0 | 0 | 0 | 0 | 0 | 2.8623e-18 | -1.7739e-11 | -5.1048e-11 | -2.2262e-18 | 1.7739e-11 | 5.1048e-11 | 6.3607e-19 | 4.888e-11 | 8.8123e-12 | 6.3607e-19 | -4.888e-11 | -8.8123e-12 | 0 | 0 | 0 | 0 | 0 | 0 | 1.1 | 1.0978 | 1.0936 | 1.1 | 1.0978 | 1.0936 | 2.917e-15 | -120.3163 | 119.9428 | 2.8561e-15 | -120.3163 | 119.9428
Line4_2_6 | 0 | 0 | 0 | 0 | 0 | 0 | 0 | 0 | 0 | 0 | 0 | 0 | 5.7246e-18 | -4.4349e-11 | -1.2762e-10 | -5.0885e-18 | 4.4349e-11 | 1.2762e-10 | 5.7246e-18 | 1.222e-10 | 2.2031e-11 | -5.0885e-18 | -1.222e-10 | -2.2031e-11 | 0 | 0 | 0 | 0 | 0 | 0 | 1.1 | 1.0978 | 1.0936 | 1.1 | 1.0978 | 1.0936 | 2.7984e-15 | -120.3163 | 119.9428 | 2.7552e-15 | -120.3163 | 119.9428
Line5_6_7 | 0 | 0 | 0 | 0 | 0 | 0 | 0 | 0 | 0 | 0 | 0 | 0 | 5.0885e-18 | -3.5479e-11 | -1.021e-10 | -5.0885e-18 | 3.5479e-11 | 1.021e-10 | 3.8164e-18 | 9.776e-11 | 1.7625e-11 | -4.4525e-18 | -9.776e-11 | -1.7625e-11 | 0 | 0 | 0 | 0 | 0 | 0 | 1.1 | 1.0978 | 1.0936 | 1.1 | 1.0978 | 1.0936 | 2.7552e-15 | -120.3163 | 119.9428 | 2.7054e-15 | -120.3163 | 119.9428
Line6_7_8 | 0 | 0 | 0 | 0 | 0 | 0 | 0 | 0 | 0 | 0 | 0 | 0 | 3.1803e-18 | -2.6609e-11 | -7.6572e-11 | -3.1803e-18 | 2.6609e-11 | 7.6572e-11 | 1.2721e-18 | 7.332e-11 | 1.3218e-11 | 6.3607e-19 | -7.332e-11 | -1.3218e-11 | 0 | 0 | 0 | 0 | 0 | 0 | 1.1 | 1.0978 | 1.0936 | 1.1 | 1.0978 | 1.0936 | 2.7054e-15 | -120.3163 | 119.9428 | 2.6568e-15 | -120.3163 | 119.9428
Line7_8_9 | 0 | 0 | 0 | 0 | 0 | 0 | 0 | 0 | 0 | 0 | 0 | 0 | 1.5902e-18 | -8.8697e-12 | -2.5524e-11 | -1.5902e-18 | 8.8698e-12 | 2.5524e-11 | 7.3737e-35 | 2.444e-11 | 4.4061e-12 | -7.3319e-35 | -2.444e-11 | -4.4061e-12 | 0 | 0 | 0 | 0 | 0 | 0 | 1.1 | 1.0978 | 1.0936 | 1.1 | 1.0978 | 1.0936 | 2.6568e-15 | -120.3163 | 119.9428 | 2.6418e-15 | -120.3163 | 119.9428
Line8_8_10 | 0 | 0 | 0 | 0 | 0 | 0 | 0 | 0 | 0 | 0 | 0 | 0 | 3.1803e-19 | -8.8697e-12 | -2.5524e-11 | -3.1803e-19 | 8.8697e-12 | 2.5524e-11 | 1.4747e-35 | 2.444e-11 | 4.4061e-12 | -1.4585e-35 | -2.444e-11 | -4.4061e-12 | 0 | 0 | 0 | 0 | 0 | 0 | 1.1 | 1.0978 | 1.0936 | 1.1 | 1.0978 | 1.0936 | 2.6568e-15 | -120.3163 | 119.9428 | 2.6277e-15 | -120.3163 | 119.9428
Line9_3_11 | 0 | 0 | 0 | 0 | 0 | 0 | 0 | 0 | 0 | 0 | 0 | 0 | 1.0495e-17 | -6.2088e-11 | -1.7867e-10 | -1.1131e-17 | 6.2088e-11 | 1.7867e-10 | 5.7246e-18 | 1.7108e-10 | 3.0843e-11 | -5.7246e-18 | -1.7108e-10 | -3.0843e-11 | 0 | 0 | 0 | 0 | 0 | 0 | 1.1 | 1.0978 | 1.0936 | 1.1 | 1.0978 | 1.0936 | 2.7011e-15 | -120.3163 | 119.9428 | 2.527e-15 | -120.3163 | 119.9428

## LL_min_6
name | pf_ikss_a_from_ka | pf_ikss_b_from_ka | pf_ikss_c_from_ka | pf_ikss_a_to_ka | pf_ikss_b_to_ka | pf_ikss_c_to_ka | pf_skss_a_from_mw | pf_skss_b_from_mw | pf_skss_c_from_mw | pf_skss_a_to_mw | pf_skss_b_to_mw | pf_skss_c_to_mw | pf_p_a_from_mw | pf_p_b_from_mw | pf_p_c_from_mw | pf_p_a_to_mw | pf_p_b_to_mw | pf_p_c_to_mw | pf_q_a_from_mvar | pf_q_b_from_mvar | pf_q_c_from_mvar | pf_q_a_to_mvar | pf_q_b_to_mvar | pf_q_c_to_mvar | pf_ikss_a_from_degree | pf_ikss_b_from_degree | pf_ikss_c_from_degree | pf_ikss_a_to_degree | pf_ikss_b_to_degree | pf_ikss_c_to_degree | pf_vm_a_from_pu | pf_vm_b_from_pu | pf_vm_c_from_pu | pf_vm_a_to_pu | pf_vm_b_to_pu | pf_vm_c_to_pu | pf_va_a_from_degree | pf_va_b_from_degree | pf_va_c_from_degree | pf_va_a_to_degree | pf_va_b_to_degree | pf_va_c_to_degree
Line0_1_2 | 0 | 0 | 0 | 0 | 0 | 0 | 0 | 0 | 0 | 0 | 0 | 0 | 1.0547e-16 | -1.4366e-09 | -3.9666e-09 | -1.0547e-16 | 1.4366e-09 | 3.9666e-09 | -3.5157e-17 | 4.6273e-09 | -2.4518e-10 | 3.5157e-17 | -4.6273e-09 | 2.4518e-10 | 0 | 0 | 0 | 0 | 0 | 0 | 0.95 | 0.83839 | 0.68767 | 0.95 | 0.83839 | 0.68767 | 1.7671e-13 | -135.3123 | 120.9775 | 1.7919e-13 | -135.3123 | 120.9775
Line10_11_12 | 0 | 0 | 0 | 0 | 0 | 0 | 0 | 0 | 0 | 0 | 0 | 0 | -2.2498e-31 | -1.4366e-09 | -3.9666e-09 | -1.7579e-17 | 1.4366e-09 | 3.9666e-09 | 7.0314e-17 | 4.6273e-09 | -2.4518e-10 | -7.0314e-17 | -4.6273e-09 | 2.4518e-10 | 0 | 0 | 0 | 0 | 0 | 0 | 0.95 | 0.83839 | 0.68767 | 0.95 | 0.83839 | 0.68767 | 1.8333e-13 | -135.3123 | 120.9775 | 1.8741e-13 | -135.3123 | 120.9775
Line11_12_13 | 0 | 0 | 0 | 0 | 0 | 0 | 0 | 0 | 0 | 0 | 0 | 0 | -5.2736e-17 | -1.1971e-09 | -3.3055e-09 | 3.5157e-17 | 1.1971e-09 | 3.3055e-09 | 1.4063e-16 | 3.8561e-09 | -2.0432e-10 | -1.5821e-16 | -3.8561e-09 | 2.0432e-10 | 0 | 0 | 0 | 0 | 0 | 0 | 0.95 | 0.83839 | 0.68767 | 0.95 | 0.83839 | 0.68767 | 1.8741e-13 | -135.3123 | 120.9775 | 1.9109e-13 | -135.3123 | 120.9775
Line12_13_15 | 0 | 0 | 0 | 0 | 0 | 0 | 0 | 0 | 0 | 0 | 0 | 0 | -1.7579e-17 | -7.1829e-10 | -1.9833e-09 | 1.7579e-17 | 7.1829e-10 | 1.9833e-09 | 1.7579e-17 | 2.3137e-09 | -1.2259e-10 | 5.9127e-32 | -2.3137e-09 | 1.2259e-10 | 0 | 0 | 0 | 0 | 0 | 0 | 0.95 | 0.83839 | 0.68767 | 0.95 | 0.83839 | 0.68767 | 1.9109e-13 | -135.3123 | 120.9775 | 1.9272e-13 | -135.3123 | 120.9775
Line13_13_14 | 0 | 0 | 0 | 0 | 0 | 0 | 0 | 0 | 0 | 0 | 0 | 0 | 1.7579e-17 | -2.3943e-10 | -6.611e-10 | -1.7579e-17 | 2.3943e-10 | 6.611e-10 | 3.5157e-17 | 7.7122e-10 | -4.0864e-11 | -3.5157e-17 | -7.7122e-10 | 4.0864e-11 | 0 | 0 | 0 | 0 | 0 | 0 | 0.95 | 0.83839 | 0.68767 | 0.95 | 0.83839 | 0.68767 | 1.9109e-13 | -135.3123 | 120.9775 | 1.9094e-13 | -135.3123 | 120.9775
Line14_15_16 | 0 | 0 | 0 | 0 | 0 | 0 | 0 | 0 | 0 | 0 | 0 | 0 | 8.7893e-18 | -4.7886e-10 | -1.3222e-09 | 8.7893e-18 | 4.7886e-10 | 1.3222e-09 | 3.5157e-17 | 1.5424e-09 | -8.1728e-11 | 2.9757e-32 | -1.5424e-09 | 8.1728e-11 | 0 | 0 | 0 | 0 | 0 | 0 | 0.95 | 0.83839 | 0.68767 | 0.95 | 0.83839 | 0.68767 | 1.9272e-13 | -135.3123 | 120.9775 | 1.9398e-13 | -135.3123 | 120.9775
Line15_16_17 | 0 | 0 | 0 | 0 | 0 | 0 | 0 | 0 | 0 | 0 | 0 | 0 | -8.7893e-18 | -2.3943e-10 | -6.611e-10 | 8.7893e-18 | 2.3943e-10 | 6.611e-10 | 3.5157e-17 | 7.7122e-10 | -4.0864e-11 | -3.5157e-17 | -7.7122e-10 | 4.0864e-11 | 0 | 0 | 0 | 0 | 0 | 0 | 0.95 | 0.83839 | 0.68767 | 0.95 | 0.83839 | 0.68767 | 1.9398e-13 | -135.3123 | 120.9775 | 1.9427e-13 | -135.3123 | 120.9775
Line16_4_18 | 0 | 2.5068 | 2.5068 | 0 | 2.5068 | 2.5068 | 0 | 0.57893 | 0.57893 | 0 | 0.57893 | 0.57893 | -7.0314e-17 | 0.35328 | -0.11197 | 0 | -0.23262 | 0.23262 | -2.1786e-31 | -0.020967 | 0.27233 | 0 | 0.14665 | -0.14665 | 0 | -147.7717 | 32.2283 | 0 | 32.2283 | -147.7717 | 0.95 | 0.6113 | 0.50862 | 0.95 | 0.475 | 0.475 | 1.7753e-13 | -151.1682 | 144.5775 | 1.7665e-13 | -180 | 180
Line17_5_19 | 0 | 0 | 0 | 0 | 0 | 0 | 0 | 0 | 0 | 0 | 0 | 0 | -1.7579e-17 | -2.3943e-10 | -6.611e-10 | -5.464e-32 | 2.3943e-10 | 6.611e-10 | -1.7579e-17 | 7.7122e-10 | -4.0864e-11 | 1.7579e-17 | -7.7122e-10 | 4.0864e-11 | 0 | 0 | 0 | 0 | 0 | 0 | 0.95 | 0.83839 | 0.68767 | 0.95 | 0.83839 | 0.68767 | 1.7781e-13 | -135.3123 | 120.9775 | 1.7809e-13 | -135.3123 | 120.9775
Line1_1_3 | 0 | 0 | 0 | 0 | 0 | 0 | 0 | 0 | 0 | 0 | 0 | 0 | 1.7579e-17 | -1.9154e-09 | -5.2888e-09 | -1.7579e-17 | 1.9154e-09 | 5.2888e-09 | 1.7579e-17 | 6.1697e-09 | -3.2691e-10 | -1.7579e-17 | -6.1697e-09 | 3.2691e-10 | 0 | 0 | 0 | 0 | 0 | 0 | 0.95 | 0.83839 | 0.68767 | 0.95 | 0.83839 | 0.68767 | 1.7671e-13 | -135.3123 | 120.9775 | 1.7922e-13 | -135.3123 | 120.9775
Line2_1_4 | 0 | 2.5068 | 2.5068 | 0 | 2.5068 | 2.5068 | 0 | 0.57893 | 0.57893 | 0 | 0.57893 | 0.57893 | -1.4063e-16 | 0.47394 | 0.0086903 | 1.0547e-16 | -0.35328 | 0.11197 | -4.3371e-31 | 0.10472 | 0.39802 | 3.2679e-31 | 0.020967 | -0.27233 | 0 | -147.7717 | 32.2283 | 0 | 32.2283 | -147.7717 | 0.95 | 0.83839 | 0.68767 | 0.95 | 0.6113 | 0.50862 | 1.7671e-13 | -135.3123 | 120.9775 | 1.7753e-13 | -151.1682 | 144.5775
Line3_1_5 | 0 | 0 | 0 | 0 | 0 | 0 | 0 | 0 | 0 | 0 | 0 | 0 | -5.2736e-17 | -4.7886e-10 | -1.3222e-09 | 5.2736e-17 | 4.7886e-10 | 1.3222e-09 | -1.6264e-31 | 1.5424e-09 | -8.1728e-11 | 1.6365e-31 | -1.5424e-09 | 8.1728e-11 | 0 | 0 | 0 | 0 | 0 | 0 | 0.95 | 0.83839 | 0.68767 | 0.95 | 0.83839 | 0.68767 | 1.7671e-13 | -135.3123 | 120.9775 | 1.7781e-13 | -135.3123 | 120.9775
Line4_2_6 | 0 | 0 | 0 | 0 | 0 | 0 | 0 | 0 | 0 | 0 | 0 | 0 | 5.2736e-17 | -1.1971e-09 | -3.3055e-09 | -3.5157e-17 | 1.1971e-09 | 3.3055e-09 | 8.7893e-17 | 3.8561e-09 | -2.0432e-10 | -1.0547e-16 | -3.8561e-09 | 2.0432e-10 | 0 | 0 | 0 | 0 | 0 | 0 | 0.95 | 0.83839 | 0.68767 | 0.95 | 0.83839 | 0.68767 | 1.7919e-13 | -135.3123 | 120.9775 | 1.8271e-13 | -135.3123 | 120.9775
Line5_6_7 | 0 | 0 | 0 | 0 | 0 | 0 | 0 | 0 | 0 | 0 | 0 | 0 | 1.4063e-16 | -9.5772e-10 | -2.6444e-09 | -1.2305e-16 | 9.5772e-10 | 2.6444e-09 | 5.2736e-17 | 3.0849e-09 | -1.6346e-10 | -5.2736e-17 | -3.0849e-09 | 1.6346e-10 | 0 | 0 | 0 | 0 | 0 | 0 | 0.95 | 0.83839 | 0.68767 | 0.95 | 0.83839 | 0.68767 | 1.8271e-13 | -135.3123 | 120.9775 | 1.8469e-13 | -135.3123 | 120.9775
Line6_7_8 | 0 | 0 | 0 | 0 | 0 | 0 | 0 | 0 | 0 | 0 | 0 | 0 | 6.1525e-17 | -7.1829e-10 | -1.9833e-09 | -6.1525e-17 | 7.1829e-10 | 1.9833e-09 | 5.2736e-17 | 2.3136e-09 | -1.2259e-10 | -3.5157e-17 | -2.3136e-09 | 1.2259e-10 | 0 | 0 | 0 | 0 | 0 | 0 | 0.95 | 0.83839 | 0.68767 | 0.95 | 0.83839 | 0.68767 | 1.8469e-13 | -135.3123 | 120.9775 | 1.8498e-13 | -135.3123 | 120.9775
Line7_8_9 | 0 | 0 | 0 | 0 | 0 | 0 | 0 | 0 | 0 | 0 | 0 | 0 | 8.7893e-18 | -2.3943e-10 | -6.611e-10 | -8.7893e-18 | 2.3943e-10 | 6.611e-10 | 3.5157e-17 | 7.7122e-10 | -4.0864e-11 | -3.5157e-17 | -7.7122e-10 | 4.0864e-11 | 0 | 0 | 0 | 0 | 0 | 0 | 0.95 | 0.83839 | 0.68767 | 0.95 | 0.83839 | 0.68767 | 1.8498e-13 | -135.3123 | 120.9775 | 1.8483e-13 | -135.3123 | 120.9775
Line8_8_10 | 0 | 0 | 0 | 0 | 0 | 0 | 0 | 0 | 0 | 0 | 0 | 0 | -1.7026e-31 | -2.3943e-10 | -6.611e-10 | 1.7054e-31 | 2.3943e-10 | 6.611e-10 | 5.2736e-17 | 7.7122e-10 | -4.0864e-11 | -5.2736e-17 | -7.7122e-10 | 4.0864e-11 | 0 | 0 | 0 | 0 | 0 | 0 | 0.95 | 0.83839 | 0.68767 | 0.95 | 0.83839 | 0.68767 | 1.8498e-13 | -135.3123 | 120.9775 | 1.8529e-13 | -135.3123 | 120.9775
Line9_3_11 | 0 | 0 | 0 | 0 | 0 | 0 | 0 | 0 | 0 | 0 | 0 | 0 | -2.6368e-17 | -1.676e-09 | -4.6277e-09 | 8.7893e-18 | 1.676e-09 | 4.6277e-09 | 1.2305e-16 | 5.3985e-09 | -2.8605e-10 | -1.4063e-16 | -5.3985e-09 | 2.8605e-10 | 0 | 0 | 0 | 0 | 0 | 0 | 0.95 | 0.83839 | 0.68767 | 0.95 | 0.83839 | 0.68767 | 1.7922e-13 | -135.3123 | 120.9775 | 1.8333e-13 | -135.3123 | 120.9775

## LL_min_10
name | pf_ikss_a_from_ka | pf_ikss_b_from_ka | pf_ikss_c_from_ka | pf_ikss_a_to_ka | pf_ikss_b_to_ka | pf_ikss_c_to_ka | pf_skss_a_from_mw | pf_skss_b_from_mw | pf_skss_c_from_mw | pf_skss_a_to_mw | pf_skss_b_to_mw | pf_skss_c_to_mw | pf_p_a_from_mw | pf_p_b_from_mw | pf_p_c_from_mw | pf_p_a_to_mw | pf_p_b_to_mw | pf_p_c_to_mw | pf_q_a_from_mvar | pf_q_b_from_mvar | pf_q_c_from_mvar | pf_q_a_to_mvar | pf_q_b_to_mvar | pf_q_c_to_mvar | pf_ikss_a_from_degree | pf_ikss_b_from_degree | pf_ikss_c_from_degree | pf_ikss_a_to_degree | pf_ikss_b_to_degree | pf_ikss_c_to_degree | pf_vm_a_from_pu | pf_vm_b_from_pu | pf_vm_c_from_pu | pf_vm_a_to_pu | pf_vm_b_to_pu | pf_vm_c_to_pu | pf_va_a_from_degree | pf_va_b_from_degree | pf_va_c_from_degree | pf_va_a_to_degree | pf_va_b_to_degree | pf_va_c_to_degree
Line0_1_2 | 0 | 0 | 0 | 0 | 0 | 0 | 0 | 0 | 0 | 0 | 0 | 0 | 7.494e-17 | -1.2893e-09 | -3.56e-09 | -7.494e-17 | 1.2893e-09 | 3.56e-09 | 3.3307e-17 | 4.153e-09 | -2.2005e-10 | -3.3307e-17 | -4.153e-09 | 2.2005e-10 | 0 | 0 | 0 | 0 | 0 | 0 | 0.9 | 0.79426 | 0.65148 | 0.9 | 0.79426 | 0.65148 | 1.7597e-13 | -135.3123 | 120.9775 | 1.78e-13 | -135.3123 | 120.9775
Line10_11_12 | 0 | 0 | 0 | 0 | 0 | 0 | 0 | 0 | 0 | 0 | 0 | 0 | -2.498e-17 | -1.2893e-09 | -3.56e-09 | 4.1633e-17 | 1.2893e-09 | 3.56e-09 | 1.4988e-16 | 4.153e-09 | -2.2006e-10 | -1.1657e-16 | -4.153e-09 | 2.2006e-10 | 0 | 0 | 0 | 0 | 0 | 0 | 0.9 | 0.79426 | 0.65148 | 0.9 | 0.79426 | 0.65148 | 1.8259e-13 | -135.3123 | 120.9775 | 1.8668e-13 | -135.3123 | 120.9775
Line11_12_13 | 0 | 0 | 0 | 0 | 0 | 0 | 0 | 0 | 0 | 0 | 0 | 0 | -4.1633e-17 | -1.0744e-09 | -2.9667e-09 | 4.1633e-17 | 1.0744e-09 | 2.9667e-09 | 9.992e-17 | 3.4609e-09 | -1.8338e-10 | -1.3323e-16 | -3.4609e-09 | 1.8338e-10 | 0 | 0 | 0 | 0 | 0 | 0 | 0.9 | 0.79426 | 0.65148 | 0.9 | 0.79426 | 0.65148 | 1.8668e-13 | -135.3123 | 120.9775 | 1.9036e-13 | -135.3123 | 120.9775
Line12_13_15 | 0 | 0 | 0 | 0 | 0 | 0 | 0 | 0 | 0 | 0 | 0 | 0 | 8.3267e-18 | -6.4467e-10 | -1.78e-09 | 8.3267e-18 | 6.4467e-10 | 1.78e-09 | 4.996e-17 | 2.0765e-09 | -1.1003e-10 | -4.996e-17 | -2.0765e-09 | 1.1003e-10 | 0 | 0 | 0 | 0 | 0 | 0 | 0.9 | 0.79426 | 0.65148 | 0.9 | 0.79426 | 0.65148 | 1.9036e-13 | -135.3123 | 120.9775 | 1.9198e-13 | -135.3123 | 120.9775
Line13_13_14 | 0 | 0 | 0 | 0 | 0 | 0 | 0 | 0 | 0 | 0 | 0 | 0 | 2.498e-17 | -2.1489e-10 | -5.9334e-10 | -2.498e-17 | 2.1489e-10 | 5.9334e-10 | 3.3307e-17 | 6.9217e-10 | -3.6676e-11 | -6.6613e-17 | -6.9217e-10 | 3.6676e-11 | 0 | 0 | 0 | 0 | 0 | 0 | 0.9 | 0.79426 | 0.65148 | 0.9 | 0.79426 | 0.65148 | 1.9036e-13 | -135.3123 | 120.9775 | 1.902e-13 | -135.3123 | 120.9775
Line14_15_16 | 0 | 0 | 0 | 0 | 0 | 0 | 0 | 0 | 0 | 0 | 0 | 0 | -3.3307e-17 | -4.2978e-10 | -1.1867e-09 | 3.3307e-17 | 4.2978e-10 | 1.1867e-09 | 4.996e-17 | 1.3843e-09 | -7.3352e-11 | -3.3307e-17 | -1.3843e-09 | 7.3352e-11 | 0 | 0 | 0 | 0 | 0 | 0 | 0.9 | 0.79426 | 0.65148 | 0.9 | 0.79426 | 0.65148 | 1.9198e-13 | -135.3123 | 120.9775 | 1.9325e-13 | -135.3123 | 120.9775
Line15_16_17 | 0 | 0 | 0 | 0 | 0 | 0 | 0 | 0 | 0 | 0 | 0 | 0 | 8.3267e-18 | -2.1489e-10 | -5.9334e-10 | -8.3267e-18 | 2.1489e-10 | 5.9334e-10 | 4.996e-17 | 6.9217e-10 | -3.6676e-11 | -1.6653e-17 | -6.9217e-10 | 3.6676e-11 | 0 | 0 | 0 | 0 | 0 | 0 | 0.9 | 0.79426 | 0.65148 | 0.9 | 0.79426 | 0.65148 | 1.9325e-13 | -135.3123 | 120.9775 | 1.9354e-13 | -135.3123 | 120.9775
Line16_4_18 | 0 | 2.3749 | 2.3749 | 0 | 2.3749 | 2.3749 | 0 | 0.54846 | 0.54846 | 0 | 0.54846 | 0.54846 | 6.6613e-17 | 0.31707 | -0.10049 | -1.3323e-16 | -0.20878 | 0.20878 | 2.0589e-31 | -0.018818 | 0.24442 | -4.0873e-31 | 0.13162 | -0.13162 | 0 | -147.7717 | 32.2283 | 0 | 32.2283 | -147.7717 | 0.9 | 0.57913 | 0.48185 | 0.9 | 0.45 | 0.45 | 1.7709e-13 | -151.1682 | 144.5775 | 1.7578e-13 | -180 | 180
Line17_5_19 | 0 | 0 | 0 | 0 | 0 | 0 | 0 | 0 | 0 | 0 | 0 | 0 | -3.3307e-17 | -2.1489e-10 | -5.9334e-10 | 4.996e-17 | 2.1489e-10 | 5.9334e-10 | 3.3307e-17 | 6.9217e-10 | -3.6676e-11 | -1.6653e-17 | -6.9217e-10 | 3.6676e-11 | 0 | 0 | 0 | 0 | 0 | 0 | 0.9 | 0.79426 | 0.65148 | 0.9 | 0.79426 | 0.65148 | 1.7707e-13 | -135.3123 | 120.9775 | 1.7736e-13 | -135.3123 | 120.9775
Line1_1_3 | 0 | 0 | 0 | 0 | 0 | 0 | 0 | 0 | 0 | 0 | 0 | 0 | -8.3267e-18 | -1.7191e-09 | -4.7467e-09 | 2.498e-17 | 1.7191e-09 | 4.7467e-09 | 8.3267e-17 | 5.5374e-09 | -2.9341e-10 | -8.3267e-17 | -5.5374e-09 | 2.9341e-10 | 0 | 0 | 0 | 0 | 0 | 0 | 0.9 | 0.79426 | 0.65148 | 0.9 | 0.79426 | 0.65148 | 1.7597e-13 | -135.3123 | 120.9775 | 1.7849e-13 | -135.3123 | 120.9775
Line2_1_4 | 0 | 2.3749 | 2.3749 | 0 | 2.3749 | 2.3749 | 0 | 0.54846 | 0.54846 | 0 | 0.54846 | 0.54846 | -3.3307e-17 | 0.42536 | 0.0077996 | 0 | -0.31707 | 0.10049 | -1.0229e-31 | 0.093984 | 0.35722 | 0 | 0.018818 | -0.24442 | 0 | -147.7717 | 32.2283 | 0 | 32.2283 | -147.7717 | 0.9 | 0.79426 | 0.65148 | 0.9 | 0.57913 | 0.48185 | 1.7597e-13 | -135.3123 | 120.9775 | 1.7709e-13 | -151.1682 | 144.5775
Line3_1_5 | 0 | 0 | 0 | 0 | 0 | 0 | 0 | 0 | 0 | 0 | 0 | 0 | -1.6653e-17 | -4.2978e-10 | -1.1867e-09 | 3.3307e-17 | 4.2978e-10 | 1.1867e-09 | 6.6613e-17 | 1.3843e-09 | -7.3352e-11 | -6.6613e-17 | -1.3843e-09 | 7.3352e-11 | 0 | 0 | 0 | 0 | 0 | 0 | 0.9 | 0.79426 | 0.65148 | 0.9 | 0.79426 | 0.65148 | 1.7597e-13 | -135.3123 | 120.9775 | 1.7707e-13 | -135.3123 | 120.9775
Line4_2_6 | 0 | 0 | 0 | 0 | 0 | 0 | 0 | 0 | 0 | 0 | 0 | 0 | 9.1593e-17 | -1.0744e-09 | -2.9667e-09 | -7.494e-17 | 1.0744e-09 | 2.9667e-09 | 1.6653e-17 | 3.4609e-09 | -1.8338e-10 | -1.6653e-17 | -3.4609e-09 | 1.8338e-10 | 0 | 0 | 0 | 0 | 0 | 0 | 0.9 | 0.79426 | 0.65148 | 0.9 | 0.79426 | 0.65148 | 1.78e-13 | -135.3123 | 120.9775 | 1.8146e-13 | -135.3123 | 120.9775
Line5_6_7 | 0 | 0 | 0 | 0 | 0 | 0 | 0 | 0 | 0 | 0 | 0 | 0 | 1.5821e-16 | -8.5956e-10 | -2.3734e-09 | -1.4155e-16 | 8.5956e-10 | 2.3734e-09 | 4.996e-17 | 2.7687e-09 | -1.467e-10 | -4.996e-17 | -2.7687e-09 | 1.467e-10 | 0 | 0 | 0 | 0 | 0 | 0 | 0.9 | 0.79426 | 0.65148 | 0.9 | 0.79426 | 0.65148 | 1.8146e-13 | -135.3123 | 120.9775 | 1.8335e-13 | -135.3123 | 120.9775
Line6_7_8 | 0 | 0 | 0 | 0 | 0 | 0 | 0 | 0 | 0 | 0 | 0 | 0 | 4.1633e-17 | -6.4467e-10 | -1.78e-09 | -4.1633e-17 | 6.4467e-10 | 1.78e-09 | 1.1657e-16 | 2.0765e-09 | -1.1003e-10 | -6.6613e-17 | -2.0765e-09 | 1.1003e-10 | 0 | 0 | 0 | 0 | 0 | 0 | 0.9 | 0.79426 | 0.65148 | 0.9 | 0.79426 | 0.65148 | 1.8335e-13 | -135.3123 | 120.9775 | 1.8361e-13 | -135.3123 | 120.9775
Line7_8_9 | 0 | 0 | 0 | 0 | 0 | 0 | 0 | 0 | 0 | 0 | 0 | 0 | 4.996e-17 | -2.1489e-10 | -5.9334e-10 | -3.3307e-17 | 2.1489e-10 | 5.9334e-10 | 6.6613e-17 | 6.9217e-10 | -3.6676e-11 | -4.996e-17 | -6.9217e-10 | 3.6676e-11 | 0 | 0 | 0 | 0 | 0 | 0 | 0.9 | 0.79426 | 0.65148 | 0.9 | 0.79426 | 0.65148 | 1.8361e-13 | -135.3123 | 120.9775 | 1.8345e-13 | -135.3123 | 120.9775
Line8_8_10 | 0 | 0 | 0 | 0 | 0 | 0 | 0 | 0 | 0 | 0 | 0 | 0 | -1.601e-31 | -2.1489e-10 | -5.9334e-10 | 1.0683e-31 | 2.1489e-10 | 5.9334e-10 | 4.996e-17 | 6.9217e-10 | -3.6676e-11 | -3.3307e-17 | -6.9217e-10 | 3.6676e-11 | 0 | 0 | 0 | 0 | 0 | 0 | 0.9 | 0.79426 | 0.65148 | 0.9 | 0.79426 | 0.65148 | 1.8361e-13 | -135.3123 | 120.9775 | 1.8377e-13 | -135.3123 | 120.9775
Line9_3_11 | 0 | 0 | 0 | 0 | 0 | 0 | 0 | 0 | 0 | 0 | 0 | 0 | 8.3267e-18 | -1.5042e-09 | -4.1534e-09 | -8.3267e-18 | 1.5042e-09 | 4.1534e-09 | 6.6613e-17 | 4.8452e-09 | -2.5673e-10 | -4.996e-17 | -4.8452e-09 | 2.5673e-10 | 0 | 0 | 0 | 0 | 0 | 0 | 0.9 | 0.79426 | 0.65148 | 0.9 | 0.79426 | 0.65148 | 1.7849e-13 | -135.3123 | 120.9775 | 1.8259e-13 | -135.3123 | 120.9775

## LL_min_fault_6
name | pf_ikss_a_from_ka | pf_ikss_b_from_ka | pf_ikss_c_from_ka | pf_ikss_a_to_ka | pf_ikss_b_to_ka | pf_ikss_c_to_ka | pf_skss_a_from_mw | pf_skss_b_from_mw | pf_skss_c_from_mw | pf_skss_a_to_mw | pf_skss_b_to_mw | pf_skss_c_to_mw | pf_p_a_from_mw | pf_p_b_from_mw | pf_p_c_from_mw | pf_p_a_to_mw | pf_p_b_to_mw | pf_p_c_to_mw | pf_q_a_from_mvar | pf_q_b_from_mvar | pf_q_c_from_mvar | pf_q_a_to_mvar | pf_q_b_to_mvar | pf_q_c_to_mvar | pf_ikss_a_from_degree | pf_ikss_b_from_degree | pf_ikss_c_from_degree | pf_ikss_a_to_degree | pf_ikss_b_to_degree | pf_ikss_c_to_degree | pf_vm_a_from_pu | pf_vm_b_from_pu | pf_vm_c_from_pu | pf_vm_a_to_pu | pf_vm_b_to_pu | pf_vm_c_to_pu | pf_va_a_from_degree | pf_va_b_from_degree | pf_va_c_from_degree | pf_va_a_to_degree | pf_va_b_to_degree | pf_va_c_to_degree
Line0_1_2 | 0 | 0 | 0 | 0 | 0 | 0 | 0 | 0 | 0 | 0 | 0 | 0 | 2.7466e-18 | -3.8862e-11 | -1.1288e-10 | -2.472e-18 | 3.8862e-11 | 1.1288e-10 | 5.4933e-19 | 1.0829e-10 | 1.9912e-11 | -5.4933e-19 | -1.0829e-10 | -1.9912e-11 | 0 | 0 | 0 | 0 | 0 | 0 | 0.95 | 0.94812 | 0.94457 | 0.95 | 0.94812 | 0.94457 | 3.1012e-15 | -120.3131 | 119.9422 | 3.1502e-15 | -120.3131 | 119.9422
Line10_11_12 | 0 | 0 | 0 | 0 | 0 | 0 | 0 | 0 | 0 | 0 | 0 | 0 | -1.2334e-34 | -3.8862e-11 | -1.1288e-10 | -2.7466e-19 | 3.8862e-11 | 1.1288e-10 | 2.1973e-18 | 1.0829e-10 | 1.9912e-11 | -2.7466e-18 | -1.0829e-10 | -1.9912e-11 | 0 | 0 | 0 | 0 | 0 | 0 | 0.95 | 0.94812 | 0.94457 | 0.95 | 0.94812 | 0.94457 | 3.2161e-15 | -120.3131 | 119.9422 | 3.2911e-15 | -120.3131 | 119.9422
Line11_12_13 | 0 | 0 | 0 | 0 | 0 | 0 | 0 | 0 | 0 | 0 | 0 | 0 | -4.8066e-19 | -3.2385e-11 | -9.4068e-11 | 4.8066e-19 | 3.2385e-11 | 9.4068e-11 | 2.7466e-18 | 9.0245e-11 | 1.6593e-11 | -1.648e-18 | -9.0245e-11 | -1.6593e-11 | 0 | 0 | 0 | 0 | 0 | 0 | 0.95 | 0.94812 | 0.94457 | 0.95 | 0.94812 | 0.94457 | 3.2911e-15 | -120.3131 | 119.9422 | 3.3626e-15 | -120.3131 | 119.9422
Line12_13_15 | 0 | 0 | 0 | 0 | 0 | 0 | 0 | 0 | 0 | 0 | 0 | 0 | -1.1673e-18 | -1.9431e-11 | -5.6441e-11 | 1.442e-18 | 1.9431e-11 | 5.6441e-11 | 2.1973e-18 | 5.4147e-11 | 9.9561e-12 | -2.1973e-18 | -5.4147e-11 | -9.9561e-12 | 0 | 0 | 0 | 0 | 0 | 0 | 0.95 | 0.94812 | 0.94457 | 0.95 | 0.94812 | 0.94457 | 3.3626e-15 | -120.3131 | 119.9422 | 3.3997e-15 | -120.3131 | 119.9422
Line13_13_14 | 0 | 0 | 0 | 0 | 0 | 0 | 0 | 0 | 0 | 0 | 0 | 0 | -3.4333e-19 | -6.477e-12 | -1.8814e-11 | 3.4333e-19 | 6.477e-12 | 1.8814e-11 | 5.4933e-19 | 1.8049e-11 | 3.3187e-12 | -5.4933e-19 | -1.8049e-11 | -3.3187e-12 | 0 | 0 | 0 | 0 | 0 | 0 | 0.95 | 0.94812 | 0.94457 | 0.95 | 0.94812 | 0.94457 | 3.3626e-15 | -120.3131 | 119.9422 | 3.3615e-15 | -120.3131 | 119.9422
Line14_15_16 | 0 | 0 | 0 | 0 | 0 | 0 | 0 | 0 | 0 | 0 | 0 | 0 | -2.06e-19 | -1.2954e-11 | -3.7627e-11 | -6.8666e-20 | 1.2954e-11 | 3.7627e-11 | 1.0987e-18 | 3.6098e-11 | 6.6374e-12 | -4.1137e-36 | -3.6098e-11 | -6.6374e-12 | 0 | 0 | 0 | 0 | 0 | 0 | 0.95 | 0.94812 | 0.94457 | 0.95 | 0.94812 | 0.94457 | 3.3997e-15 | -120.3131 | 119.9422 | 3.4325e-15 | -120.3131 | 119.9422
Line15_16_17 | 0 | 0 | 0 | 0 | 0 | 0 | 0 | 0 | 0 | 0 | 0 | 0 | -8.2399e-19 | -6.477e-12 | -1.8814e-11 | 5.4933e-19 | 6.477e-12 | 1.8814e-11 | 5.4933e-19 | 1.8049e-11 | 3.3187e-12 | -5.4933e-19 | -1.8049e-11 | -3.3187e-12 | 0 | 0 | 0 | 0 | 0 | 0 | 0.95 | 0.94812 | 0.94457 | 0.95 | 0.94812 | 0.94457 | 3.4325e-15 | -120.3131 | 119.9422 | 3.4448e-15 | -120.3131 | 119.9422
Line16_4_18 | 0 | 0.052639 | 0.052639 | 0 | 0.052639 | 0.052639 | 0 | 0.012156 | 0.012156 | 0 | 0.012156 | 0.012156 | 0 | 0.011082 | 0.0028784 | 1.0987e-18 | -0.011029 | -0.0028252 | 0 | 0.0029185 | 0.011047 | 5.9988e-35 | -0.0028631 | -0.010991 | 0 | -135.266 | 44.734 | 0 | 44.734 | -135.266 | 0.95 | 0.94272 | 0.93905 | 0.95 | 0.93734 | 0.93354 | 3.1376e-15 | -120.5122 | 120.1294 | 3.1284e-15 | -120.7135 | 120.3187
Line17_5_19 | 0 | 0 | 0 | 0 | 0 | 0 | 0 | 0 | 0 | 0 | 0 | 0 | -5.4933e-19 | -6.477e-12 | -1.8814e-11 | 5.4933e-19 | 6.477e-12 | 1.8814e-11 | 5.4933e-19 | 1.8049e-11 | 3.3187e-12 | 3.0112e-35 | -1.8049e-11 | -3.3187e-12 | 0 | 0 | 0 | 0 | 0 | 0 | 0.95 | 0.94812 | 0.94457 | 0.95 | 0.94812 | 0.94457 | 3.1285e-15 | -120.3131 | 119.9422 | 3.1408e-15 | -120.3131 | 119.9422
Line1_1_3 | 0 | 0 | 0 | 0 | 0 | 0 | 0 | 0 | 0 | 0 | 0 | 0 | 9.6133e-19 | -5.1816e-11 | -1.5051e-10 | -9.6133e-19 | 5.1816e-11 | 1.5051e-10 | 1.0987e-18 | 1.4439e-10 | 2.655e-11 | -1.0987e-18 | -1.4439e-10 | -2.655e-11 | 0 | 0 | 0 | 0 | 0 | 0 | 0.95 | 0.94812 | 0.94457 | 0.95 | 0.94812 | 0.94457 | 3.1012e-15 | -120.3131 | 119.9422 | 3.1423e-15 | -120.3131 | 119.9422
Line2_1_4 | 0 | 0.052639 | 0.052639 | 0 | 0.052639 | 0.052639 | 0 | 0.012156 | 0.012156 | 0 | 0.012156 | 0.012156 | -2.7466e-18 | 0.011136 | 0.0029316 | 2.1973e-18 | -0.011082 | -0.0028784 | 2.1973e-18 | 0.0029739 | 0.011102 | -1.0987e-18 | -0.0029185 | -0.011047 | 0 | -135.266 | 44.734 | 0 | 44.734 | -135.266 | 0.95 | 0.94812 | 0.94457 | 0.95 | 0.94272 | 0.93905 | 3.1012e-15 | -120.3131 | 119.9422 | 3.1376e-15 | -120.5122 | 120.1294
Line3_1_5 | 0 | 0 | 0 | 0 | 0 | 0 | 0 | 0 | 0 | 0 | 0 | 0 | -6.8666e-19 | -1.2954e-11 | -3.7627e-11 | 4.12e-19 | 1.2954e-11 | 3.7627e-11 | 1.648e-18 | 3.6098e-11 | 6.6374e-12 | -1.648e-18 | -3.6098e-11 | -6.6374e-12 | 0 | 0 | 0 | 0 | 0 | 0 | 0.95 | 0.94812 | 0.94457 | 0.95 | 0.94812 | 0.94457 | 3.1012e-15 | -120.3131 | 119.9422 | 3.1285e-15 | -120.3131 | 119.9422
Line4_2_6 | 0 | 0 | 0 | 0 | 0 | 0 | 0 | 0 | 0 | 0 | 0 | 0 | 1.7853e-18 | -3.2385e-11 | -9.4068e-11 | -1.5107e-18 | 3.2385e-11 | 9.4068e-11 | 1.648e-18 | 9.0245e-11 | 1.6593e-11 | -1.648e-18 | -9.0245e-11 | -1.6593e-11 | 0 | 0 | 0 | 0 | 0 | 0 | 0.95 | 0.94812 | 0.94457 | 0.95 | 0.94812 | 0.94457 | 3.1502e-15 | -120.3131 | 119.9422 | 3.22e-15 | -120.3131 | 119.9422
Line5_6_7 | 0 | 0 | 0 | 0 | 0 | 0 | 0 | 0 | 0 | 0 | 0 | 0 | 3.0213e-18 | -2.5908e-11 | -7.5255e-11 | -3.296e-18 | 2.5908e-11 | 7.5255e-11 | 1.648e-18 | 7.2196e-11 | 1.3275e-11 | -1.648e-18 | -7.2196e-11 | -1.3275e-11 | 0 | 0 | 0 | 0 | 0 | 0 | 0.95 | 0.94812 | 0.94457 | 0.95 | 0.94812 | 0.94457 | 3.22e-15 | -120.3131 | 119.9422 | 3.2576e-15 | -120.3131 | 119.9422
Line6_7_8 | 0 | 0 | 0 | 0 | 0 | 0 | 0 | 0 | 0 | 0 | 0 | 0 | 1.3047e-18 | -1.9431e-11 | -5.6441e-11 | -1.5793e-18 | 1.9431e-11 | 5.6441e-11 | 1.648e-18 | 5.4147e-11 | 9.9561e-12 | -1.648e-18 | -5.4147e-11 | -9.9561e-12 | 0 | 0 | 0 | 0 | 0 | 0 | 0.95 | 0.94812 | 0.94457 | 0.95 | 0.94812 | 0.94457 | 3.2576e-15 | -120.3131 | 119.9422 | 3.2639e-15 | -120.3131 | 119.9422
Line7_8_9 | 0 | 0 | 0 | 0 | 0 | 0 | 0 | 0 | 0 | 0 | 0 | 0 | -6.18e-19 | -6.477e-12 | -1.8814e-11 | 6.18e-19 | 6.477e-12 | 1.8814e-11 | 5.4933e-19 | 1.8049e-11 | 3.3187e-12 | 3.5193e-35 | -1.8049e-11 | -3.3187e-12 | 0 | 0 | 0 | 0 | 0 | 0 | 0.95 | 0.94812 | 0.94457 | 0.95 | 0.94812 | 0.94457 | 3.2639e-15 | -120.3131 | 119.9422 | 3.2628e-15 | -120.3131 | 119.9422
Line8_8_10 | 0 | 0 | 0 | 0 | 0 | 0 | 0 | 0 | 0 | 0 | 0 | 0 | -2.7466e-19 | -6.477e-12 | -1.8814e-11 | 2.7466e-19 | 6.477e-12 | 1.8814e-11 | -1.5646e-35 | 1.8049e-11 | 3.3187e-12 | 5.4933e-19 | -1.8049e-11 | -3.3187e-12 | 0 | 0 | 0 | 0 | 0 | 0 | 0.95 | 0.94812 | 0.94457 | 0.95 | 0.94812 | 0.94457 | 3.2639e-15 | -120.3131 | 119.9422 | 3.2712e-15 | -120.3131 | 119.9422
Line9_3_11 | 0 | 0 | 0 | 0 | 0 | 0 | 0 | 0 | 0 | 0 | 0 | 0 | 1.0987e-18 | -4.5339e-11 | -1.317e-10 | -1.648e-18 | 4.5339e-11 | 1.317e-10 | 3.296e-18 | 1.2634e-10 | 2.3231e-11 | -2.7466e-18 | -1.2634e-10 | -2.3231e-11 | 0 | 0 | 0 | 0 | 0 | 0 | 0.95 | 0.94812 | 0.94457 | 0.95 | 0.94812 | 0.94457 | 3.1423e-15 | -120.3131 | 119.9422 | 3.2161e-15 | -120.3131 | 119.9422

## LL_min_fault_10
name | pf_ikss_a_from_ka | pf_ikss_b_from_ka | pf_ikss_c_from_ka | pf_ikss_a_to_ka | pf_ikss_b_to_ka | pf_ikss_c_to_ka | pf_skss_a_from_mw | pf_skss_b_from_mw | pf_skss_c_from_mw | pf_skss_a_to_mw | pf_skss_b_to_mw | pf_skss_c_to_mw | pf_p_a_from_mw | pf_p_b_from_mw | pf_p_c_from_mw | pf_p_a_to_mw | pf_p_b_to_mw | pf_p_c_to_mw | pf_q_a_from_mvar | pf_q_b_from_mvar | pf_q_c_from_mvar | pf_q_a_to_mvar | pf_q_b_to_mvar | pf_q_c_to_mvar | pf_ikss_a_from_degree | pf_ikss_b_from_degree | pf_ikss_c_from_degree | pf_ikss_a_to_degree | pf_ikss_b_to_degree | pf_ikss_c_to_degree | pf_vm_a_from_pu | pf_vm_b_from_pu | pf_vm_c_from_pu | pf_vm_a_to_pu | pf_vm_b_to_pu | pf_vm_c_to_pu | pf_va_a_from_degree | pf_va_b_from_degree | pf_va_c_from_degree | pf_va_a_to_degree | pf_va_b_to_degree | pf_va_c_to_degree
Line0_1_2 | 0 | 0 | 0 | 0 | 0 | 0 | 0 | 0 | 0 | 0 | 0 | 0 | 1.8865e-18 | -3.4879e-11 | -1.0131e-10 | -1.8865e-18 | 3.4879e-11 | 1.0131e-10 | 1.5613e-18 | 9.7195e-11 | 1.7871e-11 | -5.2042e-19 | -9.7195e-11 | -1.7871e-11 | 0 | 0 | 0 | 0 | 0 | 0 | 0.9 | 0.89822 | 0.89485 | 0.9 | 0.89822 | 0.89485 | 3.1227e-15 | -120.3131 | 119.9422 | 3.1745e-15 | -120.3131 | 119.9422
Line10_11_12 | 0 | 0 | 0 | 0 | 0 | 0 | 0 | 0 | 0 | 0 | 0 | 0 | 7.1557e-19 | -3.4879e-11 | -1.0131e-10 | -7.1557e-19 | 3.4879e-11 | 1.0131e-10 | 2.6021e-18 | 9.7195e-11 | 1.7871e-11 | -2.0817e-18 | -9.7195e-11 | -1.7871e-11 | 0 | 0 | 0 | 0 | 0 | 0 | 0.9 | 0.89822 | 0.89485 | 0.9 | 0.89822 | 0.89485 | 3.2375e-15 | -120.3131 | 119.9422 | 3.3126e-15 | -120.3131 | 119.9422
Line11_12_13 | 0 | 0 | 0 | 0 | 0 | 0 | 0 | 0 | 0 | 0 | 0 | 0 | -7.8063e-19 | -2.9066e-11 | -8.4427e-11 | 7.8063e-19 | 2.9066e-11 | 8.4427e-11 | 3.1225e-18 | 8.0996e-11 | 1.4893e-11 | -3.1225e-18 | -8.0996e-11 | -1.4893e-11 | 0 | 0 | 0 | 0 | 0 | 0 | 0.9 | 0.89822 | 0.89485 | 0.9 | 0.89822 | 0.89485 | 3.3126e-15 | -120.3131 | 119.9422 | 3.384e-15 | -120.3131 | 119.9422
Line12_13_15 | 0 | 0 | 0 | 0 | 0 | 0 | 0 | 0 | 0 | 0 | 0 | 0 | -5.8547e-19 | -1.7439e-11 | -5.0656e-11 | 3.2526e-19 | 1.7439e-11 | 5.0656e-11 | 1.0408e-18 | 4.8598e-11 | 8.9356e-12 | -5.2042e-19 | -4.8598e-11 | -8.9356e-12 | 0 | 0 | 0 | 0 | 0 | 0 | 0.9 | 0.89822 | 0.89485 | 0.9 | 0.89822 | 0.89485 | 3.384e-15 | -120.3131 | 119.9422 | 3.4212e-15 | -120.3131 | 119.9422
Line13_13_14 | 0 | 0 | 0 | 0 | 0 | 0 | 0 | 0 | 0 | 0 | 0 | 0 | 4.5536e-19 | -5.8131e-12 | -1.6885e-11 | -4.5536e-19 | 5.8131e-12 | 1.6885e-11 | 5.2042e-19 | 1.6199e-11 | 2.9786e-12 | -5.2042e-19 | -1.6199e-11 | -2.9786e-12 | 0 | 0 | 0 | 0 | 0 | 0 | 0.9 | 0.89822 | 0.89485 | 0.9 | 0.89822 | 0.89485 | 3.384e-15 | -120.3131 | 119.9422 | 3.3829e-15 | -120.3131 | 119.9422
Line14_15_16 | 0 | 0 | 0 | 0 | 0 | 0 | 0 | 0 | 0 | 0 | 0 | 0 | -1.236e-18 | -1.1626e-11 | -3.3771e-11 | 9.7578e-19 | 1.1626e-11 | 3.3771e-11 | 5.2042e-19 | 3.2398e-11 | 5.9571e-12 | -1.0408e-18 | -3.2398e-11 | -5.9571e-12 | 0 | 0 | 0 | 0 | 0 | 0 | 0.9 | 0.89822 | 0.89485 | 0.9 | 0.89822 | 0.89485 | 3.4212e-15 | -120.3131 | 119.9422 | 3.4539e-15 | -120.3131 | 119.9422
Line15_16_17 | 0 | 0 | 0 | 0 | 0 | 0 | 0 | 0 | 0 | 0 | 0 | 0 | 6.5052e-20 | -5.8131e-12 | -1.6885e-11 | -6.5052e-20 | 5.8131e-12 | 1.6885e-11 | 5.2042e-19 | 1.6199e-11 | 2.9785e-12 | -5.2042e-19 | -1.6199e-11 | -2.9785e-12 | 0 | 0 | 0 | 0 | 0 | 0 | 0.9 | 0.89822 | 0.89485 | 0.9 | 0.89822 | 0.89485 | 3.4539e-15 | -120.3131 | 119.9422 | 3.4662e-15 | -120.3131 | 119.9422
Line16_4_18 | 0 | 0.049869 | 0.049869 | 0 | 0.049869 | 0.049869 | 0 | 0.011517 | 0.011517 | 0 | 0.011517 | 0.011517 | -1.1463e-34 | 0.0099465 | 0.0025834 | 1.1477e-34 | -0.0098987 | -0.0025356 | 2.0817e-18 | 0.0026194 | 0.0099144 | -2.0817e-18 | -0.0025697 | -0.0098647 | 0 | -135.266 | 44.734 | 0 | 44.734 | -135.266 | 0.9 | 0.89311 | 0.88962 | 0.9 | 0.888 | 0.8844 | 3.1551e-15 | -120.5122 | 120.1294 | 3.1588e-15 | -120.7135 | 120.3187
Line17_5_19 | 0 | 0 | 0 | 0 | 0 | 0 | 0 | 0 | 0 | 0 | 0 | 0 | -7.1557e-19 | -5.8131e-12 | -1.6885e-11 | 4.5536e-19 | 5.8131e-12 | 1.6885e-11 | -3.934e-35 | 1.6199e-11 | 2.9785e-12 | 2.5132e-35 | -1.6199e-11 | -2.9786e-12 | 0 | 0 | 0 | 0 | 0 | 0 | 0.9 | 0.89822 | 0.89485 | 0.9 | 0.89822 | 0.89485 | 3.1499e-15 | -120.3131 | 119.9422 | 3.1622e-15 | -120.3131 | 119.9422
Line1_1_3 | 0 | 0 | 0 | 0 | 0 | 0 | 0 | 0 | 0 | 0 | 0 | 0 | 9.7578e-19 | -4.6505e-11 | -1.3508e-10 | -9.7578e-19 | 4.6505e-11 | 1.3508e-10 | 2.6021e-18 | 1.2959e-10 | 2.3828e-11 | -2.0817e-18 | -1.2959e-10 | -2.3828e-11 | 0 | 0 | 0 | 0 | 0 | 0 | 0.9 | 0.89822 | 0.89485 | 0.9 | 0.89822 | 0.89485 | 3.1227e-15 | -120.3131 | 119.9422 | 3.1637e-15 | -120.3131 | 119.9422
Line2_1_4 | 0 | 0.049869 | 0.049869 | 0 | 0.049869 | 0.049869 | 0 | 0.011517 | 0.011517 | 0 | 0.011517 | 0.011517 | -1.0408e-18 | 0.0099942 | 0.0026311 | 1.5613e-18 | -0.0099465 | -0.0025834 | 1.0408e-18 | 0.0026691 | 0.0099642 | 8.5973e-35 | -0.0026194 | -0.0099144 | 0 | -135.266 | 44.734 | 0 | 44.734 | -135.266 | 0.9 | 0.89822 | 0.89485 | 0.9 | 0.89311 | 0.88962 | 3.1227e-15 | -120.3131 | 119.9422 | 3.1551e-15 | -120.5122 | 120.1294
Line3_1_5 | 0 | 0 | 0 | 0 | 0 | 0 | 0 | 0 | 0 | 0 | 0 | 0 | 1.301e-19 | -1.1626e-11 | -3.3771e-11 | -1.301e-19 | 1.1626e-11 | 3.3771e-11 | 1.5613e-18 | 3.2398e-11 | 5.9571e-12 | -7.1527e-36 | -3.2398e-11 | -5.9571e-12 | 0 | 0 | 0 | 0 | 0 | 0 | 0.9 | 0.89822 | 0.89485 | 0.9 | 0.89822 | 0.89485 | 3.1227e-15 | -120.3131 | 119.9422 | 3.1499e-15 | -120.3131 | 119.9422
Line4_2_6 | 0 | 0 | 0 | 0 | 0 | 0 | 0 | 0 | 0 | 0 | 0 | 0 | 1.6263e-18 | -2.9066e-11 | -8.4427e-11 | -1.8865e-18 | 2.9066e-11 | 8.4427e-11 | 1.5613e-18 | 8.0996e-11 | 1.4893e-11 | -1.0408e-18 | -8.0996e-11 | -1.4893e-11 | 0 | 0 | 0 | 0 | 0 | 0 | 0.9 | 0.89822 | 0.89485 | 0.9 | 0.89822 | 0.89485 | 3.1745e-15 | -120.3131 | 119.9422 | 3.2503e-15 | -120.3131 | 119.9422
Line5_6_7 | 0 | 0 | 0 | 0 | 0 | 0 | 0 | 0 | 0 | 0 | 0 | 0 | 2.2768e-18 | -2.3253e-11 | -6.7542e-11 | -2.2768e-18 | 2.3253e-11 | 6.7542e-11 | 5.2042e-19 | 6.4797e-11 | 1.1914e-11 | -5.2042e-19 | -6.4797e-11 | -1.1914e-11 | 0 | 0 | 0 | 0 | 0 | 0 | 0.9 | 0.89822 | 0.89485 | 0.9 | 0.89822 | 0.89485 | 3.2503e-15 | -120.3131 | 119.9422 | 3.2954e-15 | -120.3131 | 119.9422
Line6_7_8 | 0 | 0 | 0 | 0 | 0 | 0 | 0 | 0 | 0 | 0 | 0 | 0 | 1.9516e-18 | -1.7439e-11 | -5.0656e-11 | -1.6914e-18 | 1.7439e-11 | 5.0656e-11 | 5.2042e-19 | 4.8598e-11 | 8.9356e-12 | -2.0817e-18 | -4.8598e-11 | -8.9357e-12 | 0 | 0 | 0 | 0 | 0 | 0 | 0.9 | 0.89822 | 0.89485 | 0.9 | 0.89822 | 0.89485 | 3.2954e-15 | -120.3131 | 119.9422 | 3.304e-15 | -120.3131 | 119.9422
Line7_8_9 | 0 | 0 | 0 | 0 | 0 | 0 | 0 | 0 | 0 | 0 | 0 | 0 | -3.2526e-19 | -5.8131e-12 | -1.6885e-11 | 3.2526e-19 | 5.8131e-12 | 1.6885e-11 | 1.0408e-18 | 1.6199e-11 | 2.9786e-12 | -5.2042e-19 | -1.6199e-11 | -2.9786e-12 | 0 | 0 | 0 | 0 | 0 | 0 | 0.9 | 0.89822 | 0.89485 | 0.9 | 0.89822 | 0.89485 | 3.304e-15 | -120.3131 | 119.9422 | 3.3029e-15 | -120.3131 | 119.9422
Line8_8_10 | 0 | 0 | 0 | 0 | 0 | 0 | 0 | 0 | 0 | 0 | 0 | 0 | 2.6021e-19 | -5.8131e-12 | -1.6885e-11 | -2.6021e-19 | 5.8131e-12 | 1.6885e-11 | 1.0408e-18 | 1.6199e-11 | 2.9785e-12 | -1.0408e-18 | -1.6199e-11 | -2.9785e-12 | 0 | 0 | 0 | 0 | 0 | 0 | 0.9 | 0.89822 | 0.89485 | 0.9 | 0.89822 | 0.89485 | 3.304e-15 | -120.3131 | 119.9422 | 3.3134e-15 | -120.3131 | 119.9422
Line9_3_11 | 0 | 0 | 0 | 0 | 0 | 0 | 0 | 0 | 0 | 0 | 0 | 0 | 1.1709e-18 | -4.0692e-11 | -1.182e-10 | -1.1709e-18 | 4.0692e-11 | 1.182e-10 | 3.1225e-18 | 1.1339e-10 | 2.085e-11 | -1.5613e-18 | -1.1339e-10 | -2.085e-11 | 0 | 0 | 0 | 0 | 0 | 0 | 0.9 | 0.89822 | 0.89485 | 0.9 | 0.89822 | 0.89485 | 3.1637e-15 | -120.3131 | 119.9422 | 3.2375e-15 | -120.3131 | 119.9422

## LG_max_6
name | pf_ikss_a_from_ka | pf_ikss_b_from_ka | pf_ikss_c_from_ka | pf_ikss_a_to_ka | pf_ikss_b_to_ka | pf_ikss_c_to_ka | pf_skss_a_from_mw | pf_skss_b_from_mw | pf_skss_c_from_mw | pf_skss_a_to_mw | pf_skss_b_to_mw | pf_skss_c_to_mw | pf_p_a_from_mw | pf_p_b_from_mw | pf_p_c_from_mw | pf_p_a_to_mw | pf_p_b_to_mw | pf_p_c_to_mw | pf_q_a_from_mvar | pf_q_b_from_mvar | pf_q_c_from_mvar | pf_q_a_to_mvar | pf_q_b_to_mvar | pf_q_c_to_mvar | pf_ikss_a_from_degree | pf_ikss_b_from_degree | pf_ikss_c_from_degree | pf_ikss_a_to_degree | pf_ikss_b_to_degree | pf_ikss_c_to_degree | pf_vm_a_from_pu | pf_vm_b_from_pu | pf_vm_c_from_pu | pf_vm_a_to_pu | pf_vm_b_to_pu | pf_vm_c_to_pu | pf_va_a_from_degree | pf_va_b_from_degree | pf_va_c_from_degree | pf_va_a_to_degree | pf_va_b_to_degree | pf_va_c_to_degree
Line0_1_2 | 0 | 0 | 0 | 0 | 0 | 0 | 0 | 0 | 0 | 0 | 0 | 0 | -2.1355e-09 | 3.0108e-08 | -3.4567e-08 | 2.6603e-09 | -2.4855e-08 | 2.8789e-08 | 2.711e-08 | -1.793e-08 | -1.4406e-08 | -2.2893e-08 | 1.5096e-08 | 1.1705e-08 | 0 | 0 | 0 | 0 | 0 | 0 | 0.70057 | 0.98393 | 1.0515 | 0.70057 | 0.98393 | 1.0515 | -6.4095 | -117.6559 | 115.7431 | -6.4095 | -117.6559 | 115.7431
Line10_11_12 | 0 | 0 | 0 | 0 | 0 | 0 | 0 | 0 | 0 | 0 | 0 | 0 | -2.1355e-09 | 3.0108e-08 | -3.4567e-08 | 2.6603e-09 | -2.4855e-08 | 2.8789e-08 | 2.711e-08 | -1.793e-08 | -1.4406e-08 | -2.2893e-08 | 1.5096e-08 | 1.1705e-08 | 0 | 0 | 0 | 0 | 0 | 0 | 0.70057 | 0.98393 | 1.0515 | 0.70057 | 0.98393 | 1.0515 | -6.4095 | -117.6559 | 115.7431 | -6.4095 | -117.6559 | 115.7431
Line11_12_13 | 0 | 0 | 0 | 0 | 0 | 0 | 0 | 0 | 0 | 0 | 0 | 0 | -1.7796e-09 | 2.509e-08 | -2.8805e-08 | 2.3044e-09 | -1.9837e-08 | 2.3027e-08 | 2.2591e-08 | -1.4941e-08 | -1.2005e-08 | -1.8374e-08 | 1.2108e-08 | 9.3038e-09 | 0 | 0 | 0 | 0 | 0 | 0 | 0.70057 | 0.98393 | 1.0515 | 0.70057 | 0.98393 | 1.0515 | -6.4095 | -117.6559 | 115.7431 | -6.4095 | -117.6559 | 115.7431
Line12_13_15 | 0 | 0 | 0 | 0 | 0 | 0 | 0 | 0 | 0 | 0 | 0 | 0 | -1.0678e-09 | 1.5054e-08 | -1.7283e-08 | 1.5926e-09 | -9.8009e-09 | 1.1505e-08 | 1.3555e-08 | -8.9648e-09 | -7.2032e-09 | -9.3377e-09 | 6.1314e-09 | 4.5016e-09 | 0 | 0 | 0 | 0 | 0 | 0 | 0.70057 | 0.98393 | 1.0515 | 0.70057 | 0.98393 | 1.0515 | -6.4095 | -117.6559 | 115.7431 | -6.4095 | -117.6559 | 115.7431
Line13_13_14 | 0 | 0 | 0 | 0 | 0 | 0 | 0 | 0 | 0 | 0 | 0 | 0 | -3.5592e-10 | 5.018e-09 | -5.7611e-09 | 8.8074e-10 | 2.3518e-10 | -1.6927e-11 | 4.5183e-09 | -2.9883e-09 | -2.4011e-09 | -3.011e-10 | 1.5494e-10 | -3.005e-10 | 0 | 0 | 0 | 0 | 0 | 0 | 0.70057 | 0.98393 | 1.0515 | 0.70057 | 0.98393 | 1.0515 | -6.4095 | -117.6559 | 115.7431 | -6.4095 | -117.6559 | 115.7431
Line14_15_16 | 0 | 0 | 0 | 0 | 0 | 0 | 0 | 0 | 0 | 0 | 0 | 0 | -7.1184e-10 | 1.0036e-08 | -1.1522e-08 | 1.2367e-09 | -4.7828e-09 | 5.7442e-09 | 9.0366e-09 | -5.9765e-09 | -4.8021e-09 | -4.8194e-09 | 3.1432e-09 | 2.1006e-09 | 0 | 0 | 0 | 0 | 0 | 0 | 0.70057 | 0.98393 | 1.0515 | 0.70057 | 0.98393 | 1.0515 | -6.4095 | -117.6559 | 115.7431 | -6.4095 | -117.6559 | 115.7431
Line15_16_17 | 0 | 0 | 0 | 0 | 0 | 0 | 0 | 0 | 0 | 0 | 0 | 0 | -3.5592e-10 | 5.018e-09 | -5.7611e-09 | 8.8074e-10 | 2.3518e-10 | -1.6927e-11 | 4.5183e-09 | -2.9883e-09 | -2.4011e-09 | -3.011e-10 | 1.5494e-10 | -3.005e-10 | 0 | 0 | 0 | 0 | 0 | 0 | 0.70057 | 0.98393 | 1.0515 | 0.70057 | 0.98393 | 1.0515 | -6.4095 | -117.6559 | 115.7431 | -6.4095 | -117.6559 | 115.7431
Line16_4_18 | 4.3413 | 0 | 0 | 4.3413 | 0 | 0 | 1.0026 | 0 | 0 | 1.0026 | 0 | 0 | 0.15706 | 1.3013e-08 | -1.3781e-08 | 5.6693e-16 | 3.1368e-10 | 1.6587e-10 | 0.31411 | -5.5715e-09 | -5.8432e-09 | 8.4925e-14 | 6.493e-10 | -7.3464e-10 | -69.8445 | 0 | 0 | 110.1555 | 0 | 0 | 0.35029 | 0.96077 | 1.0159 | 0 | 0.94225 | 0.9841 | -6.4095 | -113.7589 | 112.3961 | 0 | -109.6893 | 108.8197
Line17_5_19 | 0 | 0 | 0 | 0 | 0 | 0 | 0 | 0 | 0 | 0 | 0 | 0 | -3.5592e-10 | 5.018e-09 | -5.7611e-09 | 8.8074e-10 | 2.3518e-10 | -1.6927e-11 | 4.5183e-09 | -2.9883e-09 | -2.4011e-09 | -3.011e-10 | 1.5494e-10 | -3.005e-10 | 0 | 0 | 0 | 0 | 0 | 0 | 0.70057 | 0.98393 | 1.0515 | 0.70057 | 0.98393 | 1.0515 | -6.4095 | -117.6559 | 115.7431 | -6.4095 | -117.6559 | 115.7431
Line1_1_3 | 0 | 0 | 0 | 0 | 0 | 0 | 0 | 0 | 0 | 0 | 0 | 0 | -2.8474e-09 | 4.0144e-08 | -4.6089e-08 | 3.3722e-09 | -3.4891e-08 | 4.0311e-08 | 3.6146e-08 | -2.3906e-08 | -1.9208e-08 | -3.1929e-08 | 2.1073e-08 | 1.6507e-08 | 0 | 0 | 0 | 0 | 0 | 0 | 0.70057 | 0.98393 | 1.0515 | 0.70057 | 0.98393 | 1.0515 | -6.4095 | -117.6559 | 115.7431 | -6.4095 | -117.6559 | 115.7431
Line2_1_4 | 4.3413 | 0 | 0 | 4.3413 | 0 | 0 | 1.0026 | 0 | 0 | 1.0026 | 0 | 0 | 0.31411 | 2.0526e-08 | -2.2403e-08 | -0.15706 | -1.2721e-08 | 1.3874e-08 | 0.62823 | -1.0869e-08 | -1.0685e-08 | -0.31411 | 5.9736e-09 | 5.3256e-09 | -69.8445 | 0 | 0 | 110.1555 | 0 | 0 | 0.70057 | 0.98393 | 1.0515 | 0.35029 | 0.96077 | 1.0159 | -6.4095 | -117.6559 | 115.7431 | -6.4095 | -113.7589 | 112.3961
Line3_1_5 | 0 | 0 | 0 | 0 | 0 | 0 | 0 | 0 | 0 | 0 | 0 | 0 | -7.1184e-10 | 1.0036e-08 | -1.1522e-08 | 1.2367e-09 | -4.7828e-09 | 5.7442e-09 | 9.0366e-09 | -5.9765e-09 | -4.8021e-09 | -4.8194e-09 | 3.1432e-09 | 2.1006e-09 | 0 | 0 | 0 | 0 | 0 | 0 | 0.70057 | 0.98393 | 1.0515 | 0.70057 | 0.98393 | 1.0515 | -6.4095 | -117.6559 | 115.7431 | -6.4095 | -117.6559 | 115.7431
Line4_2_6 | 0 | 0 | 0 | 0 | 0 | 0 | 0 | 0 | 0 | 0 | 0 | 0 | -1.7796e-09 | 2.509e-08 | -2.8805e-08 | 2.3044e-09 | -1.9837e-08 | 2.3027e-08 | 2.2591e-08 | -1.4941e-08 | -1.2005e-08 | -1.8374e-08 | 1.2108e-08 | 9.3037e-09 | 0 | 0 | 0 | 0 | 0 | 0 | 0.70057 | 0.98393 | 1.0515 | 0.70057 | 0.98393 | 1.0515 | -6.4095 | -117.6559 | 115.7431 | -6.4095 | -117.6559 | 115.7431
Line5_6_7 | 0 | 0 | 0 | 0 | 0 | 0 | 0 | 0 | 0 | 0 | 0 | 0 | -1.4237e-09 | 2.0072e-08 | -2.3044e-08 | 1.9485e-09 | -1.4819e-08 | 1.7266e-08 | 1.8073e-08 | -1.1953e-08 | -9.6042e-09 | -1.3856e-08 | 9.1197e-09 | 6.9027e-09 | 0 | 0 | 0 | 0 | 0 | 0 | 0.70057 | 0.98393 | 1.0515 | 0.70057 | 0.98393 | 1.0515 | -6.4095 | -117.6559 | 115.7431 | -6.4095 | -117.6559 | 115.7431
Line6_7_8 | 0 | 0 | 0 | 0 | 0 | 0 | 0 | 0 | 0 | 0 | 0 | 0 | -1.0678e-09 | 1.5054e-08 | -1.7283e-08 | 1.5926e-09 | -9.8009e-09 | 1.1505e-08 | 1.3555e-08 | -8.9648e-09 | -7.2032e-09 | -9.3377e-09 | 6.1314e-09 | 4.5016e-09 | 0 | 0 | 0 | 0 | 0 | 0 | 0.70057 | 0.98393 | 1.0515 | 0.70057 | 0.98393 | 1.0515 | -6.4095 | -117.6559 | 115.7431 | -6.4095 | -117.6559 | 115.7431
Line7_8_9 | 0 | 0 | 0 | 0 | 0 | 0 | 0 | 0 | 0 | 0 | 0 | 0 | -3.5592e-10 | 5.018e-09 | -5.7611e-09 | 8.8074e-10 | 2.3518e-10 | -1.6927e-11 | 4.5183e-09 | -2.9883e-09 | -2.4011e-09 | -3.011e-10 | 1.5494e-10 | -3.005e-10 | 0 | 0 | 0 | 0 | 0 | 0 | 0.70057 | 0.98393 | 1.0515 | 0.70057 | 0.98393 | 1.0515 | -6.4095 | -117.6559 | 115.7431 | -6.4095 | -117.6559 | 115.7431
Line8_8_10 | 0 | 0 | 0 | 0 | 0 | 0 | 0 | 0 | 0 | 0 | 0 | 0 | -3.5592e-10 | 5.018e-09 | -5.7611e-09 | 8.8074e-10 | 2.3519e-10 | -1.6927e-11 | 4.5183e-09 | -2.9883e-09 | -2.4011e-09 | -3.011e-10 | 1.5494e-10 | -3.005e-10 | 0 | 0 | 0 | 0 | 0 | 0 | 0.70057 | 0.98393 | 1.0515 | 0.70057 | 0.98393 | 1.0515 | -6.4095 | -117.6559 | 115.7431 | -6.4095 | -117.6559 | 115.7431
Line9_3_11 | 0 | 0 | 0 | 0 | 0 | 0 | 0 | 0 | 0 | 0 | 0 | 0 | -2.4914e-09 | 3.5126e-08 | -4.0328e-08 | 3.0163e-09 | -2.9873e-08 | 3.455e-08 | 3.1628e-08 | -2.0918e-08 | -1.6807e-08 | -2.7411e-08 | 1.8084e-08 | 1.4106e-08 | 0 | 0 | 0 | 0 | 0 | 0 | 0.70057 | 0.98393 | 1.0515 | 0.70057 | 0.98393 | 1.0515 | -6.4095 | -117.6559 | 115.7431 | -6.4095 | -117.6559 | 115.7431

## LG_max_10
name | pf_ikss_a_from_ka | pf_ikss_b_from_ka | pf_ikss_c_from_ka | pf_ikss_a_to_ka | pf_ikss_b_to_ka | pf_ikss_c_to_ka | pf_skss_a_from_mw | pf_skss_b_from_mw | pf_skss_c_from_mw | pf_skss_a_to_mw | pf_skss_b_to_mw | pf_skss_c_to_mw | pf_p_a_from_mw | pf_p_b_from_mw | pf_p_c_from_mw | pf_p_a_to_mw | pf_p_b_to_mw | pf_p_c_to_mw | pf_q_a_from_mvar | pf_q_b_from_mvar | pf_q_c_from_mvar | pf_q_a_to_mvar | pf_q_b_to_mvar | pf_q_c_to_mvar | pf_ikss_a_from_degree | pf_ikss_b_from_degree | pf_ikss_c_from_degree | pf_ikss_a_to_degree | pf_ikss_b_to_degree | pf_ikss_c_to_degree | pf_vm_a_from_pu | pf_vm_b_from_pu | pf_vm_c_from_pu | pf_vm_a_to_pu | pf_vm_b_to_pu | pf_vm_c_to_pu | pf_va_a_from_degree | pf_va_b_from_degree | pf_va_c_from_degree | pf_va_a_to_degree | pf_va_b_to_degree | pf_va_c_to_degree
Line0_1_2 | 0 | 0 | 0 | 0 | 0 | 0 | 0 | 0 | 0 | 0 | 0 | 0 | -2.3772e-09 | 3.4112e-08 | -3.9095e-08 | 2.9618e-09 | -2.8162e-08 | 3.256e-08 | 3.0198e-08 | -2.0081e-08 | -1.635e-08 | -2.55e-08 | 1.691e-08 | 1.3285e-08 | 0 | 0 | 0 | 0 | 0 | 0 | 0.72241 | 1.0289 | 1.1014 | 0.72241 | 1.0289 | 1.1014 | -6.6082 | -117.5664 | 115.6126 | -6.6082 | -117.5664 | 115.6126
Line10_11_12 | 0 | 0 | 0 | 0 | 0 | 0 | 0 | 0 | 0 | 0 | 0 | 0 | -2.3772e-09 | 3.4112e-08 | -3.9095e-08 | 2.9618e-09 | -2.8162e-08 | 3.256e-08 | 3.0198e-08 | -2.0081e-08 | -1.635e-08 | -2.55e-08 | 1.691e-08 | 1.3285e-08 | 0 | 0 | 0 | 0 | 0 | 0 | 0.72241 | 1.0289 | 1.1014 | 0.72241 | 1.0289 | 1.1014 | -6.6082 | -117.5664 | 115.6126 | -6.6082 | -117.5664 | 115.6126
Line11_12_13 | 0 | 0 | 0 | 0 | 0 | 0 | 0 | 0 | 0 | 0 | 0 | 0 | -1.981e-09 | 2.8427e-08 | -3.2579e-08 | 2.5656e-09 | -2.2477e-08 | 2.6044e-08 | 2.5165e-08 | -1.6734e-08 | -1.3625e-08 | -2.0467e-08 | 1.3563e-08 | 1.056e-08 | 0 | 0 | 0 | 0 | 0 | 0 | 0.72241 | 1.0289 | 1.1014 | 0.72241 | 1.0289 | 1.1014 | -6.6082 | -117.5664 | 115.6126 | -6.6082 | -117.5664 | 115.6126
Line12_13_15 | 0 | 0 | 0 | 0 | 0 | 0 | 0 | 0 | 0 | 0 | 0 | 0 | -1.1886e-09 | 1.7056e-08 | -1.9547e-08 | 1.7732e-09 | -1.1106e-08 | 1.3013e-08 | 1.5099e-08 | -1.004e-08 | -8.1748e-09 | -1.0401e-08 | 6.8698e-09 | 5.1101e-09 | 0 | 0 | 0 | 0 | 0 | 0 | 0.72241 | 1.0289 | 1.1014 | 0.72241 | 1.0289 | 1.1014 | -6.6082 | -117.5664 | 115.6126 | -6.6082 | -117.5664 | 115.6126
Line13_13_14 | 0 | 0 | 0 | 0 | 0 | 0 | 0 | 0 | 0 | 0 | 0 | 0 | -3.9621e-10 | 5.6854e-09 | -6.5158e-09 | 9.8082e-10 | 2.6464e-10 | -1.8792e-11 | 5.033e-09 | -3.3468e-09 | -2.7249e-09 | -3.3531e-10 | 1.762e-10 | -3.3984e-10 | 0 | 0 | 0 | 0 | 0 | 0 | 0.72241 | 1.0289 | 1.1014 | 0.72241 | 1.0289 | 1.1014 | -6.6082 | -117.5664 | 115.6126 | -6.6082 | -117.5664 | 115.6126
Line14_15_16 | 0 | 0 | 0 | 0 | 0 | 0 | 0 | 0 | 0 | 0 | 0 | 0 | -7.9241e-10 | 1.1371e-08 | -1.3032e-08 | 1.377e-09 | -5.4207e-09 | 6.497e-09 | 1.0066e-08 | -6.6936e-09 | -5.4499e-09 | -5.3683e-09 | 3.523e-09 | 2.3851e-09 | 0 | 0 | 0 | 0 | 0 | 0 | 0.72241 | 1.0289 | 1.1014 | 0.72241 | 1.0289 | 1.1014 | -6.6082 | -117.5664 | 115.6126 | -6.6082 | -117.5664 | 115.6126
Line15_16_17 | 0 | 0 | 0 | 0 | 0 | 0 | 0 | 0 | 0 | 0 | 0 | 0 | -3.9621e-10 | 5.6854e-09 | -6.5158e-09 | 9.8082e-10 | 2.6464e-10 | -1.8793e-11 | 5.033e-09 | -3.3468e-09 | -2.7249e-09 | -3.3531e-10 | 1.762e-10 | -3.3984e-10 | 0 | 0 | 0 | 0 | 0 | 0 | 0.72241 | 1.0289 | 1.1014 | 0.72241 | 1.0289 | 1.1014 | -6.6082 | -117.5664 | 115.6126 | -6.6082 | -117.5664 | 115.6126
Line16_4_18 | 4.4766 | 0 | 0 | 4.4766 | 0 | 0 | 1.0338 | 0 | 0 | 1.0338 | 0 | 0 | 0.167 | 1.4327e-08 | -1.5171e-08 | 1.4244e-13 | 3.4666e-10 | 1.7938e-10 | 0.334 | -6.084e-09 | -6.4499e-09 | -1.8165e-13 | 7.1105e-10 | -8.0763e-10 | -70.0431 | 0 | 0 | 109.9569 | 0 | 0 | 0.3612 | 1.0053 | 1.0647 | 0 | 0.98645 | 1.0317 | -6.6082 | -113.7186 | 112.3218 | 0 | -109.7051 | 108.8082
Line17_5_19 | 0 | 0 | 0 | 0 | 0 | 0 | 0 | 0 | 0 | 0 | 0 | 0 | -3.962e-10 | 5.6854e-09 | -6.5158e-09 | 9.8082e-10 | 2.6464e-10 | -1.8792e-11 | 5.033e-09 | -3.3468e-09 | -2.7249e-09 | -3.3531e-10 | 1.762e-10 | -3.3984e-10 | 0 | 0 | 0 | 0 | 0 | 0 | 0.72241 | 1.0289 | 1.1014 | 0.72241 | 1.0289 | 1.1014 | -6.6082 | -117.5664 | 115.6126 | -6.6082 | -117.5664 | 115.6126
Line1_1_3 | 0 | 0 | 0 | 0 | 0 | 0 | 0 | 0 | 0 | 0 | 0 | 0 | -3.1696e-09 | 4.5483e-08 | -5.2127e-08 | 3.7543e-09 | -3.9533e-08 | 4.5592e-08 | 4.0264e-08 | -2.6775e-08 | -2.18e-08 | -3.5566e-08 | 2.3604e-08 | 1.8735e-08 | 0 | 0 | 0 | 0 | 0 | 0 | 0.72241 | 1.0289 | 1.1014 | 0.72241 | 1.0289 | 1.1014 | -6.6082 | -117.5664 | 115.6126 | -6.6082 | -117.5664 | 115.6126
Line2_1_4 | 4.4766 | 0 | 0 | 4.4766 | 0 | 0 | 1.0338 | 0 | 0 | 1.0338 | 0 | 0 | 0.334 | 2.2708e-08 | -2.4777e-08 | -0.167 | -1.4003e-08 | 1.527e-08 | 0.668 | -1.1912e-08 | -1.1818e-08 | -0.334 | 6.5276e-09 | 5.8761e-09 | -70.0431 | 0 | 0 | 109.9569 | 0 | 0 | 0.72241 | 1.0289 | 1.1014 | 0.3612 | 1.0053 | 1.0647 | -6.6082 | -117.5664 | 115.6126 | -6.6082 | -113.7186 | 112.3218
Line3_1_5 | 0 | 0 | 0 | 0 | 0 | 0 | 0 | 0 | 0 | 0 | 0 | 0 | -7.9241e-10 | 1.1371e-08 | -1.3032e-08 | 1.377e-09 | -5.4207e-09 | 6.497e-09 | 1.0066e-08 | -6.6936e-09 | -5.4499e-09 | -5.3683e-09 | 3.523e-09 | 2.3851e-09 | 0 | 0 | 0 | 0 | 0 | 0 | 0.72241 | 1.0289 | 1.1014 | 0.72241 | 1.0289 | 1.1014 | -6.6082 | -117.5664 | 115.6126 | -6.6082 | -117.5664 | 115.6126
Line4_2_6 | 0 | 0 | 0 | 0 | 0 | 0 | 0 | 0 | 0 | 0 | 0 | 0 | -1.981e-09 | 2.8427e-08 | -3.2579e-08 | 2.5656e-09 | -2.2477e-08 | 2.6044e-08 | 2.5165e-08 | -1.6734e-08 | -1.3625e-08 | -2.0467e-08 | 1.3563e-08 | 1.056e-08 | 0 | 0 | 0 | 0 | 0 | 0 | 0.72241 | 1.0289 | 1.1014 | 0.72241 | 1.0289 | 1.1014 | -6.6082 | -117.5664 | 115.6126 | -6.6082 | -117.5664 | 115.6126
Line5_6_7 | 0 | 0 | 0 | 0 | 0 | 0 | 0 | 0 | 0 | 0 | 0 | 0 | -1.5848e-09 | 2.2741e-08 | -2.6063e-08 | 2.1694e-09 | -1.6791e-08 | 1.9529e-08 | 2.0132e-08 | -1.3387e-08 | -1.09e-08 | -1.5434e-08 | 1.0217e-08 | 7.835e-09 | 0 | 0 | 0 | 0 | 0 | 0 | 0.72241 | 1.0289 | 1.1014 | 0.72241 | 1.0289 | 1.1014 | -6.6082 | -117.5664 | 115.6126 | -6.6082 | -117.5664 | 115.6126
Line6_7_8 | 0 | 0 | 0 | 0 | 0 | 0 | 0 | 0 | 0 | 0 | 0 | 0 | -1.1886e-09 | 1.7056e-08 | -1.9547e-08 | 1.7732e-09 | -1.1106e-08 | 1.3013e-08 | 1.5099e-08 | -1.004e-08 | -8.1748e-09 | -1.0401e-08 | 6.8698e-09 | 5.11e-09 | 0 | 0 | 0 | 0 | 0 | 0 | 0.72241 | 1.0289 | 1.1014 | 0.72241 | 1.0289 | 1.1014 | -6.6082 | -117.5664 | 115.6126 | -6.6082 | -117.5664 | 115.6126
Line7_8_9 | 0 | 0 | 0 | 0 | 0 | 0 | 0 | 0 | 0 | 0 | 0 | 0 | -3.9621e-10 | 5.6854e-09 | -6.5158e-09 | 9.8082e-10 | 2.6464e-10 | -1.8792e-11 | 5.033e-09 | -3.3468e-09 | -2.7249e-09 | -3.3531e-10 | 1.762e-10 | -3.3984e-10 | 0 | 0 | 0 | 0 | 0 | 0 | 0.72241 | 1.0289 | 1.1014 | 0.72241 | 1.0289 | 1.1014 | -6.6082 | -117.5664 | 115.6126 | -6.6082 | -117.5664 | 115.6126
Line8_8_10 | 0 | 0 | 0 | 0 | 0 | 0 | 0 | 0 | 0 | 0 | 0 | 0 | -3.9621e-10 | 5.6854e-09 | -6.5158e-09 | 9.8082e-10 | 2.6464e-10 | -1.8792e-11 | 5.033e-09 | -3.3468e-09 | -2.7249e-09 | -3.3531e-10 | 1.762e-10 | -3.3984e-10 | 0 | 0 | 0 | 0 | 0 | 0 | 0.72241 | 1.0289 | 1.1014 | 0.72241 | 1.0289 | 1.1014 | -6.6082 | -117.5664 | 115.6126 | -6.6082 | -117.5664 | 115.6126
Line9_3_11 | 0 | 0 | 0 | 0 | 0 | 0 | 0 | 0 | 0 | 0 | 0 | 0 | -2.7734e-09 | 3.9798e-08 | -4.5611e-08 | 3.3581e-09 | -3.3848e-08 | 3.9076e-08 | 3.5231e-08 | -2.3428e-08 | -1.9075e-08 | -3.0533e-08 | 2.0257e-08 | 1.601e-08 | 0 | 0 | 0 | 0 | 0 | 0 | 0.72241 | 1.0289 | 1.1014 | 0.72241 | 1.0289 | 1.1014 | -6.6082 | -117.5664 | 115.6126 | -6.6082 | -117.5664 | 115.6126

## LG_max_fault_6
name | pf_ikss_a_from_ka | pf_ikss_b_from_ka | pf_ikss_c_from_ka | pf_ikss_a_to_ka | pf_ikss_b_to_ka | pf_ikss_c_to_ka | pf_skss_a_from_mw | pf_skss_b_from_mw | pf_skss_c_from_mw | pf_skss_a_to_mw | pf_skss_b_to_mw | pf_skss_c_to_mw | pf_p_a_from_mw | pf_p_b_from_mw | pf_p_c_from_mw | pf_p_a_to_mw | pf_p_b_to_mw | pf_p_c_to_mw | pf_q_a_from_mvar | pf_q_b_from_mvar | pf_q_c_from_mvar | pf_q_a_to_mvar | pf_q_b_to_mvar | pf_q_c_to_mvar | pf_ikss_a_from_degree | pf_ikss_b_from_degree | pf_ikss_c_from_degree | pf_ikss_a_to_degree | pf_ikss_b_to_degree | pf_ikss_c_to_degree | pf_vm_a_from_pu | pf_vm_b_from_pu | pf_vm_c_from_pu | pf_vm_a_to_pu | pf_vm_b_to_pu | pf_vm_c_to_pu | pf_va_a_from_degree | pf_va_b_from_degree | pf_va_c_from_degree | pf_va_a_to_degree | pf_va_b_to_degree | pf_va_c_to_degree
Line0_1_2 | 0 | 0 | 0 | 0 | 0 | 0 | 0 | 0 | 0 | 0 | 0 | 0 | 7.6278e-11 | 1.5633e-10 | -2.9314e-10 | -5.487e-11 | -1.2793e-10 | 2.4334e-10 | 3.0971e-10 | -2.4795e-10 | -1.1239e-11 | -2.647e-10 | 2.0689e-10 | 7.2062e-12 | 0 | 0 | 0 | 0 | 0 | 0 | 1.0477 | 1.0494 | 1.0502 | 1.0477 | 1.0494 | 1.0502 | -0.093787 | -119.9963 | 119.9694 | -0.093787 | -119.9963 | 119.9694
Line10_11_12 | 0 | 0 | 0 | 0 | 0 | 0 | 0 | 0 | 0 | 0 | 0 | 0 | 7.6278e-11 | 1.5633e-10 | -2.9314e-10 | -5.487e-11 | -1.2793e-10 | 2.4334e-10 | 3.0971e-10 | -2.4795e-10 | -1.1239e-11 | -2.647e-10 | 2.0689e-10 | 7.2062e-12 | 0 | 0 | 0 | 0 | 0 | 0 | 1.0477 | 1.0494 | 1.0502 | 1.0477 | 1.0494 | 1.0502 | -0.093787 | -119.9963 | 119.9694 | -0.093787 | -119.9963 | 119.9694
Line11_12_13 | 0 | 0 | 0 | 0 | 0 | 0 | 0 | 0 | 0 | 0 | 0 | 0 | 6.3565e-11 | 1.3027e-10 | -2.4429e-10 | -4.2157e-11 | -1.0188e-10 | 1.9448e-10 | 2.5809e-10 | -2.0663e-10 | -9.3659e-12 | -2.1308e-10 | 1.6556e-10 | 5.3331e-12 | 0 | 0 | 0 | 0 | 0 | 0 | 1.0477 | 1.0494 | 1.0502 | 1.0477 | 1.0494 | 1.0502 | -0.093787 | -119.9963 | 119.9694 | -0.093787 | -119.9963 | 119.9694
Line12_13_15 | 0 | 0 | 0 | 0 | 0 | 0 | 0 | 0 | 0 | 0 | 0 | 0 | 3.8139e-11 | 7.8163e-11 | -1.4657e-10 | -1.6731e-11 | -4.9768e-11 | 9.6768e-11 | 1.5486e-10 | -1.2398e-10 | -5.6195e-12 | -1.0984e-10 | 8.2913e-11 | 1.5867e-12 | 0 | 0 | 0 | 0 | 0 | 0 | 1.0477 | 1.0494 | 1.0502 | 1.0477 | 1.0494 | 1.0502 | -0.093787 | -119.9963 | 119.9694 | -0.093787 | -119.9963 | 119.9694
Line13_13_14 | 0 | 0 | 0 | 0 | 0 | 0 | 0 | 0 | 0 | 0 | 0 | 0 | 1.2713e-11 | 2.6054e-11 | -4.8857e-11 | 8.6945e-12 | 2.3412e-12 | -9.4592e-13 | 5.1619e-11 | -4.1326e-11 | -1.8732e-12 | -6.6029e-12 | 2.6182e-13 | -2.1596e-12 | 0 | 0 | 0 | 0 | 0 | 0 | 1.0477 | 1.0494 | 1.0502 | 1.0477 | 1.0494 | 1.0502 | -0.093787 | -119.9963 | 119.9694 | -0.093787 | -119.9963 | 119.9694
Line14_15_16 | 0 | 0 | 0 | 0 | 0 | 0 | 0 | 0 | 0 | 0 | 0 | 0 | 2.5426e-11 | 5.2109e-11 | -9.7714e-11 | -4.0185e-12 | -2.3713e-11 | 4.7911e-11 | 1.0324e-10 | -8.2651e-11 | -3.7464e-12 | -5.8221e-11 | 4.1588e-11 | -2.8647e-13 | 0 | 0 | 0 | 0 | 0 | 0 | 1.0477 | 1.0494 | 1.0502 | 1.0477 | 1.0494 | 1.0502 | -0.093787 | -119.9963 | 119.9694 | -0.093787 | -119.9963 | 119.9694
Line15_16_17 | 0 | 0 | 0 | 0 | 0 | 0 | 0 | 0 | 0 | 0 | 0 | 0 | 1.2713e-11 | 2.6054e-11 | -4.8857e-11 | 8.6945e-12 | 2.3412e-12 | -9.4592e-13 | 5.1619e-11 | -4.1326e-11 | -1.8732e-12 | -6.6029e-12 | 2.6182e-13 | -2.1596e-12 | 0 | 0 | 0 | 0 | 0 | 0 | 1.0477 | 1.0494 | 1.0502 | 1.0477 | 1.0494 | 1.0502 | -0.093787 | -119.9963 | 119.9694 | -0.093787 | -119.9963 | 119.9694
Line16_4_18 | 0.034049 | 0 | 0 | 0.034049 | 0 | 0 | 0.0078632 | 0 | 0 | 0.0078632 | 0 | 0 | 0.0058062 | 7.1162e-11 | -1.2071e-10 | -0.0057965 | 5.489e-12 | -9.2525e-14 | 0.0058159 | -9.8129e-11 | -1.2401e-11 | -0.0057965 | 3.0793e-12 | -6.3018e-12 | -45.1888 | 0 | 0 | 134.8112 | 0 | 0 | 1.0451 | 1.049 | 1.0501 | 1.0425 | 1.0486 | 1.05 | -0.14118 | -119.9763 | 119.94 | -0.18881 | -119.9563 | 119.9107
Line17_5_19 | 0 | 0 | 0 | 0 | 0 | 0 | 0 | 0 | 0 | 0 | 0 | 0 | 1.2713e-11 | 2.6054e-11 | -4.8857e-11 | 8.6945e-12 | 2.3412e-12 | -9.4592e-13 | 5.1619e-11 | -4.1326e-11 | -1.8732e-12 | -6.6029e-12 | 2.6182e-13 | -2.1596e-12 | 0 | 0 | 0 | 0 | 0 | 0 | 1.0477 | 1.0494 | 1.0502 | 1.0477 | 1.0494 | 1.0502 | -0.093787 | -119.9963 | 119.9694 | -0.093787 | -119.9963 | 119.9694
Line1_1_3 | 0 | 0 | 0 | 0 | 0 | 0 | 0 | 0 | 0 | 0 | 0 | 0 | 1.017e-10 | 2.0843e-10 | -3.9086e-10 | -8.0296e-11 | -1.8004e-10 | 3.4105e-10 | 4.1295e-10 | -3.3061e-10 | -1.4985e-11 | -3.6793e-10 | 2.8954e-10 | 1.0953e-11 | 0 | 0 | 0 | 0 | 0 | 0 | 1.0477 | 1.0494 | 1.0502 | 1.0477 | 1.0494 | 1.0502 | -0.093787 | -119.9963 | 119.9694 | -0.093787 | -119.9963 | 119.9694
Line2_1_4 | 0.034049 | 0 | 0 | 0.034049 | 0 | 0 | 0.0078632 | 0 | 0 | 0.0078632 | 0 | 0 | 0.0058159 | 1.1172e-10 | -1.9368e-10 | -0.0058062 | -6.7245e-11 | 1.202e-10 | 0.0058352 | -1.5894e-10 | -1.7177e-11 | -0.0058159 | 9.98e-11 | 8.1699e-12 | -45.1888 | 0 | 0 | 134.8112 | 0 | 0 | 1.0477 | 1.0494 | 1.0502 | 1.0451 | 1.049 | 1.0501 | -0.093787 | -119.9963 | 119.9694 | -0.14118 | -119.9763 | 119.94
Line3_1_5 | 0 | 0 | 0 | 0 | 0 | 0 | 0 | 0 | 0 | 0 | 0 | 0 | 2.5426e-11 | 5.2109e-11 | -9.7714e-11 | -4.0185e-12 | -2.3713e-11 | 4.7911e-11 | 1.0324e-10 | -8.2651e-11 | -3.7463e-12 | -5.8221e-11 | 4.1588e-11 | -2.8649e-13 | 0 | 0 | 0 | 0 | 0 | 0 | 1.0477 | 1.0494 | 1.0502 | 1.0477 | 1.0494 | 1.0502 | -0.093787 | -119.9963 | 119.9694 | -0.093787 | -119.9963 | 119.9694
Line4_2_6 | 0 | 0 | 0 | 0 | 0 | 0 | 0 | 0 | 0 | 0 | 0 | 0 | 6.3565e-11 | 1.3027e-10 | -2.4429e-10 | -4.2157e-11 | -1.0188e-10 | 1.9448e-10 | 2.5809e-10 | -2.0663e-10 | -9.3658e-12 | -2.1308e-10 | 1.6556e-10 | 5.333e-12 | 0 | 0 | 0 | 0 | 0 | 0 | 1.0477 | 1.0494 | 1.0502 | 1.0477 | 1.0494 | 1.0502 | -0.093787 | -119.9963 | 119.9694 | -0.093787 | -119.9963 | 119.9694
Line5_6_7 | 0 | 0 | 0 | 0 | 0 | 0 | 0 | 0 | 0 | 0 | 0 | 0 | 5.0852e-11 | 1.0422e-10 | -1.9543e-10 | -2.9444e-11 | -7.5822e-11 | 1.4563e-10 | 2.0647e-10 | -1.653e-10 | -7.4927e-12 | -1.6146e-10 | 1.2424e-10 | 3.4599e-12 | 0 | 0 | 0 | 0 | 0 | 0 | 1.0477 | 1.0494 | 1.0502 | 1.0477 | 1.0494 | 1.0502 | -0.093787 | -119.9963 | 119.9694 | -0.093787 | -119.9963 | 119.9694
Line6_7_8 | 0 | 0 | 0 | 0 | 0 | 0 | 0 | 0 | 0 | 0 | 0 | 0 | 3.8139e-11 | 7.8163e-11 | -1.4657e-10 | -1.6731e-11 | -4.9768e-11 | 9.6768e-11 | 1.5486e-10 | -1.2398e-10 | -5.6195e-12 | -1.0984e-10 | 8.2913e-11 | 1.5867e-12 | 0 | 0 | 0 | 0 | 0 | 0 | 1.0477 | 1.0494 | 1.0502 | 1.0477 | 1.0494 | 1.0502 | -0.093787 | -119.9963 | 119.9694 | -0.093787 | -119.9963 | 119.9694
Line7_8_9 | 0 | 0 | 0 | 0 | 0 | 0 | 0 | 0 | 0 | 0 | 0 | 0 | 1.2713e-11 | 2.6054e-11 | -4.8857e-11 | 8.6945e-12 | 2.3412e-12 | -9.4592e-13 | 5.1619e-11 | -4.1326e-11 | -1.8732e-12 | -6.6029e-12 | 2.6182e-13 | -2.1596e-12 | 0 | 0 | 0 | 0 | 0 | 0 | 1.0477 | 1.0494 | 1.0502 | 1.0477 | 1.0494 | 1.0502 | -0.093787 | -119.9963 | 119.9694 | -0.093787 | -119.9963 | 119.9694
Line8_8_10 | 0 | 0 | 0 | 0 | 0 | 0 | 0 | 0 | 0 | 0 | 0 | 0 | 1.2713e-11 | 2.6054e-11 | -4.8857e-11 | 8.6945e-12 | 2.3412e-12 | -9.4592e-13 | 5.1619e-11 | -4.1326e-11 | -1.8732e-12 | -6.6029e-12 | 2.6182e-13 | -2.1596e-12 | 0 | 0 | 0 | 0 | 0 | 0 | 1.0477 | 1.0494 | 1.0502 | 1.0477 | 1.0494 | 1.0502 | -0.093787 | -119.9963 | 119.9694 | -0.093787 | -119.9963 | 119.9694
Line9_3_11 | 0 | 0 | 0 | 0 | 0 | 0 | 0 | 0 | 0 | 0 | 0 | 0 | 8.8991e-11 | 1.8238e-10 | -3.42e-10 | -6.7583e-11 | -1.5398e-10 | 2.922e-10 | 3.6133e-10 | -2.8928e-10 | -1.3112e-11 | -3.1631e-10 | 2.4822e-10 | 9.0794e-12 | 0 | 0 | 0 | 0 | 0 | 0 | 1.0477 | 1.0494 | 1.0502 | 1.0477 | 1.0494 | 1.0502 | -0.093787 | -119.9963 | 119.9694 | -0.093787 | -119.9963 | 119.9694

## LG_max_fault_10
name | pf_ikss_a_from_ka | pf_ikss_b_from_ka | pf_ikss_c_from_ka | pf_ikss_a_to_ka | pf_ikss_b_to_ka | pf_ikss_c_to_ka | pf_skss_a_from_mw | pf_skss_b_from_mw | pf_skss_c_from_mw | pf_skss_a_to_mw | pf_skss_b_to_mw | pf_skss_c_to_mw | pf_p_a_from_mw | pf_p_b_from_mw | pf_p_c_from_mw | pf_p_a_to_mw | pf_p_b_to_mw | pf_p_c_to_mw | pf_q_a_from_mvar | pf_q_b_from_mvar | pf_q_c_from_mvar | pf_q_a_to_mvar | pf_q_b_to_mvar | pf_q_c_to_mvar | pf_ikss_a_from_degree | pf_ikss_b_from_degree | pf_ikss_c_from_degree | pf_ikss_a_to_degree | pf_ikss_b_to_degree | pf_ikss_c_to_degree | pf_vm_a_from_pu | pf_vm_b_from_pu | pf_vm_c_from_pu | pf_vm_a_to_pu | pf_vm_b_to_pu | pf_vm_c_to_pu | pf_va_a_from_degree | pf_va_b_from_degree | pf_va_c_from_degree | pf_va_a_to_degree | pf_va_b_to_degree | pf_va_c_to_degree
Line0_1_2 | 0 | 0 | 0 | 0 | 0 | 0 | 0 | 0 | 0 | 0 | 0 | 0 | 8.77e-11 | 1.7975e-10 | -3.3702e-10 | -6.3091e-11 | -1.471e-10 | 2.7976e-10 | 3.5601e-10 | -2.8503e-10 | -1.2949e-11 | -3.0426e-10 | 2.3783e-10 | 8.3096e-12 | 0 | 0 | 0 | 0 | 0 | 0 | 1.0975 | 1.0993 | 1.1003 | 1.0975 | 1.0993 | 1.1003 | -0.098215 | -119.9961 | 119.968 | -0.098215 | -119.9961 | 119.968
Line10_11_12 | 0 | 0 | 0 | 0 | 0 | 0 | 0 | 0 | 0 | 0 | 0 | 0 | 8.77e-11 | 1.7975e-10 | -3.3702e-10 | -6.3091e-11 | -1.471e-10 | 2.7976e-10 | 3.5601e-10 | -2.8503e-10 | -1.2949e-11 | -3.0426e-10 | 2.3783e-10 | 8.3097e-12 | 0 | 0 | 0 | 0 | 0 | 0 | 1.0975 | 1.0993 | 1.1003 | 1.0975 | 1.0993 | 1.1003 | -0.098215 | -119.9961 | 119.968 | -0.098215 | -119.9961 | 119.968
Line11_12_13 | 0 | 0 | 0 | 0 | 0 | 0 | 0 | 0 | 0 | 0 | 0 | 0 | 7.3083e-11 | 1.4979e-10 | -2.8085e-10 | -4.8475e-11 | -1.1714e-10 | 2.2359e-10 | 2.9668e-10 | -2.3753e-10 | -1.0791e-11 | -2.4493e-10 | 1.9032e-10 | 6.1515e-12 | 0 | 0 | 0 | 0 | 0 | 0 | 1.0975 | 1.0993 | 1.1003 | 1.0975 | 1.0993 | 1.1003 | -0.098215 | -119.9961 | 119.968 | -0.098215 | -119.9961 | 119.968
Line12_13_15 | 0 | 0 | 0 | 0 | 0 | 0 | 0 | 0 | 0 | 0 | 0 | 0 | 4.385e-11 | 8.9874e-11 | -1.6851e-10 | -1.9241e-11 | -5.7226e-11 | 1.1125e-10 | 1.7801e-10 | -1.4252e-10 | -6.4745e-12 | -1.2626e-10 | 9.5312e-11 | 1.8351e-12 | 0 | 0 | 0 | 0 | 0 | 0 | 1.0975 | 1.0993 | 1.1003 | 1.0975 | 1.0993 | 1.1003 | -0.098215 | -119.9961 | 119.968 | -0.098215 | -119.9961 | 119.968
Line13_13_14 | 0 | 0 | 0 | 0 | 0 | 0 | 0 | 0 | 0 | 0 | 0 | 0 | 1.4617e-11 | 2.9958e-11 | -5.6169e-11 | 9.9919e-12 | 2.6899e-12 | -1.0871e-12 | 5.9335e-11 | -4.7506e-11 | -2.1582e-12 | -7.5881e-12 | 3.0059e-13 | -2.4812e-12 | 0 | 0 | 0 | 0 | 0 | 0 | 1.0975 | 1.0993 | 1.1003 | 1.0975 | 1.0993 | 1.1003 | -0.098215 | -119.9961 | 119.968 | -0.098215 | -119.9961 | 119.968
Line14_15_16 | 0 | 0 | 0 | 0 | 0 | 0 | 0 | 0 | 0 | 0 | 0 | 0 | 2.9233e-11 | 5.9916e-11 | -1.1234e-10 | -4.6247e-12 | -2.7268e-11 | 5.5082e-11 | 1.1867e-10 | -9.5012e-11 | -4.3164e-12 | -6.6923e-11 | 4.7806e-11 | -3.2303e-13 | 0 | 0 | 0 | 0 | 0 | 0 | 1.0975 | 1.0993 | 1.1003 | 1.0975 | 1.0993 | 1.1003 | -0.098215 | -119.9961 | 119.968 | -0.098215 | -119.9961 | 119.968
Line15_16_17 | 0 | 0 | 0 | 0 | 0 | 0 | 0 | 0 | 0 | 0 | 0 | 0 | 1.4617e-11 | 2.9958e-11 | -5.6169e-11 | 9.9919e-12 | 2.6899e-12 | -1.0871e-12 | 5.9335e-11 | -4.7506e-11 | -2.1582e-12 | -7.5881e-12 | 3.0059e-13 | -2.4812e-12 | 0 | 0 | 0 | 0 | 0 | 0 | 1.0975 | 1.0993 | 1.1003 | 1.0975 | 1.0993 | 1.1003 | -0.098215 | -119.9961 | 119.968 | -0.098215 | -119.9961 | 119.968
Line16_4_18 | 0.035666 | 0 | 0 | 0.035666 | 0 | 0 | 0.0082368 | 0 | 0 | 0.0082368 | 0 | 0 | 0.006371 | 7.9462e-11 | -1.3502e-10 | -0.0063604 | 6.1438e-12 | -1.5043e-13 | 0.0063816 | -1.0983e-10 | -1.3714e-11 | -0.0063604 | 3.3927e-12 | -7.0267e-12 | -45.1932 | 0 | 0 | 134.8068 | 0 | 0 | 1.0948 | 1.0989 | 1.1002 | 1.0921 | 1.0985 | 1.1 | -0.14561 | -119.9761 | 119.9386 | -0.19323 | -119.9561 | 119.9093
Line17_5_19 | 0 | 0 | 0 | 0 | 0 | 0 | 0 | 0 | 0 | 0 | 0 | 0 | 1.4617e-11 | 2.9958e-11 | -5.6169e-11 | 9.9919e-12 | 2.6899e-12 | -1.0871e-12 | 5.9335e-11 | -4.7506e-11 | -2.1582e-12 | -7.5881e-12 | 3.0059e-13 | -2.4812e-12 | 0 | 0 | 0 | 0 | 0 | 0 | 1.0975 | 1.0993 | 1.1003 | 1.0975 | 1.0993 | 1.1003 | -0.098215 | -119.9961 | 119.968 | -0.098215 | -119.9961 | 119.968
Line1_1_3 | 0 | 0 | 0 | 0 | 0 | 0 | 0 | 0 | 0 | 0 | 0 | 0 | 1.1693e-10 | 2.3966e-10 | -4.4936e-10 | -9.2325e-11 | -2.0702e-10 | 3.921e-10 | 4.7468e-10 | -3.8005e-10 | -1.7265e-11 | -4.2293e-10 | 3.3284e-10 | 1.2626e-11 | 0 | 0 | 0 | 0 | 0 | 0 | 1.0975 | 1.0993 | 1.1003 | 1.0975 | 1.0993 | 1.1003 | -0.098215 | -119.9961 | 119.968 | -0.098215 | -119.9961 | 119.968
Line2_1_4 | 0.035666 | 0 | 0 | 0.035666 | 0 | 0 | 0.0082368 | 0 | 0 | 0.0082368 | 0 | 0 | 0.0063816 | 1.2534e-10 | -2.1765e-10 | -0.006371 | -7.5044e-11 | 1.3441e-10 | 0.0064028 | -1.7873e-10 | -1.906e-11 | -0.0063816 | 1.1168e-10 | 8.9599e-12 | -45.1932 | 0 | 0 | 134.8068 | 0 | 0 | 1.0975 | 1.0993 | 1.1003 | 1.0948 | 1.0989 | 1.1002 | -0.098215 | -119.9961 | 119.968 | -0.14561 | -119.9761 | 119.9386
Line3_1_5 | 0 | 0 | 0 | 0 | 0 | 0 | 0 | 0 | 0 | 0 | 0 | 0 | 2.9233e-11 | 5.9916e-11 | -1.1234e-10 | -4.6247e-12 | -2.7268e-11 | 5.5082e-11 | 1.1867e-10 | -9.5012e-11 | -4.3163e-12 | -6.6923e-11 | 4.7806e-11 | -3.2304e-13 | 0 | 0 | 0 | 0 | 0 | 0 | 1.0975 | 1.0993 | 1.1003 | 1.0975 | 1.0993 | 1.1003 | -0.098215 | -119.9961 | 119.968 | -0.098215 | -119.9961 | 119.968
Line4_2_6 | 0 | 0 | 0 | 0 | 0 | 0 | 0 | 0 | 0 | 0 | 0 | 0 | 7.3083e-11 | 1.4979e-10 | -2.8085e-10 | -4.8475e-11 | -1.1714e-10 | 2.2359e-10 | 2.9668e-10 | -2.3753e-10 | -1.0791e-11 | -2.4493e-10 | 1.9032e-10 | 6.1515e-12 | 0 | 0 | 0 | 0 | 0 | 0 | 1.0975 | 1.0993 | 1.1003 | 1.0975 | 1.0993 | 1.1003 | -0.098215 | -119.9961 | 119.968 | -0.098215 | -119.9961 | 119.968
Line5_6_7 | 0 | 0 | 0 | 0 | 0 | 0 | 0 | 0 | 0 | 0 | 0 | 0 | 5.8467e-11 | 1.1983e-10 | -2.2468e-10 | -3.3858e-11 | -8.7184e-11 | 1.6742e-10 | 2.3734e-10 | -1.9002e-10 | -8.6327e-12 | -1.8559e-10 | 1.4282e-10 | 3.9933e-12 | 0 | 0 | 0 | 0 | 0 | 0 | 1.0975 | 1.0993 | 1.1003 | 1.0975 | 1.0993 | 1.1003 | -0.098215 | -119.9961 | 119.968 | -0.098215 | -119.9961 | 119.968
Line6_7_8 | 0 | 0 | 0 | 0 | 0 | 0 | 0 | 0 | 0 | 0 | 0 | 0 | 4.385e-11 | 8.9874e-11 | -1.6851e-10 | -1.9241e-11 | -5.7226e-11 | 1.1125e-10 | 1.7801e-10 | -1.4252e-10 | -6.4745e-12 | -1.2626e-10 | 9.5312e-11 | 1.8351e-12 | 0 | 0 | 0 | 0 | 0 | 0 | 1.0975 | 1.0993 | 1.1003 | 1.0975 | 1.0993 | 1.1003 | -0.098215 | -119.9961 | 119.968 | -0.098215 | -119.9961 | 119.968
Line7_8_9 | 0 | 0 | 0 | 0 | 0 | 0 | 0 | 0 | 0 | 0 | 0 | 0 | 1.4617e-11 | 2.9958e-11 | -5.6169e-11 | 9.9919e-12 | 2.6899e-12 | -1.0871e-12 | 5.9335e-11 | -4.7506e-11 | -2.1582e-12 | -7.5881e-12 | 3.0059e-13 | -2.4812e-12 | 0 | 0 | 0 | 0 | 0 | 0 | 1.0975 | 1.0993 | 1.1003 | 1.0975 | 1.0993 | 1.1003 | -0.098215 | -119.9961 | 119.968 | -0.098215 | -119.9961 | 119.968
Line8_8_10 | 0 | 0 | 0 | 0 | 0 | 0 | 0 | 0 | 0 | 0 | 0 | 0 | 1.4617e-11 | 2.9958e-11 | -5.6169e-11 | 9.9919e-12 | 2.6899e-12 | -1.0871e-12 | 5.9335e-11 | -4.7506e-11 | -2.1582e-12 | -7.5881e-12 | 3.0059e-13 | -2.4812e-12 | 0 | 0 | 0 | 0 | 0 | 0 | 1.0975 | 1.0993 | 1.1003 | 1.0975 | 1.0993 | 1.1003 | -0.098215 | -119.9961 | 119.968 | -0.098215 | -119.9961 | 119.968
Line9_3_11 | 0 | 0 | 0 | 0 | 0 | 0 | 0 | 0 | 0 | 0 | 0 | 0 | 1.0232e-10 | 2.0971e-10 | -3.9319e-10 | -7.7708e-11 | -1.7706e-10 | 3.3593e-10 | 4.1535e-10 | -3.3254e-10 | -1.5107e-11 | -3.636e-10 | 2.8534e-10 | 1.0468e-11 | 0 | 0 | 0 | 0 | 0 | 0 | 1.0975 | 1.0993 | 1.1003 | 1.0975 | 1.0993 | 1.1003 | -0.098215 | -119.9961 | 119.968 | -0.098215 | -119.9961 | 119.968

## LG_min_6
name | pf_ikss_a_from_ka | pf_ikss_b_from_ka | pf_ikss_c_from_ka | pf_ikss_a_to_ka | pf_ikss_b_to_ka | pf_ikss_c_to_ka | pf_skss_a_from_mw | pf_skss_b_from_mw | pf_skss_c_from_mw | pf_skss_a_to_mw | pf_skss_b_to_mw | pf_skss_c_to_mw | pf_p_a_from_mw | pf_p_b_from_mw | pf_p_c_from_mw | pf_p_a_to_mw | pf_p_b_to_mw | pf_p_c_to_mw | pf_q_a_from_mvar | pf_q_b_from_mvar | pf_q_c_from_mvar | pf_q_a_to_mvar | pf_q_b_to_mvar | pf_q_c_to_mvar | pf_ikss_a_from_degree | pf_ikss_b_from_degree | pf_ikss_c_from_degree | pf_ikss_a_to_degree | pf_ikss_b_to_degree | pf_ikss_c_to_degree | pf_vm_a_from_pu | pf_vm_b_from_pu | pf_vm_c_from_pu | pf_vm_a_to_pu | pf_vm_b_to_pu | pf_vm_c_to_pu | pf_va_a_from_degree | pf_va_b_from_degree | pf_va_c_from_degree | pf_va_a_to_degree | pf_va_b_to_degree | pf_va_c_to_degree
Line0_1_2 | 0 | 0 | 0 | 0 | 0 | 0 | 0 | 0 | 0 | 0 | 0 | 0 | 4.8983e-09 | 1.8572e-08 | -2.7973e-08 | -3.4683e-09 | -1.5278e-08 | 2.3249e-08 | 2.1637e-08 | -1.8431e-08 | -5.0183e-09 | -1.8479e-08 | 1.5429e-08 | 3.9617e-09 | 0 | 0 | 0 | 0 | 0 | 0 | 0.6914 | 0.88881 | 0.9654 | 0.6914 | 0.88881 | 0.9654 | -10.7223 | -118.706 | 116.2451 | -10.7223 | -118.706 | 116.2451
Line10_11_12 | 0 | 0 | 0 | 0 | 0 | 0 | 0 | 0 | 0 | 0 | 0 | 0 | 4.8983e-09 | 1.8572e-08 | -2.7973e-08 | -3.4683e-09 | -1.5278e-08 | 2.3249e-08 | 2.1637e-08 | -1.8431e-08 | -5.0183e-09 | -1.8479e-08 | 1.5429e-08 | 3.9617e-09 | 0 | 0 | 0 | 0 | 0 | 0 | 0.6914 | 0.88881 | 0.9654 | 0.6914 | 0.88881 | 0.9654 | -10.7223 | -118.706 | 116.2451 | -10.7223 | -118.706 | 116.2451
Line11_12_13 | 0 | 0 | 0 | 0 | 0 | 0 | 0 | 0 | 0 | 0 | 0 | 0 | 4.0819e-09 | 1.5477e-08 | -2.3311e-08 | -2.652e-09 | -1.2183e-08 | 1.8587e-08 | 1.8031e-08 | -1.5359e-08 | -4.1819e-09 | -1.4873e-08 | 1.2357e-08 | 3.1253e-09 | 0 | 0 | 0 | 0 | 0 | 0 | 0.6914 | 0.88881 | 0.9654 | 0.6914 | 0.88881 | 0.9654 | -10.7223 | -118.706 | 116.2451 | -10.7223 | -118.706 | 116.2451
Line12_13_15 | 0 | 0 | 0 | 0 | 0 | 0 | 0 | 0 | 0 | 0 | 0 | 0 | 2.4491e-09 | 9.2862e-09 | -1.3987e-08 | -1.0192e-09 | -5.9922e-09 | 9.2627e-09 | 1.0819e-08 | -9.2153e-09 | -2.5091e-09 | -7.6605e-09 | 6.2135e-09 | 1.4525e-09 | 0 | 0 | 0 | 0 | 0 | 0 | 0.6914 | 0.88881 | 0.9654 | 0.6914 | 0.88881 | 0.9654 | -10.7223 | -118.706 | 116.2451 | -10.7223 | -118.706 | 116.2451
Line13_13_14 | 0 | 0 | 0 | 0 | 0 | 0 | 0 | 0 | 0 | 0 | 0 | 0 | 8.1638e-10 | 3.0954e-09 | -4.6622e-09 | 6.1354e-10 | 1.9862e-10 | -6.1719e-11 | 3.6062e-09 | -3.0718e-09 | -8.3638e-10 | -4.4808e-10 | 6.9917e-11 | -2.2022e-10 | 0 | 0 | 0 | 0 | 0 | 0 | 0.6914 | 0.88881 | 0.9654 | 0.6914 | 0.88881 | 0.9654 | -10.7223 | -118.706 | 116.2451 | -10.7223 | -118.706 | 116.2451
Line14_15_16 | 0 | 0 | 0 | 0 | 0 | 0 | 0 | 0 | 0 | 0 | 0 | 0 | 1.6328e-09 | 6.1908e-09 | -9.3244e-09 | -2.0284e-10 | -2.8968e-09 | 4.6005e-09 | 7.2124e-09 | -6.1436e-09 | -1.6728e-09 | -4.0543e-09 | 3.1417e-09 | 6.1616e-10 | 0 | 0 | 0 | 0 | 0 | 0 | 0.6914 | 0.88881 | 0.9654 | 0.6914 | 0.88881 | 0.9654 | -10.7223 | -118.706 | 116.2451 | -10.7223 | -118.706 | 116.2451
Line15_16_17 | 0 | 0 | 0 | 0 | 0 | 0 | 0 | 0 | 0 | 0 | 0 | 0 | 8.1638e-10 | 3.0954e-09 | -4.6622e-09 | 6.1354e-10 | 1.9862e-10 | -6.1719e-11 | 3.6062e-09 | -3.0718e-09 | -8.3638e-10 | -4.4808e-10 | 6.9917e-11 | -2.2022e-10 | 0 | 0 | 0 | 0 | 0 | 0 | 0.6914 | 0.88881 | 0.9654 | 0.6914 | 0.88881 | 0.9654 | -10.7223 | -118.706 | 116.2451 | -10.7223 | -118.706 | 116.2451
Line16_4_18 | 3.4556 | 0 | 0 | 3.4556 | 0 | 0 | 0.79803 | 0 | 0 | 0.79803 | 0 | 0 | 0.19105 | 1.0489e-08 | -1.147e-08 | -6.3393e-14 | 2.4776e-10 | 1.4264e-10 | 0.19901 | -4.9811e-09 | -4.5858e-09 | 1.0745e-13 | 5.2458e-10 | -5.8527e-10 | -56.8915 | 0 | 0 | 123.1085 | 0 | 0 | 0.3457 | 0.86996 | 0.92547 | 0 | 0.85628 | 0.88913 | -10.7223 | -114.3707 | 112.8231 | 0 | -109.8704 | 109.1072
Line17_5_19 | 0 | 0 | 0 | 0 | 0 | 0 | 0 | 0 | 0 | 0 | 0 | 0 | 8.1638e-10 | 3.0954e-09 | -4.6622e-09 | 6.1354e-10 | 1.9862e-10 | -6.1719e-11 | 3.6062e-09 | -3.0718e-09 | -8.3638e-10 | -4.4808e-10 | 6.9917e-11 | -2.2022e-10 | 0 | 0 | 0 | 0 | 0 | 0 | 0.6914 | 0.88881 | 0.9654 | 0.6914 | 0.88881 | 0.9654 | -10.7223 | -118.706 | 116.2451 | -10.7223 | -118.706 | 116.2451
Line1_1_3 | 0 | 0 | 0 | 0 | 0 | 0 | 0 | 0 | 0 | 0 | 0 | 0 | 6.531e-09 | 2.4763e-08 | -3.7298e-08 | -5.1011e-09 | -2.1469e-08 | 3.2574e-08 | 2.885e-08 | -2.4574e-08 | -6.691e-09 | -2.5692e-08 | 2.1572e-08 | 5.6344e-09 | 0 | 0 | 0 | 0 | 0 | 0 | 0.6914 | 0.88881 | 0.9654 | 0.6914 | 0.88881 | 0.9654 | -10.7223 | -118.706 | 116.2451 | -10.7223 | -118.706 | 116.2451
Line2_1_4 | 3.4556 | 0 | 0 | 3.4556 | 0 | 0 | 0.79803 | 0 | 0 | 0.79803 | 0 | 0 | 0.38211 | 1.5775e-08 | -1.8701e-08 | -0.19105 | -1.0249e-08 | 1.1528e-08 | 0.39803 | -9.9655e-09 | -7.8115e-09 | -0.19901 | 5.2784e-09 | 4.1831e-09 | -56.8915 | 0 | 0 | 123.1085 | 0 | 0 | 0.6914 | 0.88881 | 0.9654 | 0.3457 | 0.86996 | 0.92547 | -10.7223 | -118.706 | 116.2451 | -10.7223 | -114.3707 | 112.8231
Line3_1_5 | 0 | 0 | 0 | 0 | 0 | 0 | 0 | 0 | 0 | 0 | 0 | 0 | 1.6328e-09 | 6.1908e-09 | -9.3244e-09 | -2.0284e-10 | -2.8968e-09 | 4.6005e-09 | 7.2124e-09 | -6.1436e-09 | -1.6728e-09 | -4.0543e-09 | 3.1417e-09 | 6.1615e-10 | 0 | 0 | 0 | 0 | 0 | 0 | 0.6914 | 0.88881 | 0.9654 | 0.6914 | 0.88881 | 0.9654 | -10.7223 | -118.706 | 116.2451 | -10.7223 | -118.706 | 116.2451
Line4_2_6 | 0 | 0 | 0 | 0 | 0 | 0 | 0 | 0 | 0 | 0 | 0 | 0 | 4.0819e-09 | 1.5477e-08 | -2.3311e-08 | -2.652e-09 | -1.2183e-08 | 1.8587e-08 | 1.8031e-08 | -1.5359e-08 | -4.1819e-09 | -1.4873e-08 | 1.2357e-08 | 3.1253e-09 | 0 | 0 | 0 | 0 | 0 | 0 | 0.6914 | 0.88881 | 0.9654 | 0.6914 | 0.88881 | 0.9654 | -10.7223 | -118.706 | 116.2451 | -10.7223 | -118.706 | 116.2451
Line5_6_7 | 0 | 0 | 0 | 0 | 0 | 0 | 0 | 0 | 0 | 0 | 0 | 0 | 3.2655e-09 | 1.2382e-08 | -1.8649e-08 | -1.8356e-09 | -9.0875e-09 | 1.3925e-08 | 1.4425e-08 | -1.2287e-08 | -3.3455e-09 | -1.1267e-08 | 9.2853e-09 | 2.2889e-09 | 0 | 0 | 0 | 0 | 0 | 0 | 0.6914 | 0.88881 | 0.9654 | 0.6914 | 0.88881 | 0.9654 | -10.7223 | -118.706 | 116.2451 | -10.7223 | -118.706 | 116.2451
Line6_7_8 | 0 | 0 | 0 | 0 | 0 | 0 | 0 | 0 | 0 | 0 | 0 | 0 | 2.4491e-09 | 9.2862e-09 | -1.3987e-08 | -1.0192e-09 | -5.9922e-09 | 9.2627e-09 | 1.0819e-08 | -9.2153e-09 | -2.5091e-09 | -7.6605e-09 | 6.2135e-09 | 1.4525e-09 | 0 | 0 | 0 | 0 | 0 | 0 | 0.6914 | 0.88881 | 0.9654 | 0.6914 | 0.88881 | 0.9654 | -10.7223 | -118.706 | 116.2451 | -10.7223 | -118.706 | 116.2451
Line7_8_9 | 0 | 0 | 0 | 0 | 0 | 0 | 0 | 0 | 0 | 0 | 0 | 0 | 8.1638e-10 | 3.0954e-09 | -4.6622e-09 | 6.1354e-10 | 1.9862e-10 | -6.1719e-11 | 3.6062e-09 | -3.0718e-09 | -8.3638e-10 | -4.4808e-10 | 6.9917e-11 | -2.2022e-10 | 0 | 0 | 0 | 0 | 0 | 0 | 0.6914 | 0.88881 | 0.9654 | 0.6914 | 0.88881 | 0.9654 | -10.7223 | -118.706 | 116.2451 | -10.7223 | -118.706 | 116.2451
Line8_8_10 | 0 | 0 | 0 | 0 | 0 | 0 | 0 | 0 | 0 | 0 | 0 | 0 | 8.1638e-10 | 3.0954e-09 | -4.6622e-09 | 6.1354e-10 | 1.9862e-10 | -6.1719e-11 | 3.6062e-09 | -3.0718e-09 | -8.3638e-10 | -4.4808e-10 | 6.9917e-11 | -2.2022e-10 | 0 | 0 | 0 | 0 | 0 | 0 | 0.6914 | 0.88881 | 0.9654 | 0.6914 | 0.88881 | 0.9654 | -10.7223 | -118.706 | 116.2451 | -10.7223 | -118.706 | 116.2451
Line9_3_11 | 0 | 0 | 0 | 0 | 0 | 0 | 0 | 0 | 0 | 0 | 0 | 0 | 5.7146e-09 | 2.1668e-08 | -3.2635e-08 | -4.2847e-09 | -1.8374e-08 | 2.7911e-08 | 2.5244e-08 | -2.1502e-08 | -5.8547e-09 | -2.2085e-08 | 1.8501e-08 | 4.7981e-09 | 0 | 0 | 0 | 0 | 0 | 0 | 0.6914 | 0.88881 | 0.9654 | 0.6914 | 0.88881 | 0.9654 | -10.7223 | -118.706 | 116.2451 | -10.7223 | -118.706 | 116.2451

## LG_min_10
name | pf_ikss_a_from_ka | pf_ikss_b_from_ka | pf_ikss_c_from_ka | pf_ikss_a_to_ka | pf_ikss_b_to_ka | pf_ikss_c_to_ka | pf_skss_a_from_mw | pf_skss_b_from_mw | pf_skss_c_from_mw | pf_skss_a_to_mw | pf_skss_b_to_mw | pf_skss_c_to_mw | pf_p_a_from_mw | pf_p_b_from_mw | pf_p_c_from_mw | pf_p_a_to_mw | pf_p_b_to_mw | pf_p_c_to_mw | pf_q_a_from_mvar | pf_q_b_from_mvar | pf_q_c_from_mvar | pf_q_a_to_mvar | pf_q_b_to_mvar | pf_q_c_to_mvar | pf_ikss_a_from_degree | pf_ikss_b_from_degree | pf_ikss_c_from_degree | pf_ikss_a_to_degree | pf_ikss_b_to_degree | pf_ikss_c_to_degree | pf_vm_a_from_pu | pf_vm_b_from_pu | pf_vm_c_from_pu | pf_vm_a_to_pu | pf_vm_b_to_pu | pf_vm_c_to_pu | pf_va_a_from_degree | pf_va_b_from_degree | pf_va_c_from_degree | pf_va_a_to_degree | pf_va_b_to_degree | pf_va_c_to_degree
Line0_1_2 | 0 | 0 | 0 | 0 | 0 | 0 | 0 | 0 | 0 | 0 | 0 | 0 | 4.3962e-09 | 1.6669e-08 | -2.5106e-08 | -3.1129e-09 | -1.3712e-08 | 2.0866e-08 | 1.942e-08 | -1.6542e-08 | -4.5039e-09 | -1.6585e-08 | 1.3847e-08 | 3.5556e-09 | 0 | 0 | 0 | 0 | 0 | 0 | 0.65501 | 0.84203 | 0.91459 | 0.65501 | 0.84203 | 0.91459 | -10.7223 | -118.706 | 116.2451 | -10.7223 | -118.706 | 116.2451
Line10_11_12 | 0 | 0 | 0 | 0 | 0 | 0 | 0 | 0 | 0 | 0 | 0 | 0 | 4.3962e-09 | 1.6669e-08 | -2.5106e-08 | -3.1129e-09 | -1.3712e-08 | 2.0866e-08 | 1.942e-08 | -1.6542e-08 | -4.5039e-09 | -1.6585e-08 | 1.3847e-08 | 3.5556e-09 | 0 | 0 | 0 | 0 | 0 | 0 | 0.65501 | 0.84203 | 0.91459 | 0.65501 | 0.84203 | 0.91459 | -10.7223 | -118.706 | 116.2451 | -10.7223 | -118.706 | 116.2451
Line11_12_13 | 0 | 0 | 0 | 0 | 0 | 0 | 0 | 0 | 0 | 0 | 0 | 0 | 3.6635e-09 | 1.3891e-08 | -2.0922e-08 | -2.3802e-09 | -1.0934e-08 | 1.6682e-08 | 1.6183e-08 | -1.3785e-08 | -3.7533e-09 | -1.3349e-08 | 1.1091e-08 | 2.805e-09 | 0 | 0 | 0 | 0 | 0 | 0 | 0.65501 | 0.84203 | 0.91459 | 0.65501 | 0.84203 | 0.91459 | -10.7223 | -118.706 | 116.2451 | -10.7223 | -118.706 | 116.2451
Line12_13_15 | 0 | 0 | 0 | 0 | 0 | 0 | 0 | 0 | 0 | 0 | 0 | 0 | 2.1981e-09 | 8.3344e-09 | -1.2553e-08 | -9.1475e-10 | -5.378e-09 | 8.3133e-09 | 9.7098e-09 | -8.2708e-09 | -2.252e-09 | -6.8754e-09 | 5.5766e-09 | 1.3037e-09 | 0 | 0 | 0 | 0 | 0 | 0 | 0.65501 | 0.84203 | 0.91459 | 0.65501 | 0.84203 | 0.91459 | -10.7223 | -118.706 | 116.2451 | -10.7223 | -118.706 | 116.2451
Line13_13_14 | 0 | 0 | 0 | 0 | 0 | 0 | 0 | 0 | 0 | 0 | 0 | 0 | 7.327e-10 | 2.7781e-09 | -4.1844e-09 | 5.5065e-10 | 1.7826e-10 | -5.5393e-11 | 3.2366e-09 | -2.7569e-09 | -7.5066e-10 | -4.0215e-10 | 6.2751e-11 | -1.9765e-10 | 0 | 0 | 0 | 0 | 0 | 0 | 0.65501 | 0.84203 | 0.91459 | 0.65501 | 0.84203 | 0.91459 | -10.7223 | -118.706 | 116.2451 | -10.7223 | -118.706 | 116.2451
Line14_15_16 | 0 | 0 | 0 | 0 | 0 | 0 | 0 | 0 | 0 | 0 | 0 | 0 | 1.4654e-09 | 5.5563e-09 | -8.3687e-09 | -1.8205e-10 | -2.5999e-09 | 4.129e-09 | 6.4732e-09 | -5.5139e-09 | -1.5013e-09 | -3.6388e-09 | 2.8197e-09 | 5.5301e-10 | 0 | 0 | 0 | 0 | 0 | 0 | 0.65501 | 0.84203 | 0.91459 | 0.65501 | 0.84203 | 0.91459 | -10.7223 | -118.706 | 116.2451 | -10.7223 | -118.706 | 116.2451
Line15_16_17 | 0 | 0 | 0 | 0 | 0 | 0 | 0 | 0 | 0 | 0 | 0 | 0 | 7.327e-10 | 2.7781e-09 | -4.1844e-09 | 5.5065e-10 | 1.7826e-10 | -5.5393e-11 | 3.2366e-09 | -2.7569e-09 | -7.5066e-10 | -4.0215e-10 | 6.2751e-11 | -1.9765e-10 | 0 | 0 | 0 | 0 | 0 | 0 | 0.65501 | 0.84203 | 0.91459 | 0.65501 | 0.84203 | 0.91459 | -10.7223 | -118.706 | 116.2451 | -10.7223 | -118.706 | 116.2451
Line16_4_18 | 3.2737 | 0 | 0 | 3.2737 | 0 | 0 | 0.75602 | 0 | 0 | 0.75602 | 0 | 0 | 0.17147 | 9.4142e-09 | -1.0295e-08 | -5.6975e-14 | 2.2236e-10 | 1.2802e-10 | 0.17862 | -4.4706e-09 | -4.1158e-09 | 9.6375e-14 | 4.7082e-10 | -5.2529e-10 | -56.8915 | 0 | 0 | 123.1085 | 0 | 0 | 0.3275 | 0.82417 | 0.87676 | 0 | 0.81121 | 0.84233 | -10.7223 | -114.3707 | 112.8231 | 0 | -109.8704 | 109.1072
Line17_5_19 | 0 | 0 | 0 | 0 | 0 | 0 | 0 | 0 | 0 | 0 | 0 | 0 | 7.327e-10 | 2.7781e-09 | -4.1844e-09 | 5.5065e-10 | 1.7826e-10 | -5.5393e-11 | 3.2366e-09 | -2.7569e-09 | -7.5065e-10 | -4.0215e-10 | 6.2751e-11 | -1.9765e-10 | 0 | 0 | 0 | 0 | 0 | 0 | 0.65501 | 0.84203 | 0.91459 | 0.65501 | 0.84203 | 0.91459 | -10.7223 | -118.706 | 116.2451 | -10.7223 | -118.706 | 116.2451
Line1_1_3 | 0 | 0 | 0 | 0 | 0 | 0 | 0 | 0 | 0 | 0 | 0 | 0 | 5.8616e-09 | 2.2225e-08 | -3.3475e-08 | -4.5783e-09 | -1.9269e-08 | 2.9235e-08 | 2.5893e-08 | -2.2056e-08 | -6.0052e-09 | -2.3058e-08 | 1.9361e-08 | 5.0569e-09 | 0 | 0 | 0 | 0 | 0 | 0 | 0.65501 | 0.84203 | 0.91459 | 0.65501 | 0.84203 | 0.91459 | -10.7223 | -118.706 | 116.2451 | -10.7223 | -118.706 | 116.2451
Line2_1_4 | 3.2737 | 0 | 0 | 3.2737 | 0 | 0 | 0.75602 | 0 | 0 | 0.75602 | 0 | 0 | 0.34294 | 1.4159e-08 | -1.6785e-08 | -0.17147 | -9.1982e-09 | 1.0347e-08 | 0.35723 | -8.9441e-09 | -7.0109e-09 | -0.17862 | 4.7374e-09 | 3.7543e-09 | -56.8915 | 0 | 0 | 123.1085 | 0 | 0 | 0.65501 | 0.84203 | 0.91459 | 0.3275 | 0.82417 | 0.87676 | -10.7223 | -118.706 | 116.2451 | -10.7223 | -114.3707 | 112.8231
Line3_1_5 | 0 | 0 | 0 | 0 | 0 | 0 | 0 | 0 | 0 | 0 | 0 | 0 | 1.4654e-09 | 5.5563e-09 | -8.3687e-09 | -1.8205e-10 | -2.5999e-09 | 4.129e-09 | 6.4732e-09 | -5.5139e-09 | -1.5013e-09 | -3.6388e-09 | 2.8197e-09 | 5.53e-10 | 0 | 0 | 0 | 0 | 0 | 0 | 0.65501 | 0.84203 | 0.91459 | 0.65501 | 0.84203 | 0.91459 | -10.7223 | -118.706 | 116.2451 | -10.7223 | -118.706 | 116.2451
Line4_2_6 | 0 | 0 | 0 | 0 | 0 | 0 | 0 | 0 | 0 | 0 | 0 | 0 | 3.6635e-09 | 1.3891e-08 | -2.0922e-08 | -2.3802e-09 | -1.0934e-08 | 1.6682e-08 | 1.6183e-08 | -1.3785e-08 | -3.7533e-09 | -1.3349e-08 | 1.1091e-08 | 2.805e-09 | 0 | 0 | 0 | 0 | 0 | 0 | 0.65501 | 0.84203 | 0.91459 | 0.65501 | 0.84203 | 0.91459 | -10.7223 | -118.706 | 116.2451 | -10.7223 | -118.706 | 116.2451
Line5_6_7 | 0 | 0 | 0 | 0 | 0 | 0 | 0 | 0 | 0 | 0 | 0 | 0 | 2.9308e-09 | 1.1113e-08 | -1.6737e-08 | -1.6475e-09 | -8.1561e-09 | 1.2498e-08 | 1.2946e-08 | -1.1028e-08 | -3.0026e-09 | -1.0112e-08 | 8.3336e-09 | 2.0543e-09 | 0 | 0 | 0 | 0 | 0 | 0 | 0.65501 | 0.84203 | 0.91459 | 0.65501 | 0.84203 | 0.91459 | -10.7223 | -118.706 | 116.2451 | -10.7223 | -118.706 | 116.2451
Line6_7_8 | 0 | 0 | 0 | 0 | 0 | 0 | 0 | 0 | 0 | 0 | 0 | 0 | 2.1981e-09 | 8.3344e-09 | -1.2553e-08 | -9.1475e-10 | -5.378e-09 | 8.3133e-09 | 9.7098e-09 | -8.2708e-09 | -2.252e-09 | -6.8754e-09 | 5.5766e-09 | 1.3037e-09 | 0 | 0 | 0 | 0 | 0 | 0 | 0.65501 | 0.84203 | 0.91459 | 0.65501 | 0.84203 | 0.91459 | -10.7223 | -118.706 | 116.2451 | -10.7223 | -118.706 | 116.2451
Line7_8_9 | 0 | 0 | 0 | 0 | 0 | 0 | 0 | 0 | 0 | 0 | 0 | 0 | 7.327e-10 | 2.7781e-09 | -4.1844e-09 | 5.5065e-10 | 1.7826e-10 | -5.5393e-11 | 3.2366e-09 | -2.7569e-09 | -7.5066e-10 | -4.0215e-10 | 6.2751e-11 | -1.9765e-10 | 0 | 0 | 0 | 0 | 0 | 0 | 0.65501 | 0.84203 | 0.91459 | 0.65501 | 0.84203 | 0.91459 | -10.7223 | -118.706 | 116.2451 | -10.7223 | -118.706 | 116.2451
Line8_8_10 | 0 | 0 | 0 | 0 | 0 | 0 | 0 | 0 | 0 | 0 | 0 | 0 | 7.327e-10 | 2.7781e-09 | -4.1844e-09 | 5.5065e-10 | 1.7826e-10 | -5.5393e-11 | 3.2366e-09 | -2.7569e-09 | -7.5066e-10 | -4.0215e-10 | 6.2751e-11 | -1.9765e-10 | 0 | 0 | 0 | 0 | 0 | 0 | 0.65501 | 0.84203 | 0.91459 | 0.65501 | 0.84203 | 0.91459 | -10.7223 | -118.706 | 116.2451 | -10.7223 | -118.706 | 116.2451
Line9_3_11 | 0 | 0 | 0 | 0 | 0 | 0 | 0 | 0 | 0 | 0 | 0 | 0 | 5.1289e-09 | 1.9447e-08 | -2.929e-08 | -3.8456e-09 | -1.6491e-08 | 2.5051e-08 | 2.2656e-08 | -1.9299e-08 | -5.2546e-09 | -1.9822e-08 | 1.6604e-08 | 4.3063e-09 | 0 | 0 | 0 | 0 | 0 | 0 | 0.65501 | 0.84203 | 0.91459 | 0.65501 | 0.84203 | 0.91459 | -10.7223 | -118.706 | 116.2451 | -10.7223 | -118.706 | 116.2451

## LG_min_fault_6
name | pf_ikss_a_from_ka | pf_ikss_b_from_ka | pf_ikss_c_from_ka | pf_ikss_a_to_ka | pf_ikss_b_to_ka | pf_ikss_c_to_ka | pf_skss_a_from_mw | pf_skss_b_from_mw | pf_skss_c_from_mw | pf_skss_a_to_mw | pf_skss_b_to_mw | pf_skss_c_to_mw | pf_p_a_from_mw | pf_p_b_from_mw | pf_p_c_from_mw | pf_p_a_to_mw | pf_p_b_to_mw | pf_p_c_to_mw | pf_q_a_from_mvar | pf_q_b_from_mvar | pf_q_c_from_mvar | pf_q_a_to_mvar | pf_q_b_to_mvar | pf_q_c_to_mvar | pf_ikss_a_from_degree | pf_ikss_b_from_degree | pf_ikss_c_from_degree | pf_ikss_a_to_degree | pf_ikss_b_to_degree | pf_ikss_c_to_degree | pf_vm_a_from_pu | pf_vm_b_from_pu | pf_vm_c_from_pu | pf_vm_a_to_pu | pf_vm_b_to_pu | pf_vm_c_to_pu | pf_va_a_from_degree | pf_va_b_from_degree | pf_va_c_from_degree | pf_va_a_to_degree | pf_va_b_to_degree | pf_va_c_to_degree
Line0_1_2 | 0 | 0 | 0 | 0 | 0 | 0 | 0 | 0 | 0 | 0 | 0 | 0 | 6.511e-11 | 1.3235e-10 | -2.4881e-10 | -4.6884e-11 | -1.083e-10 | 2.0654e-10 | 2.6276e-10 | -2.1064e-10 | -9.1546e-12 | -2.2459e-10 | 1.7575e-10 | 5.7944e-12 | 0 | 0 | 0 | 0 | 0 | 0 | 0.94788 | 0.94943 | 0.95023 | 0.94788 | 0.94943 | 0.95023 | -0.097493 | -119.9962 | 119.9682 | -0.097493 | -119.9962 | 119.9682
Line10_11_12 | 0 | 0 | 0 | 0 | 0 | 0 | 0 | 0 | 0 | 0 | 0 | 0 | 6.511e-11 | 1.3235e-10 | -2.4881e-10 | -4.6884e-11 | -1.083e-10 | 2.0654e-10 | 2.6276e-10 | -2.1064e-10 | -9.1547e-12 | -2.2459e-10 | 1.7575e-10 | 5.7945e-12 | 0 | 0 | 0 | 0 | 0 | 0 | 0.94788 | 0.94943 | 0.95023 | 0.94788 | 0.94943 | 0.95023 | -0.097493 | -119.9962 | 119.9682 | -0.097493 | -119.9962 | 119.9682
Line11_12_13 | 0 | 0 | 0 | 0 | 0 | 0 | 0 | 0 | 0 | 0 | 0 | 0 | 5.4259e-11 | 1.1029e-10 | -2.0734e-10 | -3.6033e-11 | -8.6246e-11 | 1.6507e-10 | 2.1897e-10 | -1.7553e-10 | -7.6289e-12 | -1.8079e-10 | 1.4065e-10 | 4.2687e-12 | 0 | 0 | 0 | 0 | 0 | 0 | 0.94788 | 0.94943 | 0.95023 | 0.94788 | 0.94943 | 0.95023 | -0.097493 | -119.9962 | 119.9682 | -0.097493 | -119.9962 | 119.9682
Line12_13_15 | 0 | 0 | 0 | 0 | 0 | 0 | 0 | 0 | 0 | 0 | 0 | 0 | 3.2555e-11 | 6.6177e-11 | -1.2441e-10 | -1.4329e-11 | -4.2128e-11 | 8.2131e-11 | 1.3138e-10 | -1.0532e-10 | -4.5773e-12 | -9.3205e-11 | 7.0433e-11 | 1.2172e-12 | 0 | 0 | 0 | 0 | 0 | 0 | 0.94788 | 0.94943 | 0.95023 | 0.94788 | 0.94943 | 0.95023 | -0.097493 | -119.9962 | 119.9682 | -0.097493 | -119.9962 | 119.9682
Line13_13_14 | 0 | 0 | 0 | 0 | 0 | 0 | 0 | 0 | 0 | 0 | 0 | 0 | 1.0852e-11 | 2.2059e-11 | -4.1469e-11 | 7.3742e-12 | 1.9898e-12 | -8.0598e-13 | 4.3793e-11 | -3.5107e-11 | -1.5258e-12 | -5.6182e-12 | 2.2025e-13 | -1.8344e-12 | 0 | 0 | 0 | 0 | 0 | 0 | 0.94788 | 0.94943 | 0.95023 | 0.94788 | 0.94943 | 0.95023 | -0.097493 | -119.9962 | 119.9682 | -0.097493 | -119.9962 | 119.9682
Line14_15_16 | 0 | 0 | 0 | 0 | 0 | 0 | 0 | 0 | 0 | 0 | 0 | 0 | 2.1703e-11 | 4.4118e-11 | -8.2937e-11 | -3.4775e-12 | -2.0069e-11 | 4.0663e-11 | 8.7587e-11 | -7.0213e-11 | -3.0516e-12 | -4.9412e-11 | 3.5327e-11 | -3.0863e-13 | 0 | 0 | 0 | 0 | 0 | 0 | 0.94788 | 0.94943 | 0.95023 | 0.94788 | 0.94943 | 0.95023 | -0.097493 | -119.9962 | 119.9682 | -0.097493 | -119.9962 | 119.9682
Line15_16_17 | 0 | 0 | 0 | 0 | 0 | 0 | 0 | 0 | 0 | 0 | 0 | 0 | 1.0852e-11 | 2.2059e-11 | -4.1469e-11 | 7.3742e-12 | 1.9898e-12 | -8.0598e-13 | 4.3793e-11 | -3.5107e-11 | -1.5258e-12 | -5.6182e-12 | 2.2025e-13 | -1.8344e-12 | 0 | 0 | 0 | 0 | 0 | 0 | 0.94788 | 0.94943 | 0.95023 | 0.94788 | 0.94943 | 0.95023 | -0.097493 | -119.9962 | 119.9682 | -0.097493 | -119.9962 | 119.9682
Line16_4_18 | 0.030757 | 0 | 0 | 0.030757 | 0 | 0 | 0.0071029 | 0 | 0 | 0.0071029 | 0 | 0 | 0.004745 | 8.2758e-11 | -1.0786e-10 | -0.0047298 | 4.1933e-12 | 1.2596e-12 | 0.0047456 | -7.6586e-11 | -3.3218e-11 | -0.0047298 | 3.8926e-12 | -5.5864e-12 | -45.1051 | 0 | 0 | 134.8949 | 0 | 0 | 0.9448 | 0.94911 | 0.94993 | 0.94172 | 0.94879 | 0.94964 | -0.10128 | -119.9644 | 119.9358 | -0.10508 | -119.9325 | 119.9032
Line17_5_19 | 0 | 0 | 0 | 0 | 0 | 0 | 0 | 0 | 0 | 0 | 0 | 0 | 1.0852e-11 | 2.2059e-11 | -4.1469e-11 | 7.3742e-12 | 1.9898e-12 | -8.0598e-13 | 4.3793e-11 | -3.5107e-11 | -1.5258e-12 | -5.6182e-12 | 2.2025e-13 | -1.8344e-12 | 0 | 0 | 0 | 0 | 0 | 0 | 0.94788 | 0.94943 | 0.95023 | 0.94788 | 0.94943 | 0.95023 | -0.097493 | -119.9962 | 119.9682 | -0.097493 | -119.9962 | 119.9682
Line1_1_3 | 0 | 0 | 0 | 0 | 0 | 0 | 0 | 0 | 0 | 0 | 0 | 0 | 8.6814e-11 | 1.7647e-10 | -3.3175e-10 | -6.8588e-11 | -1.5242e-10 | 2.8947e-10 | 3.5035e-10 | -2.8085e-10 | -1.2206e-11 | -3.1217e-10 | 2.4597e-10 | 8.846e-12 | 0 | 0 | 0 | 0 | 0 | 0 | 0.94788 | 0.94943 | 0.95023 | 0.94788 | 0.94943 | 0.95023 | -0.097493 | -119.9962 | 119.9682 | -0.097493 | -119.9962 | 119.9682
Line2_1_4 | 0.030757 | 0 | 0 | 0.030757 | 0 | 0 | 0.0071029 | 0 | 0 | 0.0071029 | 0 | 0 | 0.0047601 | 1.2466e-10 | -1.7182e-10 | -0.004745 | -7.9665e-11 | 1.0808e-10 | 0.0047614 | -1.2623e-10 | -4.4778e-11 | -0.0047456 | 7.8643e-11 | 2.9508e-11 | -45.1051 | 0 | 0 | 134.8949 | 0 | 0 | 0.94788 | 0.94943 | 0.95023 | 0.9448 | 0.94911 | 0.94993 | -0.097493 | -119.9962 | 119.9682 | -0.10128 | -119.9644 | 119.9358
Line3_1_5 | 0 | 0 | 0 | 0 | 0 | 0 | 0 | 0 | 0 | 0 | 0 | 0 | 2.1703e-11 | 4.4118e-11 | -8.2937e-11 | -3.4775e-12 | -2.0069e-11 | 4.0663e-11 | 8.7587e-11 | -7.0213e-11 | -3.0515e-12 | -4.9412e-11 | 3.5327e-11 | -3.0865e-13 | 0 | 0 | 0 | 0 | 0 | 0 | 0.94788 | 0.94943 | 0.95023 | 0.94788 | 0.94943 | 0.95023 | -0.097493 | -119.9962 | 119.9682 | -0.097493 | -119.9962 | 119.9682
Line4_2_6 | 0 | 0 | 0 | 0 | 0 | 0 | 0 | 0 | 0 | 0 | 0 | 0 | 5.4259e-11 | 1.1029e-10 | -2.0734e-10 | -3.6033e-11 | -8.6245e-11 | 1.6507e-10 | 2.1897e-10 | -1.7553e-10 | -7.6288e-12 | -1.8079e-10 | 1.4065e-10 | 4.2687e-12 | 0 | 0 | 0 | 0 | 0 | 0 | 0.94788 | 0.94943 | 0.95023 | 0.94788 | 0.94943 | 0.95023 | -0.097493 | -119.9962 | 119.9682 | -0.097493 | -119.9962 | 119.9682
Line5_6_7 | 0 | 0 | 0 | 0 | 0 | 0 | 0 | 0 | 0 | 0 | 0 | 0 | 4.3407e-11 | 8.8235e-11 | -1.6587e-10 | -2.5181e-11 | -6.4187e-11 | 1.236e-10 | 1.7517e-10 | -1.4043e-10 | -6.1031e-12 | -1.37e-10 | 1.0554e-10 | 2.7429e-12 | 0 | 0 | 0 | 0 | 0 | 0 | 0.94788 | 0.94943 | 0.95023 | 0.94788 | 0.94943 | 0.95023 | -0.097493 | -119.9962 | 119.9682 | -0.097493 | -119.9962 | 119.9682
Line6_7_8 | 0 | 0 | 0 | 0 | 0 | 0 | 0 | 0 | 0 | 0 | 0 | 0 | 3.2555e-11 | 6.6176e-11 | -1.2441e-10 | -1.4329e-11 | -4.2128e-11 | 8.2131e-11 | 1.3138e-10 | -1.0532e-10 | -4.5773e-12 | -9.3205e-11 | 7.0433e-11 | 1.2171e-12 | 0 | 0 | 0 | 0 | 0 | 0 | 0.94788 | 0.94943 | 0.95023 | 0.94788 | 0.94943 | 0.95023 | -0.097493 | -119.9962 | 119.9682 | -0.097493 | -119.9962 | 119.9682
Line7_8_9 | 0 | 0 | 0 | 0 | 0 | 0 | 0 | 0 | 0 | 0 | 0 | 0 | 1.0852e-11 | 2.2059e-11 | -4.1469e-11 | 7.3742e-12 | 1.9898e-12 | -8.0598e-13 | 4.3793e-11 | -3.5107e-11 | -1.5258e-12 | -5.6182e-12 | 2.2025e-13 | -1.8344e-12 | 0 | 0 | 0 | 0 | 0 | 0 | 0.94788 | 0.94943 | 0.95023 | 0.94788 | 0.94943 | 0.95023 | -0.097493 | -119.9962 | 119.9682 | -0.097493 | -119.9962 | 119.9682
Line8_8_10 | 0 | 0 | 0 | 0 | 0 | 0 | 0 | 0 | 0 | 0 | 0 | 0 | 1.0852e-11 | 2.2059e-11 | -4.1469e-11 | 7.3742e-12 | 1.9898e-12 | -8.0598e-13 | 4.3793e-11 | -3.5107e-11 | -1.5258e-12 | -5.6182e-12 | 2.2025e-13 | -1.8344e-12 | 0 | 0 | 0 | 0 | 0 | 0 | 0.94788 | 0.94943 | 0.95023 | 0.94788 | 0.94943 | 0.95023 | -0.097493 | -119.9962 | 119.9682 | -0.097493 | -119.9962 | 119.9682
Line9_3_11 | 0 | 0 | 0 | 0 | 0 | 0 | 0 | 0 | 0 | 0 | 0 | 0 | 7.5962e-11 | 1.5441e-10 | -2.9028e-10 | -5.7736e-11 | -1.3036e-10 | 2.4801e-10 | 3.0655e-10 | -2.4575e-10 | -1.068e-11 | -2.6838e-10 | 2.1086e-10 | 7.3203e-12 | 0 | 0 | 0 | 0 | 0 | 0 | 0.94788 | 0.94943 | 0.95023 | 0.94788 | 0.94943 | 0.95023 | -0.097493 | -119.9962 | 119.9682 | -0.097493 | -119.9962 | 119.9682

## LG_min_fault_10
name | pf_ikss_a_from_ka | pf_ikss_b_from_ka | pf_ikss_c_from_ka | pf_ikss_a_to_ka | pf_ikss_b_to_ka | pf_ikss_c_to_ka | pf_skss_a_from_mw | pf_skss_b_from_mw | pf_skss_c_from_mw | pf_skss_a_to_mw | pf_skss_b_to_mw | pf_skss_c_to_mw | pf_p_a_from_mw | pf_p_b_from_mw | pf_p_c_from_mw | pf_p_a_to_mw | pf_p_b_to_mw | pf_p_c_to_mw | pf_q_a_from_mvar | pf_q_b_from_mvar | pf_q_c_from_mvar | pf_q_a_to_mvar | pf_q_b_to_mvar | pf_q_c_to_mvar | pf_ikss_a_from_degree | pf_ikss_b_from_degree | pf_ikss_c_from_degree | pf_ikss_a_to_degree | pf_ikss_b_to_degree | pf_ikss_c_to_degree | pf_vm_a_from_pu | pf_vm_b_from_pu | pf_vm_c_from_pu | pf_vm_a_to_pu | pf_vm_b_to_pu | pf_vm_c_to_pu | pf_va_a_from_degree | pf_va_b_from_degree | pf_va_c_from_degree | pf_va_a_to_degree | pf_va_b_to_degree | pf_va_c_to_degree
Line0_1_2 | 0 | 0 | 0 | 0 | 0 | 0 | 0 | 0 | 0 | 0 | 0 | 0 | 5.8437e-11 | 1.1879e-10 | -2.2331e-10 | -4.2079e-11 | -9.7204e-11 | 1.8537e-10 | 2.3583e-10 | -1.8905e-10 | -8.2163e-12 | -2.0157e-10 | 1.5774e-10 | 5.2005e-12 | 0 | 0 | 0 | 0 | 0 | 0 | 0.89799 | 0.89946 | 0.90022 | 0.89799 | 0.89946 | 0.90022 | -0.097493 | -119.9962 | 119.9682 | -0.097493 | -119.9962 | 119.9682
Line10_11_12 | 0 | 0 | 0 | 0 | 0 | 0 | 0 | 0 | 0 | 0 | 0 | 0 | 5.8437e-11 | 1.1879e-10 | -2.2331e-10 | -4.2079e-11 | -9.7204e-11 | 1.8537e-10 | 2.3583e-10 | -1.8905e-10 | -8.2164e-12 | -2.0157e-10 | 1.5774e-10 | 5.2006e-12 | 0 | 0 | 0 | 0 | 0 | 0 | 0.89799 | 0.89946 | 0.90022 | 0.89799 | 0.89946 | 0.90022 | -0.097493 | -119.9962 | 119.9682 | -0.097493 | -119.9962 | 119.9682
Line11_12_13 | 0 | 0 | 0 | 0 | 0 | 0 | 0 | 0 | 0 | 0 | 0 | 0 | 4.8697e-11 | 9.899e-11 | -1.8609e-10 | -3.2339e-11 | -7.7406e-11 | 1.4815e-10 | 1.9652e-10 | -1.5754e-10 | -6.847e-12 | -1.6226e-10 | 1.2623e-10 | 3.8312e-12 | 0 | 0 | 0 | 0 | 0 | 0 | 0.89799 | 0.89946 | 0.90022 | 0.89799 | 0.89946 | 0.90022 | -0.097493 | -119.9962 | 119.9682 | -0.097493 | -119.9962 | 119.9682
Line12_13_15 | 0 | 0 | 0 | 0 | 0 | 0 | 0 | 0 | 0 | 0 | 0 | 0 | 2.9218e-11 | 5.9394e-11 | -1.1166e-10 | -1.2861e-11 | -3.781e-11 | 7.3713e-11 | 1.1791e-10 | -9.4525e-11 | -4.1082e-12 | -8.3652e-11 | 6.3215e-11 | 1.0924e-12 | 0 | 0 | 0 | 0 | 0 | 0 | 0.89799 | 0.89946 | 0.90022 | 0.89799 | 0.89946 | 0.90022 | -0.097493 | -119.9962 | 119.9682 | -0.097493 | -119.9962 | 119.9682
Line13_13_14 | 0 | 0 | 0 | 0 | 0 | 0 | 0 | 0 | 0 | 0 | 0 | 0 | 9.7395e-12 | 1.9798e-11 | -3.7218e-11 | 6.6184e-12 | 1.7859e-12 | -7.2337e-13 | 3.9305e-11 | -3.1508e-11 | -1.3694e-12 | -5.0424e-12 | 1.9768e-13 | -1.6464e-12 | 0 | 0 | 0 | 0 | 0 | 0 | 0.89799 | 0.89946 | 0.90022 | 0.89799 | 0.89946 | 0.90022 | -0.097493 | -119.9962 | 119.9682 | -0.097493 | -119.9962 | 119.9682
Line14_15_16 | 0 | 0 | 0 | 0 | 0 | 0 | 0 | 0 | 0 | 0 | 0 | 0 | 1.9479e-11 | 3.9596e-11 | -7.4437e-11 | -3.121e-12 | -1.8012e-11 | 3.6495e-11 | 7.861e-11 | -6.3017e-11 | -2.7388e-12 | -4.4347e-11 | 3.1706e-11 | -2.7699e-13 | 0 | 0 | 0 | 0 | 0 | 0 | 0.89799 | 0.89946 | 0.90022 | 0.89799 | 0.89946 | 0.90022 | -0.097493 | -119.9962 | 119.9682 | -0.097493 | -119.9962 | 119.9682
Line15_16_17 | 0 | 0 | 0 | 0 | 0 | 0 | 0 | 0 | 0 | 0 | 0 | 0 | 9.7395e-12 | 1.9798e-11 | -3.7218e-11 | 6.6184e-12 | 1.7859e-12 | -7.2337e-13 | 3.9305e-11 | -3.1508e-11 | -1.3694e-12 | -5.0424e-12 | 1.9768e-13 | -1.6464e-12 | 0 | 0 | 0 | 0 | 0 | 0 | 0.89799 | 0.89946 | 0.90022 | 0.89799 | 0.89946 | 0.90022 | -0.097493 | -119.9962 | 119.9682 | -0.097493 | -119.9962 | 119.9682
Line16_4_18 | 0.029138 | 0 | 0 | 0.029138 | 0 | 0 | 0.0067291 | 0 | 0 | 0.0067291 | 0 | 0 | 0.0042586 | 7.4275e-11 | -9.6801e-11 | -0.0042451 | 3.7635e-12 | 1.1305e-12 | 0.0042592 | -6.8737e-11 | -2.9813e-11 | -0.0042451 | 3.4937e-12 | -5.0138e-12 | -45.1051 | 0 | 0 | 134.8949 | 0 | 0 | 0.89507 | 0.89916 | 0.89994 | 0.89216 | 0.89886 | 0.89966 | -0.10128 | -119.9644 | 119.9358 | -0.10508 | -119.9325 | 119.9032
Line17_5_19 | 0 | 0 | 0 | 0 | 0 | 0 | 0 | 0 | 0 | 0 | 0 | 0 | 9.7395e-12 | 1.9798e-11 | -3.7218e-11 | 6.6184e-12 | 1.7859e-12 | -7.2337e-13 | 3.9305e-11 | -3.1508e-11 | -1.3694e-12 | -5.0424e-12 | 1.9768e-13 | -1.6464e-12 | 0 | 0 | 0 | 0 | 0 | 0 | 0.89799 | 0.89946 | 0.90022 | 0.89799 | 0.89946 | 0.90022 | -0.097493 | -119.9962 | 119.9682 | -0.097493 | -119.9962 | 119.9682
Line1_1_3 | 0 | 0 | 0 | 0 | 0 | 0 | 0 | 0 | 0 | 0 | 0 | 0 | 7.7916e-11 | 1.5838e-10 | -2.9775e-10 | -6.1558e-11 | -1.368e-10 | 2.5981e-10 | 3.1444e-10 | -2.5207e-10 | -1.0955e-11 | -2.8018e-10 | 2.2076e-10 | 7.9394e-12 | 0 | 0 | 0 | 0 | 0 | 0 | 0.89799 | 0.89946 | 0.90022 | 0.89799 | 0.89946 | 0.90022 | -0.097493 | -119.9962 | 119.9682 | -0.097493 | -119.9962 | 119.9682
Line2_1_4 | 0.029138 | 0 | 0 | 0.029138 | 0 | 0 | 0.0067291 | 0 | 0 | 0.0067291 | 0 | 0 | 0.0042722 | 1.1188e-10 | -1.5421e-10 | -0.0042586 | -7.15e-11 | 9.7006e-11 | 0.0042734 | -1.1329e-10 | -4.0188e-11 | -0.0042592 | 7.0582e-11 | 2.6483e-11 | -45.1051 | 0 | 0 | 134.8949 | 0 | 0 | 0.89799 | 0.89946 | 0.90022 | 0.89507 | 0.89916 | 0.89994 | -0.097493 | -119.9962 | 119.9682 | -0.10128 | -119.9644 | 119.9358
Line3_1_5 | 0 | 0 | 0 | 0 | 0 | 0 | 0 | 0 | 0 | 0 | 0 | 0 | 1.9479e-11 | 3.9596e-11 | -7.4437e-11 | -3.1211e-12 | -1.8012e-11 | 3.6495e-11 | 7.861e-11 | -6.3017e-11 | -2.7388e-12 | -4.4347e-11 | 3.1706e-11 | -2.7701e-13 | 0 | 0 | 0 | 0 | 0 | 0 | 0.89799 | 0.89946 | 0.90022 | 0.89799 | 0.89946 | 0.90022 | -0.097493 | -119.9962 | 119.9682 | -0.097493 | -119.9962 | 119.9682
Line4_2_6 | 0 | 0 | 0 | 0 | 0 | 0 | 0 | 0 | 0 | 0 | 0 | 0 | 4.8697e-11 | 9.899e-11 | -1.8609e-10 | -3.2339e-11 | -7.7406e-11 | 1.4815e-10 | 1.9652e-10 | -1.5754e-10 | -6.8469e-12 | -1.6226e-10 | 1.2623e-10 | 3.8312e-12 | 0 | 0 | 0 | 0 | 0 | 0 | 0.89799 | 0.89946 | 0.90022 | 0.89799 | 0.89946 | 0.90022 | -0.097493 | -119.9962 | 119.9682 | -0.097493 | -119.9962 | 119.9682
Line5_6_7 | 0 | 0 | 0 | 0 | 0 | 0 | 0 | 0 | 0 | 0 | 0 | 0 | 3.8958e-11 | 7.9192e-11 | -1.4887e-10 | -2.26e-11 | -5.7608e-11 | 1.1093e-10 | 1.5722e-10 | -1.2603e-10 | -5.4776e-12 | -1.2296e-10 | 9.4723e-11 | 2.4618e-12 | 0 | 0 | 0 | 0 | 0 | 0 | 0.89799 | 0.89946 | 0.90022 | 0.89799 | 0.89946 | 0.90022 | -0.097493 | -119.9962 | 119.9682 | -0.097493 | -119.9962 | 119.9682
Line6_7_8 | 0 | 0 | 0 | 0 | 0 | 0 | 0 | 0 | 0 | 0 | 0 | 0 | 2.9218e-11 | 5.9394e-11 | -1.1166e-10 | -1.2861e-11 | -3.781e-11 | 7.3713e-11 | 1.1791e-10 | -9.4525e-11 | -4.1082e-12 | -8.3652e-11 | 6.3215e-11 | 1.0924e-12 | 0 | 0 | 0 | 0 | 0 | 0 | 0.89799 | 0.89946 | 0.90022 | 0.89799 | 0.89946 | 0.90022 | -0.097493 | -119.9962 | 119.9682 | -0.097493 | -119.9962 | 119.9682
Line7_8_9 | 0 | 0 | 0 | 0 | 0 | 0 | 0 | 0 | 0 | 0 | 0 | 0 | 9.7395e-12 | 1.9798e-11 | -3.7218e-11 | 6.6184e-12 | 1.7859e-12 | -7.2337e-13 | 3.9305e-11 | -3.1508e-11 | -1.3694e-12 | -5.0424e-12 | 1.9768e-13 | -1.6464e-12 | 0 | 0 | 0 | 0 | 0 | 0 | 0.89799 | 0.89946 | 0.90022 | 0.89799 | 0.89946 | 0.90022 | -0.097493 | -119.9962 | 119.9682 | -0.097493 | -119.9962 | 119.9682
Line8_8_10 | 0 | 0 | 0 | 0 | 0 | 0 | 0 | 0 | 0 | 0 | 0 | 0 | 9.7395e-12 | 1.9798e-11 | -3.7218e-11 | 6.6184e-12 | 1.7859e-12 | -7.2337e-13 | 3.9305e-11 | -3.1508e-11 | -1.3694e-12 | -5.0424e-12 | 1.9768e-13 | -1.6464e-12 | 0 | 0 | 0 | 0 | 0 | 0 | 0.89799 | 0.89946 | 0.90022 | 0.89799 | 0.89946 | 0.90022 | -0.097493 | -119.9962 | 119.9682 | -0.097493 | -119.9962 | 119.9682
Line9_3_11 | 0 | 0 | 0 | 0 | 0 | 0 | 0 | 0 | 0 | 0 | 0 | 0 | 6.8176e-11 | 1.3859e-10 | -2.6053e-10 | -5.1818e-11 | -1.17e-10 | 2.2259e-10 | 2.7513e-10 | -2.2056e-10 | -9.5858e-12 | -2.4087e-10 | 1.8925e-10 | 6.57e-12 | 0 | 0 | 0 | 0 | 0 | 0 | 0.89799 | 0.89946 | 0.90022 | 0.89799 | 0.89946 | 0.90022 | -0.097493 | -119.9962 | 119.9682 | -0.097493 | -119.9962 | 119.9682

## LLG_max_6
name | pf_ikss_a_from_ka | pf_ikss_b_from_ka | pf_ikss_c_from_ka | pf_ikss_a_to_ka | pf_ikss_b_to_ka | pf_ikss_c_to_ka | pf_skss_a_from_mw | pf_skss_b_from_mw | pf_skss_c_from_mw | pf_skss_a_to_mw | pf_skss_b_to_mw | pf_skss_c_to_mw | pf_p_a_from_mw | pf_p_b_from_mw | pf_p_c_from_mw | pf_p_a_to_mw | pf_p_b_to_mw | pf_p_c_to_mw | pf_q_a_from_mvar | pf_q_b_from_mvar | pf_q_c_from_mvar | pf_q_a_to_mvar | pf_q_b_to_mvar | pf_q_c_to_mvar | pf_ikss_a_from_degree | pf_ikss_b_from_degree | pf_ikss_c_from_degree | pf_ikss_a_to_degree | pf_ikss_b_to_degree | pf_ikss_c_to_degree | pf_vm_a_from_pu | pf_vm_b_from_pu | pf_vm_c_from_pu | pf_vm_a_to_pu | pf_vm_b_to_pu | pf_vm_c_to_pu | pf_va_a_from_degree | pf_va_b_from_degree | pf_va_c_from_degree | pf_va_a_to_degree | pf_va_b_to_degree | pf_va_c_to_degree
Line0_1_2 | 0 | 0 | 0 | 0 | 0 | 0 | 0 | 0 | 0 | 0 | 0 | 0 | -5.6387e-09 | -3.0386e-08 | 2.3764e-08 | 4.9869e-09 | 2.6182e-08 | -1.8909e-08 | -4.2556e-08 | 2.2225e-08 | 1.3027e-08 | 3.5273e-08 | -1.884e-08 | -1.1175e-08 | 0 | 0 | 0 | 0 | 0 | 0 | 0.96743 | 0.71412 | 0.68753 | 0.96743 | 0.71412 | 0.68753 | -2.9226 | -126.6574 | 113.067 | -2.9226 | -126.6574 | 113.067
Line10_11_12 | 0 | 0 | 0 | 0 | 0 | 0 | 0 | 0 | 0 | 0 | 0 | 0 | -5.6387e-09 | -3.0386e-08 | 2.3764e-08 | 4.9869e-09 | 2.6182e-08 | -1.8909e-08 | -4.2556e-08 | 2.2225e-08 | 1.3027e-08 | 3.5273e-08 | -1.884e-08 | -1.1175e-08 | 0 | 0 | 0 | 0 | 0 | 0 | 0.96743 | 0.71412 | 0.68753 | 0.96743 | 0.71412 | 0.68753 | -2.9226 | -126.6574 | 113.067 | -2.9226 | -126.6574 | 113.067
Line11_12_13 | 0 | 0 | 0 | 0 | 0 | 0 | 0 | 0 | 0 | 0 | 0 | 0 | -4.6989e-09 | -2.5321e-08 | 1.9803e-08 | 4.0472e-09 | 2.1118e-08 | -1.4948e-08 | -3.5463e-08 | 1.8521e-08 | 1.0856e-08 | 2.8181e-08 | -1.5136e-08 | -9.004e-09 | 0 | 0 | 0 | 0 | 0 | 0 | 0.96743 | 0.71412 | 0.68753 | 0.96743 | 0.71412 | 0.68753 | -2.9226 | -126.6574 | 113.067 | -2.9226 | -126.6574 | 113.067
Line12_13_15 | 0 | 0 | 0 | 0 | 0 | 0 | 0 | 0 | 0 | 0 | 0 | 0 | -2.8193e-09 | -1.5193e-08 | 1.1882e-08 | 2.1676e-09 | 1.0989e-08 | -7.0269e-09 | -2.1278e-08 | 1.1113e-08 | 6.5134e-09 | 1.3995e-08 | -7.7272e-09 | -4.6618e-09 | 0 | 0 | 0 | 0 | 0 | 0 | 0.96743 | 0.71412 | 0.68753 | 0.96743 | 0.71412 | 0.68753 | -2.9226 | -126.6574 | 113.067 | -2.9226 | -126.6574 | 113.067
Line13_13_14 | 0 | 0 | 0 | 0 | 0 | 0 | 0 | 0 | 0 | 0 | 0 | 0 | -9.3978e-10 | -5.0643e-09 | 3.9607e-09 | 2.8804e-10 | 8.6094e-10 | 8.9441e-10 | -7.0926e-09 | 3.7042e-09 | 2.1711e-09 | -1.899e-10 | -3.1874e-10 | -3.1951e-10 | 0 | 0 | 0 | 0 | 0 | 0 | 0.96743 | 0.71412 | 0.68753 | 0.96743 | 0.71412 | 0.68753 | -2.9226 | -126.6574 | 113.067 | -2.9226 | -126.6574 | 113.067
Line14_15_16 | 0 | 0 | 0 | 0 | 0 | 0 | 0 | 0 | 0 | 0 | 0 | 0 | -1.8796e-09 | -1.0129e-08 | 7.9213e-09 | 1.2278e-09 | 5.9252e-09 | -3.0662e-09 | -1.4185e-08 | 7.4084e-09 | 4.3422e-09 | 6.9027e-09 | -4.0229e-09 | -2.4906e-09 | 0 | 0 | 0 | 0 | 0 | 0 | 0.96743 | 0.71412 | 0.68753 | 0.96743 | 0.71412 | 0.68753 | -2.9226 | -126.6574 | 113.067 | -2.9226 | -126.6574 | 113.067
Line15_16_17 | 0 | 0 | 0 | 0 | 0 | 0 | 0 | 0 | 0 | 0 | 0 | 0 | -9.3978e-10 | -5.0643e-09 | 3.9607e-09 | 2.8804e-10 | 8.6094e-10 | 8.9441e-10 | -7.0926e-09 | 3.7042e-09 | 2.1711e-09 | -1.8991e-10 | -3.1874e-10 | -3.1951e-10 | 0 | 0 | 0 | 0 | 0 | 0 | 0.96743 | 0.71412 | 0.68753 | 0.96743 | 0.71412 | 0.68753 | -2.9226 | -126.6574 | 113.067 | -2.9226 | -126.6574 | 113.067
Line16_4_18 | 0 | 4.2321 | 4.0522 | 0 | 4.2321 | 4.0522 | 0 | 0.97737 | 0.93581 | 0 | 0.97737 | 0.93581 | -1.0293e-09 | 0.096953 | 0.1976 | 7.4442e-10 | 5.9564e-14 | 3.652e-14 | -1.6125e-08 | 0.33524 | 0.25386 | -1.3247e-10 | 5.1965e-14 | 3.3108e-14 | 0 | 159.4725 | 60.9635 | 0 | -20.5275 | -119.0365 | 0.8802 | 0.35706 | 0.34376 | 0.79299 | 0 | 0 | -2.7263 | -126.6574 | 113.067 | -2.4868 | 0 | 0
Line17_5_19 | 0 | 0 | 0 | 0 | 0 | 0 | 0 | 0 | 0 | 0 | 0 | 0 | -9.3978e-10 | -5.0643e-09 | 3.9607e-09 | 2.8804e-10 | 8.6094e-10 | 8.9441e-10 | -7.0926e-09 | 3.7042e-09 | 2.1711e-09 | -1.8991e-10 | -3.1874e-10 | -3.1951e-10 | 0 | 0 | 0 | 0 | 0 | 0 | 0.96743 | 0.71412 | 0.68753 | 0.96743 | 0.71412 | 0.68753 | -2.9226 | -126.6574 | 113.067 | -2.9226 | -126.6574 | 113.067
Line1_1_3 | 0 | 0 | 0 | 0 | 0 | 0 | 0 | 0 | 0 | 0 | 0 | 0 | -7.5182e-09 | -4.0514e-08 | 3.1685e-08 | 6.8665e-09 | 3.6311e-08 | -2.683e-08 | -5.6741e-08 | 2.9634e-08 | 1.7369e-08 | 4.9458e-08 | -2.6248e-08 | -1.5517e-08 | 0 | 0 | 0 | 0 | 0 | 0 | 0.96743 | 0.71412 | 0.68753 | 0.96743 | 0.71412 | 0.68753 | -2.9226 | -126.6574 | 113.067 | -2.9226 | -126.6574 | 113.067
Line2_1_4 | 0 | 4.2321 | 4.0522 | 0 | 4.2321 | 4.0522 | 0 | 0.97737 | 0.93581 | 0 | 0.97737 | 0.93581 | -2.3191e-09 | 0.19391 | 0.3952 | 1.5735e-09 | -0.096953 | -0.1976 | -2.8357e-08 | 0.67049 | 0.50772 | 1.5964e-08 | -0.33524 | -0.25386 | 0 | 159.4725 | 60.9635 | 0 | -20.5275 | -119.0365 | 0.96743 | 0.71412 | 0.68753 | 0.8802 | 0.35706 | 0.34376 | -2.9226 | -126.6574 | 113.067 | -2.7263 | -126.6574 | 113.067
Line3_1_5 | 0 | 0 | 0 | 0 | 0 | 0 | 0 | 0 | 0 | 0 | 0 | 0 | -1.8796e-09 | -1.0129e-08 | 7.9213e-09 | 1.2278e-09 | 5.9252e-09 | -3.0662e-09 | -1.4185e-08 | 7.4084e-09 | 4.3422e-09 | 6.9027e-09 | -4.0229e-09 | -2.4906e-09 | 0 | 0 | 0 | 0 | 0 | 0 | 0.96743 | 0.71412 | 0.68753 | 0.96743 | 0.71412 | 0.68753 | -2.9226 | -126.6574 | 113.067 | -2.9226 | -126.6574 | 113.067
Line4_2_6 | 0 | 0 | 0 | 0 | 0 | 0 | 0 | 0 | 0 | 0 | 0 | 0 | -4.6989e-09 | -2.5321e-08 | 1.9803e-08 | 4.0472e-09 | 2.1118e-08 | -1.4948e-08 | -3.5463e-08 | 1.8521e-08 | 1.0856e-08 | 2.8181e-08 | -1.5136e-08 | -9.004e-09 | 0 | 0 | 0 | 0 | 0 | 0 | 0.96743 | 0.71412 | 0.68753 | 0.96743 | 0.71412 | 0.68753 | -2.9226 | -126.6574 | 113.067 | -2.9226 | -126.6574 | 113.067
Line5_6_7 | 0 | 0 | 0 | 0 | 0 | 0 | 0 | 0 | 0 | 0 | 0 | 0 | -3.7591e-09 | -2.0257e-08 | 1.5843e-08 | 3.1074e-09 | 1.6054e-08 | -1.0988e-08 | -2.837e-08 | 1.4817e-08 | 8.6845e-09 | 2.1088e-08 | -1.1431e-08 | -6.8329e-09 | 0 | 0 | 0 | 0 | 0 | 0 | 0.96743 | 0.71412 | 0.68753 | 0.96743 | 0.71412 | 0.68753 | -2.9226 | -126.6574 | 113.067 | -2.9226 | -126.6574 | 113.067
Line6_7_8 | 0 | 0 | 0 | 0 | 0 | 0 | 0 | 0 | 0 | 0 | 0 | 0 | -2.8193e-09 | -1.5193e-08 | 1.1882e-08 | 2.1676e-09 | 1.0989e-08 | -7.0269e-09 | -2.1278e-08 | 1.1113e-08 | 6.5134e-09 | 1.3995e-08 | -7.7272e-09 | -4.6618e-09 | 0 | 0 | 0 | 0 | 0 | 0 | 0.96743 | 0.71412 | 0.68753 | 0.96743 | 0.71412 | 0.68753 | -2.9226 | -126.6574 | 113.067 | -2.9226 | -126.6574 | 113.067
Line7_8_9 | 0 | 0 | 0 | 0 | 0 | 0 | 0 | 0 | 0 | 0 | 0 | 0 | -9.3978e-10 | -5.0643e-09 | 3.9607e-09 | 2.8804e-10 | 8.6094e-10 | 8.9441e-10 | -7.0926e-09 | 3.7042e-09 | 2.1711e-09 | -1.899e-10 | -3.1874e-10 | -3.1951e-10 | 0 | 0 | 0 | 0 | 0 | 0 | 0.96743 | 0.71412 | 0.68753 | 0.96743 | 0.71412 | 0.68753 | -2.9226 | -126.6574 | 113.067 | -2.9226 | -126.6574 | 113.067
Line8_8_10 | 0 | 0 | 0 | 0 | 0 | 0 | 0 | 0 | 0 | 0 | 0 | 0 | -9.3978e-10 | -5.0643e-09 | 3.9607e-09 | 2.8804e-10 | 8.6094e-10 | 8.9441e-10 | -7.0926e-09 | 3.7042e-09 | 2.1711e-09 | -1.8991e-10 | -3.1874e-10 | -3.1951e-10 | 0 | 0 | 0 | 0 | 0 | 0 | 0.96743 | 0.71412 | 0.68753 | 0.96743 | 0.71412 | 0.68753 | -2.9226 | -126.6574 | 113.067 | -2.9226 | -126.6574 | 113.067
Line9_3_11 | 0 | 0 | 0 | 0 | 0 | 0 | 0 | 0 | 0 | 0 | 0 | 0 | -6.5785e-09 | -3.545e-08 | 2.7725e-08 | 5.9267e-09 | 3.1247e-08 | -2.287e-08 | -4.9648e-08 | 2.5929e-08 | 1.5198e-08 | 4.2366e-08 | -2.2544e-08 | -1.3346e-08 | 0 | 0 | 0 | 0 | 0 | 0 | 0.96743 | 0.71412 | 0.68753 | 0.96743 | 0.71412 | 0.68753 | -2.9226 | -126.6574 | 113.067 | -2.9226 | -126.6574 | 113.067

## LLG_max_10
name | pf_ikss_a_from_ka | pf_ikss_b_from_ka | pf_ikss_c_from_ka | pf_ikss_a_to_ka | pf_ikss_b_to_ka | pf_ikss_c_to_ka | pf_skss_a_from_mw | pf_skss_b_from_mw | pf_skss_c_from_mw | pf_skss_a_to_mw | pf_skss_b_to_mw | pf_skss_c_to_mw | pf_p_a_from_mw | pf_p_b_from_mw | pf_p_c_from_mw | pf_p_a_to_mw | pf_p_b_to_mw | pf_p_c_to_mw | pf_q_a_from_mvar | pf_q_b_from_mvar | pf_q_c_from_mvar | pf_q_a_to_mvar | pf_q_b_to_mvar | pf_q_c_to_mvar | pf_ikss_a_from_degree | pf_ikss_b_from_degree | pf_ikss_c_from_degree | pf_ikss_a_to_degree | pf_ikss_b_to_degree | pf_ikss_c_to_degree | pf_vm_a_from_pu | pf_vm_b_from_pu | pf_vm_c_from_pu | pf_vm_a_to_pu | pf_vm_b_to_pu | pf_vm_c_to_pu | pf_va_a_from_degree | pf_va_b_from_degree | pf_va_c_from_degree | pf_va_a_to_degree | pf_va_b_to_degree | pf_va_c_to_degree
Line0_1_2 | 0 | 0 | 0 | 0 | 0 | 0 | 0 | 0 | 0 | 0 | 0 | 0 | -6.3061e-09 | -3.3845e-08 | 2.6472e-08 | 5.5802e-09 | 2.9164e-08 | -2.1065e-08 | -4.8036e-08 | 2.4798e-08 | 1.4465e-08 | 3.9816e-08 | -2.102e-08 | -1.241e-08 | 0 | 0 | 0 | 0 | 0 | 0 | 1.0108 | 0.73679 | 0.70852 | 1.0108 | 0.73679 | 0.70852 | -3.0071 | -126.8658 | 112.8538 | -3.0071 | -126.8658 | 112.8538
Line10_11_12 | 0 | 0 | 0 | 0 | 0 | 0 | 0 | 0 | 0 | 0 | 0 | 0 | -6.3061e-09 | -3.3845e-08 | 2.6472e-08 | 5.5802e-09 | 2.9164e-08 | -2.1065e-08 | -4.8036e-08 | 2.4798e-08 | 1.4465e-08 | 3.9816e-08 | -2.102e-08 | -1.241e-08 | 0 | 0 | 0 | 0 | 0 | 0 | 1.0108 | 0.73679 | 0.70852 | 1.0108 | 0.73679 | 0.70852 | -3.0071 | -126.8658 | 112.8538 | -3.0071 | -126.8658 | 112.8538
Line11_12_13 | 0 | 0 | 0 | 0 | 0 | 0 | 0 | 0 | 0 | 0 | 0 | 0 | -5.2551e-09 | -2.8204e-08 | 2.206e-08 | 4.5291e-09 | 2.3523e-08 | -1.6653e-08 | -4.003e-08 | 2.0665e-08 | 1.2054e-08 | 3.181e-08 | -1.6887e-08 | -9.999e-09 | 0 | 0 | 0 | 0 | 0 | 0 | 1.0108 | 0.73679 | 0.70852 | 1.0108 | 0.73679 | 0.70852 | -3.0071 | -126.8658 | 112.8538 | -3.0071 | -126.8658 | 112.8538
Line12_13_15 | 0 | 0 | 0 | 0 | 0 | 0 | 0 | 0 | 0 | 0 | 0 | 0 | -3.153e-09 | -1.6922e-08 | 1.3236e-08 | 2.4271e-09 | 1.2242e-08 | -7.8292e-09 | -2.4018e-08 | 1.2399e-08 | 7.2327e-09 | 1.5798e-08 | -8.6213e-09 | -5.1773e-09 | 0 | 0 | 0 | 0 | 0 | 0 | 1.0108 | 0.73679 | 0.70852 | 1.0108 | 0.73679 | 0.70852 | -3.0071 | -126.8658 | 112.8538 | -3.0071 | -126.8658 | 112.8538
Line13_13_14 | 0 | 0 | 0 | 0 | 0 | 0 | 0 | 0 | 0 | 0 | 0 | 0 | -1.051e-09 | -5.6408e-09 | 4.412e-09 | 3.251e-10 | 9.5992e-10 | 9.9483e-10 | -8.006e-09 | 4.133e-09 | 2.4109e-09 | -2.1386e-10 | -3.5525e-10 | -3.555e-10 | 0 | 0 | 0 | 0 | 0 | 0 | 1.0108 | 0.73679 | 0.70852 | 1.0108 | 0.73679 | 0.70852 | -3.0071 | -126.8658 | 112.8538 | -3.0071 | -126.8658 | 112.8538
Line14_15_16 | 0 | 0 | 0 | 0 | 0 | 0 | 0 | 0 | 0 | 0 | 0 | 0 | -2.102e-09 | -1.1282e-08 | 8.824e-09 | 1.3761e-09 | 6.6007e-09 | -3.4172e-09 | -1.6012e-08 | 8.266e-09 | 4.8218e-09 | 7.7922e-09 | -4.4883e-09 | -2.7664e-09 | 0 | 0 | 0 | 0 | 0 | 0 | 1.0108 | 0.73679 | 0.70852 | 1.0108 | 0.73679 | 0.70852 | -3.0071 | -126.8658 | 112.8538 | -3.0071 | -126.8658 | 112.8538
Line15_16_17 | 0 | 0 | 0 | 0 | 0 | 0 | 0 | 0 | 0 | 0 | 0 | 0 | -1.051e-09 | -5.6408e-09 | 4.412e-09 | 3.251e-10 | 9.5992e-10 | 9.9483e-10 | -8.006e-09 | 4.133e-09 | 2.4109e-09 | -2.1386e-10 | -3.5525e-10 | -3.555e-10 | 0 | 0 | 0 | 0 | 0 | 0 | 1.0108 | 0.73679 | 0.70852 | 1.0108 | 0.73679 | 0.70852 | -3.0071 | -126.8658 | 112.8538 | -3.0071 | -126.8658 | 112.8538
Line16_4_18 | 0 | 4.3668 | 4.1754 | 0 | 4.3668 | 4.1754 | 0 | 1.0085 | 0.96427 | 0 | 1.0085 | 0.96427 | -1.131e-09 | 0.1033 | 0.20989 | 8.1649e-10 | 2.047e-13 | 1.047e-13 | -1.7727e-08 | 0.35687 | 0.26951 | -1.4991e-10 | -1.1265e-13 | -1.6383e-13 | 0 | 159.2779 | 60.7646 | 0 | -20.7221 | -119.2354 | 0.92083 | 0.3684 | 0.35426 | 0.8309 | 0 | 0 | -2.8071 | -126.8658 | 112.8538 | -2.5637 | 0 | 0
Line17_5_19 | 0 | 0 | 0 | 0 | 0 | 0 | 0 | 0 | 0 | 0 | 0 | 0 | -1.051e-09 | -5.6408e-09 | 4.412e-09 | 3.251e-10 | 9.5992e-10 | 9.9483e-10 | -8.006e-09 | 4.133e-09 | 2.4109e-09 | -2.1386e-10 | -3.5525e-10 | -3.555e-10 | 0 | 0 | 0 | 0 | 0 | 0 | 1.0108 | 0.73679 | 0.70852 | 1.0108 | 0.73679 | 0.70852 | -3.0071 | -126.8658 | 112.8538 | -3.0071 | -126.8658 | 112.8538
Line1_1_3 | 0 | 0 | 0 | 0 | 0 | 0 | 0 | 0 | 0 | 0 | 0 | 0 | -8.4081e-09 | -4.5127e-08 | 3.5296e-08 | 7.6822e-09 | 4.0446e-08 | -2.9889e-08 | -6.4048e-08 | 3.3064e-08 | 1.9287e-08 | 5.5828e-08 | -2.9286e-08 | -1.7232e-08 | 0 | 0 | 0 | 0 | 0 | 0 | 1.0108 | 0.73679 | 0.70852 | 1.0108 | 0.73679 | 0.70852 | -3.0071 | -126.8658 | 112.8538 | -3.0071 | -126.8658 | 112.8538
Line2_1_4 | 0 | 4.3668 | 4.1754 | 0 | 4.3668 | 4.1754 | 0 | 1.0085 | 0.96427 | 0 | 1.0085 | 0.96427 | -2.5576e-09 | 0.2066 | 0.41978 | 1.7315e-09 | -0.1033 | -0.20989 | -3.128e-08 | 0.71374 | 0.53903 | 1.7545e-08 | -0.35687 | -0.26951 | 0 | 159.2779 | 60.7646 | 0 | -20.7221 | -119.2354 | 1.0108 | 0.73679 | 0.70852 | 0.92083 | 0.3684 | 0.35426 | -3.0071 | -126.8658 | 112.8538 | -2.8071 | -126.8658 | 112.8538
Line3_1_5 | 0 | 0 | 0 | 0 | 0 | 0 | 0 | 0 | 0 | 0 | 0 | 0 | -2.102e-09 | -1.1282e-08 | 8.824e-09 | 1.3761e-09 | 6.6007e-09 | -3.4172e-09 | -1.6012e-08 | 8.266e-09 | 4.8218e-09 | 7.7922e-09 | -4.4883e-09 | -2.7664e-09 | 0 | 0 | 0 | 0 | 0 | 0 | 1.0108 | 0.73679 | 0.70852 | 1.0108 | 0.73679 | 0.70852 | -3.0071 | -126.8658 | 112.8538 | -3.0071 | -126.8658 | 112.8538
Line4_2_6 | 0 | 0 | 0 | 0 | 0 | 0 | 0 | 0 | 0 | 0 | 0 | 0 | -5.2551e-09 | -2.8204e-08 | 2.206e-08 | 4.5292e-09 | 2.3523e-08 | -1.6653e-08 | -4.003e-08 | 2.0665e-08 | 1.2054e-08 | 3.181e-08 | -1.6887e-08 | -9.999e-09 | 0 | 0 | 0 | 0 | 0 | 0 | 1.0108 | 0.73679 | 0.70852 | 1.0108 | 0.73679 | 0.70852 | -3.0071 | -126.8658 | 112.8538 | -3.0071 | -126.8658 | 112.8538
Line5_6_7 | 0 | 0 | 0 | 0 | 0 | 0 | 0 | 0 | 0 | 0 | 0 | 0 | -4.2041e-09 | -2.2563e-08 | 1.7648e-08 | 3.4781e-09 | 1.7882e-08 | -1.2241e-08 | -3.2024e-08 | 1.6532e-08 | 9.6435e-09 | 2.3804e-08 | -1.2754e-08 | -7.5881e-09 | 0 | 0 | 0 | 0 | 0 | 0 | 1.0108 | 0.73679 | 0.70852 | 1.0108 | 0.73679 | 0.70852 | -3.0071 | -126.8658 | 112.8538 | -3.0071 | -126.8658 | 112.8538
Line6_7_8 | 0 | 0 | 0 | 0 | 0 | 0 | 0 | 0 | 0 | 0 | 0 | 0 | -3.153e-09 | -1.6922e-08 | 1.3236e-08 | 2.4271e-09 | 1.2242e-08 | -7.8292e-09 | -2.4018e-08 | 1.2399e-08 | 7.2326e-09 | 1.5798e-08 | -8.6213e-09 | -5.1773e-09 | 0 | 0 | 0 | 0 | 0 | 0 | 1.0108 | 0.73679 | 0.70852 | 1.0108 | 0.73679 | 0.70852 | -3.0071 | -126.8658 | 112.8538 | -3.0071 | -126.8658 | 112.8538
Line7_8_9 | 0 | 0 | 0 | 0 | 0 | 0 | 0 | 0 | 0 | 0 | 0 | 0 | -1.051e-09 | -5.6408e-09 | 4.412e-09 | 3.251e-10 | 9.5992e-10 | 9.9483e-10 | -8.006e-09 | 4.133e-09 | 2.4109e-09 | -2.1386e-10 | -3.5525e-10 | -3.555e-10 | 0 | 0 | 0 | 0 | 0 | 0 | 1.0108 | 0.73679 | 0.70852 | 1.0108 | 0.73679 | 0.70852 | -3.0071 | -126.8658 | 112.8538 | -3.0071 | -126.8658 | 112.8538
Line8_8_10 | 0 | 0 | 0 | 0 | 0 | 0 | 0 | 0 | 0 | 0 | 0 | 0 | -1.051e-09 | -5.6408e-09 | 4.412e-09 | 3.251e-10 | 9.5992e-10 | 9.9483e-10 | -8.006e-09 | 4.133e-09 | 2.4109e-09 | -2.1386e-10 | -3.5525e-10 | -3.555e-10 | 0 | 0 | 0 | 0 | 0 | 0 | 1.0108 | 0.73679 | 0.70852 | 1.0108 | 0.73679 | 0.70852 | -3.0071 | -126.8658 | 112.8538 | -3.0071 | -126.8658 | 112.8538
Line9_3_11 | 0 | 0 | 0 | 0 | 0 | 0 | 0 | 0 | 0 | 0 | 0 | 0 | -7.3571e-09 | -3.9486e-08 | 3.0884e-08 | 6.6312e-09 | 3.4805e-08 | -2.5477e-08 | -5.6042e-08 | 2.8931e-08 | 1.6876e-08 | 4.7822e-08 | -2.5153e-08 | -1.4821e-08 | 0 | 0 | 0 | 0 | 0 | 0 | 1.0108 | 0.73679 | 0.70852 | 1.0108 | 0.73679 | 0.70852 | -3.0071 | -126.8658 | 112.8538 | -3.0071 | -126.8658 | 112.8538

## LLG_max_fault_6
name | pf_ikss_a_from_ka | pf_ikss_b_from_ka | pf_ikss_c_from_ka | pf_ikss_a_to_ka | pf_ikss_b_to_ka | pf_ikss_c_to_ka | pf_skss_a_from_mw | pf_skss_b_from_mw | pf_skss_c_from_mw | pf_skss_a_to_mw | pf_skss_b_to_mw | pf_skss_c_to_mw | pf_p_a_from_mw | pf_p_b_from_mw | pf_p_c_from_mw | pf_p_a_to_mw | pf_p_b_to_mw | pf_p_c_to_mw | pf_q_a_from_mvar | pf_q_b_from_mvar | pf_q_c_from_mvar | pf_q_a_to_mvar | pf_q_b_to_mvar | pf_q_c_to_mvar | pf_ikss_a_from_degree | pf_ikss_b_from_degree | pf_ikss_c_from_degree | pf_ikss_a_to_degree | pf_ikss_b_to_degree | pf_ikss_c_to_degree | pf_vm_a_from_pu | pf_vm_b_from_pu | pf_vm_c_from_pu | pf_vm_a_to_pu | pf_vm_b_to_pu | pf_vm_c_to_pu | pf_va_a_from_degree | pf_va_b_from_degree | pf_va_c_from_degree | pf_va_a_to_degree | pf_va_b_to_degree | pf_va_c_to_degree
Line0_1_2 | 0 | 0 | 0 | 0 | 0 | 0 | 0 | 0 | 0 | 0 | 0 | 0 | -1.3713e-10 | -2.1616e-10 | 2.3232e-10 | 1.1567e-10 | 1.8789e-10 | -1.8259e-10 | -2.5959e-10 | 2.9937e-10 | 6.1621e-11 | 2.1442e-10 | -2.5822e-10 | -5.7686e-11 | 0 | 0 | 0 | 0 | 0 | 0 | 1.0496 | 1.048 | 1.0471 | 1.0496 | 1.048 | 1.0471 | -0.02696 | -120.1242 | 119.91 | -0.02696 | -120.1242 | 119.91
Line10_11_12 | 0 | 0 | 0 | 0 | 0 | 0 | 0 | 0 | 0 | 0 | 0 | 0 | -1.3713e-10 | -2.1616e-10 | 2.3232e-10 | 1.1567e-10 | 1.8789e-10 | -1.8259e-10 | -2.5959e-10 | 2.9937e-10 | 6.1621e-11 | 2.1442e-10 | -2.5822e-10 | -5.7686e-11 | 0 | 0 | 0 | 0 | 0 | 0 | 1.0496 | 1.048 | 1.0471 | 1.0496 | 1.048 | 1.0471 | -0.02696 | -120.1242 | 119.91 | -0.02696 | -120.1242 | 119.91
Line11_12_13 | 0 | 0 | 0 | 0 | 0 | 0 | 0 | 0 | 0 | 0 | 0 | 0 | -1.1428e-10 | -1.8013e-10 | 1.936e-10 | 9.2819e-11 | 1.5186e-10 | -1.4387e-10 | -2.1632e-10 | 2.4947e-10 | 5.135e-11 | 1.7116e-10 | -2.0833e-10 | -4.7415e-11 | 0 | 0 | 0 | 0 | 0 | 0 | 1.0496 | 1.048 | 1.0471 | 1.0496 | 1.048 | 1.0471 | -0.02696 | -120.1242 | 119.91 | -0.02696 | -120.1242 | 119.91
Line12_13_15 | 0 | 0 | 0 | 0 | 0 | 0 | 0 | 0 | 0 | 0 | 0 | 0 | -6.8567e-11 | -1.0808e-10 | 1.1616e-10 | 4.7108e-11 | 7.9809e-11 | -6.6431e-11 | -1.2979e-10 | 1.4968e-10 | 3.081e-11 | 8.4627e-11 | -1.0854e-10 | -2.6875e-11 | 0 | 0 | 0 | 0 | 0 | 0 | 1.0496 | 1.048 | 1.0471 | 1.0496 | 1.048 | 1.0471 | -0.02696 | -120.1242 | 119.91 | -0.02696 | -120.1242 | 119.91
Line13_13_14 | 0 | 0 | 0 | 0 | 0 | 0 | 0 | 0 | 0 | 0 | 0 | 0 | -2.2856e-11 | -3.6027e-11 | 3.872e-11 | 1.397e-12 | 7.7558e-12 | 1.1009e-11 | -4.3264e-11 | 4.9895e-11 | 1.027e-11 | -1.9015e-12 | -8.7454e-12 | -6.3351e-12 | 0 | 0 | 0 | 0 | 0 | 0 | 1.0496 | 1.048 | 1.0471 | 1.0496 | 1.048 | 1.0471 | -0.02696 | -120.1242 | 119.91 | -0.02696 | -120.1242 | 119.91
Line14_15_16 | 0 | 0 | 0 | 0 | 0 | 0 | 0 | 0 | 0 | 0 | 0 | 0 | -4.5711e-11 | -7.2053e-11 | 7.744e-11 | 2.4253e-11 | 4.3782e-11 | -2.7711e-11 | -8.6529e-11 | 9.979e-11 | 2.054e-11 | 4.1363e-11 | -5.864e-11 | -1.6605e-11 | 0 | 0 | 0 | 0 | 0 | 0 | 1.0496 | 1.048 | 1.0471 | 1.0496 | 1.048 | 1.0471 | -0.02696 | -120.1242 | 119.91 | -0.02696 | -120.1242 | 119.91
Line15_16_17 | 0 | 0 | 0 | 0 | 0 | 0 | 0 | 0 | 0 | 0 | 0 | 0 | -2.2856e-11 | -3.6027e-11 | 3.872e-11 | 1.397e-12 | 7.7558e-12 | 1.1009e-11 | -4.3264e-11 | 4.9895e-11 | 1.027e-11 | -1.9015e-12 | -8.7454e-12 | -6.3351e-12 | 0 | 0 | 0 | 0 | 0 | 0 | 1.0496 | 1.048 | 1.0471 | 1.0496 | 1.048 | 1.0471 | -0.02696 | -120.1242 | 119.91 | -0.02696 | -120.1242 | 119.91
Line16_4_18 | 0 | 0.034049 | 0.034002 | 0 | 0.034049 | 0.034002 | 0 | 0.0078634 | 0.0078525 | 0 | 0.0078634 | 0.0078525 | -4.9679e-11 | 0.0058041 | 0.0057947 | 5.411e-12 | -0.0057968 | -0.0057808 | -1.1076e-10 | 0.0058197 | 0.0058003 | -3.2311e-12 | -0.0057968 | -0.0057808 | 0 | -165.278 | 74.855 | 0 | 14.722 | -105.145 | 1.0491 | 1.0453 | 1.0441 | 1.0486 | 1.0425 | 1.0411 | -0.036404 | -120.2009 | 119.8826 | -0.045858 | -120.278 | 119.855
Line17_5_19 | 0 | 0 | 0 | 0 | 0 | 0 | 0 | 0 | 0 | 0 | 0 | 0 | -2.2856e-11 | -3.6027e-11 | 3.872e-11 | 1.397e-12 | 7.7558e-12 | 1.1009e-11 | -4.3264e-11 | 4.9895e-11 | 1.027e-11 | -1.9015e-12 | -8.7454e-12 | -6.3351e-12 | 0 | 0 | 0 | 0 | 0 | 0 | 1.0496 | 1.048 | 1.0471 | 1.0496 | 1.048 | 1.0471 | -0.02696 | -120.1242 | 119.91 | -0.02696 | -120.1242 | 119.91
Line1_1_3 | 0 | 0 | 0 | 0 | 0 | 0 | 0 | 0 | 0 | 0 | 0 | 0 | -1.8284e-10 | -2.8821e-10 | 3.0976e-10 | 1.6139e-10 | 2.5994e-10 | -2.6003e-10 | -3.4611e-10 | 3.9916e-10 | 8.2161e-11 | 3.0095e-10 | -3.5801e-10 | -7.8226e-11 | 0 | 0 | 0 | 0 | 0 | 0 | 1.0496 | 1.048 | 1.0471 | 1.0496 | 1.048 | 1.0471 | -0.02696 | -120.1242 | 119.91 | -0.02696 | -120.1242 | 119.91
Line2_1_4 | 0 | 0.034049 | 0.034002 | 0 | 0.034049 | 0.034002 | 0 | 0.0078634 | 0.0078525 | 0 | 0.0078634 | 0.0078525 | -8.2154e-11 | 0.0058114 | 0.0058087 | 5.3084e-11 | -0.0058041 | -0.0057947 | -1.7639e-10 | 0.0058426 | 0.0058198 | 1.082e-10 | -0.0058197 | -0.0058003 | 0 | -165.278 | 74.855 | 0 | 14.722 | -105.145 | 1.0496 | 1.048 | 1.0471 | 1.0491 | 1.0453 | 1.0441 | -0.02696 | -120.1242 | 119.91 | -0.036404 | -120.2009 | 119.8826
Line3_1_5 | 0 | 0 | 0 | 0 | 0 | 0 | 0 | 0 | 0 | 0 | 0 | 0 | -4.5711e-11 | -7.2053e-11 | 7.744e-11 | 2.4253e-11 | 4.3782e-11 | -2.7711e-11 | -8.6528e-11 | 9.979e-11 | 2.054e-11 | 4.1363e-11 | -5.864e-11 | -1.6605e-11 | 0 | 0 | 0 | 0 | 0 | 0 | 1.0496 | 1.048 | 1.0471 | 1.0496 | 1.048 | 1.0471 | -0.02696 | -120.1242 | 119.91 | -0.02696 | -120.1242 | 119.91
Line4_2_6 | 0 | 0 | 0 | 0 | 0 | 0 | 0 | 0 | 0 | 0 | 0 | 0 | -1.1428e-10 | -1.8013e-10 | 1.936e-10 | 9.2819e-11 | 1.5186e-10 | -1.4387e-10 | -2.1632e-10 | 2.4947e-10 | 5.135e-11 | 1.7116e-10 | -2.0833e-10 | -4.7415e-11 | 0 | 0 | 0 | 0 | 0 | 0 | 1.0496 | 1.048 | 1.0471 | 1.0496 | 1.048 | 1.0471 | -0.02696 | -120.1242 | 119.91 | -0.02696 | -120.1242 | 119.91
Line5_6_7 | 0 | 0 | 0 | 0 | 0 | 0 | 0 | 0 | 0 | 0 | 0 | 0 | -9.1422e-11 | -1.4411e-10 | 1.5488e-10 | 6.9964e-11 | 1.1584e-10 | -1.0515e-10 | -1.7306e-10 | 1.9958e-10 | 4.108e-11 | 1.2789e-10 | -1.5843e-10 | -3.7145e-11 | 0 | 0 | 0 | 0 | 0 | 0 | 1.0496 | 1.048 | 1.0471 | 1.0496 | 1.048 | 1.0471 | -0.02696 | -120.1242 | 119.91 | -0.02696 | -120.1242 | 119.91
Line6_7_8 | 0 | 0 | 0 | 0 | 0 | 0 | 0 | 0 | 0 | 0 | 0 | 0 | -6.8567e-11 | -1.0808e-10 | 1.1616e-10 | 4.7108e-11 | 7.9809e-11 | -6.6431e-11 | -1.2979e-10 | 1.4968e-10 | 3.081e-11 | 8.4627e-11 | -1.0854e-10 | -2.6875e-11 | 0 | 0 | 0 | 0 | 0 | 0 | 1.0496 | 1.048 | 1.0471 | 1.0496 | 1.048 | 1.0471 | -0.02696 | -120.1242 | 119.91 | -0.02696 | -120.1242 | 119.91
Line7_8_9 | 0 | 0 | 0 | 0 | 0 | 0 | 0 | 0 | 0 | 0 | 0 | 0 | -2.2856e-11 | -3.6027e-11 | 3.872e-11 | 1.397e-12 | 7.7558e-12 | 1.1009e-11 | -4.3264e-11 | 4.9895e-11 | 1.027e-11 | -1.9015e-12 | -8.7454e-12 | -6.3351e-12 | 0 | 0 | 0 | 0 | 0 | 0 | 1.0496 | 1.048 | 1.0471 | 1.0496 | 1.048 | 1.0471 | -0.02696 | -120.1242 | 119.91 | -0.02696 | -120.1242 | 119.91
Line8_8_10 | 0 | 0 | 0 | 0 | 0 | 0 | 0 | 0 | 0 | 0 | 0 | 0 | -2.2856e-11 | -3.6027e-11 | 3.872e-11 | 1.397e-12 | 7.7558e-12 | 1.1009e-11 | -4.3264e-11 | 4.9895e-11 | 1.027e-11 | -1.9015e-12 | -8.7454e-12 | -6.3351e-12 | 0 | 0 | 0 | 0 | 0 | 0 | 1.0496 | 1.048 | 1.0471 | 1.0496 | 1.048 | 1.0471 | -0.02696 | -120.1242 | 119.91 | -0.02696 | -120.1242 | 119.91
Line9_3_11 | 0 | 0 | 0 | 0 | 0 | 0 | 0 | 0 | 0 | 0 | 0 | 0 | -1.5999e-10 | -2.5219e-10 | 2.7104e-10 | 1.3853e-10 | 2.2392e-10 | -2.2131e-10 | -3.0285e-10 | 3.4926e-10 | 7.1891e-11 | 2.5768e-10 | -3.0812e-10 | -6.7956e-11 | 0 | 0 | 0 | 0 | 0 | 0 | 1.0496 | 1.048 | 1.0471 | 1.0496 | 1.048 | 1.0471 | -0.02696 | -120.1242 | 119.91 | -0.02696 | -120.1242 | 119.91

## LLG_max_fault_10
name | pf_ikss_a_from_ka | pf_ikss_b_from_ka | pf_ikss_c_from_ka | pf_ikss_a_to_ka | pf_ikss_b_to_ka | pf_ikss_c_to_ka | pf_skss_a_from_mw | pf_skss_b_from_mw | pf_skss_c_from_mw | pf_skss_a_to_mw | pf_skss_b_to_mw | pf_skss_c_to_mw | pf_p_a_from_mw | pf_p_b_from_mw | pf_p_c_from_mw | pf_p_a_to_mw | pf_p_b_to_mw | pf_p_c_to_mw | pf_q_a_from_mvar | pf_q_b_from_mvar | pf_q_c_from_mvar | pf_q_a_to_mvar | pf_q_b_to_mvar | pf_q_c_to_mvar | pf_ikss_a_from_degree | pf_ikss_b_from_degree | pf_ikss_c_from_degree | pf_ikss_a_to_degree | pf_ikss_b_to_degree | pf_ikss_c_to_degree | pf_vm_a_from_pu | pf_vm_b_from_pu | pf_vm_c_from_pu | pf_vm_a_to_pu | pf_vm_b_to_pu | pf_vm_c_to_pu | pf_va_a_from_degree | pf_va_b_from_degree | pf_va_c_from_degree | pf_va_a_to_degree | pf_va_b_to_degree | pf_va_c_to_degree
Line0_1_2 | 0 | 0 | 0 | 0 | 0 | 0 | 0 | 0 | 0 | 0 | 0 | 0 | -1.5764e-10 | -2.4846e-10 | 2.6709e-10 | 1.3297e-10 | 2.1596e-10 | -2.0992e-10 | -2.9844e-10 | 3.4413e-10 | 7.0816e-11 | 2.4652e-10 | -2.9682e-10 | -6.6293e-11 | 0 | 0 | 0 | 0 | 0 | 0 | 1.0996 | 1.0978 | 1.0969 | 1.0996 | 1.0978 | 1.0969 | -0.028226 | -120.13 | 119.9057 | -0.028226 | -120.13 | 119.9057
Line10_11_12 | 0 | 0 | 0 | 0 | 0 | 0 | 0 | 0 | 0 | 0 | 0 | 0 | -1.5764e-10 | -2.4846e-10 | 2.6709e-10 | 1.3297e-10 | 2.1596e-10 | -2.0992e-10 | -2.9844e-10 | 3.4413e-10 | 7.0816e-11 | 2.4652e-10 | -2.9682e-10 | -6.6294e-11 | 0 | 0 | 0 | 0 | 0 | 0 | 1.0996 | 1.0978 | 1.0969 | 1.0996 | 1.0978 | 1.0969 | -0.028226 | -120.13 | 119.9057 | -0.028226 | -120.13 | 119.9057
Line11_12_13 | 0 | 0 | 0 | 0 | 0 | 0 | 0 | 0 | 0 | 0 | 0 | 0 | -1.3136e-10 | -2.0705e-10 | 2.2257e-10 | 1.067e-10 | 1.7455e-10 | -1.6541e-10 | -2.487e-10 | 2.8677e-10 | 5.9013e-11 | 1.9678e-10 | -2.3947e-10 | -5.4491e-11 | 0 | 0 | 0 | 0 | 0 | 0 | 1.0996 | 1.0978 | 1.0969 | 1.0996 | 1.0978 | 1.0969 | -0.028226 | -120.13 | 119.9057 | -0.028226 | -120.13 | 119.9057
Line12_13_15 | 0 | 0 | 0 | 0 | 0 | 0 | 0 | 0 | 0 | 0 | 0 | 0 | -7.8819e-11 | -1.2423e-10 | 1.3354e-10 | 5.415e-11 | 9.1734e-11 | -7.6378e-11 | -1.4922e-10 | 1.7206e-10 | 3.5408e-11 | 9.7297e-11 | -1.2476e-10 | -3.0886e-11 | 0 | 0 | 0 | 0 | 0 | 0 | 1.0996 | 1.0978 | 1.0969 | 1.0996 | 1.0978 | 1.0969 | -0.028226 | -120.13 | 119.9057 | -0.028226 | -120.13 | 119.9057
Line13_13_14 | 0 | 0 | 0 | 0 | 0 | 0 | 0 | 0 | 0 | 0 | 0 | 0 | -2.6273e-11 | -4.141e-11 | 4.4514e-11 | 1.6048e-12 | 8.9132e-12 | 1.2651e-11 | -4.9741e-11 | 5.7355e-11 | 1.1803e-11 | -2.1849e-12 | -1.0049e-11 | -7.2804e-12 | 0 | 0 | 0 | 0 | 0 | 0 | 1.0996 | 1.0978 | 1.0969 | 1.0996 | 1.0978 | 1.0969 | -0.028226 | -120.13 | 119.9057 | -0.028226 | -120.13 | 119.9057
Line14_15_16 | 0 | 0 | 0 | 0 | 0 | 0 | 0 | 0 | 0 | 0 | 0 | 0 | -5.2546e-11 | -8.282e-11 | 8.9029e-11 | 2.7878e-11 | 5.0323e-11 | -3.1864e-11 | -9.9481e-11 | 1.1471e-10 | 2.3605e-11 | 4.7556e-11 | -6.7404e-11 | -1.9083e-11 | 0 | 0 | 0 | 0 | 0 | 0 | 1.0996 | 1.0978 | 1.0969 | 1.0996 | 1.0978 | 1.0969 | -0.028226 | -120.13 | 119.9057 | -0.028226 | -120.13 | 119.9057
Line15_16_17 | 0 | 0 | 0 | 0 | 0 | 0 | 0 | 0 | 0 | 0 | 0 | 0 | -2.6273e-11 | -4.141e-11 | 4.4514e-11 | 1.6048e-12 | 8.9132e-12 | 1.2651e-11 | -4.9741e-11 | 5.7355e-11 | 1.1803e-11 | -2.1849e-12 | -1.0049e-11 | -7.2804e-12 | 0 | 0 | 0 | 0 | 0 | 0 | 1.0996 | 1.0978 | 1.0969 | 1.0996 | 1.0978 | 1.0969 | -0.028226 | -120.13 | 119.9057 | -0.028226 | -120.13 | 119.9057
Line16_4_18 | 0 | 0.035668 | 0.035617 | 0 | 0.035668 | 0.035617 | 0 | 0.0082371 | 0.0082254 | 0 | 0.0082371 | 0.0082254 | -5.5706e-11 | 0.0063688 | 0.0063581 | 6.0096e-12 | -0.0063609 | -0.0063428 | -1.2381e-10 | 0.006386 | 0.0063642 | -3.6438e-12 | -0.0063609 | -0.0063428 | 0 | -165.2838 | 74.8508 | 0 | 14.7162 | -105.1492 | 1.0991 | 1.0949 | 1.0937 | 1.0985 | 1.0921 | 1.0905 | -0.037669 | -120.2067 | 119.8783 | -0.047121 | -120.2838 | 119.8508
Line17_5_19 | 0 | 0 | 0 | 0 | 0 | 0 | 0 | 0 | 0 | 0 | 0 | 0 | -2.6273e-11 | -4.141e-11 | 4.4514e-11 | 1.6048e-12 | 8.9132e-12 | 1.2651e-11 | -4.9741e-11 | 5.7355e-11 | 1.1803e-11 | -2.1849e-12 | -1.0049e-11 | -7.2804e-12 | 0 | 0 | 0 | 0 | 0 | 0 | 1.0996 | 1.0978 | 1.0969 | 1.0996 | 1.0978 | 1.0969 | -0.028226 | -120.13 | 119.9057 | -0.028226 | -120.13 | 119.9057
Line1_1_3 | 0 | 0 | 0 | 0 | 0 | 0 | 0 | 0 | 0 | 0 | 0 | 0 | -2.1018e-10 | -3.3128e-10 | 3.5611e-10 | 1.8551e-10 | 2.9878e-10 | -2.9895e-10 | -3.9793e-10 | 4.5884e-10 | 9.4421e-11 | 3.46e-10 | -4.1153e-10 | -8.9899e-11 | 0 | 0 | 0 | 0 | 0 | 0 | 1.0996 | 1.0978 | 1.0969 | 1.0996 | 1.0978 | 1.0969 | -0.028226 | -120.13 | 119.9057 | -0.028226 | -120.13 | 119.9057
Line2_1_4 | 0 | 0.035668 | 0.035617 | 0 | 0.035668 | 0.035617 | 0 | 0.0082371 | 0.0082254 | 0 | 0.0082371 | 0.0082254 | -9.2535e-11 | 0.0063768 | 0.0063734 | 5.9514e-11 | -0.0063688 | -0.0063581 | -1.981e-10 | 0.0064112 | 0.0063856 | 1.209e-10 | -0.006386 | -0.0063642 | 0 | -165.2838 | 74.8508 | 0 | 14.7162 | -105.1492 | 1.0996 | 1.0978 | 1.0969 | 1.0991 | 1.0949 | 1.0937 | -0.028226 | -120.13 | 119.9057 | -0.037669 | -120.2067 | 119.8783
Line3_1_5 | 0 | 0 | 0 | 0 | 0 | 0 | 0 | 0 | 0 | 0 | 0 | 0 | -5.2546e-11 | -8.282e-11 | 8.9028e-11 | 2.7878e-11 | 5.0323e-11 | -3.1864e-11 | -9.9481e-11 | 1.1471e-10 | 2.3605e-11 | 4.7556e-11 | -6.7404e-11 | -1.9083e-11 | 0 | 0 | 0 | 0 | 0 | 0 | 1.0996 | 1.0978 | 1.0969 | 1.0996 | 1.0978 | 1.0969 | -0.028226 | -120.13 | 119.9057 | -0.028226 | -120.13 | 119.9057
Line4_2_6 | 0 | 0 | 0 | 0 | 0 | 0 | 0 | 0 | 0 | 0 | 0 | 0 | -1.3136e-10 | -2.0705e-10 | 2.2257e-10 | 1.067e-10 | 1.7455e-10 | -1.6541e-10 | -2.487e-10 | 2.8677e-10 | 5.9013e-11 | 1.9678e-10 | -2.3947e-10 | -5.4491e-11 | 0 | 0 | 0 | 0 | 0 | 0 | 1.0996 | 1.0978 | 1.0969 | 1.0996 | 1.0978 | 1.0969 | -0.028226 | -120.13 | 119.9057 | -0.028226 | -120.13 | 119.9057
Line5_6_7 | 0 | 0 | 0 | 0 | 0 | 0 | 0 | 0 | 0 | 0 | 0 | 0 | -1.0509e-10 | -1.6564e-10 | 1.7806e-10 | 8.0423e-11 | 1.3314e-10 | -1.2089e-10 | -1.9896e-10 | 2.2942e-10 | 4.7211e-11 | 1.4704e-10 | -1.8211e-10 | -4.2688e-11 | 0 | 0 | 0 | 0 | 0 | 0 | 1.0996 | 1.0978 | 1.0969 | 1.0996 | 1.0978 | 1.0969 | -0.028226 | -120.13 | 119.9057 | -0.028226 | -120.13 | 119.9057
Line6_7_8 | 0 | 0 | 0 | 0 | 0 | 0 | 0 | 0 | 0 | 0 | 0 | 0 | -7.8819e-11 | -1.2423e-10 | 1.3354e-10 | 5.415e-11 | 9.1734e-11 | -7.6378e-11 | -1.4922e-10 | 1.7206e-10 | 3.5408e-11 | 9.7297e-11 | -1.2476e-10 | -3.0886e-11 | 0 | 0 | 0 | 0 | 0 | 0 | 1.0996 | 1.0978 | 1.0969 | 1.0996 | 1.0978 | 1.0969 | -0.028226 | -120.13 | 119.9057 | -0.028226 | -120.13 | 119.9057
Line7_8_9 | 0 | 0 | 0 | 0 | 0 | 0 | 0 | 0 | 0 | 0 | 0 | 0 | -2.6273e-11 | -4.141e-11 | 4.4514e-11 | 1.6048e-12 | 8.9132e-12 | 1.2651e-11 | -4.9741e-11 | 5.7355e-11 | 1.1803e-11 | -2.1849e-12 | -1.0049e-11 | -7.2804e-12 | 0 | 0 | 0 | 0 | 0 | 0 | 1.0996 | 1.0978 | 1.0969 | 1.0996 | 1.0978 | 1.0969 | -0.028226 | -120.13 | 119.9057 | -0.028226 | -120.13 | 119.9057
Line8_8_10 | 0 | 0 | 0 | 0 | 0 | 0 | 0 | 0 | 0 | 0 | 0 | 0 | -2.6273e-11 | -4.141e-11 | 4.4514e-11 | 1.6048e-12 | 8.9132e-12 | 1.2651e-11 | -4.9741e-11 | 5.7355e-11 | 1.1803e-11 | -2.1849e-12 | -1.0049e-11 | -7.2804e-12 | 0 | 0 | 0 | 0 | 0 | 0 | 1.0996 | 1.0978 | 1.0969 | 1.0996 | 1.0978 | 1.0969 | -0.028226 | -120.13 | 119.9057 | -0.028226 | -120.13 | 119.9057
Line9_3_11 | 0 | 0 | 0 | 0 | 0 | 0 | 0 | 0 | 0 | 0 | 0 | 0 | -1.8391e-10 | -2.8987e-10 | 3.116e-10 | 1.5924e-10 | 2.5737e-10 | -2.5443e-10 | -3.4819e-10 | 4.0148e-10 | 8.2618e-11 | 2.9626e-10 | -3.5418e-10 | -7.8096e-11 | 0 | 0 | 0 | 0 | 0 | 0 | 1.0996 | 1.0978 | 1.0969 | 1.0996 | 1.0978 | 1.0969 | -0.028226 | -120.13 | 119.9057 | -0.028226 | -120.13 | 119.9057

## LLG_min_6
name | pf_ikss_a_from_ka | pf_ikss_b_from_ka | pf_ikss_c_from_ka | pf_ikss_a_to_ka | pf_ikss_b_to_ka | pf_ikss_c_to_ka | pf_skss_a_from_mw | pf_skss_b_from_mw | pf_skss_c_from_mw | pf_skss_a_to_mw | pf_skss_b_to_mw | pf_skss_c_to_mw | pf_p_a_from_mw | pf_p_b_from_mw | pf_p_c_from_mw | pf_p_a_to_mw | pf_p_b_to_mw | pf_p_c_to_mw | pf_q_a_from_mvar | pf_q_b_from_mvar | pf_q_c_from_mvar | pf_q_a_to_mvar | pf_q_b_to_mvar | pf_q_c_to_mvar | pf_ikss_a_from_degree | pf_ikss_b_from_degree | pf_ikss_c_from_degree | pf_ikss_a_to_degree | pf_ikss_b_to_degree | pf_ikss_c_to_degree | pf_vm_a_from_pu | pf_vm_b_from_pu | pf_vm_c_from_pu | pf_vm_a_to_pu | pf_vm_b_to_pu | pf_vm_c_to_pu | pf_va_a_from_degree | pf_va_b_from_degree | pf_va_c_from_degree | pf_va_a_to_degree | pf_va_b_to_degree | pf_va_c_to_degree
Line0_1_2 | 0 | 0 | 0 | 0 | 0 | 0 | 0 | 0 | 0 | 0 | 0 | 0 | -1.163e-08 | -1.8362e-08 | 2.1613e-08 | 9.8711e-09 | 1.5894e-08 | -1.7386e-08 | -3.0459e-08 | 2.4422e-08 | 4.4348e-09 | 2.5192e-08 | -2.0808e-08 | -4.165e-09 | 0 | 0 | 0 | 0 | 0 | 0 | 0.89329 | 0.70396 | 0.68126 | 0.89329 | 0.70396 | 0.68126 | -3.5196 | -130.7279 | 108.5922 | -3.5196 | -130.7279 | 108.5922
Line10_11_12 | 0 | 0 | 0 | 0 | 0 | 0 | 0 | 0 | 0 | 0 | 0 | 0 | -1.1629e-08 | -1.8362e-08 | 2.1613e-08 | 9.8711e-09 | 1.5894e-08 | -1.7386e-08 | -3.0459e-08 | 2.4422e-08 | 4.4348e-09 | 2.5192e-08 | -2.0808e-08 | -4.165e-09 | 0 | 0 | 0 | 0 | 0 | 0 | 0.89329 | 0.70396 | 0.68126 | 0.89329 | 0.70396 | 0.68126 | -3.5196 | -130.7279 | 108.5922 | -3.5196 | -130.7279 | 108.5922
Line11_12_13 | 0 | 0 | 0 | 0 | 0 | 0 | 0 | 0 | 0 | 0 | 0 | 0 | -9.6912e-09 | -1.5302e-08 | 1.8011e-08 | 7.9329e-09 | 1.2834e-08 | -1.3784e-08 | -2.5383e-08 | 2.0352e-08 | 3.6957e-09 | 2.0115e-08 | -1.6738e-08 | -3.4259e-09 | 0 | 0 | 0 | 0 | 0 | 0 | 0.89329 | 0.70396 | 0.68126 | 0.89329 | 0.70396 | 0.68126 | -3.5196 | -130.7279 | 108.5922 | -3.5196 | -130.7279 | 108.5922
Line12_13_15 | 0 | 0 | 0 | 0 | 0 | 0 | 0 | 0 | 0 | 0 | 0 | 0 | -5.8147e-09 | -9.1811e-09 | 1.0806e-08 | 4.0564e-09 | 6.7129e-09 | -6.5798e-09 | -1.523e-08 | 1.2211e-08 | 2.2174e-09 | 9.962e-09 | -8.5971e-09 | -1.9476e-09 | 0 | 0 | 0 | 0 | 0 | 0 | 0.89329 | 0.70396 | 0.68126 | 0.89329 | 0.70396 | 0.68126 | -3.5196 | -130.7279 | 108.5922 | -3.5196 | -130.7279 | 108.5922
Line13_13_14 | 0 | 0 | 0 | 0 | 0 | 0 | 0 | 0 | 0 | 0 | 0 | 0 | -1.9382e-09 | -3.0604e-09 | 3.6021e-09 | 1.7986e-10 | 5.9221e-10 | 6.2442e-10 | -5.0765e-09 | 4.0703e-09 | 7.3913e-10 | -1.9102e-10 | -4.5645e-10 | -4.6937e-10 | 0 | 0 | 0 | 0 | 0 | 0 | 0.89329 | 0.70396 | 0.68126 | 0.89329 | 0.70396 | 0.68126 | -3.5196 | -130.7279 | 108.5922 | -3.5196 | -130.7279 | 108.5922
Line14_15_16 | 0 | 0 | 0 | 0 | 0 | 0 | 0 | 0 | 0 | 0 | 0 | 0 | -3.8765e-09 | -6.1207e-09 | 7.2042e-09 | 2.1181e-09 | 3.6526e-09 | -2.9777e-09 | -1.0153e-08 | 8.1406e-09 | 1.4783e-09 | 4.8855e-09 | -4.5268e-09 | -1.2085e-09 | 0 | 0 | 0 | 0 | 0 | 0 | 0.89329 | 0.70396 | 0.68126 | 0.89329 | 0.70396 | 0.68126 | -3.5196 | -130.7279 | 108.5922 | -3.5196 | -130.7279 | 108.5922
Line15_16_17 | 0 | 0 | 0 | 0 | 0 | 0 | 0 | 0 | 0 | 0 | 0 | 0 | -1.9382e-09 | -3.0604e-09 | 3.6021e-09 | 1.7986e-10 | 5.9221e-10 | 6.2442e-10 | -5.0765e-09 | 4.0703e-09 | 7.3913e-10 | -1.9102e-10 | -4.5645e-10 | -4.6937e-10 | 0 | 0 | 0 | 0 | 0 | 0 | 0.89329 | 0.70396 | 0.68126 | 0.89329 | 0.70396 | 0.68126 | -3.5196 | -130.7279 | 108.5922 | -3.5196 | -130.7279 | 108.5922
Line16_4_18 | 0 | 3.3589 | 3.2348 | 0 | 3.3589 | 3.2348 | 0 | 0.7757 | 0.74704 | 0 | 0.7757 | 0.74704 | -1.2188e-09 | 0.15016 | 0.20862 | 6.0009e-10 | -8.2326e-14 | -8.6139e-14 | -1.3317e-08 | 0.22803 | 0.14571 | -9.3289e-11 | 4.407e-14 | 8.274e-14 | 0 | 172.6384 | 73.6607 | 0 | -7.3616 | -106.3393 | 0.80808 | 0.35198 | 0.34063 | 0.72298 | 0 | 0 | -2.8949 | -130.7279 | 108.5922 | -2.1229 | 0 | 0
Line17_5_19 | 0 | 0 | 0 | 0 | 0 | 0 | 0 | 0 | 0 | 0 | 0 | 0 | -1.9383e-09 | -3.0604e-09 | 3.6021e-09 | 1.7986e-10 | 5.9221e-10 | 6.2442e-10 | -5.0765e-09 | 4.0703e-09 | 7.3913e-10 | -1.9102e-10 | -4.5645e-10 | -4.6937e-10 | 0 | 0 | 0 | 0 | 0 | 0 | 0.89329 | 0.70396 | 0.68126 | 0.89329 | 0.70396 | 0.68126 | -3.5196 | -130.7279 | 108.5922 | -3.5196 | -130.7279 | 108.5922
Line1_1_3 | 0 | 0 | 0 | 0 | 0 | 0 | 0 | 0 | 0 | 0 | 0 | 0 | -1.5506e-08 | -2.4483e-08 | 2.8817e-08 | 1.3748e-08 | 2.2015e-08 | -2.459e-08 | -4.0612e-08 | 3.2562e-08 | 5.913e-09 | 3.5345e-08 | -2.8949e-08 | -5.6433e-09 | 0 | 0 | 0 | 0 | 0 | 0 | 0.89329 | 0.70396 | 0.68126 | 0.89329 | 0.70396 | 0.68126 | -3.5196 | -130.7279 | 108.5922 | -3.5196 | -130.7279 | 108.5922
Line2_1_4 | 0 | 3.3589 | 3.2348 | 0 | 3.3589 | 3.2348 | 0 | 0.7757 | 0.74704 | 0 | 0.7757 | 0.74704 | -3.3956e-09 | 0.30033 | 0.41724 | 1.6357e-09 | -0.15016 | -0.20862 | -2.3002e-08 | 0.45606 | 0.29141 | 1.3175e-08 | -0.22803 | -0.14571 | 0 | 172.6384 | 73.6607 | 0 | -7.3616 | -106.3393 | 0.89329 | 0.70396 | 0.68126 | 0.80808 | 0.35198 | 0.34063 | -3.5196 | -130.7279 | 108.5922 | -2.8949 | -130.7279 | 108.5922
Line3_1_5 | 0 | 0 | 0 | 0 | 0 | 0 | 0 | 0 | 0 | 0 | 0 | 0 | -3.8765e-09 | -6.1207e-09 | 7.2042e-09 | 2.1181e-09 | 3.6526e-09 | -2.9777e-09 | -1.0153e-08 | 8.1406e-09 | 1.4783e-09 | 4.8855e-09 | -4.5268e-09 | -1.2085e-09 | 0 | 0 | 0 | 0 | 0 | 0 | 0.89329 | 0.70396 | 0.68126 | 0.89329 | 0.70396 | 0.68126 | -3.5196 | -130.7279 | 108.5922 | -3.5196 | -130.7279 | 108.5922
Line4_2_6 | 0 | 0 | 0 | 0 | 0 | 0 | 0 | 0 | 0 | 0 | 0 | 0 | -9.6912e-09 | -1.5302e-08 | 1.8011e-08 | 7.9329e-09 | 1.2834e-08 | -1.3784e-08 | -2.5383e-08 | 2.0352e-08 | 3.6956e-09 | 2.0115e-08 | -1.6738e-08 | -3.4259e-09 | 0 | 0 | 0 | 0 | 0 | 0 | 0.89329 | 0.70396 | 0.68126 | 0.89329 | 0.70396 | 0.68126 | -3.5196 | -130.7279 | 108.5922 | -3.5196 | -130.7279 | 108.5922
Line5_6_7 | 0 | 0 | 0 | 0 | 0 | 0 | 0 | 0 | 0 | 0 | 0 | 0 | -7.753e-09 | -1.2241e-08 | 1.4408e-08 | 5.9946e-09 | 9.7733e-09 | -1.0182e-08 | -2.0306e-08 | 1.6281e-08 | 2.9565e-09 | 1.5039e-08 | -1.2667e-08 | -2.6868e-09 | 0 | 0 | 0 | 0 | 0 | 0 | 0.89329 | 0.70396 | 0.68126 | 0.89329 | 0.70396 | 0.68126 | -3.5196 | -130.7279 | 108.5922 | -3.5196 | -130.7279 | 108.5922
Line6_7_8 | 0 | 0 | 0 | 0 | 0 | 0 | 0 | 0 | 0 | 0 | 0 | 0 | -5.8147e-09 | -9.1811e-09 | 1.0806e-08 | 4.0564e-09 | 6.7129e-09 | -6.5798e-09 | -1.523e-08 | 1.2211e-08 | 2.2174e-09 | 9.962e-09 | -8.5971e-09 | -1.9476e-09 | 0 | 0 | 0 | 0 | 0 | 0 | 0.89329 | 0.70396 | 0.68126 | 0.89329 | 0.70396 | 0.68126 | -3.5196 | -130.7279 | 108.5922 | -3.5196 | -130.7279 | 108.5922
Line7_8_9 | 0 | 0 | 0 | 0 | 0 | 0 | 0 | 0 | 0 | 0 | 0 | 0 | -1.9382e-09 | -3.0604e-09 | 3.6021e-09 | 1.7986e-10 | 5.9221e-10 | 6.2442e-10 | -5.0765e-09 | 4.0703e-09 | 7.3913e-10 | -1.9102e-10 | -4.5645e-10 | -4.6937e-10 | 0 | 0 | 0 | 0 | 0 | 0 | 0.89329 | 0.70396 | 0.68126 | 0.89329 | 0.70396 | 0.68126 | -3.5196 | -130.7279 | 108.5922 | -3.5196 | -130.7279 | 108.5922
Line8_8_10 | 0 | 0 | 0 | 0 | 0 | 0 | 0 | 0 | 0 | 0 | 0 | 0 | -1.9382e-09 | -3.0604e-09 | 3.6021e-09 | 1.7986e-10 | 5.9221e-10 | 6.2442e-10 | -5.0765e-09 | 4.0703e-09 | 7.3913e-10 | -1.9102e-10 | -4.5645e-10 | -4.6937e-10 | 0 | 0 | 0 | 0 | 0 | 0 | 0.89329 | 0.70396 | 0.68126 | 0.89329 | 0.70396 | 0.68126 | -3.5196 | -130.7279 | 108.5922 | -3.5196 | -130.7279 | 108.5922
Line9_3_11 | 0 | 0 | 0 | 0 | 0 | 0 | 0 | 0 | 0 | 0 | 0 | 0 | -1.3568e-08 | -2.1423e-08 | 2.5215e-08 | 1.1809e-08 | 1.8954e-08 | -2.0988e-08 | -3.5536e-08 | 2.8492e-08 | 5.1739e-09 | 3.0268e-08 | -2.4878e-08 | -4.9042e-09 | 0 | 0 | 0 | 0 | 0 | 0 | 0.89329 | 0.70396 | 0.68126 | 0.89329 | 0.70396 | 0.68126 | -3.5196 | -130.7279 | 108.5922 | -3.5196 | -130.7279 | 108.5922

## LLG_min_10
name | pf_ikss_a_from_ka | pf_ikss_b_from_ka | pf_ikss_c_from_ka | pf_ikss_a_to_ka | pf_ikss_b_to_ka | pf_ikss_c_to_ka | pf_skss_a_from_mw | pf_skss_b_from_mw | pf_skss_c_from_mw | pf_skss_a_to_mw | pf_skss_b_to_mw | pf_skss_c_to_mw | pf_p_a_from_mw | pf_p_b_from_mw | pf_p_c_from_mw | pf_p_a_to_mw | pf_p_b_to_mw | pf_p_c_to_mw | pf_q_a_from_mvar | pf_q_b_from_mvar | pf_q_c_from_mvar | pf_q_a_to_mvar | pf_q_b_to_mvar | pf_q_c_to_mvar | pf_ikss_a_from_degree | pf_ikss_b_from_degree | pf_ikss_c_from_degree | pf_ikss_a_to_degree | pf_ikss_b_to_degree | pf_ikss_c_to_degree | pf_vm_a_from_pu | pf_vm_b_from_pu | pf_vm_c_from_pu | pf_vm_a_to_pu | pf_vm_b_to_pu | pf_vm_c_to_pu | pf_va_a_from_degree | pf_va_b_from_degree | pf_va_c_from_degree | pf_va_a_to_degree | pf_va_b_to_degree | pf_va_c_to_degree
Line0_1_2 | 0 | 0 | 0 | 0 | 0 | 0 | 0 | 0 | 0 | 0 | 0 | 0 | -1.0438e-08 | -1.648e-08 | 1.9398e-08 | 8.8594e-09 | 1.4265e-08 | -1.5604e-08 | -2.7337e-08 | 2.1919e-08 | 3.9802e-09 | 2.261e-08 | -1.8675e-08 | -3.7381e-09 | 0 | 0 | 0 | 0 | 0 | 0 | 0.84628 | 0.66691 | 0.6454 | 0.84628 | 0.66691 | 0.6454 | -3.5196 | -130.7279 | 108.5922 | -3.5196 | -130.7279 | 108.5922
Line10_11_12 | 0 | 0 | 0 | 0 | 0 | 0 | 0 | 0 | 0 | 0 | 0 | 0 | -1.0438e-08 | -1.648e-08 | 1.9398e-08 | 8.8594e-09 | 1.4265e-08 | -1.5604e-08 | -2.7337e-08 | 2.1919e-08 | 3.9802e-09 | 2.261e-08 | -1.8675e-08 | -3.7381e-09 | 0 | 0 | 0 | 0 | 0 | 0 | 0.84628 | 0.66691 | 0.6454 | 0.84628 | 0.66691 | 0.6454 | -3.5196 | -130.7279 | 108.5922 | -3.5196 | -130.7279 | 108.5922
Line11_12_13 | 0 | 0 | 0 | 0 | 0 | 0 | 0 | 0 | 0 | 0 | 0 | 0 | -8.698e-09 | -1.3733e-08 | 1.6165e-08 | 7.1198e-09 | 1.1518e-08 | -1.2371e-08 | -2.2781e-08 | 1.8266e-08 | 3.3169e-09 | 1.8053e-08 | -1.5022e-08 | -3.0748e-09 | 0 | 0 | 0 | 0 | 0 | 0 | 0.84628 | 0.66691 | 0.6454 | 0.84628 | 0.66691 | 0.6454 | -3.5196 | -130.7279 | 108.5922 | -3.5196 | -130.7279 | 108.5922
Line12_13_15 | 0 | 0 | 0 | 0 | 0 | 0 | 0 | 0 | 0 | 0 | 0 | 0 | -5.2188e-09 | -8.2401e-09 | 9.6988e-09 | 3.6406e-09 | 6.0249e-09 | -5.9054e-09 | -1.3669e-08 | 1.0959e-08 | 1.9901e-09 | 8.941e-09 | -7.7159e-09 | -1.748e-09 | 0 | 0 | 0 | 0 | 0 | 0 | 0.84628 | 0.66691 | 0.6454 | 0.84628 | 0.66691 | 0.6454 | -3.5196 | -130.7279 | 108.5922 | -3.5196 | -130.7279 | 108.5922
Line13_13_14 | 0 | 0 | 0 | 0 | 0 | 0 | 0 | 0 | 0 | 0 | 0 | 0 | -1.7396e-09 | -2.7467e-09 | 3.2329e-09 | 1.6143e-10 | 5.3151e-10 | 5.6042e-10 | -4.5562e-09 | 3.6531e-09 | 6.6337e-10 | -1.7145e-10 | -4.0967e-10 | -4.2126e-10 | 0 | 0 | 0 | 0 | 0 | 0 | 0.84628 | 0.66691 | 0.6454 | 0.84628 | 0.66691 | 0.6454 | -3.5196 | -130.7279 | 108.5922 | -3.5196 | -130.7279 | 108.5922
Line14_15_16 | 0 | 0 | 0 | 0 | 0 | 0 | 0 | 0 | 0 | 0 | 0 | 0 | -3.4792e-09 | -5.4934e-09 | 6.4659e-09 | 1.901e-09 | 3.2782e-09 | -2.6725e-09 | -9.1124e-09 | 7.3063e-09 | 1.3268e-09 | 4.3848e-09 | -4.0628e-09 | -1.0846e-09 | 0 | 0 | 0 | 0 | 0 | 0 | 0.84628 | 0.66691 | 0.6454 | 0.84628 | 0.66691 | 0.6454 | -3.5196 | -130.7279 | 108.5922 | -3.5196 | -130.7279 | 108.5922
Line15_16_17 | 0 | 0 | 0 | 0 | 0 | 0 | 0 | 0 | 0 | 0 | 0 | 0 | -1.7396e-09 | -2.7467e-09 | 3.2329e-09 | 1.6143e-10 | 5.3152e-10 | 5.6042e-10 | -4.5562e-09 | 3.6531e-09 | 6.6338e-10 | -1.7145e-10 | -4.0967e-10 | -4.2126e-10 | 0 | 0 | 0 | 0 | 0 | 0 | 0.84628 | 0.66691 | 0.6454 | 0.84628 | 0.66691 | 0.6454 | -3.5196 | -130.7279 | 108.5922 | -3.5196 | -130.7279 | 108.5922
Line16_4_18 | 0 | 3.1821 | 3.0645 | 0 | 3.1821 | 3.0645 | 0 | 0.73487 | 0.70772 | 0 | 0.73487 | 0.70772 | -1.0938e-09 | 0.13477 | 0.18724 | 5.3859e-10 | -7.3715e-14 | -7.7237e-14 | -1.1952e-08 | 0.20466 | 0.13077 | -8.3727e-11 | 3.9835e-14 | 7.4098e-14 | 0 | 172.6384 | 73.6607 | 0 | -7.3616 | -106.3393 | 0.76555 | 0.33346 | 0.3227 | 0.68492 | 0 | 0 | -2.8949 | -130.7279 | 108.5922 | -2.1229 | 0 | 0
Line17_5_19 | 0 | 0 | 0 | 0 | 0 | 0 | 0 | 0 | 0 | 0 | 0 | 0 | -1.7396e-09 | -2.7467e-09 | 3.2329e-09 | 1.6143e-10 | 5.3152e-10 | 5.6042e-10 | -4.5562e-09 | 3.6531e-09 | 6.6337e-10 | -1.7145e-10 | -4.0967e-10 | -4.2126e-10 | 0 | 0 | 0 | 0 | 0 | 0 | 0.84628 | 0.66691 | 0.6454 | 0.84628 | 0.66691 | 0.6454 | -3.5196 | -130.7279 | 108.5922 | -3.5196 | -130.7279 | 108.5922
Line1_1_3 | 0 | 0 | 0 | 0 | 0 | 0 | 0 | 0 | 0 | 0 | 0 | 0 | -1.3917e-08 | -2.1974e-08 | 2.5863e-08 | 1.2339e-08 | 1.9758e-08 | -2.207e-08 | -3.645e-08 | 2.9225e-08 | 5.307e-09 | 3.1722e-08 | -2.5982e-08 | -5.0649e-09 | 0 | 0 | 0 | 0 | 0 | 0 | 0.84628 | 0.66691 | 0.6454 | 0.84628 | 0.66691 | 0.6454 | -3.5196 | -130.7279 | 108.5922 | -3.5196 | -130.7279 | 108.5922
Line2_1_4 | 0 | 3.1821 | 3.0645 | 0 | 3.1821 | 3.0645 | 0 | 0.73487 | 0.70772 | 0 | 0.73487 | 0.70772 | -3.0475e-09 | 0.26955 | 0.37447 | 1.468e-09 | -0.13477 | -0.18724 | -2.0644e-08 | 0.40931 | 0.26154 | 1.1824e-08 | -0.20466 | -0.13077 | 0 | 172.6384 | 73.6607 | 0 | -7.3616 | -106.3393 | 0.84628 | 0.66691 | 0.6454 | 0.76555 | 0.33346 | 0.3227 | -3.5196 | -130.7279 | 108.5922 | -2.8949 | -130.7279 | 108.5922
Line3_1_5 | 0 | 0 | 0 | 0 | 0 | 0 | 0 | 0 | 0 | 0 | 0 | 0 | -3.4792e-09 | -5.4934e-09 | 6.4659e-09 | 1.901e-09 | 3.2782e-09 | -2.6725e-09 | -9.1124e-09 | 7.3063e-09 | 1.3267e-09 | 4.3848e-09 | -4.0628e-09 | -1.0846e-09 | 0 | 0 | 0 | 0 | 0 | 0 | 0.84628 | 0.66691 | 0.6454 | 0.84628 | 0.66691 | 0.6454 | -3.5196 | -130.7279 | 108.5922 | -3.5196 | -130.7279 | 108.5922
Line4_2_6 | 0 | 0 | 0 | 0 | 0 | 0 | 0 | 0 | 0 | 0 | 0 | 0 | -8.698e-09 | -1.3733e-08 | 1.6165e-08 | 7.1198e-09 | 1.1518e-08 | -1.2371e-08 | -2.2781e-08 | 1.8266e-08 | 3.3169e-09 | 1.8053e-08 | -1.5022e-08 | -3.0748e-09 | 0 | 0 | 0 | 0 | 0 | 0 | 0.84628 | 0.66691 | 0.6454 | 0.84628 | 0.66691 | 0.6454 | -3.5196 | -130.7279 | 108.5922 | -3.5196 | -130.7279 | 108.5922
Line5_6_7 | 0 | 0 | 0 | 0 | 0 | 0 | 0 | 0 | 0 | 0 | 0 | 0 | -6.9584e-09 | -1.0987e-08 | 1.2932e-08 | 5.3802e-09 | 8.7716e-09 | -9.1384e-09 | -1.8225e-08 | 1.4613e-08 | 2.6535e-09 | 1.3497e-08 | -1.1369e-08 | -2.4114e-09 | 0 | 0 | 0 | 0 | 0 | 0 | 0.84628 | 0.66691 | 0.6454 | 0.84628 | 0.66691 | 0.6454 | -3.5196 | -130.7279 | 108.5922 | -3.5196 | -130.7279 | 108.5922
Line6_7_8 | 0 | 0 | 0 | 0 | 0 | 0 | 0 | 0 | 0 | 0 | 0 | 0 | -5.2188e-09 | -8.2401e-09 | 9.6988e-09 | 3.6406e-09 | 6.0249e-09 | -5.9054e-09 | -1.3669e-08 | 1.0959e-08 | 1.9901e-09 | 8.941e-09 | -7.7159e-09 | -1.748e-09 | 0 | 0 | 0 | 0 | 0 | 0 | 0.84628 | 0.66691 | 0.6454 | 0.84628 | 0.66691 | 0.6454 | -3.5196 | -130.7279 | 108.5922 | -3.5196 | -130.7279 | 108.5922
Line7_8_9 | 0 | 0 | 0 | 0 | 0 | 0 | 0 | 0 | 0 | 0 | 0 | 0 | -1.7396e-09 | -2.7467e-09 | 3.2329e-09 | 1.6143e-10 | 5.3152e-10 | 5.6042e-10 | -4.5562e-09 | 3.6531e-09 | 6.6337e-10 | -1.7145e-10 | -4.0967e-10 | -4.2126e-10 | 0 | 0 | 0 | 0 | 0 | 0 | 0.84628 | 0.66691 | 0.6454 | 0.84628 | 0.66691 | 0.6454 | -3.5196 | -130.7279 | 108.5922 | -3.5196 | -130.7279 | 108.5922
Line8_8_10 | 0 | 0 | 0 | 0 | 0 | 0 | 0 | 0 | 0 | 0 | 0 | 0 | -1.7396e-09 | -2.7467e-09 | 3.2329e-09 | 1.6143e-10 | 5.3152e-10 | 5.6042e-10 | -4.5562e-09 | 3.6531e-09 | 6.6337e-10 | -1.7145e-10 | -4.0967e-10 | -4.2126e-10 | 0 | 0 | 0 | 0 | 0 | 0 | 0.84628 | 0.66691 | 0.6454 | 0.84628 | 0.66691 | 0.6454 | -3.5196 | -130.7279 | 108.5922 | -3.5196 | -130.7279 | 108.5922
Line9_3_11 | 0 | 0 | 0 | 0 | 0 | 0 | 0 | 0 | 0 | 0 | 0 | 0 | -1.2177e-08 | -1.9227e-08 | 2.2631e-08 | 1.0599e-08 | 1.7012e-08 | -1.8837e-08 | -3.1893e-08 | 2.5572e-08 | 4.6436e-09 | 2.7166e-08 | -2.2328e-08 | -4.4015e-09 | 0 | 0 | 0 | 0 | 0 | 0 | 0.84628 | 0.66691 | 0.6454 | 0.84628 | 0.66691 | 0.6454 | -3.5196 | -130.7279 | 108.5922 | -3.5196 | -130.7279 | 108.5922

## LLG_min_fault_6
name | pf_ikss_a_from_ka | pf_ikss_b_from_ka | pf_ikss_c_from_ka | pf_ikss_a_to_ka | pf_ikss_b_to_ka | pf_ikss_c_to_ka | pf_skss_a_from_mw | pf_skss_b_from_mw | pf_skss_c_from_mw | pf_skss_a_to_mw | pf_skss_b_to_mw | pf_skss_c_to_mw | pf_p_a_from_mw | pf_p_b_from_mw | pf_p_c_from_mw | pf_p_a_to_mw | pf_p_b_to_mw | pf_p_c_to_mw | pf_q_a_from_mvar | pf_q_b_from_mvar | pf_q_c_from_mvar | pf_q_a_to_mvar | pf_q_b_to_mvar | pf_q_c_to_mvar | pf_ikss_a_from_degree | pf_ikss_b_from_degree | pf_ikss_c_from_degree | pf_ikss_a_to_degree | pf_ikss_b_to_degree | pf_ikss_c_to_degree | pf_vm_a_from_pu | pf_vm_b_from_pu | pf_vm_c_from_pu | pf_vm_a_to_pu | pf_vm_b_to_pu | pf_vm_c_to_pu | pf_va_a_from_degree | pf_va_b_from_degree | pf_va_c_from_degree | pf_va_a_to_degree | pf_va_b_to_degree | pf_va_c_to_degree
Line0_1_2 | 0 | 0 | 0 | 0 | 0 | 0 | 0 | 0 | 0 | 0 | 0 | 0 | -1.167e-10 | -1.8316e-10 | 1.9729e-10 | 9.8435e-11 | 1.5921e-10 | -1.5507e-10 | -2.2023e-10 | 2.5439e-10 | 5.2106e-11 | 1.8191e-10 | -2.1943e-10 | -4.8818e-11 | 0 | 0 | 0 | 0 | 0 | 0 | 0.94966 | 0.94811 | 0.94731 | 0.94966 | 0.94811 | 0.94731 | -0.028015 | -120.129 | 119.9063 | -0.028015 | -120.129 | 119.9063
Line10_11_12 | 0 | 0 | 0 | 0 | 0 | 0 | 0 | 0 | 0 | 0 | 0 | 0 | -1.167e-10 | -1.8316e-10 | 1.9729e-10 | 9.8435e-11 | 1.5921e-10 | -1.5507e-10 | -2.2023e-10 | 2.5439e-10 | 5.2106e-11 | 1.8191e-10 | -2.1943e-10 | -4.8818e-11 | 0 | 0 | 0 | 0 | 0 | 0 | 0.94966 | 0.94811 | 0.94731 | 0.94966 | 0.94811 | 0.94731 | -0.028015 | -120.129 | 119.9063 | -0.028015 | -120.129 | 119.9063
Line11_12_13 | 0 | 0 | 0 | 0 | 0 | 0 | 0 | 0 | 0 | 0 | 0 | 0 | -9.7249e-11 | -1.5264e-10 | 1.644e-10 | 7.8985e-11 | 1.2868e-10 | -1.2218e-10 | -1.8353e-10 | 2.1199e-10 | 4.3422e-11 | 1.4521e-10 | -1.7703e-10 | -4.0134e-11 | 0 | 0 | 0 | 0 | 0 | 0 | 0.94966 | 0.94811 | 0.94731 | 0.94966 | 0.94811 | 0.94731 | -0.028015 | -120.129 | 119.9063 | -0.028015 | -120.129 | 119.9063
Line12_13_15 | 0 | 0 | 0 | 0 | 0 | 0 | 0 | 0 | 0 | 0 | 0 | 0 | -5.8349e-11 | -9.1582e-11 | 9.8643e-11 | 4.0086e-11 | 6.7626e-11 | -5.6423e-11 | -1.1012e-10 | 1.2719e-10 | 2.6053e-11 | 7.1794e-11 | -9.2231e-11 | -2.2765e-11 | 0 | 0 | 0 | 0 | 0 | 0 | 0.94966 | 0.94811 | 0.94731 | 0.94966 | 0.94811 | 0.94731 | -0.028015 | -120.129 | 119.9063 | -0.028015 | -120.129 | 119.9063
Line13_13_14 | 0 | 0 | 0 | 0 | 0 | 0 | 0 | 0 | 0 | 0 | 0 | 0 | -1.945e-11 | -3.0527e-11 | 3.2881e-11 | 1.1862e-12 | 6.5712e-12 | 9.3389e-12 | -3.6706e-11 | 4.2398e-11 | 8.6844e-12 | -1.6174e-12 | -7.4347e-12 | -5.3963e-12 | 0 | 0 | 0 | 0 | 0 | 0 | 0.94966 | 0.94811 | 0.94731 | 0.94966 | 0.94811 | 0.94731 | -0.028015 | -120.129 | 119.9063 | -0.028015 | -120.129 | 119.9063
Line14_15_16 | 0 | 0 | 0 | 0 | 0 | 0 | 0 | 0 | 0 | 0 | 0 | 0 | -3.89e-11 | -6.1055e-11 | 6.5762e-11 | 2.0636e-11 | 3.7099e-11 | -2.3542e-11 | -7.3411e-11 | 8.4796e-11 | 1.7369e-11 | 3.5088e-11 | -4.9833e-11 | -1.4081e-11 | 0 | 0 | 0 | 0 | 0 | 0 | 0.94966 | 0.94811 | 0.94731 | 0.94966 | 0.94811 | 0.94731 | -0.028015 | -120.129 | 119.9063 | -0.028015 | -120.129 | 119.9063
Line15_16_17 | 0 | 0 | 0 | 0 | 0 | 0 | 0 | 0 | 0 | 0 | 0 | 0 | -1.945e-11 | -3.0527e-11 | 3.2881e-11 | 1.1862e-12 | 6.5712e-12 | 9.3389e-12 | -3.6706e-11 | 4.2398e-11 | 8.6844e-12 | -1.6174e-12 | -7.4347e-12 | -5.3963e-12 | 0 | 0 | 0 | 0 | 0 | 0 | 0.94966 | 0.94811 | 0.94731 | 0.94966 | 0.94811 | 0.94731 | -0.028015 | -120.129 | 119.9063 | -0.028015 | -120.129 | 119.9063
Line16_4_18 | 0 | 0.030745 | 0.030718 | 0 | 0.030745 | 0.030718 | 0 | 0.0071002 | 0.0070939 | 0 | 0.0071002 | 0.0070939 | -2.5167e-11 | 0.0047401 | 0.0047372 | 5.471e-12 | -0.0047262 | -0.0047179 | -1.101e-10 | 0.0047462 | 0.0047325 | -1.6994e-12 | -0.0047262 | -0.0047179 | 0 | -165.2017 | 74.9625 | 0 | 14.7983 | -105.0375 | 0.94904 | 0.94474 | 0.94392 | 0.94843 | 0.94137 | 0.94053 | -0.028743 | -120.1652 | 119.9343 | -0.029472 | -120.2017 | 119.9625
Line17_5_19 | 0 | 0 | 0 | 0 | 0 | 0 | 0 | 0 | 0 | 0 | 0 | 0 | -1.945e-11 | -3.0527e-11 | 3.2881e-11 | 1.1862e-12 | 6.5712e-12 | 9.3389e-12 | -3.6706e-11 | 4.2398e-11 | 8.6844e-12 | -1.6174e-12 | -7.4347e-12 | -5.3963e-12 | 0 | 0 | 0 | 0 | 0 | 0 | 0.94966 | 0.94811 | 0.94731 | 0.94966 | 0.94811 | 0.94731 | -0.028015 | -120.129 | 119.9063 | -0.028015 | -120.129 | 119.9063
Line1_1_3 | 0 | 0 | 0 | 0 | 0 | 0 | 0 | 0 | 0 | 0 | 0 | 0 | -1.556e-10 | -2.4422e-10 | 2.6305e-10 | 1.3733e-10 | 2.2026e-10 | -2.2083e-10 | -2.9365e-10 | 3.3919e-10 | 6.9475e-11 | 2.5532e-10 | -3.0422e-10 | -6.6187e-11 | 0 | 0 | 0 | 0 | 0 | 0 | 0.94966 | 0.94811 | 0.94731 | 0.94966 | 0.94811 | 0.94731 | -0.028015 | -120.129 | 119.9063 | -0.028015 | -120.129 | 119.9063
Line2_1_4 | 0 | 0.030745 | 0.030718 | 0 | 0.030745 | 0.030718 | 0 | 0.0071002 | 0.0070939 | 0 | 0.0071002 | 0.0070939 | -4.7257e-11 | 0.004754 | 0.0047565 | 2.8496e-11 | -0.0047401 | -0.0047372 | -1.7135e-10 | 0.0047661 | 0.0047472 | 1.0844e-10 | -0.0047462 | -0.0047325 | 0 | -165.2017 | 74.9625 | 0 | 14.7983 | -105.0375 | 0.94966 | 0.94811 | 0.94731 | 0.94904 | 0.94474 | 0.94392 | -0.028015 | -120.129 | 119.9063 | -0.028743 | -120.1652 | 119.9343
Line3_1_5 | 0 | 0 | 0 | 0 | 0 | 0 | 0 | 0 | 0 | 0 | 0 | 0 | -3.89e-11 | -6.1055e-11 | 6.5762e-11 | 2.0636e-11 | 3.7098e-11 | -2.3542e-11 | -7.3411e-11 | 8.4796e-11 | 1.7369e-11 | 3.5088e-11 | -4.9833e-11 | -1.4081e-11 | 0 | 0 | 0 | 0 | 0 | 0 | 0.94966 | 0.94811 | 0.94731 | 0.94966 | 0.94811 | 0.94731 | -0.028015 | -120.129 | 119.9063 | -0.028015 | -120.129 | 119.9063
Line4_2_6 | 0 | 0 | 0 | 0 | 0 | 0 | 0 | 0 | 0 | 0 | 0 | 0 | -9.7249e-11 | -1.5264e-10 | 1.644e-10 | 7.8985e-11 | 1.2868e-10 | -1.2218e-10 | -1.8353e-10 | 2.1199e-10 | 4.3422e-11 | 1.4521e-10 | -1.7703e-10 | -4.0134e-11 | 0 | 0 | 0 | 0 | 0 | 0 | 0.94966 | 0.94811 | 0.94731 | 0.94966 | 0.94811 | 0.94731 | -0.028015 | -120.129 | 119.9063 | -0.028015 | -120.129 | 119.9063
Line5_6_7 | 0 | 0 | 0 | 0 | 0 | 0 | 0 | 0 | 0 | 0 | 0 | 0 | -7.7799e-11 | -1.2211e-10 | 1.3152e-10 | 5.9536e-11 | 9.8153e-11 | -8.9304e-11 | -1.4682e-10 | 1.6959e-10 | 3.4738e-11 | 1.085e-10 | -1.3463e-10 | -3.145e-11 | 0 | 0 | 0 | 0 | 0 | 0 | 0.94966 | 0.94811 | 0.94731 | 0.94966 | 0.94811 | 0.94731 | -0.028015 | -120.129 | 119.9063 | -0.028015 | -120.129 | 119.9063
Line6_7_8 | 0 | 0 | 0 | 0 | 0 | 0 | 0 | 0 | 0 | 0 | 0 | 0 | -5.8349e-11 | -9.1582e-11 | 9.8643e-11 | 4.0086e-11 | 6.7626e-11 | -5.6423e-11 | -1.1012e-10 | 1.2719e-10 | 2.6053e-11 | 7.1794e-11 | -9.2231e-11 | -2.2765e-11 | 0 | 0 | 0 | 0 | 0 | 0 | 0.94966 | 0.94811 | 0.94731 | 0.94966 | 0.94811 | 0.94731 | -0.028015 | -120.129 | 119.9063 | -0.028015 | -120.129 | 119.9063
Line7_8_9 | 0 | 0 | 0 | 0 | 0 | 0 | 0 | 0 | 0 | 0 | 0 | 0 | -1.945e-11 | -3.0527e-11 | 3.2881e-11 | 1.1862e-12 | 6.5712e-12 | 9.3389e-12 | -3.6706e-11 | 4.2398e-11 | 8.6844e-12 | -1.6174e-12 | -7.4347e-12 | -5.3963e-12 | 0 | 0 | 0 | 0 | 0 | 0 | 0.94966 | 0.94811 | 0.94731 | 0.94966 | 0.94811 | 0.94731 | -0.028015 | -120.129 | 119.9063 | -0.028015 | -120.129 | 119.9063
Line8_8_10 | 0 | 0 | 0 | 0 | 0 | 0 | 0 | 0 | 0 | 0 | 0 | 0 | -1.945e-11 | -3.0527e-11 | 3.2881e-11 | 1.1862e-12 | 6.5712e-12 | 9.3389e-12 | -3.6706e-11 | 4.2398e-11 | 8.6844e-12 | -1.6174e-12 | -7.4347e-12 | -5.3963e-12 | 0 | 0 | 0 | 0 | 0 | 0 | 0.94966 | 0.94811 | 0.94731 | 0.94966 | 0.94811 | 0.94731 | -0.028015 | -120.129 | 119.9063 | -0.028015 | -120.129 | 119.9063
Line9_3_11 | 0 | 0 | 0 | 0 | 0 | 0 | 0 | 0 | 0 | 0 | 0 | 0 | -1.3615e-10 | -2.1369e-10 | 2.3017e-10 | 1.1789e-10 | 1.8973e-10 | -1.8795e-10 | -2.5694e-10 | 2.9679e-10 | 6.0791e-11 | 2.1862e-10 | -2.6182e-10 | -5.7503e-11 | 0 | 0 | 0 | 0 | 0 | 0 | 0.94966 | 0.94811 | 0.94731 | 0.94966 | 0.94811 | 0.94731 | -0.028015 | -120.129 | 119.9063 | -0.028015 | -120.129 | 119.9063

## LLG_min_fault_10
name | pf_ikss_a_from_ka | pf_ikss_b_from_ka | pf_ikss_c_from_ka | pf_ikss_a_to_ka | pf_ikss_b_to_ka | pf_ikss_c_to_ka | pf_skss_a_from_mw | pf_skss_b_from_mw | pf_skss_c_from_mw | pf_skss_a_to_mw | pf_skss_b_to_mw | pf_skss_c_to_mw | pf_p_a_from_mw | pf_p_b_from_mw | pf_p_c_from_mw | pf_p_a_to_mw | pf_p_b_to_mw | pf_p_c_to_mw | pf_q_a_from_mvar | pf_q_b_from_mvar | pf_q_c_from_mvar | pf_q_a_to_mvar | pf_q_b_to_mvar | pf_q_c_to_mvar | pf_ikss_a_from_degree | pf_ikss_b_from_degree | pf_ikss_c_from_degree | pf_ikss_a_to_degree | pf_ikss_b_to_degree | pf_ikss_c_to_degree | pf_vm_a_from_pu | pf_vm_b_from_pu | pf_vm_c_from_pu | pf_vm_a_to_pu | pf_vm_b_to_pu | pf_vm_c_to_pu | pf_va_a_from_degree | pf_va_b_from_degree | pf_va_c_from_degree | pf_va_a_to_degree | pf_va_b_to_degree | pf_va_c_to_degree
Line0_1_2 | 0 | 0 | 0 | 0 | 0 | 0 | 0 | 0 | 0 | 0 | 0 | 0 | -1.0474e-10 | -1.6439e-10 | 1.7706e-10 | 8.8346e-11 | 1.4289e-10 | -1.3917e-10 | -1.9766e-10 | 2.2832e-10 | 4.6766e-11 | 1.6327e-10 | -1.9694e-10 | -4.3815e-11 | 0 | 0 | 0 | 0 | 0 | 0 | 0.89968 | 0.89821 | 0.89745 | 0.89968 | 0.89821 | 0.89745 | -0.028015 | -120.129 | 119.9063 | -0.028015 | -120.129 | 119.9063
Line10_11_12 | 0 | 0 | 0 | 0 | 0 | 0 | 0 | 0 | 0 | 0 | 0 | 0 | -1.0474e-10 | -1.6439e-10 | 1.7706e-10 | 8.8346e-11 | 1.4289e-10 | -1.3917e-10 | -1.9766e-10 | 2.2832e-10 | 4.6766e-11 | 1.6327e-10 | -1.9694e-10 | -4.3815e-11 | 0 | 0 | 0 | 0 | 0 | 0 | 0.89968 | 0.89821 | 0.89745 | 0.89968 | 0.89821 | 0.89745 | -0.028015 | -120.129 | 119.9063 | -0.028015 | -120.129 | 119.9063
Line11_12_13 | 0 | 0 | 0 | 0 | 0 | 0 | 0 | 0 | 0 | 0 | 0 | 0 | -8.7282e-11 | -1.3699e-10 | 1.4755e-10 | 7.089e-11 | 1.1549e-10 | -1.0966e-10 | -1.6472e-10 | 1.9026e-10 | 3.8972e-11 | 1.3032e-10 | -1.5888e-10 | -3.602e-11 | 0 | 0 | 0 | 0 | 0 | 0 | 0.89968 | 0.89821 | 0.89745 | 0.89968 | 0.89821 | 0.89745 | -0.028015 | -120.129 | 119.9063 | -0.028015 | -120.129 | 119.9063
Line12_13_15 | 0 | 0 | 0 | 0 | 0 | 0 | 0 | 0 | 0 | 0 | 0 | 0 | -5.2369e-11 | -8.2195e-11 | 8.8532e-11 | 3.5977e-11 | 6.0695e-11 | -5.064e-11 | -9.8831e-11 | 1.1416e-10 | 2.3383e-11 | 6.4436e-11 | -8.2778e-11 | -2.0432e-11 | 0 | 0 | 0 | 0 | 0 | 0 | 0.89968 | 0.89821 | 0.89745 | 0.89968 | 0.89821 | 0.89745 | -0.028015 | -120.129 | 119.9063 | -0.028015 | -120.129 | 119.9063
Line13_13_14 | 0 | 0 | 0 | 0 | 0 | 0 | 0 | 0 | 0 | 0 | 0 | 0 | -1.7456e-11 | -2.7398e-11 | 2.9511e-11 | 1.0646e-12 | 5.8977e-12 | 8.3817e-12 | -3.2944e-11 | 3.8053e-11 | 7.7943e-12 | -1.4517e-12 | -6.6727e-12 | -4.8432e-12 | 0 | 0 | 0 | 0 | 0 | 0 | 0.89968 | 0.89821 | 0.89745 | 0.89968 | 0.89821 | 0.89745 | -0.028015 | -120.129 | 119.9063 | -0.028015 | -120.129 | 119.9063
Line14_15_16 | 0 | 0 | 0 | 0 | 0 | 0 | 0 | 0 | 0 | 0 | 0 | 0 | -3.4913e-11 | -5.4797e-11 | 5.9022e-11 | 1.8521e-11 | 3.3296e-11 | -2.1129e-11 | -6.5887e-11 | 7.6105e-11 | 1.5589e-11 | 3.1492e-11 | -4.4725e-11 | -1.2638e-11 | 0 | 0 | 0 | 0 | 0 | 0 | 0.89968 | 0.89821 | 0.89745 | 0.89968 | 0.89821 | 0.89745 | -0.028015 | -120.129 | 119.9063 | -0.028015 | -120.129 | 119.9063
Line15_16_17 | 0 | 0 | 0 | 0 | 0 | 0 | 0 | 0 | 0 | 0 | 0 | 0 | -1.7456e-11 | -2.7398e-11 | 2.9511e-11 | 1.0646e-12 | 5.8977e-12 | 8.3817e-12 | -3.2944e-11 | 3.8053e-11 | 7.7943e-12 | -1.4517e-12 | -6.6727e-12 | -4.8432e-12 | 0 | 0 | 0 | 0 | 0 | 0 | 0.89968 | 0.89821 | 0.89745 | 0.89968 | 0.89821 | 0.89745 | -0.028015 | -120.129 | 119.9063 | -0.028015 | -120.129 | 119.9063
Line16_4_18 | 0 | 0.029127 | 0.029101 | 0 | 0.029127 | 0.029101 | 0 | 0.0067265 | 0.0067206 | 0 | 0.0067265 | 0.0067206 | -2.2587e-11 | 0.0042543 | 0.0042517 | 4.9102e-12 | -0.0042418 | -0.0042343 | -9.8812e-11 | 0.0042597 | 0.0042475 | -1.5252e-12 | -0.0042418 | -0.0042343 | 0 | -165.2017 | 74.9625 | 0 | 14.7983 | -105.0375 | 0.89909 | 0.89501 | 0.89424 | 0.89851 | 0.89182 | 0.89103 | -0.028743 | -120.1652 | 119.9343 | -0.029472 | -120.2017 | 119.9625
Line17_5_19 | 0 | 0 | 0 | 0 | 0 | 0 | 0 | 0 | 0 | 0 | 0 | 0 | -1.7456e-11 | -2.7398e-11 | 2.9511e-11 | 1.0646e-12 | 5.8977e-12 | 8.3817e-12 | -3.2944e-11 | 3.8053e-11 | 7.7943e-12 | -1.4517e-12 | -6.6727e-12 | -4.8432e-12 | 0 | 0 | 0 | 0 | 0 | 0 | 0.89968 | 0.89821 | 0.89745 | 0.89968 | 0.89821 | 0.89745 | -0.028015 | -120.129 | 119.9063 | -0.028015 | -120.129 | 119.9063
Line1_1_3 | 0 | 0 | 0 | 0 | 0 | 0 | 0 | 0 | 0 | 0 | 0 | 0 | -1.3965e-10 | -2.1919e-10 | 2.3609e-10 | 1.2326e-10 | 1.9769e-10 | -1.9819e-10 | -2.6355e-10 | 3.0442e-10 | 6.2355e-11 | 2.2915e-10 | -2.7304e-10 | -5.9403e-11 | 0 | 0 | 0 | 0 | 0 | 0 | 0.89968 | 0.89821 | 0.89745 | 0.89968 | 0.89821 | 0.89745 | -0.028015 | -120.129 | 119.9063 | -0.028015 | -120.129 | 119.9063
Line2_1_4 | 0 | 0.029127 | 0.029101 | 0 | 0.029127 | 0.029101 | 0 | 0.0067265 | 0.0067206 | 0 | 0.0067265 | 0.0067206 | -4.2414e-11 | 0.0042668 | 0.004269 | 2.5576e-11 | -0.0042543 | -0.0042517 | -1.5379e-10 | 0.0042776 | 0.0042606 | 9.7324e-11 | -0.0042597 | -0.0042475 | 0 | -165.2017 | 74.9625 | 0 | 14.7983 | -105.0375 | 0.89968 | 0.89821 | 0.89745 | 0.89909 | 0.89501 | 0.89424 | -0.028015 | -120.129 | 119.9063 | -0.028743 | -120.1652 | 119.9343
Line3_1_5 | 0 | 0 | 0 | 0 | 0 | 0 | 0 | 0 | 0 | 0 | 0 | 0 | -3.4913e-11 | -5.4797e-11 | 5.9022e-11 | 1.8521e-11 | 3.3296e-11 | -2.1129e-11 | -6.5887e-11 | 7.6105e-11 | 1.5589e-11 | 3.1492e-11 | -4.4725e-11 | -1.2638e-11 | 0 | 0 | 0 | 0 | 0 | 0 | 0.89968 | 0.89821 | 0.89745 | 0.89968 | 0.89821 | 0.89745 | -0.028015 | -120.129 | 119.9063 | -0.028015 | -120.129 | 119.9063
Line4_2_6 | 0 | 0 | 0 | 0 | 0 | 0 | 0 | 0 | 0 | 0 | 0 | 0 | -8.7282e-11 | -1.3699e-10 | 1.4755e-10 | 7.089e-11 | 1.1549e-10 | -1.0966e-10 | -1.6472e-10 | 1.9026e-10 | 3.8972e-11 | 1.3032e-10 | -1.5888e-10 | -3.602e-11 | 0 | 0 | 0 | 0 | 0 | 0 | 0.89968 | 0.89821 | 0.89745 | 0.89968 | 0.89821 | 0.89745 | -0.028015 | -120.129 | 119.9063 | -0.028015 | -120.129 | 119.9063
Line5_6_7 | 0 | 0 | 0 | 0 | 0 | 0 | 0 | 0 | 0 | 0 | 0 | 0 | -6.9825e-11 | -1.0959e-10 | 1.1804e-10 | 5.3434e-11 | 8.8093e-11 | -8.0151e-11 | -1.3177e-10 | 1.5221e-10 | 3.1177e-11 | 9.7379e-11 | -1.2083e-10 | -2.8226e-11 | 0 | 0 | 0 | 0 | 0 | 0 | 0.89968 | 0.89821 | 0.89745 | 0.89968 | 0.89821 | 0.89745 | -0.028015 | -120.129 | 119.9063 | -0.028015 | -120.129 | 119.9063
Line6_7_8 | 0 | 0 | 0 | 0 | 0 | 0 | 0 | 0 | 0 | 0 | 0 | 0 | -5.2369e-11 | -8.2195e-11 | 8.8532e-11 | 3.5977e-11 | 6.0695e-11 | -5.064e-11 | -9.8831e-11 | 1.1416e-10 | 2.3383e-11 | 6.4436e-11 | -8.2778e-11 | -2.0432e-11 | 0 | 0 | 0 | 0 | 0 | 0 | 0.89968 | 0.89821 | 0.89745 | 0.89968 | 0.89821 | 0.89745 | -0.028015 | -120.129 | 119.9063 | -0.028015 | -120.129 | 119.9063
Line7_8_9 | 0 | 0 | 0 | 0 | 0 | 0 | 0 | 0 | 0 | 0 | 0 | 0 | -1.7456e-11 | -2.7398e-11 | 2.9511e-11 | 1.0646e-12 | 5.8977e-12 | 8.3817e-12 | -3.2944e-11 | 3.8053e-11 | 7.7943e-12 | -1.4517e-12 | -6.6727e-12 | -4.8432e-12 | 0 | 0 | 0 | 0 | 0 | 0 | 0.89968 | 0.89821 | 0.89745 | 0.89968 | 0.89821 | 0.89745 | -0.028015 | -120.129 | 119.9063 | -0.028015 | -120.129 | 119.9063
Line8_8_10 | 0 | 0 | 0 | 0 | 0 | 0 | 0 | 0 | 0 | 0 | 0 | 0 | -1.7456e-11 | -2.7398e-11 | 2.9511e-11 | 1.0646e-12 | 5.8977e-12 | 8.3817e-12 | -3.2944e-11 | 3.8053e-11 | 7.7943e-12 | -1.4517e-12 | -6.6727e-12 | -4.8432e-12 | 0 | 0 | 0 | 0 | 0 | 0 | 0.89968 | 0.89821 | 0.89745 | 0.89968 | 0.89821 | 0.89745 | -0.028015 | -120.129 | 119.9063 | -0.028015 | -120.129 | 119.9063
Line9_3_11 | 0 | 0 | 0 | 0 | 0 | 0 | 0 | 0 | 0 | 0 | 0 | 0 | -1.2219e-10 | -1.9179e-10 | 2.0658e-10 | 1.058e-10 | 1.7029e-10 | -1.6868e-10 | -2.3061e-10 | 2.6637e-10 | 5.456e-11 | 1.9621e-10 | -2.3499e-10 | -5.1609e-11 | 0 | 0 | 0 | 0 | 0 | 0 | 0.89968 | 0.89821 | 0.89745 | 0.89968 | 0.89821 | 0.89745 | -0.028015 | -120.129 | 119.9063 | -0.028015 | -120.129 | 119.9063