## LLL_max_6
name | pf_ikss_from_ka | pf_ikss_to_ka | pf_ip_from_ka | pf_ip_to_ka | pf_skss_from_mw | pf_skss_to_mw | pf_p_from_mw | pf_p_to_mw | pf_q_from_mvar | pf_q_to_mvar | pf_ikss_from_degree | pf_ikss_to_degree | pf_vm_from_pu | pf_vm_to_pu | pf_va_from_degree | pf_va_to_degree
Line0_1_2 | 2.1767 | 2.1767 | 0 | 0 | 1.508 | 1.508 | 0.56854 | -0.42641 | 1.1371 | -0.85282 | -67.8829 | 112.1171 | 0.84302 | 0.63226 | -4.4479 | -4.4479
Line10_11_12 | 0 | 0 | 0 | 0 | 0 | 0 | 0 | 0 | 0 | 0 | 0 | 0 | 0.84302 | 0.84302 | -4.4479 | -4.4479
Line11_12_13 | 0 | 0 | 0 | 0 | 0 | 0 | 0 | 0 | 0 | 0 | 0 | 0 | 0.84302 | 0.84302 | -4.4479 | -4.4479
Line12_13_15 | 0 | 0 | 0 | 0 | 0 | 0 | 0 | 0 | 0 | 0 | 0 | 0 | 0.84302 | 0.84302 | -4.4479 | -4.4479
Line13_13_14 | 0 | 0 | 0 | 0 | 0 | 0 | 0 | 0 | 0 | 0 | 0 | 0 | 0.84302 | 0.84302 | -4.4479 | -4.4479
Line14_15_16 | 0 | 0 | 0 | 0 | 0 | 0 | 0 | 0 | 0 | 0 | 0 | 0 | 0.84302 | 0.84302 | -4.4479 | -4.4479
Line15_16_17 | 0 | 0 | 0 | 0 | 0 | 0 | 0 | 0 | 0 | 0 | 0 | 0 | 0.84302 | 0.84302 | -4.4479 | -4.4479
Line16_4_18 | 0 | 0 | 0 | 0 | 0 | 0 | 0 | 0 | 0 | 0 | 0 | 0 | 0.84302 | 0.84302 | -4.4479 | -4.4479
Line17_5_19 | 0 | 0 | 0 | 0 | 0 | 0 | 0 | 0 | 0 | 0 | 0 | 0 | 0.84302 | 0.84302 | -4.4479 | -4.4479
Line1_1_3 | 0 | 0 | 0 | 0 | 0 | 0 | 0 | 0 | 0 | 0 | 0 | 0 | 0.84302 | 0.84302 | -4.4479 | -4.4479
Line2_1_4 | 0 | 0 | 0 | 0 | 0 | 0 | 0 | 0 | 0 | 0 | 0 | 0 | 0.84302 | 0.84302 | -4.4479 | -4.4479
Line3_1_5 | 0 | 0 | 0 | 0 | 0 | 0 | 0 | 0 | 0 | 0 | 0 | 0 | 0.84302 | 0.84302 | -4.4479 | -4.4479
Line4_2_6 | 2.1767 | 2.1767 | 0 | 0 | 1.508 | 1.508 | 0.42641 | -0.28427 | 0.85282 | -0.56854 | -67.8829 | 112.1171 | 0.63226 | 0.42151 | -4.4479 | -4.4479
Line5_6_7 | 2.1767 | 2.1767 | 0 | 0 | 1.508 | 1.508 | 0.28427 | -0.14214 | 0.56854 | -0.28427 | -67.8829 | 112.1171 | 0.42151 | 0.21075 | -4.4479 | -4.4479
Line6_7_8 | 2.1767 | 2.1767 | 0 | 4.0311 | 1.508 | 1.508 | 0.14214 | -1e-07 | 0.28427 | -1e-07 | -67.8829 | 112.1171 | 0.21075 | 0 | -4.4479 | 0
Line7_8_9 | 0 | 0 | 0 | 0 | 0 | 0 | 8.4632e-22 | 0 | 4.2265e-22 | 0 | 0 | 0 | 0 | 0 | 0 | 0
Line8_8_10 | 0 | 0 | 0 | 0 | 0 | 0 | 8.4632e-22 | 0 | 4.2265e-22 | 0 | 0 | 0 | 0 | 0 | 0 | 0
Line9_3_11 | 0 | 0 | 0 | 0 | 0 | 0 | 0 | 0 | 0 | 0 | 0 | 0 | 0.84302 | 0.84302 | -4.4479 | -4.4479

## LLL_max_10
name | pf_ikss_from_ka | pf_ikss_to_ka | pf_ip_from_ka | pf_ip_to_ka | pf_skss_from_mw | pf_skss_to_mw | pf_p_from_mw | pf_p_to_mw | pf_q_from_mvar | pf_q_to_mvar | pf_ikss_from_degree | pf_ikss_to_degree | pf_vm_from_pu | pf_vm_to_pu | pf_va_from_degree | pf_va_to_degree
Line0_1_2 | 2.259 | 2.259 | 0 | 0 | 1.5651 | 1.5651 | 0.61237 | -0.45928 | 1.2247 | -0.91856 | -68.05 | 111.95 | 0.87491 | 0.65618 | -4.615 | -4.615
Line10_11_12 | 0 | 0 | 0 | 0 | 0 | 0 | 0 | 0 | 0 | 0 | 0 | 0 | 0.87491 | 0.87491 | -4.615 | -4.615
Line11_12_13 | 0 | 0 | 0 | 0 | 0 | 0 | 0 | 0 | 0 | 0 | 0 | 0 | 0.87491 | 0.87491 | -4.615 | -4.615
Line12_13_15 | 0 | 0 | 0 | 0 | 0 | 0 | 0 | 0 | 0 | 0 | 0 | 0 | 0.87491 | 0.87491 | -4.615 | -4.615
Line13_13_14 | 0 | 0 | 0 | 0 | 0 | 0 | 0 | 0 | 0 | 0 | 0 | 0 | 0.87491 | 0.87491 | -4.615 | -4.615
Line14_15_16 | 0 | 0 | 0 | 0 | 0 | 0 | 0 | 0 | 0 | 0 | 0 | 0 | 0.87491 | 0.87491 | -4.615 | -4.615
Line15_16_17 | 0 | 0 | 0 | 0 | 0 | 0 | 0 | 0 | 0 | 0 | 0 | 0 | 0.87491 | 0.87491 | -4.615 | -4.615
Line16_4_18 | 0 | 0 | 0 | 0 | 0 | 0 | 0 | 0 | 0 | 0 | 0 | 0 | 0.87491 | 0.87491 | -4.615 | -4.615
Line17_5_19 | 0 | 0 | 0 | 0 | 0 | 0 | 0 | 0 | 0 | 0 | 0 | 0 | 0.87491 | 0.87491 | -4.615 | -4.615
Line1_1_3 | 0 | 0 | 0 | 0 | 0 | 0 | 0 | 0 | 0 | 0 | 0 | 0 | 0.87491 | 0.87491 | -4.615 | -4.615
Line2_1_4 | 0 | 0 | 0 | 0 | 0 | 0 | 0 | 0 | 0 | 0 | 0 | 0 | 0.87491 | 0.87491 | -4.615 | -4.615
Line3_1_5 | 0 | 0 | 0 | 0 | 0 | 0 | 0 | 0 | 0 | 0 | 0 | 0 | 0.87491 | 0.87491 | -4.615 | -4.615
Line4_2_6 | 2.259 | 2.259 | 0 | 0 | 1.5651 | 1.5651 | 0.45928 | -0.30619 | 0.91856 | -0.61237 | -68.05 | 111.95 | 0.65618 | 0.43745 | -4.615 | -4.615
Line5_6_7 | 2.259 | 2.259 | 0 | 0 | 1.5651 | 1.5651 | 0.30619 | -0.15309 | 0.61237 | -0.30619 | -68.05 | 111.95 | 0.43745 | 0.21873 | -4.615 | -4.615
Line6_7_8 | 2.259 | 2.259 | 0 | 4.1931 | 1.5651 | 1.5651 | 0.15309 | -1e-07 | 0.30619 | -1e-07 | -68.05 | 111.95 | 0.21873 | 0 | -4.615 | 0
Line7_8_9 | 0 | 0 | 0 | 0 | 0 | 0 | 1.1499e-21 | 0 | -5.8009e-22 | 0 | 0 | 0 | 0 | 0 | 0 | 0
Line8_8_10 | 0 | 0 | 0 | 0 | 0 | 0 | 1.1499e-21 | 0 | -5.8009e-22 | 0 | 0 | 0 | 0 | 0 | 0 | 0
Line9_3_11 | 0 | 0 | 0 | 0 | 0 | 0 | 0 | 0 | 0 | 0 | 0 | 0 | 0.87491 | 0.87491 | -4.615 | -4.615

## LLL_max_fault_6
name | pf_ikss_from_ka | pf_ikss_to_ka | pf_ip_from_ka | pf_ip_to_ka | pf_skss_from_mw | pf_skss_to_mw | pf_p_from_mw | pf_p_to_mw | pf_q_from_mvar | pf_q_to_mvar | pf_ikss_from_degree | pf_ikss_to_degree | pf_vm_from_pu | pf_vm_to_pu | pf_va_from_degree | pf_va_to_degree
Line0_1_2 | 0.033802 | 0.033802 | 0 | 0 | 0.023418 | 0.023418 | 0.017275 | -0.017241 | 0.017412 | -0.017344 | -45.346 | 134.654 | 1.0474 | 1.0443 | -0.11952 | -0.17563
Line10_11_12 | 0 | 0 | 0 | 0 | 0 | 0 | 0 | 0 | 0 | 0 | 0 | 0 | 1.0474 | 1.0474 | -0.11952 | -0.11952
Line11_12_13 | 0 | 0 | 0 | 0 | 0 | 0 | 0 | 0 | 0 | 0 | 0 | 0 | 1.0474 | 1.0474 | -0.11952 | -0.11952
Line12_13_15 | 0 | 0 | 0 | 0 | 0 | 0 | 0 | 0 | 0 | 0 | 0 | 0 | 1.0474 | 1.0474 | -0.11952 | -0.11952
Line13_13_14 | 0 | 0 | 0 | 0 | 0 | 0 | 0 | 0 | 0 | 0 | 0 | 0 | 1.0474 | 1.0474 | -0.11952 | -0.11952
Line14_15_16 | 0 | 0 | 0 | 0 | 0 | 0 | 0 | 0 | 0 | 0 | 0 | 0 | 1.0474 | 1.0474 | -0.11952 | -0.11952
Line15_16_17 | 0 | 0 | 0 | 0 | 0 | 0 | 0 | 0 | 0 | 0 | 0 | 0 | 1.0474 | 1.0474 | -0.11952 | -0.11952
Line16_4_18 | 0 | 0 | 0 | 0 | 0 | 0 | 0 | 0 | 0 | 0 | 0 | 0 | 1.0474 | 1.0474 | -0.11952 | -0.11952
Line17_5_19 | 0 | 0 | 0 | 0 | 0 | 0 | 0 | 0 | 0 | 0 | 0 | 0 | 1.0474 | 1.0474 | -0.11952 | -0.11952
Line1_1_3 | 0 | 0 | 0 | 0 | 0 | 0 | 0 | 0 | 0 | 0 | 0 | 0 | 1.0474 | 1.0474 | -0.11952 | -0.11952
Line2_1_4 | 0 | 0 | 0 | 0 | 0 | 0 | 0 | 0 | 0 | 0 | 0 | 0 | 1.0474 | 1.0474 | -0.11952 | -0.11952
Line3_1_5 | 0 | 0 | 0 | 0 | 0 | 0 | 0 | 0 | 0 | 0 | 0 | 0 | 1.0474 | 1.0474 | -0.11952 | -0.11952
Line4_2_6 | 0.033802 | 0.033802 | 0 | 0 | 0.023418 | 0.023418 | 0.017241 | -0.017207 | 0.017344 | -0.017275 | -45.346 | 134.654 | 1.0443 | 1.0412 | -0.17563 | -0.23207
Line5_6_7 | 0.033802 | 0.033802 | 0 | 0 | 0.023418 | 0.023418 | 0.017207 | -0.017173 | 0.017275 | -0.017207 | -45.346 | 134.654 | 1.0412 | 1.0381 | -0.23207 | -0.28886
Line6_7_8 | 0.033802 | 0.033802 | 0 | 0.0626 | 0.023418 | 0.023418 | 0.017173 | -0.017138 | 0.017207 | -0.017138 | -45.346 | 134.654 | 1.0381 | 1.035 | -0.28886 | -0.34598
Line7_8_9 | 0 | 0 | 0 | 0 | 0 | 0 | -1.7102e-10 | 0 | 7.2182e-11 | 0 | 0 | 0 | 1.035 | 1.035 | -0.34598 | -0.34598
Line8_8_10 | 0 | 0 | 0 | 0 | 0 | 0 | -1.7102e-10 | 0 | 7.2182e-11 | 0 | 0 | 0 | 1.035 | 1.035 | -0.34598 | -0.34598
Line9_3_11 | 0 | 0 | 0 | 0 | 0 | 0 | 0 | 0 | 0 | 0 | 0 | 0 | 1.0474 | 1.0474 | -0.11952 | -0.11952

## LLL_max_fault_10
name | pf_ikss_from_ka | pf_ikss_to_ka | pf_ip_from_ka | pf_ip_to_ka | pf_skss_from_mw | pf_skss_to_mw | pf_p_from_mw | pf_p_to_mw | pf_q_from_mvar | pf_q_to_mvar | pf_ikss_from_degree | pf_ikss_to_degree | pf_vm_from_pu | pf_vm_to_pu | pf_va_from_degree | pf_va_to_degree
Line0_1_2 | 0.035407 | 0.035407 | 0 | 0 | 0.024531 | 0.024531 | 0.018955 | -0.018918 | 0.019106 | -0.019031 | -45.3516 | 134.6484 | 1.0971 | 1.0939 | -0.12515 | -0.18126
Line10_11_12 | 0 | 0 | 0 | 0 | 0 | 0 | 0 | 0 | 0 | 0 | 0 | 0 | 1.0971 | 1.0971 | -0.12515 | -0.12515
Line11_12_13 | 0 | 0 | 0 | 0 | 0 | 0 | 0 | 0 | 0 | 0 | 0 | 0 | 1.0971 | 1.0971 | -0.12515 | -0.12515
Line12_13_15 | 0 | 0 | 0 | 0 | 0 | 0 | 0 | 0 | 0 | 0 | 0 | 0 | 1.0971 | 1.0971 | -0.12515 | -0.12515
Line13_13_14 | 0 | 0 | 0 | 0 | 0 | 0 | 0 | 0 | 0 | 0 | 0 | 0 | 1.0971 | 1.0971 | -0.12515 | -0.12515
Line14_15_16 | 0 | 0 | 0 | 0 | 0 | 0 | 0 | 0 | 0 | 0 | 0 | 0 | 1.0971 | 1.0971 | -0.12515 | -0.12515
Line15_16_17 | 0 | 0 | 0 | 0 | 0 | 0 | 0 | 0 | 0 | 0 | 0 | 0 | 1.0971 | 1.0971 | -0.12515 | -0.12515
Line16_4_18 | 0 | 0 | 0 | 0 | 0 | 0 | 0 | 0 | 0 | 0 | 0 | 0 | 1.0971 | 1.0971 | -0.12515 | -0.12515
Line17_5_19 | 0 | 0 | 0 | 0 | 0 | 0 | 0 | 0 | 0 | 0 | 0 | 0 | 1.0971 | 1.0971 | -0.12515 | -0.12515
Line1_1_3 | 0 | 0 | 0 | 0 | 0 | 0 | 0 | 0 | 0 | 0 | 0 | 0 | 1.0971 | 1.0971 | -0.12515 | -0.12515
Line2_1_4 | 0 | 0 | 0 | 0 | 0 | 0 | 0 | 0 | 0 | 0 | 0 | 0 | 1.0971 | 1.0971 | -0.12515 | -0.12515
Line3_1_5 | 0 | 0 | 0 | 0 | 0 | 0 | 0 | 0 | 0 | 0 | 0 | 0 | 1.0971 | 1.0971 | -0.12515 | -0.12515
Line4_2_6 | 0.035407 | 0.035407 | 0 | 0 | 0.024531 | 0.024531 | 0.018918 | -0.01888 | 0.019031 | -0.018955 | -45.3516 | 134.6484 | 1.0939 | 1.0906 | -0.18126 | -0.23771
Line5_6_7 | 0.035407 | 0.035407 | 0 | 0 | 0.024531 | 0.024531 | 0.01888 | -0.018842 | 0.018955 | -0.01888 | -45.3516 | 134.6484 | 1.0906 | 1.0874 | -0.23771 | -0.29449
Line6_7_8 | 0.035407 | 0.035407 | 0 | 0.065722 | 0.024531 | 0.024531 | 0.018842 | -0.018805 | 0.01888 | -0.018805 | -45.3516 | 134.6484 | 1.0874 | 1.0841 | -0.29449 | -0.35161
Line7_8_9 | 0 | 0 | 0 | 0 | 0 | 0 | -1.8919e-10 | 0 | 8.0501e-11 | 0 | 0 | 0 | 1.0841 | 1.0841 | -0.35161 | -0.35161
Line8_8_10 | 0 | 0 | 0 | 0 | 0 | 0 | -1.8919e-10 | 0 | 8.0501e-11 | 0 | 0 | 0 | 1.0841 | 1.0841 | -0.35161 | -0.35161
Line9_3_11 | 0 | 0 | 0 | 0 | 0 | 0 | 0 | 0 | 0 | 0 | 0 | 0 | 1.0971 | 1.0971 | -0.12515 | -0.12515

## LLL_min_6
name | pf_ikss_from_ka | pf_ikss_to_ka | pf_ip_from_ka | pf_ip_to_ka | pf_skss_from_mw | pf_skss_to_mw | pf_p_from_mw | pf_p_to_mw | pf_q_from_mvar | pf_q_to_mvar | pf_ikss_from_degree | pf_ikss_to_degree | pf_vm_from_pu | pf_vm_to_pu | pf_va_from_degree | pf_va_to_degree
Line0_1_2 | 1.6801 | 1.6801 | 0 | 0 | 1.164 | 1.164 | 0.65034 | -0.48775 | 0.67743 | -0.50807 | -52.8727 | 127.1273 | 0.80677 | 0.60508 | -6.7036 | -6.7036
Line10_11_12 | 0 | 0 | 0 | 0 | 0 | 0 | 0 | 0 | 0 | 0 | 0 | 0 | 0.80677 | 0.80677 | -6.7036 | -6.7036
Line11_12_13 | 0 | 0 | 0 | 0 | 0 | 0 | 0 | 0 | 0 | 0 | 0 | 0 | 0.80677 | 0.80677 | -6.7036 | -6.7036
Line12_13_15 | 0 | 0 | 0 | 0 | 0 | 0 | 0 | 0 | 0 | 0 | 0 | 0 | 0.80677 | 0.80677 | -6.7036 | -6.7036
Line13_13_14 | 0 | 0 | 0 | 0 | 0 | 0 | 0 | 0 | 0 | 0 | 0 | 0 | 0.80677 | 0.80677 | -6.7036 | -6.7036
Line14_15_16 | 0 | 0 | 0 | 0 | 0 | 0 | 0 | 0 | 0 | 0 | 0 | 0 | 0.80677 | 0.80677 | -6.7036 | -6.7036
Line15_16_17 | 0 | 0 | 0 | 0 | 0 | 0 | 0 | 0 | 0 | 0 | 0 | 0 | 0.80677 | 0.80677 | -6.7036 | -6.7036
Line16_4_18 | 0 | 0 | 0 | 0 | 0 | 0 | 0 | 0 | 0 | 0 | 0 | 0 | 0.80677 | 0.80677 | -6.7036 | -6.7036
Line17_5_19 | 0 | 0 | 0 | 0 | 0 | 0 | 0 | 0 | 0 | 0 | 0 | 0 | 0.80677 | 0.80677 | -6.7036 | -6.7036
Line1_1_3 | 0 | 0 | 0 | 0 | 0 | 0 | 0 | 0 | 0 | 0 | 0 | 0 | 0.80677 | 0.80677 | -6.7036 | -6.7036
Line2_1_4 | 0 | 0 | 0 | 0 | 0 | 0 | 0 | 0 | 0 | 0 | 0 | 0 | 0.80677 | 0.80677 | -6.7036 | -6.7036
Line3_1_5 | 0 | 0 | 0 | 0 | 0 | 0 | 0 | 0 | 0 | 0 | 0 | 0 | 0.80677 | 0.80677 | -6.7036 | -6.7036
Line4_2_6 | 1.6801 | 1.6801 | 0 | 0 | 1.164 | 1.164 | 0.48775 | -0.32517 | 0.50807 | -0.33872 | -52.8727 | 127.1273 | 0.60508 | 0.40338 | -6.7036 | -6.7036
Line5_6_7 | 1.6801 | 1.6801 | 0 | 0 | 1.164 | 1.164 | 0.32517 | -0.16258 | 0.33872 | -0.16936 | -52.8727 | 127.1273 | 0.40338 | 0.20169 | -6.7036 | -6.7036
Line6_7_8 | 1.6801 | 1.6801 | 0 | 2.6638 | 1.164 | 1.164 | 0.16258 | -1e-07 | 0.16936 | -1e-07 | -52.8727 | 127.1273 | 0.20169 | 0 | -6.7036 | 0
Line7_8_9 | 0 | 0 | 0 | 0 | 0 | 0 | 7.0075e-22 | 0 | 9.1561e-22 | 0 | 0 | 0 | 0 | 0 | 0 | 0
Line8_8_10 | 0 | 0 | 0 | 0 | 0 | 0 | 7.0075e-22 | 0 | 9.1561e-22 | 0 | 0 | 0 | 0 | 0 | 0 | 0
Line9_3_11 | 0 | 0 | 0 | 0 | 0 | 0 | 0 | 0 | 0 | 0 | 0 | 0 | 0.80677 | 0.80677 | -6.7036 | -6.7036

## LLL_min_10
name | pf_ikss_from_ka | pf_ikss_to_ka | pf_ip_from_ka | pf_ip_to_ka | pf_skss_from_mw | pf_skss_to_mw | pf_p_from_mw | pf_p_to_mw | pf_q_from_mvar | pf_q_to_mvar | pf_ikss_from_degree | pf_ikss_to_degree | pf_vm_from_pu | pf_vm_to_pu | pf_va_from_degree | pf_va_to_degree
Line0_1_2 | 1.5916 | 1.5916 | 0 | 0 | 1.1027 | 1.1027 | 0.58368 | -0.43776 | 0.608 | -0.456 | -52.8727 | 127.1273 | 0.76431 | 0.57323 | -6.7036 | -6.7036
Line10_11_12 | 0 | 0 | 0 | 0 | 0 | 0 | 0 | 0 | 0 | 0 | 0 | 0 | 0.76431 | 0.76431 | -6.7036 | -6.7036
Line11_12_13 | 0 | 0 | 0 | 0 | 0 | 0 | 0 | 0 | 0 | 0 | 0 | 0 | 0.76431 | 0.76431 | -6.7036 | -6.7036
Line12_13_15 | 0 | 0 | 0 | 0 | 0 | 0 | 0 | 0 | 0 | 0 | 0 | 0 | 0.76431 | 0.76431 | -6.7036 | -6.7036
Line13_13_14 | 0 | 0 | 0 | 0 | 0 | 0 | 0 | 0 | 0 | 0 | 0 | 0 | 0.76431 | 0.76431 | -6.7036 | -6.7036
Line14_15_16 | 0 | 0 | 0 | 0 | 0 | 0 | 0 | 0 | 0 | 0 | 0 | 0 | 0.76431 | 0.76431 | -6.7036 | -6.7036
Line15_16_17 | 0 | 0 | 0 | 0 | 0 | 0 | 0 | 0 | 0 | 0 | 0 | 0 | 0.76431 | 0.76431 | -6.7036 | -6.7036
Line16_4_18 | 0 | 0 | 0 | 0 | 0 | 0 | 0 | 0 | 0 | 0 | 0 | 0 | 0.76431 | 0.76431 | -6.7036 | -6.7036
Line17_5_19 | 0 | 0 | 0 | 0 | 0 | 0 | 0 | 0 | 0 | 0 | 0 | 0 | 0.76431 | 0.76431 | -6.7036 | -6.7036
Line1_1_3 | 0 | 0 | 0 | 0 | 0 | 0 | 0 | 0 | 0 | 0 | 0 | 0 | 0.76431 | 0.76431 | -6.7036 | -6.7036
Line2_1_4 | 0 | 0 | 0 | 0 | 0 | 0 | 0 | 0 | 0 | 0 | 0 | 0 | 0.76431 | 0.76431 | -6.7036 | -6.7036
Line3_1_5 | 0 | 0 | 0 | 0 | 0 | 0 | 0 | 0 | 0 | 0 | 0 | 0 | 0.76431 | 0.76431 | -6.7036 | -6.7036
Line4_2_6 | 1.5916 | 1.5916 | 0 | 0 | 1.1027 | 1.1027 | 0.43776 | -0.29184 | 0.456 | -0.304 | -52.8727 | 127.1273 | 0.57323 | 0.38215 | -6.7036 | -6.7036
Line5_6_7 | 1.5916 | 1.5916 | 0 | 0 | 1.1027 | 1.1027 | 0.29184 | -0.14592 | 0.304 | -0.152 | -52.8727 | 127.1273 | 0.38215 | 0.19108 | -6.7036 | -6.7036
Line6_7_8 | 1.5916 | 1.5916 | 0 | 2.5236 | 1.1027 | 1.1027 | 0.14592 | -1e-07 | 0.152 | -1e-07 | -52.8727 | 127.1273 | 0.19108 | 0 | -6.7036 | 0
Line7_8_9 | 0 | 0 | 0 | 0 | 0 | 0 | 6.276e-22 | 0 | 8.2153e-22 | 0 | 0 | 0 | 0 | 0 | 0 | 0
Line8_8_10 | 0 | 0 | 0 | 0 | 0 | 0 | 6.276e-22 | 0 | 8.2153e-22 | 0 | 0 | 0 | 0 | 0 | 0 | 0
Line9_3_11 | 0 | 0 | 0 | 0 | 0 | 0 | 0 | 0 | 0 | 0 | 0 | 0 | 0.76431 | 0.76431 | -6.7036 | -6.7036

## LLL_min_fault_6
name | pf_ikss_from_ka | pf_ikss_to_ka | pf_ip_from_ka | pf_ip_to_ka | pf_skss_from_mw | pf_skss_to_mw | pf_p_from_mw | pf_p_to_mw | pf_q_from_mvar | pf_q_to_mvar | pf_ikss_from_degree | pf_ikss_to_degree | pf_vm_from_pu | pf_vm_to_pu | pf_va_from_degree | pf_va_to_degree
Line0_1_2 | 0.030469 | 0.030469 | 0 | 0 | 0.02111 | 0.02111 | 0.01414 | -0.014086 | 0.014149 | -0.014093 | -45.1423 | 134.8577 | 0.94756 | 0.9439 | -0.12428 | -0.12874
Line10_11_12 | 0 | 0 | 0 | 0 | 0 | 0 | 0 | 0 | 0 | 0 | 0 | 0 | 0.94756 | 0.94756 | -0.12428 | -0.12428
Line11_12_13 | 0 | 0 | 0 | 0 | 0 | 0 | 0 | 0 | 0 | 0 | 0 | 0 | 0.94756 | 0.94756 | -0.12428 | -0.12428
Line12_13_15 | 0 | 0 | 0 | 0 | 0 | 0 | 0 | 0 | 0 | 0 | 0 | 0 | 0.94756 | 0.94756 | -0.12428 | -0.12428
Line13_13_14 | 0 | 0 | 0 | 0 | 0 | 0 | 0 | 0 | 0 | 0 | 0 | 0 | 0.94756 | 0.94756 | -0.12428 | -0.12428
Line14_15_16 | 0 | 0 | 0 | 0 | 0 | 0 | 0 | 0 | 0 | 0 | 0 | 0 | 0.94756 | 0.94756 | -0.12428 | -0.12428
Line15_16_17 | 0 | 0 | 0 | 0 | 0 | 0 | 0 | 0 | 0 | 0 | 0 | 0 | 0.94756 | 0.94756 | -0.12428 | -0.12428
Line16_4_18 | 0 | 0 | 0 | 0 | 0 | 0 | 0 | 0 | 0 | 0 | 0 | 0 | 0.94756 | 0.94756 | -0.12428 | -0.12428
Line17_5_19 | 0 | 0 | 0 | 0 | 0 | 0 | 0 | 0 | 0 | 0 | 0 | 0 | 0.94756 | 0.94756 | -0.12428 | -0.12428
Line1_1_3 | 0 | 0 | 0 | 0 | 0 | 0 | 0 | 0 | 0 | 0 | 0 | 0 | 0.94756 | 0.94756 | -0.12428 | -0.12428
Line2_1_4 | 0 | 0 | 0 | 0 | 0 | 0 | 0 | 0 | 0 | 0 | 0 | 0 | 0.94756 | 0.94756 | -0.12428 | -0.12428
Line3_1_5 | 0 | 0 | 0 | 0 | 0 | 0 | 0 | 0 | 0 | 0 | 0 | 0 | 0.94756 | 0.94756 | -0.12428 | -0.12428
Line4_2_6 | 0.030469 | 0.030469 | 0 | 0 | 0.02111 | 0.02111 | 0.014086 | -0.014033 | 0.014093 | -0.014037 | -45.1423 | 134.8577 | 0.9439 | 0.94024 | -0.12874 | -0.13323
Line5_6_7 | 0.030469 | 0.030469 | 0 | 0 | 0.02111 | 0.02111 | 0.014033 | -0.013979 | 0.014037 | -0.013981 | -45.1423 | 134.8577 | 0.94024 | 0.93659 | -0.13323 | -0.13776
Line6_7_8 | 0.030469 | 0.030469 | 0 | 0.04831 | 0.02111 | 0.02111 | 0.013979 | -0.013926 | 0.013981 | -0.013926 | -45.1423 | 134.8577 | 0.93659 | 0.93293 | -0.13776 | -0.14233
Line7_8_9 | 0 | 0 | 0 | 0 | 0 | 0 | -1.7514e-10 | 0 | 2.4218e-11 | 0 | 0 | 0 | 0.93293 | 0.93293 | -0.14233 | -0.14233
Line8_8_10 | 0 | 0 | 0 | 0 | 0 | 0 | -1.7514e-10 | 0 | 2.4218e-11 | 0 | 0 | 0 | 0.93293 | 0.93293 | -0.14233 | -0.14233
Line9_3_11 | 0 | 0 | 0 | 0 | 0 | 0 | 0 | 0 | 0 | 0 | 0 | 0 | 0.94756 | 0.94756 | -0.12428 | -0.12428

## LLL_min_fault_10
name | pf_ikss_from_ka | pf_ikss_to_ka | pf_ip_from_ka | pf_ip_to_ka | pf_skss_from_mw | pf_skss_to_mw | pf_p_from_mw | pf_p_to_mw | pf_q_from_mvar | pf_q_to_mvar | pf_ikss_from_degree | pf_ikss_to_degree | pf_vm_from_pu | pf_vm_to_pu | pf_va_from_degree | pf_va_to_degree
Line0_1_2 | 0.028866 | 0.028866 | 0 | 0 | 0.019999 | 0.019999 | 0.01269 | -0.012642 | 0.012698 | -0.012648 | -45.1423 | 134.8577 | 0.89769 | 0.89422 | -0.12428 | -0.12874
Line10_11_12 | 0 | 0 | 0 | 0 | 0 | 0 | 0 | 0 | 0 | 0 | 0 | 0 | 0.89769 | 0.89769 | -0.12428 | -0.12428
Line11_12_13 | 0 | 0 | 0 | 0 | 0 | 0 | 0 | 0 | 0 | 0 | 0 | 0 | 0.89769 | 0.89769 | -0.12428 | -0.12428
Line12_13_15 | 0 | 0 | 0 | 0 | 0 | 0 | 0 | 0 | 0 | 0 | 0 | 0 | 0.89769 | 0.89769 | -0.12428 | -0.12428
Line13_13_14 | 0 | 0 | 0 | 0 | 0 | 0 | 0 | 0 | 0 | 0 | 0 | 0 | 0.89769 | 0.89769 | -0.12428 | -0.12428
Line14_15_16 | 0 | 0 | 0 | 0 | 0 | 0 | 0 | 0 | 0 | 0 | 0 | 0 | 0.89769 | 0.89769 | -0.12428 | -0.12428
Line15_16_17 | 0 | 0 | 0 | 0 | 0 | 0 | 0 | 0 | 0 | 0 | 0 | 0 | 0.89769 | 0.89769 | -0.12428 | -0.12428
Line16_4_18 | 0 | 0 | 0 | 0 | 0 | 0 | 0 | 0 | 0 | 0 | 0 | 0 | 0.89769 | 0.89769 | -0.12428 | -0.12428
Line17_5_19 | 0 | 0 | 0 | 0 | 0 | 0 | 0 | 0 | 0 | 0 | 0 | 0 | 0.89769 | 0.89769 | -0.12428 | -0.12428
Line1_1_3 | 0 | 0 | 0 | 0 | 0 | 0 | 0 | 0 | 0 | 0 | 0 | 0 | 0.89769 | 0.89769 | -0.12428 | -0.12428
Line2_1_4 | 0 | 0 | 0 | 0 | 0 | 0 | 0 | 0 | 0 | 0 | 0 | 0 | 0.89769 | 0.89769 | -0.12428 | -0.12428
Line3_1_5 | 0 | 0 | 0 | 0 | 0 | 0 | 0 | 0 | 0 | 0 | 0 | 0 | 0.89769 | 0.89769 | -0.12428 | -0.12428
Line4_2_6 | 0.028866 | 0.028866 | 0 | 0 | 0.019999 | 0.019999 | 0.012642 | -0.012594 | 0.012648 | -0.012598 | -45.1423 | 134.8577 | 0.89422 | 0.89076 | -0.12874 | -0.13323
Line5_6_7 | 0.028866 | 0.028866 | 0 | 0 | 0.019999 | 0.019999 | 0.012594 | -0.012546 | 0.012598 | -0.012548 | -45.1423 | 134.8577 | 0.89076 | 0.88729 | -0.13323 | -0.13776
Line6_7_8 | 0.028866 | 0.028866 | 0 | 0.045767 | 0.019999 | 0.019999 | 0.012546 | -0.012498 | 0.012548 | -0.012498 | -45.1423 | 134.8577 | 0.88729 | 0.88383 | -0.13776 | -0.14233
Line7_8_9 | 0 | 0 | 0 | 0 | 0 | 0 | -1.5719e-10 | 0 | 2.1736e-11 | 0 | 0 | 0 | 0.88383 | 0.88383 | -0.14233 | -0.14233
Line8_8_10 | 0 | 0 | 0 | 0 | 0 | 0 | -1.5719e-10 | 0 | 2.1736e-11 | 0 | 0 | 0 | 0.88383 | 0.88383 | -0.14233 | -0.14233
Line9_3_11 | 0 | 0 | 0 | 0 | 0 | 0 | 0 | 0 | 0 | 0 | 0 | 0 | 0.89769 | 0.89769 | -0.12428 | -0.12428

## LL_max_6
name | pf_ikss_a_from_ka | pf_ikss_b_from_ka | pf_ikss_c_from_ka | pf_ikss_a_to_ka | pf_ikss_b_to_ka | pf_ikss_c_to_ka | pf_skss_a_from_mw | pf_skss_b_from_mw | pf_skss_c_from_mw | pf_skss_a_to_mw | pf_skss_b_to_mw | pf_skss_c_to_mw | pf_p_a_from_mw | pf_p_b_from_mw | pf_p_c_from_mw | pf_p_a_to_mw | pf_p_b_to_mw | pf_p_c_to_mw | pf_q_a_from_mvar | pf_q_b_from_mvar | pf_q_c_from_mvar | pf_q_a_to_mvar | pf_q_b_to_mvar | pf_q_c_to_mvar | pf_ikss_a_from_degree | pf_ikss_b_from_degree | pf_ikss_c_from_degree | pf_ikss_a_to_degree | pf_ikss_b_to_degree | pf_ikss_c_to_degree | pf_vm_a_from_pu | pf_vm_b_from_pu | pf_vm_c_from_pu | pf_vm_a_to_pu | pf_vm_b_to_pu | pf_vm_c_to_pu | pf_va_a_from_degree | pf_va_b_from_degree | pf_va_c_from_degree | pf_va_a_to_degree | pf_va_b_to_degree | pf_va_c_to_degree
Line0_1_2 | 0 | 0 | 0 | 0 | 0 | 0 | 0 | 0 | 0 | 0 | 0 | 0 | -3.1086e-16 | 2.0988e-15 | 2.9007e-15 | 2.3315e-16 | -1.6688e-15 | -3.1702e-15 | -1.1657e-16 | -2.2756e-08 | 2.2756e-08 | 1.9429e-16 | 2.2756e-08 | -2.2756e-08 | 0 | 0 | 0 | 0 | 0 | 0 | 1.05 | 0.525 | 0.525 | 1.05 | 0.525 | 0.525 | 2.0307e-06 | -180 | 180 | 2.0307e-06 | -180 | 180
Line10_11_12 | 0 | 0 | 0 | 0 | 0 | 0 | 0 | 0 | 0 | 0 | 0 | 0 | 2.3315e-16 | -1.3266e-15 | -1.2634e-15 | -2.3315e-16 | 1.7903e-15 | 8.721e-16 | 8.2634e-24 | 1.0503e-08 | -1.0503e-08 | 2.3315e-16 | -1.0503e-08 | 1.0503e-08 | 0 | 0 | 0 | 0 | 0 | 0 | 1.05 | 0.525 | 0.525 | 1.05 | 0.525 | 0.525 | 2.0307e-06 | -180 | 180 | 2.0307e-06 | -180 | 180
Line11_12_13 | 0 | 0 | 0 | 0 | 0 | 0 | 0 | 0 | 0 | 0 | 0 | 0 | -4.1317e-24 | -1.3429e-15 | -1.1671e-15 | -7.7716e-17 | 1.667e-15 | 9.0839e-16 | 1.1657e-16 | 8.7523e-09 | -8.7523e-09 | 1.1657e-16 | -8.7523e-09 | 8.7523e-09 | 0 | 0 | 0 | 0 | 0 | 0 | 1.05 | 0.525 | 0.525 | 1.05 | 0.525 | 0.525 | 2.0307e-06 | -180 | 180 | 2.0307e-06 | -180 | 180
Line12_13_15 | 0 | 0 | 0 | 0 | 0 | 0 | 0 | 0 | 0 | 0 | 0 | 0 | -2.3315e-16 | -3.6296e-16 | -1.0113e-15 | 3.1086e-16 | 4.9829e-16 | 8.7465e-16 | 1.9429e-16 | 5.2514e-09 | -5.2514e-09 | 1.1018e-23 | -5.2514e-09 | 5.2514e-09 | 0 | 0 | 0 | 0 | 0 | 0 | 1.05 | 0.525 | 0.525 | 1.05 | 0.525 | 0.525 | 2.0307e-06 | -180 | 180 | 2.0307e-06 | -180 | 180
Line13_13_14 | 0 | 0 | 0 | 0 | 0 | 0 | 0 | 0 | 0 | 0 | 0 | 0 | -3.8858e-16 | -1.4689e-16 | 1.2919e-16 | 4.6629e-16 | 2.6555e-16 | -2.8253e-16 | 7.7716e-17 | 1.7505e-09 | -1.7505e-09 | 1.5543e-16 | -1.7505e-09 | 1.7505e-09 | 0 | 0 | 0 | 0 | 0 | 0 | 1.05 | 0.525 | 0.525 | 1.05 | 0.525 | 0.525 | 2.0307e-06 | -180 | 180 | 2.0307e-06 | -180 | 180
Line14_15_16 | 0 | 0 | 0 | 0 | 0 | 0 | 0 | 0 | 0 | 0 | 0 | 0 | 1.5543e-16 | -4.6172e-16 | -1.153e-15 | -1.5543e-16 | 1.0529e-15 | 8.5049e-16 | -3.8858e-17 | 3.5009e-09 | -3.5009e-09 | 2.3315e-16 | -3.5009e-09 | 3.5009e-09 | 0 | 0 | 0 | 0 | 0 | 0 | 1.05 | 0.525 | 0.525 | 1.05 | 0.525 | 0.525 | 2.0307e-06 | -180 | 180 | 2.0307e-06 | -180 | 180
Line15_16_17 | 0 | 0 | 0 | 0 | 0 | 0 | 0 | 0 | 0 | 0 | 0 | 0 | -3.8858e-16 | 1.1469e-16 | -1.921e-16 | 3.8858e-16 | 1.9825e-16 | -1.1668e-16 | 1.5543e-16 | 1.7505e-09 | -1.7505e-09 | 3.8858e-17 | -1.7505e-09 | 1.7505e-09 | 0 | 0 | 0 | 0 | 0 | 0 | 1.05 | 0.525 | 0.525 | 1.05 | 0.525 | 0.525 | 2.0307e-06 | -180 | 180 | 2.0307e-06 | -180 | 180
Line16_4_18 | 0 | 0 | 0 | 0 | 0 | 0 | 0 | 0 | 0 | 0 | 0 | 0 | -3.1086e-16 | -1.3572e-16 | -2.8708e-16 | 1.5543e-16 | 7.5953e-16 | 1.3374e-16 | -3.8858e-17 | 1.7505e-09 | -1.7505e-09 | 2.3315e-16 | -1.7505e-09 | 1.7505e-09 | 0 | 0 | 0 | 0 | 0 | 0 | 1.05 | 0.525 | 0.525 | 1.05 | 0.525 | 0.525 | 2.0307e-06 | -180 | 180 | 2.0307e-06 | -180 | 180
Line17_5_19 | 0 | 0 | 0 | 0 | 0 | 0 | 0 | 0 | 0 | 0 | 0 | 0 | -3.1086e-16 | -1.3572e-16 | -2.8708e-16 | 1.5543e-16 | 7.5953e-16 | 1.3374e-16 | -3.8858e-17 | 1.7505e-09 | -1.7505e-09 | 2.3315e-16 | -1.7505e-09 | 1.7505e-09 | 0 | 0 | 0 | 0 | 0 | 0 | 1.05 | 0.525 | 0.525 | 1.05 | 0.525 | 0.525 | 2.0307e-06 | -180 | 180 | 2.0307e-06 | -180 | 180
Line1_1_3 | 0 | 0 | 0 | 0 | 0 | 0 | 0 | 0 | 0 | 0 | 0 | 0 | 2.3315e-16 | -1.2856e-15 | -1.6416e-15 | -3.1086e-16 | 1.6133e-15 | 1.775e-15 | 3.1086e-16 | 1.4004e-08 | -1.4004e-08 | -1.9429e-16 | -1.4004e-08 | 1.4004e-08 | 0 | 0 | 0 | 0 | 0 | 0 | 1.05 | 0.525 | 0.525 | 1.05 | 0.525 | 0.525 | 2.0307e-06 | -180 | 180 | 2.0307e-06 | -180 | 180
Line2_1_4 | 0 | 0 | 0 | 0 | 0 | 0 | 0 | 0 | 0 | 0 | 0 | 0 | -2.3315e-16 | 1.6433e-16 | -1.0321e-15 | 7.7716e-17 | -5.5972e-19 | 7.296e-16 | 1.1657e-16 | 3.5009e-09 | -3.5009e-09 | 2.7545e-24 | -3.5009e-09 | 3.5009e-09 | 0 | 0 | 0 | 0 | 0 | 0 | 1.05 | 0.525 | 0.525 | 1.05 | 0.525 | 0.525 | 2.0307e-06 | -180 | 180 | 2.0307e-06 | -180 | 180
Line3_1_5 | 0 | 0 | 0 | 0 | 0 | 0 | 0 | 0 | 0 | 0 | 0 | 0 | -2.3315e-16 | 1.6433e-16 | -1.0321e-15 | 7.7716e-17 | -5.5972e-19 | 7.296e-16 | 1.1657e-16 | 3.5009e-09 | -3.5009e-09 | 2.7545e-24 | -3.5009e-09 | 3.5009e-09 | 0 | 0 | 0 | 0 | 0 | 0 | 1.05 | 0.525 | 0.525 | 1.05 | 0.525 | 0.525 | 2.0307e-06 | -180 | 180 | 2.0307e-06 | -180 | 180
Line4_2_6 | 0 | 0 | 0 | 0 | 0 | 0 | 0 | 0 | 0 | 0 | 0 | 0 | -2.3315e-16 | 1.3847e-15 | 2.8043e-15 | 2.3315e-16 | -8.207e-16 | -2.862e-15 | -2.3315e-16 | -2.4506e-08 | 2.4506e-08 | 3.4972e-16 | 2.4506e-08 | -2.4506e-08 | 0 | 0 | 0 | 0 | 0 | 0 | 1.05 | 0.525 | 0.525 | 1.05 | 0.525 | 0.525 | 2.0307e-06 | -180 | 180 | 2.0307e-06 | -180 | 180
Line5_6_7 | 0 | 0 | 0 | 0 | 0 | 0 | 0 | 0 | 0 | 0 | 0 | 0 | -3.8858e-16 | 1.0903e-15 | 2.6224e-15 | 3.8858e-16 | -7.7256e-17 | -2.4642e-15 | -1.9429e-16 | -2.6257e-08 | 2.6257e-08 | 3.8858e-16 | 2.6257e-08 | -2.6257e-08 | 0 | 0 | 0 | 0 | 0 | 0 | 1.05 | 0.525 | 0.525 | 1.05 | 0.525 | 0.525 | 2.0307e-06 | -180 | 180 | 2.0307e-06 | -180 | 180
Line6_7_8 | 0 | 0 | 0 | 0 | 0 | 0 | 0 | 0 | 0 | 0 | 0 | 0 | -1.5543e-16 | 5.0984e-16 | 2.0379e-15 | 7.7716e-17 | 2.1806e-16 | -1.8151e-15 | -3.8858e-16 | -2.8007e-08 | 2.8007e-08 | 5.8287e-16 | 2.8007e-08 | -2.8007e-08 | 0 | 0 | 0 | 0 | 0 | 0 | 1.05 | 0.525 | 0.525 | 1.05 | 0.525 | 0.525 | 2.0307e-06 | -180 | 180 | 2.0307e-06 | -180 | 180
Line7_8_9 | 0 | 0 | 0 | 0 | 0 | 0 | 0 | 0 | 0 | 0 | 0 | 0 | -1.5543e-16 | 2.82e-17 | -6.2831e-16 | 7.7716e-17 | 1.2742e-17 | 8.6708e-18 | -3.8858e-17 | 1.7505e-09 | -1.7505e-09 | 1.9429e-16 | -1.7505e-09 | 1.7505e-09 | 0 | 0 | 0 | 0 | 0 | 0 | 1.05 | 0.525 | 0.525 | 1.05 | 0.525 | 0.525 | 2.0307e-06 | -180 | 180 | 2.0307e-06 | -180 | 180
Line8_8_10 | 0 | 0 | 0 | 0 | 0 | 0 | 0 | 0 | 0 | 0 | 0 | 0 | -2.3315e-16 | -8.8373e-17 | -4.7288e-16 | 1.5543e-16 | 1.2932e-16 | -1.4676e-16 | -8.2634e-24 | 1.7505e-09 | -1.7505e-09 | 1.9429e-16 | -1.7505e-09 | 1.7505e-09 | 0 | 0 | 0 | 0 | 0 | 0 | 1.05 | 0.525 | 0.525 | 1.05 | 0.525 | 0.525 | 2.0307e-06 | -180 | 180 | 2.0307e-06 | -180 | 180
Line9_3_11 | 0 | 0 | 0 | 0 | 0 | 0 | 0 | 0 | 0 | 0 | 0 | 0 | -8.2634e-24 | -1.1153e-15 | -1.1645e-15 | 7.7716e-17 | 1.5672e-15 | 1.1112e-15 | 2.3315e-16 | 1.2253e-08 | -1.2253e-08 | -3.8858e-17 | -1.2253e-08 | 1.2253e-08 | 0 | 0 | 0 | 0 | 0 | 0 | 1.05 | 0.525 | 0.525 | 1.05 | 0.525 | 0.525 | 2.0307e-06 | -180 | 180 | 2.0307e-06 | -180 | 180

## LL_max_10
name | pf_ikss_a_from_ka | pf_ikss_b_from_ka | pf_ikss_c_from_ka | pf_ikss_a_to_ka | pf_ikss_b_to_ka | pf_ikss_c_to_ka | pf_skss_a_from_mw | pf_skss_b_from_mw | pf_skss_c_from_mw | pf_skss_a_to_mw | pf_skss_b_to_mw | pf_skss_c_to_mw | pf_p_a_from_mw | pf_p_b_from_mw | pf_p_c_from_mw | pf_p_a_to_mw | pf_p_b_to_mw | pf_p_c_to_mw | pf_q_a_from_mvar | pf_q_b_from_mvar | pf_q_c_from_mvar | pf_q_a_to_mvar | pf_q_b_to_mvar | pf_q_c_to_mvar | pf_ikss_a_from_degree | pf_ikss_b_from_degree | pf_ikss_c_from_degree | pf_ikss_a_to_degree | pf_ikss_b_to_degree | pf_ikss_c_to_degree | pf_vm_a_from_pu | pf_vm_b_from_pu | pf_vm_c_from_pu | pf_vm_a_to_pu | pf_vm_b_to_pu | pf_vm_c_to_pu | pf_va_a_from_degree | pf_va_b_from_degree | pf_va_c_from_degree | pf_va_a_to_degree | pf_va_b_to_degree | pf_va_c_to_degree
Line0_1_2 | 0 | 0 | 0 | 0 | 0 | 0 | 0 | 0 | 0 | 0 | 0 | 0 | -4.885e-16 | 2.5632e-15 | 3.4472e-15 | 4.885e-16 | -2.0137e-15 | -3.7119e-15 | -1.7314e-23 | -2.4975e-08 | 2.4975e-08 | 2.4425e-16 | 2.4975e-08 | -2.4975e-08 | 0 | 0 | 0 | 0 | 0 | 0 | 1.1 | 0.55 | 0.55 | 1.1 | 0.55 | 0.55 | 2.0307e-06 | -180 | 180 | 2.0307e-06 | -180 | 180
Line10_11_12 | 0 | 0 | 0 | 0 | 0 | 0 | 0 | 0 | 0 | 0 | 0 | 0 | 0 | -1.1885e-15 | -1.371e-15 | -1.6283e-16 | 1.7593e-15 | 1.1277e-15 | 0 | 1.1527e-08 | -1.1527e-08 | 1.6283e-16 | -1.1527e-08 | 1.1527e-08 | 0 | 0 | 0 | 0 | 0 | 0 | 1.1 | 0.55 | 0.55 | 1.1 | 0.55 | 0.55 | 2.0307e-06 | -180 | 180 | 2.0307e-06 | -180 | 180
Line11_12_13 | 0 | 0 | 0 | 0 | 0 | 0 | 0 | 0 | 0 | 0 | 0 | 0 | -5.7713e-24 | -1.3576e-15 | -1.2654e-15 | 1.6283e-16 | 1.9032e-15 | 6.7129e-16 | 1.6283e-16 | 9.6057e-09 | -9.6057e-09 | 8.1416e-17 | -9.6057e-09 | 9.6057e-09 | 0 | 0 | 0 | 0 | 0 | 0 | 1.1 | 0.55 | 0.55 | 1.1 | 0.55 | 0.55 | 2.0307e-06 | -180 | 180 | 2.0307e-06 | -180 | 180
Line12_13_15 | 0 | 0 | 0 | 0 | 0 | 0 | 0 | 0 | 0 | 0 | 0 | 0 | 1.6283e-16 | -8.3257e-16 | -1.9008e-15 | -2.8856e-24 | 1.016e-15 | 1.2701e-15 | 1.6283e-16 | 5.7634e-09 | -5.7634e-09 | 8.1416e-17 | -5.7634e-09 | 5.7634e-09 | 0 | 0 | 0 | 0 | 0 | 0 | 1.1 | 0.55 | 0.55 | 1.1 | 0.55 | 0.55 | 2.0307e-06 | -180 | 180 | 2.0307e-06 | -180 | 180
Line13_13_14 | 0 | 0 | 0 | 0 | 0 | 0 | 0 | 0 | 0 | 0 | 0 | 0 | -1.6283e-16 | -2.5038e-16 | -5.2506e-16 | 1.6283e-16 | 8.2259e-16 | 2.0168e-16 | 8.1416e-17 | 1.9211e-09 | -1.9211e-09 | 1.6283e-16 | -1.9211e-09 | 1.9211e-09 | 0 | 0 | 0 | 0 | 0 | 0 | 1.1 | 0.55 | 0.55 | 1.1 | 0.55 | 0.55 | 2.0307e-06 | -180 | 180 | 2.0307e-06 | -180 | 180
Line14_15_16 | 0 | 0 | 0 | 0 | 0 | 0 | 0 | 0 | 0 | 0 | 0 | 0 | -1.6283e-16 | -5.9591e-16 | -1.0638e-15 | -1.6283e-16 | 8.4931e-16 | 1.073e-15 | 8.1416e-17 | 3.8423e-09 | -3.8423e-09 | 8.1416e-17 | -3.8423e-09 | 3.8423e-09 | 0 | 0 | 0 | 0 | 0 | 0 | 1.1 | 0.55 | 0.55 | 1.1 | 0.55 | 0.55 | 2.0307e-06 | -180 | 180 | 2.0307e-06 | -180 | 180
Line15_16_17 | 0 | 0 | 0 | 0 | 0 | 0 | 0 | 0 | 0 | 0 | 0 | 0 | -4.885e-16 | -1.8041e-16 | -2.1083e-16 | 3.2567e-16 | 2.6411e-16 | 2.1312e-16 | -8.1416e-17 | 1.9211e-09 | -1.9211e-09 | 2.4425e-16 | -1.9211e-09 | 1.9211e-09 | 0 | 0 | 0 | 0 | 0 | 0 | 1.1 | 0.55 | 0.55 | 1.1 | 0.55 | 0.55 | 2.0307e-06 | -180 | 180 | 2.0307e-06 | -180 | 180
Line16_4_18 | 0 | 0 | 0 | 0 | 0 | 0 | 0 | 0 | 0 | 0 | 0 | 0 | -1.6283e-16 | -4.3973e-16 | -1.4449e-16 | 4.885e-16 | 3.606e-16 | -5.0456e-16 | 8.1416e-17 | 1.9211e-09 | -1.9211e-09 | 8.1416e-17 | -1.9211e-09 | 1.9211e-09 | 0 | 0 | 0 | 0 | 0 | 0 | 1.1 | 0.55 | 0.55 | 1.1 | 0.55 | 0.55 | 2.0307e-06 | -180 | 180 | 2.0307e-06 | -180 | 180
Line17_5_19 | 0 | 0 | 0 | 0 | 0 | 0 | 0 | 0 | 0 | 0 | 0 | 0 | -1.6283e-16 | -4.3973e-16 | -1.4449e-16 | 4.885e-16 | 3.606e-16 | -5.0456e-16 | 8.1416e-17 | 1.9211e-09 | -1.9211e-09 | 8.1416e-17 | -1.9211e-09 | 1.9211e-09 | 0 | 0 | 0 | 0 | 0 | 0 | 1.1 | 0.55 | 0.55 | 1.1 | 0.55 | 0.55 | 2.0307e-06 | -180 | 180 | 2.0307e-06 | -180 | 180
Line1_1_3 | 0 | 0 | 0 | 0 | 0 | 0 | 0 | 0 | 0 | 0 | 0 | 0 | 4.885e-16 | -1.4458e-15 | -2.422e-15 | -3.2567e-16 | 1.6736e-15 | 1.917e-15 | 3.2567e-16 | 1.5369e-08 | -1.5369e-08 | -1.6283e-16 | -1.5369e-08 | 1.5369e-08 | 0 | 0 | 0 | 0 | 0 | 0 | 1.1 | 0.55 | 0.55 | 1.1 | 0.55 | 0.55 | 2.0307e-06 | -180 | 180 | 2.0307e-06 | -180 | 180
Line2_1_4 | 0 | 0 | 0 | 0 | 0 | 0 | 0 | 0 | 0 | 0 | 0 | 0 | -2.8856e-24 | 2.6952e-16 | -1.5825e-15 | 3.2567e-16 | -2.6037e-16 | 1.266e-15 | 8.1416e-17 | 3.8423e-09 | -3.8423e-09 | 1.6283e-16 | -3.8423e-09 | 3.8423e-09 | 0 | 0 | 0 | 0 | 0 | 0 | 1.1 | 0.55 | 0.55 | 1.1 | 0.55 | 0.55 | 2.0307e-06 | -180 | 180 | 2.0307e-06 | -180 | 180
Line3_1_5 | 0 | 0 | 0 | 0 | 0 | 0 | 0 | 0 | 0 | 0 | 0 | 0 | -2.8856e-24 | 2.6952e-16 | -1.5825e-15 | 3.2567e-16 | -2.6037e-16 | 1.266e-15 | 8.1416e-17 | 3.8423e-09 | -3.8423e-09 | 1.6283e-16 | -3.8423e-09 | 3.8423e-09 | 0 | 0 | 0 | 0 | 0 | 0 | 1.1 | 0.55 | 0.55 | 1.1 | 0.55 | 0.55 | 2.0307e-06 | -180 | 180 | 2.0307e-06 | -180 | 180
Line4_2_6 | 0 | 0 | 0 | 0 | 0 | 0 | 0 | 0 | 0 | 0 | 0 | 0 | 1.6283e-16 | 1.3607e-15 | 2.5194e-15 | -1.6283e-16 | -5.0527e-16 | -2.7224e-15 | -1.6283e-16 | -2.6896e-08 | 2.6896e-08 | 4.885e-16 | 2.6896e-08 | -2.6896e-08 | 0 | 0 | 0 | 0 | 0 | 0 | 1.1 | 0.55 | 0.55 | 1.1 | 0.55 | 0.55 | 2.0307e-06 | -180 | 180 | 2.0307e-06 | -180 | 180
Line5_6_7 | 0 | 0 | 0 | 0 | 0 | 0 | 0 | 0 | 0 | 0 | 0 | 0 | -8.1416e-16 | 1.53e-15 | 3.1262e-15 | 4.885e-16 | -2.011e-16 | -3.2628e-15 | -1.6283e-16 | -2.8817e-08 | 2.8817e-08 | 4.0708e-16 | 2.8817e-08 | -2.8817e-08 | 0 | 0 | 0 | 0 | 0 | 0 | 1.1 | 0.55 | 0.55 | 1.1 | 0.55 | 0.55 | 2.0307e-06 | -180 | 180 | 2.0307e-06 | -180 | 180
Line6_7_8 | 0 | 0 | 0 | 0 | 0 | 0 | 0 | 0 | 0 | 0 | 0 | 0 | -3.2567e-16 | 7.03e-16 | 2.004e-15 | -2.0199e-23 | 1.2689e-16 | -1.744e-15 | -4.0708e-16 | -3.0738e-08 | 3.0738e-08 | 5.6991e-16 | 3.0738e-08 | -3.0738e-08 | 0 | 0 | 0 | 0 | 0 | 0 | 1.1 | 0.55 | 0.55 | 1.1 | 0.55 | 0.55 | 2.0307e-06 | -180 | 180 | 2.0307e-06 | -180 | 180
Line7_8_9 | 0 | 0 | 0 | 0 | 0 | 0 | 0 | 0 | 0 | 0 | 0 | 0 | -6.5133e-16 | 1.8603e-16 | -7.2286e-18 | 3.2567e-16 | 3.0476e-16 | 9.5163e-18 | -2.3085e-23 | 1.9211e-09 | -1.9211e-09 | 1.6283e-16 | -1.9211e-09 | 1.9211e-09 | 0 | 0 | 0 | 0 | 0 | 0 | 1.1 | 0.55 | 0.55 | 1.1 | 0.55 | 0.55 | 2.0307e-06 | -180 | 180 | 2.0307e-06 | -180 | 180
Line8_8_10 | 0 | 0 | 0 | 0 | 0 | 0 | 0 | 0 | 0 | 0 | 0 | 0 | -3.2567e-16 | -2.2105e-16 | -3.3289e-16 | 1.6283e-16 | 4.6759e-16 | 9.5163e-18 | -1.6283e-16 | 1.9211e-09 | -1.9211e-09 | 2.4425e-16 | -1.9211e-09 | 1.9211e-09 | 0 | 0 | 0 | 0 | 0 | 0 | 1.1 | 0.55 | 0.55 | 1.1 | 0.55 | 0.55 | 2.0307e-06 | -180 | 180 | 2.0307e-06 | -180 | 180
Line9_3_11 | 0 | 0 | 0 | 0 | 0 | 0 | 0 | 0 | 0 | 0 | 0 | 0 | -5.7713e-24 | -1.383e-15 | -1.1075e-15 | 0 | 1.658e-15 | 1.2196e-15 | 1.6283e-16 | 1.3448e-08 | -1.3448e-08 | 0 | -1.3448e-08 | 1.3448e-08 | 0 | 0 | 0 | 0 | 0 | 0 | 1.1 | 0.55 | 0.55 | 1.1 | 0.55 | 0.55 | 2.0307e-06 | -180 | 180 | 2.0307e-06 | -180 | 180

## LL_max_fault_6
name | pf_ikss_a_from_ka | pf_ikss_b_from_ka | pf_ikss_c_from_ka | pf_ikss_a_to_ka | pf_ikss_b_to_ka | pf_ikss_c_to_ka | pf_skss_a_from_mw | pf_skss_b_from_mw | pf_skss_c_from_mw | pf_skss_a_to_mw | pf_skss_b_to_mw | pf_skss_c_to_mw | pf_p_a_from_mw | pf_p_b_from_mw | pf_p_c_from_mw | pf_p_a_to_mw | pf_p_b_to_mw | pf_p_c_to_mw | pf_q_a_from_mvar | pf_q_b_from_mvar | pf_q_c_from_mvar | pf_q_a_to_mvar | pf_q_b_to_mvar | pf_q_c_to_mvar | pf_ikss_a_from_degree | pf_ikss_b_from_degree | pf_ikss_c_from_degree | pf_ikss_a_to_degree | pf_ikss_b_to_degree | pf_ikss_c_to_degree | pf_vm_a_from_pu | pf_vm_b_from_pu | pf_vm_c_from_pu | pf_vm_a_to_pu | pf_vm_b_to_pu | pf_vm_c_to_pu | pf_va_a_from_degree | pf_va_b_from_degree | pf_va_c_from_degree | pf_va_a_to_degree | pf_va_b_to_degree | pf_va_c_to_degree
Line0_1_2 | 0 | 0 | 0 | 0 | 0 | 0 | 0 | 0 | 0 | 0 | 0 | 0 | -3.1086e-16 | 2.0511e-13 | 5.7627e-14 | 3.1086e-16 | -2.0468e-13 | -5.7275e-14 | 3.8858e-17 | -2.2756e-08 | 2.2756e-08 | 1.9429e-16 | 2.2756e-08 | -2.2756e-08 | 0 | 0 | 0 | 0 | 0 | 0 | 1.05 | 0.525 | 0.525 | 1.05 | 0.525 | 0.525 | 2.0307e-06 | -179.9997 | 179.9997 | 2.0307e-06 | -179.9997 | 179.9997
Line10_11_12 | 0 | 0 | 0 | 0 | 0 | 0 | 0 | 0 | 0 | 0 | 0 | 0 | -1.5543e-16 | -9.5199e-14 | -2.5852e-14 | 7.7716e-17 | 9.5352e-14 | 2.5616e-14 | 7.7716e-17 | 1.0503e-08 | -1.0503e-08 | 7.7716e-17 | -1.0503e-08 | 1.0503e-08 | 0 | 0 | 0 | 0 | 0 | 0 | 1.05 | 0.525 | 0.525 | 1.05 | 0.525 | 0.525 | 2.0307e-06 | -179.9997 | 179.9997 | 2.0307e-06 | -179.9997 | 179.9997
Line11_12_13 | 0 | 0 | 0 | 0 | 0 | 0 | 0 | 0 | 0 | 0 | 0 | 0 | -7.7716e-17 | -7.9136e-14 | -2.2228e-14 | -1.5543e-16 | 7.9615e-14 | 2.228e-14 | 3.8858e-17 | 8.7522e-09 | -8.7523e-09 | 1.1657e-16 | -8.7522e-09 | 8.7523e-09 | 0 | 0 | 0 | 0 | 0 | 0 | 1.05 | 0.525 | 0.525 | 1.05 | 0.525 | 0.525 | 2.0307e-06 | -179.9997 | 179.9997 | 2.0307e-06 | -179.9997 | 179.9997
Line12_13_15 | 0 | 0 | 0 | 0 | 0 | 0 | 0 | 0 | 0 | 0 | 0 | 0 | -1.5543e-16 | -4.7319e-14 | -1.3617e-14 | 7.7716e-17 | 4.7609e-14 | 1.3324e-14 | 1.5543e-16 | 5.2513e-09 | -5.2514e-09 | 2.7545e-24 | -5.2513e-09 | 5.2514e-09 | 0 | 0 | 0 | 0 | 0 | 0 | 1.05 | 0.525 | 0.525 | 1.05 | 0.525 | 0.525 | 2.0307e-06 | -179.9997 | 179.9997 | 2.0307e-06 | -179.9997 | 179.9997
Line13_13_14 | 0 | 0 | 0 | 0 | 0 | 0 | 0 | 0 | 0 | 0 | 0 | 0 | -3.8858e-16 | -1.5604e-14 | -4.1762e-15 | 3.1086e-16 | 1.5879e-14 | 3.8674e-15 | 3.8858e-17 | 1.7504e-09 | -1.7505e-09 | 1.1657e-16 | -1.7504e-09 | 1.7505e-09 | 0 | 0 | 0 | 0 | 0 | 0 | 1.05 | 0.525 | 0.525 | 1.05 | 0.525 | 0.525 | 2.0307e-06 | -179.9997 | 179.9997 | 2.0307e-06 | -179.9997 | 179.9997
Line14_15_16 | 0 | 0 | 0 | 0 | 0 | 0 | 0 | 0 | 0 | 0 | 0 | 0 | -2.7545e-24 | -3.1804e-14 | -9.4529e-15 | -4.1317e-24 | 3.1929e-14 | 9.1504e-15 | 7.7716e-17 | 3.5009e-09 | -3.5009e-09 | 1.1657e-16 | -3.5009e-09 | 3.5009e-09 | 0 | 0 | 0 | 0 | 0 | 0 | 1.05 | 0.525 | 0.525 | 1.05 | 0.525 | 0.525 | 2.0307e-06 | -179.9997 | 179.9997 | 2.0307e-06 | -179.9997 | 179.9997
Line15_16_17 | 0 | 0 | 0 | 0 | 0 | 0 | 0 | 0 | 0 | 0 | 0 | 0 | -4.6629e-16 | -1.5537e-14 | -4.342e-15 | 4.6629e-16 | 1.5967e-14 | 4.1887e-15 | -1.6527e-23 | 1.7504e-09 | -1.7505e-09 | 1.9429e-16 | -1.7504e-09 | 1.7505e-09 | 0 | 0 | 0 | 0 | 0 | 0 | 1.05 | 0.525 | 0.525 | 1.05 | 0.525 | 0.525 | 2.0307e-06 | -179.9997 | 179.9997 | 2.0307e-06 | -179.9997 | 179.9997
Line16_4_18 | 0 | 0 | 0 | 0 | 0 | 0 | 0 | 0 | 0 | 0 | 0 | 0 | -1.5543e-16 | -1.6021e-14 | -4.7479e-15 | 1.5543e-16 | 1.6178e-14 | 4.2837e-15 | -5.5089e-24 | 1.7504e-09 | -1.7505e-09 | 1.9429e-16 | -1.7504e-09 | 1.7505e-09 | 0 | 0 | 0 | 0 | 0 | 0 | 1.05 | 0.525 | 0.525 | 1.05 | 0.525 | 0.525 | 2.0307e-06 | -179.9997 | 179.9997 | 2.0307e-06 | -179.9997 | 179.9997
Line17_5_19 | 0 | 0 | 0 | 0 | 0 | 0 | 0 | 0 | 0 | 0 | 0 | 0 | -1.5543e-16 | -1.6021e-14 | -4.7479e-15 | 1.5543e-16 | 1.6178e-14 | 4.2837e-15 | -5.5089e-24 | 1.7504e-09 | -1.7505e-09 | 1.9429e-16 | -1.7504e-09 | 1.7505e-09 | 0 | 0 | 0 | 0 | 0 | 0 | 1.05 | 0.525 | 0.525 | 1.05 | 0.525 | 0.525 | 2.0307e-06 | -179.9997 | 179.9997 | 2.0307e-06 | -179.9997 | 179.9997
Line1_1_3 | 0 | 0 | 0 | 0 | 0 | 0 | 0 | 0 | 0 | 0 | 0 | 0 | 2.3315e-16 | -1.2615e-13 | -3.4997e-14 | -3.1086e-16 | 1.2648e-13 | 3.513e-14 | 4.2744e-16 | 1.4004e-08 | -1.4004e-08 | -2.72e-16 | -1.4004e-08 | 1.4004e-08 | 0 | 0 | 0 | 0 | 0 | 0 | 1.05 | 0.525 | 0.525 | 1.05 | 0.525 | 0.525 | 2.0307e-06 | -179.9997 | 179.9997 | 2.0307e-06 | -179.9997 | 179.9997
Line2_1_4 | 0 | 0 | 0 | 0 | 0 | 0 | 0 | 0 | 0 | 0 | 0 | 0 | -1.5543e-16 | -3.1101e-14 | -9.6429e-15 | 7.7716e-17 | 3.1109e-14 | 9.3403e-15 | 1.5543e-16 | 3.5009e-09 | -3.5009e-09 | 3.8858e-17 | -3.5009e-09 | 3.5009e-09 | 0 | 0 | 0 | 0 | 0 | 0 | 1.05 | 0.525 | 0.525 | 1.05 | 0.525 | 0.525 | 2.0307e-06 | -179.9997 | 179.9997 | 2.0307e-06 | -179.9997 | 179.9997
Line3_1_5 | 0 | 0 | 0 | 0 | 0 | 0 | 0 | 0 | 0 | 0 | 0 | 0 | -1.5543e-16 | -3.1101e-14 | -9.6429e-15 | 7.7716e-17 | 3.1109e-14 | 9.3403e-15 | 1.5543e-16 | 3.5009e-09 | -3.5009e-09 | 3.8858e-17 | -3.5009e-09 | 3.5009e-09 | 0 | 0 | 0 | 0 | 0 | 0 | 1.05 | 0.525 | 0.525 | 1.05 | 0.525 | 0.525 | 2.0307e-06 | -179.9997 | 179.9997 | 2.0307e-06 | -179.9997 | 179.9997
Line4_2_6 | 0 | 0 | 0 | 0 | 0 | 0 | 0 | 0 | 0 | 0 | 0 | 0 | -2.3315e-16 | 2.1993e-13 | 6.137e-14 | 7.7716e-17 | -2.1932e-13 | -6.1272e-14 | -1.9429e-16 | -2.4506e-08 | 2.4506e-08 | 3.8858e-16 | 2.4506e-08 | -2.4506e-08 | 0 | 0 | 0 | 0 | 0 | 0 | 1.05 | 0.525 | 0.525 | 1.05 | 0.525 | 0.525 | 2.0307e-06 | -179.9997 | 179.9997 | 2.0307e-06 | -179.9997 | 179.9997
Line5_6_7 | 0 | 0 | 0 | 0 | 0 | 0 | 0 | 0 | 0 | 0 | 0 | 0 | -2.3315e-16 | 2.3513e-13 | 6.5338e-14 | 3.1086e-16 | -2.3443e-13 | -6.5335e-14 | -3.1086e-16 | -2.6257e-08 | 2.6257e-08 | 4.6629e-16 | 2.6257e-08 | -2.6257e-08 | 0 | 0 | 0 | 0 | 0 | 0 | 1.05 | 0.525 | 0.525 | 1.05 | 0.525 | 0.525 | 2.0307e-06 | -179.9997 | 179.9997 | 2.0307e-06 | -179.9997 | 179.9997
Line6_7_8 | 0 | 0 | 0 | 0 | 0 | 0 | 0 | 0 | 0 | 0 | 0 | 0 | -3.1086e-16 | 2.5063e-13 | 6.8903e-14 | 2.3315e-16 | -2.499e-13 | -6.8836e-14 | -3.1086e-16 | -2.8007e-08 | 2.8007e-08 | 5.0515e-16 | 2.8007e-08 | -2.8007e-08 | 0 | 0 | 0 | 0 | 0 | 0 | 1.05 | 0.525 | 0.525 | 1.05 | 0.525 | 0.525 | 2.0307e-06 | -179.9997 | 179.9997 | 2.0307e-06 | -179.9997 | 179.9997
Line7_8_9 | 0 | 0 | 0 | 0 | 0 | 0 | 0 | 0 | 0 | 0 | 0 | 0 | -3.1086e-16 | -1.5352e-14 | -4.4674e-15 | 2.3315e-16 | 1.5703e-14 | 4.1586e-15 | 7.7716e-17 | 1.7504e-09 | -1.7505e-09 | 1.1657e-16 | -1.7504e-09 | 1.7505e-09 | 0 | 0 | 0 | 0 | 0 | 0 | 1.05 | 0.525 | 0.525 | 1.05 | 0.525 | 0.525 | 2.0307e-06 | -179.9997 | 179.9997 | 2.0307e-06 | -179.9997 | 179.9997
Line8_8_10 | 0 | 0 | 0 | 0 | 0 | 0 | 0 | 0 | 0 | 0 | 0 | 0 | -2.3315e-16 | -1.5507e-14 | -4.4674e-15 | 1.5543e-16 | 1.5859e-14 | 4.1586e-15 | -8.2634e-24 | 1.7504e-09 | -1.7505e-09 | 1.9429e-16 | -1.7504e-09 | 1.7505e-09 | 0 | 0 | 0 | 0 | 0 | 0 | 1.05 | 0.525 | 0.525 | 1.05 | 0.525 | 0.525 | 2.0307e-06 | -179.9997 | 179.9997 | 2.0307e-06 | -179.9997 | 179.9997
Line9_3_11 | 0 | 0 | 0 | 0 | 0 | 0 | 0 | 0 | 0 | 0 | 0 | 0 | 7.7716e-17 | -1.1052e-13 | -3.068e-14 | -2.3315e-16 | 1.1101e-13 | 3.0627e-14 | 1.5543e-16 | 1.2253e-08 | -1.2253e-08 | -3.8858e-17 | -1.2253e-08 | 1.2253e-08 | 0 | 0 | 0 | 0 | 0 | 0 | 1.05 | 0.525 | 0.525 | 1.05 | 0.525 | 0.525 | 2.0307e-06 | -179.9997 | 179.9997 | 2.0307e-06 | -179.9997 | 179.9997

## LL_max_fault_10
name | pf_ikss_a_from_ka | pf_ikss_b_from_ka | pf_ikss_c_from_ka | pf_ikss_a_to_ka | pf_ikss_b_to_ka | pf_ikss_c_to_ka | pf_skss_a_from_mw | pf_skss_b_from_mw | pf_skss_c_from_mw | pf_skss_a_to_mw | pf_skss_b_to_mw | pf_skss_c_to_mw | pf_p_a_from_mw | pf_p_b_from_mw | pf_p_c_from_mw | pf_p_a_to_mw | pf_p_b_to_mw | pf_p_c_to_mw | pf_q_a_from_mvar | pf_q_b_from_mvar | pf_q_c_from_mvar | pf_q_a_to_mvar | pf_q_b_to_mvar | pf_q_c_to_mvar | pf_ikss_a_from_degree | pf_ikss_b_from_degree | pf_ikss_c_from_degree | pf_ikss_a_to_degree | pf_ikss_b_to_degree | pf_ikss_c_to_degree | pf_vm_a_from_pu | pf_vm_b_from_pu | pf_vm_c_from_pu | pf_vm_a_to_pu | pf_vm_b_to_pu | pf_vm_c_to_pu | pf_va_a_from_degree | pf_va_b_from_degree | pf_va_c_from_degree | pf_va_a_to_degree | pf_va_b_to_degree | pf_va_c_to_degree
Line0_1_2 | 0 | 0 | 0 | 0 | 0 | 0 | 0 | 0 | 0 | 0 | 0 | 0 | -3.2567e-16 | 2.2524e-13 | 6.3293e-14 | 1.6283e-16 | -2.2412e-13 | -6.3232e-14 | -1.6283e-16 | -2.4975e-08 | 2.4975e-08 | 3.2567e-16 | 2.4975e-08 | -2.4975e-08 | 0 | 0 | 0 | 0 | 0 | 0 | 1.1 | 0.55 | 0.55 | 1.1 | 0.55 | 0.55 | 2.0307e-06 | -179.9997 | 179.9997 | 2.0307e-06 | -179.9997 | 179.9997
Line10_11_12 | 0 | 0 | 0 | 0 | 0 | 0 | 0 | 0 | 0 | 0 | 0 | 0 | 8.6568e-24 | -1.0416e-13 | -2.8792e-14 | -1.6283e-16 | 1.0482e-13 | 2.8874e-14 | -2.4425e-16 | 1.1527e-08 | -1.1527e-08 | 2.4425e-16 | -1.1527e-08 | 1.1527e-08 | 0 | 0 | 0 | 0 | 0 | 0 | 1.1 | 0.55 | 0.55 | 1.1 | 0.55 | 0.55 | 2.0307e-06 | -179.9997 | 179.9997 | 2.0307e-06 | -179.9997 | 179.9997
Line11_12_13 | 0 | 0 | 0 | 0 | 0 | 0 | 0 | 0 | 0 | 0 | 0 | 0 | -2.8856e-24 | -8.6546e-14 | -2.4333e-14 | 1.6283e-16 | 8.6684e-14 | 2.439e-14 | 8.1416e-17 | 9.6056e-09 | -9.6057e-09 | 8.1416e-17 | -9.6056e-09 | 9.6057e-09 | 0 | 0 | 0 | 0 | 0 | 0 | 1.1 | 0.55 | 0.55 | 1.1 | 0.55 | 0.55 | 2.0307e-06 | -179.9997 | 179.9997 | 2.0307e-06 | -179.9997 | 179.9997
Line12_13_15 | 0 | 0 | 0 | 0 | 0 | 0 | 0 | 0 | 0 | 0 | 0 | 0 | -3.2567e-16 | -5.1832e-14 | -1.4634e-14 | 3.2567e-16 | 5.2341e-14 | 1.4329e-14 | 3.2567e-16 | 5.7633e-09 | -5.7634e-09 | 1.1542e-23 | -5.7633e-09 | 5.7634e-09 | 0 | 0 | 0 | 0 | 0 | 0 | 1.1 | 0.55 | 0.55 | 1.1 | 0.55 | 0.55 | 2.0307e-06 | -179.9997 | 179.9997 | 2.0307e-06 | -179.9997 | 179.9997
Line13_13_14 | 0 | 0 | 0 | 0 | 0 | 0 | 0 | 0 | 0 | 0 | 0 | 0 | -3.2567e-16 | -1.7223e-14 | -4.5524e-15 | 3.2567e-16 | 1.7714e-14 | 4.5547e-15 | 8.1416e-17 | 1.9211e-09 | -1.9211e-09 | 2.4425e-16 | -1.9211e-09 | 1.9211e-09 | 0 | 0 | 0 | 0 | 0 | 0 | 1.1 | 0.55 | 0.55 | 1.1 | 0.55 | 0.55 | 2.0307e-06 | -179.9997 | 179.9997 | 2.0307e-06 | -179.9997 | 179.9997
Line14_15_16 | 0 | 0 | 0 | 0 | 0 | 0 | 0 | 0 | 0 | 0 | 0 | 0 | -1.6283e-16 | -3.4378e-14 | -1.0095e-14 | 1.6283e-16 | 3.4876e-14 | 9.779e-15 | 1.6283e-16 | 3.8422e-09 | -3.8423e-09 | 8.1416e-17 | -3.8422e-09 | 3.8423e-09 | 0 | 0 | 0 | 0 | 0 | 0 | 1.1 | 0.55 | 0.55 | 1.1 | 0.55 | 0.55 | 2.0307e-06 | -179.9997 | 179.9997 | 2.0307e-06 | -179.9997 | 179.9997
Line15_16_17 | 0 | 0 | 0 | 0 | 0 | 0 | 0 | 0 | 0 | 0 | 0 | 0 | -1.6283e-16 | -1.7153e-14 | -5.2151e-15 | 3.2567e-16 | 1.7481e-14 | 4.8918e-15 | -8.1416e-17 | 1.9211e-09 | -1.9211e-09 | 2.4425e-16 | -1.9211e-09 | 1.9211e-09 | 0 | 0 | 0 | 0 | 0 | 0 | 1.1 | 0.55 | 0.55 | 1.1 | 0.55 | 0.55 | 2.0307e-06 | -179.9997 | 179.9997 | 2.0307e-06 | -179.9997 | 179.9997
Line16_4_18 | 0 | 0 | 0 | 0 | 0 | 0 | 0 | 0 | 0 | 0 | 0 | 0 | -6.5133e-16 | -1.7005e-14 | -4.8231e-15 | 4.885e-16 | 1.7496e-14 | 4.8254e-15 | -2.3085e-23 | 1.9211e-09 | -1.9211e-09 | 1.6283e-16 | -1.9211e-09 | 1.9211e-09 | 0 | 0 | 0 | 0 | 0 | 0 | 1.1 | 0.55 | 0.55 | 1.1 | 0.55 | 0.55 | 2.0307e-06 | -179.9997 | 179.9997 | 2.0307e-06 | -179.9997 | 179.9997
Line17_5_19 | 0 | 0 | 0 | 0 | 0 | 0 | 0 | 0 | 0 | 0 | 0 | 0 | -6.5133e-16 | -1.7005e-14 | -4.8231e-15 | 4.885e-16 | 1.7496e-14 | 4.8254e-15 | -2.3085e-23 | 1.9211e-09 | -1.9211e-09 | 1.6283e-16 | -1.9211e-09 | 1.9211e-09 | 0 | 0 | 0 | 0 | 0 | 0 | 1.1 | 0.55 | 0.55 | 1.1 | 0.55 | 0.55 | 2.0307e-06 | -179.9997 | 179.9997 | 2.0307e-06 | -179.9997 | 179.9997
Line1_1_3 | 0 | 0 | 0 | 0 | 0 | 0 | 0 | 0 | 0 | 0 | 0 | 0 | 1.6283e-16 | -1.3828e-13 | -3.8549e-14 | -3.2567e-16 | 1.3892e-13 | 3.8369e-14 | 4.0708e-16 | 1.5369e-08 | -1.5369e-08 | -2.4425e-16 | -1.5369e-08 | 1.5369e-08 | 0 | 0 | 0 | 0 | 0 | 0 | 1.1 | 0.55 | 0.55 | 1.1 | 0.55 | 0.55 | 2.0307e-06 | -179.9997 | 179.9997 | 2.0307e-06 | -179.9997 | 179.9997
Line2_1_4 | 0 | 0 | 0 | 0 | 0 | 0 | 0 | 0 | 0 | 0 | 0 | 0 | -1.6283e-16 | -3.4327e-14 | -1.0288e-14 | -1.6283e-16 | 3.4906e-14 | 1.0298e-14 | 8.1416e-17 | 3.8422e-09 | -3.8423e-09 | 8.1416e-17 | -3.8422e-09 | 3.8423e-09 | 0 | 0 | 0 | 0 | 0 | 0 | 1.1 | 0.55 | 0.55 | 1.1 | 0.55 | 0.55 | 2.0307e-06 | -179.9997 | 179.9997 | 2.0307e-06 | -179.9997 | 179.9997
Line3_1_5 | 0 | 0 | 0 | 0 | 0 | 0 | 0 | 0 | 0 | 0 | 0 | 0 | -1.6283e-16 | -3.4327e-14 | -1.0288e-14 | -1.6283e-16 | 3.4906e-14 | 1.0298e-14 | 8.1416e-17 | 3.8422e-09 | -3.8423e-09 | 8.1416e-17 | -3.8422e-09 | 3.8423e-09 | 0 | 0 | 0 | 0 | 0 | 0 | 1.1 | 0.55 | 0.55 | 1.1 | 0.55 | 0.55 | 2.0307e-06 | -179.9997 | 179.9997 | 2.0307e-06 | -179.9997 | 179.9997
Line4_2_6 | 0 | 0 | 0 | 0 | 0 | 0 | 0 | 0 | 0 | 0 | 0 | 0 | -3.2567e-16 | 2.4183e-13 | 6.7044e-14 | 1.6283e-16 | -2.4081e-13 | -6.6921e-14 | -1.6283e-16 | -2.6896e-08 | 2.6896e-08 | 3.2567e-16 | 2.6896e-08 | -2.6896e-08 | 0 | 0 | 0 | 0 | 0 | 0 | 1.1 | 0.55 | 0.55 | 1.1 | 0.55 | 0.55 | 2.0307e-06 | -179.9997 | 179.9997 | 2.0307e-06 | -179.9997 | 179.9997
Line5_6_7 | 0 | 0 | 0 | 0 | 0 | 0 | 0 | 0 | 0 | 0 | 0 | 0 | -8.1416e-16 | 2.584e-13 | 7.2003e-14 | 6.5133e-16 | -2.5764e-13 | -7.1814e-14 | -2.4425e-16 | -2.8817e-08 | 2.8817e-08 | 3.2567e-16 | 2.8817e-08 | -2.8817e-08 | 0 | 0 | 0 | 0 | 0 | 0 | 1.1 | 0.55 | 0.55 | 1.1 | 0.55 | 0.55 | 2.0307e-06 | -179.9997 | 179.9997 | 2.0307e-06 | -179.9997 | 179.9997
Line6_7_8 | 0 | 0 | 0 | 0 | 0 | 0 | 0 | 0 | 0 | 0 | 0 | 0 | -3.2567e-16 | 2.7495e-13 | 7.5885e-14 | 3.2567e-16 | -2.742e-13 | -7.5625e-14 | -4.0708e-16 | -3.0738e-08 | 3.0738e-08 | 4.885e-16 | 3.0738e-08 | -3.0738e-08 | 0 | 0 | 0 | 0 | 0 | 0 | 1.1 | 0.55 | 0.55 | 1.1 | 0.55 | 0.55 | 2.0307e-06 | -179.9997 | 179.9997 | 2.0307e-06 | -179.9997 | 179.9997
Line7_8_9 | 0 | 0 | 0 | 0 | 0 | 0 | 0 | 0 | 0 | 0 | 0 | 0 | -1.6283e-16 | -1.7275e-14 | -5.0115e-15 | -8.6568e-24 | 1.744e-14 | 4.6882e-15 | -8.1416e-17 | 1.9211e-09 | -1.9211e-09 | 2.4425e-16 | -1.9211e-09 | 1.9211e-09 | 0 | 0 | 0 | 0 | 0 | 0 | 1.1 | 0.55 | 0.55 | 1.1 | 0.55 | 0.55 | 2.0307e-06 | -179.9997 | 179.9997 | 2.0307e-06 | -179.9997 | 179.9997
Line8_8_10 | 0 | 0 | 0 | 0 | 0 | 0 | 0 | 0 | 0 | 0 | 0 | 0 | -1.6283e-16 | -1.7275e-14 | -5.0115e-15 | -1.1542e-23 | 1.744e-14 | 4.6882e-15 | -8.1416e-17 | 1.9211e-09 | -1.9211e-09 | 3.2567e-16 | -1.9211e-09 | 1.9211e-09 | 0 | 0 | 0 | 0 | 0 | 0 | 1.1 | 0.55 | 0.55 | 1.1 | 0.55 | 0.55 | 2.0307e-06 | -179.9997 | 179.9997 | 2.0307e-06 | -179.9997 | 179.9997
Line9_3_11 | 0 | 0 | 0 | 0 | 0 | 0 | 0 | 0 | 0 | 0 | 0 | 0 | -3.2567e-16 | -1.21e-13 | -3.3532e-14 | 8.6568e-24 | 1.2161e-13 | 3.3319e-14 | 3.2567e-16 | 1.3448e-08 | -1.3448e-08 | -2.4425e-16 | -1.3448e-08 | 1.3448e-08 | 0 | 0 | 0 | 0 | 0 | 0 | 1.1 | 0.55 | 0.55 | 1.1 | 0.55 | 0.55 | 2.0307e-06 | -179.9997 | 179.9997 | 2.0307e-06 | -179.9997 | 179.9997

## LL_min_6
name | pf_ikss_a_from_ka | pf_ikss_b_from_ka | pf_ikss_c_from_ka | pf_ikss_a_to_ka | pf_ikss_b_to_ka | pf_ikss_c_to_ka | pf_skss_a_from_mw | pf_skss_b_from_mw | pf_skss_c_from_mw | pf_skss_a_to_mw | pf_skss_b_to_mw | pf_skss_c_to_mw | pf_p_a_from_mw | pf_p_b_from_mw | pf_p_c_from_mw | pf_p_a_to_mw | pf_p_b_to_mw | pf_p_c_to_mw | pf_q_a_from_mvar | pf_q_b_from_mvar | pf_q_c_from_mvar | pf_q_a_to_mvar | pf_q_b_to_mvar | pf_q_c_to_mvar | pf_ikss_a_from_degree | pf_ikss_b_from_degree | pf_ikss_c_from_degree | pf_ikss_a_to_degree | pf_ikss_b_to_degree | pf_ikss_c_to_degree | pf_vm_a_from_pu | pf_vm_b_from_pu | pf_vm_c_from_pu | pf_vm_a_to_pu | pf_vm_b_to_pu | pf_vm_c_to_pu | pf_va_a_from_degree | pf_va_b_from_degree | pf_va_c_from_degree | pf_va_a_to_degree | pf_va_b_to_degree | pf_va_c_to_degree
Line0_1_2 | 0 | 0 | 0 | 0 | 0 | 0 | 0 | 0 | 0 | 0 | 0 | 0 | 1.4063e-16 | 3.5135e-15 | -1.7433e-15 | -1.4063e-16 | -3.0301e-15 | 2.297e-15 | 2.1094e-16 | -1.8628e-08 | 1.8628e-08 | -1.4063e-16 | 1.8628e-08 | -1.8628e-08 | 0 | 0 | 0 | 0 | 0 | 0 | 0.95 | 0.475 | 0.475 | 0.95 | 0.475 | 0.475 | 1.5346e-06 | -180 | 180 | 1.5346e-06 | -180 | -180
Line10_11_12 | 0 | 0 | 0 | 0 | 0 | 0 | 0 | 0 | 0 | 0 | 0 | 0 | -1.4063e-16 | -1.9462e-15 | 5.2058e-16 | 7.0314e-17 | 1.9587e-15 | -2.6201e-16 | 7.0314e-17 | 8.5975e-09 | -8.5975e-09 | 1.8833e-24 | -8.5975e-09 | 8.5975e-09 | 0 | 0 | 0 | 0 | 0 | 0 | 0.95 | 0.475 | 0.475 | 0.95 | 0.475 | 0.475 | 1.5346e-06 | -180 | 180 | 1.5346e-06 | -180 | 180
Line11_12_13 | 0 | 0 | 0 | 0 | 0 | 0 | 0 | 0 | 0 | 0 | 0 | 0 | -2.8126e-16 | -1.5385e-15 | 7.8085e-16 | 3.5157e-16 | 1.4446e-15 | -6.9895e-16 | 1.4063e-16 | 7.1646e-09 | -7.1646e-09 | -1.4063e-16 | -7.1646e-09 | 7.1646e-09 | 0 | 0 | 0 | 0 | 0 | 0 | 0.95 | 0.475 | 0.475 | 0.95 | 0.475 | 0.475 | 1.5346e-06 | -180 | 180 | 1.5346e-06 | -180 | 180
Line12_13_15 | 0 | 0 | 0 | 0 | 0 | 0 | 0 | 0 | 0 | 0 | 0 | 0 | 7.0314e-17 | -9.5816e-16 | -5.8765e-17 | 7.0314e-17 | 9.5249e-16 | -5.2379e-17 | -7.0314e-17 | 4.2987e-09 | -4.2987e-09 | 1.4063e-16 | -4.2987e-09 | 4.2987e-09 | 0 | 0 | 0 | 0 | 0 | 0 | 0.95 | 0.475 | 0.475 | 0.95 | 0.475 | 0.475 | 1.5346e-06 | -180 | 180 | 1.5346e-06 | -180 | 180
Line13_13_14 | 0 | 0 | 0 | 0 | 0 | 0 | 0 | 0 | 0 | 0 | 0 | 0 | 1.4063e-16 | -1.4692e-17 | -2.5397e-16 | 1.8833e-24 | 5.3125e-17 | 1.1662e-16 | 7.0314e-17 | 1.4329e-09 | -1.4329e-09 | -7.0314e-17 | -1.4329e-09 | 1.4329e-09 | 0 | 0 | 0 | 0 | 0 | 0 | 0.95 | 0.475 | 0.475 | 0.95 | 0.475 | 0.475 | 1.5346e-06 | -180 | 180 | 1.5346e-06 | -180 | 180
Line14_15_16 | 0 | 0 | 0 | 0 | 0 | 0 | 0 | 0 | 0 | 0 | 0 | 0 | 1.8833e-24 | -7.8734e-16 | 3.4919e-17 | -5.65e-24 | 7.6529e-16 | -2.1815e-17 | -7.0314e-17 | 2.8658e-09 | -2.8658e-09 | 2.1094e-16 | -2.8658e-09 | 2.8658e-09 | 0 | 0 | 0 | 0 | 0 | 0 | 0.95 | 0.475 | 0.475 | 0.95 | 0.475 | 0.475 | 1.5346e-06 | -180 | 180 | 1.5346e-06 | -180 | 180
Line15_16_17 | 0 | 0 | 0 | 0 | 0 | 0 | 0 | 0 | 0 | 0 | 0 | 0 | 7.0314e-17 | -2.4201e-16 | 1.0907e-17 | -7.0314e-17 | 2.4529e-16 | -7.6314e-18 | 1.8833e-24 | 1.4329e-09 | -1.4329e-09 | 7.0314e-17 | -1.4329e-09 | 1.4329e-09 | 0 | 0 | 0 | 0 | 0 | 0 | 0.95 | 0.475 | 0.475 | 0.95 | 0.475 | 0.475 | 1.5346e-06 | -180 | 180 | 1.5346e-06 | -180 | 180
Line16_4_18 | 0 | 0 | 0 | 0 | 0 | 0 | 0 | 0 | 0 | 0 | 0 | 0 | 1.8833e-24 | -2.5248e-16 | 2.4654e-16 | -1.8833e-24 | 1.1513e-16 | -1.0264e-16 | -7.0314e-17 | 1.4329e-09 | -1.4329e-09 | 7.0314e-17 | -1.4329e-09 | 1.4329e-09 | 0 | 0 | 0 | 0 | 0 | 0 | 0.95 | 0.475 | 0.475 | 0.95 | 0.475 | 0.475 | 1.5346e-06 | -180 | 180 | 1.5346e-06 | -180 | 180
Line17_5_19 | 0 | 0 | 0 | 0 | 0 | 0 | 0 | 0 | 0 | 0 | 0 | 0 | 1.8833e-24 | -2.5248e-16 | 2.4654e-16 | -1.8833e-24 | 1.1513e-16 | -1.0264e-16 | -7.0314e-17 | 1.4329e-09 | -1.4329e-09 | 7.0314e-17 | -1.4329e-09 | 1.4329e-09 | 0 | 0 | 0 | 0 | 0 | 0 | 0.95 | 0.475 | 0.475 | 0.95 | 0.475 | 0.475 | 1.5346e-06 | -180 | 180 | 1.5346e-06 | -180 | 180
Line1_1_3 | 0 | 0 | 0 | 0 | 0 | 0 | 0 | 0 | 0 | 0 | 0 | 0 | -2.1094e-16 | -1.7565e-15 | 1.3216e-15 | 2.1094e-16 | 1.931e-15 | -9.7131e-16 | 2.1094e-16 | 1.1463e-08 | -1.1463e-08 | -1.4063e-16 | -1.1463e-08 | 1.1463e-08 | 0 | 0 | 0 | 0 | 0 | 0 | 0.95 | 0.475 | 0.475 | 0.95 | 0.475 | 0.475 | 1.5346e-06 | -180 | 180 | 1.5346e-06 | -180 | 180
Line2_1_4 | 0 | 0 | 0 | 0 | 0 | 0 | 0 | 0 | 0 | 0 | 0 | 0 | 1.8833e-24 | -5.2701e-16 | 2.2493e-16 | -1.8833e-24 | 4.698e-16 | -7.1199e-17 | -7.0314e-17 | 2.8658e-09 | -2.8658e-09 | 7.0314e-17 | -2.8658e-09 | 2.8658e-09 | 0 | 0 | 0 | 0 | 0 | 0 | 0.95 | 0.475 | 0.475 | 0.95 | 0.475 | 0.475 | 1.5346e-06 | -180 | 180 | 1.5346e-06 | -180 | 180
Line3_1_5 | 0 | 0 | 0 | 0 | 0 | 0 | 0 | 0 | 0 | 0 | 0 | 0 | 1.8833e-24 | -5.2701e-16 | 2.2493e-16 | -1.8833e-24 | 4.698e-16 | -7.1199e-17 | -7.0314e-17 | 2.8658e-09 | -2.8658e-09 | 7.0314e-17 | -2.8658e-09 | 2.8658e-09 | 0 | 0 | 0 | 0 | 0 | 0 | 0.95 | 0.475 | 0.475 | 0.95 | 0.475 | 0.475 | 1.5346e-06 | -180 | 180 | 1.5346e-06 | -180 | 180
Line4_2_6 | 0 | 0 | 0 | 0 | 0 | 0 | 0 | 0 | 0 | 0 | 0 | 0 | -9.4167e-24 | 3.4444e-15 | -2.3114e-15 | -7.0314e-17 | -2.8023e-15 | 3.0941e-15 | 3.5157e-16 | -2.0061e-08 | 2.0061e-08 | -2.8126e-16 | 2.0061e-08 | -2.0061e-08 | 0 | 0 | 0 | 0 | 0 | 0 | 0.95 | 0.475 | 0.475 | 0.95 | 0.475 | 0.475 | 1.5346e-06 | -180 | -180 | 1.5346e-06 | -180 | -180
Line5_6_7 | 0 | 0 | 0 | 0 | 0 | 0 | 0 | 0 | 0 | 0 | 0 | 0 | 1.4063e-16 | 2.5027e-15 | -3.2951e-15 | -1.4063e-16 | -1.9062e-15 | 4.0322e-15 | 2.1094e-16 | -2.1494e-08 | 2.1494e-08 | -1.4063e-16 | 2.1494e-08 | -2.1494e-08 | 0 | 0 | 0 | 0 | 0 | 0 | 0.95 | 0.475 | 0.475 | 0.95 | 0.475 | 0.475 | 1.5346e-06 | -180 | -180 | 1.5346e-06 | 180 | -180
Line6_7_8 | 0 | 0 | 0 | 0 | 0 | 0 | 0 | 0 | 0 | 0 | 0 | 0 | -9.4167e-24 | 1.9443e-15 | -4.001e-15 | 5.65e-24 | -1.2111e-15 | 4.8396e-15 | 3.5157e-16 | -2.2927e-08 | 2.2927e-08 | -2.1094e-16 | 2.2927e-08 | -2.2927e-08 | 0 | 0 | 0 | 0 | 0 | 0 | 0.95 | 0.475 | 0.475 | 0.95 | 0.475 | 0.475 | 1.5346e-06 | 180 | -180 | 1.5346e-06 | 180 | -180
Line7_8_9 | 0 | 0 | 0 | 0 | 0 | 0 | 0 | 0 | 0 | 0 | 0 | 0 | -3.7667e-24 | 3.3081e-16 | 3.0248e-16 | 0 | -3.9785e-16 | -1.5857e-16 | 1.4063e-16 | 1.4329e-09 | -1.4329e-09 | 0 | -1.4329e-09 | 1.4329e-09 | 0 | 0 | 0 | 0 | 0 | 0 | 0.95 | 0.475 | 0.475 | 0.95 | 0.475 | 0.475 | 1.5346e-06 | 180 | -180 | 1.5346e-06 | 180 | -180
Line8_8_10 | 0 | 0 | 0 | 0 | 0 | 0 | 0 | 0 | 0 | 0 | 0 | 0 | 7.0314e-17 | 1.9018e-16 | 3.0248e-16 | -1.8833e-24 | -2.2207e-16 | -1.7946e-17 | 1.8833e-24 | 1.4329e-09 | -1.4329e-09 | 7.0314e-17 | -1.4329e-09 | 1.4329e-09 | 0 | 0 | 0 | 0 | 0 | 0 | 0.95 | 0.475 | 0.475 | 0.95 | 0.475 | 0.475 | 1.5346e-06 | 180 | -180 | 1.5346e-06 | 180 | -180
Line9_3_11 | 0 | 0 | 0 | 0 | 0 | 0 | 0 | 0 | 0 | 0 | 0 | 0 | -3.5157e-16 | -1.694e-15 | 8.8506e-16 | 3.5157e-16 | 1.5733e-15 | -7.2453e-16 | 2.1094e-16 | 1.003e-08 | -1.003e-08 | -7.0314e-17 | -1.003e-08 | 1.003e-08 | 0 | 0 | 0 | 0 | 0 | 0 | 0.95 | 0.475 | 0.475 | 0.95 | 0.475 | 0.475 | 1.5346e-06 | -180 | 180 | 1.5346e-06 | -180 | 180

## LL_min_10
name | pf_ikss_a_from_ka | pf_ikss_b_from_ka | pf_ikss_c_from_ka | pf_ikss_a_to_ka | pf_ikss_b_to_ka | pf_ikss_c_to_ka | pf_skss_a_from_mw | pf_skss_b_from_mw | pf_skss_c_from_mw | pf_skss_a_to_mw | pf_skss_b_to_mw | pf_skss_c_to_mw | pf_p_a_from_mw | pf_p_b_from_mw | pf_p_c_from_mw | pf_p_a_to_mw | pf_p_b_to_mw | pf_p_c_to_mw | pf_q_a_from_mvar | pf_q_b_from_mvar | pf_q_c_from_mvar | pf_q_a_to_mvar | pf_q_b_to_mvar | pf_q_c_to_mvar | pf_ikss_a_from_degree | pf_ikss_b_from_degree | pf_ikss_c_from_degree | pf_ikss_a_to_degree | pf_ikss_b_to_degree | pf_ikss_c_to_degree | pf_vm_a_from_pu | pf_vm_b_from_pu | pf_vm_c_from_pu | pf_vm_a_to_pu | pf_vm_b_to_pu | pf_vm_c_to_pu | pf_va_a_from_degree | pf_va_b_from_degree | pf_va_c_from_degree | pf_va_a_to_degree | pf_va_b_to_degree | pf_va_c_to_degree
Line0_1_2 | 0 | 0 | 0 | 0 | 0 | 0 | 0 | 0 | 0 | 0 | 0 | 0 | -5.3526e-24 | 3.4268e-15 | -1.5366e-15 | -6.6613e-17 | -2.7301e-15 | 2.0335e-15 | 1.9984e-16 | -1.6719e-08 | 1.6719e-08 | -6.6613e-17 | 1.6719e-08 | -1.6719e-08 | 0 | 0 | 0 | 0 | 0 | 0 | 0.9 | 0.45 | 0.45 | 0.9 | 0.45 | 0.45 | 1.5346e-06 | -180 | 180 | 1.5346e-06 | -180 | -180
Line10_11_12 | 0 | 0 | 0 | 0 | 0 | 0 | 0 | 0 | 0 | 0 | 0 | 0 | -3.3307e-16 | -1.4978e-15 | 7.8276e-16 | 3.3307e-16 | 1.537e-15 | -5.4368e-16 | 1.9984e-16 | 7.7163e-09 | -7.7163e-09 | -6.6613e-17 | -7.7163e-09 | 7.7163e-09 | 0 | 0 | 0 | 0 | 0 | 0 | 0.9 | 0.45 | 0.45 | 0.9 | 0.45 | 0.45 | 1.5346e-06 | -180 | 180 | 1.5346e-06 | -180 | 180
Line11_12_13 | 0 | 0 | 0 | 0 | 0 | 0 | 0 | 0 | 0 | 0 | 0 | 0 | -1.3323e-16 | -1.4141e-15 | 3.6425e-16 | 1.3323e-16 | 1.5875e-15 | -1.5751e-16 | 2.6645e-16 | 6.4302e-09 | -6.4302e-09 | -6.6613e-17 | -6.4302e-09 | 6.4302e-09 | 0 | 0 | 0 | 0 | 0 | 0 | 0.9 | 0.45 | 0.45 | 0.9 | 0.45 | 0.45 | 1.5346e-06 | -180 | 180 | 1.5346e-06 | -180 | 180
Line12_13_15 | 0 | 0 | 0 | 0 | 0 | 0 | 0 | 0 | 0 | 0 | 0 | 0 | -6.6613e-17 | -9.7916e-16 | 9.4509e-17 | -7.1368e-24 | 1.0056e-15 | 6.5181e-17 | -1.3323e-16 | 3.8581e-09 | -3.8581e-09 | 2.6645e-16 | -3.8581e-09 | 3.8581e-09 | 0 | 0 | 0 | 0 | 0 | 0 | 0.9 | 0.45 | 0.45 | 0.9 | 0.45 | 0.45 | 1.5346e-06 | -180 | 180 | 1.5346e-06 | -180 | 180
Line13_13_14 | 0 | 0 | 0 | 0 | 0 | 0 | 0 | 0 | 0 | 0 | 0 | 0 | -1.7842e-24 | -1.0434e-16 | -1.0172e-16 | -1.7842e-24 | 7.3975e-17 | 1.0466e-16 | 6.6613e-17 | 1.286e-09 | -1.286e-09 | 6.6613e-17 | -1.286e-09 | 1.286e-09 | 0 | 0 | 0 | 0 | 0 | 0 | 0.9 | 0.45 | 0.45 | 0.9 | 0.45 | 0.45 | 1.5346e-06 | -180 | 180 | 1.5346e-06 | -180 | 180
Line14_15_16 | 0 | 0 | 0 | 0 | 0 | 0 | 0 | 0 | 0 | 0 | 0 | 0 | -6.6613e-17 | -8.5915e-16 | -8.7863e-17 | -6.6613e-17 | 7.3769e-16 | 9.9624e-17 | -6.6613e-17 | 2.5721e-09 | -2.5721e-09 | 1.3323e-16 | -2.5721e-09 | 2.5721e-09 | 0 | 0 | 0 | 0 | 0 | 0 | 0.9 | 0.45 | 0.45 | 0.9 | 0.45 | 0.45 | 1.5346e-06 | -180 | 180 | 1.5346e-06 | -180 | 180
Line15_16_17 | 0 | 0 | 0 | 0 | 0 | 0 | 0 | 0 | 0 | 0 | 0 | 0 | 6.6613e-17 | -3.5219e-16 | -1.1643e-16 | -6.6613e-17 | 2.219e-16 | 1.1937e-16 | 1.7842e-24 | 1.286e-09 | -1.286e-09 | 6.6613e-17 | -1.286e-09 | 1.286e-09 | 0 | 0 | 0 | 0 | 0 | 0 | 0.9 | 0.45 | 0.45 | 0.9 | 0.45 | 0.45 | 1.5346e-06 | -180 | 180 | 1.5346e-06 | -180 | 180
Line16_4_18 | 0 | 0 | 0 | 0 | 0 | 0 | 0 | 0 | 0 | 0 | 0 | 0 | 6.6613e-17 | -2.0031e-16 | -3.1157e-17 | -6.6613e-17 | 2.0325e-16 | 1.6732e-16 | -6.6613e-17 | 1.286e-09 | -1.286e-09 | 1.3323e-16 | -1.286e-09 | 1.286e-09 | 0 | 0 | 0 | 0 | 0 | 0 | 0.9 | 0.45 | 0.45 | 0.9 | 0.45 | 0.45 | 1.5346e-06 | -180 | 180 | 1.5346e-06 | -180 | 180
Line17_5_19 | 0 | 0 | 0 | 0 | 0 | 0 | 0 | 0 | 0 | 0 | 0 | 0 | 6.6613e-17 | -2.0031e-16 | -3.1157e-17 | -6.6613e-17 | 2.0325e-16 | 1.6732e-16 | -6.6613e-17 | 1.286e-09 | -1.286e-09 | 1.3323e-16 | -1.286e-09 | 1.286e-09 | 0 | 0 | 0 | 0 | 0 | 0 | 0.9 | 0.45 | 0.45 | 0.9 | 0.45 | 0.45 | 1.5346e-06 | -180 | 180 | 1.5346e-06 | -180 | 180
Line1_1_3 | 0 | 0 | 0 | 0 | 0 | 0 | 0 | 0 | 0 | 0 | 0 | 0 | -2.6645e-16 | -1.3889e-15 | 9.9683e-16 | 1.9984e-16 | 1.7436e-15 | -8.0865e-16 | 2.6645e-16 | 1.0288e-08 | -1.0288e-08 | -6.6613e-17 | -1.0288e-08 | 1.0288e-08 | 0 | 0 | 0 | 0 | 0 | 0 | 0.9 | 0.45 | 0.45 | 0.9 | 0.45 | 0.45 | 1.5346e-06 | -180 | 180 | 1.5346e-06 | -180 | 180
Line2_1_4 | 0 | 0 | 0 | 0 | 0 | 0 | 0 | 0 | 0 | 0 | 0 | 0 | -1.9984e-16 | -1.8901e-16 | 2.159e-16 | 1.3323e-16 | 2.6739e-16 | -2.0414e-16 | 6.6613e-17 | 2.5721e-09 | -2.5721e-09 | 6.6613e-17 | -2.5721e-09 | 2.5721e-09 | 0 | 0 | 0 | 0 | 0 | 0 | 0.9 | 0.45 | 0.45 | 0.9 | 0.45 | 0.45 | 1.5346e-06 | -180 | 180 | 1.5346e-06 | -180 | 180
Line3_1_5 | 0 | 0 | 0 | 0 | 0 | 0 | 0 | 0 | 0 | 0 | 0 | 0 | -1.9984e-16 | -1.8901e-16 | 2.159e-16 | 1.3323e-16 | 2.6739e-16 | -2.0414e-16 | 6.6613e-17 | 2.5721e-09 | -2.5721e-09 | 6.6613e-17 | -2.5721e-09 | 2.5721e-09 | 0 | 0 | 0 | 0 | 0 | 0 | 0.9 | 0.45 | 0.45 | 0.9 | 0.45 | 0.45 | 1.5346e-06 | -180 | 180 | 1.5346e-06 | -180 | 180
Line4_2_6 | 0 | 0 | 0 | 0 | 0 | 0 | 0 | 0 | 0 | 0 | 0 | 0 | 1.9984e-16 | 2.9196e-15 | -2.1797e-15 | -6.6613e-17 | -2.3433e-15 | 2.756e-15 | 1.3323e-16 | -1.8005e-08 | 1.8005e-08 | -1.3323e-16 | 1.8005e-08 | -1.8005e-08 | 0 | 0 | 0 | 0 | 0 | 0 | 0.9 | 0.45 | 0.45 | 0.9 | 0.45 | 0.45 | 1.5346e-06 | -180 | -180 | 1.5346e-06 | -180 | -180
Line5_6_7 | 0 | 0 | 0 | 0 | 0 | 0 | 0 | 0 | 0 | 0 | 0 | 0 | 6.6613e-17 | 2.3917e-15 | -2.8101e-15 | 5.3526e-24 | -1.8301e-15 | 3.3384e-15 | 1.9984e-16 | -1.9291e-08 | 1.9291e-08 | -1.9984e-16 | 1.9291e-08 | -1.9291e-08 | 0 | 0 | 0 | 0 | 0 | 0 | 0.9 | 0.45 | 0.45 | 0.9 | 0.45 | 0.45 | 1.5346e-06 | -180 | -180 | 1.5346e-06 | 180 | -180
Line6_7_8 | 0 | 0 | 0 | 0 | 0 | 0 | 0 | 0 | 0 | 0 | 0 | 0 | -8.921e-24 | 1.6345e-15 | -3.3034e-15 | 7.1368e-24 | -9.1514e-16 | 4.1894e-15 | 3.3307e-16 | -2.0577e-08 | 2.0577e-08 | -2.6645e-16 | 2.0577e-08 | -2.0577e-08 | 0 | 0 | 0 | 0 | 0 | 0 | 0.9 | 0.45 | 0.45 | 0.9 | 0.45 | 0.45 | 1.5346e-06 | 180 | -180 | 1.5346e-06 | 180 | -180
Line7_8_9 | 0 | 0 | 0 | 0 | 0 | 0 | 0 | 0 | 0 | 0 | 0 | 0 | 6.6613e-17 | 2.0926e-16 | 1.2035e-17 | 0 | -2.3962e-16 | -9.0944e-18 | 1.3323e-16 | 1.286e-09 | -1.286e-09 | 0 | -1.286e-09 | 1.286e-09 | 0 | 0 | 0 | 0 | 0 | 0 | 0.9 | 0.45 | 0.45 | 0.9 | 0.45 | 0.45 | 1.5346e-06 | 180 | -180 | 1.5346e-06 | 180 | -180
Line8_8_10 | 0 | 0 | 0 | 0 | 0 | 0 | 0 | 0 | 0 | 0 | 0 | 0 | 1.3323e-16 | 7.6031e-17 | 1.2035e-17 | -1.3323e-16 | -1.064e-16 | -9.0943e-18 | 3.5684e-24 | 1.286e-09 | -1.286e-09 | 6.6613e-17 | -1.286e-09 | 1.286e-09 | 0 | 0 | 0 | 0 | 0 | 0 | 0.9 | 0.45 | 0.45 | 0.9 | 0.45 | 0.45 | 1.5346e-06 | 180 | -180 | 1.5346e-06 | 180 | -180
Line9_3_11 | 0 | 0 | 0 | 0 | 0 | 0 | 0 | 0 | 0 | 0 | 0 | 0 | -2.6645e-16 | -1.459e-15 | 8.5745e-16 | 1.9984e-16 | 1.6364e-15 | -5.8015e-16 | 6.6613e-17 | 9.0023e-09 | -9.0023e-09 | 5.3526e-24 | -9.0023e-09 | 9.0023e-09 | 0 | 0 | 0 | 0 | 0 | 0 | 0.9 | 0.45 | 0.45 | 0.9 | 0.45 | 0.45 | 1.5346e-06 | -180 | 180 | 1.5346e-06 | -180 | 180

## LL_min_fault_6
name | pf_ikss_a_from_ka | pf_ikss_b_from_ka | pf_ikss_c_from_ka | pf_ikss_a_to_ka | pf_ikss_b_to_ka | pf_ikss_c_to_ka | pf_skss_a_from_mw | pf_skss_b_from_mw | pf_skss_c_from_mw | pf_skss_a_to_mw | pf_skss_b_to_mw | pf_skss_c_to_mw | pf_p_a_from_mw | pf_p_b_from_mw | pf_p_c_from_mw | pf_p_a_to_mw | pf_p_b_to_mw | pf_p_c_to_mw | pf_q_a_from_mvar | pf_q_b_from_mvar | pf_q_c_from_mvar | pf_q_a_to_mvar | pf_q_b_to_mvar | pf_q_c_to_mvar | pf_ikss_a_from_degree | pf_ikss_b_from_degree | pf_ikss_c_from_degree | pf_ikss_a_to_degree | pf_ikss_b_to_degree | pf_ikss_c_to_degree | pf_vm_a_from_pu | pf_vm_b_from_pu | pf_vm_c_from_pu | pf_vm_a_to_pu | pf_vm_b_to_pu | pf_vm_c_to_pu | pf_va_a_from_degree | pf_va_b_from_degree | pf_va_c_from_degree | pf_va_a_to_degree | pf_va_b_to_degree | pf_va_c_to_degree
Line0_1_2 | 0 | 0 | 0 | 0 | 0 | 0 | 0 | 0 | 0 | 0 | 0 | 0 | 7.0314e-17 | 1.697e-13 | 4.2868e-14 | 3.7666e-24 | -1.6932e-13 | -4.2174e-14 | 2.1094e-16 | -1.8628e-08 | 1.8628e-08 | -1.4063e-16 | 1.8628e-08 | -1.8628e-08 | 0 | 0 | 0 | 0 | 0 | 0 | 0.95 | 0.475 | 0.475 | 0.95 | 0.475 | 0.475 | 1.5346e-06 | -179.9997 | 179.9997 | 1.5346e-06 | -179.9997 | 179.9997
Line10_11_12 | 0 | 0 | 0 | 0 | 0 | 0 | 0 | 0 | 0 | 0 | 0 | 0 | -1.4063e-16 | -7.8701e-14 | -1.9983e-14 | 1.4063e-16 | 7.8608e-14 | 2.0101e-14 | -3.7666e-24 | 8.5974e-09 | -8.5975e-09 | 7.0314e-17 | -8.5974e-09 | 8.5975e-09 | 0 | 0 | 0 | 0 | 0 | 0 | 0.95 | 0.475 | 0.475 | 0.95 | 0.475 | 0.475 | 1.5346e-06 | -179.9997 | 179.9997 | 1.5346e-06 | -179.9997 | 179.9997
Line11_12_13 | 0 | 0 | 0 | 0 | 0 | 0 | 0 | 0 | 0 | 0 | 0 | 0 | -2.1094e-16 | -6.5477e-14 | -1.6399e-14 | 1.4063e-16 | 6.5594e-14 | 1.6621e-14 | 3.5157e-16 | 7.1645e-09 | -7.1646e-09 | -2.1094e-16 | -7.1645e-09 | 7.1646e-09 | 0 | 0 | 0 | 0 | 0 | 0 | 0.95 | 0.475 | 0.475 | 0.95 | 0.475 | 0.475 | 1.5346e-06 | -179.9997 | 179.9997 | 1.5346e-06 | -179.9997 | 179.9997
Line12_13_15 | 0 | 0 | 0 | 0 | 0 | 0 | 0 | 0 | 0 | 0 | 0 | 0 | 3.7666e-24 | -3.923e-14 | -1.031e-14 | -5.6499e-24 | 3.933e-14 | 1.0481e-14 | -1.4063e-16 | 4.2987e-09 | -4.2987e-09 | 2.1094e-16 | -4.2987e-09 | 4.2987e-09 | 0 | 0 | 0 | 0 | 0 | 0 | 0.95 | 0.475 | 0.475 | 0.95 | 0.475 | 0.475 | 1.5346e-06 | -179.9997 | 179.9997 | 1.5346e-06 | -179.9997 | 179.9997
Line13_13_14 | 0 | 0 | 0 | 0 | 0 | 0 | 0 | 0 | 0 | 0 | 0 | 0 | 7.0314e-17 | -1.2866e-14 | -3.5774e-15 | -7.0314e-17 | 1.2834e-14 | 3.5807e-15 | -7.0314e-17 | 1.4329e-09 | -1.4329e-09 | 1.4063e-16 | -1.4329e-09 | 1.4329e-09 | 0 | 0 | 0 | 0 | 0 | 0 | 0.95 | 0.475 | 0.475 | 0.95 | 0.475 | 0.475 | 1.5346e-06 | -179.9997 | 179.9997 | 1.5346e-06 | -179.9997 | 179.9997
Line14_15_16 | 0 | 0 | 0 | 0 | 0 | 0 | 0 | 0 | 0 | 0 | 0 | 0 | 1.8833e-24 | -2.6278e-14 | -6.612e-15 | 7.0314e-17 | 2.6292e-14 | 6.9064e-15 | -7.0314e-17 | 2.8658e-09 | -2.8658e-09 | 7.0314e-17 | -2.8658e-09 | 2.8658e-09 | 0 | 0 | 0 | 0 | 0 | 0 | 0.95 | 0.475 | 0.475 | 0.95 | 0.475 | 0.475 | 1.5346e-06 | -179.9997 | 179.9997 | 1.5346e-06 | -179.9997 | 179.9997
Line15_16_17 | 0 | 0 | 0 | 0 | 0 | 0 | 0 | 0 | 0 | 0 | 0 | 0 | 0 | -1.3023e-14 | -3.1719e-15 | 1.4063e-16 | 1.2956e-14 | 3.3158e-15 | 0 | 1.4329e-09 | -1.4329e-09 | 3.7666e-24 | -1.4329e-09 | 1.4329e-09 | 0 | 0 | 0 | 0 | 0 | 0 | 0.95 | 0.475 | 0.475 | 0.95 | 0.475 | 0.475 | 1.5346e-06 | -179.9997 | 179.9997 | 1.5346e-06 | -179.9997 | 179.9997
Line16_4_18 | 0 | 0 | 0 | 0 | 0 | 0 | 0 | 0 | 0 | 0 | 0 | 0 | -1.4063e-16 | -1.2752e-14 | -3.0769e-15 | 7.0314e-17 | 1.279e-14 | 3.2208e-15 | 7.0314e-17 | 1.4329e-09 | -1.4329e-09 | 7.0314e-17 | -1.4329e-09 | 1.4329e-09 | 0 | 0 | 0 | 0 | 0 | 0 | 0.95 | 0.475 | 0.475 | 0.95 | 0.475 | 0.475 | 1.5346e-06 | -179.9997 | 179.9997 | 1.5346e-06 | -179.9997 | 179.9997
Line17_5_19 | 0 | 0 | 0 | 0 | 0 | 0 | 0 | 0 | 0 | 0 | 0 | 0 | -1.4063e-16 | -1.2752e-14 | -3.0769e-15 | 7.0314e-17 | 1.279e-14 | 3.2208e-15 | 7.0314e-17 | 1.4329e-09 | -1.4329e-09 | 7.0314e-17 | -1.4329e-09 | 1.4329e-09 | 0 | 0 | 0 | 0 | 0 | 0 | 0.95 | 0.475 | 0.475 | 0.95 | 0.475 | 0.475 | 1.5346e-06 | -179.9997 | 179.9997 | 1.5346e-06 | -179.9997 | 179.9997
Line1_1_3 | 0 | 0 | 0 | 0 | 0 | 0 | 0 | 0 | 0 | 0 | 0 | 0 | -1.4063e-16 | -1.0411e-13 | -2.625e-14 | 2.8126e-16 | 1.0407e-13 | 2.6319e-14 | 3.5157e-16 | 1.1463e-08 | -1.1463e-08 | -1.4063e-16 | -1.1463e-08 | 1.1463e-08 | 0 | 0 | 0 | 0 | 0 | 0 | 0.95 | 0.475 | 0.475 | 0.95 | 0.475 | 0.475 | 1.5346e-06 | -179.9997 | 179.9997 | 1.5346e-06 | -179.9997 | 179.9997
Line2_1_4 | 0 | 0 | 0 | 0 | 0 | 0 | 0 | 0 | 0 | 0 | 0 | 0 | 0 | -2.6053e-14 | -6.7032e-15 | 7.0314e-17 | 2.5961e-14 | 6.857e-15 | 0 | 2.8658e-09 | -2.8658e-09 | 1.4063e-16 | -2.8658e-09 | 2.8658e-09 | 0 | 0 | 0 | 0 | 0 | 0 | 0.95 | 0.475 | 0.475 | 0.95 | 0.475 | 0.475 | 1.5346e-06 | -179.9997 | 179.9997 | 1.5346e-06 | -179.9997 | 179.9997
Line3_1_5 | 0 | 0 | 0 | 0 | 0 | 0 | 0 | 0 | 0 | 0 | 0 | 0 | 0 | -2.6053e-14 | -6.7032e-15 | 7.0314e-17 | 2.5961e-14 | 6.857e-15 | 0 | 2.8658e-09 | -2.8658e-09 | 1.4063e-16 | -2.8658e-09 | 2.8658e-09 | 0 | 0 | 0 | 0 | 0 | 0 | 0.95 | 0.475 | 0.475 | 0.95 | 0.475 | 0.475 | 1.5346e-06 | -179.9997 | 179.9997 | 1.5346e-06 | -179.9997 | 179.9997
Line4_2_6 | 0 | 0 | 0 | 0 | 0 | 0 | 0 | 0 | 0 | 0 | 0 | 0 | 2.1094e-16 | 1.8216e-13 | 4.5483e-14 | -2.1094e-16 | -1.8163e-13 | -4.4841e-14 | 2.8126e-16 | -2.0061e-08 | 2.0061e-08 | -2.1094e-16 | 2.0061e-08 | -2.0061e-08 | 0 | 0 | 0 | 0 | 0 | 0 | 0.95 | 0.475 | 0.475 | 0.95 | 0.475 | 0.475 | 1.5346e-06 | -179.9997 | 179.9997 | 1.5346e-06 | -179.9997 | 179.9997
Line5_6_7 | 0 | 0 | 0 | 0 | 0 | 0 | 0 | 0 | 0 | 0 | 0 | 0 | 1.4063e-16 | 1.9439e-13 | 4.8385e-14 | 1.8833e-24 | -1.9369e-13 | -4.7648e-14 | 2.1094e-16 | -2.1493e-08 | 2.1494e-08 | -7.0314e-17 | 2.1493e-08 | -2.1494e-08 | 0 | 0 | 0 | 0 | 0 | 0 | 0.95 | 0.475 | 0.475 | 0.95 | 0.475 | 0.475 | 1.5346e-06 | -179.9997 | 179.9997 | 1.5346e-06 | -179.9997 | 179.9997
Line6_7_8 | 0 | 0 | 0 | 0 | 0 | 0 | 0 | 0 | 0 | 0 | 0 | 0 | 1.4063e-16 | 2.0651e-13 | 5.0581e-14 | -1.4063e-16 | -2.056e-13 | -4.9742e-14 | 2.1094e-16 | -2.2926e-08 | 2.2927e-08 | -1.4063e-16 | 2.2926e-08 | -2.2927e-08 | 0 | 0 | 0 | 0 | 0 | 0 | 0.95 | 0.475 | 0.475 | 0.95 | 0.475 | 0.475 | 1.5346e-06 | -179.9997 | 179.9997 | 1.5346e-06 | -179.9997 | 179.9997
Line7_8_9 | 0 | 0 | 0 | 0 | 0 | 0 | 0 | 0 | 0 | 0 | 0 | 0 | -1.8833e-24 | -1.238e-14 | -3.4429e-15 | 7.0314e-17 | 1.2313e-14 | 3.3055e-15 | 7.0314e-17 | 1.4329e-09 | -1.4329e-09 | -7.0314e-17 | -1.4329e-09 | 1.4329e-09 | 0 | 0 | 0 | 0 | 0 | 0 | 0.95 | 0.475 | 0.475 | 0.95 | 0.475 | 0.475 | 1.5346e-06 | -179.9997 | 179.9997 | 1.5346e-06 | -179.9997 | 179.9997
Line8_8_10 | 0 | 0 | 0 | 0 | 0 | 0 | 0 | 0 | 0 | 0 | 0 | 0 | -1.8833e-24 | -1.2766e-14 | -3.021e-15 | 0 | 1.2523e-14 | 3.1649e-15 | 7.0314e-17 | 1.4329e-09 | -1.4329e-09 | 0 | -1.4329e-09 | 1.4329e-09 | 0 | 0 | 0 | 0 | 0 | 0 | 0.95 | 0.475 | 0.475 | 0.95 | 0.475 | 0.475 | 1.5346e-06 | -179.9997 | 179.9997 | 1.5346e-06 | -179.9997 | 179.9997
Line9_3_11 | 0 | 0 | 0 | 0 | 0 | 0 | 0 | 0 | 0 | 0 | 0 | 0 | -4.2188e-16 | -9.0983e-14 | -2.2942e-14 | 4.922e-16 | 9.1038e-14 | 2.3102e-14 | 2.1094e-16 | 1.003e-08 | -1.003e-08 | -7.0314e-17 | -1.003e-08 | 1.003e-08 | 0 | 0 | 0 | 0 | 0 | 0 | 0.95 | 0.475 | 0.475 | 0.95 | 0.475 | 0.475 | 1.5346e-06 | -179.9997 | 179.9997 | 1.5346e-06 | -179.9997 | 179.9997

## LL_min_fault_10
name | pf_ikss_a_from_ka | pf_ikss_b_from_ka | pf_ikss_c_from_ka | pf_ikss_a_to_ka | pf_ikss_b_to_ka | pf_ikss_c_to_ka | pf_skss_a_from_mw | pf_skss_b_from_mw | pf_skss_c_from_mw | pf_skss_a_to_mw | pf_skss_b_to_mw | pf_skss_c_to_mw | pf_p_a_from_mw | pf_p_b_from_mw | pf_p_c_from_mw | pf_p_a_to_mw | pf_p_b_to_mw | pf_p_c_to_mw | pf_q_a_from_mvar | pf_q_b_from_mvar | pf_q_c_from_mvar | pf_q_a_to_mvar | pf_q_b_to_mvar | pf_q_c_to_mvar | pf_ikss_a_from_degree | pf_ikss_b_from_degree | pf_ikss_c_from_degree | pf_ikss_a_to_degree | pf_ikss_b_to_degree | pf_ikss_c_to_degree | pf_vm_a_from_pu | pf_vm_b_from_pu | pf_vm_c_from_pu | pf_vm_a_to_pu | pf_vm_b_to_pu | pf_vm_c_to_pu | pf_va_a_from_degree | pf_va_b_from_degree | pf_va_c_from_degree | pf_va_a_to_degree | pf_va_b_to_degree | pf_va_c_to_degree
Line0_1_2 | 0 | 0 | 0 | 0 | 0 | 0 | 0 | 0 | 0 | 0 | 0 | 0 | 1.3323e-16 | 1.5248e-13 | 3.8138e-14 | -1.9984e-16 | -1.5195e-13 | -3.7508e-14 | 1.9984e-16 | -1.6718e-08 | 1.6719e-08 | -1.3323e-16 | 1.6718e-08 | -1.6719e-08 | 0 | 0 | 0 | 0 | 0 | 0 | 0.9 | 0.45 | 0.45 | 0.9 | 0.45 | 0.45 | 1.5346e-06 | -179.9997 | 179.9997 | 1.5346e-06 | -179.9997 | 179.9997
Line10_11_12 | 0 | 0 | 0 | 0 | 0 | 0 | 0 | 0 | 0 | 0 | 0 | 0 | -1.3323e-16 | -7.0589e-14 | -1.7949e-14 | 1.3323e-16 | 7.0695e-14 | 1.8054e-14 | 1.3323e-16 | 7.7162e-09 | -7.7163e-09 | 3.5684e-24 | -7.7162e-09 | 7.7163e-09 | 0 | 0 | 0 | 0 | 0 | 0 | 0.9 | 0.45 | 0.45 | 0.9 | 0.45 | 0.45 | 1.5346e-06 | -179.9997 | 179.9997 | 1.5346e-06 | -179.9997 | 179.9997
Line11_12_13 | 0 | 0 | 0 | 0 | 0 | 0 | 0 | 0 | 0 | 0 | 0 | 0 | -1.3323e-16 | -5.8835e-14 | -1.4957e-14 | 1.9984e-16 | 5.8742e-14 | 1.5163e-14 | 1.3323e-16 | 6.4302e-09 | -6.4303e-09 | 5.3526e-24 | -6.4302e-09 | 6.4303e-09 | 0 | 0 | 0 | 0 | 0 | 0 | 0.9 | 0.45 | 0.45 | 0.9 | 0.45 | 0.45 | 1.5346e-06 | -179.9997 | 179.9997 | 1.5346e-06 | -179.9997 | 179.9997
Line12_13_15 | 0 | 0 | 0 | 0 | 0 | 0 | 0 | 0 | 0 | 0 | 0 | 0 | 5.3526e-24 | -3.5292e-14 | -9.0713e-15 | 6.6613e-17 | 3.5185e-14 | 9.3643e-15 | -1.9984e-16 | 3.8581e-09 | -3.8582e-09 | 2.6645e-16 | -3.8581e-09 | 3.8582e-09 | 0 | 0 | 0 | 0 | 0 | 0 | 0.9 | 0.45 | 0.45 | 0.9 | 0.45 | 0.45 | 1.5346e-06 | -179.9997 | 179.9997 | 1.5346e-06 | -179.9997 | 179.9997
Line13_13_14 | 0 | 0 | 0 | 0 | 0 | 0 | 0 | 0 | 0 | 0 | 0 | 0 | 6.6613e-17 | -1.1575e-14 | -2.9794e-15 | -3.5684e-24 | 1.1511e-14 | 3.1155e-15 | 1.7842e-24 | 1.286e-09 | -1.2861e-09 | 1.3323e-16 | -1.286e-09 | 1.2861e-09 | 0 | 0 | 0 | 0 | 0 | 0 | 0.9 | 0.45 | 0.45 | 0.9 | 0.45 | 0.45 | 1.5346e-06 | -179.9997 | 179.9997 | 1.5346e-06 | -179.9997 | 179.9997
Line14_15_16 | 0 | 0 | 0 | 0 | 0 | 0 | 0 | 0 | 0 | 0 | 0 | 0 | -6.6613e-17 | -2.3534e-14 | -5.9764e-15 | 1.3323e-16 | 2.3346e-14 | 5.9881e-15 | 6.6613e-17 | 2.5721e-09 | -2.5721e-09 | 3.5684e-24 | -2.5721e-09 | 2.5721e-09 | 0 | 0 | 0 | 0 | 0 | 0 | 0.9 | 0.45 | 0.45 | 0.9 | 0.45 | 0.45 | 1.5346e-06 | -179.9997 | 179.9997 | 1.5346e-06 | -179.9997 | 179.9997
Line15_16_17 | 0 | 0 | 0 | 0 | 0 | 0 | 0 | 0 | 0 | 0 | 0 | 0 | 6.6613e-17 | -1.1823e-14 | -3.1273e-15 | -6.6613e-17 | 1.1826e-14 | 3.1302e-15 | 1.7842e-24 | 1.286e-09 | -1.2861e-09 | 1.3323e-16 | -1.286e-09 | 1.2861e-09 | 0 | 0 | 0 | 0 | 0 | 0 | 0.9 | 0.45 | 0.45 | 0.9 | 0.45 | 0.45 | 1.5346e-06 | -179.9997 | 179.9997 | 1.5346e-06 | -179.9997 | 179.9997
Line16_4_18 | 0 | 0 | 0 | 0 | 0 | 0 | 0 | 0 | 0 | 0 | 0 | 0 | 3.5684e-24 | -1.1571e-14 | -3.042e-15 | -1.7842e-24 | 1.1507e-14 | 3.045e-15 | -1.3323e-16 | 1.286e-09 | -1.2861e-09 | 6.6613e-17 | -1.286e-09 | 1.2861e-09 | 0 | 0 | 0 | 0 | 0 | 0 | 0.9 | 0.45 | 0.45 | 0.9 | 0.45 | 0.45 | 1.5346e-06 | -179.9997 | 179.9997 | 1.5346e-06 | -179.9997 | 179.9997
Line17_5_19 | 0 | 0 | 0 | 0 | 0 | 0 | 0 | 0 | 0 | 0 | 0 | 0 | 3.5684e-24 | -1.1571e-14 | -3.042e-15 | -1.7842e-24 | 1.1507e-14 | 3.045e-15 | -1.3323e-16 | 1.286e-09 | -1.2861e-09 | 6.6613e-17 | -1.286e-09 | 1.2861e-09 | 0 | 0 | 0 | 0 | 0 | 0 | 0.9 | 0.45 | 0.45 | 0.9 | 0.45 | 0.45 | 1.5346e-06 | -179.9997 | 179.9997 | 1.5346e-06 | -179.9997 | 179.9997
Line1_1_3 | 0 | 0 | 0 | 0 | 0 | 0 | 0 | 0 | 0 | 0 | 0 | 0 | -1.3323e-16 | -9.3322e-14 | -2.3756e-14 | 6.6613e-17 | 9.3543e-14 | 2.4078e-14 | 1.3323e-16 | 1.0288e-08 | -1.0288e-08 | -1.9984e-16 | -1.0288e-08 | 1.0288e-08 | 0 | 0 | 0 | 0 | 0 | 0 | 0.9 | 0.45 | 0.45 | 0.9 | 0.45 | 0.45 | 1.5346e-06 | -179.9997 | 179.9997 | 1.5346e-06 | -179.9997 | 179.9997
Line2_1_4 | 0 | 0 | 0 | 0 | 0 | 0 | 0 | 0 | 0 | 0 | 0 | 0 | 1.7842e-24 | -2.343e-14 | -6.2055e-15 | -1.3323e-16 | 2.3475e-14 | 6.3505e-15 | -6.6613e-17 | 2.5721e-09 | -2.5721e-09 | 6.6613e-17 | -2.5721e-09 | 2.5721e-09 | 0 | 0 | 0 | 0 | 0 | 0 | 0.9 | 0.45 | 0.45 | 0.9 | 0.45 | 0.45 | 1.5346e-06 | -179.9997 | 179.9997 | 1.5346e-06 | -179.9997 | 179.9997
Line3_1_5 | 0 | 0 | 0 | 0 | 0 | 0 | 0 | 0 | 0 | 0 | 0 | 0 | 1.7842e-24 | -2.343e-14 | -6.2055e-15 | -1.3323e-16 | 2.3475e-14 | 6.3505e-15 | -6.6613e-17 | 2.5721e-09 | -2.5721e-09 | 6.6613e-17 | -2.5721e-09 | 2.5721e-09 | 0 | 0 | 0 | 0 | 0 | 0 | 0.9 | 0.45 | 0.45 | 0.9 | 0.45 | 0.45 | 1.5346e-06 | -179.9997 | 179.9997 | 1.5346e-06 | -179.9997 | 179.9997
Line4_2_6 | 0 | 0 | 0 | 0 | 0 | 0 | 0 | 0 | 0 | 0 | 0 | 0 | 6.6613e-17 | 1.6361e-13 | 4.0905e-14 | -6.6613e-17 | -1.6293e-13 | -4.0329e-14 | 3.3307e-16 | -1.8005e-08 | 1.8005e-08 | -1.9984e-16 | 1.8005e-08 | -1.8005e-08 | 0 | 0 | 0 | 0 | 0 | 0 | 0.9 | 0.45 | 0.45 | 0.9 | 0.45 | 0.45 | 1.5346e-06 | -179.9997 | 179.9997 | 1.5346e-06 | -179.9997 | 179.9997
Line5_6_7 | 0 | 0 | 0 | 0 | 0 | 0 | 0 | 0 | 0 | 0 | 0 | 0 | 1.9984e-16 | 1.7415e-13 | 4.3152e-14 | -2.6645e-16 | -1.7369e-13 | -4.2491e-14 | 5.3526e-24 | -1.9291e-08 | 1.9291e-08 | 6.6613e-17 | 1.9291e-08 | -1.9291e-08 | 0 | 0 | 0 | 0 | 0 | 0 | 0.9 | 0.45 | 0.45 | 0.9 | 0.45 | 0.45 | 1.5346e-06 | -179.9997 | 179.9997 | 1.5346e-06 | -179.9997 | 179.9997
Line6_7_8 | 0 | 0 | 0 | 0 | 0 | 0 | 0 | 0 | 0 | 0 | 0 | 0 | 6.6613e-17 | 1.8517e-13 | 4.567e-14 | -6.6613e-17 | -1.8458e-13 | -4.4917e-14 | 2.6645e-16 | -2.0577e-08 | 2.0577e-08 | -1.9984e-16 | 2.0577e-08 | -2.0577e-08 | 0 | 0 | 0 | 0 | 0 | 0 | 0.9 | 0.45 | 0.45 | 0.9 | 0.45 | 0.45 | 1.5346e-06 | -179.9997 | 179.9997 | 1.5346e-06 | -179.9997 | 179.9997
Line7_8_9 | 0 | 0 | 0 | 0 | 0 | 0 | 0 | 0 | 0 | 0 | 0 | 0 | 6.6613e-17 | -1.1062e-14 | -3.1321e-15 | 6.6613e-17 | 1.1098e-14 | 3.135e-15 | 6.6613e-17 | 1.286e-09 | -1.2861e-09 | 1.7842e-24 | -1.286e-09 | 1.2861e-09 | 0 | 0 | 0 | 0 | 0 | 0 | 0.9 | 0.45 | 0.45 | 0.9 | 0.45 | 0.45 | 1.5346e-06 | -179.9997 | 179.9997 | 1.5346e-06 | -179.9997 | 179.9997
Line8_8_10 | 0 | 0 | 0 | 0 | 0 | 0 | 0 | 0 | 0 | 0 | 0 | 0 | 6.6613e-17 | -1.1262e-14 | -2.8656e-15 | 0 | 1.1298e-14 | 2.8686e-15 | 1.3323e-16 | 1.286e-09 | -1.2861e-09 | 0 | -1.286e-09 | 1.2861e-09 | 0 | 0 | 0 | 0 | 0 | 0 | 0.9 | 0.45 | 0.45 | 0.9 | 0.45 | 0.45 | 1.5346e-06 | -179.9997 | 179.9997 | 1.5346e-06 | -179.9997 | 179.9997
Line9_3_11 | 0 | 0 | 0 | 0 | 0 | 0 | 0 | 0 | 0 | 0 | 0 | 0 | -2.6645e-16 | -8.1921e-14 | -2.0752e-14 | 1.9984e-16 | 8.1965e-14 | 2.1029e-14 | -6.6613e-17 | 9.0023e-09 | -9.0024e-09 | 6.6613e-17 | -9.0023e-09 | 9.0024e-09 | 0 | 0 | 0 | 0 | 0 | 0 | 0.9 | 0.45 | 0.45 | 0.9 | 0.45 | 0.45 | 1.5346e-06 | -179.9997 | 179.9997 | 1.5346e-06 | -179.9997 | 179.9997

## LG_max_6
name | pf_ikss_a_from_ka | pf_ikss_b_from_ka | pf_ikss_c_from_ka | pf_ikss_a_to_ka | pf_ikss_b_to_ka | pf_ikss_c_to_ka | pf_skss_a_from_mw | pf_skss_b_from_mw | pf_skss_c_from_mw | pf_skss_a_to_mw | pf_skss_b_to_mw | pf_skss_c_to_mw | pf_p_a_from_mw | pf_p_b_from_mw | pf_p_c_from_mw | pf_p_a_to_mw | pf_p_b_to_mw | pf_p_c_to_mw | pf_q_a_from_mvar | pf_q_b_from_mvar | pf_q_c_from_mvar | pf_q_a_to_mvar | pf_q_b_to_mvar | pf_q_c_to_mvar | pf_ikss_a_from_degree | pf_ikss_b_from_degree | pf_ikss_c_from_degree | pf_ikss_a_to_degree | pf_ikss_b_to_degree | pf_ikss_c_to_degree | pf_vm_a_from_pu | pf_vm_b_from_pu | pf_vm_c_from_pu | pf_vm_a_to_pu | pf_vm_b_to_pu | pf_vm_c_to_pu | pf_va_a_from_degree | pf_va_b_from_degree | pf_va_c_from_degree | pf_va_a_to_degree | pf_va_b_to_degree | pf_va_c_to_degree
Line0_1_2 | 0 | 0 | 0 | 0 | 0 | 0 | 0 | 0 | 0 | 0 | 0 | 0 | 4.0781e-15 | 4.0245e-11 | -4.0245e-11 | -3.3009e-15 | 8.7186e-11 | -8.7186e-11 | 7.9887e-15 | 5.5746e-10 | -6.0392e-10 | -6.4074e-15 | 1.2078e-09 | -1.3085e-09 | 0 | 0 | 0 | 0 | 0 | 0 | 0 | 0.87312 | 0.94554 | 0 | 0.87312 | 0.94554 | 0 | -90.1647 | 90.152 | 0 | -90.1647 | 90.152
Line10_11_12 | 0 | 0 | 0 | 0 | 0 | 0 | 0 | 0 | 0 | 0 | 0 | 0 | -2.4141e-15 | 4.0239e-11 | -4.0239e-11 | 2.4409e-15 | 8.7192e-11 | -8.7191e-11 | -4.7347e-15 | 5.5747e-10 | -6.0393e-10 | 4.8261e-15 | 1.2078e-09 | -1.3085e-09 | 0 | 0 | 0 | 0 | 0 | 0 | 0 | 0.87312 | 0.94554 | 0 | 0.87312 | 0.94554 | 0 | -90.1647 | 90.152 | 0 | -90.1647 | 90.152
Line11_12_13 | 0 | 0 | 0 | 0 | 0 | 0 | 0 | 0 | 0 | 0 | 0 | 0 | -2.1699e-15 | 3.3533e-11 | -3.3532e-11 | 2.1284e-15 | 9.3898e-11 | -9.3899e-11 | -4.2609e-15 | 4.6456e-10 | -5.0328e-10 | 4.2181e-15 | 1.3007e-09 | -1.4092e-09 | 0 | 0 | 0 | 0 | 0 | 0 | 0 | 0.87312 | 0.94554 | 0 | 0.87312 | 0.94554 | 0 | -90.1647 | 90.152 | 0 | -90.1647 | 90.152
Line12_13_15 | 0 | 0 | 0 | 0 | 0 | 0 | 0 | 0 | 0 | 0 | 0 | 0 | -1.3807e-15 | 2.0119e-11 | -2.0119e-11 | 1.2487e-15 | 1.0731e-10 | -1.0731e-10 | -2.7137e-15 | 2.7873e-10 | -3.0197e-10 | 2.4915e-15 | 1.4866e-09 | -1.6105e-09 | 0 | 0 | 0 | 0 | 0 | 0 | 0 | 0.87312 | 0.94554 | 0 | 0.87312 | 0.94554 | 0 | -90.1647 | 90.152 | 0 | -90.1647 | 90.152
Line13_13_14 | 0 | 0 | 0 | 0 | 0 | 0 | 0 | 0 | 0 | 0 | 0 | 0 | -4.6024e-16 | 6.7071e-12 | -6.7064e-12 | 2.9046e-16 | 1.2072e-10 | -1.2072e-10 | -9.0455e-16 | 9.2911e-11 | -1.0066e-10 | 6.0625e-16 | 1.6724e-09 | -1.8118e-09 | 0 | 0 | 0 | 0 | 0 | 0 | 0 | 0.87312 | 0.94554 | 0 | 0.87312 | 0.94554 | 0 | -90.1647 | 90.152 | 0 | -90.1647 | 90.152
Line14_15_16 | 0 | 0 | 0 | 0 | 0 | 0 | 0 | 0 | 0 | 0 | 0 | 0 | -9.516e-16 | 1.3412e-11 | -1.3412e-11 | 7.8952e-16 | 1.1402e-10 | -1.1402e-10 | -1.871e-15 | 1.8582e-10 | -2.0131e-10 | 1.5897e-15 | 1.5795e-09 | -1.7111e-09 | 0 | 0 | 0 | 0 | 0 | 0 | 0 | 0.87312 | 0.94554 | 0 | 0.87312 | 0.94554 | 0 | -90.1647 | 90.152 | 0 | -90.1647 | 90.152
Line15_16_17 | 0 | 0 | 0 | 0 | 0 | 0 | 0 | 0 | 0 | 0 | 0 | 0 | -4.86e-16 | 6.7061e-12 | -6.7064e-12 | 3.0654e-16 | 1.2072e-10 | -1.2072e-10 | -9.5578e-16 | 9.2911e-11 | -1.0066e-10 | 6.4022e-16 | 1.6724e-09 | -1.8118e-09 | 0 | 0 | 0 | 0 | 0 | 0 | 0 | 0.87312 | 0.94554 | 0 | 0.87312 | 0.94554 | 0 | -90.1647 | 90.152 | 0 | -90.1647 | 90.152
Line16_4_18 | 0 | 0 | 0 | 0 | 0 | 0 | 0 | 0 | 0 | 0 | 0 | 0 | -3.3323e-16 | 6.7064e-12 | -6.7061e-12 | 2.112e-16 | 1.2072e-10 | -1.2073e-10 | -6.5112e-16 | 9.291e-11 | -1.0065e-10 | 4.382e-16 | 1.6724e-09 | -1.8118e-09 | 0 | 0 | 0 | 0 | 0 | 0 | 0 | 0.87312 | 0.94554 | 0 | 0.87312 | 0.94554 | 0 | -90.1647 | 90.152 | 0 | -90.1647 | 90.152
Line17_5_19 | 0 | 0 | 0 | 0 | 0 | 0 | 0 | 0 | 0 | 0 | 0 | 0 | -3.3323e-16 | 6.7064e-12 | -6.7061e-12 | 2.112e-16 | 1.2072e-10 | -1.2073e-10 | -6.5112e-16 | 9.291e-11 | -1.0065e-10 | 4.382e-16 | 1.6724e-09 | -1.8118e-09 | 0 | 0 | 0 | 0 | 0 | 0 | 0 | 0.87312 | 0.94554 | 0 | 0.87312 | 0.94554 | 0 | -90.1647 | 90.152 | 0 | -90.1647 | 90.152
Line1_1_3 | 0 | 0 | 0 | 0 | 0 | 0 | 0 | 0 | 0 | 0 | 0 | 0 | -2.5842e-15 | 5.3653e-11 | -5.3653e-11 | 2.7858e-15 | 7.3778e-11 | -7.3778e-11 | -5.0469e-15 | 7.4329e-10 | -8.0525e-10 | 5.4818e-15 | 1.022e-09 | -1.1072e-09 | 0 | 0 | 0 | 0 | 0 | 0 | 0 | 0.87312 | 0.94554 | 0 | 0.87312 | 0.94554 | 0 | -90.1647 | 90.152 | 0 | -90.1647 | 90.152
Line2_1_4 | 0 | 0 | 0 | 0 | 0 | 0 | 0 | 0 | 0 | 0 | 0 | 0 | -6.4605e-16 | 1.3413e-11 | -1.3414e-11 | 5.414e-16 | 1.1402e-10 | -1.1402e-10 | -1.2617e-15 | 1.8582e-10 | -2.0131e-10 | 1.083e-15 | 1.5795e-09 | -1.7111e-09 | 0 | 0 | 0 | 0 | 0 | 0 | 0 | 0.87312 | 0.94554 | 0 | 0.87312 | 0.94554 | 0 | -90.1647 | 90.152 | 0 | -90.1647 | 90.152
Line3_1_5 | 0 | 0 | 0 | 0 | 0 | 0 | 0 | 0 | 0 | 0 | 0 | 0 | -6.4605e-16 | 1.3413e-11 | -1.3414e-11 | 5.414e-16 | 1.1402e-10 | -1.1402e-10 | -1.2617e-15 | 1.8582e-10 | -2.0131e-10 | 1.083e-15 | 1.5795e-09 | -1.7111e-09 | 0 | 0 | 0 | 0 | 0 | 0 | 0 | 0.87312 | 0.94554 | 0 | 0.87312 | 0.94554 | 0 | -90.1647 | 90.152 | 0 | -90.1647 | 90.152
Line4_2_6 | 0 | 0 | 0 | 0 | 0 | 0 | 0 | 0 | 0 | 0 | 0 | 0 | 3.4595e-15 | 3.3538e-11 | -3.3537e-11 | -2.5122e-15 | 9.3893e-11 | -9.3894e-11 | 6.7343e-15 | 4.6455e-10 | -5.0327e-10 | -4.8186e-15 | 1.3008e-09 | -1.4092e-09 | 0 | 0 | 0 | 0 | 0 | 0 | 0 | 0.87312 | 0.94554 | 0 | 0.87312 | 0.94554 | 0 | -90.1647 | 90.152 | 0 | -90.1647 | 90.152
Line5_6_7 | 0 | 0 | 0 | 0 | 0 | 0 | 0 | 0 | 0 | 0 | 0 | 0 | 2.6244e-15 | 2.6831e-11 | -2.683e-11 | -1.4943e-15 | 1.006e-10 | -1.006e-10 | 5.0469e-15 | 3.7164e-10 | -4.0261e-10 | -2.7719e-15 | 1.3937e-09 | -1.5098e-09 | 0 | 0 | 0 | 0 | 0 | 0 | 0 | 0.87312 | 0.94554 | 0 | 0.87312 | 0.94554 | 0 | -90.1647 | 90.152 | 0 | -90.1647 | 90.152
Line6_7_8 | 0 | 0 | 0 | 0 | 0 | 0 | 0 | 0 | 0 | 0 | 0 | 0 | 1.5567e-15 | 2.0124e-11 | -2.0123e-11 | -2.3099e-16 | 1.0731e-10 | -1.0731e-10 | 2.8946e-15 | 2.7873e-10 | -3.0196e-10 | -2.3522e-16 | 1.4866e-09 | -1.6105e-09 | 0 | 0 | 0 | 0 | 0 | 0 | 0 | 0.87312 | 0.94554 | 0 | 0.87312 | 0.94554 | 0 | -90.1647 | 90.152 | 0 | -90.1647 | 90.152
Line7_8_9 | 0 | 0 | 0 | 0 | 0 | 0 | 0 | 0 | 0 | 0 | 0 | 0 | -1.4437e-17 | 6.708e-12 | -6.707e-12 | 1.2258e-17 | 1.2072e-10 | -1.2073e-10 | -1.4701e-17 | 9.2909e-11 | -1.0065e-10 | 1.62e-17 | 1.6724e-09 | -1.8118e-09 | 0 | 0 | 0 | 0 | 0 | 0 | 0 | 0.87312 | 0.94554 | 0 | 0.87312 | 0.94554 | 0 | -90.1647 | 90.152 | 0 | -90.1647 | 90.152
Line8_8_10 | 0 | 0 | 0 | 0 | 0 | 0 | 0 | 0 | 0 | 0 | 0 | 0 | -1.4437e-17 | 6.708e-12 | -6.7075e-12 | 1.2258e-17 | 1.2072e-10 | -1.2072e-10 | -1.4701e-17 | 9.2909e-11 | -1.0065e-10 | 1.62e-17 | 1.6724e-09 | -1.8118e-09 | 0 | 0 | 0 | 0 | 0 | 0 | 0 | 0.87312 | 0.94554 | 0 | 0.87312 | 0.94554 | 0 | -90.1647 | 90.152 | 0 | -90.1647 | 90.152
Line9_3_11 | 0 | 0 | 0 | 0 | 0 | 0 | 0 | 0 | 0 | 0 | 0 | 0 | -2.5575e-15 | 4.6947e-11 | -4.6946e-11 | 2.6654e-15 | 8.0484e-11 | -8.0484e-11 | -5.0074e-15 | 6.5038e-10 | -7.0459e-10 | 5.258e-15 | 1.1149e-09 | -1.2079e-09 | 0 | 0 | 0 | 0 | 0 | 0 | 0 | 0.87312 | 0.94554 | 0 | 0.87312 | 0.94554 | 0 | -90.1647 | 90.152 | 0 | -90.1647 | 90.152

## LG_max_10
name | pf_ikss_a_from_ka | pf_ikss_b_from_ka | pf_ikss_c_from_ka | pf_ikss_a_to_ka | pf_ikss_b_to_ka | pf_ikss_c_to_ka | pf_skss_a_from_mw | pf_skss_b_from_mw | pf_skss_c_from_mw | pf_skss_a_to_mw | pf_skss_b_to_mw | pf_skss_c_to_mw | pf_p_a_from_mw | pf_p_b_from_mw | pf_p_c_from_mw | pf_p_a_to_mw | pf_p_b_to_mw | pf_p_c_to_mw | pf_q_a_from_mvar | pf_q_b_from_mvar | pf_q_c_from_mvar | pf_q_a_to_mvar | pf_q_b_to_mvar | pf_q_c_to_mvar | pf_ikss_a_from_degree | pf_ikss_b_from_degree | pf_ikss_c_from_degree | pf_ikss_a_to_degree | pf_ikss_b_to_degree | pf_ikss_c_to_degree | pf_vm_a_from_pu | pf_vm_b_from_pu | pf_vm_c_from_pu | pf_vm_a_to_pu | pf_vm_b_to_pu | pf_vm_c_to_pu | pf_va_a_from_degree | pf_va_b_from_degree | pf_va_c_from_degree | pf_va_a_to_degree | pf_va_b_to_degree | pf_va_c_to_degree
Line0_1_2 | 0 | 0 | 0 | 0 | 0 | 0 | 0 | 0 | 0 | 0 | 0 | 0 | 4.4758e-15 | 4.4169e-11 | -4.4169e-11 | -3.6227e-15 | 9.5688e-11 | -9.5687e-11 | 8.7677e-15 | 6.1181e-10 | -6.6281e-10 | -7.0321e-15 | 1.3256e-09 | -1.4361e-09 | 0 | 0 | 0 | 0 | 0 | 0 | 0 | 0.9147 | 0.99056 | 0 | 0.9147 | 0.99056 | 0 | -90.1647 | 90.152 | 0 | -90.1647 | 90.152
Line10_11_12 | 0 | 0 | 0 | 0 | 0 | 0 | 0 | 0 | 0 | 0 | 0 | 0 | -2.6495e-15 | 4.4163e-11 | -4.4163e-11 | 2.6789e-15 | 9.5694e-11 | -9.5693e-11 | -5.1963e-15 | 6.1182e-10 | -6.6282e-10 | 5.2967e-15 | 1.3256e-09 | -1.4361e-09 | 0 | 0 | 0 | 0 | 0 | 0 | 0 | 0.9147 | 0.99056 | 0 | 0.9147 | 0.99056 | 0 | -90.1647 | 90.152 | 0 | -90.1647 | 90.152
Line11_12_13 | 0 | 0 | 0 | 0 | 0 | 0 | 0 | 0 | 0 | 0 | 0 | 0 | -2.3814e-15 | 3.6803e-11 | -3.6801e-11 | 2.3359e-15 | 1.0305e-10 | -1.0305e-10 | -4.6764e-15 | 5.0985e-10 | -5.5235e-10 | 4.6294e-15 | 1.4276e-09 | -1.5466e-09 | 0 | 0 | 0 | 0 | 0 | 0 | 0 | 0.9147 | 0.99056 | 0 | 0.9147 | 0.99056 | 0 | -90.1647 | 90.152 | 0 | -90.1647 | 90.152
Line12_13_15 | 0 | 0 | 0 | 0 | 0 | 0 | 0 | 0 | 0 | 0 | 0 | 0 | -1.5154e-15 | 2.208e-11 | -2.2081e-11 | 1.3705e-15 | 1.1778e-10 | -1.1777e-10 | -2.9783e-15 | 3.0591e-10 | -3.3141e-10 | 2.7344e-15 | 1.6315e-09 | -1.7675e-09 | 0 | 0 | 0 | 0 | 0 | 0 | 0 | 0.9147 | 0.99056 | 0 | 0.9147 | 0.99056 | 0 | -90.1647 | 90.152 | 0 | -90.1647 | 90.152
Line13_13_14 | 0 | 0 | 0 | 0 | 0 | 0 | 0 | 0 | 0 | 0 | 0 | 0 | -5.0512e-16 | 7.3608e-12 | -7.3596e-12 | 3.1878e-16 | 1.325e-10 | -1.325e-10 | -9.9275e-16 | 1.0197e-10 | -1.1047e-10 | 6.6536e-16 | 1.8355e-09 | -1.9884e-09 | 0 | 0 | 0 | 0 | 0 | 0 | 0 | 0.9147 | 0.99056 | 0 | 0.9147 | 0.99056 | 0 | -90.1647 | 90.152 | 0 | -90.1647 | 90.152
Line14_15_16 | 0 | 0 | 0 | 0 | 0 | 0 | 0 | 0 | 0 | 0 | 0 | 0 | -1.0444e-15 | 1.472e-11 | -1.472e-11 | 8.665e-16 | 1.2514e-10 | -1.2514e-10 | -2.0535e-15 | 2.0394e-10 | -2.2094e-10 | 1.7447e-15 | 1.7335e-09 | -1.878e-09 | 0 | 0 | 0 | 0 | 0 | 0 | 0 | 0.9147 | 0.99056 | 0 | 0.9147 | 0.99056 | 0 | -90.1647 | 90.152 | 0 | -90.1647 | 90.152
Line15_16_17 | 0 | 0 | 0 | 0 | 0 | 0 | 0 | 0 | 0 | 0 | 0 | 0 | -5.3339e-16 | 7.3596e-12 | -7.3599e-12 | 3.3643e-16 | 1.325e-10 | -1.325e-10 | -1.049e-15 | 1.0197e-10 | -1.1047e-10 | 7.0265e-16 | 1.8355e-09 | -1.9884e-09 | 0 | 0 | 0 | 0 | 0 | 0 | 0 | 0.9147 | 0.99056 | 0 | 0.9147 | 0.99056 | 0 | -90.1647 | 90.152 | 0 | -90.1647 | 90.152
Line16_4_18 | 0 | 0 | 0 | 0 | 0 | 0 | 0 | 0 | 0 | 0 | 0 | 0 | -3.6572e-16 | 7.3604e-12 | -7.3596e-12 | 2.3179e-16 | 1.325e-10 | -1.325e-10 | -7.1461e-16 | 1.0197e-10 | -1.1047e-10 | 4.8093e-16 | 1.8355e-09 | -1.9884e-09 | 0 | 0 | 0 | 0 | 0 | 0 | 0 | 0.9147 | 0.99056 | 0 | 0.9147 | 0.99056 | 0 | -90.1647 | 90.152 | 0 | -90.1647 | 90.152
Line17_5_19 | 0 | 0 | 0 | 0 | 0 | 0 | 0 | 0 | 0 | 0 | 0 | 0 | -3.6572e-16 | 7.3604e-12 | -7.3596e-12 | 2.3179e-16 | 1.325e-10 | -1.325e-10 | -7.1461e-16 | 1.0197e-10 | -1.1047e-10 | 4.8093e-16 | 1.8355e-09 | -1.9884e-09 | 0 | 0 | 0 | 0 | 0 | 0 | 0 | 0.9147 | 0.99056 | 0 | 0.9147 | 0.99056 | 0 | -90.1647 | 90.152 | 0 | -90.1647 | 90.152
Line1_1_3 | 0 | 0 | 0 | 0 | 0 | 0 | 0 | 0 | 0 | 0 | 0 | 0 | -2.8362e-15 | 5.8884e-11 | -5.8884e-11 | 3.0574e-15 | 8.0972e-11 | -8.0972e-11 | -5.539e-15 | 8.1576e-10 | -8.8376e-10 | 6.0163e-15 | 1.1217e-09 | -1.2152e-09 | 0 | 0 | 0 | 0 | 0 | 0 | 0 | 0.9147 | 0.99056 | 0 | 0.9147 | 0.99056 | 0 | -90.1647 | 90.152 | 0 | -90.1647 | 90.152
Line2_1_4 | 0 | 0 | 0 | 0 | 0 | 0 | 0 | 0 | 0 | 0 | 0 | 0 | -7.0905e-16 | 1.4721e-11 | -1.4721e-11 | 5.9419e-16 | 1.2514e-10 | -1.2514e-10 | -1.3847e-15 | 2.0394e-10 | -2.2094e-10 | 1.1886e-15 | 1.7335e-09 | -1.878e-09 | 0 | 0 | 0 | 0 | 0 | 0 | 0 | 0.9147 | 0.99056 | 0 | 0.9147 | 0.99056 | 0 | -90.1647 | 90.152 | 0 | -90.1647 | 90.152
Line3_1_5 | 0 | 0 | 0 | 0 | 0 | 0 | 0 | 0 | 0 | 0 | 0 | 0 | -7.0905e-16 | 1.4721e-11 | -1.4721e-11 | 5.9419e-16 | 1.2514e-10 | -1.2514e-10 | -1.3847e-15 | 2.0394e-10 | -2.2094e-10 | 1.1886e-15 | 1.7335e-09 | -1.878e-09 | 0 | 0 | 0 | 0 | 0 | 0 | 0 | 0.9147 | 0.99056 | 0 | 0.9147 | 0.99056 | 0 | -90.1647 | 90.152 | 0 | -90.1647 | 90.152
Line4_2_6 | 0 | 0 | 0 | 0 | 0 | 0 | 0 | 0 | 0 | 0 | 0 | 0 | 3.7969e-15 | 3.6808e-11 | -3.6808e-11 | -2.7572e-15 | 1.0305e-10 | -1.0305e-10 | 7.3909e-15 | 5.0984e-10 | -5.5234e-10 | -5.2884e-15 | 1.4276e-09 | -1.5466e-09 | 0 | 0 | 0 | 0 | 0 | 0 | 0 | 0.9147 | 0.99056 | 0 | 0.9147 | 0.99056 | 0 | -90.1647 | 90.152 | 0 | -90.1647 | 90.152
Line5_6_7 | 0 | 0 | 0 | 0 | 0 | 0 | 0 | 0 | 0 | 0 | 0 | 0 | 2.8803e-15 | 2.9447e-11 | -2.9446e-11 | -1.64e-15 | 1.1041e-10 | -1.1041e-10 | 5.539e-15 | 4.0787e-10 | -4.4187e-10 | -3.0422e-15 | 1.5296e-09 | -1.657e-09 | 0 | 0 | 0 | 0 | 0 | 0 | 0 | 0.9147 | 0.99056 | 0 | 0.9147 | 0.99056 | 0 | -90.1647 | 90.152 | 0 | -90.1647 | 90.152
Line6_7_8 | 0 | 0 | 0 | 0 | 0 | 0 | 0 | 0 | 0 | 0 | 0 | 0 | 1.7084e-15 | 2.2086e-11 | -2.2085e-11 | -2.5352e-16 | 1.1777e-10 | -1.1777e-10 | 3.1768e-15 | 3.059e-10 | -3.314e-10 | -2.5815e-16 | 1.6315e-09 | -1.7675e-09 | 0 | 0 | 0 | 0 | 0 | 0 | 0 | 0.9147 | 0.99056 | 0 | 0.9147 | 0.99056 | 0 | -90.1647 | 90.152 | 0 | -90.1647 | 90.152
Line7_8_9 | 0 | 0 | 0 | 0 | 0 | 0 | 0 | 0 | 0 | 0 | 0 | 0 | -1.5845e-17 | 7.3618e-12 | -7.3605e-12 | 1.3453e-17 | 1.325e-10 | -1.325e-10 | -1.6135e-17 | 1.0197e-10 | -1.1047e-10 | 1.7779e-17 | 1.8355e-09 | -1.9884e-09 | 0 | 0 | 0 | 0 | 0 | 0 | 0 | 0.9147 | 0.99056 | 0 | 0.9147 | 0.99056 | 0 | -90.1647 | 90.152 | 0 | -90.1647 | 90.152
Line8_8_10 | 0 | 0 | 0 | 0 | 0 | 0 | 0 | 0 | 0 | 0 | 0 | 0 | -1.5845e-17 | 7.3616e-12 | -7.3608e-12 | 1.3453e-17 | 1.325e-10 | -1.325e-10 | -1.6135e-17 | 1.0197e-10 | -1.1047e-10 | 1.7779e-17 | 1.8355e-09 | -1.9884e-09 | 0 | 0 | 0 | 0 | 0 | 0 | 0 | 0.9147 | 0.99056 | 0 | 0.9147 | 0.99056 | 0 | -90.1647 | 90.152 | 0 | -90.1647 | 90.152
Line9_3_11 | 0 | 0 | 0 | 0 | 0 | 0 | 0 | 0 | 0 | 0 | 0 | 0 | -2.8069e-15 | 5.1524e-11 | -5.1523e-11 | 2.9253e-15 | 8.8332e-11 | -8.8333e-11 | -5.4956e-15 | 7.1379e-10 | -7.7329e-10 | 5.7707e-15 | 1.2236e-09 | -1.3256e-09 | 0 | 0 | 0 | 0 | 0 | 0 | 0 | 0.9147 | 0.99056 | 0 | 0.9147 | 0.99056 | 0 | -90.1647 | 90.152 | 0 | -90.1647 | 90.152

## LG_max_fault_6
name | pf_ikss_a_from_ka | pf_ikss_b_from_ka | pf_ikss_c_from_ka | pf_ikss_a_to_ka | pf_ikss_b_to_ka | pf_ikss_c_to_ka | pf_skss_a_from_mw | pf_skss_b_from_mw | pf_skss_c_from_mw | pf_skss_a_to_mw | pf_skss_b_to_mw | pf_skss_c_to_mw | pf_p_a_from_mw | pf_p_b_from_mw | pf_p_c_from_mw | pf_p_a_to_mw | pf_p_b_to_mw | pf_p_c_to_mw | pf_q_a_from_mvar | pf_q_b_from_mvar | pf_q_c_from_mvar | pf_q_a_to_mvar | pf_q_b_to_mvar | pf_q_c_to_mvar | pf_ikss_a_from_degree | pf_ikss_b_from_degree | pf_ikss_c_from_degree | pf_ikss_a_to_degree | pf_ikss_b_to_degree | pf_ikss_c_to_degree | pf_vm_a_from_pu | pf_vm_b_from_pu | pf_vm_c_from_pu | pf_vm_a_to_pu | pf_vm_b_to_pu | pf_vm_c_to_pu | pf_va_a_from_degree | pf_va_b_from_degree | pf_va_c_from_degree | pf_va_a_to_degree | pf_va_b_to_degree | pf_va_c_to_degree
Line0_1_2 | 0 | 0 | 0 | 0 | 0 | 0 | 0 | 0 | 0 | 0 | 0 | 0 | 7.6742e-13 | 4.0242e-11 | -4.0235e-11 | -7.884e-13 | 8.718e-11 | -8.7165e-11 | 7.7193e-13 | 5.5745e-10 | -6.0391e-10 | -7.9019e-13 | 1.2078e-09 | -1.3085e-09 | 0 | 0 | 0 | 0 | 0 | 0 | 1.4643e-05 | 0.87313 | 0.94553 | 1.4618e-05 | 0.87313 | 0.94553 | 46.4639 | -90.165 | 90.1523 | 46.4315 | -90.165 | 90.1523
Line10_11_12 | 0 | 0 | 0 | 0 | 0 | 0 | 0 | 0 | 0 | 0 | 0 | 0 | -3.6477e-13 | 4.0237e-11 | -4.023e-11 | 3.4303e-13 | 8.7185e-11 | -8.717e-11 | -3.6648e-13 | 5.5747e-10 | -6.0393e-10 | 3.4673e-13 | 1.2078e-09 | -1.3085e-09 | 0 | 0 | 0 | 0 | 0 | 0 | 1.4672e-05 | 0.87313 | 0.94553 | 1.4683e-05 | 0.87313 | 0.94553 | 46.5008 | -90.165 | 90.1523 | 46.5154 | -90.165 | 90.1523
Line11_12_13 | 0 | 0 | 0 | 0 | 0 | 0 | 0 | 0 | 0 | 0 | 0 | 0 | -3.0413e-13 | 3.353e-11 | -3.3525e-11 | 2.8233e-13 | 9.3892e-11 | -9.3876e-11 | -3.0572e-13 | 4.6455e-10 | -5.0327e-10 | 2.8583e-13 | 1.3007e-09 | -1.4091e-09 | 0 | 0 | 0 | 0 | 0 | 0 | 1.4683e-05 | 0.87313 | 0.94553 | 1.4692e-05 | 0.87313 | 0.94553 | 46.5154 | -90.165 | 90.1523 | 46.5276 | -90.165 | 90.1523
Line12_13_15 | 0 | 0 | 0 | 0 | 0 | 0 | 0 | 0 | 0 | 0 | 0 | 0 | -1.8256e-13 | 2.0117e-11 | -2.0115e-11 | 1.6066e-13 | 1.073e-10 | -1.0729e-10 | -1.8359e-13 | 2.7873e-10 | -3.0196e-10 | 1.6352e-13 | 1.4866e-09 | -1.6105e-09 | 0 | 0 | 0 | 0 | 0 | 0 | 1.4692e-05 | 0.87313 | 0.94553 | 1.4698e-05 | 0.87313 | 0.94553 | 46.5276 | -90.165 | 90.1523 | 46.5348 | -90.165 | 90.1523
Line13_13_14 | 0 | 0 | 0 | 0 | 0 | 0 | 0 | 0 | 0 | 0 | 0 | 0 | -6.0853e-14 | 6.7064e-12 | -6.7045e-12 | 3.892e-14 | 1.2072e-10 | -1.207e-10 | -6.1196e-14 | 9.2911e-11 | -1.0065e-10 | 4.1057e-14 | 1.6724e-09 | -1.8118e-09 | 0 | 0 | 0 | 0 | 0 | 0 | 1.4692e-05 | 0.87313 | 0.94553 | 1.4694e-05 | 0.87313 | 0.94553 | 46.5276 | -90.165 | 90.1523 | 46.5298 | -90.165 | 90.1523
Line14_15_16 | 0 | 0 | 0 | 0 | 0 | 0 | 0 | 0 | 0 | 0 | 0 | 0 | -1.2174e-13 | 1.3411e-11 | -1.3409e-11 | 9.9811e-14 | 1.1401e-10 | -1.1399e-10 | -1.2245e-13 | 1.8582e-10 | -2.0131e-10 | 1.0233e-13 | 1.5795e-09 | -1.7111e-09 | 0 | 0 | 0 | 0 | 0 | 0 | 1.4698e-05 | 0.87313 | 0.94553 | 1.4702e-05 | 0.87313 | 0.94553 | 46.5348 | -90.165 | 90.1523 | 46.5394 | -90.165 | 90.1523
Line15_16_17 | 0 | 0 | 0 | 0 | 0 | 0 | 0 | 0 | 0 | 0 | 0 | 0 | -6.0878e-14 | 6.7058e-12 | -6.7045e-12 | 3.8936e-14 | 1.2072e-10 | -1.207e-10 | -6.1247e-14 | 9.2911e-11 | -1.0065e-10 | 4.1091e-14 | 1.6724e-09 | -1.8118e-09 | 0 | 0 | 0 | 0 | 0 | 0 | 1.4702e-05 | 0.87313 | 0.94553 | 1.4704e-05 | 0.87313 | 0.94553 | 46.5394 | -90.165 | 90.1523 | 46.5416 | -90.165 | 90.1523
Line16_4_18 | 0 | 0 | 0 | 0 | 0 | 0 | 0 | 0 | 0 | 0 | 0 | 0 | -6.0726e-14 | 6.7061e-12 | -6.7053e-12 | 3.8841e-14 | 1.2072e-10 | -1.207e-10 | -6.0942e-14 | 9.291e-11 | -1.0065e-10 | 4.0889e-14 | 1.6724e-09 | -1.8118e-09 | 0 | 0 | 0 | 0 | 0 | 0 | 1.4647e-05 | 0.87313 | 0.94553 | 1.4648e-05 | 0.87313 | 0.94553 | 46.4686 | -90.165 | 90.1523 | 46.4708 | -90.165 | 90.1523
Line17_5_19 | 0 | 0 | 0 | 0 | 0 | 0 | 0 | 0 | 0 | 0 | 0 | 0 | -6.0726e-14 | 6.7061e-12 | -6.7053e-12 | 3.8841e-14 | 1.2072e-10 | -1.207e-10 | -6.0942e-14 | 9.291e-11 | -1.0065e-10 | 4.0889e-14 | 1.6724e-09 | -1.8118e-09 | 0 | 0 | 0 | 0 | 0 | 0 | 1.4647e-05 | 0.87313 | 0.94553 | 1.4648e-05 | 0.87313 | 0.94553 | 46.4686 | -90.165 | 90.1523 | 46.4708 | -90.165 | 90.1523
Line1_1_3 | 0 | 0 | 0 | 0 | 0 | 0 | 0 | 0 | 0 | 0 | 0 | 0 | -4.8572e-13 | 5.3649e-11 | -5.364e-11 | 4.6416e-13 | 7.3773e-11 | -7.3761e-11 | -4.8738e-13 | 7.4329e-10 | -8.0523e-10 | 4.6797e-13 | 1.022e-09 | -1.1072e-09 | 0 | 0 | 0 | 0 | 0 | 0 | 1.4643e-05 | 0.87313 | 0.94553 | 1.4658e-05 | 0.87313 | 0.94553 | 46.4639 | -90.165 | 90.1523 | 46.4836 | -90.165 | 90.1523
Line2_1_4 | 0 | 0 | 0 | 0 | 0 | 0 | 0 | 0 | 0 | 0 | 0 | 0 | -1.2143e-13 | 1.3412e-11 | -1.3409e-11 | 9.9563e-14 | 1.1401e-10 | -1.1399e-10 | -1.2184e-13 | 1.8582e-10 | -2.0131e-10 | 1.0182e-13 | 1.5795e-09 | -1.7111e-09 | 0 | 0 | 0 | 0 | 0 | 0 | 1.4643e-05 | 0.87313 | 0.94553 | 1.4647e-05 | 0.87313 | 0.94553 | 46.4639 | -90.165 | 90.1523 | 46.4686 | -90.165 | 90.1523
Line3_1_5 | 0 | 0 | 0 | 0 | 0 | 0 | 0 | 0 | 0 | 0 | 0 | 0 | -1.2143e-13 | 1.3412e-11 | -1.3409e-11 | 9.9563e-14 | 1.1401e-10 | -1.1399e-10 | -1.2184e-13 | 1.8582e-10 | -2.0131e-10 | 1.0182e-13 | 1.5795e-09 | -1.7111e-09 | 0 | 0 | 0 | 0 | 0 | 0 | 1.4643e-05 | 0.87313 | 0.94553 | 1.4647e-05 | 0.87313 | 0.94553 | 46.4639 | -90.165 | 90.1523 | 46.4686 | -90.165 | 90.1523
Line4_2_6 | 0 | 0 | 0 | 0 | 0 | 0 | 0 | 0 | 0 | 0 | 0 | 0 | 8.2719e-13 | 3.3536e-11 | -3.353e-11 | -8.48e-13 | 9.3886e-11 | -9.3871e-11 | 8.3097e-13 | 4.6454e-10 | -5.0326e-10 | -8.4889e-13 | 1.3007e-09 | -1.4092e-09 | 0 | 0 | 0 | 0 | 0 | 0 | 1.4618e-05 | 0.87313 | 0.94553 | 1.4591e-05 | 0.87313 | 0.94553 | 46.4315 | -90.165 | 90.1523 | 46.3966 | -90.165 | 90.1523
Line5_6_7 | 0 | 0 | 0 | 0 | 0 | 0 | 0 | 0 | 0 | 0 | 0 | 0 | 8.8675e-13 | 2.6829e-11 | -2.6824e-11 | -9.0738e-13 | 1.0059e-10 | -1.0058e-10 | 8.8957e-13 | 3.7163e-10 | -4.0261e-10 | -9.0714e-13 | 1.3937e-09 | -1.5098e-09 | 0 | 0 | 0 | 0 | 0 | 0 | 1.4591e-05 | 0.87313 | 0.94553 | 1.4562e-05 | 0.87313 | 0.94553 | 46.3966 | -90.165 | 90.1523 | 46.3589 | -90.165 | 90.1523
Line6_7_8 | 0 | 0 | 0 | 0 | 0 | 0 | 0 | 0 | 0 | 0 | 0 | 0 | 9.4607e-13 | 2.0122e-11 | -2.0118e-11 | -9.6651e-13 | 1.073e-10 | -1.0728e-10 | 9.4771e-13 | 2.7873e-10 | -3.0196e-10 | -9.6489e-13 | 1.4866e-09 | -1.6105e-09 | 0 | 0 | 0 | 0 | 0 | 0 | 1.4562e-05 | 0.87313 | 0.94553 | 1.4532e-05 | 0.87313 | 0.94553 | 46.3589 | -90.165 | 90.1523 | 46.3186 | -90.165 | 90.1523
Line7_8_9 | 0 | 0 | 0 | 0 | 0 | 0 | 0 | 0 | 0 | 0 | 0 | 0 | -6.0407e-14 | 6.7073e-12 | -6.7056e-12 | 3.8642e-14 | 1.2072e-10 | -1.207e-10 | -6.0306e-14 | 9.2909e-11 | -1.0065e-10 | 4.0467e-14 | 1.6724e-09 | -1.8118e-09 | 0 | 0 | 0 | 0 | 0 | 0 | 1.4532e-05 | 0.87313 | 0.94553 | 1.4533e-05 | 0.87313 | 0.94553 | 46.3186 | -90.165 | 90.1523 | 46.3209 | -90.165 | 90.1523
Line8_8_10 | 0 | 0 | 0 | 0 | 0 | 0 | 0 | 0 | 0 | 0 | 0 | 0 | -6.0407e-14 | 6.707e-12 | -6.7053e-12 | 3.8642e-14 | 1.2072e-10 | -1.207e-10 | -6.0306e-14 | 9.2909e-11 | -1.0065e-10 | 4.0467e-14 | 1.6724e-09 | -1.8118e-09 | 0 | 0 | 0 | 0 | 0 | 0 | 1.4532e-05 | 0.87313 | 0.94553 | 1.4533e-05 | 0.87313 | 0.94553 | 46.3186 | -90.165 | 90.1523 | 46.3209 | -90.165 | 90.1523
Line9_3_11 | 0 | 0 | 0 | 0 | 0 | 0 | 0 | 0 | 0 | 0 | 0 | 0 | -4.253e-13 | 4.6943e-11 | -4.6935e-11 | 4.0365e-13 | 8.0479e-11 | -8.0466e-11 | -4.2705e-13 | 6.5038e-10 | -7.0458e-10 | 4.0746e-13 | 1.1149e-09 | -1.2078e-09 | 0 | 0 | 0 | 0 | 0 | 0 | 1.4658e-05 | 0.87313 | 0.94553 | 1.4672e-05 | 0.87313 | 0.94553 | 46.4836 | -90.165 | 90.1523 | 46.5008 | -90.165 | 90.1523

## LG_max_fault_10
name | pf_ikss_a_from_ka | pf_ikss_b_from_ka | pf_ikss_c_from_ka | pf_ikss_a_to_ka | pf_ikss_b_to_ka | pf_ikss_c_to_ka | pf_skss_a_from_mw | pf_skss_b_from_mw | pf_skss_c_from_mw | pf_skss_a_to_mw | pf_skss_b_to_mw | pf_skss_c_to_mw | pf_p_a_from_mw | pf_p_b_from_mw | pf_p_c_from_mw | pf_p_a_to_mw | pf_p_b_to_mw | pf_p_c_to_mw | pf_q_a_from_mvar | pf_q_b_from_mvar | pf_q_c_from_mvar | pf_q_a_to_mvar | pf_q_b_to_mvar | pf_q_c_to_mvar | pf_ikss_a_from_degree | pf_ikss_b_from_degree | pf_ikss_c_from_degree | pf_ikss_a_to_degree | pf_ikss_b_to_degree | pf_ikss_c_to_degree | pf_vm_a_from_pu | pf_vm_b_from_pu | pf_vm_c_from_pu | pf_vm_a_to_pu | pf_vm_b_to_pu | pf_vm_c_to_pu | pf_va_a_from_degree | pf_va_b_from_degree | pf_va_c_from_degree | pf_va_a_to_degree | pf_va_b_to_degree | pf_va_c_to_degree
Line0_1_2 | 0 | 0 | 0 | 0 | 0 | 0 | 0 | 0 | 0 | 0 | 0 | 0 | 8.4224e-13 | 4.4166e-11 | -4.4158e-11 | -8.6527e-13 | 9.5681e-11 | -9.5665e-11 | 8.472e-13 | 6.1181e-10 | -6.628e-10 | -8.6724e-13 | 1.3256e-09 | -1.4361e-09 | 0 | 0 | 0 | 0 | 0 | 0 | 1.534e-05 | 0.91471 | 0.99056 | 1.5314e-05 | 0.91471 | 0.99056 | 46.4639 | -90.165 | 90.1523 | 46.4315 | -90.165 | 90.1523
Line10_11_12 | 0 | 0 | 0 | 0 | 0 | 0 | 0 | 0 | 0 | 0 | 0 | 0 | -4.0033e-13 | 4.416e-11 | -4.4152e-11 | 3.7648e-13 | 9.5686e-11 | -9.567e-11 | -4.0222e-13 | 6.1182e-10 | -6.6281e-10 | 3.8054e-13 | 1.3256e-09 | -1.4361e-09 | 0 | 0 | 0 | 0 | 0 | 0 | 1.537e-05 | 0.91471 | 0.99056 | 1.5382e-05 | 0.91471 | 0.99056 | 46.5008 | -90.165 | 90.1523 | 46.5154 | -90.165 | 90.1523
Line11_12_13 | 0 | 0 | 0 | 0 | 0 | 0 | 0 | 0 | 0 | 0 | 0 | 0 | -3.3379e-13 | 3.68e-11 | -3.6793e-11 | 3.0986e-13 | 1.0305e-10 | -1.0303e-10 | -3.3553e-13 | 5.0985e-10 | -5.5234e-10 | 3.137e-13 | 1.4276e-09 | -1.5465e-09 | 0 | 0 | 0 | 0 | 0 | 0 | 1.5382e-05 | 0.91471 | 0.99056 | 1.5392e-05 | 0.91471 | 0.99056 | 46.5154 | -90.165 | 90.1523 | 46.5276 | -90.165 | 90.1523
Line12_13_15 | 0 | 0 | 0 | 0 | 0 | 0 | 0 | 0 | 0 | 0 | 0 | 0 | -2.0036e-13 | 2.2079e-11 | -2.2076e-11 | 1.7633e-13 | 1.1777e-10 | -1.1775e-10 | -2.0149e-13 | 3.0591e-10 | -3.3141e-10 | 1.7947e-13 | 1.6315e-09 | -1.7675e-09 | 0 | 0 | 0 | 0 | 0 | 0 | 1.5392e-05 | 0.91471 | 0.99056 | 1.5398e-05 | 0.91471 | 0.99056 | 46.5276 | -90.165 | 90.1523 | 46.5348 | -90.165 | 90.1523
Line13_13_14 | 0 | 0 | 0 | 0 | 0 | 0 | 0 | 0 | 0 | 0 | 0 | 0 | -6.6786e-14 | 7.3605e-12 | -7.3582e-12 | 4.2715e-14 | 1.3249e-10 | -1.3246e-10 | -6.7163e-14 | 1.0197e-10 | -1.1047e-10 | 4.506e-14 | 1.8354e-09 | -1.9884e-09 | 0 | 0 | 0 | 0 | 0 | 0 | 1.5392e-05 | 0.91471 | 0.99056 | 1.5394e-05 | 0.91471 | 0.99056 | 46.5276 | -90.165 | 90.1523 | 46.5298 | -90.165 | 90.1523
Line14_15_16 | 0 | 0 | 0 | 0 | 0 | 0 | 0 | 0 | 0 | 0 | 0 | 0 | -1.3361e-13 | 1.4719e-11 | -1.4718e-11 | 1.0954e-13 | 1.2513e-10 | -1.251e-10 | -1.3439e-13 | 2.0394e-10 | -2.2094e-10 | 1.1231e-13 | 1.7335e-09 | -1.8779e-09 | 0 | 0 | 0 | 0 | 0 | 0 | 1.5398e-05 | 0.91471 | 0.99056 | 1.5402e-05 | 0.91471 | 0.99056 | 46.5348 | -90.165 | 90.1523 | 46.5394 | -90.165 | 90.1523
Line15_16_17 | 0 | 0 | 0 | 0 | 0 | 0 | 0 | 0 | 0 | 0 | 0 | 0 | -6.6814e-14 | 7.3603e-12 | -7.3585e-12 | 4.2733e-14 | 1.3249e-10 | -1.3246e-10 | -6.7219e-14 | 1.0197e-10 | -1.1047e-10 | 4.5097e-14 | 1.8354e-09 | -1.9884e-09 | 0 | 0 | 0 | 0 | 0 | 0 | 1.5402e-05 | 0.91471 | 0.99056 | 1.5404e-05 | 0.91471 | 0.99056 | 46.5394 | -90.165 | 90.1523 | 46.5416 | -90.165 | 90.1523
Line16_4_18 | 0 | 0 | 0 | 0 | 0 | 0 | 0 | 0 | 0 | 0 | 0 | 0 | -6.6647e-14 | 7.3599e-12 | -7.3576e-12 | 4.2628e-14 | 1.3249e-10 | -1.3247e-10 | -6.6884e-14 | 1.0197e-10 | -1.1047e-10 | 4.4876e-14 | 1.8354e-09 | -1.9884e-09 | 0 | 0 | 0 | 0 | 0 | 0 | 1.5344e-05 | 0.91471 | 0.99056 | 1.5346e-05 | 0.91471 | 0.99056 | 46.4686 | -90.165 | 90.1523 | 46.4708 | -90.165 | 90.1523
Line17_5_19 | 0 | 0 | 0 | 0 | 0 | 0 | 0 | 0 | 0 | 0 | 0 | 0 | -6.6647e-14 | 7.3599e-12 | -7.3576e-12 | 4.2628e-14 | 1.3249e-10 | -1.3247e-10 | -6.6884e-14 | 1.0197e-10 | -1.1047e-10 | 4.4876e-14 | 1.8354e-09 | -1.9884e-09 | 0 | 0 | 0 | 0 | 0 | 0 | 1.5344e-05 | 0.91471 | 0.99056 | 1.5346e-05 | 0.91471 | 0.99056 | 46.4686 | -90.165 | 90.1523 | 46.4708 | -90.165 | 90.1523
Line1_1_3 | 0 | 0 | 0 | 0 | 0 | 0 | 0 | 0 | 0 | 0 | 0 | 0 | -5.3308e-13 | 5.8881e-11 | -5.887e-11 | 5.0942e-13 | 8.0966e-11 | -8.0952e-11 | -5.349e-13 | 8.1576e-10 | -8.8375e-10 | 5.136e-13 | 1.1217e-09 | -1.2151e-09 | 0 | 0 | 0 | 0 | 0 | 0 | 1.534e-05 | 0.91471 | 0.99056 | 1.5356e-05 | 0.91471 | 0.99056 | 46.4639 | -90.165 | 90.1523 | 46.4836 | -90.165 | 90.1523
Line2_1_4 | 0 | 0 | 0 | 0 | 0 | 0 | 0 | 0 | 0 | 0 | 0 | 0 | -1.3327e-13 | 1.4719e-11 | -1.4718e-11 | 1.0927e-13 | 1.2513e-10 | -1.2511e-10 | -1.3372e-13 | 2.0394e-10 | -2.2094e-10 | 1.1175e-13 | 1.7335e-09 | -1.878e-09 | 0 | 0 | 0 | 0 | 0 | 0 | 1.534e-05 | 0.91471 | 0.99056 | 1.5344e-05 | 0.91471 | 0.99056 | 46.4639 | -90.165 | 90.1523 | 46.4686 | -90.165 | 90.1523
Line3_1_5 | 0 | 0 | 0 | 0 | 0 | 0 | 0 | 0 | 0 | 0 | 0 | 0 | -1.3327e-13 | 1.4719e-11 | -1.4718e-11 | 1.0927e-13 | 1.2513e-10 | -1.2511e-10 | -1.3372e-13 | 2.0394e-10 | -2.2094e-10 | 1.1175e-13 | 1.7335e-09 | -1.878e-09 | 0 | 0 | 0 | 0 | 0 | 0 | 1.534e-05 | 0.91471 | 0.99056 | 1.5344e-05 | 0.91471 | 0.99056 | 46.4639 | -90.165 | 90.1523 | 46.4686 | -90.165 | 90.1523
Line4_2_6 | 0 | 0 | 0 | 0 | 0 | 0 | 0 | 0 | 0 | 0 | 0 | 0 | 9.0784e-13 | 3.6807e-11 | -3.68e-11 | -9.3069e-13 | 1.0304e-10 | -1.0302e-10 | 9.1199e-13 | 5.0984e-10 | -5.5233e-10 | -9.3167e-13 | 1.4276e-09 | -1.5466e-09 | 0 | 0 | 0 | 0 | 0 | 0 | 1.5314e-05 | 0.91471 | 0.99056 | 1.5286e-05 | 0.91471 | 0.99056 | 46.4315 | -90.165 | 90.1523 | 46.3966 | -90.165 | 90.1523
Line5_6_7 | 0 | 0 | 0 | 0 | 0 | 0 | 0 | 0 | 0 | 0 | 0 | 0 | 9.7321e-13 | 2.9445e-11 | -2.944e-11 | -9.9585e-13 | 1.104e-10 | -1.1038e-10 | 9.7631e-13 | 4.0787e-10 | -4.4186e-10 | -9.9559e-13 | 1.5295e-09 | -1.657e-09 | 0 | 0 | 0 | 0 | 0 | 0 | 1.5286e-05 | 0.91471 | 0.99056 | 1.5256e-05 | 0.91471 | 0.99056 | 46.3966 | -90.165 | 90.1523 | 46.3589 | -90.165 | 90.1523
Line6_7_8 | 0 | 0 | 0 | 0 | 0 | 0 | 0 | 0 | 0 | 0 | 0 | 0 | 1.0383e-12 | 2.2083e-11 | -2.2079e-11 | -1.0607e-12 | 1.1776e-10 | -1.1774e-10 | 1.0401e-12 | 3.059e-10 | -3.314e-10 | -1.059e-12 | 1.6315e-09 | -1.7675e-09 | 0 | 0 | 0 | 0 | 0 | 0 | 1.5256e-05 | 0.91471 | 0.99056 | 1.5224e-05 | 0.91471 | 0.99056 | 46.3589 | -90.165 | 90.1523 | 46.3186 | -90.165 | 90.1523
Line7_8_9 | 0 | 0 | 0 | 0 | 0 | 0 | 0 | 0 | 0 | 0 | 0 | 0 | -6.6297e-14 | 7.3614e-12 | -7.3594e-12 | 4.241e-14 | 1.3249e-10 | -1.3246e-10 | -6.6186e-14 | 1.0197e-10 | -1.1047e-10 | 4.4412e-14 | 1.8355e-09 | -1.9884e-09 | 0 | 0 | 0 | 0 | 0 | 0 | 1.5224e-05 | 0.91471 | 0.99056 | 1.5225e-05 | 0.91471 | 0.99056 | 46.3186 | -90.165 | 90.1523 | 46.3209 | -90.165 | 90.1523
Line8_8_10 | 0 | 0 | 0 | 0 | 0 | 0 | 0 | 0 | 0 | 0 | 0 | 0 | -6.6297e-14 | 7.3606e-12 | -7.3591e-12 | 4.241e-14 | 1.3249e-10 | -1.3246e-10 | -6.6186e-14 | 1.0197e-10 | -1.1047e-10 | 4.4412e-14 | 1.8354e-09 | -1.9884e-09 | 0 | 0 | 0 | 0 | 0 | 0 | 1.5224e-05 | 0.91471 | 0.99056 | 1.5225e-05 | 0.91471 | 0.99056 | 46.3186 | -90.165 | 90.1523 | 46.3209 | -90.165 | 90.1523
Line9_3_11 | 0 | 0 | 0 | 0 | 0 | 0 | 0 | 0 | 0 | 0 | 0 | 0 | -4.6677e-13 | 5.152e-11 | -5.1511e-11 | 4.4301e-13 | 8.8327e-11 | -8.8311e-11 | -4.6868e-13 | 7.1379e-10 | -7.7328e-10 | 4.4718e-13 | 1.2236e-09 | -1.3256e-09 | 0 | 0 | 0 | 0 | 0 | 0 | 1.5356e-05 | 0.91471 | 0.99056 | 1.537e-05 | 0.91471 | 0.99056 | 46.4836 | -90.165 | 90.1523 | 46.5008 | -90.165 | 90.1523

## LG_min_6
name | pf_ikss_a_from_ka | pf_ikss_b_from_ka | pf_ikss_c_from_ka | pf_ikss_a_to_ka | pf_ikss_b_to_ka | pf_ikss_c_to_ka | pf_skss_a_from_mw | pf_skss_b_from_mw | pf_skss_c_from_mw | pf_skss_a_to_mw | pf_skss_b_to_mw | pf_skss_c_to_mw | pf_p_a_from_mw | pf_p_b_from_mw | pf_p_c_from_mw | pf_p_a_to_mw | pf_p_b_to_mw | pf_p_c_to_mw | pf_q_a_from_mvar | pf_q_b_from_mvar | pf_q_c_from_mvar | pf_q_a_to_mvar | pf_q_b_to_mvar | pf_q_c_to_mvar | pf_ikss_a_from_degree | pf_ikss_b_from_degree | pf_ikss_c_from_degree | pf_ikss_a_to_degree | pf_ikss_b_to_degree | pf_ikss_c_to_degree | pf_vm_a_from_pu | pf_vm_b_from_pu | pf_vm_c_from_pu | pf_vm_a_to_pu | pf_vm_b_to_pu | pf_vm_c_to_pu | pf_va_a_from_degree | pf_va_b_from_degree | pf_va_c_from_degree | pf_va_a_to_degree | pf_va_b_to_degree | pf_va_c_to_degree
Line0_1_2 | 0 | 0 | 0 | 0 | 0 | 0 | 0 | 0 | 0 | 0 | 0 | 0 | 5.9787e-15 | 3.2945e-11 | -3.2946e-11 | -4.7385e-15 | 7.1369e-11 | -7.1369e-11 | 6.3595e-15 | 4.5633e-10 | -4.9437e-10 | -5.0572e-15 | 9.8873e-10 | -1.0711e-09 | 0 | 0 | 0 | 0 | 0 | 0 | 0 | 0.78997 | 0.85549 | 0 | 0.78997 | 0.85549 | 0 | -90.1647 | 90.152 | 0 | -90.1647 | 90.152
Line10_11_12 | 0 | 0 | 0 | 0 | 0 | 0 | 0 | 0 | 0 | 0 | 0 | 0 | -3.5856e-15 | 3.2938e-11 | -3.2938e-11 | 3.6497e-15 | 7.1376e-11 | -7.1376e-11 | -3.7885e-15 | 4.5634e-10 | -4.9438e-10 | 3.8728e-15 | 9.8872e-10 | -1.0711e-09 | 0 | 0 | 0 | 0 | 0 | 0 | 0 | 0.78997 | 0.85549 | 0 | 0.78997 | 0.85549 | 0 | -90.1647 | 90.152 | 0 | -90.1647 | 90.152
Line11_12_13 | 0 | 0 | 0 | 0 | 0 | 0 | 0 | 0 | 0 | 0 | 0 | 0 | -3.2363e-15 | 2.7448e-11 | -2.7448e-11 | 3.1937e-15 | 7.6866e-11 | -7.6866e-11 | -3.4151e-15 | 3.8028e-10 | -4.1198e-10 | 3.3899e-15 | 1.0648e-09 | -1.1535e-09 | 0 | 0 | 0 | 0 | 0 | 0 | 0 | 0.78997 | 0.85549 | 0 | 0.78997 | 0.85549 | 0 | -90.1647 | 90.152 | 0 | -90.1647 | 90.152
Line12_13_15 | 0 | 0 | 0 | 0 | 0 | 0 | 0 | 0 | 0 | 0 | 0 | 0 | -2.0655e-15 | 1.6469e-11 | -1.6469e-11 | 1.8812e-15 | 8.7845e-11 | -8.7845e-11 | -2.1776e-15 | 2.2817e-10 | -2.4719e-10 | 2.0058e-15 | 1.2169e-09 | -1.3183e-09 | 0 | 0 | 0 | 0 | 0 | 0 | 0 | 0.78997 | 0.85549 | 0 | 0.78997 | 0.85549 | 0 | -90.1647 | 90.152 | 0 | -90.1647 | 90.152
Line13_13_14 | 0 | 0 | 0 | 0 | 0 | 0 | 0 | 0 | 0 | 0 | 0 | 0 | -6.8849e-16 | 5.4898e-12 | -5.4895e-12 | 4.4463e-16 | 9.8824e-11 | -9.8824e-11 | -7.2587e-16 | 7.6057e-11 | -8.2396e-11 | 4.9163e-16 | 1.369e-09 | -1.4831e-09 | 0 | 0 | 0 | 0 | 0 | 0 | 0 | 0.78997 | 0.85549 | 0 | 0.78997 | 0.85549 | 0 | -90.1647 | 90.152 | 0 | -90.1647 | 90.152
Line14_15_16 | 0 | 0 | 0 | 0 | 0 | 0 | 0 | 0 | 0 | 0 | 0 | 0 | -1.4258e-15 | 1.0979e-11 | -1.0979e-11 | 1.1945e-15 | 9.3335e-11 | -9.3335e-11 | -1.5024e-15 | 1.5211e-10 | -1.6479e-10 | 1.2822e-15 | 1.2929e-09 | -1.4007e-09 | 0 | 0 | 0 | 0 | 0 | 0 | 0 | 0.78997 | 0.85549 | 0 | 0.78997 | 0.85549 | 0 | -90.1647 | 90.152 | 0 | -90.1647 | 90.152
Line15_16_17 | 0 | 0 | 0 | 0 | 0 | 0 | 0 | 0 | 0 | 0 | 0 | 0 | -7.2889e-16 | 5.4897e-12 | -5.4897e-12 | 4.7045e-16 | 9.8824e-11 | -9.8824e-11 | -7.6776e-16 | 7.6057e-11 | -8.2396e-11 | 5.1971e-16 | 1.369e-09 | -1.4831e-09 | 0 | 0 | 0 | 0 | 0 | 0 | 0 | 0.78997 | 0.85549 | 0 | 0.78997 | 0.85549 | 0 | -90.1647 | 90.152 | 0 | -90.1647 | 90.152
Line16_4_18 | 0 | 0 | 0 | 0 | 0 | 0 | 0 | 0 | 0 | 0 | 0 | 0 | -4.8905e-16 | 5.49e-12 | -5.4901e-12 | 3.1719e-16 | 9.8824e-11 | -9.8824e-11 | -5.185e-16 | 7.6056e-11 | -8.2396e-11 | 3.5263e-16 | 1.369e-09 | -1.4831e-09 | 0 | 0 | 0 | 0 | 0 | 0 | 0 | 0.78997 | 0.85549 | 0 | 0.78997 | 0.85549 | 0 | -90.1647 | 90.152 | 0 | -90.1647 | 90.152
Line17_5_19 | 0 | 0 | 0 | 0 | 0 | 0 | 0 | 0 | 0 | 0 | 0 | 0 | -4.8905e-16 | 5.49e-12 | -5.4901e-12 | 3.1719e-16 | 9.8824e-11 | -9.8824e-11 | -5.185e-16 | 7.6056e-11 | -8.2396e-11 | 3.5263e-16 | 1.369e-09 | -1.4831e-09 | 0 | 0 | 0 | 0 | 0 | 0 | 0 | 0.78997 | 0.85549 | 0 | 0.78997 | 0.85549 | 0 | -90.1647 | 90.152 | 0 | -90.1647 | 90.152
Line1_1_3 | 0 | 0 | 0 | 0 | 0 | 0 | 0 | 0 | 0 | 0 | 0 | 0 | -3.7844e-15 | 4.3918e-11 | -4.3918e-11 | 4.1213e-15 | 6.0397e-11 | -6.0397e-11 | -4.0155e-15 | 6.0845e-10 | -6.5917e-10 | 4.38e-15 | 8.3661e-10 | -9.0635e-10 | 0 | 0 | 0 | 0 | 0 | 0 | 0 | 0.78997 | 0.85549 | 0 | 0.78997 | 0.85549 | 0 | -90.1647 | 90.152 | 0 | -90.1647 | 90.152
Line2_1_4 | 0 | 0 | 0 | 0 | 0 | 0 | 0 | 0 | 0 | 0 | 0 | 0 | -9.461e-16 | 1.098e-11 | -1.098e-11 | 8.0139e-16 | 9.3334e-11 | -9.3334e-11 | -1.0039e-15 | 1.5211e-10 | -1.6479e-10 | 8.659e-16 | 1.293e-09 | -1.4007e-09 | 0 | 0 | 0 | 0 | 0 | 0 | 0 | 0.78997 | 0.85549 | 0 | 0.78997 | 0.85549 | 0 | -90.1647 | 90.152 | 0 | -90.1647 | 90.152
Line3_1_5 | 0 | 0 | 0 | 0 | 0 | 0 | 0 | 0 | 0 | 0 | 0 | 0 | -9.461e-16 | 1.098e-11 | -1.098e-11 | 8.0139e-16 | 9.3334e-11 | -9.3334e-11 | -1.0039e-15 | 1.5211e-10 | -1.6479e-10 | 8.659e-16 | 1.293e-09 | -1.4007e-09 | 0 | 0 | 0 | 0 | 0 | 0 | 0 | 0.78997 | 0.85549 | 0 | 0.78997 | 0.85549 | 0 | -90.1647 | 90.152 | 0 | -90.1647 | 90.152
Line4_2_6 | 0 | 0 | 0 | 0 | 0 | 0 | 0 | 0 | 0 | 0 | 0 | 0 | 4.9712e-15 | 2.7455e-11 | -2.7456e-11 | -3.4654e-15 | 7.686e-11 | -7.6859e-11 | 5.3178e-15 | 3.8027e-10 | -4.1197e-10 | -3.7427e-15 | 1.0648e-09 | -1.1535e-09 | 0 | 0 | 0 | 0 | 0 | 0 | 0 | 0.78997 | 0.85549 | 0 | 0.78997 | 0.85549 | 0 | -90.1647 | 90.152 | 0 | -90.1647 | 90.152
Line5_6_7 | 0 | 0 | 0 | 0 | 0 | 0 | 0 | 0 | 0 | 0 | 0 | 0 | 3.6234e-15 | 2.1964e-11 | -2.1965e-11 | -1.8322e-15 | 8.2351e-11 | -8.235e-11 | 3.9218e-15 | 3.0422e-10 | -3.2958e-10 | -2.0535e-15 | 1.1408e-09 | -1.2359e-09 | 0 | 0 | 0 | 0 | 0 | 0 | 0 | 0.78997 | 0.85549 | 0 | 0.78997 | 0.85549 | 0 | -90.1647 | 90.152 | 0 | -90.1647 | 90.152
Line6_7_8 | 0 | 0 | 0 | 0 | 0 | 0 | 0 | 0 | 0 | 0 | 0 | 0 | 1.9101e-15 | 1.6474e-11 | -1.6474e-11 | 1.8643e-16 | 8.7842e-11 | -8.7841e-11 | 2.1451e-15 | 2.2816e-10 | -2.4718e-10 | 3.6719e-17 | 1.2169e-09 | -1.3183e-09 | 0 | 0 | 0 | 0 | 0 | 0 | 0 | 0.78997 | 0.85549 | 0 | 0.78997 | 0.85549 | 0 | -90.1647 | 90.152 | 0 | -90.1647 | 90.152
Line7_8_9 | 0 | 0 | 0 | 0 | 0 | 0 | 0 | 0 | 0 | 0 | 0 | 0 | 1.1652e-17 | 5.4914e-12 | -5.4916e-12 | -2.7546e-18 | 9.8824e-11 | -9.8824e-11 | 2.2949e-18 | 7.6054e-11 | -8.2394e-11 | 3.548e-18 | 1.369e-09 | -1.4831e-09 | 0 | 0 | 0 | 0 | 0 | 0 | 0 | 0.78997 | 0.85549 | 0 | 0.78997 | 0.85549 | 0 | -90.1647 | 90.152 | 0 | -90.1647 | 90.152
Line8_8_10 | 0 | 0 | 0 | 0 | 0 | 0 | 0 | 0 | 0 | 0 | 0 | 0 | 1.1652e-17 | 5.4912e-12 | -5.4917e-12 | -2.7546e-18 | 9.8825e-11 | -9.8824e-11 | 2.2949e-18 | 7.6055e-11 | -8.2394e-11 | 3.548e-18 | 1.369e-09 | -1.4831e-09 | 0 | 0 | 0 | 0 | 0 | 0 | 0 | 0.78997 | 0.85549 | 0 | 0.78997 | 0.85549 | 0 | -90.1647 | 90.152 | 0 | -90.1647 | 90.152
Line9_3_11 | 0 | 0 | 0 | 0 | 0 | 0 | 0 | 0 | 0 | 0 | 0 | 0 | -3.7767e-15 | 3.8428e-11 | -3.8428e-11 | 3.9673e-15 | 6.5886e-11 | -6.5886e-11 | -3.9974e-15 | 5.324e-10 | -5.7677e-10 | 4.2116e-15 | 9.1267e-10 | -9.8874e-10 | 0 | 0 | 0 | 0 | 0 | 0 | 0 | 0.78997 | 0.85549 | 0 | 0.78997 | 0.85549 | 0 | -90.1647 | 90.152 | 0 | -90.1647 | 90.152

## LG_min_10
name | pf_ikss_a_from_ka | pf_ikss_b_from_ka | pf_ikss_c_from_ka | pf_ikss_a_to_ka | pf_ikss_b_to_ka | pf_ikss_c_to_ka | pf_skss_a_from_mw | pf_skss_b_from_mw | pf_skss_c_from_mw | pf_skss_a_to_mw | pf_skss_b_to_mw | pf_skss_c_to_mw | pf_p_a_from_mw | pf_p_b_from_mw | pf_p_c_from_mw | pf_p_a_to_mw | pf_p_b_to_mw | pf_p_c_to_mw | pf_q_a_from_mvar | pf_q_b_from_mvar | pf_q_c_from_mvar | pf_q_a_to_mvar | pf_q_b_to_mvar | pf_q_c_to_mvar | pf_ikss_a_from_degree | pf_ikss_b_from_degree | pf_ikss_c_from_degree | pf_ikss_a_to_degree | pf_ikss_b_to_degree | pf_ikss_c_to_degree | pf_vm_a_from_pu | pf_vm_b_from_pu | pf_vm_c_from_pu | pf_vm_a_to_pu | pf_vm_b_to_pu | pf_vm_c_to_pu | pf_va_a_from_degree | pf_va_b_from_degree | pf_va_c_from_degree | pf_va_a_to_degree | pf_va_b_to_degree | pf_va_c_to_degree
Line0_1_2 | 0 | 0 | 0 | 0 | 0 | 0 | 0 | 0 | 0 | 0 | 0 | 0 | 5.366e-15 | 2.9569e-11 | -2.9569e-11 | -4.2528e-15 | 6.4054e-11 | -6.4054e-11 | 5.7077e-15 | 4.0956e-10 | -4.437e-10 | -4.5389e-15 | 8.8739e-10 | -9.6136e-10 | 0 | 0 | 0 | 0 | 0 | 0 | 0 | 0.74839 | 0.81046 | 0 | 0.74839 | 0.81046 | 0 | -90.1647 | 90.152 | 0 | -90.1647 | 90.152
Line10_11_12 | 0 | 0 | 0 | 0 | 0 | 0 | 0 | 0 | 0 | 0 | 0 | 0 | -3.2181e-15 | 2.9562e-11 | -2.9562e-11 | 3.2756e-15 | 6.406e-11 | -6.406e-11 | -3.4002e-15 | 4.0957e-10 | -4.4371e-10 | 3.4759e-15 | 8.8739e-10 | -9.6135e-10 | 0 | 0 | 0 | 0 | 0 | 0 | 0 | 0.74839 | 0.81046 | 0 | 0.74839 | 0.81046 | 0 | -90.1647 | 90.152 | 0 | -90.1647 | 90.152
Line11_12_13 | 0 | 0 | 0 | 0 | 0 | 0 | 0 | 0 | 0 | 0 | 0 | 0 | -2.9046e-15 | 2.4635e-11 | -2.4635e-11 | 2.8664e-15 | 6.8988e-11 | -6.8988e-11 | -3.0651e-15 | 3.4131e-10 | -3.6976e-10 | 3.0424e-15 | 9.5565e-10 | -1.0353e-09 | 0 | 0 | 0 | 0 | 0 | 0 | 0 | 0.74839 | 0.81046 | 0 | 0.74839 | 0.81046 | 0 | -90.1647 | 90.152 | 0 | -90.1647 | 90.152
Line12_13_15 | 0 | 0 | 0 | 0 | 0 | 0 | 0 | 0 | 0 | 0 | 0 | 0 | -1.8538e-15 | 1.4781e-11 | -1.4781e-11 | 1.6884e-15 | 7.8842e-11 | -7.8842e-11 | -1.9544e-15 | 2.0478e-10 | -2.2185e-10 | 1.8002e-15 | 1.0922e-09 | -1.1832e-09 | 0 | 0 | 0 | 0 | 0 | 0 | 0 | 0.74839 | 0.81046 | 0 | 0.74839 | 0.81046 | 0 | -90.1647 | 90.152 | 0 | -90.1647 | 90.152
Line13_13_14 | 0 | 0 | 0 | 0 | 0 | 0 | 0 | 0 | 0 | 0 | 0 | 0 | -6.1792e-16 | 4.927e-12 | -4.9272e-12 | 3.9906e-16 | 8.8696e-11 | -8.8695e-11 | -6.5147e-16 | 6.8261e-11 | -7.3951e-11 | 4.4124e-16 | 1.2287e-09 | -1.3311e-09 | 0 | 0 | 0 | 0 | 0 | 0 | 0 | 0.74839 | 0.81046 | 0 | 0.74839 | 0.81046 | 0 | -90.1647 | 90.152 | 0 | -90.1647 | 90.152
Line14_15_16 | 0 | 0 | 0 | 0 | 0 | 0 | 0 | 0 | 0 | 0 | 0 | 0 | -1.2797e-15 | 9.8541e-12 | -9.8539e-12 | 1.0721e-15 | 8.3768e-11 | -8.3768e-11 | -1.3484e-15 | 1.3652e-10 | -1.479e-10 | 1.1508e-15 | 1.1604e-09 | -1.2572e-09 | 0 | 0 | 0 | 0 | 0 | 0 | 0 | 0.74839 | 0.81046 | 0 | 0.74839 | 0.81046 | 0 | -90.1647 | 90.152 | 0 | -90.1647 | 90.152
Line15_16_17 | 0 | 0 | 0 | 0 | 0 | 0 | 0 | 0 | 0 | 0 | 0 | 0 | -6.5419e-16 | 4.9269e-12 | -4.9271e-12 | 4.2223e-16 | 8.8696e-11 | -8.8695e-11 | -6.8907e-16 | 6.8261e-11 | -7.3951e-11 | 4.6644e-16 | 1.2287e-09 | -1.3311e-09 | 0 | 0 | 0 | 0 | 0 | 0 | 0 | 0.74839 | 0.81046 | 0 | 0.74839 | 0.81046 | 0 | -90.1647 | 90.152 | 0 | -90.1647 | 90.152
Line16_4_18 | 0 | 0 | 0 | 0 | 0 | 0 | 0 | 0 | 0 | 0 | 0 | 0 | -4.3892e-16 | 4.9274e-12 | -4.9276e-12 | 2.8468e-16 | 8.8696e-11 | -8.8695e-11 | -4.6536e-16 | 6.8261e-11 | -7.3951e-11 | 3.1649e-16 | 1.2287e-09 | -1.3311e-09 | 0 | 0 | 0 | 0 | 0 | 0 | 0 | 0.74839 | 0.81046 | 0 | 0.74839 | 0.81046 | 0 | -90.1647 | 90.152 | 0 | -90.1647 | 90.152
Line17_5_19 | 0 | 0 | 0 | 0 | 0 | 0 | 0 | 0 | 0 | 0 | 0 | 0 | -4.3892e-16 | 4.9274e-12 | -4.9276e-12 | 2.8468e-16 | 8.8696e-11 | -8.8695e-11 | -4.6536e-16 | 6.8261e-11 | -7.3951e-11 | 3.1649e-16 | 1.2287e-09 | -1.3311e-09 | 0 | 0 | 0 | 0 | 0 | 0 | 0 | 0.74839 | 0.81046 | 0 | 0.74839 | 0.81046 | 0 | -90.1647 | 90.152 | 0 | -90.1647 | 90.152
Line1_1_3 | 0 | 0 | 0 | 0 | 0 | 0 | 0 | 0 | 0 | 0 | 0 | 0 | -3.3965e-15 | 3.9417e-11 | -3.9417e-11 | 3.6989e-15 | 5.4206e-11 | -5.4206e-11 | -3.6039e-15 | 5.4609e-10 | -5.9161e-10 | 3.9311e-15 | 7.5086e-10 | -8.1345e-10 | 0 | 0 | 0 | 0 | 0 | 0 | 0 | 0.74839 | 0.81046 | 0 | 0.74839 | 0.81046 | 0 | -90.1647 | 90.152 | 0 | -90.1647 | 90.152
Line2_1_4 | 0 | 0 | 0 | 0 | 0 | 0 | 0 | 0 | 0 | 0 | 0 | 0 | -8.4913e-16 | 9.8549e-12 | -9.855e-12 | 7.1925e-16 | 8.3768e-11 | -8.3768e-11 | -9.0098e-16 | 1.3652e-10 | -1.479e-10 | 7.7715e-16 | 1.1604e-09 | -1.2572e-09 | 0 | 0 | 0 | 0 | 0 | 0 | 0 | 0.74839 | 0.81046 | 0 | 0.74839 | 0.81046 | 0 | -90.1647 | 90.152 | 0 | -90.1647 | 90.152
Line3_1_5 | 0 | 0 | 0 | 0 | 0 | 0 | 0 | 0 | 0 | 0 | 0 | 0 | -8.4913e-16 | 9.8549e-12 | -9.855e-12 | 7.1925e-16 | 8.3768e-11 | -8.3768e-11 | -9.0098e-16 | 1.3652e-10 | -1.479e-10 | 7.7715e-16 | 1.1604e-09 | -1.2572e-09 | 0 | 0 | 0 | 0 | 0 | 0 | 0 | 0.74839 | 0.81046 | 0 | 0.74839 | 0.81046 | 0 | -90.1647 | 90.152 | 0 | -90.1647 | 90.152
Line4_2_6 | 0 | 0 | 0 | 0 | 0 | 0 | 0 | 0 | 0 | 0 | 0 | 0 | 4.4617e-15 | 2.4641e-11 | -2.4641e-11 | -3.1102e-15 | 6.8982e-11 | -6.8982e-11 | 4.7728e-15 | 3.413e-10 | -3.6975e-10 | -3.3591e-15 | 9.5565e-10 | -1.0353e-09 | 0 | 0 | 0 | 0 | 0 | 0 | 0 | 0.74839 | 0.81046 | 0 | 0.74839 | 0.81046 | 0 | -90.1647 | 90.152 | 0 | -90.1647 | 90.152
Line5_6_7 | 0 | 0 | 0 | 0 | 0 | 0 | 0 | 0 | 0 | 0 | 0 | 0 | 3.252e-15 | 1.9713e-11 | -1.9714e-11 | -1.6444e-15 | 7.391e-11 | -7.391e-11 | 3.5198e-15 | 2.7304e-10 | -2.958e-10 | -1.8431e-15 | 1.0239e-09 | -1.1093e-09 | 0 | 0 | 0 | 0 | 0 | 0 | 0 | 0.74839 | 0.81046 | 0 | 0.74839 | 0.81046 | 0 | -90.1647 | 90.152 | 0 | -90.1647 | 90.152
Line6_7_8 | 0 | 0 | 0 | 0 | 0 | 0 | 0 | 0 | 0 | 0 | 0 | 0 | 1.7143e-15 | 1.4785e-11 | -1.4786e-11 | 1.6732e-16 | 7.8839e-11 | -7.8838e-11 | 1.9253e-15 | 2.0478e-10 | -2.2185e-10 | 3.2955e-17 | 1.0922e-09 | -1.1832e-09 | 0 | 0 | 0 | 0 | 0 | 0 | 0 | 0.74839 | 0.81046 | 0 | 0.74839 | 0.81046 | 0 | -90.1647 | 90.152 | 0 | -90.1647 | 90.152
Line7_8_9 | 0 | 0 | 0 | 0 | 0 | 0 | 0 | 0 | 0 | 0 | 0 | 0 | 1.0458e-17 | 4.9286e-12 | -4.9288e-12 | -2.4723e-18 | 8.8696e-11 | -8.8695e-11 | 2.0597e-18 | 6.826e-11 | -7.3949e-11 | 3.1843e-18 | 1.2287e-09 | -1.3311e-09 | 0 | 0 | 0 | 0 | 0 | 0 | 0 | 0.74839 | 0.81046 | 0 | 0.74839 | 0.81046 | 0 | -90.1647 | 90.152 | 0 | -90.1647 | 90.152
Line8_8_10 | 0 | 0 | 0 | 0 | 0 | 0 | 0 | 0 | 0 | 0 | 0 | 0 | 1.0458e-17 | 4.9287e-12 | -4.9292e-12 | -2.4723e-18 | 8.8695e-11 | -8.8695e-11 | 2.0597e-18 | 6.826e-11 | -7.3949e-11 | 3.1843e-18 | 1.2287e-09 | -1.3311e-09 | 0 | 0 | 0 | 0 | 0 | 0 | 0 | 0.74839 | 0.81046 | 0 | 0.74839 | 0.81046 | 0 | -90.1647 | 90.152 | 0 | -90.1647 | 90.152
Line9_3_11 | 0 | 0 | 0 | 0 | 0 | 0 | 0 | 0 | 0 | 0 | 0 | 0 | -3.3896e-15 | 3.449e-11 | -3.4489e-11 | 3.5607e-15 | 5.9133e-11 | -5.9133e-11 | -3.5877e-15 | 4.7783e-10 | -5.1766e-10 | 3.7799e-15 | 8.1913e-10 | -8.874e-10 | 0 | 0 | 0 | 0 | 0 | 0 | 0 | 0.74839 | 0.81046 | 0 | 0.74839 | 0.81046 | 0 | -90.1647 | 90.152 | 0 | -90.1647 | 90.152

## LG_min_fault_6
name | pf_ikss_a_from_ka | pf_ikss_b_from_ka | pf_ikss_c_from_ka | pf_ikss_a_to_ka | pf_ikss_b_to_ka | pf_ikss_c_to_ka | pf_skss_a_from_mw | pf_skss_b_from_mw | pf_skss_c_from_mw | pf_skss_a_to_mw | pf_skss_b_to_mw | pf_skss_c_to_mw | pf_p_a_from_mw | pf_p_b_from_mw | pf_p_c_from_mw | pf_p_a_to_mw | pf_p_b_to_mw | pf_p_c_to_mw | pf_q_a_from_mvar | pf_q_b_from_mvar | pf_q_c_from_mvar | pf_q_a_to_mvar | pf_q_b_to_mvar | pf_q_c_to_mvar | pf_ikss_a_from_degree | pf_ikss_b_from_degree | pf_ikss_c_from_degree | pf_ikss_a_to_degree | pf_ikss_b_to_degree | pf_ikss_c_to_degree | pf_vm_a_from_pu | pf_vm_b_from_pu | pf_vm_c_from_pu | pf_vm_a_to_pu | pf_vm_b_to_pu | pf_vm_c_to_pu | pf_va_a_from_degree | pf_va_b_from_degree | pf_va_c_from_degree | pf_va_a_to_degree | pf_va_b_to_degree | pf_va_c_to_degree
Line0_1_2 | 0 | 0 | 0 | 0 | 0 | 0 | 0 | 0 | 0 | 0 | 0 | 0 | 6.3084e-13 | 3.2943e-11 | -3.2937e-11 | -6.4742e-13 | 7.1364e-11 | -7.1352e-11 | 6.3172e-13 | 4.5633e-10 | -4.9436e-10 | -6.4666e-13 | 9.8873e-10 | -1.0711e-09 | 0 | 0 | 0 | 0 | 0 | 0 | 1.3274e-05 | 0.78997 | 0.85548 | 1.3245e-05 | 0.78997 | 0.85548 | 46.3355 | -90.165 | 90.1523 | 46.3329 | -90.165 | 90.1523
Line10_11_12 | 0 | 0 | 0 | 0 | 0 | 0 | 0 | 0 | 0 | 0 | 0 | 0 | -3.0021e-13 | 3.2936e-11 | -3.293e-11 | 2.8246e-13 | 7.1371e-11 | -7.1359e-11 | -2.9991e-13 | 4.5634e-10 | -4.9437e-10 | 2.8376e-13 | 9.8872e-10 | -1.0711e-09 | 0 | 0 | 0 | 0 | 0 | 0 | 1.3308e-05 | 0.78997 | 0.85548 | 1.3322e-05 | 0.78997 | 0.85548 | 46.3384 | -90.165 | 90.1523 | 46.3396 | -90.165 | 90.1523
Line11_12_13 | 0 | 0 | 0 | 0 | 0 | 0 | 0 | 0 | 0 | 0 | 0 | 0 | -2.5042e-13 | 2.7446e-11 | -2.7441e-11 | 2.3256e-13 | 7.6861e-11 | -7.6847e-11 | -2.5019e-13 | 3.8028e-10 | -4.1198e-10 | 2.3392e-13 | 1.0648e-09 | -1.1535e-09 | 0 | 0 | 0 | 0 | 0 | 0 | 1.3322e-05 | 0.78997 | 0.85548 | 1.3333e-05 | 0.78997 | 0.85548 | 46.3396 | -90.165 | 90.1523 | 46.3405 | -90.165 | 90.1523
Line12_13_15 | 0 | 0 | 0 | 0 | 0 | 0 | 0 | 0 | 0 | 0 | 0 | 0 | -1.5038e-13 | 1.6468e-11 | -1.6465e-11 | 1.3238e-13 | 8.7839e-11 | -8.7824e-11 | -1.5024e-13 | 2.2817e-10 | -2.4719e-10 | 1.3383e-13 | 1.2169e-09 | -1.3183e-09 | 0 | 0 | 0 | 0 | 0 | 0 | 1.3333e-05 | 0.78997 | 0.85548 | 1.3339e-05 | 0.78997 | 0.85548 | 46.3405 | -90.165 | 90.1523 | 46.3411 | -90.165 | 90.1523
Line13_13_14 | 0 | 0 | 0 | 0 | 0 | 0 | 0 | 0 | 0 | 0 | 0 | 0 | -5.0125e-14 | 5.4893e-12 | -5.4885e-12 | 3.2067e-14 | 9.8818e-11 | -9.8801e-11 | -5.008e-14 | 7.6056e-11 | -8.2395e-11 | 3.3604e-14 | 1.369e-09 | -1.4831e-09 | 0 | 0 | 0 | 0 | 0 | 0 | 1.3333e-05 | 0.78997 | 0.85548 | 1.3335e-05 | 0.78997 | 0.85548 | 46.3405 | -90.165 | 90.1523 | 46.3407 | -90.165 | 90.1523
Line14_15_16 | 0 | 0 | 0 | 0 | 0 | 0 | 0 | 0 | 0 | 0 | 0 | 0 | -1.003e-13 | 1.0978e-11 | -1.0976e-11 | 8.2253e-14 | 9.3328e-11 | -9.3313e-11 | -1.0021e-13 | 1.5211e-10 | -1.6479e-10 | 8.3749e-14 | 1.2929e-09 | -1.4007e-09 | 0 | 0 | 0 | 0 | 0 | 0 | 1.3339e-05 | 0.78997 | 0.85548 | 1.3344e-05 | 0.78997 | 0.85548 | 46.3411 | -90.165 | 90.1523 | 46.3414 | -90.165 | 90.1523
Line15_16_17 | 0 | 0 | 0 | 0 | 0 | 0 | 0 | 0 | 0 | 0 | 0 | 0 | -5.0166e-14 | 5.4893e-12 | -5.4885e-12 | 3.2092e-14 | 9.8818e-11 | -9.88e-11 | -5.0122e-14 | 7.6057e-11 | -8.2395e-11 | 3.3632e-14 | 1.369e-09 | -1.4831e-09 | 0 | 0 | 0 | 0 | 0 | 0 | 1.3344e-05 | 0.78997 | 0.85548 | 1.3346e-05 | 0.78997 | 0.85548 | 46.3414 | -90.165 | 90.1523 | 46.3415 | -90.165 | 90.1523
Line16_4_18 | 0 | 0 | 0 | 0 | 0 | 0 | 0 | 0 | 0 | 0 | 0 | 0 | -4.9926e-14 | 5.4898e-12 | -5.4889e-12 | 3.1939e-14 | 9.8818e-11 | -9.88e-11 | -4.9872e-14 | 7.6056e-11 | -8.2394e-11 | 3.3465e-14 | 1.369e-09 | -1.4831e-09 | 0 | 0 | 0 | 0 | 0 | 0 | 1.3279e-05 | 0.78997 | 0.85548 | 1.3281e-05 | 0.78997 | 0.85548 | 46.3359 | -90.165 | 90.1523 | 46.336 | -90.165 | 90.1523
Line17_5_19 | 0 | 0 | 0 | 0 | 0 | 0 | 0 | 0 | 0 | 0 | 0 | 0 | -4.9926e-14 | 5.4898e-12 | -5.4889e-12 | 3.1939e-14 | 9.8818e-11 | -9.88e-11 | -4.9872e-14 | 7.6056e-11 | -8.2394e-11 | 3.3465e-14 | 1.369e-09 | -1.4831e-09 | 0 | 0 | 0 | 0 | 0 | 0 | 1.3279e-05 | 0.78997 | 0.85548 | 1.3281e-05 | 0.78997 | 0.85548 | 46.3359 | -90.165 | 90.1523 | 46.336 | -90.165 | 90.1523
Line1_1_3 | 0 | 0 | 0 | 0 | 0 | 0 | 0 | 0 | 0 | 0 | 0 | 0 | -3.9928e-13 | 4.3915e-11 | -4.3907e-11 | 3.818e-13 | 6.0392e-11 | -6.0382e-11 | -3.9885e-13 | 6.0845e-10 | -6.5916e-10 | 3.8297e-13 | 8.3661e-10 | -9.0633e-10 | 0 | 0 | 0 | 0 | 0 | 0 | 1.3274e-05 | 0.78997 | 0.85548 | 1.3292e-05 | 0.78997 | 0.85548 | 46.3355 | -90.165 | 90.1523 | 46.3371 | -90.165 | 90.1523
Line2_1_4 | 0 | 0 | 0 | 0 | 0 | 0 | 0 | 0 | 0 | 0 | 0 | 0 | -9.982e-14 | 1.0979e-11 | -1.0978e-11 | 8.186e-14 | 9.3328e-11 | -9.3312e-11 | -9.9712e-14 | 1.5211e-10 | -1.6479e-10 | 8.3332e-14 | 1.2929e-09 | -1.4007e-09 | 0 | 0 | 0 | 0 | 0 | 0 | 1.3274e-05 | 0.78997 | 0.85548 | 1.3279e-05 | 0.78997 | 0.85548 | 46.3355 | -90.165 | 90.1523 | 46.3359 | -90.165 | 90.1523
Line3_1_5 | 0 | 0 | 0 | 0 | 0 | 0 | 0 | 0 | 0 | 0 | 0 | 0 | -9.982e-14 | 1.0979e-11 | -1.0978e-11 | 8.186e-14 | 9.3328e-11 | -9.3312e-11 | -9.9712e-14 | 1.5211e-10 | -1.6479e-10 | 8.3332e-14 | 1.2929e-09 | -1.4007e-09 | 0 | 0 | 0 | 0 | 0 | 0 | 1.3274e-05 | 0.78997 | 0.85548 | 1.3279e-05 | 0.78997 | 0.85548 | 46.3355 | -90.165 | 90.1523 | 46.3359 | -90.165 | 90.1523
Line4_2_6 | 0 | 0 | 0 | 0 | 0 | 0 | 0 | 0 | 0 | 0 | 0 | 0 | 6.7927e-13 | 2.7453e-11 | -2.7449e-11 | -6.9558e-13 | 7.6855e-11 | -7.6841e-11 | 6.8003e-13 | 3.8027e-10 | -4.1197e-10 | -6.947e-13 | 1.0648e-09 | -1.1535e-09 | 0 | 0 | 0 | 0 | 0 | 0 | 1.3245e-05 | 0.78997 | 0.85548 | 1.3213e-05 | 0.78997 | 0.85548 | 46.3329 | -90.165 | 90.1523 | 46.3301 | -90.165 | 90.1523
Line5_6_7 | 0 | 0 | 0 | 0 | 0 | 0 | 0 | 0 | 0 | 0 | 0 | 0 | 7.2736e-13 | 2.1963e-11 | -2.196e-11 | -7.4338e-13 | 8.2345e-11 | -8.233e-11 | 7.2799e-13 | 3.0422e-10 | -3.2957e-10 | -7.4236e-13 | 1.1408e-09 | -1.2359e-09 | 0 | 0 | 0 | 0 | 0 | 0 | 1.3213e-05 | 0.78997 | 0.85548 | 1.3179e-05 | 0.78997 | 0.85548 | 46.3301 | -90.165 | 90.1523 | 46.3271 | -90.165 | 90.1523
Line6_7_8 | 0 | 0 | 0 | 0 | 0 | 0 | 0 | 0 | 0 | 0 | 0 | 0 | 7.7508e-13 | 1.6472e-11 | -1.6471e-11 | -7.908e-13 | 8.7836e-11 | -8.782e-11 | 7.7557e-13 | 2.2816e-10 | -2.4718e-10 | -7.8963e-13 | 1.2169e-09 | -1.3183e-09 | 0 | 0 | 0 | 0 | 0 | 0 | 1.3179e-05 | 0.78997 | 0.85548 | 1.3143e-05 | 0.78997 | 0.85548 | 46.3271 | -90.165 | 90.1523 | 46.3239 | -90.165 | 90.1523
Line7_8_9 | 0 | 0 | 0 | 0 | 0 | 0 | 0 | 0 | 0 | 0 | 0 | 0 | -4.9425e-14 | 5.491e-12 | -5.49e-12 | 3.1619e-14 | 9.8817e-11 | -9.8801e-11 | -4.9352e-14 | 7.6054e-11 | -8.2393e-11 | 3.3116e-14 | 1.369e-09 | -1.4831e-09 | 0 | 0 | 0 | 0 | 0 | 0 | 1.3143e-05 | 0.78997 | 0.85548 | 1.3145e-05 | 0.78997 | 0.85548 | 46.3239 | -90.165 | 90.1523 | 46.324 | -90.165 | 90.1523
Line8_8_10 | 0 | 0 | 0 | 0 | 0 | 0 | 0 | 0 | 0 | 0 | 0 | 0 | -4.9425e-14 | 5.4911e-12 | -5.4901e-12 | 3.1619e-14 | 9.8817e-11 | -9.8801e-11 | -4.9352e-14 | 7.6054e-11 | -8.2393e-11 | 3.3116e-14 | 1.369e-09 | -1.4831e-09 | 0 | 0 | 0 | 0 | 0 | 0 | 1.3143e-05 | 0.78997 | 0.85548 | 1.3145e-05 | 0.78997 | 0.85548 | 46.3239 | -90.165 | 90.1523 | 46.324 | -90.165 | 90.1523
Line9_3_11 | 0 | 0 | 0 | 0 | 0 | 0 | 0 | 0 | 0 | 0 | 0 | 0 | -3.4983e-13 | 3.8425e-11 | -3.8419e-11 | 3.3221e-13 | 6.5882e-11 | -6.587e-11 | -3.4948e-13 | 5.3239e-10 | -5.7676e-10 | 3.3345e-13 | 9.1266e-10 | -9.8873e-10 | 0 | 0 | 0 | 0 | 0 | 0 | 1.3292e-05 | 0.78997 | 0.85548 | 1.3308e-05 | 0.78997 | 0.85548 | 46.3371 | -90.165 | 90.1523 | 46.3384 | -90.165 | 90.1523

## LG_min_fault_10
name | pf_ikss_a_from_ka | pf_ikss_b_from_ka | pf_ikss_c_from_ka | pf_ikss_a_to_ka | pf_ikss_b_to_ka | pf_ikss_c_to_ka | pf_skss_a_from_mw | pf_skss_b_from_mw | pf_skss_c_from_mw | pf_skss_a_to_mw | pf_skss_b_to_mw | pf_skss_c_to_mw | pf_p_a_from_mw | pf_p_b_from_mw | pf_p_c_from_mw | pf_p_a_to_mw | pf_p_b_to_mw | pf_p_c_to_mw | pf_q_a_from_mvar | pf_q_b_from_mvar | pf_q_c_from_mvar | pf_q_a_to_mvar | pf_q_b_to_mvar | pf_q_c_to_mvar | pf_ikss_a_from_degree | pf_ikss_b_from_degree | pf_ikss_c_from_degree | pf_ikss_a_to_degree | pf_ikss_b_to_degree | pf_ikss_c_to_degree | pf_vm_a_from_pu | pf_vm_b_from_pu | pf_vm_c_from_pu | pf_vm_a_to_pu | pf_vm_b_to_pu | pf_vm_c_to_pu | pf_va_a_from_degree | pf_va_b_from_degree | pf_va_c_from_degree | pf_va_a_to_degree | pf_va_b_to_degree | pf_va_c_to_degree
Line0_1_2 | 0 | 0 | 0 | 0 | 0 | 0 | 0 | 0 | 0 | 0 | 0 | 0 | 5.6619e-13 | 2.9567e-11 | -2.9562e-11 | -5.8106e-13 | 6.405e-11 | -6.4039e-11 | 5.6697e-13 | 4.0956e-10 | -4.4369e-10 | -5.8038e-13 | 8.8739e-10 | -9.6135e-10 | 0 | 0 | 0 | 0 | 0 | 0 | 1.2576e-05 | 0.7484 | 0.81046 | 1.2548e-05 | 0.7484 | 0.81046 | 46.3355 | -90.165 | 90.1523 | 46.3329 | -90.165 | 90.1523
Line10_11_12 | 0 | 0 | 0 | 0 | 0 | 0 | 0 | 0 | 0 | 0 | 0 | 0 | -2.6944e-13 | 2.956e-11 | -2.9555e-11 | 2.5351e-13 | 6.4056e-11 | -6.4045e-11 | -2.6917e-13 | 4.0957e-10 | -4.437e-10 | 2.5467e-13 | 8.8738e-10 | -9.6134e-10 | 0 | 0 | 0 | 0 | 0 | 0 | 1.2608e-05 | 0.7484 | 0.81046 | 1.262e-05 | 0.7484 | 0.81046 | 46.3384 | -90.165 | 90.1523 | 46.3396 | -90.165 | 90.1523
Line11_12_13 | 0 | 0 | 0 | 0 | 0 | 0 | 0 | 0 | 0 | 0 | 0 | 0 | -2.2475e-13 | 2.4633e-11 | -2.4629e-11 | 2.0873e-13 | 6.8983e-11 | -6.8971e-11 | -2.2454e-13 | 3.4131e-10 | -3.6975e-10 | 2.0994e-13 | 9.5564e-10 | -1.0353e-09 | 0 | 0 | 0 | 0 | 0 | 0 | 1.262e-05 | 0.7484 | 0.81046 | 1.2631e-05 | 0.7484 | 0.81046 | 46.3396 | -90.165 | 90.1523 | 46.3405 | -90.165 | 90.1523
Line12_13_15 | 0 | 0 | 0 | 0 | 0 | 0 | 0 | 0 | 0 | 0 | 0 | 0 | -1.3496e-13 | 1.478e-11 | -1.4777e-11 | 1.1881e-13 | 7.8836e-11 | -7.8823e-11 | -1.3484e-13 | 2.0478e-10 | -2.2185e-10 | 1.2011e-13 | 1.0922e-09 | -1.1832e-09 | 0 | 0 | 0 | 0 | 0 | 0 | 1.2631e-05 | 0.7484 | 0.81046 | 1.2637e-05 | 0.7484 | 0.81046 | 46.3405 | -90.165 | 90.1523 | 46.3411 | -90.165 | 90.1523
Line13_13_14 | 0 | 0 | 0 | 0 | 0 | 0 | 0 | 0 | 0 | 0 | 0 | 0 | -4.4988e-14 | 4.9268e-12 | -4.926e-12 | 2.878e-14 | 8.8689e-11 | -8.8674e-11 | -4.4947e-14 | 6.8261e-11 | -7.395e-11 | 3.016e-14 | 1.2287e-09 | -1.3311e-09 | 0 | 0 | 0 | 0 | 0 | 0 | 1.2631e-05 | 0.7484 | 0.81046 | 1.2633e-05 | 0.7484 | 0.81046 | 46.3405 | -90.165 | 90.1523 | 46.3407 | -90.165 | 90.1523
Line14_15_16 | 0 | 0 | 0 | 0 | 0 | 0 | 0 | 0 | 0 | 0 | 0 | 0 | -9.0019e-14 | 9.8537e-12 | -9.8519e-12 | 7.3823e-14 | 8.3763e-11 | -8.3748e-11 | -8.994e-14 | 1.3652e-10 | -1.479e-10 | 7.5165e-14 | 1.1604e-09 | -1.2571e-09 | 0 | 0 | 0 | 0 | 0 | 0 | 1.2637e-05 | 0.7484 | 0.81046 | 1.2641e-05 | 0.7484 | 0.81046 | 46.3411 | -90.165 | 90.1523 | 46.3414 | -90.165 | 90.1523
Line15_16_17 | 0 | 0 | 0 | 0 | 0 | 0 | 0 | 0 | 0 | 0 | 0 | 0 | -4.5024e-14 | 4.9266e-12 | -4.926e-12 | 2.8803e-14 | 8.8689e-11 | -8.8674e-11 | -4.4985e-14 | 6.8261e-11 | -7.395e-11 | 3.0185e-14 | 1.2287e-09 | -1.3311e-09 | 0 | 0 | 0 | 0 | 0 | 0 | 1.2641e-05 | 0.7484 | 0.81046 | 1.2643e-05 | 0.7484 | 0.81046 | 46.3414 | -90.165 | 90.1523 | 46.3415 | -90.165 | 90.1523
Line16_4_18 | 0 | 0 | 0 | 0 | 0 | 0 | 0 | 0 | 0 | 0 | 0 | 0 | -4.4809e-14 | 4.9272e-12 | -4.9264e-12 | 2.8666e-14 | 8.8689e-11 | -8.8674e-11 | -4.4761e-14 | 6.826e-11 | -7.395e-11 | 3.0035e-14 | 1.2287e-09 | -1.3311e-09 | 0 | 0 | 0 | 0 | 0 | 0 | 1.258e-05 | 0.7484 | 0.81046 | 1.2582e-05 | 0.7484 | 0.81046 | 46.3359 | -90.165 | 90.1523 | 46.336 | -90.165 | 90.1523
Line17_5_19 | 0 | 0 | 0 | 0 | 0 | 0 | 0 | 0 | 0 | 0 | 0 | 0 | -4.4809e-14 | 4.9272e-12 | -4.9264e-12 | 2.8666e-14 | 8.8689e-11 | -8.8674e-11 | -4.4761e-14 | 6.826e-11 | -7.395e-11 | 3.0035e-14 | 1.2287e-09 | -1.3311e-09 | 0 | 0 | 0 | 0 | 0 | 0 | 1.258e-05 | 0.7484 | 0.81046 | 1.2582e-05 | 0.7484 | 0.81046 | 46.3359 | -90.165 | 90.1523 | 46.336 | -90.165 | 90.1523
Line1_1_3 | 0 | 0 | 0 | 0 | 0 | 0 | 0 | 0 | 0 | 0 | 0 | 0 | -3.5836e-13 | 3.9414e-11 | -3.9407e-11 | 3.4267e-13 | 5.4203e-11 | -5.4193e-11 | -3.5797e-13 | 5.4609e-10 | -5.916e-10 | 3.4372e-13 | 7.5086e-10 | -8.1344e-10 | 0 | 0 | 0 | 0 | 0 | 0 | 1.2576e-05 | 0.7484 | 0.81046 | 1.2593e-05 | 0.7484 | 0.81046 | 46.3355 | -90.165 | 90.1523 | 46.3371 | -90.165 | 90.1523
Line2_1_4 | 0 | 0 | 0 | 0 | 0 | 0 | 0 | 0 | 0 | 0 | 0 | 0 | -8.9589e-14 | 9.8539e-12 | -9.8523e-12 | 7.347e-14 | 8.3763e-11 | -8.3748e-11 | -8.9492e-14 | 1.3652e-10 | -1.479e-10 | 7.4791e-14 | 1.1604e-09 | -1.2571e-09 | 0 | 0 | 0 | 0 | 0 | 0 | 1.2576e-05 | 0.7484 | 0.81046 | 1.258e-05 | 0.7484 | 0.81046 | 46.3355 | -90.165 | 90.1523 | 46.3359 | -90.165 | 90.1523
Line3_1_5 | 0 | 0 | 0 | 0 | 0 | 0 | 0 | 0 | 0 | 0 | 0 | 0 | -8.9589e-14 | 9.8539e-12 | -9.8523e-12 | 7.347e-14 | 8.3763e-11 | -8.3748e-11 | -8.9492e-14 | 1.3652e-10 | -1.479e-10 | 7.4791e-14 | 1.1604e-09 | -1.2571e-09 | 0 | 0 | 0 | 0 | 0 | 0 | 1.2576e-05 | 0.7484 | 0.81046 | 1.258e-05 | 0.7484 | 0.81046 | 46.3355 | -90.165 | 90.1523 | 46.3359 | -90.165 | 90.1523
Line4_2_6 | 0 | 0 | 0 | 0 | 0 | 0 | 0 | 0 | 0 | 0 | 0 | 0 | 6.0965e-13 | 2.4639e-11 | -2.4635e-11 | -6.2429e-13 | 6.8978e-11 | -6.8965e-11 | 6.1033e-13 | 3.413e-10 | -3.6974e-10 | -6.235e-13 | 9.5565e-10 | -1.0353e-09 | 0 | 0 | 0 | 0 | 0 | 0 | 1.2548e-05 | 0.7484 | 0.81046 | 1.2518e-05 | 0.7484 | 0.81046 | 46.3329 | -90.165 | 90.1523 | 46.3301 | -90.165 | 90.1523
Line5_6_7 | 0 | 0 | 0 | 0 | 0 | 0 | 0 | 0 | 0 | 0 | 0 | 0 | 6.5281e-13 | 1.9712e-11 | -1.9709e-11 | -6.6719e-13 | 7.3905e-11 | -7.3892e-11 | 6.5338e-13 | 2.7304e-10 | -2.9579e-10 | -6.6628e-13 | 1.0239e-09 | -1.1092e-09 | 0 | 0 | 0 | 0 | 0 | 0 | 1.2518e-05 | 0.7484 | 0.81046 | 1.2485e-05 | 0.7484 | 0.81046 | 46.3301 | -90.165 | 90.1523 | 46.3271 | -90.165 | 90.1523
Line6_7_8 | 0 | 0 | 0 | 0 | 0 | 0 | 0 | 0 | 0 | 0 | 0 | 0 | 6.9564e-13 | 1.4784e-11 | -1.4782e-11 | -7.0975e-13 | 7.8833e-11 | -7.8819e-11 | 6.9608e-13 | 2.0478e-10 | -2.2184e-10 | -7.087e-13 | 1.0922e-09 | -1.1832e-09 | 0 | 0 | 0 | 0 | 0 | 0 | 1.2485e-05 | 0.7484 | 0.81046 | 1.2451e-05 | 0.7484 | 0.81046 | 46.3271 | -90.165 | 90.1523 | 46.3239 | -90.165 | 90.1523
Line7_8_9 | 0 | 0 | 0 | 0 | 0 | 0 | 0 | 0 | 0 | 0 | 0 | 0 | -4.4359e-14 | 4.9282e-12 | -4.9275e-12 | 2.8378e-14 | 8.8689e-11 | -8.8674e-11 | -4.4293e-14 | 6.8259e-11 | -7.3948e-11 | 2.9722e-14 | 1.2287e-09 | -1.3311e-09 | 0 | 0 | 0 | 0 | 0 | 0 | 1.2451e-05 | 0.7484 | 0.81046 | 1.2453e-05 | 0.7484 | 0.81046 | 46.3239 | -90.165 | 90.1523 | 46.324 | -90.165 | 90.1523
Line8_8_10 | 0 | 0 | 0 | 0 | 0 | 0 | 0 | 0 | 0 | 0 | 0 | 0 | -4.4359e-14 | 4.9284e-12 | -4.9279e-12 | 2.8378e-14 | 8.8689e-11 | -8.8674e-11 | -4.4293e-14 | 6.8259e-11 | -7.3948e-11 | 2.9722e-14 | 1.2287e-09 | -1.3311e-09 | 0 | 0 | 0 | 0 | 0 | 0 | 1.2451e-05 | 0.7484 | 0.81046 | 1.2453e-05 | 0.7484 | 0.81046 | 46.3239 | -90.165 | 90.1523 | 46.324 | -90.165 | 90.1523
Line9_3_11 | 0 | 0 | 0 | 0 | 0 | 0 | 0 | 0 | 0 | 0 | 0 | 0 | -3.1398e-13 | 3.4487e-11 | -3.4481e-11 | 2.9816e-13 | 5.913e-11 | -5.9119e-11 | -3.1366e-13 | 4.7783e-10 | -5.1765e-10 | 2.9927e-13 | 8.1912e-10 | -8.8739e-10 | 0 | 0 | 0 | 0 | 0 | 0 | 1.2593e-05 | 0.7484 | 0.81046 | 1.2608e-05 | 0.7484 | 0.81046 | 46.3371 | -90.165 | 90.1523 | 46.3384 | -90.165 | 90.1523

## LLG_max_6
name | pf_ikss_a_from_ka | pf_ikss_b_from_ka | pf_ikss_c_from_ka | pf_ikss_a_to_ka | pf_ikss_b_to_ka | pf_ikss_c_to_ka | pf_skss_a_from_mw | pf_skss_b_from_mw | pf_skss_c_from_mw | pf_skss_a_to_mw | pf_skss_b_to_mw | pf_skss_c_to_mw | pf_p_a_from_mw | pf_p_b_from_mw | pf_p_c_from_mw | pf_p_a_to_mw | pf_p_b_to_mw | pf_p_c_to_mw | pf_q_a_from_mvar | pf_q_b_from_mvar | pf_q_c_from_mvar | pf_q_a_to_mvar | pf_q_b_to_mvar | pf_q_c_to_mvar | pf_ikss_a_from_degree | pf_ikss_b_from_degree | pf_ikss_c_from_degree | pf_ikss_a_to_degree | pf_ikss_b_to_degree | pf_ikss_c_to_degree | pf_vm_a_from_pu | pf_vm_b_from_pu | pf_vm_c_from_pu | pf_vm_a_to_pu | pf_vm_b_to_pu | pf_vm_c_to_pu | pf_va_a_from_degree | pf_va_b_from_degree | pf_va_c_from_degree | pf_va_a_to_degree | pf_va_b_to_degree | pf_va_c_to_degree
Line0_1_2 | 0 | 0 | 0 | 0 | 0 | 0 | 0 | 0 | 0 | 0 | 0 | 0 | -1.0238e-15 | 3.7241e-15 | 4.4043e-15 | 1.3056e-15 | -2.8377e-15 | -3.3394e-15 | -1.8324e-10 | 1.4962e-14 | 6.3684e-15 | -3.9702e-10 | -1.3085e-14 | -4.7638e-15 | 0 | 0 | 0 | 0 | 0 | 0 | 0.14415 | 0 | 0 | 0.14415 | 0 | 0 | -82.1092 | 0 | 0 | -82.1092 | 0 | 0
Line10_11_12 | 0 | 0 | 0 | 0 | 0 | 0 | 0 | 0 | 0 | 0 | 0 | 0 | 9.9267e-16 | -2.0269e-15 | -2.9566e-15 | -6.4755e-16 | 2.3605e-15 | 2.7404e-15 | -1.8324e-10 | -8.5769e-15 | -3.9141e-15 | -3.9702e-10 | 8.2475e-15 | 4.0907e-15 | 0 | 0 | 0 | 0 | 0 | 0 | 0.14415 | 0 | 0 | 0.14415 | 0 | 0 | -82.1092 | 0 | 0 | -82.1092 | 0 | 0
Line11_12_13 | 0 | 0 | 0 | 0 | 0 | 0 | 0 | 0 | 0 | 0 | 0 | 0 | 8.3417e-16 | -1.813e-15 | -2.7172e-15 | -3.9895e-16 | 2.107e-15 | 2.3698e-15 | -1.527e-10 | -7.5973e-15 | -3.5632e-15 | -4.2756e-10 | 7.0581e-15 | 3.6155e-15 | 0 | 0 | 0 | 0 | 0 | 0 | 0.14415 | 0 | 0 | 0.14415 | 0 | 0 | -82.1092 | 0 | 0 | -82.1092 | 0 | 0
Line12_13_15 | 0 | 0 | 0 | 0 | 0 | 0 | 0 | 0 | 0 | 0 | 0 | 0 | 5.5609e-16 | -1.1485e-15 | -1.7571e-15 | -2.9739e-17 | 1.3799e-15 | 1.252e-15 | -9.1621e-11 | -4.7824e-15 | -2.2873e-15 | -4.8864e-10 | 3.9767e-15 | 2.1707e-15 | 0 | 0 | 0 | 0 | 0 | 0 | 0.14415 | 0 | 0 | 0.14415 | 0 | 0 | -82.1092 | 0 | 0 | -82.1092 | 0 | 0
Line13_13_14 | 0 | 0 | 0 | 0 | 0 | 0 | 0 | 0 | 0 | 0 | 0 | 0 | 2.298e-16 | -3.8285e-16 | -5.857e-16 | 2.7314e-16 | 5.7995e-16 | 2.856e-17 | -3.054e-11 | -1.5941e-15 | -7.6242e-16 | -5.4972e-10 | 6.8756e-16 | 5.7254e-16 | 0 | 0 | 0 | 0 | 0 | 0 | 0.14415 | 0 | 0 | 0.14415 | 0 | 0 | -82.1092 | 0 | 0 | -82.1092 | 0 | 0
Line14_15_16 | 0 | 0 | 0 | 0 | 0 | 0 | 0 | 0 | 0 | 0 | 0 | 0 | 3.3919e-16 | -7.8812e-16 | -1.2224e-15 | 1.2646e-16 | 1.0028e-15 | 6.6003e-16 | -6.108e-11 | -3.2764e-15 | -1.5824e-15 | -5.1918e-10 | 2.3796e-15 | 1.4124e-15 | 0 | 0 | 0 | 0 | 0 | 0 | 0.14415 | 0 | 0 | 0.14415 | 0 | 0 | -82.1092 | 0 | 0 | -82.1092 | 0 | 0
Line15_16_17 | 0 | 0 | 0 | 0 | 0 | 0 | 0 | 0 | 0 | 0 | 0 | 0 | 3.1482e-16 | -4.0075e-16 | -6.2829e-16 | 1.7596e-16 | 6.0644e-16 | 3.3341e-17 | -3.054e-11 | -1.667e-15 | -8.0946e-16 | -5.4972e-10 | 7.1861e-16 | 6.0962e-16 | 0 | 0 | 0 | 0 | 0 | 0 | 0.14415 | 0 | 0 | 0.14415 | 0 | 0 | -82.1092 | 0 | 0 | -82.1092 | 0 | 0
Line16_4_18 | 0 | 0 | 0 | 0 | 0 | 0 | 0 | 0 | 0 | 0 | 0 | 0 | 1.533e-16 | -2.814e-16 | -3.8337e-16 | 1.8097e-16 | 4.4224e-16 | 1.2692e-17 | -3.054e-11 | -1.2324e-15 | -5.1853e-16 | -5.4972e-10 | 5.3646e-16 | 3.865e-16 | 0 | 0 | 0 | 0 | 0 | 0 | 0.14415 | 0 | 0 | 0.14415 | 0 | 0 | -82.1092 | 0 | 0 | -82.1092 | 0 | 0
Line17_5_19 | 0 | 0 | 0 | 0 | 0 | 0 | 0 | 0 | 0 | 0 | 0 | 0 | 1.533e-16 | -2.814e-16 | -3.8337e-16 | 1.8097e-16 | 4.4224e-16 | 1.2692e-17 | -3.054e-11 | -1.2324e-15 | -5.1853e-16 | -5.4972e-10 | 5.3646e-16 | 3.865e-16 | 0 | 0 | 0 | 0 | 0 | 0 | 0.14415 | 0 | 0 | 0.14415 | 0 | 0 | -82.1092 | 0 | 0 | -82.1092 | 0 | 0
Line1_1_3 | 0 | 0 | 0 | 0 | 0 | 0 | 0 | 0 | 0 | 0 | 0 | 0 | 1.3053e-15 | -2.1977e-15 | -2.9302e-15 | -9.2879e-16 | 2.6332e-15 | 3.0503e-15 | -2.4432e-10 | -9.6289e-15 | -4.0021e-15 | -3.3594e-10 | 9.8379e-15 | 4.4982e-15 | 0 | 0 | 0 | 0 | 0 | 0 | 0.14415 | 0 | 0 | 0.14415 | 0 | 0 | -82.1092 | 0 | 0 | -82.1092 | 0 | 0
Line2_1_4 | 0 | 0 | 0 | 0 | 0 | 0 | 0 | 0 | 0 | 0 | 0 | 0 | 2.2458e-16 | -5.4941e-16 | -7.3256e-16 | 2.0697e-16 | 7.1929e-16 | 3.9447e-16 | -6.108e-11 | -2.4072e-15 | -1.0005e-15 | -5.1918e-10 | 1.7628e-15 | 8.9835e-16 | 0 | 0 | 0 | 0 | 0 | 0 | 0.14415 | 0 | 0 | 0.14415 | 0 | 0 | -82.1092 | 0 | 0 | -82.1092 | 0 | 0
Line3_1_5 | 0 | 0 | 0 | 0 | 0 | 0 | 0 | 0 | 0 | 0 | 0 | 0 | 2.2458e-16 | -5.4941e-16 | -7.3256e-16 | 2.0697e-16 | 7.1929e-16 | 3.9447e-16 | -6.108e-11 | -2.4072e-15 | -1.0005e-15 | -5.1918e-10 | 1.7628e-15 | 8.9835e-16 | 0 | 0 | 0 | 0 | 0 | 0 | 0.14415 | 0 | 0 | 0.14415 | 0 | 0 | -82.1092 | 0 | 0 | -82.1092 | 0 | 0
Line4_2_6 | 0 | 0 | 0 | 0 | 0 | 0 | 0 | 0 | 0 | 0 | 0 | 0 | -1.051e-15 | 3.1897e-15 | 3.3405e-15 | 1.2433e-15 | -2.2028e-15 | -1.9472e-15 | -1.527e-10 | 1.3521e-14 | 5.0275e-15 | -4.2756e-10 | -1.1118e-14 | -3.1098e-15 | 0 | 0 | 0 | 0 | 0 | 0 | 0.14415 | 0 | 0 | 0.14415 | 0 | 0 | -82.1092 | 0 | 0 | -82.1092 | 0 | 0
Line5_6_7 | 0 | 0 | 0 | 0 | 0 | 0 | 0 | 0 | 0 | 0 | 0 | 0 | -9.8515e-16 | 2.4733e-15 | 1.9398e-15 | 1.0149e-15 | -1.3781e-15 | -1.936e-16 | -1.2216e-10 | 1.1465e-14 | 3.2641e-15 | -4.581e-10 | -8.496e-15 | -1.0096e-15 | 0 | 0 | 0 | 0 | 0 | 0 | 0.14415 | 0 | 0 | 0.14415 | 0 | 0 | -82.1092 | 0 | 0 | -82.1092 | 0 | 0
Line6_7_8 | 0 | 0 | 0 | 0 | 0 | 0 | 0 | 0 | 0 | 0 | 0 | 0 | -8.3773e-16 | 1.5612e-15 | 1.7721e-16 | 6.6754e-16 | -3.5022e-16 | 1.9467e-15 | -9.1618e-11 | 8.7489e-15 | 1.0465e-15 | -4.8864e-10 | -5.1742e-15 | 1.5684e-15 | 0 | 0 | 0 | 0 | 0 | 0 | 0.14415 | 0 | 0 | 0.14415 | 0 | 0 | -82.1092 | 0 | 0 | -82.1092 | 0 | 0
Line7_8_9 | 0 | 0 | 0 | 0 | 0 | 0 | 0 | 0 | 0 | 0 | 0 | 0 | -2.645e-16 | -2.1889e-17 | 1.2167e-16 | 1.2896e-16 | 9.3992e-17 | -2.4298e-17 | -3.054e-11 | -3.2339e-16 | 9.8024e-17 | -5.4972e-10 | 1.579e-16 | -8.166e-17 | 0 | 0 | 0 | 0 | 0 | 0 | 0.14415 | 0 | 0 | 0.14415 | 0 | 0 | -82.1092 | 0 | 0 | -82.1092 | 0 | 0
Line8_8_10 | 0 | 0 | 0 | 0 | 0 | 0 | 0 | 0 | 0 | 0 | 0 | 0 | -1.7849e-16 | -2.1889e-17 | 1.2167e-16 | 6.4088e-17 | 9.3992e-17 | -2.4298e-17 | -3.0539e-11 | -3.2339e-16 | 9.8024e-17 | -5.4972e-10 | 1.579e-16 | -8.166e-17 | 0 | 0 | 0 | 0 | 0 | 0 | 0.14415 | 0 | 0 | 0.14415 | 0 | 0 | -82.1092 | 0 | 0 | -82.1092 | 0 | 0
Line9_3_11 | 0 | 0 | 0 | 0 | 0 | 0 | 0 | 0 | 0 | 0 | 0 | 0 | 1.0125e-15 | -2.1597e-15 | -3.0361e-15 | -5.6956e-16 | 2.5404e-15 | 2.9757e-15 | -2.1378e-10 | -9.2694e-15 | -4.0709e-15 | -3.6648e-10 | 9.1894e-15 | 4.3955e-15 | 0 | 0 | 0 | 0 | 0 | 0 | 0.14415 | 0 | 0 | 0.14415 | 0 | 0 | -82.1092 | 0 | 0 | -82.1092 | 0 | 0

## LLG_max_10
name | pf_ikss_a_from_ka | pf_ikss_b_from_ka | pf_ikss_c_from_ka | pf_ikss_a_to_ka | pf_ikss_b_to_ka | pf_ikss_c_to_ka | pf_skss_a_from_mw | pf_skss_b_from_mw | pf_skss_c_from_mw | pf_skss_a_to_mw | pf_skss_b_to_mw | pf_skss_c_to_mw | pf_p_a_from_mw | pf_p_b_from_mw | pf_p_c_from_mw | pf_p_a_to_mw | pf_p_b_to_mw | pf_p_c_to_mw | pf_q_a_from_mvar | pf_q_b_from_mvar | pf_q_c_from_mvar | pf_q_a_to_mvar | pf_q_b_to_mvar | pf_q_c_to_mvar | pf_ikss_a_from_degree | pf_ikss_b_from_degree | pf_ikss_c_from_degree | pf_ikss_a_to_degree | pf_ikss_b_to_degree | pf_ikss_c_to_degree | pf_vm_a_from_pu | pf_vm_b_from_pu | pf_vm_c_from_pu | pf_vm_a_to_pu | pf_vm_b_to_pu | pf_vm_c_to_pu | pf_va_a_from_degree | pf_va_b_from_degree | pf_va_c_from_degree | pf_va_a_to_degree | pf_va_b_to_degree | pf_va_c_to_degree
Line0_1_2 | 0 | 0 | 0 | 0 | 0 | 0 | 0 | 0 | 0 | 0 | 0 | 0 | -1.1818e-15 | 4.0872e-15 | 4.8338e-15 | 1.4892e-15 | -3.1144e-15 | -3.665e-15 | -2.011e-10 | 1.642e-14 | 6.9894e-15 | -4.3573e-10 | -1.4361e-14 | -5.2283e-15 | 0 | 0 | 0 | 0 | 0 | 0 | 0.15101 | 0 | 0 | 0.15101 | 0 | 0 | -82.1092 | 0 | 0 | -82.1092 | 0 | 0
Line10_11_12 | 0 | 0 | 0 | 0 | 0 | 0 | 0 | 0 | 0 | 0 | 0 | 0 | 1.2259e-15 | -2.2246e-15 | -3.2449e-15 | -6.9709e-16 | 2.5906e-15 | 3.0076e-15 | -2.0111e-10 | -9.4132e-15 | -4.2958e-15 | -4.3573e-10 | 9.0517e-15 | 4.4896e-15 | 0 | 0 | 0 | 0 | 0 | 0 | 0.15101 | 0 | 0 | 0.15101 | 0 | 0 | -82.1092 | 0 | 0 | -82.1092 | 0 | 0
Line11_12_13 | 0 | 0 | 0 | 0 | 0 | 0 | 0 | 0 | 0 | 0 | 0 | 0 | 9.5071e-16 | -1.9897e-15 | -2.9821e-15 | -3.713e-16 | 2.3124e-15 | 2.6008e-15 | -1.6759e-10 | -8.3381e-15 | -3.9106e-15 | -4.6925e-10 | 7.7463e-15 | 3.9681e-15 | 0 | 0 | 0 | 0 | 0 | 0 | 0.15101 | 0 | 0 | 0.15101 | 0 | 0 | -82.1092 | 0 | 0 | -82.1092 | 0 | 0
Line12_13_15 | 0 | 0 | 0 | 0 | 0 | 0 | 0 | 0 | 0 | 0 | 0 | 0 | 4.8902e-16 | -1.2605e-15 | -1.9284e-15 | 1.2094e-17 | 1.5145e-15 | 1.3741e-15 | -1.0055e-10 | -5.2488e-15 | -2.5103e-15 | -5.3628e-10 | 4.3644e-15 | 2.3824e-15 | 0 | 0 | 0 | 0 | 0 | 0 | 0.15101 | 0 | 0 | 0.15101 | 0 | 0 | -82.1092 | 0 | 0 | -82.1092 | 0 | 0
Line13_13_14 | 0 | 0 | 0 | 0 | 0 | 0 | 0 | 0 | 0 | 0 | 0 | 0 | 2.8519e-16 | -4.2018e-16 | -6.4281e-16 | 3.0199e-16 | 6.3649e-16 | 3.1345e-17 | -3.3518e-11 | -1.7496e-15 | -8.3676e-16 | -6.0332e-10 | 7.5461e-16 | 6.2837e-16 | 0 | 0 | 0 | 0 | 0 | 0 | 0.15101 | 0 | 0 | 0.15101 | 0 | 0 | -82.1092 | 0 | 0 | -82.1092 | 0 | 0
Line14_15_16 | 0 | 0 | 0 | 0 | 0 | 0 | 0 | 0 | 0 | 0 | 0 | 0 | 5.107e-16 | -8.6496e-16 | -1.3416e-15 | 1.7139e-17 | 1.1006e-15 | 7.2439e-16 | -6.7036e-11 | -3.5959e-15 | -1.7367e-15 | -5.698e-10 | 2.6116e-15 | 1.5501e-15 | 0 | 0 | 0 | 0 | 0 | 0 | 0.15101 | 0 | 0 | 0.15101 | 0 | 0 | -82.1092 | 0 | 0 | -82.1092 | 0 | 0
Line15_16_17 | 0 | 0 | 0 | 0 | 0 | 0 | 0 | 0 | 0 | 0 | 0 | 0 | 4.6592e-16 | -4.3982e-16 | -6.8955e-16 | 1.3419e-16 | 6.6558e-16 | 3.6592e-17 | -3.3518e-11 | -1.8295e-15 | -8.8839e-16 | -6.0332e-10 | 7.8867e-16 | 6.6907e-16 | 0 | 0 | 0 | 0 | 0 | 0 | 0.15101 | 0 | 0 | 0.15101 | 0 | 0 | -82.1092 | 0 | 0 | -82.1092 | 0 | 0
Line16_4_18 | 0 | 0 | 0 | 0 | 0 | 0 | 0 | 0 | 0 | 0 | 0 | 0 | 3.3474e-16 | -3.0883e-16 | -4.2076e-16 | 1.5748e-17 | 4.8536e-16 | 1.3929e-17 | -3.3518e-11 | -1.3526e-15 | -5.6909e-16 | -6.0332e-10 | 5.8877e-16 | 4.2418e-16 | 0 | 0 | 0 | 0 | 0 | 0 | 0.15101 | 0 | 0 | 0.15101 | 0 | 0 | -82.1092 | 0 | 0 | -82.1092 | 0 | 0
Line17_5_19 | 0 | 0 | 0 | 0 | 0 | 0 | 0 | 0 | 0 | 0 | 0 | 0 | 3.3474e-16 | -3.0883e-16 | -4.2076e-16 | 1.5748e-17 | 4.8536e-16 | 1.3929e-17 | -3.3518e-11 | -1.3526e-15 | -5.6909e-16 | -6.0332e-10 | 5.8877e-16 | 4.2418e-16 | 0 | 0 | 0 | 0 | 0 | 0 | 0.15101 | 0 | 0 | 0.15101 | 0 | 0 | -82.1092 | 0 | 0 | -82.1092 | 0 | 0
Line1_1_3 | 0 | 0 | 0 | 0 | 0 | 0 | 0 | 0 | 0 | 0 | 0 | 0 | 1.2347e-15 | -2.4119e-15 | -3.2159e-15 | -9.3606e-16 | 2.8899e-15 | 3.3477e-15 | -2.6814e-10 | -1.0568e-14 | -4.3924e-15 | -3.6869e-10 | 1.0797e-14 | 4.9368e-15 | 0 | 0 | 0 | 0 | 0 | 0 | 0.15101 | 0 | 0 | 0.15101 | 0 | 0 | -82.1092 | 0 | 0 | -82.1092 | 0 | 0
Line2_1_4 | 0 | 0 | 0 | 0 | 0 | 0 | 0 | 0 | 0 | 0 | 0 | 0 | -7.2122e-19 | -6.0299e-16 | -8.0399e-16 | 3.3309e-16 | 7.8943e-16 | 4.3293e-16 | -6.7036e-11 | -2.642e-15 | -1.0981e-15 | -5.698e-10 | 1.9347e-15 | 9.8594e-16 | 0 | 0 | 0 | 0 | 0 | 0 | 0.15101 | 0 | 0 | 0.15101 | 0 | 0 | -82.1092 | 0 | 0 | -82.1092 | 0 | 0
Line3_1_5 | 0 | 0 | 0 | 0 | 0 | 0 | 0 | 0 | 0 | 0 | 0 | 0 | -7.2122e-19 | -6.0299e-16 | -8.0399e-16 | 3.3309e-16 | 7.8943e-16 | 4.3293e-16 | -6.7036e-11 | -2.642e-15 | -1.0981e-15 | -5.698e-10 | 1.9347e-15 | 9.8594e-16 | 0 | 0 | 0 | 0 | 0 | 0 | 0.15101 | 0 | 0 | 0.15101 | 0 | 0 | -82.1092 | 0 | 0 | -82.1092 | 0 | 0
Line4_2_6 | 0 | 0 | 0 | 0 | 0 | 0 | 0 | 0 | 0 | 0 | 0 | 0 | -1.1418e-15 | 3.5007e-15 | 3.6662e-15 | 1.3491e-15 | -2.4175e-15 | -2.1371e-15 | -1.6759e-10 | 1.4839e-14 | 5.5177e-15 | -4.6925e-10 | -1.2202e-14 | -3.413e-15 | 0 | 0 | 0 | 0 | 0 | 0 | 0.15101 | 0 | 0 | 0.15101 | 0 | 0 | -82.1092 | 0 | 0 | -82.1092 | 0 | 0
Line5_6_7 | 0 | 0 | 0 | 0 | 0 | 0 | 0 | 0 | 0 | 0 | 0 | 0 | -1.0875e-15 | 2.7144e-15 | 2.129e-15 | 1.1707e-15 | -1.5125e-15 | -2.1247e-16 | -1.3407e-10 | 1.2583e-14 | 3.5823e-15 | -5.0277e-10 | -9.3244e-15 | -1.108e-15 | 0 | 0 | 0 | 0 | 0 | 0 | 0.15101 | 0 | 0 | 0.15101 | 0 | 0 | -82.1092 | 0 | 0 | -82.1092 | 0 | 0
Line6_7_8 | 0 | 0 | 0 | 0 | 0 | 0 | 0 | 0 | 0 | 0 | 0 | 0 | -7.8347e-16 | 1.7134e-15 | 1.9448e-16 | 7.0022e-16 | -3.8437e-16 | 2.1365e-15 | -1.0055e-10 | 9.602e-15 | 1.1485e-15 | -5.3629e-10 | -5.6787e-15 | 1.7213e-15 | 0 | 0 | 0 | 0 | 0 | 0 | 0.15101 | 0 | 0 | 0.15101 | 0 | 0 | -82.1092 | 0 | 0 | -82.1092 | 0 | 0
Line7_8_9 | 0 | 0 | 0 | 0 | 0 | 0 | 0 | 0 | 0 | 0 | 0 | 0 | -2.3079e-16 | -2.4023e-17 | 1.3353e-16 | 2.1577e-16 | 1.0316e-16 | -2.6667e-17 | -3.3517e-11 | -3.5492e-16 | 1.0758e-16 | -6.0332e-10 | 1.733e-16 | -8.9623e-17 | 0 | 0 | 0 | 0 | 0 | 0 | 0.15101 | 0 | 0 | 0.15101 | 0 | 0 | -82.1092 | 0 | 0 | -82.1092 | 0 | 0
Line8_8_10 | 0 | 0 | 0 | 0 | 0 | 0 | 0 | 0 | 0 | 0 | 0 | 0 | -2.6214e-16 | -2.4023e-17 | 1.3353e-16 | 2.0284e-16 | 1.0316e-16 | -2.6667e-17 | -3.3517e-11 | -3.5492e-16 | 1.0758e-16 | -6.0332e-10 | 1.733e-16 | -8.9623e-17 | 0 | 0 | 0 | 0 | 0 | 0 | 0.15101 | 0 | 0 | 0.15101 | 0 | 0 | -82.1092 | 0 | 0 | -82.1092 | 0 | 0
Line9_3_11 | 0 | 0 | 0 | 0 | 0 | 0 | 0 | 0 | 0 | 0 | 0 | 0 | 1.0427e-15 | -2.3702e-15 | -3.3321e-15 | -7.1208e-16 | 2.7881e-15 | 3.2658e-15 | -2.3463e-10 | -1.0173e-14 | -4.4679e-15 | -4.0221e-10 | 1.0085e-14 | 4.824e-15 | 0 | 0 | 0 | 0 | 0 | 0 | 0.15101 | 0 | 0 | 0.15101 | 0 | 0 | -82.1092 | 0 | 0 | -82.1092 | 0 | 0

## LLG_max_fault_6
name | pf_ikss_a_from_ka | pf_ikss_b_from_ka | pf_ikss_c_from_ka | pf_ikss_a_to_ka | pf_ikss_b_to_ka | pf_ikss_c_to_ka | pf_skss_a_from_mw | pf_skss_b_from_mw | pf_skss_c_from_mw | pf_skss_a_to_mw | pf_skss_b_to_mw | pf_skss_c_to_mw | pf_p_a_from_mw | pf_p_b_from_mw | pf_p_c_from_mw | pf_p_a_to_mw | pf_p_b_to_mw | pf_p_c_to_mw | pf_q_a_from_mvar | pf_q_b_from_mvar | pf_q_c_from_mvar | pf_q_a_to_mvar | pf_q_b_to_mvar | pf_q_c_to_mvar | pf_ikss_a_from_degree | pf_ikss_b_from_degree | pf_ikss_c_from_degree | pf_ikss_a_to_degree | pf_ikss_b_to_degree | pf_ikss_c_to_degree | pf_vm_a_from_pu | pf_vm_b_from_pu | pf_vm_c_from_pu | pf_vm_a_to_pu | pf_vm_b_to_pu | pf_vm_c_to_pu | pf_va_a_from_degree | pf_va_b_from_degree | pf_va_c_from_degree | pf_va_a_to_degree | pf_va_b_to_degree | pf_va_c_to_degree
Line0_1_2 | 0 | 0 | 0 | 0 | 0 | 0 | 0 | 0 | 0 | 0 | 0 | 0 | 2.6005e-14 | 1.0942e-12 | 9.2032e-13 | 6.0077e-14 | -1.1158e-12 | -9.8256e-13 | -1.8321e-10 | 1.0917e-12 | 9.3843e-13 | -3.9695e-10 | -1.1559e-12 | -9.4899e-13 | 0 | 0 | 0 | 0 | 0 | 0 | 0.14413 | 1.7492e-05 | 1.6108e-05 | 0.14413 | 1.7466e-05 | 1.6082e-05 | -82.1019 | -100.6244 | -161.1818 | -82.1019 | -100.669 | -161.1928
Line10_11_12 | 0 | 0 | 0 | 0 | 0 | 0 | 0 | 0 | 0 | 0 | 0 | 0 | 2.8123e-14 | -5.157e-13 | -4.549e-13 | 5.8102e-14 | 4.9352e-13 | 3.9138e-13 | -1.8321e-10 | -5.3601e-13 | -4.3971e-13 | -3.9695e-10 | 4.696e-13 | 4.2773e-13 | 0 | 0 | 0 | 0 | 0 | 0 | 0.14413 | 1.7521e-05 | 1.6138e-05 | 0.14413 | 1.7533e-05 | 1.615e-05 | -82.1019 | -100.573 | -161.1701 | -82.1019 | -100.5524 | -161.1657
Line11_12_13 | 0 | 0 | 0 | 0 | 0 | 0 | 0 | 0 | 0 | 0 | 0 | 0 | 2.3389e-14 | -4.2988e-13 | -3.7934e-13 | 6.2791e-14 | 4.0766e-13 | 3.1568e-13 | -1.5268e-10 | -4.4713e-13 | -3.6673e-13 | -4.2749e-10 | 3.805e-13 | 3.5462e-13 | 0 | 0 | 0 | 0 | 0 | 0 | 0.14413 | 1.7533e-05 | 1.615e-05 | 0.14413 | 1.7542e-05 | 1.616e-05 | -82.1019 | -100.5524 | -161.1657 | -82.1019 | -100.5353 | -161.1622
Line12_13_15 | 0 | 0 | 0 | 0 | 0 | 0 | 0 | 0 | 0 | 0 | 0 | 0 | 1.4118e-14 | -2.5799e-13 | -2.2773e-13 | 7.2126e-14 | 2.3571e-13 | 1.6392e-13 | -9.1605e-11 | -2.685e-13 | -2.2018e-13 | -4.8856e-10 | 2.0161e-13 | 2.0791e-13 | 0 | 0 | 0 | 0 | 0 | 0 | 0.14413 | 1.7542e-05 | 1.616e-05 | 0.14413 | 1.7548e-05 | 1.6166e-05 | -82.1019 | -100.5353 | -161.1622 | -82.1019 | -100.5249 | -161.1606
Line13_13_14 | 0 | 0 | 0 | 0 | 0 | 0 | 0 | 0 | 0 | 0 | 0 | 0 | 4.7797e-15 | -8.5995e-14 | -7.591e-14 | 8.1465e-14 | 6.3681e-14 | 1.2045e-14 | -3.0535e-11 | -8.95e-14 | -7.3395e-14 | -5.4963e-10 | 2.2512e-14 | 6.1047e-14 | 0 | 0 | 0 | 0 | 0 | 0 | 0.14413 | 1.7542e-05 | 1.616e-05 | 0.14413 | 1.7544e-05 | 1.6162e-05 | -82.1019 | -100.5353 | -161.1622 | -82.1019 | -100.5317 | -161.1624
Line14_15_16 | 0 | 0 | 0 | 0 | 0 | 0 | 0 | 0 | 0 | 0 | 0 | 0 | 9.499e-15 | -1.7201e-13 | -1.5187e-13 | 7.6802e-14 | 1.4972e-13 | 8.8001e-14 | -6.107e-11 | -1.7909e-13 | -1.4685e-13 | -5.1909e-10 | 1.1211e-13 | 1.3452e-13 | 0 | 0 | 0 | 0 | 0 | 0 | 0.14413 | 1.7548e-05 | 1.6166e-05 | 0.14413 | 1.7552e-05 | 1.617e-05 | -82.1019 | -100.5249 | -161.1606 | -82.1019 | -100.5179 | -161.1599
Line15_16_17 | 0 | 0 | 0 | 0 | 0 | 0 | 0 | 0 | 0 | 0 | 0 | 0 | 4.961e-15 | -8.6013e-14 | -7.5953e-14 | 8.1341e-14 | 6.3708e-14 | 1.205e-14 | -3.0535e-11 | -8.9573e-14 | -7.3442e-14 | -5.4963e-10 | 2.2543e-14 | 6.1084e-14 | 0 | 0 | 0 | 0 | 0 | 0 | 0.14413 | 1.7552e-05 | 1.617e-05 | 0.14413 | 1.7553e-05 | 1.6172e-05 | -82.1019 | -100.5179 | -161.1599 | -82.1019 | -100.5144 | -161.1601
Line16_4_18 | 0 | 0 | 0 | 0 | 0 | 0 | 0 | 0 | 0 | 0 | 0 | 0 | 4.7783e-15 | -8.5894e-14 | -7.5708e-14 | 8.142e-14 | 6.3544e-14 | 1.2029e-14 | -3.0535e-11 | -8.9138e-14 | -7.3151e-14 | -5.4963e-10 | 2.236e-14 | 6.0861e-14 | 0 | 0 | 0 | 0 | 0 | 0 | 0.14413 | 1.7496e-05 | 1.6112e-05 | 0.14413 | 1.7497e-05 | 1.6114e-05 | -82.1019 | -100.6174 | -161.1811 | -82.1019 | -100.6138 | -161.1813
Line17_5_19 | 0 | 0 | 0 | 0 | 0 | 0 | 0 | 0 | 0 | 0 | 0 | 0 | 4.7783e-15 | -8.5894e-14 | -7.5708e-14 | 8.142e-14 | 6.3544e-14 | 1.2029e-14 | -3.0535e-11 | -8.9138e-14 | -7.3151e-14 | -5.4963e-10 | 2.236e-14 | 6.0861e-14 | 0 | 0 | 0 | 0 | 0 | 0 | 0.14413 | 1.7496e-05 | 1.6112e-05 | 0.14413 | 1.7497e-05 | 1.6114e-05 | -82.1019 | -100.6174 | -161.1811 | -82.1019 | -100.6138 | -161.1813
Line1_1_3 | 0 | 0 | 0 | 0 | 0 | 0 | 0 | 0 | 0 | 0 | 0 | 0 | 3.721e-14 | -6.871e-13 | -6.0553e-13 | 4.8925e-14 | 6.6502e-13 | 5.4234e-13 | -2.4428e-10 | -7.1287e-13 | -5.8506e-13 | -3.3588e-10 | 6.47e-13 | 5.734e-13 | 0 | 0 | 0 | 0 | 0 | 0 | 0.14413 | 1.7492e-05 | 1.6108e-05 | 0.14413 | 1.7508e-05 | 1.6124e-05 | -82.1019 | -100.6244 | -161.1818 | -82.1019 | -100.597 | -161.1754
Line2_1_4 | 0 | 0 | 0 | 0 | 0 | 0 | 0 | 0 | 0 | 0 | 0 | 0 | 9.092e-15 | -1.7177e-13 | -1.5138e-13 | 7.6929e-14 | 1.4943e-13 | 8.7736e-14 | -6.107e-11 | -1.7822e-13 | -1.4627e-13 | -5.1909e-10 | 1.1149e-13 | 1.3401e-13 | 0 | 0 | 0 | 0 | 0 | 0 | 0.14413 | 1.7492e-05 | 1.6108e-05 | 0.14413 | 1.7496e-05 | 1.6112e-05 | -82.1019 | -100.6244 | -161.1818 | -82.1019 | -100.6174 | -161.1811
Line3_1_5 | 0 | 0 | 0 | 0 | 0 | 0 | 0 | 0 | 0 | 0 | 0 | 0 | 9.092e-15 | -1.7177e-13 | -1.5138e-13 | 7.6929e-14 | 1.4943e-13 | 8.7736e-14 | -6.107e-11 | -1.7822e-13 | -1.4627e-13 | -5.1909e-10 | 1.1149e-13 | 1.3401e-13 | 0 | 0 | 0 | 0 | 0 | 0 | 0.14413 | 1.7492e-05 | 1.6108e-05 | 0.14413 | 1.7496e-05 | 1.6112e-05 | -82.1019 | -100.6244 | -161.1818 | -82.1019 | -100.6174 | -161.1811
Line4_2_6 | 0 | 0 | 0 | 0 | 0 | 0 | 0 | 0 | 0 | 0 | 0 | 0 | 2.1507e-14 | 1.1793e-12 | 9.9458e-13 | 6.4501e-14 | -1.2008e-12 | -1.0565e-12 | -1.5267e-10 | 1.1781e-12 | 1.0097e-12 | -4.2749e-10 | -1.2418e-12 | -1.02e-12 | 0 | 0 | 0 | 0 | 0 | 0 | 0.14413 | 1.7466e-05 | 1.6082e-05 | 0.14413 | 1.7439e-05 | 1.6054e-05 | -82.1019 | -100.669 | -161.1928 | -82.1019 | -100.7172 | -161.2048
Line5_6_7 | 0 | 0 | 0 | 0 | 0 | 0 | 0 | 0 | 0 | 0 | 0 | 0 | 1.7109e-14 | 1.2641e-12 | 1.0685e-12 | 6.8784e-14 | -1.2856e-12 | -1.1301e-12 | -1.2214e-10 | 1.264e-12 | 1.0806e-12 | -4.5802e-10 | -1.3271e-12 | -1.0905e-12 | 0 | 0 | 0 | 0 | 0 | 0 | 0.14413 | 1.7439e-05 | 1.6054e-05 | 0.14413 | 1.7409e-05 | 1.6023e-05 | -82.1019 | -100.7172 | -161.2048 | -82.102 | -100.7689 | -161.2178
Line6_7_8 | 0 | 0 | 0 | 0 | 0 | 0 | 0 | 0 | 0 | 0 | 0 | 0 | 1.2803e-14 | 1.3488e-12 | 1.1421e-12 | 7.3026e-14 | -1.3701e-12 | -1.2032e-12 | -9.1603e-11 | 1.3492e-12 | 1.151e-12 | -4.8856e-10 | -1.4117e-12 | -1.1606e-12 | 0 | 0 | 0 | 0 | 0 | 0 | 0.14413 | 1.7409e-05 | 1.6023e-05 | 0.14413 | 1.7378e-05 | 1.5991e-05 | -82.102 | -100.7689 | -161.2178 | -82.102 | -100.8243 | -161.2318
Line7_8_9 | 0 | 0 | 0 | 0 | 0 | 0 | 0 | 0 | 0 | 0 | 0 | 0 | 4.2898e-15 | -8.5634e-14 | -7.5203e-14 | 8.1471e-14 | 6.3195e-14 | 1.1992e-14 | -3.0534e-11 | -8.8229e-14 | -7.2534e-14 | -5.4963e-10 | 2.1982e-14 | 6.0393e-14 | 0 | 0 | 0 | 0 | 0 | 0 | 0.14413 | 1.7378e-05 | 1.5991e-05 | 0.14413 | 1.7379e-05 | 1.5993e-05 | -82.102 | -100.8243 | -161.2318 | -82.102 | -100.8206 | -161.232
Line8_8_10 | 0 | 0 | 0 | 0 | 0 | 0 | 0 | 0 | 0 | 0 | 0 | 0 | 4.3626e-15 | -8.5634e-14 | -7.5203e-14 | 8.1389e-14 | 6.3195e-14 | 1.1992e-14 | -3.0534e-11 | -8.8229e-14 | -7.2534e-14 | -5.4963e-10 | 2.1982e-14 | 6.0393e-14 | 0 | 0 | 0 | 0 | 0 | 0 | 0.14413 | 1.7378e-05 | 1.5991e-05 | 0.14413 | 1.7379e-05 | 1.5993e-05 | -82.102 | -100.8243 | -161.2318 | -82.102 | -100.8206 | -161.232
Line9_3_11 | 0 | 0 | 0 | 0 | 0 | 0 | 0 | 0 | 0 | 0 | 0 | 0 | 3.2617e-14 | -6.0145e-13 | -5.3031e-13 | 5.3667e-14 | 5.7932e-13 | 4.6694e-13 | -2.1375e-10 | -6.2461e-13 | -5.125e-13 | -3.6642e-10 | 5.5845e-13 | 5.0067e-13 | 0 | 0 | 0 | 0 | 0 | 0 | 0.14413 | 1.7508e-05 | 1.6124e-05 | 0.14413 | 1.7521e-05 | 1.6138e-05 | -82.1019 | -100.597 | -161.1754 | -82.1019 | -100.573 | -161.1701

## LLG_max_fault_10
name | pf_ikss_a_from_ka | pf_ikss_b_from_ka | pf_ikss_c_from_ka | pf_ikss_a_to_ka | pf_ikss_b_to_ka | pf_ikss_c_to_ka | pf_skss_a_from_mw | pf_skss_b_from_mw | pf_skss_c_from_mw | pf_skss_a_to_mw | pf_skss_b_to_mw | pf_skss_c_to_mw | pf_p_a_from_mw | pf_p_b_from_mw | pf_p_c_from_mw | pf_p_a_to_mw | pf_p_b_to_mw | pf_p_c_to_mw | pf_q_a_from_mvar | pf_q_b_from_mvar | pf_q_c_from_mvar | pf_q_a_to_mvar | pf_q_b_to_mvar | pf_q_c_to_mvar | pf_ikss_a_from_degree | pf_ikss_b_from_degree | pf_ikss_c_from_degree | pf_ikss_a_to_degree | pf_ikss_b_to_degree | pf_ikss_c_to_degree | pf_vm_a_from_pu | pf_vm_b_from_pu | pf_vm_c_from_pu | pf_vm_a_to_pu | pf_vm_b_to_pu | pf_vm_c_to_pu | pf_va_a_from_degree | pf_va_b_from_degree | pf_va_c_from_degree | pf_va_a_to_degree | pf_va_b_to_degree | pf_va_c_to_degree
Line0_1_2 | 0 | 0 | 0 | 0 | 0 | 0 | 0 | 0 | 0 | 0 | 0 | 0 | 2.8435e-14 | 1.2009e-12 | 1.0101e-12 | 6.5945e-14 | -1.2246e-12 | -1.0784e-12 | -2.0107e-10 | 1.1981e-12 | 1.0299e-12 | -4.3566e-10 | -1.2686e-12 | -1.0415e-12 | 0 | 0 | 0 | 0 | 0 | 0 | 0.15099 | 1.8325e-05 | 1.6875e-05 | 0.15099 | 1.8298e-05 | 1.6848e-05 | -82.1019 | -100.6244 | -161.1818 | -82.1019 | -100.669 | -161.1928
Line10_11_12 | 0 | 0 | 0 | 0 | 0 | 0 | 0 | 0 | 0 | 0 | 0 | 0 | 3.082e-14 | -5.6599e-13 | -4.9926e-13 | 6.3796e-14 | 5.4165e-13 | 4.2954e-13 | -2.0107e-10 | -5.8828e-13 | -4.8258e-13 | -4.3566e-10 | 5.1539e-13 | 4.6943e-13 | 0 | 0 | 0 | 0 | 0 | 0 | 0.15099 | 1.8356e-05 | 1.6907e-05 | 0.15099 | 1.8368e-05 | 1.6919e-05 | -82.1019 | -100.573 | -161.1701 | -82.1019 | -100.5524 | -161.1657
Line11_12_13 | 0 | 0 | 0 | 0 | 0 | 0 | 0 | 0 | 0 | 0 | 0 | 0 | 2.5837e-14 | -4.7179e-13 | -4.1633e-13 | 6.8916e-14 | 4.4741e-13 | 3.4647e-13 | -1.6756e-10 | -4.9072e-13 | -4.0248e-13 | -4.6917e-10 | 4.1761e-13 | 3.892e-13 | 0 | 0 | 0 | 0 | 0 | 0 | 0.15099 | 1.8368e-05 | 1.6919e-05 | 0.15099 | 1.8378e-05 | 1.693e-05 | -82.1019 | -100.5524 | -161.1657 | -82.1019 | -100.5353 | -161.1622
Line12_13_15 | 0 | 0 | 0 | 0 | 0 | 0 | 0 | 0 | 0 | 0 | 0 | 0 | 1.5484e-14 | -2.8314e-13 | -2.4994e-13 | 7.9235e-14 | 2.5869e-13 | 1.799e-13 | -1.0054e-10 | -2.9468e-13 | -2.4165e-13 | -5.3619e-10 | 2.2127e-13 | 2.2818e-13 | 0 | 0 | 0 | 0 | 0 | 0 | 0.15099 | 1.8378e-05 | 1.693e-05 | 0.15099 | 1.8384e-05 | 1.6936e-05 | -82.1019 | -100.5353 | -161.1622 | -82.1019 | -100.5249 | -161.1606
Line13_13_14 | 0 | 0 | 0 | 0 | 0 | 0 | 0 | 0 | 0 | 0 | 0 | 0 | 5.1632e-15 | -9.438e-14 | -8.3312e-14 | 8.9522e-14 | 6.9891e-14 | 1.322e-14 | -3.3512e-11 | -9.8227e-14 | -8.0551e-14 | -6.0322e-10 | 2.4707e-14 | 6.6999e-14 | 0 | 0 | 0 | 0 | 0 | 0 | 0.15099 | 1.8378e-05 | 1.693e-05 | 0.15099 | 1.8379e-05 | 1.6932e-05 | -82.1019 | -100.5353 | -161.1622 | -82.1019 | -100.5317 | -161.1624
Line14_15_16 | 0 | 0 | 0 | 0 | 0 | 0 | 0 | 0 | 0 | 0 | 0 | 0 | 1.0385e-14 | -1.8879e-13 | -1.6668e-13 | 8.4487e-14 | 1.6431e-13 | 9.6582e-14 | -6.7025e-11 | -1.9655e-13 | -1.6117e-13 | -5.6971e-10 | 1.2304e-13 | 1.4764e-13 | 0 | 0 | 0 | 0 | 0 | 0 | 0.15099 | 1.8384e-05 | 1.6936e-05 | 0.15099 | 1.8387e-05 | 1.694e-05 | -82.1019 | -100.5249 | -161.1606 | -82.1019 | -100.5179 | -161.1599
Line15_16_17 | 0 | 0 | 0 | 0 | 0 | 0 | 0 | 0 | 0 | 0 | 0 | 0 | 5.2569e-15 | -9.44e-14 | -8.3359e-14 | 8.9368e-14 | 6.992e-14 | 1.3225e-14 | -3.3512e-11 | -9.8307e-14 | -8.0603e-14 | -6.0322e-10 | 2.4741e-14 | 6.704e-14 | 0 | 0 | 0 | 0 | 0 | 0 | 0.15099 | 1.8387e-05 | 1.694e-05 | 0.15099 | 1.8389e-05 | 1.6942e-05 | -82.1019 | -100.5179 | -161.1599 | -82.1019 | -100.5144 | -161.1601
Line16_4_18 | 0 | 0 | 0 | 0 | 0 | 0 | 0 | 0 | 0 | 0 | 0 | 0 | 5.1081e-15 | -9.4269e-14 | -8.309e-14 | 8.9352e-14 | 6.974e-14 | 1.3202e-14 | -3.3512e-11 | -9.7829e-14 | -8.0284e-14 | -6.0322e-10 | 2.4541e-14 | 6.6795e-14 | 0 | 0 | 0 | 0 | 0 | 0 | 0.15099 | 1.8329e-05 | 1.6879e-05 | 0.15099 | 1.833e-05 | 1.6881e-05 | -82.1019 | -100.6174 | -161.1811 | -82.1019 | -100.6138 | -161.1813
Line17_5_19 | 0 | 0 | 0 | 0 | 0 | 0 | 0 | 0 | 0 | 0 | 0 | 0 | 5.1081e-15 | -9.4269e-14 | -8.309e-14 | 8.9352e-14 | 6.974e-14 | 1.3202e-14 | -3.3512e-11 | -9.7829e-14 | -8.0284e-14 | -6.0322e-10 | 2.4541e-14 | 6.6795e-14 | 0 | 0 | 0 | 0 | 0 | 0 | 0.15099 | 1.8329e-05 | 1.6879e-05 | 0.15099 | 1.833e-05 | 1.6881e-05 | -82.1019 | -100.6174 | -161.1811 | -82.1019 | -100.6138 | -161.1813
Line1_1_3 | 0 | 0 | 0 | 0 | 0 | 0 | 0 | 0 | 0 | 0 | 0 | 0 | 4.0785e-14 | -7.5409e-13 | -6.6457e-13 | 5.3734e-14 | 7.2987e-13 | 5.9522e-13 | -2.681e-10 | -7.8238e-13 | -6.4211e-13 | -3.6863e-10 | 7.1009e-13 | 6.2931e-13 | 0 | 0 | 0 | 0 | 0 | 0 | 0.15099 | 1.8325e-05 | 1.6875e-05 | 0.15099 | 1.8341e-05 | 1.6892e-05 | -82.1019 | -100.6244 | -161.1818 | -82.1019 | -100.597 | -161.1754
Line2_1_4 | 0 | 0 | 0 | 0 | 0 | 0 | 0 | 0 | 0 | 0 | 0 | 0 | 9.9769e-15 | -1.8852e-13 | -1.6614e-13 | 8.4488e-14 | 1.64e-13 | 9.629e-14 | -6.7024e-11 | -1.956e-13 | -1.6053e-13 | -5.6971e-10 | 1.2236e-13 | 1.4707e-13 | 0 | 0 | 0 | 0 | 0 | 0 | 0.15099 | 1.8325e-05 | 1.6875e-05 | 0.15099 | 1.8329e-05 | 1.6879e-05 | -82.1019 | -100.6244 | -161.1818 | -82.1019 | -100.6174 | -161.1811
Line3_1_5 | 0 | 0 | 0 | 0 | 0 | 0 | 0 | 0 | 0 | 0 | 0 | 0 | 9.9769e-15 | -1.8852e-13 | -1.6614e-13 | 8.4488e-14 | 1.64e-13 | 9.629e-14 | -6.7024e-11 | -1.956e-13 | -1.6053e-13 | -5.6971e-10 | 1.2236e-13 | 1.4707e-13 | 0 | 0 | 0 | 0 | 0 | 0 | 0.15099 | 1.8325e-05 | 1.6875e-05 | 0.15099 | 1.8329e-05 | 1.6879e-05 | -82.1019 | -100.6244 | -161.1818 | -82.1019 | -100.6174 | -161.1811
Line4_2_6 | 0 | 0 | 0 | 0 | 0 | 0 | 0 | 0 | 0 | 0 | 0 | 0 | 2.3615e-14 | 1.2942e-12 | 1.0916e-12 | 7.0709e-14 | -1.3179e-12 | -1.1595e-12 | -1.6756e-10 | 1.293e-12 | 1.1082e-12 | -4.6917e-10 | -1.3629e-12 | -1.1194e-12 | 0 | 0 | 0 | 0 | 0 | 0 | 0.15099 | 1.8298e-05 | 1.6848e-05 | 0.15099 | 1.8269e-05 | 1.6818e-05 | -82.1019 | -100.669 | -161.1928 | -82.1019 | -100.7172 | -161.2048
Line5_6_7 | 0 | 0 | 0 | 0 | 0 | 0 | 0 | 0 | 0 | 0 | 0 | 0 | 1.8698e-14 | 1.3874e-12 | 1.1727e-12 | 7.5502e-14 | -1.4109e-12 | -1.2403e-12 | -1.3405e-10 | 1.3872e-12 | 1.186e-12 | -5.0268e-10 | -1.4565e-12 | -1.1968e-12 | 0 | 0 | 0 | 0 | 0 | 0 | 0.15099 | 1.8269e-05 | 1.6818e-05 | 0.15099 | 1.8238e-05 | 1.6786e-05 | -82.1019 | -100.7172 | -161.2048 | -82.102 | -100.7689 | -161.2178
Line6_7_8 | 0 | 0 | 0 | 0 | 0 | 0 | 0 | 0 | 0 | 0 | 0 | 0 | 1.4026e-14 | 1.4804e-12 | 1.2534e-12 | 8.0036e-14 | -1.5037e-12 | -1.3206e-12 | -1.0053e-10 | 1.4807e-12 | 1.2632e-12 | -5.3619e-10 | -1.5493e-12 | -1.2737e-12 | 0 | 0 | 0 | 0 | 0 | 0 | 0.15099 | 1.8238e-05 | 1.6786e-05 | 0.15099 | 1.8205e-05 | 1.6752e-05 | -82.102 | -100.7689 | -161.2178 | -82.102 | -100.8243 | -161.2318
Line7_8_9 | 0 | 0 | 0 | 0 | 0 | 0 | 0 | 0 | 0 | 0 | 0 | 0 | 4.835e-15 | -9.3984e-14 | -8.2536e-14 | 8.9336e-14 | 6.9357e-14 | 1.3162e-14 | -3.3512e-11 | -9.6832e-14 | -7.9607e-14 | -6.0322e-10 | 2.4125e-14 | 6.6281e-14 | 0 | 0 | 0 | 0 | 0 | 0 | 0.15099 | 1.8205e-05 | 1.6752e-05 | 0.15099 | 1.8207e-05 | 1.6754e-05 | -82.102 | -100.8243 | -161.2318 | -82.102 | -100.8206 | -161.232
Line8_8_10 | 0 | 0 | 0 | 0 | 0 | 0 | 0 | 0 | 0 | 0 | 0 | 0 | 4.8304e-15 | -9.3984e-14 | -8.2536e-14 | 8.9325e-14 | 6.9357e-14 | 1.3162e-14 | -3.3511e-11 | -9.6832e-14 | -7.9607e-14 | -6.0322e-10 | 2.4125e-14 | 6.6281e-14 | 0 | 0 | 0 | 0 | 0 | 0 | 0.15099 | 1.8205e-05 | 1.6752e-05 | 0.15099 | 1.8207e-05 | 1.6754e-05 | -82.102 | -100.8243 | -161.2318 | -82.102 | -100.8206 | -161.232
Line9_3_11 | 0 | 0 | 0 | 0 | 0 | 0 | 0 | 0 | 0 | 0 | 0 | 0 | 3.5734e-14 | -6.6009e-13 | -5.8202e-13 | 5.8837e-14 | 6.358e-13 | 5.1247e-13 | -2.3459e-10 | -6.8551e-13 | -5.6247e-13 | -4.0214e-10 | 6.129e-13 | 5.4948e-13 | 0 | 0 | 0 | 0 | 0 | 0 | 0.15099 | 1.8341e-05 | 1.6892e-05 | 0.15099 | 1.8356e-05 | 1.6907e-05 | -82.1019 | -100.597 | -161.1754 | -82.1019 | -100.573 | -161.1701

## LLG_min_6
name | pf_ikss_a_from_ka | pf_ikss_b_from_ka | pf_ikss_c_from_ka | pf_ikss_a_to_ka | pf_ikss_b_to_ka | pf_ikss_c_to_ka | pf_skss_a_from_mw | pf_skss_b_from_mw | pf_skss_c_from_mw | pf_skss_a_to_mw | pf_skss_b_to_mw | pf_skss_c_to_mw | pf_p_a_from_mw | pf_p_b_from_mw | pf_p_c_from_mw | pf_p_a_to_mw | pf_p_b_to_mw | pf_p_c_to_mw | pf_q_a_from_mvar | pf_q_b_from_mvar | pf_q_c_from_mvar | pf_q_a_to_mvar | pf_q_b_to_mvar | pf_q_c_to_mvar | pf_ikss_a_from_degree | pf_ikss_b_from_degree | pf_ikss_c_from_degree | pf_ikss_a_to_degree | pf_ikss_b_to_degree | pf_ikss_c_to_degree | pf_vm_a_from_pu | pf_vm_b_from_pu | pf_vm_c_from_pu | pf_vm_a_to_pu | pf_vm_b_to_pu | pf_vm_c_to_pu | pf_va_a_from_degree | pf_va_b_from_degree | pf_va_c_from_degree | pf_va_a_to_degree | pf_va_b_to_degree | pf_va_c_to_degree
Line0_1_2 | 0 | 0 | 0 | 0 | 0 | 0 | 0 | 0 | 0 | 0 | 0 | 0 | -1.2905e-15 | 8.4911e-15 | 5.9211e-16 | 1.5939e-15 | -7.2509e-15 | 1.1225e-15 | -1.5e-10 | 5.0794e-15 | 5.8422e-15 | -3.25e-10 | -3.1969e-15 | -4.8052e-15 | 0 | 0 | 0 | 0 | 0 | 0 | 0.13042 | 0 | 0 | 0.13042 | 0 | 0 | -82.1092 | 0 | 0 | -82.1092 | 0 | 0
Line10_11_12 | 0 | 0 | 0 | 0 | 0 | 0 | 0 | 0 | 0 | 0 | 0 | 0 | 1.2449e-15 | -4.8062e-15 | -1.3705e-15 | -6.6236e-16 | 4.846e-15 | 1.4133e-15 | -1.5e-10 | -3.7191e-15 | -3.454e-15 | -3.25e-10 | 3.63e-15 | 3.493e-15 | 0 | 0 | 0 | 0 | 0 | 0 | 0.13042 | 0 | 0 | 0.13042 | 0 | 0 | -82.1092 | 0 | 0 | -82.1092 | 0 | 0
Line11_12_13 | 0 | 0 | 0 | 0 | 0 | 0 | 0 | 0 | 0 | 0 | 0 | 0 | 1.073e-15 | -4.2608e-15 | -1.4784e-15 | -4.2761e-16 | 4.199e-15 | 1.3566e-15 | -1.25e-10 | -3.498e-15 | -3.0942e-15 | -3.5e-10 | 3.2174e-15 | 3.0523e-15 | 0 | 0 | 0 | 0 | 0 | 0 | 0.13042 | 0 | 0 | 0.13042 | 0 | 0 | -82.1092 | 0 | 0 | -82.1092 | 0 | 0
Line12_13_15 | 0 | 0 | 0 | 0 | 0 | 0 | 0 | 0 | 0 | 0 | 0 | 0 | 6.5416e-16 | -2.6828e-15 | -1.0549e-15 | 9.1248e-19 | 2.4801e-15 | 7.2942e-16 | -7.5e-11 | -2.2976e-15 | -1.9631e-15 | -4e-10 | 1.7776e-15 | 1.805e-15 | 0 | 0 | 0 | 0 | 0 | 0 | 0.13042 | 0 | 0 | 0.13042 | 0 | 0 | -82.1092 | 0 | 0 | -82.1092 | 0 | 0
Line13_13_14 | 0 | 0 | 0 | 0 | 0 | 0 | 0 | 0 | 0 | 0 | 0 | 0 | 3.2916e-16 | -8.9428e-16 | -3.5164e-16 | 3.8942e-16 | 6.2793e-16 | -4.6377e-17 | -2.5e-11 | -7.6588e-16 | -6.5435e-16 | -4.5e-10 | 1.5842e-16 | 4.4085e-16 | 0 | 0 | 0 | 0 | 0 | 0 | 0.13042 | 0 | 0 | 0.13042 | 0 | 0 | -82.1092 | 0 | 0 | -82.1092 | 0 | 0
Line14_15_16 | 0 | 0 | 0 | 0 | 0 | 0 | 0 | 0 | 0 | 0 | 0 | 0 | 5.2397e-16 | -1.8368e-15 | -7.7001e-16 | 2.1525e-16 | 1.5905e-15 | 3.7294e-16 | -5e-11 | -1.6104e-15 | -1.3491e-15 | -4.25e-10 | 1.0071e-15 | 1.1565e-15 | 0 | 0 | 0 | 0 | 0 | 0 | 0.13042 | 0 | 0 | 0.13042 | 0 | 0 | -82.1092 | 0 | 0 | -82.1092 | 0 | 0
Line15_16_17 | 0 | 0 | 0 | 0 | 0 | 0 | 0 | 0 | 0 | 0 | 0 | 0 | 2.9258e-16 | -9.3357e-16 | -4.0708e-16 | 4.4094e-16 | 6.6297e-16 | -3.0573e-17 | -2.5e-11 | -8.3109e-16 | -6.8712e-16 | -4.5e-10 | 1.8052e-16 | 4.7535e-16 | 0 | 0 | 0 | 0 | 0 | 0 | 0.13042 | 0 | 0 | 0.13042 | 0 | 0 | -82.1092 | 0 | 0 | -82.1092 | 0 | 0
Line16_4_18 | 0 | 0 | 0 | 0 | 0 | 0 | 0 | 0 | 0 | 0 | 0 | 0 | 7.2427e-17 | -6.8697e-16 | -8.2067e-17 | 3.8316e-16 | 4.4895e-16 | -1.178e-16 | -2.5e-11 | -4.4582e-16 | -4.7893e-16 | -4.5e-10 | 5.3449e-17 | 2.6531e-16 | 0 | 0 | 0 | 0 | 0 | 0 | 0.13042 | 0 | 0 | 0.13042 | 0 | 0 | -82.1092 | 0 | 0 | -82.1092 | 0 | 0
Line17_5_19 | 0 | 0 | 0 | 0 | 0 | 0 | 0 | 0 | 0 | 0 | 0 | 0 | 7.2427e-17 | -6.8697e-16 | -8.2067e-17 | 3.8316e-16 | 4.4895e-16 | -1.178e-16 | -2.5e-11 | -4.4582e-16 | -4.7893e-16 | -4.5e-10 | 5.3449e-17 | 2.6531e-16 | 0 | 0 | 0 | 0 | 0 | 0 | 0.13042 | 0 | 0 | 0.13042 | 0 | 0 | -82.1092 | 0 | 0 | -82.1092 | 0 | 0
Line1_1_3 | 0 | 0 | 0 | 0 | 0 | 0 | 0 | 0 | 0 | 0 | 0 | 0 | 1.2835e-15 | -5.3746e-15 | -4.7996e-16 | -8.5977e-16 | 5.6754e-15 | 9.4494e-16 | -2e-10 | -3.3596e-15 | -3.731e-15 | -2.75e-10 | 3.7615e-15 | 3.9782e-15 | 0 | 0 | 0 | 0 | 0 | 0 | 0.13042 | 0 | 0 | 0.13042 | 0 | 0 | -82.1092 | 0 | 0 | -82.1092 | 0 | 0
Line2_1_4 | 0 | 0 | 0 | 0 | 0 | 0 | 0 | 0 | 0 | 0 | 0 | 0 | 9.0199e-17 | -1.3436e-15 | -1.1999e-16 | 3.2888e-16 | 1.1299e-15 | -3.9298e-17 | -5e-11 | -8.399e-16 | -9.3274e-16 | -4.25e-10 | 4.9474e-16 | 7.3824e-16 | 0 | 0 | 0 | 0 | 0 | 0 | 0.13042 | 0 | 0 | 0.13042 | 0 | 0 | -82.1092 | 0 | 0 | -82.1092 | 0 | 0
Line3_1_5 | 0 | 0 | 0 | 0 | 0 | 0 | 0 | 0 | 0 | 0 | 0 | 0 | 9.0199e-17 | -1.3436e-15 | -1.1999e-16 | 3.2888e-16 | 1.1299e-15 | -3.9298e-17 | -5e-11 | -8.399e-16 | -9.3274e-16 | -4.25e-10 | 4.9474e-16 | 7.3824e-16 | 0 | 0 | 0 | 0 | 0 | 0 | 0.13042 | 0 | 0 | 0.13042 | 0 | 0 | -82.1092 | 0 | 0 | -82.1092 | 0 | 0
Line4_2_6 | 0 | 0 | 0 | 0 | 0 | 0 | 0 | 0 | 0 | 0 | 0 | 0 | -1.2568e-15 | 7.5821e-15 | -1.2886e-15 | 1.4857e-15 | -6.0859e-15 | 3.4158e-15 | -1.25e-10 | 3.1802e-15 | 4.955e-15 | -3.5e-10 | -8.1765e-16 | -3.7133e-15 | 0 | 0 | 0 | 0 | 0 | 0 | 0.13042 | 0 | 0 | 0.13042 | 0 | 0 | -82.1092 | 0 | 0 | -82.1092 | 0 | 0
Line5_6_7 | 0 | 0 | 0 | 0 | 0 | 0 | 0 | 0 | 0 | 0 | 0 | 0 | -1.1396e-15 | 6.3115e-15 | -3.6231e-15 | 1.2251e-15 | -4.5399e-15 | 6.1939e-15 | -9.9998e-11 | 7.3984e-16 | 3.7596e-15 | -3.75e-10 | 2.1386e-15 | -2.2978e-15 | 0 | 0 | 0 | 0 | 0 | 0 | 0.13042 | 0 | 0 | 0.13042 | 0 | 0 | -82.1092 | 0 | 0 | -82.1092 | 0 | 0
Line6_7_8 | 0 | 0 | 0 | 0 | 0 | 0 | 0 | 0 | 0 | 0 | 0 | 0 | -8.7971e-16 | 4.6522e-15 | -6.4452e-15 | 8.1808e-16 | -2.586e-15 | 9.4906e-15 | -7.4998e-11 | -2.2819e-15 | 2.2331e-15 | -4e-10 | 5.7124e-15 | -5.3581e-16 | 0 | 0 | 0 | 0 | 0 | 0 | 0.13042 | 0 | 0 | 0.13042 | 0 | 0 | -82.1092 | 0 | 0 | -82.1092 | 0 | 0
Line7_8_9 | 0 | 0 | 0 | 0 | 0 | 0 | 0 | 0 | 0 | 0 | 0 | 0 | -3.0589e-16 | -1.6162e-16 | 5.9316e-16 | 1.6119e-16 | -2.6187e-18 | -2.9468e-16 | -2.4999e-11 | 3.5702e-16 | -3.3488e-17 | -4.5e-10 | -2.0855e-16 | -1.7729e-16 | 0 | 0 | 0 | 0 | 0 | 0 | 0.13042 | 0 | 0 | 0.13042 | 0 | 0 | -82.1092 | 0 | 0 | -82.1092 | 0 | 0
Line8_8_10 | 0 | 0 | 0 | 0 | 0 | 0 | 0 | 0 | 0 | 0 | 0 | 0 | -3.0589e-16 | -1.6162e-16 | 5.9316e-16 | 1.7898e-16 | -2.6188e-18 | -2.9468e-16 | -2.4999e-11 | 3.5702e-16 | -3.3488e-17 | -4.5e-10 | -2.0855e-16 | -1.7729e-16 | 0 | 0 | 0 | 0 | 0 | 0 | 0.13042 | 0 | 0 | 0.13042 | 0 | 0 | -82.1092 | 0 | 0 | -82.1092 | 0 | 0
Line9_3_11 | 0 | 0 | 0 | 0 | 0 | 0 | 0 | 0 | 0 | 0 | 0 | 0 | 1.2514e-15 | -5.1865e-15 | -1.049e-15 | -7.5182e-16 | 5.3471e-15 | 1.2874e-15 | -1.75e-10 | -3.6865e-15 | -3.6739e-15 | -3e-10 | 3.8248e-15 | 3.8093e-15 | 0 | 0 | 0 | 0 | 0 | 0 | 0.13042 | 0 | 0 | 0.13042 | 0 | 0 | -82.1092 | 0 | 0 | -82.1092 | 0 | 0

## LLG_min_10
name | pf_ikss_a_from_ka | pf_ikss_b_from_ka | pf_ikss_c_from_ka | pf_ikss_a_to_ka | pf_ikss_b_to_ka | pf_ikss_c_to_ka | pf_skss_a_from_mw | pf_skss_b_from_mw | pf_skss_c_from_mw | pf_skss_a_to_mw | pf_skss_b_to_mw | pf_skss_c_to_mw | pf_p_a_from_mw | pf_p_b_from_mw | pf_p_c_from_mw | pf_p_a_to_mw | pf_p_b_to_mw | pf_p_c_to_mw | pf_q_a_from_mvar | pf_q_b_from_mvar | pf_q_c_from_mvar | pf_q_a_to_mvar | pf_q_b_to_mvar | pf_q_c_to_mvar | pf_ikss_a_from_degree | pf_ikss_b_from_degree | pf_ikss_c_from_degree | pf_ikss_a_to_degree | pf_ikss_b_to_degree | pf_ikss_c_to_degree | pf_vm_a_from_pu | pf_vm_b_from_pu | pf_vm_c_from_pu | pf_vm_a_to_pu | pf_vm_b_to_pu | pf_vm_c_to_pu | pf_va_a_from_degree | pf_va_b_from_degree | pf_va_c_from_degree | pf_va_a_to_degree | pf_va_b_to_degree | pf_va_c_to_degree
Line0_1_2 | 0 | 0 | 0 | 0 | 0 | 0 | 0 | 0 | 0 | 0 | 0 | 0 | -1.1446e-15 | 7.6208e-15 | 5.3143e-16 | 1.4301e-15 | -6.5077e-15 | 1.0075e-15 | -1.3462e-10 | 4.5588e-15 | 5.2435e-15 | -2.9169e-10 | -2.8692e-15 | -4.3127e-15 | 0 | 0 | 0 | 0 | 0 | 0 | 0.12356 | 0 | 0 | 0.12356 | 0 | 0 | -82.1092 | 0 | 0 | -82.1092 | 0 | 0
Line10_11_12 | 0 | 0 | 0 | 0 | 0 | 0 | 0 | 0 | 0 | 0 | 0 | 0 | 1.0698e-15 | -4.3136e-15 | -1.23e-15 | -4.9237e-16 | 4.3493e-15 | 1.2684e-15 | -1.3463e-10 | -3.3379e-15 | -3.1e-15 | -2.9169e-10 | 3.2579e-15 | 3.135e-15 | 0 | 0 | 0 | 0 | 0 | 0 | 0.12356 | 0 | 0 | 0.12356 | 0 | 0 | -82.1092 | 0 | 0 | -82.1092 | 0 | 0
Line11_12_13 | 0 | 0 | 0 | 0 | 0 | 0 | 0 | 0 | 0 | 0 | 0 | 0 | 1.0068e-15 | -3.8241e-15 | -1.3268e-15 | -3.9631e-16 | 3.7686e-15 | 1.2176e-15 | -1.1219e-10 | -3.1395e-15 | -2.777e-15 | -3.1412e-10 | 2.8877e-15 | 2.7394e-15 | 0 | 0 | 0 | 0 | 0 | 0 | 0.12356 | 0 | 0 | 0.12356 | 0 | 0 | -82.1092 | 0 | 0 | -82.1092 | 0 | 0
Line12_13_15 | 0 | 0 | 0 | 0 | 0 | 0 | 0 | 0 | 0 | 0 | 0 | 0 | 6.0394e-16 | -2.4079e-15 | -9.4679e-16 | -5.2083e-18 | 2.2259e-15 | 6.5466e-16 | -6.7313e-11 | -2.0621e-15 | -1.7619e-15 | -3.59e-10 | 1.5954e-15 | 1.62e-15 | 0 | 0 | 0 | 0 | 0 | 0 | 0.12356 | 0 | 0 | 0.12356 | 0 | 0 | -82.1092 | 0 | 0 | -82.1092 | 0 | 0
Line13_13_14 | 0 | 0 | 0 | 0 | 0 | 0 | 0 | 0 | 0 | 0 | 0 | 0 | 2.3211e-16 | -8.0262e-16 | -3.156e-16 | 3.7011e-16 | 5.6357e-16 | -4.1624e-17 | -2.2438e-11 | -6.8738e-16 | -5.8729e-16 | -4.0388e-10 | 1.4218e-16 | 3.9566e-16 | 0 | 0 | 0 | 0 | 0 | 0 | 0.12356 | 0 | 0 | 0.12356 | 0 | 0 | -82.1092 | 0 | 0 | -82.1092 | 0 | 0
Line14_15_16 | 0 | 0 | 0 | 0 | 0 | 0 | 0 | 0 | 0 | 0 | 0 | 0 | 4.1689e-16 | -1.6486e-15 | -6.9109e-16 | 2.0538e-16 | 1.4275e-15 | 3.3472e-16 | -4.4875e-11 | -1.4454e-15 | -1.2108e-15 | -3.8144e-10 | 9.0386e-16 | 1.0379e-15 | 0 | 0 | 0 | 0 | 0 | 0 | 0.12356 | 0 | 0 | 0.12356 | 0 | 0 | -82.1092 | 0 | 0 | -82.1092 | 0 | 0
Line15_16_17 | 0 | 0 | 0 | 0 | 0 | 0 | 0 | 0 | 0 | 0 | 0 | 0 | 2.5463e-16 | -8.3788e-16 | -3.6536e-16 | 3.6329e-16 | 5.9502e-16 | -2.744e-17 | -2.2438e-11 | -7.459e-16 | -6.1669e-16 | -4.0388e-10 | 1.6202e-16 | 4.2663e-16 | 0 | 0 | 0 | 0 | 0 | 0 | 0.12356 | 0 | 0 | 0.12356 | 0 | 0 | -82.1092 | 0 | 0 | -82.1092 | 0 | 0
Line16_4_18 | 0 | 0 | 0 | 0 | 0 | 0 | 0 | 0 | 0 | 0 | 0 | 0 | 9.5583e-17 | -6.1656e-16 | -7.3656e-17 | 3.0035e-16 | 4.0293e-16 | -1.0573e-16 | -2.2438e-11 | -4.0012e-16 | -4.2984e-16 | -4.0388e-10 | 4.7971e-17 | 2.3812e-16 | 0 | 0 | 0 | 0 | 0 | 0 | 0.12356 | 0 | 0 | 0.12356 | 0 | 0 | -82.1092 | 0 | 0 | -82.1092 | 0 | 0
Line17_5_19 | 0 | 0 | 0 | 0 | 0 | 0 | 0 | 0 | 0 | 0 | 0 | 0 | 9.5583e-17 | -6.1656e-16 | -7.3656e-17 | 3.0035e-16 | 4.0293e-16 | -1.0573e-16 | -2.2438e-11 | -4.0012e-16 | -4.2984e-16 | -4.0388e-10 | 4.7971e-17 | 2.3812e-16 | 0 | 0 | 0 | 0 | 0 | 0 | 0.12356 | 0 | 0 | 0.12356 | 0 | 0 | -82.1092 | 0 | 0 | -82.1092 | 0 | 0
Line1_1_3 | 0 | 0 | 0 | 0 | 0 | 0 | 0 | 0 | 0 | 0 | 0 | 0 | 1.1707e-15 | -4.8237e-15 | -4.3076e-16 | -7.6123e-16 | 5.0937e-15 | 8.4809e-16 | -1.795e-10 | -3.0153e-15 | -3.3486e-15 | -2.4681e-10 | 3.376e-15 | 3.5705e-15 | 0 | 0 | 0 | 0 | 0 | 0 | 0.12356 | 0 | 0 | 0.12356 | 0 | 0 | -82.1092 | 0 | 0 | -82.1092 | 0 | 0
Line2_1_4 | 0 | 0 | 0 | 0 | 0 | 0 | 0 | 0 | 0 | 0 | 0 | 0 | 4.2912e-17 | -1.2059e-15 | -1.0769e-16 | 3.2113e-16 | 1.0141e-15 | -3.5271e-17 | -4.4875e-11 | -7.5382e-16 | -8.3714e-16 | -3.8144e-10 | 4.4404e-16 | 6.6258e-16 | 0 | 0 | 0 | 0 | 0 | 0 | 0.12356 | 0 | 0 | 0.12356 | 0 | 0 | -82.1092 | 0 | 0 | -82.1092 | 0 | 0
Line3_1_5 | 0 | 0 | 0 | 0 | 0 | 0 | 0 | 0 | 0 | 0 | 0 | 0 | 4.2912e-17 | -1.2059e-15 | -1.0769e-16 | 3.2113e-16 | 1.0141e-15 | -3.5271e-17 | -4.4875e-11 | -7.5382e-16 | -8.3714e-16 | -3.8144e-10 | 4.4404e-16 | 6.6258e-16 | 0 | 0 | 0 | 0 | 0 | 0 | 0.12356 | 0 | 0 | 0.12356 | 0 | 0 | -82.1092 | 0 | 0 | -82.1092 | 0 | 0
Line4_2_6 | 0 | 0 | 0 | 0 | 0 | 0 | 0 | 0 | 0 | 0 | 0 | 0 | -1.1102e-15 | 6.805e-15 | -1.1565e-15 | 1.2893e-15 | -5.4621e-15 | 3.0657e-15 | -1.1219e-10 | 2.8542e-15 | 4.4471e-15 | -3.1413e-10 | -7.3385e-16 | -3.3327e-15 | 0 | 0 | 0 | 0 | 0 | 0 | 0.12356 | 0 | 0 | 0.12356 | 0 | 0 | -82.1092 | 0 | 0 | -82.1092 | 0 | 0
Line5_6_7 | 0 | 0 | 0 | 0 | 0 | 0 | 0 | 0 | 0 | 0 | 0 | 0 | -1.0175e-15 | 5.6646e-15 | -3.2517e-15 | 1.0366e-15 | -4.0746e-15 | 5.5591e-15 | -8.9749e-11 | 6.6402e-16 | 3.3742e-15 | -3.3656e-10 | 1.9194e-15 | -2.0623e-15 | 0 | 0 | 0 | 0 | 0 | 0 | 0.12356 | 0 | 0 | 0.12356 | 0 | 0 | -82.1092 | 0 | 0 | -82.1092 | 0 | 0
Line6_7_8 | 0 | 0 | 0 | 0 | 0 | 0 | 0 | 0 | 0 | 0 | 0 | 0 | -8.4855e-16 | 4.1754e-15 | -5.7846e-15 | 7.3518e-16 | -2.3209e-15 | 8.5179e-15 | -6.7312e-11 | -2.048e-15 | 2.0042e-15 | -3.59e-10 | 5.1269e-15 | -4.8089e-16 | 0 | 0 | 0 | 0 | 0 | 0 | 0.12356 | 0 | 0 | 0.12356 | 0 | 0 | -82.1092 | 0 | 0 | -82.1092 | 0 | 0
Line7_8_9 | 0 | 0 | 0 | 0 | 0 | 0 | 0 | 0 | 0 | 0 | 0 | 0 | -3.2676e-16 | -1.4506e-16 | 5.3237e-16 | 1.7383e-16 | -2.3504e-18 | -2.6448e-16 | -2.2437e-11 | 3.2043e-16 | -3.0056e-17 | -4.0388e-10 | -1.8717e-16 | -1.5912e-16 | 0 | 0 | 0 | 0 | 0 | 0 | 0.12356 | 0 | 0 | 0.12356 | 0 | 0 | -82.1092 | 0 | 0 | -82.1092 | 0 | 0
Line8_8_10 | 0 | 0 | 0 | 0 | 0 | 0 | 0 | 0 | 0 | 0 | 0 | 0 | -2.455e-16 | -1.4506e-16 | 5.3237e-16 | 9.1048e-17 | -2.3504e-18 | -2.6448e-16 | -2.2437e-11 | 3.2043e-16 | -3.0056e-17 | -4.0388e-10 | -1.8717e-16 | -1.5912e-16 | 0 | 0 | 0 | 0 | 0 | 0 | 0.12356 | 0 | 0 | 0.12356 | 0 | 0 | -82.1092 | 0 | 0 | -82.1092 | 0 | 0
Line9_3_11 | 0 | 0 | 0 | 0 | 0 | 0 | 0 | 0 | 0 | 0 | 0 | 0 | 1.186e-15 | -4.6549e-15 | -9.4145e-16 | -6.7444e-16 | 4.7991e-15 | 1.1554e-15 | -1.5706e-10 | -3.3086e-15 | -3.2974e-15 | -2.6925e-10 | 3.4328e-15 | 3.4189e-15 | 0 | 0 | 0 | 0 | 0 | 0 | 0.12356 | 0 | 0 | 0.12356 | 0 | 0 | -82.1092 | 0 | 0 | -82.1092 | 0 | 0

## LLG_min_fault_6
name | pf_ikss_a_from_ka | pf_ikss_b_from_ka | pf_ikss_c_from_ka | pf_ikss_a_to_ka | pf_ikss_b_to_ka | pf_ikss_c_to_ka | pf_skss_a_from_mw | pf_skss_b_from_mw | pf_skss_c_from_mw | pf_skss_a_to_mw | pf_skss_b_to_mw | pf_skss_c_to_mw | pf_p_a_from_mw | pf_p_b_from_mw | pf_p_c_from_mw | pf_p_a_to_mw | pf_p_b_to_mw | pf_p_c_to_mw | pf_q_a_from_mvar | pf_q_b_from_mvar | pf_q_c_from_mvar | pf_q_a_to_mvar | pf_q_b_to_mvar | pf_q_c_to_mvar | pf_ikss_a_from_degree | pf_ikss_b_from_degree | pf_ikss_c_from_degree | pf_ikss_a_to_degree | pf_ikss_b_to_degree | pf_ikss_c_to_degree | pf_vm_a_from_pu | pf_vm_b_from_pu | pf_vm_c_from_pu | pf_vm_a_to_pu | pf_vm_b_to_pu | pf_vm_c_to_pu | pf_va_a_from_degree | pf_va_b_from_degree | pf_va_c_from_degree | pf_va_a_to_degree | pf_va_b_to_degree | pf_va_c_to_degree
Line0_1_2 | 0 | 0 | 0 | 0 | 0 | 0 | 0 | 0 | 0 | 0 | 0 | 0 | 2.0941e-14 | 9.0113e-13 | 7.5035e-13 | 4.9645e-14 | -9.1832e-13 | -8.0046e-13 | -1.4997e-10 | 8.8645e-13 | 7.6883e-13 | -3.2494e-10 | -9.3867e-13 | -7.7774e-13 | 0 | 0 | 0 | 0 | 0 | 0 | 0.1304 | 1.5811e-05 | 1.4552e-05 | 0.1304 | 1.5779e-05 | 1.4523e-05 | -82.1019 | -101.0287 | -161.0435 | -82.1019 | -101.0514 | -161.0218
Line10_11_12 | 0 | 0 | 0 | 0 | 0 | 0 | 0 | 0 | 0 | 0 | 0 | 0 | 2.3371e-14 | -4.253e-13 | -3.7133e-13 | 4.744e-14 | 4.0691e-13 | 3.1955e-13 | -1.4997e-10 | -4.3547e-13 | -3.6019e-13 | -3.2494e-10 | 3.8129e-13 | 3.5028e-13 | 0 | 0 | 0 | 0 | 0 | 0 | 0.1304 | 1.5848e-05 | 1.4585e-05 | 0.1304 | 1.5862e-05 | 1.4598e-05 | -82.1019 | -101.002 | -161.0694 | -82.1019 | -100.9911 | -161.0799
Line11_12_13 | 0 | 0 | 0 | 0 | 0 | 0 | 0 | 0 | 0 | 0 | 0 | 0 | 1.9588e-14 | -3.5467e-13 | -3.0978e-13 | 5.134e-14 | 3.3618e-13 | 2.5783e-13 | -1.2498e-10 | -3.6329e-13 | -3.0038e-13 | -3.4994e-10 | 3.0892e-13 | 2.9038e-13 | 0 | 0 | 0 | 0 | 0 | 0 | 0.1304 | 1.5862e-05 | 1.4598e-05 | 0.1304 | 1.5874e-05 | 1.4609e-05 | -82.1019 | -100.9911 | -161.0799 | -82.1019 | -100.982 | -161.0888
Line12_13_15 | 0 | 0 | 0 | 0 | 0 | 0 | 0 | 0 | 0 | 0 | 0 | 0 | 1.1786e-14 | -2.1293e-13 | -1.8604e-13 | 5.9183e-14 | 1.943e-13 | 1.3389e-13 | -7.4987e-11 | -2.1817e-13 | -1.8033e-13 | -3.9993e-10 | 1.6356e-13 | 1.7022e-13 | 0 | 0 | 0 | 0 | 0 | 0 | 0.1304 | 1.5874e-05 | 1.4609e-05 | 0.1304 | 1.5881e-05 | 1.4616e-05 | -82.1019 | -100.982 | -161.0888 | -82.1019 | -100.9763 | -161.0946
Line13_13_14 | 0 | 0 | 0 | 0 | 0 | 0 | 0 | 0 | 0 | 0 | 0 | 0 | 4.0156e-15 | -7.0976e-14 | -6.2012e-14 | 6.6912e-14 | 5.2282e-14 | 9.7903e-15 | -2.4996e-11 | -7.2725e-14 | -6.0111e-14 | -4.4992e-10 | 1.8023e-14 | 4.9945e-14 | 0 | 0 | 0 | 0 | 0 | 0 | 0.1304 | 1.5874e-05 | 1.4609e-05 | 0.1304 | 1.5876e-05 | 1.4611e-05 | -82.1019 | -100.982 | -161.0888 | -82.1019 | -100.9796 | -161.0915
Line14_15_16 | 0 | 0 | 0 | 0 | 0 | 0 | 0 | 0 | 0 | 0 | 0 | 0 | 7.9067e-15 | -1.42e-13 | -1.2409e-13 | 6.3107e-14 | 1.2333e-13 | 7.187e-14 | -4.9992e-11 | -1.4553e-13 | -1.2026e-13 | -4.2492e-10 | 9.0831e-14 | 1.1012e-13 | 0 | 0 | 0 | 0 | 0 | 0 | 0.1304 | 1.5881e-05 | 1.4616e-05 | 0.1304 | 1.5886e-05 | 1.462e-05 | -82.1019 | -100.9763 | -161.0946 | -82.1019 | -100.9722 | -161.0988
Line15_16_17 | 0 | 0 | 0 | 0 | 0 | 0 | 0 | 0 | 0 | 0 | 0 | 0 | 3.955e-15 | -7.1015e-14 | -6.2067e-14 | 6.7017e-14 | 5.2317e-14 | 9.8061e-15 | -2.4996e-11 | -7.279e-14 | -6.0144e-14 | -4.4992e-10 | 1.8045e-14 | 4.9979e-14 | 0 | 0 | 0 | 0 | 0 | 0 | 0.1304 | 1.5886e-05 | 1.462e-05 | 0.1304 | 1.5888e-05 | 1.4622e-05 | -82.1019 | -100.9722 | -161.0988 | -82.1019 | -100.9698 | -161.1014
Line16_4_18 | 0 | 0 | 0 | 0 | 0 | 0 | 0 | 0 | 0 | 0 | 0 | 0 | 3.7869e-15 | -7.0769e-14 | -6.1742e-14 | 6.6906e-14 | 5.2103e-14 | 9.7189e-15 | -2.4996e-11 | -7.2405e-14 | -5.9935e-14 | -4.4992e-10 | 1.7918e-14 | 4.9769e-14 | 0 | 0 | 0 | 0 | 0 | 0 | 0.1304 | 1.5816e-05 | 1.4556e-05 | 0.1304 | 1.5818e-05 | 1.4558e-05 | -82.1019 | -101.0246 | -161.0478 | -82.1019 | -101.0222 | -161.0504
Line17_5_19 | 0 | 0 | 0 | 0 | 0 | 0 | 0 | 0 | 0 | 0 | 0 | 0 | 3.7869e-15 | -7.0769e-14 | -6.1742e-14 | 6.6906e-14 | 5.2103e-14 | 9.7189e-15 | -2.4996e-11 | -7.2405e-14 | -5.9935e-14 | -4.4992e-10 | 1.7918e-14 | 4.9769e-14 | 0 | 0 | 0 | 0 | 0 | 0 | 0.1304 | 1.5816e-05 | 1.4556e-05 | 0.1304 | 1.5818e-05 | 1.4558e-05 | -82.1019 | -101.0246 | -161.0478 | -82.1019 | -101.0222 | -161.0504
Line1_1_3 | 0 | 0 | 0 | 0 | 0 | 0 | 0 | 0 | 0 | 0 | 0 | 0 | 3.0816e-14 | -5.6603e-13 | -4.9376e-13 | 3.9904e-14 | 5.479e-13 | 4.424e-13 | -1.9997e-10 | -5.7903e-13 | -4.7938e-13 | -2.7495e-10 | 5.2534e-13 | 4.6968e-13 | 0 | 0 | 0 | 0 | 0 | 0 | 0.1304 | 1.5811e-05 | 1.4552e-05 | 0.1304 | 1.5831e-05 | 1.457e-05 | -82.1019 | -101.0287 | -161.0435 | -82.1019 | -101.0145 | -161.0573
Line2_1_4 | 0 | 0 | 0 | 0 | 0 | 0 | 0 | 0 | 0 | 0 | 0 | 0 | 7.4924e-15 | -1.4151e-13 | -1.2344e-13 | 6.3194e-14 | 1.2287e-13 | 7.1458e-14 | -4.9991e-11 | -1.4476e-13 | -1.1985e-13 | -4.2492e-10 | 9.0319e-14 | 1.097e-13 | 0 | 0 | 0 | 0 | 0 | 0 | 0.1304 | 1.5811e-05 | 1.4552e-05 | 0.1304 | 1.5816e-05 | 1.4556e-05 | -82.1019 | -101.0287 | -161.0435 | -82.1019 | -101.0246 | -161.0478
Line3_1_5 | 0 | 0 | 0 | 0 | 0 | 0 | 0 | 0 | 0 | 0 | 0 | 0 | 7.4924e-15 | -1.4151e-13 | -1.2344e-13 | 6.3194e-14 | 1.2287e-13 | 7.1458e-14 | -4.9991e-11 | -1.4476e-13 | -1.1985e-13 | -4.2492e-10 | 9.0319e-14 | 1.097e-13 | 0 | 0 | 0 | 0 | 0 | 0 | 0.1304 | 1.5811e-05 | 1.4552e-05 | 0.1304 | 1.5816e-05 | 1.4556e-05 | -82.1019 | -101.0287 | -161.0435 | -82.1019 | -101.0246 | -161.0478
Line4_2_6 | 0 | 0 | 0 | 0 | 0 | 0 | 0 | 0 | 0 | 0 | 0 | 0 | 1.7241e-14 | 9.703e-13 | 8.1013e-13 | 5.3186e-14 | -9.8723e-13 | -8.5983e-13 | -1.2498e-10 | 9.5651e-13 | 8.2739e-13 | -3.4994e-10 | -1.0082e-12 | -8.3611e-13 | 0 | 0 | 0 | 0 | 0 | 0 | 0.1304 | 1.5779e-05 | 1.4523e-05 | 0.1304 | 1.5745e-05 | 1.4491e-05 | -82.1019 | -101.0514 | -161.0218 | -82.1019 | -101.076 | -160.9984
Line5_6_7 | 0 | 0 | 0 | 0 | 0 | 0 | 0 | 0 | 0 | 0 | 0 | 0 | 1.3673e-14 | 1.0391e-12 | 8.6946e-13 | 5.6693e-14 | -1.0558e-12 | -9.1871e-13 | -9.9981e-11 | 1.026e-12 | 8.8566e-13 | -3.7494e-10 | -1.0772e-12 | -8.9415e-13 | 0 | 0 | 0 | 0 | 0 | 0 | 0.1304 | 1.5745e-05 | 1.4491e-05 | 0.1304 | 1.5708e-05 | 1.4457e-05 | -82.1019 | -101.076 | -160.9984 | -82.1019 | -101.1023 | -160.9733
Line6_7_8 | 0 | 0 | 0 | 0 | 0 | 0 | 0 | 0 | 0 | 0 | 0 | 0 | 1.0205e-14 | 1.1075e-12 | 9.283e-13 | 6.0011e-14 | -1.1239e-12 | -9.7707e-13 | -7.4986e-11 | 1.095e-12 | 9.4359e-13 | -3.9993e-10 | -1.1456e-12 | -9.5184e-13 | 0 | 0 | 0 | 0 | 0 | 0 | 0.1304 | 1.5708e-05 | 1.4457e-05 | 0.1304 | 1.5669e-05 | 1.4421e-05 | -82.1019 | -101.1023 | -160.9733 | -82.1019 | -101.1305 | -160.9465
Line7_8_9 | 0 | 0 | 0 | 0 | 0 | 0 | 0 | 0 | 0 | 0 | 0 | 0 | 3.4303e-15 | -7.0244e-14 | -6.1067e-14 | 6.6681e-14 | 5.1652e-14 | 9.542e-15 | -2.4995e-11 | -7.1602e-14 | -5.949e-14 | -4.4992e-10 | 1.7656e-14 | 4.9327e-14 | 0 | 0 | 0 | 0 | 0 | 0 | 0.1304 | 1.5669e-05 | 1.4421e-05 | 0.1304 | 1.5671e-05 | 1.4423e-05 | -82.1019 | -101.1305 | -160.9465 | -82.1019 | -101.1281 | -160.9492
Line8_8_10 | 0 | 0 | 0 | 0 | 0 | 0 | 0 | 0 | 0 | 0 | 0 | 0 | 3.403e-15 | -7.0244e-14 | -6.1067e-14 | 6.6661e-14 | 5.1652e-14 | 9.542e-15 | -2.4995e-11 | -7.1602e-14 | -5.949e-14 | -4.4992e-10 | 1.7656e-14 | 4.9327e-14 | 0 | 0 | 0 | 0 | 0 | 0 | 0.1304 | 1.5669e-05 | 1.4421e-05 | 0.1304 | 1.5671e-05 | 1.4423e-05 | -82.1019 | -101.1305 | -160.9465 | -82.1019 | -101.1281 | -160.9492
Line9_3_11 | 0 | 0 | 0 | 0 | 0 | 0 | 0 | 0 | 0 | 0 | 0 | 0 | 2.7191e-14 | -4.9576e-13 | -4.3267e-13 | 4.3585e-14 | 4.7749e-13 | 3.8109e-13 | -1.7497e-10 | -5.074e-13 | -4.1987e-13 | -2.9995e-10 | 4.5344e-13 | 4.1005e-13 | 0 | 0 | 0 | 0 | 0 | 0 | 0.1304 | 1.5831e-05 | 1.457e-05 | 0.1304 | 1.5848e-05 | 1.4585e-05 | -82.1019 | -101.0145 | -161.0573 | -82.1019 | -101.002 | -161.0694

## LLG_min_fault_10
name | pf_ikss_a_from_ka | pf_ikss_b_from_ka | pf_ikss_c_from_ka | pf_ikss_a_to_ka | pf_ikss_b_to_ka | pf_ikss_c_to_ka | pf_skss_a_from_mw | pf_skss_b_from_mw | pf_skss_c_from_mw | pf_skss_a_to_mw | pf_skss_b_to_mw | pf_skss_c_to_mw | pf_p_a_from_mw | pf_p_b_from_mw | pf_p_c_from_mw | pf_p_a_to_mw | pf_p_b_to_mw | pf_p_c_to_mw | pf_q_a_from_mvar | pf_q_b_from_mvar | pf_q_c_from_mvar | pf_q_a_to_mvar | pf_q_b_to_mvar | pf_q_c_to_mvar | pf_ikss_a_from_degree | pf_ikss_b_from_degree | pf_ikss_c_from_degree | pf_ikss_a_to_degree | pf_ikss_b_to_degree | pf_ikss_c_to_degree | pf_vm_a_from_pu | pf_vm_b_from_pu | pf_vm_c_from_pu | pf_vm_a_to_pu | pf_vm_b_to_pu | pf_vm_c_to_pu | pf_va_a_from_degree | pf_va_b_from_degree | pf_va_c_from_degree | pf_va_a_to_degree | pf_va_b_to_degree | pf_va_c_to_degree
Line0_1_2 | 0 | 0 | 0 | 0 | 0 | 0 | 0 | 0 | 0 | 0 | 0 | 0 | 1.8807e-14 | 8.0877e-13 | 6.7345e-13 | 4.4598e-14 | -8.2419e-13 | -7.1842e-13 | -1.346e-10 | 7.956e-13 | 6.9003e-13 | -2.9164e-10 | -8.4246e-13 | -6.9803e-13 | 0 | 0 | 0 | 0 | 0 | 0 | 0.12354 | 1.4979e-05 | 1.3786e-05 | 0.12354 | 1.4949e-05 | 1.3758e-05 | -82.1019 | -101.0287 | -161.0435 | -82.1019 | -101.0514 | -161.0218
Line10_11_12 | 0 | 0 | 0 | 0 | 0 | 0 | 0 | 0 | 0 | 0 | 0 | 0 | 2.1068e-14 | -3.8171e-13 | -3.3327e-13 | 4.2604e-14 | 3.652e-13 | 2.868e-13 | -1.346e-10 | -3.9084e-13 | -3.2328e-13 | -2.9164e-10 | 3.4221e-13 | 3.1438e-13 | 0 | 0 | 0 | 0 | 0 | 0 | 0.12354 | 1.5014e-05 | 1.3817e-05 | 0.12354 | 1.5027e-05 | 1.383e-05 | -82.1019 | -101.002 | -161.0694 | -82.1019 | -100.9911 | -161.0799
Line11_12_13 | 0 | 0 | 0 | 0 | 0 | 0 | 0 | 0 | 0 | 0 | 0 | 0 | 1.7536e-14 | -3.1832e-13 | -2.7803e-13 | 4.6111e-14 | 3.0172e-13 | 2.3141e-13 | -1.1217e-10 | -3.2606e-13 | -2.6959e-13 | -3.1407e-10 | 2.7726e-13 | 2.6062e-13 | 0 | 0 | 0 | 0 | 0 | 0 | 0.12354 | 1.5027e-05 | 1.383e-05 | 0.12354 | 1.5039e-05 | 1.384e-05 | -82.1019 | -100.9911 | -161.0799 | -82.1019 | -100.982 | -161.0888
Line12_13_15 | 0 | 0 | 0 | 0 | 0 | 0 | 0 | 0 | 0 | 0 | 0 | 0 | 1.0608e-14 | -1.911e-13 | -1.6697e-13 | 5.3023e-14 | 1.7438e-13 | 1.2016e-13 | -6.7302e-11 | -1.9581e-13 | -1.6185e-13 | -3.5894e-10 | 1.468e-13 | 1.5278e-13 | 0 | 0 | 0 | 0 | 0 | 0 | 0.12354 | 1.5039e-05 | 1.384e-05 | 0.12354 | 1.5045e-05 | 1.3846e-05 | -82.1019 | -100.982 | -161.0888 | -82.1019 | -100.9763 | -161.0946
Line13_13_14 | 0 | 0 | 0 | 0 | 0 | 0 | 0 | 0 | 0 | 0 | 0 | 0 | 3.6412e-15 | -6.3702e-14 | -5.5656e-14 | 5.9992e-14 | 4.6924e-14 | 8.7869e-15 | -2.2434e-11 | -6.5271e-14 | -5.395e-14 | -4.0381e-10 | 1.6176e-14 | 4.4826e-14 | 0 | 0 | 0 | 0 | 0 | 0 | 0.12354 | 1.5039e-05 | 1.384e-05 | 0.12354 | 1.5041e-05 | 1.3842e-05 | -82.1019 | -100.982 | -161.0888 | -82.1019 | -100.9796 | -161.0915
Line14_15_16 | 0 | 0 | 0 | 0 | 0 | 0 | 0 | 0 | 0 | 0 | 0 | 0 | 7.0276e-15 | -1.2745e-13 | -1.1137e-13 | 5.6608e-14 | 1.1069e-13 | 6.4504e-14 | -4.4868e-11 | -1.3061e-13 | -1.0794e-13 | -3.8137e-10 | 8.1522e-14 | 9.8831e-14 | 0 | 0 | 0 | 0 | 0 | 0 | 0.12354 | 1.5045e-05 | 1.3846e-05 | 0.12354 | 1.505e-05 | 1.385e-05 | -82.1019 | -100.9763 | -161.0946 | -82.1019 | -100.9722 | -161.0988
Line15_16_17 | 0 | 0 | 0 | 0 | 0 | 0 | 0 | 0 | 0 | 0 | 0 | 0 | 3.589e-15 | -6.3737e-14 | -5.5706e-14 | 6.0102e-14 | 4.6955e-14 | 8.801e-15 | -2.2434e-11 | -6.533e-14 | -5.3979e-14 | -4.0381e-10 | 1.6196e-14 | 4.4857e-14 | 0 | 0 | 0 | 0 | 0 | 0 | 0.12354 | 1.505e-05 | 1.385e-05 | 0.12354 | 1.5052e-05 | 1.3852e-05 | -82.1019 | -100.9722 | -161.0988 | -82.1019 | -100.9698 | -161.1014
Line16_4_18 | 0 | 0 | 0 | 0 | 0 | 0 | 0 | 0 | 0 | 0 | 0 | 0 | 3.4093e-15 | -6.3516e-14 | -5.5414e-14 | 6.0012e-14 | 4.6763e-14 | 8.7227e-15 | -2.2434e-11 | -6.4984e-14 | -5.3793e-14 | -4.0381e-10 | 1.6082e-14 | 4.4668e-14 | 0 | 0 | 0 | 0 | 0 | 0 | 0.12354 | 1.4984e-05 | 1.379e-05 | 0.12354 | 1.4985e-05 | 1.3792e-05 | -82.1019 | -101.0246 | -161.0478 | -82.1019 | -101.0222 | -161.0504
Line17_5_19 | 0 | 0 | 0 | 0 | 0 | 0 | 0 | 0 | 0 | 0 | 0 | 0 | 3.4093e-15 | -6.3516e-14 | -5.5414e-14 | 6.0012e-14 | 4.6763e-14 | 8.7227e-15 | -2.2434e-11 | -6.4984e-14 | -5.3793e-14 | -4.0381e-10 | 1.6082e-14 | 4.4668e-14 | 0 | 0 | 0 | 0 | 0 | 0 | 0.12354 | 1.4984e-05 | 1.379e-05 | 0.12354 | 1.4985e-05 | 1.3792e-05 | -82.1019 | -101.0246 | -161.0478 | -82.1019 | -101.0222 | -161.0504
Line1_1_3 | 0 | 0 | 0 | 0 | 0 | 0 | 0 | 0 | 0 | 0 | 0 | 0 | 2.7753e-14 | -5.0802e-13 | -4.4316e-13 | 3.5726e-14 | 4.9175e-13 | 3.9706e-13 | -1.7947e-10 | -5.1969e-13 | -4.3025e-13 | -2.4677e-10 | 4.715e-13 | 4.2154e-13 | 0 | 0 | 0 | 0 | 0 | 0 | 0.12354 | 1.4979e-05 | 1.3786e-05 | 0.12354 | 1.4998e-05 | 1.3803e-05 | -82.1019 | -101.0287 | -161.0435 | -82.1019 | -101.0145 | -161.0573
Line2_1_4 | 0 | 0 | 0 | 0 | 0 | 0 | 0 | 0 | 0 | 0 | 0 | 0 | 6.7401e-15 | -1.27e-13 | -1.1079e-13 | 5.6717e-14 | 1.1027e-13 | 6.4134e-14 | -4.4868e-11 | -1.2992e-13 | -1.0756e-13 | -3.8137e-10 | 8.1062e-14 | 9.8455e-14 | 0 | 0 | 0 | 0 | 0 | 0 | 0.12354 | 1.4979e-05 | 1.3786e-05 | 0.12354 | 1.4984e-05 | 1.379e-05 | -82.1019 | -101.0287 | -161.0435 | -82.1019 | -101.0246 | -161.0478
Line3_1_5 | 0 | 0 | 0 | 0 | 0 | 0 | 0 | 0 | 0 | 0 | 0 | 0 | 6.7401e-15 | -1.27e-13 | -1.1079e-13 | 5.6717e-14 | 1.1027e-13 | 6.4134e-14 | -4.4868e-11 | -1.2992e-13 | -1.0756e-13 | -3.8137e-10 | 8.1062e-14 | 9.8455e-14 | 0 | 0 | 0 | 0 | 0 | 0 | 0.12354 | 1.4979e-05 | 1.3786e-05 | 0.12354 | 1.4984e-05 | 1.379e-05 | -82.1019 | -101.0287 | -161.0435 | -82.1019 | -101.0246 | -161.0478
Line4_2_6 | 0 | 0 | 0 | 0 | 0 | 0 | 0 | 0 | 0 | 0 | 0 | 0 | 1.5472e-14 | 8.7085e-13 | 7.271e-13 | 4.7749e-14 | -8.8605e-13 | -7.717e-13 | -1.1217e-10 | 8.5848e-13 | 7.4259e-13 | -3.1407e-10 | -9.0491e-13 | -7.5041e-13 | 0 | 0 | 0 | 0 | 0 | 0 | 0.12354 | 1.4949e-05 | 1.3758e-05 | 0.12354 | 1.4916e-05 | 1.3728e-05 | -82.1019 | -101.0514 | -161.0218 | -82.1019 | -101.076 | -160.9984
Line5_6_7 | 0 | 0 | 0 | 0 | 0 | 0 | 0 | 0 | 0 | 0 | 0 | 0 | 1.2283e-14 | 9.3261e-13 | 7.8034e-13 | 5.0887e-14 | -9.4756e-13 | -8.2455e-13 | -8.9734e-11 | 9.2087e-13 | 7.9488e-13 | -3.3651e-10 | -9.6684e-13 | -8.025e-13 | 0 | 0 | 0 | 0 | 0 | 0 | 0.12354 | 1.4916e-05 | 1.3728e-05 | 0.12354 | 1.4881e-05 | 1.3697e-05 | -82.1019 | -101.076 | -160.9984 | -82.1019 | -101.1023 | -160.9733
Line6_7_8 | 0 | 0 | 0 | 0 | 0 | 0 | 0 | 0 | 0 | 0 | 0 | 0 | 9.1447e-15 | 9.9402e-13 | 8.3315e-13 | 5.3813e-14 | -1.0087e-12 | -8.7693e-13 | -6.73e-11 | 9.8274e-13 | 8.4687e-13 | -3.5894e-10 | -1.0282e-12 | -8.5428e-13 | 0 | 0 | 0 | 0 | 0 | 0 | 0.12354 | 1.4881e-05 | 1.3697e-05 | 0.12354 | 1.4844e-05 | 1.3662e-05 | -82.1019 | -101.1023 | -160.9733 | -82.1019 | -101.1305 | -160.9465
Line7_8_9 | 0 | 0 | 0 | 0 | 0 | 0 | 0 | 0 | 0 | 0 | 0 | 0 | 3.0676e-15 | -6.3044e-14 | -5.4808e-14 | 5.9851e-14 | 4.6358e-14 | 8.564e-15 | -2.2433e-11 | -6.4263e-14 | -5.3393e-14 | -4.0381e-10 | 1.5847e-14 | 4.4271e-14 | 0 | 0 | 0 | 0 | 0 | 0 | 0.12354 | 1.4844e-05 | 1.3662e-05 | 0.12354 | 1.4846e-05 | 1.3664e-05 | -82.1019 | -101.1305 | -160.9465 | -82.1019 | -101.1281 | -160.9492
Line8_8_10 | 0 | 0 | 0 | 0 | 0 | 0 | 0 | 0 | 0 | 0 | 0 | 0 | 3.0508e-15 | -6.3044e-14 | -5.4808e-14 | 5.9867e-14 | 4.6358e-14 | 8.564e-15 | -2.2433e-11 | -6.4263e-14 | -5.3393e-14 | -4.0381e-10 | 1.5847e-14 | 4.4271e-14 | 0 | 0 | 0 | 0 | 0 | 0 | 0.12354 | 1.4844e-05 | 1.3662e-05 | 0.12354 | 1.4846e-05 | 1.3664e-05 | -82.1019 | -101.1305 | -160.9465 | -82.1019 | -101.1281 | -160.9492
Line9_3_11 | 0 | 0 | 0 | 0 | 0 | 0 | 0 | 0 | 0 | 0 | 0 | 0 | 2.4381e-14 | -4.4495e-13 | -3.8833e-13 | 3.9219e-14 | 4.2855e-13 | 3.4203e-13 | -1.5704e-10 | -4.554e-13 | -3.7684e-13 | -2.692e-10 | 4.0697e-13 | 3.6803e-13 | 0 | 0 | 0 | 0 | 0 | 0 | 0.12354 | 1.4998e-05 | 1.3803e-05 | 0.12354 | 1.5014e-05 | 1.3817e-05 | -82.1019 | -101.0145 | -161.0573 | -82.1019 | -101.002 | -161.0694