## LLL_max_6
name | pf_ikss_from_ka | pf_ikss_to_ka | pf_ip_from_ka | pf_ip_to_ka | pf_skss_from_mw | pf_skss_to_mw | pf_p_from_mw | pf_p_to_mw | pf_q_from_mvar | pf_q_to_mvar | pf_ikss_from_degree | pf_ikss_to_degree | pf_vm_from_pu | pf_vm_to_pu | pf_va_from_degree | pf_va_to_degree
Line0_1_2 | 2.1767 | 2.1767 | 0 | 0 | 1.508 | 1.508 | 0.56854 | -0.42641 | 1.1371 | -0.85282 | -67.8829 | 112.1171 | 0.84302 | 0.63226 | -4.4479 | -4.4479
Line10_11_12 | 0 | 0 | 0 | 0 | 0 | 0 | 0 | 0 | 0 | 0 | 0 | 0 | 0.84302 | 0.84302 | -4.4479 | -4.4479
Line11_12_13 | 0 | 0 | 0 | 0 | 0 | 0 | 0 | 0 | 0 | 0 | 0 | 0 | 0.84302 | 0.84302 | -4.4479 | -4.4479
Line12_13_15 | 0 | 0 | 0 | 0 | 0 | 0 | 0 | 0 | 0 | 0 | 0 | 0 | 0.84302 | 0.84302 | -4.4479 | -4.4479
Line13_13_14 | 0 | 0 | 0 | 0 | 0 | 0 | 0 | 0 | 0 | 0 | 0 | 0 | 0.84302 | 0.84302 | -4.4479 | -4.4479
Line14_15_16 | 0 | 0 | 0 | 0 | 0 | 0 | 0 | 0 | 0 | 0 | 0 | 0 | 0.84302 | 0.84302 | -4.4479 | -4.4479
Line15_16_17 | 0 | 0 | 0 | 0 | 0 | 0 | 0 | 0 | 0 | 0 | 0 | 0 | 0.84302 | 0.84302 | -4.4479 | -4.4479
Line16_4_18 | 0 | 0 | 0 | 0 | 0 | 0 | 0 | 0 | 0 | 0 | 0 | 0 | 0.84302 | 0.84302 | -4.4479 | -4.4479
Line17_5_19 | 0 | 0 | 0 | 0 | 0 | 0 | 0 | 0 | 0 | 0 | 0 | 0 | 0.84302 | 0.84302 | -4.4479 | -4.4479
Line1_1_3 | 0 | 0 | 0 | 0 | 0 | 0 | 0 | 0 | 0 | 0 | 0 | 0 | 0.84302 | 0.84302 | -4.4479 | -4.4479
Line2_1_4 | 0 | 0 | 0 | 0 | 0 | 0 | 0 | 0 | 0 | 0 | 0 | 0 | 0.84302 | 0.84302 | -4.4479 | -4.4479
Line3_1_5 | 0 | 0 | 0 | 0 | 0 | 0 | 0 | 0 | 0 | 0 | 0 | 0 | 0.84302 | 0.84302 | -4.4479 | -4.4479
Line4_2_6 | 2.1767 | 2.1767 | 0 | 0 | 1.508 | 1.508 | 0.42641 | -0.28427 | 0.85282 | -0.56854 | -67.8829 | 112.1171 | 0.63226 | 0.42151 | -4.4479 | -4.4479
Line5_6_7 | 2.1767 | 2.1767 | 0 | 0 | 1.508 | 1.508 | 0.28427 | -0.14214 | 0.56854 | -0.28427 | -67.8829 | 112.1171 | 0.42151 | 0.21075 | -4.4479 | -4.4479
Line6_7_8 | 2.1767 | 2.1767 | 0 | 4.0311 | 1.508 | 1.508 | 0.14214 | -1e-07 | 0.28427 | -1e-07 | -67.8829 | 112.1171 | 0.21075 | 0 | -4.4479 | 0
Line7_8_9 | 0 | 0 | 0 | 0 | 0 | 0 | 8.4632e-22 | 0 | 4.2265e-22 | 0 | 0 | 0 | 0 | 0 | 0 | 0
Line8_8_10 | 0 | 0 | 0 | 0 | 0 | 0 | 8.4632e-22 | 0 | 4.2265e-22 | 0 | 0 | 0 | 0 | 0 | 0 | 0
Line9_3_11 | 0 | 0 | 0 | 0 | 0 | 0 | 0 | 0 | 0 | 0 | 0 | 0 | 0.84302 | 0.84302 | -4.4479 | -4.4479

## LLL_max_10
name | pf_ikss_from_ka | pf_ikss_to_ka | pf_ip_from_ka | pf_ip_to_ka | pf_skss_from_mw | pf_skss_to_mw | pf_p_from_mw | pf_p_to_mw | pf_q_from_mvar | pf_q_to_mvar | pf_ikss_from_degree | pf_ikss_to_degree | pf_vm_from_pu | pf_vm_to_pu | pf_va_from_degree | pf_va_to_degree
Line0_1_2 | 2.259 | 2.259 | 0 | 0 | 1.5651 | 1.5651 | 0.61237 | -0.45928 | 1.2247 | -0.91856 | -68.05 | 111.95 | 0.87491 | 0.65618 | -4.615 | -4.615
Line10_11_12 | 0 | 0 | 0 | 0 | 0 | 0 | 0 | 0 | 0 | 0 | 0 | 0 | 0.87491 | 0.87491 | -4.615 | -4.615
Line11_12_13 | 0 | 0 | 0 | 0 | 0 | 0 | 0 | 0 | 0 | 0 | 0 | 0 | 0.87491 | 0.87491 | -4.615 | -4.615
Line12_13_15 | 0 | 0 | 0 | 0 | 0 | 0 | 0 | 0 | 0 | 0 | 0 | 0 | 0.87491 | 0.87491 | -4.615 | -4.615
Line13_13_14 | 0 | 0 | 0 | 0 | 0 | 0 | 0 | 0 | 0 | 0 | 0 | 0 | 0.87491 | 0.87491 | -4.615 | -4.615
Line14_15_16 | 0 | 0 | 0 | 0 | 0 | 0 | 0 | 0 | 0 | 0 | 0 | 0 | 0.87491 | 0.87491 | -4.615 | -4.615
Line15_16_17 | 0 | 0 | 0 | 0 | 0 | 0 | 0 | 0 | 0 | 0 | 0 | 0 | 0.87491 | 0.87491 | -4.615 | -4.615
Line16_4_18 | 0 | 0 | 0 | 0 | 0 | 0 | 0 | 0 | 0 | 0 | 0 | 0 | 0.87491 | 0.87491 | -4.615 | -4.615
Line17_5_19 | 0 | 0 | 0 | 0 | 0 | 0 | 0 | 0 | 0 | 0 | 0 | 0 | 0.87491 | 0.87491 | -4.615 | -4.615
Line1_1_3 | 0 | 0 | 0 | 0 | 0 | 0 | 0 | 0 | 0 | 0 | 0 | 0 | 0.87491 | 0.87491 | -4.615 | -4.615
Line2_1_4 | 0 | 0 | 0 | 0 | 0 | 0 | 0 | 0 | 0 | 0 | 0 | 0 | 0.87491 | 0.87491 | -4.615 | -4.615
Line3_1_5 | 0 | 0 | 0 | 0 | 0 | 0 | 0 | 0 | 0 | 0 | 0 | 0 | 0.87491 | 0.87491 | -4.615 | -4.615
Line4_2_6 | 2.259 | 2.259 | 0 | 0 | 1.5651 | 1.5651 | 0.45928 | -0.30619 | 0.91856 | -0.61237 | -68.05 | 111.95 | 0.65618 | 0.43745 | -4.615 | -4.615
Line5_6_7 | 2.259 | 2.259 | 0 | 0 | 1.5651 | 1.5651 | 0.30619 | -0.15309 | 0.61237 | -0.30619 | -68.05 | 111.95 | 0.43745 | 0.21873 | -4.615 | -4.615
Line6_7_8 | 2.259 | 2.259 | 0 | 4.1931 | 1.5651 | 1.5651 | 0.15309 | -1e-07 | 0.30619 | -1e-07 | -68.05 | 111.95 | 0.21873 | 0 | -4.615 | 0
Line7_8_9 | 0 | 0 | 0 | 0 | 0 | 0 | 1.1499e-21 | 0 | -5.8009e-22 | 0 | 0 | 0 | 0 | 0 | 0 | 0
Line8_8_10 | 0 | 0 | 0 | 0 | 0 | 0 | 1.1499e-21 | 0 | -5.8009e-22 | 0 | 0 | 0 | 0 | 0 | 0 | 0
Line9_3_11 | 0 | 0 | 0 | 0 | 0 | 0 | 0 | 0 | 0 | 0 | 0 | 0 | 0.87491 | 0.87491 | -4.615 | -4.615

## LLL_max_fault_6
name | pf_ikss_from_ka | pf_ikss_to_ka | pf_ip_from_ka | pf_ip_to_ka | pf_skss_from_mw | pf_skss_to_mw | pf_p_from_mw | pf_p_to_mw | pf_q_from_mvar | pf_q_to_mvar | pf_ikss_from_degree | pf_ikss_to_degree | pf_vm_from_pu | pf_vm_to_pu | pf_va_from_degree | pf_va_to_degree
Line0_1_2 | 0.033802 | 0.033802 | 0 | 0 | 0.023418 | 0.023418 | 0.017275 | -0.017241 | 0.017412 | -0.017344 | -45.346 | 134.654 | 1.0474 | 1.0443 | -0.11952 | -0.17563
Line10_11_12 | 0 | 0 | 0 | 0 | 0 | 0 | 0 | 0 | 0 | 0 | 0 | 0 | 1.0474 | 1.0474 | -0.11952 | -0.11952
Line11_12_13 | 0 | 0 | 0 | 0 | 0 | 0 | 0 | 0 | 0 | 0 | 0 | 0 | 1.0474 | 1.0474 | -0.11952 | -0.11952
Line12_13_15 | 0 | 0 | 0 | 0 | 0 | 0 | 0 | 0 | 0 | 0 | 0 | 0 | 1.0474 | 1.0474 | -0.11952 | -0.11952
Line13_13_14 | 0 | 0 | 0 | 0 | 0 | 0 | 0 | 0 | 0 | 0 | 0 | 0 | 1.0474 | 1.0474 | -0.11952 | -0.11952
Line14_15_16 | 0 | 0 | 0 | 0 | 0 | 0 | 0 | 0 | 0 | 0 | 0 | 0 | 1.0474 | 1.0474 | -0.11952 | -0.11952
Line15_16_17 | 0 | 0 | 0 | 0 | 0 | 0 | 0 | 0 | 0 | 0 | 0 | 0 | 1.0474 | 1.0474 | -0.11952 | -0.11952
Line16_4_18 | 0 | 0 | 0 | 0 | 0 | 0 | 0 | 0 | 0 | 0 | 0 | 0 | 1.0474 | 1.0474 | -0.11952 | -0.11952
Line17_5_19 | 0 | 0 | 0 | 0 | 0 | 0 | 0 | 0 | 0 | 0 | 0 | 0 | 1.0474 | 1.0474 | -0.11952 | -0.11952
Line1_1_3 | 0 | 0 | 0 | 0 | 0 | 0 | 0 | 0 | 0 | 0 | 0 | 0 | 1.0474 | 1.0474 | -0.11952 | -0.11952
Line2_1_4 | 0 | 0 | 0 | 0 | 0 | 0 | 0 | 0 | 0 | 0 | 0 | 0 | 1.0474 | 1.0474 | -0.11952 | -0.11952
Line3_1_5 | 0 | 0 | 0 | 0 | 0 | 0 | 0 | 0 | 0 | 0 | 0 | 0 | 1.0474 | 1.0474 | -0.11952 | -0.11952
Line4_2_6 | 0.033802 | 0.033802 | 0 | 0 | 0.023418 | 0.023418 | 0.017241 | -0.017207 | 0.017344 | -0.017275 | -45.346 | 134.654 | 1.0443 | 1.0412 | -0.17563 | -0.23207
Line5_6_7 | 0.033802 | 0.033802 | 0 | 0 | 0.023418 | 0.023418 | 0.017207 | -0.017173 | 0.017275 | -0.017207 | -45.346 | 134.654 | 1.0412 | 1.0381 | -0.23207 | -0.28886
Line6_7_8 | 0.033802 | 0.033802 | 0 | 0.0626 | 0.023418 | 0.023418 | 0.017173 | -0.017138 | 0.017207 | -0.017138 | -45.346 | 134.654 | 1.0381 | 1.035 | -0.28886 | -0.34598
Line7_8_9 | 0 | 0 | 0 | 0 | 0 | 0 | -1.7102e-10 | 0 | 7.2182e-11 | 0 | 0 | 0 | 1.035 | 1.035 | -0.34598 | -0.34598
Line8_8_10 | 0 | 0 | 0 | 0 | 0 | 0 | -1.7102e-10 | 0 | 7.2182e-11 | 0 | 0 | 0 | 1.035 | 1.035 | -0.34598 | -0.34598
Line9_3_11 | 0 | 0 | 0 | 0 | 0 | 0 | 0 | 0 | 0 | 0 | 0 | 0 | 1.0474 | 1.0474 | -0.11952 | -0.11952

## LLL_max_fault_10
name | pf_ikss_from_ka | pf_ikss_to_ka | pf_ip_from_ka | pf_ip_to_ka | pf_skss_from_mw | pf_skss_to_mw | pf_p_from_mw | pf_p_to_mw | pf_q_from_mvar | pf_q_to_mvar | pf_ikss_from_degree | pf_ikss_to_degree | pf_vm_from_pu | pf_vm_to_pu | pf_va_from_degree | pf_va_to_degree
Line0_1_2 | 0.035407 | 0.035407 | 0 | 0 | 0.024531 | 0.024531 | 0.018955 | -0.018918 | 0.019106 | -0.019031 | -45.3516 | 134.6484 | 1.0971 | 1.0939 | -0.12515 | -0.18126
Line10_11_12 | 0 | 0 | 0 | 0 | 0 | 0 | 0 | 0 | 0 | 0 | 0 | 0 | 1.0971 | 1.0971 | -0.12515 | -0.12515
Line11_12_13 | 0 | 0 | 0 | 0 | 0 | 0 | 0 | 0 | 0 | 0 | 0 | 0 | 1.0971 | 1.0971 | -0.12515 | -0.12515
Line12_13_15 | 0 | 0 | 0 | 0 | 0 | 0 | 0 | 0 | 0 | 0 | 0 | 0 | 1.0971 | 1.0971 | -0.12515 | -0.12515
Line13_13_14 | 0 | 0 | 0 | 0 | 0 | 0 | 0 | 0 | 0 | 0 | 0 | 0 | 1.0971 | 1.0971 | -0.12515 | -0.12515
Line14_15_16 | 0 | 0 | 0 | 0 | 0 | 0 | 0 | 0 | 0 | 0 | 0 | 0 | 1.0971 | 1.0971 | -0.12515 | -0.12515
Line15_16_17 | 0 | 0 | 0 | 0 | 0 | 0 | 0 | 0 | 0 | 0 | 0 | 0 | 1.0971 | 1.0971 | -0.12515 | -0.12515
Line16_4_18 | 0 | 0 | 0 | 0 | 0 | 0 | 0 | 0 | 0 | 0 | 0 | 0 | 1.0971 | 1.0971 | -0.12515 | -0.12515
Line17_5_19 | 0 | 0 | 0 | 0 | 0 | 0 | 0 | 0 | 0 | 0 | 0 | 0 | 1.0971 | 1.0971 | -0.12515 | -0.12515
Line1_1_3 | 0 | 0 | 0 | 0 | 0 | 0 | 0 | 0 | 0 | 0 | 0 | 0 | 1.0971 | 1.0971 | -0.12515 | -0.12515
Line2_1_4 | 0 | 0 | 0 | 0 | 0 | 0 | 0 | 0 | 0 | 0 | 0 | 0 | 1.0971 | 1.0971 | -0.12515 | -0.12515
Line3_1_5 | 0 | 0 | 0 | 0 | 0 | 0 | 0 | 0 | 0 | 0 | 0 | 0 | 1.0971 | 1.0971 | -0.12515 | -0.12515
Line4_2_6 | 0.035407 | 0.035407 | 0 | 0 | 0.024531 | 0.024531 | 0.018918 | -0.01888 | 0.019031 | -0.018955 | -45.3516 | 134.6484 | 1.0939 | 1.0906 | -0.18126 | -0.23771
Line5_6_7 | 0.035407 | 0.035407 | 0 | 0 | 0.024531 | 0.024531 | 0.01888 | -0.018842 | 0.018955 | -0.01888 | -45.3516 | 134.6484 | 1.0906 | 1.0874 | -0.23771 | -0.29449
Line6_7_8 | 0.035407 | 0.035407 | 0 | 0.065722 | 0.024531 | 0.024531 | 0.018842 | -0.018805 | 0.01888 | -0.018805 | -45.3516 | 134.6484 | 1.0874 | 1.0841 | -0.29449 | -0.35161
Line7_8_9 | 0 | 0 | 0 | 0 | 0 | 0 | -1.8919e-10 | 0 | 8.0501e-11 | 0 | 0 | 0 | 1.0841 | 1.0841 | -0.35161 | -0.35161
Line8_8_10 | 0 | 0 | 0 | 0 | 0 | 0 | -1.8919e-10 | 0 | 8.0501e-11 | 0 | 0 | 0 | 1.0841 | 1.0841 | -0.35161 | -0.35161
Line9_3_11 | 0 | 0 | 0 | 0 | 0 | 0 | 0 | 0 | 0 | 0 | 0 | 0 | 1.0971 | 1.0971 | -0.12515 | -0.12515

## LLL_min_6
name | pf_ikss_from_ka | pf_ikss_to_ka | pf_ip_from_ka | pf_ip_to_ka | pf_skss_from_mw | pf_skss_to_mw | pf_p_from_mw | pf_p_to_mw | pf_q_from_mvar | pf_q_to_mvar | pf_ikss_from_degree | pf_ikss_to_degree | pf_vm_from_pu | pf_vm_to_pu | pf_va_from_degree | pf_va_to_degree
Line0_1_2 | 1.6801 | 1.6801 | 0 | 0 | 1.164 | 1.164 | 0.65034 | -0.48775 | 0.67743 | -0.50807 | -52.8727 | 127.1273 | 0.80677 | 0.60508 | -6.7036 | -6.7036
Line10_11_12 | 0 | 0 | 0 | 0 | 0 | 0 | 0 | 0 | 0 | 0 | 0 | 0 | 0.80677 | 0.80677 | -6.7036 | -6.7036
Line11_12_13 | 0 | 0 | 0 | 0 | 0 | 0 | 0 | 0 | 0 | 0 | 0 | 0 | 0.80677 | 0.80677 | -6.7036 | -6.7036
Line12_13_15 | 0 | 0 | 0 | 0 | 0 | 0 | 0 | 0 | 0 | 0 | 0 | 0 | 0.80677 | 0.80677 | -6.7036 | -6.7036
Line13_13_14 | 0 | 0 | 0 | 0 | 0 | 0 | 0 | 0 | 0 | 0 | 0 | 0 | 0.80677 | 0.80677 | -6.7036 | -6.7036
Line14_15_16 | 0 | 0 | 0 | 0 | 0 | 0 | 0 | 0 | 0 | 0 | 0 | 0 | 0.80677 | 0.80677 | -6.7036 | -6.7036
Line15_16_17 | 0 | 0 | 0 | 0 | 0 | 0 | 0 | 0 | 0 | 0 | 0 | 0 | 0.80677 | 0.80677 | -6.7036 | -6.7036
Line16_4_18 | 0 | 0 | 0 | 0 | 0 | 0 | 0 | 0 | 0 | 0 | 0 | 0 | 0.80677 | 0.80677 | -6.7036 | -6.7036
Line17_5_19 | 0 | 0 | 0 | 0 | 0 | 0 | 0 | 0 | 0 | 0 | 0 | 0 | 0.80677 | 0.80677 | -6.7036 | -6.7036
Line1_1_3 | 0 | 0 | 0 | 0 | 0 | 0 | 0 | 0 | 0 | 0 | 0 | 0 | 0.80677 | 0.80677 | -6.7036 | -6.7036
Line2_1_4 | 0 | 0 | 0 | 0 | 0 | 0 | 0 | 0 | 0 | 0 | 0 | 0 | 0.80677 | 0.80677 | -6.7036 | -6.7036
Line3_1_5 | 0 | 0 | 0 | 0 | 0 | 0 | 0 | 0 | 0 | 0 | 0 | 0 | 0.80677 | 0.80677 | -6.7036 | -6.7036
Line4_2_6 | 1.6801 | 1.6801 | 0 | 0 | 1.164 | 1.164 | 0.48775 | -0.32517 | 0.50807 | -0.33872 | -52.8727 | 127.1273 | 0.60508 | 0.40338 | -6.7036 | -6.7036
Line5_6_7 | 1.6801 | 1.6801 | 0 | 0 | 1.164 | 1.164 | 0.32517 | -0.16258 | 0.33872 | -0.16936 | -52.8727 | 127.1273 | 0.40338 | 0.20169 | -6.7036 | -6.7036
Line6_7_8 | 1.6801 | 1.6801 | 0 | 2.6638 | 1.164 | 1.164 | 0.16258 | -1e-07 | 0.16936 | -1e-07 | -52.8727 | 127.1273 | 0.20169 | 0 | -6.7036 | 0
Line7_8_9 | 0 | 0 | 0 | 0 | 0 | 0 | 7.0075e-22 | 0 | 9.1561e-22 | 0 | 0 | 0 | 0 | 0 | 0 | 0
Line8_8_10 | 0 | 0 | 0 | 0 | 0 | 0 | 7.0075e-22 | 0 | 9.1561e-22 | 0 | 0 | 0 | 0 | 0 | 0 | 0
Line9_3_11 | 0 | 0 | 0 | 0 | 0 | 0 | 0 | 0 | 0 | 0 | 0 | 0 | 0.80677 | 0.80677 | -6.7036 | -6.7036

## LLL_min_10
name | pf_ikss_from_ka | pf_ikss_to_ka | pf_ip_from_ka | pf_ip_to_ka | pf_skss_from_mw | pf_skss_to_mw | pf_p_from_mw | pf_p_to_mw | pf_q_from_mvar | pf_q_to_mvar | pf_ikss_from_degree | pf_ikss_to_degree | pf_vm_from_pu | pf_vm_to_pu | pf_va_from_degree | pf_va_to_degree
Line0_1_2 | 1.5916 | 1.5916 | 0 | 0 | 1.1027 | 1.1027 | 0.58368 | -0.43776 | 0.608 | -0.456 | -52.8727 | 127.1273 | 0.76431 | 0.57323 | -6.7036 | -6.7036
Line10_11_12 | 0 | 0 | 0 | 0 | 0 | 0 | 0 | 0 | 0 | 0 | 0 | 0 | 0.76431 | 0.76431 | -6.7036 | -6.7036
Line11_12_13 | 0 | 0 | 0 | 0 | 0 | 0 | 0 | 0 | 0 | 0 | 0 | 0 | 0.76431 | 0.76431 | -6.7036 | -6.7036
Line12_13_15 | 0 | 0 | 0 | 0 | 0 | 0 | 0 | 0 | 0 | 0 | 0 | 0 | 0.76431 | 0.76431 | -6.7036 | -6.7036
Line13_13_14 | 0 | 0 | 0 | 0 | 0 | 0 | 0 | 0 | 0 | 0 | 0 | 0 | 0.76431 | 0.76431 | -6.7036 | -6.7036
Line14_15_16 | 0 | 0 | 0 | 0 | 0 | 0 | 0 | 0 | 0 | 0 | 0 | 0 | 0.76431 | 0.76431 | -6.7036 | -6.7036
Line15_16_17 | 0 | 0 | 0 | 0 | 0 | 0 | 0 | 0 | 0 | 0 | 0 | 0 | 0.76431 | 0.76431 | -6.7036 | -6.7036
Line16_4_18 | 0 | 0 | 0 | 0 | 0 | 0 | 0 | 0 | 0 | 0 | 0 | 0 | 0.76431 | 0.76431 | -6.7036 | -6.7036
Line17_5_19 | 0 | 0 | 0 | 0 | 0 | 0 | 0 | 0 | 0 | 0 | 0 | 0 | 0.76431 | 0.76431 | -6.7036 | -6.7036
Line1_1_3 | 0 | 0 | 0 | 0 | 0 | 0 | 0 | 0 | 0 | 0 | 0 | 0 | 0.76431 | 0.76431 | -6.7036 | -6.7036
Line2_1_4 | 0 | 0 | 0 | 0 | 0 | 0 | 0 | 0 | 0 | 0 | 0 | 0 | 0.76431 | 0.76431 | -6.7036 | -6.7036
Line3_1_5 | 0 | 0 | 0 | 0 | 0 | 0 | 0 | 0 | 0 | 0 | 0 | 0 | 0.76431 | 0.76431 | -6.7036 | -6.7036
Line4_2_6 | 1.5916 | 1.5916 | 0 | 0 | 1.1027 | 1.1027 | 0.43776 | -0.29184 | 0.456 | -0.304 | -52.8727 | 127.1273 | 0.57323 | 0.38215 | -6.7036 | -6.7036
Line5_6_7 | 1.5916 | 1.5916 | 0 | 0 | 1.1027 | 1.1027 | 0.29184 | -0.14592 | 0.304 | -0.152 | -52.8727 | 127.1273 | 0.38215 | 0.19108 | -6.7036 | -6.7036
Line6_7_8 | 1.5916 | 1.5916 | 0 | 2.5236 | 1.1027 | 1.1027 | 0.14592 | -1e-07 | 0.152 | -1e-07 | -52.8727 | 127.1273 | 0.19108 | 0 | -6.7036 | 0
Line7_8_9 | 0 | 0 | 0 | 0 | 0 | 0 | 6.276e-22 | 0 | 8.2153e-22 | 0 | 0 | 0 | 0 | 0 | 0 | 0
Line8_8_10 | 0 | 0 | 0 | 0 | 0 | 0 | 6.276e-22 | 0 | 8.2153e-22 | 0 | 0 | 0 | 0 | 0 | 0 | 0
Line9_3_11 | 0 | 0 | 0 | 0 | 0 | 0 | 0 | 0 | 0 | 0 | 0 | 0 | 0.76431 | 0.76431 | -6.7036 | -6.7036

## LLL_min_fault_6
name | pf_ikss_from_ka | pf_ikss_to_ka | pf_ip_from_ka | pf_ip_to_ka | pf_skss_from_mw | pf_skss_to_mw | pf_p_from_mw | pf_p_to_mw | pf_q_from_mvar | pf_q_to_mvar | pf_ikss_from_degree | pf_ikss_to_degree | pf_vm_from_pu | pf_vm_to_pu | pf_va_from_degree | pf_va_to_degree
Line0_1_2 | 0.030469 | 0.030469 | 0 | 0 | 0.02111 | 0.02111 | 0.01414 | -0.014086 | 0.014149 | -0.014093 | -45.1423 | 134.8577 | 0.94756 | 0.9439 | -0.12428 | -0.12874
Line10_11_12 | 0 | 0 | 0 | 0 | 0 | 0 | 0 | 0 | 0 | 0 | 0 | 0 | 0.94756 | 0.94756 | -0.12428 | -0.12428
Line11_12_13 | 0 | 0 | 0 | 0 | 0 | 0 | 0 | 0 | 0 | 0 | 0 | 0 | 0.94756 | 0.94756 | -0.12428 | -0.12428
Line12_13_15 | 0 | 0 | 0 | 0 | 0 | 0 | 0 | 0 | 0 | 0 | 0 | 0 | 0.94756 | 0.94756 | -0.12428 | -0.12428
Line13_13_14 | 0 | 0 | 0 | 0 | 0 | 0 | 0 | 0 | 0 | 0 | 0 | 0 | 0.94756 | 0.94756 | -0.12428 | -0.12428
Line14_15_16 | 0 | 0 | 0 | 0 | 0 | 0 | 0 | 0 | 0 | 0 | 0 | 0 | 0.94756 | 0.94756 | -0.12428 | -0.12428
Line15_16_17 | 0 | 0 | 0 | 0 | 0 | 0 | 0 | 0 | 0 | 0 | 0 | 0 | 0.94756 | 0.94756 | -0.12428 | -0.12428
Line16_4_18 | 0 | 0 | 0 | 0 | 0 | 0 | 0 | 0 | 0 | 0 | 0 | 0 | 0.94756 | 0.94756 | -0.12428 | -0.12428
Line17_5_19 | 0 | 0 | 0 | 0 | 0 | 0 | 0 | 0 | 0 | 0 | 0 | 0 | 0.94756 | 0.94756 | -0.12428 | -0.12428
Line1_1_3 | 0 | 0 | 0 | 0 | 0 | 0 | 0 | 0 | 0 | 0 | 0 | 0 | 0.94756 | 0.94756 | -0.12428 | -0.12428
Line2_1_4 | 0 | 0 | 0 | 0 | 0 | 0 | 0 | 0 | 0 | 0 | 0 | 0 | 0.94756 | 0.94756 | -0.12428 | -0.12428
Line3_1_5 | 0 | 0 | 0 | 0 | 0 | 0 | 0 | 0 | 0 | 0 | 0 | 0 | 0.94756 | 0.94756 | -0.12428 | -0.12428
Line4_2_6 | 0.030469 | 0.030469 | 0 | 0 | 0.02111 | 0.02111 | 0.014086 | -0.014033 | 0.014093 | -0.014037 | -45.1423 | 134.8577 | 0.9439 | 0.94024 | -0.12874 | -0.13323
Line5_6_7 | 0.030469 | 0.030469 | 0 | 0 | 0.02111 | 0.02111 | 0.014033 | -0.013979 | 0.014037 | -0.013981 | -45.1423 | 134.8577 | 0.94024 | 0.93659 | -0.13323 | -0.13776
Line6_7_8 | 0.030469 | 0.030469 | 0 | 0.04831 | 0.02111 | 0.02111 | 0.013979 | -0.013926 | 0.013981 | -0.013926 | -45.1423 | 134.8577 | 0.93659 | 0.93293 | -0.13776 | -0.14233
Line7_8_9 | 0 | 0 | 0 | 0 | 0 | 0 | -1.7514e-10 | 0 | 2.4218e-11 | 0 | 0 | 0 | 0.93293 | 0.93293 | -0.14233 | -0.14233
Line8_8_10 | 0 | 0 | 0 | 0 | 0 | 0 | -1.7514e-10 | 0 | 2.4218e-11 | 0 | 0 | 0 | 0.93293 | 0.93293 | -0.14233 | -0.14233
Line9_3_11 | 0 | 0 | 0 | 0 | 0 | 0 | 0 | 0 | 0 | 0 | 0 | 0 | 0.94756 | 0.94756 | -0.12428 | -0.12428

## LLL_min_fault_10
name | pf_ikss_from_ka | pf_ikss_to_ka | pf_ip_from_ka | pf_ip_to_ka | pf_skss_from_mw | pf_skss_to_mw | pf_p_from_mw | pf_p_to_mw | pf_q_from_mvar | pf_q_to_mvar | pf_ikss_from_degree | pf_ikss_to_degree | pf_vm_from_pu | pf_vm_to_pu | pf_va_from_degree | pf_va_to_degree
Line0_1_2 | 0.028866 | 0.028866 | 0 | 0 | 0.019999 | 0.019999 | 0.01269 | -0.012642 | 0.012698 | -0.012648 | -45.1423 | 134.8577 | 0.89769 | 0.89422 | -0.12428 | -0.12874
Line10_11_12 | 0 | 0 | 0 | 0 | 0 | 0 | 0 | 0 | 0 | 0 | 0 | 0 | 0.89769 | 0.89769 | -0.12428 | -0.12428
Line11_12_13 | 0 | 0 | 0 | 0 | 0 | 0 | 0 | 0 | 0 | 0 | 0 | 0 | 0.89769 | 0.89769 | -0.12428 | -0.12428
Line12_13_15 | 0 | 0 | 0 | 0 | 0 | 0 | 0 | 0 | 0 | 0 | 0 | 0 | 0.89769 | 0.89769 | -0.12428 | -0.12428
Line13_13_14 | 0 | 0 | 0 | 0 | 0 | 0 | 0 | 0 | 0 | 0 | 0 | 0 | 0.89769 | 0.89769 | -0.12428 | -0.12428
Line14_15_16 | 0 | 0 | 0 | 0 | 0 | 0 | 0 | 0 | 0 | 0 | 0 | 0 | 0.89769 | 0.89769 | -0.12428 | -0.12428
Line15_16_17 | 0 | 0 | 0 | 0 | 0 | 0 | 0 | 0 | 0 | 0 | 0 | 0 | 0.89769 | 0.89769 | -0.12428 | -0.12428
Line16_4_18 | 0 | 0 | 0 | 0 | 0 | 0 | 0 | 0 | 0 | 0 | 0 | 0 | 0.89769 | 0.89769 | -0.12428 | -0.12428
Line17_5_19 | 0 | 0 | 0 | 0 | 0 | 0 | 0 | 0 | 0 | 0 | 0 | 0 | 0.89769 | 0.89769 | -0.12428 | -0.12428
Line1_1_3 | 0 | 0 | 0 | 0 | 0 | 0 | 0 | 0 | 0 | 0 | 0 | 0 | 0.89769 | 0.89769 | -0.12428 | -0.12428
Line2_1_4 | 0 | 0 | 0 | 0 | 0 | 0 | 0 | 0 | 0 | 0 | 0 | 0 | 0.89769 | 0.89769 | -0.12428 | -0.12428
Line3_1_5 | 0 | 0 | 0 | 0 | 0 | 0 | 0 | 0 | 0 | 0 | 0 | 0 | 0.89769 | 0.89769 | -0.12428 | -0.12428
Line4_2_6 | 0.028866 | 0.028866 | 0 | 0 | 0.019999 | 0.019999 | 0.012642 | -0.012594 | 0.012648 | -0.012598 | -45.1423 | 134.8577 | 0.89422 | 0.89076 | -0.12874 | -0.13323
Line5_6_7 | 0.028866 | 0.028866 | 0 | 0 | 0.019999 | 0.019999 | 0.012594 | -0.012546 | 0.012598 | -0.012548 | -45.1423 | 134.8577 | 0.89076 | 0.88729 | -0.13323 | -0.13776
Line6_7_8 | 0.028866 | 0.028866 | 0 | 0.045767 | 0.019999 | 0.019999 | 0.012546 | -0.012498 | 0.012548 | -0.012498 | -45.1423 | 134.8577 | 0.88729 | 0.88383 | -0.13776 | -0.14233
Line7_8_9 | 0 | 0 | 0 | 0 | 0 | 0 | -1.5719e-10 | 0 | 2.1736e-11 | 0 | 0 | 0 | 0.88383 | 0.88383 | -0.14233 | -0.14233
Line8_8_10 | 0 | 0 | 0 | 0 | 0 | 0 | -1.5719e-10 | 0 | 2.1736e-11 | 0 | 0 | 0 | 0.88383 | 0.88383 | -0.14233 | -0.14233
Line9_3_11 | 0 | 0 | 0 | 0 | 0 | 0 | 0 | 0 | 0 | 0 | 0 | 0 | 0.89769 | 0.89769 | -0.12428 | -0.12428

## LL_max_6
name | pf_ikss_a_from_ka | pf_ikss_b_from_ka | pf_ikss_c_from_ka | pf_ikss_a_to_ka | pf_ikss_b_to_ka | pf_ikss_c_to_ka | pf_skss_a_from_mw | pf_skss_b_from_mw | pf_skss_c_from_mw | pf_skss_a_to_mw | pf_skss_b_to_mw | pf_skss_c_to_mw | pf_p_a_from_mw | pf_p_b_from_mw | pf_p_c_from_mw | pf_p_a_to_mw | pf_p_b_to_mw | pf_p_c_to_mw | pf_q_a_from_mvar | pf_q_b_from_mvar | pf_q_c_from_mvar | pf_q_a_to_mvar | pf_q_b_to_mvar | pf_q_c_to_mvar | pf_ikss_a_from_degree | pf_ikss_b_from_degree | pf_ikss_c_from_degree | pf_ikss_a_to_degree | pf_ikss_b_to_degree | pf_ikss_c_to_degree | pf_vm_a_from_pu | pf_vm_b_from_pu | pf_vm_c_from_pu | pf_vm_a_to_pu | pf_vm_b_to_pu | pf_vm_c_to_pu | pf_va_a_from_degree | pf_va_b_from_degree | pf_va_c_from_degree | pf_va_a_to_degree | pf_va_b_to_degree | pf_va_c_to_degree
Line0_1_2 | 0 | 1.885 | 1.885 | 0 | 1.885 | 1.885 | 0 | 0.43533 | 0.43533 | 0 | 0.43533 | 0.43533 | 7.7716e-16 | 0.35387 | -0.069596 | -7.383e-16 | -0.31833 | 0.10513 | -3.1086e-16 | 0.19822 | 0.37032 | 2.72e-16 | -0.12715 | -0.29925 | 0 | -157.8829 | 22.1171 | 0 | 22.1171 | -157.8829 | 1.05 | 0.93171 | 0.86555 | 1.05 | 0.78742 | 0.7286 | 1.1649e-13 | -128.6271 | 122.7608 | 1.0826e-13 | -136.1092 | 131.4739
Line10_11_12 | 0 | 0 | 0 | 0 | 0 | 0 | 0 | 0 | 0 | 0 | 0 | 0 | 2.9143e-16 | -2.1811e-09 | -3.489e-09 | -2.9143e-16 | 2.1811e-09 | 3.489e-09 | 3.8858e-17 | 3.2284e-09 | -9.6307e-10 | -3.8858e-17 | -3.2284e-09 | 9.6307e-10 | 0 | 0 | 0 | 0 | 0 | 0 | 1.05 | 0.93171 | 0.86555 | 1.05 | 0.93171 | 0.86555 | 1.0376e-13 | -128.6271 | 122.7608 | 9.8215e-14 | -128.6271 | 122.7608
Line11_12_13 | 0 | 0 | 0 | 0 | 0 | 0 | 0 | 0 | 0 | 0 | 0 | 0 | 2.5258e-16 | -1.8176e-09 | -2.9075e-09 | -2.9143e-16 | 1.8176e-09 | 2.9075e-09 | -1.9429e-17 | 2.6904e-09 | -8.0256e-10 | -4.7756e-31 | -2.6904e-09 | 8.0256e-10 | 0 | 0 | 0 | 0 | 0 | 0 | 1.05 | 0.93171 | 0.86555 | 1.05 | 0.93171 | 0.86555 | 9.8215e-14 | -128.6271 | 122.7608 | 9.3888e-14 | -128.6271 | 122.7608
Line12_13_15 | 0 | 0 | 0 | 0 | 0 | 0 | 0 | 0 | 0 | 0 | 0 | 0 | 1.7486e-16 | -1.0906e-09 | -1.7445e-09 | -1.7486e-16 | 1.0906e-09 | 1.7445e-09 | 1.9429e-17 | 1.6142e-09 | -4.8153e-10 | -1.9429e-17 | -1.6142e-09 | 4.8153e-10 | 0 | 0 | 0 | 0 | 0 | 0 | 1.05 | 0.93171 | 0.86555 | 1.05 | 0.93171 | 0.86555 | 9.3888e-14 | -128.6271 | 122.7608 | 9.1766e-14 | -128.6271 | 122.7608
Line13_13_14 | 0 | 0 | 0 | 0 | 0 | 0 | 0 | 0 | 0 | 0 | 0 | 0 | -3.1837e-32 | -3.6352e-10 | -5.8151e-10 | 0 | 3.6352e-10 | 5.8151e-10 | 1.9429e-17 | 5.3807e-10 | -1.6051e-10 | 0 | -5.3807e-10 | 1.6051e-10 | 0 | 0 | 0 | 0 | 0 | 0 | 1.05 | 0.93171 | 0.86555 | 1.05 | 0.93171 | 0.86555 | 9.3888e-14 | -128.6271 | 122.7608 | 9.3273e-14 | -128.6271 | 122.7608
Line14_15_16 | 0 | 0 | 0 | 0 | 0 | 0 | 0 | 0 | 0 | 0 | 0 | 0 | 5.8287e-17 | -7.2704e-10 | -1.163e-09 | -3.8858e-17 | 7.2704e-10 | 1.163e-09 | 5.8287e-17 | 1.0761e-09 | -3.2102e-10 | -3.8858e-17 | -1.0761e-09 | 3.2102e-10 | 0 | 0 | 0 | 0 | 0 | 0 | 1.05 | 0.93171 | 0.86555 | 1.05 | 0.93171 | 0.86555 | 9.1766e-14 | -128.6271 | 122.7608 | 9.0701e-14 | -128.6271 | 122.7608
Line15_16_17 | 0 | 0 | 0 | 0 | 0 | 0 | 0 | 0 | 0 | 0 | 0 | 0 | -1.9429e-17 | -3.6352e-10 | -5.8151e-10 | -3.0638e-32 | 3.6352e-10 | 5.8151e-10 | -1.9429e-17 | 5.3807e-10 | -1.6051e-10 | 1.9429e-17 | -5.3807e-10 | 1.6051e-10 | 0 | 0 | 0 | 0 | 0 | 0 | 1.05 | 0.93171 | 0.86555 | 1.05 | 0.93171 | 0.86555 | 9.0701e-14 | -128.6271 | 122.7608 | 9.0351e-14 | -128.6271 | 122.7608
Line16_4_18 | 0 | 0 | 0 | 0 | 0 | 0 | 0 | 0 | 0 | 0 | 0 | 0 | 1.9429e-17 | -3.6352e-10 | -5.8151e-10 | -3.8846e-32 | 3.6352e-10 | 5.8151e-10 | -1.9429e-17 | 5.3807e-10 | -1.6051e-10 | 1.9429e-17 | -5.3807e-10 | 1.6051e-10 | 0 | 0 | 0 | 0 | 0 | 0 | 1.05 | 0.93171 | 0.86555 | 1.05 | 0.93171 | 0.86555 | 1.1491e-13 | -128.6271 | 122.7608 | 1.1456e-13 | -128.6271 | 122.7608
Line17_5_19 | 0 | 0 | 0 | 0 | 0 | 0 | 0 | 0 | 0 | 0 | 0 | 0 | 1.9429e-17 | -3.6352e-10 | -5.8151e-10 | -3.8846e-32 | 3.6352e-10 | 5.8151e-10 | -1.9429e-17 | 5.3807e-10 | -1.6051e-10 | 1.9429e-17 | -5.3807e-10 | 1.6051e-10 | 0 | 0 | 0 | 0 | 0 | 0 | 1.05 | 0.93171 | 0.86555 | 1.05 | 0.93171 | 0.86555 | 1.1491e-13 | -128.6271 | 122.7608 | 1.1456e-13 | -128.6271 | 122.7608
Line1_1_3 | 0 | 0 | 0 | 0 | 0 | 0 | 0 | 0 | 0 | 0 | 0 | 0 | 3.8858e-16 | -2.9082e-09 | -4.6521e-09 | -3.6915e-16 | 2.9082e-09 | 4.6521e-09 | 7.7716e-17 | 4.3046e-09 | -1.2841e-09 | -7.7716e-17 | -4.3046e-09 | 1.2841e-09 | 0 | 0 | 0 | 0 | 0 | 0 | 1.05 | 0.93171 | 0.86555 | 1.05 | 0.93171 | 0.86555 | 1.1649e-13 | -128.6271 | 122.7608 | 1.1e-13 | -128.6271 | 122.7608
Line2_1_4 | 0 | 0 | 0 | 0 | 0 | 0 | 0 | 0 | 0 | 0 | 0 | 0 | 3.8858e-17 | -7.2704e-10 | -1.163e-09 | -1.9429e-17 | 7.2704e-10 | 1.163e-09 | 7.9003e-32 | 1.0761e-09 | -3.2102e-10 | -1.9429e-17 | -1.0761e-09 | 3.2102e-10 | 0 | 0 | 0 | 0 | 0 | 0 | 1.05 | 0.93171 | 0.86555 | 1.05 | 0.93171 | 0.86555 | 1.1649e-13 | -128.6271 | 122.7608 | 1.1491e-13 | -128.6271 | 122.7608
Line3_1_5 | 0 | 0 | 0 | 0 | 0 | 0 | 0 | 0 | 0 | 0 | 0 | 0 | 3.8858e-17 | -7.2704e-10 | -1.163e-09 | -1.9429e-17 | 7.2704e-10 | 1.163e-09 | 7.9003e-32 | 1.0761e-09 | -3.2102e-10 | -1.9429e-17 | -1.0761e-09 | 3.2102e-10 | 0 | 0 | 0 | 0 | 0 | 0 | 1.05 | 0.93171 | 0.86555 | 1.05 | 0.93171 | 0.86555 | 1.1649e-13 | -128.6271 | 122.7608 | 1.1491e-13 | -128.6271 | 122.7608
Line4_2_6 | 0 | 1.885 | 1.885 | 0 | 1.885 | 1.885 | 0 | 0.43533 | 0.43533 | 0 | 0.43533 | 0.43533 | 6.9944e-16 | 0.31833 | -0.10513 | -6.9944e-16 | -0.2828 | 0.14066 | -3.1086e-16 | 0.12715 | 0.29925 | 2.72e-16 | -0.056087 | -0.22819 | 0 | -157.8829 | 22.1171 | 0 | 22.1171 | -157.8829 | 1.05 | 0.78742 | 0.7286 | 1.05 | 0.66227 | 0.61575 | 1.0826e-13 | -136.1092 | 131.4739 | 1.0274e-13 | -146.6652 | 143.7688
Line5_6_7 | 0 | 1.885 | 1.885 | 0 | 1.885 | 1.885 | 0 | 0.43533 | 0.43533 | 0 | 0.43533 | 0.43533 | 4.6629e-16 | 0.2828 | -0.14066 | -3.8858e-16 | -0.24727 | 0.1762 | -3.1086e-16 | 0.056087 | 0.22819 | 2.72e-16 | 0.014981 | -0.15712 | 0 | -157.8829 | 22.1171 | 0 | 22.1171 | -157.8829 | 1.05 | 0.66227 | 0.61575 | 1.05 | 0.56903 | 0.54229 | 1.0274e-13 | -146.6652 | 143.7688 | 9.9095e-14 | -161.35 | 160.3935
Line6_7_8 | 0 | 1.885 | 1.885 | 0 | 1.885 | 1.885 | 0 | 0.43533 | 0.43533 | 0 | 0.43533 | 0.43533 | 3.1086e-16 | 0.24727 | -0.1762 | -2.3315e-16 | -0.21173 | 0.21173 | -1.9429e-16 | -0.014981 | 0.15712 | 1.9429e-16 | 0.086049 | -0.086049 | 0 | -157.8829 | 22.1171 | 0 | 22.1171 | -157.8829 | 1.05 | 0.56903 | 0.54229 | 1.05 | 0.525 | 0.525 | 9.9095e-14 | -161.35 | 160.3935 | 9.5508e-14 | 180 | -180
Line7_8_9 | 0 | 0 | 0 | 0 | 0 | 0 | 0 | 0 | 0 | 0 | 0 | 0 | 7.7716e-17 | 3.1086e-16 | -3.1086e-16 | -7.7716e-17 | -1.5335e-16 | 2.0844e-18 | 1.2955e-31 | 1.7505e-09 | -1.7505e-09 | -1.2521e-31 | -1.7505e-09 | 1.7505e-09 | 0 | 0 | 0 | 0 | 0 | 0 | 1.05 | 0.525 | 0.525 | 1.05 | 0.525 | 0.525 | 9.5508e-14 | 180 | -180 | 9.2311e-14 | -180 | 180
Line8_8_10 | 0 | 0 | 0 | 0 | 0 | 0 | 0 | 0 | 0 | 0 | 0 | 0 | 7.7716e-17 | 3.1086e-16 | -3.1086e-16 | -7.7716e-17 | -1.5335e-16 | 2.0844e-18 | 1.2955e-31 | 1.7505e-09 | -1.7505e-09 | -1.2557e-31 | -1.7505e-09 | 1.7505e-09 | 0 | 0 | 0 | 0 | 0 | 0 | 1.05 | 0.525 | 0.525 | 1.05 | 0.525 | 0.525 | 9.5508e-14 | 180 | -180 | 9.2576e-14 | -180 | 180
Line9_3_11 | 0 | 0 | 0 | 0 | 0 | 0 | 0 | 0 | 0 | 0 | 0 | 0 | 3.4972e-16 | -2.5447e-09 | -4.0705e-09 | -3.6915e-16 | 2.5447e-09 | 4.0705e-09 | 7.7716e-17 | 3.7665e-09 | -1.1236e-09 | -9.7145e-17 | -3.7665e-09 | 1.1236e-09 | 0 | 0 | 0 | 0 | 0 | 0 | 1.05 | 0.93171 | 0.86555 | 1.05 | 0.93171 | 0.86555 | 1.1e-13 | -128.6271 | 122.7608 | 1.0376e-13 | -128.6271 | 122.7608

## LL_max_10
name | pf_ikss_a_from_ka | pf_ikss_b_from_ka | pf_ikss_c_from_ka | pf_ikss_a_to_ka | pf_ikss_b_to_ka | pf_ikss_c_to_ka | pf_skss_a_from_mw | pf_skss_b_from_mw | pf_skss_c_from_mw | pf_skss_a_to_mw | pf_skss_b_to_mw | pf_skss_c_to_mw | pf_p_a_from_mw | pf_p_b_from_mw | pf_p_c_from_mw | pf_p_a_to_mw | pf_p_b_to_mw | pf_p_c_to_mw | pf_q_a_from_mvar | pf_q_b_from_mvar | pf_q_c_from_mvar | pf_q_a_to_mvar | pf_q_b_to_mvar | pf_q_c_to_mvar | pf_ikss_a_from_degree | pf_ikss_b_from_degree | pf_ikss_c_from_degree | pf_ikss_a_to_degree | pf_ikss_b_to_degree | pf_ikss_c_to_degree | pf_vm_a_from_pu | pf_vm_b_from_pu | pf_vm_c_from_pu | pf_vm_a_to_pu | pf_vm_b_to_pu | pf_vm_c_to_pu | pf_va_a_from_degree | pf_va_b_from_degree | pf_va_c_from_degree | pf_va_a_to_degree | pf_va_b_to_degree | pf_va_c_to_degree
Line0_1_2 | 0 | 1.9564 | 1.9564 | 0 | 1.9564 | 1.9564 | 0 | 0.4518 | 0.4518 | 0 | 0.4518 | 0.4518 | 1.1398e-15 | 0.38357 | -0.077384 | -1.1398e-15 | -0.3453 | 0.11566 | 2.0781e-30 | 0.2133 | 0.39907 | -1.8186e-30 | -0.13675 | -0.32252 | 0 | -158.05 | 21.95 | 0 | 21.95 | -158.05 | 1.1 | 0.97142 | 0.89974 | 1.1 | 0.82203 | 0.75838 | 1.0446e-13 | -128.9719 | 122.9242 | 9.1417e-14 | -136.444 | 131.678
Line10_11_12 | 0 | 0 | 0 | 0 | 0 | 0 | 0 | 0 | 0 | 0 | 0 | 0 | 3.8673e-16 | -2.4603e-09 | -3.9356e-09 | -3.8673e-16 | 2.4603e-09 | 3.9356e-09 | 2.0354e-17 | 3.6661e-09 | -1.1108e-09 | -5.6701e-31 | -3.6661e-09 | 1.1108e-09 | 0 | 0 | 0 | 0 | 0 | 0 | 1.1 | 0.97142 | 0.89974 | 1.1 | 0.97142 | 0.89974 | 8.9756e-14 | -128.9719 | 122.9242 | 8.4006e-14 | -128.9719 | 122.9242
Line11_12_13 | 0 | 0 | 0 | 0 | 0 | 0 | 0 | 0 | 0 | 0 | 0 | 0 | 3.2567e-16 | -2.0502e-09 | -3.2797e-09 | -3.2567e-16 | 2.0502e-09 | 3.2797e-09 | -4.0708e-17 | 3.0551e-09 | -9.2564e-10 | 4.0708e-17 | -3.0551e-09 | 9.2564e-10 | 0 | 0 | 0 | 0 | 0 | 0 | 1.1 | 0.97142 | 0.89974 | 1.1 | 0.97142 | 0.89974 | 8.4006e-14 | -128.9719 | 122.9242 | 7.9517e-14 | -128.9719 | 122.9242
Line12_13_15 | 0 | 0 | 0 | 0 | 0 | 0 | 0 | 0 | 0 | 0 | 0 | 0 | 1.2212e-16 | -1.2301e-09 | -1.9678e-09 | -1.4248e-16 | 1.2301e-09 | 1.9678e-09 | 4.0708e-17 | 1.8331e-09 | -5.5539e-10 | -4.0708e-17 | -1.8331e-09 | 5.5539e-10 | 0 | 0 | 0 | 0 | 0 | 0 | 1.1 | 0.97142 | 0.89974 | 1.1 | 0.97142 | 0.89974 | 7.9517e-14 | -128.9719 | 122.9242 | 7.7315e-14 | -128.9719 | 122.9242
Line13_13_14 | 0 | 0 | 0 | 0 | 0 | 0 | 0 | 0 | 0 | 0 | 0 | 0 | -6.1062e-17 | -4.1005e-10 | -6.5593e-10 | 6.1062e-17 | 4.1005e-10 | 6.5593e-10 | 2.0354e-17 | 6.1102e-10 | -1.8513e-10 | -2.0354e-17 | -6.1102e-10 | 1.8513e-10 | 0 | 0 | 0 | 0 | 0 | 0 | 1.1 | 0.97142 | 0.89974 | 1.1 | 0.97142 | 0.89974 | 7.9517e-14 | -128.9719 | 122.9242 | 7.8878e-14 | -128.9719 | 122.9242
Line14_15_16 | 0 | 0 | 0 | 0 | 0 | 0 | 0 | 0 | 0 | 0 | 0 | 0 | 1.2212e-16 | -8.2009e-10 | -1.3119e-09 | -1.4248e-16 | 8.2009e-10 | 1.3119e-09 | 4.0708e-17 | 1.222e-09 | -3.7026e-10 | -1.8951e-31 | -1.222e-09 | 3.7026e-10 | 0 | 0 | 0 | 0 | 0 | 0 | 1.1 | 0.97142 | 0.89974 | 1.1 | 0.97142 | 0.89974 | 7.7315e-14 | -128.9719 | 122.9242 | 7.621e-14 | -128.9719 | 122.9242
Line15_16_17 | 0 | 0 | 0 | 0 | 0 | 0 | 0 | 0 | 0 | 0 | 0 | 0 | -6.1062e-17 | -4.1005e-10 | -6.5593e-10 | 6.1062e-17 | 4.1005e-10 | 6.5593e-10 | -2.0354e-17 | 6.1102e-10 | -1.8513e-10 | -2.0354e-17 | -6.1102e-10 | 1.8513e-10 | 0 | 0 | 0 | 0 | 0 | 0 | 1.1 | 0.97142 | 0.89974 | 1.1 | 0.97142 | 0.89974 | 7.621e-14 | -128.9719 | 122.9242 | 7.5849e-14 | -128.9719 | 122.9242
Line16_4_18 | 0 | 0 | 0 | 0 | 0 | 0 | 0 | 0 | 0 | 0 | 0 | 0 | 4.0708e-17 | -4.1005e-10 | -6.5593e-10 | -2.0354e-17 | 4.1005e-10 | 6.5593e-10 | -2.0354e-17 | 6.1102e-10 | -1.8513e-10 | -3.623e-32 | -6.1102e-10 | 1.8513e-10 | 0 | 0 | 0 | 0 | 0 | 0 | 1.1 | 0.97142 | 0.89974 | 1.1 | 0.97142 | 0.89974 | 1.0235e-13 | -128.9719 | 122.9242 | 1.0198e-13 | -128.9719 | 122.9242
Line17_5_19 | 0 | 0 | 0 | 0 | 0 | 0 | 0 | 0 | 0 | 0 | 0 | 0 | 4.0708e-17 | -4.1005e-10 | -6.5593e-10 | -2.0354e-17 | 4.1005e-10 | 6.5593e-10 | -2.0354e-17 | 6.1102e-10 | -1.8513e-10 | -3.623e-32 | -6.1102e-10 | 1.8513e-10 | 0 | 0 | 0 | 0 | 0 | 0 | 1.1 | 0.97142 | 0.89974 | 1.1 | 0.97142 | 0.89974 | 1.0235e-13 | -128.9719 | 122.9242 | 1.0198e-13 | -128.9719 | 122.9242
Line1_1_3 | 0 | 0 | 0 | 0 | 0 | 0 | 0 | 0 | 0 | 0 | 0 | 0 | 5.0885e-16 | -3.2804e-09 | -5.2475e-09 | -5.2921e-16 | 3.2804e-09 | 5.2475e-09 | 1.4248e-16 | 4.8882e-09 | -1.481e-09 | -1.2212e-16 | -4.8882e-09 | 1.481e-09 | 0 | 0 | 0 | 0 | 0 | 0 | 1.1 | 0.97142 | 0.89974 | 1.1 | 0.97142 | 0.89974 | 1.0446e-13 | -128.9719 | 122.9242 | 9.6241e-14 | -128.9719 | 122.9242
Line2_1_4 | 0 | 0 | 0 | 0 | 0 | 0 | 0 | 0 | 0 | 0 | 0 | 0 | 8.1416e-17 | -8.2009e-10 | -1.3119e-09 | -8.1416e-17 | 8.2009e-10 | 1.3119e-09 | 6.1062e-17 | 1.222e-09 | -3.7026e-10 | -4.0708e-17 | -1.222e-09 | 3.7026e-10 | 0 | 0 | 0 | 0 | 0 | 0 | 1.1 | 0.97142 | 0.89974 | 1.1 | 0.97142 | 0.89974 | 1.0446e-13 | -128.9719 | 122.9242 | 1.0235e-13 | -128.9719 | 122.9242
Line3_1_5 | 0 | 0 | 0 | 0 | 0 | 0 | 0 | 0 | 0 | 0 | 0 | 0 | 8.1416e-17 | -8.2009e-10 | -1.3119e-09 | -8.1416e-17 | 8.2009e-10 | 1.3119e-09 | 6.1062e-17 | 1.222e-09 | -3.7026e-10 | -4.0708e-17 | -1.222e-09 | 3.7026e-10 | 0 | 0 | 0 | 0 | 0 | 0 | 1.1 | 0.97142 | 0.89974 | 1.1 | 0.97142 | 0.89974 | 1.0446e-13 | -128.9719 | 122.9242 | 1.0235e-13 | -128.9719 | 122.9242
Line4_2_6 | 0 | 1.9564 | 1.9564 | 0 | 1.9564 | 1.9564 | 0 | 0.4518 | 0.4518 | 0 | 0.4518 | 0.4518 | 8.1416e-16 | 0.3453 | -0.11566 | -8.9558e-16 | -0.30702 | 0.15393 | -4.0708e-17 | 0.13675 | 0.32252 | 4.0708e-17 | -0.060208 | -0.24598 | 0 | -158.05 | 21.95 | 0 | 21.95 | -158.05 | 1.1 | 0.82203 | 0.75838 | 1.1 | 0.6925 | 0.64226 | 9.1417e-14 | -136.444 | 131.678 | 8.2175e-14 | -146.955 | 143.988
Line5_6_7 | 0 | 1.9564 | 1.9564 | 0 | 1.9564 | 1.9564 | 0 | 0.4518 | 0.4518 | 0 | 0.4518 | 0.4518 | 8.1416e-16 | 0.30702 | -0.15393 | -7.3275e-16 | -0.26875 | 0.1922 | -1.2212e-16 | 0.060208 | 0.24598 | 8.1416e-17 | 0.016339 | -0.16943 | 0 | -158.05 | 21.95 | 0 | 21.95 | -158.05 | 1.1 | 0.6925 | 0.64226 | 1.1 | 0.59594 | 0.56711 | 8.2175e-14 | -146.955 | 143.988 | 7.4334e-14 | -161.529 | 160.5532
Line6_7_8 | 0 | 1.9564 | 1.9564 | 0 | 1.9564 | 1.9564 | 0 | 0.4518 | 0.4518 | 0 | 0.4518 | 0.4518 | 6.5133e-16 | 0.26875 | -0.1922 | -6.5133e-16 | -0.23048 | 0.23048 | -1.6283e-16 | -0.016339 | 0.16943 | 1.6283e-16 | 0.092885 | -0.092885 | 0 | -158.05 | 21.95 | 0 | 21.95 | -158.05 | 1.1 | 0.59594 | 0.56711 | 1.1 | 0.55 | 0.55 | 7.4334e-14 | -161.529 | 160.5532 | 6.8518e-14 | 180 | -180
Line7_8_9 | 0 | 0 | 0 | 0 | 0 | 0 | 0 | 0 | 0 | 0 | 0 | 0 | 0 | 4.0708e-16 | -3.2567e-16 | 9.282e-32 | -1.6055e-16 | 2.2876e-18 | 0 | 1.9211e-09 | -1.9211e-09 | -8.1416e-17 | -1.9211e-09 | 1.9211e-09 | 0 | 0 | 0 | 0 | 0 | 0 | 1.1 | 0.55 | 0.55 | 1.1 | 0.55 | 0.55 | 6.8518e-14 | 180 | -180 | 6.5321e-14 | -180 | 180
Line8_8_10 | 0 | 0 | 0 | 0 | 0 | 0 | 0 | 0 | 0 | 0 | 0 | 0 | -9.7363e-32 | 4.0708e-16 | -3.2567e-16 | 9.2047e-32 | -4.8621e-16 | 2.2876e-18 | 8.1416e-17 | 1.9211e-09 | -1.9211e-09 | -8.1416e-17 | -1.9211e-09 | 1.9211e-09 | 0 | 0 | 0 | 0 | 0 | 0 | 1.1 | 0.55 | 0.55 | 1.1 | 0.55 | 0.55 | 6.8518e-14 | 180 | -180 | 6.4777e-14 | -180 | 180
Line9_3_11 | 0 | 0 | 0 | 0 | 0 | 0 | 0 | 0 | 0 | 0 | 0 | 0 | 4.0708e-16 | -2.8703e-09 | -4.5915e-09 | -4.0708e-16 | 2.8703e-09 | 4.5915e-09 | 1.0177e-16 | 4.2771e-09 | -1.2959e-09 | -6.1062e-17 | -4.2771e-09 | 1.2959e-09 | 0 | 0 | 0 | 0 | 0 | 0 | 1.1 | 0.97142 | 0.89974 | 1.1 | 0.97142 | 0.89974 | 9.6241e-14 | -128.9719 | 122.9242 | 8.9756e-14 | -128.9719 | 122.9242

## LL_max_fault_6
name | pf_ikss_a_from_ka | pf_ikss_b_from_ka | pf_ikss_c_from_ka | pf_ikss_a_to_ka | pf_ikss_b_to_ka | pf_ikss_c_to_ka | pf_skss_a_from_mw | pf_skss_b_from_mw | pf_skss_c_from_mw | pf_skss_a_to_mw | pf_skss_b_to_mw | pf_skss_c_to_mw | pf_p_a_from_mw | pf_p_b_from_mw | pf_p_c_from_mw | pf_p_a_to_mw | pf_p_b_to_mw | pf_p_c_to_mw | pf_q_a_from_mvar | pf_q_b_from_mvar | pf_q_c_from_mvar | pf_q_a_to_mvar | pf_q_b_to_mvar | pf_q_c_to_mvar | pf_ikss_a_from_degree | pf_ikss_b_from_degree | pf_ikss_c_from_degree | pf_ikss_a_to_degree | pf_ikss_b_to_degree | pf_ikss_c_to_degree | pf_vm_a_from_pu | pf_vm_b_from_pu | pf_vm_c_from_pu | pf_vm_a_to_pu | pf_vm_b_to_pu | pf_vm_c_to_pu | pf_va_a_from_degree | pf_va_b_from_degree | pf_va_c_from_degree | pf_va_a_to_degree | pf_va_b_to_degree | pf_va_c_to_degree
Line0_1_2 | 0 | 0.057717 | 0.057717 | 0 | 0.057717 | 0.057717 | 0 | 0.013329 | 0.013329 | 0 | 0.013329 | 0.013329 | 2.3072e-17 | 0.013468 | 0.0034547 | -2.3072e-17 | -0.013435 | -0.0034214 | 6.0715e-18 | 0.0037057 | 0.013484 | -4.8572e-18 | -0.0036391 | -0.013417 | 0 | -135.6822 | 44.3178 | 0 | 44.3178 | -135.6822 | 1.05 | 1.048 | 1.0443 | 1.05 | 1.0443 | 1.0388 | 2.7169e-15 | -120.2981 | 119.9471 | 2.5137e-15 | -120.5262 | 120.0122
Line10_11_12 | 0 | 0 | 0 | 0 | 0 | 0 | 0 | 0 | 0 | 0 | 0 | 0 | 7.5894e-18 | -4.627e-11 | -1.3184e-10 | -7.5894e-18 | 4.627e-11 | 1.3184e-10 | 2.4286e-18 | 1.2595e-10 | 2.226e-11 | -2.4286e-18 | -1.2595e-10 | -2.226e-11 | 0 | 0 | 0 | 0 | 0 | 0 | 1.05 | 1.048 | 1.0443 | 1.05 | 1.048 | 1.0443 | 2.3868e-15 | -120.2981 | 119.9471 | 2.2372e-15 | -120.2981 | 119.9471
Line11_12_13 | 0 | 0 | 0 | 0 | 0 | 0 | 0 | 0 | 0 | 0 | 0 | 0 | 5.4644e-18 | -3.8558e-11 | -1.0987e-10 | -6.0715e-18 | 3.8558e-11 | 1.0987e-10 | 2.1337e-34 | 1.0496e-10 | 1.855e-11 | -2.2421e-34 | -1.0496e-10 | -1.855e-11 | 0 | 0 | 0 | 0 | 0 | 0 | 1.05 | 1.048 | 1.0443 | 1.05 | 1.048 | 1.0443 | 2.2372e-15 | -120.2981 | 119.9471 | 2.1158e-15 | -120.2981 | 119.9471
Line12_13_15 | 0 | 0 | 0 | 0 | 0 | 0 | 0 | 0 | 0 | 0 | 0 | 0 | 3.0358e-18 | -2.3135e-11 | -6.592e-11 | -3.6429e-18 | 2.3135e-11 | 6.592e-11 | 2.4286e-18 | 6.2976e-11 | 1.113e-11 | -2.4286e-18 | -6.2976e-11 | -1.113e-11 | 0 | 0 | 0 | 0 | 0 | 0 | 1.05 | 1.048 | 1.0443 | 1.05 | 1.048 | 1.0443 | 2.1158e-15 | -120.2981 | 119.9471 | 2.0561e-15 | -120.2981 | 119.9471
Line13_13_14 | 0 | 0 | 0 | 0 | 0 | 0 | 0 | 0 | 0 | 0 | 0 | 0 | 9.1073e-19 | -7.7116e-12 | -2.1973e-11 | -9.1073e-19 | 7.7116e-12 | 2.1973e-11 | 3.3631e-35 | 2.0992e-11 | 3.71e-12 | 1.2143e-18 | -2.0992e-11 | -3.71e-12 | 0 | 0 | 0 | 0 | 0 | 0 | 1.05 | 1.048 | 1.0443 | 1.05 | 1.048 | 1.0443 | 2.1158e-15 | -120.2981 | 119.9471 | 2.1015e-15 | -120.2981 | 119.9471
Line14_15_16 | 0 | 0 | 0 | 0 | 0 | 0 | 0 | 0 | 0 | 0 | 0 | 0 | 1.5179e-18 | -1.5423e-11 | -4.3946e-11 | -2.125e-18 | 1.5423e-11 | 4.3946e-11 | 1.8215e-18 | 4.1984e-11 | 7.42e-12 | -6.0715e-19 | -4.1984e-11 | -7.42e-12 | 0 | 0 | 0 | 0 | 0 | 0 | 1.05 | 1.048 | 1.0443 | 1.05 | 1.048 | 1.0443 | 2.0561e-15 | -120.2981 | 119.9471 | 2.0272e-15 | -120.2981 | 119.9471
Line15_16_17 | 0 | 0 | 0 | 0 | 0 | 0 | 0 | 0 | 0 | 0 | 0 | 0 | -6.0715e-19 | -7.7116e-12 | -2.1973e-11 | 6.0715e-19 | 7.7116e-12 | 2.1973e-11 | -2.1482e-35 | 2.0992e-11 | 3.71e-12 | 2.1285e-35 | -2.0992e-11 | -3.71e-12 | 0 | 0 | 0 | 0 | 0 | 0 | 1.05 | 1.048 | 1.0443 | 1.05 | 1.048 | 1.0443 | 2.0272e-15 | -120.2981 | 119.9471 | 2.0086e-15 | -120.2981 | 119.9471
Line16_4_18 | 0 | 0 | 0 | 0 | 0 | 0 | 0 | 0 | 0 | 0 | 0 | 0 | 3.0358e-19 | -7.7116e-12 | -2.1973e-11 | -3.0358e-19 | 7.7116e-12 | 2.1973e-11 | -1.2143e-18 | 2.0992e-11 | 3.71e-12 | 1.2143e-18 | -2.0992e-11 | -3.71e-12 | 0 | 0 | 0 | 0 | 0 | 0 | 1.05 | 1.048 | 1.0443 | 1.05 | 1.048 | 1.0443 | 2.6734e-15 | -120.2981 | 119.9471 | 2.6548e-15 | -120.2981 | 119.9471
Line17_5_19 | 0 | 0 | 0 | 0 | 0 | 0 | 0 | 0 | 0 | 0 | 0 | 0 | 3.0358e-19 | -7.7116e-12 | -2.1973e-11 | -3.0358e-19 | 7.7116e-12 | 2.1973e-11 | -1.2143e-18 | 2.0992e-11 | 3.71e-12 | 1.2143e-18 | -2.0992e-11 | -3.71e-12 | 0 | 0 | 0 | 0 | 0 | 0 | 1.05 | 1.048 | 1.0443 | 1.05 | 1.048 | 1.0443 | 2.6734e-15 | -120.2981 | 119.9471 | 2.6548e-15 | -120.2981 | 119.9471
Line1_1_3 | 0 | 0 | 0 | 0 | 0 | 0 | 0 | 0 | 0 | 0 | 0 | 0 | 9.7145e-18 | -6.1693e-11 | -1.7579e-10 | -9.7145e-18 | 6.1693e-11 | 1.7579e-10 | 5.4644e-18 | 1.6794e-10 | 2.968e-11 | -5.4644e-18 | -1.6794e-10 | -2.968e-11 | 0 | 0 | 0 | 0 | 0 | 0 | 1.05 | 1.048 | 1.0443 | 1.05 | 1.048 | 1.0443 | 2.7169e-15 | -120.2981 | 119.9471 | 2.5515e-15 | -120.2981 | 119.9471
Line2_1_4 | 0 | 0 | 0 | 0 | 0 | 0 | 0 | 0 | 0 | 0 | 0 | 0 | 1.5179e-18 | -1.5423e-11 | -4.3946e-11 | -1.5179e-18 | 1.5423e-11 | 4.3946e-11 | 7.1975e-35 | 4.1984e-11 | 7.42e-12 | -6.0715e-19 | -4.1984e-11 | -7.42e-12 | 0 | 0 | 0 | 0 | 0 | 0 | 1.05 | 1.048 | 1.0443 | 1.05 | 1.048 | 1.0443 | 2.7169e-15 | -120.2981 | 119.9471 | 2.6734e-15 | -120.2981 | 119.9471
Line3_1_5 | 0 | 0 | 0 | 0 | 0 | 0 | 0 | 0 | 0 | 0 | 0 | 0 | 1.5179e-18 | -1.5423e-11 | -4.3946e-11 | -1.5179e-18 | 1.5423e-11 | 4.3946e-11 | 7.1975e-35 | 4.1984e-11 | 7.42e-12 | -6.0715e-19 | -4.1984e-11 | -7.42e-12 | 0 | 0 | 0 | 0 | 0 | 0 | 1.05 | 1.048 | 1.0443 | 1.05 | 1.048 | 1.0443 | 2.7169e-15 | -120.2981 | 119.9471 | 2.6734e-15 | -120.2981 | 119.9471
Line4_2_6 | 0 | 0.057717 | 0.057717 | 0 | 0.057717 | 0.057717 | 0 | 0.013329 | 0.013329 | 0 | 0.013329 | 0.013329 | 1.8215e-17 | 0.013435 | 0.0034214 | -2.1858e-17 | -0.013402 | -0.003388 | 4.8572e-18 | 0.0036391 | 0.013417 | -4.8572e-18 | -0.0035725 | -0.01335 | 0 | -135.6822 | 44.3178 | 0 | 44.3178 | -135.6822 | 1.05 | 1.0443 | 1.0388 | 1.05 | 1.0405 | 1.0333 | 2.5137e-15 | -120.5262 | 120.0122 | 2.364e-15 | -120.7558 | 120.078
Line5_6_7 | 0 | 0.057717 | 0.057717 | 0 | 0.057717 | 0.057717 | 0 | 0.013329 | 0.013329 | 0 | 0.013329 | 0.013329 | 7.2858e-18 | 0.013402 | 0.003388 | -9.7145e-18 | -0.013368 | -0.0033547 | 2.4286e-18 | 0.0035725 | 0.01335 | -4.8572e-18 | -0.0035059 | -0.013284 | 0 | -135.6822 | 44.3178 | 0 | 44.3178 | -135.6822 | 1.05 | 1.0405 | 1.0333 | 1.05 | 1.0368 | 1.0279 | 2.364e-15 | -120.7558 | 120.078 | 2.26e-15 | -120.9872 | 120.1445
Line6_7_8 | 0 | 0.057717 | 0.057717 | 0 | 0.057717 | 0.057717 | 0 | 0.013329 | 0.013329 | 0 | 0.013329 | 0.013329 | 1.2143e-17 | 0.013368 | 0.0033547 | -9.7145e-18 | -0.013335 | -0.0033214 | 4.8572e-18 | 0.0035059 | 0.013284 | -3.6522e-34 | -0.0034392 | -0.013217 | 0 | -135.6822 | 44.3178 | 0 | 44.3178 | -135.6822 | 1.05 | 1.0368 | 1.0279 | 1.05 | 1.0332 | 1.0224 | 2.26e-15 | -120.9872 | 120.1445 | 2.154e-15 | -121.2201 | 120.2117
Line7_8_9 | 0 | 0 | 0 | 0 | 0 | 0 | 0 | 0 | 0 | 0 | 0 | 0 | -2.4286e-18 | -6.2856e-11 | -1.0336e-10 | 8.7645e-35 | 6.2856e-11 | 1.0336e-10 | 2.4286e-18 | 8.4699e-11 | -1.4546e-11 | -2.4286e-18 | -8.4699e-11 | 1.4546e-11 | 0 | 0 | 0 | 0 | 0 | 0 | 1.05 | 1.0332 | 1.0224 | 1.05 | 1.0332 | 1.0224 | 2.154e-15 | -121.2201 | 120.2117 | 2.0677e-15 | -121.2201 | 120.2117
Line8_8_10 | 0 | 0 | 0 | 0 | 0 | 0 | 0 | 0 | 0 | 0 | 0 | 0 | 2.4286e-18 | -6.2856e-11 | -1.0336e-10 | -4.8572e-18 | 6.2856e-11 | 1.0336e-10 | -4.8572e-18 | 8.4699e-11 | -1.4546e-11 | 4.8572e-18 | -8.4699e-11 | 1.4546e-11 | 0 | 0 | 0 | 0 | 0 | 0 | 1.05 | 1.0332 | 1.0224 | 1.05 | 1.0332 | 1.0224 | 2.154e-15 | -121.2201 | 120.2117 | 2.0804e-15 | -121.2201 | 120.2117
Line9_3_11 | 0 | 0 | 0 | 0 | 0 | 0 | 0 | 0 | 0 | 0 | 0 | 0 | 8.8037e-18 | -5.3981e-11 | -1.5381e-10 | -9.4109e-18 | 5.3981e-11 | 1.5381e-10 | 6.6787e-18 | 1.4694e-10 | 2.597e-11 | -6.0715e-18 | -1.4694e-10 | -2.597e-11 | 0 | 0 | 0 | 0 | 0 | 0 | 1.05 | 1.048 | 1.0443 | 1.05 | 1.048 | 1.0443 | 2.5515e-15 | -120.2981 | 119.9471 | 2.3868e-15 | -120.2981 | 119.9471

## LL_max_fault_10
name | pf_ikss_a_from_ka | pf_ikss_b_from_ka | pf_ikss_c_from_ka | pf_ikss_a_to_ka | pf_ikss_b_to_ka | pf_ikss_c_to_ka | pf_skss_a_from_mw | pf_skss_b_from_mw | pf_skss_c_from_mw | pf_skss_a_to_mw | pf_skss_b_to_mw | pf_skss_c_to_mw | pf_p_a_from_mw | pf_p_b_from_mw | pf_p_c_from_mw | pf_p_a_to_mw | pf_p_b_to_mw | pf_p_c_to_mw | pf_q_a_from_mvar | pf_q_b_from_mvar | pf_q_c_from_mvar | pf_q_a_to_mvar | pf_q_b_to_mvar | pf_q_c_to_mvar | pf_ikss_a_from_degree | pf_ikss_b_from_degree | pf_ikss_c_from_degree | pf_ikss_a_to_degree | pf_ikss_b_to_degree | pf_ikss_c_to_degree | pf_vm_a_from_pu | pf_vm_b_from_pu | pf_vm_c_from_pu | pf_vm_a_to_pu | pf_vm_b_to_pu | pf_vm_c_to_pu | pf_va_a_from_degree | pf_va_b_from_degree | pf_va_c_from_degree | pf_va_a_to_degree | pf_va_b_to_degree | pf_va_c_to_degree
Line0_1_2 | 0 | 0.060452 | 0.060452 | 0 | 0.060452 | 0.060452 | 0 | 0.013961 | 0.013961 | 0 | 0.013961 | 0.013961 | 3.3075e-17 | 0.014777 | 0.0037874 | -3.1803e-17 | -0.01474 | -0.0037509 | 1.5266e-17 | 0.004065 | 0.014792 | -1.3993e-17 | -0.0039919 | -0.014719 | 0 | -135.6932 | 44.3068 | 0 | 44.3068 | -135.6932 | 1.1 | 1.0978 | 1.0937 | 1.1 | 1.0939 | 1.088 | 2.4756e-15 | -120.3121 | 119.9447 | 2.1352e-15 | -120.5402 | 120.0098
Line10_11_12 | 0 | 0 | 0 | 0 | 0 | 0 | 0 | 0 | 0 | 0 | 0 | 0 | 6.0426e-18 | -5.3155e-11 | -1.5146e-10 | -6.0426e-18 | 5.3155e-11 | 1.5146e-10 | 2.5443e-18 | 1.4472e-10 | 2.555e-11 | -3.1803e-18 | -1.4472e-10 | -2.555e-11 | 0 | 0 | 0 | 0 | 0 | 0 | 1.1 | 1.0978 | 1.0937 | 1.1 | 1.0978 | 1.0937 | 2.0892e-15 | -120.3121 | 119.9447 | 1.9327e-15 | -120.3121 | 119.9447
Line11_12_13 | 0 | 0 | 0 | 0 | 0 | 0 | 0 | 0 | 0 | 0 | 0 | 0 | 6.6787e-18 | -4.4296e-11 | -1.2622e-10 | -6.6787e-18 | 4.4296e-11 | 1.2622e-10 | -1.2721e-18 | 1.206e-10 | 2.1292e-11 | -6.3607e-19 | -1.206e-10 | -2.1292e-11 | 0 | 0 | 0 | 0 | 0 | 0 | 1.1 | 1.0978 | 1.0937 | 1.1 | 1.0978 | 1.0937 | 1.9327e-15 | -120.3121 | 119.9447 | 1.8055e-15 | -120.3121 | 119.9447
Line12_13_15 | 0 | 0 | 0 | 0 | 0 | 0 | 0 | 0 | 0 | 0 | 0 | 0 | 4.7705e-18 | -2.6578e-11 | -7.5731e-11 | -4.7705e-18 | 2.6578e-11 | 7.5731e-11 | 1.9082e-18 | 7.2361e-11 | 1.2775e-11 | -6.3607e-19 | -7.2361e-11 | -1.2775e-11 | 0 | 0 | 0 | 0 | 0 | 0 | 1.1 | 1.0978 | 1.0937 | 1.1 | 1.0978 | 1.0937 | 1.8055e-15 | -120.3121 | 119.9447 | 1.743e-15 | -120.3121 | 119.9447
Line13_13_14 | 0 | 0 | 0 | 0 | 0 | 0 | 0 | 0 | 0 | 0 | 0 | 0 | 1.2721e-18 | -8.8592e-12 | -2.5244e-11 | -1.9082e-18 | 8.8592e-12 | 2.5244e-11 | 1.2721e-18 | 2.412e-11 | 4.2584e-12 | -5.9633e-35 | -2.412e-11 | -4.2584e-12 | 0 | 0 | 0 | 0 | 0 | 0 | 1.1 | 1.0978 | 1.0937 | 1.1 | 1.0978 | 1.0937 | 1.8055e-15 | -120.3121 | 119.9447 | 1.7906e-15 | -120.3121 | 119.9447
Line14_15_16 | 0 | 0 | 0 | 0 | 0 | 0 | 0 | 0 | 0 | 0 | 0 | 0 | 2.8623e-18 | -1.7718e-11 | -5.0487e-11 | -3.4984e-18 | 1.7718e-11 | 5.0487e-11 | 2.5443e-18 | 4.824e-11 | 8.5168e-12 | -1.9082e-18 | -4.824e-11 | -8.5168e-12 | 0 | 0 | 0 | 0 | 0 | 0 | 1.1 | 1.0978 | 1.0937 | 1.1 | 1.0978 | 1.0937 | 1.743e-15 | -120.3121 | 119.9447 | 1.7127e-15 | -120.3121 | 119.9447
Line15_16_17 | 0 | 0 | 0 | 0 | 0 | 0 | 0 | 0 | 0 | 0 | 0 | 0 | -3.1803e-19 | -8.8592e-12 | -2.5244e-11 | 3.1803e-19 | 8.8592e-12 | 2.5244e-11 | -1.2721e-18 | 2.412e-11 | 4.2584e-12 | 9.3989e-36 | -2.412e-11 | -4.2584e-12 | 0 | 0 | 0 | 0 | 0 | 0 | 1.1 | 1.0978 | 1.0937 | 1.1 | 1.0978 | 1.0937 | 1.7127e-15 | -120.3121 | 119.9447 | 1.6933e-15 | -120.3121 | 119.9447
Line16_4_18 | 0 | 0 | 0 | 0 | 0 | 0 | 0 | 0 | 0 | 0 | 0 | 0 | -9.541e-19 | -8.8592e-12 | -2.5244e-11 | 3.1803e-19 | 8.8592e-12 | 2.5244e-11 | -1.2721e-18 | 2.412e-11 | 4.2584e-12 | 2.5443e-18 | -2.412e-11 | -4.2584e-12 | 0 | 0 | 0 | 0 | 0 | 0 | 1.1 | 1.0978 | 1.0937 | 1.1 | 1.0978 | 1.0937 | 2.4153e-15 | -120.3121 | 119.9447 | 2.3959e-15 | -120.3121 | 119.9447
Line17_5_19 | 0 | 0 | 0 | 0 | 0 | 0 | 0 | 0 | 0 | 0 | 0 | 0 | -9.541e-19 | -8.8592e-12 | -2.5244e-11 | 3.1803e-19 | 8.8592e-12 | 2.5244e-11 | -1.2721e-18 | 2.412e-11 | 4.2584e-12 | 2.5443e-18 | -2.412e-11 | -4.2584e-12 | 0 | 0 | 0 | 0 | 0 | 0 | 1.1 | 1.0978 | 1.0937 | 1.1 | 1.0978 | 1.0937 | 2.4153e-15 | -120.3121 | 119.9447 | 2.3959e-15 | -120.3121 | 119.9447
Line1_1_3 | 0 | 0 | 0 | 0 | 0 | 0 | 0 | 0 | 0 | 0 | 0 | 0 | 1.3357e-17 | -7.0874e-11 | -2.0195e-10 | -1.2721e-17 | 7.0874e-11 | 2.0195e-10 | 7.6328e-18 | 1.9296e-10 | 3.4067e-11 | -7.6328e-18 | -1.9296e-10 | -3.4067e-11 | 0 | 0 | 0 | 0 | 0 | 0 | 1.1 | 1.0978 | 1.0937 | 1.1 | 1.0978 | 1.0937 | 2.4756e-15 | -120.3121 | 119.9447 | 2.2617e-15 | -120.3121 | 119.9447
Line2_1_4 | 0 | 0 | 0 | 0 | 0 | 0 | 0 | 0 | 0 | 0 | 0 | 0 | 2.8623e-18 | -1.7718e-11 | -5.0487e-11 | -2.2262e-18 | 1.7718e-11 | 5.0487e-11 | 1.2367e-34 | 4.8241e-11 | 8.5168e-12 | -9.3848e-35 | -4.824e-11 | -8.5168e-12 | 0 | 0 | 0 | 0 | 0 | 0 | 1.1 | 1.0978 | 1.0937 | 1.1 | 1.0978 | 1.0937 | 2.4756e-15 | -120.3121 | 119.9447 | 2.4153e-15 | -120.3121 | 119.9447
Line3_1_5 | 0 | 0 | 0 | 0 | 0 | 0 | 0 | 0 | 0 | 0 | 0 | 0 | 2.8623e-18 | -1.7718e-11 | -5.0487e-11 | -2.2262e-18 | 1.7718e-11 | 5.0487e-11 | 1.2367e-34 | 4.8241e-11 | 8.5168e-12 | -9.3848e-35 | -4.824e-11 | -8.5168e-12 | 0 | 0 | 0 | 0 | 0 | 0 | 1.1 | 1.0978 | 1.0937 | 1.1 | 1.0978 | 1.0937 | 2.4756e-15 | -120.3121 | 119.9447 | 2.4153e-15 | -120.3121 | 119.9447
Line4_2_6 | 0 | 0.060452 | 0.060452 | 0 | 0.060452 | 0.060452 | 0 | 0.013961 | 0.013961 | 0 | 0.013961 | 0.013961 | 2.0354e-17 | 0.01474 | 0.0037509 | -2.0354e-17 | -0.014704 | -0.0037143 | 1.2721e-17 | 0.0039919 | 0.014719 | -1.5266e-17 | -0.0039188 | -0.014646 | 0 | -135.6932 | 44.3068 | 0 | 44.3068 | -135.6932 | 1.1 | 1.0939 | 1.088 | 1.1 | 1.09 | 1.0823 | 2.1352e-15 | -120.5402 | 120.0098 | 1.9044e-15 | -120.7698 | 120.0757
Line5_6_7 | 0 | 0.060452 | 0.060452 | 0 | 0.060452 | 0.060452 | 0 | 0.013961 | 0.013961 | 0 | 0.013961 | 0.013961 | 2.2898e-17 | 0.014704 | 0.0037143 | -2.2898e-17 | -0.014667 | -0.0036778 | 5.0885e-18 | 0.0039188 | 0.014646 | -5.0885e-18 | -0.0038457 | -0.014572 | 0 | -135.6932 | 44.3068 | 0 | 44.3068 | -135.6932 | 1.1 | 1.09 | 1.0823 | 1.1 | 1.0861 | 1.0765 | 1.9044e-15 | -120.7698 | 120.0757 | 1.6757e-15 | -121.0011 | 120.1422
Line6_7_8 | 0 | 0.060452 | 0.060452 | 0 | 0.060452 | 0.060452 | 0 | 0.013961 | 0.013961 | 0 | 0.013961 | 0.013961 | 1.5266e-17 | 0.014667 | 0.0036778 | -1.5266e-17 | -0.014631 | -0.0036413 | 2.5443e-18 | 0.0038457 | 0.014572 | -7.6328e-18 | -0.0037726 | -0.014499 | 0 | -135.6932 | 44.3068 | 0 | 44.3068 | -135.6932 | 1.1 | 1.0861 | 1.0765 | 1.1 | 1.0823 | 1.0708 | 1.6757e-15 | -121.0011 | 120.1422 | 1.4683e-15 | -121.2341 | 120.2095
Line7_8_9 | 0 | 0 | 0 | 0 | 0 | 0 | 0 | 0 | 0 | 0 | 0 | 0 | -2.5443e-18 | -6.9334e-11 | -1.1449e-10 | 0 | 6.9334e-11 | 1.1449e-10 | -2.5443e-18 | 9.4011e-11 | -1.5791e-11 | 0 | -9.4011e-11 | 1.5791e-11 | 0 | 0 | 0 | 0 | 0 | 0 | 1.1 | 1.0823 | 1.0708 | 1.1 | 1.0823 | 1.0708 | 1.4683e-15 | -121.2341 | 120.2095 | 1.3814e-15 | -121.2341 | 120.2095
Line8_8_10 | 0 | 0 | 0 | 0 | 0 | 0 | 0 | 0 | 0 | 0 | 0 | 0 | -2.5443e-18 | -6.9334e-11 | -1.1449e-10 | -5.9686e-35 | 6.9334e-11 | 1.1449e-10 | -5.0885e-18 | 9.4011e-11 | -1.5791e-11 | 2.5443e-18 | -9.4011e-11 | 1.5791e-11 | 0 | 0 | 0 | 0 | 0 | 0 | 1.1 | 1.0823 | 1.0708 | 1.1 | 1.0823 | 1.0708 | 1.4683e-15 | -121.2341 | 120.2095 | 1.3441e-15 | -121.2341 | 120.2095
Line9_3_11 | 0 | 0 | 0 | 0 | 0 | 0 | 0 | 0 | 0 | 0 | 0 | 0 | 1.2085e-17 | -6.2015e-11 | -1.7671e-10 | -1.2085e-17 | 6.2015e-11 | 1.7671e-10 | 6.3607e-18 | 1.6884e-10 | 2.9809e-11 | -5.7246e-18 | -1.6884e-10 | -2.9809e-11 | 0 | 0 | 0 | 0 | 0 | 0 | 1.1 | 1.0978 | 1.0937 | 1.1 | 1.0978 | 1.0937 | 2.2617e-15 | -120.3121 | 119.9447 | 2.0892e-15 | -120.3121 | 119.9447

## LL_min_6
name | pf_ikss_a_from_ka | pf_ikss_b_from_ka | pf_ikss_c_from_ka | pf_ikss_a_to_ka | pf_ikss_b_to_ka | pf_ikss_c_to_ka | pf_skss_a_from_mw | pf_skss_b_from_mw | pf_skss_c_from_mw | pf_skss_a_to_mw | pf_skss_b_to_mw | pf_skss_c_to_mw | pf_p_a_from_mw | pf_p_b_from_mw | pf_p_c_from_mw | pf_p_a_to_mw | pf_p_b_to_mw | pf_p_c_to_mw | pf_q_a_from_mvar | pf_q_b_from_mvar | pf_q_c_from_mvar | pf_q_a_to_mvar | pf_q_b_to_mvar | pf_q_c_to_mvar | pf_ikss_a_from_degree | pf_ikss_b_from_degree | pf_ikss_c_from_degree | pf_ikss_a_to_degree | pf_ikss_b_to_degree | pf_ikss_c_to_degree | pf_vm_a_from_pu | pf_vm_b_from_pu | pf_vm_c_from_pu | pf_vm_a_to_pu | pf_vm_b_to_pu | pf_vm_c_to_pu | pf_va_a_from_degree | pf_va_b_from_degree | pf_va_c_from_degree | pf_va_a_to_degree | pf_va_b_to_degree | pf_va_c_to_degree
Line0_1_2 | 0 | 1.455 | 1.455 | 0 | 1.455 | 1.455 | 0 | 0.33601 | 0.33601 | 0 | 0.33601 | 0.33601 | 2.1094e-16 | 0.28984 | 0.03533 | -1.9336e-16 | -0.24919 | 0.005316 | 1.0547e-16 | 0.073022 | 0.26569 | -8.7893e-17 | -0.030682 | -0.22336 | 0 | -142.8727 | 37.1273 | 0 | 37.1273 | -142.8727 | 0.95 | 0.88953 | 0.79769 | 0.95 | 0.74721 | 0.66491 | 9.3717e-14 | -128.7319 | 119.553 | 9.952e-14 | -135.8534 | 128.4907
Line10_11_12 | 0 | 0 | 0 | 0 | 0 | 0 | 0 | 0 | 0 | 0 | 0 | 0 | 1.7579e-17 | -9.6789e-10 | -2.6725e-09 | -8.7893e-18 | 9.6789e-10 | 2.6725e-09 | 3.5157e-17 | 2.8224e-09 | 1.3007e-10 | -3.5157e-17 | -2.8224e-09 | -1.3007e-10 | 0 | 0 | 0 | 0 | 0 | 0 | 0.95 | 0.88953 | 0.79769 | 0.95 | 0.88953 | 0.79769 | 9.7318e-14 | -128.7319 | 119.553 | 9.9585e-14 | -128.7319 | 119.553
Line11_12_13 | 0 | 0 | 0 | 0 | 0 | 0 | 0 | 0 | 0 | 0 | 0 | 0 | -1.3184e-17 | -8.0657e-10 | -2.2271e-09 | 1.3184e-17 | 8.0657e-10 | 2.2271e-09 | 8.7893e-17 | 2.352e-09 | 1.0839e-10 | -7.0314e-17 | -2.352e-09 | -1.0839e-10 | 0 | 0 | 0 | 0 | 0 | 0 | 0.95 | 0.88953 | 0.79769 | 0.95 | 0.88953 | 0.79769 | 9.9585e-14 | -128.7319 | 119.553 | 1.0167e-13 | -128.7319 | 119.553
Line12_13_15 | 0 | 0 | 0 | 0 | 0 | 0 | 0 | 0 | 0 | 0 | 0 | 0 | -4.3946e-18 | -4.8394e-10 | -1.3362e-09 | 4.3946e-18 | 4.8394e-10 | 1.3362e-09 | 1.7579e-17 | 1.4112e-09 | 6.5035e-11 | -1.7579e-17 | -1.4112e-09 | -6.5035e-11 | 0 | 0 | 0 | 0 | 0 | 0 | 0.95 | 0.88953 | 0.79769 | 0.95 | 0.88953 | 0.79769 | 1.0167e-13 | -128.7319 | 119.553 | 1.0265e-13 | -128.7319 | 119.553
Line13_13_14 | 0 | 0 | 0 | 0 | 0 | 0 | 0 | 0 | 0 | 0 | 0 | 0 | -4.3946e-18 | -1.6131e-10 | -4.4541e-10 | -4.3946e-18 | 1.6131e-10 | 4.4541e-10 | 1.7579e-17 | 4.7039e-10 | 2.1678e-11 | -3.5157e-17 | -4.7039e-10 | -2.1678e-11 | 0 | 0 | 0 | 0 | 0 | 0 | 0.95 | 0.88953 | 0.79769 | 0.95 | 0.88953 | 0.79769 | 1.0167e-13 | -128.7319 | 119.553 | 1.016e-13 | -128.7319 | 119.553
Line14_15_16 | 0 | 0 | 0 | 0 | 0 | 0 | 0 | 0 | 0 | 0 | 0 | 0 | -8.7893e-18 | -3.2263e-10 | -8.9083e-10 | 1.7579e-17 | 3.2263e-10 | 8.9083e-10 | 1.7579e-17 | 9.4079e-10 | 4.3357e-11 | -1.7579e-17 | -9.4079e-10 | -4.3357e-11 | 0 | 0 | 0 | 0 | 0 | 0 | 0.95 | 0.88953 | 0.79769 | 0.95 | 0.88953 | 0.79769 | 1.0265e-13 | -128.7319 | 119.553 | 1.0346e-13 | -128.7319 | 119.553
Line15_16_17 | 0 | 0 | 0 | 0 | 0 | 0 | 0 | 0 | 0 | 0 | 0 | 0 | 4.3946e-18 | -1.6131e-10 | -4.4541e-10 | -4.3946e-18 | 1.6131e-10 | 4.4541e-10 | 1.7579e-17 | 4.7039e-10 | 2.1678e-11 | -1.7579e-17 | -4.7039e-10 | -2.1678e-11 | 0 | 0 | 0 | 0 | 0 | 0 | 0.95 | 0.88953 | 0.79769 | 0.95 | 0.88953 | 0.79769 | 1.0346e-13 | -128.7319 | 119.553 | 1.0369e-13 | -128.7319 | 119.553
Line16_4_18 | 0 | 0 | 0 | 0 | 0 | 0 | 0 | 0 | 0 | 0 | 0 | 0 | -2.1973e-17 | -1.6131e-10 | -4.4541e-10 | 1.3184e-17 | 1.6131e-10 | 4.4541e-10 | 1.7579e-17 | 4.7039e-10 | 2.1678e-11 | -1.7579e-17 | -4.7039e-10 | -2.1679e-11 | 0 | 0 | 0 | 0 | 0 | 0 | 0.95 | 0.88953 | 0.79769 | 0.95 | 0.88953 | 0.79769 | 9.4404e-14 | -128.7319 | 119.553 | 9.464e-14 | -128.7319 | 119.553
Line17_5_19 | 0 | 0 | 0 | 0 | 0 | 0 | 0 | 0 | 0 | 0 | 0 | 0 | -2.1973e-17 | -1.6131e-10 | -4.4541e-10 | 1.3184e-17 | 1.6131e-10 | 4.4541e-10 | 1.7579e-17 | 4.7039e-10 | 2.1678e-11 | -1.7579e-17 | -4.7039e-10 | -2.1679e-11 | 0 | 0 | 0 | 0 | 0 | 0 | 0.95 | 0.88953 | 0.79769 | 0.95 | 0.88953 | 0.79769 | 9.4404e-14 | -128.7319 | 119.553 | 9.464e-14 | -128.7319 | 119.553
Line1_1_3 | 0 | 0 | 0 | 0 | 0 | 0 | 0 | 0 | 0 | 0 | 0 | 0 | 3.5157e-17 | -1.2905e-09 | -3.5633e-09 | -3.5157e-17 | 1.2905e-09 | 3.5633e-09 | 7.0314e-17 | 3.7632e-09 | 1.7343e-10 | -5.2736e-17 | -3.7632e-09 | -1.7343e-10 | 0 | 0 | 0 | 0 | 0 | 0 | 0.95 | 0.88953 | 0.79769 | 0.95 | 0.88953 | 0.79769 | 9.3717e-14 | -128.7319 | 119.553 | 9.5057e-14 | -128.7319 | 119.553
Line2_1_4 | 0 | 0 | 0 | 0 | 0 | 0 | 0 | 0 | 0 | 0 | 0 | 0 | -8.7893e-18 | -3.2263e-10 | -8.9083e-10 | 8.7893e-18 | 3.2263e-10 | 8.9083e-10 | 3.5157e-17 | 9.4079e-10 | 4.3357e-11 | 1.4482e-32 | -9.4079e-10 | -4.3357e-11 | 0 | 0 | 0 | 0 | 0 | 0 | 0.95 | 0.88953 | 0.79769 | 0.95 | 0.88953 | 0.79769 | 9.3717e-14 | -128.7319 | 119.553 | 9.4404e-14 | -128.7319 | 119.553
Line3_1_5 | 0 | 0 | 0 | 0 | 0 | 0 | 0 | 0 | 0 | 0 | 0 | 0 | -8.7893e-18 | -3.2263e-10 | -8.9083e-10 | 8.7893e-18 | 3.2263e-10 | 8.9083e-10 | 3.5157e-17 | 9.4079e-10 | 4.3357e-11 | 1.4482e-32 | -9.4079e-10 | -4.3357e-11 | 0 | 0 | 0 | 0 | 0 | 0 | 0.95 | 0.88953 | 0.79769 | 0.95 | 0.88953 | 0.79769 | 9.3717e-14 | -128.7319 | 119.553 | 9.4404e-14 | -128.7319 | 119.553
Line4_2_6 | 0 | 1.455 | 1.455 | 0 | 1.455 | 1.455 | 0 | 0.33601 | 0.33601 | 0 | 0.33601 | 0.33601 | 1.0547e-16 | 0.24919 | -0.005316 | -1.0547e-16 | -0.20855 | 0.045962 | 2.1094e-16 | 0.030682 | 0.22336 | -2.1094e-16 | 0.011658 | -0.18102 | 0 | -142.8727 | 37.1273 | 0 | 37.1273 | -142.8727 | 0.95 | 0.74721 | 0.66491 | 0.95 | 0.62161 | 0.55581 | 9.952e-14 | -135.8534 | 128.4907 | 1.066e-13 | -146.0722 | 141.3743
Line5_6_7 | 0 | 1.455 | 1.455 | 0 | 1.455 | 1.455 | 0 | 0.33601 | 0.33601 | 0 | 0.33601 | 0.33601 | 2.8126e-16 | 0.20855 | -0.045962 | -3.1641e-16 | -0.1679 | 0.086608 | 1.4063e-16 | -0.011658 | 0.18102 | -7.0314e-17 | 0.053997 | -0.13868 | 0 | -142.8727 | 37.1273 | 0 | 37.1273 | -142.8727 | 0.95 | 0.62161 | 0.55581 | 0.95 | 0.52489 | 0.48658 | 1.066e-13 | -146.0722 | 141.3743 | 1.1127e-13 | -160.7007 | 159.1134
Line6_7_8 | 0 | 1.455 | 1.455 | 0 | 1.455 | 1.455 | 0 | 0.33601 | 0.33601 | 0 | 0.33601 | 0.33601 | 2.1094e-16 | 0.1679 | -0.086608 | -1.4063e-16 | -0.12725 | 0.12725 | 7.0314e-17 | -0.053997 | 0.13868 | -7.0314e-17 | 0.096337 | -0.096337 | 0 | -142.8727 | 37.1273 | 0 | 37.1273 | -142.8727 | 0.95 | 0.52489 | 0.48658 | 0.95 | 0.475 | 0.475 | 1.1127e-13 | -160.7007 | 159.1134 | 1.1107e-13 | -180 | 180
Line7_8_9 | 0 | 0 | 0 | 0 | 0 | 0 | 0 | 0 | 0 | 0 | 0 | 0 | -2.7261e-31 | 7.0314e-17 | -1.4063e-16 | -7.0314e-17 | -1.022e-16 | 1.439e-16 | 1.4063e-16 | 1.4329e-09 | -1.4329e-09 | -2.1094e-16 | -1.4329e-09 | 1.4329e-09 | 0 | 0 | 0 | 0 | 0 | 0 | 0.95 | 0.475 | 0.475 | 0.95 | 0.475 | 0.475 | 1.1107e-13 | -180 | 180 | 1.0998e-13 | -180 | 180
Line8_8_10 | 0 | 0 | 0 | 0 | 0 | 0 | 0 | 0 | 0 | 0 | 0 | 0 | -7.0314e-17 | -2.9138e-23 | 1.4063e-16 | 4.092e-31 | 3.2761e-18 | -1.3735e-16 | 2.1094e-16 | 1.4329e-09 | -1.4329e-09 | -2.1094e-16 | -1.4329e-09 | 1.4329e-09 | 0 | 0 | 0 | 0 | 0 | 0 | 0.95 | 0.475 | 0.475 | 0.95 | 0.475 | 0.475 | 1.1107e-13 | -180 | 180 | 1.1115e-13 | -180 | 180
Line9_3_11 | 0 | 0 | 0 | 0 | 0 | 0 | 0 | 0 | 0 | 0 | 0 | 0 | -4.3946e-18 | -1.1292e-09 | -3.1179e-09 | 4.3946e-18 | 1.1292e-09 | 3.1179e-09 | 5.2736e-17 | 3.2928e-09 | 1.5175e-10 | -5.2736e-17 | -3.2928e-09 | -1.5175e-10 | 0 | 0 | 0 | 0 | 0 | 0 | 0.95 | 0.88953 | 0.79769 | 0.95 | 0.88953 | 0.79769 | 9.5057e-14 | -128.7319 | 119.553 | 9.7318e-14 | -128.7319 | 119.553

## LL_min_10
name | pf_ikss_a_from_ka | pf_ikss_b_from_ka | pf_ikss_c_from_ka | pf_ikss_a_to_ka | pf_ikss_b_to_ka | pf_ikss_c_to_ka | pf_skss_a_from_mw | pf_skss_b_from_mw | pf_skss_c_from_mw | pf_skss_a_to_mw | pf_skss_b_to_mw | pf_skss_c_to_mw | pf_p_a_from_mw | pf_p_b_from_mw | pf_p_c_from_mw | pf_p_a_to_mw | pf_p_b_to_mw | pf_p_c_to_mw | pf_q_a_from_mvar | pf_q_b_from_mvar | pf_q_c_from_mvar | pf_q_a_to_mvar | pf_q_b_to_mvar | pf_q_c_to_mvar | pf_ikss_a_from_degree | pf_ikss_b_from_degree | pf_ikss_c_from_degree | pf_ikss_a_to_degree | pf_ikss_b_to_degree | pf_ikss_c_to_degree | pf_vm_a_from_pu | pf_vm_b_from_pu | pf_vm_c_from_pu | pf_vm_a_to_pu | pf_vm_b_to_pu | pf_vm_c_to_pu | pf_va_a_from_degree | pf_va_b_from_degree | pf_va_c_from_degree | pf_va_a_to_degree | pf_va_b_to_degree | pf_va_c_to_degree
Line0_1_2 | 0 | 1.3784 | 1.3784 | 0 | 1.3784 | 1.3784 | 0 | 0.31833 | 0.31833 | 0 | 0.31833 | 0.31833 | 9.992e-17 | 0.26013 | 0.031709 | -1.1657e-16 | -0.22365 | 0.0047711 | 9.992e-17 | 0.065537 | 0.23846 | -9.992e-17 | -0.027537 | -0.20046 | 0 | -142.8727 | 37.1273 | 0 | 37.1273 | -142.8727 | 0.9 | 0.84271 | 0.7557 | 0.9 | 0.70788 | 0.62991 | 9.4662e-14 | -128.7319 | 119.553 | 1.0104e-13 | -135.8534 | 128.4907
Line10_11_12 | 0 | 0 | 0 | 0 | 0 | 0 | 0 | 0 | 0 | 0 | 0 | 0 | -1.1424e-31 | -8.6869e-10 | -2.3986e-09 | 8.7659e-32 | 8.6869e-10 | 2.3986e-09 | 6.6613e-17 | 2.5331e-09 | 1.1674e-10 | -4.996e-17 | -2.5331e-09 | -1.1674e-10 | 0 | 0 | 0 | 0 | 0 | 0 | 0.9 | 0.84271 | 0.7557 | 0.9 | 0.84271 | 0.7557 | 9.8263e-14 | -128.7319 | 119.553 | 1.0053e-13 | -128.7319 | 119.553
Line11_12_13 | 0 | 0 | 0 | 0 | 0 | 0 | 0 | 0 | 0 | 0 | 0 | 0 | -2.0817e-17 | -7.2391e-10 | -1.9988e-09 | 2.0817e-17 | 7.2391e-10 | 1.9988e-09 | 4.996e-17 | 2.1109e-09 | 9.7283e-11 | -6.6613e-17 | -2.1109e-09 | -9.7283e-11 | 0 | 0 | 0 | 0 | 0 | 0 | 0.9 | 0.84271 | 0.7557 | 0.9 | 0.84271 | 0.7557 | 1.0053e-13 | -128.7319 | 119.553 | 1.0262e-13 | -128.7319 | 119.553
Line12_13_15 | 0 | 0 | 0 | 0 | 0 | 0 | 0 | 0 | 0 | 0 | 0 | 0 | 4.1633e-18 | -4.3434e-10 | -1.1993e-09 | -1.249e-17 | 4.3434e-10 | 1.1993e-09 | 1.6653e-17 | 1.2665e-09 | 5.837e-11 | -2.2584e-32 | -1.2665e-09 | -5.837e-11 | 0 | 0 | 0 | 0 | 0 | 0 | 0.9 | 0.84271 | 0.7557 | 0.9 | 0.84271 | 0.7557 | 1.0262e-13 | -128.7319 | 119.553 | 1.036e-13 | -128.7319 | 119.553
Line13_13_14 | 0 | 0 | 0 | 0 | 0 | 0 | 0 | 0 | 0 | 0 | 0 | 0 | 2.0817e-17 | -1.4478e-10 | -3.9976e-10 | -2.0817e-17 | 1.4478e-10 | 3.9976e-10 | -1.6653e-17 | 4.2218e-10 | 1.9457e-11 | -3.7258e-32 | -4.2218e-10 | -1.9457e-11 | 0 | 0 | 0 | 0 | 0 | 0 | 0.9 | 0.84271 | 0.7557 | 0.9 | 0.84271 | 0.7557 | 1.0262e-13 | -128.7319 | 119.553 | 1.0255e-13 | -128.7319 | 119.553
Line14_15_16 | 0 | 0 | 0 | 0 | 0 | 0 | 0 | 0 | 0 | 0 | 0 | 0 | -1.6653e-17 | -2.8956e-10 | -7.9952e-10 | 8.3267e-18 | 2.8956e-10 | 7.9952e-10 | 3.3307e-17 | 8.4436e-10 | 3.8913e-11 | -3.3307e-17 | -8.4436e-10 | -3.8913e-11 | 0 | 0 | 0 | 0 | 0 | 0 | 0.9 | 0.84271 | 0.7557 | 0.9 | 0.84271 | 0.7557 | 1.036e-13 | -128.7319 | 119.553 | 1.044e-13 | -128.7319 | 119.553
Line15_16_17 | 0 | 0 | 0 | 0 | 0 | 0 | 0 | 0 | 0 | 0 | 0 | 0 | -8.3267e-18 | -1.4478e-10 | -3.9976e-10 | 1.6653e-17 | 1.4478e-10 | 3.9976e-10 | -1.6653e-17 | 4.2218e-10 | 1.9457e-11 | 3.0414e-32 | -4.2218e-10 | -1.9457e-11 | 0 | 0 | 0 | 0 | 0 | 0 | 0.9 | 0.84271 | 0.7557 | 0.9 | 0.84271 | 0.7557 | 1.044e-13 | -128.7319 | 119.553 | 1.0464e-13 | -128.7319 | 119.553
Line16_4_18 | 0 | 0 | 0 | 0 | 0 | 0 | 0 | 0 | 0 | 0 | 0 | 0 | -8.3267e-18 | -1.4478e-10 | -3.9976e-10 | 8.3267e-18 | 1.4478e-10 | 3.9976e-10 | -1.3857e-32 | 4.2218e-10 | 1.9457e-11 | 1.3891e-32 | -4.2218e-10 | -1.9457e-11 | 0 | 0 | 0 | 0 | 0 | 0 | 0.9 | 0.84271 | 0.7557 | 0.9 | 0.84271 | 0.7557 | 9.5349e-14 | -128.7319 | 119.553 | 9.5585e-14 | -128.7319 | 119.553
Line17_5_19 | 0 | 0 | 0 | 0 | 0 | 0 | 0 | 0 | 0 | 0 | 0 | 0 | -8.3267e-18 | -1.4478e-10 | -3.9976e-10 | 8.3267e-18 | 1.4478e-10 | 3.9976e-10 | -1.3857e-32 | 4.2218e-10 | 1.9457e-11 | 1.3891e-32 | -4.2218e-10 | -1.9457e-11 | 0 | 0 | 0 | 0 | 0 | 0 | 0.9 | 0.84271 | 0.7557 | 0.9 | 0.84271 | 0.7557 | 9.5349e-14 | -128.7319 | 119.553 | 9.5585e-14 | -128.7319 | 119.553
Line1_1_3 | 0 | 0 | 0 | 0 | 0 | 0 | 0 | 0 | 0 | 0 | 0 | 0 | 4.1633e-18 | -1.1582e-09 | -3.1981e-09 | 4.1633e-18 | 1.1582e-09 | 3.1981e-09 | 3.3307e-17 | 3.3775e-09 | 1.5565e-10 | -3.3307e-17 | -3.3775e-09 | -1.5565e-10 | 0 | 0 | 0 | 0 | 0 | 0 | 0.9 | 0.84271 | 0.7557 | 0.9 | 0.84271 | 0.7557 | 9.4662e-14 | -128.7319 | 119.553 | 9.6002e-14 | -128.7319 | 119.553
Line2_1_4 | 0 | 0 | 0 | 0 | 0 | 0 | 0 | 0 | 0 | 0 | 0 | 0 | -2.9143e-17 | -2.8956e-10 | -7.9952e-10 | 2.9143e-17 | 2.8956e-10 | 7.9952e-10 | 3.3307e-17 | 8.4436e-10 | 3.8913e-11 | -3.3307e-17 | -8.4436e-10 | -3.8913e-11 | 0 | 0 | 0 | 0 | 0 | 0 | 0.9 | 0.84271 | 0.7557 | 0.9 | 0.84271 | 0.7557 | 9.4662e-14 | -128.7319 | 119.553 | 9.5349e-14 | -128.7319 | 119.553
Line3_1_5 | 0 | 0 | 0 | 0 | 0 | 0 | 0 | 0 | 0 | 0 | 0 | 0 | -2.9143e-17 | -2.8956e-10 | -7.9952e-10 | 2.9143e-17 | 2.8956e-10 | 7.9952e-10 | 3.3307e-17 | 8.4436e-10 | 3.8913e-11 | -3.3307e-17 | -8.4436e-10 | -3.8913e-11 | 0 | 0 | 0 | 0 | 0 | 0 | 0.9 | 0.84271 | 0.7557 | 0.9 | 0.84271 | 0.7557 | 9.4662e-14 | -128.7319 | 119.553 | 9.5349e-14 | -128.7319 | 119.553
Line4_2_6 | 0 | 1.3784 | 1.3784 | 0 | 1.3784 | 1.3784 | 0 | 0.31833 | 0.31833 | 0 | 0.31833 | 0.31833 | 6.6613e-17 | 0.22365 | -0.0047711 | -6.6613e-17 | -0.18717 | 0.041251 | 1.9984e-16 | 0.027537 | 0.20046 | -1.9984e-16 | 0.010463 | -0.16246 | 0 | -142.8727 | 37.1273 | 0 | 37.1273 | -142.8727 | 0.9 | 0.70788 | 0.62991 | 0.9 | 0.5889 | 0.52656 | 1.0104e-13 | -135.8534 | 128.4907 | 1.0869e-13 | -146.0722 | 141.3743
Line5_6_7 | 0 | 1.3784 | 1.3784 | 0 | 1.3784 | 1.3784 | 0 | 0.31833 | 0.31833 | 0 | 0.31833 | 0.31833 | 1.3323e-16 | 0.18717 | -0.041251 | -1.6653e-16 | -0.15069 | 0.077731 | 1.3323e-16 | -0.010463 | 0.16246 | -1.6653e-16 | 0.048463 | -0.12446 | 0 | -142.8727 | 37.1273 | 0 | 37.1273 | -142.8727 | 0.9 | 0.5889 | 0.52656 | 0.9 | 0.49726 | 0.46097 | 1.0869e-13 | -146.0722 | 141.3743 | 1.139e-13 | -160.7007 | 159.1134
Line6_7_8 | 0 | 1.3784 | 1.3784 | 0 | 1.3784 | 1.3784 | 0 | 0.31833 | 0.31833 | 0 | 0.31833 | 0.31833 | 6.6613e-17 | 0.15069 | -0.077731 | -6.6613e-17 | -0.11421 | 0.11421 | 1.3323e-16 | -0.048463 | 0.12446 | -1.3323e-16 | 0.086463 | -0.086463 | 0 | -142.8727 | 37.1273 | 0 | 37.1273 | -142.8727 | 0.9 | 0.49726 | 0.46097 | 0.9 | 0.45 | 0.45 | 1.139e-13 | -160.7007 | 159.1134 | 1.1424e-13 | -180 | 180
Line7_8_9 | 0 | 0 | 0 | 0 | 0 | 0 | 0 | 0 | 0 | 0 | 0 | 0 | -2.6564e-31 | 1.3323e-16 | -4.6641e-23 | 2.6311e-31 | -1.3029e-16 | 2.9403e-18 | 1.3323e-16 | 1.286e-09 | -1.286e-09 | -1.3323e-16 | -1.286e-09 | 1.286e-09 | 0 | 0 | 0 | 0 | 0 | 0 | 0.9 | 0.45 | 0.45 | 0.9 | 0.45 | 0.45 | 1.1424e-13 | -180 | 180 | 1.1315e-13 | -180 | 180
Line8_8_10 | 0 | 0 | 0 | 0 | 0 | 0 | 0 | 0 | 0 | 0 | 0 | 0 | 0 | -2.57e-23 | -4.6641e-23 | -6.6613e-17 | 3.6247e-17 | 1.3617e-16 | 0 | 1.286e-09 | -1.286e-09 | -1.3365e-31 | -1.286e-09 | 1.286e-09 | 0 | 0 | 0 | 0 | 0 | 0 | 0.9 | 0.45 | 0.45 | 0.9 | 0.45 | 0.45 | 1.1424e-13 | -180 | 180 | 1.1495e-13 | -180 | 180
Line9_3_11 | 0 | 0 | 0 | 0 | 0 | 0 | 0 | 0 | 0 | 0 | 0 | 0 | 3.3307e-17 | -1.0135e-09 | -2.7983e-09 | -2.498e-17 | 1.0135e-09 | 2.7983e-09 | 6.6613e-17 | 2.9553e-09 | 1.362e-10 | -6.6613e-17 | -2.9553e-09 | -1.362e-10 | 0 | 0 | 0 | 0 | 0 | 0 | 0.9 | 0.84271 | 0.7557 | 0.9 | 0.84271 | 0.7557 | 9.6002e-14 | -128.7319 | 119.553 | 9.8263e-14 | -128.7319 | 119.553

## LL_min_fault_6
name | pf_ikss_a_from_ka | pf_ikss_b_from_ka | pf_ikss_c_from_ka | pf_ikss_a_to_ka | pf_ikss_b_to_ka | pf_ikss_c_to_ka | pf_skss_a_from_mw | pf_skss_b_from_mw | pf_skss_c_from_mw | pf_skss_a_to_mw | pf_skss_b_to_mw | pf_skss_c_to_mw | pf_p_a_from_mw | pf_p_b_from_mw | pf_p_c_from_mw | pf_p_a_to_mw | pf_p_b_to_mw | pf_p_c_to_mw | pf_q_a_from_mvar | pf_q_b_from_mvar | pf_q_c_from_mvar | pf_q_a_to_mvar | pf_q_b_to_mvar | pf_q_c_to_mvar | pf_ikss_a_from_degree | pf_ikss_b_from_degree | pf_ikss_c_from_degree | pf_ikss_a_to_degree | pf_ikss_b_to_degree | pf_ikss_c_to_degree | pf_vm_a_from_pu | pf_vm_b_from_pu | pf_vm_c_from_pu | pf_vm_a_to_pu | pf_vm_b_to_pu | pf_vm_c_to_pu | pf_va_a_from_degree | pf_va_b_from_degree | pf_va_c_from_degree | pf_va_a_to_degree | pf_va_b_to_degree | pf_va_c_to_degree
Line0_1_2 | 0 | 0.051843 | 0.051843 | 0 | 0.051843 | 0.051843 | 0 | 0.011973 | 0.011973 | 0 | 0.011973 | 0.011973 | 7.6906e-18 | 0.010966 | 0.0028847 | -6.5919e-18 | -0.010915 | -0.0028331 | 3.296e-18 | 0.0029326 | 0.010936 | -4.3946e-18 | -0.0028788 | -0.010882 | 0 | -135.2796 | 44.7204 | 0 | 44.7204 | -135.2796 | 0.95 | 0.94815 | 0.94465 | 0.95 | 0.94283 | 0.93921 | 2.948e-15 | -120.3084 | 119.9432 | 3.1826e-15 | -120.5043 | 120.1275
Line10_11_12 | 0 | 0 | 0 | 0 | 0 | 0 | 0 | 0 | 0 | 0 | 0 | 0 | 7.5533e-19 | -3.8309e-11 | -1.1119e-10 | -4.8066e-19 | 3.8309e-11 | 1.1119e-10 | 1.648e-18 | 1.0665e-10 | 1.9584e-11 | -1.0987e-18 | -1.0665e-10 | -1.9584e-11 | 0 | 0 | 0 | 0 | 0 | 0 | 0.95 | 0.94815 | 0.94465 | 0.95 | 0.94815 | 0.94465 | 3.0611e-15 | -120.3084 | 119.9432 | 3.135e-15 | -120.3084 | 119.9432
Line11_12_13 | 0 | 0 | 0 | 0 | 0 | 0 | 0 | 0 | 0 | 0 | 0 | 0 | -2.06e-19 | -3.1925e-11 | -9.2658e-11 | 2.06e-19 | 3.1925e-11 | 9.2658e-11 | 3.296e-18 | 8.8872e-11 | 1.632e-11 | -3.8453e-18 | -8.8872e-11 | -1.632e-11 | 0 | 0 | 0 | 0 | 0 | 0 | 0.95 | 0.94815 | 0.94465 | 0.95 | 0.94815 | 0.94465 | 3.135e-15 | -120.3084 | 119.9432 | 3.2054e-15 | -120.3084 | 119.9432
Line12_13_15 | 0 | 0 | 0 | 0 | 0 | 0 | 0 | 0 | 0 | 0 | 0 | 0 | -6.8666e-20 | -1.9155e-11 | -5.5595e-11 | 6.8666e-20 | 1.9155e-11 | 5.5595e-11 | 5.4933e-19 | 5.3323e-11 | 9.7921e-12 | 3.8854e-36 | -5.3323e-11 | -9.7921e-12 | 0 | 0 | 0 | 0 | 0 | 0 | 0.95 | 0.94815 | 0.94465 | 0.95 | 0.94815 | 0.94465 | 3.2054e-15 | -120.3084 | 119.9432 | 3.242e-15 | -120.3084 | 119.9432
Line13_13_14 | 0 | 0 | 0 | 0 | 0 | 0 | 0 | 0 | 0 | 0 | 0 | 0 | 4.8066e-19 | -6.3849e-12 | -1.8532e-11 | -2.06e-19 | 6.3849e-12 | 1.8532e-11 | 1.0987e-18 | 1.7774e-11 | 3.264e-12 | -1.0987e-18 | -1.7774e-11 | -3.264e-12 | 0 | 0 | 0 | 0 | 0 | 0 | 0.95 | 0.94815 | 0.94465 | 0.95 | 0.94815 | 0.94465 | 3.2054e-15 | -120.3084 | 119.9432 | 3.2043e-15 | -120.3084 | 119.9432
Line14_15_16 | 0 | 0 | 0 | 0 | 0 | 0 | 0 | 0 | 0 | 0 | 0 | 0 | -4.8066e-19 | -1.277e-11 | -3.7063e-11 | 7.5533e-19 | 1.277e-11 | 3.7063e-11 | 5.4933e-19 | 3.5549e-11 | 6.5281e-12 | -1.648e-18 | -3.5549e-11 | -6.5281e-12 | 0 | 0 | 0 | 0 | 0 | 0 | 0.95 | 0.94815 | 0.94465 | 0.95 | 0.94815 | 0.94465 | 3.242e-15 | -120.3084 | 119.9432 | 3.2742e-15 | -120.3084 | 119.9432
Line15_16_17 | 0 | 0 | 0 | 0 | 0 | 0 | 0 | 0 | 0 | 0 | 0 | 0 | -1.0987e-18 | -6.3849e-12 | -1.8532e-11 | 1.0987e-18 | 6.3849e-12 | 1.8532e-11 | -6.2784e-35 | 1.7774e-11 | 3.264e-12 | 6.3016e-35 | -1.7774e-11 | -3.264e-12 | 0 | 0 | 0 | 0 | 0 | 0 | 0.95 | 0.94815 | 0.94465 | 0.95 | 0.94815 | 0.94465 | 3.2742e-15 | -120.3084 | 119.9432 | 3.2863e-15 | -120.3084 | 119.9432
Line16_4_18 | 0 | 0 | 0 | 0 | 0 | 0 | 0 | 0 | 0 | 0 | 0 | 0 | 0 | -6.3849e-12 | -1.8532e-11 | 2.7466e-19 | 6.3849e-12 | 1.8532e-11 | 0 | 1.7774e-11 | 3.264e-12 | 5.4933e-19 | -1.7774e-11 | -3.264e-12 | 0 | 0 | 0 | 0 | 0 | 0 | 0.95 | 0.94815 | 0.94465 | 0.95 | 0.94815 | 0.94465 | 2.9748e-15 | -120.3084 | 119.9432 | 2.9869e-15 | -120.3084 | 119.9432
Line17_5_19 | 0 | 0 | 0 | 0 | 0 | 0 | 0 | 0 | 0 | 0 | 0 | 0 | 0 | -6.3849e-12 | -1.8532e-11 | 2.7466e-19 | 6.3849e-12 | 1.8532e-11 | 0 | 1.7774e-11 | 3.264e-12 | 5.4933e-19 | -1.7774e-11 | -3.264e-12 | 0 | 0 | 0 | 0 | 0 | 0 | 0.95 | 0.94815 | 0.94465 | 0.95 | 0.94815 | 0.94465 | 2.9748e-15 | -120.3084 | 119.9432 | 2.9869e-15 | -120.3084 | 119.9432
Line1_1_3 | 0 | 0 | 0 | 0 | 0 | 0 | 0 | 0 | 0 | 0 | 0 | 0 | 1.1673e-18 | -5.1079e-11 | -1.4825e-10 | -1.1673e-18 | 5.1079e-11 | 1.4825e-10 | 2.7466e-18 | 1.422e-10 | 2.6112e-11 | -2.7466e-18 | -1.422e-10 | -2.6112e-11 | 0 | 0 | 0 | 0 | 0 | 0 | 0.95 | 0.94815 | 0.94465 | 0.95 | 0.94815 | 0.94465 | 2.948e-15 | -120.3084 | 119.9432 | 2.9884e-15 | -120.3084 | 119.9432
Line2_1_4 | 0 | 0 | 0 | 0 | 0 | 0 | 0 | 0 | 0 | 0 | 0 | 0 | -1.3733e-19 | -1.277e-11 | -3.7063e-11 | 1.3733e-19 | 1.277e-11 | 3.7063e-11 | 1.0987e-18 | 3.5549e-11 | 6.5281e-12 | -1.648e-18 | -3.5549e-11 | -6.5281e-12 | 0 | 0 | 0 | 0 | 0 | 0 | 0.95 | 0.94815 | 0.94465 | 0.95 | 0.94815 | 0.94465 | 2.948e-15 | -120.3084 | 119.9432 | 2.9748e-15 | -120.3084 | 119.9432
Line3_1_5 | 0 | 0 | 0 | 0 | 0 | 0 | 0 | 0 | 0 | 0 | 0 | 0 | -1.3733e-19 | -1.277e-11 | -3.7063e-11 | 1.3733e-19 | 1.277e-11 | 3.7063e-11 | 1.0987e-18 | 3.5549e-11 | 6.5281e-12 | -1.648e-18 | -3.5549e-11 | -6.5281e-12 | 0 | 0 | 0 | 0 | 0 | 0 | 0.95 | 0.94815 | 0.94465 | 0.95 | 0.94815 | 0.94465 | 2.948e-15 | -120.3084 | 119.9432 | 2.9748e-15 | -120.3084 | 119.9432
Line4_2_6 | 0 | 0.051843 | 0.051843 | 0 | 0.051843 | 0.051843 | 0 | 0.011973 | 0.011973 | 0 | 0.011973 | 0.011973 | 6.5919e-18 | 0.010915 | 0.0028331 | -6.5919e-18 | -0.010863 | -0.0027815 | 6.5919e-18 | 0.0028788 | 0.010882 | -5.4933e-18 | -0.0028251 | -0.010828 | 0 | -135.2796 | 44.7204 | 0 | 44.7204 | -135.2796 | 0.95 | 0.94283 | 0.93921 | 0.95 | 0.93752 | 0.93379 | 3.1826e-15 | -120.5043 | 120.1275 | 3.465e-15 | -120.7024 | 120.3141
Line5_6_7 | 0 | 0.051843 | 0.051843 | 0 | 0.051843 | 0.051843 | 0 | 0.011973 | 0.011973 | 0 | 0.011973 | 0.011973 | 9.8879e-18 | 0.010863 | 0.0027815 | -5.4933e-18 | -0.010812 | -0.0027299 | 1.0987e-17 | 0.0028251 | 0.010828 | -1.0987e-17 | -0.0027713 | -0.010775 | 0 | -135.2796 | 44.7204 | 0 | 44.7204 | -135.2796 | 0.95 | 0.93752 | 0.93379 | 0.95 | 0.93223 | 0.92837 | 3.465e-15 | -120.7024 | 120.3141 | 3.6538e-15 | -120.9028 | 120.5028
Line6_7_8 | 0 | 0.051843 | 0.051843 | 0 | 0.051843 | 0.051843 | 0 | 0.011973 | 0.011973 | 0 | 0.011973 | 0.011973 | 2.1973e-18 | 0.010812 | 0.0027299 | -2.1973e-18 | -0.01076 | -0.0026783 | 8.7893e-18 | 0.0027713 | 0.010775 | -1.0987e-17 | -0.0027175 | -0.010721 | 0 | -135.2796 | 44.7204 | 0 | 44.7204 | -135.2796 | 0.95 | 0.93223 | 0.92837 | 0.95 | 0.92694 | 0.92297 | 3.6538e-15 | -120.9028 | 120.5028 | 3.6705e-15 | -121.1055 | 120.6937
Line7_8_9 | 0 | 0 | 0 | 0 | 0 | 0 | 0 | 0 | 0 | 0 | 0 | 0 | 2.1973e-18 | -7.7759e-11 | -9.1252e-11 | 2.1973e-18 | 7.7759e-11 | 9.1252e-11 | 1.4076e-34 | 6.2294e-11 | -3.8923e-11 | -2.1973e-18 | -6.2294e-11 | 3.8923e-11 | 0 | 0 | 0 | 0 | 0 | 0 | 0.95 | 0.92694 | 0.92297 | 0.95 | 0.92694 | 0.92297 | 3.6705e-15 | -121.1055 | 120.6937 | 3.637e-15 | -121.1055 | 120.6937
Line8_8_10 | 0 | 0 | 0 | 0 | 0 | 0 | 0 | 0 | 0 | 0 | 0 | 0 | 4.3946e-18 | -7.7759e-11 | -9.1252e-11 | 0 | 7.7759e-11 | 9.1252e-11 | -2.1973e-18 | 6.2294e-11 | -3.8923e-11 | 0 | -6.2294e-11 | 3.8923e-11 | 0 | 0 | 0 | 0 | 0 | 0 | 0.95 | 0.92694 | 0.92297 | 0.95 | 0.92694 | 0.92297 | 3.6705e-15 | -121.1055 | 120.6937 | 3.6899e-15 | -121.1055 | 120.6937
Line9_3_11 | 0 | 0 | 0 | 0 | 0 | 0 | 0 | 0 | 0 | 0 | 0 | 0 | 5.4933e-19 | -4.4694e-11 | -1.2972e-10 | -5.4933e-19 | 4.4694e-11 | 1.2972e-10 | 2.7466e-18 | 1.2442e-10 | 2.2848e-11 | -2.1973e-18 | -1.2442e-10 | -2.2848e-11 | 0 | 0 | 0 | 0 | 0 | 0 | 0.95 | 0.94815 | 0.94465 | 0.95 | 0.94815 | 0.94465 | 2.9884e-15 | -120.3084 | 119.9432 | 3.0611e-15 | -120.3084 | 119.9432

## LL_min_fault_10
name | pf_ikss_a_from_ka | pf_ikss_b_from_ka | pf_ikss_c_from_ka | pf_ikss_a_to_ka | pf_ikss_b_to_ka | pf_ikss_c_to_ka | pf_skss_a_from_mw | pf_skss_b_from_mw | pf_skss_c_from_mw | pf_skss_a_to_mw | pf_skss_b_to_mw | pf_skss_c_to_mw | pf_p_a_from_mw | pf_p_b_from_mw | pf_p_c_from_mw | pf_p_a_to_mw | pf_p_b_to_mw | pf_p_c_to_mw | pf_q_a_from_mvar | pf_q_b_from_mvar | pf_q_c_from_mvar | pf_q_a_to_mvar | pf_q_b_to_mvar | pf_q_c_to_mvar | pf_ikss_a_from_degree | pf_ikss_b_from_degree | pf_ikss_c_from_degree | pf_ikss_a_to_degree | pf_ikss_b_to_degree | pf_ikss_c_to_degree | pf_vm_a_from_pu | pf_vm_b_from_pu | pf_vm_c_from_pu | pf_vm_a_to_pu | pf_vm_b_to_pu | pf_vm_c_to_pu | pf_va_a_from_degree | pf_va_b_from_degree | pf_va_c_from_degree | pf_va_a_to_degree | pf_va_b_to_degree | pf_va_c_to_degree
Line0_1_2 | 0 | 0.049114 | 0.049114 | 0 | 0.049114 | 0.049114 | 0 | 0.011342 | 0.011342 | 0 | 0.011342 | 0.011342 | 5.7246e-18 | 0.0098425 | 0.002589 | -5.7246e-18 | -0.0097961 | -0.0025427 | 3.1225e-18 | 0.002632 | 0.009815 | -3.1225e-18 | -0.0025837 | -0.0097667 | 0 | -135.2796 | 44.7204 | 0 | 44.7204 | -135.2796 | 0.9 | 0.89825 | 0.89493 | 0.9 | 0.89321 | 0.88978 | 2.9636e-15 | -120.3084 | 119.9432 | 3.2108e-15 | -120.5043 | 120.1275
Line10_11_12 | 0 | 0 | 0 | 0 | 0 | 0 | 0 | 0 | 0 | 0 | 0 | 0 | 3.2526e-19 | -3.4383e-11 | -9.9793e-11 | -5.8547e-19 | 3.4383e-11 | 9.9793e-11 | 3.1225e-18 | 9.5716e-11 | 1.7577e-11 | -3.6429e-18 | -9.5716e-11 | -1.7577e-11 | 0 | 0 | 0 | 0 | 0 | 0 | 0.9 | 0.89825 | 0.89493 | 0.9 | 0.89825 | 0.89493 | 3.0768e-15 | -120.3084 | 119.9432 | 3.1507e-15 | -120.3084 | 119.9432
Line11_12_13 | 0 | 0 | 0 | 0 | 0 | 0 | 0 | 0 | 0 | 0 | 0 | 0 | -4.5536e-19 | -2.8652e-11 | -8.3161e-11 | 4.5536e-19 | 2.8652e-11 | 8.3161e-11 | 2.6021e-18 | 7.9764e-11 | 1.4648e-11 | -2.6021e-18 | -7.9764e-11 | -1.4648e-11 | 0 | 0 | 0 | 0 | 0 | 0 | 0.9 | 0.89825 | 0.89493 | 0.9 | 0.89825 | 0.89493 | 3.1507e-15 | -120.3084 | 119.9432 | 3.2211e-15 | -120.3084 | 119.9432
Line12_13_15 | 0 | 0 | 0 | 0 | 0 | 0 | 0 | 0 | 0 | 0 | 0 | 0 | 6.5052e-19 | -1.7191e-11 | -4.9896e-11 | -3.9031e-19 | 1.7191e-11 | 4.9896e-11 | 1.0408e-18 | 4.7858e-11 | 8.7885e-12 | -1.5613e-18 | -4.7858e-11 | -8.7885e-12 | 0 | 0 | 0 | 0 | 0 | 0 | 0.9 | 0.89825 | 0.89493 | 0.9 | 0.89825 | 0.89493 | 3.2211e-15 | -120.3084 | 119.9432 | 3.2576e-15 | -120.3084 | 119.9432
Line13_13_14 | 0 | 0 | 0 | 0 | 0 | 0 | 0 | 0 | 0 | 0 | 0 | 0 | -3.9031e-19 | -5.7305e-12 | -1.6632e-11 | 3.9031e-19 | 5.7305e-12 | 1.6632e-11 | -2.1943e-35 | 1.5953e-11 | 2.9295e-12 | -1.0408e-18 | -1.5953e-11 | -2.9295e-12 | 0 | 0 | 0 | 0 | 0 | 0 | 0.9 | 0.89825 | 0.89493 | 0.9 | 0.89825 | 0.89493 | 3.2211e-15 | -120.3084 | 119.9432 | 3.22e-15 | -120.3084 | 119.9432
Line14_15_16 | 0 | 0 | 0 | 0 | 0 | 0 | 0 | 0 | 0 | 0 | 0 | 0 | -9.1073e-19 | -1.1461e-11 | -3.3264e-11 | 9.1073e-19 | 1.1461e-11 | 3.3264e-11 | 1.5613e-18 | 3.1905e-11 | 5.859e-12 | -1.0408e-18 | -3.1905e-11 | -5.859e-12 | 0 | 0 | 0 | 0 | 0 | 0 | 0.9 | 0.89825 | 0.89493 | 0.9 | 0.89825 | 0.89493 | 3.2576e-15 | -120.3084 | 119.9432 | 3.2899e-15 | -120.3084 | 119.9432
Line15_16_17 | 0 | 0 | 0 | 0 | 0 | 0 | 0 | 0 | 0 | 0 | 0 | 0 | -1.9516e-19 | -5.7305e-12 | -1.6632e-11 | 1.9516e-19 | 5.7305e-12 | 1.6632e-11 | -1.1206e-35 | 1.5953e-11 | 2.9295e-12 | 1.1247e-35 | -1.5953e-11 | -2.9295e-12 | 0 | 0 | 0 | 0 | 0 | 0 | 0.9 | 0.89825 | 0.89493 | 0.9 | 0.89825 | 0.89493 | 3.2899e-15 | -120.3084 | 119.9432 | 3.302e-15 | -120.3084 | 119.9432
Line16_4_18 | 0 | 0 | 0 | 0 | 0 | 0 | 0 | 0 | 0 | 0 | 0 | 0 | 3.2526e-19 | -5.7305e-12 | -1.6632e-11 | -3.2526e-19 | 5.7305e-12 | 1.6632e-11 | 5.2042e-19 | 1.5953e-11 | 2.9295e-12 | -5.2042e-19 | -1.5953e-11 | -2.9295e-12 | 0 | 0 | 0 | 0 | 0 | 0 | 0.9 | 0.89825 | 0.89493 | 0.9 | 0.89825 | 0.89493 | 2.9904e-15 | -120.3084 | 119.9432 | 3.0025e-15 | -120.3084 | 119.9432
Line17_5_19 | 0 | 0 | 0 | 0 | 0 | 0 | 0 | 0 | 0 | 0 | 0 | 0 | 3.2526e-19 | -5.7305e-12 | -1.6632e-11 | -3.2526e-19 | 5.7305e-12 | 1.6632e-11 | 5.2042e-19 | 1.5953e-11 | 2.9295e-12 | -5.2042e-19 | -1.5953e-11 | -2.9295e-12 | 0 | 0 | 0 | 0 | 0 | 0 | 0.9 | 0.89825 | 0.89493 | 0.9 | 0.89825 | 0.89493 | 2.9904e-15 | -120.3084 | 119.9432 | 3.0025e-15 | -120.3084 | 119.9432
Line1_1_3 | 0 | 0 | 0 | 0 | 0 | 0 | 0 | 0 | 0 | 0 | 0 | 0 | 1.4962e-18 | -4.5844e-11 | -1.3306e-10 | -1.4962e-18 | 4.5844e-11 | 1.3306e-10 | 2.6021e-18 | 1.2762e-10 | 2.3436e-11 | -2.0817e-18 | -1.2762e-10 | -2.3436e-11 | 0 | 0 | 0 | 0 | 0 | 0 | 0.9 | 0.89825 | 0.89493 | 0.9 | 0.89825 | 0.89493 | 2.9636e-15 | -120.3084 | 119.9432 | 3.0041e-15 | -120.3084 | 119.9432
Line2_1_4 | 0 | 0 | 0 | 0 | 0 | 0 | 0 | 0 | 0 | 0 | 0 | 0 | -6.5052e-19 | -1.1461e-11 | -3.3264e-11 | 6.5052e-19 | 1.1461e-11 | 3.3264e-11 | 1.0408e-18 | 3.1905e-11 | 5.859e-12 | -5.2042e-19 | -3.1905e-11 | -5.859e-12 | 0 | 0 | 0 | 0 | 0 | 0 | 0.9 | 0.89825 | 0.89493 | 0.9 | 0.89825 | 0.89493 | 2.9636e-15 | -120.3084 | 119.9432 | 2.9904e-15 | -120.3084 | 119.9432
Line3_1_5 | 0 | 0 | 0 | 0 | 0 | 0 | 0 | 0 | 0 | 0 | 0 | 0 | -6.5052e-19 | -1.1461e-11 | -3.3264e-11 | 6.5052e-19 | 1.1461e-11 | 3.3264e-11 | 1.0408e-18 | 3.1905e-11 | 5.859e-12 | -5.2042e-19 | -3.1905e-11 | -5.859e-12 | 0 | 0 | 0 | 0 | 0 | 0 | 0.9 | 0.89825 | 0.89493 | 0.9 | 0.89825 | 0.89493 | 2.9636e-15 | -120.3084 | 119.9432 | 2.9904e-15 | -120.3084 | 119.9432
Line4_2_6 | 0 | 0.049114 | 0.049114 | 0 | 0.049114 | 0.049114 | 0 | 0.011342 | 0.011342 | 0 | 0.011342 | 0.011342 | 4.1633e-18 | 0.0097961 | 0.0025427 | -4.1633e-18 | -0.0097498 | -0.0024964 | 7.2858e-18 | 0.0025837 | 0.0097667 | -7.2858e-18 | -0.0025355 | -0.0097185 | 0 | -135.2796 | 44.7204 | 0 | 44.7204 | -135.2796 | 0.9 | 0.89321 | 0.88978 | 0.9 | 0.88818 | 0.88464 | 3.2108e-15 | -120.5043 | 120.1275 | 3.5056e-15 | -120.7024 | 120.3141
Line5_6_7 | 0 | 0.049114 | 0.049114 | 0 | 0.049114 | 0.049114 | 0 | 0.011342 | 0.011342 | 0 | 0.011342 | 0.011342 | 1.0408e-17 | 0.0097498 | 0.0024964 | -1.0408e-17 | -0.0097035 | -0.0024501 | 4.1633e-18 | 0.0025355 | 0.0097185 | -4.1633e-18 | -0.0024873 | -0.0096702 | 0 | -135.2796 | 44.7204 | 0 | 44.7204 | -135.2796 | 0.9 | 0.88818 | 0.88464 | 0.9 | 0.88316 | 0.87951 | 3.5056e-15 | -120.7024 | 120.3141 | 3.7072e-15 | -120.9028 | 120.5028
Line6_7_8 | 0 | 0.049114 | 0.049114 | 0 | 0.049114 | 0.049114 | 0 | 0.011342 | 0.011342 | 0 | 0.011342 | 0.011342 | 2.0817e-18 | 0.0097035 | 0.0024501 | -2.0817e-18 | -0.0096572 | -0.0024038 | 8.3267e-18 | 0.0024873 | 0.0096702 | -1.0408e-17 | -0.002439 | -0.009622 | 0 | -135.2796 | 44.7204 | 0 | 44.7204 | -135.2796 | 0.9 | 0.88316 | 0.87951 | 0.9 | 0.87816 | 0.87439 | 3.7072e-15 | -120.9028 | 120.5028 | 3.7364e-15 | -121.1055 | 120.6937
Line7_8_9 | 0 | 0 | 0 | 0 | 0 | 0 | 0 | 0 | 0 | 0 | 0 | 0 | 0 | -6.9789e-11 | -8.1899e-11 | -2.0817e-18 | 6.9789e-11 | 8.1899e-11 | 0 | 5.5909e-11 | -3.4934e-11 | -2.0817e-18 | -5.5909e-11 | 3.4934e-11 | 0 | 0 | 0 | 0 | 0 | 0 | 0.9 | 0.87816 | 0.87439 | 0.9 | 0.87816 | 0.87439 | 3.7364e-15 | -121.1055 | 120.6937 | 3.7029e-15 | -121.1055 | 120.6937
Line8_8_10 | 0 | 0 | 0 | 0 | 0 | 0 | 0 | 0 | 0 | 0 | 0 | 0 | 2.715e-34 | -6.9789e-11 | -8.1899e-11 | -4.1633e-18 | 6.9789e-11 | 8.1899e-11 | -4.1633e-18 | 5.5909e-11 | -3.4934e-11 | 2.0817e-18 | -5.5909e-11 | 3.4934e-11 | 0 | 0 | 0 | 0 | 0 | 0 | 0.9 | 0.87816 | 0.87439 | 0.9 | 0.87816 | 0.87439 | 3.7364e-15 | -121.1055 | 120.6937 | 3.7499e-15 | -121.1055 | 120.6937
Line9_3_11 | 0 | 0 | 0 | 0 | 0 | 0 | 0 | 0 | 0 | 0 | 0 | 0 | 1.301e-19 | -4.0113e-11 | -1.1643e-10 | -3.9031e-19 | 4.0113e-11 | 1.1643e-10 | 1.5613e-18 | 1.1167e-10 | 2.0507e-11 | -2.0817e-18 | -1.1167e-10 | -2.0507e-11 | 0 | 0 | 0 | 0 | 0 | 0 | 0.9 | 0.89825 | 0.89493 | 0.9 | 0.89825 | 0.89493 | 3.0041e-15 | -120.3084 | 119.9432 | 3.0768e-15 | -120.3084 | 119.9432

## LG_max_6
name | pf_ikss_a_from_ka | pf_ikss_b_from_ka | pf_ikss_c_from_ka | pf_ikss_a_to_ka | pf_ikss_b_to_ka | pf_ikss_c_to_ka | pf_skss_a_from_mw | pf_skss_b_from_mw | pf_skss_c_from_mw | pf_skss_a_to_mw | pf_skss_b_to_mw | pf_skss_c_to_mw | pf_p_a_from_mw | pf_p_b_from_mw | pf_p_c_from_mw | pf_p_a_to_mw | pf_p_b_to_mw | pf_p_c_to_mw | pf_q_a_from_mvar | pf_q_b_from_mvar | pf_q_c_from_mvar | pf_q_a_to_mvar | pf_q_b_to_mvar | pf_q_c_to_mvar | pf_ikss_a_from_degree | pf_ikss_b_from_degree | pf_ikss_c_from_degree | pf_ikss_a_to_degree | pf_ikss_b_to_degree | pf_ikss_c_to_degree | pf_vm_a_from_pu | pf_vm_b_from_pu | pf_vm_c_from_pu | pf_vm_a_to_pu | pf_vm_b_to_pu | pf_vm_c_to_pu | pf_va_a_from_degree | pf_va_b_from_degree | pf_va_c_from_degree | pf_va_a_to_degree | pf_va_b_to_degree | pf_va_c_to_degree
Line0_1_2 | 2.6078 | 0 | 0 | 2.6078 | 0 | 0 | 0.60226 | 0 | 0 | 0.60226 | 0 | 0 | 0.22669 | 6.8263e-08 | -7.3151e-08 | -0.17002 | -6.3778e-08 | 6.7821e-08 | 0.45339 | -3.8694e-08 | -3.6681e-08 | -0.34004 | 3.2963e-08 | 3.1111e-08 | -67.2801 | 0 | 0 | 112.7199 | 0 | 0 | 0.84168 | 1.009 | 1.0523 | 0.63126 | 0.99205 | 1.0311 | -3.8451 | -118.7306 | 117.4468 | -3.8451 | -116.5252 | 115.448
Line10_11_12 | 0 | 0 | 0 | 0 | 0 | 0 | 0 | 0 | 0 | 0 | 0 | 0 | -1.5412e-09 | 1.7809e-08 | -2.0908e-08 | 1.9199e-09 | -1.469e-08 | 1.741e-08 | 1.9565e-08 | -1.22e-08 | -8.3475e-09 | -1.6521e-08 | 1.0253e-08 | 6.7758e-09 | 0 | 0 | 0 | 0 | 0 | 0 | 0.84168 | 1.009 | 1.0523 | 0.84168 | 1.009 | 1.0523 | -3.8451 | -118.7306 | 117.4468 | -3.8451 | -118.7306 | 117.4468
Line11_12_13 | 0 | 0 | 0 | 0 | 0 | 0 | 0 | 0 | 0 | 0 | 0 | 0 | -1.2843e-09 | 1.4841e-08 | -1.7423e-08 | 1.6631e-09 | -1.1722e-08 | 1.3926e-08 | 1.6304e-08 | -1.0167e-08 | -6.9562e-09 | -1.3261e-08 | 8.2194e-09 | 5.3845e-09 | 0 | 0 | 0 | 0 | 0 | 0 | 0.84168 | 1.009 | 1.0523 | 0.84168 | 1.009 | 1.0523 | -3.8451 | -118.7306 | 117.4468 | -3.8451 | -118.7306 | 117.4468
Line12_13_15 | 0 | 0 | 0 | 0 | 0 | 0 | 0 | 0 | 0 | 0 | 0 | 0 | -7.706e-10 | 8.9044e-09 | -1.0454e-08 | 1.1494e-09 | -5.7856e-09 | 6.9564e-09 | 9.7824e-09 | -6.1e-09 | -4.1737e-09 | -6.7389e-09 | 4.1527e-09 | 2.602e-09 | 0 | 0 | 0 | 0 | 0 | 0 | 0.84168 | 1.009 | 1.0523 | 0.84168 | 1.009 | 1.0523 | -3.8451 | -118.7306 | 117.4468 | -3.8451 | -118.7306 | 117.4468
Line13_13_14 | 0 | 0 | 0 | 0 | 0 | 0 | 0 | 0 | 0 | 0 | 0 | 0 | -2.5687e-10 | 2.9681e-09 | -3.4847e-09 | 6.3562e-10 | 1.5065e-10 | -1.2888e-11 | 3.2608e-09 | -2.0333e-09 | -1.3912e-09 | -2.173e-10 | 8.6059e-11 | -1.8048e-10 | 0 | 0 | 0 | 0 | 0 | 0 | 0.84168 | 1.009 | 1.0523 | 0.84168 | 1.009 | 1.0523 | -3.8451 | -118.7306 | 117.4468 | -3.8451 | -118.7306 | 117.4468
Line14_15_16 | 0 | 0 | 0 | 0 | 0 | 0 | 0 | 0 | 0 | 0 | 0 | 0 | -5.1373e-10 | 5.9363e-09 | -6.9693e-09 | 8.9249e-10 | -2.8175e-09 | 3.4718e-09 | 6.5216e-09 | -4.0667e-09 | -2.7825e-09 | -3.4781e-09 | 2.1194e-09 | 1.2108e-09 | 0 | 0 | 0 | 0 | 0 | 0 | 0.84168 | 1.009 | 1.0523 | 0.84168 | 1.009 | 1.0523 | -3.8451 | -118.7306 | 117.4468 | -3.8451 | -118.7306 | 117.4468
Line15_16_17 | 0 | 0 | 0 | 0 | 0 | 0 | 0 | 0 | 0 | 0 | 0 | 0 | -2.5687e-10 | 2.9681e-09 | -3.4847e-09 | 6.3562e-10 | 1.5065e-10 | -1.2888e-11 | 3.2608e-09 | -2.0333e-09 | -1.3912e-09 | -2.173e-10 | 8.6059e-11 | -1.8048e-10 | 0 | 0 | 0 | 0 | 0 | 0 | 0.84168 | 1.009 | 1.0523 | 0.84168 | 1.009 | 1.0523 | -3.8451 | -118.7306 | 117.4468 | -3.8451 | -118.7306 | 117.4468
Line16_4_18 | 0 | 0 | 0 | 0 | 0 | 0 | 0 | 0 | 0 | 0 | 0 | 0 | -2.5686e-10 | 2.9681e-09 | -3.4847e-09 | 6.3562e-10 | 1.5065e-10 | -1.2888e-11 | 3.2608e-09 | -2.0333e-09 | -1.3912e-09 | -2.173e-10 | 8.6059e-11 | -1.8048e-10 | 0 | 0 | 0 | 0 | 0 | 0 | 0.84168 | 1.009 | 1.0523 | 0.84168 | 1.009 | 1.0523 | -3.8451 | -118.7306 | 117.4468 | -3.8451 | -118.7306 | 117.4468
Line17_5_19 | 0 | 0 | 0 | 0 | 0 | 0 | 0 | 0 | 0 | 0 | 0 | 0 | -2.5686e-10 | 2.9681e-09 | -3.4847e-09 | 6.3562e-10 | 1.5065e-10 | -1.2888e-11 | 3.2608e-09 | -2.0333e-09 | -1.3912e-09 | -2.173e-10 | 8.6059e-11 | -1.8048e-10 | 0 | 0 | 0 | 0 | 0 | 0 | 0.84168 | 1.009 | 1.0523 | 0.84168 | 1.009 | 1.0523 | -3.8451 | -118.7306 | 117.4468 | -3.8451 | -118.7306 | 117.4468
Line1_1_3 | 0 | 0 | 0 | 0 | 0 | 0 | 0 | 0 | 0 | 0 | 0 | 0 | -2.0549e-09 | 2.3745e-08 | -2.7877e-08 | 2.4337e-09 | -2.0626e-08 | 2.438e-08 | 2.6087e-08 | -1.6267e-08 | -1.113e-08 | -2.3043e-08 | 1.4319e-08 | 9.5582e-09 | 0 | 0 | 0 | 0 | 0 | 0 | 0.84168 | 1.009 | 1.0523 | 0.84168 | 1.009 | 1.0523 | -3.8451 | -118.7306 | 117.4468 | -3.8451 | -118.7306 | 117.4468
Line2_1_4 | 0 | 0 | 0 | 0 | 0 | 0 | 0 | 0 | 0 | 0 | 0 | 0 | -5.1373e-10 | 5.9363e-09 | -6.9693e-09 | 8.9249e-10 | -2.8175e-09 | 3.4718e-09 | 6.5216e-09 | -4.0667e-09 | -2.7825e-09 | -3.4781e-09 | 2.1194e-09 | 1.2108e-09 | 0 | 0 | 0 | 0 | 0 | 0 | 0.84168 | 1.009 | 1.0523 | 0.84168 | 1.009 | 1.0523 | -3.8451 | -118.7306 | 117.4468 | -3.8451 | -118.7306 | 117.4468
Line3_1_5 | 0 | 0 | 0 | 0 | 0 | 0 | 0 | 0 | 0 | 0 | 0 | 0 | -5.1373e-10 | 5.9363e-09 | -6.9693e-09 | 8.9249e-10 | -2.8175e-09 | 3.4718e-09 | 6.5216e-09 | -4.0667e-09 | -2.7825e-09 | -3.4781e-09 | 2.1194e-09 | 1.2108e-09 | 0 | 0 | 0 | 0 | 0 | 0 | 0.84168 | 1.009 | 1.0523 | 0.84168 | 1.009 | 1.0523 | -3.8451 | -118.7306 | 117.4468 | -3.8451 | -118.7306 | 117.4468
Line4_2_6 | 2.6078 | 0 | 0 | 2.6078 | 0 | 0 | 0.60226 | 0 | 0 | 0.60226 | 0 | 0 | 0.17002 | 6.3982e-08 | -6.7762e-08 | -0.11335 | -5.6219e-08 | 5.9313e-08 | 0.34004 | -3.2731e-08 | -3.1426e-08 | -0.22669 | 2.6248e-08 | 2.4673e-08 | -67.2801 | 0 | 0 | 112.7199 | 0 | 0 | 0.63126 | 0.99205 | 1.0311 | 0.42084 | 0.9766 | 1.0111 | -3.8451 | -116.5252 | 115.448 | -3.8451 | -114.2465 | 113.3678
Line5_6_7 | 2.6078 | 0 | 0 | 2.6078 | 0 | 0 | 0.60226 | 0 | 0 | 0.60226 | 0 | 0 | 0.11335 | 5.6463e-08 | -5.9195e-08 | -0.056674 | -4.5416e-08 | 4.7631e-08 | 0.22669 | -2.5872e-08 | -2.5123e-08 | -0.11335 | 1.9082e-08 | 1.7634e-08 | -67.2801 | 0 | 0 | 112.72 | 0 | 0 | 0.42084 | 0.9766 | 1.0111 | 0.21042 | 0.96273 | 0.9926 | -3.8451 | -114.2465 | 113.3678 | -3.8451 | -111.8984 | 111.207
Line6_7_8 | 2.6078 | 0 | 0 | 2.6078 | 0 | 0 | 0.60226 | 0 | 0 | 0.60226 | 0 | 0 | 0.056674 | 4.5687e-08 | -4.7467e-08 | -7.2574e-16 | -3.135e-08 | 3.2797e-08 | 0.11335 | -1.856e-08 | -1.8218e-08 | 4.4377e-14 | 1.1909e-08 | 1.0438e-08 | -67.28 | 0 | 0 | 112.72 | 0 | 0 | 0.21042 | 0.96273 | 0.9926 | 0 | 0.95053 | 0.97553 | -3.8451 | -111.8984 | 111.207 | 0 | -109.4859 | 108.9672
Line7_8_9 | 0 | 0 | 0 | 0 | 0 | 0 | 0 | 0 | 0 | 0 | 0 | 0 | 8.3344e-22 | 1.5818e-08 | -1.63e-08 | -3.7825e-18 | 2.8522e-10 | 1.9696e-10 | -1.0597e-21 | -5.6204e-09 | -5.5782e-09 | 8.4732e-18 | 6.6779e-10 | -7.1875e-10 | 0 | 0 | 0 | 0 | 0 | 0 | 0 | 0.95053 | 0.97553 | 0 | 0.95053 | 0.97553 | 0 | -109.4859 | 108.9672 | 0 | -109.4859 | 108.9672
Line8_8_10 | 0 | 0 | 0 | 0 | 0 | 0 | 0 | 0 | 0 | 0 | 0 | 0 | 8.3344e-22 | 1.5818e-08 | -1.63e-08 | -3.7825e-18 | 2.8522e-10 | 1.9696e-10 | -1.0597e-21 | -5.6204e-09 | -5.5782e-09 | 8.4732e-18 | 6.6779e-10 | -7.1875e-10 | 0 | 0 | 0 | 0 | 0 | 0 | 0 | 0.95053 | 0.97553 | 0 | 0.95053 | 0.97553 | 0 | -109.4859 | 108.9672 | 0 | -109.4859 | 108.9672
Line9_3_11 | 0 | 0 | 0 | 0 | 0 | 0 | 0 | 0 | 0 | 0 | 0 | 0 | -1.7981e-09 | 2.0777e-08 | -2.4393e-08 | 2.1768e-09 | -1.7658e-08 | 2.0895e-08 | 2.2826e-08 | -1.4233e-08 | -9.7387e-09 | -1.9782e-08 | 1.2286e-08 | 8.167e-09 | 0 | 0 | 0 | 0 | 0 | 0 | 0.84168 | 1.009 | 1.0523 | 0.84168 | 1.009 | 1.0523 | -3.8451 | -118.7306 | 117.4468 | -3.8451 | -118.7306 | 117.4468

## LG_max_10
name | pf_ikss_a_from_ka | pf_ikss_b_from_ka | pf_ikss_c_from_ka | pf_ikss_a_to_ka | pf_ikss_b_to_ka | pf_ikss_c_to_ka | pf_skss_a_from_mw | pf_skss_b_from_mw | pf_skss_c_from_mw | pf_skss_a_to_mw | pf_skss_b_to_mw | pf_skss_c_to_mw | pf_p_a_from_mw | pf_p_b_from_mw | pf_p_c_from_mw | pf_p_a_to_mw | pf_p_b_to_mw | pf_p_c_to_mw | pf_q_a_from_mvar | pf_q_b_from_mvar | pf_q_c_from_mvar | pf_q_a_to_mvar | pf_q_b_to_mvar | pf_q_c_to_mvar | pf_ikss_a_from_degree | pf_ikss_b_from_degree | pf_ikss_c_from_degree | pf_ikss_a_to_degree | pf_ikss_b_to_degree | pf_ikss_c_to_degree | pf_vm_a_from_pu | pf_vm_b_from_pu | pf_vm_c_from_pu | pf_vm_a_to_pu | pf_vm_b_to_pu | pf_vm_c_to_pu | pf_va_a_from_degree | pf_va_b_from_degree | pf_va_c_from_degree | pf_va_a_to_degree | pf_va_b_to_degree | pf_va_c_to_degree
Line0_1_2 | 2.7064 | 0 | 0 | 2.7064 | 0 | 0 | 0.62501 | 0 | 0 | 0.62501 | 0 | 0 | 0.24415 | 7.5178e-08 | -8.0578e-08 | -0.18311 | -7.0141e-08 | 7.4601e-08 | 0.4883 | -4.2377e-08 | -4.0383e-08 | -0.36622 | 3.6061e-08 | 3.4233e-08 | -67.4243 | 0 | 0 | 112.5757 | 0 | 0 | 0.87348 | 1.0555 | 1.1024 | 0.65511 | 1.0381 | 1.0803 | -3.9894 | -118.6758 | 117.3518 | -3.9894 | -116.4851 | 115.3731
Line10_11_12 | 0 | 0 | 0 | 0 | 0 | 0 | 0 | 0 | 0 | 0 | 0 | 0 | -1.7377e-09 | 2.0303e-08 | -2.3805e-08 | 2.1651e-09 | -1.6748e-08 | 1.9823e-08 | 2.2074e-08 | -1.3804e-08 | -9.5289e-09 | -1.864e-08 | 1.1602e-08 | 7.7353e-09 | 0 | 0 | 0 | 0 | 0 | 0 | 0.87348 | 1.0555 | 1.1024 | 0.87348 | 1.0555 | 1.1024 | -3.9894 | -118.6758 | 117.3518 | -3.9894 | -118.6758 | 117.3518
Line11_12_13 | 0 | 0 | 0 | 0 | 0 | 0 | 0 | 0 | 0 | 0 | 0 | 0 | -1.4481e-09 | 1.6919e-08 | -1.9838e-08 | 1.8754e-09 | -1.3365e-08 | 1.5856e-08 | 1.8395e-08 | -1.1504e-08 | -7.9407e-09 | -1.4961e-08 | 9.3013e-09 | 6.1472e-09 | 0 | 0 | 0 | 0 | 0 | 0 | 0.87348 | 1.0555 | 1.1024 | 0.87348 | 1.0555 | 1.1024 | -3.9894 | -118.6758 | 117.3518 | -3.9894 | -118.6758 | 117.3518
Line12_13_15 | 0 | 0 | 0 | 0 | 0 | 0 | 0 | 0 | 0 | 0 | 0 | 0 | -8.6886e-10 | 1.0152e-08 | -1.1903e-08 | 1.2962e-09 | -6.5968e-09 | 7.9206e-09 | 1.1037e-08 | -6.9022e-09 | -4.7644e-09 | -7.6031e-09 | 4.6999e-09 | 2.9709e-09 | 0 | 0 | 0 | 0 | 0 | 0 | 0.87348 | 1.0555 | 1.1024 | 0.87348 | 1.0555 | 1.1024 | -3.9894 | -118.6758 | 117.3518 | -3.9894 | -118.6758 | 117.3518
Line13_13_14 | 0 | 0 | 0 | 0 | 0 | 0 | 0 | 0 | 0 | 0 | 0 | 0 | -2.8962e-10 | 3.3839e-09 | -3.9676e-09 | 7.1696e-10 | 1.709e-10 | -1.4527e-11 | 3.679e-09 | -2.3007e-09 | -1.5881e-09 | -2.451e-10 | 9.8383e-11 | -2.0544e-10 | 0 | 0 | 0 | 0 | 0 | 0 | 0.87348 | 1.0555 | 1.1024 | 0.87348 | 1.0555 | 1.1024 | -3.9894 | -118.6758 | 117.3518 | -3.9894 | -118.6758 | 117.3518
Line14_15_16 | 0 | 0 | 0 | 0 | 0 | 0 | 0 | 0 | 0 | 0 | 0 | 0 | -5.7924e-10 | 6.7677e-09 | -7.9352e-09 | 1.0066e-09 | -3.213e-09 | 3.9531e-09 | 7.358e-09 | -4.6015e-09 | -3.1763e-09 | -3.9241e-09 | 2.3991e-09 | 1.3827e-09 | 0 | 0 | 0 | 0 | 0 | 0 | 0.87348 | 1.0555 | 1.1024 | 0.87348 | 1.0555 | 1.1024 | -3.9894 | -118.6758 | 117.3518 | -3.9894 | -118.6758 | 117.3518
Line15_16_17 | 0 | 0 | 0 | 0 | 0 | 0 | 0 | 0 | 0 | 0 | 0 | 0 | -2.8962e-10 | 3.3839e-09 | -3.9676e-09 | 7.1696e-10 | 1.709e-10 | -1.4527e-11 | 3.679e-09 | -2.3007e-09 | -1.5881e-09 | -2.451e-10 | 9.8383e-11 | -2.0544e-10 | 0 | 0 | 0 | 0 | 0 | 0 | 0.87348 | 1.0555 | 1.1024 | 0.87348 | 1.0555 | 1.1024 | -3.9894 | -118.6758 | 117.3518 | -3.9894 | -118.6758 | 117.3518
Line16_4_18 | 0 | 0 | 0 | 0 | 0 | 0 | 0 | 0 | 0 | 0 | 0 | 0 | -2.8962e-10 | 3.3839e-09 | -3.9676e-09 | 7.1696e-10 | 1.709e-10 | -1.4527e-11 | 3.679e-09 | -2.3007e-09 | -1.5881e-09 | -2.451e-10 | 9.8383e-11 | -2.0544e-10 | 0 | 0 | 0 | 0 | 0 | 0 | 0.87348 | 1.0555 | 1.1024 | 0.87348 | 1.0555 | 1.1024 | -3.9894 | -118.6758 | 117.3518 | -3.9894 | -118.6758 | 117.3518
Line17_5_19 | 0 | 0 | 0 | 0 | 0 | 0 | 0 | 0 | 0 | 0 | 0 | 0 | -2.8962e-10 | 3.3839e-09 | -3.9676e-09 | 7.1696e-10 | 1.709e-10 | -1.4527e-11 | 3.679e-09 | -2.3007e-09 | -1.5881e-09 | -2.451e-10 | 9.8383e-11 | -2.0544e-10 | 0 | 0 | 0 | 0 | 0 | 0 | 0.87348 | 1.0555 | 1.1024 | 0.87348 | 1.0555 | 1.1024 | -3.9894 | -118.6758 | 117.3518 | -3.9894 | -118.6758 | 117.3518
Line1_1_3 | 0 | 0 | 0 | 0 | 0 | 0 | 0 | 0 | 0 | 0 | 0 | 0 | -2.317e-09 | 2.7071e-08 | -3.1741e-08 | 2.7443e-09 | -2.3516e-08 | 2.7759e-08 | 2.9432e-08 | -1.8406e-08 | -1.2705e-08 | -2.5998e-08 | 1.6204e-08 | 1.0912e-08 | 0 | 0 | 0 | 0 | 0 | 0 | 0.87348 | 1.0555 | 1.1024 | 0.87348 | 1.0555 | 1.1024 | -3.9894 | -118.6758 | 117.3518 | -3.9894 | -118.6758 | 117.3518
Line2_1_4 | 0 | 0 | 0 | 0 | 0 | 0 | 0 | 0 | 0 | 0 | 0 | 0 | -5.7924e-10 | 6.7677e-09 | -7.9352e-09 | 1.0066e-09 | -3.213e-09 | 3.9531e-09 | 7.358e-09 | -4.6015e-09 | -3.1763e-09 | -3.9241e-09 | 2.3991e-09 | 1.3827e-09 | 0 | 0 | 0 | 0 | 0 | 0 | 0.87348 | 1.0555 | 1.1024 | 0.87348 | 1.0555 | 1.1024 | -3.9894 | -118.6758 | 117.3518 | -3.9894 | -118.6758 | 117.3518
Line3_1_5 | 0 | 0 | 0 | 0 | 0 | 0 | 0 | 0 | 0 | 0 | 0 | 0 | -5.7924e-10 | 6.7677e-09 | -7.9352e-09 | 1.0066e-09 | -3.213e-09 | 3.9531e-09 | 7.358e-09 | -4.6015e-09 | -3.1763e-09 | -3.9241e-09 | 2.3991e-09 | 1.3827e-09 | 0 | 0 | 0 | 0 | 0 | 0 | 0.87348 | 1.0555 | 1.1024 | 0.87348 | 1.0555 | 1.1024 | -3.9894 | -118.6758 | 117.3518 | -3.9894 | -118.6758 | 117.3518
Line4_2_6 | 2.7064 | 0 | 0 | 2.7064 | 0 | 0 | 0.62501 | 0 | 0 | 0.62501 | 0 | 0 | 0.18311 | 7.0369e-08 | -7.4537e-08 | -0.12207 | -6.1767e-08 | 6.5171e-08 | 0.36622 | -3.5804e-08 | -3.4585e-08 | -0.24415 | 2.8694e-08 | 2.7155e-08 | -67.4243 | 0 | 0 | 112.5757 | 0 | 0 | 0.65511 | 1.0381 | 1.0803 | 0.43674 | 1.0222 | 1.0596 | -3.9894 | -116.4851 | 115.3731 | -3.9894 | -114.2227 | 113.3145
Line5_6_7 | 2.7064 | 0 | 0 | 2.7064 | 0 | 0 | 0.62501 | 0 | 0 | 0.62501 | 0 | 0 | 0.12207 | 6.2038e-08 | -6.5044e-08 | -0.061037 | -4.9863e-08 | 5.2296e-08 | 0.24415 | -2.8279e-08 | -2.7653e-08 | -0.12207 | 2.0852e-08 | 1.9423e-08 | -67.4243 | 0 | 0 | 112.5757 | 0 | 0 | 0.43674 | 1.0222 | 1.0596 | 0.21837 | 1.0079 | 1.0403 | -3.9894 | -114.2227 | 113.3145 | -3.9894 | -111.8925 | 111.1767
Line6_7_8 | 2.7064 | 0 | 0 | 2.7064 | 0 | 0 | 0.62501 | 0 | 0 | 0.62501 | 0 | 0 | 0.061037 | 5.0163e-08 | -5.2118e-08 | 4.6493e-14 | -3.4409e-08 | 3.5996e-08 | 0.12207 | -2.0279e-08 | -2.0066e-08 | -5.2996e-14 | 1.3017e-08 | 1.1515e-08 | -67.4243 | 0 | 0 | 112.5757 | 0 | 0 | 0.21837 | 1.0079 | 1.0403 | 0 | 0.99533 | 1.0225 | -3.9894 | -111.8925 | 111.1767 | 0 | -109.4994 | 108.9611
Line7_8_9 | 0 | 0 | 0 | 0 | 0 | 0 | 0 | 0 | 0 | 0 | 0 | 0 | -2.1191e-21 | 1.7362e-08 | -1.7891e-08 | -4.1477e-18 | 3.1478e-10 | 2.1426e-10 | 4.3323e-22 | -6.1425e-09 | -6.1524e-09 | 9.312e-18 | 7.3162e-10 | -7.8966e-10 | 0 | 0 | 0 | 0 | 0 | 0 | 0 | 0.99533 | 1.0225 | 0 | 0.99533 | 1.0225 | 0 | -109.4994 | 108.9611 | 0 | -109.4994 | 108.9611
Line8_8_10 | 0 | 0 | 0 | 0 | 0 | 0 | 0 | 0 | 0 | 0 | 0 | 0 | -2.1191e-21 | 1.7362e-08 | -1.7891e-08 | -4.1477e-18 | 3.1478e-10 | 2.1426e-10 | 4.3323e-22 | -6.1425e-09 | -6.1524e-09 | 9.312e-18 | 7.3162e-10 | -7.8966e-10 | 0 | 0 | 0 | 0 | 0 | 0 | 0 | 0.99533 | 1.0225 | 0 | 0.99533 | 1.0225 | 0 | -109.4994 | 108.9611 | 0 | -109.4994 | 108.9611
Line9_3_11 | 0 | 0 | 0 | 0 | 0 | 0 | 0 | 0 | 0 | 0 | 0 | 0 | -2.0273e-09 | 2.3687e-08 | -2.7773e-08 | 2.4547e-09 | -2.0132e-08 | 2.3791e-08 | 2.5753e-08 | -1.6105e-08 | -1.1117e-08 | -2.2319e-08 | 1.3903e-08 | 9.3235e-09 | 0 | 0 | 0 | 0 | 0 | 0 | 0.87348 | 1.0555 | 1.1024 | 0.87348 | 1.0555 | 1.1024 | -3.9894 | -118.6758 | 117.3518 | -3.9894 | -118.6758 | 117.3518

## LG_max_fault_6
name | pf_ikss_a_from_ka | pf_ikss_b_from_ka | pf_ikss_c_from_ka | pf_ikss_a_to_ka | pf_ikss_b_to_ka | pf_ikss_c_to_ka | pf_skss_a_from_mw | pf_skss_b_from_mw | pf_skss_c_from_mw | pf_skss_a_to_mw | pf_skss_b_to_mw | pf_skss_c_to_mw | pf_p_a_from_mw | pf_p_b_from_mw | pf_p_c_from_mw | pf_p_a_to_mw | pf_p_b_to_mw | pf_p_c_to_mw | pf_q_a_from_mvar | pf_q_b_from_mvar | pf_q_c_from_mvar | pf_q_a_to_mvar | pf_q_b_to_mvar | pf_q_c_to_mvar | pf_ikss_a_from_degree | pf_ikss_b_from_degree | pf_ikss_c_from_degree | pf_ikss_a_to_degree | pf_ikss_b_to_degree | pf_ikss_c_to_degree | pf_vm_a_from_pu | pf_vm_b_from_pu | pf_vm_c_from_pu | pf_vm_a_to_pu | pf_vm_b_to_pu | pf_vm_c_to_pu | pf_va_a_from_degree | pf_va_b_from_degree | pf_va_c_from_degree | pf_va_a_to_degree | pf_va_b_to_degree | pf_va_c_to_degree
Line0_1_2 | 0.03388 | 0 | 0 | 0.03388 | 0 | 0 | 0.0078243 | 0 | 0 | 0.0078243 | 0 | 0 | 0.0057776 | 6.4086e-10 | -1.0528e-09 | -0.005768 | -5.9654e-10 | 9.7967e-10 | 0.0058159 | -8.4459e-10 | -1.3218e-10 | -0.0057967 | 7.8537e-10 | 1.2265e-10 | -45.2822 | 0 | 0 | 134.7178 | 0 | 0 | 1.0477 | 1.0494 | 1.0502 | 1.0451 | 1.049 | 1.0501 | -0.093122 | -119.9963 | 119.9695 | -0.14004 | -119.9763 | 119.9403
Line10_11_12 | 0 | 0 | 0 | 0 | 0 | 0 | 0 | 0 | 0 | 0 | 0 | 0 | 7.5395e-11 | 1.5596e-10 | -2.9167e-10 | -5.4167e-11 | -1.2763e-10 | 2.4212e-10 | 3.0831e-10 | -2.4647e-10 | -1.166e-11 | -2.6348e-10 | 2.0566e-10 | 7.5659e-12 | 0 | 0 | 0 | 0 | 0 | 0 | 1.0477 | 1.0494 | 1.0502 | 1.0477 | 1.0494 | 1.0502 | -0.093122 | -119.9963 | 119.9695 | -0.093122 | -119.9963 | 119.9695
Line11_12_13 | 0 | 0 | 0 | 0 | 0 | 0 | 0 | 0 | 0 | 0 | 0 | 0 | 6.2829e-11 | 1.2996e-10 | -2.4306e-10 | -4.1601e-11 | -1.0164e-10 | 1.9351e-10 | 2.5692e-10 | -2.054e-10 | -9.7164e-12 | -2.1209e-10 | 1.6458e-10 | 5.6226e-12 | 0 | 0 | 0 | 0 | 0 | 0 | 1.0477 | 1.0494 | 1.0502 | 1.0477 | 1.0494 | 1.0502 | -0.093122 | -119.9963 | 119.9695 | -0.093122 | -119.9963 | 119.9695
Line12_13_15 | 0 | 0 | 0 | 0 | 0 | 0 | 0 | 0 | 0 | 0 | 0 | 0 | 3.7698e-11 | 7.7978e-11 | -1.4584e-10 | -1.6469e-11 | -4.9656e-11 | 9.6287e-11 | 1.5415e-10 | -1.2324e-10 | -5.8298e-12 | -1.0932e-10 | 8.2422e-11 | 1.7361e-12 | 0 | 0 | 0 | 0 | 0 | 0 | 1.0477 | 1.0494 | 1.0502 | 1.0477 | 1.0494 | 1.0502 | -0.093122 | -119.9963 | 119.9695 | -0.093122 | -119.9963 | 119.9695
Line13_13_14 | 0 | 0 | 0 | 0 | 0 | 0 | 0 | 0 | 0 | 0 | 0 | 0 | 1.2566e-11 | 2.5993e-11 | -4.8612e-11 | 8.6624e-12 | 2.3292e-12 | -9.3773e-13 | 5.1384e-11 | -4.1079e-11 | -1.9433e-12 | -6.5561e-12 | 2.6432e-13 | -2.1505e-12 | 0 | 0 | 0 | 0 | 0 | 0 | 1.0477 | 1.0494 | 1.0502 | 1.0477 | 1.0494 | 1.0502 | -0.093122 | -119.9963 | 119.9695 | -0.093122 | -119.9963 | 119.9695
Line14_15_16 | 0 | 0 | 0 | 0 | 0 | 0 | 0 | 0 | 0 | 0 | 0 | 0 | 2.5132e-11 | 5.1985e-11 | -9.7225e-11 | -3.9035e-12 | -2.3663e-11 | 4.7675e-11 | 1.0277e-10 | -8.2158e-11 | -3.8866e-12 | -5.794e-11 | 4.1343e-11 | -2.0721e-13 | 0 | 0 | 0 | 0 | 0 | 0 | 1.0477 | 1.0494 | 1.0502 | 1.0477 | 1.0494 | 1.0502 | -0.093122 | -119.9963 | 119.9695 | -0.093122 | -119.9963 | 119.9695
Line15_16_17 | 0 | 0 | 0 | 0 | 0 | 0 | 0 | 0 | 0 | 0 | 0 | 0 | 1.2566e-11 | 2.5993e-11 | -4.8612e-11 | 8.6624e-12 | 2.3292e-12 | -9.3773e-13 | 5.1384e-11 | -4.1079e-11 | -1.9433e-12 | -6.5561e-12 | 2.6432e-13 | -2.1505e-12 | 0 | 0 | 0 | 0 | 0 | 0 | 1.0477 | 1.0494 | 1.0502 | 1.0477 | 1.0494 | 1.0502 | -0.093122 | -119.9963 | 119.9695 | -0.093122 | -119.9963 | 119.9695
Line16_4_18 | 0 | 0 | 0 | 0 | 0 | 0 | 0 | 0 | 0 | 0 | 0 | 0 | 1.2566e-11 | 2.5993e-11 | -4.8612e-11 | 8.6624e-12 | 2.3292e-12 | -9.3773e-13 | 5.1384e-11 | -4.1079e-11 | -1.9433e-12 | -6.5561e-12 | 2.6432e-13 | -2.1505e-12 | 0 | 0 | 0 | 0 | 0 | 0 | 1.0477 | 1.0494 | 1.0502 | 1.0477 | 1.0494 | 1.0502 | -0.093122 | -119.9963 | 119.9695 | -0.093122 | -119.9963 | 119.9695
Line17_5_19 | 0 | 0 | 0 | 0 | 0 | 0 | 0 | 0 | 0 | 0 | 0 | 0 | 1.2566e-11 | 2.5993e-11 | -4.8612e-11 | 8.6624e-12 | 2.3292e-12 | -9.3773e-13 | 5.1384e-11 | -4.1079e-11 | -1.9433e-12 | -6.5561e-12 | 2.6432e-13 | -2.1505e-12 | 0 | 0 | 0 | 0 | 0 | 0 | 1.0477 | 1.0494 | 1.0502 | 1.0477 | 1.0494 | 1.0502 | -0.093122 | -119.9963 | 119.9695 | -0.093122 | -119.9963 | 119.9695
Line1_1_3 | 0 | 0 | 0 | 0 | 0 | 0 | 0 | 0 | 0 | 0 | 0 | 0 | 1.0053e-10 | 2.0794e-10 | -3.889e-10 | -7.9299e-11 | -1.7962e-10 | 3.3935e-10 | 4.1107e-10 | -3.2863e-10 | -1.5546e-11 | -3.6625e-10 | 2.8782e-10 | 1.1452e-11 | 0 | 0 | 0 | 0 | 0 | 0 | 1.0477 | 1.0494 | 1.0502 | 1.0477 | 1.0494 | 1.0502 | -0.093122 | -119.9963 | 119.9695 | -0.093122 | -119.9963 | 119.9695
Line2_1_4 | 0 | 0 | 0 | 0 | 0 | 0 | 0 | 0 | 0 | 0 | 0 | 0 | 2.5132e-11 | 5.1985e-11 | -9.7225e-11 | -3.9035e-12 | -2.3663e-11 | 4.7675e-11 | 1.0277e-10 | -8.2158e-11 | -3.8865e-12 | -5.794e-11 | 4.1343e-11 | -2.0723e-13 | 0 | 0 | 0 | 0 | 0 | 0 | 1.0477 | 1.0494 | 1.0502 | 1.0477 | 1.0494 | 1.0502 | -0.093122 | -119.9963 | 119.9695 | -0.093122 | -119.9963 | 119.9695
Line3_1_5 | 0 | 0 | 0 | 0 | 0 | 0 | 0 | 0 | 0 | 0 | 0 | 0 | 2.5132e-11 | 5.1985e-11 | -9.7225e-11 | -3.9035e-12 | -2.3663e-11 | 4.7675e-11 | 1.0277e-10 | -8.2158e-11 | -3.8865e-12 | -5.794e-11 | 4.1343e-11 | -2.0723e-13 | 0 | 0 | 0 | 0 | 0 | 0 | 1.0477 | 1.0494 | 1.0502 | 1.0477 | 1.0494 | 1.0502 | -0.093122 | -119.9963 | 119.9695 | -0.093122 | -119.9963 | 119.9695
Line4_2_6 | 0.03388 | 0 | 0 | 0.03388 | 0 | 0 | 0.0078243 | 0 | 0 | 0.0078243 | 0 | 0 | 0.005768 | 6.0044e-10 | -9.8017e-10 | -0.0057585 | -5.2405e-10 | 8.5996e-10 | 0.0057967 | -7.837e-10 | -1.2686e-10 | -0.0057776 | 6.8879e-10 | 1.076e-10 | -45.2822 | 0 | 0 | 134.7178 | 0 | 0 | 1.0451 | 1.049 | 1.0501 | 1.0426 | 1.0486 | 1.05 | -0.14004 | -119.9763 | 119.9403 | -0.1872 | -119.9564 | 119.9111
Line5_6_7 | 0.03388 | 0 | 0 | 0.03388 | 0 | 0 | 0.0078243 | 0 | 0 | 0.0078243 | 0 | 0 | 0.0057585 | 5.295e-10 | -8.6005e-10 | -0.0057489 | -4.2103e-10 | 6.9276e-10 | 0.0057776 | -6.8572e-10 | -1.1387e-10 | -0.0057585 | 5.5521e-10 | 8.4968e-11 | -45.2822 | 0 | 0 | 134.7178 | 0 | 0 | 1.0426 | 1.0486 | 1.05 | 1.04 | 1.0482 | 1.0499 | -0.1872 | -119.9564 | 119.9111 | -0.23459 | -119.9364 | 119.8819
Line6_7_8 | 0.03388 | 0 | 0 | 0.03388 | 0 | 0 | 0.0078243 | 0 | 0 | 0.0078243 | 0 | 0 | 0.0057489 | 4.2805e-10 | -6.9242e-10 | -0.0057393 | -2.875e-10 | 4.7805e-10 | 0.0057585 | -5.5073e-10 | -9.3298e-11 | -0.0057393 | 3.847e-10 | 5.4816e-11 | -45.2822 | 0 | 0 | 134.7178 | 0 | 0 | 1.04 | 1.0482 | 1.0499 | 1.0374 | 1.0478 | 1.0498 | -0.23459 | -119.9364 | 119.8819 | -0.28222 | -119.9165 | 119.8527
Line7_8_9 | 0 | 0 | 0 | 0 | 0 | 0 | 0 | 0 | 0 | 0 | 0 | 0 | 3.3253e-11 | 1.4804e-10 | -2.3864e-10 | 4.8013e-11 | 8.5758e-12 | 7.6537e-13 | 2.4429e-10 | -1.8941e-10 | -3.2604e-11 | -1.9672e-11 | 5.8816e-12 | -1.0391e-11 | 0 | 0 | 0 | 0 | 0 | 0 | 1.0374 | 1.0478 | 1.0498 | 1.0374 | 1.0478 | 1.0498 | -0.28222 | -119.9165 | 119.8527 | -0.28222 | -119.9165 | 119.8527
Line8_8_10 | 0 | 0 | 0 | 0 | 0 | 0 | 0 | 0 | 0 | 0 | 0 | 0 | 3.3253e-11 | 1.4804e-10 | -2.3864e-10 | 4.8013e-11 | 8.5758e-12 | 7.6537e-13 | 2.4429e-10 | -1.8941e-10 | -3.2604e-11 | -1.9672e-11 | 5.8816e-12 | -1.0391e-11 | 0 | 0 | 0 | 0 | 0 | 0 | 1.0374 | 1.0478 | 1.0498 | 1.0374 | 1.0478 | 1.0498 | -0.28222 | -119.9165 | 119.8527 | -0.28222 | -119.9165 | 119.8527
Line9_3_11 | 0 | 0 | 0 | 0 | 0 | 0 | 0 | 0 | 0 | 0 | 0 | 0 | 8.7961e-11 | 1.8195e-10 | -3.4029e-10 | -6.6733e-11 | -1.5363e-10 | 2.9074e-10 | 3.5969e-10 | -2.8755e-10 | -1.3603e-11 | -3.1486e-10 | 2.4674e-10 | 9.5092e-12 | 0 | 0 | 0 | 0 | 0 | 0 | 1.0477 | 1.0494 | 1.0502 | 1.0477 | 1.0494 | 1.0502 | -0.093122 | -119.9963 | 119.9695 | -0.093122 | -119.9963 | 119.9695

## LG_max_fault_10
name | pf_ikss_a_from_ka | pf_ikss_b_from_ka | pf_ikss_c_from_ka | pf_ikss_a_to_ka | pf_ikss_b_to_ka | pf_ikss_c_to_ka | pf_skss_a_from_mw | pf_skss_b_from_mw | pf_skss_c_from_mw | pf_skss_a_to_mw | pf_skss_b_to_mw | pf_skss_c_to_mw | pf_p_a_from_mw | pf_p_b_from_mw | pf_p_c_from_mw | pf_p_a_to_mw | pf_p_b_to_mw | pf_p_c_to_mw | pf_q_a_from_mvar | pf_q_b_from_mvar | pf_q_c_from_mvar | pf_q_a_to_mvar | pf_q_b_to_mvar | pf_q_c_to_mvar | pf_ikss_a_from_degree | pf_ikss_b_from_degree | pf_ikss_c_from_degree | pf_ikss_a_to_degree | pf_ikss_b_to_degree | pf_ikss_c_to_degree | pf_vm_a_from_pu | pf_vm_b_from_pu | pf_vm_c_from_pu | pf_vm_a_to_pu | pf_vm_b_to_pu | pf_vm_c_to_pu | pf_va_a_from_degree | pf_va_b_from_degree | pf_va_c_from_degree | pf_va_a_to_degree | pf_va_b_to_degree | pf_va_c_to_degree
Line0_1_2 | 0.03549 | 0 | 0 | 0.03549 | 0 | 0 | 0.008196 | 0 | 0 | 0.008196 | 0 | 0 | 0.0063397 | 7.1149e-10 | -1.1706e-09 | -0.0063292 | -6.6138e-10 | 1.0877e-09 | 0.0063816 | -9.3965e-10 | -1.4574e-10 | -0.0063606 | 8.7252e-10 | 1.3505e-10 | -45.2866 | 0 | 0 | 134.7134 | 0 | 0 | 1.0975 | 1.0993 | 1.1003 | 1.0948 | 1.0989 | 1.1001 | -0.097518 | -119.9961 | 119.9681 | -0.14444 | -119.9762 | 119.9389
Line10_11_12 | 0 | 0 | 0 | 0 | 0 | 0 | 0 | 0 | 0 | 0 | 0 | 0 | 8.6685e-11 | 1.7932e-10 | -3.3533e-10 | -6.2283e-11 | -1.4676e-10 | 2.7836e-10 | 3.544e-10 | -2.8333e-10 | -1.3432e-11 | -3.0286e-10 | 2.3642e-10 | 8.7229e-12 | 0 | 0 | 0 | 0 | 0 | 0 | 1.0975 | 1.0993 | 1.1003 | 1.0975 | 1.0993 | 1.1003 | -0.097518 | -119.9961 | 119.9681 | -0.097518 | -119.9961 | 119.9681
Line11_12_13 | 0 | 0 | 0 | 0 | 0 | 0 | 0 | 0 | 0 | 0 | 0 | 0 | 7.2238e-11 | 1.4943e-10 | -2.7944e-10 | -4.7835e-11 | -1.1687e-10 | 2.2247e-10 | 2.9533e-10 | -2.3611e-10 | -1.1194e-11 | -2.438e-10 | 1.8919e-10 | 6.4842e-12 | 0 | 0 | 0 | 0 | 0 | 0 | 1.0975 | 1.0993 | 1.1003 | 1.0975 | 1.0993 | 1.1003 | -0.097518 | -119.9961 | 119.9681 | -0.097518 | -119.9961 | 119.9681
Line12_13_15 | 0 | 0 | 0 | 0 | 0 | 0 | 0 | 0 | 0 | 0 | 0 | 0 | 4.3343e-11 | 8.9661e-11 | -1.6766e-10 | -1.894e-11 | -5.7098e-11 | 1.107e-10 | 1.772e-10 | -1.4167e-10 | -6.7162e-12 | -1.2567e-10 | 9.4748e-11 | 2.0068e-12 | 0 | 0 | 0 | 0 | 0 | 0 | 1.0975 | 1.0993 | 1.1003 | 1.0975 | 1.0993 | 1.1003 | -0.097518 | -119.9961 | 119.9681 | -0.097518 | -119.9961 | 119.9681
Line13_13_14 | 0 | 0 | 0 | 0 | 0 | 0 | 0 | 0 | 0 | 0 | 0 | 0 | 1.4448e-11 | 2.9887e-11 | -5.5888e-11 | 9.955e-12 | 2.6761e-12 | -1.0777e-12 | 5.9066e-11 | -4.7222e-11 | -2.2387e-12 | -7.5342e-12 | 3.0347e-13 | -2.4707e-12 | 0 | 0 | 0 | 0 | 0 | 0 | 1.0975 | 1.0993 | 1.1003 | 1.0975 | 1.0993 | 1.1003 | -0.097518 | -119.9961 | 119.9681 | -0.097518 | -119.9961 | 119.9681
Line14_15_16 | 0 | 0 | 0 | 0 | 0 | 0 | 0 | 0 | 0 | 0 | 0 | 0 | 2.8895e-11 | 5.9774e-11 | -1.1178e-10 | -4.4926e-12 | -2.7211e-11 | 5.481e-11 | 1.1813e-10 | -9.4445e-11 | -4.4775e-12 | -6.66e-11 | 4.7526e-11 | -2.3196e-13 | 0 | 0 | 0 | 0 | 0 | 0 | 1.0975 | 1.0993 | 1.1003 | 1.0975 | 1.0993 | 1.1003 | -0.097518 | -119.9961 | 119.9681 | -0.097518 | -119.9961 | 119.9681
Line15_16_17 | 0 | 0 | 0 | 0 | 0 | 0 | 0 | 0 | 0 | 0 | 0 | 0 | 1.4448e-11 | 2.9887e-11 | -5.5888e-11 | 9.955e-12 | 2.6761e-12 | -1.0777e-12 | 5.9066e-11 | -4.7222e-11 | -2.2387e-12 | -7.5342e-12 | 3.0346e-13 | -2.4707e-12 | 0 | 0 | 0 | 0 | 0 | 0 | 1.0975 | 1.0993 | 1.1003 | 1.0975 | 1.0993 | 1.1003 | -0.097518 | -119.9961 | 119.9681 | -0.097518 | -119.9961 | 119.9681
Line16_4_18 | 0 | 0 | 0 | 0 | 0 | 0 | 0 | 0 | 0 | 0 | 0 | 0 | 1.4448e-11 | 2.9887e-11 | -5.5888e-11 | 9.955e-12 | 2.6761e-12 | -1.0777e-12 | 5.9066e-11 | -4.7222e-11 | -2.2387e-12 | -7.5342e-12 | 3.0347e-13 | -2.4707e-12 | 0 | 0 | 0 | 0 | 0 | 0 | 1.0975 | 1.0993 | 1.1003 | 1.0975 | 1.0993 | 1.1003 | -0.097518 | -119.9961 | 119.9681 | -0.097518 | -119.9961 | 119.9681
Line17_5_19 | 0 | 0 | 0 | 0 | 0 | 0 | 0 | 0 | 0 | 0 | 0 | 0 | 1.4448e-11 | 2.9887e-11 | -5.5888e-11 | 9.955e-12 | 2.6761e-12 | -1.0777e-12 | 5.9066e-11 | -4.7222e-11 | -2.2387e-12 | -7.5342e-12 | 3.0347e-13 | -2.4707e-12 | 0 | 0 | 0 | 0 | 0 | 0 | 1.0975 | 1.0993 | 1.1003 | 1.0975 | 1.0993 | 1.1003 | -0.097518 | -119.9961 | 119.9681 | -0.097518 | -119.9961 | 119.9681
Line1_1_3 | 0 | 0 | 0 | 0 | 0 | 0 | 0 | 0 | 0 | 0 | 0 | 0 | 1.1558e-10 | 2.391e-10 | -4.471e-10 | -9.1178e-11 | -2.0653e-10 | 3.9014e-10 | 4.7253e-10 | -3.7778e-10 | -1.791e-11 | -4.21e-10 | 3.3086e-10 | 1.32e-11 | 0 | 0 | 0 | 0 | 0 | 0 | 1.0975 | 1.0993 | 1.1003 | 1.0975 | 1.0993 | 1.1003 | -0.097518 | -119.9961 | 119.9681 | -0.097518 | -119.9961 | 119.9681
Line2_1_4 | 0 | 0 | 0 | 0 | 0 | 0 | 0 | 0 | 0 | 0 | 0 | 0 | 2.8895e-11 | 5.9774e-11 | -1.1178e-10 | -4.4926e-12 | -2.7211e-11 | 5.481e-11 | 1.1813e-10 | -9.4445e-11 | -4.4774e-12 | -6.66e-11 | 4.7526e-11 | -2.3198e-13 | 0 | 0 | 0 | 0 | 0 | 0 | 1.0975 | 1.0993 | 1.1003 | 1.0975 | 1.0993 | 1.1003 | -0.097518 | -119.9961 | 119.9681 | -0.097518 | -119.9961 | 119.9681
Line3_1_5 | 0 | 0 | 0 | 0 | 0 | 0 | 0 | 0 | 0 | 0 | 0 | 0 | 2.8895e-11 | 5.9774e-11 | -1.1178e-10 | -4.4926e-12 | -2.7211e-11 | 5.481e-11 | 1.1813e-10 | -9.4445e-11 | -4.4774e-12 | -6.66e-11 | 4.7526e-11 | -2.3198e-13 | 0 | 0 | 0 | 0 | 0 | 0 | 1.0975 | 1.0993 | 1.1003 | 1.0975 | 1.0993 | 1.1003 | -0.097518 | -119.9961 | 119.9681 | -0.097518 | -119.9961 | 119.9681
Line4_2_6 | 0.03549 | 0 | 0 | 0.03549 | 0 | 0 | 0.008196 | 0 | 0 | 0.008196 | 0 | 0 | 0.0063292 | 6.6577e-10 | -1.0883e-09 | -0.0063187 | -5.8045e-10 | 9.5383e-10 | 0.0063606 | -8.7067e-10 | -1.3978e-10 | -0.0063397 | 7.644e-10 | 1.1843e-10 | -45.2866 | 0 | 0 | 134.7134 | 0 | 0 | 1.0948 | 1.0989 | 1.1001 | 1.0921 | 1.0985 | 1.1 | -0.14444 | -119.9762 | 119.9389 | -0.19159 | -119.9562 | 119.9097
Line5_6_7 | 0.03549 | 0 | 0 | 0.03549 | 0 | 0 | 0.008196 | 0 | 0 | 0.008196 | 0 | 0 | 0.0063187 | 5.8656e-10 | -9.5397e-10 | -0.0063082 | -4.6604e-10 | 7.678e-10 | 0.0063397 | -7.6101e-10 | -1.2542e-10 | -0.0063187 | 6.1567e-10 | 9.3471e-11 | -45.2866 | 0 | 0 | 134.7134 | 0 | 0 | 1.0921 | 1.0985 | 1.1 | 1.0894 | 1.0981 | 1.0999 | -0.19159 | -119.9562 | 119.9097 | -0.23898 | -119.9363 | 119.8805
Line6_7_8 | 0.03549 | 0 | 0 | 0.03549 | 0 | 0 | 0.008196 | 0 | 0 | 0.008196 | 0 | 0 | 0.0063082 | 4.7386e-10 | -7.6748e-10 | -0.0062977 | -3.1812e-10 | 5.2965e-10 | 0.0063187 | -6.1074e-10 | -1.0272e-10 | -0.0062977 | 4.2642e-10 | 6.0269e-11 | -45.2866 | 0 | 0 | 134.7134 | 0 | 0 | 1.0894 | 1.0981 | 1.0999 | 1.0867 | 1.0976 | 1.0998 | -0.23898 | -119.9363 | 119.8805 | -0.28661 | -119.9163 | 119.8513
Line7_8_9 | 0 | 0 | 0 | 0 | 0 | 0 | 0 | 0 | 0 | 0 | 0 | 0 | 3.715e-11 | 1.6383e-10 | -2.6443e-10 | 5.3128e-11 | 9.5302e-12 | 7.9159e-13 | 2.7071e-10 | -2.0998e-10 | -3.5891e-11 | -2.1924e-11 | 6.4683e-12 | -1.1514e-11 | 0 | 0 | 0 | 0 | 0 | 0 | 1.0867 | 1.0976 | 1.0998 | 1.0867 | 1.0976 | 1.0998 | -0.28661 | -119.9163 | 119.8513 | -0.28661 | -119.9163 | 119.8513
Line8_8_10 | 0 | 0 | 0 | 0 | 0 | 0 | 0 | 0 | 0 | 0 | 0 | 0 | 3.715e-11 | 1.6383e-10 | -2.6443e-10 | 5.3128e-11 | 9.5302e-12 | 7.9159e-13 | 2.7071e-10 | -2.0998e-10 | -3.5891e-11 | -2.1924e-11 | 6.4683e-12 | -1.1514e-11 | 0 | 0 | 0 | 0 | 0 | 0 | 1.0867 | 1.0976 | 1.0998 | 1.0867 | 1.0976 | 1.0998 | -0.28661 | -119.9163 | 119.8513 | -0.28661 | -119.9163 | 119.8513
Line9_3_11 | 0 | 0 | 0 | 0 | 0 | 0 | 0 | 0 | 0 | 0 | 0 | 0 | 1.0113e-10 | 2.0921e-10 | -3.9122e-10 | -7.673e-11 | -1.7665e-10 | 3.3425e-10 | 4.1346e-10 | -3.3056e-10 | -1.5671e-11 | -3.6193e-10 | 2.8364e-10 | 1.0962e-11 | 0 | 0 | 0 | 0 | 0 | 0 | 1.0975 | 1.0993 | 1.1003 | 1.0975 | 1.0993 | 1.1003 | -0.097518 | -119.9961 | 119.9681 | -0.097518 | -119.9961 | 119.9681

## LG_min_6
name | pf_ikss_a_from_ka | pf_ikss_b_from_ka | pf_ikss_c_from_ka | pf_ikss_a_to_ka | pf_ikss_b_to_ka | pf_ikss_c_to_ka | pf_skss_a_from_mw | pf_skss_b_from_mw | pf_skss_c_from_mw | pf_skss_a_to_mw | pf_skss_b_to_mw | pf_skss_c_to_mw | pf_p_a_from_mw | pf_p_b_from_mw | pf_p_c_from_mw | pf_p_a_to_mw | pf_p_b_to_mw | pf_p_c_to_mw | pf_q_a_from_mvar | pf_q_b_from_mvar | pf_q_c_from_mvar | pf_q_a_to_mvar | pf_q_b_to_mvar | pf_q_c_to_mvar | pf_ikss_a_from_degree | pf_ikss_b_from_degree | pf_ikss_c_from_degree | pf_ikss_a_to_degree | pf_ikss_b_to_degree | pf_ikss_c_to_degree | pf_vm_a_from_pu | pf_vm_b_from_pu | pf_vm_c_from_pu | pf_vm_a_to_pu | pf_vm_b_to_pu | pf_vm_c_to_pu | pf_va_a_from_degree | pf_va_b_from_degree | pf_va_c_from_degree | pf_va_a_to_degree | pf_va_b_to_degree | pf_va_c_to_degree
Line0_1_2 | 2.0086 | 0 | 0 | 2.0086 | 0 | 0 | 0.46386 | 0 | 0 | 0.46386 | 0 | 0 | 0.25819 | 5.4303e-08 | -6.0644e-08 | -0.19365 | -5.1463e-08 | 5.6174e-08 | 0.26895 | -3.3624e-08 | -2.8969e-08 | -0.20171 | 2.8447e-08 | 2.4987e-08 | -52.3774 | 0 | 0 | 127.6226 | 0 | 0 | 0.80376 | 0.91354 | 0.96129 | 0.60282 | 0.89844 | 0.93937 | -6.2082 | -119.4467 | 117.8523 | -6.2082 | -117.0911 | 115.8212
Line10_11_12 | 0 | 0 | 0 | 0 | 0 | 0 | 0 | 0 | 0 | 0 | 0 | 0 | 3.3098e-09 | 1.004e-08 | -1.6317e-08 | -2.3436e-09 | -8.2451e-09 | 1.3555e-08 | 1.4621e-08 | -1.1981e-08 | -2.0797e-09 | -1.2487e-08 | 1.0015e-08 | 1.6076e-09 | 0 | 0 | 0 | 0 | 0 | 0 | 0.80376 | 0.91354 | 0.96129 | 0.80376 | 0.91354 | 0.96129 | -6.2082 | -119.4467 | 117.8523 | -6.2082 | -119.4467 | 117.8523
Line11_12_13 | 0 | 0 | 0 | 0 | 0 | 0 | 0 | 0 | 0 | 0 | 0 | 0 | 2.7582e-09 | 8.3671e-09 | -1.3597e-08 | -1.792e-09 | -6.5717e-09 | 1.0836e-08 | 1.2184e-08 | -9.984e-09 | -1.7331e-09 | -1.005e-08 | 8.018e-09 | 1.261e-09 | 0 | 0 | 0 | 0 | 0 | 0 | 0.80376 | 0.91354 | 0.96129 | 0.80376 | 0.91354 | 0.96129 | -6.2082 | -119.4467 | 117.8523 | -6.2082 | -119.4467 | 117.8523
Line12_13_15 | 0 | 0 | 0 | 0 | 0 | 0 | 0 | 0 | 0 | 0 | 0 | 0 | 1.6549e-09 | 5.0202e-09 | -8.1584e-09 | -6.887e-10 | -3.2248e-09 | 5.3968e-09 | 7.3103e-09 | -5.9904e-09 | -1.0398e-09 | -5.1763e-09 | 4.0243e-09 | 5.6774e-10 | 0 | 0 | 0 | 0 | 0 | 0 | 0.80376 | 0.91354 | 0.96129 | 0.80376 | 0.91354 | 0.96129 | -6.2082 | -119.4467 | 117.8523 | -6.2082 | -119.4467 | 117.8523
Line13_13_14 | 0 | 0 | 0 | 0 | 0 | 0 | 0 | 0 | 0 | 0 | 0 | 0 | 5.5164e-10 | 1.6734e-09 | -2.7195e-09 | 4.1458e-10 | 1.2199e-10 | -4.214e-11 | 2.4368e-09 | -1.9968e-09 | -3.4661e-10 | -3.0277e-10 | 3.0727e-11 | -1.2548e-10 | 0 | 0 | 0 | 0 | 0 | 0 | 0.80376 | 0.91354 | 0.96129 | 0.80376 | 0.91354 | 0.96129 | -6.2082 | -119.4467 | 117.8523 | -6.2082 | -119.4467 | 117.8523
Line14_15_16 | 0 | 0 | 0 | 0 | 0 | 0 | 0 | 0 | 0 | 0 | 0 | 0 | 1.1033e-09 | 3.3468e-09 | -5.4389e-09 | -1.3706e-10 | -1.5514e-09 | 2.6773e-09 | 4.8735e-09 | -3.9936e-09 | -6.9323e-10 | -2.7395e-09 | 2.0275e-09 | 2.2113e-10 | 0 | 0 | 0 | 0 | 0 | 0 | 0.80376 | 0.91354 | 0.96129 | 0.80376 | 0.91354 | 0.96129 | -6.2082 | -119.4467 | 117.8523 | -6.2082 | -119.4467 | 117.8523
Line15_16_17 | 0 | 0 | 0 | 0 | 0 | 0 | 0 | 0 | 0 | 0 | 0 | 0 | 5.5164e-10 | 1.6734e-09 | -2.7195e-09 | 4.1458e-10 | 1.2199e-10 | -4.214e-11 | 2.4368e-09 | -1.9968e-09 | -3.4661e-10 | -3.0277e-10 | 3.0727e-11 | -1.2548e-10 | 0 | 0 | 0 | 0 | 0 | 0 | 0.80376 | 0.91354 | 0.96129 | 0.80376 | 0.91354 | 0.96129 | -6.2082 | -119.4467 | 117.8523 | -6.2082 | -119.4467 | 117.8523
Line16_4_18 | 0 | 0 | 0 | 0 | 0 | 0 | 0 | 0 | 0 | 0 | 0 | 0 | 5.5164e-10 | 1.6734e-09 | -2.7195e-09 | 4.1458e-10 | 1.2199e-10 | -4.214e-11 | 2.4368e-09 | -1.9968e-09 | -3.4661e-10 | -3.0277e-10 | 3.0727e-11 | -1.2548e-10 | 0 | 0 | 0 | 0 | 0 | 0 | 0.80376 | 0.91354 | 0.96129 | 0.80376 | 0.91354 | 0.96129 | -6.2082 | -119.4467 | 117.8523 | -6.2082 | -119.4467 | 117.8523
Line17_5_19 | 0 | 0 | 0 | 0 | 0 | 0 | 0 | 0 | 0 | 0 | 0 | 0 | 5.5164e-10 | 1.6734e-09 | -2.7195e-09 | 4.1458e-10 | 1.2199e-10 | -4.214e-11 | 2.4368e-09 | -1.9968e-09 | -3.4661e-10 | -3.0277e-10 | 3.0727e-11 | -1.2548e-10 | 0 | 0 | 0 | 0 | 0 | 0 | 0.80376 | 0.91354 | 0.96129 | 0.80376 | 0.91354 | 0.96129 | -6.2082 | -119.4467 | 117.8523 | -6.2082 | -119.4467 | 117.8523
Line1_1_3 | 0 | 0 | 0 | 0 | 0 | 0 | 0 | 0 | 0 | 0 | 0 | 0 | 4.4131e-09 | 1.3387e-08 | -2.1756e-08 | -3.4469e-09 | -1.1592e-08 | 1.8994e-08 | 1.9494e-08 | -1.5974e-08 | -2.7729e-09 | -1.736e-08 | 1.4008e-08 | 2.3008e-09 | 0 | 0 | 0 | 0 | 0 | 0 | 0.80376 | 0.91354 | 0.96129 | 0.80376 | 0.91354 | 0.96129 | -6.2082 | -119.4467 | 117.8523 | -6.2082 | -119.4467 | 117.8523
Line2_1_4 | 0 | 0 | 0 | 0 | 0 | 0 | 0 | 0 | 0 | 0 | 0 | 0 | 1.1033e-09 | 3.3468e-09 | -5.4389e-09 | -1.3706e-10 | -1.5514e-09 | 2.6773e-09 | 4.8735e-09 | -3.9936e-09 | -6.9322e-10 | -2.7395e-09 | 2.0275e-09 | 2.2113e-10 | 0 | 0 | 0 | 0 | 0 | 0 | 0.80376 | 0.91354 | 0.96129 | 0.80376 | 0.91354 | 0.96129 | -6.2082 | -119.4467 | 117.8523 | -6.2082 | -119.4467 | 117.8523
Line3_1_5 | 0 | 0 | 0 | 0 | 0 | 0 | 0 | 0 | 0 | 0 | 0 | 0 | 1.1033e-09 | 3.3468e-09 | -5.4389e-09 | -1.3706e-10 | -1.5514e-09 | 2.6773e-09 | 4.8735e-09 | -3.9936e-09 | -6.9322e-10 | -2.7395e-09 | 2.0275e-09 | 2.2113e-10 | 0 | 0 | 0 | 0 | 0 | 0 | 0.80376 | 0.91354 | 0.96129 | 0.80376 | 0.91354 | 0.96129 | -6.2082 | -119.4467 | 117.8523 | -6.2082 | -119.4467 | 117.8523
Line4_2_6 | 2.0086 | 0 | 0 | 2.0086 | 0 | 0 | 0.46386 | 0 | 0 | 0.46386 | 0 | 0 | 0.19365 | 5.1628e-08 | -5.6146e-08 | -0.1291 | -4.5856e-08 | 4.91e-08 | 0.20171 | -2.8288e-08 | -2.5225e-08 | -0.13448 | 2.2512e-08 | 2.0045e-08 | -52.3774 | 0 | 0 | 127.6226 | 0 | 0 | 0.60282 | 0.89844 | 0.93937 | 0.40188 | 0.88491 | 0.91869 | -6.2082 | -117.0911 | 115.8212 | -6.2082 | -114.6593 | 113.6959
Line5_6_7 | 2.0086 | 0 | 0 | 2.0086 | 0 | 0 | 0.46386 | 0 | 0 | 0.46386 | 0 | 0 | 0.1291 | 4.6054e-08 | -4.9014e-08 | -0.064549 | -3.7344e-08 | 3.9399e-08 | 0.13448 | -2.2225e-08 | -2.0396e-08 | -0.067238 | 1.6257e-08 | 1.4424e-08 | -52.3774 | 0 | 0 | 127.6226 | 0 | 0 | 0.40188 | 0.88491 | 0.91869 | 0.20094 | 0.87303 | 0.89933 | -6.2082 | -114.6593 | 113.6959 | -6.2082 | -112.1566 | 111.4758
Line6_7_8 | 2.0086 | 0 | 0 | 2.0086 | 0 | 0 | 0.46386 | 0 | 0 | 0.46386 | 0 | 0 | 0.064549 | 3.7562e-08 | -3.9266e-08 | -1.9509e-14 | -2.5908e-08 | 2.7087e-08 | 0.067238 | -1.5842e-08 | -1.4888e-08 | 4.3125e-14 | 1.0086e-08 | 8.53e-09 | -52.3774 | 0 | 0 | 127.6226 | 0 | 0 | 0.20094 | 0.87303 | 0.89933 | 0 | 0.86285 | 0.88138 | -6.2082 | -112.1566 | 111.4758 | 0 | -109.5898 | 109.1618
Line7_8_9 | 0 | 0 | 0 | 0 | 0 | 0 | 0 | 0 | 0 | 0 | 0 | 0 | 1.6486e-21 | 1.3067e-08 | -1.346e-08 | -1.1957e-18 | 2.2625e-10 | 1.6701e-10 | -4.1181e-22 | -4.7717e-09 | -4.5537e-09 | 9.3474e-18 | 5.4309e-10 | -5.7729e-10 | 0 | 0 | 0 | 0 | 0 | 0 | 0 | 0.86285 | 0.88138 | 0 | 0.86285 | 0.88138 | 0 | -109.5898 | 109.1618 | 0 | -109.5898 | 109.1618
Line8_8_10 | 0 | 0 | 0 | 0 | 0 | 0 | 0 | 0 | 0 | 0 | 0 | 0 | 1.6486e-21 | 1.3067e-08 | -1.346e-08 | -1.1957e-18 | 2.2625e-10 | 1.6701e-10 | -4.1181e-22 | -4.7717e-09 | -4.5537e-09 | 9.3474e-18 | 5.4309e-10 | -5.7729e-10 | 0 | 0 | 0 | 0 | 0 | 0 | 0 | 0.86285 | 0.88138 | 0 | 0.86285 | 0.88138 | 0 | -109.5898 | 109.1618 | 0 | -109.5898 | 109.1618
Line9_3_11 | 0 | 0 | 0 | 0 | 0 | 0 | 0 | 0 | 0 | 0 | 0 | 0 | 3.8614e-09 | 1.1714e-08 | -1.9036e-08 | -2.8952e-09 | -9.9185e-09 | 1.6275e-08 | 1.7057e-08 | -1.3978e-08 | -2.4263e-09 | -1.4923e-08 | 1.2012e-08 | 1.9542e-09 | 0 | 0 | 0 | 0 | 0 | 0 | 0.80376 | 0.91354 | 0.96129 | 0.80376 | 0.91354 | 0.96129 | -6.2082 | -119.4467 | 117.8523 | -6.2082 | -119.4467 | 117.8523

## LG_min_10
name | pf_ikss_a_from_ka | pf_ikss_b_from_ka | pf_ikss_c_from_ka | pf_ikss_a_to_ka | pf_ikss_b_to_ka | pf_ikss_c_to_ka | pf_skss_a_from_mw | pf_skss_b_from_mw | pf_skss_c_from_mw | pf_skss_a_to_mw | pf_skss_b_to_mw | pf_skss_c_to_mw | pf_p_a_from_mw | pf_p_b_from_mw | pf_p_c_from_mw | pf_p_a_to_mw | pf_p_b_to_mw | pf_p_c_to_mw | pf_q_a_from_mvar | pf_q_b_from_mvar | pf_q_c_from_mvar | pf_q_a_to_mvar | pf_q_b_to_mvar | pf_q_c_to_mvar | pf_ikss_a_from_degree | pf_ikss_b_from_degree | pf_ikss_c_from_degree | pf_ikss_a_to_degree | pf_ikss_b_to_degree | pf_ikss_c_to_degree | pf_vm_a_from_pu | pf_vm_b_from_pu | pf_vm_c_from_pu | pf_vm_a_to_pu | pf_vm_b_to_pu | pf_vm_c_to_pu | pf_va_a_from_degree | pf_va_b_from_degree | pf_va_c_from_degree | pf_va_a_to_degree | pf_va_b_to_degree | pf_va_c_to_degree
Line0_1_2 | 1.9028 | 0 | 0 | 1.9028 | 0 | 0 | 0.43944 | 0 | 0 | 0.43944 | 0 | 0 | 0.23173 | 4.8737e-08 | -5.4429e-08 | -0.1738 | -4.6188e-08 | 5.0416e-08 | 0.24139 | -3.0178e-08 | -2.6e-08 | -0.18104 | 2.5531e-08 | 2.2426e-08 | -52.3774 | 0 | 0 | 127.6226 | 0 | 0 | 0.76145 | 0.86546 | 0.91069 | 0.57109 | 0.85115 | 0.88993 | -6.2082 | -119.4467 | 117.8523 | -6.2082 | -117.0911 | 115.8212
Line10_11_12 | 0 | 0 | 0 | 0 | 0 | 0 | 0 | 0 | 0 | 0 | 0 | 0 | 2.9706e-09 | 9.0114e-09 | -1.4644e-08 | -2.1034e-09 | -7.4e-09 | 1.2166e-08 | 1.3122e-08 | -1.0753e-08 | -1.8665e-09 | -1.1207e-08 | 8.9883e-09 | 1.4428e-09 | 0 | 0 | 0 | 0 | 0 | 0 | 0.76145 | 0.86546 | 0.91069 | 0.76145 | 0.86546 | 0.91069 | -6.2082 | -119.4467 | 117.8523 | -6.2082 | -119.4467 | 117.8523
Line11_12_13 | 0 | 0 | 0 | 0 | 0 | 0 | 0 | 0 | 0 | 0 | 0 | 0 | 2.4755e-09 | 7.5095e-09 | -1.2204e-08 | -1.6083e-09 | -5.8981e-09 | 9.7251e-09 | 1.0935e-08 | -8.9607e-09 | -1.5554e-09 | -9.0198e-09 | 7.1962e-09 | 1.1317e-09 | 0 | 0 | 0 | 0 | 0 | 0 | 0.76145 | 0.86546 | 0.91069 | 0.76145 | 0.86546 | 0.91069 | -6.2082 | -119.4467 | 117.8523 | -6.2082 | -119.4467 | 117.8523
Line12_13_15 | 0 | 0 | 0 | 0 | 0 | 0 | 0 | 0 | 0 | 0 | 0 | 0 | 1.4853e-09 | 4.5057e-09 | -7.3222e-09 | -6.1811e-10 | -2.8943e-09 | 4.8437e-09 | 6.5611e-09 | -5.3764e-09 | -9.3326e-10 | -4.6458e-09 | 3.6119e-09 | 5.0955e-10 | 0 | 0 | 0 | 0 | 0 | 0 | 0.76145 | 0.86546 | 0.91069 | 0.76145 | 0.86546 | 0.91069 | -6.2082 | -119.4467 | 117.8523 | -6.2082 | -119.4467 | 117.8523
Line13_13_14 | 0 | 0 | 0 | 0 | 0 | 0 | 0 | 0 | 0 | 0 | 0 | 0 | 4.951e-10 | 1.5019e-09 | -2.4407e-09 | 3.7208e-10 | 1.0948e-10 | -3.7821e-11 | 2.187e-09 | -1.7921e-09 | -3.1109e-10 | -2.7174e-10 | 2.7578e-11 | -1.1262e-10 | 0 | 0 | 0 | 0 | 0 | 0 | 0.76145 | 0.86546 | 0.91069 | 0.76145 | 0.86546 | 0.91069 | -6.2082 | -119.4467 | 117.8523 | -6.2082 | -119.4467 | 117.8523
Line14_15_16 | 0 | 0 | 0 | 0 | 0 | 0 | 0 | 0 | 0 | 0 | 0 | 0 | 9.9019e-10 | 3.0038e-09 | -4.8815e-09 | -1.2301e-10 | -1.3924e-09 | 2.4029e-09 | 4.374e-09 | -3.5843e-09 | -6.2218e-10 | -2.4588e-09 | 1.8197e-09 | 1.9846e-10 | 0 | 0 | 0 | 0 | 0 | 0 | 0.76145 | 0.86546 | 0.91069 | 0.76145 | 0.86546 | 0.91069 | -6.2082 | -119.4467 | 117.8523 | -6.2082 | -119.4467 | 117.8523
Line15_16_17 | 0 | 0 | 0 | 0 | 0 | 0 | 0 | 0 | 0 | 0 | 0 | 0 | 4.951e-10 | 1.5019e-09 | -2.4407e-09 | 3.7208e-10 | 1.0948e-10 | -3.7821e-11 | 2.187e-09 | -1.7921e-09 | -3.1109e-10 | -2.7174e-10 | 2.7578e-11 | -1.1262e-10 | 0 | 0 | 0 | 0 | 0 | 0 | 0.76145 | 0.86546 | 0.91069 | 0.76145 | 0.86546 | 0.91069 | -6.2082 | -119.4467 | 117.8523 | -6.2082 | -119.4467 | 117.8523
Line16_4_18 | 0 | 0 | 0 | 0 | 0 | 0 | 0 | 0 | 0 | 0 | 0 | 0 | 4.951e-10 | 1.5019e-09 | -2.4407e-09 | 3.7208e-10 | 1.0948e-10 | -3.7821e-11 | 2.187e-09 | -1.7921e-09 | -3.1109e-10 | -2.7174e-10 | 2.7578e-11 | -1.1262e-10 | 0 | 0 | 0 | 0 | 0 | 0 | 0.76145 | 0.86546 | 0.91069 | 0.76145 | 0.86546 | 0.91069 | -6.2082 | -119.4467 | 117.8523 | -6.2082 | -119.4467 | 117.8523
Line17_5_19 | 0 | 0 | 0 | 0 | 0 | 0 | 0 | 0 | 0 | 0 | 0 | 0 | 4.951e-10 | 1.5019e-09 | -2.4407e-09 | 3.7208e-10 | 1.0948e-10 | -3.7821e-11 | 2.187e-09 | -1.7921e-09 | -3.1109e-10 | -2.7174e-10 | 2.7578e-11 | -1.1262e-10 | 0 | 0 | 0 | 0 | 0 | 0 | 0.76145 | 0.86546 | 0.91069 | 0.76145 | 0.86546 | 0.91069 | -6.2082 | -119.4467 | 117.8523 | -6.2082 | -119.4467 | 117.8523
Line1_1_3 | 0 | 0 | 0 | 0 | 0 | 0 | 0 | 0 | 0 | 0 | 0 | 0 | 3.9608e-09 | 1.2015e-08 | -1.9526e-08 | -3.0936e-09 | -1.0404e-08 | 1.7047e-08 | 1.7496e-08 | -1.4337e-08 | -2.4887e-09 | -1.5581e-08 | 1.2573e-08 | 2.065e-09 | 0 | 0 | 0 | 0 | 0 | 0 | 0.76145 | 0.86546 | 0.91069 | 0.76145 | 0.86546 | 0.91069 | -6.2082 | -119.4467 | 117.8523 | -6.2082 | -119.4467 | 117.8523
Line2_1_4 | 0 | 0 | 0 | 0 | 0 | 0 | 0 | 0 | 0 | 0 | 0 | 0 | 9.9019e-10 | 3.0038e-09 | -4.8815e-09 | -1.2301e-10 | -1.3924e-09 | 2.4029e-09 | 4.374e-09 | -3.5843e-09 | -6.2217e-10 | -2.4588e-09 | 1.8197e-09 | 1.9846e-10 | 0 | 0 | 0 | 0 | 0 | 0 | 0.76145 | 0.86546 | 0.91069 | 0.76145 | 0.86546 | 0.91069 | -6.2082 | -119.4467 | 117.8523 | -6.2082 | -119.4467 | 117.8523
Line3_1_5 | 0 | 0 | 0 | 0 | 0 | 0 | 0 | 0 | 0 | 0 | 0 | 0 | 9.9019e-10 | 3.0038e-09 | -4.8815e-09 | -1.2301e-10 | -1.3924e-09 | 2.4029e-09 | 4.374e-09 | -3.5843e-09 | -6.2217e-10 | -2.4588e-09 | 1.8197e-09 | 1.9846e-10 | 0 | 0 | 0 | 0 | 0 | 0 | 0.76145 | 0.86546 | 0.91069 | 0.76145 | 0.86546 | 0.91069 | -6.2082 | -119.4467 | 117.8523 | -6.2082 | -119.4467 | 117.8523
Line4_2_6 | 1.9028 | 0 | 0 | 1.9028 | 0 | 0 | 0.43944 | 0 | 0 | 0.43944 | 0 | 0 | 0.1738 | 4.6337e-08 | -5.0391e-08 | -0.11587 | -4.1156e-08 | 4.4068e-08 | 0.18104 | -2.5389e-08 | -2.264e-08 | -0.12069 | 2.0205e-08 | 1.799e-08 | -52.3774 | 0 | 0 | 127.6226 | 0 | 0 | 0.57109 | 0.85115 | 0.88993 | 0.38073 | 0.83834 | 0.87034 | -6.2082 | -117.0911 | 115.8212 | -6.2082 | -114.6593 | 113.6959
Line5_6_7 | 1.9028 | 0 | 0 | 1.9028 | 0 | 0 | 0.43944 | 0 | 0 | 0.43944 | 0 | 0 | 0.11587 | 4.1334e-08 | -4.399e-08 | -0.057933 | -3.3516e-08 | 3.5361e-08 | 0.12069 | -1.9947e-08 | -1.8306e-08 | -0.060347 | 1.4591e-08 | 1.2945e-08 | -52.3774 | 0 | 0 | 127.6226 | 0 | 0 | 0.38073 | 0.83834 | 0.87034 | 0.19036 | 0.82708 | 0.85199 | -6.2082 | -114.6593 | 113.6959 | -6.2082 | -112.1566 | 111.4758
Line6_7_8 | 1.9028 | 0 | 0 | 1.9028 | 0 | 0 | 0.43944 | 0 | 0 | 0.43944 | 0 | 0 | 0.057933 | 3.3712e-08 | -3.5242e-08 | -1.754e-14 | -2.3252e-08 | 2.4311e-08 | 0.060347 | -1.4218e-08 | -1.3362e-08 | 3.8712e-14 | 9.0526e-09 | 7.6558e-09 | -52.3774 | 0 | 0 | 127.6226 | 0 | 0 | 0.19036 | 0.82708 | 0.85199 | 0 | 0.81744 | 0.83499 | -6.2082 | -112.1566 | 111.4758 | 0 | -109.5898 | 109.1618
Line7_8_9 | 0 | 0 | 0 | 0 | 0 | 0 | 0 | 0 | 0 | 0 | 0 | 0 | 1.4805e-21 | 1.1728e-08 | -1.2081e-08 | -1.0731e-18 | 2.0306e-10 | 1.4989e-10 | -3.6891e-22 | -4.2826e-09 | -4.0869e-09 | 8.3894e-18 | 4.8743e-10 | -5.1813e-10 | 0 | 0 | 0 | 0 | 0 | 0 | 0 | 0.81744 | 0.83499 | 0 | 0.81744 | 0.83499 | 0 | -109.5898 | 109.1618 | 0 | -109.5898 | 109.1618
Line8_8_10 | 0 | 0 | 0 | 0 | 0 | 0 | 0 | 0 | 0 | 0 | 0 | 0 | 1.4805e-21 | 1.1728e-08 | -1.2081e-08 | -1.0731e-18 | 2.0306e-10 | 1.4989e-10 | -3.6891e-22 | -4.2826e-09 | -4.0869e-09 | 8.3894e-18 | 4.8743e-10 | -5.1813e-10 | 0 | 0 | 0 | 0 | 0 | 0 | 0 | 0.81744 | 0.83499 | 0 | 0.81744 | 0.83499 | 0 | -109.5898 | 109.1618 | 0 | -109.5898 | 109.1618
Line9_3_11 | 0 | 0 | 0 | 0 | 0 | 0 | 0 | 0 | 0 | 0 | 0 | 0 | 3.4657e-09 | 1.0513e-08 | -1.7085e-08 | -2.5985e-09 | -8.9019e-09 | 1.4607e-08 | 1.5309e-08 | -1.2545e-08 | -2.1776e-09 | -1.3394e-08 | 1.078e-08 | 1.7539e-09 | 0 | 0 | 0 | 0 | 0 | 0 | 0.76145 | 0.86546 | 0.91069 | 0.76145 | 0.86546 | 0.91069 | -6.2082 | -119.4467 | 117.8523 | -6.2082 | -119.4467 | 117.8523

## LG_min_fault_6
name | pf_ikss_a_from_ka | pf_ikss_b_from_ka | pf_ikss_c_from_ka | pf_ikss_a_to_ka | pf_ikss_b_to_ka | pf_ikss_c_to_ka | pf_skss_a_from_mw | pf_skss_b_from_mw | pf_skss_c_from_mw | pf_skss_a_to_mw | pf_skss_b_to_mw | pf_skss_c_to_mw | pf_p_a_from_mw | pf_p_b_from_mw | pf_p_c_from_mw | pf_p_a_to_mw | pf_p_b_to_mw | pf_p_c_to_mw | pf_q_a_from_mvar | pf_q_b_from_mvar | pf_q_c_from_mvar | pf_q_a_to_mvar | pf_q_b_to_mvar | pf_q_c_to_mvar | pf_ikss_a_from_degree | pf_ikss_b_from_degree | pf_ikss_c_from_degree | pf_ikss_a_to_degree | pf_ikss_b_to_degree | pf_ikss_c_to_degree | pf_vm_a_from_pu | pf_vm_b_from_pu | pf_vm_c_from_pu | pf_vm_a_to_pu | pf_vm_b_to_pu | pf_vm_c_to_pu | pf_va_a_from_degree | pf_va_b_from_degree | pf_va_c_from_degree | pf_va_a_to_degree | pf_va_b_to_degree | pf_va_c_to_degree
Line0_1_2 | 0.030559 | 0 | 0 | 0.030559 | 0 | 0 | 0.0070572 | 0 | 0 | 0.0070572 | 0 | 0 | 0.0047289 | 7.7837e-10 | -9.4746e-10 | -0.004714 | -7.3373e-10 | 8.8407e-10 | 0.0047314 | -6.4348e-10 | -3.5206e-10 | -0.0047159 | 5.9567e-10 | 3.3635e-10 | -45.1119 | 0 | 0 | 134.8881 | 0 | 0 | 0.94789 | 0.94943 | 0.95023 | 0.94483 | 0.94912 | 0.94993 | -0.096849 | -119.9962 | 119.9684 | -0.10058 | -119.9646 | 119.9362
Line10_11_12 | 0 | 0 | 0 | 0 | 0 | 0 | 0 | 0 | 0 | 0 | 0 | 0 | 6.4658e-11 | 1.3153e-10 | -2.4721e-10 | -4.6554e-11 | -1.0763e-10 | 2.0521e-10 | 2.6108e-10 | -2.0927e-10 | -9.1262e-12 | -2.2315e-10 | 1.7461e-10 | 5.7825e-12 | 0 | 0 | 0 | 0 | 0 | 0 | 0.94789 | 0.94943 | 0.95023 | 0.94789 | 0.94943 | 0.95023 | -0.096849 | -119.9962 | 119.9684 | -0.096849 | -119.9962 | 119.9684
Line11_12_13 | 0 | 0 | 0 | 0 | 0 | 0 | 0 | 0 | 0 | 0 | 0 | 0 | 5.3882e-11 | 1.0961e-10 | -2.0601e-10 | -3.5778e-11 | -8.5708e-11 | 1.6401e-10 | 2.1757e-10 | -1.7439e-10 | -7.6052e-12 | -1.7964e-10 | 1.3973e-10 | 4.2615e-12 | 0 | 0 | 0 | 0 | 0 | 0 | 0.94789 | 0.94943 | 0.95023 | 0.94789 | 0.94943 | 0.95023 | -0.096849 | -119.9962 | 119.9684 | -0.096849 | -119.9962 | 119.9684
Line12_13_15 | 0 | 0 | 0 | 0 | 0 | 0 | 0 | 0 | 0 | 0 | 0 | 0 | 3.2329e-11 | 6.5763e-11 | -1.236e-10 | -1.4225e-11 | -4.1865e-11 | 8.1602e-11 | 1.3054e-10 | -1.0463e-10 | -4.5631e-12 | -9.2609e-11 | 6.9976e-11 | 1.2194e-12 | 0 | 0 | 0 | 0 | 0 | 0 | 0.94789 | 0.94943 | 0.95023 | 0.94789 | 0.94943 | 0.95023 | -0.096849 | -119.9962 | 119.9684 | -0.096849 | -119.9962 | 119.9684
Line13_13_14 | 0 | 0 | 0 | 0 | 0 | 0 | 0 | 0 | 0 | 0 | 0 | 0 | 1.0776e-11 | 2.1921e-11 | -4.1202e-11 | 7.3276e-12 | 1.977e-12 | -8.0057e-13 | 4.3514e-11 | -3.4878e-11 | -1.521e-12 | -5.5812e-12 | 2.1907e-13 | -1.8227e-12 | 0 | 0 | 0 | 0 | 0 | 0 | 0.94789 | 0.94943 | 0.95023 | 0.94789 | 0.94943 | 0.95023 | -0.096849 | -119.9962 | 119.9684 | -0.096849 | -119.9962 | 119.9684
Line14_15_16 | 0 | 0 | 0 | 0 | 0 | 0 | 0 | 0 | 0 | 0 | 0 | 0 | 2.1553e-11 | 4.3842e-11 | -8.2403e-11 | -3.4487e-12 | -1.9944e-11 | 4.0401e-11 | 8.7027e-11 | -6.9756e-11 | -3.0421e-12 | -4.9095e-11 | 3.5097e-11 | -3.0166e-13 | 0 | 0 | 0 | 0 | 0 | 0 | 0.94789 | 0.94943 | 0.95023 | 0.94789 | 0.94943 | 0.95023 | -0.096849 | -119.9962 | 119.9684 | -0.096849 | -119.9962 | 119.9684
Line15_16_17 | 0 | 0 | 0 | 0 | 0 | 0 | 0 | 0 | 0 | 0 | 0 | 0 | 1.0776e-11 | 2.1921e-11 | -4.1202e-11 | 7.3276e-12 | 1.977e-12 | -8.0057e-13 | 4.3514e-11 | -3.4878e-11 | -1.521e-12 | -5.5812e-12 | 2.1907e-13 | -1.8227e-12 | 0 | 0 | 0 | 0 | 0 | 0 | 0.94789 | 0.94943 | 0.95023 | 0.94789 | 0.94943 | 0.95023 | -0.096849 | -119.9962 | 119.9684 | -0.096849 | -119.9962 | 119.9684
Line16_4_18 | 0 | 0 | 0 | 0 | 0 | 0 | 0 | 0 | 0 | 0 | 0 | 0 | 1.0776e-11 | 2.1921e-11 | -4.1202e-11 | 7.3276e-12 | 1.977e-12 | -8.0057e-13 | 4.3514e-11 | -3.4878e-11 | -1.521e-12 | -5.5812e-12 | 2.1907e-13 | -1.8227e-12 | 0 | 0 | 0 | 0 | 0 | 0 | 0.94789 | 0.94943 | 0.95023 | 0.94789 | 0.94943 | 0.95023 | -0.096849 | -119.9962 | 119.9684 | -0.096849 | -119.9962 | 119.9684
Line17_5_19 | 0 | 0 | 0 | 0 | 0 | 0 | 0 | 0 | 0 | 0 | 0 | 0 | 1.0776e-11 | 2.1921e-11 | -4.1202e-11 | 7.3276e-12 | 1.977e-12 | -8.0057e-13 | 4.3514e-11 | -3.4878e-11 | -1.521e-12 | -5.5812e-12 | 2.1907e-13 | -1.8227e-12 | 0 | 0 | 0 | 0 | 0 | 0 | 0.94789 | 0.94943 | 0.95023 | 0.94789 | 0.94943 | 0.95023 | -0.096849 | -119.9962 | 119.9684 | -0.096849 | -119.9962 | 119.9684
Line1_1_3 | 0 | 0 | 0 | 0 | 0 | 0 | 0 | 0 | 0 | 0 | 0 | 0 | 8.6211e-11 | 1.7537e-10 | -3.2961e-10 | -6.8107e-11 | -1.5147e-10 | 2.8761e-10 | 3.4811e-10 | -2.7903e-10 | -1.2168e-11 | -3.1018e-10 | 2.4437e-10 | 8.8245e-12 | 0 | 0 | 0 | 0 | 0 | 0 | 0.94789 | 0.94943 | 0.95023 | 0.94789 | 0.94943 | 0.95023 | -0.096849 | -119.9962 | 119.9684 | -0.096849 | -119.9962 | 119.9684
Line2_1_4 | 0 | 0 | 0 | 0 | 0 | 0 | 0 | 0 | 0 | 0 | 0 | 0 | 2.1553e-11 | 4.3842e-11 | -8.2403e-11 | -3.4487e-12 | -1.9944e-11 | 4.0401e-11 | 8.7027e-11 | -6.9756e-11 | -3.042e-12 | -4.9095e-11 | 3.5097e-11 | -3.0168e-13 | 0 | 0 | 0 | 0 | 0 | 0 | 0.94789 | 0.94943 | 0.95023 | 0.94789 | 0.94943 | 0.95023 | -0.096849 | -119.9962 | 119.9684 | -0.096849 | -119.9962 | 119.9684
Line3_1_5 | 0 | 0 | 0 | 0 | 0 | 0 | 0 | 0 | 0 | 0 | 0 | 0 | 2.1553e-11 | 4.3842e-11 | -8.2403e-11 | -3.4487e-12 | -1.9944e-11 | 4.0401e-11 | 8.7027e-11 | -6.9756e-11 | -3.042e-12 | -4.9095e-11 | 3.5097e-11 | -3.0168e-13 | 0 | 0 | 0 | 0 | 0 | 0 | 0.94789 | 0.94943 | 0.95023 | 0.94789 | 0.94943 | 0.95023 | -0.096849 | -119.9962 | 119.9684 | -0.096849 | -119.9962 | 119.9684
Line4_2_6 | 0.030559 | 0 | 0 | 0.030559 | 0 | 0 | 0.0070572 | 0 | 0 | 0.0070572 | 0 | 0 | 0.004714 | 7.368e-10 | -8.8385e-10 | -0.004699 | -6.5047e-10 | 7.7787e-10 | 0.0047159 | -5.9363e-10 | -3.4004e-10 | -0.0047003 | 5.2088e-10 | 3.0093e-10 | -45.1119 | 0 | 0 | 134.8881 | 0 | 0 | 0.94483 | 0.94912 | 0.94993 | 0.94178 | 0.9488 | 0.94964 | -0.10058 | -119.9646 | 119.9362 | -0.10434 | -119.9329 | 119.9039
Line5_6_7 | 0.030559 | 0 | 0 | 0.030559 | 0 | 0 | 0.0070572 | 0 | 0 | 0.0070572 | 0 | 0 | 0.004699 | 6.5463e-10 | -7.7662e-10 | -0.0046841 | -5.2661e-10 | 6.2806e-10 | 0.0047003 | -5.1701e-10 | -3.0649e-10 | -0.0046847 | 4.1941e-10 | 2.4409e-10 | -45.1119 | 0 | 0 | 134.8881 | 0 | 0 | 0.94178 | 0.9488 | 0.94964 | 0.93872 | 0.94849 | 0.94934 | -0.10434 | -119.9329 | 119.9039 | -0.10812 | -119.9013 | 119.8715
Line6_7_8 | 0.030559 | 0 | 0 | 0.030559 | 0 | 0 | 0.0070572 | 0 | 0 | 0.0070572 | 0 | 0 | 0.0046841 | 5.3187e-10 | -6.2579e-10 | -0.0046692 | -3.6216e-10 | 4.3466e-10 | 0.0046847 | -4.1372e-10 | -2.515e-10 | -0.0046692 | 2.9136e-10 | 1.6591e-10 | -45.1119 | 0 | 0 | 134.8881 | 0 | 0 | 0.93872 | 0.94849 | 0.94934 | 0.93566 | 0.94817 | 0.94905 | -0.10812 | -119.9013 | 119.8715 | -0.11193 | -119.8696 | 119.8392
Line7_8_9 | 0 | 0 | 0 | 0 | 0 | 0 | 0 | 0 | 0 | 0 | 0 | 0 | -2.7384e-11 | 1.8425e-10 | -2.1568e-10 | 4.9176e-11 | 6.3439e-12 | 3.294e-12 | 2.3548e-10 | -1.4192e-10 | -8.7592e-11 | -6.3671e-12 | 7.5171e-12 | -9.2779e-12 | 0 | 0 | 0 | 0 | 0 | 0 | 0.93566 | 0.94817 | 0.94905 | 0.93566 | 0.94817 | 0.94905 | -0.11193 | -119.8696 | 119.8392 | -0.11193 | -119.8696 | 119.8392
Line8_8_10 | 0 | 0 | 0 | 0 | 0 | 0 | 0 | 0 | 0 | 0 | 0 | 0 | -2.7384e-11 | 1.8425e-10 | -2.1568e-10 | 4.9176e-11 | 6.3439e-12 | 3.294e-12 | 2.3548e-10 | -1.4192e-10 | -8.7592e-11 | -6.3671e-12 | 7.5171e-12 | -9.2779e-12 | 0 | 0 | 0 | 0 | 0 | 0 | 0.93566 | 0.94817 | 0.94905 | 0.93566 | 0.94817 | 0.94905 | -0.11193 | -119.8696 | 119.8392 | -0.11193 | -119.8696 | 119.8392
Line9_3_11 | 0 | 0 | 0 | 0 | 0 | 0 | 0 | 0 | 0 | 0 | 0 | 0 | 7.5434e-11 | 1.5345e-10 | -2.8841e-10 | -5.733e-11 | -1.2955e-10 | 2.4641e-10 | 3.046e-10 | -2.4415e-10 | -1.0647e-11 | -2.6666e-10 | 2.0949e-10 | 7.3035e-12 | 0 | 0 | 0 | 0 | 0 | 0 | 0.94789 | 0.94943 | 0.95023 | 0.94789 | 0.94943 | 0.95023 | -0.096849 | -119.9962 | 119.9684 | -0.096849 | -119.9962 | 119.9684

## LG_min_fault_10
name | pf_ikss_a_from_ka | pf_ikss_b_from_ka | pf_ikss_c_from_ka | pf_ikss_a_to_ka | pf_ikss_b_to_ka | pf_ikss_c_to_ka | pf_skss_a_from_mw | pf_skss_b_from_mw | pf_skss_c_from_mw | pf_skss_a_to_mw | pf_skss_b_to_mw | pf_skss_c_to_mw | pf_p_a_from_mw | pf_p_b_from_mw | pf_p_c_from_mw | pf_p_a_to_mw | pf_p_b_to_mw | pf_p_c_to_mw | pf_q_a_from_mvar | pf_q_b_from_mvar | pf_q_c_from_mvar | pf_q_a_to_mvar | pf_q_b_to_mvar | pf_q_c_to_mvar | pf_ikss_a_from_degree | pf_ikss_b_from_degree | pf_ikss_c_from_degree | pf_ikss_a_to_degree | pf_ikss_b_to_degree | pf_ikss_c_to_degree | pf_vm_a_from_pu | pf_vm_b_from_pu | pf_vm_c_from_pu | pf_vm_a_to_pu | pf_vm_b_to_pu | pf_vm_c_to_pu | pf_va_a_from_degree | pf_va_b_from_degree | pf_va_c_from_degree | pf_va_a_to_degree | pf_va_b_to_degree | pf_va_c_to_degree
Line0_1_2 | 0.02895 | 0 | 0 | 0.02895 | 0 | 0 | 0.0066858 | 0 | 0 | 0.0066858 | 0 | 0 | 0.0042442 | 6.9859e-10 | -8.5036e-10 | -0.0042308 | -6.5852e-10 | 7.9346e-10 | 0.0042465 | -5.7752e-10 | -3.1598e-10 | -0.0042325 | 5.3462e-10 | 3.0188e-10 | -45.1119 | 0 | 0 | 134.8881 | 0 | 0 | 0.898 | 0.89946 | 0.90022 | 0.89511 | 0.89916 | 0.89994 | -0.096849 | -119.9962 | 119.9684 | -0.10058 | -119.9646 | 119.9362
Line10_11_12 | 0 | 0 | 0 | 0 | 0 | 0 | 0 | 0 | 0 | 0 | 0 | 0 | 5.8031e-11 | 1.1805e-10 | -2.2187e-10 | -4.1783e-11 | -9.6598e-11 | 1.8417e-10 | 2.3432e-10 | -1.8782e-10 | -8.1908e-12 | -2.0028e-10 | 1.5671e-10 | 5.1898e-12 | 0 | 0 | 0 | 0 | 0 | 0 | 0.898 | 0.89946 | 0.90022 | 0.898 | 0.89946 | 0.90022 | -0.096849 | -119.9962 | 119.9684 | -0.096849 | -119.9962 | 119.9684
Line11_12_13 | 0 | 0 | 0 | 0 | 0 | 0 | 0 | 0 | 0 | 0 | 0 | 0 | 4.8359e-11 | 9.8372e-11 | -1.8489e-10 | -3.2111e-11 | -7.6923e-11 | 1.472e-10 | 1.9527e-10 | -1.5652e-10 | -6.8257e-12 | -1.6122e-10 | 1.2541e-10 | 3.8247e-12 | 0 | 0 | 0 | 0 | 0 | 0 | 0.898 | 0.89946 | 0.90022 | 0.898 | 0.89946 | 0.90022 | -0.096849 | -119.9962 | 119.9684 | -0.096849 | -119.9962 | 119.9684
Line12_13_15 | 0 | 0 | 0 | 0 | 0 | 0 | 0 | 0 | 0 | 0 | 0 | 0 | 2.9015e-11 | 5.9023e-11 | -1.1094e-10 | -1.2767e-11 | -3.7574e-11 | 7.3239e-11 | 1.1716e-10 | -9.391e-11 | -4.0954e-12 | -8.3117e-11 | 6.2803e-11 | 1.0944e-12 | 0 | 0 | 0 | 0 | 0 | 0 | 0.898 | 0.89946 | 0.90022 | 0.898 | 0.89946 | 0.90022 | -0.096849 | -119.9962 | 119.9684 | -0.096849 | -119.9962 | 119.9684
Line13_13_14 | 0 | 0 | 0 | 0 | 0 | 0 | 0 | 0 | 0 | 0 | 0 | 0 | 9.6718e-12 | 1.9674e-11 | -3.6979e-11 | 6.5766e-12 | 1.7744e-12 | -7.1851e-13 | 3.9054e-11 | -3.1303e-11 | -1.3651e-12 | -5.0092e-12 | 1.9662e-13 | -1.6359e-12 | 0 | 0 | 0 | 0 | 0 | 0 | 0.898 | 0.89946 | 0.90022 | 0.898 | 0.89946 | 0.90022 | -0.096849 | -119.9962 | 119.9684 | -0.096849 | -119.9962 | 119.9684
Line14_15_16 | 0 | 0 | 0 | 0 | 0 | 0 | 0 | 0 | 0 | 0 | 0 | 0 | 1.9344e-11 | 3.9349e-11 | -7.3957e-11 | -3.0952e-12 | -1.79e-11 | 3.626e-11 | 7.8108e-11 | -6.2607e-11 | -2.7303e-12 | -4.4063e-11 | 3.15e-11 | -2.7074e-13 | 0 | 0 | 0 | 0 | 0 | 0 | 0.898 | 0.89946 | 0.90022 | 0.898 | 0.89946 | 0.90022 | -0.096849 | -119.9962 | 119.9684 | -0.096849 | -119.9962 | 119.9684
Line15_16_17 | 0 | 0 | 0 | 0 | 0 | 0 | 0 | 0 | 0 | 0 | 0 | 0 | 9.6718e-12 | 1.9674e-11 | -3.6979e-11 | 6.5766e-12 | 1.7744e-12 | -7.1851e-13 | 3.9054e-11 | -3.1303e-11 | -1.3651e-12 | -5.0092e-12 | 1.9662e-13 | -1.6359e-12 | 0 | 0 | 0 | 0 | 0 | 0 | 0.898 | 0.89946 | 0.90022 | 0.898 | 0.89946 | 0.90022 | -0.096849 | -119.9962 | 119.9684 | -0.096849 | -119.9962 | 119.9684
Line16_4_18 | 0 | 0 | 0 | 0 | 0 | 0 | 0 | 0 | 0 | 0 | 0 | 0 | 9.6718e-12 | 1.9674e-11 | -3.6979e-11 | 6.5766e-12 | 1.7744e-12 | -7.1851e-13 | 3.9054e-11 | -3.1303e-11 | -1.3651e-12 | -5.0092e-12 | 1.9662e-13 | -1.6359e-12 | 0 | 0 | 0 | 0 | 0 | 0 | 0.898 | 0.89946 | 0.90022 | 0.898 | 0.89946 | 0.90022 | -0.096849 | -119.9962 | 119.9684 | -0.096849 | -119.9962 | 119.9684
Line17_5_19 | 0 | 0 | 0 | 0 | 0 | 0 | 0 | 0 | 0 | 0 | 0 | 0 | 9.6718e-12 | 1.9674e-11 | -3.6979e-11 | 6.5766e-12 | 1.7744e-12 | -7.1851e-13 | 3.9054e-11 | -3.1303e-11 | -1.3651e-12 | -5.0092e-12 | 1.9662e-13 | -1.6359e-12 | 0 | 0 | 0 | 0 | 0 | 0 | 0.898 | 0.89946 | 0.90022 | 0.898 | 0.89946 | 0.90022 | -0.096849 | -119.9962 | 119.9684 | -0.096849 | -119.9962 | 119.9684
Line1_1_3 | 0 | 0 | 0 | 0 | 0 | 0 | 0 | 0 | 0 | 0 | 0 | 0 | 7.7375e-11 | 1.5739e-10 | -2.9583e-10 | -6.1126e-11 | -1.3595e-10 | 2.5813e-10 | 3.1243e-10 | -2.5043e-10 | -1.0921e-11 | -2.7839e-10 | 2.1932e-10 | 7.9201e-12 | 0 | 0 | 0 | 0 | 0 | 0 | 0.898 | 0.89946 | 0.90022 | 0.898 | 0.89946 | 0.90022 | -0.096849 | -119.9962 | 119.9684 | -0.096849 | -119.9962 | 119.9684
Line2_1_4 | 0 | 0 | 0 | 0 | 0 | 0 | 0 | 0 | 0 | 0 | 0 | 0 | 1.9344e-11 | 3.9349e-11 | -7.3957e-11 | -3.0952e-12 | -1.79e-11 | 3.626e-11 | 7.8108e-11 | -6.2607e-11 | -2.7302e-12 | -4.4063e-11 | 3.15e-11 | -2.7076e-13 | 0 | 0 | 0 | 0 | 0 | 0 | 0.898 | 0.89946 | 0.90022 | 0.898 | 0.89946 | 0.90022 | -0.096849 | -119.9962 | 119.9684 | -0.096849 | -119.9962 | 119.9684
Line3_1_5 | 0 | 0 | 0 | 0 | 0 | 0 | 0 | 0 | 0 | 0 | 0 | 0 | 1.9344e-11 | 3.9349e-11 | -7.3957e-11 | -3.0952e-12 | -1.79e-11 | 3.626e-11 | 7.8108e-11 | -6.2607e-11 | -2.7302e-12 | -4.4063e-11 | 3.15e-11 | -2.7076e-13 | 0 | 0 | 0 | 0 | 0 | 0 | 0.898 | 0.89946 | 0.90022 | 0.898 | 0.89946 | 0.90022 | -0.096849 | -119.9962 | 119.9684 | -0.096849 | -119.9962 | 119.9684
Line4_2_6 | 0.02895 | 0 | 0 | 0.02895 | 0 | 0 | 0.0066858 | 0 | 0 | 0.0066858 | 0 | 0 | 0.0042308 | 6.6128e-10 | -7.9326e-10 | -0.0042174 | -5.838e-10 | 6.9815e-10 | 0.0042325 | -5.3278e-10 | -3.0518e-10 | -0.0042185 | 4.6749e-10 | 2.7009e-10 | -45.1119 | 0 | 0 | 134.8881 | 0 | 0 | 0.89511 | 0.89916 | 0.89994 | 0.89221 | 0.89886 | 0.89966 | -0.10058 | -119.9646 | 119.9362 | -0.10434 | -119.9329 | 119.9039
Line5_6_7 | 0.02895 | 0 | 0 | 0.02895 | 0 | 0 | 0.0066858 | 0 | 0 | 0.0066858 | 0 | 0 | 0.0042174 | 5.8754e-10 | -6.9702e-10 | -0.004204 | -4.7264e-10 | 5.6369e-10 | 0.0042185 | -4.6402e-10 | -2.7507e-10 | -0.0042046 | 3.7642e-10 | 2.1907e-10 | -45.1119 | 0 | 0 | 134.8881 | 0 | 0 | 0.89221 | 0.89886 | 0.89966 | 0.88931 | 0.89857 | 0.89938 | -0.10434 | -119.9329 | 119.9039 | -0.10812 | -119.9013 | 119.8715
Line6_7_8 | 0.02895 | 0 | 0 | 0.02895 | 0 | 0 | 0.0066858 | 0 | 0 | 0.0066858 | 0 | 0 | 0.004204 | 4.7736e-10 | -5.6165e-10 | -0.0041906 | -3.2504e-10 | 3.9011e-10 | 0.0042046 | -3.7131e-10 | -2.2573e-10 | -0.0041906 | 2.615e-10 | 1.489e-10 | -45.1119 | 0 | 0 | 134.8881 | 0 | 0 | 0.88931 | 0.89857 | 0.89938 | 0.88642 | 0.89827 | 0.8991 | -0.10812 | -119.9013 | 119.8715 | -0.11193 | -119.8696 | 119.8392
Line7_8_9 | 0 | 0 | 0 | 0 | 0 | 0 | 0 | 0 | 0 | 0 | 0 | 0 | -2.4578e-11 | 1.6537e-10 | -1.9357e-10 | 4.4136e-11 | 5.6937e-12 | 2.9564e-12 | 2.1134e-10 | -1.2738e-10 | -7.8614e-11 | -5.7145e-12 | 6.7466e-12 | -8.327e-12 | 0 | 0 | 0 | 0 | 0 | 0 | 0.88642 | 0.89827 | 0.8991 | 0.88642 | 0.89827 | 0.8991 | -0.11193 | -119.8696 | 119.8392 | -0.11193 | -119.8696 | 119.8392
Line8_8_10 | 0 | 0 | 0 | 0 | 0 | 0 | 0 | 0 | 0 | 0 | 0 | 0 | -2.4578e-11 | 1.6537e-10 | -1.9357e-10 | 4.4136e-11 | 5.6937e-12 | 2.9564e-12 | 2.1134e-10 | -1.2738e-10 | -7.8614e-11 | -5.7145e-12 | 6.7466e-12 | -8.327e-12 | 0 | 0 | 0 | 0 | 0 | 0 | 0.88642 | 0.89827 | 0.8991 | 0.88642 | 0.89827 | 0.8991 | -0.11193 | -119.8696 | 119.8392 | -0.11193 | -119.8696 | 119.8392
Line9_3_11 | 0 | 0 | 0 | 0 | 0 | 0 | 0 | 0 | 0 | 0 | 0 | 0 | 6.7703e-11 | 1.3772e-10 | -2.5885e-10 | -5.1454e-11 | -1.1627e-10 | 2.2115e-10 | 2.7338e-10 | -2.1912e-10 | -9.556e-12 | -2.3933e-10 | 1.8802e-10 | 6.555e-12 | 0 | 0 | 0 | 0 | 0 | 0 | 0.898 | 0.89946 | 0.90022 | 0.898 | 0.89946 | 0.90022 | -0.096849 | -119.9962 | 119.9684 | -0.096849 | -119.9962 | 119.9684

## LLG_max_6
name | pf_ikss_a_from_ka | pf_ikss_b_from_ka | pf_ikss_c_from_ka | pf_ikss_a_to_ka | pf_ikss_b_to_ka | pf_ikss_c_to_ka | pf_skss_a_from_mw | pf_skss_b_from_mw | pf_skss_c_from_mw | pf_skss_a_to_mw | pf_skss_b_to_mw | pf_skss_c_to_mw | pf_p_a_from_mw | pf_p_b_from_mw | pf_p_c_from_mw | pf_p_a_to_mw | pf_p_b_to_mw | pf_p_c_to_mw | pf_q_a_from_mvar | pf_q_b_from_mvar | pf_q_c_from_mvar | pf_q_a_to_mvar | pf_q_b_to_mvar | pf_q_c_to_mvar | pf_ikss_a_from_degree | pf_ikss_b_from_degree | pf_ikss_c_from_degree | pf_ikss_a_to_degree | pf_ikss_b_to_degree | pf_ikss_c_to_degree | pf_vm_a_from_pu | pf_vm_b_from_pu | pf_vm_c_from_pu | pf_vm_a_to_pu | pf_vm_b_to_pu | pf_vm_c_to_pu | pf_va_a_from_degree | pf_va_b_from_degree | pf_va_c_from_degree | pf_va_a_to_degree | pf_va_b_to_degree | pf_va_c_to_degree
Line0_1_2 | 0 | 2.5213 | 2.4567 | 0 | 2.5213 | 2.4567 | 0 | 0.58227 | 0.56735 | 0 | 0.58227 | 0.56735 | -5.9439e-09 | 0.13628 | 0.28894 | 5.1331e-09 | -0.10221 | -0.21671 | -9.6885e-08 | 0.47679 | 0.37366 | 8.5442e-08 | -0.35759 | -0.28024 | 0 | 161.9848 | 63.5318 | 0 | -18.0152 | -116.4683 | 1.0011 | 0.85163 | 0.83254 | 0.94869 | 0.63872 | 0.6244 | -1.7947 | -123.9666 | 115.8176 | -1.7311 | -123.9666 | 115.8176
Line10_11_12 | 0 | 0 | 0 | 0 | 0 | 0 | 0 | 0 | 0 | 0 | 0 | 0 | -3.8907e-09 | -2.1934e-08 | 1.7158e-08 | 3.4197e-09 | 1.889e-08 | -1.3643e-08 | -2.6419e-08 | 1.569e-08 | 9.7819e-09 | 2.1895e-08 | -1.3302e-08 | -8.3854e-09 | 0 | 0 | 0 | 0 | 0 | 0 | 1.0011 | 0.85163 | 0.83254 | 1.0011 | 0.85163 | 0.83254 | -1.7947 | -123.9666 | 115.8176 | -1.7947 | -123.9666 | 115.8176
Line11_12_13 | 0 | 0 | 0 | 0 | 0 | 0 | 0 | 0 | 0 | 0 | 0 | 0 | -3.2422e-09 | -1.8278e-08 | 1.4299e-08 | 2.7712e-09 | 1.5234e-08 | -1.0784e-08 | -2.2016e-08 | 1.3075e-08 | 8.1516e-09 | 1.7492e-08 | -1.0687e-08 | -6.7551e-09 | 0 | 0 | 0 | 0 | 0 | 0 | 1.0011 | 0.85163 | 0.83254 | 1.0011 | 0.85163 | 0.83254 | -1.7947 | -123.9666 | 115.8176 | -1.7947 | -123.9666 | 115.8176
Line12_13_15 | 0 | 0 | 0 | 0 | 0 | 0 | 0 | 0 | 0 | 0 | 0 | 0 | -1.9453e-09 | -1.0967e-08 | 8.5792e-09 | 1.4743e-09 | 7.9228e-09 | -5.0642e-09 | -1.3209e-08 | 7.845e-09 | 4.891e-09 | 8.6855e-09 | -5.4568e-09 | -3.4944e-09 | 0 | 0 | 0 | 0 | 0 | 0 | 1.0011 | 0.85163 | 0.83254 | 1.0011 | 0.85163 | 0.83254 | -1.7947 | -123.9666 | 115.8176 | -1.7947 | -123.9666 | 115.8176
Line13_13_14 | 0 | 0 | 0 | 0 | 0 | 0 | 0 | 0 | 0 | 0 | 0 | 0 | -6.4845e-10 | -3.6556e-09 | 2.8597e-09 | 1.7745e-10 | 6.1158e-10 | 6.5529e-10 | -4.4031e-09 | 2.615e-09 | 1.6303e-09 | -1.2072e-10 | -2.2681e-10 | -2.3377e-10 | 0 | 0 | 0 | 0 | 0 | 0 | 1.0011 | 0.85163 | 0.83254 | 1.0011 | 0.85163 | 0.83254 | -1.7947 | -123.9666 | 115.8176 | -1.7947 | -123.9666 | 115.8176
Line14_15_16 | 0 | 0 | 0 | 0 | 0 | 0 | 0 | 0 | 0 | 0 | 0 | 0 | -1.2969e-09 | -7.3112e-09 | 5.7195e-09 | 8.259e-10 | 4.2672e-09 | -2.2044e-09 | -8.8063e-09 | 5.23e-09 | 3.2606e-09 | 4.2824e-09 | -2.8418e-09 | -1.8641e-09 | 0 | 0 | 0 | 0 | 0 | 0 | 1.0011 | 0.85163 | 0.83254 | 1.0011 | 0.85163 | 0.83254 | -1.7947 | -123.9666 | 115.8176 | -1.7947 | -123.9666 | 115.8176
Line15_16_17 | 0 | 0 | 0 | 0 | 0 | 0 | 0 | 0 | 0 | 0 | 0 | 0 | -6.4845e-10 | -3.6556e-09 | 2.8597e-09 | 1.7745e-10 | 6.1158e-10 | 6.5529e-10 | -4.4031e-09 | 2.615e-09 | 1.6303e-09 | -1.2072e-10 | -2.2681e-10 | -2.3377e-10 | 0 | 0 | 0 | 0 | 0 | 0 | 1.0011 | 0.85163 | 0.83254 | 1.0011 | 0.85163 | 0.83254 | -1.7947 | -123.9666 | 115.8176 | -1.7947 | -123.9666 | 115.8176
Line16_4_18 | 0 | 0 | 0 | 0 | 0 | 0 | 0 | 0 | 0 | 0 | 0 | 0 | -6.4845e-10 | -3.6556e-09 | 2.8597e-09 | 1.7745e-10 | 6.1158e-10 | 6.5529e-10 | -4.4031e-09 | 2.615e-09 | 1.6303e-09 | -1.2072e-10 | -2.2681e-10 | -2.3377e-10 | 0 | 0 | 0 | 0 | 0 | 0 | 1.0011 | 0.85163 | 0.83254 | 1.0011 | 0.85163 | 0.83254 | -1.7947 | -123.9666 | 115.8176 | -1.7947 | -123.9666 | 115.8176
Line17_5_19 | 0 | 0 | 0 | 0 | 0 | 0 | 0 | 0 | 0 | 0 | 0 | 0 | -6.4845e-10 | -3.6556e-09 | 2.8597e-09 | 1.7745e-10 | 6.1158e-10 | 6.5529e-10 | -4.4031e-09 | 2.615e-09 | 1.6303e-09 | -1.2072e-10 | -2.2681e-10 | -2.3377e-10 | 0 | 0 | 0 | 0 | 0 | 0 | 1.0011 | 0.85163 | 0.83254 | 1.0011 | 0.85163 | 0.83254 | -1.7947 | -123.9666 | 115.8176 | -1.7947 | -123.9666 | 115.8176
Line1_1_3 | 0 | 0 | 0 | 0 | 0 | 0 | 0 | 0 | 0 | 0 | 0 | 0 | -5.1876e-09 | -2.9245e-08 | 2.2878e-08 | 4.7166e-09 | 2.6201e-08 | -1.9363e-08 | -3.5225e-08 | 2.092e-08 | 1.3043e-08 | 3.0701e-08 | -1.8532e-08 | -1.1646e-08 | 0 | 0 | 0 | 0 | 0 | 0 | 1.0011 | 0.85163 | 0.83254 | 1.0011 | 0.85163 | 0.83254 | -1.7947 | -123.9666 | 115.8176 | -1.7947 | -123.9666 | 115.8176
Line2_1_4 | 0 | 0 | 0 | 0 | 0 | 0 | 0 | 0 | 0 | 0 | 0 | 0 | -1.2969e-09 | -7.3112e-09 | 5.7195e-09 | 8.259e-10 | 4.2672e-09 | -2.2044e-09 | -8.8063e-09 | 5.23e-09 | 3.2606e-09 | 4.2824e-09 | -2.8418e-09 | -1.8641e-09 | 0 | 0 | 0 | 0 | 0 | 0 | 1.0011 | 0.85163 | 0.83254 | 1.0011 | 0.85163 | 0.83254 | -1.7947 | -123.9666 | 115.8176 | -1.7947 | -123.9666 | 115.8176
Line3_1_5 | 0 | 0 | 0 | 0 | 0 | 0 | 0 | 0 | 0 | 0 | 0 | 0 | -1.2969e-09 | -7.3112e-09 | 5.7195e-09 | 8.259e-10 | 4.2672e-09 | -2.2044e-09 | -8.8063e-09 | 5.23e-09 | 3.2606e-09 | 4.2824e-09 | -2.8418e-09 | -1.8641e-09 | 0 | 0 | 0 | 0 | 0 | 0 | 1.0011 | 0.85163 | 0.83254 | 1.0011 | 0.85163 | 0.83254 | -1.7947 | -123.9666 | 115.8176 | -1.7947 | -123.9666 | 115.8176
Line4_2_6 | 0 | 2.5213 | 2.4567 | 0 | 2.5213 | 2.4567 | 0 | 0.58227 | 0.56735 | 0 | 0.58227 | 0.56735 | -4.7824e-09 | 0.10221 | 0.21671 | 4.1381e-09 | -0.06814 | -0.14447 | -8.5553e-08 | 0.35759 | 0.28024 | 7.0869e-08 | -0.23839 | -0.18683 | 0 | 161.9848 | 63.5318 | 0 | -18.0152 | -116.4683 | 0.94869 | 0.63872 | 0.6244 | 0.89623 | 0.42582 | 0.41627 | -1.7311 | -123.9666 | 115.8176 | -1.6601 | -123.9666 | 115.8176
Line5_6_7 | 0 | 2.5213 | 2.4567 | 0 | 2.5213 | 2.4567 | 0 | 0.58227 | 0.56735 | 0 | 0.58227 | 0.56735 | -3.6342e-09 | 0.06814 | 0.14447 | 3.1665e-09 | -0.03407 | -0.072236 | -7.0969e-08 | 0.23839 | 0.18683 | 5.3736e-08 | -0.1192 | -0.093415 | 0 | 161.9848 | 63.5317 | 0 | -18.0152 | -116.4683 | 0.89623 | 0.42582 | 0.41627 | 0.84378 | 0.21291 | 0.20813 | -1.6601 | -123.9666 | 115.8176 | -1.5802 | -123.9666 | 115.8176
Line6_7_8 | 0 | 2.5213 | 2.4567 | 0 | 2.5213 | 2.4567 | 0 | 0.58227 | 0.56735 | 0 | 0.58227 | 0.56735 | -2.5297e-09 | 0.03407 | 0.072236 | 2.2486e-09 | 2.3983e-14 | 1.1521e-14 | -5.3826e-08 | 0.1192 | 0.093415 | 3.4736e-08 | 1.99e-14 | 1.6291e-14 | 0 | 161.9848 | 63.5317 | 0 | -18.0151 | -116.4683 | 0.84378 | 0.21291 | 0.20813 | 0.79132 | 0 | 0 | -1.5802 | -123.9666 | 115.8176 | -1.4898 | 0 | 0
Line7_8_9 | 0 | 0 | 0 | 0 | 0 | 0 | 0 | 0 | 0 | 0 | 0 | 0 | -7.4953e-10 | 6.2676e-22 | -5.3935e-22 | 7.4953e-10 | 1.6962e-18 | -4.3748e-18 | -1.7407e-08 | -1.2152e-21 | -3.8978e-22 | -7.9207e-11 | 1.4444e-17 | 1.7781e-19 | 0 | 0 | 0 | 0 | 0 | 0 | 0.79132 | 0 | 0 | 0.79132 | 0 | 0 | -1.4898 | 0 | 0 | -1.4898 | 0 | 0
Line8_8_10 | 0 | 0 | 0 | 0 | 0 | 0 | 0 | 0 | 0 | 0 | 0 | 0 | -7.4953e-10 | 6.2676e-22 | -5.3935e-22 | 7.4953e-10 | 1.6962e-18 | -4.3748e-18 | -1.7407e-08 | -1.2152e-21 | -3.8978e-22 | -7.9207e-11 | 1.4444e-17 | 1.7781e-19 | 0 | 0 | 0 | 0 | 0 | 0 | 0.79132 | 0 | 0 | 0.79132 | 0 | 0 | -1.4898 | 0 | 0 | -1.4898 | 0 | 0
Line9_3_11 | 0 | 0 | 0 | 0 | 0 | 0 | 0 | 0 | 0 | 0 | 0 | 0 | -4.5391e-09 | -2.5589e-08 | 2.0018e-08 | 4.0681e-09 | 2.2545e-08 | -1.6503e-08 | -3.0822e-08 | 1.8305e-08 | 1.1412e-08 | 2.6298e-08 | -1.5917e-08 | -1.0016e-08 | 0 | 0 | 0 | 0 | 0 | 0 | 1.0011 | 0.85163 | 0.83254 | 1.0011 | 0.85163 | 0.83254 | -1.7947 | -123.9666 | 115.8176 | -1.7947 | -123.9666 | 115.8176

## LLG_max_10
name | pf_ikss_a_from_ka | pf_ikss_b_from_ka | pf_ikss_c_from_ka | pf_ikss_a_to_ka | pf_ikss_b_to_ka | pf_ikss_c_to_ka | pf_skss_a_from_mw | pf_skss_b_from_mw | pf_skss_c_from_mw | pf_skss_a_to_mw | pf_skss_b_to_mw | pf_skss_c_to_mw | pf_p_a_from_mw | pf_p_b_from_mw | pf_p_c_from_mw | pf_p_a_to_mw | pf_p_b_to_mw | pf_p_c_to_mw | pf_q_a_from_mvar | pf_q_b_from_mvar | pf_q_c_from_mvar | pf_q_a_to_mvar | pf_q_b_to_mvar | pf_q_c_to_mvar | pf_ikss_a_from_degree | pf_ikss_b_from_degree | pf_ikss_c_from_degree | pf_ikss_a_to_degree | pf_ikss_b_to_degree | pf_ikss_c_to_degree | pf_vm_a_from_pu | pf_vm_b_from_pu | pf_vm_c_from_pu | pf_vm_a_to_pu | pf_vm_b_to_pu | pf_vm_c_to_pu | pf_va_a_from_degree | pf_va_b_from_degree | pf_va_c_from_degree | pf_va_a_to_degree | pf_va_b_to_degree | pf_va_c_to_degree
Line0_1_2 | 0 | 2.6178 | 2.5482 | 0 | 2.6178 | 2.5482 | 0 | 0.60456 | 0.58849 | 0 | 0.60456 | 0.58849 | -6.5652e-09 | 0.147 | 0.31097 | 5.66e-09 | -0.11025 | -0.23323 | -1.065e-07 | 0.51393 | 0.402 | 9.3831e-08 | -0.38545 | -0.3015 | 0 | 161.8456 | 63.385 | 0 | -18.1544 | -116.615 | 1.0469 | 0.88419 | 0.86363 | 0.99245 | 0.66314 | 0.64772 | -1.8595 | -124.1162 | 115.661 | -1.7939 | -124.1162 | 115.661
Line10_11_12 | 0 | 0 | 0 | 0 | 0 | 0 | 0 | 0 | 0 | 0 | 0 | 0 | -4.3981e-09 | -2.4746e-08 | 1.936e-08 | 3.8667e-09 | 2.1312e-08 | -1.5395e-08 | -3.0036e-08 | 1.7723e-08 | 1.1011e-08 | 2.4893e-08 | -1.5025e-08 | -9.4397e-09 | 0 | 0 | 0 | 0 | 0 | 0 | 1.0469 | 0.88419 | 0.86363 | 1.0469 | 0.88419 | 0.86363 | -1.8595 | -124.1162 | 115.661 | -1.8595 | -124.1162 | 115.661
Line11_12_13 | 0 | 0 | 0 | 0 | 0 | 0 | 0 | 0 | 0 | 0 | 0 | 0 | -3.6651e-09 | -2.0622e-08 | 1.6133e-08 | 3.1337e-09 | 1.7188e-08 | -1.2168e-08 | -2.503e-08 | 1.4769e-08 | 9.1762e-09 | 1.9887e-08 | -1.2071e-08 | -7.6045e-09 | 0 | 0 | 0 | 0 | 0 | 0 | 1.0469 | 0.88419 | 0.86363 | 1.0469 | 0.88419 | 0.86363 | -1.8595 | -124.1162 | 115.661 | -1.8595 | -124.1162 | 115.661
Line12_13_15 | 0 | 0 | 0 | 0 | 0 | 0 | 0 | 0 | 0 | 0 | 0 | 0 | -2.199e-09 | -1.2373e-08 | 9.68e-09 | 1.6677e-09 | 8.9391e-09 | -5.7148e-09 | -1.5018e-08 | 8.8614e-09 | 5.5057e-09 | 9.875e-09 | -6.1636e-09 | -3.934e-09 | 0 | 0 | 0 | 0 | 0 | 0 | 1.0469 | 0.88419 | 0.86363 | 1.0469 | 0.88419 | 0.86363 | -1.8595 | -124.1162 | 115.661 | -1.8595 | -124.1162 | 115.661
Line13_13_14 | 0 | 0 | 0 | 0 | 0 | 0 | 0 | 0 | 0 | 0 | 0 | 0 | -7.3301e-10 | -4.1243e-09 | 3.2267e-09 | 2.0168e-10 | 6.9046e-10 | 7.3852e-10 | -5.006e-09 | 2.9538e-09 | 1.8352e-09 | -1.3701e-10 | -2.5598e-10 | -2.6354e-10 | 0 | 0 | 0 | 0 | 0 | 0 | 1.0469 | 0.88419 | 0.86363 | 1.0469 | 0.88419 | 0.86363 | -1.8595 | -124.1162 | 115.661 | -1.8595 | -124.1162 | 115.661
Line14_15_16 | 0 | 0 | 0 | 0 | 0 | 0 | 0 | 0 | 0 | 0 | 0 | 0 | -1.466e-09 | -8.2486e-09 | 6.4533e-09 | 9.3469e-10 | 4.8148e-09 | -2.4881e-09 | -1.0012e-08 | 5.9076e-09 | 3.6705e-09 | 4.869e-09 | -3.2098e-09 | -2.0988e-09 | 0 | 0 | 0 | 0 | 0 | 0 | 1.0469 | 0.88419 | 0.86363 | 1.0469 | 0.88419 | 0.86363 | -1.8595 | -124.1162 | 115.661 | -1.8595 | -124.1162 | 115.661
Line15_16_17 | 0 | 0 | 0 | 0 | 0 | 0 | 0 | 0 | 0 | 0 | 0 | 0 | -7.3301e-10 | -4.1243e-09 | 3.2267e-09 | 2.0168e-10 | 6.9046e-10 | 7.3852e-10 | -5.006e-09 | 2.9538e-09 | 1.8352e-09 | -1.3701e-10 | -2.5598e-10 | -2.6354e-10 | 0 | 0 | 0 | 0 | 0 | 0 | 1.0469 | 0.88419 | 0.86363 | 1.0469 | 0.88419 | 0.86363 | -1.8595 | -124.1162 | 115.661 | -1.8595 | -124.1162 | 115.661
Line16_4_18 | 0 | 0 | 0 | 0 | 0 | 0 | 0 | 0 | 0 | 0 | 0 | 0 | -7.3301e-10 | -4.1243e-09 | 3.2267e-09 | 2.0168e-10 | 6.9046e-10 | 7.3852e-10 | -5.006e-09 | 2.9538e-09 | 1.8352e-09 | -1.3701e-10 | -2.5598e-10 | -2.6354e-10 | 0 | 0 | 0 | 0 | 0 | 0 | 1.0469 | 0.88419 | 0.86363 | 1.0469 | 0.88419 | 0.86363 | -1.8595 | -124.1162 | 115.661 | -1.8595 | -124.1162 | 115.661
Line17_5_19 | 0 | 0 | 0 | 0 | 0 | 0 | 0 | 0 | 0 | 0 | 0 | 0 | -7.3301e-10 | -4.1243e-09 | 3.2267e-09 | 2.0168e-10 | 6.9046e-10 | 7.3852e-10 | -5.006e-09 | 2.9538e-09 | 1.8352e-09 | -1.3701e-10 | -2.5598e-10 | -2.6354e-10 | 0 | 0 | 0 | 0 | 0 | 0 | 1.0469 | 0.88419 | 0.86363 | 1.0469 | 0.88419 | 0.86363 | -1.8595 | -124.1162 | 115.661 | -1.8595 | -124.1162 | 115.661
Line1_1_3 | 0 | 0 | 0 | 0 | 0 | 0 | 0 | 0 | 0 | 0 | 0 | 0 | -5.8641e-09 | -3.2995e-08 | 2.5813e-08 | 5.3328e-09 | 2.9561e-08 | -2.1848e-08 | -4.0048e-08 | 2.363e-08 | 1.4682e-08 | 3.4905e-08 | -2.0933e-08 | -1.311e-08 | 0 | 0 | 0 | 0 | 0 | 0 | 1.0469 | 0.88419 | 0.86363 | 1.0469 | 0.88419 | 0.86363 | -1.8595 | -124.1162 | 115.661 | -1.8595 | -124.1162 | 115.661
Line2_1_4 | 0 | 0 | 0 | 0 | 0 | 0 | 0 | 0 | 0 | 0 | 0 | 0 | -1.466e-09 | -8.2486e-09 | 6.4533e-09 | 9.3469e-10 | 4.8148e-09 | -2.4881e-09 | -1.0012e-08 | 5.9076e-09 | 3.6705e-09 | 4.869e-09 | -3.2098e-09 | -2.0988e-09 | 0 | 0 | 0 | 0 | 0 | 0 | 1.0469 | 0.88419 | 0.86363 | 1.0469 | 0.88419 | 0.86363 | -1.8595 | -124.1162 | 115.661 | -1.8595 | -124.1162 | 115.661
Line3_1_5 | 0 | 0 | 0 | 0 | 0 | 0 | 0 | 0 | 0 | 0 | 0 | 0 | -1.466e-09 | -8.2486e-09 | 6.4533e-09 | 9.3469e-10 | 4.8148e-09 | -2.4881e-09 | -1.0012e-08 | 5.9076e-09 | 3.6705e-09 | 4.869e-09 | -3.2098e-09 | -2.0988e-09 | 0 | 0 | 0 | 0 | 0 | 0 | 1.0469 | 0.88419 | 0.86363 | 1.0469 | 0.88419 | 0.86363 | -1.8595 | -124.1162 | 115.661 | -1.8595 | -124.1162 | 115.661
Line4_2_6 | 0 | 2.6178 | 2.5482 | 0 | 2.6178 | 2.5482 | 0 | 0.60456 | 0.58849 | 0 | 0.60456 | 0.58849 | -5.2705e-09 | 0.11025 | 0.23323 | 4.5525e-09 | -0.073498 | -0.15548 | -9.3956e-08 | 0.38545 | 0.3015 | 7.7783e-08 | -0.25697 | -0.201 | 0 | 161.8456 | 63.385 | 0 | -18.1544 | -116.615 | 0.99245 | 0.66314 | 0.64772 | 0.93801 | 0.44209 | 0.43181 | -1.7939 | -124.1162 | 115.661 | -1.7208 | -124.1162 | 115.661
Line5_6_7 | 0 | 2.6178 | 2.5482 | 0 | 2.6178 | 2.5482 | 0 | 0.60456 | 0.58849 | 0 | 0.60456 | 0.58849 | -3.9971e-09 | 0.073498 | 0.15548 | 3.4772e-09 | -0.036749 | -0.077742 | -7.7897e-08 | 0.25697 | 0.201 | 5.8967e-08 | -0.12848 | -0.1005 | 0 | 161.8456 | 63.385 | 0 | -18.1544 | -116.615 | 0.93801 | 0.44209 | 0.43181 | 0.88358 | 0.22105 | 0.21591 | -1.7208 | -124.1162 | 115.661 | -1.6385 | -124.1162 | 115.661
Line6_7_8 | 0 | 2.6178 | 2.5482 | 0 | 2.6178 | 2.5482 | 0 | 0.60456 | 0.58849 | 0 | 0.60455 | 0.58849 | -2.7775e-09 | 0.036749 | 0.077742 | 2.4667e-09 | 7.5183e-14 | 3.3973e-14 | -5.9069e-08 | 0.12848 | 0.1005 | 3.8126e-08 | -4.2734e-14 | -5.7444e-14 | 0 | 161.8456 | 63.385 | 0 | -18.1544 | -116.615 | 0.88358 | 0.22105 | 0.21591 | 0.82915 | 0 | 0 | -1.6385 | -124.1162 | 115.661 | -1.5455 | 0 | 0
Line7_8_9 | 0 | 0 | 0 | 0 | 0 | 0 | 0 | 0 | 0 | 0 | 0 | 0 | -8.2222e-10 | -2.5675e-21 | -4.5372e-22 | 8.2222e-10 | 1.8713e-18 | -4.8082e-18 | -1.9108e-08 | -2.8409e-21 | 2.2026e-21 | -9.0199e-11 | 1.5856e-17 | 2.0214e-19 | 0 | 0 | 0 | 0 | 0 | 0 | 0.82915 | 0 | 0 | 0.82915 | 0 | 0 | -1.5455 | 0 | 0 | -1.5455 | 0 | 0
Line8_8_10 | 0 | 0 | 0 | 0 | 0 | 0 | 0 | 0 | 0 | 0 | 0 | 0 | -8.2222e-10 | -2.5675e-21 | -4.5372e-22 | 8.2222e-10 | 1.8713e-18 | -4.8082e-18 | -1.9108e-08 | -2.8409e-21 | 2.2026e-21 | -9.0199e-11 | 1.5856e-17 | 2.0214e-19 | 0 | 0 | 0 | 0 | 0 | 0 | 0.82915 | 0 | 0 | 0.82915 | 0 | 0 | -1.5455 | 0 | 0 | -1.5455 | 0 | 0
Line9_3_11 | 0 | 0 | 0 | 0 | 0 | 0 | 0 | 0 | 0 | 0 | 0 | 0 | -5.1311e-09 | -2.887e-08 | 2.2587e-08 | 4.5997e-09 | 2.5436e-08 | -1.8621e-08 | -3.5042e-08 | 2.0677e-08 | 1.2847e-08 | 2.9899e-08 | -1.7979e-08 | -1.1275e-08 | 0 | 0 | 0 | 0 | 0 | 0 | 1.0469 | 0.88419 | 0.86363 | 1.0469 | 0.88419 | 0.86363 | -1.8595 | -124.1162 | 115.661 | -1.8595 | -124.1162 | 115.661

## LLG_max_fault_6
name | pf_ikss_a_from_ka | pf_ikss_b_from_ka | pf_ikss_c_from_ka | pf_ikss_a_to_ka | pf_ikss_b_to_ka | pf_ikss_c_to_ka | pf_skss_a_from_mw | pf_skss_b_from_mw | pf_skss_c_from_mw | pf_skss_a_to_mw | pf_skss_b_to_mw | pf_skss_c_to_mw | pf_p_a_from_mw | pf_p_b_from_mw | pf_p_c_from_mw | pf_p_a_to_mw | pf_p_b_to_mw | pf_p_c_to_mw | pf_q_a_from_mvar | pf_q_b_from_mvar | pf_q_c_from_mvar | pf_q_a_to_mvar | pf_q_b_to_mvar | pf_q_c_to_mvar | pf_ikss_a_from_degree | pf_ikss_b_from_degree | pf_ikss_c_from_degree | pf_ikss_a_to_degree | pf_ikss_b_to_degree | pf_ikss_c_to_degree | pf_vm_a_from_pu | pf_vm_b_from_pu | pf_vm_c_from_pu | pf_vm_a_to_pu | pf_vm_b_to_pu | pf_vm_c_to_pu | pf_va_a_from_degree | pf_va_b_from_degree | pf_va_c_from_degree | pf_va_a_to_degree | pf_va_b_to_degree | pf_va_c_to_degree
Line0_1_2 | 0 | 0.033874 | 0.033808 | 0 | 0.033874 | 0.033808 | 0 | 0.0078228 | 0.0078077 | 0 | 0.0078228 | 0.0078077 | -4.1368e-10 | 0.005766 | 0.0057701 | 3.8478e-10 | -0.0057588 | -0.0057564 | -9.7912e-10 | 0.0058279 | 0.0057921 | 9.1071e-10 | -0.0058052 | -0.0057729 | 0 | -165.4292 | 74.8016 | 0 | 14.5708 | -105.1984 | 1.0496 | 1.048 | 1.0471 | 1.0491 | 1.0453 | 1.0441 | -0.026827 | -120.1232 | 119.9107 | -0.036196 | -120.1991 | 119.8837
Line10_11_12 | 0 | 0 | 0 | 0 | 0 | 0 | 0 | 0 | 0 | 0 | 0 | 0 | -1.3625e-10 | -2.1569e-10 | 2.3145e-10 | 1.1494e-10 | 1.8748e-10 | -1.8192e-10 | -2.5874e-10 | 2.9776e-10 | 6.1617e-11 | 2.1372e-10 | -2.5681e-10 | -5.7632e-11 | 0 | 0 | 0 | 0 | 0 | 0 | 1.0496 | 1.048 | 1.0471 | 1.0496 | 1.048 | 1.0471 | -0.026827 | -120.1232 | 119.9107 | -0.026827 | -120.1232 | 119.9107
Line11_12_13 | 0 | 0 | 0 | 0 | 0 | 0 | 0 | 0 | 0 | 0 | 0 | 0 | -1.1354e-10 | -1.7974e-10 | 1.9287e-10 | 9.2227e-11 | 1.5153e-10 | -1.4334e-10 | -2.1561e-10 | 2.4813e-10 | 5.1348e-11 | 1.706e-10 | -2.0718e-10 | -4.7363e-11 | 0 | 0 | 0 | 0 | 0 | 0 | 1.0496 | 1.048 | 1.0471 | 1.0496 | 1.048 | 1.0471 | -0.026827 | -120.1232 | 119.9107 | -0.026827 | -120.1232 | 119.9107
Line12_13_15 | 0 | 0 | 0 | 0 | 0 | 0 | 0 | 0 | 0 | 0 | 0 | 0 | -6.8125e-11 | -1.0785e-10 | 1.1572e-10 | 4.6811e-11 | 7.9634e-11 | -6.6195e-11 | -1.2937e-10 | 1.4888e-10 | 3.0809e-11 | 8.4353e-11 | -1.0793e-10 | -2.6824e-11 | 0 | 0 | 0 | 0 | 0 | 0 | 1.0496 | 1.048 | 1.0471 | 1.0496 | 1.048 | 1.0471 | -0.026827 | -120.1232 | 119.9107 | -0.026827 | -120.1232 | 119.9107
Line13_13_14 | 0 | 0 | 0 | 0 | 0 | 0 | 0 | 0 | 0 | 0 | 0 | 0 | -2.2708e-11 | -3.5949e-11 | 3.8574e-11 | 1.394e-12 | 7.7357e-12 | 1.0953e-11 | -4.3123e-11 | 4.9626e-11 | 1.027e-11 | -1.8921e-12 | -8.6771e-12 | -6.2846e-12 | 0 | 0 | 0 | 0 | 0 | 0 | 1.0496 | 1.048 | 1.0471 | 1.0496 | 1.048 | 1.0471 | -0.026827 | -120.1232 | 119.9107 | -0.026827 | -120.1232 | 119.9107
Line14_15_16 | 0 | 0 | 0 | 0 | 0 | 0 | 0 | 0 | 0 | 0 | 0 | 0 | -4.5417e-11 | -7.1898e-11 | 7.7148e-11 | 2.4102e-11 | 4.3685e-11 | -2.7621e-11 | -8.6245e-11 | 9.9252e-11 | 2.0539e-11 | 4.123e-11 | -5.8303e-11 | -1.6554e-11 | 0 | 0 | 0 | 0 | 0 | 0 | 1.0496 | 1.048 | 1.0471 | 1.0496 | 1.048 | 1.0471 | -0.026827 | -120.1232 | 119.9107 | -0.026827 | -120.1232 | 119.9107
Line15_16_17 | 0 | 0 | 0 | 0 | 0 | 0 | 0 | 0 | 0 | 0 | 0 | 0 | -2.2708e-11 | -3.5949e-11 | 3.8574e-11 | 1.394e-12 | 7.7357e-12 | 1.0953e-11 | -4.3123e-11 | 4.9626e-11 | 1.027e-11 | -1.8921e-12 | -8.6771e-12 | -6.2846e-12 | 0 | 0 | 0 | 0 | 0 | 0 | 1.0496 | 1.048 | 1.0471 | 1.0496 | 1.048 | 1.0471 | -0.026827 | -120.1232 | 119.9107 | -0.026827 | -120.1232 | 119.9107
Line16_4_18 | 0 | 0 | 0 | 0 | 0 | 0 | 0 | 0 | 0 | 0 | 0 | 0 | -2.2708e-11 | -3.5949e-11 | 3.8574e-11 | 1.394e-12 | 7.7357e-12 | 1.0953e-11 | -4.3123e-11 | 4.9626e-11 | 1.027e-11 | -1.8921e-12 | -8.6771e-12 | -6.2846e-12 | 0 | 0 | 0 | 0 | 0 | 0 | 1.0496 | 1.048 | 1.0471 | 1.0496 | 1.048 | 1.0471 | -0.026827 | -120.1232 | 119.9107 | -0.026827 | -120.1232 | 119.9107
Line17_5_19 | 0 | 0 | 0 | 0 | 0 | 0 | 0 | 0 | 0 | 0 | 0 | 0 | -2.2708e-11 | -3.5949e-11 | 3.8574e-11 | 1.394e-12 | 7.7357e-12 | 1.0953e-11 | -4.3123e-11 | 4.9626e-11 | 1.027e-11 | -1.8921e-12 | -8.6771e-12 | -6.2846e-12 | 0 | 0 | 0 | 0 | 0 | 0 | 1.0496 | 1.048 | 1.0471 | 1.0496 | 1.048 | 1.0471 | -0.026827 | -120.1232 | 119.9107 | -0.026827 | -120.1232 | 119.9107
Line1_1_3 | 0 | 0 | 0 | 0 | 0 | 0 | 0 | 0 | 0 | 0 | 0 | 0 | -1.8167e-10 | -2.8759e-10 | 3.0859e-10 | 1.6035e-10 | 2.5938e-10 | -2.5907e-10 | -3.4498e-10 | 3.9701e-10 | 8.2156e-11 | 2.9997e-10 | -3.5606e-10 | -7.8171e-11 | 0 | 0 | 0 | 0 | 0 | 0 | 1.0496 | 1.048 | 1.0471 | 1.0496 | 1.048 | 1.0471 | -0.026827 | -120.1232 | 119.9107 | -0.026827 | -120.1232 | 119.9107
Line2_1_4 | 0 | 0 | 0 | 0 | 0 | 0 | 0 | 0 | 0 | 0 | 0 | 0 | -4.5417e-11 | -7.1898e-11 | 7.7148e-11 | 2.4102e-11 | 4.3685e-11 | -2.7621e-11 | -8.6245e-11 | 9.9252e-11 | 2.0539e-11 | 4.123e-11 | -5.8303e-11 | -1.6554e-11 | 0 | 0 | 0 | 0 | 0 | 0 | 1.0496 | 1.048 | 1.0471 | 1.0496 | 1.048 | 1.0471 | -0.026827 | -120.1232 | 119.9107 | -0.026827 | -120.1232 | 119.9107
Line3_1_5 | 0 | 0 | 0 | 0 | 0 | 0 | 0 | 0 | 0 | 0 | 0 | 0 | -4.5417e-11 | -7.1898e-11 | 7.7148e-11 | 2.4102e-11 | 4.3685e-11 | -2.7621e-11 | -8.6245e-11 | 9.9252e-11 | 2.0539e-11 | 4.123e-11 | -5.8303e-11 | -1.6554e-11 | 0 | 0 | 0 | 0 | 0 | 0 | 1.0496 | 1.048 | 1.0471 | 1.0496 | 1.048 | 1.0471 | -0.026827 | -120.1232 | 119.9107 | -0.026827 | -120.1232 | 119.9107
Line4_2_6 | 0 | 0.033874 | 0.033808 | 0 | 0.033874 | 0.033808 | 0 | 0.0078228 | 0.0078077 | 0 | 0.0078228 | 0.0078077 | -3.8139e-10 | 0.0057588 | 0.0057564 | 3.3741e-10 | -0.0057516 | -0.0057426 | -9.1326e-10 | 0.0058052 | 0.0057729 | 7.992e-10 | -0.0057825 | -0.0057536 | 0 | -165.4292 | 74.8016 | 0 | 14.5708 | -105.1984 | 1.0491 | 1.0453 | 1.0441 | 1.0486 | 1.0426 | 1.0412 | -0.036196 | -120.1991 | 119.8837 | -0.045575 | -120.2754 | 119.8565
Line5_6_7 | 0 | 0.033874 | 0.033808 | 0 | 0.033874 | 0.033808 | 0 | 0.0078228 | 0.0078077 | 0 | 0.0078228 | 0.0078077 | -3.3202e-10 | 0.0057516 | 0.0057426 | 2.7296e-10 | -0.0057444 | -0.0057288 | -8.0242e-10 | 0.0057825 | 0.0057536 | 6.428e-10 | -0.0057598 | -0.0057343 | 0 | -165.4292 | 74.8016 | 0 | 14.5708 | -105.1984 | 1.0486 | 1.0426 | 1.0412 | 1.0481 | 1.0399 | 1.0382 | -0.045575 | -120.2754 | 119.8565 | -0.054963 | -120.3521 | 119.8291
Line6_7_8 | 0 | 0.033874 | 0.033808 | 0 | 0.033874 | 0.033808 | 0 | 0.0078228 | 0.0078077 | 0 | 0.0078228 | 0.0078077 | -2.6557e-10 | 0.0057444 | 0.0057288 | 1.9144e-10 | -0.0057372 | -0.005715 | -6.4667e-10 | 0.0057598 | 0.0057343 | 4.4156e-10 | -0.0057372 | -0.005715 | 0 | -165.4292 | 74.8016 | 0 | 14.5708 | -105.1984 | 1.0481 | 1.0399 | 1.0382 | 1.0476 | 1.0372 | 1.0352 | -0.054963 | -120.3521 | 119.8291 | -0.064361 | -120.4292 | 119.8016
Line7_8_9 | 0 | 0 | 0 | 0 | 0 | 0 | 0 | 0 | 0 | 0 | 0 | 0 | -9.103e-11 | -2.0223e-10 | 1.789e-10 | 9.3847e-12 | 4.8684e-11 | 5.6294e-11 | -2.2305e-10 | 2.1356e-10 | 5.582e-11 | -4.5304e-12 | -2.9913e-11 | -1.3799e-11 | 0 | 0 | 0 | 0 | 0 | 0 | 1.0476 | 1.0372 | 1.0352 | 1.0476 | 1.0372 | 1.0352 | -0.064361 | -120.4292 | 119.8016 | -0.064361 | -120.4292 | 119.8016
Line8_8_10 | 0 | 0 | 0 | 0 | 0 | 0 | 0 | 0 | 0 | 0 | 0 | 0 | -9.103e-11 | -2.0223e-10 | 1.789e-10 | 9.3847e-12 | 4.8684e-11 | 5.6294e-11 | -2.2305e-10 | 2.1356e-10 | 5.582e-11 | -4.5304e-12 | -2.9913e-11 | -1.3799e-11 | 0 | 0 | 0 | 0 | 0 | 0 | 1.0476 | 1.0372 | 1.0352 | 1.0476 | 1.0372 | 1.0352 | -0.064361 | -120.4292 | 119.8016 | -0.064361 | -120.4292 | 119.8016
Line9_3_11 | 0 | 0 | 0 | 0 | 0 | 0 | 0 | 0 | 0 | 0 | 0 | 0 | -1.5896e-10 | -2.5164e-10 | 2.7002e-10 | 1.3764e-10 | 2.2343e-10 | -2.2049e-10 | -3.0186e-10 | 3.4738e-10 | 7.1887e-11 | 2.5684e-10 | -3.0643e-10 | -6.7902e-11 | 0 | 0 | 0 | 0 | 0 | 0 | 1.0496 | 1.048 | 1.0471 | 1.0496 | 1.048 | 1.0471 | -0.026827 | -120.1232 | 119.9107 | -0.026827 | -120.1232 | 119.9107

## LLG_max_fault_10
name | pf_ikss_a_from_ka | pf_ikss_b_from_ka | pf_ikss_c_from_ka | pf_ikss_a_to_ka | pf_ikss_b_to_ka | pf_ikss_c_to_ka | pf_skss_a_from_mw | pf_skss_b_from_mw | pf_skss_c_from_mw | pf_skss_a_to_mw | pf_skss_b_to_mw | pf_skss_c_to_mw | pf_p_a_from_mw | pf_p_b_from_mw | pf_p_c_from_mw | pf_p_a_to_mw | pf_p_b_to_mw | pf_p_c_to_mw | pf_q_a_from_mvar | pf_q_b_from_mvar | pf_q_c_from_mvar | pf_q_a_to_mvar | pf_q_b_to_mvar | pf_q_c_to_mvar | pf_ikss_a_from_degree | pf_ikss_b_from_degree | pf_ikss_c_from_degree | pf_ikss_a_to_degree | pf_ikss_b_to_degree | pf_ikss_c_to_degree | pf_vm_a_from_pu | pf_vm_b_from_pu | pf_vm_c_from_pu | pf_vm_a_to_pu | pf_vm_b_to_pu | pf_vm_c_to_pu | pf_va_a_from_degree | pf_va_b_from_degree | pf_va_c_from_degree | pf_va_a_to_degree | pf_va_b_to_degree | pf_va_c_to_degree
Line0_1_2 | 0 | 0.035484 | 0.035414 | 0 | 0.035484 | 0.035414 | 0 | 0.0081946 | 0.0081784 | 0 | 0.0081946 | 0.0081784 | -4.6105e-10 | 0.006327 | 0.0063311 | 4.2822e-10 | -0.0063191 | -0.006316 | -1.088e-09 | 0.006395 | 0.0063553 | 1.0106e-09 | -0.0063701 | -0.0063341 | 0 | -165.435 | 74.7974 | 0 | 14.565 | -105.2026 | 1.0996 | 1.0978 | 1.0969 | 1.0991 | 1.095 | 1.0937 | -0.028087 | -120.129 | 119.9065 | -0.037455 | -120.2049 | 119.8794
Line10_11_12 | 0 | 0 | 0 | 0 | 0 | 0 | 0 | 0 | 0 | 0 | 0 | 0 | -1.5662e-10 | -2.4793e-10 | 2.6608e-10 | 1.3212e-10 | 2.155e-10 | -2.0915e-10 | -2.9747e-10 | 3.4228e-10 | 7.0812e-11 | 2.4572e-10 | -2.952e-10 | -6.6233e-11 | 0 | 0 | 0 | 0 | 0 | 0 | 1.0996 | 1.0978 | 1.0969 | 1.0996 | 1.0978 | 1.0969 | -0.028087 | -120.129 | 119.9065 | -0.028087 | -120.129 | 119.9065
Line11_12_13 | 0 | 0 | 0 | 0 | 0 | 0 | 0 | 0 | 0 | 0 | 0 | 0 | -1.3052e-10 | -2.0661e-10 | 2.2173e-10 | 1.0602e-10 | 1.7417e-10 | -1.648e-10 | -2.4789e-10 | 2.8523e-10 | 5.901e-11 | 1.9614e-10 | -2.3815e-10 | -5.4431e-11 | 0 | 0 | 0 | 0 | 0 | 0 | 1.0996 | 1.0978 | 1.0969 | 1.0996 | 1.0978 | 1.0969 | -0.028087 | -120.129 | 119.9065 | -0.028087 | -120.129 | 119.9065
Line12_13_15 | 0 | 0 | 0 | 0 | 0 | 0 | 0 | 0 | 0 | 0 | 0 | 0 | -7.8311e-11 | -1.2396e-10 | 1.3304e-10 | 5.3809e-11 | 9.1532e-11 | -7.6107e-11 | -1.4873e-10 | 1.7114e-10 | 3.5406e-11 | 9.6982e-11 | -1.2406e-10 | -3.0826e-11 | 0 | 0 | 0 | 0 | 0 | 0 | 1.0996 | 1.0978 | 1.0969 | 1.0996 | 1.0978 | 1.0969 | -0.028087 | -120.129 | 119.9065 | -0.028087 | -120.129 | 119.9065
Line13_13_14 | 0 | 0 | 0 | 0 | 0 | 0 | 0 | 0 | 0 | 0 | 0 | 0 | -2.6104e-11 | -4.1321e-11 | 4.4347e-11 | 1.6013e-12 | 8.8903e-12 | 1.2586e-11 | -4.9578e-11 | 5.7046e-11 | 1.1802e-11 | -2.1741e-12 | -9.9708e-12 | -7.2223e-12 | 0 | 0 | 0 | 0 | 0 | 0 | 1.0996 | 1.0978 | 1.0969 | 1.0996 | 1.0978 | 1.0969 | -0.028087 | -120.129 | 119.9065 | -0.028087 | -120.129 | 119.9065
Line14_15_16 | 0 | 0 | 0 | 0 | 0 | 0 | 0 | 0 | 0 | 0 | 0 | 0 | -5.2207e-11 | -8.2642e-11 | 8.8693e-11 | 2.7705e-11 | 5.0211e-11 | -3.176e-11 | -9.9156e-11 | 1.1409e-10 | 2.3604e-11 | 4.7404e-11 | -6.7017e-11 | -1.9024e-11 | 0 | 0 | 0 | 0 | 0 | 0 | 1.0996 | 1.0978 | 1.0969 | 1.0996 | 1.0978 | 1.0969 | -0.028087 | -120.129 | 119.9065 | -0.028087 | -120.129 | 119.9065
Line15_16_17 | 0 | 0 | 0 | 0 | 0 | 0 | 0 | 0 | 0 | 0 | 0 | 0 | -2.6104e-11 | -4.1321e-11 | 4.4347e-11 | 1.6013e-12 | 8.8903e-12 | 1.2586e-11 | -4.9578e-11 | 5.7046e-11 | 1.1802e-11 | -2.1741e-12 | -9.9708e-12 | -7.2223e-12 | 0 | 0 | 0 | 0 | 0 | 0 | 1.0996 | 1.0978 | 1.0969 | 1.0996 | 1.0978 | 1.0969 | -0.028087 | -120.129 | 119.9065 | -0.028087 | -120.129 | 119.9065
Line16_4_18 | 0 | 0 | 0 | 0 | 0 | 0 | 0 | 0 | 0 | 0 | 0 | 0 | -2.6104e-11 | -4.1321e-11 | 4.4347e-11 | 1.6013e-12 | 8.8903e-12 | 1.2586e-11 | -4.9578e-11 | 5.7046e-11 | 1.1802e-11 | -2.1741e-12 | -9.9708e-12 | -7.2223e-12 | 0 | 0 | 0 | 0 | 0 | 0 | 1.0996 | 1.0978 | 1.0969 | 1.0996 | 1.0978 | 1.0969 | -0.028087 | -120.129 | 119.9065 | -0.028087 | -120.129 | 119.9065
Line17_5_19 | 0 | 0 | 0 | 0 | 0 | 0 | 0 | 0 | 0 | 0 | 0 | 0 | -2.6104e-11 | -4.1321e-11 | 4.4347e-11 | 1.6013e-12 | 8.8903e-12 | 1.2586e-11 | -4.9578e-11 | 5.7046e-11 | 1.1802e-11 | -2.1741e-12 | -9.9708e-12 | -7.2223e-12 | 0 | 0 | 0 | 0 | 0 | 0 | 1.0996 | 1.0978 | 1.0969 | 1.0996 | 1.0978 | 1.0969 | -0.028087 | -120.129 | 119.9065 | -0.028087 | -120.129 | 119.9065
Line1_1_3 | 0 | 0 | 0 | 0 | 0 | 0 | 0 | 0 | 0 | 0 | 0 | 0 | -2.0883e-10 | -3.3057e-10 | 3.5477e-10 | 1.8433e-10 | 2.9814e-10 | -2.9784e-10 | -3.9662e-10 | 4.5637e-10 | 9.4416e-11 | 3.4487e-10 | -4.0929e-10 | -8.9837e-11 | 0 | 0 | 0 | 0 | 0 | 0 | 1.0996 | 1.0978 | 1.0969 | 1.0996 | 1.0978 | 1.0969 | -0.028087 | -120.129 | 119.9065 | -0.028087 | -120.129 | 119.9065
Line2_1_4 | 0 | 0 | 0 | 0 | 0 | 0 | 0 | 0 | 0 | 0 | 0 | 0 | -5.2207e-11 | -8.2642e-11 | 8.8693e-11 | 2.7705e-11 | 5.0211e-11 | -3.176e-11 | -9.9156e-11 | 1.1409e-10 | 2.3604e-11 | 4.7404e-11 | -6.7017e-11 | -1.9024e-11 | 0 | 0 | 0 | 0 | 0 | 0 | 1.0996 | 1.0978 | 1.0969 | 1.0996 | 1.0978 | 1.0969 | -0.028087 | -120.129 | 119.9065 | -0.028087 | -120.129 | 119.9065
Line3_1_5 | 0 | 0 | 0 | 0 | 0 | 0 | 0 | 0 | 0 | 0 | 0 | 0 | -5.2207e-11 | -8.2642e-11 | 8.8693e-11 | 2.7705e-11 | 5.0211e-11 | -3.176e-11 | -9.9156e-11 | 1.1409e-10 | 2.3604e-11 | 4.7404e-11 | -6.7017e-11 | -1.9024e-11 | 0 | 0 | 0 | 0 | 0 | 0 | 1.0996 | 1.0978 | 1.0969 | 1.0996 | 1.0978 | 1.0969 | -0.028087 | -120.129 | 119.9065 | -0.028087 | -120.129 | 119.9065
Line4_2_6 | 0 | 0.035484 | 0.035414 | 0 | 0.035484 | 0.035414 | 0 | 0.0081946 | 0.0081784 | 0 | 0.0081946 | 0.0081784 | -4.2442e-10 | 0.0063191 | 0.006316 | 3.7505e-10 | -0.0063112 | -0.0063009 | -1.0135e-09 | 0.0063701 | 0.0063341 | 8.8596e-10 | -0.0063452 | -0.006313 | 0 | -165.435 | 74.7974 | 0 | 14.565 | -105.2026 | 1.0991 | 1.095 | 1.0937 | 1.0985 | 1.0921 | 1.0906 | -0.037455 | -120.2049 | 119.8794 | -0.046832 | -120.2812 | 119.8522
Line5_6_7 | 0 | 0.035484 | 0.035414 | 0 | 0.035484 | 0.035414 | 0 | 0.0081946 | 0.0081784 | 0 | 0.0081946 | 0.0081784 | -3.6906e-10 | 0.0063112 | 0.0063009 | 3.0315e-10 | -0.0063033 | -0.0062858 | -8.8959e-10 | 0.0063452 | 0.006313 | 7.1207e-10 | -0.0063203 | -0.0062918 | 0 | -165.435 | 74.7974 | 0 | 14.565 | -105.2026 | 1.0985 | 1.0921 | 1.0906 | 1.098 | 1.0893 | 1.0875 | -0.046832 | -120.2812 | 119.8522 | -0.056219 | -120.3579 | 119.8249
Line6_7_8 | 0 | 0.035484 | 0.035414 | 0 | 0.035484 | 0.035414 | 0 | 0.0081946 | 0.0081784 | 0 | 0.0081946 | 0.0081784 | -2.9497e-10 | 0.0063033 | 0.0062858 | 2.1251e-10 | -0.0062954 | -0.0062706 | -7.1641e-10 | 0.0063203 | 0.0062918 | 4.8897e-10 | -0.0062954 | -0.0062706 | 0 | -165.435 | 74.7974 | 0 | 14.565 | -105.2026 | 1.098 | 1.0893 | 1.0875 | 1.0974 | 1.0865 | 1.0843 | -0.056219 | -120.3579 | 119.8249 | -0.065614 | -120.435 | 119.7974
Line7_8_9 | 0 | 0 | 0 | 0 | 0 | 0 | 0 | 0 | 0 | 0 | 0 | 0 | -1.0107e-10 | -2.2374e-10 | 1.983e-10 | 1.037e-11 | 5.3816e-11 | 6.2328e-11 | -2.4702e-10 | 2.3692e-10 | 6.1769e-11 | -5.0689e-12 | -3.3271e-11 | -1.5464e-11 | 0 | 0 | 0 | 0 | 0 | 0 | 1.0974 | 1.0865 | 1.0843 | 1.0974 | 1.0865 | 1.0843 | -0.065614 | -120.435 | 119.7974 | -0.065614 | -120.435 | 119.7974
Line8_8_10 | 0 | 0 | 0 | 0 | 0 | 0 | 0 | 0 | 0 | 0 | 0 | 0 | -1.0107e-10 | -2.2374e-10 | 1.983e-10 | 1.037e-11 | 5.3816e-11 | 6.2328e-11 | -2.4702e-10 | 2.3692e-10 | 6.1769e-11 | -5.0689e-12 | -3.3271e-11 | -1.5464e-11 | 0 | 0 | 0 | 0 | 0 | 0 | 1.0974 | 1.0865 | 1.0843 | 1.0974 | 1.0865 | 1.0843 | -0.065614 | -120.435 | 119.7974 | -0.065614 | -120.435 | 119.7974
Line9_3_11 | 0 | 0 | 0 | 0 | 0 | 0 | 0 | 0 | 0 | 0 | 0 | 0 | -1.8273e-10 | -2.8925e-10 | 3.1043e-10 | 1.5822e-10 | 2.5682e-10 | -2.5349e-10 | -3.4705e-10 | 3.9932e-10 | 8.2614e-11 | 2.9529e-10 | -3.5225e-10 | -7.8035e-11 | 0 | 0 | 0 | 0 | 0 | 0 | 1.0996 | 1.0978 | 1.0969 | 1.0996 | 1.0978 | 1.0969 | -0.028087 | -120.129 | 119.9065 | -0.028087 | -120.129 | 119.9065

## LLG_min_6
name | pf_ikss_a_from_ka | pf_ikss_b_from_ka | pf_ikss_c_from_ka | pf_ikss_a_to_ka | pf_ikss_b_to_ka | pf_ikss_c_to_ka | pf_skss_a_from_mw | pf_skss_b_from_mw | pf_skss_c_from_mw | pf_skss_a_to_mw | pf_skss_b_to_mw | pf_skss_c_to_mw | pf_p_a_from_mw | pf_p_b_from_mw | pf_p_c_from_mw | pf_p_a_to_mw | pf_p_b_to_mw | pf_p_c_to_mw | pf_q_a_from_mvar | pf_q_b_from_mvar | pf_q_c_from_mvar | pf_q_a_to_mvar | pf_q_b_to_mvar | pf_q_c_to_mvar | pf_ikss_a_from_degree | pf_ikss_b_from_degree | pf_ikss_c_from_degree | pf_ikss_a_to_degree | pf_ikss_b_to_degree | pf_ikss_c_to_degree | pf_vm_a_from_pu | pf_vm_b_from_pu | pf_vm_c_from_pu | pf_vm_a_to_pu | pf_vm_b_to_pu | pf_vm_c_to_pu | pf_va_a_from_degree | pf_va_b_from_degree | pf_va_c_from_degree | pf_va_a_to_degree | pf_va_b_to_degree | pf_va_c_to_degree
Line0_1_2 | 0 | 1.9373 | 1.8965 | 0 | 1.9373 | 1.8965 | 0 | 0.44739 | 0.43799 | 0 | 0.44739 | 0.43799 | -7.2216e-09 | 0.19893 | 0.28577 | 5.5706e-09 | -0.1492 | -0.21433 | -7.952e-08 | 0.30413 | 0.20076 | 7.0471e-08 | -0.2281 | -0.15057 | 0 | 177.0251 | 78.2735 | 0 | -2.9749 | -101.7265 | 0.91889 | 0.8123 | 0.79739 | 0.86904 | 0.60922 | 0.59804 | -2.1342 | -126.1629 | 113.3627 | -1.9425 | -126.1629 | 113.3627
Line10_11_12 | 0 | 0 | 0 | 0 | 0 | 0 | 0 | 0 | 0 | 0 | 0 | 0 | -7.7796e-09 | -1.2476e-08 | 1.4712e-08 | 6.5856e-09 | 1.0791e-08 | -1.1832e-08 | -1.7927e-08 | 1.6293e-08 | 3.2785e-09 | 1.482e-08 | -1.3881e-08 | -3.0531e-09 | 0 | 0 | 0 | 0 | 0 | 0 | 0.91889 | 0.8123 | 0.79739 | 0.91889 | 0.8123 | 0.79739 | -2.1342 | -126.1629 | 113.3627 | -2.1342 | -126.1629 | 113.3627
Line11_12_13 | 0 | 0 | 0 | 0 | 0 | 0 | 0 | 0 | 0 | 0 | 0 | 0 | -6.483e-09 | -1.0397e-08 | 1.226e-08 | 5.289e-09 | 8.7112e-09 | -9.3804e-09 | -1.4939e-08 | 1.3578e-08 | 2.7321e-09 | 1.1832e-08 | -1.1166e-08 | -2.5067e-09 | 0 | 0 | 0 | 0 | 0 | 0 | 0.91889 | 0.8123 | 0.79739 | 0.91889 | 0.8123 | 0.79739 | -2.1342 | -126.1629 | 113.3627 | -2.1342 | -126.1629 | 113.3627
Line12_13_15 | 0 | 0 | 0 | 0 | 0 | 0 | 0 | 0 | 0 | 0 | 0 | 0 | -3.8898e-09 | -6.2381e-09 | 7.356e-09 | 2.6958e-09 | 4.5525e-09 | -4.4764e-09 | -8.9634e-09 | 8.1466e-09 | 1.6393e-09 | 5.8564e-09 | -5.7348e-09 | -1.4139e-09 | 0 | 0 | 0 | 0 | 0 | 0 | 0.91889 | 0.8123 | 0.79739 | 0.91889 | 0.8123 | 0.79739 | -2.1342 | -126.1629 | 113.3627 | -2.1342 | -126.1629 | 113.3627
Line13_13_14 | 0 | 0 | 0 | 0 | 0 | 0 | 0 | 0 | 0 | 0 | 0 | 0 | -1.2966e-09 | -2.0794e-09 | 2.452e-09 | 1.0258e-10 | 3.9379e-10 | 4.2759e-10 | -2.9878e-09 | 2.7155e-09 | 5.4642e-10 | -1.192e-10 | -3.0376e-10 | -3.2104e-10 | 0 | 0 | 0 | 0 | 0 | 0 | 0.91889 | 0.8123 | 0.79739 | 0.91889 | 0.8123 | 0.79739 | -2.1342 | -126.1629 | 113.3627 | -2.1342 | -126.1629 | 113.3627
Line14_15_16 | 0 | 0 | 0 | 0 | 0 | 0 | 0 | 0 | 0 | 0 | 0 | 0 | -2.5932e-09 | -4.1587e-09 | 4.904e-09 | 1.3992e-09 | 2.4731e-09 | -2.0244e-09 | -5.9756e-09 | 5.431e-09 | 1.0928e-09 | 2.8686e-09 | -3.0193e-09 | -8.6746e-10 | 0 | 0 | 0 | 0 | 0 | 0 | 0.91889 | 0.8123 | 0.79739 | 0.91889 | 0.8123 | 0.79739 | -2.1342 | -126.1629 | 113.3627 | -2.1342 | -126.1629 | 113.3627
Line15_16_17 | 0 | 0 | 0 | 0 | 0 | 0 | 0 | 0 | 0 | 0 | 0 | 0 | -1.2966e-09 | -2.0794e-09 | 2.452e-09 | 1.0258e-10 | 3.9379e-10 | 4.2759e-10 | -2.9878e-09 | 2.7155e-09 | 5.4642e-10 | -1.192e-10 | -3.0376e-10 | -3.2104e-10 | 0 | 0 | 0 | 0 | 0 | 0 | 0.91889 | 0.8123 | 0.79739 | 0.91889 | 0.8123 | 0.79739 | -2.1342 | -126.1629 | 113.3627 | -2.1342 | -126.1629 | 113.3627
Line16_4_18 | 0 | 0 | 0 | 0 | 0 | 0 | 0 | 0 | 0 | 0 | 0 | 0 | -1.2966e-09 | -2.0794e-09 | 2.452e-09 | 1.0258e-10 | 3.9379e-10 | 4.2759e-10 | -2.9878e-09 | 2.7155e-09 | 5.4642e-10 | -1.192e-10 | -3.0376e-10 | -3.2104e-10 | 0 | 0 | 0 | 0 | 0 | 0 | 0.91889 | 0.8123 | 0.79739 | 0.91889 | 0.8123 | 0.79739 | -2.1342 | -126.1629 | 113.3627 | -2.1342 | -126.1629 | 113.3627
Line17_5_19 | 0 | 0 | 0 | 0 | 0 | 0 | 0 | 0 | 0 | 0 | 0 | 0 | -1.2966e-09 | -2.0794e-09 | 2.452e-09 | 1.0258e-10 | 3.9379e-10 | 4.2759e-10 | -2.9878e-09 | 2.7155e-09 | 5.4642e-10 | -1.192e-10 | -3.0376e-10 | -3.2104e-10 | 0 | 0 | 0 | 0 | 0 | 0 | 0.91889 | 0.8123 | 0.79739 | 0.91889 | 0.8123 | 0.79739 | -2.1342 | -126.1629 | 113.3627 | -2.1342 | -126.1629 | 113.3627
Line1_1_3 | 0 | 0 | 0 | 0 | 0 | 0 | 0 | 0 | 0 | 0 | 0 | 0 | -1.0373e-08 | -1.6635e-08 | 1.9616e-08 | 9.1788e-09 | 1.4949e-08 | -1.6736e-08 | -2.3902e-08 | 2.1724e-08 | 4.3714e-09 | 2.0795e-08 | -1.9312e-08 | -4.146e-09 | 0 | 0 | 0 | 0 | 0 | 0 | 0.91889 | 0.8123 | 0.79739 | 0.91889 | 0.8123 | 0.79739 | -2.1342 | -126.1629 | 113.3627 | -2.1342 | -126.1629 | 113.3627
Line2_1_4 | 0 | 0 | 0 | 0 | 0 | 0 | 0 | 0 | 0 | 0 | 0 | 0 | -2.5932e-09 | -4.1587e-09 | 4.904e-09 | 1.3992e-09 | 2.4731e-09 | -2.0244e-09 | -5.9756e-09 | 5.431e-09 | 1.0928e-09 | 2.8686e-09 | -3.0193e-09 | -8.6746e-10 | 0 | 0 | 0 | 0 | 0 | 0 | 0.91889 | 0.8123 | 0.79739 | 0.91889 | 0.8123 | 0.79739 | -2.1342 | -126.1629 | 113.3627 | -2.1342 | -126.1629 | 113.3627
Line3_1_5 | 0 | 0 | 0 | 0 | 0 | 0 | 0 | 0 | 0 | 0 | 0 | 0 | -2.5932e-09 | -4.1587e-09 | 4.904e-09 | 1.3992e-09 | 2.4731e-09 | -2.0244e-09 | -5.9756e-09 | 5.431e-09 | 1.0928e-09 | 2.8686e-09 | -3.0193e-09 | -8.6746e-10 | 0 | 0 | 0 | 0 | 0 | 0 | 0.91889 | 0.8123 | 0.79739 | 0.91889 | 0.8123 | 0.79739 | -2.1342 | -126.1629 | 113.3627 | -2.1342 | -126.1629 | 113.3627
Line4_2_6 | 0 | 1.9373 | 1.8965 | 0 | 1.9373 | 1.8965 | 0 | 0.44739 | 0.43799 | 0 | 0.44739 | 0.43799 | -5.3143e-09 | 0.1492 | 0.21433 | 4.0508e-09 | -0.099465 | -0.14289 | -7.0573e-08 | 0.2281 | 0.15057 | 5.8635e-08 | -0.15207 | -0.10038 | 0 | 177.0251 | 78.2735 | 0 | -2.9749 | -101.7265 | 0.86904 | 0.60922 | 0.59804 | 0.81919 | 0.40615 | 0.39869 | -1.9425 | -126.1629 | 113.3627 | -1.7274 | -126.1629 | 113.3627
Line5_6_7 | 0 | 1.9373 | 1.8965 | 0 | 1.9373 | 1.8965 | 0 | 0.44739 | 0.43799 | 0 | 0.44739 | 0.43799 | -3.6592e-09 | 0.099465 | 0.14289 | 2.7923e-09 | -0.049732 | -0.071443 | -5.8721e-08 | 0.15207 | 0.10038 | 4.4522e-08 | -0.076034 | -0.050191 | 0 | 177.0251 | 78.2735 | 0 | -2.9749 | -101.7265 | 0.81919 | 0.40615 | 0.39869 | 0.76935 | 0.20307 | 0.19935 | -1.7274 | -126.1629 | 113.3627 | -1.4845 | -126.1629 | 113.3627
Line6_7_8 | 0 | 1.9373 | 1.8965 | 0 | 1.9373 | 1.8965 | 0 | 0.44739 | 0.43799 | 0 | 0.44739 | 0.43799 | -2.2836e-09 | 0.049732 | 0.071443 | 1.8224e-09 | -2.8296e-14 | -3.1093e-14 | -4.4591e-08 | 0.076034 | 0.050191 | 2.8757e-08 | 1.7131e-14 | 3.5188e-14 | 0 | 177.0251 | 78.2735 | 0 | -2.9749 | -101.7265 | 0.76935 | 0.20307 | 0.19935 | 0.71954 | 0 | 0 | -1.4845 | -126.1629 | 113.3627 | -1.2079 | 0 | 0
Line7_8_9 | 0 | 0 | 0 | 0 | 0 | 0 | 0 | 0 | 0 | 0 | 0 | 0 | -6.0748e-10 | 8.2694e-22 | 1.1095e-21 | 6.0748e-10 | 5.9593e-18 | -4.2139e-18 | -1.4405e-08 | 1.5033e-21 | -1.4741e-21 | -5.2835e-11 | 1.3541e-17 | 1.4322e-18 | 0 | 0 | 0 | 0 | 0 | 0 | 0.71954 | 0 | 0 | 0.71954 | 0 | 0 | -1.2079 | 0 | 0 | -1.2079 | 0 | 0
Line8_8_10 | 0 | 0 | 0 | 0 | 0 | 0 | 0 | 0 | 0 | 0 | 0 | 0 | -6.0748e-10 | 8.2694e-22 | 1.1095e-21 | 6.0748e-10 | 5.9593e-18 | -4.2139e-18 | -1.4405e-08 | 1.5033e-21 | -1.4741e-21 | -5.2835e-11 | 1.3541e-17 | 1.4322e-18 | 0 | 0 | 0 | 0 | 0 | 0 | 0.71954 | 0 | 0 | 0.71954 | 0 | 0 | -1.2079 | 0 | 0 | -1.2079 | 0 | 0
Line9_3_11 | 0 | 0 | 0 | 0 | 0 | 0 | 0 | 0 | 0 | 0 | 0 | 0 | -9.0762e-09 | -1.4556e-08 | 1.7164e-08 | 7.8822e-09 | 1.287e-08 | -1.4284e-08 | -2.0915e-08 | 1.9009e-08 | 3.8249e-09 | 1.7808e-08 | -1.6597e-08 | -3.5996e-09 | 0 | 0 | 0 | 0 | 0 | 0 | 0.91889 | 0.8123 | 0.79739 | 0.91889 | 0.8123 | 0.79739 | -2.1342 | -126.1629 | 113.3627 | -2.1342 | -126.1629 | 113.3627

## LLG_min_10
name | pf_ikss_a_from_ka | pf_ikss_b_from_ka | pf_ikss_c_from_ka | pf_ikss_a_to_ka | pf_ikss_b_to_ka | pf_ikss_c_to_ka | pf_skss_a_from_mw | pf_skss_b_from_mw | pf_skss_c_from_mw | pf_skss_a_to_mw | pf_skss_b_to_mw | pf_skss_c_to_mw | pf_p_a_from_mw | pf_p_b_from_mw | pf_p_c_from_mw | pf_p_a_to_mw | pf_p_b_to_mw | pf_p_c_to_mw | pf_q_a_from_mvar | pf_q_b_from_mvar | pf_q_c_from_mvar | pf_q_a_to_mvar | pf_q_b_to_mvar | pf_q_c_to_mvar | pf_ikss_a_from_degree | pf_ikss_b_from_degree | pf_ikss_c_from_degree | pf_ikss_a_to_degree | pf_ikss_b_to_degree | pf_ikss_c_to_degree | pf_vm_a_from_pu | pf_vm_b_from_pu | pf_vm_c_from_pu | pf_vm_a_to_pu | pf_vm_b_to_pu | pf_vm_c_to_pu | pf_va_a_from_degree | pf_va_b_from_degree | pf_va_c_from_degree | pf_va_a_to_degree | pf_va_b_to_degree | pf_va_c_to_degree
Line0_1_2 | 0 | 1.8353 | 1.7967 | 0 | 1.8353 | 1.7967 | 0 | 0.42384 | 0.41494 | 0 | 0.42384 | 0.41494 | -6.4814e-09 | 0.17854 | 0.25648 | 4.9996e-09 | -0.13391 | -0.19236 | -7.137e-08 | 0.27296 | 0.18019 | 6.3248e-08 | -0.20472 | -0.13514 | 0 | 177.0251 | 78.2735 | 0 | -2.9749 | -101.7265 | 0.87053 | 0.76954 | 0.75542 | 0.8233 | 0.57716 | 0.56656 | -2.1342 | -126.1629 | 113.3627 | -1.9425 | -126.1629 | 113.3627
Line10_11_12 | 0 | 0 | 0 | 0 | 0 | 0 | 0 | 0 | 0 | 0 | 0 | 0 | -6.9822e-09 | -1.1197e-08 | 1.3204e-08 | 5.9106e-09 | 9.6846e-09 | -1.062e-08 | -1.6089e-08 | 1.4623e-08 | 2.9425e-09 | 1.3301e-08 | -1.2459e-08 | -2.7402e-09 | 0 | 0 | 0 | 0 | 0 | 0 | 0.87053 | 0.76954 | 0.75542 | 0.87053 | 0.76954 | 0.75542 | -2.1342 | -126.1629 | 113.3627 | -2.1342 | -126.1629 | 113.3627
Line11_12_13 | 0 | 0 | 0 | 0 | 0 | 0 | 0 | 0 | 0 | 0 | 0 | 0 | -5.8185e-09 | -9.3312e-09 | 1.1003e-08 | 4.7469e-09 | 7.8184e-09 | -8.419e-09 | -1.3408e-08 | 1.2186e-08 | 2.4521e-09 | 1.0619e-08 | -1.0021e-08 | -2.2498e-09 | 0 | 0 | 0 | 0 | 0 | 0 | 0.87053 | 0.76954 | 0.75542 | 0.87053 | 0.76954 | 0.75542 | -2.1342 | -126.1629 | 113.3627 | -2.1342 | -126.1629 | 113.3627
Line12_13_15 | 0 | 0 | 0 | 0 | 0 | 0 | 0 | 0 | 0 | 0 | 0 | 0 | -3.4911e-09 | -5.5987e-09 | 6.6021e-09 | 2.4195e-09 | 4.0859e-09 | -4.0176e-09 | -8.0447e-09 | 7.3116e-09 | 1.4712e-09 | 5.2562e-09 | -5.147e-09 | -1.269e-09 | 0 | 0 | 0 | 0 | 0 | 0 | 0.87053 | 0.76954 | 0.75542 | 0.87053 | 0.76954 | 0.75542 | -2.1342 | -126.1629 | 113.3627 | -2.1342 | -126.1629 | 113.3627
Line13_13_14 | 0 | 0 | 0 | 0 | 0 | 0 | 0 | 0 | 0 | 0 | 0 | 0 | -1.1637e-09 | -1.8662e-09 | 2.2007e-09 | 9.2068e-11 | 3.5343e-10 | 3.8376e-10 | -2.6816e-09 | 2.4372e-09 | 4.9041e-10 | -1.0698e-10 | -2.7263e-10 | -2.8814e-10 | 0 | 0 | 0 | 0 | 0 | 0 | 0.87053 | 0.76954 | 0.75542 | 0.87053 | 0.76954 | 0.75542 | -2.1342 | -126.1629 | 113.3627 | -2.1342 | -126.1629 | 113.3627
Line14_15_16 | 0 | 0 | 0 | 0 | 0 | 0 | 0 | 0 | 0 | 0 | 0 | 0 | -2.3274e-09 | -3.7325e-09 | 4.4014e-09 | 1.2558e-09 | 2.2197e-09 | -1.8169e-09 | -5.3631e-09 | 4.8744e-09 | 9.8083e-10 | 2.5746e-09 | -2.7098e-09 | -7.7855e-10 | 0 | 0 | 0 | 0 | 0 | 0 | 0.87053 | 0.76954 | 0.75542 | 0.87053 | 0.76954 | 0.75542 | -2.1342 | -126.1629 | 113.3627 | -2.1342 | -126.1629 | 113.3627
Line15_16_17 | 0 | 0 | 0 | 0 | 0 | 0 | 0 | 0 | 0 | 0 | 0 | 0 | -1.1637e-09 | -1.8662e-09 | 2.2007e-09 | 9.2068e-11 | 3.5343e-10 | 3.8376e-10 | -2.6816e-09 | 2.4372e-09 | 4.9041e-10 | -1.0698e-10 | -2.7263e-10 | -2.8814e-10 | 0 | 0 | 0 | 0 | 0 | 0 | 0.87053 | 0.76954 | 0.75542 | 0.87053 | 0.76954 | 0.75542 | -2.1342 | -126.1629 | 113.3627 | -2.1342 | -126.1629 | 113.3627
Line16_4_18 | 0 | 0 | 0 | 0 | 0 | 0 | 0 | 0 | 0 | 0 | 0 | 0 | -1.1637e-09 | -1.8662e-09 | 2.2007e-09 | 9.2068e-11 | 3.5343e-10 | 3.8376e-10 | -2.6816e-09 | 2.4372e-09 | 4.9041e-10 | -1.0698e-10 | -2.7263e-10 | -2.8814e-10 | 0 | 0 | 0 | 0 | 0 | 0 | 0.87053 | 0.76954 | 0.75542 | 0.87053 | 0.76954 | 0.75542 | -2.1342 | -126.1629 | 113.3627 | -2.1342 | -126.1629 | 113.3627
Line17_5_19 | 0 | 0 | 0 | 0 | 0 | 0 | 0 | 0 | 0 | 0 | 0 | 0 | -1.1637e-09 | -1.8662e-09 | 2.2007e-09 | 9.2068e-11 | 3.5343e-10 | 3.8376e-10 | -2.6816e-09 | 2.4372e-09 | 4.9041e-10 | -1.0698e-10 | -2.7263e-10 | -2.8814e-10 | 0 | 0 | 0 | 0 | 0 | 0 | 0.87053 | 0.76954 | 0.75542 | 0.87053 | 0.76954 | 0.75542 | -2.1342 | -126.1629 | 113.3627 | -2.1342 | -126.1629 | 113.3627
Line1_1_3 | 0 | 0 | 0 | 0 | 0 | 0 | 0 | 0 | 0 | 0 | 0 | 0 | -9.3096e-09 | -1.493e-08 | 1.7606e-08 | 8.238e-09 | 1.3417e-08 | -1.5021e-08 | -2.1453e-08 | 1.9498e-08 | 3.9233e-09 | 1.8664e-08 | -1.7333e-08 | -3.721e-09 | 0 | 0 | 0 | 0 | 0 | 0 | 0.87053 | 0.76954 | 0.75542 | 0.87053 | 0.76954 | 0.75542 | -2.1342 | -126.1629 | 113.3627 | -2.1342 | -126.1629 | 113.3627
Line2_1_4 | 0 | 0 | 0 | 0 | 0 | 0 | 0 | 0 | 0 | 0 | 0 | 0 | -2.3274e-09 | -3.7325e-09 | 4.4014e-09 | 1.2558e-09 | 2.2197e-09 | -1.8169e-09 | -5.3631e-09 | 4.8744e-09 | 9.8083e-10 | 2.5746e-09 | -2.7098e-09 | -7.7855e-10 | 0 | 0 | 0 | 0 | 0 | 0 | 0.87053 | 0.76954 | 0.75542 | 0.87053 | 0.76954 | 0.75542 | -2.1342 | -126.1629 | 113.3627 | -2.1342 | -126.1629 | 113.3627
Line3_1_5 | 0 | 0 | 0 | 0 | 0 | 0 | 0 | 0 | 0 | 0 | 0 | 0 | -2.3274e-09 | -3.7325e-09 | 4.4014e-09 | 1.2558e-09 | 2.2197e-09 | -1.8169e-09 | -5.3631e-09 | 4.8744e-09 | 9.8083e-10 | 2.5746e-09 | -2.7098e-09 | -7.7855e-10 | 0 | 0 | 0 | 0 | 0 | 0 | 0.87053 | 0.76954 | 0.75542 | 0.87053 | 0.76954 | 0.75542 | -2.1342 | -126.1629 | 113.3627 | -2.1342 | -126.1629 | 113.3627
Line4_2_6 | 0 | 1.8353 | 1.7967 | 0 | 1.8353 | 1.7967 | 0 | 0.42384 | 0.41494 | 0 | 0.42384 | 0.41494 | -4.7697e-09 | 0.13391 | 0.19236 | 3.6356e-09 | -0.08927 | -0.12824 | -6.334e-08 | 0.20472 | 0.13514 | 5.2626e-08 | -0.13648 | -0.090094 | 0 | 177.0251 | 78.2735 | 0 | -2.9749 | -101.7265 | 0.8233 | 0.57716 | 0.56656 | 0.77607 | 0.38477 | 0.37771 | -1.9425 | -126.1629 | 113.3627 | -1.7274 | -126.1629 | 113.3627
Line5_6_7 | 0 | 1.8353 | 1.7967 | 0 | 1.8353 | 1.7967 | 0 | 0.42384 | 0.41494 | 0 | 0.42384 | 0.41494 | -3.2842e-09 | 0.08927 | 0.12824 | 2.5061e-09 | -0.044635 | -0.064121 | -5.2703e-08 | 0.13648 | 0.090094 | 3.9959e-08 | -0.068241 | -0.045047 | 0 | 177.0251 | 78.2735 | 0 | -2.9749 | -101.7265 | 0.77607 | 0.38477 | 0.37771 | 0.72886 | 0.19239 | 0.18885 | -1.7274 | -126.1629 | 113.3627 | -1.4845 | -126.1629 | 113.3627
Line6_7_8 | 0 | 1.8353 | 1.7967 | 0 | 1.8353 | 1.7967 | 0 | 0.42384 | 0.41494 | 0 | 0.42384 | 0.41494 | -2.0495e-09 | 0.044635 | 0.064121 | 1.6356e-09 | -2.5439e-14 | -2.7853e-14 | -4.0021e-08 | 0.068241 | 0.045047 | 2.581e-08 | 1.5311e-14 | 3.1505e-14 | 0 | 177.0251 | 78.2735 | 0 | -2.9749 | -101.7265 | 0.72886 | 0.19239 | 0.18885 | 0.68167 | 0 | 0 | -1.4845 | -126.1629 | 113.3627 | -1.2079 | 0 | 0
Line7_8_9 | 0 | 0 | 0 | 0 | 0 | 0 | 0 | 0 | 0 | 0 | 0 | 0 | -5.4521e-10 | 7.3876e-22 | 9.939e-22 | 5.4521e-10 | 5.3485e-18 | -3.782e-18 | -1.2929e-08 | 1.3514e-21 | -1.3199e-21 | -4.742e-11 | 1.2153e-17 | 1.2855e-18 | 0 | 0 | 0 | 0 | 0 | 0 | 0.68167 | 0 | 0 | 0.68167 | 0 | 0 | -1.2079 | 0 | 0 | -1.2079 | 0 | 0
Line8_8_10 | 0 | 0 | 0 | 0 | 0 | 0 | 0 | 0 | 0 | 0 | 0 | 0 | -5.4521e-10 | 7.3876e-22 | 9.939e-22 | 5.4521e-10 | 5.3485e-18 | -3.782e-18 | -1.2929e-08 | 1.3514e-21 | -1.3199e-21 | -4.742e-11 | 1.2153e-17 | 1.2855e-18 | 0 | 0 | 0 | 0 | 0 | 0 | 0.68167 | 0 | 0 | 0.68167 | 0 | 0 | -1.2079 | 0 | 0 | -1.2079 | 0 | 0
Line9_3_11 | 0 | 0 | 0 | 0 | 0 | 0 | 0 | 0 | 0 | 0 | 0 | 0 | -8.1459e-09 | -1.3064e-08 | 1.5405e-08 | 7.0743e-09 | 1.1551e-08 | -1.282e-08 | -1.8771e-08 | 1.706e-08 | 3.4329e-09 | 1.5982e-08 | -1.4896e-08 | -3.2306e-09 | 0 | 0 | 0 | 0 | 0 | 0 | 0.87053 | 0.76954 | 0.75542 | 0.87053 | 0.76954 | 0.75542 | -2.1342 | -126.1629 | 113.3627 | -2.1342 | -126.1629 | 113.3627

## LLG_min_fault_6
name | pf_ikss_a_from_ka | pf_ikss_b_from_ka | pf_ikss_c_from_ka | pf_ikss_a_to_ka | pf_ikss_b_to_ka | pf_ikss_c_to_ka | pf_skss_a_from_mw | pf_skss_b_from_mw | pf_skss_c_from_mw | pf_skss_a_to_mw | pf_skss_b_to_mw | pf_skss_c_to_mw | pf_p_a_from_mw | pf_p_b_from_mw | pf_p_c_from_mw | pf_p_a_to_mw | pf_p_b_to_mw | pf_p_c_to_mw | pf_q_a_from_mvar | pf_q_b_from_mvar | pf_q_c_from_mvar | pf_q_a_to_mvar | pf_q_b_to_mvar | pf_q_c_to_mvar | pf_ikss_a_from_degree | pf_ikss_b_from_degree | pf_ikss_c_from_degree | pf_ikss_a_to_degree | pf_ikss_b_to_degree | pf_ikss_c_to_degree | pf_vm_a_from_pu | pf_vm_b_from_pu | pf_vm_c_from_pu | pf_vm_a_to_pu | pf_vm_b_to_pu | pf_vm_c_to_pu | pf_va_a_from_degree | pf_va_b_from_degree | pf_va_c_from_degree | pf_va_a_to_degree | pf_va_b_to_degree | pf_va_c_to_degree
Line0_1_2 | 0 | 0.030528 | 0.0305 | 0 | 0.030528 | 0.0305 | 0 | 0.0070502 | 0.0070437 | 0 | 0.0070502 | 0.0070437 | -1.697e-10 | 0.0047147 | 0.0047275 | 1.5097e-10 | -0.004701 | -0.0047085 | -9.9881e-10 | 0.0047385 | 0.0047091 | 9.3569e-10 | -0.0047189 | -0.0046947 | 0 | -165.2726 | 75.0187 | 0 | 14.7274 | -104.9813 | 0.94966 | 0.94812 | 0.94733 | 0.94905 | 0.94477 | 0.94397 | -0.027868 | -120.1279 | 119.9069 | -0.028589 | -120.1637 | 119.9345
Line10_11_12 | 0 | 0 | 0 | 0 | 0 | 0 | 0 | 0 | 0 | 0 | 0 | 0 | -1.1607e-10 | -1.822e-10 | 1.9641e-10 | 9.7909e-11 | 1.5837e-10 | -1.5441e-10 | -2.1911e-10 | 2.5292e-10 | 5.1832e-11 | 1.8098e-10 | -2.1814e-10 | -4.8556e-11 | 0 | 0 | 0 | 0 | 0 | 0 | 0.94966 | 0.94812 | 0.94733 | 0.94966 | 0.94812 | 0.94733 | -0.027868 | -120.1279 | 119.9069 | -0.027868 | -120.1279 | 119.9069
Line11_12_13 | 0 | 0 | 0 | 0 | 0 | 0 | 0 | 0 | 0 | 0 | 0 | 0 | -9.6729e-11 | -1.5184e-10 | 1.6367e-10 | 7.8563e-11 | 1.28e-10 | -1.2167e-10 | -1.8259e-10 | 2.1076e-10 | 4.3193e-11 | 1.4446e-10 | -1.7598e-10 | -3.9917e-11 | 0 | 0 | 0 | 0 | 0 | 0 | 0.94966 | 0.94812 | 0.94733 | 0.94966 | 0.94812 | 0.94733 | -0.027868 | -120.1279 | 119.9069 | -0.027868 | -120.1279 | 119.9069
Line12_13_15 | 0 | 0 | 0 | 0 | 0 | 0 | 0 | 0 | 0 | 0 | 0 | 0 | -5.8037e-11 | -9.1101e-11 | 9.8205e-11 | 3.9872e-11 | 6.7264e-11 | -5.6203e-11 | -1.0955e-10 | 1.2646e-10 | 2.5916e-11 | 7.1427e-11 | -9.1678e-11 | -2.264e-11 | 0 | 0 | 0 | 0 | 0 | 0 | 0.94966 | 0.94812 | 0.94733 | 0.94966 | 0.94812 | 0.94733 | -0.027868 | -120.1279 | 119.9069 | -0.027868 | -120.1279 | 119.9069
Line13_13_14 | 0 | 0 | 0 | 0 | 0 | 0 | 0 | 0 | 0 | 0 | 0 | 0 | -1.9346e-11 | -3.0367e-11 | 3.2735e-11 | 1.1802e-12 | 6.5303e-12 | 9.2673e-12 | -3.6518e-11 | 4.2153e-11 | 8.6386e-12 | -1.609e-12 | -7.3724e-12 | -5.3628e-12 | 0 | 0 | 0 | 0 | 0 | 0 | 0.94966 | 0.94812 | 0.94733 | 0.94966 | 0.94812 | 0.94733 | -0.027868 | -120.1279 | 119.9069 | -0.027868 | -120.1279 | 119.9069
Line14_15_16 | 0 | 0 | 0 | 0 | 0 | 0 | 0 | 0 | 0 | 0 | 0 | 0 | -3.8691e-11 | -6.0734e-11 | 6.547e-11 | 2.0526e-11 | 3.6897e-11 | -2.3468e-11 | -7.3036e-11 | 8.4306e-11 | 1.7277e-11 | 3.4909e-11 | -4.9525e-11 | -1.4001e-11 | 0 | 0 | 0 | 0 | 0 | 0 | 0.94966 | 0.94812 | 0.94733 | 0.94966 | 0.94812 | 0.94733 | -0.027868 | -120.1279 | 119.9069 | -0.027868 | -120.1279 | 119.9069
Line15_16_17 | 0 | 0 | 0 | 0 | 0 | 0 | 0 | 0 | 0 | 0 | 0 | 0 | -1.9346e-11 | -3.0367e-11 | 3.2735e-11 | 1.1802e-12 | 6.5303e-12 | 9.2673e-12 | -3.6518e-11 | 4.2153e-11 | 8.6386e-12 | -1.609e-12 | -7.3724e-12 | -5.3628e-12 | 0 | 0 | 0 | 0 | 0 | 0 | 0.94966 | 0.94812 | 0.94733 | 0.94966 | 0.94812 | 0.94733 | -0.027868 | -120.1279 | 119.9069 | -0.027868 | -120.1279 | 119.9069
Line16_4_18 | 0 | 0 | 0 | 0 | 0 | 0 | 0 | 0 | 0 | 0 | 0 | 0 | -1.9346e-11 | -3.0367e-11 | 3.2735e-11 | 1.1802e-12 | 6.5303e-12 | 9.2673e-12 | -3.6518e-11 | 4.2153e-11 | 8.6386e-12 | -1.609e-12 | -7.3724e-12 | -5.3628e-12 | 0 | 0 | 0 | 0 | 0 | 0 | 0.94966 | 0.94812 | 0.94733 | 0.94966 | 0.94812 | 0.94733 | -0.027868 | -120.1279 | 119.9069 | -0.027868 | -120.1279 | 119.9069
Line17_5_19 | 0 | 0 | 0 | 0 | 0 | 0 | 0 | 0 | 0 | 0 | 0 | 0 | -1.9346e-11 | -3.0367e-11 | 3.2735e-11 | 1.1802e-12 | 6.5303e-12 | 9.2673e-12 | -3.6518e-11 | 4.2153e-11 | 8.6386e-12 | -1.609e-12 | -7.3724e-12 | -5.3628e-12 | 0 | 0 | 0 | 0 | 0 | 0 | 0.94966 | 0.94812 | 0.94733 | 0.94966 | 0.94812 | 0.94733 | -0.027868 | -120.1279 | 119.9069 | -0.027868 | -120.1279 | 119.9069
Line1_1_3 | 0 | 0 | 0 | 0 | 0 | 0 | 0 | 0 | 0 | 0 | 0 | 0 | -1.5477e-10 | -2.4294e-10 | 2.6188e-10 | 1.366e-10 | 2.191e-10 | -2.1988e-10 | -2.9215e-10 | 3.3722e-10 | 6.9109e-11 | 2.5402e-10 | -3.0244e-10 | -6.5833e-11 | 0 | 0 | 0 | 0 | 0 | 0 | 0.94966 | 0.94812 | 0.94733 | 0.94966 | 0.94812 | 0.94733 | -0.027868 | -120.1279 | 119.9069 | -0.027868 | -120.1279 | 119.9069
Line2_1_4 | 0 | 0 | 0 | 0 | 0 | 0 | 0 | 0 | 0 | 0 | 0 | 0 | -3.8691e-11 | -6.0734e-11 | 6.547e-11 | 2.0526e-11 | 3.6897e-11 | -2.3468e-11 | -7.3036e-11 | 8.4306e-11 | 1.7277e-11 | 3.4909e-11 | -4.9525e-11 | -1.4001e-11 | 0 | 0 | 0 | 0 | 0 | 0 | 0.94966 | 0.94812 | 0.94733 | 0.94966 | 0.94812 | 0.94733 | -0.027868 | -120.1279 | 119.9069 | -0.027868 | -120.1279 | 119.9069
Line3_1_5 | 0 | 0 | 0 | 0 | 0 | 0 | 0 | 0 | 0 | 0 | 0 | 0 | -3.8691e-11 | -6.0734e-11 | 6.547e-11 | 2.0526e-11 | 3.6897e-11 | -2.3468e-11 | -7.3036e-11 | 8.4306e-11 | 1.7277e-11 | 3.4909e-11 | -4.9525e-11 | -1.4001e-11 | 0 | 0 | 0 | 0 | 0 | 0 | 0.94966 | 0.94812 | 0.94733 | 0.94966 | 0.94812 | 0.94733 | -0.027868 | -120.1279 | 119.9069 | -0.027868 | -120.1279 | 119.9069
Line4_2_6 | 0 | 0.030528 | 0.0305 | 0 | 0.030528 | 0.0305 | 0 | 0.0070502 | 0.0070437 | 0 | 0.0070502 | 0.0070437 | -1.4766e-10 | 0.004701 | 0.0047085 | 1.2801e-10 | -0.0046873 | -0.0046894 | -9.3734e-10 | 0.0047189 | 0.0046947 | 8.2558e-10 | -0.0046992 | -0.0046802 | 0 | -165.2726 | 75.0187 | 0 | 14.7274 | -104.9813 | 0.94905 | 0.94477 | 0.94397 | 0.94843 | 0.94143 | 0.9406 | -0.028589 | -120.1637 | 119.9345 | -0.029311 | -120.1997 | 119.9624
Line5_6_7 | 0 | 0.030528 | 0.0305 | 0 | 0.030528 | 0.0305 | 0 | 0.0070502 | 0.0070437 | 0 | 0.0070502 | 0.0070437 | -1.2257e-10 | 0.0046873 | 0.0046894 | 1.0199e-10 | -0.0046736 | -0.0046704 | -8.2727e-10 | 0.0046992 | 0.0046802 | 6.6697e-10 | -0.0046796 | -0.0046657 | 0 | -165.2726 | 75.0187 | 0 | 14.7274 | -104.9813 | 0.94843 | 0.94143 | 0.9406 | 0.94782 | 0.93808 | 0.93724 | -0.029311 | -120.1997 | 119.9624 | -0.030033 | -120.236 | 119.9904
Line6_7_8 | 0 | 0.030528 | 0.0305 | 0 | 0.030528 | 0.0305 | 0 | 0.0070502 | 0.0070437 | 0 | 0.0070502 | 0.0070437 | -9.4422e-11 | 0.0046736 | 0.0046704 | 7.2924e-11 | -0.0046599 | -0.0046513 | -6.687e-10 | 0.0046796 | 0.0046657 | 4.5996e-10 | -0.0046599 | -0.0046513 | 0 | -165.2726 | 75.0187 | 0 | 14.7274 | -104.9813 | 0.94782 | 0.93808 | 0.93724 | 0.94721 | 0.93474 | 0.93387 | -0.030033 | -120.236 | 119.9904 | -0.030757 | -120.2726 | 120.0187
Line7_8_9 | 0 | 0 | 0 | 0 | 0 | 0 | 0 | 0 | 0 | 0 | 0 | 0 | -3.1615e-11 | -2.3971e-10 | 1.5413e-10 | 9.6946e-12 | 5.2278e-11 | 5.5224e-11 | -2.3086e-10 | 1.498e-10 | 9.5086e-11 | -1.7712e-12 | -1.5489e-11 | 1.0589e-12 | 0 | 0 | 0 | 0 | 0 | 0 | 0.94721 | 0.93474 | 0.93387 | 0.94721 | 0.93474 | 0.93387 | -0.030757 | -120.2726 | 120.0187 | -0.030757 | -120.2726 | 120.0187
Line8_8_10 | 0 | 0 | 0 | 0 | 0 | 0 | 0 | 0 | 0 | 0 | 0 | 0 | -3.1615e-11 | -2.3971e-10 | 1.5413e-10 | 9.6946e-12 | 5.2278e-11 | 5.5224e-11 | -2.3086e-10 | 1.498e-10 | 9.5086e-11 | -1.7712e-12 | -1.5489e-11 | 1.0589e-12 | 0 | 0 | 0 | 0 | 0 | 0 | 0.94721 | 0.93474 | 0.93387 | 0.94721 | 0.93474 | 0.93387 | -0.030757 | -120.2726 | 120.0187 | -0.030757 | -120.2726 | 120.0187
Line9_3_11 | 0 | 0 | 0 | 0 | 0 | 0 | 0 | 0 | 0 | 0 | 0 | 0 | -1.3542e-10 | -2.1257e-10 | 2.2914e-10 | 1.1725e-10 | 1.8873e-10 | -1.8714e-10 | -2.5563e-10 | 2.9507e-10 | 6.047e-11 | 2.175e-10 | -2.6029e-10 | -5.7194e-11 | 0 | 0 | 0 | 0 | 0 | 0 | 0.94966 | 0.94812 | 0.94733 | 0.94966 | 0.94812 | 0.94733 | -0.027868 | -120.1279 | 119.9069 | -0.027868 | -120.1279 | 119.9069

## LLG_min_fault_10
name | pf_ikss_a_from_ka | pf_ikss_b_from_ka | pf_ikss_c_from_ka | pf_ikss_a_to_ka | pf_ikss_b_to_ka | pf_ikss_c_to_ka | pf_skss_a_from_mw | pf_skss_b_from_mw | pf_skss_c_from_mw | pf_skss_a_to_mw | pf_skss_b_to_mw | pf_skss_c_to_mw | pf_p_a_from_mw | pf_p_b_from_mw | pf_p_c_from_mw | pf_p_a_to_mw | pf_p_b_to_mw | pf_p_c_to_mw | pf_q_a_from_mvar | pf_q_b_from_mvar | pf_q_c_from_mvar | pf_q_a_to_mvar | pf_q_b_to_mvar | pf_q_c_to_mvar | pf_ikss_a_from_degree | pf_ikss_b_from_degree | pf_ikss_c_from_degree | pf_ikss_a_to_degree | pf_ikss_b_to_degree | pf_ikss_c_to_degree | pf_vm_a_from_pu | pf_vm_b_from_pu | pf_vm_c_from_pu | pf_vm_a_to_pu | pf_vm_b_to_pu | pf_vm_c_to_pu | pf_va_a_from_degree | pf_va_b_from_degree | pf_va_c_from_degree | pf_va_a_to_degree | pf_va_b_to_degree | pf_va_c_to_degree
Line0_1_2 | 0 | 0.028922 | 0.028895 | 0 | 0.028922 | 0.028895 | 0 | 0.0066792 | 0.006673 | 0 | 0.0066792 | 0.006673 | -1.5231e-10 | 0.0042314 | 0.004243 | 1.355e-10 | -0.0042192 | -0.0042259 | -8.9644e-10 | 0.0042529 | 0.0042265 | 8.3979e-10 | -0.0042352 | -0.0042135 | 0 | -165.2726 | 75.0187 | 0 | 14.7274 | -104.9813 | 0.89968 | 0.89822 | 0.89747 | 0.8991 | 0.89505 | 0.89428 | -0.027868 | -120.1279 | 119.9069 | -0.028589 | -120.1637 | 119.9345
Line10_11_12 | 0 | 0 | 0 | 0 | 0 | 0 | 0 | 0 | 0 | 0 | 0 | 0 | -1.0418e-10 | -1.6353e-10 | 1.7628e-10 | 8.7874e-11 | 1.4213e-10 | -1.3858e-10 | -1.9665e-10 | 2.27e-10 | 4.6519e-11 | 1.6243e-10 | -1.9578e-10 | -4.3579e-11 | 0 | 0 | 0 | 0 | 0 | 0 | 0.89968 | 0.89822 | 0.89747 | 0.89968 | 0.89822 | 0.89747 | -0.027868 | -120.1279 | 119.9069 | -0.027868 | -120.1279 | 119.9069
Line11_12_13 | 0 | 0 | 0 | 0 | 0 | 0 | 0 | 0 | 0 | 0 | 0 | 0 | -8.6815e-11 | -1.3627e-10 | 1.469e-10 | 7.0511e-11 | 1.1488e-10 | -1.092e-10 | -1.6388e-10 | 1.8916e-10 | 3.8766e-11 | 1.2966e-10 | -1.5795e-10 | -3.5826e-11 | 0 | 0 | 0 | 0 | 0 | 0 | 0.89968 | 0.89822 | 0.89747 | 0.89968 | 0.89822 | 0.89747 | -0.027868 | -120.1279 | 119.9069 | -0.027868 | -120.1279 | 119.9069
Line12_13_15 | 0 | 0 | 0 | 0 | 0 | 0 | 0 | 0 | 0 | 0 | 0 | 0 | -5.2089e-11 | -8.1764e-11 | 8.814e-11 | 3.5785e-11 | 6.037e-11 | -5.0442e-11 | -9.8326e-11 | 1.135e-10 | 2.326e-11 | 6.4107e-11 | -8.2282e-11 | -2.032e-11 | 0 | 0 | 0 | 0 | 0 | 0 | 0.89968 | 0.89822 | 0.89747 | 0.89968 | 0.89822 | 0.89747 | -0.027868 | -120.1279 | 119.9069 | -0.027868 | -120.1279 | 119.9069
Line13_13_14 | 0 | 0 | 0 | 0 | 0 | 0 | 0 | 0 | 0 | 0 | 0 | 0 | -1.7363e-11 | -2.7255e-11 | 2.938e-11 | 1.0593e-12 | 5.861e-12 | 8.3175e-12 | -3.2775e-11 | 3.7833e-11 | 7.7532e-12 | -1.4441e-12 | -6.6168e-12 | -4.8132e-12 | 0 | 0 | 0 | 0 | 0 | 0 | 0.89968 | 0.89822 | 0.89747 | 0.89968 | 0.89822 | 0.89747 | -0.027868 | -120.1279 | 119.9069 | -0.027868 | -120.1279 | 119.9069
Line14_15_16 | 0 | 0 | 0 | 0 | 0 | 0 | 0 | 0 | 0 | 0 | 0 | 0 | -3.4726e-11 | -5.4509e-11 | 5.876e-11 | 1.8422e-11 | 3.3116e-11 | -2.1062e-11 | -6.5551e-11 | 7.5665e-11 | 1.5506e-11 | 3.1331e-11 | -4.4449e-11 | -1.2566e-11 | 0 | 0 | 0 | 0 | 0 | 0 | 0.89968 | 0.89822 | 0.89747 | 0.89968 | 0.89822 | 0.89747 | -0.027868 | -120.1279 | 119.9069 | -0.027868 | -120.1279 | 119.9069
Line15_16_17 | 0 | 0 | 0 | 0 | 0 | 0 | 0 | 0 | 0 | 0 | 0 | 0 | -1.7363e-11 | -2.7255e-11 | 2.938e-11 | 1.0593e-12 | 5.861e-12 | 8.3175e-12 | -3.2775e-11 | 3.7833e-11 | 7.7532e-12 | -1.4441e-12 | -6.6168e-12 | -4.8132e-12 | 0 | 0 | 0 | 0 | 0 | 0 | 0.89968 | 0.89822 | 0.89747 | 0.89968 | 0.89822 | 0.89747 | -0.027868 | -120.1279 | 119.9069 | -0.027868 | -120.1279 | 119.9069
Line16_4_18 | 0 | 0 | 0 | 0 | 0 | 0 | 0 | 0 | 0 | 0 | 0 | 0 | -1.7363e-11 | -2.7255e-11 | 2.938e-11 | 1.0593e-12 | 5.861e-12 | 8.3175e-12 | -3.2775e-11 | 3.7833e-11 | 7.7532e-12 | -1.4441e-12 | -6.6168e-12 | -4.8132e-12 | 0 | 0 | 0 | 0 | 0 | 0 | 0.89968 | 0.89822 | 0.89747 | 0.89968 | 0.89822 | 0.89747 | -0.027868 | -120.1279 | 119.9069 | -0.027868 | -120.1279 | 119.9069
Line17_5_19 | 0 | 0 | 0 | 0 | 0 | 0 | 0 | 0 | 0 | 0 | 0 | 0 | -1.7363e-11 | -2.7255e-11 | 2.938e-11 | 1.0593e-12 | 5.861e-12 | 8.3175e-12 | -3.2775e-11 | 3.7833e-11 | 7.7532e-12 | -1.4441e-12 | -6.6168e-12 | -4.8132e-12 | 0 | 0 | 0 | 0 | 0 | 0 | 0.89968 | 0.89822 | 0.89747 | 0.89968 | 0.89822 | 0.89747 | -0.027868 | -120.1279 | 119.9069 | -0.027868 | -120.1279 | 119.9069
Line1_1_3 | 0 | 0 | 0 | 0 | 0 | 0 | 0 | 0 | 0 | 0 | 0 | 0 | -1.389e-10 | -2.1804e-10 | 2.3504e-10 | 1.226e-10 | 1.9664e-10 | -1.9734e-10 | -2.622e-10 | 3.0266e-10 | 6.2026e-11 | 2.2798e-10 | -2.7145e-10 | -5.9086e-11 | 0 | 0 | 0 | 0 | 0 | 0 | 0.89968 | 0.89822 | 0.89747 | 0.89968 | 0.89822 | 0.89747 | -0.027868 | -120.1279 | 119.9069 | -0.027868 | -120.1279 | 119.9069
Line2_1_4 | 0 | 0 | 0 | 0 | 0 | 0 | 0 | 0 | 0 | 0 | 0 | 0 | -3.4726e-11 | -5.4509e-11 | 5.876e-11 | 1.8422e-11 | 3.3116e-11 | -2.1062e-11 | -6.5551e-11 | 7.5665e-11 | 1.5506e-11 | 3.1331e-11 | -4.4449e-11 | -1.2566e-11 | 0 | 0 | 0 | 0 | 0 | 0 | 0.89968 | 0.89822 | 0.89747 | 0.89968 | 0.89822 | 0.89747 | -0.027868 | -120.1279 | 119.9069 | -0.027868 | -120.1279 | 119.9069
Line3_1_5 | 0 | 0 | 0 | 0 | 0 | 0 | 0 | 0 | 0 | 0 | 0 | 0 | -3.4726e-11 | -5.4509e-11 | 5.876e-11 | 1.8422e-11 | 3.3116e-11 | -2.1062e-11 | -6.5551e-11 | 7.5665e-11 | 1.5506e-11 | 3.1331e-11 | -4.4449e-11 | -1.2566e-11 | 0 | 0 | 0 | 0 | 0 | 0 | 0.89968 | 0.89822 | 0.89747 | 0.89968 | 0.89822 | 0.89747 | -0.027868 | -120.1279 | 119.9069 | -0.027868 | -120.1279 | 119.9069
Line4_2_6 | 0 | 0.028922 | 0.028895 | 0 | 0.028922 | 0.028895 | 0 | 0.0066792 | 0.006673 | 0 | 0.0066792 | 0.006673 | -1.3253e-10 | 0.0042192 | 0.0042259 | 1.1489e-10 | -0.0042069 | -0.0042088 | -8.4127e-10 | 0.0042352 | 0.0042135 | 7.4096e-10 | -0.0042176 | -0.0042005 | 0 | -165.2726 | 75.0187 | 0 | 14.7274 | -104.9813 | 0.8991 | 0.89505 | 0.89428 | 0.89852 | 0.89188 | 0.8911 | -0.028589 | -120.1637 | 119.9345 | -0.029311 | -120.1997 | 119.9624
Line5_6_7 | 0 | 0.028922 | 0.028895 | 0 | 0.028922 | 0.028895 | 0 | 0.0066792 | 0.006673 | 0 | 0.0066792 | 0.006673 | -1.1001e-10 | 0.0042069 | 0.0042088 | 9.1539e-11 | -0.0041946 | -0.0041917 | -7.4248e-10 | 0.0042176 | 0.0042005 | 5.9861e-10 | -0.0041999 | -0.0041875 | 0 | -165.2726 | 75.0187 | 0 | 14.7274 | -104.9813 | 0.89852 | 0.89188 | 0.8911 | 0.89794 | 0.88871 | 0.88791 | -0.029311 | -120.1997 | 119.9624 | -0.030033 | -120.236 | 119.9904
Line6_7_8 | 0 | 0.028922 | 0.028895 | 0 | 0.028922 | 0.028895 | 0 | 0.0066792 | 0.006673 | 0 | 0.0066792 | 0.006673 | -8.4744e-11 | 0.0041946 | 0.0041917 | 6.545e-11 | -0.0041823 | -0.0041746 | -6.0016e-10 | 0.0041999 | 0.0041875 | 4.1282e-10 | -0.0041823 | -0.0041746 | 0 | -165.2726 | 75.0187 | 0 | 14.7274 | -104.9813 | 0.89794 | 0.88871 | 0.88791 | 0.89736 | 0.88554 | 0.88472 | -0.030033 | -120.236 | 119.9904 | -0.030757 | -120.2726 | 120.0187
Line7_8_9 | 0 | 0 | 0 | 0 | 0 | 0 | 0 | 0 | 0 | 0 | 0 | 0 | -2.8374e-11 | -2.1514e-10 | 1.3833e-10 | 8.701e-12 | 4.692e-11 | 4.9564e-11 | -2.072e-10 | 1.3445e-10 | 8.534e-11 | -1.5896e-12 | -1.3901e-11 | 9.5039e-13 | 0 | 0 | 0 | 0 | 0 | 0 | 0.89736 | 0.88554 | 0.88472 | 0.89736 | 0.88554 | 0.88472 | -0.030757 | -120.2726 | 120.0187 | -0.030757 | -120.2726 | 120.0187
Line8_8_10 | 0 | 0 | 0 | 0 | 0 | 0 | 0 | 0 | 0 | 0 | 0 | 0 | -2.8374e-11 | -2.1514e-10 | 1.3833e-10 | 8.701e-12 | 4.692e-11 | 4.9564e-11 | -2.072e-10 | 1.3445e-10 | 8.534e-11 | -1.5896e-12 | -1.3901e-11 | 9.5039e-13 | 0 | 0 | 0 | 0 | 0 | 0 | 0.89736 | 0.88554 | 0.88472 | 0.89736 | 0.88554 | 0.88472 | -0.030757 | -120.2726 | 120.0187 | -0.030757 | -120.2726 | 120.0187
Line9_3_11 | 0 | 0 | 0 | 0 | 0 | 0 | 0 | 0 | 0 | 0 | 0 | 0 | -1.2154e-10 | -1.9078e-10 | 2.0566e-10 | 1.0524e-10 | 1.6939e-10 | -1.6796e-10 | -2.2943e-10 | 2.6483e-10 | 5.4272e-11 | 1.9521e-10 | -2.3361e-10 | -5.1332e-11 | 0 | 0 | 0 | 0 | 0 | 0 | 0.89968 | 0.89822 | 0.89747 | 0.89968 | 0.89822 | 0.89747 | -0.027868 | -120.1279 | 119.9069 | -0.027868 | -120.1279 | 119.9069