## LLL_max_6
name | pf_ikss_from_ka | pf_ikss_to_ka | pf_ip_from_ka | pf_ip_to_ka | pf_skss_from_mw | pf_skss_to_mw | pf_p_from_mw | pf_p_to_mw | pf_q_from_mvar | pf_q_to_mvar | pf_ikss_from_degree | pf_ikss_to_degree | pf_vm_from_pu | pf_vm_to_pu | pf_va_from_degree | pf_va_to_degree
Line0_1_2 | 0 | 0 | 0 | 0 | 0 | 0 | 0 | 0 | 0 | 0 | 0 | 0 | 0.70184 | 0.70184 | -7.4193 | -7.4193
Line10_11_12 | 0 | 0 | 0 | 0 | 0 | 0 | 0 | 0 | 0 | 0 | 0 | 0 | 0.70184 | 0.70184 | -7.4193 | -7.4193
Line11_12_13 | 0 | 0 | 0 | 0 | 0 | 0 | 0 | 0 | 0 | 0 | 0 | 0 | 0.70184 | 0.70184 | -7.4193 | -7.4193
Line12_13_15 | 0 | 0 | 0 | 0 | 0 | 0 | 0 | 0 | 0 | 0 | 0 | 0 | 0.70184 | 0.70184 | -7.4193 | -7.4193
Line13_13_14 | 0 | 0 | 0 | 0 | 0 | 0 | 0 | 0 | 0 | 0 | 0 | 0 | 0.70184 | 0.70184 | -7.4193 | -7.4193
Line14_15_16 | 0 | 0 | 0 | 0 | 0 | 0 | 0 | 0 | 0 | 0 | 0 | 0 | 0.70184 | 0.70184 | -7.4193 | -7.4193
Line15_16_17 | 0 | 0 | 0 | 0 | 0 | 0 | 0 | 0 | 0 | 0 | 0 | 0 | 0.70184 | 0.70184 | -7.4193 | -7.4193
Line16_4_18 | 3.6243 | 3.6243 | 0 | 7.0007 | 2.511 | 2.511 | 0.39406 | -1e-07 | 0.78812 | -1e-07 | -70.8543 | 109.1457 | 0.35092 | 0 | -7.4193 | 0
Line17_5_19 | 0 | 0 | 0 | 0 | 0 | 0 | 0 | 0 | 0 | 0 | 0 | 0 | 0.70184 | 0.70184 | -7.4193 | -7.4193
Line1_1_3 | 0 | 0 | 0 | 0 | 0 | 0 | 0 | 0 | 0 | 0 | 0 | 0 | 0.70184 | 0.70184 | -7.4193 | -7.4193
Line2_1_4 | 3.6243 | 3.6243 | 0 | 0 | 2.511 | 2.511 | 0.78812 | -0.39406 | 1.5762 | -0.78812 | -70.8543 | 109.1457 | 0.70184 | 0.35092 | -7.4193 | -7.4193
Line3_1_5 | 0 | 0 | 0 | 0 | 0 | 0 | 0 | 0 | 0 | 0 | 0 | 0 | 0.70184 | 0.70184 | -7.4193 | -7.4193
Line4_2_6 | 0 | 0 | 0 | 0 | 0 | 0 | 0 | 0 | 0 | 0 | 0 | 0 | 0.70184 | 0.70184 | -7.4193 | -7.4193
Line5_6_7 | 0 | 0 | 0 | 0 | 0 | 0 | 0 | 0 | 0 | 0 | 0 | 0 | 0.70184 | 0.70184 | -7.4193 | -7.4193
Line6_7_8 | 0 | 0 | 0 | 0 | 0 | 0 | 0 | 0 | 0 | 0 | 0 | 0 | 0.70184 | 0.70184 | -7.4193 | -7.4193
Line7_8_9 | 0 | 0 | 0 | 0 | 0 | 0 | 0 | 0 | 0 | 0 | 0 | 0 | 0.70184 | 0.70184 | -7.4193 | -7.4193
Line8_8_10 | 0 | 0 | 0 | 0 | 0 | 0 | 0 | 0 | 0 | 0 | 0 | 0 | 0.70184 | 0.70184 | -7.4193 | -7.4193
Line9_3_11 | 0 | 0 | 0 | 0 | 0 | 0 | 0 | 0 | 0 | 0 | 0 | 0 | 0.70184 | 0.70184 | -7.4193 | -7.4193

## LLL_max_10
name | pf_ikss_from_ka | pf_ikss_to_ka | pf_ip_from_ka | pf_ip_to_ka | pf_skss_from_mw | pf_skss_to_mw | pf_p_from_mw | pf_p_to_mw | pf_q_from_mvar | pf_q_to_mvar | pf_ikss_from_degree | pf_ikss_to_degree | pf_vm_from_pu | pf_vm_to_pu | pf_va_from_degree | pf_va_to_degree
Line0_1_2 | 0 | 0 | 0 | 0 | 0 | 0 | 0 | 0 | 0 | 0 | 0 | 0 | 0.72372 | 0.72372 | -7.6495 | -7.6495
Line10_11_12 | 0 | 0 | 0 | 0 | 0 | 0 | 0 | 0 | 0 | 0 | 0 | 0 | 0.72372 | 0.72372 | -7.6495 | -7.6495
Line11_12_13 | 0 | 0 | 0 | 0 | 0 | 0 | 0 | 0 | 0 | 0 | 0 | 0 | 0.72372 | 0.72372 | -7.6495 | -7.6495
Line12_13_15 | 0 | 0 | 0 | 0 | 0 | 0 | 0 | 0 | 0 | 0 | 0 | 0 | 0.72372 | 0.72372 | -7.6495 | -7.6495
Line13_13_14 | 0 | 0 | 0 | 0 | 0 | 0 | 0 | 0 | 0 | 0 | 0 | 0 | 0.72372 | 0.72372 | -7.6495 | -7.6495
Line14_15_16 | 0 | 0 | 0 | 0 | 0 | 0 | 0 | 0 | 0 | 0 | 0 | 0 | 0.72372 | 0.72372 | -7.6495 | -7.6495
Line15_16_17 | 0 | 0 | 0 | 0 | 0 | 0 | 0 | 0 | 0 | 0 | 0 | 0 | 0.72372 | 0.72372 | -7.6495 | -7.6495
Line16_4_18 | 3.7373 | 3.7373 | 0 | 7.2438 | 2.5893 | 2.5893 | 0.41902 | -1e-07 | 0.83803 | -1e-07 | -71.0844 | 108.9156 | 0.36186 | 0 | -7.6495 | 0
Line17_5_19 | 0 | 0 | 0 | 0 | 0 | 0 | 0 | 0 | 0 | 0 | 0 | 0 | 0.72372 | 0.72372 | -7.6495 | -7.6495
Line1_1_3 | 0 | 0 | 0 | 0 | 0 | 0 | 0 | 0 | 0 | 0 | 0 | 0 | 0.72372 | 0.72372 | -7.6495 | -7.6495
Line2_1_4 | 3.7373 | 3.7373 | 0 | 0 | 2.5893 | 2.5893 | 0.83803 | -0.41902 | 1.6761 | -0.83803 | -71.0844 | 108.9156 | 0.72372 | 0.36186 | -7.6495 | -7.6495
Line3_1_5 | 0 | 0 | 0 | 0 | 0 | 0 | 0 | 0 | 0 | 0 | 0 | 0 | 0.72372 | 0.72372 | -7.6495 | -7.6495
Line4_2_6 | 0 | 0 | 0 | 0 | 0 | 0 | 0 | 0 | 0 | 0 | 0 | 0 | 0.72372 | 0.72372 | -7.6495 | -7.6495
Line5_6_7 | 0 | 0 | 0 | 0 | 0 | 0 | 0 | 0 | 0 | 0 | 0 | 0 | 0.72372 | 0.72372 | -7.6495 | -7.6495
Line6_7_8 | 0 | 0 | 0 | 0 | 0 | 0 | 0 | 0 | 0 | 0 | 0 | 0 | 0.72372 | 0.72372 | -7.6495 | -7.6495
Line7_8_9 | 0 | 0 | 0 | 0 | 0 | 0 | 0 | 0 | 0 | 0 | 0 | 0 | 0.72372 | 0.72372 | -7.6495 | -7.6495
Line8_8_10 | 0 | 0 | 0 | 0 | 0 | 0 | 0 | 0 | 0 | 0 | 0 | 0 | 0.72372 | 0.72372 | -7.6495 | -7.6495
Line9_3_11 | 0 | 0 | 0 | 0 | 0 | 0 | 0 | 0 | 0 | 0 | 0 | 0 | 0.72372 | 0.72372 | -7.6495 | -7.6495

## LLL_max_fault_6
name | pf_ikss_from_ka | pf_ikss_to_ka | pf_ip_from_ka | pf_ip_to_ka | pf_skss_from_mw | pf_skss_to_mw | pf_p_from_mw | pf_p_to_mw | pf_q_from_mvar | pf_q_to_mvar | pf_ikss_from_degree | pf_ikss_to_degree | pf_vm_from_pu | pf_vm_to_pu | pf_va_from_degree | pf_va_to_degree
Line0_1_2 | 0 | 0 | 0 | 0 | 0 | 0 | 0 | 0 | 0 | 0 | 0 | 0 | 1.0474 | 1.0474 | -0.12051 | -0.12051
Line10_11_12 | 0 | 0 | 0 | 0 | 0 | 0 | 0 | 0 | 0 | 0 | 0 | 0 | 1.0474 | 1.0474 | -0.12051 | -0.12051
Line11_12_13 | 0 | 0 | 0 | 0 | 0 | 0 | 0 | 0 | 0 | 0 | 0 | 0 | 1.0474 | 1.0474 | -0.12051 | -0.12051
Line12_13_15 | 0 | 0 | 0 | 0 | 0 | 0 | 0 | 0 | 0 | 0 | 0 | 0 | 1.0474 | 1.0474 | -0.12051 | -0.12051
Line13_13_14 | 0 | 0 | 0 | 0 | 0 | 0 | 0 | 0 | 0 | 0 | 0 | 0 | 1.0474 | 1.0474 | -0.12051 | -0.12051
Line14_15_16 | 0 | 0 | 0 | 0 | 0 | 0 | 0 | 0 | 0 | 0 | 0 | 0 | 1.0474 | 1.0474 | -0.12051 | -0.12051
Line15_16_17 | 0 | 0 | 0 | 0 | 0 | 0 | 0 | 0 | 0 | 0 | 0 | 0 | 1.0474 | 1.0474 | -0.12051 | -0.12051
Line16_4_18 | 0.034003 | 0.034003 | 0 | 0.065681 | 0.023558 | 0.023558 | 0.017378 | -0.017343 | 0.017412 | -0.017343 | -45.2344 | 134.7656 | 1.0442 | 1.0411 | -0.17729 | -0.23442
Line17_5_19 | 0 | 0 | 0 | 0 | 0 | 0 | 0 | 0 | 0 | 0 | 0 | 0 | 1.0474 | 1.0474 | -0.12051 | -0.12051
Line1_1_3 | 0 | 0 | 0 | 0 | 0 | 0 | 0 | 0 | 0 | 0 | 0 | 0 | 1.0474 | 1.0474 | -0.12051 | -0.12051
Line2_1_4 | 0.034003 | 0.034003 | 0 | 0 | 0.023558 | 0.023558 | 0.017412 | -0.017378 | 0.017482 | -0.017412 | -45.2344 | 134.7656 | 1.0474 | 1.0442 | -0.12051 | -0.17729
Line3_1_5 | 0 | 0 | 0 | 0 | 0 | 0 | 0 | 0 | 0 | 0 | 0 | 0 | 1.0474 | 1.0474 | -0.12051 | -0.12051
Line4_2_6 | 0 | 0 | 0 | 0 | 0 | 0 | 0 | 0 | 0 | 0 | 0 | 0 | 1.0474 | 1.0474 | -0.12051 | -0.12051
Line5_6_7 | 0 | 0 | 0 | 0 | 0 | 0 | 0 | 0 | 0 | 0 | 0 | 0 | 1.0474 | 1.0474 | -0.12051 | -0.12051
Line6_7_8 | 0 | 0 | 0 | 0 | 0 | 0 | 0 | 0 | 0 | 0 | 0 | 0 | 1.0474 | 1.0474 | -0.12051 | -0.12051
Line7_8_9 | 0 | 0 | 0 | 0 | 0 | 0 | 0 | 0 | 0 | 0 | 0 | 0 | 1.0474 | 1.0474 | -0.12051 | -0.12051
Line8_8_10 | 0 | 0 | 0 | 0 | 0 | 0 | 0 | 0 | 0 | 0 | 0 | 0 | 1.0474 | 1.0474 | -0.12051 | -0.12051
Line9_3_11 | 0 | 0 | 0 | 0 | 0 | 0 | 0 | 0 | 0 | 0 | 0 | 0 | 1.0474 | 1.0474 | -0.12051 | -0.12051

## LLL_max_fault_10
name | pf_ikss_from_ka | pf_ikss_to_ka | pf_ip_from_ka | pf_ip_to_ka | pf_skss_from_mw | pf_skss_to_mw | pf_p_from_mw | pf_p_to_mw | pf_q_from_mvar | pf_q_to_mvar | pf_ikss_from_degree | pf_ikss_to_degree | pf_vm_from_pu | pf_vm_to_pu | pf_va_from_degree | pf_va_to_degree
Line0_1_2 | 0 | 0 | 0 | 0 | 0 | 0 | 0 | 0 | 0 | 0 | 0 | 0 | 1.0971 | 1.0971 | -0.12619 | -0.12619
Line10_11_12 | 0 | 0 | 0 | 0 | 0 | 0 | 0 | 0 | 0 | 0 | 0 | 0 | 1.0971 | 1.0971 | -0.12619 | -0.12619
Line11_12_13 | 0 | 0 | 0 | 0 | 0 | 0 | 0 | 0 | 0 | 0 | 0 | 0 | 1.0971 | 1.0971 | -0.12619 | -0.12619
Line12_13_15 | 0 | 0 | 0 | 0 | 0 | 0 | 0 | 0 | 0 | 0 | 0 | 0 | 1.0971 | 1.0971 | -0.12619 | -0.12619
Line13_13_14 | 0 | 0 | 0 | 0 | 0 | 0 | 0 | 0 | 0 | 0 | 0 | 0 | 1.0971 | 1.0971 | -0.12619 | -0.12619
Line14_15_16 | 0 | 0 | 0 | 0 | 0 | 0 | 0 | 0 | 0 | 0 | 0 | 0 | 1.0971 | 1.0971 | -0.12619 | -0.12619
Line15_16_17 | 0 | 0 | 0 | 0 | 0 | 0 | 0 | 0 | 0 | 0 | 0 | 0 | 1.0971 | 1.0971 | -0.12619 | -0.12619
Line16_4_18 | 0.035618 | 0.035618 | 0 | 0.069037 | 0.024677 | 0.024677 | 0.019068 | -0.01903 | 0.019106 | -0.01903 | -45.2401 | 134.7599 | 1.0938 | 1.0906 | -0.18297 | -0.2401
Line17_5_19 | 0 | 0 | 0 | 0 | 0 | 0 | 0 | 0 | 0 | 0 | 0 | 0 | 1.0971 | 1.0971 | -0.12619 | -0.12619
Line1_1_3 | 0 | 0 | 0 | 0 | 0 | 0 | 0 | 0 | 0 | 0 | 0 | 0 | 1.0971 | 1.0971 | -0.12619 | -0.12619
Line2_1_4 | 0.035618 | 0.035618 | 0 | 0 | 0.024677 | 0.024677 | 0.019106 | -0.019068 | 0.019182 | -0.019106 | -45.2401 | 134.7599 | 1.0971 | 1.0938 | -0.12619 | -0.18297
Line3_1_5 | 0 | 0 | 0 | 0 | 0 | 0 | 0 | 0 | 0 | 0 | 0 | 0 | 1.0971 | 1.0971 | -0.12619 | -0.12619
Line4_2_6 | 0 | 0 | 0 | 0 | 0 | 0 | 0 | 0 | 0 | 0 | 0 | 0 | 1.0971 | 1.0971 | -0.12619 | -0.12619
Line5_6_7 | 0 | 0 | 0 | 0 | 0 | 0 | 0 | 0 | 0 | 0 | 0 | 0 | 1.0971 | 1.0971 | -0.12619 | -0.12619
Line6_7_8 | 0 | 0 | 0 | 0 | 0 | 0 | 0 | 0 | 0 | 0 | 0 | 0 | 1.0971 | 1.0971 | -0.12619 | -0.12619
Line7_8_9 | 0 | 0 | 0 | 0 | 0 | 0 | 0 | 0 | 0 | 0 | 0 | 0 | 1.0971 | 1.0971 | -0.12619 | -0.12619
Line8_8_10 | 0 | 0 | 0 | 0 | 0 | 0 | 0 | 0 | 0 | 0 | 0 | 0 | 1.0971 | 1.0971 | -0.12619 | -0.12619
Line9_3_11 | 0 | 0 | 0 | 0 | 0 | 0 | 0 | 0 | 0 | 0 | 0 | 0 | 1.0971 | 1.0971 | -0.12619 | -0.12619

## LLL_min_6
name | pf_ikss_from_ka | pf_ikss_to_ka | pf_ip_from_ka | pf_ip_to_ka | pf_skss_from_mw | pf_skss_to_mw | pf_p_from_mw | pf_p_to_mw | pf_q_from_mvar | pf_q_to_mvar | pf_ikss_from_degree | pf_ikss_to_degree | pf_vm_from_pu | pf_vm_to_pu | pf_va_from_degree | pf_va_to_degree
Line0_1_2 | 0 | 0 | 0 | 0 | 0 | 0 | 0 | 0 | 0 | 0 | 0 | 0 | 0.695 | 0.695 | -11.6026 | -11.6026
Line10_11_12 | 0 | 0 | 0 | 0 | 0 | 0 | 0 | 0 | 0 | 0 | 0 | 0 | 0.695 | 0.695 | -11.6026 | -11.6026
Line11_12_13 | 0 | 0 | 0 | 0 | 0 | 0 | 0 | 0 | 0 | 0 | 0 | 0 | 0.695 | 0.695 | -11.6026 | -11.6026
Line12_13_15 | 0 | 0 | 0 | 0 | 0 | 0 | 0 | 0 | 0 | 0 | 0 | 0 | 0.695 | 0.695 | -11.6026 | -11.6026
Line13_13_14 | 0 | 0 | 0 | 0 | 0 | 0 | 0 | 0 | 0 | 0 | 0 | 0 | 0.695 | 0.695 | -11.6026 | -11.6026
Line14_15_16 | 0 | 0 | 0 | 0 | 0 | 0 | 0 | 0 | 0 | 0 | 0 | 0 | 0.695 | 0.695 | -11.6026 | -11.6026
Line15_16_17 | 0 | 0 | 0 | 0 | 0 | 0 | 0 | 0 | 0 | 0 | 0 | 0 | 0.695 | 0.695 | -11.6026 | -11.6026
Line16_4_18 | 2.8946 | 2.8946 | 0 | 4.7808 | 2.0055 | 2.0055 | 0.48263 | -1e-07 | 0.50274 | -1e-07 | -57.7717 | 122.2283 | 0.3475 | 0 | -11.6026 | 0
Line17_5_19 | 0 | 0 | 0 | 0 | 0 | 0 | 0 | 0 | 0 | 0 | 0 | 0 | 0.695 | 0.695 | -11.6026 | -11.6026
Line1_1_3 | 0 | 0 | 0 | 0 | 0 | 0 | 0 | 0 | 0 | 0 | 0 | 0 | 0.695 | 0.695 | -11.6026 | -11.6026
Line2_1_4 | 2.8946 | 2.8946 | 0 | 0 | 2.0055 | 2.0055 | 0.96525 | -0.48263 | 1.0055 | -0.50274 | -57.7717 | 122.2283 | 0.695 | 0.3475 | -11.6026 | -11.6026
Line3_1_5 | 0 | 0 | 0 | 0 | 0 | 0 | 0 | 0 | 0 | 0 | 0 | 0 | 0.695 | 0.695 | -11.6026 | -11.6026
Line4_2_6 | 0 | 0 | 0 | 0 | 0 | 0 | 0 | 0 | 0 | 0 | 0 | 0 | 0.695 | 0.695 | -11.6026 | -11.6026
Line5_6_7 | 0 | 0 | 0 | 0 | 0 | 0 | 0 | 0 | 0 | 0 | 0 | 0 | 0.695 | 0.695 | -11.6026 | -11.6026
Line6_7_8 | 0 | 0 | 0 | 0 | 0 | 0 | 0 | 0 | 0 | 0 | 0 | 0 | 0.695 | 0.695 | -11.6026 | -11.6026
Line7_8_9 | 0 | 0 | 0 | 0 | 0 | 0 | 0 | 0 | 0 | 0 | 0 | 0 | 0.695 | 0.695 | -11.6026 | -11.6026
Line8_8_10 | 0 | 0 | 0 | 0 | 0 | 0 | 0 | 0 | 0 | 0 | 0 | 0 | 0.695 | 0.695 | -11.6026 | -11.6026
Line9_3_11 | 0 | 0 | 0 | 0 | 0 | 0 | 0 | 0 | 0 | 0 | 0 | 0 | 0.695 | 0.695 | -11.6026 | -11.6026

## LLL_min_10
name | pf_ikss_from_ka | pf_ikss_to_ka | pf_ip_from_ka | pf_ip_to_ka | pf_skss_from_mw | pf_skss_to_mw | pf_p_from_mw | pf_p_to_mw | pf_q_from_mvar | pf_q_to_mvar | pf_ikss_from_degree | pf_ikss_to_degree | pf_vm_from_pu | pf_vm_to_pu | pf_va_from_degree | pf_va_to_degree
Line0_1_2 | 0 | 0 | 0 | 0 | 0 | 0 | 0 | 0 | 0 | 0 | 0 | 0 | 0.65842 | 0.65842 | -11.6026 | -11.6026
Line10_11_12 | 0 | 0 | 0 | 0 | 0 | 0 | 0 | 0 | 0 | 0 | 0 | 0 | 0.65842 | 0.65842 | -11.6026 | -11.6026
Line11_12_13 | 0 | 0 | 0 | 0 | 0 | 0 | 0 | 0 | 0 | 0 | 0 | 0 | 0.65842 | 0.65842 | -11.6026 | -11.6026
Line12_13_15 | 0 | 0 | 0 | 0 | 0 | 0 | 0 | 0 | 0 | 0 | 0 | 0 | 0.65842 | 0.65842 | -11.6026 | -11.6026
Line13_13_14 | 0 | 0 | 0 | 0 | 0 | 0 | 0 | 0 | 0 | 0 | 0 | 0 | 0.65842 | 0.65842 | -11.6026 | -11.6026
Line14_15_16 | 0 | 0 | 0 | 0 | 0 | 0 | 0 | 0 | 0 | 0 | 0 | 0 | 0.65842 | 0.65842 | -11.6026 | -11.6026
Line15_16_17 | 0 | 0 | 0 | 0 | 0 | 0 | 0 | 0 | 0 | 0 | 0 | 0 | 0.65842 | 0.65842 | -11.6026 | -11.6026
Line16_4_18 | 2.7423 | 2.7423 | 0 | 4.5292 | 1.8999 | 1.8999 | 0.43316 | -1e-07 | 0.45121 | -1e-07 | -57.7717 | 122.2283 | 0.32921 | 0 | -11.6026 | 0
Line17_5_19 | 0 | 0 | 0 | 0 | 0 | 0 | 0 | 0 | 0 | 0 | 0 | 0 | 0.65842 | 0.65842 | -11.6026 | -11.6026
Line1_1_3 | 0 | 0 | 0 | 0 | 0 | 0 | 0 | 0 | 0 | 0 | 0 | 0 | 0.65842 | 0.65842 | -11.6026 | -11.6026
Line2_1_4 | 2.7423 | 2.7423 | 0 | 0 | 1.8999 | 1.8999 | 0.86632 | -0.43316 | 0.90242 | -0.45121 | -57.7717 | 122.2283 | 0.65842 | 0.32921 | -11.6026 | -11.6026
Line3_1_5 | 0 | 0 | 0 | 0 | 0 | 0 | 0 | 0 | 0 | 0 | 0 | 0 | 0.65842 | 0.65842 | -11.6026 | -11.6026
Line4_2_6 | 0 | 0 | 0 | 0 | 0 | 0 | 0 | 0 | 0 | 0 | 0 | 0 | 0.65842 | 0.65842 | -11.6026 | -11.6026
Line5_6_7 | 0 | 0 | 0 | 0 | 0 | 0 | 0 | 0 | 0 | 0 | 0 | 0 | 0.65842 | 0.65842 | -11.6026 | -11.6026
Line6_7_8 | 0 | 0 | 0 | 0 | 0 | 0 | 0 | 0 | 0 | 0 | 0 | 0 | 0.65842 | 0.65842 | -11.6026 | -11.6026
Line7_8_9 | 0 | 0 | 0 | 0 | 0 | 0 | 0 | 0 | 0 | 0 | 0 | 0 | 0.65842 | 0.65842 | -11.6026 | -11.6026
Line8_8_10 | 0 | 0 | 0 | 0 | 0 | 0 | 0 | 0 | 0 | 0 | 0 | 0 | 0.65842 | 0.65842 | -11.6026 | -11.6026
Line9_3_11 | 0 | 0 | 0 | 0 | 0 | 0 | 0 | 0 | 0 | 0 | 0 | 0 | 0.65842 | 0.65842 | -11.6026 | -11.6026

## LLL_min_fault_6
name | pf_ikss_from_ka | pf_ikss_to_ka | pf_ip_from_ka | pf_ip_to_ka | pf_skss_from_mw | pf_skss_to_mw | pf_p_from_mw | pf_p_to_mw | pf_q_from_mvar | pf_q_to_mvar | pf_ikss_from_degree | pf_ikss_to_degree | pf_vm_from_pu | pf_vm_to_pu | pf_va_from_degree | pf_va_to_degree
Line0_1_2 | 0 | 0 | 0 | 0 | 0 | 0 | 0 | 0 | 0 | 0 | 0 | 0 | 0.94754 | 0.94754 | -0.12527 | -0.12527
Line10_11_12 | 0 | 0 | 0 | 0 | 0 | 0 | 0 | 0 | 0 | 0 | 0 | 0 | 0.94754 | 0.94754 | -0.12527 | -0.12527
Line11_12_13 | 0 | 0 | 0 | 0 | 0 | 0 | 0 | 0 | 0 | 0 | 0 | 0 | 0.94754 | 0.94754 | -0.12527 | -0.12527
Line12_13_15 | 0 | 0 | 0 | 0 | 0 | 0 | 0 | 0 | 0 | 0 | 0 | 0 | 0.94754 | 0.94754 | -0.12527 | -0.12527
Line13_13_14 | 0 | 0 | 0 | 0 | 0 | 0 | 0 | 0 | 0 | 0 | 0 | 0 | 0.94754 | 0.94754 | -0.12527 | -0.12527
Line14_15_16 | 0 | 0 | 0 | 0 | 0 | 0 | 0 | 0 | 0 | 0 | 0 | 0 | 0.94754 | 0.94754 | -0.12527 | -0.12527
Line15_16_17 | 0 | 0 | 0 | 0 | 0 | 0 | 0 | 0 | 0 | 0 | 0 | 0 | 0.94754 | 0.94754 | -0.12527 | -0.12527
Line16_4_18 | 0.030706 | 0.030706 | 0 | 0.050714 | 0.021274 | 0.021274 | 0.014197 | -0.014143 | 0.014199 | -0.014143 | -45.1344 | 134.8656 | 0.94385 | 0.94017 | -0.1298 | -0.13436
Line17_5_19 | 0 | 0 | 0 | 0 | 0 | 0 | 0 | 0 | 0 | 0 | 0 | 0 | 0.94754 | 0.94754 | -0.12527 | -0.12527
Line1_1_3 | 0 | 0 | 0 | 0 | 0 | 0 | 0 | 0 | 0 | 0 | 0 | 0 | 0.94754 | 0.94754 | -0.12527 | -0.12527
Line2_1_4 | 0.030706 | 0.030706 | 0 | 0 | 0.021274 | 0.021274 | 0.014251 | -0.014197 | 0.014256 | -0.014199 | -45.1344 | 134.8656 | 0.94754 | 0.94385 | -0.12527 | -0.1298
Line3_1_5 | 0 | 0 | 0 | 0 | 0 | 0 | 0 | 0 | 0 | 0 | 0 | 0 | 0.94754 | 0.94754 | -0.12527 | -0.12527
Line4_2_6 | 0 | 0 | 0 | 0 | 0 | 0 | 0 | 0 | 0 | 0 | 0 | 0 | 0.94754 | 0.94754 | -0.12527 | -0.12527
Line5_6_7 | 0 | 0 | 0 | 0 | 0 | 0 | 0 | 0 | 0 | 0 | 0 | 0 | 0.94754 | 0.94754 | -0.12527 | -0.12527
Line6_7_8 | 0 | 0 | 0 | 0 | 0 | 0 | 0 | 0 | 0 | 0 | 0 | 0 | 0.94754 | 0.94754 | -0.12527 | -0.12527
Line7_8_9 | 0 | 0 | 0 | 0 | 0 | 0 | 0 | 0 | 0 | 0 | 0 | 0 | 0.94754 | 0.94754 | -0.12527 | -0.12527
Line8_8_10 | 0 | 0 | 0 | 0 | 0 | 0 | 0 | 0 | 0 | 0 | 0 | 0 | 0.94754 | 0.94754 | -0.12527 | -0.12527
Line9_3_11 | 0 | 0 | 0 | 0 | 0 | 0 | 0 | 0 | 0 | 0 | 0 | 0 | 0.94754 | 0.94754 | -0.12527 | -0.12527

## LLL_min_fault_10
name | pf_ikss_from_ka | pf_ikss_to_ka | pf_ip_from_ka | pf_ip_to_ka | pf_skss_from_mw | pf_skss_to_mw | pf_p_from_mw | pf_p_to_mw | pf_q_from_mvar | pf_q_to_mvar | pf_ikss_from_degree | pf_ikss_to_degree | pf_vm_from_pu | pf_vm_to_pu | pf_va_from_degree | pf_va_to_degree
Line0_1_2 | 0 | 0 | 0 | 0 | 0 | 0 | 0 | 0 | 0 | 0 | 0 | 0 | 0.89767 | 0.89767 | -0.12527 | -0.12527
Line10_11_12 | 0 | 0 | 0 | 0 | 0 | 0 | 0 | 0 | 0 | 0 | 0 | 0 | 0.89767 | 0.89767 | -0.12527 | -0.12527
Line11_12_13 | 0 | 0 | 0 | 0 | 0 | 0 | 0 | 0 | 0 | 0 | 0 | 0 | 0.89767 | 0.89767 | -0.12527 | -0.12527
Line12_13_15 | 0 | 0 | 0 | 0 | 0 | 0 | 0 | 0 | 0 | 0 | 0 | 0 | 0.89767 | 0.89767 | -0.12527 | -0.12527
Line13_13_14 | 0 | 0 | 0 | 0 | 0 | 0 | 0 | 0 | 0 | 0 | 0 | 0 | 0.89767 | 0.89767 | -0.12527 | -0.12527
Line14_15_16 | 0 | 0 | 0 | 0 | 0 | 0 | 0 | 0 | 0 | 0 | 0 | 0 | 0.89767 | 0.89767 | -0.12527 | -0.12527
Line15_16_17 | 0 | 0 | 0 | 0 | 0 | 0 | 0 | 0 | 0 | 0 | 0 | 0 | 0.89767 | 0.89767 | -0.12527 | -0.12527
Line16_4_18 | 0.02909 | 0.02909 | 0 | 0.048045 | 0.020154 | 0.020154 | 0.012742 | -0.012693 | 0.012744 | -0.012693 | -45.1344 | 134.8656 | 0.89418 | 0.89069 | -0.1298 | -0.13436
Line17_5_19 | 0 | 0 | 0 | 0 | 0 | 0 | 0 | 0 | 0 | 0 | 0 | 0 | 0.89767 | 0.89767 | -0.12527 | -0.12527
Line1_1_3 | 0 | 0 | 0 | 0 | 0 | 0 | 0 | 0 | 0 | 0 | 0 | 0 | 0.89767 | 0.89767 | -0.12527 | -0.12527
Line2_1_4 | 0.02909 | 0.02909 | 0 | 0 | 0.020154 | 0.020154 | 0.012791 | -0.012742 | 0.012795 | -0.012744 | -45.1344 | 134.8656 | 0.89767 | 0.89418 | -0.12527 | -0.1298
Line3_1_5 | 0 | 0 | 0 | 0 | 0 | 0 | 0 | 0 | 0 | 0 | 0 | 0 | 0.89767 | 0.89767 | -0.12527 | -0.12527
Line4_2_6 | 0 | 0 | 0 | 0 | 0 | 0 | 0 | 0 | 0 | 0 | 0 | 0 | 0.89767 | 0.89767 | -0.12527 | -0.12527
Line5_6_7 | 0 | 0 | 0 | 0 | 0 | 0 | 0 | 0 | 0 | 0 | 0 | 0 | 0.89767 | 0.89767 | -0.12527 | -0.12527
Line6_7_8 | 0 | 0 | 0 | 0 | 0 | 0 | 0 | 0 | 0 | 0 | 0 | 0 | 0.89767 | 0.89767 | -0.12527 | -0.12527
Line7_8_9 | 0 | 0 | 0 | 0 | 0 | 0 | 0 | 0 | 0 | 0 | 0 | 0 | 0.89767 | 0.89767 | -0.12527 | -0.12527
Line8_8_10 | 0 | 0 | 0 | 0 | 0 | 0 | 0 | 0 | 0 | 0 | 0 | 0 | 0.89767 | 0.89767 | -0.12527 | -0.12527
Line9_3_11 | 0 | 0 | 0 | 0 | 0 | 0 | 0 | 0 | 0 | 0 | 0 | 0 | 0.89767 | 0.89767 | -0.12527 | -0.12527

## LL_max_6
name | pf_ikss_a_from_ka | pf_ikss_b_from_ka | pf_ikss_c_from_ka | pf_ikss_a_to_ka | pf_ikss_b_to_ka | pf_ikss_c_to_ka | pf_skss_a_from_mw | pf_skss_b_from_mw | pf_skss_c_from_mw | pf_skss_a_to_mw | pf_skss_b_to_mw | pf_skss_c_to_mw | pf_p_a_from_mw | pf_p_b_from_mw | pf_p_c_from_mw | pf_p_a_to_mw | pf_p_b_to_mw | pf_p_c_to_mw | pf_q_a_from_mvar | pf_q_b_from_mvar | pf_q_c_from_mvar | pf_q_a_to_mvar | pf_q_b_to_mvar | pf_q_c_to_mvar | pf_ikss_a_from_degree | pf_ikss_b_from_degree | pf_ikss_c_from_degree | pf_ikss_a_to_degree | pf_ikss_b_to_degree | pf_ikss_c_to_degree | pf_vm_a_from_pu | pf_vm_b_from_pu | pf_vm_c_from_pu | pf_vm_a_to_pu | pf_vm_b_to_pu | pf_vm_c_to_pu | pf_va_a_from_degree | pf_va_b_from_degree | pf_va_c_from_degree | pf_va_a_to_degree | pf_va_b_to_degree | pf_va_c_to_degree
Line0_1_2 | 0 | 0 | 0 | 0 | 0 | 0 | 0 | 0 | 0 | 0 | 0 | 0 | 2.72e-16 | -3.0235e-09 | -4.8365e-09 | -2.72e-16 | 3.0235e-09 | 4.8365e-09 | 1.5543e-16 | 5.1114e-09 | -1.9712e-09 | -1.5543e-16 | -5.1114e-09 | 1.9712e-09 | 0 | 0 | 0 | 0 | 0 | 0 | 1.05 | 0.85292 | 0.7501 | 1.05 | 0.85292 | 0.7501 | -1.857e-11 | -135.0364 | 126.5322 | -1.8573e-11 | -135.0364 | 126.5322
Line10_11_12 | 0 | 0 | 0 | 0 | 0 | 0 | 0 | 0 | 0 | 0 | 0 | 0 | 5.0515e-16 | -3.0235e-09 | -4.8365e-09 | -5.4401e-16 | 3.0235e-09 | 4.8365e-09 | 3.8858e-17 | 5.1114e-09 | -1.9712e-09 | -5.8287e-17 | -5.1114e-09 | 1.9712e-09 | 0 | 0 | 0 | 0 | 0 | 0 | 1.05 | 0.85292 | 0.7501 | 1.05 | 0.85292 | 0.7501 | -1.8591e-11 | -135.0364 | 126.5322 | -1.86e-11 | -135.0364 | 126.5322
Line11_12_13 | 0 | 0 | 0 | 0 | 0 | 0 | 0 | 0 | 0 | 0 | 0 | 0 | 3.4972e-16 | -2.5196e-09 | -4.0305e-09 | -3.8858e-16 | 2.5196e-09 | 4.0305e-09 | -1.9429e-17 | 4.2595e-09 | -1.6426e-09 | 1.9429e-17 | -4.2595e-09 | 1.6426e-09 | 0 | 0 | 0 | 0 | 0 | 0 | 1.05 | 0.85292 | 0.7501 | 1.05 | 0.85292 | 0.7501 | -1.86e-11 | -135.0364 | 126.5322 | -1.8607e-11 | -135.0364 | 126.5322
Line12_13_15 | 0 | 0 | 0 | 0 | 0 | 0 | 0 | 0 | 0 | 0 | 0 | 0 | 3.1086e-16 | -1.5118e-09 | -2.4183e-09 | -3.1086e-16 | 1.5118e-09 | 2.4183e-09 | -1.0096e-28 | 2.5557e-09 | -9.8558e-10 | 1.0097e-28 | -2.5557e-09 | 9.8558e-10 | 0 | 0 | 0 | 0 | 0 | 0 | 1.05 | 0.85292 | 0.7501 | 1.05 | 0.85292 | 0.7501 | -1.8607e-11 | -135.0364 | 126.5322 | -1.8611e-11 | -135.0364 | 126.5322
Line13_13_14 | 0 | 0 | 0 | 0 | 0 | 0 | 0 | 0 | 0 | 0 | 0 | 0 | -3.8858e-17 | -5.0392e-10 | -8.0609e-10 | -1.1657e-16 | 5.0392e-10 | 8.0609e-10 | -1.9429e-17 | 8.5191e-10 | -3.2853e-10 | 1.9429e-17 | -8.5191e-10 | 3.2853e-10 | 0 | 0 | 0 | 0 | 0 | 0 | 1.05 | 0.85292 | 0.7501 | 1.05 | 0.85292 | 0.7501 | -1.8607e-11 | -135.0364 | 126.5322 | -1.8608e-11 | -135.0364 | 126.5322
Line14_15_16 | 0 | 0 | 0 | 0 | 0 | 0 | 0 | 0 | 0 | 0 | 0 | 0 | 7.7716e-17 | -1.0078e-09 | -1.6122e-09 | -1.5543e-16 | 1.0078e-09 | 1.6122e-09 | 5.8287e-17 | 1.7038e-09 | -6.5706e-10 | -3.8858e-17 | -1.7038e-09 | 6.5706e-10 | 0 | 0 | 0 | 0 | 0 | 0 | 1.05 | 0.85292 | 0.7501 | 1.05 | 0.85292 | 0.7501 | -1.8611e-11 | -135.0364 | 126.5322 | -1.8613e-11 | -135.0364 | 126.5322
Line15_16_17 | 0 | 0 | 0 | 0 | 0 | 0 | 0 | 0 | 0 | 0 | 0 | 0 | -7.7716e-17 | -5.0392e-10 | -8.0609e-10 | 3.8858e-17 | 5.0392e-10 | 8.0609e-10 | -3.8858e-17 | 8.5191e-10 | -3.2853e-10 | 5.8287e-17 | -8.5191e-10 | 3.2853e-10 | 0 | 0 | 0 | 0 | 0 | 0 | 1.05 | 0.85292 | 0.7501 | 1.05 | 0.85292 | 0.7501 | -1.8613e-11 | -135.0364 | 126.5322 | -1.8613e-11 | -135.0364 | 126.5322
Line16_4_18 | 0 | 3.1387 | 3.1387 | 0 | 3.1387 | 3.1387 | 0 | 0.72485 | 0.72485 | 0 | 0.72485 | 0.72485 | -2.3315e-16 | 0.45801 | -0.26098 | 2.3315e-16 | -0.3595 | 0.3595 | 3.8858e-17 | 0.072221 | 0.32184 | -7.5586e-29 | 0.12481 | -0.12481 | 0 | -160.8543 | 19.1457 | 0 | 19.1457 | -160.8543 | 1.05 | 0.63968 | 0.57164 | 1.05 | 0.525 | 0.525 | -1.8573e-11 | -151.8935 | 148.1848 | -1.8575e-11 | -180 | -180
Line17_5_19 | 0 | 0 | 0 | 0 | 0 | 0 | 0 | 0 | 0 | 0 | 0 | 0 | -1.2594e-29 | -5.0392e-10 | -8.0609e-10 | 0 | 5.0392e-10 | 8.0609e-10 | -3.8858e-17 | 8.5191e-10 | -3.2853e-10 | 0 | -8.5191e-10 | 3.2853e-10 | 0 | 0 | 0 | 0 | 0 | 0 | 1.05 | 0.85292 | 0.7501 | 1.05 | 0.85292 | 0.7501 | -1.857e-11 | -135.0364 | 126.5322 | -1.857e-11 | -135.0364 | 126.5322
Line1_1_3 | 0 | 0 | 0 | 0 | 0 | 0 | 0 | 0 | 0 | 0 | 0 | 0 | 7.7716e-16 | -4.0313e-09 | -6.4487e-09 | -7.7716e-16 | 4.0313e-09 | 6.4487e-09 | 1.36e-16 | 6.8153e-09 | -2.6282e-09 | -1.5543e-16 | -6.8153e-09 | 2.6282e-09 | 0 | 0 | 0 | 0 | 0 | 0 | 1.05 | 0.85292 | 0.7501 | 1.05 | 0.85292 | 0.7501 | -1.857e-11 | -135.0364 | 126.5322 | -1.858e-11 | -135.0364 | 126.5322
Line2_1_4 | 0 | 3.1387 | 3.1387 | 0 | 3.1387 | 3.1387 | 0 | 0.72485 | 0.72485 | 0 | 0.72485 | 0.72485 | 3.1086e-16 | 0.55653 | -0.16247 | -3.1086e-16 | -0.45801 | 0.26098 | -3.8858e-17 | 0.26925 | 0.51887 | 3.8858e-17 | -0.072221 | -0.32184 | 0 | -160.8543 | 19.1457 | 0 | 19.1457 | -160.8543 | 1.05 | 0.85292 | 0.7501 | 1.05 | 0.63968 | 0.57164 | -1.857e-11 | -135.0364 | 126.5322 | -1.8573e-11 | -151.8935 | 148.1848
Line3_1_5 | 0 | 0 | 0 | 0 | 0 | 0 | 0 | 0 | 0 | 0 | 0 | 0 | 1.1657e-16 | -1.0078e-09 | -1.6122e-09 | -1.1657e-16 | 1.0078e-09 | 1.6122e-09 | 3.8858e-17 | 1.7038e-09 | -6.5705e-10 | -1.9429e-17 | -1.7038e-09 | 6.5706e-10 | 0 | 0 | 0 | 0 | 0 | 0 | 1.05 | 0.85292 | 0.7501 | 1.05 | 0.85292 | 0.7501 | -1.857e-11 | -135.0364 | 126.5322 | -1.857e-11 | -135.0364 | 126.5322
Line4_2_6 | 0 | 0 | 0 | 0 | 0 | 0 | 0 | 0 | 0 | 0 | 0 | 0 | 7.7716e-17 | -2.5196e-09 | -4.0305e-09 | -1.1657e-16 | 2.5196e-09 | 4.0305e-09 | 9.7145e-17 | 4.2595e-09 | -1.6426e-09 | -9.7145e-17 | -4.2595e-09 | 1.6426e-09 | 0 | 0 | 0 | 0 | 0 | 0 | 1.05 | 0.85292 | 0.7501 | 1.05 | 0.85292 | 0.7501 | -1.8573e-11 | -135.0364 | 126.5322 | -1.8576e-11 | -135.0364 | 126.5322
Line5_6_7 | 0 | 0 | 0 | 0 | 0 | 0 | 0 | 0 | 0 | 0 | 0 | 0 | 1.1657e-16 | -2.0157e-09 | -3.2244e-09 | -1.1657e-16 | 2.0157e-09 | 3.2244e-09 | -1.9429e-17 | 3.4076e-09 | -1.3141e-09 | 1.9429e-17 | -3.4076e-09 | 1.3141e-09 | 0 | 0 | 0 | 0 | 0 | 0 | 1.05 | 0.85292 | 0.7501 | 1.05 | 0.85292 | 0.7501 | -1.8576e-11 | -135.0364 | 126.5322 | -1.8579e-11 | -135.0364 | 126.5322
Line6_7_8 | 0 | 0 | 0 | 0 | 0 | 0 | 0 | 0 | 0 | 0 | 0 | 0 | 1.5543e-16 | -1.5118e-09 | -2.4183e-09 | -1.5543e-16 | 1.5118e-09 | 2.4183e-09 | -9.7145e-17 | 2.5557e-09 | -9.8558e-10 | 9.7145e-17 | -2.5557e-09 | 9.8558e-10 | 0 | 0 | 0 | 0 | 0 | 0 | 1.05 | 0.85292 | 0.7501 | 1.05 | 0.85292 | 0.7501 | -1.8579e-11 | -135.0364 | 126.5322 | -1.8581e-11 | -135.0364 | 126.5322
Line7_8_9 | 0 | 0 | 0 | 0 | 0 | 0 | 0 | 0 | 0 | 0 | 0 | 0 | 7.7716e-17 | -5.0392e-10 | -8.0609e-10 | 1.2602e-29 | 5.0392e-10 | 8.0609e-10 | -5.8287e-17 | 8.5191e-10 | -3.2853e-10 | 3.8858e-17 | -8.5191e-10 | 3.2853e-10 | 0 | 0 | 0 | 0 | 0 | 0 | 1.05 | 0.85292 | 0.7501 | 1.05 | 0.85292 | 0.7501 | -1.8581e-11 | -135.0364 | 126.5322 | -1.8582e-11 | -135.0364 | 126.5322
Line8_8_10 | 0 | 0 | 0 | 0 | 0 | 0 | 0 | 0 | 0 | 0 | 0 | 0 | -3.8858e-17 | -5.0392e-10 | -8.0609e-10 | 7.7716e-17 | 5.0392e-10 | 8.0609e-10 | 1.9429e-17 | 8.5191e-10 | -3.2853e-10 | -3.8858e-17 | -8.5191e-10 | 3.2853e-10 | 0 | 0 | 0 | 0 | 0 | 0 | 1.05 | 0.85292 | 0.7501 | 1.05 | 0.85292 | 0.7501 | -1.8581e-11 | -135.0364 | 126.5322 | -1.8582e-11 | -135.0364 | 126.5322
Line9_3_11 | 0 | 0 | 0 | 0 | 0 | 0 | 0 | 0 | 0 | 0 | 0 | 0 | 6.2172e-16 | -3.5274e-09 | -5.6426e-09 | -6.6058e-16 | 3.5274e-09 | 5.6426e-09 | 9.7145e-17 | 5.9633e-09 | -2.2997e-09 | -5.8287e-17 | -5.9633e-09 | 2.2997e-09 | 0 | 0 | 0 | 0 | 0 | 0 | 1.05 | 0.85292 | 0.7501 | 1.05 | 0.85292 | 0.7501 | -1.858e-11 | -135.0364 | 126.5322 | -1.8591e-11 | -135.0364 | 126.5322

## LL_max_10
name | pf_ikss_a_from_ka | pf_ikss_b_from_ka | pf_ikss_c_from_ka | pf_ikss_a_to_ka | pf_ikss_b_to_ka | pf_ikss_c_to_ka | pf_skss_a_from_mw | pf_skss_b_from_mw | pf_skss_c_from_mw | pf_skss_a_to_mw | pf_skss_b_to_mw | pf_skss_c_to_mw | pf_p_a_from_mw | pf_p_b_from_mw | pf_p_c_from_mw | pf_p_a_to_mw | pf_p_b_to_mw | pf_p_c_to_mw | pf_q_a_from_mvar | pf_q_b_from_mvar | pf_q_c_from_mvar | pf_q_a_to_mvar | pf_q_b_to_mvar | pf_q_c_to_mvar | pf_ikss_a_from_degree | pf_ikss_b_from_degree | pf_ikss_c_from_degree | pf_ikss_a_to_degree | pf_ikss_b_to_degree | pf_ikss_c_to_degree | pf_vm_a_from_pu | pf_vm_b_from_pu | pf_vm_c_from_pu | pf_vm_a_to_pu | pf_vm_b_to_pu | pf_vm_c_to_pu | pf_va_a_from_degree | pf_va_b_from_degree | pf_va_c_from_degree | pf_va_a_to_degree | pf_va_b_to_degree | pf_va_c_to_degree
Line0_1_2 | 0 | 0 | 0 | 0 | 0 | 0 | 0 | 0 | 0 | 0 | 0 | 0 | 6.5133e-16 | -3.3669e-09 | -5.3859e-09 | -6.5133e-16 | 3.3669e-09 | 5.3859e-09 | -8.1416e-17 | 5.759e-09 | -2.262e-09 | 8.1416e-17 | -5.759e-09 | 2.262e-09 | 0 | 0 | 0 | 0 | 0 | 0 | 1.1 | 0.88719 | 0.77689 | 1.1 | 0.88719 | 0.77689 | -1.8427e-11 | -135.5593 | 126.9102 | -1.8437e-11 | -135.5593 | 126.9102
Line10_11_12 | 0 | 0 | 0 | 0 | 0 | 0 | 0 | 0 | 0 | 0 | 0 | 0 | 5.6991e-16 | -3.3669e-09 | -5.3859e-09 | -5.2921e-16 | 3.3669e-09 | 5.3859e-09 | 4.0708e-17 | 5.759e-09 | -2.262e-09 | -4.0708e-17 | -5.759e-09 | 2.262e-09 | 0 | 0 | 0 | 0 | 0 | 0 | 1.1 | 0.88719 | 0.77689 | 1.1 | 0.88719 | 0.77689 | -1.845e-11 | -135.5593 | 126.9102 | -1.846e-11 | -135.5593 | 126.9102
Line11_12_13 | 0 | 0 | 0 | 0 | 0 | 0 | 0 | 0 | 0 | 0 | 0 | 0 | 5.6991e-16 | -2.8058e-09 | -4.4883e-09 | -4.4779e-16 | 2.8058e-09 | 4.4883e-09 | -1.8362e-28 | 4.7992e-09 | -1.885e-09 | 1.4433e-28 | -4.7992e-09 | 1.885e-09 | 0 | 0 | 0 | 0 | 0 | 0 | 1.1 | 0.88719 | 0.77689 | 1.1 | 0.88719 | 0.77689 | -1.846e-11 | -135.5593 | 126.9102 | -1.8467e-11 | -135.5593 | 126.9102
Line12_13_15 | 0 | 0 | 0 | 0 | 0 | 0 | 0 | 0 | 0 | 0 | 0 | 0 | 2.4425e-16 | -1.6835e-09 | -2.693e-09 | -2.0354e-16 | 1.6835e-09 | 2.693e-09 | -7.8725e-29 | 2.8795e-09 | -1.131e-09 | -4.0708e-17 | -2.8795e-09 | 1.131e-09 | 0 | 0 | 0 | 0 | 0 | 0 | 1.1 | 0.88719 | 0.77689 | 1.1 | 0.88719 | 0.77689 | -1.8467e-11 | -135.5593 | 126.9102 | -1.8471e-11 | -135.5593 | 126.9102
Line13_13_14 | 0 | 0 | 0 | 0 | 0 | 0 | 0 | 0 | 0 | 0 | 0 | 0 | 8.1416e-17 | -5.6115e-10 | -8.9765e-10 | -4.0708e-17 | 5.6115e-10 | 8.9765e-10 | -8.1416e-17 | 9.5983e-10 | -3.77e-10 | 8.1416e-17 | -9.5983e-10 | 3.77e-10 | 0 | 0 | 0 | 0 | 0 | 0 | 1.1 | 0.88719 | 0.77689 | 1.1 | 0.88719 | 0.77689 | -1.8467e-11 | -135.5593 | 126.9102 | -1.8468e-11 | -135.5593 | 126.9102
Line14_15_16 | 0 | 0 | 0 | 0 | 0 | 0 | 0 | 0 | 0 | 0 | 0 | 0 | 1.6283e-16 | -1.1223e-09 | -1.7953e-09 | -1.6283e-16 | 1.1223e-09 | 1.7953e-09 | 8.1416e-17 | 1.9197e-09 | -7.54e-10 | -8.1416e-17 | -1.9197e-09 | 7.54e-10 | 0 | 0 | 0 | 0 | 0 | 0 | 1.1 | 0.88719 | 0.77689 | 1.1 | 0.88719 | 0.77689 | -1.8471e-11 | -135.5593 | 126.9102 | -1.8473e-11 | -135.5593 | 126.9102
Line15_16_17 | 0 | 0 | 0 | 0 | 0 | 0 | 0 | 0 | 0 | 0 | 0 | 0 | -8.1416e-17 | -5.6115e-10 | -8.9765e-10 | 8.1416e-17 | 5.6115e-10 | 8.9765e-10 | 2.6249e-29 | 9.5983e-10 | -3.77e-10 | -2.625e-29 | -9.5983e-10 | 3.77e-10 | 0 | 0 | 0 | 0 | 0 | 0 | 1.1 | 0.88719 | 0.77689 | 1.1 | 0.88719 | 0.77689 | -1.8473e-11 | -135.5593 | 126.9102 | -1.8473e-11 | -135.5593 | 126.9102
Line16_4_18 | 0 | 3.2366 | 3.2366 | 0 | 3.2366 | 3.2366 | 0 | 0.74746 | 0.74746 | 0 | 0.74746 | 0.74746 | -5.2381e-29 | 0.49365 | -0.28415 | 5.2387e-29 | -0.3889 | 0.3889 | -1.6283e-16 | 0.07624 | 0.34278 | 1.6283e-16 | 0.13327 | -0.13327 | 0 | -161.0844 | 18.9156 | 0 | 18.9156 | -161.0844 | 1.1 | 0.66828 | 0.59567 | 1.1 | 0.55 | 0.55 | -1.8431e-11 | -152.305 | 148.5727 | -1.8433e-11 | -180 | -180
Line17_5_19 | 0 | 0 | 0 | 0 | 0 | 0 | 0 | 0 | 0 | 0 | 0 | 0 | -4.0708e-17 | -5.6115e-10 | -8.9765e-10 | 4.0708e-17 | 5.6115e-10 | 8.9765e-10 | 1.3094e-29 | 9.5983e-10 | -3.77e-10 | 4.0708e-17 | -9.5983e-10 | 3.77e-10 | 0 | 0 | 0 | 0 | 0 | 0 | 1.1 | 0.88719 | 0.77689 | 1.1 | 0.88719 | 0.77689 | -1.8429e-11 | -135.5593 | 126.9102 | -1.8429e-11 | -135.5593 | 126.9102
Line1_1_3 | 0 | 0 | 0 | 0 | 0 | 0 | 0 | 0 | 0 | 0 | 0 | 0 | 8.1416e-16 | -4.4892e-09 | -7.1812e-09 | -8.1416e-16 | 4.4892e-09 | 7.1812e-09 | 1.2212e-16 | 7.6787e-09 | -3.016e-09 | -1.2212e-16 | -7.6787e-09 | 3.016e-09 | 0 | 0 | 0 | 0 | 0 | 0 | 1.1 | 0.88719 | 0.77689 | 1.1 | 0.88719 | 0.77689 | -1.8427e-11 | -135.5593 | 126.9102 | -1.8439e-11 | -135.5593 | 126.9102
Line2_1_4 | 0 | 3.2366 | 3.2366 | 0 | 3.2366 | 3.2366 | 0 | 0.74746 | 0.74746 | 0 | 0.74746 | 0.74746 | 2.4425e-16 | 0.59841 | -0.17939 | -2.4425e-16 | -0.49365 | 0.28415 | -4.0708e-17 | 0.28575 | 0.55229 | 4.0708e-17 | -0.07624 | -0.34278 | 0 | -161.0844 | 18.9156 | 0 | 18.9156 | -161.0844 | 1.1 | 0.88719 | 0.77689 | 1.1 | 0.66828 | 0.59567 | -1.8427e-11 | -135.5593 | 126.9102 | -1.8431e-11 | -152.305 | 148.5727
Line3_1_5 | 0 | 0 | 0 | 0 | 0 | 0 | 0 | 0 | 0 | 0 | 0 | 0 | 1.2212e-16 | -1.1223e-09 | -1.7953e-09 | -1.2212e-16 | 1.1223e-09 | 1.7953e-09 | -3.9277e-29 | 1.9197e-09 | -7.5399e-10 | 4.0708e-17 | -1.9197e-09 | 7.5399e-10 | 0 | 0 | 0 | 0 | 0 | 0 | 1.1 | 0.88719 | 0.77689 | 1.1 | 0.88719 | 0.77689 | -1.8427e-11 | -135.5593 | 126.9102 | -1.8429e-11 | -135.5593 | 126.9102
Line4_2_6 | 0 | 0 | 0 | 0 | 0 | 0 | 0 | 0 | 0 | 0 | 0 | 0 | 5.2921e-16 | -2.8058e-09 | -4.4883e-09 | -5.6991e-16 | 2.8058e-09 | 4.4883e-09 | 4.0708e-17 | 4.7992e-09 | -1.885e-09 | -4.0708e-17 | -4.7992e-09 | 1.885e-09 | 0 | 0 | 0 | 0 | 0 | 0 | 1.1 | 0.88719 | 0.77689 | 1.1 | 0.88719 | 0.77689 | -1.8437e-11 | -135.5593 | 126.9102 | -1.8443e-11 | -135.5593 | 126.9102
Line5_6_7 | 0 | 0 | 0 | 0 | 0 | 0 | 0 | 0 | 0 | 0 | 0 | 0 | 1.6283e-16 | -2.2446e-09 | -3.5906e-09 | -1.6283e-16 | 2.2446e-09 | 3.5906e-09 | -8.1416e-17 | 3.8393e-09 | -1.508e-09 | 8.1416e-17 | -3.8393e-09 | 1.508e-09 | 0 | 0 | 0 | 0 | 0 | 0 | 1.1 | 0.88719 | 0.77689 | 1.1 | 0.88719 | 0.77689 | -1.8443e-11 | -135.5593 | 126.9102 | -1.8447e-11 | -135.5593 | 126.9102
Line6_7_8 | 0 | 0 | 0 | 0 | 0 | 0 | 0 | 0 | 0 | 0 | 0 | 0 | 8.1416e-17 | -1.6835e-09 | -2.693e-09 | -8.1416e-17 | 1.6835e-09 | 2.693e-09 | -4.0708e-17 | 2.8795e-09 | -1.131e-09 | 8.1416e-17 | -2.8795e-09 | 1.131e-09 | 0 | 0 | 0 | 0 | 0 | 0 | 1.1 | 0.88719 | 0.77689 | 1.1 | 0.88719 | 0.77689 | -1.8447e-11 | -135.5593 | 126.9102 | -1.8448e-11 | -135.5593 | 126.9102
Line7_8_9 | 0 | 0 | 0 | 0 | 0 | 0 | 0 | 0 | 0 | 0 | 0 | 0 | 4.0708e-17 | -5.6115e-10 | -8.9765e-10 | -4.0708e-17 | 5.6115e-10 | 8.9765e-10 | -1.3107e-29 | 9.5983e-10 | -3.77e-10 | 4.0708e-17 | -9.5983e-10 | 3.77e-10 | 0 | 0 | 0 | 0 | 0 | 0 | 1.1 | 0.88719 | 0.77689 | 1.1 | 0.88719 | 0.77689 | -1.8448e-11 | -135.5593 | 126.9102 | -1.8449e-11 | -135.5593 | 126.9102
Line8_8_10 | 0 | 0 | 0 | 0 | 0 | 0 | 0 | 0 | 0 | 0 | 0 | 0 | 4.0708e-17 | -5.6115e-10 | -8.9765e-10 | -4.0708e-17 | 5.6115e-10 | 8.9765e-10 | -4.0708e-17 | 9.5983e-10 | -3.77e-10 | 8.1416e-17 | -9.5983e-10 | 3.77e-10 | 0 | 0 | 0 | 0 | 0 | 0 | 1.1 | 0.88719 | 0.77689 | 1.1 | 0.88719 | 0.77689 | -1.8448e-11 | -135.5593 | 126.9102 | -1.845e-11 | -135.5593 | 126.9102
Line9_3_11 | 0 | 0 | 0 | 0 | 0 | 0 | 0 | 0 | 0 | 0 | 0 | 0 | 7.7346e-16 | -3.9281e-09 | -6.2836e-09 | -7.7346e-16 | 3.9281e-09 | 6.2836e-09 | 4.0708e-17 | 6.7188e-09 | -2.639e-09 | -8.1416e-17 | -6.7188e-09 | 2.639e-09 | 0 | 0 | 0 | 0 | 0 | 0 | 1.1 | 0.88719 | 0.77689 | 1.1 | 0.88719 | 0.77689 | -1.8439e-11 | -135.5593 | 126.9102 | -1.845e-11 | -135.5593 | 126.9102

## LL_max_fault_6
name | pf_ikss_a_from_ka | pf_ikss_b_from_ka | pf_ikss_c_from_ka | pf_ikss_a_to_ka | pf_ikss_b_to_ka | pf_ikss_c_to_ka | pf_skss_a_from_mw | pf_skss_b_from_mw | pf_skss_c_from_mw | pf_skss_a_to_mw | pf_skss_b_to_mw | pf_skss_c_to_mw | pf_p_a_from_mw | pf_p_b_from_mw | pf_p_c_from_mw | pf_p_a_to_mw | pf_p_b_to_mw | pf_p_c_to_mw | pf_q_a_from_mvar | pf_q_b_from_mvar | pf_q_c_from_mvar | pf_q_a_to_mvar | pf_q_b_to_mvar | pf_q_c_to_mvar | pf_ikss_a_from_degree | pf_ikss_b_from_degree | pf_ikss_c_from_degree | pf_ikss_a_to_degree | pf_ikss_b_to_degree | pf_ikss_c_to_degree | pf_vm_a_from_pu | pf_vm_b_from_pu | pf_vm_c_from_pu | pf_vm_a_to_pu | pf_vm_b_to_pu | pf_vm_c_to_pu | pf_va_a_from_degree | pf_va_b_from_degree | pf_va_c_from_degree | pf_va_a_to_degree | pf_va_b_to_degree | pf_va_c_to_degree
Line0_1_2 | 0 | 0 | 0 | 0 | 0 | 0 | 0 | 0 | 0 | 0 | 0 | 0 | 4.2501e-18 | -4.6325e-11 | -1.333e-10 | -4.2501e-18 | 4.6325e-11 | 1.333e-10 | 6.0715e-18 | 1.2762e-10 | 2.3032e-11 | -6.6787e-18 | -1.2762e-10 | -2.3032e-11 | 0 | 0 | 0 | 0 | 0 | 0 | 1.05 | 1.048 | 1.0442 | 1.05 | 1.048 | 1.0442 | -9.91e-14 | -120.3021 | 119.9453 | -9.9144e-14 | -120.3021 | 119.9453
Line10_11_12 | 0 | 0 | 0 | 0 | 0 | 0 | 0 | 0 | 0 | 0 | 0 | 0 | 6.3751e-18 | -4.6325e-11 | -1.333e-10 | -6.9823e-18 | 4.6325e-11 | 1.333e-10 | 2.4286e-18 | 1.2762e-10 | 2.3032e-11 | -1.8215e-18 | -1.2762e-10 | -2.3032e-11 | 0 | 0 | 0 | 0 | 0 | 0 | 1.05 | 1.048 | 1.0442 | 1.05 | 1.048 | 1.0442 | -9.9433e-14 | -120.3021 | 119.9453 | -9.9584e-14 | -120.3021 | 119.9453
Line11_12_13 | 0 | 0 | 0 | 0 | 0 | 0 | 0 | 0 | 0 | 0 | 0 | 0 | 5.768e-18 | -3.8604e-11 | -1.1109e-10 | -6.3751e-18 | 3.8604e-11 | 1.1109e-10 | 1.2143e-18 | 1.0635e-10 | 1.9193e-11 | -6.0715e-19 | -1.0635e-10 | -1.9193e-11 | 0 | 0 | 0 | 0 | 0 | 0 | 1.05 | 1.048 | 1.0442 | 1.05 | 1.048 | 1.0442 | -9.9584e-14 | -120.3021 | 119.9453 | -9.9707e-14 | -120.3021 | 119.9453
Line12_13_15 | 0 | 0 | 0 | 0 | 0 | 0 | 0 | 0 | 0 | 0 | 0 | 0 | 4.8572e-18 | -2.3162e-11 | -6.6652e-11 | -4.2501e-18 | 2.3162e-11 | 6.6652e-11 | 6.0715e-19 | 6.3811e-11 | 1.1516e-11 | -1.2143e-18 | -6.3811e-11 | -1.1516e-11 | 0 | 0 | 0 | 0 | 0 | 0 | 1.05 | 1.048 | 1.0442 | 1.05 | 1.048 | 1.0442 | -9.9707e-14 | -120.3021 | 119.9453 | -9.9767e-14 | -120.3021 | 119.9453
Line13_13_14 | 0 | 0 | 0 | 0 | 0 | 0 | 0 | 0 | 0 | 0 | 0 | 0 | -6.0715e-19 | -7.7208e-12 | -2.2217e-11 | 6.0715e-19 | 7.7208e-12 | 2.2217e-11 | -6.0715e-19 | 2.127e-11 | 3.8387e-12 | -6.0715e-19 | -2.127e-11 | -3.8387e-12 | 0 | 0 | 0 | 0 | 0 | 0 | 1.05 | 1.048 | 1.0442 | 1.05 | 1.048 | 1.0442 | -9.9707e-14 | -120.3021 | 119.9453 | -9.9721e-14 | -120.3021 | 119.9453
Line14_15_16 | 0 | 0 | 0 | 0 | 0 | 0 | 0 | 0 | 0 | 0 | 0 | 0 | 2.4286e-18 | -1.5442e-11 | -4.4435e-11 | -3.0358e-18 | 1.5442e-11 | 4.4435e-11 | 1.2143e-18 | 4.2541e-11 | 7.6773e-12 | -1.2143e-18 | -4.2541e-11 | -7.6773e-12 | 0 | 0 | 0 | 0 | 0 | 0 | 1.05 | 1.048 | 1.0442 | 1.05 | 1.048 | 1.0442 | -9.9767e-14 | -120.3021 | 119.9453 | -9.9796e-14 | -120.3021 | 119.9453
Line15_16_17 | 0 | 0 | 0 | 0 | 0 | 0 | 0 | 0 | 0 | 0 | 0 | 0 | -3.0358e-19 | -7.7208e-12 | -2.2217e-11 | -3.0358e-19 | 7.7208e-12 | 2.2217e-11 | -1.2143e-18 | 2.127e-11 | 3.8387e-12 | 1.2143e-18 | -2.127e-11 | -3.8387e-12 | 0 | 0 | 0 | 0 | 0 | 0 | 1.05 | 1.048 | 1.0442 | 1.05 | 1.048 | 1.0442 | -9.9796e-14 | -120.3021 | 119.9453 | -9.9815e-14 | -120.3021 | 119.9453
Line16_4_18 | 0 | 0.0584 | 0.0584 | 0 | 0.0584 | 0.0584 | 0 | 0.013487 | 0.013487 | 0 | 0.013487 | 0.013487 | 2.4286e-18 | 0.013608 | 0.0035134 | -1.2143e-18 | -0.013574 | -0.0034793 | 2.4286e-18 | 0.0036287 | 0.013561 | 2.4286e-18 | -0.0035605 | -0.013493 | 0 | -135.4649 | 44.5351 | 0 | 44.5351 | -135.4649 | 1.05 | 1.0442 | 1.0387 | 1.05 | 1.0405 | 1.0331 | -9.9173e-14 | -120.5336 | 120.01 | -9.9242e-14 | -120.7668 | 120.0754
Line17_5_19 | 0 | 0 | 0 | 0 | 0 | 0 | 0 | 0 | 0 | 0 | 0 | 0 | -6.0715e-19 | -7.7208e-12 | -2.2217e-11 | 6.0715e-19 | 7.7208e-12 | 2.2217e-11 | 1.0502e-33 | 2.127e-11 | 3.8387e-12 | -1.0504e-33 | -2.127e-11 | -3.8387e-12 | 0 | 0 | 0 | 0 | 0 | 0 | 1.05 | 1.048 | 1.0442 | 1.05 | 1.048 | 1.0442 | -9.9102e-14 | -120.3021 | 119.9453 | -9.9121e-14 | -120.3021 | 119.9453
Line1_1_3 | 0 | 0 | 0 | 0 | 0 | 0 | 0 | 0 | 0 | 0 | 0 | 0 | 1.0625e-17 | -6.1766e-11 | -1.7774e-10 | -1.0625e-17 | 6.1766e-11 | 1.7774e-10 | 7.2858e-18 | 1.7016e-10 | 3.0709e-11 | -7.2858e-18 | -1.7016e-10 | -3.0709e-11 | 0 | 0 | 0 | 0 | 0 | 0 | 1.05 | 1.048 | 1.0442 | 1.05 | 1.048 | 1.0442 | -9.91e-14 | -120.3021 | 119.9453 | -9.9267e-14 | -120.3021 | 119.9453
Line2_1_4 | 0 | 0.0584 | 0.0584 | 0 | 0.0584 | 0.0584 | 0 | 0.013487 | 0.013487 | 0 | 0.013487 | 0.013487 | 2.4286e-18 | 0.013642 | 0.0035475 | -2.4286e-18 | -0.013608 | -0.0035134 | 1.2143e-18 | 0.003697 | 0.013629 | 4.2037e-33 | -0.0036287 | -0.013561 | 0 | -135.4649 | 44.5351 | 0 | 44.5351 | -135.4649 | 1.05 | 1.048 | 1.0442 | 1.05 | 1.0442 | 1.0387 | -9.91e-14 | -120.3021 | 119.9453 | -9.9173e-14 | -120.5336 | 120.01
Line3_1_5 | 0 | 0 | 0 | 0 | 0 | 0 | 0 | 0 | 0 | 0 | 0 | 0 | 1.5179e-18 | -1.5442e-11 | -4.4435e-11 | -9.1073e-19 | 1.5442e-11 | 4.4435e-11 | 2.4286e-18 | 4.2541e-11 | 7.6773e-12 | -1.8215e-18 | -4.2541e-11 | -7.6773e-12 | 0 | 0 | 0 | 0 | 0 | 0 | 1.05 | 1.048 | 1.0442 | 1.05 | 1.048 | 1.0442 | -9.91e-14 | -120.3021 | 119.9453 | -9.9102e-14 | -120.3021 | 119.9453
Line4_2_6 | 0 | 0 | 0 | 0 | 0 | 0 | 0 | 0 | 0 | 0 | 0 | 0 | 1.2143e-18 | -3.8604e-11 | -1.1109e-10 | -1.2143e-18 | 3.8604e-11 | 1.1109e-10 | 3.6429e-18 | 1.0635e-10 | 1.9193e-11 | -3.6429e-18 | -1.0635e-10 | -1.9193e-11 | 0 | 0 | 0 | 0 | 0 | 0 | 1.05 | 1.048 | 1.0442 | 1.05 | 1.048 | 1.0442 | -9.9144e-14 | -120.3021 | 119.9453 | -9.9198e-14 | -120.3021 | 119.9453
Line5_6_7 | 0 | 0 | 0 | 0 | 0 | 0 | 0 | 0 | 0 | 0 | 0 | 0 | 2.4286e-18 | -3.0883e-11 | -8.887e-11 | -2.4286e-18 | 3.0883e-11 | 8.887e-11 | 1.2143e-18 | 8.5081e-11 | 1.5355e-11 | -1.2143e-18 | -8.5081e-11 | -1.5355e-11 | 0 | 0 | 0 | 0 | 0 | 0 | 1.05 | 1.048 | 1.0442 | 1.05 | 1.048 | 1.0442 | -9.9198e-14 | -120.3021 | 119.9453 | -9.9243e-14 | -120.3021 | 119.9453
Line6_7_8 | 0 | 0 | 0 | 0 | 0 | 0 | 0 | 0 | 0 | 0 | 0 | 0 | 9.1073e-19 | -2.3162e-11 | -6.6652e-11 | -9.1073e-19 | 2.3162e-11 | 6.6652e-11 | -1.2143e-18 | 6.3811e-11 | 1.1516e-11 | 1.2143e-18 | -6.3811e-11 | -1.1516e-11 | 0 | 0 | 0 | 0 | 0 | 0 | 1.05 | 1.048 | 1.0442 | 1.05 | 1.048 | 1.0442 | -9.9243e-14 | -120.3021 | 119.9453 | -9.9289e-14 | -120.3021 | 119.9453
Line7_8_9 | 0 | 0 | 0 | 0 | 0 | 0 | 0 | 0 | 0 | 0 | 0 | 0 | 6.0715e-19 | -7.7208e-12 | -2.2217e-11 | -6.0715e-19 | 7.7208e-12 | 2.2217e-11 | -6.0715e-19 | 2.127e-11 | 3.8387e-12 | 1.0523e-33 | -2.127e-11 | -3.8387e-12 | 0 | 0 | 0 | 0 | 0 | 0 | 1.05 | 1.048 | 1.0442 | 1.05 | 1.048 | 1.0442 | -9.9289e-14 | -120.3021 | 119.9453 | -9.9304e-14 | -120.3021 | 119.9453
Line8_8_10 | 0 | 0 | 0 | 0 | 0 | 0 | 0 | 0 | 0 | 0 | 0 | 0 | -6.0715e-19 | -7.7208e-12 | -2.2217e-11 | 6.0715e-19 | 7.7208e-12 | 2.2217e-11 | -6.0715e-19 | 2.127e-11 | 3.8387e-12 | 6.0715e-19 | -2.127e-11 | -3.8387e-12 | 0 | 0 | 0 | 0 | 0 | 0 | 1.05 | 1.048 | 1.0442 | 1.05 | 1.048 | 1.0442 | -9.9289e-14 | -120.3021 | 119.9453 | -9.9311e-14 | -120.3021 | 119.9453
Line9_3_11 | 0 | 0 | 0 | 0 | 0 | 0 | 0 | 0 | 0 | 0 | 0 | 0 | 9.4109e-18 | -5.4045e-11 | -1.5552e-10 | -9.4109e-18 | 5.4045e-11 | 1.5552e-10 | 4.8572e-18 | 1.4889e-10 | 2.6871e-11 | -4.8572e-18 | -1.4889e-10 | -2.6871e-11 | 0 | 0 | 0 | 0 | 0 | 0 | 1.05 | 1.048 | 1.0442 | 1.05 | 1.048 | 1.0442 | -9.9267e-14 | -120.3021 | 119.9453 | -9.9433e-14 | -120.3021 | 119.9453

## LL_max_fault_10
name | pf_ikss_a_from_ka | pf_ikss_b_from_ka | pf_ikss_c_from_ka | pf_ikss_a_to_ka | pf_ikss_b_to_ka | pf_ikss_c_to_ka | pf_skss_a_from_mw | pf_skss_b_from_mw | pf_skss_c_from_mw | pf_skss_a_to_mw | pf_skss_b_to_mw | pf_skss_c_to_mw | pf_p_a_from_mw | pf_p_b_from_mw | pf_p_c_from_mw | pf_p_a_to_mw | pf_p_b_to_mw | pf_p_c_to_mw | pf_q_a_from_mvar | pf_q_b_from_mvar | pf_q_c_from_mvar | pf_q_a_to_mvar | pf_q_b_to_mvar | pf_q_c_to_mvar | pf_ikss_a_from_degree | pf_ikss_b_from_degree | pf_ikss_c_from_degree | pf_ikss_a_to_degree | pf_ikss_b_to_degree | pf_ikss_c_to_degree | pf_vm_a_from_pu | pf_vm_b_from_pu | pf_vm_c_from_pu | pf_vm_a_to_pu | pf_vm_b_to_pu | pf_vm_c_to_pu | pf_va_a_from_degree | pf_va_b_from_degree | pf_va_c_from_degree | pf_va_a_to_degree | pf_va_b_to_degree | pf_va_c_to_degree
Line0_1_2 | 0 | 0 | 0 | 0 | 0 | 0 | 0 | 0 | 0 | 0 | 0 | 0 | 7.9508e-18 | -5.3219e-11 | -1.5314e-10 | -7.9508e-18 | 5.3219e-11 | 1.5314e-10 | 5.0885e-18 | 1.4664e-10 | 2.6437e-11 | -5.0885e-18 | -1.4664e-10 | -2.6437e-11 | 0 | 0 | 0 | 0 | 0 | 0 | 1.1 | 1.0978 | 1.0936 | 1.1 | 1.0978 | 1.0936 | -1.0142e-14 | -120.3163 | 119.9428 | -1.027e-14 | -120.3163 | 119.9428
Line10_11_12 | 0 | 0 | 0 | 0 | 0 | 0 | 0 | 0 | 0 | 0 | 0 | 0 | 8.2688e-18 | -5.3219e-11 | -1.5314e-10 | -8.2688e-18 | 5.3219e-11 | 1.5314e-10 | 2.5443e-18 | 1.4664e-10 | 2.6437e-11 | -3.1803e-18 | -1.4664e-10 | -2.6437e-11 | 0 | 0 | 0 | 0 | 0 | 0 | 1.1 | 1.0978 | 1.0936 | 1.1 | 1.0978 | 1.0936 | -1.051e-14 | -120.3163 | 119.9428 | -1.0668e-14 | -120.3163 | 119.9428
Line11_12_13 | 0 | 0 | 0 | 0 | 0 | 0 | 0 | 0 | 0 | 0 | 0 | 0 | 6.9967e-18 | -4.4349e-11 | -1.2762e-10 | -6.9967e-18 | 4.4349e-11 | 1.2762e-10 | -6.3607e-19 | 1.222e-10 | 2.2031e-11 | -1.2721e-18 | -1.222e-10 | -2.2031e-11 | 0 | 0 | 0 | 0 | 0 | 0 | 1.1 | 1.0978 | 1.0936 | 1.1 | 1.0978 | 1.0936 | -1.0668e-14 | -120.3163 | 119.9428 | -1.0797e-14 | -120.3163 | 119.9428
Line12_13_15 | 0 | 0 | 0 | 0 | 0 | 0 | 0 | 0 | 0 | 0 | 0 | 0 | 5.4066e-18 | -2.6609e-11 | -7.6572e-11 | -5.4066e-18 | 2.6609e-11 | 7.6572e-11 | 1.2721e-18 | 7.332e-11 | 1.3218e-11 | -3.1803e-18 | -7.332e-11 | -1.3218e-11 | 0 | 0 | 0 | 0 | 0 | 0 | 1.1 | 1.0978 | 1.0936 | 1.1 | 1.0978 | 1.0936 | -1.0797e-14 | -120.3163 | 119.9428 | -1.086e-14 | -120.3163 | 119.9428
Line13_13_14 | 0 | 0 | 0 | 0 | 0 | 0 | 0 | 0 | 0 | 0 | 0 | 0 | 1.2721e-18 | -8.8698e-12 | -2.5524e-11 | -1.2721e-18 | 8.8698e-12 | 2.5524e-11 | -1.2721e-18 | 2.444e-11 | 4.4061e-12 | -6.3607e-19 | -2.444e-11 | -4.4061e-12 | 0 | 0 | 0 | 0 | 0 | 0 | 1.1 | 1.0978 | 1.0936 | 1.1 | 1.0978 | 1.0936 | -1.0797e-14 | -120.3163 | 119.9428 | -1.0812e-14 | -120.3163 | 119.9428
Line14_15_16 | 0 | 0 | 0 | 0 | 0 | 0 | 0 | 0 | 0 | 0 | 0 | 0 | 2.2262e-18 | -1.7739e-11 | -5.1048e-11 | -2.2262e-18 | 1.7739e-11 | 5.1048e-11 | 2.5443e-18 | 4.888e-11 | 8.8123e-12 | -1.9082e-18 | -4.888e-11 | -8.8123e-12 | 0 | 0 | 0 | 0 | 0 | 0 | 1.1 | 1.0978 | 1.0936 | 1.1 | 1.0978 | 1.0936 | -1.086e-14 | -120.3163 | 119.9428 | -1.0891e-14 | -120.3163 | 119.9428
Line15_16_17 | 0 | 0 | 0 | 0 | 0 | 0 | 0 | 0 | 0 | 0 | 0 | 0 | 9.541e-19 | -8.8697e-12 | -2.5524e-11 | -9.541e-19 | 8.8698e-12 | 2.5524e-11 | 6.3607e-19 | 2.444e-11 | 4.4061e-12 | 6.3607e-19 | -2.444e-11 | -4.4061e-12 | 0 | 0 | 0 | 0 | 0 | 0 | 1.1 | 1.0978 | 1.0936 | 1.1 | 1.0978 | 1.0936 | -1.0891e-14 | -120.3163 | 119.9428 | -1.091e-14 | -120.3163 | 119.9428
Line16_4_18 | 0 | 0.061167 | 0.061167 | 0 | 0.061167 | 0.061167 | 0 | 0.014126 | 0.014126 | 0 | 0.014126 | 0.014126 | 2.5443e-18 | 0.01493 | 0.0038518 | -1.2721e-18 | -0.014893 | -0.0038144 | 2.5443e-18 | 0.0039805 | 0.014876 | 2.5443e-18 | -0.0039057 | -0.014801 | 0 | -135.4761 | 44.5239 | 0 | 44.5239 | -135.4761 | 1.1 | 1.0938 | 1.0878 | 1.1 | 1.0899 | 1.0821 | -1.025e-14 | -120.5478 | 120.0075 | -1.031e-14 | -120.781 | 120.073
Line17_5_19 | 0 | 0 | 0 | 0 | 0 | 0 | 0 | 0 | 0 | 0 | 0 | 0 | 2.2262e-18 | -8.8698e-12 | -2.5524e-11 | -1.5902e-18 | 8.8698e-12 | 2.5524e-11 | -1.2721e-18 | 2.444e-11 | 4.4061e-12 | 2.8281e-34 | -2.444e-11 | -4.4061e-12 | 0 | 0 | 0 | 0 | 0 | 0 | 1.1 | 1.0978 | 1.0936 | 1.1 | 1.0978 | 1.0936 | -1.017e-14 | -120.3163 | 119.9428 | -1.019e-14 | -120.3163 | 119.9428
Line1_1_3 | 0 | 0 | 0 | 0 | 0 | 0 | 0 | 0 | 0 | 0 | 0 | 0 | 1.1767e-17 | -7.0958e-11 | -2.0419e-10 | -1.1767e-17 | 7.0958e-11 | 2.0419e-10 | 6.9967e-18 | 1.9552e-10 | 3.5249e-11 | -6.3607e-18 | -1.9552e-10 | -3.5249e-11 | 0 | 0 | 0 | 0 | 0 | 0 | 1.1 | 1.0978 | 1.0936 | 1.1 | 1.0978 | 1.0936 | -1.0142e-14 | -120.3163 | 119.9428 | -1.0336e-14 | -120.3163 | 119.9428
Line2_1_4 | 0 | 0.061167 | 0.061167 | 0 | 0.061167 | 0.061167 | 0 | 0.014126 | 0.014126 | 0 | 0.014126 | 0.014126 | 5.0885e-18 | 0.014968 | 0.0038892 | -5.0885e-18 | -0.01493 | -0.0038518 | 1.2721e-18 | 0.0040553 | 0.014951 | -1.2721e-18 | -0.0039805 | -0.014876 | 0 | -135.4761 | 44.5239 | 0 | 44.5239 | -135.4761 | 1.1 | 1.0978 | 1.0936 | 1.1 | 1.0938 | 1.0878 | -1.0142e-14 | -120.3163 | 119.9428 | -1.025e-14 | -120.5478 | 120.0075
Line3_1_5 | 0 | 0 | 0 | 0 | 0 | 0 | 0 | 0 | 0 | 0 | 0 | 0 | 1.9082e-18 | -1.7739e-11 | -5.1048e-11 | -1.2721e-18 | 1.774e-11 | 5.1048e-11 | -6.3607e-19 | 4.888e-11 | 8.8123e-12 | 6.3607e-19 | -4.888e-11 | -8.8123e-12 | 0 | 0 | 0 | 0 | 0 | 0 | 1.1 | 1.0978 | 1.0936 | 1.1 | 1.0978 | 1.0936 | -1.0142e-14 | -120.3163 | 119.9428 | -1.017e-14 | -120.3163 | 119.9428
Line4_2_6 | 0 | 0 | 0 | 0 | 0 | 0 | 0 | 0 | 0 | 0 | 0 | 0 | 8.2688e-18 | -4.4349e-11 | -1.2762e-10 | -8.2688e-18 | 4.4349e-11 | 1.2762e-10 | 5.0885e-18 | 1.222e-10 | 2.2031e-11 | -5.0885e-18 | -1.222e-10 | -2.2031e-11 | 0 | 0 | 0 | 0 | 0 | 0 | 1.1 | 1.0978 | 1.0936 | 1.1 | 1.0978 | 1.0936 | -1.027e-14 | -120.3163 | 119.9428 | -1.0363e-14 | -120.3163 | 119.9428
Line5_6_7 | 0 | 0 | 0 | 0 | 0 | 0 | 0 | 0 | 0 | 0 | 0 | 0 | 4.4525e-18 | -3.5479e-11 | -1.021e-10 | -4.4525e-18 | 3.5479e-11 | 1.021e-10 | 6.3607e-19 | 9.776e-11 | 1.7625e-11 | 8.0917e-34 | -9.776e-11 | -1.7625e-11 | 0 | 0 | 0 | 0 | 0 | 0 | 1.1 | 1.0978 | 1.0936 | 1.1 | 1.0978 | 1.0936 | -1.0363e-14 | -120.3163 | 119.9428 | -1.0413e-14 | -120.3163 | 119.9428
Line6_7_8 | 0 | 0 | 0 | 0 | 0 | 0 | 0 | 0 | 0 | 0 | 0 | 0 | 9.541e-19 | -2.6609e-11 | -7.6572e-11 | -9.541e-19 | 2.6609e-11 | 7.6572e-11 | -1.2721e-18 | 7.332e-11 | 1.3218e-11 | 6.3607e-19 | -7.332e-11 | -1.3218e-11 | 0 | 0 | 0 | 0 | 0 | 0 | 1.1 | 1.0978 | 1.0936 | 1.1 | 1.0978 | 1.0936 | -1.0413e-14 | -120.3163 | 119.9428 | -1.046e-14 | -120.3163 | 119.9428
Line7_8_9 | 0 | 0 | 0 | 0 | 0 | 0 | 0 | 0 | 0 | 0 | 0 | 0 | 9.541e-19 | -8.8698e-12 | -2.5524e-11 | -9.541e-19 | 8.8698e-12 | 2.5524e-11 | -1.7419e-34 | 2.444e-11 | 4.4061e-12 | 1.7444e-34 | -2.444e-11 | -4.4061e-12 | 0 | 0 | 0 | 0 | 0 | 0 | 1.1 | 1.0978 | 1.0936 | 1.1 | 1.0978 | 1.0936 | -1.046e-14 | -120.3163 | 119.9428 | -1.0475e-14 | -120.3163 | 119.9428
Line8_8_10 | 0 | 0 | 0 | 0 | 0 | 0 | 0 | 0 | 0 | 0 | 0 | 0 | -3.1803e-19 | -8.8698e-12 | -2.5524e-11 | 3.1803e-19 | 8.8698e-12 | 2.5524e-11 | -6.3607e-19 | 2.444e-11 | 4.4061e-12 | 6.3607e-19 | -2.444e-11 | -4.4061e-12 | 0 | 0 | 0 | 0 | 0 | 0 | 1.1 | 1.0978 | 1.0936 | 1.1 | 1.0978 | 1.0936 | -1.046e-14 | -120.3163 | 119.9428 | -1.048e-14 | -120.3163 | 119.9428
Line9_3_11 | 0 | 0 | 0 | 0 | 0 | 0 | 0 | 0 | 0 | 0 | 0 | 0 | 1.1449e-17 | -6.2088e-11 | -1.7867e-10 | -1.0813e-17 | 6.2088e-11 | 1.7867e-10 | 5.7246e-18 | 1.7108e-10 | 3.0843e-11 | -4.4525e-18 | -1.7108e-10 | -3.0843e-11 | 0 | 0 | 0 | 0 | 0 | 0 | 1.1 | 1.0978 | 1.0936 | 1.1 | 1.0978 | 1.0936 | -1.0336e-14 | -120.3163 | 119.9428 | -1.051e-14 | -120.3163 | 119.9428

## LL_min_6
name | pf_ikss_a_from_ka | pf_ikss_b_from_ka | pf_ikss_c_from_ka | pf_ikss_a_to_ka | pf_ikss_b_to_ka | pf_ikss_c_to_ka | pf_skss_a_from_mw | pf_skss_b_from_mw | pf_skss_c_from_mw | pf_skss_a_to_mw | pf_skss_b_to_mw | pf_skss_c_to_mw | pf_p_a_from_mw | pf_p_b_from_mw | pf_p_c_from_mw | pf_p_a_to_mw | pf_p_b_to_mw | pf_p_c_to_mw | pf_q_a_from_mvar | pf_q_b_from_mvar | pf_q_c_from_mvar | pf_q_a_to_mvar | pf_q_b_to_mvar | pf_q_c_to_mvar | pf_ikss_a_from_degree | pf_ikss_b_from_degree | pf_ikss_c_from_degree | pf_ikss_a_to_degree | pf_ikss_b_to_degree | pf_ikss_c_to_degree | pf_vm_a_from_pu | pf_vm_b_from_pu | pf_vm_c_from_pu | pf_vm_a_to_pu | pf_vm_b_to_pu | pf_vm_c_to_pu | pf_va_a_from_degree | pf_va_b_from_degree | pf_va_c_from_degree | pf_va_a_to_degree | pf_va_b_to_degree | pf_va_c_to_degree
Line0_1_2 | 0 | 0 | 0 | 0 | 0 | 0 | 0 | 0 | 0 | 0 | 0 | 0 | 1.0547e-16 | -1.4366e-09 | -3.9666e-09 | -1.0547e-16 | 1.4366e-09 | 3.9666e-09 | 8.7893e-17 | 4.6273e-09 | -2.4518e-10 | -1.7579e-17 | -4.6273e-09 | 2.4518e-10 | 0 | 0 | 0 | 0 | 0 | 0 | 0.95 | 0.83839 | 0.68767 | 0.95 | 0.83839 | 0.68767 | -4.1062e-12 | -135.3123 | 120.9775 | -4.1068e-12 | -135.3123 | 120.9775
Line10_11_12 | 0 | 0 | 0 | 0 | 0 | 0 | 0 | 0 | 0 | 0 | 0 | 0 | 2.6368e-17 | -1.4366e-09 | -3.9666e-09 | -8.7893e-18 | 1.4366e-09 | 3.9666e-09 | 7.0314e-17 | 4.6273e-09 | -2.4518e-10 | -8.7893e-17 | -4.6273e-09 | 2.4518e-10 | 0 | 0 | 0 | 0 | 0 | 0 | 0.95 | 0.83839 | 0.68767 | 0.95 | 0.83839 | 0.68767 | -4.0986e-12 | -135.3123 | 120.9775 | -4.0945e-12 | -135.3123 | 120.9775
Line11_12_13 | 0 | 0 | 0 | 0 | 0 | 0 | 0 | 0 | 0 | 0 | 0 | 0 | -5.2736e-17 | -1.1971e-09 | -3.3055e-09 | 7.0314e-17 | 1.1971e-09 | 3.3055e-09 | 1.0547e-16 | 3.8561e-09 | -2.0432e-10 | -1.4063e-16 | -3.8561e-09 | 2.0432e-10 | 0 | 0 | 0 | 0 | 0 | 0 | 0.95 | 0.83839 | 0.68767 | 0.95 | 0.83839 | 0.68767 | -4.0945e-12 | -135.3123 | 120.9775 | -4.0908e-12 | -135.3123 | 120.9775
Line12_13_15 | 0 | 0 | 0 | 0 | 0 | 0 | 0 | 0 | 0 | 0 | 0 | 0 | -1.7579e-17 | -7.1829e-10 | -1.9833e-09 | 1.7579e-17 | 7.1829e-10 | 1.9833e-09 | 3.5157e-17 | 2.3136e-09 | -1.2259e-10 | -5.2736e-17 | -2.3137e-09 | 1.2259e-10 | 0 | 0 | 0 | 0 | 0 | 0 | 0.95 | 0.83839 | 0.68767 | 0.95 | 0.83839 | 0.68767 | -4.0908e-12 | -135.3123 | 120.9775 | -4.0892e-12 | -135.3123 | 120.9775
Line13_13_14 | 0 | 0 | 0 | 0 | 0 | 0 | 0 | 0 | 0 | 0 | 0 | 0 | 1.2551e-30 | -2.3943e-10 | -6.611e-10 | -1.7579e-17 | 2.3943e-10 | 6.611e-10 | 1.7579e-17 | 7.7122e-10 | -4.0864e-11 | -5.2736e-17 | -7.7122e-10 | 4.0864e-11 | 0 | 0 | 0 | 0 | 0 | 0 | 0.95 | 0.83839 | 0.68767 | 0.95 | 0.83839 | 0.68767 | -4.0908e-12 | -135.3123 | 120.9775 | -4.091e-12 | -135.3123 | 120.9775
Line14_15_16 | 0 | 0 | 0 | 0 | 0 | 0 | 0 | 0 | 0 | 0 | 0 | 0 | -8.7893e-18 | -4.7886e-10 | -1.3222e-09 | 2.6368e-17 | 4.7886e-10 | 1.3222e-09 | 6.2729e-31 | 1.5424e-09 | -8.1728e-11 | -1.8813e-30 | -1.5424e-09 | 8.1728e-11 | 0 | 0 | 0 | 0 | 0 | 0 | 0.95 | 0.83839 | 0.68767 | 0.95 | 0.83839 | 0.68767 | -4.0892e-12 | -135.3123 | 120.9775 | -4.088e-12 | -135.3123 | 120.9775
Line15_16_17 | 0 | 0 | 0 | 0 | 0 | 0 | 0 | 0 | 0 | 0 | 0 | 0 | 1.7579e-17 | -2.3943e-10 | -6.611e-10 | -3.5157e-17 | 2.3943e-10 | 6.611e-10 | -3.5157e-17 | 7.7122e-10 | -4.0864e-11 | 2.5082e-30 | -7.7122e-10 | 4.0864e-11 | 0 | 0 | 0 | 0 | 0 | 0 | 0.95 | 0.83839 | 0.68767 | 0.95 | 0.83839 | 0.68767 | -4.088e-12 | -135.3123 | 120.9775 | -4.0877e-12 | -135.3123 | 120.9775
Line16_4_18 | 0 | 2.5068 | 2.5068 | 0 | 2.5068 | 2.5068 | 0 | 0.57893 | 0.57893 | 0 | 0.57893 | 0.57893 | -1.4063e-16 | 0.35328 | -0.11197 | 1.4063e-16 | -0.23262 | 0.23262 | 1.4063e-16 | -0.020967 | 0.27233 | -1.4063e-16 | 0.14665 | -0.14665 | 0 | -147.7717 | 32.2283 | 0 | 32.2283 | -147.7717 | 0.95 | 0.6113 | 0.50862 | 0.95 | 0.475 | 0.475 | -4.1057e-12 | -151.1682 | 144.5775 | -4.1069e-12 | -180 | -180
Line17_5_19 | 0 | 0 | 0 | 0 | 0 | 0 | 0 | 0 | 0 | 0 | 0 | 0 | -3.5157e-17 | -2.3943e-10 | -6.611e-10 | 3.5157e-17 | 2.3943e-10 | 6.611e-10 | 2.5186e-30 | 7.7122e-10 | -4.0864e-11 | -1.7579e-17 | -7.7122e-10 | 4.0864e-11 | 0 | 0 | 0 | 0 | 0 | 0 | 0.95 | 0.83839 | 0.68767 | 0.95 | 0.83839 | 0.68767 | -4.1046e-12 | -135.3123 | 120.9775 | -4.1043e-12 | -135.3123 | 120.9775
Line1_1_3 | 0 | 0 | 0 | 0 | 0 | 0 | 0 | 0 | 0 | 0 | 0 | 0 | 5.2736e-17 | -1.9154e-09 | -5.2888e-09 | -5.2736e-17 | 1.9154e-09 | 5.2888e-09 | 1.0547e-16 | 6.1697e-09 | -3.2691e-10 | -7.0314e-17 | -6.1697e-09 | 3.2691e-10 | 0 | 0 | 0 | 0 | 0 | 0 | 0.95 | 0.83839 | 0.68767 | 0.95 | 0.83839 | 0.68767 | -4.1062e-12 | -135.3123 | 120.9775 | -4.1027e-12 | -135.3123 | 120.9775
Line2_1_4 | 0 | 2.5068 | 2.5068 | 0 | 2.5068 | 2.5068 | 0 | 0.57893 | 0.57893 | 0 | 0.57893 | 0.57893 | -1.0547e-16 | 0.47394 | 0.0086903 | 1.0547e-16 | -0.35328 | 0.11197 | 7.5587e-30 | 0.10472 | 0.39802 | 3.5157e-17 | 0.020967 | -0.27233 | 0 | -147.7717 | 32.2283 | 0 | 32.2283 | -147.7717 | 0.95 | 0.83839 | 0.68767 | 0.95 | 0.6113 | 0.50862 | -4.1062e-12 | -135.3123 | 120.9775 | -4.1057e-12 | -151.1682 | 144.5775
Line3_1_5 | 0 | 0 | 0 | 0 | 0 | 0 | 0 | 0 | 0 | 0 | 0 | 0 | -2.6368e-17 | -4.7886e-10 | -1.3222e-09 | 2.6368e-17 | 4.7886e-10 | 1.3222e-09 | 7.0314e-17 | 1.5424e-09 | -8.1728e-11 | -1.7579e-17 | -1.5424e-09 | 8.1728e-11 | 0 | 0 | 0 | 0 | 0 | 0 | 0.95 | 0.83839 | 0.68767 | 0.95 | 0.83839 | 0.68767 | -4.1062e-12 | -135.3123 | 120.9775 | -4.1046e-12 | -135.3123 | 120.9775
Line4_2_6 | 0 | 0 | 0 | 0 | 0 | 0 | 0 | 0 | 0 | 0 | 0 | 0 | 1.2305e-16 | -1.1971e-09 | -3.3055e-09 | -1.0547e-16 | 1.1971e-09 | 3.3055e-09 | 7.0314e-17 | 3.8561e-09 | -2.0432e-10 | -5.2736e-17 | -3.8561e-09 | 2.0432e-10 | 0 | 0 | 0 | 0 | 0 | 0 | 0.95 | 0.83839 | 0.68767 | 0.95 | 0.83839 | 0.68767 | -4.1068e-12 | -135.3123 | 120.9775 | -4.1059e-12 | -135.3123 | 120.9775
Line5_6_7 | 0 | 0 | 0 | 0 | 0 | 0 | 0 | 0 | 0 | 0 | 0 | 0 | 7.9103e-17 | -9.5772e-10 | -2.6444e-09 | -7.9103e-17 | 9.5772e-10 | 2.6444e-09 | 7.0314e-17 | 3.0849e-09 | -1.6346e-10 | -7.0314e-17 | -3.0849e-09 | 1.6346e-10 | 0 | 0 | 0 | 0 | 0 | 0 | 0.95 | 0.83839 | 0.68767 | 0.95 | 0.83839 | 0.68767 | -4.1059e-12 | -135.3123 | 120.9775 | -4.1041e-12 | -135.3123 | 120.9775
Line6_7_8 | 0 | 0 | 0 | 0 | 0 | 0 | 0 | 0 | 0 | 0 | 0 | 0 | -2.6368e-17 | -7.1829e-10 | -1.9833e-09 | 2.6368e-17 | 7.1829e-10 | 1.9833e-09 | 8.7893e-17 | 2.3136e-09 | -1.2259e-10 | -1.2305e-16 | -2.3136e-09 | 1.2259e-10 | 0 | 0 | 0 | 0 | 0 | 0 | 0.95 | 0.83839 | 0.68767 | 0.95 | 0.83839 | 0.68767 | -4.1041e-12 | -135.3123 | 120.9775 | -4.1019e-12 | -135.3123 | 120.9775
Line7_8_9 | 0 | 0 | 0 | 0 | 0 | 0 | 0 | 0 | 0 | 0 | 0 | 0 | 1.7579e-17 | -2.3943e-10 | -6.611e-10 | -1.7579e-17 | 2.3943e-10 | 6.611e-10 | 1.7579e-17 | 7.7122e-10 | -4.0864e-11 | -3.5157e-17 | -7.7122e-10 | 4.0864e-11 | 0 | 0 | 0 | 0 | 0 | 0 | 0.95 | 0.83839 | 0.68767 | 0.95 | 0.83839 | 0.68767 | -4.1019e-12 | -135.3123 | 120.9775 | -4.102e-12 | -135.3123 | 120.9775
Line8_8_10 | 0 | 0 | 0 | 0 | 0 | 0 | 0 | 0 | 0 | 0 | 0 | 0 | -2.6368e-17 | -2.3943e-10 | -6.611e-10 | 2.6368e-17 | 2.3943e-10 | 6.611e-10 | 3.5157e-17 | 7.7122e-10 | -4.0864e-11 | -5.2736e-17 | -7.7122e-10 | 4.0864e-11 | 0 | 0 | 0 | 0 | 0 | 0 | 0.95 | 0.83839 | 0.68767 | 0.95 | 0.83839 | 0.68767 | -4.1019e-12 | -135.3123 | 120.9775 | -4.1012e-12 | -135.3123 | 120.9775
Line9_3_11 | 0 | 0 | 0 | 0 | 0 | 0 | 0 | 0 | 0 | 0 | 0 | 0 | -1.7579e-17 | -1.676e-09 | -4.6277e-09 | 1.7579e-17 | 1.676e-09 | 4.6277e-09 | 1.2305e-16 | 5.3985e-09 | -2.8605e-10 | -1.2305e-16 | -5.3985e-09 | 2.8605e-10 | 0 | 0 | 0 | 0 | 0 | 0 | 0.95 | 0.83839 | 0.68767 | 0.95 | 0.83839 | 0.68767 | -4.1027e-12 | -135.3123 | 120.9775 | -4.0986e-12 | -135.3123 | 120.9775

## LL_min_10
name | pf_ikss_a_from_ka | pf_ikss_b_from_ka | pf_ikss_c_from_ka | pf_ikss_a_to_ka | pf_ikss_b_to_ka | pf_ikss_c_to_ka | pf_skss_a_from_mw | pf_skss_b_from_mw | pf_skss_c_from_mw | pf_skss_a_to_mw | pf_skss_b_to_mw | pf_skss_c_to_mw | pf_p_a_from_mw | pf_p_b_from_mw | pf_p_c_from_mw | pf_p_a_to_mw | pf_p_b_to_mw | pf_p_c_to_mw | pf_q_a_from_mvar | pf_q_b_from_mvar | pf_q_c_from_mvar | pf_q_a_to_mvar | pf_q_b_to_mvar | pf_q_c_to_mvar | pf_ikss_a_from_degree | pf_ikss_b_from_degree | pf_ikss_c_from_degree | pf_ikss_a_to_degree | pf_ikss_b_to_degree | pf_ikss_c_to_degree | pf_vm_a_from_pu | pf_vm_b_from_pu | pf_vm_c_from_pu | pf_vm_a_to_pu | pf_vm_b_to_pu | pf_vm_c_to_pu | pf_va_a_from_degree | pf_va_b_from_degree | pf_va_c_from_degree | pf_va_a_to_degree | pf_va_b_to_degree | pf_va_c_to_degree
Line0_1_2 | 0 | 0 | 0 | 0 | 0 | 0 | 0 | 0 | 0 | 0 | 0 | 0 | 1.4155e-16 | -1.2893e-09 | -3.56e-09 | -1.5821e-16 | 1.2893e-09 | 3.56e-09 | 4.996e-17 | 4.153e-09 | -2.2005e-10 | -4.996e-17 | -4.153e-09 | 2.2005e-10 | 0 | 0 | 0 | 0 | 0 | 0 | 0.9 | 0.79426 | 0.65148 | 0.9 | 0.79426 | 0.65148 | -3.4114e-12 | -135.3123 | 120.9775 | -3.4124e-12 | -135.3123 | 120.9775
Line10_11_12 | 0 | 0 | 0 | 0 | 0 | 0 | 0 | 0 | 0 | 0 | 0 | 0 | -3.3307e-17 | -1.2893e-09 | -3.56e-09 | 1.6653e-17 | 1.2893e-09 | 3.56e-09 | 1.4988e-16 | 4.153e-09 | -2.2006e-10 | -1.4988e-16 | -4.153e-09 | 2.2006e-10 | 0 | 0 | 0 | 0 | 0 | 0 | 0.9 | 0.79426 | 0.65148 | 0.9 | 0.79426 | 0.65148 | -3.4038e-12 | -135.3123 | 120.9775 | -3.3997e-12 | -135.3123 | 120.9775
Line11_12_13 | 0 | 0 | 0 | 0 | 0 | 0 | 0 | 0 | 0 | 0 | 0 | 0 | -3.3307e-17 | -1.0744e-09 | -2.9667e-09 | 1.6653e-17 | 1.0744e-09 | 2.9667e-09 | 8.3267e-17 | 3.4609e-09 | -1.8338e-10 | -1.1657e-16 | -3.4609e-09 | 1.8338e-10 | 0 | 0 | 0 | 0 | 0 | 0 | 0.9 | 0.79426 | 0.65148 | 0.9 | 0.79426 | 0.65148 | -3.3997e-12 | -135.3123 | 120.9775 | -3.396e-12 | -135.3123 | 120.9775
Line12_13_15 | 0 | 0 | 0 | 0 | 0 | 0 | 0 | 0 | 0 | 0 | 0 | 0 | -8.3267e-18 | -6.4467e-10 | -1.78e-09 | 8.3267e-18 | 6.4467e-10 | 1.78e-09 | 1.6653e-17 | 2.0765e-09 | -1.1003e-10 | -4.933e-31 | -2.0765e-09 | 1.1003e-10 | 0 | 0 | 0 | 0 | 0 | 0 | 0.9 | 0.79426 | 0.65148 | 0.9 | 0.79426 | 0.65148 | -3.396e-12 | -135.3123 | 120.9775 | -3.3944e-12 | -135.3123 | 120.9775
Line13_13_14 | 0 | 0 | 0 | 0 | 0 | 0 | 0 | 0 | 0 | 0 | 0 | 0 | 2.498e-17 | -2.1489e-10 | -5.9334e-10 | -2.498e-17 | 2.1489e-10 | 5.9334e-10 | 3.3307e-17 | 6.9217e-10 | -3.6676e-11 | 1.4807e-30 | -6.9217e-10 | 3.6676e-11 | 0 | 0 | 0 | 0 | 0 | 0 | 0.9 | 0.79426 | 0.65148 | 0.9 | 0.79426 | 0.65148 | -3.396e-12 | -135.3123 | 120.9775 | -3.3962e-12 | -135.3123 | 120.9775
Line14_15_16 | 0 | 0 | 0 | 0 | 0 | 0 | 0 | 0 | 0 | 0 | 0 | 0 | -3.3307e-17 | -4.2978e-10 | -1.1867e-09 | 3.3307e-17 | 4.2978e-10 | 1.1867e-09 | 4.996e-17 | 1.3843e-09 | -7.3352e-11 | -4.996e-17 | -1.3843e-09 | 7.3352e-11 | 0 | 0 | 0 | 0 | 0 | 0 | 0.9 | 0.79426 | 0.65148 | 0.9 | 0.79426 | 0.65148 | -3.3944e-12 | -135.3123 | 120.9775 | -3.3932e-12 | -135.3123 | 120.9775
Line15_16_17 | 0 | 0 | 0 | 0 | 0 | 0 | 0 | 0 | 0 | 0 | 0 | 0 | 8.3267e-18 | -2.1489e-10 | -5.9334e-10 | 8.3267e-18 | 2.1489e-10 | 5.9334e-10 | 4.996e-17 | 6.9217e-10 | -3.6676e-11 | -4.9308e-31 | -6.9217e-10 | 3.6676e-11 | 0 | 0 | 0 | 0 | 0 | 0 | 0.9 | 0.79426 | 0.65148 | 0.9 | 0.79426 | 0.65148 | -3.3932e-12 | -135.3123 | 120.9775 | -3.3929e-12 | -135.3123 | 120.9775
Line16_4_18 | 0 | 2.3749 | 2.3749 | 0 | 2.3749 | 2.3749 | 0 | 0.54846 | 0.54846 | 0 | 0.54846 | 0.54846 | 6.6613e-17 | 0.31707 | -0.10049 | 0 | -0.20878 | 0.20878 | -6.6613e-17 | -0.018818 | 0.24442 | 0 | 0.13162 | -0.13162 | 0 | -147.7717 | 32.2283 | 0 | 32.2283 | -147.7717 | 0.9 | 0.57913 | 0.48185 | 0.9 | 0.45 | 0.45 | -3.4107e-12 | -151.1682 | 144.5775 | -3.4116e-12 | -180 | -180
Line17_5_19 | 0 | 0 | 0 | 0 | 0 | 0 | 0 | 0 | 0 | 0 | 0 | 0 | -1.6653e-17 | -2.1489e-10 | -5.9334e-10 | 1.6653e-17 | 2.1489e-10 | 5.9334e-10 | 3.3307e-17 | 6.9217e-10 | -3.6676e-11 | -1.6653e-17 | -6.9217e-10 | 3.6676e-11 | 0 | 0 | 0 | 0 | 0 | 0 | 0.9 | 0.79426 | 0.65148 | 0.9 | 0.79426 | 0.65148 | -3.4098e-12 | -135.3123 | 120.9775 | -3.4095e-12 | -135.3123 | 120.9775
Line1_1_3 | 0 | 0 | 0 | 0 | 0 | 0 | 0 | 0 | 0 | 0 | 0 | 0 | 4.996e-17 | -1.7191e-09 | -4.7467e-09 | -4.996e-17 | 1.7191e-09 | 4.7467e-09 | 8.3267e-17 | 5.5374e-09 | -2.9341e-10 | -8.3267e-17 | -5.5374e-09 | 2.9341e-10 | 0 | 0 | 0 | 0 | 0 | 0 | 0.9 | 0.79426 | 0.65148 | 0.9 | 0.79426 | 0.65148 | -3.4114e-12 | -135.3123 | 120.9775 | -3.4079e-12 | -135.3123 | 120.9775
Line2_1_4 | 0 | 2.3749 | 2.3749 | 0 | 2.3749 | 2.3749 | 0 | 0.54846 | 0.54846 | 0 | 0.54846 | 0.54846 | -9.992e-17 | 0.42536 | 0.0077996 | 9.992e-17 | -0.31707 | 0.10049 | 5.9492e-30 | 0.093984 | 0.35722 | -3.3307e-17 | 0.018818 | -0.24442 | 0 | -147.7717 | 32.2283 | 0 | 32.2283 | -147.7717 | 0.9 | 0.79426 | 0.65148 | 0.9 | 0.57913 | 0.48185 | -3.4114e-12 | -135.3123 | 120.9775 | -3.4107e-12 | -151.1682 | 144.5775
Line3_1_5 | 0 | 0 | 0 | 0 | 0 | 0 | 0 | 0 | 0 | 0 | 0 | 0 | -2.498e-17 | -4.2978e-10 | -1.1867e-09 | 2.498e-17 | 4.2978e-10 | 1.1867e-09 | 4.996e-17 | 1.3843e-09 | -7.3352e-11 | -4.996e-17 | -1.3843e-09 | 7.3352e-11 | 0 | 0 | 0 | 0 | 0 | 0 | 0.9 | 0.79426 | 0.65148 | 0.9 | 0.79426 | 0.65148 | -3.4114e-12 | -135.3123 | 120.9775 | -3.4098e-12 | -135.3123 | 120.9775
Line4_2_6 | 0 | 0 | 0 | 0 | 0 | 0 | 0 | 0 | 0 | 0 | 0 | 0 | 1.1657e-16 | -1.0744e-09 | -2.9667e-09 | -1.1657e-16 | 1.0744e-09 | 2.9667e-09 | 3.3307e-17 | 3.4609e-09 | -1.8338e-10 | -1.6653e-17 | -3.4609e-09 | 1.8338e-10 | 0 | 0 | 0 | 0 | 0 | 0 | 0.9 | 0.79426 | 0.65148 | 0.9 | 0.79426 | 0.65148 | -3.4124e-12 | -135.3123 | 120.9775 | -3.4114e-12 | -135.3123 | 120.9775
Line5_6_7 | 0 | 0 | 0 | 0 | 0 | 0 | 0 | 0 | 0 | 0 | 0 | 0 | 5.8287e-17 | -8.5956e-10 | -2.3734e-09 | -5.8287e-17 | 8.5956e-10 | 2.3734e-09 | 8.3267e-17 | 2.7687e-09 | -1.467e-10 | -6.6613e-17 | -2.7687e-09 | 1.467e-10 | 0 | 0 | 0 | 0 | 0 | 0 | 0.9 | 0.79426 | 0.65148 | 0.9 | 0.79426 | 0.65148 | -3.4114e-12 | -135.3123 | 120.9775 | -3.4094e-12 | -135.3123 | 120.9775
Line6_7_8 | 0 | 0 | 0 | 0 | 0 | 0 | 0 | 0 | 0 | 0 | 0 | 0 | 4.9549e-30 | -6.4467e-10 | -1.78e-09 | -5.9426e-30 | 6.4467e-10 | 1.78e-09 | 8.3267e-17 | 2.0765e-09 | -1.1003e-10 | -9.992e-17 | -2.0765e-09 | 1.1003e-10 | 0 | 0 | 0 | 0 | 0 | 0 | 0.9 | 0.79426 | 0.65148 | 0.9 | 0.79426 | 0.65148 | -3.4094e-12 | -135.3123 | 120.9775 | -3.4076e-12 | -135.3123 | 120.9775
Line7_8_9 | 0 | 0 | 0 | 0 | 0 | 0 | 0 | 0 | 0 | 0 | 0 | 0 | 8.3267e-18 | -2.1489e-10 | -5.9334e-10 | -8.3267e-18 | 2.1489e-10 | 5.9334e-10 | 1.6653e-17 | 6.9217e-10 | -3.6676e-11 | -4.996e-17 | -6.9217e-10 | 3.6676e-11 | 0 | 0 | 0 | 0 | 0 | 0 | 0.9 | 0.79426 | 0.65148 | 0.9 | 0.79426 | 0.65148 | -3.4076e-12 | -135.3123 | 120.9775 | -3.4077e-12 | -135.3123 | 120.9775
Line8_8_10 | 0 | 0 | 0 | 0 | 0 | 0 | 0 | 0 | 0 | 0 | 0 | 0 | 3.3307e-17 | -2.1489e-10 | -5.9334e-10 | -3.3307e-17 | 2.1489e-10 | 5.9334e-10 | -1.9809e-30 | 6.9217e-10 | -3.6676e-11 | 1.9806e-30 | -6.9217e-10 | 3.6676e-11 | 0 | 0 | 0 | 0 | 0 | 0 | 0.9 | 0.79426 | 0.65148 | 0.9 | 0.79426 | 0.65148 | -3.4076e-12 | -135.3123 | 120.9775 | -3.4072e-12 | -135.3123 | 120.9775
Line9_3_11 | 0 | 0 | 0 | 0 | 0 | 0 | 0 | 0 | 0 | 0 | 0 | 0 | -8.3267e-18 | -1.5042e-09 | -4.1534e-09 | 8.3267e-18 | 1.5042e-09 | 4.1534e-09 | 3.3307e-17 | 4.8452e-09 | -2.5673e-10 | -3.3307e-17 | -4.8452e-09 | 2.5673e-10 | 0 | 0 | 0 | 0 | 0 | 0 | 0.9 | 0.79426 | 0.65148 | 0.9 | 0.79426 | 0.65148 | -3.4079e-12 | -135.3123 | 120.9775 | -3.4038e-12 | -135.3123 | 120.9775

## LL_min_fault_6
name | pf_ikss_a_from_ka | pf_ikss_b_from_ka | pf_ikss_c_from_ka | pf_ikss_a_to_ka | pf_ikss_b_to_ka | pf_ikss_c_to_ka | pf_skss_a_from_mw | pf_skss_b_from_mw | pf_skss_c_from_mw | pf_skss_a_to_mw | pf_skss_b_to_mw | pf_skss_c_to_mw | pf_p_a_from_mw | pf_p_b_from_mw | pf_p_c_from_mw | pf_p_a_to_mw | pf_p_b_to_mw | pf_p_c_to_mw | pf_q_a_from_mvar | pf_q_b_from_mvar | pf_q_c_from_mvar | pf_q_a_to_mvar | pf_q_b_to_mvar | pf_q_c_to_mvar | pf_ikss_a_from_degree | pf_ikss_b_from_degree | pf_ikss_c_from_degree | pf_ikss_a_to_degree | pf_ikss_b_to_degree | pf_ikss_c_to_degree | pf_vm_a_from_pu | pf_vm_b_from_pu | pf_vm_c_from_pu | pf_vm_a_to_pu | pf_vm_b_to_pu | pf_vm_c_to_pu | pf_va_a_from_degree | pf_va_b_from_degree | pf_va_c_from_degree | pf_va_a_to_degree | pf_va_b_to_degree | pf_va_c_to_degree
Line0_1_2 | 0 | 0 | 0 | 0 | 0 | 0 | 0 | 0 | 0 | 0 | 0 | 0 | 1.442e-18 | -3.8862e-11 | -1.1288e-10 | -1.7167e-18 | 3.8862e-11 | 1.1288e-10 | 1.648e-18 | 1.0829e-10 | 1.9912e-11 | -1.648e-18 | -1.0829e-10 | -1.9912e-11 | 0 | 0 | 0 | 0 | 0 | 0 | 0.95 | 0.94812 | 0.94457 | 0.95 | 0.94812 | 0.94457 | -7.4696e-14 | -120.3131 | 119.9422 | -7.4699e-14 | -120.3131 | 119.9422
Line10_11_12 | 0 | 0 | 0 | 0 | 0 | 0 | 0 | 0 | 0 | 0 | 0 | 0 | 2.7466e-19 | -3.8862e-11 | -1.1288e-10 | -2.7466e-19 | 3.8862e-11 | 1.1288e-10 | 2.1973e-18 | 1.0829e-10 | 1.9912e-11 | -1.648e-18 | -1.0829e-10 | -1.9912e-11 | 0 | 0 | 0 | 0 | 0 | 0 | 0.95 | 0.94812 | 0.94457 | 0.95 | 0.94812 | 0.94457 | -7.4561e-14 | -120.3131 | 119.9422 | -7.4486e-14 | -120.3131 | 119.9422
Line11_12_13 | 0 | 0 | 0 | 0 | 0 | 0 | 0 | 0 | 0 | 0 | 0 | 0 | 3.4333e-19 | -3.2385e-11 | -9.4068e-11 | -3.4333e-19 | 3.2385e-11 | 9.4068e-11 | 2.7466e-18 | 9.0245e-11 | 1.6593e-11 | -2.7466e-18 | -9.0245e-11 | -1.6593e-11 | 0 | 0 | 0 | 0 | 0 | 0 | 0.95 | 0.94812 | 0.94457 | 0.95 | 0.94812 | 0.94457 | -7.4486e-14 | -120.3131 | 119.9422 | -7.4415e-14 | -120.3131 | 119.9422
Line12_13_15 | 0 | 0 | 0 | 0 | 0 | 0 | 0 | 0 | 0 | 0 | 0 | 0 | -6.8666e-19 | -1.9431e-11 | -5.6441e-11 | 4.12e-19 | 1.9431e-11 | 5.6441e-11 | 1.0987e-18 | 5.4147e-11 | 9.9561e-12 | -1.0987e-18 | -5.4147e-11 | -9.9561e-12 | 0 | 0 | 0 | 0 | 0 | 0 | 0.95 | 0.94812 | 0.94457 | 0.95 | 0.94812 | 0.94457 | -7.4415e-14 | -120.3131 | 119.9422 | -7.4377e-14 | -120.3131 | 119.9422
Line13_13_14 | 0 | 0 | 0 | 0 | 0 | 0 | 0 | 0 | 0 | 0 | 0 | 0 | 2.06e-19 | -6.477e-12 | -1.8814e-11 | -4.8066e-19 | 6.477e-12 | 1.8814e-11 | 5.4933e-19 | 1.8049e-11 | 3.3187e-12 | -5.4933e-19 | -1.8049e-11 | -3.3187e-12 | 0 | 0 | 0 | 0 | 0 | 0 | 0.95 | 0.94812 | 0.94457 | 0.95 | 0.94812 | 0.94457 | -7.4415e-14 | -120.3131 | 119.9422 | -7.4416e-14 | -120.3131 | 119.9422
Line14_15_16 | 0 | 0 | 0 | 0 | 0 | 0 | 0 | 0 | 0 | 0 | 0 | 0 | -4.12e-19 | -1.2954e-11 | -3.7627e-11 | 1.3733e-19 | 1.2954e-11 | 3.7627e-11 | 1.648e-18 | 3.6098e-11 | 6.6374e-12 | -1.0987e-18 | -3.6098e-11 | -6.6374e-12 | 0 | 0 | 0 | 0 | 0 | 0 | 0.95 | 0.94812 | 0.94457 | 0.95 | 0.94812 | 0.94457 | -7.4377e-14 | -120.3131 | 119.9422 | -7.4345e-14 | -120.3131 | 119.9422
Line15_16_17 | 0 | 0 | 0 | 0 | 0 | 0 | 0 | 0 | 0 | 0 | 0 | 0 | 7.1279e-34 | -6.477e-12 | -1.8814e-11 | -2.7466e-19 | 6.477e-12 | 1.8814e-11 | 5.4933e-19 | 1.8049e-11 | 3.3187e-12 | 3.5633e-34 | -1.8049e-11 | -3.3187e-12 | 0 | 0 | 0 | 0 | 0 | 0 | 0.95 | 0.94812 | 0.94457 | 0.95 | 0.94812 | 0.94457 | -7.4345e-14 | -120.3131 | 119.9422 | -7.4332e-14 | -120.3131 | 119.9422
Line16_4_18 | 0 | 0.052639 | 0.052639 | 0 | 0.052639 | 0.052639 | 0 | 0.012156 | 0.012156 | 0 | 0.012156 | 0.012156 | -1.0987e-18 | 0.011082 | 0.0028784 | 1.4326e-33 | -0.011029 | -0.0028252 | 1.0987e-18 | 0.0029185 | 0.011047 | 1.0987e-18 | -0.0028631 | -0.010991 | 0 | -135.266 | 44.734 | 0 | 44.734 | -135.266 | 0.95 | 0.94272 | 0.93905 | 0.95 | 0.93734 | 0.93354 | -7.468e-14 | -120.5122 | 120.1294 | -7.4709e-14 | -120.7135 | 120.3187
Line17_5_19 | 0 | 0 | 0 | 0 | 0 | 0 | 0 | 0 | 0 | 0 | 0 | 0 | -5.4933e-19 | -6.477e-12 | -1.8814e-11 | 2.7466e-19 | 6.477e-12 | 1.8814e-11 | 7.1575e-34 | 1.8049e-11 | 3.3187e-12 | -5.4933e-19 | -1.8049e-11 | -3.3187e-12 | 0 | 0 | 0 | 0 | 0 | 0 | 0.95 | 0.94812 | 0.94457 | 0.95 | 0.94812 | 0.94457 | -7.4654e-14 | -120.3131 | 119.9422 | -7.4641e-14 | -120.3131 | 119.9422
Line1_1_3 | 0 | 0 | 0 | 0 | 0 | 0 | 0 | 0 | 0 | 0 | 0 | 0 | 2.266e-18 | -5.1816e-11 | -1.5051e-10 | -1.9913e-18 | 5.1816e-11 | 1.5051e-10 | 2.7466e-18 | 1.4439e-10 | 2.655e-11 | -2.7466e-18 | -1.4439e-10 | -2.655e-11 | 0 | 0 | 0 | 0 | 0 | 0 | 0.95 | 0.94812 | 0.94457 | 0.95 | 0.94812 | 0.94457 | -7.4696e-14 | -120.3131 | 119.9422 | -7.4635e-14 | -120.3131 | 119.9422
Line2_1_4 | 0 | 0.052639 | 0.052639 | 0 | 0.052639 | 0.052639 | 0 | 0.012156 | 0.012156 | 0 | 0.012156 | 0.012156 | -1.0987e-18 | 0.011136 | 0.0029316 | 5.4933e-19 | -0.011082 | -0.0028784 | 2.1973e-18 | 0.0029739 | 0.011102 | -1.0987e-18 | -0.0029185 | -0.011047 | 0 | -135.266 | 44.734 | 0 | 44.734 | -135.266 | 0.95 | 0.94812 | 0.94457 | 0.95 | 0.94272 | 0.93905 | -7.4696e-14 | -120.3131 | 119.9422 | -7.468e-14 | -120.5122 | 120.1294
Line3_1_5 | 0 | 0 | 0 | 0 | 0 | 0 | 0 | 0 | 0 | 0 | 0 | 0 | -2.7466e-19 | -1.2954e-11 | -3.7627e-11 | 2.7466e-19 | 1.2954e-11 | 3.7627e-11 | 1.648e-18 | 3.6098e-11 | 6.6374e-12 | -1.0987e-18 | -3.6098e-11 | -6.6374e-12 | 0 | 0 | 0 | 0 | 0 | 0 | 0.95 | 0.94812 | 0.94457 | 0.95 | 0.94812 | 0.94457 | -7.4696e-14 | -120.3131 | 119.9422 | -7.4654e-14 | -120.3131 | 119.9422
Line4_2_6 | 0 | 0 | 0 | 0 | 0 | 0 | 0 | 0 | 0 | 0 | 0 | 0 | 2.8153e-18 | -3.2385e-11 | -9.4068e-11 | -3.09e-18 | 3.2385e-11 | 9.4068e-11 | 1.0987e-18 | 9.0245e-11 | 1.6593e-11 | -1.648e-18 | -9.0245e-11 | -1.6593e-11 | 0 | 0 | 0 | 0 | 0 | 0 | 0.95 | 0.94812 | 0.94457 | 0.95 | 0.94812 | 0.94457 | -7.4699e-14 | -120.3131 | 119.9422 | -7.4678e-14 | -120.3131 | 119.9422
Line5_6_7 | 0 | 0 | 0 | 0 | 0 | 0 | 0 | 0 | 0 | 0 | 0 | 0 | 8.2399e-19 | -2.5908e-11 | -7.5255e-11 | -1.0987e-18 | 2.5908e-11 | 7.5255e-11 | 1.0987e-18 | 7.2196e-11 | 1.3275e-11 | -2.1973e-18 | -7.2196e-11 | -1.3275e-11 | 0 | 0 | 0 | 0 | 0 | 0 | 0.95 | 0.94812 | 0.94457 | 0.95 | 0.94812 | 0.94457 | -7.4678e-14 | -120.3131 | 119.9422 | -7.4643e-14 | -120.3131 | 119.9422
Line6_7_8 | 0 | 0 | 0 | 0 | 0 | 0 | 0 | 0 | 0 | 0 | 0 | 0 | 3.4333e-19 | -1.9431e-11 | -5.6441e-11 | -6.18e-19 | 1.9431e-11 | 5.6441e-11 | 5.4933e-19 | 5.4147e-11 | 9.9561e-12 | -1.0987e-18 | -5.4147e-11 | -9.9561e-12 | 0 | 0 | 0 | 0 | 0 | 0 | 0.95 | 0.94812 | 0.94457 | 0.95 | 0.94812 | 0.94457 | -7.4643e-14 | -120.3131 | 119.9422 | -7.4587e-14 | -120.3131 | 119.9422
Line7_8_9 | 0 | 0 | 0 | 0 | 0 | 0 | 0 | 0 | 0 | 0 | 0 | 0 | 4.8066e-19 | -6.477e-12 | -1.8814e-11 | -2.06e-19 | 6.477e-12 | 1.8814e-11 | 1.0987e-18 | 1.8049e-11 | 3.3187e-12 | -1.0987e-18 | -1.8049e-11 | -3.3187e-12 | 0 | 0 | 0 | 0 | 0 | 0 | 0.95 | 0.94812 | 0.94457 | 0.95 | 0.94812 | 0.94457 | -7.4587e-14 | -120.3131 | 119.9422 | -7.4588e-14 | -120.3131 | 119.9422
Line8_8_10 | 0 | 0 | 0 | 0 | 0 | 0 | 0 | 0 | 0 | 0 | 0 | 0 | -2.06e-19 | -6.477e-12 | -1.8814e-11 | 2.06e-19 | 6.477e-12 | 1.8814e-11 | 1.0987e-18 | 1.8049e-11 | 3.3187e-12 | -1.0987e-18 | -1.8049e-11 | -3.3187e-12 | 0 | 0 | 0 | 0 | 0 | 0 | 0.95 | 0.94812 | 0.94457 | 0.95 | 0.94812 | 0.94457 | -7.4587e-14 | -120.3131 | 119.9422 | -7.4566e-14 | -120.3131 | 119.9422
Line9_3_11 | 0 | 0 | 0 | 0 | 0 | 0 | 0 | 0 | 0 | 0 | 0 | 0 | 5.4933e-19 | -4.5339e-11 | -1.317e-10 | -2.7466e-19 | 4.5339e-11 | 1.317e-10 | 3.296e-18 | 1.2634e-10 | 2.3231e-11 | -2.7466e-18 | -1.2634e-10 | -2.3231e-11 | 0 | 0 | 0 | 0 | 0 | 0 | 0.95 | 0.94812 | 0.94457 | 0.95 | 0.94812 | 0.94457 | -7.4635e-14 | -120.3131 | 119.9422 | -7.4561e-14 | -120.3131 | 119.9422

## LL_min_fault_10
name | pf_ikss_a_from_ka | pf_ikss_b_from_ka | pf_ikss_c_from_ka | pf_ikss_a_to_ka | pf_ikss_b_to_ka | pf_ikss_c_to_ka | pf_skss_a_from_mw | pf_skss_b_from_mw | pf_skss_c_from_mw | pf_skss_a_to_mw | pf_skss_b_to_mw | pf_skss_c_to_mw | pf_p_a_from_mw | pf_p_b_from_mw | pf_p_c_from_mw | pf_p_a_to_mw | pf_p_b_to_mw | pf_p_c_to_mw | pf_q_a_from_mvar | pf_q_b_from_mvar | pf_q_c_from_mvar | pf_q_a_to_mvar | pf_q_b_to_mvar | pf_q_c_to_mvar | pf_ikss_a_from_degree | pf_ikss_b_from_degree | pf_ikss_c_from_degree | pf_ikss_a_to_degree | pf_ikss_b_to_degree | pf_ikss_c_to_degree | pf_vm_a_from_pu | pf_vm_b_from_pu | pf_vm_c_from_pu | pf_vm_a_to_pu | pf_vm_b_to_pu | pf_vm_c_to_pu | pf_va_a_from_degree | pf_va_b_from_degree | pf_va_c_from_degree | pf_va_a_to_degree | pf_va_b_to_degree | pf_va_c_to_degree
Line0_1_2 | 0 | 0 | 0 | 0 | 0 | 0 | 0 | 0 | 0 | 0 | 0 | 0 | 2.1467e-18 | -3.4879e-11 | -1.0131e-10 | -2.4069e-18 | 3.4879e-11 | 1.0131e-10 | 5.2042e-19 | 9.7195e-11 | 1.7871e-11 | -5.2042e-19 | -9.7195e-11 | -1.7871e-11 | 0 | 0 | 0 | 0 | 0 | 0 | 0.9 | 0.89822 | 0.89485 | 0.9 | 0.89822 | 0.89485 | -8.0024e-14 | -120.3131 | 119.9422 | -8.0007e-14 | -120.3131 | 119.9422
Line10_11_12 | 0 | 0 | 0 | 0 | 0 | 0 | 0 | 0 | 0 | 0 | 0 | 0 | 1.1709e-18 | -3.4879e-11 | -1.0131e-10 | -1.1709e-18 | 3.4879e-11 | 1.0131e-10 | 2.0817e-18 | 9.7195e-11 | 1.7871e-11 | -2.6021e-18 | -9.7195e-11 | -1.7871e-11 | 0 | 0 | 0 | 0 | 0 | 0 | 0.9 | 0.89822 | 0.89485 | 0.9 | 0.89822 | 0.89485 | -7.989e-14 | -120.3131 | 119.9422 | -7.9815e-14 | -120.3131 | 119.9422
Line11_12_13 | 0 | 0 | 0 | 0 | 0 | 0 | 0 | 0 | 0 | 0 | 0 | 0 | 5.8547e-19 | -2.9066e-11 | -8.4427e-11 | -5.8547e-19 | 2.9066e-11 | 8.4427e-11 | 3.1225e-18 | 8.0996e-11 | 1.4893e-11 | -3.6429e-18 | -8.0996e-11 | -1.4893e-11 | 0 | 0 | 0 | 0 | 0 | 0 | 0.9 | 0.89822 | 0.89485 | 0.9 | 0.89822 | 0.89485 | -7.9815e-14 | -120.3131 | 119.9422 | -7.9743e-14 | -120.3131 | 119.9422
Line12_13_15 | 0 | 0 | 0 | 0 | 0 | 0 | 0 | 0 | 0 | 0 | 0 | 0 | -3.9031e-19 | -1.7439e-11 | -5.0656e-11 | -1.301e-19 | 1.7439e-11 | 5.0656e-11 | 1.0408e-18 | 4.8598e-11 | 8.9356e-12 | -5.2042e-19 | -4.8598e-11 | -8.9356e-12 | 0 | 0 | 0 | 0 | 0 | 0 | 0.9 | 0.89822 | 0.89485 | 0.9 | 0.89822 | 0.89485 | -7.9743e-14 | -120.3131 | 119.9422 | -7.9706e-14 | -120.3131 | 119.9422
Line13_13_14 | 0 | 0 | 0 | 0 | 0 | 0 | 0 | 0 | 0 | 0 | 0 | 0 | 1.9516e-19 | -5.8131e-12 | -1.6885e-11 | -1.9516e-19 | 5.8131e-12 | 1.6885e-11 | 5.2042e-19 | 1.6199e-11 | 2.9786e-12 | 2.7162e-34 | -1.6199e-11 | -2.9786e-12 | 0 | 0 | 0 | 0 | 0 | 0 | 0.9 | 0.89822 | 0.89485 | 0.9 | 0.89822 | 0.89485 | -7.9743e-14 | -120.3131 | 119.9422 | -7.9744e-14 | -120.3131 | 119.9422
Line14_15_16 | 0 | 0 | 0 | 0 | 0 | 0 | 0 | 0 | 0 | 0 | 0 | 0 | -9.1073e-19 | -1.1626e-11 | -3.3771e-11 | 6.5052e-19 | 1.1626e-11 | 3.3771e-11 | 1.0408e-18 | 3.2398e-11 | 5.9571e-12 | -1.5613e-18 | -3.2398e-11 | -5.9571e-12 | 0 | 0 | 0 | 0 | 0 | 0 | 0.9 | 0.89822 | 0.89485 | 0.9 | 0.89822 | 0.89485 | -7.9706e-14 | -120.3131 | 119.9422 | -7.9673e-14 | -120.3131 | 119.9422
Line15_16_17 | 0 | 0 | 0 | 0 | 0 | 0 | 0 | 0 | 0 | 0 | 0 | 0 | -4.5536e-19 | -5.8131e-12 | -1.6885e-11 | 4.5536e-19 | 5.8131e-12 | 1.6885e-11 | 5.2042e-19 | 1.6199e-11 | 2.9785e-12 | -5.2042e-19 | -1.6199e-11 | -2.9786e-12 | 0 | 0 | 0 | 0 | 0 | 0 | 0.9 | 0.89822 | 0.89485 | 0.9 | 0.89822 | 0.89485 | -7.9673e-14 | -120.3131 | 119.9422 | -7.9661e-14 | -120.3131 | 119.9422
Line16_4_18 | 0 | 0.049869 | 0.049869 | 0 | 0.049869 | 0.049869 | 0 | 0.011517 | 0.011517 | 0 | 0.011517 | 0.011517 | -3.1225e-18 | 0.0099465 | 0.0025834 | 1.0408e-18 | -0.0098987 | -0.0025356 | 5.2042e-18 | 0.0026194 | 0.0099144 | -3.1225e-18 | -0.0025697 | -0.0098647 | 0 | -135.266 | 44.734 | 0 | 44.734 | -135.266 | 0.9 | 0.89311 | 0.88962 | 0.9 | 0.888 | 0.8844 | -7.9987e-14 | -120.5122 | 120.1294 | -7.999e-14 | -120.7135 | 120.3187
Line17_5_19 | 0 | 0 | 0 | 0 | 0 | 0 | 0 | 0 | 0 | 0 | 0 | 0 | -1.301e-18 | -5.8131e-12 | -1.6885e-11 | 1.0408e-18 | 5.8131e-12 | 1.6885e-11 | 1.5613e-18 | 1.6199e-11 | 2.9785e-12 | -2.0817e-18 | -1.6199e-11 | -2.9785e-12 | 0 | 0 | 0 | 0 | 0 | 0 | 0.9 | 0.89822 | 0.89485 | 0.9 | 0.89822 | 0.89485 | -7.9982e-14 | -120.3131 | 119.9422 | -7.997e-14 | -120.3131 | 119.9422
Line1_1_3 | 0 | 0 | 0 | 0 | 0 | 0 | 0 | 0 | 0 | 0 | 0 | 0 | 2.2768e-18 | -4.6505e-11 | -1.3508e-10 | -2.537e-18 | 4.6505e-11 | 1.3508e-10 | 5.2042e-19 | 1.2959e-10 | 2.3828e-11 | -1.5613e-18 | -1.2959e-10 | -2.3828e-11 | 0 | 0 | 0 | 0 | 0 | 0 | 0.9 | 0.89822 | 0.89485 | 0.9 | 0.89822 | 0.89485 | -8.0024e-14 | -120.3131 | 119.9422 | -7.9964e-14 | -120.3131 | 119.9422
Line2_1_4 | 0 | 0.049869 | 0.049869 | 0 | 0.049869 | 0.049869 | 0 | 0.011517 | 0.011517 | 0 | 0.011517 | 0.011517 | -1.4537e-33 | 0.0099942 | 0.0026311 | -5.2042e-19 | -0.0099465 | -0.0025834 | -1.0408e-18 | 0.0026691 | 0.0099642 | 7.2652e-34 | -0.0026194 | -0.0099144 | 0 | -135.266 | 44.734 | 0 | 44.734 | -135.266 | 0.9 | 0.89822 | 0.89485 | 0.9 | 0.89311 | 0.88962 | -8.0024e-14 | -120.3131 | 119.9422 | -7.9987e-14 | -120.5122 | 120.1294
Line3_1_5 | 0 | 0 | 0 | 0 | 0 | 0 | 0 | 0 | 0 | 0 | 0 | 0 | -1.9516e-19 | -1.1626e-11 | -3.3771e-11 | -6.5052e-20 | 1.1626e-11 | 3.3771e-11 | -1.0408e-18 | 3.2398e-11 | 5.9571e-12 | 5.2042e-19 | -3.2398e-11 | -5.9571e-12 | 0 | 0 | 0 | 0 | 0 | 0 | 0.9 | 0.89822 | 0.89485 | 0.9 | 0.89822 | 0.89485 | -8.0024e-14 | -120.3131 | 119.9422 | -7.9982e-14 | -120.3131 | 119.9422
Line4_2_6 | 0 | 0 | 0 | 0 | 0 | 0 | 0 | 0 | 0 | 0 | 0 | 0 | 1.6263e-18 | -2.9066e-11 | -8.4427e-11 | -1.6263e-18 | 2.9066e-11 | 8.4427e-11 | 2.0817e-18 | 8.0996e-11 | 1.4893e-11 | -2.0817e-18 | -8.0996e-11 | -1.4893e-11 | 0 | 0 | 0 | 0 | 0 | 0 | 0.9 | 0.89822 | 0.89485 | 0.9 | 0.89822 | 0.89485 | -8.0007e-14 | -120.3131 | 119.9422 | -7.9985e-14 | -120.3131 | 119.9422
Line5_6_7 | 0 | 0 | 0 | 0 | 0 | 0 | 0 | 0 | 0 | 0 | 0 | 0 | 1.6263e-18 | -2.3253e-11 | -6.7542e-11 | -1.3661e-18 | 2.3253e-11 | 6.7542e-11 | 2.0817e-18 | 6.4797e-11 | 1.1914e-11 | -2.0817e-18 | -6.4797e-11 | -1.1914e-11 | 0 | 0 | 0 | 0 | 0 | 0 | 0.9 | 0.89822 | 0.89485 | 0.9 | 0.89822 | 0.89485 | -7.9985e-14 | -120.3131 | 119.9422 | -7.9947e-14 | -120.3131 | 119.9422
Line6_7_8 | 0 | 0 | 0 | 0 | 0 | 0 | 0 | 0 | 0 | 0 | 0 | 0 | 7.8063e-19 | -1.7439e-11 | -5.0656e-11 | -5.2042e-19 | 1.7439e-11 | 5.0656e-11 | 1.5613e-18 | 4.8598e-11 | 8.9357e-12 | -1.0408e-18 | -4.8598e-11 | -8.9357e-12 | 0 | 0 | 0 | 0 | 0 | 0 | 0.9 | 0.89822 | 0.89485 | 0.9 | 0.89822 | 0.89485 | -7.9947e-14 | -120.3131 | 119.9422 | -7.9899e-14 | -120.3131 | 119.9422
Line7_8_9 | 0 | 0 | 0 | 0 | 0 | 0 | 0 | 0 | 0 | 0 | 0 | 0 | -1.1059e-18 | -5.8131e-12 | -1.6885e-11 | 8.4568e-19 | 5.8131e-12 | 1.6885e-11 | 1.5613e-18 | 1.6199e-11 | 2.9785e-12 | -1.0408e-18 | -1.6199e-11 | -2.9785e-12 | 0 | 0 | 0 | 0 | 0 | 0 | 0.9 | 0.89822 | 0.89485 | 0.9 | 0.89822 | 0.89485 | -7.9899e-14 | -120.3131 | 119.9422 | -7.99e-14 | -120.3131 | 119.9422
Line8_8_10 | 0 | 0 | 0 | 0 | 0 | 0 | 0 | 0 | 0 | 0 | 0 | 0 | -5.8547e-19 | -5.8131e-12 | -1.6885e-11 | 3.2526e-19 | 5.8131e-12 | 1.6885e-11 | 5.2042e-19 | 1.6199e-11 | 2.9785e-12 | -4.5349e-34 | -1.6199e-11 | -2.9786e-12 | 0 | 0 | 0 | 0 | 0 | 0 | 0.9 | 0.89822 | 0.89485 | 0.9 | 0.89822 | 0.89485 | -7.9899e-14 | -120.3131 | 119.9422 | -7.9883e-14 | -120.3131 | 119.9422
Line9_3_11 | 0 | 0 | 0 | 0 | 0 | 0 | 0 | 0 | 0 | 0 | 0 | 0 | 6.5052e-19 | -4.0692e-11 | -1.182e-10 | -6.5052e-19 | 4.0692e-11 | 1.182e-10 | 2.0817e-18 | 1.1339e-10 | 2.085e-11 | -2.0817e-18 | -1.1339e-10 | -2.085e-11 | 0 | 0 | 0 | 0 | 0 | 0 | 0.9 | 0.89822 | 0.89485 | 0.9 | 0.89822 | 0.89485 | -7.9964e-14 | -120.3131 | 119.9422 | -7.989e-14 | -120.3131 | 119.9422

## LG_max_6
name | pf_ikss_a_from_ka | pf_ikss_b_from_ka | pf_ikss_c_from_ka | pf_ikss_a_to_ka | pf_ikss_b_to_ka | pf_ikss_c_to_ka | pf_skss_a_from_mw | pf_skss_b_from_mw | pf_skss_c_from_mw | pf_skss_a_to_mw | pf_skss_b_to_mw | pf_skss_c_to_mw | pf_p_a_from_mw | pf_p_b_from_mw | pf_p_c_from_mw | pf_p_a_to_mw | pf_p_b_to_mw | pf_p_c_to_mw | pf_q_a_from_mvar | pf_q_b_from_mvar | pf_q_c_from_mvar | pf_q_a_to_mvar | pf_q_b_to_mvar | pf_q_c_to_mvar | pf_ikss_a_from_degree | pf_ikss_b_from_degree | pf_ikss_c_from_degree | pf_ikss_a_to_degree | pf_ikss_b_to_degree | pf_ikss_c_to_degree | pf_vm_a_from_pu | pf_vm_b_from_pu | pf_vm_c_from_pu | pf_vm_a_to_pu | pf_vm_b_to_pu | pf_vm_c_to_pu | pf_va_a_from_degree | pf_va_b_from_degree | pf_va_c_from_degree | pf_va_a_to_degree | pf_va_b_to_degree | pf_va_c_to_degree
Line0_1_2 | 2.2796e-06 | 2.2791e-06 | 2.2791e-06 | 1.9005e-06 | 1.9e-06 | 1.9e-06 | 5.2645e-07 | 5.2634e-07 | 5.2634e-07 | 4.389e-07 | 4.388e-07 | 4.388e-07 | -3.7471e-09 | 5.1592e-07 | -4.3994e-07 | 3.1361e-09 | -4.3592e-07 | 3.6055e-07 | 1.6743e-09 | -8.0045e-07 | -8.516e-07 | -1.3685e-09 | 6.6353e-07 | 7.1313e-07 | -93.0635 | -93.063 | -93.063 | 86.4362 | 86.4366 | 86.4366 | 0.007796 | 1.8093 | 1.8211 | 0.007796 | 1.8093 | 1.8211 | 62.86 | -150.2598 | 149.6157 | 62.8607 | -150.2598 | 149.6157
Line10_11_12 | 2.2796e-06 | 2.2791e-06 | 2.2791e-06 | 1.9005e-06 | 1.9e-06 | 1.9e-06 | 5.2645e-07 | 5.2634e-07 | 5.2634e-07 | 4.389e-07 | 4.388e-07 | 4.388e-07 | -3.7472e-09 | 5.1592e-07 | -4.3994e-07 | 3.1361e-09 | -4.3592e-07 | 3.6055e-07 | 1.6742e-09 | -8.0045e-07 | -8.516e-07 | -1.3684e-09 | 6.6353e-07 | 7.1313e-07 | -93.0635 | -93.063 | -93.063 | 86.4362 | 86.4366 | 86.4366 | 0.007796 | 1.8093 | 1.8211 | 0.007796 | 1.8093 | 1.8211 | 62.8618 | -150.2598 | 149.6157 | 62.8626 | -150.2598 | 149.6157
Line11_12_13 | 1.8997e-06 | 1.8993e-06 | 1.8993e-06 | 1.5206e-06 | 1.5202e-06 | 1.5202e-06 | 4.3871e-07 | 4.3862e-07 | 4.3862e-07 | 3.5117e-07 | 3.5108e-07 | 3.5108e-07 | -3.1227e-09 | 4.2993e-07 | -3.6662e-07 | 2.5116e-09 | -3.4993e-07 | 2.8723e-07 | 1.3951e-09 | -6.6704e-07 | -7.0967e-07 | -1.0894e-09 | 5.3012e-07 | 5.712e-07 | -93.0635 | -93.063 | -93.063 | 86.3112 | 86.3116 | 86.3116 | 0.007796 | 1.8093 | 1.8211 | 0.007796 | 1.8093 | 1.8211 | 62.8626 | -150.2598 | 149.6157 | 62.8632 | -150.2598 | 149.6157
Line12_13_15 | 1.1398e-06 | 1.1396e-06 | 1.1396e-06 | 0 | 0 | 0 | 2.6322e-07 | 2.6317e-07 | 2.6317e-07 | 0 | 0 | 0 | -1.8736e-09 | 2.5796e-07 | -2.1997e-07 | 1.2625e-09 | -1.7796e-07 | 1.4058e-07 | 8.3706e-10 | -4.0023e-07 | -4.258e-07 | -5.3132e-10 | 2.6331e-07 | 2.8733e-07 | -93.0635 | -93.063 | -93.063 | 0 | 0 | 0 | 0.007796 | 1.8093 | 1.8211 | 0.007796 | 1.8093 | 1.8211 | 62.8632 | -150.2598 | 149.6157 | 62.8635 | -150.2598 | 149.6157
Line13_13_14 | 0 | 0 | 0 | 0 | 0 | 0 | 0 | 0 | 0 | 0 | 0 | 0 | -6.2454e-10 | 8.5986e-08 | -7.3324e-08 | 1.3467e-11 | -5.9864e-09 | -6.065e-09 | 2.7902e-10 | -1.3341e-07 | -1.4193e-07 | 2.6711e-11 | -3.5102e-09 | 3.4648e-09 | 0 | 0 | 0 | 0 | 0 | 0 | 0.007796 | 1.8093 | 1.8211 | 0.007796 | 1.8093 | 1.8211 | 62.8632 | -150.2598 | 149.6157 | 62.8633 | -150.2598 | 149.6157
Line14_15_16 | 0 | 0 | 0 | 0 | 0 | 0 | 0 | 0 | 0 | 0 | 0 | 0 | -1.2491e-09 | 1.7197e-07 | -1.4665e-07 | 6.3801e-10 | -9.1973e-08 | 6.7259e-08 | 5.5803e-10 | -2.6682e-07 | -2.8387e-07 | -2.523e-10 | 1.299e-07 | 1.454e-07 | 0 | 0 | 0 | 0 | 0 | 0 | 0.007796 | 1.8093 | 1.8211 | 0.007796 | 1.8093 | 1.8211 | 62.8635 | -150.2598 | 149.6157 | 62.8637 | -150.2598 | 149.6157
Line15_16_17 | 0 | 0 | 0 | 0 | 0 | 0 | 0 | 0 | 0 | 0 | 0 | 0 | -6.2454e-10 | 8.5986e-08 | -7.3324e-08 | 1.3467e-11 | -5.9864e-09 | -6.065e-09 | 2.7902e-10 | -1.3341e-07 | -1.4193e-07 | 2.6711e-11 | -3.5102e-09 | 3.4648e-09 | 0 | 0 | 0 | 0 | 0 | 0 | 0.007796 | 1.8093 | 1.8211 | 0.007796 | 1.8093 | 1.8211 | 62.8637 | -150.2598 | 149.6157 | 62.8638 | -150.2598 | 149.6157
Line16_4_18 | 0.04831 | 0 | 0 | 0.04831 | 0 | 0 | 0.011157 | 0 | 0 | 0.011157 | 0 | 0 | 1.9449e-05 | 8.5819e-08 | -7.3564e-08 | 2.4819e-16 | -5.9751e-09 | -6.0629e-09 | 3.8898e-05 | -1.3352e-07 | -1.4188e-07 | 2.0266e-16 | -3.5105e-09 | 3.4598e-09 | -0.57517 | 0 | 0 | 179.4253 | 0 | 0 | 0.003898 | 1.8087 | 1.8212 | 0 | 1.808 | 1.8212 | 62.8601 | -150.2733 | 149.5912 | 0 | -150.2868 | 149.5667
Line17_5_19 | 0 | 0 | 0 | 0 | 0 | 0 | 0 | 0 | 0 | 0 | 0 | 0 | -6.2452e-10 | 8.5986e-08 | -7.3324e-08 | 1.3469e-11 | -5.9864e-09 | -6.065e-09 | 2.7905e-10 | -1.3341e-07 | -1.4193e-07 | 2.671e-11 | -3.5102e-09 | 3.4648e-09 | 0 | 0 | 0 | 0 | 0 | 0 | 0.007796 | 1.8093 | 1.8211 | 0.007796 | 1.8093 | 1.8211 | 62.8602 | -150.2598 | 149.6157 | 62.8602 | -150.2598 | 149.6157
Line1_1_3 | 3.0394e-06 | 3.0388e-06 | 3.0388e-06 | 2.6603e-06 | 2.6597e-06 | 2.6597e-06 | 7.0193e-07 | 7.0179e-07 | 7.0179e-07 | 6.1438e-07 | 6.1424e-07 | 6.1424e-07 | -4.9962e-09 | 6.8789e-07 | -5.8659e-07 | 4.3852e-09 | -6.0789e-07 | 5.072e-07 | 2.2324e-09 | -1.0673e-06 | -1.1355e-06 | -1.9266e-09 | 9.3035e-07 | 9.97e-07 | -93.0635 | -93.063 | -93.063 | 86.5791 | 86.5796 | 86.5796 | 0.007796 | 1.8093 | 1.8211 | 0.007796 | 1.8093 | 1.8211 | 62.86 | -150.2598 | 149.6157 | 62.861 | -150.2598 | 149.6157
Line2_1_4 | 0.04831 | 0 | 0 | 0.04831 | 0 | 0 | 0.011157 | 0 | 0 | 0.011157 | 0 | 0 | 3.8897e-05 | 1.7183e-07 | -1.4688e-07 | -1.9449e-05 | -9.1799e-08 | 6.75e-08 | 7.7796e-05 | -2.6701e-07 | -2.8384e-07 | -3.8898e-05 | 1.3001e-07 | 1.4535e-07 | -0.57562 | 0 | 0 | 179.4248 | 0 | 0 | 0.007796 | 1.8093 | 1.8211 | 0.003898 | 1.8087 | 1.8212 | 62.86 | -150.2598 | 149.6157 | 62.8601 | -150.2733 | 149.5912
Line3_1_5 | 0 | 0 | 0 | 0 | 0 | 0 | 0 | 0 | 0 | 0 | 0 | 0 | -1.249e-09 | 1.7197e-07 | -1.4665e-07 | 6.3799e-10 | -9.1973e-08 | 6.7259e-08 | 5.5811e-10 | -2.6682e-07 | -2.8387e-07 | -2.5234e-10 | 1.299e-07 | 1.454e-07 | 0 | 0 | 0 | 0 | 0 | 0 | 0.007796 | 1.8093 | 1.8211 | 0.007796 | 1.8093 | 1.8211 | 62.86 | -150.2598 | 149.6157 | 62.8602 | -150.2598 | 149.6157
Line4_2_6 | 1.8997e-06 | 1.8993e-06 | 1.8993e-06 | 1.5206e-06 | 1.5202e-06 | 1.5202e-06 | 4.3871e-07 | 4.3862e-07 | 4.3862e-07 | 3.5117e-07 | 3.5108e-07 | 3.5108e-07 | -3.1226e-09 | 4.2993e-07 | -3.6662e-07 | 2.5116e-09 | -3.4993e-07 | 2.8723e-07 | 1.3952e-09 | -6.6704e-07 | -7.0967e-07 | -1.0895e-09 | 5.3012e-07 | 5.712e-07 | -93.0635 | -93.063 | -93.063 | 86.3112 | 86.3116 | 86.3116 | 0.007796 | 1.8093 | 1.8211 | 0.007796 | 1.8093 | 1.8211 | 62.8607 | -150.2598 | 149.6157 | 62.8613 | -150.2598 | 149.6157
Line5_6_7 | 1.5197e-06 | 1.5194e-06 | 1.5194e-06 | 1.1407e-06 | 1.1404e-06 | 1.1404e-06 | 3.5096e-07 | 3.5089e-07 | 3.5089e-07 | 2.6343e-07 | 2.6336e-07 | 2.6336e-07 | -2.4981e-09 | 3.4395e-07 | -2.933e-07 | 1.8871e-09 | -2.6395e-07 | 2.1391e-07 | 1.1162e-09 | -5.3363e-07 | -5.6773e-07 | -8.104e-10 | 3.9672e-07 | 4.2926e-07 | -93.0635 | -93.063 | -93.063 | 86.1029 | 86.1033 | 86.1033 | 0.007796 | 1.8093 | 1.8211 | 0.007796 | 1.8093 | 1.8211 | 62.8613 | -150.2598 | 149.6157 | 62.8618 | -150.2598 | 149.6157
Line6_7_8 | 1.1398e-06 | 1.1396e-06 | 1.1396e-06 | 0 | 0 | 0 | 2.6322e-07 | 2.6317e-07 | 2.6317e-07 | 0 | 0 | 0 | -1.8736e-09 | 2.5796e-07 | -2.1997e-07 | 1.2625e-09 | -1.7796e-07 | 1.4058e-07 | 8.3711e-10 | -4.0023e-07 | -4.258e-07 | -5.3135e-10 | 2.6331e-07 | 2.8733e-07 | -93.0635 | -93.063 | -93.063 | 0 | 0 | 0 | 0.007796 | 1.8093 | 1.8211 | 0.007796 | 1.8093 | 1.8211 | 62.8618 | -150.2598 | 149.6157 | 62.8621 | -150.2598 | 149.6157
Line7_8_9 | 0 | 0 | 0 | 0 | 0 | 0 | 0 | 0 | 0 | 0 | 0 | 0 | -6.2453e-10 | 8.5986e-08 | -7.3324e-08 | 1.3468e-11 | -5.9864e-09 | -6.065e-09 | 2.7903e-10 | -1.3341e-07 | -1.4193e-07 | 2.671e-11 | -3.5102e-09 | 3.4648e-09 | 0 | 0 | 0 | 0 | 0 | 0 | 0.007796 | 1.8093 | 1.8211 | 0.007796 | 1.8093 | 1.8211 | 62.8621 | -150.2598 | 149.6157 | 62.8622 | -150.2598 | 149.6157
Line8_8_10 | 0 | 0 | 0 | 0 | 0 | 0 | 0 | 0 | 0 | 0 | 0 | 0 | -6.2453e-10 | 8.5986e-08 | -7.3324e-08 | 1.3468e-11 | -5.9864e-09 | -6.065e-09 | 2.7903e-10 | -1.3341e-07 | -1.4193e-07 | 2.671e-11 | -3.5102e-09 | 3.4648e-09 | 0 | 0 | 0 | 0 | 0 | 0 | 0.007796 | 1.8093 | 1.8211 | 0.007796 | 1.8093 | 1.8211 | 62.8621 | -150.2598 | 149.6157 | 62.8622 | -150.2598 | 149.6157
Line9_3_11 | 2.6595e-06 | 2.659e-06 | 2.659e-06 | 2.2804e-06 | 2.2799e-06 | 2.2799e-06 | 6.1419e-07 | 6.1406e-07 | 6.1406e-07 | 5.2664e-07 | 5.2652e-07 | 5.2652e-07 | -4.3717e-09 | 6.0191e-07 | -5.1327e-07 | 3.7607e-09 | -5.2191e-07 | 4.3388e-07 | 1.9533e-09 | -9.3386e-07 | -9.9353e-07 | -1.6475e-09 | 7.9694e-07 | 8.5506e-07 | -93.0635 | -93.063 | -93.063 | 86.5195 | 86.52 | 86.52 | 0.007796 | 1.8093 | 1.8211 | 0.007796 | 1.8093 | 1.8211 | 62.861 | -150.2598 | 149.6157 | 62.8618 | -150.2598 | 149.6157

## LG_max_10
name | pf_ikss_a_from_ka | pf_ikss_b_from_ka | pf_ikss_c_from_ka | pf_ikss_a_to_ka | pf_ikss_b_to_ka | pf_ikss_c_to_ka | pf_skss_a_from_mw | pf_skss_b_from_mw | pf_skss_c_from_mw | pf_skss_a_to_mw | pf_skss_b_to_mw | pf_skss_c_to_mw | pf_p_a_from_mw | pf_p_b_from_mw | pf_p_c_from_mw | pf_p_a_to_mw | pf_p_b_to_mw | pf_p_c_to_mw | pf_q_a_from_mvar | pf_q_b_from_mvar | pf_q_c_from_mvar | pf_q_a_to_mvar | pf_q_b_to_mvar | pf_q_c_to_mvar | pf_ikss_a_from_degree | pf_ikss_b_from_degree | pf_ikss_c_from_degree | pf_ikss_a_to_degree | pf_ikss_b_to_degree | pf_ikss_c_to_degree | pf_vm_a_from_pu | pf_vm_b_from_pu | pf_vm_c_from_pu | pf_vm_a_to_pu | pf_vm_b_to_pu | pf_vm_c_to_pu | pf_va_a_from_degree | pf_va_b_from_degree | pf_va_c_from_degree | pf_va_a_to_degree | pf_va_b_to_degree | pf_va_c_to_degree
Line0_1_2 | 2.3881e-06 | 2.3876e-06 | 2.3876e-06 | 1.991e-06 | 1.9905e-06 | 1.9905e-06 | 5.5151e-07 | 5.5139e-07 | 5.5139e-07 | 4.598e-07 | 4.5968e-07 | 4.5968e-07 | -4.1123e-09 | 5.6621e-07 | -4.8283e-07 | 3.4417e-09 | -4.7841e-07 | 3.957e-07 | 1.8377e-09 | -8.784e-07 | -9.3468e-07 | -1.502e-09 | 7.2814e-07 | 7.827e-07 | -93.0718 | -93.0713 | -93.0713 | 86.4279 | 86.4283 | 86.4283 | 0.008167 | 1.8953 | 1.9079 | 0.008167 | 1.8953 | 1.9079 | 62.8497 | -150.2657 | 149.6091 | 62.8504 | -150.2657 | 149.6091
Line10_11_12 | 2.3881e-06 | 2.3876e-06 | 2.3876e-06 | 1.991e-06 | 1.9905e-06 | 1.9905e-06 | 5.5151e-07 | 5.5139e-07 | 5.5139e-07 | 4.598e-07 | 4.5968e-07 | 4.5968e-07 | -4.1124e-09 | 5.6621e-07 | -4.8283e-07 | 3.4418e-09 | -4.7841e-07 | 3.957e-07 | 1.8375e-09 | -8.784e-07 | -9.3468e-07 | -1.5019e-09 | 7.2814e-07 | 7.827e-07 | -93.0718 | -93.0713 | -93.0713 | 86.4278 | 86.4283 | 86.4283 | 0.008167 | 1.8953 | 1.9079 | 0.008167 | 1.8953 | 1.9079 | 62.8516 | -150.2657 | 149.6091 | 62.8523 | -150.2657 | 149.6091
Line11_12_13 | 1.9901e-06 | 1.9897e-06 | 1.9897e-06 | 1.593e-06 | 1.5926e-06 | 1.5926e-06 | 4.5959e-07 | 4.595e-07 | 4.595e-07 | 3.6789e-07 | 3.6779e-07 | 3.6779e-07 | -3.427e-09 | 4.7184e-07 | -4.0236e-07 | 2.7564e-09 | -3.8404e-07 | 3.1523e-07 | 1.5312e-09 | -7.32e-07 | -7.789e-07 | -1.1956e-09 | 5.8174e-07 | 6.2692e-07 | -93.0718 | -93.0713 | -93.0713 | 86.3028 | 86.3033 | 86.3033 | 0.008167 | 1.8953 | 1.9079 | 0.0081671 | 1.8953 | 1.9079 | 62.8523 | -150.2657 | 149.6091 | 62.8529 | -150.2657 | 149.6091
Line12_13_15 | 1.1941e-06 | 1.1938e-06 | 1.1938e-06 | 0 | 0 | 0 | 2.7576e-07 | 2.757e-07 | 2.757e-07 | 0 | 0 | 0 | -2.0562e-09 | 2.831e-07 | -2.4141e-07 | 1.3856e-09 | -1.9531e-07 | 1.5429e-07 | 9.1872e-10 | -4.392e-07 | -4.6734e-07 | -5.8316e-10 | 2.8895e-07 | 3.1536e-07 | -93.0718 | -93.0713 | -93.0713 | 0 | 0 | 0 | 0.0081671 | 1.8953 | 1.9079 | 0.0081671 | 1.8953 | 1.9079 | 62.8529 | -150.2657 | 149.6091 | 62.8533 | -150.2657 | 149.6091
Line13_13_14 | 0 | 0 | 0 | 0 | 0 | 0 | 0 | 0 | 0 | 0 | 0 | 0 | -6.854e-10 | 9.4368e-08 | -8.0472e-08 | 1.4785e-11 | -6.5691e-09 | -6.657e-09 | 3.0624e-10 | -1.464e-07 | -1.5578e-07 | 2.9312e-11 | -3.8529e-09 | 3.8021e-09 | 0 | 0 | 0 | 0 | 0 | 0 | 0.0081671 | 1.8953 | 1.9079 | 0.0081671 | 1.8953 | 1.9079 | 62.8529 | -150.2657 | 149.6091 | 62.853 | -150.2657 | 149.6091
Line14_15_16 | 0 | 0 | 0 | 0 | 0 | 0 | 0 | 0 | 0 | 0 | 0 | 0 | -1.3708e-09 | 1.8874e-07 | -1.6094e-07 | 7.0019e-10 | -1.0094e-07 | 7.3815e-08 | 6.1247e-10 | -2.928e-07 | -3.1156e-07 | -2.7692e-10 | 1.4255e-07 | 1.5958e-07 | 0 | 0 | 0 | 0 | 0 | 0 | 0.0081671 | 1.8953 | 1.9079 | 0.0081671 | 1.8953 | 1.9079 | 62.8533 | -150.2657 | 149.6091 | 62.8535 | -150.2657 | 149.6091
Line15_16_17 | 0 | 0 | 0 | 0 | 0 | 0 | 0 | 0 | 0 | 0 | 0 | 0 | -6.854e-10 | 9.4368e-08 | -8.0472e-08 | 1.4785e-11 | -6.5691e-09 | -6.657e-09 | 3.0623e-10 | -1.464e-07 | -1.5578e-07 | 2.9312e-11 | -3.8529e-09 | 3.8021e-09 | 0 | 0 | 0 | 0 | 0 | 0 | 0.0081671 | 1.8953 | 1.9079 | 0.0081671 | 1.8953 | 1.9079 | 62.8535 | -150.2657 | 149.6091 | 62.8535 | -150.2657 | 149.6091
Line16_4_18 | 0.050609 | 0 | 0 | 0.050609 | 0 | 0 | 0.011688 | 0 | 0 | 0.011688 | 0 | 0 | 2.1344e-05 | 9.4184e-08 | -8.0735e-08 | 2.1076e-16 | -6.5566e-09 | -6.6547e-09 | 4.2688e-05 | -1.4653e-07 | -1.5573e-07 | 2.018e-16 | -3.8532e-09 | 3.7966e-09 | -0.58545 | 0 | 0 | 179.415 | 0 | 0 | 0.0040835 | 1.8946 | 1.908 | 0 | 1.894 | 1.908 | 62.8498 | -150.2792 | 149.5847 | 0 | -150.2927 | 149.5602
Line17_5_19 | 0 | 0 | 0 | 0 | 0 | 0 | 0 | 0 | 0 | 0 | 0 | 0 | -6.8538e-10 | 9.4368e-08 | -8.0472e-08 | 1.4787e-11 | -6.5691e-09 | -6.657e-09 | 3.0628e-10 | -1.464e-07 | -1.5578e-07 | 2.9311e-11 | -3.8529e-09 | 3.8021e-09 | 0 | 0 | 0 | 0 | 0 | 0 | 0.008167 | 1.8953 | 1.9079 | 0.008167 | 1.8953 | 1.9079 | 62.8499 | -150.2657 | 149.6091 | 62.8499 | -150.2657 | 149.6091
Line1_1_3 | 3.1842e-06 | 3.1835e-06 | 3.1835e-06 | 2.787e-06 | 2.7863e-06 | 2.7863e-06 | 7.3535e-07 | 7.3519e-07 | 7.3519e-07 | 6.4363e-07 | 6.4348e-07 | 6.4348e-07 | -5.4831e-09 | 7.5495e-07 | -6.4377e-07 | 4.8125e-09 | -6.6715e-07 | 5.5664e-07 | 2.4502e-09 | -1.1712e-06 | -1.2462e-06 | -2.1146e-09 | 1.0209e-06 | 1.0943e-06 | -93.0718 | -93.0713 | -93.0713 | 86.5708 | 86.5712 | 86.5712 | 0.008167 | 1.8953 | 1.9079 | 0.008167 | 1.8953 | 1.9079 | 62.8497 | -150.2657 | 149.6091 | 62.8507 | -150.2657 | 149.6091
Line2_1_4 | 0.050609 | 0 | 0 | 0.050609 | 0 | 0 | 0.011688 | 0 | 0 | 0.011688 | 0 | 0 | 4.2687e-05 | 1.8858e-07 | -1.612e-07 | -2.1344e-05 | -1.0075e-07 | 7.4079e-08 | 8.5377e-05 | -2.9301e-07 | -3.1153e-07 | -4.2688e-05 | 1.4267e-07 | 1.5953e-07 | -0.5859 | 0 | 0 | 179.4145 | 0 | 0 | 0.008167 | 1.8953 | 1.9079 | 0.0040835 | 1.8946 | 1.908 | 62.8497 | -150.2657 | 149.6091 | 62.8498 | -150.2792 | 149.5847
Line3_1_5 | 0 | 0 | 0 | 0 | 0 | 0 | 0 | 0 | 0 | 0 | 0 | 0 | -1.3708e-09 | 1.8874e-07 | -1.6094e-07 | 7.0017e-10 | -1.0094e-07 | 7.3815e-08 | 6.1256e-10 | -2.928e-07 | -3.1156e-07 | -2.7696e-10 | 1.4255e-07 | 1.5958e-07 | 0 | 0 | 0 | 0 | 0 | 0 | 0.008167 | 1.8953 | 1.9079 | 0.008167 | 1.8953 | 1.9079 | 62.8497 | -150.2657 | 149.6091 | 62.8499 | -150.2657 | 149.6091
Line4_2_6 | 1.9901e-06 | 1.9897e-06 | 1.9897e-06 | 1.593e-06 | 1.5926e-06 | 1.5926e-06 | 4.5959e-07 | 4.595e-07 | 4.595e-07 | 3.6789e-07 | 3.6779e-07 | 3.6779e-07 | -3.4269e-09 | 4.7184e-07 | -4.0236e-07 | 2.7563e-09 | -3.8404e-07 | 3.1523e-07 | 1.5313e-09 | -7.32e-07 | -7.789e-07 | -1.1957e-09 | 5.8174e-07 | 6.2692e-07 | -93.0718 | -93.0713 | -93.0713 | 86.3028 | 86.3033 | 86.3033 | 0.008167 | 1.8953 | 1.9079 | 0.008167 | 1.8953 | 1.9079 | 62.8504 | -150.2657 | 149.6091 | 62.851 | -150.2657 | 149.6091
Line5_6_7 | 1.5921e-06 | 1.5917e-06 | 1.5917e-06 | 1.195e-06 | 1.1947e-06 | 1.1947e-06 | 3.6767e-07 | 3.676e-07 | 3.676e-07 | 2.7597e-07 | 2.759e-07 | 2.759e-07 | -2.7416e-09 | 3.7747e-07 | -3.2189e-07 | 2.071e-09 | -2.8967e-07 | 2.3476e-07 | 1.225e-09 | -5.856e-07 | -6.2312e-07 | -8.8946e-10 | 4.3534e-07 | 4.7114e-07 | -93.0718 | -93.0713 | -93.0713 | 86.0945 | 86.095 | 86.095 | 0.008167 | 1.8953 | 1.9079 | 0.008167 | 1.8953 | 1.9079 | 62.851 | -150.2657 | 149.6091 | 62.8515 | -150.2657 | 149.6091
Line6_7_8 | 1.1941e-06 | 1.1938e-06 | 1.1938e-06 | 0 | 0 | 0 | 2.7576e-07 | 2.757e-07 | 2.757e-07 | 0 | 0 | 0 | -2.0562e-09 | 2.831e-07 | -2.4141e-07 | 1.3856e-09 | -1.9531e-07 | 1.5429e-07 | 9.1877e-10 | -4.392e-07 | -4.6734e-07 | -5.8319e-10 | 2.8895e-07 | 3.1536e-07 | -93.0718 | -93.0713 | -93.0713 | 0 | 0 | 0 | 0.008167 | 1.8953 | 1.9079 | 0.008167 | 1.8953 | 1.9079 | 62.8515 | -150.2657 | 149.6091 | 62.8518 | -150.2657 | 149.6091
Line7_8_9 | 0 | 0 | 0 | 0 | 0 | 0 | 0 | 0 | 0 | 0 | 0 | 0 | -6.8539e-10 | 9.4368e-08 | -8.0472e-08 | 1.4786e-11 | -6.5691e-09 | -6.657e-09 | 3.0625e-10 | -1.464e-07 | -1.5578e-07 | 2.9311e-11 | -3.8529e-09 | 3.8021e-09 | 0 | 0 | 0 | 0 | 0 | 0 | 0.008167 | 1.8953 | 1.9079 | 0.008167 | 1.8953 | 1.9079 | 62.8518 | -150.2657 | 149.6091 | 62.8519 | -150.2657 | 149.6091
Line8_8_10 | 0 | 0 | 0 | 0 | 0 | 0 | 0 | 0 | 0 | 0 | 0 | 0 | -6.8539e-10 | 9.4368e-08 | -8.0472e-08 | 1.4786e-11 | -6.5691e-09 | -6.657e-09 | 3.0625e-10 | -1.464e-07 | -1.5578e-07 | 2.9311e-11 | -3.8529e-09 | 3.8021e-09 | 0 | 0 | 0 | 0 | 0 | 0 | 0.008167 | 1.8953 | 1.9079 | 0.008167 | 1.8953 | 1.9079 | 62.8518 | -150.2657 | 149.6091 | 62.8519 | -150.2657 | 149.6091
Line9_3_11 | 2.7861e-06 | 2.7855e-06 | 2.7855e-06 | 2.389e-06 | 2.3884e-06 | 2.3884e-06 | 6.4343e-07 | 6.4329e-07 | 6.4329e-07 | 5.5172e-07 | 5.5158e-07 | 5.5158e-07 | -4.7977e-09 | 6.6058e-07 | -5.633e-07 | 4.1271e-09 | -5.7278e-07 | 4.7617e-07 | 2.1439e-09 | -1.0248e-06 | -1.0905e-06 | -1.8082e-09 | 8.7454e-07 | 9.3848e-07 | -93.0718 | -93.0713 | -93.0713 | 86.5112 | 86.5117 | 86.5117 | 0.008167 | 1.8953 | 1.9079 | 0.008167 | 1.8953 | 1.9079 | 62.8507 | -150.2657 | 149.6091 | 62.8516 | -150.2657 | 149.6091

## LG_max_fault_6
name | pf_ikss_a_from_ka | pf_ikss_b_from_ka | pf_ikss_c_from_ka | pf_ikss_a_to_ka | pf_ikss_b_to_ka | pf_ikss_c_to_ka | pf_skss_a_from_mw | pf_skss_b_from_mw | pf_skss_c_from_mw | pf_skss_a_to_mw | pf_skss_b_to_mw | pf_skss_c_to_mw | pf_p_a_from_mw | pf_p_b_from_mw | pf_p_c_from_mw | pf_p_a_to_mw | pf_p_b_to_mw | pf_p_c_to_mw | pf_q_a_from_mvar | pf_q_b_from_mvar | pf_q_c_from_mvar | pf_q_a_to_mvar | pf_q_b_to_mvar | pf_q_c_to_mvar | pf_ikss_a_from_degree | pf_ikss_b_from_degree | pf_ikss_c_from_degree | pf_ikss_a_to_degree | pf_ikss_b_to_degree | pf_ikss_c_to_degree | pf_vm_a_from_pu | pf_vm_b_from_pu | pf_vm_c_from_pu | pf_vm_a_to_pu | pf_vm_b_to_pu | pf_vm_c_to_pu | pf_va_a_from_degree | pf_va_b_from_degree | pf_va_c_from_degree | pf_va_a_to_degree | pf_va_b_to_degree | pf_va_c_to_degree
Line0_1_2 | 1.0198e-06 | 1.0196e-06 | 1.0196e-06 | 0 | 0 | 0 | 2.3551e-07 | 2.3546e-07 | 2.3546e-07 | 0 | 0 | 0 | -1.1563e-07 | 2.5186e-07 | -1.218e-07 | 9.7167e-08 | -2.1079e-07 | 9.919e-08 | 1.0564e-07 | -1.1337e-07 | -3.2254e-07 | -8.7232e-08 | 9.2677e-08 | 2.6977e-07 | -119.24 | -119.2396 | -119.2396 | 0 | 0 | 0 | 0.66504 | 1.173 | 1.4642 | 0.66504 | 1.173 | 1.4642 | 18.3437 | -143.4736 | 130.0725 | 18.3437 | -143.4736 | 130.0725
Line10_11_12 | 1.0198e-06 | 1.0196e-06 | 1.0196e-06 | 0 | 0 | 0 | 2.3551e-07 | 2.3546e-07 | 2.3546e-07 | 0 | 0 | 0 | -1.1563e-07 | 2.5186e-07 | -1.218e-07 | 9.7167e-08 | -2.1079e-07 | 9.919e-08 | 1.0564e-07 | -1.1337e-07 | -3.2254e-07 | -8.7232e-08 | 9.2677e-08 | 2.6977e-07 | -119.24 | -119.2396 | -119.2396 | 0 | 0 | 0 | 0.66504 | 1.173 | 1.4642 | 0.66504 | 1.173 | 1.4642 | 18.3437 | -143.4736 | 130.0725 | 18.3437 | -143.4736 | 130.0725
Line11_12_13 | 0 | 0 | 0 | 0 | 0 | 0 | 0 | 0 | 0 | 0 | 0 | 0 | -9.6358e-08 | 2.0989e-07 | -1.015e-07 | 7.7895e-08 | -1.6881e-07 | 7.889e-08 | 8.8037e-08 | -9.4476e-08 | -2.6879e-07 | -6.9624e-08 | 7.3782e-08 | 2.1602e-07 | 0 | 0 | 0 | 0 | 0 | 0 | 0.66504 | 1.173 | 1.4642 | 0.66504 | 1.173 | 1.4642 | 18.3437 | -143.4736 | 130.0725 | 18.3437 | -143.4736 | 130.0725
Line12_13_15 | 0 | 0 | 0 | 0 | 0 | 0 | 0 | 0 | 0 | 0 | 0 | 0 | -5.7815e-08 | 1.2593e-07 | -6.0901e-08 | 3.9352e-08 | -8.4857e-08 | 3.829e-08 | 5.2822e-08 | -5.6686e-08 | -1.6127e-07 | -3.4409e-08 | 3.5992e-08 | 1.085e-07 | 0 | 0 | 0 | 0 | 0 | 0 | 0.66504 | 1.173 | 1.4642 | 0.66504 | 1.173 | 1.4642 | 18.3437 | -143.4736 | 130.0725 | 18.3437 | -143.4736 | 130.0725
Line13_13_14 | 0 | 0 | 0 | 0 | 0 | 0 | 0 | 0 | 0 | 0 | 0 | 0 | -1.9272e-08 | 4.1977e-08 | -2.03e-08 | 8.0861e-10 | -9.0283e-10 | -2.3109e-09 | 1.7607e-08 | -1.8895e-08 | -5.3757e-08 | 8.058e-10 | -1.7989e-09 | 9.8594e-10 | 0 | 0 | 0 | 0 | 0 | 0 | 0.66504 | 1.173 | 1.4642 | 0.66504 | 1.173 | 1.4642 | 18.3437 | -143.4736 | 130.0725 | 18.3437 | -143.4736 | 130.0725
Line14_15_16 | 0 | 0 | 0 | 0 | 0 | 0 | 0 | 0 | 0 | 0 | 0 | 0 | -3.8543e-08 | 8.3954e-08 | -4.0601e-08 | 2.008e-08 | -4.288e-08 | 1.7989e-08 | 3.5215e-08 | -3.779e-08 | -1.0751e-07 | -1.6802e-08 | 1.7096e-08 | 5.4743e-08 | 0 | 0 | 0 | 0 | 0 | 0 | 0.66504 | 1.173 | 1.4642 | 0.66504 | 1.173 | 1.4642 | 18.3437 | -143.4736 | 130.0725 | 18.3437 | -143.4736 | 130.0725
Line15_16_17 | 0 | 0 | 0 | 0 | 0 | 0 | 0 | 0 | 0 | 0 | 0 | 0 | -1.9272e-08 | 4.1977e-08 | -2.03e-08 | 8.0861e-10 | -9.0283e-10 | -2.3109e-09 | 1.7607e-08 | -1.8895e-08 | -5.3757e-08 | 8.058e-10 | -1.7989e-09 | 9.8594e-10 | 0 | 0 | 0 | 0 | 0 | 0 | 0.66504 | 1.173 | 1.4642 | 0.66504 | 1.173 | 1.4642 | 18.3437 | -143.4736 | 130.0725 | 18.3437 | -143.4736 | 130.0725
Line16_4_18 | 0.021612 | 0 | 0 | 0.021612 | 0 | 0 | 0.0049911 | 0 | 0 | 0.0049911 | 0 | 0 | 0.0023393 | 4.1961e-08 | -2.0377e-08 | -0.0023354 | -8.993e-10 | -2.3102e-09 | 0.0023432 | -1.8941e-08 | -5.3752e-08 | -0.0023354 | -1.7978e-09 | 9.8327e-10 | -26.7518 | 0 | 0 | 153.2487 | 0 | 0 | 0.66338 | 1.1727 | 1.4642 | 0.66173 | 1.1723 | 1.4642 | 18.2963 | -143.4737 | 130.0589 | 18.2487 | -143.4737 | 130.0452
Line17_5_19 | 0 | 0 | 0 | 0 | 0 | 0 | 0 | 0 | 0 | 0 | 0 | 0 | -1.9272e-08 | 4.1977e-08 | -2.03e-08 | 8.0861e-10 | -9.0283e-10 | -2.3109e-09 | 1.7607e-08 | -1.8895e-08 | -5.3757e-08 | 8.058e-10 | -1.7989e-09 | 9.8594e-10 | 0 | 0 | 0 | 0 | 0 | 0 | 0.66504 | 1.173 | 1.4642 | 0.66504 | 1.173 | 1.4642 | 18.3437 | -143.4736 | 130.0725 | 18.3437 | -143.4736 | 130.0725
Line1_1_3 | 1.3597e-06 | 1.3594e-06 | 1.3594e-06 | 1.1901e-06 | 1.1899e-06 | 1.1899e-06 | 3.1402e-07 | 3.1395e-07 | 3.1395e-07 | 2.7485e-07 | 2.7479e-07 | 2.7479e-07 | -1.5417e-07 | 3.3582e-07 | -1.624e-07 | 1.3571e-07 | -2.9474e-07 | 1.3979e-07 | 1.4086e-07 | -1.5116e-07 | -4.3006e-07 | -1.2245e-07 | 1.3047e-07 | 3.7729e-07 | -119.24 | -119.2396 | -119.2396 | 60.4025 | 60.403 | 60.403 | 0.66504 | 1.173 | 1.4642 | 0.66504 | 1.173 | 1.4642 | 18.3437 | -143.4736 | 130.0725 | 18.3437 | -143.4736 | 130.0725
Line2_1_4 | 0.021612 | 0 | 0 | 0.021612 | 0 | 0 | 0.0049911 | 0 | 0 | 0.0049911 | 0 | 0 | 0.0023431 | 8.3949e-08 | -4.0686e-08 | -0.0023393 | -4.2862e-08 | 1.8067e-08 | 0.002351 | -3.7859e-08 | -1.0751e-07 | -0.0023432 | 1.7143e-08 | 5.4736e-08 | -26.7522 | 0 | 0 | 153.2482 | 0 | 0 | 0.66504 | 1.173 | 1.4642 | 0.66338 | 1.1727 | 1.4642 | 18.3437 | -143.4736 | 130.0725 | 18.2963 | -143.4737 | 130.0589
Line3_1_5 | 0 | 0 | 0 | 0 | 0 | 0 | 0 | 0 | 0 | 0 | 0 | 0 | -3.8543e-08 | 8.3954e-08 | -4.0601e-08 | 2.008e-08 | -4.288e-08 | 1.7989e-08 | 3.5215e-08 | -3.779e-08 | -1.0751e-07 | -1.6802e-08 | 1.7096e-08 | 5.4743e-08 | 0 | 0 | 0 | 0 | 0 | 0 | 0.66504 | 1.173 | 1.4642 | 0.66504 | 1.173 | 1.4642 | 18.3437 | -143.4736 | 130.0725 | 18.3437 | -143.4736 | 130.0725
Line4_2_6 | 0 | 0 | 0 | 0 | 0 | 0 | 0 | 0 | 0 | 0 | 0 | 0 | -9.6358e-08 | 2.0989e-07 | -1.015e-07 | 7.7895e-08 | -1.6881e-07 | 7.889e-08 | 8.8037e-08 | -9.4476e-08 | -2.6879e-07 | -6.9624e-08 | 7.3782e-08 | 2.1602e-07 | 0 | 0 | 0 | 0 | 0 | 0 | 0.66504 | 1.173 | 1.4642 | 0.66504 | 1.173 | 1.4642 | 18.3437 | -143.4736 | 130.0725 | 18.3437 | -143.4736 | 130.0725
Line5_6_7 | 0 | 0 | 0 | 0 | 0 | 0 | 0 | 0 | 0 | 0 | 0 | 0 | -7.7087e-08 | 1.6791e-07 | -8.1201e-08 | 5.8624e-08 | -1.2683e-07 | 5.859e-08 | 7.043e-08 | -7.5581e-08 | -2.1503e-07 | -5.2017e-08 | 5.4887e-08 | 1.6226e-07 | 0 | 0 | 0 | 0 | 0 | 0 | 0.66504 | 1.173 | 1.4642 | 0.66504 | 1.173 | 1.4642 | 18.3437 | -143.4736 | 130.0725 | 18.3437 | -143.4736 | 130.0725
Line6_7_8 | 0 | 0 | 0 | 0 | 0 | 0 | 0 | 0 | 0 | 0 | 0 | 0 | -5.7815e-08 | 1.2593e-07 | -6.0901e-08 | 3.9352e-08 | -8.4857e-08 | 3.829e-08 | 5.2822e-08 | -5.6686e-08 | -1.6127e-07 | -3.4409e-08 | 3.5992e-08 | 1.085e-07 | 0 | 0 | 0 | 0 | 0 | 0 | 0.66504 | 1.173 | 1.4642 | 0.66504 | 1.173 | 1.4642 | 18.3437 | -143.4736 | 130.0725 | 18.3437 | -143.4736 | 130.0725
Line7_8_9 | 0 | 0 | 0 | 0 | 0 | 0 | 0 | 0 | 0 | 0 | 0 | 0 | -1.9272e-08 | 4.1977e-08 | -2.03e-08 | 8.0861e-10 | -9.0283e-10 | -2.3109e-09 | 1.7607e-08 | -1.8895e-08 | -5.3757e-08 | 8.058e-10 | -1.7989e-09 | 9.8594e-10 | 0 | 0 | 0 | 0 | 0 | 0 | 0.66504 | 1.173 | 1.4642 | 0.66504 | 1.173 | 1.4642 | 18.3437 | -143.4736 | 130.0725 | 18.3437 | -143.4736 | 130.0725
Line8_8_10 | 0 | 0 | 0 | 0 | 0 | 0 | 0 | 0 | 0 | 0 | 0 | 0 | -1.9272e-08 | 4.1977e-08 | -2.03e-08 | 8.0861e-10 | -9.0283e-10 | -2.3109e-09 | 1.7607e-08 | -1.8895e-08 | -5.3757e-08 | 8.058e-10 | -1.7989e-09 | 9.8594e-10 | 0 | 0 | 0 | 0 | 0 | 0 | 0.66504 | 1.173 | 1.4642 | 0.66504 | 1.173 | 1.4642 | 18.3437 | -143.4736 | 130.0725 | 18.3437 | -143.4736 | 130.0725
Line9_3_11 | 1.1898e-06 | 1.1895e-06 | 1.1895e-06 | 1.0202e-06 | 1.0199e-06 | 1.0199e-06 | 2.7476e-07 | 2.7471e-07 | 2.7471e-07 | 2.356e-07 | 2.3554e-07 | 2.3554e-07 | -1.349e-07 | 2.9384e-07 | -1.421e-07 | 1.1644e-07 | -2.5277e-07 | 1.1949e-07 | 1.2325e-07 | -1.3227e-07 | -3.763e-07 | -1.0484e-07 | 1.1157e-07 | 3.2353e-07 | -119.24 | -119.2396 | -119.2396 | 60.343 | 60.3434 | 60.3434 | 0.66504 | 1.173 | 1.4642 | 0.66504 | 1.173 | 1.4642 | 18.3437 | -143.4736 | 130.0725 | 18.3437 | -143.4736 | 130.0725

## LG_max_fault_10
name | pf_ikss_a_from_ka | pf_ikss_b_from_ka | pf_ikss_c_from_ka | pf_ikss_a_to_ka | pf_ikss_b_to_ka | pf_ikss_c_to_ka | pf_skss_a_from_mw | pf_skss_b_from_mw | pf_skss_c_from_mw | pf_skss_a_to_mw | pf_skss_b_to_mw | pf_skss_c_to_mw | pf_p_a_from_mw | pf_p_b_from_mw | pf_p_c_from_mw | pf_p_a_to_mw | pf_p_b_to_mw | pf_p_c_to_mw | pf_q_a_from_mvar | pf_q_b_from_mvar | pf_q_c_from_mvar | pf_q_a_to_mvar | pf_q_b_to_mvar | pf_q_c_to_mvar | pf_ikss_a_from_degree | pf_ikss_b_from_degree | pf_ikss_c_from_degree | pf_ikss_a_to_degree | pf_ikss_b_to_degree | pf_ikss_c_to_degree | pf_vm_a_from_pu | pf_vm_b_from_pu | pf_vm_c_from_pu | pf_vm_a_to_pu | pf_vm_b_to_pu | pf_vm_c_to_pu | pf_va_a_from_degree | pf_va_b_from_degree | pf_va_c_from_degree | pf_va_a_to_degree | pf_va_b_to_degree | pf_va_c_to_degree
Line0_1_2 | 1.0683e-06 | 1.0681e-06 | 1.0681e-06 | 0 | 0 | 0 | 2.4672e-07 | 2.4667e-07 | 2.4667e-07 | 0 | 0 | 0 | -1.2689e-07 | 2.764e-07 | -1.3367e-07 | 1.0663e-07 | -2.3132e-07 | 1.0886e-07 | 1.1594e-07 | -1.2441e-07 | -3.5398e-07 | -9.5734e-08 | 1.017e-07 | 2.9607e-07 | -119.2419 | -119.2414 | -119.2414 | 0 | 0 | 0 | 0.69668 | 1.2288 | 1.534 | 0.69668 | 1.2288 | 1.534 | 18.3399 | -143.4739 | 130.0704 | 18.3399 | -143.4739 | 130.0704
Line10_11_12 | 1.0683e-06 | 1.0681e-06 | 1.0681e-06 | 0 | 0 | 0 | 2.4672e-07 | 2.4667e-07 | 2.4667e-07 | 0 | 0 | 0 | -1.2689e-07 | 2.764e-07 | -1.3367e-07 | 1.0663e-07 | -2.3132e-07 | 1.0886e-07 | 1.1594e-07 | -1.2441e-07 | -3.5398e-07 | -9.5734e-08 | 1.017e-07 | 2.9607e-07 | -119.2419 | -119.2414 | -119.2414 | 0 | 0 | 0 | 0.69668 | 1.2288 | 1.534 | 0.69668 | 1.2288 | 1.534 | 18.3399 | -143.4739 | 130.0704 | 18.3399 | -143.4739 | 130.0704
Line11_12_13 | 0 | 0 | 0 | 0 | 0 | 0 | 0 | 0 | 0 | 0 | 0 | 0 | -1.0574e-07 | 2.3033e-07 | -1.114e-07 | 8.5482e-08 | -1.8526e-07 | 8.658e-08 | 9.6618e-08 | -1.0367e-07 | -2.9498e-07 | -7.641e-08 | 8.0964e-08 | 2.3707e-07 | 0 | 0 | 0 | 0 | 0 | 0 | 0.69668 | 1.2288 | 1.534 | 0.69668 | 1.2288 | 1.534 | 18.3399 | -143.4739 | 130.0704 | 18.3399 | -143.4739 | 130.0704
Line12_13_15 | 0 | 0 | 0 | 0 | 0 | 0 | 0 | 0 | 0 | 0 | 0 | 0 | -6.3446e-08 | 1.382e-07 | -6.6837e-08 | 4.3185e-08 | -9.3124e-08 | 4.2022e-08 | 5.7971e-08 | -6.2204e-08 | -1.7699e-07 | -3.7763e-08 | 3.9495e-08 | 1.1908e-07 | 0 | 0 | 0 | 0 | 0 | 0 | 0.69668 | 1.2288 | 1.534 | 0.69668 | 1.2288 | 1.534 | 18.3399 | -143.4739 | 130.0704 | 18.3399 | -143.4739 | 130.0704
Line13_13_14 | 0 | 0 | 0 | 0 | 0 | 0 | 0 | 0 | 0 | 0 | 0 | 0 | -2.1149e-08 | 4.6067e-08 | -2.2279e-08 | 8.8756e-10 | -9.9058e-10 | -2.5362e-09 | 1.9324e-08 | -2.0735e-08 | -5.8997e-08 | 8.8415e-10 | -1.9742e-09 | 1.0819e-09 | 0 | 0 | 0 | 0 | 0 | 0 | 0.69668 | 1.2288 | 1.534 | 0.69668 | 1.2288 | 1.534 | 18.3399 | -143.4739 | 130.0704 | 18.3399 | -143.4739 | 130.0704
Line14_15_16 | 0 | 0 | 0 | 0 | 0 | 0 | 0 | 0 | 0 | 0 | 0 | 0 | -4.2297e-08 | 9.2134e-08 | -4.4558e-08 | 2.2036e-08 | -4.7057e-08 | 1.9743e-08 | 3.8647e-08 | -4.1469e-08 | -1.1799e-07 | -1.8439e-08 | 1.876e-08 | 6.0079e-08 | 0 | 0 | 0 | 0 | 0 | 0 | 0.69668 | 1.2288 | 1.534 | 0.69668 | 1.2288 | 1.534 | 18.3399 | -143.4739 | 130.0704 | 18.3399 | -143.4739 | 130.0704
Line15_16_17 | 0 | 0 | 0 | 0 | 0 | 0 | 0 | 0 | 0 | 0 | 0 | 0 | -2.1149e-08 | 4.6067e-08 | -2.2279e-08 | 8.8756e-10 | -9.9058e-10 | -2.5362e-09 | 1.9324e-08 | -2.0735e-08 | -5.8997e-08 | 8.8415e-10 | -1.9742e-09 | 1.0819e-09 | 0 | 0 | 0 | 0 | 0 | 0 | 0.69668 | 1.2288 | 1.534 | 0.69668 | 1.2288 | 1.534 | 18.3399 | -143.4739 | 130.0704 | 18.3399 | -143.4739 | 130.0704
Line16_4_18 | 0.02264 | 0 | 0 | 0.02264 | 0 | 0 | 0.0052285 | 0 | 0 | 0.0052285 | 0 | 0 | 0.0025671 | 4.605e-08 | -2.2363e-08 | -0.0025629 | -9.867e-10 | -2.5354e-09 | 0.0025714 | -2.0785e-08 | -5.8991e-08 | -0.0025629 | -1.9731e-09 | 1.0789e-09 | -26.7556 | 0 | 0 | 153.2449 | 0 | 0 | 0.69494 | 1.2285 | 1.5339 | 0.69321 | 1.2281 | 1.5339 | 18.2925 | -143.4739 | 130.0568 | 18.2449 | -143.474 | 130.0432
Line17_5_19 | 0 | 0 | 0 | 0 | 0 | 0 | 0 | 0 | 0 | 0 | 0 | 0 | -2.1149e-08 | 4.6067e-08 | -2.2279e-08 | 8.8756e-10 | -9.9058e-10 | -2.5362e-09 | 1.9324e-08 | -2.0735e-08 | -5.8997e-08 | 8.8415e-10 | -1.9742e-09 | 1.0819e-09 | 0 | 0 | 0 | 0 | 0 | 0 | 0.69668 | 1.2288 | 1.534 | 0.69668 | 1.2288 | 1.534 | 18.3399 | -143.4739 | 130.0704 | 18.3399 | -143.4739 | 130.0704
Line1_1_3 | 1.4244e-06 | 1.4241e-06 | 1.4241e-06 | 1.2468e-06 | 1.2465e-06 | 1.2465e-06 | 3.2896e-07 | 3.2889e-07 | 3.2889e-07 | 2.8793e-07 | 2.8786e-07 | 2.8786e-07 | -1.6919e-07 | 3.6853e-07 | -1.7823e-07 | 1.4893e-07 | -3.2346e-07 | 1.5342e-07 | 1.5459e-07 | -1.6588e-07 | -4.7197e-07 | -1.3438e-07 | 1.4317e-07 | 4.1406e-07 | -119.2419 | -119.2414 | -119.2414 | 60.4006 | 60.4011 | 60.4011 | 0.69668 | 1.2288 | 1.534 | 0.69668 | 1.2288 | 1.534 | 18.3399 | -143.4739 | 130.0704 | 18.3399 | -143.4739 | 130.0704
Line2_1_4 | 0.02264 | 0 | 0 | 0.02264 | 0 | 0 | 0.0052285 | 0 | 0 | 0.0052285 | 0 | 0 | 0.0025714 | 9.2129e-08 | -4.4652e-08 | -0.0025671 | -4.7038e-08 | 1.9828e-08 | 0.00258 | -4.1544e-08 | -1.1799e-07 | -0.0025714 | 1.8811e-08 | 6.0071e-08 | -26.756 | 0 | 0 | 153.2444 | 0 | 0 | 0.69668 | 1.2288 | 1.534 | 0.69494 | 1.2285 | 1.5339 | 18.3399 | -143.4739 | 130.0704 | 18.2925 | -143.4739 | 130.0568
Line3_1_5 | 0 | 0 | 0 | 0 | 0 | 0 | 0 | 0 | 0 | 0 | 0 | 0 | -4.2297e-08 | 9.2134e-08 | -4.4558e-08 | 2.2036e-08 | -4.7057e-08 | 1.9743e-08 | 3.8647e-08 | -4.1469e-08 | -1.1799e-07 | -1.8439e-08 | 1.876e-08 | 6.0079e-08 | 0 | 0 | 0 | 0 | 0 | 0 | 0.69668 | 1.2288 | 1.534 | 0.69668 | 1.2288 | 1.534 | 18.3399 | -143.4739 | 130.0704 | 18.3399 | -143.4739 | 130.0704
Line4_2_6 | 0 | 0 | 0 | 0 | 0 | 0 | 0 | 0 | 0 | 0 | 0 | 0 | -1.0574e-07 | 2.3033e-07 | -1.114e-07 | 8.5482e-08 | -1.8526e-07 | 8.658e-08 | 9.6618e-08 | -1.0367e-07 | -2.9498e-07 | -7.641e-08 | 8.0964e-08 | 2.3707e-07 | 0 | 0 | 0 | 0 | 0 | 0 | 0.69668 | 1.2288 | 1.534 | 0.69668 | 1.2288 | 1.534 | 18.3399 | -143.4739 | 130.0704 | 18.3399 | -143.4739 | 130.0704
Line5_6_7 | 0 | 0 | 0 | 0 | 0 | 0 | 0 | 0 | 0 | 0 | 0 | 0 | -8.4594e-08 | 1.8427e-07 | -8.9116e-08 | 6.4333e-08 | -1.3919e-07 | 6.4301e-08 | 7.7294e-08 | -8.2938e-08 | -2.3599e-07 | -5.7087e-08 | 6.023e-08 | 1.7807e-07 | 0 | 0 | 0 | 0 | 0 | 0 | 0.69668 | 1.2288 | 1.534 | 0.69668 | 1.2288 | 1.534 | 18.3399 | -143.4739 | 130.0704 | 18.3399 | -143.4739 | 130.0704
Line6_7_8 | 0 | 0 | 0 | 0 | 0 | 0 | 0 | 0 | 0 | 0 | 0 | 0 | -6.3446e-08 | 1.382e-07 | -6.6837e-08 | 4.3185e-08 | -9.3124e-08 | 4.2022e-08 | 5.7971e-08 | -6.2204e-08 | -1.7699e-07 | -3.7763e-08 | 3.9495e-08 | 1.1908e-07 | 0 | 0 | 0 | 0 | 0 | 0 | 0.69668 | 1.2288 | 1.534 | 0.69668 | 1.2288 | 1.534 | 18.3399 | -143.4739 | 130.0704 | 18.3399 | -143.4739 | 130.0704
Line7_8_9 | 0 | 0 | 0 | 0 | 0 | 0 | 0 | 0 | 0 | 0 | 0 | 0 | -2.1149e-08 | 4.6067e-08 | -2.2279e-08 | 8.8756e-10 | -9.9058e-10 | -2.5362e-09 | 1.9324e-08 | -2.0735e-08 | -5.8997e-08 | 8.8415e-10 | -1.9742e-09 | 1.0819e-09 | 0 | 0 | 0 | 0 | 0 | 0 | 0.69668 | 1.2288 | 1.534 | 0.69668 | 1.2288 | 1.534 | 18.3399 | -143.4739 | 130.0704 | 18.3399 | -143.4739 | 130.0704
Line8_8_10 | 0 | 0 | 0 | 0 | 0 | 0 | 0 | 0 | 0 | 0 | 0 | 0 | -2.1149e-08 | 4.6067e-08 | -2.2279e-08 | 8.8756e-10 | -9.9058e-10 | -2.5362e-09 | 1.9324e-08 | -2.0735e-08 | -5.8997e-08 | 8.8415e-10 | -1.9742e-09 | 1.0819e-09 | 0 | 0 | 0 | 0 | 0 | 0 | 0.69668 | 1.2288 | 1.534 | 0.69668 | 1.2288 | 1.534 | 18.3399 | -143.4739 | 130.0704 | 18.3399 | -143.4739 | 130.0704
Line9_3_11 | 1.2464e-06 | 1.2461e-06 | 1.2461e-06 | 1.0687e-06 | 1.0685e-06 | 1.0685e-06 | 2.8784e-07 | 2.8778e-07 | 2.8778e-07 | 2.4681e-07 | 2.4675e-07 | 2.4675e-07 | -1.4804e-07 | 3.2247e-07 | -1.5595e-07 | 1.2778e-07 | -2.7739e-07 | 1.3114e-07 | 1.3527e-07 | -1.4514e-07 | -4.1298e-07 | -1.1506e-07 | 1.2243e-07 | 3.5506e-07 | -119.2419 | -119.2414 | -119.2414 | 60.3411 | 60.3415 | 60.3415 | 0.69668 | 1.2288 | 1.534 | 0.69668 | 1.2288 | 1.534 | 18.3399 | -143.4739 | 130.0704 | 18.3399 | -143.4739 | 130.0704

## LG_min_6
name | pf_ikss_a_from_ka | pf_ikss_b_from_ka | pf_ikss_c_from_ka | pf_ikss_a_to_ka | pf_ikss_b_to_ka | pf_ikss_c_to_ka | pf_skss_a_from_mw | pf_skss_b_from_mw | pf_skss_c_from_mw | pf_skss_a_to_mw | pf_skss_b_to_mw | pf_skss_c_to_mw | pf_p_a_from_mw | pf_p_b_from_mw | pf_p_c_from_mw | pf_p_a_to_mw | pf_p_b_to_mw | pf_p_c_to_mw | pf_q_a_from_mvar | pf_q_b_from_mvar | pf_q_c_from_mvar | pf_q_a_to_mvar | pf_q_b_to_mvar | pf_q_c_to_mvar | pf_ikss_a_from_degree | pf_ikss_b_from_degree | pf_ikss_c_from_degree | pf_ikss_a_to_degree | pf_ikss_b_to_degree | pf_ikss_c_to_degree | pf_vm_a_from_pu | pf_vm_b_from_pu | pf_vm_c_from_pu | pf_vm_a_to_pu | pf_vm_b_to_pu | pf_vm_c_to_pu | pf_va_a_from_degree | pf_va_b_from_degree | pf_va_c_from_degree | pf_va_a_to_degree | pf_va_b_to_degree | pf_va_c_to_degree
Line0_1_2 | 2.0562e-06 | 2.0558e-06 | 2.0558e-06 | 1.7143e-06 | 1.7138e-06 | 1.7138e-06 | 4.7486e-07 | 4.7476e-07 | 4.7476e-07 | 3.9589e-07 | 3.9579e-07 | 3.9579e-07 | -3.1082e-09 | 4.2097e-07 | -3.591e-07 | 2.6112e-09 | -3.5568e-07 | 2.9431e-07 | 2.7349e-09 | -6.5183e-07 | -6.9364e-07 | -2.2573e-09 | 5.4033e-07 | 5.8086e-07 | -93.0686 | -93.0681 | -93.0681 | 86.431 | 86.4315 | 86.4315 | 0.0087186 | 1.6344 | 1.6452 | 0.0087186 | 1.6344 | 1.6452 | 45.5873 | -150.2127 | 149.5614 | 45.5881 | -150.2127 | 149.5614
Line10_11_12 | 2.0562e-06 | 2.0558e-06 | 2.0558e-06 | 1.7143e-06 | 1.7138e-06 | 1.7138e-06 | 4.7486e-07 | 4.7476e-07 | 4.7476e-07 | 3.9589e-07 | 3.9579e-07 | 3.9579e-07 | -3.1083e-09 | 4.2097e-07 | -3.591e-07 | 2.6113e-09 | -3.5568e-07 | 2.9431e-07 | 2.7348e-09 | -6.5183e-07 | -6.9364e-07 | -2.2572e-09 | 5.4033e-07 | 5.8086e-07 | -93.0686 | -93.0681 | -93.0681 | 86.431 | 86.4315 | 86.4315 | 0.0087187 | 1.6344 | 1.6452 | 0.0087187 | 1.6344 | 1.6452 | 45.5892 | -150.2127 | 149.5614 | 45.59 | -150.2127 | 149.5614
Line11_12_13 | 1.7135e-06 | 1.7131e-06 | 1.7131e-06 | 1.3716e-06 | 1.3712e-06 | 1.3712e-06 | 3.9571e-07 | 3.9563e-07 | 3.9563e-07 | 3.1675e-07 | 3.1667e-07 | 3.1667e-07 | -2.5903e-09 | 3.5081e-07 | -2.9925e-07 | 2.0932e-09 | -2.8552e-07 | 2.3446e-07 | 2.2789e-09 | -5.4319e-07 | -5.7803e-07 | -1.8014e-09 | 4.3169e-07 | 4.6526e-07 | -93.0686 | -93.0681 | -93.0681 | 86.306 | 86.3065 | 86.3065 | 0.0087187 | 1.6344 | 1.6452 | 0.0087187 | 1.6344 | 1.6452 | 45.59 | -150.2127 | 149.5614 | 45.5906 | -150.2127 | 149.5614
Line12_13_15 | 1.0281e-06 | 1.0279e-06 | 1.0279e-06 | 0 | 0 | 0 | 2.3743e-07 | 2.3738e-07 | 2.3738e-07 | 0 | 0 | 0 | -1.5542e-09 | 2.1048e-07 | -1.7955e-07 | 1.0571e-09 | -1.452e-07 | 1.1476e-07 | 1.3673e-09 | -3.2592e-07 | -3.4682e-07 | -8.8986e-10 | 2.1441e-07 | 2.3404e-07 | -93.0686 | -93.0681 | -93.0681 | 0 | 0 | 0 | 0.0087187 | 1.6344 | 1.6452 | 0.0087187 | 1.6344 | 1.6452 | 45.5906 | -150.2127 | 149.5614 | 45.5909 | -150.2127 | 149.5614
Line13_13_14 | 0 | 0 | 0 | 0 | 0 | 0 | 0 | 0 | 0 | 0 | 0 | 0 | -5.1806e-10 | 7.0162e-08 | -5.9849e-08 | 2.0974e-11 | -4.875e-09 | -4.94e-09 | 4.5578e-10 | -1.0864e-07 | -1.1561e-07 | 2.1695e-11 | -2.8649e-09 | 2.8274e-09 | 0 | 0 | 0 | 0 | 0 | 0 | 0.0087187 | 1.6344 | 1.6452 | 0.0087187 | 1.6344 | 1.6452 | 45.5906 | -150.2127 | 149.5614 | 45.5907 | -150.2127 | 149.5614
Line14_15_16 | 0 | 0 | 0 | 0 | 0 | 0 | 0 | 0 | 0 | 0 | 0 | 0 | -1.0361e-09 | 1.4032e-07 | -1.197e-07 | 5.3904e-10 | -7.5037e-08 | 5.491e-08 | 9.1156e-10 | -2.1728e-07 | -2.3121e-07 | -4.3408e-10 | 1.0577e-07 | 1.1843e-07 | 0 | 0 | 0 | 0 | 0 | 0 | 0.0087187 | 1.6344 | 1.6452 | 0.0087187 | 1.6344 | 1.6452 | 45.5909 | -150.2127 | 149.5614 | 45.5911 | -150.2127 | 149.5614
Line15_16_17 | 0 | 0 | 0 | 0 | 0 | 0 | 0 | 0 | 0 | 0 | 0 | 0 | -5.1807e-10 | 7.0162e-08 | -5.9849e-08 | 2.0973e-11 | -4.875e-09 | -4.94e-09 | 4.5578e-10 | -1.0864e-07 | -1.1561e-07 | 2.1695e-11 | -2.8649e-09 | 2.8274e-09 | 0 | 0 | 0 | 0 | 0 | 0 | 0.0087187 | 1.6344 | 1.6452 | 0.0087187 | 1.6344 | 1.6452 | 45.5911 | -150.2127 | 149.5614 | 45.5912 | -150.2127 | 149.5614
Line16_4_18 | 0.043575 | 0 | 0 | 0.043575 | 0 | 0 | 0.010063 | 0 | 0 | 0.010063 | 0 | 0 | 3.038e-05 | 7.0051e-08 | -6.0079e-08 | -1.6225e-16 | -4.8608e-09 | -4.9333e-09 | 3.1647e-05 | -1.0876e-07 | -1.1559e-07 | -8.5926e-17 | -2.8634e-09 | 2.8215e-09 | -0.58197 | 0 | 0 | 179.4185 | 0 | 0 | 0.0043593 | 1.6336 | 1.645 | 0 | 1.6327 | 1.6448 | 45.5875 | -150.221 | 149.5319 | 0 | -150.2293 | 149.5024
Line17_5_19 | 0 | 0 | 0 | 0 | 0 | 0 | 0 | 0 | 0 | 0 | 0 | 0 | -5.1804e-10 | 7.0161e-08 | -5.9849e-08 | 2.0975e-11 | -4.875e-09 | -4.94e-09 | 4.5581e-10 | -1.0864e-07 | -1.1561e-07 | 2.1694e-11 | -2.8649e-09 | 2.8274e-09 | 0 | 0 | 0 | 0 | 0 | 0 | 0.0087186 | 1.6344 | 1.6452 | 0.0087186 | 1.6344 | 1.6452 | 45.5876 | -150.2127 | 149.5614 | 45.5876 | -150.2127 | 149.5614
Line1_1_3 | 2.7416e-06 | 2.741e-06 | 2.741e-06 | 2.3996e-06 | 2.3991e-06 | 2.3991e-06 | 6.3314e-07 | 6.3301e-07 | 6.3301e-07 | 5.5417e-07 | 5.5404e-07 | 5.5404e-07 | -4.1443e-09 | 5.6129e-07 | -4.788e-07 | 3.6473e-09 | -4.9601e-07 | 4.1401e-07 | 3.6465e-09 | -8.6911e-07 | -9.2486e-07 | -3.1689e-09 | 7.576e-07 | 8.1208e-07 | -93.0686 | -93.0681 | -93.0681 | 86.5739 | 86.5744 | 86.5744 | 0.0087186 | 1.6344 | 1.6452 | 0.0087187 | 1.6344 | 1.6452 | 45.5873 | -150.2127 | 149.5614 | 45.5884 | -150.2127 | 149.5614
Line2_1_4 | 0.043575 | 0 | 0 | 0.043575 | 0 | 0 | 0.010063 | 0 | 0 | 0.010063 | 0 | 0 | 6.076e-05 | 1.4024e-07 | -1.1994e-07 | -3.038e-05 | -7.4919e-08 | 5.5142e-08 | 6.3294e-05 | -2.175e-07 | -2.3126e-07 | -3.1647e-05 | 1.059e-07 | 1.1842e-07 | -0.58242 | 0 | 0 | 179.418 | 0 | 0 | 0.0087186 | 1.6344 | 1.6452 | 0.0043593 | 1.6336 | 1.645 | 45.5873 | -150.2127 | 149.5614 | 45.5875 | -150.221 | 149.5319
Line3_1_5 | 0 | 0 | 0 | 0 | 0 | 0 | 0 | 0 | 0 | 0 | 0 | 0 | -1.0361e-09 | 1.4032e-07 | -1.197e-07 | 5.3901e-10 | -7.5036e-08 | 5.491e-08 | 9.1162e-10 | -2.1728e-07 | -2.3121e-07 | -4.3411e-10 | 1.0577e-07 | 1.1843e-07 | 0 | 0 | 0 | 0 | 0 | 0 | 0.0087186 | 1.6344 | 1.6452 | 0.0087186 | 1.6344 | 1.6452 | 45.5873 | -150.2127 | 149.5614 | 45.5876 | -150.2127 | 149.5614
Line4_2_6 | 1.7135e-06 | 1.7131e-06 | 1.7131e-06 | 1.3716e-06 | 1.3712e-06 | 1.3712e-06 | 3.9571e-07 | 3.9563e-07 | 3.9563e-07 | 3.1675e-07 | 3.1667e-07 | 3.1667e-07 | -2.5902e-09 | 3.5081e-07 | -2.9925e-07 | 2.0932e-09 | -2.8552e-07 | 2.3446e-07 | 2.279e-09 | -5.4319e-07 | -5.7803e-07 | -1.8015e-09 | 4.3169e-07 | 4.6525e-07 | -93.0686 | -93.0681 | -93.0681 | 86.306 | 86.3065 | 86.3065 | 0.0087186 | 1.6344 | 1.6452 | 0.0087187 | 1.6344 | 1.6452 | 45.5881 | -150.2127 | 149.5614 | 45.5887 | -150.2127 | 149.5614
Line5_6_7 | 1.3708e-06 | 1.3705e-06 | 1.3705e-06 | 1.0289e-06 | 1.0286e-06 | 1.0286e-06 | 3.1657e-07 | 3.165e-07 | 3.165e-07 | 2.3762e-07 | 2.3755e-07 | 2.3755e-07 | -2.0722e-09 | 2.8065e-07 | -2.394e-07 | 1.5751e-09 | -2.1536e-07 | 1.7461e-07 | 1.8232e-09 | -4.3455e-07 | -4.6243e-07 | -1.3457e-09 | 3.2305e-07 | 3.4965e-07 | -93.0686 | -93.0681 | -93.0681 | 86.0977 | 86.0981 | 86.0981 | 0.0087187 | 1.6344 | 1.6452 | 0.0087187 | 1.6344 | 1.6452 | 45.5887 | -150.2127 | 149.5614 | 45.5892 | -150.2127 | 149.5614
Line6_7_8 | 1.0281e-06 | 1.0279e-06 | 1.0279e-06 | 0 | 0 | 0 | 2.3743e-07 | 2.3738e-07 | 2.3738e-07 | 0 | 0 | 0 | -1.5541e-09 | 2.1048e-07 | -1.7955e-07 | 1.0571e-09 | -1.452e-07 | 1.1476e-07 | 1.3674e-09 | -3.2591e-07 | -3.4682e-07 | -8.8989e-10 | 2.1441e-07 | 2.3404e-07 | -93.0686 | -93.0681 | -93.0681 | 0 | 0 | 0 | 0.0087187 | 1.6344 | 1.6452 | 0.0087187 | 1.6344 | 1.6452 | 45.5892 | -150.2127 | 149.5614 | 45.5895 | -150.2127 | 149.5614
Line7_8_9 | 0 | 0 | 0 | 0 | 0 | 0 | 0 | 0 | 0 | 0 | 0 | 0 | -5.1805e-10 | 7.0162e-08 | -5.9849e-08 | 2.0974e-11 | -4.875e-09 | -4.94e-09 | 4.5579e-10 | -1.0864e-07 | -1.1561e-07 | 2.1695e-11 | -2.8649e-09 | 2.8274e-09 | 0 | 0 | 0 | 0 | 0 | 0 | 0.0087187 | 1.6344 | 1.6452 | 0.0087187 | 1.6344 | 1.6452 | 45.5895 | -150.2127 | 149.5614 | 45.5896 | -150.2127 | 149.5614
Line8_8_10 | 0 | 0 | 0 | 0 | 0 | 0 | 0 | 0 | 0 | 0 | 0 | 0 | -5.1805e-10 | 7.0162e-08 | -5.9849e-08 | 2.0974e-11 | -4.875e-09 | -4.94e-09 | 4.5579e-10 | -1.0864e-07 | -1.1561e-07 | 2.1695e-11 | -2.8649e-09 | 2.8274e-09 | 0 | 0 | 0 | 0 | 0 | 0 | 0.0087187 | 1.6344 | 1.6452 | 0.0087187 | 1.6344 | 1.6452 | 45.5895 | -150.2127 | 149.5614 | 45.5896 | -150.2127 | 149.5614
Line9_3_11 | 2.3989e-06 | 2.3984e-06 | 2.3984e-06 | 2.0569e-06 | 2.0564e-06 | 2.0564e-06 | 5.54e-07 | 5.5388e-07 | 5.5388e-07 | 4.7503e-07 | 4.7491e-07 | 4.7491e-07 | -3.6263e-09 | 4.9113e-07 | -4.1895e-07 | 3.1293e-09 | -4.2584e-07 | 3.5416e-07 | 3.1906e-09 | -7.6047e-07 | -8.0925e-07 | -2.7131e-09 | 6.4897e-07 | 6.9647e-07 | -93.0686 | -93.0681 | -93.0681 | 86.5144 | 86.5149 | 86.5149 | 0.0087187 | 1.6344 | 1.6452 | 0.0087187 | 1.6344 | 1.6452 | 45.5884 | -150.2127 | 149.5614 | 45.5892 | -150.2127 | 149.5614

## LG_min_10
name | pf_ikss_a_from_ka | pf_ikss_b_from_ka | pf_ikss_c_from_ka | pf_ikss_a_to_ka | pf_ikss_b_to_ka | pf_ikss_c_to_ka | pf_skss_a_from_mw | pf_skss_b_from_mw | pf_skss_c_from_mw | pf_skss_a_to_mw | pf_skss_b_to_mw | pf_skss_c_to_mw | pf_p_a_from_mw | pf_p_b_from_mw | pf_p_c_from_mw | pf_p_a_to_mw | pf_p_b_to_mw | pf_p_c_to_mw | pf_q_a_from_mvar | pf_q_b_from_mvar | pf_q_c_from_mvar | pf_q_a_to_mvar | pf_q_b_to_mvar | pf_q_c_to_mvar | pf_ikss_a_from_degree | pf_ikss_b_from_degree | pf_ikss_c_from_degree | pf_ikss_a_to_degree | pf_ikss_b_to_degree | pf_ikss_c_to_degree | pf_vm_a_from_pu | pf_vm_b_from_pu | pf_vm_c_from_pu | pf_vm_a_to_pu | pf_vm_b_to_pu | pf_vm_c_to_pu | pf_va_a_from_degree | pf_va_b_from_degree | pf_va_c_from_degree | pf_va_a_to_degree | pf_va_b_to_degree | pf_va_c_to_degree
Line0_1_2 | 1.948e-06 | 1.9476e-06 | 1.9476e-06 | 1.624e-06 | 1.6236e-06 | 1.6236e-06 | 4.4986e-07 | 4.4977e-07 | 4.4977e-07 | 3.7505e-07 | 3.7496e-07 | 3.7496e-07 | -2.7896e-09 | 3.7782e-07 | -3.2229e-07 | 2.3436e-09 | -3.1923e-07 | 2.6414e-07 | 2.4546e-09 | -5.8502e-07 | -6.2255e-07 | -2.026e-09 | 4.8495e-07 | 5.2133e-07 | -93.0686 | -93.0681 | -93.0681 | 86.431 | 86.4315 | 86.4315 | 0.0082598 | 1.5484 | 1.5586 | 0.0082598 | 1.5484 | 1.5586 | 45.5873 | -150.2127 | 149.5614 | 45.5881 | -150.2127 | 149.5614
Line10_11_12 | 1.948e-06 | 1.9476e-06 | 1.9476e-06 | 1.624e-06 | 1.6236e-06 | 1.6236e-06 | 4.4986e-07 | 4.4977e-07 | 4.4977e-07 | 3.7505e-07 | 3.7496e-07 | 3.7496e-07 | -2.7897e-09 | 3.7782e-07 | -3.2229e-07 | 2.3436e-09 | -3.1923e-07 | 2.6414e-07 | 2.4545e-09 | -5.8502e-07 | -6.2255e-07 | -2.0259e-09 | 4.8495e-07 | 5.2133e-07 | -93.0686 | -93.0681 | -93.0681 | 86.431 | 86.4315 | 86.4315 | 0.0082598 | 1.5484 | 1.5586 | 0.0082598 | 1.5484 | 1.5586 | 45.5892 | -150.2127 | 149.5614 | 45.59 | -150.2127 | 149.5614
Line11_12_13 | 1.6233e-06 | 1.623e-06 | 1.623e-06 | 1.2994e-06 | 1.299e-06 | 1.299e-06 | 3.7489e-07 | 3.7481e-07 | 3.7481e-07 | 3.0008e-07 | 3e-07 | 3e-07 | -2.3248e-09 | 3.1485e-07 | -2.6858e-07 | 1.8787e-09 | -2.5626e-07 | 2.1043e-07 | 2.0454e-09 | -4.8752e-07 | -5.1879e-07 | -1.6168e-09 | 3.8744e-07 | 4.1757e-07 | -93.0686 | -93.0681 | -93.0681 | 86.306 | 86.3065 | 86.3065 | 0.0082598 | 1.5484 | 1.5586 | 0.0082598 | 1.5484 | 1.5586 | 45.59 | -150.2127 | 149.5614 | 45.5906 | -150.2127 | 149.5614
Line12_13_15 | 0 | 0 | 0 | 0 | 0 | 0 | 0 | 0 | 0 | 0 | 0 | 0 | -1.3949e-09 | 1.8891e-07 | -1.6115e-07 | 9.4876e-10 | -1.3032e-07 | 1.03e-07 | 1.2272e-09 | -2.9251e-07 | -3.1127e-07 | -7.9866e-10 | 1.9244e-07 | 2.1005e-07 | 0 | 0 | 0 | 0 | 0 | 0 | 0.0082598 | 1.5484 | 1.5586 | 0.0082598 | 1.5484 | 1.5586 | 45.5906 | -150.2127 | 149.5614 | 45.5909 | -150.2127 | 149.5614
Line13_13_14 | 0 | 0 | 0 | 0 | 0 | 0 | 0 | 0 | 0 | 0 | 0 | 0 | -4.6496e-10 | 6.297e-08 | -5.3715e-08 | 1.8824e-11 | -4.3753e-09 | -4.4337e-09 | 4.0907e-10 | -9.7504e-08 | -1.0376e-07 | 1.9471e-11 | -2.5713e-09 | 2.5376e-09 | 0 | 0 | 0 | 0 | 0 | 0 | 0.0082598 | 1.5484 | 1.5586 | 0.0082598 | 1.5484 | 1.5586 | 45.5906 | -150.2127 | 149.5614 | 45.5907 | -150.2127 | 149.5614
Line14_15_16 | 0 | 0 | 0 | 0 | 0 | 0 | 0 | 0 | 0 | 0 | 0 | 0 | -9.2993e-10 | 1.2594e-07 | -1.0743e-07 | 4.8379e-10 | -6.7346e-08 | 4.9282e-08 | 8.1813e-10 | -1.9501e-07 | -2.0752e-07 | -3.8959e-10 | 9.4932e-08 | 1.063e-07 | 0 | 0 | 0 | 0 | 0 | 0 | 0.0082598 | 1.5484 | 1.5586 | 0.0082598 | 1.5484 | 1.5586 | 45.5909 | -150.2127 | 149.5614 | 45.5911 | -150.2127 | 149.5614
Line15_16_17 | 0 | 0 | 0 | 0 | 0 | 0 | 0 | 0 | 0 | 0 | 0 | 0 | -4.6497e-10 | 6.297e-08 | -5.3715e-08 | 1.8824e-11 | -4.3753e-09 | -4.4337e-09 | 4.0906e-10 | -9.7504e-08 | -1.0376e-07 | 1.9472e-11 | -2.5713e-09 | 2.5376e-09 | 0 | 0 | 0 | 0 | 0 | 0 | 0.0082598 | 1.5484 | 1.5586 | 0.0082598 | 1.5484 | 1.5586 | 45.5911 | -150.2127 | 149.5614 | 45.5912 | -150.2127 | 149.5614
Line16_4_18 | 0.041282 | 0 | 0 | 0.041282 | 0 | 0 | 0.0095336 | 0 | 0 | 0.0095336 | 0 | 0 | 2.7267e-05 | 6.2871e-08 | -5.3921e-08 | -1.474e-16 | -4.3626e-09 | -4.4277e-09 | 2.8403e-05 | -9.7615e-08 | -1.0375e-07 | -7.7896e-17 | -2.5699e-09 | 2.5323e-09 | -0.58197 | 0 | 0 | 179.4185 | 0 | 0 | 0.0041299 | 1.5476 | 1.5584 | 0 | 1.5468 | 1.5582 | 45.5875 | -150.221 | 149.5319 | 0 | -150.2293 | 149.5024
Line17_5_19 | 0 | 0 | 0 | 0 | 0 | 0 | 0 | 0 | 0 | 0 | 0 | 0 | -4.6494e-10 | 6.297e-08 | -5.3715e-08 | 1.8825e-11 | -4.3753e-09 | -4.4337e-09 | 4.0909e-10 | -9.7504e-08 | -1.0376e-07 | 1.947e-11 | -2.5713e-09 | 2.5376e-09 | 0 | 0 | 0 | 0 | 0 | 0 | 0.0082598 | 1.5484 | 1.5586 | 0.0082598 | 1.5484 | 1.5586 | 45.5876 | -150.2127 | 149.5614 | 45.5876 | -150.2127 | 149.5614
Line1_1_3 | 2.5973e-06 | 2.5967e-06 | 2.5967e-06 | 2.2733e-06 | 2.2728e-06 | 2.2728e-06 | 5.9982e-07 | 5.9969e-07 | 5.9969e-07 | 5.25e-07 | 5.2488e-07 | 5.2488e-07 | -3.7195e-09 | 5.0376e-07 | -4.2972e-07 | 3.2735e-09 | -4.4517e-07 | 3.7157e-07 | 3.2727e-09 | -7.8003e-07 | -8.3006e-07 | -2.8441e-09 | 6.7995e-07 | 7.2884e-07 | -93.0686 | -93.0681 | -93.0681 | 86.5739 | 86.5744 | 86.5744 | 0.0082598 | 1.5484 | 1.5586 | 0.0082598 | 1.5484 | 1.5586 | 45.5873 | -150.2127 | 149.5614 | 45.5884 | -150.2127 | 149.5614
Line2_1_4 | 0.041282 | 0 | 0 | 0.041282 | 0 | 0 | 0.0095336 | 0 | 0 | 0.0095336 | 0 | 0 | 5.4533e-05 | 1.2587e-07 | -1.0764e-07 | -2.7267e-05 | -6.724e-08 | 4.949e-08 | 5.6806e-05 | -1.9521e-07 | -2.0755e-07 | -2.8403e-05 | 9.5044e-08 | 1.0628e-07 | -0.58242 | 0 | 0 | 179.418 | 0 | 0 | 0.0082598 | 1.5484 | 1.5586 | 0.0041299 | 1.5476 | 1.5584 | 45.5873 | -150.2127 | 149.5614 | 45.5875 | -150.221 | 149.5319
Line3_1_5 | 0 | 0 | 0 | 0 | 0 | 0 | 0 | 0 | 0 | 0 | 0 | 0 | -9.2988e-10 | 1.2594e-07 | -1.0743e-07 | 4.8377e-10 | -6.7346e-08 | 4.9282e-08 | 8.1819e-10 | -1.9501e-07 | -2.0752e-07 | -3.8962e-10 | 9.4932e-08 | 1.063e-07 | 0 | 0 | 0 | 0 | 0 | 0 | 0.0082598 | 1.5484 | 1.5586 | 0.0082598 | 1.5484 | 1.5586 | 45.5873 | -150.2127 | 149.5614 | 45.5876 | -150.2127 | 149.5614
Line4_2_6 | 1.6233e-06 | 1.623e-06 | 1.623e-06 | 1.2994e-06 | 1.299e-06 | 1.299e-06 | 3.7489e-07 | 3.7481e-07 | 3.7481e-07 | 3.0008e-07 | 3e-07 | 3e-07 | -2.3247e-09 | 3.1485e-07 | -2.6858e-07 | 1.8786e-09 | -2.5626e-07 | 2.1043e-07 | 2.0454e-09 | -4.8752e-07 | -5.1879e-07 | -1.6169e-09 | 3.8744e-07 | 4.1757e-07 | -93.0686 | -93.0681 | -93.0681 | 86.306 | 86.3065 | 86.3065 | 0.0082598 | 1.5484 | 1.5586 | 0.0082598 | 1.5484 | 1.5586 | 45.5881 | -150.2127 | 149.5614 | 45.5887 | -150.2127 | 149.5614
Line5_6_7 | 1.2986e-06 | 1.2984e-06 | 1.2984e-06 | 0 | 0 | 0 | 2.9991e-07 | 2.9985e-07 | 2.9985e-07 | 0 | 0 | 0 | -1.8598e-09 | 2.5188e-07 | -2.1486e-07 | 1.4137e-09 | -1.9329e-07 | 1.5671e-07 | 1.6363e-09 | -3.9001e-07 | -4.1503e-07 | -1.2078e-09 | 2.8994e-07 | 3.1381e-07 | -93.0686 | -93.0681 | -93.0681 | 0 | 0 | 0 | 0.0082598 | 1.5484 | 1.5586 | 0.0082598 | 1.5484 | 1.5586 | 45.5887 | -150.2127 | 149.5614 | 45.5892 | -150.2127 | 149.5614
Line6_7_8 | 0 | 0 | 0 | 0 | 0 | 0 | 0 | 0 | 0 | 0 | 0 | 0 | -1.3949e-09 | 1.8891e-07 | -1.6115e-07 | 9.4874e-10 | -1.3032e-07 | 1.03e-07 | 1.2272e-09 | -2.9251e-07 | -3.1127e-07 | -7.9868e-10 | 1.9244e-07 | 2.1005e-07 | 0 | 0 | 0 | 0 | 0 | 0 | 0.0082598 | 1.5484 | 1.5586 | 0.0082598 | 1.5484 | 1.5586 | 45.5892 | -150.2127 | 149.5614 | 45.5895 | -150.2127 | 149.5614
Line7_8_9 | 0 | 0 | 0 | 0 | 0 | 0 | 0 | 0 | 0 | 0 | 0 | 0 | -4.6496e-10 | 6.297e-08 | -5.3715e-08 | 1.8824e-11 | -4.3753e-09 | -4.4337e-09 | 4.0908e-10 | -9.7504e-08 | -1.0376e-07 | 1.9471e-11 | -2.5713e-09 | 2.5376e-09 | 0 | 0 | 0 | 0 | 0 | 0 | 0.0082598 | 1.5484 | 1.5586 | 0.0082598 | 1.5484 | 1.5586 | 45.5895 | -150.2127 | 149.5614 | 45.5896 | -150.2127 | 149.5614
Line8_8_10 | 0 | 0 | 0 | 0 | 0 | 0 | 0 | 0 | 0 | 0 | 0 | 0 | -4.6496e-10 | 6.297e-08 | -5.3715e-08 | 1.8824e-11 | -4.3753e-09 | -4.4337e-09 | 4.0908e-10 | -9.7504e-08 | -1.0376e-07 | 1.9471e-11 | -2.5713e-09 | 2.5376e-09 | 0 | 0 | 0 | 0 | 0 | 0 | 0.0082598 | 1.5484 | 1.5586 | 0.0082598 | 1.5484 | 1.5586 | 45.5895 | -150.2127 | 149.5614 | 45.5896 | -150.2127 | 149.5614
Line9_3_11 | 2.2726e-06 | 2.2721e-06 | 2.2721e-06 | 1.9487e-06 | 1.9482e-06 | 1.9482e-06 | 5.2484e-07 | 5.2473e-07 | 5.2473e-07 | 4.5003e-07 | 4.4992e-07 | 4.4992e-07 | -3.2546e-09 | 4.4079e-07 | -3.7601e-07 | 2.8085e-09 | -3.822e-07 | 3.1786e-07 | 2.8636e-09 | -6.8253e-07 | -7.2631e-07 | -2.435e-09 | 5.8245e-07 | 6.2509e-07 | -93.0686 | -93.0681 | -93.0681 | 86.5144 | 86.5149 | 86.5149 | 0.0082598 | 1.5484 | 1.5586 | 0.0082598 | 1.5484 | 1.5586 | 45.5884 | -150.2127 | 149.5614 | 45.5892 | -150.2127 | 149.5614

## LG_min_fault_6
name | pf_ikss_a_from_ka | pf_ikss_b_from_ka | pf_ikss_c_from_ka | pf_ikss_a_to_ka | pf_ikss_b_to_ka | pf_ikss_c_to_ka | pf_skss_a_from_mw | pf_skss_b_from_mw | pf_skss_c_from_mw | pf_skss_a_to_mw | pf_skss_b_to_mw | pf_skss_c_to_mw | pf_p_a_from_mw | pf_p_b_from_mw | pf_p_c_from_mw | pf_p_a_to_mw | pf_p_b_to_mw | pf_p_c_to_mw | pf_q_a_from_mvar | pf_q_b_from_mvar | pf_q_c_from_mvar | pf_q_a_to_mvar | pf_q_b_to_mvar | pf_q_c_to_mvar | pf_ikss_a_from_degree | pf_ikss_b_from_degree | pf_ikss_c_from_degree | pf_ikss_a_to_degree | pf_ikss_b_to_degree | pf_ikss_c_to_degree | pf_vm_a_from_pu | pf_vm_b_from_pu | pf_vm_c_from_pu | pf_vm_a_to_pu | pf_vm_b_to_pu | pf_vm_c_to_pu | pf_va_a_from_degree | pf_va_b_from_degree | pf_va_c_from_degree | pf_va_a_to_degree | pf_va_b_to_degree | pf_va_c_to_degree
Line0_1_2 | 0 | 0 | 0 | 0 | 0 | 0 | 0 | 0 | 0 | 0 | 0 | 0 | -9.4427e-08 | 2.059e-07 | -9.9694e-08 | 7.9352e-08 | -1.7232e-07 | 8.119e-08 | 8.6543e-08 | -9.2695e-08 | -2.6353e-07 | -7.1461e-08 | 7.5775e-08 | 2.2041e-07 | 0 | 0 | 0 | 0 | 0 | 0 | 0.60186 | 1.0613 | 1.3242 | 0.60186 | 1.0613 | 1.3242 | 18.2883 | -143.4426 | 130.0724 | 18.2883 | -143.4426 | 130.0724
Line10_11_12 | 0 | 0 | 0 | 0 | 0 | 0 | 0 | 0 | 0 | 0 | 0 | 0 | -9.4427e-08 | 2.059e-07 | -9.9694e-08 | 7.9352e-08 | -1.7232e-07 | 8.119e-08 | 8.6543e-08 | -9.2695e-08 | -2.6353e-07 | -7.1461e-08 | 7.5775e-08 | 2.2041e-07 | 0 | 0 | 0 | 0 | 0 | 0 | 0.60186 | 1.0613 | 1.3242 | 0.60186 | 1.0613 | 1.3242 | 18.2883 | -143.4426 | 130.0724 | 18.2883 | -143.4426 | 130.0724
Line11_12_13 | 0 | 0 | 0 | 0 | 0 | 0 | 0 | 0 | 0 | 0 | 0 | 0 | -7.8689e-08 | 1.7159e-07 | -8.3078e-08 | 6.3614e-08 | -1.3801e-07 | 6.4574e-08 | 7.2119e-08 | -7.7246e-08 | -2.1961e-07 | -5.7037e-08 | 6.0326e-08 | 1.7649e-07 | 0 | 0 | 0 | 0 | 0 | 0 | 0.60186 | 1.0613 | 1.3242 | 0.60186 | 1.0613 | 1.3242 | 18.2883 | -143.4426 | 130.0724 | 18.2883 | -143.4426 | 130.0724
Line12_13_15 | 0 | 0 | 0 | 0 | 0 | 0 | 0 | 0 | 0 | 0 | 0 | 0 | -4.7214e-08 | 1.0295e-07 | -4.9847e-08 | 3.2138e-08 | -6.9373e-08 | 3.1343e-08 | 4.3271e-08 | -4.6348e-08 | -1.3176e-07 | -2.819e-08 | 2.9428e-08 | 8.865e-08 | 0 | 0 | 0 | 0 | 0 | 0 | 0.60186 | 1.0613 | 1.3242 | 0.60186 | 1.0613 | 1.3242 | 18.2883 | -143.4426 | 130.0724 | 18.2883 | -143.4426 | 130.0724
Line13_13_14 | 0 | 0 | 0 | 0 | 0 | 0 | 0 | 0 | 0 | 0 | 0 | 0 | -1.5738e-08 | 3.4317e-08 | -1.6616e-08 | 6.6239e-10 | -7.3808e-10 | -1.8881e-09 | 1.4424e-08 | -1.5449e-08 | -4.3922e-08 | 6.5787e-10 | -1.4707e-09 | 8.0672e-10 | 0 | 0 | 0 | 0 | 0 | 0 | 0.60186 | 1.0613 | 1.3242 | 0.60186 | 1.0613 | 1.3242 | 18.2883 | -143.4426 | 130.0724 | 18.2883 | -143.4426 | 130.0724
Line14_15_16 | 0 | 0 | 0 | 0 | 0 | 0 | 0 | 0 | 0 | 0 | 0 | 0 | -3.1476e-08 | 6.8634e-08 | -3.3231e-08 | 1.64e-08 | -3.5055e-08 | 1.4728e-08 | 2.8848e-08 | -3.0898e-08 | -8.7843e-08 | -1.3766e-08 | 1.3979e-08 | 4.4728e-08 | 0 | 0 | 0 | 0 | 0 | 0 | 0.60186 | 1.0613 | 1.3242 | 0.60186 | 1.0613 | 1.3242 | 18.2883 | -143.4426 | 130.0724 | 18.2883 | -143.4426 | 130.0724
Line15_16_17 | 0 | 0 | 0 | 0 | 0 | 0 | 0 | 0 | 0 | 0 | 0 | 0 | -1.5738e-08 | 3.4317e-08 | -1.6616e-08 | 6.6239e-10 | -7.3808e-10 | -1.8881e-09 | 1.4424e-08 | -1.5449e-08 | -4.3922e-08 | 6.5787e-10 | -1.4707e-09 | 8.0672e-10 | 0 | 0 | 0 | 0 | 0 | 0 | 0.60186 | 1.0613 | 1.3242 | 0.60186 | 1.0613 | 1.3242 | 18.2883 | -143.4426 | 130.0724 | 18.2883 | -143.4426 | 130.0724
Line16_4_18 | 0.019529 | 0 | 0 | 0.019529 | 0 | 0 | 0.0045101 | 0 | 0 | 0.0045101 | 0 | 0 | 0.001913 | 3.4319e-08 | -1.6688e-08 | -0.0019069 | -7.3434e-10 | -1.8859e-09 | 0.0019133 | -1.5491e-08 | -4.3932e-08 | -0.0019069 | -1.4689e-09 | 8.0404e-10 | -26.7198 | 0 | 0 | 153.2807 | 0 | 0 | 0.59991 | 1.0609 | 1.3241 | 0.59795 | 1.0605 | 1.3239 | 18.2845 | -143.4364 | 130.0565 | 18.2807 | -143.4302 | 130.0407
Line17_5_19 | 0 | 0 | 0 | 0 | 0 | 0 | 0 | 0 | 0 | 0 | 0 | 0 | -1.5738e-08 | 3.4317e-08 | -1.6616e-08 | 6.6239e-10 | -7.3808e-10 | -1.8881e-09 | 1.4424e-08 | -1.5449e-08 | -4.3922e-08 | 6.5787e-10 | -1.4707e-09 | 8.0672e-10 | 0 | 0 | 0 | 0 | 0 | 0 | 0.60186 | 1.0613 | 1.3242 | 0.60186 | 1.0613 | 1.3242 | 18.2883 | -143.4426 | 130.0724 | 18.2883 | -143.4426 | 130.0724
Line1_1_3 | 1.2287e-06 | 1.2284e-06 | 1.2284e-06 | 1.0754e-06 | 1.0752e-06 | 1.0752e-06 | 2.8376e-07 | 2.837e-07 | 2.837e-07 | 2.4836e-07 | 2.483e-07 | 2.483e-07 | -1.259e-07 | 2.7454e-07 | -1.3292e-07 | 1.1083e-07 | -2.4096e-07 | 1.1442e-07 | 1.1539e-07 | -1.2359e-07 | -3.5137e-07 | -1.0031e-07 | 1.0667e-07 | 3.0826e-07 | -119.2064 | -119.2059 | -119.2059 | 60.4362 | 60.4366 | 60.4366 | 0.60186 | 1.0613 | 1.3242 | 0.60186 | 1.0613 | 1.3242 | 18.2883 | -143.4426 | 130.0724 | 18.2883 | -143.4426 | 130.0724
Line2_1_4 | 0.019529 | 0 | 0 | 0.019529 | 0 | 0 | 0.0045101 | 0 | 0 | 0.0045101 | 0 | 0 | 0.0019191 | 6.8651e-08 | -3.3314e-08 | -0.001913 | -3.5055e-08 | 1.4801e-08 | 0.0019197 | -3.0966e-08 | -8.7868e-08 | -0.0019133 | 1.4021e-08 | 4.4737e-08 | -26.7202 | 0 | 0 | 153.2802 | 0 | 0 | 0.60186 | 1.0613 | 1.3242 | 0.59991 | 1.0609 | 1.3241 | 18.2883 | -143.4426 | 130.0724 | 18.2845 | -143.4364 | 130.0565
Line3_1_5 | 0 | 0 | 0 | 0 | 0 | 0 | 0 | 0 | 0 | 0 | 0 | 0 | -3.1476e-08 | 6.8634e-08 | -3.3231e-08 | 1.64e-08 | -3.5055e-08 | 1.4728e-08 | 2.8848e-08 | -3.0898e-08 | -8.7843e-08 | -1.3766e-08 | 1.3979e-08 | 4.4728e-08 | 0 | 0 | 0 | 0 | 0 | 0 | 0.60186 | 1.0613 | 1.3242 | 0.60186 | 1.0613 | 1.3242 | 18.2883 | -143.4426 | 130.0724 | 18.2883 | -143.4426 | 130.0724
Line4_2_6 | 0 | 0 | 0 | 0 | 0 | 0 | 0 | 0 | 0 | 0 | 0 | 0 | -7.8689e-08 | 1.7159e-07 | -8.3078e-08 | 6.3614e-08 | -1.3801e-07 | 6.4574e-08 | 7.2119e-08 | -7.7246e-08 | -2.1961e-07 | -5.7037e-08 | 6.0326e-08 | 1.7649e-07 | 0 | 0 | 0 | 0 | 0 | 0 | 0.60186 | 1.0613 | 1.3242 | 0.60186 | 1.0613 | 1.3242 | 18.2883 | -143.4426 | 130.0724 | 18.2883 | -143.4426 | 130.0724
Line5_6_7 | 0 | 0 | 0 | 0 | 0 | 0 | 0 | 0 | 0 | 0 | 0 | 0 | -6.2951e-08 | 1.3727e-07 | -6.6462e-08 | 4.7876e-08 | -1.0369e-07 | 4.7959e-08 | 5.7695e-08 | -6.1797e-08 | -1.7569e-07 | -4.2613e-08 | 4.4877e-08 | 1.3257e-07 | 0 | 0 | 0 | 0 | 0 | 0 | 0.60186 | 1.0613 | 1.3242 | 0.60186 | 1.0613 | 1.3242 | 18.2883 | -143.4426 | 130.0724 | 18.2883 | -143.4426 | 130.0724
Line6_7_8 | 0 | 0 | 0 | 0 | 0 | 0 | 0 | 0 | 0 | 0 | 0 | 0 | -4.7214e-08 | 1.0295e-07 | -4.9847e-08 | 3.2138e-08 | -6.9373e-08 | 3.1343e-08 | 4.3271e-08 | -4.6348e-08 | -1.3176e-07 | -2.819e-08 | 2.9428e-08 | 8.865e-08 | 0 | 0 | 0 | 0 | 0 | 0 | 0.60186 | 1.0613 | 1.3242 | 0.60186 | 1.0613 | 1.3242 | 18.2883 | -143.4426 | 130.0724 | 18.2883 | -143.4426 | 130.0724
Line7_8_9 | 0 | 0 | 0 | 0 | 0 | 0 | 0 | 0 | 0 | 0 | 0 | 0 | -1.5738e-08 | 3.4317e-08 | -1.6616e-08 | 6.6239e-10 | -7.3808e-10 | -1.8881e-09 | 1.4424e-08 | -1.5449e-08 | -4.3922e-08 | 6.5787e-10 | -1.4707e-09 | 8.0672e-10 | 0 | 0 | 0 | 0 | 0 | 0 | 0.60186 | 1.0613 | 1.3242 | 0.60186 | 1.0613 | 1.3242 | 18.2883 | -143.4426 | 130.0724 | 18.2883 | -143.4426 | 130.0724
Line8_8_10 | 0 | 0 | 0 | 0 | 0 | 0 | 0 | 0 | 0 | 0 | 0 | 0 | -1.5738e-08 | 3.4317e-08 | -1.6616e-08 | 6.6239e-10 | -7.3808e-10 | -1.8881e-09 | 1.4424e-08 | -1.5449e-08 | -4.3922e-08 | 6.5787e-10 | -1.4707e-09 | 8.0672e-10 | 0 | 0 | 0 | 0 | 0 | 0 | 0.60186 | 1.0613 | 1.3242 | 0.60186 | 1.0613 | 1.3242 | 18.2883 | -143.4426 | 130.0724 | 18.2883 | -143.4426 | 130.0724
Line9_3_11 | 1.0751e-06 | 1.0749e-06 | 1.0749e-06 | 0 | 0 | 0 | 2.4829e-07 | 2.4823e-07 | 2.4823e-07 | 0 | 0 | 0 | -1.1016e-07 | 2.4022e-07 | -1.1631e-07 | 9.509e-08 | -2.0664e-07 | 9.7806e-08 | 1.0097e-07 | -1.0814e-07 | -3.0745e-07 | -8.5885e-08 | 9.1225e-08 | 2.6434e-07 | -119.2064 | -119.2059 | -119.2059 | 0 | 0 | 0 | 0.60186 | 1.0613 | 1.3242 | 0.60186 | 1.0613 | 1.3242 | 18.2883 | -143.4426 | 130.0724 | 18.2883 | -143.4426 | 130.0724

## LG_min_fault_10
name | pf_ikss_a_from_ka | pf_ikss_b_from_ka | pf_ikss_c_from_ka | pf_ikss_a_to_ka | pf_ikss_b_to_ka | pf_ikss_c_to_ka | pf_skss_a_from_mw | pf_skss_b_from_mw | pf_skss_c_from_mw | pf_skss_a_to_mw | pf_skss_b_to_mw | pf_skss_c_to_mw | pf_p_a_from_mw | pf_p_b_from_mw | pf_p_c_from_mw | pf_p_a_to_mw | pf_p_b_to_mw | pf_p_c_to_mw | pf_q_a_from_mvar | pf_q_b_from_mvar | pf_q_c_from_mvar | pf_q_a_to_mvar | pf_q_b_to_mvar | pf_q_c_to_mvar | pf_ikss_a_from_degree | pf_ikss_b_from_degree | pf_ikss_c_from_degree | pf_ikss_a_to_degree | pf_ikss_b_to_degree | pf_ikss_c_to_degree | pf_vm_a_from_pu | pf_vm_b_from_pu | pf_vm_c_from_pu | pf_vm_a_to_pu | pf_vm_b_to_pu | pf_vm_c_to_pu | pf_va_a_from_degree | pf_va_b_from_degree | pf_va_c_from_degree | pf_va_a_to_degree | pf_va_b_to_degree | pf_va_c_to_degree
Line0_1_2 | 0 | 0 | 0 | 0 | 0 | 0 | 0 | 0 | 0 | 0 | 0 | 0 | -8.4749e-08 | 1.848e-07 | -8.9476e-08 | 7.1219e-08 | -1.5466e-07 | 7.2869e-08 | 7.7673e-08 | -8.3195e-08 | -2.3652e-07 | -6.4137e-08 | 6.8009e-08 | 1.9782e-07 | 0 | 0 | 0 | 0 | 0 | 0 | 0.57018 | 1.0054 | 1.2545 | 0.57018 | 1.0054 | 1.2545 | 18.2883 | -143.4426 | 130.0724 | 18.2883 | -143.4426 | 130.0724
Line10_11_12 | 0 | 0 | 0 | 0 | 0 | 0 | 0 | 0 | 0 | 0 | 0 | 0 | -8.4749e-08 | 1.848e-07 | -8.9476e-08 | 7.1219e-08 | -1.5466e-07 | 7.2869e-08 | 7.7673e-08 | -8.3195e-08 | -2.3652e-07 | -6.4137e-08 | 6.8009e-08 | 1.9782e-07 | 0 | 0 | 0 | 0 | 0 | 0 | 0.57018 | 1.0054 | 1.2545 | 0.57018 | 1.0054 | 1.2545 | 18.2883 | -143.4426 | 130.0724 | 18.2883 | -143.4426 | 130.0724
Line11_12_13 | 0 | 0 | 0 | 0 | 0 | 0 | 0 | 0 | 0 | 0 | 0 | 0 | -7.0624e-08 | 1.54e-07 | -7.4563e-08 | 5.7094e-08 | -1.2386e-07 | 5.7956e-08 | 6.4727e-08 | -6.9329e-08 | -1.971e-07 | -5.1191e-08 | 5.4143e-08 | 1.584e-07 | 0 | 0 | 0 | 0 | 0 | 0 | 0.57018 | 1.0054 | 1.2545 | 0.57018 | 1.0054 | 1.2545 | 18.2883 | -143.4426 | 130.0724 | 18.2883 | -143.4426 | 130.0724
Line12_13_15 | 0 | 0 | 0 | 0 | 0 | 0 | 0 | 0 | 0 | 0 | 0 | 0 | -4.2375e-08 | 9.24e-08 | -4.4738e-08 | 2.8844e-08 | -6.2262e-08 | 2.8131e-08 | 3.8836e-08 | -4.1597e-08 | -1.1826e-07 | -2.53e-08 | 2.6412e-08 | 7.9564e-08 | 0 | 0 | 0 | 0 | 0 | 0 | 0.57018 | 1.0054 | 1.2545 | 0.57018 | 1.0054 | 1.2545 | 18.2883 | -143.4426 | 130.0724 | 18.2883 | -143.4426 | 130.0724
Line13_13_14 | 0 | 0 | 0 | 0 | 0 | 0 | 0 | 0 | 0 | 0 | 0 | 0 | -1.4125e-08 | 3.08e-08 | -1.4913e-08 | 5.945e-10 | -6.6243e-10 | -1.6946e-09 | 1.2945e-08 | -1.3866e-08 | -3.942e-08 | 5.9045e-10 | -1.3199e-09 | 7.2404e-10 | 0 | 0 | 0 | 0 | 0 | 0 | 0.57018 | 1.0054 | 1.2545 | 0.57018 | 1.0054 | 1.2545 | 18.2883 | -143.4426 | 130.0724 | 18.2883 | -143.4426 | 130.0724
Line14_15_16 | 0 | 0 | 0 | 0 | 0 | 0 | 0 | 0 | 0 | 0 | 0 | 0 | -2.825e-08 | 6.16e-08 | -2.9825e-08 | 1.4719e-08 | -3.1462e-08 | 1.3218e-08 | 2.5891e-08 | -2.7732e-08 | -7.884e-08 | -1.2355e-08 | 1.2546e-08 | 4.0144e-08 | 0 | 0 | 0 | 0 | 0 | 0 | 0.57018 | 1.0054 | 1.2545 | 0.57018 | 1.0054 | 1.2545 | 18.2883 | -143.4426 | 130.0724 | 18.2883 | -143.4426 | 130.0724
Line15_16_17 | 0 | 0 | 0 | 0 | 0 | 0 | 0 | 0 | 0 | 0 | 0 | 0 | -1.4125e-08 | 3.08e-08 | -1.4913e-08 | 5.945e-10 | -6.6243e-10 | -1.6946e-09 | 1.2945e-08 | -1.3866e-08 | -3.942e-08 | 5.9045e-10 | -1.3199e-09 | 7.2404e-10 | 0 | 0 | 0 | 0 | 0 | 0 | 0.57018 | 1.0054 | 1.2545 | 0.57018 | 1.0054 | 1.2545 | 18.2883 | -143.4426 | 130.0724 | 18.2883 | -143.4426 | 130.0724
Line16_4_18 | 0.018501 | 0 | 0 | 0.018501 | 0 | 0 | 0.0042727 | 0 | 0 | 0.0042727 | 0 | 0 | 0.0017169 | 3.0802e-08 | -1.4978e-08 | -0.0017115 | -6.5907e-10 | -1.6926e-09 | 0.0017172 | -1.3903e-08 | -3.9429e-08 | -0.0017115 | -1.3183e-09 | 7.2163e-10 | -26.7198 | 0 | 0 | 153.2807 | 0 | 0 | 0.56833 | 1.0051 | 1.2544 | 0.56648 | 1.0047 | 1.2543 | 18.2845 | -143.4364 | 130.0565 | 18.2807 | -143.4302 | 130.0407
Line17_5_19 | 0 | 0 | 0 | 0 | 0 | 0 | 0 | 0 | 0 | 0 | 0 | 0 | -1.4125e-08 | 3.08e-08 | -1.4913e-08 | 5.945e-10 | -6.6243e-10 | -1.6946e-09 | 1.2945e-08 | -1.3866e-08 | -3.942e-08 | 5.9045e-10 | -1.3199e-09 | 7.2404e-10 | 0 | 0 | 0 | 0 | 0 | 0 | 0.57018 | 1.0054 | 1.2545 | 0.57018 | 1.0054 | 1.2545 | 18.2883 | -143.4426 | 130.0724 | 18.2883 | -143.4426 | 130.0724
Line1_1_3 | 1.164e-06 | 1.1638e-06 | 1.1638e-06 | 1.0188e-06 | 1.0186e-06 | 1.0186e-06 | 2.6882e-07 | 2.6876e-07 | 2.6876e-07 | 2.3529e-07 | 2.3524e-07 | 2.3524e-07 | -1.13e-07 | 2.464e-07 | -1.193e-07 | 9.9468e-08 | -2.1626e-07 | 1.0269e-07 | 1.0356e-07 | -1.1093e-07 | -3.1536e-07 | -9.0028e-08 | 9.5741e-08 | 2.7666e-07 | -119.2064 | -119.2059 | -119.2059 | 60.4362 | 60.4366 | 60.4366 | 0.57018 | 1.0054 | 1.2545 | 0.57018 | 1.0054 | 1.2545 | 18.2883 | -143.4426 | 130.0724 | 18.2883 | -143.4426 | 130.0724
Line2_1_4 | 0.018501 | 0 | 0 | 0.018501 | 0 | 0 | 0.0042727 | 0 | 0 | 0.0042727 | 0 | 0 | 0.0017224 | 6.1614e-08 | -2.99e-08 | -0.0017169 | -3.1463e-08 | 1.3284e-08 | 0.0017229 | -2.7792e-08 | -7.8862e-08 | -0.0017172 | 1.2584e-08 | 4.0152e-08 | -26.7202 | 0 | 0 | 153.2802 | 0 | 0 | 0.57018 | 1.0054 | 1.2545 | 0.56833 | 1.0051 | 1.2544 | 18.2883 | -143.4426 | 130.0724 | 18.2845 | -143.4364 | 130.0565
Line3_1_5 | 0 | 0 | 0 | 0 | 0 | 0 | 0 | 0 | 0 | 0 | 0 | 0 | -2.825e-08 | 6.16e-08 | -2.9825e-08 | 1.4719e-08 | -3.1462e-08 | 1.3218e-08 | 2.5891e-08 | -2.7732e-08 | -7.884e-08 | -1.2355e-08 | 1.2546e-08 | 4.0144e-08 | 0 | 0 | 0 | 0 | 0 | 0 | 0.57018 | 1.0054 | 1.2545 | 0.57018 | 1.0054 | 1.2545 | 18.2883 | -143.4426 | 130.0724 | 18.2883 | -143.4426 | 130.0724
Line4_2_6 | 0 | 0 | 0 | 0 | 0 | 0 | 0 | 0 | 0 | 0 | 0 | 0 | -7.0624e-08 | 1.54e-07 | -7.4563e-08 | 5.7094e-08 | -1.2386e-07 | 5.7956e-08 | 6.4727e-08 | -6.9329e-08 | -1.971e-07 | -5.1191e-08 | 5.4143e-08 | 1.584e-07 | 0 | 0 | 0 | 0 | 0 | 0 | 0.57018 | 1.0054 | 1.2545 | 0.57018 | 1.0054 | 1.2545 | 18.2883 | -143.4426 | 130.0724 | 18.2883 | -143.4426 | 130.0724
Line5_6_7 | 0 | 0 | 0 | 0 | 0 | 0 | 0 | 0 | 0 | 0 | 0 | 0 | -5.6499e-08 | 1.232e-07 | -5.9651e-08 | 4.2969e-08 | -9.3062e-08 | 4.3043e-08 | 5.1782e-08 | -5.5463e-08 | -1.5768e-07 | -3.8246e-08 | 4.0277e-08 | 1.1898e-07 | 0 | 0 | 0 | 0 | 0 | 0 | 0.57018 | 1.0054 | 1.2545 | 0.57018 | 1.0054 | 1.2545 | 18.2883 | -143.4426 | 130.0724 | 18.2883 | -143.4426 | 130.0724
Line6_7_8 | 0 | 0 | 0 | 0 | 0 | 0 | 0 | 0 | 0 | 0 | 0 | 0 | -4.2374e-08 | 9.24e-08 | -4.4738e-08 | 2.8844e-08 | -6.2262e-08 | 2.8131e-08 | 3.8836e-08 | -4.1597e-08 | -1.1826e-07 | -2.53e-08 | 2.6412e-08 | 7.9564e-08 | 0 | 0 | 0 | 0 | 0 | 0 | 0.57018 | 1.0054 | 1.2545 | 0.57018 | 1.0054 | 1.2545 | 18.2883 | -143.4426 | 130.0724 | 18.2883 | -143.4426 | 130.0724
Line7_8_9 | 0 | 0 | 0 | 0 | 0 | 0 | 0 | 0 | 0 | 0 | 0 | 0 | -1.4125e-08 | 3.08e-08 | -1.4913e-08 | 5.945e-10 | -6.6243e-10 | -1.6946e-09 | 1.2945e-08 | -1.3866e-08 | -3.942e-08 | 5.9045e-10 | -1.3199e-09 | 7.2404e-10 | 0 | 0 | 0 | 0 | 0 | 0 | 0.57018 | 1.0054 | 1.2545 | 0.57018 | 1.0054 | 1.2545 | 18.2883 | -143.4426 | 130.0724 | 18.2883 | -143.4426 | 130.0724
Line8_8_10 | 0 | 0 | 0 | 0 | 0 | 0 | 0 | 0 | 0 | 0 | 0 | 0 | -1.4125e-08 | 3.08e-08 | -1.4913e-08 | 5.945e-10 | -6.6243e-10 | -1.6946e-09 | 1.2945e-08 | -1.3866e-08 | -3.942e-08 | 5.9045e-10 | -1.3199e-09 | 7.2404e-10 | 0 | 0 | 0 | 0 | 0 | 0 | 0.57018 | 1.0054 | 1.2545 | 0.57018 | 1.0054 | 1.2545 | 18.2883 | -143.4426 | 130.0724 | 18.2883 | -143.4426 | 130.0724
Line9_3_11 | 1.0185e-06 | 1.0183e-06 | 1.0183e-06 | 0 | 0 | 0 | 2.3522e-07 | 2.3517e-07 | 2.3517e-07 | 0 | 0 | 0 | -9.8874e-08 | 2.156e-07 | -1.0439e-07 | 8.5343e-08 | -1.8546e-07 | 8.7781e-08 | 9.0618e-08 | -9.706e-08 | -2.7594e-07 | -7.7082e-08 | 8.1875e-08 | 2.3724e-07 | -119.2064 | -119.2059 | -119.2059 | 0 | 0 | 0 | 0.57018 | 1.0054 | 1.2545 | 0.57018 | 1.0054 | 1.2545 | 18.2883 | -143.4426 | 130.0724 | 18.2883 | -143.4426 | 130.0724

## LLG_max_6
name | pf_ikss_a_from_ka | pf_ikss_b_from_ka | pf_ikss_c_from_ka | pf_ikss_a_to_ka | pf_ikss_b_to_ka | pf_ikss_c_to_ka | pf_skss_a_from_mw | pf_skss_b_from_mw | pf_skss_c_from_mw | pf_skss_a_to_mw | pf_skss_b_to_mw | pf_skss_c_to_mw | pf_p_a_from_mw | pf_p_b_from_mw | pf_p_c_from_mw | pf_p_a_to_mw | pf_p_b_to_mw | pf_p_c_to_mw | pf_q_a_from_mvar | pf_q_b_from_mvar | pf_q_c_from_mvar | pf_q_a_to_mvar | pf_q_b_to_mvar | pf_q_c_to_mvar | pf_ikss_a_from_degree | pf_ikss_b_from_degree | pf_ikss_c_from_degree | pf_ikss_a_to_degree | pf_ikss_b_to_degree | pf_ikss_c_to_degree | pf_vm_a_from_pu | pf_vm_b_from_pu | pf_vm_c_from_pu | pf_vm_a_to_pu | pf_vm_b_to_pu | pf_vm_c_to_pu | pf_va_a_from_degree | pf_va_b_from_degree | pf_va_c_from_degree | pf_va_a_to_degree | pf_va_b_to_degree | pf_va_c_to_degree
Line0_1_2 | 1.1421e-06 | 1.1711e-06 | 1.1134e-06 | 0 | 0 | 0 | 2.6376e-07 | 2.7045e-07 | 2.5714e-07 | 0 | 0 | 0 | 1.8891e-08 | -1.641e-07 | 1.5549e-07 | -1.8768e-08 | 1.3756e-07 | -1.2907e-07 | -4.1478e-07 | 1.4928e-08 | -1.1452e-08 | 3.4564e-07 | -1.1541e-08 | 8.1263e-09 | 87.2973 | 87.7299 | 86.8419 | 0 | 0 | 0 | 1.5742 | 0.60928 | 0.60634 | 1.5742 | 0.60928 | 0.60634 | -0.095032 | -97.468 | 82.6296 | -0.095033 | -97.468 | 82.6296
Line10_11_12 | 1.1421e-06 | 1.1711e-06 | 1.1134e-06 | 0 | 0 | 0 | 2.6376e-07 | 2.7045e-07 | 2.5714e-07 | 0 | 0 | 0 | 1.8891e-08 | -1.641e-07 | 1.5549e-07 | -1.8768e-08 | 1.3756e-07 | -1.2907e-07 | -4.1478e-07 | 1.4928e-08 | -1.1452e-08 | 3.4564e-07 | -1.1541e-08 | 8.1263e-09 | 87.2973 | 87.7298 | 86.8418 | 0 | 0 | 0 | 1.5742 | 0.60928 | 0.60633 | 1.5742 | 0.60928 | 0.60633 | -0.095034 | -97.468 | 82.6296 | -0.095035 | -97.468 | 82.6296
Line11_12_13 | 0 | 0 | 0 | 0 | 0 | 0 | 0 | 0 | 0 | 0 | 0 | 0 | 1.5742e-08 | -1.3675e-07 | 1.2957e-07 | -1.5619e-08 | 1.1021e-07 | -1.0315e-07 | -3.4565e-07 | 1.244e-08 | -9.5432e-09 | 2.7651e-07 | -9.0533e-09 | 6.2177e-09 | 0 | 0 | 0 | 0 | 0 | 0 | 1.5742 | 0.60928 | 0.60633 | 1.5742 | 0.60928 | 0.60633 | -0.095035 | -97.468 | 82.6296 | -0.095036 | -97.468 | 82.6296
Line12_13_15 | 0 | 0 | 0 | 0 | 0 | 0 | 0 | 0 | 0 | 0 | 0 | 0 | 9.4453e-09 | -8.2051e-08 | 7.7745e-08 | -9.3225e-09 | 5.5506e-08 | -5.1323e-08 | -2.0739e-07 | 7.4642e-09 | -5.7259e-09 | 1.3825e-07 | -4.0772e-09 | 2.4004e-09 | 0 | 0 | 0 | 0 | 0 | 0 | 1.5742 | 0.60928 | 0.60633 | 1.5742 | 0.60928 | 0.60633 | -0.095036 | -97.468 | 82.6296 | -0.095036 | -97.468 | 82.6296
Line13_13_14 | 0 | 0 | 0 | 0 | 0 | 0 | 0 | 0 | 0 | 0 | 0 | 0 | 3.1484e-09 | -2.735e-08 | 2.5915e-08 | -3.0257e-09 | 8.0552e-10 | 5.0718e-10 | -6.9129e-08 | 2.4881e-09 | -1.9086e-09 | -1.0052e-11 | 8.9889e-10 | -1.4169e-09 | 0 | 0 | 0 | 0 | 0 | 0 | 1.5742 | 0.60928 | 0.60633 | 1.5742 | 0.60928 | 0.60633 | -0.095036 | -97.468 | 82.6296 | -0.095036 | -97.468 | 82.6296
Line14_15_16 | 0 | 0 | 0 | 0 | 0 | 0 | 0 | 0 | 0 | 0 | 0 | 0 | 6.2969e-09 | -5.4701e-08 | 5.183e-08 | -6.1741e-09 | 2.8156e-08 | -2.5408e-08 | -1.3826e-07 | 4.9761e-09 | -3.8173e-09 | 6.9119e-08 | -1.5892e-09 | 4.9175e-10 | 0 | 0 | 0 | 0 | 0 | 0 | 1.5742 | 0.60928 | 0.60633 | 1.5742 | 0.60928 | 0.60633 | -0.095036 | -97.468 | 82.6296 | -0.095037 | -97.468 | 82.6296
Line15_16_17 | 0 | 0 | 0 | 0 | 0 | 0 | 0 | 0 | 0 | 0 | 0 | 0 | 3.1484e-09 | -2.735e-08 | 2.5915e-08 | -3.0257e-09 | 8.0552e-10 | 5.0718e-10 | -6.9129e-08 | 2.4881e-09 | -1.9086e-09 | -1.0052e-11 | 8.9889e-10 | -1.4169e-09 | 0 | 0 | 0 | 0 | 0 | 0 | 1.5742 | 0.60928 | 0.60633 | 1.5742 | 0.60928 | 0.60633 | -0.095037 | -97.468 | 82.6296 | -0.095037 | -97.468 | 82.6296
Line16_4_18 | 0 | 3.1501 | 3.1273 | 0 | 3.1501 | 3.1273 | 0 | 0.72749 | 0.72222 | 0 | 0.72749 | 0.72222 | 3.0617e-09 | 0.09903 | 0.098003 | -3.023e-09 | 8.8863e-15 | 3.8951e-14 | -6.9153e-08 | 0.19827 | 0.1958 | -1.2738e-11 | 2.0169e-13 | -1.7033e-13 | 0 | -160.9273 | 19.2192 | 0 | 19.0727 | -160.7808 | 1.574 | 0.30464 | 0.30317 | 1.5738 | 0 | 0 | -0.10774 | -97.468 | 82.6296 | -0.12045 | 0 | 0
Line17_5_19 | 0 | 0 | 0 | 0 | 0 | 0 | 0 | 0 | 0 | 0 | 0 | 0 | 3.1484e-09 | -2.735e-08 | 2.5915e-08 | -3.0257e-09 | 8.0552e-10 | 5.0718e-10 | -6.9129e-08 | 2.4881e-09 | -1.9086e-09 | -1.0052e-11 | 8.9889e-10 | -1.4169e-09 | 0 | 0 | 0 | 0 | 0 | 0 | 1.5742 | 0.60928 | 0.60634 | 1.5742 | 0.60928 | 0.60634 | -0.095032 | -97.468 | 82.6296 | -0.095032 | -97.468 | 82.6296
Line1_1_3 | 1.5228e-06 | 1.5614e-06 | 1.4846e-06 | 1.3328e-06 | 1.3714e-06 | 1.2947e-06 | 3.5168e-07 | 3.606e-07 | 3.4285e-07 | 3.078e-07 | 3.1671e-07 | 2.99e-07 | 2.5187e-08 | -2.188e-07 | 2.0732e-07 | -2.5065e-08 | 1.9226e-07 | -1.809e-07 | -5.5303e-07 | 1.9905e-08 | -1.5269e-08 | 4.839e-07 | -1.6518e-08 | 1.1944e-08 | 87.2973 | 87.7298 | 86.8418 | -93.0602 | -92.5576 | -93.593 | 1.5742 | 0.60928 | 0.60634 | 1.5742 | 0.60928 | 0.60634 | -0.095032 | -97.468 | 82.6296 | -0.095033 | -97.468 | 82.6296
Line2_1_4 | 0 | 3.1501 | 3.1273 | 0 | 3.1501 | 3.1273 | 0 | 0.72749 | 0.72222 | 0 | 0.72749 | 0.72222 | 6.2017e-09 | 0.19806 | 0.19601 | -6.086e-09 | -0.09903 | -0.098003 | -1.383e-07 | 0.39654 | 0.39159 | 6.9142e-08 | -0.19827 | -0.1958 | 0 | -160.9273 | 19.2192 | 0 | 19.0727 | -160.7808 | 1.5742 | 0.60928 | 0.60634 | 1.574 | 0.30464 | 0.30317 | -0.095032 | -97.468 | 82.6296 | -0.10774 | -97.468 | 82.6296
Line3_1_5 | 0 | 0 | 0 | 0 | 0 | 0 | 0 | 0 | 0 | 0 | 0 | 0 | 6.2968e-09 | -5.4701e-08 | 5.183e-08 | -6.1741e-09 | 2.8156e-08 | -2.5408e-08 | -1.3826e-07 | 4.9761e-09 | -3.8173e-09 | 6.9119e-08 | -1.5892e-09 | 4.9174e-10 | 0 | 0 | 0 | 0 | 0 | 0 | 1.5742 | 0.60928 | 0.60634 | 1.5742 | 0.60928 | 0.60634 | -0.095032 | -97.468 | 82.6296 | -0.095032 | -97.468 | 82.6296
Line4_2_6 | 0 | 0 | 0 | 0 | 0 | 0 | 0 | 0 | 0 | 0 | 0 | 0 | 1.5742e-08 | -1.3675e-07 | 1.2957e-07 | -1.5619e-08 | 1.1021e-07 | -1.0315e-07 | -3.4565e-07 | 1.244e-08 | -9.5432e-09 | 2.7651e-07 | -9.0534e-09 | 6.2177e-09 | 0 | 0 | 0 | 0 | 0 | 0 | 1.5742 | 0.60928 | 0.60634 | 1.5742 | 0.60928 | 0.60634 | -0.095033 | -97.468 | 82.6296 | -0.095034 | -97.468 | 82.6296
Line5_6_7 | 0 | 0 | 0 | 0 | 0 | 0 | 0 | 0 | 0 | 0 | 0 | 0 | 1.2594e-08 | -1.094e-07 | 1.0366e-07 | -1.2471e-08 | 8.2857e-08 | -7.7238e-08 | -2.7652e-07 | 9.9523e-09 | -7.6346e-09 | 2.0738e-07 | -6.5653e-09 | 4.309e-09 | 0 | 0 | 0 | 0 | 0 | 0 | 1.5742 | 0.60928 | 0.60634 | 1.5742 | 0.60928 | 0.60633 | -0.095034 | -97.468 | 82.6296 | -0.095034 | -97.468 | 82.6296
Line6_7_8 | 0 | 0 | 0 | 0 | 0 | 0 | 0 | 0 | 0 | 0 | 0 | 0 | 9.4453e-09 | -8.2051e-08 | 7.7745e-08 | -9.3225e-09 | 5.5506e-08 | -5.1323e-08 | -2.0739e-07 | 7.4642e-09 | -5.7259e-09 | 1.3825e-07 | -4.0772e-09 | 2.4004e-09 | 0 | 0 | 0 | 0 | 0 | 0 | 1.5742 | 0.60928 | 0.60633 | 1.5742 | 0.60928 | 0.60633 | -0.095034 | -97.468 | 82.6296 | -0.095035 | -97.468 | 82.6296
Line7_8_9 | 0 | 0 | 0 | 0 | 0 | 0 | 0 | 0 | 0 | 0 | 0 | 0 | 3.1484e-09 | -2.735e-08 | 2.5915e-08 | -3.0257e-09 | 8.0552e-10 | 5.0719e-10 | -6.9129e-08 | 2.4881e-09 | -1.9086e-09 | -1.0052e-11 | 8.9889e-10 | -1.4169e-09 | 0 | 0 | 0 | 0 | 0 | 0 | 1.5742 | 0.60928 | 0.60633 | 1.5742 | 0.60928 | 0.60633 | -0.095035 | -97.468 | 82.6296 | -0.095035 | -97.468 | 82.6296
Line8_8_10 | 0 | 0 | 0 | 0 | 0 | 0 | 0 | 0 | 0 | 0 | 0 | 0 | 3.1484e-09 | -2.735e-08 | 2.5915e-08 | -3.0257e-09 | 8.0552e-10 | 5.0718e-10 | -6.9129e-08 | 2.4881e-09 | -1.9086e-09 | -1.0052e-11 | 8.9889e-10 | -1.4169e-09 | 0 | 0 | 0 | 0 | 0 | 0 | 1.5742 | 0.60928 | 0.60633 | 1.5742 | 0.60928 | 0.60633 | -0.095035 | -97.468 | 82.6296 | -0.095035 | -97.468 | 82.6296
Line9_3_11 | 1.3325e-06 | 1.3663e-06 | 1.299e-06 | 1.1425e-06 | 1.1762e-06 | 1.1091e-06 | 3.0772e-07 | 3.1552e-07 | 2.9999e-07 | 2.6385e-07 | 2.7164e-07 | 2.5614e-07 | 2.2039e-08 | -1.9145e-07 | 1.814e-07 | -2.1916e-08 | 1.6491e-07 | -1.5498e-07 | -4.8391e-07 | 1.7416e-08 | -1.336e-08 | 4.1477e-07 | -1.4029e-08 | 1.0035e-08 | 87.2973 | 87.7298 | 86.8418 | -93.1197 | -92.6053 | -93.6657 | 1.5742 | 0.60928 | 0.60634 | 1.5742 | 0.60928 | 0.60633 | -0.095033 | -97.468 | 82.6296 | -0.095034 | -97.468 | 82.6296

## LLG_max_10
name | pf_ikss_a_from_ka | pf_ikss_b_from_ka | pf_ikss_c_from_ka | pf_ikss_a_to_ka | pf_ikss_b_to_ka | pf_ikss_c_to_ka | pf_skss_a_from_mw | pf_skss_b_from_mw | pf_skss_c_from_mw | pf_skss_a_to_mw | pf_skss_b_to_mw | pf_skss_c_to_mw | pf_p_a_from_mw | pf_p_b_from_mw | pf_p_c_from_mw | pf_p_a_to_mw | pf_p_b_to_mw | pf_p_c_to_mw | pf_q_a_from_mvar | pf_q_b_from_mvar | pf_q_c_from_mvar | pf_q_a_to_mvar | pf_q_b_to_mvar | pf_q_c_to_mvar | pf_ikss_a_from_degree | pf_ikss_b_from_degree | pf_ikss_c_from_degree | pf_ikss_a_to_degree | pf_ikss_b_to_degree | pf_ikss_c_to_degree | pf_vm_a_from_pu | pf_vm_b_from_pu | pf_vm_c_from_pu | pf_vm_a_to_pu | pf_vm_b_to_pu | pf_vm_c_to_pu | pf_va_a_from_degree | pf_va_b_from_degree | pf_va_c_from_degree | pf_va_a_to_degree | pf_va_b_to_degree | pf_va_c_to_degree
Line0_1_2 | 1.1965e-06 | 1.2278e-06 | 1.1655e-06 | 0 | 1.0287e-06 | 0 | 2.7632e-07 | 2.8355e-07 | 2.6916e-07 | 0 | 2.3757e-07 | 0 | 2.0732e-08 | -1.7736e-07 | 1.6778e-07 | -2.0597e-08 | 1.4869e-07 | -1.3925e-07 | -4.5521e-07 | 1.6869e-08 | -1.3003e-08 | 3.7933e-07 | -1.3096e-08 | 9.2975e-09 | 87.2952 | 87.735 | 86.8314 | 0 | -92.6651 | 0 | 1.6491 | 0.62831 | 0.62521 | 1.6491 | 0.62831 | 0.62521 | -0.09712 | -97.6984 | 82.3997 | -0.097121 | -97.6984 | 82.3997
Line10_11_12 | 1.1965e-06 | 1.2278e-06 | 1.1655e-06 | 0 | 1.0287e-06 | 0 | 2.7632e-07 | 2.8355e-07 | 2.6916e-07 | 0 | 2.3757e-07 | 0 | 2.0732e-08 | -1.7736e-07 | 1.6778e-07 | -2.0598e-08 | 1.4869e-07 | -1.3925e-07 | -4.5521e-07 | 1.6869e-08 | -1.3003e-08 | 3.7933e-07 | -1.3096e-08 | 9.2975e-09 | 87.2952 | 87.735 | 86.8314 | 0 | -92.6651 | 0 | 1.6491 | 0.62831 | 0.62521 | 1.6491 | 0.62831 | 0.62521 | -0.097122 | -97.6984 | 82.3997 | -0.097123 | -97.6984 | 82.3997
Line11_12_13 | 0 | 1.0232e-06 | 0 | 0 | 0 | 0 | 0 | 2.3629e-07 | 0 | 0 | 0 | 0 | 1.7277e-08 | -1.478e-07 | 1.3981e-07 | -1.7142e-08 | 1.1913e-07 | -1.1129e-07 | -3.7935e-07 | 1.4058e-08 | -1.0836e-08 | 3.0347e-07 | -1.0285e-08 | 7.1303e-09 | 0 | 87.735 | 0 | 0 | 0 | 0 | 1.6491 | 0.62831 | 0.62521 | 1.6491 | 0.62831 | 0.62521 | -0.097123 | -97.6984 | 82.3997 | -0.097124 | -97.6984 | 82.3997
Line12_13_15 | 0 | 0 | 0 | 0 | 0 | 0 | 0 | 0 | 0 | 0 | 0 | 0 | 1.0366e-08 | -8.8678e-08 | 8.3889e-08 | -1.0231e-08 | 6.0016e-08 | -5.5361e-08 | -2.2761e-07 | 8.4347e-09 | -6.5017e-09 | 1.5173e-07 | -4.6614e-09 | 2.7958e-09 | 0 | 0 | 0 | 0 | 0 | 0 | 1.6491 | 0.62831 | 0.62521 | 1.6491 | 0.62831 | 0.62521 | -0.097124 | -97.6984 | 82.3997 | -0.097125 | -97.6984 | 82.3997
Line13_13_14 | 0 | 0 | 0 | 0 | 0 | 0 | 0 | 0 | 0 | 0 | 0 | 0 | 3.4554e-09 | -2.9559e-08 | 2.7963e-08 | -3.3206e-09 | 8.9712e-10 | 5.6463e-10 | -7.5869e-08 | 2.8116e-09 | -2.1672e-09 | -1.1275e-11 | 9.6167e-10 | -1.5386e-09 | 0 | 0 | 0 | 0 | 0 | 0 | 1.6491 | 0.62831 | 0.62521 | 1.6491 | 0.62831 | 0.62521 | -0.097124 | -97.6984 | 82.3997 | -0.097124 | -97.6984 | 82.3997
Line14_15_16 | 0 | 0 | 0 | 0 | 0 | 0 | 0 | 0 | 0 | 0 | 0 | 0 | 6.9107e-09 | -5.9119e-08 | 5.5926e-08 | -6.776e-09 | 3.0457e-08 | -2.7398e-08 | -1.5174e-07 | 5.6231e-09 | -4.3344e-09 | 7.5858e-08 | -1.8499e-09 | 6.2861e-10 | 0 | 0 | 0 | 0 | 0 | 0 | 1.6491 | 0.62831 | 0.62521 | 1.6491 | 0.62831 | 0.62521 | -0.097125 | -97.6984 | 82.3997 | -0.097125 | -97.6984 | 82.3997
Line15_16_17 | 0 | 0 | 0 | 0 | 0 | 0 | 0 | 0 | 0 | 0 | 0 | 0 | 3.4554e-09 | -2.9559e-08 | 2.7963e-08 | -3.3206e-09 | 8.9712e-10 | 5.6463e-10 | -7.5869e-08 | 2.8116e-09 | -2.1672e-09 | -1.1274e-11 | 9.6167e-10 | -1.5386e-09 | 0 | 0 | 0 | 0 | 0 | 0 | 1.6491 | 0.62831 | 0.62521 | 1.6491 | 0.62831 | 0.62521 | -0.097125 | -97.6984 | 82.3997 | -0.097125 | -97.6984 | 82.3997
Line16_4_18 | 0 | 3.2486 | 3.2246 | 0 | 3.2486 | 3.2246 | 0 | 0.75022 | 0.74469 | 0 | 0.75022 | 0.74469 | 3.3601e-09 | 0.10531 | 0.1042 | -3.3177e-09 | 1.8502e-14 | 4.7619e-14 | -7.5895e-08 | 0.21085 | 0.20817 | -1.4221e-11 | 1.4242e-13 | -1.4518e-13 | 0 | -161.1577 | 18.9894 | 0 | 18.8423 | -161.0106 | 1.649 | 0.31415 | 0.31261 | 1.6488 | 0 | 0 | -0.10983 | -97.6984 | 82.3997 | -0.12254 | 0 | 0
Line17_5_19 | 0 | 0 | 0 | 0 | 0 | 0 | 0 | 0 | 0 | 0 | 0 | 0 | 3.4554e-09 | -2.9559e-08 | 2.7963e-08 | -3.3206e-09 | 8.9712e-10 | 5.6463e-10 | -7.5869e-08 | 2.8116e-09 | -2.1672e-09 | -1.1274e-11 | 9.6167e-10 | -1.5386e-09 | 0 | 0 | 0 | 0 | 0 | 0 | 1.6491 | 0.62831 | 0.62521 | 1.6491 | 0.62831 | 0.62521 | -0.09712 | -97.6984 | 82.3997 | -0.097121 | -97.6984 | 82.3997
Line1_1_3 | 1.5953e-06 | 1.6371e-06 | 1.554e-06 | 1.3963e-06 | 1.438e-06 | 1.3551e-06 | 3.6842e-07 | 3.7807e-07 | 3.5888e-07 | 3.2246e-07 | 3.3209e-07 | 3.1294e-07 | 2.7643e-08 | -2.3648e-07 | 2.237e-07 | -2.7508e-08 | 2.0781e-07 | -1.9518e-07 | -6.0695e-07 | 2.2493e-08 | -1.7338e-08 | 5.3107e-07 | -1.8719e-08 | 1.3632e-08 | 87.2952 | 87.735 | 86.8314 | -93.0623 | -92.5512 | -93.605 | 1.6491 | 0.62831 | 0.62521 | 1.6491 | 0.62831 | 0.62521 | -0.09712 | -97.6984 | 82.3997 | -0.097121 | -97.6984 | 82.3997
Line2_1_4 | 0 | 3.2486 | 3.2246 | 0 | 3.2486 | 3.2246 | 0 | 0.75022 | 0.74469 | 0 | 0.75022 | 0.74469 | 6.8063e-09 | 0.21062 | 0.2084 | -6.6793e-09 | -0.10531 | -0.1042 | -1.5178e-07 | 0.4217 | 0.41635 | 7.5882e-08 | -0.21085 | -0.20817 | 0 | -161.1577 | 18.9894 | 0 | 18.8423 | -161.0106 | 1.6491 | 0.62831 | 0.62521 | 1.649 | 0.31415 | 0.31261 | -0.09712 | -97.6984 | 82.3997 | -0.10983 | -97.6984 | 82.3997
Line3_1_5 | 0 | 0 | 0 | 0 | 0 | 0 | 0 | 0 | 0 | 0 | 0 | 0 | 6.9107e-09 | -5.9119e-08 | 5.5926e-08 | -6.776e-09 | 3.0457e-08 | -2.7398e-08 | -1.5174e-07 | 5.6232e-09 | -4.3344e-09 | 7.5858e-08 | -1.8499e-09 | 6.286e-10 | 0 | 0 | 0 | 0 | 0 | 0 | 1.6491 | 0.62831 | 0.62521 | 1.6491 | 0.62831 | 0.62521 | -0.09712 | -97.6984 | 82.3997 | -0.09712 | -97.6984 | 82.3997
Line4_2_6 | 0 | 1.0232e-06 | 0 | 0 | 0 | 0 | 0 | 2.3629e-07 | 0 | 0 | 0 | 0 | 1.7277e-08 | -1.478e-07 | 1.3981e-07 | -1.7142e-08 | 1.1913e-07 | -1.1129e-07 | -3.7935e-07 | 1.4058e-08 | -1.0836e-08 | 3.0346e-07 | -1.0285e-08 | 7.1303e-09 | 0 | 87.735 | 0 | 0 | 0 | 0 | 1.6491 | 0.62831 | 0.62521 | 1.6491 | 0.62831 | 0.62521 | -0.097121 | -97.6984 | 82.3997 | -0.097122 | -97.6984 | 82.3997
Line5_6_7 | 0 | 0 | 0 | 0 | 0 | 0 | 0 | 0 | 0 | 0 | 0 | 0 | 1.3821e-08 | -1.1824e-07 | 1.1185e-07 | -1.3687e-08 | 8.9575e-08 | -8.3324e-08 | -3.0348e-07 | 1.1246e-08 | -8.6689e-09 | 2.276e-07 | -7.473e-09 | 4.963e-09 | 0 | 0 | 0 | 0 | 0 | 0 | 1.6491 | 0.62831 | 0.62521 | 1.6491 | 0.62831 | 0.62521 | -0.097122 | -97.6984 | 82.3997 | -0.097122 | -97.6984 | 82.3997
Line6_7_8 | 0 | 0 | 0 | 0 | 0 | 0 | 0 | 0 | 0 | 0 | 0 | 0 | 1.0366e-08 | -8.8678e-08 | 8.3889e-08 | -1.0231e-08 | 6.0016e-08 | -5.5361e-08 | -2.2761e-07 | 8.4347e-09 | -6.5017e-09 | 1.5173e-07 | -4.6615e-09 | 2.7958e-09 | 0 | 0 | 0 | 0 | 0 | 0 | 1.6491 | 0.62831 | 0.62521 | 1.6491 | 0.62831 | 0.62521 | -0.097122 | -97.6984 | 82.3997 | -0.097123 | -97.6984 | 82.3997
Line7_8_9 | 0 | 0 | 0 | 0 | 0 | 0 | 0 | 0 | 0 | 0 | 0 | 0 | 3.4554e-09 | -2.9559e-08 | 2.7963e-08 | -3.3206e-09 | 8.9712e-10 | 5.6463e-10 | -7.5869e-08 | 2.8116e-09 | -2.1672e-09 | -1.1275e-11 | 9.6167e-10 | -1.5386e-09 | 0 | 0 | 0 | 0 | 0 | 0 | 1.6491 | 0.62831 | 0.62521 | 1.6491 | 0.62831 | 0.62521 | -0.097123 | -97.6984 | 82.3997 | -0.097123 | -97.6984 | 82.3997
Line8_8_10 | 0 | 0 | 0 | 0 | 0 | 0 | 0 | 0 | 0 | 0 | 0 | 0 | 3.4554e-09 | -2.9559e-08 | 2.7963e-08 | -3.3206e-09 | 8.9712e-10 | 5.6463e-10 | -7.5869e-08 | 2.8116e-09 | -2.1672e-09 | -1.1275e-11 | 9.6167e-10 | -1.5386e-09 | 0 | 0 | 0 | 0 | 0 | 0 | 1.6491 | 0.62831 | 0.62521 | 1.6491 | 0.62831 | 0.62521 | -0.097123 | -97.6984 | 82.3997 | -0.097123 | -97.6984 | 82.3997
Line9_3_11 | 1.3959e-06 | 1.4324e-06 | 1.3597e-06 | 1.1969e-06 | 1.2334e-06 | 1.1608e-06 | 3.2237e-07 | 3.3081e-07 | 3.1402e-07 | 2.7641e-07 | 2.8483e-07 | 2.6808e-07 | 2.4188e-08 | -2.0692e-07 | 1.9574e-07 | -2.4053e-08 | 1.7825e-07 | -1.6721e-07 | -5.3108e-07 | 1.9681e-08 | -1.517e-08 | 4.552e-07 | -1.5908e-08 | 1.1465e-08 | 87.2952 | 87.735 | 86.8314 | -93.1218 | -92.5987 | -93.6781 | 1.6491 | 0.62831 | 0.62521 | 1.6491 | 0.62831 | 0.62521 | -0.097121 | -97.6984 | 82.3997 | -0.097122 | -97.6984 | 82.3997

## LLG_max_fault_6
name | pf_ikss_a_from_ka | pf_ikss_b_from_ka | pf_ikss_c_from_ka | pf_ikss_a_to_ka | pf_ikss_b_to_ka | pf_ikss_c_to_ka | pf_skss_a_from_mw | pf_skss_b_from_mw | pf_skss_c_from_mw | pf_skss_a_to_mw | pf_skss_b_to_mw | pf_skss_c_to_mw | pf_p_a_from_mw | pf_p_b_from_mw | pf_p_c_from_mw | pf_p_a_to_mw | pf_p_b_to_mw | pf_p_c_to_mw | pf_q_a_from_mvar | pf_q_b_from_mvar | pf_q_c_from_mvar | pf_q_a_to_mvar | pf_q_b_to_mvar | pf_q_c_to_mvar | pf_ikss_a_from_degree | pf_ikss_b_from_degree | pf_ikss_c_from_degree | pf_ikss_a_to_degree | pf_ikss_b_to_degree | pf_ikss_c_to_degree | pf_vm_a_from_pu | pf_vm_b_from_pu | pf_vm_c_from_pu | pf_vm_a_to_pu | pf_vm_b_to_pu | pf_vm_c_to_pu | pf_va_a_from_degree | pf_va_b_from_degree | pf_va_c_from_degree | pf_va_a_to_degree | pf_va_b_to_degree | pf_va_c_to_degree
Line0_1_2 | 0 | 0 | 0 | 0 | 0 | 0 | 0 | 0 | 0 | 0 | 0 | 0 | 6.5191e-08 | -1.7036e-07 | 1.1232e-07 | -5.5939e-08 | 1.4183e-07 | -9.3045e-08 | -2.1872e-07 | -2.747e-08 | 8.0522e-08 | 1.8186e-07 | 2.4131e-08 | -6.7949e-08 | 0 | 0 | 0 | 0 | 0 | 0 | 1.3683 | 1.0342 | 0.82863 | 1.3683 | 1.0342 | 0.82863 | -4.4357 | -101.8539 | 104.5827 | -4.4357 | -101.8539 | 104.5827
Line10_11_12 | 0 | 0 | 0 | 0 | 0 | 0 | 0 | 0 | 0 | 0 | 0 | 0 | 6.5191e-08 | -1.7036e-07 | 1.1232e-07 | -5.5939e-08 | 1.4183e-07 | -9.3045e-08 | -2.1872e-07 | -2.747e-08 | 8.0522e-08 | 1.8186e-07 | 2.4131e-08 | -6.7949e-08 | 0 | 0 | 0 | 0 | 0 | 0 | 1.3683 | 1.0342 | 0.82863 | 1.3683 | 1.0342 | 0.82863 | -4.4357 | -101.8539 | 104.5827 | -4.4357 | -101.8539 | 104.5827
Line11_12_13 | 0 | 0 | 0 | 0 | 0 | 0 | 0 | 0 | 0 | 0 | 0 | 0 | 5.4326e-08 | -1.4196e-07 | 9.3603e-08 | -4.5073e-08 | 1.1343e-07 | -7.4324e-08 | -1.8226e-07 | -2.2891e-08 | 6.7101e-08 | 1.454e-07 | 1.9553e-08 | -5.4529e-08 | 0 | 0 | 0 | 0 | 0 | 0 | 1.3683 | 1.0342 | 0.82863 | 1.3683 | 1.0342 | 0.82863 | -4.4357 | -101.8539 | 104.5827 | -4.4357 | -101.8539 | 104.5827
Line12_13_15 | 0 | 0 | 0 | 0 | 0 | 0 | 0 | 0 | 0 | 0 | 0 | 0 | 3.2596e-08 | -8.5179e-08 | 5.6162e-08 | -2.3343e-08 | 5.6648e-08 | -3.6883e-08 | -1.0936e-07 | -1.3735e-08 | 4.0261e-08 | 7.2498e-08 | 1.0397e-08 | -2.7689e-08 | 0 | 0 | 0 | 0 | 0 | 0 | 1.3683 | 1.0342 | 0.82863 | 1.3683 | 1.0342 | 0.82863 | -4.4357 | -101.8539 | 104.5827 | -4.4357 | -101.8539 | 104.5827
Line13_13_14 | 0 | 0 | 0 | 0 | 0 | 0 | 0 | 0 | 0 | 0 | 0 | 0 | 1.0865e-08 | -2.8393e-08 | 1.8721e-08 | -1.6124e-09 | -1.3819e-10 | 5.5779e-10 | -3.6453e-08 | -4.5783e-09 | 1.342e-08 | -4.0742e-10 | 1.2401e-09 | -8.4812e-10 | 0 | 0 | 0 | 0 | 0 | 0 | 1.3683 | 1.0342 | 0.82863 | 1.3683 | 1.0342 | 0.82863 | -4.4357 | -101.8539 | 104.5827 | -4.4357 | -101.8539 | 104.5827
Line14_15_16 | 0 | 0 | 0 | 0 | 0 | 0 | 0 | 0 | 0 | 0 | 0 | 0 | 2.173e-08 | -5.6786e-08 | 3.7441e-08 | -1.2478e-08 | 2.8255e-08 | -1.8163e-08 | -7.2905e-08 | -9.1566e-09 | 2.6841e-08 | 3.6045e-08 | 5.8184e-09 | -1.4268e-08 | 0 | 0 | 0 | 0 | 0 | 0 | 1.3683 | 1.0342 | 0.82863 | 1.3683 | 1.0342 | 0.82863 | -4.4357 | -101.8539 | 104.5827 | -4.4357 | -101.8539 | 104.5827
Line15_16_17 | 0 | 0 | 0 | 0 | 0 | 0 | 0 | 0 | 0 | 0 | 0 | 0 | 1.0865e-08 | -2.8393e-08 | 1.8721e-08 | -1.6124e-09 | -1.3819e-10 | 5.5779e-10 | -3.6453e-08 | -4.5783e-09 | 1.342e-08 | -4.0742e-10 | 1.2401e-09 | -8.4812e-10 | 0 | 0 | 0 | 0 | 0 | 0 | 1.3683 | 1.0342 | 0.82863 | 1.3683 | 1.0342 | 0.82863 | -4.4357 | -101.8539 | 104.5827 | -4.4357 | -101.8539 | 104.5827
Line16_4_18 | 0 | 0.033589 | 0.026894 | 0 | 0.033589 | 0.026893 | 0 | 0.0077571 | 0.0062108 | 0 | 0.0077571 | 0.0062108 | 1.0825e-08 | 0.0056506 | 0.003625 | -1.6106e-09 | -0.0056412 | -0.0036163 | -3.6476e-08 | 0.0056634 | 0.0036304 | -4.0876e-10 | -0.0056412 | -0.0036163 | 0 | -146.9829 | 59.4983 | 0 | 33.0172 | -120.5017 | 1.3681 | 1.0313 | 0.82604 | 1.3679 | 1.0285 | 0.82344 | -4.4436 | -101.9182 | 104.5406 | -4.4514 | -101.9828 | 104.4983
Line17_5_19 | 0 | 0 | 0 | 0 | 0 | 0 | 0 | 0 | 0 | 0 | 0 | 0 | 1.0865e-08 | -2.8393e-08 | 1.8721e-08 | -1.6124e-09 | -1.3819e-10 | 5.5779e-10 | -3.6453e-08 | -4.5783e-09 | 1.342e-08 | -4.0741e-10 | 1.2401e-09 | -8.4812e-10 | 0 | 0 | 0 | 0 | 0 | 0 | 1.3683 | 1.0342 | 0.82863 | 1.3683 | 1.0342 | 0.82863 | -4.4357 | -101.8539 | 104.5827 | -4.4357 | -101.8539 | 104.5827
Line1_1_3 | 0 | 0 | 0 | 0 | 0 | 0 | 0 | 0 | 0 | 0 | 0 | 0 | 8.6922e-08 | -2.2714e-07 | 1.4976e-07 | -7.7669e-08 | 1.9861e-07 | -1.3049e-07 | -2.9162e-07 | -3.6626e-08 | 1.0736e-07 | 2.5476e-07 | 3.3288e-08 | -9.479e-08 | 0 | 0 | 0 | 0 | 0 | 0 | 1.3683 | 1.0342 | 0.82863 | 1.3683 | 1.0342 | 0.82863 | -4.4357 | -101.8539 | 104.5827 | -4.4357 | -101.8539 | 104.5827
Line2_1_4 | 0 | 0.033589 | 0.026894 | 0 | 0.033589 | 0.026894 | 0 | 0.0077571 | 0.0062108 | 0 | 0.0077571 | 0.0062108 | 2.1685e-08 | 0.00566 | 0.0036338 | -1.2437e-08 | -0.0056506 | -0.003625 | -7.2939e-08 | 0.0056856 | 0.0036445 | 3.6068e-08 | -0.0056634 | -0.0036304 | 0 | -146.983 | 59.4983 | 0 | 33.0171 | -120.5017 | 1.3683 | 1.0342 | 0.82863 | 1.3681 | 1.0313 | 0.82604 | -4.4357 | -101.8539 | 104.5827 | -4.4436 | -101.9182 | 104.5406
Line3_1_5 | 0 | 0 | 0 | 0 | 0 | 0 | 0 | 0 | 0 | 0 | 0 | 0 | 2.173e-08 | -5.6786e-08 | 3.7441e-08 | -1.2478e-08 | 2.8255e-08 | -1.8163e-08 | -7.2905e-08 | -9.1565e-09 | 2.6841e-08 | 3.6045e-08 | 5.8184e-09 | -1.4268e-08 | 0 | 0 | 0 | 0 | 0 | 0 | 1.3683 | 1.0342 | 0.82863 | 1.3683 | 1.0342 | 0.82863 | -4.4357 | -101.8539 | 104.5827 | -4.4357 | -101.8539 | 104.5827
Line4_2_6 | 0 | 0 | 0 | 0 | 0 | 0 | 0 | 0 | 0 | 0 | 0 | 0 | 5.4326e-08 | -1.4196e-07 | 9.3603e-08 | -4.5073e-08 | 1.1343e-07 | -7.4324e-08 | -1.8226e-07 | -2.2891e-08 | 6.7101e-08 | 1.454e-07 | 1.9553e-08 | -5.4529e-08 | 0 | 0 | 0 | 0 | 0 | 0 | 1.3683 | 1.0342 | 0.82863 | 1.3683 | 1.0342 | 0.82863 | -4.4357 | -101.8539 | 104.5827 | -4.4357 | -101.8539 | 104.5827
Line5_6_7 | 0 | 0 | 0 | 0 | 0 | 0 | 0 | 0 | 0 | 0 | 0 | 0 | 4.3461e-08 | -1.1357e-07 | 7.4882e-08 | -3.4208e-08 | 8.5041e-08 | -5.5604e-08 | -1.4581e-07 | -1.8313e-08 | 5.3681e-08 | 1.0895e-07 | 1.4975e-08 | -4.1109e-08 | 0 | 0 | 0 | 0 | 0 | 0 | 1.3683 | 1.0342 | 0.82863 | 1.3683 | 1.0342 | 0.82863 | -4.4357 | -101.8539 | 104.5827 | -4.4357 | -101.8539 | 104.5827
Line6_7_8 | 0 | 0 | 0 | 0 | 0 | 0 | 0 | 0 | 0 | 0 | 0 | 0 | 3.2596e-08 | -8.5179e-08 | 5.6162e-08 | -2.3343e-08 | 5.6648e-08 | -3.6883e-08 | -1.0936e-07 | -1.3735e-08 | 4.0261e-08 | 7.2498e-08 | 1.0397e-08 | -2.7689e-08 | 0 | 0 | 0 | 0 | 0 | 0 | 1.3683 | 1.0342 | 0.82863 | 1.3683 | 1.0342 | 0.82863 | -4.4357 | -101.8539 | 104.5827 | -4.4357 | -101.8539 | 104.5827
Line7_8_9 | 0 | 0 | 0 | 0 | 0 | 0 | 0 | 0 | 0 | 0 | 0 | 0 | 1.0865e-08 | -2.8393e-08 | 1.8721e-08 | -1.6124e-09 | -1.3819e-10 | 5.5779e-10 | -3.6453e-08 | -4.5783e-09 | 1.342e-08 | -4.0742e-10 | 1.2401e-09 | -8.4812e-10 | 0 | 0 | 0 | 0 | 0 | 0 | 1.3683 | 1.0342 | 0.82863 | 1.3683 | 1.0342 | 0.82863 | -4.4357 | -101.8539 | 104.5827 | -4.4357 | -101.8539 | 104.5827
Line8_8_10 | 0 | 0 | 0 | 0 | 0 | 0 | 0 | 0 | 0 | 0 | 0 | 0 | 1.0865e-08 | -2.8393e-08 | 1.8721e-08 | -1.6124e-09 | -1.3819e-10 | 5.5779e-10 | -3.6453e-08 | -4.5783e-09 | 1.342e-08 | -4.0741e-10 | 1.2401e-09 | -8.4812e-10 | 0 | 0 | 0 | 0 | 0 | 0 | 1.3683 | 1.0342 | 0.82863 | 1.3683 | 1.0342 | 0.82863 | -4.4357 | -101.8539 | 104.5827 | -4.4357 | -101.8539 | 104.5827
Line9_3_11 | 0 | 0 | 0 | 0 | 0 | 0 | 0 | 0 | 0 | 0 | 0 | 0 | 7.6057e-08 | -1.9875e-07 | 1.3104e-07 | -6.6804e-08 | 1.7022e-07 | -1.1177e-07 | -2.5517e-07 | -3.2048e-08 | 9.3942e-08 | 2.1831e-07 | 2.871e-08 | -8.137e-08 | 0 | 0 | 0 | 0 | 0 | 0 | 1.3683 | 1.0342 | 0.82863 | 1.3683 | 1.0342 | 0.82863 | -4.4357 | -101.8539 | 104.5827 | -4.4357 | -101.8539 | 104.5827

## LLG_max_fault_10
name | pf_ikss_a_from_ka | pf_ikss_b_from_ka | pf_ikss_c_from_ka | pf_ikss_a_to_ka | pf_ikss_b_to_ka | pf_ikss_c_to_ka | pf_skss_a_from_mw | pf_skss_b_from_mw | pf_skss_c_from_mw | pf_skss_a_to_mw | pf_skss_b_to_mw | pf_skss_c_to_mw | pf_p_a_from_mw | pf_p_b_from_mw | pf_p_c_from_mw | pf_p_a_to_mw | pf_p_b_to_mw | pf_p_c_to_mw | pf_q_a_from_mvar | pf_q_b_from_mvar | pf_q_c_from_mvar | pf_q_a_to_mvar | pf_q_b_to_mvar | pf_q_c_to_mvar | pf_ikss_a_from_degree | pf_ikss_b_from_degree | pf_ikss_c_from_degree | pf_ikss_a_to_degree | pf_ikss_b_to_degree | pf_ikss_c_to_degree | pf_vm_a_from_pu | pf_vm_b_from_pu | pf_vm_c_from_pu | pf_vm_a_to_pu | pf_vm_b_to_pu | pf_vm_c_to_pu | pf_va_a_from_degree | pf_va_b_from_degree | pf_va_c_from_degree | pf_va_a_to_degree | pf_va_b_to_degree | pf_va_c_to_degree
Line0_1_2 | 0 | 0 | 0 | 0 | 0 | 0 | 0 | 0 | 0 | 0 | 0 | 0 | 7.1543e-08 | -1.8695e-07 | 1.2326e-07 | -6.1389e-08 | 1.5564e-07 | -1.021e-07 | -2.4004e-07 | -3.0123e-08 | 8.8352e-08 | 1.9958e-07 | 2.6463e-08 | -7.4558e-08 | 0 | 0 | 0 | 0 | 0 | 0 | 1.4334 | 1.0834 | 0.86797 | 1.4334 | 1.0834 | 0.86797 | -4.4367 | -101.86 | 104.5783 | -4.4367 | -101.86 | 104.5783
Line10_11_12 | 0 | 0 | 0 | 0 | 0 | 0 | 0 | 0 | 0 | 0 | 0 | 0 | 7.1543e-08 | -1.8695e-07 | 1.2326e-07 | -6.1389e-08 | 1.5564e-07 | -1.021e-07 | -2.4004e-07 | -3.0123e-08 | 8.8352e-08 | 1.9958e-07 | 2.6463e-08 | -7.4558e-08 | 0 | 0 | 0 | 0 | 0 | 0 | 1.4334 | 1.0834 | 0.86797 | 1.4334 | 1.0834 | 0.86797 | -4.4367 | -101.86 | 104.5783 | -4.4367 | -101.86 | 104.5783
Line11_12_13 | 0 | 0 | 0 | 0 | 0 | 0 | 0 | 0 | 0 | 0 | 0 | 0 | 5.962e-08 | -1.558e-07 | 1.0272e-07 | -4.9465e-08 | 1.2449e-07 | -8.1561e-08 | -2.0003e-07 | -2.5103e-08 | 7.3627e-08 | 1.5958e-07 | 2.1443e-08 | -5.9832e-08 | 0 | 0 | 0 | 0 | 0 | 0 | 1.4334 | 1.0834 | 0.86797 | 1.4334 | 1.0834 | 0.86797 | -4.4367 | -101.86 | 104.5783 | -4.4367 | -101.86 | 104.5783
Line12_13_15 | 0 | 0 | 0 | 0 | 0 | 0 | 0 | 0 | 0 | 0 | 0 | 0 | 3.5772e-08 | -9.3477e-08 | 6.163e-08 | -2.5617e-08 | 6.2167e-08 | -4.0475e-08 | -1.2002e-07 | -1.5062e-08 | 4.4176e-08 | 7.9565e-08 | 1.1401e-08 | -3.0382e-08 | 0 | 0 | 0 | 0 | 0 | 0 | 1.4334 | 1.0834 | 0.86797 | 1.4334 | 1.0834 | 0.86797 | -4.4367 | -101.86 | 104.5783 | -4.4367 | -101.86 | 104.5783
Line13_13_14 | 0 | 0 | 0 | 0 | 0 | 0 | 0 | 0 | 0 | 0 | 0 | 0 | 1.1924e-08 | -3.1159e-08 | 2.0543e-08 | -1.7696e-09 | -1.511e-10 | 6.124e-10 | -4.0006e-08 | -5.0205e-09 | 1.4725e-08 | -4.4724e-10 | 1.3604e-09 | -9.3094e-10 | 0 | 0 | 0 | 0 | 0 | 0 | 1.4334 | 1.0834 | 0.86797 | 1.4334 | 1.0834 | 0.86797 | -4.4367 | -101.86 | 104.5783 | -4.4367 | -101.86 | 104.5783
Line14_15_16 | 0 | 0 | 0 | 0 | 0 | 0 | 0 | 0 | 0 | 0 | 0 | 0 | 2.3848e-08 | -6.2318e-08 | 4.1087e-08 | -1.3693e-08 | 3.1008e-08 | -1.9931e-08 | -8.0012e-08 | -1.0041e-08 | 2.9451e-08 | 3.9559e-08 | 6.3809e-09 | -1.5656e-08 | 0 | 0 | 0 | 0 | 0 | 0 | 1.4334 | 1.0834 | 0.86797 | 1.4334 | 1.0834 | 0.86797 | -4.4367 | -101.86 | 104.5783 | -4.4367 | -101.86 | 104.5783
Line15_16_17 | 0 | 0 | 0 | 0 | 0 | 0 | 0 | 0 | 0 | 0 | 0 | 0 | 1.1924e-08 | -3.1159e-08 | 2.0543e-08 | -1.7696e-09 | -1.511e-10 | 6.124e-10 | -4.0006e-08 | -5.0205e-09 | 1.4725e-08 | -4.4724e-10 | 1.3604e-09 | -9.3094e-10 | 0 | 0 | 0 | 0 | 0 | 0 | 1.4334 | 1.0834 | 0.86797 | 1.4334 | 1.0834 | 0.86797 | -4.4367 | -101.86 | 104.5783 | -4.4367 | -101.86 | 104.5783
Line16_4_18 | 0 | 0.035185 | 0.02817 | 0 | 0.035186 | 0.02817 | 0 | 0.0081257 | 0.0065056 | 0 | 0.0081258 | 0.0065056 | 1.188e-08 | 0.0062004 | 0.0039774 | -1.7675e-09 | -0.0061901 | -0.0039678 | -4.0031e-08 | 0.0062144 | 0.0039832 | -4.4871e-10 | -0.0061901 | -0.0039678 | 0 | -146.9891 | 59.4939 | 0 | 33.011 | -120.5061 | 1.4332 | 1.0803 | 0.86525 | 1.4331 | 1.0773 | 0.86253 | -4.4446 | -101.9243 | 104.5362 | -4.4524 | -101.989 | 104.4939
Line17_5_19 | 0 | 0 | 0 | 0 | 0 | 0 | 0 | 0 | 0 | 0 | 0 | 0 | 1.1924e-08 | -3.1159e-08 | 2.0543e-08 | -1.7696e-09 | -1.511e-10 | 6.124e-10 | -4.0006e-08 | -5.0205e-09 | 1.4725e-08 | -4.4724e-10 | 1.3604e-09 | -9.3094e-10 | 0 | 0 | 0 | 0 | 0 | 0 | 1.4334 | 1.0834 | 0.86797 | 1.4334 | 1.0834 | 0.86797 | -4.4367 | -101.86 | 104.5783 | -4.4367 | -101.86 | 104.5783
Line1_1_3 | 1.0089e-06 | 1.0092e-06 | 1.0088e-06 | 0 | 0 | 0 | 2.3299e-07 | 2.3306e-07 | 2.3297e-07 | 0 | 0 | 0 | 9.5391e-08 | -2.4927e-07 | 1.6435e-07 | -8.5237e-08 | 2.1796e-07 | -1.4319e-07 | -3.2005e-07 | -4.0164e-08 | 1.178e-07 | 2.796e-07 | 3.6504e-08 | -1.0401e-07 | 68.9665 | 68.9868 | 68.9457 | 0 | 0 | 0 | 1.4334 | 1.0834 | 0.86797 | 1.4334 | 1.0834 | 0.86797 | -4.4367 | -101.86 | 104.5783 | -4.4367 | -101.86 | 104.5783
Line2_1_4 | 0 | 0.035185 | 0.02817 | 0 | 0.035185 | 0.02817 | 0 | 0.0081257 | 0.0065057 | 0 | 0.0081257 | 0.0065056 | 2.3798e-08 | 0.0062107 | 0.003987 | -1.3648e-08 | -0.0062004 | -0.0039774 | -8.005e-08 | 0.0062388 | 0.0039987 | 3.9583e-08 | -0.0062144 | -0.0039832 | 0 | -146.9892 | 59.494 | 0 | 33.0109 | -120.5061 | 1.4334 | 1.0834 | 0.86797 | 1.4332 | 1.0803 | 0.86525 | -4.4367 | -101.86 | 104.5783 | -4.4446 | -101.9243 | 104.5362
Line3_1_5 | 0 | 0 | 0 | 0 | 0 | 0 | 0 | 0 | 0 | 0 | 0 | 0 | 2.3848e-08 | -6.2318e-08 | 4.1087e-08 | -1.3693e-08 | 3.1008e-08 | -1.9931e-08 | -8.0012e-08 | -1.0041e-08 | 2.9451e-08 | 3.9559e-08 | 6.3809e-09 | -1.5656e-08 | 0 | 0 | 0 | 0 | 0 | 0 | 1.4334 | 1.0834 | 0.86797 | 1.4334 | 1.0834 | 0.86797 | -4.4367 | -101.86 | 104.5783 | -4.4367 | -101.86 | 104.5783
Line4_2_6 | 0 | 0 | 0 | 0 | 0 | 0 | 0 | 0 | 0 | 0 | 0 | 0 | 5.9619e-08 | -1.558e-07 | 1.0272e-07 | -4.9465e-08 | 1.2449e-07 | -8.1561e-08 | -2.0003e-07 | -2.5103e-08 | 7.3627e-08 | 1.5958e-07 | 2.1442e-08 | -5.9832e-08 | 0 | 0 | 0 | 0 | 0 | 0 | 1.4334 | 1.0834 | 0.86797 | 1.4334 | 1.0834 | 0.86797 | -4.4367 | -101.86 | 104.5783 | -4.4367 | -101.86 | 104.5783
Line5_6_7 | 0 | 0 | 0 | 0 | 0 | 0 | 0 | 0 | 0 | 0 | 0 | 0 | 4.7696e-08 | -1.2464e-07 | 8.2174e-08 | -3.7541e-08 | 9.3326e-08 | -6.1018e-08 | -1.6002e-07 | -2.0082e-08 | 5.8901e-08 | 1.1957e-07 | 1.6422e-08 | -4.5107e-08 | 0 | 0 | 0 | 0 | 0 | 0 | 1.4334 | 1.0834 | 0.86797 | 1.4334 | 1.0834 | 0.86797 | -4.4367 | -101.86 | 104.5783 | -4.4367 | -101.86 | 104.5783
Line6_7_8 | 0 | 0 | 0 | 0 | 0 | 0 | 0 | 0 | 0 | 0 | 0 | 0 | 3.5772e-08 | -9.3477e-08 | 6.163e-08 | -2.5617e-08 | 6.2167e-08 | -4.0475e-08 | -1.2002e-07 | -1.5062e-08 | 4.4176e-08 | 7.9565e-08 | 1.1401e-08 | -3.0382e-08 | 0 | 0 | 0 | 0 | 0 | 0 | 1.4334 | 1.0834 | 0.86797 | 1.4334 | 1.0834 | 0.86797 | -4.4367 | -101.86 | 104.5783 | -4.4367 | -101.86 | 104.5783
Line7_8_9 | 0 | 0 | 0 | 0 | 0 | 0 | 0 | 0 | 0 | 0 | 0 | 0 | 1.1924e-08 | -3.1159e-08 | 2.0543e-08 | -1.7696e-09 | -1.511e-10 | 6.124e-10 | -4.0006e-08 | -5.0205e-09 | 1.4725e-08 | -4.4724e-10 | 1.3604e-09 | -9.3094e-10 | 0 | 0 | 0 | 0 | 0 | 0 | 1.4334 | 1.0834 | 0.86797 | 1.4334 | 1.0834 | 0.86797 | -4.4367 | -101.86 | 104.5783 | -4.4367 | -101.86 | 104.5783
Line8_8_10 | 0 | 0 | 0 | 0 | 0 | 0 | 0 | 0 | 0 | 0 | 0 | 0 | 1.1924e-08 | -3.1159e-08 | 2.0543e-08 | -1.7696e-09 | -1.511e-10 | 6.124e-10 | -4.0006e-08 | -5.0205e-09 | 1.4725e-08 | -4.4724e-10 | 1.3604e-09 | -9.3094e-10 | 0 | 0 | 0 | 0 | 0 | 0 | 1.4334 | 1.0834 | 0.86797 | 1.4334 | 1.0834 | 0.86797 | -4.4367 | -101.86 | 104.5783 | -4.4367 | -101.86 | 104.5783
Line9_3_11 | 0 | 0 | 0 | 0 | 0 | 0 | 0 | 0 | 0 | 0 | 0 | 0 | 8.3467e-08 | -2.1811e-07 | 1.438e-07 | -7.3313e-08 | 1.868e-07 | -1.2265e-07 | -2.8004e-07 | -3.5144e-08 | 1.0308e-07 | 2.3959e-07 | 3.1484e-08 | -8.9283e-08 | 0 | 0 | 0 | 0 | 0 | 0 | 1.4334 | 1.0834 | 0.86797 | 1.4334 | 1.0834 | 0.86797 | -4.4367 | -101.86 | 104.5783 | -4.4367 | -101.86 | 104.5783

## LLG_min_6
name | pf_ikss_a_from_ka | pf_ikss_b_from_ka | pf_ikss_c_from_ka | pf_ikss_a_to_ka | pf_ikss_b_to_ka | pf_ikss_c_to_ka | pf_skss_a_from_mw | pf_skss_b_from_mw | pf_skss_c_from_mw | pf_skss_a_to_mw | pf_skss_b_to_mw | pf_skss_c_to_mw | pf_p_a_from_mw | pf_p_b_from_mw | pf_p_c_from_mw | pf_p_a_to_mw | pf_p_b_to_mw | pf_p_c_to_mw | pf_q_a_from_mvar | pf_q_b_from_mvar | pf_q_c_from_mvar | pf_q_a_to_mvar | pf_q_b_to_mvar | pf_q_c_to_mvar | pf_ikss_a_from_degree | pf_ikss_b_from_degree | pf_ikss_c_from_degree | pf_ikss_a_to_degree | pf_ikss_b_to_degree | pf_ikss_c_to_degree | pf_vm_a_from_pu | pf_vm_b_from_pu | pf_vm_c_from_pu | pf_vm_a_to_pu | pf_vm_b_to_pu | pf_vm_c_to_pu | pf_va_a_from_degree | pf_va_b_from_degree | pf_va_c_from_degree | pf_va_a_to_degree | pf_va_b_to_degree | pf_va_c_to_degree
Line0_1_2 | 1.0321e-06 | 1.0539e-06 | 1.0106e-06 | 0 | 0 | 0 | 2.3835e-07 | 2.4339e-07 | 2.3339e-07 | 0 | 0 | 0 | 1.5438e-08 | -1.4476e-07 | 1.3873e-07 | -1.5338e-08 | 1.213e-07 | -1.1537e-07 | -3.3898e-07 | 2.4669e-08 | -1.9735e-08 | 2.8247e-07 | -1.9897e-08 | 1.506e-08 | 87.2958 | 87.9788 | 86.5831 | 0 | 0 | 0 | 1.4237 | 0.60337 | 0.60041 | 1.4237 | 0.60337 | 0.60041 | -0.096597 | -101.6918 | 78.4871 | -0.096598 | -101.6918 | 78.487
Line10_11_12 | 1.0321e-06 | 1.0539e-06 | 1.0106e-06 | 0 | 0 | 0 | 2.3835e-07 | 2.4339e-07 | 2.3339e-07 | 0 | 0 | 0 | 1.5438e-08 | -1.4476e-07 | 1.3873e-07 | -1.5338e-08 | 1.213e-07 | -1.1537e-07 | -3.3898e-07 | 2.4668e-08 | -1.9735e-08 | 2.8247e-07 | -1.9897e-08 | 1.506e-08 | 87.2958 | 87.9788 | 86.5831 | 0 | 0 | 0 | 1.4237 | 0.60337 | 0.60041 | 1.4237 | 0.60337 | 0.60041 | -0.096601 | -101.6918 | 78.487 | -0.096602 | -101.6918 | 78.487
Line11_12_13 | 0 | 0 | 0 | 0 | 0 | 0 | 0 | 0 | 0 | 0 | 0 | 0 | 1.2865e-08 | -1.2064e-07 | 1.1561e-07 | -1.2765e-08 | 9.717e-08 | -9.2245e-08 | -2.8248e-07 | 2.0557e-08 | -1.6446e-08 | 2.2598e-07 | -1.5785e-08 | 1.1771e-08 | 0 | 0 | 0 | 0 | 0 | 0 | 1.4237 | 0.60337 | 0.60041 | 1.4237 | 0.60337 | 0.60041 | -0.096602 | -101.6918 | 78.487 | -0.096604 | -101.6918 | 78.487
Line12_13_15 | 0 | 0 | 0 | 0 | 0 | 0 | 0 | 0 | 0 | 0 | 0 | 0 | 7.7189e-09 | -7.2382e-08 | 6.9367e-08 | -7.6187e-09 | 4.8915e-08 | -4.6e-08 | -1.6949e-07 | 1.2334e-08 | -9.8675e-09 | 1.1298e-07 | -7.5626e-09 | 5.1922e-09 | 0 | 0 | 0 | 0 | 0 | 0 | 1.4237 | 0.60337 | 0.60041 | 1.4237 | 0.60337 | 0.60041 | -0.096604 | -101.6918 | 78.487 | -0.096605 | -101.6918 | 78.487
Line13_13_14 | 0 | 0 | 0 | 0 | 0 | 0 | 0 | 0 | 0 | 0 | 0 | 0 | 2.573e-09 | -2.4127e-08 | 2.3122e-08 | -2.4727e-09 | 6.6048e-10 | 2.4426e-10 | -5.6496e-08 | 4.1114e-09 | -3.2892e-09 | -8.3613e-12 | 6.6022e-10 | -1.3862e-09 | 0 | 0 | 0 | 0 | 0 | 0 | 1.4237 | 0.60337 | 0.60041 | 1.4237 | 0.60337 | 0.60041 | -0.096604 | -101.6918 | 78.487 | -0.096604 | -101.6918 | 78.487
Line14_15_16 | 0 | 0 | 0 | 0 | 0 | 0 | 0 | 0 | 0 | 0 | 0 | 0 | 5.1459e-09 | -4.8255e-08 | 4.6245e-08 | -5.0457e-09 | 2.4788e-08 | -2.2878e-08 | -1.1299e-07 | 8.2228e-09 | -6.5783e-09 | 5.6488e-08 | -3.4512e-09 | 1.903e-09 | 0 | 0 | 0 | 0 | 0 | 0 | 1.4237 | 0.60337 | 0.60041 | 1.4237 | 0.60337 | 0.60041 | -0.096605 | -101.6918 | 78.487 | -0.096605 | -101.6918 | 78.487
Line15_16_17 | 0 | 0 | 0 | 0 | 0 | 0 | 0 | 0 | 0 | 0 | 0 | 0 | 2.573e-09 | -2.4127e-08 | 2.3122e-08 | -2.4727e-09 | 6.6048e-10 | 2.4426e-10 | -5.6496e-08 | 4.1114e-09 | -3.2892e-09 | -8.3613e-12 | 6.6022e-10 | -1.3862e-09 | 0 | 0 | 0 | 0 | 0 | 0 | 1.4237 | 0.60337 | 0.60041 | 1.4237 | 0.60337 | 0.60041 | -0.096605 | -101.6918 | 78.487 | -0.096605 | -101.6918 | 78.487
Line16_4_18 | 0 | 2.5161 | 2.4976 | 0 | 2.5161 | 2.4976 | 0 | 0.58106 | 0.5768 | 0 | 0.58106 | 0.5768 | 2.5003e-09 | 0.1213 | 0.12002 | -2.4685e-09 | -4.6126e-14 | -6.8628e-15 | -5.6536e-08 | 0.12655 | 0.12482 | -1.0553e-11 | -6.0996e-15 | 2.9367e-14 | 0 | -147.9054 | 32.3629 | 0 | 32.0946 | -147.6371 | 1.4234 | 0.30168 | 0.30021 | 1.4231 | 0 | 0 | -0.10928 | -101.6918 | 78.4871 | -0.12197 | 0 | 0
Line17_5_19 | 0 | 0 | 0 | 0 | 0 | 0 | 0 | 0 | 0 | 0 | 0 | 0 | 2.5729e-09 | -2.4127e-08 | 2.3122e-08 | -2.4727e-09 | 6.6048e-10 | 2.4426e-10 | -5.6496e-08 | 4.1114e-09 | -3.2892e-09 | -8.3607e-12 | 6.6021e-10 | -1.3862e-09 | 0 | 0 | 0 | 0 | 0 | 0 | 1.4237 | 0.60337 | 0.60041 | 1.4237 | 0.60337 | 0.60041 | -0.096597 | -101.6918 | 78.4871 | -0.096597 | -101.6918 | 78.4871
Line1_1_3 | 1.3761e-06 | 1.4052e-06 | 1.3475e-06 | 1.2044e-06 | 1.2334e-06 | 1.1759e-06 | 3.1779e-07 | 3.2451e-07 | 3.1119e-07 | 2.7815e-07 | 2.8485e-07 | 2.7157e-07 | 2.0584e-08 | -1.9302e-07 | 1.8498e-07 | -2.0483e-08 | 1.6955e-07 | -1.6161e-07 | -4.5197e-07 | 3.2891e-08 | -2.6313e-08 | 3.9546e-07 | -2.812e-08 | 2.1638e-08 | 87.2958 | 87.9788 | 86.5831 | -93.0616 | -92.2752 | -93.8871 | 1.4237 | 0.60337 | 0.60041 | 1.4237 | 0.60337 | 0.60041 | -0.096597 | -101.6918 | 78.4871 | -0.096599 | -101.6918 | 78.487
Line2_1_4 | 0 | 2.5161 | 2.4976 | 0 | 2.5161 | 2.4976 | 0 | 0.58106 | 0.5768 | 0 | 0.58106 | 0.5768 | 5.066e-09 | 0.2426 | 0.24003 | -4.971e-09 | -0.1213 | -0.12002 | -1.1306e-07 | 0.2531 | 0.24964 | 5.6526e-08 | -0.12655 | -0.12482 | 0 | -147.9054 | 32.3629 | 0 | 32.0946 | -147.6371 | 1.4237 | 0.60337 | 0.60041 | 1.4234 | 0.30168 | 0.30021 | -0.096597 | -101.6918 | 78.4871 | -0.10928 | -101.6918 | 78.4871
Line3_1_5 | 0 | 0 | 0 | 0 | 0 | 0 | 0 | 0 | 0 | 0 | 0 | 0 | 5.1459e-09 | -4.8255e-08 | 4.6245e-08 | -5.0457e-09 | 2.4788e-08 | -2.2878e-08 | -1.1299e-07 | 8.2229e-09 | -6.5783e-09 | 5.6488e-08 | -3.4512e-09 | 1.903e-09 | 0 | 0 | 0 | 0 | 0 | 0 | 1.4237 | 0.60337 | 0.60041 | 1.4237 | 0.60337 | 0.60041 | -0.096597 | -101.6918 | 78.4871 | -0.096597 | -101.6918 | 78.4871
Line4_2_6 | 0 | 0 | 0 | 0 | 0 | 0 | 0 | 0 | 0 | 0 | 0 | 0 | 1.2865e-08 | -1.2064e-07 | 1.1561e-07 | -1.2765e-08 | 9.717e-08 | -9.2245e-08 | -2.8248e-07 | 2.0557e-08 | -1.6446e-08 | 2.2598e-07 | -1.5785e-08 | 1.1771e-08 | 0 | 0 | 0 | 0 | 0 | 0 | 1.4237 | 0.60337 | 0.60041 | 1.4237 | 0.60337 | 0.60041 | -0.096598 | -101.6918 | 78.487 | -0.0966 | -101.6918 | 78.487
Line5_6_7 | 0 | 0 | 0 | 0 | 0 | 0 | 0 | 0 | 0 | 0 | 0 | 0 | 1.0292e-08 | -9.6509e-08 | 9.2489e-08 | -1.0192e-08 | 7.3043e-08 | -6.9123e-08 | -2.2598e-07 | 1.6446e-08 | -1.3157e-08 | 1.6948e-07 | -1.1674e-08 | 8.4813e-09 | 0 | 0 | 0 | 0 | 0 | 0 | 1.4237 | 0.60337 | 0.60041 | 1.4237 | 0.60337 | 0.60041 | -0.0966 | -101.6918 | 78.487 | -0.096601 | -101.6918 | 78.487
Line6_7_8 | 0 | 0 | 0 | 0 | 0 | 0 | 0 | 0 | 0 | 0 | 0 | 0 | 7.7189e-09 | -7.2382e-08 | 6.9367e-08 | -7.6186e-09 | 4.8915e-08 | -4.6e-08 | -1.6949e-07 | 1.2334e-08 | -9.8675e-09 | 1.1298e-07 | -7.5626e-09 | 5.1922e-09 | 0 | 0 | 0 | 0 | 0 | 0 | 1.4237 | 0.60337 | 0.60041 | 1.4237 | 0.60337 | 0.60041 | -0.096601 | -101.6918 | 78.487 | -0.096601 | -101.6918 | 78.487
Line7_8_9 | 0 | 0 | 0 | 0 | 0 | 0 | 0 | 0 | 0 | 0 | 0 | 0 | 2.573e-09 | -2.4127e-08 | 2.3122e-08 | -2.4727e-09 | 6.6048e-10 | 2.4426e-10 | -5.6496e-08 | 4.1114e-09 | -3.2892e-09 | -8.3611e-12 | 6.6021e-10 | -1.3862e-09 | 0 | 0 | 0 | 0 | 0 | 0 | 1.4237 | 0.60337 | 0.60041 | 1.4237 | 0.60337 | 0.60041 | -0.096601 | -101.6918 | 78.487 | -0.096602 | -101.6918 | 78.487
Line8_8_10 | 0 | 0 | 0 | 0 | 0 | 0 | 0 | 0 | 0 | 0 | 0 | 0 | 2.573e-09 | -2.4127e-08 | 2.3122e-08 | -2.4727e-09 | 6.6048e-10 | 2.4426e-10 | -5.6496e-08 | 4.1114e-09 | -3.2892e-09 | -8.3615e-12 | 6.6021e-10 | -1.3862e-09 | 0 | 0 | 0 | 0 | 0 | 0 | 1.4237 | 0.60337 | 0.60041 | 1.4237 | 0.60337 | 0.60041 | -0.096601 | -101.6918 | 78.487 | -0.096602 | -101.6918 | 78.487
Line9_3_11 | 1.2041e-06 | 1.2295e-06 | 1.179e-06 | 1.0324e-06 | 1.0578e-06 | 1.0075e-06 | 2.7807e-07 | 2.8395e-07 | 2.7229e-07 | 2.3842e-07 | 2.4428e-07 | 2.3267e-07 | 1.8011e-08 | -1.6889e-07 | 1.6186e-07 | -1.7911e-08 | 1.4542e-07 | -1.3849e-07 | -3.9547e-07 | 2.878e-08 | -2.3024e-08 | 3.3897e-07 | -2.4008e-08 | 1.8349e-08 | 87.2958 | 87.9788 | 86.5831 | -93.1212 | -92.3173 | -93.9657 | 1.4237 | 0.60337 | 0.60041 | 1.4237 | 0.60337 | 0.60041 | -0.096599 | -101.6918 | 78.487 | -0.096601 | -101.6918 | 78.487

## LLG_min_10
name | pf_ikss_a_from_ka | pf_ikss_b_from_ka | pf_ikss_c_from_ka | pf_ikss_a_to_ka | pf_ikss_b_to_ka | pf_ikss_c_to_ka | pf_skss_a_from_mw | pf_skss_b_from_mw | pf_skss_c_from_mw | pf_skss_a_to_mw | pf_skss_b_to_mw | pf_skss_c_to_mw | pf_p_a_from_mw | pf_p_b_from_mw | pf_p_c_from_mw | pf_p_a_to_mw | pf_p_b_to_mw | pf_p_c_to_mw | pf_q_a_from_mvar | pf_q_b_from_mvar | pf_q_c_from_mvar | pf_q_a_to_mvar | pf_q_b_to_mvar | pf_q_c_to_mvar | pf_ikss_a_from_degree | pf_ikss_b_from_degree | pf_ikss_c_from_degree | pf_ikss_a_to_degree | pf_ikss_b_to_degree | pf_ikss_c_to_degree | pf_vm_a_from_pu | pf_vm_b_from_pu | pf_vm_c_from_pu | pf_vm_a_to_pu | pf_vm_b_to_pu | pf_vm_c_to_pu | pf_va_a_from_degree | pf_va_b_from_degree | pf_va_c_from_degree | pf_va_a_to_degree | pf_va_b_to_degree | pf_va_c_to_degree
Line0_1_2 | 0 | 0 | 0 | 0 | 0 | 0 | 0 | 0 | 0 | 0 | 0 | 0 | 1.3855e-08 | -1.2993e-07 | 1.2451e-07 | -1.3766e-08 | 1.0887e-07 | -1.0354e-07 | -3.0423e-07 | 2.214e-08 | -1.7712e-08 | 2.5352e-07 | -1.7858e-08 | 1.3516e-08 | 0 | 0 | 0 | 0 | 0 | 0 | 1.3488 | 0.57161 | 0.56881 | 1.3488 | 0.57161 | 0.56881 | -0.096597 | -101.6918 | 78.4871 | -0.096598 | -101.6918 | 78.487
Line10_11_12 | 0 | 0 | 0 | 0 | 0 | 0 | 0 | 0 | 0 | 0 | 0 | 0 | 1.3856e-08 | -1.2993e-07 | 1.2451e-07 | -1.3766e-08 | 1.0887e-07 | -1.0354e-07 | -3.0423e-07 | 2.214e-08 | -1.7712e-08 | 2.5352e-07 | -1.7858e-08 | 1.3516e-08 | 0 | 0 | 0 | 0 | 0 | 0 | 1.3488 | 0.57161 | 0.56881 | 1.3488 | 0.57161 | 0.56881 | -0.096601 | -101.6918 | 78.487 | -0.096602 | -101.6918 | 78.487
Line11_12_13 | 0 | 0 | 0 | 0 | 0 | 0 | 0 | 0 | 0 | 0 | 0 | 0 | 1.1546e-08 | -1.0827e-07 | 1.0376e-07 | -1.1456e-08 | 8.7211e-08 | -8.2791e-08 | -2.5353e-07 | 1.845e-08 | -1.476e-08 | 2.0282e-07 | -1.4168e-08 | 1.0564e-08 | 0 | 0 | 0 | 0 | 0 | 0 | 1.3488 | 0.57161 | 0.56881 | 1.3488 | 0.57161 | 0.56881 | -0.096602 | -101.6918 | 78.487 | -0.096604 | -101.6918 | 78.487
Line12_13_15 | 0 | 0 | 0 | 0 | 0 | 0 | 0 | 0 | 0 | 0 | 0 | 0 | 6.9278e-09 | -6.4963e-08 | 6.2257e-08 | -6.8378e-09 | 4.3902e-08 | -4.1286e-08 | -1.5212e-07 | 1.107e-08 | -8.8562e-09 | 1.014e-07 | -6.7875e-09 | 4.66e-09 | 0 | 0 | 0 | 0 | 0 | 0 | 1.3488 | 0.57161 | 0.56881 | 1.3488 | 0.57161 | 0.56881 | -0.096604 | -101.6918 | 78.487 | -0.096605 | -101.6918 | 78.487
Line13_13_14 | 0 | 0 | 0 | 0 | 0 | 0 | 0 | 0 | 0 | 0 | 0 | 0 | 2.3093e-09 | -2.1654e-08 | 2.0752e-08 | -2.2193e-09 | 5.9279e-10 | 2.1923e-10 | -5.0706e-08 | 3.69e-09 | -2.9521e-09 | -7.5043e-12 | 5.9255e-10 | -1.2441e-09 | 0 | 0 | 0 | 0 | 0 | 0 | 1.3488 | 0.57161 | 0.56881 | 1.3488 | 0.57161 | 0.56881 | -0.096604 | -101.6918 | 78.487 | -0.096604 | -101.6918 | 78.487
Line14_15_16 | 0 | 0 | 0 | 0 | 0 | 0 | 0 | 0 | 0 | 0 | 0 | 0 | 4.6185e-09 | -4.3309e-08 | 4.1505e-08 | -4.5285e-09 | 2.2247e-08 | -2.0533e-08 | -1.0141e-07 | 7.38e-09 | -5.9041e-09 | 5.0698e-08 | -3.0975e-09 | 1.7079e-09 | 0 | 0 | 0 | 0 | 0 | 0 | 1.3488 | 0.57161 | 0.56881 | 1.3488 | 0.57161 | 0.56881 | -0.096605 | -101.6918 | 78.487 | -0.096605 | -101.6918 | 78.487
Line15_16_17 | 0 | 0 | 0 | 0 | 0 | 0 | 0 | 0 | 0 | 0 | 0 | 0 | 2.3093e-09 | -2.1654e-08 | 2.0752e-08 | -2.2193e-09 | 5.9279e-10 | 2.1923e-10 | -5.0706e-08 | 3.69e-09 | -2.9521e-09 | -7.5041e-12 | 5.9255e-10 | -1.2441e-09 | 0 | 0 | 0 | 0 | 0 | 0 | 1.3488 | 0.57161 | 0.56881 | 1.3488 | 0.57161 | 0.56881 | -0.096605 | -101.6918 | 78.487 | -0.096605 | -101.6918 | 78.487
Line16_4_18 | 0 | 2.3836 | 2.3662 | 0 | 2.3836 | 2.3662 | 0 | 0.55048 | 0.54644 | 0 | 0.55048 | 0.54644 | 2.2441e-09 | 0.10887 | 0.10771 | -2.2155e-09 | -5.6553e-14 | 8.773e-15 | -5.0741e-08 | 0.11358 | 0.11203 | -9.4708e-12 | 9.8533e-16 | 1.9794e-14 | 0 | -147.9054 | 32.3629 | 0 | 32.0946 | -147.6371 | 1.3485 | 0.28581 | 0.28441 | 1.3482 | 0 | 0 | -0.10928 | -101.6918 | 78.4871 | -0.12197 | 0 | 0
Line17_5_19 | 0 | 0 | 0 | 0 | 0 | 0 | 0 | 0 | 0 | 0 | 0 | 0 | 2.3092e-09 | -2.1654e-08 | 2.0752e-08 | -2.2193e-09 | 5.9279e-10 | 2.1923e-10 | -5.0706e-08 | 3.69e-09 | -2.9521e-09 | -7.5039e-12 | 5.9255e-10 | -1.2441e-09 | 0 | 0 | 0 | 0 | 0 | 0 | 1.3488 | 0.57161 | 0.56881 | 1.3488 | 0.57161 | 0.56881 | -0.096597 | -101.6918 | 78.4871 | -0.096597 | -101.6918 | 78.4871
Line1_1_3 | 1.3037e-06 | 1.3312e-06 | 1.2766e-06 | 1.141e-06 | 1.1685e-06 | 1.114e-06 | 3.0107e-07 | 3.0743e-07 | 2.9481e-07 | 2.6351e-07 | 2.6986e-07 | 2.5728e-07 | 1.8474e-08 | -1.7324e-07 | 1.6602e-07 | -1.8384e-08 | 1.5217e-07 | -1.4505e-07 | -4.0565e-07 | 2.952e-08 | -2.3616e-08 | 3.5493e-07 | -2.5238e-08 | 1.942e-08 | 87.2958 | 87.9788 | 86.5831 | -93.0616 | -92.2752 | -93.8871 | 1.3488 | 0.57161 | 0.56881 | 1.3488 | 0.57161 | 0.56881 | -0.096597 | -101.6918 | 78.4871 | -0.096599 | -101.6918 | 78.487
Line2_1_4 | 0 | 2.3836 | 2.3662 | 0 | 2.3836 | 2.3662 | 0 | 0.55048 | 0.54644 | 0 | 0.55048 | 0.54644 | 4.5467e-09 | 0.21774 | 0.21543 | -4.4615e-09 | -0.10887 | -0.10771 | -1.0147e-07 | 0.22716 | 0.22405 | 5.0733e-08 | -0.11358 | -0.11203 | 0 | -147.9054 | 32.3629 | 0 | 32.0946 | -147.6371 | 1.3488 | 0.57161 | 0.56881 | 1.3485 | 0.28581 | 0.28441 | -0.096597 | -101.6918 | 78.4871 | -0.10928 | -101.6918 | 78.4871
Line3_1_5 | 0 | 0 | 0 | 0 | 0 | 0 | 0 | 0 | 0 | 0 | 0 | 0 | 4.6185e-09 | -4.3309e-08 | 4.1505e-08 | -4.5285e-09 | 2.2247e-08 | -2.0533e-08 | -1.0141e-07 | 7.3801e-09 | -5.9041e-09 | 5.0698e-08 | -3.0975e-09 | 1.7079e-09 | 0 | 0 | 0 | 0 | 0 | 0 | 1.3488 | 0.57161 | 0.56881 | 1.3488 | 0.57161 | 0.56881 | -0.096597 | -101.6918 | 78.4871 | -0.096597 | -101.6918 | 78.4871
Line4_2_6 | 0 | 0 | 0 | 0 | 0 | 0 | 0 | 0 | 0 | 0 | 0 | 0 | 1.1546e-08 | -1.0827e-07 | 1.0376e-07 | -1.1456e-08 | 8.7211e-08 | -8.2791e-08 | -2.5353e-07 | 1.845e-08 | -1.476e-08 | 2.0282e-07 | -1.4168e-08 | 1.0564e-08 | 0 | 0 | 0 | 0 | 0 | 0 | 1.3488 | 0.57161 | 0.56881 | 1.3488 | 0.57161 | 0.56881 | -0.096598 | -101.6918 | 78.487 | -0.0966 | -101.6918 | 78.487
Line5_6_7 | 0 | 0 | 0 | 0 | 0 | 0 | 0 | 0 | 0 | 0 | 0 | 0 | 9.237e-09 | -8.6618e-08 | 8.301e-08 | -9.147e-09 | 6.5556e-08 | -6.2038e-08 | -2.0282e-07 | 1.476e-08 | -1.1808e-08 | 1.5211e-07 | -1.0478e-08 | 7.6121e-09 | 0 | 0 | 0 | 0 | 0 | 0 | 1.3488 | 0.57161 | 0.56881 | 1.3488 | 0.57161 | 0.56881 | -0.0966 | -101.6918 | 78.487 | -0.096601 | -101.6918 | 78.487
Line6_7_8 | 0 | 0 | 0 | 0 | 0 | 0 | 0 | 0 | 0 | 0 | 0 | 0 | 6.9277e-09 | -6.4963e-08 | 6.2257e-08 | -6.8378e-09 | 4.3902e-08 | -4.1286e-08 | -1.5212e-07 | 1.107e-08 | -8.8562e-09 | 1.014e-07 | -6.7875e-09 | 4.66e-09 | 0 | 0 | 0 | 0 | 0 | 0 | 1.3488 | 0.57161 | 0.56881 | 1.3488 | 0.57161 | 0.56881 | -0.096601 | -101.6918 | 78.487 | -0.096601 | -101.6918 | 78.487
Line7_8_9 | 0 | 0 | 0 | 0 | 0 | 0 | 0 | 0 | 0 | 0 | 0 | 0 | 2.3092e-09 | -2.1654e-08 | 2.0752e-08 | -2.2193e-09 | 5.9279e-10 | 2.1923e-10 | -5.0706e-08 | 3.69e-09 | -2.9521e-09 | -7.504e-12 | 5.9255e-10 | -1.2441e-09 | 0 | 0 | 0 | 0 | 0 | 0 | 1.3488 | 0.57161 | 0.56881 | 1.3488 | 0.57161 | 0.56881 | -0.096601 | -101.6918 | 78.487 | -0.096602 | -101.6918 | 78.487
Line8_8_10 | 0 | 0 | 0 | 0 | 0 | 0 | 0 | 0 | 0 | 0 | 0 | 0 | 2.3092e-09 | -2.1654e-08 | 2.0752e-08 | -2.2193e-09 | 5.9279e-10 | 2.1923e-10 | -5.0706e-08 | 3.69e-09 | -2.9521e-09 | -7.5042e-12 | 5.9255e-10 | -1.2441e-09 | 0 | 0 | 0 | 0 | 0 | 0 | 1.3488 | 0.57161 | 0.56881 | 1.3488 | 0.57161 | 0.56881 | -0.096601 | -101.6918 | 78.487 | -0.096602 | -101.6918 | 78.487
Line9_3_11 | 1.1407e-06 | 1.1648e-06 | 1.117e-06 | 0 | 1.0021e-06 | 0 | 2.6343e-07 | 2.69e-07 | 2.5796e-07 | 0 | 2.3143e-07 | 0 | 1.6165e-08 | -1.5158e-07 | 1.4527e-07 | -1.6075e-08 | 1.3052e-07 | -1.243e-07 | -3.5494e-07 | 2.583e-08 | -2.0664e-08 | 3.0423e-07 | -2.1548e-08 | 1.6468e-08 | 87.2958 | 87.9788 | 86.5831 | 0 | -92.3173 | 0 | 1.3488 | 0.57161 | 0.56881 | 1.3488 | 0.57161 | 0.56881 | -0.096599 | -101.6918 | 78.487 | -0.096601 | -101.6918 | 78.487

## LLG_min_fault_6
name | pf_ikss_a_from_ka | pf_ikss_b_from_ka | pf_ikss_c_from_ka | pf_ikss_a_to_ka | pf_ikss_b_to_ka | pf_ikss_c_to_ka | pf_skss_a_from_mw | pf_skss_b_from_mw | pf_skss_c_from_mw | pf_skss_a_to_mw | pf_skss_b_to_mw | pf_skss_c_to_mw | pf_p_a_from_mw | pf_p_b_from_mw | pf_p_c_from_mw | pf_p_a_to_mw | pf_p_b_to_mw | pf_p_c_to_mw | pf_q_a_from_mvar | pf_q_b_from_mvar | pf_q_c_from_mvar | pf_q_a_to_mvar | pf_q_b_to_mvar | pf_q_c_to_mvar | pf_ikss_a_from_degree | pf_ikss_b_from_degree | pf_ikss_c_from_degree | pf_ikss_a_to_degree | pf_ikss_b_to_degree | pf_ikss_c_to_degree | pf_vm_a_from_pu | pf_vm_b_from_pu | pf_vm_c_from_pu | pf_vm_a_to_pu | pf_vm_b_to_pu | pf_vm_c_to_pu | pf_va_a_from_degree | pf_va_b_from_degree | pf_va_c_from_degree | pf_va_a_to_degree | pf_va_b_to_degree | pf_va_c_to_degree
Line0_1_2 | 0 | 0 | 0 | 0 | 0 | 0 | 0 | 0 | 0 | 0 | 0 | 0 | 5.3289e-08 | -1.3934e-07 | 9.1898e-08 | -4.5726e-08 | 1.16e-07 | -7.6125e-08 | -1.7888e-07 | -2.2387e-08 | 6.5865e-08 | 1.4874e-07 | 1.967e-08 | -5.5581e-08 | 0 | 0 | 0 | 0 | 0 | 0 | 1.2377 | 0.93556 | 0.74982 | 1.2377 | 0.93556 | 0.74982 | -4.4308 | -101.8718 | 104.5899 | -4.4308 | -101.8718 | 104.5899
Line10_11_12 | 0 | 0 | 0 | 0 | 0 | 0 | 0 | 0 | 0 | 0 | 0 | 0 | 5.3289e-08 | -1.3934e-07 | 9.1898e-08 | -4.5726e-08 | 1.16e-07 | -7.6125e-08 | -1.7888e-07 | -2.2387e-08 | 6.5865e-08 | 1.4874e-07 | 1.967e-08 | -5.5581e-08 | 0 | 0 | 0 | 0 | 0 | 0 | 1.2377 | 0.93556 | 0.74982 | 1.2377 | 0.93556 | 0.74982 | -4.4308 | -101.8718 | 104.5899 | -4.4308 | -101.8718 | 104.5899
Line11_12_13 | 0 | 0 | 0 | 0 | 0 | 0 | 0 | 0 | 0 | 0 | 0 | 0 | 4.4408e-08 | -1.1612e-07 | 7.6581e-08 | -3.6845e-08 | 9.2781e-08 | -6.0809e-08 | -1.4907e-07 | -1.8656e-08 | 5.4887e-08 | 1.1892e-07 | 1.5939e-08 | -4.4604e-08 | 0 | 0 | 0 | 0 | 0 | 0 | 1.2377 | 0.93556 | 0.74982 | 1.2377 | 0.93556 | 0.74982 | -4.4308 | -101.8718 | 104.5899 | -4.4308 | -101.8718 | 104.5899
Line12_13_15 | 0 | 0 | 0 | 0 | 0 | 0 | 0 | 0 | 0 | 0 | 0 | 0 | 2.6645e-08 | -6.967e-08 | 4.5949e-08 | -1.9082e-08 | 4.6334e-08 | -3.0176e-08 | -8.9442e-08 | -1.1193e-08 | 3.2932e-08 | 5.9295e-08 | 8.4763e-09 | -2.2649e-08 | 0 | 0 | 0 | 0 | 0 | 0 | 1.2377 | 0.93556 | 0.74982 | 1.2377 | 0.93556 | 0.74982 | -4.4308 | -101.8718 | 104.5899 | -4.4308 | -101.8718 | 104.5899
Line13_13_14 | 0 | 0 | 0 | 0 | 0 | 0 | 0 | 0 | 0 | 0 | 0 | 0 | 8.8815e-09 | -2.3223e-08 | 1.5316e-08 | -1.3188e-09 | -1.1222e-10 | 4.5647e-10 | -2.9814e-08 | -3.7311e-09 | 1.0977e-08 | -3.3308e-10 | 1.014e-09 | -6.9404e-10 | 0 | 0 | 0 | 0 | 0 | 0 | 1.2377 | 0.93556 | 0.74982 | 1.2377 | 0.93556 | 0.74982 | -4.4308 | -101.8718 | 104.5899 | -4.4308 | -101.8718 | 104.5899
Line14_15_16 | 0 | 0 | 0 | 0 | 0 | 0 | 0 | 0 | 0 | 0 | 0 | 0 | 1.7763e-08 | -4.6447e-08 | 3.0633e-08 | -1.02e-08 | 2.3111e-08 | -1.486e-08 | -5.9628e-08 | -7.4623e-09 | 2.1955e-08 | 2.9481e-08 | 4.7451e-09 | -1.1671e-08 | 0 | 0 | 0 | 0 | 0 | 0 | 1.2377 | 0.93556 | 0.74982 | 1.2377 | 0.93556 | 0.74982 | -4.4308 | -101.8718 | 104.5899 | -4.4308 | -101.8718 | 104.5899
Line15_16_17 | 0 | 0 | 0 | 0 | 0 | 0 | 0 | 0 | 0 | 0 | 0 | 0 | 8.8815e-09 | -2.3223e-08 | 1.5316e-08 | -1.3188e-09 | -1.1222e-10 | 4.5647e-10 | -2.9814e-08 | -3.7311e-09 | 1.0977e-08 | -3.3308e-10 | 1.014e-09 | -6.9404e-10 | 0 | 0 | 0 | 0 | 0 | 0 | 1.2377 | 0.93556 | 0.74982 | 1.2377 | 0.93556 | 0.74982 | -4.4308 | -101.8718 | 104.5899 | -4.4308 | -101.8718 | 104.5899
Line16_4_18 | 0 | 0.030329 | 0.024294 | 0 | 0.030329 | 0.024294 | 0 | 0.0070041 | 0.0056106 | 0 | 0.0070042 | 0.0056105 | 8.8513e-09 | 0.0046149 | 0.0029637 | -1.3162e-09 | -0.0045992 | -0.0029511 | -2.9845e-08 | 0.0046178 | 0.0029621 | -3.3397e-10 | -0.0045992 | -0.0029511 | 0 | -146.9072 | 59.6221 | 0 | 33.0929 | -120.378 | 1.2375 | 0.93209 | 0.74684 | 1.2373 | 0.92863 | 0.74386 | -4.4376 | -101.8894 | 104.6059 | -4.4444 | -101.9071 | 104.622
Line17_5_19 | 0 | 0 | 0 | 0 | 0 | 0 | 0 | 0 | 0 | 0 | 0 | 0 | 8.8815e-09 | -2.3223e-08 | 1.5316e-08 | -1.3188e-09 | -1.1222e-10 | 4.5647e-10 | -2.9814e-08 | -3.7311e-09 | 1.0977e-08 | -3.3308e-10 | 1.014e-09 | -6.9404e-10 | 0 | 0 | 0 | 0 | 0 | 0 | 1.2377 | 0.93556 | 0.74982 | 1.2377 | 0.93556 | 0.74982 | -4.4308 | -101.8718 | 104.5899 | -4.4308 | -101.8718 | 104.5899
Line1_1_3 | 0 | 0 | 0 | 0 | 0 | 0 | 0 | 0 | 0 | 0 | 0 | 0 | 7.1052e-08 | -1.8579e-07 | 1.2253e-07 | -6.3489e-08 | 1.6245e-07 | -1.0676e-07 | -2.3851e-07 | -2.9849e-08 | 8.7819e-08 | 2.0837e-07 | 2.7132e-08 | -7.7536e-08 | 0 | 0 | 0 | 0 | 0 | 0 | 1.2377 | 0.93556 | 0.74982 | 1.2377 | 0.93556 | 0.74982 | -4.4308 | -101.8718 | 104.5899 | -4.4308 | -101.8718 | 104.5899
Line2_1_4 | 0 | 0.030329 | 0.024295 | 0 | 0.030329 | 0.024294 | 0 | 0.0070041 | 0.0056106 | 0 | 0.0070041 | 0.0056106 | 1.7729e-08 | 0.0046306 | 0.0029764 | -1.0169e-08 | -0.0046149 | -0.0029637 | -5.9675e-08 | 0.0046364 | 0.0029731 | 2.9511e-08 | -0.0046178 | -0.0029621 | 0 | -146.9073 | 59.6221 | 0 | 33.0928 | -120.3779 | 1.2377 | 0.93556 | 0.74982 | 1.2375 | 0.93209 | 0.74684 | -4.4308 | -101.8718 | 104.5899 | -4.4376 | -101.8894 | 104.6059
Line3_1_5 | 0 | 0 | 0 | 0 | 0 | 0 | 0 | 0 | 0 | 0 | 0 | 0 | 1.7763e-08 | -4.6446e-08 | 3.0633e-08 | -1.02e-08 | 2.3111e-08 | -1.486e-08 | -5.9628e-08 | -7.4623e-09 | 2.1955e-08 | 2.9481e-08 | 4.7451e-09 | -1.1671e-08 | 0 | 0 | 0 | 0 | 0 | 0 | 1.2377 | 0.93556 | 0.74982 | 1.2377 | 0.93556 | 0.74982 | -4.4308 | -101.8718 | 104.5899 | -4.4308 | -101.8718 | 104.5899
Line4_2_6 | 0 | 0 | 0 | 0 | 0 | 0 | 0 | 0 | 0 | 0 | 0 | 0 | 4.4407e-08 | -1.1612e-07 | 7.6581e-08 | -3.6845e-08 | 9.2781e-08 | -6.0809e-08 | -1.4907e-07 | -1.8656e-08 | 5.4887e-08 | 1.1892e-07 | 1.5939e-08 | -4.4604e-08 | 0 | 0 | 0 | 0 | 0 | 0 | 1.2377 | 0.93556 | 0.74982 | 1.2377 | 0.93556 | 0.74982 | -4.4308 | -101.8718 | 104.5899 | -4.4308 | -101.8718 | 104.5899
Line5_6_7 | 0 | 0 | 0 | 0 | 0 | 0 | 0 | 0 | 0 | 0 | 0 | 0 | 3.5526e-08 | -9.2893e-08 | 6.1265e-08 | -2.7963e-08 | 6.9558e-08 | -4.5492e-08 | -1.1926e-07 | -1.4925e-08 | 4.391e-08 | 8.9109e-08 | 1.2207e-08 | -3.3626e-08 | 0 | 0 | 0 | 0 | 0 | 0 | 1.2377 | 0.93556 | 0.74982 | 1.2377 | 0.93556 | 0.74982 | -4.4308 | -101.8718 | 104.5899 | -4.4308 | -101.8718 | 104.5899
Line6_7_8 | 0 | 0 | 0 | 0 | 0 | 0 | 0 | 0 | 0 | 0 | 0 | 0 | 2.6644e-08 | -6.967e-08 | 4.5949e-08 | -1.9082e-08 | 4.6334e-08 | -3.0176e-08 | -8.9442e-08 | -1.1193e-08 | 3.2932e-08 | 5.9295e-08 | 8.4762e-09 | -2.2649e-08 | 0 | 0 | 0 | 0 | 0 | 0 | 1.2377 | 0.93556 | 0.74982 | 1.2377 | 0.93556 | 0.74982 | -4.4308 | -101.8718 | 104.5899 | -4.4308 | -101.8718 | 104.5899
Line7_8_9 | 0 | 0 | 0 | 0 | 0 | 0 | 0 | 0 | 0 | 0 | 0 | 0 | 8.8815e-09 | -2.3223e-08 | 1.5316e-08 | -1.3188e-09 | -1.1222e-10 | 4.5647e-10 | -2.9814e-08 | -3.7311e-09 | 1.0977e-08 | -3.3308e-10 | 1.014e-09 | -6.9404e-10 | 0 | 0 | 0 | 0 | 0 | 0 | 1.2377 | 0.93556 | 0.74982 | 1.2377 | 0.93556 | 0.74982 | -4.4308 | -101.8718 | 104.5899 | -4.4308 | -101.8718 | 104.5899
Line8_8_10 | 0 | 0 | 0 | 0 | 0 | 0 | 0 | 0 | 0 | 0 | 0 | 0 | 8.8815e-09 | -2.3223e-08 | 1.5316e-08 | -1.3188e-09 | -1.1222e-10 | 4.5647e-10 | -2.9814e-08 | -3.7311e-09 | 1.0977e-08 | -3.3308e-10 | 1.014e-09 | -6.9404e-10 | 0 | 0 | 0 | 0 | 0 | 0 | 1.2377 | 0.93556 | 0.74982 | 1.2377 | 0.93556 | 0.74982 | -4.4308 | -101.8718 | 104.5899 | -4.4308 | -101.8718 | 104.5899
Line9_3_11 | 0 | 0 | 0 | 0 | 0 | 0 | 0 | 0 | 0 | 0 | 0 | 0 | 6.2171e-08 | -1.6256e-07 | 1.0721e-07 | -5.4608e-08 | 1.3923e-07 | -9.1441e-08 | -2.087e-07 | -2.6118e-08 | 7.6842e-08 | 1.7855e-07 | 2.3401e-08 | -6.6559e-08 | 0 | 0 | 0 | 0 | 0 | 0 | 1.2377 | 0.93556 | 0.74982 | 1.2377 | 0.93556 | 0.74982 | -4.4308 | -101.8718 | 104.5899 | -4.4308 | -101.8718 | 104.5899

## LLG_min_fault_10
name | pf_ikss_a_from_ka | pf_ikss_b_from_ka | pf_ikss_c_from_ka | pf_ikss_a_to_ka | pf_ikss_b_to_ka | pf_ikss_c_to_ka | pf_skss_a_from_mw | pf_skss_b_from_mw | pf_skss_c_from_mw | pf_skss_a_to_mw | pf_skss_b_to_mw | pf_skss_c_to_mw | pf_p_a_from_mw | pf_p_b_from_mw | pf_p_c_from_mw | pf_p_a_to_mw | pf_p_b_to_mw | pf_p_c_to_mw | pf_q_a_from_mvar | pf_q_b_from_mvar | pf_q_c_from_mvar | pf_q_a_to_mvar | pf_q_b_to_mvar | pf_q_c_to_mvar | pf_ikss_a_from_degree | pf_ikss_b_from_degree | pf_ikss_c_from_degree | pf_ikss_a_to_degree | pf_ikss_b_to_degree | pf_ikss_c_to_degree | pf_vm_a_from_pu | pf_vm_b_from_pu | pf_vm_c_from_pu | pf_vm_a_to_pu | pf_vm_b_to_pu | pf_vm_c_to_pu | pf_va_a_from_degree | pf_va_b_from_degree | pf_va_c_from_degree | pf_va_a_to_degree | pf_va_b_to_degree | pf_va_c_to_degree
Line0_1_2 | 0 | 0 | 0 | 0 | 0 | 0 | 0 | 0 | 0 | 0 | 0 | 0 | 4.7827e-08 | -1.2506e-07 | 8.2479e-08 | -4.104e-08 | 1.0411e-07 | -6.8323e-08 | -1.6055e-07 | -2.0092e-08 | 5.9114e-08 | 1.3349e-07 | 1.7654e-08 | -4.9885e-08 | 0 | 0 | 0 | 0 | 0 | 0 | 1.1726 | 0.88632 | 0.71035 | 1.1726 | 0.88632 | 0.71035 | -4.4308 | -101.8718 | 104.5899 | -4.4308 | -101.8718 | 104.5899
Line10_11_12 | 0 | 0 | 0 | 0 | 0 | 0 | 0 | 0 | 0 | 0 | 0 | 0 | 4.7827e-08 | -1.2506e-07 | 8.2479e-08 | -4.104e-08 | 1.0411e-07 | -6.8323e-08 | -1.6055e-07 | -2.0092e-08 | 5.9114e-08 | 1.3349e-07 | 1.7654e-08 | -4.9885e-08 | 0 | 0 | 0 | 0 | 0 | 0 | 1.1726 | 0.88632 | 0.71035 | 1.1726 | 0.88632 | 0.71035 | -4.4308 | -101.8718 | 104.5899 | -4.4308 | -101.8718 | 104.5899
Line11_12_13 | 0 | 0 | 0 | 0 | 0 | 0 | 0 | 0 | 0 | 0 | 0 | 0 | 3.9856e-08 | -1.0422e-07 | 6.8732e-08 | -3.3068e-08 | 8.3271e-08 | -5.4576e-08 | -1.3379e-07 | -1.6744e-08 | 4.9262e-08 | 1.0673e-07 | 1.4305e-08 | -4.0032e-08 | 0 | 0 | 0 | 0 | 0 | 0 | 1.1726 | 0.88632 | 0.71035 | 1.1726 | 0.88632 | 0.71035 | -4.4308 | -101.8718 | 104.5899 | -4.4308 | -101.8718 | 104.5899
Line12_13_15 | 0 | 0 | 0 | 0 | 0 | 0 | 0 | 0 | 0 | 0 | 0 | 0 | 2.3914e-08 | -6.2529e-08 | 4.1239e-08 | -1.7126e-08 | 4.1585e-08 | -2.7083e-08 | -8.0275e-08 | -1.0046e-08 | 2.9557e-08 | 5.3218e-08 | 7.6075e-09 | -2.0328e-08 | 0 | 0 | 0 | 0 | 0 | 0 | 1.1726 | 0.88632 | 0.71035 | 1.1726 | 0.88632 | 0.71035 | -4.4308 | -101.8718 | 104.5899 | -4.4308 | -101.8718 | 104.5899
Line13_13_14 | 0 | 0 | 0 | 0 | 0 | 0 | 0 | 0 | 0 | 0 | 0 | 0 | 7.9712e-09 | -2.0843e-08 | 1.3746e-08 | -1.1836e-09 | -1.0072e-10 | 4.0969e-10 | -2.6758e-08 | -3.3487e-09 | 9.8523e-09 | -2.9894e-10 | 9.1005e-10 | -6.2291e-10 | 0 | 0 | 0 | 0 | 0 | 0 | 1.1726 | 0.88632 | 0.71035 | 1.1726 | 0.88632 | 0.71035 | -4.4308 | -101.8718 | 104.5899 | -4.4308 | -101.8718 | 104.5899
Line14_15_16 | 0 | 0 | 0 | 0 | 0 | 0 | 0 | 0 | 0 | 0 | 0 | 0 | 1.5942e-08 | -4.1686e-08 | 2.7493e-08 | -9.1548e-09 | 2.0742e-08 | -1.3337e-08 | -5.3517e-08 | -6.6975e-09 | 1.9705e-08 | 2.6459e-08 | 4.2588e-09 | -1.0475e-08 | 0 | 0 | 0 | 0 | 0 | 0 | 1.1726 | 0.88632 | 0.71035 | 1.1726 | 0.88632 | 0.71035 | -4.4308 | -101.8718 | 104.5899 | -4.4308 | -101.8718 | 104.5899
Line15_16_17 | 0 | 0 | 0 | 0 | 0 | 0 | 0 | 0 | 0 | 0 | 0 | 0 | 7.9712e-09 | -2.0843e-08 | 1.3746e-08 | -1.1836e-09 | -1.0072e-10 | 4.0969e-10 | -2.6758e-08 | -3.3487e-09 | 9.8523e-09 | -2.9894e-10 | 9.1005e-10 | -6.2291e-10 | 0 | 0 | 0 | 0 | 0 | 0 | 1.1726 | 0.88632 | 0.71035 | 1.1726 | 0.88632 | 0.71035 | -4.4308 | -101.8718 | 104.5899 | -4.4308 | -101.8718 | 104.5899
Line16_4_18 | 0 | 0.028733 | 0.023016 | 0 | 0.028733 | 0.023016 | 0 | 0.0066355 | 0.0053153 | 0 | 0.0066355 | 0.0053152 | 7.9441e-09 | 0.0041419 | 0.00266 | -1.1813e-09 | -0.0041278 | -0.0026486 | -2.6786e-08 | 0.0041445 | 0.0026585 | -2.9974e-10 | -0.0041278 | -0.0026486 | 0 | -146.9072 | 59.6221 | 0 | 33.0929 | -120.378 | 1.1724 | 0.88304 | 0.70753 | 1.1722 | 0.87975 | 0.70471 | -4.4376 | -101.8894 | 104.6059 | -4.4444 | -101.9071 | 104.622
Line17_5_19 | 0 | 0 | 0 | 0 | 0 | 0 | 0 | 0 | 0 | 0 | 0 | 0 | 7.9712e-09 | -2.0843e-08 | 1.3746e-08 | -1.1836e-09 | -1.0072e-10 | 4.0969e-10 | -2.6758e-08 | -3.3487e-09 | 9.8523e-09 | -2.9894e-10 | 9.1005e-10 | -6.2291e-10 | 0 | 0 | 0 | 0 | 0 | 0 | 1.1726 | 0.88632 | 0.71035 | 1.1726 | 0.88632 | 0.71035 | -4.4308 | -101.8718 | 104.5899 | -4.4308 | -101.8718 | 104.5899
Line1_1_3 | 0 | 0 | 0 | 0 | 0 | 0 | 0 | 0 | 0 | 0 | 0 | 0 | 6.377e-08 | -1.6674e-07 | 1.0997e-07 | -5.6982e-08 | 1.458e-07 | -9.5815e-08 | -2.1407e-07 | -2.679e-08 | 7.8819e-08 | 1.8701e-07 | 2.4351e-08 | -6.9589e-08 | 0 | 0 | 0 | 0 | 0 | 0 | 1.1726 | 0.88632 | 0.71035 | 1.1726 | 0.88632 | 0.71035 | -4.4308 | -101.8718 | 104.5899 | -4.4308 | -101.8718 | 104.5899
Line2_1_4 | 0 | 0.028732 | 0.023016 | 0 | 0.028733 | 0.023016 | 0 | 0.0066355 | 0.0053153 | 0 | 0.0066355 | 0.0053153 | 1.5912e-08 | 0.004156 | 0.0026713 | -9.1265e-09 | -0.0041419 | -0.00266 | -5.3559e-08 | 0.0041612 | 0.0026683 | 2.6486e-08 | -0.0041445 | -0.0026585 | 0 | -146.9073 | 59.6221 | 0 | 33.0928 | -120.3779 | 1.1726 | 0.88632 | 0.71035 | 1.1724 | 0.88304 | 0.70753 | -4.4308 | -101.8718 | 104.5899 | -4.4376 | -101.8894 | 104.6059
Line3_1_5 | 0 | 0 | 0 | 0 | 0 | 0 | 0 | 0 | 0 | 0 | 0 | 0 | 1.5942e-08 | -4.1686e-08 | 2.7493e-08 | -9.1548e-09 | 2.0742e-08 | -1.3337e-08 | -5.3517e-08 | -6.6974e-09 | 1.9705e-08 | 2.6459e-08 | 4.2588e-09 | -1.0475e-08 | 0 | 0 | 0 | 0 | 0 | 0 | 1.1726 | 0.88632 | 0.71035 | 1.1726 | 0.88632 | 0.71035 | -4.4308 | -101.8718 | 104.5899 | -4.4308 | -101.8718 | 104.5899
Line4_2_6 | 0 | 0 | 0 | 0 | 0 | 0 | 0 | 0 | 0 | 0 | 0 | 0 | 3.9856e-08 | -1.0422e-07 | 6.8732e-08 | -3.3068e-08 | 8.3271e-08 | -5.4576e-08 | -1.3379e-07 | -1.6744e-08 | 4.9262e-08 | 1.0673e-07 | 1.4305e-08 | -4.0032e-08 | 0 | 0 | 0 | 0 | 0 | 0 | 1.1726 | 0.88632 | 0.71035 | 1.1726 | 0.88632 | 0.71035 | -4.4308 | -101.8718 | 104.5899 | -4.4308 | -101.8718 | 104.5899
Line5_6_7 | 0 | 0 | 0 | 0 | 0 | 0 | 0 | 0 | 0 | 0 | 0 | 0 | 3.1885e-08 | -8.3372e-08 | 5.4986e-08 | -2.5097e-08 | 6.2428e-08 | -4.083e-08 | -1.0703e-07 | -1.3395e-08 | 3.9409e-08 | 7.9976e-08 | 1.0956e-08 | -3.018e-08 | 0 | 0 | 0 | 0 | 0 | 0 | 1.1726 | 0.88632 | 0.71035 | 1.1726 | 0.88632 | 0.71035 | -4.4308 | -101.8718 | 104.5899 | -4.4308 | -101.8718 | 104.5899
Line6_7_8 | 0 | 0 | 0 | 0 | 0 | 0 | 0 | 0 | 0 | 0 | 0 | 0 | 2.3914e-08 | -6.2529e-08 | 4.1239e-08 | -1.7126e-08 | 4.1585e-08 | -2.7083e-08 | -8.0275e-08 | -1.0046e-08 | 2.9557e-08 | 5.3218e-08 | 7.6075e-09 | -2.0328e-08 | 0 | 0 | 0 | 0 | 0 | 0 | 1.1726 | 0.88632 | 0.71035 | 1.1726 | 0.88632 | 0.71035 | -4.4308 | -101.8718 | 104.5899 | -4.4308 | -101.8718 | 104.5899
Line7_8_9 | 0 | 0 | 0 | 0 | 0 | 0 | 0 | 0 | 0 | 0 | 0 | 0 | 7.9712e-09 | -2.0843e-08 | 1.3746e-08 | -1.1836e-09 | -1.0072e-10 | 4.0969e-10 | -2.6758e-08 | -3.3487e-09 | 9.8523e-09 | -2.9894e-10 | 9.1005e-10 | -6.2291e-10 | 0 | 0 | 0 | 0 | 0 | 0 | 1.1726 | 0.88632 | 0.71035 | 1.1726 | 0.88632 | 0.71035 | -4.4308 | -101.8718 | 104.5899 | -4.4308 | -101.8718 | 104.5899
Line8_8_10 | 0 | 0 | 0 | 0 | 0 | 0 | 0 | 0 | 0 | 0 | 0 | 0 | 7.9712e-09 | -2.0843e-08 | 1.3746e-08 | -1.1836e-09 | -1.0072e-10 | 4.0969e-10 | -2.6758e-08 | -3.3487e-09 | 9.8523e-09 | -2.9894e-10 | 9.1005e-10 | -6.2291e-10 | 0 | 0 | 0 | 0 | 0 | 0 | 1.1726 | 0.88632 | 0.71035 | 1.1726 | 0.88632 | 0.71035 | -4.4308 | -101.8718 | 104.5899 | -4.4308 | -101.8718 | 104.5899
Line9_3_11 | 0 | 0 | 0 | 0 | 0 | 0 | 0 | 0 | 0 | 0 | 0 | 0 | 5.5798e-08 | -1.459e-07 | 9.6225e-08 | -4.9011e-08 | 1.2496e-07 | -8.2069e-08 | -1.8731e-07 | -2.3441e-08 | 6.8966e-08 | 1.6025e-07 | 2.1002e-08 | -5.9737e-08 | 0 | 0 | 0 | 0 | 0 | 0 | 1.1726 | 0.88632 | 0.71035 | 1.1726 | 0.88632 | 0.71035 | -4.4308 | -101.8718 | 104.5899 | -4.4308 | -101.8718 | 104.5899