## LLL_max_6
name | pf_ikss_from_ka | pf_ikss_to_ka | pf_ip_from_ka | pf_ip_to_ka | pf_skss_from_mw | pf_skss_to_mw | pf_p_from_mw | pf_p_to_mw | pf_q_from_mvar | pf_q_to_mvar | pf_ikss_from_degree | pf_ikss_to_degree | pf_vm_from_pu | pf_vm_to_pu | pf_va_from_degree | pf_va_to_degree
Line0_1_2 | 2.1767 | 2.1767 | 0 | 0 | 1.508 | 1.508 | 0.56854 | -0.42641 | 1.1371 | -0.85282 | -67.8829 | 112.1171 | 0.84302 | 0.63226 | -4.4479 | -4.4479
Line10_11_12 | 0 | 0 | 0 | 0 | 0 | 0 | 0 | 0 | 0 | 0 | 0 | 0 | 0.84302 | 0.84302 | -4.4479 | -4.4479
Line11_12_13 | 0 | 0 | 0 | 0 | 0 | 0 | 0 | 0 | 0 | 0 | 0 | 0 | 0.84302 | 0.84302 | -4.4479 | -4.4479
Line12_13_15 | 0 | 0 | 0 | 0 | 0 | 0 | 0 | 0 | 0 | 0 | 0 | 0 | 0.84302 | 0.84302 | -4.4479 | -4.4479
Line13_13_14 | 0 | 0 | 0 | 0 | 0 | 0 | 0 | 0 | 0 | 0 | 0 | 0 | 0.84302 | 0.84302 | -4.4479 | -4.4479
Line14_15_16 | 0 | 0 | 0 | 0 | 0 | 0 | 0 | 0 | 0 | 0 | 0 | 0 | 0.84302 | 0.84302 | -4.4479 | -4.4479
Line15_16_17 | 0 | 0 | 0 | 0 | 0 | 0 | 0 | 0 | 0 | 0 | 0 | 0 | 0.84302 | 0.84302 | -4.4479 | -4.4479
Line16_4_18 | 0 | 0 | 0 | 0 | 0 | 0 | 0 | 0 | 0 | 0 | 0 | 0 | 0.84302 | 0.84302 | -4.4479 | -4.4479
Line17_5_19 | 0 | 0 | 0 | 0 | 0 | 0 | 0 | 0 | 0 | 0 | 0 | 0 | 0.84302 | 0.84302 | -4.4479 | -4.4479
Line1_1_3 | 0 | 0 | 0 | 0 | 0 | 0 | 0 | 0 | 0 | 0 | 0 | 0 | 0.84302 | 0.84302 | -4.4479 | -4.4479
Line2_1_4 | 0 | 0 | 0 | 0 | 0 | 0 | 0 | 0 | 0 | 0 | 0 | 0 | 0.84302 | 0.84302 | -4.4479 | -4.4479
Line3_1_5 | 0 | 0 | 0 | 0 | 0 | 0 | 0 | 0 | 0 | 0 | 0 | 0 | 0.84302 | 0.84302 | -4.4479 | -4.4479
Line4_2_6 | 2.1767 | 2.1767 | 0 | 0 | 1.508 | 1.508 | 0.42641 | -0.28427 | 0.85282 | -0.56854 | -67.8829 | 112.1171 | 0.63226 | 0.42151 | -4.4479 | -4.4479
Line5_6_7 | 2.1767 | 2.1767 | 0 | 0 | 1.508 | 1.508 | 0.28427 | -0.14214 | 0.56854 | -0.28427 | -67.8829 | 112.1171 | 0.42151 | 0.21075 | -4.4479 | -4.4479
Line6_7_8 | 2.1767 | 2.1767 | 0 | 4.0311 | 1.508 | 1.508 | 0.14214 | -1e-07 | 0.28427 | -1e-07 | -67.8829 | 112.1171 | 0.21075 | 0 | -4.4479 | 0
Line7_8_9 | 0 | 0 | 0 | 0 | 0 | 0 | 8.4632e-22 | 0 | 4.2265e-22 | 0 | 0 | 0 | 0 | 0 | 0 | 0
Line8_8_10 | 0 | 0 | 0 | 0 | 0 | 0 | 8.4632e-22 | 0 | 4.2265e-22 | 0 | 0 | 0 | 0 | 0 | 0 | 0
Line9_3_11 | 0 | 0 | 0 | 0 | 0 | 0 | 0 | 0 | 0 | 0 | 0 | 0 | 0.84302 | 0.84302 | -4.4479 | -4.4479

## LLL_max_10
name | pf_ikss_from_ka | pf_ikss_to_ka | pf_ip_from_ka | pf_ip_to_ka | pf_skss_from_mw | pf_skss_to_mw | pf_p_from_mw | pf_p_to_mw | pf_q_from_mvar | pf_q_to_mvar | pf_ikss_from_degree | pf_ikss_to_degree | pf_vm_from_pu | pf_vm_to_pu | pf_va_from_degree | pf_va_to_degree
Line0_1_2 | 2.259 | 2.259 | 0 | 0 | 1.5651 | 1.5651 | 0.61237 | -0.45928 | 1.2247 | -0.91856 | -68.05 | 111.95 | 0.87491 | 0.65618 | -4.615 | -4.615
Line10_11_12 | 0 | 0 | 0 | 0 | 0 | 0 | 0 | 0 | 0 | 0 | 0 | 0 | 0.87491 | 0.87491 | -4.615 | -4.615
Line11_12_13 | 0 | 0 | 0 | 0 | 0 | 0 | 0 | 0 | 0 | 0 | 0 | 0 | 0.87491 | 0.87491 | -4.615 | -4.615
Line12_13_15 | 0 | 0 | 0 | 0 | 0 | 0 | 0 | 0 | 0 | 0 | 0 | 0 | 0.87491 | 0.87491 | -4.615 | -4.615
Line13_13_14 | 0 | 0 | 0 | 0 | 0 | 0 | 0 | 0 | 0 | 0 | 0 | 0 | 0.87491 | 0.87491 | -4.615 | -4.615
Line14_15_16 | 0 | 0 | 0 | 0 | 0 | 0 | 0 | 0 | 0 | 0 | 0 | 0 | 0.87491 | 0.87491 | -4.615 | -4.615
Line15_16_17 | 0 | 0 | 0 | 0 | 0 | 0 | 0 | 0 | 0 | 0 | 0 | 0 | 0.87491 | 0.87491 | -4.615 | -4.615
Line16_4_18 | 0 | 0 | 0 | 0 | 0 | 0 | 0 | 0 | 0 | 0 | 0 | 0 | 0.87491 | 0.87491 | -4.615 | -4.615
Line17_5_19 | 0 | 0 | 0 | 0 | 0 | 0 | 0 | 0 | 0 | 0 | 0 | 0 | 0.87491 | 0.87491 | -4.615 | -4.615
Line1_1_3 | 0 | 0 | 0 | 0 | 0 | 0 | 0 | 0 | 0 | 0 | 0 | 0 | 0.87491 | 0.87491 | -4.615 | -4.615
Line2_1_4 | 0 | 0 | 0 | 0 | 0 | 0 | 0 | 0 | 0 | 0 | 0 | 0 | 0.87491 | 0.87491 | -4.615 | -4.615
Line3_1_5 | 0 | 0 | 0 | 0 | 0 | 0 | 0 | 0 | 0 | 0 | 0 | 0 | 0.87491 | 0.87491 | -4.615 | -4.615
Line4_2_6 | 2.259 | 2.259 | 0 | 0 | 1.5651 | 1.5651 | 0.45928 | -0.30619 | 0.91856 | -0.61237 | -68.05 | 111.95 | 0.65618 | 0.43745 | -4.615 | -4.615
Line5_6_7 | 2.259 | 2.259 | 0 | 0 | 1.5651 | 1.5651 | 0.30619 | -0.15309 | 0.61237 | -0.30619 | -68.05 | 111.95 | 0.43745 | 0.21873 | -4.615 | -4.615
Line6_7_8 | 2.259 | 2.259 | 0 | 4.1931 | 1.5651 | 1.5651 | 0.15309 | -1e-07 | 0.30619 | -1e-07 | -68.05 | 111.95 | 0.21873 | 0 | -4.615 | 0
Line7_8_9 | 0 | 0 | 0 | 0 | 0 | 0 | 1.1499e-21 | 0 | -5.8009e-22 | 0 | 0 | 0 | 0 | 0 | 0 | 0
Line8_8_10 | 0 | 0 | 0 | 0 | 0 | 0 | 1.1499e-21 | 0 | -5.8009e-22 | 0 | 0 | 0 | 0 | 0 | 0 | 0
Line9_3_11 | 0 | 0 | 0 | 0 | 0 | 0 | 0 | 0 | 0 | 0 | 0 | 0 | 0.87491 | 0.87491 | -4.615 | -4.615

## LLL_max_fault_6
name | pf_ikss_from_ka | pf_ikss_to_ka | pf_ip_from_ka | pf_ip_to_ka | pf_skss_from_mw | pf_skss_to_mw | pf_p_from_mw | pf_p_to_mw | pf_q_from_mvar | pf_q_to_mvar | pf_ikss_from_degree | pf_ikss_to_degree | pf_vm_from_pu | pf_vm_to_pu | pf_va_from_degree | pf_va_to_degree
Line0_1_2 | 0.033802 | 0.033802 | 0 | 0 | 0.023418 | 0.023418 | 0.017275 | -0.017241 | 0.017412 | -0.017344 | -45.346 | 134.654 | 1.0474 | 1.0443 | -0.11952 | -0.17563
Line10_11_12 | 0 | 0 | 0 | 0 | 0 | 0 | 0 | 0 | 0 | 0 | 0 | 0 | 1.0474 | 1.0474 | -0.11952 | -0.11952
Line11_12_13 | 0 | 0 | 0 | 0 | 0 | 0 | 0 | 0 | 0 | 0 | 0 | 0 | 1.0474 | 1.0474 | -0.11952 | -0.11952
Line12_13_15 | 0 | 0 | 0 | 0 | 0 | 0 | 0 | 0 | 0 | 0 | 0 | 0 | 1.0474 | 1.0474 | -0.11952 | -0.11952
Line13_13_14 | 0 | 0 | 0 | 0 | 0 | 0 | 0 | 0 | 0 | 0 | 0 | 0 | 1.0474 | 1.0474 | -0.11952 | -0.11952
Line14_15_16 | 0 | 0 | 0 | 0 | 0 | 0 | 0 | 0 | 0 | 0 | 0 | 0 | 1.0474 | 1.0474 | -0.11952 | -0.11952
Line15_16_17 | 0 | 0 | 0 | 0 | 0 | 0 | 0 | 0 | 0 | 0 | 0 | 0 | 1.0474 | 1.0474 | -0.11952 | -0.11952
Line16_4_18 | 0 | 0 | 0 | 0 | 0 | 0 | 0 | 0 | 0 | 0 | 0 | 0 | 1.0474 | 1.0474 | -0.11952 | -0.11952
Line17_5_19 | 0 | 0 | 0 | 0 | 0 | 0 | 0 | 0 | 0 | 0 | 0 | 0 | 1.0474 | 1.0474 | -0.11952 | -0.11952
Line1_1_3 | 0 | 0 | 0 | 0 | 0 | 0 | 0 | 0 | 0 | 0 | 0 | 0 | 1.0474 | 1.0474 | -0.11952 | -0.11952
Line2_1_4 | 0 | 0 | 0 | 0 | 0 | 0 | 0 | 0 | 0 | 0 | 0 | 0 | 1.0474 | 1.0474 | -0.11952 | -0.11952
Line3_1_5 | 0 | 0 | 0 | 0 | 0 | 0 | 0 | 0 | 0 | 0 | 0 | 0 | 1.0474 | 1.0474 | -0.11952 | -0.11952
Line4_2_6 | 0.033802 | 0.033802 | 0 | 0 | 0.023418 | 0.023418 | 0.017241 | -0.017207 | 0.017344 | -0.017275 | -45.346 | 134.654 | 1.0443 | 1.0412 | -0.17563 | -0.23207
Line5_6_7 | 0.033802 | 0.033802 | 0 | 0 | 0.023418 | 0.023418 | 0.017207 | -0.017173 | 0.017275 | -0.017207 | -45.346 | 134.654 | 1.0412 | 1.0381 | -0.23207 | -0.28886
Line6_7_8 | 0.033802 | 0.033802 | 0 | 0.0626 | 0.023418 | 0.023418 | 0.017173 | -0.017138 | 0.017207 | -0.017138 | -45.346 | 134.654 | 1.0381 | 1.035 | -0.28886 | -0.34598
Line7_8_9 | 0 | 0 | 0 | 0 | 0 | 0 | -1.7102e-10 | 0 | 7.2182e-11 | 0 | 0 | 0 | 1.035 | 1.035 | -0.34598 | -0.34598
Line8_8_10 | 0 | 0 | 0 | 0 | 0 | 0 | -1.7102e-10 | 0 | 7.2182e-11 | 0 | 0 | 0 | 1.035 | 1.035 | -0.34598 | -0.34598
Line9_3_11 | 0 | 0 | 0 | 0 | 0 | 0 | 0 | 0 | 0 | 0 | 0 | 0 | 1.0474 | 1.0474 | -0.11952 | -0.11952

## LLL_max_fault_10
name | pf_ikss_from_ka | pf_ikss_to_ka | pf_ip_from_ka | pf_ip_to_ka | pf_skss_from_mw | pf_skss_to_mw | pf_p_from_mw | pf_p_to_mw | pf_q_from_mvar | pf_q_to_mvar | pf_ikss_from_degree | pf_ikss_to_degree | pf_vm_from_pu | pf_vm_to_pu | pf_va_from_degree | pf_va_to_degree
Line0_1_2 | 0.035407 | 0.035407 | 0 | 0 | 0.024531 | 0.024531 | 0.018955 | -0.018918 | 0.019106 | -0.019031 | -45.3516 | 134.6484 | 1.0971 | 1.0939 | -0.12515 | -0.18126
Line10_11_12 | 0 | 0 | 0 | 0 | 0 | 0 | 0 | 0 | 0 | 0 | 0 | 0 | 1.0971 | 1.0971 | -0.12515 | -0.12515
Line11_12_13 | 0 | 0 | 0 | 0 | 0 | 0 | 0 | 0 | 0 | 0 | 0 | 0 | 1.0971 | 1.0971 | -0.12515 | -0.12515
Line12_13_15 | 0 | 0 | 0 | 0 | 0 | 0 | 0 | 0 | 0 | 0 | 0 | 0 | 1.0971 | 1.0971 | -0.12515 | -0.12515
Line13_13_14 | 0 | 0 | 0 | 0 | 0 | 0 | 0 | 0 | 0 | 0 | 0 | 0 | 1.0971 | 1.0971 | -0.12515 | -0.12515
Line14_15_16 | 0 | 0 | 0 | 0 | 0 | 0 | 0 | 0 | 0 | 0 | 0 | 0 | 1.0971 | 1.0971 | -0.12515 | -0.12515
Line15_16_17 | 0 | 0 | 0 | 0 | 0 | 0 | 0 | 0 | 0 | 0 | 0 | 0 | 1.0971 | 1.0971 | -0.12515 | -0.12515
Line16_4_18 | 0 | 0 | 0 | 0 | 0 | 0 | 0 | 0 | 0 | 0 | 0 | 0 | 1.0971 | 1.0971 | -0.12515 | -0.12515
Line17_5_19 | 0 | 0 | 0 | 0 | 0 | 0 | 0 | 0 | 0 | 0 | 0 | 0 | 1.0971 | 1.0971 | -0.12515 | -0.12515
Line1_1_3 | 0 | 0 | 0 | 0 | 0 | 0 | 0 | 0 | 0 | 0 | 0 | 0 | 1.0971 | 1.0971 | -0.12515 | -0.12515
Line2_1_4 | 0 | 0 | 0 | 0 | 0 | 0 | 0 | 0 | 0 | 0 | 0 | 0 | 1.0971 | 1.0971 | -0.12515 | -0.12515
Line3_1_5 | 0 | 0 | 0 | 0 | 0 | 0 | 0 | 0 | 0 | 0 | 0 | 0 | 1.0971 | 1.0971 | -0.12515 | -0.12515
Line4_2_6 | 0.035407 | 0.035407 | 0 | 0 | 0.024531 | 0.024531 | 0.018918 | -0.01888 | 0.019031 | -0.018955 | -45.3516 | 134.6484 | 1.0939 | 1.0906 | -0.18126 | -0.23771
Line5_6_7 | 0.035407 | 0.035407 | 0 | 0 | 0.024531 | 0.024531 | 0.01888 | -0.018842 | 0.018955 | -0.01888 | -45.3516 | 134.6484 | 1.0906 | 1.0874 | -0.23771 | -0.29449
Line6_7_8 | 0.035407 | 0.035407 | 0 | 0.065722 | 0.024531 | 0.024531 | 0.018842 | -0.018805 | 0.01888 | -0.018805 | -45.3516 | 134.6484 | 1.0874 | 1.0841 | -0.29449 | -0.35161
Line7_8_9 | 0 | 0 | 0 | 0 | 0 | 0 | -1.8919e-10 | 0 | 8.0501e-11 | 0 | 0 | 0 | 1.0841 | 1.0841 | -0.35161 | -0.35161
Line8_8_10 | 0 | 0 | 0 | 0 | 0 | 0 | -1.8919e-10 | 0 | 8.0501e-11 | 0 | 0 | 0 | 1.0841 | 1.0841 | -0.35161 | -0.35161
Line9_3_11 | 0 | 0 | 0 | 0 | 0 | 0 | 0 | 0 | 0 | 0 | 0 | 0 | 1.0971 | 1.0971 | -0.12515 | -0.12515

## LLL_min_6
name | pf_ikss_from_ka | pf_ikss_to_ka | pf_ip_from_ka | pf_ip_to_ka | pf_skss_from_mw | pf_skss_to_mw | pf_p_from_mw | pf_p_to_mw | pf_q_from_mvar | pf_q_to_mvar | pf_ikss_from_degree | pf_ikss_to_degree | pf_vm_from_pu | pf_vm_to_pu | pf_va_from_degree | pf_va_to_degree
Line0_1_2 | 1.6801 | 1.6801 | 0 | 0 | 1.164 | 1.164 | 0.65034 | -0.48775 | 0.67743 | -0.50807 | -52.8727 | 127.1273 | 0.80677 | 0.60508 | -6.7036 | -6.7036
Line10_11_12 | 0 | 0 | 0 | 0 | 0 | 0 | 0 | 0 | 0 | 0 | 0 | 0 | 0.80677 | 0.80677 | -6.7036 | -6.7036
Line11_12_13 | 0 | 0 | 0 | 0 | 0 | 0 | 0 | 0 | 0 | 0 | 0 | 0 | 0.80677 | 0.80677 | -6.7036 | -6.7036
Line12_13_15 | 0 | 0 | 0 | 0 | 0 | 0 | 0 | 0 | 0 | 0 | 0 | 0 | 0.80677 | 0.80677 | -6.7036 | -6.7036
Line13_13_14 | 0 | 0 | 0 | 0 | 0 | 0 | 0 | 0 | 0 | 0 | 0 | 0 | 0.80677 | 0.80677 | -6.7036 | -6.7036
Line14_15_16 | 0 | 0 | 0 | 0 | 0 | 0 | 0 | 0 | 0 | 0 | 0 | 0 | 0.80677 | 0.80677 | -6.7036 | -6.7036
Line15_16_17 | 0 | 0 | 0 | 0 | 0 | 0 | 0 | 0 | 0 | 0 | 0 | 0 | 0.80677 | 0.80677 | -6.7036 | -6.7036
Line16_4_18 | 0 | 0 | 0 | 0 | 0 | 0 | 0 | 0 | 0 | 0 | 0 | 0 | 0.80677 | 0.80677 | -6.7036 | -6.7036
Line17_5_19 | 0 | 0 | 0 | 0 | 0 | 0 | 0 | 0 | 0 | 0 | 0 | 0 | 0.80677 | 0.80677 | -6.7036 | -6.7036
Line1_1_3 | 0 | 0 | 0 | 0 | 0 | 0 | 0 | 0 | 0 | 0 | 0 | 0 | 0.80677 | 0.80677 | -6.7036 | -6.7036
Line2_1_4 | 0 | 0 | 0 | 0 | 0 | 0 | 0 | 0 | 0 | 0 | 0 | 0 | 0.80677 | 0.80677 | -6.7036 | -6.7036
Line3_1_5 | 0 | 0 | 0 | 0 | 0 | 0 | 0 | 0 | 0 | 0 | 0 | 0 | 0.80677 | 0.80677 | -6.7036 | -6.7036
Line4_2_6 | 1.6801 | 1.6801 | 0 | 0 | 1.164 | 1.164 | 0.48775 | -0.32517 | 0.50807 | -0.33872 | -52.8727 | 127.1273 | 0.60508 | 0.40338 | -6.7036 | -6.7036
Line5_6_7 | 1.6801 | 1.6801 | 0 | 0 | 1.164 | 1.164 | 0.32517 | -0.16258 | 0.33872 | -0.16936 | -52.8727 | 127.1273 | 0.40338 | 0.20169 | -6.7036 | -6.7036
Line6_7_8 | 1.6801 | 1.6801 | 0 | 2.6638 | 1.164 | 1.164 | 0.16258 | -1e-07 | 0.16936 | -1e-07 | -52.8727 | 127.1273 | 0.20169 | 0 | -6.7036 | 0
Line7_8_9 | 0 | 0 | 0 | 0 | 0 | 0 | 7.0075e-22 | 0 | 9.1561e-22 | 0 | 0 | 0 | 0 | 0 | 0 | 0
Line8_8_10 | 0 | 0 | 0 | 0 | 0 | 0 | 7.0075e-22 | 0 | 9.1561e-22 | 0 | 0 | 0 | 0 | 0 | 0 | 0
Line9_3_11 | 0 | 0 | 0 | 0 | 0 | 0 | 0 | 0 | 0 | 0 | 0 | 0 | 0.80677 | 0.80677 | -6.7036 | -6.7036

## LLL_min_10
name | pf_ikss_from_ka | pf_ikss_to_ka | pf_ip_from_ka | pf_ip_to_ka | pf_skss_from_mw | pf_skss_to_mw | pf_p_from_mw | pf_p_to_mw | pf_q_from_mvar | pf_q_to_mvar | pf_ikss_from_degree | pf_ikss_to_degree | pf_vm_from_pu | pf_vm_to_pu | pf_va_from_degree | pf_va_to_degree
Line0_1_2 | 1.5916 | 1.5916 | 0 | 0 | 1.1027 | 1.1027 | 0.58368 | -0.43776 | 0.608 | -0.456 | -52.8727 | 127.1273 | 0.76431 | 0.57323 | -6.7036 | -6.7036
Line10_11_12 | 0 | 0 | 0 | 0 | 0 | 0 | 0 | 0 | 0 | 0 | 0 | 0 | 0.76431 | 0.76431 | -6.7036 | -6.7036
Line11_12_13 | 0 | 0 | 0 | 0 | 0 | 0 | 0 | 0 | 0 | 0 | 0 | 0 | 0.76431 | 0.76431 | -6.7036 | -6.7036
Line12_13_15 | 0 | 0 | 0 | 0 | 0 | 0 | 0 | 0 | 0 | 0 | 0 | 0 | 0.76431 | 0.76431 | -6.7036 | -6.7036
Line13_13_14 | 0 | 0 | 0 | 0 | 0 | 0 | 0 | 0 | 0 | 0 | 0 | 0 | 0.76431 | 0.76431 | -6.7036 | -6.7036
Line14_15_16 | 0 | 0 | 0 | 0 | 0 | 0 | 0 | 0 | 0 | 0 | 0 | 0 | 0.76431 | 0.76431 | -6.7036 | -6.7036
Line15_16_17 | 0 | 0 | 0 | 0 | 0 | 0 | 0 | 0 | 0 | 0 | 0 | 0 | 0.76431 | 0.76431 | -6.7036 | -6.7036
Line16_4_18 | 0 | 0 | 0 | 0 | 0 | 0 | 0 | 0 | 0 | 0 | 0 | 0 | 0.76431 | 0.76431 | -6.7036 | -6.7036
Line17_5_19 | 0 | 0 | 0 | 0 | 0 | 0 | 0 | 0 | 0 | 0 | 0 | 0 | 0.76431 | 0.76431 | -6.7036 | -6.7036
Line1_1_3 | 0 | 0 | 0 | 0 | 0 | 0 | 0 | 0 | 0 | 0 | 0 | 0 | 0.76431 | 0.76431 | -6.7036 | -6.7036
Line2_1_4 | 0 | 0 | 0 | 0 | 0 | 0 | 0 | 0 | 0 | 0 | 0 | 0 | 0.76431 | 0.76431 | -6.7036 | -6.7036
Line3_1_5 | 0 | 0 | 0 | 0 | 0 | 0 | 0 | 0 | 0 | 0 | 0 | 0 | 0.76431 | 0.76431 | -6.7036 | -6.7036
Line4_2_6 | 1.5916 | 1.5916 | 0 | 0 | 1.1027 | 1.1027 | 0.43776 | -0.29184 | 0.456 | -0.304 | -52.8727 | 127.1273 | 0.57323 | 0.38215 | -6.7036 | -6.7036
Line5_6_7 | 1.5916 | 1.5916 | 0 | 0 | 1.1027 | 1.1027 | 0.29184 | -0.14592 | 0.304 | -0.152 | -52.8727 | 127.1273 | 0.38215 | 0.19108 | -6.7036 | -6.7036
Line6_7_8 | 1.5916 | 1.5916 | 0 | 2.5236 | 1.1027 | 1.1027 | 0.14592 | -1e-07 | 0.152 | -1e-07 | -52.8727 | 127.1273 | 0.19108 | 0 | -6.7036 | 0
Line7_8_9 | 0 | 0 | 0 | 0 | 0 | 0 | 6.276e-22 | 0 | 8.2153e-22 | 0 | 0 | 0 | 0 | 0 | 0 | 0
Line8_8_10 | 0 | 0 | 0 | 0 | 0 | 0 | 6.276e-22 | 0 | 8.2153e-22 | 0 | 0 | 0 | 0 | 0 | 0 | 0
Line9_3_11 | 0 | 0 | 0 | 0 | 0 | 0 | 0 | 0 | 0 | 0 | 0 | 0 | 0.76431 | 0.76431 | -6.7036 | -6.7036

## LLL_min_fault_6
name | pf_ikss_from_ka | pf_ikss_to_ka | pf_ip_from_ka | pf_ip_to_ka | pf_skss_from_mw | pf_skss_to_mw | pf_p_from_mw | pf_p_to_mw | pf_q_from_mvar | pf_q_to_mvar | pf_ikss_from_degree | pf_ikss_to_degree | pf_vm_from_pu | pf_vm_to_pu | pf_va_from_degree | pf_va_to_degree
Line0_1_2 | 0.030469 | 0.030469 | 0 | 0 | 0.02111 | 0.02111 | 0.01414 | -0.014086 | 0.014149 | -0.014093 | -45.1423 | 134.8577 | 0.94756 | 0.9439 | -0.12428 | -0.12874
Line10_11_12 | 0 | 0 | 0 | 0 | 0 | 0 | 0 | 0 | 0 | 0 | 0 | 0 | 0.94756 | 0.94756 | -0.12428 | -0.12428
Line11_12_13 | 0 | 0 | 0 | 0 | 0 | 0 | 0 | 0 | 0 | 0 | 0 | 0 | 0.94756 | 0.94756 | -0.12428 | -0.12428
Line12_13_15 | 0 | 0 | 0 | 0 | 0 | 0 | 0 | 0 | 0 | 0 | 0 | 0 | 0.94756 | 0.94756 | -0.12428 | -0.12428
Line13_13_14 | 0 | 0 | 0 | 0 | 0 | 0 | 0 | 0 | 0 | 0 | 0 | 0 | 0.94756 | 0.94756 | -0.12428 | -0.12428
Line14_15_16 | 0 | 0 | 0 | 0 | 0 | 0 | 0 | 0 | 0 | 0 | 0 | 0 | 0.94756 | 0.94756 | -0.12428 | -0.12428
Line15_16_17 | 0 | 0 | 0 | 0 | 0 | 0 | 0 | 0 | 0 | 0 | 0 | 0 | 0.94756 | 0.94756 | -0.12428 | -0.12428
Line16_4_18 | 0 | 0 | 0 | 0 | 0 | 0 | 0 | 0 | 0 | 0 | 0 | 0 | 0.94756 | 0.94756 | -0.12428 | -0.12428
Line17_5_19 | 0 | 0 | 0 | 0 | 0 | 0 | 0 | 0 | 0 | 0 | 0 | 0 | 0.94756 | 0.94756 | -0.12428 | -0.12428
Line1_1_3 | 0 | 0 | 0 | 0 | 0 | 0 | 0 | 0 | 0 | 0 | 0 | 0 | 0.94756 | 0.94756 | -0.12428 | -0.12428
Line2_1_4 | 0 | 0 | 0 | 0 | 0 | 0 | 0 | 0 | 0 | 0 | 0 | 0 | 0.94756 | 0.94756 | -0.12428 | -0.12428
Line3_1_5 | 0 | 0 | 0 | 0 | 0 | 0 | 0 | 0 | 0 | 0 | 0 | 0 | 0.94756 | 0.94756 | -0.12428 | -0.12428
Line4_2_6 | 0.030469 | 0.030469 | 0 | 0 | 0.02111 | 0.02111 | 0.014086 | -0.014033 | 0.014093 | -0.014037 | -45.1423 | 134.8577 | 0.9439 | 0.94024 | -0.12874 | -0.13323
Line5_6_7 | 0.030469 | 0.030469 | 0 | 0 | 0.02111 | 0.02111 | 0.014033 | -0.013979 | 0.014037 | -0.013981 | -45.1423 | 134.8577 | 0.94024 | 0.93659 | -0.13323 | -0.13776
Line6_7_8 | 0.030469 | 0.030469 | 0 | 0.04831 | 0.02111 | 0.02111 | 0.013979 | -0.013926 | 0.013981 | -0.013926 | -45.1423 | 134.8577 | 0.93659 | 0.93293 | -0.13776 | -0.14233
Line7_8_9 | 0 | 0 | 0 | 0 | 0 | 0 | -1.7514e-10 | 0 | 2.4218e-11 | 0 | 0 | 0 | 0.93293 | 0.93293 | -0.14233 | -0.14233
Line8_8_10 | 0 | 0 | 0 | 0 | 0 | 0 | -1.7514e-10 | 0 | 2.4218e-11 | 0 | 0 | 0 | 0.93293 | 0.93293 | -0.14233 | -0.14233
Line9_3_11 | 0 | 0 | 0 | 0 | 0 | 0 | 0 | 0 | 0 | 0 | 0 | 0 | 0.94756 | 0.94756 | -0.12428 | -0.12428

## LLL_min_fault_10
name | pf_ikss_from_ka | pf_ikss_to_ka | pf_ip_from_ka | pf_ip_to_ka | pf_skss_from_mw | pf_skss_to_mw | pf_p_from_mw | pf_p_to_mw | pf_q_from_mvar | pf_q_to_mvar | pf_ikss_from_degree | pf_ikss_to_degree | pf_vm_from_pu | pf_vm_to_pu | pf_va_from_degree | pf_va_to_degree
Line0_1_2 | 0.028866 | 0.028866 | 0 | 0 | 0.019999 | 0.019999 | 0.01269 | -0.012642 | 0.012698 | -0.012648 | -45.1423 | 134.8577 | 0.89769 | 0.89422 | -0.12428 | -0.12874
Line10_11_12 | 0 | 0 | 0 | 0 | 0 | 0 | 0 | 0 | 0 | 0 | 0 | 0 | 0.89769 | 0.89769 | -0.12428 | -0.12428
Line11_12_13 | 0 | 0 | 0 | 0 | 0 | 0 | 0 | 0 | 0 | 0 | 0 | 0 | 0.89769 | 0.89769 | -0.12428 | -0.12428
Line12_13_15 | 0 | 0 | 0 | 0 | 0 | 0 | 0 | 0 | 0 | 0 | 0 | 0 | 0.89769 | 0.89769 | -0.12428 | -0.12428
Line13_13_14 | 0 | 0 | 0 | 0 | 0 | 0 | 0 | 0 | 0 | 0 | 0 | 0 | 0.89769 | 0.89769 | -0.12428 | -0.12428
Line14_15_16 | 0 | 0 | 0 | 0 | 0 | 0 | 0 | 0 | 0 | 0 | 0 | 0 | 0.89769 | 0.89769 | -0.12428 | -0.12428
Line15_16_17 | 0 | 0 | 0 | 0 | 0 | 0 | 0 | 0 | 0 | 0 | 0 | 0 | 0.89769 | 0.89769 | -0.12428 | -0.12428
Line16_4_18 | 0 | 0 | 0 | 0 | 0 | 0 | 0 | 0 | 0 | 0 | 0 | 0 | 0.89769 | 0.89769 | -0.12428 | -0.12428
Line17_5_19 | 0 | 0 | 0 | 0 | 0 | 0 | 0 | 0 | 0 | 0 | 0 | 0 | 0.89769 | 0.89769 | -0.12428 | -0.12428
Line1_1_3 | 0 | 0 | 0 | 0 | 0 | 0 | 0 | 0 | 0 | 0 | 0 | 0 | 0.89769 | 0.89769 | -0.12428 | -0.12428
Line2_1_4 | 0 | 0 | 0 | 0 | 0 | 0 | 0 | 0 | 0 | 0 | 0 | 0 | 0.89769 | 0.89769 | -0.12428 | -0.12428
Line3_1_5 | 0 | 0 | 0 | 0 | 0 | 0 | 0 | 0 | 0 | 0 | 0 | 0 | 0.89769 | 0.89769 | -0.12428 | -0.12428
Line4_2_6 | 0.028866 | 0.028866 | 0 | 0 | 0.019999 | 0.019999 | 0.012642 | -0.012594 | 0.012648 | -0.012598 | -45.1423 | 134.8577 | 0.89422 | 0.89076 | -0.12874 | -0.13323
Line5_6_7 | 0.028866 | 0.028866 | 0 | 0 | 0.019999 | 0.019999 | 0.012594 | -0.012546 | 0.012598 | -0.012548 | -45.1423 | 134.8577 | 0.89076 | 0.88729 | -0.13323 | -0.13776
Line6_7_8 | 0.028866 | 0.028866 | 0 | 0.045767 | 0.019999 | 0.019999 | 0.012546 | -0.012498 | 0.012548 | -0.012498 | -45.1423 | 134.8577 | 0.88729 | 0.88383 | -0.13776 | -0.14233
Line7_8_9 | 0 | 0 | 0 | 0 | 0 | 0 | -1.5719e-10 | 0 | 2.1736e-11 | 0 | 0 | 0 | 0.88383 | 0.88383 | -0.14233 | -0.14233
Line8_8_10 | 0 | 0 | 0 | 0 | 0 | 0 | -1.5719e-10 | 0 | 2.1736e-11 | 0 | 0 | 0 | 0.88383 | 0.88383 | -0.14233 | -0.14233
Line9_3_11 | 0 | 0 | 0 | 0 | 0 | 0 | 0 | 0 | 0 | 0 | 0 | 0 | 0.89769 | 0.89769 | -0.12428 | -0.12428

## LL_max_6
name | pf_ikss_a_from_ka | pf_ikss_b_from_ka | pf_ikss_c_from_ka | pf_ikss_a_to_ka | pf_ikss_b_to_ka | pf_ikss_c_to_ka | pf_skss_a_from_mw | pf_skss_b_from_mw | pf_skss_c_from_mw | pf_skss_a_to_mw | pf_skss_b_to_mw | pf_skss_c_to_mw | pf_p_a_from_mw | pf_p_b_from_mw | pf_p_c_from_mw | pf_p_a_to_mw | pf_p_b_to_mw | pf_p_c_to_mw | pf_q_a_from_mvar | pf_q_b_from_mvar | pf_q_c_from_mvar | pf_q_a_to_mvar | pf_q_b_to_mvar | pf_q_c_to_mvar | pf_ikss_a_from_degree | pf_ikss_b_from_degree | pf_ikss_c_from_degree | pf_ikss_a_to_degree | pf_ikss_b_to_degree | pf_ikss_c_to_degree | pf_vm_a_from_pu | pf_vm_b_from_pu | pf_vm_c_from_pu | pf_vm_a_to_pu | pf_vm_b_to_pu | pf_vm_c_to_pu | pf_va_a_from_degree | pf_va_b_from_degree | pf_va_c_from_degree | pf_va_a_to_degree | pf_va_b_to_degree | pf_va_c_to_degree
Line0_1_2 | 0 | 1.885 | 1.885 | 0 | 1.885 | 1.885 | 0 | 0.43533 | 0.43533 | 0 | 0.43533 | 0.43533 | 9.3259e-16 | 0.35387 | -0.069596 | -9.7145e-16 | -0.31833 | 0.10513 | -2.72e-16 | 0.19822 | 0.37032 | 2.72e-16 | -0.12715 | -0.29925 | 0 | -157.8829 | 22.1171 | 0 | 22.1171 | -157.8829 | 1.05 | 0.93171 | 0.86555 | 1.05 | 0.78742 | 0.7286 | -1.8081e-11 | -128.6271 | 122.7608 | -1.8097e-11 | -136.1092 | 131.4739
Line10_11_12 | 0 | 0 | 0 | 0 | 0 | 0 | 0 | 0 | 0 | 0 | 0 | 0 | 3.1086e-16 | -2.1811e-09 | -3.489e-09 | -2.72e-16 | 2.1811e-09 | 3.489e-09 | 5.8287e-17 | 3.2284e-09 | -9.6307e-10 | -3.8858e-17 | -3.2284e-09 | 9.6307e-10 | 0 | 0 | 0 | 0 | 0 | 0 | 1.05 | 0.93171 | 0.86555 | 1.05 | 0.93171 | 0.86555 | -1.8095e-11 | -128.6271 | 122.7608 | -1.81e-11 | -128.6271 | 122.7608
Line11_12_13 | 0 | 0 | 0 | 0 | 0 | 0 | 0 | 0 | 0 | 0 | 0 | 0 | 2.5258e-16 | -1.8176e-09 | -2.9075e-09 | -2.9143e-16 | 1.8176e-09 | 2.9075e-09 | -3.8858e-17 | 2.6904e-09 | -8.0256e-10 | 3.8858e-17 | -2.6904e-09 | 8.0256e-10 | 0 | 0 | 0 | 0 | 0 | 0 | 1.05 | 0.93171 | 0.86555 | 1.05 | 0.93171 | 0.86555 | -1.81e-11 | -128.6271 | 122.7608 | -1.8104e-11 | -128.6271 | 122.7608
Line12_13_15 | 0 | 0 | 0 | 0 | 0 | 0 | 0 | 0 | 0 | 0 | 0 | 0 | 1.36e-16 | -1.0906e-09 | -1.7445e-09 | -1.5543e-16 | 1.0906e-09 | 1.7445e-09 | 5.8287e-17 | 1.6142e-09 | -4.8153e-10 | -7.7716e-17 | -1.6142e-09 | 4.8153e-10 | 0 | 0 | 0 | 0 | 0 | 0 | 1.05 | 0.93171 | 0.86555 | 1.05 | 0.93171 | 0.86555 | -1.8104e-11 | -128.6271 | 122.7608 | -1.8106e-11 | -128.6271 | 122.7608
Line13_13_14 | 0 | 0 | 0 | 0 | 0 | 0 | 0 | 0 | 0 | 0 | 0 | 0 | -5.8287e-17 | -3.6352e-10 | -5.8151e-10 | 5.8287e-17 | 3.6352e-10 | 5.8151e-10 | 1.8417e-29 | 5.3807e-10 | -1.6051e-10 | -3.8858e-17 | -5.3807e-10 | 1.6051e-10 | 0 | 0 | 0 | 0 | 0 | 0 | 1.05 | 0.93171 | 0.86555 | 1.05 | 0.93171 | 0.86555 | -1.8104e-11 | -128.6271 | 122.7608 | -1.8105e-11 | -128.6271 | 122.7608
Line14_15_16 | 0 | 0 | 0 | 0 | 0 | 0 | 0 | 0 | 0 | 0 | 0 | 0 | 1.1657e-16 | -7.2704e-10 | -1.163e-09 | -7.7716e-17 | 7.2704e-10 | 1.163e-09 | -3.6839e-29 | 1.0761e-09 | -3.2102e-10 | 2.4561e-29 | -1.0761e-09 | 3.2102e-10 | 0 | 0 | 0 | 0 | 0 | 0 | 1.05 | 0.93171 | 0.86555 | 1.05 | 0.93171 | 0.86555 | -1.8106e-11 | -128.6271 | 122.7608 | -1.8108e-11 | -128.6271 | 122.7608
Line15_16_17 | 0 | 0 | 0 | 0 | 0 | 0 | 0 | 0 | 0 | 0 | 0 | 0 | -1.9429e-17 | -3.6352e-10 | -5.8151e-10 | 1.9429e-17 | 3.6352e-10 | 5.8151e-10 | -1.9429e-17 | 5.3807e-10 | -1.6051e-10 | 1.9429e-17 | -5.3807e-10 | 1.6051e-10 | 0 | 0 | 0 | 0 | 0 | 0 | 1.05 | 0.93171 | 0.86555 | 1.05 | 0.93171 | 0.86555 | -1.8108e-11 | -128.6271 | 122.7608 | -1.8108e-11 | -128.6271 | 122.7608
Line16_4_18 | 0 | 0 | 0 | 0 | 0 | 0 | 0 | 0 | 0 | 0 | 0 | 0 | 3.8858e-17 | -3.6352e-10 | -5.8151e-10 | 6.1319e-30 | 3.6352e-10 | 5.8151e-10 | -1.9429e-17 | 5.3807e-10 | -1.6051e-10 | 1.9429e-17 | -5.3807e-10 | 1.6051e-10 | 0 | 0 | 0 | 0 | 0 | 0 | 1.05 | 0.93171 | 0.86555 | 1.05 | 0.93171 | 0.86555 | -1.8083e-11 | -128.6271 | 122.7608 | -1.8083e-11 | -128.6271 | 122.7608
Line17_5_19 | 0 | 0 | 0 | 0 | 0 | 0 | 0 | 0 | 0 | 0 | 0 | 0 | 3.8858e-17 | -3.6352e-10 | -5.8151e-10 | 6.1319e-30 | 3.6352e-10 | 5.8151e-10 | -1.9429e-17 | 5.3807e-10 | -1.6051e-10 | 1.9429e-17 | -5.3807e-10 | 1.6051e-10 | 0 | 0 | 0 | 0 | 0 | 0 | 1.05 | 0.93171 | 0.86555 | 1.05 | 0.93171 | 0.86555 | -1.8083e-11 | -128.6271 | 122.7608 | -1.8083e-11 | -128.6271 | 122.7608
Line1_1_3 | 0 | 0 | 0 | 0 | 0 | 0 | 0 | 0 | 0 | 0 | 0 | 0 | 4.2744e-16 | -2.9082e-09 | -4.6521e-09 | -4.4686e-16 | 2.9082e-09 | 4.6521e-09 | 9.7145e-17 | 4.3046e-09 | -1.2841e-09 | -9.7145e-17 | -4.3046e-09 | 1.2841e-09 | 0 | 0 | 0 | 0 | 0 | 0 | 1.05 | 0.93171 | 0.86555 | 1.05 | 0.93171 | 0.86555 | -1.8081e-11 | -128.6271 | 122.7608 | -1.8088e-11 | -128.6271 | 122.7608
Line2_1_4 | 0 | 0 | 0 | 0 | 0 | 0 | 0 | 0 | 0 | 0 | 0 | 0 | 3.8858e-17 | -7.2704e-10 | -1.163e-09 | -7.7716e-17 | 7.2704e-10 | 1.163e-09 | 1.9429e-17 | 1.0761e-09 | -3.2102e-10 | -1.9429e-17 | -1.0761e-09 | 3.2102e-10 | 0 | 0 | 0 | 0 | 0 | 0 | 1.05 | 0.93171 | 0.86555 | 1.05 | 0.93171 | 0.86555 | -1.8081e-11 | -128.6271 | 122.7608 | -1.8083e-11 | -128.6271 | 122.7608
Line3_1_5 | 0 | 0 | 0 | 0 | 0 | 0 | 0 | 0 | 0 | 0 | 0 | 0 | 3.8858e-17 | -7.2704e-10 | -1.163e-09 | -7.7716e-17 | 7.2704e-10 | 1.163e-09 | 1.9429e-17 | 1.0761e-09 | -3.2102e-10 | -1.9429e-17 | -1.0761e-09 | 3.2102e-10 | 0 | 0 | 0 | 0 | 0 | 0 | 1.05 | 0.93171 | 0.86555 | 1.05 | 0.93171 | 0.86555 | -1.8081e-11 | -128.6271 | 122.7608 | -1.8083e-11 | -128.6271 | 122.7608
Line4_2_6 | 0 | 1.885 | 1.885 | 0 | 1.885 | 1.885 | 0 | 0.43533 | 0.43533 | 0 | 0.43533 | 0.43533 | 8.5487e-16 | 0.31833 | -0.10513 | -8.5487e-16 | -0.2828 | 0.14066 | -2.3315e-16 | 0.12715 | 0.29925 | 3.1086e-16 | -0.056087 | -0.22819 | 0 | -157.8829 | 22.1171 | 0 | 22.1171 | -157.8829 | 1.05 | 0.78742 | 0.7286 | 1.05 | 0.66227 | 0.61575 | -1.8097e-11 | -136.1092 | 131.4739 | -1.8111e-11 | -146.6652 | 143.7688
Line5_6_7 | 0 | 1.885 | 1.885 | 0 | 1.885 | 1.885 | 0 | 0.43533 | 0.43533 | 0 | 0.43533 | 0.43533 | 6.2172e-16 | 0.2828 | -0.14066 | -5.4401e-16 | -0.24727 | 0.1762 | -1.9429e-16 | 0.056087 | 0.22819 | 2.3315e-16 | 0.014981 | -0.15712 | 0 | -157.8829 | 22.1171 | 0 | 22.1171 | -157.8829 | 1.05 | 0.66227 | 0.61575 | 1.05 | 0.56903 | 0.54229 | -1.8111e-11 | -146.6652 | 143.7688 | -1.812e-11 | -161.35 | 160.3935
Line6_7_8 | 0 | 1.885 | 1.885 | 0 | 1.885 | 1.885 | 0 | 0.43533 | 0.43533 | 0 | 0.43533 | 0.43533 | 4.6629e-16 | 0.24727 | -0.1762 | -4.6629e-16 | -0.21173 | 0.21173 | -1.9429e-16 | -0.014981 | 0.15712 | 2.3315e-16 | 0.086049 | -0.086049 | 0 | -157.8829 | 22.1171 | 0 | 22.1171 | -157.8829 | 1.05 | 0.56903 | 0.54229 | 1.05 | 0.525 | 0.525 | -1.812e-11 | -161.35 | 160.3935 | -1.8126e-11 | -180 | -180
Line7_8_9 | 0 | 0 | 0 | 0 | 0 | 0 | 0 | 0 | 0 | 0 | 0 | 0 | 7.7716e-17 | 3.4972e-16 | -4.6629e-16 | -7.7716e-17 | 1.1866e-16 | 1.5751e-16 | -1.5543e-16 | 1.7505e-09 | -1.7505e-09 | 1.5543e-16 | -1.7505e-09 | 1.7505e-09 | 0 | 0 | 0 | 0 | 0 | 0 | 1.05 | 0.525 | 0.525 | 1.05 | 0.525 | 0.525 | -1.8126e-11 | -180 | -180 | -1.813e-11 | -180 | 180
Line8_8_10 | 0 | 0 | 0 | 0 | 0 | 0 | 0 | 0 | 0 | 0 | 0 | 0 | -1.5543e-16 | 4.2743e-16 | -1.5543e-16 | 1.5543e-16 | 4.0943e-17 | -1.5335e-16 | 4.9173e-29 | 1.7505e-09 | -1.7505e-09 | 3.8858e-17 | -1.7505e-09 | 1.7505e-09 | 0 | 0 | 0 | 0 | 0 | 0 | 1.05 | 0.525 | 0.525 | 1.05 | 0.525 | 0.525 | -1.8126e-11 | -180 | -180 | -1.8128e-11 | -180 | 180
Line9_3_11 | 0 | 0 | 0 | 0 | 0 | 0 | 0 | 0 | 0 | 0 | 0 | 0 | 3.8858e-16 | -2.5447e-09 | -4.0705e-09 | -3.8858e-16 | 2.5447e-09 | 4.0705e-09 | 5.8287e-17 | 3.7665e-09 | -1.1236e-09 | -5.8287e-17 | -3.7665e-09 | 1.1236e-09 | 0 | 0 | 0 | 0 | 0 | 0 | 1.05 | 0.93171 | 0.86555 | 1.05 | 0.93171 | 0.86555 | -1.8088e-11 | -128.6271 | 122.7608 | -1.8095e-11 | -128.6271 | 122.7608

## LL_max_10
name | pf_ikss_a_from_ka | pf_ikss_b_from_ka | pf_ikss_c_from_ka | pf_ikss_a_to_ka | pf_ikss_b_to_ka | pf_ikss_c_to_ka | pf_skss_a_from_mw | pf_skss_b_from_mw | pf_skss_c_from_mw | pf_skss_a_to_mw | pf_skss_b_to_mw | pf_skss_c_to_mw | pf_p_a_from_mw | pf_p_b_from_mw | pf_p_c_from_mw | pf_p_a_to_mw | pf_p_b_to_mw | pf_p_c_to_mw | pf_q_a_from_mvar | pf_q_b_from_mvar | pf_q_c_from_mvar | pf_q_a_to_mvar | pf_q_b_to_mvar | pf_q_c_to_mvar | pf_ikss_a_from_degree | pf_ikss_b_from_degree | pf_ikss_c_from_degree | pf_ikss_a_to_degree | pf_ikss_b_to_degree | pf_ikss_c_to_degree | pf_vm_a_from_pu | pf_vm_b_from_pu | pf_vm_c_from_pu | pf_vm_a_to_pu | pf_vm_b_to_pu | pf_vm_c_to_pu | pf_va_a_from_degree | pf_va_b_from_degree | pf_va_c_from_degree | pf_va_a_to_degree | pf_va_b_to_degree | pf_va_c_to_degree
Line0_1_2 | 0 | 1.9564 | 1.9564 | 0 | 1.9564 | 1.9564 | 0 | 0.4518 | 0.4518 | 0 | 0.4518 | 0.4518 | 4.4779e-16 | 0.38357 | -0.077384 | -4.4779e-16 | -0.3453 | 0.11566 | -1.6283e-16 | 0.2133 | 0.39907 | 1.2212e-16 | -0.13675 | -0.32252 | 0 | -158.05 | 21.95 | 0 | 21.95 | -158.05 | 1.1 | 0.97142 | 0.89974 | 1.1 | 0.82203 | 0.75838 | -1.7482e-11 | -128.9719 | 122.9242 | -1.7491e-11 | -136.444 | 131.678
Line10_11_12 | 0 | 0 | 0 | 0 | 0 | 0 | 0 | 0 | 0 | 0 | 0 | 0 | 3.4602e-16 | -2.4603e-09 | -3.9356e-09 | -3.4602e-16 | 2.4603e-09 | 3.9356e-09 | -2.0354e-17 | 3.6661e-09 | -1.1108e-09 | 2.0354e-17 | -3.6661e-09 | 1.1108e-09 | 0 | 0 | 0 | 0 | 0 | 0 | 1.1 | 0.97142 | 0.89974 | 1.1 | 0.97142 | 0.89974 | -1.7496e-11 | -128.9719 | 122.9242 | -1.7502e-11 | -128.9719 | 122.9242
Line11_12_13 | 0 | 0 | 0 | 0 | 0 | 0 | 0 | 0 | 0 | 0 | 0 | 0 | 2.4425e-16 | -2.0502e-09 | -3.2797e-09 | -2.4425e-16 | 2.0502e-09 | 3.2797e-09 | 4.0708e-17 | 3.0551e-09 | -9.2564e-10 | -2.0354e-17 | -3.0551e-09 | 9.2564e-10 | 0 | 0 | 0 | 0 | 0 | 0 | 1.1 | 0.97142 | 0.89974 | 1.1 | 0.97142 | 0.89974 | -1.7502e-11 | -128.9719 | 122.9242 | -1.7506e-11 | -128.9719 | 122.9242
Line12_13_15 | 0 | 0 | 0 | 0 | 0 | 0 | 0 | 0 | 0 | 0 | 0 | 0 | 1.8319e-16 | -1.2301e-09 | -1.9678e-09 | -1.8319e-16 | 1.2301e-09 | 1.9678e-09 | 4.0708e-17 | 1.8331e-09 | -5.5539e-10 | -2.0354e-17 | -1.8331e-09 | 5.5539e-10 | 0 | 0 | 0 | 0 | 0 | 0 | 1.1 | 0.97142 | 0.89974 | 1.1 | 0.97142 | 0.89974 | -1.7506e-11 | -128.9719 | 122.9242 | -1.7508e-11 | -128.9719 | 122.9242
Line13_13_14 | 0 | 0 | 0 | 0 | 0 | 0 | 0 | 0 | 0 | 0 | 0 | 0 | 2.0354e-17 | -4.1005e-10 | -6.5593e-10 | -2.0354e-17 | 4.1005e-10 | 6.5593e-10 | -2.0354e-17 | 6.1102e-10 | -1.8513e-10 | 2.0354e-17 | -6.1102e-10 | 1.8513e-10 | 0 | 0 | 0 | 0 | 0 | 0 | 1.1 | 0.97142 | 0.89974 | 1.1 | 0.97142 | 0.89974 | -1.7506e-11 | -128.9719 | 122.9242 | -1.7507e-11 | -128.9719 | 122.9242
Line14_15_16 | 0 | 0 | 0 | 0 | 0 | 0 | 0 | 0 | 0 | 0 | 0 | 0 | 4.0708e-17 | -8.2009e-10 | -1.3119e-09 | -8.1416e-17 | 8.2009e-10 | 1.3119e-09 | 2.0354e-17 | 1.222e-09 | -3.7026e-10 | -2.0354e-17 | -1.222e-09 | 3.7026e-10 | 0 | 0 | 0 | 0 | 0 | 0 | 1.1 | 0.97142 | 0.89974 | 1.1 | 0.97142 | 0.89974 | -1.7508e-11 | -128.9719 | 122.9242 | -1.7509e-11 | -128.9719 | 122.9242
Line15_16_17 | 0 | 0 | 0 | 0 | 0 | 0 | 0 | 0 | 0 | 0 | 0 | 0 | -6.1062e-17 | -4.1005e-10 | -6.5593e-10 | 2.0354e-17 | 4.1005e-10 | 6.5593e-10 | 2.0354e-17 | 6.1102e-10 | -1.8513e-10 | -6.2203e-30 | -6.1102e-10 | 1.8513e-10 | 0 | 0 | 0 | 0 | 0 | 0 | 1.1 | 0.97142 | 0.89974 | 1.1 | 0.97142 | 0.89974 | -1.7509e-11 | -128.9719 | 122.9242 | -1.751e-11 | -128.9719 | 122.9242
Line16_4_18 | 0 | 0 | 0 | 0 | 0 | 0 | 0 | 0 | 0 | 0 | 0 | 0 | -2.0354e-17 | -4.1005e-10 | -6.5593e-10 | 2.0354e-17 | 4.1005e-10 | 6.5593e-10 | -4.0708e-17 | 6.1102e-10 | -1.8513e-10 | -6.211e-30 | -6.1102e-10 | 1.8513e-10 | 0 | 0 | 0 | 0 | 0 | 0 | 1.1 | 0.97142 | 0.89974 | 1.1 | 0.97142 | 0.89974 | -1.7483e-11 | -128.9719 | 122.9242 | -1.7484e-11 | -128.9719 | 122.9242
Line17_5_19 | 0 | 0 | 0 | 0 | 0 | 0 | 0 | 0 | 0 | 0 | 0 | 0 | -2.0354e-17 | -4.1005e-10 | -6.5593e-10 | 2.0354e-17 | 4.1005e-10 | 6.5593e-10 | -4.0708e-17 | 6.1102e-10 | -1.8513e-10 | -6.211e-30 | -6.1102e-10 | 1.8513e-10 | 0 | 0 | 0 | 0 | 0 | 0 | 1.1 | 0.97142 | 0.89974 | 1.1 | 0.97142 | 0.89974 | -1.7483e-11 | -128.9719 | 122.9242 | -1.7484e-11 | -128.9719 | 122.9242
Line1_1_3 | 0 | 0 | 0 | 0 | 0 | 0 | 0 | 0 | 0 | 0 | 0 | 0 | 4.4779e-16 | -3.2804e-09 | -5.2475e-09 | -4.885e-16 | 3.2804e-09 | 5.2475e-09 | 1.2212e-16 | 4.8882e-09 | -1.481e-09 | -1.4248e-16 | -4.8882e-09 | 1.481e-09 | 0 | 0 | 0 | 0 | 0 | 0 | 1.1 | 0.97142 | 0.89974 | 1.1 | 0.97142 | 0.89974 | -1.7482e-11 | -128.9719 | 122.9242 | -1.7489e-11 | -128.9719 | 122.9242
Line2_1_4 | 0 | 0 | 0 | 0 | 0 | 0 | 0 | 0 | 0 | 0 | 0 | 0 | 8.1416e-17 | -8.2009e-10 | -1.3119e-09 | -1.0177e-16 | 8.2009e-10 | 1.3119e-09 | 6.1062e-17 | 1.222e-09 | -3.7026e-10 | -8.1416e-17 | -1.222e-09 | 3.7026e-10 | 0 | 0 | 0 | 0 | 0 | 0 | 1.1 | 0.97142 | 0.89974 | 1.1 | 0.97142 | 0.89974 | -1.7482e-11 | -128.9719 | 122.9242 | -1.7483e-11 | -128.9719 | 122.9242
Line3_1_5 | 0 | 0 | 0 | 0 | 0 | 0 | 0 | 0 | 0 | 0 | 0 | 0 | 8.1416e-17 | -8.2009e-10 | -1.3119e-09 | -1.0177e-16 | 8.2009e-10 | 1.3119e-09 | 6.1062e-17 | 1.222e-09 | -3.7026e-10 | -8.1416e-17 | -1.222e-09 | 3.7026e-10 | 0 | 0 | 0 | 0 | 0 | 0 | 1.1 | 0.97142 | 0.89974 | 1.1 | 0.97142 | 0.89974 | -1.7482e-11 | -128.9719 | 122.9242 | -1.7483e-11 | -128.9719 | 122.9242
Line4_2_6 | 0 | 1.9564 | 1.9564 | 0 | 1.9564 | 1.9564 | 0 | 0.4518 | 0.4518 | 0 | 0.4518 | 0.4518 | 4.885e-16 | 0.3453 | -0.11566 | -4.885e-16 | -0.30702 | 0.15393 | -3.6637e-16 | 0.13675 | 0.32252 | 3.6637e-16 | -0.060208 | -0.24598 | 0 | -158.05 | 21.95 | 0 | 21.95 | -158.05 | 1.1 | 0.82203 | 0.75838 | 1.1 | 0.6925 | 0.64226 | -1.7491e-11 | -136.444 | 131.678 | -1.7499e-11 | -146.955 | 143.988
Line5_6_7 | 0 | 1.9564 | 1.9564 | 0 | 1.9564 | 1.9564 | 0 | 0.4518 | 0.4518 | 0 | 0.4518 | 0.4518 | 2.4425e-16 | 0.30702 | -0.15393 | -3.2567e-16 | -0.26875 | 0.1922 | -2.0354e-16 | 0.060208 | 0.24598 | 2.0354e-16 | 0.016339 | -0.16943 | 0 | -158.05 | 21.95 | 0 | 21.95 | -158.05 | 1.1 | 0.6925 | 0.64226 | 1.1 | 0.59594 | 0.56711 | -1.7499e-11 | -146.955 | 143.988 | -1.7508e-11 | -161.529 | 160.5532
Line6_7_8 | 0 | 1.9564 | 1.9564 | 0 | 1.9564 | 1.9564 | 0 | 0.4518 | 0.4518 | 0 | 0.4518 | 0.4518 | 4.885e-16 | 0.26875 | -0.1922 | -3.2567e-16 | -0.23048 | 0.23048 | -2.4425e-16 | -0.016339 | 0.16943 | 2.4425e-16 | 0.092885 | -0.092885 | 0 | -158.05 | 21.95 | 0 | 21.95 | -158.05 | 1.1 | 0.59594 | 0.56711 | 1.1 | 0.55 | 0.55 | -1.7508e-11 | -161.529 | 160.5532 | -1.7514e-11 | -180 | -180
Line7_8_9 | 0 | 0 | 0 | 0 | 0 | 0 | 0 | 0 | 0 | 0 | 0 | 0 | 1.6283e-16 | 2.4425e-16 | -3.2566e-16 | 0 | 1.6512e-16 | 2.2865e-18 | -4.9773e-29 | 1.9211e-09 | -1.9211e-09 | 0 | -1.9211e-09 | 1.9211e-09 | 0 | 0 | 0 | 0 | 0 | 0 | 1.1 | 0.55 | 0.55 | 1.1 | 0.55 | 0.55 | -1.7514e-11 | -180 | -180 | -1.7517e-11 | -180 | 180
Line8_8_10 | 0 | 0 | 0 | 0 | 0 | 0 | 0 | 0 | 0 | 0 | 0 | 0 | 1.6283e-16 | 5.6991e-16 | 1.1805e-21 | 2.4895e-29 | -1.6054e-16 | 2.2865e-18 | -8.1416e-17 | 1.9211e-09 | -1.9211e-09 | 8.1416e-17 | -1.9211e-09 | 1.9211e-09 | 0 | 0 | 0 | 0 | 0 | 0 | 1.1 | 0.55 | 0.55 | 1.1 | 0.55 | 0.55 | -1.7514e-11 | -180 | -180 | -1.7519e-11 | -180 | 180
Line9_3_11 | 0 | 0 | 0 | 0 | 0 | 0 | 0 | 0 | 0 | 0 | 0 | 0 | 4.6814e-16 | -2.8703e-09 | -4.5915e-09 | -4.2744e-16 | 2.8703e-09 | 4.5915e-09 | 4.0708e-17 | 4.2771e-09 | -1.2959e-09 | -8.1416e-17 | -4.2771e-09 | 1.2959e-09 | 0 | 0 | 0 | 0 | 0 | 0 | 1.1 | 0.97142 | 0.89974 | 1.1 | 0.97142 | 0.89974 | -1.7489e-11 | -128.9719 | 122.9242 | -1.7496e-11 | -128.9719 | 122.9242

## LL_max_fault_6
name | pf_ikss_a_from_ka | pf_ikss_b_from_ka | pf_ikss_c_from_ka | pf_ikss_a_to_ka | pf_ikss_b_to_ka | pf_ikss_c_to_ka | pf_skss_a_from_mw | pf_skss_b_from_mw | pf_skss_c_from_mw | pf_skss_a_to_mw | pf_skss_b_to_mw | pf_skss_c_to_mw | pf_p_a_from_mw | pf_p_b_from_mw | pf_p_c_from_mw | pf_p_a_to_mw | pf_p_b_to_mw | pf_p_c_to_mw | pf_q_a_from_mvar | pf_q_b_from_mvar | pf_q_c_from_mvar | pf_q_a_to_mvar | pf_q_b_to_mvar | pf_q_c_to_mvar | pf_ikss_a_from_degree | pf_ikss_b_from_degree | pf_ikss_c_from_degree | pf_ikss_a_to_degree | pf_ikss_b_to_degree | pf_ikss_c_to_degree | pf_vm_a_from_pu | pf_vm_b_from_pu | pf_vm_c_from_pu | pf_vm_a_to_pu | pf_vm_b_to_pu | pf_vm_c_to_pu | pf_va_a_from_degree | pf_va_b_from_degree | pf_va_c_from_degree | pf_va_a_to_degree | pf_va_b_to_degree | pf_va_c_to_degree
Line0_1_2 | 0 | 0.057717 | 0.057717 | 0 | 0.057717 | 0.057717 | 0 | 0.013329 | 0.013329 | 0 | 0.013329 | 0.013329 | 2.7929e-17 | 0.013468 | 0.0034547 | -2.7929e-17 | -0.013435 | -0.0034214 | 8.5001e-18 | 0.0037057 | 0.013484 | -8.5001e-18 | -0.0036391 | -0.013417 | 0 | -135.6822 | 44.3178 | 0 | 44.3178 | -135.6822 | 1.05 | 1.048 | 1.0443 | 1.05 | 1.0443 | 1.0388 | -4.155e-13 | -120.2981 | 119.9471 | -4.1586e-13 | -120.5262 | 120.0122
Line10_11_12 | 0 | 0 | 0 | 0 | 0 | 0 | 0 | 0 | 0 | 0 | 0 | 0 | 8.1966e-18 | -4.627e-11 | -1.3184e-10 | -8.1966e-18 | 4.627e-11 | 1.3184e-10 | 1.8215e-18 | 1.2595e-10 | 2.226e-11 | -1.8215e-18 | -1.2595e-10 | -2.226e-11 | 0 | 0 | 0 | 0 | 0 | 0 | 1.05 | 1.048 | 1.0443 | 1.05 | 1.048 | 1.0443 | -4.1584e-13 | -120.2981 | 119.9471 | -4.1599e-13 | -120.2981 | 119.9471
Line11_12_13 | 0 | 0 | 0 | 0 | 0 | 0 | 0 | 0 | 0 | 0 | 0 | 0 | 5.768e-18 | -3.8558e-11 | -1.0987e-10 | -6.3751e-18 | 3.8558e-11 | 1.0987e-10 | 1.2143e-18 | 1.0496e-10 | 1.855e-11 | -6.0715e-19 | -1.0496e-10 | -1.855e-11 | 0 | 0 | 0 | 0 | 0 | 0 | 1.05 | 1.048 | 1.0443 | 1.05 | 1.048 | 1.0443 | -4.1599e-13 | -120.2981 | 119.9471 | -4.1611e-13 | -120.2981 | 119.9471
Line12_13_15 | 0 | 0 | 0 | 0 | 0 | 0 | 0 | 0 | 0 | 0 | 0 | 0 | 3.6429e-18 | -2.3135e-11 | -6.592e-11 | -3.6429e-18 | 2.3135e-11 | 6.592e-11 | 1.2143e-18 | 6.2976e-11 | 1.113e-11 | -1.8215e-18 | -6.2976e-11 | -1.113e-11 | 0 | 0 | 0 | 0 | 0 | 0 | 1.05 | 1.048 | 1.0443 | 1.05 | 1.048 | 1.0443 | -4.1611e-13 | -120.2981 | 119.9471 | -4.1617e-13 | -120.2981 | 119.9471
Line13_13_14 | 0 | 0 | 0 | 0 | 0 | 0 | 0 | 0 | 0 | 0 | 0 | 0 | 3.0358e-19 | -7.7116e-12 | -2.1973e-11 | -3.0358e-19 | 7.7116e-12 | 2.1973e-11 | -6.0715e-19 | 2.0992e-11 | 3.71e-12 | -6.0715e-19 | -2.0992e-11 | -3.71e-12 | 0 | 0 | 0 | 0 | 0 | 0 | 1.05 | 1.048 | 1.0443 | 1.05 | 1.048 | 1.0443 | -4.1611e-13 | -120.2981 | 119.9471 | -4.1612e-13 | -120.2981 | 119.9471
Line14_15_16 | 0 | 0 | 0 | 0 | 0 | 0 | 0 | 0 | 0 | 0 | 0 | 0 | 2.7322e-18 | -1.5423e-11 | -4.3946e-11 | -1.5179e-18 | 1.5423e-11 | 4.3946e-11 | -6.0715e-19 | 4.1984e-11 | 7.42e-12 | 6.0715e-19 | -4.1984e-11 | -7.42e-12 | 0 | 0 | 0 | 0 | 0 | 0 | 1.05 | 1.048 | 1.0443 | 1.05 | 1.048 | 1.0443 | -4.1617e-13 | -120.2981 | 119.9471 | -4.162e-13 | -120.2981 | 119.9471
Line15_16_17 | 0 | 0 | 0 | 0 | 0 | 0 | 0 | 0 | 0 | 0 | 0 | 0 | 6.0715e-19 | -7.7116e-12 | -2.1973e-11 | -6.0715e-19 | 7.7116e-12 | 2.1973e-11 | -6.0715e-19 | 2.0992e-11 | 3.71e-12 | 6.0715e-19 | -2.0992e-11 | -3.71e-12 | 0 | 0 | 0 | 0 | 0 | 0 | 1.05 | 1.048 | 1.0443 | 1.05 | 1.048 | 1.0443 | -4.162e-13 | -120.2981 | 119.9471 | -4.1622e-13 | -120.2981 | 119.9471
Line16_4_18 | 0 | 0 | 0 | 0 | 0 | 0 | 0 | 0 | 0 | 0 | 0 | 0 | -3.0358e-19 | -7.7116e-12 | -2.1973e-11 | 3.0358e-19 | 7.7116e-12 | 2.1973e-11 | 2.2017e-33 | 2.0992e-11 | 3.71e-12 | -2.2018e-33 | -2.0992e-11 | -3.71e-12 | 0 | 0 | 0 | 0 | 0 | 0 | 1.05 | 1.048 | 1.0443 | 1.05 | 1.048 | 1.0443 | -4.1554e-13 | -120.2981 | 119.9471 | -4.1556e-13 | -120.2981 | 119.9471
Line17_5_19 | 0 | 0 | 0 | 0 | 0 | 0 | 0 | 0 | 0 | 0 | 0 | 0 | -3.0358e-19 | -7.7116e-12 | -2.1973e-11 | 3.0358e-19 | 7.7116e-12 | 2.1973e-11 | 2.2017e-33 | 2.0992e-11 | 3.71e-12 | -2.2018e-33 | -2.0992e-11 | -3.71e-12 | 0 | 0 | 0 | 0 | 0 | 0 | 1.05 | 1.048 | 1.0443 | 1.05 | 1.048 | 1.0443 | -4.1554e-13 | -120.2981 | 119.9471 | -4.1556e-13 | -120.2981 | 119.9471
Line1_1_3 | 0 | 0 | 0 | 0 | 0 | 0 | 0 | 0 | 0 | 0 | 0 | 0 | 9.7145e-18 | -6.1693e-11 | -1.7579e-10 | -9.1073e-18 | 6.1693e-11 | 1.7579e-10 | 6.6787e-18 | 1.6794e-10 | 2.968e-11 | -7.2858e-18 | -1.6794e-10 | -2.968e-11 | 0 | 0 | 0 | 0 | 0 | 0 | 1.05 | 1.048 | 1.0443 | 1.05 | 1.048 | 1.0443 | -4.155e-13 | -120.2981 | 119.9471 | -4.1567e-13 | -120.2981 | 119.9471
Line2_1_4 | 0 | 0 | 0 | 0 | 0 | 0 | 0 | 0 | 0 | 0 | 0 | 0 | 6.0715e-19 | -1.5423e-11 | -4.3946e-11 | -1.2143e-18 | 1.5423e-11 | 4.3946e-11 | 1.2143e-18 | 4.1984e-11 | 7.42e-12 | -1.2143e-18 | -4.1984e-11 | -7.42e-12 | 0 | 0 | 0 | 0 | 0 | 0 | 1.05 | 1.048 | 1.0443 | 1.05 | 1.048 | 1.0443 | -4.155e-13 | -120.2981 | 119.9471 | -4.1554e-13 | -120.2981 | 119.9471
Line3_1_5 | 0 | 0 | 0 | 0 | 0 | 0 | 0 | 0 | 0 | 0 | 0 | 0 | 6.0715e-19 | -1.5423e-11 | -4.3946e-11 | -1.2143e-18 | 1.5423e-11 | 4.3946e-11 | 1.2143e-18 | 4.1984e-11 | 7.42e-12 | -1.2143e-18 | -4.1984e-11 | -7.42e-12 | 0 | 0 | 0 | 0 | 0 | 0 | 1.05 | 1.048 | 1.0443 | 1.05 | 1.048 | 1.0443 | -4.155e-13 | -120.2981 | 119.9471 | -4.1554e-13 | -120.2981 | 119.9471
Line4_2_6 | 0 | 0.057717 | 0.057717 | 0 | 0.057717 | 0.057717 | 0 | 0.013329 | 0.013329 | 0 | 0.013329 | 0.013329 | 2.3072e-17 | 0.013435 | 0.0034214 | -2.4286e-17 | -0.013402 | -0.003388 | 7.2858e-18 | 0.0036391 | 0.013417 | -7.2858e-18 | -0.0035725 | -0.01335 | 0 | -135.6822 | 44.3178 | 0 | 44.3178 | -135.6822 | 1.05 | 1.0443 | 1.0388 | 1.05 | 1.0405 | 1.0333 | -4.1586e-13 | -120.5262 | 120.0122 | -4.1617e-13 | -120.7558 | 120.078
Line5_6_7 | 0 | 0.057717 | 0.057717 | 0 | 0.057717 | 0.057717 | 0 | 0.013329 | 0.013329 | 0 | 0.013329 | 0.013329 | 1.9429e-17 | 0.013402 | 0.003388 | -1.9429e-17 | -0.013368 | -0.0033547 | 4.8572e-18 | 0.0035725 | 0.01335 | -4.8572e-18 | -0.0035059 | -0.013284 | 0 | -135.6822 | 44.3178 | 0 | 44.3178 | -135.6822 | 1.05 | 1.0405 | 1.0333 | 1.05 | 1.0368 | 1.0279 | -4.1617e-13 | -120.7558 | 120.078 | -4.1643e-13 | -120.9872 | 120.1445
Line6_7_8 | 0 | 0.057717 | 0.057717 | 0 | 0.057717 | 0.057717 | 0 | 0.013329 | 0.013329 | 0 | 0.013329 | 0.013329 | 1.2143e-17 | 0.013368 | 0.0033547 | -9.7145e-18 | -0.013335 | -0.0033214 | 2.4286e-18 | 0.0035059 | 0.013284 | 7.0635e-32 | -0.0034392 | -0.013217 | 0 | -135.6822 | 44.3178 | 0 | 44.3178 | -135.6822 | 1.05 | 1.0368 | 1.0279 | 1.05 | 1.0332 | 1.0224 | -4.1643e-13 | -120.9872 | 120.1445 | -4.166e-13 | -121.2201 | 120.2117
Line7_8_9 | 0 | 0 | 0 | 0 | 0 | 0 | 0 | 0 | 0 | 0 | 0 | 0 | 0 | -6.2856e-11 | -1.0336e-10 | -2.4286e-18 | 6.2856e-11 | 1.0336e-10 | 0 | 8.4699e-11 | -1.4546e-11 | -2.4286e-18 | -8.4699e-11 | 1.4546e-11 | 0 | 0 | 0 | 0 | 0 | 0 | 1.05 | 1.0332 | 1.0224 | 1.05 | 1.0332 | 1.0224 | -4.166e-13 | -121.2201 | 120.2117 | -4.1669e-13 | -121.2201 | 120.2117
Line8_8_10 | 0 | 0 | 0 | 0 | 0 | 0 | 0 | 0 | 0 | 0 | 0 | 0 | 1.7659e-32 | -6.2856e-11 | -1.0336e-10 | -2.4286e-18 | 6.2856e-11 | 1.0336e-10 | 2.4286e-18 | 8.4699e-11 | -1.4546e-11 | -4.8572e-18 | -8.4699e-11 | 1.4546e-11 | 0 | 0 | 0 | 0 | 0 | 0 | 1.05 | 1.0332 | 1.0224 | 1.05 | 1.0332 | 1.0224 | -4.166e-13 | -121.2201 | 120.2117 | -4.1667e-13 | -121.2201 | 120.2117
Line9_3_11 | 0 | 0 | 0 | 0 | 0 | 0 | 0 | 0 | 0 | 0 | 0 | 0 | 8.8037e-18 | -5.3981e-11 | -1.5381e-10 | -8.8037e-18 | 5.3981e-11 | 1.5381e-10 | 4.8572e-18 | 1.4694e-10 | 2.597e-11 | -5.4644e-18 | -1.4694e-10 | -2.597e-11 | 0 | 0 | 0 | 0 | 0 | 0 | 1.05 | 1.048 | 1.0443 | 1.05 | 1.048 | 1.0443 | -4.1567e-13 | -120.2981 | 119.9471 | -4.1584e-13 | -120.2981 | 119.9471

## LL_max_fault_10
name | pf_ikss_a_from_ka | pf_ikss_b_from_ka | pf_ikss_c_from_ka | pf_ikss_a_to_ka | pf_ikss_b_to_ka | pf_ikss_c_to_ka | pf_skss_a_from_mw | pf_skss_b_from_mw | pf_skss_c_from_mw | pf_skss_a_to_mw | pf_skss_b_to_mw | pf_skss_c_to_mw | pf_p_a_from_mw | pf_p_b_from_mw | pf_p_c_from_mw | pf_p_a_to_mw | pf_p_b_to_mw | pf_p_c_to_mw | pf_q_a_from_mvar | pf_q_b_from_mvar | pf_q_c_from_mvar | pf_q_a_to_mvar | pf_q_b_to_mvar | pf_q_c_to_mvar | pf_ikss_a_from_degree | pf_ikss_b_from_degree | pf_ikss_c_from_degree | pf_ikss_a_to_degree | pf_ikss_b_to_degree | pf_ikss_c_to_degree | pf_vm_a_from_pu | pf_vm_b_from_pu | pf_vm_c_from_pu | pf_vm_a_to_pu | pf_vm_b_to_pu | pf_vm_c_to_pu | pf_va_a_from_degree | pf_va_b_from_degree | pf_va_c_from_degree | pf_va_a_to_degree | pf_va_b_to_degree | pf_va_c_to_degree
Line0_1_2 | 0 | 0.060452 | 0.060452 | 0 | 0.060452 | 0.060452 | 0 | 0.013961 | 0.013961 | 0 | 0.013961 | 0.013961 | 1.1449e-17 | 0.014777 | 0.0037874 | -1.1449e-17 | -0.01474 | -0.0037509 | 8.9049e-18 | 0.004065 | 0.014792 | -8.9049e-18 | -0.0039919 | -0.014719 | 0 | -135.6932 | 44.3068 | 0 | 44.3068 | -135.6932 | 1.1 | 1.0978 | 1.0937 | 1.1 | 1.0939 | 1.088 | -1.673e-13 | -120.3121 | 119.9447 | -1.6757e-13 | -120.5402 | 120.0098
Line10_11_12 | 0 | 0 | 0 | 0 | 0 | 0 | 0 | 0 | 0 | 0 | 0 | 0 | 7.9508e-18 | -5.3155e-11 | -1.5146e-10 | -7.9508e-18 | 5.3155e-11 | 1.5146e-10 | 2.5443e-18 | 1.4472e-10 | 2.555e-11 | -3.1803e-18 | -1.4472e-10 | -2.555e-11 | 0 | 0 | 0 | 0 | 0 | 0 | 1.1 | 1.0978 | 1.0937 | 1.1 | 1.0978 | 1.0937 | -1.6768e-13 | -120.3121 | 119.9447 | -1.6783e-13 | -120.3121 | 119.9447
Line11_12_13 | 0 | 0 | 0 | 0 | 0 | 0 | 0 | 0 | 0 | 0 | 0 | 0 | 6.6787e-18 | -4.4296e-11 | -1.2622e-10 | -6.6787e-18 | 4.4296e-11 | 1.2622e-10 | 2.5443e-18 | 1.206e-10 | 2.1292e-11 | -2.5443e-18 | -1.206e-10 | -2.1292e-11 | 0 | 0 | 0 | 0 | 0 | 0 | 1.1 | 1.0978 | 1.0937 | 1.1 | 1.0978 | 1.0937 | -1.6783e-13 | -120.3121 | 119.9447 | -1.6796e-13 | -120.3121 | 119.9447
Line12_13_15 | 0 | 0 | 0 | 0 | 0 | 0 | 0 | 0 | 0 | 0 | 0 | 0 | 5.7246e-18 | -2.6578e-11 | -7.5731e-11 | -4.4525e-18 | 2.6578e-11 | 7.5731e-11 | 6.3607e-19 | 7.2361e-11 | 1.2775e-11 | -3.1803e-18 | -7.2361e-11 | -1.2775e-11 | 0 | 0 | 0 | 0 | 0 | 0 | 1.1 | 1.0978 | 1.0937 | 1.1 | 1.0978 | 1.0937 | -1.6796e-13 | -120.3121 | 119.9447 | -1.6802e-13 | -120.3121 | 119.9447
Line13_13_14 | 0 | 0 | 0 | 0 | 0 | 0 | 0 | 0 | 0 | 0 | 0 | 0 | 1.2721e-18 | -8.8592e-12 | -2.5244e-11 | -6.3607e-19 | 8.8592e-12 | 2.5244e-11 | -3.7292e-33 | 2.412e-11 | 4.2584e-12 | 1.8648e-33 | -2.412e-11 | -4.2584e-12 | 0 | 0 | 0 | 0 | 0 | 0 | 1.1 | 1.0978 | 1.0937 | 1.1 | 1.0978 | 1.0937 | -1.6796e-13 | -120.3121 | 119.9447 | -1.6797e-13 | -120.3121 | 119.9447
Line14_15_16 | 0 | 0 | 0 | 0 | 0 | 0 | 0 | 0 | 0 | 0 | 0 | 0 | 1.5902e-18 | -1.7718e-11 | -5.0487e-11 | -1.5902e-18 | 1.7718e-11 | 5.0487e-11 | 2.5443e-18 | 4.824e-11 | 8.5168e-12 | -1.2721e-18 | -4.824e-11 | -8.5168e-12 | 0 | 0 | 0 | 0 | 0 | 0 | 1.1 | 1.0978 | 1.0937 | 1.1 | 1.0978 | 1.0937 | -1.6802e-13 | -120.3121 | 119.9447 | -1.6805e-13 | -120.3121 | 119.9447
Line15_16_17 | 0 | 0 | 0 | 0 | 0 | 0 | 0 | 0 | 0 | 0 | 0 | 0 | 3.1803e-19 | -8.8592e-12 | -2.5244e-11 | 3.1803e-19 | 8.8592e-12 | 2.5244e-11 | -1.2721e-18 | 2.412e-11 | 4.2584e-12 | 6.3607e-19 | -2.412e-11 | -4.2584e-12 | 0 | 0 | 0 | 0 | 0 | 0 | 1.1 | 1.0978 | 1.0937 | 1.1 | 1.0978 | 1.0937 | -1.6805e-13 | -120.3121 | 119.9447 | -1.6807e-13 | -120.3121 | 119.9447
Line16_4_18 | 0 | 0 | 0 | 0 | 0 | 0 | 0 | 0 | 0 | 0 | 0 | 0 | -3.1803e-19 | -8.8592e-12 | -2.5244e-11 | 3.1803e-19 | 8.8592e-12 | 2.5244e-11 | -6.3607e-19 | 2.412e-11 | 4.2584e-12 | 6.3607e-19 | -2.412e-11 | -4.2584e-12 | 0 | 0 | 0 | 0 | 0 | 0 | 1.1 | 1.0978 | 1.0937 | 1.1 | 1.0978 | 1.0937 | -1.6735e-13 | -120.3121 | 119.9447 | -1.6737e-13 | -120.3121 | 119.9447
Line17_5_19 | 0 | 0 | 0 | 0 | 0 | 0 | 0 | 0 | 0 | 0 | 0 | 0 | -3.1803e-19 | -8.8592e-12 | -2.5244e-11 | 3.1803e-19 | 8.8592e-12 | 2.5244e-11 | -6.3607e-19 | 2.412e-11 | 4.2584e-12 | 6.3607e-19 | -2.412e-11 | -4.2584e-12 | 0 | 0 | 0 | 0 | 0 | 0 | 1.1 | 1.0978 | 1.0937 | 1.1 | 1.0978 | 1.0937 | -1.6735e-13 | -120.3121 | 119.9447 | -1.6737e-13 | -120.3121 | 119.9447
Line1_1_3 | 0 | 0 | 0 | 0 | 0 | 0 | 0 | 0 | 0 | 0 | 0 | 0 | 1.0813e-17 | -7.0874e-11 | -2.0195e-10 | -1.2085e-17 | 7.0874e-11 | 2.0195e-10 | 8.2688e-18 | 1.9296e-10 | 3.4067e-11 | -8.9049e-18 | -1.9296e-10 | -3.4067e-11 | 0 | 0 | 0 | 0 | 0 | 0 | 1.1 | 1.0978 | 1.0937 | 1.1 | 1.0978 | 1.0937 | -1.673e-13 | -120.3121 | 119.9447 | -1.675e-13 | -120.3121 | 119.9447
Line2_1_4 | 0 | 0 | 0 | 0 | 0 | 0 | 0 | 0 | 0 | 0 | 0 | 0 | 3.1803e-18 | -1.7718e-11 | -5.0487e-11 | -3.1803e-18 | 1.7718e-11 | 5.0487e-11 | -9.2866e-33 | 4.824e-11 | 8.5168e-12 | -6.3607e-19 | -4.824e-11 | -8.5168e-12 | 0 | 0 | 0 | 0 | 0 | 0 | 1.1 | 1.0978 | 1.0937 | 1.1 | 1.0978 | 1.0937 | -1.673e-13 | -120.3121 | 119.9447 | -1.6735e-13 | -120.3121 | 119.9447
Line3_1_5 | 0 | 0 | 0 | 0 | 0 | 0 | 0 | 0 | 0 | 0 | 0 | 0 | 3.1803e-18 | -1.7718e-11 | -5.0487e-11 | -3.1803e-18 | 1.7718e-11 | 5.0487e-11 | -9.2866e-33 | 4.824e-11 | 8.5168e-12 | -6.3607e-19 | -4.824e-11 | -8.5168e-12 | 0 | 0 | 0 | 0 | 0 | 0 | 1.1 | 1.0978 | 1.0937 | 1.1 | 1.0978 | 1.0937 | -1.673e-13 | -120.3121 | 119.9447 | -1.6735e-13 | -120.3121 | 119.9447
Line4_2_6 | 0 | 0.060452 | 0.060452 | 0 | 0.060452 | 0.060452 | 0 | 0.013961 | 0.013961 | 0 | 0.013961 | 0.013961 | 1.0177e-17 | 0.01474 | 0.0037509 | -1.0177e-17 | -0.014704 | -0.0037143 | 7.6328e-18 | 0.0039919 | 0.014719 | -5.0885e-18 | -0.0039188 | -0.014646 | 0 | -135.6932 | 44.3068 | 0 | 44.3068 | -135.6932 | 1.1 | 1.0939 | 1.088 | 1.1 | 1.09 | 1.0823 | -1.6757e-13 | -120.5402 | 120.0098 | -1.6785e-13 | -120.7698 | 120.0757
Line5_6_7 | 0 | 0.060452 | 0.060452 | 0 | 0.060452 | 0.060452 | 0 | 0.013961 | 0.013961 | 0 | 0.013961 | 0.013961 | 1.0177e-17 | 0.014704 | 0.0037143 | -1.0177e-17 | -0.014667 | -0.0036778 | -2.5443e-18 | 0.0039188 | 0.014646 | 2.5443e-18 | -0.0038457 | -0.014572 | 0 | -135.6932 | 44.3068 | 0 | 44.3068 | -135.6932 | 1.1 | 1.09 | 1.0823 | 1.1 | 1.0861 | 1.0765 | -1.6785e-13 | -120.7698 | 120.0757 | -1.6817e-13 | -121.0011 | 120.1422
Line6_7_8 | 0 | 0.060452 | 0.060452 | 0 | 0.060452 | 0.060452 | 0 | 0.013961 | 0.013961 | 0 | 0.013961 | 0.013961 | 1.2721e-17 | 0.014667 | 0.0036778 | -1.5266e-17 | -0.014631 | -0.0036413 | -3.7339e-32 | 0.0038457 | 0.014572 | -2.5443e-18 | -0.0037726 | -0.014499 | 0 | -135.6932 | 44.3068 | 0 | 44.3068 | -135.6932 | 1.1 | 1.0861 | 1.0765 | 1.1 | 1.0823 | 1.0708 | -1.6817e-13 | -121.0011 | 120.1422 | -1.684e-13 | -121.2341 | 120.2095
Line7_8_9 | 0 | 0 | 0 | 0 | 0 | 0 | 0 | 0 | 0 | 0 | 0 | 0 | 7.6328e-18 | -6.9334e-11 | -1.1449e-10 | -7.6328e-18 | 6.9334e-11 | 1.1449e-10 | -2.2434e-32 | 9.4011e-11 | -1.5791e-11 | -2.5443e-18 | -9.4011e-11 | 1.5791e-11 | 0 | 0 | 0 | 0 | 0 | 0 | 1.1 | 1.0823 | 1.0708 | 1.1 | 1.0823 | 1.0708 | -1.684e-13 | -121.2341 | 120.2095 | -1.6848e-13 | -121.2341 | 120.2095
Line8_8_10 | 0 | 0 | 0 | 0 | 0 | 0 | 0 | 0 | 0 | 0 | 0 | 0 | 2.5443e-18 | -6.9334e-11 | -1.1449e-10 | -7.4839e-33 | 6.9334e-11 | 1.1449e-10 | 2.5443e-18 | 9.4011e-11 | -1.5791e-11 | -2.5443e-18 | -9.4011e-11 | 1.5791e-11 | 0 | 0 | 0 | 0 | 0 | 0 | 1.1 | 1.0823 | 1.0708 | 1.1 | 1.0823 | 1.0708 | -1.684e-13 | -121.2341 | 120.2095 | -1.6853e-13 | -121.2341 | 120.2095
Line9_3_11 | 0 | 0 | 0 | 0 | 0 | 0 | 0 | 0 | 0 | 0 | 0 | 0 | 1.1449e-17 | -6.2015e-11 | -1.7671e-10 | -1.0813e-17 | 6.2015e-11 | 1.7671e-10 | 5.7246e-18 | 1.6884e-10 | 2.9809e-11 | -3.8164e-18 | -1.6884e-10 | -2.9809e-11 | 0 | 0 | 0 | 0 | 0 | 0 | 1.1 | 1.0978 | 1.0937 | 1.1 | 1.0978 | 1.0937 | -1.675e-13 | -120.3121 | 119.9447 | -1.6768e-13 | -120.3121 | 119.9447

## LL_min_6
name | pf_ikss_a_from_ka | pf_ikss_b_from_ka | pf_ikss_c_from_ka | pf_ikss_a_to_ka | pf_ikss_b_to_ka | pf_ikss_c_to_ka | pf_skss_a_from_mw | pf_skss_b_from_mw | pf_skss_c_from_mw | pf_skss_a_to_mw | pf_skss_b_to_mw | pf_skss_c_to_mw | pf_p_a_from_mw | pf_p_b_from_mw | pf_p_c_from_mw | pf_p_a_to_mw | pf_p_b_to_mw | pf_p_c_to_mw | pf_q_a_from_mvar | pf_q_b_from_mvar | pf_q_c_from_mvar | pf_q_a_to_mvar | pf_q_b_to_mvar | pf_q_c_to_mvar | pf_ikss_a_from_degree | pf_ikss_b_from_degree | pf_ikss_c_from_degree | pf_ikss_a_to_degree | pf_ikss_b_to_degree | pf_ikss_c_to_degree | pf_vm_a_from_pu | pf_vm_b_from_pu | pf_vm_c_from_pu | pf_vm_a_to_pu | pf_vm_b_to_pu | pf_vm_c_to_pu | pf_va_a_from_degree | pf_va_b_from_degree | pf_va_c_from_degree | pf_va_a_to_degree | pf_va_b_to_degree | pf_va_c_to_degree
Line0_1_2 | 0 | 1.455 | 1.455 | 0 | 1.455 | 1.455 | 0 | 0.33601 | 0.33601 | 0 | 0.33601 | 0.33601 | -1.7579e-17 | 0.28984 | 0.03533 | -1.1294e-29 | -0.24919 | 0.005316 | 3.5157e-17 | 0.073022 | 0.26569 | -5.2736e-17 | -0.030682 | -0.22336 | 0 | -142.8727 | 37.1273 | 0 | 37.1273 | -142.8727 | 0.95 | 0.88953 | 0.79769 | 0.95 | 0.74721 | 0.66491 | -1.2275e-11 | -128.7319 | 119.553 | -1.227e-11 | -135.8534 | 128.4907
Line10_11_12 | 0 | 0 | 0 | 0 | 0 | 0 | 0 | 0 | 0 | 0 | 0 | 0 | 4.3946e-18 | -9.6789e-10 | -2.6725e-09 | 4.3946e-18 | 9.6789e-10 | 2.6725e-09 | 8.7893e-17 | 2.8224e-09 | 1.3007e-10 | -7.0314e-17 | -2.8224e-09 | -1.3007e-10 | 0 | 0 | 0 | 0 | 0 | 0 | 0.95 | 0.88953 | 0.79769 | 0.95 | 0.88953 | 0.79769 | -1.2271e-11 | -128.7319 | 119.553 | -1.2269e-11 | -128.7319 | 119.553
Line11_12_13 | 0 | 0 | 0 | 0 | 0 | 0 | 0 | 0 | 0 | 0 | 0 | 0 | -2.6368e-17 | -8.0657e-10 | -2.2271e-09 | 2.6368e-17 | 8.0657e-10 | 2.2271e-09 | 5.2736e-17 | 2.352e-09 | 1.0839e-10 | -5.2736e-17 | -2.352e-09 | -1.0839e-10 | 0 | 0 | 0 | 0 | 0 | 0 | 0.95 | 0.88953 | 0.79769 | 0.95 | 0.88953 | 0.79769 | -1.2269e-11 | -128.7319 | 119.553 | -1.2267e-11 | -128.7319 | 119.553
Line12_13_15 | 0 | 0 | 0 | 0 | 0 | 0 | 0 | 0 | 0 | 0 | 0 | 0 | -8.7893e-18 | -4.8394e-10 | -1.3362e-09 | -7.5263e-30 | 4.8394e-10 | 1.3362e-09 | 7.0314e-17 | 1.4112e-09 | 6.5035e-11 | -3.5157e-17 | -1.4112e-09 | -6.5035e-11 | 0 | 0 | 0 | 0 | 0 | 0 | 0.95 | 0.88953 | 0.79769 | 0.95 | 0.88953 | 0.79769 | -1.2267e-11 | -128.7319 | 119.553 | -1.2266e-11 | -128.7319 | 119.553
Line13_13_14 | 0 | 0 | 0 | 0 | 0 | 0 | 0 | 0 | 0 | 0 | 0 | 0 | 8.7893e-18 | -1.6131e-10 | -4.4541e-10 | -8.7893e-18 | 1.6131e-10 | 4.4541e-10 | 3.5157e-17 | 4.7039e-10 | 2.1679e-11 | -3.5157e-17 | -4.7039e-10 | -2.1679e-11 | 0 | 0 | 0 | 0 | 0 | 0 | 0.95 | 0.88953 | 0.79769 | 0.95 | 0.88953 | 0.79769 | -1.2267e-11 | -128.7319 | 119.553 | -1.2267e-11 | -128.7319 | 119.553
Line14_15_16 | 0 | 0 | 0 | 0 | 0 | 0 | 0 | 0 | 0 | 0 | 0 | 0 | -2.1973e-17 | -3.2263e-10 | -8.9083e-10 | 1.3184e-17 | 3.2263e-10 | 8.9083e-10 | 1.7579e-17 | 9.4079e-10 | 4.3357e-11 | -2.8222e-30 | -9.4079e-10 | -4.3357e-11 | 0 | 0 | 0 | 0 | 0 | 0 | 0.95 | 0.88953 | 0.79769 | 0.95 | 0.88953 | 0.79769 | -1.2266e-11 | -128.7319 | 119.553 | -1.2265e-11 | -128.7319 | 119.553
Line15_16_17 | 0 | 0 | 0 | 0 | 0 | 0 | 0 | 0 | 0 | 0 | 0 | 0 | 1.3184e-17 | -1.6131e-10 | -4.4541e-10 | -4.3946e-18 | 1.6131e-10 | 4.4541e-10 | -2.8222e-30 | 4.7039e-10 | 2.1678e-11 | 9.4071e-31 | -4.7039e-10 | -2.1678e-11 | 0 | 0 | 0 | 0 | 0 | 0 | 0.95 | 0.88953 | 0.79769 | 0.95 | 0.88953 | 0.79769 | -1.2265e-11 | -128.7319 | 119.553 | -1.2265e-11 | -128.7319 | 119.553
Line16_4_18 | 0 | 0 | 0 | 0 | 0 | 0 | 0 | 0 | 0 | 0 | 0 | 0 | 0 | -1.6131e-10 | -4.4541e-10 | 8.7893e-18 | 1.6131e-10 | 4.4541e-10 | 0 | 4.7039e-10 | 2.1679e-11 | 1.7579e-17 | -4.7039e-10 | -2.1679e-11 | 0 | 0 | 0 | 0 | 0 | 0 | 0.95 | 0.88953 | 0.79769 | 0.95 | 0.88953 | 0.79769 | -1.2274e-11 | -128.7319 | 119.553 | -1.2274e-11 | -128.7319 | 119.553
Line17_5_19 | 0 | 0 | 0 | 0 | 0 | 0 | 0 | 0 | 0 | 0 | 0 | 0 | 0 | -1.6131e-10 | -4.4541e-10 | 8.7893e-18 | 1.6131e-10 | 4.4541e-10 | 0 | 4.7039e-10 | 2.1679e-11 | 1.7579e-17 | -4.7039e-10 | -2.1679e-11 | 0 | 0 | 0 | 0 | 0 | 0 | 0.95 | 0.88953 | 0.79769 | 0.95 | 0.88953 | 0.79769 | -1.2274e-11 | -128.7319 | 119.553 | -1.2274e-11 | -128.7319 | 119.553
Line1_1_3 | 0 | 0 | 0 | 0 | 0 | 0 | 0 | 0 | 0 | 0 | 0 | 0 | 4.3946e-18 | -1.2905e-09 | -3.5633e-09 | -1.3184e-17 | 1.2905e-09 | 3.5633e-09 | 8.7893e-17 | 3.7632e-09 | 1.7343e-10 | -5.2736e-17 | -3.7632e-09 | -1.7343e-10 | 0 | 0 | 0 | 0 | 0 | 0 | 0.95 | 0.88953 | 0.79769 | 0.95 | 0.88953 | 0.79769 | -1.2275e-11 | -128.7319 | 119.553 | -1.2273e-11 | -128.7319 | 119.553
Line2_1_4 | 0 | 0 | 0 | 0 | 0 | 0 | 0 | 0 | 0 | 0 | 0 | 0 | -3.0762e-17 | -3.2263e-10 | -8.9083e-10 | 3.0762e-17 | 3.2263e-10 | 8.9083e-10 | 3.5157e-17 | 9.4079e-10 | 4.3357e-11 | -3.5157e-17 | -9.4079e-10 | -4.3357e-11 | 0 | 0 | 0 | 0 | 0 | 0 | 0.95 | 0.88953 | 0.79769 | 0.95 | 0.88953 | 0.79769 | -1.2275e-11 | -128.7319 | 119.553 | -1.2274e-11 | -128.7319 | 119.553
Line3_1_5 | 0 | 0 | 0 | 0 | 0 | 0 | 0 | 0 | 0 | 0 | 0 | 0 | -3.0762e-17 | -3.2263e-10 | -8.9083e-10 | 3.0762e-17 | 3.2263e-10 | 8.9083e-10 | 3.5157e-17 | 9.4079e-10 | 4.3357e-11 | -3.5157e-17 | -9.4079e-10 | -4.3357e-11 | 0 | 0 | 0 | 0 | 0 | 0 | 0.95 | 0.88953 | 0.79769 | 0.95 | 0.88953 | 0.79769 | -1.2275e-11 | -128.7319 | 119.553 | -1.2274e-11 | -128.7319 | 119.553
Line4_2_6 | 0 | 1.455 | 1.455 | 0 | 1.455 | 1.455 | 0 | 0.33601 | 0.33601 | 0 | 0.33601 | 0.33601 | -7.0314e-17 | 0.24919 | -0.005316 | 7.0314e-17 | -0.20855 | 0.045962 | 1.0547e-16 | 0.030682 | 0.22336 | -1.4063e-16 | 0.011658 | -0.18102 | 0 | -142.8727 | 37.1273 | 0 | 37.1273 | -142.8727 | 0.95 | 0.74721 | 0.66491 | 0.95 | 0.62161 | 0.55581 | -1.227e-11 | -135.8534 | 128.4907 | -1.2266e-11 | -146.0722 | 141.3743
Line5_6_7 | 0 | 1.455 | 1.455 | 0 | 1.455 | 1.455 | 0 | 0.33601 | 0.33601 | 0 | 0.33601 | 0.33601 | 1.5053e-29 | 0.20855 | -0.045962 | -7.5232e-30 | -0.1679 | 0.086608 | 7.0314e-17 | -0.011658 | 0.18102 | -3.5157e-17 | 0.053997 | -0.13868 | 0 | -142.8727 | 37.1273 | 0 | 37.1273 | -142.8727 | 0.95 | 0.62161 | 0.55581 | 0.95 | 0.52489 | 0.48658 | -1.2266e-11 | -146.0722 | 141.3743 | -1.2261e-11 | -160.7007 | 159.1134
Line6_7_8 | 0 | 1.455 | 1.455 | 0 | 1.455 | 1.455 | 0 | 0.33601 | 0.33601 | 0 | 0.33601 | 0.33601 | 3.0093e-29 | 0.1679 | -0.086608 | -3.0087e-29 | -0.12725 | 0.12725 | 1.4063e-16 | -0.053997 | 0.13868 | -1.4063e-16 | 0.096337 | -0.096337 | 0 | -142.8727 | 37.1273 | 0 | 37.1273 | -142.8727 | 0.95 | 0.52489 | 0.48658 | 0.95 | 0.475 | 0.475 | -1.2261e-11 | -160.7007 | 159.1134 | -1.2258e-11 | -180 | -180
Line7_8_9 | 0 | 0 | 0 | 0 | 0 | 0 | 0 | 0 | 0 | 0 | 0 | 0 | 3.0087e-29 | 1.0547e-16 | -1.4063e-16 | -1.5045e-29 | -2.7798e-16 | 1.439e-16 | 1.4063e-16 | 1.4329e-09 | -1.4329e-09 | -7.0314e-17 | -1.4329e-09 | 1.4329e-09 | 0 | 0 | 0 | 0 | 0 | 0 | 0.95 | 0.475 | 0.475 | 0.95 | 0.475 | 0.475 | -1.2258e-11 | -180 | -180 | -1.2259e-11 | -180 | 180
Line8_8_10 | 0 | 0 | 0 | 0 | 0 | 0 | 0 | 0 | 0 | 0 | 0 | 0 | 1.5043e-29 | 1.4063e-16 | 5.6735e-22 | -1.5046e-29 | -3.1314e-16 | 3.2755e-18 | 7.0314e-17 | 1.4329e-09 | -1.4329e-09 | -7.0314e-17 | -1.4329e-09 | 1.4329e-09 | 0 | 0 | 0 | 0 | 0 | 0 | 0.95 | 0.475 | 0.475 | 0.95 | 0.475 | 0.475 | -1.2258e-11 | -180 | -180 | -1.226e-11 | -180 | 180
Line9_3_11 | 0 | 0 | 0 | 0 | 0 | 0 | 0 | 0 | 0 | 0 | 0 | 0 | 1.3184e-17 | -1.1292e-09 | -3.1179e-09 | -4.3946e-18 | 1.1292e-09 | 3.1179e-09 | 5.2736e-17 | 3.2928e-09 | 1.5175e-10 | -3.5157e-17 | -3.2928e-09 | -1.5175e-10 | 0 | 0 | 0 | 0 | 0 | 0 | 0.95 | 0.88953 | 0.79769 | 0.95 | 0.88953 | 0.79769 | -1.2273e-11 | -128.7319 | 119.553 | -1.2271e-11 | -128.7319 | 119.553

## LL_min_10
name | pf_ikss_a_from_ka | pf_ikss_b_from_ka | pf_ikss_c_from_ka | pf_ikss_a_to_ka | pf_ikss_b_to_ka | pf_ikss_c_to_ka | pf_skss_a_from_mw | pf_skss_b_from_mw | pf_skss_c_from_mw | pf_skss_a_to_mw | pf_skss_b_to_mw | pf_skss_c_to_mw | pf_p_a_from_mw | pf_p_b_from_mw | pf_p_c_from_mw | pf_p_a_to_mw | pf_p_b_to_mw | pf_p_c_to_mw | pf_q_a_from_mvar | pf_q_b_from_mvar | pf_q_c_from_mvar | pf_q_a_to_mvar | pf_q_b_to_mvar | pf_q_c_to_mvar | pf_ikss_a_from_degree | pf_ikss_b_from_degree | pf_ikss_c_from_degree | pf_ikss_a_to_degree | pf_ikss_b_to_degree | pf_ikss_c_to_degree | pf_vm_a_from_pu | pf_vm_b_from_pu | pf_vm_c_from_pu | pf_vm_a_to_pu | pf_vm_b_to_pu | pf_vm_c_to_pu | pf_va_a_from_degree | pf_va_b_from_degree | pf_va_c_from_degree | pf_va_a_to_degree | pf_va_b_to_degree | pf_va_c_to_degree
Line0_1_2 | 0 | 1.3784 | 1.3784 | 0 | 1.3784 | 1.3784 | 0 | 0.31833 | 0.31833 | 0 | 0.31833 | 0.31833 | -1.6653e-17 | 0.26013 | 0.031709 | 1.6653e-17 | -0.22365 | 0.0047711 | 4.996e-17 | 0.065537 | 0.23846 | -3.3307e-17 | -0.027537 | -0.20046 | 0 | -142.8727 | 37.1273 | 0 | 37.1273 | -142.8727 | 0.9 | 0.84271 | 0.7557 | 0.9 | 0.70788 | 0.62991 | -1.1722e-11 | -128.7319 | 119.553 | -1.1718e-11 | -135.8534 | 128.4907
Line10_11_12 | 0 | 0 | 0 | 0 | 0 | 0 | 0 | 0 | 0 | 0 | 0 | 0 | -8.3267e-18 | -8.6869e-10 | -2.3986e-09 | 8.3267e-18 | 8.6869e-10 | 2.3986e-09 | 4.996e-17 | 2.5331e-09 | 1.1674e-10 | -6.6613e-17 | -2.5331e-09 | -1.1674e-10 | 0 | 0 | 0 | 0 | 0 | 0 | 0.9 | 0.84271 | 0.7557 | 0.9 | 0.84271 | 0.7557 | -1.1717e-11 | -128.7319 | 119.553 | -1.1715e-11 | -128.7319 | 119.553
Line11_12_13 | 0 | 0 | 0 | 0 | 0 | 0 | 0 | 0 | 0 | 0 | 0 | 0 | -4.1633e-18 | -7.2391e-10 | -1.9988e-09 | 4.1633e-18 | 7.2391e-10 | 1.9988e-09 | 3.3307e-17 | 2.1109e-09 | 9.7283e-11 | -6.6613e-17 | -2.1109e-09 | -9.7283e-11 | 0 | 0 | 0 | 0 | 0 | 0 | 0.9 | 0.84271 | 0.7557 | 0.9 | 0.84271 | 0.7557 | -1.1715e-11 | -128.7319 | 119.553 | -1.1713e-11 | -128.7319 | 119.553
Line12_13_15 | 0 | 0 | 0 | 0 | 0 | 0 | 0 | 0 | 0 | 0 | 0 | 0 | -4.1633e-18 | -4.3434e-10 | -1.1993e-09 | 4.1633e-18 | 4.3434e-10 | 1.1993e-09 | 8.511e-31 | 1.2665e-09 | 5.837e-11 | -8.5103e-31 | -1.2665e-09 | -5.837e-11 | 0 | 0 | 0 | 0 | 0 | 0 | 0.9 | 0.84271 | 0.7557 | 0.9 | 0.84271 | 0.7557 | -1.1713e-11 | -128.7319 | 119.553 | -1.1712e-11 | -128.7319 | 119.553
Line13_13_14 | 0 | 0 | 0 | 0 | 0 | 0 | 0 | 0 | 0 | 0 | 0 | 0 | 4.1633e-18 | -1.4478e-10 | -3.9976e-10 | 4.1633e-18 | 1.4478e-10 | 3.9976e-10 | 1.6653e-17 | 4.2218e-10 | 1.9457e-11 | -3.3307e-17 | -4.2218e-10 | -1.9457e-11 | 0 | 0 | 0 | 0 | 0 | 0 | 0.9 | 0.84271 | 0.7557 | 0.9 | 0.84271 | 0.7557 | -1.1713e-11 | -128.7319 | 119.553 | -1.1713e-11 | -128.7319 | 119.553
Line14_15_16 | 0 | 0 | 0 | 0 | 0 | 0 | 0 | 0 | 0 | 0 | 0 | 0 | -1.6653e-17 | -2.8956e-10 | -7.9952e-10 | 1.6653e-17 | 2.8956e-10 | 7.9952e-10 | 3.3307e-17 | 8.4436e-10 | 3.8913e-11 | -4.996e-17 | -8.4436e-10 | -3.8913e-11 | 0 | 0 | 0 | 0 | 0 | 0 | 0.9 | 0.84271 | 0.7557 | 0.9 | 0.84271 | 0.7557 | -1.1712e-11 | -128.7319 | 119.553 | -1.1711e-11 | -128.7319 | 119.553
Line15_16_17 | 0 | 0 | 0 | 0 | 0 | 0 | 0 | 0 | 0 | 0 | 0 | 0 | -1.249e-17 | -1.4478e-10 | -3.9976e-10 | 4.1633e-18 | 1.4478e-10 | 3.9976e-10 | 2.5529e-30 | 4.2218e-10 | 1.9457e-11 | -1.6653e-17 | -4.2218e-10 | -1.9457e-11 | 0 | 0 | 0 | 0 | 0 | 0 | 0.9 | 0.84271 | 0.7557 | 0.9 | 0.84271 | 0.7557 | -1.1711e-11 | -128.7319 | 119.553 | -1.1711e-11 | -128.7319 | 119.553
Line16_4_18 | 0 | 0 | 0 | 0 | 0 | 0 | 0 | 0 | 0 | 0 | 0 | 0 | 4.1633e-18 | -1.4478e-10 | -3.9976e-10 | -4.1633e-18 | 1.4478e-10 | 3.9976e-10 | 1.6653e-17 | 4.2218e-10 | 1.9457e-11 | -1.6653e-17 | -4.2218e-10 | -1.9457e-11 | 0 | 0 | 0 | 0 | 0 | 0 | 0.9 | 0.84271 | 0.7557 | 0.9 | 0.84271 | 0.7557 | -1.1721e-11 | -128.7319 | 119.553 | -1.172e-11 | -128.7319 | 119.553
Line17_5_19 | 0 | 0 | 0 | 0 | 0 | 0 | 0 | 0 | 0 | 0 | 0 | 0 | 4.1633e-18 | -1.4478e-10 | -3.9976e-10 | -4.1633e-18 | 1.4478e-10 | 3.9976e-10 | 1.6653e-17 | 4.2218e-10 | 1.9457e-11 | -1.6653e-17 | -4.2218e-10 | -1.9457e-11 | 0 | 0 | 0 | 0 | 0 | 0 | 0.9 | 0.84271 | 0.7557 | 0.9 | 0.84271 | 0.7557 | -1.1721e-11 | -128.7319 | 119.553 | -1.172e-11 | -128.7319 | 119.553
Line1_1_3 | 0 | 0 | 0 | 0 | 0 | 0 | 0 | 0 | 0 | 0 | 0 | 0 | -1.249e-17 | -1.1582e-09 | -3.1981e-09 | -4.1633e-18 | 1.1582e-09 | 3.1981e-09 | 6.6613e-17 | 3.3775e-09 | 1.5565e-10 | -4.996e-17 | -3.3775e-09 | -1.5565e-10 | 0 | 0 | 0 | 0 | 0 | 0 | 0.9 | 0.84271 | 0.7557 | 0.9 | 0.84271 | 0.7557 | -1.1722e-11 | -128.7319 | 119.553 | -1.1719e-11 | -128.7319 | 119.553
Line2_1_4 | 0 | 0 | 0 | 0 | 0 | 0 | 0 | 0 | 0 | 0 | 0 | 0 | -2.498e-17 | -2.8956e-10 | -7.9952e-10 | 1.6653e-17 | 2.8956e-10 | 7.9952e-10 | 5.1104e-30 | 8.4436e-10 | 3.8913e-11 | 1.6653e-17 | -8.4436e-10 | -3.8913e-11 | 0 | 0 | 0 | 0 | 0 | 0 | 0.9 | 0.84271 | 0.7557 | 0.9 | 0.84271 | 0.7557 | -1.1722e-11 | -128.7319 | 119.553 | -1.1721e-11 | -128.7319 | 119.553
Line3_1_5 | 0 | 0 | 0 | 0 | 0 | 0 | 0 | 0 | 0 | 0 | 0 | 0 | -2.498e-17 | -2.8956e-10 | -7.9952e-10 | 1.6653e-17 | 2.8956e-10 | 7.9952e-10 | 5.1104e-30 | 8.4436e-10 | 3.8913e-11 | 1.6653e-17 | -8.4436e-10 | -3.8913e-11 | 0 | 0 | 0 | 0 | 0 | 0 | 0.9 | 0.84271 | 0.7557 | 0.9 | 0.84271 | 0.7557 | -1.1722e-11 | -128.7319 | 119.553 | -1.1721e-11 | -128.7319 | 119.553
Line4_2_6 | 0 | 1.3784 | 1.3784 | 0 | 1.3784 | 1.3784 | 0 | 0.31833 | 0.31833 | 0 | 0.31833 | 0.31833 | 3.3307e-17 | 0.22365 | -0.0047711 | -1.3621e-29 | -0.18717 | 0.041251 | 3.3307e-17 | 0.027537 | 0.20046 | -6.6613e-17 | 0.010463 | -0.16246 | 0 | -142.8727 | 37.1273 | 0 | 37.1273 | -142.8727 | 0.9 | 0.70788 | 0.62991 | 0.9 | 0.5889 | 0.52656 | -1.1718e-11 | -135.8534 | 128.4907 | -1.1716e-11 | -146.0722 | 141.3743
Line5_6_7 | 0 | 1.3784 | 1.3784 | 0 | 1.3784 | 1.3784 | 0 | 0.31833 | 0.31833 | 0 | 0.31833 | 0.31833 | 0 | 0.18717 | -0.041251 | 3.3307e-17 | -0.15069 | 0.077731 | 0 | -0.010463 | 0.16246 | -3.3307e-17 | 0.048463 | -0.12446 | 0 | -142.8727 | 37.1273 | 0 | 37.1273 | -142.8727 | 0.9 | 0.5889 | 0.52656 | 0.9 | 0.49726 | 0.46097 | -1.1716e-11 | -146.0722 | 141.3743 | -1.1713e-11 | -160.7007 | 159.1134
Line6_7_8 | 0 | 1.3784 | 1.3784 | 0 | 1.3784 | 1.3784 | 0 | 0.31833 | 0.31833 | 0 | 0.31833 | 0.31833 | 6.6613e-17 | 0.15069 | -0.077731 | -6.6613e-17 | -0.11421 | 0.11421 | 6.6613e-17 | -0.048463 | 0.12446 | -6.6613e-17 | 0.086463 | -0.086463 | 0 | -142.8727 | 37.1273 | 0 | 37.1273 | -142.8727 | 0.9 | 0.49726 | 0.46097 | 0.9 | 0.45 | 0.45 | -1.1713e-11 | -160.7007 | 159.1134 | -1.171e-11 | -180 | -180
Line7_8_9 | 0 | 0 | 0 | 0 | 0 | 0 | 0 | 0 | 0 | 0 | 0 | 0 | 6.6613e-17 | -5.5462e-22 | 4.8418e-22 | -6.6613e-17 | -9.6979e-17 | 1.3617e-16 | -1.3614e-29 | 1.286e-09 | -1.286e-09 | 6.6613e-17 | -1.286e-09 | 1.286e-09 | 0 | 0 | 0 | 0 | 0 | 0 | 0.9 | 0.45 | 0.45 | 0.9 | 0.45 | 0.45 | -1.171e-11 | -180 | -180 | -1.1711e-11 | -180 | 180
Line8_8_10 | 0 | 0 | 0 | 0 | 0 | 0 | 0 | 0 | 0 | 0 | 0 | 0 | 1.3323e-16 | -5.5462e-22 | 4.8418e-22 | -6.6613e-17 | -1.3029e-16 | 2.9398e-18 | -2.7228e-29 | 1.286e-09 | -1.286e-09 | -6.6613e-17 | -1.286e-09 | 1.286e-09 | 0 | 0 | 0 | 0 | 0 | 0 | 0.9 | 0.45 | 0.45 | 0.9 | 0.45 | 0.45 | -1.171e-11 | -180 | -180 | -1.1711e-11 | -180 | 180
Line9_3_11 | 0 | 0 | 0 | 0 | 0 | 0 | 0 | 0 | 0 | 0 | 0 | 0 | 2.0817e-17 | -1.0135e-09 | -2.7983e-09 | -2.9143e-17 | 1.0135e-09 | 2.7983e-09 | 6.6613e-17 | 2.9553e-09 | 1.362e-10 | -8.3267e-17 | -2.9553e-09 | -1.362e-10 | 0 | 0 | 0 | 0 | 0 | 0 | 0.9 | 0.84271 | 0.7557 | 0.9 | 0.84271 | 0.7557 | -1.1719e-11 | -128.7319 | 119.553 | -1.1717e-11 | -128.7319 | 119.553

## LL_min_fault_6
name | pf_ikss_a_from_ka | pf_ikss_b_from_ka | pf_ikss_c_from_ka | pf_ikss_a_to_ka | pf_ikss_b_to_ka | pf_ikss_c_to_ka | pf_skss_a_from_mw | pf_skss_b_from_mw | pf_skss_c_from_mw | pf_skss_a_to_mw | pf_skss_b_to_mw | pf_skss_c_to_mw | pf_p_a_from_mw | pf_p_b_from_mw | pf_p_c_from_mw | pf_p_a_to_mw | pf_p_b_to_mw | pf_p_c_to_mw | pf_q_a_from_mvar | pf_q_b_from_mvar | pf_q_c_from_mvar | pf_q_a_to_mvar | pf_q_b_to_mvar | pf_q_c_to_mvar | pf_ikss_a_from_degree | pf_ikss_b_from_degree | pf_ikss_c_from_degree | pf_ikss_a_to_degree | pf_ikss_b_to_degree | pf_ikss_c_to_degree | pf_vm_a_from_pu | pf_vm_b_from_pu | pf_vm_c_from_pu | pf_vm_a_to_pu | pf_vm_b_to_pu | pf_vm_c_to_pu | pf_va_a_from_degree | pf_va_b_from_degree | pf_va_c_from_degree | pf_va_a_to_degree | pf_va_b_to_degree | pf_va_c_to_degree
Line0_1_2 | 0 | 0.051843 | 0.051843 | 0 | 0.051843 | 0.051843 | 0 | 0.011973 | 0.011973 | 0 | 0.011973 | 0.011973 | 2.7466e-18 | 0.010966 | 0.0028847 | -2.7466e-18 | -0.010915 | -0.0028331 | -2.1826e-32 | 0.0029326 | 0.010936 | -1.0987e-18 | -0.0028788 | -0.010882 | 0 | -135.2796 | 44.7204 | 0 | 44.7204 | -135.2796 | 0.95 | 0.94815 | 0.94465 | 0.95 | 0.94283 | 0.93921 | -4.5529e-13 | -120.3084 | 119.9432 | -4.551e-13 | -120.5043 | 120.1275
Line10_11_12 | 0 | 0 | 0 | 0 | 0 | 0 | 0 | 0 | 0 | 0 | 0 | 0 | -6.8666e-20 | -3.8309e-11 | -1.1119e-10 | 6.8666e-20 | 3.8309e-11 | 1.1119e-10 | 2.7466e-18 | 1.0665e-10 | 1.9584e-11 | -2.7466e-18 | -1.0665e-10 | -1.9584e-11 | 0 | 0 | 0 | 0 | 0 | 0 | 0.95 | 0.94815 | 0.94465 | 0.95 | 0.94815 | 0.94465 | -4.5515e-13 | -120.3084 | 119.9432 | -4.5507e-13 | -120.3084 | 119.9432
Line11_12_13 | 0 | 0 | 0 | 0 | 0 | 0 | 0 | 0 | 0 | 0 | 0 | 0 | -2.06e-19 | -3.1925e-11 | -9.2658e-11 | 2.06e-19 | 3.1925e-11 | 9.2658e-11 | 2.1973e-18 | 8.8872e-11 | 1.632e-11 | -3.296e-18 | -8.8872e-11 | -1.632e-11 | 0 | 0 | 0 | 0 | 0 | 0 | 0.95 | 0.94815 | 0.94465 | 0.95 | 0.94815 | 0.94465 | -4.5507e-13 | -120.3084 | 119.9432 | -4.55e-13 | -120.3084 | 119.9432
Line12_13_15 | 0 | 0 | 0 | 0 | 0 | 0 | 0 | 0 | 0 | 0 | 0 | 0 | 1.3047e-18 | -1.9155e-11 | -5.5595e-11 | -1.3047e-18 | 1.9155e-11 | 5.5595e-11 | 5.4933e-19 | 5.3323e-11 | 9.7921e-12 | -5.4933e-19 | -5.3323e-11 | -9.7921e-12 | 0 | 0 | 0 | 0 | 0 | 0 | 0.95 | 0.94815 | 0.94465 | 0.95 | 0.94815 | 0.94465 | -4.55e-13 | -120.3084 | 119.9432 | -4.5497e-13 | -120.3084 | 119.9432
Line13_13_14 | 0 | 0 | 0 | 0 | 0 | 0 | 0 | 0 | 0 | 0 | 0 | 0 | 1.03e-18 | -6.3849e-12 | -1.8532e-11 | -1.03e-18 | 6.3849e-12 | 1.8532e-11 | -8.1795e-33 | 1.7774e-11 | 3.264e-12 | -5.4933e-19 | -1.7774e-11 | -3.264e-12 | 0 | 0 | 0 | 0 | 0 | 0 | 0.95 | 0.94815 | 0.94465 | 0.95 | 0.94815 | 0.94465 | -4.55e-13 | -120.3084 | 119.9432 | -4.55e-13 | -120.3084 | 119.9432
Line14_15_16 | 0 | 0 | 0 | 0 | 0 | 0 | 0 | 0 | 0 | 0 | 0 | 0 | -7.5533e-19 | -1.277e-11 | -3.7063e-11 | 7.5533e-19 | 1.277e-11 | 3.7063e-11 | 1.0987e-18 | 3.5549e-11 | 6.5281e-12 | -1.0987e-18 | -3.5549e-11 | -6.5281e-12 | 0 | 0 | 0 | 0 | 0 | 0 | 0.95 | 0.94815 | 0.94465 | 0.95 | 0.94815 | 0.94465 | -4.5497e-13 | -120.3084 | 119.9432 | -4.5493e-13 | -120.3084 | 119.9432
Line15_16_17 | 0 | 0 | 0 | 0 | 0 | 0 | 0 | 0 | 0 | 0 | 0 | 0 | -1.0987e-18 | -6.3849e-12 | -1.8532e-11 | 1.0987e-18 | 6.3849e-12 | 1.8532e-11 | 1.648e-18 | 1.7774e-11 | 3.264e-12 | -5.4933e-19 | -1.7774e-11 | -3.264e-12 | 0 | 0 | 0 | 0 | 0 | 0 | 0.95 | 0.94815 | 0.94465 | 0.95 | 0.94815 | 0.94465 | -4.5493e-13 | -120.3084 | 119.9432 | -4.5492e-13 | -120.3084 | 119.9432
Line16_4_18 | 0 | 0 | 0 | 0 | 0 | 0 | 0 | 0 | 0 | 0 | 0 | 0 | -5.4933e-19 | -6.3849e-12 | -1.8532e-11 | 5.4933e-19 | 6.3849e-12 | 1.8532e-11 | 1.0987e-18 | 1.7774e-11 | 3.264e-12 | -1.648e-18 | -1.7774e-11 | -3.264e-12 | 0 | 0 | 0 | 0 | 0 | 0 | 0.95 | 0.94815 | 0.94465 | 0.95 | 0.94815 | 0.94465 | -4.5525e-13 | -120.3084 | 119.9432 | -4.5524e-13 | -120.3084 | 119.9432
Line17_5_19 | 0 | 0 | 0 | 0 | 0 | 0 | 0 | 0 | 0 | 0 | 0 | 0 | -5.4933e-19 | -6.3849e-12 | -1.8532e-11 | 5.4933e-19 | 6.3849e-12 | 1.8532e-11 | 1.0987e-18 | 1.7774e-11 | 3.264e-12 | -1.648e-18 | -1.7774e-11 | -3.264e-12 | 0 | 0 | 0 | 0 | 0 | 0 | 0.95 | 0.94815 | 0.94465 | 0.95 | 0.94815 | 0.94465 | -4.5525e-13 | -120.3084 | 119.9432 | -4.5524e-13 | -120.3084 | 119.9432
Line1_1_3 | 0 | 0 | 0 | 0 | 0 | 0 | 0 | 0 | 0 | 0 | 0 | 0 | 1.236e-18 | -5.1079e-11 | -1.4825e-10 | -1.5107e-18 | 5.1079e-11 | 1.4825e-10 | 2.7466e-18 | 1.422e-10 | 2.6112e-11 | -1.648e-18 | -1.422e-10 | -2.6112e-11 | 0 | 0 | 0 | 0 | 0 | 0 | 0.95 | 0.94815 | 0.94465 | 0.95 | 0.94815 | 0.94465 | -4.5529e-13 | -120.3084 | 119.9432 | -4.5522e-13 | -120.3084 | 119.9432
Line2_1_4 | 0 | 0 | 0 | 0 | 0 | 0 | 0 | 0 | 0 | 0 | 0 | 0 | -6.8666e-19 | -1.277e-11 | -3.7063e-11 | 4.12e-19 | 1.277e-11 | 3.7063e-11 | 1.0987e-18 | 3.5549e-11 | 6.5281e-12 | -5.4933e-19 | -3.5549e-11 | -6.5281e-12 | 0 | 0 | 0 | 0 | 0 | 0 | 0.95 | 0.94815 | 0.94465 | 0.95 | 0.94815 | 0.94465 | -4.5529e-13 | -120.3084 | 119.9432 | -4.5525e-13 | -120.3084 | 119.9432
Line3_1_5 | 0 | 0 | 0 | 0 | 0 | 0 | 0 | 0 | 0 | 0 | 0 | 0 | -6.8666e-19 | -1.277e-11 | -3.7063e-11 | 4.12e-19 | 1.277e-11 | 3.7063e-11 | 1.0987e-18 | 3.5549e-11 | 6.5281e-12 | -5.4933e-19 | -3.5549e-11 | -6.5281e-12 | 0 | 0 | 0 | 0 | 0 | 0 | 0.95 | 0.94815 | 0.94465 | 0.95 | 0.94815 | 0.94465 | -4.5529e-13 | -120.3084 | 119.9432 | -4.5525e-13 | -120.3084 | 119.9432
Line4_2_6 | 0 | 0.051843 | 0.051843 | 0 | 0.051843 | 0.051843 | 0 | 0.011973 | 0.011973 | 0 | 0.011973 | 0.011973 | 1.0987e-18 | 0.010915 | 0.0028331 | -3.4895e-32 | -0.010863 | -0.0027815 | 2.1973e-18 | 0.0028788 | 0.010882 | -4.3946e-18 | -0.0028251 | -0.010828 | 0 | -135.2796 | 44.7204 | 0 | 44.7204 | -135.2796 | 0.95 | 0.94283 | 0.93921 | 0.95 | 0.93752 | 0.93379 | -4.551e-13 | -120.5043 | 120.1275 | -4.5495e-13 | -120.7024 | 120.3141
Line5_6_7 | 0 | 0.051843 | 0.051843 | 0 | 0.051843 | 0.051843 | 0 | 0.011973 | 0.011973 | 0 | 0.011973 | 0.011973 | 2.1973e-18 | 0.010863 | 0.0027815 | 1.0987e-18 | -0.010812 | -0.0027299 | 4.3946e-18 | 0.0028251 | 0.010828 | -4.3946e-18 | -0.0027713 | -0.010775 | 0 | -135.2796 | 44.7204 | 0 | 44.7204 | -135.2796 | 0.95 | 0.93752 | 0.93379 | 0.95 | 0.93223 | 0.92837 | -4.5495e-13 | -120.7024 | 120.3141 | -4.5478e-13 | -120.9028 | 120.5028
Line6_7_8 | 0 | 0.051843 | 0.051843 | 0 | 0.051843 | 0.051843 | 0 | 0.011973 | 0.011973 | 0 | 0.011973 | 0.011973 | 2.1973e-18 | 0.010812 | 0.0027299 | -4.3946e-18 | -0.01076 | -0.0026783 | 4.3946e-18 | 0.0027713 | 0.010775 | -4.3946e-18 | -0.0027175 | -0.010721 | 0 | -135.2796 | 44.7204 | 0 | 44.7204 | -135.2796 | 0.95 | 0.93223 | 0.92837 | 0.95 | 0.92694 | 0.92297 | -4.5478e-13 | -120.9028 | 120.5028 | -4.5465e-13 | -121.1055 | 120.6937
Line7_8_9 | 0 | 0 | 0 | 0 | 0 | 0 | 0 | 0 | 0 | 0 | 0 | 0 | -2.1973e-18 | -7.7759e-11 | -9.1252e-11 | 2.1973e-18 | 7.7759e-11 | 9.1252e-11 | 4.3946e-18 | 6.2294e-11 | -3.8923e-11 | -2.1973e-18 | -6.2294e-11 | 3.8923e-11 | 0 | 0 | 0 | 0 | 0 | 0 | 0.95 | 0.92694 | 0.92297 | 0.95 | 0.92694 | 0.92297 | -4.5465e-13 | -121.1055 | 120.6937 | -4.5468e-13 | -121.1055 | 120.6937
Line8_8_10 | 0 | 0 | 0 | 0 | 0 | 0 | 0 | 0 | 0 | 0 | 0 | 0 | 5.2308e-32 | -7.7759e-11 | -9.1252e-11 | -2.1973e-18 | 7.7759e-11 | 9.1252e-11 | 6.5919e-18 | 6.2294e-11 | -3.8923e-11 | -2.1973e-18 | -6.2294e-11 | 3.8923e-11 | 0 | 0 | 0 | 0 | 0 | 0 | 0.95 | 0.92694 | 0.92297 | 0.95 | 0.92694 | 0.92297 | -4.5465e-13 | -121.1055 | 120.6937 | -4.5471e-13 | -121.1055 | 120.6937
Line9_3_11 | 0 | 0 | 0 | 0 | 0 | 0 | 0 | 0 | 0 | 0 | 0 | 0 | 8.2399e-19 | -4.4694e-11 | -1.2972e-10 | -8.2399e-19 | 4.4694e-11 | 1.2972e-10 | 3.296e-18 | 1.2442e-10 | 2.2848e-11 | -2.1973e-18 | -1.2442e-10 | -2.2848e-11 | 0 | 0 | 0 | 0 | 0 | 0 | 0.95 | 0.94815 | 0.94465 | 0.95 | 0.94815 | 0.94465 | -4.5522e-13 | -120.3084 | 119.9432 | -4.5515e-13 | -120.3084 | 119.9432

## LL_min_fault_10
name | pf_ikss_a_from_ka | pf_ikss_b_from_ka | pf_ikss_c_from_ka | pf_ikss_a_to_ka | pf_ikss_b_to_ka | pf_ikss_c_to_ka | pf_skss_a_from_mw | pf_skss_b_from_mw | pf_skss_c_from_mw | pf_skss_a_to_mw | pf_skss_b_to_mw | pf_skss_c_to_mw | pf_p_a_from_mw | pf_p_b_from_mw | pf_p_c_from_mw | pf_p_a_to_mw | pf_p_b_to_mw | pf_p_c_to_mw | pf_q_a_from_mvar | pf_q_b_from_mvar | pf_q_c_from_mvar | pf_q_a_to_mvar | pf_q_b_to_mvar | pf_q_c_to_mvar | pf_ikss_a_from_degree | pf_ikss_b_from_degree | pf_ikss_c_from_degree | pf_ikss_a_to_degree | pf_ikss_b_to_degree | pf_ikss_c_to_degree | pf_vm_a_from_pu | pf_vm_b_from_pu | pf_vm_c_from_pu | pf_vm_a_to_pu | pf_vm_b_to_pu | pf_vm_c_to_pu | pf_va_a_from_degree | pf_va_b_from_degree | pf_va_c_from_degree | pf_va_a_to_degree | pf_va_b_to_degree | pf_va_c_to_degree
Line0_1_2 | 0 | 0.049114 | 0.049114 | 0 | 0.049114 | 0.049114 | 0 | 0.011342 | 0.011342 | 0 | 0.011342 | 0.011342 | 1.5613e-18 | 0.0098425 | 0.002589 | -2.6021e-18 | -0.0097961 | -0.0025427 | 2.0817e-18 | 0.002632 | 0.009815 | -1.0408e-18 | -0.0025837 | -0.0097667 | 0 | -135.2796 | 44.7204 | 0 | 44.7204 | -135.2796 | 0.9 | 0.89825 | 0.89493 | 0.9 | 0.89321 | 0.88978 | -4.4788e-13 | -120.3084 | 119.9432 | -4.4773e-13 | -120.5043 | 120.1275
Line10_11_12 | 0 | 0 | 0 | 0 | 0 | 0 | 0 | 0 | 0 | 0 | 0 | 0 | 6.5052e-19 | -3.4383e-11 | -9.9793e-11 | -6.5052e-19 | 3.4383e-11 | 9.9793e-11 | 2.0817e-18 | 9.5716e-11 | 1.7577e-11 | -2.6021e-18 | -9.5716e-11 | -1.7577e-11 | 0 | 0 | 0 | 0 | 0 | 0 | 0.9 | 0.89825 | 0.89493 | 0.9 | 0.89825 | 0.89493 | -4.4774e-13 | -120.3084 | 119.9432 | -4.4767e-13 | -120.3084 | 119.9432
Line11_12_13 | 0 | 0 | 0 | 0 | 0 | 0 | 0 | 0 | 0 | 0 | 0 | 0 | -5.2042e-19 | -2.8652e-11 | -8.3161e-11 | 5.2042e-19 | 2.8652e-11 | 8.3161e-11 | 3.1225e-18 | 7.9764e-11 | 1.4648e-11 | -3.1225e-18 | -7.9764e-11 | -1.4648e-11 | 0 | 0 | 0 | 0 | 0 | 0 | 0.9 | 0.89825 | 0.89493 | 0.9 | 0.89825 | 0.89493 | -4.4767e-13 | -120.3084 | 119.9432 | -4.476e-13 | -120.3084 | 119.9432
Line12_13_15 | 0 | 0 | 0 | 0 | 0 | 0 | 0 | 0 | 0 | 0 | 0 | 0 | 1.9516e-19 | -1.7191e-11 | -4.9896e-11 | -1.9516e-19 | 1.7191e-11 | 4.9896e-11 | 5.2042e-19 | 4.7858e-11 | 8.7885e-12 | -5.2042e-19 | -4.7858e-11 | -8.7885e-12 | 0 | 0 | 0 | 0 | 0 | 0 | 0.9 | 0.89825 | 0.89493 | 0.9 | 0.89825 | 0.89493 | -4.476e-13 | -120.3084 | 119.9432 | -4.4756e-13 | -120.3084 | 119.9432
Line13_13_14 | 0 | 0 | 0 | 0 | 0 | 0 | 0 | 0 | 0 | 0 | 0 | 0 | -6.5052e-20 | -5.7305e-12 | -1.6632e-11 | 6.5052e-20 | 5.7305e-12 | 1.6632e-11 | -5.2042e-19 | 1.5953e-11 | 2.9295e-12 | 5.2042e-19 | -1.5953e-11 | -2.9295e-12 | 0 | 0 | 0 | 0 | 0 | 0 | 0.9 | 0.89825 | 0.89493 | 0.9 | 0.89825 | 0.89493 | -4.476e-13 | -120.3084 | 119.9432 | -4.476e-13 | -120.3084 | 119.9432
Line14_15_16 | 0 | 0 | 0 | 0 | 0 | 0 | 0 | 0 | 0 | 0 | 0 | 0 | -4.5536e-19 | -1.1461e-11 | -3.3264e-11 | 1.9516e-19 | 1.1461e-11 | 3.3264e-11 | 1.0408e-18 | 3.1905e-11 | 5.859e-12 | -1.0408e-18 | -3.1905e-11 | -5.859e-12 | 0 | 0 | 0 | 0 | 0 | 0 | 0.9 | 0.89825 | 0.89493 | 0.9 | 0.89825 | 0.89493 | -4.4756e-13 | -120.3084 | 119.9432 | -4.4753e-13 | -120.3084 | 119.9432
Line15_16_17 | 0 | 0 | 0 | 0 | 0 | 0 | 0 | 0 | 0 | 0 | 0 | 0 | 6.5052e-20 | -5.7305e-12 | -1.6632e-11 | -5.8547e-19 | 5.7305e-12 | 1.6632e-11 | 1.0408e-18 | 1.5953e-11 | 2.9295e-12 | 4.5729e-33 | -1.5953e-11 | -2.9295e-12 | 0 | 0 | 0 | 0 | 0 | 0 | 0.9 | 0.89825 | 0.89493 | 0.9 | 0.89825 | 0.89493 | -4.4753e-13 | -120.3084 | 119.9432 | -4.4752e-13 | -120.3084 | 119.9432
Line16_4_18 | 0 | 0 | 0 | 0 | 0 | 0 | 0 | 0 | 0 | 0 | 0 | 0 | -1.9516e-19 | -5.7305e-12 | -1.6632e-11 | 1.9516e-19 | 5.7305e-12 | 1.6632e-11 | 5.2042e-19 | 1.5953e-11 | 2.9295e-12 | -1.5254e-33 | -1.5953e-11 | -2.9295e-12 | 0 | 0 | 0 | 0 | 0 | 0 | 0.9 | 0.89825 | 0.89493 | 0.9 | 0.89825 | 0.89493 | -4.4785e-13 | -120.3084 | 119.9432 | -4.4783e-13 | -120.3084 | 119.9432
Line17_5_19 | 0 | 0 | 0 | 0 | 0 | 0 | 0 | 0 | 0 | 0 | 0 | 0 | -1.9516e-19 | -5.7305e-12 | -1.6632e-11 | 1.9516e-19 | 5.7305e-12 | 1.6632e-11 | 5.2042e-19 | 1.5953e-11 | 2.9295e-12 | -1.5254e-33 | -1.5953e-11 | -2.9295e-12 | 0 | 0 | 0 | 0 | 0 | 0 | 0.9 | 0.89825 | 0.89493 | 0.9 | 0.89825 | 0.89493 | -4.4785e-13 | -120.3084 | 119.9432 | -4.4783e-13 | -120.3084 | 119.9432
Line1_1_3 | 0 | 0 | 0 | 0 | 0 | 0 | 0 | 0 | 0 | 0 | 0 | 0 | 1.0408e-18 | -4.5844e-11 | -1.3306e-10 | -7.8063e-19 | 4.5844e-11 | 1.3306e-10 | 3.1225e-18 | 1.2762e-10 | 2.3436e-11 | -2.0817e-18 | -1.2762e-10 | -2.3436e-11 | 0 | 0 | 0 | 0 | 0 | 0 | 0.9 | 0.89825 | 0.89493 | 0.9 | 0.89825 | 0.89493 | -4.4788e-13 | -120.3084 | 119.9432 | -4.4781e-13 | -120.3084 | 119.9432
Line2_1_4 | 0 | 0 | 0 | 0 | 0 | 0 | 0 | 0 | 0 | 0 | 0 | 0 | -9.1073e-19 | -1.1461e-11 | -3.3264e-11 | 9.1073e-19 | 1.1461e-11 | 3.3264e-11 | 5.2042e-19 | 3.1905e-11 | 5.859e-12 | -5.2042e-19 | -3.1905e-11 | -5.859e-12 | 0 | 0 | 0 | 0 | 0 | 0 | 0.9 | 0.89825 | 0.89493 | 0.9 | 0.89825 | 0.89493 | -4.4788e-13 | -120.3084 | 119.9432 | -4.4785e-13 | -120.3084 | 119.9432
Line3_1_5 | 0 | 0 | 0 | 0 | 0 | 0 | 0 | 0 | 0 | 0 | 0 | 0 | -9.1073e-19 | -1.1461e-11 | -3.3264e-11 | 9.1073e-19 | 1.1461e-11 | 3.3264e-11 | 5.2042e-19 | 3.1905e-11 | 5.859e-12 | -5.2042e-19 | -3.1905e-11 | -5.859e-12 | 0 | 0 | 0 | 0 | 0 | 0 | 0.9 | 0.89825 | 0.89493 | 0.9 | 0.89825 | 0.89493 | -4.4788e-13 | -120.3084 | 119.9432 | -4.4785e-13 | -120.3084 | 119.9432
Line4_2_6 | 0 | 0.049114 | 0.049114 | 0 | 0.049114 | 0.049114 | 0 | 0.011342 | 0.011342 | 0 | 0.011342 | 0.011342 | 4.1633e-18 | 0.0097961 | 0.0025427 | -2.0817e-18 | -0.0097498 | -0.0024964 | 2.0817e-18 | 0.0025837 | 0.0097667 | -1.0408e-18 | -0.0025355 | -0.0097185 | 0 | -135.2796 | 44.7204 | 0 | 44.7204 | -135.2796 | 0.9 | 0.89321 | 0.88978 | 0.9 | 0.88818 | 0.88464 | -4.4773e-13 | -120.5043 | 120.1275 | -4.4761e-13 | -120.7024 | 120.3141
Line5_6_7 | 0 | 0.049114 | 0.049114 | 0 | 0.049114 | 0.049114 | 0 | 0.011342 | 0.011342 | 0 | 0.011342 | 0.011342 | 2.0817e-18 | 0.0097498 | 0.0024964 | -1.0408e-18 | -0.0097035 | -0.0024501 | 4.1633e-18 | 0.0025355 | 0.0097185 | -4.1633e-18 | -0.0024873 | -0.0096702 | 0 | -135.2796 | 44.7204 | 0 | 44.7204 | -135.2796 | 0.9 | 0.88818 | 0.88464 | 0.9 | 0.88316 | 0.87951 | -4.4761e-13 | -120.7024 | 120.3141 | -4.4745e-13 | -120.9028 | 120.5028
Line6_7_8 | 0 | 0.049114 | 0.049114 | 0 | 0.049114 | 0.049114 | 0 | 0.011342 | 0.011342 | 0 | 0.011342 | 0.011342 | 3.2513e-32 | 0.0097035 | 0.0024501 | -3.2502e-32 | -0.0096572 | -0.0024038 | 4.1633e-18 | 0.0024873 | 0.0096702 | -4.1633e-18 | -0.002439 | -0.009622 | 0 | -135.2796 | 44.7204 | 0 | 44.7204 | -135.2796 | 0.9 | 0.88316 | 0.87951 | 0.9 | 0.87816 | 0.87439 | -4.4745e-13 | -120.9028 | 120.5028 | -4.473e-13 | -121.1055 | 120.6937
Line7_8_9 | 0 | 0 | 0 | 0 | 0 | 0 | 0 | 0 | 0 | 0 | 0 | 0 | -2.0817e-18 | -6.9789e-11 | -8.1899e-11 | 2.0817e-18 | 6.9789e-11 | 8.1899e-11 | 6.245e-18 | 5.5909e-11 | -3.4934e-11 | -6.245e-18 | -5.5909e-11 | 3.4934e-11 | 0 | 0 | 0 | 0 | 0 | 0 | 0.9 | 0.87816 | 0.87439 | 0.9 | 0.87816 | 0.87439 | -4.473e-13 | -121.1055 | 120.6937 | -4.4733e-13 | -121.1055 | 120.6937
Line8_8_10 | 0 | 0 | 0 | 0 | 0 | 0 | 0 | 0 | 0 | 0 | 0 | 0 | 2.0817e-18 | -6.9789e-11 | -8.1899e-11 | -1.6253e-32 | 6.9789e-11 | 8.1899e-11 | 2.0817e-18 | 5.5909e-11 | -3.4934e-11 | -2.0817e-18 | -5.5909e-11 | 3.4934e-11 | 0 | 0 | 0 | 0 | 0 | 0 | 0.9 | 0.87816 | 0.87439 | 0.9 | 0.87816 | 0.87439 | -4.473e-13 | -121.1055 | 120.6937 | -4.4735e-13 | -121.1055 | 120.6937
Line9_3_11 | 0 | 0 | 0 | 0 | 0 | 0 | 0 | 0 | 0 | 0 | 0 | 0 | 6.5052e-19 | -4.0113e-11 | -1.1643e-10 | -3.9031e-19 | 4.0113e-11 | 1.1643e-10 | 2.6021e-18 | 1.1167e-10 | 2.0507e-11 | -2.0817e-18 | -1.1167e-10 | -2.0507e-11 | 0 | 0 | 0 | 0 | 0 | 0 | 0.9 | 0.89825 | 0.89493 | 0.9 | 0.89825 | 0.89493 | -4.4781e-13 | -120.3084 | 119.9432 | -4.4774e-13 | -120.3084 | 119.9432

## LG_max_6
name | pf_ikss_a_from_ka | pf_ikss_b_from_ka | pf_ikss_c_from_ka | pf_ikss_a_to_ka | pf_ikss_b_to_ka | pf_ikss_c_to_ka | pf_skss_a_from_mw | pf_skss_b_from_mw | pf_skss_c_from_mw | pf_skss_a_to_mw | pf_skss_b_to_mw | pf_skss_c_to_mw | pf_p_a_from_mw | pf_p_b_from_mw | pf_p_c_from_mw | pf_p_a_to_mw | pf_p_b_to_mw | pf_p_c_to_mw | pf_q_a_from_mvar | pf_q_b_from_mvar | pf_q_c_from_mvar | pf_q_a_to_mvar | pf_q_b_to_mvar | pf_q_c_to_mvar | pf_ikss_a_from_degree | pf_ikss_b_from_degree | pf_ikss_c_from_degree | pf_ikss_a_to_degree | pf_ikss_b_to_degree | pf_ikss_c_to_degree | pf_vm_a_from_pu | pf_vm_b_from_pu | pf_vm_c_from_pu | pf_vm_a_to_pu | pf_vm_b_to_pu | pf_vm_c_to_pu | pf_va_a_from_degree | pf_va_b_from_degree | pf_va_c_from_degree | pf_va_a_to_degree | pf_va_b_to_degree | pf_va_c_to_degree
Line0_1_2 | 0.047929 | 2.2705e-06 | 2.2705e-06 | 0.047929 | 1.8931e-06 | 1.8931e-06 | 0.011069 | 5.2436e-07 | 5.2436e-07 | 0.011069 | 4.3719e-07 | 4.3719e-07 | 7.6568e-05 | 5.1392e-07 | -4.3812e-07 | -5.7426e-05 | -4.3376e-07 | 3.5961e-07 | 0.00015315 | -7.9284e-07 | -8.4772e-07 | -0.00011486 | 6.5725e-07 | 7.097e-07 | -5.4882 | -93.2994 | -93.2994 | 174.5122 | 86.2174 | 86.2174 | 0.015469 | 1.8019 | 1.8198 | 0.011602 | 1.8012 | 1.8198 | 57.9483 | -150.3478 | 149.37 | 57.9485 | -150.3594 | 149.3457
Line10_11_12 | 2.269e-06 | 2.2686e-06 | 2.2686e-06 | 1.8917e-06 | 1.8912e-06 | 1.8912e-06 | 5.2401e-07 | 5.239e-07 | 5.239e-07 | 4.3687e-07 | 4.3676e-07 | 4.3676e-07 | -7.1135e-09 | 5.1489e-07 | -4.3623e-07 | 5.9587e-09 | -4.3499e-07 | 3.5749e-07 | 3.8861e-09 | -7.9124e-07 | -8.4777e-07 | -3.1879e-09 | 6.5586e-07 | 7.0991e-07 | -93.4029 | -93.4015 | -93.4015 | 86.0966 | 86.0982 | 86.0982 | 0.015469 | 1.8019 | 1.8198 | 0.015469 | 1.8019 | 1.8198 | 57.9493 | -150.3478 | 149.37 | 57.9497 | -150.3478 | 149.37
Line11_12_13 | 1.8909e-06 | 1.8905e-06 | 1.8905e-06 | 1.5135e-06 | 1.5132e-06 | 1.5132e-06 | 4.3667e-07 | 4.3659e-07 | 4.3659e-07 | 3.4954e-07 | 3.4945e-07 | 3.4945e-07 | -5.928e-09 | 4.2908e-07 | -3.6352e-07 | 4.7731e-09 | -3.4918e-07 | 2.8478e-07 | 3.2384e-09 | -6.5937e-07 | -7.0648e-07 | -2.5402e-09 | 5.2399e-07 | 5.6862e-07 | -93.4029 | -93.4015 | -93.4015 | 85.9716 | 85.9732 | 85.9732 | 0.015469 | 1.8019 | 1.8198 | 0.015469 | 1.8019 | 1.8198 | 57.9497 | -150.3478 | 149.37 | 57.95 | -150.3478 | 149.37
Line12_13_15 | 1.1345e-06 | 1.1343e-06 | 1.1343e-06 | 0 | 0 | 0 | 2.62e-07 | 2.6195e-07 | 2.6195e-07 | 0 | 0 | 0 | -3.5568e-09 | 2.5745e-07 | -2.1811e-07 | 2.4019e-09 | -1.7755e-07 | 1.3937e-07 | 1.943e-09 | -3.9562e-07 | -4.2389e-07 | -1.2449e-09 | 2.6024e-07 | 2.8603e-07 | -93.4029 | -93.4015 | -93.4015 | 0 | 0 | 0 | 0.015469 | 1.8019 | 1.8198 | 0.015469 | 1.8019 | 1.8198 | 57.95 | -150.3478 | 149.37 | 57.9501 | -150.3478 | 149.37
Line13_13_14 | 0 | 0 | 0 | 0 | 0 | 0 | 0 | 0 | 0 | 0 | 0 | 0 | -1.1856e-09 | 8.5815e-08 | -7.2705e-08 | 3.0726e-11 | -5.9183e-09 | -6.0375e-09 | 6.4768e-10 | -1.3187e-07 | -1.413e-07 | 5.0478e-11 | -3.5051e-09 | 3.4363e-09 | 0 | 0 | 0 | 0 | 0 | 0 | 0.015469 | 1.8019 | 1.8198 | 0.015469 | 1.8019 | 1.8198 | 57.95 | -150.3478 | 149.37 | 57.95 | -150.3478 | 149.37
Line14_15_16 | 0 | 0 | 0 | 0 | 0 | 0 | 0 | 0 | 0 | 0 | 0 | 0 | -2.3712e-09 | 1.7163e-07 | -1.4541e-07 | 1.2163e-09 | -9.1734e-08 | 6.6667e-08 | 1.2953e-09 | -2.6375e-07 | -2.8259e-07 | -5.9719e-10 | 1.2837e-07 | 1.4473e-07 | 0 | 0 | 0 | 0 | 0 | 0 | 0.015469 | 1.8019 | 1.8198 | 0.015469 | 1.8019 | 1.8198 | 57.9501 | -150.3478 | 149.37 | 57.9502 | -150.3478 | 149.37
Line15_16_17 | 0 | 0 | 0 | 0 | 0 | 0 | 0 | 0 | 0 | 0 | 0 | 0 | -1.1856e-09 | 8.5815e-08 | -7.2705e-08 | 3.0726e-11 | -5.9183e-09 | -6.0375e-09 | 6.4767e-10 | -1.3187e-07 | -1.413e-07 | 5.0478e-11 | -3.5051e-09 | 3.4363e-09 | 0 | 0 | 0 | 0 | 0 | 0 | 0.015469 | 1.8019 | 1.8198 | 0.015469 | 1.8019 | 1.8198 | 57.9502 | -150.3478 | 149.37 | 57.9503 | -150.3478 | 149.37
Line16_4_18 | 0 | 0 | 0 | 0 | 0 | 0 | 0 | 0 | 0 | 0 | 0 | 0 | -1.1856e-09 | 8.5815e-08 | -7.2705e-08 | 3.0728e-11 | -5.9183e-09 | -6.0375e-09 | 6.4771e-10 | -1.3187e-07 | -1.4129e-07 | 5.0477e-11 | -3.5051e-09 | 3.4363e-09 | 0 | 0 | 0 | 0 | 0 | 0 | 0.015469 | 1.8019 | 1.8198 | 0.015469 | 1.8019 | 1.8198 | 57.9484 | -150.3478 | 149.37 | 57.9485 | -150.3478 | 149.37
Line17_5_19 | 0 | 0 | 0 | 0 | 0 | 0 | 0 | 0 | 0 | 0 | 0 | 0 | -1.1856e-09 | 8.5815e-08 | -7.2705e-08 | 3.0728e-11 | -5.9183e-09 | -6.0375e-09 | 6.4771e-10 | -1.3187e-07 | -1.4129e-07 | 5.0477e-11 | -3.5051e-09 | 3.4363e-09 | 0 | 0 | 0 | 0 | 0 | 0 | 0.015469 | 1.8019 | 1.8198 | 0.015469 | 1.8019 | 1.8198 | 57.9484 | -150.3478 | 149.37 | 57.9485 | -150.3478 | 149.37
Line1_1_3 | 3.0254e-06 | 3.0248e-06 | 3.0248e-06 | 2.648e-06 | 2.6474e-06 | 2.6474e-06 | 6.9868e-07 | 6.9854e-07 | 6.9854e-07 | 6.1153e-07 | 6.1139e-07 | 6.1139e-07 | -9.4846e-09 | 6.8652e-07 | -5.8164e-07 | 8.3298e-09 | -6.0662e-07 | 5.0289e-07 | 5.1817e-09 | -1.055e-06 | -1.1304e-06 | -4.4834e-09 | 9.1961e-07 | 9.925e-07 | -93.4029 | -93.4015 | -93.4015 | 86.2396 | 86.2411 | 86.2411 | 0.015469 | 1.8019 | 1.8198 | 0.015469 | 1.8019 | 1.8198 | 57.9483 | -150.3478 | 149.37 | 57.9488 | -150.3478 | 149.37
Line2_1_4 | 0 | 0 | 0 | 0 | 0 | 0 | 0 | 0 | 0 | 0 | 0 | 0 | -2.3712e-09 | 1.7163e-07 | -1.4541e-07 | 1.2163e-09 | -9.1734e-08 | 6.6667e-08 | 1.2954e-09 | -2.6375e-07 | -2.8259e-07 | -5.9723e-10 | 1.2837e-07 | 1.4473e-07 | 0 | 0 | 0 | 0 | 0 | 0 | 0.015469 | 1.8019 | 1.8198 | 0.015469 | 1.8019 | 1.8198 | 57.9483 | -150.3478 | 149.37 | 57.9484 | -150.3478 | 149.37
Line3_1_5 | 0 | 0 | 0 | 0 | 0 | 0 | 0 | 0 | 0 | 0 | 0 | 0 | -2.3712e-09 | 1.7163e-07 | -1.4541e-07 | 1.2163e-09 | -9.1734e-08 | 6.6667e-08 | 1.2954e-09 | -2.6375e-07 | -2.8259e-07 | -5.9723e-10 | 1.2837e-07 | 1.4473e-07 | 0 | 0 | 0 | 0 | 0 | 0 | 0.015469 | 1.8019 | 1.8198 | 0.015469 | 1.8019 | 1.8198 | 57.9483 | -150.3478 | 149.37 | 57.9484 | -150.3478 | 149.37
Line4_2_6 | 0.047929 | 1.8924e-06 | 1.8924e-06 | 0.047929 | 1.5148e-06 | 1.5148e-06 | 0.011069 | 4.3703e-07 | 4.3703e-07 | 0.011069 | 3.4983e-07 | 3.4983e-07 | 5.7427e-05 | 4.2785e-07 | -3.6565e-07 | -3.8285e-05 | -3.4785e-07 | 2.8691e-07 | 0.00011486 | -6.6075e-07 | -7.0627e-07 | -7.6573e-05 | 5.2513e-07 | 5.6831e-07 | -5.4878 | -93.2829 | -93.2829 | 174.5127 | 86.108 | 86.108 | 0.011602 | 1.8012 | 1.8198 | 0.0077345 | 1.8005 | 1.8198 | 57.9485 | -150.3594 | 149.3457 | 57.9486 | -150.3711 | 149.3214
Line5_6_7 | 0.047929 | 1.5141e-06 | 1.5141e-06 | 0.047929 | 1.1364e-06 | 1.1364e-06 | 0.011069 | 3.4967e-07 | 3.4967e-07 | 0.011069 | 2.6245e-07 | 2.6245e-07 | 3.8285e-05 | 3.4194e-07 | -2.9294e-07 | -1.9143e-05 | -2.6212e-07 | 2.1397e-07 | 7.6573e-05 | -5.2863e-07 | -5.6488e-07 | -3.8286e-05 | 3.9297e-07 | 4.2699e-07 | -5.4873 | -93.2677 | -93.2677 | 174.5131 | 85.9131 | 85.9131 | 0.0077345 | 1.8005 | 1.8198 | 0.0038672 | 1.7999 | 1.8198 | 57.9486 | -150.3711 | 149.3214 | 57.9487 | -150.3828 | 149.297
Line6_7_8 | 0.047929 | 1.1357e-06 | 1.1357e-06 | 0.047929 | 0 | 0 | 0.011069 | 2.6228e-07 | 2.6228e-07 | 0.011069 | 0 | 0 | 1.9143e-05 | 2.5622e-07 | -2.2e-07 | 5.0582e-16 | -1.7657e-07 | 1.408e-07 | 3.8286e-05 | -3.9648e-07 | -4.2356e-07 | 1.7258e-15 | 2.6078e-07 | 2.8574e-07 | -5.4869 | -93.2551 | -93.2551 | 174.5136 | 0 | 0 | 0.0038672 | 1.7999 | 1.8198 | 0 | 1.7992 | 1.8198 | 57.9487 | -150.3828 | 149.297 | 0 | -150.3945 | 149.2727
Line7_8_9 | 0 | 0 | 0 | 0 | 0 | 0 | 0 | 0 | 0 | 0 | 0 | 0 | 1.3479e-20 | 8.5339e-08 | -7.3414e-08 | -2.9965e-17 | -5.8943e-09 | -6.0309e-09 | -4.5233e-21 | -1.3214e-07 | -1.4116e-07 | 1.8996e-17 | -3.5046e-09 | 3.4257e-09 | 0 | 0 | 0 | 0 | 0 | 0 | 0 | 1.7992 | 1.8198 | 0 | 1.7992 | 1.8198 | 0 | -150.3945 | 149.2727 | 0 | -150.3945 | 149.2727
Line8_8_10 | 0 | 0 | 0 | 0 | 0 | 0 | 0 | 0 | 0 | 0 | 0 | 0 | 1.3479e-20 | 8.5339e-08 | -7.3414e-08 | -2.9965e-17 | -5.8943e-09 | -6.0309e-09 | -4.5233e-21 | -1.3214e-07 | -1.4116e-07 | 1.8996e-17 | -3.5046e-09 | 3.4258e-09 | 0 | 0 | 0 | 0 | 0 | 0 | 0 | 1.7992 | 1.8198 | 0 | 1.7992 | 1.8198 | 0 | -150.3945 | 149.2727 | 0 | -150.3945 | 149.2727
Line9_3_11 | 2.6472e-06 | 2.6467e-06 | 2.6467e-06 | 2.2699e-06 | 2.2693e-06 | 2.2693e-06 | 6.1134e-07 | 6.1122e-07 | 6.1122e-07 | 5.242e-07 | 5.2408e-07 | 5.2408e-07 | -8.2991e-09 | 6.0071e-07 | -5.0893e-07 | 7.1443e-09 | -5.2081e-07 | 4.3019e-07 | 4.5339e-09 | -9.2311e-07 | -9.8907e-07 | -3.8357e-09 | 7.8773e-07 | 8.5121e-07 | -93.4029 | -93.4015 | -93.4015 | 86.18 | 86.1815 | 86.1815 | 0.015469 | 1.8019 | 1.8198 | 0.015469 | 1.8019 | 1.8198 | 57.9488 | -150.3478 | 149.37 | 57.9493 | -150.3478 | 149.37

## LG_max_10
name | pf_ikss_a_from_ka | pf_ikss_b_from_ka | pf_ikss_c_from_ka | pf_ikss_a_to_ka | pf_ikss_b_to_ka | pf_ikss_c_to_ka | pf_skss_a_from_mw | pf_skss_b_from_mw | pf_skss_c_from_mw | pf_skss_a_to_mw | pf_skss_b_to_mw | pf_skss_c_to_mw | pf_p_a_from_mw | pf_p_b_from_mw | pf_p_c_from_mw | pf_p_a_to_mw | pf_p_b_to_mw | pf_p_c_to_mw | pf_q_a_from_mvar | pf_q_b_from_mvar | pf_q_c_from_mvar | pf_q_a_to_mvar | pf_q_b_to_mvar | pf_q_c_to_mvar | pf_ikss_a_from_degree | pf_ikss_b_from_degree | pf_ikss_c_from_degree | pf_ikss_a_to_degree | pf_ikss_b_to_degree | pf_ikss_c_to_degree | pf_vm_a_from_pu | pf_vm_b_from_pu | pf_vm_c_from_pu | pf_vm_a_to_pu | pf_vm_b_to_pu | pf_vm_c_to_pu | pf_va_a_from_degree | pf_va_b_from_degree | pf_va_c_from_degree | pf_va_a_to_degree | pf_va_b_to_degree | pf_va_c_to_degree
Line0_1_2 | 0.050209 | 2.3786e-06 | 2.3786e-06 | 0.050209 | 1.9832e-06 | 1.9832e-06 | 0.011595 | 5.4931e-07 | 5.4931e-07 | 0.011595 | 4.58e-07 | 4.58e-07 | 8.4027e-05 | 5.6401e-07 | -4.8082e-07 | -6.3021e-05 | -4.7603e-07 | 3.9466e-07 | 0.00016807 | -8.7002e-07 | -9.3041e-07 | -0.00012605 | 7.2123e-07 | 7.7892e-07 | -5.4983 | -93.3075 | -93.3075 | 174.5021 | 86.2093 | 86.2093 | 0.016205 | 1.8875 | 1.9066 | 0.012154 | 1.8868 | 1.9066 | 57.9383 | -150.3532 | 149.3633 | 57.9384 | -150.3649 | 149.339
Line10_11_12 | 2.377e-06 | 2.3765e-06 | 2.3765e-06 | 1.9817e-06 | 1.9812e-06 | 1.9812e-06 | 5.4895e-07 | 5.4883e-07 | 5.4883e-07 | 4.5766e-07 | 4.5755e-07 | 4.5755e-07 | -7.8065e-09 | 5.6507e-07 | -4.7874e-07 | 6.5392e-09 | -4.7739e-07 | 3.9233e-07 | 4.2651e-09 | -8.6827e-07 | -9.3046e-07 | -3.4988e-09 | 7.1971e-07 | 7.7915e-07 | -93.4111 | -93.4096 | -93.4096 | 86.0884 | 86.0901 | 86.0901 | 0.016205 | 1.8875 | 1.9066 | 0.016205 | 1.8875 | 1.9066 | 57.9392 | -150.3532 | 149.3633 | 57.9396 | -150.3533 | 149.3633
Line11_12_13 | 1.9809e-06 | 1.9804e-06 | 1.9804e-06 | 1.5856e-06 | 1.5852e-06 | 1.5852e-06 | 4.5746e-07 | 4.5736e-07 | 4.5736e-07 | 3.6618e-07 | 3.6608e-07 | 3.6608e-07 | -6.5055e-09 | 4.7089e-07 | -3.9895e-07 | 5.2381e-09 | -3.8321e-07 | 3.1254e-07 | 3.5542e-09 | -7.2355e-07 | -7.7538e-07 | -2.7879e-09 | 5.75e-07 | 6.2407e-07 | -93.4111 | -93.4096 | -93.4096 | 85.9634 | 85.965 | 85.965 | 0.016205 | 1.8875 | 1.9066 | 0.016205 | 1.8875 | 1.9066 | 57.9396 | -150.3533 | 149.3633 | 57.9399 | -150.3533 | 149.3633
Line12_13_15 | 1.1885e-06 | 1.1883e-06 | 1.1883e-06 | 0 | 0 | 0 | 2.7447e-07 | 2.7442e-07 | 2.7442e-07 | 0 | 0 | 0 | -3.9033e-09 | 2.8254e-07 | -2.3937e-07 | 2.6359e-09 | -1.9485e-07 | 1.5296e-07 | 2.1325e-09 | -4.3413e-07 | -4.6523e-07 | -1.3663e-09 | 2.8557e-07 | 3.1392e-07 | -93.4111 | -93.4096 | -93.4096 | 0 | 0 | 0 | 0.016205 | 1.8875 | 1.9066 | 0.016205 | 1.8875 | 1.9066 | 57.9399 | -150.3533 | 149.3633 | 57.9401 | -150.3533 | 149.3633
Line13_13_14 | 0 | 0 | 0 | 0 | 0 | 0 | 0 | 0 | 0 | 0 | 0 | 0 | -1.3011e-09 | 9.4179e-08 | -7.9791e-08 | 3.3731e-11 | -6.4942e-09 | -6.6266e-09 | 7.1083e-10 | -1.4471e-07 | -1.5508e-07 | 5.5392e-11 | -3.8471e-09 | 3.7707e-09 | 0 | 0 | 0 | 0 | 0 | 0 | 0.016205 | 1.8875 | 1.9066 | 0.016205 | 1.8875 | 1.9066 | 57.9399 | -150.3533 | 149.3633 | 57.9399 | -150.3533 | 149.3633
Line14_15_16 | 0 | 0 | 0 | 0 | 0 | 0 | 0 | 0 | 0 | 0 | 0 | 0 | -2.6022e-09 | 1.8836e-07 | -1.5958e-07 | 1.3348e-09 | -1.0067e-07 | 7.3164e-08 | 1.4216e-09 | -2.8942e-07 | -3.1015e-07 | -6.5543e-10 | 1.4086e-07 | 1.5885e-07 | 0 | 0 | 0 | 0 | 0 | 0 | 0.016205 | 1.8875 | 1.9066 | 0.016205 | 1.8875 | 1.9066 | 57.9401 | -150.3533 | 149.3633 | 57.9402 | -150.3533 | 149.3633
Line15_16_17 | 0 | 0 | 0 | 0 | 0 | 0 | 0 | 0 | 0 | 0 | 0 | 0 | -1.3011e-09 | 9.4179e-08 | -7.9791e-08 | 3.373e-11 | -6.4942e-09 | -6.6266e-09 | 7.1082e-10 | -1.4471e-07 | -1.5508e-07 | 5.5392e-11 | -3.8471e-09 | 3.7707e-09 | 0 | 0 | 0 | 0 | 0 | 0 | 0.016205 | 1.8875 | 1.9066 | 0.016205 | 1.8875 | 1.9066 | 57.9402 | -150.3533 | 149.3633 | 57.9402 | -150.3533 | 149.3633
Line16_4_18 | 0 | 0 | 0 | 0 | 0 | 0 | 0 | 0 | 0 | 0 | 0 | 0 | -1.3011e-09 | 9.4179e-08 | -7.9791e-08 | 3.3732e-11 | -6.4942e-09 | -6.6266e-09 | 7.1086e-10 | -1.4471e-07 | -1.5508e-07 | 5.5391e-11 | -3.8471e-09 | 3.7707e-09 | 0 | 0 | 0 | 0 | 0 | 0 | 0.016205 | 1.8875 | 1.9066 | 0.016205 | 1.8875 | 1.9066 | 57.9384 | -150.3532 | 149.3633 | 57.9384 | -150.3532 | 149.3633
Line17_5_19 | 0 | 0 | 0 | 0 | 0 | 0 | 0 | 0 | 0 | 0 | 0 | 0 | -1.3011e-09 | 9.4179e-08 | -7.9791e-08 | 3.3732e-11 | -6.4942e-09 | -6.6266e-09 | 7.1086e-10 | -1.4471e-07 | -1.5508e-07 | 5.5391e-11 | -3.8471e-09 | 3.7707e-09 | 0 | 0 | 0 | 0 | 0 | 0 | 0.016205 | 1.8875 | 1.9066 | 0.016205 | 1.8875 | 1.9066 | 57.9384 | -150.3532 | 149.3633 | 57.9384 | -150.3532 | 149.3633
Line1_1_3 | 3.1694e-06 | 3.1687e-06 | 3.1687e-06 | 2.7741e-06 | 2.7734e-06 | 2.7734e-06 | 7.3193e-07 | 7.3178e-07 | 7.3178e-07 | 6.4064e-07 | 6.4049e-07 | 6.4049e-07 | -1.0409e-08 | 7.5343e-07 | -6.3833e-07 | 9.1413e-09 | -6.6575e-07 | 5.5191e-07 | 5.6869e-09 | -1.1577e-06 | -1.2406e-06 | -4.9206e-09 | 1.0091e-06 | 1.0893e-06 | -93.4111 | -93.4096 | -93.4096 | 86.2314 | 86.233 | 86.233 | 0.016205 | 1.8875 | 1.9066 | 0.016205 | 1.8875 | 1.9066 | 57.9383 | -150.3532 | 149.3633 | 57.9388 | -150.3532 | 149.3633
Line2_1_4 | 0 | 0 | 0 | 0 | 0 | 0 | 0 | 0 | 0 | 0 | 0 | 0 | -2.6022e-09 | 1.8836e-07 | -1.5958e-07 | 1.3348e-09 | -1.0067e-07 | 7.3164e-08 | 1.4217e-09 | -2.8942e-07 | -3.1015e-07 | -6.5547e-10 | 1.4086e-07 | 1.5885e-07 | 0 | 0 | 0 | 0 | 0 | 0 | 0.016205 | 1.8875 | 1.9066 | 0.016205 | 1.8875 | 1.9066 | 57.9383 | -150.3532 | 149.3633 | 57.9384 | -150.3532 | 149.3633
Line3_1_5 | 0 | 0 | 0 | 0 | 0 | 0 | 0 | 0 | 0 | 0 | 0 | 0 | -2.6022e-09 | 1.8836e-07 | -1.5958e-07 | 1.3348e-09 | -1.0067e-07 | 7.3164e-08 | 1.4217e-09 | -2.8942e-07 | -3.1015e-07 | -6.5547e-10 | 1.4086e-07 | 1.5885e-07 | 0 | 0 | 0 | 0 | 0 | 0 | 0.016205 | 1.8875 | 1.9066 | 0.016205 | 1.8875 | 1.9066 | 57.9383 | -150.3532 | 149.3633 | 57.9384 | -150.3532 | 149.3633
Line4_2_6 | 0.050209 | 1.9824e-06 | 1.9824e-06 | 0.050209 | 1.5869e-06 | 1.5869e-06 | 0.011595 | 4.5782e-07 | 4.5782e-07 | 0.011595 | 3.6648e-07 | 3.6648e-07 | 6.3021e-05 | 4.6954e-07 | -4.0129e-07 | -4.2014e-05 | -3.8175e-07 | 3.1487e-07 | 0.00012605 | -7.2508e-07 | -7.7515e-07 | -8.4032e-05 | 5.7625e-07 | 6.2374e-07 | -5.4979 | -93.291 | -93.291 | 174.5026 | 86.0999 | 86.0999 | 0.012154 | 1.8868 | 1.9066 | 0.0081024 | 1.8861 | 1.9065 | 57.9384 | -150.3649 | 149.339 | 57.9385 | -150.3766 | 149.3146
Line5_6_7 | 0.050209 | 1.5862e-06 | 1.5862e-06 | 0.050209 | 1.1905e-06 | 1.1905e-06 | 0.011595 | 3.6631e-07 | 3.6631e-07 | 0.011595 | 2.7494e-07 | 2.7494e-07 | 4.2014e-05 | 3.7527e-07 | -3.215e-07 | -2.1007e-05 | -2.8767e-07 | 2.3483e-07 | 8.4032e-05 | -5.801e-07 | -6.1998e-07 | -4.2016e-05 | 4.3123e-07 | 4.6864e-07 | -5.4974 | -93.2758 | -93.2758 | 174.503 | 85.905 | 85.905 | 0.0081024 | 1.8861 | 1.9065 | 0.0040512 | 1.8854 | 1.9065 | 57.9385 | -150.3766 | 149.3146 | 57.9387 | -150.3883 | 149.2903
Line6_7_8 | 0.050209 | 1.1897e-06 | 1.1897e-06 | 0.050209 | 0 | 0 | 0.011595 | 2.7476e-07 | 2.7476e-07 | 0.011595 | 0 | 0 | 2.1007e-05 | 2.8119e-07 | -2.4145e-07 | 1.61e-15 | -1.9378e-07 | 1.5452e-07 | 4.2016e-05 | -4.3508e-07 | -4.6488e-07 | 1.5202e-15 | 2.8617e-07 | 3.1361e-07 | -5.4969 | -93.2632 | -93.2632 | 174.5035 | 0 | 0 | 0.0040512 | 1.8854 | 1.9065 | 0 | 1.8847 | 1.9065 | 57.9387 | -150.3883 | 149.2903 | 0 | -150.3999 | 149.266
Line7_8_9 | 0 | 0 | 0 | 0 | 0 | 0 | 0 | 0 | 0 | 0 | 0 | 0 | 1.1518e-20 | 9.3656e-08 | -8.0569e-08 | -3.2884e-17 | -6.4678e-09 | -6.6194e-09 | -1.3184e-20 | -1.4501e-07 | -1.5492e-07 | 2.0853e-17 | -3.8467e-09 | 3.7591e-09 | 0 | 0 | 0 | 0 | 0 | 0 | 0 | 1.8847 | 1.9065 | 0 | 1.8847 | 1.9065 | 0 | -150.3999 | 149.266 | 0 | -150.3999 | 149.266
Line8_8_10 | 0 | 0 | 0 | 0 | 0 | 0 | 0 | 0 | 0 | 0 | 0 | 0 | 1.1518e-20 | 9.3656e-08 | -8.0569e-08 | -3.2884e-17 | -6.4678e-09 | -6.6194e-09 | -1.3184e-20 | -1.4501e-07 | -1.5492e-07 | 2.0853e-17 | -3.8467e-09 | 3.7592e-09 | 0 | 0 | 0 | 0 | 0 | 0 | 0 | 1.8847 | 1.9065 | 0 | 1.8847 | 1.9065 | 0 | -150.3999 | 149.266 | 0 | -150.3999 | 149.266
Line9_3_11 | 2.7732e-06 | 2.7726e-06 | 2.7726e-06 | 2.3779e-06 | 2.3773e-06 | 2.3773e-06 | 6.4044e-07 | 6.4031e-07 | 6.4031e-07 | 5.4915e-07 | 5.4902e-07 | 5.4902e-07 | -9.1076e-09 | 6.5925e-07 | -5.5854e-07 | 7.8403e-09 | -5.7157e-07 | 4.7212e-07 | 4.976e-09 | -1.013e-06 | -1.0855e-06 | -4.2097e-09 | 8.6442e-07 | 9.3423e-07 | -93.4111 | -93.4096 | -93.4096 | 86.1718 | 86.1734 | 86.1734 | 0.016205 | 1.8875 | 1.9066 | 0.016205 | 1.8875 | 1.9066 | 57.9388 | -150.3532 | 149.3633 | 57.9392 | -150.3532 | 149.3633

## LG_max_fault_6
name | pf_ikss_a_from_ka | pf_ikss_b_from_ka | pf_ikss_c_from_ka | pf_ikss_a_to_ka | pf_ikss_b_to_ka | pf_ikss_c_to_ka | pf_skss_a_from_mw | pf_skss_b_from_mw | pf_skss_c_from_mw | pf_skss_a_to_mw | pf_skss_b_to_mw | pf_skss_c_to_mw | pf_p_a_from_mw | pf_p_b_from_mw | pf_p_c_from_mw | pf_p_a_to_mw | pf_p_b_to_mw | pf_p_c_to_mw | pf_q_a_from_mvar | pf_q_b_from_mvar | pf_q_c_from_mvar | pf_q_a_to_mvar | pf_q_b_to_mvar | pf_q_c_to_mvar | pf_ikss_a_from_degree | pf_ikss_b_from_degree | pf_ikss_c_from_degree | pf_ikss_a_to_degree | pf_ikss_b_to_degree | pf_ikss_c_to_degree | pf_vm_a_from_pu | pf_vm_b_from_pu | pf_vm_c_from_pu | pf_vm_a_to_pu | pf_vm_b_to_pu | pf_vm_c_to_pu | pf_va_a_from_degree | pf_va_b_from_degree | pf_va_c_from_degree | pf_va_a_to_degree | pf_va_b_to_degree | pf_va_c_to_degree
Line0_1_2 | 0.021203 | 1.0044e-06 | 1.0044e-06 | 0.021203 | 0 | 0 | 0.0048966 | 2.3197e-07 | 2.3197e-07 | 0.0048966 | 0 | 0 | 0.0022627 | 2.4742e-07 | -1.3024e-07 | -0.0022589 | -2.0708e-07 | 1.0646e-07 | 0.0022779 | -1.2176e-07 | -3.0977e-07 | -0.0022704 | 9.9746e-08 | 2.5915e-07 | -28.6544 | -116.4656 | -116.4656 | 151.346 | 0 | 0 | 0.6557 | 1.1888 | 1.4486 | 0.65407 | 1.1884 | 1.4486 | 16.5374 | -142.6686 | 130.7311 | 16.4905 | -142.6679 | 130.7176
Line10_11_12 | 1.0038e-06 | 1.0036e-06 | 1.0036e-06 | 0 | 0 | 0 | 2.3181e-07 | 2.3177e-07 | 2.3177e-07 | 0 | 0 | 0 | -1.0387e-07 | 2.4742e-07 | -1.2957e-07 | 8.7401e-08 | -2.0714e-07 | 1.0576e-07 | 1.1097e-07 | -1.2122e-07 | -3.0973e-07 | -9.1758e-08 | 9.9249e-08 | 2.5915e-07 | -116.569 | -116.5677 | -116.5677 | 0 | 0 | 0 | 0.6557 | 1.1888 | 1.4486 | 0.6557 | 1.1888 | 1.4486 | 16.5374 | -142.6687 | 130.7311 | 16.5374 | -142.6687 | 130.7311
Line11_12_13 | 0 | 0 | 0 | 0 | 0 | 0 | 0 | 0 | 0 | 0 | 0 | 0 | -8.6557e-08 | 2.0618e-07 | -1.0798e-07 | 7.0089e-08 | -1.6591e-07 | 8.4167e-08 | 9.2476e-08 | -1.0101e-07 | -2.5811e-07 | -7.3263e-08 | 7.9046e-08 | 2.0753e-07 | 0 | 0 | 0 | 0 | 0 | 0 | 0.6557 | 1.1888 | 1.4486 | 0.6557 | 1.1888 | 1.4486 | 16.5374 | -142.6687 | 130.7311 | 16.5374 | -142.6687 | 130.7311
Line12_13_15 | 0 | 0 | 0 | 0 | 0 | 0 | 0 | 0 | 0 | 0 | 0 | 0 | -5.1934e-08 | 1.2371e-07 | -6.4786e-08 | 3.5467e-08 | -8.3432e-08 | 4.0976e-08 | 5.5486e-08 | -6.0608e-08 | -1.5487e-07 | -3.6272e-08 | 3.8641e-08 | 1.0428e-07 | 0 | 0 | 0 | 0 | 0 | 0 | 0.6557 | 1.1888 | 1.4486 | 0.6557 | 1.1888 | 1.4486 | 16.5374 | -142.6687 | 130.7311 | 16.5374 | -142.6687 | 130.7311
Line13_13_14 | 0 | 0 | 0 | 0 | 0 | 0 | 0 | 0 | 0 | 0 | 0 | 0 | -1.7311e-08 | 4.1237e-08 | -2.1595e-08 | 8.4357e-10 | -9.5849e-10 | -2.215e-09 | 1.8495e-08 | -2.0203e-08 | -5.1622e-08 | 7.1856e-10 | -1.7639e-09 | 1.0385e-09 | 0 | 0 | 0 | 0 | 0 | 0 | 0.6557 | 1.1888 | 1.4486 | 0.6557 | 1.1888 | 1.4486 | 16.5374 | -142.6687 | 130.7311 | 16.5374 | -142.6687 | 130.7311
Line14_15_16 | 0 | 0 | 0 | 0 | 0 | 0 | 0 | 0 | 0 | 0 | 0 | 0 | -3.4623e-08 | 8.2474e-08 | -4.3191e-08 | 1.8155e-08 | -4.2195e-08 | 1.938e-08 | 3.6991e-08 | -4.0405e-08 | -1.0324e-07 | -1.7777e-08 | 1.8439e-08 | 5.2661e-08 | 0 | 0 | 0 | 0 | 0 | 0 | 0.6557 | 1.1888 | 1.4486 | 0.6557 | 1.1888 | 1.4486 | 16.5374 | -142.6687 | 130.7311 | 16.5374 | -142.6687 | 130.7311
Line15_16_17 | 0 | 0 | 0 | 0 | 0 | 0 | 0 | 0 | 0 | 0 | 0 | 0 | -1.7311e-08 | 4.1237e-08 | -2.1595e-08 | 8.4357e-10 | -9.5849e-10 | -2.215e-09 | 1.8495e-08 | -2.0203e-08 | -5.1622e-08 | 7.1856e-10 | -1.7639e-09 | 1.0385e-09 | 0 | 0 | 0 | 0 | 0 | 0 | 0.6557 | 1.1888 | 1.4486 | 0.6557 | 1.1888 | 1.4486 | 16.5374 | -142.6687 | 130.7311 | 16.5374 | -142.6687 | 130.7311
Line16_4_18 | 0 | 0 | 0 | 0 | 0 | 0 | 0 | 0 | 0 | 0 | 0 | 0 | -1.7311e-08 | 4.1237e-08 | -2.1595e-08 | 8.4357e-10 | -9.5849e-10 | -2.215e-09 | 1.8495e-08 | -2.0203e-08 | -5.1622e-08 | 7.1856e-10 | -1.7639e-09 | 1.0385e-09 | 0 | 0 | 0 | 0 | 0 | 0 | 0.6557 | 1.1888 | 1.4486 | 0.6557 | 1.1888 | 1.4486 | 16.5374 | -142.6686 | 130.7311 | 16.5374 | -142.6686 | 130.7311
Line17_5_19 | 0 | 0 | 0 | 0 | 0 | 0 | 0 | 0 | 0 | 0 | 0 | 0 | -1.7311e-08 | 4.1237e-08 | -2.1595e-08 | 8.4357e-10 | -9.5849e-10 | -2.215e-09 | 1.8495e-08 | -2.0203e-08 | -5.1622e-08 | 7.1856e-10 | -1.7639e-09 | 1.0385e-09 | 0 | 0 | 0 | 0 | 0 | 0 | 0.6557 | 1.1888 | 1.4486 | 0.6557 | 1.1888 | 1.4486 | 16.5374 | -142.6686 | 130.7311 | 16.5374 | -142.6686 | 130.7311
Line1_1_3 | 1.3384e-06 | 1.3381e-06 | 1.3381e-06 | 1.1714e-06 | 1.1712e-06 | 1.1712e-06 | 3.0908e-07 | 3.0902e-07 | 3.0902e-07 | 2.7053e-07 | 2.7047e-07 | 2.7047e-07 | -1.3849e-07 | 3.2989e-07 | -1.7276e-07 | 1.2202e-07 | -2.8962e-07 | 1.4895e-07 | 1.4796e-07 | -1.6162e-07 | -4.1298e-07 | -1.2875e-07 | 1.3965e-07 | 3.6239e-07 | -116.569 | -116.5677 | -116.5677 | 63.0734 | 63.0749 | 63.0749 | 0.6557 | 1.1888 | 1.4486 | 0.6557 | 1.1888 | 1.4486 | 16.5374 | -142.6686 | 130.7311 | 16.5374 | -142.6687 | 130.7311
Line2_1_4 | 0 | 0 | 0 | 0 | 0 | 0 | 0 | 0 | 0 | 0 | 0 | 0 | -3.4623e-08 | 8.2473e-08 | -4.3191e-08 | 1.8155e-08 | -4.2195e-08 | 1.938e-08 | 3.6991e-08 | -4.0405e-08 | -1.0324e-07 | -1.7777e-08 | 1.8439e-08 | 5.2661e-08 | 0 | 0 | 0 | 0 | 0 | 0 | 0.6557 | 1.1888 | 1.4486 | 0.6557 | 1.1888 | 1.4486 | 16.5374 | -142.6686 | 130.7311 | 16.5374 | -142.6686 | 130.7311
Line3_1_5 | 0 | 0 | 0 | 0 | 0 | 0 | 0 | 0 | 0 | 0 | 0 | 0 | -3.4623e-08 | 8.2473e-08 | -4.3191e-08 | 1.8155e-08 | -4.2195e-08 | 1.938e-08 | 3.6991e-08 | -4.0405e-08 | -1.0324e-07 | -1.7777e-08 | 1.8439e-08 | 5.2661e-08 | 0 | 0 | 0 | 0 | 0 | 0 | 0.6557 | 1.1888 | 1.4486 | 0.6557 | 1.1888 | 1.4486 | 16.5374 | -142.6686 | 130.7311 | 16.5374 | -142.6686 | 130.7311
Line4_2_6 | 0.021203 | 0 | 0 | 0.021203 | 0 | 0 | 0.0048966 | 0 | 0 | 0.0048966 | 0 | 0 | 0.0022589 | 2.0612e-07 | -1.0868e-07 | -0.0022552 | -1.6581e-07 | 8.4841e-08 | 0.0022704 | -1.0151e-07 | -2.5812e-07 | -0.0022629 | 7.9474e-08 | 2.0751e-07 | -28.654 | 0 | 0 | 151.3465 | 0 | 0 | 0.65407 | 1.1884 | 1.4486 | 0.65245 | 1.1881 | 1.4486 | 16.4905 | -142.6679 | 130.7176 | 16.4433 | -142.6672 | 130.7041
Line5_6_7 | 0.021203 | 0 | 0 | 0.021203 | 0 | 0 | 0.0048966 | 0 | 0 | 0.0048966 | 0 | 0 | 0.0022552 | 1.6485e-07 | -8.7055e-08 | -0.0022515 | -1.2456e-07 | 6.3154e-08 | 0.0022629 | -8.1237e-08 | -2.0647e-07 | -0.0022553 | 5.918e-08 | 1.5587e-07 | -28.6535 | 0 | 0 | 151.3469 | 0 | 0 | 0.65245 | 1.1881 | 1.4486 | 0.65082 | 1.1878 | 1.4485 | 16.4433 | -142.6672 | 130.7041 | 16.3959 | -142.6665 | 130.6907
Line6_7_8 | 0.021203 | 0 | 0 | 0.021203 | 0 | 0 | 0.0048966 | 0 | 0 | 0.0048966 | 0 | 0 | 0.0022515 | 1.2361e-07 | -6.5368e-08 | -0.0022478 | -8.3332e-08 | 4.1402e-08 | 0.0022553 | -6.0943e-08 | -1.5484e-07 | -0.0022478 | 3.8865e-08 | 1.0425e-07 | -28.653 | 0 | 0 | 151.3474 | 0 | 0 | 0.65082 | 1.1878 | 1.4485 | 0.6492 | 1.1874 | 1.4485 | 16.3959 | -142.6665 | 130.6907 | 16.3483 | -142.6657 | 130.6772
Line7_8_9 | 0 | 0 | 0 | 0 | 0 | 0 | 0 | 0 | 0 | 0 | 0 | 0 | -1.7071e-08 | 4.119e-08 | -2.1808e-08 | 8.5301e-10 | -9.5134e-10 | -2.213e-09 | 1.8444e-08 | -2.0313e-08 | -5.1607e-08 | 7.0353e-10 | -1.7617e-09 | 1.0332e-09 | 0 | 0 | 0 | 0 | 0 | 0 | 0.6492 | 1.1874 | 1.4485 | 0.6492 | 1.1874 | 1.4485 | 16.3483 | -142.6657 | 130.6772 | 16.3483 | -142.6657 | 130.6772
Line8_8_10 | 0 | 0 | 0 | 0 | 0 | 0 | 0 | 0 | 0 | 0 | 0 | 0 | -1.7071e-08 | 4.119e-08 | -2.1808e-08 | 8.5301e-10 | -9.5134e-10 | -2.213e-09 | 1.8444e-08 | -2.0313e-08 | -5.1607e-08 | 7.0353e-10 | -1.7617e-09 | 1.0332e-09 | 0 | 0 | 0 | 0 | 0 | 0 | 0.6492 | 1.1874 | 1.4485 | 0.6492 | 1.1874 | 1.4485 | 16.3483 | -142.6657 | 130.6772 | 16.3483 | -142.6657 | 130.6772
Line9_3_11 | 1.1711e-06 | 1.1708e-06 | 1.1708e-06 | 1.0041e-06 | 1.0039e-06 | 1.0039e-06 | 2.7045e-07 | 2.7039e-07 | 2.7039e-07 | 2.319e-07 | 2.3184e-07 | 2.3184e-07 | -1.2118e-07 | 2.8866e-07 | -1.5117e-07 | 1.0471e-07 | -2.4838e-07 | 1.2736e-07 | 1.2947e-07 | -1.4142e-07 | -3.6136e-07 | -1.1025e-07 | 1.1945e-07 | 3.1077e-07 | -116.569 | -116.5677 | -116.5677 | 63.0139 | 63.0154 | 63.0154 | 0.6557 | 1.1888 | 1.4486 | 0.6557 | 1.1888 | 1.4486 | 16.5374 | -142.6687 | 130.7311 | 16.5374 | -142.6687 | 130.7311

## LG_max_fault_10
name | pf_ikss_a_from_ka | pf_ikss_b_from_ka | pf_ikss_c_from_ka | pf_ikss_a_to_ka | pf_ikss_b_to_ka | pf_ikss_c_to_ka | pf_skss_a_from_mw | pf_skss_b_from_mw | pf_skss_c_from_mw | pf_skss_a_to_mw | pf_skss_b_to_mw | pf_skss_c_to_mw | pf_p_a_from_mw | pf_p_b_from_mw | pf_p_c_from_mw | pf_p_a_to_mw | pf_p_b_to_mw | pf_p_c_to_mw | pf_q_a_from_mvar | pf_q_b_from_mvar | pf_q_c_from_mvar | pf_q_a_to_mvar | pf_q_b_to_mvar | pf_q_c_to_mvar | pf_ikss_a_from_degree | pf_ikss_b_from_degree | pf_ikss_c_from_degree | pf_ikss_a_to_degree | pf_ikss_b_to_degree | pf_ikss_c_to_degree | pf_vm_a_from_pu | pf_vm_b_from_pu | pf_vm_c_from_pu | pf_vm_a_to_pu | pf_vm_b_to_pu | pf_vm_c_to_pu | pf_va_a_from_degree | pf_va_b_from_degree | pf_va_c_from_degree | pf_va_a_to_degree | pf_va_b_to_degree | pf_va_c_to_degree
Line0_1_2 | 0.022211 | 1.0522e-06 | 1.0522e-06 | 0.022211 | 0 | 0 | 0.0051295 | 2.43e-07 | 2.43e-07 | 0.0051295 | 0 | 0 | 0.0024831 | 2.7152e-07 | -1.4293e-07 | -0.002479 | -2.2726e-07 | 1.1684e-07 | 0.0024997 | -1.3362e-07 | -3.3996e-07 | -0.0024915 | 1.0946e-07 | 2.8441e-07 | -28.6581 | -116.4673 | -116.4673 | 151.3424 | 0 | 0 | 0.68689 | 1.2453 | 1.5176 | 0.68519 | 1.245 | 1.5176 | 16.5337 | -142.6689 | 130.729 | 16.4868 | -142.6681 | 130.7156
Line10_11_12 | 1.0515e-06 | 1.0513e-06 | 1.0513e-06 | 0 | 0 | 0 | 2.4284e-07 | 2.4279e-07 | 2.4279e-07 | 0 | 0 | 0 | -1.1398e-07 | 2.7153e-07 | -1.422e-07 | 9.5913e-08 | -2.2732e-07 | 1.1607e-07 | 1.2179e-07 | -1.3302e-07 | -3.3992e-07 | -1.007e-07 | 1.0891e-07 | 2.8441e-07 | -116.5709 | -116.5694 | -116.5694 | 0 | 0 | 0 | 0.68689 | 1.2453 | 1.5176 | 0.68689 | 1.2453 | 1.5176 | 16.5337 | -142.6689 | 130.729 | 16.5337 | -142.6689 | 130.729
Line11_12_13 | 0 | 0 | 0 | 0 | 0 | 0 | 0 | 0 | 0 | 0 | 0 | 0 | -9.4987e-08 | 2.2627e-07 | -1.185e-07 | 7.6915e-08 | -1.8207e-07 | 9.2371e-08 | 1.0149e-07 | -1.1085e-07 | -2.8327e-07 | -8.0403e-08 | 8.6742e-08 | 2.2775e-07 | 0 | 0 | 0 | 0 | 0 | 0 | 0.68689 | 1.2453 | 1.5176 | 0.68689 | 1.2453 | 1.5176 | 16.5337 | -142.6689 | 130.729 | 16.5337 | -142.6689 | 130.729
Line12_13_15 | 0 | 0 | 0 | 0 | 0 | 0 | 0 | 0 | 0 | 0 | 0 | 0 | -5.6992e-08 | 1.3576e-07 | -7.1102e-08 | 3.8921e-08 | -9.1561e-08 | 4.497e-08 | 6.0893e-08 | -6.6508e-08 | -1.6996e-07 | -3.9807e-08 | 4.2403e-08 | 1.1445e-07 | 0 | 0 | 0 | 0 | 0 | 0 | 0.68689 | 1.2453 | 1.5176 | 0.68689 | 1.2453 | 1.5176 | 16.5337 | -142.6689 | 130.729 | 16.5337 | -142.6689 | 130.729
Line13_13_14 | 0 | 0 | 0 | 0 | 0 | 0 | 0 | 0 | 0 | 0 | 0 | 0 | -1.8997e-08 | 4.5255e-08 | -2.3701e-08 | 9.2591e-10 | -1.0517e-09 | -2.4309e-09 | 2.0298e-08 | -2.2169e-08 | -5.6654e-08 | 7.8841e-10 | -1.9358e-09 | 1.1395e-09 | 0 | 0 | 0 | 0 | 0 | 0 | 0.68689 | 1.2453 | 1.5176 | 0.68689 | 1.2453 | 1.5176 | 16.5337 | -142.6689 | 130.729 | 16.5337 | -142.6689 | 130.729
Line14_15_16 | 0 | 0 | 0 | 0 | 0 | 0 | 0 | 0 | 0 | 0 | 0 | 0 | -3.7995e-08 | 9.0509e-08 | -4.7401e-08 | 1.9923e-08 | -4.6306e-08 | 2.127e-08 | 4.0596e-08 | -4.4339e-08 | -1.1331e-07 | -1.9509e-08 | 2.0234e-08 | 5.7793e-08 | 0 | 0 | 0 | 0 | 0 | 0 | 0.68689 | 1.2453 | 1.5176 | 0.68689 | 1.2453 | 1.5176 | 16.5337 | -142.6689 | 130.729 | 16.5337 | -142.6689 | 130.729
Line15_16_17 | 0 | 0 | 0 | 0 | 0 | 0 | 0 | 0 | 0 | 0 | 0 | 0 | -1.8997e-08 | 4.5255e-08 | -2.3701e-08 | 9.2591e-10 | -1.0517e-09 | -2.4309e-09 | 2.0298e-08 | -2.2169e-08 | -5.6654e-08 | 7.8841e-10 | -1.9358e-09 | 1.1395e-09 | 0 | 0 | 0 | 0 | 0 | 0 | 0.68689 | 1.2453 | 1.5176 | 0.68689 | 1.2453 | 1.5176 | 16.5337 | -142.6689 | 130.729 | 16.5337 | -142.6689 | 130.729
Line16_4_18 | 0 | 0 | 0 | 0 | 0 | 0 | 0 | 0 | 0 | 0 | 0 | 0 | -1.8997e-08 | 4.5255e-08 | -2.3701e-08 | 9.2591e-10 | -1.0517e-09 | -2.4309e-09 | 2.0298e-08 | -2.2169e-08 | -5.6654e-08 | 7.8841e-10 | -1.9358e-09 | 1.1395e-09 | 0 | 0 | 0 | 0 | 0 | 0 | 0.68689 | 1.2453 | 1.5176 | 0.68689 | 1.2453 | 1.5176 | 16.5337 | -142.6689 | 130.729 | 16.5337 | -142.6689 | 130.729
Line17_5_19 | 0 | 0 | 0 | 0 | 0 | 0 | 0 | 0 | 0 | 0 | 0 | 0 | -1.8997e-08 | 4.5255e-08 | -2.3701e-08 | 9.2591e-10 | -1.0517e-09 | -2.4309e-09 | 2.0298e-08 | -2.2169e-08 | -5.6654e-08 | 7.8841e-10 | -1.9358e-09 | 1.1395e-09 | 0 | 0 | 0 | 0 | 0 | 0 | 0.68689 | 1.2453 | 1.5176 | 0.68689 | 1.2453 | 1.5176 | 16.5337 | -142.6689 | 130.729 | 16.5337 | -142.6689 | 130.729
Line1_1_3 | 1.4021e-06 | 1.4018e-06 | 1.4018e-06 | 1.2272e-06 | 1.2269e-06 | 1.2269e-06 | 3.2379e-07 | 3.2372e-07 | 3.2372e-07 | 2.8341e-07 | 2.8334e-07 | 2.8334e-07 | -1.5198e-07 | 3.6204e-07 | -1.896e-07 | 1.3391e-07 | -3.1783e-07 | 1.6347e-07 | 1.6238e-07 | -1.7736e-07 | -4.5323e-07 | -1.413e-07 | 1.5325e-07 | 3.9771e-07 | -116.5709 | -116.5694 | -116.5694 | 63.0716 | 63.0732 | 63.0732 | 0.68689 | 1.2453 | 1.5176 | 0.68689 | 1.2453 | 1.5176 | 16.5337 | -142.6689 | 130.729 | 16.5337 | -142.6689 | 130.729
Line2_1_4 | 0 | 0 | 0 | 0 | 0 | 0 | 0 | 0 | 0 | 0 | 0 | 0 | -3.7995e-08 | 9.0509e-08 | -4.7401e-08 | 1.9923e-08 | -4.6306e-08 | 2.127e-08 | 4.0596e-08 | -4.4339e-08 | -1.1331e-07 | -1.9509e-08 | 2.0234e-08 | 5.7793e-08 | 0 | 0 | 0 | 0 | 0 | 0 | 0.68689 | 1.2453 | 1.5176 | 0.68689 | 1.2453 | 1.5176 | 16.5337 | -142.6689 | 130.729 | 16.5337 | -142.6689 | 130.729
Line3_1_5 | 0 | 0 | 0 | 0 | 0 | 0 | 0 | 0 | 0 | 0 | 0 | 0 | -3.7995e-08 | 9.0509e-08 | -4.7401e-08 | 1.9923e-08 | -4.6306e-08 | 2.127e-08 | 4.0596e-08 | -4.4339e-08 | -1.1331e-07 | -1.9509e-08 | 2.0234e-08 | 5.7793e-08 | 0 | 0 | 0 | 0 | 0 | 0 | 0.68689 | 1.2453 | 1.5176 | 0.68689 | 1.2453 | 1.5176 | 16.5337 | -142.6689 | 130.729 | 16.5337 | -142.6689 | 130.729
Line4_2_6 | 0.022211 | 0 | 0 | 0.022211 | 0 | 0 | 0.0051295 | 0 | 0 | 0.0051295 | 0 | 0 | 0.002479 | 2.2621e-07 | -1.1927e-07 | -0.0024749 | -1.8196e-07 | 9.3112e-08 | 0.0024915 | -1.1139e-07 | -2.8327e-07 | -0.0024833 | 8.7212e-08 | 2.2773e-07 | -28.6576 | 0 | 0 | 151.3428 | 0 | 0 | 0.68519 | 1.245 | 1.5176 | 0.68348 | 1.2446 | 1.5175 | 16.4868 | -142.6681 | 130.7156 | 16.4396 | -142.6674 | 130.7021
Line5_6_7 | 0.022211 | 0 | 0 | 0.022211 | 0 | 0 | 0.0051295 | 0 | 0 | 0.0051295 | 0 | 0 | 0.0024749 | 1.8092e-07 | -9.5542e-08 | -0.0024708 | -1.3669e-07 | 6.9311e-08 | 0.0024833 | -8.9146e-08 | -2.2659e-07 | -0.002475 | 6.4942e-08 | 1.7106e-07 | -28.6572 | 0 | 0 | 151.3433 | 0 | 0 | 0.68348 | 1.2446 | 1.5175 | 0.68178 | 1.2443 | 1.5175 | 16.4396 | -142.6674 | 130.7021 | 16.3923 | -142.6667 | 130.6886
Line6_7_8 | 0.022211 | 0 | 0 | 0.022211 | 0 | 0 | 0.0051295 | 0 | 0 | 0.0051295 | 0 | 0 | 0.0024708 | 1.3565e-07 | -7.174e-08 | -0.0024667 | -9.1451e-08 | 4.5438e-08 | 0.002475 | -6.6876e-08 | -1.6993e-07 | -0.0024668 | 4.2649e-08 | 1.1441e-07 | -28.6567 | 0 | 0 | 151.3437 | 0 | 0 | 0.68178 | 1.2443 | 1.5175 | 0.68008 | 1.2439 | 1.5175 | 16.3923 | -142.6667 | 130.6886 | 16.3446 | -142.6659 | 130.6752
Line7_8_9 | 0 | 0 | 0 | 0 | 0 | 0 | 0 | 0 | 0 | 0 | 0 | 0 | -1.8734e-08 | 4.5204e-08 | -2.3934e-08 | 9.3627e-10 | -1.0438e-09 | -2.4288e-09 | 2.0242e-08 | -2.2291e-08 | -5.6637e-08 | 7.7192e-10 | -1.9334e-09 | 1.1338e-09 | 0 | 0 | 0 | 0 | 0 | 0 | 0.68008 | 1.2439 | 1.5175 | 0.68008 | 1.2439 | 1.5175 | 16.3446 | -142.6659 | 130.6752 | 16.3446 | -142.6659 | 130.6752
Line8_8_10 | 0 | 0 | 0 | 0 | 0 | 0 | 0 | 0 | 0 | 0 | 0 | 0 | -1.8734e-08 | 4.5204e-08 | -2.3934e-08 | 9.3627e-10 | -1.0438e-09 | -2.4288e-09 | 2.0242e-08 | -2.2291e-08 | -5.6637e-08 | 7.7192e-10 | -1.9334e-09 | 1.1338e-09 | 0 | 0 | 0 | 0 | 0 | 0 | 0.68008 | 1.2439 | 1.5175 | 0.68008 | 1.2439 | 1.5175 | 16.3446 | -142.6659 | 130.6752 | 16.3446 | -142.6659 | 130.6752
Line9_3_11 | 1.2268e-06 | 1.2265e-06 | 1.2265e-06 | 1.0519e-06 | 1.0517e-06 | 1.0517e-06 | 2.8332e-07 | 2.8326e-07 | 2.8326e-07 | 2.4293e-07 | 2.4287e-07 | 2.4287e-07 | -1.3298e-07 | 3.1678e-07 | -1.659e-07 | 1.1491e-07 | -2.7258e-07 | 1.3977e-07 | 1.4208e-07 | -1.5519e-07 | -3.9658e-07 | -1.21e-07 | 1.3108e-07 | 3.4106e-07 | -116.5709 | -116.5694 | -116.5694 | 63.012 | 63.0136 | 63.0136 | 0.68689 | 1.2453 | 1.5176 | 0.68689 | 1.2453 | 1.5176 | 16.5337 | -142.6689 | 130.729 | 16.5337 | -142.6689 | 130.729

## LG_min_6
name | pf_ikss_a_from_ka | pf_ikss_b_from_ka | pf_ikss_c_from_ka | pf_ikss_a_to_ka | pf_ikss_b_to_ka | pf_ikss_c_to_ka | pf_skss_a_from_mw | pf_skss_b_from_mw | pf_skss_c_from_mw | pf_skss_a_to_mw | pf_skss_b_to_mw | pf_skss_c_to_mw | pf_p_a_from_mw | pf_p_b_from_mw | pf_p_c_from_mw | pf_p_a_to_mw | pf_p_b_to_mw | pf_p_c_to_mw | pf_q_a_from_mvar | pf_q_b_from_mvar | pf_q_c_from_mvar | pf_q_a_to_mvar | pf_q_b_to_mvar | pf_q_c_to_mvar | pf_ikss_a_from_degree | pf_ikss_b_from_degree | pf_ikss_c_from_degree | pf_ikss_a_to_degree | pf_ikss_b_to_degree | pf_ikss_c_to_degree | pf_vm_a_from_pu | pf_vm_b_from_pu | pf_vm_c_from_pu | pf_vm_a_to_pu | pf_vm_b_to_pu | pf_vm_c_to_pu | pf_va_a_from_degree | pf_va_b_from_degree | pf_va_c_from_degree | pf_va_a_to_degree | pf_va_b_to_degree | pf_va_c_to_degree
Line0_1_2 | 0.043103 | 2.0436e-06 | 2.0436e-06 | 0.043103 | 1.7041e-06 | 1.7041e-06 | 0.0099541 | 4.7194e-07 | 4.7194e-07 | 0.0099541 | 3.9355e-07 | 3.9355e-07 | 0.0001189 | 4.1827e-07 | -3.5702e-07 | -8.9174e-05 | -3.5305e-07 | 2.9311e-07 | 0.00012386 | -6.4314e-07 | -6.8747e-07 | -9.2894e-05 | 5.331e-07 | 5.7552e-07 | -5.4635 | -93.2726 | -93.2726 | 174.537 | 86.2448 | 86.2448 | 0.017248 | 1.6256 | 1.6414 | 0.012936 | 1.6247 | 1.6411 | 40.7073 | -150.2345 | 149.2833 | 40.7074 | -150.2402 | 149.2548
Line10_11_12 | 2.0406e-06 | 2.0402e-06 | 2.0402e-06 | 1.7012e-06 | 1.7008e-06 | 1.7008e-06 | 4.7125e-07 | 4.7115e-07 | 4.7115e-07 | 3.9289e-07 | 3.9279e-07 | 3.9279e-07 | -5.655e-09 | 4.1872e-07 | -3.552e-07 | 4.757e-09 | -3.5373e-07 | 2.911e-07 | 5.8386e-09 | -6.4131e-07 | -6.8696e-07 | -4.8263e-09 | 5.3158e-07 | 5.7526e-07 | -93.3766 | -93.3752 | -93.3752 | 86.1229 | 86.1245 | 86.1245 | 0.017248 | 1.6256 | 1.6414 | 0.017248 | 1.6256 | 1.6414 | 40.7082 | -150.2345 | 149.2833 | 40.7086 | -150.2345 | 149.2833
Line11_12_13 | 1.7005e-06 | 1.7001e-06 | 1.7001e-06 | 1.3612e-06 | 1.3608e-06 | 1.3608e-06 | 3.9271e-07 | 3.9263e-07 | 3.9263e-07 | 3.1435e-07 | 3.1427e-07 | 3.1427e-07 | -4.7125e-09 | 3.4893e-07 | -2.96e-07 | 3.8145e-09 | -2.8394e-07 | 2.319e-07 | 4.8655e-09 | -5.3443e-07 | -5.7246e-07 | -3.8532e-09 | 4.2469e-07 | 4.6077e-07 | -93.3766 | -93.3752 | -93.3752 | 85.9978 | 85.9995 | 85.9995 | 0.017248 | 1.6256 | 1.6414 | 0.017248 | 1.6256 | 1.6414 | 40.7086 | -150.2345 | 149.2833 | 40.7089 | -150.2345 | 149.2833
Line12_13_15 | 1.0203e-06 | 1.0201e-06 | 1.0201e-06 | 0 | 0 | 0 | 2.3563e-07 | 2.3558e-07 | 2.3558e-07 | 0 | 0 | 0 | -2.8275e-09 | 2.0936e-07 | -1.776e-07 | 1.9295e-09 | -1.4437e-07 | 1.1351e-07 | 2.9193e-09 | -3.2066e-07 | -3.4348e-07 | -1.907e-09 | 2.1092e-07 | 2.3178e-07 | -93.3766 | -93.3752 | -93.3752 | 0 | 0 | 0 | 0.017248 | 1.6256 | 1.6414 | 0.017248 | 1.6256 | 1.6414 | 40.7089 | -150.2345 | 149.2833 | 40.7091 | -150.2345 | 149.2833
Line13_13_14 | 0 | 0 | 0 | 0 | 0 | 0 | 0 | 0 | 0 | 0 | 0 | 0 | -9.4251e-10 | 6.9786e-08 | -5.9199e-08 | 4.4453e-11 | -4.7972e-09 | -4.8918e-09 | 9.7309e-10 | -1.0689e-07 | -1.1449e-07 | 3.9186e-11 | -2.8513e-09 | 2.7966e-09 | 0 | 0 | 0 | 0 | 0 | 0 | 0.017248 | 1.6256 | 1.6414 | 0.017248 | 1.6256 | 1.6414 | 40.7089 | -150.2345 | 149.2833 | 40.7089 | -150.2345 | 149.2833
Line14_15_16 | 0 | 0 | 0 | 0 | 0 | 0 | 0 | 0 | 0 | 0 | 0 | 0 | -1.885e-09 | 1.3957e-07 | -1.184e-07 | 9.8697e-10 | -7.4583e-08 | 5.4307e-08 | 1.9462e-09 | -2.1377e-07 | -2.2899e-07 | -9.339e-10 | 1.0403e-07 | 1.1729e-07 | 0 | 0 | 0 | 0 | 0 | 0 | 0.017248 | 1.6256 | 1.6414 | 0.017248 | 1.6256 | 1.6414 | 40.7091 | -150.2345 | 149.2833 | 40.7092 | -150.2345 | 149.2833
Line15_16_17 | 0 | 0 | 0 | 0 | 0 | 0 | 0 | 0 | 0 | 0 | 0 | 0 | -9.4252e-10 | 6.9786e-08 | -5.9199e-08 | 4.4452e-11 | -4.7972e-09 | -4.8918e-09 | 9.7308e-10 | -1.0689e-07 | -1.1449e-07 | 3.9186e-11 | -2.8513e-09 | 2.7966e-09 | 0 | 0 | 0 | 0 | 0 | 0 | 0.017248 | 1.6256 | 1.6414 | 0.017248 | 1.6256 | 1.6414 | 40.7092 | -150.2345 | 149.2833 | 40.7092 | -150.2345 | 149.2833
Line16_4_18 | 0 | 0 | 0 | 0 | 0 | 0 | 0 | 0 | 0 | 0 | 0 | 0 | -9.4249e-10 | 6.9786e-08 | -5.9199e-08 | 4.4454e-11 | -4.7972e-09 | -4.8918e-09 | 9.7311e-10 | -1.0689e-07 | -1.1449e-07 | 3.9185e-11 | -2.8513e-09 | 2.7966e-09 | 0 | 0 | 0 | 0 | 0 | 0 | 0.017248 | 1.6256 | 1.6414 | 0.017248 | 1.6256 | 1.6414 | 40.7074 | -150.2345 | 149.2833 | 40.7074 | -150.2345 | 149.2833
Line17_5_19 | 0 | 0 | 0 | 0 | 0 | 0 | 0 | 0 | 0 | 0 | 0 | 0 | -9.4249e-10 | 6.9786e-08 | -5.9199e-08 | 4.4454e-11 | -4.7972e-09 | -4.8918e-09 | 9.7311e-10 | -1.0689e-07 | -1.1449e-07 | 3.9185e-11 | -2.8513e-09 | 2.7966e-09 | 0 | 0 | 0 | 0 | 0 | 0 | 0.017248 | 1.6256 | 1.6414 | 0.017248 | 1.6256 | 1.6414 | 40.7074 | -150.2345 | 149.2833 | 40.7074 | -150.2345 | 149.2833
Line1_1_3 | 2.7208e-06 | 2.7202e-06 | 2.7202e-06 | 2.3814e-06 | 2.3808e-06 | 2.3808e-06 | 6.2834e-07 | 6.282e-07 | 6.282e-07 | 5.4997e-07 | 5.4983e-07 | 5.4983e-07 | -7.5399e-09 | 5.5829e-07 | -4.7359e-07 | 6.6419e-09 | -4.933e-07 | 4.095e-07 | 7.7849e-09 | -8.5509e-07 | -9.1594e-07 | -6.7726e-09 | 7.4535e-07 | 8.0425e-07 | -93.3766 | -93.3752 | -93.3752 | 86.2658 | 86.2674 | 86.2674 | 0.017248 | 1.6256 | 1.6414 | 0.017248 | 1.6256 | 1.6414 | 40.7073 | -150.2345 | 149.2833 | 40.7078 | -150.2345 | 149.2833
Line2_1_4 | 0 | 0 | 0 | 0 | 0 | 0 | 0 | 0 | 0 | 0 | 0 | 0 | -1.885e-09 | 1.3957e-07 | -1.184e-07 | 9.8694e-10 | -7.4583e-08 | 5.4307e-08 | 1.9462e-09 | -2.1377e-07 | -2.2899e-07 | -9.3393e-10 | 1.0403e-07 | 1.1729e-07 | 0 | 0 | 0 | 0 | 0 | 0 | 0.017248 | 1.6256 | 1.6414 | 0.017248 | 1.6256 | 1.6414 | 40.7073 | -150.2345 | 149.2833 | 40.7074 | -150.2345 | 149.2833
Line3_1_5 | 0 | 0 | 0 | 0 | 0 | 0 | 0 | 0 | 0 | 0 | 0 | 0 | -1.885e-09 | 1.3957e-07 | -1.184e-07 | 9.8694e-10 | -7.4583e-08 | 5.4307e-08 | 1.9462e-09 | -2.1377e-07 | -2.2899e-07 | -9.3393e-10 | 1.0403e-07 | 1.1729e-07 | 0 | 0 | 0 | 0 | 0 | 0 | 0.017248 | 1.6256 | 1.6414 | 0.017248 | 1.6256 | 1.6414 | 40.7073 | -150.2345 | 149.2833 | 40.7074 | -150.2345 | 149.2833
Line4_2_6 | 0.043103 | 1.7035e-06 | 1.7035e-06 | 0.043103 | 1.3638e-06 | 1.3638e-06 | 0.0099541 | 3.934e-07 | 3.934e-07 | 0.0099541 | 3.1495e-07 | 3.1495e-07 | 8.9174e-05 | 3.4826e-07 | -2.98e-07 | -5.945e-05 | -2.8316e-07 | 2.3389e-07 | 9.2894e-05 | -5.3596e-07 | -5.7272e-07 | -6.1929e-05 | 4.259e-07 | 4.6083e-07 | -5.463 | -93.2561 | -93.2561 | 174.5374 | 86.1359 | 86.1359 | 0.012936 | 1.6247 | 1.6411 | 0.0086241 | 1.6239 | 1.6409 | 40.7074 | -150.2402 | 149.2548 | 40.7075 | -150.246 | 149.2262
Line5_6_7 | 0.043103 | 1.3631e-06 | 1.3631e-06 | 0.043103 | 1.0232e-06 | 1.0232e-06 | 0.0099541 | 3.148e-07 | 3.148e-07 | 0.0099541 | 2.363e-07 | 2.363e-07 | 5.945e-05 | 2.7838e-07 | -2.3877e-07 | -2.9725e-05 | -2.1339e-07 | 1.7445e-07 | 6.1929e-05 | -4.2875e-07 | -4.5804e-07 | -3.0964e-05 | 3.1868e-07 | 3.462e-07 | -5.4626 | -93.2409 | -93.2409 | 174.5379 | 85.9416 | 85.9416 | 0.0086241 | 1.6239 | 1.6409 | 0.0043121 | 1.6231 | 1.6406 | 40.7075 | -150.246 | 149.2262 | 40.7077 | -150.2518 | 149.1977
Line6_7_8 | 0.043103 | 1.0225e-06 | 1.0225e-06 | 0.043103 | 0 | 0 | 0.0099541 | 2.3615e-07 | 2.3615e-07 | 0.0099541 | 0 | 0 | 2.9725e-05 | 2.0862e-07 | -1.7933e-07 | -1.7429e-16 | -1.4375e-07 | 1.1481e-07 | 3.0964e-05 | -3.2153e-07 | -3.4341e-07 | -3.4892e-17 | 2.1145e-07 | 2.3164e-07 | -5.4621 | -93.2283 | -93.2283 | 174.5383 | 0 | 0 | 0.0043121 | 1.6231 | 1.6406 | 0 | 1.6222 | 1.6403 | 40.7077 | -150.2518 | 149.1977 | 0 | -150.2576 | 149.1691
Line7_8_9 | 0 | 0 | 0 | 0 | 0 | 0 | 0 | 0 | 0 | 0 | 0 | 0 | -2.2307e-22 | 6.9488e-08 | -5.9844e-08 | -2.3194e-17 | -4.7682e-09 | -4.8764e-09 | 1.3892e-21 | -1.0715e-07 | -1.1443e-07 | 2.7318e-17 | -2.8473e-09 | 2.7848e-09 | 0 | 0 | 0 | 0 | 0 | 0 | 0 | 1.6222 | 1.6403 | 0 | 1.6222 | 1.6403 | 0 | -150.2576 | 149.1691 | 0 | -150.2576 | 149.1691
Line8_8_10 | 0 | 0 | 0 | 0 | 0 | 0 | 0 | 0 | 0 | 0 | 0 | 0 | -2.2307e-22 | 6.9488e-08 | -5.9844e-08 | -2.3194e-17 | -4.7682e-09 | -4.8764e-09 | 1.3892e-21 | -1.0715e-07 | -1.1443e-07 | 2.7318e-17 | -2.8473e-09 | 2.7848e-09 | 0 | 0 | 0 | 0 | 0 | 0 | 0 | 1.6222 | 1.6403 | 0 | 1.6222 | 1.6403 | 0 | -150.2576 | 149.1691 | 0 | -150.2576 | 149.1691
Line9_3_11 | 2.3807e-06 | 2.3802e-06 | 2.3802e-06 | 2.0413e-06 | 2.0408e-06 | 2.0408e-06 | 5.4979e-07 | 5.4968e-07 | 5.4968e-07 | 4.7143e-07 | 4.7131e-07 | 4.7131e-07 | -6.5975e-09 | 4.885e-07 | -4.1439e-07 | 5.6995e-09 | -4.2351e-07 | 3.503e-07 | 6.8117e-09 | -7.482e-07 | -8.0145e-07 | -5.7994e-09 | 6.3846e-07 | 6.8975e-07 | -93.3766 | -93.3752 | -93.3752 | 86.2063 | 86.2078 | 86.2078 | 0.017248 | 1.6256 | 1.6414 | 0.017248 | 1.6256 | 1.6414 | 40.7078 | -150.2345 | 149.2833 | 40.7082 | -150.2345 | 149.2833

## LG_min_10
name | pf_ikss_a_from_ka | pf_ikss_b_from_ka | pf_ikss_c_from_ka | pf_ikss_a_to_ka | pf_ikss_b_to_ka | pf_ikss_c_to_ka | pf_skss_a_from_mw | pf_skss_b_from_mw | pf_skss_c_from_mw | pf_skss_a_to_mw | pf_skss_b_to_mw | pf_skss_c_to_mw | pf_p_a_from_mw | pf_p_b_from_mw | pf_p_c_from_mw | pf_p_a_to_mw | pf_p_b_to_mw | pf_p_c_to_mw | pf_q_a_from_mvar | pf_q_b_from_mvar | pf_q_c_from_mvar | pf_q_a_to_mvar | pf_q_b_to_mvar | pf_q_c_to_mvar | pf_ikss_a_from_degree | pf_ikss_b_from_degree | pf_ikss_c_from_degree | pf_ikss_a_to_degree | pf_ikss_b_to_degree | pf_ikss_c_to_degree | pf_vm_a_from_pu | pf_vm_b_from_pu | pf_vm_c_from_pu | pf_vm_a_to_pu | pf_vm_b_to_pu | pf_vm_c_to_pu | pf_va_a_from_degree | pf_va_b_from_degree | pf_va_c_from_degree | pf_va_a_to_degree | pf_va_b_to_degree | pf_va_c_to_degree
Line0_1_2 | 0.040834 | 1.936e-06 | 1.936e-06 | 0.040834 | 1.6144e-06 | 1.6144e-06 | 0.0094302 | 4.4711e-07 | 4.4711e-07 | 0.0094302 | 3.7283e-07 | 3.7283e-07 | 0.00010671 | 3.754e-07 | -3.2043e-07 | -8.0034e-05 | -3.1687e-07 | 2.6307e-07 | 0.00011116 | -5.7722e-07 | -6.1701e-07 | -8.3373e-05 | 4.7847e-07 | 5.1653e-07 | -5.4635 | -93.2726 | -93.2726 | 174.537 | 86.2448 | 86.2448 | 0.01634 | 1.54 | 1.555 | 0.012255 | 1.5392 | 1.5548 | 40.7073 | -150.2345 | 149.2833 | 40.7074 | -150.2402 | 149.2548
Line10_11_12 | 1.9332e-06 | 1.9328e-06 | 1.9328e-06 | 1.6117e-06 | 1.6113e-06 | 1.6113e-06 | 4.4645e-07 | 4.4636e-07 | 4.4636e-07 | 3.7221e-07 | 3.7211e-07 | 3.7211e-07 | -5.0754e-09 | 3.758e-07 | -3.1879e-07 | 4.2694e-09 | -3.1747e-07 | 2.6127e-07 | 5.2402e-09 | -5.7558e-07 | -6.1655e-07 | -4.3316e-09 | 4.7709e-07 | 5.163e-07 | -93.3766 | -93.3752 | -93.3752 | 86.1229 | 86.1245 | 86.1245 | 0.01634 | 1.54 | 1.555 | 0.01634 | 1.54 | 1.555 | 40.7082 | -150.2345 | 149.2833 | 40.7086 | -150.2345 | 149.2833
Line11_12_13 | 1.611e-06 | 1.6106e-06 | 1.6106e-06 | 1.2895e-06 | 1.2892e-06 | 1.2892e-06 | 3.7204e-07 | 3.7196e-07 | 3.7196e-07 | 2.978e-07 | 2.9772e-07 | 2.9772e-07 | -4.2295e-09 | 3.1317e-07 | -2.6566e-07 | 3.4235e-09 | -2.5484e-07 | 2.0814e-07 | 4.3668e-09 | -4.7965e-07 | -5.1379e-07 | -3.4582e-09 | 3.8116e-07 | 4.1354e-07 | -93.3766 | -93.3752 | -93.3752 | 85.9978 | 85.9995 | 85.9995 | 0.01634 | 1.54 | 1.555 | 0.01634 | 1.54 | 1.555 | 40.7086 | -150.2345 | 149.2833 | 40.7089 | -150.2345 | 149.2833
Line12_13_15 | 0 | 0 | 0 | 0 | 0 | 0 | 0 | 0 | 0 | 0 | 0 | 0 | -2.5377e-09 | 1.879e-07 | -1.594e-07 | 1.7317e-09 | -1.2957e-07 | 1.0187e-07 | 2.6201e-09 | -2.8779e-07 | -3.0827e-07 | -1.7115e-09 | 1.893e-07 | 2.0803e-07 | 0 | 0 | 0 | 0 | 0 | 0 | 0.01634 | 1.54 | 1.555 | 0.01634 | 1.54 | 1.555 | 40.7089 | -150.2345 | 149.2833 | 40.7091 | -150.2345 | 149.2833
Line13_13_14 | 0 | 0 | 0 | 0 | 0 | 0 | 0 | 0 | 0 | 0 | 0 | 0 | -8.4591e-10 | 6.2634e-08 | -5.3132e-08 | 3.9897e-11 | -4.3055e-09 | -4.3905e-09 | 8.7335e-10 | -9.5931e-08 | -1.0276e-07 | 3.517e-11 | -2.5591e-09 | 2.51e-09 | 0 | 0 | 0 | 0 | 0 | 0 | 0.01634 | 1.54 | 1.555 | 0.01634 | 1.54 | 1.555 | 40.7089 | -150.2345 | 149.2833 | 40.7089 | -150.2345 | 149.2833
Line14_15_16 | 0 | 0 | 0 | 0 | 0 | 0 | 0 | 0 | 0 | 0 | 0 | 0 | -1.6918e-09 | 1.2527e-07 | -1.0626e-07 | 8.8581e-10 | -6.6939e-08 | 4.8741e-08 | 1.7467e-09 | -1.9186e-07 | -2.0552e-07 | -8.3818e-10 | 9.3372e-08 | 1.0527e-07 | 0 | 0 | 0 | 0 | 0 | 0 | 0.01634 | 1.54 | 1.555 | 0.01634 | 1.54 | 1.555 | 40.7091 | -150.2345 | 149.2833 | 40.7092 | -150.2345 | 149.2833
Line15_16_17 | 0 | 0 | 0 | 0 | 0 | 0 | 0 | 0 | 0 | 0 | 0 | 0 | -8.4591e-10 | 6.2634e-08 | -5.3132e-08 | 3.9896e-11 | -4.3055e-09 | -4.3905e-09 | 8.7335e-10 | -9.5931e-08 | -1.0276e-07 | 3.517e-11 | -2.5591e-09 | 2.51e-09 | 0 | 0 | 0 | 0 | 0 | 0 | 0.01634 | 1.54 | 1.555 | 0.01634 | 1.54 | 1.555 | 40.7092 | -150.2345 | 149.2833 | 40.7092 | -150.2345 | 149.2833
Line16_4_18 | 0 | 0 | 0 | 0 | 0 | 0 | 0 | 0 | 0 | 0 | 0 | 0 | -8.4589e-10 | 6.2634e-08 | -5.3132e-08 | 3.9898e-11 | -4.3055e-09 | -4.3905e-09 | 8.7338e-10 | -9.5931e-08 | -1.0276e-07 | 3.5169e-11 | -2.5591e-09 | 2.51e-09 | 0 | 0 | 0 | 0 | 0 | 0 | 0.01634 | 1.54 | 1.555 | 0.01634 | 1.54 | 1.555 | 40.7074 | -150.2345 | 149.2833 | 40.7074 | -150.2345 | 149.2833
Line17_5_19 | 0 | 0 | 0 | 0 | 0 | 0 | 0 | 0 | 0 | 0 | 0 | 0 | -8.4589e-10 | 6.2634e-08 | -5.3132e-08 | 3.9898e-11 | -4.3055e-09 | -4.3905e-09 | 8.7338e-10 | -9.5931e-08 | -1.0276e-07 | 3.5169e-11 | -2.5591e-09 | 2.51e-09 | 0 | 0 | 0 | 0 | 0 | 0 | 0.01634 | 1.54 | 1.555 | 0.01634 | 1.54 | 1.555 | 40.7074 | -150.2345 | 149.2833 | 40.7074 | -150.2345 | 149.2833
Line1_1_3 | 2.5776e-06 | 2.577e-06 | 2.577e-06 | 2.2561e-06 | 2.2555e-06 | 2.2555e-06 | 5.9526e-07 | 5.9514e-07 | 5.9514e-07 | 5.2102e-07 | 5.2089e-07 | 5.2089e-07 | -6.7671e-09 | 5.0107e-07 | -4.2505e-07 | 5.9612e-09 | -4.4274e-07 | 3.6753e-07 | 6.987e-09 | -7.6745e-07 | -8.2206e-07 | -6.0784e-09 | 6.6896e-07 | 7.2182e-07 | -93.3766 | -93.3752 | -93.3752 | 86.2658 | 86.2674 | 86.2674 | 0.01634 | 1.54 | 1.555 | 0.01634 | 1.54 | 1.555 | 40.7073 | -150.2345 | 149.2833 | 40.7078 | -150.2345 | 149.2833
Line2_1_4 | 0 | 0 | 0 | 0 | 0 | 0 | 0 | 0 | 0 | 0 | 0 | 0 | -1.6918e-09 | 1.2527e-07 | -1.0626e-07 | 8.8579e-10 | -6.6939e-08 | 4.8741e-08 | 1.7468e-09 | -1.9186e-07 | -2.0552e-07 | -8.3821e-10 | 9.3372e-08 | 1.0527e-07 | 0 | 0 | 0 | 0 | 0 | 0 | 0.01634 | 1.54 | 1.555 | 0.01634 | 1.54 | 1.555 | 40.7073 | -150.2345 | 149.2833 | 40.7074 | -150.2345 | 149.2833
Line3_1_5 | 0 | 0 | 0 | 0 | 0 | 0 | 0 | 0 | 0 | 0 | 0 | 0 | -1.6918e-09 | 1.2527e-07 | -1.0626e-07 | 8.8579e-10 | -6.6939e-08 | 4.8741e-08 | 1.7468e-09 | -1.9186e-07 | -2.0552e-07 | -8.3821e-10 | 9.3372e-08 | 1.0527e-07 | 0 | 0 | 0 | 0 | 0 | 0 | 0.01634 | 1.54 | 1.555 | 0.01634 | 1.54 | 1.555 | 40.7073 | -150.2345 | 149.2833 | 40.7074 | -150.2345 | 149.2833
Line4_2_6 | 0.040834 | 1.6138e-06 | 1.6138e-06 | 0.040834 | 1.292e-06 | 1.292e-06 | 0.0094302 | 3.7269e-07 | 3.7269e-07 | 0.0094302 | 2.9837e-07 | 2.9837e-07 | 8.0034e-05 | 3.1257e-07 | -2.6746e-07 | -5.3356e-05 | -2.5414e-07 | 2.0992e-07 | 8.3373e-05 | -4.8102e-07 | -5.1402e-07 | -5.5581e-05 | 3.8225e-07 | 4.1359e-07 | -5.463 | -93.2561 | -93.2561 | 174.5374 | 86.1359 | 86.1359 | 0.012255 | 1.5392 | 1.5548 | 0.0081702 | 1.5384 | 1.5545 | 40.7074 | -150.2402 | 149.2548 | 40.7075 | -150.246 | 149.2262
Line5_6_7 | 0.040834 | 1.2914e-06 | 1.2914e-06 | 0.040834 | 0 | 0 | 0.0094302 | 2.9823e-07 | 2.9823e-07 | 0.0094302 | 0 | 0 | 5.3356e-05 | 2.4985e-07 | -2.143e-07 | -2.6678e-05 | -1.9152e-07 | 1.5657e-07 | 5.5581e-05 | -3.8481e-07 | -4.1109e-07 | -2.7791e-05 | 2.8602e-07 | 3.1072e-07 | -5.4626 | -93.2409 | -93.2409 | 174.5379 | 0 | 0 | 0.0081702 | 1.5384 | 1.5545 | 0.0040851 | 1.5376 | 1.5542 | 40.7075 | -150.246 | 149.2262 | 40.7077 | -150.2518 | 149.1977
Line6_7_8 | 0.040834 | 0 | 0 | 0.040834 | 0 | 0 | 0.0094302 | 0 | 0 | 0.0094302 | 0 | 0 | 2.6678e-05 | 1.8724e-07 | -1.6095e-07 | -1.5579e-16 | -1.2901e-07 | 1.0304e-07 | 2.7791e-05 | -2.8858e-07 | -3.0822e-07 | -3.1632e-17 | 1.8978e-07 | 2.079e-07 | -5.4621 | 0 | 0 | 174.5383 | 0 | 0 | 0.0040851 | 1.5376 | 1.5542 | 0 | 1.5368 | 1.554 | 40.7077 | -150.2518 | 149.1977 | 0 | -150.2576 | 149.1691
Line7_8_9 | 0 | 0 | 0 | 0 | 0 | 0 | 0 | 0 | 0 | 0 | 0 | 0 | -2.029e-22 | 6.2366e-08 | -5.371e-08 | -2.0817e-17 | -4.2795e-09 | -4.3766e-09 | 1.2419e-21 | -9.6166e-08 | -1.027e-07 | 2.4518e-17 | -2.5555e-09 | 2.4994e-09 | 0 | 0 | 0 | 0 | 0 | 0 | 0 | 1.5368 | 1.554 | 0 | 1.5368 | 1.554 | 0 | -150.2576 | 149.1691 | 0 | -150.2576 | 149.1691
Line8_8_10 | 0 | 0 | 0 | 0 | 0 | 0 | 0 | 0 | 0 | 0 | 0 | 0 | -2.029e-22 | 6.2366e-08 | -5.371e-08 | -2.0817e-17 | -4.2795e-09 | -4.3766e-09 | 1.2419e-21 | -9.6166e-08 | -1.027e-07 | 2.4518e-17 | -2.5555e-09 | 2.4994e-09 | 0 | 0 | 0 | 0 | 0 | 0 | 0 | 1.5368 | 1.554 | 0 | 1.5368 | 1.554 | 0 | -150.2576 | 149.1691 | 0 | -150.2576 | 149.1691
Line9_3_11 | 2.2554e-06 | 2.2549e-06 | 2.2549e-06 | 1.9339e-06 | 1.9334e-06 | 1.9334e-06 | 5.2086e-07 | 5.2075e-07 | 5.2075e-07 | 4.4661e-07 | 4.465e-07 | 4.465e-07 | -5.9213e-09 | 4.3844e-07 | -3.7192e-07 | 5.1153e-09 | -3.8011e-07 | 3.144e-07 | 6.1136e-09 | -6.7151e-07 | -7.1931e-07 | -5.205e-09 | 5.7303e-07 | 6.1906e-07 | -93.3766 | -93.3752 | -93.3752 | 86.2063 | 86.2078 | 86.2078 | 0.01634 | 1.54 | 1.555 | 0.01634 | 1.54 | 1.555 | 40.7078 | -150.2345 | 149.2833 | 40.7082 | -150.2345 | 149.2833

## LG_min_fault_6
name | pf_ikss_a_from_ka | pf_ikss_b_from_ka | pf_ikss_c_from_ka | pf_ikss_a_to_ka | pf_ikss_b_to_ka | pf_ikss_c_to_ka | pf_skss_a_from_mw | pf_skss_b_from_mw | pf_skss_c_from_mw | pf_skss_a_to_mw | pf_skss_b_to_mw | pf_skss_c_to_mw | pf_p_a_from_mw | pf_p_b_from_mw | pf_p_c_from_mw | pf_p_a_to_mw | pf_p_b_to_mw | pf_p_c_to_mw | pf_q_a_from_mvar | pf_q_b_from_mvar | pf_q_c_from_mvar | pf_q_a_to_mvar | pf_q_b_to_mvar | pf_q_c_to_mvar | pf_ikss_a_from_degree | pf_ikss_b_from_degree | pf_ikss_c_from_degree | pf_ikss_a_to_degree | pf_ikss_b_to_degree | pf_ikss_c_to_degree | pf_vm_a_from_pu | pf_vm_b_from_pu | pf_vm_c_from_pu | pf_vm_a_to_pu | pf_vm_b_to_pu | pf_vm_c_to_pu | pf_va_a_from_degree | pf_va_b_from_degree | pf_va_c_from_degree | pf_va_a_to_degree | pf_va_b_to_degree | pf_va_c_to_degree
Line0_1_2 | 0.019138 | 0 | 0 | 0.019138 | 0 | 0 | 0.0044197 | 0 | 0 | 0.0044197 | 0 | 0 | 0.0018546 | 2.0219e-07 | -1.0667e-07 | -0.0018488 | -1.6925e-07 | 8.7217e-08 | 0.0018558 | -9.9561e-08 | -2.5283e-07 | -0.0018496 | 8.1551e-08 | 2.1153e-07 | -28.5839 | 0 | 0 | 151.4165 | 0 | 0 | 0.59363 | 1.0755 | 1.3096 | 0.59171 | 1.0752 | 1.3094 | 16.4338 | -142.6095 | 130.7323 | 16.4301 | -142.6026 | 130.7169
Line10_11_12 | 0 | 0 | 0 | 0 | 0 | 0 | 0 | 0 | 0 | 0 | 0 | 0 | -8.4601e-08 | 2.0203e-07 | -1.0604e-07 | 7.1192e-08 | -1.6914e-07 | 8.6558e-08 | 9.0943e-08 | -9.9032e-08 | -2.526e-07 | -7.5201e-08 | 8.1086e-08 | 2.1135e-07 | 0 | 0 | 0 | 0 | 0 | 0 | 0.59363 | 1.0755 | 1.3096 | 0.59363 | 1.0755 | 1.3096 | 16.4339 | -142.6095 | 130.7323 | 16.4339 | -142.6095 | 130.7323
Line11_12_13 | 0 | 0 | 0 | 0 | 0 | 0 | 0 | 0 | 0 | 0 | 0 | 0 | -7.0501e-08 | 1.6836e-07 | -8.8364e-08 | 5.7092e-08 | -1.3547e-07 | 6.8885e-08 | 7.5786e-08 | -8.2527e-08 | -2.105e-07 | -6.0043e-08 | 6.4581e-08 | 1.6925e-07 | 0 | 0 | 0 | 0 | 0 | 0 | 0.59363 | 1.0755 | 1.3096 | 0.59363 | 1.0755 | 1.3096 | 16.4339 | -142.6095 | 130.7323 | 16.4339 | -142.6095 | 130.7323
Line12_13_15 | 0 | 0 | 0 | 0 | 0 | 0 | 0 | 0 | 0 | 0 | 0 | 0 | -4.23e-08 | 1.0101e-07 | -5.3019e-08 | 2.8891e-08 | -6.8125e-08 | 3.3539e-08 | 4.5471e-08 | -4.9516e-08 | -1.263e-07 | -2.9729e-08 | 3.157e-08 | 8.5049e-08 | 0 | 0 | 0 | 0 | 0 | 0 | 0.59363 | 1.0755 | 1.3096 | 0.59363 | 1.0755 | 1.3096 | 16.4339 | -142.6095 | 130.7323 | 16.4339 | -142.6095 | 130.7323
Line13_13_14 | 0 | 0 | 0 | 0 | 0 | 0 | 0 | 0 | 0 | 0 | 0 | 0 | -1.41e-08 | 3.3671e-08 | -1.7673e-08 | 6.9122e-10 | -7.8295e-10 | -1.8063e-09 | 1.5157e-08 | -1.6505e-08 | -4.21e-08 | 5.85e-10 | -1.4403e-09 | 8.4947e-10 | 0 | 0 | 0 | 0 | 0 | 0 | 0.59363 | 1.0755 | 1.3096 | 0.59363 | 1.0755 | 1.3096 | 16.4339 | -142.6095 | 130.7323 | 16.4339 | -142.6095 | 130.7323
Line14_15_16 | 0 | 0 | 0 | 0 | 0 | 0 | 0 | 0 | 0 | 0 | 0 | 0 | -2.82e-08 | 6.7342e-08 | -3.5346e-08 | 1.4791e-08 | -3.4454e-08 | 1.5867e-08 | 3.0314e-08 | -3.3011e-08 | -8.4199e-08 | -1.4572e-08 | 1.5065e-08 | 4.2949e-08 | 0 | 0 | 0 | 0 | 0 | 0 | 0.59363 | 1.0755 | 1.3096 | 0.59363 | 1.0755 | 1.3096 | 16.4339 | -142.6095 | 130.7323 | 16.4339 | -142.6095 | 130.7323
Line15_16_17 | 0 | 0 | 0 | 0 | 0 | 0 | 0 | 0 | 0 | 0 | 0 | 0 | -1.41e-08 | 3.3671e-08 | -1.7673e-08 | 6.9122e-10 | -7.8295e-10 | -1.8063e-09 | 1.5157e-08 | -1.6505e-08 | -4.21e-08 | 5.85e-10 | -1.4403e-09 | 8.4947e-10 | 0 | 0 | 0 | 0 | 0 | 0 | 0.59363 | 1.0755 | 1.3096 | 0.59363 | 1.0755 | 1.3096 | 16.4339 | -142.6095 | 130.7323 | 16.4339 | -142.6095 | 130.7323
Line16_4_18 | 0 | 0 | 0 | 0 | 0 | 0 | 0 | 0 | 0 | 0 | 0 | 0 | -1.41e-08 | 3.3671e-08 | -1.7673e-08 | 6.9122e-10 | -7.8295e-10 | -1.8063e-09 | 1.5157e-08 | -1.6505e-08 | -4.21e-08 | 5.85e-10 | -1.4403e-09 | 8.4947e-10 | 0 | 0 | 0 | 0 | 0 | 0 | 0.59363 | 1.0755 | 1.3096 | 0.59363 | 1.0755 | 1.3096 | 16.4338 | -142.6095 | 130.7323 | 16.4338 | -142.6095 | 130.7323
Line17_5_19 | 0 | 0 | 0 | 0 | 0 | 0 | 0 | 0 | 0 | 0 | 0 | 0 | -1.41e-08 | 3.3671e-08 | -1.7673e-08 | 6.9122e-10 | -7.8295e-10 | -1.8063e-09 | 1.5157e-08 | -1.6505e-08 | -4.21e-08 | 5.85e-10 | -1.4403e-09 | 8.4947e-10 | 0 | 0 | 0 | 0 | 0 | 0 | 0.59363 | 1.0755 | 1.3096 | 0.59363 | 1.0755 | 1.3096 | 16.4338 | -142.6095 | 130.7323 | 16.4338 | -142.6095 | 130.7323
Line1_1_3 | 1.208e-06 | 1.2078e-06 | 1.2078e-06 | 1.0574e-06 | 1.0571e-06 | 1.0571e-06 | 2.7898e-07 | 2.7892e-07 | 2.7892e-07 | 2.4419e-07 | 2.4413e-07 | 2.4413e-07 | -1.128e-07 | 2.6937e-07 | -1.4138e-07 | 9.9392e-08 | -2.3648e-07 | 1.219e-07 | 1.2126e-07 | -1.3204e-07 | -3.368e-07 | -1.0551e-07 | 1.141e-07 | 2.9555e-07 | -116.4971 | -116.4956 | -116.4956 | 63.1454 | 63.1469 | 63.1469 | 0.59363 | 1.0755 | 1.3096 | 0.59363 | 1.0755 | 1.3096 | 16.4338 | -142.6095 | 130.7323 | 16.4338 | -142.6095 | 130.7323
Line2_1_4 | 0 | 0 | 0 | 0 | 0 | 0 | 0 | 0 | 0 | 0 | 0 | 0 | -2.82e-08 | 6.7342e-08 | -3.5346e-08 | 1.4791e-08 | -3.4454e-08 | 1.5867e-08 | 3.0314e-08 | -3.3011e-08 | -8.4199e-08 | -1.4572e-08 | 1.5065e-08 | 4.2949e-08 | 0 | 0 | 0 | 0 | 0 | 0 | 0.59363 | 1.0755 | 1.3096 | 0.59363 | 1.0755 | 1.3096 | 16.4338 | -142.6095 | 130.7323 | 16.4338 | -142.6095 | 130.7323
Line3_1_5 | 0 | 0 | 0 | 0 | 0 | 0 | 0 | 0 | 0 | 0 | 0 | 0 | -2.82e-08 | 6.7342e-08 | -3.5346e-08 | 1.4791e-08 | -3.4454e-08 | 1.5867e-08 | 3.0314e-08 | -3.3011e-08 | -8.4199e-08 | -1.4572e-08 | 1.5065e-08 | 4.2949e-08 | 0 | 0 | 0 | 0 | 0 | 0 | 0.59363 | 1.0755 | 1.3096 | 0.59363 | 1.0755 | 1.3096 | 16.4338 | -142.6095 | 130.7323 | 16.4338 | -142.6095 | 130.7323
Line4_2_6 | 0.019138 | 0 | 0 | 0.019138 | 0 | 0 | 0.0044197 | 0 | 0 | 0.0044197 | 0 | 0 | 0.0018488 | 1.6847e-07 | -8.9022e-08 | -0.0018429 | -1.3553e-07 | 6.9514e-08 | 0.0018496 | -8.299e-08 | -2.1068e-07 | -0.0018435 | 6.4968e-08 | 1.6937e-07 | -28.5835 | 0 | 0 | 151.417 | 0 | 0 | 0.59171 | 1.0752 | 1.3094 | 0.5898 | 1.0748 | 1.3093 | 16.4301 | -142.6026 | 130.7169 | 16.4264 | -142.5956 | 130.7015
Line5_6_7 | 0.019138 | 0 | 0 | 0.019138 | 0 | 0 | 0.0044197 | 0 | 0 | 0.0044197 | 0 | 0 | 0.0018429 | 1.3475e-07 | -7.1317e-08 | -0.0018371 | -1.0182e-07 | 5.1752e-08 | 0.0018435 | -6.6406e-08 | -1.6853e-07 | -0.0018374 | 4.8371e-08 | 1.2723e-07 | -28.583 | 0 | 0 | 151.4174 | 0 | 0 | 0.5898 | 1.0748 | 1.3093 | 0.58788 | 1.0744 | 1.3091 | 16.4264 | -142.5956 | 130.7015 | 16.4226 | -142.5887 | 130.6861
Line6_7_8 | 0.019138 | 0 | 0 | 0.019138 | 0 | 0 | 0.0044197 | 0 | 0 | 0.0044197 | 0 | 0 | 0.0018371 | 1.0105e-07 | -5.3555e-08 | -0.0018312 | -6.8125e-08 | 3.3933e-08 | 0.0018374 | -4.9809e-08 | -1.2638e-07 | -0.0018313 | 3.1761e-08 | 8.5085e-08 | -28.5826 | 0 | 0 | 151.4179 | 0 | 0 | 0.58788 | 1.0744 | 1.3091 | 0.58597 | 1.0741 | 1.309 | 16.4226 | -142.5887 | 130.6861 | 16.4188 | -142.5818 | 130.6707
Line7_8_9 | 0 | 0 | 0 | 0 | 0 | 0 | 0 | 0 | 0 | 0 | 0 | 0 | -1.3929e-08 | 3.3675e-08 | -1.7867e-08 | 6.989e-10 | -7.7553e-10 | -1.8017e-09 | 1.5041e-08 | -1.6599e-08 | -4.212e-08 | 5.7694e-10 | -1.4367e-09 | 8.4426e-10 | 0 | 0 | 0 | 0 | 0 | 0 | 0.58597 | 1.0741 | 1.309 | 0.58597 | 1.0741 | 1.309 | 16.4188 | -142.5818 | 130.6707 | 16.4188 | -142.5818 | 130.6707
Line8_8_10 | 0 | 0 | 0 | 0 | 0 | 0 | 0 | 0 | 0 | 0 | 0 | 0 | -1.3929e-08 | 3.3675e-08 | -1.7867e-08 | 6.989e-10 | -7.7553e-10 | -1.8017e-09 | 1.5041e-08 | -1.6599e-08 | -4.212e-08 | 5.7694e-10 | -1.4367e-09 | 8.4426e-10 | 0 | 0 | 0 | 0 | 0 | 0 | 0.58597 | 1.0741 | 1.309 | 0.58597 | 1.0741 | 1.309 | 16.4188 | -142.5818 | 130.6707 | 16.4188 | -142.5818 | 130.6707
Line9_3_11 | 1.057e-06 | 1.0568e-06 | 1.0568e-06 | 0 | 0 | 0 | 2.4411e-07 | 2.4406e-07 | 2.4406e-07 | 0 | 0 | 0 | -9.8701e-08 | 2.357e-07 | -1.2371e-07 | 8.5292e-08 | -2.0281e-07 | 1.0423e-07 | 1.061e-07 | -1.1554e-07 | -2.947e-07 | -9.0358e-08 | 9.7592e-08 | 2.5345e-07 | -116.4971 | -116.4956 | -116.4956 | 0 | 0 | 0 | 0.59363 | 1.0755 | 1.3096 | 0.59363 | 1.0755 | 1.3096 | 16.4338 | -142.6095 | 130.7323 | 16.4339 | -142.6095 | 130.7323

## LG_min_fault_10
name | pf_ikss_a_from_ka | pf_ikss_b_from_ka | pf_ikss_c_from_ka | pf_ikss_a_to_ka | pf_ikss_b_to_ka | pf_ikss_c_to_ka | pf_skss_a_from_mw | pf_skss_b_from_mw | pf_skss_c_from_mw | pf_skss_a_to_mw | pf_skss_b_to_mw | pf_skss_c_to_mw | pf_p_a_from_mw | pf_p_b_from_mw | pf_p_c_from_mw | pf_p_a_to_mw | pf_p_b_to_mw | pf_p_c_to_mw | pf_q_a_from_mvar | pf_q_b_from_mvar | pf_q_c_from_mvar | pf_q_a_to_mvar | pf_q_b_to_mvar | pf_q_c_to_mvar | pf_ikss_a_from_degree | pf_ikss_b_from_degree | pf_ikss_c_from_degree | pf_ikss_a_to_degree | pf_ikss_b_to_degree | pf_ikss_c_to_degree | pf_vm_a_from_pu | pf_vm_b_from_pu | pf_vm_c_from_pu | pf_vm_a_to_pu | pf_vm_b_to_pu | pf_vm_c_to_pu | pf_va_a_from_degree | pf_va_b_from_degree | pf_va_c_from_degree | pf_va_a_to_degree | pf_va_b_to_degree | pf_va_c_to_degree
Line0_1_2 | 0.01813 | 0 | 0 | 0.01813 | 0 | 0 | 0.0041871 | 0 | 0 | 0.0041871 | 0 | 0 | 0.0016645 | 1.8146e-07 | -9.5736e-08 | -0.0016593 | -1.519e-07 | 7.8278e-08 | 0.0016656 | -8.9356e-08 | -2.2692e-07 | -0.0016601 | 7.3193e-08 | 1.8985e-07 | -28.5839 | 0 | 0 | 151.4165 | 0 | 0 | 0.56238 | 1.0189 | 1.2406 | 0.56057 | 1.0186 | 1.2405 | 16.4338 | -142.6095 | 130.7323 | 16.4301 | -142.6026 | 130.7169
Line10_11_12 | 0 | 0 | 0 | 0 | 0 | 0 | 0 | 0 | 0 | 0 | 0 | 0 | -7.593e-08 | 1.8132e-07 | -9.5169e-08 | 6.3895e-08 | -1.518e-07 | 7.7687e-08 | 8.1622e-08 | -8.8882e-08 | -2.2671e-07 | -6.7493e-08 | 7.2776e-08 | 1.8969e-07 | 0 | 0 | 0 | 0 | 0 | 0 | 0.56238 | 1.0189 | 1.2406 | 0.56238 | 1.0189 | 1.2406 | 16.4339 | -142.6095 | 130.7323 | 16.4339 | -142.6095 | 130.7323
Line11_12_13 | 0 | 0 | 0 | 0 | 0 | 0 | 0 | 0 | 0 | 0 | 0 | 0 | -6.3275e-08 | 1.511e-07 | -7.9308e-08 | 5.124e-08 | -1.2158e-07 | 6.1825e-08 | 6.8018e-08 | -7.4068e-08 | -1.8892e-07 | -5.3889e-08 | 5.7962e-08 | 1.519e-07 | 0 | 0 | 0 | 0 | 0 | 0 | 0.56238 | 1.0189 | 1.2406 | 0.56238 | 1.0189 | 1.2406 | 16.4339 | -142.6095 | 130.7323 | 16.4339 | -142.6095 | 130.7323
Line12_13_15 | 0 | 0 | 0 | 0 | 0 | 0 | 0 | 0 | 0 | 0 | 0 | 0 | -3.7965e-08 | 9.066e-08 | -4.7585e-08 | 2.593e-08 | -6.1143e-08 | 3.0102e-08 | 4.0811e-08 | -4.4441e-08 | -1.1335e-07 | -2.6682e-08 | 2.8335e-08 | 7.6332e-08 | 0 | 0 | 0 | 0 | 0 | 0 | 0.56238 | 1.0189 | 1.2406 | 0.56238 | 1.0189 | 1.2406 | 16.4339 | -142.6095 | 130.7323 | 16.4339 | -142.6095 | 130.7323
Line13_13_14 | 0 | 0 | 0 | 0 | 0 | 0 | 0 | 0 | 0 | 0 | 0 | 0 | -1.2655e-08 | 3.022e-08 | -1.5862e-08 | 6.2037e-10 | -7.027e-10 | -1.6212e-09 | 1.3604e-08 | -1.4814e-08 | -3.7785e-08 | 5.2504e-10 | -1.2927e-09 | 7.6241e-10 | 0 | 0 | 0 | 0 | 0 | 0 | 0.56238 | 1.0189 | 1.2406 | 0.56238 | 1.0189 | 1.2406 | 16.4339 | -142.6095 | 130.7323 | 16.4339 | -142.6095 | 130.7323
Line14_15_16 | 0 | 0 | 0 | 0 | 0 | 0 | 0 | 0 | 0 | 0 | 0 | 0 | -2.531e-08 | 6.044e-08 | -3.1723e-08 | 1.3275e-08 | -3.0923e-08 | 1.424e-08 | 2.7207e-08 | -2.9627e-08 | -7.5569e-08 | -1.3079e-08 | 1.3521e-08 | 3.8547e-08 | 0 | 0 | 0 | 0 | 0 | 0 | 0.56238 | 1.0189 | 1.2406 | 0.56238 | 1.0189 | 1.2406 | 16.4339 | -142.6095 | 130.7323 | 16.4339 | -142.6095 | 130.7323
Line15_16_17 | 0 | 0 | 0 | 0 | 0 | 0 | 0 | 0 | 0 | 0 | 0 | 0 | -1.2655e-08 | 3.022e-08 | -1.5862e-08 | 6.2037e-10 | -7.027e-10 | -1.6212e-09 | 1.3604e-08 | -1.4814e-08 | -3.7785e-08 | 5.2504e-10 | -1.2927e-09 | 7.6241e-10 | 0 | 0 | 0 | 0 | 0 | 0 | 0.56238 | 1.0189 | 1.2406 | 0.56238 | 1.0189 | 1.2406 | 16.4339 | -142.6095 | 130.7323 | 16.4339 | -142.6095 | 130.7323
Line16_4_18 | 0 | 0 | 0 | 0 | 0 | 0 | 0 | 0 | 0 | 0 | 0 | 0 | -1.2655e-08 | 3.022e-08 | -1.5862e-08 | 6.2037e-10 | -7.027e-10 | -1.6212e-09 | 1.3604e-08 | -1.4814e-08 | -3.7785e-08 | 5.2504e-10 | -1.2927e-09 | 7.6241e-10 | 0 | 0 | 0 | 0 | 0 | 0 | 0.56238 | 1.0189 | 1.2406 | 0.56238 | 1.0189 | 1.2406 | 16.4338 | -142.6095 | 130.7323 | 16.4338 | -142.6095 | 130.7323
Line17_5_19 | 0 | 0 | 0 | 0 | 0 | 0 | 0 | 0 | 0 | 0 | 0 | 0 | -1.2655e-08 | 3.022e-08 | -1.5862e-08 | 6.2037e-10 | -7.027e-10 | -1.6212e-09 | 1.3604e-08 | -1.4814e-08 | -3.7785e-08 | 5.2504e-10 | -1.2927e-09 | 7.6241e-10 | 0 | 0 | 0 | 0 | 0 | 0 | 0.56238 | 1.0189 | 1.2406 | 0.56238 | 1.0189 | 1.2406 | 16.4338 | -142.6095 | 130.7323 | 16.4338 | -142.6095 | 130.7323
Line1_1_3 | 1.1445e-06 | 1.1442e-06 | 1.1442e-06 | 1.0017e-06 | 1.0015e-06 | 1.0015e-06 | 2.643e-07 | 2.6424e-07 | 2.6424e-07 | 2.3133e-07 | 2.3128e-07 | 2.3128e-07 | -1.0124e-07 | 2.4176e-07 | -1.2689e-07 | 8.9205e-08 | -2.1224e-07 | 1.0941e-07 | 1.0883e-07 | -1.1851e-07 | -3.0228e-07 | -9.47e-08 | 1.024e-07 | 2.6526e-07 | -116.4971 | -116.4956 | -116.4956 | 63.1454 | 63.1469 | 63.1469 | 0.56238 | 1.0189 | 1.2406 | 0.56238 | 1.0189 | 1.2406 | 16.4338 | -142.6095 | 130.7323 | 16.4338 | -142.6095 | 130.7323
Line2_1_4 | 0 | 0 | 0 | 0 | 0 | 0 | 0 | 0 | 0 | 0 | 0 | 0 | -2.531e-08 | 6.044e-08 | -3.1723e-08 | 1.3275e-08 | -3.0923e-08 | 1.424e-08 | 2.7207e-08 | -2.9627e-08 | -7.5569e-08 | -1.3079e-08 | 1.3521e-08 | 3.8547e-08 | 0 | 0 | 0 | 0 | 0 | 0 | 0.56238 | 1.0189 | 1.2406 | 0.56238 | 1.0189 | 1.2406 | 16.4338 | -142.6095 | 130.7323 | 16.4338 | -142.6095 | 130.7323
Line3_1_5 | 0 | 0 | 0 | 0 | 0 | 0 | 0 | 0 | 0 | 0 | 0 | 0 | -2.531e-08 | 6.044e-08 | -3.1723e-08 | 1.3275e-08 | -3.0923e-08 | 1.424e-08 | 2.7207e-08 | -2.9627e-08 | -7.5569e-08 | -1.3079e-08 | 1.3521e-08 | 3.8547e-08 | 0 | 0 | 0 | 0 | 0 | 0 | 0.56238 | 1.0189 | 1.2406 | 0.56238 | 1.0189 | 1.2406 | 16.4338 | -142.6095 | 130.7323 | 16.4338 | -142.6095 | 130.7323
Line4_2_6 | 0.01813 | 0 | 0 | 0.01813 | 0 | 0 | 0.0041871 | 0 | 0 | 0.0041871 | 0 | 0 | 0.0016593 | 1.512e-07 | -7.9898e-08 | -0.001654 | -1.2164e-07 | 6.2389e-08 | 0.0016601 | -7.4485e-08 | -1.8908e-07 | -0.0016546 | 5.8309e-08 | 1.5201e-07 | -28.5835 | 0 | 0 | 151.417 | 0 | 0 | 0.56057 | 1.0186 | 1.2405 | 0.55876 | 1.0182 | 1.2404 | 16.4301 | -142.6026 | 130.7169 | 16.4264 | -142.5956 | 130.7015
Line5_6_7 | 0.01813 | 0 | 0 | 0.01813 | 0 | 0 | 0.0041871 | 0 | 0 | 0.0041871 | 0 | 0 | 0.001654 | 1.2094e-07 | -6.4008e-08 | -0.0016488 | -9.1388e-08 | 4.6448e-08 | 0.0016546 | -5.96e-08 | -1.5125e-07 | -0.0016491 | 4.3413e-08 | 1.1419e-07 | -28.583 | 0 | 0 | 151.4174 | 0 | 0 | 0.55876 | 1.0182 | 1.2404 | 0.55694 | 1.0179 | 1.2402 | 16.4264 | -142.5956 | 130.7015 | 16.4226 | -142.5887 | 130.6861
Line6_7_8 | 0.01813 | 0 | 0 | 0.01813 | 0 | 0 | 0.0041871 | 0 | 0 | 0.004187 | 0 | 0 | 0.0016488 | 9.069e-08 | -4.8066e-08 | -0.0016435 | -6.1143e-08 | 3.0455e-08 | 0.0016491 | -4.4704e-08 | -1.1343e-07 | -0.0016436 | 2.8505e-08 | 7.6364e-08 | -28.5826 | 0 | 0 | 151.4179 | 0 | 0 | 0.55694 | 1.0179 | 1.2402 | 0.55513 | 1.0176 | 1.2401 | 16.4226 | -142.5887 | 130.6861 | 16.4188 | -142.5818 | 130.6707
Line7_8_9 | 0 | 0 | 0 | 0 | 0 | 0 | 0 | 0 | 0 | 0 | 0 | 0 | -1.2502e-08 | 3.0224e-08 | -1.6036e-08 | 6.2727e-10 | -6.9604e-10 | -1.617e-09 | 1.3499e-08 | -1.4897e-08 | -3.7803e-08 | 5.178e-10 | -1.2895e-09 | 7.5773e-10 | 0 | 0 | 0 | 0 | 0 | 0 | 0.55513 | 1.0176 | 1.2401 | 0.55513 | 1.0176 | 1.2401 | 16.4188 | -142.5818 | 130.6707 | 16.4188 | -142.5818 | 130.6707
Line8_8_10 | 0 | 0 | 0 | 0 | 0 | 0 | 0 | 0 | 0 | 0 | 0 | 0 | -1.2502e-08 | 3.0224e-08 | -1.6036e-08 | 6.2727e-10 | -6.9604e-10 | -1.617e-09 | 1.3499e-08 | -1.4897e-08 | -3.7803e-08 | 5.178e-10 | -1.2895e-09 | 7.5773e-10 | 0 | 0 | 0 | 0 | 0 | 0 | 0.55513 | 1.0176 | 1.2401 | 0.55513 | 1.0176 | 1.2401 | 16.4188 | -142.5818 | 130.6707 | 16.4188 | -142.5818 | 130.6707
Line9_3_11 | 1.0014e-06 | 1.0012e-06 | 1.0012e-06 | 0 | 0 | 0 | 2.3126e-07 | 2.3121e-07 | 2.3121e-07 | 0 | 0 | 0 | -8.8585e-08 | 2.1154e-07 | -1.1103e-07 | 7.655e-08 | -1.8202e-07 | 9.3548e-08 | 9.5225e-08 | -1.037e-07 | -2.6449e-07 | -8.1097e-08 | 8.7589e-08 | 2.2747e-07 | -116.4971 | -116.4956 | -116.4956 | 0 | 0 | 0 | 0.56238 | 1.0189 | 1.2406 | 0.56238 | 1.0189 | 1.2406 | 16.4338 | -142.6095 | 130.7323 | 16.4339 | -142.6095 | 130.7323

## LLG_max_6
name | pf_ikss_a_from_ka | pf_ikss_b_from_ka | pf_ikss_c_from_ka | pf_ikss_a_to_ka | pf_ikss_b_to_ka | pf_ikss_c_to_ka | pf_skss_a_from_mw | pf_skss_b_from_mw | pf_skss_c_from_mw | pf_skss_a_to_mw | pf_skss_b_to_mw | pf_skss_c_to_mw | pf_p_a_from_mw | pf_p_b_from_mw | pf_p_c_from_mw | pf_p_a_to_mw | pf_p_b_to_mw | pf_p_c_to_mw | pf_q_a_from_mvar | pf_q_b_from_mvar | pf_q_c_from_mvar | pf_q_a_to_mvar | pf_q_b_to_mvar | pf_q_c_to_mvar | pf_ikss_a_from_degree | pf_ikss_b_from_degree | pf_ikss_c_from_degree | pf_ikss_a_to_degree | pf_ikss_b_to_degree | pf_ikss_c_to_degree | pf_vm_a_from_pu | pf_vm_b_from_pu | pf_vm_c_from_pu | pf_vm_a_to_pu | pf_vm_b_to_pu | pf_vm_c_to_pu | pf_va_a_from_degree | pf_va_b_from_degree | pf_va_c_from_degree | pf_va_a_to_degree | pf_va_b_to_degree | pf_va_c_to_degree
Line0_1_2 | 1.141e-06 | 1.8958 | 1.8743 | 0 | 1.8958 | 1.8743 | 2.6351e-07 | 0.43781 | 0.43286 | 0 | 0.43781 | 0.43286 | 1.8786e-08 | 0.14321 | 0.14107 | -1.8499e-08 | -0.10741 | -0.1058 | -4.1412e-07 | 0.28711 | 0.28145 | 3.451e-07 | -0.21533 | -0.21108 | 87.2625 | -158.0484 | 22.2845 | 0 | 21.9516 | -157.7155 | 1.5732 | 0.73285 | 0.72731 | 1.573 | 0.54963 | 0.54548 | -0.14016 | -94.5585 | 85.6635 | -0.15226 | -94.5584 | 85.6635
Line10_11_12 | 1.14e-06 | 1.1572e-06 | 1.1232e-06 | 0 | 0 | 0 | 2.6328e-07 | 2.6724e-07 | 2.5939e-07 | 0 | 0 | 0 | 1.9507e-08 | -1.9572e-07 | 1.8861e-07 | -1.9274e-08 | 1.6368e-07 | -1.5681e-07 | -4.1373e-07 | 6.928e-09 | -3.8775e-09 | 3.4476e-07 | -4.5612e-09 | 1.6518e-09 | 87.1604 | 87.4688 | 86.8412 | 0 | 0 | 0 | 1.5732 | 0.73285 | 0.72731 | 1.5732 | 0.73285 | 0.72731 | -0.14017 | -94.5584 | 85.6634 | -0.14017 | -94.5584 | 85.6634
Line11_12_13 | 0 | 0 | 0 | 0 | 0 | 0 | 0 | 0 | 0 | 0 | 0 | 0 | 1.6256e-08 | -1.631e-07 | 1.5718e-07 | -1.6023e-08 | 1.3106e-07 | -1.2537e-07 | -3.4477e-07 | 5.7733e-09 | -3.2313e-09 | 2.758e-07 | -3.4065e-09 | 1.0056e-09 | 0 | 0 | 0 | 0 | 0 | 0 | 1.5732 | 0.73285 | 0.72731 | 1.5732 | 0.73285 | 0.72731 | -0.14017 | -94.5584 | 85.6634 | -0.14017 | -94.5584 | 85.6634
Line12_13_15 | 0 | 0 | 0 | 0 | 0 | 0 | 0 | 0 | 0 | 0 | 0 | 0 | 9.7536e-09 | -9.7861e-08 | 9.4307e-08 | -9.5202e-09 | 6.5819e-08 | -6.2499e-08 | -2.0686e-07 | 3.464e-09 | -1.9388e-09 | 1.3789e-07 | -1.0972e-09 | -2.8691e-10 | 0 | 0 | 0 | 0 | 0 | 0 | 1.5732 | 0.73285 | 0.72731 | 1.5732 | 0.73285 | 0.72731 | -0.14017 | -94.5584 | 85.6634 | -0.14017 | -94.5584 | 85.6634
Line13_13_14 | 0 | 0 | 0 | 0 | 0 | 0 | 0 | 0 | 0 | 0 | 0 | 0 | 3.2512e-09 | -3.262e-08 | 3.1436e-08 | -3.0179e-09 | 5.7861e-10 | 3.726e-10 | -6.8955e-08 | 1.1547e-09 | -6.4625e-10 | -1.4817e-11 | 1.2121e-09 | -1.5794e-09 | 0 | 0 | 0 | 0 | 0 | 0 | 1.5732 | 0.73285 | 0.72731 | 1.5732 | 0.73285 | 0.72731 | -0.14017 | -94.5584 | 85.6634 | -0.14017 | -94.5584 | 85.6634
Line14_15_16 | 0 | 0 | 0 | 0 | 0 | 0 | 0 | 0 | 0 | 0 | 0 | 0 | 6.5024e-09 | -6.524e-08 | 6.2871e-08 | -6.269e-09 | 3.3199e-08 | -3.1063e-08 | -1.3791e-07 | 2.3093e-09 | -1.2925e-09 | 6.894e-08 | 5.7418e-11 | -9.3317e-10 | 0 | 0 | 0 | 0 | 0 | 0 | 1.5732 | 0.73285 | 0.72731 | 1.5732 | 0.73285 | 0.72731 | -0.14017 | -94.5584 | 85.6634 | -0.14017 | -94.5584 | 85.6634
Line15_16_17 | 0 | 0 | 0 | 0 | 0 | 0 | 0 | 0 | 0 | 0 | 0 | 0 | 3.2512e-09 | -3.262e-08 | 3.1436e-08 | -3.0179e-09 | 5.7861e-10 | 3.726e-10 | -6.8955e-08 | 1.1547e-09 | -6.4625e-10 | -1.4817e-11 | 1.2121e-09 | -1.5794e-09 | 0 | 0 | 0 | 0 | 0 | 0 | 1.5732 | 0.73285 | 0.72731 | 1.5732 | 0.73285 | 0.72731 | -0.14017 | -94.5584 | 85.6634 | -0.14017 | -94.5584 | 85.6634
Line16_4_18 | 0 | 0 | 0 | 0 | 0 | 0 | 0 | 0 | 0 | 0 | 0 | 0 | 3.2512e-09 | -3.262e-08 | 3.1436e-08 | -3.0179e-09 | 5.7861e-10 | 3.726e-10 | -6.8955e-08 | 1.1547e-09 | -6.4625e-10 | -1.4816e-11 | 1.2121e-09 | -1.5794e-09 | 0 | 0 | 0 | 0 | 0 | 0 | 1.5732 | 0.73285 | 0.72731 | 1.5732 | 0.73285 | 0.72731 | -0.14016 | -94.5584 | 85.6635 | -0.14016 | -94.5584 | 85.6635
Line17_5_19 | 0 | 0 | 0 | 0 | 0 | 0 | 0 | 0 | 0 | 0 | 0 | 0 | 3.2512e-09 | -3.262e-08 | 3.1436e-08 | -3.0179e-09 | 5.7861e-10 | 3.726e-10 | -6.8955e-08 | 1.1547e-09 | -6.4625e-10 | -1.4816e-11 | 1.2121e-09 | -1.5794e-09 | 0 | 0 | 0 | 0 | 0 | 0 | 1.5732 | 0.73285 | 0.72731 | 1.5732 | 0.73285 | 0.72731 | -0.14016 | -94.5584 | 85.6635 | -0.14016 | -94.5584 | 85.6635
Line1_1_3 | 1.5201e-06 | 1.5429e-06 | 1.4976e-06 | 1.3304e-06 | 1.3532e-06 | 1.308e-06 | 3.5104e-07 | 3.5632e-07 | 3.4585e-07 | 3.0725e-07 | 3.1251e-07 | 3.0207e-07 | 2.601e-08 | -2.6096e-07 | 2.5149e-07 | -2.5776e-08 | 2.2892e-07 | -2.1968e-07 | -5.5164e-07 | 9.2373e-09 | -5.17e-09 | 4.8267e-07 | -6.8706e-09 | 2.9443e-09 | 87.1604 | 87.4688 | 86.8412 | -93.1971 | -92.8393 | -93.5687 | 1.5732 | 0.73285 | 0.72731 | 1.5732 | 0.73285 | 0.72731 | -0.14016 | -94.5585 | 85.6635 | -0.14017 | -94.5584 | 85.6635
Line2_1_4 | 0 | 0 | 0 | 0 | 0 | 0 | 0 | 0 | 0 | 0 | 0 | 0 | 6.5024e-09 | -6.524e-08 | 6.2871e-08 | -6.269e-09 | 3.3199e-08 | -3.1063e-08 | -1.3791e-07 | 2.3093e-09 | -1.2925e-09 | 6.894e-08 | 5.74e-11 | -9.3317e-10 | 0 | 0 | 0 | 0 | 0 | 0 | 1.5732 | 0.73285 | 0.72731 | 1.5732 | 0.73285 | 0.72731 | -0.14016 | -94.5585 | 85.6635 | -0.14016 | -94.5584 | 85.6635
Line3_1_5 | 0 | 0 | 0 | 0 | 0 | 0 | 0 | 0 | 0 | 0 | 0 | 0 | 6.5024e-09 | -6.524e-08 | 6.2871e-08 | -6.269e-09 | 3.3199e-08 | -3.1063e-08 | -1.3791e-07 | 2.3093e-09 | -1.2925e-09 | 6.894e-08 | 5.74e-11 | -9.3317e-10 | 0 | 0 | 0 | 0 | 0 | 0 | 1.5732 | 0.73285 | 0.72731 | 1.5732 | 0.73285 | 0.72731 | -0.14016 | -94.5585 | 85.6635 | -0.14016 | -94.5584 | 85.6635
Line4_2_6 | 0 | 1.8958 | 1.8743 | 0 | 1.8958 | 1.8743 | 0 | 0.43781 | 0.43286 | 0 | 0.43781 | 0.43286 | 1.5483e-08 | 0.10741 | 0.1058 | -1.527e-08 | -0.071606 | -0.070534 | -3.4511e-07 | 0.21533 | 0.21108 | 2.7608e-07 | -0.14356 | -0.14072 | 0 | -158.0484 | 22.2845 | 0 | 21.9516 | -157.7155 | 1.573 | 0.54963 | 0.54548 | 1.5728 | 0.36642 | 0.36365 | -0.15226 | -94.5584 | 85.6635 | -0.16435 | -94.5584 | 85.6635
Line5_6_7 | 0 | 1.8958 | 1.8743 | 0 | 1.8958 | 1.8743 | 0 | 0.43781 | 0.43286 | 0 | 0.43781 | 0.43286 | 1.2255e-08 | 0.071606 | 0.070534 | -1.2115e-08 | -0.035803 | -0.035267 | -2.761e-07 | 0.14356 | 0.14072 | 2.0706e-07 | -0.071778 | -0.070361 | 0 | -158.0484 | 22.2845 | 0 | 21.9516 | -157.7155 | 1.5728 | 0.36642 | 0.36365 | 1.5726 | 0.18321 | 0.18183 | -0.16435 | -94.5584 | 85.6635 | -0.17645 | -94.5584 | 85.6635
Line6_7_8 | 0 | 1.8958 | 1.8743 | 0 | 1.8958 | 1.8743 | 0 | 0.43781 | 0.43286 | 0 | 0.43781 | 0.43286 | 9.1018e-09 | 0.035803 | 0.035267 | -9.035e-09 | 1.4147e-14 | -3.1266e-15 | -2.0707e-07 | 0.071778 | 0.070361 | 1.3802e-07 | 4.9534e-14 | -3.4243e-14 | 0 | -158.0484 | 22.2845 | 0 | 21.9517 | -157.7155 | 1.5726 | 0.18321 | 0.18183 | 1.5724 | 0 | 0 | -0.17645 | -94.5584 | 85.6635 | -0.18855 | 0 | 0
Line7_8_9 | 0 | 0 | 0 | 0 | 0 | 0 | 0 | 0 | 0 | 0 | 0 | 0 | 3.0117e-09 | 5.5027e-21 | 3.0329e-21 | -3.0117e-09 | 2.2688e-19 | -1.1189e-17 | -6.9021e-08 | 8.2436e-22 | 1.1031e-21 | -1.9922e-11 | 2.3161e-17 | -5.4531e-18 | 0 | 0 | 0 | 0 | 0 | 0 | 1.5724 | 0 | 0 | 1.5724 | 0 | 0 | -0.18855 | 0 | 0 | -0.18855 | 0 | 0
Line8_8_10 | 0 | 0 | 0 | 0 | 0 | 0 | 0 | 0 | 0 | 0 | 0 | 0 | 3.0117e-09 | 5.5027e-21 | 3.0329e-21 | -3.0117e-09 | 2.2688e-19 | -1.1189e-17 | -6.9021e-08 | 8.2436e-22 | 1.1031e-21 | -1.992e-11 | 2.3161e-17 | -5.453e-18 | 0 | 0 | 0 | 0 | 0 | 0 | 1.5724 | 0 | 0 | 1.5724 | 0 | 0 | -0.18855 | 0 | 0 | -0.18855 | 0 | 0
Line9_3_11 | 1.3301e-06 | 1.35e-06 | 1.3104e-06 | 1.1404e-06 | 1.1604e-06 | 1.1208e-06 | 3.0716e-07 | 3.1178e-07 | 3.0262e-07 | 2.6337e-07 | 2.6797e-07 | 2.5884e-07 | 2.2758e-08 | -2.2834e-07 | 2.2005e-07 | -2.2525e-08 | 1.963e-07 | -1.8824e-07 | -4.8268e-07 | 8.0826e-09 | -4.5237e-09 | 4.1371e-07 | -5.7159e-09 | 2.2981e-09 | 87.1604 | 87.4688 | 86.8412 | -93.2566 | -92.8906 | -93.6371 | 1.5732 | 0.73285 | 0.72731 | 1.5732 | 0.73285 | 0.72731 | -0.14017 | -94.5584 | 85.6635 | -0.14017 | -94.5584 | 85.6634

## LLG_max_10
name | pf_ikss_a_from_ka | pf_ikss_b_from_ka | pf_ikss_c_from_ka | pf_ikss_a_to_ka | pf_ikss_b_to_ka | pf_ikss_c_to_ka | pf_skss_a_from_mw | pf_skss_b_from_mw | pf_skss_c_from_mw | pf_skss_a_to_mw | pf_skss_b_to_mw | pf_skss_c_to_mw | pf_p_a_from_mw | pf_p_b_from_mw | pf_p_c_from_mw | pf_p_a_to_mw | pf_p_b_to_mw | pf_p_c_to_mw | pf_q_a_from_mvar | pf_q_b_from_mvar | pf_q_c_from_mvar | pf_q_a_to_mvar | pf_q_b_to_mvar | pf_q_c_to_mvar | pf_ikss_a_from_degree | pf_ikss_b_from_degree | pf_ikss_c_from_degree | pf_ikss_a_to_degree | pf_ikss_b_to_degree | pf_ikss_c_to_degree | pf_vm_a_from_pu | pf_vm_b_from_pu | pf_vm_c_from_pu | pf_vm_a_to_pu | pf_vm_b_to_pu | pf_vm_c_to_pu | pf_va_a_from_degree | pf_va_b_from_degree | pf_va_c_from_degree | pf_va_a_to_degree | pf_va_b_to_degree | pf_va_c_to_degree
Line0_1_2 | 1.1954e-06 | 1.9676 | 1.9451 | 0 | 1.9676 | 1.9451 | 2.7605e-07 | 0.4544 | 0.4492 | 0 | 0.4544 | 0.4492 | 2.0617e-08 | 0.15427 | 0.15193 | -2.0303e-08 | -0.1157 | -0.11395 | -4.5449e-07 | 0.30928 | 0.30311 | 3.7874e-07 | -0.23196 | -0.22733 | 87.2604 | -158.2161 | 22.1181 | 0 | 21.7839 | -157.8819 | 1.6481 | 0.7606 | 0.75479 | 1.6479 | 0.57045 | 0.56609 | -0.14222 | -94.726 | 85.4968 | -0.15431 | -94.726 | 85.4968
Line10_11_12 | 1.1943e-06 | 1.213e-06 | 1.176e-06 | 0 | 1.0143e-06 | 0 | 2.7582e-07 | 2.8012e-07 | 2.7158e-07 | 0 | 2.3423e-07 | 0 | 2.1409e-08 | -2.129e-07 | 2.0493e-07 | -2.1153e-08 | 1.7807e-07 | -1.7035e-07 | -4.5406e-07 | 8.1848e-09 | -4.7678e-09 | 3.7837e-07 | -5.5109e-09 | 2.2487e-09 | 87.1583 | 87.4756 | 86.8296 | 0 | -92.9533 | 0 | 1.6481 | 0.7606 | 0.75479 | 1.6481 | 0.7606 | 0.75479 | -0.14222 | -94.7259 | 85.4968 | -0.14222 | -94.7259 | 85.4968
Line11_12_13 | 0 | 1.0108e-06 | 0 | 0 | 0 | 0 | 0 | 2.3343e-07 | 0 | 0 | 0 | 0 | 1.7841e-08 | -1.7742e-07 | 1.7077e-07 | -1.7584e-08 | 1.4259e-07 | -1.362e-07 | -3.7839e-07 | 6.8207e-09 | -3.9732e-09 | 3.0269e-07 | -4.1467e-09 | 1.4541e-09 | 0 | 87.4756 | 0 | 0 | 0 | 0 | 1.6481 | 0.7606 | 0.75479 | 1.6481 | 0.7606 | 0.75479 | -0.14222 | -94.7259 | 85.4968 | -0.14222 | -94.7259 | 85.4968
Line12_13_15 | 0 | 0 | 0 | 0 | 0 | 0 | 0 | 0 | 0 | 0 | 0 | 0 | 1.0704e-08 | -1.0645e-07 | 1.0246e-07 | -1.0448e-08 | 7.162e-08 | -6.789e-08 | -2.2703e-07 | 4.0924e-09 | -2.3839e-09 | 1.5134e-07 | -1.4185e-09 | -1.3519e-10 | 0 | 0 | 0 | 0 | 0 | 0 | 1.6481 | 0.7606 | 0.75479 | 1.6481 | 0.7606 | 0.75479 | -0.14222 | -94.7259 | 85.4968 | -0.14222 | -94.7259 | 85.4968
Line13_13_14 | 0 | 0 | 0 | 0 | 0 | 0 | 0 | 0 | 0 | 0 | 0 | 0 | 3.5681e-09 | -3.5484e-08 | 3.4155e-08 | -3.312e-09 | 6.5288e-10 | 4.1988e-10 | -7.5677e-08 | 1.3641e-09 | -7.9464e-10 | -1.65e-11 | 1.3098e-09 | -1.7245e-09 | 0 | 0 | 0 | 0 | 0 | 0 | 1.6481 | 0.7606 | 0.75479 | 1.6481 | 0.7606 | 0.75479 | -0.14222 | -94.7259 | 85.4968 | -0.14222 | -94.7259 | 85.4968
Line14_15_16 | 0 | 0 | 0 | 0 | 0 | 0 | 0 | 0 | 0 | 0 | 0 | 0 | 7.1362e-09 | -7.0967e-08 | 6.831e-08 | -6.8801e-09 | 3.6137e-08 | -3.3735e-08 | -1.5135e-07 | 2.7283e-09 | -1.5893e-09 | 7.5661e-08 | -5.4355e-11 | -9.2982e-10 | 0 | 0 | 0 | 0 | 0 | 0 | 1.6481 | 0.7606 | 0.75479 | 1.6481 | 0.7606 | 0.75479 | -0.14222 | -94.7259 | 85.4968 | -0.14222 | -94.7259 | 85.4968
Line15_16_17 | 0 | 0 | 0 | 0 | 0 | 0 | 0 | 0 | 0 | 0 | 0 | 0 | 3.5681e-09 | -3.5484e-08 | 3.4155e-08 | -3.312e-09 | 6.5288e-10 | 4.1988e-10 | -7.5677e-08 | 1.3641e-09 | -7.9464e-10 | -1.6499e-11 | 1.3098e-09 | -1.7245e-09 | 0 | 0 | 0 | 0 | 0 | 0 | 1.6481 | 0.7606 | 0.75479 | 1.6481 | 0.7606 | 0.75479 | -0.14222 | -94.7259 | 85.4968 | -0.14222 | -94.7259 | 85.4968
Line16_4_18 | 0 | 0 | 0 | 0 | 0 | 0 | 0 | 0 | 0 | 0 | 0 | 0 | 3.5681e-09 | -3.5484e-08 | 3.4155e-08 | -3.312e-09 | 6.5289e-10 | 4.1988e-10 | -7.5677e-08 | 1.3641e-09 | -7.9463e-10 | -1.65e-11 | 1.3098e-09 | -1.7245e-09 | 0 | 0 | 0 | 0 | 0 | 0 | 1.6481 | 0.7606 | 0.75479 | 1.6481 | 0.7606 | 0.75479 | -0.14222 | -94.726 | 85.4968 | -0.14222 | -94.726 | 85.4968
Line17_5_19 | 0 | 0 | 0 | 0 | 0 | 0 | 0 | 0 | 0 | 0 | 0 | 0 | 3.5681e-09 | -3.5484e-08 | 3.4155e-08 | -3.312e-09 | 6.5289e-10 | 4.1988e-10 | -7.5677e-08 | 1.3641e-09 | -7.9463e-10 | -1.65e-11 | 1.3098e-09 | -1.7245e-09 | 0 | 0 | 0 | 0 | 0 | 0 | 1.6481 | 0.7606 | 0.75479 | 1.6481 | 0.7606 | 0.75479 | -0.14222 | -94.726 | 85.4968 | -0.14222 | -94.726 | 85.4968
Line1_1_3 | 1.5924e-06 | 1.6173e-06 | 1.568e-06 | 1.3938e-06 | 1.4186e-06 | 1.3694e-06 | 3.6776e-07 | 3.7349e-07 | 3.6211e-07 | 3.2188e-07 | 3.276e-07 | 3.1624e-07 | 2.8545e-08 | -2.8387e-07 | 2.7324e-07 | -2.8289e-08 | 2.4904e-07 | -2.3866e-07 | -6.0542e-07 | 1.0913e-08 | -6.357e-09 | 5.2972e-07 | -8.2392e-09 | 3.838e-09 | 87.1583 | 87.4757 | 86.8296 | -93.1991 | -92.8311 | -93.5819 | 1.6481 | 0.7606 | 0.75479 | 1.6481 | 0.7606 | 0.75479 | -0.14222 | -94.726 | 85.4968 | -0.14222 | -94.7259 | 85.4968
Line2_1_4 | 0 | 0 | 0 | 0 | 0 | 0 | 0 | 0 | 0 | 0 | 0 | 0 | 7.1362e-09 | -7.0967e-08 | 6.831e-08 | -6.8801e-09 | 3.6137e-08 | -3.3735e-08 | -1.5135e-07 | 2.7283e-09 | -1.5893e-09 | 7.5661e-08 | -5.4375e-11 | -9.2982e-10 | 0 | 0 | 0 | 0 | 0 | 0 | 1.6481 | 0.7606 | 0.75479 | 1.6481 | 0.7606 | 0.75479 | -0.14222 | -94.726 | 85.4968 | -0.14222 | -94.726 | 85.4968
Line3_1_5 | 0 | 0 | 0 | 0 | 0 | 0 | 0 | 0 | 0 | 0 | 0 | 0 | 7.1362e-09 | -7.0967e-08 | 6.831e-08 | -6.8801e-09 | 3.6137e-08 | -3.3735e-08 | -1.5135e-07 | 2.7283e-09 | -1.5893e-09 | 7.5661e-08 | -5.4375e-11 | -9.2982e-10 | 0 | 0 | 0 | 0 | 0 | 0 | 1.6481 | 0.7606 | 0.75479 | 1.6481 | 0.7606 | 0.75479 | -0.14222 | -94.726 | 85.4968 | -0.14222 | -94.726 | 85.4968
Line4_2_6 | 0 | 1.9676 | 1.9451 | 0 | 1.9676 | 1.9451 | 0 | 0.4544 | 0.4492 | 0 | 0.4544 | 0.4492 | 1.6992e-08 | 0.1157 | 0.11395 | -1.6758e-08 | -0.077134 | -0.075963 | -3.7876e-07 | 0.23196 | 0.22733 | 3.0299e-07 | -0.15464 | -0.15155 | 0 | -158.2161 | 22.1181 | 0 | 21.7839 | -157.8819 | 1.6479 | 0.57045 | 0.56609 | 1.6477 | 0.3803 | 0.37739 | -0.15431 | -94.726 | 85.4968 | -0.1664 | -94.7259 | 85.4968
Line5_6_7 | 0 | 1.9676 | 1.9451 | 0 | 1.9676 | 1.9451 | 0 | 0.4544 | 0.4492 | 0 | 0.4544 | 0.4492 | 1.345e-08 | 0.077134 | 0.075963 | -1.3296e-08 | -0.038567 | -0.037982 | -3.0301e-07 | 0.15464 | 0.15155 | 2.2724e-07 | -0.07732 | -0.075777 | 0 | -158.2161 | 22.1181 | 0 | 21.7839 | -157.8819 | 1.6477 | 0.3803 | 0.37739 | 1.6474 | 0.19015 | 0.1887 | -0.1664 | -94.7259 | 85.4968 | -0.1785 | -94.7259 | 85.4968
Line6_7_8 | 0 | 1.9676 | 1.9451 | 0 | 1.9676 | 1.9451 | 0 | 0.4544 | 0.4492 | 0 | 0.4544 | 0.4492 | 9.989e-09 | 0.038567 | 0.037982 | -9.9157e-09 | 3.9749e-14 | -9.7959e-15 | -2.2726e-07 | 0.07732 | 0.075777 | 1.5148e-07 | 9.1847e-14 | -9.0065e-14 | 0 | -158.2161 | 22.1181 | 0 | 21.7839 | -157.8819 | 1.6474 | 0.19015 | 0.1887 | 1.6472 | 0 | 0 | -0.1785 | -94.7259 | 85.4968 | -0.1906 | 0 | 0
Line7_8_9 | 0 | 0 | 0 | 0 | 0 | 0 | 0 | 0 | 0 | 0 | 0 | 0 | 3.3052e-09 | 1.091e-20 | 8.1244e-21 | -3.3052e-09 | 2.4933e-19 | -1.228e-17 | -7.575e-08 | 1.6997e-22 | 2.771e-21 | -2.2101e-11 | 2.5419e-17 | -5.9843e-18 | 0 | 0 | 0 | 0 | 0 | 0 | 1.6472 | 0 | 0 | 1.6472 | 0 | 0 | -0.1906 | 0 | 0 | -0.1906 | 0 | 0
Line8_8_10 | 0 | 0 | 0 | 0 | 0 | 0 | 0 | 0 | 0 | 0 | 0 | 0 | 3.3052e-09 | 1.091e-20 | 8.1244e-21 | -3.3052e-09 | 2.4933e-19 | -1.228e-17 | -7.575e-08 | 1.6997e-22 | 2.771e-21 | -2.2101e-11 | 2.5419e-17 | -5.9843e-18 | 0 | 0 | 0 | 0 | 0 | 0 | 1.6472 | 0 | 0 | 1.6472 | 0 | 0 | -0.1906 | 0 | 0 | -0.1906 | 0 | 0
Line9_3_11 | 1.3934e-06 | 1.4151e-06 | 1.372e-06 | 1.1947e-06 | 1.2164e-06 | 1.1734e-06 | 3.2179e-07 | 3.2681e-07 | 3.1684e-07 | 2.7591e-07 | 2.8092e-07 | 2.7098e-07 | 2.4977e-08 | -2.4839e-07 | 2.3908e-07 | -2.4721e-08 | 2.1356e-07 | -2.0451e-07 | -5.2974e-07 | 9.549e-09 | -5.5624e-09 | 4.5405e-07 | -6.875e-09 | 3.0433e-09 | 87.1583 | 87.4757 | 86.8296 | -93.2586 | -92.882 | -93.6506 | 1.6481 | 0.7606 | 0.75479 | 1.6481 | 0.7606 | 0.75479 | -0.14222 | -94.7259 | 85.4968 | -0.14222 | -94.7259 | 85.4968

## LLG_max_fault_6
name | pf_ikss_a_from_ka | pf_ikss_b_from_ka | pf_ikss_c_from_ka | pf_ikss_a_to_ka | pf_ikss_b_to_ka | pf_ikss_c_to_ka | pf_skss_a_from_mw | pf_skss_b_from_mw | pf_skss_c_from_mw | pf_skss_a_to_mw | pf_skss_b_to_mw | pf_skss_c_to_mw | pf_p_a_from_mw | pf_p_b_from_mw | pf_p_c_from_mw | pf_p_a_to_mw | pf_p_b_to_mw | pf_p_c_to_mw | pf_q_a_from_mvar | pf_q_b_from_mvar | pf_q_c_from_mvar | pf_q_a_to_mvar | pf_q_b_to_mvar | pf_q_c_to_mvar | pf_ikss_a_from_degree | pf_ikss_b_from_degree | pf_ikss_c_from_degree | pf_ikss_a_to_degree | pf_ikss_b_to_degree | pf_ikss_c_to_degree | pf_vm_a_from_pu | pf_vm_b_from_pu | pf_vm_c_from_pu | pf_vm_a_to_pu | pf_vm_b_to_pu | pf_vm_c_to_pu | pf_va_a_from_degree | pf_va_b_from_degree | pf_va_c_from_degree | pf_va_a_to_degree | pf_va_b_to_degree | pf_va_c_to_degree
Line0_1_2 | 0 | 0.033053 | 0.027097 | 0 | 0.033054 | 0.027097 | 0 | 0.0076334 | 0.0062578 | 0 | 0.0076334 | 0.0062577 | 5.8741e-08 | 0.0054991 | 0.0037063 | -5.047e-08 | -0.00549 | -0.0036975 | -2.1676e-07 | 0.005549 | 0.003728 | 1.8029e-07 | -0.0055274 | -0.0037138 | 0 | -147.331 | 59.3271 | 0 | 32.6691 | -120.6729 | 1.3658 | 1.0234 | 0.84006 | 1.3656 | 1.0206 | 0.83746 | -3.9641 | -102.072 | 104.4946 | -3.9715 | -102.1361 | 104.4531
Line10_11_12 | 0 | 0 | 0 | 0 | 0 | 0 | 0 | 0 | 0 | 0 | 0 | 0 | 5.9076e-08 | -1.6689e-07 | 1.1475e-07 | -5.0824e-08 | 1.3898e-07 | -9.5095e-08 | -2.1647e-07 | -2.09e-08 | 7.6655e-08 | 1.8002e-07 | 1.863e-08 | -6.4744e-08 | 0 | 0 | 0 | 0 | 0 | 0 | 1.3658 | 1.0234 | 0.84006 | 1.3658 | 1.0234 | 0.84006 | -3.9641 | -102.072 | 104.4946 | -3.9641 | -102.072 | 104.4946
Line11_12_13 | 0 | 0 | 0 | 0 | 0 | 0 | 0 | 0 | 0 | 0 | 0 | 0 | 4.923e-08 | -1.3907e-07 | 9.5624e-08 | -4.0978e-08 | 1.1117e-07 | -7.5971e-08 | -1.8039e-07 | -1.7417e-08 | 6.3879e-08 | 1.4395e-07 | 1.5146e-08 | -5.1968e-08 | 0 | 0 | 0 | 0 | 0 | 0 | 1.3658 | 1.0234 | 0.84006 | 1.3658 | 1.0234 | 0.84006 | -3.9641 | -102.072 | 104.4946 | -3.9641 | -102.072 | 104.4946
Line12_13_15 | 0 | 0 | 0 | 0 | 0 | 0 | 0 | 0 | 0 | 0 | 0 | 0 | 2.9538e-08 | -8.3443e-08 | 5.7375e-08 | -2.1286e-08 | 5.5537e-08 | -3.7721e-08 | -1.0823e-07 | -1.045e-08 | 3.8328e-08 | 7.1792e-08 | 8.1796e-09 | -2.6416e-08 | 0 | 0 | 0 | 0 | 0 | 0 | 1.3658 | 1.0234 | 0.84006 | 1.3658 | 1.0234 | 0.84006 | -3.9641 | -102.072 | 104.4946 | -3.9641 | -102.072 | 104.4946
Line13_13_14 | 0 | 0 | 0 | 0 | 0 | 0 | 0 | 0 | 0 | 0 | 0 | 0 | 9.846e-09 | -2.7814e-08 | 1.9125e-08 | -1.594e-09 | -9.1626e-11 | 5.2895e-10 | -3.6078e-08 | -3.4834e-09 | 1.2776e-08 | -3.6352e-10 | 1.2129e-09 | -8.646e-10 | 0 | 0 | 0 | 0 | 0 | 0 | 1.3658 | 1.0234 | 0.84006 | 1.3658 | 1.0234 | 0.84006 | -3.9641 | -102.072 | 104.4946 | -3.9641 | -102.072 | 104.4946
Line14_15_16 | 0 | 0 | 0 | 0 | 0 | 0 | 0 | 0 | 0 | 0 | 0 | 0 | 1.9692e-08 | -5.5629e-08 | 3.825e-08 | -1.144e-08 | 2.7723e-08 | -1.8596e-08 | -7.2155e-08 | -6.9667e-09 | 2.5552e-08 | 3.5714e-08 | 4.6963e-09 | -1.364e-08 | 0 | 0 | 0 | 0 | 0 | 0 | 1.3658 | 1.0234 | 0.84006 | 1.3658 | 1.0234 | 0.84006 | -3.9641 | -102.072 | 104.4946 | -3.9641 | -102.072 | 104.4946
Line15_16_17 | 0 | 0 | 0 | 0 | 0 | 0 | 0 | 0 | 0 | 0 | 0 | 0 | 9.846e-09 | -2.7814e-08 | 1.9125e-08 | -1.594e-09 | -9.1625e-11 | 5.2895e-10 | -3.6078e-08 | -3.4834e-09 | 1.2776e-08 | -3.6352e-10 | 1.2129e-09 | -8.646e-10 | 0 | 0 | 0 | 0 | 0 | 0 | 1.3658 | 1.0234 | 0.84006 | 1.3658 | 1.0234 | 0.84006 | -3.9641 | -102.072 | 104.4946 | -3.9641 | -102.072 | 104.4946
Line16_4_18 | 0 | 0 | 0 | 0 | 0 | 0 | 0 | 0 | 0 | 0 | 0 | 0 | 9.846e-09 | -2.7814e-08 | 1.9125e-08 | -1.594e-09 | -9.1625e-11 | 5.2895e-10 | -3.6078e-08 | -3.4834e-09 | 1.2776e-08 | -3.6352e-10 | 1.2129e-09 | -8.646e-10 | 0 | 0 | 0 | 0 | 0 | 0 | 1.3658 | 1.0234 | 0.84006 | 1.3658 | 1.0234 | 0.84006 | -3.9641 | -102.072 | 104.4946 | -3.9641 | -102.072 | 104.4946
Line17_5_19 | 0 | 0 | 0 | 0 | 0 | 0 | 0 | 0 | 0 | 0 | 0 | 0 | 9.846e-09 | -2.7814e-08 | 1.9125e-08 | -1.594e-09 | -9.1625e-11 | 5.2895e-10 | -3.6078e-08 | -3.4834e-09 | 1.2776e-08 | -3.6352e-10 | 1.2129e-09 | -8.646e-10 | 0 | 0 | 0 | 0 | 0 | 0 | 1.3658 | 1.0234 | 0.84006 | 1.3658 | 1.0234 | 0.84006 | -3.9641 | -102.072 | 104.4946 | -3.9641 | -102.072 | 104.4946
Line1_1_3 | 0 | 0 | 0 | 0 | 0 | 0 | 0 | 0 | 0 | 0 | 0 | 0 | 7.8768e-08 | -2.2251e-07 | 1.53e-07 | -7.0516e-08 | 1.9461e-07 | -1.3335e-07 | -2.8862e-07 | -2.7867e-08 | 1.0221e-07 | 2.5218e-07 | 2.5596e-08 | -9.0296e-08 | 0 | 0 | 0 | 0 | 0 | 0 | 1.3658 | 1.0234 | 0.84006 | 1.3658 | 1.0234 | 0.84006 | -3.9641 | -102.072 | 104.4946 | -3.9641 | -102.072 | 104.4946
Line2_1_4 | 0 | 0 | 0 | 0 | 0 | 0 | 0 | 0 | 0 | 0 | 0 | 0 | 1.9692e-08 | -5.5628e-08 | 3.825e-08 | -1.144e-08 | 2.7723e-08 | -1.8596e-08 | -7.2155e-08 | -6.9667e-09 | 2.5552e-08 | 3.5714e-08 | 4.6962e-09 | -1.364e-08 | 0 | 0 | 0 | 0 | 0 | 0 | 1.3658 | 1.0234 | 0.84006 | 1.3658 | 1.0234 | 0.84006 | -3.9641 | -102.072 | 104.4946 | -3.9641 | -102.072 | 104.4946
Line3_1_5 | 0 | 0 | 0 | 0 | 0 | 0 | 0 | 0 | 0 | 0 | 0 | 0 | 1.9692e-08 | -5.5628e-08 | 3.825e-08 | -1.144e-08 | 2.7723e-08 | -1.8596e-08 | -7.2155e-08 | -6.9667e-09 | 2.5552e-08 | 3.5714e-08 | 4.6962e-09 | -1.364e-08 | 0 | 0 | 0 | 0 | 0 | 0 | 1.3658 | 1.0234 | 0.84006 | 1.3658 | 1.0234 | 0.84006 | -3.9641 | -102.072 | 104.4946 | -3.9641 | -102.072 | 104.4946
Line4_2_6 | 0 | 0.033054 | 0.027097 | 0 | 0.033054 | 0.027097 | 0 | 0.0076334 | 0.0062577 | 0 | 0.0076334 | 0.0062577 | 4.8877e-08 | 0.00549 | 0.0036975 | -4.0637e-08 | -0.0054809 | -0.0036887 | -1.8066e-07 | 0.0055275 | 0.0037138 | 1.4418e-07 | -0.0055059 | -0.0036995 | 0 | -147.3309 | 59.3271 | 0 | 32.6692 | -120.673 | 1.3656 | 1.0206 | 0.83746 | 1.3654 | 1.0177 | 0.83485 | -3.9715 | -102.1361 | 104.4531 | -3.9788 | -102.2004 | 104.4112
Line5_6_7 | 0 | 0.033054 | 0.027097 | 0 | 0.033054 | 0.027097 | 0 | 0.0076334 | 0.0062577 | 0 | 0.0076334 | 0.0062577 | 3.9045e-08 | 0.0054809 | 0.0036887 | -3.0837e-08 | -0.0054718 | -0.0036799 | -1.4454e-07 | 0.0055059 | 0.0036995 | 1.0805e-07 | -0.0054844 | -0.0036853 | 0 | -147.3308 | 59.327 | 0 | 32.6694 | -120.673 | 1.3654 | 1.0177 | 0.83485 | 1.3653 | 1.0149 | 0.83225 | -3.9788 | -102.2004 | 104.4112 | -3.9861 | -102.2652 | 104.3692
Line6_7_8 | 0 | 0.033054 | 0.027097 | 0 | 0.033054 | 0.027096 | 0 | 0.0076334 | 0.0062577 | 0 | 0.0076334 | 0.0062577 | 2.9246e-08 | 0.0054718 | 0.0036799 | -2.1069e-08 | -0.0054628 | -0.0036711 | -1.0841e-07 | 0.0054844 | 0.0036853 | 7.1911e-08 | -0.0054628 | -0.003671 | 0 | -147.3306 | 59.327 | 0 | 32.6695 | -120.6731 | 1.3653 | 1.0149 | 0.83225 | 1.3651 | 1.0121 | 0.82965 | -3.9861 | -102.2652 | 104.3692 | -3.9935 | -102.3302 | 104.3268
Line7_8_9 | 0 | 0 | 0 | 0 | 0 | 0 | 0 | 0 | 0 | 0 | 0 | 0 | 9.7394e-09 | -2.7611e-08 | 1.8953e-08 | -1.59e-09 | -4.3062e-11 | 5.5156e-10 | -3.6138e-08 | -3.2366e-09 | 1.2538e-08 | -3.6602e-10 | 1.1827e-09 | -8.629e-10 | 0 | 0 | 0 | 0 | 0 | 0 | 1.3651 | 1.0121 | 0.82965 | 1.3651 | 1.0121 | 0.82965 | -3.9935 | -102.3302 | 104.3268 | -3.9935 | -102.3302 | 104.3268
Line8_8_10 | 0 | 0 | 0 | 0 | 0 | 0 | 0 | 0 | 0 | 0 | 0 | 0 | 9.7394e-09 | -2.7611e-08 | 1.8953e-08 | -1.59e-09 | -4.3062e-11 | 5.5156e-10 | -3.6138e-08 | -3.2366e-09 | 1.2538e-08 | -3.6602e-10 | 1.1827e-09 | -8.629e-10 | 0 | 0 | 0 | 0 | 0 | 0 | 1.3651 | 1.0121 | 0.82965 | 1.3651 | 1.0121 | 0.82965 | -3.9935 | -102.3302 | 104.3268 | -3.9935 | -102.3302 | 104.3268
Line9_3_11 | 0 | 0 | 0 | 0 | 0 | 0 | 0 | 0 | 0 | 0 | 0 | 0 | 6.8922e-08 | -1.947e-07 | 1.3387e-07 | -6.067e-08 | 1.6679e-07 | -1.1422e-07 | -2.5254e-07 | -2.4384e-08 | 8.9431e-08 | 2.161e-07 | 2.2113e-08 | -7.752e-08 | 0 | 0 | 0 | 0 | 0 | 0 | 1.3658 | 1.0234 | 0.84006 | 1.3658 | 1.0234 | 0.84006 | -3.9641 | -102.072 | 104.4946 | -3.9641 | -102.072 | 104.4946

## LLG_max_fault_10
name | pf_ikss_a_from_ka | pf_ikss_b_from_ka | pf_ikss_c_from_ka | pf_ikss_a_to_ka | pf_ikss_b_to_ka | pf_ikss_c_to_ka | pf_skss_a_from_mw | pf_skss_b_from_mw | pf_skss_c_from_mw | pf_skss_a_to_mw | pf_skss_b_to_mw | pf_skss_c_to_mw | pf_p_a_from_mw | pf_p_b_from_mw | pf_p_c_from_mw | pf_p_a_to_mw | pf_p_b_to_mw | pf_p_c_to_mw | pf_q_a_from_mvar | pf_q_b_from_mvar | pf_q_c_from_mvar | pf_q_a_to_mvar | pf_q_b_to_mvar | pf_q_c_to_mvar | pf_ikss_a_from_degree | pf_ikss_b_from_degree | pf_ikss_c_from_degree | pf_ikss_a_to_degree | pf_ikss_b_to_degree | pf_ikss_c_to_degree | pf_vm_a_from_pu | pf_vm_b_from_pu | pf_vm_c_from_pu | pf_vm_a_to_pu | pf_vm_b_to_pu | pf_vm_c_to_pu | pf_va_a_from_degree | pf_va_b_from_degree | pf_va_c_from_degree | pf_va_a_to_degree | pf_va_b_to_degree | pf_va_c_to_degree
Line0_1_2 | 0 | 0.034624 | 0.028383 | 0 | 0.034624 | 0.028383 | 0 | 0.0079961 | 0.0065548 | 0 | 0.0079961 | 0.0065548 | 6.4464e-08 | 0.0060341 | 0.0040666 | -5.5387e-08 | -0.0060242 | -0.0040569 | -2.3789e-07 | 0.0060889 | 0.0040904 | 1.9787e-07 | -0.0060653 | -0.0040748 | 0 | -147.3372 | 59.3228 | 0 | 32.663 | -120.6773 | 1.4308 | 1.0721 | 0.87994 | 1.4306 | 1.0691 | 0.87721 | -3.9651 | -102.0782 | 104.4903 | -3.9724 | -102.1422 | 104.4487
Line10_11_12 | 0 | 0 | 0 | 0 | 0 | 0 | 0 | 0 | 0 | 0 | 0 | 0 | 6.4832e-08 | -1.8314e-07 | 1.2592e-07 | -5.5776e-08 | 1.5252e-07 | -1.0436e-07 | -2.3757e-07 | -2.2914e-08 | 8.411e-08 | 1.9757e-07 | 2.0426e-08 | -7.104e-08 | 0 | 0 | 0 | 0 | 0 | 0 | 1.4308 | 1.0721 | 0.87994 | 1.4308 | 1.0721 | 0.87994 | -3.9651 | -102.0782 | 104.4903 | -3.9651 | -102.0782 | 104.4903
Line11_12_13 | 0 | 0 | 0 | 0 | 0 | 0 | 0 | 0 | 0 | 0 | 0 | 0 | 5.4027e-08 | -1.5262e-07 | 1.0494e-07 | -4.4971e-08 | 1.22e-07 | -8.3368e-08 | -1.9797e-07 | -1.9095e-08 | 7.0091e-08 | 1.5798e-07 | 1.6607e-08 | -5.7022e-08 | 0 | 0 | 0 | 0 | 0 | 0 | 1.4308 | 1.0721 | 0.87994 | 1.4308 | 1.0721 | 0.87994 | -3.9651 | -102.0782 | 104.4903 | -3.9651 | -102.0782 | 104.4903
Line12_13_15 | 0 | 0 | 0 | 0 | 0 | 0 | 0 | 0 | 0 | 0 | 0 | 0 | 3.2416e-08 | -9.1572e-08 | 6.2961e-08 | -2.336e-08 | 6.0948e-08 | -4.1394e-08 | -1.1878e-07 | -1.1457e-08 | 4.2055e-08 | 7.879e-08 | 8.9687e-09 | -2.8986e-08 | 0 | 0 | 0 | 0 | 0 | 0 | 1.4308 | 1.0721 | 0.87994 | 1.4308 | 1.0721 | 0.87994 | -3.9651 | -102.0782 | 104.4903 | -3.9651 | -102.0782 | 104.4903
Line13_13_14 | 0 | 0 | 0 | 0 | 0 | 0 | 0 | 0 | 0 | 0 | 0 | 0 | 1.0805e-08 | -3.0524e-08 | 2.0987e-08 | -1.7493e-09 | -1.0001e-10 | 5.8077e-10 | -3.9595e-08 | -3.819e-09 | 1.4018e-08 | -3.9905e-10 | 1.3306e-09 | -9.4903e-10 | 0 | 0 | 0 | 0 | 0 | 0 | 1.4308 | 1.0721 | 0.87994 | 1.4308 | 1.0721 | 0.87994 | -3.9651 | -102.0782 | 104.4903 | -3.9651 | -102.0782 | 104.4903
Line14_15_16 | 0 | 0 | 0 | 0 | 0 | 0 | 0 | 0 | 0 | 0 | 0 | 0 | 2.1611e-08 | -6.1048e-08 | 4.1974e-08 | -1.2555e-08 | 3.0424e-08 | -2.0406e-08 | -7.9189e-08 | -7.6381e-09 | 2.8037e-08 | 3.9196e-08 | 5.1496e-09 | -1.4967e-08 | 0 | 0 | 0 | 0 | 0 | 0 | 1.4308 | 1.0721 | 0.87994 | 1.4308 | 1.0721 | 0.87994 | -3.9651 | -102.0782 | 104.4903 | -3.9651 | -102.0782 | 104.4903
Line15_16_17 | 0 | 0 | 0 | 0 | 0 | 0 | 0 | 0 | 0 | 0 | 0 | 0 | 1.0805e-08 | -3.0524e-08 | 2.0987e-08 | -1.7493e-09 | -1.0001e-10 | 5.8077e-10 | -3.9595e-08 | -3.819e-09 | 1.4018e-08 | -3.9905e-10 | 1.3306e-09 | -9.4903e-10 | 0 | 0 | 0 | 0 | 0 | 0 | 1.4308 | 1.0721 | 0.87994 | 1.4308 | 1.0721 | 0.87994 | -3.9651 | -102.0782 | 104.4903 | -3.9651 | -102.0782 | 104.4903
Line16_4_18 | 0 | 0 | 0 | 0 | 0 | 0 | 0 | 0 | 0 | 0 | 0 | 0 | 1.0805e-08 | -3.0524e-08 | 2.0987e-08 | -1.7493e-09 | -1.0001e-10 | 5.8077e-10 | -3.9595e-08 | -3.819e-09 | 1.4018e-08 | -3.9905e-10 | 1.3306e-09 | -9.4903e-10 | 0 | 0 | 0 | 0 | 0 | 0 | 1.4308 | 1.0721 | 0.87994 | 1.4308 | 1.0721 | 0.87994 | -3.9651 | -102.0782 | 104.4903 | -3.9651 | -102.0782 | 104.4903
Line17_5_19 | 0 | 0 | 0 | 0 | 0 | 0 | 0 | 0 | 0 | 0 | 0 | 0 | 1.0805e-08 | -3.0524e-08 | 2.0987e-08 | -1.7493e-09 | -1.0001e-10 | 5.8077e-10 | -3.9595e-08 | -3.819e-09 | 1.4018e-08 | -3.9905e-10 | 1.3306e-09 | -9.4903e-10 | 0 | 0 | 0 | 0 | 0 | 0 | 1.4308 | 1.0721 | 0.87994 | 1.4308 | 1.0721 | 0.87994 | -3.9651 | -102.0782 | 104.4903 | -3.9651 | -102.0782 | 104.4903
Line1_1_3 | 0 | 0 | 0 | 0 | 0 | 0 | 0 | 0 | 0 | 0 | 0 | 0 | 8.6443e-08 | -2.4419e-07 | 1.679e-07 | -7.7387e-08 | 2.1357e-07 | -1.4633e-07 | -3.1676e-07 | -3.0552e-08 | 1.1215e-07 | 2.7676e-07 | 2.8064e-08 | -9.9077e-08 | 0 | 0 | 0 | 0 | 0 | 0 | 1.4308 | 1.0721 | 0.87994 | 1.4308 | 1.0721 | 0.87994 | -3.9651 | -102.0782 | 104.4903 | -3.9651 | -102.0782 | 104.4903
Line2_1_4 | 0 | 0 | 0 | 0 | 0 | 0 | 0 | 0 | 0 | 0 | 0 | 0 | 2.1611e-08 | -6.1048e-08 | 4.1974e-08 | -1.2555e-08 | 3.0424e-08 | -2.0406e-08 | -7.9189e-08 | -7.6381e-09 | 2.8036e-08 | 3.9196e-08 | 5.1496e-09 | -1.4967e-08 | 0 | 0 | 0 | 0 | 0 | 0 | 1.4308 | 1.0721 | 0.87994 | 1.4308 | 1.0721 | 0.87994 | -3.9651 | -102.0782 | 104.4903 | -3.9651 | -102.0782 | 104.4903
Line3_1_5 | 0 | 0 | 0 | 0 | 0 | 0 | 0 | 0 | 0 | 0 | 0 | 0 | 2.1611e-08 | -6.1048e-08 | 4.1974e-08 | -1.2555e-08 | 3.0424e-08 | -2.0406e-08 | -7.9189e-08 | -7.6381e-09 | 2.8036e-08 | 3.9196e-08 | 5.1496e-09 | -1.4967e-08 | 0 | 0 | 0 | 0 | 0 | 0 | 1.4308 | 1.0721 | 0.87994 | 1.4308 | 1.0721 | 0.87994 | -3.9651 | -102.0782 | 104.4903 | -3.9651 | -102.0782 | 104.4903
Line4_2_6 | 0 | 0.034624 | 0.028383 | 0 | 0.034624 | 0.028383 | 0 | 0.0079961 | 0.0065548 | 0 | 0.0079961 | 0.0065548 | 5.3639e-08 | 0.0060242 | 0.0040569 | -4.4596e-08 | -0.0060142 | -0.0040472 | -1.9827e-07 | 0.0060653 | 0.0040748 | 1.5823e-07 | -0.0060416 | -0.0040591 | 0 | -147.337 | 59.3227 | 0 | 32.6631 | -120.6773 | 1.4306 | 1.0691 | 0.87721 | 1.4305 | 1.0661 | 0.87449 | -3.9724 | -102.1422 | 104.4487 | -3.9798 | -102.2066 | 104.4069
Line5_6_7 | 0 | 0.034624 | 0.028383 | 0 | 0.034624 | 0.028383 | 0 | 0.0079961 | 0.0065548 | 0 | 0.0079962 | 0.0065548 | 4.2849e-08 | 0.0060142 | 0.0040472 | -3.3841e-08 | -0.0060042 | -0.0040376 | -1.5863e-07 | 0.0060416 | 0.0040591 | 1.1858e-07 | -0.006018 | -0.0040435 | 0 | -147.3369 | 59.3227 | 0 | 32.6632 | -120.6774 | 1.4305 | 1.0661 | 0.87449 | 1.4303 | 1.0631 | 0.87176 | -3.9798 | -102.2066 | 104.4069 | -3.9871 | -102.2713 | 104.3648
Line6_7_8 | 0 | 0.034624 | 0.028383 | 0 | 0.034625 | 0.028383 | 0 | 0.0079962 | 0.0065548 | 0 | 0.0079962 | 0.0065547 | 3.2095e-08 | 0.0060042 | 0.0040376 | -2.3122e-08 | -0.0059943 | -0.0040279 | -1.1898e-07 | 0.006018 | 0.0040435 | 7.8921e-08 | -0.0059943 | -0.0040279 | 0 | -147.3368 | 59.3226 | 0 | 32.6634 | -120.6774 | 1.4303 | 1.0631 | 0.87176 | 1.4301 | 1.0602 | 0.86903 | -3.9871 | -102.2713 | 104.3648 | -3.9944 | -102.3364 | 104.3225
Line7_8_9 | 0 | 0 | 0 | 0 | 0 | 0 | 0 | 0 | 0 | 0 | 0 | 0 | 1.0688e-08 | -3.03e-08 | 2.0798e-08 | -1.745e-09 | -4.673e-11 | 6.0556e-10 | -3.9661e-08 | -3.5483e-09 | 1.3757e-08 | -4.018e-10 | 1.2975e-09 | -9.4716e-10 | 0 | 0 | 0 | 0 | 0 | 0 | 1.4301 | 1.0602 | 0.86903 | 1.4301 | 1.0602 | 0.86903 | -3.9944 | -102.3364 | 104.3225 | -3.9944 | -102.3364 | 104.3225
Line8_8_10 | 0 | 0 | 0 | 0 | 0 | 0 | 0 | 0 | 0 | 0 | 0 | 0 | 1.0688e-08 | -3.03e-08 | 2.0798e-08 | -1.745e-09 | -4.673e-11 | 6.0556e-10 | -3.9661e-08 | -3.5483e-09 | 1.3757e-08 | -4.018e-10 | 1.2975e-09 | -9.4716e-10 | 0 | 0 | 0 | 0 | 0 | 0 | 1.4301 | 1.0602 | 0.86903 | 1.4301 | 1.0602 | 0.86903 | -3.9944 | -102.3364 | 104.3225 | -3.9944 | -102.3364 | 104.3225
Line9_3_11 | 0 | 0 | 0 | 0 | 0 | 0 | 0 | 0 | 0 | 0 | 0 | 0 | 7.5637e-08 | -2.1367e-07 | 1.4691e-07 | -6.6581e-08 | 1.8304e-07 | -1.2534e-07 | -2.7716e-07 | -2.6733e-08 | 9.8128e-08 | 2.3717e-07 | 2.4245e-08 | -8.5059e-08 | 0 | 0 | 0 | 0 | 0 | 0 | 1.4308 | 1.0721 | 0.87994 | 1.4308 | 1.0721 | 0.87994 | -3.9651 | -102.0782 | 104.4903 | -3.9651 | -102.0782 | 104.4903

## LLG_min_6
name | pf_ikss_a_from_ka | pf_ikss_b_from_ka | pf_ikss_c_from_ka | pf_ikss_a_to_ka | pf_ikss_b_to_ka | pf_ikss_c_to_ka | pf_skss_a_from_mw | pf_skss_b_from_mw | pf_skss_c_from_mw | pf_skss_a_to_mw | pf_skss_b_to_mw | pf_skss_c_to_mw | pf_p_a_from_mw | pf_p_b_from_mw | pf_p_c_from_mw | pf_p_a_to_mw | pf_p_b_to_mw | pf_p_c_to_mw | pf_q_a_from_mvar | pf_q_b_from_mvar | pf_q_c_from_mvar | pf_q_a_to_mvar | pf_q_b_to_mvar | pf_q_c_to_mvar | pf_ikss_a_from_degree | pf_ikss_b_from_degree | pf_ikss_c_from_degree | pf_ikss_a_to_degree | pf_ikss_b_to_degree | pf_ikss_c_to_degree | pf_vm_a_from_pu | pf_vm_b_from_pu | pf_vm_c_from_pu | pf_vm_a_to_pu | pf_vm_b_to_pu | pf_vm_c_to_pu | pf_va_a_from_degree | pf_va_b_from_degree | pf_va_c_from_degree | pf_va_a_to_degree | pf_va_b_to_degree | pf_va_c_to_degree
Line0_1_2 | 1.0307e-06 | 1.4631 | 1.4469 | 0 | 1.4631 | 1.4469 | 2.3803e-07 | 0.33788 | 0.33415 | 0 | 0.33788 | 0.33415 | 1.5292e-08 | 0.16381 | 0.16137 | -1.5066e-08 | -0.12286 | -0.12103 | -3.3818e-07 | 0.1712 | 0.16753 | 2.8182e-07 | -0.1284 | -0.12565 | 87.2733 | -143.1578 | 37.4155 | 0 | 36.8422 | -142.5845 | 1.4222 | 0.70127 | 0.6961 | 1.4219 | 0.52595 | 0.52208 | -0.13766 | -96.894 | 83.4882 | -0.14926 | -96.894 | 83.4882
Line10_11_12 | 1.029e-06 | 1.041e-06 | 1.0172e-06 | 0 | 0 | 0 | 2.3763e-07 | 2.404e-07 | 2.3492e-07 | 0 | 0 | 0 | 1.5871e-08 | -1.6806e-07 | 1.6327e-07 | -1.5688e-08 | 1.405e-07 | -1.3589e-07 | -3.3758e-07 | 1.3299e-08 | -9.1582e-09 | 2.8131e-07 | -1.0124e-08 | 6.1892e-09 | 87.1706 | 87.6304 | 86.6987 | 0 | 0 | 0 | 1.4222 | 0.70127 | 0.6961 | 1.4222 | 0.70127 | 0.6961 | -0.13767 | -96.894 | 83.4882 | -0.13767 | -96.894 | 83.4882
Line11_12_13 | 0 | 0 | 0 | 0 | 0 | 0 | 0 | 0 | 0 | 0 | 0 | 0 | 1.3226e-08 | -1.4005e-07 | 1.3606e-07 | -1.3043e-08 | 1.1249e-07 | -1.0868e-07 | -2.8132e-07 | 1.1082e-08 | -7.6319e-09 | 2.2504e-07 | -7.9072e-09 | 4.6628e-09 | 0 | 0 | 0 | 0 | 0 | 0 | 1.4222 | 0.70127 | 0.6961 | 1.4222 | 0.70127 | 0.6961 | -0.13767 | -96.894 | 83.4882 | -0.13767 | -96.894 | 83.4882
Line12_13_15 | 0 | 0 | 0 | 0 | 0 | 0 | 0 | 0 | 0 | 0 | 0 | 0 | 7.9354e-09 | -8.4031e-08 | 8.1636e-08 | -7.7527e-09 | 5.6464e-08 | -5.4252e-08 | -1.6879e-07 | 6.6493e-09 | -4.5791e-09 | 1.1252e-07 | -3.4743e-09 | 1.61e-09 | 0 | 0 | 0 | 0 | 0 | 0 | 1.4222 | 0.70127 | 0.6961 | 1.4222 | 0.70127 | 0.6961 | -0.13767 | -96.894 | 83.4882 | -0.13767 | -96.894 | 83.4882
Line13_13_14 | 0 | 0 | 0 | 0 | 0 | 0 | 0 | 0 | 0 | 0 | 0 | 0 | 2.6451e-09 | -2.801e-08 | 2.7212e-08 | -2.4624e-09 | 4.4361e-10 | 1.7215e-10 | -5.6264e-08 | 2.2164e-09 | -1.5264e-09 | -1.1903e-11 | 9.5862e-10 | -1.4427e-09 | 0 | 0 | 0 | 0 | 0 | 0 | 1.4222 | 0.70127 | 0.6961 | 1.4222 | 0.70127 | 0.6961 | -0.13767 | -96.894 | 83.4882 | -0.13767 | -96.894 | 83.4882
Line14_15_16 | 0 | 0 | 0 | 0 | 0 | 0 | 0 | 0 | 0 | 0 | 0 | 0 | 5.2903e-09 | -5.6021e-08 | 5.4424e-08 | -5.1075e-09 | 2.8454e-08 | -2.704e-08 | -1.1253e-07 | 4.4329e-09 | -3.0527e-09 | 5.6252e-08 | -1.2578e-09 | 8.3672e-11 | 0 | 0 | 0 | 0 | 0 | 0 | 1.4222 | 0.70127 | 0.6961 | 1.4222 | 0.70127 | 0.6961 | -0.13767 | -96.894 | 83.4882 | -0.13767 | -96.894 | 83.4882
Line15_16_17 | 0 | 0 | 0 | 0 | 0 | 0 | 0 | 0 | 0 | 0 | 0 | 0 | 2.6451e-09 | -2.801e-08 | 2.7212e-08 | -2.4624e-09 | 4.4361e-10 | 1.7215e-10 | -5.6264e-08 | 2.2164e-09 | -1.5264e-09 | -1.1904e-11 | 9.5862e-10 | -1.4427e-09 | 0 | 0 | 0 | 0 | 0 | 0 | 1.4222 | 0.70127 | 0.6961 | 1.4222 | 0.70127 | 0.6961 | -0.13767 | -96.894 | 83.4882 | -0.13767 | -96.894 | 83.4882
Line16_4_18 | 0 | 0 | 0 | 0 | 0 | 0 | 0 | 0 | 0 | 0 | 0 | 0 | 2.6451e-09 | -2.801e-08 | 2.7212e-08 | -2.4624e-09 | 4.4361e-10 | 1.7215e-10 | -5.6264e-08 | 2.2165e-09 | -1.5264e-09 | -1.1903e-11 | 9.5862e-10 | -1.4427e-09 | 0 | 0 | 0 | 0 | 0 | 0 | 1.4222 | 0.70127 | 0.6961 | 1.4222 | 0.70127 | 0.6961 | -0.13766 | -96.894 | 83.4882 | -0.13766 | -96.894 | 83.4882
Line17_5_19 | 0 | 0 | 0 | 0 | 0 | 0 | 0 | 0 | 0 | 0 | 0 | 0 | 2.6451e-09 | -2.801e-08 | 2.7212e-08 | -2.4624e-09 | 4.4361e-10 | 1.7215e-10 | -5.6264e-08 | 2.2165e-09 | -1.5264e-09 | -1.1903e-11 | 9.5862e-10 | -1.4427e-09 | 0 | 0 | 0 | 0 | 0 | 0 | 1.4222 | 0.70127 | 0.6961 | 1.4222 | 0.70127 | 0.6961 | -0.13766 | -96.894 | 83.4882 | -0.13766 | -96.894 | 83.4882
Line1_1_3 | 1.3719e-06 | 1.388e-06 | 1.3563e-06 | 1.2008e-06 | 1.2168e-06 | 1.1852e-06 | 3.1684e-07 | 3.2054e-07 | 3.1323e-07 | 2.7731e-07 | 2.81e-07 | 2.7372e-07 | 2.1161e-08 | -2.2408e-07 | 2.177e-07 | -2.0978e-08 | 1.9652e-07 | -1.9031e-07 | -4.5011e-07 | 1.7732e-08 | -1.2211e-08 | 3.9383e-07 | -1.4557e-08 | 9.2419e-09 | 87.1706 | 87.6304 | 86.6987 | -93.1868 | -92.6576 | -93.7316 | 1.4222 | 0.70127 | 0.6961 | 1.4222 | 0.70127 | 0.6961 | -0.13766 | -96.894 | 83.4882 | -0.13767 | -96.894 | 83.4882
Line2_1_4 | 0 | 0 | 0 | 0 | 0 | 0 | 0 | 0 | 0 | 0 | 0 | 0 | 5.2903e-09 | -5.6021e-08 | 5.4424e-08 | -5.1075e-09 | 2.8454e-08 | -2.704e-08 | -1.1253e-07 | 4.4329e-09 | -3.0528e-09 | 5.6252e-08 | -1.2578e-09 | 8.3675e-11 | 0 | 0 | 0 | 0 | 0 | 0 | 1.4222 | 0.70127 | 0.6961 | 1.4222 | 0.70127 | 0.6961 | -0.13766 | -96.894 | 83.4882 | -0.13766 | -96.894 | 83.4882
Line3_1_5 | 0 | 0 | 0 | 0 | 0 | 0 | 0 | 0 | 0 | 0 | 0 | 0 | 5.2903e-09 | -5.6021e-08 | 5.4424e-08 | -5.1075e-09 | 2.8454e-08 | -2.704e-08 | -1.1253e-07 | 4.4329e-09 | -3.0528e-09 | 5.6252e-08 | -1.2578e-09 | 8.3675e-11 | 0 | 0 | 0 | 0 | 0 | 0 | 1.4222 | 0.70127 | 0.6961 | 1.4222 | 0.70127 | 0.6961 | -0.13766 | -96.894 | 83.4882 | -0.13766 | -96.894 | 83.4882
Line4_2_6 | 0 | 1.4631 | 1.4469 | 0 | 1.4631 | 1.4469 | 0 | 0.33788 | 0.33415 | 0 | 0.33788 | 0.33415 | 1.2606e-08 | 0.12286 | 0.12103 | -1.2437e-08 | -0.081905 | -0.080685 | -2.8183e-07 | 0.1284 | 0.12565 | 2.2546e-07 | -0.085601 | -0.083764 | 0 | -143.1578 | 37.4155 | 0 | 36.8422 | -142.5845 | 1.4219 | 0.52595 | 0.52208 | 1.4215 | 0.35064 | 0.34805 | -0.14926 | -96.894 | 83.4882 | -0.16085 | -96.894 | 83.4882
Line5_6_7 | 0 | 1.4631 | 1.4469 | 0 | 1.4631 | 1.4469 | 0 | 0.33788 | 0.33415 | 0 | 0.33788 | 0.33415 | 9.9794e-09 | 0.081905 | 0.080685 | -9.8687e-09 | -0.040953 | -0.040342 | -2.2548e-07 | 0.085601 | 0.083764 | 1.6909e-07 | -0.0428 | -0.041882 | 0 | -143.1578 | 37.4155 | 0 | 36.8422 | -142.5845 | 1.4215 | 0.35064 | 0.34805 | 1.4212 | 0.17532 | 0.17403 | -0.16085 | -96.894 | 83.4882 | -0.17245 | -96.894 | 83.4882
Line6_7_8 | 0 | 1.4631 | 1.4469 | 0 | 1.4631 | 1.4469 | 0 | 0.33788 | 0.33415 | 0 | 0.33788 | 0.33415 | 7.4131e-09 | 0.040953 | 0.040342 | -7.36e-09 | -7.394e-14 | 4.8889e-14 | -1.6911e-07 | 0.0428 | 0.041882 | 1.1271e-07 | -8.6298e-15 | 2.3182e-14 | 0 | -143.1578 | 37.4155 | 0 | 36.8422 | -142.5845 | 1.4212 | 0.17532 | 0.17403 | 1.4209 | 0 | 0 | -0.17245 | -96.894 | 83.4882 | -0.18406 | 0 | 0
Line7_8_9 | 0 | 0 | 0 | 0 | 0 | 0 | 0 | 0 | 0 | 0 | 0 | 0 | 2.4533e-09 | -6.7737e-21 | -5.4176e-21 | -2.4533e-09 | 7.1933e-18 | -1.2467e-17 | -5.6363e-08 | 6.5399e-21 | 2.4457e-21 | -1.59e-11 | 2.2358e-17 | -1.9075e-18 | 0 | 0 | 0 | 0 | 0 | 0 | 1.4209 | 0 | 0 | 1.4209 | 0 | 0 | -0.18406 | 0 | 0 | -0.18406 | 0 | 0
Line8_8_10 | 0 | 0 | 0 | 0 | 0 | 0 | 0 | 0 | 0 | 0 | 0 | 0 | 2.4533e-09 | -6.7737e-21 | -5.4176e-21 | -2.4533e-09 | 7.1933e-18 | -1.2467e-17 | -5.6363e-08 | 6.5399e-21 | 2.4457e-21 | -1.59e-11 | 2.2358e-17 | -1.9075e-18 | 0 | 0 | 0 | 0 | 0 | 0 | 1.4209 | 0 | 0 | 1.4209 | 0 | 0 | -0.18406 | 0 | 0 | -0.18406 | 0 | 0
Line9_3_11 | 1.2005e-06 | 1.2145e-06 | 1.1868e-06 | 1.0293e-06 | 1.0433e-06 | 1.0157e-06 | 2.7723e-07 | 2.8047e-07 | 2.7407e-07 | 2.3771e-07 | 2.4093e-07 | 2.3457e-07 | 1.8516e-08 | -1.9607e-07 | 1.9048e-07 | -1.8333e-08 | 1.6851e-07 | -1.631e-07 | -3.9384e-07 | 1.5515e-08 | -1.0685e-08 | 3.3757e-07 | -1.234e-08 | 7.7155e-09 | 87.1706 | 87.6304 | 86.6987 | -93.2463 | -92.7055 | -93.8034 | 1.4222 | 0.70127 | 0.6961 | 1.4222 | 0.70127 | 0.6961 | -0.13767 | -96.894 | 83.4882 | -0.13767 | -96.894 | 83.4882

## LLG_min_10
name | pf_ikss_a_from_ka | pf_ikss_b_from_ka | pf_ikss_c_from_ka | pf_ikss_a_to_ka | pf_ikss_b_to_ka | pf_ikss_c_to_ka | pf_skss_a_from_mw | pf_skss_b_from_mw | pf_skss_c_from_mw | pf_skss_a_to_mw | pf_skss_b_to_mw | pf_skss_c_to_mw | pf_p_a_from_mw | pf_p_b_from_mw | pf_p_c_from_mw | pf_p_a_to_mw | pf_p_b_to_mw | pf_p_c_to_mw | pf_q_a_from_mvar | pf_q_b_from_mvar | pf_q_c_from_mvar | pf_q_a_to_mvar | pf_q_b_to_mvar | pf_q_c_to_mvar | pf_ikss_a_from_degree | pf_ikss_b_from_degree | pf_ikss_c_from_degree | pf_ikss_a_to_degree | pf_ikss_b_to_degree | pf_ikss_c_to_degree | pf_vm_a_from_pu | pf_vm_b_from_pu | pf_vm_c_from_pu | pf_vm_a_to_pu | pf_vm_b_to_pu | pf_vm_c_to_pu | pf_va_a_from_degree | pf_va_b_from_degree | pf_va_c_from_degree | pf_va_a_to_degree | pf_va_b_to_degree | pf_va_c_to_degree
Line0_1_2 | 0 | 1.3861 | 1.3708 | 0 | 1.3861 | 1.3708 | 0 | 0.3201 | 0.31657 | 0 | 0.3201 | 0.31657 | 1.3725e-08 | 0.14702 | 0.14483 | -1.3522e-08 | -0.11027 | -0.10862 | -3.0352e-07 | 0.15365 | 0.15036 | 2.5294e-07 | -0.11524 | -0.11277 | 0 | -143.1578 | 37.4155 | 0 | 36.8422 | -142.5845 | 1.3473 | 0.66436 | 0.65947 | 1.347 | 0.49827 | 0.4946 | -0.13766 | -96.894 | 83.4882 | -0.14926 | -96.894 | 83.4882
Line10_11_12 | 0 | 0 | 0 | 0 | 0 | 0 | 0 | 0 | 0 | 0 | 0 | 0 | 1.4244e-08 | -1.5084e-07 | 1.4654e-07 | -1.408e-08 | 1.261e-07 | -1.2196e-07 | -3.0298e-07 | 1.1936e-08 | -8.2196e-09 | 2.5247e-07 | -9.086e-09 | 5.5548e-09 | 0 | 0 | 0 | 0 | 0 | 0 | 1.3473 | 0.66436 | 0.65947 | 1.3473 | 0.66436 | 0.65947 | -0.13767 | -96.894 | 83.4882 | -0.13767 | -96.894 | 83.4882
Line11_12_13 | 0 | 0 | 0 | 0 | 0 | 0 | 0 | 0 | 0 | 0 | 0 | 0 | 1.187e-08 | -1.257e-07 | 1.2211e-07 | -1.1706e-08 | 1.0096e-07 | -9.7537e-08 | -2.5248e-07 | 9.9464e-09 | -6.8496e-09 | 2.0198e-07 | -7.0967e-09 | 4.1849e-09 | 0 | 0 | 0 | 0 | 0 | 0 | 1.3473 | 0.66436 | 0.65947 | 1.3473 | 0.66436 | 0.65947 | -0.13767 | -96.894 | 83.4882 | -0.13767 | -96.894 | 83.4882
Line12_13_15 | 0 | 0 | 0 | 0 | 0 | 0 | 0 | 0 | 0 | 0 | 0 | 0 | 7.1221e-09 | -7.5419e-08 | 7.3269e-08 | -6.9581e-09 | 5.0677e-08 | -4.8691e-08 | -1.5149e-07 | 5.9678e-09 | -4.1098e-09 | 1.0098e-07 | -3.1182e-09 | 1.445e-09 | 0 | 0 | 0 | 0 | 0 | 0 | 1.3473 | 0.66436 | 0.65947 | 1.3473 | 0.66436 | 0.65947 | -0.13767 | -96.894 | 83.4882 | -0.13767 | -96.894 | 83.4882
Line13_13_14 | 0 | 0 | 0 | 0 | 0 | 0 | 0 | 0 | 0 | 0 | 0 | 0 | 2.374e-09 | -2.514e-08 | 2.4423e-08 | -2.21e-09 | 3.9814e-10 | 1.545e-10 | -5.0497e-08 | 1.9893e-09 | -1.3699e-09 | -1.0683e-11 | 8.6037e-10 | -1.2948e-09 | 0 | 0 | 0 | 0 | 0 | 0 | 1.3473 | 0.66436 | 0.65947 | 1.3473 | 0.66436 | 0.65947 | -0.13767 | -96.894 | 83.4882 | -0.13767 | -96.894 | 83.4882
Line14_15_16 | 0 | 0 | 0 | 0 | 0 | 0 | 0 | 0 | 0 | 0 | 0 | 0 | 4.7481e-09 | -5.0279e-08 | 4.8846e-08 | -4.584e-09 | 2.5538e-08 | -2.4268e-08 | -1.0099e-07 | 3.9786e-09 | -2.7399e-09 | 5.0486e-08 | -1.1289e-09 | 7.5096e-11 | 0 | 0 | 0 | 0 | 0 | 0 | 1.3473 | 0.66436 | 0.65947 | 1.3473 | 0.66436 | 0.65947 | -0.13767 | -96.894 | 83.4882 | -0.13767 | -96.894 | 83.4882
Line15_16_17 | 0 | 0 | 0 | 0 | 0 | 0 | 0 | 0 | 0 | 0 | 0 | 0 | 2.374e-09 | -2.514e-08 | 2.4423e-08 | -2.21e-09 | 3.9814e-10 | 1.545e-10 | -5.0497e-08 | 1.9893e-09 | -1.3699e-09 | -1.0683e-11 | 8.6037e-10 | -1.2948e-09 | 0 | 0 | 0 | 0 | 0 | 0 | 1.3473 | 0.66436 | 0.65947 | 1.3473 | 0.66436 | 0.65947 | -0.13767 | -96.894 | 83.4882 | -0.13767 | -96.894 | 83.4882
Line16_4_18 | 0 | 0 | 0 | 0 | 0 | 0 | 0 | 0 | 0 | 0 | 0 | 0 | 2.374e-09 | -2.514e-08 | 2.4423e-08 | -2.21e-09 | 3.9814e-10 | 1.545e-10 | -5.0497e-08 | 1.9893e-09 | -1.3699e-09 | -1.0683e-11 | 8.6037e-10 | -1.2948e-09 | 0 | 0 | 0 | 0 | 0 | 0 | 1.3473 | 0.66436 | 0.65947 | 1.3473 | 0.66436 | 0.65947 | -0.13766 | -96.894 | 83.4882 | -0.13766 | -96.894 | 83.4882
Line17_5_19 | 0 | 0 | 0 | 0 | 0 | 0 | 0 | 0 | 0 | 0 | 0 | 0 | 2.374e-09 | -2.514e-08 | 2.4423e-08 | -2.21e-09 | 3.9814e-10 | 1.545e-10 | -5.0497e-08 | 1.9893e-09 | -1.3699e-09 | -1.0683e-11 | 8.6037e-10 | -1.2948e-09 | 0 | 0 | 0 | 0 | 0 | 0 | 1.3473 | 0.66436 | 0.65947 | 1.3473 | 0.66436 | 0.65947 | -0.13766 | -96.894 | 83.4882 | -0.13766 | -96.894 | 83.4882
Line1_1_3 | 1.2997e-06 | 1.3149e-06 | 1.2849e-06 | 1.1376e-06 | 1.1527e-06 | 1.1229e-06 | 3.0016e-07 | 3.0367e-07 | 2.9674e-07 | 2.6272e-07 | 2.6621e-07 | 2.5931e-07 | 1.8992e-08 | -2.0112e-07 | 1.9538e-07 | -1.8828e-08 | 1.7637e-07 | -1.7081e-07 | -4.0398e-07 | 1.5914e-08 | -1.0959e-08 | 3.5347e-07 | -1.3065e-08 | 8.2947e-09 | 87.1706 | 87.6304 | 86.6987 | -93.1868 | -92.6576 | -93.7316 | 1.3473 | 0.66436 | 0.65947 | 1.3473 | 0.66436 | 0.65947 | -0.13766 | -96.894 | 83.4882 | -0.13767 | -96.894 | 83.4882
Line2_1_4 | 0 | 0 | 0 | 0 | 0 | 0 | 0 | 0 | 0 | 0 | 0 | 0 | 4.748e-09 | -5.0279e-08 | 4.8846e-08 | -4.584e-09 | 2.5538e-08 | -2.4268e-08 | -1.0099e-07 | 3.9786e-09 | -2.7399e-09 | 5.0486e-08 | -1.1289e-09 | 7.5099e-11 | 0 | 0 | 0 | 0 | 0 | 0 | 1.3473 | 0.66436 | 0.65947 | 1.3473 | 0.66436 | 0.65947 | -0.13766 | -96.894 | 83.4882 | -0.13766 | -96.894 | 83.4882
Line3_1_5 | 0 | 0 | 0 | 0 | 0 | 0 | 0 | 0 | 0 | 0 | 0 | 0 | 4.748e-09 | -5.0279e-08 | 4.8846e-08 | -4.584e-09 | 2.5538e-08 | -2.4268e-08 | -1.0099e-07 | 3.9786e-09 | -2.7399e-09 | 5.0486e-08 | -1.1289e-09 | 7.5099e-11 | 0 | 0 | 0 | 0 | 0 | 0 | 1.3473 | 0.66436 | 0.65947 | 1.3473 | 0.66436 | 0.65947 | -0.13766 | -96.894 | 83.4882 | -0.13766 | -96.894 | 83.4882
Line4_2_6 | 0 | 1.3861 | 1.3708 | 0 | 1.3861 | 1.3708 | 0 | 0.3201 | 0.31657 | 0 | 0.3201 | 0.31657 | 1.1314e-08 | 0.11027 | 0.10862 | -1.1163e-08 | -0.073511 | -0.072415 | -2.5295e-07 | 0.11524 | 0.11277 | 2.0235e-07 | -0.076827 | -0.075178 | 0 | -143.1578 | 37.4155 | 0 | 36.8422 | -142.5845 | 1.347 | 0.49827 | 0.4946 | 1.3467 | 0.33218 | 0.32973 | -0.14926 | -96.894 | 83.4882 | -0.16085 | -96.894 | 83.4882
Line5_6_7 | 0 | 1.3861 | 1.3708 | 0 | 1.3861 | 1.3708 | 0 | 0.3201 | 0.31657 | 0 | 0.3201 | 0.31657 | 8.9566e-09 | 0.073511 | 0.072415 | -8.8572e-09 | -0.036755 | -0.036207 | -2.0237e-07 | 0.076827 | 0.075178 | 1.5176e-07 | -0.038414 | -0.037589 | 0 | -143.1578 | 37.4155 | 0 | 36.8422 | -142.5845 | 1.3467 | 0.33218 | 0.32973 | 1.3464 | 0.16609 | 0.16487 | -0.16085 | -96.894 | 83.4882 | -0.17245 | -96.894 | 83.4882
Line6_7_8 | 0 | 1.3861 | 1.3708 | 0 | 1.3861 | 1.3708 | 0 | 0.3201 | 0.31657 | 0 | 0.3201 | 0.31657 | 6.6533e-09 | 0.036755 | 0.036207 | -6.6057e-09 | -6.7705e-14 | 4.5181e-14 | -1.5178e-07 | 0.038414 | 0.037589 | 1.0116e-07 | -5.6691e-15 | 1.8715e-14 | 0 | -143.1578 | 37.4155 | 0 | 36.8422 | -142.5845 | 1.3464 | 0.16609 | 0.16487 | 1.3461 | 0 | 0 | -0.17245 | -96.894 | 83.4882 | -0.18406 | 0 | 0
Line7_8_9 | 0 | 0 | 0 | 0 | 0 | 0 | 0 | 0 | 0 | 0 | 0 | 0 | 2.2019e-09 | -5.984e-21 | -4.7798e-21 | -2.2019e-09 | 6.456e-18 | -1.1189e-17 | -5.0586e-08 | 6.1675e-21 | 2.4529e-21 | -1.427e-11 | 2.0066e-17 | -1.7119e-18 | 0 | 0 | 0 | 0 | 0 | 0 | 1.3461 | 0 | 0 | 1.3461 | 0 | 0 | -0.18406 | 0 | 0 | -0.18406 | 0 | 0
Line8_8_10 | 0 | 0 | 0 | 0 | 0 | 0 | 0 | 0 | 0 | 0 | 0 | 0 | 2.2019e-09 | -5.984e-21 | -4.7798e-21 | -2.2019e-09 | 6.456e-18 | -1.1189e-17 | -5.0586e-08 | 6.1675e-21 | 2.4529e-21 | -1.427e-11 | 2.0066e-17 | -1.7119e-18 | 0 | 0 | 0 | 0 | 0 | 0 | 1.3461 | 0 | 0 | 1.3461 | 0 | 0 | -0.18406 | 0 | 0 | -0.18406 | 0 | 0
Line9_3_11 | 1.1373e-06 | 1.1506e-06 | 1.1243e-06 | 0 | 0 | 0 | 2.6264e-07 | 2.6571e-07 | 2.5965e-07 | 0 | 0 | 0 | 1.6618e-08 | -1.7598e-07 | 1.7096e-07 | -1.6454e-08 | 1.5124e-07 | -1.4638e-07 | -3.5348e-07 | 1.3925e-08 | -9.5895e-09 | 3.0297e-07 | -1.1075e-08 | 6.9247e-09 | 87.1706 | 87.6304 | 86.6987 | 0 | 0 | 0 | 1.3473 | 0.66436 | 0.65947 | 1.3473 | 0.66436 | 0.65947 | -0.13767 | -96.894 | 83.4882 | -0.13767 | -96.894 | 83.4882

## LLG_min_fault_6
name | pf_ikss_a_from_ka | pf_ikss_b_from_ka | pf_ikss_c_from_ka | pf_ikss_a_to_ka | pf_ikss_b_to_ka | pf_ikss_c_to_ka | pf_skss_a_from_mw | pf_skss_b_from_mw | pf_skss_c_from_mw | pf_skss_a_to_mw | pf_skss_b_to_mw | pf_skss_c_to_mw | pf_p_a_from_mw | pf_p_b_from_mw | pf_p_c_from_mw | pf_p_a_to_mw | pf_p_b_to_mw | pf_p_c_to_mw | pf_q_a_from_mvar | pf_q_b_from_mvar | pf_q_c_from_mvar | pf_q_a_to_mvar | pf_q_b_to_mvar | pf_q_c_to_mvar | pf_ikss_a_from_degree | pf_ikss_b_from_degree | pf_ikss_c_from_degree | pf_ikss_a_to_degree | pf_ikss_b_to_degree | pf_ikss_c_to_degree | pf_vm_a_from_pu | pf_vm_b_from_pu | pf_vm_c_from_pu | pf_vm_a_to_pu | pf_vm_b_to_pu | pf_vm_c_to_pu | pf_va_a_from_degree | pf_va_b_from_degree | pf_va_c_from_degree | pf_va_a_to_degree | pf_va_b_to_degree | pf_va_c_to_degree
Line0_1_2 | 0 | 0.029787 | 0.024443 | 0 | 0.029787 | 0.024443 | 0 | 0.0068791 | 0.005645 | 0 | 0.0068791 | 0.005645 | 4.7976e-08 | 0.0044972 | 0.0030383 | -4.1226e-08 | -0.004482 | -0.0030255 | -1.7729e-07 | 0.0045086 | 0.0030316 | 1.4747e-07 | -0.0044906 | -0.0030205 | 0 | -147.1745 | 59.5741 | 0 | 32.8256 | -120.426 | 1.2353 | 0.92571 | 0.76034 | 1.2351 | 0.9223 | 0.75735 | -3.9533 | -102.102 | 104.5113 | -3.9593 | -102.1198 | 104.5267
Line10_11_12 | 0 | 0 | 0 | 0 | 0 | 0 | 0 | 0 | 0 | 0 | 0 | 0 | 4.8212e-08 | -1.364e-07 | 9.3849e-08 | -4.148e-08 | 1.1359e-07 | -7.7775e-08 | -1.7691e-07 | -1.6932e-08 | 6.266e-08 | 1.4713e-07 | 1.5101e-08 | -5.2924e-08 | 0 | 0 | 0 | 0 | 0 | 0 | 1.2353 | 0.92571 | 0.76034 | 1.2353 | 0.92571 | 0.76034 | -3.9533 | -102.102 | 104.5113 | -3.9533 | -102.102 | 104.5113
Line11_12_13 | 0 | 0 | 0 | 0 | 0 | 0 | 0 | 0 | 0 | 0 | 0 | 0 | 4.0177e-08 | -1.1367e-07 | 7.8207e-08 | -3.3444e-08 | 9.0859e-08 | -6.2133e-08 | -1.4742e-07 | -1.411e-08 | 5.2217e-08 | 1.1764e-07 | 1.2279e-08 | -4.2481e-08 | 0 | 0 | 0 | 0 | 0 | 0 | 1.2353 | 0.92571 | 0.76034 | 1.2353 | 0.92571 | 0.76034 | -3.9533 | -102.102 | 104.5113 | -3.9533 | -102.102 | 104.5113
Line12_13_15 | 0 | 0 | 0 | 0 | 0 | 0 | 0 | 0 | 0 | 0 | 0 | 0 | 2.4106e-08 | -6.82e-08 | 4.6924e-08 | -1.7373e-08 | 4.5393e-08 | -3.085e-08 | -8.8454e-08 | -8.466e-09 | 3.133e-08 | 5.8673e-08 | 6.635e-09 | -2.1594e-08 | 0 | 0 | 0 | 0 | 0 | 0 | 1.2353 | 0.92571 | 0.76034 | 1.2353 | 0.92571 | 0.76034 | -3.9533 | -102.102 | 104.5113 | -3.9533 | -102.102 | 104.5113
Line13_13_14 | 0 | 0 | 0 | 0 | 0 | 0 | 0 | 0 | 0 | 0 | 0 | 0 | 8.0354e-09 | -2.2733e-08 | 1.5641e-08 | -1.3026e-09 | -7.3602e-11 | 4.3258e-10 | -2.9485e-08 | -2.822e-09 | 1.0443e-08 | -2.9667e-10 | 9.9098e-10 | -7.0728e-10 | 0 | 0 | 0 | 0 | 0 | 0 | 1.2353 | 0.92571 | 0.76034 | 1.2353 | 0.92571 | 0.76034 | -3.9533 | -102.102 | 104.5113 | -3.9533 | -102.102 | 104.5113
Line14_15_16 | 0 | 0 | 0 | 0 | 0 | 0 | 0 | 0 | 0 | 0 | 0 | 0 | 1.6071e-08 | -4.5466e-08 | 3.1283e-08 | -9.338e-09 | 2.266e-08 | -1.5209e-08 | -5.8969e-08 | -5.644e-09 | 2.0887e-08 | 2.9188e-08 | 3.813e-09 | -1.1151e-08 | 0 | 0 | 0 | 0 | 0 | 0 | 1.2353 | 0.92571 | 0.76034 | 1.2353 | 0.92571 | 0.76034 | -3.9533 | -102.102 | 104.5113 | -3.9533 | -102.102 | 104.5113
Line15_16_17 | 0 | 0 | 0 | 0 | 0 | 0 | 0 | 0 | 0 | 0 | 0 | 0 | 8.0354e-09 | -2.2733e-08 | 1.5641e-08 | -1.3026e-09 | -7.3603e-11 | 4.3258e-10 | -2.9485e-08 | -2.822e-09 | 1.0443e-08 | -2.9667e-10 | 9.9098e-10 | -7.0728e-10 | 0 | 0 | 0 | 0 | 0 | 0 | 1.2353 | 0.92571 | 0.76034 | 1.2353 | 0.92571 | 0.76034 | -3.9533 | -102.102 | 104.5113 | -3.9533 | -102.102 | 104.5113
Line16_4_18 | 0 | 0 | 0 | 0 | 0 | 0 | 0 | 0 | 0 | 0 | 0 | 0 | 8.0354e-09 | -2.2733e-08 | 1.5641e-08 | -1.3026e-09 | -7.3602e-11 | 4.3258e-10 | -2.9485e-08 | -2.822e-09 | 1.0443e-08 | -2.9666e-10 | 9.9098e-10 | -7.0728e-10 | 0 | 0 | 0 | 0 | 0 | 0 | 1.2353 | 0.92571 | 0.76034 | 1.2353 | 0.92571 | 0.76034 | -3.9533 | -102.102 | 104.5113 | -3.9533 | -102.102 | 104.5113
Line17_5_19 | 0 | 0 | 0 | 0 | 0 | 0 | 0 | 0 | 0 | 0 | 0 | 0 | 8.0354e-09 | -2.2733e-08 | 1.5641e-08 | -1.3026e-09 | -7.3602e-11 | 4.3258e-10 | -2.9485e-08 | -2.822e-09 | 1.0443e-08 | -2.9666e-10 | 9.9098e-10 | -7.0728e-10 | 0 | 0 | 0 | 0 | 0 | 0 | 1.2353 | 0.92571 | 0.76034 | 1.2353 | 0.92571 | 0.76034 | -3.9533 | -102.102 | 104.5113 | -3.9533 | -102.102 | 104.5113
Line1_1_3 | 0 | 0 | 0 | 0 | 0 | 0 | 0 | 0 | 0 | 0 | 0 | 0 | 6.4283e-08 | -1.8187e-07 | 1.2513e-07 | -5.755e-08 | 1.5906e-07 | -1.0906e-07 | -2.3588e-07 | -2.2576e-08 | 8.3547e-08 | 2.061e-07 | 2.0745e-08 | -7.3811e-08 | 0 | 0 | 0 | 0 | 0 | 0 | 1.2353 | 0.92571 | 0.76034 | 1.2353 | 0.92571 | 0.76034 | -3.9533 | -102.102 | 104.5113 | -3.9533 | -102.102 | 104.5113
Line2_1_4 | 0 | 0 | 0 | 0 | 0 | 0 | 0 | 0 | 0 | 0 | 0 | 0 | 1.6071e-08 | -4.5466e-08 | 3.1283e-08 | -9.338e-09 | 2.266e-08 | -1.5209e-08 | -5.8969e-08 | -5.644e-09 | 2.0887e-08 | 2.9188e-08 | 3.813e-09 | -1.1151e-08 | 0 | 0 | 0 | 0 | 0 | 0 | 1.2353 | 0.92571 | 0.76034 | 1.2353 | 0.92571 | 0.76034 | -3.9533 | -102.102 | 104.5113 | -3.9533 | -102.102 | 104.5113
Line3_1_5 | 0 | 0 | 0 | 0 | 0 | 0 | 0 | 0 | 0 | 0 | 0 | 0 | 1.6071e-08 | -4.5466e-08 | 3.1283e-08 | -9.338e-09 | 2.266e-08 | -1.5209e-08 | -5.8969e-08 | -5.644e-09 | 2.0887e-08 | 2.9188e-08 | 3.813e-09 | -1.1151e-08 | 0 | 0 | 0 | 0 | 0 | 0 | 1.2353 | 0.92571 | 0.76034 | 1.2353 | 0.92571 | 0.76034 | -3.9533 | -102.102 | 104.5113 | -3.9533 | -102.102 | 104.5113
Line4_2_6 | 0 | 0.029787 | 0.024443 | 0 | 0.029787 | 0.024443 | 0 | 0.0068791 | 0.005645 | 0 | 0.0068791 | 0.0056449 | 3.9925e-08 | 0.004482 | 0.0030255 | -3.3198e-08 | -0.0044669 | -0.0030128 | -1.4777e-07 | 0.0044906 | 0.0030205 | 1.1794e-07 | -0.0044726 | -0.0030095 | 0 | -147.1744 | 59.574 | 0 | 32.8257 | -120.426 | 1.2351 | 0.9223 | 0.75735 | 1.2349 | 0.91889 | 0.75437 | -3.9593 | -102.1198 | 104.5267 | -3.9654 | -102.1376 | 104.5423
Line5_6_7 | 0 | 0.029787 | 0.024443 | 0 | 0.029788 | 0.024443 | 0 | 0.0068791 | 0.0056449 | 0 | 0.0068791 | 0.0056449 | 3.1898e-08 | 0.0044669 | 0.0030128 | -2.5194e-08 | -0.0044517 | -0.003 | -1.1824e-07 | 0.0044726 | 0.0030095 | 8.8389e-08 | -0.0044546 | -0.0029984 | 0 | -147.1743 | 59.574 | 0 | 32.8259 | -120.4261 | 1.2349 | 0.91889 | 0.75437 | 1.2346 | 0.91547 | 0.75139 | -3.9654 | -102.1376 | 104.5423 | -3.9715 | -102.1556 | 104.558
Line6_7_8 | 0 | 0.029788 | 0.024443 | 0 | 0.029788 | 0.024443 | 0 | 0.0068791 | 0.0056449 | 0 | 0.0068792 | 0.0056449 | 2.3895e-08 | 0.0044517 | 0.003 | -1.7214e-08 | -0.0044365 | -0.0029873 | -8.8686e-08 | 0.0044546 | 0.0029984 | 5.8824e-08 | -0.0044366 | -0.0029873 | 0 | -147.1741 | 59.5739 | 0 | 32.826 | -120.4261 | 1.2346 | 0.91547 | 0.75139 | 1.2344 | 0.91206 | 0.74841 | -3.9715 | -102.1556 | 104.558 | -3.9776 | -102.1738 | 104.5738
Line7_8_9 | 0 | 0 | 0 | 0 | 0 | 0 | 0 | 0 | 0 | 0 | 0 | 0 | 7.9581e-09 | -2.2513e-08 | 1.5419e-08 | -1.2975e-09 | -2.5658e-11 | 4.5929e-10 | -2.9561e-08 | -2.6984e-09 | 1.0282e-08 | -2.9826e-10 | 9.7258e-10 | -6.9344e-10 | 0 | 0 | 0 | 0 | 0 | 0 | 1.2344 | 0.91206 | 0.74841 | 1.2344 | 0.91206 | 0.74841 | -3.9776 | -102.1738 | 104.5738 | -3.9776 | -102.1738 | 104.5738
Line8_8_10 | 0 | 0 | 0 | 0 | 0 | 0 | 0 | 0 | 0 | 0 | 0 | 0 | 7.9581e-09 | -2.2513e-08 | 1.5419e-08 | -1.2975e-09 | -2.5659e-11 | 4.5929e-10 | -2.9561e-08 | -2.6984e-09 | 1.0282e-08 | -2.9826e-10 | 9.7258e-10 | -6.9344e-10 | 0 | 0 | 0 | 0 | 0 | 0 | 1.2344 | 0.91206 | 0.74841 | 1.2344 | 0.91206 | 0.74841 | -3.9776 | -102.1738 | 104.5738 | -3.9776 | -102.1738 | 104.5738
Line9_3_11 | 0 | 0 | 0 | 0 | 0 | 0 | 0 | 0 | 0 | 0 | 0 | 0 | 5.6248e-08 | -1.5913e-07 | 1.0949e-07 | -4.9515e-08 | 1.3633e-07 | -9.3416e-08 | -2.0639e-07 | -1.9754e-08 | 7.3104e-08 | 1.7661e-07 | 1.7923e-08 | -6.3368e-08 | 0 | 0 | 0 | 0 | 0 | 0 | 1.2353 | 0.92571 | 0.76034 | 1.2353 | 0.92571 | 0.76034 | -3.9533 | -102.102 | 104.5113 | -3.9533 | -102.102 | 104.5113

## LLG_min_fault_10
name | pf_ikss_a_from_ka | pf_ikss_b_from_ka | pf_ikss_c_from_ka | pf_ikss_a_to_ka | pf_ikss_b_to_ka | pf_ikss_c_to_ka | pf_skss_a_from_mw | pf_skss_b_from_mw | pf_skss_c_from_mw | pf_skss_a_to_mw | pf_skss_b_to_mw | pf_skss_c_to_mw | pf_p_a_from_mw | pf_p_b_from_mw | pf_p_c_from_mw | pf_p_a_to_mw | pf_p_b_to_mw | pf_p_c_to_mw | pf_q_a_from_mvar | pf_q_b_from_mvar | pf_q_c_from_mvar | pf_q_a_to_mvar | pf_q_b_to_mvar | pf_q_c_to_mvar | pf_ikss_a_from_degree | pf_ikss_b_from_degree | pf_ikss_c_from_degree | pf_ikss_a_to_degree | pf_ikss_b_to_degree | pf_ikss_c_to_degree | pf_vm_a_from_pu | pf_vm_b_from_pu | pf_vm_c_from_pu | pf_vm_a_to_pu | pf_vm_b_to_pu | pf_vm_c_to_pu | pf_va_a_from_degree | pf_va_b_from_degree | pf_va_c_from_degree | pf_va_a_to_degree | pf_va_b_to_degree | pf_va_c_to_degree
Line0_1_2 | 0 | 0.02822 | 0.023157 | 0 | 0.02822 | 0.023157 | 0 | 0.006517 | 0.0053479 | 0 | 0.006517 | 0.0053479 | 4.3059e-08 | 0.0040362 | 0.0027269 | -3.7001e-08 | -0.0040226 | -0.0027154 | -1.5912e-07 | 0.0040465 | 0.0027209 | 1.3236e-07 | -0.0040303 | -0.002711 | 0 | -147.1745 | 59.5741 | 0 | 32.8256 | -120.426 | 1.1703 | 0.87699 | 0.72032 | 1.1701 | 0.87376 | 0.71749 | -3.9533 | -102.102 | 104.5113 | -3.9593 | -102.1198 | 104.5267
Line10_11_12 | 0 | 0 | 0 | 0 | 0 | 0 | 0 | 0 | 0 | 0 | 0 | 0 | 4.3271e-08 | -1.2242e-07 | 8.423e-08 | -3.7228e-08 | 1.0195e-07 | -6.9804e-08 | -1.5878e-07 | -1.5197e-08 | 5.6238e-08 | 1.3205e-07 | 1.3553e-08 | -4.75e-08 | 0 | 0 | 0 | 0 | 0 | 0 | 1.1703 | 0.87699 | 0.72032 | 1.1703 | 0.87699 | 0.72032 | -3.9533 | -102.102 | 104.5113 | -3.9533 | -102.102 | 104.5113
Line11_12_13 | 0 | 0 | 0 | 0 | 0 | 0 | 0 | 0 | 0 | 0 | 0 | 0 | 3.6059e-08 | -1.0202e-07 | 7.0192e-08 | -3.0016e-08 | 8.1547e-08 | -5.5765e-08 | -1.3231e-07 | -1.2664e-08 | 4.6865e-08 | 1.0558e-07 | 1.102e-08 | -3.8127e-08 | 0 | 0 | 0 | 0 | 0 | 0 | 1.1703 | 0.87699 | 0.72032 | 1.1703 | 0.87699 | 0.72032 | -3.9533 | -102.102 | 104.5113 | -3.9533 | -102.102 | 104.5113
Line12_13_15 | 0 | 0 | 0 | 0 | 0 | 0 | 0 | 0 | 0 | 0 | 0 | 0 | 2.1635e-08 | -6.121e-08 | 4.2115e-08 | -1.5593e-08 | 4.074e-08 | -2.7688e-08 | -7.9388e-08 | -7.5983e-09 | 2.8119e-08 | 5.2659e-08 | 5.955e-09 | -1.9381e-08 | 0 | 0 | 0 | 0 | 0 | 0 | 1.1703 | 0.87699 | 0.72032 | 1.1703 | 0.87699 | 0.72032 | -3.9533 | -102.102 | 104.5113 | -3.9533 | -102.102 | 104.5113
Line13_13_14 | 0 | 0 | 0 | 0 | 0 | 0 | 0 | 0 | 0 | 0 | 0 | 0 | 7.2118e-09 | -2.0403e-08 | 1.4038e-08 | -1.1691e-09 | -6.6059e-11 | 3.8824e-10 | -2.6463e-08 | -2.5328e-09 | 9.373e-09 | -2.6626e-10 | 8.8941e-10 | -6.3479e-10 | 0 | 0 | 0 | 0 | 0 | 0 | 1.1703 | 0.87699 | 0.72032 | 1.1703 | 0.87699 | 0.72032 | -3.9533 | -102.102 | 104.5113 | -3.9533 | -102.102 | 104.5113
Line14_15_16 | 0 | 0 | 0 | 0 | 0 | 0 | 0 | 0 | 0 | 0 | 0 | 0 | 1.4424e-08 | -4.0806e-08 | 2.8077e-08 | -8.3809e-09 | 2.0337e-08 | -1.365e-08 | -5.2925e-08 | -5.0655e-09 | 1.8746e-08 | 2.6196e-08 | 3.4222e-09 | -1.0008e-08 | 0 | 0 | 0 | 0 | 0 | 0 | 1.1703 | 0.87699 | 0.72032 | 1.1703 | 0.87699 | 0.72032 | -3.9533 | -102.102 | 104.5113 | -3.9533 | -102.102 | 104.5113
Line15_16_17 | 0 | 0 | 0 | 0 | 0 | 0 | 0 | 0 | 0 | 0 | 0 | 0 | 7.2118e-09 | -2.0403e-08 | 1.4038e-08 | -1.1691e-09 | -6.6059e-11 | 3.8824e-10 | -2.6463e-08 | -2.5328e-09 | 9.373e-09 | -2.6626e-10 | 8.8941e-10 | -6.3479e-10 | 0 | 0 | 0 | 0 | 0 | 0 | 1.1703 | 0.87699 | 0.72032 | 1.1703 | 0.87699 | 0.72032 | -3.9533 | -102.102 | 104.5113 | -3.9533 | -102.102 | 104.5113
Line16_4_18 | 0 | 0 | 0 | 0 | 0 | 0 | 0 | 0 | 0 | 0 | 0 | 0 | 7.2118e-09 | -2.0403e-08 | 1.4038e-08 | -1.1691e-09 | -6.6058e-11 | 3.8824e-10 | -2.6463e-08 | -2.5328e-09 | 9.373e-09 | -2.6626e-10 | 8.8941e-10 | -6.3479e-10 | 0 | 0 | 0 | 0 | 0 | 0 | 1.1703 | 0.87699 | 0.72032 | 1.1703 | 0.87699 | 0.72032 | -3.9533 | -102.102 | 104.5113 | -3.9533 | -102.102 | 104.5113
Line17_5_19 | 0 | 0 | 0 | 0 | 0 | 0 | 0 | 0 | 0 | 0 | 0 | 0 | 7.2118e-09 | -2.0403e-08 | 1.4038e-08 | -1.1691e-09 | -6.6058e-11 | 3.8824e-10 | -2.6463e-08 | -2.5328e-09 | 9.373e-09 | -2.6626e-10 | 8.8941e-10 | -6.3479e-10 | 0 | 0 | 0 | 0 | 0 | 0 | 1.1703 | 0.87699 | 0.72032 | 1.1703 | 0.87699 | 0.72032 | -3.9533 | -102.102 | 104.5113 | -3.9533 | -102.102 | 104.5113
Line1_1_3 | 0 | 0 | 0 | 0 | 0 | 0 | 0 | 0 | 0 | 0 | 0 | 0 | 5.7694e-08 | -1.6323e-07 | 1.1231e-07 | -5.1652e-08 | 1.4276e-07 | -9.788e-08 | -2.117e-07 | -2.0262e-08 | 7.4984e-08 | 1.8497e-07 | 1.8619e-08 | -6.6246e-08 | 0 | 0 | 0 | 0 | 0 | 0 | 1.1703 | 0.87699 | 0.72032 | 1.1703 | 0.87699 | 0.72032 | -3.9533 | -102.102 | 104.5113 | -3.9533 | -102.102 | 104.5113
Line2_1_4 | 0 | 0 | 0 | 0 | 0 | 0 | 0 | 0 | 0 | 0 | 0 | 0 | 1.4424e-08 | -4.0806e-08 | 2.8077e-08 | -8.3809e-09 | 2.0337e-08 | -1.365e-08 | -5.2925e-08 | -5.0655e-09 | 1.8746e-08 | 2.6196e-08 | 3.4222e-09 | -1.0008e-08 | 0 | 0 | 0 | 0 | 0 | 0 | 1.1703 | 0.87699 | 0.72032 | 1.1703 | 0.87699 | 0.72032 | -3.9533 | -102.102 | 104.5113 | -3.9533 | -102.102 | 104.5113
Line3_1_5 | 0 | 0 | 0 | 0 | 0 | 0 | 0 | 0 | 0 | 0 | 0 | 0 | 1.4424e-08 | -4.0806e-08 | 2.8077e-08 | -8.3809e-09 | 2.0337e-08 | -1.365e-08 | -5.2925e-08 | -5.0655e-09 | 1.8746e-08 | 2.6196e-08 | 3.4222e-09 | -1.0008e-08 | 0 | 0 | 0 | 0 | 0 | 0 | 1.1703 | 0.87699 | 0.72032 | 1.1703 | 0.87699 | 0.72032 | -3.9533 | -102.102 | 104.5113 | -3.9533 | -102.102 | 104.5113
Line4_2_6 | 0 | 0.02822 | 0.023157 | 0 | 0.02822 | 0.023157 | 0 | 0.006517 | 0.0053479 | 0 | 0.0065171 | 0.0053478 | 3.5833e-08 | 0.0040226 | 0.0027154 | -2.9796e-08 | -0.004009 | -0.002704 | -1.3263e-07 | 0.0040303 | 0.002711 | 1.0585e-07 | -0.0040142 | -0.002701 | 0 | -147.1744 | 59.574 | 0 | 32.8257 | -120.426 | 1.1701 | 0.87376 | 0.71749 | 1.1699 | 0.87052 | 0.71467 | -3.9593 | -102.1198 | 104.5267 | -3.9654 | -102.1376 | 104.5423
Line5_6_7 | 0 | 0.02822 | 0.023157 | 0 | 0.02822 | 0.023157 | 0 | 0.0065171 | 0.0053478 | 0 | 0.0065171 | 0.0053478 | 2.8629e-08 | 0.004009 | 0.002704 | -2.2612e-08 | -0.0039954 | -0.0026926 | -1.0612e-07 | 0.0040142 | 0.002701 | 7.9329e-08 | -0.003998 | -0.0026911 | 0 | -147.1743 | 59.574 | 0 | 32.8259 | -120.4261 | 1.1699 | 0.87052 | 0.71467 | 1.1696 | 0.86729 | 0.71184 | -3.9654 | -102.1376 | 104.5423 | -3.9715 | -102.1556 | 104.558
Line6_7_8 | 0 | 0.02822 | 0.023157 | 0 | 0.02822 | 0.023157 | 0 | 0.0065171 | 0.0053478 | 0 | 0.0065171 | 0.0053478 | 2.1446e-08 | 0.0039954 | 0.0026926 | -1.5449e-08 | -0.0039818 | -0.0026811 | -7.9597e-08 | 0.003998 | 0.0026911 | 5.2795e-08 | -0.0039819 | -0.0026811 | 0 | -147.1741 | 59.5739 | 0 | 32.826 | -120.4261 | 1.1696 | 0.86729 | 0.71184 | 1.1694 | 0.86406 | 0.70902 | -3.9715 | -102.1556 | 104.558 | -3.9776 | -102.1738 | 104.5738
Line7_8_9 | 0 | 0 | 0 | 0 | 0 | 0 | 0 | 0 | 0 | 0 | 0 | 0 | 7.1425e-09 | -2.0206e-08 | 1.3839e-08 | -1.1645e-09 | -2.3029e-11 | 4.1221e-10 | -2.6532e-08 | -2.4219e-09 | 9.228e-09 | -2.6769e-10 | 8.729e-10 | -6.2237e-10 | 0 | 0 | 0 | 0 | 0 | 0 | 1.1694 | 0.86406 | 0.70902 | 1.1694 | 0.86406 | 0.70902 | -3.9776 | -102.1738 | 104.5738 | -3.9776 | -102.1738 | 104.5738
Line8_8_10 | 0 | 0 | 0 | 0 | 0 | 0 | 0 | 0 | 0 | 0 | 0 | 0 | 7.1425e-09 | -2.0206e-08 | 1.3839e-08 | -1.1645e-09 | -2.3029e-11 | 4.1221e-10 | -2.6532e-08 | -2.4219e-09 | 9.228e-09 | -2.6769e-10 | 8.729e-10 | -6.2237e-10 | 0 | 0 | 0 | 0 | 0 | 0 | 1.1694 | 0.86406 | 0.70902 | 1.1694 | 0.86406 | 0.70902 | -3.9776 | -102.1738 | 104.5738 | -3.9776 | -102.1738 | 104.5738
Line9_3_11 | 0 | 0 | 0 | 0 | 0 | 0 | 0 | 0 | 0 | 0 | 0 | 0 | 5.0483e-08 | -1.4282e-07 | 9.8268e-08 | -4.444e-08 | 1.2235e-07 | -8.3842e-08 | -1.8524e-07 | -1.7729e-08 | 6.5611e-08 | 1.5851e-07 | 1.6086e-08 | -5.6873e-08 | 0 | 0 | 0 | 0 | 0 | 0 | 1.1703 | 0.87699 | 0.72032 | 1.1703 | 0.87699 | 0.72032 | -3.9533 | -102.102 | 104.5113 | -3.9533 | -102.102 | 104.5113