## LLL_max_6
name | pf_ikss_from_ka | pf_ikss_to_ka | pf_ip_from_ka | pf_ip_to_ka | pf_skss_from_mw | pf_skss_to_mw | pf_p_from_mw | pf_p_to_mw | pf_q_from_mvar | pf_q_to_mvar | pf_ikss_from_degree | pf_ikss_to_degree | pf_vm_from_pu | pf_vm_to_pu | pf_va_from_degree | pf_va_to_degree
Line0_1_2 | 0 | 0 | 0 | 0 | 0 | 0 | 0 | 0 | 0 | 0 | 0 | 0 | 0.70184 | 0.70184 | -7.4193 | -7.4193
Line10_11_12 | 0 | 0 | 0 | 0 | 0 | 0 | 0 | 0 | 0 | 0 | 0 | 0 | 0.70184 | 0.70184 | -7.4193 | -7.4193
Line11_12_13 | 0 | 0 | 0 | 0 | 0 | 0 | 0 | 0 | 0 | 0 | 0 | 0 | 0.70184 | 0.70184 | -7.4193 | -7.4193
Line12_13_15 | 0 | 0 | 0 | 0 | 0 | 0 | 0 | 0 | 0 | 0 | 0 | 0 | 0.70184 | 0.70184 | -7.4193 | -7.4193
Line13_13_14 | 0 | 0 | 0 | 0 | 0 | 0 | 0 | 0 | 0 | 0 | 0 | 0 | 0.70184 | 0.70184 | -7.4193 | -7.4193
Line14_15_16 | 0 | 0 | 0 | 0 | 0 | 0 | 0 | 0 | 0 | 0 | 0 | 0 | 0.70184 | 0.70184 | -7.4193 | -7.4193
Line15_16_17 | 0 | 0 | 0 | 0 | 0 | 0 | 0 | 0 | 0 | 0 | 0 | 0 | 0.70184 | 0.70184 | -7.4193 | -7.4193
Line16_4_18 | 3.6243 | 3.6243 | 0 | 7.0007 | 2.511 | 2.511 | 0.39406 | -1e-07 | 0.78812 | -1e-07 | -70.8543 | 109.1457 | 0.35092 | 0 | -7.4193 | 0
Line17_5_19 | 0 | 0 | 0 | 0 | 0 | 0 | 0 | 0 | 0 | 0 | 0 | 0 | 0.70184 | 0.70184 | -7.4193 | -7.4193
Line1_1_3 | 0 | 0 | 0 | 0 | 0 | 0 | 0 | 0 | 0 | 0 | 0 | 0 | 0.70184 | 0.70184 | -7.4193 | -7.4193
Line2_1_4 | 3.6243 | 3.6243 | 0 | 0 | 2.511 | 2.511 | 0.78812 | -0.39406 | 1.5762 | -0.78812 | -70.8543 | 109.1457 | 0.70184 | 0.35092 | -7.4193 | -7.4193
Line3_1_5 | 0 | 0 | 0 | 0 | 0 | 0 | 0 | 0 | 0 | 0 | 0 | 0 | 0.70184 | 0.70184 | -7.4193 | -7.4193
Line4_2_6 | 0 | 0 | 0 | 0 | 0 | 0 | 0 | 0 | 0 | 0 | 0 | 0 | 0.70184 | 0.70184 | -7.4193 | -7.4193
Line5_6_7 | 0 | 0 | 0 | 0 | 0 | 0 | 0 | 0 | 0 | 0 | 0 | 0 | 0.70184 | 0.70184 | -7.4193 | -7.4193
Line6_7_8 | 0 | 0 | 0 | 0 | 0 | 0 | 0 | 0 | 0 | 0 | 0 | 0 | 0.70184 | 0.70184 | -7.4193 | -7.4193
Line7_8_9 | 0 | 0 | 0 | 0 | 0 | 0 | 0 | 0 | 0 | 0 | 0 | 0 | 0.70184 | 0.70184 | -7.4193 | -7.4193
Line8_8_10 | 0 | 0 | 0 | 0 | 0 | 0 | 0 | 0 | 0 | 0 | 0 | 0 | 0.70184 | 0.70184 | -7.4193 | -7.4193
Line9_3_11 | 0 | 0 | 0 | 0 | 0 | 0 | 0 | 0 | 0 | 0 | 0 | 0 | 0.70184 | 0.70184 | -7.4193 | -7.4193

## LLL_max_10
name | pf_ikss_from_ka | pf_ikss_to_ka | pf_ip_from_ka | pf_ip_to_ka | pf_skss_from_mw | pf_skss_to_mw | pf_p_from_mw | pf_p_to_mw | pf_q_from_mvar | pf_q_to_mvar | pf_ikss_from_degree | pf_ikss_to_degree | pf_vm_from_pu | pf_vm_to_pu | pf_va_from_degree | pf_va_to_degree
Line0_1_2 | 0 | 0 | 0 | 0 | 0 | 0 | 0 | 0 | 0 | 0 | 0 | 0 | 0.72372 | 0.72372 | -7.6495 | -7.6495
Line10_11_12 | 0 | 0 | 0 | 0 | 0 | 0 | 0 | 0 | 0 | 0 | 0 | 0 | 0.72372 | 0.72372 | -7.6495 | -7.6495
Line11_12_13 | 0 | 0 | 0 | 0 | 0 | 0 | 0 | 0 | 0 | 0 | 0 | 0 | 0.72372 | 0.72372 | -7.6495 | -7.6495
Line12_13_15 | 0 | 0 | 0 | 0 | 0 | 0 | 0 | 0 | 0 | 0 | 0 | 0 | 0.72372 | 0.72372 | -7.6495 | -7.6495
Line13_13_14 | 0 | 0 | 0 | 0 | 0 | 0 | 0 | 0 | 0 | 0 | 0 | 0 | 0.72372 | 0.72372 | -7.6495 | -7.6495
Line14_15_16 | 0 | 0 | 0 | 0 | 0 | 0 | 0 | 0 | 0 | 0 | 0 | 0 | 0.72372 | 0.72372 | -7.6495 | -7.6495
Line15_16_17 | 0 | 0 | 0 | 0 | 0 | 0 | 0 | 0 | 0 | 0 | 0 | 0 | 0.72372 | 0.72372 | -7.6495 | -7.6495
Line16_4_18 | 3.7373 | 3.7373 | 0 | 7.2438 | 2.5893 | 2.5893 | 0.41902 | -1e-07 | 0.83803 | -1e-07 | -71.0844 | 108.9156 | 0.36186 | 0 | -7.6495 | 0
Line17_5_19 | 0 | 0 | 0 | 0 | 0 | 0 | 0 | 0 | 0 | 0 | 0 | 0 | 0.72372 | 0.72372 | -7.6495 | -7.6495
Line1_1_3 | 0 | 0 | 0 | 0 | 0 | 0 | 0 | 0 | 0 | 0 | 0 | 0 | 0.72372 | 0.72372 | -7.6495 | -7.6495
Line2_1_4 | 3.7373 | 3.7373 | 0 | 0 | 2.5893 | 2.5893 | 0.83803 | -0.41902 | 1.6761 | -0.83803 | -71.0844 | 108.9156 | 0.72372 | 0.36186 | -7.6495 | -7.6495
Line3_1_5 | 0 | 0 | 0 | 0 | 0 | 0 | 0 | 0 | 0 | 0 | 0 | 0 | 0.72372 | 0.72372 | -7.6495 | -7.6495
Line4_2_6 | 0 | 0 | 0 | 0 | 0 | 0 | 0 | 0 | 0 | 0 | 0 | 0 | 0.72372 | 0.72372 | -7.6495 | -7.6495
Line5_6_7 | 0 | 0 | 0 | 0 | 0 | 0 | 0 | 0 | 0 | 0 | 0 | 0 | 0.72372 | 0.72372 | -7.6495 | -7.6495
Line6_7_8 | 0 | 0 | 0 | 0 | 0 | 0 | 0 | 0 | 0 | 0 | 0 | 0 | 0.72372 | 0.72372 | -7.6495 | -7.6495
Line7_8_9 | 0 | 0 | 0 | 0 | 0 | 0 | 0 | 0 | 0 | 0 | 0 | 0 | 0.72372 | 0.72372 | -7.6495 | -7.6495
Line8_8_10 | 0 | 0 | 0 | 0 | 0 | 0 | 0 | 0 | 0 | 0 | 0 | 0 | 0.72372 | 0.72372 | -7.6495 | -7.6495
Line9_3_11 | 0 | 0 | 0 | 0 | 0 | 0 | 0 | 0 | 0 | 0 | 0 | 0 | 0.72372 | 0.72372 | -7.6495 | -7.6495

## LLL_max_fault_6
name | pf_ikss_from_ka | pf_ikss_to_ka | pf_ip_from_ka | pf_ip_to_ka | pf_skss_from_mw | pf_skss_to_mw | pf_p_from_mw | pf_p_to_mw | pf_q_from_mvar | pf_q_to_mvar | pf_ikss_from_degree | pf_ikss_to_degree | pf_vm_from_pu | pf_vm_to_pu | pf_va_from_degree | pf_va_to_degree
Line0_1_2 | 0 | 0 | 0 | 0 | 0 | 0 | 0 | 0 | 0 | 0 | 0 | 0 | 1.0474 | 1.0474 | -0.12051 | -0.12051
Line10_11_12 | 0 | 0 | 0 | 0 | 0 | 0 | 0 | 0 | 0 | 0 | 0 | 0 | 1.0474 | 1.0474 | -0.12051 | -0.12051
Line11_12_13 | 0 | 0 | 0 | 0 | 0 | 0 | 0 | 0 | 0 | 0 | 0 | 0 | 1.0474 | 1.0474 | -0.12051 | -0.12051
Line12_13_15 | 0 | 0 | 0 | 0 | 0 | 0 | 0 | 0 | 0 | 0 | 0 | 0 | 1.0474 | 1.0474 | -0.12051 | -0.12051
Line13_13_14 | 0 | 0 | 0 | 0 | 0 | 0 | 0 | 0 | 0 | 0 | 0 | 0 | 1.0474 | 1.0474 | -0.12051 | -0.12051
Line14_15_16 | 0 | 0 | 0 | 0 | 0 | 0 | 0 | 0 | 0 | 0 | 0 | 0 | 1.0474 | 1.0474 | -0.12051 | -0.12051
Line15_16_17 | 0 | 0 | 0 | 0 | 0 | 0 | 0 | 0 | 0 | 0 | 0 | 0 | 1.0474 | 1.0474 | -0.12051 | -0.12051
Line16_4_18 | 0.034003 | 0.034003 | 0 | 0.065681 | 0.023558 | 0.023558 | 0.017378 | -0.017343 | 0.017412 | -0.017343 | -45.2344 | 134.7656 | 1.0442 | 1.0411 | -0.17729 | -0.23442
Line17_5_19 | 0 | 0 | 0 | 0 | 0 | 0 | 0 | 0 | 0 | 0 | 0 | 0 | 1.0474 | 1.0474 | -0.12051 | -0.12051
Line1_1_3 | 0 | 0 | 0 | 0 | 0 | 0 | 0 | 0 | 0 | 0 | 0 | 0 | 1.0474 | 1.0474 | -0.12051 | -0.12051
Line2_1_4 | 0.034003 | 0.034003 | 0 | 0 | 0.023558 | 0.023558 | 0.017412 | -0.017378 | 0.017482 | -0.017412 | -45.2344 | 134.7656 | 1.0474 | 1.0442 | -0.12051 | -0.17729
Line3_1_5 | 0 | 0 | 0 | 0 | 0 | 0 | 0 | 0 | 0 | 0 | 0 | 0 | 1.0474 | 1.0474 | -0.12051 | -0.12051
Line4_2_6 | 0 | 0 | 0 | 0 | 0 | 0 | 0 | 0 | 0 | 0 | 0 | 0 | 1.0474 | 1.0474 | -0.12051 | -0.12051
Line5_6_7 | 0 | 0 | 0 | 0 | 0 | 0 | 0 | 0 | 0 | 0 | 0 | 0 | 1.0474 | 1.0474 | -0.12051 | -0.12051
Line6_7_8 | 0 | 0 | 0 | 0 | 0 | 0 | 0 | 0 | 0 | 0 | 0 | 0 | 1.0474 | 1.0474 | -0.12051 | -0.12051
Line7_8_9 | 0 | 0 | 0 | 0 | 0 | 0 | 0 | 0 | 0 | 0 | 0 | 0 | 1.0474 | 1.0474 | -0.12051 | -0.12051
Line8_8_10 | 0 | 0 | 0 | 0 | 0 | 0 | 0 | 0 | 0 | 0 | 0 | 0 | 1.0474 | 1.0474 | -0.12051 | -0.12051
Line9_3_11 | 0 | 0 | 0 | 0 | 0 | 0 | 0 | 0 | 0 | 0 | 0 | 0 | 1.0474 | 1.0474 | -0.12051 | -0.12051

## LLL_max_fault_10
name | pf_ikss_from_ka | pf_ikss_to_ka | pf_ip_from_ka | pf_ip_to_ka | pf_skss_from_mw | pf_skss_to_mw | pf_p_from_mw | pf_p_to_mw | pf_q_from_mvar | pf_q_to_mvar | pf_ikss_from_degree | pf_ikss_to_degree | pf_vm_from_pu | pf_vm_to_pu | pf_va_from_degree | pf_va_to_degree
Line0_1_2 | 0 | 0 | 0 | 0 | 0 | 0 | 0 | 0 | 0 | 0 | 0 | 0 | 1.0971 | 1.0971 | -0.12619 | -0.12619
Line10_11_12 | 0 | 0 | 0 | 0 | 0 | 0 | 0 | 0 | 0 | 0 | 0 | 0 | 1.0971 | 1.0971 | -0.12619 | -0.12619
Line11_12_13 | 0 | 0 | 0 | 0 | 0 | 0 | 0 | 0 | 0 | 0 | 0 | 0 | 1.0971 | 1.0971 | -0.12619 | -0.12619
Line12_13_15 | 0 | 0 | 0 | 0 | 0 | 0 | 0 | 0 | 0 | 0 | 0 | 0 | 1.0971 | 1.0971 | -0.12619 | -0.12619
Line13_13_14 | 0 | 0 | 0 | 0 | 0 | 0 | 0 | 0 | 0 | 0 | 0 | 0 | 1.0971 | 1.0971 | -0.12619 | -0.12619
Line14_15_16 | 0 | 0 | 0 | 0 | 0 | 0 | 0 | 0 | 0 | 0 | 0 | 0 | 1.0971 | 1.0971 | -0.12619 | -0.12619
Line15_16_17 | 0 | 0 | 0 | 0 | 0 | 0 | 0 | 0 | 0 | 0 | 0 | 0 | 1.0971 | 1.0971 | -0.12619 | -0.12619
Line16_4_18 | 0.035618 | 0.035618 | 0 | 0.069037 | 0.024677 | 0.024677 | 0.019068 | -0.01903 | 0.019106 | -0.01903 | -45.2401 | 134.7599 | 1.0938 | 1.0906 | -0.18297 | -0.2401
Line17_5_19 | 0 | 0 | 0 | 0 | 0 | 0 | 0 | 0 | 0 | 0 | 0 | 0 | 1.0971 | 1.0971 | -0.12619 | -0.12619
Line1_1_3 | 0 | 0 | 0 | 0 | 0 | 0 | 0 | 0 | 0 | 0 | 0 | 0 | 1.0971 | 1.0971 | -0.12619 | -0.12619
Line2_1_4 | 0.035618 | 0.035618 | 0 | 0 | 0.024677 | 0.024677 | 0.019106 | -0.019068 | 0.019182 | -0.019106 | -45.2401 | 134.7599 | 1.0971 | 1.0938 | -0.12619 | -0.18297
Line3_1_5 | 0 | 0 | 0 | 0 | 0 | 0 | 0 | 0 | 0 | 0 | 0 | 0 | 1.0971 | 1.0971 | -0.12619 | -0.12619
Line4_2_6 | 0 | 0 | 0 | 0 | 0 | 0 | 0 | 0 | 0 | 0 | 0 | 0 | 1.0971 | 1.0971 | -0.12619 | -0.12619
Line5_6_7 | 0 | 0 | 0 | 0 | 0 | 0 | 0 | 0 | 0 | 0 | 0 | 0 | 1.0971 | 1.0971 | -0.12619 | -0.12619
Line6_7_8 | 0 | 0 | 0 | 0 | 0 | 0 | 0 | 0 | 0 | 0 | 0 | 0 | 1.0971 | 1.0971 | -0.12619 | -0.12619
Line7_8_9 | 0 | 0 | 0 | 0 | 0 | 0 | 0 | 0 | 0 | 0 | 0 | 0 | 1.0971 | 1.0971 | -0.12619 | -0.12619
Line8_8_10 | 0 | 0 | 0 | 0 | 0 | 0 | 0 | 0 | 0 | 0 | 0 | 0 | 1.0971 | 1.0971 | -0.12619 | -0.12619
Line9_3_11 | 0 | 0 | 0 | 0 | 0 | 0 | 0 | 0 | 0 | 0 | 0 | 0 | 1.0971 | 1.0971 | -0.12619 | -0.12619

## LLL_min_6
name | pf_ikss_from_ka | pf_ikss_to_ka | pf_ip_from_ka | pf_ip_to_ka | pf_skss_from_mw | pf_skss_to_mw | pf_p_from_mw | pf_p_to_mw | pf_q_from_mvar | pf_q_to_mvar | pf_ikss_from_degree | pf_ikss_to_degree | pf_vm_from_pu | pf_vm_to_pu | pf_va_from_degree | pf_va_to_degree
Line0_1_2 | 0 | 0 | 0 | 0 | 0 | 0 | 0 | 0 | 0 | 0 | 0 | 0 | 0.695 | 0.695 | -11.6026 | -11.6026
Line10_11_12 | 0 | 0 | 0 | 0 | 0 | 0 | 0 | 0 | 0 | 0 | 0 | 0 | 0.695 | 0.695 | -11.6026 | -11.6026
Line11_12_13 | 0 | 0 | 0 | 0 | 0 | 0 | 0 | 0 | 0 | 0 | 0 | 0 | 0.695 | 0.695 | -11.6026 | -11.6026
Line12_13_15 | 0 | 0 | 0 | 0 | 0 | 0 | 0 | 0 | 0 | 0 | 0 | 0 | 0.695 | 0.695 | -11.6026 | -11.6026
Line13_13_14 | 0 | 0 | 0 | 0 | 0 | 0 | 0 | 0 | 0 | 0 | 0 | 0 | 0.695 | 0.695 | -11.6026 | -11.6026
Line14_15_16 | 0 | 0 | 0 | 0 | 0 | 0 | 0 | 0 | 0 | 0 | 0 | 0 | 0.695 | 0.695 | -11.6026 | -11.6026
Line15_16_17 | 0 | 0 | 0 | 0 | 0 | 0 | 0 | 0 | 0 | 0 | 0 | 0 | 0.695 | 0.695 | -11.6026 | -11.6026
Line16_4_18 | 2.8946 | 2.8946 | 0 | 4.7808 | 2.0055 | 2.0055 | 0.48263 | -1e-07 | 0.50274 | -1e-07 | -57.7717 | 122.2283 | 0.3475 | 0 | -11.6026 | 0
Line17_5_19 | 0 | 0 | 0 | 0 | 0 | 0 | 0 | 0 | 0 | 0 | 0 | 0 | 0.695 | 0.695 | -11.6026 | -11.6026
Line1_1_3 | 0 | 0 | 0 | 0 | 0 | 0 | 0 | 0 | 0 | 0 | 0 | 0 | 0.695 | 0.695 | -11.6026 | -11.6026
Line2_1_4 | 2.8946 | 2.8946 | 0 | 0 | 2.0055 | 2.0055 | 0.96525 | -0.48263 | 1.0055 | -0.50274 | -57.7717 | 122.2283 | 0.695 | 0.3475 | -11.6026 | -11.6026
Line3_1_5 | 0 | 0 | 0 | 0 | 0 | 0 | 0 | 0 | 0 | 0 | 0 | 0 | 0.695 | 0.695 | -11.6026 | -11.6026
Line4_2_6 | 0 | 0 | 0 | 0 | 0 | 0 | 0 | 0 | 0 | 0 | 0 | 0 | 0.695 | 0.695 | -11.6026 | -11.6026
Line5_6_7 | 0 | 0 | 0 | 0 | 0 | 0 | 0 | 0 | 0 | 0 | 0 | 0 | 0.695 | 0.695 | -11.6026 | -11.6026
Line6_7_8 | 0 | 0 | 0 | 0 | 0 | 0 | 0 | 0 | 0 | 0 | 0 | 0 | 0.695 | 0.695 | -11.6026 | -11.6026
Line7_8_9 | 0 | 0 | 0 | 0 | 0 | 0 | 0 | 0 | 0 | 0 | 0 | 0 | 0.695 | 0.695 | -11.6026 | -11.6026
Line8_8_10 | 0 | 0 | 0 | 0 | 0 | 0 | 0 | 0 | 0 | 0 | 0 | 0 | 0.695 | 0.695 | -11.6026 | -11.6026
Line9_3_11 | 0 | 0 | 0 | 0 | 0 | 0 | 0 | 0 | 0 | 0 | 0 | 0 | 0.695 | 0.695 | -11.6026 | -11.6026

## LLL_min_10
name | pf_ikss_from_ka | pf_ikss_to_ka | pf_ip_from_ka | pf_ip_to_ka | pf_skss_from_mw | pf_skss_to_mw | pf_p_from_mw | pf_p_to_mw | pf_q_from_mvar | pf_q_to_mvar | pf_ikss_from_degree | pf_ikss_to_degree | pf_vm_from_pu | pf_vm_to_pu | pf_va_from_degree | pf_va_to_degree
Line0_1_2 | 0 | 0 | 0 | 0 | 0 | 0 | 0 | 0 | 0 | 0 | 0 | 0 | 0.65842 | 0.65842 | -11.6026 | -11.6026
Line10_11_12 | 0 | 0 | 0 | 0 | 0 | 0 | 0 | 0 | 0 | 0 | 0 | 0 | 0.65842 | 0.65842 | -11.6026 | -11.6026
Line11_12_13 | 0 | 0 | 0 | 0 | 0 | 0 | 0 | 0 | 0 | 0 | 0 | 0 | 0.65842 | 0.65842 | -11.6026 | -11.6026
Line12_13_15 | 0 | 0 | 0 | 0 | 0 | 0 | 0 | 0 | 0 | 0 | 0 | 0 | 0.65842 | 0.65842 | -11.6026 | -11.6026
Line13_13_14 | 0 | 0 | 0 | 0 | 0 | 0 | 0 | 0 | 0 | 0 | 0 | 0 | 0.65842 | 0.65842 | -11.6026 | -11.6026
Line14_15_16 | 0 | 0 | 0 | 0 | 0 | 0 | 0 | 0 | 0 | 0 | 0 | 0 | 0.65842 | 0.65842 | -11.6026 | -11.6026
Line15_16_17 | 0 | 0 | 0 | 0 | 0 | 0 | 0 | 0 | 0 | 0 | 0 | 0 | 0.65842 | 0.65842 | -11.6026 | -11.6026
Line16_4_18 | 2.7423 | 2.7423 | 0 | 4.5292 | 1.8999 | 1.8999 | 0.43316 | -1e-07 | 0.45121 | -1e-07 | -57.7717 | 122.2283 | 0.32921 | 0 | -11.6026 | 0
Line17_5_19 | 0 | 0 | 0 | 0 | 0 | 0 | 0 | 0 | 0 | 0 | 0 | 0 | 0.65842 | 0.65842 | -11.6026 | -11.6026
Line1_1_3 | 0 | 0 | 0 | 0 | 0 | 0 | 0 | 0 | 0 | 0 | 0 | 0 | 0.65842 | 0.65842 | -11.6026 | -11.6026
Line2_1_4 | 2.7423 | 2.7423 | 0 | 0 | 1.8999 | 1.8999 | 0.86632 | -0.43316 | 0.90242 | -0.45121 | -57.7717 | 122.2283 | 0.65842 | 0.32921 | -11.6026 | -11.6026
Line3_1_5 | 0 | 0 | 0 | 0 | 0 | 0 | 0 | 0 | 0 | 0 | 0 | 0 | 0.65842 | 0.65842 | -11.6026 | -11.6026
Line4_2_6 | 0 | 0 | 0 | 0 | 0 | 0 | 0 | 0 | 0 | 0 | 0 | 0 | 0.65842 | 0.65842 | -11.6026 | -11.6026
Line5_6_7 | 0 | 0 | 0 | 0 | 0 | 0 | 0 | 0 | 0 | 0 | 0 | 0 | 0.65842 | 0.65842 | -11.6026 | -11.6026
Line6_7_8 | 0 | 0 | 0 | 0 | 0 | 0 | 0 | 0 | 0 | 0 | 0 | 0 | 0.65842 | 0.65842 | -11.6026 | -11.6026
Line7_8_9 | 0 | 0 | 0 | 0 | 0 | 0 | 0 | 0 | 0 | 0 | 0 | 0 | 0.65842 | 0.65842 | -11.6026 | -11.6026
Line8_8_10 | 0 | 0 | 0 | 0 | 0 | 0 | 0 | 0 | 0 | 0 | 0 | 0 | 0.65842 | 0.65842 | -11.6026 | -11.6026
Line9_3_11 | 0 | 0 | 0 | 0 | 0 | 0 | 0 | 0 | 0 | 0 | 0 | 0 | 0.65842 | 0.65842 | -11.6026 | -11.6026

## LLL_min_fault_6
name | pf_ikss_from_ka | pf_ikss_to_ka | pf_ip_from_ka | pf_ip_to_ka | pf_skss_from_mw | pf_skss_to_mw | pf_p_from_mw | pf_p_to_mw | pf_q_from_mvar | pf_q_to_mvar | pf_ikss_from_degree | pf_ikss_to_degree | pf_vm_from_pu | pf_vm_to_pu | pf_va_from_degree | pf_va_to_degree
Line0_1_2 | 0 | 0 | 0 | 0 | 0 | 0 | 0 | 0 | 0 | 0 | 0 | 0 | 0.94754 | 0.94754 | -0.12527 | -0.12527
Line10_11_12 | 0 | 0 | 0 | 0 | 0 | 0 | 0 | 0 | 0 | 0 | 0 | 0 | 0.94754 | 0.94754 | -0.12527 | -0.12527
Line11_12_13 | 0 | 0 | 0 | 0 | 0 | 0 | 0 | 0 | 0 | 0 | 0 | 0 | 0.94754 | 0.94754 | -0.12527 | -0.12527
Line12_13_15 | 0 | 0 | 0 | 0 | 0 | 0 | 0 | 0 | 0 | 0 | 0 | 0 | 0.94754 | 0.94754 | -0.12527 | -0.12527
Line13_13_14 | 0 | 0 | 0 | 0 | 0 | 0 | 0 | 0 | 0 | 0 | 0 | 0 | 0.94754 | 0.94754 | -0.12527 | -0.12527
Line14_15_16 | 0 | 0 | 0 | 0 | 0 | 0 | 0 | 0 | 0 | 0 | 0 | 0 | 0.94754 | 0.94754 | -0.12527 | -0.12527
Line15_16_17 | 0 | 0 | 0 | 0 | 0 | 0 | 0 | 0 | 0 | 0 | 0 | 0 | 0.94754 | 0.94754 | -0.12527 | -0.12527
Line16_4_18 | 0.030706 | 0.030706 | 0 | 0.050714 | 0.021274 | 0.021274 | 0.014197 | -0.014143 | 0.014199 | -0.014143 | -45.1344 | 134.8656 | 0.94385 | 0.94017 | -0.1298 | -0.13436
Line17_5_19 | 0 | 0 | 0 | 0 | 0 | 0 | 0 | 0 | 0 | 0 | 0 | 0 | 0.94754 | 0.94754 | -0.12527 | -0.12527
Line1_1_3 | 0 | 0 | 0 | 0 | 0 | 0 | 0 | 0 | 0 | 0 | 0 | 0 | 0.94754 | 0.94754 | -0.12527 | -0.12527
Line2_1_4 | 0.030706 | 0.030706 | 0 | 0 | 0.021274 | 0.021274 | 0.014251 | -0.014197 | 0.014256 | -0.014199 | -45.1344 | 134.8656 | 0.94754 | 0.94385 | -0.12527 | -0.1298
Line3_1_5 | 0 | 0 | 0 | 0 | 0 | 0 | 0 | 0 | 0 | 0 | 0 | 0 | 0.94754 | 0.94754 | -0.12527 | -0.12527
Line4_2_6 | 0 | 0 | 0 | 0 | 0 | 0 | 0 | 0 | 0 | 0 | 0 | 0 | 0.94754 | 0.94754 | -0.12527 | -0.12527
Line5_6_7 | 0 | 0 | 0 | 0 | 0 | 0 | 0 | 0 | 0 | 0 | 0 | 0 | 0.94754 | 0.94754 | -0.12527 | -0.12527
Line6_7_8 | 0 | 0 | 0 | 0 | 0 | 0 | 0 | 0 | 0 | 0 | 0 | 0 | 0.94754 | 0.94754 | -0.12527 | -0.12527
Line7_8_9 | 0 | 0 | 0 | 0 | 0 | 0 | 0 | 0 | 0 | 0 | 0 | 0 | 0.94754 | 0.94754 | -0.12527 | -0.12527
Line8_8_10 | 0 | 0 | 0 | 0 | 0 | 0 | 0 | 0 | 0 | 0 | 0 | 0 | 0.94754 | 0.94754 | -0.12527 | -0.12527
Line9_3_11 | 0 | 0 | 0 | 0 | 0 | 0 | 0 | 0 | 0 | 0 | 0 | 0 | 0.94754 | 0.94754 | -0.12527 | -0.12527

## LLL_min_fault_10
name | pf_ikss_from_ka | pf_ikss_to_ka | pf_ip_from_ka | pf_ip_to_ka | pf_skss_from_mw | pf_skss_to_mw | pf_p_from_mw | pf_p_to_mw | pf_q_from_mvar | pf_q_to_mvar | pf_ikss_from_degree | pf_ikss_to_degree | pf_vm_from_pu | pf_vm_to_pu | pf_va_from_degree | pf_va_to_degree
Line0_1_2 | 0 | 0 | 0 | 0 | 0 | 0 | 0 | 0 | 0 | 0 | 0 | 0 | 0.89767 | 0.89767 | -0.12527 | -0.12527
Line10_11_12 | 0 | 0 | 0 | 0 | 0 | 0 | 0 | 0 | 0 | 0 | 0 | 0 | 0.89767 | 0.89767 | -0.12527 | -0.12527
Line11_12_13 | 0 | 0 | 0 | 0 | 0 | 0 | 0 | 0 | 0 | 0 | 0 | 0 | 0.89767 | 0.89767 | -0.12527 | -0.12527
Line12_13_15 | 0 | 0 | 0 | 0 | 0 | 0 | 0 | 0 | 0 | 0 | 0 | 0 | 0.89767 | 0.89767 | -0.12527 | -0.12527
Line13_13_14 | 0 | 0 | 0 | 0 | 0 | 0 | 0 | 0 | 0 | 0 | 0 | 0 | 0.89767 | 0.89767 | -0.12527 | -0.12527
Line14_15_16 | 0 | 0 | 0 | 0 | 0 | 0 | 0 | 0 | 0 | 0 | 0 | 0 | 0.89767 | 0.89767 | -0.12527 | -0.12527
Line15_16_17 | 0 | 0 | 0 | 0 | 0 | 0 | 0 | 0 | 0 | 0 | 0 | 0 | 0.89767 | 0.89767 | -0.12527 | -0.12527
Line16_4_18 | 0.02909 | 0.02909 | 0 | 0.048045 | 0.020154 | 0.020154 | 0.012742 | -0.012693 | 0.012744 | -0.012693 | -45.1344 | 134.8656 | 0.89418 | 0.89069 | -0.1298 | -0.13436
Line17_5_19 | 0 | 0 | 0 | 0 | 0 | 0 | 0 | 0 | 0 | 0 | 0 | 0 | 0.89767 | 0.89767 | -0.12527 | -0.12527
Line1_1_3 | 0 | 0 | 0 | 0 | 0 | 0 | 0 | 0 | 0 | 0 | 0 | 0 | 0.89767 | 0.89767 | -0.12527 | -0.12527
Line2_1_4 | 0.02909 | 0.02909 | 0 | 0 | 0.020154 | 0.020154 | 0.012791 | -0.012742 | 0.012795 | -0.012744 | -45.1344 | 134.8656 | 0.89767 | 0.89418 | -0.12527 | -0.1298
Line3_1_5 | 0 | 0 | 0 | 0 | 0 | 0 | 0 | 0 | 0 | 0 | 0 | 0 | 0.89767 | 0.89767 | -0.12527 | -0.12527
Line4_2_6 | 0 | 0 | 0 | 0 | 0 | 0 | 0 | 0 | 0 | 0 | 0 | 0 | 0.89767 | 0.89767 | -0.12527 | -0.12527
Line5_6_7 | 0 | 0 | 0 | 0 | 0 | 0 | 0 | 0 | 0 | 0 | 0 | 0 | 0.89767 | 0.89767 | -0.12527 | -0.12527
Line6_7_8 | 0 | 0 | 0 | 0 | 0 | 0 | 0 | 0 | 0 | 0 | 0 | 0 | 0.89767 | 0.89767 | -0.12527 | -0.12527
Line7_8_9 | 0 | 0 | 0 | 0 | 0 | 0 | 0 | 0 | 0 | 0 | 0 | 0 | 0.89767 | 0.89767 | -0.12527 | -0.12527
Line8_8_10 | 0 | 0 | 0 | 0 | 0 | 0 | 0 | 0 | 0 | 0 | 0 | 0 | 0.89767 | 0.89767 | -0.12527 | -0.12527
Line9_3_11 | 0 | 0 | 0 | 0 | 0 | 0 | 0 | 0 | 0 | 0 | 0 | 0 | 0.89767 | 0.89767 | -0.12527 | -0.12527

## LL_max_6
name | pf_ikss_a_from_ka | pf_ikss_b_from_ka | pf_ikss_c_from_ka | pf_ikss_a_to_ka | pf_ikss_b_to_ka | pf_ikss_c_to_ka | pf_skss_a_from_mw | pf_skss_b_from_mw | pf_skss_c_from_mw | pf_skss_a_to_mw | pf_skss_b_to_mw | pf_skss_c_to_mw | pf_p_a_from_mw | pf_p_b_from_mw | pf_p_c_from_mw | pf_p_a_to_mw | pf_p_b_to_mw | pf_p_c_to_mw | pf_q_a_from_mvar | pf_q_b_from_mvar | pf_q_c_from_mvar | pf_q_a_to_mvar | pf_q_b_to_mvar | pf_q_c_to_mvar | pf_ikss_a_from_degree | pf_ikss_b_from_degree | pf_ikss_c_from_degree | pf_ikss_a_to_degree | pf_ikss_b_to_degree | pf_ikss_c_to_degree | pf_vm_a_from_pu | pf_vm_b_from_pu | pf_vm_c_from_pu | pf_vm_a_to_pu | pf_vm_b_to_pu | pf_vm_c_to_pu | pf_va_a_from_degree | pf_va_b_from_degree | pf_va_c_from_degree | pf_va_a_to_degree | pf_va_b_to_degree | pf_va_c_to_degree
Line0_1_2 | 0 | 0 | 0 | 0 | 0 | 0 | 0 | 0 | 0 | 0 | 0 | 0 | 8.5876e-15 | -3.0235e-09 | -4.8365e-09 | -8.5876e-15 | 3.0235e-09 | 4.8365e-09 | -3.7498e-15 | 5.1114e-09 | -1.9712e-09 | 3.7692e-15 | -5.1114e-09 | 1.9712e-09 | 0 | 0 | 0 | 0 | 0 | 0 | 1.05 | 0.85292 | 0.7501 | 1.05 | 0.85292 | 0.7501 | 4.7225e-13 | -135.0364 | 126.5322 | 3.6918e-13 | -135.0364 | 126.5322
Line10_11_12 | 0 | 0 | 0 | 0 | 0 | 0 | 0 | 0 | 0 | 0 | 0 | 0 | 5.5567e-15 | -3.0235e-09 | -4.8365e-09 | -5.5178e-15 | 3.0235e-09 | 4.8365e-09 | -2.3315e-15 | 5.1114e-09 | -1.9712e-09 | 2.3509e-15 | -5.1114e-09 | 1.9712e-09 | 0 | 0 | 0 | 0 | 0 | 0 | 1.05 | 0.85292 | 0.7501 | 1.05 | 0.85292 | 0.7501 | 3.3008e-13 | -135.0364 | 126.5322 | 2.6078e-13 | -135.0364 | 126.5322
Line11_12_13 | 0 | 0 | 0 | 0 | 0 | 0 | 0 | 0 | 0 | 0 | 0 | 0 | 5.5178e-15 | -2.5196e-09 | -4.0305e-09 | -5.5567e-15 | 2.5196e-09 | 4.0305e-09 | -2.3898e-15 | 4.2595e-09 | -1.6426e-09 | 2.3703e-15 | -4.2595e-09 | 1.6426e-09 | 0 | 0 | 0 | 0 | 0 | 0 | 1.05 | 0.85292 | 0.7501 | 1.05 | 0.85292 | 0.7501 | 2.6078e-13 | -135.0364 | 126.5322 | 1.8978e-13 | -135.0364 | 126.5322
Line12_13_15 | 0 | 0 | 0 | 0 | 0 | 0 | 0 | 0 | 0 | 0 | 0 | 0 | 2.3315e-16 | -1.5118e-09 | -2.4183e-09 | -2.3315e-16 | 1.5118e-09 | 2.4183e-09 | 5.8287e-17 | 2.5557e-09 | -9.8558e-10 | -3.8858e-17 | -2.5557e-09 | 9.8558e-10 | 0 | 0 | 0 | 0 | 0 | 0 | 1.05 | 0.85292 | 0.7501 | 1.05 | 0.85292 | 0.7501 | 1.8978e-13 | -135.0364 | 126.5322 | 1.8625e-13 | -135.0364 | 126.5322
Line13_13_14 | 0 | 0 | 0 | 0 | 0 | 0 | 0 | 0 | 0 | 0 | 0 | 0 | 4.9738e-15 | -5.0392e-10 | -8.0609e-10 | -4.9738e-15 | 5.0392e-10 | 8.0609e-10 | -2.2149e-15 | 8.519e-10 | -3.2852e-10 | 2.2538e-15 | -8.519e-10 | 3.2852e-10 | 0 | 0 | 0 | 0 | 0 | 0 | 1.05 | 0.85292 | 0.7501 | 1.05 | 0.85292 | 0.7501 | 1.8978e-13 | -135.0364 | 126.5322 | 1.2858e-13 | -135.0364 | 126.5322
Line14_15_16 | 0 | 0 | 0 | 0 | 0 | 0 | 0 | 0 | 0 | 0 | 0 | 0 | 1.5543e-16 | -1.0078e-09 | -1.6122e-09 | -1.9429e-16 | 1.0078e-09 | 1.6122e-09 | 5.8287e-17 | 1.7038e-09 | -6.5706e-10 | -3.8858e-17 | -1.7038e-09 | 6.5706e-10 | 0 | 0 | 0 | 0 | 0 | 0 | 1.05 | 0.85292 | 0.7501 | 1.05 | 0.85292 | 0.7501 | 1.8625e-13 | -135.0364 | 126.5322 | 1.8447e-13 | -135.0364 | 126.5322
Line15_16_17 | 0 | 0 | 0 | 0 | 0 | 0 | 0 | 0 | 0 | 0 | 0 | 0 | -7.7716e-17 | -5.0392e-10 | -8.0609e-10 | 3.8858e-17 | 5.0392e-10 | 8.0609e-10 | -1.9429e-17 | 8.5191e-10 | -3.2853e-10 | 1.9429e-17 | -8.5191e-10 | 3.2853e-10 | 0 | 0 | 0 | 0 | 0 | 0 | 1.05 | 0.85292 | 0.7501 | 1.05 | 0.85292 | 0.7501 | 1.8447e-13 | -135.0364 | 126.5322 | 1.8395e-13 | -135.0364 | 126.5322
Line16_4_18 | 0 | 3.1387 | 3.1387 | 0 | 3.1387 | 3.1387 | 0 | 0.72485 | 0.72485 | 0 | 0.72485 | 0.72485 | 7.7716e-17 | 0.45801 | -0.26098 | -7.7716e-17 | -0.3595 | 0.3595 | -7.7716e-17 | 0.072221 | 0.32184 | 7.7716e-17 | 0.12481 | -0.12481 | 0 | -160.8543 | 19.1457 | 0 | 19.1457 | -160.8543 | 1.05 | 0.63968 | 0.57164 | 1.05 | 0.525 | 0.525 | 6.2764e-13 | -151.8935 | 148.1848 | 6.2504e-13 | 180 | -180
Line17_5_19 | 0 | 0 | 0 | 0 | 0 | 0 | 0 | 0 | 0 | 0 | 0 | 0 | 7.7716e-17 | -5.0392e-10 | -8.0609e-10 | -3.8858e-17 | 5.0392e-10 | 8.0609e-10 | -1.9429e-17 | 8.5191e-10 | -3.2853e-10 | 3.8858e-17 | -8.5191e-10 | 3.2853e-10 | 0 | 0 | 0 | 0 | 0 | 0 | 1.05 | 0.85292 | 0.7501 | 1.05 | 0.85292 | 0.7501 | 4.6928e-13 | -135.0364 | 126.5322 | 4.6876e-13 | -135.0364 | 126.5322
Line1_1_3 | 0 | 0 | 0 | 0 | 0 | 0 | 0 | 0 | 0 | 0 | 0 | 0 | 5.6732e-15 | -4.0314e-09 | -6.4487e-09 | -5.6732e-15 | 4.0314e-09 | 6.4487e-09 | -2.2732e-15 | 6.8153e-09 | -2.6282e-09 | 2.312e-15 | -6.8152e-09 | 2.6282e-09 | 0 | 0 | 0 | 0 | 0 | 0 | 1.05 | 0.85292 | 0.7501 | 1.05 | 0.85292 | 0.7501 | 4.7225e-13 | -135.0364 | 126.5322 | 3.9989e-13 | -135.0364 | 126.5322
Line2_1_4 | 0 | 3.1387 | 3.1387 | 0 | 3.1387 | 3.1387 | 0 | 0.72485 | 0.72485 | 0 | 0.72485 | 0.72485 | -1.2434e-14 | 0.55653 | -0.16247 | 1.2434e-14 | -0.45801 | 0.26098 | 7.383e-15 | 0.26925 | 0.51887 | -7.383e-15 | -0.072221 | -0.32184 | 0 | -160.8543 | 19.1457 | 0 | 19.1457 | -160.8543 | 1.05 | 0.85292 | 0.7501 | 1.05 | 0.63968 | 0.57164 | 4.7225e-13 | -135.0364 | 126.5322 | 6.2764e-13 | -151.8935 | 148.1848
Line3_1_5 | 0 | 0 | 0 | 0 | 0 | 0 | 0 | 0 | 0 | 0 | 0 | 0 | 1.1657e-16 | -1.0078e-09 | -1.6122e-09 | -1.1657e-16 | 1.0078e-09 | 1.6122e-09 | 3.8858e-17 | 1.7038e-09 | -6.5706e-10 | -9.548e-31 | -1.7038e-09 | 6.5706e-10 | 0 | 0 | 0 | 0 | 0 | 0 | 1.05 | 0.85292 | 0.7501 | 1.05 | 0.85292 | 0.7501 | 4.7225e-13 | -135.0364 | 126.5322 | 4.6928e-13 | -135.0364 | 126.5322
Line4_2_6 | 0 | 0 | 0 | 0 | 0 | 0 | 0 | 0 | 0 | 0 | 0 | 0 | 8.3156e-15 | -2.5196e-09 | -4.0305e-09 | -8.2767e-15 | 2.5196e-09 | 4.0305e-09 | -3.7303e-15 | 4.2595e-09 | -1.6426e-09 | 3.7109e-15 | -4.2595e-09 | 1.6426e-09 | 0 | 0 | 0 | 0 | 0 | 0 | 1.05 | 0.85292 | 0.7501 | 1.05 | 0.85292 | 0.7501 | 3.6918e-13 | -135.0364 | 126.5322 | 2.6769e-13 | -135.0364 | 126.5322
Line5_6_7 | 0 | 0 | 0 | 0 | 0 | 0 | 0 | 0 | 0 | 0 | 0 | 0 | 8.4321e-15 | -2.0157e-09 | -3.2244e-09 | -8.3933e-15 | 2.0157e-09 | 3.2244e-09 | -3.9246e-15 | 3.4076e-09 | -1.3141e-09 | 3.9441e-15 | -3.4076e-09 | 1.3141e-09 | 0 | 0 | 0 | 0 | 0 | 0 | 1.05 | 0.85292 | 0.7501 | 1.05 | 0.85292 | 0.7501 | 2.6769e-13 | -135.0364 | 126.5322 | 1.6678e-13 | -135.0364 | 126.5322
Line6_7_8 | 0 | 0 | 0 | 0 | 0 | 0 | 0 | 0 | 0 | 0 | 0 | 0 | 1.1657e-16 | -1.5118e-09 | -2.4183e-09 | -1.9429e-16 | 1.5118e-09 | 2.4183e-09 | -5.8287e-17 | 2.5557e-09 | -9.8558e-10 | 5.8287e-17 | -2.5557e-09 | 9.8558e-10 | 0 | 0 | 0 | 0 | 0 | 0 | 1.05 | 0.85292 | 0.7501 | 1.05 | 0.85292 | 0.7501 | 1.6678e-13 | -135.0364 | 126.5322 | 1.64e-13 | -135.0364 | 126.5322
Line7_8_9 | 0 | 0 | 0 | 0 | 0 | 0 | 0 | 0 | 0 | 0 | 0 | 0 | 3.8858e-17 | -5.0392e-10 | -8.0609e-10 | 3.8858e-17 | 5.0392e-10 | 8.0609e-10 | -5.8287e-17 | 8.5191e-10 | -3.2853e-10 | 5.8287e-17 | -8.5191e-10 | 3.2853e-10 | 0 | 0 | 0 | 0 | 0 | 0 | 1.05 | 0.85292 | 0.7501 | 1.05 | 0.85292 | 0.7501 | 1.64e-13 | -135.0364 | 126.5322 | 1.6295e-13 | -135.0364 | 126.5322
Line8_8_10 | 0 | 0 | 0 | 0 | 0 | 0 | 0 | 0 | 0 | 0 | 0 | 0 | 7.7716e-17 | -5.0392e-10 | -8.0609e-10 | -1.6577e-31 | 5.0392e-10 | 8.0609e-10 | -3.8858e-17 | 8.5191e-10 | -3.2853e-10 | 5.8287e-17 | -8.5191e-10 | 3.2853e-10 | 0 | 0 | 0 | 0 | 0 | 0 | 1.05 | 0.85292 | 0.7501 | 1.05 | 0.85292 | 0.7501 | 1.64e-13 | -135.0364 | 126.5322 | 1.6295e-13 | -135.0364 | 126.5322
Line9_3_11 | 0 | 0 | 0 | 0 | 0 | 0 | 0 | 0 | 0 | 0 | 0 | 0 | 5.5178e-15 | -3.5274e-09 | -5.6426e-09 | -5.5178e-15 | 3.5274e-09 | 5.6426e-09 | -2.2926e-15 | 5.9633e-09 | -2.2997e-09 | 2.2926e-15 | -5.9633e-09 | 2.2997e-09 | 0 | 0 | 0 | 0 | 0 | 0 | 1.05 | 0.85292 | 0.7501 | 1.05 | 0.85292 | 0.7501 | 3.9989e-13 | -135.0364 | 126.5322 | 3.3008e-13 | -135.0364 | 126.5322

## LL_max_10
name | pf_ikss_a_from_ka | pf_ikss_b_from_ka | pf_ikss_c_from_ka | pf_ikss_a_to_ka | pf_ikss_b_to_ka | pf_ikss_c_to_ka | pf_skss_a_from_mw | pf_skss_b_from_mw | pf_skss_c_from_mw | pf_skss_a_to_mw | pf_skss_b_to_mw | pf_skss_c_to_mw | pf_p_a_from_mw | pf_p_b_from_mw | pf_p_c_from_mw | pf_p_a_to_mw | pf_p_b_to_mw | pf_p_c_to_mw | pf_q_a_from_mvar | pf_q_b_from_mvar | pf_q_c_from_mvar | pf_q_a_to_mvar | pf_q_b_to_mvar | pf_q_c_to_mvar | pf_ikss_a_from_degree | pf_ikss_b_from_degree | pf_ikss_c_from_degree | pf_ikss_a_to_degree | pf_ikss_b_to_degree | pf_ikss_c_to_degree | pf_vm_a_from_pu | pf_vm_b_from_pu | pf_vm_c_from_pu | pf_vm_a_to_pu | pf_vm_b_to_pu | pf_vm_c_to_pu | pf_va_a_from_degree | pf_va_b_from_degree | pf_va_c_from_degree | pf_va_a_to_degree | pf_va_b_to_degree | pf_va_c_to_degree
Line0_1_2 | 0 | 0 | 0 | 0 | 0 | 0 | 0 | 0 | 0 | 0 | 0 | 0 | 9.0779e-15 | -3.3669e-09 | -5.3859e-09 | -9.1593e-15 | 3.3669e-09 | 5.3859e-09 | -3.9487e-15 | 5.759e-09 | -2.262e-09 | 3.9894e-15 | -5.759e-09 | 2.262e-09 | 0 | 0 | 0 | 0 | 0 | 0 | 1.1 | 0.88719 | 0.77689 | 1.1 | 0.88719 | 0.77689 | 5.1794e-13 | -135.5593 | 126.9102 | 4.191e-13 | -135.5593 | 126.9102
Line10_11_12 | 0 | 0 | 0 | 0 | 0 | 0 | 0 | 0 | 0 | 0 | 0 | 0 | 5.9434e-15 | -3.3669e-09 | -5.3859e-09 | -5.9434e-15 | 3.3669e-09 | 5.3859e-09 | -2.4425e-15 | 5.759e-09 | -2.262e-09 | 2.5239e-15 | -5.759e-09 | 2.262e-09 | 0 | 0 | 0 | 0 | 0 | 0 | 1.1 | 0.88719 | 0.77689 | 1.1 | 0.88719 | 0.77689 | 3.7896e-13 | -135.5593 | 126.9102 | 3.12e-13 | -135.5593 | 126.9102
Line11_12_13 | 0 | 0 | 0 | 0 | 0 | 0 | 0 | 0 | 0 | 0 | 0 | 0 | 5.8213e-15 | -2.8058e-09 | -4.4883e-09 | -5.862e-15 | 2.8058e-09 | 4.4883e-09 | -2.5239e-15 | 4.7992e-09 | -1.885e-09 | 2.5239e-15 | -4.7992e-09 | 1.885e-09 | 0 | 0 | 0 | 0 | 0 | 0 | 1.1 | 0.88719 | 0.77689 | 1.1 | 0.88719 | 0.77689 | 3.12e-13 | -135.5593 | 126.9102 | 2.4343e-13 | -135.5593 | 126.9102
Line12_13_15 | 0 | 0 | 0 | 0 | 0 | 0 | 0 | 0 | 0 | 0 | 0 | 0 | 1.2212e-16 | -1.6835e-09 | -2.693e-09 | -1.2212e-16 | 1.6835e-09 | 2.693e-09 | 1.2212e-16 | 2.8795e-09 | -1.131e-09 | -1.2212e-16 | -2.8795e-09 | 1.131e-09 | 0 | 0 | 0 | 0 | 0 | 0 | 1.1 | 0.88719 | 0.77689 | 1.1 | 0.88719 | 0.77689 | 2.4343e-13 | -135.5593 | 126.9102 | 2.3979e-13 | -135.5593 | 126.9102
Line13_13_14 | 0 | 0 | 0 | 0 | 0 | 0 | 0 | 0 | 0 | 0 | 0 | 0 | 5.1699e-15 | -5.6116e-10 | -8.9765e-10 | -5.2106e-15 | 5.6116e-10 | 8.9765e-10 | -2.3204e-15 | 9.5983e-10 | -3.7699e-10 | 2.2797e-15 | -9.5983e-10 | 3.7699e-10 | 0 | 0 | 0 | 0 | 0 | 0 | 1.1 | 0.88719 | 0.77689 | 1.1 | 0.88719 | 0.77689 | 2.4343e-13 | -135.5593 | 126.9102 | 1.8212e-13 | -135.5593 | 126.9102
Line14_15_16 | 0 | 0 | 0 | 0 | 0 | 0 | 0 | 0 | 0 | 0 | 0 | 0 | 1.6283e-16 | -1.1223e-09 | -1.7953e-09 | -1.6283e-16 | 1.1223e-09 | 1.7953e-09 | 6.8148e-31 | 1.9197e-09 | -7.5399e-10 | -6.7626e-31 | -1.9197e-09 | 7.5399e-10 | 0 | 0 | 0 | 0 | 0 | 0 | 1.1 | 0.88719 | 0.77689 | 1.1 | 0.88719 | 0.77689 | 2.3979e-13 | -135.5593 | 126.9102 | 2.3796e-13 | -135.5593 | 126.9102
Line15_16_17 | 0 | 0 | 0 | 0 | 0 | 0 | 0 | 0 | 0 | 0 | 0 | 0 | -8.1416e-17 | -5.6115e-10 | -8.9765e-10 | 8.1416e-17 | 5.6115e-10 | 8.9765e-10 | -4.0708e-17 | 9.5983e-10 | -3.77e-10 | 4.0708e-17 | -9.5983e-10 | 3.77e-10 | 0 | 0 | 0 | 0 | 0 | 0 | 1.1 | 0.88719 | 0.77689 | 1.1 | 0.88719 | 0.77689 | 2.3796e-13 | -135.5593 | 126.9102 | 2.3743e-13 | -135.5593 | 126.9102
Line16_4_18 | 0 | 3.2366 | 3.2366 | 0 | 3.2366 | 3.2366 | 0 | 0.74746 | 0.74746 | 0 | 0.74746 | 0.74746 | -1.6283e-16 | 0.49365 | -0.28415 | 1.6283e-16 | -0.3889 | 0.3889 | -8.1416e-17 | 0.07624 | 0.34278 | 8.1416e-17 | 0.13327 | -0.13327 | 0 | -161.0844 | 18.9156 | 0 | 18.9156 | -161.0844 | 1.1 | 0.66828 | 0.59567 | 1.1 | 0.55 | 0.55 | 6.775e-13 | -152.305 | 148.5727 | 6.7543e-13 | 180 | 180
Line17_5_19 | 0 | 0 | 0 | 0 | 0 | 0 | 0 | 0 | 0 | 0 | 0 | 0 | 3.6698e-31 | -5.6115e-10 | -8.9765e-10 | 4.0708e-17 | 5.6115e-10 | 8.9765e-10 | -4.0708e-17 | 9.5983e-10 | -3.77e-10 | 3.666e-31 | -9.5983e-10 | 3.77e-10 | 0 | 0 | 0 | 0 | 0 | 0 | 1.1 | 0.88719 | 0.77689 | 1.1 | 0.88719 | 0.77689 | 5.1651e-13 | -135.5593 | 126.9102 | 5.1598e-13 | -135.5593 | 126.9102
Line1_1_3 | 0 | 0 | 0 | 0 | 0 | 0 | 0 | 0 | 0 | 0 | 0 | 0 | 6.1876e-15 | -4.4892e-09 | -7.1812e-09 | -6.2691e-15 | 4.4892e-09 | 7.1812e-09 | -2.4018e-15 | 7.6787e-09 | -3.016e-09 | 2.4425e-15 | -7.6787e-09 | 3.016e-09 | 0 | 0 | 0 | 0 | 0 | 0 | 1.1 | 0.88719 | 0.77689 | 1.1 | 0.88719 | 0.77689 | 5.1794e-13 | -135.5593 | 126.9102 | 4.4719e-13 | -135.5593 | 126.9102
Line2_1_4 | 0 | 3.2366 | 3.2366 | 0 | 3.2366 | 3.2366 | 0 | 0.74746 | 0.74746 | 0 | 0.74746 | 0.74746 | -1.4004e-14 | 0.59841 | -0.17939 | 1.4004e-14 | -0.49365 | 0.28415 | 7.8567e-15 | 0.28575 | 0.55229 | -7.816e-15 | -0.07624 | -0.34278 | 0 | -161.0844 | 18.9156 | 0 | 18.9156 | -161.0844 | 1.1 | 0.88719 | 0.77689 | 1.1 | 0.66828 | 0.59567 | 5.1794e-13 | -135.5593 | 126.9102 | 6.775e-13 | -152.305 | 148.5727
Line3_1_5 | 0 | 0 | 0 | 0 | 0 | 0 | 0 | 0 | 0 | 0 | 0 | 0 | 4.0708e-17 | -1.1223e-09 | -1.7953e-09 | -8.1416e-17 | 1.1223e-09 | 1.7953e-09 | 4.0708e-17 | 1.9197e-09 | -7.5399e-10 | -7.3395e-31 | -1.9197e-09 | 7.5399e-10 | 0 | 0 | 0 | 0 | 0 | 0 | 1.1 | 0.88719 | 0.77689 | 1.1 | 0.88719 | 0.77689 | 5.1794e-13 | -135.5593 | 126.9102 | 5.1651e-13 | -135.5593 | 126.9102
Line4_2_6 | 0 | 0 | 0 | 0 | 0 | 0 | 0 | 0 | 0 | 0 | 0 | 0 | 9.1186e-15 | -2.8058e-09 | -4.4883e-09 | -9.0779e-15 | 2.8058e-09 | 4.4883e-09 | -3.9894e-15 | 4.7992e-09 | -1.885e-09 | 4.0301e-15 | -4.7992e-09 | 1.885e-09 | 0 | 0 | 0 | 0 | 0 | 0 | 1.1 | 0.88719 | 0.77689 | 1.1 | 0.88719 | 0.77689 | 4.191e-13 | -135.5593 | 126.9102 | 3.1915e-13 | -135.5593 | 126.9102
Line5_6_7 | 0 | 0 | 0 | 0 | 0 | 0 | 0 | 0 | 0 | 0 | 0 | 0 | 8.7116e-15 | -2.2446e-09 | -3.5906e-09 | -8.793e-15 | 2.2446e-09 | 3.5906e-09 | -3.9894e-15 | 3.8393e-09 | -1.508e-09 | 3.9487e-15 | -3.8393e-09 | 1.508e-09 | 0 | 0 | 0 | 0 | 0 | 0 | 1.1 | 0.88719 | 0.77689 | 1.1 | 0.88719 | 0.77689 | 3.1915e-13 | -135.5593 | 126.9102 | 2.2378e-13 | -135.5593 | 126.9102
Line6_7_8 | 0 | 0 | 0 | 0 | 0 | 0 | 0 | 0 | 0 | 0 | 0 | 0 | 1.2212e-16 | -1.6835e-09 | -2.693e-09 | -4.0708e-17 | 1.6835e-09 | 2.693e-09 | -4.0708e-17 | 2.8795e-09 | -1.131e-09 | 1.2212e-16 | -2.8795e-09 | 1.131e-09 | 0 | 0 | 0 | 0 | 0 | 0 | 1.1 | 0.88719 | 0.77689 | 1.1 | 0.88719 | 0.77689 | 2.2378e-13 | -135.5593 | 126.9102 | 2.2092e-13 | -135.5593 | 126.9102
Line7_8_9 | 0 | 0 | 0 | 0 | 0 | 0 | 0 | 0 | 0 | 0 | 0 | 0 | 8.1416e-17 | -5.6115e-10 | -8.9765e-10 | -4.0708e-17 | 5.6115e-10 | 8.9765e-10 | -4.0708e-17 | 9.5983e-10 | -3.77e-10 | 8.1416e-17 | -9.5983e-10 | 3.77e-10 | 0 | 0 | 0 | 0 | 0 | 0 | 1.1 | 0.88719 | 0.77689 | 1.1 | 0.88719 | 0.77689 | 2.2092e-13 | -135.5593 | 126.9102 | 2.1984e-13 | -135.5593 | 126.9102
Line8_8_10 | 0 | 0 | 0 | 0 | 0 | 0 | 0 | 0 | 0 | 0 | 0 | 0 | 1.2212e-16 | -5.6115e-10 | -8.9765e-10 | -8.1416e-17 | 5.6115e-10 | 8.9765e-10 | -8.1416e-17 | 9.5983e-10 | -3.77e-10 | 8.1416e-17 | -9.5983e-10 | 3.77e-10 | 0 | 0 | 0 | 0 | 0 | 0 | 1.1 | 0.88719 | 0.77689 | 1.1 | 0.88719 | 0.77689 | 2.2092e-13 | -135.5593 | 126.9102 | 2.1984e-13 | -135.5593 | 126.9102
Line9_3_11 | 0 | 0 | 0 | 0 | 0 | 0 | 0 | 0 | 0 | 0 | 0 | 0 | 5.9434e-15 | -3.9281e-09 | -6.2836e-09 | -6.0248e-15 | 3.9281e-09 | 6.2836e-09 | -2.4832e-15 | 6.7188e-09 | -2.639e-09 | 2.4425e-15 | -6.7188e-09 | 2.639e-09 | 0 | 0 | 0 | 0 | 0 | 0 | 1.1 | 0.88719 | 0.77689 | 1.1 | 0.88719 | 0.77689 | 4.4719e-13 | -135.5593 | 126.9102 | 3.7896e-13 | -135.5593 | 126.9102

## LL_max_fault_6
name | pf_ikss_a_from_ka | pf_ikss_b_from_ka | pf_ikss_c_from_ka | pf_ikss_a_to_ka | pf_ikss_b_to_ka | pf_ikss_c_to_ka | pf_skss_a_from_mw | pf_skss_b_from_mw | pf_skss_c_from_mw | pf_skss_a_to_mw | pf_skss_b_to_mw | pf_skss_c_to_mw | pf_p_a_from_mw | pf_p_b_from_mw | pf_p_c_from_mw | pf_p_a_to_mw | pf_p_b_to_mw | pf_p_c_to_mw | pf_q_a_from_mvar | pf_q_b_from_mvar | pf_q_c_from_mvar | pf_q_a_to_mvar | pf_q_b_to_mvar | pf_q_c_to_mvar | pf_ikss_a_from_degree | pf_ikss_b_from_degree | pf_ikss_c_from_degree | pf_ikss_a_to_degree | pf_ikss_b_to_degree | pf_ikss_c_to_degree | pf_vm_a_from_pu | pf_vm_b_from_pu | pf_vm_c_from_pu | pf_vm_a_to_pu | pf_vm_b_to_pu | pf_vm_c_to_pu | pf_va_a_from_degree | pf_va_b_from_degree | pf_va_c_from_degree | pf_va_a_to_degree | pf_va_b_to_degree | pf_va_c_to_degree
Line0_1_2 | 0 | 0 | 0 | 0 | 0 | 0 | 0 | 0 | 0 | 0 | 0 | 0 | 1.5907e-16 | -4.6325e-11 | -1.333e-10 | -1.5907e-16 | 4.6325e-11 | 1.333e-10 | -5.3429e-17 | 1.2762e-10 | 2.3032e-11 | 5.3429e-17 | -1.2762e-10 | -2.3032e-11 | 0 | 0 | 0 | 0 | 0 | 0 | 1.05 | 1.048 | 1.0442 | 1.05 | 1.048 | 1.0442 | 7.7403e-15 | -120.3021 | 119.9453 | 5.9064e-15 | -120.3021 | 119.9453
Line10_11_12 | 0 | 0 | 0 | 0 | 0 | 0 | 0 | 0 | 0 | 0 | 0 | 0 | 1.0139e-16 | -4.6325e-11 | -1.333e-10 | -1.0079e-16 | 4.6325e-11 | 1.333e-10 | -4.0679e-17 | 1.2762e-10 | 2.3032e-11 | 4.0072e-17 | -1.2762e-10 | -2.3032e-11 | 0 | 0 | 0 | 0 | 0 | 0 | 1.05 | 1.048 | 1.0442 | 1.05 | 1.048 | 1.0442 | 5.098e-15 | -120.3021 | 119.9453 | 3.8041e-15 | -120.3021 | 119.9453
Line11_12_13 | 0 | 0 | 0 | 0 | 0 | 0 | 0 | 0 | 0 | 0 | 0 | 0 | 1.02e-16 | -3.8604e-11 | -1.1109e-10 | -1.02e-16 | 3.8604e-11 | 1.1109e-10 | -4.3715e-17 | 1.0635e-10 | 1.9193e-11 | 4.2501e-17 | -1.0635e-10 | -1.9193e-11 | 0 | 0 | 0 | 0 | 0 | 0 | 1.05 | 1.048 | 1.0442 | 1.05 | 1.048 | 1.0442 | 3.8041e-15 | -120.3021 | 119.9453 | 2.4872e-15 | -120.3021 | 119.9453
Line12_13_15 | 0 | 0 | 0 | 0 | 0 | 0 | 0 | 0 | 0 | 0 | 0 | 0 | 2.4286e-18 | -2.3162e-11 | -6.6652e-11 | -3.0358e-18 | 2.3162e-11 | 6.6652e-11 | 3.0358e-18 | 6.3811e-11 | 1.1516e-11 | -1.8215e-18 | -6.3811e-11 | -1.1516e-11 | 0 | 0 | 0 | 0 | 0 | 0 | 1.05 | 1.048 | 1.0442 | 1.05 | 1.048 | 1.0442 | 2.4872e-15 | -120.3021 | 119.9453 | 2.4269e-15 | -120.3021 | 119.9453
Line13_13_14 | 0 | 0 | 0 | 0 | 0 | 0 | 0 | 0 | 0 | 0 | 0 | 0 | 9.3198e-17 | -7.7209e-12 | -2.2217e-11 | -9.3198e-17 | 7.7209e-12 | 2.2217e-11 | -3.8251e-17 | 2.127e-11 | 3.8387e-12 | 3.9465e-17 | -2.127e-11 | -3.8387e-12 | 0 | 0 | 0 | 0 | 0 | 0 | 1.05 | 1.048 | 1.0442 | 1.05 | 1.048 | 1.0442 | 2.4872e-15 | -120.3021 | 119.9453 | 1.3286e-15 | -120.3021 | 119.9453
Line14_15_16 | 0 | 0 | 0 | 0 | 0 | 0 | 0 | 0 | 0 | 0 | 0 | 0 | 2.4286e-18 | -1.5442e-11 | -4.4435e-11 | -1.8215e-18 | 1.5442e-11 | 4.4435e-11 | 1.0287e-34 | 4.2541e-11 | 7.6773e-12 | -6.0715e-19 | -4.2541e-11 | -7.6773e-12 | 0 | 0 | 0 | 0 | 0 | 0 | 1.05 | 1.048 | 1.0442 | 1.05 | 1.048 | 1.0442 | 2.4269e-15 | -120.3021 | 119.9453 | 2.3977e-15 | -120.3021 | 119.9453
Line15_16_17 | 0 | 0 | 0 | 0 | 0 | 0 | 0 | 0 | 0 | 0 | 0 | 0 | 9.1073e-19 | -7.7208e-12 | -2.2217e-11 | -3.0358e-19 | 7.7208e-12 | 2.2217e-11 | 3.8112e-35 | 2.127e-11 | 3.8387e-12 | -1.2604e-35 | -2.127e-11 | -3.8387e-12 | 0 | 0 | 0 | 0 | 0 | 0 | 1.05 | 1.048 | 1.0442 | 1.05 | 1.048 | 1.0442 | 2.3977e-15 | -120.3021 | 119.9453 | 2.3788e-15 | -120.3021 | 119.9453
Line16_4_18 | 0 | 0.0584 | 0.0584 | 0 | 0.0584 | 0.0584 | 0 | 0.013487 | 0.013487 | 0 | 0.013487 | 0.013487 | -1.2143e-18 | 0.013608 | 0.0035134 | 2.4286e-18 | -0.013574 | -0.0034793 | -2.4286e-18 | 0.0036287 | 0.013561 | 4.3302e-34 | -0.0035605 | -0.013493 | 0 | -135.4649 | 44.5351 | 0 | 44.5351 | -135.4649 | 1.05 | 1.0442 | 1.0387 | 1.05 | 1.0405 | 1.0331 | 1.0265e-14 | -120.5336 | 120.01 | 1.0216e-14 | -120.7668 | 120.0754
Line17_5_19 | 0 | 0 | 0 | 0 | 0 | 0 | 0 | 0 | 0 | 0 | 0 | 0 | -9.1073e-19 | -7.7208e-12 | -2.2217e-11 | 9.1073e-19 | 7.7208e-12 | 2.2217e-11 | -1.2143e-18 | 2.127e-11 | 3.8387e-12 | 6.0715e-19 | -2.127e-11 | -3.8387e-12 | 0 | 0 | 0 | 0 | 0 | 0 | 1.05 | 1.048 | 1.0442 | 1.05 | 1.048 | 1.0442 | 7.6867e-15 | -120.3021 | 119.9453 | 7.6678e-15 | -120.3021 | 119.9453
Line1_1_3 | 0 | 0 | 0 | 0 | 0 | 0 | 0 | 0 | 0 | 0 | 0 | 0 | 1.0443e-16 | -6.1766e-11 | -1.7774e-10 | -1.0443e-16 | 6.1766e-11 | 1.7774e-10 | -3.6429e-17 | 1.7016e-10 | 3.0709e-11 | 3.6429e-17 | -1.7016e-10 | -3.0709e-11 | 0 | 0 | 0 | 0 | 0 | 0 | 1.05 | 1.048 | 1.0442 | 1.05 | 1.048 | 1.0442 | 7.7403e-15 | -120.3021 | 119.9453 | 6.4051e-15 | -120.3021 | 119.9453
Line2_1_4 | 0 | 0.0584 | 0.0584 | 0 | 0.0584 | 0.0584 | 0 | 0.013487 | 0.013487 | 0 | 0.013487 | 0.013487 | -2.2283e-16 | 0.013642 | 0.0035475 | 2.2404e-16 | -0.013608 | -0.0035134 | 9.8359e-17 | 0.003697 | 0.013629 | -9.8359e-17 | -0.0036287 | -0.013561 | 0 | -135.4649 | 44.5351 | 0 | 44.5351 | -135.4649 | 1.05 | 1.048 | 1.0442 | 1.05 | 1.0442 | 1.0387 | 7.7403e-15 | -120.3021 | 119.9453 | 1.0265e-14 | -120.5336 | 120.01
Line3_1_5 | 0 | 0 | 0 | 0 | 0 | 0 | 0 | 0 | 0 | 0 | 0 | 0 | 2.7322e-18 | -1.5442e-11 | -4.4435e-11 | -2.7322e-18 | 1.5442e-11 | 4.4435e-11 | 6.0715e-19 | 4.2541e-11 | 7.6773e-12 | -6.0715e-19 | -4.2541e-11 | -7.6773e-12 | 0 | 0 | 0 | 0 | 0 | 0 | 1.05 | 1.048 | 1.0442 | 1.05 | 1.048 | 1.0442 | 7.7403e-15 | -120.3021 | 119.9453 | 7.6867e-15 | -120.3021 | 119.9453
Line4_2_6 | 0 | 0 | 0 | 0 | 0 | 0 | 0 | 0 | 0 | 0 | 0 | 0 | 1.5786e-16 | -3.8604e-11 | -1.1109e-10 | -1.5786e-16 | 3.8604e-11 | 1.1109e-10 | -5.3429e-17 | 1.0635e-10 | 1.9193e-11 | 5.5251e-17 | -1.0635e-10 | -1.9193e-11 | 0 | 0 | 0 | 0 | 0 | 0 | 1.05 | 1.048 | 1.0442 | 1.05 | 1.048 | 1.0442 | 5.9064e-15 | -120.3021 | 119.9453 | 4.0857e-15 | -120.3021 | 119.9453
Line5_6_7 | 0 | 0 | 0 | 0 | 0 | 0 | 0 | 0 | 0 | 0 | 0 | 0 | 1.5634e-16 | -3.0883e-11 | -8.887e-11 | -1.5695e-16 | 3.0883e-11 | 8.887e-11 | -5.768e-17 | 8.5081e-11 | 1.5355e-11 | 5.8894e-17 | -8.5081e-11 | -1.5355e-11 | 0 | 0 | 0 | 0 | 0 | 0 | 1.05 | 1.048 | 1.0442 | 1.05 | 1.048 | 1.0442 | 4.0857e-15 | -120.3021 | 119.9453 | 2.2614e-15 | -120.3021 | 119.9453
Line6_7_8 | 0 | 0 | 0 | 0 | 0 | 0 | 0 | 0 | 0 | 0 | 0 | 0 | 2.7322e-18 | -2.3162e-11 | -6.6652e-11 | -2.125e-18 | 2.3162e-11 | 6.6652e-11 | -6.0715e-19 | 6.3811e-11 | 1.1516e-11 | -1.2143e-18 | -6.3811e-11 | -1.1516e-11 | 0 | 0 | 0 | 0 | 0 | 0 | 1.05 | 1.048 | 1.0442 | 1.05 | 1.048 | 1.0442 | 2.2614e-15 | -120.3021 | 119.9453 | 2.2036e-15 | -120.3021 | 119.9453
Line7_8_9 | 0 | 0 | 0 | 0 | 0 | 0 | 0 | 0 | 0 | 0 | 0 | 0 | 3.0358e-19 | -7.7208e-12 | -2.2217e-11 | -3.0358e-19 | 7.7208e-12 | 2.2217e-11 | 1.1676e-35 | 2.127e-11 | 3.8387e-12 | -1.2143e-18 | -2.127e-11 | -3.8387e-12 | 0 | 0 | 0 | 0 | 0 | 0 | 1.05 | 1.048 | 1.0442 | 1.05 | 1.048 | 1.0442 | 2.2036e-15 | -120.3021 | 119.9453 | 2.1892e-15 | -120.3021 | 119.9453
Line8_8_10 | 0 | 0 | 0 | 0 | 0 | 0 | 0 | 0 | 0 | 0 | 0 | 0 | 0 | -7.7208e-12 | -2.2217e-11 | 0 | 7.7208e-12 | 2.2217e-11 | 0 | 2.127e-11 | 3.8387e-12 | 0 | -2.127e-11 | -3.8387e-12 | 0 | 0 | 0 | 0 | 0 | 0 | 1.05 | 1.048 | 1.0442 | 1.05 | 1.048 | 1.0442 | 2.2036e-15 | -120.3021 | 119.9453 | 2.1892e-15 | -120.3021 | 119.9453
Line9_3_11 | 0 | 0 | 0 | 0 | 0 | 0 | 0 | 0 | 0 | 0 | 0 | 0 | 1.0352e-16 | -5.4046e-11 | -1.5552e-10 | -1.0291e-16 | 5.4046e-11 | 1.5552e-10 | -3.8858e-17 | 1.4889e-10 | 2.6871e-11 | 3.9465e-17 | -1.4889e-10 | -2.6871e-11 | 0 | 0 | 0 | 0 | 0 | 0 | 1.05 | 1.048 | 1.0442 | 1.05 | 1.048 | 1.0442 | 6.4051e-15 | -120.3021 | 119.9453 | 5.098e-15 | -120.3021 | 119.9453

## LL_max_fault_10
name | pf_ikss_a_from_ka | pf_ikss_b_from_ka | pf_ikss_c_from_ka | pf_ikss_a_to_ka | pf_ikss_b_to_ka | pf_ikss_c_to_ka | pf_skss_a_from_mw | pf_skss_b_from_mw | pf_skss_c_from_mw | pf_skss_a_to_mw | pf_skss_b_to_mw | pf_skss_c_to_mw | pf_p_a_from_mw | pf_p_b_from_mw | pf_p_c_from_mw | pf_p_a_to_mw | pf_p_b_to_mw | pf_p_c_to_mw | pf_q_a_from_mvar | pf_q_b_from_mvar | pf_q_c_from_mvar | pf_q_a_to_mvar | pf_q_b_to_mvar | pf_q_c_to_mvar | pf_ikss_a_from_degree | pf_ikss_b_from_degree | pf_ikss_c_from_degree | pf_ikss_a_to_degree | pf_ikss_b_to_degree | pf_ikss_c_to_degree | pf_vm_a_from_pu | pf_vm_b_from_pu | pf_vm_c_from_pu | pf_vm_a_to_pu | pf_vm_b_to_pu | pf_vm_c_to_pu | pf_va_a_from_degree | pf_va_b_from_degree | pf_va_c_from_degree | pf_va_a_to_degree | pf_va_b_to_degree | pf_va_c_to_degree
Line0_1_2 | 0 | 0 | 0 | 0 | 0 | 0 | 0 | 0 | 0 | 0 | 0 | 0 | 1.7078e-16 | -5.3219e-11 | -1.5314e-10 | -1.7078e-16 | 5.3219e-11 | 1.5314e-10 | -5.7246e-17 | 1.4664e-10 | 2.6437e-11 | 5.5338e-17 | -1.4664e-10 | -2.6437e-11 | 0 | 0 | 0 | 0 | 0 | 0 | 1.1 | 1.0978 | 1.0936 | 1.1 | 1.0978 | 1.0936 | 8.5644e-15 | -120.3163 | 119.9428 | 6.7926e-15 | -120.3163 | 119.9428
Line10_11_12 | 0 | 0 | 0 | 0 | 0 | 0 | 0 | 0 | 0 | 0 | 0 | 0 | 1.1354e-16 | -5.3219e-11 | -1.5314e-10 | -1.1227e-16 | 5.3219e-11 | 1.5314e-10 | -4.2616e-17 | 1.4664e-10 | 2.6437e-11 | 4.2616e-17 | -1.4664e-10 | -2.6437e-11 | 0 | 0 | 0 | 0 | 0 | 0 | 1.1 | 1.0978 | 1.0936 | 1.1 | 1.0978 | 1.0936 | 5.9407e-15 | -120.3163 | 119.9428 | 4.6682e-15 | -120.3163 | 119.9428
Line11_12_13 | 0 | 0 | 0 | 0 | 0 | 0 | 0 | 0 | 0 | 0 | 0 | 0 | 1.0781e-16 | -4.4349e-11 | -1.2762e-10 | -1.0781e-16 | 4.4349e-11 | 1.2762e-10 | -4.3889e-17 | 1.222e-10 | 2.2031e-11 | 4.3889e-17 | -1.222e-10 | -2.2031e-11 | 0 | 0 | 0 | 0 | 0 | 0 | 1.1 | 1.0978 | 1.0936 | 1.1 | 1.0978 | 1.0936 | 4.6682e-15 | -120.3163 | 119.9428 | 3.3812e-15 | -120.3163 | 119.9428
Line12_13_15 | 0 | 0 | 0 | 0 | 0 | 0 | 0 | 0 | 0 | 0 | 0 | 0 | 6.3607e-18 | -2.6609e-11 | -7.6572e-11 | -5.7246e-18 | 2.6609e-11 | 7.6572e-11 | 3.1803e-18 | 7.332e-11 | 1.3218e-11 | -3.1803e-18 | -7.332e-11 | -1.3218e-11 | 0 | 0 | 0 | 0 | 0 | 0 | 1.1 | 1.0978 | 1.0936 | 1.1 | 1.0978 | 1.0936 | 3.3812e-15 | -120.3163 | 119.9428 | 3.3181e-15 | -120.3163 | 119.9428
Line13_13_14 | 0 | 0 | 0 | 0 | 0 | 0 | 0 | 0 | 0 | 0 | 0 | 0 | 1.0272e-16 | -8.8698e-12 | -2.5524e-11 | -1.0336e-16 | 8.8698e-12 | 2.5524e-11 | -3.88e-17 | 2.444e-11 | 4.4062e-12 | 3.88e-17 | -2.444e-11 | -4.4062e-12 | 0 | 0 | 0 | 0 | 0 | 0 | 1.1 | 1.0978 | 1.0936 | 1.1 | 1.0978 | 1.0936 | 3.3812e-15 | -120.3163 | 119.9428 | 2.2271e-15 | -120.3163 | 119.9428
Line14_15_16 | 0 | 0 | 0 | 0 | 0 | 0 | 0 | 0 | 0 | 0 | 0 | 0 | 1.9082e-18 | -1.7739e-11 | -5.1048e-11 | -1.9082e-18 | 1.7739e-11 | 5.1048e-11 | 2.5443e-18 | 4.888e-11 | 8.8123e-12 | -1.2721e-18 | -4.888e-11 | -8.8123e-12 | 0 | 0 | 0 | 0 | 0 | 0 | 1.1 | 1.0978 | 1.0936 | 1.1 | 1.0978 | 1.0936 | 3.3181e-15 | -120.3163 | 119.9428 | 3.2875e-15 | -120.3163 | 119.9428
Line15_16_17 | 0 | 0 | 0 | 0 | 0 | 0 | 0 | 0 | 0 | 0 | 0 | 0 | -6.3607e-19 | -8.8697e-12 | -2.5524e-11 | 6.3607e-19 | 8.8698e-12 | 2.5524e-11 | -1.2721e-18 | 2.444e-11 | 4.4061e-12 | 1.2721e-18 | -2.444e-11 | -4.4061e-12 | 0 | 0 | 0 | 0 | 0 | 0 | 1.1 | 1.0978 | 1.0936 | 1.1 | 1.0978 | 1.0936 | 3.2875e-15 | -120.3163 | 119.9428 | 3.2678e-15 | -120.3163 | 119.9428
Line16_4_18 | 0 | 0.061167 | 0.061167 | 0 | 0.061167 | 0.061167 | 0 | 0.014126 | 0.014126 | 0 | 0.014126 | 0.014126 | -3.8164e-18 | 0.01493 | 0.0038518 | 3.8164e-18 | -0.014893 | -0.0038144 | -2.5443e-18 | 0.0039805 | 0.014876 | 7.4822e-34 | -0.0039057 | -0.014801 | 0 | -135.4761 | 44.5239 | 0 | 44.5239 | -135.4761 | 1.1 | 1.0938 | 1.0878 | 1.1 | 1.0899 | 1.0821 | 1.1286e-14 | -120.5478 | 120.0075 | 1.1233e-14 | -120.781 | 120.073
Line17_5_19 | 0 | 0 | 0 | 0 | 0 | 0 | 0 | 0 | 0 | 0 | 0 | 0 | 6.3607e-19 | -8.8697e-12 | -2.5524e-11 | -6.3607e-19 | 8.8698e-12 | 2.5524e-11 | 9.4773e-35 | 2.444e-11 | 4.4061e-12 | -9.4554e-35 | -2.444e-11 | -4.4061e-12 | 0 | 0 | 0 | 0 | 0 | 0 | 1.1 | 1.0978 | 1.0936 | 1.1 | 1.0978 | 1.0936 | 8.537e-15 | -120.3163 | 119.9428 | 8.5173e-15 | -120.3163 | 119.9428
Line1_1_3 | 0 | 0 | 0 | 0 | 0 | 0 | 0 | 0 | 0 | 0 | 0 | 0 | 1.1354e-16 | -7.0958e-11 | -2.0419e-10 | -1.1354e-16 | 7.0958e-11 | 2.0419e-10 | -4.0072e-17 | 1.9552e-10 | 3.5249e-11 | 3.88e-17 | -1.9552e-10 | -3.5249e-11 | 0 | 0 | 0 | 0 | 0 | 0 | 1.1 | 1.0978 | 1.0936 | 1.1 | 1.0978 | 1.0936 | 8.5644e-15 | -120.3163 | 119.9428 | 7.2443e-15 | -120.3163 | 119.9428
Line2_1_4 | 0 | 0.061167 | 0.061167 | 0 | 0.061167 | 0.061167 | 0 | 0.014126 | 0.014126 | 0 | 0.014126 | 0.014126 | -2.5697e-16 | 0.014968 | 0.0038892 | 2.5697e-16 | -0.01493 | -0.0038518 | 1.1322e-16 | 0.0040553 | 0.014951 | -1.1449e-16 | -0.0039805 | -0.014876 | 0 | -135.4761 | 44.5239 | 0 | 44.5239 | -135.4761 | 1.1 | 1.0978 | 1.0936 | 1.1 | 1.0938 | 1.0878 | 8.5644e-15 | -120.3163 | 119.9428 | 1.1286e-14 | -120.5478 | 120.0075
Line3_1_5 | 0 | 0 | 0 | 0 | 0 | 0 | 0 | 0 | 0 | 0 | 0 | 0 | 1.5902e-18 | -1.7739e-11 | -5.1048e-11 | -1.5902e-18 | 1.7739e-11 | 5.1048e-11 | 6.3607e-19 | 4.888e-11 | 8.8123e-12 | -1.2721e-18 | -4.888e-11 | -8.8123e-12 | 0 | 0 | 0 | 0 | 0 | 0 | 1.1 | 1.0978 | 1.0936 | 1.1 | 1.0978 | 1.0936 | 8.5644e-15 | -120.3163 | 119.9428 | 8.537e-15 | -120.3163 | 119.9428
Line4_2_6 | 0 | 0 | 0 | 0 | 0 | 0 | 0 | 0 | 0 | 0 | 0 | 0 | 1.7142e-16 | -4.4349e-11 | -1.2762e-10 | -1.7206e-16 | 4.4349e-11 | 1.2762e-10 | -5.661e-17 | 1.222e-10 | 2.2031e-11 | 5.7882e-17 | -1.222e-10 | -2.2031e-11 | 0 | 0 | 0 | 0 | 0 | 0 | 1.1 | 1.0978 | 1.0936 | 1.1 | 1.0978 | 1.0936 | 6.7926e-15 | -120.3163 | 119.9428 | 4.9825e-15 | -120.3163 | 119.9428
Line5_6_7 | 0 | 0 | 0 | 0 | 0 | 0 | 0 | 0 | 0 | 0 | 0 | 0 | 1.7078e-16 | -3.5479e-11 | -1.021e-10 | -1.7015e-16 | 3.5479e-11 | 1.021e-10 | -6.1698e-17 | 9.776e-11 | 1.7625e-11 | 6.1698e-17 | -9.776e-11 | -1.7625e-11 | 0 | 0 | 0 | 0 | 0 | 0 | 1.1 | 1.0978 | 1.0936 | 1.1 | 1.0978 | 1.0936 | 4.9825e-15 | -120.3163 | 119.9428 | 3.1647e-15 | -120.3163 | 119.9428
Line6_7_8 | 0 | 0 | 0 | 0 | 0 | 0 | 0 | 0 | 0 | 0 | 0 | 0 | 3.8164e-18 | -2.6609e-11 | -7.6572e-11 | -3.8164e-18 | 2.6609e-11 | 7.6572e-11 | -1.9082e-18 | 7.332e-11 | 1.3218e-11 | 1.9082e-18 | -7.332e-11 | -1.3218e-11 | 0 | 0 | 0 | 0 | 0 | 0 | 1.1 | 1.0978 | 1.0936 | 1.1 | 1.0978 | 1.0936 | 3.1647e-15 | -120.3163 | 119.9428 | 3.1043e-15 | -120.3163 | 119.9428
Line7_8_9 | 0 | 0 | 0 | 0 | 0 | 0 | 0 | 0 | 0 | 0 | 0 | 0 | 3.1803e-19 | -8.8698e-12 | -2.5524e-11 | -3.1803e-19 | 8.8698e-12 | 2.5524e-11 | -6.3607e-19 | 2.444e-11 | 4.4061e-12 | 6.3607e-19 | -2.444e-11 | -4.4061e-12 | 0 | 0 | 0 | 0 | 0 | 0 | 1.1 | 1.0978 | 1.0936 | 1.1 | 1.0978 | 1.0936 | 3.1043e-15 | -120.3163 | 119.9428 | 3.0892e-15 | -120.3163 | 119.9428
Line8_8_10 | 0 | 0 | 0 | 0 | 0 | 0 | 0 | 0 | 0 | 0 | 0 | 0 | 3.1803e-19 | -8.8698e-12 | -2.5524e-11 | -3.1803e-19 | 8.8698e-12 | 2.5524e-11 | -6.3607e-19 | 2.444e-11 | 4.4061e-12 | 6.3607e-19 | -2.444e-11 | -4.4061e-12 | 0 | 0 | 0 | 0 | 0 | 0 | 1.1 | 1.0978 | 1.0936 | 1.1 | 1.0978 | 1.0936 | 3.1043e-15 | -120.3163 | 119.9428 | 3.0892e-15 | -120.3163 | 119.9428
Line9_3_11 | 0 | 0 | 0 | 0 | 0 | 0 | 0 | 0 | 0 | 0 | 0 | 0 | 1.129e-16 | -6.2088e-11 | -1.7867e-10 | -1.129e-16 | 6.2088e-11 | 1.7867e-10 | -4.4525e-17 | 1.7108e-10 | 3.0843e-11 | 4.3889e-17 | -1.7108e-10 | -3.0843e-11 | 0 | 0 | 0 | 0 | 0 | 0 | 1.1 | 1.0978 | 1.0936 | 1.1 | 1.0978 | 1.0936 | 7.2443e-15 | -120.3163 | 119.9428 | 5.9407e-15 | -120.3163 | 119.9428

## LL_min_6
name | pf_ikss_a_from_ka | pf_ikss_b_from_ka | pf_ikss_c_from_ka | pf_ikss_a_to_ka | pf_ikss_b_to_ka | pf_ikss_c_to_ka | pf_skss_a_from_mw | pf_skss_b_from_mw | pf_skss_c_from_mw | pf_skss_a_to_mw | pf_skss_b_to_mw | pf_skss_c_to_mw | pf_p_a_from_mw | pf_p_b_from_mw | pf_p_c_from_mw | pf_p_a_to_mw | pf_p_b_to_mw | pf_p_c_to_mw | pf_q_a_from_mvar | pf_q_b_from_mvar | pf_q_c_from_mvar | pf_q_a_to_mvar | pf_q_b_to_mvar | pf_q_c_to_mvar | pf_ikss_a_from_degree | pf_ikss_b_from_degree | pf_ikss_c_from_degree | pf_ikss_a_to_degree | pf_ikss_b_to_degree | pf_ikss_c_to_degree | pf_vm_a_from_pu | pf_vm_b_from_pu | pf_vm_c_from_pu | pf_vm_a_to_pu | pf_vm_b_to_pu | pf_vm_c_to_pu | pf_va_a_from_degree | pf_va_b_from_degree | pf_va_c_from_degree | pf_va_a_to_degree | pf_va_b_to_degree | pf_va_c_to_degree
Line0_1_2 | 0 | 0 | 0 | 0 | 0 | 0 | 0 | 0 | 0 | 0 | 0 | 0 | 4.7814e-15 | -1.4366e-09 | -3.9666e-09 | -4.7638e-15 | 1.4366e-09 | 3.9666e-09 | -4.3946e-15 | 4.6273e-09 | -2.4518e-10 | 4.4122e-15 | -4.6273e-09 | 2.4518e-10 | 0 | 0 | 0 | 0 | 0 | 0 | 0.95 | 0.83839 | 0.68767 | 0.95 | 0.83839 | 0.68767 | 4.9568e-13 | -135.3123 | 120.9775 | 3.8911e-13 | -135.3123 | 120.9775
Line10_11_12 | 0 | 0 | 0 | 0 | 0 | 0 | 0 | 0 | 0 | 0 | 0 | 0 | 2.7335e-15 | -1.4366e-09 | -3.9666e-09 | -2.7335e-15 | 1.4366e-09 | 3.9666e-09 | -2.3907e-15 | 4.6273e-09 | -2.4518e-10 | 2.4258e-15 | -4.6273e-09 | 2.4518e-10 | 0 | 0 | 0 | 0 | 0 | 0 | 0.95 | 0.83839 | 0.68767 | 0.95 | 0.83839 | 0.68767 | 3.8835e-13 | -135.3123 | 120.9775 | 3.3289e-13 | -135.3123 | 120.9775
Line11_12_13 | 0 | 0 | 0 | 0 | 0 | 0 | 0 | 0 | 0 | 0 | 0 | 0 | 2.6192e-15 | -1.1972e-09 | -3.3055e-09 | -2.6192e-15 | 1.1972e-09 | 3.3055e-09 | -2.3907e-15 | 3.8561e-09 | -2.0432e-10 | 2.3731e-15 | -3.8561e-09 | 2.0432e-10 | 0 | 0 | 0 | 0 | 0 | 0 | 0.95 | 0.83839 | 0.68767 | 0.95 | 0.83839 | 0.68767 | 3.3289e-13 | -135.3123 | 120.9775 | 2.77e-13 | -135.3123 | 120.9775
Line12_13_15 | 0 | 0 | 0 | 0 | 0 | 0 | 0 | 0 | 0 | 0 | 0 | 0 | -8.4985e-32 | -7.1829e-10 | -1.9833e-09 | 8.5308e-32 | 7.1829e-10 | 1.9833e-09 | 1.7579e-17 | 2.3136e-09 | -1.2259e-10 | -1.7579e-17 | -2.3136e-09 | 1.2259e-10 | 0 | 0 | 0 | 0 | 0 | 0 | 0.95 | 0.83839 | 0.68767 | 0.95 | 0.83839 | 0.68767 | 2.77e-13 | -135.3123 | 120.9775 | 2.7805e-13 | -135.3123 | 120.9775
Line13_13_14 | 0 | 0 | 0 | 0 | 0 | 0 | 0 | 0 | 0 | 0 | 0 | 0 | 2.7159e-15 | -2.3943e-10 | -6.611e-10 | -2.7159e-15 | 2.3943e-10 | 6.611e-10 | -2.4434e-15 | 7.7122e-10 | -4.0862e-11 | 2.4786e-15 | -7.7122e-10 | 4.0862e-11 | 0 | 0 | 0 | 0 | 0 | 0 | 0.95 | 0.83839 | 0.68767 | 0.95 | 0.83839 | 0.68767 | 2.77e-13 | -135.3123 | 120.9775 | 2.1599e-13 | -135.3123 | 120.9775
Line14_15_16 | 0 | 0 | 0 | 0 | 0 | 0 | 0 | 0 | 0 | 0 | 0 | 0 | -1.7579e-17 | -4.7886e-10 | -1.3222e-09 | 1.7579e-17 | 4.7886e-10 | 1.3222e-09 | 1.7579e-17 | 1.5424e-09 | -8.1728e-11 | -3.5157e-17 | -1.5424e-09 | 8.1728e-11 | 0 | 0 | 0 | 0 | 0 | 0 | 0.95 | 0.83839 | 0.68767 | 0.95 | 0.83839 | 0.68767 | 2.7805e-13 | -135.3123 | 120.9775 | 2.7873e-13 | -135.3123 | 120.9775
Line15_16_17 | 0 | 0 | 0 | 0 | 0 | 0 | 0 | 0 | 0 | 0 | 0 | 0 | 8.7893e-18 | -2.3943e-10 | -6.611e-10 | -8.7893e-18 | 2.3943e-10 | 6.611e-10 | 5.2736e-17 | 7.7122e-10 | -4.0864e-11 | -5.2736e-17 | -7.7122e-10 | 4.0864e-11 | 0 | 0 | 0 | 0 | 0 | 0 | 0.95 | 0.83839 | 0.68767 | 0.95 | 0.83839 | 0.68767 | 2.7873e-13 | -135.3123 | 120.9775 | 2.7836e-13 | -135.3123 | 120.9775
Line16_4_18 | 0 | 2.5068 | 2.5068 | 0 | 2.5068 | 2.5068 | 0 | 0.57893 | 0.57893 | 0 | 0.57893 | 0.57893 | 0 | 0.35328 | -0.11197 | 0 | -0.23262 | 0.23262 | 0 | -0.020967 | 0.27233 | 0 | 0.14665 | -0.14665 | 0 | -147.7717 | 32.2283 | 0 | 32.2283 | -147.7717 | 0.95 | 0.6113 | 0.50862 | 0.95 | 0.475 | 0.475 | 6.6719e-13 | -151.1682 | 144.5775 | 6.6639e-13 | -180 | 180
Line17_5_19 | 0 | 0 | 0 | 0 | 0 | 0 | 0 | 0 | 0 | 0 | 0 | 0 | 8.7893e-18 | -2.3943e-10 | -6.611e-10 | -8.7893e-18 | 2.3943e-10 | 6.611e-10 | 7.6083e-32 | 7.7122e-10 | -4.0864e-11 | -7.6025e-32 | -7.7122e-10 | 4.0864e-11 | 0 | 0 | 0 | 0 | 0 | 0 | 0.95 | 0.83839 | 0.68767 | 0.95 | 0.83839 | 0.68767 | 4.9597e-13 | -135.3123 | 120.9775 | 4.956e-13 | -135.3123 | 120.9775
Line1_1_3 | 0 | 0 | 0 | 0 | 0 | 0 | 0 | 0 | 0 | 0 | 0 | 0 | 2.7774e-15 | -1.9154e-09 | -5.2888e-09 | -2.7774e-15 | 1.9154e-09 | 5.2888e-09 | -2.3555e-15 | 6.1697e-09 | -3.2691e-10 | 2.3555e-15 | -6.1697e-09 | 3.2691e-10 | 0 | 0 | 0 | 0 | 0 | 0 | 0.95 | 0.83839 | 0.68767 | 0.95 | 0.83839 | 0.68767 | 4.9568e-13 | -135.3123 | 120.9775 | 4.4229e-13 | -135.3123 | 120.9775
Line2_1_4 | 0 | 2.5068 | 2.5068 | 0 | 2.5068 | 2.5068 | 0 | 0.57893 | 0.57893 | 0 | 0.57893 | 0.57893 | -6.9963e-15 | 0.47394 | 0.0086903 | 6.9963e-15 | -0.35328 | 0.11197 | 7.8049e-15 | 0.10472 | 0.39802 | -7.8049e-15 | 0.020967 | -0.27233 | 0 | -147.7717 | 32.2283 | 0 | 32.2283 | -147.7717 | 0.95 | 0.83839 | 0.68767 | 0.95 | 0.6113 | 0.50862 | 4.9568e-13 | -135.3123 | 120.9775 | 6.6719e-13 | -151.1682 | 144.5775
Line3_1_5 | 0 | 0 | 0 | 0 | 0 | 0 | 0 | 0 | 0 | 0 | 0 | 0 | 1.7579e-17 | -4.7886e-10 | -1.3222e-09 | -1.7579e-17 | 4.7886e-10 | 1.3222e-09 | 1.5208e-31 | 1.5424e-09 | -8.1728e-11 | -1.5217e-31 | -1.5424e-09 | 8.1728e-11 | 0 | 0 | 0 | 0 | 0 | 0 | 0.95 | 0.83839 | 0.68767 | 0.95 | 0.83839 | 0.68767 | 4.9568e-13 | -135.3123 | 120.9775 | 4.9597e-13 | -135.3123 | 120.9775
Line4_2_6 | 0 | 0 | 0 | 0 | 0 | 0 | 0 | 0 | 0 | 0 | 0 | 0 | 4.6495e-15 | -1.1972e-09 | -3.3055e-09 | -4.6495e-15 | 1.1972e-09 | 3.3055e-09 | -4.3771e-15 | 3.8561e-09 | -2.0432e-10 | 4.3771e-15 | -3.8561e-09 | 2.0432e-10 | 0 | 0 | 0 | 0 | 0 | 0 | 0.95 | 0.83839 | 0.68767 | 0.95 | 0.83839 | 0.68767 | 3.8911e-13 | -135.3123 | 120.9775 | 2.8407e-13 | -135.3123 | 120.9775
Line5_6_7 | 0 | 0 | 0 | 0 | 0 | 0 | 0 | 0 | 0 | 0 | 0 | 0 | 4.6056e-15 | -9.5772e-10 | -2.6444e-09 | -4.6056e-15 | 9.5772e-10 | 2.6444e-09 | -4.2892e-15 | 3.0849e-09 | -1.6345e-10 | 4.3243e-15 | -3.0849e-09 | 1.6345e-10 | 0 | 0 | 0 | 0 | 0 | 0 | 0.95 | 0.83839 | 0.68767 | 0.95 | 0.83839 | 0.68767 | 2.8407e-13 | -135.3123 | 120.9775 | 1.8017e-13 | -135.3123 | 120.9775
Line6_7_8 | 0 | 0 | 0 | 0 | 0 | 0 | 0 | 0 | 0 | 0 | 0 | 0 | 3.5157e-17 | -7.1829e-10 | -1.9833e-09 | -1.7579e-17 | 7.1829e-10 | 1.9833e-09 | 8.7893e-17 | 2.3136e-09 | -1.2259e-10 | -8.7893e-17 | -2.3136e-09 | 1.2259e-10 | 0 | 0 | 0 | 0 | 0 | 0 | 0.95 | 0.83839 | 0.68767 | 0.95 | 0.83839 | 0.68767 | 1.8017e-13 | -135.3123 | 120.9775 | 1.8108e-13 | -135.3123 | 120.9775
Line7_8_9 | 0 | 0 | 0 | 0 | 0 | 0 | 0 | 0 | 0 | 0 | 0 | 0 | -5.5557e-32 | -2.3943e-10 | -6.611e-10 | 5.551e-32 | 2.3943e-10 | 6.611e-10 | 1.7579e-17 | 7.7122e-10 | -4.0864e-11 | -1.7579e-17 | -7.7122e-10 | 4.0864e-11 | 0 | 0 | 0 | 0 | 0 | 0 | 0.95 | 0.83839 | 0.68767 | 0.95 | 0.83839 | 0.68767 | 1.8108e-13 | -135.3123 | 120.9775 | 1.8093e-13 | -135.3123 | 120.9775
Line8_8_10 | 0 | 0 | 0 | 0 | 0 | 0 | 0 | 0 | 0 | 0 | 0 | 0 | -1.7579e-17 | -2.3943e-10 | -6.611e-10 | 1.7579e-17 | 2.3943e-10 | 6.611e-10 | 3.5157e-17 | 7.7122e-10 | -4.0864e-11 | -3.5157e-17 | -7.7122e-10 | 4.0864e-11 | 0 | 0 | 0 | 0 | 0 | 0 | 0.95 | 0.83839 | 0.68767 | 0.95 | 0.83839 | 0.68767 | 1.8108e-13 | -135.3123 | 120.9775 | 1.8093e-13 | -135.3123 | 120.9775
Line9_3_11 | 0 | 0 | 0 | 0 | 0 | 0 | 0 | 0 | 0 | 0 | 0 | 0 | 2.7423e-15 | -1.676e-09 | -4.6277e-09 | -2.7598e-15 | 1.676e-09 | 4.6277e-09 | -2.3907e-15 | 5.3985e-09 | -2.8605e-10 | 2.3731e-15 | -5.3985e-09 | 2.8605e-10 | 0 | 0 | 0 | 0 | 0 | 0 | 0.95 | 0.83839 | 0.68767 | 0.95 | 0.83839 | 0.68767 | 4.4229e-13 | -135.3123 | 120.9775 | 3.8835e-13 | -135.3123 | 120.9775

## LL_min_10
name | pf_ikss_a_from_ka | pf_ikss_b_from_ka | pf_ikss_c_from_ka | pf_ikss_a_to_ka | pf_ikss_b_to_ka | pf_ikss_c_to_ka | pf_skss_a_from_mw | pf_skss_b_from_mw | pf_skss_c_from_mw | pf_skss_a_to_mw | pf_skss_b_to_mw | pf_skss_c_to_mw | pf_p_a_from_mw | pf_p_b_from_mw | pf_p_c_from_mw | pf_p_a_to_mw | pf_p_b_to_mw | pf_p_c_to_mw | pf_q_a_from_mvar | pf_q_b_from_mvar | pf_q_c_from_mvar | pf_q_a_to_mvar | pf_q_b_to_mvar | pf_q_c_to_mvar | pf_ikss_a_from_degree | pf_ikss_b_from_degree | pf_ikss_c_from_degree | pf_ikss_a_to_degree | pf_ikss_b_to_degree | pf_ikss_c_to_degree | pf_vm_a_from_pu | pf_vm_b_from_pu | pf_vm_c_from_pu | pf_vm_a_to_pu | pf_vm_b_to_pu | pf_vm_c_to_pu | pf_va_a_from_degree | pf_va_b_from_degree | pf_va_c_from_degree | pf_va_a_to_degree | pf_va_b_to_degree | pf_va_c_to_degree
Line0_1_2 | 0 | 0 | 0 | 0 | 0 | 0 | 0 | 0 | 0 | 0 | 0 | 0 | 4.2799e-15 | -1.2893e-09 | -3.56e-09 | -4.2799e-15 | 1.2893e-09 | 3.56e-09 | -3.9135e-15 | 4.153e-09 | -2.2005e-10 | 3.9135e-15 | -4.153e-09 | 2.2005e-10 | 0 | 0 | 0 | 0 | 0 | 0 | 0.9 | 0.79426 | 0.65148 | 0.9 | 0.79426 | 0.65148 | 4.9496e-13 | -135.3123 | 120.9775 | 3.8853e-13 | -135.3123 | 120.9775
Line10_11_12 | 0 | 0 | 0 | 0 | 0 | 0 | 0 | 0 | 0 | 0 | 0 | 0 | 2.4147e-15 | -1.2893e-09 | -3.56e-09 | -2.4147e-15 | 1.2893e-09 | 3.56e-09 | -2.115e-15 | 4.153e-09 | -2.2005e-10 | 2.115e-15 | -4.153e-09 | 2.2005e-10 | 0 | 0 | 0 | 0 | 0 | 0 | 0.9 | 0.79426 | 0.65148 | 0.9 | 0.79426 | 0.65148 | 3.8738e-13 | -135.3123 | 120.9775 | 3.3188e-13 | -135.3123 | 120.9775
Line11_12_13 | 0 | 0 | 0 | 0 | 0 | 0 | 0 | 0 | 0 | 0 | 0 | 0 | 2.4147e-15 | -1.0745e-09 | -2.9667e-09 | -2.4147e-15 | 1.0745e-09 | 2.9667e-09 | -2.1816e-15 | 3.4609e-09 | -1.8338e-10 | 2.1816e-15 | -3.4609e-09 | 1.8338e-10 | 0 | 0 | 0 | 0 | 0 | 0 | 0.9 | 0.79426 | 0.65148 | 0.9 | 0.79426 | 0.65148 | 3.3188e-13 | -135.3123 | 120.9775 | 2.7527e-13 | -135.3123 | 120.9775
Line12_13_15 | 0 | 0 | 0 | 0 | 0 | 0 | 0 | 0 | 0 | 0 | 0 | 0 | 8.3267e-18 | -6.4467e-10 | -1.78e-09 | -8.3267e-18 | 6.4467e-10 | 1.78e-09 | 3.3307e-17 | 2.0765e-09 | -1.1003e-10 | -4.996e-17 | -2.0765e-09 | 1.1003e-10 | 0 | 0 | 0 | 0 | 0 | 0 | 0.9 | 0.79426 | 0.65148 | 0.9 | 0.79426 | 0.65148 | 2.7527e-13 | -135.3123 | 120.9775 | 2.7632e-13 | -135.3123 | 120.9775
Line13_13_14 | 0 | 0 | 0 | 0 | 0 | 0 | 0 | 0 | 0 | 0 | 0 | 0 | 2.4064e-15 | -2.1489e-10 | -5.9334e-10 | -2.4064e-15 | 2.1489e-10 | 5.9334e-10 | -2.1649e-15 | 6.9217e-10 | -3.6674e-11 | 2.1483e-15 | -6.9217e-10 | 3.6674e-11 | 0 | 0 | 0 | 0 | 0 | 0 | 0.9 | 0.79426 | 0.65148 | 0.9 | 0.79426 | 0.65148 | 2.7527e-13 | -135.3123 | 120.9775 | 2.1599e-13 | -135.3123 | 120.9775
Line14_15_16 | 0 | 0 | 0 | 0 | 0 | 0 | 0 | 0 | 0 | 0 | 0 | 0 | -8.3267e-18 | -4.2978e-10 | -1.1867e-09 | -8.3267e-18 | 4.2978e-10 | 1.1867e-09 | 6.6613e-17 | 1.3843e-09 | -7.3352e-11 | -6.6613e-17 | -1.3843e-09 | 7.3352e-11 | 0 | 0 | 0 | 0 | 0 | 0 | 0.9 | 0.79426 | 0.65148 | 0.9 | 0.79426 | 0.65148 | 2.7632e-13 | -135.3123 | 120.9775 | 2.77e-13 | -135.3123 | 120.9775
Line15_16_17 | 0 | 0 | 0 | 0 | 0 | 0 | 0 | 0 | 0 | 0 | 0 | 0 | -1.6102e-31 | -2.1489e-10 | -5.9334e-10 | 3.2161e-31 | 2.1489e-10 | 5.9334e-10 | 3.3307e-17 | 6.9217e-10 | -3.6676e-11 | -6.6613e-17 | -6.9217e-10 | 3.6676e-11 | 0 | 0 | 0 | 0 | 0 | 0 | 0.9 | 0.79426 | 0.65148 | 0.9 | 0.79426 | 0.65148 | 2.77e-13 | -135.3123 | 120.9775 | 2.7662e-13 | -135.3123 | 120.9775
Line16_4_18 | 0 | 2.3749 | 2.3749 | 0 | 2.3749 | 2.3749 | 0 | 0.54846 | 0.54846 | 0 | 0.54846 | 0.54846 | 0 | 0.31707 | -0.10049 | -7.7865e-31 | -0.20878 | 0.20878 | 0 | -0.018818 | 0.24442 | 6.6613e-17 | 0.13162 | -0.13162 | 0 | -147.7717 | 32.2283 | 0 | 32.2283 | -147.7717 | 0.9 | 0.57913 | 0.48185 | 0.9 | 0.45 | 0.45 | 6.7032e-13 | -151.1682 | 144.5775 | 6.6974e-13 | -180 | 180
Line17_5_19 | 0 | 0 | 0 | 0 | 0 | 0 | 0 | 0 | 0 | 0 | 0 | 0 | -3.3307e-17 | -2.1489e-10 | -5.9334e-10 | 4.996e-17 | 2.1489e-10 | 5.9334e-10 | 3.3307e-17 | 6.9217e-10 | -3.6676e-11 | -3.3307e-17 | -6.9217e-10 | 3.6676e-11 | 0 | 0 | 0 | 0 | 0 | 0 | 0.9 | 0.79426 | 0.65148 | 0.9 | 0.79426 | 0.65148 | 4.9525e-13 | -135.3123 | 120.9775 | 4.9487e-13 | -135.3123 | 120.9775
Line1_1_3 | 0 | 0 | 0 | 0 | 0 | 0 | 0 | 0 | 0 | 0 | 0 | 0 | 2.5063e-15 | -1.7191e-09 | -4.7467e-09 | -2.4897e-15 | 1.7191e-09 | 4.7467e-09 | -2.0983e-15 | 5.5374e-09 | -2.934e-10 | 2.0983e-15 | -5.5374e-09 | 2.934e-10 | 0 | 0 | 0 | 0 | 0 | 0 | 0.9 | 0.79426 | 0.65148 | 0.9 | 0.79426 | 0.65148 | 4.9496e-13 | -135.3123 | 120.9775 | 4.4155e-13 | -135.3123 | 120.9775
Line2_1_4 | 0 | 2.3749 | 2.3749 | 0 | 2.3749 | 2.3749 | 0 | 0.54846 | 0.54846 | 0 | 0.54846 | 0.54846 | -6.3616e-15 | 0.42536 | 0.0077996 | 6.3616e-15 | -0.31707 | 0.10049 | 7.1609e-15 | 0.093984 | 0.35722 | -7.1609e-15 | 0.018818 | -0.24442 | 0 | -147.7717 | 32.2283 | 0 | 32.2283 | -147.7717 | 0.9 | 0.79426 | 0.65148 | 0.9 | 0.57913 | 0.48185 | 4.9496e-13 | -135.3123 | 120.9775 | 6.7032e-13 | -151.1682 | 144.5775
Line3_1_5 | 0 | 0 | 0 | 0 | 0 | 0 | 0 | 0 | 0 | 0 | 0 | 0 | 1.6653e-17 | -4.2978e-10 | -1.1867e-09 | -1.6653e-17 | 4.2978e-10 | 1.1867e-09 | 1.6653e-17 | 1.3843e-09 | -7.3352e-11 | -3.3307e-17 | -1.3843e-09 | 7.3352e-11 | 0 | 0 | 0 | 0 | 0 | 0 | 0.9 | 0.79426 | 0.65148 | 0.9 | 0.79426 | 0.65148 | 4.9496e-13 | -135.3123 | 120.9775 | 4.9525e-13 | -135.3123 | 120.9775
Line4_2_6 | 0 | 0 | 0 | 0 | 0 | 0 | 0 | 0 | 0 | 0 | 0 | 0 | 4.2299e-15 | -1.0745e-09 | -2.9667e-09 | -4.2299e-15 | 1.0745e-09 | 2.9667e-09 | -3.9302e-15 | 3.4609e-09 | -1.8338e-10 | 3.9135e-15 | -3.4609e-09 | 1.8338e-10 | 0 | 0 | 0 | 0 | 0 | 0 | 0.9 | 0.79426 | 0.65148 | 0.9 | 0.79426 | 0.65148 | 3.8853e-13 | -135.3123 | 120.9775 | 2.8241e-13 | -135.3123 | 120.9775
Line5_6_7 | 0 | 0 | 0 | 0 | 0 | 0 | 0 | 0 | 0 | 0 | 0 | 0 | 4.1633e-15 | -8.5956e-10 | -2.3734e-09 | -4.18e-15 | 8.5956e-10 | 2.3734e-09 | -3.8469e-15 | 2.7687e-09 | -1.467e-10 | 3.8802e-15 | -2.7687e-09 | 1.467e-10 | 0 | 0 | 0 | 0 | 0 | 0 | 0.9 | 0.79426 | 0.65148 | 0.9 | 0.79426 | 0.65148 | 2.8241e-13 | -135.3123 | 120.9775 | 1.7739e-13 | -135.3123 | 120.9775
Line6_7_8 | 0 | 0 | 0 | 0 | 0 | 0 | 0 | 0 | 0 | 0 | 0 | 0 | 6.6613e-17 | -6.4467e-10 | -1.78e-09 | -6.6613e-17 | 6.4467e-10 | 1.78e-09 | 1.1657e-16 | 2.0765e-09 | -1.1003e-10 | -1.1657e-16 | -2.0765e-09 | 1.1003e-10 | 0 | 0 | 0 | 0 | 0 | 0 | 0.9 | 0.79426 | 0.65148 | 0.9 | 0.79426 | 0.65148 | 1.7739e-13 | -135.3123 | 120.9775 | 1.783e-13 | -135.3123 | 120.9775
Line7_8_9 | 0 | 0 | 0 | 0 | 0 | 0 | 0 | 0 | 0 | 0 | 0 | 0 | 8.3267e-18 | -2.1489e-10 | -5.9334e-10 | 8.3267e-18 | 2.1489e-10 | 5.9334e-10 | 1.6653e-17 | 6.9217e-10 | -3.6676e-11 | -1.6653e-17 | -6.9217e-10 | 3.6676e-11 | 0 | 0 | 0 | 0 | 0 | 0 | 0.9 | 0.79426 | 0.65148 | 0.9 | 0.79426 | 0.65148 | 1.783e-13 | -135.3123 | 120.9775 | 1.7815e-13 | -135.3123 | 120.9775
Line8_8_10 | 0 | 0 | 0 | 0 | 0 | 0 | 0 | 0 | 0 | 0 | 0 | 0 | 8.3267e-18 | -2.1489e-10 | -5.9334e-10 | 8.3267e-18 | 2.1489e-10 | 5.9334e-10 | 1.6653e-17 | 6.9217e-10 | -3.6676e-11 | -1.6653e-17 | -6.9217e-10 | 3.6676e-11 | 0 | 0 | 0 | 0 | 0 | 0 | 0.9 | 0.79426 | 0.65148 | 0.9 | 0.79426 | 0.65148 | 1.783e-13 | -135.3123 | 120.9775 | 1.7815e-13 | -135.3123 | 120.9775
Line9_3_11 | 0 | 0 | 0 | 0 | 0 | 0 | 0 | 0 | 0 | 0 | 0 | 0 | 2.498e-15 | -1.5042e-09 | -4.1534e-09 | -2.498e-15 | 1.5042e-09 | 4.1534e-09 | -2.1483e-15 | 4.8452e-09 | -2.5673e-10 | 2.1483e-15 | -4.8452e-09 | 2.5673e-10 | 0 | 0 | 0 | 0 | 0 | 0 | 0.9 | 0.79426 | 0.65148 | 0.9 | 0.79426 | 0.65148 | 4.4155e-13 | -135.3123 | 120.9775 | 3.8738e-13 | -135.3123 | 120.9775

## LL_min_fault_6
name | pf_ikss_a_from_ka | pf_ikss_b_from_ka | pf_ikss_c_from_ka | pf_ikss_a_to_ka | pf_ikss_b_to_ka | pf_ikss_c_to_ka | pf_skss_a_from_mw | pf_skss_b_from_mw | pf_skss_c_from_mw | pf_skss_a_to_mw | pf_skss_b_to_mw | pf_skss_c_to_mw | pf_p_a_from_mw | pf_p_b_from_mw | pf_p_c_from_mw | pf_p_a_to_mw | pf_p_b_to_mw | pf_p_c_to_mw | pf_q_a_from_mvar | pf_q_b_from_mvar | pf_q_c_from_mvar | pf_q_a_to_mvar | pf_q_b_to_mvar | pf_q_c_to_mvar | pf_ikss_a_from_degree | pf_ikss_b_from_degree | pf_ikss_c_from_degree | pf_ikss_a_to_degree | pf_ikss_b_to_degree | pf_ikss_c_to_degree | pf_vm_a_from_pu | pf_vm_b_from_pu | pf_vm_c_from_pu | pf_vm_a_to_pu | pf_vm_b_to_pu | pf_vm_c_to_pu | pf_va_a_from_degree | pf_va_b_from_degree | pf_va_c_from_degree | pf_va_a_to_degree | pf_va_b_to_degree | pf_va_c_to_degree
Line0_1_2 | 0 | 0 | 0 | 0 | 0 | 0 | 0 | 0 | 0 | 0 | 0 | 0 | 1.0691e-16 | -3.8862e-11 | -1.1288e-10 | -1.0691e-16 | 3.8862e-11 | 1.1288e-10 | -9.0639e-17 | 1.0829e-10 | 1.9912e-11 | 9.009e-17 | -1.0829e-10 | -1.9912e-11 | 0 | 0 | 0 | 0 | 0 | 0 | 0.95 | 0.94812 | 0.94457 | 0.95 | 0.94812 | 0.94457 | 9.9108e-15 | -120.3131 | 119.9422 | 7.6281e-15 | -120.3131 | 119.9422
Line10_11_12 | 0 | 0 | 0 | 0 | 0 | 0 | 0 | 0 | 0 | 0 | 0 | 0 | 6.2006e-17 | -3.8862e-11 | -1.1288e-10 | -6.1731e-17 | 3.8862e-11 | 1.1288e-10 | -4.7792e-17 | 1.0829e-10 | 1.9912e-11 | 4.7792e-17 | -1.0829e-10 | -1.9912e-11 | 0 | 0 | 0 | 0 | 0 | 0 | 0.95 | 0.94812 | 0.94457 | 0.95 | 0.94812 | 0.94457 | 7.5321e-15 | -120.3131 | 119.9422 | 6.3184e-15 | -120.3131 | 119.9422
Line11_12_13 | 0 | 0 | 0 | 0 | 0 | 0 | 0 | 0 | 0 | 0 | 0 | 0 | 5.9671e-17 | -3.2385e-11 | -9.4068e-11 | -5.9671e-17 | 3.2385e-11 | 9.4068e-11 | -4.9989e-17 | 9.0245e-11 | 1.6594e-11 | 5.0538e-17 | -9.0245e-11 | -1.6594e-11 | 0 | 0 | 0 | 0 | 0 | 0 | 0.95 | 0.94812 | 0.94457 | 0.95 | 0.94812 | 0.94457 | 6.3184e-15 | -120.3131 | 119.9422 | 5.0795e-15 | -120.3131 | 119.9422
Line12_13_15 | 0 | 0 | 0 | 0 | 0 | 0 | 0 | 0 | 0 | 0 | 0 | 0 | 6.18e-19 | -1.9431e-11 | -5.6441e-11 | -6.18e-19 | 1.9431e-11 | 5.6441e-11 | 1.0987e-18 | 5.4147e-11 | 9.9561e-12 | -1.0987e-18 | -5.4147e-11 | -9.9561e-12 | 0 | 0 | 0 | 0 | 0 | 0 | 0.95 | 0.94812 | 0.94457 | 0.95 | 0.94812 | 0.94457 | 5.0795e-15 | -120.3131 | 119.9422 | 5.0998e-15 | -120.3131 | 119.9422
Line13_13_14 | 0 | 0 | 0 | 0 | 0 | 0 | 0 | 0 | 0 | 0 | 0 | 0 | 6.0289e-17 | -6.4771e-12 | -1.8814e-11 | -6.0289e-17 | 6.4771e-12 | 1.8814e-11 | -4.889e-17 | 1.8049e-11 | 3.3188e-12 | 4.944e-17 | -1.8049e-11 | -3.3188e-12 | 0 | 0 | 0 | 0 | 0 | 0 | 0.95 | 0.94812 | 0.94457 | 0.95 | 0.94812 | 0.94457 | 5.0795e-15 | -120.3131 | 119.9422 | 3.819e-15 | -120.3131 | 119.9422
Line14_15_16 | 0 | 0 | 0 | 0 | 0 | 0 | 0 | 0 | 0 | 0 | 0 | 0 | 2.06e-19 | -1.2954e-11 | -3.7627e-11 | -2.06e-19 | 1.2954e-11 | 3.7627e-11 | 1.0987e-18 | 3.6098e-11 | 6.6374e-12 | -1.0987e-18 | -3.6098e-11 | -6.6374e-12 | 0 | 0 | 0 | 0 | 0 | 0 | 0.95 | 0.94812 | 0.94457 | 0.95 | 0.94812 | 0.94457 | 5.0998e-15 | -120.3131 | 119.9422 | 5.1154e-15 | -120.3131 | 119.9422
Line15_16_17 | 0 | 0 | 0 | 0 | 0 | 0 | 0 | 0 | 0 | 0 | 0 | 0 | 2.7466e-19 | -6.477e-12 | -1.8814e-11 | 0 | 6.477e-12 | 1.8814e-11 | 2.4522e-35 | 1.8049e-11 | 3.3187e-12 | 0 | -1.8049e-11 | -3.3187e-12 | 0 | 0 | 0 | 0 | 0 | 0 | 0.95 | 0.94812 | 0.94457 | 0.95 | 0.94812 | 0.94457 | 5.1154e-15 | -120.3131 | 119.9422 | 5.1083e-15 | -120.3131 | 119.9422
Line16_4_18 | 0 | 0.052639 | 0.052639 | 0 | 0.052639 | 0.052639 | 0 | 0.012156 | 0.012156 | 0 | 0.012156 | 0.012156 | 1.0987e-18 | 0.011082 | 0.0028784 | -1.0987e-18 | -0.011029 | -0.0028252 | 2.6252e-34 | 0.0029185 | 0.011047 | -2.6185e-34 | -0.0028631 | -0.010991 | 0 | -135.266 | 44.734 | 0 | 44.734 | -135.266 | 0.95 | 0.94272 | 0.93905 | 0.95 | 0.93734 | 0.93354 | 1.369e-14 | -120.5122 | 120.1294 | 1.3655e-14 | -120.7135 | 120.3187
Line17_5_19 | 0 | 0 | 0 | 0 | 0 | 0 | 0 | 0 | 0 | 0 | 0 | 0 | 2.7466e-19 | -6.477e-12 | -1.8814e-11 | -2.7466e-19 | 6.477e-12 | 1.8814e-11 | 1.0987e-18 | 1.8049e-11 | 3.3187e-12 | -5.4933e-19 | -1.8049e-11 | -3.3187e-12 | 0 | 0 | 0 | 0 | 0 | 0 | 0.95 | 0.94812 | 0.94457 | 0.95 | 0.94812 | 0.94457 | 9.9137e-15 | -120.3131 | 119.9422 | 9.9066e-15 | -120.3131 | 119.9422
Line1_1_3 | 0 | 0 | 0 | 0 | 0 | 0 | 0 | 0 | 0 | 0 | 0 | 0 | 6.3585e-17 | -5.1816e-11 | -1.5051e-10 | -6.3585e-17 | 5.1816e-11 | 1.5051e-10 | -4.7792e-17 | 1.4439e-10 | 2.655e-11 | 4.7242e-17 | -1.4439e-10 | -2.655e-11 | 0 | 0 | 0 | 0 | 0 | 0 | 0.95 | 0.94812 | 0.94457 | 0.95 | 0.94812 | 0.94457 | 9.9108e-15 | -120.3131 | 119.9422 | 8.7221e-15 | -120.3131 | 119.9422
Line2_1_4 | 0 | 0.052639 | 0.052639 | 0 | 0.052639 | 0.052639 | 0 | 0.012156 | 0.012156 | 0 | 0.012156 | 0.012156 | -1.5766e-16 | 0.011136 | 0.0029316 | 1.5766e-16 | -0.011082 | -0.0028784 | 1.648e-16 | 0.0029739 | 0.011102 | -1.67e-16 | -0.0029185 | -0.011047 | 0 | -135.266 | 44.734 | 0 | 44.734 | -135.266 | 0.95 | 0.94812 | 0.94457 | 0.95 | 0.94272 | 0.93905 | 9.9108e-15 | -120.3131 | 119.9422 | 1.369e-14 | -120.5122 | 120.1294
Line3_1_5 | 0 | 0 | 0 | 0 | 0 | 0 | 0 | 0 | 0 | 0 | 0 | 0 | 2.06e-19 | -1.2954e-11 | -3.7627e-11 | -4.8066e-19 | 1.2954e-11 | 3.7627e-11 | 1.0987e-18 | 3.6098e-11 | 6.6374e-12 | -1.0987e-18 | -3.6098e-11 | -6.6374e-12 | 0 | 0 | 0 | 0 | 0 | 0 | 0.95 | 0.94812 | 0.94457 | 0.95 | 0.94812 | 0.94457 | 9.9108e-15 | -120.3131 | 119.9422 | 9.9137e-15 | -120.3131 | 119.9422
Line4_2_6 | 0 | 0 | 0 | 0 | 0 | 0 | 0 | 0 | 0 | 0 | 0 | 0 | 1.0403e-16 | -3.2385e-11 | -9.4068e-11 | -1.043e-16 | 3.2385e-11 | 9.4068e-11 | -8.8442e-17 | 9.0245e-11 | 1.6594e-11 | 8.7893e-17 | -9.0245e-11 | -1.6594e-11 | 0 | 0 | 0 | 0 | 0 | 0 | 0.95 | 0.94812 | 0.94457 | 0.95 | 0.94812 | 0.94457 | 7.6281e-15 | -120.3131 | 119.9422 | 5.3677e-15 | -120.3131 | 119.9422
Line5_6_7 | 0 | 0 | 0 | 0 | 0 | 0 | 0 | 0 | 0 | 0 | 0 | 0 | 1.0458e-16 | -2.5908e-11 | -7.5255e-11 | -1.0458e-16 | 2.5908e-11 | 7.5255e-11 | -8.7343e-17 | 7.2196e-11 | 1.3275e-11 | 8.7343e-17 | -7.2196e-11 | -1.3275e-11 | 0 | 0 | 0 | 0 | 0 | 0 | 0.95 | 0.94812 | 0.94457 | 0.95 | 0.94812 | 0.94457 | 5.3677e-15 | -120.3131 | 119.9422 | 3.137e-15 | -120.3131 | 119.9422
Line6_7_8 | 0 | 0 | 0 | 0 | 0 | 0 | 0 | 0 | 0 | 0 | 0 | 0 | 4.12e-19 | -1.9431e-11 | -5.6441e-11 | -6.8666e-19 | 1.9431e-11 | 5.6441e-11 | 2.1973e-18 | 5.4147e-11 | 9.9561e-12 | -2.7466e-18 | -5.4147e-11 | -9.9561e-12 | 0 | 0 | 0 | 0 | 0 | 0 | 0.95 | 0.94812 | 0.94457 | 0.95 | 0.94812 | 0.94457 | 3.137e-15 | -120.3131 | 119.9422 | 3.1577e-15 | -120.3131 | 119.9422
Line7_8_9 | 0 | 0 | 0 | 0 | 0 | 0 | 0 | 0 | 0 | 0 | 0 | 0 | -3.4333e-19 | -6.477e-12 | -1.8814e-11 | 3.4333e-19 | 6.477e-12 | 1.8814e-11 | -1.8922e-35 | 1.8049e-11 | 3.3187e-12 | -5.4933e-19 | -1.8049e-11 | -3.3187e-12 | 0 | 0 | 0 | 0 | 0 | 0 | 0.95 | 0.94812 | 0.94457 | 0.95 | 0.94812 | 0.94457 | 3.1577e-15 | -120.3131 | 119.9422 | 3.1566e-15 | -120.3131 | 119.9422
Line8_8_10 | 0 | 0 | 0 | 0 | 0 | 0 | 0 | 0 | 0 | 0 | 0 | 0 | -6.8666e-20 | -6.477e-12 | -1.8814e-11 | 6.8666e-20 | 6.477e-12 | 1.8814e-11 | -3.7844e-36 | 1.8049e-11 | 3.3187e-12 | -5.4933e-19 | -1.8049e-11 | -3.3187e-12 | 0 | 0 | 0 | 0 | 0 | 0 | 0.95 | 0.94812 | 0.94457 | 0.95 | 0.94812 | 0.94457 | 3.1577e-15 | -120.3131 | 119.9422 | 3.1566e-15 | -120.3131 | 119.9422
Line9_3_11 | 0 | 0 | 0 | 0 | 0 | 0 | 0 | 0 | 0 | 0 | 0 | 0 | 6.2555e-17 | -4.5339e-11 | -1.317e-10 | -6.228e-17 | 4.5339e-11 | 1.317e-10 | -4.8341e-17 | 1.2634e-10 | 2.3231e-11 | 4.8341e-17 | -1.2634e-10 | -2.3231e-11 | 0 | 0 | 0 | 0 | 0 | 0 | 0.95 | 0.94812 | 0.94457 | 0.95 | 0.94812 | 0.94457 | 8.7221e-15 | -120.3131 | 119.9422 | 7.5321e-15 | -120.3131 | 119.9422

## LL_min_fault_10
name | pf_ikss_a_from_ka | pf_ikss_b_from_ka | pf_ikss_c_from_ka | pf_ikss_a_to_ka | pf_ikss_b_to_ka | pf_ikss_c_to_ka | pf_skss_a_from_mw | pf_skss_b_from_mw | pf_skss_c_from_mw | pf_skss_a_to_mw | pf_skss_b_to_mw | pf_skss_c_to_mw | pf_p_a_from_mw | pf_p_b_from_mw | pf_p_c_from_mw | pf_p_a_to_mw | pf_p_b_to_mw | pf_p_c_to_mw | pf_q_a_from_mvar | pf_q_b_from_mvar | pf_q_c_from_mvar | pf_q_a_to_mvar | pf_q_b_to_mvar | pf_q_c_to_mvar | pf_ikss_a_from_degree | pf_ikss_b_from_degree | pf_ikss_c_from_degree | pf_ikss_a_to_degree | pf_ikss_b_to_degree | pf_ikss_c_to_degree | pf_vm_a_from_pu | pf_vm_b_from_pu | pf_vm_c_from_pu | pf_vm_a_to_pu | pf_vm_b_to_pu | pf_vm_c_to_pu | pf_va_a_from_degree | pf_va_b_from_degree | pf_va_c_from_degree | pf_va_a_to_degree | pf_va_b_to_degree | pf_va_c_to_degree
Line0_1_2 | 0 | 0 | 0 | 0 | 0 | 0 | 0 | 0 | 0 | 0 | 0 | 0 | 9.5041e-17 | -3.4879e-11 | -1.0131e-10 | -9.5041e-17 | 3.4879e-11 | 1.0131e-10 | -8.0665e-17 | 9.7195e-11 | 1.7871e-11 | 8.0665e-17 | -9.7195e-11 | -1.7871e-11 | 0 | 0 | 0 | 0 | 0 | 0 | 0.9 | 0.89822 | 0.89485 | 0.9 | 0.89822 | 0.89485 | 9.9221e-15 | -120.3131 | 119.9422 | 7.6347e-15 | -120.3131 | 119.9422
Line10_11_12 | 0 | 0 | 0 | 0 | 0 | 0 | 0 | 0 | 0 | 0 | 0 | 0 | 5.5229e-17 | -3.4879e-11 | -1.0131e-10 | -5.4969e-17 | 3.4879e-11 | 1.0131e-10 | -4.4756e-17 | 9.7195e-11 | 1.7871e-11 | 4.5276e-17 | -9.7195e-11 | -1.7871e-11 | 0 | 0 | 0 | 0 | 0 | 0 | 0.9 | 0.89822 | 0.89485 | 0.9 | 0.89822 | 0.89485 | 7.5324e-15 | -120.3131 | 119.9422 | 6.3101e-15 | -120.3131 | 119.9422
Line11_12_13 | 0 | 0 | 0 | 0 | 0 | 0 | 0 | 0 | 0 | 0 | 0 | 0 | 5.4058e-17 | -2.9066e-11 | -8.4427e-11 | -5.3798e-17 | 2.9066e-11 | 8.4427e-11 | -4.4756e-17 | 8.0996e-11 | 1.4893e-11 | 4.4756e-17 | -8.0996e-11 | -1.4893e-11 | 0 | 0 | 0 | 0 | 0 | 0 | 0.9 | 0.89822 | 0.89485 | 0.9 | 0.89822 | 0.89485 | 6.3101e-15 | -120.3131 | 119.9422 | 5.069e-15 | -120.3131 | 119.9422
Line12_13_15 | 0 | 0 | 0 | 0 | 0 | 0 | 0 | 0 | 0 | 0 | 0 | 0 | 7.8063e-19 | -1.7439e-11 | -5.0656e-11 | -5.2042e-19 | 1.7439e-11 | 5.0656e-11 | 6.9063e-35 | 4.8598e-11 | 8.9356e-12 | -5.2042e-19 | -4.8598e-11 | -8.9356e-12 | 0 | 0 | 0 | 0 | 0 | 0 | 0.9 | 0.89822 | 0.89485 | 0.9 | 0.89822 | 0.89485 | 5.069e-15 | -120.3131 | 119.9422 | 5.0893e-15 | -120.3131 | 119.9422
Line13_13_14 | 0 | 0 | 0 | 0 | 0 | 0 | 0 | 0 | 0 | 0 | 0 | 0 | 5.2497e-17 | -5.8132e-12 | -1.6885e-11 | -5.2237e-17 | 5.8132e-12 | 1.6885e-11 | -4.5797e-17 | 1.6199e-11 | 2.9786e-12 | 4.5797e-17 | -1.6199e-11 | -2.9786e-12 | 0 | 0 | 0 | 0 | 0 | 0 | 0.9 | 0.89822 | 0.89485 | 0.9 | 0.89822 | 0.89485 | 5.069e-15 | -120.3131 | 119.9422 | 3.7968e-15 | -120.3131 | 119.9422
Line14_15_16 | 0 | 0 | 0 | 0 | 0 | 0 | 0 | 0 | 0 | 0 | 0 | 0 | 4.5536e-19 | -1.1626e-11 | -3.3771e-11 | -7.1557e-19 | 1.1626e-11 | 3.3771e-11 | 4.0448e-35 | 3.2398e-11 | 5.9571e-12 | -5.2042e-19 | -3.2398e-11 | -5.9571e-12 | 0 | 0 | 0 | 0 | 0 | 0 | 0.9 | 0.89822 | 0.89485 | 0.9 | 0.89822 | 0.89485 | 5.0893e-15 | -120.3131 | 119.9422 | 5.105e-15 | -120.3131 | 119.9422
Line15_16_17 | 0 | 0 | 0 | 0 | 0 | 0 | 0 | 0 | 0 | 0 | 0 | 0 | -3.2526e-19 | -5.8131e-12 | -1.6885e-11 | 6.5052e-20 | 5.8131e-12 | 1.6885e-11 | 5.2042e-19 | 1.6199e-11 | 2.9785e-12 | -5.2042e-19 | -1.6199e-11 | -2.9785e-12 | 0 | 0 | 0 | 0 | 0 | 0 | 0.9 | 0.89822 | 0.89485 | 0.9 | 0.89822 | 0.89485 | 5.105e-15 | -120.3131 | 119.9422 | 5.0978e-15 | -120.3131 | 119.9422
Line16_4_18 | 0 | 0.049869 | 0.049869 | 0 | 0.049869 | 0.049869 | 0 | 0.011517 | 0.011517 | 0 | 0.011517 | 0.011517 | 1.0408e-18 | 0.0099465 | 0.0025834 | -1.0408e-18 | -0.0098987 | -0.0025356 | -2.0817e-18 | 0.0026194 | 0.0099144 | 1.0408e-18 | -0.0025697 | -0.0098647 | 0 | -135.266 | 44.734 | 0 | 44.734 | -135.266 | 0.9 | 0.89311 | 0.88962 | 0.9 | 0.888 | 0.8844 | 1.3523e-14 | -120.5122 | 120.1294 | 1.3487e-14 | -120.7135 | 120.3187
Line17_5_19 | 0 | 0 | 0 | 0 | 0 | 0 | 0 | 0 | 0 | 0 | 0 | 0 | -8.4568e-19 | -5.8131e-12 | -1.6885e-11 | 5.8547e-19 | 5.8131e-12 | 1.6885e-11 | -1.4649e-34 | 1.6199e-11 | 2.9785e-12 | -1.0408e-18 | -1.6199e-11 | -2.9785e-12 | 0 | 0 | 0 | 0 | 0 | 0 | 0.9 | 0.89822 | 0.89485 | 0.9 | 0.89822 | 0.89485 | 9.925e-15 | -120.3131 | 119.9422 | 9.9179e-15 | -120.3131 | 119.9422
Line1_1_3 | 0 | 0 | 0 | 0 | 0 | 0 | 0 | 0 | 0 | 0 | 0 | 0 | 5.6921e-17 | -4.6505e-11 | -1.3508e-10 | -5.666e-17 | 4.6505e-11 | 1.3508e-10 | -4.2674e-17 | 1.2959e-10 | 2.3828e-11 | 4.1633e-17 | -1.2959e-10 | -2.3828e-11 | 0 | 0 | 0 | 0 | 0 | 0 | 0.9 | 0.89822 | 0.89485 | 0.9 | 0.89822 | 0.89485 | 9.9221e-15 | -120.3131 | 119.9422 | 8.7324e-15 | -120.3131 | 119.9422
Line2_1_4 | 0 | 0.049869 | 0.049869 | 0 | 0.049869 | 0.049869 | 0 | 0.011517 | 0.011517 | 0 | 0.011517 | 0.011517 | -1.3947e-16 | 0.0099942 | 0.0026311 | 1.3947e-16 | -0.0099465 | -0.0025834 | 1.4155e-16 | 0.0026691 | 0.0099642 | -1.4364e-16 | -0.0026194 | -0.0099144 | 0 | -135.266 | 44.734 | 0 | 44.734 | -135.266 | 0.9 | 0.89822 | 0.89485 | 0.9 | 0.89311 | 0.88962 | 9.9221e-15 | -120.3131 | 119.9422 | 1.3523e-14 | -120.5122 | 120.1294
Line3_1_5 | 0 | 0 | 0 | 0 | 0 | 0 | 0 | 0 | 0 | 0 | 0 | 0 | 9.7578e-19 | -1.1626e-11 | -3.3771e-11 | -9.7578e-19 | 1.1626e-11 | 3.3771e-11 | 1.6898e-34 | 3.2398e-11 | 5.9571e-12 | -1.0408e-18 | -3.2398e-11 | -5.9571e-12 | 0 | 0 | 0 | 0 | 0 | 0 | 0.9 | 0.89822 | 0.89485 | 0.9 | 0.89822 | 0.89485 | 9.9221e-15 | -120.3131 | 119.9422 | 9.925e-15 | -120.3131 | 119.9422
Line4_2_6 | 0 | 0 | 0 | 0 | 0 | 0 | 0 | 0 | 0 | 0 | 0 | 0 | 9.4456e-17 | -2.9066e-11 | -8.4427e-11 | -9.4456e-17 | 2.9066e-11 | 8.4427e-11 | -8.0665e-17 | 8.0996e-11 | 1.4893e-11 | 8.1185e-17 | -8.0996e-11 | -1.4893e-11 | 0 | 0 | 0 | 0 | 0 | 0 | 0.9 | 0.89822 | 0.89485 | 0.9 | 0.89822 | 0.89485 | 7.6347e-15 | -120.3131 | 119.9422 | 5.3597e-15 | -120.3131 | 119.9422
Line5_6_7 | 0 | 0 | 0 | 0 | 0 | 0 | 0 | 0 | 0 | 0 | 0 | 0 | 9.2894e-17 | -2.3253e-11 | -6.7542e-11 | -9.2634e-17 | 2.3253e-11 | 6.7542e-11 | -8.0665e-17 | 6.4797e-11 | 1.1914e-11 | 8.0144e-17 | -6.4797e-11 | -1.1914e-11 | 0 | 0 | 0 | 0 | 0 | 0 | 0.9 | 0.89822 | 0.89485 | 0.9 | 0.89822 | 0.89485 | 5.3597e-15 | -120.3131 | 119.9422 | 3.112e-15 | -120.3131 | 119.9422
Line6_7_8 | 0 | 0 | 0 | 0 | 0 | 0 | 0 | 0 | 0 | 0 | 0 | 0 | 1.1059e-18 | -1.7439e-11 | -5.0656e-11 | -8.4568e-19 | 1.7439e-11 | 5.0656e-11 | 2.0817e-18 | 4.8598e-11 | 8.9357e-12 | -2.6021e-18 | -4.8598e-11 | -8.9357e-12 | 0 | 0 | 0 | 0 | 0 | 0 | 0.9 | 0.89822 | 0.89485 | 0.9 | 0.89822 | 0.89485 | 3.112e-15 | -120.3131 | 119.9422 | 3.1328e-15 | -120.3131 | 119.9422
Line7_8_9 | 0 | 0 | 0 | 0 | 0 | 0 | 0 | 0 | 0 | 0 | 0 | 0 | 1.9516e-19 | -5.8131e-12 | -1.6885e-11 | -4.5536e-19 | 5.8131e-12 | 1.6885e-11 | 5.2042e-19 | 1.6199e-11 | 2.9785e-12 | -5.2042e-19 | -1.6199e-11 | -2.9786e-12 | 0 | 0 | 0 | 0 | 0 | 0 | 0.9 | 0.89822 | 0.89485 | 0.9 | 0.89822 | 0.89485 | 3.1328e-15 | -120.3131 | 119.9422 | 3.1317e-15 | -120.3131 | 119.9422
Line8_8_10 | 0 | 0 | 0 | 0 | 0 | 0 | 0 | 0 | 0 | 0 | 0 | 0 | 4.5536e-19 | -5.8131e-12 | -1.6885e-11 | -1.9516e-19 | 5.8131e-12 | 1.6885e-11 | 5.2042e-19 | 1.6199e-11 | 2.9786e-12 | -5.2042e-19 | -1.6199e-11 | -2.9786e-12 | 0 | 0 | 0 | 0 | 0 | 0 | 0.9 | 0.89822 | 0.89485 | 0.9 | 0.89822 | 0.89485 | 3.1328e-15 | -120.3131 | 119.9422 | 3.1317e-15 | -120.3131 | 119.9422
Line9_3_11 | 0 | 0 | 0 | 0 | 0 | 0 | 0 | 0 | 0 | 0 | 0 | 0 | 5.601e-17 | -4.0692e-11 | -1.182e-10 | -5.601e-17 | 4.0692e-11 | 1.182e-10 | -4.4756e-17 | 1.1339e-10 | 2.085e-11 | 4.4756e-17 | -1.1339e-10 | -2.085e-11 | 0 | 0 | 0 | 0 | 0 | 0 | 0.9 | 0.89822 | 0.89485 | 0.9 | 0.89822 | 0.89485 | 8.7324e-15 | -120.3131 | 119.9422 | 7.5324e-15 | -120.3131 | 119.9422

## LG_max_6
name | pf_ikss_a_from_ka | pf_ikss_b_from_ka | pf_ikss_c_from_ka | pf_ikss_a_to_ka | pf_ikss_b_to_ka | pf_ikss_c_to_ka | pf_skss_a_from_mw | pf_skss_b_from_mw | pf_skss_c_from_mw | pf_skss_a_to_mw | pf_skss_b_to_mw | pf_skss_c_to_mw | pf_p_a_from_mw | pf_p_b_from_mw | pf_p_c_from_mw | pf_p_a_to_mw | pf_p_b_to_mw | pf_p_c_to_mw | pf_q_a_from_mvar | pf_q_b_from_mvar | pf_q_c_from_mvar | pf_q_a_to_mvar | pf_q_b_to_mvar | pf_q_c_to_mvar | pf_ikss_a_from_degree | pf_ikss_b_from_degree | pf_ikss_c_from_degree | pf_ikss_a_to_degree | pf_ikss_b_to_degree | pf_ikss_c_to_degree | 3xI0 | pf_vm_a_from_pu | pf_vm_b_from_pu | pf_vm_c_from_pu | pf_vm_a_to_pu | pf_vm_b_to_pu | pf_vm_c_to_pu | pf_va_a_from_degree | pf_va_b_from_degree | pf_va_c_from_degree | pf_va_a_to_degree | pf_va_b_to_degree | pf_va_c_to_degree
Line0_1_2 | 0 | 0 | 0 | 0 | 0 | 0 | 0 | 0 | 0 | 0 | 0 | 0 | -5.0277e-09 | -2.1268e-09 | -3.8598e-10 | 5.0277e-09 | 2.1268e-09 | 3.8598e-10 | 2.0079e-09 | -2.7585e-09 | 3.7632e-09 | -2.0079e-09 | 2.7585e-09 | -3.7632e-09 | 0 | 0 | 0 | 0 | 0 | 0 |  | 0.72912 | 0.93847 | 1.0192 | 0.72912 | 0.93847 | 1.0192 | -6.8485 | -112.6867 | 110.8013 | -6.8485 | -112.6867 | 110.8013
Line10_11_12 | 0 | 0 | 0 | 0 | 0 | 0 | 0 | 0 | 0 | 0 | 0 | 0 | -5.0274e-09 | -2.1266e-09 | -3.8642e-10 | 5.0274e-09 | 2.1266e-09 | 3.8642e-10 | 2.0081e-09 | -2.759e-09 | 3.7635e-09 | -2.0081e-09 | 2.759e-09 | -3.7635e-09 | 0 | 0 | 0 | 0 | 0 | 0 |  | 0.72912 | 0.93847 | 1.0192 | 0.72912 | 0.93847 | 1.0192 | -6.8485 | -112.6867 | 110.8013 | -6.8485 | -112.6867 | 110.8013
Line11_12_13 | 0 | 0 | 0 | 0 | 0 | 0 | 0 | 0 | 0 | 0 | 0 | 0 | -4.1896e-09 | -1.7722e-09 | -3.2191e-10 | 4.1896e-09 | 1.7722e-09 | 3.2191e-10 | 1.6733e-09 | -2.299e-09 | 3.1362e-09 | -1.6733e-09 | 2.299e-09 | -3.1362e-09 | 0 | 0 | 0 | 0 | 0 | 0 |  | 0.72912 | 0.93847 | 1.0192 | 0.72912 | 0.93847 | 1.0192 | -6.8485 | -112.6867 | 110.8013 | -6.8485 | -112.6867 | 110.8013
Line12_13_15 | 0 | 0 | 0 | 0 | 0 | 0 | 0 | 0 | 0 | 0 | 0 | 0 | -2.5135e-09 | -1.0632e-09 | -1.9354e-10 | 2.5135e-09 | 1.0632e-09 | 1.9354e-10 | 1.0042e-09 | -1.3798e-09 | 1.8819e-09 | -1.0042e-09 | 1.3798e-09 | -1.8819e-09 | 0 | 0 | 0 | 0 | 0 | 0 |  | 0.72912 | 0.93847 | 1.0192 | 0.72912 | 0.93847 | 1.0192 | -6.8485 | -112.6867 | 110.8013 | -6.8485 | -112.6867 | 110.8013
Line13_13_14 | 0 | 0 | 0 | 0 | 0 | 0 | 0 | 0 | 0 | 0 | 0 | 0 | -8.3825e-10 | -3.5464e-10 | -6.3852e-11 | 8.3825e-10 | 3.5464e-10 | 6.3852e-11 | 3.3442e-10 | -4.593e-10 | 6.2698e-10 | -3.3442e-10 | 4.593e-10 | -6.2698e-10 | 0 | 0 | 0 | 0 | 0 | 0 |  | 0.72912 | 0.93847 | 1.0192 | 0.72912 | 0.93847 | 1.0192 | -6.8485 | -112.6867 | 110.8013 | -6.8485 | -112.6867 | 110.8013
Line14_15_16 | 0 | 0 | 0 | 0 | 0 | 0 | 0 | 0 | 0 | 0 | 0 | 0 | -1.6757e-09 | -7.088e-10 | -1.2903e-10 | 1.6757e-09 | 7.088e-10 | 1.2903e-10 | 6.6946e-10 | -9.1986e-10 | 1.2546e-09 | -6.6946e-10 | 9.1986e-10 | -1.2546e-09 | 0 | 0 | 0 | 0 | 0 | 0 |  | 0.72912 | 0.93847 | 1.0192 | 0.72912 | 0.93847 | 1.0192 | -6.8485 | -112.6867 | 110.8013 | -6.8485 | -112.6867 | 110.8013
Line15_16_17 | 0 | 0 | 0 | 0 | 0 | 0 | 0 | 0 | 0 | 0 | 0 | 0 | -8.3783e-10 | -3.544e-10 | -6.4514e-11 | 8.3783e-10 | 3.544e-10 | 6.4514e-11 | 3.3473e-10 | -4.5993e-10 | 6.273e-10 | -3.3473e-10 | 4.5993e-10 | -6.273e-10 | 0 | 0 | 0 | 0 | 0 | 0 |  | 0.72912 | 0.93847 | 1.0192 | 0.72912 | 0.93847 | 1.0192 | -6.8485 | -112.6867 | 110.8013 | -6.8485 | -112.6867 | 110.8013
Line16_4_18 | 5.0202 | 0 | 0 | 5.0202 | 0 | 0 | 1.1594 | 0 | 0 | 1.1594 | 0 | 0 | 0.21002 | 2.7186e-09 | -3.3123e-09 | 6.0928e-15 | 2.2643e-10 | 1.298e-10 | 0.42004 | -1.621e-09 | 3.3941e-10 | 1.0611e-13 | 1.3203e-09 | -1.3761e-09 | -70.2834 | 0 | 0 | 109.7166 | 0 | 0 |  | 0.40507 | 0.90773 | 0.95489 | 0 | 0.90293 | 0.93166 | -6.8485 | -102.7988 | 102.1568 | 0 | -97.679 | 97.4409
Line17_5_19 | 0 | 0 | 0 | 0 | 0 | 0 | 0 | 0 | 0 | 0 | 0 | 0 | -8.3783e-10 | -3.544e-10 | -6.4514e-11 | 8.3783e-10 | 3.544e-10 | 6.4514e-11 | 3.3473e-10 | -4.5993e-10 | 6.273e-10 | -3.3473e-10 | 4.5993e-10 | -6.273e-10 | 0 | 0 | 0 | 0 | 0 | 0 |  | 0.72912 | 0.93847 | 1.0192 | 0.72912 | 0.93847 | 1.0192 | -6.8485 | -112.6867 | 110.8013 | -6.8485 | -112.6867 | 110.8013
Line1_1_3 | 0 | 0 | 0 | 0 | 0 | 0 | 0 | 0 | 0 | 0 | 0 | 0 | -6.703e-09 | -2.8354e-09 | -5.1545e-10 | 6.703e-09 | 2.8354e-09 | 5.1545e-10 | 2.6775e-09 | -3.6788e-09 | 5.0181e-09 | -2.6775e-09 | 3.6788e-09 | -5.0181e-09 | 0 | 0 | 0 | 0 | 0 | 0 |  | 0.72912 | 0.93847 | 1.0192 | 0.72912 | 0.93847 | 1.0192 | -6.8485 | -112.6867 | 110.8013 | -6.8485 | -112.6867 | 110.8013
Line2_1_4 | 3.3468 | 1.6734 | 1.6734 | 3.3468 | 1.6734 | 1.6734 | 0.77291 | 0.38646 | 0.38646 | 0.77291 | 0.38646 | 0.38646 | 0.25202 | -0.26781 | 0.39382 | -0.14001 | 0.29581 | -0.36582 | 0.50405 | 0.24457 | 0.0074564 | -0.28003 | -0.18856 | 0.048549 | -70.2834 | 109.7166 | 109.7166 | 109.7166 | -70.2834 | -70.2834 |  | 0.72912 | 0.93847 | 1.0192 | 0.40507 | 0.90773 | 0.95489 | -6.8485 | -112.6867 | 110.8013 | -6.8485 | -102.7988 | 102.1568
Line3_1_5 | 0 | 0 | 0 | 0 | 0 | 0 | 0 | 0 | 0 | 0 | 0 | 0 | -1.6757e-09 | -7.088e-10 | -1.2903e-10 | 1.6757e-09 | 7.088e-10 | 1.2903e-10 | 6.6946e-10 | -9.1986e-10 | 1.2546e-09 | -6.6946e-10 | 9.1986e-10 | -1.2546e-09 | 0 | 0 | 0 | 0 | 0 | 0 |  | 0.72912 | 0.93847 | 1.0192 | 0.72912 | 0.93847 | 1.0192 | -6.8485 | -112.6867 | 110.8013 | -6.8485 | -112.6867 | 110.8013
Line4_2_6 | 0 | 0 | 0 | 0 | 0 | 0 | 0 | 0 | 0 | 0 | 0 | 0 | -4.1898e-09 | -1.7724e-09 | -3.2147e-10 | 4.1898e-09 | 1.7724e-09 | 3.2147e-10 | 1.6731e-09 | -2.2986e-09 | 3.136e-09 | -1.6731e-09 | 2.2986e-09 | -3.136e-09 | 0 | 0 | 0 | 0 | 0 | 0 |  | 0.72912 | 0.93847 | 1.0192 | 0.72912 | 0.93847 | 1.0192 | -6.8485 | -112.6867 | 110.8013 | -6.8485 | -112.6867 | 110.8013
Line5_6_7 | 0 | 0 | 0 | 0 | 0 | 0 | 0 | 0 | 0 | 0 | 0 | 0 | -3.352e-09 | -1.418e-09 | -2.5695e-10 | 3.352e-09 | 1.418e-09 | 2.5695e-10 | 1.3384e-09 | -1.8387e-09 | 2.5087e-09 | -1.3384e-09 | 1.8387e-09 | -2.5087e-09 | 0 | 0 | 0 | 0 | 0 | 0 |  | 0.72912 | 0.93847 | 1.0192 | 0.72912 | 0.93847 | 1.0192 | -6.8485 | -112.6867 | 110.8013 | -6.8485 | -112.6867 | 110.8013
Line6_7_8 | 0 | 0 | 0 | 0 | 0 | 0 | 0 | 0 | 0 | 0 | 0 | 0 | -2.5135e-09 | -1.0632e-09 | -1.9354e-10 | 2.5135e-09 | 1.0632e-09 | 1.9354e-10 | 1.0042e-09 | -1.3798e-09 | 1.8819e-09 | -1.0042e-09 | 1.3798e-09 | -1.8819e-09 | 0 | 0 | 0 | 0 | 0 | 0 |  | 0.72912 | 0.93847 | 1.0192 | 0.72912 | 0.93847 | 1.0192 | -6.8485 | -112.6867 | 110.8013 | -6.8485 | -112.6867 | 110.8013
Line7_8_9 | 0 | 0 | 0 | 0 | 0 | 0 | 0 | 0 | 0 | 0 | 0 | 0 | -8.3783e-10 | -3.544e-10 | -6.4514e-11 | 8.3783e-10 | 3.544e-10 | 6.4514e-11 | 3.3473e-10 | -4.5993e-10 | 6.273e-10 | -3.3473e-10 | 4.5993e-10 | -6.273e-10 | 0 | 0 | 0 | 0 | 0 | 0 |  | 0.72912 | 0.93847 | 1.0192 | 0.72912 | 0.93847 | 1.0192 | -6.8485 | -112.6867 | 110.8013 | -6.8485 | -112.6867 | 110.8013
Line8_8_10 | 0 | 0 | 0 | 0 | 0 | 0 | 0 | 0 | 0 | 0 | 0 | 0 | -8.3783e-10 | -3.544e-10 | -6.4514e-11 | 8.3783e-10 | 3.544e-10 | 6.4514e-11 | 3.3473e-10 | -4.5993e-10 | 6.273e-10 | -3.3473e-10 | 4.5993e-10 | -6.273e-10 | 0 | 0 | 0 | 0 | 0 | 0 |  | 0.72912 | 0.93847 | 1.0192 | 0.72912 | 0.93847 | 1.0192 | -6.8485 | -112.6867 | 110.8013 | -6.8485 | -112.6867 | 110.8013
Line9_3_11 | 0 | 0 | 0 | 0 | 0 | 0 | 0 | 0 | 0 | 0 | 0 | 0 | -5.8652e-09 | -2.481e-09 | -4.5094e-10 | 5.8652e-09 | 2.481e-09 | 4.5094e-10 | 2.3428e-09 | -3.2189e-09 | 4.3908e-09 | -2.3428e-09 | 3.2189e-09 | -4.3908e-09 | 0 | 0 | 0 | 0 | 0 | 0 |  | 0.72912 | 0.93847 | 1.0192 | 0.72912 | 0.93847 | 1.0192 | -6.8485 | -112.6867 | 110.8013 | -6.8485 | -112.6867 | 110.8013

## LG_max_10
name | pf_ikss_a_from_ka | pf_ikss_b_from_ka | pf_ikss_c_from_ka | pf_ikss_a_to_ka | pf_ikss_b_to_ka | pf_ikss_c_to_ka | pf_skss_a_from_mw | pf_skss_b_from_mw | pf_skss_c_from_mw | pf_skss_a_to_mw | pf_skss_b_to_mw | pf_skss_c_to_mw | pf_p_a_from_mw | pf_p_b_from_mw | pf_p_c_from_mw | pf_p_a_to_mw | pf_p_b_to_mw | pf_p_c_to_mw | pf_q_a_from_mvar | pf_q_b_from_mvar | pf_q_c_from_mvar | pf_q_a_to_mvar | pf_q_b_to_mvar | pf_q_c_to_mvar | pf_ikss_a_from_degree | pf_ikss_b_from_degree | pf_ikss_c_from_degree | pf_ikss_a_to_degree | pf_ikss_b_to_degree | pf_ikss_c_to_degree | 3xI0 | pf_vm_a_from_pu | pf_vm_b_from_pu | pf_vm_c_from_pu | pf_vm_a_to_pu | pf_vm_b_to_pu | pf_vm_c_to_pu | pf_va_a_from_degree | pf_va_b_from_degree | pf_va_c_from_degree | pf_va_a_to_degree | pf_va_b_to_degree | pf_va_c_to_degree
Line0_1_2 | 0 | 0 | 0 | 0 | 0 | 0 | 0 | 0 | 0 | 0 | 0 | 0 | -5.6126e-09 | -2.3743e-09 | -4.3091e-10 | 5.6126e-09 | 2.3743e-09 | 4.3091e-10 | 2.2415e-09 | -3.1368e-09 | 4.2584e-09 | -2.2415e-09 | 3.1368e-09 | -4.2584e-09 | 0 | 0 | 0 | 0 | 0 | 0 |  | 0.75279 | 0.98026 | 1.0665 | 0.75279 | 0.98026 | 1.0665 | -7.0695 | -112.3989 | 110.5019 | -7.0695 | -112.3989 | 110.5019
Line10_11_12 | 0 | 0 | 0 | 0 | 0 | 0 | 0 | 0 | 0 | 0 | 0 | 0 | -5.6123e-09 | -2.3741e-09 | -4.3139e-10 | 5.6123e-09 | 2.3741e-09 | 4.3139e-10 | 2.2418e-09 | -3.1372e-09 | 4.2586e-09 | -2.2418e-09 | 3.1372e-09 | -4.2586e-09 | 0 | 0 | 0 | 0 | 0 | 0 |  | 0.75279 | 0.98026 | 1.0665 | 0.75279 | 0.98026 | 1.0665 | -7.0695 | -112.3989 | 110.5019 | -7.0695 | -112.3989 | 110.5019
Line11_12_13 | 0 | 0 | 0 | 0 | 0 | 0 | 0 | 0 | 0 | 0 | 0 | 0 | -4.677e-09 | -1.9784e-09 | -3.5937e-10 | 4.677e-09 | 1.9784e-09 | 3.5937e-10 | 1.8681e-09 | -2.6142e-09 | 3.5488e-09 | -1.8681e-09 | 2.6142e-09 | -3.5488e-09 | 0 | 0 | 0 | 0 | 0 | 0 |  | 0.75279 | 0.98026 | 1.0665 | 0.75279 | 0.98026 | 1.0665 | -7.0695 | -112.3989 | 110.5019 | -7.0695 | -112.3989 | 110.5019
Line12_13_15 | 0 | 0 | 0 | 0 | 0 | 0 | 0 | 0 | 0 | 0 | 0 | 0 | -2.8059e-09 | -1.1869e-09 | -2.1605e-10 | 2.8059e-09 | 1.1869e-09 | 2.1605e-10 | 1.121e-09 | -1.5689e-09 | 2.1295e-09 | -1.121e-09 | 1.5689e-09 | -2.1295e-09 | 0 | 0 | 0 | 0 | 0 | 0 |  | 0.75279 | 0.98026 | 1.0665 | 0.75279 | 0.98026 | 1.0665 | -7.0695 | -112.3989 | 110.5019 | -7.0695 | -112.3989 | 110.5019
Line13_13_14 | 0 | 0 | 0 | 0 | 0 | 0 | 0 | 0 | 0 | 0 | 0 | 0 | -9.3575e-10 | -3.959e-10 | -7.1303e-11 | 9.3575e-10 | 3.959e-10 | 7.1303e-11 | 3.7335e-10 | -5.223e-10 | 7.0948e-10 | -3.7335e-10 | 5.223e-10 | -7.0948e-10 | 0 | 0 | 0 | 0 | 0 | 0 |  | 0.75279 | 0.98026 | 1.0665 | 0.75279 | 0.98026 | 1.0665 | -7.0695 | -112.3989 | 110.5019 | -7.0695 | -112.3989 | 110.5019
Line14_15_16 | 0 | 0 | 0 | 0 | 0 | 0 | 0 | 0 | 0 | 0 | 0 | 0 | -1.8706e-09 | -7.9127e-10 | -1.4403e-10 | 1.8706e-09 | 7.9127e-10 | 1.4403e-10 | 7.4736e-10 | -1.046e-09 | 1.4196e-09 | -7.4736e-10 | 1.046e-09 | -1.4196e-09 | 0 | 0 | 0 | 0 | 0 | 0 |  | 0.75279 | 0.98026 | 1.0665 | 0.75279 | 0.98026 | 1.0665 | -7.0695 | -112.3989 | 110.5019 | -7.0695 | -112.3989 | 110.5019
Line15_16_17 | 0 | 0 | 0 | 0 | 0 | 0 | 0 | 0 | 0 | 0 | 0 | 0 | -9.353e-10 | -3.9563e-10 | -7.2017e-11 | 9.353e-10 | 3.9563e-10 | 7.2017e-11 | 3.7368e-10 | -5.2298e-10 | 7.0982e-10 | -3.7368e-10 | 5.2298e-10 | -7.0982e-10 | 0 | 0 | 0 | 0 | 0 | 0 |  | 0.75279 | 0.98026 | 1.0665 | 0.75279 | 0.98026 | 1.0665 | -7.0695 | -112.3989 | 110.5019 | -7.0695 | -112.3989 | 110.5019
Line16_4_18 | 5.1832 | 0 | 0 | 5.1832 | 0 | 0 | 1.197 | 0 | 0 | 1.197 | 0 | 0 | 0.22388 | 2.936e-09 | -3.5806e-09 | 2.0167e-13 | 2.4731e-10 | 1.3944e-10 | 0.44775 | -1.7562e-09 | 3.9471e-10 | -2.4903e-13 | 1.4551e-09 | -1.5174e-09 | -70.5045 | 0 | 0 | 109.4955 | 0 | 0 |  | 0.41821 | 0.94984 | 1.0001 | 0 | 0.94542 | 0.97604 | -7.0695 | -102.6196 | 101.9753 | 0 | -97.5677 | 97.329
Line17_5_19 | 0 | 0 | 0 | 0 | 0 | 0 | 0 | 0 | 0 | 0 | 0 | 0 | -9.353e-10 | -3.9563e-10 | -7.2017e-11 | 9.353e-10 | 3.9563e-10 | 7.2017e-11 | 3.7368e-10 | -5.2298e-10 | 7.0982e-10 | -3.7368e-10 | 5.2298e-10 | -7.0982e-10 | 0 | 0 | 0 | 0 | 0 | 0 |  | 0.75279 | 0.98026 | 1.0665 | 0.75279 | 0.98026 | 1.0665 | -7.0695 | -112.3989 | 110.5019 | -7.0695 | -112.3989 | 110.5019
Line1_1_3 | 0 | 0 | 0 | 0 | 0 | 0 | 0 | 0 | 0 | 0 | 0 | 0 | -7.4829e-09 | -3.1653e-09 | -5.7542e-10 | 7.4829e-09 | 3.1653e-09 | 5.7542e-10 | 2.9891e-09 | -4.1832e-09 | 5.6782e-09 | -2.9891e-09 | 4.1832e-09 | -5.6782e-09 | 0 | 0 | 0 | 0 | 0 | 0 |  | 0.75279 | 0.98026 | 1.0665 | 0.75279 | 0.98026 | 1.0665 | -7.0695 | -112.3989 | 110.5019 | -7.0695 | -112.3989 | 110.5019
Line2_1_4 | 3.4554 | 1.7277 | 1.7277 | 3.4554 | 1.7277 | 1.7277 | 0.798 | 0.399 | 0.399 | 0.798 | 0.399 | 0.399 | 0.26865 | -0.29114 | 0.42547 | -0.14925 | 0.32099 | -0.39562 | 0.5373 | 0.26118 | 0.0074742 | -0.2985 | -0.20148 | 0.052226 | -70.5045 | 109.4955 | 109.4955 | 109.4955 | -70.5045 | -70.5045 |  | 0.75279 | 0.98026 | 1.0665 | 0.41821 | 0.94984 | 1.0001 | -7.0695 | -112.3989 | 110.5019 | -7.0695 | -102.6196 | 101.9753
Line3_1_5 | 0 | 0 | 0 | 0 | 0 | 0 | 0 | 0 | 0 | 0 | 0 | 0 | -1.8706e-09 | -7.9127e-10 | -1.4403e-10 | 1.8706e-09 | 7.9127e-10 | 1.4403e-10 | 7.4736e-10 | -1.046e-09 | 1.4196e-09 | -7.4736e-10 | 1.046e-09 | -1.4196e-09 | 0 | 0 | 0 | 0 | 0 | 0 |  | 0.75279 | 0.98026 | 1.0665 | 0.75279 | 0.98026 | 1.0665 | -7.0695 | -112.3989 | 110.5019 | -7.0695 | -112.3989 | 110.5019
Line4_2_6 | 0 | 0 | 0 | 0 | 0 | 0 | 0 | 0 | 0 | 0 | 0 | 0 | -4.6773e-09 | -1.9786e-09 | -3.589e-10 | 4.6773e-09 | 1.9786e-09 | 3.589e-10 | 1.8678e-09 | -2.6138e-09 | 3.5485e-09 | -1.8678e-09 | 2.6138e-09 | -3.5485e-09 | 0 | 0 | 0 | 0 | 0 | 0 |  | 0.75279 | 0.98026 | 1.0665 | 0.75279 | 0.98026 | 1.0665 | -7.0695 | -112.3989 | 110.5019 | -7.0695 | -112.3989 | 110.5019
Line5_6_7 | 0 | 0 | 0 | 0 | 0 | 0 | 0 | 0 | 0 | 0 | 0 | 0 | -3.742e-09 | -1.583e-09 | -2.8688e-10 | 3.742e-09 | 1.583e-09 | 2.8688e-10 | 1.4942e-09 | -2.0908e-09 | 2.8387e-09 | -1.4942e-09 | 2.0908e-09 | -2.8387e-09 | 0 | 0 | 0 | 0 | 0 | 0 |  | 0.75279 | 0.98026 | 1.0665 | 0.75279 | 0.98026 | 1.0665 | -7.0695 | -112.3989 | 110.5019 | -7.0695 | -112.3989 | 110.5019
Line6_7_8 | 0 | 0 | 0 | 0 | 0 | 0 | 0 | 0 | 0 | 0 | 0 | 0 | -2.8059e-09 | -1.1869e-09 | -2.1605e-10 | 2.8059e-09 | 1.1869e-09 | 2.1605e-10 | 1.121e-09 | -1.5689e-09 | 2.1295e-09 | -1.121e-09 | 1.5689e-09 | -2.1295e-09 | 0 | 0 | 0 | 0 | 0 | 0 |  | 0.75279 | 0.98026 | 1.0665 | 0.75279 | 0.98026 | 1.0665 | -7.0695 | -112.3989 | 110.5019 | -7.0695 | -112.3989 | 110.5019
Line7_8_9 | 0 | 0 | 0 | 0 | 0 | 0 | 0 | 0 | 0 | 0 | 0 | 0 | -9.353e-10 | -3.9563e-10 | -7.2017e-11 | 9.353e-10 | 3.9563e-10 | 7.2017e-11 | 3.7368e-10 | -5.2298e-10 | 7.0982e-10 | -3.7368e-10 | 5.2298e-10 | -7.0982e-10 | 0 | 0 | 0 | 0 | 0 | 0 |  | 0.75279 | 0.98026 | 1.0665 | 0.75279 | 0.98026 | 1.0665 | -7.0695 | -112.3989 | 110.5019 | -7.0695 | -112.3989 | 110.5019
Line8_8_10 | 0 | 0 | 0 | 0 | 0 | 0 | 0 | 0 | 0 | 0 | 0 | 0 | -9.353e-10 | -3.9563e-10 | -7.2017e-11 | 9.353e-10 | 3.9563e-10 | 7.2017e-11 | 3.7368e-10 | -5.2298e-10 | 7.0982e-10 | -3.7368e-10 | 5.2298e-10 | -7.0982e-10 | 0 | 0 | 0 | 0 | 0 | 0 |  | 0.75279 | 0.98026 | 1.0665 | 0.75279 | 0.98026 | 1.0665 | -7.0695 | -112.3989 | 110.5019 | -7.0695 | -112.3989 | 110.5019
Line9_3_11 | 0 | 0 | 0 | 0 | 0 | 0 | 0 | 0 | 0 | 0 | 0 | 0 | -6.5476e-09 | -2.7697e-09 | -5.0341e-10 | 6.5476e-09 | 2.7697e-09 | 5.0341e-10 | 2.6154e-09 | -3.6602e-09 | 4.9684e-09 | -2.6154e-09 | 3.6602e-09 | -4.9684e-09 | 0 | 0 | 0 | 0 | 0 | 0 |  | 0.75279 | 0.98026 | 1.0665 | 0.75279 | 0.98026 | 1.0665 | -7.0695 | -112.3989 | 110.5019 | -7.0695 | -112.3989 | 110.5019

## LG_max_fault_6
name | pf_ikss_a_from_ka | pf_ikss_b_from_ka | pf_ikss_c_from_ka | pf_ikss_a_to_ka | pf_ikss_b_to_ka | pf_ikss_c_to_ka | pf_skss_a_from_mw | pf_skss_b_from_mw | pf_skss_c_from_mw | pf_skss_a_to_mw | pf_skss_b_to_mw | pf_skss_c_to_mw | pf_p_a_from_mw | pf_p_b_from_mw | pf_p_c_from_mw | pf_p_a_to_mw | pf_p_b_to_mw | pf_p_c_to_mw | pf_q_a_from_mvar | pf_q_b_from_mvar | pf_q_c_from_mvar | pf_q_a_to_mvar | pf_q_b_to_mvar | pf_q_c_to_mvar | pf_ikss_a_from_degree | pf_ikss_b_from_degree | pf_ikss_c_from_degree | pf_ikss_a_to_degree | pf_ikss_b_to_degree | pf_ikss_c_to_degree | 3xI0 | pf_vm_a_from_pu | pf_vm_b_from_pu | pf_vm_c_from_pu | pf_vm_a_to_pu | pf_vm_b_to_pu | pf_vm_c_to_pu | pf_va_a_from_degree | pf_va_b_from_degree | pf_va_c_from_degree | pf_va_a_to_degree | pf_va_b_to_degree | pf_va_c_to_degree
Line0_1_2 | 0 | 0 | 0 | 0 | 0 | 0 | 0 | 0 | 0 | 0 | 0 | 0 | -4.0408e-11 | -2.4843e-11 | 4.6516e-12 | 4.0408e-11 | 2.4843e-11 | -4.6516e-12 | 3.405e-11 | -9.0221e-12 | 2.6051e-11 | -3.405e-11 | 9.0221e-12 | -2.6051e-11 | 0 | 0 | 0 | 0 | 0 | 0 |  | 1.0482 | 1.0489 | 1.0502 | 1.0482 | 1.0489 | 1.0502 | -0.080574 | -119.9786 | 119.9385 | -0.080574 | -119.9786 | 119.9385
Line10_11_12 | 0 | 0 | 0 | 0 | 0 | 0 | 0 | 0 | 0 | 0 | 0 | 0 | -4.0405e-11 | -2.4844e-11 | 4.6491e-12 | 4.0405e-11 | 2.4844e-11 | -4.6491e-12 | 3.4051e-11 | -9.0254e-12 | 2.6053e-11 | -3.4051e-11 | 9.0254e-12 | -2.6053e-11 | 0 | 0 | 0 | 0 | 0 | 0 |  | 1.0482 | 1.0489 | 1.0502 | 1.0482 | 1.0489 | 1.0502 | -0.080574 | -119.9786 | 119.9385 | -0.080574 | -119.9786 | 119.9385
Line11_12_13 | 0 | 0 | 0 | 0 | 0 | 0 | 0 | 0 | 0 | 0 | 0 | 0 | -3.3671e-11 | -2.0703e-11 | 3.8749e-12 | 3.3671e-11 | 2.0703e-11 | -3.8749e-12 | 2.8375e-11 | -7.5203e-12 | 2.1711e-11 | -2.8375e-11 | 7.5203e-12 | -2.1711e-11 | 0 | 0 | 0 | 0 | 0 | 0 |  | 1.0482 | 1.0489 | 1.0502 | 1.0482 | 1.0489 | 1.0502 | -0.080574 | -119.9786 | 119.9385 | -0.080574 | -119.9786 | 119.9385
Line12_13_15 | 0 | 0 | 0 | 0 | 0 | 0 | 0 | 0 | 0 | 0 | 0 | 0 | -2.02e-11 | -1.2423e-11 | 2.3226e-12 | 2.02e-11 | 1.2423e-11 | -2.3226e-12 | 1.7026e-11 | -4.5152e-12 | 1.3028e-11 | -1.7026e-11 | 4.5152e-12 | -1.3028e-11 | 0 | 0 | 0 | 0 | 0 | 0 |  | 1.0482 | 1.0489 | 1.0502 | 1.0482 | 1.0489 | 1.0502 | -0.080574 | -119.9786 | 119.9385 | -0.080574 | -119.9786 | 119.9385
Line13_13_14 | 0 | 0 | 0 | 0 | 0 | 0 | 0 | 0 | 0 | 0 | 0 | 0 | -6.7381e-12 | -4.1398e-12 | 7.7805e-13 | 6.7381e-12 | 4.1398e-12 | -7.7805e-13 | 5.6738e-12 | -1.5e-12 | 4.3394e-12 | -5.6738e-12 | 1.5e-12 | -4.3394e-12 | 0 | 0 | 0 | 0 | 0 | 0 |  | 1.0482 | 1.0489 | 1.0502 | 1.0482 | 1.0489 | 1.0502 | -0.080574 | -119.9786 | 119.9385 | -0.080574 | -119.9786 | 119.9385
Line14_15_16 | 0 | 0 | 0 | 0 | 0 | 0 | 0 | 0 | 0 | 0 | 0 | 0 | -1.3467e-11 | -8.2817e-12 | 1.5484e-12 | 1.3467e-11 | 8.2817e-12 | -1.5484e-12 | 1.1351e-11 | -3.0101e-12 | 8.6856e-12 | -1.1351e-11 | 3.0101e-12 | -8.6856e-12 | 0 | 0 | 0 | 0 | 0 | 0 |  | 1.0482 | 1.0489 | 1.0502 | 1.0482 | 1.0489 | 1.0502 | -0.080574 | -119.9786 | 119.9385 | -0.080574 | -119.9786 | 119.9385
Line15_16_17 | 0 | 0 | 0 | 0 | 0 | 0 | 0 | 0 | 0 | 0 | 0 | 0 | -6.7333e-12 | -4.1408e-12 | 7.7421e-13 | 6.7333e-12 | 4.1408e-12 | -7.7421e-13 | 5.6754e-12 | -1.5051e-12 | 4.3428e-12 | -5.6754e-12 | 1.5051e-12 | -4.3428e-12 | 0 | 0 | 0 | 0 | 0 | 0 |  | 1.0482 | 1.0489 | 1.0502 | 1.0482 | 1.0489 | 1.0502 | -0.080574 | -119.9786 | 119.9385 | -0.080574 | -119.9786 | 119.9385
Line16_4_18 | 0.034082 | 0 | 0 | 0.034082 | 0 | 0 | 0.0078709 | 0 | 0 | 0.0078709 | 0 | 0 | 0.0058177 | 7.2279e-12 | -2.4195e-11 | -0.005808 | 8.8587e-12 | 4.9453e-13 | 0.0058273 | -2.3735e-11 | 5.6949e-12 | -0.005808 | 5.7335e-12 | -1.0563e-11 | -45.1661 | 0 | 0 | 134.8339 | 0 | 0 |  | 1.0462 | 1.0481 | 1.05 | 1.0435 | 1.0477 | 1.0499 | -0.11851 | -119.9386 | 119.8797 | -0.16613 | -119.9186 | 119.8503
Line17_5_19 | 0 | 0 | 0 | 0 | 0 | 0 | 0 | 0 | 0 | 0 | 0 | 0 | -6.7333e-12 | -4.1408e-12 | 7.7421e-13 | 6.7333e-12 | 4.1408e-12 | -7.7421e-13 | 5.6754e-12 | -1.5051e-12 | 4.3428e-12 | -5.6754e-12 | 1.5051e-12 | -4.3428e-12 | 0 | 0 | 0 | 0 | 0 | 0 |  | 1.0482 | 1.0489 | 1.0502 | 1.0482 | 1.0489 | 1.0502 | -0.080574 | -119.9786 | 119.9385 | -0.080574 | -119.9786 | 119.9385
Line1_1_3 | 0 | 0 | 0 | 0 | 0 | 0 | 0 | 0 | 0 | 0 | 0 | 0 | -5.3871e-11 | -3.3126e-11 | 6.1975e-12 | 5.3871e-11 | 3.3126e-11 | -6.1975e-12 | 4.5402e-11 | -1.2036e-11 | 3.4739e-11 | -4.5402e-11 | 1.2036e-11 | -3.4739e-11 | 0 | 0 | 0 | 0 | 0 | 0 |  | 1.0482 | 1.0489 | 1.0502 | 1.0482 | 1.0489 | 1.0502 | -0.080574 | -119.9786 | 119.9385 | -0.080574 | -119.9786 | 119.9385
Line2_1_4 | 0.022721 | 0.011361 | 0.011361 | 0.022721 | 0.011361 | 0.011361 | 0.0052473 | 0.0026236 | 0.0026236 | 0.0052473 | 0.0026236 | 0.0026236 | 0.0038836 | -0.00072097 | 0.0026628 | -0.0038784 | 0.00072226 | -0.0026615 | 0.0038952 | 0.0026559 | -0.00070828 | -0.0038849 | -0.0026533 | 0.00071086 | -45.1661 | 134.8339 | 134.8339 | 134.8339 | -45.1661 | -45.1661 |  | 1.0482 | 1.0489 | 1.0502 | 1.0462 | 1.0481 | 1.05 | -0.080574 | -119.9786 | 119.9385 | -0.11851 | -119.9386 | 119.8797
Line3_1_5 | 0 | 0 | 0 | 0 | 0 | 0 | 0 | 0 | 0 | 0 | 0 | 0 | -1.3467e-11 | -8.2817e-12 | 1.5484e-12 | 1.3467e-11 | 8.2817e-12 | -1.5484e-12 | 1.1351e-11 | -3.0101e-12 | 8.6856e-12 | -1.1351e-11 | 3.0101e-12 | -8.6856e-12 | 0 | 0 | 0 | 0 | 0 | 0 |  | 1.0482 | 1.0489 | 1.0502 | 1.0482 | 1.0489 | 1.0502 | -0.080574 | -119.9786 | 119.9385 | -0.080574 | -119.9786 | 119.9385
Line4_2_6 | 0 | 0 | 0 | 0 | 0 | 0 | 0 | 0 | 0 | 0 | 0 | 0 | -3.3674e-11 | -2.0703e-11 | 3.8774e-12 | 3.3674e-11 | 2.0703e-11 | -3.8774e-12 | 2.8374e-11 | -7.517e-12 | 2.1708e-11 | -2.8374e-11 | 7.517e-12 | -2.1708e-11 | 0 | 0 | 0 | 0 | 0 | 0 |  | 1.0482 | 1.0489 | 1.0502 | 1.0482 | 1.0489 | 1.0502 | -0.080574 | -119.9786 | 119.9385 | -0.080574 | -119.9786 | 119.9385
Line5_6_7 | 0 | 0 | 0 | 0 | 0 | 0 | 0 | 0 | 0 | 0 | 0 | 0 | -2.6941e-11 | -1.6562e-11 | 3.1032e-12 | 2.6941e-11 | 1.6562e-11 | -3.1032e-12 | 2.2699e-11 | -6.0119e-12 | 1.7365e-11 | -2.2699e-11 | 6.0119e-12 | -1.7365e-11 | 0 | 0 | 0 | 0 | 0 | 0 |  | 1.0482 | 1.0489 | 1.0502 | 1.0482 | 1.0489 | 1.0502 | -0.080574 | -119.9786 | 119.9385 | -0.080574 | -119.9786 | 119.9385
Line6_7_8 | 0 | 0 | 0 | 0 | 0 | 0 | 0 | 0 | 0 | 0 | 0 | 0 | -2.02e-11 | -1.2423e-11 | 2.3226e-12 | 2.02e-11 | 1.2423e-11 | -2.3226e-12 | 1.7026e-11 | -4.5152e-12 | 1.3028e-11 | -1.7026e-11 | 4.5152e-12 | -1.3028e-11 | 0 | 0 | 0 | 0 | 0 | 0 |  | 1.0482 | 1.0489 | 1.0502 | 1.0482 | 1.0489 | 1.0502 | -0.080574 | -119.9786 | 119.9385 | -0.080574 | -119.9786 | 119.9385
Line7_8_9 | 0 | 0 | 0 | 0 | 0 | 0 | 0 | 0 | 0 | 0 | 0 | 0 | -6.7333e-12 | -4.1408e-12 | 7.7421e-13 | 6.7333e-12 | 4.1408e-12 | -7.7421e-13 | 5.6754e-12 | -1.5051e-12 | 4.3428e-12 | -5.6754e-12 | 1.5051e-12 | -4.3428e-12 | 0 | 0 | 0 | 0 | 0 | 0 |  | 1.0482 | 1.0489 | 1.0502 | 1.0482 | 1.0489 | 1.0502 | -0.080574 | -119.9786 | 119.9385 | -0.080574 | -119.9786 | 119.9385
Line8_8_10 | 0 | 0 | 0 | 0 | 0 | 0 | 0 | 0 | 0 | 0 | 0 | 0 | -6.7333e-12 | -4.1408e-12 | 7.7421e-13 | 6.7333e-12 | 4.1408e-12 | -7.7421e-13 | 5.6754e-12 | -1.5051e-12 | 4.3428e-12 | -5.6754e-12 | 1.5051e-12 | -4.3428e-12 | 0 | 0 | 0 | 0 | 0 | 0 |  | 1.0482 | 1.0489 | 1.0502 | 1.0482 | 1.0489 | 1.0502 | -0.080574 | -119.9786 | 119.9385 | -0.080574 | -119.9786 | 119.9385
Line9_3_11 | 0 | 0 | 0 | 0 | 0 | 0 | 0 | 0 | 0 | 0 | 0 | 0 | -4.7138e-11 | -2.8985e-11 | 5.4233e-12 | 4.7138e-11 | 2.8985e-11 | -5.4233e-12 | 3.9726e-11 | -1.053e-11 | 3.0396e-11 | -3.9726e-11 | 1.053e-11 | -3.0396e-11 | 0 | 0 | 0 | 0 | 0 | 0 |  | 1.0482 | 1.0489 | 1.0502 | 1.0482 | 1.0489 | 1.0502 | -0.080574 | -119.9786 | 119.9385 | -0.080574 | -119.9786 | 119.9385

## LG_max_fault_10
name | pf_ikss_a_from_ka | pf_ikss_b_from_ka | pf_ikss_c_from_ka | pf_ikss_a_to_ka | pf_ikss_b_to_ka | pf_ikss_c_to_ka | pf_skss_a_from_mw | pf_skss_b_from_mw | pf_skss_c_from_mw | pf_skss_a_to_mw | pf_skss_b_to_mw | pf_skss_c_to_mw | pf_p_a_from_mw | pf_p_b_from_mw | pf_p_c_from_mw | pf_p_a_to_mw | pf_p_b_to_mw | pf_p_c_to_mw | pf_q_a_from_mvar | pf_q_b_from_mvar | pf_q_c_from_mvar | pf_q_a_to_mvar | pf_q_b_to_mvar | pf_q_c_to_mvar | pf_ikss_a_from_degree | pf_ikss_b_from_degree | pf_ikss_c_from_degree | pf_ikss_a_to_degree | pf_ikss_b_to_degree | pf_ikss_c_to_degree | 3xI0 | pf_vm_a_from_pu | pf_vm_b_from_pu | pf_vm_c_from_pu | pf_vm_a_to_pu | pf_vm_b_to_pu | pf_vm_c_to_pu | pf_va_a_from_degree | pf_va_b_from_degree | pf_va_c_from_degree | pf_va_a_to_degree | pf_va_b_to_degree | pf_va_c_to_degree
Line0_1_2 | 0 | 0 | 0 | 0 | 0 | 0 | 0 | 0 | 0 | 0 | 0 | 0 | -4.6436e-11 | -2.855e-11 | 5.3455e-12 | 4.6436e-11 | 2.855e-11 | -5.3455e-12 | 3.913e-11 | -1.0371e-11 | 2.9941e-11 | -3.913e-11 | 1.0371e-11 | -2.9941e-11 | 0 | 0 | 0 | 0 | 0 | 0 |  | 1.0981 | 1.0988 | 1.1002 | 1.0981 | 1.0988 | 1.1002 | -0.084376 | -119.9776 | 119.9356 | -0.084376 | -119.9776 | 119.9356
Line10_11_12 | 0 | 0 | 0 | 0 | 0 | 0 | 0 | 0 | 0 | 0 | 0 | 0 | -4.6432e-11 | -2.8551e-11 | 5.3427e-12 | 4.6432e-11 | 2.8551e-11 | -5.3427e-12 | 3.9131e-11 | -1.0375e-11 | 2.9943e-11 | -3.9131e-11 | 1.0375e-11 | -2.9943e-11 | 0 | 0 | 0 | 0 | 0 | 0 |  | 1.0981 | 1.0988 | 1.1002 | 1.0981 | 1.0988 | 1.1002 | -0.084376 | -119.9776 | 119.9356 | -0.084376 | -119.9776 | 119.9356
Line11_12_13 | 0 | 0 | 0 | 0 | 0 | 0 | 0 | 0 | 0 | 0 | 0 | 0 | -3.8694e-11 | -2.3792e-11 | 4.4529e-12 | 3.8694e-11 | 2.3792e-11 | -4.4529e-12 | 3.2609e-11 | -8.6447e-12 | 2.4952e-11 | -3.2609e-11 | 8.6447e-12 | -2.4952e-11 | 0 | 0 | 0 | 0 | 0 | 0 |  | 1.0981 | 1.0988 | 1.1002 | 1.0981 | 1.0988 | 1.1002 | -0.084376 | -119.9776 | 119.9356 | -0.084376 | -119.9776 | 119.9356
Line12_13_15 | 0 | 0 | 0 | 0 | 0 | 0 | 0 | 0 | 0 | 0 | 0 | 0 | -2.3213e-11 | -1.4276e-11 | 2.6692e-12 | 2.3213e-11 | 1.4276e-11 | -2.6692e-12 | 1.9567e-11 | -5.1901e-12 | 1.4973e-11 | -1.9567e-11 | 5.1901e-12 | -1.4973e-11 | 0 | 0 | 0 | 0 | 0 | 0 |  | 1.0981 | 1.0988 | 1.1002 | 1.0981 | 1.0988 | 1.1002 | -0.084376 | -119.9776 | 119.9356 | -0.084376 | -119.9776 | 119.9356
Line13_13_14 | 0 | 0 | 0 | 0 | 0 | 0 | 0 | 0 | 0 | 0 | 0 | 0 | -7.7431e-12 | -4.7575e-12 | 8.9396e-13 | 7.7431e-12 | 4.7575e-12 | -8.9396e-13 | 6.5204e-12 | -1.7245e-12 | 4.9874e-12 | -6.5204e-12 | 1.7245e-12 | -4.9874e-12 | 0 | 0 | 0 | 0 | 0 | 0 |  | 1.0981 | 1.0988 | 1.1002 | 1.0981 | 1.0988 | 1.1002 | -0.084376 | -119.9776 | 119.9356 | -0.084376 | -119.9776 | 119.9356
Line14_15_16 | 0 | 0 | 0 | 0 | 0 | 0 | 0 | 0 | 0 | 0 | 0 | 0 | -1.5476e-11 | -9.5173e-12 | 1.7795e-12 | 1.5476e-11 | 9.5173e-12 | -1.7795e-12 | 1.3044e-11 | -3.4601e-12 | 9.9823e-12 | -1.3044e-11 | 3.4601e-12 | -9.9823e-12 | 0 | 0 | 0 | 0 | 0 | 0 |  | 1.0981 | 1.0988 | 1.1002 | 1.0981 | 1.0988 | 1.1002 | -0.084376 | -119.9776 | 119.9356 | -0.084376 | -119.9776 | 119.9356
Line15_16_17 | 0 | 0 | 0 | 0 | 0 | 0 | 0 | 0 | 0 | 0 | 0 | 0 | -7.7378e-12 | -4.7586e-12 | 8.8974e-13 | 7.7378e-12 | 4.7586e-12 | -8.8974e-13 | 6.5222e-12 | -1.73e-12 | 4.9911e-12 | -6.5222e-12 | 1.73e-12 | -4.9911e-12 | 0 | 0 | 0 | 0 | 0 | 0 |  | 1.0981 | 1.0988 | 1.1002 | 1.0981 | 1.0988 | 1.1002 | -0.084376 | -119.9776 | 119.9356 | -0.084376 | -119.9776 | 119.9356
Line16_4_18 | 0.035702 | 0 | 0 | 0.035702 | 0 | 0 | 0.0082451 | 0 | 0 | 0.0082451 | 0 | 0 | 0.0063839 | 7.7194e-12 | -2.6512e-11 | -0.0063733 | 9.9351e-12 | 5.0238e-13 | 0.0063945 | -2.6124e-11 | 6.4745e-12 | -0.0063733 | 6.3708e-12 | -1.1817e-11 | -45.1699 | 0 | 0 | 134.8301 | 0 | 0 |  | 1.0959 | 1.098 | 1.1 | 1.0932 | 1.0975 | 1.0999 | -0.12231 | -119.9376 | 119.8768 | -0.16993 | -119.9175 | 119.8474
Line17_5_19 | 0 | 0 | 0 | 0 | 0 | 0 | 0 | 0 | 0 | 0 | 0 | 0 | -7.7378e-12 | -4.7586e-12 | 8.8974e-13 | 7.7378e-12 | 4.7586e-12 | -8.8974e-13 | 6.5222e-12 | -1.73e-12 | 4.9911e-12 | -6.5222e-12 | 1.73e-12 | -4.9911e-12 | 0 | 0 | 0 | 0 | 0 | 0 |  | 1.0981 | 1.0988 | 1.1002 | 1.0981 | 1.0988 | 1.1002 | -0.084376 | -119.9776 | 119.9356 | -0.084376 | -119.9776 | 119.9356
Line1_1_3 | 0 | 0 | 0 | 0 | 0 | 0 | 0 | 0 | 0 | 0 | 0 | 0 | -6.1908e-11 | -3.8068e-11 | 7.1221e-12 | 6.1908e-11 | 3.8068e-11 | -7.1221e-12 | 5.2176e-11 | -1.3835e-11 | 3.9925e-11 | -5.2176e-11 | 1.3835e-11 | -3.9925e-11 | 0 | 0 | 0 | 0 | 0 | 0 |  | 1.0981 | 1.0988 | 1.1002 | 1.0981 | 1.0988 | 1.1002 | -0.084376 | -119.9776 | 119.9356 | -0.084376 | -119.9776 | 119.9356
Line2_1_4 | 0.023802 | 0.011901 | 0.011901 | 0.023802 | 0.011901 | 0.011901 | 0.0054967 | 0.0027484 | 0.0027484 | 0.0054967 | 0.0027484 | 0.0027484 | 0.0042616 | -0.00079141 | 0.0029222 | -0.0042559 | 0.00079283 | -0.0029208 | 0.0042744 | 0.0029144 | -0.00077724 | -0.004263 | -0.0029116 | 0.00078007 | -45.1699 | 134.8301 | 134.8301 | 134.8301 | -45.1699 | -45.1699 |  | 1.0981 | 1.0988 | 1.1002 | 1.0959 | 1.098 | 1.1 | -0.084376 | -119.9776 | 119.9356 | -0.12231 | -119.9376 | 119.8768
Line3_1_5 | 0 | 0 | 0 | 0 | 0 | 0 | 0 | 0 | 0 | 0 | 0 | 0 | -1.5476e-11 | -9.5173e-12 | 1.7795e-12 | 1.5476e-11 | 9.5173e-12 | -1.7795e-12 | 1.3044e-11 | -3.4601e-12 | 9.9823e-12 | -1.3044e-11 | 3.4601e-12 | -9.9823e-12 | 0 | 0 | 0 | 0 | 0 | 0 |  | 1.0981 | 1.0988 | 1.1002 | 1.0981 | 1.0988 | 1.1002 | -0.084376 | -119.9776 | 119.9356 | -0.084376 | -119.9776 | 119.9356
Line4_2_6 | 0 | 0 | 0 | 0 | 0 | 0 | 0 | 0 | 0 | 0 | 0 | 0 | -3.8698e-11 | -2.3791e-11 | 4.4557e-12 | 3.8698e-11 | 2.3791e-11 | -4.4557e-12 | 3.2608e-11 | -8.641e-12 | 2.4949e-11 | -3.2608e-11 | 8.641e-12 | -2.4949e-11 | 0 | 0 | 0 | 0 | 0 | 0 |  | 1.0981 | 1.0988 | 1.1002 | 1.0981 | 1.0988 | 1.1002 | -0.084376 | -119.9776 | 119.9356 | -0.084376 | -119.9776 | 119.9356
Line5_6_7 | 0 | 0 | 0 | 0 | 0 | 0 | 0 | 0 | 0 | 0 | 0 | 0 | -3.096e-11 | -1.9033e-11 | 3.566e-12 | 3.096e-11 | 1.9033e-11 | -3.566e-12 | 2.6086e-11 | -6.911e-12 | 1.9958e-11 | -2.6086e-11 | 6.911e-12 | -1.9958e-11 | 0 | 0 | 0 | 0 | 0 | 0 |  | 1.0981 | 1.0988 | 1.1002 | 1.0981 | 1.0988 | 1.1002 | -0.084376 | -119.9776 | 119.9356 | -0.084376 | -119.9776 | 119.9356
Line6_7_8 | 0 | 0 | 0 | 0 | 0 | 0 | 0 | 0 | 0 | 0 | 0 | 0 | -2.3213e-11 | -1.4276e-11 | 2.6692e-12 | 2.3213e-11 | 1.4276e-11 | -2.6692e-12 | 1.9567e-11 | -5.1901e-12 | 1.4973e-11 | -1.9567e-11 | 5.1901e-12 | -1.4973e-11 | 0 | 0 | 0 | 0 | 0 | 0 |  | 1.0981 | 1.0988 | 1.1002 | 1.0981 | 1.0988 | 1.1002 | -0.084376 | -119.9776 | 119.9356 | -0.084376 | -119.9776 | 119.9356
Line7_8_9 | 0 | 0 | 0 | 0 | 0 | 0 | 0 | 0 | 0 | 0 | 0 | 0 | -7.7378e-12 | -4.7586e-12 | 8.8974e-13 | 7.7378e-12 | 4.7586e-12 | -8.8974e-13 | 6.5222e-12 | -1.73e-12 | 4.9911e-12 | -6.5222e-12 | 1.73e-12 | -4.9911e-12 | 0 | 0 | 0 | 0 | 0 | 0 |  | 1.0981 | 1.0988 | 1.1002 | 1.0981 | 1.0988 | 1.1002 | -0.084376 | -119.9776 | 119.9356 | -0.084376 | -119.9776 | 119.9356
Line8_8_10 | 0 | 0 | 0 | 0 | 0 | 0 | 0 | 0 | 0 | 0 | 0 | 0 | -7.7378e-12 | -4.7586e-12 | 8.8974e-13 | 7.7378e-12 | 4.7586e-12 | -8.8974e-13 | 6.5222e-12 | -1.73e-12 | 4.9911e-12 | -6.5222e-12 | 1.73e-12 | -4.9911e-12 | 0 | 0 | 0 | 0 | 0 | 0 |  | 1.0981 | 1.0988 | 1.1002 | 1.0981 | 1.0988 | 1.1002 | -0.084376 | -119.9776 | 119.9356 | -0.084376 | -119.9776 | 119.9356
Line9_3_11 | 0 | 0 | 0 | 0 | 0 | 0 | 0 | 0 | 0 | 0 | 0 | 0 | -5.417e-11 | -3.3309e-11 | 6.2324e-12 | 5.417e-11 | 3.3309e-11 | -6.2324e-12 | 4.5653e-11 | -1.2105e-11 | 3.4934e-11 | -4.5653e-11 | 1.2105e-11 | -3.4934e-11 | 0 | 0 | 0 | 0 | 0 | 0 |  | 1.0981 | 1.0988 | 1.1002 | 1.0981 | 1.0988 | 1.1002 | -0.084376 | -119.9776 | 119.9356 | -0.084376 | -119.9776 | 119.9356

## LG_min_6
name | pf_ikss_a_from_ka | pf_ikss_b_from_ka | pf_ikss_c_from_ka | pf_ikss_a_to_ka | pf_ikss_b_to_ka | pf_ikss_c_to_ka | pf_skss_a_from_mw | pf_skss_b_from_mw | pf_skss_c_from_mw | pf_skss_a_to_mw | pf_skss_b_to_mw | pf_skss_c_to_mw | pf_p_a_from_mw | pf_p_b_from_mw | pf_p_c_from_mw | pf_p_a_to_mw | pf_p_b_to_mw | pf_p_c_to_mw | pf_q_a_from_mvar | pf_q_b_from_mvar | pf_q_c_from_mvar | pf_q_a_to_mvar | pf_q_b_to_mvar | pf_q_c_to_mvar | pf_ikss_a_from_degree | pf_ikss_b_from_degree | pf_ikss_c_from_degree | pf_ikss_a_to_degree | pf_ikss_b_to_degree | pf_ikss_c_to_degree | 3xI0 | pf_vm_a_from_pu | pf_vm_b_from_pu | pf_vm_c_from_pu | pf_vm_a_to_pu | pf_vm_b_to_pu | pf_vm_c_to_pu | pf_va_a_from_degree | pf_va_b_from_degree | pf_va_c_from_degree | pf_va_a_to_degree | pf_va_b_to_degree | pf_va_c_to_degree
Line0_1_2 | 0 | 0 | 0 | 0 | 0 | 0 | 0 | 0 | 0 | 0 | 0 | 0 | -3.413e-09 | -2.0514e-09 | 3.4571e-10 | 3.413e-09 | 2.0514e-09 | -3.4571e-10 | 2.7676e-09 | -1.5232e-09 | 2.907e-09 | -2.7676e-09 | 1.5232e-09 | -2.907e-09 | 0 | 0 | 0 | 0 | 0 | 0 |  | 0.71749 | 0.83464 | 0.95631 | 0.71749 | 0.83464 | 0.95631 | -10.6355 | -114.9886 | 111.6351 | -10.6355 | -114.9886 | 111.6351
Line10_11_12 | 0 | 0 | 0 | 0 | 0 | 0 | 0 | 0 | 0 | 0 | 0 | 0 | -3.4128e-09 | -2.0514e-09 | 3.4554e-10 | 3.4128e-09 | 2.0514e-09 | -3.4554e-10 | 2.7676e-09 | -1.5234e-09 | 2.9073e-09 | -2.7676e-09 | 1.5234e-09 | -2.9073e-09 | 0 | 0 | 0 | 0 | 0 | 0 |  | 0.71749 | 0.83464 | 0.95631 | 0.71749 | 0.83464 | 0.95631 | -10.6355 | -114.9886 | 111.6351 | -10.6355 | -114.9886 | 111.6351
Line11_12_13 | 0 | 0 | 0 | 0 | 0 | 0 | 0 | 0 | 0 | 0 | 0 | 0 | -2.8441e-09 | -1.7095e-09 | 2.8799e-10 | 2.8441e-09 | 1.7095e-09 | -2.8799e-10 | 2.3063e-09 | -1.2695e-09 | 2.4227e-09 | -2.3063e-09 | 1.2695e-09 | -2.4227e-09 | 0 | 0 | 0 | 0 | 0 | 0 |  | 0.71749 | 0.83464 | 0.95631 | 0.71749 | 0.83464 | 0.95631 | -10.6355 | -114.9886 | 111.6351 | -10.6355 | -114.9886 | 111.6351
Line12_13_15 | 0 | 0 | 0 | 0 | 0 | 0 | 0 | 0 | 0 | 0 | 0 | 0 | -1.7062e-09 | -1.0258e-09 | 1.7265e-10 | 1.7062e-09 | 1.0258e-09 | -1.7265e-10 | 1.3838e-09 | -7.6191e-10 | 1.4538e-09 | -1.3838e-09 | 7.6191e-10 | -1.4538e-09 | 0 | 0 | 0 | 0 | 0 | 0 |  | 0.71749 | 0.83464 | 0.95631 | 0.71749 | 0.83464 | 0.95631 | -10.6355 | -114.9886 | 111.6351 | -10.6355 | -114.9886 | 111.6351
Line13_13_14 | 0 | 0 | 0 | 0 | 0 | 0 | 0 | 0 | 0 | 0 | 0 | 0 | -5.6908e-10 | -3.4184e-10 | 5.7798e-11 | 5.6908e-10 | 3.4184e-10 | -5.7798e-11 | 4.6125e-10 | -2.5359e-10 | 4.8424e-10 | -4.6125e-10 | 2.5359e-10 | -4.8424e-10 | 0 | 0 | 0 | 0 | 0 | 0 |  | 0.71749 | 0.83464 | 0.95631 | 0.71749 | 0.83464 | 0.95631 | -10.6355 | -114.9886 | 111.6351 | -10.6355 | -114.9886 | 111.6351
Line14_15_16 | 0 | 0 | 0 | 0 | 0 | 0 | 0 | 0 | 0 | 0 | 0 | 0 | -1.1375e-09 | -6.8384e-10 | 1.151e-10 | 1.1375e-09 | 6.8384e-10 | -1.151e-10 | 9.2253e-10 | -5.0794e-10 | 9.6921e-10 | -9.2253e-10 | 5.0794e-10 | -9.6921e-10 | 0 | 0 | 0 | 0 | 0 | 0 |  | 0.71749 | 0.83464 | 0.95631 | 0.71749 | 0.83464 | 0.95631 | -10.6355 | -114.9886 | 111.6351 | -10.6355 | -114.9886 | 111.6351
Line15_16_17 | 0 | 0 | 0 | 0 | 0 | 0 | 0 | 0 | 0 | 0 | 0 | 0 | -5.6874e-10 | -3.4192e-10 | 5.7548e-11 | 5.6874e-10 | 3.4192e-10 | -5.7548e-11 | 4.6127e-10 | -2.5397e-10 | 4.846e-10 | -4.6127e-10 | 2.5397e-10 | -4.846e-10 | 0 | 0 | 0 | 0 | 0 | 0 |  | 0.71749 | 0.83464 | 0.95631 | 0.71749 | 0.83464 | 0.95631 | -10.6355 | -114.9886 | 111.6351 | -10.6355 | -114.9886 | 111.6351
Line16_4_18 | 3.9844 | 0 | 0 | 3.9844 | 0 | 0 | 0.92016 | 0 | 0 | 0.92016 | 0 | 0 | 0.25401 | 2.3798e-09 | -2.8874e-09 | -7.8438e-14 | 2.1884e-10 | 8.5683e-11 | 0.26459 | -1.1728e-09 | -3.0173e-11 | 1.3958e-13 | 1.0399e-09 | -1.1168e-09 | -56.8047 | 0 | 0 | 123.1953 | 0 | 0 |  | 0.39861 | 0.80998 | 0.88155 | 0 | 0.80923 | 0.85293 | -10.6355 | -103.9947 | 102.8383 | 0 | -98.3508 | 97.9202
Line17_5_19 | 0 | 0 | 0 | 0 | 0 | 0 | 0 | 0 | 0 | 0 | 0 | 0 | -5.6874e-10 | -3.4192e-10 | 5.7548e-11 | 5.6874e-10 | 3.4192e-10 | -5.7548e-11 | 4.6127e-10 | -2.5397e-10 | 4.846e-10 | -4.6127e-10 | 2.5397e-10 | -4.846e-10 | 0 | 0 | 0 | 0 | 0 | 0 |  | 0.71749 | 0.83464 | 0.95631 | 0.71749 | 0.83464 | 0.95631 | -10.6355 | -114.9886 | 111.6351 | -10.6355 | -114.9886 | 111.6351
Line1_1_3 | 0 | 0 | 0 | 0 | 0 | 0 | 0 | 0 | 0 | 0 | 0 | 0 | -4.5503e-09 | -2.7353e-09 | 4.6064e-10 | 4.5503e-09 | 2.7353e-09 | -4.6064e-10 | 3.6901e-09 | -2.0314e-09 | 3.8765e-09 | -3.6901e-09 | 2.0314e-09 | -3.8765e-09 | 0 | 0 | 0 | 0 | 0 | 0 |  | 0.71749 | 0.83464 | 0.95631 | 0.71749 | 0.83464 | 0.95631 | -10.6355 | -114.9886 | 111.6351 | -10.6355 | -114.9886 | 111.6351
Line2_1_4 | 2.6563 | 1.3281 | 1.3281 | 2.6563 | 1.3281 | 1.3281 | 0.61344 | 0.30672 | 0.30672 | 0.61344 | 0.30672 | 0.30672 | 0.30481 | -0.13496 | 0.28737 | -0.16934 | 0.16883 | -0.2535 | 0.31751 | 0.21754 | -0.058781 | -0.1764 | -0.18226 | 0.09406 | -56.8047 | 123.1953 | 123.1953 | 123.1953 | -56.8047 | -56.8047 |  | 0.71749 | 0.83464 | 0.95631 | 0.39861 | 0.80998 | 0.88155 | -10.6355 | -114.9886 | 111.6351 | -10.6355 | -103.9947 | 102.8383
Line3_1_5 | 0 | 0 | 0 | 0 | 0 | 0 | 0 | 0 | 0 | 0 | 0 | 0 | -1.1375e-09 | -6.8384e-10 | 1.151e-10 | 1.1375e-09 | 6.8384e-10 | -1.151e-10 | 9.2253e-10 | -5.0794e-10 | 9.6921e-10 | -9.2253e-10 | 5.0794e-10 | -9.6921e-10 | 0 | 0 | 0 | 0 | 0 | 0 |  | 0.71749 | 0.83464 | 0.95631 | 0.71749 | 0.83464 | 0.95631 | -10.6355 | -114.9886 | 111.6351 | -10.6355 | -114.9886 | 111.6351
Line4_2_6 | 0 | 0 | 0 | 0 | 0 | 0 | 0 | 0 | 0 | 0 | 0 | 0 | -2.8443e-09 | -1.7095e-09 | 2.8816e-10 | 2.8443e-09 | 1.7095e-09 | -2.8816e-10 | 2.3063e-09 | -1.2692e-09 | 2.4224e-09 | -2.3063e-09 | 1.2692e-09 | -2.4224e-09 | 0 | 0 | 0 | 0 | 0 | 0 |  | 0.71749 | 0.83464 | 0.95631 | 0.71749 | 0.83464 | 0.95631 | -10.6355 | -114.9886 | 111.6351 | -10.6355 | -114.9886 | 111.6351
Line5_6_7 | 0 | 0 | 0 | 0 | 0 | 0 | 0 | 0 | 0 | 0 | 0 | 0 | -2.2755e-09 | -1.3675e-09 | 2.3061e-10 | 2.2755e-09 | 1.3675e-09 | -2.3061e-10 | 1.845e-09 | -1.0153e-09 | 1.9378e-09 | -1.845e-09 | 1.0153e-09 | -1.9378e-09 | 0 | 0 | 0 | 0 | 0 | 0 |  | 0.71749 | 0.83464 | 0.95631 | 0.71749 | 0.83464 | 0.95631 | -10.6355 | -114.9886 | 111.6351 | -10.6355 | -114.9886 | 111.6351
Line6_7_8 | 0 | 0 | 0 | 0 | 0 | 0 | 0 | 0 | 0 | 0 | 0 | 0 | -1.7062e-09 | -1.0258e-09 | 1.7265e-10 | 1.7062e-09 | 1.0258e-09 | -1.7265e-10 | 1.3838e-09 | -7.6191e-10 | 1.4538e-09 | -1.3838e-09 | 7.6191e-10 | -1.4538e-09 | 0 | 0 | 0 | 0 | 0 | 0 |  | 0.71749 | 0.83464 | 0.95631 | 0.71749 | 0.83464 | 0.95631 | -10.6355 | -114.9886 | 111.6351 | -10.6355 | -114.9886 | 111.6351
Line7_8_9 | 0 | 0 | 0 | 0 | 0 | 0 | 0 | 0 | 0 | 0 | 0 | 0 | -5.6874e-10 | -3.4192e-10 | 5.7548e-11 | 5.6874e-10 | 3.4192e-10 | -5.7548e-11 | 4.6127e-10 | -2.5397e-10 | 4.846e-10 | -4.6127e-10 | 2.5397e-10 | -4.846e-10 | 0 | 0 | 0 | 0 | 0 | 0 |  | 0.71749 | 0.83464 | 0.95631 | 0.71749 | 0.83464 | 0.95631 | -10.6355 | -114.9886 | 111.6351 | -10.6355 | -114.9886 | 111.6351
Line8_8_10 | 0 | 0 | 0 | 0 | 0 | 0 | 0 | 0 | 0 | 0 | 0 | 0 | -5.6874e-10 | -3.4192e-10 | 5.7548e-11 | 5.6874e-10 | 3.4192e-10 | -5.7548e-11 | 4.6127e-10 | -2.5397e-10 | 4.846e-10 | -4.6127e-10 | 2.5397e-10 | -4.846e-10 | 0 | 0 | 0 | 0 | 0 | 0 |  | 0.71749 | 0.83464 | 0.95631 | 0.71749 | 0.83464 | 0.95631 | -10.6355 | -114.9886 | 111.6351 | -10.6355 | -114.9886 | 111.6351
Line9_3_11 | 0 | 0 | 0 | 0 | 0 | 0 | 0 | 0 | 0 | 0 | 0 | 0 | -3.9815e-09 | -2.3934e-09 | 4.0309e-10 | 3.9815e-09 | 2.3934e-09 | -4.0309e-10 | 3.2289e-09 | -1.7774e-09 | 3.3919e-09 | -3.2289e-09 | 1.7774e-09 | -3.3919e-09 | 0 | 0 | 0 | 0 | 0 | 0 |  | 0.71749 | 0.83464 | 0.95631 | 0.71749 | 0.83464 | 0.95631 | -10.6355 | -114.9886 | 111.6351 | -10.6355 | -114.9886 | 111.6351

## LG_min_10
name | pf_ikss_a_from_ka | pf_ikss_b_from_ka | pf_ikss_c_from_ka | pf_ikss_a_to_ka | pf_ikss_b_to_ka | pf_ikss_c_to_ka | pf_skss_a_from_mw | pf_skss_b_from_mw | pf_skss_c_from_mw | pf_skss_a_to_mw | pf_skss_b_to_mw | pf_skss_c_to_mw | pf_p_a_from_mw | pf_p_b_from_mw | pf_p_c_from_mw | pf_p_a_to_mw | pf_p_b_to_mw | pf_p_c_to_mw | pf_q_a_from_mvar | pf_q_b_from_mvar | pf_q_c_from_mvar | pf_q_a_to_mvar | pf_q_b_to_mvar | pf_q_c_to_mvar | pf_ikss_a_from_degree | pf_ikss_b_from_degree | pf_ikss_c_from_degree | pf_ikss_a_to_degree | pf_ikss_b_to_degree | pf_ikss_c_to_degree | 3xI0 | pf_vm_a_from_pu | pf_vm_b_from_pu | pf_vm_c_from_pu | pf_vm_a_to_pu | pf_vm_b_to_pu | pf_vm_c_to_pu | pf_va_a_from_degree | pf_va_b_from_degree | pf_va_c_from_degree | pf_va_a_to_degree | pf_va_b_to_degree | pf_va_c_to_degree
Line0_1_2 | 0 | 0 | 0 | 0 | 0 | 0 | 0 | 0 | 0 | 0 | 0 | 0 | -3.0632e-09 | -1.8411e-09 | 3.1027e-10 | 3.0632e-09 | 1.8411e-09 | -3.1027e-10 | 2.4839e-09 | -1.3671e-09 | 2.6091e-09 | -2.4839e-09 | 1.3671e-09 | -2.6091e-09 | 0 | 0 | 0 | 0 | 0 | 0 |  | 0.67973 | 0.79071 | 0.90597 | 0.67973 | 0.79071 | 0.90597 | -10.6355 | -114.9886 | 111.6351 | -10.6355 | -114.9886 | 111.6351
Line10_11_12 | 0 | 0 | 0 | 0 | 0 | 0 | 0 | 0 | 0 | 0 | 0 | 0 | -3.063e-09 | -1.8412e-09 | 3.1012e-10 | 3.063e-09 | 1.8412e-09 | -3.1012e-10 | 2.4839e-09 | -1.3673e-09 | 2.6093e-09 | -2.4839e-09 | 1.3673e-09 | -2.6093e-09 | 0 | 0 | 0 | 0 | 0 | 0 |  | 0.67973 | 0.79071 | 0.90597 | 0.67973 | 0.79071 | 0.90597 | -10.6355 | -114.9886 | 111.6351 | -10.6355 | -114.9886 | 111.6351
Line11_12_13 | 0 | 0 | 0 | 0 | 0 | 0 | 0 | 0 | 0 | 0 | 0 | 0 | -2.5526e-09 | -1.5343e-09 | 2.5847e-10 | 2.5526e-09 | 1.5343e-09 | -2.5847e-10 | 2.0699e-09 | -1.1394e-09 | 2.1743e-09 | -2.0699e-09 | 1.1394e-09 | -2.1743e-09 | 0 | 0 | 0 | 0 | 0 | 0 |  | 0.67973 | 0.79071 | 0.90597 | 0.67973 | 0.79071 | 0.90597 | -10.6355 | -114.9886 | 111.6351 | -10.6355 | -114.9886 | 111.6351
Line12_13_15 | 0 | 0 | 0 | 0 | 0 | 0 | 0 | 0 | 0 | 0 | 0 | 0 | -1.5314e-09 | -9.2063e-10 | 1.5495e-10 | 1.5314e-09 | 9.2063e-10 | -1.5495e-10 | 1.242e-09 | -6.8382e-10 | 1.3048e-09 | -1.242e-09 | 6.8382e-10 | -1.3048e-09 | 0 | 0 | 0 | 0 | 0 | 0 |  | 0.67973 | 0.79071 | 0.90597 | 0.67973 | 0.79071 | 0.90597 | -10.6355 | -114.9886 | 111.6351 | -10.6355 | -114.9886 | 111.6351
Line13_13_14 | 0 | 0 | 0 | 0 | 0 | 0 | 0 | 0 | 0 | 0 | 0 | 0 | -5.1075e-10 | -3.068e-10 | 5.1874e-11 | 5.1075e-10 | 3.068e-10 | -5.1874e-11 | 4.1398e-10 | -2.276e-10 | 4.3461e-10 | -4.1398e-10 | 2.276e-10 | -4.3461e-10 | 0 | 0 | 0 | 0 | 0 | 0 |  | 0.67973 | 0.79071 | 0.90597 | 0.67973 | 0.79071 | 0.90597 | -10.6355 | -114.9886 | 111.6351 | -10.6355 | -114.9886 | 111.6351
Line14_15_16 | 0 | 0 | 0 | 0 | 0 | 0 | 0 | 0 | 0 | 0 | 0 | 0 | -1.0209e-09 | -6.1375e-10 | 1.033e-10 | 1.0209e-09 | 6.1375e-10 | -1.033e-10 | 8.2798e-10 | -4.5588e-10 | 8.6987e-10 | -8.2798e-10 | 4.5588e-10 | -8.6987e-10 | 0 | 0 | 0 | 0 | 0 | 0 |  | 0.67973 | 0.79071 | 0.90597 | 0.67973 | 0.79071 | 0.90597 | -10.6355 | -114.9886 | 111.6351 | -10.6355 | -114.9886 | 111.6351
Line15_16_17 | 0 | 0 | 0 | 0 | 0 | 0 | 0 | 0 | 0 | 0 | 0 | 0 | -5.1045e-10 | -3.0688e-10 | 5.165e-11 | 5.1045e-10 | 3.0688e-10 | -5.165e-11 | 4.1399e-10 | -2.2794e-10 | 4.3493e-10 | -4.1399e-10 | 2.2794e-10 | -4.3493e-10 | 0 | 0 | 0 | 0 | 0 | 0 |  | 0.67973 | 0.79071 | 0.90597 | 0.67973 | 0.79071 | 0.90597 | -10.6355 | -114.9886 | 111.6351 | -10.6355 | -114.9886 | 111.6351
Line16_4_18 | 3.7747 | 0 | 0 | 3.7747 | 0 | 0 | 0.87173 | 0 | 0 | 0.87173 | 0 | 0 | 0.22798 | 2.1359e-09 | -2.5914e-09 | -7.0385e-14 | 1.9641e-10 | 7.6901e-11 | 0.23747 | -1.0526e-09 | -2.708e-11 | 1.2527e-13 | 9.3334e-10 | -1.0023e-09 | -56.8047 | 0 | 0 | 123.1953 | 0 | 0 |  | 0.37763 | 0.76735 | 0.83515 | 0 | 0.76664 | 0.80804 | -10.6355 | -103.9947 | 102.8383 | 0 | -98.3508 | 97.9202
Line17_5_19 | 0 | 0 | 0 | 0 | 0 | 0 | 0 | 0 | 0 | 0 | 0 | 0 | -5.1045e-10 | -3.0688e-10 | 5.165e-11 | 5.1045e-10 | 3.0688e-10 | -5.165e-11 | 4.1399e-10 | -2.2794e-10 | 4.3493e-10 | -4.1399e-10 | 2.2794e-10 | -4.3493e-10 | 0 | 0 | 0 | 0 | 0 | 0 |  | 0.67973 | 0.79071 | 0.90597 | 0.67973 | 0.79071 | 0.90597 | -10.6355 | -114.9886 | 111.6351 | -10.6355 | -114.9886 | 111.6351
Line1_1_3 | 0 | 0 | 0 | 0 | 0 | 0 | 0 | 0 | 0 | 0 | 0 | 0 | -4.0839e-09 | -2.4549e-09 | 4.1342e-10 | 4.0839e-09 | 2.4549e-09 | -4.1342e-10 | 3.3119e-09 | -1.8232e-09 | 3.4792e-09 | -3.3119e-09 | 1.8232e-09 | -3.4792e-09 | 0 | 0 | 0 | 0 | 0 | 0 |  | 0.67973 | 0.79071 | 0.90597 | 0.67973 | 0.79071 | 0.90597 | -10.6355 | -114.9886 | 111.6351 | -10.6355 | -114.9886 | 111.6351
Line2_1_4 | 2.5165 | 1.2582 | 1.2582 | 2.5165 | 1.2582 | 1.2582 | 0.58115 | 0.29058 | 0.29058 | 0.58115 | 0.29058 | 0.29058 | 0.27357 | -0.12113 | 0.25792 | -0.15198 | 0.15153 | -0.22752 | 0.28497 | 0.19524 | -0.052756 | -0.15832 | -0.16358 | 0.084419 | -56.8047 | 123.1953 | 123.1953 | 123.1953 | -56.8047 | -56.8047 |  | 0.67973 | 0.79071 | 0.90597 | 0.37763 | 0.76735 | 0.83515 | -10.6355 | -114.9886 | 111.6351 | -10.6355 | -103.9947 | 102.8383
Line3_1_5 | 0 | 0 | 0 | 0 | 0 | 0 | 0 | 0 | 0 | 0 | 0 | 0 | -1.0209e-09 | -6.1375e-10 | 1.033e-10 | 1.0209e-09 | 6.1375e-10 | -1.033e-10 | 8.2798e-10 | -4.5588e-10 | 8.6987e-10 | -8.2798e-10 | 4.5588e-10 | -8.6987e-10 | 0 | 0 | 0 | 0 | 0 | 0 |  | 0.67973 | 0.79071 | 0.90597 | 0.67973 | 0.79071 | 0.90597 | -10.6355 | -114.9886 | 111.6351 | -10.6355 | -114.9886 | 111.6351
Line4_2_6 | 0 | 0 | 0 | 0 | 0 | 0 | 0 | 0 | 0 | 0 | 0 | 0 | -2.5528e-09 | -1.5343e-09 | 2.5862e-10 | 2.5528e-09 | 1.5343e-09 | -2.5862e-10 | 2.0699e-09 | -1.1391e-09 | 2.1741e-09 | -2.0699e-09 | 1.1391e-09 | -2.1741e-09 | 0 | 0 | 0 | 0 | 0 | 0 |  | 0.67973 | 0.79071 | 0.90597 | 0.67973 | 0.79071 | 0.90597 | -10.6355 | -114.9886 | 111.6351 | -10.6355 | -114.9886 | 111.6351
Line5_6_7 | 0 | 0 | 0 | 0 | 0 | 0 | 0 | 0 | 0 | 0 | 0 | 0 | -2.0423e-09 | -1.2274e-09 | 2.0697e-10 | 2.0423e-09 | 1.2274e-09 | -2.0697e-10 | 1.6559e-09 | -9.112e-10 | 1.7392e-09 | -1.6559e-09 | 9.112e-10 | -1.7392e-09 | 0 | 0 | 0 | 0 | 0 | 0 |  | 0.67973 | 0.79071 | 0.90597 | 0.67973 | 0.79071 | 0.90597 | -10.6355 | -114.9886 | 111.6351 | -10.6355 | -114.9886 | 111.6351
Line6_7_8 | 0 | 0 | 0 | 0 | 0 | 0 | 0 | 0 | 0 | 0 | 0 | 0 | -1.5314e-09 | -9.2063e-10 | 1.5495e-10 | 1.5314e-09 | 9.2063e-10 | -1.5495e-10 | 1.242e-09 | -6.8382e-10 | 1.3048e-09 | -1.242e-09 | 6.8382e-10 | -1.3048e-09 | 0 | 0 | 0 | 0 | 0 | 0 |  | 0.67973 | 0.79071 | 0.90597 | 0.67973 | 0.79071 | 0.90597 | -10.6355 | -114.9886 | 111.6351 | -10.6355 | -114.9886 | 111.6351
Line7_8_9 | 0 | 0 | 0 | 0 | 0 | 0 | 0 | 0 | 0 | 0 | 0 | 0 | -5.1045e-10 | -3.0688e-10 | 5.165e-11 | 5.1045e-10 | 3.0688e-10 | -5.165e-11 | 4.1399e-10 | -2.2794e-10 | 4.3493e-10 | -4.1399e-10 | 2.2794e-10 | -4.3493e-10 | 0 | 0 | 0 | 0 | 0 | 0 |  | 0.67973 | 0.79071 | 0.90597 | 0.67973 | 0.79071 | 0.90597 | -10.6355 | -114.9886 | 111.6351 | -10.6355 | -114.9886 | 111.6351
Line8_8_10 | 0 | 0 | 0 | 0 | 0 | 0 | 0 | 0 | 0 | 0 | 0 | 0 | -5.1045e-10 | -3.0688e-10 | 5.165e-11 | 5.1045e-10 | 3.0688e-10 | -5.165e-11 | 4.1399e-10 | -2.2794e-10 | 4.3493e-10 | -4.1399e-10 | 2.2794e-10 | -4.3493e-10 | 0 | 0 | 0 | 0 | 0 | 0 |  | 0.67973 | 0.79071 | 0.90597 | 0.67973 | 0.79071 | 0.90597 | -10.6355 | -114.9886 | 111.6351 | -10.6355 | -114.9886 | 111.6351
Line9_3_11 | 0 | 0 | 0 | 0 | 0 | 0 | 0 | 0 | 0 | 0 | 0 | 0 | -3.5735e-09 | -2.1481e-09 | 3.6177e-10 | 3.5735e-09 | 2.1481e-09 | -3.6177e-10 | 2.8979e-09 | -1.5952e-09 | 3.0442e-09 | -2.8979e-09 | 1.5952e-09 | -3.0442e-09 | 0 | 0 | 0 | 0 | 0 | 0 |  | 0.67973 | 0.79071 | 0.90597 | 0.67973 | 0.79071 | 0.90597 | -10.6355 | -114.9886 | 111.6351 | -10.6355 | -114.9886 | 111.6351

## LG_min_fault_6
name | pf_ikss_a_from_ka | pf_ikss_b_from_ka | pf_ikss_c_from_ka | pf_ikss_a_to_ka | pf_ikss_b_to_ka | pf_ikss_c_to_ka | pf_skss_a_from_mw | pf_skss_b_from_mw | pf_skss_c_from_mw | pf_skss_a_to_mw | pf_skss_b_to_mw | pf_skss_c_to_mw | pf_p_a_from_mw | pf_p_b_from_mw | pf_p_c_from_mw | pf_p_a_to_mw | pf_p_b_to_mw | pf_p_c_to_mw | pf_q_a_from_mvar | pf_q_b_from_mvar | pf_q_c_from_mvar | pf_q_a_to_mvar | pf_q_b_to_mvar | pf_q_c_to_mvar | pf_ikss_a_from_degree | pf_ikss_b_from_degree | pf_ikss_c_from_degree | pf_ikss_a_to_degree | pf_ikss_b_to_degree | pf_ikss_c_to_degree | 3xI0 | pf_vm_a_from_pu | pf_vm_b_from_pu | pf_vm_c_from_pu | pf_vm_a_to_pu | pf_vm_b_to_pu | pf_vm_c_to_pu | pf_va_a_from_degree | pf_va_b_from_degree | pf_va_c_from_degree | pf_va_a_to_degree | pf_va_b_to_degree | pf_va_c_to_degree
Line0_1_2 | 0 | 0 | 0 | 0 | 0 | 0 | 0 | 0 | 0 | 0 | 0 | 0 | -3.4283e-11 | -2.1112e-11 | 3.9788e-12 | 3.4283e-11 | 2.1112e-11 | -3.9788e-12 | 2.8972e-11 | -7.6386e-12 | 2.2124e-11 | -2.8972e-11 | 7.6386e-12 | -2.2124e-11 | 0 | 0 | 0 | 0 | 0 | 0 |  | 0.94836 | 0.94899 | 0.95019 | 0.94836 | 0.94899 | 0.95019 | -0.083749 | -119.9779 | 119.9362 | -0.083749 | -119.9779 | 119.9362
Line10_11_12 | 0 | 0 | 0 | 0 | 0 | 0 | 0 | 0 | 0 | 0 | 0 | 0 | -3.428e-11 | -2.1113e-11 | 3.9776e-12 | 3.428e-11 | 2.1113e-11 | -3.9776e-12 | 2.8972e-11 | -7.6405e-12 | 2.2126e-11 | -2.8972e-11 | 7.6405e-12 | -2.2126e-11 | 0 | 0 | 0 | 0 | 0 | 0 |  | 0.94836 | 0.94899 | 0.95019 | 0.94836 | 0.94899 | 0.95019 | -0.083749 | -119.9779 | 119.9362 | -0.083749 | -119.9779 | 119.9362
Line11_12_13 | 0 | 0 | 0 | 0 | 0 | 0 | 0 | 0 | 0 | 0 | 0 | 0 | -2.8567e-11 | -1.7594e-11 | 3.315e-12 | 2.8567e-11 | 1.7594e-11 | -3.315e-12 | 2.4143e-11 | -6.3666e-12 | 1.8438e-11 | -2.4143e-11 | 6.3666e-12 | -1.8438e-11 | 0 | 0 | 0 | 0 | 0 | 0 |  | 0.94836 | 0.94899 | 0.95019 | 0.94836 | 0.94899 | 0.95019 | -0.083749 | -119.9779 | 119.9362 | -0.083749 | -119.9779 | 119.9362
Line12_13_15 | 0 | 0 | 0 | 0 | 0 | 0 | 0 | 0 | 0 | 0 | 0 | 0 | -1.7138e-11 | -1.0557e-11 | 1.9879e-12 | 1.7138e-11 | 1.0557e-11 | -1.9879e-12 | 1.4486e-11 | -3.8218e-12 | 1.1065e-11 | -1.4486e-11 | 3.8218e-12 | -1.1065e-11 | 0 | 0 | 0 | 0 | 0 | 0 |  | 0.94836 | 0.94899 | 0.95019 | 0.94836 | 0.94899 | 0.95019 | -0.083749 | -119.9779 | 119.9362 | -0.083749 | -119.9779 | 119.9362
Line13_13_14 | 0 | 0 | 0 | 0 | 0 | 0 | 0 | 0 | 0 | 0 | 0 | 0 | -5.7162e-12 | -3.5174e-12 | 6.6439e-13 | 5.7162e-12 | 3.5174e-12 | -6.6439e-13 | 4.8285e-12 | -1.271e-12 | 3.6853e-12 | -4.8285e-12 | 1.271e-12 | -3.6853e-12 | 0 | 0 | 0 | 0 | 0 | 0 |  | 0.94836 | 0.94899 | 0.95019 | 0.94836 | 0.94899 | 0.95019 | -0.083749 | -119.9779 | 119.9362 | -0.083749 | -119.9779 | 119.9362
Line14_15_16 | 0 | 0 | 0 | 0 | 0 | 0 | 0 | 0 | 0 | 0 | 0 | 0 | -1.1426e-11 | -7.0381e-12 | 1.3253e-12 | 1.1426e-11 | 7.0381e-12 | -1.3253e-12 | 9.6572e-12 | -2.5478e-12 | 7.3764e-12 | -9.6572e-12 | 2.5478e-12 | -7.3764e-12 | 0 | 0 | 0 | 0 | 0 | 0 |  | 0.94836 | 0.94899 | 0.95019 | 0.94836 | 0.94899 | 0.95019 | -0.083749 | -119.9779 | 119.9362 | -0.083749 | -119.9779 | 119.9362
Line15_16_17 | 0 | 0 | 0 | 0 | 0 | 0 | 0 | 0 | 0 | 0 | 0 | 0 | -5.7128e-12 | -3.5191e-12 | 6.6264e-13 | 5.7128e-12 | 3.5191e-12 | -6.6264e-13 | 4.8286e-12 | -1.2739e-12 | 3.6882e-12 | -4.8286e-12 | 1.2739e-12 | -3.6882e-12 | 0 | 0 | 0 | 0 | 0 | 0 |  | 0.94836 | 0.94899 | 0.95019 | 0.94836 | 0.94899 | 0.95019 | -0.083749 | -119.9779 | 119.9362 | -0.083749 | -119.9779 | 119.9362
Line16_4_18 | 0.030792 | 0 | 0 | 0.030792 | 0 | 0 | 0.0071111 | 0 | 0 | 0.0071111 | 0 | 0 | 0.0047559 | 1.4155e-11 | -2.391e-11 | -0.0047408 | 6.8187e-12 | 2.4271e-12 | 0.0047566 | -1.9389e-11 | -2.4782e-12 | -0.0047408 | 6.788e-12 | -9.3235e-12 | -45.0906 | 0 | 0 | 134.9094 | 0 | 0 |  | 0.94589 | 0.94835 | 0.9496 | 0.94281 | 0.94804 | 0.9493 | -0.086777 | -119.9141 | 119.871 | -0.090584 | -119.8822 | 119.8385
Line17_5_19 | 0 | 0 | 0 | 0 | 0 | 0 | 0 | 0 | 0 | 0 | 0 | 0 | -5.7128e-12 | -3.5191e-12 | 6.6264e-13 | 5.7128e-12 | 3.5191e-12 | -6.6264e-13 | 4.8286e-12 | -1.2739e-12 | 3.6882e-12 | -4.8286e-12 | 1.2739e-12 | -3.6882e-12 | 0 | 0 | 0 | 0 | 0 | 0 |  | 0.94836 | 0.94899 | 0.95019 | 0.94836 | 0.94899 | 0.95019 | -0.083749 | -119.9779 | 119.9362 | -0.083749 | -119.9779 | 119.9362
Line1_1_3 | 0 | 0 | 0 | 0 | 0 | 0 | 0 | 0 | 0 | 0 | 0 | 0 | -4.5706e-11 | -2.8151e-11 | 5.3029e-12 | 4.5706e-11 | 2.8151e-11 | -5.3029e-12 | 3.8629e-11 | -1.0188e-11 | 2.9503e-11 | -3.8629e-11 | 1.0188e-11 | -2.9503e-11 | 0 | 0 | 0 | 0 | 0 | 0 |  | 0.94836 | 0.94899 | 0.95019 | 0.94836 | 0.94899 | 0.95019 | -0.083749 | -119.9779 | 119.9362 | -0.083749 | -119.9779 | 119.9362
Line2_1_4 | 0.020528 | 0.010264 | 0.010264 | 0.020528 | 0.010264 | 0.010264 | 0.0047408 | 0.0023704 | 0.0023704 | 0.0047408 | 0.0023704 | 0.0023704 | 0.0031787 | -0.00058648 | 0.0021758 | -0.0031706 | 0.0005885 | -0.0021738 | 0.0031795 | 0.0021717 | -0.00058193 | -0.0031711 | -0.0021696 | 0.00058403 | -45.0906 | 134.9094 | 134.9094 | 134.9094 | -45.0906 | -45.0906 |  | 0.94836 | 0.94899 | 0.95019 | 0.94589 | 0.94835 | 0.9496 | -0.083749 | -119.9779 | 119.9362 | -0.086777 | -119.9141 | 119.871
Line3_1_5 | 0 | 0 | 0 | 0 | 0 | 0 | 0 | 0 | 0 | 0 | 0 | 0 | -1.1426e-11 | -7.0381e-12 | 1.3253e-12 | 1.1426e-11 | 7.0381e-12 | -1.3253e-12 | 9.6572e-12 | -2.5478e-12 | 7.3764e-12 | -9.6572e-12 | 2.5478e-12 | -7.3764e-12 | 0 | 0 | 0 | 0 | 0 | 0 |  | 0.94836 | 0.94899 | 0.95019 | 0.94836 | 0.94899 | 0.95019 | -0.083749 | -119.9779 | 119.9362 | -0.083749 | -119.9779 | 119.9362
Line4_2_6 | 0 | 0 | 0 | 0 | 0 | 0 | 0 | 0 | 0 | 0 | 0 | 0 | -2.857e-11 | -1.7593e-11 | 3.3161e-12 | 2.857e-11 | 1.7593e-11 | -3.3161e-12 | 2.4143e-11 | -6.3647e-12 | 1.8436e-11 | -2.4143e-11 | 6.3647e-12 | -1.8436e-11 | 0 | 0 | 0 | 0 | 0 | 0 |  | 0.94836 | 0.94899 | 0.95019 | 0.94836 | 0.94899 | 0.95019 | -0.083749 | -119.9779 | 119.9362 | -0.083749 | -119.9779 | 119.9362
Line5_6_7 | 0 | 0 | 0 | 0 | 0 | 0 | 0 | 0 | 0 | 0 | 0 | 0 | -2.2857e-11 | -1.4073e-11 | 2.6535e-12 | 2.2857e-11 | 1.4073e-11 | -2.6535e-12 | 1.9314e-11 | -5.0907e-12 | 1.4748e-11 | -1.9314e-11 | 5.0907e-12 | -1.4748e-11 | 0 | 0 | 0 | 0 | 0 | 0 |  | 0.94836 | 0.94899 | 0.95019 | 0.94836 | 0.94899 | 0.95019 | -0.083749 | -119.9779 | 119.9362 | -0.083749 | -119.9779 | 119.9362
Line6_7_8 | 0 | 0 | 0 | 0 | 0 | 0 | 0 | 0 | 0 | 0 | 0 | 0 | -1.7138e-11 | -1.0557e-11 | 1.9879e-12 | 1.7138e-11 | 1.0557e-11 | -1.9879e-12 | 1.4486e-11 | -3.8218e-12 | 1.1065e-11 | -1.4486e-11 | 3.8218e-12 | -1.1065e-11 | 0 | 0 | 0 | 0 | 0 | 0 |  | 0.94836 | 0.94899 | 0.95019 | 0.94836 | 0.94899 | 0.95019 | -0.083749 | -119.9779 | 119.9362 | -0.083749 | -119.9779 | 119.9362
Line7_8_9 | 0 | 0 | 0 | 0 | 0 | 0 | 0 | 0 | 0 | 0 | 0 | 0 | -5.7128e-12 | -3.5191e-12 | 6.6264e-13 | 5.7128e-12 | 3.5191e-12 | -6.6264e-13 | 4.8286e-12 | -1.2739e-12 | 3.6882e-12 | -4.8286e-12 | 1.2739e-12 | -3.6882e-12 | 0 | 0 | 0 | 0 | 0 | 0 |  | 0.94836 | 0.94899 | 0.95019 | 0.94836 | 0.94899 | 0.95019 | -0.083749 | -119.9779 | 119.9362 | -0.083749 | -119.9779 | 119.9362
Line8_8_10 | 0 | 0 | 0 | 0 | 0 | 0 | 0 | 0 | 0 | 0 | 0 | 0 | -5.7128e-12 | -3.5191e-12 | 6.6264e-13 | 5.7128e-12 | 3.5191e-12 | -6.6264e-13 | 4.8286e-12 | -1.2739e-12 | 3.6882e-12 | -4.8286e-12 | 1.2739e-12 | -3.6882e-12 | 0 | 0 | 0 | 0 | 0 | 0 |  | 0.94836 | 0.94899 | 0.95019 | 0.94836 | 0.94899 | 0.95019 | -0.083749 | -119.9779 | 119.9362 | -0.083749 | -119.9779 | 119.9362
Line9_3_11 | 0 | 0 | 0 | 0 | 0 | 0 | 0 | 0 | 0 | 0 | 0 | 0 | -3.9993e-11 | -2.4632e-11 | 4.6403e-12 | 3.9993e-11 | 2.4632e-11 | -4.6403e-12 | 3.38e-11 | -8.9145e-12 | 2.5815e-11 | -3.38e-11 | 8.9145e-12 | -2.5815e-11 | 0 | 0 | 0 | 0 | 0 | 0 |  | 0.94836 | 0.94899 | 0.95019 | 0.94836 | 0.94899 | 0.95019 | -0.083749 | -119.9779 | 119.9362 | -0.083749 | -119.9779 | 119.9362

## LG_min_fault_10
name | pf_ikss_a_from_ka | pf_ikss_b_from_ka | pf_ikss_c_from_ka | pf_ikss_a_to_ka | pf_ikss_b_to_ka | pf_ikss_c_to_ka | pf_skss_a_from_mw | pf_skss_b_from_mw | pf_skss_c_from_mw | pf_skss_a_to_mw | pf_skss_b_to_mw | pf_skss_c_to_mw | pf_p_a_from_mw | pf_p_b_from_mw | pf_p_c_from_mw | pf_p_a_to_mw | pf_p_b_to_mw | pf_p_c_to_mw | pf_q_a_from_mvar | pf_q_b_from_mvar | pf_q_c_from_mvar | pf_q_a_to_mvar | pf_q_b_to_mvar | pf_q_c_to_mvar | pf_ikss_a_from_degree | pf_ikss_b_from_degree | pf_ikss_c_from_degree | pf_ikss_a_to_degree | pf_ikss_b_to_degree | pf_ikss_c_to_degree | 3xI0 | pf_vm_a_from_pu | pf_vm_b_from_pu | pf_vm_c_from_pu | pf_vm_a_to_pu | pf_vm_b_to_pu | pf_vm_c_to_pu | pf_va_a_from_degree | pf_va_b_from_degree | pf_va_c_from_degree | pf_va_a_to_degree | pf_va_b_to_degree | pf_va_c_to_degree
Line0_1_2 | 0 | 0 | 0 | 0 | 0 | 0 | 0 | 0 | 0 | 0 | 0 | 0 | -3.0769e-11 | -1.8948e-11 | 3.571e-12 | 3.0769e-11 | 1.8948e-11 | -3.571e-12 | 2.6002e-11 | -6.8557e-12 | 1.9857e-11 | -2.6002e-11 | 6.8557e-12 | -1.9857e-11 | 0 | 0 | 0 | 0 | 0 | 0 |  | 0.89844 | 0.89904 | 0.90018 | 0.89844 | 0.89904 | 0.90018 | -0.083749 | -119.9779 | 119.9362 | -0.083749 | -119.9779 | 119.9362
Line10_11_12 | 0 | 0 | 0 | 0 | 0 | 0 | 0 | 0 | 0 | 0 | 0 | 0 | -3.0767e-11 | -1.8949e-11 | 3.5699e-12 | 3.0767e-11 | 1.8949e-11 | -3.5699e-12 | 2.6002e-11 | -6.8574e-12 | 1.9859e-11 | -2.6002e-11 | 6.8574e-12 | -1.9859e-11 | 0 | 0 | 0 | 0 | 0 | 0 |  | 0.89844 | 0.89904 | 0.90018 | 0.89844 | 0.89904 | 0.90018 | -0.083749 | -119.9779 | 119.9362 | -0.083749 | -119.9779 | 119.9362
Line11_12_13 | 0 | 0 | 0 | 0 | 0 | 0 | 0 | 0 | 0 | 0 | 0 | 0 | -2.5639e-11 | -1.579e-11 | 2.9752e-12 | 2.5639e-11 | 1.579e-11 | -2.9752e-12 | 2.1668e-11 | -5.7141e-12 | 1.6548e-11 | -2.1668e-11 | 5.7141e-12 | -1.6548e-11 | 0 | 0 | 0 | 0 | 0 | 0 |  | 0.89844 | 0.89904 | 0.90018 | 0.89844 | 0.89904 | 0.90018 | -0.083749 | -119.9779 | 119.9362 | -0.083749 | -119.9779 | 119.9362
Line12_13_15 | 0 | 0 | 0 | 0 | 0 | 0 | 0 | 0 | 0 | 0 | 0 | 0 | -1.5382e-11 | -9.4751e-12 | 1.7842e-12 | 1.5382e-11 | 9.4751e-12 | -1.7842e-12 | 1.3001e-11 | -3.4301e-12 | 9.9306e-12 | -1.3001e-11 | 3.4301e-12 | -9.9306e-12 | 0 | 0 | 0 | 0 | 0 | 0 |  | 0.89844 | 0.89904 | 0.90018 | 0.89844 | 0.89904 | 0.90018 | -0.083749 | -119.9779 | 119.9362 | -0.083749 | -119.9779 | 119.9362
Line13_13_14 | 0 | 0 | 0 | 0 | 0 | 0 | 0 | 0 | 0 | 0 | 0 | 0 | -5.1303e-12 | -3.1569e-12 | 5.963e-13 | 5.1303e-12 | 3.1569e-12 | -5.963e-13 | 4.3337e-12 | -1.1407e-12 | 3.3076e-12 | -4.3337e-12 | 1.1407e-12 | -3.3076e-12 | 0 | 0 | 0 | 0 | 0 | 0 |  | 0.89844 | 0.89904 | 0.90018 | 0.89844 | 0.89904 | 0.90018 | -0.083749 | -119.9779 | 119.9362 | -0.083749 | -119.9779 | 119.9362
Line14_15_16 | 0 | 0 | 0 | 0 | 0 | 0 | 0 | 0 | 0 | 0 | 0 | 0 | -1.0255e-11 | -6.3167e-12 | 1.1895e-12 | 1.0255e-11 | 6.3167e-12 | -1.1895e-12 | 8.6674e-12 | -2.2867e-12 | 6.6204e-12 | -8.6674e-12 | 2.2867e-12 | -6.6204e-12 | 0 | 0 | 0 | 0 | 0 | 0 |  | 0.89844 | 0.89904 | 0.90018 | 0.89844 | 0.89904 | 0.90018 | -0.083749 | -119.9779 | 119.9362 | -0.083749 | -119.9779 | 119.9362
Line15_16_17 | 0 | 0 | 0 | 0 | 0 | 0 | 0 | 0 | 0 | 0 | 0 | 0 | -5.1273e-12 | -3.1584e-12 | 5.9473e-13 | 5.1273e-12 | 3.1584e-12 | -5.9473e-13 | 4.3337e-12 | -1.1433e-12 | 3.3102e-12 | -4.3337e-12 | 1.1433e-12 | -3.3102e-12 | 0 | 0 | 0 | 0 | 0 | 0 |  | 0.89844 | 0.89904 | 0.90018 | 0.89844 | 0.89904 | 0.90018 | -0.083749 | -119.9779 | 119.9362 | -0.083749 | -119.9779 | 119.9362
Line16_4_18 | 0.029171 | 0 | 0 | 0.029171 | 0 | 0 | 0.0067369 | 0 | 0 | 0.0067369 | 0 | 0 | 0.0042685 | 1.2705e-11 | -2.1459e-11 | -0.0042549 | 6.1198e-12 | 2.1783e-12 | 0.0042691 | -1.7402e-11 | -2.2242e-12 | -0.0042549 | 6.0923e-12 | -8.3679e-12 | -45.0906 | 0 | 0 | 134.9094 | 0 | 0 |  | 0.89611 | 0.89844 | 0.89962 | 0.89319 | 0.89814 | 0.89934 | -0.086777 | -119.9141 | 119.871 | -0.090584 | -119.8822 | 119.8385
Line17_5_19 | 0 | 0 | 0 | 0 | 0 | 0 | 0 | 0 | 0 | 0 | 0 | 0 | -5.1273e-12 | -3.1584e-12 | 5.9473e-13 | 5.1273e-12 | 3.1584e-12 | -5.9473e-13 | 4.3337e-12 | -1.1433e-12 | 3.3102e-12 | -4.3337e-12 | 1.1433e-12 | -3.3102e-12 | 0 | 0 | 0 | 0 | 0 | 0 |  | 0.89844 | 0.89904 | 0.90018 | 0.89844 | 0.89904 | 0.90018 | -0.083749 | -119.9779 | 119.9362 | -0.083749 | -119.9779 | 119.9362
Line1_1_3 | 0 | 0 | 0 | 0 | 0 | 0 | 0 | 0 | 0 | 0 | 0 | 0 | -4.1021e-11 | -2.5266e-11 | 4.7594e-12 | 4.1021e-11 | 2.5266e-11 | -4.7594e-12 | 3.467e-11 | -9.1441e-12 | 2.6479e-11 | -3.467e-11 | 9.1441e-12 | -2.6479e-11 | 0 | 0 | 0 | 0 | 0 | 0 |  | 0.89844 | 0.89904 | 0.90018 | 0.89844 | 0.89904 | 0.90018 | -0.083749 | -119.9779 | 119.9362 | -0.083749 | -119.9779 | 119.9362
Line2_1_4 | 0.019448 | 0.0097238 | 0.0097238 | 0.019448 | 0.0097238 | 0.0097238 | 0.0044912 | 0.0022456 | 0.0022456 | 0.0044912 | 0.0022456 | 0.0022456 | 0.0028529 | -0.00052637 | 0.0019528 | -0.0028457 | 0.00052818 | -0.001951 | 0.0028536 | 0.0019491 | -0.00052228 | -0.002846 | -0.0019472 | 0.00052417 | -45.0906 | 134.9094 | 134.9094 | 134.9094 | -45.0906 | -45.0906 |  | 0.89844 | 0.89904 | 0.90018 | 0.89611 | 0.89844 | 0.89962 | -0.083749 | -119.9779 | 119.9362 | -0.086777 | -119.9141 | 119.871
Line3_1_5 | 0 | 0 | 0 | 0 | 0 | 0 | 0 | 0 | 0 | 0 | 0 | 0 | -1.0255e-11 | -6.3167e-12 | 1.1895e-12 | 1.0255e-11 | 6.3167e-12 | -1.1895e-12 | 8.6674e-12 | -2.2867e-12 | 6.6204e-12 | -8.6674e-12 | 2.2867e-12 | -6.6204e-12 | 0 | 0 | 0 | 0 | 0 | 0 |  | 0.89844 | 0.89904 | 0.90018 | 0.89844 | 0.89904 | 0.90018 | -0.083749 | -119.9779 | 119.9362 | -0.083749 | -119.9779 | 119.9362
Line4_2_6 | 0 | 0 | 0 | 0 | 0 | 0 | 0 | 0 | 0 | 0 | 0 | 0 | -2.5642e-11 | -1.5789e-11 | 2.9763e-12 | 2.5642e-11 | 1.5789e-11 | -2.9763e-12 | 2.1668e-11 | -5.7123e-12 | 1.6547e-11 | -2.1668e-11 | 5.7123e-12 | -1.6547e-11 | 0 | 0 | 0 | 0 | 0 | 0 |  | 0.89844 | 0.89904 | 0.90018 | 0.89844 | 0.89904 | 0.90018 | -0.083749 | -119.9779 | 119.9362 | -0.083749 | -119.9779 | 119.9362
Line5_6_7 | 0 | 0 | 0 | 0 | 0 | 0 | 0 | 0 | 0 | 0 | 0 | 0 | -2.0514e-11 | -1.2631e-11 | 2.3815e-12 | 2.0514e-11 | 1.2631e-11 | -2.3815e-12 | 1.7335e-11 | -4.569e-12 | 1.3236e-11 | -1.7335e-11 | 4.569e-12 | -1.3236e-11 | 0 | 0 | 0 | 0 | 0 | 0 |  | 0.89844 | 0.89904 | 0.90018 | 0.89844 | 0.89904 | 0.90018 | -0.083749 | -119.9779 | 119.9362 | -0.083749 | -119.9779 | 119.9362
Line6_7_8 | 0 | 0 | 0 | 0 | 0 | 0 | 0 | 0 | 0 | 0 | 0 | 0 | -1.5382e-11 | -9.4751e-12 | 1.7842e-12 | 1.5382e-11 | 9.4751e-12 | -1.7842e-12 | 1.3001e-11 | -3.43e-12 | 9.9306e-12 | -1.3001e-11 | 3.43e-12 | -9.9306e-12 | 0 | 0 | 0 | 0 | 0 | 0 |  | 0.89844 | 0.89904 | 0.90018 | 0.89844 | 0.89904 | 0.90018 | -0.083749 | -119.9779 | 119.9362 | -0.083749 | -119.9779 | 119.9362
Line7_8_9 | 0 | 0 | 0 | 0 | 0 | 0 | 0 | 0 | 0 | 0 | 0 | 0 | -5.1273e-12 | -3.1584e-12 | 5.9473e-13 | 5.1273e-12 | 3.1584e-12 | -5.9473e-13 | 4.3337e-12 | -1.1433e-12 | 3.3102e-12 | -4.3337e-12 | 1.1433e-12 | -3.3102e-12 | 0 | 0 | 0 | 0 | 0 | 0 |  | 0.89844 | 0.89904 | 0.90018 | 0.89844 | 0.89904 | 0.90018 | -0.083749 | -119.9779 | 119.9362 | -0.083749 | -119.9779 | 119.9362
Line8_8_10 | 0 | 0 | 0 | 0 | 0 | 0 | 0 | 0 | 0 | 0 | 0 | 0 | -5.1273e-12 | -3.1584e-12 | 5.9473e-13 | 5.1273e-12 | 3.1584e-12 | -5.9473e-13 | 4.3337e-12 | -1.1433e-12 | 3.3102e-12 | -4.3337e-12 | 1.1433e-12 | -3.3102e-12 | 0 | 0 | 0 | 0 | 0 | 0 |  | 0.89844 | 0.89904 | 0.90018 | 0.89844 | 0.89904 | 0.90018 | -0.083749 | -119.9779 | 119.9362 | -0.083749 | -119.9779 | 119.9362
Line9_3_11 | 0 | 0 | 0 | 0 | 0 | 0 | 0 | 0 | 0 | 0 | 0 | 0 | -3.5894e-11 | -2.2107e-11 | 4.1647e-12 | 3.5894e-11 | 2.2107e-11 | -4.1647e-12 | 3.0336e-11 | -8.0008e-12 | 2.3169e-11 | -3.0336e-11 | 8.0008e-12 | -2.3169e-11 | 0 | 0 | 0 | 0 | 0 | 0 |  | 0.89844 | 0.89904 | 0.90018 | 0.89844 | 0.89904 | 0.90018 | -0.083749 | -119.9779 | 119.9362 | -0.083749 | -119.9779 | 119.9362

## LLG_max_6
name | pf_ikss_a_from_ka | pf_ikss_b_from_ka | pf_ikss_c_from_ka | pf_ikss_a_to_ka | pf_ikss_b_to_ka | pf_ikss_c_to_ka | pf_skss_a_from_mw | pf_skss_b_from_mw | pf_skss_c_from_mw | pf_skss_a_to_mw | pf_skss_b_to_mw | pf_skss_c_to_mw | pf_p_a_from_mw | pf_p_b_from_mw | pf_p_c_from_mw | pf_p_a_to_mw | pf_p_b_to_mw | pf_p_c_to_mw | pf_q_a_from_mvar | pf_q_b_from_mvar | pf_q_c_from_mvar | pf_q_a_to_mvar | pf_q_b_to_mvar | pf_q_c_to_mvar | pf_ikss_a_from_degree | pf_ikss_b_from_degree | pf_ikss_c_from_degree | pf_ikss_a_to_degree | pf_ikss_b_to_degree | pf_ikss_c_to_degree | 3xI0 | pf_vm_a_from_pu | pf_vm_b_from_pu | pf_vm_c_from_pu | pf_vm_a_to_pu | pf_vm_b_to_pu | pf_vm_c_to_pu | pf_va_a_from_degree | pf_va_b_from_degree | pf_va_c_from_degree | pf_va_a_to_degree | pf_va_b_to_degree | pf_va_c_to_degree
Line0_1_2 | 0 | 0 | 0 | 0 | 0 | 0 | 0 | 0 | 0 | 0 | 0 | 0 | -4.4282e-09 | -4.8352e-09 | -5.2408e-09 | 4.4282e-09 | 4.8352e-09 | 5.2408e-09 | 1.7706e-09 | 2.9174e-09 | 1.1067e-09 | -1.7706e-09 | -2.9174e-09 | -1.1067e-09 | 0 | 0 | 0 | 0 | 0 | 0 |  | 0.79029 | 0.73562 | 0.71415 | 0.79029 | 0.73562 | 0.71415 | -5.5628 | -129.8908 | 116.1551 | -5.5628 | -129.8908 | 116.1551
Line10_11_12 | 0 | 0 | 0 | 0 | 0 | 0 | 0 | 0 | 0 | 0 | 0 | 0 | -4.4287e-09 | -4.8352e-09 | -5.2403e-09 | 4.4287e-09 | 4.8352e-09 | 5.2403e-09 | 1.7702e-09 | 2.918e-09 | 1.1065e-09 | -1.7702e-09 | -2.918e-09 | -1.1065e-09 | 0 | 0 | 0 | 0 | 0 | 0 |  | 0.79029 | 0.73562 | 0.71415 | 0.79029 | 0.73562 | 0.71415 | -5.5628 | -129.8908 | 116.1551 | -5.5628 | -129.8908 | 116.1551
Line11_12_13 | 0 | 0 | 0 | 0 | 0 | 0 | 0 | 0 | 0 | 0 | 0 | 0 | -3.6904e-09 | -4.0293e-09 | -4.367e-09 | 3.6904e-09 | 4.0293e-09 | 4.367e-09 | 1.4753e-09 | 2.4315e-09 | 9.2216e-10 | -1.4753e-09 | -2.4315e-09 | -9.2216e-10 | 0 | 0 | 0 | 0 | 0 | 0 |  | 0.79029 | 0.73562 | 0.71415 | 0.79029 | 0.73562 | 0.71415 | -5.5628 | -129.8908 | 116.1551 | -5.5628 | -129.8908 | 116.1551
Line12_13_15 | 0 | 0 | 0 | 0 | 0 | 0 | 0 | 0 | 0 | 0 | 0 | 0 | -2.2147e-09 | -2.4176e-09 | -2.6198e-09 | 2.2147e-09 | 2.4176e-09 | 2.6198e-09 | 8.8482e-10 | 1.4594e-09 | 5.5311e-10 | -8.8482e-10 | -1.4594e-09 | -5.5311e-10 | 0 | 0 | 0 | 0 | 0 | 0 |  | 0.79029 | 0.73562 | 0.71415 | 0.79029 | 0.73562 | 0.71415 | -5.5628 | -129.8908 | 116.1551 | -5.5628 | -129.8908 | 116.1551
Line13_13_14 | 0 | 0 | 0 | 0 | 0 | 0 | 0 | 0 | 0 | 0 | 0 | 0 | -7.3749e-10 | -8.0584e-10 | -8.7403e-10 | 7.3749e-10 | 8.0584e-10 | 8.7403e-10 | 2.955e-10 | 4.8562e-10 | 1.8468e-10 | -2.955e-10 | -4.8562e-10 | -1.8468e-10 | 0 | 0 | 0 | 0 | 0 | 0 |  | 0.79029 | 0.73562 | 0.71415 | 0.79029 | 0.73562 | 0.71415 | -5.5628 | -129.8908 | 116.1551 | -5.5628 | -129.8908 | 116.1551
Line14_15_16 | 0 | 0 | 0 | 0 | 0 | 0 | 0 | 0 | 0 | 0 | 0 | 0 | -1.4765e-09 | -1.6118e-09 | -1.7465e-09 | 1.4765e-09 | 1.6118e-09 | 1.7465e-09 | 5.8988e-10 | 9.7296e-10 | 3.6874e-10 | -5.8988e-10 | -9.7296e-10 | -3.6874e-10 | 0 | 0 | 0 | 0 | 0 | 0 |  | 0.79029 | 0.73562 | 0.71415 | 0.79029 | 0.73562 | 0.71415 | -5.5628 | -129.8908 | 116.1551 | -5.5628 | -129.8908 | 116.1551
Line15_16_17 | 0 | 0 | 0 | 0 | 0 | 0 | 0 | 0 | 0 | 0 | 0 | 0 | -7.3824e-10 | -8.0588e-10 | -8.7325e-10 | 7.3824e-10 | 8.0588e-10 | 8.7325e-10 | 2.9494e-10 | 4.8648e-10 | 1.8437e-10 | -2.9494e-10 | -4.8648e-10 | -1.8437e-10 | 0 | 0 | 0 | 0 | 0 | 0 |  | 0.79029 | 0.73562 | 0.71415 | 0.79029 | 0.73562 | 0.71415 | -5.5628 | -129.8908 | 116.1551 | -5.5628 | -129.8908 | 116.1551
Line16_4_18 | 0 | 5.2284 | 5.0672 | 0 | 5.2284 | 5.0672 | 0 | 1.2075 | 1.1702 | 0 | 1.2075 | 1.1702 | -1.2555e-09 | 0.13111 | 0.28798 | 9.4163e-10 | 5.0393e-14 | 4.6201e-14 | -2.7102e-09 | 0.4756 | 0.36259 | -1.4747e-10 | 7.7551e-14 | 4.2232e-14 | 0 | 147.8723 | 72.7524 | 0 | -32.1277 | -107.2476 |  | 0.52686 | 0.40858 | 0.39568 | 0.39515 | 0 | 0 | -5.5628 | -137.5402 | 124.2944 | -5.5628 | 0 | 0
Line17_5_19 | 0 | 0 | 0 | 0 | 0 | 0 | 0 | 0 | 0 | 0 | 0 | 0 | -7.3824e-10 | -8.0588e-10 | -8.7325e-10 | 7.3824e-10 | 8.0588e-10 | 8.7325e-10 | 2.9494e-10 | 4.8648e-10 | 1.8437e-10 | -2.9494e-10 | -4.8648e-10 | -1.8437e-10 | 0 | 0 | 0 | 0 | 0 | 0 |  | 0.79029 | 0.73562 | 0.71415 | 0.79029 | 0.73562 | 0.71415 | -5.5628 | -129.8908 | 116.1551 | -5.5628 | -129.8908 | 116.1551
Line1_1_3 | 0 | 0 | 0 | 0 | 0 | 0 | 0 | 0 | 0 | 0 | 0 | 0 | -5.9051e-09 | -6.447e-09 | -6.9868e-09 | 5.9051e-09 | 6.447e-09 | 6.9868e-09 | 2.3601e-09 | 3.891e-09 | 1.4753e-09 | -2.3601e-09 | -3.891e-09 | -1.4753e-09 | 0 | 0 | 0 | 0 | 0 | 0 |  | 0.79029 | 0.73562 | 0.71415 | 0.79029 | 0.73562 | 0.71415 | -5.5628 | -129.8908 | 116.1551 | -5.5628 | -129.8908 | 116.1551
Line2_1_4 | 2.7207 | 3.461 | 3.3802 | 2.7207 | 3.461 | 3.3802 | 0.62832 | 0.79929 | 0.78061 | 0.62832 | 0.79929 | 0.78061 | 0.22207 | 0.34481 | 0.16028 | -0.14804 | -0.22503 | -0.046026 | 0.44413 | 0.47625 | 0.53394 | -0.29609 | -0.23668 | -0.30543 | -68.9977 | 176.0143 | 42.8641 | 111.0023 | -3.9857 | -137.1359 |  | 0.79029 | 0.73562 | 0.71415 | 0.52686 | 0.40858 | 0.39568 | -5.5628 | -129.8908 | 116.1551 | -5.5628 | -137.5402 | 124.2944
Line3_1_5 | 0 | 0 | 0 | 0 | 0 | 0 | 0 | 0 | 0 | 0 | 0 | 0 | -1.4765e-09 | -1.6118e-09 | -1.7465e-09 | 1.4765e-09 | 1.6118e-09 | 1.7465e-09 | 5.8988e-10 | 9.7296e-10 | 3.6874e-10 | -5.8988e-10 | -9.7296e-10 | -3.6874e-10 | 0 | 0 | 0 | 0 | 0 | 0 |  | 0.79029 | 0.73562 | 0.71415 | 0.79029 | 0.73562 | 0.71415 | -5.5628 | -129.8908 | 116.1551 | -5.5628 | -129.8908 | 116.1551
Line4_2_6 | 0 | 0 | 0 | 0 | 0 | 0 | 0 | 0 | 0 | 0 | 0 | 0 | -3.6899e-09 | -4.0293e-09 | -4.3676e-09 | 3.6899e-09 | 4.0293e-09 | 4.3676e-09 | 1.4756e-09 | 2.431e-09 | 9.2237e-10 | -1.4756e-09 | -2.431e-09 | -9.2237e-10 | 0 | 0 | 0 | 0 | 0 | 0 |  | 0.79029 | 0.73562 | 0.71415 | 0.79029 | 0.73562 | 0.71415 | -5.5628 | -129.8908 | 116.1551 | -5.5628 | -129.8908 | 116.1551
Line5_6_7 | 0 | 0 | 0 | 0 | 0 | 0 | 0 | 0 | 0 | 0 | 0 | 0 | -2.9517e-09 | -3.2234e-09 | -3.4943e-09 | 2.9517e-09 | 3.2234e-09 | 3.4943e-09 | 1.1807e-09 | 1.9445e-09 | 7.38e-10 | -1.1807e-09 | -1.9445e-09 | -7.38e-10 | 0 | 0 | 0 | 0 | 0 | 0 |  | 0.79029 | 0.73562 | 0.71415 | 0.79029 | 0.73562 | 0.71415 | -5.5628 | -129.8908 | 116.1551 | -5.5628 | -129.8908 | 116.1551
Line6_7_8 | 0 | 0 | 0 | 0 | 0 | 0 | 0 | 0 | 0 | 0 | 0 | 0 | -2.2147e-09 | -2.4176e-09 | -2.6198e-09 | 2.2147e-09 | 2.4176e-09 | 2.6198e-09 | 8.8482e-10 | 1.4594e-09 | 5.5311e-10 | -8.8482e-10 | -1.4594e-09 | -5.5311e-10 | 0 | 0 | 0 | 0 | 0 | 0 |  | 0.79029 | 0.73562 | 0.71415 | 0.79029 | 0.73562 | 0.71415 | -5.5628 | -129.8908 | 116.1551 | -5.5628 | -129.8908 | 116.1551
Line7_8_9 | 0 | 0 | 0 | 0 | 0 | 0 | 0 | 0 | 0 | 0 | 0 | 0 | -7.3824e-10 | -8.0588e-10 | -8.7325e-10 | 7.3824e-10 | 8.0588e-10 | 8.7325e-10 | 2.9494e-10 | 4.8648e-10 | 1.8437e-10 | -2.9494e-10 | -4.8648e-10 | -1.8437e-10 | 0 | 0 | 0 | 0 | 0 | 0 |  | 0.79029 | 0.73562 | 0.71415 | 0.79029 | 0.73562 | 0.71415 | -5.5628 | -129.8908 | 116.1551 | -5.5628 | -129.8908 | 116.1551
Line8_8_10 | 0 | 0 | 0 | 0 | 0 | 0 | 0 | 0 | 0 | 0 | 0 | 0 | -7.3824e-10 | -8.0588e-10 | -8.7325e-10 | 7.3824e-10 | 8.0588e-10 | 8.7325e-10 | 2.9494e-10 | 4.8648e-10 | 1.8437e-10 | -2.9494e-10 | -4.8648e-10 | -1.8437e-10 | 0 | 0 | 0 | 0 | 0 | 0 |  | 0.79029 | 0.73562 | 0.71415 | 0.79029 | 0.73562 | 0.71415 | -5.5628 | -129.8908 | 116.1551 | -5.5628 | -129.8908 | 116.1551
Line9_3_11 | 0 | 0 | 0 | 0 | 0 | 0 | 0 | 0 | 0 | 0 | 0 | 0 | -5.1669e-09 | -5.6411e-09 | -6.1135e-09 | 5.1669e-09 | 5.6411e-09 | 6.1135e-09 | 2.0651e-09 | 3.4045e-09 | 1.2909e-09 | -2.0651e-09 | -3.4045e-09 | -1.2909e-09 | 0 | 0 | 0 | 0 | 0 | 0 |  | 0.79029 | 0.73562 | 0.71415 | 0.79029 | 0.73562 | 0.71415 | -5.5628 | -129.8908 | 116.1551 | -5.5628 | -129.8908 | 116.1551

## LLG_max_10
name | pf_ikss_a_from_ka | pf_ikss_b_from_ka | pf_ikss_c_from_ka | pf_ikss_a_to_ka | pf_ikss_b_to_ka | pf_ikss_c_to_ka | pf_skss_a_from_mw | pf_skss_b_from_mw | pf_skss_c_from_mw | pf_skss_a_to_mw | pf_skss_b_to_mw | pf_skss_c_to_mw | pf_p_a_from_mw | pf_p_b_from_mw | pf_p_c_from_mw | pf_p_a_to_mw | pf_p_b_to_mw | pf_p_c_to_mw | pf_q_a_from_mvar | pf_q_b_from_mvar | pf_q_c_from_mvar | pf_q_a_to_mvar | pf_q_b_to_mvar | pf_q_c_to_mvar | pf_ikss_a_from_degree | pf_ikss_b_from_degree | pf_ikss_c_from_degree | pf_ikss_a_to_degree | pf_ikss_b_to_degree | pf_ikss_c_to_degree | 3xI0 | pf_vm_a_from_pu | pf_vm_b_from_pu | pf_vm_c_from_pu | pf_vm_a_to_pu | pf_vm_b_to_pu | pf_vm_c_to_pu | pf_va_a_from_degree | pf_va_b_from_degree | pf_va_c_from_degree | pf_va_a_to_degree | pf_va_b_to_degree | pf_va_c_to_degree
Line0_1_2 | 0 | 0 | 0 | 0 | 0 | 0 | 0 | 0 | 0 | 0 | 0 | 0 | -4.971e-09 | -5.3963e-09 | -5.844e-09 | 4.971e-09 | 5.3963e-09 | 5.844e-09 | 1.9876e-09 | 3.2581e-09 | 1.2312e-09 | -1.9876e-09 | -3.2581e-09 | -1.2312e-09 | 0 | 0 | 0 | 0 | 0 | 0 |  | 0.81822 | 0.75969 | 0.73707 | 0.81822 | 0.75969 | 0.73707 | -5.7581 | -130.2127 | 116.0437 | -5.7581 | -130.2127 | 116.0437
Line10_11_12 | 0 | 0 | 0 | 0 | 0 | 0 | 0 | 0 | 0 | 0 | 0 | 0 | -4.9716e-09 | -5.3964e-09 | -5.8434e-09 | 4.9716e-09 | 5.3964e-09 | 5.8434e-09 | 1.9872e-09 | 3.2587e-09 | 1.231e-09 | -1.9872e-09 | -3.2587e-09 | -1.231e-09 | 0 | 0 | 0 | 0 | 0 | 0 |  | 0.81822 | 0.75969 | 0.73707 | 0.81822 | 0.75969 | 0.73707 | -5.7581 | -130.2127 | 116.0437 | -5.7581 | -130.2127 | 116.0437
Line11_12_13 | 0 | 0 | 0 | 0 | 0 | 0 | 0 | 0 | 0 | 0 | 0 | 0 | -4.1428e-09 | -4.497e-09 | -4.8697e-09 | 4.1428e-09 | 4.497e-09 | 4.8697e-09 | 1.6561e-09 | 2.7154e-09 | 1.0259e-09 | -1.6561e-09 | -2.7154e-09 | -1.0259e-09 | 0 | 0 | 0 | 0 | 0 | 0 |  | 0.81822 | 0.75969 | 0.73707 | 0.81822 | 0.75969 | 0.73707 | -5.7581 | -130.2127 | 116.0437 | -5.7581 | -130.2127 | 116.0437
Line12_13_15 | 0 | 0 | 0 | 0 | 0 | 0 | 0 | 0 | 0 | 0 | 0 | 0 | -2.4862e-09 | -2.6982e-09 | -2.9213e-09 | 2.4862e-09 | 2.6982e-09 | 2.9213e-09 | 9.933e-10 | 1.6298e-09 | 6.1534e-10 | -9.933e-10 | -1.6298e-09 | -6.1534e-10 | 0 | 0 | 0 | 0 | 0 | 0 |  | 0.81822 | 0.75969 | 0.73707 | 0.81822 | 0.75969 | 0.73707 | -5.7581 | -130.2127 | 116.0437 | -5.7581 | -130.2127 | 116.0437
Line13_13_14 | 0 | 0 | 0 | 0 | 0 | 0 | 0 | 0 | 0 | 0 | 0 | 0 | -8.2793e-10 | -8.9936e-10 | -9.746e-10 | 8.2793e-10 | 8.9936e-10 | 9.746e-10 | 3.317e-10 | 5.4235e-10 | 2.0544e-10 | -3.317e-10 | -5.4235e-10 | -2.0544e-10 | 0 | 0 | 0 | 0 | 0 | 0 |  | 0.81822 | 0.75969 | 0.73707 | 0.81822 | 0.75969 | 0.73707 | -5.7581 | -130.2127 | 116.0437 | -5.7581 | -130.2127 | 116.0437
Line14_15_16 | 0 | 0 | 0 | 0 | 0 | 0 | 0 | 0 | 0 | 0 | 0 | 0 | -1.6575e-09 | -1.7988e-09 | -1.9475e-09 | 1.6575e-09 | 1.7988e-09 | 1.9475e-09 | 6.622e-10 | 1.0865e-09 | 4.1023e-10 | -6.622e-10 | -1.0865e-09 | -4.1023e-10 | 0 | 0 | 0 | 0 | 0 | 0 |  | 0.81822 | 0.75969 | 0.73707 | 0.81822 | 0.75969 | 0.73707 | -5.7581 | -130.2127 | 116.0437 | -5.7581 | -130.2127 | 116.0437
Line15_16_17 | 0 | 0 | 0 | 0 | 0 | 0 | 0 | 0 | 0 | 0 | 0 | 0 | -8.2873e-10 | -8.994e-10 | -9.7377e-10 | 8.2873e-10 | 8.994e-10 | 9.7377e-10 | 3.311e-10 | 5.4327e-10 | 2.0511e-10 | -3.311e-10 | -5.4327e-10 | -2.0511e-10 | 0 | 0 | 0 | 0 | 0 | 0 |  | 0.81822 | 0.75969 | 0.73707 | 0.81822 | 0.75969 | 0.73707 | -5.7581 | -130.2127 | 116.0437 | -5.7581 | -130.2127 | 116.0437
Line16_4_18 | 0 | 5.4066 | 5.2369 | 0 | 5.4066 | 5.2369 | 0 | 1.2486 | 1.2094 | 0 | 1.2486 | 1.2094 | -1.3707e-09 | 0.14018 | 0.30737 | 1.0281e-09 | 3.5917e-13 | 8.7841e-14 | -2.8952e-09 | 0.50815 | 0.38694 | -1.6555e-10 | -1.6294e-13 | -3.3268e-13 | 0 | 147.556 | 72.6593 | 0 | -32.444 | -107.3407 |  | 0.54548 | 0.42218 | 0.4086 | 0.40911 | 0 | 0 | -5.7581 | -137.8658 | 124.1971 | -5.7581 | 0 | 0
Line17_5_19 | 0 | 0 | 0 | 0 | 0 | 0 | 0 | 0 | 0 | 0 | 0 | 0 | -8.2873e-10 | -8.994e-10 | -9.7377e-10 | 8.2873e-10 | 8.994e-10 | 9.7377e-10 | 3.311e-10 | 5.4327e-10 | 2.0511e-10 | -3.311e-10 | -5.4327e-10 | -2.0511e-10 | 0 | 0 | 0 | 0 | 0 | 0 |  | 0.81822 | 0.75969 | 0.73707 | 0.81822 | 0.75969 | 0.73707 | -5.7581 | -130.2127 | 116.0437 | -5.7581 | -130.2127 | 116.0437
Line1_1_3 | 0 | 0 | 0 | 0 | 0 | 0 | 0 | 0 | 0 | 0 | 0 | 0 | -6.629e-09 | -7.1952e-09 | -7.791e-09 | 6.629e-09 | 7.1952e-09 | 7.791e-09 | 2.6494e-09 | 4.3453e-09 | 1.6412e-09 | -2.6494e-09 | -4.3453e-09 | -1.6412e-09 | 0 | 0 | 0 | 0 | 0 | 0 |  | 0.81822 | 0.75969 | 0.73707 | 0.81822 | 0.75969 | 0.73707 | -5.7581 | -130.2127 | 116.0437 | -5.7581 | -130.2127 | 116.0437
Line2_1_4 | 2.8168 | 3.5721 | 3.4869 | 2.8168 | 3.5721 | 3.4869 | 0.65052 | 0.82494 | 0.80526 | 0.65052 | 0.82494 | 0.80526 | 0.23804 | 0.36766 | 0.17038 | -0.15869 | -0.24006 | -0.048794 | 0.47608 | 0.50752 | 0.56855 | -0.31738 | -0.25232 | -0.32539 | -69.1931 | 175.7077 | 42.7255 | 110.8069 | -4.2923 | -137.2745 |  | 0.81822 | 0.75969 | 0.73707 | 0.54548 | 0.42218 | 0.4086 | -5.7581 | -130.2127 | 116.0437 | -5.7581 | -137.8658 | 124.1971
Line3_1_5 | 0 | 0 | 0 | 0 | 0 | 0 | 0 | 0 | 0 | 0 | 0 | 0 | -1.6575e-09 | -1.7988e-09 | -1.9475e-09 | 1.6575e-09 | 1.7988e-09 | 1.9475e-09 | 6.622e-10 | 1.0865e-09 | 4.1023e-10 | -6.622e-10 | -1.0865e-09 | -4.1023e-10 | 0 | 0 | 0 | 0 | 0 | 0 |  | 0.81822 | 0.75969 | 0.73707 | 0.81822 | 0.75969 | 0.73707 | -5.7581 | -130.2127 | 116.0437 | -5.7581 | -130.2127 | 116.0437
Line4_2_6 | 0 | 0 | 0 | 0 | 0 | 0 | 0 | 0 | 0 | 0 | 0 | 0 | -4.1423e-09 | -4.4969e-09 | -4.8702e-09 | 4.1423e-09 | 4.4969e-09 | 4.8702e-09 | 1.6565e-09 | 2.7148e-09 | 1.0261e-09 | -1.6565e-09 | -2.7148e-09 | -1.0261e-09 | 0 | 0 | 0 | 0 | 0 | 0 |  | 0.81822 | 0.75969 | 0.73707 | 0.81822 | 0.75969 | 0.73707 | -5.7581 | -130.2127 | 116.0437 | -5.7581 | -130.2127 | 116.0437
Line5_6_7 | 0 | 0 | 0 | 0 | 0 | 0 | 0 | 0 | 0 | 0 | 0 | 0 | -3.3136e-09 | -3.5975e-09 | -3.8965e-09 | 3.3136e-09 | 3.5975e-09 | 3.8965e-09 | 1.3254e-09 | 2.1715e-09 | 8.21e-10 | -1.3254e-09 | -2.1715e-09 | -8.21e-10 | 0 | 0 | 0 | 0 | 0 | 0 |  | 0.81822 | 0.75969 | 0.73707 | 0.81822 | 0.75969 | 0.73707 | -5.7581 | -130.2127 | 116.0437 | -5.7581 | -130.2127 | 116.0437
Line6_7_8 | 0 | 0 | 0 | 0 | 0 | 0 | 0 | 0 | 0 | 0 | 0 | 0 | -2.4862e-09 | -2.6982e-09 | -2.9213e-09 | 2.4862e-09 | 2.6982e-09 | 2.9213e-09 | 9.933e-10 | 1.6298e-09 | 6.1534e-10 | -9.933e-10 | -1.6298e-09 | -6.1534e-10 | 0 | 0 | 0 | 0 | 0 | 0 |  | 0.81822 | 0.75969 | 0.73707 | 0.81822 | 0.75969 | 0.73707 | -5.7581 | -130.2127 | 116.0437 | -5.7581 | -130.2127 | 116.0437
Line7_8_9 | 0 | 0 | 0 | 0 | 0 | 0 | 0 | 0 | 0 | 0 | 0 | 0 | -8.2873e-10 | -8.994e-10 | -9.7377e-10 | 8.2873e-10 | 8.994e-10 | 9.7377e-10 | 3.311e-10 | 5.4327e-10 | 2.0511e-10 | -3.311e-10 | -5.4327e-10 | -2.0511e-10 | 0 | 0 | 0 | 0 | 0 | 0 |  | 0.81822 | 0.75969 | 0.73707 | 0.81822 | 0.75969 | 0.73707 | -5.7581 | -130.2127 | 116.0437 | -5.7581 | -130.2127 | 116.0437
Line8_8_10 | 0 | 0 | 0 | 0 | 0 | 0 | 0 | 0 | 0 | 0 | 0 | 0 | -8.2873e-10 | -8.994e-10 | -9.7377e-10 | 8.2873e-10 | 8.994e-10 | 9.7377e-10 | 3.311e-10 | 5.4327e-10 | 2.0511e-10 | -3.311e-10 | -5.4327e-10 | -2.0511e-10 | 0 | 0 | 0 | 0 | 0 | 0 |  | 0.81822 | 0.75969 | 0.73707 | 0.81822 | 0.75969 | 0.73707 | -5.7581 | -130.2127 | 116.0437 | -5.7581 | -130.2127 | 116.0437
Line9_3_11 | 0 | 0 | 0 | 0 | 0 | 0 | 0 | 0 | 0 | 0 | 0 | 0 | -5.8003e-09 | -6.2958e-09 | -6.8172e-09 | 5.8003e-09 | 6.2958e-09 | 6.8172e-09 | 2.3183e-09 | 3.802e-09 | 1.4361e-09 | -2.3183e-09 | -3.802e-09 | -1.4361e-09 | 0 | 0 | 0 | 0 | 0 | 0 |  | 0.81822 | 0.75969 | 0.73707 | 0.81822 | 0.75969 | 0.73707 | -5.7581 | -130.2127 | 116.0437 | -5.7581 | -130.2127 | 116.0437

## LLG_max_fault_6
name | pf_ikss_a_from_ka | pf_ikss_b_from_ka | pf_ikss_c_from_ka | pf_ikss_a_to_ka | pf_ikss_b_to_ka | pf_ikss_c_to_ka | pf_skss_a_from_mw | pf_skss_b_from_mw | pf_skss_c_from_mw | pf_skss_a_to_mw | pf_skss_b_to_mw | pf_skss_c_to_mw | pf_p_a_from_mw | pf_p_b_from_mw | pf_p_c_from_mw | pf_p_a_to_mw | pf_p_b_to_mw | pf_p_c_to_mw | pf_q_a_from_mvar | pf_q_b_from_mvar | pf_q_c_from_mvar | pf_q_a_to_mvar | pf_q_b_to_mvar | pf_q_c_to_mvar | pf_ikss_a_from_degree | pf_ikss_b_from_degree | pf_ikss_c_from_degree | pf_ikss_a_to_degree | pf_ikss_b_to_degree | pf_ikss_c_to_degree | 3xI0 | pf_vm_a_from_pu | pf_vm_b_from_pu | pf_vm_c_from_pu | pf_vm_a_to_pu | pf_vm_b_to_pu | pf_vm_c_to_pu | pf_va_a_from_degree | pf_va_b_from_degree | pf_va_c_from_degree | pf_va_a_to_degree | pf_va_b_to_degree | pf_va_c_to_degree
Line0_1_2 | 0 | 0 | 0 | 0 | 0 | 0 | 0 | 0 | 0 | 0 | 0 | 0 | -2.0247e-11 | -3.5756e-11 | -6.503e-11 | 2.0247e-11 | 3.5756e-11 | 6.503e-11 | 1.7093e-11 | 5.9927e-11 | 2.4947e-11 | -1.7093e-11 | -5.9927e-11 | -2.4947e-11 | 0 | 0 | 0 | 0 | 0 | 0 |  | 1.0491 | 1.0484 | 1.0472 | 1.0491 | 1.0484 | 1.0472 | -0.040405 | -120.1418 | 119.9409 | -0.040405 | -120.1418 | 119.9409
Line10_11_12 | 0 | 0 | 0 | 0 | 0 | 0 | 0 | 0 | 0 | 0 | 0 | 0 | -2.025e-11 | -3.5755e-11 | -6.5028e-11 | 2.025e-11 | 3.5755e-11 | 6.5028e-11 | 1.7092e-11 | 5.993e-11 | 2.4945e-11 | -1.7092e-11 | -5.993e-11 | -2.4945e-11 | 0 | 0 | 0 | 0 | 0 | 0 |  | 1.0491 | 1.0484 | 1.0472 | 1.0491 | 1.0484 | 1.0472 | -0.040405 | -120.1418 | 119.9409 | -0.040405 | -120.1418 | 119.9409
Line11_12_13 | 0 | 0 | 0 | 0 | 0 | 0 | 0 | 0 | 0 | 0 | 0 | 0 | -1.6875e-11 | -2.9796e-11 | -5.4191e-11 | 1.6875e-11 | 2.9796e-11 | 5.4191e-11 | 1.4243e-11 | 4.9941e-11 | 2.0788e-11 | -1.4243e-11 | -4.9941e-11 | -2.0788e-11 | 0 | 0 | 0 | 0 | 0 | 0 |  | 1.0491 | 1.0484 | 1.0472 | 1.0491 | 1.0484 | 1.0472 | -0.040405 | -120.1418 | 119.9409 | -0.040405 | -120.1418 | 119.9409
Line12_13_15 | 0 | 0 | 0 | 0 | 0 | 0 | 0 | 0 | 0 | 0 | 0 | 0 | -1.0128e-11 | -1.7877e-11 | -3.2512e-11 | 1.0128e-11 | 1.7877e-11 | 3.2512e-11 | 8.5451e-12 | 2.9968e-11 | 1.2471e-11 | -8.5451e-12 | -2.9968e-11 | -1.2471e-11 | 0 | 0 | 0 | 0 | 0 | 0 |  | 1.0491 | 1.0484 | 1.0472 | 1.0491 | 1.0484 | 1.0472 | -0.040405 | -120.1418 | 119.9409 | -0.040405 | -120.1418 | 119.9409
Line13_13_14 | 0 | 0 | 0 | 0 | 0 | 0 | 0 | 0 | 0 | 0 | 0 | 0 | -3.371e-12 | -5.9601e-12 | -1.0841e-11 | 3.371e-12 | 5.9601e-12 | 1.0841e-11 | 2.85e-12 | 9.9842e-12 | 4.1603e-12 | -2.85e-12 | -9.9842e-12 | -4.1603e-12 | 0 | 0 | 0 | 0 | 0 | 0 |  | 1.0491 | 1.0484 | 1.0472 | 1.0491 | 1.0484 | 1.0472 | -0.040405 | -120.1418 | 119.9409 | -0.040405 | -120.1418 | 119.9409
Line14_15_16 | 0 | 0 | 0 | 0 | 0 | 0 | 0 | 0 | 0 | 0 | 0 | 0 | -6.7518e-12 | -1.1918e-11 | -2.1675e-11 | 6.7518e-12 | 1.1918e-11 | 2.1675e-11 | 5.6967e-12 | 1.9979e-11 | 8.3138e-12 | -5.6967e-12 | -1.9979e-11 | -8.3138e-12 | 0 | 0 | 0 | 0 | 0 | 0 |  | 1.0491 | 1.0484 | 1.0472 | 1.0491 | 1.0484 | 1.0472 | -0.040405 | -120.1418 | 119.9409 | -0.040405 | -120.1418 | 119.9409
Line15_16_17 | 0 | 0 | 0 | 0 | 0 | 0 | 0 | 0 | 0 | 0 | 0 | 0 | -3.3759e-12 | -5.959e-12 | -1.0837e-11 | 3.3759e-12 | 5.959e-12 | 1.0837e-11 | 2.8484e-12 | 9.9893e-12 | 4.1569e-12 | -2.8484e-12 | -9.9893e-12 | -4.1569e-12 | 0 | 0 | 0 | 0 | 0 | 0 |  | 1.0491 | 1.0484 | 1.0472 | 1.0491 | 1.0484 | 1.0472 | -0.040405 | -120.1418 | 119.9409 | -0.040405 | -120.1418 | 119.9409
Line16_4_18 | 0 | 0.034078 | 0.034007 | 0 | 0.034078 | 0.034007 | 0 | 0.00787 | 0.0078537 | 0 | 0.00787 | 0.0078537 | -1.7041e-11 | 0.0058139 | 0.0057965 | 9.3969e-12 | -0.0058066 | -0.0057825 | -1.8113e-11 | 0.0058295 | 0.005802 | -4.8516e-12 | -0.0058066 | -0.0057825 | 0 | -165.3155 | 74.9156 | 0 | 14.6845 | -105.0844 |  | 1.0481 | 1.0461 | 1.0443 | 1.0476 | 1.0434 | 1.0413 | -0.059408 | -120.2384 | 119.9431 | -0.068924 | -120.3155 | 119.9156
Line17_5_19 | 0 | 0 | 0 | 0 | 0 | 0 | 0 | 0 | 0 | 0 | 0 | 0 | -3.3759e-12 | -5.959e-12 | -1.0837e-11 | 3.3759e-12 | 5.959e-12 | 1.0837e-11 | 2.8484e-12 | 9.9893e-12 | 4.1569e-12 | -2.8484e-12 | -9.9893e-12 | -4.1569e-12 | 0 | 0 | 0 | 0 | 0 | 0 |  | 1.0491 | 1.0484 | 1.0472 | 1.0491 | 1.0484 | 1.0472 | -0.040405 | -120.1418 | 119.9409 | -0.040405 | -120.1418 | 119.9409
Line1_1_3 | 0 | 0 | 0 | 0 | 0 | 0 | 0 | 0 | 0 | 0 | 0 | 0 | -2.7002e-11 | -4.7673e-11 | -8.6702e-11 | 2.7002e-11 | 4.7673e-11 | 8.6702e-11 | 2.2789e-11 | 7.9909e-11 | 3.3258e-11 | -2.2789e-11 | -7.9909e-11 | -3.3258e-11 | 0 | 0 | 0 | 0 | 0 | 0 |  | 1.0491 | 1.0484 | 1.0472 | 1.0491 | 1.0484 | 1.0472 | -0.040405 | -120.1418 | 119.9409 | -0.040405 | -120.1418 | 119.9409
Line2_1_4 | 0.011387 | 0.030006 | 0.02998 | 0.011387 | 0.030006 | 0.02998 | 0.0026298 | 0.0069296 | 0.0069235 | 0.0026298 | 0.0069296 | 0.0069235 | 0.0019489 | 0.0065284 | 0.0031523 | -0.0019476 | -0.0065194 | -0.0031434 | 0.0019528 | 0.0031884 | 0.0065289 | -0.0019502 | -0.0031704 | -0.0065109 | -45.0975 | -146.1725 | 55.7135 | 134.9025 | 33.8275 | -124.2865 |  | 1.0491 | 1.0484 | 1.0472 | 1.0481 | 1.0461 | 1.0443 | -0.040405 | -120.1418 | 119.9409 | -0.059408 | -120.2384 | 119.9431
Line3_1_5 | 0 | 0 | 0 | 0 | 0 | 0 | 0 | 0 | 0 | 0 | 0 | 0 | -6.7518e-12 | -1.1918e-11 | -2.1675e-11 | 6.7518e-12 | 1.1918e-11 | 2.1675e-11 | 5.6967e-12 | 1.9979e-11 | 8.3138e-12 | -5.6967e-12 | -1.9979e-11 | -8.3138e-12 | 0 | 0 | 0 | 0 | 0 | 0 |  | 1.0491 | 1.0484 | 1.0472 | 1.0491 | 1.0484 | 1.0472 | -0.040405 | -120.1418 | 119.9409 | -0.040405 | -120.1418 | 119.9409
Line4_2_6 | 0 | 0 | 0 | 0 | 0 | 0 | 0 | 0 | 0 | 0 | 0 | 0 | -1.6871e-11 | -2.9797e-11 | -5.4193e-11 | 1.6871e-11 | 2.9797e-11 | 5.4193e-11 | 1.4245e-11 | 4.9938e-11 | 2.079e-11 | -1.4245e-11 | -4.9938e-11 | -2.079e-11 | 0 | 0 | 0 | 0 | 0 | 0 |  | 1.0491 | 1.0484 | 1.0472 | 1.0491 | 1.0484 | 1.0472 | -0.040405 | -120.1418 | 119.9409 | -0.040405 | -120.1418 | 119.9409
Line5_6_7 | 0 | 0 | 0 | 0 | 0 | 0 | 0 | 0 | 0 | 0 | 0 | 0 | -1.3495e-11 | -2.3838e-11 | -4.3356e-11 | 1.3495e-11 | 2.3838e-11 | 4.3356e-11 | 1.1396e-11 | 3.9949e-11 | 1.6633e-11 | -1.1396e-11 | -3.9949e-11 | -1.6633e-11 | 0 | 0 | 0 | 0 | 0 | 0 |  | 1.0491 | 1.0484 | 1.0472 | 1.0491 | 1.0484 | 1.0472 | -0.040405 | -120.1418 | 119.9409 | -0.040405 | -120.1418 | 119.9409
Line6_7_8 | 0 | 0 | 0 | 0 | 0 | 0 | 0 | 0 | 0 | 0 | 0 | 0 | -1.0128e-11 | -1.7877e-11 | -3.2512e-11 | 1.0128e-11 | 1.7877e-11 | 3.2512e-11 | 8.5451e-12 | 2.9968e-11 | 1.2471e-11 | -8.5451e-12 | -2.9968e-11 | -1.2471e-11 | 0 | 0 | 0 | 0 | 0 | 0 |  | 1.0491 | 1.0484 | 1.0472 | 1.0491 | 1.0484 | 1.0472 | -0.040405 | -120.1418 | 119.9409 | -0.040405 | -120.1418 | 119.9409
Line7_8_9 | 0 | 0 | 0 | 0 | 0 | 0 | 0 | 0 | 0 | 0 | 0 | 0 | -3.3759e-12 | -5.959e-12 | -1.0837e-11 | 3.3759e-12 | 5.959e-12 | 1.0837e-11 | 2.8484e-12 | 9.9893e-12 | 4.1569e-12 | -2.8484e-12 | -9.9893e-12 | -4.1569e-12 | 0 | 0 | 0 | 0 | 0 | 0 |  | 1.0491 | 1.0484 | 1.0472 | 1.0491 | 1.0484 | 1.0472 | -0.040405 | -120.1418 | 119.9409 | -0.040405 | -120.1418 | 119.9409
Line8_8_10 | 0 | 0 | 0 | 0 | 0 | 0 | 0 | 0 | 0 | 0 | 0 | 0 | -3.3759e-12 | -5.959e-12 | -1.0837e-11 | 3.3759e-12 | 5.959e-12 | 1.0837e-11 | 2.8484e-12 | 9.9893e-12 | 4.1569e-12 | -2.8484e-12 | -9.9893e-12 | -4.1569e-12 | 0 | 0 | 0 | 0 | 0 | 0 |  | 1.0491 | 1.0484 | 1.0472 | 1.0491 | 1.0484 | 1.0472 | -0.040405 | -120.1418 | 119.9409 | -0.040405 | -120.1418 | 119.9409
Line9_3_11 | 0 | 0 | 0 | 0 | 0 | 0 | 0 | 0 | 0 | 0 | 0 | 0 | -2.3626e-11 | -4.1714e-11 | -7.5865e-11 | 2.3626e-11 | 4.1714e-11 | 7.5865e-11 | 1.994e-11 | 6.992e-11 | 2.9102e-11 | -1.994e-11 | -6.992e-11 | -2.9102e-11 | 0 | 0 | 0 | 0 | 0 | 0 |  | 1.0491 | 1.0484 | 1.0472 | 1.0491 | 1.0484 | 1.0472 | -0.040405 | -120.1418 | 119.9409 | -0.040405 | -120.1418 | 119.9409

## LLG_max_fault_10
name | pf_ikss_a_from_ka | pf_ikss_b_from_ka | pf_ikss_c_from_ka | pf_ikss_a_to_ka | pf_ikss_b_to_ka | pf_ikss_c_to_ka | pf_skss_a_from_mw | pf_skss_b_from_mw | pf_skss_c_from_mw | pf_skss_a_to_mw | pf_skss_b_to_mw | pf_skss_c_to_mw | pf_p_a_from_mw | pf_p_b_from_mw | pf_p_c_from_mw | pf_p_a_to_mw | pf_p_b_to_mw | pf_p_c_to_mw | pf_q_a_from_mvar | pf_q_b_from_mvar | pf_q_c_from_mvar | pf_q_a_to_mvar | pf_q_b_to_mvar | pf_q_c_to_mvar | pf_ikss_a_from_degree | pf_ikss_b_from_degree | pf_ikss_c_from_degree | pf_ikss_a_to_degree | pf_ikss_b_to_degree | pf_ikss_c_to_degree | 3xI0 | pf_vm_a_from_pu | pf_vm_b_from_pu | pf_vm_c_from_pu | pf_vm_a_to_pu | pf_vm_b_to_pu | pf_vm_c_to_pu | pf_va_a_from_degree | pf_va_b_from_degree | pf_va_c_from_degree | pf_va_a_to_degree | pf_va_b_to_degree | pf_va_c_to_degree
Line0_1_2 | 0 | 0 | 0 | 0 | 0 | 0 | 0 | 0 | 0 | 0 | 0 | 0 | -2.327e-11 | -4.1089e-11 | -7.4726e-11 | 2.327e-11 | 4.1089e-11 | 7.4726e-11 | 1.9645e-11 | 6.8868e-11 | 2.8664e-11 | -1.9645e-11 | -6.8868e-11 | -2.8664e-11 | 0 | 0 | 0 | 0 | 0 | 0 |  | 1.099 | 1.0983 | 1.0969 | 1.099 | 1.0983 | 1.0969 | -0.042313 | -120.1485 | 119.9381 | -0.042313 | -120.1485 | 119.9381
Line10_11_12 | 0 | 0 | 0 | 0 | 0 | 0 | 0 | 0 | 0 | 0 | 0 | 0 | -2.3274e-11 | -4.1088e-11 | -7.4723e-11 | 2.3274e-11 | 4.1088e-11 | 7.4723e-11 | 1.9643e-11 | 6.8871e-11 | 2.8661e-11 | -1.9643e-11 | -6.8871e-11 | -2.8661e-11 | 0 | 0 | 0 | 0 | 0 | 0 |  | 1.099 | 1.0983 | 1.0969 | 1.099 | 1.0983 | 1.0969 | -0.042313 | -120.1485 | 119.9381 | -0.042313 | -120.1485 | 119.9381
Line11_12_13 | 0 | 0 | 0 | 0 | 0 | 0 | 0 | 0 | 0 | 0 | 0 | 0 | -1.9394e-11 | -3.424e-11 | -6.227e-11 | 1.9394e-11 | 3.424e-11 | 6.227e-11 | 1.637e-11 | 5.7392e-11 | 2.3885e-11 | -1.637e-11 | -5.7392e-11 | -2.3885e-11 | 0 | 0 | 0 | 0 | 0 | 0 |  | 1.099 | 1.0983 | 1.0969 | 1.099 | 1.0983 | 1.0969 | -0.042313 | -120.1485 | 119.9381 | -0.042313 | -120.1485 | 119.9381
Line12_13_15 | 0 | 0 | 0 | 0 | 0 | 0 | 0 | 0 | 0 | 0 | 0 | 0 | -1.164e-11 | -2.0543e-11 | -3.7359e-11 | 1.164e-11 | 2.0543e-11 | 3.7359e-11 | 9.8208e-12 | 3.4438e-11 | 1.4329e-11 | -9.8208e-12 | -3.4438e-11 | -1.4329e-11 | 0 | 0 | 0 | 0 | 0 | 0 |  | 1.099 | 1.0983 | 1.0969 | 1.099 | 1.0983 | 1.0969 | -0.042313 | -120.1485 | 119.9381 | -0.042313 | -120.1485 | 119.9381
Line13_13_14 | 0 | 0 | 0 | 0 | 0 | 0 | 0 | 0 | 0 | 0 | 0 | 0 | -3.8744e-12 | -6.849e-12 | -1.2457e-11 | 3.8744e-12 | 6.849e-12 | 1.2457e-11 | 3.2754e-12 | 1.1474e-11 | 4.78e-12 | -3.2754e-12 | -1.1474e-11 | -4.78e-12 | 0 | 0 | 0 | 0 | 0 | 0 |  | 1.099 | 1.0983 | 1.0969 | 1.099 | 1.0983 | 1.0969 | -0.042313 | -120.1485 | 119.9381 | -0.042313 | -120.1485 | 119.9381
Line14_15_16 | 0 | 0 | 0 | 0 | 0 | 0 | 0 | 0 | 0 | 0 | 0 | 0 | -7.7597e-12 | -1.3696e-11 | -2.4906e-11 | 7.7597e-12 | 1.3696e-11 | 2.4906e-11 | 6.5472e-12 | 2.2959e-11 | 9.5525e-12 | -6.5472e-12 | -2.2959e-11 | -9.5525e-12 | 0 | 0 | 0 | 0 | 0 | 0 |  | 1.099 | 1.0983 | 1.0969 | 1.099 | 1.0983 | 1.0969 | -0.042313 | -120.1485 | 119.9381 | -0.042313 | -120.1485 | 119.9381
Line15_16_17 | 0 | 0 | 0 | 0 | 0 | 0 | 0 | 0 | 0 | 0 | 0 | 0 | -3.8798e-12 | -6.8478e-12 | -1.2453e-11 | 3.8798e-12 | 6.8478e-12 | 1.2453e-11 | 3.2736e-12 | 1.1479e-11 | 4.7762e-12 | -3.2736e-12 | -1.1479e-11 | -4.7762e-12 | 0 | 0 | 0 | 0 | 0 | 0 |  | 1.099 | 1.0983 | 1.0969 | 1.099 | 1.0983 | 1.0969 | -0.042313 | -120.1485 | 119.9381 | -0.042313 | -120.1485 | 119.9381
Line16_4_18 | 0 | 0.035698 | 0.035622 | 0 | 0.035698 | 0.035622 | 0 | 0.0082442 | 0.0082266 | 0 | 0.0082442 | 0.0082266 | -1.8875e-11 | 0.0063798 | 0.0063601 | 1.0487e-11 | -0.0063719 | -0.0063448 | -1.973e-11 | 0.006397 | 0.0063662 | -5.4719e-12 | -0.0063719 | -0.0063448 | 0 | -165.3222 | 74.9129 | 0 | 14.6778 | -105.0871 |  | 1.0979 | 1.0959 | 1.0939 | 1.0974 | 1.093 | 1.0907 | -0.061316 | -120.2451 | 119.9404 | -0.070832 | -120.3222 | 119.9129
Line17_5_19 | 0 | 0 | 0 | 0 | 0 | 0 | 0 | 0 | 0 | 0 | 0 | 0 | -3.8798e-12 | -6.8478e-12 | -1.2453e-11 | 3.8798e-12 | 6.8478e-12 | 1.2453e-11 | 3.2736e-12 | 1.1479e-11 | 4.7762e-12 | -3.2736e-12 | -1.1479e-11 | -4.7762e-12 | 0 | 0 | 0 | 0 | 0 | 0 |  | 1.099 | 1.0983 | 1.0969 | 1.099 | 1.0983 | 1.0969 | -0.042313 | -120.1485 | 119.9381 | -0.042313 | -120.1485 | 119.9381
Line1_1_3 | 0 | 0 | 0 | 0 | 0 | 0 | 0 | 0 | 0 | 0 | 0 | 0 | -3.1033e-11 | -5.4784e-11 | -9.9629e-11 | 3.1033e-11 | 5.4784e-11 | 9.9629e-11 | 2.6191e-11 | 9.183e-11 | 3.8214e-11 | -2.6191e-11 | -9.183e-11 | -3.8214e-11 | 0 | 0 | 0 | 0 | 0 | 0 |  | 1.099 | 1.0983 | 1.0969 | 1.099 | 1.0983 | 1.0969 | -0.042313 | -120.1485 | 119.9381 | -0.042313 | -120.1485 | 119.9381
Line2_1_4 | 0.011929 | 0.031432 | 0.031403 | 0.011929 | 0.031432 | 0.031403 | 0.0027549 | 0.0072589 | 0.0072522 | 0.0027549 | 0.0072589 | 0.0072522 | 0.0021388 | 0.0071637 | 0.0034586 | -0.0021374 | -0.0071538 | -0.0034487 | 0.0021431 | 0.0034987 | 0.0071638 | -0.0021402 | -0.0034789 | -0.0071441 | -45.0994 | -146.1788 | 55.7088 | 134.9006 | 33.8212 | -124.2912 |  | 1.099 | 1.0983 | 1.0969 | 1.0979 | 1.0959 | 1.0939 | -0.042313 | -120.1485 | 119.9381 | -0.061316 | -120.2451 | 119.9404
Line3_1_5 | 0 | 0 | 0 | 0 | 0 | 0 | 0 | 0 | 0 | 0 | 0 | 0 | -7.7597e-12 | -1.3696e-11 | -2.4906e-11 | 7.7597e-12 | 1.3696e-11 | 2.4906e-11 | 6.5472e-12 | 2.2959e-11 | 9.5525e-12 | -6.5472e-12 | -2.2959e-11 | -9.5525e-12 | 0 | 0 | 0 | 0 | 0 | 0 |  | 1.099 | 1.0983 | 1.0969 | 1.099 | 1.0983 | 1.0969 | -0.042313 | -120.1485 | 119.9381 | -0.042313 | -120.1485 | 119.9381
Line4_2_6 | 0 | 0 | 0 | 0 | 0 | 0 | 0 | 0 | 0 | 0 | 0 | 0 | -1.939e-11 | -3.4241e-11 | -6.2273e-11 | 1.939e-11 | 3.4241e-11 | 6.2273e-11 | 1.6371e-11 | 5.7388e-11 | 2.3888e-11 | -1.6371e-11 | -5.7388e-11 | -2.3888e-11 | 0 | 0 | 0 | 0 | 0 | 0 |  | 1.099 | 1.0983 | 1.0969 | 1.099 | 1.0983 | 1.0969 | -0.042313 | -120.1485 | 119.9381 | -0.042313 | -120.1485 | 119.9381
Line5_6_7 | 0 | 0 | 0 | 0 | 0 | 0 | 0 | 0 | 0 | 0 | 0 | 0 | -1.551e-11 | -2.7393e-11 | -4.9819e-11 | 1.551e-11 | 2.7393e-11 | 4.9819e-11 | 1.3097e-11 | 4.5909e-11 | 1.9111e-11 | -1.3097e-11 | -4.5909e-11 | -1.9111e-11 | 0 | 0 | 0 | 0 | 0 | 0 |  | 1.099 | 1.0983 | 1.0969 | 1.099 | 1.0983 | 1.0969 | -0.042313 | -120.1485 | 119.9381 | -0.042313 | -120.1485 | 119.9381
Line6_7_8 | 0 | 0 | 0 | 0 | 0 | 0 | 0 | 0 | 0 | 0 | 0 | 0 | -1.164e-11 | -2.0543e-11 | -3.7359e-11 | 1.164e-11 | 2.0543e-11 | 3.7359e-11 | 9.8208e-12 | 3.4438e-11 | 1.4329e-11 | -9.8208e-12 | -3.4438e-11 | -1.4329e-11 | 0 | 0 | 0 | 0 | 0 | 0 |  | 1.099 | 1.0983 | 1.0969 | 1.099 | 1.0983 | 1.0969 | -0.042313 | -120.1485 | 119.9381 | -0.042313 | -120.1485 | 119.9381
Line7_8_9 | 0 | 0 | 0 | 0 | 0 | 0 | 0 | 0 | 0 | 0 | 0 | 0 | -3.8798e-12 | -6.8478e-12 | -1.2453e-11 | 3.8798e-12 | 6.8478e-12 | 1.2453e-11 | 3.2736e-12 | 1.1479e-11 | 4.7762e-12 | -3.2736e-12 | -1.1479e-11 | -4.7762e-12 | 0 | 0 | 0 | 0 | 0 | 0 |  | 1.099 | 1.0983 | 1.0969 | 1.099 | 1.0983 | 1.0969 | -0.042313 | -120.1485 | 119.9381 | -0.042313 | -120.1485 | 119.9381
Line8_8_10 | 0 | 0 | 0 | 0 | 0 | 0 | 0 | 0 | 0 | 0 | 0 | 0 | -3.8798e-12 | -6.8478e-12 | -1.2453e-11 | 3.8798e-12 | 6.8478e-12 | 1.2453e-11 | 3.2736e-12 | 1.1479e-11 | 4.7762e-12 | -3.2736e-12 | -1.1479e-11 | -4.7762e-12 | 0 | 0 | 0 | 0 | 0 | 0 |  | 1.099 | 1.0983 | 1.0969 | 1.099 | 1.0983 | 1.0969 | -0.042313 | -120.1485 | 119.9381 | -0.042313 | -120.1485 | 119.9381
Line9_3_11 | 0 | 0 | 0 | 0 | 0 | 0 | 0 | 0 | 0 | 0 | 0 | 0 | -2.7153e-11 | -4.7936e-11 | -8.7176e-11 | 2.7153e-11 | 4.7936e-11 | 8.7176e-11 | 2.2917e-11 | 8.0351e-11 | 3.3437e-11 | -2.2917e-11 | -8.0351e-11 | -3.3437e-11 | 0 | 0 | 0 | 0 | 0 | 0 |  | 1.099 | 1.0983 | 1.0969 | 1.099 | 1.0983 | 1.0969 | -0.042313 | -120.1485 | 119.9381 | -0.042313 | -120.1485 | 119.9381

## LLG_min_6
name | pf_ikss_a_from_ka | pf_ikss_b_from_ka | pf_ikss_c_from_ka | pf_ikss_a_to_ka | pf_ikss_b_to_ka | pf_ikss_c_to_ka | pf_skss_a_from_mw | pf_skss_b_from_mw | pf_skss_c_from_mw | pf_skss_a_to_mw | pf_skss_b_to_mw | pf_skss_c_to_mw | pf_p_a_from_mw | pf_p_b_from_mw | pf_p_c_from_mw | pf_p_a_to_mw | pf_p_b_to_mw | pf_p_c_to_mw | pf_q_a_from_mvar | pf_q_b_from_mvar | pf_q_c_from_mvar | pf_q_a_to_mvar | pf_q_b_to_mvar | pf_q_c_to_mvar | pf_ikss_a_from_degree | pf_ikss_b_from_degree | pf_ikss_c_from_degree | pf_ikss_a_to_degree | pf_ikss_b_to_degree | pf_ikss_c_to_degree | 3xI0 | pf_vm_a_from_pu | pf_vm_b_from_pu | pf_vm_c_from_pu | pf_vm_a_to_pu | pf_vm_b_to_pu | pf_vm_c_to_pu | pf_va_a_from_degree | pf_va_b_from_degree | pf_va_c_from_degree | pf_va_a_to_degree | pf_va_b_to_degree | pf_va_c_to_degree
Line0_1_2 | 0 | 0 | 0 | 0 | 0 | 0 | 0 | 0 | 0 | 0 | 0 | 0 | -2.919e-09 | -3.1228e-09 | -3.7413e-09 | 2.919e-09 | 3.1228e-09 | 3.7413e-09 | 2.3682e-09 | 3.4805e-09 | 2.0856e-09 | -2.3682e-09 | -3.4805e-09 | -2.0856e-09 | 0 | 0 | 0 | 0 | 0 | 0 |  | 0.76637 | 0.73079 | 0.69581 | 0.76637 | 0.73079 | 0.69581 | -8.5024 | -133.1753 | 111.7574 | -8.5024 | -133.1753 | 111.7574
Line10_11_12 | 0 | 0 | 0 | 0 | 0 | 0 | 0 | 0 | 0 | 0 | 0 | 0 | -2.9194e-09 | -3.1226e-09 | -3.7411e-09 | 2.9194e-09 | 3.1226e-09 | 3.7411e-09 | 2.3682e-09 | 3.4808e-09 | 2.0853e-09 | -2.3682e-09 | -3.4808e-09 | -2.0853e-09 | 0 | 0 | 0 | 0 | 0 | 0 |  | 0.76637 | 0.73079 | 0.69581 | 0.76637 | 0.73079 | 0.69581 | -8.5024 | -133.1753 | 111.7574 | -8.5024 | -133.1753 | 111.7574
Line11_12_13 | 0 | 0 | 0 | 0 | 0 | 0 | 0 | 0 | 0 | 0 | 0 | 0 | -2.4327e-09 | -2.6022e-09 | -3.1176e-09 | 2.4327e-09 | 2.6022e-09 | 3.1176e-09 | 1.9735e-09 | 2.9006e-09 | 1.7378e-09 | -1.9735e-09 | -2.9006e-09 | -1.7378e-09 | 0 | 0 | 0 | 0 | 0 | 0 |  | 0.76637 | 0.73079 | 0.69581 | 0.76637 | 0.73079 | 0.69581 | -8.5024 | -133.1753 | 111.7574 | -8.5024 | -133.1753 | 111.7574
Line12_13_15 | 0 | 0 | 0 | 0 | 0 | 0 | 0 | 0 | 0 | 0 | 0 | 0 | -1.46e-09 | -1.5612e-09 | -1.8704e-09 | 1.46e-09 | 1.5612e-09 | 1.8704e-09 | 1.1841e-09 | 1.7407e-09 | 1.0424e-09 | -1.1841e-09 | -1.7407e-09 | -1.0424e-09 | 0 | 0 | 0 | 0 | 0 | 0 |  | 0.76637 | 0.73079 | 0.69581 | 0.76637 | 0.73079 | 0.69581 | -8.5024 | -133.1753 | 111.7574 | -8.5024 | -133.1753 | 111.7574
Line13_13_14 | 0 | 0 | 0 | 0 | 0 | 0 | 0 | 0 | 0 | 0 | 0 | 0 | -4.8609e-10 | -5.2068e-10 | -6.2375e-10 | 4.8609e-10 | 5.2068e-10 | 6.2375e-10 | 3.9471e-10 | 5.7976e-10 | 3.4792e-10 | -3.9471e-10 | -5.7976e-10 | -3.4792e-10 | 0 | 0 | 0 | 0 | 0 | 0 |  | 0.76637 | 0.73079 | 0.69581 | 0.76637 | 0.73079 | 0.69581 | -8.5024 | -133.1753 | 111.7574 | -8.5024 | -133.1753 | 111.7574
Line14_15_16 | 0 | 0 | 0 | 0 | 0 | 0 | 0 | 0 | 0 | 0 | 0 | 0 | -9.7332e-10 | -1.0408e-09 | -1.2469e-09 | 9.7332e-10 | 1.0408e-09 | 1.2469e-09 | 7.8938e-10 | 1.1604e-09 | 6.9496e-10 | -7.8938e-10 | -1.1604e-09 | -6.9496e-10 | 0 | 0 | 0 | 0 | 0 | 0 |  | 0.76637 | 0.73079 | 0.69581 | 0.76637 | 0.73079 | 0.69581 | -8.5024 | -133.1753 | 111.7574 | -8.5024 | -133.1753 | 111.7574
Line15_16_17 | 0 | 0 | 0 | 0 | 0 | 0 | 0 | 0 | 0 | 0 | 0 | 0 | -4.8666e-10 | -5.2039e-10 | -6.2347e-10 | 4.8666e-10 | 5.2039e-10 | 6.2347e-10 | 3.9469e-10 | 5.8022e-10 | 3.4748e-10 | -3.9469e-10 | -5.8022e-10 | -3.4748e-10 | 0 | 0 | 0 | 0 | 0 | 0 |  | 0.76637 | 0.73079 | 0.69581 | 0.76637 | 0.73079 | 0.69581 | -8.5024 | -133.1753 | 111.7574 | -8.5024 | -133.1753 | 111.7574
Line16_4_18 | 0 | 4.1639 | 3.9506 | 0 | 4.1639 | 3.9506 | 0 | 0.96161 | 0.91234 | 0 | 0.96161 | 0.91234 | -1.0423e-09 | 0.21165 | 0.29048 | 7.8171e-10 | -1.4361e-13 | -9.8637e-14 | -2.4704e-09 | 0.32709 | 0.19597 | -1.9735e-10 | 4.9047e-14 | 1.5497e-13 | 0 | 162.2816 | 86.0106 | 0 | -17.7184 | -93.9894 |  | 0.51092 | 0.40514 | 0.38407 | 0.38319 | 0 | 0 | -8.5024 | -140.6241 | 120.0151 | -8.5024 | 0 | 0
Line17_5_19 | 0 | 0 | 0 | 0 | 0 | 0 | 0 | 0 | 0 | 0 | 0 | 0 | -4.8666e-10 | -5.2039e-10 | -6.2347e-10 | 4.8666e-10 | 5.2038e-10 | 6.2347e-10 | 3.9469e-10 | 5.8022e-10 | 3.4748e-10 | -3.9469e-10 | -5.8022e-10 | -3.4748e-10 | 0 | 0 | 0 | 0 | 0 | 0 |  | 0.76637 | 0.73079 | 0.69581 | 0.76637 | 0.73079 | 0.69581 | -8.5024 | -133.1753 | 111.7574 | -8.5024 | -133.1753 | 111.7574
Line1_1_3 | 0 | 0 | 0 | 0 | 0 | 0 | 0 | 0 | 0 | 0 | 0 | 0 | -3.8927e-09 | -4.1634e-09 | -4.9881e-09 | 3.8927e-09 | 4.1634e-09 | 4.9881e-09 | 3.1576e-09 | 4.6413e-09 | 2.7803e-09 | -3.1576e-09 | -4.6413e-09 | -2.7803e-09 | 0 | 0 | 0 | 0 | 0 | 0 |  | 0.76637 | 0.73079 | 0.69581 | 0.76637 | 0.73079 | 0.69581 | -8.5024 | -133.1753 | 111.7574 | -8.5024 | -133.1753 | 111.7574
Line2_1_4 | 2.1279 | 2.7757 | 2.6698 | 2.1279 | 2.7757 | 2.6698 | 0.49142 | 0.64103 | 0.61656 | 0.49142 | 0.64103 | 0.61656 | 0.26082 | 0.37363 | 0.2394 | -0.17388 | -0.2257 | -0.10255 | 0.27169 | 0.28258 | 0.356 | -0.18112 | -0.12848 | -0.21344 | -54.6715 | -170.2757 | 55.6776 | 125.3285 | 9.7243 | -124.3224 |  | 0.76637 | 0.73079 | 0.69581 | 0.51092 | 0.40514 | 0.38407 | -8.5024 | -133.1753 | 111.7574 | -8.5024 | -140.6241 | 120.0151
Line3_1_5 | 0 | 0 | 0 | 0 | 0 | 0 | 0 | 0 | 0 | 0 | 0 | 0 | -9.7332e-10 | -1.0408e-09 | -1.2469e-09 | 9.7332e-10 | 1.0408e-09 | 1.2469e-09 | 7.8938e-10 | 1.1604e-09 | 6.9496e-10 | -7.8938e-10 | -1.1604e-09 | -6.9496e-10 | 0 | 0 | 0 | 0 | 0 | 0 |  | 0.76637 | 0.73079 | 0.69581 | 0.76637 | 0.73079 | 0.69581 | -8.5024 | -133.1753 | 111.7574 | -8.5024 | -133.1753 | 111.7574
Line4_2_6 | 0 | 0 | 0 | 0 | 0 | 0 | 0 | 0 | 0 | 0 | 0 | 0 | -2.4323e-09 | -2.6024e-09 | -3.1178e-09 | 2.4323e-09 | 2.6024e-09 | 3.1178e-09 | 1.9735e-09 | 2.9003e-09 | 1.7381e-09 | -1.9735e-09 | -2.9003e-09 | -1.7381e-09 | 0 | 0 | 0 | 0 | 0 | 0 |  | 0.76637 | 0.73079 | 0.69581 | 0.76637 | 0.73079 | 0.69581 | -8.5024 | -133.1753 | 111.7574 | -8.5024 | -133.1753 | 111.7574
Line5_6_7 | 0 | 0 | 0 | 0 | 0 | 0 | 0 | 0 | 0 | 0 | 0 | 0 | -1.9457e-09 | -2.082e-09 | -2.4943e-09 | 1.9457e-09 | 2.082e-09 | 2.4943e-09 | 1.5788e-09 | 2.3201e-09 | 1.3907e-09 | -1.5788e-09 | -2.3201e-09 | -1.3907e-09 | 0 | 0 | 0 | 0 | 0 | 0 |  | 0.76637 | 0.73079 | 0.69581 | 0.76637 | 0.73079 | 0.69581 | -8.5024 | -133.1753 | 111.7574 | -8.5024 | -133.1753 | 111.7574
Line6_7_8 | 0 | 0 | 0 | 0 | 0 | 0 | 0 | 0 | 0 | 0 | 0 | 0 | -1.46e-09 | -1.5612e-09 | -1.8704e-09 | 1.46e-09 | 1.5612e-09 | 1.8704e-09 | 1.1841e-09 | 1.7407e-09 | 1.0424e-09 | -1.1841e-09 | -1.7407e-09 | -1.0424e-09 | 0 | 0 | 0 | 0 | 0 | 0 |  | 0.76637 | 0.73079 | 0.69581 | 0.76637 | 0.73079 | 0.69581 | -8.5024 | -133.1753 | 111.7574 | -8.5024 | -133.1753 | 111.7574
Line7_8_9 | 0 | 0 | 0 | 0 | 0 | 0 | 0 | 0 | 0 | 0 | 0 | 0 | -4.8666e-10 | -5.2039e-10 | -6.2347e-10 | 4.8666e-10 | 5.2039e-10 | 6.2347e-10 | 3.9469e-10 | 5.8022e-10 | 3.4748e-10 | -3.9469e-10 | -5.8022e-10 | -3.4748e-10 | 0 | 0 | 0 | 0 | 0 | 0 |  | 0.76637 | 0.73079 | 0.69581 | 0.76637 | 0.73079 | 0.69581 | -8.5024 | -133.1753 | 111.7574 | -8.5024 | -133.1753 | 111.7574
Line8_8_10 | 0 | 0 | 0 | 0 | 0 | 0 | 0 | 0 | 0 | 0 | 0 | 0 | -4.8666e-10 | -5.2039e-10 | -6.2347e-10 | 4.8666e-10 | 5.2039e-10 | 6.2347e-10 | 3.9469e-10 | 5.8022e-10 | 3.4748e-10 | -3.9469e-10 | -5.8022e-10 | -3.4748e-10 | 0 | 0 | 0 | 0 | 0 | 0 |  | 0.76637 | 0.73079 | 0.69581 | 0.76637 | 0.73079 | 0.69581 | -8.5024 | -133.1753 | 111.7574 | -8.5024 | -133.1753 | 111.7574
Line9_3_11 | 0 | 0 | 0 | 0 | 0 | 0 | 0 | 0 | 0 | 0 | 0 | 0 | -3.406e-09 | -3.643e-09 | -4.3646e-09 | 3.406e-09 | 3.643e-09 | 4.3646e-09 | 2.7629e-09 | 4.0611e-09 | 2.4328e-09 | -2.7629e-09 | -4.0611e-09 | -2.4328e-09 | 0 | 0 | 0 | 0 | 0 | 0 |  | 0.76637 | 0.73079 | 0.69581 | 0.76637 | 0.73079 | 0.69581 | -8.5024 | -133.1753 | 111.7574 | -8.5024 | -133.1753 | 111.7574

## LLG_min_10
name | pf_ikss_a_from_ka | pf_ikss_b_from_ka | pf_ikss_c_from_ka | pf_ikss_a_to_ka | pf_ikss_b_to_ka | pf_ikss_c_to_ka | pf_skss_a_from_mw | pf_skss_b_from_mw | pf_skss_c_from_mw | pf_skss_a_to_mw | pf_skss_b_to_mw | pf_skss_c_to_mw | pf_p_a_from_mw | pf_p_b_from_mw | pf_p_c_from_mw | pf_p_a_to_mw | pf_p_b_to_mw | pf_p_c_to_mw | pf_q_a_from_mvar | pf_q_b_from_mvar | pf_q_c_from_mvar | pf_q_a_to_mvar | pf_q_b_to_mvar | pf_q_c_to_mvar | pf_ikss_a_from_degree | pf_ikss_b_from_degree | pf_ikss_c_from_degree | pf_ikss_a_to_degree | pf_ikss_b_to_degree | pf_ikss_c_to_degree | 3xI0 | pf_vm_a_from_pu | pf_vm_b_from_pu | pf_vm_c_from_pu | pf_vm_a_to_pu | pf_vm_b_to_pu | pf_vm_c_to_pu | pf_va_a_from_degree | pf_va_b_from_degree | pf_va_c_from_degree | pf_va_a_to_degree | pf_va_b_to_degree | pf_va_c_to_degree
Line0_1_2 | 0 | 0 | 0 | 0 | 0 | 0 | 0 | 0 | 0 | 0 | 0 | 0 | -2.6198e-09 | -2.8027e-09 | -3.3578e-09 | 2.6198e-09 | 2.8027e-09 | 3.3578e-09 | 2.1255e-09 | 3.1238e-09 | 1.8719e-09 | -2.1255e-09 | -3.1238e-09 | -1.8719e-09 | 0 | 0 | 0 | 0 | 0 | 0 |  | 0.72604 | 0.69232 | 0.65919 | 0.72604 | 0.69232 | 0.65919 | -8.5024 | -133.1753 | 111.7574 | -8.5024 | -133.1753 | 111.7574
Line10_11_12 | 0 | 0 | 0 | 0 | 0 | 0 | 0 | 0 | 0 | 0 | 0 | 0 | -2.6202e-09 | -2.8026e-09 | -3.3577e-09 | 2.6202e-09 | 2.8026e-09 | 3.3577e-09 | 2.1255e-09 | 3.1241e-09 | 1.8716e-09 | -2.1255e-09 | -3.1241e-09 | -1.8716e-09 | 0 | 0 | 0 | 0 | 0 | 0 |  | 0.72604 | 0.69232 | 0.65919 | 0.72604 | 0.69232 | 0.65919 | -8.5024 | -133.1753 | 111.7574 | -8.5024 | -133.1753 | 111.7574
Line11_12_13 | 0 | 0 | 0 | 0 | 0 | 0 | 0 | 0 | 0 | 0 | 0 | 0 | -2.1834e-09 | -2.3355e-09 | -2.7981e-09 | 2.1834e-09 | 2.3355e-09 | 2.7981e-09 | 1.7712e-09 | 2.6033e-09 | 1.5597e-09 | -1.7712e-09 | -2.6033e-09 | -1.5597e-09 | 0 | 0 | 0 | 0 | 0 | 0 |  | 0.72604 | 0.69232 | 0.65919 | 0.72604 | 0.69232 | 0.65919 | -8.5024 | -133.1753 | 111.7574 | -8.5024 | -133.1753 | 111.7574
Line12_13_15 | 0 | 0 | 0 | 0 | 0 | 0 | 0 | 0 | 0 | 0 | 0 | 0 | -1.3103e-09 | -1.4011e-09 | -1.6787e-09 | 1.3103e-09 | 1.4011e-09 | 1.6787e-09 | 1.0627e-09 | 1.5622e-09 | 9.356e-10 | -1.0627e-09 | -1.5622e-09 | -9.356e-10 | 0 | 0 | 0 | 0 | 0 | 0 |  | 0.72604 | 0.69232 | 0.65919 | 0.72604 | 0.69232 | 0.65919 | -8.5024 | -133.1753 | 111.7574 | -8.5024 | -133.1753 | 111.7574
Line13_13_14 | 0 | 0 | 0 | 0 | 0 | 0 | 0 | 0 | 0 | 0 | 0 | 0 | -4.3627e-10 | -4.6731e-10 | -5.5982e-10 | 4.3627e-10 | 4.6731e-10 | 5.5982e-10 | 3.5426e-10 | 5.2034e-10 | 3.1226e-10 | -3.5426e-10 | -5.2034e-10 | -3.1226e-10 | 0 | 0 | 0 | 0 | 0 | 0 |  | 0.72604 | 0.69232 | 0.65919 | 0.72604 | 0.69232 | 0.65919 | -8.5024 | -133.1753 | 111.7574 | -8.5024 | -133.1753 | 111.7574
Line14_15_16 | 0 | 0 | 0 | 0 | 0 | 0 | 0 | 0 | 0 | 0 | 0 | 0 | -8.7356e-10 | -9.341e-10 | -1.1191e-09 | 8.7356e-10 | 9.341e-10 | 1.1191e-09 | 7.0848e-10 | 1.0415e-09 | 6.2373e-10 | -7.0848e-10 | -1.0415e-09 | -6.2373e-10 | 0 | 0 | 0 | 0 | 0 | 0 |  | 0.72604 | 0.69232 | 0.65919 | 0.72604 | 0.69232 | 0.65919 | -8.5024 | -133.1753 | 111.7574 | -8.5024 | -133.1753 | 111.7574
Line15_16_17 | 0 | 0 | 0 | 0 | 0 | 0 | 0 | 0 | 0 | 0 | 0 | 0 | -4.3678e-10 | -4.6705e-10 | -5.5957e-10 | 4.3678e-10 | 4.6705e-10 | 5.5957e-10 | 3.5424e-10 | 5.2075e-10 | 3.1187e-10 | -3.5424e-10 | -5.2075e-10 | -3.1187e-10 | 0 | 0 | 0 | 0 | 0 | 0 |  | 0.72604 | 0.69232 | 0.65919 | 0.72604 | 0.69232 | 0.65919 | -8.5024 | -133.1753 | 111.7574 | -8.5024 | -133.1753 | 111.7574
Line16_4_18 | 0 | 3.9447 | 3.7426 | 0 | 3.9447 | 3.7426 | 0 | 0.911 | 0.86432 | 0 | 0.911 | 0.86432 | -9.3546e-10 | 0.18996 | 0.26071 | 7.0159e-10 | -1.29e-13 | -8.8666e-14 | -2.2172e-09 | 0.29356 | 0.17588 | -1.7712e-10 | 4.3835e-14 | 1.3897e-13 | 0 | 162.2816 | 86.0106 | 0 | -17.7184 | -93.9894 |  | 0.48403 | 0.38382 | 0.36386 | 0.36302 | 0 | 0 | -8.5024 | -140.6241 | 120.0151 | -8.5024 | 0 | 0
Line17_5_19 | 0 | 0 | 0 | 0 | 0 | 0 | 0 | 0 | 0 | 0 | 0 | 0 | -4.3678e-10 | -4.6705e-10 | -5.5957e-10 | 4.3678e-10 | 4.6705e-10 | 5.5957e-10 | 3.5424e-10 | 5.2075e-10 | 3.1187e-10 | -3.5424e-10 | -5.2075e-10 | -3.1187e-10 | 0 | 0 | 0 | 0 | 0 | 0 |  | 0.72604 | 0.69232 | 0.65919 | 0.72604 | 0.69232 | 0.65919 | -8.5024 | -133.1753 | 111.7574 | -8.5024 | -133.1753 | 111.7574
Line1_1_3 | 0 | 0 | 0 | 0 | 0 | 0 | 0 | 0 | 0 | 0 | 0 | 0 | -3.4937e-09 | -3.7367e-09 | -4.4768e-09 | 3.4937e-09 | 3.7367e-09 | 4.4768e-09 | 2.8339e-09 | 4.1656e-09 | 2.4953e-09 | -2.8339e-09 | -4.1656e-09 | -2.4953e-09 | 0 | 0 | 0 | 0 | 0 | 0 |  | 0.72604 | 0.69232 | 0.65919 | 0.72604 | 0.69232 | 0.65919 | -8.5024 | -133.1753 | 111.7574 | -8.5024 | -133.1753 | 111.7574
Line2_1_4 | 2.0159 | 2.6296 | 2.5293 | 2.0159 | 2.6296 | 2.5293 | 0.46556 | 0.60729 | 0.58411 | 0.46556 | 0.60729 | 0.58411 | 0.23409 | 0.33534 | 0.21487 | -0.15606 | -0.20257 | -0.092041 | 0.24384 | 0.25362 | 0.31951 | -0.16256 | -0.11532 | -0.19157 | -54.6715 | -170.2757 | 55.6776 | 125.3285 | 9.7243 | -124.3224 |  | 0.72604 | 0.69232 | 0.65919 | 0.48403 | 0.38382 | 0.36386 | -8.5024 | -133.1753 | 111.7574 | -8.5024 | -140.6241 | 120.0151
Line3_1_5 | 0 | 0 | 0 | 0 | 0 | 0 | 0 | 0 | 0 | 0 | 0 | 0 | -8.7356e-10 | -9.341e-10 | -1.1191e-09 | 8.7356e-10 | 9.341e-10 | 1.1191e-09 | 7.0848e-10 | 1.0415e-09 | 6.2373e-10 | -7.0848e-10 | -1.0415e-09 | -6.2373e-10 | 0 | 0 | 0 | 0 | 0 | 0 |  | 0.72604 | 0.69232 | 0.65919 | 0.72604 | 0.69232 | 0.65919 | -8.5024 | -133.1753 | 111.7574 | -8.5024 | -133.1753 | 111.7574
Line4_2_6 | 0 | 0 | 0 | 0 | 0 | 0 | 0 | 0 | 0 | 0 | 0 | 0 | -2.183e-09 | -2.3357e-09 | -2.7983e-09 | 2.183e-09 | 2.3357e-09 | 2.7983e-09 | 1.7712e-09 | 2.6031e-09 | 1.56e-09 | -1.7712e-09 | -2.6031e-09 | -1.56e-09 | 0 | 0 | 0 | 0 | 0 | 0 |  | 0.72604 | 0.69232 | 0.65919 | 0.72604 | 0.69232 | 0.65919 | -8.5024 | -133.1753 | 111.7574 | -8.5024 | -133.1753 | 111.7574
Line5_6_7 | 0 | 0 | 0 | 0 | 0 | 0 | 0 | 0 | 0 | 0 | 0 | 0 | -1.7463e-09 | -1.8686e-09 | -2.2387e-09 | 1.7463e-09 | 1.8686e-09 | 2.2387e-09 | 1.417e-09 | 2.0823e-09 | 1.2481e-09 | -1.417e-09 | -2.0823e-09 | -1.2481e-09 | 0 | 0 | 0 | 0 | 0 | 0 |  | 0.72604 | 0.69232 | 0.65919 | 0.72604 | 0.69232 | 0.65919 | -8.5024 | -133.1753 | 111.7574 | -8.5024 | -133.1753 | 111.7574
Line6_7_8 | 0 | 0 | 0 | 0 | 0 | 0 | 0 | 0 | 0 | 0 | 0 | 0 | -1.3103e-09 | -1.4011e-09 | -1.6787e-09 | 1.3103e-09 | 1.4011e-09 | 1.6787e-09 | 1.0627e-09 | 1.5622e-09 | 9.356e-10 | -1.0627e-09 | -1.5622e-09 | -9.356e-10 | 0 | 0 | 0 | 0 | 0 | 0 |  | 0.72604 | 0.69232 | 0.65919 | 0.72604 | 0.69232 | 0.65919 | -8.5024 | -133.1753 | 111.7574 | -8.5024 | -133.1753 | 111.7574
Line7_8_9 | 0 | 0 | 0 | 0 | 0 | 0 | 0 | 0 | 0 | 0 | 0 | 0 | -4.3678e-10 | -4.6705e-10 | -5.5957e-10 | 4.3678e-10 | 4.6705e-10 | 5.5957e-10 | 3.5424e-10 | 5.2075e-10 | 3.1187e-10 | -3.5424e-10 | -5.2075e-10 | -3.1187e-10 | 0 | 0 | 0 | 0 | 0 | 0 |  | 0.72604 | 0.69232 | 0.65919 | 0.72604 | 0.69232 | 0.65919 | -8.5024 | -133.1753 | 111.7574 | -8.5024 | -133.1753 | 111.7574
Line8_8_10 | 0 | 0 | 0 | 0 | 0 | 0 | 0 | 0 | 0 | 0 | 0 | 0 | -4.3678e-10 | -4.6705e-10 | -5.5957e-10 | 4.3678e-10 | 4.6705e-10 | 5.5957e-10 | 3.5424e-10 | 5.2075e-10 | 3.1187e-10 | -3.5424e-10 | -5.2075e-10 | -3.1187e-10 | 0 | 0 | 0 | 0 | 0 | 0 |  | 0.72604 | 0.69232 | 0.65919 | 0.72604 | 0.69232 | 0.65919 | -8.5024 | -133.1753 | 111.7574 | -8.5024 | -133.1753 | 111.7574
Line9_3_11 | 0 | 0 | 0 | 0 | 0 | 0 | 0 | 0 | 0 | 0 | 0 | 0 | -3.0569e-09 | -3.2696e-09 | -3.9172e-09 | 3.0569e-09 | 3.2696e-09 | 3.9172e-09 | 2.4797e-09 | 3.6448e-09 | 2.1835e-09 | -2.4797e-09 | -3.6448e-09 | -2.1835e-09 | 0 | 0 | 0 | 0 | 0 | 0 |  | 0.72604 | 0.69232 | 0.65919 | 0.72604 | 0.69232 | 0.65919 | -8.5024 | -133.1753 | 111.7574 | -8.5024 | -133.1753 | 111.7574

## LLG_min_fault_6
name | pf_ikss_a_from_ka | pf_ikss_b_from_ka | pf_ikss_c_from_ka | pf_ikss_a_to_ka | pf_ikss_b_to_ka | pf_ikss_c_to_ka | pf_skss_a_from_mw | pf_skss_b_from_mw | pf_skss_c_from_mw | pf_skss_a_to_mw | pf_skss_b_to_mw | pf_skss_c_to_mw | pf_p_a_from_mw | pf_p_b_from_mw | pf_p_c_from_mw | pf_p_a_to_mw | pf_p_b_to_mw | pf_p_c_to_mw | pf_q_a_from_mvar | pf_q_b_from_mvar | pf_q_c_from_mvar | pf_q_a_to_mvar | pf_q_b_to_mvar | pf_q_c_to_mvar | pf_ikss_a_from_degree | pf_ikss_b_from_degree | pf_ikss_c_from_degree | pf_ikss_a_to_degree | pf_ikss_b_to_degree | pf_ikss_c_to_degree | 3xI0 | pf_vm_a_from_pu | pf_vm_b_from_pu | pf_vm_c_from_pu | pf_vm_a_to_pu | pf_vm_b_to_pu | pf_vm_c_to_pu | pf_va_a_from_degree | pf_va_b_from_degree | pf_va_c_from_degree | pf_va_a_to_degree | pf_va_b_to_degree | pf_va_c_to_degree
Line0_1_2 | 0 | 0 | 0 | 0 | 0 | 0 | 0 | 0 | 0 | 0 | 0 | 0 | -1.7195e-11 | -3.0273e-11 | -5.5177e-11 | 1.7195e-11 | 3.0273e-11 | 5.5177e-11 | 1.454e-11 | 5.0924e-11 | 2.129e-11 | -1.454e-11 | -5.0924e-11 | -2.129e-11 | 0 | 0 | 0 | 0 | 0 | 0 |  | 0.94918 | 0.94855 | 0.94735 | 0.94918 | 0.94855 | 0.94735 | -0.041994 | -120.1472 | 119.9384 | -0.041994 | -120.1472 | 119.9384
Line10_11_12 | 0 | 0 | 0 | 0 | 0 | 0 | 0 | 0 | 0 | 0 | 0 | 0 | -1.7198e-11 | -3.0272e-11 | -5.5176e-11 | 1.7198e-11 | 3.0272e-11 | 5.5176e-11 | 1.454e-11 | 5.0926e-11 | 2.1288e-11 | -1.454e-11 | -5.0926e-11 | -2.1288e-11 | 0 | 0 | 0 | 0 | 0 | 0 |  | 0.94918 | 0.94855 | 0.94735 | 0.94918 | 0.94855 | 0.94735 | -0.041994 | -120.1472 | 119.9384 | -0.041994 | -120.1472 | 119.9384
Line11_12_13 | 0 | 0 | 0 | 0 | 0 | 0 | 0 | 0 | 0 | 0 | 0 | 0 | -1.4331e-11 | -2.5227e-11 | -4.598e-11 | 1.4331e-11 | 2.5227e-11 | 4.598e-11 | 1.2117e-11 | 4.2438e-11 | 1.7741e-11 | -1.2117e-11 | -4.2438e-11 | -1.7741e-11 | 0 | 0 | 0 | 0 | 0 | 0 |  | 0.94918 | 0.94855 | 0.94735 | 0.94918 | 0.94855 | 0.94735 | -0.041994 | -120.1472 | 119.9384 | -0.041994 | -120.1472 | 119.9384
Line12_13_15 | 0 | 0 | 0 | 0 | 0 | 0 | 0 | 0 | 0 | 0 | 0 | 0 | -8.6005e-12 | -1.5135e-11 | -2.7587e-11 | 8.6005e-12 | 1.5135e-11 | 2.7587e-11 | 7.2699e-12 | 2.5465e-11 | 1.0643e-11 | -7.2699e-12 | -2.5465e-11 | -1.0643e-11 | 0 | 0 | 0 | 0 | 0 | 0 |  | 0.94918 | 0.94855 | 0.94735 | 0.94918 | 0.94855 | 0.94735 | -0.041994 | -120.1472 | 119.9384 | -0.041994 | -120.1472 | 119.9384
Line13_13_14 | 0 | 0 | 0 | 0 | 0 | 0 | 0 | 0 | 0 | 0 | 0 | 0 | -2.8634e-12 | -5.0467e-12 | -9.1974e-12 | 2.8634e-12 | 5.0467e-12 | 9.1974e-12 | 2.4234e-12 | 8.4852e-12 | 3.5505e-12 | -2.4234e-12 | -8.4852e-12 | -3.5505e-12 | 0 | 0 | 0 | 0 | 0 | 0 |  | 0.94918 | 0.94855 | 0.94735 | 0.94918 | 0.94855 | 0.94735 | -0.041994 | -120.1472 | 119.9384 | -0.041994 | -120.1472 | 119.9384
Line14_15_16 | 0 | 0 | 0 | 0 | 0 | 0 | 0 | 0 | 0 | 0 | 0 | 0 | -5.7337e-12 | -1.009e-11 | -1.8391e-11 | 5.7337e-12 | 1.009e-11 | 1.8391e-11 | 4.8466e-12 | 1.6976e-11 | 7.0951e-12 | -4.8466e-12 | -1.6976e-11 | -7.0951e-12 | 0 | 0 | 0 | 0 | 0 | 0 |  | 0.94918 | 0.94855 | 0.94735 | 0.94918 | 0.94855 | 0.94735 | -0.041994 | -120.1472 | 119.9384 | -0.041994 | -120.1472 | 119.9384
Line15_16_17 | 0 | 0 | 0 | 0 | 0 | 0 | 0 | 0 | 0 | 0 | 0 | 0 | -2.8668e-12 | -5.045e-12 | -9.1956e-12 | 2.8668e-12 | 5.045e-12 | 9.1956e-12 | 2.4233e-12 | 8.4882e-12 | 3.5475e-12 | -2.4233e-12 | -8.4882e-12 | -3.5475e-12 | 0 | 0 | 0 | 0 | 0 | 0 |  | 0.94918 | 0.94855 | 0.94735 | 0.94918 | 0.94855 | 0.94735 | -0.041994 | -120.1472 | 119.9384 | -0.041994 | -120.1472 | 119.9384
Line16_4_18 | 0 | 0.03077 | 0.030729 | 0 | 0.03077 | 0.030729 | 0 | 0.0071059 | 0.0070965 | 0 | 0.0071059 | 0.0070965 | -9.8034e-12 | 0.0047478 | 0.0047406 | 9.298e-12 | -0.0047338 | -0.0047213 | -2.1976e-11 | 0.0047538 | 0.0047359 | -2.5498e-12 | -0.0047338 | -0.0047213 | 0 | -165.2519 | 75.0274 | 0 | 14.7481 | -104.9726 |  | 0.94794 | 0.9455 | 0.94426 | 0.94732 | 0.94212 | 0.94087 | -0.043512 | -120.2154 | 119.9992 | -0.044273 | -120.2519 | 120.0274
Line17_5_19 | 0 | 0 | 0 | 0 | 0 | 0 | 0 | 0 | 0 | 0 | 0 | 0 | -2.8668e-12 | -5.045e-12 | -9.1956e-12 | 2.8668e-12 | 5.045e-12 | 9.1956e-12 | 2.4233e-12 | 8.4882e-12 | 3.5475e-12 | -2.4233e-12 | -8.4882e-12 | -3.5475e-12 | 0 | 0 | 0 | 0 | 0 | 0 |  | 0.94918 | 0.94855 | 0.94735 | 0.94918 | 0.94855 | 0.94735 | -0.041994 | -120.1472 | 119.9384 | -0.041994 | -120.1472 | 119.9384
Line1_1_3 | 0 | 0 | 0 | 0 | 0 | 0 | 0 | 0 | 0 | 0 | 0 | 0 | -2.2931e-11 | -4.0362e-11 | -7.3567e-11 | 2.2931e-11 | 4.0362e-11 | 7.3567e-11 | 1.9387e-11 | 6.7903e-11 | 2.8383e-11 | -1.9387e-11 | -6.7903e-11 | -2.8383e-11 | 0 | 0 | 0 | 0 | 0 | 0 |  | 0.94918 | 0.94855 | 0.94735 | 0.94918 | 0.94855 | 0.94735 | -0.041994 | -120.1472 | 119.9384 | -0.041994 | -120.1472 | 119.9384
Line2_1_4 | 0.010293 | 0.027093 | 0.027078 | 0.010293 | 0.027093 | 0.027078 | 0.0023771 | 0.0062569 | 0.0062533 | 0.0023771 | 0.0062569 | 0.0062533 | 0.0015953 | 0.0053372 | 0.0025861 | -0.0015932 | -0.0053231 | -0.0025721 | 0.0015955 | 0.0025959 | 0.0053298 | -0.0015934 | -0.0025812 | -0.0053151 | -45.0466 | -146.0845 | 55.8221 | 134.9534 | 33.9155 | -124.1779 |  | 0.94918 | 0.94855 | 0.94735 | 0.94794 | 0.9455 | 0.94426 | -0.041994 | -120.1472 | 119.9384 | -0.043512 | -120.2154 | 119.9992
Line3_1_5 | 0 | 0 | 0 | 0 | 0 | 0 | 0 | 0 | 0 | 0 | 0 | 0 | -5.7337e-12 | -1.009e-11 | -1.8391e-11 | 5.7337e-12 | 1.009e-11 | 1.8391e-11 | 4.8466e-12 | 1.6976e-11 | 7.0951e-12 | -4.8466e-12 | -1.6976e-11 | -7.0951e-12 | 0 | 0 | 0 | 0 | 0 | 0 |  | 0.94918 | 0.94855 | 0.94735 | 0.94918 | 0.94855 | 0.94735 | -0.041994 | -120.1472 | 119.9384 | -0.041994 | -120.1472 | 119.9384
Line4_2_6 | 0 | 0 | 0 | 0 | 0 | 0 | 0 | 0 | 0 | 0 | 0 | 0 | -1.4328e-11 | -2.5228e-11 | -4.5981e-11 | 1.4328e-11 | 2.5228e-11 | 4.5981e-11 | 1.2117e-11 | 4.2436e-11 | 1.7743e-11 | -1.2117e-11 | -4.2436e-11 | -1.7743e-11 | 0 | 0 | 0 | 0 | 0 | 0 |  | 0.94918 | 0.94855 | 0.94735 | 0.94918 | 0.94855 | 0.94735 | -0.041994 | -120.1472 | 119.9384 | -0.041994 | -120.1472 | 119.9384
Line5_6_7 | 0 | 0 | 0 | 0 | 0 | 0 | 0 | 0 | 0 | 0 | 0 | 0 | -1.1462e-11 | -2.0183e-11 | -3.6785e-11 | 1.1462e-11 | 2.0183e-11 | 3.6785e-11 | 9.6933e-12 | 3.3948e-11 | 1.4195e-11 | -9.6933e-12 | -3.3948e-11 | -1.4195e-11 | 0 | 0 | 0 | 0 | 0 | 0 |  | 0.94918 | 0.94855 | 0.94735 | 0.94918 | 0.94855 | 0.94735 | -0.041994 | -120.1472 | 119.9384 | -0.041994 | -120.1472 | 119.9384
Line6_7_8 | 0 | 0 | 0 | 0 | 0 | 0 | 0 | 0 | 0 | 0 | 0 | 0 | -8.6005e-12 | -1.5135e-11 | -2.7587e-11 | 8.6005e-12 | 1.5135e-11 | 2.7587e-11 | 7.2699e-12 | 2.5465e-11 | 1.0643e-11 | -7.2699e-12 | -2.5465e-11 | -1.0643e-11 | 0 | 0 | 0 | 0 | 0 | 0 |  | 0.94918 | 0.94855 | 0.94735 | 0.94918 | 0.94855 | 0.94735 | -0.041994 | -120.1472 | 119.9384 | -0.041994 | -120.1472 | 119.9384
Line7_8_9 | 0 | 0 | 0 | 0 | 0 | 0 | 0 | 0 | 0 | 0 | 0 | 0 | -2.8668e-12 | -5.045e-12 | -9.1956e-12 | 2.8668e-12 | 5.045e-12 | 9.1956e-12 | 2.4233e-12 | 8.4882e-12 | 3.5475e-12 | -2.4233e-12 | -8.4882e-12 | -3.5475e-12 | 0 | 0 | 0 | 0 | 0 | 0 |  | 0.94918 | 0.94855 | 0.94735 | 0.94918 | 0.94855 | 0.94735 | -0.041994 | -120.1472 | 119.9384 | -0.041994 | -120.1472 | 119.9384
Line8_8_10 | 0 | 0 | 0 | 0 | 0 | 0 | 0 | 0 | 0 | 0 | 0 | 0 | -2.8668e-12 | -5.045e-12 | -9.1956e-12 | 2.8668e-12 | 5.045e-12 | 9.1956e-12 | 2.4233e-12 | 8.4882e-12 | 3.5475e-12 | -2.4233e-12 | -8.4882e-12 | -3.5475e-12 | 0 | 0 | 0 | 0 | 0 | 0 |  | 0.94918 | 0.94855 | 0.94735 | 0.94918 | 0.94855 | 0.94735 | -0.041994 | -120.1472 | 119.9384 | -0.041994 | -120.1472 | 119.9384
Line9_3_11 | 0 | 0 | 0 | 0 | 0 | 0 | 0 | 0 | 0 | 0 | 0 | 0 | -2.0064e-11 | -3.5317e-11 | -6.4371e-11 | 2.0064e-11 | 3.5317e-11 | 6.4371e-11 | 1.6963e-11 | 5.9414e-11 | 2.4836e-11 | -1.6963e-11 | -5.9414e-11 | -2.4836e-11 | 0 | 0 | 0 | 0 | 0 | 0 |  | 0.94918 | 0.94855 | 0.94735 | 0.94918 | 0.94855 | 0.94735 | -0.041994 | -120.1472 | 119.9384 | -0.041994 | -120.1472 | 119.9384

## LLG_min_fault_10
name | pf_ikss_a_from_ka | pf_ikss_b_from_ka | pf_ikss_c_from_ka | pf_ikss_a_to_ka | pf_ikss_b_to_ka | pf_ikss_c_to_ka | pf_skss_a_from_mw | pf_skss_b_from_mw | pf_skss_c_from_mw | pf_skss_a_to_mw | pf_skss_b_to_mw | pf_skss_c_to_mw | pf_p_a_from_mw | pf_p_b_from_mw | pf_p_c_from_mw | pf_p_a_to_mw | pf_p_b_to_mw | pf_p_c_to_mw | pf_q_a_from_mvar | pf_q_b_from_mvar | pf_q_c_from_mvar | pf_q_a_to_mvar | pf_q_b_to_mvar | pf_q_c_to_mvar | pf_ikss_a_from_degree | pf_ikss_b_from_degree | pf_ikss_c_from_degree | pf_ikss_a_to_degree | pf_ikss_b_to_degree | pf_ikss_c_to_degree | 3xI0 | pf_vm_a_from_pu | pf_vm_b_from_pu | pf_vm_c_from_pu | pf_vm_a_to_pu | pf_vm_b_to_pu | pf_vm_c_to_pu | pf_va_a_from_degree | pf_va_b_from_degree | pf_va_c_from_degree | pf_va_a_to_degree | pf_va_b_to_degree | pf_va_c_to_degree
Line0_1_2 | 0 | 0 | 0 | 0 | 0 | 0 | 0 | 0 | 0 | 0 | 0 | 0 | -1.5433e-11 | -2.717e-11 | -4.9522e-11 | 1.5433e-11 | 2.717e-11 | 4.9522e-11 | 1.305e-11 | 4.5705e-11 | 1.9108e-11 | -1.305e-11 | -4.5705e-11 | -1.9108e-11 | 0 | 0 | 0 | 0 | 0 | 0 |  | 0.89922 | 0.89862 | 0.89749 | 0.89922 | 0.89862 | 0.89749 | -0.041994 | -120.1472 | 119.9384 | -0.041994 | -120.1472 | 119.9384
Line10_11_12 | 0 | 0 | 0 | 0 | 0 | 0 | 0 | 0 | 0 | 0 | 0 | 0 | -1.5435e-11 | -2.7169e-11 | -4.952e-11 | 1.5435e-11 | 2.7169e-11 | 4.9521e-11 | 1.305e-11 | 4.5707e-11 | 1.9106e-11 | -1.305e-11 | -4.5707e-11 | -1.9106e-11 | 0 | 0 | 0 | 0 | 0 | 0 |  | 0.89922 | 0.89862 | 0.89749 | 0.89922 | 0.89862 | 0.89749 | -0.041994 | -120.1472 | 119.9384 | -0.041994 | -120.1472 | 119.9384
Line11_12_13 | 0 | 0 | 0 | 0 | 0 | 0 | 0 | 0 | 0 | 0 | 0 | 0 | -1.2862e-11 | -2.2641e-11 | -4.1267e-11 | 1.2862e-11 | 2.2641e-11 | 4.1267e-11 | 1.0875e-11 | 3.8088e-11 | 1.5922e-11 | -1.0875e-11 | -3.8088e-11 | -1.5922e-11 | 0 | 0 | 0 | 0 | 0 | 0 |  | 0.89922 | 0.89862 | 0.89749 | 0.89922 | 0.89862 | 0.89749 | -0.041994 | -120.1472 | 119.9384 | -0.041994 | -120.1472 | 119.9384
Line12_13_15 | 0 | 0 | 0 | 0 | 0 | 0 | 0 | 0 | 0 | 0 | 0 | 0 | -7.719e-12 | -1.3584e-11 | -2.4759e-11 | 7.719e-12 | 1.3584e-11 | 2.4759e-11 | 6.5248e-12 | 2.2855e-11 | 9.5518e-12 | -6.5248e-12 | -2.2855e-11 | -9.5518e-12 | 0 | 0 | 0 | 0 | 0 | 0 |  | 0.89922 | 0.89862 | 0.89749 | 0.89922 | 0.89862 | 0.89749 | -0.041994 | -120.1472 | 119.9384 | -0.041994 | -120.1472 | 119.9384
Line13_13_14 | 0 | 0 | 0 | 0 | 0 | 0 | 0 | 0 | 0 | 0 | 0 | 0 | -2.5699e-12 | -4.5294e-12 | -8.2547e-12 | 2.5699e-12 | 4.5294e-12 | 8.2547e-12 | 2.175e-12 | 7.6155e-12 | 3.1866e-12 | -2.175e-12 | -7.6155e-12 | -3.1866e-12 | 0 | 0 | 0 | 0 | 0 | 0 |  | 0.89922 | 0.89862 | 0.89749 | 0.89922 | 0.89862 | 0.89749 | -0.041994 | -120.1472 | 119.9384 | -0.041994 | -120.1472 | 119.9384
Line14_15_16 | 0 | 0 | 0 | 0 | 0 | 0 | 0 | 0 | 0 | 0 | 0 | 0 | -5.146e-12 | -9.0558e-12 | -1.6506e-11 | 5.146e-12 | 9.0558e-12 | 1.6506e-11 | 4.3499e-12 | 1.5236e-11 | 6.3679e-12 | -4.3499e-12 | -1.5236e-11 | -6.3679e-12 | 0 | 0 | 0 | 0 | 0 | 0 |  | 0.89922 | 0.89862 | 0.89749 | 0.89922 | 0.89862 | 0.89749 | -0.041994 | -120.1472 | 119.9384 | -0.041994 | -120.1472 | 119.9384
Line15_16_17 | 0 | 0 | 0 | 0 | 0 | 0 | 0 | 0 | 0 | 0 | 0 | 0 | -2.573e-12 | -4.5279e-12 | -8.2532e-12 | 2.573e-12 | 4.5279e-12 | 8.2532e-12 | 2.1749e-12 | 7.6182e-12 | 3.1839e-12 | -2.1749e-12 | -7.6182e-12 | -3.1839e-12 | 0 | 0 | 0 | 0 | 0 | 0 |  | 0.89922 | 0.89862 | 0.89749 | 0.89922 | 0.89862 | 0.89749 | -0.041994 | -120.1472 | 119.9384 | -0.041994 | -120.1472 | 119.9384
Line16_4_18 | 0 | 0.02915 | 0.029111 | 0 | 0.02915 | 0.029111 | 0 | 0.0067319 | 0.006723 | 0 | 0.0067319 | 0.006723 | -8.7986e-12 | 0.0042611 | 0.0042547 | 8.345e-12 | -0.0042487 | -0.0042374 | -1.9724e-11 | 0.0042666 | 0.0042505 | -2.2885e-12 | -0.0042487 | -0.0042374 | 0 | -165.2519 | 75.0274 | 0 | 14.7481 | -104.9726 |  | 0.89805 | 0.89573 | 0.89456 | 0.89746 | 0.89254 | 0.89135 | -0.043512 | -120.2154 | 119.9992 | -0.044273 | -120.2519 | 120.0274
Line17_5_19 | 0 | 0 | 0 | 0 | 0 | 0 | 0 | 0 | 0 | 0 | 0 | 0 | -2.573e-12 | -4.5279e-12 | -8.2532e-12 | 2.573e-12 | 4.5279e-12 | 8.2532e-12 | 2.1749e-12 | 7.6182e-12 | 3.1839e-12 | -2.1749e-12 | -7.6182e-12 | -3.1839e-12 | 0 | 0 | 0 | 0 | 0 | 0 |  | 0.89922 | 0.89862 | 0.89749 | 0.89922 | 0.89862 | 0.89749 | -0.041994 | -120.1472 | 119.9384 | -0.041994 | -120.1472 | 119.9384
Line1_1_3 | 0 | 0 | 0 | 0 | 0 | 0 | 0 | 0 | 0 | 0 | 0 | 0 | -2.0581e-11 | -3.6225e-11 | -6.6027e-11 | 2.0581e-11 | 3.6225e-11 | 6.6027e-11 | 1.74e-11 | 6.0943e-11 | 2.5474e-11 | -1.74e-11 | -6.0943e-11 | -2.5474e-11 | 0 | 0 | 0 | 0 | 0 | 0 |  | 0.89922 | 0.89862 | 0.89749 | 0.89922 | 0.89862 | 0.89749 | -0.041994 | -120.1472 | 119.9384 | -0.041994 | -120.1472 | 119.9384
Line2_1_4 | 0.0097512 | 0.025667 | 0.025653 | 0.0097512 | 0.025667 | 0.025653 | 0.002252 | 0.0059276 | 0.0059242 | 0.002252 | 0.0059276 | 0.0059242 | 0.0014318 | 0.0047901 | 0.0023211 | -0.00143 | -0.0047775 | -0.0023084 | 0.001432 | 0.0023298 | 0.0047835 | -0.0014301 | -0.0023166 | -0.0047704 | -45.0466 | -146.0845 | 55.8221 | 134.9534 | 33.9155 | -124.1779 |  | 0.89922 | 0.89862 | 0.89749 | 0.89805 | 0.89573 | 0.89456 | -0.041994 | -120.1472 | 119.9384 | -0.043512 | -120.2154 | 119.9992
Line3_1_5 | 0 | 0 | 0 | 0 | 0 | 0 | 0 | 0 | 0 | 0 | 0 | 0 | -5.146e-12 | -9.0558e-12 | -1.6506e-11 | 5.146e-12 | 9.0558e-12 | 1.6506e-11 | 4.3499e-12 | 1.5236e-11 | 6.3679e-12 | -4.3499e-12 | -1.5236e-11 | -6.3679e-12 | 0 | 0 | 0 | 0 | 0 | 0 |  | 0.89922 | 0.89862 | 0.89749 | 0.89922 | 0.89862 | 0.89749 | -0.041994 | -120.1472 | 119.9384 | -0.041994 | -120.1472 | 119.9384
Line4_2_6 | 0 | 0 | 0 | 0 | 0 | 0 | 0 | 0 | 0 | 0 | 0 | 0 | -1.286e-11 | -2.2642e-11 | -4.1268e-11 | 1.286e-11 | 2.2642e-11 | 4.1268e-11 | 1.0875e-11 | 3.8087e-11 | 1.5924e-11 | -1.0875e-11 | -3.8087e-11 | -1.5924e-11 | 0 | 0 | 0 | 0 | 0 | 0 |  | 0.89922 | 0.89862 | 0.89749 | 0.89922 | 0.89862 | 0.89749 | -0.041994 | -120.1472 | 119.9384 | -0.041994 | -120.1472 | 119.9384
Line5_6_7 | 0 | 0 | 0 | 0 | 0 | 0 | 0 | 0 | 0 | 0 | 0 | 0 | -1.0287e-11 | -1.8114e-11 | -3.3015e-11 | 1.0287e-11 | 1.8114e-11 | 3.3015e-11 | 8.6998e-12 | 3.0468e-11 | 1.274e-11 | -8.6998e-12 | -3.0468e-11 | -1.274e-11 | 0 | 0 | 0 | 0 | 0 | 0 |  | 0.89922 | 0.89862 | 0.89749 | 0.89922 | 0.89862 | 0.89749 | -0.041994 | -120.1472 | 119.9384 | -0.041994 | -120.1472 | 119.9384
Line6_7_8 | 0 | 0 | 0 | 0 | 0 | 0 | 0 | 0 | 0 | 0 | 0 | 0 | -7.719e-12 | -1.3584e-11 | -2.4759e-11 | 7.719e-12 | 1.3584e-11 | 2.4759e-11 | 6.5248e-12 | 2.2855e-11 | 9.5518e-12 | -6.5248e-12 | -2.2855e-11 | -9.5518e-12 | 0 | 0 | 0 | 0 | 0 | 0 |  | 0.89922 | 0.89862 | 0.89749 | 0.89922 | 0.89862 | 0.89749 | -0.041994 | -120.1472 | 119.9384 | -0.041994 | -120.1472 | 119.9384
Line7_8_9 | 0 | 0 | 0 | 0 | 0 | 0 | 0 | 0 | 0 | 0 | 0 | 0 | -2.573e-12 | -4.5279e-12 | -8.2532e-12 | 2.573e-12 | 4.5279e-12 | 8.2532e-12 | 2.1749e-12 | 7.6182e-12 | 3.1839e-12 | -2.1749e-12 | -7.6182e-12 | -3.1839e-12 | 0 | 0 | 0 | 0 | 0 | 0 |  | 0.89922 | 0.89862 | 0.89749 | 0.89922 | 0.89862 | 0.89749 | -0.041994 | -120.1472 | 119.9384 | -0.041994 | -120.1472 | 119.9384
Line8_8_10 | 0 | 0 | 0 | 0 | 0 | 0 | 0 | 0 | 0 | 0 | 0 | 0 | -2.573e-12 | -4.5279e-12 | -8.2532e-12 | 2.573e-12 | 4.5279e-12 | 8.2532e-12 | 2.1749e-12 | 7.6182e-12 | 3.1839e-12 | -2.1749e-12 | -7.6182e-12 | -3.1839e-12 | 0 | 0 | 0 | 0 | 0 | 0 |  | 0.89922 | 0.89862 | 0.89749 | 0.89922 | 0.89862 | 0.89749 | -0.041994 | -120.1472 | 119.9384 | -0.041994 | -120.1472 | 119.9384
Line9_3_11 | 0 | 0 | 0 | 0 | 0 | 0 | 0 | 0 | 0 | 0 | 0 | 0 | -1.8008e-11 | -3.1697e-11 | -5.7774e-11 | 1.8008e-11 | 3.1697e-11 | 5.7774e-11 | 1.5225e-11 | 5.3325e-11 | 2.229e-11 | -1.5225e-11 | -5.3325e-11 | -2.229e-11 | 0 | 0 | 0 | 0 | 0 | 0 |  | 0.89922 | 0.89862 | 0.89749 | 0.89922 | 0.89862 | 0.89749 | -0.041994 | -120.1472 | 119.9384 | -0.041994 | -120.1472 | 119.9384