## LLL_max_6
name | pf_ikss_from_ka | pf_ikss_to_ka | pf_ip_from_ka | pf_ip_to_ka | pf_skss_from_mw | pf_skss_to_mw | pf_p_from_mw | pf_p_to_mw | pf_q_from_mvar | pf_q_to_mvar | pf_ikss_from_degree | pf_ikss_to_degree | pf_vm_from_pu | pf_vm_to_pu | pf_va_from_degree | pf_va_to_degree
Line0_1_2 | 2.1767 | 2.1767 | 0 | 0 | 1.508 | 1.508 | 0.56854 | -0.42641 | 1.1371 | -0.85282 | -67.8829 | 112.1171 | 0.84302 | 0.63226 | -4.4479 | -4.4479
Line10_11_12 | 0 | 0 | 0 | 0 | 0 | 0 | 0 | 0 | 0 | 0 | 0 | 0 | 0.84302 | 0.84302 | -4.4479 | -4.4479
Line11_12_13 | 0 | 0 | 0 | 0 | 0 | 0 | 0 | 0 | 0 | 0 | 0 | 0 | 0.84302 | 0.84302 | -4.4479 | -4.4479
Line12_13_15 | 0 | 0 | 0 | 0 | 0 | 0 | 0 | 0 | 0 | 0 | 0 | 0 | 0.84302 | 0.84302 | -4.4479 | -4.4479
Line13_13_14 | 0 | 0 | 0 | 0 | 0 | 0 | 0 | 0 | 0 | 0 | 0 | 0 | 0.84302 | 0.84302 | -4.4479 | -4.4479
Line14_15_16 | 0 | 0 | 0 | 0 | 0 | 0 | 0 | 0 | 0 | 0 | 0 | 0 | 0.84302 | 0.84302 | -4.4479 | -4.4479
Line15_16_17 | 0 | 0 | 0 | 0 | 0 | 0 | 0 | 0 | 0 | 0 | 0 | 0 | 0.84302 | 0.84302 | -4.4479 | -4.4479
Line16_4_18 | 0 | 0 | 0 | 0 | 0 | 0 | 0 | 0 | 0 | 0 | 0 | 0 | 0.84302 | 0.84302 | -4.4479 | -4.4479
Line17_5_19 | 0 | 0 | 0 | 0 | 0 | 0 | 0 | 0 | 0 | 0 | 0 | 0 | 0.84302 | 0.84302 | -4.4479 | -4.4479
Line1_1_3 | 0 | 0 | 0 | 0 | 0 | 0 | 0 | 0 | 0 | 0 | 0 | 0 | 0.84302 | 0.84302 | -4.4479 | -4.4479
Line2_1_4 | 0 | 0 | 0 | 0 | 0 | 0 | 0 | 0 | 0 | 0 | 0 | 0 | 0.84302 | 0.84302 | -4.4479 | -4.4479
Line3_1_5 | 0 | 0 | 0 | 0 | 0 | 0 | 0 | 0 | 0 | 0 | 0 | 0 | 0.84302 | 0.84302 | -4.4479 | -4.4479
Line4_2_6 | 2.1767 | 2.1767 | 0 | 0 | 1.508 | 1.508 | 0.42641 | -0.28427 | 0.85282 | -0.56854 | -67.8829 | 112.1171 | 0.63226 | 0.42151 | -4.4479 | -4.4479
Line5_6_7 | 2.1767 | 2.1767 | 0 | 0 | 1.508 | 1.508 | 0.28427 | -0.14214 | 0.56854 | -0.28427 | -67.8829 | 112.1171 | 0.42151 | 0.21075 | -4.4479 | -4.4479
Line6_7_8 | 2.1767 | 2.1767 | 0 | 4.0311 | 1.508 | 1.508 | 0.14214 | -1e-07 | 0.28427 | -1e-07 | -67.8829 | 112.1171 | 0.21075 | 0 | -4.4479 | 0
Line7_8_9 | 0 | 0 | 0 | 0 | 0 | 0 | 7.9247e-22 | 0 | 4.6423e-22 | 0 | 0 | 0 | 0 | 0 | 0 | 0
Line8_8_10 | 0 | 0 | 0 | 0 | 0 | 0 | 7.9247e-22 | 0 | 4.6423e-22 | 0 | 0 | 0 | 0 | 0 | 0 | 0
Line9_3_11 | 0 | 0 | 0 | 0 | 0 | 0 | 0 | 0 | 0 | 0 | 0 | 0 | 0.84302 | 0.84302 | -4.4479 | -4.4479

## LLL_max_10
name | pf_ikss_from_ka | pf_ikss_to_ka | pf_ip_from_ka | pf_ip_to_ka | pf_skss_from_mw | pf_skss_to_mw | pf_p_from_mw | pf_p_to_mw | pf_q_from_mvar | pf_q_to_mvar | pf_ikss_from_degree | pf_ikss_to_degree | pf_vm_from_pu | pf_vm_to_pu | pf_va_from_degree | pf_va_to_degree
Line0_1_2 | 2.259 | 2.259 | 0 | 0 | 1.5651 | 1.5651 | 0.61237 | -0.45928 | 1.2247 | -0.91856 | -68.05 | 111.95 | 0.87491 | 0.65618 | -4.615 | -4.615
Line10_11_12 | 0 | 0 | 0 | 0 | 0 | 0 | 0 | 0 | 0 | 0 | 0 | 0 | 0.87491 | 0.87491 | -4.615 | -4.615
Line11_12_13 | 0 | 0 | 0 | 0 | 0 | 0 | 0 | 0 | 0 | 0 | 0 | 0 | 0.87491 | 0.87491 | -4.615 | -4.615
Line12_13_15 | 0 | 0 | 0 | 0 | 0 | 0 | 0 | 0 | 0 | 0 | 0 | 0 | 0.87491 | 0.87491 | -4.615 | -4.615
Line13_13_14 | 0 | 0 | 0 | 0 | 0 | 0 | 0 | 0 | 0 | 0 | 0 | 0 | 0.87491 | 0.87491 | -4.615 | -4.615
Line14_15_16 | 0 | 0 | 0 | 0 | 0 | 0 | 0 | 0 | 0 | 0 | 0 | 0 | 0.87491 | 0.87491 | -4.615 | -4.615
Line15_16_17 | 0 | 0 | 0 | 0 | 0 | 0 | 0 | 0 | 0 | 0 | 0 | 0 | 0.87491 | 0.87491 | -4.615 | -4.615
Line16_4_18 | 0 | 0 | 0 | 0 | 0 | 0 | 0 | 0 | 0 | 0 | 0 | 0 | 0.87491 | 0.87491 | -4.615 | -4.615
Line17_5_19 | 0 | 0 | 0 | 0 | 0 | 0 | 0 | 0 | 0 | 0 | 0 | 0 | 0.87491 | 0.87491 | -4.615 | -4.615
Line1_1_3 | 0 | 0 | 0 | 0 | 0 | 0 | 0 | 0 | 0 | 0 | 0 | 0 | 0.87491 | 0.87491 | -4.615 | -4.615
Line2_1_4 | 0 | 0 | 0 | 0 | 0 | 0 | 0 | 0 | 0 | 0 | 0 | 0 | 0.87491 | 0.87491 | -4.615 | -4.615
Line3_1_5 | 0 | 0 | 0 | 0 | 0 | 0 | 0 | 0 | 0 | 0 | 0 | 0 | 0.87491 | 0.87491 | -4.615 | -4.615
Line4_2_6 | 2.259 | 2.259 | 0 | 0 | 1.5651 | 1.5651 | 0.45928 | -0.30619 | 0.91856 | -0.61237 | -68.05 | 111.95 | 0.65618 | 0.43745 | -4.615 | -4.615
Line5_6_7 | 2.259 | 2.259 | 0 | 0 | 1.5651 | 1.5651 | 0.30619 | -0.15309 | 0.61237 | -0.30619 | -68.05 | 111.95 | 0.43745 | 0.21873 | -4.615 | -4.615
Line6_7_8 | 2.259 | 2.259 | 0 | 4.1931 | 1.5651 | 1.5651 | 0.15309 | -1e-07 | 0.30619 | -1e-07 | -68.05 | 111.95 | 0.21873 | 0 | -4.615 | 0
Line7_8_9 | 0 | 0 | 0 | 0 | 0 | 0 | 1.1123e-21 | 0 | -5.2195e-22 | 0 | 0 | 0 | 0 | 0 | 0 | 0
Line8_8_10 | 0 | 0 | 0 | 0 | 0 | 0 | 1.1123e-21 | 0 | -5.2195e-22 | 0 | 0 | 0 | 0 | 0 | 0 | 0
Line9_3_11 | 0 | 0 | 0 | 0 | 0 | 0 | 0 | 0 | 0 | 0 | 0 | 0 | 0.87491 | 0.87491 | -4.615 | -4.615

## LLL_max_fault_6
name | pf_ikss_from_ka | pf_ikss_to_ka | pf_ip_from_ka | pf_ip_to_ka | pf_skss_from_mw | pf_skss_to_mw | pf_p_from_mw | pf_p_to_mw | pf_q_from_mvar | pf_q_to_mvar | pf_ikss_from_degree | pf_ikss_to_degree | pf_vm_from_pu | pf_vm_to_pu | pf_va_from_degree | pf_va_to_degree
Line0_1_2 | 0.033802 | 0.033802 | 0 | 0 | 0.023418 | 0.023418 | 0.017275 | -0.017241 | 0.017412 | -0.017344 | -45.346 | 134.654 | 1.0474 | 1.0443 | -0.11952 | -0.17563
Line10_11_12 | 0 | 0 | 0 | 0 | 0 | 0 | 0 | 0 | 0 | 0 | 0 | 0 | 1.0474 | 1.0474 | -0.11952 | -0.11952
Line11_12_13 | 0 | 0 | 0 | 0 | 0 | 0 | 0 | 0 | 0 | 0 | 0 | 0 | 1.0474 | 1.0474 | -0.11952 | -0.11952
Line12_13_15 | 0 | 0 | 0 | 0 | 0 | 0 | 0 | 0 | 0 | 0 | 0 | 0 | 1.0474 | 1.0474 | -0.11952 | -0.11952
Line13_13_14 | 0 | 0 | 0 | 0 | 0 | 0 | 0 | 0 | 0 | 0 | 0 | 0 | 1.0474 | 1.0474 | -0.11952 | -0.11952
Line14_15_16 | 0 | 0 | 0 | 0 | 0 | 0 | 0 | 0 | 0 | 0 | 0 | 0 | 1.0474 | 1.0474 | -0.11952 | -0.11952
Line15_16_17 | 0 | 0 | 0 | 0 | 0 | 0 | 0 | 0 | 0 | 0 | 0 | 0 | 1.0474 | 1.0474 | -0.11952 | -0.11952
Line16_4_18 | 0 | 0 | 0 | 0 | 0 | 0 | 0 | 0 | 0 | 0 | 0 | 0 | 1.0474 | 1.0474 | -0.11952 | -0.11952
Line17_5_19 | 0 | 0 | 0 | 0 | 0 | 0 | 0 | 0 | 0 | 0 | 0 | 0 | 1.0474 | 1.0474 | -0.11952 | -0.11952
Line1_1_3 | 0 | 0 | 0 | 0 | 0 | 0 | 0 | 0 | 0 | 0 | 0 | 0 | 1.0474 | 1.0474 | -0.11952 | -0.11952
Line2_1_4 | 0 | 0 | 0 | 0 | 0 | 0 | 0 | 0 | 0 | 0 | 0 | 0 | 1.0474 | 1.0474 | -0.11952 | -0.11952
Line3_1_5 | 0 | 0 | 0 | 0 | 0 | 0 | 0 | 0 | 0 | 0 | 0 | 0 | 1.0474 | 1.0474 | -0.11952 | -0.11952
Line4_2_6 | 0.033802 | 0.033802 | 0 | 0 | 0.023418 | 0.023418 | 0.017241 | -0.017207 | 0.017344 | -0.017275 | -45.346 | 134.654 | 1.0443 | 1.0412 | -0.17563 | -0.23207
Line5_6_7 | 0.033802 | 0.033802 | 0 | 0 | 0.023418 | 0.023418 | 0.017207 | -0.017173 | 0.017275 | -0.017207 | -45.346 | 134.654 | 1.0412 | 1.0381 | -0.23207 | -0.28886
Line6_7_8 | 0.033802 | 0.033802 | 0 | 0.0626 | 0.023418 | 0.023418 | 0.017173 | -0.017138 | 0.017207 | -0.017138 | -45.346 | 134.654 | 1.0381 | 1.035 | -0.28886 | -0.34598
Line7_8_9 | 0 | 0 | 0 | 0 | 0 | 0 | -1.7102e-10 | 0 | 7.2182e-11 | 0 | 0 | 0 | 1.035 | 1.035 | -0.34598 | -0.34598
Line8_8_10 | 0 | 0 | 0 | 0 | 0 | 0 | -1.7102e-10 | 0 | 7.2182e-11 | 0 | 0 | 0 | 1.035 | 1.035 | -0.34598 | -0.34598
Line9_3_11 | 0 | 0 | 0 | 0 | 0 | 0 | 0 | 0 | 0 | 0 | 0 | 0 | 1.0474 | 1.0474 | -0.11952 | -0.11952

## LLL_max_fault_10
name | pf_ikss_from_ka | pf_ikss_to_ka | pf_ip_from_ka | pf_ip_to_ka | pf_skss_from_mw | pf_skss_to_mw | pf_p_from_mw | pf_p_to_mw | pf_q_from_mvar | pf_q_to_mvar | pf_ikss_from_degree | pf_ikss_to_degree | pf_vm_from_pu | pf_vm_to_pu | pf_va_from_degree | pf_va_to_degree
Line0_1_2 | 0.035407 | 0.035407 | 0 | 0 | 0.024531 | 0.024531 | 0.018955 | -0.018918 | 0.019106 | -0.019031 | -45.3516 | 134.6484 | 1.0971 | 1.0939 | -0.12515 | -0.18126
Line10_11_12 | 0 | 0 | 0 | 0 | 0 | 0 | 0 | 0 | 0 | 0 | 0 | 0 | 1.0971 | 1.0971 | -0.12515 | -0.12515
Line11_12_13 | 0 | 0 | 0 | 0 | 0 | 0 | 0 | 0 | 0 | 0 | 0 | 0 | 1.0971 | 1.0971 | -0.12515 | -0.12515
Line12_13_15 | 0 | 0 | 0 | 0 | 0 | 0 | 0 | 0 | 0 | 0 | 0 | 0 | 1.0971 | 1.0971 | -0.12515 | -0.12515
Line13_13_14 | 0 | 0 | 0 | 0 | 0 | 0 | 0 | 0 | 0 | 0 | 0 | 0 | 1.0971 | 1.0971 | -0.12515 | -0.12515
Line14_15_16 | 0 | 0 | 0 | 0 | 0 | 0 | 0 | 0 | 0 | 0 | 0 | 0 | 1.0971 | 1.0971 | -0.12515 | -0.12515
Line15_16_17 | 0 | 0 | 0 | 0 | 0 | 0 | 0 | 0 | 0 | 0 | 0 | 0 | 1.0971 | 1.0971 | -0.12515 | -0.12515
Line16_4_18 | 0 | 0 | 0 | 0 | 0 | 0 | 0 | 0 | 0 | 0 | 0 | 0 | 1.0971 | 1.0971 | -0.12515 | -0.12515
Line17_5_19 | 0 | 0 | 0 | 0 | 0 | 0 | 0 | 0 | 0 | 0 | 0 | 0 | 1.0971 | 1.0971 | -0.12515 | -0.12515
Line1_1_3 | 0 | 0 | 0 | 0 | 0 | 0 | 0 | 0 | 0 | 0 | 0 | 0 | 1.0971 | 1.0971 | -0.12515 | -0.12515
Line2_1_4 | 0 | 0 | 0 | 0 | 0 | 0 | 0 | 0 | 0 | 0 | 0 | 0 | 1.0971 | 1.0971 | -0.12515 | -0.12515
Line3_1_5 | 0 | 0 | 0 | 0 | 0 | 0 | 0 | 0 | 0 | 0 | 0 | 0 | 1.0971 | 1.0971 | -0.12515 | -0.12515
Line4_2_6 | 0.035407 | 0.035407 | 0 | 0 | 0.024531 | 0.024531 | 0.018918 | -0.01888 | 0.019031 | -0.018955 | -45.3516 | 134.6484 | 1.0939 | 1.0906 | -0.18126 | -0.23771
Line5_6_7 | 0.035407 | 0.035407 | 0 | 0 | 0.024531 | 0.024531 | 0.01888 | -0.018842 | 0.018955 | -0.01888 | -45.3516 | 134.6484 | 1.0906 | 1.0874 | -0.23771 | -0.29449
Line6_7_8 | 0.035407 | 0.035407 | 0 | 0.065722 | 0.024531 | 0.024531 | 0.018842 | -0.018805 | 0.01888 | -0.018805 | -45.3516 | 134.6484 | 1.0874 | 1.0841 | -0.29449 | -0.35161
Line7_8_9 | 0 | 0 | 0 | 0 | 0 | 0 | -1.8919e-10 | 0 | 8.0501e-11 | 0 | 0 | 0 | 1.0841 | 1.0841 | -0.35161 | -0.35161
Line8_8_10 | 0 | 0 | 0 | 0 | 0 | 0 | -1.8919e-10 | 0 | 8.0501e-11 | 0 | 0 | 0 | 1.0841 | 1.0841 | -0.35161 | -0.35161
Line9_3_11 | 0 | 0 | 0 | 0 | 0 | 0 | 0 | 0 | 0 | 0 | 0 | 0 | 1.0971 | 1.0971 | -0.12515 | -0.12515

## LLL_min_6
name | pf_ikss_from_ka | pf_ikss_to_ka | pf_ip_from_ka | pf_ip_to_ka | pf_skss_from_mw | pf_skss_to_mw | pf_p_from_mw | pf_p_to_mw | pf_q_from_mvar | pf_q_to_mvar | pf_ikss_from_degree | pf_ikss_to_degree | pf_vm_from_pu | pf_vm_to_pu | pf_va_from_degree | pf_va_to_degree
Line0_1_2 | 1.6801 | 1.6801 | 0 | 0 | 1.164 | 1.164 | 0.65034 | -0.48775 | 0.67743 | -0.50807 | -52.8727 | 127.1273 | 0.80677 | 0.60508 | -6.7036 | -6.7036
Line10_11_12 | 0 | 0 | 0 | 0 | 0 | 0 | 0 | 0 | 0 | 0 | 0 | 0 | 0.80677 | 0.80677 | -6.7036 | -6.7036
Line11_12_13 | 0 | 0 | 0 | 0 | 0 | 0 | 0 | 0 | 0 | 0 | 0 | 0 | 0.80677 | 0.80677 | -6.7036 | -6.7036
Line12_13_15 | 0 | 0 | 0 | 0 | 0 | 0 | 0 | 0 | 0 | 0 | 0 | 0 | 0.80677 | 0.80677 | -6.7036 | -6.7036
Line13_13_14 | 0 | 0 | 0 | 0 | 0 | 0 | 0 | 0 | 0 | 0 | 0 | 0 | 0.80677 | 0.80677 | -6.7036 | -6.7036
Line14_15_16 | 0 | 0 | 0 | 0 | 0 | 0 | 0 | 0 | 0 | 0 | 0 | 0 | 0.80677 | 0.80677 | -6.7036 | -6.7036
Line15_16_17 | 0 | 0 | 0 | 0 | 0 | 0 | 0 | 0 | 0 | 0 | 0 | 0 | 0.80677 | 0.80677 | -6.7036 | -6.7036
Line16_4_18 | 0 | 0 | 0 | 0 | 0 | 0 | 0 | 0 | 0 | 0 | 0 | 0 | 0.80677 | 0.80677 | -6.7036 | -6.7036
Line17_5_19 | 0 | 0 | 0 | 0 | 0 | 0 | 0 | 0 | 0 | 0 | 0 | 0 | 0.80677 | 0.80677 | -6.7036 | -6.7036
Line1_1_3 | 0 | 0 | 0 | 0 | 0 | 0 | 0 | 0 | 0 | 0 | 0 | 0 | 0.80677 | 0.80677 | -6.7036 | -6.7036
Line2_1_4 | 0 | 0 | 0 | 0 | 0 | 0 | 0 | 0 | 0 | 0 | 0 | 0 | 0.80677 | 0.80677 | -6.7036 | -6.7036
Line3_1_5 | 0 | 0 | 0 | 0 | 0 | 0 | 0 | 0 | 0 | 0 | 0 | 0 | 0.80677 | 0.80677 | -6.7036 | -6.7036
Line4_2_6 | 1.6801 | 1.6801 | 0 | 0 | 1.164 | 1.164 | 0.48775 | -0.32517 | 0.50807 | -0.33872 | -52.8727 | 127.1273 | 0.60508 | 0.40338 | -6.7036 | -6.7036
Line5_6_7 | 1.6801 | 1.6801 | 0 | 0 | 1.164 | 1.164 | 0.32517 | -0.16258 | 0.33872 | -0.16936 | -52.8727 | 127.1273 | 0.40338 | 0.20169 | -6.7036 | -6.7036
Line6_7_8 | 1.6801 | 1.6801 | 0 | 2.6638 | 1.164 | 1.164 | 0.16258 | -1e-07 | 0.16936 | -1e-07 | -52.8727 | 127.1273 | 0.20169 | 0 | -6.7036 | 0
Line7_8_9 | 0 | 0 | 0 | 0 | 0 | 0 | 6.7987e-22 | 0 | 9.0104e-22 | 0 | 0 | 0 | 0 | 0 | 0 | 0
Line8_8_10 | 0 | 0 | 0 | 0 | 0 | 0 | 6.7987e-22 | 0 | 9.0104e-22 | 0 | 0 | 0 | 0 | 0 | 0 | 0
Line9_3_11 | 0 | 0 | 0 | 0 | 0 | 0 | 0 | 0 | 0 | 0 | 0 | 0 | 0.80677 | 0.80677 | -6.7036 | -6.7036

## LLL_min_10
name | pf_ikss_from_ka | pf_ikss_to_ka | pf_ip_from_ka | pf_ip_to_ka | pf_skss_from_mw | pf_skss_to_mw | pf_p_from_mw | pf_p_to_mw | pf_q_from_mvar | pf_q_to_mvar | pf_ikss_from_degree | pf_ikss_to_degree | pf_vm_from_pu | pf_vm_to_pu | pf_va_from_degree | pf_va_to_degree
Line0_1_2 | 1.5916 | 1.5916 | 0 | 0 | 1.1027 | 1.1027 | 0.58368 | -0.43776 | 0.608 | -0.456 | -52.8727 | 127.1273 | 0.76431 | 0.57323 | -6.7036 | -6.7036
Line10_11_12 | 0 | 0 | 0 | 0 | 0 | 0 | 0 | 0 | 0 | 0 | 0 | 0 | 0.76431 | 0.76431 | -6.7036 | -6.7036
Line11_12_13 | 0 | 0 | 0 | 0 | 0 | 0 | 0 | 0 | 0 | 0 | 0 | 0 | 0.76431 | 0.76431 | -6.7036 | -6.7036
Line12_13_15 | 0 | 0 | 0 | 0 | 0 | 0 | 0 | 0 | 0 | 0 | 0 | 0 | 0.76431 | 0.76431 | -6.7036 | -6.7036
Line13_13_14 | 0 | 0 | 0 | 0 | 0 | 0 | 0 | 0 | 0 | 0 | 0 | 0 | 0.76431 | 0.76431 | -6.7036 | -6.7036
Line14_15_16 | 0 | 0 | 0 | 0 | 0 | 0 | 0 | 0 | 0 | 0 | 0 | 0 | 0.76431 | 0.76431 | -6.7036 | -6.7036
Line15_16_17 | 0 | 0 | 0 | 0 | 0 | 0 | 0 | 0 | 0 | 0 | 0 | 0 | 0.76431 | 0.76431 | -6.7036 | -6.7036
Line16_4_18 | 0 | 0 | 0 | 0 | 0 | 0 | 0 | 0 | 0 | 0 | 0 | 0 | 0.76431 | 0.76431 | -6.7036 | -6.7036
Line17_5_19 | 0 | 0 | 0 | 0 | 0 | 0 | 0 | 0 | 0 | 0 | 0 | 0 | 0.76431 | 0.76431 | -6.7036 | -6.7036
Line1_1_3 | 0 | 0 | 0 | 0 | 0 | 0 | 0 | 0 | 0 | 0 | 0 | 0 | 0.76431 | 0.76431 | -6.7036 | -6.7036
Line2_1_4 | 0 | 0 | 0 | 0 | 0 | 0 | 0 | 0 | 0 | 0 | 0 | 0 | 0.76431 | 0.76431 | -6.7036 | -6.7036
Line3_1_5 | 0 | 0 | 0 | 0 | 0 | 0 | 0 | 0 | 0 | 0 | 0 | 0 | 0.76431 | 0.76431 | -6.7036 | -6.7036
Line4_2_6 | 1.5916 | 1.5916 | 0 | 0 | 1.1027 | 1.1027 | 0.43776 | -0.29184 | 0.456 | -0.304 | -52.8727 | 127.1273 | 0.57323 | 0.38215 | -6.7036 | -6.7036
Line5_6_7 | 1.5916 | 1.5916 | 0 | 0 | 1.1027 | 1.1027 | 0.29184 | -0.14592 | 0.304 | -0.152 | -52.8727 | 127.1273 | 0.38215 | 0.19108 | -6.7036 | -6.7036
Line6_7_8 | 1.5916 | 1.5916 | 0 | 2.5236 | 1.1027 | 1.1027 | 0.14592 | -1e-07 | 0.152 | -1e-07 | -52.8727 | 127.1273 | 0.19108 | 0 | -6.7036 | 0
Line7_8_9 | 0 | 0 | 0 | 0 | 0 | 0 | 6.1001e-22 | 0 | 8.0913e-22 | 0 | 0 | 0 | 0 | 0 | 0 | 0
Line8_8_10 | 0 | 0 | 0 | 0 | 0 | 0 | 6.1001e-22 | 0 | 8.0913e-22 | 0 | 0 | 0 | 0 | 0 | 0 | 0
Line9_3_11 | 0 | 0 | 0 | 0 | 0 | 0 | 0 | 0 | 0 | 0 | 0 | 0 | 0.76431 | 0.76431 | -6.7036 | -6.7036

## LLL_min_fault_6
name | pf_ikss_from_ka | pf_ikss_to_ka | pf_ip_from_ka | pf_ip_to_ka | pf_skss_from_mw | pf_skss_to_mw | pf_p_from_mw | pf_p_to_mw | pf_q_from_mvar | pf_q_to_mvar | pf_ikss_from_degree | pf_ikss_to_degree | pf_vm_from_pu | pf_vm_to_pu | pf_va_from_degree | pf_va_to_degree
Line0_1_2 | 0.030469 | 0.030469 | 0 | 0 | 0.02111 | 0.02111 | 0.01414 | -0.014086 | 0.014149 | -0.014093 | -45.1423 | 134.8577 | 0.94756 | 0.9439 | -0.12428 | -0.12874
Line10_11_12 | 0 | 0 | 0 | 0 | 0 | 0 | 0 | 0 | 0 | 0 | 0 | 0 | 0.94756 | 0.94756 | -0.12428 | -0.12428
Line11_12_13 | 0 | 0 | 0 | 0 | 0 | 0 | 0 | 0 | 0 | 0 | 0 | 0 | 0.94756 | 0.94756 | -0.12428 | -0.12428
Line12_13_15 | 0 | 0 | 0 | 0 | 0 | 0 | 0 | 0 | 0 | 0 | 0 | 0 | 0.94756 | 0.94756 | -0.12428 | -0.12428
Line13_13_14 | 0 | 0 | 0 | 0 | 0 | 0 | 0 | 0 | 0 | 0 | 0 | 0 | 0.94756 | 0.94756 | -0.12428 | -0.12428
Line14_15_16 | 0 | 0 | 0 | 0 | 0 | 0 | 0 | 0 | 0 | 0 | 0 | 0 | 0.94756 | 0.94756 | -0.12428 | -0.12428
Line15_16_17 | 0 | 0 | 0 | 0 | 0 | 0 | 0 | 0 | 0 | 0 | 0 | 0 | 0.94756 | 0.94756 | -0.12428 | -0.12428
Line16_4_18 | 0 | 0 | 0 | 0 | 0 | 0 | 0 | 0 | 0 | 0 | 0 | 0 | 0.94756 | 0.94756 | -0.12428 | -0.12428
Line17_5_19 | 0 | 0 | 0 | 0 | 0 | 0 | 0 | 0 | 0 | 0 | 0 | 0 | 0.94756 | 0.94756 | -0.12428 | -0.12428
Line1_1_3 | 0 | 0 | 0 | 0 | 0 | 0 | 0 | 0 | 0 | 0 | 0 | 0 | 0.94756 | 0.94756 | -0.12428 | -0.12428
Line2_1_4 | 0 | 0 | 0 | 0 | 0 | 0 | 0 | 0 | 0 | 0 | 0 | 0 | 0.94756 | 0.94756 | -0.12428 | -0.12428
Line3_1_5 | 0 | 0 | 0 | 0 | 0 | 0 | 0 | 0 | 0 | 0 | 0 | 0 | 0.94756 | 0.94756 | -0.12428 | -0.12428
Line4_2_6 | 0.030469 | 0.030469 | 0 | 0 | 0.02111 | 0.02111 | 0.014086 | -0.014033 | 0.014093 | -0.014037 | -45.1423 | 134.8577 | 0.9439 | 0.94024 | -0.12874 | -0.13323
Line5_6_7 | 0.030469 | 0.030469 | 0 | 0 | 0.02111 | 0.02111 | 0.014033 | -0.013979 | 0.014037 | -0.013981 | -45.1423 | 134.8577 | 0.94024 | 0.93659 | -0.13323 | -0.13776
Line6_7_8 | 0.030469 | 0.030469 | 0 | 0.04831 | 0.02111 | 0.02111 | 0.013979 | -0.013926 | 0.013981 | -0.013926 | -45.1423 | 134.8577 | 0.93659 | 0.93293 | -0.13776 | -0.14233
Line7_8_9 | 0 | 0 | 0 | 0 | 0 | 0 | -1.7514e-10 | 0 | 2.4218e-11 | 0 | 0 | 0 | 0.93293 | 0.93293 | -0.14233 | -0.14233
Line8_8_10 | 0 | 0 | 0 | 0 | 0 | 0 | -1.7514e-10 | 0 | 2.4218e-11 | 0 | 0 | 0 | 0.93293 | 0.93293 | -0.14233 | -0.14233
Line9_3_11 | 0 | 0 | 0 | 0 | 0 | 0 | 0 | 0 | 0 | 0 | 0 | 0 | 0.94756 | 0.94756 | -0.12428 | -0.12428

## LLL_min_fault_10
name | pf_ikss_from_ka | pf_ikss_to_ka | pf_ip_from_ka | pf_ip_to_ka | pf_skss_from_mw | pf_skss_to_mw | pf_p_from_mw | pf_p_to_mw | pf_q_from_mvar | pf_q_to_mvar | pf_ikss_from_degree | pf_ikss_to_degree | pf_vm_from_pu | pf_vm_to_pu | pf_va_from_degree | pf_va_to_degree
Line0_1_2 | 0.028866 | 0.028866 | 0 | 0 | 0.019999 | 0.019999 | 0.01269 | -0.012642 | 0.012698 | -0.012648 | -45.1423 | 134.8577 | 0.89769 | 0.89422 | -0.12428 | -0.12874
Line10_11_12 | 0 | 0 | 0 | 0 | 0 | 0 | 0 | 0 | 0 | 0 | 0 | 0 | 0.89769 | 0.89769 | -0.12428 | -0.12428
Line11_12_13 | 0 | 0 | 0 | 0 | 0 | 0 | 0 | 0 | 0 | 0 | 0 | 0 | 0.89769 | 0.89769 | -0.12428 | -0.12428
Line12_13_15 | 0 | 0 | 0 | 0 | 0 | 0 | 0 | 0 | 0 | 0 | 0 | 0 | 0.89769 | 0.89769 | -0.12428 | -0.12428
Line13_13_14 | 0 | 0 | 0 | 0 | 0 | 0 | 0 | 0 | 0 | 0 | 0 | 0 | 0.89769 | 0.89769 | -0.12428 | -0.12428
Line14_15_16 | 0 | 0 | 0 | 0 | 0 | 0 | 0 | 0 | 0 | 0 | 0 | 0 | 0.89769 | 0.89769 | -0.12428 | -0.12428
Line15_16_17 | 0 | 0 | 0 | 0 | 0 | 0 | 0 | 0 | 0 | 0 | 0 | 0 | 0.89769 | 0.89769 | -0.12428 | -0.12428
Line16_4_18 | 0 | 0 | 0 | 0 | 0 | 0 | 0 | 0 | 0 | 0 | 0 | 0 | 0.89769 | 0.89769 | -0.12428 | -0.12428
Line17_5_19 | 0 | 0 | 0 | 0 | 0 | 0 | 0 | 0 | 0 | 0 | 0 | 0 | 0.89769 | 0.89769 | -0.12428 | -0.12428
Line1_1_3 | 0 | 0 | 0 | 0 | 0 | 0 | 0 | 0 | 0 | 0 | 0 | 0 | 0.89769 | 0.89769 | -0.12428 | -0.12428
Line2_1_4 | 0 | 0 | 0 | 0 | 0 | 0 | 0 | 0 | 0 | 0 | 0 | 0 | 0.89769 | 0.89769 | -0.12428 | -0.12428
Line3_1_5 | 0 | 0 | 0 | 0 | 0 | 0 | 0 | 0 | 0 | 0 | 0 | 0 | 0.89769 | 0.89769 | -0.12428 | -0.12428
Line4_2_6 | 0.028866 | 0.028866 | 0 | 0 | 0.019999 | 0.019999 | 0.012642 | -0.012594 | 0.012648 | -0.012598 | -45.1423 | 134.8577 | 0.89422 | 0.89076 | -0.12874 | -0.13323
Line5_6_7 | 0.028866 | 0.028866 | 0 | 0 | 0.019999 | 0.019999 | 0.012594 | -0.012546 | 0.012598 | -0.012548 | -45.1423 | 134.8577 | 0.89076 | 0.88729 | -0.13323 | -0.13776
Line6_7_8 | 0.028866 | 0.028866 | 0 | 0.045767 | 0.019999 | 0.019999 | 0.012546 | -0.012498 | 0.012548 | -0.012498 | -45.1423 | 134.8577 | 0.88729 | 0.88383 | -0.13776 | -0.14233
Line7_8_9 | 0 | 0 | 0 | 0 | 0 | 0 | -1.5719e-10 | 0 | 2.1736e-11 | 0 | 0 | 0 | 0.88383 | 0.88383 | -0.14233 | -0.14233
Line8_8_10 | 0 | 0 | 0 | 0 | 0 | 0 | -1.5719e-10 | 0 | 2.1736e-11 | 0 | 0 | 0 | 0.88383 | 0.88383 | -0.14233 | -0.14233
Line9_3_11 | 0 | 0 | 0 | 0 | 0 | 0 | 0 | 0 | 0 | 0 | 0 | 0 | 0.89769 | 0.89769 | -0.12428 | -0.12428

## LL_max_6
name | pf_ikss_a_from_ka | pf_ikss_b_from_ka | pf_ikss_c_from_ka | pf_ikss_a_to_ka | pf_ikss_b_to_ka | pf_ikss_c_to_ka | pf_skss_a_from_mw | pf_skss_b_from_mw | pf_skss_c_from_mw | pf_skss_a_to_mw | pf_skss_b_to_mw | pf_skss_c_to_mw | pf_p_a_from_mw | pf_p_b_from_mw | pf_p_c_from_mw | pf_p_a_to_mw | pf_p_b_to_mw | pf_p_c_to_mw | pf_q_a_from_mvar | pf_q_b_from_mvar | pf_q_c_from_mvar | pf_q_a_to_mvar | pf_q_b_to_mvar | pf_q_c_to_mvar | pf_ikss_a_from_degree | pf_ikss_b_from_degree | pf_ikss_c_from_degree | pf_ikss_a_to_degree | pf_ikss_b_to_degree | pf_ikss_c_to_degree | pf_vm_a_from_pu | pf_vm_b_from_pu | pf_vm_c_from_pu | pf_vm_a_to_pu | pf_vm_b_to_pu | pf_vm_c_to_pu | pf_va_a_from_degree | pf_va_b_from_degree | pf_va_c_from_degree | pf_va_a_to_degree | pf_va_b_to_degree | pf_va_c_to_degree
Line0_1_2 | 0 | 1.885 | 1.885 | 0 | 1.885 | 1.885 | 0 | 0.43533 | 0.43533 | 0 | 0.43533 | 0.43533 | -1.7059e-14 | 0.35387 | -0.069596 | 1.7059e-14 | -0.31833 | 0.10513 | 9.7533e-15 | 0.19822 | 0.37032 | -9.7339e-15 | -0.12715 | -0.29925 | 0 | -157.8829 | 22.1171 | 0 | 22.1171 | -157.8829 | 1.05 | 0.93171 | 0.86555 | 1.05 | 0.78742 | 0.7286 | 2.7974e-13 | -128.6271 | 122.7608 | 4.8952e-13 | -136.1092 | 131.4739
Line10_11_12 | 0 | 0 | 0 | 0 | 0 | 0 | 0 | 0 | 0 | 0 | 0 | 0 | 3.3612e-15 | -2.1811e-09 | -3.489e-09 | -3.3418e-15 | 2.1811e-09 | 3.489e-09 | -1.4183e-15 | 3.2284e-09 | -9.6307e-10 | 1.4183e-15 | -3.2284e-09 | 9.6307e-10 | 0 | 0 | 0 | 0 | 0 | 0 | 1.05 | 0.93171 | 0.86555 | 1.05 | 0.93171 | 0.86555 | 1.9359e-13 | -128.6271 | 122.7608 | 1.5173e-13 | -128.6271 | 122.7608
Line11_12_13 | 0 | 0 | 0 | 0 | 0 | 0 | 0 | 0 | 0 | 0 | 0 | 0 | 3.3418e-15 | -1.8176e-09 | -2.9075e-09 | -3.3223e-15 | 1.8176e-09 | 2.9075e-09 | -1.4377e-15 | 2.6904e-09 | -8.0255e-10 | 1.4766e-15 | -2.6904e-09 | 8.0255e-10 | 0 | 0 | 0 | 0 | 0 | 0 | 1.05 | 0.93171 | 0.86555 | 1.05 | 0.93171 | 0.86555 | 1.5173e-13 | -128.6271 | 122.7608 | 1.0878e-13 | -128.6271 | 122.7608
Line12_13_15 | 0 | 0 | 0 | 0 | 0 | 0 | 0 | 0 | 0 | 0 | 0 | 0 | 1.36e-16 | -1.0906e-09 | -1.7445e-09 | -1.7486e-16 | 1.0906e-09 | 1.7445e-09 | 5.8287e-17 | 1.6142e-09 | -4.8153e-10 | -3.8858e-17 | -1.6142e-09 | 4.8153e-10 | 0 | 0 | 0 | 0 | 0 | 0 | 1.05 | 0.93171 | 0.86555 | 1.05 | 0.93171 | 0.86555 | 1.0878e-13 | -128.6271 | 122.7608 | 1.0666e-13 | -128.6271 | 122.7608
Line13_13_14 | 0 | 0 | 0 | 0 | 0 | 0 | 0 | 0 | 0 | 0 | 0 | 0 | 2.9338e-15 | -3.6352e-10 | -5.8151e-10 | -2.9726e-15 | 3.6352e-10 | 5.8151e-10 | -1.2434e-15 | 5.3807e-10 | -1.6051e-10 | 1.2823e-15 | -5.3807e-10 | 1.6051e-10 | 0 | 0 | 0 | 0 | 0 | 0 | 1.05 | 0.93171 | 0.86555 | 1.05 | 0.93171 | 0.86555 | 1.0878e-13 | -128.6271 | 122.7608 | 7.2586e-14 | -128.6271 | 122.7608
Line14_15_16 | 0 | 0 | 0 | 0 | 0 | 0 | 0 | 0 | 0 | 0 | 0 | 0 | 5.8287e-17 | -7.2704e-10 | -1.163e-09 | -3.8858e-17 | 7.2704e-10 | 1.163e-09 | 1.9429e-17 | 1.0761e-09 | -3.2102e-10 | -1.9429e-17 | -1.0761e-09 | 3.2102e-10 | 0 | 0 | 0 | 0 | 0 | 0 | 1.05 | 0.93171 | 0.86555 | 1.05 | 0.93171 | 0.86555 | 1.0666e-13 | -128.6271 | 122.7608 | 1.056e-13 | -128.6271 | 122.7608
Line15_16_17 | 0 | 0 | 0 | 0 | 0 | 0 | 0 | 0 | 0 | 0 | 0 | 0 | 3.5807e-32 | -3.6352e-10 | -5.8151e-10 | -3.5688e-32 | 3.6352e-10 | 5.8151e-10 | -1.9429e-17 | 5.3807e-10 | -1.6051e-10 | 1.9429e-17 | -5.3807e-10 | 1.6051e-10 | 0 | 0 | 0 | 0 | 0 | 0 | 1.05 | 0.93171 | 0.86555 | 1.05 | 0.93171 | 0.86555 | 1.056e-13 | -128.6271 | 122.7608 | 1.0525e-13 | -128.6271 | 122.7608
Line16_4_18 | 0 | 0 | 0 | 0 | 0 | 0 | 0 | 0 | 0 | 0 | 0 | 0 | 3.8858e-17 | -3.6352e-10 | -5.8151e-10 | 0 | 3.6352e-10 | 5.8151e-10 | 6.564e-32 | 5.3807e-10 | -1.6051e-10 | 0 | -5.3807e-10 | 1.6051e-10 | 0 | 0 | 0 | 0 | 0 | 0 | 1.05 | 0.93171 | 0.86555 | 1.05 | 0.93171 | 0.86555 | 9.6786e-14 | -128.6271 | 122.7608 | 9.6435e-14 | -128.6271 | 122.7608
Line17_5_19 | 0 | 0 | 0 | 0 | 0 | 0 | 0 | 0 | 0 | 0 | 0 | 0 | -5.8287e-17 | -3.6352e-10 | -5.8151e-10 | 7.7716e-17 | 3.6352e-10 | 5.8151e-10 | -1.9429e-17 | 5.3807e-10 | -1.6051e-10 | 1.9429e-17 | -5.3807e-10 | 1.6051e-10 | 0 | 0 | 0 | 0 | 0 | 0 | 1.05 | 0.93171 | 0.86555 | 1.05 | 0.93171 | 0.86555 | 2.7795e-13 | -128.6271 | 122.7608 | 2.776e-13 | -128.6271 | 122.7608
Line1_1_3 | 0 | 0 | 0 | 0 | 0 | 0 | 0 | 0 | 0 | 0 | 0 | 0 | 3.4001e-15 | -2.9082e-09 | -4.6521e-09 | -3.4195e-15 | 2.9082e-09 | 4.6521e-09 | -1.3212e-15 | 4.3046e-09 | -1.2841e-09 | 1.3406e-15 | -4.3046e-09 | 1.2841e-09 | 0 | 0 | 0 | 0 | 0 | 0 | 1.05 | 0.93171 | 0.86555 | 1.05 | 0.93171 | 0.86555 | 2.7974e-13 | -128.6271 | 122.7608 | 2.3588e-13 | -128.6271 | 122.7608
Line2_1_4 | 0 | 0 | 0 | 0 | 0 | 0 | 0 | 0 | 0 | 0 | 0 | 0 | 1.4883e-14 | -7.2706e-10 | -1.163e-09 | -1.4902e-14 | 7.2706e-10 | 1.163e-09 | -7.4218e-15 | 1.0761e-09 | -3.2101e-10 | 7.4413e-15 | -1.0761e-09 | 3.2101e-10 | 0 | 0 | 0 | 0 | 0 | 0 | 1.05 | 0.93171 | 0.86555 | 1.05 | 0.93171 | 0.86555 | 2.7974e-13 | -128.6271 | 122.7608 | 9.6786e-14 | -128.6271 | 122.7608
Line3_1_5 | 0 | 0 | 0 | 0 | 0 | 0 | 0 | 0 | 0 | 0 | 0 | 0 | 3.8858e-17 | -7.2704e-10 | -1.163e-09 | -5.8287e-17 | 7.2704e-10 | 1.163e-09 | 3.8858e-17 | 1.0761e-09 | -3.2102e-10 | -1.9429e-17 | -1.0761e-09 | 3.2102e-10 | 0 | 0 | 0 | 0 | 0 | 0 | 1.05 | 0.93171 | 0.86555 | 1.05 | 0.93171 | 0.86555 | 2.7974e-13 | -128.6271 | 122.7608 | 2.7795e-13 | -128.6271 | 122.7608
Line4_2_6 | 0 | 1.885 | 1.885 | 0 | 1.885 | 1.885 | 0 | 0.43533 | 0.43533 | 0 | 0.43533 | 0.43533 | -1.6864e-14 | 0.31833 | -0.10513 | 1.6864e-14 | -0.2828 | 0.14066 | 9.6367e-15 | 0.12715 | 0.29925 | -9.6367e-15 | -0.056087 | -0.22819 | 0 | -157.8829 | 22.1171 | 0 | 22.1171 | -157.8829 | 1.05 | 0.78742 | 0.7286 | 1.05 | 0.66227 | 0.61575 | 4.8952e-13 | -136.1092 | 131.4739 | 6.9976e-13 | -146.6652 | 143.7688
Line5_6_7 | 0 | 1.885 | 1.885 | 0 | 1.885 | 1.885 | 0 | 0.43533 | 0.43533 | 0 | 0.43533 | 0.43533 | -1.7564e-14 | 0.2828 | -0.14066 | 1.7719e-14 | -0.24727 | 0.1762 | 9.7922e-15 | 0.056087 | 0.22819 | -9.7533e-15 | 0.014981 | -0.15712 | 0 | -157.8829 | 22.1171 | 0 | 22.1171 | -157.8829 | 1.05 | 0.66227 | 0.61575 | 1.05 | 0.56903 | 0.54229 | 6.9976e-13 | -146.6652 | 143.7688 | 9.1725e-13 | -161.35 | 160.3935
Line6_7_8 | 0 | 1.885 | 1.885 | 0 | 1.885 | 1.885 | 0 | 0.43533 | 0.43533 | 0 | 0.43533 | 0.43533 | 3.1086e-16 | 0.24727 | -0.1762 | -3.8858e-16 | -0.21173 | 0.21173 | -1.5543e-16 | -0.014981 | 0.15712 | 1.5543e-16 | 0.086049 | -0.086049 | 0 | -157.8829 | 22.1171 | 0 | 22.1171 | -157.8829 | 1.05 | 0.56903 | 0.54229 | 1.05 | 0.525 | 0.525 | 9.1725e-13 | -161.35 | 160.3935 | 9.1086e-13 | 180 | 180
Line7_8_9 | 0 | 0 | 0 | 0 | 0 | 0 | 0 | 0 | 0 | 0 | 0 | 0 | 2.3315e-16 | 1.3622e-22 | -1.5543e-16 | -2.3315e-16 | 3.518e-16 | 2.0844e-18 | -1.5543e-16 | 1.7505e-09 | -1.7505e-09 | 1.5543e-16 | -1.7505e-09 | 1.7505e-09 | 0 | 0 | 0 | 0 | 0 | 0 | 1.05 | 0.525 | 0.525 | 1.05 | 0.525 | 0.525 | 9.1086e-13 | 180 | 180 | 9.0767e-13 | -180 | 180
Line8_8_10 | 0 | 0 | 0 | 0 | 0 | 0 | 0 | 0 | 0 | 0 | 0 | 0 | 1.5543e-16 | 3.8858e-17 | -9.6244e-24 | -1.5543e-16 | 3.1295e-16 | -1.5335e-16 | -1.1657e-16 | 1.7505e-09 | -1.7505e-09 | 1.1657e-16 | -1.7505e-09 | 1.7505e-09 | 0 | 0 | 0 | 0 | 0 | 0 | 1.05 | 0.525 | 0.525 | 1.05 | 0.525 | 0.525 | 9.1086e-13 | 180 | 180 | 9.0767e-13 | -180 | 180
Line9_3_11 | 0 | 0 | 0 | 0 | 0 | 0 | 0 | 0 | 0 | 0 | 0 | 0 | 3.3418e-15 | -2.5447e-09 | -4.0705e-09 | -3.3418e-15 | 2.5447e-09 | 4.0705e-09 | -1.3795e-15 | 3.7665e-09 | -1.1236e-09 | 1.3795e-15 | -3.7665e-09 | 1.1236e-09 | 0 | 0 | 0 | 0 | 0 | 0 | 1.05 | 0.93171 | 0.86555 | 1.05 | 0.93171 | 0.86555 | 2.3588e-13 | -128.6271 | 122.7608 | 1.9359e-13 | -128.6271 | 122.7608

## LL_max_10
name | pf_ikss_a_from_ka | pf_ikss_b_from_ka | pf_ikss_c_from_ka | pf_ikss_a_to_ka | pf_ikss_b_to_ka | pf_ikss_c_to_ka | pf_skss_a_from_mw | pf_skss_b_from_mw | pf_skss_c_from_mw | pf_skss_a_to_mw | pf_skss_b_to_mw | pf_skss_c_to_mw | pf_p_a_from_mw | pf_p_b_from_mw | pf_p_c_from_mw | pf_p_a_to_mw | pf_p_b_to_mw | pf_p_c_to_mw | pf_q_a_from_mvar | pf_q_b_from_mvar | pf_q_c_from_mvar | pf_q_a_to_mvar | pf_q_b_to_mvar | pf_q_c_to_mvar | pf_ikss_a_from_degree | pf_ikss_b_from_degree | pf_ikss_c_from_degree | pf_ikss_a_to_degree | pf_ikss_b_to_degree | pf_ikss_c_to_degree | pf_vm_a_from_pu | pf_vm_b_from_pu | pf_vm_c_from_pu | pf_vm_a_to_pu | pf_vm_b_to_pu | pf_vm_c_to_pu | pf_va_a_from_degree | pf_va_b_from_degree | pf_va_c_from_degree | pf_va_a_to_degree | pf_va_b_to_degree | pf_va_c_to_degree
Line0_1_2 | 0 | 1.9564 | 1.9564 | 0 | 1.9564 | 1.9564 | 0 | 0.4518 | 0.4518 | 0 | 0.4518 | 0.4518 | -1.8726e-14 | 0.38357 | -0.077384 | 1.8726e-14 | -0.3453 | 0.11566 | 1.0666e-14 | 0.2133 | 0.39907 | -1.0666e-14 | -0.13675 | -0.32252 | 0 | -158.05 | 21.95 | 0 | 21.95 | -158.05 | 1.1 | 0.97142 | 0.89974 | 1.1 | 0.82203 | 0.75838 | 3.0978e-13 | -128.9719 | 122.9242 | 5.2347e-13 | -136.444 | 131.678
Line10_11_12 | 0 | 0 | 0 | 0 | 0 | 0 | 0 | 0 | 0 | 0 | 0 | 0 | 3.623e-15 | -2.4603e-09 | -3.9356e-09 | -3.6637e-15 | 2.4603e-09 | 3.9356e-09 | -1.4655e-15 | 3.6661e-09 | -1.1108e-09 | 1.5062e-15 | -3.6661e-09 | 1.1108e-09 | 0 | 0 | 0 | 0 | 0 | 0 | 1.1 | 0.97142 | 0.89974 | 1.1 | 0.97142 | 0.89974 | 2.2532e-13 | -128.9719 | 122.9242 | 1.8436e-13 | -128.9719 | 122.9242
Line11_12_13 | 0 | 0 | 0 | 0 | 0 | 0 | 0 | 0 | 0 | 0 | 0 | 0 | 3.5416e-15 | -2.0502e-09 | -3.2797e-09 | -3.562e-15 | 2.0502e-09 | 3.2797e-09 | -1.5062e-15 | 3.0551e-09 | -9.2564e-10 | 1.4858e-15 | -3.0551e-09 | 9.2564e-10 | 0 | 0 | 0 | 0 | 0 | 0 | 1.1 | 0.97142 | 0.89974 | 1.1 | 0.97142 | 0.89974 | 1.8436e-13 | -128.9719 | 122.9242 | 1.4249e-13 | -128.9719 | 122.9242
Line12_13_15 | 0 | 0 | 0 | 0 | 0 | 0 | 0 | 0 | 0 | 0 | 0 | 0 | 1.4248e-16 | -1.2301e-09 | -1.9678e-09 | -1.4248e-16 | 1.2301e-09 | 1.9678e-09 | 2.0354e-17 | 1.8331e-09 | -5.5539e-10 | -2.0354e-17 | -1.8331e-09 | 5.5539e-10 | 0 | 0 | 0 | 0 | 0 | 0 | 1.1 | 0.97142 | 0.89974 | 1.1 | 0.97142 | 0.89974 | 1.4249e-13 | -128.9719 | 122.9242 | 1.4029e-13 | -128.9719 | 122.9242
Line13_13_14 | 0 | 0 | 0 | 0 | 0 | 0 | 0 | 0 | 0 | 0 | 0 | 0 | 3.2159e-15 | -4.1005e-10 | -6.5593e-10 | -3.2159e-15 | 4.1005e-10 | 6.5593e-10 | -1.3841e-15 | 6.1102e-10 | -1.8513e-10 | 1.3841e-15 | -6.1102e-10 | 1.8513e-10 | 0 | 0 | 0 | 0 | 0 | 0 | 1.1 | 0.97142 | 0.89974 | 1.1 | 0.97142 | 0.89974 | 1.4249e-13 | -128.9719 | 122.9242 | 1.069e-13 | -128.9719 | 122.9242
Line14_15_16 | 0 | 0 | 0 | 0 | 0 | 0 | 0 | 0 | 0 | 0 | 0 | 0 | 8.1416e-17 | -8.2009e-10 | -1.3119e-09 | -6.1062e-17 | 8.2009e-10 | 1.3119e-09 | 1.9935e-31 | 1.222e-09 | -3.7026e-10 | -4.0708e-17 | -1.222e-09 | 3.7026e-10 | 0 | 0 | 0 | 0 | 0 | 0 | 1.1 | 0.97142 | 0.89974 | 1.1 | 0.97142 | 0.89974 | 1.4029e-13 | -128.9719 | 122.9242 | 1.3919e-13 | -128.9719 | 122.9242
Line15_16_17 | 0 | 0 | 0 | 0 | 0 | 0 | 0 | 0 | 0 | 0 | 0 | 0 | -2.0354e-17 | -4.1005e-10 | -6.5593e-10 | -4.9317e-32 | 4.1005e-10 | 6.5593e-10 | -2.0354e-17 | 6.1102e-10 | -1.8513e-10 | 2.0354e-17 | -6.1102e-10 | 1.8513e-10 | 0 | 0 | 0 | 0 | 0 | 0 | 1.1 | 0.97142 | 0.89974 | 1.1 | 0.97142 | 0.89974 | 1.3919e-13 | -128.9719 | 122.9242 | 1.3882e-13 | -128.9719 | 122.9242
Line16_4_18 | 0 | 0 | 0 | 0 | 0 | 0 | 0 | 0 | 0 | 0 | 0 | 0 | -2.0354e-17 | -4.1005e-10 | -6.5593e-10 | -2.0354e-17 | 4.1005e-10 | 6.5593e-10 | -4.0708e-17 | 6.1102e-10 | -1.8513e-10 | 6.1062e-17 | -6.1102e-10 | 1.8513e-10 | 0 | 0 | 0 | 0 | 0 | 0 | 1.1 | 0.97142 | 0.89974 | 1.1 | 0.97142 | 0.89974 | 1.3438e-13 | -128.9719 | 122.9242 | 1.3402e-13 | -128.9719 | 122.9242
Line17_5_19 | 0 | 0 | 0 | 0 | 0 | 0 | 0 | 0 | 0 | 0 | 0 | 0 | -6.1062e-17 | -4.1005e-10 | -6.5593e-10 | 4.0708e-17 | 4.1005e-10 | 6.5593e-10 | 6.1062e-17 | 6.1102e-10 | -1.8513e-10 | -4.0708e-17 | -6.1102e-10 | 1.8513e-10 | 0 | 0 | 0 | 0 | 0 | 0 | 1.1 | 0.97142 | 0.89974 | 1.1 | 0.97142 | 0.89974 | 3.089e-13 | -128.9719 | 122.9242 | 3.0854e-13 | -128.9719 | 122.9242
Line1_1_3 | 0 | 0 | 0 | 0 | 0 | 0 | 0 | 0 | 0 | 0 | 0 | 0 | 3.7044e-15 | -3.2804e-09 | -5.2475e-09 | -3.7044e-15 | 3.2804e-09 | 5.2475e-09 | -1.4655e-15 | 4.8882e-09 | -1.481e-09 | 1.4248e-15 | -4.8882e-09 | 1.481e-09 | 0 | 0 | 0 | 0 | 0 | 0 | 1.1 | 0.97142 | 0.89974 | 1.1 | 0.97142 | 0.89974 | 3.0978e-13 | -128.9719 | 122.9242 | 2.6699e-13 | -128.9719 | 122.9242
Line2_1_4 | 0 | 0 | 0 | 0 | 0 | 0 | 0 | 0 | 0 | 0 | 0 | 0 | 1.5835e-14 | -8.2011e-10 | -1.3119e-09 | -1.5856e-14 | 8.2011e-10 | 1.3119e-09 | -7.8974e-15 | 1.222e-09 | -3.7024e-10 | 7.8567e-15 | -1.222e-09 | 3.7024e-10 | 0 | 0 | 0 | 0 | 0 | 0 | 1.1 | 0.97142 | 0.89974 | 1.1 | 0.97142 | 0.89974 | 3.0978e-13 | -128.9719 | 122.9242 | 1.3438e-13 | -128.9719 | 122.9242
Line3_1_5 | 0 | 0 | 0 | 0 | 0 | 0 | 0 | 0 | 0 | 0 | 0 | 0 | 6.1062e-17 | -8.2009e-10 | -1.3119e-09 | -6.1062e-17 | 8.2009e-10 | 1.3119e-09 | 3.3014e-31 | 1.222e-09 | -3.7026e-10 | -2.0354e-17 | -1.222e-09 | 3.7026e-10 | 0 | 0 | 0 | 0 | 0 | 0 | 1.1 | 0.97142 | 0.89974 | 1.1 | 0.97142 | 0.89974 | 3.0978e-13 | -128.9719 | 122.9242 | 3.089e-13 | -128.9719 | 122.9242
Line4_2_6 | 0 | 1.9564 | 1.9564 | 0 | 1.9564 | 1.9564 | 0 | 0.4518 | 0.4518 | 0 | 0.4518 | 0.4518 | -1.8807e-14 | 0.3453 | -0.11566 | 1.8889e-14 | -0.30702 | 0.15393 | 1.0625e-14 | 0.13675 | 0.32252 | -1.0584e-14 | -0.060208 | -0.24598 | 0 | -158.05 | 21.95 | 0 | 21.95 | -158.05 | 1.1 | 0.82203 | 0.75838 | 1.1 | 0.6925 | 0.64226 | 5.2347e-13 | -136.444 | 131.678 | 7.3649e-13 | -146.955 | 143.988
Line5_6_7 | 0 | 1.9564 | 1.9564 | 0 | 1.9564 | 1.9564 | 0 | 0.4518 | 0.4518 | 0 | 0.4518 | 0.4518 | -1.9214e-14 | 0.30702 | -0.15393 | 1.9296e-14 | -0.26875 | 0.1922 | 1.0666e-14 | 0.060208 | 0.24598 | -1.0625e-14 | 0.016339 | -0.16943 | 0 | -158.05 | 21.95 | 0 | 21.95 | -158.05 | 1.1 | 0.6925 | 0.64226 | 1.1 | 0.59594 | 0.56711 | 7.3649e-13 | -146.955 | 143.988 | 9.5444e-13 | -161.529 | 160.5532
Line6_7_8 | 0 | 1.9564 | 1.9564 | 0 | 1.9564 | 1.9564 | 0 | 0.4518 | 0.4518 | 0 | 0.4518 | 0.4518 | 1.6283e-16 | 0.26875 | -0.1922 | -1.6283e-16 | -0.23048 | 0.23048 | -8.1416e-17 | -0.016339 | 0.16943 | 8.1416e-17 | 0.092885 | -0.092885 | 0 | -158.05 | 21.95 | 0 | 21.95 | -158.05 | 1.1 | 0.59594 | 0.56711 | 1.1 | 0.55 | 0.55 | 9.5444e-13 | -161.529 | 160.5532 | 9.4822e-13 | 180 | 180
Line7_8_9 | 0 | 0 | 0 | 0 | 0 | 0 | 0 | 0 | 0 | 0 | 0 | 0 | 1.6283e-16 | 2.4425e-16 | -3.2567e-16 | -1.6283e-16 | 1.6512e-16 | 2.2877e-18 | -1.6283e-16 | 1.9211e-09 | -1.9211e-09 | 1.6283e-16 | -1.9211e-09 | 1.9211e-09 | 0 | 0 | 0 | 0 | 0 | 0 | 1.1 | 0.55 | 0.55 | 1.1 | 0.55 | 0.55 | 9.4822e-13 | 180 | 180 | 9.4502e-13 | -180 | 180
Line8_8_10 | 0 | 0 | 0 | 0 | 0 | 0 | 0 | 0 | 0 | 0 | 0 | 0 | 1.6283e-16 | 2.4425e-16 | -3.2567e-16 | -1.6283e-16 | 1.6512e-16 | 2.2877e-18 | -1.6283e-16 | 1.9211e-09 | -1.9211e-09 | 1.6283e-16 | -1.9211e-09 | 1.9211e-09 | 0 | 0 | 0 | 0 | 0 | 0 | 1.1 | 0.55 | 0.55 | 1.1 | 0.55 | 0.55 | 9.4822e-13 | 180 | 180 | 9.4502e-13 | -180 | 180
Line9_3_11 | 0 | 0 | 0 | 0 | 0 | 0 | 0 | 0 | 0 | 0 | 0 | 0 | 3.6027e-15 | -2.8703e-09 | -4.5915e-09 | -3.623e-15 | 2.8703e-09 | 4.5915e-09 | -1.4655e-15 | 4.2771e-09 | -1.2959e-09 | 1.4655e-15 | -4.2771e-09 | 1.2959e-09 | 0 | 0 | 0 | 0 | 0 | 0 | 1.1 | 0.97142 | 0.89974 | 1.1 | 0.97142 | 0.89974 | 2.6699e-13 | -128.9719 | 122.9242 | 2.2532e-13 | -128.9719 | 122.9242

## LL_max_fault_6
name | pf_ikss_a_from_ka | pf_ikss_b_from_ka | pf_ikss_c_from_ka | pf_ikss_a_to_ka | pf_ikss_b_to_ka | pf_ikss_c_to_ka | pf_skss_a_from_mw | pf_skss_b_from_mw | pf_skss_c_from_mw | pf_skss_a_to_mw | pf_skss_b_to_mw | pf_skss_c_to_mw | pf_p_a_from_mw | pf_p_b_from_mw | pf_p_c_from_mw | pf_p_a_to_mw | pf_p_b_to_mw | pf_p_c_to_mw | pf_q_a_from_mvar | pf_q_b_from_mvar | pf_q_c_from_mvar | pf_q_a_to_mvar | pf_q_b_to_mvar | pf_q_c_to_mvar | pf_ikss_a_from_degree | pf_ikss_b_from_degree | pf_ikss_c_from_degree | pf_ikss_a_to_degree | pf_ikss_b_to_degree | pf_ikss_c_to_degree | pf_vm_a_from_pu | pf_vm_b_from_pu | pf_vm_c_from_pu | pf_vm_a_to_pu | pf_vm_b_to_pu | pf_vm_c_to_pu | pf_va_a_from_degree | pf_va_b_from_degree | pf_va_c_from_degree | pf_va_a_to_degree | pf_va_b_to_degree | pf_va_c_to_degree
Line0_1_2 | 0 | 0.057717 | 0.057717 | 0 | 0.057717 | 0.057717 | 0 | 0.013329 | 0.013329 | 0 | 0.013329 | 0.013329 | -5.0879e-16 | 0.013468 | 0.0034547 | 5.0879e-16 | -0.013435 | -0.0034214 | 2.6472e-16 | 0.0037057 | 0.013484 | -2.6715e-16 | -0.0036391 | -0.013417 | 0 | -135.6822 | 44.3178 | 0 | 44.3178 | -135.6822 | 1.05 | 1.048 | 1.0443 | 1.05 | 1.0443 | 1.0388 | 7.4528e-15 | -120.2981 | 119.9471 | 1.3619e-14 | -120.5262 | 120.0122
Line10_11_12 | 0 | 0 | 0 | 0 | 0 | 0 | 0 | 0 | 0 | 0 | 0 | 0 | 1.0018e-16 | -4.627e-11 | -1.3184e-10 | -1.0079e-16 | 4.627e-11 | 1.3184e-10 | -3.9465e-17 | 1.2595e-10 | 2.226e-11 | 4.0072e-17 | -1.2595e-10 | -2.226e-11 | 0 | 0 | 0 | 0 | 0 | 0 | 1.05 | 1.048 | 1.0443 | 1.05 | 1.048 | 1.0443 | 4.855e-15 | -120.2981 | 119.9471 | 3.588e-15 | -120.2981 | 119.9471
Line11_12_13 | 0 | 0 | 0 | 0 | 0 | 0 | 0 | 0 | 0 | 0 | 0 | 0 | 9.8966e-17 | -3.8558e-11 | -1.0987e-10 | -9.8359e-17 | 3.8558e-11 | 1.0987e-10 | -4.1894e-17 | 1.0496e-10 | 1.855e-11 | 4.0679e-17 | -1.0496e-10 | -1.855e-11 | 0 | 0 | 0 | 0 | 0 | 0 | 1.05 | 1.048 | 1.0443 | 1.05 | 1.048 | 1.0443 | 3.588e-15 | -120.2981 | 119.9471 | 2.3072e-15 | -120.2981 | 119.9471
Line12_13_15 | 0 | 0 | 0 | 0 | 0 | 0 | 0 | 0 | 0 | 0 | 0 | 0 | 3.3393e-18 | -2.3135e-11 | -6.592e-11 | -3.3393e-18 | 2.3135e-11 | 6.592e-11 | 3.6429e-18 | 6.2976e-11 | 1.113e-11 | -1.8215e-18 | -6.2976e-11 | -1.113e-11 | 0 | 0 | 0 | 0 | 0 | 0 | 1.05 | 1.048 | 1.0443 | 1.05 | 1.048 | 1.0443 | 2.3072e-15 | -120.2981 | 119.9471 | 2.2475e-15 | -120.2981 | 119.9471
Line13_13_14 | 0 | 0 | 0 | 0 | 0 | 0 | 0 | 0 | 0 | 0 | 0 | 0 | 9.1377e-17 | -7.7117e-12 | -2.1973e-11 | -9.1377e-17 | 7.7117e-12 | 2.1973e-11 | -3.5215e-17 | 2.0992e-11 | 3.7101e-12 | 3.6429e-17 | -2.0992e-11 | -3.7101e-12 | 0 | 0 | 0 | 0 | 0 | 0 | 1.05 | 1.048 | 1.0443 | 1.05 | 1.048 | 1.0443 | 2.3072e-15 | -120.2981 | 119.9471 | 1.199e-15 | -120.2981 | 119.9471
Line14_15_16 | 0 | 0 | 0 | 0 | 0 | 0 | 0 | 0 | 0 | 0 | 0 | 0 | 2.7322e-18 | -1.5423e-11 | -4.3946e-11 | -2.7322e-18 | 1.5423e-11 | 4.3946e-11 | -6.0715e-19 | 4.1984e-11 | 7.42e-12 | -1.0579e-34 | -4.1984e-11 | -7.42e-12 | 0 | 0 | 0 | 0 | 0 | 0 | 1.05 | 1.048 | 1.0443 | 1.05 | 1.048 | 1.0443 | 2.2475e-15 | -120.2981 | 119.9471 | 2.2185e-15 | -120.2981 | 119.9471
Line15_16_17 | 0 | 0 | 0 | 0 | 0 | 0 | 0 | 0 | 0 | 0 | 0 | 0 | 4.7019e-35 | -7.7116e-12 | -2.1973e-11 | -4.6626e-35 | 7.7116e-12 | 2.1973e-11 | -1.2143e-18 | 2.0992e-11 | 3.71e-12 | 1.2143e-18 | -2.0992e-11 | -3.71e-12 | 0 | 0 | 0 | 0 | 0 | 0 | 1.05 | 1.048 | 1.0443 | 1.05 | 1.048 | 1.0443 | 2.2185e-15 | -120.2981 | 119.9471 | 2.2e-15 | -120.2981 | 119.9471
Line16_4_18 | 0 | 0 | 0 | 0 | 0 | 0 | 0 | 0 | 0 | 0 | 0 | 0 | 0 | -7.7116e-12 | -2.1973e-11 | 0 | 7.7116e-12 | 2.1973e-11 | 0 | 2.0992e-11 | 3.71e-12 | 0 | -2.0992e-11 | -3.71e-12 | 0 | 0 | 0 | 0 | 0 | 0 | 1.05 | 1.048 | 1.0443 | 1.05 | 1.048 | 1.0443 | 2.1539e-15 | -120.2981 | 119.9471 | 2.1353e-15 | -120.2981 | 119.9471
Line17_5_19 | 0 | 0 | 0 | 0 | 0 | 0 | 0 | 0 | 0 | 0 | 0 | 0 | 9.1073e-19 | -7.7116e-12 | -2.1973e-11 | -3.0358e-19 | 7.7116e-12 | 2.1973e-11 | 1.1762e-34 | 2.0992e-11 | 3.71e-12 | 1.2143e-18 | -2.0992e-11 | -3.71e-12 | 0 | 0 | 0 | 0 | 0 | 0 | 1.05 | 1.048 | 1.0443 | 1.05 | 1.048 | 1.0443 | 7.3998e-15 | -120.2981 | 119.9471 | 7.3813e-15 | -120.2981 | 119.9471
Line1_1_3 | 0 | 0 | 0 | 0 | 0 | 0 | 0 | 0 | 0 | 0 | 0 | 0 | 1.0352e-16 | -6.1693e-11 | -1.7579e-10 | -1.0291e-16 | 6.1693e-11 | 1.7579e-10 | -3.6429e-17 | 1.6794e-10 | 2.968e-11 | 3.6429e-17 | -1.6794e-10 | -2.968e-11 | 0 | 0 | 0 | 0 | 0 | 0 | 1.05 | 1.048 | 1.0443 | 1.05 | 1.048 | 1.0443 | 7.4528e-15 | -120.2981 | 119.9471 | 6.1368e-15 | -120.2981 | 119.9471
Line2_1_4 | 0 | 0 | 0 | 0 | 0 | 0 | 0 | 0 | 0 | 0 | 0 | 0 | 4.4747e-16 | -1.5424e-11 | -4.3947e-11 | -4.4747e-16 | 1.5424e-11 | 4.3947e-11 | -1.9125e-16 | 4.1984e-11 | 7.4204e-12 | 1.9125e-16 | -4.1984e-11 | -7.4204e-12 | 0 | 0 | 0 | 0 | 0 | 0 | 1.05 | 1.048 | 1.0443 | 1.05 | 1.048 | 1.0443 | 7.4528e-15 | -120.2981 | 119.9471 | 2.1539e-15 | -120.2981 | 119.9471
Line3_1_5 | 0 | 0 | 0 | 0 | 0 | 0 | 0 | 0 | 0 | 0 | 0 | 0 | 1.5179e-18 | -1.5423e-11 | -4.3946e-11 | -1.5179e-18 | 1.5423e-11 | 4.3946e-11 | 6.0715e-19 | 4.1984e-11 | 7.42e-12 | -6.0715e-19 | -4.1984e-11 | -7.42e-12 | 0 | 0 | 0 | 0 | 0 | 0 | 1.05 | 1.048 | 1.0443 | 1.05 | 1.048 | 1.0443 | 7.4528e-15 | -120.2981 | 119.9471 | 7.3998e-15 | -120.2981 | 119.9471
Line4_2_6 | 0 | 0.057717 | 0.057717 | 0 | 0.057717 | 0.057717 | 0 | 0.013329 | 0.013329 | 0 | 0.013329 | 0.013329 | -5.0637e-16 | 0.013435 | 0.0034214 | 5.0758e-16 | -0.013402 | -0.003388 | 2.6229e-16 | 0.0036391 | 0.013417 | -2.5986e-16 | -0.0035725 | -0.01335 | 0 | -135.6822 | 44.3178 | 0 | 44.3178 | -135.6822 | 1.05 | 1.0443 | 1.0388 | 1.05 | 1.0405 | 1.0333 | 1.3619e-14 | -120.5262 | 120.0122 | 1.9793e-14 | -120.7558 | 120.078
Line5_6_7 | 0 | 0.057717 | 0.057717 | 0 | 0.057717 | 0.057717 | 0 | 0.013329 | 0.013329 | 0 | 0.013329 | 0.013329 | -5.2944e-16 | 0.013402 | 0.003388 | 5.2944e-16 | -0.013368 | -0.0033547 | 2.5986e-16 | 0.0035725 | 0.01335 | -2.5986e-16 | -0.0035059 | -0.013284 | 0 | -135.6822 | 44.3178 | 0 | 44.3178 | -135.6822 | 1.05 | 1.0405 | 1.0333 | 1.05 | 1.0368 | 1.0279 | 1.9793e-14 | -120.7558 | 120.078 | 2.6152e-14 | -120.9872 | 120.1445
Line6_7_8 | 0 | 0.057717 | 0.057717 | 0 | 0.057717 | 0.057717 | 0 | 0.013329 | 0.013329 | 0 | 0.013329 | 0.013329 | 1.4572e-17 | 0.013368 | 0.0033547 | -1.2143e-17 | -0.013335 | -0.0033214 | -4.8572e-18 | 0.0035059 | 0.013284 | 4.8572e-18 | -0.0034392 | -0.013217 | 0 | -135.6822 | 44.3178 | 0 | 44.3178 | -135.6822 | 1.05 | 1.0368 | 1.0279 | 1.05 | 1.0332 | 1.0224 | 2.6152e-14 | -120.9872 | 120.1445 | 2.5908e-14 | -121.2201 | 120.2117
Line7_8_9 | 0 | 0 | 0 | 0 | 0 | 0 | 0 | 0 | 0 | 0 | 0 | 0 | 0 | -6.2856e-11 | -1.0336e-10 | -2.4286e-18 | 6.2856e-11 | 1.0336e-10 | 0 | 8.4699e-11 | -1.4546e-11 | -1.0945e-33 | -8.4699e-11 | 1.4546e-11 | 0 | 0 | 0 | 0 | 0 | 0 | 1.05 | 1.0332 | 1.0224 | 1.05 | 1.0332 | 1.0224 | 2.5908e-14 | -121.2201 | 120.2117 | 2.5822e-14 | -121.2201 | 120.2117
Line8_8_10 | 0 | 0 | 0 | 0 | 0 | 0 | 0 | 0 | 0 | 0 | 0 | 0 | -1.0982e-33 | -6.2856e-11 | -1.0336e-10 | -4.8572e-18 | 6.2856e-11 | 1.0336e-10 | 2.4286e-18 | 8.4699e-11 | -1.4546e-11 | -2.4286e-18 | -8.4699e-11 | 1.4546e-11 | 0 | 0 | 0 | 0 | 0 | 0 | 1.05 | 1.0332 | 1.0224 | 1.05 | 1.0332 | 1.0224 | 2.5908e-14 | -121.2201 | 120.2117 | 2.5822e-14 | -121.2201 | 120.2117
Line9_3_11 | 0 | 0 | 0 | 0 | 0 | 0 | 0 | 0 | 0 | 0 | 0 | 0 | 1.02e-16 | -5.3981e-11 | -1.5381e-10 | -1.02e-16 | 5.3981e-11 | 1.5381e-10 | -4.0072e-17 | 1.4694e-10 | 2.597e-11 | 3.9465e-17 | -1.4694e-10 | -2.597e-11 | 0 | 0 | 0 | 0 | 0 | 0 | 1.05 | 1.048 | 1.0443 | 1.05 | 1.048 | 1.0443 | 6.1368e-15 | -120.2981 | 119.9471 | 4.855e-15 | -120.2981 | 119.9471

## LL_max_fault_10
name | pf_ikss_a_from_ka | pf_ikss_b_from_ka | pf_ikss_c_from_ka | pf_ikss_a_to_ka | pf_ikss_b_to_ka | pf_ikss_c_to_ka | pf_skss_a_from_mw | pf_skss_b_from_mw | pf_skss_c_from_mw | pf_skss_a_to_mw | pf_skss_b_to_mw | pf_skss_c_to_mw | pf_p_a_from_mw | pf_p_b_from_mw | pf_p_c_from_mw | pf_p_a_to_mw | pf_p_b_to_mw | pf_p_c_to_mw | pf_q_a_from_mvar | pf_q_b_from_mvar | pf_q_c_from_mvar | pf_q_a_to_mvar | pf_q_b_to_mvar | pf_q_c_to_mvar | pf_ikss_a_from_degree | pf_ikss_b_from_degree | pf_ikss_c_from_degree | pf_ikss_a_to_degree | pf_ikss_b_to_degree | pf_ikss_c_to_degree | pf_vm_a_from_pu | pf_vm_b_from_pu | pf_vm_c_from_pu | pf_vm_a_to_pu | pf_vm_b_to_pu | pf_vm_c_to_pu | pf_va_a_from_degree | pf_va_b_from_degree | pf_va_c_from_degree | pf_va_a_to_degree | pf_va_b_to_degree | pf_va_c_to_degree
Line0_1_2 | 0 | 0.060452 | 0.060452 | 0 | 0.060452 | 0.060452 | 0 | 0.013961 | 0.013961 | 0 | 0.013961 | 0.013961 | -5.5847e-16 | 0.014777 | 0.0037874 | 5.5847e-16 | -0.01474 | -0.0037509 | 2.9513e-16 | 0.004065 | 0.014792 | -2.9386e-16 | -0.0039919 | -0.014719 | 0 | -135.6932 | 44.3068 | 0 | 44.3068 | -135.6932 | 1.1 | 1.0978 | 1.0937 | 1.1 | 1.0939 | 1.088 | 8.2592e-15 | -120.3121 | 119.9447 | 1.4477e-14 | -120.5402 | 120.0098
Line10_11_12 | 0 | 0 | 0 | 0 | 0 | 0 | 0 | 0 | 0 | 0 | 0 | 0 | 1.0877e-16 | -5.3155e-11 | -1.5146e-10 | -1.094e-16 | 5.3155e-11 | 1.5146e-10 | -4.0708e-17 | 1.4472e-10 | 2.5551e-11 | 3.88e-17 | -1.4472e-10 | -2.5551e-11 | 0 | 0 | 0 | 0 | 0 | 0 | 1.1 | 1.0978 | 1.0937 | 1.1 | 1.0978 | 1.0937 | 5.6721e-15 | -120.3121 | 119.9447 | 4.4185e-15 | -120.3121 | 119.9447
Line11_12_13 | 0 | 0 | 0 | 0 | 0 | 0 | 0 | 0 | 0 | 0 | 0 | 0 | 1.0845e-16 | -4.4296e-11 | -1.2622e-10 | -1.0781e-16 | 4.4296e-11 | 1.2622e-10 | -4.4525e-17 | 1.206e-10 | 2.1292e-11 | 4.4525e-17 | -1.206e-10 | -2.1292e-11 | 0 | 0 | 0 | 0 | 0 | 0 | 1.1 | 1.0978 | 1.0937 | 1.1 | 1.0978 | 1.0937 | 4.4185e-15 | -120.3121 | 119.9447 | 3.1285e-15 | -120.3121 | 119.9447
Line12_13_15 | 0 | 0 | 0 | 0 | 0 | 0 | 0 | 0 | 0 | 0 | 0 | 0 | 3.4984e-18 | -2.6578e-11 | -7.5731e-11 | -4.7705e-18 | 2.6578e-11 | 7.5731e-11 | 3.8164e-18 | 7.2361e-11 | 1.2775e-11 | -3.8164e-18 | -7.2361e-11 | -1.2775e-11 | 0 | 0 | 0 | 0 | 0 | 0 | 1.1 | 1.0978 | 1.0937 | 1.1 | 1.0978 | 1.0937 | 3.1285e-15 | -120.3121 | 119.9447 | 3.066e-15 | -120.3121 | 119.9447
Line13_13_14 | 0 | 0 | 0 | 0 | 0 | 0 | 0 | 0 | 0 | 0 | 0 | 0 | 9.7954e-17 | -8.8593e-12 | -2.5244e-11 | -9.7954e-17 | 8.8593e-12 | 2.5244e-11 | -3.9436e-17 | 2.412e-11 | 4.2585e-12 | 3.9436e-17 | -2.412e-11 | -4.2585e-12 | 0 | 0 | 0 | 0 | 0 | 0 | 1.1 | 1.0978 | 1.0937 | 1.1 | 1.0978 | 1.0937 | 3.1285e-15 | -120.3121 | 119.9447 | 2.0724e-15 | -120.3121 | 119.9447
Line14_15_16 | 0 | 0 | 0 | 0 | 0 | 0 | 0 | 0 | 0 | 0 | 0 | 0 | 2.8623e-18 | -1.7718e-11 | -5.0487e-11 | -2.8623e-18 | 1.7718e-11 | 5.0487e-11 | 1.2721e-18 | 4.824e-11 | 8.5168e-12 | -1.2721e-18 | -4.824e-11 | -8.5168e-12 | 0 | 0 | 0 | 0 | 0 | 0 | 1.1 | 1.0978 | 1.0937 | 1.1 | 1.0978 | 1.0937 | 3.066e-15 | -120.3121 | 119.9447 | 3.0357e-15 | -120.3121 | 119.9447
Line15_16_17 | 0 | 0 | 0 | 0 | 0 | 0 | 0 | 0 | 0 | 0 | 0 | 0 | -9.541e-19 | -8.8592e-12 | -2.5244e-11 | 9.541e-19 | 8.8592e-12 | 2.5244e-11 | -1.2721e-18 | 2.412e-11 | 4.2584e-12 | 1.9082e-18 | -2.412e-11 | -4.2584e-12 | 0 | 0 | 0 | 0 | 0 | 0 | 1.1 | 1.0978 | 1.0937 | 1.1 | 1.0978 | 1.0937 | 3.0357e-15 | -120.3121 | 119.9447 | 3.0162e-15 | -120.3121 | 119.9447
Line16_4_18 | 0 | 0 | 0 | 0 | 0 | 0 | 0 | 0 | 0 | 0 | 0 | 0 | -9.541e-19 | -8.8592e-12 | -2.5244e-11 | 9.541e-19 | 8.8592e-12 | 2.5244e-11 | -6.3607e-19 | 2.412e-11 | 4.2584e-12 | -6.3607e-19 | -2.412e-11 | -4.2584e-12 | 0 | 0 | 0 | 0 | 0 | 0 | 1.1 | 1.0978 | 1.0937 | 1.1 | 1.0978 | 1.0937 | 2.9746e-15 | -120.3121 | 119.9447 | 2.9551e-15 | -120.3121 | 119.9447
Line17_5_19 | 0 | 0 | 0 | 0 | 0 | 0 | 0 | 0 | 0 | 0 | 0 | 0 | -9.541e-19 | -8.8592e-12 | -2.5244e-11 | 3.1803e-19 | 8.8592e-12 | 2.5244e-11 | -6.3607e-19 | 2.412e-11 | 4.2584e-12 | 6.3607e-19 | -2.412e-11 | -4.2584e-12 | 0 | 0 | 0 | 0 | 0 | 0 | 1.1 | 1.0978 | 1.0937 | 1.1 | 1.0978 | 1.0937 | 8.2321e-15 | -120.3121 | 119.9447 | 8.2127e-15 | -120.3121 | 119.9447
Line1_1_3 | 0 | 0 | 0 | 0 | 0 | 0 | 0 | 0 | 0 | 0 | 0 | 0 | 1.1386e-16 | -7.0874e-11 | -2.0195e-10 | -1.1322e-16 | 7.0874e-11 | 2.0195e-10 | -4.1344e-17 | 1.9296e-10 | 3.4067e-11 | 4.0072e-17 | -1.9296e-10 | -3.4067e-11 | 0 | 0 | 0 | 0 | 0 | 0 | 1.1 | 1.0978 | 1.0937 | 1.1 | 1.0978 | 1.0937 | 8.2592e-15 | -120.3121 | 119.9447 | 6.9512e-15 | -120.3121 | 119.9447
Line2_1_4 | 0 | 0 | 0 | 0 | 0 | 0 | 0 | 0 | 0 | 0 | 0 | 0 | 4.8564e-16 | -1.7719e-11 | -5.0487e-11 | -4.8436e-16 | 1.7719e-11 | 5.0487e-11 | -2.1499e-16 | 4.824e-11 | 8.5173e-12 | 2.1499e-16 | -4.824e-11 | -8.5173e-12 | 0 | 0 | 0 | 0 | 0 | 0 | 1.1 | 1.0978 | 1.0937 | 1.1 | 1.0978 | 1.0937 | 8.2592e-15 | -120.3121 | 119.9447 | 2.9746e-15 | -120.3121 | 119.9447
Line3_1_5 | 0 | 0 | 0 | 0 | 0 | 0 | 0 | 0 | 0 | 0 | 0 | 0 | 1.9082e-18 | -1.7718e-11 | -5.0487e-11 | -1.2721e-18 | 1.7718e-11 | 5.0487e-11 | 2.7507e-34 | 4.824e-11 | 8.5168e-12 | -1.8278e-34 | -4.8241e-11 | -8.5168e-12 | 0 | 0 | 0 | 0 | 0 | 0 | 1.1 | 1.0978 | 1.0937 | 1.1 | 1.0978 | 1.0937 | 8.2592e-15 | -120.3121 | 119.9447 | 8.2321e-15 | -120.3121 | 119.9447
Line4_2_6 | 0 | 0.060452 | 0.060452 | 0 | 0.060452 | 0.060452 | 0 | 0.013961 | 0.013961 | 0 | 0.013961 | 0.013961 | -5.5719e-16 | 0.01474 | 0.0037509 | 5.5719e-16 | -0.014704 | -0.0037143 | 2.9513e-16 | 0.0039919 | 0.014719 | -2.9259e-16 | -0.0039188 | -0.014646 | 0 | -135.6932 | 44.3068 | 0 | 44.3068 | -135.6932 | 1.1 | 1.0939 | 1.088 | 1.1 | 1.09 | 1.0823 | 1.4477e-14 | -120.5402 | 120.0098 | 2.066e-14 | -120.7698 | 120.0757
Line5_6_7 | 0 | 0.060452 | 0.060452 | 0 | 0.060452 | 0.060452 | 0 | 0.013961 | 0.013961 | 0 | 0.013961 | 0.013961 | -5.75e-16 | 0.014704 | 0.0037143 | 5.75e-16 | -0.014667 | -0.0036778 | 2.9005e-16 | 0.0039188 | 0.014646 | -2.875e-16 | -0.0038457 | -0.014572 | 0 | -135.6932 | 44.3068 | 0 | 44.3068 | -135.6932 | 1.1 | 1.09 | 1.0823 | 1.1 | 1.0861 | 1.0765 | 2.066e-14 | -120.7698 | 120.0757 | 2.701e-14 | -121.0011 | 120.1422
Line6_7_8 | 0 | 0.060452 | 0.060452 | 0 | 0.060452 | 0.060452 | 0 | 0.013961 | 0.013961 | 0 | 0.013961 | 0.013961 | 1.0177e-17 | 0.014667 | 0.0036778 | -7.6328e-18 | -0.014631 | -0.0036413 | -5.0885e-18 | 0.0038457 | 0.014572 | 2.5443e-18 | -0.0037726 | -0.014499 | 0 | -135.6932 | 44.3068 | 0 | 44.3068 | -135.6932 | 1.1 | 1.0861 | 1.0765 | 1.1 | 1.0823 | 1.0708 | 2.701e-14 | -121.0011 | 120.1422 | 2.6769e-14 | -121.2341 | 120.2095
Line7_8_9 | 0 | 0 | 0 | 0 | 0 | 0 | 0 | 0 | 0 | 0 | 0 | 0 | 5.0885e-18 | -6.9334e-11 | -1.1449e-10 | -2.5443e-18 | 6.9334e-11 | 1.1449e-10 | 2.5443e-18 | 9.4011e-11 | -1.5791e-11 | -1.1848e-33 | -9.4011e-11 | 1.5791e-11 | 0 | 0 | 0 | 0 | 0 | 0 | 1.1 | 1.0823 | 1.0708 | 1.1 | 1.0823 | 1.0708 | 2.6769e-14 | -121.2341 | 120.2095 | 2.6682e-14 | -121.2341 | 120.2095
Line8_8_10 | 0 | 0 | 0 | 0 | 0 | 0 | 0 | 0 | 0 | 0 | 0 | 0 | 5.0885e-18 | -6.9334e-11 | -1.1449e-10 | -2.5443e-18 | 6.9334e-11 | 1.1449e-10 | 2.3774e-33 | 9.4011e-11 | -1.5791e-11 | -2.5443e-18 | -9.4011e-11 | 1.5791e-11 | 0 | 0 | 0 | 0 | 0 | 0 | 1.1 | 1.0823 | 1.0708 | 1.1 | 1.0823 | 1.0708 | 2.6769e-14 | -121.2341 | 120.2095 | 2.6682e-14 | -121.2341 | 120.2095
Line9_3_11 | 0 | 0 | 0 | 0 | 0 | 0 | 0 | 0 | 0 | 0 | 0 | 0 | 1.1004e-16 | -6.2015e-11 | -1.7671e-10 | -1.1004e-16 | 6.2015e-11 | 1.7671e-10 | -4.2616e-17 | 1.6884e-10 | 2.9809e-11 | 4.3889e-17 | -1.6884e-10 | -2.9809e-11 | 0 | 0 | 0 | 0 | 0 | 0 | 1.1 | 1.0978 | 1.0937 | 1.1 | 1.0978 | 1.0937 | 6.9512e-15 | -120.3121 | 119.9447 | 5.6721e-15 | -120.3121 | 119.9447

## LL_min_6
name | pf_ikss_a_from_ka | pf_ikss_b_from_ka | pf_ikss_c_from_ka | pf_ikss_a_to_ka | pf_ikss_b_to_ka | pf_ikss_c_to_ka | pf_skss_a_from_mw | pf_skss_b_from_mw | pf_skss_c_from_mw | pf_skss_a_to_mw | pf_skss_b_to_mw | pf_skss_c_to_mw | pf_p_a_from_mw | pf_p_b_from_mw | pf_p_c_from_mw | pf_p_a_to_mw | pf_p_b_to_mw | pf_p_c_to_mw | pf_q_a_from_mvar | pf_q_b_from_mvar | pf_q_c_from_mvar | pf_q_a_to_mvar | pf_q_b_to_mvar | pf_q_c_to_mvar | pf_ikss_a_from_degree | pf_ikss_b_from_degree | pf_ikss_c_from_degree | pf_ikss_a_to_degree | pf_ikss_b_to_degree | pf_ikss_c_to_degree | pf_vm_a_from_pu | pf_vm_b_from_pu | pf_vm_c_from_pu | pf_vm_a_to_pu | pf_vm_b_to_pu | pf_vm_c_to_pu | pf_va_a_from_degree | pf_va_b_from_degree | pf_va_c_from_degree | pf_va_a_to_degree | pf_va_b_to_degree | pf_va_c_to_degree
Line0_1_2 | 0 | 1.455 | 1.455 | 0 | 1.455 | 1.455 | 0 | 0.33601 | 0.33601 | 0 | 0.33601 | 0.33601 | -9.4572e-15 | 0.28984 | 0.03533 | 9.4397e-15 | -0.24919 | 0.005316 | 9.9846e-15 | 0.073022 | 0.26569 | -9.9846e-15 | -0.030682 | -0.22336 | 0 | -142.8727 | 37.1273 | 0 | 37.1273 | -142.8727 | 0.95 | 0.88953 | 0.79769 | 0.95 | 0.74721 | 0.66491 | 2.8087e-13 | -128.7319 | 119.553 | 5.0764e-13 | -135.8534 | 128.4907
Line10_11_12 | 0 | 0 | 0 | 0 | 0 | 0 | 0 | 0 | 0 | 0 | 0 | 0 | 1.6348e-15 | -9.6789e-10 | -2.6725e-09 | -1.6348e-15 | 9.6789e-10 | 2.6725e-09 | -1.3711e-15 | 2.8224e-09 | 1.3007e-10 | 1.3887e-15 | -2.8224e-09 | -1.3007e-10 | 0 | 0 | 0 | 0 | 0 | 0 | 0.95 | 0.88953 | 0.79769 | 0.95 | 0.88953 | 0.79769 | 2.1665e-13 | -128.7319 | 119.553 | 1.8392e-13 | -128.7319 | 119.553
Line11_12_13 | 0 | 0 | 0 | 0 | 0 | 0 | 0 | 0 | 0 | 0 | 0 | 0 | 1.5733e-15 | -8.0658e-10 | -2.2271e-09 | -1.5821e-15 | 8.0658e-10 | 2.2271e-09 | -1.4063e-15 | 2.352e-09 | 1.0839e-10 | 1.4063e-15 | -2.352e-09 | -1.0839e-10 | 0 | 0 | 0 | 0 | 0 | 0 | 0.95 | 0.88953 | 0.79769 | 0.95 | 0.88953 | 0.79769 | 1.8392e-13 | -128.7319 | 119.553 | 1.5039e-13 | -128.7319 | 119.553
Line12_13_15 | 0 | 0 | 0 | 0 | 0 | 0 | 0 | 0 | 0 | 0 | 0 | 0 | 8.7893e-18 | -4.8394e-10 | -1.3362e-09 | -1.7579e-17 | 4.8394e-10 | 1.3362e-09 | 3.5157e-17 | 1.4112e-09 | 6.5035e-11 | -1.7579e-17 | -1.4112e-09 | -6.5035e-11 | 0 | 0 | 0 | 0 | 0 | 0 | 0.95 | 0.88953 | 0.79769 | 0.95 | 0.88953 | 0.79769 | 1.5039e-13 | -128.7319 | 119.553 | 1.5099e-13 | -128.7319 | 119.553
Line13_13_14 | 0 | 0 | 0 | 0 | 0 | 0 | 0 | 0 | 0 | 0 | 0 | 0 | 1.5865e-15 | -1.6132e-10 | -4.4541e-10 | -1.5953e-15 | 1.6132e-10 | 4.4541e-10 | -1.4239e-15 | 4.7039e-10 | 2.168e-11 | 1.4414e-15 | -4.7039e-10 | -2.168e-11 | 0 | 0 | 0 | 0 | 0 | 0 | 0.95 | 0.88953 | 0.79769 | 0.95 | 0.88953 | 0.79769 | 1.5039e-13 | -128.7319 | 119.553 | 1.151e-13 | -128.7319 | 119.553
Line14_15_16 | 0 | 0 | 0 | 0 | 0 | 0 | 0 | 0 | 0 | 0 | 0 | 0 | 1.3184e-17 | -3.2263e-10 | -8.9083e-10 | -1.3184e-17 | 3.2263e-10 | 8.9083e-10 | 1.7579e-17 | 9.4079e-10 | 4.3357e-11 | -3.5157e-17 | -9.4079e-10 | -4.3357e-11 | 0 | 0 | 0 | 0 | 0 | 0 | 0.95 | 0.88953 | 0.79769 | 0.95 | 0.88953 | 0.79769 | 1.5099e-13 | -128.7319 | 119.553 | 1.514e-13 | -128.7319 | 119.553
Line15_16_17 | 0 | 0 | 0 | 0 | 0 | 0 | 0 | 0 | 0 | 0 | 0 | 0 | -8.7893e-18 | -1.6131e-10 | -4.4541e-10 | 8.7893e-18 | 1.6131e-10 | 4.4541e-10 | -2.3225e-32 | 4.7039e-10 | 2.1678e-11 | -1.7579e-17 | -4.7039e-10 | -2.1678e-11 | 0 | 0 | 0 | 0 | 0 | 0 | 0.95 | 0.88953 | 0.79769 | 0.95 | 0.88953 | 0.79769 | 1.514e-13 | -128.7319 | 119.553 | 1.5119e-13 | -128.7319 | 119.553
Line16_4_18 | 0 | 0 | 0 | 0 | 0 | 0 | 0 | 0 | 0 | 0 | 0 | 0 | -2.1973e-17 | -1.6131e-10 | -4.4541e-10 | 4.3946e-18 | 1.6131e-10 | 4.4541e-10 | -3.5837e-32 | 4.7039e-10 | 2.1678e-11 | -1.7579e-17 | -4.7039e-10 | -2.1678e-11 | 0 | 0 | 0 | 0 | 0 | 0 | 0.95 | 0.88953 | 0.79769 | 0.95 | 0.88953 | 0.79769 | 9.3447e-14 | -128.7319 | 119.553 | 9.3236e-14 | -128.7319 | 119.553
Line17_5_19 | 0 | 0 | 0 | 0 | 0 | 0 | 0 | 0 | 0 | 0 | 0 | 0 | 4.3946e-18 | -1.6131e-10 | -4.4541e-10 | 4.3946e-18 | 1.6131e-10 | 4.4541e-10 | 2.1553e-32 | 4.7039e-10 | 2.1678e-11 | -1.7579e-17 | -4.7039e-10 | -2.1678e-11 | 0 | 0 | 0 | 0 | 0 | 0 | 0.95 | 0.88953 | 0.79769 | 0.95 | 0.88953 | 0.79769 | 2.81e-13 | -128.7319 | 119.553 | 2.8079e-13 | -128.7319 | 119.553
Line1_1_3 | 0 | 0 | 0 | 0 | 0 | 0 | 0 | 0 | 0 | 0 | 0 | 0 | 1.6744e-15 | -1.2905e-09 | -3.5633e-09 | -1.6744e-15 | 1.2905e-09 | 3.5633e-09 | -1.336e-15 | 3.7632e-09 | 1.7343e-10 | 1.336e-15 | -3.7632e-09 | -1.7343e-10 | 0 | 0 | 0 | 0 | 0 | 0 | 0.95 | 0.88953 | 0.79769 | 0.95 | 0.88953 | 0.79769 | 2.8087e-13 | -128.7319 | 119.553 | 2.4896e-13 | -128.7319 | 119.553
Line2_1_4 | 0 | 0 | 0 | 0 | 0 | 0 | 0 | 0 | 0 | 0 | 0 | 0 | 8.2487e-15 | -3.2264e-10 | -8.9082e-10 | -8.2575e-15 | 3.2264e-10 | 8.9082e-10 | -7.84e-15 | 9.4079e-10 | 4.3366e-11 | 7.8576e-15 | -9.4079e-10 | -4.3366e-11 | 0 | 0 | 0 | 0 | 0 | 0 | 0.95 | 0.88953 | 0.79769 | 0.95 | 0.88953 | 0.79769 | 2.8087e-13 | -128.7319 | 119.553 | 9.3447e-14 | -128.7319 | 119.553
Line3_1_5 | 0 | 0 | 0 | 0 | 0 | 0 | 0 | 0 | 0 | 0 | 0 | 0 | 8.7893e-18 | -3.2263e-10 | -8.9083e-10 | 1.7242e-31 | 3.2263e-10 | 8.9083e-10 | 1.7579e-17 | 9.4079e-10 | 4.3357e-11 | -3.5157e-17 | -9.4079e-10 | -4.3357e-11 | 0 | 0 | 0 | 0 | 0 | 0 | 0.95 | 0.88953 | 0.79769 | 0.95 | 0.88953 | 0.79769 | 2.8087e-13 | -128.7319 | 119.553 | 2.81e-13 | -128.7319 | 119.553
Line4_2_6 | 0 | 1.455 | 1.455 | 0 | 1.455 | 1.455 | 0 | 0.33601 | 0.33601 | 0 | 0.33601 | 0.33601 | -9.4924e-15 | 0.24919 | -0.005316 | 9.4572e-15 | -0.20855 | 0.045962 | 1.002e-14 | 0.030682 | 0.22336 | -1.0055e-14 | 0.011658 | -0.18102 | 0 | -142.8727 | 37.1273 | 0 | 37.1273 | -142.8727 | 0.95 | 0.74721 | 0.66491 | 0.95 | 0.62161 | 0.55581 | 5.0764e-13 | -135.8534 | 128.4907 | 7.3352e-13 | -146.0722 | 141.3743
Line5_6_7 | 0 | 1.455 | 1.455 | 0 | 1.455 | 1.455 | 0 | 0.33601 | 0.33601 | 0 | 0.33601 | 0.33601 | -9.5627e-15 | 0.20855 | -0.045962 | 9.5979e-15 | -0.1679 | 0.086608 | 9.9846e-15 | -0.011658 | 0.18102 | -9.9846e-15 | 0.053997 | -0.13868 | 0 | -142.8727 | 37.1273 | 0 | 37.1273 | -142.8727 | 0.95 | 0.62161 | 0.55581 | 0.95 | 0.52489 | 0.48658 | 7.3352e-13 | -146.0722 | 141.3743 | 9.5771e-13 | -160.7007 | 159.1134
Line6_7_8 | 0 | 1.455 | 1.455 | 0 | 1.455 | 1.455 | 0 | 0.33601 | 0.33601 | 0 | 0.33601 | 0.33601 | 7.0314e-17 | 0.1679 | -0.086608 | -7.0314e-17 | -0.12725 | 0.12725 | 1.4063e-16 | -0.053997 | 0.13868 | -1.4063e-16 | 0.096337 | -0.096337 | 0 | -142.8727 | 37.1273 | 0 | 37.1273 | -142.8727 | 0.95 | 0.52489 | 0.48658 | 0.95 | 0.475 | 0.475 | 9.5771e-13 | -160.7007 | 159.1134 | 9.5925e-13 | 180 | 180
Line7_8_9 | 0 | 0 | 0 | 0 | 0 | 0 | 0 | 0 | 0 | 0 | 0 | 0 | 7.0314e-17 | 1.8755e-23 | -9.7126e-23 | 0 | -3.1881e-17 | 1.439e-16 | 7.0314e-17 | 1.4329e-09 | -1.4329e-09 | 0 | -1.4329e-09 | 1.4329e-09 | 0 | 0 | 0 | 0 | 0 | 0 | 0.95 | 0.475 | 0.475 | 0.95 | 0.475 | 0.475 | 9.5925e-13 | 180 | 180 | 9.5816e-13 | -180 | 180
Line8_8_10 | 0 | 0 | 0 | 0 | 0 | 0 | 0 | 0 | 0 | 0 | 0 | 0 | 7.0314e-17 | 1.8755e-23 | -9.7126e-23 | 0 | -3.1881e-17 | 1.439e-16 | 7.0314e-17 | 1.4329e-09 | -1.4329e-09 | 0 | -1.4329e-09 | 1.4329e-09 | 0 | 0 | 0 | 0 | 0 | 0 | 0.95 | 0.475 | 0.475 | 0.95 | 0.475 | 0.475 | 9.5925e-13 | 180 | 180 | 9.5816e-13 | -180 | 180
Line9_3_11 | 0 | 0 | 0 | 0 | 0 | 0 | 0 | 0 | 0 | 0 | 0 | 0 | 1.6744e-15 | -1.1292e-09 | -3.1179e-09 | -1.6744e-15 | 1.1292e-09 | 3.1179e-09 | -1.3887e-15 | 3.2928e-09 | 1.5175e-10 | 1.3887e-15 | -3.2928e-09 | -1.5175e-10 | 0 | 0 | 0 | 0 | 0 | 0 | 0.95 | 0.88953 | 0.79769 | 0.95 | 0.88953 | 0.79769 | 2.4896e-13 | -128.7319 | 119.553 | 2.1665e-13 | -128.7319 | 119.553

## LL_min_10
name | pf_ikss_a_from_ka | pf_ikss_b_from_ka | pf_ikss_c_from_ka | pf_ikss_a_to_ka | pf_ikss_b_to_ka | pf_ikss_c_to_ka | pf_skss_a_from_mw | pf_skss_b_from_mw | pf_skss_c_from_mw | pf_skss_a_to_mw | pf_skss_b_to_mw | pf_skss_c_to_mw | pf_p_a_from_mw | pf_p_b_from_mw | pf_p_c_from_mw | pf_p_a_to_mw | pf_p_b_to_mw | pf_p_c_to_mw | pf_q_a_from_mvar | pf_q_b_from_mvar | pf_q_c_from_mvar | pf_q_a_to_mvar | pf_q_b_to_mvar | pf_q_c_to_mvar | pf_ikss_a_from_degree | pf_ikss_b_from_degree | pf_ikss_c_from_degree | pf_ikss_a_to_degree | pf_ikss_b_to_degree | pf_ikss_c_to_degree | pf_vm_a_from_pu | pf_vm_b_from_pu | pf_vm_c_from_pu | pf_vm_a_to_pu | pf_vm_b_to_pu | pf_vm_c_to_pu | pf_va_a_from_degree | pf_va_b_from_degree | pf_va_c_from_degree | pf_va_a_to_degree | pf_va_b_to_degree | pf_va_c_to_degree
Line0_1_2 | 0 | 1.3784 | 1.3784 | 0 | 1.3784 | 1.3784 | 0 | 0.31833 | 0.31833 | 0 | 0.31833 | 0.31833 | -8.4599e-15 | 0.26013 | 0.031709 | 8.4599e-15 | -0.22365 | 0.0047711 | 8.9595e-15 | 0.065537 | 0.23846 | -8.9762e-15 | -0.027537 | -0.20046 | 0 | -142.8727 | 37.1273 | 0 | 37.1273 | -142.8727 | 0.9 | 0.84271 | 0.7557 | 0.9 | 0.70788 | 0.62991 | 2.8083e-13 | -128.7319 | 119.553 | 5.0762e-13 | -135.8534 | 128.4907
Line10_11_12 | 0 | 0 | 0 | 0 | 0 | 0 | 0 | 0 | 0 | 0 | 0 | 0 | 1.4697e-15 | -8.6869e-10 | -2.3986e-09 | -1.453e-15 | 8.6869e-10 | 2.3986e-09 | -1.249e-15 | 2.5331e-09 | 1.1674e-10 | 1.2323e-15 | -2.5331e-09 | -1.1674e-10 | 0 | 0 | 0 | 0 | 0 | 0 | 0.9 | 0.84271 | 0.7557 | 0.9 | 0.84271 | 0.7557 | 2.1664e-13 | -128.7319 | 119.553 | 1.8382e-13 | -128.7319 | 119.553
Line11_12_13 | 0 | 0 | 0 | 0 | 0 | 0 | 0 | 0 | 0 | 0 | 0 | 0 | 1.4488e-15 | -7.2391e-10 | -1.9988e-09 | -1.4405e-15 | 7.2391e-10 | 1.9988e-09 | -1.2323e-15 | 2.1109e-09 | 9.7284e-11 | 1.2323e-15 | -2.1109e-09 | -9.7284e-11 | 0 | 0 | 0 | 0 | 0 | 0 | 0.9 | 0.84271 | 0.7557 | 0.9 | 0.84271 | 0.7557 | 1.8382e-13 | -128.7319 | 119.553 | 1.5036e-13 | -128.7319 | 119.553
Line12_13_15 | 0 | 0 | 0 | 0 | 0 | 0 | 0 | 0 | 0 | 0 | 0 | 0 | 2.9143e-17 | -4.3434e-10 | -1.1993e-09 | -3.747e-17 | 4.3434e-10 | 1.1993e-09 | 1.6653e-17 | 1.2665e-09 | 5.837e-11 | 1.6653e-17 | -1.2665e-09 | -5.837e-11 | 0 | 0 | 0 | 0 | 0 | 0 | 0.9 | 0.84271 | 0.7557 | 0.9 | 0.84271 | 0.7557 | 1.5036e-13 | -128.7319 | 119.553 | 1.5096e-13 | -128.7319 | 119.553
Line13_13_14 | 0 | 0 | 0 | 0 | 0 | 0 | 0 | 0 | 0 | 0 | 0 | 0 | 1.4155e-15 | -1.4478e-10 | -3.9976e-10 | -1.4239e-15 | 1.4478e-10 | 3.9976e-10 | -1.249e-15 | 4.2218e-10 | 1.9458e-11 | 1.249e-15 | -4.2218e-10 | -1.9458e-11 | 0 | 0 | 0 | 0 | 0 | 0 | 0.9 | 0.84271 | 0.7557 | 0.9 | 0.84271 | 0.7557 | 1.5036e-13 | -128.7319 | 119.553 | 1.155e-13 | -128.7319 | 119.553
Line14_15_16 | 0 | 0 | 0 | 0 | 0 | 0 | 0 | 0 | 0 | 0 | 0 | 0 | -4.3877e-32 | -2.8956e-10 | -7.9952e-10 | 4.3997e-32 | 2.8956e-10 | 7.9952e-10 | 1.6653e-17 | 8.4436e-10 | 3.8913e-11 | -1.6653e-17 | -8.4436e-10 | -3.8913e-11 | 0 | 0 | 0 | 0 | 0 | 0 | 0.9 | 0.84271 | 0.7557 | 0.9 | 0.84271 | 0.7557 | 1.5096e-13 | -128.7319 | 119.553 | 1.5137e-13 | -128.7319 | 119.553
Line15_16_17 | 0 | 0 | 0 | 0 | 0 | 0 | 0 | 0 | 0 | 0 | 0 | 0 | 1.6653e-17 | -1.4478e-10 | -3.9976e-10 | -2.498e-17 | 1.4478e-10 | 3.9976e-10 | 3.3307e-17 | 4.2218e-10 | 1.9457e-11 | -3.3307e-17 | -4.2218e-10 | -1.9457e-11 | 0 | 0 | 0 | 0 | 0 | 0 | 0.9 | 0.84271 | 0.7557 | 0.9 | 0.84271 | 0.7557 | 1.5137e-13 | -128.7319 | 119.553 | 1.5116e-13 | -128.7319 | 119.553
Line16_4_18 | 0 | 0 | 0 | 0 | 0 | 0 | 0 | 0 | 0 | 0 | 0 | 0 | 3.3307e-17 | -1.4478e-10 | -3.9976e-10 | -3.3307e-17 | 1.4478e-10 | 3.9976e-10 | 5.4257e-32 | 4.2218e-10 | 1.9457e-11 | -5.4134e-32 | -4.2218e-10 | -1.9457e-11 | 0 | 0 | 0 | 0 | 0 | 0 | 0.9 | 0.84271 | 0.7557 | 0.9 | 0.84271 | 0.7557 | 9.3335e-14 | -128.7319 | 119.553 | 9.3125e-14 | -128.7319 | 119.553
Line17_5_19 | 0 | 0 | 0 | 0 | 0 | 0 | 0 | 0 | 0 | 0 | 0 | 0 | 8.3267e-18 | -1.4478e-10 | -3.9976e-10 | -8.3267e-18 | 1.4478e-10 | 3.9976e-10 | 4.0831e-32 | 4.2218e-10 | 1.9457e-11 | -4.0801e-32 | -4.2218e-10 | -1.9457e-11 | 0 | 0 | 0 | 0 | 0 | 0 | 0.9 | 0.84271 | 0.7557 | 0.9 | 0.84271 | 0.7557 | 2.8096e-13 | -128.7319 | 119.553 | 2.8075e-13 | -128.7319 | 119.553
Line1_1_3 | 0 | 0 | 0 | 0 | 0 | 0 | 0 | 0 | 0 | 0 | 0 | 0 | 1.5113e-15 | -1.1583e-09 | -3.1981e-09 | -1.503e-15 | 1.1583e-09 | 3.1981e-09 | -1.2157e-15 | 3.3775e-09 | 1.5565e-10 | 1.2157e-15 | -3.3775e-09 | -1.5565e-10 | 0 | 0 | 0 | 0 | 0 | 0 | 0.9 | 0.84271 | 0.7557 | 0.9 | 0.84271 | 0.7557 | 2.8083e-13 | -128.7319 | 119.553 | 2.4891e-13 | -128.7319 | 119.553
Line2_1_4 | 0 | 0 | 0 | 0 | 0 | 0 | 0 | 0 | 0 | 0 | 0 | 0 | 7.3608e-15 | -2.8957e-10 | -7.9952e-10 | -7.3608e-15 | 2.8957e-10 | 7.9952e-10 | -7.0943e-15 | 8.4436e-10 | 3.8921e-11 | 7.0943e-15 | -8.4436e-10 | -3.8921e-11 | 0 | 0 | 0 | 0 | 0 | 0 | 0.9 | 0.84271 | 0.7557 | 0.9 | 0.84271 | 0.7557 | 2.8083e-13 | -128.7319 | 119.553 | 9.3335e-14 | -128.7319 | 119.553
Line3_1_5 | 0 | 0 | 0 | 0 | 0 | 0 | 0 | 0 | 0 | 0 | 0 | 0 | 8.3267e-18 | -2.8956e-10 | -7.9952e-10 | -8.3267e-18 | 2.8956e-10 | 7.9952e-10 | 4.0812e-32 | 8.4436e-10 | 3.8913e-11 | -4.0831e-32 | -8.4436e-10 | -3.8913e-11 | 0 | 0 | 0 | 0 | 0 | 0 | 0.9 | 0.84271 | 0.7557 | 0.9 | 0.84271 | 0.7557 | 2.8083e-13 | -128.7319 | 119.553 | 2.8096e-13 | -128.7319 | 119.553
Line4_2_6 | 0 | 1.3784 | 1.3784 | 0 | 1.3784 | 1.3784 | 0 | 0.31833 | 0.31833 | 0 | 0.31833 | 0.31833 | -8.5265e-15 | 0.22365 | -0.0047711 | 8.5265e-15 | -0.18717 | 0.041251 | 9.0261e-15 | 0.027537 | 0.20046 | -9.0261e-15 | 0.010463 | -0.16246 | 0 | -142.8727 | 37.1273 | 0 | 37.1273 | -142.8727 | 0.9 | 0.70788 | 0.62991 | 0.9 | 0.5889 | 0.52656 | 5.0762e-13 | -135.8534 | 128.4907 | 7.3325e-13 | -146.0722 | 141.3743
Line5_6_7 | 0 | 1.3784 | 1.3784 | 0 | 1.3784 | 1.3784 | 0 | 0.31833 | 0.31833 | 0 | 0.31833 | 0.31833 | -8.3933e-15 | 0.18717 | -0.041251 | 8.3933e-15 | -0.15069 | 0.077731 | 8.7597e-15 | -0.010463 | 0.16246 | -8.7597e-15 | 0.048463 | -0.12446 | 0 | -142.8727 | 37.1273 | 0 | 37.1273 | -142.8727 | 0.9 | 0.5889 | 0.52656 | 0.9 | 0.49726 | 0.46097 | 7.3325e-13 | -146.0722 | 141.3743 | 9.5311e-13 | -160.7007 | 159.1134
Line6_7_8 | 0 | 1.3784 | 1.3784 | 0 | 1.3784 | 1.3784 | 0 | 0.31833 | 0.31833 | 0 | 0.31833 | 0.31833 | 1.3323e-16 | 0.15069 | -0.077731 | -6.6613e-17 | -0.11421 | 0.11421 | 1.3323e-16 | -0.048463 | 0.12446 | -1.3323e-16 | 0.086463 | -0.086463 | 0 | -142.8727 | 37.1273 | 0 | 37.1273 | -142.8727 | 0.9 | 0.49726 | 0.46097 | 0.9 | 0.45 | 0.45 | 9.5311e-13 | -160.7007 | 159.1134 | 9.5519e-13 | 180 | 180
Line7_8_9 | 0 | 0 | 0 | 0 | 0 | 0 | 0 | 0 | 0 | 0 | 0 | 0 | 6.6613e-17 | 1.3323e-16 | -1.3323e-16 | -6.6613e-17 | -1.3029e-16 | 1.3617e-16 | 1.1105e-30 | 1.286e-09 | -1.286e-09 | -1.1093e-30 | -1.286e-09 | 1.286e-09 | 0 | 0 | 0 | 0 | 0 | 0 | 0.9 | 0.45 | 0.45 | 0.9 | 0.45 | 0.45 | 9.5519e-13 | 180 | 180 | 9.5411e-13 | -180 | 180
Line8_8_10 | 0 | 0 | 0 | 0 | 0 | 0 | 0 | 0 | 0 | 0 | 0 | 0 | 6.6613e-17 | 1.3323e-16 | -1.3323e-16 | -6.6613e-17 | -1.3029e-16 | 1.3617e-16 | 1.1105e-30 | 1.286e-09 | -1.286e-09 | -1.1093e-30 | -1.286e-09 | 1.286e-09 | 0 | 0 | 0 | 0 | 0 | 0 | 0.9 | 0.45 | 0.45 | 0.9 | 0.45 | 0.45 | 9.5519e-13 | 180 | 180 | 9.5411e-13 | -180 | 180
Line9_3_11 | 0 | 0 | 0 | 0 | 0 | 0 | 0 | 0 | 0 | 0 | 0 | 0 | 1.503e-15 | -1.0135e-09 | -2.7983e-09 | -1.4863e-15 | 1.0135e-09 | 2.7983e-09 | -1.2657e-15 | 2.9553e-09 | 1.362e-10 | 1.2657e-15 | -2.9553e-09 | -1.362e-10 | 0 | 0 | 0 | 0 | 0 | 0 | 0.9 | 0.84271 | 0.7557 | 0.9 | 0.84271 | 0.7557 | 2.4891e-13 | -128.7319 | 119.553 | 2.1664e-13 | -128.7319 | 119.553

## LL_min_fault_6
name | pf_ikss_a_from_ka | pf_ikss_b_from_ka | pf_ikss_c_from_ka | pf_ikss_a_to_ka | pf_ikss_b_to_ka | pf_ikss_c_to_ka | pf_skss_a_from_mw | pf_skss_b_from_mw | pf_skss_c_from_mw | pf_skss_a_to_mw | pf_skss_b_to_mw | pf_skss_c_to_mw | pf_p_a_from_mw | pf_p_b_from_mw | pf_p_c_from_mw | pf_p_a_to_mw | pf_p_b_to_mw | pf_p_c_to_mw | pf_q_a_from_mvar | pf_q_b_from_mvar | pf_q_c_from_mvar | pf_q_a_to_mvar | pf_q_b_to_mvar | pf_q_c_to_mvar | pf_ikss_a_from_degree | pf_ikss_b_from_degree | pf_ikss_c_from_degree | pf_ikss_a_to_degree | pf_ikss_b_to_degree | pf_ikss_c_to_degree | pf_vm_a_from_pu | pf_vm_b_from_pu | pf_vm_c_from_pu | pf_vm_a_to_pu | pf_vm_b_to_pu | pf_vm_c_to_pu | pf_va_a_from_degree | pf_va_b_from_degree | pf_va_c_from_degree | pf_va_a_to_degree | pf_va_b_to_degree | pf_va_c_to_degree
Line0_1_2 | 0 | 0.051843 | 0.051843 | 0 | 0.051843 | 0.051843 | 0 | 0.011973 | 0.011973 | 0 | 0.011973 | 0.011973 | -3.4827e-16 | 0.010966 | 0.0028847 | 3.4882e-16 | -0.010915 | -0.0028331 | 3.5267e-16 | 0.0029326 | 0.010936 | -3.5267e-16 | -0.0028788 | -0.010882 | 0 | -135.2796 | 44.7204 | 0 | 44.7204 | -135.2796 | 0.95 | 0.94815 | 0.94465 | 0.95 | 0.94283 | 0.93921 | 9.7342e-15 | -120.3084 | 119.9432 | 1.7935e-14 | -120.5043 | 120.1275
Line10_11_12 | 0 | 0 | 0 | 0 | 0 | 0 | 0 | 0 | 0 | 0 | 0 | 0 | 6.0152e-17 | -3.831e-11 | -1.1119e-10 | -5.9877e-17 | 3.831e-11 | 1.1119e-10 | -4.7792e-17 | 1.0665e-10 | 1.9584e-11 | 4.7792e-17 | -1.0665e-10 | -1.9584e-11 | 0 | 0 | 0 | 0 | 0 | 0 | 0.95 | 0.94815 | 0.94465 | 0.95 | 0.94815 | 0.94465 | 7.398e-15 | -120.3084 | 119.9432 | 6.2031e-15 | -120.3084 | 119.9432
Line11_12_13 | 0 | 0 | 0 | 0 | 0 | 0 | 0 | 0 | 0 | 0 | 0 | 0 | 5.9602e-17 | -3.1925e-11 | -9.2658e-11 | -5.9602e-17 | 3.1925e-11 | 9.2658e-11 | -4.944e-17 | 8.8872e-11 | 1.632e-11 | 5.0538e-17 | -8.8872e-11 | -1.632e-11 | 0 | 0 | 0 | 0 | 0 | 0 | 0.95 | 0.94815 | 0.94465 | 0.95 | 0.94815 | 0.94465 | 6.2031e-15 | -120.3084 | 119.9432 | 4.9834e-15 | -120.3084 | 119.9432
Line12_13_15 | 0 | 0 | 0 | 0 | 0 | 0 | 0 | 0 | 0 | 0 | 0 | 0 | 5.4933e-19 | -1.9155e-11 | -5.5595e-11 | -5.4933e-19 | 1.9155e-11 | 5.5595e-11 | 1.0987e-18 | 5.3323e-11 | 9.7921e-12 | -1.0987e-18 | -5.3323e-11 | -9.7921e-12 | 0 | 0 | 0 | 0 | 0 | 0 | 0.95 | 0.94815 | 0.94465 | 0.95 | 0.94815 | 0.94465 | 4.9834e-15 | -120.3084 | 119.9432 | 5.0034e-15 | -120.3084 | 119.9432
Line13_13_14 | 0 | 0 | 0 | 0 | 0 | 0 | 0 | 0 | 0 | 0 | 0 | 0 | 5.8847e-17 | -6.385e-12 | -1.8531e-11 | -5.8847e-17 | 6.385e-12 | 1.8531e-11 | -4.8341e-17 | 1.7774e-11 | 3.2641e-12 | 4.8341e-17 | -1.7774e-11 | -3.2641e-12 | 0 | 0 | 0 | 0 | 0 | 0 | 0.95 | 0.94815 | 0.94465 | 0.95 | 0.94815 | 0.94465 | 4.9834e-15 | -120.3084 | 119.9432 | 3.7301e-15 | -120.3084 | 119.9432
Line14_15_16 | 0 | 0 | 0 | 0 | 0 | 0 | 0 | 0 | 0 | 0 | 0 | 0 | -6.8666e-20 | -1.277e-11 | -3.7063e-11 | 6.8666e-20 | 1.277e-11 | 3.7063e-11 | 1.648e-18 | 3.5549e-11 | 6.5281e-12 | -1.0987e-18 | -3.5549e-11 | -6.5281e-12 | 0 | 0 | 0 | 0 | 0 | 0 | 0.95 | 0.94815 | 0.94465 | 0.95 | 0.94815 | 0.94465 | 5.0034e-15 | -120.3084 | 119.9432 | 5.0188e-15 | -120.3084 | 119.9432
Line15_16_17 | 0 | 0 | 0 | 0 | 0 | 0 | 0 | 0 | 0 | 0 | 0 | 0 | 8.2399e-19 | -6.3849e-12 | -1.8532e-11 | -8.2399e-19 | 6.3849e-12 | 1.8532e-11 | 7.2177e-35 | 1.7774e-11 | 3.264e-12 | -5.4933e-19 | -1.7774e-11 | -3.264e-12 | 0 | 0 | 0 | 0 | 0 | 0 | 0.95 | 0.94815 | 0.94465 | 0.95 | 0.94815 | 0.94465 | 5.0188e-15 | -120.3084 | 119.9432 | 5.0118e-15 | -120.3084 | 119.9432
Line16_4_18 | 0 | 0 | 0 | 0 | 0 | 0 | 0 | 0 | 0 | 0 | 0 | 0 | 1.0987e-18 | -6.3849e-12 | -1.8532e-11 | -1.0987e-18 | 6.3849e-12 | 1.8532e-11 | 5.8404e-35 | 1.7774e-11 | 3.264e-12 | -5.4933e-19 | -1.7774e-11 | -3.264e-12 | 0 | 0 | 0 | 0 | 0 | 0 | 0.95 | 0.94815 | 0.94465 | 0.95 | 0.94815 | 0.94465 | 3.0458e-15 | -120.3084 | 119.9432 | 3.0388e-15 | -120.3084 | 119.9432
Line17_5_19 | 0 | 0 | 0 | 0 | 0 | 0 | 0 | 0 | 0 | 0 | 0 | 0 | 1.0987e-18 | -6.3849e-12 | -1.8532e-11 | -8.2399e-19 | 6.3849e-12 | 1.8532e-11 | 1.648e-18 | 1.7774e-11 | 3.264e-12 | -1.648e-18 | -1.7774e-11 | -3.264e-12 | 0 | 0 | 0 | 0 | 0 | 0 | 0.95 | 0.94815 | 0.94465 | 0.95 | 0.94815 | 0.94465 | 9.7371e-15 | -120.3084 | 119.9432 | 9.7301e-15 | -120.3084 | 119.9432
Line1_1_3 | 0 | 0 | 0 | 0 | 0 | 0 | 0 | 0 | 0 | 0 | 0 | 0 | 6.1319e-17 | -5.1079e-11 | -1.4825e-10 | -6.1044e-17 | 5.1079e-11 | 1.4825e-10 | -4.7792e-17 | 1.422e-10 | 2.6112e-11 | 4.7792e-17 | -1.422e-10 | -2.6112e-11 | 0 | 0 | 0 | 0 | 0 | 0 | 0.95 | 0.94815 | 0.94465 | 0.95 | 0.94815 | 0.94465 | 9.7342e-15 | -120.3084 | 119.9432 | 8.5672e-15 | -120.3084 | 119.9432
Line2_1_4 | 0 | 0 | 0 | 0 | 0 | 0 | 0 | 0 | 0 | 0 | 0 | 0 | 2.9835e-16 | -1.277e-11 | -3.7063e-11 | -2.9808e-16 | 1.277e-11 | 3.7063e-11 | -2.7631e-16 | 3.5549e-11 | 6.5285e-12 | 2.7686e-16 | -3.5549e-11 | -6.5285e-12 | 0 | 0 | 0 | 0 | 0 | 0 | 0.95 | 0.94815 | 0.94465 | 0.95 | 0.94815 | 0.94465 | 9.7342e-15 | -120.3084 | 119.9432 | 3.0458e-15 | -120.3084 | 119.9432
Line3_1_5 | 0 | 0 | 0 | 0 | 0 | 0 | 0 | 0 | 0 | 0 | 0 | 0 | 2.06e-19 | -1.277e-11 | -3.7063e-11 | 6.8666e-20 | 1.277e-11 | 3.7063e-11 | 5.4933e-19 | 3.5549e-11 | 6.5281e-12 | -1.0987e-18 | -3.5549e-11 | -6.5281e-12 | 0 | 0 | 0 | 0 | 0 | 0 | 0.95 | 0.94815 | 0.94465 | 0.95 | 0.94815 | 0.94465 | 9.7342e-15 | -120.3084 | 119.9432 | 9.7371e-15 | -120.3084 | 119.9432
Line4_2_6 | 0 | 0.051843 | 0.051843 | 0 | 0.051843 | 0.051843 | 0 | 0.011973 | 0.011973 | 0 | 0.011973 | 0.011973 | -3.5047e-16 | 0.010915 | 0.0028331 | 3.5157e-16 | -0.010863 | -0.0027815 | 3.5267e-16 | 0.0028788 | 0.010882 | -3.5377e-16 | -0.0028251 | -0.010828 | 0 | -135.2796 | 44.7204 | 0 | 44.7204 | -135.2796 | 0.95 | 0.94283 | 0.93921 | 0.95 | 0.93752 | 0.93379 | 1.7935e-14 | -120.5043 | 120.1275 | 2.6109e-14 | -120.7024 | 120.3141
Line5_6_7 | 0 | 0.051843 | 0.051843 | 0 | 0.051843 | 0.051843 | 0 | 0.011973 | 0.011973 | 0 | 0.011973 | 0.011973 | -3.5157e-16 | 0.010863 | 0.0027815 | 3.4937e-16 | -0.010812 | -0.0027299 | 3.5157e-16 | 0.0028251 | 0.010828 | -3.4937e-16 | -0.0027713 | -0.010775 | 0 | -135.2796 | 44.7204 | 0 | 44.7204 | -135.2796 | 0.95 | 0.93752 | 0.93379 | 0.95 | 0.93223 | 0.92837 | 2.6109e-14 | -120.7024 | 120.3141 | 3.4318e-14 | -120.9028 | 120.5028
Line6_7_8 | 0 | 0.051843 | 0.051843 | 0 | 0.051843 | 0.051843 | 0 | 0.011973 | 0.011973 | 0 | 0.011973 | 0.011973 | 2.1973e-18 | 0.010812 | 0.0027299 | -2.1973e-18 | -0.01076 | -0.0026783 | 6.5919e-18 | 0.0027713 | 0.010775 | -8.7893e-18 | -0.0027175 | -0.010721 | 0 | -135.2796 | 44.7204 | 0 | 44.7204 | -135.2796 | 0.95 | 0.93223 | 0.92837 | 0.95 | 0.92694 | 0.92297 | 3.4318e-14 | -120.9028 | 120.5028 | 3.4403e-14 | -121.1055 | 120.6937
Line7_8_9 | 0 | 0 | 0 | 0 | 0 | 0 | 0 | 0 | 0 | 0 | 0 | 0 | -2.6387e-33 | -7.7759e-11 | -9.1252e-11 | 3.9543e-33 | 7.7759e-11 | 9.1252e-11 | 4.3946e-18 | 6.2294e-11 | -3.8923e-11 | -6.5919e-18 | -6.2294e-11 | 3.8923e-11 | 0 | 0 | 0 | 0 | 0 | 0 | 0.95 | 0.92694 | 0.92297 | 0.95 | 0.92694 | 0.92297 | 3.4403e-14 | -121.1055 | 120.6937 | 3.437e-14 | -121.1055 | 120.6937
Line8_8_10 | 0 | 0 | 0 | 0 | 0 | 0 | 0 | 0 | 0 | 0 | 0 | 0 | -2.1973e-18 | -7.7759e-11 | -9.1252e-11 | 2.1973e-18 | 7.7759e-11 | 9.1252e-11 | 4.3946e-18 | 6.2294e-11 | -3.8923e-11 | -6.5919e-18 | -6.2294e-11 | 3.8923e-11 | 0 | 0 | 0 | 0 | 0 | 0 | 0.95 | 0.92694 | 0.92297 | 0.95 | 0.92694 | 0.92297 | 3.4403e-14 | -121.1055 | 120.6937 | 3.437e-14 | -121.1055 | 120.6937
Line9_3_11 | 0 | 0 | 0 | 0 | 0 | 0 | 0 | 0 | 0 | 0 | 0 | 0 | 6.0838e-17 | -4.4694e-11 | -1.2972e-10 | -6.0838e-17 | 4.4694e-11 | 1.2972e-10 | -4.889e-17 | 1.2442e-10 | 2.2848e-11 | 4.8341e-17 | -1.2442e-10 | -2.2848e-11 | 0 | 0 | 0 | 0 | 0 | 0 | 0.95 | 0.94815 | 0.94465 | 0.95 | 0.94815 | 0.94465 | 8.5672e-15 | -120.3084 | 119.9432 | 7.398e-15 | -120.3084 | 119.9432

## LL_min_fault_10
name | pf_ikss_a_from_ka | pf_ikss_b_from_ka | pf_ikss_c_from_ka | pf_ikss_a_to_ka | pf_ikss_b_to_ka | pf_ikss_c_to_ka | pf_skss_a_from_mw | pf_skss_b_from_mw | pf_skss_c_from_mw | pf_skss_a_to_mw | pf_skss_b_to_mw | pf_skss_c_to_mw | pf_p_a_from_mw | pf_p_b_from_mw | pf_p_c_from_mw | pf_p_a_to_mw | pf_p_b_to_mw | pf_p_c_to_mw | pf_q_a_from_mvar | pf_q_b_from_mvar | pf_q_c_from_mvar | pf_q_a_to_mvar | pf_q_b_to_mvar | pf_q_c_to_mvar | pf_ikss_a_from_degree | pf_ikss_b_from_degree | pf_ikss_c_from_degree | pf_ikss_a_to_degree | pf_ikss_b_to_degree | pf_ikss_c_to_degree | pf_vm_a_from_pu | pf_vm_b_from_pu | pf_vm_c_from_pu | pf_vm_a_to_pu | pf_vm_b_to_pu | pf_vm_c_to_pu | pf_va_a_from_degree | pf_va_b_from_degree | pf_va_c_from_degree | pf_va_a_to_degree | pf_va_b_to_degree | pf_va_c_to_degree
Line0_1_2 | 0 | 0.049114 | 0.049114 | 0 | 0.049114 | 0.049114 | 0 | 0.011342 | 0.011342 | 0 | 0.011342 | 0.011342 | -3.1225e-16 | 0.0098425 | 0.002589 | 3.1225e-16 | -0.0097961 | -0.0025427 | 3.185e-16 | 0.002632 | 0.009815 | -3.1745e-16 | -0.0025837 | -0.0097667 | 0 | -135.2796 | 44.7204 | 0 | 44.7204 | -135.2796 | 0.9 | 0.89825 | 0.89493 | 0.9 | 0.89321 | 0.88978 | 9.6904e-15 | -120.3084 | 119.9432 | 1.7907e-14 | -120.5043 | 120.1275
Line10_11_12 | 0 | 0 | 0 | 0 | 0 | 0 | 0 | 0 | 0 | 0 | 0 | 0 | 5.4384e-17 | -3.4383e-11 | -9.9793e-11 | -5.4384e-17 | 3.4383e-11 | 9.9793e-11 | -4.3195e-17 | 9.5716e-11 | 1.7577e-11 | 4.2674e-17 | -9.5716e-11 | -1.7577e-11 | 0 | 0 | 0 | 0 | 0 | 0 | 0.9 | 0.89825 | 0.89493 | 0.9 | 0.89825 | 0.89493 | 7.3541e-15 | -120.3084 | 119.9432 | 6.1558e-15 | -120.3084 | 119.9432
Line11_12_13 | 0 | 0 | 0 | 0 | 0 | 0 | 0 | 0 | 0 | 0 | 0 | 0 | 5.3473e-17 | -2.8653e-11 | -8.3161e-11 | -5.3213e-17 | 2.8653e-11 | 8.3161e-11 | -4.3195e-17 | 7.9764e-11 | 1.4648e-11 | 4.2674e-17 | -7.9764e-11 | -1.4648e-11 | 0 | 0 | 0 | 0 | 0 | 0 | 0.9 | 0.89825 | 0.89493 | 0.9 | 0.89825 | 0.89493 | 6.1558e-15 | -120.3084 | 119.9432 | 4.9472e-15 | -120.3084 | 119.9432
Line12_13_15 | 0 | 0 | 0 | 0 | 0 | 0 | 0 | 0 | 0 | 0 | 0 | 0 | 1.301e-18 | -1.7192e-11 | -4.9896e-11 | -1.301e-18 | 1.7191e-11 | 4.9896e-11 | 1.5613e-18 | 4.7858e-11 | 8.7885e-12 | -5.2042e-19 | -4.7858e-11 | -8.7885e-12 | 0 | 0 | 0 | 0 | 0 | 0 | 0.9 | 0.89825 | 0.89493 | 0.9 | 0.89825 | 0.89493 | 4.9472e-15 | -120.3084 | 119.9432 | 4.9672e-15 | -120.3084 | 119.9432
Line13_13_14 | 0 | 0 | 0 | 0 | 0 | 0 | 0 | 0 | 0 | 0 | 0 | 0 | 5.1586e-17 | -5.7306e-12 | -1.6632e-11 | -5.1586e-17 | 5.7306e-12 | 1.6632e-11 | -4.3195e-17 | 1.5953e-11 | 2.9296e-12 | 4.3715e-17 | -1.5953e-11 | -2.9296e-12 | 0 | 0 | 0 | 0 | 0 | 0 | 0.9 | 0.89825 | 0.89493 | 0.9 | 0.89825 | 0.89493 | 4.9472e-15 | -120.3084 | 119.9432 | 3.7499e-15 | -120.3084 | 119.9432
Line14_15_16 | 0 | 0 | 0 | 0 | 0 | 0 | 0 | 0 | 0 | 0 | 0 | 0 | 6.5052e-19 | -1.1461e-11 | -3.3264e-11 | -6.5052e-19 | 1.1461e-11 | 3.3264e-11 | 1.0408e-18 | 3.1905e-11 | 5.859e-12 | -5.2042e-19 | -3.1905e-11 | -5.859e-12 | 0 | 0 | 0 | 0 | 0 | 0 | 0.9 | 0.89825 | 0.89493 | 0.9 | 0.89825 | 0.89493 | 4.9672e-15 | -120.3084 | 119.9432 | 4.9826e-15 | -120.3084 | 119.9432
Line15_16_17 | 0 | 0 | 0 | 0 | 0 | 0 | 0 | 0 | 0 | 0 | 0 | 0 | 2.6021e-19 | -5.7305e-12 | -1.6632e-11 | -2.6021e-19 | 5.7305e-12 | 1.6632e-11 | 2.2628e-35 | 1.5953e-11 | 2.9295e-12 | -2.2597e-35 | -1.5953e-11 | -2.9295e-12 | 0 | 0 | 0 | 0 | 0 | 0 | 0.9 | 0.89825 | 0.89493 | 0.9 | 0.89825 | 0.89493 | 4.9826e-15 | -120.3084 | 119.9432 | 4.9756e-15 | -120.3084 | 119.9432
Line16_4_18 | 0 | 0 | 0 | 0 | 0 | 0 | 0 | 0 | 0 | 0 | 0 | 0 | 9.7578e-19 | -5.7305e-12 | -1.6632e-11 | -9.7578e-19 | 5.7305e-12 | 1.6632e-11 | -5.2042e-19 | 1.5953e-11 | 2.9295e-12 | -5.0683e-35 | -1.5953e-11 | -2.9295e-12 | 0 | 0 | 0 | 0 | 0 | 0 | 0.9 | 0.89825 | 0.89493 | 0.9 | 0.89825 | 0.89493 | 2.983e-15 | -120.3084 | 119.9432 | 2.976e-15 | -120.3084 | 119.9432
Line17_5_19 | 0 | 0 | 0 | 0 | 0 | 0 | 0 | 0 | 0 | 0 | 0 | 0 | 1.9516e-19 | -5.7305e-12 | -1.6632e-11 | -1.9516e-19 | 5.7305e-12 | 1.6632e-11 | 3.3016e-35 | 1.5953e-11 | 2.9295e-12 | 5.2042e-19 | -1.5953e-11 | -2.9295e-12 | 0 | 0 | 0 | 0 | 0 | 0 | 0.9 | 0.89825 | 0.89493 | 0.9 | 0.89825 | 0.89493 | 9.6932e-15 | -120.3084 | 119.9432 | 9.6862e-15 | -120.3084 | 119.9432
Line1_1_3 | 0 | 0 | 0 | 0 | 0 | 0 | 0 | 0 | 0 | 0 | 0 | 0 | 5.562e-17 | -4.5844e-11 | -1.3306e-10 | -5.562e-17 | 4.5844e-11 | 1.3306e-10 | -4.1633e-17 | 1.2762e-10 | 2.3436e-11 | 4.2674e-17 | -1.2762e-10 | -2.3436e-11 | 0 | 0 | 0 | 0 | 0 | 0 | 0.9 | 0.89825 | 0.89493 | 0.9 | 0.89825 | 0.89493 | 9.6904e-15 | -120.3084 | 119.9432 | 8.5244e-15 | -120.3084 | 119.9432
Line2_1_4 | 0 | 0 | 0 | 0 | 0 | 0 | 0 | 0 | 0 | 0 | 0 | 0 | 2.6925e-16 | -1.1461e-11 | -3.3264e-11 | -2.6925e-16 | 1.1461e-11 | 3.3264e-11 | -2.4668e-16 | 3.1905e-11 | 5.8594e-12 | 2.4668e-16 | -3.1905e-11 | -5.8594e-12 | 0 | 0 | 0 | 0 | 0 | 0 | 0.9 | 0.89825 | 0.89493 | 0.9 | 0.89825 | 0.89493 | 9.6904e-15 | -120.3084 | 119.9432 | 2.983e-15 | -120.3084 | 119.9432
Line3_1_5 | 0 | 0 | 0 | 0 | 0 | 0 | 0 | 0 | 0 | 0 | 0 | 0 | 1.301e-19 | -1.1461e-11 | -3.3264e-11 | -1.301e-19 | 1.1461e-11 | 3.3264e-11 | 1.5613e-18 | 3.1905e-11 | 5.859e-12 | -1.0408e-18 | -3.1905e-11 | -5.859e-12 | 0 | 0 | 0 | 0 | 0 | 0 | 0.9 | 0.89825 | 0.89493 | 0.9 | 0.89825 | 0.89493 | 9.6904e-15 | -120.3084 | 119.9432 | 9.6932e-15 | -120.3084 | 119.9432
Line4_2_6 | 0 | 0.049114 | 0.049114 | 0 | 0.049114 | 0.049114 | 0 | 0.011342 | 0.011342 | 0 | 0.011342 | 0.011342 | -3.1121e-16 | 0.0097961 | 0.0025427 | 3.1121e-16 | -0.0097498 | -0.0024964 | 3.1641e-16 | 0.0025837 | 0.0097667 | -3.1641e-16 | -0.0025355 | -0.0097185 | 0 | -135.2796 | 44.7204 | 0 | 44.7204 | -135.2796 | 0.9 | 0.89321 | 0.88978 | 0.9 | 0.88818 | 0.88464 | 1.7907e-14 | -120.5043 | 120.1275 | 2.6059e-14 | -120.7024 | 120.3141
Line5_6_7 | 0 | 0.049114 | 0.049114 | 0 | 0.049114 | 0.049114 | 0 | 0.011342 | 0.011342 | 0 | 0.011342 | 0.011342 | -3.1954e-16 | 0.0097498 | 0.0024964 | 3.185e-16 | -0.0097035 | -0.0024501 | 3.185e-16 | 0.0025355 | 0.0097185 | -3.1433e-16 | -0.0024873 | -0.0096702 | 0 | -135.2796 | 44.7204 | 0 | 44.7204 | -135.2796 | 0.9 | 0.88818 | 0.88464 | 0.9 | 0.88316 | 0.87951 | 2.6059e-14 | -120.7024 | 120.3141 | 3.4345e-14 | -120.9028 | 120.5028
Line6_7_8 | 0 | 0.049114 | 0.049114 | 0 | 0.049114 | 0.049114 | 0 | 0.011342 | 0.011342 | 0 | 0.011342 | 0.011342 | -2.0817e-18 | 0.0097035 | 0.0024501 | 2.0817e-18 | -0.0096572 | -0.0024038 | 8.3267e-18 | 0.0024873 | 0.0096702 | -8.3267e-18 | -0.002439 | -0.009622 | 0 | -135.2796 | 44.7204 | 0 | 44.7204 | -135.2796 | 0.9 | 0.88316 | 0.87951 | 0.9 | 0.87816 | 0.87439 | 3.4345e-14 | -120.9028 | 120.5028 | 3.4437e-14 | -121.1055 | 120.6937
Line7_8_9 | 0 | 0 | 0 | 0 | 0 | 0 | 0 | 0 | 0 | 0 | 0 | 0 | -3.7535e-33 | -6.9789e-11 | -8.1899e-11 | -2.0817e-18 | 6.9789e-11 | 8.1899e-11 | 6.245e-18 | 5.5909e-11 | -3.4934e-11 | -6.245e-18 | -5.5909e-11 | 3.4934e-11 | 0 | 0 | 0 | 0 | 0 | 0 | 0.9 | 0.87816 | 0.87439 | 0.9 | 0.87816 | 0.87439 | 3.4437e-14 | -121.1055 | 120.6937 | 3.4404e-14 | -121.1055 | 120.6937
Line8_8_10 | 0 | 0 | 0 | 0 | 0 | 0 | 0 | 0 | 0 | 0 | 0 | 0 | 4.1633e-18 | -6.9789e-11 | -8.1899e-11 | 2.4999e-33 | 6.9789e-11 | 8.1899e-11 | 6.245e-18 | 5.5909e-11 | -3.4934e-11 | -4.1633e-18 | -5.5909e-11 | 3.4934e-11 | 0 | 0 | 0 | 0 | 0 | 0 | 0.9 | 0.87816 | 0.87439 | 0.9 | 0.87816 | 0.87439 | 3.4437e-14 | -121.1055 | 120.6937 | 3.4404e-14 | -121.1055 | 120.6937
Line9_3_11 | 0 | 0 | 0 | 0 | 0 | 0 | 0 | 0 | 0 | 0 | 0 | 0 | 5.3863e-17 | -4.0114e-11 | -1.1643e-10 | -5.4123e-17 | 4.0114e-11 | 1.1643e-10 | -4.3195e-17 | 1.1167e-10 | 2.0507e-11 | 4.3715e-17 | -1.1167e-10 | -2.0507e-11 | 0 | 0 | 0 | 0 | 0 | 0 | 0.9 | 0.89825 | 0.89493 | 0.9 | 0.89825 | 0.89493 | 8.5244e-15 | -120.3084 | 119.9432 | 7.3541e-15 | -120.3084 | 119.9432

## LG_max_6
name | pf_ikss_a_from_ka | pf_ikss_b_from_ka | pf_ikss_c_from_ka | pf_ikss_a_to_ka | pf_ikss_b_to_ka | pf_ikss_c_to_ka | pf_skss_a_from_mw | pf_skss_b_from_mw | pf_skss_c_from_mw | pf_skss_a_to_mw | pf_skss_b_to_mw | pf_skss_c_to_mw | pf_p_a_from_mw | pf_p_b_from_mw | pf_p_c_from_mw | pf_p_a_to_mw | pf_p_b_to_mw | pf_p_c_to_mw | pf_q_a_from_mvar | pf_q_b_from_mvar | pf_q_c_from_mvar | pf_q_a_to_mvar | pf_q_b_to_mvar | pf_q_c_to_mvar | pf_ikss_a_from_degree | pf_ikss_b_from_degree | pf_ikss_c_from_degree | pf_ikss_a_to_degree | pf_ikss_b_to_degree | pf_ikss_c_to_degree | 3xI0 | pf_vm_a_from_pu | pf_vm_b_from_pu | pf_vm_c_from_pu | pf_vm_a_to_pu | pf_vm_b_to_pu | pf_vm_c_to_pu | pf_va_a_from_degree | pf_va_b_from_degree | pf_va_c_from_degree | pf_va_a_to_degree | pf_va_b_to_degree | pf_va_c_to_degree
Line0_1_2 | 2.0729 | 1.0365 | 1.0365 | 2.0729 | 1.0365 | 1.0365 | 0.47873 | 0.23936 | 0.23936 | 0.47873 | 0.23936 | 0.23936 | 0.18263 | -0.15568 | 0.24699 | -0.13966 | 0.16642 | -0.23625 | 0.36525 | 0.17401 | 0.0086175 | -0.27931 | -0.15252 | 0.012868 | -67.6705 | 112.3295 | 112.3295 | 112.3295 | -67.6705 | -67.6705 |  | 0.85303 | 0.97545 | 1.0325 | 0.65231 | 0.9431 | 0.98846 | -4.2356 | -115.8524 | 114.3277 | -4.2356 | -110.175 | 109.2118
Line10_11_12 | 0 | 0 | 0 | 0 | 0 | 0 | 0 | 0 | 0 | 0 | 0 | 0 | -3.6428e-09 | -1.5409e-09 | -2.8036e-10 | 3.6428e-09 | 1.5409e-09 | 2.8036e-10 | 1.4553e-09 | -1.6296e-09 | 2.3573e-09 | -1.4553e-09 | 1.6296e-09 | -2.3573e-09 | 0 | 0 | 0 | 0 | 0 | 0 |  | 0.85303 | 0.97545 | 1.0325 | 0.85303 | 0.97545 | 1.0325 | -4.2356 | -115.8524 | 114.3277 | -4.2356 | -115.8524 | 114.3277
Line11_12_13 | 0 | 0 | 0 | 0 | 0 | 0 | 0 | 0 | 0 | 0 | 0 | 0 | -3.0357e-09 | -1.2841e-09 | -2.3361e-10 | 3.0357e-09 | 1.2841e-09 | 2.3361e-10 | 1.2127e-09 | -1.358e-09 | 1.9644e-09 | -1.2127e-09 | 1.358e-09 | -1.9644e-09 | 0 | 0 | 0 | 0 | 0 | 0 |  | 0.85303 | 0.97545 | 1.0325 | 0.85303 | 0.97545 | 1.0325 | -4.2356 | -115.8524 | 114.3277 | -4.2356 | -115.8524 | 114.3277
Line12_13_15 | 0 | 0 | 0 | 0 | 0 | 0 | 0 | 0 | 0 | 0 | 0 | 0 | -1.8214e-09 | -7.7043e-10 | -1.4025e-10 | 1.8214e-09 | 7.7043e-10 | 1.4025e-10 | 7.2768e-10 | -8.1486e-10 | 1.1787e-09 | -7.2767e-10 | 8.1486e-10 | -1.1787e-09 | 0 | 0 | 0 | 0 | 0 | 0 |  | 0.85303 | 0.97545 | 1.0325 | 0.85303 | 0.97545 | 1.0325 | -4.2356 | -115.8524 | 114.3277 | -4.2356 | -115.8524 | 114.3277
Line13_13_14 | 0 | 0 | 0 | 0 | 0 | 0 | 0 | 0 | 0 | 0 | 0 | 0 | -6.0722e-10 | -2.5685e-10 | -4.661e-11 | 6.0722e-10 | 2.5685e-10 | 4.661e-11 | 2.4248e-10 | -2.7148e-10 | 3.9284e-10 | -2.4248e-10 | 2.7148e-10 | -3.9284e-10 | 0 | 0 | 0 | 0 | 0 | 0 |  | 0.85303 | 0.97545 | 1.0325 | 0.85303 | 0.97545 | 1.0325 | -4.2356 | -115.8524 | 114.3277 | -4.2356 | -115.8524 | 114.3277
Line14_15_16 | 0 | 0 | 0 | 0 | 0 | 0 | 0 | 0 | 0 | 0 | 0 | 0 | -1.2142e-09 | -5.1362e-10 | -9.3498e-11 | 1.2142e-09 | 5.1362e-10 | 9.3498e-11 | 4.8512e-10 | -5.4324e-10 | 7.858e-10 | -4.8512e-10 | 5.4324e-10 | -7.858e-10 | 0 | 0 | 0 | 0 | 0 | 0 |  | 0.85303 | 0.97545 | 1.0325 | 0.85303 | 0.97545 | 1.0325 | -4.2356 | -115.8524 | 114.3277 | -4.2356 | -115.8524 | 114.3277
Line15_16_17 | 0 | 0 | 0 | 0 | 0 | 0 | 0 | 0 | 0 | 0 | 0 | 0 | -6.0712e-10 | -2.5681e-10 | -4.6749e-11 | 6.0712e-10 | 2.5681e-10 | 4.6749e-11 | 2.4256e-10 | -2.7162e-10 | 3.929e-10 | -2.4256e-10 | 2.7162e-10 | -3.929e-10 | 0 | 0 | 0 | 0 | 0 | 0 |  | 0.85303 | 0.97545 | 1.0325 | 0.85303 | 0.97545 | 1.0325 | -4.2356 | -115.8524 | 114.3277 | -4.2356 | -115.8524 | 114.3277
Line16_4_18 | 0 | 0 | 0 | 0 | 0 | 0 | 0 | 0 | 0 | 0 | 0 | 0 | -6.0712e-10 | -2.5681e-10 | -4.6749e-11 | 6.0712e-10 | 2.5681e-10 | 4.6749e-11 | 2.4256e-10 | -2.7162e-10 | 3.929e-10 | -2.4256e-10 | 2.7162e-10 | -3.929e-10 | 0 | 0 | 0 | 0 | 0 | 0 |  | 0.85303 | 0.97545 | 1.0325 | 0.85303 | 0.97545 | 1.0325 | -4.2356 | -115.8524 | 114.3277 | -4.2356 | -115.8524 | 114.3277
Line17_5_19 | 0 | 0 | 0 | 0 | 0 | 0 | 0 | 0 | 0 | 0 | 0 | 0 | -6.0712e-10 | -2.5681e-10 | -4.6749e-11 | 6.0712e-10 | 2.5681e-10 | 4.6749e-11 | 2.4256e-10 | -2.7162e-10 | 3.929e-10 | -2.4256e-10 | 2.7162e-10 | -3.929e-10 | 0 | 0 | 0 | 0 | 0 | 0 |  | 0.85303 | 0.97545 | 1.0325 | 0.85303 | 0.97545 | 1.0325 | -4.2356 | -115.8524 | 114.3277 | -4.2356 | -115.8524 | 114.3277
Line1_1_3 | 0 | 0 | 0 | 0 | 0 | 0 | 0 | 0 | 0 | 0 | 0 | 0 | -4.8571e-09 | -2.0545e-09 | -3.7386e-10 | 4.8571e-09 | 2.0545e-09 | 3.7386e-10 | 1.9404e-09 | -2.1728e-09 | 3.1431e-09 | -1.9404e-09 | 2.1728e-09 | -3.1431e-09 | 0 | 0 | 0 | 0 | 0 | 0 |  | 0.85303 | 0.97545 | 1.0325 | 0.85303 | 0.97545 | 1.0325 | -4.2356 | -115.8524 | 114.3277 | -4.2356 | -115.8524 | 114.3277
Line2_1_4 | 0 | 0 | 0 | 0 | 0 | 0 | 0 | 0 | 0 | 0 | 0 | 0 | -1.2147e-09 | -5.1381e-10 | -9.2804e-11 | 1.2147e-09 | 5.1381e-10 | 9.2804e-11 | 4.8474e-10 | -5.4254e-10 | 7.8548e-10 | -4.8474e-10 | 5.4254e-10 | -7.8548e-10 | 0 | 0 | 0 | 0 | 0 | 0 |  | 0.85303 | 0.97545 | 1.0325 | 0.85303 | 0.97545 | 1.0325 | -4.2356 | -115.8524 | 114.3277 | -4.2356 | -115.8524 | 114.3277
Line3_1_5 | 0 | 0 | 0 | 0 | 0 | 0 | 0 | 0 | 0 | 0 | 0 | 0 | -1.2142e-09 | -5.1362e-10 | -9.3498e-11 | 1.2142e-09 | 5.1362e-10 | 9.3498e-11 | 4.8512e-10 | -5.4324e-10 | 7.858e-10 | -4.8512e-10 | 5.4324e-10 | -7.858e-10 | 0 | 0 | 0 | 0 | 0 | 0 |  | 0.85303 | 0.97545 | 1.0325 | 0.85303 | 0.97545 | 1.0325 | -4.2356 | -115.8524 | 114.3277 | -4.2356 | -115.8524 | 114.3277
Line4_2_6 | 2.0729 | 1.0365 | 1.0365 | 2.0729 | 1.0365 | 1.0365 | 0.47873 | 0.23936 | 0.23936 | 0.47873 | 0.23936 | 0.23936 | 0.13966 | -0.16642 | 0.23625 | -0.096685 | 0.17717 | -0.22551 | 0.27931 | 0.15252 | -0.012868 | -0.19337 | -0.13104 | 0.034353 | -67.6705 | 112.3295 | 112.3295 | 112.3295 | -67.6705 | -67.6705 |  | 0.65231 | 0.9431 | 0.98846 | 0.4516 | 0.92061 | 0.95299 | -4.2356 | -110.175 | 109.2118 | -4.2356 | -104.1583 | 103.6678
Line5_6_7 | 2.0729 | 1.0365 | 1.0365 | 2.0729 | 1.0365 | 1.0365 | 0.47873 | 0.23936 | 0.23936 | 0.47873 | 0.23936 | 0.23936 | 0.096685 | -0.17717 | 0.22551 | -0.053714 | 0.18791 | -0.21477 | 0.19337 | 0.13104 | -0.034353 | -0.10743 | -0.10955 | 0.055839 | -67.6705 | 112.3295 | 112.3295 | 112.3295 | -67.6705 | -67.6705 |  | 0.4516 | 0.92061 | 0.95299 | 0.25089 | 0.90871 | 0.92707 | -4.2356 | -104.1583 | 103.6678 | -4.2356 | -97.913 | 97.7554
Line6_7_8 | 3.1094 | 0 | 0 | 3.1094 | 0 | 0 | 0.71809 | 0 | 0 | 0.71809 | 0 | 0 | 0.08057 | 8.856e-09 | -1.0093e-08 | 1.8841e-15 | -7.1974e-09 | 7.9397e-09 | 0.16114 | -5.0596e-09 | 2.5299e-09 | 5.7833e-14 | 4.5366e-09 | -3.3352e-09 | -67.6705 | 0 | 0 | 112.3295 | 0 | 0 |  | 0.25089 | 0.90871 | 0.92707 | 0 | 0.90688 | 0.91796 | -4.2356 | -97.913 | 97.7554 | 0 | -94.7477 | 94.6903
Line7_8_9 | 0 | 0 | 0 | 0 | 0 | 0 | 0 | 0 | 0 | 0 | 0 | 0 | 4.322e-22 | 3.6698e-09 | -3.9173e-09 | 1.2458e-18 | 1.4226e-10 | 1.0519e-10 | -1.9928e-22 | -1.5236e-09 | 9.1216e-10 | 6.2994e-18 | 1.4895e-09 | -1.5109e-09 | 0 | 0 | 0 | 0 | 0 | 0 |  | 0 | 0.90688 | 0.91796 | 0 | 0.90688 | 0.91796 | 0 | -94.7477 | 94.6903 | 0 | -94.7477 | 94.6903
Line8_8_10 | 0 | 0 | 0 | 0 | 0 | 0 | 0 | 0 | 0 | 0 | 0 | 0 | 4.322e-22 | 3.6698e-09 | -3.9173e-09 | 1.2458e-18 | 1.4226e-10 | 1.0519e-10 | -1.9928e-22 | -1.5236e-09 | 9.1216e-10 | 6.2994e-18 | 1.4895e-09 | -1.5109e-09 | 0 | 0 | 0 | 0 | 0 | 0 |  | 0 | 0.90688 | 0.91796 | 0 | 0.90688 | 0.91796 | 0 | -94.7477 | 94.6903 | 0 | -94.7477 | 94.6903
Line9_3_11 | 0 | 0 | 0 | 0 | 0 | 0 | 0 | 0 | 0 | 0 | 0 | 0 | -4.2499e-09 | -1.7977e-09 | -3.2711e-10 | 4.2499e-09 | 1.7977e-09 | 3.2711e-10 | 1.6978e-09 | -1.9012e-09 | 2.7502e-09 | -1.6978e-09 | 1.9012e-09 | -2.7502e-09 | 0 | 0 | 0 | 0 | 0 | 0 |  | 0.85303 | 0.97545 | 1.0325 | 0.85303 | 0.97545 | 1.0325 | -4.2356 | -115.8524 | 114.3277 | -4.2356 | -115.8524 | 114.3277

## LG_max_10
name | pf_ikss_a_from_ka | pf_ikss_b_from_ka | pf_ikss_c_from_ka | pf_ikss_a_to_ka | pf_ikss_b_to_ka | pf_ikss_c_to_ka | pf_skss_a_from_mw | pf_skss_b_from_mw | pf_skss_c_from_mw | pf_skss_a_to_mw | pf_skss_b_to_mw | pf_skss_c_to_mw | pf_p_a_from_mw | pf_p_b_from_mw | pf_p_c_from_mw | pf_p_a_to_mw | pf_p_b_to_mw | pf_p_c_to_mw | pf_q_a_from_mvar | pf_q_b_from_mvar | pf_q_c_from_mvar | pf_q_a_to_mvar | pf_q_b_to_mvar | pf_q_c_to_mvar | pf_ikss_a_from_degree | pf_ikss_b_from_degree | pf_ikss_c_from_degree | pf_ikss_a_to_degree | pf_ikss_b_to_degree | pf_ikss_c_to_degree | 3xI0 | pf_vm_a_from_pu | pf_vm_b_from_pu | pf_vm_c_from_pu | pf_vm_a_to_pu | pf_vm_b_to_pu | pf_vm_c_to_pu | pf_va_a_from_degree | pf_va_b_from_degree | pf_va_c_from_degree | pf_va_a_to_degree | pf_va_b_to_degree | pf_va_c_to_degree
Line0_1_2 | 2.1523 | 1.0762 | 1.0762 | 2.1523 | 1.0762 | 1.0762 | 0.49706 | 0.24853 | 0.24853 | 0.49706 | 0.24853 | 0.24853 | 0.19688 | -0.17003 | 0.26848 | -0.15056 | 0.18162 | -0.2569 | 0.39377 | 0.18778 | 0.0091063 | -0.30112 | -0.16461 | 0.014056 | -67.8316 | 112.1684 | 112.1684 | 112.1684 | -67.8316 | -67.8316 |  | 0.8857 | 1.0193 | 1.0809 | 0.6773 | 0.98627 | 1.0352 | -4.3967 | -115.6704 | 114.111 | -4.3967 | -110.0204 | 109.0365
Line10_11_12 | 0 | 0 | 0 | 0 | 0 | 0 | 0 | 0 | 0 | 0 | 0 | 0 | -4.1128e-09 | -1.7397e-09 | -3.1652e-10 | 4.1128e-09 | 1.7397e-09 | 3.1652e-10 | 1.6431e-09 | -1.862e-09 | 2.6837e-09 | -1.6431e-09 | 1.862e-09 | -2.6837e-09 | 0 | 0 | 0 | 0 | 0 | 0 |  | 0.8857 | 1.0193 | 1.0809 | 0.8857 | 1.0193 | 1.0809 | -4.3967 | -115.6704 | 114.111 | -4.3967 | -115.6704 | 114.111
Line11_12_13 | 0 | 0 | 0 | 0 | 0 | 0 | 0 | 0 | 0 | 0 | 0 | 0 | -3.4274e-09 | -1.4498e-09 | -2.6374e-10 | 3.4274e-09 | 1.4498e-09 | 2.6374e-10 | 1.3692e-09 | -1.5517e-09 | 2.2364e-09 | -1.3692e-09 | 1.5517e-09 | -2.2364e-09 | 0 | 0 | 0 | 0 | 0 | 0 |  | 0.8857 | 1.0193 | 1.0809 | 0.8857 | 1.0193 | 1.0809 | -4.3967 | -115.6704 | 114.111 | -4.3967 | -115.6704 | 114.111
Line12_13_15 | 0 | 0 | 0 | 0 | 0 | 0 | 0 | 0 | 0 | 0 | 0 | 0 | -2.0563e-09 | -8.6984e-10 | -1.5834e-10 | 2.0563e-09 | 8.6984e-10 | 1.5834e-10 | 8.2157e-10 | -9.3109e-10 | 1.3419e-09 | -8.2157e-10 | 9.3109e-10 | -1.3419e-09 | 0 | 0 | 0 | 0 | 0 | 0 |  | 0.8857 | 1.0193 | 1.0809 | 0.8857 | 1.0193 | 1.0809 | -4.3967 | -115.6704 | 114.111 | -4.3967 | -115.6704 | 114.111
Line13_13_14 | 0 | 0 | 0 | 0 | 0 | 0 | 0 | 0 | 0 | 0 | 0 | 0 | -6.8556e-10 | -2.8999e-10 | -5.2628e-11 | 6.8556e-10 | 2.8999e-10 | 5.2628e-11 | 2.7378e-10 | -3.1021e-10 | 4.4722e-10 | -2.7378e-10 | 3.1021e-10 | -4.4722e-10 | 0 | 0 | 0 | 0 | 0 | 0 |  | 0.8857 | 1.0193 | 1.0809 | 0.8857 | 1.0193 | 1.0809 | -4.3967 | -115.6704 | 114.111 | -4.3967 | -115.6704 | 114.111
Line14_15_16 | 0 | 0 | 0 | 0 | 0 | 0 | 0 | 0 | 0 | 0 | 0 | 0 | -1.3709e-09 | -5.7989e-10 | -1.0556e-10 | 1.3709e-09 | 5.7989e-10 | 1.0556e-10 | 5.4771e-10 | -6.2073e-10 | 8.9459e-10 | -5.4771e-10 | 6.2073e-10 | -8.9459e-10 | 0 | 0 | 0 | 0 | 0 | 0 |  | 0.8857 | 1.0193 | 1.0809 | 0.8857 | 1.0193 | 1.0809 | -4.3967 | -115.6704 | 114.111 | -4.3967 | -115.6704 | 114.111
Line15_16_17 | 0 | 0 | 0 | 0 | 0 | 0 | 0 | 0 | 0 | 0 | 0 | 0 | -6.8545e-10 | -2.8995e-10 | -5.2779e-11 | 6.8545e-10 | 2.8995e-10 | 5.2779e-11 | 2.7386e-10 | -3.1036e-10 | 4.4729e-10 | -2.7386e-10 | 3.1036e-10 | -4.4729e-10 | 0 | 0 | 0 | 0 | 0 | 0 |  | 0.8857 | 1.0193 | 1.0809 | 0.8857 | 1.0193 | 1.0809 | -4.3967 | -115.6704 | 114.111 | -4.3967 | -115.6704 | 114.111
Line16_4_18 | 0 | 0 | 0 | 0 | 0 | 0 | 0 | 0 | 0 | 0 | 0 | 0 | -6.8545e-10 | -2.8995e-10 | -5.2778e-11 | 6.8545e-10 | 2.8995e-10 | 5.2779e-11 | 2.7386e-10 | -3.1036e-10 | 4.4729e-10 | -2.7386e-10 | 3.1036e-10 | -4.4729e-10 | 0 | 0 | 0 | 0 | 0 | 0 |  | 0.8857 | 1.0193 | 1.0809 | 0.8857 | 1.0193 | 1.0809 | -4.3967 | -115.6704 | 114.111 | -4.3967 | -115.6704 | 114.111
Line17_5_19 | 0 | 0 | 0 | 0 | 0 | 0 | 0 | 0 | 0 | 0 | 0 | 0 | -6.8545e-10 | -2.8995e-10 | -5.2779e-11 | 6.8545e-10 | 2.8995e-10 | 5.2779e-11 | 2.7386e-10 | -3.1036e-10 | 4.4729e-10 | -2.7386e-10 | 3.1036e-10 | -4.4729e-10 | 0 | 0 | 0 | 0 | 0 | 0 |  | 0.8857 | 1.0193 | 1.0809 | 0.8857 | 1.0193 | 1.0809 | -4.3967 | -115.6704 | 114.111 | -4.3967 | -115.6704 | 114.111
Line1_1_3 | 0 | 0 | 0 | 0 | 0 | 0 | 0 | 0 | 0 | 0 | 0 | 0 | -5.4837e-09 | -2.3196e-09 | -4.2208e-10 | 5.4837e-09 | 2.3196e-09 | 4.2208e-10 | 2.1908e-09 | -2.4828e-09 | 3.5783e-09 | -2.1908e-09 | 2.4828e-09 | -3.5783e-09 | 0 | 0 | 0 | 0 | 0 | 0 |  | 0.8857 | 1.0193 | 1.0809 | 0.8857 | 1.0193 | 1.0809 | -4.3967 | -115.6704 | 114.111 | -4.3967 | -115.6704 | 114.111
Line2_1_4 | 0 | 0 | 0 | 0 | 0 | 0 | 0 | 0 | 0 | 0 | 0 | 0 | -1.3714e-09 | -5.801e-10 | -1.048e-10 | 1.3714e-09 | 5.801e-10 | 1.048e-10 | 5.4731e-10 | -6.1997e-10 | 8.9424e-10 | -5.4731e-10 | 6.1997e-10 | -8.9424e-10 | 0 | 0 | 0 | 0 | 0 | 0 |  | 0.8857 | 1.0193 | 1.0809 | 0.8857 | 1.0193 | 1.0809 | -4.3967 | -115.6704 | 114.111 | -4.3967 | -115.6704 | 114.111
Line3_1_5 | 0 | 0 | 0 | 0 | 0 | 0 | 0 | 0 | 0 | 0 | 0 | 0 | -1.3709e-09 | -5.7989e-10 | -1.0556e-10 | 1.3709e-09 | 5.7989e-10 | 1.0556e-10 | 5.4771e-10 | -6.2073e-10 | 8.9459e-10 | -5.4771e-10 | 6.2073e-10 | -8.9459e-10 | 0 | 0 | 0 | 0 | 0 | 0 |  | 0.8857 | 1.0193 | 1.0809 | 0.8857 | 1.0193 | 1.0809 | -4.3967 | -115.6704 | 114.111 | -4.3967 | -115.6704 | 114.111
Line4_2_6 | 2.1523 | 1.0762 | 1.0762 | 2.1523 | 1.0762 | 1.0762 | 0.49706 | 0.24853 | 0.24853 | 0.49706 | 0.24853 | 0.24853 | 0.15056 | -0.18162 | 0.2569 | -0.10423 | 0.1932 | -0.24531 | 0.30112 | 0.16461 | -0.014056 | -0.20847 | -0.14145 | 0.037219 | -67.8316 | 112.1684 | 112.1684 | 112.1684 | -67.8316 | -67.8316 |  | 0.6773 | 0.98627 | 1.0352 | 0.4689 | 0.96344 | 0.99835 | -4.3967 | -110.0204 | 109.0365 | -4.3967 | -104.0418 | 103.5412
Line5_6_7 | 2.1523 | 1.0762 | 1.0762 | 2.1523 | 1.0762 | 1.0762 | 0.49706 | 0.24853 | 0.24853 | 0.49706 | 0.24853 | 0.24853 | 0.10423 | -0.1932 | 0.24531 | -0.057907 | 0.20478 | -0.23373 | 0.20847 | 0.14145 | -0.037219 | -0.11581 | -0.11829 | 0.060382 | -67.8316 | 112.1684 | 112.1684 | 112.1684 | -67.8316 | -67.8316 |  | 0.4689 | 0.96344 | 0.99835 | 0.2605 | 0.95155 | 0.97133 | -4.3967 | -104.0418 | 103.5412 | -4.3967 | -97.8442 | 97.6834
Line6_7_8 | 3.2285 | 0 | 0 | 3.2285 | 0 | 0 | 0.74559 | 0 | 0 | 0.74559 | 0 | 0 | 0.086861 | 9.6278e-09 | -1.0975e-08 | 6.974e-14 | -7.8244e-09 | 8.6329e-09 | 0.17372 | -5.5109e-09 | 2.7892e-09 | -7.9186e-14 | 4.9553e-09 | -3.6634e-09 | -67.8316 | 0 | 0 | 112.1684 | 0 | 0 |  | 0.2605 | 0.95155 | 0.97133 | 0 | 0.94984 | 0.96178 | -4.3967 | -97.8442 | 97.6834 | 0 | -94.7055 | 94.647
Line7_8_9 | 0 | 0 | 0 | 0 | 0 | 0 | 0 | 0 | 0 | 0 | 0 | 0 | -8.2681e-22 | 3.99e-09 | -4.2595e-09 | 1.3851e-18 | 1.5567e-10 | 1.1382e-10 | -2.7897e-22 | -1.6592e-09 | 1.0012e-09 | 6.9117e-18 | 1.6369e-09 | -1.661e-09 | 0 | 0 | 0 | 0 | 0 | 0 |  | 0 | 0.94984 | 0.96178 | 0 | 0.94984 | 0.96178 | 0 | -94.7055 | 94.647 | 0 | -94.7055 | 94.647
Line8_8_10 | 0 | 0 | 0 | 0 | 0 | 0 | 0 | 0 | 0 | 0 | 0 | 0 | -8.2681e-22 | 3.99e-09 | -4.2595e-09 | 1.3851e-18 | 1.5567e-10 | 1.1382e-10 | -2.7897e-22 | -1.6592e-09 | 1.0012e-09 | 6.9117e-18 | 1.6369e-09 | -1.661e-09 | 0 | 0 | 0 | 0 | 0 | 0 |  | 0 | 0.94984 | 0.96178 | 0 | 0.94984 | 0.96178 | 0 | -94.7055 | 94.647 | 0 | -94.7055 | 94.647
Line9_3_11 | 0 | 0 | 0 | 0 | 0 | 0 | 0 | 0 | 0 | 0 | 0 | 0 | -4.7982e-09 | -2.0297e-09 | -3.693e-10 | 4.7982e-09 | 2.0297e-09 | 3.693e-10 | 1.9169e-09 | -2.1724e-09 | 3.131e-09 | -1.9169e-09 | 2.1724e-09 | -3.131e-09 | 0 | 0 | 0 | 0 | 0 | 0 |  | 0.8857 | 1.0193 | 1.0809 | 0.8857 | 1.0193 | 1.0809 | -4.3967 | -115.6704 | 114.111 | -4.3967 | -115.6704 | 114.111

## LG_max_fault_6
name | pf_ikss_a_from_ka | pf_ikss_b_from_ka | pf_ikss_c_from_ka | pf_ikss_a_to_ka | pf_ikss_b_to_ka | pf_ikss_c_to_ka | pf_skss_a_from_mw | pf_skss_b_from_mw | pf_skss_c_from_mw | pf_skss_a_to_mw | pf_skss_b_to_mw | pf_skss_c_to_mw | pf_p_a_from_mw | pf_p_b_from_mw | pf_p_c_from_mw | pf_p_a_to_mw | pf_p_b_to_mw | pf_p_c_to_mw | pf_q_a_from_mvar | pf_q_b_from_mvar | pf_q_c_from_mvar | pf_q_a_to_mvar | pf_q_b_to_mvar | pf_q_c_to_mvar | pf_ikss_a_from_degree | pf_ikss_b_from_degree | pf_ikss_c_from_degree | pf_ikss_a_to_degree | pf_ikss_b_to_degree | pf_ikss_c_to_degree | 3xI0 | pf_vm_a_from_pu | pf_vm_b_from_pu | pf_vm_c_from_pu | pf_vm_a_to_pu | pf_vm_b_to_pu | pf_vm_c_to_pu | pf_va_a_from_degree | pf_va_b_from_degree | pf_va_c_from_degree | pf_va_a_to_degree | pf_va_b_to_degree | pf_va_c_to_degree
Line0_1_2 | 0.022631 | 0.011316 | 0.011316 | 0.022631 | 0.011316 | 0.011316 | 0.0052265 | 0.0026132 | 0.0026132 | 0.0052265 | 0.0026132 | 0.0026132 | 0.0038631 | -0.00072157 | 0.0026531 | -0.003858 | 0.00072285 | -0.0026518 | 0.0038849 | 0.0026444 | -0.00070199 | -0.0038746 | -0.0026419 | 0.00070455 | -45.2411 | 134.7589 | 134.7589 | 134.7589 | -45.2411 | -45.2411 |  | 1.0483 | 1.0489 | 1.0502 | 1.0462 | 1.0481 | 1.05 | -0.080129 | -119.9787 | 119.9387 | -0.11776 | -119.9387 | 119.8802
Line10_11_12 | 0 | 0 | 0 | 0 | 0 | 0 | 0 | 0 | 0 | 0 | 0 | 0 | -4.0286e-11 | -2.4735e-11 | 4.594e-12 | 4.0286e-11 | 2.4735e-11 | -4.594e-12 | 3.3864e-11 | -9.0254e-12 | 2.5958e-11 | -3.3864e-11 | 9.0254e-12 | -2.5958e-11 | 0 | 0 | 0 | 0 | 0 | 0 |  | 1.0483 | 1.0489 | 1.0502 | 1.0483 | 1.0489 | 1.0502 | -0.080129 | -119.9787 | 119.9387 | -0.080129 | -119.9787 | 119.9387
Line11_12_13 | 0 | 0 | 0 | 0 | 0 | 0 | 0 | 0 | 0 | 0 | 0 | 0 | -3.3572e-11 | -2.0612e-11 | 3.8286e-12 | 3.3572e-11 | 2.0612e-11 | -3.8286e-12 | 2.822e-11 | -7.5209e-12 | 2.1632e-11 | -2.822e-11 | 7.5209e-12 | -2.1632e-11 | 0 | 0 | 0 | 0 | 0 | 0 |  | 1.0483 | 1.0489 | 1.0502 | 1.0483 | 1.0489 | 1.0502 | -0.080129 | -119.9787 | 119.9387 | -0.080129 | -119.9787 | 119.9387
Line12_13_15 | 0 | 0 | 0 | 0 | 0 | 0 | 0 | 0 | 0 | 0 | 0 | 0 | -2.0142e-11 | -1.2367e-11 | 2.2964e-12 | 2.0142e-11 | 1.2367e-11 | -2.2964e-12 | 1.6932e-11 | -4.5135e-12 | 1.298e-11 | -1.6932e-11 | 4.5135e-12 | -1.298e-11 | 0 | 0 | 0 | 0 | 0 | 0 |  | 1.0483 | 1.0489 | 1.0502 | 1.0483 | 1.0489 | 1.0502 | -0.080129 | -119.9787 | 119.9387 | -0.080129 | -119.9787 | 119.9387
Line13_13_14 | 0 | 0 | 0 | 0 | 0 | 0 | 0 | 0 | 0 | 0 | 0 | 0 | -6.7157e-12 | -4.1221e-12 | 7.6673e-13 | 6.7157e-12 | 4.1221e-12 | -7.6673e-13 | 5.6436e-12 | -1.5028e-12 | 4.3254e-12 | -5.6436e-12 | 1.5028e-12 | -4.3254e-12 | 0 | 0 | 0 | 0 | 0 | 0 |  | 1.0483 | 1.0489 | 1.0502 | 1.0483 | 1.0489 | 1.0502 | -0.080129 | -119.9787 | 119.9387 | -0.080129 | -119.9787 | 119.9387
Line14_15_16 | 0 | 0 | 0 | 0 | 0 | 0 | 0 | 0 | 0 | 0 | 0 | 0 | -1.3428e-11 | -8.245e-12 | 1.5309e-12 | 1.3428e-11 | 8.245e-12 | -1.5309e-12 | 1.1288e-11 | -3.009e-12 | 8.6531e-12 | -1.1288e-11 | 3.009e-12 | -8.6531e-12 | 0 | 0 | 0 | 0 | 0 | 0 |  | 1.0483 | 1.0489 | 1.0502 | 1.0483 | 1.0489 | 1.0502 | -0.080129 | -119.9787 | 119.9387 | -0.080129 | -119.9787 | 119.9387
Line15_16_17 | 0 | 0 | 0 | 0 | 0 | 0 | 0 | 0 | 0 | 0 | 0 | 0 | -6.714e-12 | -4.1225e-12 | 7.6546e-13 | 6.714e-12 | 4.1225e-12 | -7.6546e-13 | 5.6441e-12 | -1.5045e-12 | 4.3266e-12 | -5.6441e-12 | 1.5045e-12 | -4.3266e-12 | 0 | 0 | 0 | 0 | 0 | 0 |  | 1.0483 | 1.0489 | 1.0502 | 1.0483 | 1.0489 | 1.0502 | -0.080129 | -119.9787 | 119.9387 | -0.080129 | -119.9787 | 119.9387
Line16_4_18 | 0 | 0 | 0 | 0 | 0 | 0 | 0 | 0 | 0 | 0 | 0 | 0 | -6.714e-12 | -4.1225e-12 | 7.6546e-13 | 6.714e-12 | 4.1225e-12 | -7.6546e-13 | 5.6441e-12 | -1.5045e-12 | 4.3266e-12 | -5.6441e-12 | 1.5045e-12 | -4.3266e-12 | 0 | 0 | 0 | 0 | 0 | 0 |  | 1.0483 | 1.0489 | 1.0502 | 1.0483 | 1.0489 | 1.0502 | -0.080129 | -119.9787 | 119.9387 | -0.080129 | -119.9787 | 119.9387
Line17_5_19 | 0 | 0 | 0 | 0 | 0 | 0 | 0 | 0 | 0 | 0 | 0 | 0 | -6.714e-12 | -4.1225e-12 | 7.6546e-13 | 6.714e-12 | 4.1225e-12 | -7.6546e-13 | 5.6441e-12 | -1.5045e-12 | 4.3266e-12 | -5.6441e-12 | 1.5045e-12 | -4.3266e-12 | 0 | 0 | 0 | 0 | 0 | 0 |  | 1.0483 | 1.0489 | 1.0502 | 1.0483 | 1.0489 | 1.0502 | -0.080129 | -119.9787 | 119.9387 | -0.080129 | -119.9787 | 119.9387
Line1_1_3 | 0 | 0 | 0 | 0 | 0 | 0 | 0 | 0 | 0 | 0 | 0 | 0 | -5.3714e-11 | -3.298e-11 | 6.1249e-12 | 5.3714e-11 | 3.298e-11 | -6.1249e-12 | 4.5152e-11 | -1.2034e-11 | 3.4611e-11 | -4.5152e-11 | 1.2034e-11 | -3.4611e-11 | 0 | 0 | 0 | 0 | 0 | 0 |  | 1.0483 | 1.0489 | 1.0502 | 1.0483 | 1.0489 | 1.0502 | -0.080129 | -119.9787 | 119.9387 | -0.080129 | -119.9787 | 119.9387
Line2_1_4 | 0 | 0 | 0 | 0 | 0 | 0 | 0 | 0 | 0 | 0 | 0 | 0 | -1.3436e-11 | -8.2433e-12 | 1.5373e-12 | 1.3436e-11 | 8.2433e-12 | -1.5373e-12 | 1.1286e-11 | -3.0007e-12 | 8.6475e-12 | -1.1286e-11 | 3.0007e-12 | -8.6475e-12 | 0 | 0 | 0 | 0 | 0 | 0 |  | 1.0483 | 1.0489 | 1.0502 | 1.0483 | 1.0489 | 1.0502 | -0.080129 | -119.9787 | 119.9387 | -0.080129 | -119.9787 | 119.9387
Line3_1_5 | 0 | 0 | 0 | 0 | 0 | 0 | 0 | 0 | 0 | 0 | 0 | 0 | -1.3428e-11 | -8.245e-12 | 1.5309e-12 | 1.3428e-11 | 8.245e-12 | -1.5309e-12 | 1.1288e-11 | -3.009e-12 | 8.6531e-12 | -1.1288e-11 | 3.009e-12 | -8.6531e-12 | 0 | 0 | 0 | 0 | 0 | 0 |  | 1.0483 | 1.0489 | 1.0502 | 1.0483 | 1.0489 | 1.0502 | -0.080129 | -119.9787 | 119.9387 | -0.080129 | -119.9787 | 119.9387
Line4_2_6 | 0.022631 | 0.011316 | 0.011316 | 0.022631 | 0.011316 | 0.011316 | 0.0052265 | 0.0026132 | 0.0026132 | 0.0052265 | 0.0026132 | 0.0026132 | 0.003858 | -0.00072285 | 0.0026518 | -0.0038529 | 0.00072413 | -0.0026506 | 0.0038746 | 0.0026419 | -0.00070455 | -0.0038644 | -0.0026393 | 0.00070711 | -45.2411 | 134.7589 | 134.7589 | 134.7589 | -45.2411 | -45.2411 |  | 1.0462 | 1.0481 | 1.05 | 1.0441 | 1.0473 | 1.0498 | -0.11776 | -119.9387 | 119.8802 | -0.15554 | -119.8987 | 119.8216
Line5_6_7 | 0.022631 | 0.011316 | 0.011316 | 0.022631 | 0.011316 | 0.011316 | 0.0052265 | 0.0026132 | 0.0026132 | 0.0052265 | 0.0026132 | 0.0026132 | 0.0038529 | -0.00072413 | 0.0026506 | -0.0038478 | 0.00072541 | -0.0026493 | 0.0038644 | 0.0026393 | -0.00070711 | -0.0038542 | -0.0026367 | 0.00070967 | -45.2411 | 134.7589 | 134.7589 | 134.7589 | -45.2411 | -45.2411 |  | 1.0441 | 1.0473 | 1.0498 | 1.042 | 1.0465 | 1.0495 | -0.15554 | -119.8987 | 119.8216 | -0.19347 | -119.8586 | 119.763
Line6_7_8 | 0.033947 | 0 | 0 | 0.033947 | 0 | 0 | 0.0078397 | 0 | 0 | 0.0078397 | 0 | 0 | 0.0057716 | 3.5099e-11 | -1.2452e-10 | -0.005762 | -1.9076e-11 | 1.0089e-10 | 0.0057812 | -1.2334e-10 | 3.2186e-11 | -0.005762 | 1.0543e-10 | -3.7064e-11 | -45.2411 | 0 | 0 | 134.7589 | 0 | 0 |  | 1.042 | 1.0465 | 1.0495 | 1.0394 | 1.0461 | 1.0494 | -0.19347 | -119.8586 | 119.763 | -0.2411 | -119.8386 | 119.7337
Line7_8_9 | 0 | 0 | 0 | 0 | 0 | 0 | 0 | 0 | 0 | 0 | 0 | 0 | -2.5229e-11 | 1.706e-11 | -4.936e-11 | 4.0314e-11 | 1.5044e-11 | 2.1715e-12 | 6.2094e-11 | -4.7042e-11 | 9.1431e-12 | -1.6839e-11 | 1.1346e-11 | -1.8778e-11 | 0 | 0 | 0 | 0 | 0 | 0 |  | 1.0394 | 1.0461 | 1.0494 | 1.0394 | 1.0461 | 1.0494 | -0.2411 | -119.8386 | 119.7337 | -0.2411 | -119.8386 | 119.7337
Line8_8_10 | 0 | 0 | 0 | 0 | 0 | 0 | 0 | 0 | 0 | 0 | 0 | 0 | -2.5229e-11 | 1.706e-11 | -4.936e-11 | 4.0314e-11 | 1.5044e-11 | 2.1715e-12 | 6.2094e-11 | -4.7042e-11 | 9.1431e-12 | -1.6839e-11 | 1.1346e-11 | -1.8778e-11 | 0 | 0 | 0 | 0 | 0 | 0 |  | 1.0394 | 1.0461 | 1.0494 | 1.0394 | 1.0461 | 1.0494 | -0.2411 | -119.8386 | 119.7337 | -0.2411 | -119.8386 | 119.7337
Line9_3_11 | 0 | 0 | 0 | 0 | 0 | 0 | 0 | 0 | 0 | 0 | 0 | 0 | -4.7e-11 | -2.8857e-11 | 5.3595e-12 | 4.7e-11 | 2.8857e-11 | -5.3595e-12 | 3.9508e-11 | -1.053e-11 | 3.0285e-11 | -3.9508e-11 | 1.053e-11 | -3.0285e-11 | 0 | 0 | 0 | 0 | 0 | 0 |  | 1.0483 | 1.0489 | 1.0502 | 1.0483 | 1.0489 | 1.0502 | -0.080129 | -119.9787 | 119.9387 | -0.080129 | -119.9787 | 119.9387

## LG_max_fault_10
name | pf_ikss_a_from_ka | pf_ikss_b_from_ka | pf_ikss_c_from_ka | pf_ikss_a_to_ka | pf_ikss_b_to_ka | pf_ikss_c_to_ka | pf_skss_a_from_mw | pf_skss_b_from_mw | pf_skss_c_from_mw | pf_skss_a_to_mw | pf_skss_b_to_mw | pf_skss_c_to_mw | pf_p_a_from_mw | pf_p_b_from_mw | pf_p_c_from_mw | pf_p_a_to_mw | pf_p_b_to_mw | pf_p_c_to_mw | pf_q_a_from_mvar | pf_q_b_from_mvar | pf_q_c_from_mvar | pf_q_a_to_mvar | pf_q_b_to_mvar | pf_q_c_to_mvar | pf_ikss_a_from_degree | pf_ikss_b_from_degree | pf_ikss_c_from_degree | pf_ikss_a_to_degree | pf_ikss_b_to_degree | pf_ikss_c_to_degree | 3xI0 | pf_vm_a_from_pu | pf_vm_b_from_pu | pf_vm_c_from_pu | pf_vm_a_to_pu | pf_vm_b_to_pu | pf_vm_c_to_pu | pf_va_a_from_degree | pf_va_b_from_degree | pf_va_c_from_degree | pf_va_a_to_degree | pf_va_b_to_degree | pf_va_c_to_degree
Line0_1_2 | 0.023707 | 0.011854 | 0.011854 | 0.023707 | 0.011854 | 0.011854 | 0.0054749 | 0.0027375 | 0.0027375 | 0.0054749 | 0.0027375 | 0.0027375 | 0.0042391 | -0.00079207 | 0.0029116 | -0.0042335 | 0.00079348 | -0.0029102 | 0.004263 | 0.0029018 | -0.00077034 | -0.0042518 | -0.002899 | 0.00077315 | -45.2449 | 134.7551 | 134.7551 | 134.7551 | -45.2449 | -45.2449 |  | 1.0981 | 1.0988 | 1.1002 | 1.0959 | 1.098 | 1.1 | -0.08391 | -119.9776 | 119.9358 | -0.12154 | -119.9377 | 119.8773
Line10_11_12 | 0 | 0 | 0 | 0 | 0 | 0 | 0 | 0 | 0 | 0 | 0 | 0 | -4.6296e-11 | -2.8425e-11 | 5.2795e-12 | 4.6296e-11 | 2.8425e-11 | -5.2795e-12 | 3.8917e-11 | -1.0375e-11 | 2.9834e-11 | -3.8917e-11 | 1.0375e-11 | -2.9834e-11 | 0 | 0 | 0 | 0 | 0 | 0 |  | 1.0981 | 1.0988 | 1.1002 | 1.0981 | 1.0988 | 1.1002 | -0.08391 | -119.9776 | 119.9358 | -0.08391 | -119.9776 | 119.9358
Line11_12_13 | 0 | 0 | 0 | 0 | 0 | 0 | 0 | 0 | 0 | 0 | 0 | 0 | -3.858e-11 | -2.3687e-11 | 4.3998e-12 | 3.858e-11 | 2.3687e-11 | -4.3998e-12 | 3.243e-11 | -8.6451e-12 | 2.4861e-11 | -3.243e-11 | 8.6451e-12 | -2.4861e-11 | 0 | 0 | 0 | 0 | 0 | 0 |  | 1.0981 | 1.0988 | 1.1002 | 1.0981 | 1.0988 | 1.1002 | -0.08391 | -119.9776 | 119.9358 | -0.08391 | -119.9776 | 119.9358
Line12_13_15 | 0 | 0 | 0 | 0 | 0 | 0 | 0 | 0 | 0 | 0 | 0 | 0 | -2.3147e-11 | -1.4213e-11 | 2.6391e-12 | 2.3147e-11 | 1.4213e-11 | -2.6391e-12 | 1.9459e-11 | -5.1882e-12 | 1.4917e-11 | -1.9459e-11 | 5.1882e-12 | -1.4917e-11 | 0 | 0 | 0 | 0 | 0 | 0 |  | 1.0981 | 1.0988 | 1.1002 | 1.0981 | 1.0988 | 1.1002 | -0.08391 | -119.9776 | 119.9358 | -0.08391 | -119.9776 | 119.9358
Line13_13_14 | 0 | 0 | 0 | 0 | 0 | 0 | 0 | 0 | 0 | 0 | 0 | 0 | -7.7175e-12 | -4.7372e-12 | 8.8108e-13 | 7.7175e-12 | 4.7372e-12 | -8.8108e-13 | 6.4856e-12 | -1.7276e-12 | 4.9713e-12 | -6.4856e-12 | 1.7276e-12 | -4.9713e-12 | 0 | 0 | 0 | 0 | 0 | 0 |  | 1.0981 | 1.0988 | 1.1002 | 1.0981 | 1.0988 | 1.1002 | -0.08391 | -119.9776 | 119.9358 | -0.08391 | -119.9776 | 119.9358
Line14_15_16 | 0 | 0 | 0 | 0 | 0 | 0 | 0 | 0 | 0 | 0 | 0 | 0 | -1.5431e-11 | -9.4751e-12 | 1.7594e-12 | 1.5431e-11 | 9.4751e-12 | -1.7594e-12 | 1.2972e-11 | -3.4588e-12 | 9.945e-12 | -1.2972e-11 | 3.4588e-12 | -9.945e-12 | 0 | 0 | 0 | 0 | 0 | 0 |  | 1.0981 | 1.0988 | 1.1002 | 1.0981 | 1.0988 | 1.1002 | -0.08391 | -119.9776 | 119.9358 | -0.08391 | -119.9776 | 119.9358
Line15_16_17 | 0 | 0 | 0 | 0 | 0 | 0 | 0 | 0 | 0 | 0 | 0 | 0 | -7.7157e-12 | -4.7375e-12 | 8.7969e-13 | 7.7157e-12 | 4.7375e-12 | -8.7969e-13 | 6.4862e-12 | -1.7294e-12 | 4.9725e-12 | -6.4862e-12 | 1.7294e-12 | -4.9725e-12 | 0 | 0 | 0 | 0 | 0 | 0 |  | 1.0981 | 1.0988 | 1.1002 | 1.0981 | 1.0988 | 1.1002 | -0.08391 | -119.9776 | 119.9358 | -0.08391 | -119.9776 | 119.9358
Line16_4_18 | 0 | 0 | 0 | 0 | 0 | 0 | 0 | 0 | 0 | 0 | 0 | 0 | -7.7157e-12 | -4.7375e-12 | 8.7969e-13 | 7.7157e-12 | 4.7375e-12 | -8.7969e-13 | 6.4862e-12 | -1.7294e-12 | 4.9725e-12 | -6.4862e-12 | 1.7294e-12 | -4.9725e-12 | 0 | 0 | 0 | 0 | 0 | 0 |  | 1.0981 | 1.0988 | 1.1002 | 1.0981 | 1.0988 | 1.1002 | -0.08391 | -119.9776 | 119.9358 | -0.08391 | -119.9776 | 119.9358
Line17_5_19 | 0 | 0 | 0 | 0 | 0 | 0 | 0 | 0 | 0 | 0 | 0 | 0 | -7.7157e-12 | -4.7375e-12 | 8.7969e-13 | 7.7157e-12 | 4.7375e-12 | -8.7969e-13 | 6.4862e-12 | -1.7294e-12 | 4.9725e-12 | -6.4862e-12 | 1.7294e-12 | -4.9725e-12 | 0 | 0 | 0 | 0 | 0 | 0 |  | 1.0981 | 1.0988 | 1.1002 | 1.0981 | 1.0988 | 1.1002 | -0.08391 | -119.9776 | 119.9358 | -0.08391 | -119.9776 | 119.9358
Line1_1_3 | 0 | 0 | 0 | 0 | 0 | 0 | 0 | 0 | 0 | 0 | 0 | 0 | -6.1727e-11 | -3.79e-11 | 7.0389e-12 | 6.1727e-11 | 3.79e-11 | -7.0389e-12 | 5.1889e-11 | -1.3833e-11 | 3.9779e-11 | -5.1889e-11 | 1.3833e-11 | -3.9779e-11 | 0 | 0 | 0 | 0 | 0 | 0 |  | 1.0981 | 1.0988 | 1.1002 | 1.0981 | 1.0988 | 1.1002 | -0.08391 | -119.9776 | 119.9358 | -0.08391 | -119.9776 | 119.9358
Line2_1_4 | 0 | 0 | 0 | 0 | 0 | 0 | 0 | 0 | 0 | 0 | 0 | 0 | -1.544e-11 | -9.4732e-12 | 1.7663e-12 | 1.544e-11 | 9.4732e-12 | -1.7663e-12 | 1.2969e-11 | -3.4497e-12 | 9.9388e-12 | -1.2969e-11 | 3.4497e-12 | -9.9388e-12 | 0 | 0 | 0 | 0 | 0 | 0 |  | 1.0981 | 1.0988 | 1.1002 | 1.0981 | 1.0988 | 1.1002 | -0.08391 | -119.9776 | 119.9358 | -0.08391 | -119.9776 | 119.9358
Line3_1_5 | 0 | 0 | 0 | 0 | 0 | 0 | 0 | 0 | 0 | 0 | 0 | 0 | -1.5431e-11 | -9.4751e-12 | 1.7594e-12 | 1.5431e-11 | 9.4751e-12 | -1.7594e-12 | 1.2972e-11 | -3.4588e-12 | 9.945e-12 | -1.2972e-11 | 3.4588e-12 | -9.945e-12 | 0 | 0 | 0 | 0 | 0 | 0 |  | 1.0981 | 1.0988 | 1.1002 | 1.0981 | 1.0988 | 1.1002 | -0.08391 | -119.9776 | 119.9358 | -0.08391 | -119.9776 | 119.9358
Line4_2_6 | 0.023707 | 0.011854 | 0.011854 | 0.023707 | 0.011854 | 0.011854 | 0.0054749 | 0.0027375 | 0.0027375 | 0.0054749 | 0.0027375 | 0.0027375 | 0.0042335 | -0.00079348 | 0.0029102 | -0.0042279 | 0.00079488 | -0.0029088 | 0.0042518 | 0.002899 | -0.00077315 | -0.0042405 | -0.0028962 | 0.00077596 | -45.2449 | 134.7551 | 134.7551 | 134.7551 | -45.2449 | -45.2449 |  | 1.0959 | 1.098 | 1.1 | 1.0937 | 1.0971 | 1.0998 | -0.12154 | -119.9377 | 119.8773 | -0.15932 | -119.8977 | 119.8187
Line5_6_7 | 0.023707 | 0.011854 | 0.011854 | 0.023707 | 0.011854 | 0.011854 | 0.0054749 | 0.0027375 | 0.0027375 | 0.0054749 | 0.0027375 | 0.0027375 | 0.0042279 | -0.00079488 | 0.0029088 | -0.0042223 | 0.00079629 | -0.0029074 | 0.0042405 | 0.0028962 | -0.00077596 | -0.0042293 | -0.0028934 | 0.00077877 | -45.2449 | 134.7551 | 134.7551 | 134.7551 | -45.2449 | -45.2449 |  | 1.0937 | 1.0971 | 1.0998 | 1.0915 | 1.0963 | 1.0995 | -0.15932 | -119.8977 | 119.8187 | -0.19725 | -119.8576 | 119.7601
Line6_7_8 | 0.035561 | 0 | 0 | 0.035561 | 0 | 0 | 0.0082124 | 0 | 0 | 0.0082124 | 0 | 0 | 0.0063334 | 3.7888e-11 | -1.3653e-10 | -0.0063229 | -2.0304e-11 | 1.106e-10 | 0.0063439 | -1.3558e-10 | 3.5993e-11 | -0.0063229 | 1.1593e-10 | -4.1346e-11 | -45.2449 | 0 | 0 | 134.7551 | 0 | 0 |  | 1.0915 | 1.0963 | 1.0995 | 1.0888 | 1.0958 | 1.0994 | -0.19725 | -119.8576 | 119.7601 | -0.24488 | -119.8376 | 119.7308
Line7_8_9 | 0 | 0 | 0 | 0 | 0 | 0 | 0 | 0 | 0 | 0 | 0 | 0 | -2.8029e-11 | 1.8512e-11 | -5.4129e-11 | 4.4582e-11 | 1.672e-11 | 2.3429e-12 | 6.8429e-11 | -5.1699e-11 | 1.0257e-11 | -1.8769e-11 | 1.2531e-11 | -2.0832e-11 | 0 | 0 | 0 | 0 | 0 | 0 |  | 1.0888 | 1.0958 | 1.0994 | 1.0888 | 1.0958 | 1.0994 | -0.24488 | -119.8376 | 119.7308 | -0.24488 | -119.8376 | 119.7308
Line8_8_10 | 0 | 0 | 0 | 0 | 0 | 0 | 0 | 0 | 0 | 0 | 0 | 0 | -2.8029e-11 | 1.8512e-11 | -5.4129e-11 | 4.4582e-11 | 1.672e-11 | 2.3429e-12 | 6.8429e-11 | -5.1699e-11 | 1.0257e-11 | -1.8769e-11 | 1.2531e-11 | -2.0832e-11 | 0 | 0 | 0 | 0 | 0 | 0 |  | 1.0888 | 1.0958 | 1.0994 | 1.0888 | 1.0958 | 1.0994 | -0.24488 | -119.8376 | 119.7308 | -0.24488 | -119.8376 | 119.7308
Line9_3_11 | 0 | 0 | 0 | 0 | 0 | 0 | 0 | 0 | 0 | 0 | 0 | 0 | -5.4012e-11 | -3.3162e-11 | 6.1592e-12 | 5.4012e-11 | 3.3162e-11 | -6.1592e-12 | 4.5403e-11 | -1.2104e-11 | 3.4806e-11 | -4.5403e-11 | 1.2104e-11 | -3.4806e-11 | 0 | 0 | 0 | 0 | 0 | 0 |  | 1.0981 | 1.0988 | 1.1002 | 1.0981 | 1.0988 | 1.1002 | -0.08391 | -119.9776 | 119.9358 | -0.08391 | -119.9776 | 119.9358

## LG_min_6
name | pf_ikss_a_from_ka | pf_ikss_b_from_ka | pf_ikss_c_from_ka | pf_ikss_a_to_ka | pf_ikss_b_to_ka | pf_ikss_c_to_ka | pf_skss_a_from_mw | pf_skss_b_from_mw | pf_skss_c_from_mw | pf_skss_a_to_mw | pf_skss_b_to_mw | pf_skss_c_to_mw | pf_p_a_from_mw | pf_p_b_from_mw | pf_p_c_from_mw | pf_p_a_to_mw | pf_p_b_to_mw | pf_p_c_to_mw | pf_q_a_from_mvar | pf_q_b_from_mvar | pf_q_c_from_mvar | pf_q_a_to_mvar | pf_q_b_to_mvar | pf_q_c_to_mvar | pf_ikss_a_from_degree | pf_ikss_b_from_degree | pf_ikss_c_from_degree | pf_ikss_a_to_degree | pf_ikss_b_to_degree | pf_ikss_c_to_degree | 3xI0 | pf_vm_a_from_pu | pf_vm_b_from_pu | pf_vm_c_from_pu | pf_vm_a_to_pu | pf_vm_b_to_pu | pf_vm_c_to_pu | pf_va_a_from_degree | pf_va_b_from_degree | pf_va_c_from_degree | pf_va_a_to_degree | pf_va_b_to_degree | pf_va_c_to_degree
Line0_1_2 | 1.5959 | 0.79796 | 0.79796 | 1.5959 | 0.79796 | 0.79796 | 0.36856 | 0.18428 | 0.18428 | 0.36856 | 0.18428 | 0.18428 | 0.20783 | -0.068381 | 0.1723 | -0.15893 | 0.080607 | -0.16007 | 0.21649 | 0.14634 | -0.038098 | -0.16555 | -0.13361 | 0.050833 | -52.5355 | 127.4645 | 127.4645 | 127.4645 | -52.5355 | -52.5355 |  | 0.81426 | 0.87655 | 0.95755 | 0.62267 | 0.84676 | 0.91138 | -6.3664 | -117.4904 | 114.9958 | -6.3664 | -111.4328 | 109.8464
Line10_11_12 | 0 | 0 | 0 | 0 | 0 | 0 | 0 | 0 | 0 | 0 | 0 | 0 | -2.3268e-09 | -1.3988e-09 | 2.3548e-10 | 2.3268e-09 | 1.3988e-09 | -2.3548e-10 | 1.887e-09 | -8.0209e-10 | 1.7456e-09 | -1.887e-09 | 8.0209e-10 | -1.7456e-09 | 0 | 0 | 0 | 0 | 0 | 0 |  | 0.81426 | 0.87655 | 0.95755 | 0.81426 | 0.87655 | 0.95755 | -6.3664 | -117.4904 | 114.9958 | -6.3664 | -117.4904 | 114.9958
Line11_12_13 | 0 | 0 | 0 | 0 | 0 | 0 | 0 | 0 | 0 | 0 | 0 | 0 | -1.939e-09 | -1.1656e-09 | 1.9624e-10 | 1.939e-09 | 1.1656e-09 | -1.9624e-10 | 1.5725e-09 | -6.684e-10 | 1.4547e-09 | -1.5725e-09 | 6.684e-10 | -1.4547e-09 | 0 | 0 | 0 | 0 | 0 | 0 |  | 0.81426 | 0.87655 | 0.95755 | 0.81426 | 0.87655 | 0.95755 | -6.3664 | -117.4904 | 114.9958 | -6.3664 | -117.4904 | 114.9958
Line12_13_15 | 0 | 0 | 0 | 0 | 0 | 0 | 0 | 0 | 0 | 0 | 0 | 0 | -1.1634e-09 | -6.994e-10 | 1.1772e-10 | 1.1634e-09 | 6.994e-10 | -1.1772e-10 | 9.4352e-10 | -4.0108e-10 | 8.7285e-10 | -9.4352e-10 | 4.0108e-10 | -8.7285e-10 | 0 | 0 | 0 | 0 | 0 | 0 |  | 0.81426 | 0.87655 | 0.95755 | 0.81426 | 0.87655 | 0.95755 | -6.3664 | -117.4904 | 114.9958 | -6.3664 | -117.4904 | 114.9958
Line13_13_14 | 0 | 0 | 0 | 0 | 0 | 0 | 0 | 0 | 0 | 0 | 0 | 0 | -3.8786e-10 | -2.3311e-10 | 3.9287e-11 | 3.8786e-10 | 2.3311e-10 | -3.9287e-11 | 3.145e-10 | -1.3362e-10 | 2.9087e-10 | -3.145e-10 | 1.3362e-10 | -2.9087e-10 | 0 | 0 | 0 | 0 | 0 | 0 |  | 0.81426 | 0.87655 | 0.95755 | 0.81426 | 0.87655 | 0.95755 | -6.3664 | -117.4904 | 114.9958 | -6.3664 | -117.4904 | 114.9958
Line14_15_16 | 0 | 0 | 0 | 0 | 0 | 0 | 0 | 0 | 0 | 0 | 0 | 0 | -7.7558e-10 | -4.6627e-10 | 7.8477e-11 | 7.7558e-10 | 4.6627e-10 | -7.8477e-11 | 6.2901e-10 | -2.6739e-10 | 5.819e-10 | -6.2901e-10 | 2.6739e-10 | -5.819e-10 | 0 | 0 | 0 | 0 | 0 | 0 |  | 0.81426 | 0.87655 | 0.95755 | 0.81426 | 0.87655 | 0.95755 | -6.3664 | -117.4904 | 114.9958 | -6.3664 | -117.4904 | 114.9958
Line15_16_17 | 0 | 0 | 0 | 0 | 0 | 0 | 0 | 0 | 0 | 0 | 0 | 0 | -3.8779e-10 | -2.3313e-10 | 3.9238e-11 | 3.8779e-10 | 2.3313e-10 | -3.9238e-11 | 3.1451e-10 | -1.3369e-10 | 2.9095e-10 | -3.1451e-10 | 1.3369e-10 | -2.9095e-10 | 0 | 0 | 0 | 0 | 0 | 0 |  | 0.81426 | 0.87655 | 0.95755 | 0.81426 | 0.87655 | 0.95755 | -6.3664 | -117.4904 | 114.9958 | -6.3664 | -117.4904 | 114.9958
Line16_4_18 | 0 | 0 | 0 | 0 | 0 | 0 | 0 | 0 | 0 | 0 | 0 | 0 | -3.8779e-10 | -2.3313e-10 | 3.9238e-11 | 3.8779e-10 | 2.3313e-10 | -3.9238e-11 | 3.1451e-10 | -1.3369e-10 | 2.9095e-10 | -3.1451e-10 | 1.3369e-10 | -2.9095e-10 | 0 | 0 | 0 | 0 | 0 | 0 |  | 0.81426 | 0.87655 | 0.95755 | 0.81426 | 0.87655 | 0.95755 | -6.3664 | -117.4904 | 114.9958 | -6.3664 | -117.4904 | 114.9958
Line17_5_19 | 0 | 0 | 0 | 0 | 0 | 0 | 0 | 0 | 0 | 0 | 0 | 0 | -3.8779e-10 | -2.3313e-10 | 3.9238e-11 | 3.8779e-10 | 2.3313e-10 | -3.9238e-11 | 3.1451e-10 | -1.3369e-10 | 2.9095e-10 | -3.1451e-10 | 1.3369e-10 | -2.9095e-10 | 0 | 0 | 0 | 0 | 0 | 0 |  | 0.81426 | 0.87655 | 0.95755 | 0.81426 | 0.87655 | 0.95755 | -6.3664 | -117.4904 | 114.9958 | -6.3664 | -117.4904 | 114.9958
Line1_1_3 | 0 | 0 | 0 | 0 | 0 | 0 | 0 | 0 | 0 | 0 | 0 | 0 | -3.1024e-09 | -1.865e-09 | 3.1396e-10 | 3.1024e-09 | 1.865e-09 | -3.1396e-10 | 2.5161e-09 | -1.0695e-09 | 2.3275e-09 | -2.5161e-09 | 1.0695e-09 | -2.3275e-09 | 0 | 0 | 0 | 0 | 0 | 0 |  | 0.81426 | 0.87655 | 0.95755 | 0.81426 | 0.87655 | 0.95755 | -6.3664 | -117.4904 | 114.9958 | -6.3664 | -117.4904 | 114.9958
Line2_1_4 | 0 | 0 | 0 | 0 | 0 | 0 | 0 | 0 | 0 | 0 | 0 | 0 | -7.7595e-10 | -4.6613e-10 | 7.8719e-11 | 7.7595e-10 | 4.6613e-10 | -7.8719e-11 | 6.29e-10 | -2.6701e-10 | 5.8153e-10 | -6.29e-10 | 2.6701e-10 | -5.8153e-10 | 0 | 0 | 0 | 0 | 0 | 0 |  | 0.81426 | 0.87655 | 0.95755 | 0.81426 | 0.87655 | 0.95755 | -6.3664 | -117.4904 | 114.9958 | -6.3664 | -117.4904 | 114.9958
Line3_1_5 | 0 | 0 | 0 | 0 | 0 | 0 | 0 | 0 | 0 | 0 | 0 | 0 | -7.7558e-10 | -4.6627e-10 | 7.8477e-11 | 7.7558e-10 | 4.6627e-10 | -7.8477e-11 | 6.2901e-10 | -2.6739e-10 | 5.819e-10 | -6.2901e-10 | 2.6739e-10 | -5.819e-10 | 0 | 0 | 0 | 0 | 0 | 0 |  | 0.81426 | 0.87655 | 0.95755 | 0.81426 | 0.87655 | 0.95755 | -6.3664 | -117.4904 | 114.9958 | -6.3664 | -117.4904 | 114.9958
Line4_2_6 | 1.5959 | 0.79796 | 0.79796 | 1.5959 | 0.79796 | 0.79796 | 0.36856 | 0.18428 | 0.18428 | 0.36856 | 0.18428 | 0.18428 | 0.15893 | -0.080607 | 0.16007 | -0.11003 | 0.092832 | -0.14785 | 0.16555 | 0.13361 | -0.050833 | -0.11461 | -0.12087 | 0.063568 | -52.5355 | 127.4645 | 127.4645 | 127.4645 | -52.5355 | -52.5355 |  | 0.62267 | 0.84676 | 0.91138 | 0.43108 | 0.82705 | 0.8733 | -6.3664 | -111.4328 | 109.8464 | -6.3664 | -105.011 | 104.1987
Line5_6_7 | 1.5959 | 0.79796 | 0.79796 | 1.5959 | 0.79796 | 0.79796 | 0.36856 | 0.18428 | 0.18428 | 0.36856 | 0.18428 | 0.18428 | 0.11003 | -0.092832 | 0.14785 | -0.061127 | 0.10506 | -0.13562 | 0.11461 | 0.12087 | -0.063568 | -0.063674 | -0.10814 | 0.076302 | -52.5355 | 127.4645 | 127.4645 | 127.4645 | -52.5355 | -52.5355 |  | 0.43108 | 0.82705 | 0.8733 | 0.23949 | 0.81815 | 0.84443 | -6.3664 | -105.011 | 104.1987 | -6.3664 | -98.3637 | 98.1016
Line6_7_8 | 2.3939 | 0 | 0 | 2.3939 | 0 | 0 | 0.55284 | 0 | 0 | 0.55284 | 0 | 0 | 0.09169 | 7.6031e-09 | -8.6574e-09 | -2.4096e-14 | -6.1735e-09 | 6.8061e-09 | 0.09551 | -3.8692e-09 | 1.6055e-09 | 6.0068e-14 | 3.4554e-09 | -2.3854e-09 | -52.5355 | 0 | 0 | 127.4645 | 0 | 0 |  | 0.23949 | 0.81815 | 0.84443 | 0 | 0.81788 | 0.83375 | -6.3664 | -98.3637 | 98.1016 | 0 | -95.0084 | 94.9128
Line7_8_9 | 0 | 0 | 0 | 0 | 0 | 0 | 0 | 0 | 0 | 0 | 0 | 0 | 6.3616e-22 | 3.1515e-09 | -3.3623e-09 | 3.0829e-18 | 1.2947e-10 | 8.1401e-11 | 1.5733e-22 | -1.1259e-09 | 5.7703e-10 | 5.8435e-18 | 1.2036e-09 | -1.2314e-09 | 0 | 0 | 0 | 0 | 0 | 0 |  | 0 | 0.81788 | 0.83375 | 0 | 0.81788 | 0.83375 | 0 | -95.0084 | 94.9128 | 0 | -95.0084 | 94.9128
Line8_8_10 | 0 | 0 | 0 | 0 | 0 | 0 | 0 | 0 | 0 | 0 | 0 | 0 | 6.3616e-22 | 3.1515e-09 | -3.3623e-09 | 3.0829e-18 | 1.2947e-10 | 8.14e-11 | 1.5733e-22 | -1.1259e-09 | 5.7703e-10 | 5.8435e-18 | 1.2036e-09 | -1.2314e-09 | 0 | 0 | 0 | 0 | 0 | 0 |  | 0 | 0.81788 | 0.83375 | 0 | 0.81788 | 0.83375 | 0 | -95.0084 | 94.9128 | 0 | -95.0084 | 94.9128
Line9_3_11 | 0 | 0 | 0 | 0 | 0 | 0 | 0 | 0 | 0 | 0 | 0 | 0 | -2.7146e-09 | -1.6319e-09 | 2.7472e-10 | 2.7146e-09 | 1.6319e-09 | -2.7472e-10 | 2.2015e-09 | -9.3579e-10 | 2.0366e-09 | -2.2015e-09 | 9.3579e-10 | -2.0366e-09 | 0 | 0 | 0 | 0 | 0 | 0 |  | 0.81426 | 0.87655 | 0.95755 | 0.81426 | 0.87655 | 0.95755 | -6.3664 | -117.4904 | 114.9958 | -6.3664 | -117.4904 | 114.9958

## LG_min_10
name | pf_ikss_a_from_ka | pf_ikss_b_from_ka | pf_ikss_c_from_ka | pf_ikss_a_to_ka | pf_ikss_b_to_ka | pf_ikss_c_to_ka | pf_skss_a_from_mw | pf_skss_b_from_mw | pf_skss_c_from_mw | pf_skss_a_to_mw | pf_skss_b_to_mw | pf_skss_c_to_mw | pf_p_a_from_mw | pf_p_b_from_mw | pf_p_c_from_mw | pf_p_a_to_mw | pf_p_b_to_mw | pf_p_c_to_mw | pf_q_a_from_mvar | pf_q_b_from_mvar | pf_q_c_from_mvar | pf_q_a_to_mvar | pf_q_b_to_mvar | pf_q_c_to_mvar | pf_ikss_a_from_degree | pf_ikss_b_from_degree | pf_ikss_c_from_degree | pf_ikss_a_to_degree | pf_ikss_b_to_degree | pf_ikss_c_to_degree | 3xI0 | pf_vm_a_from_pu | pf_vm_b_from_pu | pf_vm_c_from_pu | pf_vm_a_to_pu | pf_vm_b_to_pu | pf_vm_c_to_pu | pf_va_a_from_degree | pf_va_b_from_degree | pf_va_c_from_degree | pf_va_a_to_degree | pf_va_b_to_degree | pf_va_c_to_degree
Line0_1_2 | 1.5119 | 0.75596 | 0.75596 | 1.5119 | 0.75596 | 0.75596 | 0.34916 | 0.17458 | 0.17458 | 0.34916 | 0.17458 | 0.17458 | 0.18653 | -0.061373 | 0.15464 | -0.14264 | 0.072345 | -0.14367 | 0.1943 | 0.13134 | -0.034194 | -0.14858 | -0.11991 | 0.045623 | -52.5355 | 127.4645 | 127.4645 | 127.4645 | -52.5355 | -52.5355 |  | 0.7714 | 0.83042 | 0.90716 | 0.58989 | 0.80219 | 0.86341 | -6.3664 | -117.4904 | 114.9958 | -6.3664 | -111.4328 | 109.8464
Line10_11_12 | 0 | 0 | 0 | 0 | 0 | 0 | 0 | 0 | 0 | 0 | 0 | 0 | -2.0883e-09 | -1.2554e-09 | 2.1134e-10 | 2.0883e-09 | 1.2554e-09 | -2.1134e-10 | 1.6936e-09 | -7.1988e-10 | 1.5667e-09 | -1.6936e-09 | 7.1988e-10 | -1.5667e-09 | 0 | 0 | 0 | 0 | 0 | 0 |  | 0.7714 | 0.83042 | 0.90716 | 0.7714 | 0.83042 | 0.90716 | -6.3664 | -117.4904 | 114.9958 | -6.3664 | -117.4904 | 114.9958
Line11_12_13 | 0 | 0 | 0 | 0 | 0 | 0 | 0 | 0 | 0 | 0 | 0 | 0 | -1.7403e-09 | -1.0462e-09 | 1.7613e-10 | 1.7403e-09 | 1.0462e-09 | -1.7613e-10 | 1.4114e-09 | -5.9989e-10 | 1.3056e-09 | -1.4114e-09 | 5.9989e-10 | -1.3056e-09 | 0 | 0 | 0 | 0 | 0 | 0 |  | 0.7714 | 0.83042 | 0.90716 | 0.7714 | 0.83042 | 0.90716 | -6.3664 | -117.4904 | 114.9958 | -6.3664 | -117.4904 | 114.9958
Line12_13_15 | 0 | 0 | 0 | 0 | 0 | 0 | 0 | 0 | 0 | 0 | 0 | 0 | -1.0441e-09 | -6.2772e-10 | 1.0565e-10 | 1.0441e-09 | 6.2772e-10 | -1.0565e-10 | 8.4682e-10 | -3.5998e-10 | 7.8338e-10 | -8.4682e-10 | 3.5998e-10 | -7.8338e-10 | 0 | 0 | 0 | 0 | 0 | 0 |  | 0.7714 | 0.83042 | 0.90716 | 0.7714 | 0.83042 | 0.90716 | -6.3664 | -117.4904 | 114.9958 | -6.3664 | -117.4904 | 114.9958
Line13_13_14 | 0 | 0 | 0 | 0 | 0 | 0 | 0 | 0 | 0 | 0 | 0 | 0 | -3.4811e-10 | -2.0921e-10 | 3.526e-11 | 3.4811e-10 | 2.0921e-10 | -3.526e-11 | 2.8227e-10 | -1.1992e-10 | 2.6106e-10 | -2.8227e-10 | 1.1992e-10 | -2.6106e-10 | 0 | 0 | 0 | 0 | 0 | 0 |  | 0.7714 | 0.83042 | 0.90716 | 0.7714 | 0.83042 | 0.90716 | -6.3664 | -117.4904 | 114.9958 | -6.3664 | -117.4904 | 114.9958
Line14_15_16 | 0 | 0 | 0 | 0 | 0 | 0 | 0 | 0 | 0 | 0 | 0 | 0 | -6.9609e-10 | -4.1848e-10 | 7.0434e-11 | 6.9609e-10 | 4.1848e-10 | -7.0434e-11 | 5.6454e-10 | -2.3998e-10 | 5.2226e-10 | -5.6454e-10 | 2.3998e-10 | -5.2226e-10 | 0 | 0 | 0 | 0 | 0 | 0 |  | 0.7714 | 0.83042 | 0.90716 | 0.7714 | 0.83042 | 0.90716 | -6.3664 | -117.4904 | 114.9958 | -6.3664 | -117.4904 | 114.9958
Line15_16_17 | 0 | 0 | 0 | 0 | 0 | 0 | 0 | 0 | 0 | 0 | 0 | 0 | -3.4804e-10 | -2.0924e-10 | 3.5217e-11 | 3.4804e-10 | 2.0924e-10 | -3.5217e-11 | 2.8227e-10 | -1.1999e-10 | 2.6113e-10 | -2.8227e-10 | 1.1999e-10 | -2.6113e-10 | 0 | 0 | 0 | 0 | 0 | 0 |  | 0.7714 | 0.83042 | 0.90716 | 0.7714 | 0.83042 | 0.90716 | -6.3664 | -117.4904 | 114.9958 | -6.3664 | -117.4904 | 114.9958
Line16_4_18 | 0 | 0 | 0 | 0 | 0 | 0 | 0 | 0 | 0 | 0 | 0 | 0 | -3.4804e-10 | -2.0924e-10 | 3.5217e-11 | 3.4804e-10 | 2.0924e-10 | -3.5217e-11 | 2.8227e-10 | -1.1999e-10 | 2.6113e-10 | -2.8227e-10 | 1.1999e-10 | -2.6113e-10 | 0 | 0 | 0 | 0 | 0 | 0 |  | 0.7714 | 0.83042 | 0.90716 | 0.7714 | 0.83042 | 0.90716 | -6.3664 | -117.4904 | 114.9958 | -6.3664 | -117.4904 | 114.9958
Line17_5_19 | 0 | 0 | 0 | 0 | 0 | 0 | 0 | 0 | 0 | 0 | 0 | 0 | -3.4804e-10 | -2.0924e-10 | 3.5217e-11 | 3.4804e-10 | 2.0924e-10 | -3.5217e-11 | 2.8227e-10 | -1.1999e-10 | 2.6113e-10 | -2.8227e-10 | 1.1999e-10 | -2.6113e-10 | 0 | 0 | 0 | 0 | 0 | 0 |  | 0.7714 | 0.83042 | 0.90716 | 0.7714 | 0.83042 | 0.90716 | -6.3664 | -117.4904 | 114.9958 | -6.3664 | -117.4904 | 114.9958
Line1_1_3 | 0 | 0 | 0 | 0 | 0 | 0 | 0 | 0 | 0 | 0 | 0 | 0 | -2.7844e-09 | -1.6739e-09 | 2.8178e-10 | 2.7844e-09 | 1.6739e-09 | -2.8178e-10 | 2.2582e-09 | -9.5987e-10 | 2.089e-09 | -2.2582e-09 | 9.5987e-10 | -2.089e-09 | 0 | 0 | 0 | 0 | 0 | 0 |  | 0.7714 | 0.83042 | 0.90716 | 0.7714 | 0.83042 | 0.90716 | -6.3664 | -117.4904 | 114.9958 | -6.3664 | -117.4904 | 114.9958
Line2_1_4 | 0 | 0 | 0 | 0 | 0 | 0 | 0 | 0 | 0 | 0 | 0 | 0 | -6.9642e-10 | -4.1836e-10 | 7.0651e-11 | 6.9642e-10 | 4.1836e-10 | -7.0651e-11 | 5.6453e-10 | -2.3964e-10 | 5.2193e-10 | -5.6453e-10 | 2.3964e-10 | -5.2193e-10 | 0 | 0 | 0 | 0 | 0 | 0 |  | 0.7714 | 0.83042 | 0.90716 | 0.7714 | 0.83042 | 0.90716 | -6.3664 | -117.4904 | 114.9958 | -6.3664 | -117.4904 | 114.9958
Line3_1_5 | 0 | 0 | 0 | 0 | 0 | 0 | 0 | 0 | 0 | 0 | 0 | 0 | -6.9609e-10 | -4.1848e-10 | 7.0433e-11 | 6.9609e-10 | 4.1848e-10 | -7.0433e-11 | 5.6454e-10 | -2.3998e-10 | 5.2226e-10 | -5.6454e-10 | 2.3998e-10 | -5.2226e-10 | 0 | 0 | 0 | 0 | 0 | 0 |  | 0.7714 | 0.83042 | 0.90716 | 0.7714 | 0.83042 | 0.90716 | -6.3664 | -117.4904 | 114.9958 | -6.3664 | -117.4904 | 114.9958
Line4_2_6 | 1.5119 | 0.75596 | 0.75596 | 1.5119 | 0.75596 | 0.75596 | 0.34916 | 0.17458 | 0.17458 | 0.34916 | 0.17458 | 0.17458 | 0.14264 | -0.072345 | 0.14367 | -0.098751 | 0.083317 | -0.13269 | 0.14858 | 0.11991 | -0.045623 | -0.10287 | -0.10849 | 0.057053 | -52.5355 | 127.4645 | 127.4645 | 127.4645 | -52.5355 | -52.5355 |  | 0.58989 | 0.80219 | 0.86341 | 0.40839 | 0.78352 | 0.82734 | -6.3664 | -111.4328 | 109.8464 | -6.3664 | -105.011 | 104.1987
Line5_6_7 | 1.5119 | 0.75596 | 0.75596 | 1.5119 | 0.75596 | 0.75596 | 0.34916 | 0.17458 | 0.17458 | 0.34916 | 0.17458 | 0.17458 | 0.098751 | -0.083317 | 0.13269 | -0.054862 | 0.09429 | -0.12172 | 0.10287 | 0.10849 | -0.057053 | -0.057147 | -0.097056 | 0.068482 | -52.5355 | 127.4645 | 127.4645 | 127.4645 | -52.5355 | -52.5355 |  | 0.40839 | 0.78352 | 0.82734 | 0.22688 | 0.77509 | 0.79999 | -6.3664 | -105.011 | 104.1987 | -6.3664 | -98.3637 | 98.1016
Line6_7_8 | 2.2679 | 0 | 0 | 2.2679 | 0 | 0 | 0.52374 | 0 | 0 | 0.52374 | 0 | 0 | 0.082292 | 6.8238e-09 | -7.7701e-09 | -2.1655e-14 | -5.5407e-09 | 6.1085e-09 | 0.085721 | -3.4726e-09 | 1.441e-09 | 5.3884e-14 | 3.1012e-09 | -2.141e-09 | -52.5355 | 0 | 0 | 127.4645 | 0 | 0 |  | 0.22688 | 0.77509 | 0.79999 | 0 | 0.77483 | 0.78987 | -6.3664 | -98.3637 | 98.1016 | 0 | -95.0084 | 94.9128
Line7_8_9 | 0 | 0 | 0 | 0 | 0 | 0 | 0 | 0 | 0 | 0 | 0 | 0 | 5.7072e-22 | 2.8285e-09 | -3.0177e-09 | 2.767e-18 | 1.162e-10 | 7.3057e-11 | 1.4153e-22 | -1.0105e-09 | 5.1789e-10 | 5.2446e-18 | 1.0803e-09 | -1.1052e-09 | 0 | 0 | 0 | 0 | 0 | 0 |  | 0 | 0.77483 | 0.78987 | 0 | 0.77483 | 0.78987 | 0 | -95.0084 | 94.9128 | 0 | -95.0084 | 94.9128
Line8_8_10 | 0 | 0 | 0 | 0 | 0 | 0 | 0 | 0 | 0 | 0 | 0 | 0 | 5.7072e-22 | 2.8285e-09 | -3.0177e-09 | 2.767e-18 | 1.162e-10 | 7.3057e-11 | 1.4153e-22 | -1.0105e-09 | 5.1789e-10 | 5.2446e-18 | 1.0803e-09 | -1.1052e-09 | 0 | 0 | 0 | 0 | 0 | 0 |  | 0 | 0.77483 | 0.78987 | 0 | 0.77483 | 0.78987 | 0 | -95.0084 | 94.9128 | 0 | -95.0084 | 94.9128
Line9_3_11 | 0 | 0 | 0 | 0 | 0 | 0 | 0 | 0 | 0 | 0 | 0 | 0 | -2.4364e-09 | -1.4646e-09 | 2.4656e-10 | 2.4364e-09 | 1.4646e-09 | -2.4656e-10 | 1.9759e-09 | -8.3988e-10 | 1.8278e-09 | -1.9759e-09 | 8.3988e-10 | -1.8278e-09 | 0 | 0 | 0 | 0 | 0 | 0 |  | 0.7714 | 0.83042 | 0.90716 | 0.7714 | 0.83042 | 0.90716 | -6.3664 | -117.4904 | 114.9958 | -6.3664 | -117.4904 | 114.9958

## LG_min_fault_6
name | pf_ikss_a_from_ka | pf_ikss_b_from_ka | pf_ikss_c_from_ka | pf_ikss_a_to_ka | pf_ikss_b_to_ka | pf_ikss_c_to_ka | pf_skss_a_from_mw | pf_skss_b_from_mw | pf_skss_c_from_mw | pf_skss_a_to_mw | pf_skss_b_to_mw | pf_skss_c_to_mw | pf_p_a_from_mw | pf_p_b_from_mw | pf_p_c_from_mw | pf_p_a_to_mw | pf_p_b_to_mw | pf_p_c_to_mw | pf_q_a_from_mvar | pf_q_b_from_mvar | pf_q_c_from_mvar | pf_q_a_to_mvar | pf_q_b_to_mvar | pf_q_c_to_mvar | pf_ikss_a_from_degree | pf_ikss_b_from_degree | pf_ikss_c_from_degree | pf_ikss_a_to_degree | pf_ikss_b_to_degree | pf_ikss_c_to_degree | 3xI0 | pf_vm_a_from_pu | pf_vm_b_from_pu | pf_vm_c_from_pu | pf_vm_a_to_pu | pf_vm_b_to_pu | pf_vm_c_to_pu | pf_va_a_from_degree | pf_va_b_from_degree | pf_va_c_from_degree | pf_va_a_to_degree | pf_va_b_to_degree | pf_va_c_to_degree
Line0_1_2 | 0.020422 | 0.010211 | 0.010211 | 0.020422 | 0.010211 | 0.010211 | 0.0047163 | 0.0023581 | 0.0023581 | 0.0047163 | 0.0023581 | 0.0023581 | 0.003162 | -0.00058366 | 0.0021647 | -0.003154 | 0.00058566 | -0.0021627 | 0.0031634 | 0.0021604 | -0.0005787 | -0.0031551 | -0.0021583 | 0.00058078 | -45.0962 | 134.9038 | 134.9038 | 134.9038 | -45.0962 | -45.0962 |  | 0.94836 | 0.94899 | 0.95019 | 0.94591 | 0.94836 | 0.9496 | -0.083306 | -119.978 | 119.9365 | -0.086303 | -119.9146 | 119.8717
Line10_11_12 | 0 | 0 | 0 | 0 | 0 | 0 | 0 | 0 | 0 | 0 | 0 | 0 | -3.4104e-11 | -2.1004e-11 | 3.9537e-12 | 3.4104e-11 | 2.1004e-11 | -3.9537e-12 | 2.8819e-11 | -7.6051e-12 | 2.2015e-11 | -2.8819e-11 | 7.6051e-12 | -2.2015e-11 | 0 | 0 | 0 | 0 | 0 | 0 |  | 0.94836 | 0.94899 | 0.95019 | 0.94836 | 0.94899 | 0.95019 | -0.083306 | -119.978 | 119.9365 | -0.083306 | -119.978 | 119.9365
Line11_12_13 | 0 | 0 | 0 | 0 | 0 | 0 | 0 | 0 | 0 | 0 | 0 | 0 | -2.8421e-11 | -1.7503e-11 | 3.2948e-12 | 2.8421e-11 | 1.7503e-11 | -3.2948e-12 | 2.4016e-11 | -6.3374e-12 | 1.8345e-11 | -2.4016e-11 | 6.3374e-12 | -1.8345e-11 | 0 | 0 | 0 | 0 | 0 | 0 |  | 0.94836 | 0.94899 | 0.95019 | 0.94836 | 0.94899 | 0.95019 | -0.083306 | -119.978 | 119.9365 | -0.083306 | -119.978 | 119.9365
Line12_13_15 | 0 | 0 | 0 | 0 | 0 | 0 | 0 | 0 | 0 | 0 | 0 | 0 | -1.7052e-11 | -1.0502e-11 | 1.9765e-12 | 1.7052e-11 | 1.0502e-11 | -1.9765e-12 | 1.4409e-11 | -3.8031e-12 | 1.1008e-11 | -1.4409e-11 | 3.8031e-12 | -1.1008e-11 | 0 | 0 | 0 | 0 | 0 | 0 |  | 0.94836 | 0.94899 | 0.95019 | 0.94836 | 0.94899 | 0.95019 | -0.083306 | -119.978 | 119.9365 | -0.083306 | -119.978 | 119.9365
Line13_13_14 | 0 | 0 | 0 | 0 | 0 | 0 | 0 | 0 | 0 | 0 | 0 | 0 | -5.685e-12 | -3.5002e-12 | 6.5942e-13 | 5.685e-12 | 3.5002e-12 | -6.5942e-13 | 4.8031e-12 | -1.2667e-12 | 3.6683e-12 | -4.8031e-12 | 1.2667e-12 | -3.6683e-12 | 0 | 0 | 0 | 0 | 0 | 0 |  | 0.94836 | 0.94899 | 0.95019 | 0.94836 | 0.94899 | 0.95019 | -0.083306 | -119.978 | 119.9365 | -0.083306 | -119.978 | 119.9365
Line14_15_16 | 0 | 0 | 0 | 0 | 0 | 0 | 0 | 0 | 0 | 0 | 0 | 0 | -1.1368e-11 | -7.0016e-12 | 1.3177e-12 | 1.1368e-11 | 7.0016e-12 | -1.3177e-12 | 9.6063e-12 | -2.5354e-12 | 7.3385e-12 | -9.6063e-12 | 2.5354e-12 | -7.3385e-12 | 0 | 0 | 0 | 0 | 0 | 0 |  | 0.94836 | 0.94899 | 0.95019 | 0.94836 | 0.94899 | 0.95019 | -0.083306 | -119.978 | 119.9365 | -0.083306 | -119.978 | 119.9365
Line15_16_17 | 0 | 0 | 0 | 0 | 0 | 0 | 0 | 0 | 0 | 0 | 0 | 0 | -5.6839e-12 | -3.5008e-12 | 6.5885e-13 | 5.6839e-12 | 3.5008e-12 | -6.5885e-13 | 4.8031e-12 | -1.2677e-12 | 3.6693e-12 | -4.8031e-12 | 1.2677e-12 | -3.6693e-12 | 0 | 0 | 0 | 0 | 0 | 0 |  | 0.94836 | 0.94899 | 0.95019 | 0.94836 | 0.94899 | 0.95019 | -0.083306 | -119.978 | 119.9365 | -0.083306 | -119.978 | 119.9365
Line16_4_18 | 0 | 0 | 0 | 0 | 0 | 0 | 0 | 0 | 0 | 0 | 0 | 0 | -5.6839e-12 | -3.5008e-12 | 6.5885e-13 | 5.6839e-12 | 3.5008e-12 | -6.5885e-13 | 4.8031e-12 | -1.2677e-12 | 3.6693e-12 | -4.8031e-12 | 1.2677e-12 | -3.6693e-12 | 0 | 0 | 0 | 0 | 0 | 0 |  | 0.94836 | 0.94899 | 0.95019 | 0.94836 | 0.94899 | 0.95019 | -0.083306 | -119.978 | 119.9365 | -0.083306 | -119.978 | 119.9365
Line17_5_19 | 0 | 0 | 0 | 0 | 0 | 0 | 0 | 0 | 0 | 0 | 0 | 0 | -5.6839e-12 | -3.5008e-12 | 6.5885e-13 | 5.6839e-12 | 3.5008e-12 | -6.5885e-13 | 4.8031e-12 | -1.2677e-12 | 3.6693e-12 | -4.8031e-12 | 1.2677e-12 | -3.6693e-12 | 0 | 0 | 0 | 0 | 0 | 0 |  | 0.94836 | 0.94899 | 0.95019 | 0.94836 | 0.94899 | 0.95019 | -0.083306 | -119.978 | 119.9365 | -0.083306 | -119.978 | 119.9365
Line1_1_3 | 0 | 0 | 0 | 0 | 0 | 0 | 0 | 0 | 0 | 0 | 0 | 0 | -4.5472e-11 | -2.8006e-11 | 5.2713e-12 | 4.5472e-11 | 2.8006e-11 | -5.2713e-12 | 3.8425e-11 | -1.014e-11 | 2.9353e-11 | -3.8425e-11 | 1.014e-11 | -2.9353e-11 | 0 | 0 | 0 | 0 | 0 | 0 |  | 0.94836 | 0.94899 | 0.95019 | 0.94836 | 0.94899 | 0.95019 | -0.083306 | -119.978 | 119.9365 | -0.083306 | -119.978 | 119.9365
Line2_1_4 | 0 | 0 | 0 | 0 | 0 | 0 | 0 | 0 | 0 | 0 | 0 | 0 | -1.1373e-11 | -6.9989e-12 | 1.3206e-12 | 1.1373e-11 | 6.9989e-12 | -1.3206e-12 | 9.6062e-12 | -2.5305e-12 | 7.3337e-12 | -9.6062e-12 | 2.5305e-12 | -7.3337e-12 | 0 | 0 | 0 | 0 | 0 | 0 |  | 0.94836 | 0.94899 | 0.95019 | 0.94836 | 0.94899 | 0.95019 | -0.083306 | -119.978 | 119.9365 | -0.083306 | -119.978 | 119.9365
Line3_1_5 | 0 | 0 | 0 | 0 | 0 | 0 | 0 | 0 | 0 | 0 | 0 | 0 | -1.1368e-11 | -7.0016e-12 | 1.3177e-12 | 1.1368e-11 | 7.0016e-12 | -1.3177e-12 | 9.6063e-12 | -2.5354e-12 | 7.3385e-12 | -9.6063e-12 | 2.5354e-12 | -7.3385e-12 | 0 | 0 | 0 | 0 | 0 | 0 |  | 0.94836 | 0.94899 | 0.95019 | 0.94836 | 0.94899 | 0.95019 | -0.083306 | -119.978 | 119.9365 | -0.083306 | -119.978 | 119.9365
Line4_2_6 | 0.020422 | 0.010211 | 0.010211 | 0.020422 | 0.010211 | 0.010211 | 0.0047163 | 0.0023581 | 0.0023581 | 0.0047163 | 0.0023581 | 0.0023581 | 0.003154 | -0.00058566 | 0.0021627 | -0.003146 | 0.00058766 | -0.0021607 | 0.0031551 | 0.0021583 | -0.00058078 | -0.0031467 | -0.0021562 | 0.00058287 | -45.0962 | 134.9038 | 134.9038 | 134.9038 | -45.0962 | -45.0962 |  | 0.94591 | 0.94836 | 0.9496 | 0.94346 | 0.94773 | 0.94901 | -0.086303 | -119.9146 | 119.8717 | -0.089315 | -119.851 | 119.8069
Line5_6_7 | 0.020422 | 0.010211 | 0.010211 | 0.020422 | 0.010211 | 0.010211 | 0.0047163 | 0.0023581 | 0.0023581 | 0.0047163 | 0.0023581 | 0.0023581 | 0.003146 | -0.00058766 | 0.0021607 | -0.003138 | 0.00058966 | -0.0021587 | 0.0031467 | 0.0021562 | -0.00058287 | -0.0031384 | -0.0021542 | 0.00058495 | -45.0962 | 134.9038 | 134.9038 | 134.9038 | -45.0962 | -45.0962 |  | 0.94346 | 0.94773 | 0.94901 | 0.94101 | 0.9471 | 0.94842 | -0.089315 | -119.851 | 119.8069 | -0.092343 | -119.7874 | 119.7419
Line6_7_8 | 0.030633 | 0 | 0 | 0.030633 | 0 | 0 | 0.0070744 | 0 | 0 | 0.0070744 | 0 | 0 | 0.004707 | 7.0969e-11 | -1.2629e-10 | -0.004692 | -5.0131e-11 | 1.0489e-10 | 0.0047076 | -1.0456e-10 | -8.1548e-12 | -0.004692 | 9.2033e-11 | -3.5853e-12 | -45.0962 | 0 | 0 | 134.9038 | 0 | 0 |  | 0.94101 | 0.9471 | 0.94842 | 0.93795 | 0.94679 | 0.94812 | -0.092343 | -119.7874 | 119.7419 | -0.096151 | -119.7556 | 119.7094
Line7_8_9 | 0 | 0 | 0 | 0 | 0 | 0 | 0 | 0 | 0 | 0 | 0 | 0 | -4.0465e-11 | 3.0626e-11 | -4.9205e-11 | 4.1447e-11 | 1.1121e-11 | 6.4763e-12 | 5.3634e-11 | -3.8982e-11 | -6.5822e-12 | -5.4828e-12 | 1.4068e-11 | -1.675e-11 | 0 | 0 | 0 | 0 | 0 | 0 |  | 0.93795 | 0.94679 | 0.94812 | 0.93795 | 0.94679 | 0.94812 | -0.096151 | -119.7556 | 119.7094 | -0.096151 | -119.7556 | 119.7094
Line8_8_10 | 0 | 0 | 0 | 0 | 0 | 0 | 0 | 0 | 0 | 0 | 0 | 0 | -4.0465e-11 | 3.0626e-11 | -4.9205e-11 | 4.1447e-11 | 1.1121e-11 | 6.4763e-12 | 5.3634e-11 | -3.8982e-11 | -6.5822e-12 | -5.4828e-12 | 1.4068e-11 | -1.675e-11 | 0 | 0 | 0 | 0 | 0 | 0 |  | 0.93795 | 0.94679 | 0.94812 | 0.93795 | 0.94679 | 0.94812 | -0.096151 | -119.7556 | 119.7094 | -0.096151 | -119.7556 | 119.7094
Line9_3_11 | 0 | 0 | 0 | 0 | 0 | 0 | 0 | 0 | 0 | 0 | 0 | 0 | -3.9788e-11 | -2.4505e-11 | 4.6125e-12 | 3.9788e-11 | 2.4505e-11 | -4.6125e-12 | 3.3622e-11 | -8.8728e-12 | 2.5684e-11 | -3.3622e-11 | 8.8728e-12 | -2.5684e-11 | 0 | 0 | 0 | 0 | 0 | 0 |  | 0.94836 | 0.94899 | 0.95019 | 0.94836 | 0.94899 | 0.95019 | -0.083306 | -119.978 | 119.9365 | -0.083306 | -119.978 | 119.9365

## LG_min_fault_10
name | pf_ikss_a_from_ka | pf_ikss_b_from_ka | pf_ikss_c_from_ka | pf_ikss_a_to_ka | pf_ikss_b_to_ka | pf_ikss_c_to_ka | pf_skss_a_from_mw | pf_skss_b_from_mw | pf_skss_c_from_mw | pf_skss_a_to_mw | pf_skss_b_to_mw | pf_skss_c_to_mw | pf_p_a_from_mw | pf_p_b_from_mw | pf_p_c_from_mw | pf_p_a_to_mw | pf_p_b_to_mw | pf_p_c_to_mw | pf_q_a_from_mvar | pf_q_b_from_mvar | pf_q_c_from_mvar | pf_q_a_to_mvar | pf_q_b_to_mvar | pf_q_c_to_mvar | pf_ikss_a_from_degree | pf_ikss_b_from_degree | pf_ikss_c_from_degree | pf_ikss_a_to_degree | pf_ikss_b_to_degree | pf_ikss_c_to_degree | 3xI0 | pf_vm_a_from_pu | pf_vm_b_from_pu | pf_vm_c_from_pu | pf_vm_a_to_pu | pf_vm_b_to_pu | pf_vm_c_to_pu | pf_va_a_from_degree | pf_va_b_from_degree | pf_va_c_from_degree | pf_va_a_to_degree | pf_va_b_to_degree | pf_va_c_to_degree
Line0_1_2 | 0.019347 | 0.0096736 | 0.0096736 | 0.019347 | 0.0096736 | 0.0096736 | 0.0044681 | 0.002234 | 0.002234 | 0.0044681 | 0.002234 | 0.002234 | 0.0028379 | -0.00052384 | 0.0019428 | -0.0028307 | 0.00052563 | -0.001941 | 0.0028392 | 0.001939 | -0.00051939 | -0.0028317 | -0.0019371 | 0.00052126 | -45.0962 | 134.9038 | 134.9038 | 134.9038 | -45.0962 | -45.0962 |  | 0.89845 | 0.89905 | 0.90018 | 0.89613 | 0.89845 | 0.89962 | -0.083306 | -119.978 | 119.9365 | -0.086303 | -119.9146 | 119.8717
Line10_11_12 | 0 | 0 | 0 | 0 | 0 | 0 | 0 | 0 | 0 | 0 | 0 | 0 | -3.0609e-11 | -1.8851e-11 | 3.5484e-12 | 3.0609e-11 | 1.8851e-11 | -3.5484e-12 | 2.5865e-11 | -6.8257e-12 | 1.9758e-11 | -2.5865e-11 | 6.8257e-12 | -1.9758e-11 | 0 | 0 | 0 | 0 | 0 | 0 |  | 0.89845 | 0.89905 | 0.90018 | 0.89845 | 0.89905 | 0.90018 | -0.083306 | -119.978 | 119.9365 | -0.083306 | -119.978 | 119.9365
Line11_12_13 | 0 | 0 | 0 | 0 | 0 | 0 | 0 | 0 | 0 | 0 | 0 | 0 | -2.5508e-11 | -1.5709e-11 | 2.9571e-12 | 2.5508e-11 | 1.5709e-11 | -2.9571e-12 | 2.1554e-11 | -5.6879e-12 | 1.6465e-11 | -2.1554e-11 | 5.6879e-12 | -1.6465e-11 | 0 | 0 | 0 | 0 | 0 | 0 |  | 0.89845 | 0.89905 | 0.90018 | 0.89845 | 0.89905 | 0.90018 | -0.083306 | -119.978 | 119.9365 | -0.083306 | -119.978 | 119.9365
Line12_13_15 | 0 | 0 | 0 | 0 | 0 | 0 | 0 | 0 | 0 | 0 | 0 | 0 | -1.5304e-11 | -9.426e-12 | 1.774e-12 | 1.5304e-11 | 9.426e-12 | -1.774e-12 | 1.2933e-11 | -3.4133e-12 | 9.8795e-12 | -1.2933e-11 | 3.4133e-12 | -9.8795e-12 | 0 | 0 | 0 | 0 | 0 | 0 |  | 0.89845 | 0.89905 | 0.90018 | 0.89845 | 0.89905 | 0.90018 | -0.083306 | -119.978 | 119.9365 | -0.083306 | -119.978 | 119.9365
Line13_13_14 | 0 | 0 | 0 | 0 | 0 | 0 | 0 | 0 | 0 | 0 | 0 | 0 | -5.1023e-12 | -3.1415e-12 | 5.9183e-13 | 5.1023e-12 | 3.1415e-12 | -5.9183e-13 | 4.3108e-12 | -1.1369e-12 | 3.2923e-12 | -4.3108e-12 | 1.1369e-12 | -3.2923e-12 | 0 | 0 | 0 | 0 | 0 | 0 |  | 0.89845 | 0.89905 | 0.90018 | 0.89845 | 0.89905 | 0.90018 | -0.083306 | -119.978 | 119.9365 | -0.083306 | -119.978 | 119.9365
Line14_15_16 | 0 | 0 | 0 | 0 | 0 | 0 | 0 | 0 | 0 | 0 | 0 | 0 | -1.0203e-11 | -6.284e-12 | 1.1826e-12 | 1.0203e-11 | 6.284e-12 | -1.1826e-12 | 8.6217e-12 | -2.2755e-12 | 6.5864e-12 | -8.6217e-12 | 2.2755e-12 | -6.5864e-12 | 0 | 0 | 0 | 0 | 0 | 0 |  | 0.89845 | 0.89905 | 0.90018 | 0.89845 | 0.89905 | 0.90018 | -0.083306 | -119.978 | 119.9365 | -0.083306 | -119.978 | 119.9365
Line15_16_17 | 0 | 0 | 0 | 0 | 0 | 0 | 0 | 0 | 0 | 0 | 0 | 0 | -5.1013e-12 | -3.142e-12 | 5.9132e-13 | 5.1013e-12 | 3.142e-12 | -5.9132e-13 | 4.3108e-12 | -1.1378e-12 | 3.2932e-12 | -4.3108e-12 | 1.1378e-12 | -3.2932e-12 | 0 | 0 | 0 | 0 | 0 | 0 |  | 0.89845 | 0.89905 | 0.90018 | 0.89845 | 0.89905 | 0.90018 | -0.083306 | -119.978 | 119.9365 | -0.083306 | -119.978 | 119.9365
Line16_4_18 | 0 | 0 | 0 | 0 | 0 | 0 | 0 | 0 | 0 | 0 | 0 | 0 | -5.1013e-12 | -3.142e-12 | 5.9132e-13 | 5.1013e-12 | 3.142e-12 | -5.9132e-13 | 4.3108e-12 | -1.1378e-12 | 3.2932e-12 | -4.3108e-12 | 1.1378e-12 | -3.2932e-12 | 0 | 0 | 0 | 0 | 0 | 0 |  | 0.89845 | 0.89905 | 0.90018 | 0.89845 | 0.89905 | 0.90018 | -0.083306 | -119.978 | 119.9365 | -0.083306 | -119.978 | 119.9365
Line17_5_19 | 0 | 0 | 0 | 0 | 0 | 0 | 0 | 0 | 0 | 0 | 0 | 0 | -5.1013e-12 | -3.142e-12 | 5.9132e-13 | 5.1013e-12 | 3.142e-12 | -5.9132e-13 | 4.3108e-12 | -1.1378e-12 | 3.2932e-12 | -4.3108e-12 | 1.1378e-12 | -3.2932e-12 | 0 | 0 | 0 | 0 | 0 | 0 |  | 0.89845 | 0.89905 | 0.90018 | 0.89845 | 0.89905 | 0.90018 | -0.083306 | -119.978 | 119.9365 | -0.083306 | -119.978 | 119.9365
Line1_1_3 | 0 | 0 | 0 | 0 | 0 | 0 | 0 | 0 | 0 | 0 | 0 | 0 | -4.0812e-11 | -2.5135e-11 | 4.7311e-12 | 4.0812e-11 | 2.5135e-11 | -4.7311e-12 | 3.4487e-11 | -9.1012e-12 | 2.6345e-11 | -3.4487e-11 | 9.1012e-12 | -2.6345e-11 | 0 | 0 | 0 | 0 | 0 | 0 |  | 0.89845 | 0.89905 | 0.90018 | 0.89845 | 0.89905 | 0.90018 | -0.083306 | -119.978 | 119.9365 | -0.083306 | -119.978 | 119.9365
Line2_1_4 | 0 | 0 | 0 | 0 | 0 | 0 | 0 | 0 | 0 | 0 | 0 | 0 | -1.0208e-11 | -6.2815e-12 | 1.1852e-12 | 1.0208e-11 | 6.2815e-12 | -1.1852e-12 | 8.6216e-12 | -2.2711e-12 | 6.5821e-12 | -8.6216e-12 | 2.2711e-12 | -6.5821e-12 | 0 | 0 | 0 | 0 | 0 | 0 |  | 0.89845 | 0.89905 | 0.90018 | 0.89845 | 0.89905 | 0.90018 | -0.083306 | -119.978 | 119.9365 | -0.083306 | -119.978 | 119.9365
Line3_1_5 | 0 | 0 | 0 | 0 | 0 | 0 | 0 | 0 | 0 | 0 | 0 | 0 | -1.0203e-11 | -6.284e-12 | 1.1826e-12 | 1.0203e-11 | 6.284e-12 | -1.1826e-12 | 8.6217e-12 | -2.2755e-12 | 6.5864e-12 | -8.6217e-12 | 2.2755e-12 | -6.5864e-12 | 0 | 0 | 0 | 0 | 0 | 0 |  | 0.89845 | 0.89905 | 0.90018 | 0.89845 | 0.89905 | 0.90018 | -0.083306 | -119.978 | 119.9365 | -0.083306 | -119.978 | 119.9365
Line4_2_6 | 0.019347 | 0.0096736 | 0.0096736 | 0.019347 | 0.0096736 | 0.0096736 | 0.0044681 | 0.002234 | 0.002234 | 0.0044681 | 0.002234 | 0.002234 | 0.0028307 | -0.00052563 | 0.001941 | -0.0028236 | 0.00052743 | -0.0019392 | 0.0028317 | 0.0019371 | -0.00052126 | -0.0028242 | -0.0019352 | 0.00052313 | -45.0962 | 134.9038 | 134.9038 | 134.9038 | -45.0962 | -45.0962 |  | 0.89613 | 0.89845 | 0.89962 | 0.89381 | 0.89785 | 0.89906 | -0.086303 | -119.9146 | 119.8717 | -0.089315 | -119.851 | 119.8069
Line5_6_7 | 0.019347 | 0.0096736 | 0.0096736 | 0.019347 | 0.0096736 | 0.0096736 | 0.0044681 | 0.002234 | 0.002234 | 0.0044681 | 0.002234 | 0.002234 | 0.0028236 | -0.00052743 | 0.0019392 | -0.0028164 | 0.00052923 | -0.0019374 | 0.0028242 | 0.0019352 | -0.00052313 | -0.0028167 | -0.0019334 | 0.000525 | -45.0962 | 134.9038 | 134.9038 | 134.9038 | -45.0962 | -45.0962 |  | 0.89381 | 0.89785 | 0.89906 | 0.89148 | 0.89725 | 0.8985 | -0.089315 | -119.851 | 119.8069 | -0.092343 | -119.7874 | 119.7419
Line6_7_8 | 0.029021 | 0 | 0 | 0.029021 | 0 | 0 | 0.0067021 | 0 | 0 | 0.0067021 | 0 | 0 | 0.0042246 | 6.3695e-11 | -1.1334e-10 | -0.0042111 | -4.4993e-11 | 9.4137e-11 | 0.0042251 | -9.3847e-11 | -7.319e-12 | -0.0042111 | 8.26e-11 | -3.2178e-12 | -45.0962 | 0 | 0 | 134.9038 | 0 | 0 |  | 0.89148 | 0.89725 | 0.8985 | 0.88858 | 0.89696 | 0.89822 | -0.092343 | -119.7874 | 119.7419 | -0.096151 | -119.7556 | 119.7094
Line7_8_9 | 0 | 0 | 0 | 0 | 0 | 0 | 0 | 0 | 0 | 0 | 0 | 0 | -3.6317e-11 | 2.7487e-11 | -4.4162e-11 | 3.7199e-11 | 9.9809e-12 | 5.8126e-12 | 4.8137e-11 | -3.4987e-11 | -5.9076e-12 | -4.9208e-12 | 1.2626e-11 | -1.5033e-11 | 0 | 0 | 0 | 0 | 0 | 0 |  | 0.88858 | 0.89696 | 0.89822 | 0.88858 | 0.89696 | 0.89822 | -0.096151 | -119.7556 | 119.7094 | -0.096151 | -119.7556 | 119.7094
Line8_8_10 | 0 | 0 | 0 | 0 | 0 | 0 | 0 | 0 | 0 | 0 | 0 | 0 | -3.6317e-11 | 2.7487e-11 | -4.4162e-11 | 3.7199e-11 | 9.9809e-12 | 5.8126e-12 | 4.8137e-11 | -3.4987e-11 | -5.9076e-12 | -4.9208e-12 | 1.2626e-11 | -1.5033e-11 | 0 | 0 | 0 | 0 | 0 | 0 |  | 0.88858 | 0.89696 | 0.89822 | 0.88858 | 0.89696 | 0.89822 | -0.096151 | -119.7556 | 119.7094 | -0.096151 | -119.7556 | 119.7094
Line9_3_11 | 0 | 0 | 0 | 0 | 0 | 0 | 0 | 0 | 0 | 0 | 0 | 0 | -3.571e-11 | -2.1993e-11 | 4.1397e-12 | 3.571e-11 | 2.1993e-11 | -4.1397e-12 | 3.0176e-11 | -7.9634e-12 | 2.3051e-11 | -3.0176e-11 | 7.9634e-12 | -2.3051e-11 | 0 | 0 | 0 | 0 | 0 | 0 |  | 0.89845 | 0.89905 | 0.90018 | 0.89845 | 0.89905 | 0.90018 | -0.083306 | -119.978 | 119.9365 | -0.083306 | -119.978 | 119.9365

## LLG_max_6
name | pf_ikss_a_from_ka | pf_ikss_b_from_ka | pf_ikss_c_from_ka | pf_ikss_a_to_ka | pf_ikss_b_to_ka | pf_ikss_c_to_ka | pf_skss_a_from_mw | pf_skss_b_from_mw | pf_skss_c_from_mw | pf_skss_a_to_mw | pf_skss_b_to_mw | pf_skss_c_to_mw | pf_p_a_from_mw | pf_p_b_from_mw | pf_p_c_from_mw | pf_p_a_to_mw | pf_p_b_to_mw | pf_p_c_to_mw | pf_q_a_from_mvar | pf_q_b_from_mvar | pf_q_c_from_mvar | pf_q_a_to_mvar | pf_q_b_to_mvar | pf_q_c_to_mvar | pf_ikss_a_from_degree | pf_ikss_b_from_degree | pf_ikss_c_from_degree | pf_ikss_a_to_degree | pf_ikss_b_to_degree | pf_ikss_c_to_degree | 3xI0 | pf_vm_a_from_pu | pf_vm_b_from_pu | pf_vm_c_from_pu | pf_vm_a_to_pu | pf_vm_b_to_pu | pf_vm_c_to_pu | pf_va_a_from_degree | pf_va_b_from_degree | pf_va_c_from_degree | pf_va_a_to_degree | pf_va_b_to_degree | pf_va_c_to_degree
Line0_1_2 | 1.8136 | 2.1024 | 2.0812 | 1.8136 | 2.1024 | 2.0812 | 0.41882 | 0.48552 | 0.48063 | 0.41882 | 0.48552 | 0.48063 | 0.16445 | 0.21943 | 0.14707 | -0.13156 | -0.17523 | -0.10376 | 0.3289 | 0.3534 | 0.3796 | -0.26312 | -0.265 | -0.29297 | -67.1397 | 176.5686 | 47.945 | 112.8603 | -3.4314 | -132.055 |  | 0.87799 | 0.85676 | 0.847 | 0.70239 | 0.65433 | 0.64666 | -3.7048 | -125.268 | 116.7669 | -3.7048 | -126.9059 | 118.4433
Line10_11_12 | 0 | 0 | 0 | 0 | 0 | 0 | 0 | 0 | 0 | 0 | 0 | 0 | -3.28e-09 | -3.5587e-09 | -3.7517e-09 | 3.28e-09 | 3.5587e-09 | 3.7517e-09 | 1.3106e-09 | 1.8169e-09 | 1.1036e-09 | -1.3106e-09 | -1.8169e-09 | -1.1036e-09 | 0 | 0 | 0 | 0 | 0 | 0 |  | 0.87799 | 0.85676 | 0.847 | 0.87799 | 0.85676 | 0.847 | -3.7048 | -125.268 | 116.7669 | -3.7048 | -125.268 | 116.7669
Line11_12_13 | 0 | 0 | 0 | 0 | 0 | 0 | 0 | 0 | 0 | 0 | 0 | 0 | -2.7333e-09 | -2.9656e-09 | -3.1265e-09 | 2.7333e-09 | 2.9656e-09 | 3.1265e-09 | 1.0922e-09 | 1.514e-09 | 9.1966e-10 | -1.0922e-09 | -1.514e-09 | -9.1966e-10 | 0 | 0 | 0 | 0 | 0 | 0 |  | 0.87799 | 0.85676 | 0.847 | 0.87799 | 0.85676 | 0.847 | -3.7048 | -125.268 | 116.7669 | -3.7048 | -125.268 | 116.7669
Line12_13_15 | 0 | 0 | 0 | 0 | 0 | 0 | 0 | 0 | 0 | 0 | 0 | 0 | -1.6401e-09 | -1.7794e-09 | -1.8758e-09 | 1.6401e-09 | 1.7794e-09 | 1.8758e-09 | 6.5525e-10 | 9.0856e-10 | 5.5174e-10 | -6.5525e-10 | -9.0856e-10 | -5.5174e-10 | 0 | 0 | 0 | 0 | 0 | 0 |  | 0.87799 | 0.85676 | 0.847 | 0.87799 | 0.85676 | 0.847 | -3.7048 | -125.268 | 116.7669 | -3.7048 | -125.268 | 116.7669
Line13_13_14 | 0 | 0 | 0 | 0 | 0 | 0 | 0 | 0 | 0 | 0 | 0 | 0 | -5.4651e-10 | -5.931e-10 | -6.2546e-10 | 5.4651e-10 | 5.931e-10 | 6.2546e-10 | 2.1855e-10 | 3.0263e-10 | 1.84e-10 | -2.1855e-10 | -3.0263e-10 | -1.84e-10 | 0 | 0 | 0 | 0 | 0 | 0 |  | 0.87799 | 0.85676 | 0.847 | 0.87799 | 0.85676 | 0.847 | -3.7048 | -125.268 | 116.7669 | -3.7048 | -125.268 | 116.7669
Line14_15_16 | 0 | 0 | 0 | 0 | 0 | 0 | 0 | 0 | 0 | 0 | 0 | 0 | -1.0934e-09 | -1.1862e-09 | -1.2505e-09 | 1.0934e-09 | 1.1862e-09 | 1.2505e-09 | 4.3684e-10 | 6.0571e-10 | 3.6783e-10 | -4.3683e-10 | -6.0571e-10 | -3.6783e-10 | 0 | 0 | 0 | 0 | 0 | 0 |  | 0.87799 | 0.85676 | 0.847 | 0.87799 | 0.85676 | 0.847 | -3.7048 | -125.268 | 116.7669 | -3.7048 | -125.268 | 116.7669
Line15_16_17 | 0 | 0 | 0 | 0 | 0 | 0 | 0 | 0 | 0 | 0 | 0 | 0 | -5.467e-10 | -5.9312e-10 | -6.2526e-10 | 5.467e-10 | 5.9312e-10 | 6.2526e-10 | 2.1842e-10 | 3.0285e-10 | 1.8391e-10 | -2.1842e-10 | -3.0285e-10 | -1.8391e-10 | 0 | 0 | 0 | 0 | 0 | 0 |  | 0.87799 | 0.85676 | 0.847 | 0.87799 | 0.85676 | 0.847 | -3.7048 | -125.268 | 116.7669 | -3.7048 | -125.268 | 116.7669
Line16_4_18 | 0 | 0 | 0 | 0 | 0 | 0 | 0 | 0 | 0 | 0 | 0 | 0 | -5.467e-10 | -5.9312e-10 | -6.2526e-10 | 5.467e-10 | 5.9312e-10 | 6.2526e-10 | 2.1842e-10 | 3.0285e-10 | 1.8392e-10 | -2.1842e-10 | -3.0285e-10 | -1.8391e-10 | 0 | 0 | 0 | 0 | 0 | 0 |  | 0.87799 | 0.85676 | 0.847 | 0.87799 | 0.85676 | 0.847 | -3.7048 | -125.268 | 116.7669 | -3.7048 | -125.268 | 116.7669
Line17_5_19 | 0 | 0 | 0 | 0 | 0 | 0 | 0 | 0 | 0 | 0 | 0 | 0 | -5.467e-10 | -5.9312e-10 | -6.2526e-10 | 5.467e-10 | 5.9312e-10 | 6.2526e-10 | 2.1842e-10 | 3.0285e-10 | 1.8391e-10 | -2.1842e-10 | -3.0285e-10 | -1.8391e-10 | 0 | 0 | 0 | 0 | 0 | 0 |  | 0.87799 | 0.85676 | 0.847 | 0.87799 | 0.85676 | 0.847 | -3.7048 | -125.268 | 116.7669 | -3.7048 | -125.268 | 116.7669
Line1_1_3 | 0 | 0 | 0 | 0 | 0 | 0 | 0 | 0 | 0 | 0 | 0 | 0 | -4.3734e-09 | -4.7449e-09 | -5.0023e-09 | 4.3734e-09 | 4.7449e-09 | 5.0023e-09 | 1.7475e-09 | 2.4226e-09 | 1.4714e-09 | -1.7475e-09 | -2.4226e-09 | -1.4714e-09 | 0 | 0 | 0 | 0 | 0 | 0 |  | 0.87799 | 0.85676 | 0.847 | 0.87799 | 0.85676 | 0.847 | -3.7048 | -125.268 | 116.7669 | -3.7048 | -125.268 | 116.7669
Line2_1_4 | 0 | 0 | 0 | 0 | 0 | 0 | 0 | 0 | 0 | 0 | 0 | 0 | -1.0925e-09 | -1.1861e-09 | -1.2515e-09 | 1.0925e-09 | 1.1861e-09 | 1.2515e-09 | 4.3752e-10 | 6.0459e-10 | 3.6827e-10 | -4.3752e-10 | -6.0459e-10 | -3.6827e-10 | 0 | 0 | 0 | 0 | 0 | 0 |  | 0.87799 | 0.85676 | 0.847 | 0.87799 | 0.85676 | 0.847 | -3.7048 | -125.268 | 116.7669 | -3.7048 | -125.268 | 116.7669
Line3_1_5 | 0 | 0 | 0 | 0 | 0 | 0 | 0 | 0 | 0 | 0 | 0 | 0 | -1.0934e-09 | -1.1862e-09 | -1.2505e-09 | 1.0934e-09 | 1.1862e-09 | 1.2505e-09 | 4.3683e-10 | 6.0571e-10 | 3.6783e-10 | -4.3683e-10 | -6.0571e-10 | -3.6783e-10 | 0 | 0 | 0 | 0 | 0 | 0 |  | 0.87799 | 0.85676 | 0.847 | 0.87799 | 0.85676 | 0.847 | -3.7048 | -125.268 | 116.7669 | -3.7048 | -125.268 | 116.7669
Line4_2_6 | 1.8136 | 2.1024 | 2.0812 | 1.8136 | 2.1024 | 2.0812 | 0.41882 | 0.48552 | 0.48063 | 0.41882 | 0.48552 | 0.48063 | 0.13156 | 0.17523 | 0.10376 | -0.09867 | -0.13103 | -0.060443 | 0.26312 | 0.265 | 0.29297 | -0.19734 | -0.1766 | -0.20635 | -67.1397 | 176.5686 | 47.945 | 112.8603 | -3.4314 | -132.055 |  | 0.70239 | 0.65433 | 0.64666 | 0.52679 | 0.45291 | 0.44737 | -3.7048 | -126.9059 | 118.4433 | -3.7048 | -130.0054 | 121.6184
Line5_6_7 | 1.8136 | 2.1024 | 2.0812 | 1.8136 | 2.1024 | 2.0812 | 0.41882 | 0.48552 | 0.48063 | 0.41882 | 0.48552 | 0.48063 | 0.09867 | 0.13103 | 0.060443 | -0.06578 | -0.086828 | -0.01713 | 0.19734 | 0.1766 | 0.20635 | -0.13156 | -0.088196 | -0.11972 | -67.1397 | 176.5686 | 47.945 | 112.8603 | -3.4314 | -132.055 |  | 0.52679 | 0.45291 | 0.44737 | 0.35119 | 0.25491 | 0.25163 | -3.7048 | -130.0054 | 121.6184 | -3.7048 | -137.9834 | 129.802
Line6_7_8 | 0 | 3.3297 | 3.2895 | 0 | 3.3297 | 3.2895 | 0 | 0.76895 | 0.75967 | 0 | 0.76895 | 0.75967 | -3.0303e-09 | 0.051794 | 0.11794 | 2.2727e-09 | 2.1318e-14 | 1.6698e-14 | -6.1958e-09 | 0.18905 | 0.15043 | 3.6782e-09 | 3.5874e-14 | 2.4713e-14 | 0 | 147.3382 | 77.9002 | 0 | -32.6618 | -102.0998 |  | 0.35119 | 0.25491 | 0.25163 | 0.2634 | 0 | 0 | -3.7048 | -137.9834 | 129.802 | -3.7048 | 0 | 0
Line7_8_9 | 0 | 0 | 0 | 0 | 0 | 0 | 0 | 0 | 0 | 0 | 0 | 0 | -7.5757e-10 | 3.7599e-22 | -4.8119e-23 | 7.5757e-10 | 2.5332e-18 | 3.3042e-19 | -1.8719e-09 | -4.5952e-22 | -1.7691e-22 | -6.5525e-11 | 8.5279e-18 | 3.8608e-18 | 0 | 0 | 0 | 0 | 0 | 0 |  | 0.2634 | 0 | 0 | 0.2634 | 0 | 0 | -3.7048 | 0 | 0 | -3.7048 | 0 | 0
Line8_8_10 | 0 | 0 | 0 | 0 | 0 | 0 | 0 | 0 | 0 | 0 | 0 | 0 | -7.5757e-10 | 3.7599e-22 | -4.8119e-23 | 7.5757e-10 | 2.5332e-18 | 3.3042e-19 | -1.8719e-09 | -4.5952e-22 | -1.7691e-22 | -6.5525e-11 | 8.5279e-18 | 3.8608e-18 | 0 | 0 | 0 | 0 | 0 | 0 |  | 0.2634 | 0 | 0 | 0.2634 | 0 | 0 | -3.7048 | 0 | 0 | -3.7048 | 0 | 0
Line9_3_11 | 0 | 0 | 0 | 0 | 0 | 0 | 0 | 0 | 0 | 0 | 0 | 0 | -3.8267e-09 | -4.1518e-09 | -4.377e-09 | 3.8267e-09 | 4.1518e-09 | 4.377e-09 | 1.5291e-09 | 2.1198e-09 | 1.2875e-09 | -1.5291e-09 | -2.1198e-09 | -1.2875e-09 | 0 | 0 | 0 | 0 | 0 | 0 |  | 0.87799 | 0.85676 | 0.847 | 0.87799 | 0.85676 | 0.847 | -3.7048 | -125.268 | 116.7669 | -3.7048 | -125.268 | 116.7669

## LLG_max_10
name | pf_ikss_a_from_ka | pf_ikss_b_from_ka | pf_ikss_c_from_ka | pf_ikss_a_to_ka | pf_ikss_b_to_ka | pf_ikss_c_to_ka | pf_skss_a_from_mw | pf_skss_b_from_mw | pf_skss_c_from_mw | pf_skss_a_to_mw | pf_skss_b_to_mw | pf_skss_c_to_mw | pf_p_a_from_mw | pf_p_b_from_mw | pf_p_c_from_mw | pf_p_a_to_mw | pf_p_b_to_mw | pf_p_c_to_mw | pf_q_a_from_mvar | pf_q_b_from_mvar | pf_q_c_from_mvar | pf_q_a_to_mvar | pf_q_b_to_mvar | pf_q_c_to_mvar | pf_ikss_a_from_degree | pf_ikss_b_from_degree | pf_ikss_c_from_degree | pf_ikss_a_to_degree | pf_ikss_b_to_degree | pf_ikss_c_to_degree | 3xI0 | pf_vm_a_from_pu | pf_vm_b_from_pu | pf_vm_c_from_pu | pf_vm_a_to_pu | pf_vm_b_to_pu | pf_vm_c_to_pu | pf_va_a_from_degree | pf_va_b_from_degree | pf_va_c_from_degree | pf_va_a_to_degree | pf_va_b_to_degree | pf_va_c_to_degree
Line0_1_2 | 1.8852 | 2.1829 | 2.1602 | 1.8852 | 2.1829 | 2.1602 | 0.43536 | 0.50412 | 0.49888 | 0.43536 | 0.50412 | 0.49888 | 0.17769 | 0.23661 | 0.15842 | -0.14215 | -0.18896 | -0.11176 | 0.35538 | 0.38102 | 0.40904 | -0.28431 | -0.28572 | -0.31571 | -67.285 | 176.3704 | 47.818 | 112.715 | -3.6296 | -132.182 |  | 0.91265 | 0.8897 | 0.87926 | 0.73012 | 0.67951 | 0.67131 | -3.85 | -125.4691 | 116.6463 | -3.85 | -127.1076 | 118.3245
Line10_11_12 | 0 | 0 | 0 | 0 | 0 | 0 | 0 | 0 | 0 | 0 | 0 | 0 | -3.7116e-09 | -4.0183e-09 | -4.2337e-09 | 3.7116e-09 | 4.0183e-09 | 4.2337e-09 | 1.4831e-09 | 2.0518e-09 | 1.2449e-09 | -1.4831e-09 | -2.0518e-09 | -1.2449e-09 | 0 | 0 | 0 | 0 | 0 | 0 |  | 0.91265 | 0.8897 | 0.87926 | 0.91265 | 0.8897 | 0.87926 | -3.85 | -125.4691 | 116.6463 | -3.85 | -125.4691 | 116.6463
Line11_12_13 | 0 | 0 | 0 | 0 | 0 | 0 | 0 | 0 | 0 | 0 | 0 | 0 | -3.093e-09 | -3.3486e-09 | -3.5281e-09 | 3.093e-09 | 3.3486e-09 | 3.5281e-09 | 1.236e-09 | 1.7098e-09 | 1.0374e-09 | -1.236e-09 | -1.7098e-09 | -1.0374e-09 | 0 | 0 | 0 | 0 | 0 | 0 |  | 0.91265 | 0.8897 | 0.87926 | 0.91265 | 0.8897 | 0.87926 | -3.85 | -125.4691 | 116.6463 | -3.85 | -125.4691 | 116.6463
Line12_13_15 | 0 | 0 | 0 | 0 | 0 | 0 | 0 | 0 | 0 | 0 | 0 | 0 | -1.8559e-09 | -2.0091e-09 | -2.1167e-09 | 1.8559e-09 | 2.0091e-09 | 2.1167e-09 | 7.4149e-10 | 1.026e-09 | 6.2238e-10 | -7.4149e-10 | -1.026e-09 | -6.2238e-10 | 0 | 0 | 0 | 0 | 0 | 0 |  | 0.91265 | 0.8897 | 0.87926 | 0.91265 | 0.8897 | 0.87926 | -3.85 | -125.4691 | 116.6463 | -3.85 | -125.4691 | 116.6463
Line13_13_14 | 0 | 0 | 0 | 0 | 0 | 0 | 0 | 0 | 0 | 0 | 0 | 0 | -6.1843e-10 | -6.697e-10 | -7.058e-10 | 6.1843e-10 | 6.697e-10 | 7.058e-10 | 2.4731e-10 | 3.4177e-10 | 2.0755e-10 | -2.4731e-10 | -3.4177e-10 | -2.0755e-10 | 0 | 0 | 0 | 0 | 0 | 0 |  | 0.91265 | 0.8897 | 0.87926 | 0.91265 | 0.8897 | 0.87926 | -3.85 | -125.4691 | 116.6463 | -3.85 | -125.4691 | 116.6463
Line14_15_16 | 0 | 0 | 0 | 0 | 0 | 0 | 0 | 0 | 0 | 0 | 0 | 0 | -1.2373e-09 | -1.3394e-09 | -1.4112e-09 | 1.2373e-09 | 1.3394e-09 | 1.4112e-09 | 4.9432e-10 | 6.8402e-10 | 4.1492e-10 | -4.9432e-10 | -6.8402e-10 | -4.1492e-10 | 0 | 0 | 0 | 0 | 0 | 0 |  | 0.91265 | 0.8897 | 0.87926 | 0.91265 | 0.8897 | 0.87926 | -3.85 | -125.4691 | 116.6463 | -3.85 | -125.4691 | 116.6463
Line15_16_17 | 0 | 0 | 0 | 0 | 0 | 0 | 0 | 0 | 0 | 0 | 0 | 0 | -6.1863e-10 | -6.6972e-10 | -7.0558e-10 | 6.1863e-10 | 6.6972e-10 | 7.0558e-10 | 2.4716e-10 | 3.4201e-10 | 2.0746e-10 | -2.4716e-10 | -3.4201e-10 | -2.0746e-10 | 0 | 0 | 0 | 0 | 0 | 0 |  | 0.91265 | 0.8897 | 0.87926 | 0.91265 | 0.8897 | 0.87926 | -3.85 | -125.4691 | 116.6463 | -3.85 | -125.4691 | 116.6463
Line16_4_18 | 0 | 0 | 0 | 0 | 0 | 0 | 0 | 0 | 0 | 0 | 0 | 0 | -6.1863e-10 | -6.6972e-10 | -7.0558e-10 | 6.1863e-10 | 6.6972e-10 | 7.0558e-10 | 2.4716e-10 | 3.4201e-10 | 2.0746e-10 | -2.4716e-10 | -3.4201e-10 | -2.0746e-10 | 0 | 0 | 0 | 0 | 0 | 0 |  | 0.91265 | 0.8897 | 0.87926 | 0.91265 | 0.8897 | 0.87926 | -3.85 | -125.4691 | 116.6463 | -3.85 | -125.4691 | 116.6463
Line17_5_19 | 0 | 0 | 0 | 0 | 0 | 0 | 0 | 0 | 0 | 0 | 0 | 0 | -6.1863e-10 | -6.6972e-10 | -7.0558e-10 | 6.1863e-10 | 6.6972e-10 | 7.0558e-10 | 2.4716e-10 | 3.4201e-10 | 2.0746e-10 | -2.4716e-10 | -3.4201e-10 | -2.0746e-10 | 0 | 0 | 0 | 0 | 0 | 0 |  | 0.91265 | 0.8897 | 0.87926 | 0.91265 | 0.8897 | 0.87926 | -3.85 | -125.4691 | 116.6463 | -3.85 | -125.4691 | 116.6463
Line1_1_3 | 0 | 0 | 0 | 0 | 0 | 0 | 0 | 0 | 0 | 0 | 0 | 0 | -4.9489e-09 | -5.3577e-09 | -5.6449e-09 | 4.9489e-09 | 5.3577e-09 | 5.6449e-09 | 1.9774e-09 | 2.7359e-09 | 1.6598e-09 | -1.9774e-09 | -2.7359e-09 | -1.6598e-09 | 0 | 0 | 0 | 0 | 0 | 0 |  | 0.91265 | 0.8897 | 0.87926 | 0.91265 | 0.8897 | 0.87926 | -3.85 | -125.4691 | 116.6463 | -3.85 | -125.4691 | 116.6463
Line2_1_4 | 0 | 0 | 0 | 0 | 0 | 0 | 0 | 0 | 0 | 0 | 0 | 0 | -1.2363e-09 | -1.3393e-09 | -1.4123e-09 | 1.2363e-09 | 1.3393e-09 | 1.4123e-09 | 4.9506e-10 | 6.8281e-10 | 4.1539e-10 | -4.9506e-10 | -6.8281e-10 | -4.1539e-10 | 0 | 0 | 0 | 0 | 0 | 0 |  | 0.91265 | 0.8897 | 0.87926 | 0.91265 | 0.8897 | 0.87926 | -3.85 | -125.4691 | 116.6463 | -3.85 | -125.4691 | 116.6463
Line3_1_5 | 0 | 0 | 0 | 0 | 0 | 0 | 0 | 0 | 0 | 0 | 0 | 0 | -1.2373e-09 | -1.3394e-09 | -1.4112e-09 | 1.2373e-09 | 1.3394e-09 | 1.4112e-09 | 4.9432e-10 | 6.8402e-10 | 4.1492e-10 | -4.9432e-10 | -6.8402e-10 | -4.1492e-10 | 0 | 0 | 0 | 0 | 0 | 0 |  | 0.91265 | 0.8897 | 0.87926 | 0.91265 | 0.8897 | 0.87926 | -3.85 | -125.4691 | 116.6463 | -3.85 | -125.4691 | 116.6463
Line4_2_6 | 1.8852 | 2.1829 | 2.1602 | 1.8852 | 2.1829 | 2.1602 | 0.43536 | 0.50412 | 0.49888 | 0.43536 | 0.50412 | 0.49888 | 0.14215 | 0.18896 | 0.11176 | -0.10662 | -0.14131 | -0.065092 | 0.28431 | 0.28572 | 0.31571 | -0.21323 | -0.19042 | -0.22238 | -67.285 | 176.3704 | 47.818 | 112.715 | -3.6296 | -132.182 |  | 0.73012 | 0.67951 | 0.67131 | 0.54759 | 0.47038 | 0.46446 | -3.85 | -127.1076 | 118.3245 | -3.85 | -130.2077 | 121.5027
Line5_6_7 | 1.8852 | 2.1829 | 2.1602 | 1.8852 | 2.1829 | 2.1602 | 0.43536 | 0.50412 | 0.49888 | 0.43536 | 0.50412 | 0.49888 | 0.10662 | 0.14131 | 0.065092 | -0.071077 | -0.093658 | -0.018427 | 0.21323 | 0.19042 | 0.22238 | -0.14215 | -0.095123 | -0.12905 | -67.285 | 176.3704 | 47.818 | 112.715 | -3.6296 | -132.182 |  | 0.54759 | 0.47038 | 0.46446 | 0.36506 | 0.2648 | 0.2613 | -3.85 | -130.2077 | 121.5027 | -3.85 | -138.1849 | 129.6916
Line6_7_8 | 0 | 3.4599 | 3.417 | 0 | 3.4599 | 3.417 | 0 | 0.79904 | 0.78912 | 0 | 0.79904 | 0.78912 | -3.3078e-09 | 0.055935 | 0.12723 | 2.4808e-09 | 1.5413e-13 | 2.0046e-14 | -6.6814e-09 | 0.20406 | 0.16226 | 3.9643e-09 | -6.499e-14 | -1.3863e-13 | 0 | 147.1437 | 77.7912 | 0 | -32.8563 | -102.2088 |  | 0.36506 | 0.2648 | 0.2613 | 0.2738 | 0 | 0 | -3.85 | -138.1849 | 129.6916 | -3.85 | 0 | 0
Line7_8_9 | 0 | 0 | 0 | 0 | 0 | 0 | 0 | 0 | 0 | 0 | 0 | 0 | -8.2695e-10 | -1.6254e-21 | -3.9706e-22 | 8.2695e-10 | 2.7911e-18 | 3.794e-19 | -2.0192e-09 | -1.7489e-21 | 7.6351e-22 | -7.4148e-11 | 9.3355e-18 | 4.2591e-18 | 0 | 0 | 0 | 0 | 0 | 0 |  | 0.2738 | 0 | 0 | 0.2738 | 0 | 0 | -3.85 | 0 | 0 | -3.85 | 0 | 0
Line8_8_10 | 0 | 0 | 0 | 0 | 0 | 0 | 0 | 0 | 0 | 0 | 0 | 0 | -8.2695e-10 | -1.6254e-21 | -3.9706e-22 | 8.2695e-10 | 2.7911e-18 | 3.794e-19 | -2.0192e-09 | -1.7489e-21 | 7.6351e-22 | -7.4148e-11 | 9.3355e-18 | 4.2591e-18 | 0 | 0 | 0 | 0 | 0 | 0 |  | 0.2738 | 0 | 0 | 0.2738 | 0 | 0 | -3.85 | 0 | 0 | -3.85 | 0 | 0
Line9_3_11 | 0 | 0 | 0 | 0 | 0 | 0 | 0 | 0 | 0 | 0 | 0 | 0 | -4.3302e-09 | -4.688e-09 | -4.9393e-09 | 4.3302e-09 | 4.688e-09 | 4.9393e-09 | 1.7303e-09 | 2.3938e-09 | 1.4523e-09 | -1.7303e-09 | -2.3938e-09 | -1.4523e-09 | 0 | 0 | 0 | 0 | 0 | 0 |  | 0.91265 | 0.8897 | 0.87926 | 0.91265 | 0.8897 | 0.87926 | -3.85 | -125.4691 | 116.6463 | -3.85 | -125.4691 | 116.6463

## LLG_max_fault_6
name | pf_ikss_a_from_ka | pf_ikss_b_from_ka | pf_ikss_c_from_ka | pf_ikss_a_to_ka | pf_ikss_b_to_ka | pf_ikss_c_to_ka | pf_skss_a_from_mw | pf_skss_b_from_mw | pf_skss_c_from_mw | pf_skss_a_to_mw | pf_skss_b_to_mw | pf_skss_c_to_mw | pf_p_a_from_mw | pf_p_b_from_mw | pf_p_c_from_mw | pf_p_a_to_mw | pf_p_b_to_mw | pf_p_c_to_mw | pf_q_a_from_mvar | pf_q_b_from_mvar | pf_q_c_from_mvar | pf_q_a_to_mvar | pf_q_b_to_mvar | pf_q_c_to_mvar | pf_ikss_a_from_degree | pf_ikss_b_from_degree | pf_ikss_c_from_degree | pf_ikss_a_to_degree | pf_ikss_b_to_degree | pf_ikss_c_to_degree | 3xI0 | pf_vm_a_from_pu | pf_vm_b_from_pu | pf_vm_c_from_pu | pf_vm_a_to_pu | pf_vm_b_to_pu | pf_vm_c_to_pu | pf_va_a_from_degree | pf_va_b_from_degree | pf_va_c_from_degree | pf_va_a_to_degree | pf_va_b_to_degree | pf_va_c_to_degree
Line0_1_2 | 0.011365 | 0.02984 | 0.029799 | 0.011365 | 0.02984 | 0.029799 | 0.0026245 | 0.0068912 | 0.0068818 | 0.0026245 | 0.0068912 | 0.0068818 | 0.0019438 | 0.0064838 | 0.0031258 | -0.0019425 | -0.0064748 | -0.0031169 | 0.0019502 | 0.003188 | 0.0064934 | -0.0019476 | -0.0031702 | -0.0064756 | -45.1353 | -146.3235 | 55.6469 | 134.8647 | 33.6765 | -124.3531 |  | 1.0491 | 1.0484 | 1.0472 | 1.0481 | 1.0462 | 1.0443 | -0.040293 | -120.1408 | 119.9415 | -0.059221 | -120.2366 | 119.9438
Line10_11_12 | 0 | 0 | 0 | 0 | 0 | 0 | 0 | 0 | 0 | 0 | 0 | 0 | -2.0225e-11 | -3.5714e-11 | -6.4664e-11 | 2.0225e-11 | 3.5714e-11 | 6.4664e-11 | 1.7043e-11 | 5.9507e-11 | 2.4717e-11 | -1.7043e-11 | -5.9507e-11 | -2.4717e-11 | 0 | 0 | 0 | 0 | 0 | 0 |  | 1.0491 | 1.0484 | 1.0472 | 1.0491 | 1.0484 | 1.0472 | -0.040293 | -120.1408 | 119.9415 | -0.040293 | -120.1408 | 119.9415
Line11_12_13 | 0 | 0 | 0 | 0 | 0 | 0 | 0 | 0 | 0 | 0 | 0 | 0 | -1.6854e-11 | -2.9762e-11 | -5.3887e-11 | 1.6854e-11 | 2.9762e-11 | 5.3887e-11 | 1.4203e-11 | 4.9589e-11 | 2.0598e-11 | -1.4203e-11 | -4.9589e-11 | -2.0598e-11 | 0 | 0 | 0 | 0 | 0 | 0 |  | 1.0491 | 1.0484 | 1.0472 | 1.0491 | 1.0484 | 1.0472 | -0.040293 | -120.1408 | 119.9415 | -0.040293 | -120.1408 | 119.9415
Line12_13_15 | 0 | 0 | 0 | 0 | 0 | 0 | 0 | 0 | 0 | 0 | 0 | 0 | -1.0113e-11 | -1.7857e-11 | -3.2331e-11 | 1.0113e-11 | 1.7857e-11 | 3.2331e-11 | 8.5214e-12 | 2.9754e-11 | 1.2358e-11 | -8.5214e-12 | -2.9754e-11 | -1.2358e-11 | 0 | 0 | 0 | 0 | 0 | 0 |  | 1.0491 | 1.0484 | 1.0472 | 1.0491 | 1.0484 | 1.0472 | -0.040293 | -120.1408 | 119.9415 | -0.040293 | -120.1408 | 119.9415
Line13_13_14 | 0 | 0 | 0 | 0 | 0 | 0 | 0 | 0 | 0 | 0 | 0 | 0 | -3.3694e-12 | -5.9527e-12 | -1.0778e-11 | 3.3694e-12 | 5.9527e-12 | 1.0778e-11 | 2.841e-12 | 9.9164e-12 | 4.1205e-12 | -2.841e-12 | -9.9164e-12 | -4.1205e-12 | 0 | 0 | 0 | 0 | 0 | 0 |  | 1.0491 | 1.0484 | 1.0472 | 1.0491 | 1.0484 | 1.0472 | -0.040293 | -120.1408 | 119.9415 | -0.040293 | -120.1408 | 119.9415
Line14_15_16 | 0 | 0 | 0 | 0 | 0 | 0 | 0 | 0 | 0 | 0 | 0 | 0 | -6.7421e-12 | -1.1905e-11 | -2.1554e-11 | 6.7421e-12 | 1.1905e-11 | 2.1554e-11 | 5.681e-12 | 1.9836e-11 | 8.2385e-12 | -5.681e-12 | -1.9836e-11 | -8.2385e-12 | 0 | 0 | 0 | 0 | 0 | 0 |  | 1.0491 | 1.0484 | 1.0472 | 1.0491 | 1.0484 | 1.0472 | -0.040293 | -120.1408 | 119.9415 | -0.040293 | -120.1408 | 119.9415
Line15_16_17 | 0 | 0 | 0 | 0 | 0 | 0 | 0 | 0 | 0 | 0 | 0 | 0 | -3.3711e-12 | -5.9524e-12 | -1.0777e-11 | 3.3711e-12 | 5.9524e-12 | 1.0777e-11 | 2.8405e-12 | 9.9182e-12 | 4.1193e-12 | -2.8405e-12 | -9.9182e-12 | -4.1193e-12 | 0 | 0 | 0 | 0 | 0 | 0 |  | 1.0491 | 1.0484 | 1.0472 | 1.0491 | 1.0484 | 1.0472 | -0.040293 | -120.1408 | 119.9415 | -0.040293 | -120.1408 | 119.9415
Line16_4_18 | 0 | 0 | 0 | 0 | 0 | 0 | 0 | 0 | 0 | 0 | 0 | 0 | -3.3711e-12 | -5.9524e-12 | -1.0777e-11 | 3.3711e-12 | 5.9524e-12 | 1.0777e-11 | 2.8405e-12 | 9.9182e-12 | 4.1193e-12 | -2.8405e-12 | -9.9182e-12 | -4.1193e-12 | 0 | 0 | 0 | 0 | 0 | 0 |  | 1.0491 | 1.0484 | 1.0472 | 1.0491 | 1.0484 | 1.0472 | -0.040293 | -120.1408 | 119.9415 | -0.040293 | -120.1408 | 119.9415
Line17_5_19 | 0 | 0 | 0 | 0 | 0 | 0 | 0 | 0 | 0 | 0 | 0 | 0 | -3.3711e-12 | -5.9523e-12 | -1.0777e-11 | 3.3711e-12 | 5.9524e-12 | 1.0777e-11 | 2.8405e-12 | 9.9182e-12 | 4.1193e-12 | -2.8405e-12 | -9.9182e-12 | -4.1193e-12 | 0 | 0 | 0 | 0 | 0 | 0 |  | 1.0491 | 1.0484 | 1.0472 | 1.0491 | 1.0484 | 1.0472 | -0.040293 | -120.1408 | 119.9415 | -0.040293 | -120.1408 | 119.9415
Line1_1_3 | 0 | 0 | 0 | 0 | 0 | 0 | 0 | 0 | 0 | 0 | 0 | 0 | -2.6967e-11 | -4.7619e-11 | -8.6218e-11 | 2.6967e-11 | 4.7619e-11 | 8.6218e-11 | 2.2724e-11 | 7.9344e-11 | 3.2955e-11 | -2.2724e-11 | -7.9344e-11 | -3.2955e-11 | 0 | 0 | 0 | 0 | 0 | 0 |  | 1.0491 | 1.0484 | 1.0472 | 1.0491 | 1.0484 | 1.0472 | -0.040293 | -120.1408 | 119.9415 | -0.040293 | -120.1408 | 119.9415
Line2_1_4 | 0 | 0 | 0 | 0 | 0 | 0 | 0 | 0 | 0 | 0 | 0 | 0 | -6.7337e-12 | -1.1907e-11 | -2.1561e-11 | 6.7337e-12 | 1.1907e-11 | 2.1561e-11 | 5.6836e-12 | 1.9828e-11 | 8.2445e-12 | -5.6836e-12 | -1.9828e-11 | -8.2445e-12 | 0 | 0 | 0 | 0 | 0 | 0 |  | 1.0491 | 1.0484 | 1.0472 | 1.0491 | 1.0484 | 1.0472 | -0.040293 | -120.1408 | 119.9415 | -0.040293 | -120.1408 | 119.9415
Line3_1_5 | 0 | 0 | 0 | 0 | 0 | 0 | 0 | 0 | 0 | 0 | 0 | 0 | -6.7421e-12 | -1.1905e-11 | -2.1554e-11 | 6.7421e-12 | 1.1905e-11 | 2.1554e-11 | 5.681e-12 | 1.9836e-11 | 8.2385e-12 | -5.681e-12 | -1.9836e-11 | -8.2385e-12 | 0 | 0 | 0 | 0 | 0 | 0 |  | 1.0491 | 1.0484 | 1.0472 | 1.0491 | 1.0484 | 1.0472 | -0.040293 | -120.1408 | 119.9415 | -0.040293 | -120.1408 | 119.9415
Line4_2_6 | 0.011365 | 0.02984 | 0.029799 | 0.011365 | 0.02984 | 0.029799 | 0.0026245 | 0.0068912 | 0.0068818 | 0.0026245 | 0.0068912 | 0.0068818 | 0.0019425 | 0.0064748 | 0.0031169 | -0.0019412 | -0.0064659 | -0.003108 | 0.0019476 | 0.0031702 | 0.0064756 | -0.0019451 | -0.0031524 | -0.0064578 | -45.1353 | -146.3235 | 55.6469 | 134.8647 | 33.6765 | -124.3531 |  | 1.0481 | 1.0462 | 1.0443 | 1.047 | 1.0439 | 1.0414 | -0.059221 | -120.2366 | 119.9438 | -0.078186 | -120.3328 | 119.9462
Line5_6_7 | 0.011365 | 0.02984 | 0.029799 | 0.011365 | 0.02984 | 0.029799 | 0.0026245 | 0.0068912 | 0.0068818 | 0.0026245 | 0.0068912 | 0.0068818 | 0.0019412 | 0.0064659 | 0.003108 | -0.0019399 | -0.006457 | -0.0030992 | 0.0019451 | 0.0031524 | 0.0064578 | -0.0019425 | -0.0031346 | -0.0064401 | -45.1353 | -146.3235 | 55.6469 | 134.8647 | 33.6765 | -124.3531 |  | 1.047 | 1.0439 | 1.0414 | 1.046 | 1.0416 | 1.0385 | -0.078186 | -120.3328 | 119.9462 | -0.09719 | -120.4294 | 119.9486
Line6_7_8 | 0 | 0.033929 | 0.033821 | 0 | 0.033929 | 0.033821 | 0 | 0.0078356 | 0.0078105 | 0 | 0.0078356 | 0.0078105 | -9.0161e-11 | 0.0057631 | 0.005733 | 8.2524e-11 | -0.0057559 | -0.0057192 | -9.1879e-11 | 0.0057786 | 0.0057385 | 6.8957e-11 | -0.0057559 | -0.0057192 | 0 | -165.5065 | 74.9212 | 0 | 14.4935 | -105.0788 |  | 1.046 | 1.0416 | 1.0385 | 1.0455 | 1.0389 | 1.0355 | -0.09719 | -120.4294 | 119.9486 | -0.10671 | -120.5065 | 119.9212
Line7_8_9 | 0 | 0 | 0 | 0 | 0 | 0 | 0 | 0 | 0 | 0 | 0 | 0 | -3.258e-11 | -7.3818e-11 | -8.1413e-12 | 1.7364e-11 | 4.2282e-11 | 5.4893e-11 | -3.8227e-11 | 7.1387e-11 | 1.5097e-11 | -7.4961e-12 | -3.5355e-11 | -5.4814e-12 | 0 | 0 | 0 | 0 | 0 | 0 |  | 1.0455 | 1.0389 | 1.0355 | 1.0455 | 1.0389 | 1.0355 | -0.10671 | -120.5065 | 119.9212 | -0.10671 | -120.5065 | 119.9212
Line8_8_10 | 0 | 0 | 0 | 0 | 0 | 0 | 0 | 0 | 0 | 0 | 0 | 0 | -3.258e-11 | -7.3818e-11 | -8.1413e-12 | 1.7364e-11 | 4.2282e-11 | 5.4893e-11 | -3.8227e-11 | 7.1387e-11 | 1.5097e-11 | -7.4961e-12 | -3.5355e-11 | -5.4814e-12 | 0 | 0 | 0 | 0 | 0 | 0 |  | 1.0455 | 1.0389 | 1.0355 | 1.0455 | 1.0389 | 1.0355 | -0.10671 | -120.5065 | 119.9212 | -0.10671 | -120.5065 | 119.9212
Line9_3_11 | 0 | 0 | 0 | 0 | 0 | 0 | 0 | 0 | 0 | 0 | 0 | 0 | -2.3596e-11 | -4.1667e-11 | -7.5441e-11 | 2.3596e-11 | 4.1667e-11 | 7.5441e-11 | 1.9884e-11 | 6.9425e-11 | 2.8836e-11 | -1.9884e-11 | -6.9425e-11 | -2.8836e-11 | 0 | 0 | 0 | 0 | 0 | 0 |  | 1.0491 | 1.0484 | 1.0472 | 1.0491 | 1.0484 | 1.0472 | -0.040293 | -120.1408 | 119.9415 | -0.040293 | -120.1408 | 119.9415

## LLG_max_fault_10
name | pf_ikss_a_from_ka | pf_ikss_b_from_ka | pf_ikss_c_from_ka | pf_ikss_a_to_ka | pf_ikss_b_to_ka | pf_ikss_c_to_ka | pf_skss_a_from_mw | pf_skss_b_from_mw | pf_skss_c_from_mw | pf_skss_a_to_mw | pf_skss_b_to_mw | pf_skss_c_to_mw | pf_p_a_from_mw | pf_p_b_from_mw | pf_p_c_from_mw | pf_p_a_to_mw | pf_p_b_to_mw | pf_p_c_to_mw | pf_q_a_from_mvar | pf_q_b_from_mvar | pf_q_c_from_mvar | pf_q_a_to_mvar | pf_q_b_to_mvar | pf_q_c_to_mvar | pf_ikss_a_from_degree | pf_ikss_b_from_degree | pf_ikss_c_from_degree | pf_ikss_a_to_degree | pf_ikss_b_to_degree | pf_ikss_c_to_degree | 3xI0 | pf_vm_a_from_pu | pf_vm_b_from_pu | pf_vm_c_from_pu | pf_vm_a_to_pu | pf_vm_b_to_pu | pf_vm_c_to_pu | pf_va_a_from_degree | pf_va_b_from_degree | pf_va_c_from_degree | pf_va_a_to_degree | pf_va_b_to_degree | pf_va_c_to_degree
Line0_1_2 | 0.011905 | 0.031258 | 0.031214 | 0.011905 | 0.031258 | 0.031214 | 0.0027494 | 0.0072187 | 0.0072086 | 0.0027494 | 0.0072187 | 0.0072086 | 0.0021331 | 0.0071147 | 0.0034295 | -0.0021317 | -0.007105 | -0.0034197 | 0.0021402 | 0.0034982 | 0.0071248 | -0.0021374 | -0.0034786 | -0.0071053 | -45.1372 | -146.3299 | 55.6422 | 134.8628 | 33.6701 | -124.3578 |  | 1.099 | 1.0983 | 1.0969 | 1.0979 | 1.0959 | 1.0939 | -0.042196 | -120.1474 | 119.9387 | -0.061123 | -120.2432 | 119.9411
Line10_11_12 | 0 | 0 | 0 | 0 | 0 | 0 | 0 | 0 | 0 | 0 | 0 | 0 | -2.3244e-11 | -4.1041e-11 | -7.4304e-11 | 2.3244e-11 | 4.1041e-11 | 7.4304e-11 | 1.9588e-11 | 6.8385e-11 | 2.84e-11 | -1.9588e-11 | -6.8385e-11 | -2.84e-11 | 0 | 0 | 0 | 0 | 0 | 0 |  | 1.099 | 1.0983 | 1.0969 | 1.099 | 1.0983 | 1.0969 | -0.042196 | -120.1474 | 119.9387 | -0.042196 | -120.1474 | 119.9387
Line11_12_13 | 0 | 0 | 0 | 0 | 0 | 0 | 0 | 0 | 0 | 0 | 0 | 0 | -1.937e-11 | -3.4201e-11 | -6.1921e-11 | 1.937e-11 | 3.4201e-11 | 6.1921e-11 | 1.6323e-11 | 5.6987e-11 | 2.3666e-11 | -1.6323e-11 | -5.6987e-11 | -2.3666e-11 | 0 | 0 | 0 | 0 | 0 | 0 |  | 1.099 | 1.0983 | 1.0969 | 1.099 | 1.0983 | 1.0969 | -0.042196 | -120.1474 | 119.9387 | -0.042196 | -120.1474 | 119.9387
Line12_13_15 | 0 | 0 | 0 | 0 | 0 | 0 | 0 | 0 | 0 | 0 | 0 | 0 | -1.1623e-11 | -2.0521e-11 | -3.7152e-11 | 1.1623e-11 | 2.0521e-11 | 3.7152e-11 | 9.7936e-12 | 3.4193e-11 | 1.4199e-11 | -9.7936e-12 | -3.4193e-11 | -1.4199e-11 | 0 | 0 | 0 | 0 | 0 | 0 |  | 1.099 | 1.0983 | 1.0969 | 1.099 | 1.0983 | 1.0969 | -0.042196 | -120.1474 | 119.9387 | -0.042196 | -120.1474 | 119.9387
Line13_13_14 | 0 | 0 | 0 | 0 | 0 | 0 | 0 | 0 | 0 | 0 | 0 | 0 | -3.8724e-12 | -6.8406e-12 | -1.2385e-11 | 3.8724e-12 | 6.8406e-12 | 1.2385e-11 | 3.2651e-12 | 1.1396e-11 | 4.7343e-12 | -3.2651e-12 | -1.1396e-11 | -4.7343e-12 | 0 | 0 | 0 | 0 | 0 | 0 |  | 1.099 | 1.0983 | 1.0969 | 1.099 | 1.0983 | 1.0969 | -0.042196 | -120.1474 | 119.9387 | -0.042196 | -120.1474 | 119.9387
Line14_15_16 | 0 | 0 | 0 | 0 | 0 | 0 | 0 | 0 | 0 | 0 | 0 | 0 | -7.7486e-12 | -1.368e-11 | -2.4768e-11 | 7.7486e-12 | 1.368e-11 | 2.4768e-11 | 6.5291e-12 | 2.2796e-11 | 9.4661e-12 | -6.5291e-12 | -2.2796e-11 | -9.4661e-12 | 0 | 0 | 0 | 0 | 0 | 0 |  | 1.099 | 1.0983 | 1.0969 | 1.099 | 1.0983 | 1.0969 | -0.042196 | -120.1474 | 119.9387 | -0.042196 | -120.1474 | 119.9387
Line15_16_17 | 0 | 0 | 0 | 0 | 0 | 0 | 0 | 0 | 0 | 0 | 0 | 0 | -3.8743e-12 | -6.8402e-12 | -1.2384e-11 | 3.8743e-12 | 6.8402e-12 | 1.2384e-11 | 3.2645e-12 | 1.1398e-11 | 4.733e-12 | -3.2645e-12 | -1.1398e-11 | -4.733e-12 | 0 | 0 | 0 | 0 | 0 | 0 |  | 1.099 | 1.0983 | 1.0969 | 1.099 | 1.0983 | 1.0969 | -0.042196 | -120.1474 | 119.9387 | -0.042196 | -120.1474 | 119.9387
Line16_4_18 | 0 | 0 | 0 | 0 | 0 | 0 | 0 | 0 | 0 | 0 | 0 | 0 | -3.8743e-12 | -6.8402e-12 | -1.2384e-11 | 3.8743e-12 | 6.8402e-12 | 1.2384e-11 | 3.2645e-12 | 1.1398e-11 | 4.733e-12 | -3.2645e-12 | -1.1398e-11 | -4.733e-12 | 0 | 0 | 0 | 0 | 0 | 0 |  | 1.099 | 1.0983 | 1.0969 | 1.099 | 1.0983 | 1.0969 | -0.042196 | -120.1474 | 119.9387 | -0.042196 | -120.1474 | 119.9387
Line17_5_19 | 0 | 0 | 0 | 0 | 0 | 0 | 0 | 0 | 0 | 0 | 0 | 0 | -3.8743e-12 | -6.8402e-12 | -1.2384e-11 | 3.8743e-12 | 6.8402e-12 | 1.2384e-11 | 3.2645e-12 | 1.1398e-11 | 4.733e-12 | -3.2645e-12 | -1.1398e-11 | -4.733e-12 | 0 | 0 | 0 | 0 | 0 | 0 |  | 1.099 | 1.0983 | 1.0969 | 1.099 | 1.0983 | 1.0969 | -0.042196 | -120.1474 | 119.9387 | -0.042196 | -120.1474 | 119.9387
Line1_1_3 | 0 | 0 | 0 | 0 | 0 | 0 | 0 | 0 | 0 | 0 | 0 | 0 | -3.0992e-11 | -5.4722e-11 | -9.9072e-11 | 3.0992e-11 | 5.4722e-11 | 9.9072e-11 | 2.6117e-11 | 9.118e-11 | 3.7866e-11 | -2.6117e-11 | -9.118e-11 | -3.7866e-11 | 0 | 0 | 0 | 0 | 0 | 0 |  | 1.099 | 1.0983 | 1.0969 | 1.099 | 1.0983 | 1.0969 | -0.042196 | -120.1474 | 119.9387 | -0.042196 | -120.1474 | 119.9387
Line2_1_4 | 0 | 0 | 0 | 0 | 0 | 0 | 0 | 0 | 0 | 0 | 0 | 0 | -7.7394e-12 | -1.3682e-11 | -2.4775e-11 | 7.7394e-12 | 1.3682e-11 | 2.4775e-11 | 6.532e-12 | 2.2786e-11 | 9.4726e-12 | -6.532e-12 | -2.2786e-11 | -9.4726e-12 | 0 | 0 | 0 | 0 | 0 | 0 |  | 1.099 | 1.0983 | 1.0969 | 1.099 | 1.0983 | 1.0969 | -0.042196 | -120.1474 | 119.9387 | -0.042196 | -120.1474 | 119.9387
Line3_1_5 | 0 | 0 | 0 | 0 | 0 | 0 | 0 | 0 | 0 | 0 | 0 | 0 | -7.7486e-12 | -1.368e-11 | -2.4768e-11 | 7.7486e-12 | 1.368e-11 | 2.4768e-11 | 6.5291e-12 | 2.2796e-11 | 9.4661e-12 | -6.5291e-12 | -2.2796e-11 | -9.4661e-12 | 0 | 0 | 0 | 0 | 0 | 0 |  | 1.099 | 1.0983 | 1.0969 | 1.099 | 1.0983 | 1.0969 | -0.042196 | -120.1474 | 119.9387 | -0.042196 | -120.1474 | 119.9387
Line4_2_6 | 0.011905 | 0.031258 | 0.031214 | 0.011905 | 0.031258 | 0.031214 | 0.0027494 | 0.0072187 | 0.0072086 | 0.0027494 | 0.0072187 | 0.0072086 | 0.0021317 | 0.007105 | 0.0034197 | -0.0021303 | -0.0070952 | -0.00341 | 0.0021374 | 0.0034786 | 0.0071053 | -0.0021345 | -0.0034591 | -0.0070858 | -45.1372 | -146.3299 | 55.6422 | 134.8628 | 33.6701 | -124.3578 |  | 1.0979 | 1.0959 | 1.0939 | 1.0969 | 1.0935 | 1.0909 | -0.061123 | -120.2432 | 119.9411 | -0.080089 | -120.3394 | 119.9435
Line5_6_7 | 0.011905 | 0.031258 | 0.031214 | 0.011905 | 0.031258 | 0.031214 | 0.0027494 | 0.0072187 | 0.0072086 | 0.0027494 | 0.0072187 | 0.0072086 | 0.0021303 | 0.0070952 | 0.00341 | -0.0021289 | -0.0070854 | -0.0034002 | 0.0021345 | 0.0034591 | 0.0070858 | -0.0021317 | -0.0034396 | -0.0070663 | -45.1372 | -146.3299 | 55.6422 | 134.8628 | 33.6701 | -124.3578 |  | 1.0969 | 1.0935 | 1.0909 | 1.0958 | 1.0911 | 1.0879 | -0.080089 | -120.3394 | 119.9435 | -0.099092 | -120.436 | 119.9459
Line6_7_8 | 0 | 0.035542 | 0.035427 | 0 | 0.035542 | 0.035427 | 0 | 0.0082081 | 0.0081814 | 0 | 0.0082081 | 0.0081814 | -9.9467e-11 | 0.0063241 | 0.0062904 | 9.1085e-11 | -0.0063162 | -0.0062753 | -1.0039e-10 | 0.0063412 | 0.0062964 | 7.5234e-11 | -0.0063162 | -0.0062753 | 0 | -165.5131 | 74.9185 | 0 | 14.4869 | -105.0815 |  | 1.0958 | 1.0911 | 1.0879 | 1.0952 | 1.0883 | 1.0847 | -0.099092 | -120.436 | 119.9459 | -0.10861 | -120.5131 | 119.9185
Line7_8_9 | 0 | 0 | 0 | 0 | 0 | 0 | 0 | 0 | 0 | 0 | 0 | 0 | -3.5928e-11 | -8.1304e-11 | -9.4808e-12 | 1.923e-11 | 4.6699e-11 | 6.0783e-11 | -4.1804e-11 | 7.8851e-11 | 1.6774e-11 | -8.3734e-12 | -3.9308e-11 | -6.224e-12 | 0 | 0 | 0 | 0 | 0 | 0 |  | 1.0952 | 1.0883 | 1.0847 | 1.0952 | 1.0883 | 1.0847 | -0.10861 | -120.5131 | 119.9185 | -0.10861 | -120.5131 | 119.9185
Line8_8_10 | 0 | 0 | 0 | 0 | 0 | 0 | 0 | 0 | 0 | 0 | 0 | 0 | -3.5928e-11 | -8.1304e-11 | -9.4808e-12 | 1.923e-11 | 4.6699e-11 | 6.0783e-11 | -4.1804e-11 | 7.8851e-11 | 1.6774e-11 | -8.3734e-12 | -3.9308e-11 | -6.224e-12 | 0 | 0 | 0 | 0 | 0 | 0 |  | 1.0952 | 1.0883 | 1.0847 | 1.0952 | 1.0883 | 1.0847 | -0.10861 | -120.5131 | 119.9185 | -0.10861 | -120.5131 | 119.9185
Line9_3_11 | 0 | 0 | 0 | 0 | 0 | 0 | 0 | 0 | 0 | 0 | 0 | 0 | -2.7118e-11 | -4.7882e-11 | -8.6688e-11 | 2.7118e-11 | 4.7882e-11 | 8.6688e-11 | 2.2852e-11 | 7.9782e-11 | 3.3133e-11 | -2.2852e-11 | -7.9782e-11 | -3.3133e-11 | 0 | 0 | 0 | 0 | 0 | 0 |  | 1.099 | 1.0983 | 1.0969 | 1.099 | 1.0983 | 1.0969 | -0.042196 | -120.1474 | 119.9387 | -0.042196 | -120.1474 | 119.9387

## LLG_min_6
name | pf_ikss_a_from_ka | pf_ikss_b_from_ka | pf_ikss_c_from_ka | pf_ikss_a_to_ka | pf_ikss_b_to_ka | pf_ikss_c_to_ka | pf_skss_a_from_mw | pf_skss_b_from_mw | pf_skss_c_from_mw | pf_skss_a_to_mw | pf_skss_b_to_mw | pf_skss_c_to_mw | pf_p_a_from_mw | pf_p_b_from_mw | pf_p_c_from_mw | pf_p_a_to_mw | pf_p_b_to_mw | pf_p_c_to_mw | pf_q_a_from_mvar | pf_q_b_from_mvar | pf_q_c_from_mvar | pf_q_a_to_mvar | pf_q_b_to_mvar | pf_q_c_to_mvar | pf_ikss_a_from_degree | pf_ikss_b_from_degree | pf_ikss_c_from_degree | pf_ikss_a_to_degree | pf_ikss_b_to_degree | pf_ikss_c_to_degree | 3xI0 | pf_vm_a_from_pu | pf_vm_b_from_pu | pf_vm_c_from_pu | pf_vm_a_to_pu | pf_vm_b_to_pu | pf_vm_c_to_pu | pf_va_a_from_degree | pf_va_b_from_degree | pf_va_c_from_degree | pf_va_a_to_degree | pf_va_b_to_degree | pf_va_c_to_degree
Line0_1_2 | 1.3872 | 1.6246 | 1.599 | 1.3872 | 1.6246 | 1.599 | 0.32036 | 0.37519 | 0.36927 | 0.32036 | 0.37519 | 0.36927 | 0.18474 | 0.23252 | 0.18502 | -0.14779 | -0.18184 | -0.13593 | 0.19244 | 0.20181 | 0.23312 | -0.15395 | -0.14902 | -0.18199 | -51.7002 | -168.1404 | 62.8291 | 128.2998 | 11.8596 | -117.1709 |  | 0.83268 | 0.82061 | 0.80597 | 0.66614 | 0.62663 | 0.61513 | -5.531 | -127.1841 | 114.3914 | -5.531 | -128.8046 | 116.0722
Line10_11_12 | 0 | 0 | 0 | 0 | 0 | 0 | 0 | 0 | 0 | 0 | 0 | 0 | -2.0681e-09 | -2.2014e-09 | -2.4733e-09 | 2.0681e-09 | 2.2014e-09 | 2.4733e-09 | 1.6774e-09 | 2.1447e-09 | 1.6464e-09 | -1.6774e-09 | -2.1447e-09 | -1.6464e-09 | 0 | 0 | 0 | 0 | 0 | 0 |  | 0.83268 | 0.82061 | 0.80597 | 0.83268 | 0.82061 | 0.80597 | -5.531 | -127.1841 | 114.3914 | -5.531 | -127.1841 | 114.3914
Line11_12_13 | 0 | 0 | 0 | 0 | 0 | 0 | 0 | 0 | 0 | 0 | 0 | 0 | -1.7234e-09 | -1.8345e-09 | -2.0611e-09 | 1.7234e-09 | 1.8345e-09 | 2.0611e-09 | 1.3978e-09 | 1.7873e-09 | 1.372e-09 | -1.3978e-09 | -1.7873e-09 | -1.372e-09 | 0 | 0 | 0 | 0 | 0 | 0 |  | 0.83268 | 0.82061 | 0.80597 | 0.83268 | 0.82061 | 0.80597 | -5.531 | -127.1841 | 114.3914 | -5.531 | -127.1841 | 114.3914
Line12_13_15 | 0 | 0 | 0 | 0 | 0 | 0 | 0 | 0 | 0 | 0 | 0 | 0 | -1.0341e-09 | -1.1006e-09 | -1.2366e-09 | 1.0341e-09 | 1.1006e-09 | 1.2366e-09 | 8.3869e-10 | 1.0724e-09 | 8.2314e-10 | -8.3869e-10 | -1.0724e-09 | -8.2314e-10 | 0 | 0 | 0 | 0 | 0 | 0 |  | 0.83268 | 0.82061 | 0.80597 | 0.83268 | 0.82061 | 0.80597 | -5.531 | -127.1841 | 114.3914 | -5.531 | -127.1841 | 114.3914
Line13_13_14 | 0 | 0 | 0 | 0 | 0 | 0 | 0 | 0 | 0 | 0 | 0 | 0 | -3.4457e-10 | -3.6695e-10 | -4.1227e-10 | 3.4457e-10 | 3.6695e-10 | 4.1227e-10 | 2.7957e-10 | 3.5736e-10 | 2.7449e-10 | -2.7957e-10 | -3.5736e-10 | -2.7449e-10 | 0 | 0 | 0 | 0 | 0 | 0 |  | 0.83268 | 0.82061 | 0.80597 | 0.83268 | 0.82061 | 0.80597 | -5.531 | -127.1841 | 114.3914 | -5.531 | -127.1841 | 114.3914
Line14_15_16 | 0 | 0 | 0 | 0 | 0 | 0 | 0 | 0 | 0 | 0 | 0 | 0 | -6.8941e-10 | -7.3376e-10 | -8.2439e-10 | 6.8941e-10 | 7.3376e-10 | 8.2439e-10 | 5.5913e-10 | 7.1495e-10 | 5.4876e-10 | -5.5913e-10 | -7.1495e-10 | -5.4876e-10 | 0 | 0 | 0 | 0 | 0 | 0 |  | 0.83268 | 0.82061 | 0.80597 | 0.83268 | 0.82061 | 0.80597 | -5.531 | -127.1841 | 114.3914 | -5.531 | -127.1841 | 114.3914
Line15_16_17 | 0 | 0 | 0 | 0 | 0 | 0 | 0 | 0 | 0 | 0 | 0 | 0 | -3.447e-10 | -3.6688e-10 | -4.122e-10 | 3.447e-10 | 3.6688e-10 | 4.122e-10 | 2.7956e-10 | 3.5747e-10 | 2.7438e-10 | -2.7956e-10 | -3.5747e-10 | -2.7438e-10 | 0 | 0 | 0 | 0 | 0 | 0 |  | 0.83268 | 0.82061 | 0.80597 | 0.83268 | 0.82061 | 0.80597 | -5.531 | -127.1841 | 114.3914 | -5.531 | -127.1841 | 114.3914
Line16_4_18 | 0 | 0 | 0 | 0 | 0 | 0 | 0 | 0 | 0 | 0 | 0 | 0 | -3.447e-10 | -3.6688e-10 | -4.122e-10 | 3.447e-10 | 3.6688e-10 | 4.122e-10 | 2.7956e-10 | 3.5747e-10 | 2.7438e-10 | -2.7956e-10 | -3.5747e-10 | -2.7438e-10 | 0 | 0 | 0 | 0 | 0 | 0 |  | 0.83268 | 0.82061 | 0.80597 | 0.83268 | 0.82061 | 0.80597 | -5.531 | -127.1841 | 114.3914 | -5.531 | -127.1841 | 114.3914
Line17_5_19 | 0 | 0 | 0 | 0 | 0 | 0 | 0 | 0 | 0 | 0 | 0 | 0 | -3.447e-10 | -3.6688e-10 | -4.122e-10 | 3.447e-10 | 3.6688e-10 | 4.122e-10 | 2.7956e-10 | 3.5747e-10 | 2.7438e-10 | -2.7956e-10 | -3.5747e-10 | -2.7438e-10 | 0 | 0 | 0 | 0 | 0 | 0 |  | 0.83268 | 0.82061 | 0.80597 | 0.83268 | 0.82061 | 0.80597 | -5.531 | -127.1841 | 114.3914 | -5.531 | -127.1841 | 114.3914
Line1_1_3 | 0 | 0 | 0 | 0 | 0 | 0 | 0 | 0 | 0 | 0 | 0 | 0 | -2.7575e-09 | -2.9351e-09 | -3.2976e-09 | 2.7575e-09 | 2.9351e-09 | 3.2976e-09 | 2.2365e-09 | 2.8597e-09 | 2.1952e-09 | -2.2365e-09 | -2.8597e-09 | -2.1952e-09 | 0 | 0 | 0 | 0 | 0 | 0 |  | 0.83268 | 0.82061 | 0.80597 | 0.83268 | 0.82061 | 0.80597 | -5.531 | -127.1841 | 114.3914 | -5.531 | -127.1841 | 114.3914
Line2_1_4 | 0 | 0 | 0 | 0 | 0 | 0 | 0 | 0 | 0 | 0 | 0 | 0 | -6.8873e-10 | -7.341e-10 | -8.2474e-10 | 6.8873e-10 | 7.341e-10 | 8.2474e-10 | 5.5915e-10 | 7.1437e-10 | 5.4932e-10 | -5.5915e-10 | -7.1437e-10 | -5.4932e-10 | 0 | 0 | 0 | 0 | 0 | 0 |  | 0.83268 | 0.82061 | 0.80597 | 0.83268 | 0.82061 | 0.80597 | -5.531 | -127.1841 | 114.3914 | -5.531 | -127.1841 | 114.3914
Line3_1_5 | 0 | 0 | 0 | 0 | 0 | 0 | 0 | 0 | 0 | 0 | 0 | 0 | -6.8941e-10 | -7.3376e-10 | -8.2439e-10 | 6.8941e-10 | 7.3376e-10 | 8.2439e-10 | 5.5913e-10 | 7.1495e-10 | 5.4876e-10 | -5.5913e-10 | -7.1495e-10 | -5.4876e-10 | 0 | 0 | 0 | 0 | 0 | 0 |  | 0.83268 | 0.82061 | 0.80597 | 0.83268 | 0.82061 | 0.80597 | -5.531 | -127.1841 | 114.3914 | -5.531 | -127.1841 | 114.3914
Line4_2_6 | 1.3872 | 1.6246 | 1.599 | 1.3872 | 1.6246 | 1.599 | 0.32036 | 0.37519 | 0.36927 | 0.32036 | 0.37519 | 0.36927 | 0.14779 | 0.18184 | 0.13593 | -0.11084 | -0.13116 | -0.086841 | 0.15395 | 0.14902 | 0.18199 | -0.11546 | -0.096237 | -0.13085 | -51.7002 | -168.1404 | 62.8291 | 128.2998 | 11.8596 | -117.1709 |  | 0.66614 | 0.62663 | 0.61513 | 0.49961 | 0.4336 | 0.42529 | -5.531 | -128.8046 | 116.0722 | -5.531 | -131.8724 | 119.2586
Line5_6_7 | 1.3872 | 1.6246 | 1.599 | 1.3872 | 1.6246 | 1.599 | 0.32036 | 0.37519 | 0.36927 | 0.32036 | 0.37519 | 0.36927 | 0.11084 | 0.13116 | 0.086841 | -0.073896 | -0.080489 | -0.037751 | 0.11546 | 0.096237 | 0.13085 | -0.076975 | -0.04345 | -0.079716 | -51.7002 | -168.1404 | 62.8291 | 128.2998 | 11.8596 | -117.1709 |  | 0.49961 | 0.4336 | 0.42529 | 0.33307 | 0.24379 | 0.23886 | -5.531 | -131.8724 | 119.2586 | -5.531 | -139.7791 | 127.4886
Line6_7_8 | 0 | 2.5633 | 2.5145 | 0 | 2.5633 | 2.5145 | 0 | 0.59198 | 0.58071 | 0 | 0.59198 | 0.58071 | -2.5492e-09 | 0.077871 | 0.11426 | 1.9119e-09 | -5.5712e-14 | -3.6429e-14 | -5.4731e-09 | 0.12151 | 0.078633 | 3.2335e-09 | 2.2791e-14 | 7.4701e-14 | 0 | 162.8755 | 92.9542 | 0 | -17.1245 | -87.0458 |  | 0.33307 | 0.24379 | 0.23886 | 0.2498 | 0 | 0 | -5.531 | -139.7791 | 127.4886 | -5.531 | 0 | 0
Line7_8_9 | 0 | 0 | 0 | 0 | 0 | 0 | 0 | 0 | 0 | 0 | 0 | 0 | -6.3729e-10 | 4.5271e-22 | 5.7435e-22 | 6.3729e-10 | 5.1542e-18 | 1.3155e-18 | -1.6587e-09 | 9.3861e-22 | -3.2451e-22 | -8.3869e-11 | 7.6207e-18 | 3.695e-18 | 0 | 0 | 0 | 0 | 0 | 0 |  | 0.2498 | 0 | 0 | 0.2498 | 0 | 0 | -5.531 | 0 | 0 | -5.531 | 0 | 0
Line8_8_10 | 0 | 0 | 0 | 0 | 0 | 0 | 0 | 0 | 0 | 0 | 0 | 0 | -6.3729e-10 | 4.5271e-22 | 5.7435e-22 | 6.3729e-10 | 5.1542e-18 | 1.3155e-18 | -1.6587e-09 | 9.3861e-22 | -3.2451e-22 | -8.3869e-11 | 7.6207e-18 | 3.695e-18 | 0 | 0 | 0 | 0 | 0 | 0 |  | 0.2498 | 0 | 0 | 0.2498 | 0 | 0 | -5.531 | 0 | 0 | -5.531 | 0 | 0
Line9_3_11 | 0 | 0 | 0 | 0 | 0 | 0 | 0 | 0 | 0 | 0 | 0 | 0 | -2.4128e-09 | -2.5682e-09 | -2.8854e-09 | 2.4128e-09 | 2.5682e-09 | 2.8854e-09 | 1.9569e-09 | 2.5022e-09 | 1.9208e-09 | -1.9569e-09 | -2.5022e-09 | -1.9208e-09 | 0 | 0 | 0 | 0 | 0 | 0 |  | 0.83268 | 0.82061 | 0.80597 | 0.83268 | 0.82061 | 0.80597 | -5.531 | -127.1841 | 114.3914 | -5.531 | -127.1841 | 114.3914

## LLG_min_10
name | pf_ikss_a_from_ka | pf_ikss_b_from_ka | pf_ikss_c_from_ka | pf_ikss_a_to_ka | pf_ikss_b_to_ka | pf_ikss_c_to_ka | pf_skss_a_from_mw | pf_skss_b_from_mw | pf_skss_c_from_mw | pf_skss_a_to_mw | pf_skss_b_to_mw | pf_skss_c_to_mw | pf_p_a_from_mw | pf_p_b_from_mw | pf_p_c_from_mw | pf_p_a_to_mw | pf_p_b_to_mw | pf_p_c_to_mw | pf_q_a_from_mvar | pf_q_b_from_mvar | pf_q_c_from_mvar | pf_q_a_to_mvar | pf_q_b_to_mvar | pf_q_c_to_mvar | pf_ikss_a_from_degree | pf_ikss_b_from_degree | pf_ikss_c_from_degree | pf_ikss_a_to_degree | pf_ikss_b_to_degree | pf_ikss_c_to_degree | 3xI0 | pf_vm_a_from_pu | pf_vm_b_from_pu | pf_vm_c_from_pu | pf_vm_a_to_pu | pf_vm_b_to_pu | pf_vm_c_to_pu | pf_va_a_from_degree | pf_va_b_from_degree | pf_va_c_from_degree | pf_va_a_to_degree | pf_va_b_to_degree | pf_va_c_to_degree
Line0_1_2 | 1.3142 | 1.5391 | 1.5148 | 1.3142 | 1.5391 | 1.5148 | 0.3035 | 0.35544 | 0.34984 | 0.3035 | 0.35544 | 0.34984 | 0.1658 | 0.20869 | 0.16606 | -0.13264 | -0.1632 | -0.122 | 0.17271 | 0.18113 | 0.20923 | -0.13817 | -0.13375 | -0.16333 | -51.7002 | -168.1404 | 62.8291 | 128.2998 | 11.8596 | -117.1709 |  | 0.78885 | 0.77742 | 0.76355 | 0.63108 | 0.59365 | 0.58275 | -5.531 | -127.1841 | 114.3914 | -5.531 | -128.8046 | 116.0722
Line10_11_12 | 0 | 0 | 0 | 0 | 0 | 0 | 0 | 0 | 0 | 0 | 0 | 0 | -1.8561e-09 | -1.9757e-09 | -2.2198e-09 | 1.8561e-09 | 1.9757e-09 | 2.2198e-09 | 1.5055e-09 | 1.9249e-09 | 1.4776e-09 | -1.5055e-09 | -1.9249e-09 | -1.4776e-09 | 0 | 0 | 0 | 0 | 0 | 0 |  | 0.78885 | 0.77742 | 0.76355 | 0.78885 | 0.77742 | 0.76355 | -5.531 | -127.1841 | 114.3914 | -5.531 | -127.1841 | 114.3914
Line11_12_13 | 0 | 0 | 0 | 0 | 0 | 0 | 0 | 0 | 0 | 0 | 0 | 0 | -1.5467e-09 | -1.6465e-09 | -1.8498e-09 | 1.5467e-09 | 1.6465e-09 | 1.8498e-09 | 1.2546e-09 | 1.6041e-09 | 1.2314e-09 | -1.2546e-09 | -1.6041e-09 | -1.2314e-09 | 0 | 0 | 0 | 0 | 0 | 0 |  | 0.78885 | 0.77742 | 0.76355 | 0.78885 | 0.77742 | 0.76355 | -5.531 | -127.1841 | 114.3914 | -5.531 | -127.1841 | 114.3914
Line12_13_15 | 0 | 0 | 0 | 0 | 0 | 0 | 0 | 0 | 0 | 0 | 0 | 0 | -9.2812e-10 | -9.8784e-10 | -1.1098e-09 | 9.2812e-10 | 9.8784e-10 | 1.1098e-09 | 7.5273e-10 | 9.6251e-10 | 7.3877e-10 | -7.5273e-10 | -9.6251e-10 | -7.3877e-10 | 0 | 0 | 0 | 0 | 0 | 0 |  | 0.78885 | 0.77742 | 0.76355 | 0.78885 | 0.77742 | 0.76355 | -5.531 | -127.1841 | 114.3914 | -5.531 | -127.1841 | 114.3914
Line13_13_14 | 0 | 0 | 0 | 0 | 0 | 0 | 0 | 0 | 0 | 0 | 0 | 0 | -3.0925e-10 | -3.2934e-10 | -3.7001e-10 | 3.0925e-10 | 3.2934e-10 | 3.7001e-10 | 2.5091e-10 | 3.2073e-10 | 2.4636e-10 | -2.5091e-10 | -3.2073e-10 | -2.4636e-10 | 0 | 0 | 0 | 0 | 0 | 0 |  | 0.78885 | 0.77742 | 0.76355 | 0.78885 | 0.77742 | 0.76355 | -5.531 | -127.1841 | 114.3914 | -5.531 | -127.1841 | 114.3914
Line14_15_16 | 0 | 0 | 0 | 0 | 0 | 0 | 0 | 0 | 0 | 0 | 0 | 0 | -6.1875e-10 | -6.5856e-10 | -7.399e-10 | 6.1875e-10 | 6.5856e-10 | 7.399e-10 | 5.0182e-10 | 6.4167e-10 | 4.9252e-10 | -5.0182e-10 | -6.4167e-10 | -4.9252e-10 | 0 | 0 | 0 | 0 | 0 | 0 |  | 0.78885 | 0.77742 | 0.76355 | 0.78885 | 0.77742 | 0.76355 | -5.531 | -127.1841 | 114.3914 | -5.531 | -127.1841 | 114.3914
Line15_16_17 | 0 | 0 | 0 | 0 | 0 | 0 | 0 | 0 | 0 | 0 | 0 | 0 | -3.0937e-10 | -3.2928e-10 | -3.6995e-10 | 3.0937e-10 | 3.2928e-10 | 3.6995e-10 | 2.5091e-10 | 3.2084e-10 | 2.4626e-10 | -2.5091e-10 | -3.2084e-10 | -2.4626e-10 | 0 | 0 | 0 | 0 | 0 | 0 |  | 0.78885 | 0.77742 | 0.76355 | 0.78885 | 0.77742 | 0.76355 | -5.531 | -127.1841 | 114.3914 | -5.531 | -127.1841 | 114.3914
Line16_4_18 | 0 | 0 | 0 | 0 | 0 | 0 | 0 | 0 | 0 | 0 | 0 | 0 | -3.0937e-10 | -3.2928e-10 | -3.6995e-10 | 3.0937e-10 | 3.2928e-10 | 3.6995e-10 | 2.5091e-10 | 3.2084e-10 | 2.4626e-10 | -2.5091e-10 | -3.2084e-10 | -2.4626e-10 | 0 | 0 | 0 | 0 | 0 | 0 |  | 0.78885 | 0.77742 | 0.76355 | 0.78885 | 0.77742 | 0.76355 | -5.531 | -127.1841 | 114.3914 | -5.531 | -127.1841 | 114.3914
Line17_5_19 | 0 | 0 | 0 | 0 | 0 | 0 | 0 | 0 | 0 | 0 | 0 | 0 | -3.0937e-10 | -3.2928e-10 | -3.6995e-10 | 3.0937e-10 | 3.2928e-10 | 3.6995e-10 | 2.5091e-10 | 3.2084e-10 | 2.4626e-10 | -2.5091e-10 | -3.2084e-10 | -2.4626e-10 | 0 | 0 | 0 | 0 | 0 | 0 |  | 0.78885 | 0.77742 | 0.76355 | 0.78885 | 0.77742 | 0.76355 | -5.531 | -127.1841 | 114.3914 | -5.531 | -127.1841 | 114.3914
Line1_1_3 | 0 | 0 | 0 | 0 | 0 | 0 | 0 | 0 | 0 | 0 | 0 | 0 | -2.4749e-09 | -2.6343e-09 | -2.9597e-09 | 2.4749e-09 | 2.6343e-09 | 2.9597e-09 | 2.0073e-09 | 2.5666e-09 | 1.9702e-09 | -2.0073e-09 | -2.5666e-09 | -1.9702e-09 | 0 | 0 | 0 | 0 | 0 | 0 |  | 0.78885 | 0.77742 | 0.76355 | 0.78885 | 0.77742 | 0.76355 | -5.531 | -127.1841 | 114.3914 | -5.531 | -127.1841 | 114.3914
Line2_1_4 | 0 | 0 | 0 | 0 | 0 | 0 | 0 | 0 | 0 | 0 | 0 | 0 | -6.1814e-10 | -6.5886e-10 | -7.4021e-10 | 6.1814e-10 | 6.5886e-10 | 7.4021e-10 | 5.0184e-10 | 6.4115e-10 | 4.9302e-10 | -5.0184e-10 | -6.4115e-10 | -4.9302e-10 | 0 | 0 | 0 | 0 | 0 | 0 |  | 0.78885 | 0.77742 | 0.76355 | 0.78885 | 0.77742 | 0.76355 | -5.531 | -127.1841 | 114.3914 | -5.531 | -127.1841 | 114.3914
Line3_1_5 | 0 | 0 | 0 | 0 | 0 | 0 | 0 | 0 | 0 | 0 | 0 | 0 | -6.1875e-10 | -6.5856e-10 | -7.399e-10 | 6.1875e-10 | 6.5856e-10 | 7.399e-10 | 5.0182e-10 | 6.4167e-10 | 4.9252e-10 | -5.0182e-10 | -6.4167e-10 | -4.9252e-10 | 0 | 0 | 0 | 0 | 0 | 0 |  | 0.78885 | 0.77742 | 0.76355 | 0.78885 | 0.77742 | 0.76355 | -5.531 | -127.1841 | 114.3914 | -5.531 | -127.1841 | 114.3914
Line4_2_6 | 1.3142 | 1.5391 | 1.5148 | 1.3142 | 1.5391 | 1.5148 | 0.3035 | 0.35544 | 0.34984 | 0.3035 | 0.35544 | 0.34984 | 0.13264 | 0.1632 | 0.122 | -0.099483 | -0.11772 | -0.07794 | 0.13817 | 0.13375 | 0.16333 | -0.10363 | -0.086374 | -0.11744 | -51.7002 | -168.1404 | 62.8291 | 128.2998 | 11.8596 | -117.1709 |  | 0.63108 | 0.59365 | 0.58275 | 0.47331 | 0.41078 | 0.4029 | -5.531 | -128.8046 | 116.0722 | -5.531 | -131.8724 | 119.2586
Line5_6_7 | 1.3142 | 1.5391 | 1.5148 | 1.3142 | 1.5391 | 1.5148 | 0.3035 | 0.35544 | 0.34984 | 0.3035 | 0.35544 | 0.34984 | 0.099483 | 0.11772 | 0.07794 | -0.066322 | -0.072239 | -0.033882 | 0.10363 | 0.086374 | 0.11744 | -0.069085 | -0.038997 | -0.071546 | -51.7002 | -168.1404 | 62.8291 | 128.2998 | 11.8596 | -117.1709 |  | 0.47331 | 0.41078 | 0.4029 | 0.31554 | 0.23096 | 0.22629 | -5.531 | -131.8724 | 119.2586 | -5.531 | -139.7791 | 127.4886
Line6_7_8 | 0 | 2.4284 | 2.3822 | 0 | 2.4284 | 2.3822 | 0 | 0.56082 | 0.55014 | 0 | 0.56082 | 0.55014 | -2.2879e-09 | 0.069889 | 0.10255 | 1.7159e-09 | -4.9953e-14 | -3.2436e-14 | -4.9122e-09 | 0.10905 | 0.070574 | 2.9021e-09 | 2.0768e-14 | 6.7145e-14 | 0 | 162.8755 | 92.9542 | 0 | -17.1245 | -87.0458 |  | 0.31554 | 0.23096 | 0.22629 | 0.23666 | 0 | 0 | -5.531 | -139.7791 | 127.4886 | -5.531 | 0 | 0
Line7_8_9 | 0 | 0 | 0 | 0 | 0 | 0 | 0 | 0 | 0 | 0 | 0 | 0 | -5.7197e-10 | 4.1167e-22 | 5.1424e-22 | 5.7197e-10 | 4.6259e-18 | 1.1807e-18 | -1.4887e-09 | 8.4123e-22 | -2.9308e-22 | -7.5273e-11 | 6.8396e-18 | 3.3163e-18 | 0 | 0 | 0 | 0 | 0 | 0 |  | 0.23666 | 0 | 0 | 0.23666 | 0 | 0 | -5.531 | 0 | 0 | -5.531 | 0 | 0
Line8_8_10 | 0 | 0 | 0 | 0 | 0 | 0 | 0 | 0 | 0 | 0 | 0 | 0 | -5.7197e-10 | 4.1167e-22 | 5.1424e-22 | 5.7197e-10 | 4.6259e-18 | 1.1807e-18 | -1.4887e-09 | 8.4123e-22 | -2.9308e-22 | -7.5273e-11 | 6.8396e-18 | 3.3163e-18 | 0 | 0 | 0 | 0 | 0 | 0 |  | 0.23666 | 0 | 0 | 0.23666 | 0 | 0 | -5.531 | 0 | 0 | -5.531 | 0 | 0
Line9_3_11 | 0 | 0 | 0 | 0 | 0 | 0 | 0 | 0 | 0 | 0 | 0 | 0 | -2.1655e-09 | -2.305e-09 | -2.5897e-09 | 2.1655e-09 | 2.305e-09 | 2.5897e-09 | 1.7564e-09 | 2.2457e-09 | 1.7239e-09 | -1.7564e-09 | -2.2457e-09 | -1.7239e-09 | 0 | 0 | 0 | 0 | 0 | 0 |  | 0.78885 | 0.77742 | 0.76355 | 0.78885 | 0.77742 | 0.76355 | -5.531 | -127.1841 | 114.3914 | -5.531 | -127.1841 | 114.3914

## LLG_min_fault_6
name | pf_ikss_a_from_ka | pf_ikss_b_from_ka | pf_ikss_c_from_ka | pf_ikss_a_to_ka | pf_ikss_b_to_ka | pf_ikss_c_to_ka | pf_skss_a_from_mw | pf_skss_b_from_mw | pf_skss_c_from_mw | pf_skss_a_to_mw | pf_skss_b_to_mw | pf_skss_c_to_mw | pf_p_a_from_mw | pf_p_b_from_mw | pf_p_c_from_mw | pf_p_a_to_mw | pf_p_b_to_mw | pf_p_c_to_mw | pf_q_a_from_mvar | pf_q_b_from_mvar | pf_q_c_from_mvar | pf_q_a_to_mvar | pf_q_b_to_mvar | pf_q_c_to_mvar | pf_ikss_a_from_degree | pf_ikss_b_from_degree | pf_ikss_c_from_degree | pf_ikss_a_to_degree | pf_ikss_b_to_degree | pf_ikss_c_to_degree | 3xI0 | pf_vm_a_from_pu | pf_vm_b_from_pu | pf_vm_c_from_pu | pf_vm_a_to_pu | pf_vm_b_to_pu | pf_vm_c_to_pu | pf_va_a_from_degree | pf_va_b_from_degree | pf_va_c_from_degree | pf_va_a_to_degree | pf_va_b_to_degree | pf_va_c_to_degree
Line0_1_2 | 0.010266 | 0.02689 | 0.026874 | 0.010266 | 0.02689 | 0.026874 | 0.0023709 | 0.00621 | 0.0062062 | 0.0023709 | 0.00621 | 0.0062062 | 0.0015911 | 0.0052943 | 0.002571 | -0.001589 | -0.0052804 | -0.0025572 | 0.0015915 | 0.0025823 | 0.0052877 | -0.0015894 | -0.0025679 | -0.0052732 | -45.0495 | -146.1472 | 55.8694 | 134.9505 | 33.8528 | -124.1306 |  | 0.94918 | 0.94855 | 0.94737 | 0.94795 | 0.94552 | 0.9443 | -0.041883 | -120.146 | 119.9387 | -0.043393 | -120.2134 | 119.9989
Line10_11_12 | 0 | 0 | 0 | 0 | 0 | 0 | 0 | 0 | 0 | 0 | 0 | 0 | -1.7156e-11 | -3.01e-11 | -5.4743e-11 | 1.7156e-11 | 3.01e-11 | 5.4743e-11 | 1.4501e-11 | 5.0513e-11 | 2.1171e-11 | -1.4501e-11 | -5.0513e-11 | -2.1171e-11 | 0 | 0 | 0 | 0 | 0 | 0 |  | 0.94918 | 0.94855 | 0.94737 | 0.94918 | 0.94855 | 0.94737 | -0.041883 | -120.146 | 119.9387 | -0.041883 | -120.146 | 119.9387
Line11_12_13 | 0 | 0 | 0 | 0 | 0 | 0 | 0 | 0 | 0 | 0 | 0 | 0 | -1.4297e-11 | -2.5084e-11 | -4.5619e-11 | 1.4297e-11 | 2.5084e-11 | 4.5619e-11 | 1.2084e-11 | 4.2094e-11 | 1.7643e-11 | -1.2084e-11 | -4.2094e-11 | -1.7643e-11 | 0 | 0 | 0 | 0 | 0 | 0 |  | 0.94918 | 0.94855 | 0.94737 | 0.94918 | 0.94855 | 0.94737 | -0.041883 | -120.146 | 119.9387 | -0.041883 | -120.146 | 119.9387
Line12_13_15 | 0 | 0 | 0 | 0 | 0 | 0 | 0 | 0 | 0 | 0 | 0 | 0 | -8.5786e-12 | -1.505e-11 | -2.7371e-11 | 8.5786e-12 | 1.505e-11 | 2.7371e-11 | 7.2506e-12 | 2.5257e-11 | 1.0585e-11 | -7.2506e-12 | -2.5257e-11 | -1.0585e-11 | 0 | 0 | 0 | 0 | 0 | 0 |  | 0.94918 | 0.94855 | 0.94737 | 0.94918 | 0.94855 | 0.94737 | -0.041883 | -120.146 | 119.9387 | -0.041883 | -120.146 | 119.9387
Line13_13_14 | 0 | 0 | 0 | 0 | 0 | 0 | 0 | 0 | 0 | 0 | 0 | 0 | -2.8584e-12 | -5.0172e-12 | -9.1243e-12 | 2.8584e-12 | 5.0172e-12 | 9.1243e-12 | 2.4169e-12 | 8.418e-12 | 3.5294e-12 | -2.4169e-12 | -8.418e-12 | -3.5294e-12 | 0 | 0 | 0 | 0 | 0 | 0 |  | 0.94918 | 0.94855 | 0.94737 | 0.94918 | 0.94855 | 0.94737 | -0.041883 | -120.146 | 119.9387 | -0.041883 | -120.146 | 119.9387
Line14_15_16 | 0 | 0 | 0 | 0 | 0 | 0 | 0 | 0 | 0 | 0 | 0 | 0 | -5.7191e-12 | -1.0033e-11 | -1.8247e-11 | 5.7191e-12 | 1.0033e-11 | 1.8247e-11 | 4.8338e-12 | 1.6838e-11 | 7.0567e-12 | -4.8338e-12 | -1.6838e-11 | -7.0567e-12 | 0 | 0 | 0 | 0 | 0 | 0 |  | 0.94918 | 0.94855 | 0.94737 | 0.94918 | 0.94855 | 0.94737 | -0.041883 | -120.146 | 119.9387 | -0.041883 | -120.146 | 119.9387
Line15_16_17 | 0 | 0 | 0 | 0 | 0 | 0 | 0 | 0 | 0 | 0 | 0 | 0 | -2.8595e-12 | -5.0166e-12 | -9.1237e-12 | 2.8595e-12 | 5.0166e-12 | 9.1237e-12 | 2.4169e-12 | 8.419e-12 | 3.5284e-12 | -2.4169e-12 | -8.419e-12 | -3.5284e-12 | 0 | 0 | 0 | 0 | 0 | 0 |  | 0.94918 | 0.94855 | 0.94737 | 0.94918 | 0.94855 | 0.94737 | -0.041883 | -120.146 | 119.9387 | -0.041883 | -120.146 | 119.9387
Line16_4_18 | 0 | 0 | 0 | 0 | 0 | 0 | 0 | 0 | 0 | 0 | 0 | 0 | -2.8595e-12 | -5.0166e-12 | -9.1237e-12 | 2.8595e-12 | 5.0166e-12 | 9.1237e-12 | 2.4169e-12 | 8.419e-12 | 3.5284e-12 | -2.4169e-12 | -8.419e-12 | -3.5284e-12 | 0 | 0 | 0 | 0 | 0 | 0 |  | 0.94918 | 0.94855 | 0.94737 | 0.94918 | 0.94855 | 0.94737 | -0.041883 | -120.146 | 119.9387 | -0.041883 | -120.146 | 119.9387
Line17_5_19 | 0 | 0 | 0 | 0 | 0 | 0 | 0 | 0 | 0 | 0 | 0 | 0 | -2.8595e-12 | -5.0166e-12 | -9.1237e-12 | 2.8595e-12 | 5.0166e-12 | 9.1237e-12 | 2.4169e-12 | 8.419e-12 | 3.5284e-12 | -2.4169e-12 | -8.4191e-12 | -3.5284e-12 | 0 | 0 | 0 | 0 | 0 | 0 |  | 0.94918 | 0.94855 | 0.94737 | 0.94918 | 0.94855 | 0.94737 | -0.041883 | -120.146 | 119.9387 | -0.041883 | -120.146 | 119.9387
Line1_1_3 | 0 | 0 | 0 | 0 | 0 | 0 | 0 | 0 | 0 | 0 | 0 | 0 | -2.2875e-11 | -4.0133e-11 | -7.299e-11 | 2.2875e-11 | 4.0133e-11 | 7.299e-11 | 1.9335e-11 | 6.7351e-11 | 2.8228e-11 | -1.9335e-11 | -6.7351e-11 | -2.8228e-11 | 0 | 0 | 0 | 0 | 0 | 0 |  | 0.94918 | 0.94855 | 0.94737 | 0.94918 | 0.94855 | 0.94737 | -0.041883 | -120.146 | 119.9387 | -0.041883 | -120.146 | 119.9387
Line2_1_4 | 0 | 0 | 0 | 0 | 0 | 0 | 0 | 0 | 0 | 0 | 0 | 0 | -5.7133e-12 | -1.0036e-11 | -1.825e-11 | 5.7133e-12 | 1.0036e-11 | 1.825e-11 | 4.8338e-12 | 1.6833e-11 | 7.0618e-12 | -4.8338e-12 | -1.6833e-11 | -7.0618e-12 | 0 | 0 | 0 | 0 | 0 | 0 |  | 0.94918 | 0.94855 | 0.94737 | 0.94918 | 0.94855 | 0.94737 | -0.041883 | -120.146 | 119.9387 | -0.041883 | -120.146 | 119.9387
Line3_1_5 | 0 | 0 | 0 | 0 | 0 | 0 | 0 | 0 | 0 | 0 | 0 | 0 | -5.7191e-12 | -1.0033e-11 | -1.8247e-11 | 5.7191e-12 | 1.0033e-11 | 1.8247e-11 | 4.8338e-12 | 1.6838e-11 | 7.0567e-12 | -4.8338e-12 | -1.6838e-11 | -7.0567e-12 | 0 | 0 | 0 | 0 | 0 | 0 |  | 0.94918 | 0.94855 | 0.94737 | 0.94918 | 0.94855 | 0.94737 | -0.041883 | -120.146 | 119.9387 | -0.041883 | -120.146 | 119.9387
Line4_2_6 | 0.010266 | 0.02689 | 0.026874 | 0.010266 | 0.02689 | 0.026874 | 0.0023709 | 0.00621 | 0.0062062 | 0.0023709 | 0.00621 | 0.0062062 | 0.001589 | 0.0052804 | 0.0025572 | -0.001587 | -0.0052665 | -0.0025433 | 0.0015894 | 0.0025679 | 0.0052732 | -0.0015873 | -0.0025534 | -0.0052588 | -45.0495 | -146.1472 | 55.8694 | 134.9505 | 33.8528 | -124.1306 |  | 0.94795 | 0.94552 | 0.9443 | 0.94671 | 0.9425 | 0.94123 | -0.043393 | -120.2134 | 119.9989 | -0.044907 | -120.2813 | 120.0595
Line5_6_7 | 0.010266 | 0.02689 | 0.026874 | 0.010266 | 0.02689 | 0.026874 | 0.0023709 | 0.00621 | 0.0062062 | 0.0023709 | 0.00621 | 0.0062062 | 0.001587 | 0.0052665 | 0.0025433 | -0.001585 | -0.0052527 | -0.0025294 | 0.0015873 | 0.0025534 | 0.0052588 | -0.0015852 | -0.002539 | -0.0052443 | -45.0495 | -146.1472 | 55.8694 | 134.9505 | 33.8528 | -124.1306 |  | 0.94671 | 0.9425 | 0.94123 | 0.94548 | 0.93947 | 0.93817 | -0.044907 | -120.2813 | 120.0595 | -0.046425 | -120.3496 | 120.1204
Line6_7_8 | 0 | 0.030574 | 0.030531 | 0 | 0.030574 | 0.030531 | 0 | 0.0070607 | 0.0070507 | 0 | 0.0070607 | 0.0070507 | -5.5882e-11 | 0.0046874 | 0.0046797 | 5.535e-11 | -0.0046737 | -0.0046606 | -1.1387e-10 | 0.0046934 | 0.004675 | 8.9406e-11 | -0.0046737 | -0.0046606 | 0 | -165.3862 | 75.1488 | 0 | 14.6138 | -104.8512 |  | 0.94548 | 0.93947 | 0.93817 | 0.94487 | 0.93612 | 0.9348 | -0.046425 | -120.3496 | 120.1204 | -0.047185 | -120.3862 | 120.1488
Line7_8_9 | 0 | 0 | 0 | 0 | 0 | 0 | 0 | 0 | 0 | 0 | 0 | 0 | -1.8781e-11 | -8.8765e-11 | -9.8846e-12 | 1.7788e-11 | 4.7561e-11 | 5.2081e-11 | -4.6058e-11 | 4.7237e-11 | 1.4964e-11 | -2.7105e-12 | -2.1981e-11 | 8.4541e-12 | 0 | 0 | 0 | 0 | 0 | 0 |  | 0.94487 | 0.93612 | 0.9348 | 0.94487 | 0.93612 | 0.9348 | -0.047185 | -120.3862 | 120.1488 | -0.047185 | -120.3862 | 120.1488
Line8_8_10 | 0 | 0 | 0 | 0 | 0 | 0 | 0 | 0 | 0 | 0 | 0 | 0 | -1.8781e-11 | -8.8765e-11 | -9.8846e-12 | 1.7788e-11 | 4.7561e-11 | 5.2081e-11 | -4.6058e-11 | 4.7237e-11 | 1.4964e-11 | -2.7105e-12 | -2.1981e-11 | 8.4541e-12 | 0 | 0 | 0 | 0 | 0 | 0 |  | 0.94487 | 0.93612 | 0.9348 | 0.94487 | 0.93612 | 0.9348 | -0.047185 | -120.3862 | 120.1488 | -0.047185 | -120.3862 | 120.1488
Line9_3_11 | 0 | 0 | 0 | 0 | 0 | 0 | 0 | 0 | 0 | 0 | 0 | 0 | -2.0016e-11 | -3.5117e-11 | -6.3866e-11 | 2.0016e-11 | 3.5117e-11 | 6.3866e-11 | 1.6918e-11 | 5.8932e-11 | 2.47e-11 | -1.6918e-11 | -5.8932e-11 | -2.47e-11 | 0 | 0 | 0 | 0 | 0 | 0 |  | 0.94918 | 0.94855 | 0.94737 | 0.94918 | 0.94855 | 0.94737 | -0.041883 | -120.146 | 119.9387 | -0.041883 | -120.146 | 119.9387

## LLG_min_fault_10
name | pf_ikss_a_from_ka | pf_ikss_b_from_ka | pf_ikss_c_from_ka | pf_ikss_a_to_ka | pf_ikss_b_to_ka | pf_ikss_c_to_ka | pf_skss_a_from_mw | pf_skss_b_from_mw | pf_skss_c_from_mw | pf_skss_a_to_mw | pf_skss_b_to_mw | pf_skss_c_to_mw | pf_p_a_from_mw | pf_p_b_from_mw | pf_p_c_from_mw | pf_p_a_to_mw | pf_p_b_to_mw | pf_p_c_to_mw | pf_q_a_from_mvar | pf_q_b_from_mvar | pf_q_c_from_mvar | pf_q_a_to_mvar | pf_q_b_to_mvar | pf_q_c_to_mvar | pf_ikss_a_from_degree | pf_ikss_b_from_degree | pf_ikss_c_from_degree | pf_ikss_a_to_degree | pf_ikss_b_to_degree | pf_ikss_c_to_degree | 3xI0 | pf_vm_a_from_pu | pf_vm_b_from_pu | pf_vm_c_from_pu | pf_vm_a_to_pu | pf_vm_b_to_pu | pf_vm_c_to_pu | pf_va_a_from_degree | pf_va_b_from_degree | pf_va_c_from_degree | pf_va_a_to_degree | pf_va_b_to_degree | pf_va_c_to_degree
Line0_1_2 | 0.0097259 | 0.025475 | 0.025459 | 0.0097259 | 0.025475 | 0.025459 | 0.0022461 | 0.0058832 | 0.0058796 | 0.0022461 | 0.0058832 | 0.0058796 | 0.001428 | 0.0047517 | 0.0023075 | -0.0014262 | -0.0047392 | -0.0022951 | 0.0014284 | 0.0023177 | 0.0047457 | -0.0014265 | -0.0023047 | -0.0047328 | -45.0495 | -146.1472 | 55.8694 | 134.9505 | 33.8528 | -124.1306 |  | 0.89922 | 0.89863 | 0.89751 | 0.89805 | 0.89576 | 0.8946 | -0.041883 | -120.146 | 119.9387 | -0.043393 | -120.2134 | 119.9989
Line10_11_12 | 0 | 0 | 0 | 0 | 0 | 0 | 0 | 0 | 0 | 0 | 0 | 0 | -1.5398e-11 | -2.7015e-11 | -4.9132e-11 | 1.5398e-11 | 2.7015e-11 | 4.9132e-11 | 1.3015e-11 | 4.5336e-11 | 1.9001e-11 | -1.3015e-11 | -4.5336e-11 | -1.9001e-11 | 0 | 0 | 0 | 0 | 0 | 0 |  | 0.89922 | 0.89863 | 0.89751 | 0.89922 | 0.89863 | 0.89751 | -0.041883 | -120.146 | 119.9387 | -0.041883 | -120.146 | 119.9387
Line11_12_13 | 0 | 0 | 0 | 0 | 0 | 0 | 0 | 0 | 0 | 0 | 0 | 0 | -1.2831e-11 | -2.2513e-11 | -4.0943e-11 | 1.2831e-11 | 2.2513e-11 | 4.0943e-11 | 1.0846e-11 | 3.778e-11 | 1.5835e-11 | -1.0846e-11 | -3.778e-11 | -1.5835e-11 | 0 | 0 | 0 | 0 | 0 | 0 |  | 0.89922 | 0.89863 | 0.89751 | 0.89922 | 0.89863 | 0.89751 | -0.041883 | -120.146 | 119.9387 | -0.041883 | -120.146 | 119.9387
Line12_13_15 | 0 | 0 | 0 | 0 | 0 | 0 | 0 | 0 | 0 | 0 | 0 | 0 | -7.6994e-12 | -1.3507e-11 | -2.4566e-11 | 7.6994e-12 | 1.3507e-11 | 2.4566e-11 | 6.5075e-12 | 2.2668e-11 | 9.5002e-12 | -6.5075e-12 | -2.2668e-11 | -9.5002e-12 | 0 | 0 | 0 | 0 | 0 | 0 |  | 0.89922 | 0.89863 | 0.89751 | 0.89922 | 0.89863 | 0.89751 | -0.041883 | -120.146 | 119.9387 | -0.041883 | -120.146 | 119.9387
Line13_13_14 | 0 | 0 | 0 | 0 | 0 | 0 | 0 | 0 | 0 | 0 | 0 | 0 | -2.5654e-12 | -4.503e-12 | -8.1891e-12 | 2.5654e-12 | 4.503e-12 | 8.1891e-12 | 2.1692e-12 | 7.5553e-12 | 3.1676e-12 | -2.1692e-12 | -7.5553e-12 | -3.1676e-12 | 0 | 0 | 0 | 0 | 0 | 0 |  | 0.89922 | 0.89863 | 0.89751 | 0.89922 | 0.89863 | 0.89751 | -0.041883 | -120.146 | 119.9387 | -0.041883 | -120.146 | 119.9387
Line14_15_16 | 0 | 0 | 0 | 0 | 0 | 0 | 0 | 0 | 0 | 0 | 0 | 0 | -5.1329e-12 | -9.0049e-12 | -1.6377e-11 | 5.1329e-12 | 9.0049e-12 | 1.6377e-11 | 4.3383e-12 | 1.5112e-11 | 6.3335e-12 | -4.3383e-12 | -1.5112e-11 | -6.3335e-12 | 0 | 0 | 0 | 0 | 0 | 0 |  | 0.89922 | 0.89863 | 0.89751 | 0.89922 | 0.89863 | 0.89751 | -0.041883 | -120.146 | 119.9387 | -0.041883 | -120.146 | 119.9387
Line15_16_17 | 0 | 0 | 0 | 0 | 0 | 0 | 0 | 0 | 0 | 0 | 0 | 0 | -2.5665e-12 | -4.5024e-12 | -8.1886e-12 | 2.5665e-12 | 4.5024e-12 | 8.1886e-12 | 2.1692e-12 | 7.5562e-12 | 3.1667e-12 | -2.1692e-12 | -7.5562e-12 | -3.1667e-12 | 0 | 0 | 0 | 0 | 0 | 0 |  | 0.89922 | 0.89863 | 0.89751 | 0.89922 | 0.89863 | 0.89751 | -0.041883 | -120.146 | 119.9387 | -0.041883 | -120.146 | 119.9387
Line16_4_18 | 0 | 0 | 0 | 0 | 0 | 0 | 0 | 0 | 0 | 0 | 0 | 0 | -2.5665e-12 | -4.5024e-12 | -8.1886e-12 | 2.5665e-12 | 4.5024e-12 | 8.1886e-12 | 2.1692e-12 | 7.5562e-12 | 3.1667e-12 | -2.1692e-12 | -7.5562e-12 | -3.1667e-12 | 0 | 0 | 0 | 0 | 0 | 0 |  | 0.89922 | 0.89863 | 0.89751 | 0.89922 | 0.89863 | 0.89751 | -0.041883 | -120.146 | 119.9387 | -0.041883 | -120.146 | 119.9387
Line17_5_19 | 0 | 0 | 0 | 0 | 0 | 0 | 0 | 0 | 0 | 0 | 0 | 0 | -2.5665e-12 | -4.5024e-12 | -8.1886e-12 | 2.5665e-12 | 4.5024e-12 | 8.1886e-12 | 2.1692e-12 | 7.5562e-12 | 3.1667e-12 | -2.1692e-12 | -7.5562e-12 | -3.1667e-12 | 0 | 0 | 0 | 0 | 0 | 0 |  | 0.89922 | 0.89863 | 0.89751 | 0.89922 | 0.89863 | 0.89751 | -0.041883 | -120.146 | 119.9387 | -0.041883 | -120.146 | 119.9387
Line1_1_3 | 0 | 0 | 0 | 0 | 0 | 0 | 0 | 0 | 0 | 0 | 0 | 0 | -2.0531e-11 | -3.602e-11 | -6.5509e-11 | 2.0531e-11 | 3.602e-11 | 6.5509e-11 | 1.7353e-11 | 6.0448e-11 | 2.5335e-11 | -1.7353e-11 | -6.0448e-11 | -2.5335e-11 | 0 | 0 | 0 | 0 | 0 | 0 |  | 0.89922 | 0.89863 | 0.89751 | 0.89922 | 0.89863 | 0.89751 | -0.041883 | -120.146 | 119.9387 | -0.041883 | -120.146 | 119.9387
Line2_1_4 | 0 | 0 | 0 | 0 | 0 | 0 | 0 | 0 | 0 | 0 | 0 | 0 | -5.1277e-12 | -9.0075e-12 | -1.638e-11 | 5.1277e-12 | 9.0075e-12 | 1.638e-11 | 4.3383e-12 | 1.5108e-11 | 6.338e-12 | -4.3383e-12 | -1.5108e-11 | -6.338e-12 | 0 | 0 | 0 | 0 | 0 | 0 |  | 0.89922 | 0.89863 | 0.89751 | 0.89922 | 0.89863 | 0.89751 | -0.041883 | -120.146 | 119.9387 | -0.041883 | -120.146 | 119.9387
Line3_1_5 | 0 | 0 | 0 | 0 | 0 | 0 | 0 | 0 | 0 | 0 | 0 | 0 | -5.1329e-12 | -9.0049e-12 | -1.6377e-11 | 5.1329e-12 | 9.0049e-12 | 1.6377e-11 | 4.3383e-12 | 1.5112e-11 | 6.3335e-12 | -4.3383e-12 | -1.5112e-11 | -6.3335e-12 | 0 | 0 | 0 | 0 | 0 | 0 |  | 0.89922 | 0.89863 | 0.89751 | 0.89922 | 0.89863 | 0.89751 | -0.041883 | -120.146 | 119.9387 | -0.041883 | -120.146 | 119.9387
Line4_2_6 | 0.0097259 | 0.025475 | 0.025459 | 0.0097259 | 0.025475 | 0.025459 | 0.0022461 | 0.0058832 | 0.0058796 | 0.0022461 | 0.0058832 | 0.0058796 | 0.0014262 | 0.0047392 | 0.0022951 | -0.0014244 | -0.0047268 | -0.0022826 | 0.0014265 | 0.0023047 | 0.0047328 | -0.0014246 | -0.0022917 | -0.0047198 | -45.0495 | -146.1472 | 55.8694 | 134.9505 | 33.8528 | -124.1306 |  | 0.89805 | 0.89576 | 0.8946 | 0.89689 | 0.89289 | 0.8917 | -0.043393 | -120.2134 | 119.9989 | -0.044907 | -120.2813 | 120.0595
Line5_6_7 | 0.0097259 | 0.025475 | 0.025459 | 0.0097259 | 0.025475 | 0.025459 | 0.0022461 | 0.0058832 | 0.0058796 | 0.0022461 | 0.0058832 | 0.0058796 | 0.0014244 | 0.0047268 | 0.0022826 | -0.0014225 | -0.0047143 | -0.0022702 | 0.0014246 | 0.0022917 | 0.0047198 | -0.0014227 | -0.0022787 | -0.0047068 | -45.0495 | -146.1472 | 55.8694 | 134.9505 | 33.8528 | -124.1306 |  | 0.89689 | 0.89289 | 0.8917 | 0.89572 | 0.89002 | 0.88879 | -0.044907 | -120.2813 | 120.0595 | -0.046425 | -120.3496 | 120.1204
Line6_7_8 | 0 | 0.028964 | 0.028924 | 0 | 0.028964 | 0.028924 | 0 | 0.0066891 | 0.0066796 | 0 | 0.0066891 | 0.0066796 | -5.0154e-11 | 0.004207 | 0.0042 | 4.9677e-11 | -0.0041947 | -0.0041829 | -1.022e-10 | 0.0042124 | 0.0041959 | 8.0243e-11 | -0.0041947 | -0.0041829 | 0 | -165.3862 | 75.1488 | 0 | 14.6138 | -104.8512 |  | 0.89572 | 0.89002 | 0.88879 | 0.89514 | 0.88685 | 0.8856 | -0.046425 | -120.3496 | 120.1204 | -0.047185 | -120.3862 | 120.1488
Line7_8_9 | 0 | 0 | 0 | 0 | 0 | 0 | 0 | 0 | 0 | 0 | 0 | 0 | -1.6856e-11 | -7.9667e-11 | -8.8715e-12 | 1.5965e-11 | 4.2687e-11 | 4.6743e-11 | -4.1338e-11 | 4.2395e-11 | 1.343e-11 | -2.4327e-12 | -1.9728e-11 | 7.5877e-12 | 0 | 0 | 0 | 0 | 0 | 0 |  | 0.89514 | 0.88685 | 0.8856 | 0.89514 | 0.88685 | 0.8856 | -0.047185 | -120.3862 | 120.1488 | -0.047185 | -120.3862 | 120.1488
Line8_8_10 | 0 | 0 | 0 | 0 | 0 | 0 | 0 | 0 | 0 | 0 | 0 | 0 | -1.6856e-11 | -7.9667e-11 | -8.8715e-12 | 1.5965e-11 | 4.2687e-11 | 4.6744e-11 | -4.1338e-11 | 4.2395e-11 | 1.343e-11 | -2.4327e-12 | -1.9728e-11 | 7.5876e-12 | 0 | 0 | 0 | 0 | 0 | 0 |  | 0.89514 | 0.88685 | 0.8856 | 0.89514 | 0.88685 | 0.8856 | -0.047185 | -120.3862 | 120.1488 | -0.047185 | -120.3862 | 120.1488
Line9_3_11 | 0 | 0 | 0 | 0 | 0 | 0 | 0 | 0 | 0 | 0 | 0 | 0 | -1.7964e-11 | -3.1518e-11 | -5.7321e-11 | 1.7964e-11 | 3.1518e-11 | 5.7321e-11 | 1.5184e-11 | 5.2892e-11 | 2.2168e-11 | -1.5184e-11 | -5.2892e-11 | -2.2168e-11 | 0 | 0 | 0 | 0 | 0 | 0 |  | 0.89922 | 0.89863 | 0.89751 | 0.89922 | 0.89863 | 0.89751 | -0.041883 | -120.146 | 119.9387 | -0.041883 | -120.146 | 119.9387