## LLL_max_6
name | pf_ikss_from_ka | pf_ikss_to_ka | pf_ip_from_ka | pf_ip_to_ka | pf_skss_from_mw | pf_skss_to_mw | pf_p_from_mw | pf_p_to_mw | pf_q_from_mvar | pf_q_to_mvar | pf_ikss_from_degree | pf_ikss_to_degree | pf_vm_from_pu | pf_vm_to_pu | pf_va_from_degree | pf_va_to_degree
Line0_1_2 | 2.2042 | 2.2042 | 0 | 0 | 1.5271 | 1.5271 | 0.58304 | -0.43728 | 1.1661 | -0.87455 | -67.4785 | 112.5215 | 0.8537 | 0.64027 | -4.0436 | -4.0436
Line10_11_12 | 0 | 0 | 0 | 0 | 0 | 0 | 0 | 0 | 0 | 0 | 0 | 0 | 0.8537 | 0.8537 | -4.0436 | -4.0436
Line11_12_13 | 0 | 0 | 0 | 0 | 0 | 0 | 0 | 0 | 0 | 0 | 0 | 0 | 0.8537 | 0.8537 | -4.0436 | -4.0436
Line12_13_15 | 0 | 0 | 0 | 0 | 0 | 0 | 0 | 0 | 0 | 0 | 0 | 0 | 0.8537 | 0.8537 | -4.0436 | -4.0436
Line13_13_14 | 0 | 0 | 0 | 0 | 0 | 0 | 0 | 0 | 0 | 0 | 0 | 0 | 0.8537 | 0.8537 | -4.0436 | -4.0436
Line14_15_16 | 0 | 0 | 0 | 0 | 0 | 0 | 0 | 0 | 0 | 0 | 0 | 0 | 0.8537 | 0.8537 | -4.0436 | -4.0436
Line15_16_17 | 0 | 0 | 0 | 0 | 0 | 0 | 0 | 0 | 0 | 0 | 0 | 0 | 0.8537 | 0.8537 | -4.0436 | -4.0436
Line16_4_18 | 0 | 0 | 0 | 0 | 0 | 0 | 0 | 0 | 0 | 0 | 0 | 0 | 0.86803 | 0.86803 | -3.8469 | -3.8469
Line17_5_19 | 0 | 0 | 0 | 0 | 0 | 0 | 0 | 0 | 0 | 0 | 0 | 0 | 0.8537 | 0.8537 | -4.0436 | -4.0436
Line1_1_3 | 0 | 0 | 0 | 0 | 0 | 0 | 0 | 0 | 0 | 0 | 0 | 0 | 0.8537 | 0.8537 | -4.0436 | -4.0436
Line2_1_4 | 0.1512 | 0.1512 | 0 | 0 | 0.10475 | 0.10475 | -0.055441 | 0.056127 | -0.070169 | 0.07154 | 124.2689 | -55.7311 | 0.8537 | 0.86803 | -4.0436 | -3.8469
Line3_1_5 | 0 | 0 | 0 | 0 | 0 | 0 | 0 | 0 | 0 | 0 | 0 | 0 | 0.8537 | 0.8537 | -4.0436 | -4.0436
Line4_2_6 | 2.2042 | 2.2042 | 0 | 0 | 1.5271 | 1.5271 | 0.43728 | -0.29152 | 0.87455 | -0.58304 | -67.4785 | 112.5215 | 0.64027 | 0.42685 | -4.0436 | -4.0436
Line5_6_7 | 2.2042 | 2.2042 | 0 | 0 | 1.5271 | 1.5271 | 0.29152 | -0.14576 | 0.58304 | -0.29152 | -67.4785 | 112.5215 | 0.42685 | 0.21342 | -4.0436 | -4.0436
Line6_7_8 | 2.2042 | 2.2042 | 0 | 4.0645 | 1.5271 | 1.5271 | 0.14576 | -1e-07 | 0.29152 | -1e-07 | -67.4785 | 112.5215 | 0.21342 | 0 | -4.0436 | 0
Line7_8_9 | 0 | 0 | 0 | 0 | 0 | 0 | 7.54e-22 | 0 | 4.4098e-22 | 0 | 0 | 0 | 0 | 0 | 0 | 0
Line8_8_10 | 0 | 0 | 0 | 0 | 0 | 0 | 7.54e-22 | 0 | 4.4098e-22 | 0 | 0 | 0 | 0 | 0 | 0 | 0
Line9_3_11 | 0 | 0 | 0 | 0 | 0 | 0 | 0 | 0 | 0 | 0 | 0 | 0 | 0.8537 | 0.8537 | -4.0436 | -4.0436

## LLL_max_10
name | pf_ikss_from_ka | pf_ikss_to_ka | pf_ip_from_ka | pf_ip_to_ka | pf_skss_from_mw | pf_skss_to_mw | pf_p_from_mw | pf_p_to_mw | pf_q_from_mvar | pf_q_to_mvar | pf_ikss_from_degree | pf_ikss_to_degree | pf_vm_from_pu | pf_vm_to_pu | pf_va_from_degree | pf_va_to_degree
Line0_1_2 | 2.2888 | 2.2888 | 0 | 0 | 1.5858 | 1.5858 | 0.62865 | -0.47149 | 1.2573 | -0.94298 | -67.6317 | 112.3683 | 0.88646 | 0.66485 | -4.1968 | -4.1968
Line10_11_12 | 0 | 0 | 0 | 0 | 0 | 0 | 0 | 0 | 0 | 0 | 0 | 0 | 0.88646 | 0.88646 | -4.1968 | -4.1968
Line11_12_13 | 0 | 0 | 0 | 0 | 0 | 0 | 0 | 0 | 0 | 0 | 0 | 0 | 0.88646 | 0.88646 | -4.1968 | -4.1968
Line12_13_15 | 0 | 0 | 0 | 0 | 0 | 0 | 0 | 0 | 0 | 0 | 0 | 0 | 0.88646 | 0.88646 | -4.1968 | -4.1968
Line13_13_14 | 0 | 0 | 0 | 0 | 0 | 0 | 0 | 0 | 0 | 0 | 0 | 0 | 0.88646 | 0.88646 | -4.1968 | -4.1968
Line14_15_16 | 0 | 0 | 0 | 0 | 0 | 0 | 0 | 0 | 0 | 0 | 0 | 0 | 0.88646 | 0.88646 | -4.1968 | -4.1968
Line15_16_17 | 0 | 0 | 0 | 0 | 0 | 0 | 0 | 0 | 0 | 0 | 0 | 0 | 0.88646 | 0.88646 | -4.1968 | -4.1968
Line16_4_18 | 0 | 0 | 0 | 0 | 0 | 0 | 0 | 0 | 0 | 0 | 0 | 0 | 0.90139 | 0.90139 | -4 | -4
Line17_5_19 | 0 | 0 | 0 | 0 | 0 | 0 | 0 | 0 | 0 | 0 | 0 | 0 | 0.88646 | 0.88646 | -4.1968 | -4.1968
Line1_1_3 | 0 | 0 | 0 | 0 | 0 | 0 | 0 | 0 | 0 | 0 | 0 | 0 | 0.88646 | 0.88646 | -4.1968 | -4.1968
Line2_1_4 | 0.15742 | 0.15742 | 0 | 0 | 0.10906 | 0.10906 | -0.059897 | 0.06064 | -0.075889 | 0.077376 | 124.0863 | -55.9137 | 0.88646 | 0.90139 | -4.1968 | -4
Line3_1_5 | 0 | 0 | 0 | 0 | 0 | 0 | 0 | 0 | 0 | 0 | 0 | 0 | 0.88646 | 0.88646 | -4.1968 | -4.1968
Line4_2_6 | 2.2888 | 2.2888 | 0 | 0 | 1.5858 | 1.5858 | 0.47149 | -0.31433 | 0.94298 | -0.62865 | -67.6317 | 112.3683 | 0.66485 | 0.44323 | -4.1968 | -4.1968
Line5_6_7 | 2.2888 | 2.2888 | 0 | 0 | 1.5858 | 1.5858 | 0.31433 | -0.15716 | 0.62865 | -0.31433 | -67.6317 | 112.3683 | 0.44323 | 0.22162 | -4.1968 | -4.1968
Line6_7_8 | 2.2888 | 2.2888 | 0 | 4.2293 | 1.5858 | 1.5858 | 0.15716 | -1e-07 | 0.31433 | -1e-07 | -67.6317 | 112.3683 | 0.22162 | 0 | -4.1968 | 0
Line7_8_9 | 0 | 0 | 0 | 0 | 0 | 0 | 1.0478e-21 | 0 | -4.2059e-22 | 0 | 0 | 0 | 0 | 0 | 0 | 0
Line8_8_10 | 0 | 0 | 0 | 0 | 0 | 0 | 1.0478e-21 | 0 | -4.2059e-22 | 0 | 0 | 0 | 0 | 0 | 0 | 0
Line9_3_11 | 0 | 0 | 0 | 0 | 0 | 0 | 0 | 0 | 0 | 0 | 0 | 0 | 0.88646 | 0.88646 | -4.1968 | -4.1968

## LLL_max_fault_6
name | pf_ikss_from_ka | pf_ikss_to_ka | pf_ip_from_ka | pf_ip_to_ka | pf_skss_from_mw | pf_skss_to_mw | pf_p_from_mw | pf_p_to_mw | pf_q_from_mvar | pf_q_to_mvar | pf_ikss_from_degree | pf_ikss_to_degree | pf_vm_from_pu | pf_vm_to_pu | pf_va_from_degree | pf_va_to_degree
Line0_1_2 | 0.033806 | 0.033806 | 0 | 0 | 0.023422 | 0.023422 | 0.01728 | -0.017246 | 0.017417 | -0.017349 | -45.336 | 134.664 | 1.0475 | 1.0444 | -0.10951 | -0.16563
Line10_11_12 | 0 | 0 | 0 | 0 | 0 | 0 | 0 | 0 | 0 | 0 | 0 | 0 | 1.0475 | 1.0475 | -0.10951 | -0.10951
Line11_12_13 | 0 | 0 | 0 | 0 | 0 | 0 | 0 | 0 | 0 | 0 | 0 | 0 | 1.0475 | 1.0475 | -0.10951 | -0.10951
Line12_13_15 | 0 | 0 | 0 | 0 | 0 | 0 | 0 | 0 | 0 | 0 | 0 | 0 | 1.0475 | 1.0475 | -0.10951 | -0.10951
Line13_13_14 | 0 | 0 | 0 | 0 | 0 | 0 | 0 | 0 | 0 | 0 | 0 | 0 | 1.0475 | 1.0475 | -0.10951 | -0.10951
Line14_15_16 | 0 | 0 | 0 | 0 | 0 | 0 | 0 | 0 | 0 | 0 | 0 | 0 | 1.0475 | 1.0475 | -0.10951 | -0.10951
Line15_16_17 | 0 | 0 | 0 | 0 | 0 | 0 | 0 | 0 | 0 | 0 | 0 | 0 | 1.0475 | 1.0475 | -0.10951 | -0.10951
Line16_4_18 | 0 | 0 | 0 | 0 | 0 | 0 | 0 | 0 | 0 | 0 | 0 | 0 | 1.0477 | 1.0477 | -0.10338 | -0.10338
Line17_5_19 | 0 | 0 | 0 | 0 | 0 | 0 | 0 | 0 | 0 | 0 | 0 | 0 | 1.0475 | 1.0475 | -0.10951 | -0.10951
Line1_1_3 | 0 | 0 | 0 | 0 | 0 | 0 | 0 | 0 | 0 | 0 | 0 | 0 | 1.0475 | 1.0475 | -0.10951 | -0.10951
Line2_1_4 | 0.0023189 | 0.0023189 | 0 | 0 | 0.0016066 | 0.0016066 | -0.0014037 | 0.0014039 | -0.00092838 | 0.0009287 | 146.4114 | -33.5886 | 1.0475 | 1.0477 | -0.10951 | -0.10338
Line3_1_5 | 0 | 0 | 0 | 0 | 0 | 0 | 0 | 0 | 0 | 0 | 0 | 0 | 1.0475 | 1.0475 | -0.10951 | -0.10951
Line4_2_6 | 0.033806 | 0.033806 | 0 | 0 | 0.023422 | 0.023422 | 0.017246 | -0.017212 | 0.017349 | -0.01728 | -45.336 | 134.664 | 1.0444 | 1.0413 | -0.16563 | -0.22207
Line5_6_7 | 0.033806 | 0.033806 | 0 | 0 | 0.023422 | 0.023422 | 0.017212 | -0.017177 | 0.01728 | -0.017212 | -45.336 | 134.664 | 1.0413 | 1.0382 | -0.22207 | -0.27885
Line6_7_8 | 0.033806 | 0.033806 | 0 | 0.062337 | 0.023422 | 0.023422 | 0.017177 | -0.017143 | 0.017212 | -0.017143 | -45.336 | 134.664 | 1.0382 | 1.0351 | -0.27885 | -0.33598
Line7_8_9 | 0 | 0 | 0 | 0 | 0 | 0 | -1.6943e-10 | 0 | 7.0105e-11 | 0 | 0 | 0 | 1.0351 | 1.0351 | -0.33598 | -0.33598
Line8_8_10 | 0 | 0 | 0 | 0 | 0 | 0 | -1.6943e-10 | 0 | 7.0105e-11 | 0 | 0 | 0 | 1.0351 | 1.0351 | -0.33598 | -0.33598
Line9_3_11 | 0 | 0 | 0 | 0 | 0 | 0 | 0 | 0 | 0 | 0 | 0 | 0 | 1.0475 | 1.0475 | -0.10951 | -0.10951

## LLL_max_fault_10
name | pf_ikss_from_ka | pf_ikss_to_ka | pf_ip_from_ka | pf_ip_to_ka | pf_skss_from_mw | pf_skss_to_mw | pf_p_from_mw | pf_p_to_mw | pf_q_from_mvar | pf_q_to_mvar | pf_ikss_from_degree | pf_ikss_to_degree | pf_vm_from_pu | pf_vm_to_pu | pf_va_from_degree | pf_va_to_degree
Line0_1_2 | 0.035412 | 0.035412 | 0 | 0 | 0.024534 | 0.024534 | 0.018961 | -0.018923 | 0.019111 | -0.019036 | -45.3411 | 134.6589 | 1.0973 | 1.094 | -0.11465 | -0.17077
Line10_11_12 | 0 | 0 | 0 | 0 | 0 | 0 | 0 | 0 | 0 | 0 | 0 | 0 | 1.0973 | 1.0973 | -0.11465 | -0.11465
Line11_12_13 | 0 | 0 | 0 | 0 | 0 | 0 | 0 | 0 | 0 | 0 | 0 | 0 | 1.0973 | 1.0973 | -0.11465 | -0.11465
Line12_13_15 | 0 | 0 | 0 | 0 | 0 | 0 | 0 | 0 | 0 | 0 | 0 | 0 | 1.0973 | 1.0973 | -0.11465 | -0.11465
Line13_13_14 | 0 | 0 | 0 | 0 | 0 | 0 | 0 | 0 | 0 | 0 | 0 | 0 | 1.0973 | 1.0973 | -0.11465 | -0.11465
Line14_15_16 | 0 | 0 | 0 | 0 | 0 | 0 | 0 | 0 | 0 | 0 | 0 | 0 | 1.0973 | 1.0973 | -0.11465 | -0.11465
Line15_16_17 | 0 | 0 | 0 | 0 | 0 | 0 | 0 | 0 | 0 | 0 | 0 | 0 | 1.0973 | 1.0973 | -0.11465 | -0.11465
Line16_4_18 | 0 | 0 | 0 | 0 | 0 | 0 | 0 | 0 | 0 | 0 | 0 | 0 | 1.0975 | 1.0975 | -0.10851 | -0.10851
Line17_5_19 | 0 | 0 | 0 | 0 | 0 | 0 | 0 | 0 | 0 | 0 | 0 | 0 | 1.0973 | 1.0973 | -0.11465 | -0.11465
Line1_1_3 | 0 | 0 | 0 | 0 | 0 | 0 | 0 | 0 | 0 | 0 | 0 | 0 | 1.0973 | 1.0973 | -0.11465 | -0.11465
Line2_1_4 | 0.0024355 | 0.0024355 | 0 | 0 | 0.0016874 | 0.0016874 | -0.0015438 | 0.001544 | -0.0010222 | 0.0010225 | 146.3769 | -33.6231 | 1.0973 | 1.0975 | -0.11465 | -0.10851
Line3_1_5 | 0 | 0 | 0 | 0 | 0 | 0 | 0 | 0 | 0 | 0 | 0 | 0 | 1.0973 | 1.0973 | -0.11465 | -0.11465
Line4_2_6 | 0.035412 | 0.035412 | 0 | 0 | 0.024534 | 0.024534 | 0.018923 | -0.018886 | 0.019036 | -0.018961 | -45.3411 | 134.6589 | 1.094 | 1.0908 | -0.17077 | -0.22721
Line5_6_7 | 0.035412 | 0.035412 | 0 | 0 | 0.024534 | 0.024534 | 0.018886 | -0.018848 | 0.018961 | -0.018886 | -45.3411 | 134.6589 | 1.0908 | 1.0875 | -0.22721 | -0.28399
Line6_7_8 | 0.035412 | 0.035412 | 0 | 0.065434 | 0.024534 | 0.024534 | 0.018848 | -0.01881 | 0.018886 | -0.01881 | -45.3411 | 134.6589 | 1.0875 | 1.0843 | -0.28399 | -0.34112
Line7_8_9 | 0 | 0 | 0 | 0 | 0 | 0 | -1.8735e-10 | 0 | 7.811e-11 | 0 | 0 | 0 | 1.0843 | 1.0843 | -0.34112 | -0.34112
Line8_8_10 | 0 | 0 | 0 | 0 | 0 | 0 | -1.8735e-10 | 0 | 7.811e-11 | 0 | 0 | 0 | 1.0843 | 1.0843 | -0.34112 | -0.34112
Line9_3_11 | 0 | 0 | 0 | 0 | 0 | 0 | 0 | 0 | 0 | 0 | 0 | 0 | 1.0973 | 1.0973 | -0.11465 | -0.11465

## LLL_min_6
name | pf_ikss_from_ka | pf_ikss_to_ka | pf_ip_from_ka | pf_ip_to_ka | pf_skss_from_mw | pf_skss_to_mw | pf_p_from_mw | pf_p_to_mw | pf_q_from_mvar | pf_q_to_mvar | pf_ikss_from_degree | pf_ikss_to_degree | pf_vm_from_pu | pf_vm_to_pu | pf_va_from_degree | pf_va_to_degree
Line0_1_2 | 1.6805 | 1.6805 | 0 | 0 | 1.1643 | 1.1643 | 0.65063 | -0.48797 | 0.67774 | -0.50831 | -52.86 | 127.14 | 0.80695 | 0.60522 | -6.6908 | -6.6908
Line10_11_12 | 0 | 0 | 0 | 0 | 0 | 0 | 0 | 0 | 0 | 0 | 0 | 0 | 0.80695 | 0.80695 | -6.6908 | -6.6908
Line11_12_13 | 0 | 0 | 0 | 0 | 0 | 0 | 0 | 0 | 0 | 0 | 0 | 0 | 0.80695 | 0.80695 | -6.6908 | -6.6908
Line12_13_15 | 0 | 0 | 0 | 0 | 0 | 0 | 0 | 0 | 0 | 0 | 0 | 0 | 0.80695 | 0.80695 | -6.6908 | -6.6908
Line13_13_14 | 0 | 0 | 0 | 0 | 0 | 0 | 0 | 0 | 0 | 0 | 0 | 0 | 0.80695 | 0.80695 | -6.6908 | -6.6908
Line14_15_16 | 0 | 0 | 0 | 0 | 0 | 0 | 0 | 0 | 0 | 0 | 0 | 0 | 0.80695 | 0.80695 | -6.6908 | -6.6908
Line15_16_17 | 0 | 0 | 0 | 0 | 0 | 0 | 0 | 0 | 0 | 0 | 0 | 0 | 0.80695 | 0.80695 | -6.6908 | -6.6908
Line16_4_18 | 0 | 0 | 0 | 0 | 0 | 0 | 0 | 0 | 0 | 0 | 0 | 0 | 0.80729 | 0.80729 | -6.6857 | -6.6857
Line17_5_19 | 0 | 0 | 0 | 0 | 0 | 0 | 0 | 0 | 0 | 0 | 0 | 0 | 0.80695 | 0.80695 | -6.6908 | -6.6908
Line1_1_3 | 0 | 0 | 0 | 0 | 0 | 0 | 0 | 0 | 0 | 0 | 0 | 0 | 0.80695 | 0.80695 | -6.6908 | -6.6908
Line2_1_4 | 0.0028883 | 0.0028883 | 0 | 0 | 0.002001 | 0.002001 | -0.0013351 | 0.0013356 | -0.00090824 | 0.00090874 | 139.0826 | -40.9174 | 0.80695 | 0.80729 | -6.6908 | -6.6857
Line3_1_5 | 0 | 0 | 0 | 0 | 0 | 0 | 0 | 0 | 0 | 0 | 0 | 0 | 0.80695 | 0.80695 | -6.6908 | -6.6908
Line4_2_6 | 1.6805 | 1.6805 | 0 | 0 | 1.1643 | 1.1643 | 0.48797 | -0.32532 | 0.50831 | -0.33887 | -52.86 | 127.14 | 0.60522 | 0.40348 | -6.6908 | -6.6908
Line5_6_7 | 1.6805 | 1.6805 | 0 | 0 | 1.1643 | 1.1643 | 0.32532 | -0.16266 | 0.33887 | -0.16944 | -52.86 | 127.14 | 0.40348 | 0.20174 | -6.6908 | -6.6908
Line6_7_8 | 1.6805 | 1.6805 | 0 | 2.6642 | 1.1643 | 1.1643 | 0.16266 | -1e-07 | 0.16944 | -1e-07 | -52.86 | 127.14 | 0.20174 | 0 | -6.6908 | 0
Line7_8_9 | 0 | 0 | 0 | 0 | 0 | 0 | 6.7407e-22 | 0 | 9.0004e-22 | 0 | 0 | 0 | 0 | 0 | 0 | 0
Line8_8_10 | 0 | 0 | 0 | 0 | 0 | 0 | 6.7407e-22 | 0 | 9.0004e-22 | 0 | 0 | 0 | 0 | 0 | 0 | 0
Line9_3_11 | 0 | 0 | 0 | 0 | 0 | 0 | 0 | 0 | 0 | 0 | 0 | 0 | 0.80695 | 0.80695 | -6.6908 | -6.6908

## LLL_min_10
name | pf_ikss_from_ka | pf_ikss_to_ka | pf_ip_from_ka | pf_ip_to_ka | pf_skss_from_mw | pf_skss_to_mw | pf_p_from_mw | pf_p_to_mw | pf_q_from_mvar | pf_q_to_mvar | pf_ikss_from_degree | pf_ikss_to_degree | pf_vm_from_pu | pf_vm_to_pu | pf_va_from_degree | pf_va_to_degree
Line0_1_2 | 1.592 | 1.592 | 0 | 0 | 1.103 | 1.103 | 0.58395 | -0.43796 | 0.60828 | -0.45621 | -52.86 | 127.14 | 0.76448 | 0.57336 | -6.6908 | -6.6908
Line10_11_12 | 0 | 0 | 0 | 0 | 0 | 0 | 0 | 0 | 0 | 0 | 0 | 0 | 0.76448 | 0.76448 | -6.6908 | -6.6908
Line11_12_13 | 0 | 0 | 0 | 0 | 0 | 0 | 0 | 0 | 0 | 0 | 0 | 0 | 0.76448 | 0.76448 | -6.6908 | -6.6908
Line12_13_15 | 0 | 0 | 0 | 0 | 0 | 0 | 0 | 0 | 0 | 0 | 0 | 0 | 0.76448 | 0.76448 | -6.6908 | -6.6908
Line13_13_14 | 0 | 0 | 0 | 0 | 0 | 0 | 0 | 0 | 0 | 0 | 0 | 0 | 0.76448 | 0.76448 | -6.6908 | -6.6908
Line14_15_16 | 0 | 0 | 0 | 0 | 0 | 0 | 0 | 0 | 0 | 0 | 0 | 0 | 0.76448 | 0.76448 | -6.6908 | -6.6908
Line15_16_17 | 0 | 0 | 0 | 0 | 0 | 0 | 0 | 0 | 0 | 0 | 0 | 0 | 0.76448 | 0.76448 | -6.6908 | -6.6908
Line16_4_18 | 0 | 0 | 0 | 0 | 0 | 0 | 0 | 0 | 0 | 0 | 0 | 0 | 0.7648 | 0.7648 | -6.6857 | -6.6857
Line17_5_19 | 0 | 0 | 0 | 0 | 0 | 0 | 0 | 0 | 0 | 0 | 0 | 0 | 0.76448 | 0.76448 | -6.6908 | -6.6908
Line1_1_3 | 0 | 0 | 0 | 0 | 0 | 0 | 0 | 0 | 0 | 0 | 0 | 0 | 0.76448 | 0.76448 | -6.6908 | -6.6908
Line2_1_4 | 0.0027362 | 0.0027362 | 0 | 0 | 0.0018957 | 0.0018957 | -0.0011983 | 0.0011987 | -0.00081515 | 0.0008156 | 139.0826 | -40.9174 | 0.76448 | 0.7648 | -6.6908 | -6.6857
Line3_1_5 | 0 | 0 | 0 | 0 | 0 | 0 | 0 | 0 | 0 | 0 | 0 | 0 | 0.76448 | 0.76448 | -6.6908 | -6.6908
Line4_2_6 | 1.592 | 1.592 | 0 | 0 | 1.103 | 1.103 | 0.43796 | -0.29197 | 0.45621 | -0.30414 | -52.86 | 127.14 | 0.57336 | 0.38224 | -6.6908 | -6.6908
Line5_6_7 | 1.592 | 1.592 | 0 | 0 | 1.103 | 1.103 | 0.29197 | -0.14599 | 0.30414 | -0.15207 | -52.86 | 127.14 | 0.38224 | 0.19112 | -6.6908 | -6.6908
Line6_7_8 | 1.592 | 1.592 | 0 | 2.524 | 1.103 | 1.103 | 0.14599 | -1e-07 | 0.15207 | -1e-07 | -52.86 | 127.14 | 0.19112 | 0 | -6.6908 | 0
Line7_8_9 | 0 | 0 | 0 | 0 | 0 | 0 | 6.0452e-22 | 0 | 8.0897e-22 | 0 | 0 | 0 | 0 | 0 | 0 | 0
Line8_8_10 | 0 | 0 | 0 | 0 | 0 | 0 | 6.0452e-22 | 0 | 8.0897e-22 | 0 | 0 | 0 | 0 | 0 | 0 | 0
Line9_3_11 | 0 | 0 | 0 | 0 | 0 | 0 | 0 | 0 | 0 | 0 | 0 | 0 | 0.76448 | 0.76448 | -6.6908 | -6.6908

## LLL_min_fault_6
name | pf_ikss_from_ka | pf_ikss_to_ka | pf_ip_from_ka | pf_ip_to_ka | pf_skss_from_mw | pf_skss_to_mw | pf_p_from_mw | pf_p_to_mw | pf_q_from_mvar | pf_q_to_mvar | pf_ikss_from_degree | pf_ikss_to_degree | pf_vm_from_pu | pf_vm_to_pu | pf_va_from_degree | pf_va_to_degree
Line0_1_2 | 0.030469 | 0.030469 | 0 | 0 | 0.02111 | 0.02111 | 0.01414 | -0.014086 | 0.014149 | -0.014093 | -45.1421 | 134.8579 | 0.94756 | 0.94391 | -0.12402 | -0.12848
Line10_11_12 | 0 | 0 | 0 | 0 | 0 | 0 | 0 | 0 | 0 | 0 | 0 | 0 | 0.94756 | 0.94756 | -0.12402 | -0.12402
Line11_12_13 | 0 | 0 | 0 | 0 | 0 | 0 | 0 | 0 | 0 | 0 | 0 | 0 | 0.94756 | 0.94756 | -0.12402 | -0.12402
Line12_13_15 | 0 | 0 | 0 | 0 | 0 | 0 | 0 | 0 | 0 | 0 | 0 | 0 | 0.94756 | 0.94756 | -0.12402 | -0.12402
Line13_13_14 | 0 | 0 | 0 | 0 | 0 | 0 | 0 | 0 | 0 | 0 | 0 | 0 | 0.94756 | 0.94756 | -0.12402 | -0.12402
Line14_15_16 | 0 | 0 | 0 | 0 | 0 | 0 | 0 | 0 | 0 | 0 | 0 | 0 | 0.94756 | 0.94756 | -0.12402 | -0.12402
Line15_16_17 | 0 | 0 | 0 | 0 | 0 | 0 | 0 | 0 | 0 | 0 | 0 | 0 | 0.94756 | 0.94756 | -0.12402 | -0.12402
Line16_4_18 | 0 | 0 | 0 | 0 | 0 | 0 | 0 | 0 | 0 | 0 | 0 | 0 | 0.94757 | 0.94757 | -0.12393 | -0.12393
Line17_5_19 | 0 | 0 | 0 | 0 | 0 | 0 | 0 | 0 | 0 | 0 | 0 | 0 | 0.94756 | 0.94756 | -0.12402 | -0.12402
Line1_1_3 | 0 | 0 | 0 | 0 | 0 | 0 | 0 | 0 | 0 | 0 | 0 | 0 | 0.94756 | 0.94756 | -0.12402 | -0.12402
Line2_1_4 | 5.2369e-05 | 5.2369e-05 | 0 | 0 | 3.6282e-05 | 3.6282e-05 | -2.8809e-05 | 2.8809e-05 | -1.8762e-05 | 1.8763e-05 | 146.8005 | -33.1995 | 0.94756 | 0.94757 | -0.12402 | -0.12393
Line3_1_5 | 0 | 0 | 0 | 0 | 0 | 0 | 0 | 0 | 0 | 0 | 0 | 0 | 0.94756 | 0.94756 | -0.12402 | -0.12402
Line4_2_6 | 0.030469 | 0.030469 | 0 | 0 | 0.02111 | 0.02111 | 0.014086 | -0.014033 | 0.014093 | -0.014037 | -45.1421 | 134.8579 | 0.94391 | 0.94025 | -0.12848 | -0.13297
Line5_6_7 | 0.030469 | 0.030469 | 0 | 0 | 0.02111 | 0.02111 | 0.014033 | -0.013979 | 0.014037 | -0.013982 | -45.1421 | 134.8579 | 0.94025 | 0.93659 | -0.13297 | -0.1375
Line6_7_8 | 0.030469 | 0.030469 | 0 | 0.048306 | 0.02111 | 0.02111 | 0.013979 | -0.013926 | 0.013982 | -0.013926 | -45.1421 | 134.8579 | 0.93659 | 0.93293 | -0.1375 | -0.14207
Line7_8_9 | 0 | 0 | 0 | 0 | 0 | 0 | -1.7511e-10 | 0 | 2.4174e-11 | 0 | 0 | 0 | 0.93293 | 0.93293 | -0.14207 | -0.14207
Line8_8_10 | 0 | 0 | 0 | 0 | 0 | 0 | -1.7511e-10 | 0 | 2.4174e-11 | 0 | 0 | 0 | 0.93293 | 0.93293 | -0.14207 | -0.14207
Line9_3_11 | 0 | 0 | 0 | 0 | 0 | 0 | 0 | 0 | 0 | 0 | 0 | 0 | 0.94756 | 0.94756 | -0.12402 | -0.12402

## LLL_min_fault_10
name | pf_ikss_from_ka | pf_ikss_to_ka | pf_ip_from_ka | pf_ip_to_ka | pf_skss_from_mw | pf_skss_to_mw | pf_p_from_mw | pf_p_to_mw | pf_q_from_mvar | pf_q_to_mvar | pf_ikss_from_degree | pf_ikss_to_degree | pf_vm_from_pu | pf_vm_to_pu | pf_va_from_degree | pf_va_to_degree
Line0_1_2 | 0.028866 | 0.028866 | 0 | 0 | 0.019999 | 0.019999 | 0.012691 | -0.012643 | 0.012699 | -0.012649 | -45.1421 | 134.8579 | 0.89769 | 0.89423 | -0.12402 | -0.12848
Line10_11_12 | 0 | 0 | 0 | 0 | 0 | 0 | 0 | 0 | 0 | 0 | 0 | 0 | 0.89769 | 0.89769 | -0.12402 | -0.12402
Line11_12_13 | 0 | 0 | 0 | 0 | 0 | 0 | 0 | 0 | 0 | 0 | 0 | 0 | 0.89769 | 0.89769 | -0.12402 | -0.12402
Line12_13_15 | 0 | 0 | 0 | 0 | 0 | 0 | 0 | 0 | 0 | 0 | 0 | 0 | 0.89769 | 0.89769 | -0.12402 | -0.12402
Line13_13_14 | 0 | 0 | 0 | 0 | 0 | 0 | 0 | 0 | 0 | 0 | 0 | 0 | 0.89769 | 0.89769 | -0.12402 | -0.12402
Line14_15_16 | 0 | 0 | 0 | 0 | 0 | 0 | 0 | 0 | 0 | 0 | 0 | 0 | 0.89769 | 0.89769 | -0.12402 | -0.12402
Line15_16_17 | 0 | 0 | 0 | 0 | 0 | 0 | 0 | 0 | 0 | 0 | 0 | 0 | 0.89769 | 0.89769 | -0.12402 | -0.12402
Line16_4_18 | 0 | 0 | 0 | 0 | 0 | 0 | 0 | 0 | 0 | 0 | 0 | 0 | 0.8977 | 0.8977 | -0.12393 | -0.12393
Line17_5_19 | 0 | 0 | 0 | 0 | 0 | 0 | 0 | 0 | 0 | 0 | 0 | 0 | 0.89769 | 0.89769 | -0.12402 | -0.12402
Line1_1_3 | 0 | 0 | 0 | 0 | 0 | 0 | 0 | 0 | 0 | 0 | 0 | 0 | 0.89769 | 0.89769 | -0.12402 | -0.12402
Line2_1_4 | 4.9613e-05 | 4.9613e-05 | 0 | 0 | 3.4373e-05 | 3.4373e-05 | -2.5856e-05 | 2.5856e-05 | -1.6839e-05 | 1.684e-05 | 146.8005 | -33.1995 | 0.89769 | 0.8977 | -0.12402 | -0.12393
Line3_1_5 | 0 | 0 | 0 | 0 | 0 | 0 | 0 | 0 | 0 | 0 | 0 | 0 | 0.89769 | 0.89769 | -0.12402 | -0.12402
Line4_2_6 | 0.028866 | 0.028866 | 0 | 0 | 0.019999 | 0.019999 | 0.012643 | -0.012595 | 0.012649 | -0.012599 | -45.1421 | 134.8579 | 0.89423 | 0.89076 | -0.12848 | -0.13297
Line5_6_7 | 0.028866 | 0.028866 | 0 | 0 | 0.019999 | 0.019999 | 0.012595 | -0.012547 | 0.012599 | -0.012549 | -45.1421 | 134.8579 | 0.89076 | 0.8873 | -0.13297 | -0.1375
Line6_7_8 | 0.028866 | 0.028866 | 0 | 0.045764 | 0.019999 | 0.019999 | 0.012547 | -0.012499 | 0.012549 | -0.012499 | -45.1421 | 134.8579 | 0.8873 | 0.88383 | -0.1375 | -0.14207
Line7_8_9 | 0 | 0 | 0 | 0 | 0 | 0 | -1.5716e-10 | 0 | 2.1696e-11 | 0 | 0 | 0 | 0.88383 | 0.88383 | -0.14207 | -0.14207
Line8_8_10 | 0 | 0 | 0 | 0 | 0 | 0 | -1.5716e-10 | 0 | 2.1696e-11 | 0 | 0 | 0 | 0.88383 | 0.88383 | -0.14207 | -0.14207
Line9_3_11 | 0 | 0 | 0 | 0 | 0 | 0 | 0 | 0 | 0 | 0 | 0 | 0 | 0.89769 | 0.89769 | -0.12402 | -0.12402

## LL_max_6
name | pf_ikss_a_from_ka | pf_ikss_b_from_ka | pf_ikss_c_from_ka | pf_ikss_a_to_ka | pf_ikss_b_to_ka | pf_ikss_c_to_ka | pf_skss_a_from_mw | pf_skss_b_from_mw | pf_skss_c_from_mw | pf_skss_a_to_mw | pf_skss_b_to_mw | pf_skss_c_to_mw | pf_p_a_from_mw | pf_p_b_from_mw | pf_p_c_from_mw | pf_p_a_to_mw | pf_p_b_to_mw | pf_p_c_to_mw | pf_q_a_from_mvar | pf_q_b_from_mvar | pf_q_c_from_mvar | pf_q_a_to_mvar | pf_q_b_to_mvar | pf_q_c_to_mvar | pf_ikss_a_from_degree | pf_ikss_b_from_degree | pf_ikss_c_from_degree | pf_ikss_a_to_degree | pf_ikss_b_to_degree | pf_ikss_c_to_degree | pf_vm_a_from_pu | pf_vm_b_from_pu | pf_vm_c_from_pu | pf_vm_a_to_pu | pf_vm_b_to_pu | pf_vm_c_to_pu | pf_va_a_from_degree | pf_va_b_from_degree | pf_va_c_from_degree | pf_va_a_to_degree | pf_va_b_to_degree | pf_va_c_to_degree
Line0_1_2 | 0 | 1.9088 | 1.9088 | 0 | 1.9088 | 1.9088 | 0 | 0.44083 | 0.44083 | 0 | 0.44083 | 0.44083 | 1.0946e-12 | 0.35988 | -0.068385 | -1.0946e-12 | -0.32344 | 0.10482 | -4.654e-11 | 0.20367 | 0.37932 | 4.654e-11 | -0.13079 | -0.30645 | 0 | -157.5885 | 22.4115 | 0 | 22.4115 | -157.5885 | 1.05 | 0.93804 | 0.87435 | 1.05 | 0.79143 | 0.73471 | 0.10993 | -128.0818 | 122.6311 | 0.10993 | -135.5714 | 131.2949
Line10_11_12 | 0 | 0 | 0 | 0 | 0 | 0 | 0 | 0 | 0 | 0 | 0 | 0 | 1.0943e-12 | -2.0953e-09 | -3.3574e-09 | -1.0942e-12 | 2.0953e-09 | 3.3574e-09 | -4.654e-11 | 3.0463e-09 | -9.2718e-10 | 4.654e-11 | -3.0463e-09 | 9.2718e-10 | 0 | 0 | 0 | 0 | 0 | 0 | 1.05 | 0.93804 | 0.87435 | 1.05 | 0.93804 | 0.87435 | 0.10993 | -128.0818 | 122.6311 | 0.10993 | -128.0818 | 122.6311
Line11_12_13 | 0 | 0 | 0 | 0 | 0 | 0 | 0 | 0 | 0 | 0 | 0 | 0 | 9.1187e-13 | -1.7461e-09 | -2.7979e-09 | -9.1187e-13 | 1.7461e-09 | 2.7979e-09 | -3.8783e-11 | 2.5386e-09 | -7.7265e-10 | 3.8783e-11 | -2.5386e-09 | 7.7265e-10 | 0 | 0 | 0 | 0 | 0 | 0 | 1.05 | 0.93804 | 0.87435 | 1.05 | 0.93804 | 0.87435 | 0.10993 | -128.0818 | 122.6311 | 0.10993 | -128.0818 | 122.6311
Line12_13_15 | 0 | 0 | 0 | 0 | 0 | 0 | 0 | 0 | 0 | 0 | 0 | 0 | 5.4712e-13 | -1.0477e-09 | -1.6787e-09 | -5.4716e-13 | 1.0477e-09 | 1.6787e-09 | -2.327e-11 | 1.5232e-09 | -4.6359e-10 | 2.327e-11 | -1.5232e-09 | 4.6359e-10 | 0 | 0 | 0 | 0 | 0 | 0 | 1.05 | 0.93804 | 0.87435 | 1.05 | 0.93804 | 0.87435 | 0.10993 | -128.0818 | 122.6311 | 0.10993 | -128.0818 | 122.6311
Line13_13_14 | 0 | 0 | 0 | 0 | 0 | 0 | 0 | 0 | 0 | 0 | 0 | 0 | 1.8233e-13 | -3.4922e-10 | -5.5957e-10 | -1.8235e-13 | 3.4922e-10 | 5.5957e-10 | -7.7566e-12 | 5.0772e-10 | -1.5453e-10 | 7.7566e-12 | -5.0772e-10 | 1.5453e-10 | 0 | 0 | 0 | 0 | 0 | 0 | 1.05 | 0.93804 | 0.87435 | 1.05 | 0.93804 | 0.87435 | 0.10993 | -128.0818 | 122.6311 | 0.10993 | -128.0818 | 122.6311
Line14_15_16 | 0 | 0 | 0 | 0 | 0 | 0 | 0 | 0 | 0 | 0 | 0 | 0 | 3.6471e-13 | -6.9845e-10 | -1.1191e-09 | -3.6473e-13 | 6.9845e-10 | 1.1191e-09 | -1.5513e-11 | 1.0154e-09 | -3.0906e-10 | 1.5513e-11 | -1.0154e-09 | 3.0906e-10 | 0 | 0 | 0 | 0 | 0 | 0 | 1.05 | 0.93804 | 0.87435 | 1.05 | 0.93804 | 0.87435 | 0.10993 | -128.0818 | 122.6311 | 0.10993 | -128.0818 | 122.6311
Line15_16_17 | 0 | 0 | 0 | 0 | 0 | 0 | 0 | 0 | 0 | 0 | 0 | 0 | 1.8233e-13 | -3.4922e-10 | -5.5957e-10 | -1.8231e-13 | 3.4922e-10 | 5.5957e-10 | -7.7566e-12 | 5.0772e-10 | -1.5453e-10 | 7.7566e-12 | -5.0772e-10 | 1.5453e-10 | 0 | 0 | 0 | 0 | 0 | 0 | 1.05 | 0.93804 | 0.87435 | 1.05 | 0.93804 | 0.87435 | 0.10993 | -128.0818 | 122.6311 | 0.10993 | -128.0818 | 122.6311
Line16_4_18 | 0 | 0 | 0 | 0 | 0 | 0 | 0 | 0 | 0 | 0 | 0 | 0 | 3.1352e-12 | -3.2142e-10 | -5.3558e-10 | -3.1352e-12 | 3.2142e-10 | 5.3558e-10 | -1.4613e-11 | 4.839e-10 | -1.3502e-10 | 1.4613e-11 | -4.839e-10 | 1.3502e-10 | 0 | 0 | 0 | 0 | 0 | 0 | 1.0508 | 0.9483 | 0.88393 | 1.0508 | 0.9483 | 0.88393 | 0.20696 | -127.6164 | 122.2738 | 0.20696 | -127.6164 | 122.2738
Line17_5_19 | 0 | 0 | 0 | 0 | 0 | 0 | 0 | 0 | 0 | 0 | 0 | 0 | 1.8227e-13 | -3.4922e-10 | -5.5957e-10 | -1.8229e-13 | 3.4922e-10 | 5.5957e-10 | -7.7565e-12 | 5.0772e-10 | -1.5453e-10 | 7.7566e-12 | -5.0772e-10 | 1.5453e-10 | 0 | 0 | 0 | 0 | 0 | 0 | 1.05 | 0.93804 | 0.87435 | 1.05 | 0.93804 | 0.87435 | 0.10993 | -128.0818 | 122.6311 | 0.10993 | -128.0818 | 122.6311
Line1_1_3 | 0 | 0 | 0 | 0 | 0 | 0 | 0 | 0 | 0 | 0 | 0 | 0 | 1.459e-12 | -2.7938e-09 | -4.4766e-09 | -1.459e-12 | 2.7938e-09 | 4.4766e-09 | -6.2053e-11 | 4.0618e-09 | -1.2362e-09 | 6.2053e-11 | -4.0618e-09 | 1.2362e-09 | 0 | 0 | 0 | 0 | 0 | 0 | 1.05 | 0.93804 | 0.87435 | 1.05 | 0.93804 | 0.87435 | 0.10993 | -128.0818 | 122.6311 | 0.10993 | -128.0818 | 122.6311
Line2_1_4 | 0.019985 | 0.13224 | 0.11395 | 0.019985 | 0.13224 | 0.11395 | 0.0046153 | 0.03054 | 0.026315 | 0.0046153 | 0.03054 | 0.026315 | -0.0048375 | -0.025649 | 0.0013686 | 0.0048415 | 0.025824 | -0.0012388 | 0.00029085 | -0.012761 | -0.022968 | -0.00028286 | 0.01311 | 0.023228 | -176.4494 | 25.4675 | -150.7789 | 3.5506 | -154.5325 | 29.2211 | 1.05 | 0.93804 | 0.87435 | 1.0508 | 0.9483 | 0.88393 | 0.10993 | -128.0818 | 122.6311 | 0.20696 | -127.6164 | 122.2738
Line3_1_5 | 0 | 0 | 0 | 0 | 0 | 0 | 0 | 0 | 0 | 0 | 0 | 0 | 3.647e-13 | -6.9845e-10 | -1.1191e-09 | -3.6468e-13 | 6.9845e-10 | 1.1191e-09 | -1.5513e-11 | 1.0154e-09 | -3.0906e-10 | 1.5513e-11 | -1.0154e-09 | 3.0906e-10 | 0 | 0 | 0 | 0 | 0 | 0 | 1.05 | 0.93804 | 0.87435 | 1.05 | 0.93804 | 0.87435 | 0.10993 | -128.0818 | 122.6311 | 0.10993 | -128.0818 | 122.6311
Line4_2_6 | 0 | 1.9088 | 1.9088 | 0 | 1.9088 | 1.9088 | 0 | 0.44083 | 0.44083 | 0 | 0.44083 | 0.44083 | 9.1207e-13 | 0.32344 | -0.10482 | -9.1199e-13 | -0.28701 | 0.14126 | -3.8783e-11 | 0.13079 | 0.30645 | 3.8783e-11 | -0.057918 | -0.23358 | 0 | -157.5885 | 22.4115 | 0 | 22.4115 | -157.5885 | 1.05 | 0.79143 | 0.73471 | 1.05 | 0.66419 | 0.61922 | 0.10993 | -135.5714 | 131.2949 | 0.10993 | -146.1793 | 143.5756
Line5_6_7 | 0 | 1.9088 | 1.9088 | 0 | 1.9088 | 1.9088 | 0 | 0.44083 | 0.44083 | 0 | 0.44083 | 0.44083 | 7.297e-13 | 0.28701 | -0.14126 | -7.2978e-13 | -0.25057 | 0.1777 | -3.1027e-11 | 0.057918 | 0.23358 | 3.1027e-11 | 0.014955 | -0.1607 | 0 | -157.5885 | 22.4115 | 0 | 22.4115 | -157.5885 | 1.05 | 0.66419 | 0.61922 | 1.05 | 0.56942 | 0.54349 | 0.10993 | -146.1793 | 143.5756 | 0.10993 | -161.0042 | 160.2863
Line6_7_8 | 0 | 1.9088 | 1.9088 | 0 | 1.9088 | 1.9088 | 0 | 0.44083 | 0.44083 | 0 | 0.44083 | 0.44083 | 5.4749e-13 | 0.25057 | -0.1777 | -5.4749e-13 | -0.21413 | 0.21413 | -2.327e-11 | -0.014955 | 0.1607 | 2.327e-11 | 0.087829 | -0.087829 | 0 | -157.5885 | 22.4115 | 0 | 22.4115 | -157.5885 | 1.05 | 0.56942 | 0.54349 | 1.05 | 0.52502 | 0.52502 | 0.10993 | -161.0042 | 160.2863 | 0.10993 | -179.8901 | -179.8901
Line7_8_9 | 0 | 0 | 0 | 0 | 0 | 0 | 0 | 0 | 0 | 0 | 0 | 0 | 1.826e-13 | -3.3132e-12 | 3.4036e-12 | -1.826e-13 | 3.3132e-12 | -3.4041e-12 | -7.7567e-12 | 1.7486e-09 | -1.7525e-09 | 7.7568e-12 | -1.7486e-09 | 1.7525e-09 | 0 | 0 | 0 | 0 | 0 | 0 | 1.05 | 0.52502 | 0.52502 | 1.05 | 0.52502 | 0.52502 | 0.10993 | -179.8901 | -179.8901 | 0.10993 | -179.8901 | -179.8901
Line8_8_10 | 0 | 0 | 0 | 0 | 0 | 0 | 0 | 0 | 0 | 0 | 0 | 0 | 1.8229e-13 | -3.3126e-12 | 3.4042e-12 | -1.8221e-13 | 3.3127e-12 | -3.4044e-12 | -7.7565e-12 | 1.7486e-09 | -1.7525e-09 | 7.7566e-12 | -1.7486e-09 | 1.7525e-09 | 0 | 0 | 0 | 0 | 0 | 0 | 1.05 | 0.52502 | 0.52502 | 1.05 | 0.52502 | 0.52502 | 0.10993 | -179.8901 | -179.8901 | 0.10993 | -179.8901 | -179.8901
Line9_3_11 | 0 | 0 | 0 | 0 | 0 | 0 | 0 | 0 | 0 | 0 | 0 | 0 | 1.2766e-12 | -2.4446e-09 | -3.917e-09 | -1.2767e-12 | 2.4446e-09 | 3.917e-09 | -5.4296e-11 | 3.5541e-09 | -1.0817e-09 | 5.4296e-11 | -3.5541e-09 | 1.0817e-09 | 0 | 0 | 0 | 0 | 0 | 0 | 1.05 | 0.93804 | 0.87435 | 1.05 | 0.93804 | 0.87435 | 0.10993 | -128.0818 | 122.6311 | 0.10993 | -128.0818 | 122.6311

## LL_max_10
name | pf_ikss_a_from_ka | pf_ikss_b_from_ka | pf_ikss_c_from_ka | pf_ikss_a_to_ka | pf_ikss_b_to_ka | pf_ikss_c_to_ka | pf_skss_a_from_mw | pf_skss_b_from_mw | pf_skss_c_from_mw | pf_skss_a_to_mw | pf_skss_b_to_mw | pf_skss_c_to_mw | pf_p_a_from_mw | pf_p_b_from_mw | pf_p_c_from_mw | pf_p_a_to_mw | pf_p_b_to_mw | pf_p_c_to_mw | pf_q_a_from_mvar | pf_q_b_from_mvar | pf_q_c_from_mvar | pf_q_a_to_mvar | pf_q_b_to_mvar | pf_q_c_to_mvar | pf_ikss_a_from_degree | pf_ikss_b_from_degree | pf_ikss_c_from_degree | pf_ikss_a_to_degree | pf_ikss_b_to_degree | pf_ikss_c_to_degree | pf_vm_a_from_pu | pf_vm_b_from_pu | pf_vm_c_from_pu | pf_vm_a_to_pu | pf_vm_b_to_pu | pf_vm_c_to_pu | pf_va_a_from_degree | pf_va_b_from_degree | pf_va_c_from_degree | pf_va_a_to_degree | pf_va_b_to_degree | pf_va_c_to_degree
Line0_1_2 | 0 | 1.9821 | 1.9821 | 0 | 1.9821 | 1.9821 | 0 | 0.45774 | 0.45774 | 0 | 0.45774 | 0.45774 | 1.492e-12 | 0.39036 | -0.076063 | -1.492e-12 | -0.35107 | 0.11535 | -5.3284e-11 | 0.21941 | 0.40918 | 5.3284e-11 | -0.14084 | -0.3306 | 0 | -157.7464 | 22.2536 | 0 | 22.2536 | -157.7464 | 1.1001 | 0.97827 | 0.90921 | 1.1001 | 0.82637 | 0.76494 | 0.11468 | -128.4069 | 122.7843 | 0.11468 | -135.8872 | 131.4879
Line10_11_12 | 0 | 0 | 0 | 0 | 0 | 0 | 0 | 0 | 0 | 0 | 0 | 0 | 1.4914e-12 | -2.3655e-09 | -3.7903e-09 | -1.4914e-12 | 2.3655e-09 | 3.7903e-09 | -5.3284e-11 | 3.4612e-09 | -1.0688e-09 | 5.3284e-11 | -3.4612e-09 | 1.0688e-09 | 0 | 0 | 0 | 0 | 0 | 0 | 1.1001 | 0.97827 | 0.90921 | 1.1001 | 0.97827 | 0.90921 | 0.11468 | -128.4069 | 122.7843 | 0.11468 | -128.4069 | 122.7843
Line11_12_13 | 0 | 0 | 0 | 0 | 0 | 0 | 0 | 0 | 0 | 0 | 0 | 0 | 1.2429e-12 | -1.9713e-09 | -3.1586e-09 | -1.2429e-12 | 1.9713e-09 | 3.1586e-09 | -4.4403e-11 | 2.8843e-09 | -8.9067e-10 | 4.4403e-11 | -2.8843e-09 | 8.9067e-10 | 0 | 0 | 0 | 0 | 0 | 0 | 1.1001 | 0.97827 | 0.90921 | 1.1001 | 0.97827 | 0.90921 | 0.11468 | -128.4069 | 122.7843 | 0.11468 | -128.4069 | 122.7843
Line12_13_15 | 0 | 0 | 0 | 0 | 0 | 0 | 0 | 0 | 0 | 0 | 0 | 0 | 7.4567e-13 | -1.1828e-09 | -1.8952e-09 | -7.4567e-13 | 1.1828e-09 | 1.8952e-09 | -2.6642e-11 | 1.7306e-09 | -5.344e-10 | 2.6642e-11 | -1.7306e-09 | 5.344e-10 | 0 | 0 | 0 | 0 | 0 | 0 | 1.1001 | 0.97827 | 0.90921 | 1.1001 | 0.97827 | 0.90921 | 0.11468 | -128.4069 | 122.7843 | 0.11468 | -128.4069 | 122.7843
Line13_13_14 | 0 | 0 | 0 | 0 | 0 | 0 | 0 | 0 | 0 | 0 | 0 | 0 | 2.4852e-13 | -3.9426e-10 | -6.3172e-10 | -2.4852e-13 | 3.9426e-10 | 6.3172e-10 | -8.8807e-12 | 5.7686e-10 | -1.7813e-10 | 8.8807e-12 | -5.7686e-10 | 1.7813e-10 | 0 | 0 | 0 | 0 | 0 | 0 | 1.1001 | 0.97827 | 0.90921 | 1.1001 | 0.97827 | 0.90921 | 0.11468 | -128.4069 | 122.7843 | 0.11468 | -128.4069 | 122.7843
Line14_15_16 | 0 | 0 | 0 | 0 | 0 | 0 | 0 | 0 | 0 | 0 | 0 | 0 | 4.9711e-13 | -7.8851e-10 | -1.2634e-09 | -4.9708e-13 | 7.8851e-10 | 1.2634e-09 | -1.7761e-11 | 1.1537e-09 | -3.5627e-10 | 1.7761e-11 | -1.1537e-09 | 3.5627e-10 | 0 | 0 | 0 | 0 | 0 | 0 | 1.1001 | 0.97827 | 0.90921 | 1.1001 | 0.97827 | 0.90921 | 0.11468 | -128.4069 | 122.7843 | 0.11468 | -128.4069 | 122.7843
Line15_16_17 | 0 | 0 | 0 | 0 | 0 | 0 | 0 | 0 | 0 | 0 | 0 | 0 | 2.4844e-13 | -3.9426e-10 | -6.3172e-10 | -2.4844e-13 | 3.9426e-10 | 6.3172e-10 | -8.8807e-12 | 5.7686e-10 | -1.7813e-10 | 8.8807e-12 | -5.7686e-10 | 1.7813e-10 | 0 | 0 | 0 | 0 | 0 | 0 | 1.1001 | 0.97827 | 0.90921 | 1.1001 | 0.97827 | 0.90921 | 0.11468 | -128.4069 | 122.7843 | 0.11468 | -128.4069 | 122.7843
Line16_4_18 | 0 | 0 | 0 | 0 | 0 | 0 | 0 | 0 | 0 | 0 | 0 | 0 | 3.5112e-12 | -3.645e-10 | -6.0622e-10 | -3.5112e-12 | 3.645e-10 | 6.0622e-10 | -1.6364e-11 | 5.5105e-10 | -1.5673e-10 | 1.6364e-11 | -5.5105e-10 | 1.5673e-10 | 0 | 0 | 0 | 0 | 0 | 0 | 1.1009 | 0.98893 | 0.91914 | 1.1009 | 0.98893 | 0.91914 | 0.21116 | -127.941 | 122.423 | 0.21116 | -127.941 | 122.423
Line17_5_19 | 0 | 0 | 0 | 0 | 0 | 0 | 0 | 0 | 0 | 0 | 0 | 0 | 2.4848e-13 | -3.9426e-10 | -6.3172e-10 | -2.485e-13 | 3.9426e-10 | 6.3172e-10 | -8.8807e-12 | 5.7686e-10 | -1.7813e-10 | 8.8807e-12 | -5.7686e-10 | 1.7813e-10 | 0 | 0 | 0 | 0 | 0 | 0 | 1.1001 | 0.97827 | 0.90921 | 1.1001 | 0.97827 | 0.90921 | 0.11468 | -128.4069 | 122.7843 | 0.11468 | -128.4069 | 122.7843
Line1_1_3 | 0 | 0 | 0 | 0 | 0 | 0 | 0 | 0 | 0 | 0 | 0 | 0 | 1.9885e-12 | -3.1541e-09 | -5.0538e-09 | -1.9885e-12 | 3.1541e-09 | 5.0538e-09 | -7.1045e-11 | 4.6149e-09 | -1.4251e-09 | 7.1045e-11 | -4.6149e-09 | 1.4251e-09 | 0 | 0 | 0 | 0 | 0 | 0 | 1.1001 | 0.97827 | 0.90921 | 1.1001 | 0.97827 | 0.90921 | 0.11468 | -128.4069 | 122.7843 | 0.11468 | -128.4069 | 122.7843
Line2_1_4 | 0.020857 | 0.13766 | 0.11858 | 0.020857 | 0.13766 | 0.11858 | 0.0048168 | 0.031792 | 0.027384 | 0.0048168 | 0.031792 | 0.027384 | -0.0052906 | -0.027873 | 0.0016306 | 0.005295 | 0.028063 | -0.00149 | 0.00029431 | -0.013797 | -0.024844 | -0.00028561 | 0.014176 | 0.025126 | -176.7013 | 25.2577 | -150.9709 | 3.2987 | -154.7423 | 29.0291 | 1.1001 | 0.97827 | 0.90921 | 1.1009 | 0.98893 | 0.91914 | 0.11468 | -128.4069 | 122.7843 | 0.21116 | -127.941 | 122.423
Line3_1_5 | 0 | 0 | 0 | 0 | 0 | 0 | 0 | 0 | 0 | 0 | 0 | 0 | 4.9711e-13 | -7.8851e-10 | -1.2634e-09 | -4.9706e-13 | 7.8851e-10 | 1.2634e-09 | -1.7761e-11 | 1.1537e-09 | -3.5627e-10 | 1.7761e-11 | -1.1537e-09 | 3.5627e-10 | 0 | 0 | 0 | 0 | 0 | 0 | 1.1001 | 0.97827 | 0.90921 | 1.1001 | 0.97827 | 0.90921 | 0.11468 | -128.4069 | 122.7843 | 0.11468 | -128.4069 | 122.7843
Line4_2_6 | 0 | 1.9821 | 1.9821 | 0 | 1.9821 | 1.9821 | 0 | 0.45774 | 0.45774 | 0 | 0.45774 | 0.45774 | 1.2433e-12 | 0.35107 | -0.11535 | -1.2433e-12 | -0.31178 | 0.15464 | -4.4404e-11 | 0.14084 | 0.3306 | 4.4404e-11 | -0.062266 | -0.25203 | 0 | -157.7464 | 22.2536 | 0 | 22.2536 | -157.7464 | 1.1001 | 0.82637 | 0.76494 | 1.1001 | 0.69458 | 0.64597 | 0.11468 | -135.8872 | 131.4879 | 0.11468 | -146.4526 | 143.7855
Line5_6_7 | 0 | 1.9821 | 1.9821 | 0 | 1.9821 | 1.9821 | 0 | 0.45774 | 0.45774 | 0 | 0.45774 | 0.45774 | 9.9466e-13 | 0.31178 | -0.15464 | -9.9482e-13 | -0.2725 | 0.19392 | -3.5523e-11 | 0.062266 | 0.25203 | 3.5523e-11 | 0.016308 | -0.17345 | 0 | -157.7464 | 22.2536 | 0 | 22.2536 | -157.7464 | 1.1001 | 0.69458 | 0.64597 | 1.1001 | 0.59637 | 0.56839 | 0.11468 | -146.4526 | 143.7855 | 0.11468 | -161.1712 | 160.4425
Line6_7_8 | 0 | 1.9821 | 1.9821 | 0 | 1.9821 | 1.9821 | 0 | 0.45774 | 0.45774 | 0 | 0.45774 | 0.45774 | 7.4606e-13 | 0.2725 | -0.19392 | -7.4606e-13 | -0.23321 | 0.23321 | -2.6642e-11 | -0.016308 | 0.17345 | 2.6642e-11 | 0.094881 | -0.094881 | 0 | -157.7464 | 22.2536 | 0 | 22.2536 | -157.7464 | 1.1001 | 0.59637 | 0.56839 | 1.1001 | 0.55003 | 0.55003 | 0.11468 | -161.1712 | 160.4425 | 0.11468 | -179.8853 | -179.8853
Line7_8_9 | 0 | 0 | 0 | 0 | 0 | 0 | 0 | 0 | 0 | 0 | 0 | 0 | 2.4869e-13 | -3.7832e-12 | 3.9072e-12 | -2.4885e-13 | 3.7834e-12 | -3.9072e-12 | -8.8808e-12 | 1.919e-09 | -1.9235e-09 | 8.8808e-12 | -1.919e-09 | 1.9235e-09 | 0 | 0 | 0 | 0 | 0 | 0 | 1.1001 | 0.55003 | 0.55003 | 1.1001 | 0.55003 | 0.55003 | 0.11468 | -179.8853 | -179.8853 | 0.11468 | -179.8853 | -179.8853
Line8_8_10 | 0 | 0 | 0 | 0 | 0 | 0 | 0 | 0 | 0 | 0 | 0 | 0 | 2.4836e-13 | -3.7828e-12 | 3.9075e-12 | -2.4852e-13 | 3.7829e-12 | -3.9079e-12 | -8.8807e-12 | 1.919e-09 | -1.9235e-09 | 8.8807e-12 | -1.919e-09 | 1.9235e-09 | 0 | 0 | 0 | 0 | 0 | 0 | 1.1001 | 0.55003 | 0.55003 | 1.1001 | 0.55003 | 0.55003 | 0.11468 | -179.8853 | -179.8853 | 0.11468 | -179.8853 | -179.8853
Line9_3_11 | 0 | 0 | 0 | 0 | 0 | 0 | 0 | 0 | 0 | 0 | 0 | 0 | 1.7399e-12 | -2.7598e-09 | -4.422e-09 | -1.7399e-12 | 2.7598e-09 | 4.422e-09 | -6.2165e-11 | 4.0381e-09 | -1.2469e-09 | 6.2165e-11 | -4.0381e-09 | 1.2469e-09 | 0 | 0 | 0 | 0 | 0 | 0 | 1.1001 | 0.97827 | 0.90921 | 1.1001 | 0.97827 | 0.90921 | 0.11468 | -128.4069 | 122.7843 | 0.11468 | -128.4069 | 122.7843

## LL_max_fault_6
name | pf_ikss_a_from_ka | pf_ikss_b_from_ka | pf_ikss_c_from_ka | pf_ikss_a_to_ka | pf_ikss_b_to_ka | pf_ikss_c_to_ka | pf_skss_a_from_mw | pf_skss_b_from_mw | pf_skss_c_from_mw | pf_skss_a_to_mw | pf_skss_b_to_mw | pf_skss_c_to_mw | pf_p_a_from_mw | pf_p_b_from_mw | pf_p_c_from_mw | pf_p_a_to_mw | pf_p_b_to_mw | pf_p_c_to_mw | pf_q_a_from_mvar | pf_q_b_from_mvar | pf_q_c_from_mvar | pf_q_a_to_mvar | pf_q_b_to_mvar | pf_q_c_to_mvar | pf_ikss_a_from_degree | pf_ikss_b_from_degree | pf_ikss_c_from_degree | pf_ikss_a_to_degree | pf_ikss_b_to_degree | pf_ikss_c_to_degree | pf_vm_a_from_pu | pf_vm_b_from_pu | pf_vm_c_from_pu | pf_vm_a_to_pu | pf_vm_b_to_pu | pf_vm_c_to_pu | pf_va_a_from_degree | pf_va_b_from_degree | pf_va_c_from_degree | pf_va_a_to_degree | pf_va_b_to_degree | pf_va_c_to_degree
Line0_1_2 | 0 | 0.057734 | 0.057734 | 0 | 0.057734 | 0.057734 | 0 | 0.013333 | 0.013333 | 0 | 0.013333 | 0.013333 | -4.9725e-13 | 0.013473 | 0.0034594 | 4.9726e-13 | -0.01344 | -0.0034261 | -1.3172e-12 | 0.0037083 | 0.013491 | 1.3172e-12 | -0.0036416 | -0.013425 | 0 | -135.6657 | 44.3343 | 0 | 44.3343 | -135.6657 | 1.05 | 1.0481 | 1.0446 | 1.05 | 1.0444 | 1.0391 | 0.0031115 | -120.2771 | 119.9524 | 0.0031115 | -120.5052 | 120.0175
Line10_11_12 | 0 | 0 | 0 | 0 | 0 | 0 | 0 | 0 | 0 | 0 | 0 | 0 | -4.9727e-13 | -4.3561e-11 | -1.2425e-10 | 4.9727e-13 | 4.3561e-11 | 1.2425e-10 | -1.3172e-12 | 1.1711e-10 | 2.0044e-11 | 1.3172e-12 | -1.1711e-10 | -2.0044e-11 | 0 | 0 | 0 | 0 | 0 | 0 | 1.05 | 1.0481 | 1.0446 | 1.05 | 1.0481 | 1.0446 | 0.0031115 | -120.2771 | 119.9524 | 0.0031115 | -120.2771 | 119.9524
Line11_12_13 | 0 | 0 | 0 | 0 | 0 | 0 | 0 | 0 | 0 | 0 | 0 | 0 | -4.1439e-13 | -3.6301e-11 | -1.0355e-10 | 4.1439e-13 | 3.6301e-11 | 1.0355e-10 | -1.0976e-12 | 9.7593e-11 | 1.6703e-11 | 1.0976e-12 | -9.7593e-11 | -1.6703e-11 | 0 | 0 | 0 | 0 | 0 | 0 | 1.05 | 1.0481 | 1.0446 | 1.05 | 1.0481 | 1.0446 | 0.0031115 | -120.2771 | 119.9524 | 0.0031115 | -120.2771 | 119.9524
Line12_13_15 | 0 | 0 | 0 | 0 | 0 | 0 | 0 | 0 | 0 | 0 | 0 | 0 | -2.4863e-13 | -2.178e-11 | -6.2127e-11 | 2.4863e-13 | 2.178e-11 | 6.2127e-11 | -6.5859e-13 | 5.8556e-11 | 1.0022e-11 | 6.5859e-13 | -5.8556e-11 | -1.0022e-11 | 0 | 0 | 0 | 0 | 0 | 0 | 1.05 | 1.0481 | 1.0446 | 1.05 | 1.0481 | 1.0446 | 0.0031115 | -120.2771 | 119.9524 | 0.0031115 | -120.2771 | 119.9524
Line13_13_14 | 0 | 0 | 0 | 0 | 0 | 0 | 0 | 0 | 0 | 0 | 0 | 0 | -8.2878e-14 | -7.2601e-12 | -2.0709e-11 | 8.2878e-14 | 7.2601e-12 | 2.0709e-11 | -2.1953e-13 | 1.9519e-11 | 3.3407e-12 | 2.1953e-13 | -1.9519e-11 | -3.3407e-12 | 0 | 0 | 0 | 0 | 0 | 0 | 1.05 | 1.0481 | 1.0446 | 1.05 | 1.0481 | 1.0446 | 0.0031115 | -120.2771 | 119.9524 | 0.0031115 | -120.2771 | 119.9524
Line14_15_16 | 0 | 0 | 0 | 0 | 0 | 0 | 0 | 0 | 0 | 0 | 0 | 0 | -1.6576e-13 | -1.452e-11 | -4.1418e-11 | 1.6576e-13 | 1.452e-11 | 4.1418e-11 | -4.3906e-13 | 3.9037e-11 | 6.6813e-12 | 4.3906e-13 | -3.9037e-11 | -6.6813e-12 | 0 | 0 | 0 | 0 | 0 | 0 | 1.05 | 1.0481 | 1.0446 | 1.05 | 1.0481 | 1.0446 | 0.0031115 | -120.2771 | 119.9524 | 0.0031115 | -120.2771 | 119.9524
Line15_16_17 | 0 | 0 | 0 | 0 | 0 | 0 | 0 | 0 | 0 | 0 | 0 | 0 | -8.2879e-14 | -7.2601e-12 | -2.0709e-11 | 8.2879e-14 | 7.2601e-12 | 2.0709e-11 | -2.1953e-13 | 1.9519e-11 | 3.3407e-12 | 2.1953e-13 | -1.9519e-11 | -3.3407e-12 | 0 | 0 | 0 | 0 | 0 | 0 | 1.05 | 1.0481 | 1.0446 | 1.05 | 1.0481 | 1.0446 | 0.0031115 | -120.2771 | 119.9524 | 0.0031115 | -120.2771 | 119.9524
Line16_4_18 | 0 | 0 | 0 | 0 | 0 | 0 | 0 | 0 | 0 | 0 | 0 | 0 | -7.8549e-14 | -6.3323e-12 | -1.9443e-11 | 7.8549e-14 | 6.3323e-12 | 1.9443e-11 | -4.4481e-13 | 1.8363e-11 | 3.462e-12 | 4.4481e-13 | -1.8363e-11 | -3.462e-12 | 0 | 0 | 0 | 0 | 0 | 0 | 1.05 | 1.0483 | 1.0449 | 1.05 | 1.0483 | 1.0449 | 0.0063046 | -120.2607 | 119.9507 | 0.0063046 | -120.2607 | 119.9507
Line17_5_19 | 0 | 0 | 0 | 0 | 0 | 0 | 0 | 0 | 0 | 0 | 0 | 0 | -8.288e-14 | -7.2601e-12 | -2.0709e-11 | 8.288e-14 | 7.2601e-12 | 2.0709e-11 | -2.1953e-13 | 1.9519e-11 | 3.3407e-12 | 2.1953e-13 | -1.9519e-11 | -3.3407e-12 | 0 | 0 | 0 | 0 | 0 | 0 | 1.05 | 1.0481 | 1.0446 | 1.05 | 1.0481 | 1.0446 | 0.0031115 | -120.2771 | 119.9524 | 0.0031115 | -120.2771 | 119.9524
Line1_1_3 | 0 | 0 | 0 | 0 | 0 | 0 | 0 | 0 | 0 | 0 | 0 | 0 | -6.6302e-13 | -5.8081e-11 | -1.6567e-10 | 6.6302e-13 | 5.8081e-11 | 1.6567e-10 | -1.7562e-12 | 1.5615e-10 | 2.6725e-11 | 1.7562e-12 | -1.5615e-10 | -2.6725e-11 | 0 | 0 | 0 | 0 | 0 | 0 | 1.05 | 1.0481 | 1.0446 | 1.05 | 1.0481 | 1.0446 | 0.0031115 | -120.2771 | 119.9524 | 0.0031115 | -120.2771 | 119.9524
Line2_1_4 | 0.00060445 | 0.0039998 | 0.0034464 | 0.00060445 | 0.0039998 | 0.0034464 | 0.00013959 | 0.00092371 | 0.00079592 | 0.00013959 | 0.00092371 | 0.00079592 | -0.00013232 | -0.0009458 | -0.00030054 | 0.00013233 | 0.00094596 | 0.00030066 | 6.3031e-05 | -0.00020678 | -0.00077519 | -6.3024e-05 | 0.0002071 | 0.00077542 | -154.5266 | 47.3903 | -128.8561 | 25.4734 | -132.6097 | 51.1439 | 1.05 | 1.0481 | 1.0446 | 1.05 | 1.0483 | 1.0449 | 0.0031115 | -120.2771 | 119.9524 | 0.0063046 | -120.2607 | 119.9507
Line3_1_5 | 0 | 0 | 0 | 0 | 0 | 0 | 0 | 0 | 0 | 0 | 0 | 0 | -1.6576e-13 | -1.452e-11 | -4.1418e-11 | 1.6576e-13 | 1.452e-11 | 4.1418e-11 | -4.3906e-13 | 3.9037e-11 | 6.6813e-12 | 4.3906e-13 | -3.9037e-11 | -6.6813e-12 | 0 | 0 | 0 | 0 | 0 | 0 | 1.05 | 1.0481 | 1.0446 | 1.05 | 1.0481 | 1.0446 | 0.0031115 | -120.2771 | 119.9524 | 0.0031115 | -120.2771 | 119.9524
Line4_2_6 | 0 | 0.057734 | 0.057734 | 0 | 0.057734 | 0.057734 | 0 | 0.013333 | 0.013333 | 0 | 0.013333 | 0.013333 | -4.1438e-13 | 0.01344 | 0.0034261 | 4.1438e-13 | -0.013407 | -0.0033928 | -1.0977e-12 | 0.0036416 | 0.013425 | 1.0977e-12 | -0.003575 | -0.013358 | 0 | -135.6657 | 44.3343 | 0 | 44.3343 | -135.6657 | 1.05 | 1.0444 | 1.0391 | 1.05 | 1.0407 | 1.0337 | 0.0031115 | -120.5052 | 120.0175 | 0.0031115 | -120.7349 | 120.0832
Line5_6_7 | 0 | 0.057734 | 0.057734 | 0 | 0.057734 | 0.057734 | 0 | 0.013333 | 0.013333 | 0 | 0.013333 | 0.013333 | -3.315e-13 | 0.013407 | 0.0033928 | 3.315e-13 | -0.013373 | -0.0033594 | -8.7813e-13 | 0.003575 | 0.013358 | 8.7813e-13 | -0.0035083 | -0.013291 | 0 | -135.6657 | 44.3343 | 0 | 44.3343 | -135.6657 | 1.05 | 1.0407 | 1.0337 | 1.05 | 1.037 | 1.0282 | 0.0031115 | -120.7349 | 120.0832 | 0.0031115 | -120.9663 | 120.1496
Line6_7_8 | 0 | 0.057734 | 0.057734 | 0 | 0.057734 | 0.057734 | 0 | 0.013333 | 0.013333 | 0 | 0.013333 | 0.013333 | -2.4863e-13 | 0.013373 | 0.0033594 | 2.4862e-13 | -0.01334 | -0.0033261 | -6.5859e-13 | 0.0035083 | 0.013291 | 6.586e-13 | -0.0034416 | -0.013225 | 0 | -135.6657 | 44.3343 | 0 | 44.3343 | -135.6657 | 1.05 | 1.037 | 1.0282 | 1.05 | 1.0333 | 1.0227 | 0.0031115 | -120.9663 | 120.1496 | 0.0031115 | -121.1993 | 120.2168
Line7_8_9 | 0 | 0 | 0 | 0 | 0 | 0 | 0 | 0 | 0 | 0 | 0 | 0 | -8.2875e-14 | -6.2461e-11 | -1.0217e-10 | 8.2875e-14 | 6.2461e-11 | 1.0217e-10 | -2.1953e-13 | 8.3262e-11 | -1.4897e-11 | 2.1953e-13 | -8.3262e-11 | 1.4897e-11 | 0 | 0 | 0 | 0 | 0 | 0 | 1.05 | 1.0333 | 1.0227 | 1.05 | 1.0333 | 1.0227 | 0.0031115 | -121.1993 | 120.2168 | 0.0031115 | -121.1993 | 120.2168
Line8_8_10 | 0 | 0 | 0 | 0 | 0 | 0 | 0 | 0 | 0 | 0 | 0 | 0 | -8.2882e-14 | -6.2461e-11 | -1.0217e-10 | 8.288e-14 | 6.2461e-11 | 1.0217e-10 | -2.1953e-13 | 8.3262e-11 | -1.4897e-11 | 2.1953e-13 | -8.3262e-11 | 1.4897e-11 | 0 | 0 | 0 | 0 | 0 | 0 | 1.05 | 1.0333 | 1.0227 | 1.05 | 1.0333 | 1.0227 | 0.0031115 | -121.1993 | 120.2168 | 0.0031115 | -121.1993 | 120.2168
Line9_3_11 | 0 | 0 | 0 | 0 | 0 | 0 | 0 | 0 | 0 | 0 | 0 | 0 | -5.8015e-13 | -5.0821e-11 | -1.4496e-10 | 5.8014e-13 | 5.0821e-11 | 1.4496e-10 | -1.5367e-12 | 1.3663e-10 | 2.3385e-11 | 1.5367e-12 | -1.3663e-10 | -2.3385e-11 | 0 | 0 | 0 | 0 | 0 | 0 | 1.05 | 1.0481 | 1.0446 | 1.05 | 1.0481 | 1.0446 | 0.0031115 | -120.2771 | 119.9524 | 0.0031115 | -120.2771 | 119.9524

## LL_max_fault_10
name | pf_ikss_a_from_ka | pf_ikss_b_from_ka | pf_ikss_c_from_ka | pf_ikss_a_to_ka | pf_ikss_b_to_ka | pf_ikss_c_to_ka | pf_skss_a_from_mw | pf_skss_b_from_mw | pf_skss_c_from_mw | pf_skss_a_to_mw | pf_skss_b_to_mw | pf_skss_c_to_mw | pf_p_a_from_mw | pf_p_b_from_mw | pf_p_c_from_mw | pf_p_a_to_mw | pf_p_b_to_mw | pf_p_c_to_mw | pf_q_a_from_mvar | pf_q_b_from_mvar | pf_q_c_from_mvar | pf_q_a_to_mvar | pf_q_b_to_mvar | pf_q_c_to_mvar | pf_ikss_a_from_degree | pf_ikss_b_from_degree | pf_ikss_c_from_degree | pf_ikss_a_to_degree | pf_ikss_b_to_degree | pf_ikss_c_to_degree | pf_vm_a_from_pu | pf_vm_b_from_pu | pf_vm_c_from_pu | pf_vm_a_to_pu | pf_vm_b_to_pu | pf_vm_c_to_pu | pf_va_a_from_degree | pf_va_b_from_degree | pf_va_c_from_degree | pf_va_a_to_degree | pf_va_b_to_degree | pf_va_c_to_degree
Line0_1_2 | 0 | 0.06047 | 0.06047 | 0 | 0.06047 | 0.06047 | 0 | 0.013965 | 0.013965 | 0 | 0.013965 | 0.013965 | -5.7155e-13 | 0.014783 | 0.0037929 | 5.7155e-13 | -0.014746 | -0.0037564 | -1.5224e-12 | 0.0040679 | 0.0148 | 1.5224e-12 | -0.0039948 | -0.014727 | 0 | -135.6759 | 44.3241 | 0 | 44.3241 | -135.6759 | 1.1 | 1.0979 | 1.0941 | 1.1 | 1.094 | 1.0883 | 0.0032767 | -120.2901 | 119.9502 | 0.0032767 | -120.5182 | 120.0153
Line10_11_12 | 0 | 0 | 0 | 0 | 0 | 0 | 0 | 0 | 0 | 0 | 0 | 0 | -5.7157e-13 | -5.0028e-11 | -1.4273e-10 | 5.7157e-13 | 5.0028e-11 | 1.4273e-10 | -1.5224e-12 | 1.3454e-10 | 2.3008e-11 | 1.5224e-12 | -1.3454e-10 | -2.3008e-11 | 0 | 0 | 0 | 0 | 0 | 0 | 1.1 | 1.0979 | 1.0941 | 1.1 | 1.0979 | 1.0941 | 0.0032767 | -120.2901 | 119.9502 | 0.0032767 | -120.2901 | 119.9502
Line11_12_13 | 0 | 0 | 0 | 0 | 0 | 0 | 0 | 0 | 0 | 0 | 0 | 0 | -4.7631e-13 | -4.169e-11 | -1.1894e-10 | 4.7631e-13 | 4.169e-11 | 1.1894e-10 | -1.2686e-12 | 1.1212e-10 | 1.9173e-11 | 1.2686e-12 | -1.1212e-10 | -1.9173e-11 | 0 | 0 | 0 | 0 | 0 | 0 | 1.1 | 1.0979 | 1.0941 | 1.1 | 1.0979 | 1.0941 | 0.0032767 | -120.2901 | 119.9502 | 0.0032767 | -120.2901 | 119.9502
Line12_13_15 | 0 | 0 | 0 | 0 | 0 | 0 | 0 | 0 | 0 | 0 | 0 | 0 | -2.8579e-13 | -2.5014e-11 | -7.1366e-11 | 2.8579e-13 | 2.5014e-11 | 7.1366e-11 | -7.6117e-13 | 6.7272e-11 | 1.1504e-11 | 7.6117e-13 | -6.7272e-11 | -1.1504e-11 | 0 | 0 | 0 | 0 | 0 | 0 | 1.1 | 1.0979 | 1.0941 | 1.1 | 1.0979 | 1.0941 | 0.0032767 | -120.2901 | 119.9502 | 0.0032767 | -120.2901 | 119.9502
Line13_13_14 | 0 | 0 | 0 | 0 | 0 | 0 | 0 | 0 | 0 | 0 | 0 | 0 | -9.5262e-14 | -8.338e-12 | -2.3789e-11 | 9.5263e-14 | 8.338e-12 | 2.3789e-11 | -2.5373e-13 | 2.2424e-11 | 3.8346e-12 | 2.5373e-13 | -2.2424e-11 | -3.8346e-12 | 0 | 0 | 0 | 0 | 0 | 0 | 1.1 | 1.0979 | 1.0941 | 1.1 | 1.0979 | 1.0941 | 0.0032767 | -120.2901 | 119.9502 | 0.0032767 | -120.2901 | 119.9502
Line14_15_16 | 0 | 0 | 0 | 0 | 0 | 0 | 0 | 0 | 0 | 0 | 0 | 0 | -1.9052e-13 | -1.6676e-11 | -4.7577e-11 | 1.9052e-13 | 1.6676e-11 | 4.7577e-11 | -5.0745e-13 | 4.4848e-11 | 7.6693e-12 | 5.0745e-13 | -4.4848e-11 | -7.6692e-12 | 0 | 0 | 0 | 0 | 0 | 0 | 1.1 | 1.0979 | 1.0941 | 1.1 | 1.0979 | 1.0941 | 0.0032767 | -120.2901 | 119.9502 | 0.0032767 | -120.2901 | 119.9502
Line15_16_17 | 0 | 0 | 0 | 0 | 0 | 0 | 0 | 0 | 0 | 0 | 0 | 0 | -9.5265e-14 | -8.338e-12 | -2.3789e-11 | 9.5263e-14 | 8.338e-12 | 2.3789e-11 | -2.5373e-13 | 2.2424e-11 | 3.8346e-12 | 2.5373e-13 | -2.2424e-11 | -3.8346e-12 | 0 | 0 | 0 | 0 | 0 | 0 | 1.1 | 1.0979 | 1.0941 | 1.1 | 1.0979 | 1.0941 | 0.0032767 | -120.2901 | 119.9502 | 0.0032767 | -120.2901 | 119.9502
Line16_4_18 | 0 | 0 | 0 | 0 | 0 | 0 | 0 | 0 | 0 | 0 | 0 | 0 | -9.0037e-14 | -7.3167e-12 | -2.2397e-11 | 9.0036e-14 | 7.3167e-12 | 2.2397e-11 | -5.0217e-13 | 2.1154e-11 | 3.9692e-12 | 5.0217e-13 | -2.1154e-11 | -3.9692e-12 | 0 | 0 | 0 | 0 | 0 | 0 | 1.1 | 1.0982 | 1.0944 | 1.1 | 1.0982 | 1.0944 | 0.0064853 | -120.2736 | 119.9485 | 0.0064853 | -120.2736 | 119.9485
Line17_5_19 | 0 | 0 | 0 | 0 | 0 | 0 | 0 | 0 | 0 | 0 | 0 | 0 | -9.5265e-14 | -8.338e-12 | -2.3789e-11 | 9.5265e-14 | 8.338e-12 | 2.3789e-11 | -2.5373e-13 | 2.2424e-11 | 3.8346e-12 | 2.5373e-13 | -2.2424e-11 | -3.8346e-12 | 0 | 0 | 0 | 0 | 0 | 0 | 1.1 | 1.0979 | 1.0941 | 1.1 | 1.0979 | 1.0941 | 0.0032767 | -120.2901 | 119.9502 | 0.0032767 | -120.2901 | 119.9502
Line1_1_3 | 0 | 0 | 0 | 0 | 0 | 0 | 0 | 0 | 0 | 0 | 0 | 0 | -7.621e-13 | -6.6704e-11 | -1.9031e-10 | 7.621e-13 | 6.6704e-11 | 1.9031e-10 | -2.0298e-12 | 1.7939e-10 | 3.0677e-11 | 2.0298e-12 | -1.7939e-10 | -3.0677e-11 | 0 | 0 | 0 | 0 | 0 | 0 | 1.1 | 1.0979 | 1.0941 | 1.1 | 1.0979 | 1.0941 | 0.0032767 | -120.2901 | 119.9502 | 0.0032767 | -120.2901 | 119.9502
Line2_1_4 | 0.00063633 | 0.0041999 | 0.0036176 | 0.00063633 | 0.0041999 | 0.0036176 | 0.00014695 | 0.00096992 | 0.00083544 | 0.00014695 | 0.00096992 | 0.00083544 | -0.00014606 | -0.0010401 | -0.00032978 | 0.00014607 | 0.0010403 | 0.00032992 | 6.9249e-05 | -0.00022834 | -0.00085246 | -6.9241e-05 | 0.00022869 | 0.00085273 | -154.6307 | 47.3283 | -128.9003 | 25.3693 | -132.6717 | 51.0997 | 1.1 | 1.0979 | 1.0941 | 1.1 | 1.0982 | 1.0944 | 0.0032767 | -120.2901 | 119.9502 | 0.0064853 | -120.2736 | 119.9485
Line3_1_5 | 0 | 0 | 0 | 0 | 0 | 0 | 0 | 0 | 0 | 0 | 0 | 0 | -1.9052e-13 | -1.6676e-11 | -4.7577e-11 | 1.9052e-13 | 1.6676e-11 | 4.7577e-11 | -5.0745e-13 | 4.4848e-11 | 7.6692e-12 | 5.0745e-13 | -4.4848e-11 | -7.6692e-12 | 0 | 0 | 0 | 0 | 0 | 0 | 1.1 | 1.0979 | 1.0941 | 1.1 | 1.0979 | 1.0941 | 0.0032767 | -120.2901 | 119.9502 | 0.0032767 | -120.2901 | 119.9502
Line4_2_6 | 0 | 0.06047 | 0.06047 | 0 | 0.06047 | 0.06047 | 0 | 0.013965 | 0.013965 | 0 | 0.013965 | 0.013965 | -4.7629e-13 | 0.014746 | 0.0037564 | 4.7629e-13 | -0.01471 | -0.0037198 | -1.2686e-12 | 0.0039948 | 0.014727 | 1.2686e-12 | -0.0039217 | -0.014654 | 0 | -135.6759 | 44.3241 | 0 | 44.3241 | -135.6759 | 1.1 | 1.094 | 1.0883 | 1.1 | 1.0901 | 1.0826 | 0.0032767 | -120.5182 | 120.0153 | 0.0032767 | -120.7479 | 120.0811
Line5_6_7 | 0 | 0.06047 | 0.06047 | 0 | 0.06047 | 0.06047 | 0 | 0.013965 | 0.013965 | 0 | 0.013965 | 0.013965 | -3.8104e-13 | 0.01471 | 0.0037198 | 3.8104e-13 | -0.014673 | -0.0036832 | -1.0149e-12 | 0.0039217 | 0.014654 | 1.0149e-12 | -0.0038485 | -0.014581 | 0 | -135.6759 | 44.3241 | 0 | 44.3241 | -135.6759 | 1.1 | 1.0901 | 1.0826 | 1.1 | 1.0863 | 1.0769 | 0.0032767 | -120.7479 | 120.0811 | 0.0032767 | -120.9792 | 120.1476
Line6_7_8 | 0 | 0.06047 | 0.06047 | 0 | 0.06047 | 0.06047 | 0 | 0.013965 | 0.013965 | 0 | 0.013965 | 0.013965 | -2.8577e-13 | 0.014673 | 0.0036832 | 2.8578e-13 | -0.014637 | -0.0036467 | -7.6118e-13 | 0.0038485 | 0.014581 | 7.6118e-13 | -0.0037754 | -0.014508 | 0 | -135.6759 | 44.3241 | 0 | 44.3241 | -135.6759 | 1.1 | 1.0863 | 1.0769 | 1.1 | 1.0824 | 1.0712 | 0.0032767 | -120.9792 | 120.1476 | 0.0032767 | -121.2122 | 120.2147
Line7_8_9 | 0 | 0 | 0 | 0 | 0 | 0 | 0 | 0 | 0 | 0 | 0 | 0 | -9.5263e-14 | -6.8879e-11 | -1.1313e-10 | 9.5261e-14 | 6.8879e-11 | 1.1313e-10 | -2.5373e-13 | 9.2356e-11 | -1.6193e-11 | 2.5373e-13 | -9.2356e-11 | 1.6193e-11 | 0 | 0 | 0 | 0 | 0 | 0 | 1.1 | 1.0824 | 1.0712 | 1.1 | 1.0824 | 1.0712 | 0.0032767 | -121.2122 | 120.2147 | 0.0032767 | -121.2122 | 120.2147
Line8_8_10 | 0 | 0 | 0 | 0 | 0 | 0 | 0 | 0 | 0 | 0 | 0 | 0 | -9.5261e-14 | -6.8879e-11 | -1.1313e-10 | 9.5261e-14 | 6.8879e-11 | 1.1313e-10 | -2.5373e-13 | 9.2356e-11 | -1.6193e-11 | 2.5373e-13 | -9.2356e-11 | 1.6193e-11 | 0 | 0 | 0 | 0 | 0 | 0 | 1.1 | 1.0824 | 1.0712 | 1.1 | 1.0824 | 1.0712 | 0.0032767 | -121.2122 | 120.2147 | 0.0032767 | -121.2122 | 120.2147
Line9_3_11 | 0 | 0 | 0 | 0 | 0 | 0 | 0 | 0 | 0 | 0 | 0 | 0 | -6.6684e-13 | -5.8366e-11 | -1.6652e-10 | 6.6684e-13 | 5.8366e-11 | 1.6652e-10 | -1.7761e-12 | 1.5697e-10 | 2.6842e-11 | 1.7761e-12 | -1.5697e-10 | -2.6842e-11 | 0 | 0 | 0 | 0 | 0 | 0 | 1.1 | 1.0979 | 1.0941 | 1.1 | 1.0979 | 1.0941 | 0.0032767 | -120.2901 | 119.9502 | 0.0032767 | -120.2901 | 119.9502

## LL_min_6
name | pf_ikss_a_from_ka | pf_ikss_b_from_ka | pf_ikss_c_from_ka | pf_ikss_a_to_ka | pf_ikss_b_to_ka | pf_ikss_c_to_ka | pf_skss_a_from_mw | pf_skss_b_from_mw | pf_skss_c_from_mw | pf_skss_a_to_mw | pf_skss_b_to_mw | pf_skss_c_to_mw | pf_p_a_from_mw | pf_p_b_from_mw | pf_p_c_from_mw | pf_p_a_to_mw | pf_p_b_to_mw | pf_p_c_to_mw | pf_q_a_from_mvar | pf_q_b_from_mvar | pf_q_c_from_mvar | pf_q_a_to_mvar | pf_q_b_to_mvar | pf_q_c_to_mvar | pf_ikss_a_from_degree | pf_ikss_b_from_degree | pf_ikss_c_from_degree | pf_ikss_a_to_degree | pf_ikss_b_to_degree | pf_ikss_c_to_degree | pf_vm_a_from_pu | pf_vm_b_from_pu | pf_vm_c_from_pu | pf_vm_a_to_pu | pf_vm_b_to_pu | pf_vm_c_to_pu | pf_va_a_from_degree | pf_va_b_from_degree | pf_va_c_from_degree | pf_va_a_to_degree | pf_va_b_to_degree | pf_va_c_to_degree
Line0_1_2 | 0 | 1.4553 | 1.4553 | 0 | 1.4553 | 1.4553 | 0 | 0.33609 | 0.33609 | 0 | 0.33609 | 0.33609 | -1.9501e-13 | 0.28993 | 0.035391 | 1.9499e-13 | -0.24927 | 0.0052745 | -9.208e-13 | 0.073064 | 0.26581 | 9.2082e-13 | -0.030704 | -0.22345 | 0 | -142.8626 | 37.1374 | 0 | 37.1374 | -142.8626 | 0.94999 | 0.88962 | 0.79787 | 0.94999 | 0.74726 | 0.66504 | 0.002658 | -128.7184 | 119.5535 | 0.002658 | -135.8405 | 128.4895
Line10_11_12 | 0 | 0 | 0 | 0 | 0 | 0 | 0 | 0 | 0 | 0 | 0 | 0 | -1.9498e-13 | -9.6689e-10 | -2.6698e-09 | 1.9497e-13 | 9.6689e-10 | 2.6698e-09 | -9.2103e-13 | 2.8183e-09 | 1.2994e-10 | 9.2101e-13 | -2.8183e-09 | -1.2994e-10 | 0 | 0 | 0 | 0 | 0 | 0 | 0.94999 | 0.88962 | 0.79787 | 0.94999 | 0.88962 | 0.79787 | 0.002658 | -128.7184 | 119.5535 | 0.002658 | -128.7184 | 119.5535
Line11_12_13 | 0 | 0 | 0 | 0 | 0 | 0 | 0 | 0 | 0 | 0 | 0 | 0 | -1.6253e-13 | -8.0574e-10 | -2.2249e-09 | 1.6252e-13 | 8.0574e-10 | 2.2249e-09 | -7.6746e-13 | 2.3486e-09 | 1.0828e-10 | 7.6746e-13 | -2.3486e-09 | -1.0828e-10 | 0 | 0 | 0 | 0 | 0 | 0 | 0.94999 | 0.88962 | 0.79787 | 0.94999 | 0.88962 | 0.79787 | 0.002658 | -128.7184 | 119.5535 | 0.002658 | -128.7184 | 119.5535
Line12_13_15 | 0 | 0 | 0 | 0 | 0 | 0 | 0 | 0 | 0 | 0 | 0 | 0 | -9.7521e-14 | -4.8345e-10 | -1.3349e-09 | 9.7517e-14 | 4.8345e-10 | 1.3349e-09 | -4.6052e-13 | 1.4092e-09 | 6.497e-11 | 4.605e-13 | -1.4092e-09 | -6.497e-11 | 0 | 0 | 0 | 0 | 0 | 0 | 0.94999 | 0.88962 | 0.79787 | 0.94999 | 0.88962 | 0.79787 | 0.002658 | -128.7184 | 119.5535 | 0.002658 | -128.7184 | 119.5535
Line13_13_14 | 0 | 0 | 0 | 0 | 0 | 0 | 0 | 0 | 0 | 0 | 0 | 0 | -3.2491e-14 | -1.6115e-10 | -4.4497e-10 | 3.2478e-14 | 1.6115e-10 | 4.4497e-10 | -1.5348e-13 | 4.6972e-10 | 2.1657e-11 | 1.5351e-13 | -4.6972e-10 | -2.1657e-11 | 0 | 0 | 0 | 0 | 0 | 0 | 0.94999 | 0.88962 | 0.79787 | 0.94999 | 0.88962 | 0.79787 | 0.002658 | -128.7184 | 119.5535 | 0.002658 | -128.7184 | 119.5535
Line14_15_16 | 0 | 0 | 0 | 0 | 0 | 0 | 0 | 0 | 0 | 0 | 0 | 0 | -6.5012e-14 | -3.223e-10 | -8.8995e-10 | 6.5021e-14 | 3.223e-10 | 8.8995e-10 | -3.0701e-13 | 9.3944e-10 | 4.3313e-11 | 3.0701e-13 | -9.3944e-10 | -4.3313e-11 | 0 | 0 | 0 | 0 | 0 | 0 | 0.94999 | 0.88962 | 0.79787 | 0.94999 | 0.88962 | 0.79787 | 0.002658 | -128.7184 | 119.5535 | 0.002658 | -128.7184 | 119.5535
Line15_16_17 | 0 | 0 | 0 | 0 | 0 | 0 | 0 | 0 | 0 | 0 | 0 | 0 | -3.2517e-14 | -1.6115e-10 | -4.4497e-10 | 3.2522e-14 | 1.6115e-10 | 4.4497e-10 | -1.535e-13 | 4.6972e-10 | 2.1657e-11 | 1.5351e-13 | -4.6972e-10 | -2.1657e-11 | 0 | 0 | 0 | 0 | 0 | 0 | 0.94999 | 0.88962 | 0.79787 | 0.94999 | 0.88962 | 0.79787 | 0.002658 | -128.7184 | 119.5535 | 0.002658 | -128.7184 | 119.5535
Line16_4_18 | 0 | 0 | 0 | 0 | 0 | 0 | 0 | 0 | 0 | 0 | 0 | 0 | 4.9391e-14 | -1.6047e-10 | -4.4444e-10 | -4.9387e-14 | 1.6047e-10 | 4.4444e-10 | -3.1358e-13 | 4.6927e-10 | 2.2104e-11 | 3.1357e-13 | -4.6927e-10 | -2.2104e-11 | 0 | 0 | 0 | 0 | 0 | 0 | 0.95001 | 0.88987 | 0.79809 | 0.95001 | 0.88987 | 0.79809 | 0.0054291 | -128.7075 | 119.5444 | 0.0054291 | -128.7075 | 119.5444
Line17_5_19 | 0 | 0 | 0 | 0 | 0 | 0 | 0 | 0 | 0 | 0 | 0 | 0 | -3.2495e-14 | -1.6115e-10 | -4.4497e-10 | 3.2517e-14 | 1.6115e-10 | 4.4497e-10 | -1.535e-13 | 4.6972e-10 | 2.1657e-11 | 1.5353e-13 | -4.6972e-10 | -2.1657e-11 | 0 | 0 | 0 | 0 | 0 | 0 | 0.94999 | 0.88962 | 0.79787 | 0.94999 | 0.88962 | 0.79787 | 0.002658 | -128.7184 | 119.5535 | 0.002658 | -128.7184 | 119.5535
Line1_1_3 | 0 | 0 | 0 | 0 | 0 | 0 | 0 | 0 | 0 | 0 | 0 | 0 | -2.5997e-13 | -1.2892e-09 | -3.5598e-09 | 2.5996e-13 | 1.2892e-09 | 3.5598e-09 | -1.2281e-12 | 3.7578e-09 | 1.7325e-10 | 1.2281e-12 | -3.7578e-09 | -1.7325e-10 | 0 | 0 | 0 | 0 | 0 | 0 | 0.94999 | 0.88962 | 0.79787 | 0.94999 | 0.88962 | 0.79787 | 0.002658 | -128.7184 | 119.5535 | 0.002658 | -128.7184 | 119.5535
Line2_1_4 | 0.00042989 | 0.0025207 | 0.0021299 | 0.00042989 | 0.0025207 | 0.0021299 | 9.928e-05 | 0.00058212 | 0.00049189 | 9.928e-05 | 0.00058212 | 0.00049189 | -9.0318e-05 | -0.00050653 | -9.5939e-05 | 9.0321e-05 | 0.00050665 | 9.6026e-05 | 2.7166e-05 | -0.00010779 | -0.00038056 | -2.7163e-05 | 0.00010791 | 0.00038065 | -163.2567 | 39.2685 | -136.2969 | 16.7433 | -140.7315 | 43.7031 | 0.94999 | 0.88962 | 0.79787 | 0.95001 | 0.88987 | 0.79809 | 0.002658 | -128.7184 | 119.5535 | 0.0054291 | -128.7075 | 119.5444
Line3_1_5 | 0 | 0 | 0 | 0 | 0 | 0 | 0 | 0 | 0 | 0 | 0 | 0 | -6.4991e-14 | -3.223e-10 | -8.8995e-10 | 6.4999e-14 | 3.223e-10 | 8.8995e-10 | -3.0697e-13 | 9.3944e-10 | 4.3313e-11 | 3.0701e-13 | -9.3944e-10 | -4.3313e-11 | 0 | 0 | 0 | 0 | 0 | 0 | 0.94999 | 0.88962 | 0.79787 | 0.94999 | 0.88962 | 0.79787 | 0.002658 | -128.7184 | 119.5535 | 0.002658 | -128.7184 | 119.5535
Line4_2_6 | 0 | 1.4553 | 1.4553 | 0 | 1.4553 | 1.4553 | 0 | 0.33609 | 0.33609 | 0 | 0.33609 | 0.33609 | -1.6256e-13 | 0.24927 | -0.0052745 | 1.6253e-13 | -0.2086 | 0.04594 | -7.673e-13 | 0.030704 | 0.22345 | 7.673e-13 | 0.011656 | -0.18109 | 0 | -142.8626 | 37.1374 | 0 | 37.1374 | -142.8626 | 0.94999 | 0.74726 | 0.66504 | 0.94999 | 0.62163 | 0.55589 | 0.002658 | -135.8405 | 128.4895 | 0.002658 | -146.0608 | 141.3718
Line5_6_7 | 0 | 1.4553 | 1.4553 | 0 | 1.4553 | 1.4553 | 0 | 0.33609 | 0.33609 | 0 | 0.33609 | 0.33609 | -1.3002e-13 | 0.2086 | -0.04594 | 1.2998e-13 | -0.16794 | 0.086605 | -6.1388e-13 | -0.011656 | 0.18109 | 6.1391e-13 | 0.054015 | -0.13873 | 0 | -142.8626 | 37.1374 | 0 | 37.1374 | -142.8626 | 0.94999 | 0.62163 | 0.55589 | 0.94999 | 0.52488 | 0.48661 | 0.002658 | -146.0608 | 141.3718 | 0.002658 | -160.6927 | 159.1118
Line6_7_8 | 0 | 1.4553 | 1.4553 | 0 | 1.4553 | 1.4553 | 0 | 0.33609 | 0.33609 | 0 | 0.33609 | 0.33609 | -9.7292e-14 | 0.16794 | -0.086605 | 9.7363e-14 | -0.12727 | 0.12727 | -4.6056e-13 | -0.054015 | 0.13873 | 4.6049e-13 | 0.096375 | -0.096375 | 0 | -142.8626 | 37.1374 | 0 | 37.1374 | -142.8626 | 0.94999 | 0.52488 | 0.48661 | 0.94999 | 0.475 | 0.475 | 0.002658 | -160.6927 | 159.1118 | 0.002658 | -179.9973 | -179.9973
Line7_8_9 | 0 | 0 | 0 | 0 | 0 | 0 | 0 | 0 | 0 | 0 | 0 | 0 | -3.2407e-14 | -7.4663e-14 | 5.8178e-14 | 3.2407e-14 | 7.4631e-14 | -5.8175e-14 | -1.535e-13 | 1.4329e-09 | -1.4329e-09 | 1.535e-13 | -1.4329e-09 | 1.4329e-09 | 0 | 0 | 0 | 0 | 0 | 0 | 0.94999 | 0.475 | 0.475 | 0.94999 | 0.475 | 0.475 | 0.002658 | -179.9973 | -179.9973 | 0.002658 | -179.9973 | -179.9973
Line8_8_10 | 0 | 0 | 0 | 0 | 0 | 0 | 0 | 0 | 0 | 0 | 0 | 0 | -3.2407e-14 | -7.4769e-14 | 5.8319e-14 | 3.2478e-14 | 7.4561e-14 | -5.8316e-14 | -1.5343e-13 | 1.4329e-09 | -1.4329e-09 | 1.5343e-13 | -1.4329e-09 | 1.4329e-09 | 0 | 0 | 0 | 0 | 0 | 0 | 0.94999 | 0.475 | 0.475 | 0.94999 | 0.475 | 0.475 | 0.002658 | -179.9973 | -179.9973 | 0.002658 | -179.9973 | -179.9973
Line9_3_11 | 0 | 0 | 0 | 0 | 0 | 0 | 0 | 0 | 0 | 0 | 0 | 0 | -2.2744e-13 | -1.128e-09 | -3.1148e-09 | 2.2744e-13 | 1.128e-09 | 3.1148e-09 | -1.0746e-12 | 3.288e-09 | 1.516e-10 | 1.0746e-12 | -3.288e-09 | -1.516e-10 | 0 | 0 | 0 | 0 | 0 | 0 | 0.94999 | 0.88962 | 0.79787 | 0.94999 | 0.88962 | 0.79787 | 0.002658 | -128.7184 | 119.5535 | 0.002658 | -128.7184 | 119.5535

## LL_min_10
name | pf_ikss_a_from_ka | pf_ikss_b_from_ka | pf_ikss_c_from_ka | pf_ikss_a_to_ka | pf_ikss_b_to_ka | pf_ikss_c_to_ka | pf_skss_a_from_mw | pf_skss_b_from_mw | pf_skss_c_from_mw | pf_skss_a_to_mw | pf_skss_b_to_mw | pf_skss_c_to_mw | pf_p_a_from_mw | pf_p_b_from_mw | pf_p_c_from_mw | pf_p_a_to_mw | pf_p_b_to_mw | pf_p_c_to_mw | pf_q_a_from_mvar | pf_q_b_from_mvar | pf_q_c_from_mvar | pf_q_a_to_mvar | pf_q_b_to_mvar | pf_q_c_to_mvar | pf_ikss_a_from_degree | pf_ikss_b_from_degree | pf_ikss_c_from_degree | pf_ikss_a_to_degree | pf_ikss_b_to_degree | pf_ikss_c_to_degree | pf_vm_a_from_pu | pf_vm_b_from_pu | pf_vm_c_from_pu | pf_vm_a_to_pu | pf_vm_b_to_pu | pf_vm_c_to_pu | pf_va_a_from_degree | pf_va_b_from_degree | pf_va_c_from_degree | pf_va_a_to_degree | pf_va_b_to_degree | pf_va_c_to_degree
Line0_1_2 | 0 | 1.3787 | 1.3787 | 0 | 1.3787 | 1.3787 | 0 | 0.3184 | 0.3184 | 0 | 0.3184 | 0.3184 | -1.7499e-13 | 0.26022 | 0.031763 | 1.75e-13 | -0.22372 | 0.0047339 | -8.2642e-13 | 0.065575 | 0.23857 | 8.2639e-13 | -0.027557 | -0.20055 | 0 | -142.8626 | 37.1374 | 0 | 37.1374 | -142.8626 | 0.89999 | 0.8428 | 0.75588 | 0.89999 | 0.70793 | 0.63004 | 0.002658 | -128.7184 | 119.5535 | 0.002658 | -135.8405 | 128.4895
Line10_11_12 | 0 | 0 | 0 | 0 | 0 | 0 | 0 | 0 | 0 | 0 | 0 | 0 | -1.7501e-13 | -8.6779e-10 | -2.3962e-09 | 1.7502e-13 | 8.6779e-10 | 2.3962e-09 | -8.2664e-13 | 2.5295e-09 | 1.1662e-10 | 8.2664e-13 | -2.5295e-09 | -1.1662e-10 | 0 | 0 | 0 | 0 | 0 | 0 | 0.89999 | 0.8428 | 0.75588 | 0.89999 | 0.8428 | 0.75588 | 0.002658 | -128.7184 | 119.5535 | 0.002658 | -128.7184 | 119.5535
Line11_12_13 | 0 | 0 | 0 | 0 | 0 | 0 | 0 | 0 | 0 | 0 | 0 | 0 | -1.4586e-13 | -7.2316e-10 | -1.9968e-09 | 1.4585e-13 | 7.2316e-10 | 1.9968e-09 | -6.8882e-13 | 2.1079e-09 | 9.7185e-11 | 6.888e-13 | -2.1079e-09 | -9.7185e-11 | 0 | 0 | 0 | 0 | 0 | 0 | 0.89999 | 0.8428 | 0.75588 | 0.89999 | 0.8428 | 0.75588 | 0.002658 | -128.7184 | 119.5535 | 0.002658 | -128.7184 | 119.5535
Line12_13_15 | 0 | 0 | 0 | 0 | 0 | 0 | 0 | 0 | 0 | 0 | 0 | 0 | -8.7489e-14 | -4.339e-10 | -1.1981e-09 | 8.7493e-14 | 4.339e-10 | 1.1981e-09 | -4.1332e-13 | 1.2647e-09 | 5.8311e-11 | 4.1332e-13 | -1.2647e-09 | -5.8311e-11 | 0 | 0 | 0 | 0 | 0 | 0 | 0.89999 | 0.8428 | 0.75588 | 0.89999 | 0.8428 | 0.75588 | 0.002658 | -128.7184 | 119.5535 | 0.002658 | -128.7184 | 119.5535
Line13_13_14 | 0 | 0 | 0 | 0 | 0 | 0 | 0 | 0 | 0 | 0 | 0 | 0 | -2.9141e-14 | -1.4463e-10 | -3.9937e-10 | 2.9137e-14 | 1.4463e-10 | 3.9937e-10 | -1.3781e-13 | 4.2158e-10 | 1.9437e-11 | 1.3779e-13 | -4.2158e-10 | -1.9437e-11 | 0 | 0 | 0 | 0 | 0 | 0 | 0.89999 | 0.8428 | 0.75588 | 0.89999 | 0.8428 | 0.75588 | 0.002658 | -128.7184 | 119.5535 | 0.002658 | -128.7184 | 119.5535
Line14_15_16 | 0 | 0 | 0 | 0 | 0 | 0 | 0 | 0 | 0 | 0 | 0 | 0 | -5.8348e-14 | -2.8926e-10 | -7.9874e-10 | 5.8357e-14 | 2.8926e-10 | 7.9874e-10 | -2.7556e-13 | 8.4315e-10 | 3.8874e-11 | 2.7555e-13 | -8.4315e-10 | -3.8874e-11 | 0 | 0 | 0 | 0 | 0 | 0 | 0.89999 | 0.8428 | 0.75588 | 0.89999 | 0.8428 | 0.75588 | 0.002658 | -128.7184 | 119.5535 | 0.002658 | -128.7184 | 119.5535
Line15_16_17 | 0 | 0 | 0 | 0 | 0 | 0 | 0 | 0 | 0 | 0 | 0 | 0 | -2.9174e-14 | -1.4463e-10 | -3.9937e-10 | 2.9174e-14 | 1.4463e-10 | 3.9937e-10 | -1.3776e-13 | 4.2158e-10 | 1.9437e-11 | 1.3777e-13 | -4.2158e-10 | -1.9437e-11 | 0 | 0 | 0 | 0 | 0 | 0 | 0.89999 | 0.8428 | 0.75588 | 0.89999 | 0.8428 | 0.75588 | 0.002658 | -128.7184 | 119.5535 | 0.002658 | -128.7184 | 119.5535
Line16_4_18 | 0 | 0 | 0 | 0 | 0 | 0 | 0 | 0 | 0 | 0 | 0 | 0 | 4.4342e-14 | -1.4402e-10 | -3.9889e-10 | -4.4325e-14 | 1.4402e-10 | 3.9889e-10 | -2.8142e-13 | 4.2117e-10 | 1.9838e-11 | 2.8142e-13 | -4.2117e-10 | -1.9838e-11 | 0 | 0 | 0 | 0 | 0 | 0 | 0.90001 | 0.84304 | 0.75609 | 0.90001 | 0.84304 | 0.75609 | 0.0054291 | -128.7075 | 119.5444 | 0.0054291 | -128.7075 | 119.5444
Line17_5_19 | 0 | 0 | 0 | 0 | 0 | 0 | 0 | 0 | 0 | 0 | 0 | 0 | -2.9178e-14 | -1.4463e-10 | -3.9937e-10 | 2.9182e-14 | 1.4463e-10 | 3.9937e-10 | -1.3777e-13 | 4.2158e-10 | 1.9437e-11 | 1.3777e-13 | -4.2158e-10 | -1.9437e-11 | 0 | 0 | 0 | 0 | 0 | 0 | 0.89999 | 0.8428 | 0.75588 | 0.89999 | 0.8428 | 0.75588 | 0.002658 | -128.7184 | 119.5535 | 0.002658 | -128.7184 | 119.5535
Line1_1_3 | 0 | 0 | 0 | 0 | 0 | 0 | 0 | 0 | 0 | 0 | 0 | 0 | -2.3331e-13 | -1.1571e-09 | -3.1949e-09 | 2.3332e-13 | 1.1571e-09 | 3.1949e-09 | -1.1022e-12 | 3.3726e-09 | 1.555e-10 | 1.1022e-12 | -3.3726e-09 | -1.555e-10 | 0 | 0 | 0 | 0 | 0 | 0 | 0.89999 | 0.8428 | 0.75588 | 0.89999 | 0.8428 | 0.75588 | 0.002658 | -128.7184 | 119.5535 | 0.002658 | -128.7184 | 119.5535
Line2_1_4 | 0.00040727 | 0.002388 | 0.0020178 | 0.00040727 | 0.002388 | 0.0020178 | 9.4055e-05 | 0.00055148 | 0.000466 | 9.4055e-05 | 0.00055148 | 0.000466 | -8.1061e-05 | -0.00045461 | -8.6106e-05 | 8.1064e-05 | 0.00045472 | 8.6184e-05 | 2.4382e-05 | -9.6739e-05 | -0.00034155 | -2.4379e-05 | 9.6853e-05 | 0.00034163 | -163.2567 | 39.2685 | -136.2969 | 16.7433 | -140.7315 | 43.7031 | 0.89999 | 0.8428 | 0.75588 | 0.90001 | 0.84304 | 0.75609 | 0.002658 | -128.7184 | 119.5535 | 0.0054291 | -128.7075 | 119.5444
Line3_1_5 | 0 | 0 | 0 | 0 | 0 | 0 | 0 | 0 | 0 | 0 | 0 | 0 | -5.8344e-14 | -2.8926e-10 | -7.9874e-10 | 5.8348e-14 | 2.8926e-10 | 7.9874e-10 | -2.7556e-13 | 8.4315e-10 | 3.8874e-11 | 2.7556e-13 | -8.4315e-10 | -3.8874e-11 | 0 | 0 | 0 | 0 | 0 | 0 | 0.89999 | 0.8428 | 0.75588 | 0.89999 | 0.8428 | 0.75588 | 0.002658 | -128.7184 | 119.5535 | 0.002658 | -128.7184 | 119.5535
Line4_2_6 | 0 | 1.3787 | 1.3787 | 0 | 1.3787 | 1.3787 | 0 | 0.3184 | 0.3184 | 0 | 0.3184 | 0.3184 | -1.4588e-13 | 0.22372 | -0.0047339 | 1.4592e-13 | -0.18722 | 0.041231 | -6.8868e-13 | 0.027557 | 0.20055 | 6.8868e-13 | 0.010461 | -0.16253 | 0 | -142.8626 | 37.1374 | 0 | 37.1374 | -142.8626 | 0.89999 | 0.70793 | 0.63004 | 0.89999 | 0.58891 | 0.52663 | 0.002658 | -135.8405 | 128.4895 | 0.002658 | -146.0608 | 141.3718
Line5_6_7 | 0 | 1.3787 | 1.3787 | 0 | 1.3787 | 1.3787 | 0 | 0.3184 | 0.3184 | 0 | 0.3184 | 0.3184 | -1.1668e-13 | 0.18722 | -0.041231 | 1.1675e-13 | -0.15072 | 0.077729 | -5.5086e-13 | -0.010461 | 0.16253 | 5.5089e-13 | 0.048479 | -0.12452 | 0 | -142.8626 | 37.1374 | 0 | 37.1374 | -142.8626 | 0.89999 | 0.58891 | 0.52663 | 0.89999 | 0.49725 | 0.461 | 0.002658 | -146.0608 | 141.3718 | 0.002658 | -160.6927 | 159.1118
Line6_7_8 | 0 | 1.3787 | 1.3787 | 0 | 1.3787 | 1.3787 | 0 | 0.3184 | 0.3184 | 0 | 0.3184 | 0.3184 | -8.7243e-14 | 0.15072 | -0.077729 | 8.7243e-14 | -0.11423 | 0.11423 | -4.1327e-13 | -0.048479 | 0.12452 | 4.1327e-13 | 0.086497 | -0.086497 | 0 | -142.8626 | 37.1374 | 0 | 37.1374 | -142.8626 | 0.89999 | 0.49725 | 0.461 | 0.89999 | 0.45 | 0.45 | 0.002658 | -160.6927 | 159.1118 | 0.002658 | -179.9973 | -179.9973
Line7_8_9 | 0 | 0 | 0 | 0 | 0 | 0 | 0 | 0 | 0 | 0 | 0 | 0 | -2.917e-14 | -6.6886e-14 | 5.2335e-14 | 2.9103e-14 | 6.6823e-14 | -5.2198e-14 | -1.3776e-13 | 1.286e-09 | -1.2861e-09 | 1.3782e-13 | -1.286e-09 | 1.2861e-09 | 0 | 0 | 0 | 0 | 0 | 0 | 0.89999 | 0.45 | 0.45 | 0.89999 | 0.45 | 0.45 | 0.002658 | -179.9973 | -179.9973 | 0.002658 | -179.9973 | -179.9973
Line8_8_10 | 0 | 0 | 0 | 0 | 0 | 0 | 0 | 0 | 0 | 0 | 0 | 0 | -2.9237e-14 | -6.6953e-14 | 5.2468e-14 | 2.9237e-14 | 6.6889e-14 | -5.2465e-14 | -1.3776e-13 | 1.286e-09 | -1.2861e-09 | 1.3776e-13 | -1.286e-09 | 1.2861e-09 | 0 | 0 | 0 | 0 | 0 | 0 | 0.89999 | 0.45 | 0.45 | 0.89999 | 0.45 | 0.45 | 0.002658 | -179.9973 | -179.9973 | 0.002658 | -179.9973 | -179.9973
Line9_3_11 | 0 | 0 | 0 | 0 | 0 | 0 | 0 | 0 | 0 | 0 | 0 | 0 | -2.0417e-13 | -1.0124e-09 | -2.7956e-09 | 2.0418e-13 | 1.0124e-09 | 2.7956e-09 | -9.6441e-13 | 2.951e-09 | 1.3606e-10 | 9.6443e-13 | -2.951e-09 | -1.3606e-10 | 0 | 0 | 0 | 0 | 0 | 0 | 0.89999 | 0.8428 | 0.75588 | 0.89999 | 0.8428 | 0.75588 | 0.002658 | -128.7184 | 119.5535 | 0.002658 | -128.7184 | 119.5535

## LL_min_fault_6
name | pf_ikss_a_from_ka | pf_ikss_b_from_ka | pf_ikss_c_from_ka | pf_ikss_a_to_ka | pf_ikss_b_to_ka | pf_ikss_c_to_ka | pf_skss_a_from_mw | pf_skss_b_from_mw | pf_skss_c_from_mw | pf_skss_a_to_mw | pf_skss_b_to_mw | pf_skss_c_to_mw | pf_p_a_from_mw | pf_p_b_from_mw | pf_p_c_from_mw | pf_p_a_to_mw | pf_p_b_to_mw | pf_p_c_to_mw | pf_q_a_from_mvar | pf_q_b_from_mvar | pf_q_c_from_mvar | pf_q_a_to_mvar | pf_q_b_to_mvar | pf_q_c_to_mvar | pf_ikss_a_from_degree | pf_ikss_b_from_degree | pf_ikss_c_from_degree | pf_ikss_a_to_degree | pf_ikss_b_to_degree | pf_ikss_c_to_degree | pf_vm_a_from_pu | pf_vm_b_from_pu | pf_vm_c_from_pu | pf_vm_a_to_pu | pf_vm_b_to_pu | pf_vm_c_to_pu | pf_va_a_from_degree | pf_va_b_from_degree | pf_va_c_from_degree | pf_va_a_to_degree | pf_va_b_to_degree | pf_va_c_to_degree
Line0_1_2 | 0 | 0.051843 | 0.051843 | 0 | 0.051843 | 0.051843 | 0 | 0.011973 | 0.011973 | 0 | 0.011973 | 0.011973 | -1.1215e-14 | 0.010967 | 0.0028848 | 1.1216e-14 | -0.010915 | -0.0028332 | -3.1595e-14 | 0.0029326 | 0.010936 | 3.1595e-14 | -0.0028789 | -0.010882 | 0 | -135.2792 | 44.7208 | 0 | 44.7208 | -135.2792 | 0.95 | 0.94815 | 0.94466 | 0.95 | 0.94283 | 0.93922 | 9.1211e-05 | -120.3078 | 119.9433 | 9.1211e-05 | -120.5037 | 120.1277
Line10_11_12 | 0 | 0 | 0 | 0 | 0 | 0 | 0 | 0 | 0 | 0 | 0 | 0 | -1.1217e-14 | -3.8251e-11 | -1.1103e-10 | 1.1217e-14 | 3.8251e-11 | 1.1103e-10 | -3.1605e-14 | 1.0646e-10 | 1.9538e-11 | 3.1605e-14 | -1.0646e-10 | -1.9538e-11 | 0 | 0 | 0 | 0 | 0 | 0 | 0.95 | 0.94815 | 0.94466 | 0.95 | 0.94815 | 0.94466 | 9.1211e-05 | -120.3078 | 119.9433 | 9.1211e-05 | -120.3078 | 119.9433
Line11_12_13 | 0 | 0 | 0 | 0 | 0 | 0 | 0 | 0 | 0 | 0 | 0 | 0 | -9.3478e-15 | -3.1876e-11 | -9.2527e-11 | 9.3477e-15 | 3.1876e-11 | 9.2527e-11 | -2.6338e-14 | 8.8717e-11 | 1.6282e-11 | 2.6337e-14 | -8.8717e-11 | -1.6282e-11 | 0 | 0 | 0 | 0 | 0 | 0 | 0.95 | 0.94815 | 0.94466 | 0.95 | 0.94815 | 0.94466 | 9.1211e-05 | -120.3078 | 119.9433 | 9.1211e-05 | -120.3078 | 119.9433
Line12_13_15 | 0 | 0 | 0 | 0 | 0 | 0 | 0 | 0 | 0 | 0 | 0 | 0 | -5.6085e-15 | -1.9125e-11 | -5.5516e-11 | 5.6087e-15 | 1.9125e-11 | 5.5516e-11 | -1.5803e-14 | 5.323e-11 | 9.769e-12 | 1.5801e-14 | -5.323e-11 | -9.769e-12 | 0 | 0 | 0 | 0 | 0 | 0 | 0.95 | 0.94815 | 0.94466 | 0.95 | 0.94815 | 0.94466 | 9.1211e-05 | -120.3078 | 119.9433 | 9.1211e-05 | -120.3078 | 119.9433
Line13_13_14 | 0 | 0 | 0 | 0 | 0 | 0 | 0 | 0 | 0 | 0 | 0 | 0 | -1.8687e-15 | -6.3751e-12 | -1.8505e-11 | 1.8689e-15 | 6.3751e-12 | 1.8505e-11 | -5.2686e-15 | 1.7743e-11 | 3.2563e-12 | 5.267e-15 | -1.7743e-11 | -3.2563e-12 | 0 | 0 | 0 | 0 | 0 | 0 | 0.95 | 0.94815 | 0.94466 | 0.95 | 0.94815 | 0.94466 | 9.1211e-05 | -120.3078 | 119.9433 | 9.1211e-05 | -120.3078 | 119.9433
Line14_15_16 | 0 | 0 | 0 | 0 | 0 | 0 | 0 | 0 | 0 | 0 | 0 | 0 | -3.7402e-15 | -1.275e-11 | -3.7011e-11 | 3.7402e-15 | 1.275e-11 | 3.7011e-11 | -1.0534e-14 | 3.5487e-11 | 6.5127e-12 | 1.0536e-14 | -3.5487e-11 | -6.5127e-12 | 0 | 0 | 0 | 0 | 0 | 0 | 0.95 | 0.94815 | 0.94466 | 0.95 | 0.94815 | 0.94466 | 9.1211e-05 | -120.3078 | 119.9433 | 9.1211e-05 | -120.3078 | 119.9433
Line15_16_17 | 0 | 0 | 0 | 0 | 0 | 0 | 0 | 0 | 0 | 0 | 0 | 0 | -1.8697e-15 | -6.3751e-12 | -1.8505e-11 | 1.8697e-15 | 6.3751e-12 | 1.8505e-11 | -5.2681e-15 | 1.7743e-11 | 3.2563e-12 | 5.2681e-15 | -1.7743e-11 | -3.2563e-12 | 0 | 0 | 0 | 0 | 0 | 0 | 0.95 | 0.94815 | 0.94466 | 0.95 | 0.94815 | 0.94466 | 9.1211e-05 | -120.3078 | 119.9433 | 9.1211e-05 | -120.3078 | 119.9433
Line16_4_18 | 0 | 0 | 0 | 0 | 0 | 0 | 0 | 0 | 0 | 0 | 0 | 0 | 2.6818e-16 | -6.344e-12 | -1.8476e-11 | -2.6797e-16 | 6.344e-12 | 1.8476e-11 | -1.1305e-14 | 1.7723e-11 | 3.2685e-12 | 1.1304e-14 | -1.7723e-11 | -3.2685e-12 | 0 | 0 | 0 | 0 | 0 | 0 | 0.95 | 0.94816 | 0.94467 | 0.95 | 0.94816 | 0.94467 | 0.00019573 | -120.3075 | 119.9431 | 0.00019573 | -120.3075 | 119.9431
Line17_5_19 | 0 | 0 | 0 | 0 | 0 | 0 | 0 | 0 | 0 | 0 | 0 | 0 | -1.8703e-15 | -6.3751e-12 | -1.8505e-11 | 1.8705e-15 | 6.3751e-12 | 1.8505e-11 | -5.2681e-15 | 1.7744e-11 | 3.2563e-12 | 5.2675e-15 | -1.7744e-11 | -3.2563e-12 | 0 | 0 | 0 | 0 | 0 | 0 | 0.95 | 0.94815 | 0.94466 | 0.95 | 0.94815 | 0.94466 | 9.1211e-05 | -120.3078 | 119.9433 | 9.1211e-05 | -120.3078 | 119.9433
Line1_1_3 | 0 | 0 | 0 | 0 | 0 | 0 | 0 | 0 | 0 | 0 | 0 | 0 | -1.4955e-14 | -5.1001e-11 | -1.4804e-10 | 1.4955e-14 | 5.1001e-11 | 1.4804e-10 | -4.2141e-14 | 1.4195e-10 | 2.6051e-11 | 4.2141e-14 | -1.4195e-10 | -2.6051e-11 | 0 | 0 | 0 | 0 | 0 | 0 | 0.95 | 0.94815 | 0.94466 | 0.95 | 0.94815 | 0.94466 | 9.1211e-05 | -120.3078 | 119.9433 | 9.1211e-05 | -120.3078 | 119.9433
Line2_1_4 | 1.5314e-05 | 8.9793e-05 | 7.5875e-05 | 1.5314e-05 | 8.9793e-05 | 7.5875e-05 | 3.5366e-06 | 2.0737e-05 | 1.7523e-05 | 3.5366e-06 | 2.0737e-05 | 1.7523e-05 | -3.0615e-06 | -1.917e-05 | -6.0244e-06 | 3.0615e-06 | 1.917e-05 | 6.0246e-06 | 1.384e-06 | -4.3695e-06 | -1.5418e-05 | -1.384e-06 | 4.3697e-06 | 1.5418e-05 | -155.6733 | 46.8519 | -128.7135 | 24.3267 | -133.1481 | 51.2865 | 0.95 | 0.94815 | 0.94466 | 0.95 | 0.94816 | 0.94467 | 9.1211e-05 | -120.3078 | 119.9433 | 0.00019573 | -120.3075 | 119.9431
Line3_1_5 | 0 | 0 | 0 | 0 | 0 | 0 | 0 | 0 | 0 | 0 | 0 | 0 | -3.7388e-15 | -1.275e-11 | -3.7011e-11 | 3.7388e-15 | 1.275e-11 | 3.7011e-11 | -1.0535e-14 | 3.5487e-11 | 6.5127e-12 | 1.0534e-14 | -3.5487e-11 | -6.5127e-12 | 0 | 0 | 0 | 0 | 0 | 0 | 0.95 | 0.94815 | 0.94466 | 0.95 | 0.94815 | 0.94466 | 9.1211e-05 | -120.3078 | 119.9433 | 9.1211e-05 | -120.3078 | 119.9433
Line4_2_6 | 0 | 0.051843 | 0.051843 | 0 | 0.051843 | 0.051843 | 0 | 0.011973 | 0.011973 | 0 | 0.011973 | 0.011973 | -9.3484e-15 | 0.010915 | 0.0028332 | 9.3473e-15 | -0.010863 | -0.0027816 | -2.6332e-14 | 0.0028789 | 0.010882 | 2.633e-14 | -0.0028251 | -0.010828 | 0 | -135.2792 | 44.7208 | 0 | 44.7208 | -135.2792 | 0.95 | 0.94283 | 0.93922 | 0.95 | 0.93753 | 0.9338 | 9.1211e-05 | -120.5037 | 120.1277 | 9.1211e-05 | -120.7019 | 120.3142
Line5_6_7 | 0 | 0.051843 | 0.051843 | 0 | 0.051843 | 0.051843 | 0 | 0.011973 | 0.011973 | 0 | 0.011973 | 0.011973 | -7.4796e-15 | 0.010863 | 0.0027816 | 7.4785e-15 | -0.010812 | -0.00273 | -2.1063e-14 | 0.0028251 | 0.010828 | 2.1061e-14 | -0.0027714 | -0.010775 | 0 | -135.2792 | 44.7208 | 0 | 44.7208 | -135.2792 | 0.95 | 0.93753 | 0.9338 | 0.95 | 0.93223 | 0.92838 | 9.1211e-05 | -120.7019 | 120.3142 | 9.1211e-05 | -120.9023 | 120.5029
Line6_7_8 | 0 | 0.051843 | 0.051843 | 0 | 0.051843 | 0.051843 | 0 | 0.011973 | 0.011973 | 0 | 0.011973 | 0.011973 | -5.6053e-15 | 0.010812 | 0.00273 | 5.6053e-15 | -0.01076 | -0.0026784 | -1.5799e-14 | 0.0027714 | 0.010775 | 1.5799e-14 | -0.0027176 | -0.010721 | 0 | -135.2792 | 44.7208 | 0 | 44.7208 | -135.2792 | 0.95 | 0.93223 | 0.92838 | 0.95 | 0.92695 | 0.92297 | 9.1211e-05 | -120.9023 | 120.5029 | 9.1211e-05 | -121.1049 | 120.6938
Line7_8_9 | 0 | 0 | 0 | 0 | 0 | 0 | 0 | 0 | 0 | 0 | 0 | 0 | -1.8677e-15 | -7.7751e-11 | -9.1228e-11 | 1.8677e-15 | 7.7751e-11 | 9.1228e-11 | -5.2648e-15 | 6.2264e-11 | -3.8931e-11 | 5.267e-15 | -6.2264e-11 | 3.8931e-11 | 0 | 0 | 0 | 0 | 0 | 0 | 0.95 | 0.92695 | 0.92297 | 0.95 | 0.92695 | 0.92297 | 9.1211e-05 | -121.1049 | 120.6938 | 9.1211e-05 | -121.1049 | 120.6938
Line8_8_10 | 0 | 0 | 0 | 0 | 0 | 0 | 0 | 0 | 0 | 0 | 0 | 0 | -1.8655e-15 | -7.7751e-11 | -9.1228e-11 | 1.8633e-15 | 7.7751e-11 | 9.1228e-11 | -5.2648e-15 | 6.2264e-11 | -3.8931e-11 | 5.2692e-15 | -6.2264e-11 | 3.8931e-11 | 0 | 0 | 0 | 0 | 0 | 0 | 0.95 | 0.92695 | 0.92297 | 0.95 | 0.92695 | 0.92297 | 9.1211e-05 | -121.1049 | 120.6938 | 9.1211e-05 | -121.1049 | 120.6938
Line9_3_11 | 0 | 0 | 0 | 0 | 0 | 0 | 0 | 0 | 0 | 0 | 0 | 0 | -1.3085e-14 | -4.4626e-11 | -1.2954e-10 | 1.3085e-14 | 4.4626e-11 | 1.2954e-10 | -3.6874e-14 | 1.242e-10 | 2.2794e-11 | 3.6875e-14 | -1.242e-10 | -2.2794e-11 | 0 | 0 | 0 | 0 | 0 | 0 | 0.95 | 0.94815 | 0.94466 | 0.95 | 0.94815 | 0.94466 | 9.1211e-05 | -120.3078 | 119.9433 | 9.1211e-05 | -120.3078 | 119.9433

## LL_min_fault_10
name | pf_ikss_a_from_ka | pf_ikss_b_from_ka | pf_ikss_c_from_ka | pf_ikss_a_to_ka | pf_ikss_b_to_ka | pf_ikss_c_to_ka | pf_skss_a_from_mw | pf_skss_b_from_mw | pf_skss_c_from_mw | pf_skss_a_to_mw | pf_skss_b_to_mw | pf_skss_c_to_mw | pf_p_a_from_mw | pf_p_b_from_mw | pf_p_c_from_mw | pf_p_a_to_mw | pf_p_b_to_mw | pf_p_c_to_mw | pf_q_a_from_mvar | pf_q_b_from_mvar | pf_q_c_from_mvar | pf_q_a_to_mvar | pf_q_b_to_mvar | pf_q_c_to_mvar | pf_ikss_a_from_degree | pf_ikss_b_from_degree | pf_ikss_c_from_degree | pf_ikss_a_to_degree | pf_ikss_b_to_degree | pf_ikss_c_to_degree | pf_vm_a_from_pu | pf_vm_b_from_pu | pf_vm_c_from_pu | pf_vm_a_to_pu | pf_vm_b_to_pu | pf_vm_c_to_pu | pf_va_a_from_degree | pf_va_b_from_degree | pf_va_c_from_degree | pf_va_a_to_degree | pf_va_b_to_degree | pf_va_c_to_degree
Line0_1_2 | 0 | 0.049115 | 0.049115 | 0 | 0.049115 | 0.049115 | 0 | 0.011343 | 0.011343 | 0 | 0.011343 | 0.011343 | -1.0065e-14 | 0.0098426 | 0.0025891 | 1.0065e-14 | -0.0097962 | -0.0025428 | -2.8359e-14 | 0.002632 | 0.0098151 | 2.8359e-14 | -0.0025838 | -0.0097668 | 0 | -135.2792 | 44.7208 | 0 | 44.7208 | -135.2792 | 0.9 | 0.89825 | 0.89494 | 0.9 | 0.89321 | 0.88979 | 9.1211e-05 | -120.3078 | 119.9433 | 9.1211e-05 | -120.5037 | 120.1277
Line10_11_12 | 0 | 0 | 0 | 0 | 0 | 0 | 0 | 0 | 0 | 0 | 0 | 0 | -1.0067e-14 | -3.433e-11 | -9.9652e-11 | 1.0067e-14 | 3.433e-11 | 9.9652e-11 | -2.8367e-14 | 9.5549e-11 | 1.7536e-11 | 2.8365e-14 | -9.5549e-11 | -1.7536e-11 | 0 | 0 | 0 | 0 | 0 | 0 | 0.9 | 0.89825 | 0.89494 | 0.9 | 0.89825 | 0.89494 | 9.1211e-05 | -120.3078 | 119.9433 | 9.1211e-05 | -120.3078 | 119.9433
Line11_12_13 | 0 | 0 | 0 | 0 | 0 | 0 | 0 | 0 | 0 | 0 | 0 | 0 | -8.389e-15 | -2.8609e-11 | -8.3044e-11 | 8.389e-15 | 2.8609e-11 | 8.3044e-11 | -2.3637e-14 | 7.9625e-11 | 1.4613e-11 | 2.3636e-14 | -7.9625e-11 | -1.4613e-11 | 0 | 0 | 0 | 0 | 0 | 0 | 0.9 | 0.89825 | 0.89494 | 0.9 | 0.89825 | 0.89494 | 9.1211e-05 | -120.3078 | 119.9433 | 9.1211e-05 | -120.3078 | 119.9433
Line12_13_15 | 0 | 0 | 0 | 0 | 0 | 0 | 0 | 0 | 0 | 0 | 0 | 0 | -5.0331e-15 | -1.7165e-11 | -4.9826e-11 | 5.0331e-15 | 1.7165e-11 | 4.9826e-11 | -1.4184e-14 | 4.7775e-11 | 8.7678e-12 | 1.4184e-14 | -4.7775e-11 | -8.7678e-12 | 0 | 0 | 0 | 0 | 0 | 0 | 0.9 | 0.89825 | 0.89494 | 0.9 | 0.89825 | 0.89494 | 9.1211e-05 | -120.3078 | 119.9433 | 9.1211e-05 | -120.3078 | 119.9433
Line13_13_14 | 0 | 0 | 0 | 0 | 0 | 0 | 0 | 0 | 0 | 0 | 0 | 0 | -1.6781e-15 | -5.7217e-12 | -1.6609e-11 | 1.6781e-15 | 5.7217e-12 | 1.6609e-11 | -4.7285e-15 | 1.5925e-11 | 2.9226e-12 | 4.728e-15 | -1.5925e-11 | -2.9226e-12 | 0 | 0 | 0 | 0 | 0 | 0 | 0.9 | 0.89825 | 0.89494 | 0.9 | 0.89825 | 0.89494 | 9.1211e-05 | -120.3078 | 119.9433 | 9.1211e-05 | -120.3078 | 119.9433
Line14_15_16 | 0 | 0 | 0 | 0 | 0 | 0 | 0 | 0 | 0 | 0 | 0 | 0 | -3.3567e-15 | -1.1443e-11 | -3.3217e-11 | 3.3564e-15 | 1.1443e-11 | 3.3217e-11 | -9.4555e-15 | 3.185e-11 | 5.8452e-12 | 9.4555e-15 | -3.185e-11 | -5.8452e-12 | 0 | 0 | 0 | 0 | 0 | 0 | 0.9 | 0.89825 | 0.89494 | 0.9 | 0.89825 | 0.89494 | 9.1211e-05 | -120.3078 | 119.9433 | 9.1211e-05 | -120.3078 | 119.9433
Line15_16_17 | 0 | 0 | 0 | 0 | 0 | 0 | 0 | 0 | 0 | 0 | 0 | 0 | -1.679e-15 | -5.7217e-12 | -1.6609e-11 | 1.6787e-15 | 5.7217e-12 | 1.6609e-11 | -4.7275e-15 | 1.5925e-11 | 2.9226e-12 | 4.7269e-15 | -1.5925e-11 | -2.9226e-12 | 0 | 0 | 0 | 0 | 0 | 0 | 0.9 | 0.89825 | 0.89494 | 0.9 | 0.89825 | 0.89494 | 9.1211e-05 | -120.3078 | 119.9433 | 9.1211e-05 | -120.3078 | 119.9433
Line16_4_18 | 0 | 0 | 0 | 0 | 0 | 0 | 0 | 0 | 0 | 0 | 0 | 0 | 2.4183e-16 | -5.6937e-12 | -1.6583e-11 | -2.4177e-16 | 5.6937e-12 | 1.6583e-11 | -1.0147e-14 | 1.5907e-11 | 2.9335e-12 | 1.0147e-14 | -1.5907e-11 | -2.9335e-12 | 0 | 0 | 0 | 0 | 0 | 0 | 0.9 | 0.89826 | 0.89495 | 0.9 | 0.89826 | 0.89495 | 0.00019573 | -120.3075 | 119.9431 | 0.00019573 | -120.3075 | 119.9431
Line17_5_19 | 0 | 0 | 0 | 0 | 0 | 0 | 0 | 0 | 0 | 0 | 0 | 0 | -1.6777e-15 | -5.7217e-12 | -1.6609e-11 | 1.6777e-15 | 5.7217e-12 | 1.6609e-11 | -4.728e-15 | 1.5925e-11 | 2.9226e-12 | 4.7275e-15 | -1.5925e-11 | -2.9226e-12 | 0 | 0 | 0 | 0 | 0 | 0 | 0.9 | 0.89825 | 0.89494 | 0.9 | 0.89825 | 0.89494 | 9.1211e-05 | -120.3078 | 119.9433 | 9.1211e-05 | -120.3078 | 119.9433
Line1_1_3 | 0 | 0 | 0 | 0 | 0 | 0 | 0 | 0 | 0 | 0 | 0 | 0 | -1.3422e-14 | -4.5774e-11 | -1.3287e-10 | 1.3422e-14 | 4.5774e-11 | 1.3287e-10 | -3.7823e-14 | 1.274e-10 | 2.3381e-11 | 3.7822e-14 | -1.274e-10 | -2.3381e-11 | 0 | 0 | 0 | 0 | 0 | 0 | 0.9 | 0.89825 | 0.89494 | 0.9 | 0.89825 | 0.89494 | 9.1211e-05 | -120.3078 | 119.9433 | 9.1211e-05 | -120.3078 | 119.9433
Line2_1_4 | 1.4508e-05 | 8.5067e-05 | 7.1881e-05 | 1.4508e-05 | 8.5067e-05 | 7.1881e-05 | 3.3505e-06 | 1.9645e-05 | 1.66e-05 | 3.3505e-06 | 1.9645e-05 | 1.66e-05 | -2.7477e-06 | -1.7205e-05 | -5.407e-06 | 2.7477e-06 | 1.7205e-05 | 5.4071e-06 | 1.2422e-06 | -3.9217e-06 | -1.3837e-05 | -1.2422e-06 | 3.9218e-06 | 1.3837e-05 | -155.6733 | 46.8519 | -128.7135 | 24.3267 | -133.1481 | 51.2865 | 0.9 | 0.89825 | 0.89494 | 0.9 | 0.89826 | 0.89495 | 9.1211e-05 | -120.3078 | 119.9433 | 0.00019573 | -120.3075 | 119.9431
Line3_1_5 | 0 | 0 | 0 | 0 | 0 | 0 | 0 | 0 | 0 | 0 | 0 | 0 | -3.3569e-15 | -1.1443e-11 | -3.3217e-11 | 3.3567e-15 | 1.1443e-11 | 3.3217e-11 | -9.4555e-15 | 3.185e-11 | 5.8452e-12 | 9.4549e-15 | -3.185e-11 | -5.8452e-12 | 0 | 0 | 0 | 0 | 0 | 0 | 0.9 | 0.89825 | 0.89494 | 0.9 | 0.89825 | 0.89494 | 9.1211e-05 | -120.3078 | 119.9433 | 9.1211e-05 | -120.3078 | 119.9433
Line4_2_6 | 0 | 0.049115 | 0.049115 | 0 | 0.049115 | 0.049115 | 0 | 0.011343 | 0.011343 | 0 | 0.011343 | 0.011343 | -8.3901e-15 | 0.0097962 | 0.0025428 | 8.3901e-15 | -0.0097499 | -0.0024965 | -2.3631e-14 | 0.0025838 | 0.0097668 | 2.363e-14 | -0.0025356 | -0.0097186 | 0 | -135.2792 | 44.7208 | 0 | 44.7208 | -135.2792 | 0.9 | 0.89321 | 0.88979 | 0.9 | 0.88818 | 0.88465 | 9.1211e-05 | -120.5037 | 120.1277 | 9.1211e-05 | -120.7019 | 120.3142
Line5_6_7 | 0 | 0.049115 | 0.049115 | 0 | 0.049115 | 0.049115 | 0 | 0.011343 | 0.011343 | 0 | 0.011343 | 0.011343 | -6.7123e-15 | 0.0097499 | 0.0024965 | 6.7123e-15 | -0.0097036 | -0.0024502 | -1.8904e-14 | 0.0025356 | 0.0097186 | 1.8906e-14 | -0.0024873 | -0.0096704 | 0 | -135.2792 | 44.7208 | 0 | 44.7208 | -135.2792 | 0.9 | 0.88818 | 0.88465 | 0.9 | 0.88317 | 0.87952 | 9.1211e-05 | -120.7019 | 120.3142 | 9.1211e-05 | -120.9023 | 120.5029
Line6_7_8 | 0 | 0.049115 | 0.049115 | 0 | 0.049115 | 0.049115 | 0 | 0.011343 | 0.011343 | 0 | 0.011343 | 0.011343 | -5.0272e-15 | 0.0097036 | 0.0024502 | 5.0272e-15 | -0.0096573 | -0.0024039 | -1.4182e-14 | 0.0024873 | 0.0096704 | 1.4182e-14 | -0.0024391 | -0.0096221 | 0 | -135.2792 | 44.7208 | 0 | 44.7208 | -135.2792 | 0.9 | 0.88317 | 0.87952 | 0.9 | 0.87816 | 0.8744 | 9.1211e-05 | -120.9023 | 120.5029 | 9.1211e-05 | -121.1049 | 120.6938
Line7_8_9 | 0 | 0 | 0 | 0 | 0 | 0 | 0 | 0 | 0 | 0 | 0 | 0 | -1.6799e-15 | -6.9782e-11 | -8.1878e-11 | 1.6799e-15 | 6.9782e-11 | 8.1878e-11 | -4.7233e-15 | 5.5882e-11 | -3.4941e-11 | 4.7233e-15 | -5.5882e-11 | 3.4941e-11 | 0 | 0 | 0 | 0 | 0 | 0 | 0.9 | 0.87816 | 0.8744 | 0.9 | 0.87816 | 0.8744 | 9.1211e-05 | -121.1049 | 120.6938 | 9.1211e-05 | -121.1049 | 120.6938
Line8_8_10 | 0 | 0 | 0 | 0 | 0 | 0 | 0 | 0 | 0 | 0 | 0 | 0 | -1.6778e-15 | -6.9782e-11 | -8.1878e-11 | 1.6757e-15 | 6.9782e-11 | 8.1878e-11 | -4.7295e-15 | 5.5882e-11 | -3.4941e-11 | 4.7275e-15 | -5.5882e-11 | 3.4941e-11 | 0 | 0 | 0 | 0 | 0 | 0 | 0.9 | 0.87816 | 0.8744 | 0.9 | 0.87816 | 0.8744 | 9.1211e-05 | -121.1049 | 120.6938 | 9.1211e-05 | -121.1049 | 120.6938
Line9_3_11 | 0 | 0 | 0 | 0 | 0 | 0 | 0 | 0 | 0 | 0 | 0 | 0 | -1.1744e-14 | -4.0052e-11 | -1.1626e-10 | 1.1744e-14 | 4.0052e-11 | 1.1626e-10 | -3.3093e-14 | 1.1147e-10 | 2.0458e-11 | 3.3094e-14 | -1.1147e-10 | -2.0458e-11 | 0 | 0 | 0 | 0 | 0 | 0 | 0.9 | 0.89825 | 0.89494 | 0.9 | 0.89825 | 0.89494 | 9.1211e-05 | -120.3078 | 119.9433 | 9.1211e-05 | -120.3078 | 119.9433

## LG_max_6
name | pf_ikss_a_from_ka | pf_ikss_b_from_ka | pf_ikss_c_from_ka | pf_ikss_a_to_ka | pf_ikss_b_to_ka | pf_ikss_c_to_ka | pf_skss_a_from_mw | pf_skss_b_from_mw | pf_skss_c_from_mw | pf_skss_a_to_mw | pf_skss_b_to_mw | pf_skss_c_to_mw | pf_p_a_from_mw | pf_p_b_from_mw | pf_p_c_from_mw | pf_p_a_to_mw | pf_p_b_to_mw | pf_p_c_to_mw | pf_q_a_from_mvar | pf_q_b_from_mvar | pf_q_c_from_mvar | pf_q_a_to_mvar | pf_q_b_to_mvar | pf_q_c_to_mvar | pf_ikss_a_from_degree | pf_ikss_b_from_degree | pf_ikss_c_from_degree | pf_ikss_a_to_degree | pf_ikss_b_to_degree | pf_ikss_c_to_degree | pf_vm_a_from_pu | pf_vm_b_from_pu | pf_vm_c_from_pu | pf_vm_a_to_pu | pf_vm_b_to_pu | pf_vm_c_to_pu | pf_va_a_from_degree | pf_va_b_from_degree | pf_va_c_from_degree | pf_va_a_to_degree | pf_va_b_to_degree | pf_va_c_to_degree
Line0_1_2 | 2.6405 | 0 | 0 | 2.6405 | 0 | 0 | 0.6098 | 0 | 0 | 0.6098 | 0 | 0 | 0.23241 | 6.7916e-08 | -7.296e-08 | -0.17431 | -6.3601e-08 | 6.7738e-08 | 0.46483 | -3.9142e-08 | -3.6342e-08 | -0.34862 | 3.3383e-08 | 3.0862e-08 | -67.0733 | 0 | 0 | 112.9267 | 0 | 0 | 0.85223 | 1.0115 | 1.0519 | 0.63917 | 0.99424 | 1.0304 | -3.6383 | -118.7069 | 117.6821 | -3.6383 | -116.482 | 115.6575
Line10_11_12 | 0 | 0 | 0 | 0 | 0 | 0 | 0 | 0 | 0 | 0 | 0 | 0 | -1.1444e-09 | 1.6788e-08 | -2.0098e-08 | 1.565e-09 | -1.3848e-08 | 1.6738e-08 | 1.8835e-08 | -1.2085e-08 | -7.6387e-09 | -1.5904e-08 | 1.0159e-08 | 6.2018e-09 | 0 | 0 | 0 | 0 | 0 | 0 | 0.85223 | 1.0115 | 1.0519 | 0.85223 | 1.0115 | 1.0519 | -3.6383 | -118.7069 | 117.6821 | -3.6383 | -118.7069 | 117.6821
Line11_12_13 | 0 | 0 | 0 | 0 | 0 | 0 | 0 | 0 | 0 | 0 | 0 | 0 | -9.5363e-10 | 1.399e-08 | -1.6748e-08 | 1.3743e-09 | -1.105e-08 | 1.3388e-08 | 1.5696e-08 | -1.0071e-08 | -6.3656e-09 | -1.2765e-08 | 8.1445e-09 | 4.9287e-09 | 0 | 0 | 0 | 0 | 0 | 0 | 0.85223 | 1.0115 | 1.0519 | 0.85223 | 1.0115 | 1.0519 | -3.6383 | -118.7069 | 117.6821 | -3.6383 | -118.7069 | 117.6821
Line12_13_15 | 0 | 0 | 0 | 0 | 0 | 0 | 0 | 0 | 0 | 0 | 0 | 0 | -5.7218e-10 | 8.3938e-09 | -1.0049e-08 | 9.9284e-10 | -5.4542e-09 | 6.6889e-09 | 9.4173e-09 | -6.0424e-09 | -3.8194e-09 | -6.4864e-09 | 4.1162e-09 | 2.3824e-09 | 0 | 0 | 0 | 0 | 0 | 0 | 0.85223 | 1.0115 | 1.0519 | 0.85223 | 1.0115 | 1.0519 | -3.6383 | -118.7069 | 117.6821 | -3.6383 | -118.7069 | 117.6821
Line13_13_14 | 0 | 0 | 0 | 0 | 0 | 0 | 0 | 0 | 0 | 0 | 0 | 0 | -1.9073e-10 | 2.7979e-09 | -3.3497e-09 | 6.1139e-10 | 1.4163e-10 | -1.0526e-11 | 3.1391e-09 | -2.0141e-09 | -1.2731e-09 | -2.0821e-10 | 8.7889e-11 | -1.6379e-10 | 0 | 0 | 0 | 0 | 0 | 0 | 0.85223 | 1.0115 | 1.0519 | 0.85223 | 1.0115 | 1.0519 | -3.6383 | -118.7069 | 117.6821 | -3.6383 | -118.7069 | 117.6821
Line14_15_16 | 0 | 0 | 0 | 0 | 0 | 0 | 0 | 0 | 0 | 0 | 0 | 0 | -3.8145e-10 | 5.5958e-09 | -6.6994e-09 | 8.0212e-10 | -2.6563e-09 | 3.3392e-09 | 6.2782e-09 | -4.0283e-09 | -2.5462e-09 | -3.3473e-09 | 2.102e-09 | 1.1093e-09 | 0 | 0 | 0 | 0 | 0 | 0 | 0.85223 | 1.0115 | 1.0519 | 0.85223 | 1.0115 | 1.0519 | -3.6383 | -118.7069 | 117.6821 | -3.6383 | -118.7069 | 117.6821
Line15_16_17 | 0 | 0 | 0 | 0 | 0 | 0 | 0 | 0 | 0 | 0 | 0 | 0 | -1.9073e-10 | 2.7979e-09 | -3.3497e-09 | 6.1139e-10 | 1.4163e-10 | -1.0526e-11 | 3.1391e-09 | -2.0141e-09 | -1.2731e-09 | -2.0821e-10 | 8.7889e-11 | -1.6379e-10 | 0 | 0 | 0 | 0 | 0 | 0 | 0.85223 | 1.0115 | 1.0519 | 0.85223 | 1.0115 | 1.0519 | -3.6383 | -118.7069 | 117.6821 | -3.6383 | -118.7069 | 117.6821
Line16_4_18 | 0 | 0 | 0 | 0 | 0 | 0 | 0 | 0 | 0 | 0 | 0 | 0 | -9.7106e-11 | 2.5918e-09 | -3.1909e-09 | 5.7841e-10 | 1.3378e-10 | -1.5932e-11 | 3.0073e-09 | -1.9857e-09 | -1.1317e-09 | -2.1086e-10 | 8.4785e-11 | -1.4851e-10 | 0 | 0 | 0 | 0 | 0 | 0 | 0.86567 | 1.0138 | 1.0534 | 0.86567 | 1.0138 | 1.0534 | -3.6273 | -118.7553 | 117.9014 | -3.6273 | -118.7553 | 117.9014
Line17_5_19 | 0 | 0 | 0 | 0 | 0 | 0 | 0 | 0 | 0 | 0 | 0 | 0 | -1.9073e-10 | 2.7979e-09 | -3.3497e-09 | 6.1139e-10 | 1.4163e-10 | -1.0526e-11 | 3.1391e-09 | -2.0141e-09 | -1.2731e-09 | -2.0821e-10 | 8.7889e-11 | -1.6379e-10 | 0 | 0 | 0 | 0 | 0 | 0 | 0.85223 | 1.0115 | 1.0519 | 0.85223 | 1.0115 | 1.0519 | -3.6383 | -118.7069 | 117.6821 | -3.6383 | -118.7069 | 117.6821
Line1_1_3 | 0 | 0 | 0 | 0 | 0 | 0 | 0 | 0 | 0 | 0 | 0 | 0 | -1.5258e-09 | 2.2383e-08 | -2.6798e-08 | 1.9465e-09 | -1.9444e-08 | 2.3437e-08 | 2.5113e-08 | -1.6113e-08 | -1.0185e-08 | -2.2182e-08 | 1.4187e-08 | 8.748e-09 | 0 | 0 | 0 | 0 | 0 | 0 | 0.85223 | 1.0115 | 1.0519 | 0.85223 | 1.0115 | 1.0519 | -3.6383 | -118.7069 | 117.6821 | -3.6383 | -118.7069 | 117.6821
Line2_1_4 | 0.16467 | 0.026018 | 0.024045 | 0.16467 | 0.026018 | 0.024045 | 0.038028 | 0.0060086 | 0.0055529 | 0.038028 | 0.0060086 | 0.0055529 | -0.013418 | -0.0056982 | -0.0047046 | 0.013624 | 0.0057124 | 0.0047248 | -0.0295 | -0.0021148 | 0.0034617 | 0.029968 | 0.0021146 | -0.0034487 | 110.8197 | 40.9311 | -25.9721 | -69.1803 | -139.0689 | 154.028 | 0.85223 | 1.0115 | 1.0519 | 0.86567 | 1.0138 | 1.0534 | -3.6383 | -118.7069 | 117.6821 | -3.6273 | -118.7553 | 117.9014
Line3_1_5 | 0 | 0 | 0 | 0 | 0 | 0 | 0 | 0 | 0 | 0 | 0 | 0 | -3.8145e-10 | 5.5958e-09 | -6.6994e-09 | 8.0212e-10 | -2.6563e-09 | 3.3392e-09 | 6.2782e-09 | -4.0283e-09 | -2.5462e-09 | -3.3473e-09 | 2.102e-09 | 1.1093e-09 | 0 | 0 | 0 | 0 | 0 | 0 | 0.85223 | 1.0115 | 1.0519 | 0.85223 | 1.0115 | 1.0519 | -3.6383 | -118.7069 | 117.6821 | -3.6383 | -118.7069 | 117.6821
Line4_2_6 | 2.6405 | 0 | 0 | 2.6405 | 0 | 0 | 0.6098 | 0 | 0 | 0.6098 | 0 | 0 | 0.17431 | 6.3798e-08 | -6.7676e-08 | -0.11621 | -5.6157e-08 | 5.93e-08 | 0.34862 | -3.3148e-08 | -3.1162e-08 | -0.23241 | 2.6605e-08 | 2.4475e-08 | -67.0733 | 0 | 0 | 112.9267 | 0 | 0 | 0.63917 | 0.99424 | 1.0304 | 0.42611 | 0.97849 | 1.0102 | -3.6383 | -116.482 | 115.6575 | -3.6383 | -114.182 | 113.5493
Line5_6_7 | 2.6405 | 0 | 0 | 2.6405 | 0 | 0 | 0.6098 | 0 | 0 | 0.6098 | 0 | 0 | 0.11621 | 5.6394e-08 | -5.9177e-08 | -0.058103 | -4.5422e-08 | 4.7655e-08 | 0.23241 | -2.6223e-08 | -2.4912e-08 | -0.11621 | 1.9352e-08 | 1.7476e-08 | -67.0733 | 0 | 0 | 112.9267 | 0 | 0 | 0.42611 | 0.97849 | 1.0102 | 0.21306 | 0.96436 | 0.99145 | -3.6383 | -114.182 | 113.5493 | -3.6383 | -111.8106 | 111.3583
Line6_7_8 | 2.6405 | 0 | 0 | 2.6405 | 0 | 0 | 0.6098 | 0 | 0 | 0.6098 | 0 | 0 | 0.058103 | 4.5687e-08 | -4.7486e-08 | 1.235e-15 | -3.1376e-08 | 3.2823e-08 | 0.11621 | -1.8823e-08 | -1.8049e-08 | 4.5347e-14 | 1.208e-08 | 1.0319e-08 | -67.0733 | 0 | 0 | 112.9267 | 0 | 0 | 0.21306 | 0.96436 | 0.99145 | 0 | 0.95193 | 0.97421 | -3.6383 | -111.8106 | 111.3583 | 0 | -109.3731 | 109.0864
Line7_8_9 | 0 | 0 | 0 | 0 | 0 | 0 | 0 | 0 | 0 | 0 | 0 | 0 | 7.9059e-22 | 1.5828e-08 | -1.631e-08 | -3.8005e-18 | 2.7944e-10 | 2.0289e-10 | -1.1057e-21 | -5.7021e-09 | -5.5145e-09 | 8.4335e-18 | 6.7586e-10 | -7.1012e-10 | 0 | 0 | 0 | 0 | 0 | 0 | 0 | 0.95193 | 0.97421 | 0 | 0.95193 | 0.97421 | 0 | -109.3731 | 109.0864 | 0 | -109.3731 | 109.0864
Line8_8_10 | 0 | 0 | 0 | 0 | 0 | 0 | 0 | 0 | 0 | 0 | 0 | 0 | 7.9059e-22 | 1.5828e-08 | -1.631e-08 | -3.8005e-18 | 2.7944e-10 | 2.0289e-10 | -1.1057e-21 | -5.7021e-09 | -5.5145e-09 | 8.4335e-18 | 6.7586e-10 | -7.1012e-10 | 0 | 0 | 0 | 0 | 0 | 0 | 0 | 0.95193 | 0.97421 | 0 | 0.95193 | 0.97421 | 0 | -109.3731 | 109.0864 | 0 | -109.3731 | 109.0864
Line9_3_11 | 0 | 0 | 0 | 0 | 0 | 0 | 0 | 0 | 0 | 0 | 0 | 0 | -1.3351e-09 | 1.9585e-08 | -2.3448e-08 | 1.7557e-09 | -1.6646e-08 | 2.0088e-08 | 2.1974e-08 | -1.4099e-08 | -8.9118e-09 | -1.9043e-08 | 1.2173e-08 | 7.4749e-09 | 0 | 0 | 0 | 0 | 0 | 0 | 0.85223 | 1.0115 | 1.0519 | 0.85223 | 1.0115 | 1.0519 | -3.6383 | -118.7069 | 117.6821 | -3.6383 | -118.7069 | 117.6821

## LG_max_10
name | pf_ikss_a_from_ka | pf_ikss_b_from_ka | pf_ikss_c_from_ka | pf_ikss_a_to_ka | pf_ikss_b_to_ka | pf_ikss_c_to_ka | pf_skss_a_from_mw | pf_skss_b_from_mw | pf_skss_c_from_mw | pf_skss_a_to_mw | pf_skss_b_to_mw | pf_skss_c_to_mw | pf_p_a_from_mw | pf_p_b_from_mw | pf_p_c_from_mw | pf_p_a_to_mw | pf_p_b_to_mw | pf_p_c_to_mw | pf_q_a_from_mvar | pf_q_b_from_mvar | pf_q_c_from_mvar | pf_q_a_to_mvar | pf_q_b_to_mvar | pf_q_c_to_mvar | pf_ikss_a_from_degree | pf_ikss_b_from_degree | pf_ikss_c_from_degree | pf_ikss_a_to_degree | pf_ikss_b_to_degree | pf_ikss_c_to_degree | pf_vm_a_from_pu | pf_vm_b_from_pu | pf_vm_c_from_pu | pf_vm_a_to_pu | pf_vm_b_to_pu | pf_vm_c_to_pu | pf_va_a_from_degree | pf_va_b_from_degree | pf_va_c_from_degree | pf_va_a_to_degree | pf_va_b_to_degree | pf_va_c_to_degree
Line0_1_2 | 2.7417 | 0 | 0 | 2.7417 | 0 | 0 | 0.63317 | 0 | 0 | 0.63317 | 0 | 0 | 0.25056 | 7.4787e-08 | -8.0367e-08 | -0.18792 | -6.9943e-08 | 7.4511e-08 | 0.50113 | -4.2891e-08 | -3.9998e-08 | -0.37585 | 3.6542e-08 | 3.3951e-08 | -67.2117 | 0 | 0 | 112.7883 | 0 | 0 | 0.88488 | 1.0583 | 1.102 | 0.66366 | 1.0404 | 1.0796 | -3.7768 | -118.651 | 117.5955 | -3.7768 | -116.44 | 115.5903
Line10_11_12 | 0 | 0 | 0 | 0 | 0 | 0 | 0 | 0 | 0 | 0 | 0 | 0 | -1.2887e-09 | 1.9147e-08 | -2.2893e-08 | 1.7641e-09 | -1.5795e-08 | 1.9066e-08 | 2.1269e-08 | -1.3688e-08 | -8.7227e-09 | -1.7959e-08 | 1.1507e-08 | 7.0824e-09 | 0 | 0 | 0 | 0 | 0 | 0 | 0.88488 | 1.0583 | 1.102 | 0.88488 | 1.0583 | 1.102 | -3.7768 | -118.651 | 117.5955 | -3.7768 | -118.651 | 117.5955
Line11_12_13 | 0 | 0 | 0 | 0 | 0 | 0 | 0 | 0 | 0 | 0 | 0 | 0 | -1.0739e-09 | 1.5956e-08 | -1.9078e-08 | 1.5493e-09 | -1.2604e-08 | 1.525e-08 | 1.7724e-08 | -1.1407e-08 | -7.2689e-09 | -1.4414e-08 | 9.2258e-09 | 5.6287e-09 | 0 | 0 | 0 | 0 | 0 | 0 | 0.88488 | 1.0583 | 1.102 | 0.88488 | 1.0583 | 1.102 | -3.7768 | -118.651 | 117.5955 | -3.7768 | -118.651 | 117.5955
Line12_13_15 | 0 | 0 | 0 | 0 | 0 | 0 | 0 | 0 | 0 | 0 | 0 | 0 | -6.4434e-10 | 9.5737e-09 | -1.1447e-08 | 1.1198e-09 | -6.2218e-09 | 7.6192e-09 | 1.0635e-08 | -6.844e-09 | -4.3614e-09 | -7.3248e-09 | 4.6631e-09 | 2.7211e-09 | 0 | 0 | 0 | 0 | 0 | 0 | 0.88488 | 1.0583 | 1.102 | 0.88488 | 1.0583 | 1.102 | -3.7768 | -118.651 | 117.5955 | -3.7768 | -118.651 | 117.5955
Line13_13_14 | 0 | 0 | 0 | 0 | 0 | 0 | 0 | 0 | 0 | 0 | 0 | 0 | -2.1478e-10 | 3.1912e-09 | -3.8155e-09 | 6.9022e-10 | 1.6072e-10 | -1.1867e-11 | 3.5449e-09 | -2.2813e-09 | -1.4538e-09 | -2.3509e-10 | 1.0049e-10 | -1.8647e-10 | 0 | 0 | 0 | 0 | 0 | 0 | 0.88488 | 1.0583 | 1.102 | 0.88488 | 1.0583 | 1.102 | -3.7768 | -118.651 | 117.5955 | -3.7768 | -118.651 | 117.5955
Line14_15_16 | 0 | 0 | 0 | 0 | 0 | 0 | 0 | 0 | 0 | 0 | 0 | 0 | -4.2956e-10 | 6.3825e-09 | -7.6311e-09 | 9.05e-10 | -3.0305e-09 | 3.8037e-09 | 7.0897e-09 | -4.5627e-09 | -2.9076e-09 | -3.7799e-09 | 2.3818e-09 | 1.2673e-09 | 0 | 0 | 0 | 0 | 0 | 0 | 0.88488 | 1.0583 | 1.102 | 0.88488 | 1.0583 | 1.102 | -3.7768 | -118.651 | 117.5955 | -3.7768 | -118.651 | 117.5955
Line15_16_17 | 0 | 0 | 0 | 0 | 0 | 0 | 0 | 0 | 0 | 0 | 0 | 0 | -2.1478e-10 | 3.1912e-09 | -3.8155e-09 | 6.9022e-10 | 1.6072e-10 | -1.1868e-11 | 3.5449e-09 | -2.2813e-09 | -1.4538e-09 | -2.3509e-10 | 1.0049e-10 | -1.8647e-10 | 0 | 0 | 0 | 0 | 0 | 0 | 0.88488 | 1.0583 | 1.102 | 0.88488 | 1.0583 | 1.102 | -3.7768 | -118.651 | 117.5955 | -3.7768 | -118.651 | 117.5955
Line16_4_18 | 0 | 0 | 0 | 0 | 0 | 0 | 0 | 0 | 0 | 0 | 0 | 0 | -1.1352e-10 | 2.9668e-09 | -3.6428e-09 | 6.5507e-10 | 1.5219e-10 | -1.7777e-11 | 3.405e-09 | -2.2517e-09 | -1.2999e-09 | -2.3816e-10 | 9.7094e-11 | -1.6983e-10 | 0 | 0 | 0 | 0 | 0 | 0 | 0.89887 | 1.0606 | 1.1036 | 0.89887 | 1.0606 | 1.1036 | -3.7665 | -118.6994 | 117.8134 | -3.7665 | -118.6994 | 117.8134
Line17_5_19 | 0 | 0 | 0 | 0 | 0 | 0 | 0 | 0 | 0 | 0 | 0 | 0 | -2.1478e-10 | 3.1912e-09 | -3.8155e-09 | 6.9022e-10 | 1.6072e-10 | -1.1868e-11 | 3.5449e-09 | -2.2813e-09 | -1.4538e-09 | -2.3509e-10 | 1.0049e-10 | -1.8647e-10 | 0 | 0 | 0 | 0 | 0 | 0 | 0.88488 | 1.0583 | 1.102 | 0.88488 | 1.0583 | 1.102 | -3.7768 | -118.651 | 117.5955 | -3.7768 | -118.651 | 117.5955
Line1_1_3 | 0 | 0 | 0 | 0 | 0 | 0 | 0 | 0 | 0 | 0 | 0 | 0 | -1.7182e-09 | 2.553e-08 | -3.0524e-08 | 2.1937e-09 | -2.2178e-08 | 2.6697e-08 | 2.8359e-08 | -1.8251e-08 | -1.163e-08 | -2.5049e-08 | 1.607e-08 | 9.99e-09 | 0 | 0 | 0 | 0 | 0 | 0 | 0.88488 | 1.0583 | 1.102 | 0.88488 | 1.0583 | 1.102 | -3.7768 | -118.651 | 117.5955 | -3.7768 | -118.651 | 117.5955
Line2_1_4 | 0.17138 | 0.02713 | 0.025046 | 0.17138 | 0.02713 | 0.025046 | 0.039578 | 0.0062655 | 0.0057841 | 0.039578 | 0.0062655 | 0.0057841 | -0.014472 | -0.0062083 | -0.005144 | 0.014695 | 0.0062238 | 0.0051659 | -0.031892 | -0.0023287 | 0.0037637 | 0.032399 | 0.0023285 | -0.0037496 | 110.6309 | 40.7884 | -26.2128 | -69.3691 | -139.2115 | 153.7872 | 0.88488 | 1.0583 | 1.102 | 0.89887 | 1.0606 | 1.1036 | -3.7768 | -118.651 | 117.5955 | -3.7665 | -118.6994 | 117.8134
Line3_1_5 | 0 | 0 | 0 | 0 | 0 | 0 | 0 | 0 | 0 | 0 | 0 | 0 | -4.2956e-10 | 6.3825e-09 | -7.6311e-09 | 9.05e-10 | -3.0305e-09 | 3.8037e-09 | 7.0897e-09 | -4.5627e-09 | -2.9076e-09 | -3.7799e-09 | 2.3818e-09 | 1.2673e-09 | 0 | 0 | 0 | 0 | 0 | 0 | 0.88488 | 1.0583 | 1.102 | 0.88488 | 1.0583 | 1.102 | -3.7768 | -118.651 | 117.5955 | -3.7768 | -118.651 | 117.5955
Line4_2_6 | 2.7417 | 0 | 0 | 2.7417 | 0 | 0 | 0.63317 | 0 | 0 | 0.63317 | 0 | 0 | 0.18792 | 7.0163e-08 | -7.4443e-08 | -0.12528 | -6.1699e-08 | 6.516e-08 | 0.37585 | -3.6281e-08 | -3.4285e-08 | -0.25056 | 2.91e-08 | 2.6931e-08 | -67.2117 | 0 | 0 | 112.7883 | 0 | 0 | 0.66366 | 1.0404 | 1.0796 | 0.44244 | 1.0242 | 1.0586 | -3.7768 | -116.44 | 115.5903 | -3.7768 | -114.1554 | 113.5029
Line5_6_7 | 2.7417 | 0 | 0 | 2.7417 | 0 | 0 | 0.63317 | 0 | 0 | 0.63317 | 0 | 0 | 0.12528 | 6.1962e-08 | -6.5027e-08 | -0.062641 | -4.9871e-08 | 5.2325e-08 | 0.25056 | -2.868e-08 | -2.7414e-08 | -0.12528 | 2.116e-08 | 1.9243e-08 | -67.2117 | 0 | 0 | 112.7883 | 0 | 0 | 0.44244 | 1.0242 | 1.0586 | 0.22122 | 1.0097 | 1.0391 | -3.7768 | -114.1554 | 113.5029 | -3.7768 | -111.8011 | 111.334
Line6_7_8 | 2.7417 | 0 | 0 | 2.7417 | 0 | 0 | 0.63317 | 0 | 0 | 0.63317 | 0 | 0 | 0.062641 | 5.0164e-08 | -5.2141e-08 | 4.1302e-14 | -3.4439e-08 | 3.6027e-08 | 0.12528 | -2.0579e-08 | -1.9875e-08 | -3.8701e-14 | 1.3212e-08 | 1.1381e-08 | -67.2117 | 0 | 0 | 112.7883 | 0 | 0 | 0.22122 | 1.0097 | 1.0391 | 0 | 0.99685 | 1.0211 | -3.7768 | -111.8011 | 111.334 | 0 | -109.3822 | 109.0854
Line7_8_9 | 0 | 0 | 0 | 0 | 0 | 0 | 0 | 0 | 0 | 0 | 0 | 0 | -1.7024e-21 | 1.7374e-08 | -1.7903e-08 | -4.1684e-18 | 3.0818e-10 | 2.2098e-10 | 1.814e-22 | -6.2356e-09 | -6.0802e-09 | 9.2668e-18 | 7.4083e-10 | -7.7979e-10 | 0 | 0 | 0 | 0 | 0 | 0 | 0 | 0.99685 | 1.0211 | 0 | 0.99685 | 1.0211 | 0 | -109.3822 | 109.0854 | 0 | -109.3822 | 109.0854
Line8_8_10 | 0 | 0 | 0 | 0 | 0 | 0 | 0 | 0 | 0 | 0 | 0 | 0 | -1.7024e-21 | 1.7374e-08 | -1.7903e-08 | -4.1684e-18 | 3.0818e-10 | 2.2098e-10 | 1.814e-22 | -6.2356e-09 | -6.0802e-09 | 9.2668e-18 | 7.4083e-10 | -7.7979e-10 | 0 | 0 | 0 | 0 | 0 | 0 | 0 | 0.99685 | 1.0211 | 0 | 0.99685 | 1.0211 | 0 | -109.3822 | 109.0854 | 0 | -109.3822 | 109.0854
Line9_3_11 | 0 | 0 | 0 | 0 | 0 | 0 | 0 | 0 | 0 | 0 | 0 | 0 | -1.5035e-09 | 2.2339e-08 | -2.6709e-08 | 1.9789e-09 | -1.8987e-08 | 2.2881e-08 | 2.4814e-08 | -1.5969e-08 | -1.0176e-08 | -2.1504e-08 | 1.3788e-08 | 8.5362e-09 | 0 | 0 | 0 | 0 | 0 | 0 | 0.88488 | 1.0583 | 1.102 | 0.88488 | 1.0583 | 1.102 | -3.7768 | -118.651 | 117.5955 | -3.7768 | -118.651 | 117.5955

## LG_max_fault_6
name | pf_ikss_a_from_ka | pf_ikss_b_from_ka | pf_ikss_c_from_ka | pf_ikss_a_to_ka | pf_ikss_b_to_ka | pf_ikss_c_to_ka | pf_skss_a_from_mw | pf_skss_b_from_mw | pf_skss_c_from_mw | pf_skss_a_to_mw | pf_skss_b_to_mw | pf_skss_c_to_mw | pf_p_a_from_mw | pf_p_b_from_mw | pf_p_c_from_mw | pf_p_a_to_mw | pf_p_b_to_mw | pf_p_c_to_mw | pf_q_a_from_mvar | pf_q_b_from_mvar | pf_q_c_from_mvar | pf_q_a_to_mvar | pf_q_b_to_mvar | pf_q_c_to_mvar | pf_ikss_a_from_degree | pf_ikss_b_from_degree | pf_ikss_c_from_degree | pf_ikss_a_to_degree | pf_ikss_b_to_degree | pf_ikss_c_to_degree | pf_vm_a_from_pu | pf_vm_b_from_pu | pf_vm_c_from_pu | pf_vm_a_to_pu | pf_vm_b_to_pu | pf_vm_c_to_pu | pf_va_a_from_degree | pf_va_b_from_degree | pf_va_c_from_degree | pf_va_a_to_degree | pf_va_b_to_degree | pf_va_c_to_degree
Line0_1_2 | 0.033885 | 0 | 0 | 0.033885 | 0 | 0 | 0.0078253 | 0 | 0 | 0.0078253 | 0 | 0 | 0.0057791 | 6.2745e-10 | -1.0366e-09 | -0.0057696 | -5.8551e-10 | 9.663e-10 | 0.0058174 | -8.339e-10 | -1.2677e-10 | -0.0057983 | 7.7655e-10 | 1.1836e-10 | -45.2763 | 0 | 0 | 134.7237 | 0 | 0 | 1.0479 | 1.0494 | 1.0502 | 1.0453 | 1.049 | 1.0501 | -0.087207 | -119.9952 | 119.9726 | -0.13413 | -119.9753 | 119.9434
Line10_11_12 | 0 | 0 | 0 | 0 | 0 | 0 | 0 | 0 | 0 | 0 | 0 | 0 | 7.5898e-11 | 1.4251e-10 | -2.754e-10 | -5.5115e-11 | -1.1657e-10 | 2.2868e-10 | 2.879e-10 | -2.3564e-10 | -6.2683e-12 | -2.4605e-10 | 1.967e-10 | 3.2906e-12 | 0 | 0 | 0 | 0 | 0 | 0 | 1.0479 | 1.0494 | 1.0502 | 1.0479 | 1.0494 | 1.0502 | -0.087207 | -119.9952 | 119.9726 | -0.087207 | -119.9952 | 119.9726
Line11_12_13 | 0 | 0 | 0 | 0 | 0 | 0 | 0 | 0 | 0 | 0 | 0 | 0 | 6.3249e-11 | 1.1876e-10 | -2.295e-10 | -4.2466e-11 | -9.2815e-11 | 1.8277e-10 | 2.3991e-10 | -1.9636e-10 | -5.2236e-12 | -1.9807e-10 | 1.5743e-10 | 2.2459e-12 | 0 | 0 | 0 | 0 | 0 | 0 | 1.0479 | 1.0494 | 1.0502 | 1.0479 | 1.0494 | 1.0502 | -0.087207 | -119.9952 | 119.9726 | -0.087207 | -119.9952 | 119.9726
Line12_13_15 | 0 | 0 | 0 | 0 | 0 | 0 | 0 | 0 | 0 | 0 | 0 | 0 | 3.7949e-11 | 7.1257e-11 | -1.377e-10 | -1.7166e-11 | -4.5311e-11 | 9.0974e-11 | 1.4395e-10 | -1.1782e-10 | -3.1342e-12 | -1.0211e-10 | 7.8882e-11 | 1.5644e-13 | 0 | 0 | 0 | 0 | 0 | 0 | 1.0479 | 1.0494 | 1.0502 | 1.0479 | 1.0494 | 1.0502 | -0.087207 | -119.9952 | 119.9726 | -0.087207 | -119.9952 | 119.9726
Line13_13_14 | 0 | 0 | 0 | 0 | 0 | 0 | 0 | 0 | 0 | 0 | 0 | 0 | 1.265e-11 | 2.3752e-11 | -4.5901e-11 | 8.1333e-12 | 2.1933e-12 | -8.2783e-13 | 4.7983e-11 | -3.9273e-11 | -1.0447e-12 | -6.1405e-12 | 3.3706e-13 | -1.933e-12 | 0 | 0 | 0 | 0 | 0 | 0 | 1.0479 | 1.0494 | 1.0502 | 1.0479 | 1.0494 | 1.0502 | -0.087207 | -119.9952 | 119.9726 | -0.087207 | -119.9952 | 119.9726
Line14_15_16 | 0 | 0 | 0 | 0 | 0 | 0 | 0 | 0 | 0 | 0 | 0 | 0 | 2.5299e-11 | 4.7504e-11 | -9.1801e-11 | -4.5164e-12 | -2.1559e-11 | 4.5073e-11 | 9.5965e-11 | -7.8545e-11 | -2.0894e-12 | -5.4123e-11 | 3.961e-11 | -8.8828e-13 | 0 | 0 | 0 | 0 | 0 | 0 | 1.0479 | 1.0494 | 1.0502 | 1.0479 | 1.0494 | 1.0502 | -0.087207 | -119.9952 | 119.9726 | -0.087207 | -119.9952 | 119.9726
Line15_16_17 | 0 | 0 | 0 | 0 | 0 | 0 | 0 | 0 | 0 | 0 | 0 | 0 | 1.265e-11 | 2.3752e-11 | -4.5901e-11 | 8.1333e-12 | 2.1933e-12 | -8.2783e-13 | 4.7983e-11 | -3.9273e-11 | -1.0447e-12 | -6.1405e-12 | 3.3706e-13 | -1.933e-12 | 0 | 0 | 0 | 0 | 0 | 0 | 1.0479 | 1.0494 | 1.0502 | 1.0479 | 1.0494 | 1.0502 | -0.087207 | -119.9952 | 119.9726 | -0.087207 | -119.9952 | 119.9726
Line16_4_18 | 0 | 0 | 0 | 0 | 0 | 0 | 0 | 0 | 0 | 0 | 0 | 0 | 1.3202e-11 | 2.1362e-11 | -4.3314e-11 | 7.508e-12 | 2.0762e-12 | -8.3306e-13 | 4.4843e-11 | -3.7749e-11 | 1.4708e-13 | -5.9258e-12 | 3.4106e-13 | -1.7197e-12 | 0 | 0 | 0 | 0 | 0 | 0 | 1.048 | 1.0495 | 1.0502 | 1.048 | 1.0495 | 1.0502 | -0.084144 | -119.9952 | 119.9756 | -0.084144 | -119.9952 | 119.9756
Line17_5_19 | 0 | 0 | 0 | 0 | 0 | 0 | 0 | 0 | 0 | 0 | 0 | 0 | 1.265e-11 | 2.3752e-11 | -4.5901e-11 | 8.1333e-12 | 2.1933e-12 | -8.2783e-13 | 4.7983e-11 | -3.9273e-11 | -1.0447e-12 | -6.1405e-12 | 3.3706e-13 | -1.933e-12 | 0 | 0 | 0 | 0 | 0 | 0 | 1.0479 | 1.0494 | 1.0502 | 1.0479 | 1.0494 | 1.0502 | -0.087207 | -119.9952 | 119.9726 | -0.087207 | -119.9952 | 119.9726
Line1_1_3 | 0 | 0 | 0 | 0 | 0 | 0 | 0 | 0 | 0 | 0 | 0 | 0 | 1.012e-10 | 1.9002e-10 | -3.6721e-10 | -8.0415e-11 | -1.6407e-10 | 3.2048e-10 | 3.8386e-10 | -3.1418e-10 | -8.3577e-12 | -3.4202e-10 | 2.7525e-10 | 5.38e-12 | 0 | 0 | 0 | 0 | 0 | 0 | 1.0479 | 1.0494 | 1.0502 | 1.0479 | 1.0494 | 1.0502 | -0.087207 | -119.9952 | 119.9726 | -0.087207 | -119.9952 | 119.9726
Line2_1_4 | 0.0021131 | 0.00033387 | 0.00030856 | 0.0021131 | 0.00033387 | 0.00030856 | 0.000488 | 7.7105e-05 | 7.1258e-05 | 0.000488 | 7.7105e-05 | 7.1258e-05 | -0.00034681 | -8.0825e-05 | -4.2008e-05 | 0.00034684 | 8.0827e-05 | 4.2011e-05 | -0.00037578 | 3.8445e-06 | 6.1934e-05 | 0.00037586 | -3.8445e-06 | -6.1932e-05 | 132.6166 | 62.728 | -4.1751 | -47.3834 | -117.2719 | 175.8249 | 1.0479 | 1.0494 | 1.0502 | 1.048 | 1.0495 | 1.0502 | -0.087207 | -119.9952 | 119.9726 | -0.084144 | -119.9952 | 119.9756
Line3_1_5 | 0 | 0 | 0 | 0 | 0 | 0 | 0 | 0 | 0 | 0 | 0 | 0 | 2.5299e-11 | 4.7504e-11 | -9.1801e-11 | -4.5164e-12 | -2.1559e-11 | 4.5073e-11 | 9.5965e-11 | -7.8545e-11 | -2.0894e-12 | -5.4123e-11 | 3.961e-11 | -8.8829e-13 | 0 | 0 | 0 | 0 | 0 | 0 | 1.0479 | 1.0494 | 1.0502 | 1.0479 | 1.0494 | 1.0502 | -0.087207 | -119.9952 | 119.9726 | -0.087207 | -119.9952 | 119.9726
Line4_2_6 | 0.033885 | 0 | 0 | 0.033885 | 0 | 0 | 0.0078253 | 0 | 0 | 0.0078253 | 0 | 0 | 0.0057696 | 5.8927e-10 | -9.667e-10 | -0.00576 | -5.1525e-10 | 8.493e-10 | 0.0057983 | -7.7481e-10 | -1.2235e-10 | -0.0057791 | 6.8177e-10 | 1.0422e-10 | -45.2763 | 0 | 0 | 134.7237 | 0 | 0 | 1.0453 | 1.049 | 1.0501 | 1.0427 | 1.0486 | 1.05 | -0.13413 | -119.9753 | 119.9434 | -0.18128 | -119.9554 | 119.9142
Line5_6_7 | 0.033885 | 0 | 0 | 0.033885 | 0 | 0 | 0.0078253 | 0 | 0 | 0.0078253 | 0 | 0 | 0.00576 | 5.2057e-10 | -8.4927e-10 | -0.0057504 | -4.1447e-10 | 6.8479e-10 | 0.0057791 | -6.7863e-10 | -1.1027e-10 | -0.00576 | 5.4998e-10 | 8.2484e-11 | -45.2763 | 0 | 0 | 134.7237 | 0 | 0 | 1.0427 | 1.0486 | 1.05 | 1.0401 | 1.0482 | 1.0499 | -0.18128 | -119.9554 | 119.9142 | -0.22867 | -119.9354 | 119.885
Line6_7_8 | 0.033885 | 0 | 0 | 0.033885 | 0 | 0 | 0.0078253 | 0 | 0 | 0.0078253 | 0 | 0 | 0.0057504 | 4.2135e-10 | -6.8434e-10 | -0.0057408 | -2.8317e-10 | 4.7278e-10 | 0.00576 | -5.4543e-10 | -9.0598e-11 | -0.0057408 | 3.8124e-10 | 5.3235e-11 | -45.2763 | 0 | 0 | 134.7237 | 0 | 0 | 1.0401 | 1.0482 | 1.0499 | 1.0375 | 1.0478 | 1.0498 | -0.22867 | -119.9354 | 119.885 | -0.2763 | -119.9154 | 119.8558
Line7_8_9 | 0 | 0 | 0 | 0 | 0 | 0 | 0 | 0 | 0 | 0 | 0 | 0 | 3.3331e-11 | 1.458e-10 | -2.3595e-10 | 4.7501e-11 | 8.4416e-12 | 8.7544e-13 | 2.4098e-10 | -1.8764e-10 | -3.1705e-11 | -1.9262e-11 | 5.9544e-12 | -1.0175e-11 | 0 | 0 | 0 | 0 | 0 | 0 | 1.0375 | 1.0478 | 1.0498 | 1.0375 | 1.0478 | 1.0498 | -0.2763 | -119.9154 | 119.8558 | -0.2763 | -119.9154 | 119.8558
Line8_8_10 | 0 | 0 | 0 | 0 | 0 | 0 | 0 | 0 | 0 | 0 | 0 | 0 | 3.3331e-11 | 1.458e-10 | -2.3595e-10 | 4.7501e-11 | 8.4416e-12 | 8.7544e-13 | 2.4098e-10 | -1.8764e-10 | -3.1705e-11 | -1.9262e-11 | 5.9544e-12 | -1.0175e-11 | 0 | 0 | 0 | 0 | 0 | 0 | 1.0375 | 1.0478 | 1.0498 | 1.0375 | 1.0478 | 1.0498 | -0.2763 | -119.9154 | 119.8558 | -0.2763 | -119.9154 | 119.8558
Line9_3_11 | 0 | 0 | 0 | 0 | 0 | 0 | 0 | 0 | 0 | 0 | 0 | 0 | 8.8548e-11 | 1.6627e-10 | -3.213e-10 | -6.7765e-11 | -1.4032e-10 | 2.7458e-10 | 3.3588e-10 | -2.7491e-10 | -7.313e-12 | -2.9404e-10 | 2.3597e-10 | 4.3353e-12 | 0 | 0 | 0 | 0 | 0 | 0 | 1.0479 | 1.0494 | 1.0502 | 1.0479 | 1.0494 | 1.0502 | -0.087207 | -119.9952 | 119.9726 | -0.087207 | -119.9952 | 119.9726

## LG_max_fault_10
name | pf_ikss_a_from_ka | pf_ikss_b_from_ka | pf_ikss_c_from_ka | pf_ikss_a_to_ka | pf_ikss_b_to_ka | pf_ikss_c_to_ka | pf_skss_a_from_mw | pf_skss_b_from_mw | pf_skss_c_from_mw | pf_skss_a_to_mw | pf_skss_b_to_mw | pf_skss_c_to_mw | pf_p_a_from_mw | pf_p_b_from_mw | pf_p_c_from_mw | pf_p_a_to_mw | pf_p_b_to_mw | pf_p_c_to_mw | pf_q_a_from_mvar | pf_q_b_from_mvar | pf_q_c_from_mvar | pf_q_a_to_mvar | pf_q_b_to_mvar | pf_q_c_to_mvar | pf_ikss_a_from_degree | pf_ikss_b_from_degree | pf_ikss_c_from_degree | pf_ikss_a_to_degree | pf_ikss_b_to_degree | pf_ikss_c_to_degree | pf_vm_a_from_pu | pf_vm_b_from_pu | pf_vm_c_from_pu | pf_vm_a_to_pu | pf_vm_b_to_pu | pf_vm_c_to_pu | pf_va_a_from_degree | pf_va_b_from_degree | pf_va_c_from_degree | pf_va_a_to_degree | pf_va_b_to_degree | pf_va_c_to_degree
Line0_1_2 | 0.035495 | 0 | 0 | 0.035495 | 0 | 0 | 0.0081972 | 0 | 0 | 0.0081972 | 0 | 0 | 0.0063414 | 6.9602e-10 | -1.1519e-09 | -0.0063309 | -6.4864e-10 | 1.0723e-09 | 0.0063834 | -9.2734e-10 | -1.3947e-10 | -0.0063624 | 8.6237e-10 | 1.3009e-10 | -45.2804 | 0 | 0 | 134.7196 | 0 | 0 | 1.0977 | 1.0994 | 1.1002 | 1.095 | 1.0989 | 1.1001 | -0.091317 | -119.995 | 119.9713 | -0.13824 | -119.9751 | 119.9421
Line10_11_12 | 0 | 0 | 0 | 0 | 0 | 0 | 0 | 0 | 0 | 0 | 0 | 0 | 8.729e-11 | 1.6381e-10 | -3.1659e-10 | -6.3396e-11 | -1.3399e-10 | 2.6287e-10 | 3.3088e-10 | -2.7087e-10 | -7.1968e-12 | -2.8279e-10 | 2.2611e-10 | 3.7774e-12 | 0 | 0 | 0 | 0 | 0 | 0 | 1.0977 | 1.0994 | 1.1002 | 1.0977 | 1.0994 | 1.1002 | -0.091317 | -119.995 | 119.9713 | -0.091317 | -119.995 | 119.9713
Line11_12_13 | 0 | 0 | 0 | 0 | 0 | 0 | 0 | 0 | 0 | 0 | 0 | 0 | 7.2742e-11 | 1.3651e-10 | -2.6382e-10 | -4.8848e-11 | -1.0669e-10 | 2.1011e-10 | 2.7573e-10 | -2.2572e-10 | -5.9973e-12 | -2.2764e-10 | 1.8096e-10 | 2.5779e-12 | 0 | 0 | 0 | 0 | 0 | 0 | 1.0977 | 1.0994 | 1.1002 | 1.0977 | 1.0994 | 1.1002 | -0.091317 | -119.995 | 119.9713 | -0.091317 | -119.995 | 119.9713
Line12_13_15 | 0 | 0 | 0 | 0 | 0 | 0 | 0 | 0 | 0 | 0 | 0 | 0 | 4.3645e-11 | 8.1907e-11 | -1.5829e-10 | -1.9751e-11 | -5.2085e-11 | 1.0458e-10 | 1.6544e-10 | -1.3543e-10 | -3.5984e-12 | -1.1735e-10 | 9.0676e-11 | 1.7903e-13 | 0 | 0 | 0 | 0 | 0 | 0 | 1.0977 | 1.0994 | 1.1002 | 1.0977 | 1.0994 | 1.1002 | -0.091317 | -119.995 | 119.9713 | -0.091317 | -119.995 | 119.9713
Line13_13_14 | 0 | 0 | 0 | 0 | 0 | 0 | 0 | 0 | 0 | 0 | 0 | 0 | 1.4548e-11 | 2.7302e-11 | -5.2764e-11 | 9.3453e-12 | 2.5196e-12 | -9.5131e-13 | 5.5147e-11 | -4.5144e-11 | -1.1995e-12 | -7.0561e-12 | 3.8739e-13 | -2.2199e-12 | 0 | 0 | 0 | 0 | 0 | 0 | 1.0977 | 1.0994 | 1.1002 | 1.0977 | 1.0994 | 1.1002 | -0.091317 | -119.995 | 119.9713 | -0.091317 | -119.995 | 119.9713
Line14_15_16 | 0 | 0 | 0 | 0 | 0 | 0 | 0 | 0 | 0 | 0 | 0 | 0 | 2.9097e-11 | 5.4605e-11 | -1.0553e-10 | -5.2031e-12 | -2.4783e-11 | 5.1813e-11 | 1.1029e-10 | -9.0288e-11 | -2.3989e-12 | -6.2203e-11 | 4.5532e-11 | -1.0204e-12 | 0 | 0 | 0 | 0 | 0 | 0 | 1.0977 | 1.0994 | 1.1002 | 1.0977 | 1.0994 | 1.1002 | -0.091317 | -119.995 | 119.9713 | -0.091317 | -119.995 | 119.9713
Line15_16_17 | 0 | 0 | 0 | 0 | 0 | 0 | 0 | 0 | 0 | 0 | 0 | 0 | 1.4548e-11 | 2.7302e-11 | -5.2764e-11 | 9.3453e-12 | 2.5196e-12 | -9.5132e-13 | 5.5147e-11 | -4.5144e-11 | -1.1995e-12 | -7.0561e-12 | 3.8739e-13 | -2.2199e-12 | 0 | 0 | 0 | 0 | 0 | 0 | 1.0977 | 1.0994 | 1.1002 | 1.0977 | 1.0994 | 1.1002 | -0.091317 | -119.995 | 119.9713 | -0.091317 | -119.995 | 119.9713
Line16_4_18 | 0 | 0 | 0 | 0 | 0 | 0 | 0 | 0 | 0 | 0 | 0 | 0 | 1.5159e-11 | 2.4671e-11 | -4.992e-11 | 8.6574e-12 | 2.3908e-12 | -9.5736e-13 | 5.1694e-11 | -4.3471e-11 | 1.1465e-13 | -6.8206e-12 | 3.9193e-13 | -1.9852e-12 | 0 | 0 | 0 | 0 | 0 | 0 | 1.0978 | 1.0994 | 1.1002 | 1.0978 | 1.0994 | 1.1002 | -0.088255 | -119.9949 | 119.9744 | -0.088255 | -119.9949 | 119.9744
Line17_5_19 | 0 | 0 | 0 | 0 | 0 | 0 | 0 | 0 | 0 | 0 | 0 | 0 | 1.4548e-11 | 2.7302e-11 | -5.2764e-11 | 9.3453e-12 | 2.5196e-12 | -9.5131e-13 | 5.5147e-11 | -4.5144e-11 | -1.1994e-12 | -7.0561e-12 | 3.8739e-13 | -2.2199e-12 | 0 | 0 | 0 | 0 | 0 | 0 | 1.0977 | 1.0994 | 1.1002 | 1.0977 | 1.0994 | 1.1002 | -0.091317 | -119.995 | 119.9713 | -0.091317 | -119.995 | 119.9713
Line1_1_3 | 0 | 0 | 0 | 0 | 0 | 0 | 0 | 0 | 0 | 0 | 0 | 0 | 1.1639e-10 | 2.1842e-10 | -4.2211e-10 | -9.2493e-11 | -1.886e-10 | 3.684e-10 | 4.4117e-10 | -3.6115e-10 | -9.5956e-12 | -3.9308e-10 | 3.164e-10 | 6.1763e-12 | 0 | 0 | 0 | 0 | 0 | 0 | 1.0977 | 1.0994 | 1.1002 | 1.0977 | 1.0994 | 1.1002 | -0.091317 | -119.995 | 119.9713 | -0.091317 | -119.995 | 119.9713
Line2_1_4 | 0.0022187 | 0.00035124 | 0.00032425 | 0.0022187 | 0.00035124 | 0.00032425 | 0.00051239 | 8.1115e-05 | 7.4882e-05 | 0.00051239 | 8.1115e-05 | 7.4882e-05 | -0.00038109 | -8.9076e-05 | -4.6372e-05 | 0.00038113 | 8.9078e-05 | 4.6375e-05 | -0.00041365 | 4.2236e-06 | 6.8099e-05 | 0.00041374 | -4.2237e-06 | -6.8097e-05 | 132.5622 | 62.7197 | -4.2815 | -47.4378 | -117.2802 | 175.7185 | 1.0977 | 1.0994 | 1.1002 | 1.0978 | 1.0994 | 1.1002 | -0.091317 | -119.995 | 119.9713 | -0.088255 | -119.9949 | 119.9744
Line3_1_5 | 0 | 0 | 0 | 0 | 0 | 0 | 0 | 0 | 0 | 0 | 0 | 0 | 2.9097e-11 | 5.4605e-11 | -1.0553e-10 | -5.2031e-12 | -2.4783e-11 | 5.1813e-11 | 1.1029e-10 | -9.0288e-11 | -2.3989e-12 | -6.2203e-11 | 4.5532e-11 | -1.0204e-12 | 0 | 0 | 0 | 0 | 0 | 0 | 1.0977 | 1.0994 | 1.1002 | 1.0977 | 1.0994 | 1.1002 | -0.091317 | -119.995 | 119.9713 | -0.091317 | -119.995 | 119.9713
Line4_2_6 | 0.035495 | 0 | 0 | 0.035495 | 0 | 0 | 0.0081972 | 0 | 0 | 0.0081972 | 0 | 0 | 0.0063309 | 6.5288e-10 | -1.0728e-09 | -0.0063204 | -5.703e-10 | 9.4155e-10 | 0.0063624 | -8.6045e-10 | -1.3457e-10 | -0.0063414 | 7.5632e-10 | 1.1451e-10 | -45.2804 | 0 | 0 | 134.7196 | 0 | 0 | 1.095 | 1.0989 | 1.1001 | 1.0922 | 1.0985 | 1.1 | -0.13824 | -119.9751 | 119.9421 | -0.18539 | -119.9551 | 119.9129
Line5_6_7 | 0.035495 | 0 | 0 | 0.035495 | 0 | 0 | 0.0081972 | 0 | 0 | 0.0081972 | 0 | 0 | 0.0063204 | 5.7625e-10 | -9.4156e-10 | -0.0063099 | -4.5846e-10 | 7.5863e-10 | 0.0063414 | -7.5285e-10 | -1.2125e-10 | -0.0063204 | 6.0965e-10 | 9.0598e-11 | -45.2804 | 0 | 0 | 134.7196 | 0 | 0 | 1.0922 | 1.0985 | 1.1 | 1.0895 | 1.0981 | 1.0999 | -0.18539 | -119.9551 | 119.9129 | -0.23278 | -119.9352 | 119.8837
Line6_7_8 | 0.035495 | 0 | 0 | 0.035495 | 0 | 0 | 0.0081972 | 0 | 0 | 0.0081972 | 0 | 0 | 0.0063099 | 4.6613e-10 | -7.5817e-10 | -0.0062994 | -3.1313e-10 | 5.2357e-10 | 0.0063204 | -6.0464e-10 | -9.9601e-11 | -0.0062994 | 4.2244e-10 | 5.8439e-11 | -45.2804 | 0 | 0 | 134.7196 | 0 | 0 | 1.0895 | 1.0981 | 1.0999 | 1.0868 | 1.0977 | 1.0998 | -0.23278 | -119.9352 | 119.8837 | -0.28041 | -119.9152 | 119.8545
Line7_8_9 | 0 | 0 | 0 | 0 | 0 | 0 | 0 | 0 | 0 | 0 | 0 | 0 | 3.7243e-11 | 1.6125e-10 | -2.6133e-10 | 5.2538e-11 | 9.3756e-12 | 9.1814e-13 | 2.6689e-10 | -2.0794e-10 | -3.4852e-11 | -2.1453e-11 | 6.5523e-12 | -1.1264e-11 | 0 | 0 | 0 | 0 | 0 | 0 | 1.0868 | 1.0977 | 1.0998 | 1.0868 | 1.0977 | 1.0998 | -0.28041 | -119.9152 | 119.8545 | -0.28041 | -119.9152 | 119.8545
Line8_8_10 | 0 | 0 | 0 | 0 | 0 | 0 | 0 | 0 | 0 | 0 | 0 | 0 | 3.7243e-11 | 1.6125e-10 | -2.6133e-10 | 5.2538e-11 | 9.3756e-12 | 9.1815e-13 | 2.6689e-10 | -2.0794e-10 | -3.4852e-11 | -2.1453e-11 | 6.5523e-12 | -1.1264e-11 | 0 | 0 | 0 | 0 | 0 | 0 | 1.0868 | 1.0977 | 1.0998 | 1.0868 | 1.0977 | 1.0998 | -0.28041 | -119.9152 | 119.8545 | -0.28041 | -119.9152 | 119.8545
Line9_3_11 | 0 | 0 | 0 | 0 | 0 | 0 | 0 | 0 | 0 | 0 | 0 | 0 | 1.0184e-10 | 1.9112e-10 | -3.6935e-10 | -7.7945e-11 | -1.6129e-10 | 3.1563e-10 | 3.8603e-10 | -3.1601e-10 | -8.3962e-12 | -3.3794e-10 | 2.7125e-10 | 4.9769e-12 | 0 | 0 | 0 | 0 | 0 | 0 | 1.0977 | 1.0994 | 1.1002 | 1.0977 | 1.0994 | 1.1002 | -0.091317 | -119.995 | 119.9713 | -0.091317 | -119.995 | 119.9713

## LG_min_6
name | pf_ikss_a_from_ka | pf_ikss_b_from_ka | pf_ikss_c_from_ka | pf_ikss_a_to_ka | pf_ikss_b_to_ka | pf_ikss_c_to_ka | pf_skss_a_from_mw | pf_skss_b_from_mw | pf_skss_c_from_mw | pf_skss_a_to_mw | pf_skss_b_to_mw | pf_skss_c_to_mw | pf_p_a_from_mw | pf_p_b_from_mw | pf_p_c_from_mw | pf_p_a_to_mw | pf_p_b_to_mw | pf_p_c_to_mw | pf_q_a_from_mvar | pf_q_b_from_mvar | pf_q_c_from_mvar | pf_q_a_to_mvar | pf_q_b_to_mvar | pf_q_c_to_mvar | pf_ikss_a_from_degree | pf_ikss_b_from_degree | pf_ikss_c_from_degree | pf_ikss_a_to_degree | pf_ikss_b_to_degree | pf_ikss_c_to_degree | pf_vm_a_from_pu | pf_vm_b_from_pu | pf_vm_c_from_pu | pf_vm_a_to_pu | pf_vm_b_to_pu | pf_vm_c_to_pu | pf_va_a_from_degree | pf_va_b_from_degree | pf_va_c_from_degree | pf_va_a_to_degree | pf_va_b_to_degree | pf_va_c_to_degree
Line0_1_2 | 2.009 | 0 | 0 | 2.009 | 0 | 0 | 0.46397 | 0 | 0 | 0.46397 | 0 | 0 | 0.25832 | 5.4295e-08 | -6.0637e-08 | -0.19374 | -5.1458e-08 | 5.617e-08 | 0.26908 | -3.3629e-08 | -2.8962e-08 | -0.20181 | 2.8453e-08 | 2.4981e-08 | -52.3693 | 0 | 0 | 127.6307 | 0 | 0 | 0.80395 | 0.91359 | 0.96126 | 0.60296 | 0.89848 | 0.93934 | -6.2002 | -119.4454 | 117.8576 | -6.2002 | -117.0894 | 115.8258
Line10_11_12 | 0 | 0 | 0 | 0 | 0 | 0 | 0 | 0 | 0 | 0 | 0 | 0 | 3.3134e-09 | 1.0022e-08 | -1.6299e-08 | -2.347e-09 | -8.2299e-09 | 1.3541e-08 | 1.4604e-08 | -1.1975e-08 | -2.0691e-09 | -1.2472e-08 | 1.001e-08 | 1.5991e-09 | 0 | 0 | 0 | 0 | 0 | 0 | 0.80395 | 0.91359 | 0.96126 | 0.80395 | 0.91359 | 0.96126 | -6.2002 | -119.4454 | 117.8576 | -6.2002 | -119.4454 | 117.8576
Line11_12_13 | 0 | 0 | 0 | 0 | 0 | 0 | 0 | 0 | 0 | 0 | 0 | 0 | 2.7612e-09 | 8.3518e-09 | -1.3583e-08 | -1.7948e-09 | -6.5596e-09 | 1.0824e-08 | 1.217e-08 | -9.9789e-09 | -1.7243e-09 | -1.0038e-08 | 8.014e-09 | 1.2542e-09 | 0 | 0 | 0 | 0 | 0 | 0 | 0.80395 | 0.91359 | 0.96126 | 0.80395 | 0.91359 | 0.96126 | -6.2002 | -119.4454 | 117.8576 | -6.2002 | -119.4454 | 117.8576
Line12_13_15 | 0 | 0 | 0 | 0 | 0 | 0 | 0 | 0 | 0 | 0 | 0 | 0 | 1.6567e-09 | 5.0111e-09 | -8.1496e-09 | -6.9032e-10 | -3.2189e-09 | 5.391e-09 | 7.302e-09 | -5.9874e-09 | -1.0346e-09 | -5.1704e-09 | 4.0224e-09 | 5.6453e-10 | 0 | 0 | 0 | 0 | 0 | 0 | 0.80395 | 0.91359 | 0.96126 | 0.80395 | 0.91359 | 0.96126 | -6.2002 | -119.4454 | 117.8576 | -6.2002 | -119.4454 | 117.8576
Line13_13_14 | 0 | 0 | 0 | 0 | 0 | 0 | 0 | 0 | 0 | 0 | 0 | 0 | 5.5223e-10 | 1.6704e-09 | -2.7165e-09 | 4.1414e-10 | 1.2183e-10 | -4.2032e-11 | 2.434e-09 | -1.9958e-09 | -3.4485e-10 | -3.0245e-10 | 3.0803e-11 | -1.2517e-10 | 0 | 0 | 0 | 0 | 0 | 0 | 0.80395 | 0.91359 | 0.96126 | 0.80395 | 0.91359 | 0.96126 | -6.2002 | -119.4454 | 117.8576 | -6.2002 | -119.4454 | 117.8576
Line14_15_16 | 0 | 0 | 0 | 0 | 0 | 0 | 0 | 0 | 0 | 0 | 0 | 0 | 1.1045e-09 | 3.3407e-09 | -5.4331e-09 | -1.3809e-10 | -1.5485e-09 | 2.6745e-09 | 4.868e-09 | -3.9916e-09 | -6.897e-10 | -2.7364e-09 | 2.0266e-09 | 2.1968e-10 | 0 | 0 | 0 | 0 | 0 | 0 | 0.80395 | 0.91359 | 0.96126 | 0.80395 | 0.91359 | 0.96126 | -6.2002 | -119.4454 | 117.8576 | -6.2002 | -119.4454 | 117.8576
Line15_16_17 | 0 | 0 | 0 | 0 | 0 | 0 | 0 | 0 | 0 | 0 | 0 | 0 | 5.5223e-10 | 1.6704e-09 | -2.7165e-09 | 4.1414e-10 | 1.2183e-10 | -4.2032e-11 | 2.434e-09 | -1.9958e-09 | -3.4485e-10 | -3.0245e-10 | 3.0803e-11 | -1.2517e-10 | 0 | 0 | 0 | 0 | 0 | 0 | 0.80395 | 0.91359 | 0.96126 | 0.80395 | 0.91359 | 0.96126 | -6.2002 | -119.4454 | 117.8576 | -6.2002 | -119.4454 | 117.8576
Line16_4_18 | 0 | 0 | 0 | 0 | 0 | 0 | 0 | 0 | 0 | 0 | 0 | 0 | 5.5472e-10 | 1.666e-09 | -2.7136e-09 | 4.1338e-10 | 1.2166e-10 | -4.2179e-11 | 2.4311e-09 | -1.9956e-09 | -3.4159e-10 | -3.0257e-10 | 3.0741e-11 | -1.2485e-10 | 0 | 0 | 0 | 0 | 0 | 0 | 0.80426 | 0.91364 | 0.96131 | 0.80426 | 0.91364 | 0.96131 | -6.2002 | -119.4466 | 117.8633 | -6.2002 | -119.4466 | 117.8633
Line17_5_19 | 0 | 0 | 0 | 0 | 0 | 0 | 0 | 0 | 0 | 0 | 0 | 0 | 5.5223e-10 | 1.6704e-09 | -2.7165e-09 | 4.1414e-10 | 1.2183e-10 | -4.2032e-11 | 2.434e-09 | -1.9958e-09 | -3.4485e-10 | -3.0245e-10 | 3.0803e-11 | -1.2517e-10 | 0 | 0 | 0 | 0 | 0 | 0 | 0.80395 | 0.91359 | 0.96126 | 0.80395 | 0.91359 | 0.96126 | -6.2002 | -119.4454 | 117.8576 | -6.2002 | -119.4454 | 117.8576
Line1_1_3 | 0 | 0 | 0 | 0 | 0 | 0 | 0 | 0 | 0 | 0 | 0 | 0 | 4.4179e-09 | 1.3363e-08 | -2.1732e-08 | -3.4515e-09 | -1.1571e-08 | 1.8974e-08 | 1.9472e-08 | -1.5966e-08 | -2.7588e-09 | -1.734e-08 | 1.4001e-08 | 2.2888e-09 | 0 | 0 | 0 | 0 | 0 | 0 | 0.80395 | 0.91359 | 0.96126 | 0.80395 | 0.91359 | 0.96126 | -6.2002 | -119.4454 | 117.8576 | -6.2002 | -119.4454 | 117.8576
Line2_1_4 | 0.003083 | 0.00053677 | 0.00050349 | 0.003083 | 0.00053677 | 0.00050349 | 0.00071198 | 0.00012396 | 0.00011628 | 0.00071198 | 0.00012396 | 0.00011628 | -0.00037202 | -0.00011264 | -7.5832e-05 | 0.00037217 | 0.00011265 | 7.5841e-05 | -0.00043502 | -1.171e-05 | 8.2113e-05 | 0.00043519 | 1.1707e-05 | -8.211e-05 | 124.3369 | 54.6194 | -14.8648 | -55.6632 | -125.3795 | 165.1364 | 0.80395 | 0.91359 | 0.96126 | 0.80426 | 0.91364 | 0.96131 | -6.2002 | -119.4454 | 117.8576 | -6.2002 | -119.4466 | 117.8633
Line3_1_5 | 0 | 0 | 0 | 0 | 0 | 0 | 0 | 0 | 0 | 0 | 0 | 0 | 1.1045e-09 | 3.3407e-09 | -5.4331e-09 | -1.3809e-10 | -1.5485e-09 | 2.6745e-09 | 4.868e-09 | -3.9916e-09 | -6.897e-10 | -2.7364e-09 | 2.0266e-09 | 2.1968e-10 | 0 | 0 | 0 | 0 | 0 | 0 | 0.80395 | 0.91359 | 0.96126 | 0.80395 | 0.91359 | 0.96126 | -6.2002 | -119.4454 | 117.8576 | -6.2002 | -119.4454 | 117.8576
Line4_2_6 | 2.009 | 0 | 0 | 2.009 | 0 | 0 | 0.46397 | 0 | 0 | 0.46397 | 0 | 0 | 0.19374 | 5.1623e-08 | -5.6142e-08 | -0.12916 | -4.5853e-08 | 4.9098e-08 | 0.20181 | -2.8294e-08 | -2.5219e-08 | -0.13454 | 2.2517e-08 | 2.004e-08 | -52.3693 | 0 | 0 | 127.6307 | 0 | 0 | 0.60296 | 0.89848 | 0.93934 | 0.40198 | 0.88494 | 0.91866 | -6.2002 | -117.0894 | 115.8258 | -6.2002 | -114.6572 | 113.6998
Line5_6_7 | 2.009 | 0 | 0 | 2.009 | 0 | 0 | 0.46397 | 0 | 0 | 0.46397 | 0 | 0 | 0.12916 | 4.6051e-08 | -4.9011e-08 | -0.06458 | -3.7342e-08 | 3.9398e-08 | 0.13454 | -2.223e-08 | -2.0391e-08 | -0.067271 | 1.6261e-08 | 1.442e-08 | -52.3693 | 0 | 0 | 127.6307 | 0 | 0 | 0.40198 | 0.88494 | 0.91866 | 0.20099 | 0.87305 | 0.89929 | -6.2002 | -114.6572 | 113.6998 | -6.2002 | -112.154 | 111.4791
Line6_7_8 | 2.009 | 0 | 0 | 2.009 | 0 | 0 | 0.46397 | 0 | 0 | 0.46397 | 0 | 0 | 0.06458 | 3.756e-08 | -3.9265e-08 | -1.8464e-14 | -2.5907e-08 | 2.7087e-08 | 0.067271 | -1.5846e-08 | -1.4884e-08 | 4.3764e-14 | 1.0089e-08 | 8.5273e-09 | -52.3693 | 0 | 0 | 127.6307 | 0 | 0 | 0.20099 | 0.87305 | 0.89929 | 0 | 0.86287 | 0.88134 | -6.2002 | -112.154 | 111.4791 | 0 | -109.5868 | 109.1643
Line7_8_9 | 0 | 0 | 0 | 0 | 0 | 0 | 0 | 0 | 0 | 0 | 0 | 0 | 1.6429e-21 | 1.3067e-08 | -1.346e-08 | -1.1962e-18 | 2.2617e-10 | 1.6714e-10 | -4.5532e-22 | -4.7729e-09 | -4.5522e-09 | 9.3466e-18 | 5.4326e-10 | -5.7714e-10 | 0 | 0 | 0 | 0 | 0 | 0 | 0 | 0.86287 | 0.88134 | 0 | 0.86287 | 0.88134 | 0 | -109.5868 | 109.1643 | 0 | -109.5868 | 109.1643
Line8_8_10 | 0 | 0 | 0 | 0 | 0 | 0 | 0 | 0 | 0 | 0 | 0 | 0 | 1.6429e-21 | 1.3067e-08 | -1.346e-08 | -1.1962e-18 | 2.2617e-10 | 1.6714e-10 | -4.5532e-22 | -4.7729e-09 | -4.5522e-09 | 9.3466e-18 | 5.4326e-10 | -5.7714e-10 | 0 | 0 | 0 | 0 | 0 | 0 | 0 | 0.86287 | 0.88134 | 0 | 0.86287 | 0.88134 | 0 | -109.5868 | 109.1643 | 0 | -109.5868 | 109.1643
Line9_3_11 | 0 | 0 | 0 | 0 | 0 | 0 | 0 | 0 | 0 | 0 | 0 | 0 | 3.8656e-09 | 1.1692e-08 | -1.9016e-08 | -2.8993e-09 | -9.9003e-09 | 1.6257e-08 | 1.7038e-08 | -1.3971e-08 | -2.414e-09 | -1.4906e-08 | 1.2006e-08 | 1.9439e-09 | 0 | 0 | 0 | 0 | 0 | 0 | 0.80395 | 0.91359 | 0.96126 | 0.80395 | 0.91359 | 0.96126 | -6.2002 | -119.4454 | 117.8576 | -6.2002 | -119.4454 | 117.8576

## LG_min_10
name | pf_ikss_a_from_ka | pf_ikss_b_from_ka | pf_ikss_c_from_ka | pf_ikss_a_to_ka | pf_ikss_b_to_ka | pf_ikss_c_to_ka | pf_skss_a_from_mw | pf_skss_b_from_mw | pf_skss_c_from_mw | pf_skss_a_to_mw | pf_skss_b_to_mw | pf_skss_c_to_mw | pf_p_a_from_mw | pf_p_b_from_mw | pf_p_c_from_mw | pf_p_a_to_mw | pf_p_b_to_mw | pf_p_c_to_mw | pf_q_a_from_mvar | pf_q_b_from_mvar | pf_q_c_from_mvar | pf_q_a_to_mvar | pf_q_b_to_mvar | pf_q_c_to_mvar | pf_ikss_a_from_degree | pf_ikss_b_from_degree | pf_ikss_c_from_degree | pf_ikss_a_to_degree | pf_ikss_b_to_degree | pf_ikss_c_to_degree | pf_vm_a_from_pu | pf_vm_b_from_pu | pf_vm_c_from_pu | pf_vm_a_to_pu | pf_vm_b_to_pu | pf_vm_c_to_pu | pf_va_a_from_degree | pf_va_b_from_degree | pf_va_c_from_degree | pf_va_a_to_degree | pf_va_b_to_degree | pf_va_c_to_degree
Line0_1_2 | 1.9033 | 0 | 0 | 1.9033 | 0 | 0 | 0.43955 | 0 | 0 | 0.43955 | 0 | 0 | 0.23184 | 4.873e-08 | -5.4423e-08 | -0.17388 | -4.6184e-08 | 5.0413e-08 | 0.2415 | -3.0183e-08 | -2.5994e-08 | -0.18113 | 2.5536e-08 | 2.2421e-08 | -52.3693 | 0 | 0 | 127.6307 | 0 | 0 | 0.76164 | 0.8655 | 0.91067 | 0.57123 | 0.85119 | 0.8899 | -6.2002 | -119.4454 | 117.8576 | -6.2002 | -117.0894 | 115.8258
Line10_11_12 | 0 | 0 | 0 | 0 | 0 | 0 | 0 | 0 | 0 | 0 | 0 | 0 | 2.9738e-09 | 8.9949e-09 | -1.4629e-08 | -2.1065e-09 | -7.3864e-09 | 1.2153e-08 | 1.3107e-08 | -1.0747e-08 | -1.857e-09 | -1.1194e-08 | 8.9838e-09 | 1.4352e-09 | 0 | 0 | 0 | 0 | 0 | 0 | 0.76164 | 0.8655 | 0.91067 | 0.76164 | 0.8655 | 0.91067 | -6.2002 | -119.4454 | 117.8576 | -6.2002 | -119.4454 | 117.8576
Line11_12_13 | 0 | 0 | 0 | 0 | 0 | 0 | 0 | 0 | 0 | 0 | 0 | 0 | 2.4782e-09 | 7.4958e-09 | -1.2191e-08 | -1.6108e-09 | -5.8873e-09 | 9.7147e-09 | 1.0923e-08 | -8.9562e-09 | -1.5475e-09 | -9.0096e-09 | 7.1926e-09 | 1.1257e-09 | 0 | 0 | 0 | 0 | 0 | 0 | 0.76164 | 0.8655 | 0.91067 | 0.76164 | 0.8655 | 0.91067 | -6.2002 | -119.4454 | 117.8576 | -6.2002 | -119.4454 | 117.8576
Line12_13_15 | 0 | 0 | 0 | 0 | 0 | 0 | 0 | 0 | 0 | 0 | 0 | 0 | 1.4869e-09 | 4.4975e-09 | -7.3143e-09 | -6.1957e-10 | -2.889e-09 | 4.8385e-09 | 6.5536e-09 | -5.3737e-09 | -9.2852e-10 | -4.6405e-09 | 3.6101e-09 | 5.0667e-10 | 0 | 0 | 0 | 0 | 0 | 0 | 0.76164 | 0.8655 | 0.91067 | 0.76164 | 0.8655 | 0.91067 | -6.2002 | -119.4454 | 117.8576 | -6.2002 | -119.4454 | 117.8576
Line13_13_14 | 0 | 0 | 0 | 0 | 0 | 0 | 0 | 0 | 0 | 0 | 0 | 0 | 4.9563e-10 | 1.4992e-09 | -2.4381e-09 | 3.717e-10 | 1.0935e-10 | -3.7724e-11 | 2.1845e-09 | -1.7912e-09 | -3.0951e-10 | -2.7145e-10 | 2.7646e-11 | -1.1234e-10 | 0 | 0 | 0 | 0 | 0 | 0 | 0.76164 | 0.8655 | 0.91067 | 0.76164 | 0.8655 | 0.91067 | -6.2002 | -119.4454 | 117.8576 | -6.2002 | -119.4454 | 117.8576
Line14_15_16 | 0 | 0 | 0 | 0 | 0 | 0 | 0 | 0 | 0 | 0 | 0 | 0 | 9.9127e-10 | 2.9983e-09 | -4.8762e-09 | -1.2394e-10 | -1.3898e-09 | 2.4004e-09 | 4.3691e-09 | -3.5825e-09 | -6.1901e-10 | -2.456e-09 | 1.8189e-09 | 1.9716e-10 | 0 | 0 | 0 | 0 | 0 | 0 | 0.76164 | 0.8655 | 0.91067 | 0.76164 | 0.8655 | 0.91067 | -6.2002 | -119.4454 | 117.8576 | -6.2002 | -119.4454 | 117.8576
Line15_16_17 | 0 | 0 | 0 | 0 | 0 | 0 | 0 | 0 | 0 | 0 | 0 | 0 | 4.9563e-10 | 1.4992e-09 | -2.4381e-09 | 3.717e-10 | 1.0935e-10 | -3.7724e-11 | 2.1845e-09 | -1.7912e-09 | -3.0951e-10 | -2.7145e-10 | 2.7646e-11 | -1.1234e-10 | 0 | 0 | 0 | 0 | 0 | 0 | 0.76164 | 0.8655 | 0.91067 | 0.76164 | 0.8655 | 0.91067 | -6.2002 | -119.4454 | 117.8576 | -6.2002 | -119.4454 | 117.8576
Line16_4_18 | 0 | 0 | 0 | 0 | 0 | 0 | 0 | 0 | 0 | 0 | 0 | 0 | 4.9786e-10 | 1.4952e-09 | -2.4355e-09 | 3.7101e-10 | 1.0919e-10 | -3.7856e-11 | 2.1819e-09 | -1.791e-09 | -3.0658e-10 | -2.7156e-10 | 2.759e-11 | -1.1205e-10 | 0 | 0 | 0 | 0 | 0 | 0 | 0.76194 | 0.86555 | 0.91071 | 0.76194 | 0.86555 | 0.91071 | -6.2002 | -119.4466 | 117.8633 | -6.2002 | -119.4466 | 117.8633
Line17_5_19 | 0 | 0 | 0 | 0 | 0 | 0 | 0 | 0 | 0 | 0 | 0 | 0 | 4.9563e-10 | 1.4992e-09 | -2.4381e-09 | 3.717e-10 | 1.0935e-10 | -3.7724e-11 | 2.1845e-09 | -1.7912e-09 | -3.0951e-10 | -2.7145e-10 | 2.7646e-11 | -1.1234e-10 | 0 | 0 | 0 | 0 | 0 | 0 | 0.76164 | 0.8655 | 0.91067 | 0.76164 | 0.8655 | 0.91067 | -6.2002 | -119.4454 | 117.8576 | -6.2002 | -119.4454 | 117.8576
Line1_1_3 | 0 | 0 | 0 | 0 | 0 | 0 | 0 | 0 | 0 | 0 | 0 | 0 | 3.9651e-09 | 1.1993e-08 | -1.9505e-08 | -3.0977e-09 | -1.0385e-08 | 1.7029e-08 | 1.7476e-08 | -1.433e-08 | -2.4761e-09 | -1.5563e-08 | 1.2566e-08 | 2.0542e-09 | 0 | 0 | 0 | 0 | 0 | 0 | 0.76164 | 0.8655 | 0.91067 | 0.76164 | 0.8655 | 0.91067 | -6.2002 | -119.4454 | 117.8576 | -6.2002 | -119.4454 | 117.8576
Line2_1_4 | 0.0029207 | 0.00050852 | 0.00047699 | 0.0029207 | 0.00050852 | 0.00047699 | 0.00067451 | 0.00011744 | 0.00011016 | 0.00067451 | 0.00011744 | 0.00011016 | -0.00033389 | -0.0001011 | -6.8059e-05 | 0.00033403 | 0.0001011 | 6.8067e-05 | -0.00039043 | -1.051e-05 | 7.3697e-05 | 0.00039058 | 1.0507e-05 | -7.3694e-05 | 124.3369 | 54.6194 | -14.8648 | -55.6632 | -125.3795 | 165.1364 | 0.76164 | 0.8655 | 0.91067 | 0.76194 | 0.86555 | 0.91071 | -6.2002 | -119.4454 | 117.8576 | -6.2002 | -119.4466 | 117.8633
Line3_1_5 | 0 | 0 | 0 | 0 | 0 | 0 | 0 | 0 | 0 | 0 | 0 | 0 | 9.9127e-10 | 2.9983e-09 | -4.8762e-09 | -1.2394e-10 | -1.3898e-09 | 2.4004e-09 | 4.3691e-09 | -3.5825e-09 | -6.1901e-10 | -2.456e-09 | 1.8189e-09 | 1.9716e-10 | 0 | 0 | 0 | 0 | 0 | 0 | 0.76164 | 0.8655 | 0.91067 | 0.76164 | 0.8655 | 0.91067 | -6.2002 | -119.4454 | 117.8576 | -6.2002 | -119.4454 | 117.8576
Line4_2_6 | 1.9033 | 0 | 0 | 1.9033 | 0 | 0 | 0.43955 | 0 | 0 | 0.43955 | 0 | 0 | 0.17388 | 4.6332e-08 | -5.0387e-08 | -0.11592 | -4.1154e-08 | 4.4066e-08 | 0.18113 | -2.5394e-08 | -2.2635e-08 | -0.12075 | 2.021e-08 | 1.7986e-08 | -52.3693 | 0 | 0 | 127.6307 | 0 | 0 | 0.57123 | 0.85119 | 0.8899 | 0.38082 | 0.83837 | 0.87031 | -6.2002 | -117.0894 | 115.8258 | -6.2002 | -114.6572 | 113.6998
Line5_6_7 | 1.9033 | 0 | 0 | 1.9033 | 0 | 0 | 0.43955 | 0 | 0 | 0.43955 | 0 | 0 | 0.11592 | 4.1331e-08 | -4.3988e-08 | -0.057961 | -3.3515e-08 | 3.536e-08 | 0.12075 | -1.9952e-08 | -1.8301e-08 | -0.060376 | 1.4594e-08 | 1.2942e-08 | -52.3693 | 0 | 0 | 127.6307 | 0 | 0 | 0.38082 | 0.83837 | 0.87031 | 0.19041 | 0.8271 | 0.85196 | -6.2002 | -114.6572 | 113.6998 | -6.2002 | -112.154 | 111.4791
Line6_7_8 | 1.9033 | 0 | 0 | 1.9033 | 0 | 0 | 0.43955 | 0 | 0 | 0.43955 | 0 | 0 | 0.057961 | 3.3711e-08 | -3.5241e-08 | -1.6612e-14 | -2.3252e-08 | 2.4311e-08 | 0.060376 | -1.4222e-08 | -1.3359e-08 | 3.9242e-14 | 9.0551e-09 | 7.6533e-09 | -52.3693 | 0 | 0 | 127.6307 | 0 | 0 | 0.19041 | 0.8271 | 0.85196 | 0 | 0.81745 | 0.83495 | -6.2002 | -112.154 | 111.4791 | 0 | -109.5868 | 109.1643
Line7_8_9 | 0 | 0 | 0 | 0 | 0 | 0 | 0 | 0 | 0 | 0 | 0 | 0 | 1.4743e-21 | 1.1727e-08 | -1.208e-08 | -1.0736e-18 | 2.0299e-10 | 1.5001e-10 | -4.0669e-22 | -4.2837e-09 | -4.0856e-09 | 8.3886e-18 | 4.8758e-10 | -5.1799e-10 | 0 | 0 | 0 | 0 | 0 | 0 | 0 | 0.81745 | 0.83495 | 0 | 0.81745 | 0.83495 | 0 | -109.5868 | 109.1643 | 0 | -109.5868 | 109.1643
Line8_8_10 | 0 | 0 | 0 | 0 | 0 | 0 | 0 | 0 | 0 | 0 | 0 | 0 | 1.4743e-21 | 1.1727e-08 | -1.208e-08 | -1.0736e-18 | 2.0299e-10 | 1.5001e-10 | -4.0669e-22 | -4.2837e-09 | -4.0856e-09 | 8.3886e-18 | 4.8758e-10 | -5.1799e-10 | 0 | 0 | 0 | 0 | 0 | 0 | 0 | 0.81745 | 0.83495 | 0 | 0.81745 | 0.83495 | 0 | -109.5868 | 109.1643 | 0 | -109.5868 | 109.1643
Line9_3_11 | 0 | 0 | 0 | 0 | 0 | 0 | 0 | 0 | 0 | 0 | 0 | 0 | 3.4694e-09 | 1.0494e-08 | -1.7067e-08 | -2.6021e-09 | -8.8856e-09 | 1.4591e-08 | 1.5292e-08 | -1.2539e-08 | -2.1666e-09 | -1.3379e-08 | 1.0775e-08 | 1.7447e-09 | 0 | 0 | 0 | 0 | 0 | 0 | 0.76164 | 0.8655 | 0.91067 | 0.76164 | 0.8655 | 0.91067 | -6.2002 | -119.4454 | 117.8576 | -6.2002 | -119.4454 | 117.8576

## LG_min_fault_6
name | pf_ikss_a_from_ka | pf_ikss_b_from_ka | pf_ikss_c_from_ka | pf_ikss_a_to_ka | pf_ikss_b_to_ka | pf_ikss_c_to_ka | pf_skss_a_from_mw | pf_skss_b_from_mw | pf_skss_c_from_mw | pf_skss_a_to_mw | pf_skss_b_to_mw | pf_skss_c_to_mw | pf_p_a_from_mw | pf_p_b_from_mw | pf_p_c_from_mw | pf_p_a_to_mw | pf_p_b_to_mw | pf_p_c_to_mw | pf_q_a_from_mvar | pf_q_b_from_mvar | pf_q_c_from_mvar | pf_q_a_to_mvar | pf_q_b_to_mvar | pf_q_c_to_mvar | pf_ikss_a_from_degree | pf_ikss_b_from_degree | pf_ikss_c_from_degree | pf_ikss_a_to_degree | pf_ikss_b_to_degree | pf_ikss_c_to_degree | pf_vm_a_from_pu | pf_vm_b_from_pu | pf_vm_c_from_pu | pf_vm_a_to_pu | pf_vm_b_to_pu | pf_vm_c_to_pu | pf_va_a_from_degree | pf_va_b_from_degree | pf_va_c_from_degree | pf_va_a_to_degree | pf_va_b_to_degree | pf_va_c_to_degree
Line0_1_2 | 0.030559 | 0 | 0 | 0.030559 | 0 | 0 | 0.0070572 | 0 | 0 | 0.0070572 | 0 | 0 | 0.004729 | 7.7808e-10 | -9.4714e-10 | -0.004714 | -7.3349e-10 | 8.838e-10 | 0.0047314 | -6.4327e-10 | -3.5194e-10 | -0.0047159 | 5.955e-10 | 3.3625e-10 | -45.1118 | 0 | 0 | 134.8882 | 0 | 0 | 0.94789 | 0.94943 | 0.95023 | 0.94484 | 0.94912 | 0.94993 | -0.096701 | -119.9962 | 119.9685 | -0.10043 | -119.9646 | 119.9363
Line10_11_12 | 0 | 0 | 0 | 0 | 0 | 0 | 0 | 0 | 0 | 0 | 0 | 0 | 6.4685e-11 | 1.3124e-10 | -2.4688e-10 | -4.6588e-11 | -1.0739e-10 | 2.0493e-10 | 2.6066e-10 | -2.0906e-10 | -9.0017e-12 | -2.2279e-10 | 1.7444e-10 | 5.6836e-12 | 0 | 0 | 0 | 0 | 0 | 0 | 0.94789 | 0.94943 | 0.95023 | 0.94789 | 0.94943 | 0.95023 | -0.096701 | -119.9962 | 119.9685 | -0.096701 | -119.9962 | 119.9685
Line11_12_13 | 0 | 0 | 0 | 0 | 0 | 0 | 0 | 0 | 0 | 0 | 0 | 0 | 5.3904e-11 | 1.0937e-10 | -2.0573e-10 | -3.5807e-11 | -8.5518e-11 | 1.6379e-10 | 2.1721e-10 | -1.7422e-10 | -7.5014e-12 | -1.7934e-10 | 1.3959e-10 | 4.1833e-12 | 0 | 0 | 0 | 0 | 0 | 0 | 0.94789 | 0.94943 | 0.95023 | 0.94789 | 0.94943 | 0.95023 | -0.096701 | -119.9962 | 119.9685 | -0.096701 | -119.9962 | 119.9685
Line12_13_15 | 0 | 0 | 0 | 0 | 0 | 0 | 0 | 0 | 0 | 0 | 0 | 0 | 3.2343e-11 | 6.5619e-11 | -1.2344e-10 | -1.4245e-11 | -4.1772e-11 | 8.1494e-11 | 1.3033e-10 | -1.0453e-10 | -4.5009e-12 | -9.2458e-11 | 6.9907e-11 | 1.1827e-12 | 0 | 0 | 0 | 0 | 0 | 0 | 0.94789 | 0.94943 | 0.95023 | 0.94789 | 0.94943 | 0.95023 | -0.096701 | -119.9962 | 119.9685 | -0.096701 | -119.9962 | 119.9685
Line13_13_14 | 0 | 0 | 0 | 0 | 0 | 0 | 0 | 0 | 0 | 0 | 0 | 0 | 1.0781e-11 | 2.1873e-11 | -4.1146e-11 | 7.3165e-12 | 1.9742e-12 | -7.9828e-13 | 4.3443e-11 | -3.4843e-11 | -1.5003e-12 | -5.5727e-12 | 2.2075e-13 | -1.8178e-12 | 0 | 0 | 0 | 0 | 0 | 0 | 0.94789 | 0.94943 | 0.95023 | 0.94789 | 0.94943 | 0.95023 | -0.096701 | -119.9962 | 119.9685 | -0.096701 | -119.9962 | 119.9685
Line14_15_16 | 0 | 0 | 0 | 0 | 0 | 0 | 0 | 0 | 0 | 0 | 0 | 0 | 2.1562e-11 | 4.3746e-11 | -8.2293e-11 | -3.4644e-12 | -1.9899e-11 | 4.0348e-11 | 8.6886e-11 | -6.9686e-11 | -3.0006e-12 | -4.9016e-11 | 3.5064e-11 | -3.1756e-13 | 0 | 0 | 0 | 0 | 0 | 0 | 0.94789 | 0.94943 | 0.95023 | 0.94789 | 0.94943 | 0.95023 | -0.096701 | -119.9962 | 119.9685 | -0.096701 | -119.9962 | 119.9685
Line15_16_17 | 0 | 0 | 0 | 0 | 0 | 0 | 0 | 0 | 0 | 0 | 0 | 0 | 1.0781e-11 | 2.1873e-11 | -4.1146e-11 | 7.3165e-12 | 1.9742e-12 | -7.9828e-13 | 4.3443e-11 | -3.4843e-11 | -1.5003e-12 | -5.5727e-12 | 2.2075e-13 | -1.8178e-12 | 0 | 0 | 0 | 0 | 0 | 0 | 0.94789 | 0.94943 | 0.95023 | 0.94789 | 0.94943 | 0.95023 | -0.096701 | -119.9962 | 119.9685 | -0.096701 | -119.9962 | 119.9685
Line16_4_18 | 0 | 0 | 0 | 0 | 0 | 0 | 0 | 0 | 0 | 0 | 0 | 0 | 1.082e-11 | 2.1805e-11 | -4.1096e-11 | 7.3e-12 | 1.9712e-12 | -8.0018e-13 | 4.3374e-11 | -3.4828e-11 | -1.4513e-12 | -5.5724e-12 | 2.2017e-13 | -1.8126e-12 | 0 | 0 | 0 | 0 | 0 | 0 | 0.9479 | 0.94943 | 0.95023 | 0.9479 | 0.94943 | 0.95023 | -0.096696 | -119.9962 | 119.9686 | -0.096696 | -119.9962 | 119.9686
Line17_5_19 | 0 | 0 | 0 | 0 | 0 | 0 | 0 | 0 | 0 | 0 | 0 | 0 | 1.0781e-11 | 2.1873e-11 | -4.1146e-11 | 7.3165e-12 | 1.9742e-12 | -7.9828e-13 | 4.3443e-11 | -3.4843e-11 | -1.5003e-12 | -5.5727e-12 | 2.2075e-13 | -1.8178e-12 | 0 | 0 | 0 | 0 | 0 | 0 | 0.94789 | 0.94943 | 0.95023 | 0.94789 | 0.94943 | 0.95023 | -0.096701 | -119.9962 | 119.9685 | -0.096701 | -119.9962 | 119.9685
Line1_1_3 | 0 | 0 | 0 | 0 | 0 | 0 | 0 | 0 | 0 | 0 | 0 | 0 | 8.6247e-11 | 1.7498e-10 | -3.2917e-10 | -6.815e-11 | -1.5114e-10 | 2.8723e-10 | 3.4754e-10 | -2.7874e-10 | -1.2002e-11 | -3.0967e-10 | 2.4412e-10 | 8.6841e-12 | 0 | 0 | 0 | 0 | 0 | 0 | 0.94789 | 0.94943 | 0.95023 | 0.94789 | 0.94943 | 0.95023 | -0.096701 | -119.9962 | 119.9685 | -0.096701 | -119.9962 | 119.9685
Line2_1_4 | 4.6894e-05 | 8.1645e-06 | 7.6584e-06 | 4.6894e-05 | 8.1647e-06 | 7.6583e-06 | 1.083e-05 | 1.8855e-06 | 1.7686e-06 | 1.083e-05 | 1.8855e-06 | 1.7686e-06 | -6.8276e-06 | -1.7892e-06 | -1.0249e-06 | 6.8277e-06 | 1.7892e-06 | 1.0248e-06 | -7.6656e-06 | 5.8514e-08 | 1.332e-06 | 7.6657e-06 | -5.8549e-08 | -1.332e-06 | 131.5944 | 61.8769 | -7.6073 | -48.4057 | -118.122 | 172.3939 | 0.94789 | 0.94943 | 0.95023 | 0.9479 | 0.94943 | 0.95023 | -0.096701 | -119.9962 | 119.9685 | -0.096696 | -119.9962 | 119.9686
Line3_1_5 | 0 | 0 | 0 | 0 | 0 | 0 | 0 | 0 | 0 | 0 | 0 | 0 | 2.1562e-11 | 4.3746e-11 | -8.2293e-11 | -3.4644e-12 | -1.9899e-11 | 4.0348e-11 | 8.6886e-11 | -6.9686e-11 | -3.0005e-12 | -4.9015e-11 | 3.5064e-11 | -3.1758e-13 | 0 | 0 | 0 | 0 | 0 | 0 | 0.94789 | 0.94943 | 0.95023 | 0.94789 | 0.94943 | 0.95023 | -0.096701 | -119.9962 | 119.9685 | -0.096701 | -119.9962 | 119.9685
Line4_2_6 | 0.030559 | 0 | 0 | 0.030559 | 0 | 0 | 0.0070572 | 0 | 0 | 0.0070572 | 0 | 0 | 0.004714 | 7.3656e-10 | -8.8357e-10 | -0.0046991 | -6.5028e-10 | 7.7766e-10 | 0.0047159 | -5.9345e-10 | -3.3993e-10 | -0.0047003 | 5.2074e-10 | 3.0086e-10 | -45.1118 | 0 | 0 | 134.8882 | 0 | 0 | 0.94484 | 0.94912 | 0.94993 | 0.94178 | 0.9488 | 0.94964 | -0.10043 | -119.9646 | 119.9363 | -0.10419 | -119.9329 | 119.9039
Line5_6_7 | 0.030559 | 0 | 0 | 0.030559 | 0 | 0 | 0.0070572 | 0 | 0 | 0.0070572 | 0 | 0 | 0.0046991 | 6.5444e-10 | -7.764e-10 | -0.0046841 | -5.2647e-10 | 6.279e-10 | 0.0047003 | -5.1687e-10 | -3.064e-10 | -0.0046848 | 4.1931e-10 | 2.4403e-10 | -45.1118 | 0 | 0 | 134.8882 | 0 | 0 | 0.94178 | 0.9488 | 0.94964 | 0.93872 | 0.94849 | 0.94934 | -0.10419 | -119.9329 | 119.9039 | -0.10798 | -119.9013 | 119.8716
Line6_7_8 | 0.030559 | 0 | 0 | 0.030559 | 0 | 0 | 0.0070572 | 0 | 0 | 0.0070572 | 0 | 0 | 0.0046841 | 5.3173e-10 | -6.2563e-10 | -0.0046692 | -3.6207e-10 | 4.3455e-10 | 0.0046848 | -4.1361e-10 | -2.5144e-10 | -0.0046692 | 2.913e-10 | 1.6587e-10 | -45.1118 | 0 | 0 | 134.8882 | 0 | 0 | 0.93872 | 0.94849 | 0.94934 | 0.93567 | 0.94817 | 0.94905 | -0.10798 | -119.9013 | 119.8716 | -0.11178 | -119.8696 | 119.8393
Line7_8_9 | 0 | 0 | 0 | 0 | 0 | 0 | 0 | 0 | 0 | 0 | 0 | 0 | -2.738e-11 | 1.842e-10 | -2.1563e-10 | 4.9166e-11 | 6.3411e-12 | 3.2963e-12 | 2.3541e-10 | -1.4189e-10 | -8.7571e-11 | -6.3587e-12 | 7.5188e-12 | -9.2731e-12 | 0 | 0 | 0 | 0 | 0 | 0 | 0.93567 | 0.94817 | 0.94905 | 0.93567 | 0.94817 | 0.94905 | -0.11178 | -119.8696 | 119.8393 | -0.11178 | -119.8696 | 119.8393
Line8_8_10 | 0 | 0 | 0 | 0 | 0 | 0 | 0 | 0 | 0 | 0 | 0 | 0 | -2.738e-11 | 1.842e-10 | -2.1563e-10 | 4.9166e-11 | 6.3411e-12 | 3.2963e-12 | 2.3541e-10 | -1.4189e-10 | -8.7571e-11 | -6.3587e-12 | 7.5188e-12 | -9.2731e-12 | 0 | 0 | 0 | 0 | 0 | 0 | 0.93567 | 0.94817 | 0.94905 | 0.93567 | 0.94817 | 0.94905 | -0.11178 | -119.8696 | 119.8393 | -0.11178 | -119.8696 | 119.8393
Line9_3_11 | 0 | 0 | 0 | 0 | 0 | 0 | 0 | 0 | 0 | 0 | 0 | 0 | 7.5466e-11 | 1.5311e-10 | -2.8802e-10 | -5.7369e-11 | -1.2926e-10 | 2.4608e-10 | 3.041e-10 | -2.439e-10 | -1.0502e-11 | -2.6623e-10 | 2.0928e-10 | 7.1839e-12 | 0 | 0 | 0 | 0 | 0 | 0 | 0.94789 | 0.94943 | 0.95023 | 0.94789 | 0.94943 | 0.95023 | -0.096701 | -119.9962 | 119.9685 | -0.096701 | -119.9962 | 119.9685

## LG_min_fault_10
name | pf_ikss_a_from_ka | pf_ikss_b_from_ka | pf_ikss_c_from_ka | pf_ikss_a_to_ka | pf_ikss_b_to_ka | pf_ikss_c_to_ka | pf_skss_a_from_mw | pf_skss_b_from_mw | pf_skss_c_from_mw | pf_skss_a_to_mw | pf_skss_b_to_mw | pf_skss_c_to_mw | pf_p_a_from_mw | pf_p_b_from_mw | pf_p_c_from_mw | pf_p_a_to_mw | pf_p_b_to_mw | pf_p_c_to_mw | pf_q_a_from_mvar | pf_q_b_from_mvar | pf_q_c_from_mvar | pf_q_a_to_mvar | pf_q_b_to_mvar | pf_q_c_to_mvar | pf_ikss_a_from_degree | pf_ikss_b_from_degree | pf_ikss_c_from_degree | pf_ikss_a_to_degree | pf_ikss_b_to_degree | pf_ikss_c_to_degree | pf_vm_a_from_pu | pf_vm_b_from_pu | pf_vm_c_from_pu | pf_vm_a_to_pu | pf_vm_b_to_pu | pf_vm_c_to_pu | pf_va_a_from_degree | pf_va_b_from_degree | pf_va_c_from_degree | pf_va_a_to_degree | pf_va_b_to_degree | pf_va_c_to_degree
Line0_1_2 | 0.02895 | 0 | 0 | 0.02895 | 0 | 0 | 0.0066858 | 0 | 0 | 0.0066858 | 0 | 0 | 0.0042443 | 6.9834e-10 | -8.5006e-10 | -0.0042309 | -6.5831e-10 | 7.9322e-10 | 0.0042465 | -5.7734e-10 | -3.1587e-10 | -0.0042325 | 5.3447e-10 | 3.0179e-10 | -45.1118 | 0 | 0 | 134.8882 | 0 | 0 | 0.898 | 0.89946 | 0.90022 | 0.89511 | 0.89916 | 0.89994 | -0.096701 | -119.9962 | 119.9685 | -0.10043 | -119.9646 | 119.9363
Line10_11_12 | 0 | 0 | 0 | 0 | 0 | 0 | 0 | 0 | 0 | 0 | 0 | 0 | 5.8056e-11 | 1.1779e-10 | -2.2157e-10 | -4.1813e-11 | -9.6384e-11 | 1.8393e-10 | 2.3394e-10 | -1.8763e-10 | -8.0791e-12 | -1.9995e-10 | 1.5656e-10 | 5.101e-12 | 0 | 0 | 0 | 0 | 0 | 0 | 0.898 | 0.89946 | 0.90022 | 0.898 | 0.89946 | 0.90022 | -0.096701 | -119.9962 | 119.9685 | -0.096701 | -119.9962 | 119.9685
Line11_12_13 | 0 | 0 | 0 | 0 | 0 | 0 | 0 | 0 | 0 | 0 | 0 | 0 | 4.838e-11 | 9.8156e-11 | -1.8465e-10 | -3.2137e-11 | -7.6753e-11 | 1.47e-10 | 1.9495e-10 | -1.5636e-10 | -6.7326e-12 | -1.6096e-10 | 1.2529e-10 | 3.7545e-12 | 0 | 0 | 0 | 0 | 0 | 0 | 0.898 | 0.89946 | 0.90022 | 0.898 | 0.89946 | 0.90022 | -0.096701 | -119.9962 | 119.9685 | -0.096701 | -119.9962 | 119.9685
Line12_13_15 | 0 | 0 | 0 | 0 | 0 | 0 | 0 | 0 | 0 | 0 | 0 | 0 | 2.9028e-11 | 5.8894e-11 | -1.1079e-10 | -1.2785e-11 | -3.7491e-11 | 7.3142e-11 | 1.1697e-10 | -9.3816e-11 | -4.0396e-12 | -8.2982e-11 | 6.2742e-11 | 1.0615e-12 | 0 | 0 | 0 | 0 | 0 | 0 | 0.898 | 0.89946 | 0.90022 | 0.898 | 0.89946 | 0.90022 | -0.096701 | -119.9962 | 119.9685 | -0.096701 | -119.9962 | 119.9685
Line13_13_14 | 0 | 0 | 0 | 0 | 0 | 0 | 0 | 0 | 0 | 0 | 0 | 0 | 9.6759e-12 | 1.9631e-11 | -3.6929e-11 | 6.5666e-12 | 1.7718e-12 | -7.1646e-13 | 3.899e-11 | -3.1272e-11 | -1.3465e-12 | -5.0015e-12 | 1.9813e-13 | -1.6315e-12 | 0 | 0 | 0 | 0 | 0 | 0 | 0.898 | 0.89946 | 0.90022 | 0.898 | 0.89946 | 0.90022 | -0.096701 | -119.9962 | 119.9685 | -0.096701 | -119.9962 | 119.9685
Line14_15_16 | 0 | 0 | 0 | 0 | 0 | 0 | 0 | 0 | 0 | 0 | 0 | 0 | 1.9352e-11 | 3.9262e-11 | -7.3858e-11 | -3.1093e-12 | -1.7859e-11 | 3.6213e-11 | 7.7981e-11 | -6.2544e-11 | -2.693e-12 | -4.3992e-11 | 3.147e-11 | -2.8501e-13 | 0 | 0 | 0 | 0 | 0 | 0 | 0.898 | 0.89946 | 0.90022 | 0.898 | 0.89946 | 0.90022 | -0.096701 | -119.9962 | 119.9685 | -0.096701 | -119.9962 | 119.9685
Line15_16_17 | 0 | 0 | 0 | 0 | 0 | 0 | 0 | 0 | 0 | 0 | 0 | 0 | 9.6759e-12 | 1.9631e-11 | -3.6929e-11 | 6.5666e-12 | 1.7718e-12 | -7.1646e-13 | 3.899e-11 | -3.1272e-11 | -1.3465e-12 | -5.0015e-12 | 1.9813e-13 | -1.6315e-12 | 0 | 0 | 0 | 0 | 0 | 0 | 0.898 | 0.89946 | 0.90022 | 0.898 | 0.89946 | 0.90022 | -0.096701 | -119.9962 | 119.9685 | -0.096701 | -119.9962 | 119.9685
Line16_4_18 | 0 | 0 | 0 | 0 | 0 | 0 | 0 | 0 | 0 | 0 | 0 | 0 | 9.7112e-12 | 1.957e-11 | -3.6884e-11 | 6.5518e-12 | 1.7692e-12 | -7.1817e-13 | 3.8928e-11 | -3.1258e-11 | -1.3025e-12 | -5.0013e-12 | 1.9761e-13 | -1.6268e-12 | 0 | 0 | 0 | 0 | 0 | 0 | 0.89801 | 0.89946 | 0.90022 | 0.89801 | 0.89946 | 0.90022 | -0.096696 | -119.9962 | 119.9686 | -0.096696 | -119.9962 | 119.9686
Line17_5_19 | 0 | 0 | 0 | 0 | 0 | 0 | 0 | 0 | 0 | 0 | 0 | 0 | 9.6759e-12 | 1.9631e-11 | -3.6929e-11 | 6.5666e-12 | 1.7718e-12 | -7.1646e-13 | 3.899e-11 | -3.1272e-11 | -1.3465e-12 | -5.0015e-12 | 1.9813e-13 | -1.6315e-12 | 0 | 0 | 0 | 0 | 0 | 0 | 0.898 | 0.89946 | 0.90022 | 0.898 | 0.89946 | 0.90022 | -0.096701 | -119.9962 | 119.9685 | -0.096701 | -119.9962 | 119.9685
Line1_1_3 | 0 | 0 | 0 | 0 | 0 | 0 | 0 | 0 | 0 | 0 | 0 | 0 | 7.7407e-11 | 1.5705e-10 | -2.9543e-10 | -6.1165e-11 | -1.3565e-10 | 2.5779e-10 | 3.1192e-10 | -2.5017e-10 | -1.0772e-11 | -2.7793e-10 | 2.191e-10 | 7.7941e-12 | 0 | 0 | 0 | 0 | 0 | 0 | 0.898 | 0.89946 | 0.90022 | 0.898 | 0.89946 | 0.90022 | -0.096701 | -119.9962 | 119.9685 | -0.096701 | -119.9962 | 119.9685
Line2_1_4 | 4.4426e-05 | 7.7348e-06 | 7.2554e-06 | 4.4426e-05 | 7.7349e-06 | 7.2553e-06 | 1.026e-05 | 1.7863e-06 | 1.6756e-06 | 1.026e-05 | 1.7863e-06 | 1.6755e-06 | -6.1279e-06 | -1.6058e-06 | -9.1982e-07 | 6.1279e-06 | 1.6059e-06 | 9.1978e-07 | -6.8799e-06 | 5.2517e-08 | 1.1954e-06 | 6.88e-06 | -5.2548e-08 | -1.1954e-06 | 131.5944 | 61.8769 | -7.6073 | -48.4057 | -118.122 | 172.3939 | 0.898 | 0.89946 | 0.90022 | 0.89801 | 0.89946 | 0.90022 | -0.096701 | -119.9962 | 119.9685 | -0.096696 | -119.9962 | 119.9686
Line3_1_5 | 0 | 0 | 0 | 0 | 0 | 0 | 0 | 0 | 0 | 0 | 0 | 0 | 1.9352e-11 | 3.9262e-11 | -7.3858e-11 | -3.1093e-12 | -1.7859e-11 | 3.6213e-11 | 7.798e-11 | -6.2544e-11 | -2.693e-12 | -4.3992e-11 | 3.147e-11 | -2.8503e-13 | 0 | 0 | 0 | 0 | 0 | 0 | 0.898 | 0.89946 | 0.90022 | 0.898 | 0.89946 | 0.90022 | -0.096701 | -119.9962 | 119.9685 | -0.096701 | -119.9962 | 119.9685
Line4_2_6 | 0.02895 | 0 | 0 | 0.02895 | 0 | 0 | 0.0066858 | 0 | 0 | 0.0066858 | 0 | 0 | 0.0042309 | 6.6107e-10 | -7.9301e-10 | -0.0042175 | -5.8363e-10 | 6.9795e-10 | 0.0042325 | -5.3263e-10 | -3.0509e-10 | -0.0042186 | 4.6737e-10 | 2.7002e-10 | -45.1118 | 0 | 0 | 134.8882 | 0 | 0 | 0.89511 | 0.89916 | 0.89994 | 0.89221 | 0.89887 | 0.89966 | -0.10043 | -119.9646 | 119.9363 | -0.10419 | -119.9329 | 119.9039
Line5_6_7 | 0.02895 | 0 | 0 | 0.02895 | 0 | 0 | 0.0066858 | 0 | 0 | 0.0066858 | 0 | 0 | 0.0042175 | 5.8737e-10 | -6.9683e-10 | -0.004204 | -4.7251e-10 | 5.6355e-10 | 0.0042186 | -4.639e-10 | -2.75e-10 | -0.0042046 | 3.7633e-10 | 2.1902e-10 | -45.1118 | 0 | 0 | 134.8882 | 0 | 0 | 0.89221 | 0.89887 | 0.89966 | 0.88932 | 0.89857 | 0.89938 | -0.10419 | -119.9329 | 119.9039 | -0.10798 | -119.9013 | 119.8716
Line6_7_8 | 0.02895 | 0 | 0 | 0.02895 | 0 | 0 | 0.0066858 | 0 | 0 | 0.0066858 | 0 | 0 | 0.004204 | 4.7723e-10 | -5.615e-10 | -0.0041906 | -3.2496e-10 | 3.9001e-10 | 0.0042046 | -3.7122e-10 | -2.2567e-10 | -0.0041906 | 2.6144e-10 | 1.4887e-10 | -45.1118 | 0 | 0 | 134.8882 | 0 | 0 | 0.88932 | 0.89857 | 0.89938 | 0.88642 | 0.89827 | 0.8991 | -0.10798 | -119.9013 | 119.8716 | -0.11178 | -119.8696 | 119.8393
Line7_8_9 | 0 | 0 | 0 | 0 | 0 | 0 | 0 | 0 | 0 | 0 | 0 | 0 | -2.4574e-11 | 1.6532e-10 | -1.9353e-10 | 4.4126e-11 | 5.6911e-12 | 2.9585e-12 | 2.1128e-10 | -1.2735e-10 | -7.8596e-11 | -5.707e-12 | 6.7482e-12 | -8.3227e-12 | 0 | 0 | 0 | 0 | 0 | 0 | 0.88642 | 0.89827 | 0.8991 | 0.88642 | 0.89827 | 0.8991 | -0.11178 | -119.8696 | 119.8393 | -0.11178 | -119.8696 | 119.8393
Line8_8_10 | 0 | 0 | 0 | 0 | 0 | 0 | 0 | 0 | 0 | 0 | 0 | 0 | -2.4574e-11 | 1.6532e-10 | -1.9353e-10 | 4.4126e-11 | 5.6911e-12 | 2.9585e-12 | 2.1128e-10 | -1.2735e-10 | -7.8596e-11 | -5.707e-12 | 6.7482e-12 | -8.3227e-12 | 0 | 0 | 0 | 0 | 0 | 0 | 0.88642 | 0.89827 | 0.8991 | 0.88642 | 0.89827 | 0.8991 | -0.11178 | -119.8696 | 119.8393 | -0.11178 | -119.8696 | 119.8393
Line9_3_11 | 0 | 0 | 0 | 0 | 0 | 0 | 0 | 0 | 0 | 0 | 0 | 0 | 6.7731e-11 | 1.3742e-10 | -2.585e-10 | -5.1489e-11 | -1.1602e-10 | 2.2086e-10 | 2.7293e-10 | -2.189e-10 | -9.4256e-12 | -2.3894e-10 | 1.8783e-10 | 6.4476e-12 | 0 | 0 | 0 | 0 | 0 | 0 | 0.898 | 0.89946 | 0.90022 | 0.898 | 0.89946 | 0.90022 | -0.096701 | -119.9962 | 119.9685 | -0.096701 | -119.9962 | 119.9685

## LLG_max_6
name | pf_ikss_a_from_ka | pf_ikss_b_from_ka | pf_ikss_c_from_ka | pf_ikss_a_to_ka | pf_ikss_b_to_ka | pf_ikss_c_to_ka | pf_skss_a_from_mw | pf_skss_b_from_mw | pf_skss_c_from_mw | pf_skss_a_to_mw | pf_skss_b_to_mw | pf_skss_c_to_mw | pf_p_a_from_mw | pf_p_b_from_mw | pf_p_c_from_mw | pf_p_a_to_mw | pf_p_b_to_mw | pf_p_c_to_mw | pf_q_a_from_mvar | pf_q_b_from_mvar | pf_q_c_from_mvar | pf_q_a_to_mvar | pf_q_b_to_mvar | pf_q_c_to_mvar | pf_ikss_a_from_degree | pf_ikss_b_from_degree | pf_ikss_c_from_degree | pf_ikss_a_to_degree | pf_ikss_b_to_degree | pf_ikss_c_to_degree | pf_vm_a_from_pu | pf_vm_b_from_pu | pf_vm_c_from_pu | pf_vm_a_to_pu | pf_vm_b_to_pu | pf_vm_c_to_pu | pf_va_a_from_degree | pf_va_b_from_degree | pf_va_c_from_degree | pf_va_a_to_degree | pf_va_b_to_degree | pf_va_c_to_degree
Line0_1_2 | 0 | 2.5495 | 2.4912 | 0 | 2.5495 | 2.4912 | 0 | 0.58878 | 0.57532 | 0 | 0.58878 | 0.57532 | -6.1007e-09 | 0.13913 | 0.29686 | 5.224e-09 | -0.10435 | -0.22265 | -9.6828e-08 | 0.48767 | 0.38431 | 8.5509e-08 | -0.36575 | -0.28824 | 0 | 162.2674 | 63.808 | 0 | -17.7326 | -116.192 | 1.0038 | 0.86132 | 0.84408 | 0.95066 | 0.64599 | 0.63306 | -1.5009 | -123.656 | 116.1239 | -1.4306 | -123.656 | 116.1239
Line10_11_12 | 0 | 0 | 0 | 0 | 0 | 0 | 0 | 0 | 0 | 0 | 0 | 0 | -4.1513e-09 | -2.0915e-08 | 1.674e-08 | 3.6282e-09 | 1.8019e-08 | -1.332e-08 | -2.5291e-08 | 1.5376e-08 | 9.0777e-09 | 2.0974e-08 | -1.3025e-08 | -7.7844e-09 | 0 | 0 | 0 | 0 | 0 | 0 | 1.0038 | 0.86132 | 0.84408 | 1.0038 | 0.86132 | 0.84408 | -1.5009 | -123.656 | 116.1239 | -1.5009 | -123.656 | 116.1239
Line11_12_13 | 0 | 0 | 0 | 0 | 0 | 0 | 0 | 0 | 0 | 0 | 0 | 0 | -3.4594e-09 | -1.7429e-08 | 1.395e-08 | 2.9364e-09 | 1.4533e-08 | -1.053e-08 | -2.1075e-08 | 1.2813e-08 | 7.5647e-09 | 1.6759e-08 | -1.0462e-08 | -6.2714e-09 | 0 | 0 | 0 | 0 | 0 | 0 | 1.0038 | 0.86132 | 0.84408 | 1.0038 | 0.86132 | 0.84408 | -1.5009 | -123.656 | 116.1239 | -1.5009 | -123.656 | 116.1239
Line12_13_15 | 0 | 0 | 0 | 0 | 0 | 0 | 0 | 0 | 0 | 0 | 0 | 0 | -2.0757e-09 | -1.0458e-08 | 8.3698e-09 | 1.5526e-09 | 7.5609e-09 | -4.95e-09 | -1.2645e-08 | 7.6879e-09 | 4.5388e-09 | 8.329e-09 | -5.3367e-09 | -3.2456e-09 | 0 | 0 | 0 | 0 | 0 | 0 | 1.0038 | 0.86132 | 0.84408 | 1.0038 | 0.86132 | 0.84408 | -1.5009 | -123.656 | 116.1239 | -1.5009 | -123.656 | 116.1239
Line13_13_14 | 0 | 0 | 0 | 0 | 0 | 0 | 0 | 0 | 0 | 0 | 0 | 0 | -6.9189e-10 | -3.4859e-09 | 2.7899e-09 | 1.6881e-10 | 5.8914e-10 | 6.2987e-10 | -4.2151e-09 | 2.5626e-09 | 1.5129e-09 | -1.0122e-10 | -2.1145e-10 | -2.1968e-10 | 0 | 0 | 0 | 0 | 0 | 0 | 1.0038 | 0.86132 | 0.84408 | 1.0038 | 0.86132 | 0.84408 | -1.5009 | -123.656 | 116.1239 | -1.5009 | -123.656 | 116.1239
Line14_15_16 | 0 | 0 | 0 | 0 | 0 | 0 | 0 | 0 | 0 | 0 | 0 | 0 | -1.3838e-09 | -6.9718e-09 | 5.5799e-09 | 8.6069e-10 | 4.075e-09 | -2.1601e-09 | -8.4302e-09 | 5.1252e-09 | 3.0259e-09 | 4.1139e-09 | -2.7741e-09 | -1.7326e-09 | 0 | 0 | 0 | 0 | 0 | 0 | 1.0038 | 0.86132 | 0.84408 | 1.0038 | 0.86132 | 0.84408 | -1.5009 | -123.656 | 116.1239 | -1.5009 | -123.656 | 116.1239
Line15_16_17 | 0 | 0 | 0 | 0 | 0 | 0 | 0 | 0 | 0 | 0 | 0 | 0 | -6.9189e-10 | -3.4859e-09 | 2.7899e-09 | 1.6881e-10 | 5.8914e-10 | 6.2987e-10 | -4.2151e-09 | 2.5626e-09 | 1.5129e-09 | -1.0122e-10 | -2.1145e-10 | -2.1968e-10 | 0 | 0 | 0 | 0 | 0 | 0 | 1.0038 | 0.86132 | 0.84408 | 1.0038 | 0.86132 | 0.84408 | -1.5009 | -123.656 | 116.1239 | -1.5009 | -123.656 | 116.1239
Line16_4_18 | 0 | 0 | 0 | 0 | 0 | 0 | 0 | 0 | 0 | 0 | 0 | 0 | -7.5067e-10 | -3.2716e-09 | 2.7176e-09 | 1.5337e-10 | 5.5576e-10 | 5.9554e-10 | -3.9875e-09 | 2.5321e-09 | 1.3719e-09 | -8.9243e-11 | -2.0787e-10 | -2.174e-10 | 0 | 0 | 0 | 0 | 0 | 0 | 1.0082 | 0.87472 | 0.85855 | 1.0082 | 0.87472 | 0.85855 | -1.3174 | -123.5389 | 116.2288 | -1.3174 | -123.5389 | 116.2288
Line17_5_19 | 0 | 0 | 0 | 0 | 0 | 0 | 0 | 0 | 0 | 0 | 0 | 0 | -6.9189e-10 | -3.4859e-09 | 2.7899e-09 | 1.6881e-10 | 5.8914e-10 | 6.2987e-10 | -4.2151e-09 | 2.5626e-09 | 1.5129e-09 | -1.0122e-10 | -2.1145e-10 | -2.1968e-10 | 0 | 0 | 0 | 0 | 0 | 0 | 1.0038 | 0.86132 | 0.84408 | 1.0038 | 0.86132 | 0.84408 | -1.5009 | -123.656 | 116.1239 | -1.5009 | -123.656 | 116.1239
Line1_1_3 | 0 | 0 | 0 | 0 | 0 | 0 | 0 | 0 | 0 | 0 | 0 | 0 | -5.5351e-09 | -2.7887e-08 | 2.232e-08 | 5.012e-09 | 2.499e-08 | -1.89e-08 | -3.3721e-08 | 2.0501e-08 | 1.2104e-08 | 2.9404e-08 | -1.815e-08 | -1.081e-08 | 0 | 0 | 0 | 0 | 0 | 0 | 1.0038 | 0.86132 | 0.84408 | 1.0038 | 0.86132 | 0.84408 | -1.5009 | -123.656 | 116.1239 | -1.5009 | -123.656 | 116.1239
Line2_1_4 | 0.045964 | 0.14724 | 0.17782 | 0.045964 | 0.14724 | 0.17782 | 0.010615 | 0.034005 | 0.041066 | 0.010615 | 0.034005 | 0.041066 | -0.010534 | -0.010538 | -0.022026 | 0.010586 | 0.010646 | 0.022353 | 0.0016007 | -0.027327 | -0.026766 | -0.0015739 | 0.027774 | 0.027266 | -172.8605 | -12.5672 | -114.4252 | 7.1395 | 167.4328 | 65.5748 | 1.0038 | 0.86132 | 0.84408 | 1.0082 | 0.87472 | 0.85855 | -1.5009 | -123.656 | 116.1239 | -1.3174 | -123.5389 | 116.2288
Line3_1_5 | 0 | 0 | 0 | 0 | 0 | 0 | 0 | 0 | 0 | 0 | 0 | 0 | -1.3838e-09 | -6.9718e-09 | 5.5799e-09 | 8.607e-10 | 4.075e-09 | -2.1601e-09 | -8.4302e-09 | 5.1252e-09 | 3.0259e-09 | 4.1139e-09 | -2.7741e-09 | -1.7326e-09 | 0 | 0 | 0 | 0 | 0 | 0 | 1.0038 | 0.86132 | 0.84408 | 1.0038 | 0.86132 | 0.84408 | -1.5009 | -123.656 | 116.1239 | -1.5009 | -123.656 | 116.1239
Line4_2_6 | 0 | 2.5495 | 2.4912 | 0 | 2.5495 | 2.4912 | 0 | 0.58878 | 0.57532 | 0 | 0.58878 | 0.57532 | -4.8789e-09 | 0.10435 | 0.22265 | 4.1849e-09 | -0.069566 | -0.14843 | -8.56e-08 | 0.36575 | 0.28824 | 7.0973e-08 | -0.24383 | -0.19216 | 0 | 162.2674 | 63.808 | 0 | -17.7326 | -116.192 | 0.95066 | 0.64599 | 0.63306 | 0.89755 | 0.43066 | 0.42204 | -1.4306 | -123.656 | 116.1239 | -1.352 | -123.656 | 116.1239
Line5_6_7 | 0 | 2.5495 | 2.4912 | 0 | 2.5495 | 2.4912 | 0 | 0.58878 | 0.57532 | 0 | 0.58878 | 0.57532 | -3.6841e-09 | 0.069566 | 0.14843 | 3.1831e-09 | -0.034783 | -0.074215 | -7.1055e-08 | 0.24383 | 0.19216 | 5.383e-08 | -0.12192 | -0.096079 | 0 | 162.2674 | 63.808 | 0 | -17.7326 | -116.192 | 0.89755 | 0.43066 | 0.42204 | 0.84445 | 0.21533 | 0.21102 | -1.352 | -123.656 | 116.1239 | -1.2635 | -123.656 | 116.1239
Line6_7_8 | 0 | 2.5495 | 2.4912 | 0 | 2.5495 | 2.4912 | 0 | 0.58878 | 0.57532 | 0 | 0.58878 | 0.57532 | -2.5474e-09 | 0.034783 | 0.074215 | 2.2497e-09 | 2.2297e-14 | 9.0436e-15 | -5.3902e-08 | 0.12192 | 0.096079 | 3.4789e-08 | 1.7836e-14 | 1.5766e-14 | 0 | 162.2674 | 63.808 | 0 | -17.7326 | -116.192 | 0.84445 | 0.21533 | 0.21102 | 0.79134 | 0 | 0 | -1.2635 | -123.656 | 116.1239 | -1.1631 | 0 | 0
Line7_8_9 | 0 | 0 | 0 | 0 | 0 | 0 | 0 | 0 | 0 | 0 | 0 | 0 | -7.4989e-10 | 5.4792e-22 | -4.4963e-22 | 7.4989e-10 | 1.6456e-18 | -4.3442e-18 | -1.7426e-08 | -1.1107e-21 | -3.9335e-22 | -6.1842e-11 | 1.4438e-17 | 1.3697e-19 | 0 | 0 | 0 | 0 | 0 | 0 | 0.79134 | 0 | 0 | 0.79134 | 0 | 0 | -1.1631 | 0 | 0 | -1.1631 | 0 | 0
Line8_8_10 | 0 | 0 | 0 | 0 | 0 | 0 | 0 | 0 | 0 | 0 | 0 | 0 | -7.4989e-10 | 5.4792e-22 | -4.4963e-22 | 7.4989e-10 | 1.6456e-18 | -4.3442e-18 | -1.7426e-08 | -1.1107e-21 | -3.9335e-22 | -6.1842e-11 | 1.4438e-17 | 1.3697e-19 | 0 | 0 | 0 | 0 | 0 | 0 | 0.79134 | 0 | 0 | 0.79134 | 0 | 0 | -1.1631 | 0 | 0 | -1.1631 | 0 | 0
Line9_3_11 | 0 | 0 | 0 | 0 | 0 | 0 | 0 | 0 | 0 | 0 | 0 | 0 | -4.8432e-09 | -2.4401e-08 | 1.953e-08 | 4.3201e-09 | 2.1504e-08 | -1.611e-08 | -2.9506e-08 | 1.7938e-08 | 1.0591e-08 | 2.5189e-08 | -1.5587e-08 | -9.2973e-09 | 0 | 0 | 0 | 0 | 0 | 0 | 1.0038 | 0.86132 | 0.84408 | 1.0038 | 0.86132 | 0.84408 | -1.5009 | -123.656 | 116.1239 | -1.5009 | -123.656 | 116.1239

## LLG_max_10
name | pf_ikss_a_from_ka | pf_ikss_b_from_ka | pf_ikss_c_from_ka | pf_ikss_a_to_ka | pf_ikss_b_to_ka | pf_ikss_c_to_ka | pf_skss_a_from_mw | pf_skss_b_from_mw | pf_skss_c_from_mw | pf_skss_a_to_mw | pf_skss_b_to_mw | pf_skss_c_to_mw | pf_p_a_from_mw | pf_p_b_from_mw | pf_p_c_from_mw | pf_p_a_to_mw | pf_p_b_to_mw | pf_p_c_to_mw | pf_q_a_from_mvar | pf_q_b_from_mvar | pf_q_c_from_mvar | pf_q_a_to_mvar | pf_q_b_to_mvar | pf_q_c_to_mvar | pf_ikss_a_from_degree | pf_ikss_b_from_degree | pf_ikss_c_from_degree | pf_ikss_a_to_degree | pf_ikss_b_to_degree | pf_ikss_c_to_degree | pf_vm_a_from_pu | pf_vm_b_from_pu | pf_vm_c_from_pu | pf_vm_a_to_pu | pf_vm_b_to_pu | pf_vm_c_to_pu | pf_va_a_from_degree | pf_va_b_from_degree | pf_va_c_from_degree | pf_va_a_to_degree | pf_va_b_to_degree | pf_va_c_to_degree
Line0_1_2 | 0 | 2.6483 | 2.5855 | 0 | 2.6483 | 2.5855 | 0 | 0.6116 | 0.59709 | 0 | 0.6116 | 0.59709 | -6.745e-09 | 0.15021 | 0.31985 | 5.7642e-09 | -0.11266 | -0.23988 | -1.0644e-07 | 0.52616 | 0.41394 | 9.391e-08 | -0.39462 | -0.31045 | 0 | 162.1375 | 63.6699 | 0 | -17.8625 | -116.3301 | 1.0497 | 0.89467 | 0.8761 | 0.9946 | 0.67101 | 0.65708 | -1.5543 | -123.7952 | 115.9771 | -1.4817 | -123.7952 | 115.9771
Line10_11_12 | 0 | 0 | 0 | 0 | 0 | 0 | 0 | 0 | 0 | 0 | 0 | 0 | -4.698e-09 | -2.3616e-08 | 1.8906e-08 | 4.1069e-09 | 2.0346e-08 | -1.5044e-08 | -2.8768e-08 | 1.7383e-08 | 1.0227e-08 | 2.3858e-08 | -1.4725e-08 | -8.77e-09 | 0 | 0 | 0 | 0 | 0 | 0 | 1.0497 | 0.89467 | 0.8761 | 1.0497 | 0.89467 | 0.8761 | -1.5543 | -123.7952 | 115.9771 | -1.5543 | -123.7952 | 115.9771
Line11_12_13 | 0 | 0 | 0 | 0 | 0 | 0 | 0 | 0 | 0 | 0 | 0 | 0 | -3.915e-09 | -1.968e-08 | 1.5755e-08 | 3.3239e-09 | 1.641e-08 | -1.1893e-08 | -2.3973e-08 | 1.4486e-08 | 8.5221e-09 | 1.9064e-08 | -1.1828e-08 | -7.0656e-09 | 0 | 0 | 0 | 0 | 0 | 0 | 1.0497 | 0.89467 | 0.8761 | 1.0497 | 0.89467 | 0.8761 | -1.5543 | -123.7952 | 115.9771 | -1.5543 | -123.7952 | 115.9771
Line12_13_15 | 0 | 0 | 0 | 0 | 0 | 0 | 0 | 0 | 0 | 0 | 0 | 0 | -2.349e-09 | -1.1808e-08 | 9.4528e-09 | 1.7579e-09 | 8.5377e-09 | -5.5913e-09 | -1.4384e-08 | 8.6916e-09 | 5.1133e-09 | 9.4745e-09 | -6.0332e-09 | -3.6567e-09 | 0 | 0 | 0 | 0 | 0 | 0 | 1.0497 | 0.89467 | 0.8761 | 1.0497 | 0.89467 | 0.8761 | -1.5543 | -123.7952 | 115.9771 | -1.5543 | -123.7952 | 115.9771
Line13_13_14 | 0 | 0 | 0 | 0 | 0 | 0 | 0 | 0 | 0 | 0 | 0 | 0 | -7.83e-10 | -3.936e-09 | 3.1509e-09 | 1.9191e-10 | 6.6565e-10 | 7.1054e-10 | -4.7946e-09 | 2.8972e-09 | 1.7044e-09 | -1.1484e-10 | -2.3885e-10 | -2.479e-10 | 0 | 0 | 0 | 0 | 0 | 0 | 1.0497 | 0.89467 | 0.8761 | 1.0497 | 0.89467 | 0.8761 | -1.5543 | -123.7952 | 115.9771 | -1.5543 | -123.7952 | 115.9771
Line14_15_16 | 0 | 0 | 0 | 0 | 0 | 0 | 0 | 0 | 0 | 0 | 0 | 0 | -1.566e-09 | -7.872e-09 | 6.3018e-09 | 9.7491e-10 | 4.6017e-09 | -2.4404e-09 | -9.5893e-09 | 5.7944e-09 | 3.4088e-09 | 4.6798e-09 | -3.136e-09 | -1.9523e-09 | 0 | 0 | 0 | 0 | 0 | 0 | 1.0497 | 0.89467 | 0.8761 | 1.0497 | 0.89467 | 0.8761 | -1.5543 | -123.7952 | 115.9771 | -1.5543 | -123.7952 | 115.9771
Line15_16_17 | 0 | 0 | 0 | 0 | 0 | 0 | 0 | 0 | 0 | 0 | 0 | 0 | -7.83e-10 | -3.936e-09 | 3.1509e-09 | 1.9191e-10 | 6.6565e-10 | 7.1054e-10 | -4.7946e-09 | 2.8972e-09 | 1.7044e-09 | -1.1484e-10 | -2.3885e-10 | -2.479e-10 | 0 | 0 | 0 | 0 | 0 | 0 | 1.0497 | 0.89467 | 0.8761 | 1.0497 | 0.89467 | 0.8761 | -1.5543 | -123.7952 | 115.9771 | -1.5543 | -123.7952 | 115.9771
Line16_4_18 | 0 | 0 | 0 | 0 | 0 | 0 | 0 | 0 | 0 | 0 | 0 | 0 | -8.4704e-10 | -3.7073e-09 | 3.0752e-09 | 1.7512e-10 | 6.3002e-10 | 6.7402e-10 | -4.548e-09 | 2.8661e-09 | 1.5535e-09 | -1.0181e-10 | -2.3513e-10 | -2.4561e-10 | 0 | 0 | 0 | 0 | 0 | 0 | 1.0544 | 0.90863 | 0.89115 | 1.0544 | 0.90863 | 0.89115 | -1.3718 | -123.6785 | 116.0818 | -1.3718 | -123.6785 | 116.0818
Line17_5_19 | 0 | 0 | 0 | 0 | 0 | 0 | 0 | 0 | 0 | 0 | 0 | 0 | -7.83e-10 | -3.936e-09 | 3.1509e-09 | 1.9191e-10 | 6.6565e-10 | 7.1054e-10 | -4.7946e-09 | 2.8972e-09 | 1.7044e-09 | -1.1484e-10 | -2.3885e-10 | -2.479e-10 | 0 | 0 | 0 | 0 | 0 | 0 | 1.0497 | 0.89467 | 0.8761 | 1.0497 | 0.89467 | 0.8761 | -1.5543 | -123.7952 | 115.9771 | -1.5543 | -123.7952 | 115.9771
Line1_1_3 | 0 | 0 | 0 | 0 | 0 | 0 | 0 | 0 | 0 | 0 | 0 | 0 | -6.264e-09 | -3.1488e-08 | 2.5207e-08 | 5.6729e-09 | 2.8218e-08 | -2.1346e-08 | -3.8357e-08 | 2.3177e-08 | 1.3635e-08 | 3.3448e-08 | -2.0519e-08 | -1.2179e-08 | 0 | 0 | 0 | 0 | 0 | 0 | 1.0497 | 0.89467 | 0.8761 | 1.0497 | 0.89467 | 0.8761 | -1.5543 | -123.7952 | 115.9771 | -1.5543 | -123.7952 | 115.9771
Line2_1_4 | 0.047914 | 0.15333 | 0.18504 | 0.047914 | 0.15333 | 0.18504 | 0.011065 | 0.035411 | 0.042734 | 0.011065 | 0.035411 | 0.042734 | -0.011488 | -0.01138 | -0.023777 | 0.011544 | 0.011497 | 0.024132 | 0.0017181 | -0.029567 | -0.02892 | -0.001689 | 0.030052 | 0.029461 | -173.0481 | -12.7435 | -114.5971 | 6.9519 | 167.2565 | 65.4029 | 1.0497 | 0.89467 | 0.8761 | 1.0544 | 0.90863 | 0.89115 | -1.5543 | -123.7952 | 115.9771 | -1.3718 | -123.6785 | 116.0818
Line3_1_5 | 0 | 0 | 0 | 0 | 0 | 0 | 0 | 0 | 0 | 0 | 0 | 0 | -1.566e-09 | -7.872e-09 | 6.3018e-09 | 9.7491e-10 | 4.6017e-09 | -2.4404e-09 | -9.5893e-09 | 5.7944e-09 | 3.4088e-09 | 4.6798e-09 | -3.136e-09 | -1.9523e-09 | 0 | 0 | 0 | 0 | 0 | 0 | 1.0497 | 0.89467 | 0.8761 | 1.0497 | 0.89467 | 0.8761 | -1.5543 | -123.7952 | 115.9771 | -1.5543 | -123.7952 | 115.9771
Line4_2_6 | 0 | 2.6483 | 2.5855 | 0 | 2.6483 | 2.5855 | 0 | 0.6116 | 0.59709 | 0 | 0.6116 | 0.59709 | -5.3812e-09 | 0.11266 | 0.23988 | 4.6062e-09 | -0.075103 | -0.15992 | -9.4014e-08 | 0.39462 | 0.31045 | 7.7905e-08 | -0.26308 | -0.20697 | 0 | 162.1375 | 63.6699 | 0 | -17.8625 | -116.3301 | 0.9946 | 0.67101 | 0.65708 | 0.93946 | 0.44734 | 0.43805 | -1.4817 | -123.7952 | 115.9771 | -1.4006 | -123.7952 | 115.9771
Line5_6_7 | 0 | 2.6483 | 2.5855 | 0 | 2.6483 | 2.5855 | 0 | 0.6116 | 0.59709 | 0 | 0.6116 | 0.59709 | -4.0543e-09 | 0.075103 | 0.15992 | 3.4962e-09 | -0.037552 | -0.079961 | -7.7997e-08 | 0.26308 | 0.20697 | 5.9076e-08 | -0.13154 | -0.10348 | 0 | 162.1375 | 63.6699 | 0 | -17.8625 | -116.3301 | 0.93946 | 0.44734 | 0.43805 | 0.88432 | 0.22367 | 0.21903 | -1.4006 | -123.7952 | 115.9771 | -1.3093 | -123.7952 | 115.9771
Line6_7_8 | 0 | 2.6483 | 2.5855 | 0 | 2.6483 | 2.5855 | 0 | 0.6116 | 0.59709 | 0 | 0.6116 | 0.59709 | -2.7978e-09 | 0.037552 | 0.079961 | 2.4679e-09 | 6.8333e-14 | 2.9139e-14 | -5.9158e-08 | 0.13154 | 0.10348 | 3.8189e-08 | -3.8261e-14 | -5.1407e-14 | 0 | 162.1375 | 63.6699 | 0 | -17.8625 | -116.3301 | 0.88432 | 0.22367 | 0.21903 | 0.82919 | 0 | 0 | -1.3093 | -123.7952 | 115.9771 | -1.206 | 0 | 0
Line7_8_9 | 0 | 0 | 0 | 0 | 0 | 0 | 0 | 0 | 0 | 0 | 0 | 0 | -8.2263e-10 | -2.2813e-21 | -3.5654e-22 | 8.2263e-10 | 1.8134e-18 | -4.7734e-18 | -1.913e-08 | -2.5569e-21 | 1.9284e-21 | -7.0387e-11 | 1.5849e-17 | 1.5538e-19 | 0 | 0 | 0 | 0 | 0 | 0 | 0.82919 | 0 | 0 | 0.82919 | 0 | 0 | -1.206 | 0 | 0 | -1.206 | 0 | 0
Line8_8_10 | 0 | 0 | 0 | 0 | 0 | 0 | 0 | 0 | 0 | 0 | 0 | 0 | -8.2263e-10 | -2.2813e-21 | -3.5654e-22 | 8.2263e-10 | 1.8134e-18 | -4.7734e-18 | -1.913e-08 | -2.5569e-21 | 1.9284e-21 | -7.0387e-11 | 1.5849e-17 | 1.5538e-19 | 0 | 0 | 0 | 0 | 0 | 0 | 0.82919 | 0 | 0 | 0.82919 | 0 | 0 | -1.206 | 0 | 0 | -1.206 | 0 | 0
Line9_3_11 | 0 | 0 | 0 | 0 | 0 | 0 | 0 | 0 | 0 | 0 | 0 | 0 | -5.481e-09 | -2.7552e-08 | 2.2056e-08 | 4.8899e-09 | 2.4282e-08 | -1.8195e-08 | -3.3563e-08 | 2.028e-08 | 1.1931e-08 | 2.8653e-08 | -1.7622e-08 | -1.0474e-08 | 0 | 0 | 0 | 0 | 0 | 0 | 1.0497 | 0.89467 | 0.8761 | 1.0497 | 0.89467 | 0.8761 | -1.5543 | -123.7952 | 115.9771 | -1.5543 | -123.7952 | 115.9771

## LLG_max_fault_6
name | pf_ikss_a_from_ka | pf_ikss_b_from_ka | pf_ikss_c_from_ka | pf_ikss_a_to_ka | pf_ikss_b_to_ka | pf_ikss_c_to_ka | pf_skss_a_from_mw | pf_skss_b_from_mw | pf_skss_c_from_mw | pf_skss_a_to_mw | pf_skss_b_to_mw | pf_skss_c_to_mw | pf_p_a_from_mw | pf_p_b_from_mw | pf_p_c_from_mw | pf_p_a_to_mw | pf_p_b_to_mw | pf_p_c_to_mw | pf_q_a_from_mvar | pf_q_b_from_mvar | pf_q_c_from_mvar | pf_q_a_to_mvar | pf_q_b_to_mvar | pf_q_c_to_mvar | pf_ikss_a_from_degree | pf_ikss_b_from_degree | pf_ikss_c_from_degree | pf_ikss_a_to_degree | pf_ikss_b_to_degree | pf_ikss_c_to_degree | pf_vm_a_from_pu | pf_vm_b_from_pu | pf_vm_c_from_pu | pf_vm_a_to_pu | pf_vm_b_to_pu | pf_vm_c_to_pu | pf_va_a_from_degree | pf_va_b_from_degree | pf_va_c_from_degree | pf_va_a_to_degree | pf_va_b_to_degree | pf_va_c_to_degree
Line0_1_2 | 0 | 0.033877 | 0.033814 | 0 | 0.033877 | 0.033814 | 0 | 0.0078236 | 0.007809 | 0 | 0.0078236 | 0.007809 | -4.1087e-10 | 0.0057672 | 0.005772 | 3.8242e-10 | -0.00576 | -0.0057583 | -9.6291e-10 | 0.0058291 | 0.0057941 | 8.975e-10 | -0.0058064 | -0.0057748 | 0 | -165.4203 | 74.8086 | 0 | 14.5797 | -105.1914 | 1.0496 | 1.0481 | 1.0473 | 1.0491 | 1.0454 | 1.0443 | -0.022707 | -120.1143 | 119.9176 | -0.032078 | -120.1902 | 119.8906
Line10_11_12 | 0 | 0 | 0 | 0 | 0 | 0 | 0 | 0 | 0 | 0 | 0 | 0 | -1.3339e-10 | -1.9898e-10 | 2.1853e-10 | 1.1253e-10 | 1.7313e-10 | -1.7182e-10 | -2.4245e-10 | 2.8263e-10 | 5.2064e-11 | 2.0044e-10 | -2.4357e-10 | -4.9184e-11 | 0 | 0 | 0 | 0 | 0 | 0 | 1.0496 | 1.0481 | 1.0473 | 1.0496 | 1.0481 | 1.0473 | -0.022707 | -120.1143 | 119.9176 | -0.022707 | -120.1143 | 119.9176
Line11_12_13 | 0 | 0 | 0 | 0 | 0 | 0 | 0 | 0 | 0 | 0 | 0 | 0 | -1.1116e-10 | -1.6582e-10 | 1.8211e-10 | 9.0298e-11 | 1.3997e-10 | -1.3539e-10 | -2.0204e-10 | 2.3552e-10 | 4.3386e-11 | 1.6003e-10 | -1.9646e-10 | -4.0506e-11 | 0 | 0 | 0 | 0 | 0 | 0 | 1.0496 | 1.0481 | 1.0473 | 1.0496 | 1.0481 | 1.0473 | -0.022707 | -120.1143 | 119.9176 | -0.022707 | -120.1143 | 119.9176
Line12_13_15 | 0 | 0 | 0 | 0 | 0 | 0 | 0 | 0 | 0 | 0 | 0 | 0 | -6.6697e-11 | -9.9491e-11 | 1.0926e-10 | 4.5833e-11 | 7.3643e-11 | -6.2551e-11 | -1.2122e-10 | 1.4131e-10 | 2.6032e-11 | 7.9214e-11 | -1.0225e-10 | -2.3152e-11 | 0 | 0 | 0 | 0 | 0 | 0 | 1.0496 | 1.0481 | 1.0473 | 1.0496 | 1.0481 | 1.0473 | -0.022707 | -120.1143 | 119.9176 | -0.022707 | -120.1143 | 119.9176
Line13_13_14 | 0 | 0 | 0 | 0 | 0 | 0 | 0 | 0 | 0 | 0 | 0 | 0 | -2.2232e-11 | -3.3164e-11 | 3.6421e-11 | 1.3677e-12 | 7.3155e-12 | 1.0291e-11 | -4.0408e-11 | 4.7104e-11 | 8.6773e-12 | -1.6015e-12 | -8.0464e-12 | -5.7972e-12 | 0 | 0 | 0 | 0 | 0 | 0 | 1.0496 | 1.0481 | 1.0473 | 1.0496 | 1.0481 | 1.0473 | -0.022707 | -120.1143 | 119.9176 | -0.022707 | -120.1143 | 119.9176
Line14_15_16 | 0 | 0 | 0 | 0 | 0 | 0 | 0 | 0 | 0 | 0 | 0 | 0 | -4.4465e-11 | -6.6327e-11 | 7.2843e-11 | 2.36e-11 | 4.0479e-11 | -2.613e-11 | -8.0816e-11 | 9.4208e-11 | 1.7355e-11 | 3.8806e-11 | -5.5151e-11 | -1.4474e-11 | 0 | 0 | 0 | 0 | 0 | 0 | 1.0496 | 1.0481 | 1.0473 | 1.0496 | 1.0481 | 1.0473 | -0.022707 | -120.1143 | 119.9176 | -0.022707 | -120.1143 | 119.9176
Line15_16_17 | 0 | 0 | 0 | 0 | 0 | 0 | 0 | 0 | 0 | 0 | 0 | 0 | -2.2232e-11 | -3.3164e-11 | 3.6421e-11 | 1.3677e-12 | 7.3155e-12 | 1.0291e-11 | -4.0408e-11 | 4.7104e-11 | 8.6773e-12 | -1.6015e-12 | -8.0464e-12 | -5.7972e-12 | 0 | 0 | 0 | 0 | 0 | 0 | 1.0496 | 1.0481 | 1.0473 | 1.0496 | 1.0481 | 1.0473 | -0.022707 | -120.1143 | 119.9176 | -0.022707 | -120.1143 | 119.9176
Line16_4_18 | 0 | 0 | 0 | 0 | 0 | 0 | 0 | 0 | 0 | 0 | 0 | 0 | -2.2033e-11 | -3.0035e-11 | 3.4586e-11 | 1.2449e-12 | 6.6855e-12 | 9.5517e-12 | -3.7683e-11 | 4.5143e-11 | 7.0596e-12 | -1.3842e-12 | -7.6205e-12 | -5.5783e-12 | 0 | 0 | 0 | 0 | 0 | 0 | 1.0497 | 1.0483 | 1.0475 | 1.0497 | 1.0483 | 1.0475 | -0.019624 | -120.1082 | 119.9207 | -0.019624 | -120.1082 | 119.9207
Line17_5_19 | 0 | 0 | 0 | 0 | 0 | 0 | 0 | 0 | 0 | 0 | 0 | 0 | -2.2232e-11 | -3.3164e-11 | 3.6421e-11 | 1.3677e-12 | 7.3155e-12 | 1.0291e-11 | -4.0408e-11 | 4.7104e-11 | 8.6773e-12 | -1.6015e-12 | -8.0464e-12 | -5.7972e-12 | 0 | 0 | 0 | 0 | 0 | 0 | 1.0496 | 1.0481 | 1.0473 | 1.0496 | 1.0481 | 1.0473 | -0.022707 | -120.1143 | 119.9176 | -0.022707 | -120.1143 | 119.9176
Line1_1_3 | 0 | 0 | 0 | 0 | 0 | 0 | 0 | 0 | 0 | 0 | 0 | 0 | -1.7786e-10 | -2.6531e-10 | 2.9137e-10 | 1.57e-10 | 2.3946e-10 | -2.4466e-10 | -3.2326e-10 | 3.7683e-10 | 6.9418e-11 | 2.8125e-10 | -3.3778e-10 | -6.6538e-11 | 0 | 0 | 0 | 0 | 0 | 0 | 1.0496 | 1.0481 | 1.0473 | 1.0496 | 1.0481 | 1.0473 | -0.022707 | -120.1143 | 119.9176 | -0.022707 | -120.1143 | 119.9176
Line2_1_4 | 0.00057468 | 0.0020629 | 0.0023377 | 0.00057468 | 0.0020629 | 0.0023377 | 0.00013272 | 0.00047641 | 0.00053988 | 0.00013272 | 0.00047641 | 0.00053988 | -0.0001228 | -0.00038769 | -0.00042707 | 0.00012281 | 0.00038772 | 0.00042713 | 6.5773e-05 | -0.00031468 | -0.00037056 | -6.5769e-05 | 0.00031477 | 0.00037065 | -151.8488 | 20.82 | -101.0297 | 28.1512 | -159.18 | 78.9703 | 1.0496 | 1.0481 | 1.0473 | 1.0497 | 1.0483 | 1.0475 | -0.022707 | -120.1143 | 119.9176 | -0.019624 | -120.1082 | 119.9207
Line3_1_5 | 0 | 0 | 0 | 0 | 0 | 0 | 0 | 0 | 0 | 0 | 0 | 0 | -4.4465e-11 | -6.6327e-11 | 7.2843e-11 | 2.36e-11 | 4.0479e-11 | -2.613e-11 | -8.0816e-11 | 9.4208e-11 | 1.7355e-11 | 3.8806e-11 | -5.5151e-11 | -1.4474e-11 | 0 | 0 | 0 | 0 | 0 | 0 | 1.0496 | 1.0481 | 1.0473 | 1.0496 | 1.0481 | 1.0473 | -0.022707 | -120.1143 | 119.9176 | -0.022707 | -120.1143 | 119.9176
Line4_2_6 | 0 | 0.033877 | 0.033814 | 0 | 0.033877 | 0.033814 | 0 | 0.0078236 | 0.007809 | 0 | 0.0078236 | 0.007809 | -3.7905e-10 | 0.00576 | 0.0057583 | 3.3552e-10 | -0.0057528 | -0.0057445 | -8.9976e-10 | 0.0058064 | 0.0057748 | 7.8871e-10 | -0.0057837 | -0.0057555 | 0 | -165.4203 | 74.8086 | 0 | 14.5797 | -105.1914 | 1.0491 | 1.0454 | 1.0443 | 1.0486 | 1.0427 | 1.0413 | -0.032078 | -120.1902 | 119.8906 | -0.041458 | -120.2665 | 119.8634
Line5_6_7 | 0 | 0.033877 | 0.033814 | 0 | 0.033877 | 0.033814 | 0 | 0.0078236 | 0.007809 | 0 | 0.0078236 | 0.007809 | -3.3015e-10 | 0.0057528 | 0.0057445 | 2.7154e-10 | -0.0057456 | -0.0057307 | -7.9163e-10 | 0.0057837 | 0.0057555 | 6.3501e-10 | -0.0057611 | -0.0057362 | 0 | -165.4203 | 74.8086 | 0 | 14.5797 | -105.1914 | 1.0486 | 1.0427 | 1.0413 | 1.0481 | 1.04 | 1.0383 | -0.041458 | -120.2665 | 119.8634 | -0.050847 | -120.3432 | 119.8361
Line6_7_8 | 0 | 0.033877 | 0.033814 | 0 | 0.033877 | 0.033814 | 0 | 0.0078236 | 0.007809 | 0 | 0.0078236 | 0.007809 | -2.6417e-10 | 0.0057456 | 0.0057307 | 1.9049e-10 | -0.0057384 | -0.0057169 | -6.3859e-10 | 0.0057611 | 0.0057362 | 4.3647e-10 | -0.0057384 | -0.0057169 | 0 | -165.4203 | 74.8086 | 0 | 14.5797 | -105.1914 | 1.0481 | 1.04 | 1.0383 | 1.0476 | 1.0373 | 1.0353 | -0.050847 | -120.3432 | 119.8361 | -0.060246 | -120.4203 | 119.8086
Line7_8_9 | 0 | 0 | 0 | 0 | 0 | 0 | 0 | 0 | 0 | 0 | 0 | 0 | -9.0564e-11 | -1.9953e-10 | 1.768e-10 | 9.3595e-12 | 4.828e-11 | 5.5655e-11 | -2.2036e-10 | 2.1108e-10 | 5.427e-11 | -4.2408e-12 | -2.9292e-11 | -1.3319e-11 | 0 | 0 | 0 | 0 | 0 | 0 | 1.0476 | 1.0373 | 1.0353 | 1.0476 | 1.0373 | 1.0353 | -0.060246 | -120.4203 | 119.8086 | -0.060246 | -120.4203 | 119.8086
Line8_8_10 | 0 | 0 | 0 | 0 | 0 | 0 | 0 | 0 | 0 | 0 | 0 | 0 | -9.0564e-11 | -1.9953e-10 | 1.768e-10 | 9.3595e-12 | 4.828e-11 | 5.5655e-11 | -2.2036e-10 | 2.1108e-10 | 5.427e-11 | -4.2408e-12 | -2.9292e-11 | -1.3319e-11 | 0 | 0 | 0 | 0 | 0 | 0 | 1.0476 | 1.0373 | 1.0353 | 1.0476 | 1.0373 | 1.0353 | -0.060246 | -120.4203 | 119.8086 | -0.060246 | -120.4203 | 119.8086
Line9_3_11 | 0 | 0 | 0 | 0 | 0 | 0 | 0 | 0 | 0 | 0 | 0 | 0 | -1.5563e-10 | -2.3215e-10 | 2.5495e-10 | 1.3476e-10 | 2.063e-10 | -2.0824e-10 | -2.8285e-10 | 3.2973e-10 | 6.0741e-11 | 2.4085e-10 | -2.9067e-10 | -5.7861e-11 | 0 | 0 | 0 | 0 | 0 | 0 | 1.0496 | 1.0481 | 1.0473 | 1.0496 | 1.0481 | 1.0473 | -0.022707 | -120.1143 | 119.9176 | -0.022707 | -120.1143 | 119.9176

## LLG_max_fault_10
name | pf_ikss_a_from_ka | pf_ikss_b_from_ka | pf_ikss_c_from_ka | pf_ikss_a_to_ka | pf_ikss_b_to_ka | pf_ikss_c_to_ka | pf_skss_a_from_mw | pf_skss_b_from_mw | pf_skss_c_from_mw | pf_skss_a_to_mw | pf_skss_b_to_mw | pf_skss_c_to_mw | pf_p_a_from_mw | pf_p_b_from_mw | pf_p_c_from_mw | pf_p_a_to_mw | pf_p_b_to_mw | pf_p_c_to_mw | pf_q_a_from_mvar | pf_q_b_from_mvar | pf_q_c_from_mvar | pf_q_a_to_mvar | pf_q_b_to_mvar | pf_q_c_to_mvar | pf_ikss_a_from_degree | pf_ikss_b_from_degree | pf_ikss_c_from_degree | pf_ikss_a_to_degree | pf_ikss_b_to_degree | pf_ikss_c_to_degree | pf_vm_a_from_pu | pf_vm_b_from_pu | pf_vm_c_from_pu | pf_vm_a_to_pu | pf_vm_b_to_pu | pf_vm_c_to_pu | pf_va_a_from_degree | pf_va_b_from_degree | pf_va_c_from_degree | pf_va_a_to_degree | pf_va_b_to_degree | pf_va_c_to_degree
Line0_1_2 | 0 | 0.035488 | 0.03542 | 0 | 0.035488 | 0.03542 | 0 | 0.0081955 | 0.0081798 | 0 | 0.0081955 | 0.0081798 | -4.5783e-10 | 0.0063284 | 0.0063333 | 4.2551e-10 | -0.0063205 | -0.0063182 | -1.0693e-09 | 0.0063964 | 0.0063575 | 9.9537e-10 | -0.0063715 | -0.0063363 | 0 | -165.4256 | 74.8047 | 0 | 14.5744 | -105.1953 | 1.0996 | 1.0979 | 1.0971 | 1.0991 | 1.0951 | 1.0939 | -0.023758 | -120.1196 | 119.9137 | -0.033127 | -120.1955 | 119.8867
Line10_11_12 | 0 | 0 | 0 | 0 | 0 | 0 | 0 | 0 | 0 | 0 | 0 | 0 | -1.5336e-10 | -2.2865e-10 | 2.5121e-10 | 1.2937e-10 | 1.9895e-10 | -1.9752e-10 | -2.7869e-10 | 3.2486e-10 | 5.9787e-11 | 2.3041e-10 | -2.7996e-10 | -5.6484e-11 | 0 | 0 | 0 | 0 | 0 | 0 | 1.0996 | 1.0979 | 1.0971 | 1.0996 | 1.0979 | 1.0971 | -0.023758 | -120.1196 | 119.9137 | -0.023758 | -120.1196 | 119.9137
Line11_12_13 | 0 | 0 | 0 | 0 | 0 | 0 | 0 | 0 | 0 | 0 | 0 | 0 | -1.278e-10 | -1.9054e-10 | 2.0934e-10 | 1.0381e-10 | 1.6084e-10 | -1.5565e-10 | -2.3225e-10 | 2.7072e-10 | 4.9823e-11 | 1.8396e-10 | -2.2582e-10 | -4.652e-11 | 0 | 0 | 0 | 0 | 0 | 0 | 1.0996 | 1.0979 | 1.0971 | 1.0996 | 1.0979 | 1.0971 | -0.023758 | -120.1196 | 119.9137 | -0.023758 | -120.1196 | 119.9137
Line12_13_15 | 0 | 0 | 0 | 0 | 0 | 0 | 0 | 0 | 0 | 0 | 0 | 0 | -7.6678e-11 | -1.1433e-10 | 1.256e-10 | 5.2689e-11 | 8.4624e-11 | -7.1912e-11 | -1.3935e-10 | 1.6243e-10 | 2.9894e-11 | 9.1059e-11 | -1.1753e-10 | -2.6591e-11 | 0 | 0 | 0 | 0 | 0 | 0 | 1.0996 | 1.0979 | 1.0971 | 1.0996 | 1.0979 | 1.0971 | -0.023758 | -120.1196 | 119.9137 | -0.023758 | -120.1196 | 119.9137
Line13_13_14 | 0 | 0 | 0 | 0 | 0 | 0 | 0 | 0 | 0 | 0 | 0 | 0 | -2.5559e-11 | -3.8109e-11 | 4.1868e-11 | 1.5708e-12 | 8.4056e-12 | 1.1824e-11 | -4.6449e-11 | 5.4144e-11 | 9.9646e-12 | -1.839e-12 | -9.2447e-12 | -6.6614e-12 | 0 | 0 | 0 | 0 | 0 | 0 | 1.0996 | 1.0979 | 1.0971 | 1.0996 | 1.0979 | 1.0971 | -0.023758 | -120.1196 | 119.9137 | -0.023758 | -120.1196 | 119.9137
Line14_15_16 | 0 | 0 | 0 | 0 | 0 | 0 | 0 | 0 | 0 | 0 | 0 | 0 | -5.1118e-11 | -7.6218e-11 | 8.3736e-11 | 2.713e-11 | 4.6515e-11 | -3.0044e-11 | -9.2898e-11 | 1.0829e-10 | 1.9929e-11 | 4.461e-11 | -6.3388e-11 | -1.6626e-11 | 0 | 0 | 0 | 0 | 0 | 0 | 1.0996 | 1.0979 | 1.0971 | 1.0996 | 1.0979 | 1.0971 | -0.023758 | -120.1196 | 119.9137 | -0.023758 | -120.1196 | 119.9137
Line15_16_17 | 0 | 0 | 0 | 0 | 0 | 0 | 0 | 0 | 0 | 0 | 0 | 0 | -2.5559e-11 | -3.8109e-11 | 4.1868e-11 | 1.5708e-12 | 8.4056e-12 | 1.1824e-11 | -4.6449e-11 | 5.4144e-11 | 9.9646e-12 | -1.839e-12 | -9.2447e-12 | -6.6614e-12 | 0 | 0 | 0 | 0 | 0 | 0 | 1.0996 | 1.0979 | 1.0971 | 1.0996 | 1.0979 | 1.0971 | -0.023758 | -120.1196 | 119.9137 | -0.023758 | -120.1196 | 119.9137
Line16_4_18 | 0 | 0 | 0 | 0 | 0 | 0 | 0 | 0 | 0 | 0 | 0 | 0 | -2.5343e-11 | -3.4666e-11 | 3.9851e-11 | 1.4355e-12 | 7.7123e-12 | 1.101e-11 | -4.3452e-11 | 5.199e-11 | 8.1828e-12 | -1.5996e-12 | -8.7767e-12 | -6.4211e-12 | 0 | 0 | 0 | 0 | 0 | 0 | 1.0996 | 1.0981 | 1.0973 | 1.0996 | 1.0981 | 1.0973 | -0.020664 | -120.1135 | 119.9169 | -0.020664 | -120.1135 | 119.9169
Line17_5_19 | 0 | 0 | 0 | 0 | 0 | 0 | 0 | 0 | 0 | 0 | 0 | 0 | -2.5559e-11 | -3.8109e-11 | 4.1868e-11 | 1.5708e-12 | 8.4056e-12 | 1.1824e-11 | -4.6449e-11 | 5.4144e-11 | 9.9646e-12 | -1.839e-12 | -9.2447e-12 | -6.6614e-12 | 0 | 0 | 0 | 0 | 0 | 0 | 1.0996 | 1.0979 | 1.0971 | 1.0996 | 1.0979 | 1.0971 | -0.023758 | -120.1196 | 119.9137 | -0.023758 | -120.1196 | 119.9137
Line1_1_3 | 0 | 0 | 0 | 0 | 0 | 0 | 0 | 0 | 0 | 0 | 0 | 0 | -2.0447e-10 | -3.0487e-10 | 3.3494e-10 | 1.8049e-10 | 2.7517e-10 | -2.8125e-10 | -3.7159e-10 | 4.3315e-10 | 7.9716e-11 | 3.233e-10 | -3.8825e-10 | -7.6413e-11 | 0 | 0 | 0 | 0 | 0 | 0 | 1.0996 | 1.0979 | 1.0971 | 1.0996 | 1.0979 | 1.0971 | -0.023758 | -120.1196 | 119.9137 | -0.023758 | -120.1196 | 119.9137
Line2_1_4 | 0.00060451 | 0.0021663 | 0.0024548 | 0.00060451 | 0.0021663 | 0.0024548 | 0.00013961 | 0.00050029 | 0.00056692 | 0.00013961 | 0.00050029 | 0.00056692 | -0.00013541 | -0.00042621 | -0.00046952 | 0.00013542 | 0.00042624 | 0.00046958 | 7.2317e-05 | -0.00034648 | -0.00040789 | -7.2312e-05 | 0.00034658 | 0.00040799 | -151.9193 | 20.7717 | -101.0682 | 28.0807 | -159.2283 | 78.9318 | 1.0996 | 1.0979 | 1.0971 | 1.0996 | 1.0981 | 1.0973 | -0.023758 | -120.1196 | 119.9137 | -0.020664 | -120.1135 | 119.9169
Line3_1_5 | 0 | 0 | 0 | 0 | 0 | 0 | 0 | 0 | 0 | 0 | 0 | 0 | -5.1118e-11 | -7.6218e-11 | 8.3736e-11 | 2.713e-11 | 4.6515e-11 | -3.0044e-11 | -9.2898e-11 | 1.0829e-10 | 1.9929e-11 | 4.461e-11 | -6.3388e-11 | -1.6626e-11 | 0 | 0 | 0 | 0 | 0 | 0 | 1.0996 | 1.0979 | 1.0971 | 1.0996 | 1.0979 | 1.0971 | -0.023758 | -120.1196 | 119.9137 | -0.023758 | -120.1196 | 119.9137
Line4_2_6 | 0 | 0.035488 | 0.03542 | 0 | 0.035488 | 0.03542 | 0 | 0.0081955 | 0.0081798 | 0 | 0.0081955 | 0.0081798 | -4.2175e-10 | 0.0063205 | 0.0063182 | 3.7289e-10 | -0.0063126 | -0.0063031 | -9.9793e-10 | 0.0063715 | 0.0063363 | 8.7387e-10 | -0.0063466 | -0.0063151 | 0 | -165.4256 | 74.8047 | 0 | 14.5744 | -105.1953 | 1.0991 | 1.0951 | 1.0939 | 1.0985 | 1.0922 | 1.0908 | -0.033127 | -120.1955 | 119.8867 | -0.042505 | -120.2718 | 119.8595
Line5_6_7 | 0 | 0.035488 | 0.03542 | 0 | 0.035488 | 0.03542 | 0 | 0.0081955 | 0.0081798 | 0 | 0.0081955 | 0.0081798 | -3.6692e-10 | 0.0063126 | 0.0063031 | 3.0152e-10 | -0.0063047 | -0.0062879 | -8.7716e-10 | 0.0063466 | 0.0063151 | 7.0309e-10 | -0.0063217 | -0.006294 | 0 | -165.4256 | 74.8047 | 0 | 14.5744 | -105.1953 | 1.0985 | 1.0922 | 1.0908 | 1.098 | 1.0894 | 1.0876 | -0.042505 | -120.2718 | 119.8595 | -0.051893 | -120.3485 | 119.8322
Line6_7_8 | 0 | 0.035488 | 0.03542 | 0 | 0.035488 | 0.03542 | 0 | 0.0081955 | 0.0081798 | 0 | 0.0081955 | 0.0081798 | -2.9337e-10 | 0.0063047 | 0.0062879 | 2.1142e-10 | -0.0062968 | -0.0062728 | -7.071e-10 | 0.0063217 | 0.006294 | 4.8311e-10 | -0.0062968 | -0.0062728 | 0 | -165.4256 | 74.8047 | 0 | 14.5744 | -105.1953 | 1.098 | 1.0894 | 1.0876 | 1.0974 | 1.0866 | 1.0845 | -0.051893 | -120.3485 | 119.8322 | -0.06129 | -120.4256 | 119.8047
Line7_8_9 | 0 | 0 | 0 | 0 | 0 | 0 | 0 | 0 | 0 | 0 | 0 | 0 | -1.0054e-10 | -2.2063e-10 | 1.9589e-10 | 1.0341e-11 | 5.3351e-11 | 6.1593e-11 | -2.4392e-10 | 2.3406e-10 | 5.998e-11 | -4.7349e-12 | -3.2555e-11 | -1.4912e-11 | 0 | 0 | 0 | 0 | 0 | 0 | 1.0974 | 1.0866 | 1.0845 | 1.0974 | 1.0866 | 1.0845 | -0.06129 | -120.4256 | 119.8047 | -0.06129 | -120.4256 | 119.8047
Line8_8_10 | 0 | 0 | 0 | 0 | 0 | 0 | 0 | 0 | 0 | 0 | 0 | 0 | -1.0054e-10 | -2.2063e-10 | 1.9589e-10 | 1.0341e-11 | 5.3351e-11 | 6.1593e-11 | -2.4392e-10 | 2.3406e-10 | 5.998e-11 | -4.7349e-12 | -3.2555e-11 | -1.4912e-11 | 0 | 0 | 0 | 0 | 0 | 0 | 1.0974 | 1.0866 | 1.0845 | 1.0974 | 1.0866 | 1.0845 | -0.06129 | -120.4256 | 119.8047 | -0.06129 | -120.4256 | 119.8047
Line9_3_11 | 0 | 0 | 0 | 0 | 0 | 0 | 0 | 0 | 0 | 0 | 0 | 0 | -1.7891e-10 | -2.6676e-10 | 2.9307e-10 | 1.5493e-10 | 2.3706e-10 | -2.3938e-10 | -3.2514e-10 | 3.79e-10 | 6.9752e-11 | 2.7686e-10 | -3.3411e-10 | -6.6449e-11 | 0 | 0 | 0 | 0 | 0 | 0 | 1.0996 | 1.0979 | 1.0971 | 1.0996 | 1.0979 | 1.0971 | -0.023758 | -120.1196 | 119.9137 | -0.023758 | -120.1196 | 119.9137

## LLG_min_6
name | pf_ikss_a_from_ka | pf_ikss_b_from_ka | pf_ikss_c_from_ka | pf_ikss_a_to_ka | pf_ikss_b_to_ka | pf_ikss_c_to_ka | pf_skss_a_from_mw | pf_skss_b_from_mw | pf_skss_c_from_mw | pf_skss_a_to_mw | pf_skss_b_to_mw | pf_skss_c_to_mw | pf_p_a_from_mw | pf_p_b_from_mw | pf_p_c_from_mw | pf_p_a_to_mw | pf_p_b_to_mw | pf_p_c_to_mw | pf_q_a_from_mvar | pf_q_b_from_mvar | pf_q_c_from_mvar | pf_q_a_to_mvar | pf_q_b_to_mvar | pf_q_c_to_mvar | pf_ikss_a_from_degree | pf_ikss_b_from_degree | pf_ikss_c_from_degree | pf_ikss_a_to_degree | pf_ikss_b_to_degree | pf_ikss_c_to_degree | pf_vm_a_from_pu | pf_vm_b_from_pu | pf_vm_c_from_pu | pf_vm_a_to_pu | pf_vm_b_to_pu | pf_vm_c_to_pu | pf_va_a_from_degree | pf_va_b_from_degree | pf_va_c_from_degree | pf_va_a_to_degree | pf_va_b_to_degree | pf_va_c_to_degree
Line0_1_2 | 0 | 1.9377 | 1.8971 | 0 | 1.9377 | 1.8971 | 0 | 0.44748 | 0.43811 | 0 | 0.44748 | 0.43811 | -7.2226e-09 | 0.19901 | 0.28592 | 5.5712e-09 | -0.14926 | -0.21444 | -7.9514e-08 | 0.30426 | 0.20087 | 7.0468e-08 | -0.2282 | -0.15066 | 0 | 177.0347 | 78.2836 | 0 | -2.9653 | -101.7164 | 0.91892 | 0.81247 | 0.7976 | 0.86905 | 0.60935 | 0.5982 | -2.1269 | -126.1527 | 113.3735 | -1.9351 | -126.1527 | 113.3735
Line10_11_12 | 0 | 0 | 0 | 0 | 0 | 0 | 0 | 0 | 0 | 0 | 0 | 0 | -7.7803e-09 | -1.2458e-08 | 1.47e-08 | 6.5861e-09 | 1.0775e-08 | -1.1823e-08 | -1.7904e-08 | 1.6281e-08 | 3.267e-09 | 1.4802e-08 | -1.3871e-08 | -3.0431e-09 | 0 | 0 | 0 | 0 | 0 | 0 | 0.91892 | 0.81247 | 0.7976 | 0.91892 | 0.81247 | 0.7976 | -2.1269 | -126.1527 | 113.3735 | -2.1269 | -126.1527 | 113.3735
Line11_12_13 | 0 | 0 | 0 | 0 | 0 | 0 | 0 | 0 | 0 | 0 | 0 | 0 | -6.4836e-09 | -1.0381e-08 | 1.225e-08 | 5.2894e-09 | 8.6985e-09 | -9.3726e-09 | -1.492e-08 | 1.3568e-08 | 2.7225e-09 | 1.1818e-08 | -1.1157e-08 | -2.4986e-09 | 0 | 0 | 0 | 0 | 0 | 0 | 0.91892 | 0.81247 | 0.7976 | 0.91892 | 0.81247 | 0.7976 | -2.1269 | -126.1527 | 113.3735 | -2.1269 | -126.1527 | 113.3735
Line12_13_15 | 0 | 0 | 0 | 0 | 0 | 0 | 0 | 0 | 0 | 0 | 0 | 0 | -3.8902e-09 | -6.2288e-09 | 7.3498e-09 | 2.6959e-09 | 4.546e-09 | -4.4727e-09 | -8.9522e-09 | 8.1406e-09 | 1.6335e-09 | 5.8494e-09 | -5.7304e-09 | -1.4096e-09 | 0 | 0 | 0 | 0 | 0 | 0 | 0.91892 | 0.81247 | 0.7976 | 0.91892 | 0.81247 | 0.7976 | -2.1269 | -126.1527 | 113.3735 | -2.1269 | -126.1527 | 113.3735
Line13_13_14 | 0 | 0 | 0 | 0 | 0 | 0 | 0 | 0 | 0 | 0 | 0 | 0 | -1.2967e-09 | -2.0763e-09 | 2.4499e-09 | 1.025e-10 | 3.9342e-10 | 4.2715e-10 | -2.9841e-09 | 2.7135e-09 | 5.445e-10 | -1.1879e-10 | -3.0332e-10 | -3.2061e-10 | 0 | 0 | 0 | 0 | 0 | 0 | 0.91892 | 0.81247 | 0.7976 | 0.91892 | 0.81247 | 0.7976 | -2.1269 | -126.1527 | 113.3735 | -2.1269 | -126.1527 | 113.3735
Line14_15_16 | 0 | 0 | 0 | 0 | 0 | 0 | 0 | 0 | 0 | 0 | 0 | 0 | -2.5934e-09 | -4.1526e-09 | 4.8999e-09 | 1.3992e-09 | 2.4697e-09 | -2.0228e-09 | -5.9681e-09 | 5.427e-09 | 1.089e-09 | 2.8653e-09 | -3.0168e-09 | -8.6511e-10 | 0 | 0 | 0 | 0 | 0 | 0 | 0.91892 | 0.81247 | 0.7976 | 0.91892 | 0.81247 | 0.7976 | -2.1269 | -126.1527 | 113.3735 | -2.1269 | -126.1527 | 113.3735
Line15_16_17 | 0 | 0 | 0 | 0 | 0 | 0 | 0 | 0 | 0 | 0 | 0 | 0 | -1.2967e-09 | -2.0763e-09 | 2.4499e-09 | 1.025e-10 | 3.9342e-10 | 4.2715e-10 | -2.9841e-09 | 2.7135e-09 | 5.445e-10 | -1.1879e-10 | -3.0332e-10 | -3.2061e-10 | 0 | 0 | 0 | 0 | 0 | 0 | 0.91892 | 0.81247 | 0.7976 | 0.91892 | 0.81247 | 0.7976 | -2.1269 | -126.1527 | 113.3735 | -2.1269 | -126.1527 | 113.3735
Line16_4_18 | 0 | 0 | 0 | 0 | 0 | 0 | 0 | 0 | 0 | 0 | 0 | 0 | -1.2985e-09 | -2.0713e-09 | 2.4486e-09 | 1.0215e-10 | 3.9265e-10 | 4.2635e-10 | -2.9795e-09 | 2.7133e-09 | 5.4101e-10 | -1.1854e-10 | -3.033e-10 | -3.2062e-10 | 0 | 0 | 0 | 0 | 0 | 0 | 0.91904 | 0.81278 | 0.79794 | 0.91904 | 0.81278 | 0.79794 | -2.122 | -126.1498 | 113.376 | -2.122 | -126.1498 | 113.376
Line17_5_19 | 0 | 0 | 0 | 0 | 0 | 0 | 0 | 0 | 0 | 0 | 0 | 0 | -1.2967e-09 | -2.0763e-09 | 2.4499e-09 | 1.025e-10 | 3.9342e-10 | 4.2715e-10 | -2.9841e-09 | 2.7135e-09 | 5.445e-10 | -1.1879e-10 | -3.0332e-10 | -3.2061e-10 | 0 | 0 | 0 | 0 | 0 | 0 | 0.91892 | 0.81247 | 0.7976 | 0.91892 | 0.81247 | 0.7976 | -2.1269 | -126.1527 | 113.3735 | -2.1269 | -126.1527 | 113.3735
Line1_1_3 | 0 | 0 | 0 | 0 | 0 | 0 | 0 | 0 | 0 | 0 | 0 | 0 | -1.0374e-08 | -1.661e-08 | 1.9599e-08 | 9.1796e-09 | 1.4927e-08 | -1.6722e-08 | -2.3873e-08 | 2.1708e-08 | 4.356e-09 | 2.077e-08 | -1.9298e-08 | -4.1321e-09 | 0 | 0 | 0 | 0 | 0 | 0 | 0.91892 | 0.81247 | 0.7976 | 0.91892 | 0.81247 | 0.7976 | -2.1269 | -126.1527 | 113.3735 | -2.1269 | -126.1527 | 113.3735
Line2_1_4 | 0.00096027 | 0.0027508 | 0.0033731 | 0.00096027 | 0.0027508 | 0.0033731 | 0.00022177 | 0.00063528 | 0.00077899 | 0.00022177 | 0.00063528 | 0.00077899 | -0.00018933 | -0.00032002 | -0.00051442 | 0.00018936 | 0.00032012 | 0.00051462 | 7.539e-05 | -0.00040496 | -0.00034844 | -7.5386e-05 | 0.00040514 | 0.00034862 | -160.4144 | 2.1646 | -100.7385 | 19.5865 | -177.8358 | 79.2616 | 0.91892 | 0.81247 | 0.7976 | 0.91904 | 0.81278 | 0.79794 | -2.1269 | -126.1527 | 113.3735 | -2.122 | -126.1498 | 113.376
Line3_1_5 | 0 | 0 | 0 | 0 | 0 | 0 | 0 | 0 | 0 | 0 | 0 | 0 | -2.5934e-09 | -4.1526e-09 | 4.8999e-09 | 1.3992e-09 | 2.4697e-09 | -2.0228e-09 | -5.9681e-09 | 5.427e-09 | 1.089e-09 | 2.8653e-09 | -3.0168e-09 | -8.6511e-10 | 0 | 0 | 0 | 0 | 0 | 0 | 0.91892 | 0.81247 | 0.7976 | 0.91892 | 0.81247 | 0.7976 | -2.1269 | -126.1527 | 113.3735 | -2.1269 | -126.1527 | 113.3735
Line4_2_6 | 0 | 1.9377 | 1.8971 | 0 | 1.9377 | 1.8971 | 0 | 0.44748 | 0.43811 | 0 | 0.44748 | 0.43811 | -5.315e-09 | 0.14926 | 0.21444 | 4.0513e-09 | -0.099504 | -0.14296 | -7.057e-08 | 0.2282 | 0.15066 | 5.8634e-08 | -0.15213 | -0.10044 | 0 | 177.0347 | 78.2836 | 0 | -2.9653 | -101.7164 | 0.86905 | 0.60935 | 0.5982 | 0.81919 | 0.40623 | 0.3988 | -1.9351 | -126.1527 | 113.3735 | -1.72 | -126.1527 | 113.3735
Line5_6_7 | 0 | 1.9377 | 1.8971 | 0 | 1.9377 | 1.8971 | 0 | 0.44748 | 0.43811 | 0 | 0.44748 | 0.43811 | -3.6596e-09 | 0.099504 | 0.14296 | 2.7925e-09 | -0.049752 | -0.071481 | -5.872e-08 | 0.15213 | 0.10044 | 4.4521e-08 | -0.076066 | -0.050219 | 0 | 177.0347 | 78.2836 | 0 | -2.9653 | -101.7164 | 0.81919 | 0.40623 | 0.3988 | 0.76935 | 0.20312 | 0.1994 | -1.72 | -126.1527 | 113.3735 | -1.477 | -126.1527 | 113.3735
Line6_7_8 | 0 | 1.9377 | 1.8971 | 0 | 1.9377 | 1.8971 | 0 | 0.44748 | 0.43811 | 0 | 0.44748 | 0.43811 | -2.2838e-09 | 0.049752 | 0.071481 | 1.8226e-09 | -2.8296e-14 | -3.1542e-14 | -4.459e-08 | 0.076066 | 0.050219 | 2.8756e-08 | 1.709e-14 | 3.5682e-14 | 0 | 177.0347 | 78.2836 | 0 | -2.9653 | -101.7164 | 0.76935 | 0.20312 | 0.1994 | 0.71952 | 0 | 0 | -1.477 | -126.1527 | 113.3735 | -1.2004 | 0 | 0
Line7_8_9 | 0 | 0 | 0 | 0 | 0 | 0 | 0 | 0 | 0 | 0 | 0 | 0 | -6.0752e-10 | 8.2451e-22 | 1.1252e-21 | 6.0752e-10 | 5.9581e-18 | -4.2133e-18 | -1.4404e-08 | 1.503e-21 | -1.4943e-21 | -5.2504e-11 | 1.3541e-17 | 1.4312e-18 | 0 | 0 | 0 | 0 | 0 | 0 | 0.71952 | 0 | 0 | 0.71952 | 0 | 0 | -1.2004 | 0 | 0 | -1.2004 | 0 | 0
Line8_8_10 | 0 | 0 | 0 | 0 | 0 | 0 | 0 | 0 | 0 | 0 | 0 | 0 | -6.0752e-10 | 8.2451e-22 | 1.1252e-21 | 6.0752e-10 | 5.9581e-18 | -4.2133e-18 | -1.4404e-08 | 1.503e-21 | -1.4943e-21 | -5.2504e-11 | 1.3541e-17 | 1.4312e-18 | 0 | 0 | 0 | 0 | 0 | 0 | 0.71952 | 0 | 0 | 0.71952 | 0 | 0 | -1.2004 | 0 | 0 | -1.2004 | 0 | 0
Line9_3_11 | 0 | 0 | 0 | 0 | 0 | 0 | 0 | 0 | 0 | 0 | 0 | 0 | -9.0771e-09 | -1.4534e-08 | 1.715e-08 | 7.8828e-09 | 1.2851e-08 | -1.4272e-08 | -2.0889e-08 | 1.8995e-08 | 3.8115e-09 | 1.7786e-08 | -1.6584e-08 | -3.5876e-09 | 0 | 0 | 0 | 0 | 0 | 0 | 0.91892 | 0.81247 | 0.7976 | 0.91892 | 0.81247 | 0.7976 | -2.1269 | -126.1527 | 113.3735 | -2.1269 | -126.1527 | 113.3735

## LLG_min_10
name | pf_ikss_a_from_ka | pf_ikss_b_from_ka | pf_ikss_c_from_ka | pf_ikss_a_to_ka | pf_ikss_b_to_ka | pf_ikss_c_to_ka | pf_skss_a_from_mw | pf_skss_b_from_mw | pf_skss_c_from_mw | pf_skss_a_to_mw | pf_skss_b_to_mw | pf_skss_c_to_mw | pf_p_a_from_mw | pf_p_b_from_mw | pf_p_c_from_mw | pf_p_a_to_mw | pf_p_b_to_mw | pf_p_c_to_mw | pf_q_a_from_mvar | pf_q_b_from_mvar | pf_q_c_from_mvar | pf_q_a_to_mvar | pf_q_b_to_mvar | pf_q_c_to_mvar | pf_ikss_a_from_degree | pf_ikss_b_from_degree | pf_ikss_c_from_degree | pf_ikss_a_to_degree | pf_ikss_b_to_degree | pf_ikss_c_to_degree | pf_vm_a_from_pu | pf_vm_b_from_pu | pf_vm_c_from_pu | pf_vm_a_to_pu | pf_vm_b_to_pu | pf_vm_c_to_pu | pf_va_a_from_degree | pf_va_b_from_degree | pf_va_c_from_degree | pf_va_a_to_degree | pf_va_b_to_degree | pf_va_c_to_degree
Line0_1_2 | 0 | 1.8357 | 1.7972 | 0 | 1.8357 | 1.7972 | 0 | 0.42393 | 0.41505 | 0 | 0.42393 | 0.41505 | -6.4823e-09 | 0.17861 | 0.25662 | 5.0002e-09 | -0.13396 | -0.19246 | -7.1365e-08 | 0.27308 | 0.18029 | 6.3245e-08 | -0.20481 | -0.13521 | 0 | 177.0347 | 78.2836 | 0 | -2.9653 | -101.7164 | 0.87056 | 0.7697 | 0.75562 | 0.82331 | 0.57728 | 0.56671 | -2.1269 | -126.1527 | 113.3735 | -1.9351 | -126.1527 | 113.3735
Line10_11_12 | 0 | 0 | 0 | 0 | 0 | 0 | 0 | 0 | 0 | 0 | 0 | 0 | -6.9829e-09 | -1.1181e-08 | 1.3193e-08 | 5.9111e-09 | 9.6705e-09 | -1.0611e-08 | -1.6069e-08 | 1.4612e-08 | 2.9322e-09 | 1.3285e-08 | -1.2449e-08 | -2.7312e-09 | 0 | 0 | 0 | 0 | 0 | 0 | 0.87056 | 0.7697 | 0.75562 | 0.87056 | 0.7697 | 0.75562 | -2.1269 | -126.1527 | 113.3735 | -2.1269 | -126.1527 | 113.3735
Line11_12_13 | 0 | 0 | 0 | 0 | 0 | 0 | 0 | 0 | 0 | 0 | 0 | 0 | -5.8191e-09 | -9.3174e-09 | 1.0994e-08 | 4.7473e-09 | 7.807e-09 | -8.412e-09 | -1.3391e-08 | 1.2177e-08 | 2.4435e-09 | 1.0606e-08 | -1.0014e-08 | -2.2425e-09 | 0 | 0 | 0 | 0 | 0 | 0 | 0.87056 | 0.7697 | 0.75562 | 0.87056 | 0.7697 | 0.75562 | -2.1269 | -126.1527 | 113.3735 | -2.1269 | -126.1527 | 113.3735
Line12_13_15 | 0 | 0 | 0 | 0 | 0 | 0 | 0 | 0 | 0 | 0 | 0 | 0 | -3.4915e-09 | -5.5904e-09 | 6.5965e-09 | 2.4196e-09 | 4.08e-09 | -4.0143e-09 | -8.0347e-09 | 7.3062e-09 | 1.4661e-09 | 5.2498e-09 | -5.143e-09 | -1.2651e-09 | 0 | 0 | 0 | 0 | 0 | 0 | 0.87056 | 0.7697 | 0.75562 | 0.87056 | 0.7697 | 0.75562 | -2.1269 | -126.1527 | 113.3735 | -2.1269 | -126.1527 | 113.3735
Line13_13_14 | 0 | 0 | 0 | 0 | 0 | 0 | 0 | 0 | 0 | 0 | 0 | 0 | -1.1638e-09 | -1.8635e-09 | 2.1988e-09 | 9.1998e-11 | 3.531e-10 | 3.8337e-10 | -2.6782e-09 | 2.4354e-09 | 4.887e-10 | -1.0662e-10 | -2.7224e-10 | -2.8775e-10 | 0 | 0 | 0 | 0 | 0 | 0 | 0.87056 | 0.7697 | 0.75562 | 0.87056 | 0.7697 | 0.75562 | -2.1269 | -126.1527 | 113.3735 | -2.1269 | -126.1527 | 113.3735
Line14_15_16 | 0 | 0 | 0 | 0 | 0 | 0 | 0 | 0 | 0 | 0 | 0 | 0 | -2.3276e-09 | -3.7269e-09 | 4.3977e-09 | 1.2558e-09 | 2.2166e-09 | -1.8155e-09 | -5.3565e-09 | 4.8708e-09 | 9.7739e-10 | 2.5716e-09 | -2.7076e-09 | -7.7644e-10 | 0 | 0 | 0 | 0 | 0 | 0 | 0.87056 | 0.7697 | 0.75562 | 0.87056 | 0.7697 | 0.75562 | -2.1269 | -126.1527 | 113.3735 | -2.1269 | -126.1527 | 113.3735
Line15_16_17 | 0 | 0 | 0 | 0 | 0 | 0 | 0 | 0 | 0 | 0 | 0 | 0 | -1.1638e-09 | -1.8635e-09 | 2.1988e-09 | 9.1998e-11 | 3.531e-10 | 3.8337e-10 | -2.6782e-09 | 2.4354e-09 | 4.887e-10 | -1.0662e-10 | -2.7224e-10 | -2.8775e-10 | 0 | 0 | 0 | 0 | 0 | 0 | 0.87056 | 0.7697 | 0.75562 | 0.87056 | 0.7697 | 0.75562 | -2.1269 | -126.1527 | 113.3735 | -2.1269 | -126.1527 | 113.3735
Line16_4_18 | 0 | 0 | 0 | 0 | 0 | 0 | 0 | 0 | 0 | 0 | 0 | 0 | -1.1654e-09 | -1.859e-09 | 2.1977e-09 | 9.1679e-11 | 3.5241e-10 | 3.8265e-10 | -2.6741e-09 | 2.4352e-09 | 4.8556e-10 | -1.0639e-10 | -2.7221e-10 | -2.8776e-10 | 0 | 0 | 0 | 0 | 0 | 0 | 0.87067 | 0.77 | 0.75594 | 0.87067 | 0.77 | 0.75594 | -2.122 | -126.1498 | 113.376 | -2.122 | -126.1498 | 113.376
Line17_5_19 | 0 | 0 | 0 | 0 | 0 | 0 | 0 | 0 | 0 | 0 | 0 | 0 | -1.1638e-09 | -1.8635e-09 | 2.1988e-09 | 9.1998e-11 | 3.531e-10 | 3.8337e-10 | -2.6782e-09 | 2.4354e-09 | 4.8869e-10 | -1.0662e-10 | -2.7224e-10 | -2.8775e-10 | 0 | 0 | 0 | 0 | 0 | 0 | 0.87056 | 0.7697 | 0.75562 | 0.87056 | 0.7697 | 0.75562 | -2.1269 | -126.1527 | 113.3735 | -2.1269 | -126.1527 | 113.3735
Line1_1_3 | 0 | 0 | 0 | 0 | 0 | 0 | 0 | 0 | 0 | 0 | 0 | 0 | -9.3105e-09 | -1.4908e-08 | 1.7591e-08 | 8.2387e-09 | 1.3397e-08 | -1.5008e-08 | -2.1426e-08 | 1.9483e-08 | 3.9096e-09 | 1.8641e-08 | -1.732e-08 | -3.7086e-09 | 0 | 0 | 0 | 0 | 0 | 0 | 0.87056 | 0.7697 | 0.75562 | 0.87056 | 0.7697 | 0.75562 | -2.1269 | -126.1527 | 113.3735 | -2.1269 | -126.1527 | 113.3735
Line2_1_4 | 0.00090973 | 0.0026061 | 0.0031956 | 0.00090973 | 0.0026061 | 0.0031956 | 0.00021009 | 0.00060184 | 0.00073799 | 0.00021009 | 0.00060184 | 0.00073799 | -0.00016992 | -0.00028722 | -0.00046169 | 0.00016995 | 0.00028731 | 0.00046188 | 6.7663e-05 | -0.00036345 | -0.00031273 | -6.766e-05 | 0.00036361 | 0.00031288 | -160.4144 | 2.1646 | -100.7385 | 19.5865 | -177.8358 | 79.2616 | 0.87056 | 0.7697 | 0.75562 | 0.87067 | 0.77 | 0.75594 | -2.1269 | -126.1527 | 113.3735 | -2.122 | -126.1498 | 113.376
Line3_1_5 | 0 | 0 | 0 | 0 | 0 | 0 | 0 | 0 | 0 | 0 | 0 | 0 | -2.3276e-09 | -3.7269e-09 | 4.3977e-09 | 1.2558e-09 | 2.2166e-09 | -1.8155e-09 | -5.3565e-09 | 4.8708e-09 | 9.7739e-10 | 2.5716e-09 | -2.7076e-09 | -7.7644e-10 | 0 | 0 | 0 | 0 | 0 | 0 | 0.87056 | 0.7697 | 0.75562 | 0.87056 | 0.7697 | 0.75562 | -2.1269 | -126.1527 | 113.3735 | -2.1269 | -126.1527 | 113.3735
Line4_2_6 | 0 | 1.8357 | 1.7972 | 0 | 1.8357 | 1.7972 | 0 | 0.42393 | 0.41505 | 0 | 0.42393 | 0.41505 | -4.7703e-09 | 0.13396 | 0.19246 | 3.636e-09 | -0.089305 | -0.12831 | -6.3337e-08 | 0.20481 | 0.13521 | 5.2624e-08 | -0.13654 | -0.090143 | 0 | 177.0347 | 78.2836 | 0 | -2.9653 | -101.7164 | 0.82331 | 0.57728 | 0.56671 | 0.77608 | 0.38485 | 0.37781 | -1.9351 | -126.1527 | 113.3735 | -1.72 | -126.1527 | 113.3735
Line5_6_7 | 0 | 1.8357 | 1.7972 | 0 | 1.8357 | 1.7972 | 0 | 0.42393 | 0.41505 | 0 | 0.42393 | 0.41505 | -3.2845e-09 | 0.089305 | 0.12831 | 2.5063e-09 | -0.044653 | -0.064154 | -5.2701e-08 | 0.13654 | 0.090143 | 3.9958e-08 | -0.068269 | -0.045072 | 0 | 177.0347 | 78.2836 | 0 | -2.9653 | -101.7164 | 0.77608 | 0.38485 | 0.37781 | 0.72885 | 0.19243 | 0.1889 | -1.72 | -126.1527 | 113.3735 | -1.477 | -126.1527 | 113.3735
Line6_7_8 | 0 | 1.8357 | 1.7972 | 0 | 1.8357 | 1.7972 | 0 | 0.42393 | 0.41505 | 0 | 0.42393 | 0.41505 | -2.0497e-09 | 0.044653 | 0.064154 | 1.6358e-09 | -2.535e-14 | -2.8297e-14 | -4.002e-08 | 0.068269 | 0.045072 | 2.5809e-08 | 1.5371e-14 | 3.2062e-14 | 0 | 177.0347 | 78.2836 | 0 | -2.9653 | -101.7164 | 0.72885 | 0.19243 | 0.1889 | 0.68165 | 0 | 0 | -1.477 | -126.1527 | 113.3735 | -1.2004 | 0 | 0
Line7_8_9 | 0 | 0 | 0 | 0 | 0 | 0 | 0 | 0 | 0 | 0 | 0 | 0 | -5.4525e-10 | 7.4177e-22 | 1.0093e-21 | 5.4525e-10 | 5.3474e-18 | -3.7815e-18 | -1.2928e-08 | 1.3466e-21 | -1.3426e-21 | -4.7123e-11 | 1.2153e-17 | 1.2845e-18 | 0 | 0 | 0 | 0 | 0 | 0 | 0.68165 | 0 | 0 | 0.68165 | 0 | 0 | -1.2004 | 0 | 0 | -1.2004 | 0 | 0
Line8_8_10 | 0 | 0 | 0 | 0 | 0 | 0 | 0 | 0 | 0 | 0 | 0 | 0 | -5.4525e-10 | 7.4177e-22 | 1.0093e-21 | 5.4525e-10 | 5.3474e-18 | -3.7815e-18 | -1.2928e-08 | 1.3466e-21 | -1.3426e-21 | -4.7123e-11 | 1.2153e-17 | 1.2845e-18 | 0 | 0 | 0 | 0 | 0 | 0 | 0.68165 | 0 | 0 | 0.68165 | 0 | 0 | -1.2004 | 0 | 0 | -1.2004 | 0 | 0
Line9_3_11 | 0 | 0 | 0 | 0 | 0 | 0 | 0 | 0 | 0 | 0 | 0 | 0 | -8.1467e-09 | -1.3044e-08 | 1.5392e-08 | 7.0749e-09 | 1.1534e-08 | -1.281e-08 | -1.8748e-08 | 1.7048e-08 | 3.4209e-09 | 1.5963e-08 | -1.4885e-08 | -3.2199e-09 | 0 | 0 | 0 | 0 | 0 | 0 | 0.87056 | 0.7697 | 0.75562 | 0.87056 | 0.7697 | 0.75562 | -2.1269 | -126.1527 | 113.3735 | -2.1269 | -126.1527 | 113.3735

## LLG_min_fault_6
name | pf_ikss_a_from_ka | pf_ikss_b_from_ka | pf_ikss_c_from_ka | pf_ikss_a_to_ka | pf_ikss_b_to_ka | pf_ikss_c_to_ka | pf_skss_a_from_mw | pf_skss_b_from_mw | pf_skss_c_from_mw | pf_skss_a_to_mw | pf_skss_b_to_mw | pf_skss_c_to_mw | pf_p_a_from_mw | pf_p_b_from_mw | pf_p_c_from_mw | pf_p_a_to_mw | pf_p_b_to_mw | pf_p_c_to_mw | pf_q_a_from_mvar | pf_q_b_from_mvar | pf_q_c_from_mvar | pf_q_a_to_mvar | pf_q_b_to_mvar | pf_q_c_to_mvar | pf_ikss_a_from_degree | pf_ikss_b_from_degree | pf_ikss_c_from_degree | pf_ikss_a_to_degree | pf_ikss_b_to_degree | pf_ikss_c_to_degree | pf_vm_a_from_pu | pf_vm_b_from_pu | pf_vm_c_from_pu | pf_vm_a_to_pu | pf_vm_b_to_pu | pf_vm_c_to_pu | pf_va_a_from_degree | pf_va_b_from_degree | pf_va_c_from_degree | pf_va_a_to_degree | pf_va_b_to_degree | pf_va_c_to_degree
Line0_1_2 | 0 | 0.030528 | 0.0305 | 0 | 0.030528 | 0.0305 | 0 | 0.0070502 | 0.0070437 | 0 | 0.0070502 | 0.0070437 | -1.6966e-10 | 0.0047147 | 0.0047276 | 1.5094e-10 | -0.004701 | -0.0047085 | -9.9848e-10 | 0.0047386 | 0.0047092 | 9.3542e-10 | -0.0047189 | -0.0046947 | 0 | -165.2723 | 75.0188 | 0 | 14.7277 | -104.9812 | 0.94966 | 0.94812 | 0.94733 | 0.94905 | 0.94478 | 0.94397 | -0.027755 | -120.1277 | 119.9071 | -0.028476 | -120.1634 | 119.9347
Line10_11_12 | 0 | 0 | 0 | 0 | 0 | 0 | 0 | 0 | 0 | 0 | 0 | 0 | -1.1603e-10 | -1.8184e-10 | 1.9615e-10 | 9.7872e-11 | 1.5806e-10 | -1.542e-10 | -2.1877e-10 | 2.5262e-10 | 5.1618e-11 | 1.8071e-10 | -2.1787e-10 | -4.8368e-11 | 0 | 0 | 0 | 0 | 0 | 0 | 0.94966 | 0.94812 | 0.94733 | 0.94966 | 0.94812 | 0.94733 | -0.027755 | -120.1277 | 119.9071 | -0.027755 | -120.1277 | 119.9071
Line11_12_13 | 0 | 0 | 0 | 0 | 0 | 0 | 0 | 0 | 0 | 0 | 0 | 0 | -9.6693e-11 | -1.5154e-10 | 1.6346e-10 | 7.8534e-11 | 1.2775e-10 | -1.2151e-10 | -1.8231e-10 | 2.1051e-10 | 4.3015e-11 | 1.4425e-10 | -1.7577e-10 | -3.9765e-11 | 0 | 0 | 0 | 0 | 0 | 0 | 0.94966 | 0.94812 | 0.94733 | 0.94966 | 0.94812 | 0.94733 | -0.027755 | -120.1277 | 119.9071 | -0.027755 | -120.1277 | 119.9071
Line12_13_15 | 0 | 0 | 0 | 0 | 0 | 0 | 0 | 0 | 0 | 0 | 0 | 0 | -5.8016e-11 | -9.0922e-11 | 9.8075e-11 | 3.9857e-11 | 6.7136e-11 | -5.613e-11 | -1.0939e-10 | 1.2631e-10 | 2.5809e-11 | 7.1322e-11 | -9.1564e-11 | -2.2559e-11 | 0 | 0 | 0 | 0 | 0 | 0 | 0.94966 | 0.94812 | 0.94733 | 0.94966 | 0.94812 | 0.94733 | -0.027755 | -120.1277 | 119.9071 | -0.027755 | -120.1277 | 119.9071
Line13_13_14 | 0 | 0 | 0 | 0 | 0 | 0 | 0 | 0 | 0 | 0 | 0 | 0 | -1.9339e-11 | -3.0307e-11 | 3.2692e-11 | 1.1797e-12 | 6.5214e-12 | 9.2534e-12 | -3.6462e-11 | 4.2103e-11 | 8.603e-12 | -1.6024e-12 | -7.3591e-12 | -5.3526e-12 | 0 | 0 | 0 | 0 | 0 | 0 | 0.94966 | 0.94812 | 0.94733 | 0.94966 | 0.94812 | 0.94733 | -0.027755 | -120.1277 | 119.9071 | -0.027755 | -120.1277 | 119.9071
Line14_15_16 | 0 | 0 | 0 | 0 | 0 | 0 | 0 | 0 | 0 | 0 | 0 | 0 | -3.8677e-11 | -6.0615e-11 | 6.5383e-11 | 2.0518e-11 | 3.6829e-11 | -2.3438e-11 | -7.2924e-11 | 8.4205e-11 | 1.7206e-11 | 3.486e-11 | -4.9462e-11 | -1.3956e-11 | 0 | 0 | 0 | 0 | 0 | 0 | 0.94966 | 0.94812 | 0.94733 | 0.94966 | 0.94812 | 0.94733 | -0.027755 | -120.1277 | 119.9071 | -0.027755 | -120.1277 | 119.9071
Line15_16_17 | 0 | 0 | 0 | 0 | 0 | 0 | 0 | 0 | 0 | 0 | 0 | 0 | -1.9339e-11 | -3.0307e-11 | 3.2692e-11 | 1.1797e-12 | 6.5214e-12 | 9.2534e-12 | -3.6462e-11 | 4.2103e-11 | 8.603e-12 | -1.6024e-12 | -7.3591e-12 | -5.3526e-12 | 0 | 0 | 0 | 0 | 0 | 0 | 0.94966 | 0.94812 | 0.94733 | 0.94966 | 0.94812 | 0.94733 | -0.027755 | -120.1277 | 119.9071 | -0.027755 | -120.1277 | 119.9071
Line16_4_18 | 0 | 0 | 0 | 0 | 0 | 0 | 0 | 0 | 0 | 0 | 0 | 0 | -1.9357e-11 | -3.0218e-11 | 3.2663e-11 | 1.1748e-12 | 6.503e-12 | 9.2341e-12 | -3.6397e-11 | 4.2082e-11 | 8.549e-12 | -1.5977e-12 | -7.3536e-12 | -5.3529e-12 | 0 | 0 | 0 | 0 | 0 | 0 | 0.94966 | 0.94813 | 0.94734 | 0.94966 | 0.94813 | 0.94734 | -0.027673 | -120.1276 | 119.9071 | -0.027673 | -120.1276 | 119.9071
Line17_5_19 | 0 | 0 | 0 | 0 | 0 | 0 | 0 | 0 | 0 | 0 | 0 | 0 | -1.9339e-11 | -3.0307e-11 | 3.2692e-11 | 1.1797e-12 | 6.5214e-12 | 9.2534e-12 | -3.6462e-11 | 4.2103e-11 | 8.603e-12 | -1.6024e-12 | -7.3591e-12 | -5.3526e-12 | 0 | 0 | 0 | 0 | 0 | 0 | 0.94966 | 0.94812 | 0.94733 | 0.94966 | 0.94812 | 0.94733 | -0.027755 | -120.1277 | 119.9071 | -0.027755 | -120.1277 | 119.9071
Line1_1_3 | 0 | 0 | 0 | 0 | 0 | 0 | 0 | 0 | 0 | 0 | 0 | 0 | -1.5471e-10 | -2.4246e-10 | 2.6153e-10 | 1.3655e-10 | 2.1867e-10 | -2.1959e-10 | -2.917e-10 | 3.3682e-10 | 6.8824e-11 | 2.5363e-10 | -3.0208e-10 | -6.5574e-11 | 0 | 0 | 0 | 0 | 0 | 0 | 0.94966 | 0.94812 | 0.94733 | 0.94966 | 0.94812 | 0.94733 | -0.027755 | -120.1277 | 119.9071 | -0.027755 | -120.1277 | 119.9071
Line2_1_4 | 1.4308e-05 | 4.5993e-05 | 5.2421e-05 | 1.4308e-05 | 4.5993e-05 | 5.2422e-05 | 3.3043e-06 | 1.0622e-05 | 1.2106e-05 | 3.3043e-06 | 1.0622e-05 | 1.2106e-05 | -2.8131e-06 | -7.8205e-06 | -8.611e-06 | 2.8131e-06 | 7.8205e-06 | 8.6111e-06 | 1.3904e-06 | -6.3447e-06 | -7.575e-06 | -1.3904e-06 | 6.3448e-06 | 7.575e-06 | -153.7267 | 20.8202 | -101.4304 | 26.2741 | -159.18 | 78.5697 | 0.94966 | 0.94812 | 0.94733 | 0.94966 | 0.94813 | 0.94734 | -0.027755 | -120.1277 | 119.9071 | -0.027673 | -120.1276 | 119.9071
Line3_1_5 | 0 | 0 | 0 | 0 | 0 | 0 | 0 | 0 | 0 | 0 | 0 | 0 | -3.8677e-11 | -6.0615e-11 | 6.5383e-11 | 2.0518e-11 | 3.6829e-11 | -2.3438e-11 | -7.2924e-11 | 8.4205e-11 | 1.7206e-11 | 3.486e-11 | -4.9462e-11 | -1.3956e-11 | 0 | 0 | 0 | 0 | 0 | 0 | 0.94966 | 0.94812 | 0.94733 | 0.94966 | 0.94812 | 0.94733 | -0.027755 | -120.1277 | 119.9071 | -0.027755 | -120.1277 | 119.9071
Line4_2_6 | 0 | 0.030528 | 0.0305 | 0 | 0.030528 | 0.0305 | 0 | 0.0070502 | 0.0070437 | 0 | 0.0070502 | 0.0070437 | -1.4763e-10 | 0.004701 | 0.0047085 | 1.2798e-10 | -0.0046873 | -0.0046894 | -9.3706e-10 | 0.0047189 | 0.0046947 | 8.2536e-10 | -0.0046992 | -0.0046802 | 0 | -165.2723 | 75.0188 | 0 | 14.7277 | -104.9812 | 0.94905 | 0.94478 | 0.94397 | 0.94843 | 0.94143 | 0.94061 | -0.028476 | -120.1634 | 119.9347 | -0.029197 | -120.1995 | 119.9625
Line5_6_7 | 0 | 0.030528 | 0.0305 | 0 | 0.030528 | 0.0305 | 0 | 0.0070502 | 0.0070437 | 0 | 0.0070502 | 0.0070437 | -1.2254e-10 | 0.0046873 | 0.0046894 | 1.0197e-10 | -0.0046736 | -0.0046704 | -8.2705e-10 | 0.0046992 | 0.0046802 | 6.6681e-10 | -0.0046796 | -0.0046658 | 0 | -165.2723 | 75.0188 | 0 | 14.7277 | -104.9812 | 0.94843 | 0.94143 | 0.94061 | 0.94782 | 0.93808 | 0.93724 | -0.029197 | -120.1995 | 119.9625 | -0.02992 | -120.2358 | 119.9906
Line6_7_8 | 0 | 0.030528 | 0.0305 | 0 | 0.030528 | 0.0305 | 0 | 0.0070502 | 0.0070437 | 0 | 0.0070502 | 0.0070437 | -9.4401e-11 | 0.0046736 | 0.0046704 | 7.2909e-11 | -0.0046599 | -0.0046513 | -6.6854e-10 | 0.0046796 | 0.0046658 | 4.5985e-10 | -0.0046599 | -0.0046513 | 0 | -165.2723 | 75.0188 | 0 | 14.7277 | -104.9812 | 0.94782 | 0.93808 | 0.93724 | 0.94721 | 0.93474 | 0.93388 | -0.02992 | -120.2358 | 119.9906 | -0.030644 | -120.2723 | 120.0188
Line7_8_9 | 0 | 0 | 0 | 0 | 0 | 0 | 0 | 0 | 0 | 0 | 0 | 0 | -3.1608e-11 | -2.3966e-10 | 1.5409e-10 | 9.6941e-12 | 5.227e-11 | 5.521e-11 | -2.3081e-10 | 1.4975e-10 | 9.5051e-11 | -1.7647e-12 | -1.5475e-11 | 1.069e-12 | 0 | 0 | 0 | 0 | 0 | 0 | 0.94721 | 0.93474 | 0.93388 | 0.94721 | 0.93474 | 0.93388 | -0.030644 | -120.2723 | 120.0188 | -0.030644 | -120.2723 | 120.0188
Line8_8_10 | 0 | 0 | 0 | 0 | 0 | 0 | 0 | 0 | 0 | 0 | 0 | 0 | -3.1608e-11 | -2.3966e-10 | 1.5409e-10 | 9.6941e-12 | 5.227e-11 | 5.521e-11 | -2.3081e-10 | 1.4975e-10 | 9.5051e-11 | -1.7647e-12 | -1.5475e-11 | 1.069e-12 | 0 | 0 | 0 | 0 | 0 | 0 | 0.94721 | 0.93474 | 0.93388 | 0.94721 | 0.93474 | 0.93388 | -0.030644 | -120.2723 | 120.0188 | -0.030644 | -120.2723 | 120.0188
Line9_3_11 | 0 | 0 | 0 | 0 | 0 | 0 | 0 | 0 | 0 | 0 | 0 | 0 | -1.3537e-10 | -2.1215e-10 | 2.2884e-10 | 1.1721e-10 | 1.8837e-10 | -1.869e-10 | -2.5523e-10 | 2.9472e-10 | 6.0221e-11 | 2.1717e-10 | -2.5997e-10 | -5.6971e-11 | 0 | 0 | 0 | 0 | 0 | 0 | 0.94966 | 0.94812 | 0.94733 | 0.94966 | 0.94812 | 0.94733 | -0.027755 | -120.1277 | 119.9071 | -0.027755 | -120.1277 | 119.9071

## LLG_min_fault_10
name | pf_ikss_a_from_ka | pf_ikss_b_from_ka | pf_ikss_c_from_ka | pf_ikss_a_to_ka | pf_ikss_b_to_ka | pf_ikss_c_to_ka | pf_skss_a_from_mw | pf_skss_b_from_mw | pf_skss_c_from_mw | pf_skss_a_to_mw | pf_skss_b_to_mw | pf_skss_c_to_mw | pf_p_a_from_mw | pf_p_b_from_mw | pf_p_c_from_mw | pf_p_a_to_mw | pf_p_b_to_mw | pf_p_c_to_mw | pf_q_a_from_mvar | pf_q_b_from_mvar | pf_q_c_from_mvar | pf_q_a_to_mvar | pf_q_b_to_mvar | pf_q_c_to_mvar | pf_ikss_a_from_degree | pf_ikss_b_from_degree | pf_ikss_c_from_degree | pf_ikss_a_to_degree | pf_ikss_b_to_degree | pf_ikss_c_to_degree | pf_vm_a_from_pu | pf_vm_b_from_pu | pf_vm_c_from_pu | pf_vm_a_to_pu | pf_vm_b_to_pu | pf_vm_c_to_pu | pf_va_a_from_degree | pf_va_b_from_degree | pf_va_c_from_degree | pf_va_a_to_degree | pf_va_b_to_degree | pf_va_c_to_degree
Line0_1_2 | 0 | 0.028922 | 0.028895 | 0 | 0.028922 | 0.028895 | 0 | 0.0066792 | 0.006673 | 0 | 0.0066792 | 0.006673 | -1.5227e-10 | 0.0042315 | 0.004243 | 1.3547e-10 | -0.0042192 | -0.0042259 | -8.9614e-10 | 0.0042529 | 0.0042265 | 8.3954e-10 | -0.0042352 | -0.0042135 | 0 | -165.2723 | 75.0188 | 0 | 14.7277 | -104.9812 | 0.89968 | 0.89822 | 0.89748 | 0.8991 | 0.89505 | 0.89429 | -0.027755 | -120.1277 | 119.9071 | -0.028476 | -120.1634 | 119.9347
Line10_11_12 | 0 | 0 | 0 | 0 | 0 | 0 | 0 | 0 | 0 | 0 | 0 | 0 | -1.0414e-10 | -1.6321e-10 | 1.7605e-10 | 8.7841e-11 | 1.4186e-10 | -1.384e-10 | -1.9635e-10 | 2.2672e-10 | 4.6327e-11 | 1.6219e-10 | -1.9554e-10 | -4.341e-11 | 0 | 0 | 0 | 0 | 0 | 0 | 0.89968 | 0.89822 | 0.89748 | 0.89968 | 0.89822 | 0.89748 | -0.027755 | -120.1277 | 119.9071 | -0.027755 | -120.1277 | 119.9071
Line11_12_13 | 0 | 0 | 0 | 0 | 0 | 0 | 0 | 0 | 0 | 0 | 0 | 0 | -8.6782e-11 | -1.3601e-10 | 1.467e-10 | 7.0485e-11 | 1.1466e-10 | -1.0906e-10 | -1.6362e-10 | 1.8894e-10 | 3.8606e-11 | 1.2946e-10 | -1.5775e-10 | -3.5689e-11 | 0 | 0 | 0 | 0 | 0 | 0 | 0.89968 | 0.89822 | 0.89748 | 0.89968 | 0.89822 | 0.89748 | -0.027755 | -120.1277 | 119.9071 | -0.027755 | -120.1277 | 119.9071
Line12_13_15 | 0 | 0 | 0 | 0 | 0 | 0 | 0 | 0 | 0 | 0 | 0 | 0 | -5.2069e-11 | -8.1604e-11 | 8.8023e-11 | 3.5772e-11 | 6.0255e-11 | -5.0377e-11 | -9.8175e-11 | 1.1336e-10 | 2.3164e-11 | 6.4012e-11 | -8.218e-11 | -2.0247e-11 | 0 | 0 | 0 | 0 | 0 | 0 | 0.89968 | 0.89822 | 0.89748 | 0.89968 | 0.89822 | 0.89748 | -0.027755 | -120.1277 | 119.9071 | -0.027755 | -120.1277 | 119.9071
Line13_13_14 | 0 | 0 | 0 | 0 | 0 | 0 | 0 | 0 | 0 | 0 | 0 | 0 | -1.7356e-11 | -2.7201e-11 | 2.9341e-11 | 1.0588e-12 | 5.853e-12 | 8.305e-12 | -3.2725e-11 | 3.7787e-11 | 7.7212e-12 | -1.4382e-12 | -6.6048e-12 | -4.804e-12 | 0 | 0 | 0 | 0 | 0 | 0 | 0.89968 | 0.89822 | 0.89748 | 0.89968 | 0.89822 | 0.89748 | -0.027755 | -120.1277 | 119.9071 | -0.027755 | -120.1277 | 119.9071
Line14_15_16 | 0 | 0 | 0 | 0 | 0 | 0 | 0 | 0 | 0 | 0 | 0 | 0 | -3.4713e-11 | -5.4402e-11 | 5.8682e-11 | 1.8415e-11 | 3.3054e-11 | -2.1036e-11 | -6.545e-11 | 7.5575e-11 | 1.5442e-11 | 3.1287e-11 | -4.4392e-11 | -1.2525e-11 | 0 | 0 | 0 | 0 | 0 | 0 | 0.89968 | 0.89822 | 0.89748 | 0.89968 | 0.89822 | 0.89748 | -0.027755 | -120.1277 | 119.9071 | -0.027755 | -120.1277 | 119.9071
Line15_16_17 | 0 | 0 | 0 | 0 | 0 | 0 | 0 | 0 | 0 | 0 | 0 | 0 | -1.7356e-11 | -2.7201e-11 | 2.9341e-11 | 1.0588e-12 | 5.853e-12 | 8.305e-12 | -3.2725e-11 | 3.7787e-11 | 7.7212e-12 | -1.4382e-12 | -6.6048e-12 | -4.804e-12 | 0 | 0 | 0 | 0 | 0 | 0 | 0.89968 | 0.89822 | 0.89748 | 0.89968 | 0.89822 | 0.89748 | -0.027755 | -120.1277 | 119.9071 | -0.027755 | -120.1277 | 119.9071
Line16_4_18 | 0 | 0 | 0 | 0 | 0 | 0 | 0 | 0 | 0 | 0 | 0 | 0 | -1.7373e-11 | -2.7121e-11 | 2.9315e-11 | 1.0544e-12 | 5.8365e-12 | 8.2876e-12 | -3.2667e-11 | 3.7769e-11 | 7.6728e-12 | -1.434e-12 | -6.5999e-12 | -4.8043e-12 | 0 | 0 | 0 | 0 | 0 | 0 | 0.89968 | 0.89823 | 0.89748 | 0.89968 | 0.89823 | 0.89748 | -0.027673 | -120.1276 | 119.9071 | -0.027673 | -120.1276 | 119.9071
Line17_5_19 | 0 | 0 | 0 | 0 | 0 | 0 | 0 | 0 | 0 | 0 | 0 | 0 | -1.7356e-11 | -2.7201e-11 | 2.9341e-11 | 1.0588e-12 | 5.853e-12 | 8.305e-12 | -3.2725e-11 | 3.7787e-11 | 7.7212e-12 | -1.4382e-12 | -6.6048e-12 | -4.804e-12 | 0 | 0 | 0 | 0 | 0 | 0 | 0.89968 | 0.89822 | 0.89748 | 0.89968 | 0.89822 | 0.89748 | -0.027755 | -120.1277 | 119.9071 | -0.027755 | -120.1277 | 119.9071
Line1_1_3 | 0 | 0 | 0 | 0 | 0 | 0 | 0 | 0 | 0 | 0 | 0 | 0 | -1.3885e-10 | -2.1761e-10 | 2.3473e-10 | 1.2255e-10 | 1.9626e-10 | -1.9708e-10 | -2.618e-10 | 3.023e-10 | 6.177e-11 | 2.2764e-10 | -2.7112e-10 | -5.8853e-11 | 0 | 0 | 0 | 0 | 0 | 0 | 0.89968 | 0.89822 | 0.89748 | 0.89968 | 0.89822 | 0.89748 | -0.027755 | -120.1277 | 119.9071 | -0.027755 | -120.1277 | 119.9071
Line2_1_4 | 1.3555e-05 | 4.3572e-05 | 4.9662e-05 | 1.3555e-05 | 4.3572e-05 | 4.9663e-05 | 3.1304e-06 | 1.0063e-05 | 1.1469e-05 | 3.1304e-06 | 1.0063e-05 | 1.1469e-05 | -2.5248e-06 | -7.019e-06 | -7.7285e-06 | 2.5248e-06 | 7.019e-06 | 7.7285e-06 | 1.2479e-06 | -5.6944e-06 | -6.7986e-06 | -1.2479e-06 | 5.6945e-06 | 6.7986e-06 | -153.7267 | 20.8202 | -101.4304 | 26.2741 | -159.18 | 78.5697 | 0.89968 | 0.89822 | 0.89748 | 0.89968 | 0.89823 | 0.89748 | -0.027755 | -120.1277 | 119.9071 | -0.027673 | -120.1276 | 119.9071
Line3_1_5 | 0 | 0 | 0 | 0 | 0 | 0 | 0 | 0 | 0 | 0 | 0 | 0 | -3.4713e-11 | -5.4402e-11 | 5.8682e-11 | 1.8415e-11 | 3.3054e-11 | -2.1036e-11 | -6.545e-11 | 7.5575e-11 | 1.5442e-11 | 3.1287e-11 | -4.4392e-11 | -1.2525e-11 | 0 | 0 | 0 | 0 | 0 | 0 | 0.89968 | 0.89822 | 0.89748 | 0.89968 | 0.89822 | 0.89748 | -0.027755 | -120.1277 | 119.9071 | -0.027755 | -120.1277 | 119.9071
Line4_2_6 | 0 | 0.028922 | 0.028895 | 0 | 0.028922 | 0.028895 | 0 | 0.0066792 | 0.006673 | 0 | 0.0066792 | 0.006673 | -1.325e-10 | 0.0042192 | 0.0042259 | 1.1486e-10 | -0.0042069 | -0.0042088 | -8.4102e-10 | 0.0042352 | 0.0042135 | 7.4077e-10 | -0.0042176 | -0.0042006 | 0 | -165.2723 | 75.0188 | 0 | 14.7277 | -104.9812 | 0.8991 | 0.89505 | 0.89429 | 0.89852 | 0.89188 | 0.8911 | -0.028476 | -120.1634 | 119.9347 | -0.029197 | -120.1995 | 119.9625
Line5_6_7 | 0 | 0.028922 | 0.028895 | 0 | 0.028922 | 0.028895 | 0 | 0.0066792 | 0.006673 | 0 | 0.0066792 | 0.006673 | -1.0998e-10 | 0.0042069 | 0.0042088 | 9.1519e-11 | -0.0041946 | -0.0041917 | -7.4228e-10 | 0.0042176 | 0.0042006 | 5.9847e-10 | -0.0042 | -0.0041876 | 0 | -165.2723 | 75.0188 | 0 | 14.7277 | -104.9812 | 0.89852 | 0.89188 | 0.8911 | 0.89794 | 0.88871 | 0.88791 | -0.029197 | -120.1995 | 119.9625 | -0.02992 | -120.2358 | 119.9906
Line6_7_8 | 0 | 0.028922 | 0.028895 | 0 | 0.028922 | 0.028895 | 0 | 0.0066792 | 0.006673 | 0 | 0.0066792 | 0.006673 | -8.4725e-11 | 0.0041946 | 0.0041917 | 6.5437e-11 | -0.0041823 | -0.0041746 | -6.0002e-10 | 0.0042 | 0.0041876 | 4.1272e-10 | -0.0041823 | -0.0041746 | 0 | -165.2723 | 75.0188 | 0 | 14.7277 | -104.9812 | 0.89794 | 0.88871 | 0.88791 | 0.89736 | 0.88554 | 0.88472 | -0.02992 | -120.2358 | 119.9906 | -0.030644 | -120.2723 | 120.0188
Line7_8_9 | 0 | 0 | 0 | 0 | 0 | 0 | 0 | 0 | 0 | 0 | 0 | 0 | -2.8368e-11 | -2.1509e-10 | 1.383e-10 | 8.7005e-12 | 4.6913e-11 | 4.9552e-11 | -2.0715e-10 | 1.344e-10 | 8.5309e-11 | -1.5838e-12 | -1.3889e-11 | 9.5944e-13 | 0 | 0 | 0 | 0 | 0 | 0 | 0.89736 | 0.88554 | 0.88472 | 0.89736 | 0.88554 | 0.88472 | -0.030644 | -120.2723 | 120.0188 | -0.030644 | -120.2723 | 120.0188
Line8_8_10 | 0 | 0 | 0 | 0 | 0 | 0 | 0 | 0 | 0 | 0 | 0 | 0 | -2.8368e-11 | -2.1509e-10 | 1.383e-10 | 8.7005e-12 | 4.6913e-11 | 4.9552e-11 | -2.0715e-10 | 1.344e-10 | 8.5309e-11 | -1.5838e-12 | -1.3889e-11 | 9.5944e-13 | 0 | 0 | 0 | 0 | 0 | 0 | 0.89736 | 0.88554 | 0.88472 | 0.89736 | 0.88554 | 0.88472 | -0.030644 | -120.2723 | 120.0188 | -0.030644 | -120.2723 | 120.0188
Line9_3_11 | 0 | 0 | 0 | 0 | 0 | 0 | 0 | 0 | 0 | 0 | 0 | 0 | -1.215e-10 | -1.9041e-10 | 2.0539e-10 | 1.052e-10 | 1.6906e-10 | -1.6774e-10 | -2.2907e-10 | 2.6451e-10 | 5.4049e-11 | 1.9491e-10 | -2.3333e-10 | -5.1131e-11 | 0 | 0 | 0 | 0 | 0 | 0 | 0.89968 | 0.89822 | 0.89748 | 0.89968 | 0.89822 | 0.89748 | -0.027755 | -120.1277 | 119.9071 | -0.027755 | -120.1277 | 119.9071