## LLL_max_6
name | pf_ikss_from_ka | pf_ikss_to_ka | pf_ip_from_ka | pf_ip_to_ka | pf_skss_from_mw | pf_skss_to_mw | pf_p_from_mw | pf_p_to_mw | pf_q_from_mvar | pf_q_to_mvar | pf_ikss_from_degree | pf_ikss_to_degree | pf_vm_from_pu | pf_vm_to_pu | pf_va_from_degree | pf_va_to_degree
Line0_1_2 | 0 | 0 | 0 | 0 | 0 | 0 | 0 | 0 | 0 | 0 | 0 | 0 | 0.70757 | 0.70757 | -7.3319 | -7.3319
Line10_11_12 | 0 | 0 | 0 | 0 | 0 | 0 | 0 | 0 | 0 | 0 | 0 | 0 | 0.70757 | 0.70757 | -7.3319 | -7.3319
Line11_12_13 | 0 | 0 | 0 | 0 | 0 | 0 | 0 | 0 | 0 | 0 | 0 | 0 | 0.70757 | 0.70757 | -7.3319 | -7.3319
Line12_13_15 | 0 | 0 | 0 | 0 | 0 | 0 | 0 | 0 | 0 | 0 | 0 | 0 | 0.70757 | 0.70757 | -7.3319 | -7.3319
Line13_13_14 | 0 | 0 | 0 | 0 | 0 | 0 | 0 | 0 | 0 | 0 | 0 | 0 | 0.70757 | 0.70757 | -7.3319 | -7.3319
Line14_15_16 | 0 | 0 | 0 | 0 | 0 | 0 | 0 | 0 | 0 | 0 | 0 | 0 | 0.70757 | 0.70757 | -7.3319 | -7.3319
Line15_16_17 | 0 | 0 | 0 | 0 | 0 | 0 | 0 | 0 | 0 | 0 | 0 | 0 | 0.70757 | 0.70757 | -7.3319 | -7.3319
Line16_4_18 | 3.7403 | 3.7403 | 0 | 7.1648 | 2.5914 | 2.5914 | 0.4197 | -1e-07 | 0.8394 | -1e-07 | -70.8543 | 109.1457 | 0.36215 | 0 | -7.4193 | 0
Line17_5_19 | 0 | 0 | 0 | 0 | 0 | 0 | 0 | 0 | 0 | 0 | 0 | 0 | 0.70757 | 0.70757 | -7.3319 | -7.3319
Line1_1_3 | 0 | 0 | 0 | 0 | 0 | 0 | 0 | 0 | 0 | 0 | 0 | 0 | 0.70757 | 0.70757 | -7.3319 | -7.3319
Line2_1_4 | 3.5675 | 3.5675 | 0 | 0 | 2.4716 | 2.4716 | 0.78462 | -0.40281 | 1.563 | -0.79936 | -70.6751 | 109.3249 | 0.70757 | 0.36215 | -7.3319 | -7.4193
Line3_1_5 | 0 | 0 | 0 | 0 | 0 | 0 | 0 | 0 | 0 | 0 | 0 | 0 | 0.70757 | 0.70757 | -7.3319 | -7.3319
Line4_2_6 | 0 | 0 | 0 | 0 | 0 | 0 | 0 | 0 | 0 | 0 | 0 | 0 | 0.70757 | 0.70757 | -7.3319 | -7.3319
Line5_6_7 | 0 | 0 | 0 | 0 | 0 | 0 | 0 | 0 | 0 | 0 | 0 | 0 | 0.70757 | 0.70757 | -7.3319 | -7.3319
Line6_7_8 | 0 | 0 | 0 | 0 | 0 | 0 | 0 | 0 | 0 | 0 | 0 | 0 | 0.70757 | 0.70757 | -7.3319 | -7.3319
Line7_8_9 | 0 | 0 | 0 | 0 | 0 | 0 | 0 | 0 | 0 | 0 | 0 | 0 | 0.70757 | 0.70757 | -7.3319 | -7.3319
Line8_8_10 | 0 | 0 | 0 | 0 | 0 | 0 | 0 | 0 | 0 | 0 | 0 | 0 | 0.70757 | 0.70757 | -7.3319 | -7.3319
Line9_3_11 | 0 | 0 | 0 | 0 | 0 | 0 | 0 | 0 | 0 | 0 | 0 | 0 | 0.70757 | 0.70757 | -7.3319 | -7.3319

## LLL_max_10
name | pf_ikss_from_ka | pf_ikss_to_ka | pf_ip_from_ka | pf_ip_to_ka | pf_skss_from_mw | pf_skss_to_mw | pf_p_from_mw | pf_p_to_mw | pf_q_from_mvar | pf_q_to_mvar | pf_ikss_from_degree | pf_ikss_to_degree | pf_vm_from_pu | pf_vm_to_pu | pf_va_from_degree | pf_va_to_degree
Line0_1_2 | 0 | 0 | 0 | 0 | 0 | 0 | 0 | 0 | 0 | 0 | 0 | 0 | 0.72964 | 0.72964 | -7.5641 | -7.5641
Line10_11_12 | 0 | 0 | 0 | 0 | 0 | 0 | 0 | 0 | 0 | 0 | 0 | 0 | 0.72964 | 0.72964 | -7.5641 | -7.5641
Line11_12_13 | 0 | 0 | 0 | 0 | 0 | 0 | 0 | 0 | 0 | 0 | 0 | 0 | 0.72964 | 0.72964 | -7.5641 | -7.5641
Line12_13_15 | 0 | 0 | 0 | 0 | 0 | 0 | 0 | 0 | 0 | 0 | 0 | 0 | 0.72964 | 0.72964 | -7.5641 | -7.5641
Line13_13_14 | 0 | 0 | 0 | 0 | 0 | 0 | 0 | 0 | 0 | 0 | 0 | 0 | 0.72964 | 0.72964 | -7.5641 | -7.5641
Line14_15_16 | 0 | 0 | 0 | 0 | 0 | 0 | 0 | 0 | 0 | 0 | 0 | 0 | 0.72964 | 0.72964 | -7.5641 | -7.5641
Line15_16_17 | 0 | 0 | 0 | 0 | 0 | 0 | 0 | 0 | 0 | 0 | 0 | 0 | 0.72964 | 0.72964 | -7.5641 | -7.5641
Line16_4_18 | 3.8543 | 3.8543 | 0 | 7.4092 | 2.6703 | 2.6703 | 0.44566 | -1e-07 | 0.89132 | -1e-07 | -71.0844 | 108.9156 | 0.37319 | 0 | -7.6495 | 0
Line17_5_19 | 0 | 0 | 0 | 0 | 0 | 0 | 0 | 0 | 0 | 0 | 0 | 0 | 0.72964 | 0.72964 | -7.5641 | -7.5641
Line1_1_3 | 0 | 0 | 0 | 0 | 0 | 0 | 0 | 0 | 0 | 0 | 0 | 0 | 0.72964 | 0.72964 | -7.5641 | -7.5641
Line2_1_4 | 3.6814 | 3.6814 | 0 | 0 | 2.5506 | 2.5506 | 0.83486 | -0.42827 | 1.6632 | -0.85005 | -70.9097 | 109.0903 | 0.72964 | 0.37319 | -7.5641 | -7.6495
Line3_1_5 | 0 | 0 | 0 | 0 | 0 | 0 | 0 | 0 | 0 | 0 | 0 | 0 | 0.72964 | 0.72964 | -7.5641 | -7.5641
Line4_2_6 | 0 | 0 | 0 | 0 | 0 | 0 | 0 | 0 | 0 | 0 | 0 | 0 | 0.72964 | 0.72964 | -7.5641 | -7.5641
Line5_6_7 | 0 | 0 | 0 | 0 | 0 | 0 | 0 | 0 | 0 | 0 | 0 | 0 | 0.72964 | 0.72964 | -7.5641 | -7.5641
Line6_7_8 | 0 | 0 | 0 | 0 | 0 | 0 | 0 | 0 | 0 | 0 | 0 | 0 | 0.72964 | 0.72964 | -7.5641 | -7.5641
Line7_8_9 | 0 | 0 | 0 | 0 | 0 | 0 | 0 | 0 | 0 | 0 | 0 | 0 | 0.72964 | 0.72964 | -7.5641 | -7.5641
Line8_8_10 | 0 | 0 | 0 | 0 | 0 | 0 | 0 | 0 | 0 | 0 | 0 | 0 | 0.72964 | 0.72964 | -7.5641 | -7.5641
Line9_3_11 | 0 | 0 | 0 | 0 | 0 | 0 | 0 | 0 | 0 | 0 | 0 | 0 | 0.72964 | 0.72964 | -7.5641 | -7.5641

## LLL_max_fault_6
name | pf_ikss_from_ka | pf_ikss_to_ka | pf_ip_from_ka | pf_ip_to_ka | pf_skss_from_mw | pf_skss_to_mw | pf_p_from_mw | pf_p_to_mw | pf_q_from_mvar | pf_q_to_mvar | pf_ikss_from_degree | pf_ikss_to_degree | pf_vm_from_pu | pf_vm_to_pu | pf_va_from_degree | pf_va_to_degree
Line0_1_2 | 0 | 0 | 0 | 0 | 0 | 0 | 0 | 0 | 0 | 0 | 0 | 0 | 1.0645 | 1.0645 | 0.05161 | 0.05161
Line10_11_12 | 0 | 0 | 0 | 0 | 0 | 0 | 0 | 0 | 0 | 0 | 0 | 0 | 1.0645 | 1.0645 | 0.05161 | 0.05161
Line11_12_13 | 0 | 0 | 0 | 0 | 0 | 0 | 0 | 0 | 0 | 0 | 0 | 0 | 1.0645 | 1.0645 | 0.05161 | 0.05161
Line12_13_15 | 0 | 0 | 0 | 0 | 0 | 0 | 0 | 0 | 0 | 0 | 0 | 0 | 1.0645 | 1.0645 | 0.05161 | 0.05161
Line13_13_14 | 0 | 0 | 0 | 0 | 0 | 0 | 0 | 0 | 0 | 0 | 0 | 0 | 1.0645 | 1.0645 | 0.05161 | 0.05161
Line14_15_16 | 0 | 0 | 0 | 0 | 0 | 0 | 0 | 0 | 0 | 0 | 0 | 0 | 1.0645 | 1.0645 | 0.05161 | 0.05161
Line15_16_17 | 0 | 0 | 0 | 0 | 0 | 0 | 0 | 0 | 0 | 0 | 0 | 0 | 1.0645 | 1.0645 | 0.05161 | 0.05161
Line16_4_18 | 0.035092 | 0.035092 | 0 | 0.06722 | 0.024312 | 0.024312 | 0.018508 | -0.018471 | 0.018545 | -0.018471 | -45.2344 | 134.7656 | 1.0777 | 1.0745 | -0.17729 | -0.23442
Line17_5_19 | 0 | 0 | 0 | 0 | 0 | 0 | 0 | 0 | 0 | 0 | 0 | 0 | 1.0645 | 1.0645 | 0.05161 | 0.05161
Line1_1_3 | 0 | 0 | 0 | 0 | 0 | 0 | 0 | 0 | 0 | 0 | 0 | 0 | 1.0645 | 1.0645 | 0.05161 | 0.05161
Line2_1_4 | 0.14364 | 0.14364 | 0 | 0 | 0.099515 | 0.099515 | -0.015715 | 0.016334 | -0.10476 | 0.10599 | 98.583 | -81.417 | 1.0645 | 1.0777 | 0.05161 | -0.17729
Line3_1_5 | 0 | 0 | 0 | 0 | 0 | 0 | 0 | 0 | 0 | 0 | 0 | 0 | 1.0645 | 1.0645 | 0.05161 | 0.05161
Line4_2_6 | 0 | 0 | 0 | 0 | 0 | 0 | 0 | 0 | 0 | 0 | 0 | 0 | 1.0645 | 1.0645 | 0.05161 | 0.05161
Line5_6_7 | 0 | 0 | 0 | 0 | 0 | 0 | 0 | 0 | 0 | 0 | 0 | 0 | 1.0645 | 1.0645 | 0.05161 | 0.05161
Line6_7_8 | 0 | 0 | 0 | 0 | 0 | 0 | 0 | 0 | 0 | 0 | 0 | 0 | 1.0645 | 1.0645 | 0.05161 | 0.05161
Line7_8_9 | 0 | 0 | 0 | 0 | 0 | 0 | 0 | 0 | 0 | 0 | 0 | 0 | 1.0645 | 1.0645 | 0.05161 | 0.05161
Line8_8_10 | 0 | 0 | 0 | 0 | 0 | 0 | 0 | 0 | 0 | 0 | 0 | 0 | 1.0645 | 1.0645 | 0.05161 | 0.05161
Line9_3_11 | 0 | 0 | 0 | 0 | 0 | 0 | 0 | 0 | 0 | 0 | 0 | 0 | 1.0645 | 1.0645 | 0.05161 | 0.05161

## LLL_max_fault_10
name | pf_ikss_from_ka | pf_ikss_to_ka | pf_ip_from_ka | pf_ip_to_ka | pf_skss_from_mw | pf_skss_to_mw | pf_p_from_mw | pf_p_to_mw | pf_q_from_mvar | pf_q_to_mvar | pf_ikss_from_degree | pf_ikss_to_degree | pf_vm_from_pu | pf_vm_to_pu | pf_va_from_degree | pf_va_to_degree
Line0_1_2 | 0 | 0 | 0 | 0 | 0 | 0 | 0 | 0 | 0 | 0 | 0 | 0 | 1.115 | 1.115 | 0.041794 | 0.041794
Line10_11_12 | 0 | 0 | 0 | 0 | 0 | 0 | 0 | 0 | 0 | 0 | 0 | 0 | 1.115 | 1.115 | 0.041794 | 0.041794
Line11_12_13 | 0 | 0 | 0 | 0 | 0 | 0 | 0 | 0 | 0 | 0 | 0 | 0 | 1.115 | 1.115 | 0.041794 | 0.041794
Line12_13_15 | 0 | 0 | 0 | 0 | 0 | 0 | 0 | 0 | 0 | 0 | 0 | 0 | 1.115 | 1.115 | 0.041794 | 0.041794
Line13_13_14 | 0 | 0 | 0 | 0 | 0 | 0 | 0 | 0 | 0 | 0 | 0 | 0 | 1.115 | 1.115 | 0.041794 | 0.041794
Line14_15_16 | 0 | 0 | 0 | 0 | 0 | 0 | 0 | 0 | 0 | 0 | 0 | 0 | 1.115 | 1.115 | 0.041794 | 0.041794
Line15_16_17 | 0 | 0 | 0 | 0 | 0 | 0 | 0 | 0 | 0 | 0 | 0 | 0 | 1.115 | 1.115 | 0.041794 | 0.041794
Line16_4_18 | 0.036733 | 0.036733 | 0 | 0.070613 | 0.025449 | 0.025449 | 0.02028 | -0.02024 | 0.020321 | -0.02024 | -45.2401 | 134.7599 | 1.1281 | 1.1247 | -0.18297 | -0.2401
Line17_5_19 | 0 | 0 | 0 | 0 | 0 | 0 | 0 | 0 | 0 | 0 | 0 | 0 | 1.115 | 1.115 | 0.041794 | 0.041794
Line1_1_3 | 0 | 0 | 0 | 0 | 0 | 0 | 0 | 0 | 0 | 0 | 0 | 0 | 1.115 | 1.115 | 0.041794 | 0.041794
Line2_1_4 | 0.14241 | 0.14241 | 0 | 0 | 0.098666 | 0.098666 | -0.015017 | 0.015625 | -0.10898 | 0.1102 | 97.8871 | -82.1129 | 1.115 | 1.1281 | 0.041794 | -0.18297
Line3_1_5 | 0 | 0 | 0 | 0 | 0 | 0 | 0 | 0 | 0 | 0 | 0 | 0 | 1.115 | 1.115 | 0.041794 | 0.041794
Line4_2_6 | 0 | 0 | 0 | 0 | 0 | 0 | 0 | 0 | 0 | 0 | 0 | 0 | 1.115 | 1.115 | 0.041794 | 0.041794
Line5_6_7 | 0 | 0 | 0 | 0 | 0 | 0 | 0 | 0 | 0 | 0 | 0 | 0 | 1.115 | 1.115 | 0.041794 | 0.041794
Line6_7_8 | 0 | 0 | 0 | 0 | 0 | 0 | 0 | 0 | 0 | 0 | 0 | 0 | 1.115 | 1.115 | 0.041794 | 0.041794
Line7_8_9 | 0 | 0 | 0 | 0 | 0 | 0 | 0 | 0 | 0 | 0 | 0 | 0 | 1.115 | 1.115 | 0.041794 | 0.041794
Line8_8_10 | 0 | 0 | 0 | 0 | 0 | 0 | 0 | 0 | 0 | 0 | 0 | 0 | 1.115 | 1.115 | 0.041794 | 0.041794
Line9_3_11 | 0 | 0 | 0 | 0 | 0 | 0 | 0 | 0 | 0 | 0 | 0 | 0 | 1.115 | 1.115 | 0.041794 | 0.041794

## LLL_min_6
name | pf_ikss_from_ka | pf_ikss_to_ka | pf_ip_from_ka | pf_ip_to_ka | pf_skss_from_mw | pf_skss_to_mw | pf_p_from_mw | pf_p_to_mw | pf_q_from_mvar | pf_q_to_mvar | pf_ikss_from_degree | pf_ikss_to_degree | pf_vm_from_pu | pf_vm_to_pu | pf_va_from_degree | pf_va_to_degree
Line0_1_2 | 0 | 0 | 0 | 0 | 0 | 0 | 0 | 0 | 0 | 0 | 0 | 0 | 0.695 | 0.695 | -11.6026 | -11.6026
Line10_11_12 | 0 | 0 | 0 | 0 | 0 | 0 | 0 | 0 | 0 | 0 | 0 | 0 | 0.695 | 0.695 | -11.6026 | -11.6026
Line11_12_13 | 0 | 0 | 0 | 0 | 0 | 0 | 0 | 0 | 0 | 0 | 0 | 0 | 0.695 | 0.695 | -11.6026 | -11.6026
Line12_13_15 | 0 | 0 | 0 | 0 | 0 | 0 | 0 | 0 | 0 | 0 | 0 | 0 | 0.695 | 0.695 | -11.6026 | -11.6026
Line13_13_14 | 0 | 0 | 0 | 0 | 0 | 0 | 0 | 0 | 0 | 0 | 0 | 0 | 0.695 | 0.695 | -11.6026 | -11.6026
Line14_15_16 | 0 | 0 | 0 | 0 | 0 | 0 | 0 | 0 | 0 | 0 | 0 | 0 | 0.695 | 0.695 | -11.6026 | -11.6026
Line15_16_17 | 0 | 0 | 0 | 0 | 0 | 0 | 0 | 0 | 0 | 0 | 0 | 0 | 0.695 | 0.695 | -11.6026 | -11.6026
Line16_4_18 | 2.8946 | 2.8946 | 0 | 4.7808 | 2.0055 | 2.0055 | 0.48263 | -1e-07 | 0.50274 | -1e-07 | -57.7717 | 122.2283 | 0.3475 | 0 | -11.6026 | 0
Line17_5_19 | 0 | 0 | 0 | 0 | 0 | 0 | 0 | 0 | 0 | 0 | 0 | 0 | 0.695 | 0.695 | -11.6026 | -11.6026
Line1_1_3 | 0 | 0 | 0 | 0 | 0 | 0 | 0 | 0 | 0 | 0 | 0 | 0 | 0.695 | 0.695 | -11.6026 | -11.6026
Line2_1_4 | 2.8946 | 2.8946 | 0 | 0 | 2.0055 | 2.0055 | 0.96525 | -0.48263 | 1.0055 | -0.50274 | -57.7717 | 122.2283 | 0.695 | 0.3475 | -11.6026 | -11.6026
Line3_1_5 | 0 | 0 | 0 | 0 | 0 | 0 | 0 | 0 | 0 | 0 | 0 | 0 | 0.695 | 0.695 | -11.6026 | -11.6026
Line4_2_6 | 0 | 0 | 0 | 0 | 0 | 0 | 0 | 0 | 0 | 0 | 0 | 0 | 0.695 | 0.695 | -11.6026 | -11.6026
Line5_6_7 | 0 | 0 | 0 | 0 | 0 | 0 | 0 | 0 | 0 | 0 | 0 | 0 | 0.695 | 0.695 | -11.6026 | -11.6026
Line6_7_8 | 0 | 0 | 0 | 0 | 0 | 0 | 0 | 0 | 0 | 0 | 0 | 0 | 0.695 | 0.695 | -11.6026 | -11.6026
Line7_8_9 | 0 | 0 | 0 | 0 | 0 | 0 | 0 | 0 | 0 | 0 | 0 | 0 | 0.695 | 0.695 | -11.6026 | -11.6026
Line8_8_10 | 0 | 0 | 0 | 0 | 0 | 0 | 0 | 0 | 0 | 0 | 0 | 0 | 0.695 | 0.695 | -11.6026 | -11.6026
Line9_3_11 | 0 | 0 | 0 | 0 | 0 | 0 | 0 | 0 | 0 | 0 | 0 | 0 | 0.695 | 0.695 | -11.6026 | -11.6026

## LLL_min_10
name | pf_ikss_from_ka | pf_ikss_to_ka | pf_ip_from_ka | pf_ip_to_ka | pf_skss_from_mw | pf_skss_to_mw | pf_p_from_mw | pf_p_to_mw | pf_q_from_mvar | pf_q_to_mvar | pf_ikss_from_degree | pf_ikss_to_degree | pf_vm_from_pu | pf_vm_to_pu | pf_va_from_degree | pf_va_to_degree
Line0_1_2 | 0 | 0 | 0 | 0 | 0 | 0 | 0 | 0 | 0 | 0 | 0 | 0 | 0.65842 | 0.65842 | -11.6026 | -11.6026
Line10_11_12 | 0 | 0 | 0 | 0 | 0 | 0 | 0 | 0 | 0 | 0 | 0 | 0 | 0.65842 | 0.65842 | -11.6026 | -11.6026
Line11_12_13 | 0 | 0 | 0 | 0 | 0 | 0 | 0 | 0 | 0 | 0 | 0 | 0 | 0.65842 | 0.65842 | -11.6026 | -11.6026
Line12_13_15 | 0 | 0 | 0 | 0 | 0 | 0 | 0 | 0 | 0 | 0 | 0 | 0 | 0.65842 | 0.65842 | -11.6026 | -11.6026
Line13_13_14 | 0 | 0 | 0 | 0 | 0 | 0 | 0 | 0 | 0 | 0 | 0 | 0 | 0.65842 | 0.65842 | -11.6026 | -11.6026
Line14_15_16 | 0 | 0 | 0 | 0 | 0 | 0 | 0 | 0 | 0 | 0 | 0 | 0 | 0.65842 | 0.65842 | -11.6026 | -11.6026
Line15_16_17 | 0 | 0 | 0 | 0 | 0 | 0 | 0 | 0 | 0 | 0 | 0 | 0 | 0.65842 | 0.65842 | -11.6026 | -11.6026
Line16_4_18 | 2.7423 | 2.7423 | 0 | 4.5292 | 1.8999 | 1.8999 | 0.43316 | -1e-07 | 0.45121 | -1e-07 | -57.7717 | 122.2283 | 0.32921 | 0 | -11.6026 | 0
Line17_5_19 | 0 | 0 | 0 | 0 | 0 | 0 | 0 | 0 | 0 | 0 | 0 | 0 | 0.65842 | 0.65842 | -11.6026 | -11.6026
Line1_1_3 | 0 | 0 | 0 | 0 | 0 | 0 | 0 | 0 | 0 | 0 | 0 | 0 | 0.65842 | 0.65842 | -11.6026 | -11.6026
Line2_1_4 | 2.7423 | 2.7423 | 0 | 0 | 1.8999 | 1.8999 | 0.86632 | -0.43316 | 0.90242 | -0.45121 | -57.7717 | 122.2283 | 0.65842 | 0.32921 | -11.6026 | -11.6026
Line3_1_5 | 0 | 0 | 0 | 0 | 0 | 0 | 0 | 0 | 0 | 0 | 0 | 0 | 0.65842 | 0.65842 | -11.6026 | -11.6026
Line4_2_6 | 0 | 0 | 0 | 0 | 0 | 0 | 0 | 0 | 0 | 0 | 0 | 0 | 0.65842 | 0.65842 | -11.6026 | -11.6026
Line5_6_7 | 0 | 0 | 0 | 0 | 0 | 0 | 0 | 0 | 0 | 0 | 0 | 0 | 0.65842 | 0.65842 | -11.6026 | -11.6026
Line6_7_8 | 0 | 0 | 0 | 0 | 0 | 0 | 0 | 0 | 0 | 0 | 0 | 0 | 0.65842 | 0.65842 | -11.6026 | -11.6026
Line7_8_9 | 0 | 0 | 0 | 0 | 0 | 0 | 0 | 0 | 0 | 0 | 0 | 0 | 0.65842 | 0.65842 | -11.6026 | -11.6026
Line8_8_10 | 0 | 0 | 0 | 0 | 0 | 0 | 0 | 0 | 0 | 0 | 0 | 0 | 0.65842 | 0.65842 | -11.6026 | -11.6026
Line9_3_11 | 0 | 0 | 0 | 0 | 0 | 0 | 0 | 0 | 0 | 0 | 0 | 0 | 0.65842 | 0.65842 | -11.6026 | -11.6026

## LLL_min_fault_6
name | pf_ikss_from_ka | pf_ikss_to_ka | pf_ip_from_ka | pf_ip_to_ka | pf_skss_from_mw | pf_skss_to_mw | pf_p_from_mw | pf_p_to_mw | pf_q_from_mvar | pf_q_to_mvar | pf_ikss_from_degree | pf_ikss_to_degree | pf_vm_from_pu | pf_vm_to_pu | pf_va_from_degree | pf_va_to_degree
Line0_1_2 | 0 | 0 | 0 | 0 | 0 | 0 | 0 | 0 | 0 | 0 | 0 | 0 | 0.94754 | 0.94754 | -0.12527 | -0.12527
Line10_11_12 | 0 | 0 | 0 | 0 | 0 | 0 | 0 | 0 | 0 | 0 | 0 | 0 | 0.94754 | 0.94754 | -0.12527 | -0.12527
Line11_12_13 | 0 | 0 | 0 | 0 | 0 | 0 | 0 | 0 | 0 | 0 | 0 | 0 | 0.94754 | 0.94754 | -0.12527 | -0.12527
Line12_13_15 | 0 | 0 | 0 | 0 | 0 | 0 | 0 | 0 | 0 | 0 | 0 | 0 | 0.94754 | 0.94754 | -0.12527 | -0.12527
Line13_13_14 | 0 | 0 | 0 | 0 | 0 | 0 | 0 | 0 | 0 | 0 | 0 | 0 | 0.94754 | 0.94754 | -0.12527 | -0.12527
Line14_15_16 | 0 | 0 | 0 | 0 | 0 | 0 | 0 | 0 | 0 | 0 | 0 | 0 | 0.94754 | 0.94754 | -0.12527 | -0.12527
Line15_16_17 | 0 | 0 | 0 | 0 | 0 | 0 | 0 | 0 | 0 | 0 | 0 | 0 | 0.94754 | 0.94754 | -0.12527 | -0.12527
Line16_4_18 | 0.030706 | 0.030706 | 0 | 0.050714 | 0.021274 | 0.021274 | 0.014197 | -0.014143 | 0.014199 | -0.014143 | -45.1344 | 134.8656 | 0.94385 | 0.94017 | -0.1298 | -0.13436
Line17_5_19 | 0 | 0 | 0 | 0 | 0 | 0 | 0 | 0 | 0 | 0 | 0 | 0 | 0.94754 | 0.94754 | -0.12527 | -0.12527
Line1_1_3 | 0 | 0 | 0 | 0 | 0 | 0 | 0 | 0 | 0 | 0 | 0 | 0 | 0.94754 | 0.94754 | -0.12527 | -0.12527
Line2_1_4 | 0.030706 | 0.030706 | 0 | 0 | 0.021274 | 0.021274 | 0.014251 | -0.014197 | 0.014256 | -0.014199 | -45.1344 | 134.8656 | 0.94754 | 0.94385 | -0.12527 | -0.1298
Line3_1_5 | 0 | 0 | 0 | 0 | 0 | 0 | 0 | 0 | 0 | 0 | 0 | 0 | 0.94754 | 0.94754 | -0.12527 | -0.12527
Line4_2_6 | 0 | 0 | 0 | 0 | 0 | 0 | 0 | 0 | 0 | 0 | 0 | 0 | 0.94754 | 0.94754 | -0.12527 | -0.12527
Line5_6_7 | 0 | 0 | 0 | 0 | 0 | 0 | 0 | 0 | 0 | 0 | 0 | 0 | 0.94754 | 0.94754 | -0.12527 | -0.12527
Line6_7_8 | 0 | 0 | 0 | 0 | 0 | 0 | 0 | 0 | 0 | 0 | 0 | 0 | 0.94754 | 0.94754 | -0.12527 | -0.12527
Line7_8_9 | 0 | 0 | 0 | 0 | 0 | 0 | 0 | 0 | 0 | 0 | 0 | 0 | 0.94754 | 0.94754 | -0.12527 | -0.12527
Line8_8_10 | 0 | 0 | 0 | 0 | 0 | 0 | 0 | 0 | 0 | 0 | 0 | 0 | 0.94754 | 0.94754 | -0.12527 | -0.12527
Line9_3_11 | 0 | 0 | 0 | 0 | 0 | 0 | 0 | 0 | 0 | 0 | 0 | 0 | 0.94754 | 0.94754 | -0.12527 | -0.12527

## LLL_min_fault_10
name | pf_ikss_from_ka | pf_ikss_to_ka | pf_ip_from_ka | pf_ip_to_ka | pf_skss_from_mw | pf_skss_to_mw | pf_p_from_mw | pf_p_to_mw | pf_q_from_mvar | pf_q_to_mvar | pf_ikss_from_degree | pf_ikss_to_degree | pf_vm_from_pu | pf_vm_to_pu | pf_va_from_degree | pf_va_to_degree
Line0_1_2 | 0 | 0 | 0 | 0 | 0 | 0 | 0 | 0 | 0 | 0 | 0 | 0 | 0.89767 | 0.89767 | -0.12527 | -0.12527
Line10_11_12 | 0 | 0 | 0 | 0 | 0 | 0 | 0 | 0 | 0 | 0 | 0 | 0 | 0.89767 | 0.89767 | -0.12527 | -0.12527
Line11_12_13 | 0 | 0 | 0 | 0 | 0 | 0 | 0 | 0 | 0 | 0 | 0 | 0 | 0.89767 | 0.89767 | -0.12527 | -0.12527
Line12_13_15 | 0 | 0 | 0 | 0 | 0 | 0 | 0 | 0 | 0 | 0 | 0 | 0 | 0.89767 | 0.89767 | -0.12527 | -0.12527
Line13_13_14 | 0 | 0 | 0 | 0 | 0 | 0 | 0 | 0 | 0 | 0 | 0 | 0 | 0.89767 | 0.89767 | -0.12527 | -0.12527
Line14_15_16 | 0 | 0 | 0 | 0 | 0 | 0 | 0 | 0 | 0 | 0 | 0 | 0 | 0.89767 | 0.89767 | -0.12527 | -0.12527
Line15_16_17 | 0 | 0 | 0 | 0 | 0 | 0 | 0 | 0 | 0 | 0 | 0 | 0 | 0.89767 | 0.89767 | -0.12527 | -0.12527
Line16_4_18 | 0.02909 | 0.02909 | 0 | 0.048045 | 0.020154 | 0.020154 | 0.012742 | -0.012693 | 0.012744 | -0.012693 | -45.1344 | 134.8656 | 0.89418 | 0.89069 | -0.1298 | -0.13436
Line17_5_19 | 0 | 0 | 0 | 0 | 0 | 0 | 0 | 0 | 0 | 0 | 0 | 0 | 0.89767 | 0.89767 | -0.12527 | -0.12527
Line1_1_3 | 0 | 0 | 0 | 0 | 0 | 0 | 0 | 0 | 0 | 0 | 0 | 0 | 0.89767 | 0.89767 | -0.12527 | -0.12527
Line2_1_4 | 0.02909 | 0.02909 | 0 | 0 | 0.020154 | 0.020154 | 0.012791 | -0.012742 | 0.012795 | -0.012744 | -45.1344 | 134.8656 | 0.89767 | 0.89418 | -0.12527 | -0.1298
Line3_1_5 | 0 | 0 | 0 | 0 | 0 | 0 | 0 | 0 | 0 | 0 | 0 | 0 | 0.89767 | 0.89767 | -0.12527 | -0.12527
Line4_2_6 | 0 | 0 | 0 | 0 | 0 | 0 | 0 | 0 | 0 | 0 | 0 | 0 | 0.89767 | 0.89767 | -0.12527 | -0.12527
Line5_6_7 | 0 | 0 | 0 | 0 | 0 | 0 | 0 | 0 | 0 | 0 | 0 | 0 | 0.89767 | 0.89767 | -0.12527 | -0.12527
Line6_7_8 | 0 | 0 | 0 | 0 | 0 | 0 | 0 | 0 | 0 | 0 | 0 | 0 | 0.89767 | 0.89767 | -0.12527 | -0.12527
Line7_8_9 | 0 | 0 | 0 | 0 | 0 | 0 | 0 | 0 | 0 | 0 | 0 | 0 | 0.89767 | 0.89767 | -0.12527 | -0.12527
Line8_8_10 | 0 | 0 | 0 | 0 | 0 | 0 | 0 | 0 | 0 | 0 | 0 | 0 | 0.89767 | 0.89767 | -0.12527 | -0.12527
Line9_3_11 | 0 | 0 | 0 | 0 | 0 | 0 | 0 | 0 | 0 | 0 | 0 | 0 | 0.89767 | 0.89767 | -0.12527 | -0.12527

## LL_max_6
name | pf_ikss_a_from_ka | pf_ikss_b_from_ka | pf_ikss_c_from_ka | pf_ikss_a_to_ka | pf_ikss_b_to_ka | pf_ikss_c_to_ka | pf_skss_a_from_mw | pf_skss_b_from_mw | pf_skss_c_from_mw | pf_skss_a_to_mw | pf_skss_b_to_mw | pf_skss_c_to_mw | pf_p_a_from_mw | pf_p_b_from_mw | pf_p_c_from_mw | pf_p_a_to_mw | pf_p_b_to_mw | pf_p_c_to_mw | pf_q_a_from_mvar | pf_q_b_from_mvar | pf_q_c_from_mvar | pf_q_a_to_mvar | pf_q_b_to_mvar | pf_q_c_to_mvar | pf_ikss_a_from_degree | pf_ikss_b_from_degree | pf_ikss_c_from_degree | pf_ikss_a_to_degree | pf_ikss_b_to_degree | pf_ikss_c_to_degree | pf_vm_a_from_pu | pf_vm_b_from_pu | pf_vm_c_from_pu | pf_vm_a_to_pu | pf_vm_b_to_pu | pf_vm_c_to_pu | pf_va_a_from_degree | pf_va_b_from_degree | pf_va_c_from_degree | pf_va_a_to_degree | pf_va_b_to_degree | pf_va_c_to_degree
Line0_1_2 | 0 | 0 | 0 | 0 | 0 | 0 | 0 | 0 | 0 | 0 | 0 | 0 | 4.0319e-10 | -2.8532e-09 | -4.7404e-09 | -4.0319e-10 | 2.8532e-09 | 4.7404e-09 | -7.4665e-11 | 5.2004e-09 | -2.1089e-09 | 7.4665e-11 | -5.2004e-09 | 2.1089e-09 | 0 | 0 | 0 | 0 | 0 | 0 | 1.0672 | 0.8635 | 0.75815 | 1.0672 | 0.8635 | 0.75815 | 0.17354 | -135.1125 | 126.9163 | 0.17354 | -135.1125 | 126.9163
Line10_11_12 | 0 | 0 | 0 | 0 | 0 | 0 | 0 | 0 | 0 | 0 | 0 | 0 | 4.0319e-10 | -2.8532e-09 | -4.7404e-09 | -4.0319e-10 | 2.8532e-09 | 4.7404e-09 | -7.4665e-11 | 5.2004e-09 | -2.1089e-09 | 7.4666e-11 | -5.2004e-09 | 2.1089e-09 | 0 | 0 | 0 | 0 | 0 | 0 | 1.0672 | 0.8635 | 0.75815 | 1.0672 | 0.8635 | 0.75815 | 0.17354 | -135.1125 | 126.9163 | 0.17354 | -135.1125 | 126.9163
Line11_12_13 | 0 | 0 | 0 | 0 | 0 | 0 | 0 | 0 | 0 | 0 | 0 | 0 | 3.3599e-10 | -2.3776e-09 | -3.9503e-09 | -3.3599e-10 | 2.3776e-09 | 3.9503e-09 | -6.2221e-11 | 4.3337e-09 | -1.7575e-09 | 6.2221e-11 | -4.3337e-09 | 1.7575e-09 | 0 | 0 | 0 | 0 | 0 | 0 | 1.0672 | 0.8635 | 0.75815 | 1.0672 | 0.8635 | 0.75815 | 0.17354 | -135.1125 | 126.9163 | 0.17354 | -135.1125 | 126.9163
Line12_13_15 | 0 | 0 | 0 | 0 | 0 | 0 | 0 | 0 | 0 | 0 | 0 | 0 | 2.0159e-10 | -1.4266e-09 | -2.3702e-09 | -2.0159e-10 | 1.4266e-09 | 2.3702e-09 | -3.7333e-11 | 2.6002e-09 | -1.0545e-09 | 3.7333e-11 | -2.6002e-09 | 1.0545e-09 | 0 | 0 | 0 | 0 | 0 | 0 | 1.0672 | 0.8635 | 0.75815 | 1.0672 | 0.8635 | 0.75815 | 0.17354 | -135.1125 | 126.9163 | 0.17354 | -135.1125 | 126.9163
Line13_13_14 | 0 | 0 | 0 | 0 | 0 | 0 | 0 | 0 | 0 | 0 | 0 | 0 | 6.7198e-11 | -4.7553e-10 | -7.9007e-10 | -6.7198e-11 | 4.7553e-10 | 7.9007e-10 | -1.2444e-11 | 8.6674e-10 | -3.5149e-10 | 1.2444e-11 | -8.6674e-10 | 3.5149e-10 | 0 | 0 | 0 | 0 | 0 | 0 | 1.0672 | 0.8635 | 0.75815 | 1.0672 | 0.8635 | 0.75815 | 0.17354 | -135.1125 | 126.9163 | 0.17354 | -135.1125 | 126.9163
Line14_15_16 | 0 | 0 | 0 | 0 | 0 | 0 | 0 | 0 | 0 | 0 | 0 | 0 | 1.344e-10 | -9.5105e-10 | -1.5801e-09 | -1.344e-10 | 9.5105e-10 | 1.5801e-09 | -2.4888e-11 | 1.7335e-09 | -7.0298e-10 | 2.4888e-11 | -1.7335e-09 | 7.0298e-10 | 0 | 0 | 0 | 0 | 0 | 0 | 1.0672 | 0.8635 | 0.75815 | 1.0672 | 0.8635 | 0.75815 | 0.17354 | -135.1125 | 126.9163 | 0.17354 | -135.1125 | 126.9163
Line15_16_17 | 0 | 0 | 0 | 0 | 0 | 0 | 0 | 0 | 0 | 0 | 0 | 0 | 6.7198e-11 | -4.7553e-10 | -7.9007e-10 | -6.7198e-11 | 4.7553e-10 | 7.9007e-10 | -1.2444e-11 | 8.6674e-10 | -3.5149e-10 | 1.2444e-11 | -8.6674e-10 | 3.5149e-10 | 0 | 0 | 0 | 0 | 0 | 0 | 1.0672 | 0.8635 | 0.75815 | 1.0672 | 0.8635 | 0.75815 | 0.17354 | -135.1125 | 126.9163 | 0.17354 | -135.1125 | 126.9163
Line16_4_18 | 0 | 3.2392 | 3.2392 | 0 | 3.2392 | 3.2392 | 0 | 0.74806 | 0.74806 | 0 | 0.74806 | 0.74806 | 1.3358e-10 | 0.48781 | -0.27796 | -1.3358e-10 | -0.38289 | 0.38289 | -4.8536e-18 | 0.07692 | 0.34278 | 4.8593e-18 | 0.13293 | -0.13293 | 0 | -160.8543 | 19.1457 | 0 | 19.1457 | -160.8543 | 1.0836 | 0.66016 | 0.58995 | 1.0836 | 0.54181 | 0.54181 | -2.0819e-06 | -151.8935 | 148.1848 | -2.0843e-06 | 180 | 180
Line17_5_19 | 0 | 0 | 0 | 0 | 0 | 0 | 0 | 0 | 0 | 0 | 0 | 0 | 6.7197e-11 | -4.7553e-10 | -7.9007e-10 | -6.7198e-11 | 4.7553e-10 | 7.9007e-10 | -1.2444e-11 | 8.6674e-10 | -3.5149e-10 | 1.2444e-11 | -8.6674e-10 | 3.5149e-10 | 0 | 0 | 0 | 0 | 0 | 0 | 1.0672 | 0.8635 | 0.75815 | 1.0672 | 0.8635 | 0.75815 | 0.17354 | -135.1125 | 126.9163 | 0.17354 | -135.1125 | 126.9163
Line1_1_3 | 0 | 0 | 0 | 0 | 0 | 0 | 0 | 0 | 0 | 0 | 0 | 0 | 5.3758e-10 | -3.8042e-09 | -6.3205e-09 | -5.3758e-10 | 3.8042e-09 | 6.3205e-09 | -9.9554e-11 | 6.9339e-09 | -2.8119e-09 | 9.9554e-11 | -6.9339e-09 | 2.8119e-09 | 0 | 0 | 0 | 0 | 0 | 0 | 1.0672 | 0.8635 | 0.75815 | 1.0672 | 0.8635 | 0.75815 | 0.17354 | -135.1125 | 126.9163 | 0.17354 | -135.1125 | 126.9163
Line2_1_4 | 0.1732 | 3.0966 | 3.0849 | 0.1732 | 3.0966 | 3.0849 | 0.04 | 0.71513 | 0.71243 | 0.04 | 0.71513 | 0.71243 | -0.011249 | 0.56428 | -0.1776 | 0.011549 | -0.46839 | 0.27276 | -0.041178 | 0.25081 | 0.51009 | 0.041778 | -0.059028 | -0.31976 | 105.4524 | -159.0761 | 17.7199 | -74.5476 | 20.9239 | -162.2801 | 1.0672 | 0.8635 | 0.75815 | 1.0836 | 0.66016 | 0.58995 | 0.17354 | -135.1125 | 126.9163 | -2.0819e-06 | -151.8935 | 148.1848
Line3_1_5 | 0 | 0 | 0 | 0 | 0 | 0 | 0 | 0 | 0 | 0 | 0 | 0 | 1.344e-10 | -9.5105e-10 | -1.5801e-09 | -1.344e-10 | 9.5105e-10 | 1.5801e-09 | -2.4889e-11 | 1.7335e-09 | -7.0298e-10 | 2.4889e-11 | -1.7335e-09 | 7.0298e-10 | 0 | 0 | 0 | 0 | 0 | 0 | 1.0672 | 0.8635 | 0.75815 | 1.0672 | 0.8635 | 0.75815 | 0.17354 | -135.1125 | 126.9163 | 0.17354 | -135.1125 | 126.9163
Line4_2_6 | 0 | 0 | 0 | 0 | 0 | 0 | 0 | 0 | 0 | 0 | 0 | 0 | 3.3599e-10 | -2.3776e-09 | -3.9503e-09 | -3.3599e-10 | 2.3776e-09 | 3.9503e-09 | -6.2221e-11 | 4.3337e-09 | -1.7575e-09 | 6.2221e-11 | -4.3337e-09 | 1.7575e-09 | 0 | 0 | 0 | 0 | 0 | 0 | 1.0672 | 0.8635 | 0.75815 | 1.0672 | 0.8635 | 0.75815 | 0.17354 | -135.1125 | 126.9163 | 0.17354 | -135.1125 | 126.9163
Line5_6_7 | 0 | 0 | 0 | 0 | 0 | 0 | 0 | 0 | 0 | 0 | 0 | 0 | 2.6879e-10 | -1.9021e-09 | -3.1603e-09 | -2.6879e-10 | 1.9021e-09 | 3.1603e-09 | -4.9777e-11 | 3.467e-09 | -1.406e-09 | 4.9777e-11 | -3.467e-09 | 1.406e-09 | 0 | 0 | 0 | 0 | 0 | 0 | 1.0672 | 0.8635 | 0.75815 | 1.0672 | 0.8635 | 0.75815 | 0.17354 | -135.1125 | 126.9163 | 0.17354 | -135.1125 | 126.9163
Line6_7_8 | 0 | 0 | 0 | 0 | 0 | 0 | 0 | 0 | 0 | 0 | 0 | 0 | 2.0159e-10 | -1.4266e-09 | -2.3702e-09 | -2.0159e-10 | 1.4266e-09 | 2.3702e-09 | -3.7333e-11 | 2.6002e-09 | -1.0545e-09 | 3.7333e-11 | -2.6002e-09 | 1.0545e-09 | 0 | 0 | 0 | 0 | 0 | 0 | 1.0672 | 0.8635 | 0.75815 | 1.0672 | 0.8635 | 0.75815 | 0.17354 | -135.1125 | 126.9163 | 0.17354 | -135.1125 | 126.9163
Line7_8_9 | 0 | 0 | 0 | 0 | 0 | 0 | 0 | 0 | 0 | 0 | 0 | 0 | 6.7198e-11 | -4.7553e-10 | -7.9007e-10 | -6.7198e-11 | 4.7553e-10 | 7.9007e-10 | -1.2444e-11 | 8.6674e-10 | -3.5149e-10 | 1.2444e-11 | -8.6674e-10 | 3.5149e-10 | 0 | 0 | 0 | 0 | 0 | 0 | 1.0672 | 0.8635 | 0.75815 | 1.0672 | 0.8635 | 0.75815 | 0.17354 | -135.1125 | 126.9163 | 0.17354 | -135.1125 | 126.9163
Line8_8_10 | 0 | 0 | 0 | 0 | 0 | 0 | 0 | 0 | 0 | 0 | 0 | 0 | 6.7198e-11 | -4.7553e-10 | -7.9007e-10 | -6.7198e-11 | 4.7553e-10 | 7.9007e-10 | -1.2444e-11 | 8.6674e-10 | -3.5149e-10 | 1.2444e-11 | -8.6674e-10 | 3.5149e-10 | 0 | 0 | 0 | 0 | 0 | 0 | 1.0672 | 0.8635 | 0.75815 | 1.0672 | 0.8635 | 0.75815 | 0.17354 | -135.1125 | 126.9163 | 0.17354 | -135.1125 | 126.9163
Line9_3_11 | 0 | 0 | 0 | 0 | 0 | 0 | 0 | 0 | 0 | 0 | 0 | 0 | 4.7038e-10 | -3.3287e-09 | -5.5305e-09 | -4.7038e-10 | 3.3287e-09 | 5.5305e-09 | -8.711e-11 | 6.0672e-09 | -2.4604e-09 | 8.711e-11 | -6.0672e-09 | 2.4604e-09 | 0 | 0 | 0 | 0 | 0 | 0 | 1.0672 | 0.8635 | 0.75815 | 1.0672 | 0.8635 | 0.75815 | 0.17354 | -135.1125 | 126.9163 | 0.17354 | -135.1125 | 126.9163

## LL_max_10
name | pf_ikss_a_from_ka | pf_ikss_b_from_ka | pf_ikss_c_from_ka | pf_ikss_a_to_ka | pf_ikss_b_to_ka | pf_ikss_c_to_ka | pf_skss_a_from_mw | pf_skss_b_from_mw | pf_skss_c_from_mw | pf_skss_a_to_mw | pf_skss_b_to_mw | pf_skss_c_to_mw | pf_p_a_from_mw | pf_p_b_from_mw | pf_p_c_from_mw | pf_p_a_to_mw | pf_p_b_to_mw | pf_p_c_to_mw | pf_q_a_from_mvar | pf_q_b_from_mvar | pf_q_c_from_mvar | pf_q_a_to_mvar | pf_q_b_to_mvar | pf_q_c_to_mvar | pf_ikss_a_from_degree | pf_ikss_b_from_degree | pf_ikss_c_from_degree | pf_ikss_a_to_degree | pf_ikss_b_to_degree | pf_ikss_c_to_degree | pf_vm_a_from_pu | pf_vm_b_from_pu | pf_vm_c_from_pu | pf_vm_a_to_pu | pf_vm_b_to_pu | pf_vm_c_to_pu | pf_va_a_from_degree | pf_va_b_from_degree | pf_va_c_from_degree | pf_va_a_to_degree | pf_va_b_to_degree | pf_va_c_to_degree
Line0_1_2 | 0 | 0 | 0 | 0 | 0 | 0 | 0 | 0 | 0 | 0 | 0 | 0 | 4.427e-10 | -3.1826e-09 | -5.2832e-09 | -4.427e-10 | 3.1826e-09 | 5.2832e-09 | -7.9988e-11 | 5.8593e-09 | -2.4128e-09 | 7.9988e-11 | -5.8593e-09 | 2.4128e-09 | 0 | 0 | 0 | 0 | 0 | 0 | 1.118 | 0.89823 | 0.7853 | 1.118 | 0.89823 | 0.7853 | 0.16939 | -135.6375 | 127.294 | 0.16939 | -135.6375 | 127.294
Line10_11_12 | 0 | 0 | 0 | 0 | 0 | 0 | 0 | 0 | 0 | 0 | 0 | 0 | 4.427e-10 | -3.1826e-09 | -5.2832e-09 | -4.427e-10 | 3.1826e-09 | 5.2832e-09 | -7.9988e-11 | 5.8593e-09 | -2.4128e-09 | 7.9988e-11 | -5.8593e-09 | 2.4128e-09 | 0 | 0 | 0 | 0 | 0 | 0 | 1.118 | 0.89823 | 0.7853 | 1.118 | 0.89823 | 0.7853 | 0.16939 | -135.6375 | 127.294 | 0.16939 | -135.6375 | 127.294
Line11_12_13 | 0 | 0 | 0 | 0 | 0 | 0 | 0 | 0 | 0 | 0 | 0 | 0 | 3.6892e-10 | -2.6522e-09 | -4.4026e-09 | -3.6892e-10 | 2.6522e-09 | 4.4026e-09 | -6.6657e-11 | 4.8827e-09 | -2.0106e-09 | 6.6657e-11 | -4.8827e-09 | 2.0106e-09 | 0 | 0 | 0 | 0 | 0 | 0 | 1.118 | 0.89823 | 0.7853 | 1.118 | 0.89823 | 0.7853 | 0.16939 | -135.6375 | 127.294 | 0.16939 | -135.6375 | 127.294
Line12_13_15 | 0 | 0 | 0 | 0 | 0 | 0 | 0 | 0 | 0 | 0 | 0 | 0 | 2.2135e-10 | -1.5913e-09 | -2.6416e-09 | -2.2135e-10 | 1.5913e-09 | 2.6416e-09 | -3.9994e-11 | 2.9296e-09 | -1.2064e-09 | 3.9994e-11 | -2.9296e-09 | 1.2064e-09 | 0 | 0 | 0 | 0 | 0 | 0 | 1.118 | 0.89823 | 0.7853 | 1.118 | 0.89823 | 0.7853 | 0.16939 | -135.6375 | 127.294 | 0.16939 | -135.6375 | 127.294
Line13_13_14 | 0 | 0 | 0 | 0 | 0 | 0 | 0 | 0 | 0 | 0 | 0 | 0 | 7.3784e-11 | -5.3043e-10 | -8.8053e-10 | -7.3784e-11 | 5.3043e-10 | 8.8053e-10 | -1.3331e-11 | 9.7654e-10 | -4.0213e-10 | 1.3331e-11 | -9.7654e-10 | 4.0213e-10 | 0 | 0 | 0 | 0 | 0 | 0 | 1.118 | 0.89823 | 0.7853 | 1.118 | 0.89823 | 0.7853 | 0.16939 | -135.6375 | 127.294 | 0.16939 | -135.6375 | 127.294
Line14_15_16 | 0 | 0 | 0 | 0 | 0 | 0 | 0 | 0 | 0 | 0 | 0 | 0 | 1.4757e-10 | -1.0609e-09 | -1.7611e-09 | -1.4757e-10 | 1.0609e-09 | 1.7611e-09 | -2.6663e-11 | 1.9531e-09 | -8.0426e-10 | 2.6663e-11 | -1.9531e-09 | 8.0426e-10 | 0 | 0 | 0 | 0 | 0 | 0 | 1.118 | 0.89823 | 0.7853 | 1.118 | 0.89823 | 0.7853 | 0.16939 | -135.6375 | 127.294 | 0.16939 | -135.6375 | 127.294
Line15_16_17 | 0 | 0 | 0 | 0 | 0 | 0 | 0 | 0 | 0 | 0 | 0 | 0 | 7.3784e-11 | -5.3043e-10 | -8.8053e-10 | -7.3784e-11 | 5.3043e-10 | 8.8053e-10 | -1.3331e-11 | 9.7654e-10 | -4.0213e-10 | 1.3331e-11 | -9.7654e-10 | 4.0213e-10 | 0 | 0 | 0 | 0 | 0 | 0 | 1.118 | 0.89823 | 0.7853 | 1.118 | 0.89823 | 0.7853 | 0.16939 | -135.6375 | 127.294 | 0.16939 | -135.6375 | 127.294
Line16_4_18 | 0 | 3.3379 | 3.3379 | 0 | 3.3379 | 3.3379 | 0 | 0.77085 | 0.77085 | 0 | 0.77085 | 0.77085 | 1.4322e-10 | 0.52504 | -0.30221 | -1.4322e-10 | -0.41363 | 0.41363 | 1.2053e-16 | 0.081088 | 0.36457 | -1.6251e-16 | 0.14174 | -0.14174 | 0 | -161.0844 | 18.9156 | 0 | 18.9156 | -161.0844 | 1.1344 | 0.68919 | 0.61431 | 1.1344 | 0.56722 | 0.56722 | -2.1654e-06 | -152.305 | 148.5727 | -2.1678e-06 | 180 | 180
Line17_5_19 | 0 | 0 | 0 | 0 | 0 | 0 | 0 | 0 | 0 | 0 | 0 | 0 | 7.3784e-11 | -5.3043e-10 | -8.8053e-10 | -7.3784e-11 | 5.3043e-10 | 8.8053e-10 | -1.3331e-11 | 9.7654e-10 | -4.0213e-10 | 1.3331e-11 | -9.7654e-10 | 4.0213e-10 | 0 | 0 | 0 | 0 | 0 | 0 | 1.118 | 0.89823 | 0.7853 | 1.118 | 0.89823 | 0.7853 | 0.16939 | -135.6375 | 127.294 | 0.16939 | -135.6375 | 127.294
Line1_1_3 | 0 | 0 | 0 | 0 | 0 | 0 | 0 | 0 | 0 | 0 | 0 | 0 | 5.9027e-10 | -4.2434e-09 | -7.0442e-09 | -5.9027e-10 | 4.2434e-09 | 7.0442e-09 | -1.0665e-10 | 7.8123e-09 | -3.217e-09 | 1.0665e-10 | -7.8123e-09 | 3.217e-09 | 0 | 0 | 0 | 0 | 0 | 0 | 1.118 | 0.89823 | 0.7853 | 1.118 | 0.89823 | 0.7853 | 0.16939 | -135.6375 | 127.294 | 0.16939 | -135.6375 | 127.294
Line2_1_4 | 0.1732 | 3.1953 | 3.1835 | 0.1732 | 3.1953 | 3.1835 | 0.04 | 0.73791 | 0.7352 | 0.04 | 0.73791 | 0.7352 | -0.011596 | 0.60681 | -0.19518 | 0.011896 | -0.50472 | 0.29653 | -0.04319 | 0.26666 | 0.54336 | 0.04379 | -0.062464 | -0.34066 | 105.1981 | -159.3601 | 17.5351 | -74.8019 | 20.6399 | -162.4649 | 1.118 | 0.89823 | 0.7853 | 1.1344 | 0.68919 | 0.61431 | 0.16939 | -135.6375 | 127.294 | -2.1654e-06 | -152.305 | 148.5727
Line3_1_5 | 0 | 0 | 0 | 0 | 0 | 0 | 0 | 0 | 0 | 0 | 0 | 0 | 1.4757e-10 | -1.0609e-09 | -1.7611e-09 | -1.4757e-10 | 1.0609e-09 | 1.7611e-09 | -2.6663e-11 | 1.9531e-09 | -8.0426e-10 | 2.6663e-11 | -1.9531e-09 | 8.0426e-10 | 0 | 0 | 0 | 0 | 0 | 0 | 1.118 | 0.89823 | 0.7853 | 1.118 | 0.89823 | 0.7853 | 0.16939 | -135.6375 | 127.294 | 0.16939 | -135.6375 | 127.294
Line4_2_6 | 0 | 0 | 0 | 0 | 0 | 0 | 0 | 0 | 0 | 0 | 0 | 0 | 3.6892e-10 | -2.6522e-09 | -4.4026e-09 | -3.6892e-10 | 2.6522e-09 | 4.4026e-09 | -6.6657e-11 | 4.8827e-09 | -2.0106e-09 | 6.6657e-11 | -4.8827e-09 | 2.0106e-09 | 0 | 0 | 0 | 0 | 0 | 0 | 1.118 | 0.89823 | 0.7853 | 1.118 | 0.89823 | 0.7853 | 0.16939 | -135.6375 | 127.294 | 0.16939 | -135.6375 | 127.294
Line5_6_7 | 0 | 0 | 0 | 0 | 0 | 0 | 0 | 0 | 0 | 0 | 0 | 0 | 2.9514e-10 | -2.1217e-09 | -3.5221e-09 | -2.9514e-10 | 2.1217e-09 | 3.5221e-09 | -5.3325e-11 | 3.9062e-09 | -1.6085e-09 | 5.3325e-11 | -3.9062e-09 | 1.6085e-09 | 0 | 0 | 0 | 0 | 0 | 0 | 1.118 | 0.89823 | 0.7853 | 1.118 | 0.89823 | 0.7853 | 0.16939 | -135.6375 | 127.294 | 0.16939 | -135.6375 | 127.294
Line6_7_8 | 0 | 0 | 0 | 0 | 0 | 0 | 0 | 0 | 0 | 0 | 0 | 0 | 2.2135e-10 | -1.5913e-09 | -2.6416e-09 | -2.2135e-10 | 1.5913e-09 | 2.6416e-09 | -3.9994e-11 | 2.9296e-09 | -1.2064e-09 | 3.9994e-11 | -2.9296e-09 | 1.2064e-09 | 0 | 0 | 0 | 0 | 0 | 0 | 1.118 | 0.89823 | 0.7853 | 1.118 | 0.89823 | 0.7853 | 0.16939 | -135.6375 | 127.294 | 0.16939 | -135.6375 | 127.294
Line7_8_9 | 0 | 0 | 0 | 0 | 0 | 0 | 0 | 0 | 0 | 0 | 0 | 0 | 7.3784e-11 | -5.3043e-10 | -8.8053e-10 | -7.3784e-11 | 5.3043e-10 | 8.8053e-10 | -1.3331e-11 | 9.7654e-10 | -4.0213e-10 | 1.3331e-11 | -9.7654e-10 | 4.0213e-10 | 0 | 0 | 0 | 0 | 0 | 0 | 1.118 | 0.89823 | 0.7853 | 1.118 | 0.89823 | 0.7853 | 0.16939 | -135.6375 | 127.294 | 0.16939 | -135.6375 | 127.294
Line8_8_10 | 0 | 0 | 0 | 0 | 0 | 0 | 0 | 0 | 0 | 0 | 0 | 0 | 7.3784e-11 | -5.3043e-10 | -8.8053e-10 | -7.3784e-11 | 5.3043e-10 | 8.8053e-10 | -1.3331e-11 | 9.7654e-10 | -4.0213e-10 | 1.3331e-11 | -9.7654e-10 | 4.0213e-10 | 0 | 0 | 0 | 0 | 0 | 0 | 1.118 | 0.89823 | 0.7853 | 1.118 | 0.89823 | 0.7853 | 0.16939 | -135.6375 | 127.294 | 0.16939 | -135.6375 | 127.294
Line9_3_11 | 0 | 0 | 0 | 0 | 0 | 0 | 0 | 0 | 0 | 0 | 0 | 0 | 5.1649e-10 | -3.713e-09 | -6.1637e-09 | -5.1649e-10 | 3.713e-09 | 6.1637e-09 | -9.3319e-11 | 6.8358e-09 | -2.8149e-09 | 9.3319e-11 | -6.8358e-09 | 2.8149e-09 | 0 | 0 | 0 | 0 | 0 | 0 | 1.118 | 0.89823 | 0.7853 | 1.118 | 0.89823 | 0.7853 | 0.16939 | -135.6375 | 127.294 | 0.16939 | -135.6375 | 127.294

## LL_max_fault_6
name | pf_ikss_a_from_ka | pf_ikss_b_from_ka | pf_ikss_c_from_ka | pf_ikss_a_to_ka | pf_ikss_b_to_ka | pf_ikss_c_to_ka | pf_skss_a_from_mw | pf_skss_b_from_mw | pf_skss_c_from_mw | pf_skss_a_to_mw | pf_skss_b_to_mw | pf_skss_c_to_mw | pf_p_a_from_mw | pf_p_b_from_mw | pf_p_c_from_mw | pf_p_a_to_mw | pf_p_b_to_mw | pf_p_c_to_mw | pf_q_a_from_mvar | pf_q_b_from_mvar | pf_q_c_from_mvar | pf_q_a_to_mvar | pf_q_b_to_mvar | pf_q_c_to_mvar | pf_ikss_a_from_degree | pf_ikss_b_from_degree | pf_ikss_c_from_degree | pf_ikss_a_to_degree | pf_ikss_b_to_degree | pf_ikss_c_to_degree | pf_vm_a_from_pu | pf_vm_b_from_pu | pf_vm_c_from_pu | pf_vm_a_to_pu | pf_vm_b_to_pu | pf_vm_c_to_pu | pf_va_a_from_degree | pf_va_b_from_degree | pf_va_c_from_degree | pf_va_a_to_degree | pf_va_b_to_degree | pf_va_c_to_degree
Line0_1_2 | 0 | 0 | 0 | 0 | 0 | 0 | 0 | 0 | 0 | 0 | 0 | 0 | 4.0319e-10 | 3.53e-10 | 2.6097e-10 | -4.0319e-10 | -3.53e-10 | -2.6097e-10 | -7.4666e-11 | 5.7042e-11 | -5.0897e-11 | 7.4666e-11 | -5.7042e-11 | 5.0897e-11 | 0 | 0 | 0 | 0 | 0 | 0 | 1.0672 | 1.0651 | 1.0612 | 1.0672 | 1.0651 | 1.0612 | 0.17354 | -120.1328 | 120.119 | 0.17354 | -120.1328 | 120.119
Line10_11_12 | 0 | 0 | 0 | 0 | 0 | 0 | 0 | 0 | 0 | 0 | 0 | 0 | 4.0319e-10 | 3.53e-10 | 2.6097e-10 | -4.0319e-10 | -3.53e-10 | -2.6097e-10 | -7.4666e-11 | 5.7042e-11 | -5.0897e-11 | 7.4666e-11 | -5.7042e-11 | 5.0897e-11 | 0 | 0 | 0 | 0 | 0 | 0 | 1.0672 | 1.0651 | 1.0612 | 1.0672 | 1.0651 | 1.0612 | 0.17354 | -120.1328 | 120.119 | 0.17354 | -120.1328 | 120.119
Line11_12_13 | 0 | 0 | 0 | 0 | 0 | 0 | 0 | 0 | 0 | 0 | 0 | 0 | 3.3599e-10 | 2.9417e-10 | 2.1747e-10 | -3.3599e-10 | -2.9417e-10 | -2.1747e-10 | -6.2222e-11 | 4.7535e-11 | -4.2414e-11 | 6.2222e-11 | -4.7535e-11 | 4.2414e-11 | 0 | 0 | 0 | 0 | 0 | 0 | 1.0672 | 1.0651 | 1.0612 | 1.0672 | 1.0651 | 1.0612 | 0.17354 | -120.1328 | 120.119 | 0.17354 | -120.1328 | 120.119
Line12_13_15 | 0 | 0 | 0 | 0 | 0 | 0 | 0 | 0 | 0 | 0 | 0 | 0 | 2.0159e-10 | 1.765e-10 | 1.3048e-10 | -2.0159e-10 | -1.765e-10 | -1.3048e-10 | -3.7333e-11 | 2.8521e-11 | -2.5448e-11 | 3.7333e-11 | -2.8521e-11 | 2.5448e-11 | 0 | 0 | 0 | 0 | 0 | 0 | 1.0672 | 1.0651 | 1.0612 | 1.0672 | 1.0651 | 1.0612 | 0.17354 | -120.1328 | 120.119 | 0.17354 | -120.1328 | 120.119
Line13_13_14 | 0 | 0 | 0 | 0 | 0 | 0 | 0 | 0 | 0 | 0 | 0 | 0 | 6.7198e-11 | 5.8834e-11 | 4.3495e-11 | -6.7198e-11 | -5.8834e-11 | -4.3495e-11 | -1.2444e-11 | 9.507e-12 | -8.4828e-12 | 1.2444e-11 | -9.5071e-12 | 8.4828e-12 | 0 | 0 | 0 | 0 | 0 | 0 | 1.0672 | 1.0651 | 1.0612 | 1.0672 | 1.0651 | 1.0612 | 0.17354 | -120.1328 | 120.119 | 0.17354 | -120.1328 | 120.119
Line14_15_16 | 0 | 0 | 0 | 0 | 0 | 0 | 0 | 0 | 0 | 0 | 0 | 0 | 1.344e-10 | 1.1767e-10 | 8.699e-11 | -1.344e-10 | -1.1767e-10 | -8.699e-11 | -2.4889e-11 | 1.9014e-11 | -1.6966e-11 | 2.4889e-11 | -1.9014e-11 | 1.6966e-11 | 0 | 0 | 0 | 0 | 0 | 0 | 1.0672 | 1.0651 | 1.0612 | 1.0672 | 1.0651 | 1.0612 | 0.17354 | -120.1328 | 120.119 | 0.17354 | -120.1328 | 120.119
Line15_16_17 | 0 | 0 | 0 | 0 | 0 | 0 | 0 | 0 | 0 | 0 | 0 | 0 | 6.7198e-11 | 5.8834e-11 | 4.3495e-11 | -6.7198e-11 | -5.8834e-11 | -4.3495e-11 | -1.2444e-11 | 9.507e-12 | -8.4828e-12 | 1.2444e-11 | -9.507e-12 | 8.4828e-12 | 0 | 0 | 0 | 0 | 0 | 0 | 1.0672 | 1.0651 | 1.0612 | 1.0672 | 1.0651 | 1.0612 | 0.17354 | -120.1328 | 120.119 | 0.17354 | -120.1328 | 120.119
Line16_4_18 | 0 | 0.06027 | 0.06027 | 0 | 0.06027 | 0.06027 | 0 | 0.013919 | 0.013919 | 0 | 0.013919 | 0.013919 | 1.3358e-10 | 0.014493 | 0.003742 | -1.3358e-10 | -0.014457 | -0.0037056 | -3.2718e-17 | 0.0038648 | 0.014443 | 3.7736e-17 | -0.0037922 | -0.01437 | 0 | -135.4649 | 44.5351 | 0 | 44.5351 | -135.4649 | 1.0836 | 1.0777 | 1.0719 | 1.0836 | 1.0738 | 1.0662 | -5.7963e-08 | -120.5336 | 120.01 | -6.0407e-08 | -120.7668 | 120.0754
Line17_5_19 | 0 | 0 | 0 | 0 | 0 | 0 | 0 | 0 | 0 | 0 | 0 | 0 | 6.7198e-11 | 5.8834e-11 | 4.3495e-11 | -6.7198e-11 | -5.8834e-11 | -4.3495e-11 | -1.2444e-11 | 9.507e-12 | -8.4828e-12 | 1.2444e-11 | -9.507e-12 | 8.4828e-12 | 0 | 0 | 0 | 0 | 0 | 0 | 1.0672 | 1.0651 | 1.0612 | 1.0672 | 1.0651 | 1.0612 | 0.17354 | -120.1328 | 120.119 | 0.17354 | -120.1328 | 120.119
Line1_1_3 | 0 | 0 | 0 | 0 | 0 | 0 | 0 | 0 | 0 | 0 | 0 | 0 | 5.3758e-10 | 4.7067e-10 | 3.4796e-10 | -5.3758e-10 | -4.7067e-10 | -3.4796e-10 | -9.9555e-11 | 7.6056e-11 | -6.7862e-11 | 9.9555e-11 | -7.6056e-11 | 6.7862e-11 | 0 | 0 | 0 | 0 | 0 | 0 | 1.0672 | 1.0651 | 1.0612 | 1.0672 | 1.0651 | 1.0612 | 0.17354 | -120.1328 | 120.119 | 0.17354 | -120.1328 | 120.119
Line2_1_4 | 0.1732 | 0.15134 | 0.11295 | 0.1732 | 0.15134 | 0.11295 | 0.04 | 0.034952 | 0.026084 | 0.04 | 0.034952 | 0.026084 | -0.011249 | 0.0028507 | -0.0075473 | 0.011549 | -0.0026216 | 0.0076749 | -0.041178 | -0.037116 | -0.026631 | 0.041778 | 0.037574 | 0.026886 | 105.4525 | -34.5248 | -134.058 | -74.5475 | 145.4752 | 45.942 | 1.0672 | 1.0651 | 1.0612 | 1.0836 | 1.0777 | 1.0719 | 0.17354 | -120.1328 | 120.119 | -5.7963e-08 | -120.5336 | 120.01
Line3_1_5 | 0 | 0 | 0 | 0 | 0 | 0 | 0 | 0 | 0 | 0 | 0 | 0 | 1.344e-10 | 1.1767e-10 | 8.699e-11 | -1.344e-10 | -1.1767e-10 | -8.699e-11 | -2.4889e-11 | 1.9014e-11 | -1.6966e-11 | 2.4889e-11 | -1.9014e-11 | 1.6966e-11 | 0 | 0 | 0 | 0 | 0 | 0 | 1.0672 | 1.0651 | 1.0612 | 1.0672 | 1.0651 | 1.0612 | 0.17354 | -120.1328 | 120.119 | 0.17354 | -120.1328 | 120.119
Line4_2_6 | 0 | 0 | 0 | 0 | 0 | 0 | 0 | 0 | 0 | 0 | 0 | 0 | 3.3599e-10 | 2.9417e-10 | 2.1747e-10 | -3.3599e-10 | -2.9417e-10 | -2.1747e-10 | -6.2222e-11 | 4.7535e-11 | -4.2414e-11 | 6.2222e-11 | -4.7535e-11 | 4.2414e-11 | 0 | 0 | 0 | 0 | 0 | 0 | 1.0672 | 1.0651 | 1.0612 | 1.0672 | 1.0651 | 1.0612 | 0.17354 | -120.1328 | 120.119 | 0.17354 | -120.1328 | 120.119
Line5_6_7 | 0 | 0 | 0 | 0 | 0 | 0 | 0 | 0 | 0 | 0 | 0 | 0 | 2.6879e-10 | 2.3534e-10 | 1.7398e-10 | -2.6879e-10 | -2.3534e-10 | -1.7398e-10 | -4.9777e-11 | 3.8028e-11 | -3.3931e-11 | 4.9777e-11 | -3.8028e-11 | 3.3931e-11 | 0 | 0 | 0 | 0 | 0 | 0 | 1.0672 | 1.0651 | 1.0612 | 1.0672 | 1.0651 | 1.0612 | 0.17354 | -120.1328 | 120.119 | 0.17354 | -120.1328 | 120.119
Line6_7_8 | 0 | 0 | 0 | 0 | 0 | 0 | 0 | 0 | 0 | 0 | 0 | 0 | 2.0159e-10 | 1.765e-10 | 1.3048e-10 | -2.0159e-10 | -1.765e-10 | -1.3048e-10 | -3.7333e-11 | 2.8521e-11 | -2.5448e-11 | 3.7333e-11 | -2.8521e-11 | 2.5448e-11 | 0 | 0 | 0 | 0 | 0 | 0 | 1.0672 | 1.0651 | 1.0612 | 1.0672 | 1.0651 | 1.0612 | 0.17354 | -120.1328 | 120.119 | 0.17354 | -120.1328 | 120.119
Line7_8_9 | 0 | 0 | 0 | 0 | 0 | 0 | 0 | 0 | 0 | 0 | 0 | 0 | 6.7198e-11 | 5.8834e-11 | 4.3495e-11 | -6.7198e-11 | -5.8834e-11 | -4.3495e-11 | -1.2444e-11 | 9.507e-12 | -8.4828e-12 | 1.2444e-11 | -9.5071e-12 | 8.4828e-12 | 0 | 0 | 0 | 0 | 0 | 0 | 1.0672 | 1.0651 | 1.0612 | 1.0672 | 1.0651 | 1.0612 | 0.17354 | -120.1328 | 120.119 | 0.17354 | -120.1328 | 120.119
Line8_8_10 | 0 | 0 | 0 | 0 | 0 | 0 | 0 | 0 | 0 | 0 | 0 | 0 | 6.7198e-11 | 5.8834e-11 | 4.3495e-11 | -6.7198e-11 | -5.8834e-11 | -4.3495e-11 | -1.2444e-11 | 9.507e-12 | -8.4828e-12 | 1.2444e-11 | -9.507e-12 | 8.4828e-12 | 0 | 0 | 0 | 0 | 0 | 0 | 1.0672 | 1.0651 | 1.0612 | 1.0672 | 1.0651 | 1.0612 | 0.17354 | -120.1328 | 120.119 | 0.17354 | -120.1328 | 120.119
Line9_3_11 | 0 | 0 | 0 | 0 | 0 | 0 | 0 | 0 | 0 | 0 | 0 | 0 | 4.7038e-10 | 4.1184e-10 | 3.0446e-10 | -4.7038e-10 | -4.1184e-10 | -3.0446e-10 | -8.711e-11 | 6.6549e-11 | -5.9379e-11 | 8.711e-11 | -6.6549e-11 | 5.9379e-11 | 0 | 0 | 0 | 0 | 0 | 0 | 1.0672 | 1.0651 | 1.0612 | 1.0672 | 1.0651 | 1.0612 | 0.17354 | -120.1328 | 120.119 | 0.17354 | -120.1328 | 120.119

## LL_max_fault_10
name | pf_ikss_a_from_ka | pf_ikss_b_from_ka | pf_ikss_c_from_ka | pf_ikss_a_to_ka | pf_ikss_b_to_ka | pf_ikss_c_to_ka | pf_skss_a_from_mw | pf_skss_b_from_mw | pf_skss_c_from_mw | pf_skss_a_to_mw | pf_skss_b_to_mw | pf_skss_c_to_mw | pf_p_a_from_mw | pf_p_b_from_mw | pf_p_c_from_mw | pf_p_a_to_mw | pf_p_b_to_mw | pf_p_c_to_mw | pf_q_a_from_mvar | pf_q_b_from_mvar | pf_q_c_from_mvar | pf_q_a_to_mvar | pf_q_b_to_mvar | pf_q_c_to_mvar | pf_ikss_a_from_degree | pf_ikss_b_from_degree | pf_ikss_c_from_degree | pf_ikss_a_to_degree | pf_ikss_b_to_degree | pf_ikss_c_to_degree | pf_vm_a_from_pu | pf_vm_b_from_pu | pf_vm_c_from_pu | pf_vm_a_to_pu | pf_vm_b_to_pu | pf_vm_c_to_pu | pf_va_a_from_degree | pf_va_b_from_degree | pf_va_c_from_degree | pf_va_a_to_degree | pf_va_b_to_degree | pf_va_c_to_degree
Line0_1_2 | 0 | 0 | 0 | 0 | 0 | 0 | 0 | 0 | 0 | 0 | 0 | 0 | 4.427e-10 | 3.8511e-10 | 2.7943e-10 | -4.427e-10 | -3.8511e-10 | -2.7943e-10 | -7.9989e-11 | 7.1242e-11 | -5.2724e-11 | 7.9989e-11 | -7.1242e-11 | 5.2724e-11 | 0 | 0 | 0 | 0 | 0 | 0 | 1.118 | 1.1157 | 1.1114 | 1.118 | 1.1157 | 1.1114 | 0.16939 | -120.1512 | 120.1123 | 0.16939 | -120.1512 | 120.1123
Line10_11_12 | 0 | 0 | 0 | 0 | 0 | 0 | 0 | 0 | 0 | 0 | 0 | 0 | 4.427e-10 | 3.8511e-10 | 2.7943e-10 | -4.427e-10 | -3.8511e-10 | -2.7943e-10 | -7.9989e-11 | 7.1242e-11 | -5.2724e-11 | 7.9989e-11 | -7.1242e-11 | 5.2724e-11 | 0 | 0 | 0 | 0 | 0 | 0 | 1.118 | 1.1157 | 1.1114 | 1.118 | 1.1157 | 1.1114 | 0.16939 | -120.1512 | 120.1123 | 0.16939 | -120.1512 | 120.1123
Line11_12_13 | 0 | 0 | 0 | 0 | 0 | 0 | 0 | 0 | 0 | 0 | 0 | 0 | 3.6892e-10 | 3.2093e-10 | 2.3286e-10 | -3.6892e-10 | -3.2093e-10 | -2.3286e-10 | -6.6657e-11 | 5.9368e-11 | -4.3937e-11 | 6.6657e-11 | -5.9368e-11 | 4.3937e-11 | 0 | 0 | 0 | 0 | 0 | 0 | 1.118 | 1.1157 | 1.1114 | 1.118 | 1.1157 | 1.1114 | 0.16939 | -120.1512 | 120.1123 | 0.16939 | -120.1512 | 120.1123
Line12_13_15 | 0 | 0 | 0 | 0 | 0 | 0 | 0 | 0 | 0 | 0 | 0 | 0 | 2.2135e-10 | 1.9256e-10 | 1.3972e-10 | -2.2135e-10 | -1.9256e-10 | -1.3972e-10 | -3.9994e-11 | 3.5621e-11 | -2.6362e-11 | 3.9994e-11 | -3.5621e-11 | 2.6362e-11 | 0 | 0 | 0 | 0 | 0 | 0 | 1.118 | 1.1157 | 1.1114 | 1.118 | 1.1157 | 1.1114 | 0.16939 | -120.1512 | 120.1123 | 0.16939 | -120.1512 | 120.1123
Line13_13_14 | 0 | 0 | 0 | 0 | 0 | 0 | 0 | 0 | 0 | 0 | 0 | 0 | 7.3784e-11 | 6.4186e-11 | 4.6572e-11 | -7.3784e-11 | -6.4186e-11 | -4.6572e-11 | -1.3331e-11 | 1.1874e-11 | -8.7874e-12 | 1.3331e-11 | -1.1874e-11 | 8.7874e-12 | 0 | 0 | 0 | 0 | 0 | 0 | 1.118 | 1.1157 | 1.1114 | 1.118 | 1.1157 | 1.1114 | 0.16939 | -120.1512 | 120.1123 | 0.16939 | -120.1512 | 120.1123
Line14_15_16 | 0 | 0 | 0 | 0 | 0 | 0 | 0 | 0 | 0 | 0 | 0 | 0 | 1.4757e-10 | 1.2837e-10 | 9.3145e-11 | -1.4757e-10 | -1.2837e-10 | -9.3145e-11 | -2.6663e-11 | 2.3747e-11 | -1.7575e-11 | 2.6663e-11 | -2.3747e-11 | 1.7575e-11 | 0 | 0 | 0 | 0 | 0 | 0 | 1.118 | 1.1157 | 1.1114 | 1.118 | 1.1157 | 1.1114 | 0.16939 | -120.1512 | 120.1123 | 0.16939 | -120.1512 | 120.1123
Line15_16_17 | 0 | 0 | 0 | 0 | 0 | 0 | 0 | 0 | 0 | 0 | 0 | 0 | 7.3784e-11 | 6.4186e-11 | 4.6572e-11 | -7.3784e-11 | -6.4186e-11 | -4.6572e-11 | -1.3331e-11 | 1.1874e-11 | -8.7874e-12 | 1.3331e-11 | -1.1874e-11 | 8.7874e-12 | 0 | 0 | 0 | 0 | 0 | 0 | 1.118 | 1.1157 | 1.1114 | 1.118 | 1.1157 | 1.1114 | 0.16939 | -120.1512 | 120.1123 | 0.16939 | -120.1512 | 120.1123
Line16_4_18 | 0 | 0.063082 | 0.063082 | 0 | 0.063082 | 0.063082 | 0 | 0.014568 | 0.014568 | 0 | 0.014568 | 0.014568 | 1.4322e-10 | 0.015879 | 0.0040967 | -1.4322e-10 | -0.01584 | -0.0040569 | -5.5255e-17 | 0.0042336 | 0.015822 | 2.115e-17 | -0.004154 | -0.015742 | 0 | -135.4761 | 44.5239 | 0 | 44.5239 | -135.4761 | 1.1344 | 1.1281 | 1.1219 | 1.1344 | 1.124 | 1.1159 | -6.1286e-08 | -120.5478 | 120.0075 | -6.3677e-08 | -120.781 | 120.073
Line17_5_19 | 0 | 0 | 0 | 0 | 0 | 0 | 0 | 0 | 0 | 0 | 0 | 0 | 7.3784e-11 | 6.4186e-11 | 4.6572e-11 | -7.3784e-11 | -6.4186e-11 | -4.6572e-11 | -1.3331e-11 | 1.1874e-11 | -8.7874e-12 | 1.3331e-11 | -1.1874e-11 | 8.7874e-12 | 0 | 0 | 0 | 0 | 0 | 0 | 1.118 | 1.1157 | 1.1114 | 1.118 | 1.1157 | 1.1114 | 0.16939 | -120.1512 | 120.1123 | 0.16939 | -120.1512 | 120.1123
Line1_1_3 | 0 | 0 | 0 | 0 | 0 | 0 | 0 | 0 | 0 | 0 | 0 | 0 | 5.9027e-10 | 5.1349e-10 | 3.7258e-10 | -5.9027e-10 | -5.1349e-10 | -3.7258e-10 | -1.0665e-10 | 9.4989e-11 | -7.0299e-11 | 1.0665e-10 | -9.4989e-11 | 7.0299e-11 | 0 | 0 | 0 | 0 | 0 | 0 | 1.118 | 1.1157 | 1.1114 | 1.118 | 1.1157 | 1.1114 | 0.16939 | -120.1512 | 120.1123 | 0.16939 | -120.1512 | 120.1123
Line2_1_4 | 0.1732 | 0.1511 | 0.11013 | 0.1732 | 0.1511 | 0.11013 | 0.04 | 0.034895 | 0.025433 | 0.04 | 0.034895 | 0.025433 | -0.011596 | 0.0038624 | -0.0075408 | 0.011896 | -0.0036341 | 0.0076621 | -0.04319 | -0.03874 | -0.027243 | 0.04379 | 0.039197 | 0.027486 | 105.1981 | -35.8449 | -134.4157 | -74.8019 | 144.1551 | 45.5843 | 1.118 | 1.1157 | 1.1114 | 1.1344 | 1.1281 | 1.1219 | 0.16939 | -120.1512 | 120.1123 | -6.1286e-08 | -120.5478 | 120.0075
Line3_1_5 | 0 | 0 | 0 | 0 | 0 | 0 | 0 | 0 | 0 | 0 | 0 | 0 | 1.4757e-10 | 1.2837e-10 | 9.3145e-11 | -1.4757e-10 | -1.2837e-10 | -9.3145e-11 | -2.6663e-11 | 2.3747e-11 | -1.7575e-11 | 2.6663e-11 | -2.3747e-11 | 1.7575e-11 | 0 | 0 | 0 | 0 | 0 | 0 | 1.118 | 1.1157 | 1.1114 | 1.118 | 1.1157 | 1.1114 | 0.16939 | -120.1512 | 120.1123 | 0.16939 | -120.1512 | 120.1123
Line4_2_6 | 0 | 0 | 0 | 0 | 0 | 0 | 0 | 0 | 0 | 0 | 0 | 0 | 3.6892e-10 | 3.2093e-10 | 2.3286e-10 | -3.6892e-10 | -3.2093e-10 | -2.3286e-10 | -6.6657e-11 | 5.9368e-11 | -4.3937e-11 | 6.6657e-11 | -5.9368e-11 | 4.3937e-11 | 0 | 0 | 0 | 0 | 0 | 0 | 1.118 | 1.1157 | 1.1114 | 1.118 | 1.1157 | 1.1114 | 0.16939 | -120.1512 | 120.1123 | 0.16939 | -120.1512 | 120.1123
Line5_6_7 | 0 | 0 | 0 | 0 | 0 | 0 | 0 | 0 | 0 | 0 | 0 | 0 | 2.9514e-10 | 2.5674e-10 | 1.8629e-10 | -2.9514e-10 | -2.5674e-10 | -1.8629e-10 | -5.3326e-11 | 4.7495e-11 | -3.515e-11 | 5.3326e-11 | -4.7495e-11 | 3.515e-11 | 0 | 0 | 0 | 0 | 0 | 0 | 1.118 | 1.1157 | 1.1114 | 1.118 | 1.1157 | 1.1114 | 0.16939 | -120.1512 | 120.1123 | 0.16939 | -120.1512 | 120.1123
Line6_7_8 | 0 | 0 | 0 | 0 | 0 | 0 | 0 | 0 | 0 | 0 | 0 | 0 | 2.2135e-10 | 1.9256e-10 | 1.3972e-10 | -2.2135e-10 | -1.9256e-10 | -1.3972e-10 | -3.9994e-11 | 3.5621e-11 | -2.6362e-11 | 3.9994e-11 | -3.5621e-11 | 2.6362e-11 | 0 | 0 | 0 | 0 | 0 | 0 | 1.118 | 1.1157 | 1.1114 | 1.118 | 1.1157 | 1.1114 | 0.16939 | -120.1512 | 120.1123 | 0.16939 | -120.1512 | 120.1123
Line7_8_9 | 0 | 0 | 0 | 0 | 0 | 0 | 0 | 0 | 0 | 0 | 0 | 0 | 7.3784e-11 | 6.4186e-11 | 4.6572e-11 | -7.3784e-11 | -6.4186e-11 | -4.6572e-11 | -1.3331e-11 | 1.1874e-11 | -8.7874e-12 | 1.3331e-11 | -1.1874e-11 | 8.7874e-12 | 0 | 0 | 0 | 0 | 0 | 0 | 1.118 | 1.1157 | 1.1114 | 1.118 | 1.1157 | 1.1114 | 0.16939 | -120.1512 | 120.1123 | 0.16939 | -120.1512 | 120.1123
Line8_8_10 | 0 | 0 | 0 | 0 | 0 | 0 | 0 | 0 | 0 | 0 | 0 | 0 | 7.3784e-11 | 6.4186e-11 | 4.6572e-11 | -7.3784e-11 | -6.4186e-11 | -4.6572e-11 | -1.3331e-11 | 1.1874e-11 | -8.7874e-12 | 1.3331e-11 | -1.1874e-11 | 8.7874e-12 | 0 | 0 | 0 | 0 | 0 | 0 | 1.118 | 1.1157 | 1.1114 | 1.118 | 1.1157 | 1.1114 | 0.16939 | -120.1512 | 120.1123 | 0.16939 | -120.1512 | 120.1123
Line9_3_11 | 0 | 0 | 0 | 0 | 0 | 0 | 0 | 0 | 0 | 0 | 0 | 0 | 5.1649e-10 | 4.493e-10 | 3.2601e-10 | -5.1649e-10 | -4.493e-10 | -3.2601e-10 | -9.332e-11 | 8.3115e-11 | -6.1512e-11 | 9.332e-11 | -8.3115e-11 | 6.1512e-11 | 0 | 0 | 0 | 0 | 0 | 0 | 1.118 | 1.1157 | 1.1114 | 1.118 | 1.1157 | 1.1114 | 0.16939 | -120.1512 | 120.1123 | 0.16939 | -120.1512 | 120.1123

## LL_min_6
name | pf_ikss_a_from_ka | pf_ikss_b_from_ka | pf_ikss_c_from_ka | pf_ikss_a_to_ka | pf_ikss_b_to_ka | pf_ikss_c_to_ka | pf_skss_a_from_mw | pf_skss_b_from_mw | pf_skss_c_from_mw | pf_skss_a_to_mw | pf_skss_b_to_mw | pf_skss_c_to_mw | pf_p_a_from_mw | pf_p_b_from_mw | pf_p_c_from_mw | pf_p_a_to_mw | pf_p_b_to_mw | pf_p_c_to_mw | pf_q_a_from_mvar | pf_q_b_from_mvar | pf_q_c_from_mvar | pf_q_a_to_mvar | pf_q_b_to_mvar | pf_q_c_to_mvar | pf_ikss_a_from_degree | pf_ikss_b_from_degree | pf_ikss_c_from_degree | pf_ikss_a_to_degree | pf_ikss_b_to_degree | pf_ikss_c_to_degree | pf_vm_a_from_pu | pf_vm_b_from_pu | pf_vm_c_from_pu | pf_vm_a_to_pu | pf_vm_b_to_pu | pf_vm_c_to_pu | pf_va_a_from_degree | pf_va_b_from_degree | pf_va_c_from_degree | pf_va_a_to_degree | pf_va_b_to_degree | pf_va_c_to_degree
Line0_1_2 | 0 | 0 | 0 | 0 | 0 | 0 | 0 | 0 | 0 | 0 | 0 | 0 | 1.0547e-16 | -1.4366e-09 | -3.9666e-09 | -1.0547e-16 | 1.4366e-09 | 3.9666e-09 | -3.5157e-17 | 4.6273e-09 | -2.4518e-10 | 3.5157e-17 | -4.6273e-09 | 2.4518e-10 | 0 | 0 | 0 | 0 | 0 | 0 | 0.95 | 0.83839 | 0.68767 | 0.95 | 0.83839 | 0.68767 | 1.7671e-13 | -135.3123 | 120.9775 | 1.7919e-13 | -135.3123 | 120.9775
Line10_11_12 | 0 | 0 | 0 | 0 | 0 | 0 | 0 | 0 | 0 | 0 | 0 | 0 | -2.2498e-31 | -1.4366e-09 | -3.9666e-09 | -1.7579e-17 | 1.4366e-09 | 3.9666e-09 | 7.0314e-17 | 4.6273e-09 | -2.4518e-10 | -7.0314e-17 | -4.6273e-09 | 2.4518e-10 | 0 | 0 | 0 | 0 | 0 | 0 | 0.95 | 0.83839 | 0.68767 | 0.95 | 0.83839 | 0.68767 | 1.8333e-13 | -135.3123 | 120.9775 | 1.8741e-13 | -135.3123 | 120.9775
Line11_12_13 | 0 | 0 | 0 | 0 | 0 | 0 | 0 | 0 | 0 | 0 | 0 | 0 | -5.2736e-17 | -1.1971e-09 | -3.3055e-09 | 3.5157e-17 | 1.1971e-09 | 3.3055e-09 | 1.4063e-16 | 3.8561e-09 | -2.0432e-10 | -1.5821e-16 | -3.8561e-09 | 2.0432e-10 | 0 | 0 | 0 | 0 | 0 | 0 | 0.95 | 0.83839 | 0.68767 | 0.95 | 0.83839 | 0.68767 | 1.8741e-13 | -135.3123 | 120.9775 | 1.9109e-13 | -135.3123 | 120.9775
Line12_13_15 | 0 | 0 | 0 | 0 | 0 | 0 | 0 | 0 | 0 | 0 | 0 | 0 | -1.7579e-17 | -7.1829e-10 | -1.9833e-09 | 1.7579e-17 | 7.1829e-10 | 1.9833e-09 | 1.7579e-17 | 2.3137e-09 | -1.2259e-10 | 5.9127e-32 | -2.3137e-09 | 1.2259e-10 | 0 | 0 | 0 | 0 | 0 | 0 | 0.95 | 0.83839 | 0.68767 | 0.95 | 0.83839 | 0.68767 | 1.9109e-13 | -135.3123 | 120.9775 | 1.9272e-13 | -135.3123 | 120.9775
Line13_13_14 | 0 | 0 | 0 | 0 | 0 | 0 | 0 | 0 | 0 | 0 | 0 | 0 | 1.7579e-17 | -2.3943e-10 | -6.611e-10 | -1.7579e-17 | 2.3943e-10 | 6.611e-10 | 3.5157e-17 | 7.7122e-10 | -4.0864e-11 | -3.5157e-17 | -7.7122e-10 | 4.0864e-11 | 0 | 0 | 0 | 0 | 0 | 0 | 0.95 | 0.83839 | 0.68767 | 0.95 | 0.83839 | 0.68767 | 1.9109e-13 | -135.3123 | 120.9775 | 1.9094e-13 | -135.3123 | 120.9775
Line14_15_16 | 0 | 0 | 0 | 0 | 0 | 0 | 0 | 0 | 0 | 0 | 0 | 0 | 8.7893e-18 | -4.7886e-10 | -1.3222e-09 | 8.7893e-18 | 4.7886e-10 | 1.3222e-09 | 3.5157e-17 | 1.5424e-09 | -8.1728e-11 | 2.9757e-32 | -1.5424e-09 | 8.1728e-11 | 0 | 0 | 0 | 0 | 0 | 0 | 0.95 | 0.83839 | 0.68767 | 0.95 | 0.83839 | 0.68767 | 1.9272e-13 | -135.3123 | 120.9775 | 1.9398e-13 | -135.3123 | 120.9775
Line15_16_17 | 0 | 0 | 0 | 0 | 0 | 0 | 0 | 0 | 0 | 0 | 0 | 0 | -8.7893e-18 | -2.3943e-10 | -6.611e-10 | 8.7893e-18 | 2.3943e-10 | 6.611e-10 | 3.5157e-17 | 7.7122e-10 | -4.0864e-11 | -3.5157e-17 | -7.7122e-10 | 4.0864e-11 | 0 | 0 | 0 | 0 | 0 | 0 | 0.95 | 0.83839 | 0.68767 | 0.95 | 0.83839 | 0.68767 | 1.9398e-13 | -135.3123 | 120.9775 | 1.9427e-13 | -135.3123 | 120.9775
Line16_4_18 | 0 | 2.5068 | 2.5068 | 0 | 2.5068 | 2.5068 | 0 | 0.57893 | 0.57893 | 0 | 0.57893 | 0.57893 | -7.0314e-17 | 0.35328 | -0.11197 | 0 | -0.23262 | 0.23262 | -2.1786e-31 | -0.020967 | 0.27233 | 0 | 0.14665 | -0.14665 | 0 | -147.7717 | 32.2283 | 0 | 32.2283 | -147.7717 | 0.95 | 0.6113 | 0.50862 | 0.95 | 0.475 | 0.475 | 1.7753e-13 | -151.1682 | 144.5775 | 1.7665e-13 | -180 | 180
Line17_5_19 | 0 | 0 | 0 | 0 | 0 | 0 | 0 | 0 | 0 | 0 | 0 | 0 | -1.7579e-17 | -2.3943e-10 | -6.611e-10 | -5.464e-32 | 2.3943e-10 | 6.611e-10 | -1.7579e-17 | 7.7122e-10 | -4.0864e-11 | 1.7579e-17 | -7.7122e-10 | 4.0864e-11 | 0 | 0 | 0 | 0 | 0 | 0 | 0.95 | 0.83839 | 0.68767 | 0.95 | 0.83839 | 0.68767 | 1.7781e-13 | -135.3123 | 120.9775 | 1.7809e-13 | -135.3123 | 120.9775
Line1_1_3 | 0 | 0 | 0 | 0 | 0 | 0 | 0 | 0 | 0 | 0 | 0 | 0 | 1.7579e-17 | -1.9154e-09 | -5.2888e-09 | -1.7579e-17 | 1.9154e-09 | 5.2888e-09 | 1.7579e-17 | 6.1697e-09 | -3.2691e-10 | -1.7579e-17 | -6.1697e-09 | 3.2691e-10 | 0 | 0 | 0 | 0 | 0 | 0 | 0.95 | 0.83839 | 0.68767 | 0.95 | 0.83839 | 0.68767 | 1.7671e-13 | -135.3123 | 120.9775 | 1.7922e-13 | -135.3123 | 120.9775
Line2_1_4 | 0 | 2.5068 | 2.5068 | 0 | 2.5068 | 2.5068 | 0 | 0.57893 | 0.57893 | 0 | 0.57893 | 0.57893 | -1.4063e-16 | 0.47394 | 0.0086903 | 1.0547e-16 | -0.35328 | 0.11197 | -4.3371e-31 | 0.10472 | 0.39802 | 3.2679e-31 | 0.020967 | -0.27233 | 0 | -147.7717 | 32.2283 | 0 | 32.2283 | -147.7717 | 0.95 | 0.83839 | 0.68767 | 0.95 | 0.6113 | 0.50862 | 1.7671e-13 | -135.3123 | 120.9775 | 1.7753e-13 | -151.1682 | 144.5775
Line3_1_5 | 0 | 0 | 0 | 0 | 0 | 0 | 0 | 0 | 0 | 0 | 0 | 0 | -5.2736e-17 | -4.7886e-10 | -1.3222e-09 | 5.2736e-17 | 4.7886e-10 | 1.3222e-09 | -1.6264e-31 | 1.5424e-09 | -8.1728e-11 | 1.6365e-31 | -1.5424e-09 | 8.1728e-11 | 0 | 0 | 0 | 0 | 0 | 0 | 0.95 | 0.83839 | 0.68767 | 0.95 | 0.83839 | 0.68767 | 1.7671e-13 | -135.3123 | 120.9775 | 1.7781e-13 | -135.3123 | 120.9775
Line4_2_6 | 0 | 0 | 0 | 0 | 0 | 0 | 0 | 0 | 0 | 0 | 0 | 0 | 5.2736e-17 | -1.1971e-09 | -3.3055e-09 | -3.5157e-17 | 1.1971e-09 | 3.3055e-09 | 8.7893e-17 | 3.8561e-09 | -2.0432e-10 | -1.0547e-16 | -3.8561e-09 | 2.0432e-10 | 0 | 0 | 0 | 0 | 0 | 0 | 0.95 | 0.83839 | 0.68767 | 0.95 | 0.83839 | 0.68767 | 1.7919e-13 | -135.3123 | 120.9775 | 1.8271e-13 | -135.3123 | 120.9775
Line5_6_7 | 0 | 0 | 0 | 0 | 0 | 0 | 0 | 0 | 0 | 0 | 0 | 0 | 1.4063e-16 | -9.5772e-10 | -2.6444e-09 | -1.2305e-16 | 9.5772e-10 | 2.6444e-09 | 5.2736e-17 | 3.0849e-09 | -1.6346e-10 | -5.2736e-17 | -3.0849e-09 | 1.6346e-10 | 0 | 0 | 0 | 0 | 0 | 0 | 0.95 | 0.83839 | 0.68767 | 0.95 | 0.83839 | 0.68767 | 1.8271e-13 | -135.3123 | 120.9775 | 1.8469e-13 | -135.3123 | 120.9775
Line6_7_8 | 0 | 0 | 0 | 0 | 0 | 0 | 0 | 0 | 0 | 0 | 0 | 0 | 6.1525e-17 | -7.1829e-10 | -1.9833e-09 | -6.1525e-17 | 7.1829e-10 | 1.9833e-09 | 5.2736e-17 | 2.3136e-09 | -1.2259e-10 | -3.5157e-17 | -2.3136e-09 | 1.2259e-10 | 0 | 0 | 0 | 0 | 0 | 0 | 0.95 | 0.83839 | 0.68767 | 0.95 | 0.83839 | 0.68767 | 1.8469e-13 | -135.3123 | 120.9775 | 1.8498e-13 | -135.3123 | 120.9775
Line7_8_9 | 0 | 0 | 0 | 0 | 0 | 0 | 0 | 0 | 0 | 0 | 0 | 0 | 8.7893e-18 | -2.3943e-10 | -6.611e-10 | -8.7893e-18 | 2.3943e-10 | 6.611e-10 | 3.5157e-17 | 7.7122e-10 | -4.0864e-11 | -3.5157e-17 | -7.7122e-10 | 4.0864e-11 | 0 | 0 | 0 | 0 | 0 | 0 | 0.95 | 0.83839 | 0.68767 | 0.95 | 0.83839 | 0.68767 | 1.8498e-13 | -135.3123 | 120.9775 | 1.8483e-13 | -135.3123 | 120.9775
Line8_8_10 | 0 | 0 | 0 | 0 | 0 | 0 | 0 | 0 | 0 | 0 | 0 | 0 | -1.7026e-31 | -2.3943e-10 | -6.611e-10 | 1.7054e-31 | 2.3943e-10 | 6.611e-10 | 5.2736e-17 | 7.7122e-10 | -4.0864e-11 | -5.2736e-17 | -7.7122e-10 | 4.0864e-11 | 0 | 0 | 0 | 0 | 0 | 0 | 0.95 | 0.83839 | 0.68767 | 0.95 | 0.83839 | 0.68767 | 1.8498e-13 | -135.3123 | 120.9775 | 1.8529e-13 | -135.3123 | 120.9775
Line9_3_11 | 0 | 0 | 0 | 0 | 0 | 0 | 0 | 0 | 0 | 0 | 0 | 0 | -2.6368e-17 | -1.676e-09 | -4.6277e-09 | 8.7893e-18 | 1.676e-09 | 4.6277e-09 | 1.2305e-16 | 5.3985e-09 | -2.8605e-10 | -1.4063e-16 | -5.3985e-09 | 2.8605e-10 | 0 | 0 | 0 | 0 | 0 | 0 | 0.95 | 0.83839 | 0.68767 | 0.95 | 0.83839 | 0.68767 | 1.7922e-13 | -135.3123 | 120.9775 | 1.8333e-13 | -135.3123 | 120.9775

## LL_min_10
name | pf_ikss_a_from_ka | pf_ikss_b_from_ka | pf_ikss_c_from_ka | pf_ikss_a_to_ka | pf_ikss_b_to_ka | pf_ikss_c_to_ka | pf_skss_a_from_mw | pf_skss_b_from_mw | pf_skss_c_from_mw | pf_skss_a_to_mw | pf_skss_b_to_mw | pf_skss_c_to_mw | pf_p_a_from_mw | pf_p_b_from_mw | pf_p_c_from_mw | pf_p_a_to_mw | pf_p_b_to_mw | pf_p_c_to_mw | pf_q_a_from_mvar | pf_q_b_from_mvar | pf_q_c_from_mvar | pf_q_a_to_mvar | pf_q_b_to_mvar | pf_q_c_to_mvar | pf_ikss_a_from_degree | pf_ikss_b_from_degree | pf_ikss_c_from_degree | pf_ikss_a_to_degree | pf_ikss_b_to_degree | pf_ikss_c_to_degree | pf_vm_a_from_pu | pf_vm_b_from_pu | pf_vm_c_from_pu | pf_vm_a_to_pu | pf_vm_b_to_pu | pf_vm_c_to_pu | pf_va_a_from_degree | pf_va_b_from_degree | pf_va_c_from_degree | pf_va_a_to_degree | pf_va_b_to_degree | pf_va_c_to_degree
Line0_1_2 | 0 | 0 | 0 | 0 | 0 | 0 | 0 | 0 | 0 | 0 | 0 | 0 | 7.494e-17 | -1.2893e-09 | -3.56e-09 | -7.494e-17 | 1.2893e-09 | 3.56e-09 | 3.3307e-17 | 4.153e-09 | -2.2005e-10 | -3.3307e-17 | -4.153e-09 | 2.2005e-10 | 0 | 0 | 0 | 0 | 0 | 0 | 0.9 | 0.79426 | 0.65148 | 0.9 | 0.79426 | 0.65148 | 1.7597e-13 | -135.3123 | 120.9775 | 1.78e-13 | -135.3123 | 120.9775
Line10_11_12 | 0 | 0 | 0 | 0 | 0 | 0 | 0 | 0 | 0 | 0 | 0 | 0 | -2.498e-17 | -1.2893e-09 | -3.56e-09 | 4.1633e-17 | 1.2893e-09 | 3.56e-09 | 1.4988e-16 | 4.153e-09 | -2.2006e-10 | -1.1657e-16 | -4.153e-09 | 2.2006e-10 | 0 | 0 | 0 | 0 | 0 | 0 | 0.9 | 0.79426 | 0.65148 | 0.9 | 0.79426 | 0.65148 | 1.8259e-13 | -135.3123 | 120.9775 | 1.8668e-13 | -135.3123 | 120.9775
Line11_12_13 | 0 | 0 | 0 | 0 | 0 | 0 | 0 | 0 | 0 | 0 | 0 | 0 | -4.1633e-17 | -1.0744e-09 | -2.9667e-09 | 4.1633e-17 | 1.0744e-09 | 2.9667e-09 | 9.992e-17 | 3.4609e-09 | -1.8338e-10 | -1.3323e-16 | -3.4609e-09 | 1.8338e-10 | 0 | 0 | 0 | 0 | 0 | 0 | 0.9 | 0.79426 | 0.65148 | 0.9 | 0.79426 | 0.65148 | 1.8668e-13 | -135.3123 | 120.9775 | 1.9036e-13 | -135.3123 | 120.9775
Line12_13_15 | 0 | 0 | 0 | 0 | 0 | 0 | 0 | 0 | 0 | 0 | 0 | 0 | 8.3267e-18 | -6.4467e-10 | -1.78e-09 | 8.3267e-18 | 6.4467e-10 | 1.78e-09 | 4.996e-17 | 2.0765e-09 | -1.1003e-10 | -4.996e-17 | -2.0765e-09 | 1.1003e-10 | 0 | 0 | 0 | 0 | 0 | 0 | 0.9 | 0.79426 | 0.65148 | 0.9 | 0.79426 | 0.65148 | 1.9036e-13 | -135.3123 | 120.9775 | 1.9198e-13 | -135.3123 | 120.9775
Line13_13_14 | 0 | 0 | 0 | 0 | 0 | 0 | 0 | 0 | 0 | 0 | 0 | 0 | 2.498e-17 | -2.1489e-10 | -5.9334e-10 | -2.498e-17 | 2.1489e-10 | 5.9334e-10 | 3.3307e-17 | 6.9217e-10 | -3.6676e-11 | -6.6613e-17 | -6.9217e-10 | 3.6676e-11 | 0 | 0 | 0 | 0 | 0 | 0 | 0.9 | 0.79426 | 0.65148 | 0.9 | 0.79426 | 0.65148 | 1.9036e-13 | -135.3123 | 120.9775 | 1.902e-13 | -135.3123 | 120.9775
Line14_15_16 | 0 | 0 | 0 | 0 | 0 | 0 | 0 | 0 | 0 | 0 | 0 | 0 | -3.3307e-17 | -4.2978e-10 | -1.1867e-09 | 3.3307e-17 | 4.2978e-10 | 1.1867e-09 | 4.996e-17 | 1.3843e-09 | -7.3352e-11 | -3.3307e-17 | -1.3843e-09 | 7.3352e-11 | 0 | 0 | 0 | 0 | 0 | 0 | 0.9 | 0.79426 | 0.65148 | 0.9 | 0.79426 | 0.65148 | 1.9198e-13 | -135.3123 | 120.9775 | 1.9325e-13 | -135.3123 | 120.9775
Line15_16_17 | 0 | 0 | 0 | 0 | 0 | 0 | 0 | 0 | 0 | 0 | 0 | 0 | 8.3267e-18 | -2.1489e-10 | -5.9334e-10 | -8.3267e-18 | 2.1489e-10 | 5.9334e-10 | 4.996e-17 | 6.9217e-10 | -3.6676e-11 | -1.6653e-17 | -6.9217e-10 | 3.6676e-11 | 0 | 0 | 0 | 0 | 0 | 0 | 0.9 | 0.79426 | 0.65148 | 0.9 | 0.79426 | 0.65148 | 1.9325e-13 | -135.3123 | 120.9775 | 1.9354e-13 | -135.3123 | 120.9775
Line16_4_18 | 0 | 2.3749 | 2.3749 | 0 | 2.3749 | 2.3749 | 0 | 0.54846 | 0.54846 | 0 | 0.54846 | 0.54846 | 6.6613e-17 | 0.31707 | -0.10049 | -1.3323e-16 | -0.20878 | 0.20878 | 2.0589e-31 | -0.018818 | 0.24442 | -4.0873e-31 | 0.13162 | -0.13162 | 0 | -147.7717 | 32.2283 | 0 | 32.2283 | -147.7717 | 0.9 | 0.57913 | 0.48185 | 0.9 | 0.45 | 0.45 | 1.7709e-13 | -151.1682 | 144.5775 | 1.7578e-13 | -180 | 180
Line17_5_19 | 0 | 0 | 0 | 0 | 0 | 0 | 0 | 0 | 0 | 0 | 0 | 0 | -3.3307e-17 | -2.1489e-10 | -5.9334e-10 | 4.996e-17 | 2.1489e-10 | 5.9334e-10 | 3.3307e-17 | 6.9217e-10 | -3.6676e-11 | -1.6653e-17 | -6.9217e-10 | 3.6676e-11 | 0 | 0 | 0 | 0 | 0 | 0 | 0.9 | 0.79426 | 0.65148 | 0.9 | 0.79426 | 0.65148 | 1.7707e-13 | -135.3123 | 120.9775 | 1.7736e-13 | -135.3123 | 120.9775
Line1_1_3 | 0 | 0 | 0 | 0 | 0 | 0 | 0 | 0 | 0 | 0 | 0 | 0 | -8.3267e-18 | -1.7191e-09 | -4.7467e-09 | 2.498e-17 | 1.7191e-09 | 4.7467e-09 | 8.3267e-17 | 5.5374e-09 | -2.9341e-10 | -8.3267e-17 | -5.5374e-09 | 2.9341e-10 | 0 | 0 | 0 | 0 | 0 | 0 | 0.9 | 0.79426 | 0.65148 | 0.9 | 0.79426 | 0.65148 | 1.7597e-13 | -135.3123 | 120.9775 | 1.7849e-13 | -135.3123 | 120.9775
Line2_1_4 | 0 | 2.3749 | 2.3749 | 0 | 2.3749 | 2.3749 | 0 | 0.54846 | 0.54846 | 0 | 0.54846 | 0.54846 | -3.3307e-17 | 0.42536 | 0.0077996 | 0 | -0.31707 | 0.10049 | -1.0229e-31 | 0.093984 | 0.35722 | 0 | 0.018818 | -0.24442 | 0 | -147.7717 | 32.2283 | 0 | 32.2283 | -147.7717 | 0.9 | 0.79426 | 0.65148 | 0.9 | 0.57913 | 0.48185 | 1.7597e-13 | -135.3123 | 120.9775 | 1.7709e-13 | -151.1682 | 144.5775
Line3_1_5 | 0 | 0 | 0 | 0 | 0 | 0 | 0 | 0 | 0 | 0 | 0 | 0 | -1.6653e-17 | -4.2978e-10 | -1.1867e-09 | 3.3307e-17 | 4.2978e-10 | 1.1867e-09 | 6.6613e-17 | 1.3843e-09 | -7.3352e-11 | -6.6613e-17 | -1.3843e-09 | 7.3352e-11 | 0 | 0 | 0 | 0 | 0 | 0 | 0.9 | 0.79426 | 0.65148 | 0.9 | 0.79426 | 0.65148 | 1.7597e-13 | -135.3123 | 120.9775 | 1.7707e-13 | -135.3123 | 120.9775
Line4_2_6 | 0 | 0 | 0 | 0 | 0 | 0 | 0 | 0 | 0 | 0 | 0 | 0 | 9.1593e-17 | -1.0744e-09 | -2.9667e-09 | -7.494e-17 | 1.0744e-09 | 2.9667e-09 | 1.6653e-17 | 3.4609e-09 | -1.8338e-10 | -1.6653e-17 | -3.4609e-09 | 1.8338e-10 | 0 | 0 | 0 | 0 | 0 | 0 | 0.9 | 0.79426 | 0.65148 | 0.9 | 0.79426 | 0.65148 | 1.78e-13 | -135.3123 | 120.9775 | 1.8146e-13 | -135.3123 | 120.9775
Line5_6_7 | 0 | 0 | 0 | 0 | 0 | 0 | 0 | 0 | 0 | 0 | 0 | 0 | 1.5821e-16 | -8.5956e-10 | -2.3734e-09 | -1.4155e-16 | 8.5956e-10 | 2.3734e-09 | 4.996e-17 | 2.7687e-09 | -1.467e-10 | -4.996e-17 | -2.7687e-09 | 1.467e-10 | 0 | 0 | 0 | 0 | 0 | 0 | 0.9 | 0.79426 | 0.65148 | 0.9 | 0.79426 | 0.65148 | 1.8146e-13 | -135.3123 | 120.9775 | 1.8335e-13 | -135.3123 | 120.9775
Line6_7_8 | 0 | 0 | 0 | 0 | 0 | 0 | 0 | 0 | 0 | 0 | 0 | 0 | 4.1633e-17 | -6.4467e-10 | -1.78e-09 | -4.1633e-17 | 6.4467e-10 | 1.78e-09 | 1.1657e-16 | 2.0765e-09 | -1.1003e-10 | -6.6613e-17 | -2.0765e-09 | 1.1003e-10 | 0 | 0 | 0 | 0 | 0 | 0 | 0.9 | 0.79426 | 0.65148 | 0.9 | 0.79426 | 0.65148 | 1.8335e-13 | -135.3123 | 120.9775 | 1.8361e-13 | -135.3123 | 120.9775
Line7_8_9 | 0 | 0 | 0 | 0 | 0 | 0 | 0 | 0 | 0 | 0 | 0 | 0 | 4.996e-17 | -2.1489e-10 | -5.9334e-10 | -3.3307e-17 | 2.1489e-10 | 5.9334e-10 | 6.6613e-17 | 6.9217e-10 | -3.6676e-11 | -4.996e-17 | -6.9217e-10 | 3.6676e-11 | 0 | 0 | 0 | 0 | 0 | 0 | 0.9 | 0.79426 | 0.65148 | 0.9 | 0.79426 | 0.65148 | 1.8361e-13 | -135.3123 | 120.9775 | 1.8345e-13 | -135.3123 | 120.9775
Line8_8_10 | 0 | 0 | 0 | 0 | 0 | 0 | 0 | 0 | 0 | 0 | 0 | 0 | -1.601e-31 | -2.1489e-10 | -5.9334e-10 | 1.0683e-31 | 2.1489e-10 | 5.9334e-10 | 4.996e-17 | 6.9217e-10 | -3.6676e-11 | -3.3307e-17 | -6.9217e-10 | 3.6676e-11 | 0 | 0 | 0 | 0 | 0 | 0 | 0.9 | 0.79426 | 0.65148 | 0.9 | 0.79426 | 0.65148 | 1.8361e-13 | -135.3123 | 120.9775 | 1.8377e-13 | -135.3123 | 120.9775
Line9_3_11 | 0 | 0 | 0 | 0 | 0 | 0 | 0 | 0 | 0 | 0 | 0 | 0 | 8.3267e-18 | -1.5042e-09 | -4.1534e-09 | -8.3267e-18 | 1.5042e-09 | 4.1534e-09 | 6.6613e-17 | 4.8452e-09 | -2.5673e-10 | -4.996e-17 | -4.8452e-09 | 2.5673e-10 | 0 | 0 | 0 | 0 | 0 | 0 | 0.9 | 0.79426 | 0.65148 | 0.9 | 0.79426 | 0.65148 | 1.7849e-13 | -135.3123 | 120.9775 | 1.8259e-13 | -135.3123 | 120.9775

## LL_min_fault_6
name | pf_ikss_a_from_ka | pf_ikss_b_from_ka | pf_ikss_c_from_ka | pf_ikss_a_to_ka | pf_ikss_b_to_ka | pf_ikss_c_to_ka | pf_skss_a_from_mw | pf_skss_b_from_mw | pf_skss_c_from_mw | pf_skss_a_to_mw | pf_skss_b_to_mw | pf_skss_c_to_mw | pf_p_a_from_mw | pf_p_b_from_mw | pf_p_c_from_mw | pf_p_a_to_mw | pf_p_b_to_mw | pf_p_c_to_mw | pf_q_a_from_mvar | pf_q_b_from_mvar | pf_q_c_from_mvar | pf_q_a_to_mvar | pf_q_b_to_mvar | pf_q_c_to_mvar | pf_ikss_a_from_degree | pf_ikss_b_from_degree | pf_ikss_c_from_degree | pf_ikss_a_to_degree | pf_ikss_b_to_degree | pf_ikss_c_to_degree | pf_vm_a_from_pu | pf_vm_b_from_pu | pf_vm_c_from_pu | pf_vm_a_to_pu | pf_vm_b_to_pu | pf_vm_c_to_pu | pf_va_a_from_degree | pf_va_b_from_degree | pf_va_c_from_degree | pf_va_a_to_degree | pf_va_b_to_degree | pf_va_c_to_degree
Line0_1_2 | 0 | 0 | 0 | 0 | 0 | 0 | 0 | 0 | 0 | 0 | 0 | 0 | 2.7466e-18 | -3.8862e-11 | -1.1288e-10 | -2.472e-18 | 3.8862e-11 | 1.1288e-10 | 5.4933e-19 | 1.0829e-10 | 1.9912e-11 | -5.4933e-19 | -1.0829e-10 | -1.9912e-11 | 0 | 0 | 0 | 0 | 0 | 0 | 0.95 | 0.94812 | 0.94457 | 0.95 | 0.94812 | 0.94457 | 3.1012e-15 | -120.3131 | 119.9422 | 3.1502e-15 | -120.3131 | 119.9422
Line10_11_12 | 0 | 0 | 0 | 0 | 0 | 0 | 0 | 0 | 0 | 0 | 0 | 0 | -1.2334e-34 | -3.8862e-11 | -1.1288e-10 | -2.7466e-19 | 3.8862e-11 | 1.1288e-10 | 2.1973e-18 | 1.0829e-10 | 1.9912e-11 | -2.7466e-18 | -1.0829e-10 | -1.9912e-11 | 0 | 0 | 0 | 0 | 0 | 0 | 0.95 | 0.94812 | 0.94457 | 0.95 | 0.94812 | 0.94457 | 3.2161e-15 | -120.3131 | 119.9422 | 3.2911e-15 | -120.3131 | 119.9422
Line11_12_13 | 0 | 0 | 0 | 0 | 0 | 0 | 0 | 0 | 0 | 0 | 0 | 0 | -4.8066e-19 | -3.2385e-11 | -9.4068e-11 | 4.8066e-19 | 3.2385e-11 | 9.4068e-11 | 2.7466e-18 | 9.0245e-11 | 1.6593e-11 | -1.648e-18 | -9.0245e-11 | -1.6593e-11 | 0 | 0 | 0 | 0 | 0 | 0 | 0.95 | 0.94812 | 0.94457 | 0.95 | 0.94812 | 0.94457 | 3.2911e-15 | -120.3131 | 119.9422 | 3.3626e-15 | -120.3131 | 119.9422
Line12_13_15 | 0 | 0 | 0 | 0 | 0 | 0 | 0 | 0 | 0 | 0 | 0 | 0 | -1.1673e-18 | -1.9431e-11 | -5.6441e-11 | 1.442e-18 | 1.9431e-11 | 5.6441e-11 | 2.1973e-18 | 5.4147e-11 | 9.9561e-12 | -2.1973e-18 | -5.4147e-11 | -9.9561e-12 | 0 | 0 | 0 | 0 | 0 | 0 | 0.95 | 0.94812 | 0.94457 | 0.95 | 0.94812 | 0.94457 | 3.3626e-15 | -120.3131 | 119.9422 | 3.3997e-15 | -120.3131 | 119.9422
Line13_13_14 | 0 | 0 | 0 | 0 | 0 | 0 | 0 | 0 | 0 | 0 | 0 | 0 | -3.4333e-19 | -6.477e-12 | -1.8814e-11 | 3.4333e-19 | 6.477e-12 | 1.8814e-11 | 5.4933e-19 | 1.8049e-11 | 3.3187e-12 | -5.4933e-19 | -1.8049e-11 | -3.3187e-12 | 0 | 0 | 0 | 0 | 0 | 0 | 0.95 | 0.94812 | 0.94457 | 0.95 | 0.94812 | 0.94457 | 3.3626e-15 | -120.3131 | 119.9422 | 3.3615e-15 | -120.3131 | 119.9422
Line14_15_16 | 0 | 0 | 0 | 0 | 0 | 0 | 0 | 0 | 0 | 0 | 0 | 0 | -2.06e-19 | -1.2954e-11 | -3.7627e-11 | -6.8666e-20 | 1.2954e-11 | 3.7627e-11 | 1.0987e-18 | 3.6098e-11 | 6.6374e-12 | -4.1137e-36 | -3.6098e-11 | -6.6374e-12 | 0 | 0 | 0 | 0 | 0 | 0 | 0.95 | 0.94812 | 0.94457 | 0.95 | 0.94812 | 0.94457 | 3.3997e-15 | -120.3131 | 119.9422 | 3.4325e-15 | -120.3131 | 119.9422
Line15_16_17 | 0 | 0 | 0 | 0 | 0 | 0 | 0 | 0 | 0 | 0 | 0 | 0 | -8.2399e-19 | -6.477e-12 | -1.8814e-11 | 5.4933e-19 | 6.477e-12 | 1.8814e-11 | 5.4933e-19 | 1.8049e-11 | 3.3187e-12 | -5.4933e-19 | -1.8049e-11 | -3.3187e-12 | 0 | 0 | 0 | 0 | 0 | 0 | 0.95 | 0.94812 | 0.94457 | 0.95 | 0.94812 | 0.94457 | 3.4325e-15 | -120.3131 | 119.9422 | 3.4448e-15 | -120.3131 | 119.9422
Line16_4_18 | 0 | 0.052639 | 0.052639 | 0 | 0.052639 | 0.052639 | 0 | 0.012156 | 0.012156 | 0 | 0.012156 | 0.012156 | 0 | 0.011082 | 0.0028784 | 1.0987e-18 | -0.011029 | -0.0028252 | 0 | 0.0029185 | 0.011047 | 5.9988e-35 | -0.0028631 | -0.010991 | 0 | -135.266 | 44.734 | 0 | 44.734 | -135.266 | 0.95 | 0.94272 | 0.93905 | 0.95 | 0.93734 | 0.93354 | 3.1376e-15 | -120.5122 | 120.1294 | 3.1284e-15 | -120.7135 | 120.3187
Line17_5_19 | 0 | 0 | 0 | 0 | 0 | 0 | 0 | 0 | 0 | 0 | 0 | 0 | -5.4933e-19 | -6.477e-12 | -1.8814e-11 | 5.4933e-19 | 6.477e-12 | 1.8814e-11 | 5.4933e-19 | 1.8049e-11 | 3.3187e-12 | 3.0112e-35 | -1.8049e-11 | -3.3187e-12 | 0 | 0 | 0 | 0 | 0 | 0 | 0.95 | 0.94812 | 0.94457 | 0.95 | 0.94812 | 0.94457 | 3.1285e-15 | -120.3131 | 119.9422 | 3.1408e-15 | -120.3131 | 119.9422
Line1_1_3 | 0 | 0 | 0 | 0 | 0 | 0 | 0 | 0 | 0 | 0 | 0 | 0 | 9.6133e-19 | -5.1816e-11 | -1.5051e-10 | -9.6133e-19 | 5.1816e-11 | 1.5051e-10 | 1.0987e-18 | 1.4439e-10 | 2.655e-11 | -1.0987e-18 | -1.4439e-10 | -2.655e-11 | 0 | 0 | 0 | 0 | 0 | 0 | 0.95 | 0.94812 | 0.94457 | 0.95 | 0.94812 | 0.94457 | 3.1012e-15 | -120.3131 | 119.9422 | 3.1423e-15 | -120.3131 | 119.9422
Line2_1_4 | 0 | 0.052639 | 0.052639 | 0 | 0.052639 | 0.052639 | 0 | 0.012156 | 0.012156 | 0 | 0.012156 | 0.012156 | -2.7466e-18 | 0.011136 | 0.0029316 | 2.1973e-18 | -0.011082 | -0.0028784 | 2.1973e-18 | 0.0029739 | 0.011102 | -1.0987e-18 | -0.0029185 | -0.011047 | 0 | -135.266 | 44.734 | 0 | 44.734 | -135.266 | 0.95 | 0.94812 | 0.94457 | 0.95 | 0.94272 | 0.93905 | 3.1012e-15 | -120.3131 | 119.9422 | 3.1376e-15 | -120.5122 | 120.1294
Line3_1_5 | 0 | 0 | 0 | 0 | 0 | 0 | 0 | 0 | 0 | 0 | 0 | 0 | -6.8666e-19 | -1.2954e-11 | -3.7627e-11 | 4.12e-19 | 1.2954e-11 | 3.7627e-11 | 1.648e-18 | 3.6098e-11 | 6.6374e-12 | -1.648e-18 | -3.6098e-11 | -6.6374e-12 | 0 | 0 | 0 | 0 | 0 | 0 | 0.95 | 0.94812 | 0.94457 | 0.95 | 0.94812 | 0.94457 | 3.1012e-15 | -120.3131 | 119.9422 | 3.1285e-15 | -120.3131 | 119.9422
Line4_2_6 | 0 | 0 | 0 | 0 | 0 | 0 | 0 | 0 | 0 | 0 | 0 | 0 | 1.7853e-18 | -3.2385e-11 | -9.4068e-11 | -1.5107e-18 | 3.2385e-11 | 9.4068e-11 | 1.648e-18 | 9.0245e-11 | 1.6593e-11 | -1.648e-18 | -9.0245e-11 | -1.6593e-11 | 0 | 0 | 0 | 0 | 0 | 0 | 0.95 | 0.94812 | 0.94457 | 0.95 | 0.94812 | 0.94457 | 3.1502e-15 | -120.3131 | 119.9422 | 3.22e-15 | -120.3131 | 119.9422
Line5_6_7 | 0 | 0 | 0 | 0 | 0 | 0 | 0 | 0 | 0 | 0 | 0 | 0 | 3.0213e-18 | -2.5908e-11 | -7.5255e-11 | -3.296e-18 | 2.5908e-11 | 7.5255e-11 | 1.648e-18 | 7.2196e-11 | 1.3275e-11 | -1.648e-18 | -7.2196e-11 | -1.3275e-11 | 0 | 0 | 0 | 0 | 0 | 0 | 0.95 | 0.94812 | 0.94457 | 0.95 | 0.94812 | 0.94457 | 3.22e-15 | -120.3131 | 119.9422 | 3.2576e-15 | -120.3131 | 119.9422
Line6_7_8 | 0 | 0 | 0 | 0 | 0 | 0 | 0 | 0 | 0 | 0 | 0 | 0 | 1.3047e-18 | -1.9431e-11 | -5.6441e-11 | -1.5793e-18 | 1.9431e-11 | 5.6441e-11 | 1.648e-18 | 5.4147e-11 | 9.9561e-12 | -1.648e-18 | -5.4147e-11 | -9.9561e-12 | 0 | 0 | 0 | 0 | 0 | 0 | 0.95 | 0.94812 | 0.94457 | 0.95 | 0.94812 | 0.94457 | 3.2576e-15 | -120.3131 | 119.9422 | 3.2639e-15 | -120.3131 | 119.9422
Line7_8_9 | 0 | 0 | 0 | 0 | 0 | 0 | 0 | 0 | 0 | 0 | 0 | 0 | -6.18e-19 | -6.477e-12 | -1.8814e-11 | 6.18e-19 | 6.477e-12 | 1.8814e-11 | 5.4933e-19 | 1.8049e-11 | 3.3187e-12 | 3.5193e-35 | -1.8049e-11 | -3.3187e-12 | 0 | 0 | 0 | 0 | 0 | 0 | 0.95 | 0.94812 | 0.94457 | 0.95 | 0.94812 | 0.94457 | 3.2639e-15 | -120.3131 | 119.9422 | 3.2628e-15 | -120.3131 | 119.9422
Line8_8_10 | 0 | 0 | 0 | 0 | 0 | 0 | 0 | 0 | 0 | 0 | 0 | 0 | -2.7466e-19 | -6.477e-12 | -1.8814e-11 | 2.7466e-19 | 6.477e-12 | 1.8814e-11 | -1.5646e-35 | 1.8049e-11 | 3.3187e-12 | 5.4933e-19 | -1.8049e-11 | -3.3187e-12 | 0 | 0 | 0 | 0 | 0 | 0 | 0.95 | 0.94812 | 0.94457 | 0.95 | 0.94812 | 0.94457 | 3.2639e-15 | -120.3131 | 119.9422 | 3.2712e-15 | -120.3131 | 119.9422
Line9_3_11 | 0 | 0 | 0 | 0 | 0 | 0 | 0 | 0 | 0 | 0 | 0 | 0 | 1.0987e-18 | -4.5339e-11 | -1.317e-10 | -1.648e-18 | 4.5339e-11 | 1.317e-10 | 3.296e-18 | 1.2634e-10 | 2.3231e-11 | -2.7466e-18 | -1.2634e-10 | -2.3231e-11 | 0 | 0 | 0 | 0 | 0 | 0 | 0.95 | 0.94812 | 0.94457 | 0.95 | 0.94812 | 0.94457 | 3.1423e-15 | -120.3131 | 119.9422 | 3.2161e-15 | -120.3131 | 119.9422

## LL_min_fault_10
name | pf_ikss_a_from_ka | pf_ikss_b_from_ka | pf_ikss_c_from_ka | pf_ikss_a_to_ka | pf_ikss_b_to_ka | pf_ikss_c_to_ka | pf_skss_a_from_mw | pf_skss_b_from_mw | pf_skss_c_from_mw | pf_skss_a_to_mw | pf_skss_b_to_mw | pf_skss_c_to_mw | pf_p_a_from_mw | pf_p_b_from_mw | pf_p_c_from_mw | pf_p_a_to_mw | pf_p_b_to_mw | pf_p_c_to_mw | pf_q_a_from_mvar | pf_q_b_from_mvar | pf_q_c_from_mvar | pf_q_a_to_mvar | pf_q_b_to_mvar | pf_q_c_to_mvar | pf_ikss_a_from_degree | pf_ikss_b_from_degree | pf_ikss_c_from_degree | pf_ikss_a_to_degree | pf_ikss_b_to_degree | pf_ikss_c_to_degree | pf_vm_a_from_pu | pf_vm_b_from_pu | pf_vm_c_from_pu | pf_vm_a_to_pu | pf_vm_b_to_pu | pf_vm_c_to_pu | pf_va_a_from_degree | pf_va_b_from_degree | pf_va_c_from_degree | pf_va_a_to_degree | pf_va_b_to_degree | pf_va_c_to_degree
Line0_1_2 | 0 | 0 | 0 | 0 | 0 | 0 | 0 | 0 | 0 | 0 | 0 | 0 | 1.8865e-18 | -3.4879e-11 | -1.0131e-10 | -1.8865e-18 | 3.4879e-11 | 1.0131e-10 | 1.5613e-18 | 9.7195e-11 | 1.7871e-11 | -5.2042e-19 | -9.7195e-11 | -1.7871e-11 | 0 | 0 | 0 | 0 | 0 | 0 | 0.9 | 0.89822 | 0.89485 | 0.9 | 0.89822 | 0.89485 | 3.1227e-15 | -120.3131 | 119.9422 | 3.1745e-15 | -120.3131 | 119.9422
Line10_11_12 | 0 | 0 | 0 | 0 | 0 | 0 | 0 | 0 | 0 | 0 | 0 | 0 | 7.1557e-19 | -3.4879e-11 | -1.0131e-10 | -7.1557e-19 | 3.4879e-11 | 1.0131e-10 | 2.6021e-18 | 9.7195e-11 | 1.7871e-11 | -2.0817e-18 | -9.7195e-11 | -1.7871e-11 | 0 | 0 | 0 | 0 | 0 | 0 | 0.9 | 0.89822 | 0.89485 | 0.9 | 0.89822 | 0.89485 | 3.2375e-15 | -120.3131 | 119.9422 | 3.3126e-15 | -120.3131 | 119.9422
Line11_12_13 | 0 | 0 | 0 | 0 | 0 | 0 | 0 | 0 | 0 | 0 | 0 | 0 | -7.8063e-19 | -2.9066e-11 | -8.4427e-11 | 7.8063e-19 | 2.9066e-11 | 8.4427e-11 | 3.1225e-18 | 8.0996e-11 | 1.4893e-11 | -3.1225e-18 | -8.0996e-11 | -1.4893e-11 | 0 | 0 | 0 | 0 | 0 | 0 | 0.9 | 0.89822 | 0.89485 | 0.9 | 0.89822 | 0.89485 | 3.3126e-15 | -120.3131 | 119.9422 | 3.384e-15 | -120.3131 | 119.9422
Line12_13_15 | 0 | 0 | 0 | 0 | 0 | 0 | 0 | 0 | 0 | 0 | 0 | 0 | -5.8547e-19 | -1.7439e-11 | -5.0656e-11 | 3.2526e-19 | 1.7439e-11 | 5.0656e-11 | 1.0408e-18 | 4.8598e-11 | 8.9356e-12 | -5.2042e-19 | -4.8598e-11 | -8.9356e-12 | 0 | 0 | 0 | 0 | 0 | 0 | 0.9 | 0.89822 | 0.89485 | 0.9 | 0.89822 | 0.89485 | 3.384e-15 | -120.3131 | 119.9422 | 3.4212e-15 | -120.3131 | 119.9422
Line13_13_14 | 0 | 0 | 0 | 0 | 0 | 0 | 0 | 0 | 0 | 0 | 0 | 0 | 4.5536e-19 | -5.8131e-12 | -1.6885e-11 | -4.5536e-19 | 5.8131e-12 | 1.6885e-11 | 5.2042e-19 | 1.6199e-11 | 2.9786e-12 | -5.2042e-19 | -1.6199e-11 | -2.9786e-12 | 0 | 0 | 0 | 0 | 0 | 0 | 0.9 | 0.89822 | 0.89485 | 0.9 | 0.89822 | 0.89485 | 3.384e-15 | -120.3131 | 119.9422 | 3.3829e-15 | -120.3131 | 119.9422
Line14_15_16 | 0 | 0 | 0 | 0 | 0 | 0 | 0 | 0 | 0 | 0 | 0 | 0 | -1.236e-18 | -1.1626e-11 | -3.3771e-11 | 9.7578e-19 | 1.1626e-11 | 3.3771e-11 | 5.2042e-19 | 3.2398e-11 | 5.9571e-12 | -1.0408e-18 | -3.2398e-11 | -5.9571e-12 | 0 | 0 | 0 | 0 | 0 | 0 | 0.9 | 0.89822 | 0.89485 | 0.9 | 0.89822 | 0.89485 | 3.4212e-15 | -120.3131 | 119.9422 | 3.4539e-15 | -120.3131 | 119.9422
Line15_16_17 | 0 | 0 | 0 | 0 | 0 | 0 | 0 | 0 | 0 | 0 | 0 | 0 | 6.5052e-20 | -5.8131e-12 | -1.6885e-11 | -6.5052e-20 | 5.8131e-12 | 1.6885e-11 | 5.2042e-19 | 1.6199e-11 | 2.9785e-12 | -5.2042e-19 | -1.6199e-11 | -2.9785e-12 | 0 | 0 | 0 | 0 | 0 | 0 | 0.9 | 0.89822 | 0.89485 | 0.9 | 0.89822 | 0.89485 | 3.4539e-15 | -120.3131 | 119.9422 | 3.4662e-15 | -120.3131 | 119.9422
Line16_4_18 | 0 | 0.049869 | 0.049869 | 0 | 0.049869 | 0.049869 | 0 | 0.011517 | 0.011517 | 0 | 0.011517 | 0.011517 | -1.1463e-34 | 0.0099465 | 0.0025834 | 1.1477e-34 | -0.0098987 | -0.0025356 | 2.0817e-18 | 0.0026194 | 0.0099144 | -2.0817e-18 | -0.0025697 | -0.0098647 | 0 | -135.266 | 44.734 | 0 | 44.734 | -135.266 | 0.9 | 0.89311 | 0.88962 | 0.9 | 0.888 | 0.8844 | 3.1551e-15 | -120.5122 | 120.1294 | 3.1588e-15 | -120.7135 | 120.3187
Line17_5_19 | 0 | 0 | 0 | 0 | 0 | 0 | 0 | 0 | 0 | 0 | 0 | 0 | -7.1557e-19 | -5.8131e-12 | -1.6885e-11 | 4.5536e-19 | 5.8131e-12 | 1.6885e-11 | -3.934e-35 | 1.6199e-11 | 2.9785e-12 | 2.5132e-35 | -1.6199e-11 | -2.9786e-12 | 0 | 0 | 0 | 0 | 0 | 0 | 0.9 | 0.89822 | 0.89485 | 0.9 | 0.89822 | 0.89485 | 3.1499e-15 | -120.3131 | 119.9422 | 3.1622e-15 | -120.3131 | 119.9422
Line1_1_3 | 0 | 0 | 0 | 0 | 0 | 0 | 0 | 0 | 0 | 0 | 0 | 0 | 9.7578e-19 | -4.6505e-11 | -1.3508e-10 | -9.7578e-19 | 4.6505e-11 | 1.3508e-10 | 2.6021e-18 | 1.2959e-10 | 2.3828e-11 | -2.0817e-18 | -1.2959e-10 | -2.3828e-11 | 0 | 0 | 0 | 0 | 0 | 0 | 0.9 | 0.89822 | 0.89485 | 0.9 | 0.89822 | 0.89485 | 3.1227e-15 | -120.3131 | 119.9422 | 3.1637e-15 | -120.3131 | 119.9422
Line2_1_4 | 0 | 0.049869 | 0.049869 | 0 | 0.049869 | 0.049869 | 0 | 0.011517 | 0.011517 | 0 | 0.011517 | 0.011517 | -1.0408e-18 | 0.0099942 | 0.0026311 | 1.5613e-18 | -0.0099465 | -0.0025834 | 1.0408e-18 | 0.0026691 | 0.0099642 | 8.5973e-35 | -0.0026194 | -0.0099144 | 0 | -135.266 | 44.734 | 0 | 44.734 | -135.266 | 0.9 | 0.89822 | 0.89485 | 0.9 | 0.89311 | 0.88962 | 3.1227e-15 | -120.3131 | 119.9422 | 3.1551e-15 | -120.5122 | 120.1294
Line3_1_5 | 0 | 0 | 0 | 0 | 0 | 0 | 0 | 0 | 0 | 0 | 0 | 0 | 1.301e-19 | -1.1626e-11 | -3.3771e-11 | -1.301e-19 | 1.1626e-11 | 3.3771e-11 | 1.5613e-18 | 3.2398e-11 | 5.9571e-12 | -7.1527e-36 | -3.2398e-11 | -5.9571e-12 | 0 | 0 | 0 | 0 | 0 | 0 | 0.9 | 0.89822 | 0.89485 | 0.9 | 0.89822 | 0.89485 | 3.1227e-15 | -120.3131 | 119.9422 | 3.1499e-15 | -120.3131 | 119.9422
Line4_2_6 | 0 | 0 | 0 | 0 | 0 | 0 | 0 | 0 | 0 | 0 | 0 | 0 | 1.6263e-18 | -2.9066e-11 | -8.4427e-11 | -1.8865e-18 | 2.9066e-11 | 8.4427e-11 | 1.5613e-18 | 8.0996e-11 | 1.4893e-11 | -1.0408e-18 | -8.0996e-11 | -1.4893e-11 | 0 | 0 | 0 | 0 | 0 | 0 | 0.9 | 0.89822 | 0.89485 | 0.9 | 0.89822 | 0.89485 | 3.1745e-15 | -120.3131 | 119.9422 | 3.2503e-15 | -120.3131 | 119.9422
Line5_6_7 | 0 | 0 | 0 | 0 | 0 | 0 | 0 | 0 | 0 | 0 | 0 | 0 | 2.2768e-18 | -2.3253e-11 | -6.7542e-11 | -2.2768e-18 | 2.3253e-11 | 6.7542e-11 | 5.2042e-19 | 6.4797e-11 | 1.1914e-11 | -5.2042e-19 | -6.4797e-11 | -1.1914e-11 | 0 | 0 | 0 | 0 | 0 | 0 | 0.9 | 0.89822 | 0.89485 | 0.9 | 0.89822 | 0.89485 | 3.2503e-15 | -120.3131 | 119.9422 | 3.2954e-15 | -120.3131 | 119.9422
Line6_7_8 | 0 | 0 | 0 | 0 | 0 | 0 | 0 | 0 | 0 | 0 | 0 | 0 | 1.9516e-18 | -1.7439e-11 | -5.0656e-11 | -1.6914e-18 | 1.7439e-11 | 5.0656e-11 | 5.2042e-19 | 4.8598e-11 | 8.9356e-12 | -2.0817e-18 | -4.8598e-11 | -8.9357e-12 | 0 | 0 | 0 | 0 | 0 | 0 | 0.9 | 0.89822 | 0.89485 | 0.9 | 0.89822 | 0.89485 | 3.2954e-15 | -120.3131 | 119.9422 | 3.304e-15 | -120.3131 | 119.9422
Line7_8_9 | 0 | 0 | 0 | 0 | 0 | 0 | 0 | 0 | 0 | 0 | 0 | 0 | -3.2526e-19 | -5.8131e-12 | -1.6885e-11 | 3.2526e-19 | 5.8131e-12 | 1.6885e-11 | 1.0408e-18 | 1.6199e-11 | 2.9786e-12 | -5.2042e-19 | -1.6199e-11 | -2.9786e-12 | 0 | 0 | 0 | 0 | 0 | 0 | 0.9 | 0.89822 | 0.89485 | 0.9 | 0.89822 | 0.89485 | 3.304e-15 | -120.3131 | 119.9422 | 3.3029e-15 | -120.3131 | 119.9422
Line8_8_10 | 0 | 0 | 0 | 0 | 0 | 0 | 0 | 0 | 0 | 0 | 0 | 0 | 2.6021e-19 | -5.8131e-12 | -1.6885e-11 | -2.6021e-19 | 5.8131e-12 | 1.6885e-11 | 1.0408e-18 | 1.6199e-11 | 2.9785e-12 | -1.0408e-18 | -1.6199e-11 | -2.9785e-12 | 0 | 0 | 0 | 0 | 0 | 0 | 0.9 | 0.89822 | 0.89485 | 0.9 | 0.89822 | 0.89485 | 3.304e-15 | -120.3131 | 119.9422 | 3.3134e-15 | -120.3131 | 119.9422
Line9_3_11 | 0 | 0 | 0 | 0 | 0 | 0 | 0 | 0 | 0 | 0 | 0 | 0 | 1.1709e-18 | -4.0692e-11 | -1.182e-10 | -1.1709e-18 | 4.0692e-11 | 1.182e-10 | 3.1225e-18 | 1.1339e-10 | 2.085e-11 | -1.5613e-18 | -1.1339e-10 | -2.085e-11 | 0 | 0 | 0 | 0 | 0 | 0 | 0.9 | 0.89822 | 0.89485 | 0.9 | 0.89822 | 0.89485 | 3.1637e-15 | -120.3131 | 119.9422 | 3.2375e-15 | -120.3131 | 119.9422

## LG_max_6
name | pf_ikss_a_from_ka | pf_ikss_b_from_ka | pf_ikss_c_from_ka | pf_ikss_a_to_ka | pf_ikss_b_to_ka | pf_ikss_c_to_ka | pf_skss_a_from_mw | pf_skss_b_from_mw | pf_skss_c_from_mw | pf_skss_a_to_mw | pf_skss_b_to_mw | pf_skss_c_to_mw | pf_p_a_from_mw | pf_p_b_from_mw | pf_p_c_from_mw | pf_p_a_to_mw | pf_p_b_to_mw | pf_p_c_to_mw | pf_q_a_from_mvar | pf_q_b_from_mvar | pf_q_c_from_mvar | pf_q_a_to_mvar | pf_q_b_to_mvar | pf_q_c_to_mvar | pf_ikss_a_from_degree | pf_ikss_b_from_degree | pf_ikss_c_from_degree | pf_ikss_a_to_degree | pf_ikss_b_to_degree | pf_ikss_c_to_degree | pf_vm_a_from_pu | pf_vm_b_from_pu | pf_vm_c_from_pu | pf_vm_a_to_pu | pf_vm_b_to_pu | pf_vm_c_to_pu | pf_va_a_from_degree | pf_va_b_from_degree | pf_va_c_from_degree | pf_va_a_to_degree | pf_va_b_to_degree | pf_va_c_to_degree
Line0_1_2 | 0 | 0 | 0 | 0 | 0 | 0 | 0 | 0 | 0 | 0 | 0 | 0 | -2.0172e-09 | 3.2005e-08 | -3.5825e-08 | 2.5547e-09 | -2.6489e-08 | 2.9771e-08 | 2.8123e-08 | -1.872e-08 | -1.5281e-08 | -2.3734e-08 | 1.5772e-08 | 1.2437e-08 | 0 | 0 | 0 | 0 | 0 | 0 | 0.70629 | 0.99913 | 1.0685 | 0.70629 | 0.99913 | 1.0685 | -6.298 | -117.4321 | 115.8504 | -6.298 | -117.4321 | 115.8504
Line10_11_12 | 0 | 0 | 0 | 0 | 0 | 0 | 0 | 0 | 0 | 0 | 0 | 0 | -2.0172e-09 | 3.2005e-08 | -3.5825e-08 | 2.5547e-09 | -2.6489e-08 | 2.9771e-08 | 2.8123e-08 | -1.872e-08 | -1.5281e-08 | -2.3734e-08 | 1.5772e-08 | 1.2437e-08 | 0 | 0 | 0 | 0 | 0 | 0 | 0.70629 | 0.99913 | 1.0685 | 0.70629 | 0.99913 | 1.0685 | -6.298 | -117.4321 | 115.8504 | -6.298 | -117.4321 | 115.8504
Line11_12_13 | 0 | 0 | 0 | 0 | 0 | 0 | 0 | 0 | 0 | 0 | 0 | 0 | -1.681e-09 | 2.6671e-08 | -2.9855e-08 | 2.2185e-09 | -2.1154e-08 | 2.38e-08 | 2.3435e-08 | -1.56e-08 | -1.2734e-08 | -1.9047e-08 | 1.2652e-08 | 9.8898e-09 | 0 | 0 | 0 | 0 | 0 | 0 | 0.70629 | 0.99913 | 1.0685 | 0.70629 | 0.99913 | 1.0685 | -6.298 | -117.4321 | 115.8504 | -6.298 | -117.4321 | 115.8504
Line12_13_15 | 0 | 0 | 0 | 0 | 0 | 0 | 0 | 0 | 0 | 0 | 0 | 0 | -1.0086e-09 | 1.6003e-08 | -1.7913e-08 | 1.5461e-09 | -1.0486e-08 | 1.1859e-08 | 1.4061e-08 | -9.3601e-09 | -7.6406e-09 | -9.6725e-09 | 6.4124e-09 | 4.796e-09 | 0 | 0 | 0 | 0 | 0 | 0 | 0.70629 | 0.99913 | 1.0685 | 0.70629 | 0.99913 | 1.0685 | -6.298 | -117.4321 | 115.8504 | -6.298 | -117.4321 | 115.8504
Line13_13_14 | 0 | 0 | 0 | 0 | 0 | 0 | 0 | 0 | 0 | 0 | 0 | 0 | -3.362e-10 | 5.3342e-09 | -5.9709e-09 | 8.737e-10 | 1.8248e-10 | -8.3313e-11 | 4.6871e-09 | -3.12e-09 | -2.5469e-09 | -2.983e-10 | 1.7235e-10 | -2.9767e-10 | 0 | 0 | 0 | 0 | 0 | 0 | 0.70629 | 0.99913 | 1.0685 | 0.70629 | 0.99913 | 1.0685 | -6.298 | -117.4321 | 115.8504 | -6.298 | -117.4321 | 115.8504
Line14_15_16 | 0 | 0 | 0 | 0 | 0 | 0 | 0 | 0 | 0 | 0 | 0 | 0 | -6.7241e-10 | 1.0668e-08 | -1.1942e-08 | 1.2099e-09 | -5.1518e-09 | 5.8876e-09 | 9.3742e-09 | -6.2401e-09 | -5.0937e-09 | -4.9854e-09 | 3.2924e-09 | 2.2492e-09 | 0 | 0 | 0 | 0 | 0 | 0 | 0.70629 | 0.99913 | 1.0685 | 0.70629 | 0.99913 | 1.0685 | -6.298 | -117.4321 | 115.8504 | -6.298 | -117.4321 | 115.8504
Line15_16_17 | 0 | 0 | 0 | 0 | 0 | 0 | 0 | 0 | 0 | 0 | 0 | 0 | -3.362e-10 | 5.3342e-09 | -5.9709e-09 | 8.737e-10 | 1.8248e-10 | -8.3313e-11 | 4.6871e-09 | -3.12e-09 | -2.5469e-09 | -2.983e-10 | 1.7235e-10 | -2.9767e-10 | 0 | 0 | 0 | 0 | 0 | 0 | 0.70629 | 0.99913 | 1.0685 | 0.70629 | 0.99913 | 1.0685 | -6.298 | -117.4321 | 115.8504 | -6.298 | -117.4321 | 115.8504
Line16_4_18 | 4.4803 | 0 | 0 | 4.4803 | 0 | 0 | 1.0347 | 0 | 0 | 1.0347 | 0 | 0 | 0.16728 | 1.3981e-08 | -1.455e-08 | -3.0591e-16 | 2.1615e-10 | 5.3847e-11 | 0.33455 | -5.9207e-09 | -6.2405e-09 | 8.6258e-14 | 6.7009e-10 | -7.5816e-10 | -69.8445 | 0 | 0 | 110.1555 | 0 | 0 | 0.3615 | 0.99153 | 1.0485 | 0 | 0.97242 | 1.0156 | -6.4095 | -113.7589 | 112.3961 | 0 | -109.6893 | 108.8197
Line17_5_19 | 0 | 0 | 0 | 0 | 0 | 0 | 0 | 0 | 0 | 0 | 0 | 0 | -3.362e-10 | 5.3342e-09 | -5.9709e-09 | 8.737e-10 | 1.8248e-10 | -8.3313e-11 | 4.6871e-09 | -3.12e-09 | -2.5469e-09 | -2.983e-10 | 1.7235e-10 | -2.9767e-10 | 0 | 0 | 0 | 0 | 0 | 0 | 0.70629 | 0.99913 | 1.0685 | 0.70629 | 0.99913 | 1.0685 | -6.298 | -117.4321 | 115.8504 | -6.298 | -117.4321 | 115.8504
Line1_1_3 | 0 | 0 | 0 | 0 | 0 | 0 | 0 | 0 | 0 | 0 | 0 | 0 | -2.6896e-09 | 4.2674e-08 | -4.7767e-08 | 3.2271e-09 | -3.7157e-08 | 4.1713e-08 | 3.7497e-08 | -2.496e-08 | -2.0375e-08 | -3.3108e-08 | 2.2013e-08 | 1.753e-08 | 0 | 0 | 0 | 0 | 0 | 0 | 0.70629 | 0.99913 | 1.0685 | 0.70629 | 0.99913 | 1.0685 | -6.298 | -117.4321 | 115.8504 | -6.298 | -117.4321 | 115.8504
Line2_1_4 | 4.3077 | 0.17321 | 0.1732 | 4.3077 | 0.17321 | 0.1732 | 0.99482 | 0.04 | 0.04 | 0.99482 | 0.04 | 0.04 | 0.31508 | -0.0089117 | -0.014339 | -0.16189 | 0.0063488 | 0.016425 | 0.62803 | -0.038959 | -0.040263 | -0.32113 | 0.03915 | 0.038589 | -69.6556 | -14.5476 | -134.5474 | 110.3444 | 165.4524 | 45.4526 | 0.70629 | 0.99913 | 1.0685 | 0.3615 | 0.99153 | 1.0485 | -6.298 | -117.4321 | 115.8504 | -6.4095 | -113.7589 | 112.3961
Line3_1_5 | 0 | 0 | 0 | 0 | 0 | 0 | 0 | 0 | 0 | 0 | 0 | 0 | -6.7241e-10 | 1.0668e-08 | -1.1942e-08 | 1.2099e-09 | -5.1518e-09 | 5.8876e-09 | 9.3742e-09 | -6.24e-09 | -5.0937e-09 | -4.9854e-09 | 3.2924e-09 | 2.2492e-09 | 0 | 0 | 0 | 0 | 0 | 0 | 0.70629 | 0.99913 | 1.0685 | 0.70629 | 0.99913 | 1.0685 | -6.298 | -117.4321 | 115.8504 | -6.298 | -117.4321 | 115.8504
Line4_2_6 | 0 | 0 | 0 | 0 | 0 | 0 | 0 | 0 | 0 | 0 | 0 | 0 | -1.681e-09 | 2.6671e-08 | -2.9855e-08 | 2.2185e-09 | -2.1154e-08 | 2.38e-08 | 2.3435e-08 | -1.56e-08 | -1.2734e-08 | -1.9047e-08 | 1.2652e-08 | 9.8898e-09 | 0 | 0 | 0 | 0 | 0 | 0 | 0.70629 | 0.99913 | 1.0685 | 0.70629 | 0.99913 | 1.0685 | -6.298 | -117.4321 | 115.8504 | -6.298 | -117.4321 | 115.8504
Line5_6_7 | 0 | 0 | 0 | 0 | 0 | 0 | 0 | 0 | 0 | 0 | 0 | 0 | -1.3448e-09 | 2.1337e-08 | -2.3884e-08 | 1.8823e-09 | -1.582e-08 | 1.7829e-08 | 1.8748e-08 | -1.248e-08 | -1.0187e-08 | -1.436e-08 | 9.5324e-09 | 7.3429e-09 | 0 | 0 | 0 | 0 | 0 | 0 | 0.70629 | 0.99913 | 1.0685 | 0.70629 | 0.99913 | 1.0685 | -6.298 | -117.4321 | 115.8504 | -6.298 | -117.4321 | 115.8504
Line6_7_8 | 0 | 0 | 0 | 0 | 0 | 0 | 0 | 0 | 0 | 0 | 0 | 0 | -1.0086e-09 | 1.6003e-08 | -1.7913e-08 | 1.5461e-09 | -1.0486e-08 | 1.1859e-08 | 1.4061e-08 | -9.3601e-09 | -7.6406e-09 | -9.6725e-09 | 6.4124e-09 | 4.796e-09 | 0 | 0 | 0 | 0 | 0 | 0 | 0.70629 | 0.99913 | 1.0685 | 0.70629 | 0.99913 | 1.0685 | -6.298 | -117.4321 | 115.8504 | -6.298 | -117.4321 | 115.8504
Line7_8_9 | 0 | 0 | 0 | 0 | 0 | 0 | 0 | 0 | 0 | 0 | 0 | 0 | -3.362e-10 | 5.3342e-09 | -5.9709e-09 | 8.737e-10 | 1.8248e-10 | -8.3313e-11 | 4.6871e-09 | -3.12e-09 | -2.5469e-09 | -2.983e-10 | 1.7235e-10 | -2.9767e-10 | 0 | 0 | 0 | 0 | 0 | 0 | 0.70629 | 0.99913 | 1.0685 | 0.70629 | 0.99913 | 1.0685 | -6.298 | -117.4321 | 115.8504 | -6.298 | -117.4321 | 115.8504
Line8_8_10 | 0 | 0 | 0 | 0 | 0 | 0 | 0 | 0 | 0 | 0 | 0 | 0 | -3.362e-10 | 5.3342e-09 | -5.9709e-09 | 8.737e-10 | 1.8248e-10 | -8.3313e-11 | 4.6871e-09 | -3.12e-09 | -2.5469e-09 | -2.983e-10 | 1.7235e-10 | -2.9767e-10 | 0 | 0 | 0 | 0 | 0 | 0 | 0.70629 | 0.99913 | 1.0685 | 0.70629 | 0.99913 | 1.0685 | -6.298 | -117.4321 | 115.8504 | -6.298 | -117.4321 | 115.8504
Line9_3_11 | 0 | 0 | 0 | 0 | 0 | 0 | 0 | 0 | 0 | 0 | 0 | 0 | -2.3534e-09 | 3.734e-08 | -4.1796e-08 | 2.8909e-09 | -3.1823e-08 | 3.5742e-08 | 3.281e-08 | -2.184e-08 | -1.7828e-08 | -2.8421e-08 | 1.8892e-08 | 1.4983e-08 | 0 | 0 | 0 | 0 | 0 | 0 | 0.70629 | 0.99913 | 1.0685 | 0.70629 | 0.99913 | 1.0685 | -6.298 | -117.4321 | 115.8504 | -6.298 | -117.4321 | 115.8504

## LG_max_10
name | pf_ikss_a_from_ka | pf_ikss_b_from_ka | pf_ikss_c_from_ka | pf_ikss_a_to_ka | pf_ikss_b_to_ka | pf_ikss_c_to_ka | pf_skss_a_from_mw | pf_skss_b_from_mw | pf_skss_c_from_mw | pf_skss_a_to_mw | pf_skss_b_to_mw | pf_skss_c_to_mw | pf_p_a_from_mw | pf_p_b_from_mw | pf_p_c_from_mw | pf_p_a_to_mw | pf_p_b_to_mw | pf_p_c_to_mw | pf_q_a_from_mvar | pf_q_b_from_mvar | pf_q_c_from_mvar | pf_q_a_to_mvar | pf_q_b_to_mvar | pf_q_c_to_mvar | pf_ikss_a_from_degree | pf_ikss_b_from_degree | pf_ikss_c_from_degree | pf_ikss_a_to_degree | pf_ikss_b_to_degree | pf_ikss_c_to_degree | pf_vm_a_from_pu | pf_vm_b_from_pu | pf_vm_c_from_pu | pf_vm_a_to_pu | pf_vm_b_to_pu | pf_vm_c_to_pu | pf_va_a_from_degree | pf_va_b_from_degree | pf_va_c_from_degree | pf_va_a_to_degree | pf_va_b_to_degree | pf_va_c_to_degree
Line0_1_2 | 0 | 0 | 0 | 0 | 0 | 0 | 0 | 0 | 0 | 0 | 0 | 0 | -2.2512e-09 | 3.6221e-08 | -4.0504e-08 | 2.8497e-09 | -2.9977e-08 | 3.3662e-08 | 3.1308e-08 | -2.095e-08 | -1.7323e-08 | -2.6422e-08 | 1.7653e-08 | 1.4099e-08 | 0 | 0 | 0 | 0 | 0 | 0 | 0.72831 | 1.0448 | 1.1193 | 0.72831 | 1.0448 | 1.1193 | -6.4987 | -117.3471 | 115.7169 | -6.4987 | -117.3471 | 115.7169
Line10_11_12 | 0 | 0 | 0 | 0 | 0 | 0 | 0 | 0 | 0 | 0 | 0 | 0 | -2.2512e-09 | 3.6221e-08 | -4.0504e-08 | 2.8498e-09 | -2.9977e-08 | 3.3662e-08 | 3.1308e-08 | -2.095e-08 | -1.7323e-08 | -2.6422e-08 | 1.7653e-08 | 1.4099e-08 | 0 | 0 | 0 | 0 | 0 | 0 | 0.72831 | 1.0448 | 1.1193 | 0.72831 | 1.0448 | 1.1193 | -6.4987 | -117.3471 | 115.7169 | -6.4987 | -117.3471 | 115.7169
Line11_12_13 | 0 | 0 | 0 | 0 | 0 | 0 | 0 | 0 | 0 | 0 | 0 | 0 | -1.876e-09 | 3.0184e-08 | -3.3754e-08 | 2.4745e-09 | -2.394e-08 | 2.6911e-08 | 2.609e-08 | -1.7458e-08 | -1.4436e-08 | -2.1204e-08 | 1.4162e-08 | 1.1212e-08 | 0 | 0 | 0 | 0 | 0 | 0 | 0.72831 | 1.0448 | 1.1193 | 0.72831 | 1.0448 | 1.1193 | -6.4987 | -117.3471 | 115.7169 | -6.4987 | -117.3471 | 115.7169
Line12_13_15 | 0 | 0 | 0 | 0 | 0 | 0 | 0 | 0 | 0 | 0 | 0 | 0 | -1.1256e-09 | 1.8111e-08 | -2.0252e-08 | 1.7241e-09 | -1.1867e-08 | 1.341e-08 | 1.5654e-08 | -1.0475e-08 | -8.6616e-09 | -1.0768e-08 | 7.1783e-09 | 5.4373e-09 | 0 | 0 | 0 | 0 | 0 | 0 | 0.72831 | 1.0448 | 1.1193 | 0.72831 | 1.0448 | 1.1193 | -6.4987 | -117.3471 | 115.7169 | -6.4987 | -117.3471 | 115.7169
Line13_13_14 | 0 | 0 | 0 | 0 | 0 | 0 | 0 | 0 | 0 | 0 | 0 | 0 | -3.7521e-10 | 6.0369e-09 | -6.7507e-09 | 9.7371e-10 | 2.0702e-10 | -9.1654e-11 | 5.2179e-09 | -3.4916e-09 | -2.8872e-09 | -3.3247e-10 | 1.9505e-10 | -3.3715e-10 | 0 | 0 | 0 | 0 | 0 | 0 | 0.72831 | 1.0448 | 1.1193 | 0.72831 | 1.0448 | 1.1193 | -6.4987 | -117.3471 | 115.7169 | -6.4987 | -117.3471 | 115.7169
Line14_15_16 | 0 | 0 | 0 | 0 | 0 | 0 | 0 | 0 | 0 | 0 | 0 | 0 | -7.5042e-10 | 1.2074e-08 | -1.3501e-08 | 1.3489e-09 | -5.8299e-09 | 6.6591e-09 | 1.0436e-08 | -6.9833e-09 | -5.7744e-09 | -5.5504e-09 | 3.6867e-09 | 2.5501e-09 | 0 | 0 | 0 | 0 | 0 | 0 | 0.72831 | 1.0448 | 1.1193 | 0.72831 | 1.0448 | 1.1193 | -6.4987 | -117.3471 | 115.7169 | -6.4987 | -117.3471 | 115.7169
Line15_16_17 | 0 | 0 | 0 | 0 | 0 | 0 | 0 | 0 | 0 | 0 | 0 | 0 | -3.7521e-10 | 6.0369e-09 | -6.7507e-09 | 9.7371e-10 | 2.0702e-10 | -9.1654e-11 | 5.2179e-09 | -3.4916e-09 | -2.8872e-09 | -3.3247e-10 | 1.9505e-10 | -3.3715e-10 | 0 | 0 | 0 | 0 | 0 | 0 | 0.72831 | 1.0448 | 1.1193 | 0.72831 | 1.0448 | 1.1193 | -6.4987 | -117.3471 | 115.7169 | -6.4987 | -117.3471 | 115.7169
Line16_4_18 | 4.6167 | 0 | 0 | 4.6167 | 0 | 0 | 1.0662 | 0 | 0 | 1.0662 | 0 | 0 | 0.17762 | 1.5368e-08 | -1.5998e-08 | 1.4139e-13 | 2.4234e-10 | 5.9018e-11 | 0.35524 | -6.4565e-09 | -6.8785e-09 | -1.7904e-13 | 7.3331e-10 | -8.3291e-10 | -70.0431 | 0 | 0 | 109.9569 | 0 | 0 | 0.37251 | 1.0367 | 1.098 | 0 | 1.0173 | 1.064 | -6.6082 | -113.7186 | 112.3218 | 0 | -109.7051 | 108.8082
Line17_5_19 | 0 | 0 | 0 | 0 | 0 | 0 | 0 | 0 | 0 | 0 | 0 | 0 | -3.7521e-10 | 6.0369e-09 | -6.7507e-09 | 9.7371e-10 | 2.0702e-10 | -9.1654e-11 | 5.2179e-09 | -3.4916e-09 | -2.8872e-09 | -3.3247e-10 | 1.9505e-10 | -3.3715e-10 | 0 | 0 | 0 | 0 | 0 | 0 | 0.72831 | 1.0448 | 1.1193 | 0.72831 | 1.0448 | 1.1193 | -6.4987 | -117.3471 | 115.7169 | -6.4987 | -117.3471 | 115.7169
Line1_1_3 | 0 | 0 | 0 | 0 | 0 | 0 | 0 | 0 | 0 | 0 | 0 | 0 | -3.0017e-09 | 4.8295e-08 | -5.4006e-08 | 3.6002e-09 | -4.2051e-08 | 4.7164e-08 | 4.1743e-08 | -2.7933e-08 | -2.3098e-08 | -3.6858e-08 | 2.4636e-08 | 1.9873e-08 | 0 | 0 | 0 | 0 | 0 | 0 | 0.72831 | 1.0448 | 1.1193 | 0.72831 | 1.0448 | 1.1193 | -6.4987 | -117.3471 | 115.7169 | -6.4987 | -117.3471 | 115.7169
Line2_1_4 | 4.4441 | 0.17321 | 0.1732 | 4.4441 | 0.17321 | 0.1732 | 1.0263 | 0.04 | 0.04 | 1.0263 | 0.04 | 0.04 | 0.33517 | -0.0090774 | -0.014931 | -0.17208 | 0.0064277 | 0.017073 | 0.66813 | -0.040794 | -0.042207 | -0.3414 | 0.040969 | 0.040465 | -69.8579 | -14.802 | -134.8018 | 110.1421 | 165.198 | 45.1982 | 0.72831 | 1.0448 | 1.1193 | 0.37251 | 1.0367 | 1.098 | -6.4987 | -117.3471 | 115.7169 | -6.6082 | -113.7186 | 112.3218
Line3_1_5 | 0 | 0 | 0 | 0 | 0 | 0 | 0 | 0 | 0 | 0 | 0 | 0 | -7.5041e-10 | 1.2074e-08 | -1.3501e-08 | 1.3489e-09 | -5.8299e-09 | 6.6591e-09 | 1.0436e-08 | -6.9833e-09 | -5.7744e-09 | -5.5504e-09 | 3.6867e-09 | 2.5501e-09 | 0 | 0 | 0 | 0 | 0 | 0 | 0.72831 | 1.0448 | 1.1193 | 0.72831 | 1.0448 | 1.1193 | -6.4987 | -117.3471 | 115.7169 | -6.4987 | -117.3471 | 115.7169
Line4_2_6 | 0 | 0 | 0 | 0 | 0 | 0 | 0 | 0 | 0 | 0 | 0 | 0 | -1.876e-09 | 3.0184e-08 | -3.3754e-08 | 2.4745e-09 | -2.394e-08 | 2.6911e-08 | 2.609e-08 | -1.7458e-08 | -1.4436e-08 | -2.1204e-08 | 1.4162e-08 | 1.1212e-08 | 0 | 0 | 0 | 0 | 0 | 0 | 0.72831 | 1.0448 | 1.1193 | 0.72831 | 1.0448 | 1.1193 | -6.4987 | -117.3471 | 115.7169 | -6.4987 | -117.3471 | 115.7169
Line5_6_7 | 0 | 0 | 0 | 0 | 0 | 0 | 0 | 0 | 0 | 0 | 0 | 0 | -1.5008e-09 | 2.4148e-08 | -2.7003e-08 | 2.0993e-09 | -1.7904e-08 | 2.0161e-08 | 2.0872e-08 | -1.3967e-08 | -1.1549e-08 | -1.5986e-08 | 1.067e-08 | 8.3245e-09 | 0 | 0 | 0 | 0 | 0 | 0 | 0.72831 | 1.0448 | 1.1193 | 0.72831 | 1.0448 | 1.1193 | -6.4987 | -117.3471 | 115.7169 | -6.4987 | -117.3471 | 115.7169
Line6_7_8 | 0 | 0 | 0 | 0 | 0 | 0 | 0 | 0 | 0 | 0 | 0 | 0 | -1.1256e-09 | 1.8111e-08 | -2.0252e-08 | 1.7241e-09 | -1.1867e-08 | 1.341e-08 | 1.5654e-08 | -1.0475e-08 | -8.6616e-09 | -1.0768e-08 | 7.1783e-09 | 5.4373e-09 | 0 | 0 | 0 | 0 | 0 | 0 | 0.72831 | 1.0448 | 1.1193 | 0.72831 | 1.0448 | 1.1193 | -6.4987 | -117.3471 | 115.7169 | -6.4987 | -117.3471 | 115.7169
Line7_8_9 | 0 | 0 | 0 | 0 | 0 | 0 | 0 | 0 | 0 | 0 | 0 | 0 | -3.7521e-10 | 6.0369e-09 | -6.7507e-09 | 9.7371e-10 | 2.0702e-10 | -9.1654e-11 | 5.2179e-09 | -3.4916e-09 | -2.8872e-09 | -3.3247e-10 | 1.9505e-10 | -3.3715e-10 | 0 | 0 | 0 | 0 | 0 | 0 | 0.72831 | 1.0448 | 1.1193 | 0.72831 | 1.0448 | 1.1193 | -6.4987 | -117.3471 | 115.7169 | -6.4987 | -117.3471 | 115.7169
Line8_8_10 | 0 | 0 | 0 | 0 | 0 | 0 | 0 | 0 | 0 | 0 | 0 | 0 | -3.7521e-10 | 6.0369e-09 | -6.7507e-09 | 9.7371e-10 | 2.0702e-10 | -9.1654e-11 | 5.2179e-09 | -3.4916e-09 | -2.8872e-09 | -3.3247e-10 | 1.9505e-10 | -3.3715e-10 | 0 | 0 | 0 | 0 | 0 | 0 | 0.72831 | 1.0448 | 1.1193 | 0.72831 | 1.0448 | 1.1193 | -6.4987 | -117.3471 | 115.7169 | -6.4987 | -117.3471 | 115.7169
Line9_3_11 | 0 | 0 | 0 | 0 | 0 | 0 | 0 | 0 | 0 | 0 | 0 | 0 | -2.6265e-09 | 4.2258e-08 | -4.7255e-08 | 3.225e-09 | -3.6014e-08 | 4.0413e-08 | 3.6525e-08 | -2.4441e-08 | -2.021e-08 | -3.164e-08 | 2.1145e-08 | 1.6986e-08 | 0 | 0 | 0 | 0 | 0 | 0 | 0.72831 | 1.0448 | 1.1193 | 0.72831 | 1.0448 | 1.1193 | -6.4987 | -117.3471 | 115.7169 | -6.4987 | -117.3471 | 115.7169

## LG_max_fault_6
name | pf_ikss_a_from_ka | pf_ikss_b_from_ka | pf_ikss_c_from_ka | pf_ikss_a_to_ka | pf_ikss_b_to_ka | pf_ikss_c_to_ka | pf_skss_a_from_mw | pf_skss_b_from_mw | pf_skss_c_from_mw | pf_skss_a_to_mw | pf_skss_b_to_mw | pf_skss_c_to_mw | pf_p_a_from_mw | pf_p_b_from_mw | pf_p_c_from_mw | pf_p_a_to_mw | pf_p_b_to_mw | pf_p_c_to_mw | pf_q_a_from_mvar | pf_q_b_from_mvar | pf_q_c_from_mvar | pf_q_a_to_mvar | pf_q_b_to_mvar | pf_q_c_to_mvar | pf_ikss_a_from_degree | pf_ikss_b_from_degree | pf_ikss_c_from_degree | pf_ikss_a_to_degree | pf_ikss_b_to_degree | pf_ikss_c_to_degree | pf_vm_a_from_pu | pf_vm_b_from_pu | pf_vm_c_from_pu | pf_vm_a_to_pu | pf_vm_b_to_pu | pf_vm_c_to_pu | pf_va_a_from_degree | pf_va_b_from_degree | pf_va_c_from_degree | pf_va_a_to_degree | pf_va_b_to_degree | pf_va_c_to_degree
Line0_1_2 | 0 | 0 | 0 | 0 | 0 | 0 | 0 | 0 | 0 | 0 | 0 | 0 | 4.812e-10 | 5.6771e-10 | 9.5802e-11 | -4.5889e-10 | -5.378e-10 | -1.4803e-10 | 2.4991e-10 | -3.3417e-10 | -8.762e-11 | -2.0263e-10 | 2.9119e-10 | 8.3232e-11 | 0 | 0 | 0 | 0 | 0 | 0 | 1.0648 | 1.0665 | 1.0674 | 1.0648 | 1.0665 | 1.0674 | 0.078685 | -119.8226 | 120.1424 | 0.078685 | -119.8226 | 120.1424
Line10_11_12 | 0 | 0 | 0 | 0 | 0 | 0 | 0 | 0 | 0 | 0 | 0 | 0 | 4.812e-10 | 5.6771e-10 | 9.5801e-11 | -4.5889e-10 | -5.378e-10 | -1.4803e-10 | 2.4991e-10 | -3.3417e-10 | -8.762e-11 | -2.0263e-10 | 2.9119e-10 | 8.3232e-11 | 0 | 0 | 0 | 0 | 0 | 0 | 1.0648 | 1.0665 | 1.0674 | 1.0648 | 1.0665 | 1.0674 | 0.078685 | -119.8226 | 120.1424 | 0.078685 | -119.8226 | 120.1424
Line11_12_13 | 0 | 0 | 0 | 0 | 0 | 0 | 0 | 0 | 0 | 0 | 0 | 0 | 4.01e-10 | 4.7309e-10 | 7.9835e-11 | -3.7869e-10 | -4.4318e-10 | -1.3206e-10 | 2.0826e-10 | -2.7848e-10 | -7.3016e-11 | -1.6098e-10 | 2.355e-10 | 6.8629e-11 | 0 | 0 | 0 | 0 | 0 | 0 | 1.0648 | 1.0665 | 1.0674 | 1.0648 | 1.0665 | 1.0674 | 0.078685 | -119.8226 | 120.1424 | 0.078685 | -119.8226 | 120.1424
Line12_13_15 | 0 | 0 | 0 | 0 | 0 | 0 | 0 | 0 | 0 | 0 | 0 | 0 | 2.406e-10 | 2.8385e-10 | 4.7901e-11 | -2.1829e-10 | -2.5394e-10 | -1.0013e-10 | 1.2496e-10 | -1.6709e-10 | -4.381e-11 | -7.7674e-11 | 1.2411e-10 | 3.9422e-11 | 0 | 0 | 0 | 0 | 0 | 0 | 1.0648 | 1.0665 | 1.0674 | 1.0648 | 1.0665 | 1.0674 | 0.078685 | -119.8226 | 120.1424 | 0.078685 | -119.8226 | 120.1424
Line13_13_14 | 0 | 0 | 0 | 0 | 0 | 0 | 0 | 0 | 0 | 0 | 0 | 0 | 8.0201e-11 | 9.4618e-11 | 1.5967e-11 | -5.7889e-11 | -6.4704e-11 | -6.8192e-11 | 4.1652e-11 | -5.5695e-11 | -1.4603e-11 | 5.63e-12 | 1.2715e-11 | 1.0216e-11 | 0 | 0 | 0 | 0 | 0 | 0 | 1.0648 | 1.0665 | 1.0674 | 1.0648 | 1.0665 | 1.0674 | 0.078685 | -119.8226 | 120.1424 | 0.078685 | -119.8226 | 120.1424
Line14_15_16 | 0 | 0 | 0 | 0 | 0 | 0 | 0 | 0 | 0 | 0 | 0 | 0 | 1.604e-10 | 1.8924e-10 | 3.1934e-11 | -1.3809e-10 | -1.5932e-10 | -8.4159e-11 | 8.3304e-11 | -1.1139e-10 | -2.9207e-11 | -3.6022e-11 | 6.841e-11 | 2.4819e-11 | 0 | 0 | 0 | 0 | 0 | 0 | 1.0648 | 1.0665 | 1.0674 | 1.0648 | 1.0665 | 1.0674 | 0.078685 | -119.8226 | 120.1424 | 0.078685 | -119.8226 | 120.1424
Line15_16_17 | 0 | 0 | 0 | 0 | 0 | 0 | 0 | 0 | 0 | 0 | 0 | 0 | 8.0201e-11 | 9.4618e-11 | 1.5967e-11 | -5.7889e-11 | -6.4704e-11 | -6.8192e-11 | 4.1652e-11 | -5.5695e-11 | -1.4603e-11 | 5.63e-12 | 1.2715e-11 | 1.0216e-11 | 0 | 0 | 0 | 0 | 0 | 0 | 1.0648 | 1.0665 | 1.0674 | 1.0648 | 1.0665 | 1.0674 | 0.078685 | -119.8226 | 120.1424 | 0.078685 | -119.8226 | 120.1424
Line16_4_18 | 0.035139 | 0 | 0 | 0.035139 | 0 | 0 | 0.008115 | 0 | 0 | 0.008115 | 0 | 0 | 0.006184 | 2.0924e-10 | 5.0285e-12 | -0.0061737 | -1.2755e-10 | -1.3368e-10 | 0.0061943 | -1.0446e-10 | -1.3347e-11 | -0.0061737 | 3.1779e-12 | -6.5036e-12 | -45.1888 | 0 | 0 | 134.8112 | 0 | 0 | 1.0786 | 1.0826 | 1.0838 | 1.0759 | 1.0821 | 1.0836 | -0.14118 | -119.9763 | 119.94 | -0.18881 | -119.9563 | 119.9107
Line17_5_19 | 0 | 0 | 0 | 0 | 0 | 0 | 0 | 0 | 0 | 0 | 0 | 0 | 8.0201e-11 | 9.4618e-11 | 1.5967e-11 | -5.7889e-11 | -6.4704e-11 | -6.8192e-11 | 4.1652e-11 | -5.5695e-11 | -1.4603e-11 | 5.63e-12 | 1.2715e-11 | 1.0216e-11 | 0 | 0 | 0 | 0 | 0 | 0 | 1.0648 | 1.0665 | 1.0674 | 1.0648 | 1.0665 | 1.0674 | 0.078685 | -119.8226 | 120.1424 | 0.078685 | -119.8226 | 120.1424
Line1_1_3 | 0 | 0 | 0 | 0 | 0 | 0 | 0 | 0 | 0 | 0 | 0 | 0 | 6.416e-10 | 7.5695e-10 | 1.2774e-10 | -6.1929e-10 | -7.2703e-10 | -1.7996e-10 | 3.3322e-10 | -4.4556e-10 | -1.1683e-10 | -2.8593e-10 | 4.0258e-10 | 1.1244e-10 | 0 | 0 | 0 | 0 | 0 | 0 | 1.0648 | 1.0665 | 1.0674 | 1.0648 | 1.0665 | 1.0674 | 0.078685 | -119.8226 | 120.1424 | 0.078685 | -119.8226 | 120.1424
Line2_1_4 | 0.14362 | 0.17321 | 0.1732 | 0.14362 | 0.17321 | 0.1732 | 0.033167 | 0.04 | 0.04 | 0.033167 | 0.04 | 0.04 | -0.0052105 | -0.011239 | -0.011274 | 0.0054136 | 0.01152 | 0.011594 | -0.03493 | -0.041154 | -0.041182 | 0.035361 | 0.041742 | 0.041771 | 98.5629 | -14.5475 | -134.5475 | -81.4371 | 165.4525 | 45.4525 | 1.0648 | 1.0665 | 1.0674 | 1.0786 | 1.0826 | 1.0838 | 0.078685 | -119.8226 | 120.1424 | -0.14118 | -119.9763 | 119.94
Line3_1_5 | 0 | 0 | 0 | 0 | 0 | 0 | 0 | 0 | 0 | 0 | 0 | 0 | 1.604e-10 | 1.8924e-10 | 3.1934e-11 | -1.3809e-10 | -1.5932e-10 | -8.4159e-11 | 8.3304e-11 | -1.1139e-10 | -2.9207e-11 | -3.6022e-11 | 6.841e-11 | 2.4819e-11 | 0 | 0 | 0 | 0 | 0 | 0 | 1.0648 | 1.0665 | 1.0674 | 1.0648 | 1.0665 | 1.0674 | 0.078685 | -119.8226 | 120.1424 | 0.078685 | -119.8226 | 120.1424
Line4_2_6 | 0 | 0 | 0 | 0 | 0 | 0 | 0 | 0 | 0 | 0 | 0 | 0 | 4.01e-10 | 4.7309e-10 | 7.9835e-11 | -3.7869e-10 | -4.4318e-10 | -1.3206e-10 | 2.0826e-10 | -2.7848e-10 | -7.3016e-11 | -1.6098e-10 | 2.355e-10 | 6.8629e-11 | 0 | 0 | 0 | 0 | 0 | 0 | 1.0648 | 1.0665 | 1.0674 | 1.0648 | 1.0665 | 1.0674 | 0.078685 | -119.8226 | 120.1424 | 0.078685 | -119.8226 | 120.1424
Line5_6_7 | 0 | 0 | 0 | 0 | 0 | 0 | 0 | 0 | 0 | 0 | 0 | 0 | 3.208e-10 | 3.7847e-10 | 6.3868e-11 | -2.9849e-10 | -3.4856e-10 | -1.1609e-10 | 1.6661e-10 | -2.2278e-10 | -5.8413e-11 | -1.1933e-10 | 1.798e-10 | 5.4025e-11 | 0 | 0 | 0 | 0 | 0 | 0 | 1.0648 | 1.0665 | 1.0674 | 1.0648 | 1.0665 | 1.0674 | 0.078685 | -119.8226 | 120.1424 | 0.078685 | -119.8226 | 120.1424
Line6_7_8 | 0 | 0 | 0 | 0 | 0 | 0 | 0 | 0 | 0 | 0 | 0 | 0 | 2.406e-10 | 2.8385e-10 | 4.7901e-11 | -2.1829e-10 | -2.5394e-10 | -1.0013e-10 | 1.2496e-10 | -1.6709e-10 | -4.381e-11 | -7.7674e-11 | 1.2411e-10 | 3.9422e-11 | 0 | 0 | 0 | 0 | 0 | 0 | 1.0648 | 1.0665 | 1.0674 | 1.0648 | 1.0665 | 1.0674 | 0.078685 | -119.8226 | 120.1424 | 0.078685 | -119.8226 | 120.1424
Line7_8_9 | 0 | 0 | 0 | 0 | 0 | 0 | 0 | 0 | 0 | 0 | 0 | 0 | 8.0201e-11 | 9.4618e-11 | 1.5967e-11 | -5.7889e-11 | -6.4704e-11 | -6.8192e-11 | 4.1652e-11 | -5.5695e-11 | -1.4603e-11 | 5.63e-12 | 1.2715e-11 | 1.0216e-11 | 0 | 0 | 0 | 0 | 0 | 0 | 1.0648 | 1.0665 | 1.0674 | 1.0648 | 1.0665 | 1.0674 | 0.078685 | -119.8226 | 120.1424 | 0.078685 | -119.8226 | 120.1424
Line8_8_10 | 0 | 0 | 0 | 0 | 0 | 0 | 0 | 0 | 0 | 0 | 0 | 0 | 8.0201e-11 | 9.4618e-11 | 1.5967e-11 | -5.7889e-11 | -6.4704e-11 | -6.8192e-11 | 4.1652e-11 | -5.5695e-11 | -1.4603e-11 | 5.63e-12 | 1.2715e-11 | 1.0216e-11 | 0 | 0 | 0 | 0 | 0 | 0 | 1.0648 | 1.0665 | 1.0674 | 1.0648 | 1.0665 | 1.0674 | 0.078685 | -119.8226 | 120.1424 | 0.078685 | -119.8226 | 120.1424
Line9_3_11 | 0 | 0 | 0 | 0 | 0 | 0 | 0 | 0 | 0 | 0 | 0 | 0 | 5.614e-10 | 6.6233e-10 | 1.1177e-10 | -5.3909e-10 | -6.3241e-10 | -1.6399e-10 | 2.9156e-10 | -3.8987e-10 | -1.0222e-10 | -2.4428e-10 | 3.4689e-10 | 9.7835e-11 | 0 | 0 | 0 | 0 | 0 | 0 | 1.0648 | 1.0665 | 1.0674 | 1.0648 | 1.0665 | 1.0674 | 0.078685 | -119.8226 | 120.1424 | 0.078685 | -119.8226 | 120.1424

## LG_max_fault_10
name | pf_ikss_a_from_ka | pf_ikss_b_from_ka | pf_ikss_c_from_ka | pf_ikss_a_to_ka | pf_ikss_b_to_ka | pf_ikss_c_to_ka | pf_skss_a_from_mw | pf_skss_b_from_mw | pf_skss_c_from_mw | pf_skss_a_to_mw | pf_skss_b_to_mw | pf_skss_c_to_mw | pf_p_a_from_mw | pf_p_b_from_mw | pf_p_c_from_mw | pf_p_a_to_mw | pf_p_b_to_mw | pf_p_c_to_mw | pf_q_a_from_mvar | pf_q_b_from_mvar | pf_q_c_from_mvar | pf_q_a_to_mvar | pf_q_b_to_mvar | pf_q_c_to_mvar | pf_ikss_a_from_degree | pf_ikss_b_from_degree | pf_ikss_c_from_degree | pf_ikss_a_to_degree | pf_ikss_b_to_degree | pf_ikss_c_to_degree | pf_vm_a_from_pu | pf_vm_b_from_pu | pf_vm_c_from_pu | pf_vm_a_to_pu | pf_vm_b_to_pu | pf_vm_c_to_pu | pf_va_a_from_degree | pf_va_b_from_degree | pf_va_c_from_degree | pf_va_a_to_degree | pf_va_b_to_degree | pf_va_c_to_degree
Line0_1_2 | 0 | 0 | 0 | 0 | 0 | 0 | 0 | 0 | 0 | 0 | 0 | 0 | 5.3237e-10 | 6.3173e-10 | 8.9557e-11 | -5.0674e-10 | -5.9736e-10 | -1.4956e-10 | 2.9284e-10 | -3.7811e-10 | -9.4874e-11 | -2.3853e-10 | 3.2873e-10 | 8.9834e-11 | 0 | 0 | 0 | 0 | 0 | 0 | 1.1154 | 1.1173 | 1.1183 | 1.1154 | 1.1173 | 1.1183 | 0.070121 | -119.8266 | 120.1368 | 0.070121 | -119.8266 | 120.1368
Line10_11_12 | 0 | 0 | 0 | 0 | 0 | 0 | 0 | 0 | 0 | 0 | 0 | 0 | 5.3237e-10 | 6.3173e-10 | 8.9557e-11 | -5.0674e-10 | -5.9736e-10 | -1.4956e-10 | 2.9284e-10 | -3.7811e-10 | -9.4874e-11 | -2.3853e-10 | 3.2873e-10 | 8.9834e-11 | 0 | 0 | 0 | 0 | 0 | 0 | 1.1154 | 1.1173 | 1.1183 | 1.1154 | 1.1173 | 1.1183 | 0.070121 | -119.8266 | 120.1368 | 0.07012 | -119.8266 | 120.1368
Line11_12_13 | 0 | 0 | 0 | 0 | 0 | 0 | 0 | 0 | 0 | 0 | 0 | 0 | 4.4364e-10 | 5.2644e-10 | 7.4631e-11 | -4.1801e-10 | -4.9207e-10 | -1.3463e-10 | 2.4404e-10 | -3.1509e-10 | -7.9062e-11 | -1.8972e-10 | 2.6572e-10 | 7.4022e-11 | 0 | 0 | 0 | 0 | 0 | 0 | 1.1154 | 1.1173 | 1.1183 | 1.1154 | 1.1173 | 1.1183 | 0.07012 | -119.8266 | 120.1368 | 0.07012 | -119.8266 | 120.1368
Line12_13_15 | 0 | 0 | 0 | 0 | 0 | 0 | 0 | 0 | 0 | 0 | 0 | 0 | 2.6619e-10 | 3.1586e-10 | 4.4778e-11 | -2.4055e-10 | -2.815e-10 | -1.0478e-10 | 1.4642e-10 | -1.8906e-10 | -4.7437e-11 | -9.2109e-11 | 1.3968e-10 | 4.2397e-11 | 0 | 0 | 0 | 0 | 0 | 0 | 1.1154 | 1.1173 | 1.1183 | 1.1154 | 1.1173 | 1.1183 | 0.07012 | -119.8266 | 120.1368 | 0.07012 | -119.8266 | 120.1368
Line13_13_14 | 0 | 0 | 0 | 0 | 0 | 0 | 0 | 0 | 0 | 0 | 0 | 0 | 8.8729e-11 | 1.0529e-10 | 1.4926e-11 | -6.3095e-11 | -7.0921e-11 | -7.4926e-11 | 4.8807e-11 | -6.3019e-11 | -1.5812e-11 | 5.5059e-12 | 1.3641e-11 | 1.0773e-11 | 0 | 0 | 0 | 0 | 0 | 0 | 1.1154 | 1.1173 | 1.1183 | 1.1154 | 1.1173 | 1.1183 | 0.07012 | -119.8266 | 120.1368 | 0.07012 | -119.8266 | 120.1368
Line14_15_16 | 0 | 0 | 0 | 0 | 0 | 0 | 0 | 0 | 0 | 0 | 0 | 0 | 1.7746e-10 | 2.1058e-10 | 2.9852e-11 | -1.5182e-10 | -1.7621e-10 | -8.9853e-11 | 9.7615e-11 | -1.2604e-10 | -3.1625e-11 | -4.3301e-11 | 7.666e-11 | 2.6585e-11 | 0 | 0 | 0 | 0 | 0 | 0 | 1.1154 | 1.1173 | 1.1183 | 1.1154 | 1.1173 | 1.1183 | 0.07012 | -119.8266 | 120.1368 | 0.07012 | -119.8266 | 120.1368
Line15_16_17 | 0 | 0 | 0 | 0 | 0 | 0 | 0 | 0 | 0 | 0 | 0 | 0 | 8.8729e-11 | 1.0529e-10 | 1.4926e-11 | -6.3095e-11 | -7.0921e-11 | -7.4926e-11 | 4.8807e-11 | -6.3019e-11 | -1.5812e-11 | 5.5059e-12 | 1.3641e-11 | 1.0773e-11 | 0 | 0 | 0 | 0 | 0 | 0 | 1.1154 | 1.1173 | 1.1183 | 1.1154 | 1.1173 | 1.1183 | 0.07012 | -119.8266 | 120.1368 | 0.07012 | -119.8266 | 120.1368
Line16_4_18 | 0.036783 | 0 | 0 | 0.036783 | 0 | 0 | 0.0084946 | 0 | 0 | 0.0084946 | 0 | 0 | 0.0067761 | 2.2759e-10 | -3.7167e-13 | -0.0067648 | -1.3649e-10 | -1.4338e-10 | 0.0067874 | -1.1676e-10 | -1.4739e-11 | -0.0067648 | 3.4989e-12 | -7.2466e-12 | -45.1932 | 0 | 0 | 134.8068 | 0 | 0 | 1.1291 | 1.1333 | 1.1346 | 1.1262 | 1.1329 | 1.1345 | -0.14561 | -119.9761 | 119.9386 | -0.19323 | -119.9561 | 119.9093
Line17_5_19 | 0 | 0 | 0 | 0 | 0 | 0 | 0 | 0 | 0 | 0 | 0 | 0 | 8.8729e-11 | 1.0529e-10 | 1.4926e-11 | -6.3095e-11 | -7.0921e-11 | -7.4926e-11 | 4.8807e-11 | -6.3019e-11 | -1.5812e-11 | 5.5059e-12 | 1.3641e-11 | 1.0773e-11 | 0 | 0 | 0 | 0 | 0 | 0 | 1.1154 | 1.1173 | 1.1183 | 1.1154 | 1.1173 | 1.1183 | 0.070121 | -119.8266 | 120.1368 | 0.070121 | -119.8266 | 120.1368
Line1_1_3 | 0 | 0 | 0 | 0 | 0 | 0 | 0 | 0 | 0 | 0 | 0 | 0 | 7.0983e-10 | 8.423e-10 | 1.1941e-10 | -6.842e-10 | -8.0793e-10 | -1.7941e-10 | 3.9046e-10 | -5.0415e-10 | -1.265e-10 | -3.3615e-10 | 4.5477e-10 | 1.2146e-10 | 0 | 0 | 0 | 0 | 0 | 0 | 1.1154 | 1.1173 | 1.1183 | 1.1154 | 1.1173 | 1.1183 | 0.070121 | -119.8266 | 120.1368 | 0.070121 | -119.8266 | 120.1368
Line2_1_4 | 0.14239 | 0.17321 | 0.1732 | 0.14239 | 0.17321 | 0.1732 | 0.032884 | 0.04 | 0.04 | 0.032884 | 0.04 | 0.04 | -0.004975 | -0.011586 | -0.011623 | 0.0051742 | 0.011866 | 0.011945 | -0.03634 | -0.043164 | -0.043194 | 0.036765 | 0.043751 | 0.043783 | 97.8654 | -14.8019 | -134.8019 | -82.1346 | 165.1981 | 45.1981 | 1.1154 | 1.1173 | 1.1183 | 1.1291 | 1.1333 | 1.1346 | 0.070121 | -119.8266 | 120.1368 | -0.14561 | -119.9761 | 119.9386
Line3_1_5 | 0 | 0 | 0 | 0 | 0 | 0 | 0 | 0 | 0 | 0 | 0 | 0 | 1.7746e-10 | 2.1058e-10 | 2.9852e-11 | -1.5182e-10 | -1.7621e-10 | -8.9853e-11 | 9.7614e-11 | -1.2604e-10 | -3.1625e-11 | -4.3301e-11 | 7.666e-11 | 2.6585e-11 | 0 | 0 | 0 | 0 | 0 | 0 | 1.1154 | 1.1173 | 1.1183 | 1.1154 | 1.1173 | 1.1183 | 0.070121 | -119.8266 | 120.1368 | 0.070121 | -119.8266 | 120.1368
Line4_2_6 | 0 | 0 | 0 | 0 | 0 | 0 | 0 | 0 | 0 | 0 | 0 | 0 | 4.4364e-10 | 5.2644e-10 | 7.4631e-11 | -4.1801e-10 | -4.9207e-10 | -1.3463e-10 | 2.4404e-10 | -3.1509e-10 | -7.9062e-11 | -1.8972e-10 | 2.6572e-10 | 7.4022e-11 | 0 | 0 | 0 | 0 | 0 | 0 | 1.1154 | 1.1173 | 1.1183 | 1.1154 | 1.1173 | 1.1183 | 0.070121 | -119.8266 | 120.1368 | 0.070121 | -119.8266 | 120.1368
Line5_6_7 | 0 | 0 | 0 | 0 | 0 | 0 | 0 | 0 | 0 | 0 | 0 | 0 | 3.5491e-10 | 4.2115e-10 | 5.9705e-11 | -3.2928e-10 | -3.8678e-10 | -1.197e-10 | 1.9523e-10 | -2.5207e-10 | -6.3249e-11 | -1.4092e-10 | 2.027e-10 | 5.821e-11 | 0 | 0 | 0 | 0 | 0 | 0 | 1.1154 | 1.1173 | 1.1183 | 1.1154 | 1.1173 | 1.1183 | 0.070121 | -119.8266 | 120.1368 | 0.070121 | -119.8266 | 120.1368
Line6_7_8 | 0 | 0 | 0 | 0 | 0 | 0 | 0 | 0 | 0 | 0 | 0 | 0 | 2.6619e-10 | 3.1586e-10 | 4.4779e-11 | -2.4055e-10 | -2.815e-10 | -1.0478e-10 | 1.4642e-10 | -1.8906e-10 | -4.7437e-11 | -9.2109e-11 | 1.3968e-10 | 4.2397e-11 | 0 | 0 | 0 | 0 | 0 | 0 | 1.1154 | 1.1173 | 1.1183 | 1.1154 | 1.1173 | 1.1183 | 0.070121 | -119.8266 | 120.1368 | 0.070121 | -119.8266 | 120.1368
Line7_8_9 | 0 | 0 | 0 | 0 | 0 | 0 | 0 | 0 | 0 | 0 | 0 | 0 | 8.8729e-11 | 1.0529e-10 | 1.4926e-11 | -6.3095e-11 | -7.0921e-11 | -7.4926e-11 | 4.8807e-11 | -6.3019e-11 | -1.5812e-11 | 5.5059e-12 | 1.3641e-11 | 1.0773e-11 | 0 | 0 | 0 | 0 | 0 | 0 | 1.1154 | 1.1173 | 1.1183 | 1.1154 | 1.1173 | 1.1183 | 0.070121 | -119.8266 | 120.1368 | 0.070121 | -119.8266 | 120.1368
Line8_8_10 | 0 | 0 | 0 | 0 | 0 | 0 | 0 | 0 | 0 | 0 | 0 | 0 | 8.8729e-11 | 1.0529e-10 | 1.4926e-11 | -6.3095e-11 | -7.0921e-11 | -7.4926e-11 | 4.8807e-11 | -6.3019e-11 | -1.5812e-11 | 5.5059e-12 | 1.3641e-11 | 1.0773e-11 | 0 | 0 | 0 | 0 | 0 | 0 | 1.1154 | 1.1173 | 1.1183 | 1.1154 | 1.1173 | 1.1183 | 0.070121 | -119.8266 | 120.1368 | 0.070121 | -119.8266 | 120.1368
Line9_3_11 | 0 | 0 | 0 | 0 | 0 | 0 | 0 | 0 | 0 | 0 | 0 | 0 | 6.211e-10 | 7.3701e-10 | 1.0448e-10 | -5.9547e-10 | -7.0265e-10 | -1.6448e-10 | 3.4165e-10 | -4.4113e-10 | -1.1069e-10 | -2.8734e-10 | 3.9175e-10 | 1.0565e-10 | 0 | 0 | 0 | 0 | 0 | 0 | 1.1154 | 1.1173 | 1.1183 | 1.1154 | 1.1173 | 1.1183 | 0.070121 | -119.8266 | 120.1368 | 0.070121 | -119.8266 | 120.1368

## LG_min_6
name | pf_ikss_a_from_ka | pf_ikss_b_from_ka | pf_ikss_c_from_ka | pf_ikss_a_to_ka | pf_ikss_b_to_ka | pf_ikss_c_to_ka | pf_skss_a_from_mw | pf_skss_b_from_mw | pf_skss_c_from_mw | pf_skss_a_to_mw | pf_skss_b_to_mw | pf_skss_c_to_mw | pf_p_a_from_mw | pf_p_b_from_mw | pf_p_c_from_mw | pf_p_a_to_mw | pf_p_b_to_mw | pf_p_c_to_mw | pf_q_a_from_mvar | pf_q_b_from_mvar | pf_q_c_from_mvar | pf_q_a_to_mvar | pf_q_b_to_mvar | pf_q_c_to_mvar | pf_ikss_a_from_degree | pf_ikss_b_from_degree | pf_ikss_c_from_degree | pf_ikss_a_to_degree | pf_ikss_b_to_degree | pf_ikss_c_to_degree | pf_vm_a_from_pu | pf_vm_b_from_pu | pf_vm_c_from_pu | pf_vm_a_to_pu | pf_vm_b_to_pu | pf_vm_c_to_pu | pf_va_a_from_degree | pf_va_b_from_degree | pf_va_c_from_degree | pf_va_a_to_degree | pf_va_b_to_degree | pf_va_c_to_degree
Line0_1_2 | 0 | 0 | 0 | 0 | 0 | 0 | 0 | 0 | 0 | 0 | 0 | 0 | 4.8983e-09 | 1.8572e-08 | -2.7973e-08 | -3.4683e-09 | -1.5278e-08 | 2.3249e-08 | 2.1637e-08 | -1.8431e-08 | -5.0183e-09 | -1.8479e-08 | 1.5429e-08 | 3.9617e-09 | 0 | 0 | 0 | 0 | 0 | 0 | 0.6914 | 0.88881 | 0.9654 | 0.6914 | 0.88881 | 0.9654 | -10.7223 | -118.706 | 116.2451 | -10.7223 | -118.706 | 116.2451
Line10_11_12 | 0 | 0 | 0 | 0 | 0 | 0 | 0 | 0 | 0 | 0 | 0 | 0 | 4.8983e-09 | 1.8572e-08 | -2.7973e-08 | -3.4683e-09 | -1.5278e-08 | 2.3249e-08 | 2.1637e-08 | -1.8431e-08 | -5.0183e-09 | -1.8479e-08 | 1.5429e-08 | 3.9617e-09 | 0 | 0 | 0 | 0 | 0 | 0 | 0.6914 | 0.88881 | 0.9654 | 0.6914 | 0.88881 | 0.9654 | -10.7223 | -118.706 | 116.2451 | -10.7223 | -118.706 | 116.2451
Line11_12_13 | 0 | 0 | 0 | 0 | 0 | 0 | 0 | 0 | 0 | 0 | 0 | 0 | 4.0819e-09 | 1.5477e-08 | -2.3311e-08 | -2.652e-09 | -1.2183e-08 | 1.8587e-08 | 1.8031e-08 | -1.5359e-08 | -4.1819e-09 | -1.4873e-08 | 1.2357e-08 | 3.1253e-09 | 0 | 0 | 0 | 0 | 0 | 0 | 0.6914 | 0.88881 | 0.9654 | 0.6914 | 0.88881 | 0.9654 | -10.7223 | -118.706 | 116.2451 | -10.7223 | -118.706 | 116.2451
Line12_13_15 | 0 | 0 | 0 | 0 | 0 | 0 | 0 | 0 | 0 | 0 | 0 | 0 | 2.4491e-09 | 9.2862e-09 | -1.3987e-08 | -1.0192e-09 | -5.9922e-09 | 9.2627e-09 | 1.0819e-08 | -9.2153e-09 | -2.5091e-09 | -7.6605e-09 | 6.2135e-09 | 1.4525e-09 | 0 | 0 | 0 | 0 | 0 | 0 | 0.6914 | 0.88881 | 0.9654 | 0.6914 | 0.88881 | 0.9654 | -10.7223 | -118.706 | 116.2451 | -10.7223 | -118.706 | 116.2451
Line13_13_14 | 0 | 0 | 0 | 0 | 0 | 0 | 0 | 0 | 0 | 0 | 0 | 0 | 8.1638e-10 | 3.0954e-09 | -4.6622e-09 | 6.1354e-10 | 1.9862e-10 | -6.1719e-11 | 3.6062e-09 | -3.0718e-09 | -8.3638e-10 | -4.4808e-10 | 6.9917e-11 | -2.2022e-10 | 0 | 0 | 0 | 0 | 0 | 0 | 0.6914 | 0.88881 | 0.9654 | 0.6914 | 0.88881 | 0.9654 | -10.7223 | -118.706 | 116.2451 | -10.7223 | -118.706 | 116.2451
Line14_15_16 | 0 | 0 | 0 | 0 | 0 | 0 | 0 | 0 | 0 | 0 | 0 | 0 | 1.6328e-09 | 6.1908e-09 | -9.3244e-09 | -2.0284e-10 | -2.8968e-09 | 4.6005e-09 | 7.2124e-09 | -6.1436e-09 | -1.6728e-09 | -4.0543e-09 | 3.1417e-09 | 6.1616e-10 | 0 | 0 | 0 | 0 | 0 | 0 | 0.6914 | 0.88881 | 0.9654 | 0.6914 | 0.88881 | 0.9654 | -10.7223 | -118.706 | 116.2451 | -10.7223 | -118.706 | 116.2451
Line15_16_17 | 0 | 0 | 0 | 0 | 0 | 0 | 0 | 0 | 0 | 0 | 0 | 0 | 8.1638e-10 | 3.0954e-09 | -4.6622e-09 | 6.1354e-10 | 1.9862e-10 | -6.1719e-11 | 3.6062e-09 | -3.0718e-09 | -8.3638e-10 | -4.4808e-10 | 6.9917e-11 | -2.2022e-10 | 0 | 0 | 0 | 0 | 0 | 0 | 0.6914 | 0.88881 | 0.9654 | 0.6914 | 0.88881 | 0.9654 | -10.7223 | -118.706 | 116.2451 | -10.7223 | -118.706 | 116.2451
Line16_4_18 | 3.4556 | 0 | 0 | 3.4556 | 0 | 0 | 0.79803 | 0 | 0 | 0.79803 | 0 | 0 | 0.19105 | 1.0489e-08 | -1.147e-08 | -6.3393e-14 | 2.4776e-10 | 1.4264e-10 | 0.19901 | -4.9811e-09 | -4.5858e-09 | 1.0745e-13 | 5.2458e-10 | -5.8527e-10 | -56.8915 | 0 | 0 | 123.1085 | 0 | 0 | 0.3457 | 0.86996 | 0.92547 | 0 | 0.85628 | 0.88913 | -10.7223 | -114.3707 | 112.8231 | 0 | -109.8704 | 109.1072
Line17_5_19 | 0 | 0 | 0 | 0 | 0 | 0 | 0 | 0 | 0 | 0 | 0 | 0 | 8.1638e-10 | 3.0954e-09 | -4.6622e-09 | 6.1354e-10 | 1.9862e-10 | -6.1719e-11 | 3.6062e-09 | -3.0718e-09 | -8.3638e-10 | -4.4808e-10 | 6.9917e-11 | -2.2022e-10 | 0 | 0 | 0 | 0 | 0 | 0 | 0.6914 | 0.88881 | 0.9654 | 0.6914 | 0.88881 | 0.9654 | -10.7223 | -118.706 | 116.2451 | -10.7223 | -118.706 | 116.2451
Line1_1_3 | 0 | 0 | 0 | 0 | 0 | 0 | 0 | 0 | 0 | 0 | 0 | 0 | 6.531e-09 | 2.4763e-08 | -3.7298e-08 | -5.1011e-09 | -2.1469e-08 | 3.2574e-08 | 2.885e-08 | -2.4574e-08 | -6.691e-09 | -2.5692e-08 | 2.1572e-08 | 5.6344e-09 | 0 | 0 | 0 | 0 | 0 | 0 | 0.6914 | 0.88881 | 0.9654 | 0.6914 | 0.88881 | 0.9654 | -10.7223 | -118.706 | 116.2451 | -10.7223 | -118.706 | 116.2451
Line2_1_4 | 3.4556 | 0 | 0 | 3.4556 | 0 | 0 | 0.79803 | 0 | 0 | 0.79803 | 0 | 0 | 0.38211 | 1.5775e-08 | -1.8701e-08 | -0.19105 | -1.0249e-08 | 1.1528e-08 | 0.39803 | -9.9655e-09 | -7.8115e-09 | -0.19901 | 5.2784e-09 | 4.1831e-09 | -56.8915 | 0 | 0 | 123.1085 | 0 | 0 | 0.6914 | 0.88881 | 0.9654 | 0.3457 | 0.86996 | 0.92547 | -10.7223 | -118.706 | 116.2451 | -10.7223 | -114.3707 | 112.8231
Line3_1_5 | 0 | 0 | 0 | 0 | 0 | 0 | 0 | 0 | 0 | 0 | 0 | 0 | 1.6328e-09 | 6.1908e-09 | -9.3244e-09 | -2.0284e-10 | -2.8968e-09 | 4.6005e-09 | 7.2124e-09 | -6.1436e-09 | -1.6728e-09 | -4.0543e-09 | 3.1417e-09 | 6.1615e-10 | 0 | 0 | 0 | 0 | 0 | 0 | 0.6914 | 0.88881 | 0.9654 | 0.6914 | 0.88881 | 0.9654 | -10.7223 | -118.706 | 116.2451 | -10.7223 | -118.706 | 116.2451
Line4_2_6 | 0 | 0 | 0 | 0 | 0 | 0 | 0 | 0 | 0 | 0 | 0 | 0 | 4.0819e-09 | 1.5477e-08 | -2.3311e-08 | -2.652e-09 | -1.2183e-08 | 1.8587e-08 | 1.8031e-08 | -1.5359e-08 | -4.1819e-09 | -1.4873e-08 | 1.2357e-08 | 3.1253e-09 | 0 | 0 | 0 | 0 | 0 | 0 | 0.6914 | 0.88881 | 0.9654 | 0.6914 | 0.88881 | 0.9654 | -10.7223 | -118.706 | 116.2451 | -10.7223 | -118.706 | 116.2451
Line5_6_7 | 0 | 0 | 0 | 0 | 0 | 0 | 0 | 0 | 0 | 0 | 0 | 0 | 3.2655e-09 | 1.2382e-08 | -1.8649e-08 | -1.8356e-09 | -9.0875e-09 | 1.3925e-08 | 1.4425e-08 | -1.2287e-08 | -3.3455e-09 | -1.1267e-08 | 9.2853e-09 | 2.2889e-09 | 0 | 0 | 0 | 0 | 0 | 0 | 0.6914 | 0.88881 | 0.9654 | 0.6914 | 0.88881 | 0.9654 | -10.7223 | -118.706 | 116.2451 | -10.7223 | -118.706 | 116.2451
Line6_7_8 | 0 | 0 | 0 | 0 | 0 | 0 | 0 | 0 | 0 | 0 | 0 | 0 | 2.4491e-09 | 9.2862e-09 | -1.3987e-08 | -1.0192e-09 | -5.9922e-09 | 9.2627e-09 | 1.0819e-08 | -9.2153e-09 | -2.5091e-09 | -7.6605e-09 | 6.2135e-09 | 1.4525e-09 | 0 | 0 | 0 | 0 | 0 | 0 | 0.6914 | 0.88881 | 0.9654 | 0.6914 | 0.88881 | 0.9654 | -10.7223 | -118.706 | 116.2451 | -10.7223 | -118.706 | 116.2451
Line7_8_9 | 0 | 0 | 0 | 0 | 0 | 0 | 0 | 0 | 0 | 0 | 0 | 0 | 8.1638e-10 | 3.0954e-09 | -4.6622e-09 | 6.1354e-10 | 1.9862e-10 | -6.1719e-11 | 3.6062e-09 | -3.0718e-09 | -8.3638e-10 | -4.4808e-10 | 6.9917e-11 | -2.2022e-10 | 0 | 0 | 0 | 0 | 0 | 0 | 0.6914 | 0.88881 | 0.9654 | 0.6914 | 0.88881 | 0.9654 | -10.7223 | -118.706 | 116.2451 | -10.7223 | -118.706 | 116.2451
Line8_8_10 | 0 | 0 | 0 | 0 | 0 | 0 | 0 | 0 | 0 | 0 | 0 | 0 | 8.1638e-10 | 3.0954e-09 | -4.6622e-09 | 6.1354e-10 | 1.9862e-10 | -6.1719e-11 | 3.6062e-09 | -3.0718e-09 | -8.3638e-10 | -4.4808e-10 | 6.9917e-11 | -2.2022e-10 | 0 | 0 | 0 | 0 | 0 | 0 | 0.6914 | 0.88881 | 0.9654 | 0.6914 | 0.88881 | 0.9654 | -10.7223 | -118.706 | 116.2451 | -10.7223 | -118.706 | 116.2451
Line9_3_11 | 0 | 0 | 0 | 0 | 0 | 0 | 0 | 0 | 0 | 0 | 0 | 0 | 5.7146e-09 | 2.1668e-08 | -3.2635e-08 | -4.2847e-09 | -1.8374e-08 | 2.7911e-08 | 2.5244e-08 | -2.1502e-08 | -5.8547e-09 | -2.2085e-08 | 1.8501e-08 | 4.7981e-09 | 0 | 0 | 0 | 0 | 0 | 0 | 0.6914 | 0.88881 | 0.9654 | 0.6914 | 0.88881 | 0.9654 | -10.7223 | -118.706 | 116.2451 | -10.7223 | -118.706 | 116.2451

## LG_min_10
name | pf_ikss_a_from_ka | pf_ikss_b_from_ka | pf_ikss_c_from_ka | pf_ikss_a_to_ka | pf_ikss_b_to_ka | pf_ikss_c_to_ka | pf_skss_a_from_mw | pf_skss_b_from_mw | pf_skss_c_from_mw | pf_skss_a_to_mw | pf_skss_b_to_mw | pf_skss_c_to_mw | pf_p_a_from_mw | pf_p_b_from_mw | pf_p_c_from_mw | pf_p_a_to_mw | pf_p_b_to_mw | pf_p_c_to_mw | pf_q_a_from_mvar | pf_q_b_from_mvar | pf_q_c_from_mvar | pf_q_a_to_mvar | pf_q_b_to_mvar | pf_q_c_to_mvar | pf_ikss_a_from_degree | pf_ikss_b_from_degree | pf_ikss_c_from_degree | pf_ikss_a_to_degree | pf_ikss_b_to_degree | pf_ikss_c_to_degree | pf_vm_a_from_pu | pf_vm_b_from_pu | pf_vm_c_from_pu | pf_vm_a_to_pu | pf_vm_b_to_pu | pf_vm_c_to_pu | pf_va_a_from_degree | pf_va_b_from_degree | pf_va_c_from_degree | pf_va_a_to_degree | pf_va_b_to_degree | pf_va_c_to_degree
Line0_1_2 | 0 | 0 | 0 | 0 | 0 | 0 | 0 | 0 | 0 | 0 | 0 | 0 | 4.3962e-09 | 1.6669e-08 | -2.5106e-08 | -3.1129e-09 | -1.3712e-08 | 2.0866e-08 | 1.942e-08 | -1.6542e-08 | -4.5039e-09 | -1.6585e-08 | 1.3847e-08 | 3.5556e-09 | 0 | 0 | 0 | 0 | 0 | 0 | 0.65501 | 0.84203 | 0.91459 | 0.65501 | 0.84203 | 0.91459 | -10.7223 | -118.706 | 116.2451 | -10.7223 | -118.706 | 116.2451
Line10_11_12 | 0 | 0 | 0 | 0 | 0 | 0 | 0 | 0 | 0 | 0 | 0 | 0 | 4.3962e-09 | 1.6669e-08 | -2.5106e-08 | -3.1129e-09 | -1.3712e-08 | 2.0866e-08 | 1.942e-08 | -1.6542e-08 | -4.5039e-09 | -1.6585e-08 | 1.3847e-08 | 3.5556e-09 | 0 | 0 | 0 | 0 | 0 | 0 | 0.65501 | 0.84203 | 0.91459 | 0.65501 | 0.84203 | 0.91459 | -10.7223 | -118.706 | 116.2451 | -10.7223 | -118.706 | 116.2451
Line11_12_13 | 0 | 0 | 0 | 0 | 0 | 0 | 0 | 0 | 0 | 0 | 0 | 0 | 3.6635e-09 | 1.3891e-08 | -2.0922e-08 | -2.3802e-09 | -1.0934e-08 | 1.6682e-08 | 1.6183e-08 | -1.3785e-08 | -3.7533e-09 | -1.3349e-08 | 1.1091e-08 | 2.805e-09 | 0 | 0 | 0 | 0 | 0 | 0 | 0.65501 | 0.84203 | 0.91459 | 0.65501 | 0.84203 | 0.91459 | -10.7223 | -118.706 | 116.2451 | -10.7223 | -118.706 | 116.2451
Line12_13_15 | 0 | 0 | 0 | 0 | 0 | 0 | 0 | 0 | 0 | 0 | 0 | 0 | 2.1981e-09 | 8.3344e-09 | -1.2553e-08 | -9.1475e-10 | -5.378e-09 | 8.3133e-09 | 9.7098e-09 | -8.2708e-09 | -2.252e-09 | -6.8754e-09 | 5.5766e-09 | 1.3037e-09 | 0 | 0 | 0 | 0 | 0 | 0 | 0.65501 | 0.84203 | 0.91459 | 0.65501 | 0.84203 | 0.91459 | -10.7223 | -118.706 | 116.2451 | -10.7223 | -118.706 | 116.2451
Line13_13_14 | 0 | 0 | 0 | 0 | 0 | 0 | 0 | 0 | 0 | 0 | 0 | 0 | 7.327e-10 | 2.7781e-09 | -4.1844e-09 | 5.5065e-10 | 1.7826e-10 | -5.5393e-11 | 3.2366e-09 | -2.7569e-09 | -7.5066e-10 | -4.0215e-10 | 6.2751e-11 | -1.9765e-10 | 0 | 0 | 0 | 0 | 0 | 0 | 0.65501 | 0.84203 | 0.91459 | 0.65501 | 0.84203 | 0.91459 | -10.7223 | -118.706 | 116.2451 | -10.7223 | -118.706 | 116.2451
Line14_15_16 | 0 | 0 | 0 | 0 | 0 | 0 | 0 | 0 | 0 | 0 | 0 | 0 | 1.4654e-09 | 5.5563e-09 | -8.3687e-09 | -1.8205e-10 | -2.5999e-09 | 4.129e-09 | 6.4732e-09 | -5.5139e-09 | -1.5013e-09 | -3.6388e-09 | 2.8197e-09 | 5.5301e-10 | 0 | 0 | 0 | 0 | 0 | 0 | 0.65501 | 0.84203 | 0.91459 | 0.65501 | 0.84203 | 0.91459 | -10.7223 | -118.706 | 116.2451 | -10.7223 | -118.706 | 116.2451
Line15_16_17 | 0 | 0 | 0 | 0 | 0 | 0 | 0 | 0 | 0 | 0 | 0 | 0 | 7.327e-10 | 2.7781e-09 | -4.1844e-09 | 5.5065e-10 | 1.7826e-10 | -5.5393e-11 | 3.2366e-09 | -2.7569e-09 | -7.5066e-10 | -4.0215e-10 | 6.2751e-11 | -1.9765e-10 | 0 | 0 | 0 | 0 | 0 | 0 | 0.65501 | 0.84203 | 0.91459 | 0.65501 | 0.84203 | 0.91459 | -10.7223 | -118.706 | 116.2451 | -10.7223 | -118.706 | 116.2451
Line16_4_18 | 3.2737 | 0 | 0 | 3.2737 | 0 | 0 | 0.75602 | 0 | 0 | 0.75602 | 0 | 0 | 0.17147 | 9.4142e-09 | -1.0295e-08 | -5.6975e-14 | 2.2236e-10 | 1.2802e-10 | 0.17862 | -4.4706e-09 | -4.1158e-09 | 9.6375e-14 | 4.7082e-10 | -5.2529e-10 | -56.8915 | 0 | 0 | 123.1085 | 0 | 0 | 0.3275 | 0.82417 | 0.87676 | 0 | 0.81121 | 0.84233 | -10.7223 | -114.3707 | 112.8231 | 0 | -109.8704 | 109.1072
Line17_5_19 | 0 | 0 | 0 | 0 | 0 | 0 | 0 | 0 | 0 | 0 | 0 | 0 | 7.327e-10 | 2.7781e-09 | -4.1844e-09 | 5.5065e-10 | 1.7826e-10 | -5.5393e-11 | 3.2366e-09 | -2.7569e-09 | -7.5065e-10 | -4.0215e-10 | 6.2751e-11 | -1.9765e-10 | 0 | 0 | 0 | 0 | 0 | 0 | 0.65501 | 0.84203 | 0.91459 | 0.65501 | 0.84203 | 0.91459 | -10.7223 | -118.706 | 116.2451 | -10.7223 | -118.706 | 116.2451
Line1_1_3 | 0 | 0 | 0 | 0 | 0 | 0 | 0 | 0 | 0 | 0 | 0 | 0 | 5.8616e-09 | 2.2225e-08 | -3.3475e-08 | -4.5783e-09 | -1.9269e-08 | 2.9235e-08 | 2.5893e-08 | -2.2056e-08 | -6.0052e-09 | -2.3058e-08 | 1.9361e-08 | 5.0569e-09 | 0 | 0 | 0 | 0 | 0 | 0 | 0.65501 | 0.84203 | 0.91459 | 0.65501 | 0.84203 | 0.91459 | -10.7223 | -118.706 | 116.2451 | -10.7223 | -118.706 | 116.2451
Line2_1_4 | 3.2737 | 0 | 0 | 3.2737 | 0 | 0 | 0.75602 | 0 | 0 | 0.75602 | 0 | 0 | 0.34294 | 1.4159e-08 | -1.6785e-08 | -0.17147 | -9.1982e-09 | 1.0347e-08 | 0.35723 | -8.9441e-09 | -7.0109e-09 | -0.17862 | 4.7374e-09 | 3.7543e-09 | -56.8915 | 0 | 0 | 123.1085 | 0 | 0 | 0.65501 | 0.84203 | 0.91459 | 0.3275 | 0.82417 | 0.87676 | -10.7223 | -118.706 | 116.2451 | -10.7223 | -114.3707 | 112.8231
Line3_1_5 | 0 | 0 | 0 | 0 | 0 | 0 | 0 | 0 | 0 | 0 | 0 | 0 | 1.4654e-09 | 5.5563e-09 | -8.3687e-09 | -1.8205e-10 | -2.5999e-09 | 4.129e-09 | 6.4732e-09 | -5.5139e-09 | -1.5013e-09 | -3.6388e-09 | 2.8197e-09 | 5.53e-10 | 0 | 0 | 0 | 0 | 0 | 0 | 0.65501 | 0.84203 | 0.91459 | 0.65501 | 0.84203 | 0.91459 | -10.7223 | -118.706 | 116.2451 | -10.7223 | -118.706 | 116.2451
Line4_2_6 | 0 | 0 | 0 | 0 | 0 | 0 | 0 | 0 | 0 | 0 | 0 | 0 | 3.6635e-09 | 1.3891e-08 | -2.0922e-08 | -2.3802e-09 | -1.0934e-08 | 1.6682e-08 | 1.6183e-08 | -1.3785e-08 | -3.7533e-09 | -1.3349e-08 | 1.1091e-08 | 2.805e-09 | 0 | 0 | 0 | 0 | 0 | 0 | 0.65501 | 0.84203 | 0.91459 | 0.65501 | 0.84203 | 0.91459 | -10.7223 | -118.706 | 116.2451 | -10.7223 | -118.706 | 116.2451
Line5_6_7 | 0 | 0 | 0 | 0 | 0 | 0 | 0 | 0 | 0 | 0 | 0 | 0 | 2.9308e-09 | 1.1113e-08 | -1.6737e-08 | -1.6475e-09 | -8.1561e-09 | 1.2498e-08 | 1.2946e-08 | -1.1028e-08 | -3.0026e-09 | -1.0112e-08 | 8.3336e-09 | 2.0543e-09 | 0 | 0 | 0 | 0 | 0 | 0 | 0.65501 | 0.84203 | 0.91459 | 0.65501 | 0.84203 | 0.91459 | -10.7223 | -118.706 | 116.2451 | -10.7223 | -118.706 | 116.2451
Line6_7_8 | 0 | 0 | 0 | 0 | 0 | 0 | 0 | 0 | 0 | 0 | 0 | 0 | 2.1981e-09 | 8.3344e-09 | -1.2553e-08 | -9.1475e-10 | -5.378e-09 | 8.3133e-09 | 9.7098e-09 | -8.2708e-09 | -2.252e-09 | -6.8754e-09 | 5.5766e-09 | 1.3037e-09 | 0 | 0 | 0 | 0 | 0 | 0 | 0.65501 | 0.84203 | 0.91459 | 0.65501 | 0.84203 | 0.91459 | -10.7223 | -118.706 | 116.2451 | -10.7223 | -118.706 | 116.2451
Line7_8_9 | 0 | 0 | 0 | 0 | 0 | 0 | 0 | 0 | 0 | 0 | 0 | 0 | 7.327e-10 | 2.7781e-09 | -4.1844e-09 | 5.5065e-10 | 1.7826e-10 | -5.5393e-11 | 3.2366e-09 | -2.7569e-09 | -7.5066e-10 | -4.0215e-10 | 6.2751e-11 | -1.9765e-10 | 0 | 0 | 0 | 0 | 0 | 0 | 0.65501 | 0.84203 | 0.91459 | 0.65501 | 0.84203 | 0.91459 | -10.7223 | -118.706 | 116.2451 | -10.7223 | -118.706 | 116.2451
Line8_8_10 | 0 | 0 | 0 | 0 | 0 | 0 | 0 | 0 | 0 | 0 | 0 | 0 | 7.327e-10 | 2.7781e-09 | -4.1844e-09 | 5.5065e-10 | 1.7826e-10 | -5.5393e-11 | 3.2366e-09 | -2.7569e-09 | -7.5066e-10 | -4.0215e-10 | 6.2751e-11 | -1.9765e-10 | 0 | 0 | 0 | 0 | 0 | 0 | 0.65501 | 0.84203 | 0.91459 | 0.65501 | 0.84203 | 0.91459 | -10.7223 | -118.706 | 116.2451 | -10.7223 | -118.706 | 116.2451
Line9_3_11 | 0 | 0 | 0 | 0 | 0 | 0 | 0 | 0 | 0 | 0 | 0 | 0 | 5.1289e-09 | 1.9447e-08 | -2.929e-08 | -3.8456e-09 | -1.6491e-08 | 2.5051e-08 | 2.2656e-08 | -1.9299e-08 | -5.2546e-09 | -1.9822e-08 | 1.6604e-08 | 4.3063e-09 | 0 | 0 | 0 | 0 | 0 | 0 | 0.65501 | 0.84203 | 0.91459 | 0.65501 | 0.84203 | 0.91459 | -10.7223 | -118.706 | 116.2451 | -10.7223 | -118.706 | 116.2451

## LG_min_fault_6
name | pf_ikss_a_from_ka | pf_ikss_b_from_ka | pf_ikss_c_from_ka | pf_ikss_a_to_ka | pf_ikss_b_to_ka | pf_ikss_c_to_ka | pf_skss_a_from_mw | pf_skss_b_from_mw | pf_skss_c_from_mw | pf_skss_a_to_mw | pf_skss_b_to_mw | pf_skss_c_to_mw | pf_p_a_from_mw | pf_p_b_from_mw | pf_p_c_from_mw | pf_p_a_to_mw | pf_p_b_to_mw | pf_p_c_to_mw | pf_q_a_from_mvar | pf_q_b_from_mvar | pf_q_c_from_mvar | pf_q_a_to_mvar | pf_q_b_to_mvar | pf_q_c_to_mvar | pf_ikss_a_from_degree | pf_ikss_b_from_degree | pf_ikss_c_from_degree | pf_ikss_a_to_degree | pf_ikss_b_to_degree | pf_ikss_c_to_degree | pf_vm_a_from_pu | pf_vm_b_from_pu | pf_vm_c_from_pu | pf_vm_a_to_pu | pf_vm_b_to_pu | pf_vm_c_to_pu | pf_va_a_from_degree | pf_va_b_from_degree | pf_va_c_from_degree | pf_va_a_to_degree | pf_va_b_to_degree | pf_va_c_to_degree
Line0_1_2 | 0 | 0 | 0 | 0 | 0 | 0 | 0 | 0 | 0 | 0 | 0 | 0 | 6.511e-11 | 1.3235e-10 | -2.4881e-10 | -4.6884e-11 | -1.083e-10 | 2.0654e-10 | 2.6276e-10 | -2.1064e-10 | -9.1546e-12 | -2.2459e-10 | 1.7575e-10 | 5.7944e-12 | 0 | 0 | 0 | 0 | 0 | 0 | 0.94788 | 0.94943 | 0.95023 | 0.94788 | 0.94943 | 0.95023 | -0.097493 | -119.9962 | 119.9682 | -0.097493 | -119.9962 | 119.9682
Line10_11_12 | 0 | 0 | 0 | 0 | 0 | 0 | 0 | 0 | 0 | 0 | 0 | 0 | 6.511e-11 | 1.3235e-10 | -2.4881e-10 | -4.6884e-11 | -1.083e-10 | 2.0654e-10 | 2.6276e-10 | -2.1064e-10 | -9.1547e-12 | -2.2459e-10 | 1.7575e-10 | 5.7945e-12 | 0 | 0 | 0 | 0 | 0 | 0 | 0.94788 | 0.94943 | 0.95023 | 0.94788 | 0.94943 | 0.95023 | -0.097493 | -119.9962 | 119.9682 | -0.097493 | -119.9962 | 119.9682
Line11_12_13 | 0 | 0 | 0 | 0 | 0 | 0 | 0 | 0 | 0 | 0 | 0 | 0 | 5.4259e-11 | 1.1029e-10 | -2.0734e-10 | -3.6033e-11 | -8.6246e-11 | 1.6507e-10 | 2.1897e-10 | -1.7553e-10 | -7.6289e-12 | -1.8079e-10 | 1.4065e-10 | 4.2687e-12 | 0 | 0 | 0 | 0 | 0 | 0 | 0.94788 | 0.94943 | 0.95023 | 0.94788 | 0.94943 | 0.95023 | -0.097493 | -119.9962 | 119.9682 | -0.097493 | -119.9962 | 119.9682
Line12_13_15 | 0 | 0 | 0 | 0 | 0 | 0 | 0 | 0 | 0 | 0 | 0 | 0 | 3.2555e-11 | 6.6177e-11 | -1.2441e-10 | -1.4329e-11 | -4.2128e-11 | 8.2131e-11 | 1.3138e-10 | -1.0532e-10 | -4.5773e-12 | -9.3205e-11 | 7.0433e-11 | 1.2172e-12 | 0 | 0 | 0 | 0 | 0 | 0 | 0.94788 | 0.94943 | 0.95023 | 0.94788 | 0.94943 | 0.95023 | -0.097493 | -119.9962 | 119.9682 | -0.097493 | -119.9962 | 119.9682
Line13_13_14 | 0 | 0 | 0 | 0 | 0 | 0 | 0 | 0 | 0 | 0 | 0 | 0 | 1.0852e-11 | 2.2059e-11 | -4.1469e-11 | 7.3742e-12 | 1.9898e-12 | -8.0598e-13 | 4.3793e-11 | -3.5107e-11 | -1.5258e-12 | -5.6182e-12 | 2.2025e-13 | -1.8344e-12 | 0 | 0 | 0 | 0 | 0 | 0 | 0.94788 | 0.94943 | 0.95023 | 0.94788 | 0.94943 | 0.95023 | -0.097493 | -119.9962 | 119.9682 | -0.097493 | -119.9962 | 119.9682
Line14_15_16 | 0 | 0 | 0 | 0 | 0 | 0 | 0 | 0 | 0 | 0 | 0 | 0 | 2.1703e-11 | 4.4118e-11 | -8.2937e-11 | -3.4775e-12 | -2.0069e-11 | 4.0663e-11 | 8.7587e-11 | -7.0213e-11 | -3.0516e-12 | -4.9412e-11 | 3.5327e-11 | -3.0863e-13 | 0 | 0 | 0 | 0 | 0 | 0 | 0.94788 | 0.94943 | 0.95023 | 0.94788 | 0.94943 | 0.95023 | -0.097493 | -119.9962 | 119.9682 | -0.097493 | -119.9962 | 119.9682
Line15_16_17 | 0 | 0 | 0 | 0 | 0 | 0 | 0 | 0 | 0 | 0 | 0 | 0 | 1.0852e-11 | 2.2059e-11 | -4.1469e-11 | 7.3742e-12 | 1.9898e-12 | -8.0598e-13 | 4.3793e-11 | -3.5107e-11 | -1.5258e-12 | -5.6182e-12 | 2.2025e-13 | -1.8344e-12 | 0 | 0 | 0 | 0 | 0 | 0 | 0.94788 | 0.94943 | 0.95023 | 0.94788 | 0.94943 | 0.95023 | -0.097493 | -119.9962 | 119.9682 | -0.097493 | -119.9962 | 119.9682
Line16_4_18 | 0.030757 | 0 | 0 | 0.030757 | 0 | 0 | 0.0071029 | 0 | 0 | 0.0071029 | 0 | 0 | 0.004745 | 8.2758e-11 | -1.0786e-10 | -0.0047298 | 4.1933e-12 | 1.2596e-12 | 0.0047456 | -7.6586e-11 | -3.3218e-11 | -0.0047298 | 3.8926e-12 | -5.5864e-12 | -45.1051 | 0 | 0 | 134.8949 | 0 | 0 | 0.9448 | 0.94911 | 0.94993 | 0.94172 | 0.94879 | 0.94964 | -0.10128 | -119.9644 | 119.9358 | -0.10508 | -119.9325 | 119.9032
Line17_5_19 | 0 | 0 | 0 | 0 | 0 | 0 | 0 | 0 | 0 | 0 | 0 | 0 | 1.0852e-11 | 2.2059e-11 | -4.1469e-11 | 7.3742e-12 | 1.9898e-12 | -8.0598e-13 | 4.3793e-11 | -3.5107e-11 | -1.5258e-12 | -5.6182e-12 | 2.2025e-13 | -1.8344e-12 | 0 | 0 | 0 | 0 | 0 | 0 | 0.94788 | 0.94943 | 0.95023 | 0.94788 | 0.94943 | 0.95023 | -0.097493 | -119.9962 | 119.9682 | -0.097493 | -119.9962 | 119.9682
Line1_1_3 | 0 | 0 | 0 | 0 | 0 | 0 | 0 | 0 | 0 | 0 | 0 | 0 | 8.6814e-11 | 1.7647e-10 | -3.3175e-10 | -6.8588e-11 | -1.5242e-10 | 2.8947e-10 | 3.5035e-10 | -2.8085e-10 | -1.2206e-11 | -3.1217e-10 | 2.4597e-10 | 8.846e-12 | 0 | 0 | 0 | 0 | 0 | 0 | 0.94788 | 0.94943 | 0.95023 | 0.94788 | 0.94943 | 0.95023 | -0.097493 | -119.9962 | 119.9682 | -0.097493 | -119.9962 | 119.9682
Line2_1_4 | 0.030757 | 0 | 0 | 0.030757 | 0 | 0 | 0.0071029 | 0 | 0 | 0.0071029 | 0 | 0 | 0.0047601 | 1.2466e-10 | -1.7182e-10 | -0.004745 | -7.9665e-11 | 1.0808e-10 | 0.0047614 | -1.2623e-10 | -4.4778e-11 | -0.0047456 | 7.8643e-11 | 2.9508e-11 | -45.1051 | 0 | 0 | 134.8949 | 0 | 0 | 0.94788 | 0.94943 | 0.95023 | 0.9448 | 0.94911 | 0.94993 | -0.097493 | -119.9962 | 119.9682 | -0.10128 | -119.9644 | 119.9358
Line3_1_5 | 0 | 0 | 0 | 0 | 0 | 0 | 0 | 0 | 0 | 0 | 0 | 0 | 2.1703e-11 | 4.4118e-11 | -8.2937e-11 | -3.4775e-12 | -2.0069e-11 | 4.0663e-11 | 8.7587e-11 | -7.0213e-11 | -3.0515e-12 | -4.9412e-11 | 3.5327e-11 | -3.0865e-13 | 0 | 0 | 0 | 0 | 0 | 0 | 0.94788 | 0.94943 | 0.95023 | 0.94788 | 0.94943 | 0.95023 | -0.097493 | -119.9962 | 119.9682 | -0.097493 | -119.9962 | 119.9682
Line4_2_6 | 0 | 0 | 0 | 0 | 0 | 0 | 0 | 0 | 0 | 0 | 0 | 0 | 5.4259e-11 | 1.1029e-10 | -2.0734e-10 | -3.6033e-11 | -8.6245e-11 | 1.6507e-10 | 2.1897e-10 | -1.7553e-10 | -7.6288e-12 | -1.8079e-10 | 1.4065e-10 | 4.2687e-12 | 0 | 0 | 0 | 0 | 0 | 0 | 0.94788 | 0.94943 | 0.95023 | 0.94788 | 0.94943 | 0.95023 | -0.097493 | -119.9962 | 119.9682 | -0.097493 | -119.9962 | 119.9682
Line5_6_7 | 0 | 0 | 0 | 0 | 0 | 0 | 0 | 0 | 0 | 0 | 0 | 0 | 4.3407e-11 | 8.8235e-11 | -1.6587e-10 | -2.5181e-11 | -6.4187e-11 | 1.236e-10 | 1.7517e-10 | -1.4043e-10 | -6.1031e-12 | -1.37e-10 | 1.0554e-10 | 2.7429e-12 | 0 | 0 | 0 | 0 | 0 | 0 | 0.94788 | 0.94943 | 0.95023 | 0.94788 | 0.94943 | 0.95023 | -0.097493 | -119.9962 | 119.9682 | -0.097493 | -119.9962 | 119.9682
Line6_7_8 | 0 | 0 | 0 | 0 | 0 | 0 | 0 | 0 | 0 | 0 | 0 | 0 | 3.2555e-11 | 6.6176e-11 | -1.2441e-10 | -1.4329e-11 | -4.2128e-11 | 8.2131e-11 | 1.3138e-10 | -1.0532e-10 | -4.5773e-12 | -9.3205e-11 | 7.0433e-11 | 1.2171e-12 | 0 | 0 | 0 | 0 | 0 | 0 | 0.94788 | 0.94943 | 0.95023 | 0.94788 | 0.94943 | 0.95023 | -0.097493 | -119.9962 | 119.9682 | -0.097493 | -119.9962 | 119.9682
Line7_8_9 | 0 | 0 | 0 | 0 | 0 | 0 | 0 | 0 | 0 | 0 | 0 | 0 | 1.0852e-11 | 2.2059e-11 | -4.1469e-11 | 7.3742e-12 | 1.9898e-12 | -8.0598e-13 | 4.3793e-11 | -3.5107e-11 | -1.5258e-12 | -5.6182e-12 | 2.2025e-13 | -1.8344e-12 | 0 | 0 | 0 | 0 | 0 | 0 | 0.94788 | 0.94943 | 0.95023 | 0.94788 | 0.94943 | 0.95023 | -0.097493 | -119.9962 | 119.9682 | -0.097493 | -119.9962 | 119.9682
Line8_8_10 | 0 | 0 | 0 | 0 | 0 | 0 | 0 | 0 | 0 | 0 | 0 | 0 | 1.0852e-11 | 2.2059e-11 | -4.1469e-11 | 7.3742e-12 | 1.9898e-12 | -8.0598e-13 | 4.3793e-11 | -3.5107e-11 | -1.5258e-12 | -5.6182e-12 | 2.2025e-13 | -1.8344e-12 | 0 | 0 | 0 | 0 | 0 | 0 | 0.94788 | 0.94943 | 0.95023 | 0.94788 | 0.94943 | 0.95023 | -0.097493 | -119.9962 | 119.9682 | -0.097493 | -119.9962 | 119.9682
Line9_3_11 | 0 | 0 | 0 | 0 | 0 | 0 | 0 | 0 | 0 | 0 | 0 | 0 | 7.5962e-11 | 1.5441e-10 | -2.9028e-10 | -5.7736e-11 | -1.3036e-10 | 2.4801e-10 | 3.0655e-10 | -2.4575e-10 | -1.068e-11 | -2.6838e-10 | 2.1086e-10 | 7.3203e-12 | 0 | 0 | 0 | 0 | 0 | 0 | 0.94788 | 0.94943 | 0.95023 | 0.94788 | 0.94943 | 0.95023 | -0.097493 | -119.9962 | 119.9682 | -0.097493 | -119.9962 | 119.9682

## LG_min_fault_10
name | pf_ikss_a_from_ka | pf_ikss_b_from_ka | pf_ikss_c_from_ka | pf_ikss_a_to_ka | pf_ikss_b_to_ka | pf_ikss_c_to_ka | pf_skss_a_from_mw | pf_skss_b_from_mw | pf_skss_c_from_mw | pf_skss_a_to_mw | pf_skss_b_to_mw | pf_skss_c_to_mw | pf_p_a_from_mw | pf_p_b_from_mw | pf_p_c_from_mw | pf_p_a_to_mw | pf_p_b_to_mw | pf_p_c_to_mw | pf_q_a_from_mvar | pf_q_b_from_mvar | pf_q_c_from_mvar | pf_q_a_to_mvar | pf_q_b_to_mvar | pf_q_c_to_mvar | pf_ikss_a_from_degree | pf_ikss_b_from_degree | pf_ikss_c_from_degree | pf_ikss_a_to_degree | pf_ikss_b_to_degree | pf_ikss_c_to_degree | pf_vm_a_from_pu | pf_vm_b_from_pu | pf_vm_c_from_pu | pf_vm_a_to_pu | pf_vm_b_to_pu | pf_vm_c_to_pu | pf_va_a_from_degree | pf_va_b_from_degree | pf_va_c_from_degree | pf_va_a_to_degree | pf_va_b_to_degree | pf_va_c_to_degree
Line0_1_2 | 0 | 0 | 0 | 0 | 0 | 0 | 0 | 0 | 0 | 0 | 0 | 0 | 5.8437e-11 | 1.1879e-10 | -2.2331e-10 | -4.2079e-11 | -9.7204e-11 | 1.8537e-10 | 2.3583e-10 | -1.8905e-10 | -8.2163e-12 | -2.0157e-10 | 1.5774e-10 | 5.2005e-12 | 0 | 0 | 0 | 0 | 0 | 0 | 0.89799 | 0.89946 | 0.90022 | 0.89799 | 0.89946 | 0.90022 | -0.097493 | -119.9962 | 119.9682 | -0.097493 | -119.9962 | 119.9682
Line10_11_12 | 0 | 0 | 0 | 0 | 0 | 0 | 0 | 0 | 0 | 0 | 0 | 0 | 5.8437e-11 | 1.1879e-10 | -2.2331e-10 | -4.2079e-11 | -9.7204e-11 | 1.8537e-10 | 2.3583e-10 | -1.8905e-10 | -8.2164e-12 | -2.0157e-10 | 1.5774e-10 | 5.2006e-12 | 0 | 0 | 0 | 0 | 0 | 0 | 0.89799 | 0.89946 | 0.90022 | 0.89799 | 0.89946 | 0.90022 | -0.097493 | -119.9962 | 119.9682 | -0.097493 | -119.9962 | 119.9682
Line11_12_13 | 0 | 0 | 0 | 0 | 0 | 0 | 0 | 0 | 0 | 0 | 0 | 0 | 4.8697e-11 | 9.899e-11 | -1.8609e-10 | -3.2339e-11 | -7.7406e-11 | 1.4815e-10 | 1.9652e-10 | -1.5754e-10 | -6.847e-12 | -1.6226e-10 | 1.2623e-10 | 3.8312e-12 | 0 | 0 | 0 | 0 | 0 | 0 | 0.89799 | 0.89946 | 0.90022 | 0.89799 | 0.89946 | 0.90022 | -0.097493 | -119.9962 | 119.9682 | -0.097493 | -119.9962 | 119.9682
Line12_13_15 | 0 | 0 | 0 | 0 | 0 | 0 | 0 | 0 | 0 | 0 | 0 | 0 | 2.9218e-11 | 5.9394e-11 | -1.1166e-10 | -1.2861e-11 | -3.781e-11 | 7.3713e-11 | 1.1791e-10 | -9.4525e-11 | -4.1082e-12 | -8.3652e-11 | 6.3215e-11 | 1.0924e-12 | 0 | 0 | 0 | 0 | 0 | 0 | 0.89799 | 0.89946 | 0.90022 | 0.89799 | 0.89946 | 0.90022 | -0.097493 | -119.9962 | 119.9682 | -0.097493 | -119.9962 | 119.9682
Line13_13_14 | 0 | 0 | 0 | 0 | 0 | 0 | 0 | 0 | 0 | 0 | 0 | 0 | 9.7395e-12 | 1.9798e-11 | -3.7218e-11 | 6.6184e-12 | 1.7859e-12 | -7.2337e-13 | 3.9305e-11 | -3.1508e-11 | -1.3694e-12 | -5.0424e-12 | 1.9768e-13 | -1.6464e-12 | 0 | 0 | 0 | 0 | 0 | 0 | 0.89799 | 0.89946 | 0.90022 | 0.89799 | 0.89946 | 0.90022 | -0.097493 | -119.9962 | 119.9682 | -0.097493 | -119.9962 | 119.9682
Line14_15_16 | 0 | 0 | 0 | 0 | 0 | 0 | 0 | 0 | 0 | 0 | 0 | 0 | 1.9479e-11 | 3.9596e-11 | -7.4437e-11 | -3.121e-12 | -1.8012e-11 | 3.6495e-11 | 7.861e-11 | -6.3017e-11 | -2.7388e-12 | -4.4347e-11 | 3.1706e-11 | -2.7699e-13 | 0 | 0 | 0 | 0 | 0 | 0 | 0.89799 | 0.89946 | 0.90022 | 0.89799 | 0.89946 | 0.90022 | -0.097493 | -119.9962 | 119.9682 | -0.097493 | -119.9962 | 119.9682
Line15_16_17 | 0 | 0 | 0 | 0 | 0 | 0 | 0 | 0 | 0 | 0 | 0 | 0 | 9.7395e-12 | 1.9798e-11 | -3.7218e-11 | 6.6184e-12 | 1.7859e-12 | -7.2337e-13 | 3.9305e-11 | -3.1508e-11 | -1.3694e-12 | -5.0424e-12 | 1.9768e-13 | -1.6464e-12 | 0 | 0 | 0 | 0 | 0 | 0 | 0.89799 | 0.89946 | 0.90022 | 0.89799 | 0.89946 | 0.90022 | -0.097493 | -119.9962 | 119.9682 | -0.097493 | -119.9962 | 119.9682
Line16_4_18 | 0.029138 | 0 | 0 | 0.029138 | 0 | 0 | 0.0067291 | 0 | 0 | 0.0067291 | 0 | 0 | 0.0042586 | 7.4275e-11 | -9.6801e-11 | -0.0042451 | 3.7635e-12 | 1.1305e-12 | 0.0042592 | -6.8737e-11 | -2.9813e-11 | -0.0042451 | 3.4937e-12 | -5.0138e-12 | -45.1051 | 0 | 0 | 134.8949 | 0 | 0 | 0.89507 | 0.89916 | 0.89994 | 0.89216 | 0.89886 | 0.89966 | -0.10128 | -119.9644 | 119.9358 | -0.10508 | -119.9325 | 119.9032
Line17_5_19 | 0 | 0 | 0 | 0 | 0 | 0 | 0 | 0 | 0 | 0 | 0 | 0 | 9.7395e-12 | 1.9798e-11 | -3.7218e-11 | 6.6184e-12 | 1.7859e-12 | -7.2337e-13 | 3.9305e-11 | -3.1508e-11 | -1.3694e-12 | -5.0424e-12 | 1.9768e-13 | -1.6464e-12 | 0 | 0 | 0 | 0 | 0 | 0 | 0.89799 | 0.89946 | 0.90022 | 0.89799 | 0.89946 | 0.90022 | -0.097493 | -119.9962 | 119.9682 | -0.097493 | -119.9962 | 119.9682
Line1_1_3 | 0 | 0 | 0 | 0 | 0 | 0 | 0 | 0 | 0 | 0 | 0 | 0 | 7.7916e-11 | 1.5838e-10 | -2.9775e-10 | -6.1558e-11 | -1.368e-10 | 2.5981e-10 | 3.1444e-10 | -2.5207e-10 | -1.0955e-11 | -2.8018e-10 | 2.2076e-10 | 7.9394e-12 | 0 | 0 | 0 | 0 | 0 | 0 | 0.89799 | 0.89946 | 0.90022 | 0.89799 | 0.89946 | 0.90022 | -0.097493 | -119.9962 | 119.9682 | -0.097493 | -119.9962 | 119.9682
Line2_1_4 | 0.029138 | 0 | 0 | 0.029138 | 0 | 0 | 0.0067291 | 0 | 0 | 0.0067291 | 0 | 0 | 0.0042722 | 1.1188e-10 | -1.5421e-10 | -0.0042586 | -7.15e-11 | 9.7006e-11 | 0.0042734 | -1.1329e-10 | -4.0188e-11 | -0.0042592 | 7.0582e-11 | 2.6483e-11 | -45.1051 | 0 | 0 | 134.8949 | 0 | 0 | 0.89799 | 0.89946 | 0.90022 | 0.89507 | 0.89916 | 0.89994 | -0.097493 | -119.9962 | 119.9682 | -0.10128 | -119.9644 | 119.9358
Line3_1_5 | 0 | 0 | 0 | 0 | 0 | 0 | 0 | 0 | 0 | 0 | 0 | 0 | 1.9479e-11 | 3.9596e-11 | -7.4437e-11 | -3.1211e-12 | -1.8012e-11 | 3.6495e-11 | 7.861e-11 | -6.3017e-11 | -2.7388e-12 | -4.4347e-11 | 3.1706e-11 | -2.7701e-13 | 0 | 0 | 0 | 0 | 0 | 0 | 0.89799 | 0.89946 | 0.90022 | 0.89799 | 0.89946 | 0.90022 | -0.097493 | -119.9962 | 119.9682 | -0.097493 | -119.9962 | 119.9682
Line4_2_6 | 0 | 0 | 0 | 0 | 0 | 0 | 0 | 0 | 0 | 0 | 0 | 0 | 4.8697e-11 | 9.899e-11 | -1.8609e-10 | -3.2339e-11 | -7.7406e-11 | 1.4815e-10 | 1.9652e-10 | -1.5754e-10 | -6.8469e-12 | -1.6226e-10 | 1.2623e-10 | 3.8312e-12 | 0 | 0 | 0 | 0 | 0 | 0 | 0.89799 | 0.89946 | 0.90022 | 0.89799 | 0.89946 | 0.90022 | -0.097493 | -119.9962 | 119.9682 | -0.097493 | -119.9962 | 119.9682
Line5_6_7 | 0 | 0 | 0 | 0 | 0 | 0 | 0 | 0 | 0 | 0 | 0 | 0 | 3.8958e-11 | 7.9192e-11 | -1.4887e-10 | -2.26e-11 | -5.7608e-11 | 1.1093e-10 | 1.5722e-10 | -1.2603e-10 | -5.4776e-12 | -1.2296e-10 | 9.4723e-11 | 2.4618e-12 | 0 | 0 | 0 | 0 | 0 | 0 | 0.89799 | 0.89946 | 0.90022 | 0.89799 | 0.89946 | 0.90022 | -0.097493 | -119.9962 | 119.9682 | -0.097493 | -119.9962 | 119.9682
Line6_7_8 | 0 | 0 | 0 | 0 | 0 | 0 | 0 | 0 | 0 | 0 | 0 | 0 | 2.9218e-11 | 5.9394e-11 | -1.1166e-10 | -1.2861e-11 | -3.781e-11 | 7.3713e-11 | 1.1791e-10 | -9.4525e-11 | -4.1082e-12 | -8.3652e-11 | 6.3215e-11 | 1.0924e-12 | 0 | 0 | 0 | 0 | 0 | 0 | 0.89799 | 0.89946 | 0.90022 | 0.89799 | 0.89946 | 0.90022 | -0.097493 | -119.9962 | 119.9682 | -0.097493 | -119.9962 | 119.9682
Line7_8_9 | 0 | 0 | 0 | 0 | 0 | 0 | 0 | 0 | 0 | 0 | 0 | 0 | 9.7395e-12 | 1.9798e-11 | -3.7218e-11 | 6.6184e-12 | 1.7859e-12 | -7.2337e-13 | 3.9305e-11 | -3.1508e-11 | -1.3694e-12 | -5.0424e-12 | 1.9768e-13 | -1.6464e-12 | 0 | 0 | 0 | 0 | 0 | 0 | 0.89799 | 0.89946 | 0.90022 | 0.89799 | 0.89946 | 0.90022 | -0.097493 | -119.9962 | 119.9682 | -0.097493 | -119.9962 | 119.9682
Line8_8_10 | 0 | 0 | 0 | 0 | 0 | 0 | 0 | 0 | 0 | 0 | 0 | 0 | 9.7395e-12 | 1.9798e-11 | -3.7218e-11 | 6.6184e-12 | 1.7859e-12 | -7.2337e-13 | 3.9305e-11 | -3.1508e-11 | -1.3694e-12 | -5.0424e-12 | 1.9768e-13 | -1.6464e-12 | 0 | 0 | 0 | 0 | 0 | 0 | 0.89799 | 0.89946 | 0.90022 | 0.89799 | 0.89946 | 0.90022 | -0.097493 | -119.9962 | 119.9682 | -0.097493 | -119.9962 | 119.9682
Line9_3_11 | 0 | 0 | 0 | 0 | 0 | 0 | 0 | 0 | 0 | 0 | 0 | 0 | 6.8176e-11 | 1.3859e-10 | -2.6053e-10 | -5.1818e-11 | -1.17e-10 | 2.2259e-10 | 2.7513e-10 | -2.2056e-10 | -9.5858e-12 | -2.4087e-10 | 1.8925e-10 | 6.57e-12 | 0 | 0 | 0 | 0 | 0 | 0 | 0.89799 | 0.89946 | 0.90022 | 0.89799 | 0.89946 | 0.90022 | -0.097493 | -119.9962 | 119.9682 | -0.097493 | -119.9962 | 119.9682

## LLG_max_6
name | pf_ikss_a_from_ka | pf_ikss_b_from_ka | pf_ikss_c_from_ka | pf_ikss_a_to_ka | pf_ikss_b_to_ka | pf_ikss_c_to_ka | pf_skss_a_from_mw | pf_skss_b_from_mw | pf_skss_c_from_mw | pf_skss_a_to_mw | pf_skss_b_to_mw | pf_skss_c_to_mw | pf_p_a_from_mw | pf_p_b_from_mw | pf_p_c_from_mw | pf_p_a_to_mw | pf_p_b_to_mw | pf_p_c_to_mw | pf_q_a_from_mvar | pf_q_b_from_mvar | pf_q_c_from_mvar | pf_q_a_to_mvar | pf_q_b_to_mvar | pf_q_c_to_mvar | pf_ikss_a_from_degree | pf_ikss_b_from_degree | pf_ikss_c_from_degree | pf_ikss_a_to_degree | pf_ikss_b_to_degree | pf_ikss_c_to_degree | pf_vm_a_from_pu | pf_vm_b_from_pu | pf_vm_c_from_pu | pf_vm_a_to_pu | pf_vm_b_to_pu | pf_vm_c_to_pu | pf_va_a_from_degree | pf_va_b_from_degree | pf_va_c_from_degree | pf_va_a_to_degree | pf_va_b_to_degree | pf_va_c_to_degree
Line0_1_2 | 0 | 0 | 0 | 0 | 0 | 0 | 0 | 0 | 0 | 0 | 0 | 0 | -5.4303e-09 | -3.1406e-08 | 2.4943e-08 | 4.7663e-09 | 2.7024e-08 | -1.9898e-08 | -4.4673e-08 | 2.2995e-08 | 1.3511e-08 | 3.7044e-08 | -1.9479e-08 | -1.1576e-08 | 0 | 0 | 0 | 0 | 0 | 0 | 0.98181 | 0.72027 | 0.69282 | 0.98181 | 0.72027 | 0.69282 | -2.7832 | -126.5538 | 113.1681 | -2.7832 | -126.5538 | 113.1681
Line10_11_12 | 0 | 0 | 0 | 0 | 0 | 0 | 0 | 0 | 0 | 0 | 0 | 0 | -5.4303e-09 | -3.1406e-08 | 2.4943e-08 | 4.7663e-09 | 2.7024e-08 | -1.9898e-08 | -4.4673e-08 | 2.2995e-08 | 1.3511e-08 | 3.7044e-08 | -1.9479e-08 | -1.1576e-08 | 0 | 0 | 0 | 0 | 0 | 0 | 0.98181 | 0.72027 | 0.69282 | 0.98181 | 0.72027 | 0.69282 | -2.7832 | -126.5538 | 113.1681 | -2.7832 | -126.5538 | 113.1681
Line11_12_13 | 0 | 0 | 0 | 0 | 0 | 0 | 0 | 0 | 0 | 0 | 0 | 0 | -4.5253e-09 | -2.6172e-08 | 2.0786e-08 | 3.8612e-09 | 2.179e-08 | -1.5741e-08 | -3.7228e-08 | 1.9163e-08 | 1.1259e-08 | 2.9598e-08 | -1.5647e-08 | -9.3245e-09 | 0 | 0 | 0 | 0 | 0 | 0 | 0.98181 | 0.72027 | 0.69282 | 0.98181 | 0.72027 | 0.69282 | -2.7832 | -126.5538 | 113.1681 | -2.7832 | -126.5538 | 113.1681
Line12_13_15 | 0 | 0 | 0 | 0 | 0 | 0 | 0 | 0 | 0 | 0 | 0 | 0 | -2.7152e-09 | -1.5703e-08 | 1.2472e-08 | 2.0511e-09 | 1.1321e-08 | -7.4261e-09 | -2.2337e-08 | 1.1498e-08 | 6.7554e-09 | 1.4707e-08 | -7.9815e-09 | -4.8209e-09 | 0 | 0 | 0 | 0 | 0 | 0 | 0.98181 | 0.72027 | 0.69282 | 0.98181 | 0.72027 | 0.69282 | -2.7832 | -126.5538 | 113.1681 | -2.7832 | -126.5538 | 113.1681
Line13_13_14 | 0 | 0 | 0 | 0 | 0 | 0 | 0 | 0 | 0 | 0 | 0 | 0 | -9.0506e-10 | -5.2343e-09 | 4.1572e-09 | 2.4102e-10 | 8.5269e-10 | 8.8842e-10 | -7.4455e-09 | 3.8325e-09 | 2.2518e-09 | -1.8354e-10 | -3.165e-10 | -3.173e-10 | 0 | 0 | 0 | 0 | 0 | 0 | 0.98181 | 0.72027 | 0.69282 | 0.98181 | 0.72027 | 0.69282 | -2.7832 | -126.5538 | 113.1681 | -2.7832 | -126.5538 | 113.1681
Line14_15_16 | 0 | 0 | 0 | 0 | 0 | 0 | 0 | 0 | 0 | 0 | 0 | 0 | -1.8101e-09 | -1.0469e-08 | 8.3145e-09 | 1.1461e-09 | 6.087e-09 | -3.2688e-09 | -1.4891e-08 | 7.665e-09 | 4.5036e-09 | 7.262e-09 | -4.149e-09 | -2.5691e-09 | 0 | 0 | 0 | 0 | 0 | 0 | 0.98181 | 0.72027 | 0.69282 | 0.98181 | 0.72027 | 0.69282 | -2.7832 | -126.5538 | 113.1681 | -2.7832 | -126.5538 | 113.1681
Line15_16_17 | 0 | 0 | 0 | 0 | 0 | 0 | 0 | 0 | 0 | 0 | 0 | 0 | -9.0506e-10 | -5.2343e-09 | 4.1572e-09 | 2.4102e-10 | 8.5269e-10 | 8.8842e-10 | -7.4455e-09 | 3.8325e-09 | 2.2518e-09 | -1.8354e-10 | -3.165e-10 | -3.173e-10 | 0 | 0 | 0 | 0 | 0 | 0 | 0.98181 | 0.72027 | 0.69282 | 0.98181 | 0.72027 | 0.69282 | -2.7832 | -126.5538 | 113.1681 | -2.7832 | -126.5538 | 113.1681
Line16_4_18 | 0 | 4.3677 | 4.1819 | 0 | 4.3677 | 4.1819 | 0 | 1.0087 | 0.96577 | 0 | 1.0087 | 0.96577 | -9.8446e-10 | 0.10326 | 0.21045 | 6.9206e-10 | 6.1484e-14 | 3.7002e-14 | -1.718e-08 | 0.35706 | 0.27037 | -1.3671e-10 | 5.3275e-14 | 3.3418e-14 | 0 | 159.4725 | 60.9635 | 0 | -20.5275 | -119.0365 | 0.90839 | 0.36849 | 0.35477 | 0.81838 | 0 | 0 | -2.7263 | -126.6574 | 113.067 | -2.4868 | 0 | 0
Line17_5_19 | 0 | 0 | 0 | 0 | 0 | 0 | 0 | 0 | 0 | 0 | 0 | 0 | -9.0506e-10 | -5.2343e-09 | 4.1572e-09 | 2.4102e-10 | 8.5269e-10 | 8.8842e-10 | -7.4455e-09 | 3.8325e-09 | 2.2518e-09 | -1.8354e-10 | -3.165e-10 | -3.173e-10 | 0 | 0 | 0 | 0 | 0 | 0 | 0.98181 | 0.72027 | 0.69282 | 0.98181 | 0.72027 | 0.69282 | -2.7832 | -126.5538 | 113.1681 | -2.7832 | -126.5538 | 113.1681
Line1_1_3 | 0 | 0 | 0 | 0 | 0 | 0 | 0 | 0 | 0 | 0 | 0 | 0 | -7.2404e-09 | -4.1875e-08 | 3.3258e-08 | 6.5764e-09 | 3.7493e-08 | -2.8212e-08 | -5.9564e-08 | 3.066e-08 | 1.8014e-08 | 5.1935e-08 | -2.7144e-08 | -1.608e-08 | 0 | 0 | 0 | 0 | 0 | 0 | 0.98181 | 0.72027 | 0.69282 | 0.98181 | 0.72027 | 0.69282 | -2.7832 | -126.5538 | 113.1681 | -2.7832 | -126.5538 | 113.1681
Line2_1_4 | 0.1732 | 4.1954 | 4.0153 | 0.1732 | 4.1954 | 4.0153 | 0.04 | 0.96889 | 0.92729 | 0.04 | 0.96889 | 0.92729 | -0.012289 | 0.18978 | 0.39955 | 0.011336 | -0.097713 | -0.20505 | -0.0373 | 0.67156 | 0.50308 | 0.034522 | -0.3434 | -0.25725 | 105.4525 | 159.2261 | 61.6245 | -74.5475 | -20.7739 | -118.3755 | 0.98181 | 0.72027 | 0.69282 | 0.90839 | 0.36849 | 0.35477 | -2.7832 | -126.5538 | 113.1681 | -2.7263 | -126.6574 | 113.067
Line3_1_5 | 0 | 0 | 0 | 0 | 0 | 0 | 0 | 0 | 0 | 0 | 0 | 0 | -1.8101e-09 | -1.0469e-08 | 8.3145e-09 | 1.1461e-09 | 6.087e-09 | -3.2688e-09 | -1.4891e-08 | 7.665e-09 | 4.5036e-09 | 7.262e-09 | -4.149e-09 | -2.5691e-09 | 0 | 0 | 0 | 0 | 0 | 0 | 0.98181 | 0.72027 | 0.69282 | 0.98181 | 0.72027 | 0.69282 | -2.7832 | -126.5538 | 113.1681 | -2.7832 | -126.5538 | 113.1681
Line4_2_6 | 0 | 0 | 0 | 0 | 0 | 0 | 0 | 0 | 0 | 0 | 0 | 0 | -4.5253e-09 | -2.6172e-08 | 2.0786e-08 | 3.8612e-09 | 2.179e-08 | -1.5741e-08 | -3.7228e-08 | 1.9163e-08 | 1.1259e-08 | 2.9598e-08 | -1.5647e-08 | -9.3245e-09 | 0 | 0 | 0 | 0 | 0 | 0 | 0.98181 | 0.72027 | 0.69282 | 0.98181 | 0.72027 | 0.69282 | -2.7832 | -126.5538 | 113.1681 | -2.7832 | -126.5538 | 113.1681
Line5_6_7 | 0 | 0 | 0 | 0 | 0 | 0 | 0 | 0 | 0 | 0 | 0 | 0 | -3.6202e-09 | -2.0937e-08 | 1.6629e-08 | 2.9562e-09 | 1.6556e-08 | -1.1583e-08 | -2.9782e-08 | 1.533e-08 | 9.0072e-09 | 2.2153e-08 | -1.1814e-08 | -7.0727e-09 | 0 | 0 | 0 | 0 | 0 | 0 | 0.98181 | 0.72027 | 0.69282 | 0.98181 | 0.72027 | 0.69282 | -2.7832 | -126.5538 | 113.1681 | -2.7832 | -126.5538 | 113.1681
Line6_7_8 | 0 | 0 | 0 | 0 | 0 | 0 | 0 | 0 | 0 | 0 | 0 | 0 | -2.7152e-09 | -1.5703e-08 | 1.2472e-08 | 2.0511e-09 | 1.1321e-08 | -7.4261e-09 | -2.2337e-08 | 1.1498e-08 | 6.7554e-09 | 1.4707e-08 | -7.9815e-09 | -4.8209e-09 | 0 | 0 | 0 | 0 | 0 | 0 | 0.98181 | 0.72027 | 0.69282 | 0.98181 | 0.72027 | 0.69282 | -2.7832 | -126.5538 | 113.1681 | -2.7832 | -126.5538 | 113.1681
Line7_8_9 | 0 | 0 | 0 | 0 | 0 | 0 | 0 | 0 | 0 | 0 | 0 | 0 | -9.0506e-10 | -5.2343e-09 | 4.1572e-09 | 2.4102e-10 | 8.5269e-10 | 8.8842e-10 | -7.4455e-09 | 3.8325e-09 | 2.2518e-09 | -1.8354e-10 | -3.165e-10 | -3.173e-10 | 0 | 0 | 0 | 0 | 0 | 0 | 0.98181 | 0.72027 | 0.69282 | 0.98181 | 0.72027 | 0.69282 | -2.7832 | -126.5538 | 113.1681 | -2.7832 | -126.5538 | 113.1681
Line8_8_10 | 0 | 0 | 0 | 0 | 0 | 0 | 0 | 0 | 0 | 0 | 0 | 0 | -9.0506e-10 | -5.2343e-09 | 4.1572e-09 | 2.4102e-10 | 8.5269e-10 | 8.8842e-10 | -7.4455e-09 | 3.8325e-09 | 2.2518e-09 | -1.8354e-10 | -3.165e-10 | -3.173e-10 | 0 | 0 | 0 | 0 | 0 | 0 | 0.98181 | 0.72027 | 0.69282 | 0.98181 | 0.72027 | 0.69282 | -2.7832 | -126.5538 | 113.1681 | -2.7832 | -126.5538 | 113.1681
Line9_3_11 | 0 | 0 | 0 | 0 | 0 | 0 | 0 | 0 | 0 | 0 | 0 | 0 | -6.3354e-09 | -3.664e-08 | 2.9101e-08 | 5.6713e-09 | 3.2259e-08 | -2.4055e-08 | -5.2119e-08 | 2.6828e-08 | 1.5763e-08 | 4.449e-08 | -2.3312e-08 | -1.3828e-08 | 0 | 0 | 0 | 0 | 0 | 0 | 0.98181 | 0.72027 | 0.69282 | 0.98181 | 0.72027 | 0.69282 | -2.7832 | -126.5538 | 113.1681 | -2.7832 | -126.5538 | 113.1681

## LLG_max_10
name | pf_ikss_a_from_ka | pf_ikss_b_from_ka | pf_ikss_c_from_ka | pf_ikss_a_to_ka | pf_ikss_b_to_ka | pf_ikss_c_to_ka | pf_skss_a_from_mw | pf_skss_b_from_mw | pf_skss_c_from_mw | pf_skss_a_to_mw | pf_skss_b_to_mw | pf_skss_c_to_mw | pf_p_a_from_mw | pf_p_b_from_mw | pf_p_c_from_mw | pf_p_a_to_mw | pf_p_b_to_mw | pf_p_c_to_mw | pf_q_a_from_mvar | pf_q_b_from_mvar | pf_q_c_from_mvar | pf_q_a_to_mvar | pf_q_b_to_mvar | pf_q_c_to_mvar | pf_ikss_a_from_degree | pf_ikss_b_from_degree | pf_ikss_c_from_degree | pf_ikss_a_to_degree | pf_ikss_b_to_degree | pf_ikss_c_to_degree | pf_vm_a_from_pu | pf_vm_b_from_pu | pf_vm_c_from_pu | pf_vm_a_to_pu | pf_vm_b_to_pu | pf_vm_c_to_pu | pf_va_a_from_degree | pf_va_b_from_degree | pf_va_c_from_degree | pf_va_a_to_degree | pf_va_b_to_degree | pf_va_c_to_degree
Line0_1_2 | 0 | 0 | 0 | 0 | 0 | 0 | 0 | 0 | 0 | 0 | 0 | 0 | -6.079e-09 | -3.4965e-08 | 2.7759e-08 | 5.3397e-09 | 3.0089e-08 | -2.2143e-08 | -5.0388e-08 | 2.5644e-08 | 1.4994e-08 | 4.1783e-08 | -2.1723e-08 | -1.2848e-08 | 0 | 0 | 0 | 0 | 0 | 0 | 1.0258 | 0.74314 | 0.71397 | 1.0258 | 0.74314 | 0.71397 | -2.8709 | -126.7643 | 112.9529 | -2.8709 | -126.7643 | 112.9529
Line10_11_12 | 0 | 0 | 0 | 0 | 0 | 0 | 0 | 0 | 0 | 0 | 0 | 0 | -6.079e-09 | -3.4965e-08 | 2.7759e-08 | 5.3397e-09 | 3.0089e-08 | -2.2143e-08 | -5.0388e-08 | 2.5644e-08 | 1.4994e-08 | 4.1783e-08 | -2.1723e-08 | -1.2848e-08 | 0 | 0 | 0 | 0 | 0 | 0 | 1.0258 | 0.74314 | 0.71397 | 1.0258 | 0.74314 | 0.71397 | -2.8709 | -126.7643 | 112.9529 | -2.8709 | -126.7643 | 112.9529
Line11_12_13 | 0 | 0 | 0 | 0 | 0 | 0 | 0 | 0 | 0 | 0 | 0 | 0 | -5.0659e-09 | -2.9137e-08 | 2.3132e-08 | 4.3265e-09 | 2.4261e-08 | -1.7517e-08 | -4.199e-08 | 2.137e-08 | 1.2495e-08 | 3.3385e-08 | -1.7449e-08 | -1.0349e-08 | 0 | 0 | 0 | 0 | 0 | 0 | 1.0258 | 0.74314 | 0.71397 | 1.0258 | 0.74314 | 0.71397 | -2.8709 | -126.7643 | 112.9529 | -2.8709 | -126.7643 | 112.9529
Line12_13_15 | 0 | 0 | 0 | 0 | 0 | 0 | 0 | 0 | 0 | 0 | 0 | 0 | -3.0395e-09 | -1.7482e-08 | 1.3879e-08 | 2.3002e-09 | 1.2606e-08 | -8.2641e-09 | -2.5194e-08 | 1.2822e-08 | 7.4971e-09 | 1.6589e-08 | -8.901e-09 | -5.3514e-09 | 0 | 0 | 0 | 0 | 0 | 0 | 1.0258 | 0.74314 | 0.71397 | 1.0258 | 0.74314 | 0.71397 | -2.8709 | -126.7643 | 112.9529 | -2.8709 | -126.7643 | 112.9529
Line13_13_14 | 0 | 0 | 0 | 0 | 0 | 0 | 0 | 0 | 0 | 0 | 0 | 0 | -1.0132e-09 | -5.8275e-09 | 4.6265e-09 | 2.7384e-10 | 9.5153e-10 | 9.8883e-10 | -8.3979e-09 | 4.274e-09 | 2.499e-09 | -2.0723e-10 | -3.5304e-10 | -3.5329e-10 | 0 | 0 | 0 | 0 | 0 | 0 | 1.0258 | 0.74314 | 0.71397 | 1.0258 | 0.74314 | 0.71397 | -2.8709 | -126.7643 | 112.9529 | -2.8709 | -126.7643 | 112.9529
Line14_15_16 | 0 | 0 | 0 | 0 | 0 | 0 | 0 | 0 | 0 | 0 | 0 | 0 | -2.0263e-09 | -1.1655e-08 | 9.2529e-09 | 1.287e-09 | 6.779e-09 | -3.6376e-09 | -1.6796e-08 | 8.5479e-09 | 4.9981e-09 | 8.1907e-09 | -4.627e-09 | -2.8523e-09 | 0 | 0 | 0 | 0 | 0 | 0 | 1.0258 | 0.74314 | 0.71397 | 1.0258 | 0.74314 | 0.71397 | -2.8709 | -126.7643 | 112.9529 | -2.8709 | -126.7643 | 112.9529
Line15_16_17 | 0 | 0 | 0 | 0 | 0 | 0 | 0 | 0 | 0 | 0 | 0 | 0 | -1.0132e-09 | -5.8275e-09 | 4.6265e-09 | 2.7384e-10 | 9.5153e-10 | 9.8883e-10 | -8.3979e-09 | 4.274e-09 | 2.499e-09 | -2.0723e-10 | -3.5304e-10 | -3.5329e-10 | 0 | 0 | 0 | 0 | 0 | 0 | 1.0258 | 0.74314 | 0.71397 | 1.0258 | 0.74314 | 0.71397 | -2.8709 | -126.7643 | 112.9529 | -2.8709 | -126.7643 | 112.9529
Line16_4_18 | 0 | 4.5035 | 4.3061 | 0 | 4.5035 | 4.3061 | 0 | 1.04 | 0.99446 | 0 | 1.04 | 0.99446 | -1.0831e-09 | 0.10987 | 0.22324 | 7.6032e-10 | 2.0323e-13 | 1.0352e-13 | -1.886e-08 | 0.37956 | 0.28665 | -1.546e-10 | -1.0743e-13 | -1.5829e-13 | 0 | 159.2779 | 60.7646 | 0 | -20.7221 | -119.2354 | 0.94965 | 0.37993 | 0.36535 | 0.85691 | 0 | 0 | -2.8071 | -126.8658 | 112.8538 | -2.5637 | 0 | 0
Line17_5_19 | 0 | 0 | 0 | 0 | 0 | 0 | 0 | 0 | 0 | 0 | 0 | 0 | -1.0132e-09 | -5.8275e-09 | 4.6265e-09 | 2.7384e-10 | 9.5153e-10 | 9.8883e-10 | -8.3979e-09 | 4.274e-09 | 2.499e-09 | -2.0723e-10 | -3.5304e-10 | -3.5329e-10 | 0 | 0 | 0 | 0 | 0 | 0 | 1.0258 | 0.74314 | 0.71397 | 1.0258 | 0.74314 | 0.71397 | -2.8709 | -126.7643 | 112.9529 | -2.8709 | -126.7643 | 112.9529
Line1_1_3 | 0 | 0 | 0 | 0 | 0 | 0 | 0 | 0 | 0 | 0 | 0 | 0 | -8.1054e-09 | -4.662e-08 | 3.7012e-08 | 7.366e-09 | 4.1744e-08 | -3.1396e-08 | -6.7184e-08 | 3.4192e-08 | 1.9992e-08 | 5.8578e-08 | -3.0271e-08 | -1.7847e-08 | 0 | 0 | 0 | 0 | 0 | 0 | 1.0258 | 0.74314 | 0.71397 | 1.0258 | 0.74314 | 0.71397 | -2.8709 | -126.7643 | 112.9529 | -2.8709 | -126.7643 | 112.9529
Line2_1_4 | 0.1732 | 4.3312 | 4.1395 | 0.1732 | 4.3312 | 4.1395 | 0.04 | 1.0003 | 0.95598 | 0.04 | 1.0003 | 0.95598 | -0.012727 | 0.20247 | 0.42447 | 0.011742 | -0.10416 | -0.21768 | -0.039009 | 0.71523 | 0.5345 | 0.036126 | -0.36547 | -0.27313 | 105.1981 | 159.0415 | 61.4079 | -74.8019 | -20.9585 | -118.5921 | 1.0258 | 0.74314 | 0.71397 | 0.94965 | 0.37993 | 0.36535 | -2.8709 | -126.7643 | 112.9529 | -2.8071 | -126.8658 | 112.8538
Line3_1_5 | 0 | 0 | 0 | 0 | 0 | 0 | 0 | 0 | 0 | 0 | 0 | 0 | -2.0263e-09 | -1.1655e-08 | 9.2529e-09 | 1.287e-09 | 6.779e-09 | -3.6376e-09 | -1.6796e-08 | 8.5479e-09 | 4.9981e-09 | 8.1907e-09 | -4.627e-09 | -2.8523e-09 | 0 | 0 | 0 | 0 | 0 | 0 | 1.0258 | 0.74314 | 0.71397 | 1.0258 | 0.74314 | 0.71397 | -2.8709 | -126.7643 | 112.9529 | -2.8709 | -126.7643 | 112.9529
Line4_2_6 | 0 | 0 | 0 | 0 | 0 | 0 | 0 | 0 | 0 | 0 | 0 | 0 | -5.0659e-09 | -2.9137e-08 | 2.3132e-08 | 4.3265e-09 | 2.4261e-08 | -1.7517e-08 | -4.199e-08 | 2.137e-08 | 1.2495e-08 | 3.3385e-08 | -1.7449e-08 | -1.0349e-08 | 0 | 0 | 0 | 0 | 0 | 0 | 1.0258 | 0.74314 | 0.71397 | 1.0258 | 0.74314 | 0.71397 | -2.8709 | -126.7643 | 112.9529 | -2.8709 | -126.7643 | 112.9529
Line5_6_7 | 0 | 0 | 0 | 0 | 0 | 0 | 0 | 0 | 0 | 0 | 0 | 0 | -4.0527e-09 | -2.331e-08 | 1.8506e-08 | 3.3134e-09 | 1.8434e-08 | -1.2891e-08 | -3.3592e-08 | 1.7096e-08 | 9.9962e-09 | 2.4987e-08 | -1.3175e-08 | -7.8504e-09 | 0 | 0 | 0 | 0 | 0 | 0 | 1.0258 | 0.74314 | 0.71397 | 1.0258 | 0.74314 | 0.71397 | -2.8709 | -126.7643 | 112.9529 | -2.8709 | -126.7643 | 112.9529
Line6_7_8 | 0 | 0 | 0 | 0 | 0 | 0 | 0 | 0 | 0 | 0 | 0 | 0 | -3.0395e-09 | -1.7482e-08 | 1.3879e-08 | 2.3002e-09 | 1.2606e-08 | -8.2641e-09 | -2.5194e-08 | 1.2822e-08 | 7.4971e-09 | 1.6589e-08 | -8.901e-09 | -5.3514e-09 | 0 | 0 | 0 | 0 | 0 | 0 | 1.0258 | 0.74314 | 0.71397 | 1.0258 | 0.74314 | 0.71397 | -2.8709 | -126.7643 | 112.9529 | -2.8709 | -126.7643 | 112.9529
Line7_8_9 | 0 | 0 | 0 | 0 | 0 | 0 | 0 | 0 | 0 | 0 | 0 | 0 | -1.0132e-09 | -5.8275e-09 | 4.6265e-09 | 2.7384e-10 | 9.5153e-10 | 9.8883e-10 | -8.3979e-09 | 4.274e-09 | 2.499e-09 | -2.0723e-10 | -3.5304e-10 | -3.5329e-10 | 0 | 0 | 0 | 0 | 0 | 0 | 1.0258 | 0.74314 | 0.71397 | 1.0258 | 0.74314 | 0.71397 | -2.8709 | -126.7643 | 112.9529 | -2.8709 | -126.7643 | 112.9529
Line8_8_10 | 0 | 0 | 0 | 0 | 0 | 0 | 0 | 0 | 0 | 0 | 0 | 0 | -1.0132e-09 | -5.8275e-09 | 4.6265e-09 | 2.7384e-10 | 9.5153e-10 | 9.8883e-10 | -8.3979e-09 | 4.274e-09 | 2.499e-09 | -2.0723e-10 | -3.5304e-10 | -3.5329e-10 | 0 | 0 | 0 | 0 | 0 | 0 | 1.0258 | 0.74314 | 0.71397 | 1.0258 | 0.74314 | 0.71397 | -2.8709 | -126.7643 | 112.9529 | -2.8709 | -126.7643 | 112.9529
Line9_3_11 | 0 | 0 | 0 | 0 | 0 | 0 | 0 | 0 | 0 | 0 | 0 | 0 | -7.0922e-09 | -4.0792e-08 | 3.2385e-08 | 6.3529e-09 | 3.5916e-08 | -2.677e-08 | -5.8786e-08 | 2.9918e-08 | 1.7493e-08 | 5.018e-08 | -2.5997e-08 | -1.5348e-08 | 0 | 0 | 0 | 0 | 0 | 0 | 1.0258 | 0.74314 | 0.71397 | 1.0258 | 0.74314 | 0.71397 | -2.8709 | -126.7643 | 112.9529 | -2.8709 | -126.7643 | 112.9529

## LLG_max_fault_6
name | pf_ikss_a_from_ka | pf_ikss_b_from_ka | pf_ikss_c_from_ka | pf_ikss_a_to_ka | pf_ikss_b_to_ka | pf_ikss_c_to_ka | pf_skss_a_from_mw | pf_skss_b_from_mw | pf_skss_c_from_mw | pf_skss_a_to_mw | pf_skss_b_to_mw | pf_skss_c_to_mw | pf_p_a_from_mw | pf_p_b_from_mw | pf_p_c_from_mw | pf_p_a_to_mw | pf_p_b_to_mw | pf_p_c_to_mw | pf_q_a_from_mvar | pf_q_b_from_mvar | pf_q_c_from_mvar | pf_q_a_to_mvar | pf_q_b_to_mvar | pf_q_c_to_mvar | pf_ikss_a_from_degree | pf_ikss_b_from_degree | pf_ikss_c_from_degree | pf_ikss_a_to_degree | pf_ikss_b_to_degree | pf_ikss_c_to_degree | pf_vm_a_from_pu | pf_vm_b_from_pu | pf_vm_c_from_pu | pf_vm_a_to_pu | pf_vm_b_to_pu | pf_vm_c_to_pu | pf_va_a_from_degree | pf_va_b_from_degree | pf_va_c_from_degree | pf_va_a_to_degree | pf_va_b_to_degree | pf_va_c_to_degree
Line0_1_2 | 0 | 0 | 0 | 0 | 0 | 0 | 0 | 0 | 0 | 0 | 0 | 0 | 2.6e-10 | 1.7457e-10 | 6.4542e-10 | -2.8236e-10 | -2.0435e-10 | -5.9327e-10 | -3.4754e-10 | 2.3791e-10 | -9.7324e-12 | 3.001e-10 | -1.9484e-10 | 1.4017e-11 | 0 | 0 | 0 | 0 | 0 | 0 | 1.0668 | 1.0651 | 1.0642 | 1.0668 | 1.0651 | 1.0642 | 0.14623 | -119.9522 | 120.0826 | 0.14623 | -119.9522 | 120.0826
Line10_11_12 | 0 | 0 | 0 | 0 | 0 | 0 | 0 | 0 | 0 | 0 | 0 | 0 | 2.6e-10 | 1.7457e-10 | 6.4542e-10 | -2.8236e-10 | -2.0435e-10 | -5.9327e-10 | -3.4754e-10 | 2.3791e-10 | -9.7324e-12 | 3.001e-10 | -1.9484e-10 | 1.4017e-11 | 0 | 0 | 0 | 0 | 0 | 0 | 1.0668 | 1.0651 | 1.0642 | 1.0668 | 1.0651 | 1.0642 | 0.14623 | -119.9522 | 120.0826 | 0.14623 | -119.9522 | 120.0826
Line11_12_13 | 0 | 0 | 0 | 0 | 0 | 0 | 0 | 0 | 0 | 0 | 0 | 0 | 2.1666e-10 | 1.4547e-10 | 5.3785e-10 | -2.3903e-10 | -1.7526e-10 | -4.857e-10 | -2.8962e-10 | 1.9826e-10 | -8.1103e-12 | 2.4218e-10 | -1.5519e-10 | 1.2395e-11 | 0 | 0 | 0 | 0 | 0 | 0 | 1.0668 | 1.0651 | 1.0642 | 1.0668 | 1.0651 | 1.0642 | 0.14623 | -119.9522 | 120.0826 | 0.14623 | -119.9522 | 120.0826
Line12_13_15 | 0 | 0 | 0 | 0 | 0 | 0 | 0 | 0 | 0 | 0 | 0 | 0 | 1.3e-10 | 8.7285e-11 | 3.2271e-10 | -1.5236e-10 | -1.1707e-10 | -2.7056e-10 | -1.7377e-10 | 1.1896e-10 | -4.8662e-12 | 1.2633e-10 | -7.5885e-11 | 9.1505e-12 | 0 | 0 | 0 | 0 | 0 | 0 | 1.0668 | 1.0651 | 1.0642 | 1.0668 | 1.0651 | 1.0642 | 0.14623 | -119.9522 | 120.0826 | 0.14623 | -119.9522 | 120.0826
Line13_13_14 | 0 | 0 | 0 | 0 | 0 | 0 | 0 | 0 | 0 | 0 | 0 | 0 | 4.3333e-11 | 2.9095e-11 | 1.0757e-10 | -6.5697e-11 | -5.8876e-11 | -5.5424e-11 | -5.7923e-11 | 3.9652e-11 | -1.6221e-12 | 1.0482e-11 | 3.4189e-12 | 5.9064e-12 | 0 | 0 | 0 | 0 | 0 | 0 | 1.0668 | 1.0651 | 1.0642 | 1.0668 | 1.0651 | 1.0642 | 0.14623 | -119.9522 | 120.0826 | 0.14623 | -119.9522 | 120.0826
Line14_15_16 | 0 | 0 | 0 | 0 | 0 | 0 | 0 | 0 | 0 | 0 | 0 | 0 | 8.6665e-11 | 5.819e-11 | 2.1514e-10 | -1.0903e-10 | -8.7971e-11 | -1.6299e-10 | -1.1585e-10 | 7.9304e-11 | -3.2441e-12 | 6.8405e-11 | -3.6233e-11 | 7.5284e-12 | 0 | 0 | 0 | 0 | 0 | 0 | 1.0668 | 1.0651 | 1.0642 | 1.0668 | 1.0651 | 1.0642 | 0.14623 | -119.9522 | 120.0826 | 0.14623 | -119.9522 | 120.0826
Line15_16_17 | 0 | 0 | 0 | 0 | 0 | 0 | 0 | 0 | 0 | 0 | 0 | 0 | 4.3333e-11 | 2.9095e-11 | 1.0757e-10 | -6.5697e-11 | -5.8876e-11 | -5.5424e-11 | -5.7924e-11 | 3.9652e-11 | -1.6221e-12 | 1.0482e-11 | 3.4189e-12 | 5.9064e-12 | 0 | 0 | 0 | 0 | 0 | 0 | 1.0668 | 1.0651 | 1.0642 | 1.0668 | 1.0651 | 1.0642 | 0.14623 | -119.9522 | 120.0826 | 0.14623 | -119.9522 | 120.0826
Line16_4_18 | 0 | 0.03514 | 0.035091 | 0 | 0.03514 | 0.035091 | 0 | 0.0081151 | 0.0081039 | 0 | 0.0081151 | 0.0081039 | 8.0556e-11 | 0.0061817 | 0.0061718 | -1.2764e-10 | -0.006174 | -0.0061569 | -1.1805e-10 | 0.0061984 | 0.0061777 | -3.3346e-12 | -0.006174 | -0.0061569 | 0 | -165.278 | 74.855 | 0 | 14.722 | -105.145 | 1.0827 | 1.0787 | 1.0775 | 1.0822 | 1.0759 | 1.0744 | -0.036404 | -120.2009 | 119.8826 | -0.045858 | -120.278 | 119.855
Line17_5_19 | 0 | 0 | 0 | 0 | 0 | 0 | 0 | 0 | 0 | 0 | 0 | 0 | 4.3333e-11 | 2.9095e-11 | 1.0757e-10 | -6.5697e-11 | -5.8876e-11 | -5.5424e-11 | -5.7923e-11 | 3.9652e-11 | -1.6221e-12 | 1.0482e-11 | 3.4189e-12 | 5.9064e-12 | 0 | 0 | 0 | 0 | 0 | 0 | 1.0668 | 1.0651 | 1.0642 | 1.0668 | 1.0651 | 1.0642 | 0.14623 | -119.9522 | 120.0826 | 0.14623 | -119.9522 | 120.0826
Line1_1_3 | 0 | 0 | 0 | 0 | 0 | 0 | 0 | 0 | 0 | 0 | 0 | 0 | 3.4666e-10 | 2.3276e-10 | 8.6056e-10 | -3.6902e-10 | -2.6254e-10 | -8.0841e-10 | -4.6339e-10 | 3.1721e-10 | -1.2977e-11 | 4.1595e-10 | -2.7414e-10 | 1.7261e-11 | 0 | 0 | 0 | 0 | 0 | 0 | 1.0668 | 1.0651 | 1.0642 | 1.0668 | 1.0651 | 1.0642 | 0.14623 | -119.9522 | 120.0826 | 0.14623 | -119.9522 | 120.0826
Line2_1_4 | 0.1732 | 0.14358 | 0.14367 | 0.1732 | 0.14358 | 0.14367 | 0.04 | 0.033159 | 0.033179 | 0.04 | 0.033159 | 0.033179 | -0.011264 | -0.00524 | -0.0052087 | 0.011566 | 0.0054607 | 0.0053974 | -0.041158 | -0.034926 | -0.034923 | 0.041735 | 0.03535 | 0.035343 | 105.4525 | -21.4197 | -141.4345 | -74.5475 | 158.5803 | 38.5655 | 1.0668 | 1.0651 | 1.0642 | 1.0827 | 1.0787 | 1.0775 | 0.14623 | -119.9522 | 120.0826 | -0.036404 | -120.2009 | 119.8826
Line3_1_5 | 0 | 0 | 0 | 0 | 0 | 0 | 0 | 0 | 0 | 0 | 0 | 0 | 8.6665e-11 | 5.819e-11 | 2.1514e-10 | -1.0903e-10 | -8.7971e-11 | -1.6299e-10 | -1.1585e-10 | 7.9303e-11 | -3.2442e-12 | 6.8405e-11 | -3.6233e-11 | 7.5285e-12 | 0 | 0 | 0 | 0 | 0 | 0 | 1.0668 | 1.0651 | 1.0642 | 1.0668 | 1.0651 | 1.0642 | 0.14623 | -119.9522 | 120.0826 | 0.14623 | -119.9522 | 120.0826
Line4_2_6 | 0 | 0 | 0 | 0 | 0 | 0 | 0 | 0 | 0 | 0 | 0 | 0 | 2.1666e-10 | 1.4547e-10 | 5.3785e-10 | -2.3903e-10 | -1.7526e-10 | -4.857e-10 | -2.8962e-10 | 1.9826e-10 | -8.1104e-12 | 2.4218e-10 | -1.5519e-10 | 1.2395e-11 | 0 | 0 | 0 | 0 | 0 | 0 | 1.0668 | 1.0651 | 1.0642 | 1.0668 | 1.0651 | 1.0642 | 0.14623 | -119.9522 | 120.0826 | 0.14623 | -119.9522 | 120.0826
Line5_6_7 | 0 | 0 | 0 | 0 | 0 | 0 | 0 | 0 | 0 | 0 | 0 | 0 | 1.7333e-10 | 1.1638e-10 | 4.3028e-10 | -1.9569e-10 | -1.4616e-10 | -3.7813e-10 | -2.3169e-10 | 1.5861e-10 | -6.4883e-12 | 1.8425e-10 | -1.1554e-10 | 1.0773e-11 | 0 | 0 | 0 | 0 | 0 | 0 | 1.0668 | 1.0651 | 1.0642 | 1.0668 | 1.0651 | 1.0642 | 0.14623 | -119.9522 | 120.0826 | 0.14623 | -119.9522 | 120.0826
Line6_7_8 | 0 | 0 | 0 | 0 | 0 | 0 | 0 | 0 | 0 | 0 | 0 | 0 | 1.3e-10 | 8.7285e-11 | 3.2271e-10 | -1.5236e-10 | -1.1707e-10 | -2.7056e-10 | -1.7377e-10 | 1.1896e-10 | -4.8662e-12 | 1.2633e-10 | -7.5885e-11 | 9.1505e-12 | 0 | 0 | 0 | 0 | 0 | 0 | 1.0668 | 1.0651 | 1.0642 | 1.0668 | 1.0651 | 1.0642 | 0.14623 | -119.9522 | 120.0826 | 0.14623 | -119.9522 | 120.0826
Line7_8_9 | 0 | 0 | 0 | 0 | 0 | 0 | 0 | 0 | 0 | 0 | 0 | 0 | 4.3333e-11 | 2.9095e-11 | 1.0757e-10 | -6.5697e-11 | -5.8876e-11 | -5.5424e-11 | -5.7923e-11 | 3.9652e-11 | -1.6221e-12 | 1.0482e-11 | 3.4189e-12 | 5.9064e-12 | 0 | 0 | 0 | 0 | 0 | 0 | 1.0668 | 1.0651 | 1.0642 | 1.0668 | 1.0651 | 1.0642 | 0.14623 | -119.9522 | 120.0826 | 0.14623 | -119.9522 | 120.0826
Line8_8_10 | 0 | 0 | 0 | 0 | 0 | 0 | 0 | 0 | 0 | 0 | 0 | 0 | 4.3333e-11 | 2.9095e-11 | 1.0757e-10 | -6.5697e-11 | -5.8876e-11 | -5.5424e-11 | -5.7923e-11 | 3.9652e-11 | -1.6221e-12 | 1.0482e-11 | 3.4189e-12 | 5.9064e-12 | 0 | 0 | 0 | 0 | 0 | 0 | 1.0668 | 1.0651 | 1.0642 | 1.0668 | 1.0651 | 1.0642 | 0.14623 | -119.9522 | 120.0826 | 0.14623 | -119.9522 | 120.0826
Line9_3_11 | 0 | 0 | 0 | 0 | 0 | 0 | 0 | 0 | 0 | 0 | 0 | 0 | 3.0333e-10 | 2.0366e-10 | 7.5299e-10 | -3.2569e-10 | -2.3345e-10 | -7.0084e-10 | -4.0546e-10 | 2.7756e-10 | -1.1354e-11 | 3.5802e-10 | -2.3449e-10 | 1.5639e-11 | 0 | 0 | 0 | 0 | 0 | 0 | 1.0668 | 1.0651 | 1.0642 | 1.0668 | 1.0651 | 1.0642 | 0.14623 | -119.9522 | 120.0826 | 0.14623 | -119.9522 | 120.0826

## LLG_max_fault_10
name | pf_ikss_a_from_ka | pf_ikss_b_from_ka | pf_ikss_c_from_ka | pf_ikss_a_to_ka | pf_ikss_b_to_ka | pf_ikss_c_to_ka | pf_skss_a_from_mw | pf_skss_b_from_mw | pf_skss_c_from_mw | pf_skss_a_to_mw | pf_skss_b_to_mw | pf_skss_c_to_mw | pf_p_a_from_mw | pf_p_b_from_mw | pf_p_c_from_mw | pf_p_a_to_mw | pf_p_b_to_mw | pf_p_c_to_mw | pf_q_a_from_mvar | pf_q_b_from_mvar | pf_q_c_from_mvar | pf_q_a_to_mvar | pf_q_b_to_mvar | pf_q_c_to_mvar | pf_ikss_a_from_degree | pf_ikss_b_from_degree | pf_ikss_c_from_degree | pf_ikss_a_to_degree | pf_ikss_b_to_degree | pf_ikss_c_to_degree | pf_vm_a_from_pu | pf_vm_b_from_pu | pf_vm_c_from_pu | pf_vm_a_to_pu | pf_vm_b_to_pu | pf_vm_c_to_pu | pf_va_a_from_degree | pf_va_b_from_degree | pf_va_c_from_degree | pf_va_a_to_degree | pf_va_b_to_degree | pf_va_c_to_degree
Line0_1_2 | 0 | 0 | 0 | 0 | 0 | 0 | 0 | 0 | 0 | 0 | 0 | 0 | 2.7819e-10 | 1.8014e-10 | 7.21e-10 | -3.0389e-10 | -2.1434e-10 | -6.611e-10 | -3.9348e-10 | 2.7909e-10 | -5.4429e-12 | 3.3898e-10 | -2.2961e-10 | 1.0359e-11 | 0 | 0 | 0 | 0 | 0 | 0 | 1.1176 | 1.1157 | 1.1147 | 1.1176 | 1.1157 | 1.1147 | 0.14081 | -119.9622 | 120.0742 | 0.14081 | -119.9622 | 120.0742
Line10_11_12 | 0 | 0 | 0 | 0 | 0 | 0 | 0 | 0 | 0 | 0 | 0 | 0 | 2.7819e-10 | 1.8014e-10 | 7.21e-10 | -3.0389e-10 | -2.1434e-10 | -6.611e-10 | -3.9348e-10 | 2.7909e-10 | -5.4428e-12 | 3.3898e-10 | -2.2961e-10 | 1.0359e-11 | 0 | 0 | 0 | 0 | 0 | 0 | 1.1176 | 1.1157 | 1.1147 | 1.1176 | 1.1157 | 1.1147 | 0.14081 | -119.9622 | 120.0742 | 0.14081 | -119.9622 | 120.0742
Line11_12_13 | 0 | 0 | 0 | 0 | 0 | 0 | 0 | 0 | 0 | 0 | 0 | 0 | 2.3183e-10 | 1.5011e-10 | 6.0083e-10 | -2.5752e-10 | -1.8432e-10 | -5.4093e-10 | -3.279e-10 | 2.3257e-10 | -4.5357e-12 | 2.734e-10 | -1.8309e-10 | 9.4518e-12 | 0 | 0 | 0 | 0 | 0 | 0 | 1.1176 | 1.1157 | 1.1147 | 1.1176 | 1.1157 | 1.1147 | 0.14081 | -119.9622 | 120.0742 | 0.14081 | -119.9622 | 120.0742
Line12_13_15 | 0 | 0 | 0 | 0 | 0 | 0 | 0 | 0 | 0 | 0 | 0 | 0 | 1.391e-10 | 9.0068e-11 | 3.605e-10 | -1.6479e-10 | -1.2427e-10 | -3.006e-10 | -1.9674e-10 | 1.3954e-10 | -2.7214e-12 | 1.4224e-10 | -9.0062e-11 | 7.6375e-12 | 0 | 0 | 0 | 0 | 0 | 0 | 1.1176 | 1.1157 | 1.1147 | 1.1176 | 1.1157 | 1.1147 | 0.14081 | -119.9622 | 120.0742 | 0.14081 | -119.9622 | 120.0742
Line13_13_14 | 0 | 0 | 0 | 0 | 0 | 0 | 0 | 0 | 0 | 0 | 0 | 0 | 4.6366e-11 | 3.0023e-11 | 1.2017e-10 | -7.2061e-11 | -6.4229e-11 | -6.0265e-11 | -6.5581e-11 | 4.6515e-11 | -9.0714e-13 | 1.1078e-11 | 2.9675e-12 | 5.8232e-12 | 0 | 0 | 0 | 0 | 0 | 0 | 1.1176 | 1.1157 | 1.1147 | 1.1176 | 1.1157 | 1.1147 | 0.14081 | -119.9622 | 120.0742 | 0.14081 | -119.9622 | 120.0742
Line14_15_16 | 0 | 0 | 0 | 0 | 0 | 0 | 0 | 0 | 0 | 0 | 0 | 0 | 9.2731e-11 | 6.0045e-11 | 2.4033e-10 | -1.1843e-10 | -9.4251e-11 | -1.8043e-10 | -1.3116e-10 | 9.303e-11 | -1.8143e-12 | 7.6659e-11 | -4.3547e-11 | 6.7303e-12 | 0 | 0 | 0 | 0 | 0 | 0 | 1.1176 | 1.1157 | 1.1147 | 1.1176 | 1.1157 | 1.1147 | 0.14081 | -119.9622 | 120.0742 | 0.14081 | -119.9622 | 120.0742
Line15_16_17 | 0 | 0 | 0 | 0 | 0 | 0 | 0 | 0 | 0 | 0 | 0 | 0 | 4.6366e-11 | 3.0023e-11 | 1.2017e-10 | -7.2061e-11 | -6.4229e-11 | -6.0265e-11 | -6.5581e-11 | 4.6515e-11 | -9.0715e-13 | 1.1078e-11 | 2.9675e-12 | 5.8232e-12 | 0 | 0 | 0 | 0 | 0 | 0 | 1.1176 | 1.1157 | 1.1147 | 1.1176 | 1.1157 | 1.1147 | 0.14081 | -119.9622 | 120.0742 | 0.14081 | -119.9622 | 120.0742
Line16_4_18 | 0 | 0.036784 | 0.036732 | 0 | 0.036784 | 0.036732 | 0 | 0.0084949 | 0.0084828 | 0 | 0.0084949 | 0.0084828 | 8.3847e-11 | 0.0067738 | 0.0067624 | -1.3663e-10 | -0.0067653 | -0.0067461 | -1.3178e-10 | 0.006792 | 0.0067689 | -3.7579e-12 | -0.0067653 | -0.0067461 | 0 | -165.2838 | 74.8508 | 0 | 14.7162 | -105.1492 | 1.1335 | 1.1292 | 1.1279 | 1.1329 | 1.1263 | 1.1247 | -0.037669 | -120.2067 | 119.8783 | -0.047121 | -120.2838 | 119.8508
Line17_5_19 | 0 | 0 | 0 | 0 | 0 | 0 | 0 | 0 | 0 | 0 | 0 | 0 | 4.6366e-11 | 3.0023e-11 | 1.2017e-10 | -7.2061e-11 | -6.4229e-11 | -6.0265e-11 | -6.5581e-11 | 4.6515e-11 | -9.0716e-13 | 1.1078e-11 | 2.9675e-12 | 5.8232e-12 | 0 | 0 | 0 | 0 | 0 | 0 | 1.1176 | 1.1157 | 1.1147 | 1.1176 | 1.1157 | 1.1147 | 0.14081 | -119.9622 | 120.0742 | 0.14081 | -119.9622 | 120.0742
Line1_1_3 | 0 | 0 | 0 | 0 | 0 | 0 | 0 | 0 | 0 | 0 | 0 | 0 | 3.7093e-10 | 2.4018e-10 | 9.6134e-10 | -3.9662e-10 | -2.7439e-10 | -9.0143e-10 | -5.2465e-10 | 3.7212e-10 | -7.2571e-12 | 4.7014e-10 | -3.2264e-10 | 1.2173e-11 | 0 | 0 | 0 | 0 | 0 | 0 | 1.1176 | 1.1157 | 1.1147 | 1.1176 | 1.1157 | 1.1147 | 0.14081 | -119.9622 | 120.0742 | 0.14081 | -119.9622 | 120.0742
Line2_1_4 | 0.1732 | 0.14235 | 0.14245 | 0.1732 | 0.14235 | 0.14245 | 0.04 | 0.032875 | 0.032897 | 0.04 | 0.032875 | 0.032897 | -0.011613 | -0.0050071 | -0.0049734 | 0.011915 | 0.0052246 | 0.0051579 | -0.043168 | -0.036336 | -0.036333 | 0.043745 | 0.036753 | 0.036745 | 105.1981 | -22.1161 | -142.1313 | -74.8019 | 157.8839 | 37.8687 | 1.1176 | 1.1157 | 1.1147 | 1.1335 | 1.1292 | 1.1279 | 0.14081 | -119.9622 | 120.0742 | -0.037669 | -120.2067 | 119.8783
Line3_1_5 | 0 | 0 | 0 | 0 | 0 | 0 | 0 | 0 | 0 | 0 | 0 | 0 | 9.2731e-11 | 6.0045e-11 | 2.4033e-10 | -1.1843e-10 | -9.4251e-11 | -1.8043e-10 | -1.3116e-10 | 9.303e-11 | -1.8143e-12 | 7.6659e-11 | -4.3547e-11 | 6.7304e-12 | 0 | 0 | 0 | 0 | 0 | 0 | 1.1176 | 1.1157 | 1.1147 | 1.1176 | 1.1157 | 1.1147 | 0.14081 | -119.9622 | 120.0742 | 0.14081 | -119.9622 | 120.0742
Line4_2_6 | 0 | 0 | 0 | 0 | 0 | 0 | 0 | 0 | 0 | 0 | 0 | 0 | 2.3183e-10 | 1.5011e-10 | 6.0083e-10 | -2.5752e-10 | -1.8432e-10 | -5.4093e-10 | -3.279e-10 | 2.3257e-10 | -4.5357e-12 | 2.734e-10 | -1.8309e-10 | 9.4518e-12 | 0 | 0 | 0 | 0 | 0 | 0 | 1.1176 | 1.1157 | 1.1147 | 1.1176 | 1.1157 | 1.1147 | 0.14081 | -119.9622 | 120.0742 | 0.14081 | -119.9622 | 120.0742
Line5_6_7 | 0 | 0 | 0 | 0 | 0 | 0 | 0 | 0 | 0 | 0 | 0 | 0 | 1.8546e-10 | 1.2009e-10 | 4.8067e-10 | -2.1116e-10 | -1.543e-10 | -4.2077e-10 | -2.6232e-10 | 1.8606e-10 | -3.6286e-12 | 2.0782e-10 | -1.3658e-10 | 8.5446e-12 | 0 | 0 | 0 | 0 | 0 | 0 | 1.1176 | 1.1157 | 1.1147 | 1.1176 | 1.1157 | 1.1147 | 0.14081 | -119.9622 | 120.0742 | 0.14081 | -119.9622 | 120.0742
Line6_7_8 | 0 | 0 | 0 | 0 | 0 | 0 | 0 | 0 | 0 | 0 | 0 | 0 | 1.391e-10 | 9.0068e-11 | 3.605e-10 | -1.6479e-10 | -1.2427e-10 | -3.006e-10 | -1.9674e-10 | 1.3954e-10 | -2.7215e-12 | 1.4224e-10 | -9.0062e-11 | 7.6375e-12 | 0 | 0 | 0 | 0 | 0 | 0 | 1.1176 | 1.1157 | 1.1147 | 1.1176 | 1.1157 | 1.1147 | 0.14081 | -119.9622 | 120.0742 | 0.14081 | -119.9622 | 120.0742
Line7_8_9 | 0 | 0 | 0 | 0 | 0 | 0 | 0 | 0 | 0 | 0 | 0 | 0 | 4.6366e-11 | 3.0023e-11 | 1.2017e-10 | -7.2061e-11 | -6.4229e-11 | -6.0265e-11 | -6.5581e-11 | 4.6515e-11 | -9.0715e-13 | 1.1078e-11 | 2.9675e-12 | 5.8232e-12 | 0 | 0 | 0 | 0 | 0 | 0 | 1.1176 | 1.1157 | 1.1147 | 1.1176 | 1.1157 | 1.1147 | 0.14081 | -119.9622 | 120.0742 | 0.14081 | -119.9622 | 120.0742
Line8_8_10 | 0 | 0 | 0 | 0 | 0 | 0 | 0 | 0 | 0 | 0 | 0 | 0 | 4.6366e-11 | 3.0023e-11 | 1.2017e-10 | -7.2061e-11 | -6.4229e-11 | -6.0265e-11 | -6.5581e-11 | 4.6515e-11 | -9.0715e-13 | 1.1078e-11 | 2.9675e-12 | 5.8232e-12 | 0 | 0 | 0 | 0 | 0 | 0 | 1.1176 | 1.1157 | 1.1147 | 1.1176 | 1.1157 | 1.1147 | 0.14081 | -119.9622 | 120.0742 | 0.14081 | -119.9622 | 120.0742
Line9_3_11 | 0 | 0 | 0 | 0 | 0 | 0 | 0 | 0 | 0 | 0 | 0 | 0 | 3.2456e-10 | 2.1016e-10 | 8.4117e-10 | -3.5026e-10 | -2.4436e-10 | -7.8127e-10 | -4.5907e-10 | 3.256e-10 | -6.35e-12 | 4.0456e-10 | -2.7612e-10 | 1.1266e-11 | 0 | 0 | 0 | 0 | 0 | 0 | 1.1176 | 1.1157 | 1.1147 | 1.1176 | 1.1157 | 1.1147 | 0.14081 | -119.9622 | 120.0742 | 0.14081 | -119.9622 | 120.0742

## LLG_min_6
name | pf_ikss_a_from_ka | pf_ikss_b_from_ka | pf_ikss_c_from_ka | pf_ikss_a_to_ka | pf_ikss_b_to_ka | pf_ikss_c_to_ka | pf_skss_a_from_mw | pf_skss_b_from_mw | pf_skss_c_from_mw | pf_skss_a_to_mw | pf_skss_b_to_mw | pf_skss_c_to_mw | pf_p_a_from_mw | pf_p_b_from_mw | pf_p_c_from_mw | pf_p_a_to_mw | pf_p_b_to_mw | pf_p_c_to_mw | pf_q_a_from_mvar | pf_q_b_from_mvar | pf_q_c_from_mvar | pf_q_a_to_mvar | pf_q_b_to_mvar | pf_q_c_to_mvar | pf_ikss_a_from_degree | pf_ikss_b_from_degree | pf_ikss_c_from_degree | pf_ikss_a_to_degree | pf_ikss_b_to_degree | pf_ikss_c_to_degree | pf_vm_a_from_pu | pf_vm_b_from_pu | pf_vm_c_from_pu | pf_vm_a_to_pu | pf_vm_b_to_pu | pf_vm_c_to_pu | pf_va_a_from_degree | pf_va_b_from_degree | pf_va_c_from_degree | pf_va_a_to_degree | pf_va_b_to_degree | pf_va_c_to_degree
Line0_1_2 | 0 | 0 | 0 | 0 | 0 | 0 | 0 | 0 | 0 | 0 | 0 | 0 | -1.163e-08 | -1.8362e-08 | 2.1613e-08 | 9.8711e-09 | 1.5894e-08 | -1.7386e-08 | -3.0459e-08 | 2.4422e-08 | 4.4348e-09 | 2.5192e-08 | -2.0808e-08 | -4.165e-09 | 0 | 0 | 0 | 0 | 0 | 0 | 0.89329 | 0.70396 | 0.68126 | 0.89329 | 0.70396 | 0.68126 | -3.5196 | -130.7279 | 108.5922 | -3.5196 | -130.7279 | 108.5922
Line10_11_12 | 0 | 0 | 0 | 0 | 0 | 0 | 0 | 0 | 0 | 0 | 0 | 0 | -1.1629e-08 | -1.8362e-08 | 2.1613e-08 | 9.8711e-09 | 1.5894e-08 | -1.7386e-08 | -3.0459e-08 | 2.4422e-08 | 4.4348e-09 | 2.5192e-08 | -2.0808e-08 | -4.165e-09 | 0 | 0 | 0 | 0 | 0 | 0 | 0.89329 | 0.70396 | 0.68126 | 0.89329 | 0.70396 | 0.68126 | -3.5196 | -130.7279 | 108.5922 | -3.5196 | -130.7279 | 108.5922
Line11_12_13 | 0 | 0 | 0 | 0 | 0 | 0 | 0 | 0 | 0 | 0 | 0 | 0 | -9.6912e-09 | -1.5302e-08 | 1.8011e-08 | 7.9329e-09 | 1.2834e-08 | -1.3784e-08 | -2.5383e-08 | 2.0352e-08 | 3.6957e-09 | 2.0115e-08 | -1.6738e-08 | -3.4259e-09 | 0 | 0 | 0 | 0 | 0 | 0 | 0.89329 | 0.70396 | 0.68126 | 0.89329 | 0.70396 | 0.68126 | -3.5196 | -130.7279 | 108.5922 | -3.5196 | -130.7279 | 108.5922
Line12_13_15 | 0 | 0 | 0 | 0 | 0 | 0 | 0 | 0 | 0 | 0 | 0 | 0 | -5.8147e-09 | -9.1811e-09 | 1.0806e-08 | 4.0564e-09 | 6.7129e-09 | -6.5798e-09 | -1.523e-08 | 1.2211e-08 | 2.2174e-09 | 9.962e-09 | -8.5971e-09 | -1.9476e-09 | 0 | 0 | 0 | 0 | 0 | 0 | 0.89329 | 0.70396 | 0.68126 | 0.89329 | 0.70396 | 0.68126 | -3.5196 | -130.7279 | 108.5922 | -3.5196 | -130.7279 | 108.5922
Line13_13_14 | 0 | 0 | 0 | 0 | 0 | 0 | 0 | 0 | 0 | 0 | 0 | 0 | -1.9382e-09 | -3.0604e-09 | 3.6021e-09 | 1.7986e-10 | 5.9221e-10 | 6.2442e-10 | -5.0765e-09 | 4.0703e-09 | 7.3913e-10 | -1.9102e-10 | -4.5645e-10 | -4.6937e-10 | 0 | 0 | 0 | 0 | 0 | 0 | 0.89329 | 0.70396 | 0.68126 | 0.89329 | 0.70396 | 0.68126 | -3.5196 | -130.7279 | 108.5922 | -3.5196 | -130.7279 | 108.5922
Line14_15_16 | 0 | 0 | 0 | 0 | 0 | 0 | 0 | 0 | 0 | 0 | 0 | 0 | -3.8765e-09 | -6.1207e-09 | 7.2042e-09 | 2.1181e-09 | 3.6526e-09 | -2.9777e-09 | -1.0153e-08 | 8.1406e-09 | 1.4783e-09 | 4.8855e-09 | -4.5268e-09 | -1.2085e-09 | 0 | 0 | 0 | 0 | 0 | 0 | 0.89329 | 0.70396 | 0.68126 | 0.89329 | 0.70396 | 0.68126 | -3.5196 | -130.7279 | 108.5922 | -3.5196 | -130.7279 | 108.5922
Line15_16_17 | 0 | 0 | 0 | 0 | 0 | 0 | 0 | 0 | 0 | 0 | 0 | 0 | -1.9382e-09 | -3.0604e-09 | 3.6021e-09 | 1.7986e-10 | 5.9221e-10 | 6.2442e-10 | -5.0765e-09 | 4.0703e-09 | 7.3913e-10 | -1.9102e-10 | -4.5645e-10 | -4.6937e-10 | 0 | 0 | 0 | 0 | 0 | 0 | 0.89329 | 0.70396 | 0.68126 | 0.89329 | 0.70396 | 0.68126 | -3.5196 | -130.7279 | 108.5922 | -3.5196 | -130.7279 | 108.5922
Line16_4_18 | 0 | 3.3589 | 3.2348 | 0 | 3.3589 | 3.2348 | 0 | 0.7757 | 0.74704 | 0 | 0.7757 | 0.74704 | -1.2188e-09 | 0.15016 | 0.20862 | 6.0009e-10 | -8.2326e-14 | -8.6139e-14 | -1.3317e-08 | 0.22803 | 0.14571 | -9.3289e-11 | 4.407e-14 | 8.274e-14 | 0 | 172.6384 | 73.6607 | 0 | -7.3616 | -106.3393 | 0.80808 | 0.35198 | 0.34063 | 0.72298 | 0 | 0 | -2.8949 | -130.7279 | 108.5922 | -2.1229 | 0 | 0
Line17_5_19 | 0 | 0 | 0 | 0 | 0 | 0 | 0 | 0 | 0 | 0 | 0 | 0 | -1.9383e-09 | -3.0604e-09 | 3.6021e-09 | 1.7986e-10 | 5.9221e-10 | 6.2442e-10 | -5.0765e-09 | 4.0703e-09 | 7.3913e-10 | -1.9102e-10 | -4.5645e-10 | -4.6937e-10 | 0 | 0 | 0 | 0 | 0 | 0 | 0.89329 | 0.70396 | 0.68126 | 0.89329 | 0.70396 | 0.68126 | -3.5196 | -130.7279 | 108.5922 | -3.5196 | -130.7279 | 108.5922
Line1_1_3 | 0 | 0 | 0 | 0 | 0 | 0 | 0 | 0 | 0 | 0 | 0 | 0 | -1.5506e-08 | -2.4483e-08 | 2.8817e-08 | 1.3748e-08 | 2.2015e-08 | -2.459e-08 | -4.0612e-08 | 3.2562e-08 | 5.913e-09 | 3.5345e-08 | -2.8949e-08 | -5.6433e-09 | 0 | 0 | 0 | 0 | 0 | 0 | 0.89329 | 0.70396 | 0.68126 | 0.89329 | 0.70396 | 0.68126 | -3.5196 | -130.7279 | 108.5922 | -3.5196 | -130.7279 | 108.5922
Line2_1_4 | 0 | 3.3589 | 3.2348 | 0 | 3.3589 | 3.2348 | 0 | 0.7757 | 0.74704 | 0 | 0.7757 | 0.74704 | -3.3956e-09 | 0.30033 | 0.41724 | 1.6357e-09 | -0.15016 | -0.20862 | -2.3002e-08 | 0.45606 | 0.29141 | 1.3175e-08 | -0.22803 | -0.14571 | 0 | 172.6384 | 73.6607 | 0 | -7.3616 | -106.3393 | 0.89329 | 0.70396 | 0.68126 | 0.80808 | 0.35198 | 0.34063 | -3.5196 | -130.7279 | 108.5922 | -2.8949 | -130.7279 | 108.5922
Line3_1_5 | 0 | 0 | 0 | 0 | 0 | 0 | 0 | 0 | 0 | 0 | 0 | 0 | -3.8765e-09 | -6.1207e-09 | 7.2042e-09 | 2.1181e-09 | 3.6526e-09 | -2.9777e-09 | -1.0153e-08 | 8.1406e-09 | 1.4783e-09 | 4.8855e-09 | -4.5268e-09 | -1.2085e-09 | 0 | 0 | 0 | 0 | 0 | 0 | 0.89329 | 0.70396 | 0.68126 | 0.89329 | 0.70396 | 0.68126 | -3.5196 | -130.7279 | 108.5922 | -3.5196 | -130.7279 | 108.5922
Line4_2_6 | 0 | 0 | 0 | 0 | 0 | 0 | 0 | 0 | 0 | 0 | 0 | 0 | -9.6912e-09 | -1.5302e-08 | 1.8011e-08 | 7.9329e-09 | 1.2834e-08 | -1.3784e-08 | -2.5383e-08 | 2.0352e-08 | 3.6956e-09 | 2.0115e-08 | -1.6738e-08 | -3.4259e-09 | 0 | 0 | 0 | 0 | 0 | 0 | 0.89329 | 0.70396 | 0.68126 | 0.89329 | 0.70396 | 0.68126 | -3.5196 | -130.7279 | 108.5922 | -3.5196 | -130.7279 | 108.5922
Line5_6_7 | 0 | 0 | 0 | 0 | 0 | 0 | 0 | 0 | 0 | 0 | 0 | 0 | -7.753e-09 | -1.2241e-08 | 1.4408e-08 | 5.9946e-09 | 9.7733e-09 | -1.0182e-08 | -2.0306e-08 | 1.6281e-08 | 2.9565e-09 | 1.5039e-08 | -1.2667e-08 | -2.6868e-09 | 0 | 0 | 0 | 0 | 0 | 0 | 0.89329 | 0.70396 | 0.68126 | 0.89329 | 0.70396 | 0.68126 | -3.5196 | -130.7279 | 108.5922 | -3.5196 | -130.7279 | 108.5922
Line6_7_8 | 0 | 0 | 0 | 0 | 0 | 0 | 0 | 0 | 0 | 0 | 0 | 0 | -5.8147e-09 | -9.1811e-09 | 1.0806e-08 | 4.0564e-09 | 6.7129e-09 | -6.5798e-09 | -1.523e-08 | 1.2211e-08 | 2.2174e-09 | 9.962e-09 | -8.5971e-09 | -1.9476e-09 | 0 | 0 | 0 | 0 | 0 | 0 | 0.89329 | 0.70396 | 0.68126 | 0.89329 | 0.70396 | 0.68126 | -3.5196 | -130.7279 | 108.5922 | -3.5196 | -130.7279 | 108.5922
Line7_8_9 | 0 | 0 | 0 | 0 | 0 | 0 | 0 | 0 | 0 | 0 | 0 | 0 | -1.9382e-09 | -3.0604e-09 | 3.6021e-09 | 1.7986e-10 | 5.9221e-10 | 6.2442e-10 | -5.0765e-09 | 4.0703e-09 | 7.3913e-10 | -1.9102e-10 | -4.5645e-10 | -4.6937e-10 | 0 | 0 | 0 | 0 | 0 | 0 | 0.89329 | 0.70396 | 0.68126 | 0.89329 | 0.70396 | 0.68126 | -3.5196 | -130.7279 | 108.5922 | -3.5196 | -130.7279 | 108.5922
Line8_8_10 | 0 | 0 | 0 | 0 | 0 | 0 | 0 | 0 | 0 | 0 | 0 | 0 | -1.9382e-09 | -3.0604e-09 | 3.6021e-09 | 1.7986e-10 | 5.9221e-10 | 6.2442e-10 | -5.0765e-09 | 4.0703e-09 | 7.3913e-10 | -1.9102e-10 | -4.5645e-10 | -4.6937e-10 | 0 | 0 | 0 | 0 | 0 | 0 | 0.89329 | 0.70396 | 0.68126 | 0.89329 | 0.70396 | 0.68126 | -3.5196 | -130.7279 | 108.5922 | -3.5196 | -130.7279 | 108.5922
Line9_3_11 | 0 | 0 | 0 | 0 | 0 | 0 | 0 | 0 | 0 | 0 | 0 | 0 | -1.3568e-08 | -2.1423e-08 | 2.5215e-08 | 1.1809e-08 | 1.8954e-08 | -2.0988e-08 | -3.5536e-08 | 2.8492e-08 | 5.1739e-09 | 3.0268e-08 | -2.4878e-08 | -4.9042e-09 | 0 | 0 | 0 | 0 | 0 | 0 | 0.89329 | 0.70396 | 0.68126 | 0.89329 | 0.70396 | 0.68126 | -3.5196 | -130.7279 | 108.5922 | -3.5196 | -130.7279 | 108.5922

## LLG_min_10
name | pf_ikss_a_from_ka | pf_ikss_b_from_ka | pf_ikss_c_from_ka | pf_ikss_a_to_ka | pf_ikss_b_to_ka | pf_ikss_c_to_ka | pf_skss_a_from_mw | pf_skss_b_from_mw | pf_skss_c_from_mw | pf_skss_a_to_mw | pf_skss_b_to_mw | pf_skss_c_to_mw | pf_p_a_from_mw | pf_p_b_from_mw | pf_p_c_from_mw | pf_p_a_to_mw | pf_p_b_to_mw | pf_p_c_to_mw | pf_q_a_from_mvar | pf_q_b_from_mvar | pf_q_c_from_mvar | pf_q_a_to_mvar | pf_q_b_to_mvar | pf_q_c_to_mvar | pf_ikss_a_from_degree | pf_ikss_b_from_degree | pf_ikss_c_from_degree | pf_ikss_a_to_degree | pf_ikss_b_to_degree | pf_ikss_c_to_degree | pf_vm_a_from_pu | pf_vm_b_from_pu | pf_vm_c_from_pu | pf_vm_a_to_pu | pf_vm_b_to_pu | pf_vm_c_to_pu | pf_va_a_from_degree | pf_va_b_from_degree | pf_va_c_from_degree | pf_va_a_to_degree | pf_va_b_to_degree | pf_va_c_to_degree
Line0_1_2 | 0 | 0 | 0 | 0 | 0 | 0 | 0 | 0 | 0 | 0 | 0 | 0 | -1.0438e-08 | -1.648e-08 | 1.9398e-08 | 8.8594e-09 | 1.4265e-08 | -1.5604e-08 | -2.7337e-08 | 2.1919e-08 | 3.9802e-09 | 2.261e-08 | -1.8675e-08 | -3.7381e-09 | 0 | 0 | 0 | 0 | 0 | 0 | 0.84628 | 0.66691 | 0.6454 | 0.84628 | 0.66691 | 0.6454 | -3.5196 | -130.7279 | 108.5922 | -3.5196 | -130.7279 | 108.5922
Line10_11_12 | 0 | 0 | 0 | 0 | 0 | 0 | 0 | 0 | 0 | 0 | 0 | 0 | -1.0438e-08 | -1.648e-08 | 1.9398e-08 | 8.8594e-09 | 1.4265e-08 | -1.5604e-08 | -2.7337e-08 | 2.1919e-08 | 3.9802e-09 | 2.261e-08 | -1.8675e-08 | -3.7381e-09 | 0 | 0 | 0 | 0 | 0 | 0 | 0.84628 | 0.66691 | 0.6454 | 0.84628 | 0.66691 | 0.6454 | -3.5196 | -130.7279 | 108.5922 | -3.5196 | -130.7279 | 108.5922
Line11_12_13 | 0 | 0 | 0 | 0 | 0 | 0 | 0 | 0 | 0 | 0 | 0 | 0 | -8.698e-09 | -1.3733e-08 | 1.6165e-08 | 7.1198e-09 | 1.1518e-08 | -1.2371e-08 | -2.2781e-08 | 1.8266e-08 | 3.3169e-09 | 1.8053e-08 | -1.5022e-08 | -3.0748e-09 | 0 | 0 | 0 | 0 | 0 | 0 | 0.84628 | 0.66691 | 0.6454 | 0.84628 | 0.66691 | 0.6454 | -3.5196 | -130.7279 | 108.5922 | -3.5196 | -130.7279 | 108.5922
Line12_13_15 | 0 | 0 | 0 | 0 | 0 | 0 | 0 | 0 | 0 | 0 | 0 | 0 | -5.2188e-09 | -8.2401e-09 | 9.6988e-09 | 3.6406e-09 | 6.0249e-09 | -5.9054e-09 | -1.3669e-08 | 1.0959e-08 | 1.9901e-09 | 8.941e-09 | -7.7159e-09 | -1.748e-09 | 0 | 0 | 0 | 0 | 0 | 0 | 0.84628 | 0.66691 | 0.6454 | 0.84628 | 0.66691 | 0.6454 | -3.5196 | -130.7279 | 108.5922 | -3.5196 | -130.7279 | 108.5922
Line13_13_14 | 0 | 0 | 0 | 0 | 0 | 0 | 0 | 0 | 0 | 0 | 0 | 0 | -1.7396e-09 | -2.7467e-09 | 3.2329e-09 | 1.6143e-10 | 5.3151e-10 | 5.6042e-10 | -4.5562e-09 | 3.6531e-09 | 6.6337e-10 | -1.7145e-10 | -4.0967e-10 | -4.2126e-10 | 0 | 0 | 0 | 0 | 0 | 0 | 0.84628 | 0.66691 | 0.6454 | 0.84628 | 0.66691 | 0.6454 | -3.5196 | -130.7279 | 108.5922 | -3.5196 | -130.7279 | 108.5922
Line14_15_16 | 0 | 0 | 0 | 0 | 0 | 0 | 0 | 0 | 0 | 0 | 0 | 0 | -3.4792e-09 | -5.4934e-09 | 6.4659e-09 | 1.901e-09 | 3.2782e-09 | -2.6725e-09 | -9.1124e-09 | 7.3063e-09 | 1.3268e-09 | 4.3848e-09 | -4.0628e-09 | -1.0846e-09 | 0 | 0 | 0 | 0 | 0 | 0 | 0.84628 | 0.66691 | 0.6454 | 0.84628 | 0.66691 | 0.6454 | -3.5196 | -130.7279 | 108.5922 | -3.5196 | -130.7279 | 108.5922
Line15_16_17 | 0 | 0 | 0 | 0 | 0 | 0 | 0 | 0 | 0 | 0 | 0 | 0 | -1.7396e-09 | -2.7467e-09 | 3.2329e-09 | 1.6143e-10 | 5.3152e-10 | 5.6042e-10 | -4.5562e-09 | 3.6531e-09 | 6.6338e-10 | -1.7145e-10 | -4.0967e-10 | -4.2126e-10 | 0 | 0 | 0 | 0 | 0 | 0 | 0.84628 | 0.66691 | 0.6454 | 0.84628 | 0.66691 | 0.6454 | -3.5196 | -130.7279 | 108.5922 | -3.5196 | -130.7279 | 108.5922
Line16_4_18 | 0 | 3.1821 | 3.0645 | 0 | 3.1821 | 3.0645 | 0 | 0.73487 | 0.70772 | 0 | 0.73487 | 0.70772 | -1.0938e-09 | 0.13477 | 0.18724 | 5.3859e-10 | -7.3715e-14 | -7.7237e-14 | -1.1952e-08 | 0.20466 | 0.13077 | -8.3727e-11 | 3.9835e-14 | 7.4098e-14 | 0 | 172.6384 | 73.6607 | 0 | -7.3616 | -106.3393 | 0.76555 | 0.33346 | 0.3227 | 0.68492 | 0 | 0 | -2.8949 | -130.7279 | 108.5922 | -2.1229 | 0 | 0
Line17_5_19 | 0 | 0 | 0 | 0 | 0 | 0 | 0 | 0 | 0 | 0 | 0 | 0 | -1.7396e-09 | -2.7467e-09 | 3.2329e-09 | 1.6143e-10 | 5.3152e-10 | 5.6042e-10 | -4.5562e-09 | 3.6531e-09 | 6.6337e-10 | -1.7145e-10 | -4.0967e-10 | -4.2126e-10 | 0 | 0 | 0 | 0 | 0 | 0 | 0.84628 | 0.66691 | 0.6454 | 0.84628 | 0.66691 | 0.6454 | -3.5196 | -130.7279 | 108.5922 | -3.5196 | -130.7279 | 108.5922
Line1_1_3 | 0 | 0 | 0 | 0 | 0 | 0 | 0 | 0 | 0 | 0 | 0 | 0 | -1.3917e-08 | -2.1974e-08 | 2.5863e-08 | 1.2339e-08 | 1.9758e-08 | -2.207e-08 | -3.645e-08 | 2.9225e-08 | 5.307e-09 | 3.1722e-08 | -2.5982e-08 | -5.0649e-09 | 0 | 0 | 0 | 0 | 0 | 0 | 0.84628 | 0.66691 | 0.6454 | 0.84628 | 0.66691 | 0.6454 | -3.5196 | -130.7279 | 108.5922 | -3.5196 | -130.7279 | 108.5922
Line2_1_4 | 0 | 3.1821 | 3.0645 | 0 | 3.1821 | 3.0645 | 0 | 0.73487 | 0.70772 | 0 | 0.73487 | 0.70772 | -3.0475e-09 | 0.26955 | 0.37447 | 1.468e-09 | -0.13477 | -0.18724 | -2.0644e-08 | 0.40931 | 0.26154 | 1.1824e-08 | -0.20466 | -0.13077 | 0 | 172.6384 | 73.6607 | 0 | -7.3616 | -106.3393 | 0.84628 | 0.66691 | 0.6454 | 0.76555 | 0.33346 | 0.3227 | -3.5196 | -130.7279 | 108.5922 | -2.8949 | -130.7279 | 108.5922
Line3_1_5 | 0 | 0 | 0 | 0 | 0 | 0 | 0 | 0 | 0 | 0 | 0 | 0 | -3.4792e-09 | -5.4934e-09 | 6.4659e-09 | 1.901e-09 | 3.2782e-09 | -2.6725e-09 | -9.1124e-09 | 7.3063e-09 | 1.3267e-09 | 4.3848e-09 | -4.0628e-09 | -1.0846e-09 | 0 | 0 | 0 | 0 | 0 | 0 | 0.84628 | 0.66691 | 0.6454 | 0.84628 | 0.66691 | 0.6454 | -3.5196 | -130.7279 | 108.5922 | -3.5196 | -130.7279 | 108.5922
Line4_2_6 | 0 | 0 | 0 | 0 | 0 | 0 | 0 | 0 | 0 | 0 | 0 | 0 | -8.698e-09 | -1.3733e-08 | 1.6165e-08 | 7.1198e-09 | 1.1518e-08 | -1.2371e-08 | -2.2781e-08 | 1.8266e-08 | 3.3169e-09 | 1.8053e-08 | -1.5022e-08 | -3.0748e-09 | 0 | 0 | 0 | 0 | 0 | 0 | 0.84628 | 0.66691 | 0.6454 | 0.84628 | 0.66691 | 0.6454 | -3.5196 | -130.7279 | 108.5922 | -3.5196 | -130.7279 | 108.5922
Line5_6_7 | 0 | 0 | 0 | 0 | 0 | 0 | 0 | 0 | 0 | 0 | 0 | 0 | -6.9584e-09 | -1.0987e-08 | 1.2932e-08 | 5.3802e-09 | 8.7716e-09 | -9.1384e-09 | -1.8225e-08 | 1.4613e-08 | 2.6535e-09 | 1.3497e-08 | -1.1369e-08 | -2.4114e-09 | 0 | 0 | 0 | 0 | 0 | 0 | 0.84628 | 0.66691 | 0.6454 | 0.84628 | 0.66691 | 0.6454 | -3.5196 | -130.7279 | 108.5922 | -3.5196 | -130.7279 | 108.5922
Line6_7_8 | 0 | 0 | 0 | 0 | 0 | 0 | 0 | 0 | 0 | 0 | 0 | 0 | -5.2188e-09 | -8.2401e-09 | 9.6988e-09 | 3.6406e-09 | 6.0249e-09 | -5.9054e-09 | -1.3669e-08 | 1.0959e-08 | 1.9901e-09 | 8.941e-09 | -7.7159e-09 | -1.748e-09 | 0 | 0 | 0 | 0 | 0 | 0 | 0.84628 | 0.66691 | 0.6454 | 0.84628 | 0.66691 | 0.6454 | -3.5196 | -130.7279 | 108.5922 | -3.5196 | -130.7279 | 108.5922
Line7_8_9 | 0 | 0 | 0 | 0 | 0 | 0 | 0 | 0 | 0 | 0 | 0 | 0 | -1.7396e-09 | -2.7467e-09 | 3.2329e-09 | 1.6143e-10 | 5.3152e-10 | 5.6042e-10 | -4.5562e-09 | 3.6531e-09 | 6.6337e-10 | -1.7145e-10 | -4.0967e-10 | -4.2126e-10 | 0 | 0 | 0 | 0 | 0 | 0 | 0.84628 | 0.66691 | 0.6454 | 0.84628 | 0.66691 | 0.6454 | -3.5196 | -130.7279 | 108.5922 | -3.5196 | -130.7279 | 108.5922
Line8_8_10 | 0 | 0 | 0 | 0 | 0 | 0 | 0 | 0 | 0 | 0 | 0 | 0 | -1.7396e-09 | -2.7467e-09 | 3.2329e-09 | 1.6143e-10 | 5.3152e-10 | 5.6042e-10 | -4.5562e-09 | 3.6531e-09 | 6.6337e-10 | -1.7145e-10 | -4.0967e-10 | -4.2126e-10 | 0 | 0 | 0 | 0 | 0 | 0 | 0.84628 | 0.66691 | 0.6454 | 0.84628 | 0.66691 | 0.6454 | -3.5196 | -130.7279 | 108.5922 | -3.5196 | -130.7279 | 108.5922
Line9_3_11 | 0 | 0 | 0 | 0 | 0 | 0 | 0 | 0 | 0 | 0 | 0 | 0 | -1.2177e-08 | -1.9227e-08 | 2.2631e-08 | 1.0599e-08 | 1.7012e-08 | -1.8837e-08 | -3.1893e-08 | 2.5572e-08 | 4.6436e-09 | 2.7166e-08 | -2.2328e-08 | -4.4015e-09 | 0 | 0 | 0 | 0 | 0 | 0 | 0.84628 | 0.66691 | 0.6454 | 0.84628 | 0.66691 | 0.6454 | -3.5196 | -130.7279 | 108.5922 | -3.5196 | -130.7279 | 108.5922

## LLG_min_fault_6
name | pf_ikss_a_from_ka | pf_ikss_b_from_ka | pf_ikss_c_from_ka | pf_ikss_a_to_ka | pf_ikss_b_to_ka | pf_ikss_c_to_ka | pf_skss_a_from_mw | pf_skss_b_from_mw | pf_skss_c_from_mw | pf_skss_a_to_mw | pf_skss_b_to_mw | pf_skss_c_to_mw | pf_p_a_from_mw | pf_p_b_from_mw | pf_p_c_from_mw | pf_p_a_to_mw | pf_p_b_to_mw | pf_p_c_to_mw | pf_q_a_from_mvar | pf_q_b_from_mvar | pf_q_c_from_mvar | pf_q_a_to_mvar | pf_q_b_to_mvar | pf_q_c_to_mvar | pf_ikss_a_from_degree | pf_ikss_b_from_degree | pf_ikss_c_from_degree | pf_ikss_a_to_degree | pf_ikss_b_to_degree | pf_ikss_c_to_degree | pf_vm_a_from_pu | pf_vm_b_from_pu | pf_vm_c_from_pu | pf_vm_a_to_pu | pf_vm_b_to_pu | pf_vm_c_to_pu | pf_va_a_from_degree | pf_va_b_from_degree | pf_va_c_from_degree | pf_va_a_to_degree | pf_va_b_to_degree | pf_va_c_to_degree
Line0_1_2 | 0 | 0 | 0 | 0 | 0 | 0 | 0 | 0 | 0 | 0 | 0 | 0 | -1.167e-10 | -1.8316e-10 | 1.9729e-10 | 9.8435e-11 | 1.5921e-10 | -1.5507e-10 | -2.2023e-10 | 2.5439e-10 | 5.2106e-11 | 1.8191e-10 | -2.1943e-10 | -4.8818e-11 | 0 | 0 | 0 | 0 | 0 | 0 | 0.94966 | 0.94811 | 0.94731 | 0.94966 | 0.94811 | 0.94731 | -0.028015 | -120.129 | 119.9063 | -0.028015 | -120.129 | 119.9063
Line10_11_12 | 0 | 0 | 0 | 0 | 0 | 0 | 0 | 0 | 0 | 0 | 0 | 0 | -1.167e-10 | -1.8316e-10 | 1.9729e-10 | 9.8435e-11 | 1.5921e-10 | -1.5507e-10 | -2.2023e-10 | 2.5439e-10 | 5.2106e-11 | 1.8191e-10 | -2.1943e-10 | -4.8818e-11 | 0 | 0 | 0 | 0 | 0 | 0 | 0.94966 | 0.94811 | 0.94731 | 0.94966 | 0.94811 | 0.94731 | -0.028015 | -120.129 | 119.9063 | -0.028015 | -120.129 | 119.9063
Line11_12_13 | 0 | 0 | 0 | 0 | 0 | 0 | 0 | 0 | 0 | 0 | 0 | 0 | -9.7249e-11 | -1.5264e-10 | 1.644e-10 | 7.8985e-11 | 1.2868e-10 | -1.2218e-10 | -1.8353e-10 | 2.1199e-10 | 4.3422e-11 | 1.4521e-10 | -1.7703e-10 | -4.0134e-11 | 0 | 0 | 0 | 0 | 0 | 0 | 0.94966 | 0.94811 | 0.94731 | 0.94966 | 0.94811 | 0.94731 | -0.028015 | -120.129 | 119.9063 | -0.028015 | -120.129 | 119.9063
Line12_13_15 | 0 | 0 | 0 | 0 | 0 | 0 | 0 | 0 | 0 | 0 | 0 | 0 | -5.8349e-11 | -9.1582e-11 | 9.8643e-11 | 4.0086e-11 | 6.7626e-11 | -5.6423e-11 | -1.1012e-10 | 1.2719e-10 | 2.6053e-11 | 7.1794e-11 | -9.2231e-11 | -2.2765e-11 | 0 | 0 | 0 | 0 | 0 | 0 | 0.94966 | 0.94811 | 0.94731 | 0.94966 | 0.94811 | 0.94731 | -0.028015 | -120.129 | 119.9063 | -0.028015 | -120.129 | 119.9063
Line13_13_14 | 0 | 0 | 0 | 0 | 0 | 0 | 0 | 0 | 0 | 0 | 0 | 0 | -1.945e-11 | -3.0527e-11 | 3.2881e-11 | 1.1862e-12 | 6.5712e-12 | 9.3389e-12 | -3.6706e-11 | 4.2398e-11 | 8.6844e-12 | -1.6174e-12 | -7.4347e-12 | -5.3963e-12 | 0 | 0 | 0 | 0 | 0 | 0 | 0.94966 | 0.94811 | 0.94731 | 0.94966 | 0.94811 | 0.94731 | -0.028015 | -120.129 | 119.9063 | -0.028015 | -120.129 | 119.9063
Line14_15_16 | 0 | 0 | 0 | 0 | 0 | 0 | 0 | 0 | 0 | 0 | 0 | 0 | -3.89e-11 | -6.1055e-11 | 6.5762e-11 | 2.0636e-11 | 3.7099e-11 | -2.3542e-11 | -7.3411e-11 | 8.4796e-11 | 1.7369e-11 | 3.5088e-11 | -4.9833e-11 | -1.4081e-11 | 0 | 0 | 0 | 0 | 0 | 0 | 0.94966 | 0.94811 | 0.94731 | 0.94966 | 0.94811 | 0.94731 | -0.028015 | -120.129 | 119.9063 | -0.028015 | -120.129 | 119.9063
Line15_16_17 | 0 | 0 | 0 | 0 | 0 | 0 | 0 | 0 | 0 | 0 | 0 | 0 | -1.945e-11 | -3.0527e-11 | 3.2881e-11 | 1.1862e-12 | 6.5712e-12 | 9.3389e-12 | -3.6706e-11 | 4.2398e-11 | 8.6844e-12 | -1.6174e-12 | -7.4347e-12 | -5.3963e-12 | 0 | 0 | 0 | 0 | 0 | 0 | 0.94966 | 0.94811 | 0.94731 | 0.94966 | 0.94811 | 0.94731 | -0.028015 | -120.129 | 119.9063 | -0.028015 | -120.129 | 119.9063
Line16_4_18 | 0 | 0.030745 | 0.030718 | 0 | 0.030745 | 0.030718 | 0 | 0.0071002 | 0.0070939 | 0 | 0.0071002 | 0.0070939 | -2.5167e-11 | 0.0047401 | 0.0047372 | 5.471e-12 | -0.0047262 | -0.0047179 | -1.101e-10 | 0.0047462 | 0.0047325 | -1.6994e-12 | -0.0047262 | -0.0047179 | 0 | -165.2017 | 74.9625 | 0 | 14.7983 | -105.0375 | 0.94904 | 0.94474 | 0.94392 | 0.94843 | 0.94137 | 0.94053 | -0.028743 | -120.1652 | 119.9343 | -0.029472 | -120.2017 | 119.9625
Line17_5_19 | 0 | 0 | 0 | 0 | 0 | 0 | 0 | 0 | 0 | 0 | 0 | 0 | -1.945e-11 | -3.0527e-11 | 3.2881e-11 | 1.1862e-12 | 6.5712e-12 | 9.3389e-12 | -3.6706e-11 | 4.2398e-11 | 8.6844e-12 | -1.6174e-12 | -7.4347e-12 | -5.3963e-12 | 0 | 0 | 0 | 0 | 0 | 0 | 0.94966 | 0.94811 | 0.94731 | 0.94966 | 0.94811 | 0.94731 | -0.028015 | -120.129 | 119.9063 | -0.028015 | -120.129 | 119.9063
Line1_1_3 | 0 | 0 | 0 | 0 | 0 | 0 | 0 | 0 | 0 | 0 | 0 | 0 | -1.556e-10 | -2.4422e-10 | 2.6305e-10 | 1.3733e-10 | 2.2026e-10 | -2.2083e-10 | -2.9365e-10 | 3.3919e-10 | 6.9475e-11 | 2.5532e-10 | -3.0422e-10 | -6.6187e-11 | 0 | 0 | 0 | 0 | 0 | 0 | 0.94966 | 0.94811 | 0.94731 | 0.94966 | 0.94811 | 0.94731 | -0.028015 | -120.129 | 119.9063 | -0.028015 | -120.129 | 119.9063
Line2_1_4 | 0 | 0.030745 | 0.030718 | 0 | 0.030745 | 0.030718 | 0 | 0.0071002 | 0.0070939 | 0 | 0.0071002 | 0.0070939 | -4.7257e-11 | 0.004754 | 0.0047565 | 2.8496e-11 | -0.0047401 | -0.0047372 | -1.7135e-10 | 0.0047661 | 0.0047472 | 1.0844e-10 | -0.0047462 | -0.0047325 | 0 | -165.2017 | 74.9625 | 0 | 14.7983 | -105.0375 | 0.94966 | 0.94811 | 0.94731 | 0.94904 | 0.94474 | 0.94392 | -0.028015 | -120.129 | 119.9063 | -0.028743 | -120.1652 | 119.9343
Line3_1_5 | 0 | 0 | 0 | 0 | 0 | 0 | 0 | 0 | 0 | 0 | 0 | 0 | -3.89e-11 | -6.1055e-11 | 6.5762e-11 | 2.0636e-11 | 3.7098e-11 | -2.3542e-11 | -7.3411e-11 | 8.4796e-11 | 1.7369e-11 | 3.5088e-11 | -4.9833e-11 | -1.4081e-11 | 0 | 0 | 0 | 0 | 0 | 0 | 0.94966 | 0.94811 | 0.94731 | 0.94966 | 0.94811 | 0.94731 | -0.028015 | -120.129 | 119.9063 | -0.028015 | -120.129 | 119.9063
Line4_2_6 | 0 | 0 | 0 | 0 | 0 | 0 | 0 | 0 | 0 | 0 | 0 | 0 | -9.7249e-11 | -1.5264e-10 | 1.644e-10 | 7.8985e-11 | 1.2868e-10 | -1.2218e-10 | -1.8353e-10 | 2.1199e-10 | 4.3422e-11 | 1.4521e-10 | -1.7703e-10 | -4.0134e-11 | 0 | 0 | 0 | 0 | 0 | 0 | 0.94966 | 0.94811 | 0.94731 | 0.94966 | 0.94811 | 0.94731 | -0.028015 | -120.129 | 119.9063 | -0.028015 | -120.129 | 119.9063
Line5_6_7 | 0 | 0 | 0 | 0 | 0 | 0 | 0 | 0 | 0 | 0 | 0 | 0 | -7.7799e-11 | -1.2211e-10 | 1.3152e-10 | 5.9536e-11 | 9.8153e-11 | -8.9304e-11 | -1.4682e-10 | 1.6959e-10 | 3.4738e-11 | 1.085e-10 | -1.3463e-10 | -3.145e-11 | 0 | 0 | 0 | 0 | 0 | 0 | 0.94966 | 0.94811 | 0.94731 | 0.94966 | 0.94811 | 0.94731 | -0.028015 | -120.129 | 119.9063 | -0.028015 | -120.129 | 119.9063
Line6_7_8 | 0 | 0 | 0 | 0 | 0 | 0 | 0 | 0 | 0 | 0 | 0 | 0 | -5.8349e-11 | -9.1582e-11 | 9.8643e-11 | 4.0086e-11 | 6.7626e-11 | -5.6423e-11 | -1.1012e-10 | 1.2719e-10 | 2.6053e-11 | 7.1794e-11 | -9.2231e-11 | -2.2765e-11 | 0 | 0 | 0 | 0 | 0 | 0 | 0.94966 | 0.94811 | 0.94731 | 0.94966 | 0.94811 | 0.94731 | -0.028015 | -120.129 | 119.9063 | -0.028015 | -120.129 | 119.9063
Line7_8_9 | 0 | 0 | 0 | 0 | 0 | 0 | 0 | 0 | 0 | 0 | 0 | 0 | -1.945e-11 | -3.0527e-11 | 3.2881e-11 | 1.1862e-12 | 6.5712e-12 | 9.3389e-12 | -3.6706e-11 | 4.2398e-11 | 8.6844e-12 | -1.6174e-12 | -7.4347e-12 | -5.3963e-12 | 0 | 0 | 0 | 0 | 0 | 0 | 0.94966 | 0.94811 | 0.94731 | 0.94966 | 0.94811 | 0.94731 | -0.028015 | -120.129 | 119.9063 | -0.028015 | -120.129 | 119.9063
Line8_8_10 | 0 | 0 | 0 | 0 | 0 | 0 | 0 | 0 | 0 | 0 | 0 | 0 | -1.945e-11 | -3.0527e-11 | 3.2881e-11 | 1.1862e-12 | 6.5712e-12 | 9.3389e-12 | -3.6706e-11 | 4.2398e-11 | 8.6844e-12 | -1.6174e-12 | -7.4347e-12 | -5.3963e-12 | 0 | 0 | 0 | 0 | 0 | 0 | 0.94966 | 0.94811 | 0.94731 | 0.94966 | 0.94811 | 0.94731 | -0.028015 | -120.129 | 119.9063 | -0.028015 | -120.129 | 119.9063
Line9_3_11 | 0 | 0 | 0 | 0 | 0 | 0 | 0 | 0 | 0 | 0 | 0 | 0 | -1.3615e-10 | -2.1369e-10 | 2.3017e-10 | 1.1789e-10 | 1.8973e-10 | -1.8795e-10 | -2.5694e-10 | 2.9679e-10 | 6.0791e-11 | 2.1862e-10 | -2.6182e-10 | -5.7503e-11 | 0 | 0 | 0 | 0 | 0 | 0 | 0.94966 | 0.94811 | 0.94731 | 0.94966 | 0.94811 | 0.94731 | -0.028015 | -120.129 | 119.9063 | -0.028015 | -120.129 | 119.9063

## LLG_min_fault_10
name | pf_ikss_a_from_ka | pf_ikss_b_from_ka | pf_ikss_c_from_ka | pf_ikss_a_to_ka | pf_ikss_b_to_ka | pf_ikss_c_to_ka | pf_skss_a_from_mw | pf_skss_b_from_mw | pf_skss_c_from_mw | pf_skss_a_to_mw | pf_skss_b_to_mw | pf_skss_c_to_mw | pf_p_a_from_mw | pf_p_b_from_mw | pf_p_c_from_mw | pf_p_a_to_mw | pf_p_b_to_mw | pf_p_c_to_mw | pf_q_a_from_mvar | pf_q_b_from_mvar | pf_q_c_from_mvar | pf_q_a_to_mvar | pf_q_b_to_mvar | pf_q_c_to_mvar | pf_ikss_a_from_degree | pf_ikss_b_from_degree | pf_ikss_c_from_degree | pf_ikss_a_to_degree | pf_ikss_b_to_degree | pf_ikss_c_to_degree | pf_vm_a_from_pu | pf_vm_b_from_pu | pf_vm_c_from_pu | pf_vm_a_to_pu | pf_vm_b_to_pu | pf_vm_c_to_pu | pf_va_a_from_degree | pf_va_b_from_degree | pf_va_c_from_degree | pf_va_a_to_degree | pf_va_b_to_degree | pf_va_c_to_degree
Line0_1_2 | 0 | 0 | 0 | 0 | 0 | 0 | 0 | 0 | 0 | 0 | 0 | 0 | -1.0474e-10 | -1.6439e-10 | 1.7706e-10 | 8.8346e-11 | 1.4289e-10 | -1.3917e-10 | -1.9766e-10 | 2.2832e-10 | 4.6766e-11 | 1.6327e-10 | -1.9694e-10 | -4.3815e-11 | 0 | 0 | 0 | 0 | 0 | 0 | 0.89968 | 0.89821 | 0.89745 | 0.89968 | 0.89821 | 0.89745 | -0.028015 | -120.129 | 119.9063 | -0.028015 | -120.129 | 119.9063
Line10_11_12 | 0 | 0 | 0 | 0 | 0 | 0 | 0 | 0 | 0 | 0 | 0 | 0 | -1.0474e-10 | -1.6439e-10 | 1.7706e-10 | 8.8346e-11 | 1.4289e-10 | -1.3917e-10 | -1.9766e-10 | 2.2832e-10 | 4.6766e-11 | 1.6327e-10 | -1.9694e-10 | -4.3815e-11 | 0 | 0 | 0 | 0 | 0 | 0 | 0.89968 | 0.89821 | 0.89745 | 0.89968 | 0.89821 | 0.89745 | -0.028015 | -120.129 | 119.9063 | -0.028015 | -120.129 | 119.9063
Line11_12_13 | 0 | 0 | 0 | 0 | 0 | 0 | 0 | 0 | 0 | 0 | 0 | 0 | -8.7282e-11 | -1.3699e-10 | 1.4755e-10 | 7.089e-11 | 1.1549e-10 | -1.0966e-10 | -1.6472e-10 | 1.9026e-10 | 3.8972e-11 | 1.3032e-10 | -1.5888e-10 | -3.602e-11 | 0 | 0 | 0 | 0 | 0 | 0 | 0.89968 | 0.89821 | 0.89745 | 0.89968 | 0.89821 | 0.89745 | -0.028015 | -120.129 | 119.9063 | -0.028015 | -120.129 | 119.9063
Line12_13_15 | 0 | 0 | 0 | 0 | 0 | 0 | 0 | 0 | 0 | 0 | 0 | 0 | -5.2369e-11 | -8.2195e-11 | 8.8532e-11 | 3.5977e-11 | 6.0695e-11 | -5.064e-11 | -9.8831e-11 | 1.1416e-10 | 2.3383e-11 | 6.4436e-11 | -8.2778e-11 | -2.0432e-11 | 0 | 0 | 0 | 0 | 0 | 0 | 0.89968 | 0.89821 | 0.89745 | 0.89968 | 0.89821 | 0.89745 | -0.028015 | -120.129 | 119.9063 | -0.028015 | -120.129 | 119.9063
Line13_13_14 | 0 | 0 | 0 | 0 | 0 | 0 | 0 | 0 | 0 | 0 | 0 | 0 | -1.7456e-11 | -2.7398e-11 | 2.9511e-11 | 1.0646e-12 | 5.8977e-12 | 8.3817e-12 | -3.2944e-11 | 3.8053e-11 | 7.7943e-12 | -1.4517e-12 | -6.6727e-12 | -4.8432e-12 | 0 | 0 | 0 | 0 | 0 | 0 | 0.89968 | 0.89821 | 0.89745 | 0.89968 | 0.89821 | 0.89745 | -0.028015 | -120.129 | 119.9063 | -0.028015 | -120.129 | 119.9063
Line14_15_16 | 0 | 0 | 0 | 0 | 0 | 0 | 0 | 0 | 0 | 0 | 0 | 0 | -3.4913e-11 | -5.4797e-11 | 5.9022e-11 | 1.8521e-11 | 3.3296e-11 | -2.1129e-11 | -6.5887e-11 | 7.6105e-11 | 1.5589e-11 | 3.1492e-11 | -4.4725e-11 | -1.2638e-11 | 0 | 0 | 0 | 0 | 0 | 0 | 0.89968 | 0.89821 | 0.89745 | 0.89968 | 0.89821 | 0.89745 | -0.028015 | -120.129 | 119.9063 | -0.028015 | -120.129 | 119.9063
Line15_16_17 | 0 | 0 | 0 | 0 | 0 | 0 | 0 | 0 | 0 | 0 | 0 | 0 | -1.7456e-11 | -2.7398e-11 | 2.9511e-11 | 1.0646e-12 | 5.8977e-12 | 8.3817e-12 | -3.2944e-11 | 3.8053e-11 | 7.7943e-12 | -1.4517e-12 | -6.6727e-12 | -4.8432e-12 | 0 | 0 | 0 | 0 | 0 | 0 | 0.89968 | 0.89821 | 0.89745 | 0.89968 | 0.89821 | 0.89745 | -0.028015 | -120.129 | 119.9063 | -0.028015 | -120.129 | 119.9063
Line16_4_18 | 0 | 0.029127 | 0.029101 | 0 | 0.029127 | 0.029101 | 0 | 0.0067265 | 0.0067206 | 0 | 0.0067265 | 0.0067206 | -2.2587e-11 | 0.0042543 | 0.0042517 | 4.9102e-12 | -0.0042418 | -0.0042343 | -9.8812e-11 | 0.0042597 | 0.0042475 | -1.5252e-12 | -0.0042418 | -0.0042343 | 0 | -165.2017 | 74.9625 | 0 | 14.7983 | -105.0375 | 0.89909 | 0.89501 | 0.89424 | 0.89851 | 0.89182 | 0.89103 | -0.028743 | -120.1652 | 119.9343 | -0.029472 | -120.2017 | 119.9625
Line17_5_19 | 0 | 0 | 0 | 0 | 0 | 0 | 0 | 0 | 0 | 0 | 0 | 0 | -1.7456e-11 | -2.7398e-11 | 2.9511e-11 | 1.0646e-12 | 5.8977e-12 | 8.3817e-12 | -3.2944e-11 | 3.8053e-11 | 7.7943e-12 | -1.4517e-12 | -6.6727e-12 | -4.8432e-12 | 0 | 0 | 0 | 0 | 0 | 0 | 0.89968 | 0.89821 | 0.89745 | 0.89968 | 0.89821 | 0.89745 | -0.028015 | -120.129 | 119.9063 | -0.028015 | -120.129 | 119.9063
Line1_1_3 | 0 | 0 | 0 | 0 | 0 | 0 | 0 | 0 | 0 | 0 | 0 | 0 | -1.3965e-10 | -2.1919e-10 | 2.3609e-10 | 1.2326e-10 | 1.9769e-10 | -1.9819e-10 | -2.6355e-10 | 3.0442e-10 | 6.2355e-11 | 2.2915e-10 | -2.7304e-10 | -5.9403e-11 | 0 | 0 | 0 | 0 | 0 | 0 | 0.89968 | 0.89821 | 0.89745 | 0.89968 | 0.89821 | 0.89745 | -0.028015 | -120.129 | 119.9063 | -0.028015 | -120.129 | 119.9063
Line2_1_4 | 0 | 0.029127 | 0.029101 | 0 | 0.029127 | 0.029101 | 0 | 0.0067265 | 0.0067206 | 0 | 0.0067265 | 0.0067206 | -4.2414e-11 | 0.0042668 | 0.004269 | 2.5576e-11 | -0.0042543 | -0.0042517 | -1.5379e-10 | 0.0042776 | 0.0042606 | 9.7324e-11 | -0.0042597 | -0.0042475 | 0 | -165.2017 | 74.9625 | 0 | 14.7983 | -105.0375 | 0.89968 | 0.89821 | 0.89745 | 0.89909 | 0.89501 | 0.89424 | -0.028015 | -120.129 | 119.9063 | -0.028743 | -120.1652 | 119.9343
Line3_1_5 | 0 | 0 | 0 | 0 | 0 | 0 | 0 | 0 | 0 | 0 | 0 | 0 | -3.4913e-11 | -5.4797e-11 | 5.9022e-11 | 1.8521e-11 | 3.3296e-11 | -2.1129e-11 | -6.5887e-11 | 7.6105e-11 | 1.5589e-11 | 3.1492e-11 | -4.4725e-11 | -1.2638e-11 | 0 | 0 | 0 | 0 | 0 | 0 | 0.89968 | 0.89821 | 0.89745 | 0.89968 | 0.89821 | 0.89745 | -0.028015 | -120.129 | 119.9063 | -0.028015 | -120.129 | 119.9063
Line4_2_6 | 0 | 0 | 0 | 0 | 0 | 0 | 0 | 0 | 0 | 0 | 0 | 0 | -8.7282e-11 | -1.3699e-10 | 1.4755e-10 | 7.089e-11 | 1.1549e-10 | -1.0966e-10 | -1.6472e-10 | 1.9026e-10 | 3.8972e-11 | 1.3032e-10 | -1.5888e-10 | -3.602e-11 | 0 | 0 | 0 | 0 | 0 | 0 | 0.89968 | 0.89821 | 0.89745 | 0.89968 | 0.89821 | 0.89745 | -0.028015 | -120.129 | 119.9063 | -0.028015 | -120.129 | 119.9063
Line5_6_7 | 0 | 0 | 0 | 0 | 0 | 0 | 0 | 0 | 0 | 0 | 0 | 0 | -6.9825e-11 | -1.0959e-10 | 1.1804e-10 | 5.3434e-11 | 8.8093e-11 | -8.0151e-11 | -1.3177e-10 | 1.5221e-10 | 3.1177e-11 | 9.7379e-11 | -1.2083e-10 | -2.8226e-11 | 0 | 0 | 0 | 0 | 0 | 0 | 0.89968 | 0.89821 | 0.89745 | 0.89968 | 0.89821 | 0.89745 | -0.028015 | -120.129 | 119.9063 | -0.028015 | -120.129 | 119.9063
Line6_7_8 | 0 | 0 | 0 | 0 | 0 | 0 | 0 | 0 | 0 | 0 | 0 | 0 | -5.2369e-11 | -8.2195e-11 | 8.8532e-11 | 3.5977e-11 | 6.0695e-11 | -5.064e-11 | -9.8831e-11 | 1.1416e-10 | 2.3383e-11 | 6.4436e-11 | -8.2778e-11 | -2.0432e-11 | 0 | 0 | 0 | 0 | 0 | 0 | 0.89968 | 0.89821 | 0.89745 | 0.89968 | 0.89821 | 0.89745 | -0.028015 | -120.129 | 119.9063 | -0.028015 | -120.129 | 119.9063
Line7_8_9 | 0 | 0 | 0 | 0 | 0 | 0 | 0 | 0 | 0 | 0 | 0 | 0 | -1.7456e-11 | -2.7398e-11 | 2.9511e-11 | 1.0646e-12 | 5.8977e-12 | 8.3817e-12 | -3.2944e-11 | 3.8053e-11 | 7.7943e-12 | -1.4517e-12 | -6.6727e-12 | -4.8432e-12 | 0 | 0 | 0 | 0 | 0 | 0 | 0.89968 | 0.89821 | 0.89745 | 0.89968 | 0.89821 | 0.89745 | -0.028015 | -120.129 | 119.9063 | -0.028015 | -120.129 | 119.9063
Line8_8_10 | 0 | 0 | 0 | 0 | 0 | 0 | 0 | 0 | 0 | 0 | 0 | 0 | -1.7456e-11 | -2.7398e-11 | 2.9511e-11 | 1.0646e-12 | 5.8977e-12 | 8.3817e-12 | -3.2944e-11 | 3.8053e-11 | 7.7943e-12 | -1.4517e-12 | -6.6727e-12 | -4.8432e-12 | 0 | 0 | 0 | 0 | 0 | 0 | 0.89968 | 0.89821 | 0.89745 | 0.89968 | 0.89821 | 0.89745 | -0.028015 | -120.129 | 119.9063 | -0.028015 | -120.129 | 119.9063
Line9_3_11 | 0 | 0 | 0 | 0 | 0 | 0 | 0 | 0 | 0 | 0 | 0 | 0 | -1.2219e-10 | -1.9179e-10 | 2.0658e-10 | 1.058e-10 | 1.7029e-10 | -1.6868e-10 | -2.3061e-10 | 2.6637e-10 | 5.456e-11 | 1.9621e-10 | -2.3499e-10 | -5.1609e-11 | 0 | 0 | 0 | 0 | 0 | 0 | 0.89968 | 0.89821 | 0.89745 | 0.89968 | 0.89821 | 0.89745 | -0.028015 | -120.129 | 119.9063 | -0.028015 | -120.129 | 119.9063