## LLL_max_6
name | pf_ikss_from_ka | pf_ikss_to_ka | pf_ip_from_ka | pf_ip_to_ka | pf_skss_from_mw | pf_skss_to_mw | pf_p_from_mw | pf_p_to_mw | pf_q_from_mvar | pf_q_to_mvar | pf_ikss_from_degree | pf_ikss_to_degree | pf_vm_from_pu | pf_vm_to_pu | pf_va_from_degree | pf_va_to_degree
Line0_1_2 | 0.17321 | 0.17321 | 0 | 0 | 0.12 | 0.12 | -0.00051999 | 0.00142 | -0.0062182 | 0.0080182 | 95.7106 | -84.2894 | 0.052 | 0.067858 | 0.93044 | -4.3321
Line10_11_12 | 0.17321 | 0.17321 | 0 | 0 | 0.12 | 0.12 | -0.00232 | 0.00322 | -0.0098182 | 0.011618 | 95.7106 | -84.2894 | 0.084072 | 0.10047 | -7.5842 | -9.7801
Line11_12_13 | 0.17321 | 0.17321 | 0 | 0 | 0.12 | 0.12 | -0.00322 | 0.00412 | -0.011618 | 0.013418 | 95.7106 | -84.2894 | 0.10047 | 0.11697 | -9.7801 | -11.3582
Line12_13_15 | 0 | 0 | 0 | 0 | 0 | 0 | 0 | 0 | 0 | 0 | 0 | 0 | 0.11697 | 0.11697 | -11.3582 | -11.3582
Line13_13_14 | 0.17321 | 0.17321 | 0 | 0 | 0.12 | 0.12 | -0.00412 | 0.00502 | -0.013418 | 0.015218 | 95.7106 | -84.2894 | 0.11697 | 0.13354 | -11.3582 | -12.5454
Line14_15_16 | 0 | 0 | 0 | 0 | 0 | 0 | 0 | 0 | 0 | 0 | 0 | 0 | 0.11697 | 0.11697 | -11.3582 | -11.3582
Line15_16_17 | 0 | 0 | 0 | 0 | 0 | 0 | 0 | 0 | 0 | 0 | 0 | 0 | 0.11697 | 0.11697 | -11.3582 | -11.3582
Line16_4_18 | 0 | 0 | 0 | 0 | 0 | 0 | 0 | 0 | 0 | 0 | 0 | 0 | 0.067858 | 0.067858 | -4.3321 | -4.3321
Line17_5_19 | 0 | 0 | 0 | 0 | 0 | 0 | 0 | 0 | 0 | 0 | 0 | 0 | 0.052 | 0.052 | 0.93044 | 0.93044
Line1_1_3 | 0.17321 | 0.17321 | 0 | 0 | 0.12 | 0.12 | -0.00052 | 0.00142 | -0.0062182 | 0.0080182 | 95.7106 | -84.2894 | 0.052 | 0.067858 | 0.93044 | -4.3321
Line2_1_4 | 0.17321 | 0.17321 | 0 | 0 | 0.12 | 0.12 | -0.00051999 | 0.00142 | -0.0062182 | 0.0080182 | 95.7106 | -84.2894 | 0.052 | 0.067858 | 0.93044 | -4.3321
Line3_1_5 | 0 | 0 | 0 | 0 | 0 | 0 | 0 | 0 | 0 | 0 | 0 | 0 | 0.052 | 0.052 | 0.93044 | 0.93044
Line4_2_6 | 0.17321 | 0.17321 | 0 | 0 | 0.12 | 0.12 | -0.00142 | 0.00232 | -0.0080182 | 0.0098182 | 95.7106 | -84.2894 | 0.067858 | 0.084072 | -4.3321 | -7.5842
Line5_6_7 | 0.17321 | 0.17321 | 0 | 0 | 0.12 | 0.12 | -0.00232 | 0.00322 | -0.0098182 | 0.011618 | 95.7106 | -84.2894 | 0.084072 | 0.10047 | -7.5842 | -9.7801
Line6_7_8 | 0 | 0 | 0 | 0 | 0 | 0 | 0 | 0 | 0 | 0 | 0 | 0 | 0.10047 | 0.10047 | -9.7801 | -9.7801
Line7_8_9 | 0 | 0 | 0 | 0 | 0 | 0 | 0 | 0 | 0 | 0 | 0 | 0 | 0.10047 | 0.10047 | -9.7801 | -9.7801
Line8_8_10 | 0 | 0 | 0 | 0 | 0 | 0 | 0 | 0 | 0 | 0 | 0 | 0 | 0.10047 | 0.10047 | -9.7801 | -9.7801
Line9_3_11 | 0.17321 | 0.17321 | 0 | 0 | 0.12 | 0.12 | -0.00142 | 0.00232 | -0.0080182 | 0.0098182 | 95.7106 | -84.2894 | 0.067858 | 0.084072 | -4.3321 | -7.5842

## LLL_max_10
name | pf_ikss_from_ka | pf_ikss_to_ka | pf_ip_from_ka | pf_ip_to_ka | pf_skss_from_mw | pf_skss_to_mw | pf_p_from_mw | pf_p_to_mw | pf_q_from_mvar | pf_q_to_mvar | pf_ikss_from_degree | pf_ikss_to_degree | pf_vm_from_pu | pf_vm_to_pu | pf_va_from_degree | pf_va_to_degree
Line0_1_2 | 0.17321 | 0.17321 | 0 | 0 | 0.12 | 0.12 | -0.00054476 | 0.0014448 | -0.0065143 | 0.0083143 | 95.7106 | -84.2894 | 0.054476 | 0.070324 | 0.93044 | -4.147
Line10_11_12 | 0.17321 | 0.17321 | 0 | 0 | 0.12 | 0.12 | -0.0023448 | 0.0032448 | -0.010114 | 0.011914 | 95.7106 | -84.2894 | 0.086521 | 0.1029 | -7.3414 | -9.5239
Line11_12_13 | 0.17321 | 0.17321 | 0 | 0 | 0.12 | 0.12 | -0.0032448 | 0.0041448 | -0.011914 | 0.013714 | 95.7106 | -84.2894 | 0.1029 | 0.11939 | -9.5239 | -11.1053
Line12_13_15 | 0 | 0 | 0 | 0 | 0 | 0 | 0 | 0 | 0 | 0 | 0 | 0 | 0.11939 | 0.11939 | -11.1053 | -11.1053
Line13_13_14 | 0.17321 | 0.17321 | 0 | 0 | 0.12 | 0.12 | -0.0041447 | 0.0050447 | -0.013714 | 0.015514 | 95.7106 | -84.2894 | 0.11939 | 0.13595 | -11.1053 | -12.3022
Line14_15_16 | 0 | 0 | 0 | 0 | 0 | 0 | 0 | 0 | 0 | 0 | 0 | 0 | 0.11939 | 0.11939 | -11.1053 | -11.1053
Line15_16_17 | 0 | 0 | 0 | 0 | 0 | 0 | 0 | 0 | 0 | 0 | 0 | 0 | 0.11939 | 0.11939 | -11.1053 | -11.1053
Line16_4_18 | 0 | 0 | 0 | 0 | 0 | 0 | 0 | 0 | 0 | 0 | 0 | 0 | 0.070324 | 0.070324 | -4.147 | -4.147
Line17_5_19 | 0 | 0 | 0 | 0 | 0 | 0 | 0 | 0 | 0 | 0 | 0 | 0 | 0.054476 | 0.054476 | 0.93044 | 0.93044
Line1_1_3 | 0.17321 | 0.17321 | 0 | 0 | 0.12 | 0.12 | -0.00054476 | 0.0014448 | -0.0065143 | 0.0083143 | 95.7106 | -84.2894 | 0.054476 | 0.070324 | 0.93044 | -4.147
Line2_1_4 | 0.17321 | 0.17321 | 0 | 0 | 0.12 | 0.12 | -0.00054475 | 0.0014448 | -0.0065143 | 0.0083143 | 95.7106 | -84.2894 | 0.054476 | 0.070324 | 0.93044 | -4.147
Line3_1_5 | 0 | 0 | 0 | 0 | 0 | 0 | 0 | 0 | 0 | 0 | 0 | 0 | 0.054476 | 0.054476 | 0.93044 | 0.93044
Line4_2_6 | 0.17321 | 0.17321 | 0 | 0 | 0.12 | 0.12 | -0.0014448 | 0.0023448 | -0.0083143 | 0.010114 | 95.7106 | -84.2894 | 0.070324 | 0.086521 | -4.147 | -7.3414
Line5_6_7 | 0.17321 | 0.17321 | 0 | 0 | 0.12 | 0.12 | -0.0023448 | 0.0032448 | -0.010114 | 0.011914 | 95.7106 | -84.2894 | 0.086521 | 0.1029 | -7.3414 | -9.5239
Line6_7_8 | 0 | 0 | 0 | 0 | 0 | 0 | 0 | 0 | 0 | 0 | 0 | 0 | 0.1029 | 0.1029 | -9.5239 | -9.5239
Line7_8_9 | 0 | 0 | 0 | 0 | 0 | 0 | 0 | 0 | 0 | 0 | 0 | 0 | 0.1029 | 0.1029 | -9.5239 | -9.5239
Line8_8_10 | 0 | 0 | 0 | 0 | 0 | 0 | 0 | 0 | 0 | 0 | 0 | 0 | 0.1029 | 0.1029 | -9.5239 | -9.5239
Line9_3_11 | 0.17321 | 0.17321 | 0 | 0 | 0.12 | 0.12 | -0.0014448 | 0.0023448 | -0.0083143 | 0.010114 | 95.7106 | -84.2894 | 0.070324 | 0.086521 | -4.147 | -7.3414

## LLL_max_fault_6
name | pf_ikss_from_ka | pf_ikss_to_ka | pf_ip_from_ka | pf_ip_to_ka | pf_skss_from_mw | pf_skss_to_mw | pf_p_from_mw | pf_p_to_mw | pf_q_from_mvar | pf_q_to_mvar | pf_ikss_from_degree | pf_ikss_to_degree | pf_vm_from_pu | pf_vm_to_pu | pf_va_from_degree | pf_va_to_degree
Line0_1_2 | 0.1732 | 0.1732 | 0 | 0 | 0.12 | 0.12 | -0.014765 | 0.015665 | -0.13591 | 0.13771 | 95.7106 | -84.2894 | 1.1392 | 1.155 | -0.48977 | -0.77928
Line10_11_12 | 0.1732 | 0.1732 | 0 | 0 | 0.12 | 0.12 | -0.016565 | 0.017465 | -0.13951 | 0.14131 | 95.7106 | -84.2894 | 1.1707 | 1.1865 | -1.061 | -1.3352
Line11_12_13 | 0.1732 | 0.1732 | 0 | 0 | 0.12 | 0.12 | -0.017465 | 0.018365 | -0.14131 | 0.14311 | 95.7106 | -84.2894 | 1.1865 | 1.2024 | -1.3352 | -1.6023
Line12_13_15 | 0 | 0 | 0 | 0 | 0 | 0 | 0 | 0 | 0 | 0 | 0 | 0 | 1.2024 | 1.2024 | -1.6023 | -1.6023
Line13_13_14 | 0.1732 | 0.1732 | 0 | 0 | 0.12 | 0.12 | -0.018365 | 0.019265 | -0.14311 | 0.14491 | 95.7106 | -84.2894 | 1.2024 | 1.2182 | -1.6023 | -1.8623
Line14_15_16 | 0 | 0 | 0 | 0 | 0 | 0 | 0 | 0 | 0 | 0 | 0 | 0 | 1.2024 | 1.2024 | -1.6023 | -1.6023
Line15_16_17 | 0 | 0 | 0 | 0 | 0 | 0 | 0 | 0 | 0 | 0 | 0 | 0 | 1.2024 | 1.2024 | -1.6023 | -1.6023
Line16_4_18 | 0 | 0 | 0 | 0 | 0 | 0 | 0 | 0 | 0 | 0 | 0 | 0 | 1.155 | 1.155 | -0.77928 | -0.77928
Line17_5_19 | 0 | 0 | 0 | 0 | 0 | 0 | 0 | 0 | 0 | 0 | 0 | 0 | 1.1392 | 1.1392 | -0.48977 | -0.48977
Line1_1_3 | 0.1732 | 0.1732 | 0 | 0 | 0.12 | 0.12 | -0.014765 | 0.015665 | -0.13591 | 0.13771 | 95.7106 | -84.2894 | 1.1392 | 1.155 | -0.48977 | -0.77928
Line2_1_4 | 0.1732 | 0.1732 | 0 | 0 | 0.12 | 0.12 | -0.014765 | 0.015665 | -0.13591 | 0.13771 | 95.7106 | -84.2894 | 1.1392 | 1.155 | -0.48977 | -0.77928
Line3_1_5 | 0 | 0 | 0 | 0 | 0 | 0 | 0 | 0 | 0 | 0 | 0 | 0 | 1.1392 | 1.1392 | -0.48977 | -0.48977
Line4_2_6 | 0.1732 | 0.1732 | 0 | 0 | 0.12 | 0.12 | -0.015665 | 0.016565 | -0.13771 | 0.13951 | 95.7106 | -84.2894 | 1.155 | 1.1707 | -0.77928 | -1.061
Line5_6_7 | 0.1732 | 0.1732 | 0 | 0 | 0.12 | 0.12 | -0.016565 | 0.017465 | -0.13951 | 0.14131 | 95.7106 | -84.2894 | 1.1707 | 1.1865 | -1.061 | -1.3352
Line6_7_8 | 0 | 0 | 0 | 0 | 0 | 0 | 0 | 0 | 0 | 0 | 0 | 0 | 1.1865 | 1.1865 | -1.3352 | -1.3352
Line7_8_9 | 0 | 0 | 0 | 0 | 0 | 0 | 0 | 0 | 0 | 0 | 0 | 0 | 1.1865 | 1.1865 | -1.3352 | -1.3352
Line8_8_10 | 0 | 0 | 0 | 0 | 0 | 0 | 0 | 0 | 0 | 0 | 0 | 0 | 1.1865 | 1.1865 | -1.3352 | -1.3352
Line9_3_11 | 0.1732 | 0.1732 | 0 | 0 | 0.12 | 0.12 | -0.015665 | 0.016565 | -0.13771 | 0.13951 | 95.7106 | -84.2894 | 1.155 | 1.1707 | -0.77928 | -1.061

## LLL_max_fault_10
name | pf_ikss_from_ka | pf_ikss_to_ka | pf_ip_from_ka | pf_ip_to_ka | pf_skss_from_mw | pf_skss_to_mw | pf_p_from_mw | pf_p_to_mw | pf_q_from_mvar | pf_q_to_mvar | pf_ikss_from_degree | pf_ikss_to_degree | pf_vm_from_pu | pf_vm_to_pu | pf_va_from_degree | pf_va_to_degree
Line0_1_2 | 0.1732 | 0.1732 | 0 | 0 | 0.12 | 0.12 | -0.01479 | 0.01569 | -0.1362 | 0.138 | 95.7106 | -84.2894 | 1.1417 | 1.1574 | -0.48669 | -0.77562
Line10_11_12 | 0.1732 | 0.1732 | 0 | 0 | 0.12 | 0.12 | -0.01659 | 0.01749 | -0.1398 | 0.1416 | 95.7106 | -84.2894 | 1.1732 | 1.189 | -1.0568 | -1.3305
Line11_12_13 | 0.1732 | 0.1732 | 0 | 0 | 0.12 | 0.12 | -0.01749 | 0.01839 | -0.1416 | 0.1434 | 95.7106 | -84.2894 | 1.189 | 1.2048 | -1.3305 | -1.5971
Line12_13_15 | 0 | 0 | 0 | 0 | 0 | 0 | 0 | 0 | 0 | 0 | 0 | 0 | 1.2048 | 1.2048 | -1.5971 | -1.5971
Line13_13_14 | 0.1732 | 0.1732 | 0 | 0 | 0.12 | 0.12 | -0.01839 | 0.01929 | -0.1434 | 0.1452 | 95.7106 | -84.2894 | 1.2048 | 1.2207 | -1.5971 | -1.8567
Line14_15_16 | 0 | 0 | 0 | 0 | 0 | 0 | 0 | 0 | 0 | 0 | 0 | 0 | 1.2048 | 1.2048 | -1.5971 | -1.5971
Line15_16_17 | 0 | 0 | 0 | 0 | 0 | 0 | 0 | 0 | 0 | 0 | 0 | 0 | 1.2048 | 1.2048 | -1.5971 | -1.5971
Line16_4_18 | 0 | 0 | 0 | 0 | 0 | 0 | 0 | 0 | 0 | 0 | 0 | 0 | 1.1574 | 1.1574 | -0.77562 | -0.77562
Line17_5_19 | 0 | 0 | 0 | 0 | 0 | 0 | 0 | 0 | 0 | 0 | 0 | 0 | 1.1417 | 1.1417 | -0.48669 | -0.48669
Line1_1_3 | 0.1732 | 0.1732 | 0 | 0 | 0.12 | 0.12 | -0.01479 | 0.01569 | -0.1362 | 0.138 | 95.7106 | -84.2894 | 1.1417 | 1.1574 | -0.48669 | -0.77562
Line2_1_4 | 0.1732 | 0.1732 | 0 | 0 | 0.12 | 0.12 | -0.01479 | 0.01569 | -0.1362 | 0.138 | 95.7106 | -84.2894 | 1.1417 | 1.1574 | -0.48669 | -0.77562
Line3_1_5 | 0 | 0 | 0 | 0 | 0 | 0 | 0 | 0 | 0 | 0 | 0 | 0 | 1.1417 | 1.1417 | -0.48669 | -0.48669
Line4_2_6 | 0.1732 | 0.1732 | 0 | 0 | 0.12 | 0.12 | -0.01569 | 0.01659 | -0.138 | 0.1398 | 95.7106 | -84.2894 | 1.1574 | 1.1732 | -0.77562 | -1.0568
Line5_6_7 | 0.1732 | 0.1732 | 0 | 0 | 0.12 | 0.12 | -0.01659 | 0.01749 | -0.1398 | 0.1416 | 95.7106 | -84.2894 | 1.1732 | 1.189 | -1.0568 | -1.3305
Line6_7_8 | 0 | 0 | 0 | 0 | 0 | 0 | 0 | 0 | 0 | 0 | 0 | 0 | 1.189 | 1.189 | -1.3305 | -1.3305
Line7_8_9 | 0 | 0 | 0 | 0 | 0 | 0 | 0 | 0 | 0 | 0 | 0 | 0 | 1.189 | 1.189 | -1.3305 | -1.3305
Line8_8_10 | 0 | 0 | 0 | 0 | 0 | 0 | 0 | 0 | 0 | 0 | 0 | 0 | 1.189 | 1.189 | -1.3305 | -1.3305
Line9_3_11 | 0.1732 | 0.1732 | 0 | 0 | 0.12 | 0.12 | -0.01569 | 0.01659 | -0.138 | 0.1398 | 95.7106 | -84.2894 | 1.1574 | 1.1732 | -0.77562 | -1.0568

## LLL_min_6
name | pf_ikss_from_ka | pf_ikss_to_ka | pf_ip_from_ka | pf_ip_to_ka | pf_skss_from_mw | pf_skss_to_mw | pf_p_from_mw | pf_p_to_mw | pf_q_from_mvar | pf_q_to_mvar | pf_ikss_from_degree | pf_ikss_to_degree | pf_vm_from_pu | pf_vm_to_pu | pf_va_from_degree | pf_va_to_degree
Line0_1_2 | 0 | 0 | 0 | 0 | 0 | 0 | 0 | 0 | 0 | 0 | 0 | 0 | 0 | 0 | 0 | 0
Line10_11_12 | 0 | 0 | 0 | 0 | 0 | 0 | 0 | 0 | 0 | 0 | 0 | 0 | 0 | 0 | 0 | 0
Line11_12_13 | 0 | 0 | 0 | 0 | 0 | 0 | 0 | 0 | 0 | 0 | 0 | 0 | 0 | 0 | 0 | 0
Line12_13_15 | 0 | 0 | 0 | 0 | 0 | 0 | 0 | 0 | 0 | 0 | 0 | 0 | 0 | 0 | 0 | 0
Line13_13_14 | 0 | 0 | 0 | 0 | 0 | 0 | 0 | 0 | 0 | 0 | 0 | 0 | 0 | 0 | 0 | 0
Line14_15_16 | 0 | 0 | 0 | 0 | 0 | 0 | 0 | 0 | 0 | 0 | 0 | 0 | 0 | 0 | 0 | 0
Line15_16_17 | 0 | 0 | 0 | 0 | 0 | 0 | 0 | 0 | 0 | 0 | 0 | 0 | 0 | 0 | 0 | 0
Line16_4_18 | 0 | 0 | 0 | 0 | 0 | 0 | 0 | 0 | 0 | 0 | 0 | 0 | 0 | 0 | 0 | 0
Line17_5_19 | 0 | 0 | 0 | 0 | 0 | 0 | 0 | 0 | 0 | 0 | 0 | 0 | 0 | 0 | 0 | 0
Line1_1_3 | 0 | 0 | 0 | 0 | 0 | 0 | 0 | 0 | 0 | 0 | 0 | 0 | 0 | 0 | 0 | 0
Line2_1_4 | 0 | 0 | 0 | 0 | 0 | 0 | 0 | 0 | 0 | 0 | 0 | 0 | 0 | 0 | 0 | 0
Line3_1_5 | 0 | 0 | 0 | 0 | 0 | 0 | 0 | 0 | 0 | 0 | 0 | 0 | 0 | 0 | 0 | 0
Line4_2_6 | 0 | 0 | 0 | 0 | 0 | 0 | 0 | 0 | 0 | 0 | 0 | 0 | 0 | 0 | 0 | 0
Line5_6_7 | 0 | 0 | 0 | 0 | 0 | 0 | 0 | 0 | 0 | 0 | 0 | 0 | 0 | 0 | 0 | 0
Line6_7_8 | 0 | 0 | 0 | 0 | 0 | 0 | 0 | 0 | 0 | 0 | 0 | 0 | 0 | 0 | 0 | 0
Line7_8_9 | 0 | 0 | 0 | 0 | 0 | 0 | 0 | 0 | 0 | 0 | 0 | 0 | 0 | 0 | 0 | 0
Line8_8_10 | 0 | 0 | 0 | 0 | 0 | 0 | 0 | 0 | 0 | 0 | 0 | 0 | 0 | 0 | 0 | 0
Line9_3_11 | 0 | 0 | 0 | 0 | 0 | 0 | 0 | 0 | 0 | 0 | 0 | 0 | 0 | 0 | 0 | 0

## LLL_min_10
name | pf_ikss_from_ka | pf_ikss_to_ka | pf_ip_from_ka | pf_ip_to_ka | pf_skss_from_mw | pf_skss_to_mw | pf_p_from_mw | pf_p_to_mw | pf_q_from_mvar | pf_q_to_mvar | pf_ikss_from_degree | pf_ikss_to_degree | pf_vm_from_pu | pf_vm_to_pu | pf_va_from_degree | pf_va_to_degree
Line0_1_2 | 0 | 0 | 0 | 0 | 0 | 0 | 0 | 0 | 0 | 0 | 0 | 0 | 0 | 0 | 0 | 0
Line10_11_12 | 0 | 0 | 0 | 0 | 0 | 0 | 0 | 0 | 0 | 0 | 0 | 0 | 0 | 0 | 0 | 0
Line11_12_13 | 0 | 0 | 0 | 0 | 0 | 0 | 0 | 0 | 0 | 0 | 0 | 0 | 0 | 0 | 0 | 0
Line12_13_15 | 0 | 0 | 0 | 0 | 0 | 0 | 0 | 0 | 0 | 0 | 0 | 0 | 0 | 0 | 0 | 0
Line13_13_14 | 0 | 0 | 0 | 0 | 0 | 0 | 0 | 0 | 0 | 0 | 0 | 0 | 0 | 0 | 0 | 0
Line14_15_16 | 0 | 0 | 0 | 0 | 0 | 0 | 0 | 0 | 0 | 0 | 0 | 0 | 0 | 0 | 0 | 0
Line15_16_17 | 0 | 0 | 0 | 0 | 0 | 0 | 0 | 0 | 0 | 0 | 0 | 0 | 0 | 0 | 0 | 0
Line16_4_18 | 0 | 0 | 0 | 0 | 0 | 0 | 0 | 0 | 0 | 0 | 0 | 0 | 0 | 0 | 0 | 0
Line17_5_19 | 0 | 0 | 0 | 0 | 0 | 0 | 0 | 0 | 0 | 0 | 0 | 0 | 0 | 0 | 0 | 0
Line1_1_3 | 0 | 0 | 0 | 0 | 0 | 0 | 0 | 0 | 0 | 0 | 0 | 0 | 0 | 0 | 0 | 0
Line2_1_4 | 0 | 0 | 0 | 0 | 0 | 0 | 0 | 0 | 0 | 0 | 0 | 0 | 0 | 0 | 0 | 0
Line3_1_5 | 0 | 0 | 0 | 0 | 0 | 0 | 0 | 0 | 0 | 0 | 0 | 0 | 0 | 0 | 0 | 0
Line4_2_6 | 0 | 0 | 0 | 0 | 0 | 0 | 0 | 0 | 0 | 0 | 0 | 0 | 0 | 0 | 0 | 0
Line5_6_7 | 0 | 0 | 0 | 0 | 0 | 0 | 0 | 0 | 0 | 0 | 0 | 0 | 0 | 0 | 0 | 0
Line6_7_8 | 0 | 0 | 0 | 0 | 0 | 0 | 0 | 0 | 0 | 0 | 0 | 0 | 0 | 0 | 0 | 0
Line7_8_9 | 0 | 0 | 0 | 0 | 0 | 0 | 0 | 0 | 0 | 0 | 0 | 0 | 0 | 0 | 0 | 0
Line8_8_10 | 0 | 0 | 0 | 0 | 0 | 0 | 0 | 0 | 0 | 0 | 0 | 0 | 0 | 0 | 0 | 0
Line9_3_11 | 0 | 0 | 0 | 0 | 0 | 0 | 0 | 0 | 0 | 0 | 0 | 0 | 0 | 0 | 0 | 0

## LLL_min_fault_6
name | pf_ikss_from_ka | pf_ikss_to_ka | pf_ip_from_ka | pf_ip_to_ka | pf_skss_from_mw | pf_skss_to_mw | pf_p_from_mw | pf_p_to_mw | pf_q_from_mvar | pf_q_to_mvar | pf_ikss_from_degree | pf_ikss_to_degree | pf_vm_from_pu | pf_vm_to_pu | pf_va_from_degree | pf_va_to_degree
Line0_1_2 | 0 | 0 | 0 | 0 | 0 | 0 | 0 | 0 | 0 | 0 | 0 | 0 | 0.98644 | 0.98644 | -0.6327 | -0.6327
Line10_11_12 | 0 | 0 | 0 | 0 | 0 | 0 | 0 | 0 | 0 | 0 | 0 | 0 | 0.98644 | 0.98644 | -0.6327 | -0.6327
Line11_12_13 | 0 | 0 | 0 | 0 | 0 | 0 | 0 | 0 | 0 | 0 | 0 | 0 | 0.98644 | 0.98644 | -0.6327 | -0.6327
Line12_13_15 | 0 | 0 | 0 | 0 | 0 | 0 | 0 | 0 | 0 | 0 | 0 | 0 | 0.98644 | 0.98644 | -0.6327 | -0.6327
Line13_13_14 | 0 | 0 | 0 | 0 | 0 | 0 | 0 | 0 | 0 | 0 | 0 | 0 | 0.98644 | 0.98644 | -0.6327 | -0.6327
Line14_15_16 | 0 | 0 | 0 | 0 | 0 | 0 | 0 | 0 | 0 | 0 | 0 | 0 | 0.98644 | 0.98644 | -0.6327 | -0.6327
Line15_16_17 | 0 | 0 | 0 | 0 | 0 | 0 | 0 | 0 | 0 | 0 | 0 | 0 | 0.98644 | 0.98644 | -0.6327 | -0.6327
Line16_4_18 | 0 | 0 | 0 | 0 | 0 | 0 | 0 | 0 | 0 | 0 | 0 | 0 | 0.98644 | 0.98644 | -0.6327 | -0.6327
Line17_5_19 | 0 | 0 | 0 | 0 | 0 | 0 | 0 | 0 | 0 | 0 | 0 | 0 | 0.98644 | 0.98644 | -0.6327 | -0.6327
Line1_1_3 | 0 | 0 | 0 | 0 | 0 | 0 | 0 | 0 | 0 | 0 | 0 | 0 | 0.98644 | 0.98644 | -0.6327 | -0.6327
Line2_1_4 | 0 | 0 | 0 | 0 | 0 | 0 | 0 | 0 | 0 | 0 | 0 | 0 | 0.98644 | 0.98644 | -0.6327 | -0.6327
Line3_1_5 | 0 | 0 | 0 | 0 | 0 | 0 | 0 | 0 | 0 | 0 | 0 | 0 | 0.98644 | 0.98644 | -0.6327 | -0.6327
Line4_2_6 | 0 | 0 | 0 | 0 | 0 | 0 | 0 | 0 | 0 | 0 | 0 | 0 | 0.98644 | 0.98644 | -0.6327 | -0.6327
Line5_6_7 | 0 | 0 | 0 | 0 | 0 | 0 | 0 | 0 | 0 | 0 | 0 | 0 | 0.98644 | 0.98644 | -0.6327 | -0.6327
Line6_7_8 | 0 | 0 | 0 | 0 | 0 | 0 | 0 | 0 | 0 | 0 | 0 | 0 | 0.98644 | 0.98644 | -0.6327 | -0.6327
Line7_8_9 | 0 | 0 | 0 | 0 | 0 | 0 | 0 | 0 | 0 | 0 | 0 | 0 | 0.98644 | 0.98644 | -0.6327 | -0.6327
Line8_8_10 | 0 | 0 | 0 | 0 | 0 | 0 | 0 | 0 | 0 | 0 | 0 | 0 | 0.98644 | 0.98644 | -0.6327 | -0.6327
Line9_3_11 | 0 | 0 | 0 | 0 | 0 | 0 | 0 | 0 | 0 | 0 | 0 | 0 | 0.98644 | 0.98644 | -0.6327 | -0.6327

## LLL_min_fault_10
name | pf_ikss_from_ka | pf_ikss_to_ka | pf_ip_from_ka | pf_ip_to_ka | pf_skss_from_mw | pf_skss_to_mw | pf_p_from_mw | pf_p_to_mw | pf_q_from_mvar | pf_q_to_mvar | pf_ikss_from_degree | pf_ikss_to_degree | pf_vm_from_pu | pf_vm_to_pu | pf_va_from_degree | pf_va_to_degree
Line0_1_2 | 0 | 0 | 0 | 0 | 0 | 0 | 0 | 0 | 0 | 0 | 0 | 0 | 0.98644 | 0.98644 | -0.6327 | -0.6327
Line10_11_12 | 0 | 0 | 0 | 0 | 0 | 0 | 0 | 0 | 0 | 0 | 0 | 0 | 0.98644 | 0.98644 | -0.6327 | -0.6327
Line11_12_13 | 0 | 0 | 0 | 0 | 0 | 0 | 0 | 0 | 0 | 0 | 0 | 0 | 0.98644 | 0.98644 | -0.6327 | -0.6327
Line12_13_15 | 0 | 0 | 0 | 0 | 0 | 0 | 0 | 0 | 0 | 0 | 0 | 0 | 0.98644 | 0.98644 | -0.6327 | -0.6327
Line13_13_14 | 0 | 0 | 0 | 0 | 0 | 0 | 0 | 0 | 0 | 0 | 0 | 0 | 0.98644 | 0.98644 | -0.6327 | -0.6327
Line14_15_16 | 0 | 0 | 0 | 0 | 0 | 0 | 0 | 0 | 0 | 0 | 0 | 0 | 0.98644 | 0.98644 | -0.6327 | -0.6327
Line15_16_17 | 0 | 0 | 0 | 0 | 0 | 0 | 0 | 0 | 0 | 0 | 0 | 0 | 0.98644 | 0.98644 | -0.6327 | -0.6327
Line16_4_18 | 0 | 0 | 0 | 0 | 0 | 0 | 0 | 0 | 0 | 0 | 0 | 0 | 0.98644 | 0.98644 | -0.6327 | -0.6327
Line17_5_19 | 0 | 0 | 0 | 0 | 0 | 0 | 0 | 0 | 0 | 0 | 0 | 0 | 0.98644 | 0.98644 | -0.6327 | -0.6327
Line1_1_3 | 0 | 0 | 0 | 0 | 0 | 0 | 0 | 0 | 0 | 0 | 0 | 0 | 0.98644 | 0.98644 | -0.6327 | -0.6327
Line2_1_4 | 0 | 0 | 0 | 0 | 0 | 0 | 0 | 0 | 0 | 0 | 0 | 0 | 0.98644 | 0.98644 | -0.6327 | -0.6327
Line3_1_5 | 0 | 0 | 0 | 0 | 0 | 0 | 0 | 0 | 0 | 0 | 0 | 0 | 0.98644 | 0.98644 | -0.6327 | -0.6327
Line4_2_6 | 0 | 0 | 0 | 0 | 0 | 0 | 0 | 0 | 0 | 0 | 0 | 0 | 0.98644 | 0.98644 | -0.6327 | -0.6327
Line5_6_7 | 0 | 0 | 0 | 0 | 0 | 0 | 0 | 0 | 0 | 0 | 0 | 0 | 0.98644 | 0.98644 | -0.6327 | -0.6327
Line6_7_8 | 0 | 0 | 0 | 0 | 0 | 0 | 0 | 0 | 0 | 0 | 0 | 0 | 0.98644 | 0.98644 | -0.6327 | -0.6327
Line7_8_9 | 0 | 0 | 0 | 0 | 0 | 0 | 0 | 0 | 0 | 0 | 0 | 0 | 0.98644 | 0.98644 | -0.6327 | -0.6327
Line8_8_10 | 0 | 0 | 0 | 0 | 0 | 0 | 0 | 0 | 0 | 0 | 0 | 0 | 0.98644 | 0.98644 | -0.6327 | -0.6327
Line9_3_11 | 0 | 0 | 0 | 0 | 0 | 0 | 0 | 0 | 0 | 0 | 0 | 0 | 0.98644 | 0.98644 | -0.6327 | -0.6327

## LL_max_6
name | pf_ikss_a_from_ka | pf_ikss_b_from_ka | pf_ikss_c_from_ka | pf_ikss_a_to_ka | pf_ikss_b_to_ka | pf_ikss_c_to_ka | pf_skss_a_from_mw | pf_skss_b_from_mw | pf_skss_c_from_mw | pf_skss_a_to_mw | pf_skss_b_to_mw | pf_skss_c_to_mw | pf_p_a_from_mw | pf_p_b_from_mw | pf_p_c_from_mw | pf_p_a_to_mw | pf_p_b_to_mw | pf_p_c_to_mw | pf_q_a_from_mvar | pf_q_b_from_mvar | pf_q_c_from_mvar | pf_q_a_to_mvar | pf_q_b_to_mvar | pf_q_c_to_mvar | pf_ikss_a_from_degree | pf_ikss_b_from_degree | pf_ikss_c_from_degree | pf_ikss_a_to_degree | pf_ikss_b_to_degree | pf_ikss_c_to_degree | pf_vm_a_from_pu | pf_vm_b_from_pu | pf_vm_c_from_pu | pf_vm_a_to_pu | pf_vm_b_to_pu | pf_vm_c_to_pu | pf_va_a_from_degree | pf_va_b_from_degree | pf_va_c_from_degree | pf_va_a_to_degree | pf_va_b_to_degree | pf_va_c_to_degree
Line0_1_2 | 0.1732 | 0.1732 | 0.17321 | 0.1732 | 0.1732 | 0.17321 | 0.04 | 0.04 | 0.04 | 0.04 | 0.04 | 0.04 | -0.004553 | -0.020233 | 0.017697 | 0.004853 | 0.020533 | -0.017397 | -0.04587 | -0.011126 | -0.014919 | 0.04647 | 0.011726 | 0.015519 | 95.7105 | -24.2892 | -144.2894 | -84.2895 | 155.7108 | 35.7106 | 1.1524 | 0.57725 | 0.57865 | 1.1681 | 0.59113 | 0.58281 | 0.041975 | -175.4842 | 175.579 | -0.25144 | -174.5605 | 173.9761
Line10_11_12 | 0.1732 | 0.1732 | 0.17321 | 0.1732 | 0.1732 | 0.17321 | 0.04 | 0.04 | 0.04 | 0.04 | 0.04 | 0.04 | -0.005153 | -0.020833 | 0.017097 | 0.005453 | 0.021133 | -0.016797 | -0.04707 | -0.012326 | -0.016119 | 0.04767 | 0.012926 | 0.016719 | 95.7105 | -24.2892 | -144.2894 | -84.2895 | 155.7108 | 35.7106 | 1.1838 | 0.60515 | 0.58742 | 1.1995 | 0.61931 | 0.59247 | -0.53707 | -173.6793 | 172.3971 | -0.81521 | -172.8382 | 170.8439
Line11_12_13 | 0.1732 | 0.1732 | 0.17321 | 0.1732 | 0.1732 | 0.17321 | 0.04 | 0.04 | 0.04 | 0.04 | 0.04 | 0.04 | -0.005453 | -0.021133 | 0.016797 | 0.005753 | 0.021433 | -0.016497 | -0.04767 | -0.012926 | -0.016719 | 0.04827 | 0.013526 | 0.017319 | 95.7105 | -24.2892 | -144.2895 | -84.2895 | 155.7108 | 35.7105 | 1.1995 | 0.61931 | 0.59247 | 1.2153 | 0.6336 | 0.59795 | -0.81521 | -172.8382 | 170.8439 | -1.0861 | -172.0349 | 169.318
Line12_13_15 | 0 | 0 | 0 | 0 | 0 | 0 | 0 | 0 | 0 | 0 | 0 | 0 | 1.5439e-09 | -3.0038e-10 | -7.8335e-10 | -1.5439e-09 | 3.0038e-10 | 7.8335e-10 | 2.7874e-10 | 6.0442e-09 | -5.4867e-09 | -2.7874e-10 | -6.0442e-09 | 5.4867e-09 | 0 | 0 | 0 | 0 | 0 | 0 | 1.2153 | 0.6336 | 0.59795 | 1.2153 | 0.6336 | 0.59795 | -1.0861 | -172.0349 | 169.318 | -1.0861 | -172.0349 | 169.318
Line13_13_14 | 0.1732 | 0.1732 | 0.17321 | 0.1732 | 0.1732 | 0.17321 | 0.04 | 0.04 | 0.04 | 0.04 | 0.04 | 0.04 | -0.005753 | -0.021433 | 0.016497 | 0.006053 | 0.021733 | -0.016197 | -0.04827 | -0.013526 | -0.017319 | 0.04887 | 0.014126 | 0.017919 | 95.7105 | -24.2892 | -144.2895 | -84.2895 | 155.7108 | 35.7105 | 1.2153 | 0.6336 | 0.59795 | 1.2311 | 0.64801 | 0.60384 | -1.0861 | -172.0349 | 169.318 | -1.3501 | -171.2672 | 167.8209
Line14_15_16 | 0 | 0 | 0 | 0 | 0 | 0 | 0 | 0 | 0 | 0 | 0 | 0 | 1.0293e-09 | -2.0025e-10 | -5.2223e-10 | -1.0293e-09 | 2.0025e-10 | 5.2223e-10 | 1.8583e-10 | 4.0295e-09 | -3.6578e-09 | -1.8583e-10 | -4.0295e-09 | 3.6578e-09 | 0 | 0 | 0 | 0 | 0 | 0 | 1.2153 | 0.6336 | 0.59795 | 1.2153 | 0.6336 | 0.59795 | -1.0861 | -172.0349 | 169.318 | -1.0861 | -172.0349 | 169.318
Line15_16_17 | 0 | 0 | 0 | 0 | 0 | 0 | 0 | 0 | 0 | 0 | 0 | 0 | 5.1464e-10 | -1.0013e-10 | -2.6112e-10 | -5.1464e-10 | 1.0013e-10 | 2.6112e-10 | 9.2915e-11 | 2.0147e-09 | -1.8289e-09 | -9.2915e-11 | -2.0147e-09 | 1.8289e-09 | 0 | 0 | 0 | 0 | 0 | 0 | 1.2153 | 0.6336 | 0.59795 | 1.2153 | 0.6336 | 0.59795 | -1.0861 | -172.0349 | 169.318 | -1.0861 | -172.0349 | 169.318
Line16_4_18 | 0 | 0 | 0 | 0 | 0 | 0 | 0 | 0 | 0 | 0 | 0 | 0 | 2.9159e-10 | -1.0121e-10 | -1.3704e-10 | -2.9159e-10 | 1.0121e-10 | 1.3704e-10 | 2.0675e-11 | 1.9425e-09 | -1.9012e-09 | -2.0675e-11 | -1.9425e-09 | 1.9012e-09 | 0 | 0 | 0 | 0 | 0 | 0 | 1.1681 | 0.59113 | 0.58281 | 1.1681 | 0.59113 | 0.58281 | -0.25144 | -174.5605 | 173.9761 | -0.25144 | -174.5605 | 173.9761
Line17_5_19 | 0 | 0 | 0 | 0 | 0 | 0 | 0 | 0 | 0 | 0 | 0 | 0 | 2.2137e-10 | -9.7451e-11 | -9.1551e-11 | -2.2137e-10 | 9.7451e-11 | 9.1551e-11 | -3.4052e-12 | 1.9184e-09 | -1.9252e-09 | 3.4053e-12 | -1.9184e-09 | 1.9252e-09 | 0 | 0 | 0 | 0 | 0 | 0 | 1.1524 | 0.57725 | 0.57865 | 1.1524 | 0.57725 | 0.57865 | 0.041975 | -175.4842 | 175.579 | 0.041975 | -175.4842 | 175.579
Line1_1_3 | 0.1732 | 0.1732 | 0.17321 | 0.1732 | 0.1732 | 0.17321 | 0.04 | 0.04 | 0.04 | 0.04 | 0.04 | 0.04 | -0.004553 | -0.020233 | 0.017697 | 0.004853 | 0.020533 | -0.017397 | -0.04587 | -0.011126 | -0.014919 | 0.04647 | 0.011726 | 0.015519 | 95.7105 | -24.2892 | -144.2894 | -84.2895 | 155.7108 | 35.7106 | 1.1524 | 0.57725 | 0.57865 | 1.1681 | 0.59113 | 0.58281 | 0.041975 | -175.4842 | 175.579 | -0.25144 | -174.5605 | 173.9761
Line2_1_4 | 0.1732 | 0.1732 | 0.17321 | 0.1732 | 0.1732 | 0.17321 | 0.04 | 0.04 | 0.04 | 0.04 | 0.04 | 0.04 | -0.004553 | -0.020233 | 0.017697 | 0.004853 | 0.020533 | -0.017397 | -0.04587 | -0.011126 | -0.014919 | 0.04647 | 0.011726 | 0.015519 | 95.7105 | -24.2892 | -144.2895 | -84.2895 | 155.7108 | 35.7105 | 1.1524 | 0.57725 | 0.57865 | 1.1681 | 0.59113 | 0.58281 | 0.041975 | -175.4842 | 175.579 | -0.25144 | -174.5605 | 173.9761
Line3_1_5 | 0 | 0 | 0 | 0 | 0 | 0 | 0 | 0 | 0 | 0 | 0 | 0 | 4.4273e-10 | -1.949e-10 | -1.831e-10 | -4.4273e-10 | 1.949e-10 | 1.831e-10 | -6.8103e-12 | 3.8368e-09 | -3.8505e-09 | 6.8103e-12 | -3.8368e-09 | 3.8505e-09 | 0 | 0 | 0 | 0 | 0 | 0 | 1.1524 | 0.57725 | 0.57865 | 1.1524 | 0.57725 | 0.57865 | 0.041975 | -175.4842 | 175.579 | 0.041975 | -175.4842 | 175.579
Line4_2_6 | 0.1732 | 0.1732 | 0.17321 | 0.1732 | 0.1732 | 0.17321 | 0.04 | 0.04 | 0.04 | 0.04 | 0.04 | 0.04 | -0.004853 | -0.020533 | 0.017397 | 0.005153 | 0.020833 | -0.017097 | -0.04647 | -0.011726 | -0.015519 | 0.04707 | 0.012326 | 0.016119 | 95.7105 | -24.2892 | -144.2895 | -84.2895 | 155.7108 | 35.7105 | 1.1681 | 0.59113 | 0.58281 | 1.1838 | 0.60515 | 0.58742 | -0.25144 | -174.5605 | 173.9761 | -0.53707 | -173.6793 | 172.3971
Line5_6_7 | 0.1732 | 0.1732 | 0.17321 | 0.1732 | 0.1732 | 0.17321 | 0.04 | 0.04 | 0.04 | 0.04 | 0.04 | 0.04 | -0.005153 | -0.020833 | 0.017097 | 0.005453 | 0.021133 | -0.016797 | -0.04707 | -0.012326 | -0.016119 | 0.04767 | 0.012926 | 0.016719 | 95.7105 | -24.2892 | -144.2895 | -84.2895 | 155.7108 | 35.7105 | 1.1838 | 0.60515 | 0.58742 | 1.1995 | 0.61931 | 0.59247 | -0.53707 | -173.6793 | 172.3971 | -0.81521 | -172.8382 | 170.8439
Line6_7_8 | 0 | 0 | 0 | 0 | 0 | 0 | 0 | 0 | 0 | 0 | 0 | 0 | 1.3147e-09 | -3.0766e-10 | -6.6546e-10 | -1.3147e-09 | 3.0766e-10 | 6.6546e-10 | 2.065e-10 | 5.972e-09 | -5.559e-09 | -2.065e-10 | -5.972e-09 | 5.559e-09 | 0 | 0 | 0 | 0 | 0 | 0 | 1.1995 | 0.61931 | 0.59247 | 1.1995 | 0.61931 | 0.59247 | -0.81521 | -172.8382 | 170.8439 | -0.81521 | -172.8382 | 170.8439
Line7_8_9 | 0 | 0 | 0 | 0 | 0 | 0 | 0 | 0 | 0 | 0 | 0 | 0 | 4.3823e-10 | -1.0255e-10 | -2.2182e-10 | -4.3823e-10 | 1.0255e-10 | 2.2182e-10 | 6.8835e-11 | 1.9907e-09 | -1.853e-09 | -6.8835e-11 | -1.9907e-09 | 1.853e-09 | 0 | 0 | 0 | 0 | 0 | 0 | 1.1995 | 0.61931 | 0.59247 | 1.1995 | 0.61931 | 0.59247 | -0.81521 | -172.8382 | 170.8439 | -0.81521 | -172.8382 | 170.8439
Line8_8_10 | 0 | 0 | 0 | 0 | 0 | 0 | 0 | 0 | 0 | 0 | 0 | 0 | 4.3823e-10 | -1.0255e-10 | -2.2182e-10 | -4.3823e-10 | 1.0255e-10 | 2.2182e-10 | 6.8835e-11 | 1.9907e-09 | -1.853e-09 | -6.8835e-11 | -1.9907e-09 | 1.853e-09 | 0 | 0 | 0 | 0 | 0 | 0 | 1.1995 | 0.61931 | 0.59247 | 1.1995 | 0.61931 | 0.59247 | -0.81521 | -172.8382 | 170.8439 | -0.81521 | -172.8382 | 170.8439
Line9_3_11 | 0.1732 | 0.1732 | 0.17321 | 0.1732 | 0.1732 | 0.17321 | 0.04 | 0.04 | 0.04 | 0.04 | 0.04 | 0.04 | -0.004853 | -0.020533 | 0.017397 | 0.005153 | 0.020833 | -0.017097 | -0.04647 | -0.011726 | -0.015519 | 0.04707 | 0.012326 | 0.016119 | 95.7105 | -24.2892 | -144.2894 | -84.2895 | 155.7108 | 35.7106 | 1.1681 | 0.59113 | 0.58281 | 1.1838 | 0.60515 | 0.58742 | -0.25144 | -174.5605 | 173.9761 | -0.53707 | -173.6793 | 172.3971

## LL_max_10
name | pf_ikss_a_from_ka | pf_ikss_b_from_ka | pf_ikss_c_from_ka | pf_ikss_a_to_ka | pf_ikss_b_to_ka | pf_ikss_c_to_ka | pf_skss_a_from_mw | pf_skss_b_from_mw | pf_skss_c_from_mw | pf_skss_a_to_mw | pf_skss_b_to_mw | pf_skss_c_to_mw | pf_p_a_from_mw | pf_p_b_from_mw | pf_p_c_from_mw | pf_p_a_to_mw | pf_p_b_to_mw | pf_p_c_to_mw | pf_q_a_from_mvar | pf_q_b_from_mvar | pf_q_c_from_mvar | pf_q_a_to_mvar | pf_q_b_to_mvar | pf_q_c_to_mvar | pf_ikss_a_from_degree | pf_ikss_b_from_degree | pf_ikss_c_from_degree | pf_ikss_a_to_degree | pf_ikss_b_to_degree | pf_ikss_c_to_degree | pf_vm_a_from_pu | pf_vm_b_from_pu | pf_vm_c_from_pu | pf_vm_a_to_pu | pf_vm_b_to_pu | pf_vm_c_to_pu | pf_va_a_from_degree | pf_va_b_from_degree | pf_va_c_from_degree | pf_va_a_to_degree | pf_va_b_to_degree | pf_va_c_to_degree
Line0_1_2 | 0.1732 | 0.1732 | 0.17321 | 0.1732 | 0.1732 | 0.17321 | 0.04 | 0.04 | 0.04 | 0.04 | 0.04 | 0.04 | -0.0045612 | -0.020241 | 0.017688 | 0.0048612 | 0.020541 | -0.017388 | -0.045969 | -0.011224 | -0.015017 | 0.046569 | 0.011824 | 0.015617 | 95.7105 | -24.2892 | -144.2894 | -84.2895 | 155.7108 | 35.7106 | 1.1549 | 0.57863 | 0.58008 | 1.1705 | 0.59254 | 0.5843 | 0.04388 | -175.28 | 175.3795 | -0.24894 | -174.3632 | 173.782
Line10_11_12 | 0.1732 | 0.1732 | 0.17321 | 0.1732 | 0.1732 | 0.17321 | 0.04 | 0.04 | 0.04 | 0.04 | 0.04 | 0.04 | -0.0051612 | -0.020841 | 0.017088 | 0.0054612 | 0.021141 | -0.016788 | -0.047169 | -0.012424 | -0.016217 | 0.047769 | 0.013024 | 0.016817 | 95.7105 | -24.2892 | -144.2894 | -84.2895 | 155.7108 | 35.7106 | 1.1863 | 0.60659 | 0.58897 | 1.202 | 0.62078 | 0.59407 | -0.53401 | -173.4886 | 172.2087 | -0.81162 | -172.6539 | 170.6612
Line11_12_13 | 0.1732 | 0.1732 | 0.17321 | 0.1732 | 0.1732 | 0.17321 | 0.04 | 0.04 | 0.04 | 0.04 | 0.04 | 0.04 | -0.0054612 | -0.021141 | 0.016788 | 0.0057612 | 0.021441 | -0.016488 | -0.047769 | -0.013024 | -0.016817 | 0.048369 | 0.013624 | 0.017417 | 95.7105 | -24.2892 | -144.2895 | -84.2895 | 155.7108 | 35.7105 | 1.202 | 0.62078 | 0.59407 | 1.2178 | 0.63509 | 0.5996 | -0.81162 | -172.6539 | 170.6612 | -1.082 | -171.8566 | 169.1411
Line12_13_15 | 0 | 0 | 0 | 0 | 0 | 0 | 0 | 0 | 0 | 0 | 0 | 0 | 1.5802e-09 | -3.0948e-10 | -7.9161e-10 | -1.5802e-09 | 3.0948e-10 | 7.9161e-10 | 2.7826e-10 | 6.0437e-09 | -5.4872e-09 | -2.7826e-10 | -6.0437e-09 | 5.4872e-09 | 0 | 0 | 0 | 0 | 0 | 0 | 1.2178 | 0.63509 | 0.5996 | 1.2178 | 0.63509 | 0.5996 | -1.082 | -171.8566 | 169.1411 | -1.082 | -171.8566 | 169.1411
Line13_13_14 | 0.1732 | 0.1732 | 0.17321 | 0.1732 | 0.1732 | 0.17321 | 0.04 | 0.04 | 0.04 | 0.04 | 0.04 | 0.04 | -0.0057612 | -0.021441 | 0.016488 | 0.0060612 | 0.021741 | -0.016188 | -0.048369 | -0.013624 | -0.017417 | 0.048969 | 0.014224 | 0.018017 | 95.7105 | -24.2892 | -144.2895 | -84.2895 | 155.7108 | 35.7105 | 1.2178 | 0.63509 | 0.5996 | 1.2336 | 0.64953 | 0.60554 | -1.082 | -171.8566 | 169.1411 | -1.3456 | -171.0946 | 167.6499
Line14_15_16 | 0 | 0 | 0 | 0 | 0 | 0 | 0 | 0 | 0 | 0 | 0 | 0 | 1.0535e-09 | -2.0632e-10 | -5.2774e-10 | -1.0535e-09 | 2.0632e-10 | 5.2774e-10 | 1.8551e-10 | 4.0291e-09 | -3.6581e-09 | -1.8551e-10 | -4.0291e-09 | 3.6581e-09 | 0 | 0 | 0 | 0 | 0 | 0 | 1.2178 | 0.63509 | 0.5996 | 1.2178 | 0.63509 | 0.5996 | -1.082 | -171.8566 | 169.1411 | -1.082 | -171.8566 | 169.1411
Line15_16_17 | 0 | 0 | 0 | 0 | 0 | 0 | 0 | 0 | 0 | 0 | 0 | 0 | 5.2673e-10 | -1.0316e-10 | -2.6387e-10 | -5.2673e-10 | 1.0316e-10 | 2.6387e-10 | 9.2752e-11 | 2.0146e-09 | -1.8291e-09 | -9.2752e-11 | -2.0146e-09 | 1.8291e-09 | 0 | 0 | 0 | 0 | 0 | 0 | 1.2178 | 0.63509 | 0.5996 | 1.2178 | 0.63509 | 0.5996 | -1.082 | -171.8566 | 169.1411 | -1.082 | -171.8566 | 169.1411
Line16_4_18 | 0 | 0 | 0 | 0 | 0 | 0 | 0 | 0 | 0 | 0 | 0 | 0 | 3.0283e-10 | -1.051e-10 | -1.4064e-10 | -3.0283e-10 | 1.051e-10 | 1.4064e-10 | 2.0512e-11 | 1.9423e-09 | -1.9013e-09 | -2.0513e-11 | -1.9423e-09 | 1.9013e-09 | 0 | 0 | 0 | 0 | 0 | 0 | 1.1705 | 0.59254 | 0.5843 | 1.1705 | 0.59254 | 0.5843 | -0.24894 | -174.3632 | 173.782 | -0.24894 | -174.3632 | 173.782
Line17_5_19 | 0 | 0 | 0 | 0 | 0 | 0 | 0 | 0 | 0 | 0 | 0 | 0 | 2.3233e-10 | -1.0162e-10 | -9.5434e-11 | -2.3233e-10 | 1.0162e-10 | 9.5434e-11 | -3.5675e-12 | 1.9183e-09 | -1.9254e-09 | 3.5675e-12 | -1.9183e-09 | 1.9254e-09 | 0 | 0 | 0 | 0 | 0 | 0 | 1.1549 | 0.57863 | 0.58008 | 1.1549 | 0.57863 | 0.58008 | 0.04388 | -175.28 | 175.3795 | 0.04388 | -175.28 | 175.3795
Line1_1_3 | 0.1732 | 0.1732 | 0.17321 | 0.1732 | 0.1732 | 0.17321 | 0.04 | 0.04 | 0.04 | 0.04 | 0.04 | 0.04 | -0.0045612 | -0.020241 | 0.017688 | 0.0048612 | 0.020541 | -0.017388 | -0.045969 | -0.011224 | -0.015017 | 0.046569 | 0.011824 | 0.015617 | 95.7105 | -24.2892 | -144.2894 | -84.2895 | 155.7108 | 35.7106 | 1.1549 | 0.57863 | 0.58008 | 1.1705 | 0.59254 | 0.5843 | 0.04388 | -175.28 | 175.3795 | -0.24894 | -174.3632 | 173.782
Line2_1_4 | 0.1732 | 0.1732 | 0.17321 | 0.1732 | 0.1732 | 0.17321 | 0.04 | 0.04 | 0.04 | 0.04 | 0.04 | 0.04 | -0.0045612 | -0.020241 | 0.017688 | 0.0048612 | 0.020541 | -0.017388 | -0.045969 | -0.011224 | -0.015017 | 0.046569 | 0.011824 | 0.015617 | 95.7105 | -24.2892 | -144.2895 | -84.2895 | 155.7108 | 35.7105 | 1.1549 | 0.57863 | 0.58008 | 1.1705 | 0.59254 | 0.5843 | 0.04388 | -175.28 | 175.3795 | -0.24894 | -174.3632 | 173.782
Line3_1_5 | 0 | 0 | 0 | 0 | 0 | 0 | 0 | 0 | 0 | 0 | 0 | 0 | 4.6465e-10 | -2.0323e-10 | -1.9087e-10 | -4.6465e-10 | 2.0323e-10 | 1.9087e-10 | -7.1348e-12 | 3.8365e-09 | -3.8508e-09 | 7.1346e-12 | -3.8365e-09 | 3.8508e-09 | 0 | 0 | 0 | 0 | 0 | 0 | 1.1549 | 0.57863 | 0.58008 | 1.1549 | 0.57863 | 0.58008 | 0.04388 | -175.28 | 175.3795 | 0.04388 | -175.28 | 175.3795
Line4_2_6 | 0.1732 | 0.1732 | 0.17321 | 0.1732 | 0.1732 | 0.17321 | 0.04 | 0.04 | 0.04 | 0.04 | 0.04 | 0.04 | -0.0048612 | -0.020541 | 0.017388 | 0.0051612 | 0.020841 | -0.017088 | -0.046569 | -0.011824 | -0.015617 | 0.047169 | 0.012424 | 0.016217 | 95.7105 | -24.2892 | -144.2895 | -84.2895 | 155.7108 | 35.7105 | 1.1705 | 0.59254 | 0.5843 | 1.1863 | 0.60659 | 0.58897 | -0.24894 | -174.3632 | 173.782 | -0.53401 | -173.4886 | 172.2087
Line5_6_7 | 0.1732 | 0.1732 | 0.17321 | 0.1732 | 0.1732 | 0.17321 | 0.04 | 0.04 | 0.04 | 0.04 | 0.04 | 0.04 | -0.0051612 | -0.020841 | 0.017088 | 0.0054612 | 0.021141 | -0.016788 | -0.047169 | -0.012424 | -0.016217 | 0.047769 | 0.013024 | 0.016817 | 95.7105 | -24.2892 | -144.2895 | -84.2895 | 155.7108 | 35.7105 | 1.1863 | 0.60659 | 0.58897 | 1.202 | 0.62078 | 0.59407 | -0.53401 | -173.4886 | 172.2087 | -0.81162 | -172.6539 | 170.6612
Line6_7_8 | 0 | 0 | 0 | 0 | 0 | 0 | 0 | 0 | 0 | 0 | 0 | 0 | 1.3501e-09 | -3.1761e-10 | -6.7456e-10 | -1.3501e-09 | 3.1761e-10 | 6.7456e-10 | 2.0602e-10 | 5.9715e-09 | -5.5595e-09 | -2.0602e-10 | -5.9715e-09 | 5.5595e-09 | 0 | 0 | 0 | 0 | 0 | 0 | 1.202 | 0.62078 | 0.59407 | 1.202 | 0.62078 | 0.59407 | -0.81162 | -172.6539 | 170.6612 | -0.81162 | -172.6539 | 170.6612
Line7_8_9 | 0 | 0 | 0 | 0 | 0 | 0 | 0 | 0 | 0 | 0 | 0 | 0 | 4.5004e-10 | -1.0587e-10 | -2.2485e-10 | -4.5004e-10 | 1.0587e-10 | 2.2485e-10 | 6.8673e-11 | 1.9905e-09 | -1.8532e-09 | -6.8673e-11 | -1.9905e-09 | 1.8532e-09 | 0 | 0 | 0 | 0 | 0 | 0 | 1.202 | 0.62078 | 0.59407 | 1.202 | 0.62078 | 0.59407 | -0.81162 | -172.6539 | 170.6612 | -0.81162 | -172.6539 | 170.6612
Line8_8_10 | 0 | 0 | 0 | 0 | 0 | 0 | 0 | 0 | 0 | 0 | 0 | 0 | 4.5004e-10 | -1.0587e-10 | -2.2485e-10 | -4.5004e-10 | 1.0587e-10 | 2.2485e-10 | 6.8673e-11 | 1.9905e-09 | -1.8532e-09 | -6.8673e-11 | -1.9905e-09 | 1.8532e-09 | 0 | 0 | 0 | 0 | 0 | 0 | 1.202 | 0.62078 | 0.59407 | 1.202 | 0.62078 | 0.59407 | -0.81162 | -172.6539 | 170.6612 | -0.81162 | -172.6539 | 170.6612
Line9_3_11 | 0.1732 | 0.1732 | 0.17321 | 0.1732 | 0.1732 | 0.17321 | 0.04 | 0.04 | 0.04 | 0.04 | 0.04 | 0.04 | -0.0048612 | -0.020541 | 0.017388 | 0.0051612 | 0.020841 | -0.017088 | -0.046569 | -0.011824 | -0.015617 | 0.047169 | 0.012424 | 0.016217 | 95.7105 | -24.2892 | -144.2894 | -84.2895 | 155.7108 | 35.7106 | 1.1705 | 0.59254 | 0.5843 | 1.1863 | 0.60659 | 0.58897 | -0.24894 | -174.3632 | 173.782 | -0.53401 | -173.4886 | 172.2087

## LL_max_fault_6
name | pf_ikss_a_from_ka | pf_ikss_b_from_ka | pf_ikss_c_from_ka | pf_ikss_a_to_ka | pf_ikss_b_to_ka | pf_ikss_c_to_ka | pf_skss_a_from_mw | pf_skss_b_from_mw | pf_skss_c_from_mw | pf_skss_a_to_mw | pf_skss_b_to_mw | pf_skss_c_to_mw | pf_p_a_from_mw | pf_p_b_from_mw | pf_p_c_from_mw | pf_p_a_to_mw | pf_p_b_to_mw | pf_p_c_to_mw | pf_q_a_from_mvar | pf_q_b_from_mvar | pf_q_c_from_mvar | pf_q_a_to_mvar | pf_q_b_to_mvar | pf_q_c_to_mvar | pf_ikss_a_from_degree | pf_ikss_b_from_degree | pf_ikss_c_from_degree | pf_ikss_a_to_degree | pf_ikss_b_to_degree | pf_ikss_c_to_degree | pf_vm_a_from_pu | pf_vm_b_from_pu | pf_vm_c_from_pu | pf_vm_a_to_pu | pf_vm_b_to_pu | pf_vm_c_to_pu | pf_va_a_from_degree | pf_va_b_from_degree | pf_va_c_from_degree | pf_va_a_to_degree | pf_va_b_to_degree | pf_va_c_to_degree
Line0_1_2 | 0.1732 | 0.1732 | 0.17321 | 0.1732 | 0.1732 | 0.17321 | 0.04 | 0.04 | 0.04 | 0.04 | 0.04 | 0.04 | -0.0045531 | -0.0055799 | -0.0046031 | 0.0048531 | 0.0058799 | 0.0049031 | -0.04587 | -0.045335 | -0.044713 | 0.04647 | 0.045935 | 0.045313 | 95.7106 | -24.2894 | -144.2894 | -84.2894 | 155.7106 | 35.7106 | 1.1524 | 1.1419 | 1.1237 | 1.1681 | 1.1577 | 1.1394 | 0.041981 | -121.3062 | 119.8329 | -0.25143 | -121.5839 | 119.535
Line10_11_12 | 0.1732 | 0.1732 | 0.17321 | 0.1732 | 0.1732 | 0.17321 | 0.04 | 0.04 | 0.04 | 0.04 | 0.04 | 0.04 | -0.0051531 | -0.0061799 | -0.0052031 | 0.0054531 | 0.0064799 | 0.0055031 | -0.04707 | -0.046535 | -0.045913 | 0.04767 | 0.047135 | 0.046513 | 95.7106 | -24.2894 | -144.2894 | -84.2894 | 155.7106 | 35.7106 | 1.1838 | 1.1736 | 1.1552 | 1.1995 | 1.1895 | 1.1709 | -0.53706 | -121.8541 | 119.2452 | -0.81521 | -122.1171 | 118.9632
Line11_12_13 | 0.1732 | 0.1732 | 0.17321 | 0.1732 | 0.1732 | 0.17321 | 0.04 | 0.04 | 0.04 | 0.04 | 0.04 | 0.04 | -0.0054531 | -0.0064799 | -0.0055031 | 0.0057531 | 0.0067799 | 0.0058031 | -0.04767 | -0.047135 | -0.046513 | 0.04827 | 0.047735 | 0.047113 | 95.7106 | -24.2894 | -144.2894 | -84.2894 | 155.7106 | 35.7106 | 1.1995 | 1.1895 | 1.1709 | 1.2153 | 1.2054 | 1.1867 | -0.81521 | -122.1171 | 118.9632 | -1.0861 | -122.3732 | 118.6887
Line12_13_15 | 0 | 0 | 0 | 0 | 0 | 0 | 0 | 0 | 0 | 0 | 0 | 0 | 1.5439e-09 | 1.4094e-09 | 1.136e-09 | -1.5439e-09 | -1.4094e-09 | -1.136e-09 | 2.7874e-10 | 6.0392e-10 | 3.2862e-10 | -2.7874e-10 | -6.0392e-10 | -3.2862e-10 | 0 | 0 | 0 | 0 | 0 | 0 | 1.2153 | 1.2054 | 1.1867 | 1.2153 | 1.2054 | 1.1867 | -1.0861 | -122.3732 | 118.6887 | -1.0861 | -122.3732 | 118.6887
Line13_13_14 | 0.1732 | 0.1732 | 0.17321 | 0.1732 | 0.1732 | 0.17321 | 0.04 | 0.04 | 0.04 | 0.04 | 0.04 | 0.04 | -0.0057531 | -0.0067799 | -0.0058031 | 0.0060531 | 0.0070799 | 0.0061031 | -0.04827 | -0.047735 | -0.047113 | 0.04887 | 0.048335 | 0.047713 | 95.7106 | -24.2894 | -144.2894 | -84.2894 | 155.7106 | 35.7106 | 1.2153 | 1.2054 | 1.1867 | 1.2311 | 1.2213 | 1.2026 | -1.0861 | -122.3732 | 118.6887 | -1.3501 | -122.6226 | 118.4214
Line14_15_16 | 0 | 0 | 0 | 0 | 0 | 0 | 0 | 0 | 0 | 0 | 0 | 0 | 1.0293e-09 | 9.3959e-10 | 7.5734e-10 | -1.0293e-09 | -9.3959e-10 | -7.5734e-10 | 1.8583e-10 | 4.0261e-10 | 2.1908e-10 | -1.8583e-10 | -4.0261e-10 | -2.1908e-10 | 0 | 0 | 0 | 0 | 0 | 0 | 1.2153 | 1.2054 | 1.1867 | 1.2153 | 1.2054 | 1.1867 | -1.0861 | -122.3732 | 118.6887 | -1.0861 | -122.3732 | 118.6887
Line15_16_17 | 0 | 0 | 0 | 0 | 0 | 0 | 0 | 0 | 0 | 0 | 0 | 0 | 5.1464e-10 | 4.6979e-10 | 3.7867e-10 | -5.1464e-10 | -4.6979e-10 | -3.7867e-10 | 9.2914e-11 | 2.0131e-10 | 1.0954e-10 | -9.2914e-11 | -2.0131e-10 | -1.0954e-10 | 0 | 0 | 0 | 0 | 0 | 0 | 1.2153 | 1.2054 | 1.1867 | 1.2153 | 1.2054 | 1.1867 | -1.0861 | -122.3732 | 118.6887 | -1.0861 | -122.3732 | 118.6887
Line16_4_18 | 0 | 0 | 0 | 0 | 0 | 0 | 0 | 0 | 0 | 0 | 0 | 0 | 2.9159e-10 | 2.4692e-10 | 1.6496e-10 | -2.9159e-10 | -2.4692e-10 | -1.6496e-10 | 2.0674e-11 | 1.2907e-10 | 3.7301e-11 | -2.0674e-11 | -1.2907e-10 | -3.7301e-11 | 0 | 0 | 0 | 0 | 0 | 0 | 1.1681 | 1.1577 | 1.1394 | 1.1681 | 1.1577 | 1.1394 | -0.25143 | -121.5839 | 119.535 | -0.25143 | -121.5839 | 119.535
Line17_5_19 | 0 | 0 | 0 | 0 | 0 | 0 | 0 | 0 | 0 | 0 | 0 | 0 | 2.2137e-10 | 1.7676e-10 | 9.7843e-11 | -2.2137e-10 | -1.7676e-10 | -9.7843e-11 | -3.4056e-12 | 1.0499e-10 | 1.3221e-11 | 3.4055e-12 | -1.0499e-10 | -1.3221e-11 | 0 | 0 | 0 | 0 | 0 | 0 | 1.1524 | 1.1419 | 1.1237 | 1.1524 | 1.1419 | 1.1237 | 0.041981 | -121.3062 | 119.8329 | 0.041981 | -121.3062 | 119.8329
Line1_1_3 | 0.1732 | 0.1732 | 0.17321 | 0.1732 | 0.1732 | 0.17321 | 0.04 | 0.04 | 0.04 | 0.04 | 0.04 | 0.04 | -0.0045531 | -0.0055799 | -0.0046031 | 0.0048531 | 0.0058799 | 0.0049031 | -0.04587 | -0.045335 | -0.044713 | 0.04647 | 0.045935 | 0.045313 | 95.7106 | -24.2894 | -144.2894 | -84.2894 | 155.7106 | 35.7106 | 1.1524 | 1.1419 | 1.1237 | 1.1681 | 1.1577 | 1.1394 | 0.041981 | -121.3062 | 119.8329 | -0.25143 | -121.5839 | 119.535
Line2_1_4 | 0.1732 | 0.1732 | 0.17321 | 0.1732 | 0.1732 | 0.17321 | 0.04 | 0.04 | 0.04 | 0.04 | 0.04 | 0.04 | -0.0045531 | -0.0055799 | -0.0046031 | 0.0048531 | 0.0058799 | 0.0049031 | -0.04587 | -0.045335 | -0.044713 | 0.04647 | 0.045935 | 0.045313 | 95.7106 | -24.2894 | -144.2894 | -84.2894 | 155.7106 | 35.7106 | 1.1524 | 1.1419 | 1.1237 | 1.1681 | 1.1577 | 1.1394 | 0.041981 | -121.3062 | 119.8329 | -0.25143 | -121.5839 | 119.535
Line3_1_5 | 0 | 0 | 0 | 0 | 0 | 0 | 0 | 0 | 0 | 0 | 0 | 0 | 4.4273e-10 | 3.5352e-10 | 1.9569e-10 | -4.4273e-10 | -3.5352e-10 | -1.9569e-10 | -6.8112e-12 | 2.0998e-10 | 2.6442e-11 | 6.8112e-12 | -2.0998e-10 | -2.6442e-11 | 0 | 0 | 0 | 0 | 0 | 0 | 1.1524 | 1.1419 | 1.1237 | 1.1524 | 1.1419 | 1.1237 | 0.041981 | -121.3062 | 119.8329 | 0.041981 | -121.3062 | 119.8329
Line4_2_6 | 0.1732 | 0.1732 | 0.17321 | 0.1732 | 0.1732 | 0.17321 | 0.04 | 0.04 | 0.04 | 0.04 | 0.04 | 0.04 | -0.0048531 | -0.0058799 | -0.0049031 | 0.0051531 | 0.0061799 | 0.0052031 | -0.04647 | -0.045935 | -0.045313 | 0.04707 | 0.046535 | 0.045913 | 95.7106 | -24.2894 | -144.2894 | -84.2894 | 155.7106 | 35.7106 | 1.1681 | 1.1577 | 1.1394 | 1.1838 | 1.1736 | 1.1552 | -0.25143 | -121.5839 | 119.535 | -0.53706 | -121.8541 | 119.2452
Line5_6_7 | 0.1732 | 0.1732 | 0.17321 | 0.1732 | 0.1732 | 0.17321 | 0.04 | 0.04 | 0.04 | 0.04 | 0.04 | 0.04 | -0.0051531 | -0.0061799 | -0.0052031 | 0.0054531 | 0.0064799 | 0.0055031 | -0.04707 | -0.046535 | -0.045913 | 0.04767 | 0.047135 | 0.046513 | 95.7106 | -24.2894 | -144.2894 | -84.2894 | 155.7106 | 35.7106 | 1.1838 | 1.1736 | 1.1552 | 1.1995 | 1.1895 | 1.1709 | -0.53706 | -121.8541 | 119.2452 | -0.81521 | -122.1171 | 118.9632
Line6_7_8 | 0 | 0 | 0 | 0 | 0 | 0 | 0 | 0 | 0 | 0 | 0 | 0 | 1.3147e-09 | 1.1803e-09 | 9.161e-10 | -1.3147e-09 | -1.1803e-09 | -9.161e-10 | 2.065e-10 | 5.3168e-10 | 2.5638e-10 | -2.065e-10 | -5.3168e-10 | -2.5638e-10 | 0 | 0 | 0 | 0 | 0 | 0 | 1.1995 | 1.1895 | 1.1709 | 1.1995 | 1.1895 | 1.1709 | -0.81521 | -122.1171 | 118.9632 | -0.81521 | -122.1171 | 118.9632
Line7_8_9 | 0 | 0 | 0 | 0 | 0 | 0 | 0 | 0 | 0 | 0 | 0 | 0 | 4.3823e-10 | 3.9344e-10 | 3.0537e-10 | -4.3823e-10 | -3.9344e-10 | -3.0537e-10 | 6.8834e-11 | 1.7723e-10 | 8.5461e-11 | -6.8834e-11 | -1.7723e-10 | -8.5461e-11 | 0 | 0 | 0 | 0 | 0 | 0 | 1.1995 | 1.1895 | 1.1709 | 1.1995 | 1.1895 | 1.1709 | -0.81521 | -122.1171 | 118.9632 | -0.81521 | -122.1171 | 118.9632
Line8_8_10 | 0 | 0 | 0 | 0 | 0 | 0 | 0 | 0 | 0 | 0 | 0 | 0 | 4.3823e-10 | 3.9344e-10 | 3.0537e-10 | -4.3823e-10 | -3.9344e-10 | -3.0537e-10 | 6.8834e-11 | 1.7723e-10 | 8.5461e-11 | -6.8834e-11 | -1.7723e-10 | -8.5461e-11 | 0 | 0 | 0 | 0 | 0 | 0 | 1.1995 | 1.1895 | 1.1709 | 1.1995 | 1.1895 | 1.1709 | -0.81521 | -122.1171 | 118.9632 | -0.81521 | -122.1171 | 118.9632
Line9_3_11 | 0.1732 | 0.1732 | 0.17321 | 0.1732 | 0.1732 | 0.17321 | 0.04 | 0.04 | 0.04 | 0.04 | 0.04 | 0.04 | -0.0048531 | -0.0058799 | -0.0049031 | 0.0051531 | 0.0061799 | 0.0052031 | -0.04647 | -0.045935 | -0.045313 | 0.04707 | 0.046535 | 0.045913 | 95.7106 | -24.2894 | -144.2894 | -84.2894 | 155.7106 | 35.7106 | 1.1681 | 1.1577 | 1.1394 | 1.1838 | 1.1736 | 1.1552 | -0.25143 | -121.5839 | 119.535 | -0.53706 | -121.8541 | 119.2452

## LL_max_fault_10
name | pf_ikss_a_from_ka | pf_ikss_b_from_ka | pf_ikss_c_from_ka | pf_ikss_a_to_ka | pf_ikss_b_to_ka | pf_ikss_c_to_ka | pf_skss_a_from_mw | pf_skss_b_from_mw | pf_skss_c_from_mw | pf_skss_a_to_mw | pf_skss_b_to_mw | pf_skss_c_to_mw | pf_p_a_from_mw | pf_p_b_from_mw | pf_p_c_from_mw | pf_p_a_to_mw | pf_p_b_to_mw | pf_p_c_to_mw | pf_q_a_from_mvar | pf_q_b_from_mvar | pf_q_c_from_mvar | pf_q_a_to_mvar | pf_q_b_to_mvar | pf_q_c_to_mvar | pf_ikss_a_from_degree | pf_ikss_b_from_degree | pf_ikss_c_from_degree | pf_ikss_a_to_degree | pf_ikss_b_to_degree | pf_ikss_c_to_degree | pf_vm_a_from_pu | pf_vm_b_from_pu | pf_vm_c_from_pu | pf_vm_a_to_pu | pf_vm_b_to_pu | pf_vm_c_to_pu | pf_va_a_from_degree | pf_va_b_from_degree | pf_va_c_from_degree | pf_va_a_to_degree | pf_va_b_to_degree | pf_va_c_to_degree
Line0_1_2 | 0.1732 | 0.1732 | 0.17321 | 0.1732 | 0.1732 | 0.17321 | 0.04 | 0.04 | 0.04 | 0.04 | 0.04 | 0.04 | -0.0045613 | -0.0055882 | -0.0046114 | 0.0048613 | 0.0058882 | 0.0049114 | -0.045969 | -0.045434 | -0.044812 | 0.046569 | 0.046034 | 0.045412 | 95.7106 | -24.2894 | -144.2894 | -84.2894 | 155.7106 | 35.7106 | 1.1549 | 1.1444 | 1.1262 | 1.1705 | 1.1602 | 1.1419 | 0.043885 | -121.3013 | 119.8353 | -0.24893 | -121.5785 | 119.538
Line10_11_12 | 0.1732 | 0.1732 | 0.17321 | 0.1732 | 0.1732 | 0.17321 | 0.04 | 0.04 | 0.04 | 0.04 | 0.04 | 0.04 | -0.0051613 | -0.0061882 | -0.0052114 | 0.0054613 | 0.0064882 | 0.0055114 | -0.047169 | -0.046634 | -0.046012 | 0.047769 | 0.047234 | 0.046612 | 95.7106 | -24.2894 | -144.2894 | -84.2894 | 155.7106 | 35.7106 | 1.1863 | 1.1761 | 1.1577 | 1.202 | 1.1919 | 1.1734 | -0.534 | -121.8482 | 119.2488 | -0.81161 | -122.1108 | 118.9673
Line11_12_13 | 0.1732 | 0.1732 | 0.17321 | 0.1732 | 0.1732 | 0.17321 | 0.04 | 0.04 | 0.04 | 0.04 | 0.04 | 0.04 | -0.0054613 | -0.0064882 | -0.0055114 | 0.0057613 | 0.0067882 | 0.0058114 | -0.047769 | -0.047234 | -0.046612 | 0.048369 | 0.047834 | 0.047212 | 95.7106 | -24.2894 | -144.2894 | -84.2894 | 155.7106 | 35.7106 | 1.202 | 1.1919 | 1.1734 | 1.2178 | 1.2078 | 1.1892 | -0.81161 | -122.1108 | 118.9673 | -1.082 | -122.3664 | 118.6933
Line12_13_15 | 0 | 0 | 0 | 0 | 0 | 0 | 0 | 0 | 0 | 0 | 0 | 0 | 1.5802e-09 | 1.445e-09 | 1.1707e-09 | -1.5802e-09 | -1.445e-09 | -1.1707e-09 | 2.7826e-10 | 6.0344e-10 | 3.2814e-10 | -2.7826e-10 | -6.0344e-10 | -3.2814e-10 | 0 | 0 | 0 | 0 | 0 | 0 | 1.2178 | 1.2078 | 1.1892 | 1.2178 | 1.2078 | 1.1892 | -1.082 | -122.3664 | 118.6933 | -1.082 | -122.3664 | 118.6933
Line13_13_14 | 0.1732 | 0.1732 | 0.17321 | 0.1732 | 0.1732 | 0.17321 | 0.04 | 0.04 | 0.04 | 0.04 | 0.04 | 0.04 | -0.0057613 | -0.0067882 | -0.0058114 | 0.0060613 | 0.0070882 | 0.0061114 | -0.048369 | -0.047834 | -0.047212 | 0.048969 | 0.048434 | 0.047812 | 95.7106 | -24.2894 | -144.2894 | -84.2894 | 155.7106 | 35.7106 | 1.2178 | 1.2078 | 1.1892 | 1.2336 | 1.2237 | 1.205 | -1.082 | -122.3664 | 118.6933 | -1.3455 | -122.6154 | 118.4265
Line14_15_16 | 0 | 0 | 0 | 0 | 0 | 0 | 0 | 0 | 0 | 0 | 0 | 0 | 1.0535e-09 | 9.6336e-10 | 7.8048e-10 | -1.0535e-09 | -9.6336e-10 | -7.8048e-10 | 1.855e-10 | 4.0229e-10 | 2.1876e-10 | -1.855e-10 | -4.0229e-10 | -2.1876e-10 | 0 | 0 | 0 | 0 | 0 | 0 | 1.2178 | 1.2078 | 1.1892 | 1.2178 | 1.2078 | 1.1892 | -1.082 | -122.3664 | 118.6933 | -1.082 | -122.3664 | 118.6933
Line15_16_17 | 0 | 0 | 0 | 0 | 0 | 0 | 0 | 0 | 0 | 0 | 0 | 0 | 5.2673e-10 | 4.8168e-10 | 3.9024e-10 | -5.2673e-10 | -4.8168e-10 | -3.9024e-10 | 9.2752e-11 | 2.0115e-10 | 1.0938e-10 | -9.2752e-11 | -2.0115e-10 | -1.0938e-10 | 0 | 0 | 0 | 0 | 0 | 0 | 1.2178 | 1.2078 | 1.1892 | 1.2178 | 1.2078 | 1.1892 | -1.082 | -122.3664 | 118.6933 | -1.082 | -122.3664 | 118.6933
Line16_4_18 | 0 | 0 | 0 | 0 | 0 | 0 | 0 | 0 | 0 | 0 | 0 | 0 | 3.0283e-10 | 2.5796e-10 | 1.7568e-10 | -3.0283e-10 | -2.5796e-10 | -1.7568e-10 | 2.0512e-11 | 1.2891e-10 | 3.7139e-11 | -2.0512e-11 | -1.2891e-10 | -3.7139e-11 | 0 | 0 | 0 | 0 | 0 | 0 | 1.1705 | 1.1602 | 1.1419 | 1.1705 | 1.1602 | 1.1419 | -0.24893 | -121.5785 | 119.538 | -0.24893 | -121.5785 | 119.538
Line17_5_19 | 0 | 0 | 0 | 0 | 0 | 0 | 0 | 0 | 0 | 0 | 0 | 0 | 2.3233e-10 | 1.8751e-10 | 1.0828e-10 | -2.3233e-10 | -1.8751e-10 | -1.0828e-10 | -3.5678e-12 | 1.0483e-10 | 1.3059e-11 | 3.5678e-12 | -1.0483e-10 | -1.3059e-11 | 0 | 0 | 0 | 0 | 0 | 0 | 1.1549 | 1.1444 | 1.1262 | 1.1549 | 1.1444 | 1.1262 | 0.043885 | -121.3013 | 119.8353 | 0.043885 | -121.3013 | 119.8353
Line1_1_3 | 0.1732 | 0.1732 | 0.17321 | 0.1732 | 0.1732 | 0.17321 | 0.04 | 0.04 | 0.04 | 0.04 | 0.04 | 0.04 | -0.0045613 | -0.0055882 | -0.0046114 | 0.0048613 | 0.0058882 | 0.0049114 | -0.045969 | -0.045434 | -0.044812 | 0.046569 | 0.046034 | 0.045412 | 95.7106 | -24.2894 | -144.2894 | -84.2894 | 155.7106 | 35.7106 | 1.1549 | 1.1444 | 1.1262 | 1.1705 | 1.1602 | 1.1419 | 0.043885 | -121.3013 | 119.8353 | -0.24893 | -121.5785 | 119.538
Line2_1_4 | 0.1732 | 0.1732 | 0.17321 | 0.1732 | 0.1732 | 0.17321 | 0.04 | 0.04 | 0.04 | 0.04 | 0.04 | 0.04 | -0.0045613 | -0.0055882 | -0.0046114 | 0.0048613 | 0.0058882 | 0.0049114 | -0.045969 | -0.045434 | -0.044812 | 0.046569 | 0.046034 | 0.045412 | 95.7106 | -24.2894 | -144.2894 | -84.2894 | 155.7106 | 35.7106 | 1.1549 | 1.1444 | 1.1262 | 1.1705 | 1.1602 | 1.1419 | 0.043885 | -121.3013 | 119.8353 | -0.24893 | -121.5785 | 119.538
Line3_1_5 | 0 | 0 | 0 | 0 | 0 | 0 | 0 | 0 | 0 | 0 | 0 | 0 | 4.6465e-10 | 3.7503e-10 | 2.1656e-10 | -4.6465e-10 | -3.7503e-10 | -2.1656e-10 | -7.1356e-12 | 2.0965e-10 | 2.6118e-11 | 7.1355e-12 | -2.0965e-10 | -2.6118e-11 | 0 | 0 | 0 | 0 | 0 | 0 | 1.1549 | 1.1444 | 1.1262 | 1.1549 | 1.1444 | 1.1262 | 0.043885 | -121.3013 | 119.8353 | 0.043885 | -121.3013 | 119.8353
Line4_2_6 | 0.1732 | 0.1732 | 0.17321 | 0.1732 | 0.1732 | 0.17321 | 0.04 | 0.04 | 0.04 | 0.04 | 0.04 | 0.04 | -0.0048613 | -0.0058882 | -0.0049114 | 0.0051613 | 0.0061882 | 0.0052114 | -0.046569 | -0.046034 | -0.045412 | 0.047169 | 0.046634 | 0.046012 | 95.7106 | -24.2894 | -144.2894 | -84.2894 | 155.7106 | 35.7106 | 1.1705 | 1.1602 | 1.1419 | 1.1863 | 1.1761 | 1.1577 | -0.24893 | -121.5785 | 119.538 | -0.534 | -121.8482 | 119.2488
Line5_6_7 | 0.1732 | 0.1732 | 0.17321 | 0.1732 | 0.1732 | 0.17321 | 0.04 | 0.04 | 0.04 | 0.04 | 0.04 | 0.04 | -0.0051613 | -0.0061882 | -0.0052114 | 0.0054613 | 0.0064882 | 0.0055114 | -0.047169 | -0.046634 | -0.046012 | 0.047769 | 0.047234 | 0.046612 | 95.7106 | -24.2894 | -144.2894 | -84.2894 | 155.7106 | 35.7106 | 1.1863 | 1.1761 | 1.1577 | 1.202 | 1.1919 | 1.1734 | -0.534 | -121.8482 | 119.2488 | -0.81161 | -122.1108 | 118.9673
Line6_7_8 | 0 | 0 | 0 | 0 | 0 | 0 | 0 | 0 | 0 | 0 | 0 | 0 | 1.3501e-09 | 1.2151e-09 | 9.4996e-10 | -1.3501e-09 | -1.2151e-09 | -9.4996e-10 | 2.0602e-10 | 5.312e-10 | 2.559e-10 | -2.0602e-10 | -5.312e-10 | -2.559e-10 | 0 | 0 | 0 | 0 | 0 | 0 | 1.202 | 1.1919 | 1.1734 | 1.202 | 1.1919 | 1.1734 | -0.81161 | -122.1108 | 118.9673 | -0.81161 | -122.1108 | 118.9673
Line7_8_9 | 0 | 0 | 0 | 0 | 0 | 0 | 0 | 0 | 0 | 0 | 0 | 0 | 4.5004e-10 | 4.0505e-10 | 3.1665e-10 | -4.5004e-10 | -4.0505e-10 | -3.1665e-10 | 6.8672e-11 | 1.7707e-10 | 8.5298e-11 | -6.8672e-11 | -1.7707e-10 | -8.5299e-11 | 0 | 0 | 0 | 0 | 0 | 0 | 1.202 | 1.1919 | 1.1734 | 1.202 | 1.1919 | 1.1734 | -0.81161 | -122.1108 | 118.9673 | -0.81161 | -122.1108 | 118.9673
Line8_8_10 | 0 | 0 | 0 | 0 | 0 | 0 | 0 | 0 | 0 | 0 | 0 | 0 | 4.5004e-10 | 4.0505e-10 | 3.1666e-10 | -4.5004e-10 | -4.0505e-10 | -3.1665e-10 | 6.8672e-11 | 1.7707e-10 | 8.5299e-11 | -6.8672e-11 | -1.7707e-10 | -8.5299e-11 | 0 | 0 | 0 | 0 | 0 | 0 | 1.202 | 1.1919 | 1.1734 | 1.202 | 1.1919 | 1.1734 | -0.81161 | -122.1108 | 118.9673 | -0.81161 | -122.1108 | 118.9673
Line9_3_11 | 0.1732 | 0.1732 | 0.17321 | 0.1732 | 0.1732 | 0.17321 | 0.04 | 0.04 | 0.04 | 0.04 | 0.04 | 0.04 | -0.0048613 | -0.0058882 | -0.0049114 | 0.0051613 | 0.0061882 | 0.0052114 | -0.046569 | -0.046034 | -0.045412 | 0.047169 | 0.046634 | 0.046012 | 95.7106 | -24.2894 | -144.2894 | -84.2894 | 155.7106 | 35.7106 | 1.1705 | 1.1602 | 1.1419 | 1.1863 | 1.1761 | 1.1577 | -0.24893 | -121.5785 | 119.538 | -0.534 | -121.8482 | 119.2488

## LL_min_6
name | pf_ikss_a_from_ka | pf_ikss_b_from_ka | pf_ikss_c_from_ka | pf_ikss_a_to_ka | pf_ikss_b_to_ka | pf_ikss_c_to_ka | pf_skss_a_from_mw | pf_skss_b_from_mw | pf_skss_c_from_mw | pf_skss_a_to_mw | pf_skss_b_to_mw | pf_skss_c_to_mw | pf_p_a_from_mw | pf_p_b_from_mw | pf_p_c_from_mw | pf_p_a_to_mw | pf_p_b_to_mw | pf_p_c_to_mw | pf_q_a_from_mvar | pf_q_b_from_mvar | pf_q_c_from_mvar | pf_q_a_to_mvar | pf_q_b_to_mvar | pf_q_c_to_mvar | pf_ikss_a_from_degree | pf_ikss_b_from_degree | pf_ikss_c_from_degree | pf_ikss_a_to_degree | pf_ikss_b_to_degree | pf_ikss_c_to_degree | pf_vm_a_from_pu | pf_vm_b_from_pu | pf_vm_c_from_pu | pf_vm_a_to_pu | pf_vm_b_to_pu | pf_vm_c_to_pu | pf_va_a_from_degree | pf_va_b_from_degree | pf_va_c_from_degree | pf_va_a_to_degree | pf_va_b_to_degree | pf_va_c_to_degree
Line0_1_2 | 0 | 0 | 0 | 0 | 0 | 0 | 0 | 0 | 0 | 0 | 0 | 0 | -7.4015e-17 | -8.5736e-16 | 1.141e-15 | 1.4803e-16 | 7.6599e-16 | -1.0104e-15 | 2.2204e-16 | 9.5263e-09 | -9.5263e-09 | -1.4803e-16 | -9.5263e-09 | 9.5263e-09 | 0 | 0 | 0 | 0 | 0 | 0 | 1 | 0.5 | 0.5 | 1 | 0.5 | 0.5 | 6.6287e-13 | -180 | 180 | 6.6865e-13 | -180 | 180
Line10_11_12 | 0 | 0 | 0 | 0 | 0 | 0 | 0 | 0 | 0 | 0 | 0 | 0 | -4.4409e-16 | -1.6281e-15 | 1.4065e-15 | 3.7007e-16 | 1.9069e-15 | -1.1278e-15 | 2.2204e-16 | 9.5263e-09 | -9.5263e-09 | -2.2204e-16 | -9.5263e-09 | 9.5263e-09 | 0 | 0 | 0 | 0 | 0 | 0 | 1 | 0.5 | 0.5 | 1 | 0.5 | 0.5 | 6.9082e-13 | -180 | 180 | 7.0494e-13 | -180 | 180
Line11_12_13 | 0 | 0 | 0 | 0 | 0 | 0 | 0 | 0 | 0 | 0 | 0 | 0 | -2.9606e-16 | -1.4904e-15 | 6.1906e-16 | 2.2204e-16 | 1.5811e-15 | -6.7634e-16 | 1.4803e-16 | 7.9386e-09 | -7.9386e-09 | -1.4803e-16 | -7.9386e-09 | 7.9386e-09 | 0 | 0 | 0 | 0 | 0 | 0 | 1 | 0.5 | 0.5 | 1 | 0.5 | 0.5 | 7.0494e-13 | -180 | 180 | 7.1645e-13 | -180 | 180
Line12_13_15 | 0 | 0 | 0 | 0 | 0 | 0 | 0 | 0 | 0 | 0 | 0 | 0 | -2.2204e-16 | -7.1182e-16 | 2.8738e-16 | 7.4015e-17 | 8.9252e-16 | -1.0668e-16 | -2.2204e-16 | 4.7631e-09 | -4.7631e-09 | 2.2204e-16 | -4.7631e-09 | 4.7631e-09 | 0 | 0 | 0 | 0 | 0 | 0 | 1 | 0.5 | 0.5 | 1 | 0.5 | 0.5 | 7.1645e-13 | -180 | 180 | 7.1977e-13 | -180 | 180
Line13_13_14 | 0 | 0 | 0 | 0 | 0 | 0 | 0 | 0 | 0 | 0 | 0 | 0 | 7.4015e-17 | -1.0158e-16 | -1.0158e-16 | -1.4803e-16 | 2.1623e-16 | 2.5324e-16 | 9.2552e-31 | 1.5877e-09 | -1.5877e-09 | 7.4015e-17 | -1.5877e-09 | 1.5877e-09 | 0 | 0 | 0 | 0 | 0 | 0 | 1 | 0.5 | 0.5 | 1 | 0.5 | 0.5 | 7.1645e-13 | -180 | 180 | 7.1537e-13 | -180 | 180
Line14_15_16 | 0 | 0 | 0 | 0 | 0 | 0 | 0 | 0 | 0 | 0 | 0 | 0 | -7.4015e-17 | -6.6903e-16 | 3.6718e-16 | 1.4803e-16 | 6.4654e-16 | -3.5266e-16 | 7.4015e-17 | 3.1754e-09 | -3.1754e-09 | -7.4015e-17 | -3.1754e-09 | 3.1754e-09 | 0 | 0 | 0 | 0 | 0 | 0 | 1 | 0.5 | 0.5 | 1 | 0.5 | 0.5 | 7.1977e-13 | -180 | 180 | 7.2111e-13 | -180 | 180
Line15_16_17 | 0 | 0 | 0 | 0 | 0 | 0 | 0 | 0 | 0 | 0 | 0 | 0 | 1.8631e-30 | -8.2721e-17 | 2.8301e-17 | 7.4015e-17 | 1.2336e-17 | -1.727e-16 | -1.4803e-16 | 1.5877e-09 | -1.5877e-09 | 7.4015e-17 | -1.5877e-09 | 1.5877e-09 | 0 | 0 | 0 | 0 | 0 | 0 | 1 | 0.5 | 0.5 | 1 | 0.5 | 0.5 | 7.2111e-13 | -180 | 180 | 7.1989e-13 | -180 | 180
Line16_4_18 | 0 | 0 | 0 | 0 | 0 | 0 | 0 | 0 | 0 | 0 | 0 | 0 | -1.4803e-16 | -1.6249e-16 | 5.7766e-16 | 2.2204e-16 | 9.2104e-17 | -5.7403e-16 | -7.4015e-17 | 1.5877e-09 | -1.5877e-09 | 2.5673e-30 | -1.5877e-09 | 1.5877e-09 | 0 | 0 | 0 | 0 | 0 | 0 | 1 | 0.5 | 0.5 | 1 | 0.5 | 0.5 | 6.6369e-13 | -180 | 180 | 6.6247e-13 | -180 | 180
Line17_5_19 | 0 | 0 | 0 | 0 | 0 | 0 | 0 | 0 | 0 | 0 | 0 | 0 | -1.4803e-16 | -1.6249e-16 | 5.7766e-16 | 2.2204e-16 | 9.2104e-17 | -5.7403e-16 | -7.4015e-17 | 1.5877e-09 | -1.5877e-09 | 2.5673e-30 | -1.5877e-09 | 1.5877e-09 | 0 | 0 | 0 | 0 | 0 | 0 | 1 | 0.5 | 0.5 | 1 | 0.5 | 0.5 | 6.6369e-13 | -180 | 180 | 6.6247e-13 | -180 | 180
Line1_1_3 | 0 | 0 | 0 | 0 | 0 | 0 | 0 | 0 | 0 | 0 | 0 | 0 | -3.7007e-16 | -1.6489e-15 | 1.8668e-15 | 2.9606e-16 | 1.8442e-15 | -1.6345e-15 | -4.2815e-30 | 1.2702e-08 | -1.2702e-08 | 3.4937e-30 | -1.2702e-08 | 1.2702e-08 | 0 | 0 | 0 | 0 | 0 | 0 | 1 | 0.5 | 0.5 | 1 | 0.5 | 0.5 | 6.6287e-13 | -180 | 180 | 6.7612e-13 | -180 | 180
Line2_1_4 | 0 | 0 | 0 | 0 | 0 | 0 | 0 | 0 | 0 | 0 | 0 | 0 | 1.7126e-30 | -4.9549e-16 | 2.8166e-16 | -8.5735e-31 | 3.9899e-16 | -2.6714e-16 | -1.4803e-16 | 3.1754e-09 | -3.1754e-09 | 7.4015e-17 | -3.1754e-09 | 3.1754e-09 | 0 | 0 | 0 | 0 | 0 | 0 | 1 | 0.5 | 0.5 | 1 | 0.5 | 0.5 | 6.6287e-13 | -180 | 180 | 6.6369e-13 | -180 | 180
Line3_1_5 | 0 | 0 | 0 | 0 | 0 | 0 | 0 | 0 | 0 | 0 | 0 | 0 | 1.7126e-30 | -4.9549e-16 | 2.8166e-16 | -8.5735e-31 | 3.9899e-16 | -2.6714e-16 | -1.4803e-16 | 3.1754e-09 | -3.1754e-09 | 7.4015e-17 | -3.1754e-09 | 3.1754e-09 | 0 | 0 | 0 | 0 | 0 | 0 | 1 | 0.5 | 0.5 | 1 | 0.5 | 0.5 | 6.6287e-13 | -180 | 180 | 6.6369e-13 | -180 | 180
Line4_2_6 | 0 | 0 | 0 | 0 | 0 | 0 | 0 | 0 | 0 | 0 | 0 | 0 | -5.1826e-30 | -9.2205e-16 | 7.4328e-16 | 7.4015e-17 | 9.0178e-16 | -6.5253e-16 | 4.4409e-16 | 7.9386e-09 | -7.9386e-09 | -3.7007e-16 | -7.9386e-09 | 7.9386e-09 | 0 | 0 | 0 | 0 | 0 | 0 | 1 | 0.5 | 0.5 | 1 | 0.5 | 0.5 | 6.6865e-13 | -180 | 180 | 6.7804e-13 | -180 | 180
Line5_6_7 | 0 | 0 | 0 | 0 | 0 | 0 | 0 | 0 | 0 | 0 | 0 | 0 | -1.4803e-16 | -6.6961e-16 | 5.5163e-16 | 7.4015e-17 | 7.647e-16 | -4.9355e-16 | 2.2204e-16 | 6.3509e-09 | -6.3509e-09 | -2.2204e-16 | -6.3509e-09 | 6.3509e-09 | 0 | 0 | 0 | 0 | 0 | 0 | 1 | 0.5 | 0.5 | 1 | 0.5 | 0.5 | 6.7804e-13 | -180 | 180 | 6.8408e-13 | -180 | 180
Line6_7_8 | 0 | 0 | 0 | 0 | 0 | 0 | 0 | 0 | 0 | 0 | 0 | 0 | -2.2204e-16 | -6.2904e-16 | 8.5126e-16 | 2.9606e-16 | 4.7667e-16 | -8.1859e-16 | 2.9606e-16 | 4.7631e-09 | -4.7631e-09 | -2.9606e-16 | -4.7631e-09 | 4.7631e-09 | 0 | 0 | 0 | 0 | 0 | 0 | 1 | 0.5 | 0.5 | 1 | 0.5 | 0.5 | 6.8408e-13 | -180 | 180 | 6.8956e-13 | -180 | 180
Line7_8_9 | 0 | 0 | 0 | 0 | 0 | 0 | 0 | 0 | 0 | 0 | 0 | 0 | 7.4015e-17 | -3.5531e-17 | -7.2539e-17 | -7.4015e-17 | 2.1538e-18 | 2.242e-16 | 2.9606e-16 | 1.5877e-09 | -1.5877e-09 | -2.2204e-16 | -1.5877e-09 | 1.5877e-09 | 0 | 0 | 0 | 0 | 0 | 0 | 1 | 0.5 | 0.5 | 1 | 0.5 | 0.5 | 6.8956e-13 | -180 | 180 | 6.8848e-13 | -180 | 180
Line8_8_10 | 0 | 0 | 0 | 0 | 0 | 0 | 0 | 0 | 0 | 0 | 0 | 0 | 2.2204e-16 | -4.4261e-16 | -7.2539e-17 | -2.2204e-16 | 4.0924e-16 | 7.6169e-17 | 2.2204e-16 | 1.5877e-09 | -1.5877e-09 | -2.2204e-16 | -1.5877e-09 | 1.5877e-09 | 0 | 0 | 0 | 0 | 0 | 0 | 1 | 0.5 | 0.5 | 1 | 0.5 | 0.5 | 6.8956e-13 | -180 | 180 | 6.9086e-13 | -180 | 180
Line9_3_11 | 0 | 0 | 0 | 0 | 0 | 0 | 0 | 0 | 0 | 0 | 0 | 0 | -3.7007e-16 | -1.66e-15 | 1.3747e-15 | 2.9606e-16 | 1.9118e-15 | -1.0488e-15 | -4.3671e-30 | 1.1114e-08 | -1.1114e-08 | 3.5696e-30 | -1.1114e-08 | 1.1114e-08 | 0 | 0 | 0 | 0 | 0 | 0 | 1 | 0.5 | 0.5 | 1 | 0.5 | 0.5 | 6.7612e-13 | -180 | 180 | 6.9082e-13 | -180 | 180

## LL_min_10
name | pf_ikss_a_from_ka | pf_ikss_b_from_ka | pf_ikss_c_from_ka | pf_ikss_a_to_ka | pf_ikss_b_to_ka | pf_ikss_c_to_ka | pf_skss_a_from_mw | pf_skss_b_from_mw | pf_skss_c_from_mw | pf_skss_a_to_mw | pf_skss_b_to_mw | pf_skss_c_to_mw | pf_p_a_from_mw | pf_p_b_from_mw | pf_p_c_from_mw | pf_p_a_to_mw | pf_p_b_to_mw | pf_p_c_to_mw | pf_q_a_from_mvar | pf_q_b_from_mvar | pf_q_c_from_mvar | pf_q_a_to_mvar | pf_q_b_to_mvar | pf_q_c_to_mvar | pf_ikss_a_from_degree | pf_ikss_b_from_degree | pf_ikss_c_from_degree | pf_ikss_a_to_degree | pf_ikss_b_to_degree | pf_ikss_c_to_degree | pf_vm_a_from_pu | pf_vm_b_from_pu | pf_vm_c_from_pu | pf_vm_a_to_pu | pf_vm_b_to_pu | pf_vm_c_to_pu | pf_va_a_from_degree | pf_va_b_from_degree | pf_va_c_from_degree | pf_va_a_to_degree | pf_va_b_to_degree | pf_va_c_to_degree
Line0_1_2 | 0 | 0 | 0 | 0 | 0 | 0 | 0 | 0 | 0 | 0 | 0 | 0 | -7.4015e-17 | -8.5736e-16 | 1.141e-15 | 1.4803e-16 | 7.6599e-16 | -1.0104e-15 | 2.2204e-16 | 9.5263e-09 | -9.5263e-09 | -1.4803e-16 | -9.5263e-09 | 9.5263e-09 | 0 | 0 | 0 | 0 | 0 | 0 | 1 | 0.5 | 0.5 | 1 | 0.5 | 0.5 | 6.6287e-13 | -180 | 180 | 6.6865e-13 | -180 | 180
Line10_11_12 | 0 | 0 | 0 | 0 | 0 | 0 | 0 | 0 | 0 | 0 | 0 | 0 | -4.4409e-16 | -1.6281e-15 | 1.4065e-15 | 3.7007e-16 | 1.9069e-15 | -1.1278e-15 | 2.2204e-16 | 9.5263e-09 | -9.5263e-09 | -2.2204e-16 | -9.5263e-09 | 9.5263e-09 | 0 | 0 | 0 | 0 | 0 | 0 | 1 | 0.5 | 0.5 | 1 | 0.5 | 0.5 | 6.9082e-13 | -180 | 180 | 7.0494e-13 | -180 | 180
Line11_12_13 | 0 | 0 | 0 | 0 | 0 | 0 | 0 | 0 | 0 | 0 | 0 | 0 | -2.9606e-16 | -1.4904e-15 | 6.1906e-16 | 2.2204e-16 | 1.5811e-15 | -6.7634e-16 | 1.4803e-16 | 7.9386e-09 | -7.9386e-09 | -1.4803e-16 | -7.9386e-09 | 7.9386e-09 | 0 | 0 | 0 | 0 | 0 | 0 | 1 | 0.5 | 0.5 | 1 | 0.5 | 0.5 | 7.0494e-13 | -180 | 180 | 7.1645e-13 | -180 | 180
Line12_13_15 | 0 | 0 | 0 | 0 | 0 | 0 | 0 | 0 | 0 | 0 | 0 | 0 | -2.2204e-16 | -7.1182e-16 | 2.8738e-16 | 7.4015e-17 | 8.9252e-16 | -1.0668e-16 | -2.2204e-16 | 4.7631e-09 | -4.7631e-09 | 2.2204e-16 | -4.7631e-09 | 4.7631e-09 | 0 | 0 | 0 | 0 | 0 | 0 | 1 | 0.5 | 0.5 | 1 | 0.5 | 0.5 | 7.1645e-13 | -180 | 180 | 7.1977e-13 | -180 | 180
Line13_13_14 | 0 | 0 | 0 | 0 | 0 | 0 | 0 | 0 | 0 | 0 | 0 | 0 | 7.4015e-17 | -1.0158e-16 | -1.0158e-16 | -1.4803e-16 | 2.1623e-16 | 2.5324e-16 | 9.2552e-31 | 1.5877e-09 | -1.5877e-09 | 7.4015e-17 | -1.5877e-09 | 1.5877e-09 | 0 | 0 | 0 | 0 | 0 | 0 | 1 | 0.5 | 0.5 | 1 | 0.5 | 0.5 | 7.1645e-13 | -180 | 180 | 7.1537e-13 | -180 | 180
Line14_15_16 | 0 | 0 | 0 | 0 | 0 | 0 | 0 | 0 | 0 | 0 | 0 | 0 | -7.4015e-17 | -6.6903e-16 | 3.6718e-16 | 1.4803e-16 | 6.4654e-16 | -3.5266e-16 | 7.4015e-17 | 3.1754e-09 | -3.1754e-09 | -7.4015e-17 | -3.1754e-09 | 3.1754e-09 | 0 | 0 | 0 | 0 | 0 | 0 | 1 | 0.5 | 0.5 | 1 | 0.5 | 0.5 | 7.1977e-13 | -180 | 180 | 7.2111e-13 | -180 | 180
Line15_16_17 | 0 | 0 | 0 | 0 | 0 | 0 | 0 | 0 | 0 | 0 | 0 | 0 | 1.8631e-30 | -8.2721e-17 | 2.8301e-17 | 7.4015e-17 | 1.2336e-17 | -1.727e-16 | -1.4803e-16 | 1.5877e-09 | -1.5877e-09 | 7.4015e-17 | -1.5877e-09 | 1.5877e-09 | 0 | 0 | 0 | 0 | 0 | 0 | 1 | 0.5 | 0.5 | 1 | 0.5 | 0.5 | 7.2111e-13 | -180 | 180 | 7.1989e-13 | -180 | 180
Line16_4_18 | 0 | 0 | 0 | 0 | 0 | 0 | 0 | 0 | 0 | 0 | 0 | 0 | -1.4803e-16 | -1.6249e-16 | 5.7766e-16 | 2.2204e-16 | 9.2104e-17 | -5.7403e-16 | -7.4015e-17 | 1.5877e-09 | -1.5877e-09 | 2.5673e-30 | -1.5877e-09 | 1.5877e-09 | 0 | 0 | 0 | 0 | 0 | 0 | 1 | 0.5 | 0.5 | 1 | 0.5 | 0.5 | 6.6369e-13 | -180 | 180 | 6.6247e-13 | -180 | 180
Line17_5_19 | 0 | 0 | 0 | 0 | 0 | 0 | 0 | 0 | 0 | 0 | 0 | 0 | -1.4803e-16 | -1.6249e-16 | 5.7766e-16 | 2.2204e-16 | 9.2104e-17 | -5.7403e-16 | -7.4015e-17 | 1.5877e-09 | -1.5877e-09 | 2.5673e-30 | -1.5877e-09 | 1.5877e-09 | 0 | 0 | 0 | 0 | 0 | 0 | 1 | 0.5 | 0.5 | 1 | 0.5 | 0.5 | 6.6369e-13 | -180 | 180 | 6.6247e-13 | -180 | 180
Line1_1_3 | 0 | 0 | 0 | 0 | 0 | 0 | 0 | 0 | 0 | 0 | 0 | 0 | -3.7007e-16 | -1.6489e-15 | 1.8668e-15 | 2.9606e-16 | 1.8442e-15 | -1.6345e-15 | -4.2815e-30 | 1.2702e-08 | -1.2702e-08 | 3.4937e-30 | -1.2702e-08 | 1.2702e-08 | 0 | 0 | 0 | 0 | 0 | 0 | 1 | 0.5 | 0.5 | 1 | 0.5 | 0.5 | 6.6287e-13 | -180 | 180 | 6.7612e-13 | -180 | 180
Line2_1_4 | 0 | 0 | 0 | 0 | 0 | 0 | 0 | 0 | 0 | 0 | 0 | 0 | 1.7126e-30 | -4.9549e-16 | 2.8166e-16 | -8.5735e-31 | 3.9899e-16 | -2.6714e-16 | -1.4803e-16 | 3.1754e-09 | -3.1754e-09 | 7.4015e-17 | -3.1754e-09 | 3.1754e-09 | 0 | 0 | 0 | 0 | 0 | 0 | 1 | 0.5 | 0.5 | 1 | 0.5 | 0.5 | 6.6287e-13 | -180 | 180 | 6.6369e-13 | -180 | 180
Line3_1_5 | 0 | 0 | 0 | 0 | 0 | 0 | 0 | 0 | 0 | 0 | 0 | 0 | 1.7126e-30 | -4.9549e-16 | 2.8166e-16 | -8.5735e-31 | 3.9899e-16 | -2.6714e-16 | -1.4803e-16 | 3.1754e-09 | -3.1754e-09 | 7.4015e-17 | -3.1754e-09 | 3.1754e-09 | 0 | 0 | 0 | 0 | 0 | 0 | 1 | 0.5 | 0.5 | 1 | 0.5 | 0.5 | 6.6287e-13 | -180 | 180 | 6.6369e-13 | -180 | 180
Line4_2_6 | 0 | 0 | 0 | 0 | 0 | 0 | 0 | 0 | 0 | 0 | 0 | 0 | -5.1826e-30 | -9.2205e-16 | 7.4328e-16 | 7.4015e-17 | 9.0178e-16 | -6.5253e-16 | 4.4409e-16 | 7.9386e-09 | -7.9386e-09 | -3.7007e-16 | -7.9386e-09 | 7.9386e-09 | 0 | 0 | 0 | 0 | 0 | 0 | 1 | 0.5 | 0.5 | 1 | 0.5 | 0.5 | 6.6865e-13 | -180 | 180 | 6.7804e-13 | -180 | 180
Line5_6_7 | 0 | 0 | 0 | 0 | 0 | 0 | 0 | 0 | 0 | 0 | 0 | 0 | -1.4803e-16 | -6.6961e-16 | 5.5163e-16 | 7.4015e-17 | 7.647e-16 | -4.9355e-16 | 2.2204e-16 | 6.3509e-09 | -6.3509e-09 | -2.2204e-16 | -6.3509e-09 | 6.3509e-09 | 0 | 0 | 0 | 0 | 0 | 0 | 1 | 0.5 | 0.5 | 1 | 0.5 | 0.5 | 6.7804e-13 | -180 | 180 | 6.8408e-13 | -180 | 180
Line6_7_8 | 0 | 0 | 0 | 0 | 0 | 0 | 0 | 0 | 0 | 0 | 0 | 0 | -2.2204e-16 | -6.2904e-16 | 8.5126e-16 | 2.9606e-16 | 4.7667e-16 | -8.1859e-16 | 2.9606e-16 | 4.7631e-09 | -4.7631e-09 | -2.9606e-16 | -4.7631e-09 | 4.7631e-09 | 0 | 0 | 0 | 0 | 0 | 0 | 1 | 0.5 | 0.5 | 1 | 0.5 | 0.5 | 6.8408e-13 | -180 | 180 | 6.8956e-13 | -180 | 180
Line7_8_9 | 0 | 0 | 0 | 0 | 0 | 0 | 0 | 0 | 0 | 0 | 0 | 0 | 7.4015e-17 | -3.5531e-17 | -7.2539e-17 | -7.4015e-17 | 2.1538e-18 | 2.242e-16 | 2.9606e-16 | 1.5877e-09 | -1.5877e-09 | -2.2204e-16 | -1.5877e-09 | 1.5877e-09 | 0 | 0 | 0 | 0 | 0 | 0 | 1 | 0.5 | 0.5 | 1 | 0.5 | 0.5 | 6.8956e-13 | -180 | 180 | 6.8848e-13 | -180 | 180
Line8_8_10 | 0 | 0 | 0 | 0 | 0 | 0 | 0 | 0 | 0 | 0 | 0 | 0 | 2.2204e-16 | -4.4261e-16 | -7.2539e-17 | -2.2204e-16 | 4.0924e-16 | 7.6169e-17 | 2.2204e-16 | 1.5877e-09 | -1.5877e-09 | -2.2204e-16 | -1.5877e-09 | 1.5877e-09 | 0 | 0 | 0 | 0 | 0 | 0 | 1 | 0.5 | 0.5 | 1 | 0.5 | 0.5 | 6.8956e-13 | -180 | 180 | 6.9086e-13 | -180 | 180
Line9_3_11 | 0 | 0 | 0 | 0 | 0 | 0 | 0 | 0 | 0 | 0 | 0 | 0 | -3.7007e-16 | -1.66e-15 | 1.3747e-15 | 2.9606e-16 | 1.9118e-15 | -1.0488e-15 | -4.3671e-30 | 1.1114e-08 | -1.1114e-08 | 3.5696e-30 | -1.1114e-08 | 1.1114e-08 | 0 | 0 | 0 | 0 | 0 | 0 | 1 | 0.5 | 0.5 | 1 | 0.5 | 0.5 | 6.7612e-13 | -180 | 180 | 6.9082e-13 | -180 | 180

## LL_min_fault_6
name | pf_ikss_a_from_ka | pf_ikss_b_from_ka | pf_ikss_c_from_ka | pf_ikss_a_to_ka | pf_ikss_b_to_ka | pf_ikss_c_to_ka | pf_skss_a_from_mw | pf_skss_b_from_mw | pf_skss_c_from_mw | pf_skss_a_to_mw | pf_skss_b_to_mw | pf_skss_c_to_mw | pf_p_a_from_mw | pf_p_b_from_mw | pf_p_c_from_mw | pf_p_a_to_mw | pf_p_b_to_mw | pf_p_c_to_mw | pf_q_a_from_mvar | pf_q_b_from_mvar | pf_q_c_from_mvar | pf_q_a_to_mvar | pf_q_b_to_mvar | pf_q_c_to_mvar | pf_ikss_a_from_degree | pf_ikss_b_from_degree | pf_ikss_c_from_degree | pf_ikss_a_to_degree | pf_ikss_b_to_degree | pf_ikss_c_to_degree | pf_vm_a_from_pu | pf_vm_b_from_pu | pf_vm_c_from_pu | pf_vm_a_to_pu | pf_vm_b_to_pu | pf_vm_c_to_pu | pf_va_a_from_degree | pf_va_b_from_degree | pf_va_c_from_degree | pf_va_a_to_degree | pf_va_b_to_degree | pf_va_c_to_degree
Line0_1_2 | 0 | 0 | 0 | 0 | 0 | 0 | 0 | 0 | 0 | 0 | 0 | 0 | 2.1973e-17 | -2.2559e-10 | -6.2954e-10 | -2.1973e-17 | 2.2559e-10 | 6.2954e-10 | 9.2519e-18 | 6.0796e-10 | 9.1694e-11 | -9.2519e-18 | -6.0796e-10 | -9.1694e-11 | 0 | 0 | 0 | 0 | 0 | 0 | 1 | 0.98924 | 0.97051 | 1 | 0.98924 | 0.97051 | 1.7197e-14 | -121.6008 | 119.7539 | 1.7175e-14 | -121.6008 | 119.7539
Line10_11_12 | 0 | 0 | 0 | 0 | 0 | 0 | 0 | 0 | 0 | 0 | 0 | 0 | 2.8912e-18 | -2.2559e-10 | -6.2954e-10 | -5.7824e-19 | 2.2559e-10 | 6.2954e-10 | 1.1565e-17 | 6.0796e-10 | 9.1694e-11 | -1.3878e-17 | -6.0796e-10 | -9.1694e-11 | 0 | 0 | 0 | 0 | 0 | 0 | 1 | 0.98924 | 0.97051 | 1 | 0.98924 | 0.97051 | 1.7948e-14 | -121.6008 | 119.7539 | 1.8342e-14 | -121.6008 | 119.7539
Line11_12_13 | 0 | 0 | 0 | 0 | 0 | 0 | 0 | 0 | 0 | 0 | 0 | 0 | -3.4694e-18 | -1.8799e-10 | -5.2461e-10 | 3.4694e-18 | 1.8799e-10 | 5.2461e-10 | 1.8504e-17 | 5.0663e-10 | 7.6412e-11 | -1.8504e-17 | -5.0663e-10 | -7.6412e-11 | 0 | 0 | 0 | 0 | 0 | 0 | 1 | 0.98924 | 0.97051 | 1 | 0.98924 | 0.97051 | 1.8342e-14 | -121.6008 | 119.7539 | 1.8714e-14 | -121.6008 | 119.7539
Line12_13_15 | 0 | 0 | 0 | 0 | 0 | 0 | 0 | 0 | 0 | 0 | 0 | 0 | -3.4694e-18 | -1.128e-10 | -3.1477e-10 | 3.4694e-18 | 1.128e-10 | 3.1477e-10 | 9.2519e-18 | 3.0398e-10 | 4.5847e-11 | -1.1565e-17 | -3.0398e-10 | -4.5847e-11 | 0 | 0 | 0 | 0 | 0 | 0 | 1 | 0.98924 | 0.97051 | 1 | 0.98924 | 0.97051 | 1.8714e-14 | -121.6008 | 119.7539 | 1.8903e-14 | -121.6008 | 119.7539
Line13_13_14 | 0 | 0 | 0 | 0 | 0 | 0 | 0 | 0 | 0 | 0 | 0 | 0 | -1.1565e-18 | -3.7599e-11 | -1.0492e-10 | 1.1565e-18 | 3.7599e-11 | 1.0492e-10 | 2.313e-18 | 1.0133e-10 | 1.5282e-11 | -6.9389e-18 | -1.0133e-10 | -1.5282e-11 | 0 | 0 | 0 | 0 | 0 | 0 | 1 | 0.98924 | 0.97051 | 1 | 0.98924 | 0.97051 | 1.8714e-14 | -121.6008 | 119.7539 | 1.8707e-14 | -121.6008 | 119.7539
Line14_15_16 | 0 | 0 | 0 | 0 | 0 | 0 | 0 | 0 | 0 | 0 | 0 | 0 | -2.8912e-18 | -7.5198e-11 | -2.0985e-10 | 2.8912e-18 | 7.5198e-11 | 2.0985e-10 | 6.9389e-18 | 2.0265e-10 | 3.0565e-11 | -9.2519e-18 | -2.0265e-10 | -3.0565e-11 | 0 | 0 | 0 | 0 | 0 | 0 | 1 | 0.98924 | 0.97051 | 1 | 0.98924 | 0.97051 | 1.8903e-14 | -121.6008 | 119.7539 | 1.9066e-14 | -121.6008 | 119.7539
Line15_16_17 | 0 | 0 | 0 | 0 | 0 | 0 | 0 | 0 | 0 | 0 | 0 | 0 | -5.7824e-19 | -3.7599e-11 | -1.0492e-10 | -1.7347e-18 | 3.7599e-11 | 1.0492e-10 | -1.9242e-34 | 1.0133e-10 | 1.5282e-11 | -5.7902e-34 | -1.0133e-10 | -1.5282e-11 | 0 | 0 | 0 | 0 | 0 | 0 | 1 | 0.98924 | 0.97051 | 1 | 0.98924 | 0.97051 | 1.9066e-14 | -121.6008 | 119.7539 | 1.9124e-14 | -121.6008 | 119.7539
Line16_4_18 | 0 | 0 | 0 | 0 | 0 | 0 | 0 | 0 | 0 | 0 | 0 | 0 | -5.2042e-18 | -3.7599e-11 | -1.0492e-10 | 5.2042e-18 | 3.7599e-11 | 1.0492e-10 | -1.5757e-33 | 1.0133e-10 | 1.5282e-11 | -2.313e-18 | -1.0133e-10 | -1.5282e-11 | 0 | 0 | 0 | 0 | 0 | 0 | 1 | 0.98924 | 0.97051 | 1 | 0.98924 | 0.97051 | 1.7348e-14 | -121.6008 | 119.7539 | 1.7406e-14 | -121.6008 | 119.7539
Line17_5_19 | 0 | 0 | 0 | 0 | 0 | 0 | 0 | 0 | 0 | 0 | 0 | 0 | -5.2042e-18 | -3.7599e-11 | -1.0492e-10 | 5.2042e-18 | 3.7599e-11 | 1.0492e-10 | -1.5757e-33 | 1.0133e-10 | 1.5282e-11 | -2.313e-18 | -1.0133e-10 | -1.5282e-11 | 0 | 0 | 0 | 0 | 0 | 0 | 1 | 0.98924 | 0.97051 | 1 | 0.98924 | 0.97051 | 1.7348e-14 | -121.6008 | 119.7539 | 1.7406e-14 | -121.6008 | 119.7539
Line1_1_3 | 0 | 0 | 0 | 0 | 0 | 0 | 0 | 0 | 0 | 0 | 0 | 0 | 1.0987e-17 | -3.0079e-10 | -8.3938e-10 | -8.6736e-18 | 3.0079e-10 | 8.3938e-10 | 1.3878e-17 | 8.1061e-10 | 1.2226e-10 | -1.6191e-17 | -8.1061e-10 | -1.2226e-10 | 0 | 0 | 0 | 0 | 0 | 0 | 1 | 0.98924 | 0.97051 | 1 | 0.98924 | 0.97051 | 1.7197e-14 | -121.6008 | 119.7539 | 1.7559e-14 | -121.6008 | 119.7539
Line2_1_4 | 0 | 0 | 0 | 0 | 0 | 0 | 0 | 0 | 0 | 0 | 0 | 0 | -2.7768e-33 | -7.5198e-11 | -2.0985e-10 | 3.5016e-33 | 7.5198e-11 | 2.0985e-10 | 9.2519e-18 | 2.0265e-10 | 3.0565e-11 | -1.1565e-17 | -2.0265e-10 | -3.0565e-11 | 0 | 0 | 0 | 0 | 0 | 0 | 1 | 0.98924 | 0.97051 | 1 | 0.98924 | 0.97051 | 1.7197e-14 | -121.6008 | 119.7539 | 1.7348e-14 | -121.6008 | 119.7539
Line3_1_5 | 0 | 0 | 0 | 0 | 0 | 0 | 0 | 0 | 0 | 0 | 0 | 0 | -2.7768e-33 | -7.5198e-11 | -2.0985e-10 | 3.5016e-33 | 7.5198e-11 | 2.0985e-10 | 9.2519e-18 | 2.0265e-10 | 3.0565e-11 | -1.1565e-17 | -2.0265e-10 | -3.0565e-11 | 0 | 0 | 0 | 0 | 0 | 0 | 1 | 0.98924 | 0.97051 | 1 | 0.98924 | 0.97051 | 1.7197e-14 | -121.6008 | 119.7539 | 1.7348e-14 | -121.6008 | 119.7539
Line4_2_6 | 0 | 0 | 0 | 0 | 0 | 0 | 0 | 0 | 0 | 0 | 0 | 0 | 9.2519e-18 | -1.8799e-10 | -5.2461e-10 | -1.1565e-17 | 1.8799e-10 | 5.2461e-10 | 1.6191e-17 | 5.0663e-10 | 7.6412e-11 | -1.3878e-17 | -5.0663e-10 | -7.6412e-11 | 0 | 0 | 0 | 0 | 0 | 0 | 1 | 0.98924 | 0.97051 | 1 | 0.98924 | 0.97051 | 1.7175e-14 | -121.6008 | 119.7539 | 1.724e-14 | -121.6008 | 119.7539
Line5_6_7 | 0 | 0 | 0 | 0 | 0 | 0 | 0 | 0 | 0 | 0 | 0 | 0 | 1.0408e-17 | -1.504e-10 | -4.1969e-10 | -1.0408e-17 | 1.504e-10 | 4.1969e-10 | 1.1565e-17 | 4.053e-10 | 6.113e-11 | -1.1565e-17 | -4.053e-10 | -6.113e-11 | 0 | 0 | 0 | 0 | 0 | 0 | 1 | 0.98924 | 0.97051 | 1 | 0.98924 | 0.97051 | 1.724e-14 | -121.6008 | 119.7539 | 1.7326e-14 | -121.6008 | 119.7539
Line6_7_8 | 0 | 0 | 0 | 0 | 0 | 0 | 0 | 0 | 0 | 0 | 0 | 0 | 6.9389e-18 | -1.128e-10 | -3.1477e-10 | -6.9389e-18 | 1.128e-10 | 3.1477e-10 | 1.1565e-17 | 3.0398e-10 | 4.5847e-11 | -1.3878e-17 | -3.0398e-10 | -4.5847e-11 | 0 | 0 | 0 | 0 | 0 | 0 | 1 | 0.98924 | 0.97051 | 1 | 0.98924 | 0.97051 | 1.7326e-14 | -121.6008 | 119.7539 | 1.7487e-14 | -121.6008 | 119.7539
Line7_8_9 | 0 | 0 | 0 | 0 | 0 | 0 | 0 | 0 | 0 | 0 | 0 | 0 | -2.1178e-33 | -3.7599e-11 | -1.0492e-10 | -2.313e-18 | 3.7599e-11 | 1.0492e-10 | 6.9389e-18 | 1.0133e-10 | 1.5282e-11 | -6.9389e-18 | -1.0133e-10 | -1.5282e-11 | 0 | 0 | 0 | 0 | 0 | 0 | 1 | 0.98924 | 0.97051 | 1 | 0.98924 | 0.97051 | 1.7487e-14 | -121.6008 | 119.7539 | 1.7479e-14 | -121.6008 | 119.7539
Line8_8_10 | 0 | 0 | 0 | 0 | 0 | 0 | 0 | 0 | 0 | 0 | 0 | 0 | 1.7347e-18 | -3.7599e-11 | -1.0492e-10 | -1.7347e-18 | 3.7599e-11 | 1.0492e-10 | 9.2519e-18 | 1.0133e-10 | 1.5282e-11 | -6.9389e-18 | -1.0133e-10 | -1.5282e-11 | 0 | 0 | 0 | 0 | 0 | 0 | 1 | 0.98924 | 0.97051 | 1 | 0.98924 | 0.97051 | 1.7487e-14 | -121.6008 | 119.7539 | 1.7559e-14 | -121.6008 | 119.7539
Line9_3_11 | 0 | 0 | 0 | 0 | 0 | 0 | 0 | 0 | 0 | 0 | 0 | 0 | 5.7824e-18 | -2.6319e-10 | -7.3446e-10 | -5.7824e-18 | 2.6319e-10 | 7.3446e-10 | 1.6191e-17 | 7.0928e-10 | 1.0698e-10 | -1.8504e-17 | -7.0928e-10 | -1.0698e-10 | 0 | 0 | 0 | 0 | 0 | 0 | 1 | 0.98924 | 0.97051 | 1 | 0.98924 | 0.97051 | 1.7559e-14 | -121.6008 | 119.7539 | 1.7948e-14 | -121.6008 | 119.7539

## LL_min_fault_10
name | pf_ikss_a_from_ka | pf_ikss_b_from_ka | pf_ikss_c_from_ka | pf_ikss_a_to_ka | pf_ikss_b_to_ka | pf_ikss_c_to_ka | pf_skss_a_from_mw | pf_skss_b_from_mw | pf_skss_c_from_mw | pf_skss_a_to_mw | pf_skss_b_to_mw | pf_skss_c_to_mw | pf_p_a_from_mw | pf_p_b_from_mw | pf_p_c_from_mw | pf_p_a_to_mw | pf_p_b_to_mw | pf_p_c_to_mw | pf_q_a_from_mvar | pf_q_b_from_mvar | pf_q_c_from_mvar | pf_q_a_to_mvar | pf_q_b_to_mvar | pf_q_c_to_mvar | pf_ikss_a_from_degree | pf_ikss_b_from_degree | pf_ikss_c_from_degree | pf_ikss_a_to_degree | pf_ikss_b_to_degree | pf_ikss_c_to_degree | pf_vm_a_from_pu | pf_vm_b_from_pu | pf_vm_c_from_pu | pf_vm_a_to_pu | pf_vm_b_to_pu | pf_vm_c_to_pu | pf_va_a_from_degree | pf_va_b_from_degree | pf_va_c_from_degree | pf_va_a_to_degree | pf_va_b_to_degree | pf_va_c_to_degree
Line0_1_2 | 0 | 0 | 0 | 0 | 0 | 0 | 0 | 0 | 0 | 0 | 0 | 0 | 2.1973e-17 | -2.2559e-10 | -6.2954e-10 | -2.1973e-17 | 2.2559e-10 | 6.2954e-10 | 9.2519e-18 | 6.0796e-10 | 9.1694e-11 | -9.2519e-18 | -6.0796e-10 | -9.1694e-11 | 0 | 0 | 0 | 0 | 0 | 0 | 1 | 0.98924 | 0.97051 | 1 | 0.98924 | 0.97051 | 1.7197e-14 | -121.6008 | 119.7539 | 1.7175e-14 | -121.6008 | 119.7539
Line10_11_12 | 0 | 0 | 0 | 0 | 0 | 0 | 0 | 0 | 0 | 0 | 0 | 0 | 2.8912e-18 | -2.2559e-10 | -6.2954e-10 | -5.7824e-19 | 2.2559e-10 | 6.2954e-10 | 1.1565e-17 | 6.0796e-10 | 9.1694e-11 | -1.3878e-17 | -6.0796e-10 | -9.1694e-11 | 0 | 0 | 0 | 0 | 0 | 0 | 1 | 0.98924 | 0.97051 | 1 | 0.98924 | 0.97051 | 1.7948e-14 | -121.6008 | 119.7539 | 1.8342e-14 | -121.6008 | 119.7539
Line11_12_13 | 0 | 0 | 0 | 0 | 0 | 0 | 0 | 0 | 0 | 0 | 0 | 0 | -3.4694e-18 | -1.8799e-10 | -5.2461e-10 | 3.4694e-18 | 1.8799e-10 | 5.2461e-10 | 1.8504e-17 | 5.0663e-10 | 7.6412e-11 | -1.8504e-17 | -5.0663e-10 | -7.6412e-11 | 0 | 0 | 0 | 0 | 0 | 0 | 1 | 0.98924 | 0.97051 | 1 | 0.98924 | 0.97051 | 1.8342e-14 | -121.6008 | 119.7539 | 1.8714e-14 | -121.6008 | 119.7539
Line12_13_15 | 0 | 0 | 0 | 0 | 0 | 0 | 0 | 0 | 0 | 0 | 0 | 0 | -3.4694e-18 | -1.128e-10 | -3.1477e-10 | 3.4694e-18 | 1.128e-10 | 3.1477e-10 | 9.2519e-18 | 3.0398e-10 | 4.5847e-11 | -1.1565e-17 | -3.0398e-10 | -4.5847e-11 | 0 | 0 | 0 | 0 | 0 | 0 | 1 | 0.98924 | 0.97051 | 1 | 0.98924 | 0.97051 | 1.8714e-14 | -121.6008 | 119.7539 | 1.8903e-14 | -121.6008 | 119.7539
Line13_13_14 | 0 | 0 | 0 | 0 | 0 | 0 | 0 | 0 | 0 | 0 | 0 | 0 | -1.1565e-18 | -3.7599e-11 | -1.0492e-10 | 1.1565e-18 | 3.7599e-11 | 1.0492e-10 | 2.313e-18 | 1.0133e-10 | 1.5282e-11 | -6.9389e-18 | -1.0133e-10 | -1.5282e-11 | 0 | 0 | 0 | 0 | 0 | 0 | 1 | 0.98924 | 0.97051 | 1 | 0.98924 | 0.97051 | 1.8714e-14 | -121.6008 | 119.7539 | 1.8707e-14 | -121.6008 | 119.7539
Line14_15_16 | 0 | 0 | 0 | 0 | 0 | 0 | 0 | 0 | 0 | 0 | 0 | 0 | -2.8912e-18 | -7.5198e-11 | -2.0985e-10 | 2.8912e-18 | 7.5198e-11 | 2.0985e-10 | 6.9389e-18 | 2.0265e-10 | 3.0565e-11 | -9.2519e-18 | -2.0265e-10 | -3.0565e-11 | 0 | 0 | 0 | 0 | 0 | 0 | 1 | 0.98924 | 0.97051 | 1 | 0.98924 | 0.97051 | 1.8903e-14 | -121.6008 | 119.7539 | 1.9066e-14 | -121.6008 | 119.7539
Line15_16_17 | 0 | 0 | 0 | 0 | 0 | 0 | 0 | 0 | 0 | 0 | 0 | 0 | -5.7824e-19 | -3.7599e-11 | -1.0492e-10 | -1.7347e-18 | 3.7599e-11 | 1.0492e-10 | -1.9242e-34 | 1.0133e-10 | 1.5282e-11 | -5.7902e-34 | -1.0133e-10 | -1.5282e-11 | 0 | 0 | 0 | 0 | 0 | 0 | 1 | 0.98924 | 0.97051 | 1 | 0.98924 | 0.97051 | 1.9066e-14 | -121.6008 | 119.7539 | 1.9124e-14 | -121.6008 | 119.7539
Line16_4_18 | 0 | 0 | 0 | 0 | 0 | 0 | 0 | 0 | 0 | 0 | 0 | 0 | -5.2042e-18 | -3.7599e-11 | -1.0492e-10 | 5.2042e-18 | 3.7599e-11 | 1.0492e-10 | -1.5757e-33 | 1.0133e-10 | 1.5282e-11 | -2.313e-18 | -1.0133e-10 | -1.5282e-11 | 0 | 0 | 0 | 0 | 0 | 0 | 1 | 0.98924 | 0.97051 | 1 | 0.98924 | 0.97051 | 1.7348e-14 | -121.6008 | 119.7539 | 1.7406e-14 | -121.6008 | 119.7539
Line17_5_19 | 0 | 0 | 0 | 0 | 0 | 0 | 0 | 0 | 0 | 0 | 0 | 0 | -5.2042e-18 | -3.7599e-11 | -1.0492e-10 | 5.2042e-18 | 3.7599e-11 | 1.0492e-10 | -1.5757e-33 | 1.0133e-10 | 1.5282e-11 | -2.313e-18 | -1.0133e-10 | -1.5282e-11 | 0 | 0 | 0 | 0 | 0 | 0 | 1 | 0.98924 | 0.97051 | 1 | 0.98924 | 0.97051 | 1.7348e-14 | -121.6008 | 119.7539 | 1.7406e-14 | -121.6008 | 119.7539
Line1_1_3 | 0 | 0 | 0 | 0 | 0 | 0 | 0 | 0 | 0 | 0 | 0 | 0 | 1.0987e-17 | -3.0079e-10 | -8.3938e-10 | -8.6736e-18 | 3.0079e-10 | 8.3938e-10 | 1.3878e-17 | 8.1061e-10 | 1.2226e-10 | -1.6191e-17 | -8.1061e-10 | -1.2226e-10 | 0 | 0 | 0 | 0 | 0 | 0 | 1 | 0.98924 | 0.97051 | 1 | 0.98924 | 0.97051 | 1.7197e-14 | -121.6008 | 119.7539 | 1.7559e-14 | -121.6008 | 119.7539
Line2_1_4 | 0 | 0 | 0 | 0 | 0 | 0 | 0 | 0 | 0 | 0 | 0 | 0 | -2.7768e-33 | -7.5198e-11 | -2.0985e-10 | 3.5016e-33 | 7.5198e-11 | 2.0985e-10 | 9.2519e-18 | 2.0265e-10 | 3.0565e-11 | -1.1565e-17 | -2.0265e-10 | -3.0565e-11 | 0 | 0 | 0 | 0 | 0 | 0 | 1 | 0.98924 | 0.97051 | 1 | 0.98924 | 0.97051 | 1.7197e-14 | -121.6008 | 119.7539 | 1.7348e-14 | -121.6008 | 119.7539
Line3_1_5 | 0 | 0 | 0 | 0 | 0 | 0 | 0 | 0 | 0 | 0 | 0 | 0 | -2.7768e-33 | -7.5198e-11 | -2.0985e-10 | 3.5016e-33 | 7.5198e-11 | 2.0985e-10 | 9.2519e-18 | 2.0265e-10 | 3.0565e-11 | -1.1565e-17 | -2.0265e-10 | -3.0565e-11 | 0 | 0 | 0 | 0 | 0 | 0 | 1 | 0.98924 | 0.97051 | 1 | 0.98924 | 0.97051 | 1.7197e-14 | -121.6008 | 119.7539 | 1.7348e-14 | -121.6008 | 119.7539
Line4_2_6 | 0 | 0 | 0 | 0 | 0 | 0 | 0 | 0 | 0 | 0 | 0 | 0 | 9.2519e-18 | -1.8799e-10 | -5.2461e-10 | -1.1565e-17 | 1.8799e-10 | 5.2461e-10 | 1.6191e-17 | 5.0663e-10 | 7.6412e-11 | -1.3878e-17 | -5.0663e-10 | -7.6412e-11 | 0 | 0 | 0 | 0 | 0 | 0 | 1 | 0.98924 | 0.97051 | 1 | 0.98924 | 0.97051 | 1.7175e-14 | -121.6008 | 119.7539 | 1.724e-14 | -121.6008 | 119.7539
Line5_6_7 | 0 | 0 | 0 | 0 | 0 | 0 | 0 | 0 | 0 | 0 | 0 | 0 | 1.0408e-17 | -1.504e-10 | -4.1969e-10 | -1.0408e-17 | 1.504e-10 | 4.1969e-10 | 1.1565e-17 | 4.053e-10 | 6.113e-11 | -1.1565e-17 | -4.053e-10 | -6.113e-11 | 0 | 0 | 0 | 0 | 0 | 0 | 1 | 0.98924 | 0.97051 | 1 | 0.98924 | 0.97051 | 1.724e-14 | -121.6008 | 119.7539 | 1.7326e-14 | -121.6008 | 119.7539
Line6_7_8 | 0 | 0 | 0 | 0 | 0 | 0 | 0 | 0 | 0 | 0 | 0 | 0 | 6.9389e-18 | -1.128e-10 | -3.1477e-10 | -6.9389e-18 | 1.128e-10 | 3.1477e-10 | 1.1565e-17 | 3.0398e-10 | 4.5847e-11 | -1.3878e-17 | -3.0398e-10 | -4.5847e-11 | 0 | 0 | 0 | 0 | 0 | 0 | 1 | 0.98924 | 0.97051 | 1 | 0.98924 | 0.97051 | 1.7326e-14 | -121.6008 | 119.7539 | 1.7487e-14 | -121.6008 | 119.7539
Line7_8_9 | 0 | 0 | 0 | 0 | 0 | 0 | 0 | 0 | 0 | 0 | 0 | 0 | -2.1178e-33 | -3.7599e-11 | -1.0492e-10 | -2.313e-18 | 3.7599e-11 | 1.0492e-10 | 6.9389e-18 | 1.0133e-10 | 1.5282e-11 | -6.9389e-18 | -1.0133e-10 | -1.5282e-11 | 0 | 0 | 0 | 0 | 0 | 0 | 1 | 0.98924 | 0.97051 | 1 | 0.98924 | 0.97051 | 1.7487e-14 | -121.6008 | 119.7539 | 1.7479e-14 | -121.6008 | 119.7539
Line8_8_10 | 0 | 0 | 0 | 0 | 0 | 0 | 0 | 0 | 0 | 0 | 0 | 0 | 1.7347e-18 | -3.7599e-11 | -1.0492e-10 | -1.7347e-18 | 3.7599e-11 | 1.0492e-10 | 9.2519e-18 | 1.0133e-10 | 1.5282e-11 | -6.9389e-18 | -1.0133e-10 | -1.5282e-11 | 0 | 0 | 0 | 0 | 0 | 0 | 1 | 0.98924 | 0.97051 | 1 | 0.98924 | 0.97051 | 1.7487e-14 | -121.6008 | 119.7539 | 1.7559e-14 | -121.6008 | 119.7539
Line9_3_11 | 0 | 0 | 0 | 0 | 0 | 0 | 0 | 0 | 0 | 0 | 0 | 0 | 5.7824e-18 | -2.6319e-10 | -7.3446e-10 | -5.7824e-18 | 2.6319e-10 | 7.3446e-10 | 1.6191e-17 | 7.0928e-10 | 1.0698e-10 | -1.8504e-17 | -7.0928e-10 | -1.0698e-10 | 0 | 0 | 0 | 0 | 0 | 0 | 1 | 0.98924 | 0.97051 | 1 | 0.98924 | 0.97051 | 1.7559e-14 | -121.6008 | 119.7539 | 1.7948e-14 | -121.6008 | 119.7539

## LG_max_6
name | pf_ikss_a_from_ka | pf_ikss_b_from_ka | pf_ikss_c_from_ka | pf_ikss_a_to_ka | pf_ikss_b_to_ka | pf_ikss_c_to_ka | pf_skss_a_from_mw | pf_skss_b_from_mw | pf_skss_c_from_mw | pf_skss_a_to_mw | pf_skss_b_to_mw | pf_skss_c_to_mw | pf_p_a_from_mw | pf_p_b_from_mw | pf_p_c_from_mw | pf_p_a_to_mw | pf_p_b_to_mw | pf_p_c_to_mw | pf_q_a_from_mvar | pf_q_b_from_mvar | pf_q_c_from_mvar | pf_q_a_to_mvar | pf_q_b_to_mvar | pf_q_c_to_mvar | pf_ikss_a_from_degree | pf_ikss_b_from_degree | pf_ikss_c_from_degree | pf_ikss_a_to_degree | pf_ikss_b_to_degree | pf_ikss_c_to_degree | pf_vm_a_from_pu | pf_vm_b_from_pu | pf_vm_c_from_pu | pf_vm_a_to_pu | pf_vm_b_to_pu | pf_vm_c_to_pu | pf_va_a_from_degree | pf_va_b_from_degree | pf_va_c_from_degree | pf_va_a_to_degree | pf_va_b_to_degree | pf_va_c_to_degree
Line0_1_2 | 0.1732 | 0.17321 | 0.17321 | 0.1732 | 0.17321 | 0.17321 | 0.04 | 0.04 | 0.04 | 0.04 | 0.04 | 0.04 | -0.00022666 | -0.0044251 | -0.0046272 | 0.00052666 | 0.0047252 | 0.0049272 | -0.002187 | -0.045859 | -0.045765 | 0.002787 | 0.046459 | 0.046365 | 95.7107 | -24.2898 | -144.2891 | -84.2893 | 155.7103 | 35.7108 | 0.054968 | 1.1518 | 1.15 | 0.070909 | 1.1675 | 1.1657 | -0.20627 | -119.8015 | 119.9375 | -4.9902 | -120.0972 | 119.6449
Line10_11_12 | 0.1732 | 0.17321 | 0.17321 | 0.1732 | 0.17321 | 0.17321 | 0.04 | 0.04 | 0.04 | 0.04 | 0.04 | 0.04 | -0.00082666 | -0.0050251 | -0.0052272 | 0.0011267 | 0.0053252 | 0.0055272 | -0.003387 | -0.047059 | -0.046965 | 0.003987 | 0.047659 | 0.047565 | 95.7107 | -24.2898 | -144.2891 | -84.2893 | 155.7103 | 35.7108 | 0.087161 | 1.1832 | 1.1814 | 0.10358 | 1.1989 | 1.1971 | -8.0052 | -120.385 | 119.36 | -10.0686 | -120.6653 | 119.0827
Line11_12_13 | 0.1732 | 0.17321 | 0.17321 | 0.1732 | 0.17321 | 0.1732 | 0.04 | 0.04 | 0.04 | 0.04 | 0.04 | 0.04 | -0.0011267 | -0.0053252 | -0.0055272 | 0.0014267 | 0.0056252 | 0.0058271 | -0.003987 | -0.047659 | -0.047565 | 0.004587 | 0.048259 | 0.048165 | 95.7107 | -24.2897 | -144.2892 | -84.2893 | 155.7103 | 35.7108 | 0.10358 | 1.1989 | 1.1971 | 0.12009 | 1.2146 | 1.2129 | -10.0686 | -120.6653 | 119.0827 | -11.5661 | -120.9383 | 118.8126
Line12_13_15 | 0 | 0 | 0 | 0 | 0 | 0 | 0 | 0 | 0 | 0 | 0 | 0 | 9.6745e-10 | 9.6623e-08 | -9.5812e-08 | -2.233e-10 | -6.4926e-08 | 6.3371e-08 | 1.1042e-08 | -5.7127e-08 | -5.2863e-08 | -7.4586e-09 | 3.8005e-08 | 3.514e-08 | 0 | 0 | 0 | 0 | 0 | 0 | 0.12009 | 1.2146 | 1.2129 | 0.12009 | 1.2146 | 1.2129 | -11.5661 | -120.9383 | 118.8126 | -11.5661 | -120.9383 | 118.8126
Line13_13_14 | 0.17321 | 0.17321 | 0.1732 | 0.17321 | 0.17321 | 0.1732 | 0.04 | 0.04 | 0.04 | 0.04 | 0.04 | 0.04 | -0.0014267 | -0.0056253 | -0.005827 | 0.0017267 | 0.0059253 | 0.006127 | -0.004587 | -0.048259 | -0.048165 | 0.005187 | 0.048859 | 0.048765 | 95.7107 | -24.2896 | -144.2893 | -84.2893 | 155.7105 | 35.7106 | 0.12009 | 1.2146 | 1.2129 | 0.13667 | 1.2304 | 1.2287 | -11.5661 | -120.9383 | 118.8126 | -12.7009 | -121.2043 | 118.5494
Line14_15_16 | 0 | 0 | 0 | 0 | 0 | 0 | 0 | 0 | 0 | 0 | 0 | 0 | 6.4496e-10 | 6.4415e-08 | -6.3875e-08 | 9.918e-11 | -3.2719e-08 | 3.1434e-08 | 7.3615e-09 | -3.8085e-08 | -3.5242e-08 | -3.7779e-09 | 1.8962e-08 | 1.752e-08 | 0 | 0 | 0 | 0 | 0 | 0 | 0.12009 | 1.2146 | 1.2129 | 0.12009 | 1.2146 | 1.2129 | -11.5661 | -120.9383 | 118.8126 | -11.5661 | -120.9383 | 118.8126
Line15_16_17 | 0 | 0 | 0 | 0 | 0 | 0 | 0 | 0 | 0 | 0 | 0 | 0 | 3.2248e-10 | 3.2208e-08 | -3.1937e-08 | 4.2166e-10 | -5.1119e-10 | -5.0322e-10 | 3.6808e-09 | -1.9042e-08 | -1.7621e-08 | -9.7117e-11 | -8.0225e-11 | -1.0138e-10 | 0 | 0 | 0 | 0 | 0 | 0 | 0.12009 | 1.2146 | 1.2129 | 0.12009 | 1.2146 | 1.2129 | -11.5661 | -120.9383 | 118.8126 | -11.5661 | -120.9383 | 118.8126
Line16_4_18 | 0 | 0 | 0 | 0 | 0 | 0 | 0 | 0 | 0 | 0 | 0 | 0 | -7.2307e-11 | 3.1021e-08 | -3.0645e-08 | 2.6648e-10 | -2.8876e-10 | -2.8073e-10 | 2.1772e-09 | -1.7923e-08 | -1.7454e-08 | -2.4878e-11 | -7.9842e-12 | -2.914e-11 | 0 | 0 | 0 | 0 | 0 | 0 | 0.070909 | 1.1675 | 1.1657 | 0.070909 | 1.1675 | 1.1657 | -4.9903 | -120.0971 | 119.6449 | -4.9903 | -120.0971 | 119.6449
Line17_5_19 | 0 | 0 | 0 | 0 | 0 | 0 | 0 | 0 | 0 | 0 | 0 | 0 | -1.9978e-10 | 3.0629e-08 | -3.021e-08 | 2.1063e-10 | -2.1874e-10 | -2.1069e-10 | 1.676e-09 | -1.755e-08 | -1.7398e-08 | -7.982e-13 | 1.6096e-11 | -5.0602e-12 | 0 | 0 | 0 | 0 | 0 | 0 | 0.054968 | 1.1518 | 1.15 | 0.054968 | 1.1518 | 1.15 | -0.20626 | -119.8015 | 119.9375 | -0.20626 | -119.8015 | 119.9375
Line1_1_3 | 0.1732 | 0.17321 | 0.17321 | 0.1732 | 0.17321 | 0.17321 | 0.04 | 0.04 | 0.04 | 0.04 | 0.04 | 0.04 | -0.00022666 | -0.0044251 | -0.0046272 | 0.00052666 | 0.0047251 | 0.0049272 | -0.002187 | -0.045859 | -0.045765 | 0.002787 | 0.046459 | 0.046365 | 95.7108 | -24.2898 | -144.2891 | -84.2893 | 155.7102 | 35.7109 | 0.054968 | 1.1518 | 1.15 | 0.070909 | 1.1675 | 1.1657 | -0.20627 | -119.8015 | 119.9375 | -4.9902 | -120.0972 | 119.6449
Line2_1_4 | 0.17321 | 0.17321 | 0.1732 | 0.17321 | 0.17321 | 0.1732 | 0.04 | 0.04 | 0.04 | 0.04 | 0.04 | 0.04 | -0.00022666 | -0.0044253 | -0.0046271 | 0.00052666 | 0.0047253 | 0.004927 | -0.002187 | -0.045859 | -0.045765 | 0.002787 | 0.046459 | 0.046365 | 95.7107 | -24.2896 | -144.2893 | -84.2893 | 155.7104 | 35.7107 | 0.054968 | 1.1518 | 1.15 | 0.070909 | 1.1675 | 1.1657 | -0.20627 | -119.8015 | 119.9375 | -4.9903 | -120.0971 | 119.6449
Line3_1_5 | 0 | 0 | 0 | 0 | 0 | 0 | 0 | 0 | 0 | 0 | 0 | 0 | -3.9956e-10 | 6.1258e-08 | -6.0421e-08 | 4.104e-10 | -3.0848e-08 | 3e-08 | 3.352e-09 | -3.5099e-08 | -3.4796e-08 | -1.6768e-09 | 1.7566e-08 | 1.7393e-08 | 0 | 0 | 0 | 0 | 0 | 0 | 0.054968 | 1.1518 | 1.15 | 0.054968 | 1.1518 | 1.15 | -0.20627 | -119.8015 | 119.9375 | -0.20626 | -119.8015 | 119.9375
Line4_2_6 | 0.1732 | 0.17321 | 0.17321 | 0.1732 | 0.17321 | 0.1732 | 0.04 | 0.04 | 0.04 | 0.04 | 0.04 | 0.04 | -0.00052666 | -0.0047252 | -0.0049272 | 0.00082666 | 0.0050252 | 0.0052271 | -0.002787 | -0.046459 | -0.046365 | 0.003387 | 0.047059 | 0.046965 | 95.7107 | -24.2897 | -144.2892 | -84.2893 | 155.7103 | 35.7108 | 0.070909 | 1.1675 | 1.1657 | 0.087161 | 1.1832 | 1.1814 | -4.9902 | -120.0972 | 119.6449 | -8.0052 | -120.385 | 119.36
Line5_6_7 | 0.1732 | 0.17321 | 0.1732 | 0.1732 | 0.17321 | 0.1732 | 0.04 | 0.04 | 0.04 | 0.04 | 0.04 | 0.04 | -0.00082666 | -0.0050252 | -0.0052271 | 0.0011267 | 0.0053252 | 0.0055271 | -0.003387 | -0.047059 | -0.046965 | 0.003987 | 0.047659 | 0.047565 | 95.7107 | -24.2897 | -144.2892 | -84.2893 | 155.7104 | 35.7107 | 0.087161 | 1.1832 | 1.1814 | 0.10358 | 1.1989 | 1.1971 | -8.0052 | -120.385 | 119.36 | -10.0686 | -120.6653 | 119.0827
Line6_7_8 | 0 | 0 | 0 | 0 | 0 | 0 | 0 | 0 | 0 | 0 | 0 | 0 | 5.6647e-10 | 9.5429e-08 | -9.4526e-08 | -5.6503e-12 | -6.4055e-08 | 6.259e-08 | 9.5387e-09 | -5.6008e-08 | -5.2696e-08 | -6.4322e-09 | 3.7282e-08 | 3.5053e-08 | 0 | 0 | 0 | 0 | 0 | 0 | 0.10358 | 1.1989 | 1.1971 | 0.10358 | 1.1989 | 1.1971 | -10.0686 | -120.6653 | 119.0827 | -10.0686 | -120.6653 | 119.0827
Line7_8_9 | 0 | 0 | 0 | 0 | 0 | 0 | 0 | 0 | 0 | 0 | 0 | 0 | 1.8882e-10 | 3.181e-08 | -3.1509e-08 | 3.72e-10 | -4.3498e-10 | -4.27e-10 | 3.1796e-09 | -1.8669e-08 | -1.7565e-08 | -7.3037e-11 | -5.6144e-11 | -7.7299e-11 | 0 | 0 | 0 | 0 | 0 | 0 | 0.10358 | 1.1989 | 1.1971 | 0.10358 | 1.1989 | 1.1971 | -10.0686 | -120.6653 | 119.0827 | -10.0686 | -120.6653 | 119.0827
Line8_8_10 | 0 | 0 | 0 | 0 | 0 | 0 | 0 | 0 | 0 | 0 | 0 | 0 | 1.8882e-10 | 3.181e-08 | -3.1509e-08 | 3.72e-10 | -4.3498e-10 | -4.27e-10 | 3.1796e-09 | -1.8669e-08 | -1.7565e-08 | -7.3037e-11 | -5.6145e-11 | -7.7299e-11 | 0 | 0 | 0 | 0 | 0 | 0 | 0.10358 | 1.1989 | 1.1971 | 0.10358 | 1.1989 | 1.1971 | -10.0686 | -120.6653 | 119.0827 | -10.0686 | -120.6653 | 119.0827
Line9_3_11 | 0.1732 | 0.17321 | 0.17321 | 0.1732 | 0.17321 | 0.17321 | 0.04 | 0.04 | 0.04 | 0.04 | 0.04 | 0.04 | -0.00052666 | -0.0047251 | -0.0049272 | 0.00082666 | 0.0050251 | 0.0052272 | -0.002787 | -0.046459 | -0.046365 | 0.003387 | 0.047059 | 0.046965 | 95.7107 | -24.2898 | -144.2891 | -84.2893 | 155.7102 | 35.7109 | 0.070909 | 1.1675 | 1.1657 | 0.087161 | 1.1832 | 1.1814 | -4.9902 | -120.0972 | 119.6449 | -8.0052 | -120.385 | 119.36

## LG_max_10
name | pf_ikss_a_from_ka | pf_ikss_b_from_ka | pf_ikss_c_from_ka | pf_ikss_a_to_ka | pf_ikss_b_to_ka | pf_ikss_c_to_ka | pf_skss_a_from_mw | pf_skss_b_from_mw | pf_skss_c_from_mw | pf_skss_a_to_mw | pf_skss_b_to_mw | pf_skss_c_to_mw | pf_p_a_from_mw | pf_p_b_from_mw | pf_p_c_from_mw | pf_p_a_to_mw | pf_p_b_to_mw | pf_p_c_to_mw | pf_q_a_from_mvar | pf_q_b_from_mvar | pf_q_c_from_mvar | pf_q_a_to_mvar | pf_q_b_to_mvar | pf_q_c_to_mvar | pf_ikss_a_from_degree | pf_ikss_b_from_degree | pf_ikss_c_from_degree | pf_ikss_a_to_degree | pf_ikss_b_to_degree | pf_ikss_c_to_degree | pf_vm_a_from_pu | pf_vm_b_from_pu | pf_vm_c_from_pu | pf_vm_a_to_pu | pf_vm_b_to_pu | pf_vm_c_to_pu | pf_va_a_from_degree | pf_va_b_from_degree | pf_va_c_from_degree | pf_va_a_to_degree | pf_va_b_to_degree | pf_va_c_to_degree
Line0_1_2 | 0.1732 | 0.17321 | 0.17321 | 0.1732 | 0.17321 | 0.17321 | 0.04 | 0.04 | 0.04 | 0.04 | 0.04 | 0.04 | -0.00023742 | -0.0044275 | -0.0046389 | 0.00053742 | 0.0047275 | 0.0049388 | -0.0022911 | -0.045957 | -0.045859 | 0.0028911 | 0.046557 | 0.046459 | 95.7107 | -24.2898 | -144.2891 | -84.2893 | 155.7103 | 35.7108 | 0.057585 | 1.1542 | 1.1523 | 0.073516 | 1.1699 | 1.168 | -0.20543 | -119.7926 | 119.9348 | -4.8195 | -120.0878 | 119.6428
Line10_11_12 | 0.1732 | 0.17321 | 0.17321 | 0.1732 | 0.17321 | 0.17321 | 0.04 | 0.04 | 0.04 | 0.04 | 0.04 | 0.04 | -0.00083742 | -0.0050275 | -0.0052389 | 0.0011374 | 0.0053275 | 0.0055388 | -0.0034911 | -0.047157 | -0.047059 | 0.0040911 | 0.047757 | 0.047659 | 95.7107 | -24.2898 | -144.2891 | -84.2893 | 155.7103 | 35.7108 | 0.089754 | 1.1856 | 1.1837 | 0.10616 | 1.2013 | 1.1995 | -7.778 | -120.3752 | 119.3586 | -9.8263 | -120.655 | 119.0818
Line11_12_13 | 0.1732 | 0.17321 | 0.17321 | 0.1732 | 0.17321 | 0.1732 | 0.04 | 0.04 | 0.04 | 0.04 | 0.04 | 0.04 | -0.0011374 | -0.0053275 | -0.0055388 | 0.0014374 | 0.0056275 | 0.0058388 | -0.0040911 | -0.047757 | -0.047659 | 0.0046911 | 0.048357 | 0.048259 | 95.7107 | -24.2897 | -144.2892 | -84.2893 | 155.7103 | 35.7108 | 0.10616 | 1.2013 | 1.1995 | 0.12266 | 1.2171 | 1.2153 | -9.8263 | -120.655 | 119.0818 | -11.325 | -120.9276 | 118.8122
Line12_13_15 | 0 | 0 | 0 | 0 | 0 | 0 | 0 | 0 | 0 | 0 | 0 | 0 | 9.4473e-10 | 9.6816e-08 | -9.5937e-08 | -1.9989e-10 | -6.5067e-08 | 6.3443e-08 | 1.1277e-08 | -5.7218e-08 | -5.2931e-08 | -7.6152e-09 | 3.8066e-08 | 3.5186e-08 | 0 | 0 | 0 | 0 | 0 | 0 | 0.12266 | 1.2171 | 1.2153 | 0.12266 | 1.2171 | 1.2153 | -11.325 | -120.9276 | 118.8122 | -11.325 | -120.9276 | 118.8122
Line13_13_14 | 0.17321 | 0.17321 | 0.1732 | 0.17321 | 0.17321 | 0.1732 | 0.04 | 0.04 | 0.04 | 0.04 | 0.04 | 0.04 | -0.0014374 | -0.0056276 | -0.0058387 | 0.0017374 | 0.0059277 | 0.0061387 | -0.0046911 | -0.048357 | -0.048259 | 0.0052911 | 0.048957 | 0.048859 | 95.7107 | -24.2896 | -144.2893 | -84.2893 | 155.7105 | 35.7106 | 0.12266 | 1.2171 | 1.2153 | 0.13923 | 1.2329 | 1.2311 | -11.325 | -120.9276 | 118.8122 | -12.4676 | -121.1933 | 118.5495
Line14_15_16 | 0 | 0 | 0 | 0 | 0 | 0 | 0 | 0 | 0 | 0 | 0 | 0 | 6.2982e-10 | 6.4544e-08 | -6.3958e-08 | 1.1502e-10 | -3.2795e-08 | 3.1464e-08 | 7.518e-09 | -3.8145e-08 | -3.5288e-08 | -3.8562e-09 | 1.8993e-08 | 1.7542e-08 | 0 | 0 | 0 | 0 | 0 | 0 | 0.12266 | 1.2171 | 1.2153 | 0.12266 | 1.2171 | 1.2153 | -11.325 | -120.9276 | 118.8122 | -11.325 | -120.9276 | 118.8122
Line15_16_17 | 0 | 0 | 0 | 0 | 0 | 0 | 0 | 0 | 0 | 0 | 0 | 0 | 3.1491e-10 | 3.2272e-08 | -3.1979e-08 | 4.2993e-10 | -5.2311e-10 | -5.1474e-10 | 3.759e-09 | -1.9073e-08 | -1.7644e-08 | -9.7152e-11 | -7.9473e-11 | -1.0161e-10 | 0 | 0 | 0 | 0 | 0 | 0 | 0.12266 | 1.2171 | 1.2153 | 0.12266 | 1.2171 | 1.2153 | -11.325 | -120.9276 | 118.8122 | -11.325 | -120.9276 | 118.8122
Line16_4_18 | 0 | 0 | 0 | 0 | 0 | 0 | 0 | 0 | 0 | 0 | 0 | 0 | -8.0762e-11 | 3.1085e-08 | -3.0688e-08 | 2.7565e-10 | -2.9986e-10 | -2.9143e-10 | 2.2561e-09 | -1.7953e-08 | -1.7477e-08 | -2.4913e-11 | -7.2325e-12 | -2.9371e-11 | 0 | 0 | 0 | 0 | 0 | 0 | 0.073516 | 1.1699 | 1.168 | 0.073516 | 1.1699 | 1.168 | -4.8195 | -120.0878 | 119.6428 | -4.8195 | -120.0878 | 119.6428
Line17_5_19 | 0 | 0 | 0 | 0 | 0 | 0 | 0 | 0 | 0 | 0 | 0 | 0 | -2.0853e-10 | 3.0693e-08 | -3.0254e-08 | 2.201e-10 | -2.2957e-10 | -2.2111e-10 | 1.7551e-09 | -1.758e-08 | -1.7421e-08 | -8.3285e-13 | 1.6848e-11 | -5.2907e-12 | 0 | 0 | 0 | 0 | 0 | 0 | 0.057585 | 1.1542 | 1.1523 | 0.057585 | 1.1542 | 1.1523 | -0.20543 | -119.7926 | 119.9348 | -0.20542 | -119.7926 | 119.9348
Line1_1_3 | 0.1732 | 0.17321 | 0.17321 | 0.1732 | 0.17321 | 0.17321 | 0.04 | 0.04 | 0.04 | 0.04 | 0.04 | 0.04 | -0.00023742 | -0.0044274 | -0.0046389 | 0.00053742 | 0.0047274 | 0.0049389 | -0.0022911 | -0.045957 | -0.045859 | 0.0028911 | 0.046557 | 0.046459 | 95.7108 | -24.2898 | -144.2891 | -84.2893 | 155.7102 | 35.7109 | 0.057585 | 1.1542 | 1.1523 | 0.073516 | 1.1699 | 1.168 | -0.20543 | -119.7926 | 119.9348 | -4.8195 | -120.0878 | 119.6428
Line2_1_4 | 0.17321 | 0.17321 | 0.1732 | 0.17321 | 0.17321 | 0.1732 | 0.04 | 0.04 | 0.04 | 0.04 | 0.04 | 0.04 | -0.00023742 | -0.0044276 | -0.0046387 | 0.00053742 | 0.0047276 | 0.0049387 | -0.0022911 | -0.045957 | -0.045859 | 0.0028911 | 0.046557 | 0.046459 | 95.7107 | -24.2896 | -144.2893 | -84.2893 | 155.7104 | 35.7107 | 0.057585 | 1.1542 | 1.1523 | 0.073516 | 1.1699 | 1.168 | -0.20543 | -119.7926 | 119.9348 | -4.8195 | -120.0878 | 119.6428
Line3_1_5 | 0 | 0 | 0 | 0 | 0 | 0 | 0 | 0 | 0 | 0 | 0 | 0 | -4.1706e-10 | 6.1386e-08 | -6.0508e-08 | 4.2863e-10 | -3.0923e-08 | 3.0033e-08 | 3.5102e-09 | -3.516e-08 | -3.4843e-08 | -1.756e-09 | 1.7597e-08 | 1.7416e-08 | 0 | 0 | 0 | 0 | 0 | 0 | 0.057585 | 1.1542 | 1.1523 | 0.057585 | 1.1542 | 1.1523 | -0.20543 | -119.7926 | 119.9348 | -0.20543 | -119.7926 | 119.9348
Line4_2_6 | 0.1732 | 0.17321 | 0.17321 | 0.1732 | 0.17321 | 0.1732 | 0.04 | 0.04 | 0.04 | 0.04 | 0.04 | 0.04 | -0.00053742 | -0.0047275 | -0.0049388 | 0.00083742 | 0.0050275 | 0.0052388 | -0.0028911 | -0.046557 | -0.046459 | 0.0034911 | 0.047157 | 0.047059 | 95.7107 | -24.2897 | -144.2892 | -84.2893 | 155.7103 | 35.7108 | 0.073516 | 1.1699 | 1.168 | 0.089754 | 1.1856 | 1.1837 | -4.8195 | -120.0878 | 119.6428 | -7.778 | -120.3752 | 119.3586
Line5_6_7 | 0.1732 | 0.17321 | 0.1732 | 0.1732 | 0.17321 | 0.1732 | 0.04 | 0.04 | 0.04 | 0.04 | 0.04 | 0.04 | -0.00083742 | -0.0050275 | -0.0052388 | 0.0011374 | 0.0053276 | 0.0055388 | -0.0034911 | -0.047157 | -0.047059 | 0.0040911 | 0.047757 | 0.047659 | 95.7107 | -24.2897 | -144.2892 | -84.2893 | 155.7104 | 35.7107 | 0.089754 | 1.1856 | 1.1837 | 0.10616 | 1.2013 | 1.1995 | -7.778 | -120.3752 | 119.3586 | -9.8263 | -120.655 | 119.0818
Line6_7_8 | 0 | 0 | 0 | 0 | 0 | 0 | 0 | 0 | 0 | 0 | 0 | 0 | 5.4287e-10 | 9.5622e-08 | -9.4652e-08 | 1.865e-11 | -6.4195e-08 | 6.2663e-08 | 9.7741e-09 | -5.6099e-08 | -5.2764e-08 | -6.5891e-09 | 3.7344e-08 | 3.5099e-08 | 0 | 0 | 0 | 0 | 0 | 0 | 0.10616 | 1.2013 | 1.1995 | 0.10616 | 1.2013 | 1.1995 | -9.8263 | -120.655 | 119.0818 | -9.8263 | -120.655 | 119.0818
Line7_8_9 | 0 | 0 | 0 | 0 | 0 | 0 | 0 | 0 | 0 | 0 | 0 | 0 | 1.8096e-10 | 3.1874e-08 | -3.1551e-08 | 3.8057e-10 | -4.4663e-10 | -4.3824e-10 | 3.258e-09 | -1.87e-08 | -1.7588e-08 | -7.3072e-11 | -5.5392e-11 | -7.753e-11 | 0 | 0 | 0 | 0 | 0 | 0 | 0.10616 | 1.2013 | 1.1995 | 0.10616 | 1.2013 | 1.1995 | -9.8263 | -120.655 | 119.0818 | -9.8263 | -120.655 | 119.0818
Line8_8_10 | 0 | 0 | 0 | 0 | 0 | 0 | 0 | 0 | 0 | 0 | 0 | 0 | 1.8096e-10 | 3.1874e-08 | -3.1551e-08 | 3.8057e-10 | -4.4663e-10 | -4.3824e-10 | 3.258e-09 | -1.87e-08 | -1.7588e-08 | -7.3072e-11 | -5.5393e-11 | -7.753e-11 | 0 | 0 | 0 | 0 | 0 | 0 | 0.10616 | 1.2013 | 1.1995 | 0.10616 | 1.2013 | 1.1995 | -9.8263 | -120.655 | 119.0818 | -9.8263 | -120.655 | 119.0818
Line9_3_11 | 0.1732 | 0.17321 | 0.17321 | 0.1732 | 0.17321 | 0.17321 | 0.04 | 0.04 | 0.04 | 0.04 | 0.04 | 0.04 | -0.00053742 | -0.0047274 | -0.0049389 | 0.00083742 | 0.0050275 | 0.0052389 | -0.0028911 | -0.046557 | -0.046459 | 0.0034911 | 0.047157 | 0.047059 | 95.7107 | -24.2898 | -144.2891 | -84.2893 | 155.7102 | 35.7109 | 0.073516 | 1.1699 | 1.168 | 0.089754 | 1.1856 | 1.1837 | -4.8195 | -120.0878 | 119.6428 | -7.778 | -120.3752 | 119.3586

## LG_max_fault_6
name | pf_ikss_a_from_ka | pf_ikss_b_from_ka | pf_ikss_c_from_ka | pf_ikss_a_to_ka | pf_ikss_b_to_ka | pf_ikss_c_to_ka | pf_skss_a_from_mw | pf_skss_b_from_mw | pf_skss_c_from_mw | pf_skss_a_to_mw | pf_skss_b_to_mw | pf_skss_c_to_mw | pf_p_a_from_mw | pf_p_b_from_mw | pf_p_c_from_mw | pf_p_a_to_mw | pf_p_b_to_mw | pf_p_c_to_mw | pf_q_a_from_mvar | pf_q_b_from_mvar | pf_q_c_from_mvar | pf_q_a_to_mvar | pf_q_b_to_mvar | pf_q_c_to_mvar | pf_ikss_a_from_degree | pf_ikss_b_from_degree | pf_ikss_c_from_degree | pf_ikss_a_to_degree | pf_ikss_b_to_degree | pf_ikss_c_to_degree | pf_vm_a_from_pu | pf_vm_b_from_pu | pf_vm_c_from_pu | pf_vm_a_to_pu | pf_vm_b_to_pu | pf_vm_c_to_pu | pf_va_a_from_degree | pf_va_b_from_degree | pf_va_c_from_degree | pf_va_a_to_degree | pf_va_b_to_degree | pf_va_c_to_degree
Line0_1_2 | 0.1732 | 0.17321 | 0.1732 | 0.1732 | 0.17321 | 0.1732 | 0.04 | 0.04 | 0.04 | 0.04 | 0.04 | 0.04 | -0.0049213 | -0.0045516 | -0.004555 | 0.0052213 | 0.0048516 | 0.004855 | -0.045305 | -0.045869 | -0.04587 | 0.045905 | 0.046469 | 0.04647 | 95.7106 | -24.2894 | -144.2894 | -84.2894 | 155.7106 | 35.7106 | 1.1393 | 1.1524 | 1.1524 | 1.155 | 1.168 | 1.1681 | -0.48891 | -119.9564 | 120.0396 | -0.77843 | -120.2499 | 119.7462
Line10_11_12 | 0.1732 | 0.17321 | 0.1732 | 0.1732 | 0.17321 | 0.1732 | 0.04 | 0.04 | 0.04 | 0.04 | 0.04 | 0.04 | -0.0055213 | -0.0051516 | -0.005155 | 0.0058213 | 0.0054516 | 0.005455 | -0.046505 | -0.047069 | -0.04707 | 0.047105 | 0.047669 | 0.04767 | 95.7106 | -24.2894 | -144.2894 | -84.2894 | 155.7106 | 35.7106 | 1.1708 | 1.1837 | 1.1838 | 1.1866 | 1.1995 | 1.1995 | -1.0602 | -120.5355 | 119.4606 | -1.3344 | -120.8137 | 119.1825
Line11_12_13 | 0.1732 | 0.17321 | 0.1732 | 0.1732 | 0.17321 | 0.1732 | 0.04 | 0.04 | 0.04 | 0.04 | 0.04 | 0.04 | -0.0058213 | -0.0054516 | -0.005455 | 0.0061213 | 0.0057516 | 0.005755 | -0.047105 | -0.047669 | -0.04767 | 0.047705 | 0.048269 | 0.04827 | 95.7106 | -24.2894 | -144.2894 | -84.2894 | 155.7106 | 35.7106 | 1.1866 | 1.1995 | 1.1995 | 1.2024 | 1.2153 | 1.2153 | -1.3344 | -120.8137 | 119.1825 | -1.6014 | -121.0847 | 118.9116
Line12_13_15 | 0 | 0 | 0 | 0 | 0 | 0 | 0 | 0 | 0 | 0 | 0 | 0 | 2.4574e-09 | 2.128e-09 | -1.3811e-10 | -2.0916e-09 | -1.9331e-09 | -4.2253e-10 | 1.6915e-09 | -1.3262e-09 | 5.7545e-10 | -1.2632e-09 | 7.9136e-10 | -4.7674e-10 | 0 | 0 | 0 | 0 | 0 | 0 | 1.2024 | 1.2153 | 1.2153 | 1.2024 | 1.2153 | 1.2153 | -1.6014 | -121.0847 | 118.9116 | -1.6014 | -121.0847 | 118.9116
Line13_13_14 | 0.1732 | 0.17321 | 0.1732 | 0.17321 | 0.17321 | 0.1732 | 0.04 | 0.04 | 0.04 | 0.04 | 0.04 | 0.04 | -0.0061213 | -0.0057517 | -0.005755 | 0.0064213 | 0.0060517 | 0.006055 | -0.047705 | -0.048269 | -0.04827 | 0.048305 | 0.048869 | 0.04887 | 95.7106 | -24.2894 | -144.2894 | -84.2894 | 155.7106 | 35.7106 | 1.2024 | 1.2153 | 1.2153 | 1.2182 | 1.2311 | 1.2311 | -1.6014 | -121.0847 | 118.9116 | -1.8615 | -121.3487 | 118.6476
Line14_15_16 | 0 | 0 | 0 | 0 | 0 | 0 | 0 | 0 | 0 | 0 | 0 | 0 | 1.6382e-09 | 1.4186e-09 | -9.2076e-11 | -1.2725e-09 | -1.2238e-09 | -4.6857e-10 | 1.1277e-09 | -8.8415e-10 | 3.8363e-10 | -6.9936e-10 | 3.4929e-10 | -2.8493e-10 | 0 | 0 | 0 | 0 | 0 | 0 | 1.2024 | 1.2153 | 1.2153 | 1.2024 | 1.2153 | 1.2153 | -1.6014 | -121.0847 | 118.9116 | -1.6014 | -121.0847 | 118.9116
Line15_16_17 | 0 | 0 | 0 | 0 | 0 | 0 | 0 | 0 | 0 | 0 | 0 | 0 | 8.1912e-10 | 7.0932e-10 | -4.6038e-11 | -4.5334e-10 | -5.1445e-10 | -5.1461e-10 | 5.6383e-10 | -4.4207e-10 | 1.9182e-10 | -1.3553e-10 | -9.2785e-11 | -9.3109e-11 | 0 | 0 | 0 | 0 | 0 | 0 | 1.2024 | 1.2153 | 1.2153 | 1.2024 | 1.2153 | 1.2153 | -1.6014 | -121.0847 | 118.9116 | -1.6014 | -121.0847 | 118.9116
Line16_4_18 | 0 | 0 | 0 | 0 | 0 | 0 | 0 | 0 | 0 | 0 | 0 | 0 | 5.7886e-10 | 4.8619e-10 | -2.4863e-10 | -2.3344e-10 | -2.9142e-10 | -2.9155e-10 | 4.7971e-10 | -4.9075e-10 | 1.0788e-10 | -6.329e-11 | -2.0546e-11 | -2.087e-11 | 0 | 0 | 0 | 0 | 0 | 0 | 1.155 | 1.168 | 1.1681 | 1.155 | 1.168 | 1.1681 | -0.77843 | -120.2499 | 119.7462 | -0.77843 | -120.2499 | 119.7462
Line17_5_19 | 0 | 0 | 0 | 0 | 0 | 0 | 0 | 0 | 0 | 0 | 0 | 0 | 5.0289e-10 | 4.1593e-10 | -3.1204e-10 | -1.6426e-10 | -2.212e-10 | -2.2133e-10 | 4.5168e-10 | -5.0697e-10 | 7.9904e-11 | -3.921e-11 | 3.5343e-12 | 3.2101e-12 | 0 | 0 | 0 | 0 | 0 | 0 | 1.1393 | 1.1524 | 1.1524 | 1.1393 | 1.1524 | 1.1524 | -0.48891 | -119.9564 | 120.0396 | -0.48891 | -119.9564 | 120.0396
Line1_1_3 | 0.1732 | 0.17321 | 0.1732 | 0.1732 | 0.17321 | 0.1732 | 0.04 | 0.04 | 0.04 | 0.04 | 0.04 | 0.04 | -0.0049213 | -0.0045516 | -0.004555 | 0.0052213 | 0.0048516 | 0.004855 | -0.045305 | -0.045869 | -0.04587 | 0.045905 | 0.046469 | 0.04647 | 95.7106 | -24.2894 | -144.2894 | -84.2894 | 155.7106 | 35.7106 | 1.1393 | 1.1524 | 1.1524 | 1.155 | 1.168 | 1.1681 | -0.48891 | -119.9564 | 120.0396 | -0.77843 | -120.2499 | 119.7462
Line2_1_4 | 0.1732 | 0.17321 | 0.1732 | 0.1732 | 0.17321 | 0.1732 | 0.04 | 0.04 | 0.04 | 0.04 | 0.04 | 0.04 | -0.0049213 | -0.0045517 | -0.004555 | 0.0052213 | 0.0048517 | 0.004855 | -0.045305 | -0.045869 | -0.04587 | 0.045905 | 0.046469 | 0.04647 | 95.7106 | -24.2894 | -144.2894 | -84.2894 | 155.7106 | 35.7106 | 1.1393 | 1.1524 | 1.1524 | 1.155 | 1.168 | 1.1681 | -0.48891 | -119.9564 | 120.0396 | -0.77843 | -120.2499 | 119.7462
Line3_1_5 | 0 | 0 | 0 | 0 | 0 | 0 | 0 | 0 | 0 | 0 | 0 | 0 | 1.0058e-09 | 8.3187e-10 | -6.2407e-10 | -6.6716e-10 | -6.3714e-10 | 9.0708e-11 | 9.0335e-10 | -1.0139e-09 | 1.5981e-10 | -4.9089e-10 | 5.1051e-10 | -7.6693e-11 | 0 | 0 | 0 | 0 | 0 | 0 | 1.1393 | 1.1524 | 1.1524 | 1.1393 | 1.1524 | 1.1524 | -0.48891 | -119.9564 | 120.0396 | -0.48891 | -119.9564 | 120.0396
Line4_2_6 | 0.1732 | 0.17321 | 0.1732 | 0.1732 | 0.17321 | 0.1732 | 0.04 | 0.04 | 0.04 | 0.04 | 0.04 | 0.04 | -0.0052213 | -0.0048516 | -0.004855 | 0.0055213 | 0.0051516 | 0.005155 | -0.045905 | -0.046469 | -0.04647 | 0.046505 | 0.047069 | 0.04707 | 95.7106 | -24.2894 | -144.2894 | -84.2894 | 155.7106 | 35.7106 | 1.155 | 1.168 | 1.1681 | 1.1708 | 1.1837 | 1.1838 | -0.77843 | -120.2499 | 119.7462 | -1.0602 | -120.5355 | 119.4606
Line5_6_7 | 0.1732 | 0.17321 | 0.1732 | 0.1732 | 0.17321 | 0.1732 | 0.04 | 0.04 | 0.04 | 0.04 | 0.04 | 0.04 | -0.0055213 | -0.0051516 | -0.005155 | 0.0058213 | 0.0054516 | 0.005455 | -0.046505 | -0.047069 | -0.04707 | 0.047105 | 0.047669 | 0.04767 | 95.7106 | -24.2894 | -144.2894 | -84.2894 | 155.7106 | 35.7106 | 1.1708 | 1.1837 | 1.1838 | 1.1866 | 1.1995 | 1.1995 | -1.0602 | -120.5355 | 119.4606 | -1.3344 | -120.8137 | 119.1825
Line6_7_8 | 0 | 0 | 0 | 0 | 0 | 0 | 0 | 0 | 0 | 0 | 0 | 0 | 2.2109e-09 | 1.8986e-09 | -3.4689e-10 | -1.8519e-09 | -1.7038e-09 | -2.0693e-10 | 1.6074e-09 | -1.3749e-09 | 4.9151e-10 | -1.183e-09 | 8.4789e-10 | -3.9671e-10 | 0 | 0 | 0 | 0 | 0 | 0 | 1.1866 | 1.1995 | 1.1995 | 1.1866 | 1.1995 | 1.1995 | -1.3344 | -120.8137 | 119.1825 | -1.3344 | -120.8137 | 119.1825
Line7_8_9 | 0 | 0 | 0 | 0 | 0 | 0 | 0 | 0 | 0 | 0 | 0 | 0 | 7.3697e-10 | 6.3288e-10 | -1.1563e-10 | -3.7798e-10 | -4.3805e-10 | -4.3819e-10 | 5.3579e-10 | -4.583e-10 | 1.6384e-10 | -1.1145e-10 | -6.8705e-11 | -6.903e-11 | 0 | 0 | 0 | 0 | 0 | 0 | 1.1866 | 1.1995 | 1.1995 | 1.1866 | 1.1995 | 1.1995 | -1.3344 | -120.8137 | 119.1825 | -1.3344 | -120.8137 | 119.1825
Line8_8_10 | 0 | 0 | 0 | 0 | 0 | 0 | 0 | 0 | 0 | 0 | 0 | 0 | 7.3697e-10 | 6.3288e-10 | -1.1563e-10 | -3.7798e-10 | -4.3805e-10 | -4.3819e-10 | 5.3579e-10 | -4.583e-10 | 1.6384e-10 | -1.1145e-10 | -6.8705e-11 | -6.9029e-11 | 0 | 0 | 0 | 0 | 0 | 0 | 1.1866 | 1.1995 | 1.1995 | 1.1866 | 1.1995 | 1.1995 | -1.3344 | -120.8137 | 119.1825 | -1.3344 | -120.8137 | 119.1825
Line9_3_11 | 0.1732 | 0.17321 | 0.1732 | 0.1732 | 0.17321 | 0.1732 | 0.04 | 0.04 | 0.04 | 0.04 | 0.04 | 0.04 | -0.0052213 | -0.0048516 | -0.004855 | 0.0055213 | 0.0051516 | 0.005155 | -0.045905 | -0.046469 | -0.04647 | 0.046505 | 0.047069 | 0.04707 | 95.7106 | -24.2894 | -144.2894 | -84.2894 | 155.7106 | 35.7106 | 1.155 | 1.168 | 1.1681 | 1.1708 | 1.1837 | 1.1838 | -0.77843 | -120.2499 | 119.7462 | -1.0602 | -120.5355 | 119.4606

## LG_max_fault_10
name | pf_ikss_a_from_ka | pf_ikss_b_from_ka | pf_ikss_c_from_ka | pf_ikss_a_to_ka | pf_ikss_b_to_ka | pf_ikss_c_to_ka | pf_skss_a_from_mw | pf_skss_b_from_mw | pf_skss_c_from_mw | pf_skss_a_to_mw | pf_skss_b_to_mw | pf_skss_c_to_mw | pf_p_a_from_mw | pf_p_b_from_mw | pf_p_c_from_mw | pf_p_a_to_mw | pf_p_b_to_mw | pf_p_c_to_mw | pf_q_a_from_mvar | pf_q_b_from_mvar | pf_q_c_from_mvar | pf_q_a_to_mvar | pf_q_b_to_mvar | pf_q_c_to_mvar | pf_ikss_a_from_degree | pf_ikss_b_from_degree | pf_ikss_c_from_degree | pf_ikss_a_to_degree | pf_ikss_b_to_degree | pf_ikss_c_to_degree | pf_vm_a_from_pu | pf_vm_b_from_pu | pf_vm_c_from_pu | pf_vm_a_to_pu | pf_vm_b_to_pu | pf_vm_c_to_pu | pf_va_a_from_degree | pf_va_b_from_degree | pf_va_c_from_degree | pf_va_a_to_degree | pf_va_b_to_degree | pf_va_c_to_degree
Line0_1_2 | 0.1732 | 0.17321 | 0.1732 | 0.1732 | 0.17321 | 0.1732 | 0.04 | 0.04 | 0.04 | 0.04 | 0.04 | 0.04 | -0.0049295 | -0.0045598 | -0.0045633 | 0.0052295 | 0.0048598 | 0.0048633 | -0.045404 | -0.045967 | -0.045968 | 0.046004 | 0.046567 | 0.046568 | 95.7106 | -24.2894 | -144.2894 | -84.2894 | 155.7106 | 35.7106 | 1.1418 | 1.1548 | 1.1549 | 1.1575 | 1.1705 | 1.1705 | -0.4858 | -119.9545 | 120.0414 | -0.77473 | -120.2473 | 119.7486
Line10_11_12 | 0.1732 | 0.17321 | 0.1732 | 0.1732 | 0.17321 | 0.1732 | 0.04 | 0.04 | 0.04 | 0.04 | 0.04 | 0.04 | -0.0055295 | -0.0051598 | -0.0051633 | 0.0058295 | 0.0054598 | 0.0054633 | -0.046604 | -0.047167 | -0.047168 | 0.047204 | 0.047767 | 0.047768 | 95.7106 | -24.2894 | -144.2894 | -84.2894 | 155.7106 | 35.7106 | 1.1733 | 1.1862 | 1.1863 | 1.1891 | 1.202 | 1.202 | -1.0559 | -120.5324 | 119.4635 | -1.3296 | -120.81 | 119.186
Line11_12_13 | 0.1732 | 0.17321 | 0.1732 | 0.1732 | 0.17321 | 0.1732 | 0.04 | 0.04 | 0.04 | 0.04 | 0.04 | 0.04 | -0.0058295 | -0.0054598 | -0.0054633 | 0.0061295 | 0.0057598 | 0.0057633 | -0.047204 | -0.047767 | -0.047768 | 0.047804 | 0.048367 | 0.048368 | 95.7106 | -24.2894 | -144.2894 | -84.2894 | 155.7106 | 35.7106 | 1.1891 | 1.202 | 1.202 | 1.2049 | 1.2177 | 1.2178 | -1.3296 | -120.81 | 119.186 | -1.5962 | -121.0805 | 118.9156
Line12_13_15 | 0 | 0 | 0 | 0 | 0 | 0 | 0 | 0 | 0 | 0 | 0 | 0 | 2.4948e-09 | 2.1651e-09 | -1.046e-10 | -2.1284e-09 | -1.9699e-09 | -4.5696e-10 | 1.6931e-09 | -1.3294e-09 | 5.7559e-10 | -1.2641e-09 | 7.9366e-10 | -4.7668e-10 | 0 | 0 | 0 | 0 | 0 | 0 | 1.2049 | 1.2177 | 1.2178 | 1.2049 | 1.2177 | 1.2178 | -1.5962 | -121.0805 | 118.9156 | -1.5962 | -121.0805 | 118.9156
Line13_13_14 | 0.1732 | 0.17321 | 0.1732 | 0.17321 | 0.17321 | 0.1732 | 0.04 | 0.04 | 0.04 | 0.04 | 0.04 | 0.04 | -0.0061295 | -0.0057598 | -0.0057633 | 0.0064295 | 0.0060598 | 0.0060633 | -0.047804 | -0.048367 | -0.048368 | 0.048404 | 0.048967 | 0.048968 | 95.7106 | -24.2894 | -144.2894 | -84.2894 | 155.7106 | 35.7106 | 1.2049 | 1.2177 | 1.2178 | 1.2207 | 1.2335 | 1.2336 | -1.5962 | -121.0805 | 118.9156 | -1.8558 | -121.344 | 118.6521
Line14_15_16 | 0 | 0 | 0 | 0 | 0 | 0 | 0 | 0 | 0 | 0 | 0 | 0 | 1.6632e-09 | 1.4434e-09 | -6.9734e-11 | -1.2968e-09 | -1.2482e-09 | -4.9183e-10 | 1.1287e-09 | -8.8627e-10 | 3.8373e-10 | -6.9972e-10 | 3.5052e-10 | -2.8482e-10 | 0 | 0 | 0 | 0 | 0 | 0 | 1.2049 | 1.2177 | 1.2178 | 1.2049 | 1.2177 | 1.2178 | -1.5962 | -121.0805 | 118.9156 | -1.5962 | -121.0805 | 118.9156
Line15_16_17 | 0 | 0 | 0 | 0 | 0 | 0 | 0 | 0 | 0 | 0 | 0 | 0 | 8.3161e-10 | 7.2169e-10 | -3.4867e-11 | -4.652e-10 | -5.2653e-10 | -5.267e-10 | 5.6436e-10 | -4.4314e-10 | 1.9186e-10 | -1.3536e-10 | -9.2617e-11 | -9.2956e-11 | 0 | 0 | 0 | 0 | 0 | 0 | 1.2049 | 1.2177 | 1.2178 | 1.2049 | 1.2177 | 1.2178 | -1.5962 | -121.0805 | 118.9156 | -1.5962 | -121.0805 | 118.9156
Line16_4_18 | 0 | 0 | 0 | 0 | 0 | 0 | 0 | 0 | 0 | 0 | 0 | 0 | 5.905e-10 | 4.9771e-10 | -2.3832e-10 | -2.4445e-10 | -3.0265e-10 | -3.0279e-10 | 4.8026e-10 | -4.9182e-10 | 1.0793e-10 | -6.3125e-11 | -2.0377e-11 | -2.0717e-11 | 0 | 0 | 0 | 0 | 0 | 0 | 1.1575 | 1.1705 | 1.1705 | 1.1575 | 1.1705 | 1.1705 | -0.77473 | -120.2473 | 119.7486 | -0.77473 | -120.2473 | 119.7486
Line17_5_19 | 0 | 0 | 0 | 0 | 0 | 0 | 0 | 0 | 0 | 0 | 0 | 0 | 5.1426e-10 | 4.2718e-10 | -3.0201e-10 | -1.7499e-10 | -2.3215e-10 | -2.3229e-10 | 4.5222e-10 | -5.0805e-10 | 7.9952e-11 | -3.9045e-11 | 3.7024e-12 | 3.3632e-12 | 0 | 0 | 0 | 0 | 0 | 0 | 1.1418 | 1.1548 | 1.1549 | 1.1418 | 1.1548 | 1.1549 | -0.4858 | -119.9545 | 120.0414 | -0.4858 | -119.9545 | 120.0414
Line1_1_3 | 0.1732 | 0.17321 | 0.1732 | 0.1732 | 0.17321 | 0.1732 | 0.04 | 0.04 | 0.04 | 0.04 | 0.04 | 0.04 | -0.0049295 | -0.0045598 | -0.0045633 | 0.0052295 | 0.0048598 | 0.0048633 | -0.045404 | -0.045967 | -0.045968 | 0.046004 | 0.046567 | 0.046568 | 95.7106 | -24.2894 | -144.2894 | -84.2894 | 155.7106 | 35.7106 | 1.1418 | 1.1548 | 1.1549 | 1.1575 | 1.1705 | 1.1705 | -0.4858 | -119.9545 | 120.0414 | -0.77473 | -120.2473 | 119.7486
Line2_1_4 | 0.1732 | 0.17321 | 0.1732 | 0.1732 | 0.17321 | 0.1732 | 0.04 | 0.04 | 0.04 | 0.04 | 0.04 | 0.04 | -0.0049295 | -0.0045598 | -0.0045633 | 0.0052295 | 0.0048598 | 0.0048633 | -0.045404 | -0.045967 | -0.045968 | 0.046004 | 0.046567 | 0.046568 | 95.7106 | -24.2894 | -144.2894 | -84.2894 | 155.7106 | 35.7106 | 1.1418 | 1.1548 | 1.1549 | 1.1575 | 1.1705 | 1.1705 | -0.4858 | -119.9545 | 120.0414 | -0.77473 | -120.2473 | 119.7486
Line3_1_5 | 0 | 0 | 0 | 0 | 0 | 0 | 0 | 0 | 0 | 0 | 0 | 0 | 1.0285e-09 | 8.5436e-10 | -6.0402e-10 | -6.8925e-10 | -6.5933e-10 | 6.9723e-11 | 9.0444e-10 | -1.0161e-09 | 1.599e-10 | -4.9127e-10 | 5.1175e-10 | -7.6589e-11 | 0 | 0 | 0 | 0 | 0 | 0 | 1.1418 | 1.1548 | 1.1549 | 1.1418 | 1.1548 | 1.1549 | -0.4858 | -119.9545 | 120.0414 | -0.4858 | -119.9545 | 120.0414
Line4_2_6 | 0.1732 | 0.17321 | 0.1732 | 0.1732 | 0.17321 | 0.1732 | 0.04 | 0.04 | 0.04 | 0.04 | 0.04 | 0.04 | -0.0052295 | -0.0048598 | -0.0048633 | 0.0055295 | 0.0051598 | 0.0051633 | -0.046004 | -0.046567 | -0.046568 | 0.046604 | 0.047167 | 0.047168 | 95.7106 | -24.2894 | -144.2894 | -84.2894 | 155.7106 | 35.7106 | 1.1575 | 1.1705 | 1.1705 | 1.1733 | 1.1862 | 1.1863 | -0.77473 | -120.2473 | 119.7486 | -1.0559 | -120.5324 | 119.4635
Line5_6_7 | 0.1732 | 0.17321 | 0.1732 | 0.1732 | 0.17321 | 0.1732 | 0.04 | 0.04 | 0.04 | 0.04 | 0.04 | 0.04 | -0.0055295 | -0.0051598 | -0.0051633 | 0.0058295 | 0.0054598 | 0.0054633 | -0.046604 | -0.047167 | -0.047168 | 0.047204 | 0.047767 | 0.047768 | 95.7106 | -24.2894 | -144.2894 | -84.2894 | 155.7106 | 35.7106 | 1.1733 | 1.1862 | 1.1863 | 1.1891 | 1.202 | 1.202 | -1.0559 | -120.5324 | 119.4635 | -1.3296 | -120.81 | 119.186
Line6_7_8 | 0 | 0 | 0 | 0 | 0 | 0 | 0 | 0 | 0 | 0 | 0 | 0 | 2.2475e-09 | 1.9349e-09 | -3.1424e-10 | -1.8879e-09 | -1.7398e-09 | -2.4051e-10 | 1.609e-09 | -1.3781e-09 | 4.9166e-10 | -1.1839e-09 | 8.5019e-10 | -3.9665e-10 | 0 | 0 | 0 | 0 | 0 | 0 | 1.1891 | 1.202 | 1.202 | 1.1891 | 1.202 | 1.202 | -1.3296 | -120.81 | 119.186 | -1.3296 | -120.81 | 119.186
Line7_8_9 | 0 | 0 | 0 | 0 | 0 | 0 | 0 | 0 | 0 | 0 | 0 | 0 | 7.4918e-10 | 6.4497e-10 | -1.0475e-10 | -3.8956e-10 | -4.4985e-10 | -4.5e-10 | 5.3633e-10 | -4.5936e-10 | 1.6389e-10 | -1.1128e-10 | -6.8537e-11 | -6.8876e-11 | 0 | 0 | 0 | 0 | 0 | 0 | 1.1891 | 1.202 | 1.202 | 1.1891 | 1.202 | 1.202 | -1.3296 | -120.81 | 119.186 | -1.3296 | -120.81 | 119.186
Line8_8_10 | 0 | 0 | 0 | 0 | 0 | 0 | 0 | 0 | 0 | 0 | 0 | 0 | 7.4918e-10 | 6.4497e-10 | -1.0475e-10 | -3.8956e-10 | -4.4985e-10 | -4.5e-10 | 5.3633e-10 | -4.5936e-10 | 1.6389e-10 | -1.1128e-10 | -6.8537e-11 | -6.8876e-11 | 0 | 0 | 0 | 0 | 0 | 0 | 1.1891 | 1.202 | 1.202 | 1.1891 | 1.202 | 1.202 | -1.3296 | -120.81 | 119.186 | -1.3296 | -120.81 | 119.186
Line9_3_11 | 0.1732 | 0.17321 | 0.1732 | 0.1732 | 0.17321 | 0.1732 | 0.04 | 0.04 | 0.04 | 0.04 | 0.04 | 0.04 | -0.0052295 | -0.0048598 | -0.0048633 | 0.0055295 | 0.0051598 | 0.0051633 | -0.046004 | -0.046567 | -0.046568 | 0.046604 | 0.047167 | 0.047168 | 95.7106 | -24.2894 | -144.2894 | -84.2894 | 155.7106 | 35.7106 | 1.1575 | 1.1705 | 1.1705 | 1.1733 | 1.1862 | 1.1863 | -0.77473 | -120.2473 | 119.7486 | -1.0559 | -120.5324 | 119.4635

## LG_min_6
name | pf_ikss_a_from_ka | pf_ikss_b_from_ka | pf_ikss_c_from_ka | pf_ikss_a_to_ka | pf_ikss_b_to_ka | pf_ikss_c_to_ka | pf_skss_a_from_mw | pf_skss_b_from_mw | pf_skss_c_from_mw | pf_skss_a_to_mw | pf_skss_b_to_mw | pf_skss_c_to_mw | pf_p_a_from_mw | pf_p_b_from_mw | pf_p_c_from_mw | pf_p_a_to_mw | pf_p_b_to_mw | pf_p_c_to_mw | pf_q_a_from_mvar | pf_q_b_from_mvar | pf_q_c_from_mvar | pf_q_a_to_mvar | pf_q_b_to_mvar | pf_q_c_to_mvar | pf_ikss_a_from_degree | pf_ikss_b_from_degree | pf_ikss_c_from_degree | pf_ikss_a_to_degree | pf_ikss_b_to_degree | pf_ikss_c_to_degree | pf_vm_a_from_pu | pf_vm_b_from_pu | pf_vm_c_from_pu | pf_vm_a_to_pu | pf_vm_b_to_pu | pf_vm_c_to_pu | pf_va_a_from_degree | pf_va_b_from_degree | pf_va_c_from_degree | pf_va_a_to_degree | pf_va_b_to_degree | pf_va_c_to_degree
Line0_1_2 | 0 | 0 | 0 | 0 | 0 | 0 | 0 | 0 | 0 | 0 | 0 | 0 | 1.0313e-10 | 1.4377e-07 | -1.44e-07 | -7.568e-11 | -1.1981e-07 | 1.2001e-07 | 4.8747e-10 | -8.3081e-08 | -8.2113e-08 | -4.0983e-10 | 6.9245e-08 | 6.842e-08 | 0 | 0 | 0 | 0 | 0 | 0 | 0.0029743 | 0.99943 | 0.99772 | 0.0029743 | 0.99943 | 0.99772 | -19.2997 | -119.8296 | 119.886 | -19.2992 | -119.8296 | 119.886
Line10_11_12 | 0 | 0 | 0 | 0 | 0 | 0 | 0 | 0 | 0 | 0 | 0 | 0 | 1.0312e-10 | 1.4377e-07 | -1.44e-07 | -7.5669e-11 | -1.1981e-07 | 1.2001e-07 | 4.8746e-10 | -8.3081e-08 | -8.2113e-08 | -4.0982e-10 | 6.9245e-08 | 6.842e-08 | 0 | 0 | 0 | 0 | 0 | 0 | 0.0029742 | 0.99943 | 0.99772 | 0.0029742 | 0.99943 | 0.99772 | -19.2985 | -119.8296 | 119.886 | -19.298 | -119.8296 | 119.886
Line11_12_13 | 0 | 0 | 0 | 0 | 0 | 0 | 0 | 0 | 0 | 0 | 0 | 0 | 8.5929e-11 | 1.1981e-07 | -1.2e-07 | -5.848e-11 | -9.5845e-08 | 9.6007e-08 | 4.0621e-10 | -6.9234e-08 | -6.8428e-08 | -3.2857e-10 | 5.5398e-08 | 5.4735e-08 | 0 | 0 | 0 | 0 | 0 | 0 | 0.0029742 | 0.99943 | 0.99772 | 0.0029742 | 0.99943 | 0.99772 | -19.298 | -119.8296 | 119.886 | -19.2976 | -119.8296 | 119.886
Line12_13_15 | 0 | 0 | 0 | 0 | 0 | 0 | 0 | 0 | 0 | 0 | 0 | 0 | 5.1555e-11 | 7.1886e-08 | -7.1999e-08 | -2.4109e-11 | -4.7922e-08 | 4.8008e-08 | 2.4373e-10 | -4.1541e-08 | -4.1057e-08 | -1.6609e-10 | 2.7705e-08 | 2.7364e-08 | 0 | 0 | 0 | 0 | 0 | 0 | 0.0029742 | 0.99943 | 0.99772 | 0.0029741 | 0.99943 | 0.99772 | -19.2976 | -119.8296 | 119.886 | -19.2974 | -119.8296 | 119.886
Line13_13_14 | 0 | 0 | 0 | 0 | 0 | 0 | 0 | 0 | 0 | 0 | 0 | 0 | 1.7185e-11 | 2.3962e-08 | -2.4e-08 | 1.026e-11 | 2.0748e-12 | 8.3514e-12 | 8.1242e-11 | -1.3847e-08 | -1.3686e-08 | -3.6039e-12 | 1.09e-11 | -7.2758e-12 | 0 | 0 | 0 | 0 | 0 | 0 | 0.0029742 | 0.99943 | 0.99772 | 0.0029742 | 0.99943 | 0.99772 | -19.2976 | -119.8296 | 119.886 | -19.2975 | -119.8296 | 119.886
Line14_15_16 | 0 | 0 | 0 | 0 | 0 | 0 | 0 | 0 | 0 | 0 | 0 | 0 | 3.4369e-11 | 4.7924e-08 | -4.8e-08 | -6.9243e-12 | -2.396e-08 | 2.4008e-08 | 1.6248e-10 | -2.7694e-08 | -2.7371e-08 | -8.4845e-11 | 1.3858e-08 | 1.3678e-08 | 0 | 0 | 0 | 0 | 0 | 0 | 0.0029741 | 0.99943 | 0.99772 | 0.0029741 | 0.99943 | 0.99772 | -19.2974 | -119.8296 | 119.886 | -19.2972 | -119.8296 | 119.886
Line15_16_17 | 0 | 0 | 0 | 0 | 0 | 0 | 0 | 0 | 0 | 0 | 0 | 0 | 1.7184e-11 | 2.3962e-08 | -2.4e-08 | 1.026e-11 | 2.075e-12 | 8.3513e-12 | 8.1241e-11 | -1.3847e-08 | -1.3686e-08 | -3.6038e-12 | 1.0899e-11 | -7.2758e-12 | 0 | 0 | 0 | 0 | 0 | 0 | 0.0029741 | 0.99943 | 0.99772 | 0.0029741 | 0.99943 | 0.99772 | -19.2972 | -119.8296 | 119.886 | -19.2972 | -119.8296 | 119.886
Line16_4_18 | 0 | 0 | 0 | 0 | 0 | 0 | 0 | 0 | 0 | 0 | 0 | 0 | 1.7189e-11 | 2.3962e-08 | -2.4e-08 | 1.026e-11 | 2.0749e-12 | 8.3517e-12 | 8.1245e-11 | -1.3847e-08 | -1.3686e-08 | -3.6044e-12 | 1.09e-11 | -7.276e-12 | 0 | 0 | 0 | 0 | 0 | 0 | 0.0029743 | 0.99943 | 0.99772 | 0.0029743 | 0.99943 | 0.99772 | -19.2995 | -119.8296 | 119.886 | -19.2995 | -119.8296 | 119.886
Line17_5_19 | 0 | 0 | 0 | 0 | 0 | 0 | 0 | 0 | 0 | 0 | 0 | 0 | 1.7189e-11 | 2.3962e-08 | -2.4e-08 | 1.026e-11 | 2.0749e-12 | 8.3517e-12 | 8.1245e-11 | -1.3847e-08 | -1.3686e-08 | -3.6044e-12 | 1.09e-11 | -7.276e-12 | 0 | 0 | 0 | 0 | 0 | 0 | 0.0029743 | 0.99943 | 0.99772 | 0.0029743 | 0.99943 | 0.99772 | -19.2995 | -119.8296 | 119.886 | -19.2995 | -119.8296 | 119.886
Line1_1_3 | 0 | 0 | 0 | 0 | 0 | 0 | 0 | 0 | 0 | 0 | 0 | 0 | 1.3751e-10 | 1.917e-07 | -1.92e-07 | -1.1005e-10 | -1.6773e-07 | 1.6801e-07 | 6.4996e-10 | -1.1077e-07 | -1.0948e-07 | -5.7231e-10 | 9.6939e-08 | 9.5791e-08 | 0 | 0 | 0 | 0 | 0 | 0 | 0.0029743 | 0.99943 | 0.99772 | 0.0029743 | 0.99943 | 0.99772 | -19.2997 | -119.8296 | 119.886 | -19.299 | -119.8296 | 119.886
Line2_1_4 | 0 | 0 | 0 | 0 | 0 | 0 | 0 | 0 | 0 | 0 | 0 | 0 | 3.4378e-11 | 4.7924e-08 | -4.8e-08 | -6.9282e-12 | -2.396e-08 | 2.4008e-08 | 1.6249e-10 | -2.7694e-08 | -2.7371e-08 | -8.4849e-11 | 1.3858e-08 | 1.3678e-08 | 0 | 0 | 0 | 0 | 0 | 0 | 0.0029743 | 0.99943 | 0.99772 | 0.0029743 | 0.99943 | 0.99772 | -19.2997 | -119.8296 | 119.886 | -19.2995 | -119.8296 | 119.886
Line3_1_5 | 0 | 0 | 0 | 0 | 0 | 0 | 0 | 0 | 0 | 0 | 0 | 0 | 3.4378e-11 | 4.7924e-08 | -4.8e-08 | -6.9282e-12 | -2.396e-08 | 2.4008e-08 | 1.6249e-10 | -2.7694e-08 | -2.7371e-08 | -8.4849e-11 | 1.3858e-08 | 1.3678e-08 | 0 | 0 | 0 | 0 | 0 | 0 | 0.0029743 | 0.99943 | 0.99772 | 0.0029743 | 0.99943 | 0.99772 | -19.2997 | -119.8296 | 119.886 | -19.2995 | -119.8296 | 119.886
Line4_2_6 | 0 | 0 | 0 | 0 | 0 | 0 | 0 | 0 | 0 | 0 | 0 | 0 | 8.594e-11 | 1.1981e-07 | -1.2e-07 | -5.8489e-11 | -9.5845e-08 | 9.6007e-08 | 4.0622e-10 | -6.9234e-08 | -6.8428e-08 | -3.2858e-10 | 5.5398e-08 | 5.4735e-08 | 0 | 0 | 0 | 0 | 0 | 0 | 0.0029743 | 0.99943 | 0.99772 | 0.0029742 | 0.99943 | 0.99772 | -19.2992 | -119.8296 | 119.886 | -19.2988 | -119.8296 | 119.886
Line5_6_7 | 0 | 0 | 0 | 0 | 0 | 0 | 0 | 0 | 0 | 0 | 0 | 0 | 6.8749e-11 | 9.5848e-08 | -9.5999e-08 | -4.13e-11 | -7.1884e-08 | 7.2008e-08 | 3.2497e-10 | -5.5387e-08 | -5.4742e-08 | -2.4733e-10 | 4.1551e-08 | 4.1049e-08 | 0 | 0 | 0 | 0 | 0 | 0 | 0.0029742 | 0.99943 | 0.99772 | 0.0029742 | 0.99943 | 0.99772 | -19.2988 | -119.8296 | 119.886 | -19.2985 | -119.8296 | 119.886
Line6_7_8 | 0 | 0 | 0 | 0 | 0 | 0 | 0 | 0 | 0 | 0 | 0 | 0 | 5.156e-11 | 7.1886e-08 | -7.1999e-08 | -2.4112e-11 | -4.7922e-08 | 4.8008e-08 | 2.4373e-10 | -4.1541e-08 | -4.1057e-08 | -1.6609e-10 | 2.7705e-08 | 2.7364e-08 | 0 | 0 | 0 | 0 | 0 | 0 | 0.0029742 | 0.99943 | 0.99772 | 0.0029742 | 0.99943 | 0.99772 | -19.2985 | -119.8296 | 119.886 | -19.2983 | -119.8296 | 119.886
Line7_8_9 | 0 | 0 | 0 | 0 | 0 | 0 | 0 | 0 | 0 | 0 | 0 | 0 | 1.7186e-11 | 2.3962e-08 | -2.4e-08 | 1.026e-11 | 2.0749e-12 | 8.3514e-12 | 8.1243e-11 | -1.3847e-08 | -1.3686e-08 | -3.6041e-12 | 1.09e-11 | -7.2758e-12 | 0 | 0 | 0 | 0 | 0 | 0 | 0.0029742 | 0.99943 | 0.99772 | 0.0029742 | 0.99943 | 0.99772 | -19.2983 | -119.8296 | 119.886 | -19.2982 | -119.8296 | 119.886
Line8_8_10 | 0 | 0 | 0 | 0 | 0 | 0 | 0 | 0 | 0 | 0 | 0 | 0 | 1.7186e-11 | 2.3962e-08 | -2.4e-08 | 1.026e-11 | 2.0748e-12 | 8.3516e-12 | 8.1243e-11 | -1.3847e-08 | -1.3686e-08 | -3.6041e-12 | 1.09e-11 | -7.2758e-12 | 0 | 0 | 0 | 0 | 0 | 0 | 0.0029742 | 0.99943 | 0.99772 | 0.0029742 | 0.99943 | 0.99772 | -19.2983 | -119.8296 | 119.886 | -19.2982 | -119.8296 | 119.886
Line9_3_11 | 0 | 0 | 0 | 0 | 0 | 0 | 0 | 0 | 0 | 0 | 0 | 0 | 1.2031e-10 | 1.6773e-07 | -1.68e-07 | -9.286e-11 | -1.4377e-07 | 1.4401e-07 | 5.6871e-10 | -9.6928e-08 | -9.5799e-08 | -4.9106e-10 | 8.3092e-08 | 8.2106e-08 | 0 | 0 | 0 | 0 | 0 | 0 | 0.0029743 | 0.99943 | 0.99772 | 0.0029742 | 0.99943 | 0.99772 | -19.299 | -119.8296 | 119.886 | -19.2985 | -119.8296 | 119.886

## LG_min_10
name | pf_ikss_a_from_ka | pf_ikss_b_from_ka | pf_ikss_c_from_ka | pf_ikss_a_to_ka | pf_ikss_b_to_ka | pf_ikss_c_to_ka | pf_skss_a_from_mw | pf_skss_b_from_mw | pf_skss_c_from_mw | pf_skss_a_to_mw | pf_skss_b_to_mw | pf_skss_c_to_mw | pf_p_a_from_mw | pf_p_b_from_mw | pf_p_c_from_mw | pf_p_a_to_mw | pf_p_b_to_mw | pf_p_c_to_mw | pf_q_a_from_mvar | pf_q_b_from_mvar | pf_q_c_from_mvar | pf_q_a_to_mvar | pf_q_b_to_mvar | pf_q_c_to_mvar | pf_ikss_a_from_degree | pf_ikss_b_from_degree | pf_ikss_c_from_degree | pf_ikss_a_to_degree | pf_ikss_b_to_degree | pf_ikss_c_to_degree | pf_vm_a_from_pu | pf_vm_b_from_pu | pf_vm_c_from_pu | pf_vm_a_to_pu | pf_vm_b_to_pu | pf_vm_c_to_pu | pf_va_a_from_degree | pf_va_b_from_degree | pf_va_c_from_degree | pf_va_a_to_degree | pf_va_b_to_degree | pf_va_c_to_degree
Line0_1_2 | 0 | 0 | 0 | 0 | 0 | 0 | 0 | 0 | 0 | 0 | 0 | 0 | 1.0313e-10 | 1.4377e-07 | -1.44e-07 | -7.568e-11 | -1.1981e-07 | 1.2001e-07 | 4.8747e-10 | -8.3081e-08 | -8.2113e-08 | -4.0983e-10 | 6.9245e-08 | 6.842e-08 | 0 | 0 | 0 | 0 | 0 | 0 | 0.0029743 | 0.99943 | 0.99772 | 0.0029743 | 0.99943 | 0.99772 | -19.2997 | -119.8296 | 119.886 | -19.2992 | -119.8296 | 119.886
Line10_11_12 | 0 | 0 | 0 | 0 | 0 | 0 | 0 | 0 | 0 | 0 | 0 | 0 | 1.0312e-10 | 1.4377e-07 | -1.44e-07 | -7.5669e-11 | -1.1981e-07 | 1.2001e-07 | 4.8746e-10 | -8.3081e-08 | -8.2113e-08 | -4.0982e-10 | 6.9245e-08 | 6.842e-08 | 0 | 0 | 0 | 0 | 0 | 0 | 0.0029742 | 0.99943 | 0.99772 | 0.0029742 | 0.99943 | 0.99772 | -19.2985 | -119.8296 | 119.886 | -19.298 | -119.8296 | 119.886
Line11_12_13 | 0 | 0 | 0 | 0 | 0 | 0 | 0 | 0 | 0 | 0 | 0 | 0 | 8.5929e-11 | 1.1981e-07 | -1.2e-07 | -5.848e-11 | -9.5845e-08 | 9.6007e-08 | 4.0621e-10 | -6.9234e-08 | -6.8428e-08 | -3.2857e-10 | 5.5398e-08 | 5.4735e-08 | 0 | 0 | 0 | 0 | 0 | 0 | 0.0029742 | 0.99943 | 0.99772 | 0.0029742 | 0.99943 | 0.99772 | -19.298 | -119.8296 | 119.886 | -19.2976 | -119.8296 | 119.886
Line12_13_15 | 0 | 0 | 0 | 0 | 0 | 0 | 0 | 0 | 0 | 0 | 0 | 0 | 5.1555e-11 | 7.1886e-08 | -7.1999e-08 | -2.4109e-11 | -4.7922e-08 | 4.8008e-08 | 2.4373e-10 | -4.1541e-08 | -4.1057e-08 | -1.6609e-10 | 2.7705e-08 | 2.7364e-08 | 0 | 0 | 0 | 0 | 0 | 0 | 0.0029742 | 0.99943 | 0.99772 | 0.0029741 | 0.99943 | 0.99772 | -19.2976 | -119.8296 | 119.886 | -19.2974 | -119.8296 | 119.886
Line13_13_14 | 0 | 0 | 0 | 0 | 0 | 0 | 0 | 0 | 0 | 0 | 0 | 0 | 1.7185e-11 | 2.3962e-08 | -2.4e-08 | 1.026e-11 | 2.0748e-12 | 8.3514e-12 | 8.1242e-11 | -1.3847e-08 | -1.3686e-08 | -3.6039e-12 | 1.09e-11 | -7.2758e-12 | 0 | 0 | 0 | 0 | 0 | 0 | 0.0029742 | 0.99943 | 0.99772 | 0.0029742 | 0.99943 | 0.99772 | -19.2976 | -119.8296 | 119.886 | -19.2975 | -119.8296 | 119.886
Line14_15_16 | 0 | 0 | 0 | 0 | 0 | 0 | 0 | 0 | 0 | 0 | 0 | 0 | 3.4369e-11 | 4.7924e-08 | -4.8e-08 | -6.9243e-12 | -2.396e-08 | 2.4008e-08 | 1.6248e-10 | -2.7694e-08 | -2.7371e-08 | -8.4845e-11 | 1.3858e-08 | 1.3678e-08 | 0 | 0 | 0 | 0 | 0 | 0 | 0.0029741 | 0.99943 | 0.99772 | 0.0029741 | 0.99943 | 0.99772 | -19.2974 | -119.8296 | 119.886 | -19.2972 | -119.8296 | 119.886
Line15_16_17 | 0 | 0 | 0 | 0 | 0 | 0 | 0 | 0 | 0 | 0 | 0 | 0 | 1.7184e-11 | 2.3962e-08 | -2.4e-08 | 1.026e-11 | 2.075e-12 | 8.3513e-12 | 8.1241e-11 | -1.3847e-08 | -1.3686e-08 | -3.6038e-12 | 1.0899e-11 | -7.2758e-12 | 0 | 0 | 0 | 0 | 0 | 0 | 0.0029741 | 0.99943 | 0.99772 | 0.0029741 | 0.99943 | 0.99772 | -19.2972 | -119.8296 | 119.886 | -19.2972 | -119.8296 | 119.886
Line16_4_18 | 0 | 0 | 0 | 0 | 0 | 0 | 0 | 0 | 0 | 0 | 0 | 0 | 1.7189e-11 | 2.3962e-08 | -2.4e-08 | 1.026e-11 | 2.0749e-12 | 8.3517e-12 | 8.1245e-11 | -1.3847e-08 | -1.3686e-08 | -3.6044e-12 | 1.09e-11 | -7.276e-12 | 0 | 0 | 0 | 0 | 0 | 0 | 0.0029743 | 0.99943 | 0.99772 | 0.0029743 | 0.99943 | 0.99772 | -19.2995 | -119.8296 | 119.886 | -19.2995 | -119.8296 | 119.886
Line17_5_19 | 0 | 0 | 0 | 0 | 0 | 0 | 0 | 0 | 0 | 0 | 0 | 0 | 1.7189e-11 | 2.3962e-08 | -2.4e-08 | 1.026e-11 | 2.0749e-12 | 8.3517e-12 | 8.1245e-11 | -1.3847e-08 | -1.3686e-08 | -3.6044e-12 | 1.09e-11 | -7.276e-12 | 0 | 0 | 0 | 0 | 0 | 0 | 0.0029743 | 0.99943 | 0.99772 | 0.0029743 | 0.99943 | 0.99772 | -19.2995 | -119.8296 | 119.886 | -19.2995 | -119.8296 | 119.886
Line1_1_3 | 0 | 0 | 0 | 0 | 0 | 0 | 0 | 0 | 0 | 0 | 0 | 0 | 1.3751e-10 | 1.917e-07 | -1.92e-07 | -1.1005e-10 | -1.6773e-07 | 1.6801e-07 | 6.4996e-10 | -1.1077e-07 | -1.0948e-07 | -5.7231e-10 | 9.6939e-08 | 9.5791e-08 | 0 | 0 | 0 | 0 | 0 | 0 | 0.0029743 | 0.99943 | 0.99772 | 0.0029743 | 0.99943 | 0.99772 | -19.2997 | -119.8296 | 119.886 | -19.299 | -119.8296 | 119.886
Line2_1_4 | 0 | 0 | 0 | 0 | 0 | 0 | 0 | 0 | 0 | 0 | 0 | 0 | 3.4378e-11 | 4.7924e-08 | -4.8e-08 | -6.9282e-12 | -2.396e-08 | 2.4008e-08 | 1.6249e-10 | -2.7694e-08 | -2.7371e-08 | -8.4849e-11 | 1.3858e-08 | 1.3678e-08 | 0 | 0 | 0 | 0 | 0 | 0 | 0.0029743 | 0.99943 | 0.99772 | 0.0029743 | 0.99943 | 0.99772 | -19.2997 | -119.8296 | 119.886 | -19.2995 | -119.8296 | 119.886
Line3_1_5 | 0 | 0 | 0 | 0 | 0 | 0 | 0 | 0 | 0 | 0 | 0 | 0 | 3.4378e-11 | 4.7924e-08 | -4.8e-08 | -6.9282e-12 | -2.396e-08 | 2.4008e-08 | 1.6249e-10 | -2.7694e-08 | -2.7371e-08 | -8.4849e-11 | 1.3858e-08 | 1.3678e-08 | 0 | 0 | 0 | 0 | 0 | 0 | 0.0029743 | 0.99943 | 0.99772 | 0.0029743 | 0.99943 | 0.99772 | -19.2997 | -119.8296 | 119.886 | -19.2995 | -119.8296 | 119.886
Line4_2_6 | 0 | 0 | 0 | 0 | 0 | 0 | 0 | 0 | 0 | 0 | 0 | 0 | 8.594e-11 | 1.1981e-07 | -1.2e-07 | -5.8489e-11 | -9.5845e-08 | 9.6007e-08 | 4.0622e-10 | -6.9234e-08 | -6.8428e-08 | -3.2858e-10 | 5.5398e-08 | 5.4735e-08 | 0 | 0 | 0 | 0 | 0 | 0 | 0.0029743 | 0.99943 | 0.99772 | 0.0029742 | 0.99943 | 0.99772 | -19.2992 | -119.8296 | 119.886 | -19.2988 | -119.8296 | 119.886
Line5_6_7 | 0 | 0 | 0 | 0 | 0 | 0 | 0 | 0 | 0 | 0 | 0 | 0 | 6.8749e-11 | 9.5848e-08 | -9.5999e-08 | -4.13e-11 | -7.1884e-08 | 7.2008e-08 | 3.2497e-10 | -5.5387e-08 | -5.4742e-08 | -2.4733e-10 | 4.1551e-08 | 4.1049e-08 | 0 | 0 | 0 | 0 | 0 | 0 | 0.0029742 | 0.99943 | 0.99772 | 0.0029742 | 0.99943 | 0.99772 | -19.2988 | -119.8296 | 119.886 | -19.2985 | -119.8296 | 119.886
Line6_7_8 | 0 | 0 | 0 | 0 | 0 | 0 | 0 | 0 | 0 | 0 | 0 | 0 | 5.156e-11 | 7.1886e-08 | -7.1999e-08 | -2.4112e-11 | -4.7922e-08 | 4.8008e-08 | 2.4373e-10 | -4.1541e-08 | -4.1057e-08 | -1.6609e-10 | 2.7705e-08 | 2.7364e-08 | 0 | 0 | 0 | 0 | 0 | 0 | 0.0029742 | 0.99943 | 0.99772 | 0.0029742 | 0.99943 | 0.99772 | -19.2985 | -119.8296 | 119.886 | -19.2983 | -119.8296 | 119.886
Line7_8_9 | 0 | 0 | 0 | 0 | 0 | 0 | 0 | 0 | 0 | 0 | 0 | 0 | 1.7186e-11 | 2.3962e-08 | -2.4e-08 | 1.026e-11 | 2.0749e-12 | 8.3514e-12 | 8.1243e-11 | -1.3847e-08 | -1.3686e-08 | -3.6041e-12 | 1.09e-11 | -7.2758e-12 | 0 | 0 | 0 | 0 | 0 | 0 | 0.0029742 | 0.99943 | 0.99772 | 0.0029742 | 0.99943 | 0.99772 | -19.2983 | -119.8296 | 119.886 | -19.2982 | -119.8296 | 119.886
Line8_8_10 | 0 | 0 | 0 | 0 | 0 | 0 | 0 | 0 | 0 | 0 | 0 | 0 | 1.7186e-11 | 2.3962e-08 | -2.4e-08 | 1.026e-11 | 2.0748e-12 | 8.3516e-12 | 8.1243e-11 | -1.3847e-08 | -1.3686e-08 | -3.6041e-12 | 1.09e-11 | -7.2758e-12 | 0 | 0 | 0 | 0 | 0 | 0 | 0.0029742 | 0.99943 | 0.99772 | 0.0029742 | 0.99943 | 0.99772 | -19.2983 | -119.8296 | 119.886 | -19.2982 | -119.8296 | 119.886
Line9_3_11 | 0 | 0 | 0 | 0 | 0 | 0 | 0 | 0 | 0 | 0 | 0 | 0 | 1.2031e-10 | 1.6773e-07 | -1.68e-07 | -9.286e-11 | -1.4377e-07 | 1.4401e-07 | 5.6871e-10 | -9.6928e-08 | -9.5799e-08 | -4.9106e-10 | 8.3092e-08 | 8.2106e-08 | 0 | 0 | 0 | 0 | 0 | 0 | 0.0029743 | 0.99943 | 0.99772 | 0.0029742 | 0.99943 | 0.99772 | -19.299 | -119.8296 | 119.886 | -19.2985 | -119.8296 | 119.886

## LG_min_fault_6
name | pf_ikss_a_from_ka | pf_ikss_b_from_ka | pf_ikss_c_from_ka | pf_ikss_a_to_ka | pf_ikss_b_to_ka | pf_ikss_c_to_ka | pf_skss_a_from_mw | pf_skss_b_from_mw | pf_skss_c_from_mw | pf_skss_a_to_mw | pf_skss_b_to_mw | pf_skss_c_to_mw | pf_p_a_from_mw | pf_p_b_from_mw | pf_p_c_from_mw | pf_p_a_to_mw | pf_p_b_to_mw | pf_p_c_to_mw | pf_q_a_from_mvar | pf_q_b_from_mvar | pf_q_c_from_mvar | pf_q_a_to_mvar | pf_q_b_to_mvar | pf_q_c_to_mvar | pf_ikss_a_from_degree | pf_ikss_b_from_degree | pf_ikss_c_from_degree | pf_ikss_a_to_degree | pf_ikss_b_to_degree | pf_ikss_c_to_degree | pf_vm_a_from_pu | pf_vm_b_from_pu | pf_vm_c_from_pu | pf_vm_a_to_pu | pf_vm_b_to_pu | pf_vm_c_to_pu | pf_va_a_from_degree | pf_va_b_from_degree | pf_va_c_from_degree | pf_va_a_to_degree | pf_va_b_to_degree | pf_va_c_to_degree
Line0_1_2 | 0 | 0 | 0 | 0 | 0 | 0 | 0 | 0 | 0 | 0 | 0 | 0 | 1.5243e-09 | 1.0454e-09 | -2.8625e-09 | -1.2216e-09 | -8.7099e-10 | 2.3855e-09 | 2.4455e-09 | -2.7018e-09 | 4.4584e-10 | -2.0778e-09 | 2.2516e-09 | -3.7173e-10 | 0 | 0 | 0 | 0 | 0 | 0 | 0.98649 | 0.99996 | 0.99999 | 0.98649 | 0.99996 | 0.99999 | -0.63164 | -119.998 | 119.997 | -0.63164 | -119.998 | 119.997
Line10_11_12 | 0 | 0 | 0 | 0 | 0 | 0 | 0 | 0 | 0 | 0 | 0 | 0 | 1.5243e-09 | 1.0454e-09 | -2.8625e-09 | -1.2216e-09 | -8.7099e-10 | 2.3855e-09 | 2.4455e-09 | -2.7018e-09 | 4.4584e-10 | -2.0778e-09 | 2.2516e-09 | -3.7173e-10 | 0 | 0 | 0 | 0 | 0 | 0 | 0.98649 | 0.99996 | 0.99999 | 0.98649 | 0.99996 | 0.99999 | -0.63164 | -119.998 | 119.997 | -0.63164 | -119.998 | 119.997
Line11_12_13 | 0 | 0 | 0 | 0 | 0 | 0 | 0 | 0 | 0 | 0 | 0 | 0 | 1.2702e-09 | 8.7113e-10 | -2.3855e-09 | -9.6753e-10 | -6.9676e-10 | 1.9084e-09 | 2.0379e-09 | -2.2515e-09 | 3.7154e-10 | -1.6702e-09 | 1.8013e-09 | -2.9742e-10 | 0 | 0 | 0 | 0 | 0 | 0 | 0.98649 | 0.99996 | 0.99999 | 0.98649 | 0.99996 | 0.99999 | -0.63164 | -119.998 | 119.997 | -0.63164 | -119.998 | 119.997
Line12_13_15 | 0 | 0 | 0 | 0 | 0 | 0 | 0 | 0 | 0 | 0 | 0 | 0 | 7.6213e-10 | 5.2268e-10 | -1.4313e-09 | -4.5944e-10 | -3.4831e-10 | 9.5422e-10 | 1.2227e-09 | -1.3509e-09 | 2.2292e-10 | -8.5504e-10 | 9.0072e-10 | -1.488e-10 | 0 | 0 | 0 | 0 | 0 | 0 | 0.98649 | 0.99996 | 0.99999 | 0.98649 | 0.99996 | 0.99999 | -0.63164 | -119.998 | 119.997 | -0.63164 | -119.998 | 119.997
Line13_13_14 | 0 | 0 | 0 | 0 | 0 | 0 | 0 | 0 | 0 | 0 | 0 | 0 | 2.5404e-10 | 1.7423e-10 | -4.7709e-10 | 4.8639e-11 | 1.4742e-13 | 3.4914e-14 | 4.0758e-10 | -4.503e-10 | 7.4307e-11 | -3.9875e-11 | 1.2545e-13 | -1.904e-13 | 0 | 0 | 0 | 0 | 0 | 0 | 0.98649 | 0.99996 | 0.99999 | 0.98649 | 0.99996 | 0.99999 | -0.63164 | -119.998 | 119.997 | -0.63164 | -119.998 | 119.997
Line14_15_16 | 0 | 0 | 0 | 0 | 0 | 0 | 0 | 0 | 0 | 0 | 0 | 0 | 5.0808e-10 | 3.4845e-10 | -9.5418e-10 | -2.054e-10 | -1.7408e-10 | 4.7713e-10 | 8.1517e-10 | -9.0059e-10 | 1.4861e-10 | -4.4746e-10 | 4.5042e-10 | -7.4497e-11 | 0 | 0 | 0 | 0 | 0 | 0 | 0.98649 | 0.99996 | 0.99999 | 0.98649 | 0.99996 | 0.99999 | -0.63164 | -119.998 | 119.997 | -0.63164 | -119.998 | 119.997
Line15_16_17 | 0 | 0 | 0 | 0 | 0 | 0 | 0 | 0 | 0 | 0 | 0 | 0 | 2.5404e-10 | 1.7423e-10 | -4.7709e-10 | 4.8639e-11 | 1.4742e-13 | 3.4913e-14 | 4.0758e-10 | -4.503e-10 | 7.4307e-11 | -3.9875e-11 | 1.2544e-13 | -1.904e-13 | 0 | 0 | 0 | 0 | 0 | 0 | 0.98649 | 0.99996 | 0.99999 | 0.98649 | 0.99996 | 0.99999 | -0.63164 | -119.998 | 119.997 | -0.63164 | -119.998 | 119.997
Line16_4_18 | 0 | 0 | 0 | 0 | 0 | 0 | 0 | 0 | 0 | 0 | 0 | 0 | 2.5404e-10 | 1.7423e-10 | -4.7709e-10 | 4.8639e-11 | 1.4742e-13 | 3.492e-14 | 4.0758e-10 | -4.503e-10 | 7.4307e-11 | -3.9875e-11 | 1.2545e-13 | -1.9041e-13 | 0 | 0 | 0 | 0 | 0 | 0 | 0.98649 | 0.99996 | 0.99999 | 0.98649 | 0.99996 | 0.99999 | -0.63164 | -119.998 | 119.997 | -0.63164 | -119.998 | 119.997
Line17_5_19 | 0 | 0 | 0 | 0 | 0 | 0 | 0 | 0 | 0 | 0 | 0 | 0 | 2.5404e-10 | 1.7423e-10 | -4.7709e-10 | 4.8639e-11 | 1.4742e-13 | 3.492e-14 | 4.0758e-10 | -4.503e-10 | 7.4307e-11 | -3.9875e-11 | 1.2545e-13 | -1.9041e-13 | 0 | 0 | 0 | 0 | 0 | 0 | 0.98649 | 0.99996 | 0.99999 | 0.98649 | 0.99996 | 0.99999 | -0.63164 | -119.998 | 119.997 | -0.63164 | -119.998 | 119.997
Line1_1_3 | 0 | 0 | 0 | 0 | 0 | 0 | 0 | 0 | 0 | 0 | 0 | 0 | 2.0323e-09 | 1.3938e-09 | -3.8167e-09 | -1.7297e-09 | -1.2194e-09 | 3.3397e-09 | 3.2607e-09 | -3.6024e-09 | 5.9446e-10 | -2.893e-09 | 3.1522e-09 | -5.2034e-10 | 0 | 0 | 0 | 0 | 0 | 0 | 0.98649 | 0.99996 | 0.99999 | 0.98649 | 0.99996 | 0.99999 | -0.63164 | -119.998 | 119.997 | -0.63164 | -119.998 | 119.997
Line2_1_4 | 0 | 0 | 0 | 0 | 0 | 0 | 0 | 0 | 0 | 0 | 0 | 0 | 5.0808e-10 | 3.4845e-10 | -9.5418e-10 | -2.054e-10 | -1.7408e-10 | 4.7712e-10 | 8.1517e-10 | -9.0059e-10 | 1.4861e-10 | -4.4746e-10 | 4.5042e-10 | -7.4498e-11 | 0 | 0 | 0 | 0 | 0 | 0 | 0.98649 | 0.99996 | 0.99999 | 0.98649 | 0.99996 | 0.99999 | -0.63164 | -119.998 | 119.997 | -0.63164 | -119.998 | 119.997
Line3_1_5 | 0 | 0 | 0 | 0 | 0 | 0 | 0 | 0 | 0 | 0 | 0 | 0 | 5.0808e-10 | 3.4845e-10 | -9.5418e-10 | -2.054e-10 | -1.7408e-10 | 4.7712e-10 | 8.1517e-10 | -9.0059e-10 | 1.4861e-10 | -4.4746e-10 | 4.5042e-10 | -7.4498e-11 | 0 | 0 | 0 | 0 | 0 | 0 | 0.98649 | 0.99996 | 0.99999 | 0.98649 | 0.99996 | 0.99999 | -0.63164 | -119.998 | 119.997 | -0.63164 | -119.998 | 119.997
Line4_2_6 | 0 | 0 | 0 | 0 | 0 | 0 | 0 | 0 | 0 | 0 | 0 | 0 | 1.2702e-09 | 8.7113e-10 | -2.3855e-09 | -9.6753e-10 | -6.9676e-10 | 1.9084e-09 | 2.0379e-09 | -2.2515e-09 | 3.7154e-10 | -1.6702e-09 | 1.8013e-09 | -2.9742e-10 | 0 | 0 | 0 | 0 | 0 | 0 | 0.98649 | 0.99996 | 0.99999 | 0.98649 | 0.99996 | 0.99999 | -0.63164 | -119.998 | 119.997 | -0.63164 | -119.998 | 119.997
Line5_6_7 | 0 | 0 | 0 | 0 | 0 | 0 | 0 | 0 | 0 | 0 | 0 | 0 | 1.0162e-09 | 6.9691e-10 | -1.9084e-09 | -7.1349e-10 | -5.2253e-10 | 1.4313e-09 | 1.6303e-09 | -1.8012e-09 | 2.9723e-10 | -1.2626e-09 | 1.351e-09 | -2.2311e-10 | 0 | 0 | 0 | 0 | 0 | 0 | 0.98649 | 0.99996 | 0.99999 | 0.98649 | 0.99996 | 0.99999 | -0.63164 | -119.998 | 119.997 | -0.63164 | -119.998 | 119.997
Line6_7_8 | 0 | 0 | 0 | 0 | 0 | 0 | 0 | 0 | 0 | 0 | 0 | 0 | 7.6213e-10 | 5.2268e-10 | -1.4313e-09 | -4.5944e-10 | -3.4831e-10 | 9.5422e-10 | 1.2227e-09 | -1.3509e-09 | 2.2292e-10 | -8.5504e-10 | 9.0072e-10 | -1.488e-10 | 0 | 0 | 0 | 0 | 0 | 0 | 0.98649 | 0.99996 | 0.99999 | 0.98649 | 0.99996 | 0.99999 | -0.63164 | -119.998 | 119.997 | -0.63164 | -119.998 | 119.997
Line7_8_9 | 0 | 0 | 0 | 0 | 0 | 0 | 0 | 0 | 0 | 0 | 0 | 0 | 2.5404e-10 | 1.7423e-10 | -4.7709e-10 | 4.8639e-11 | 1.4742e-13 | 3.4918e-14 | 4.0758e-10 | -4.503e-10 | 7.4307e-11 | -3.9875e-11 | 1.2545e-13 | -1.9041e-13 | 0 | 0 | 0 | 0 | 0 | 0 | 0.98649 | 0.99996 | 0.99999 | 0.98649 | 0.99996 | 0.99999 | -0.63164 | -119.998 | 119.997 | -0.63164 | -119.998 | 119.997
Line8_8_10 | 0 | 0 | 0 | 0 | 0 | 0 | 0 | 0 | 0 | 0 | 0 | 0 | 2.5404e-10 | 1.7423e-10 | -4.7709e-10 | 4.8639e-11 | 1.4742e-13 | 3.4919e-14 | 4.0758e-10 | -4.503e-10 | 7.4307e-11 | -3.9875e-11 | 1.2545e-13 | -1.9041e-13 | 0 | 0 | 0 | 0 | 0 | 0 | 0.98649 | 0.99996 | 0.99999 | 0.98649 | 0.99996 | 0.99999 | -0.63164 | -119.998 | 119.997 | -0.63164 | -119.998 | 119.997
Line9_3_11 | 0 | 0 | 0 | 0 | 0 | 0 | 0 | 0 | 0 | 0 | 0 | 0 | 1.7783e-09 | 1.2196e-09 | -3.3396e-09 | -1.4756e-09 | -1.0452e-09 | 2.8626e-09 | 2.8531e-09 | -3.1521e-09 | 5.2015e-10 | -2.4854e-09 | 2.7019e-09 | -4.4603e-10 | 0 | 0 | 0 | 0 | 0 | 0 | 0.98649 | 0.99996 | 0.99999 | 0.98649 | 0.99996 | 0.99999 | -0.63164 | -119.998 | 119.997 | -0.63164 | -119.998 | 119.997

## LG_min_fault_10
name | pf_ikss_a_from_ka | pf_ikss_b_from_ka | pf_ikss_c_from_ka | pf_ikss_a_to_ka | pf_ikss_b_to_ka | pf_ikss_c_to_ka | pf_skss_a_from_mw | pf_skss_b_from_mw | pf_skss_c_from_mw | pf_skss_a_to_mw | pf_skss_b_to_mw | pf_skss_c_to_mw | pf_p_a_from_mw | pf_p_b_from_mw | pf_p_c_from_mw | pf_p_a_to_mw | pf_p_b_to_mw | pf_p_c_to_mw | pf_q_a_from_mvar | pf_q_b_from_mvar | pf_q_c_from_mvar | pf_q_a_to_mvar | pf_q_b_to_mvar | pf_q_c_to_mvar | pf_ikss_a_from_degree | pf_ikss_b_from_degree | pf_ikss_c_from_degree | pf_ikss_a_to_degree | pf_ikss_b_to_degree | pf_ikss_c_to_degree | pf_vm_a_from_pu | pf_vm_b_from_pu | pf_vm_c_from_pu | pf_vm_a_to_pu | pf_vm_b_to_pu | pf_vm_c_to_pu | pf_va_a_from_degree | pf_va_b_from_degree | pf_va_c_from_degree | pf_va_a_to_degree | pf_va_b_to_degree | pf_va_c_to_degree
Line0_1_2 | 0 | 0 | 0 | 0 | 0 | 0 | 0 | 0 | 0 | 0 | 0 | 0 | 1.5243e-09 | 1.0454e-09 | -2.8625e-09 | -1.2216e-09 | -8.7099e-10 | 2.3855e-09 | 2.4455e-09 | -2.7018e-09 | 4.4584e-10 | -2.0778e-09 | 2.2516e-09 | -3.7173e-10 | 0 | 0 | 0 | 0 | 0 | 0 | 0.98649 | 0.99996 | 0.99999 | 0.98649 | 0.99996 | 0.99999 | -0.63164 | -119.998 | 119.997 | -0.63164 | -119.998 | 119.997
Line10_11_12 | 0 | 0 | 0 | 0 | 0 | 0 | 0 | 0 | 0 | 0 | 0 | 0 | 1.5243e-09 | 1.0454e-09 | -2.8625e-09 | -1.2216e-09 | -8.7099e-10 | 2.3855e-09 | 2.4455e-09 | -2.7018e-09 | 4.4584e-10 | -2.0778e-09 | 2.2516e-09 | -3.7173e-10 | 0 | 0 | 0 | 0 | 0 | 0 | 0.98649 | 0.99996 | 0.99999 | 0.98649 | 0.99996 | 0.99999 | -0.63164 | -119.998 | 119.997 | -0.63164 | -119.998 | 119.997
Line11_12_13 | 0 | 0 | 0 | 0 | 0 | 0 | 0 | 0 | 0 | 0 | 0 | 0 | 1.2702e-09 | 8.7113e-10 | -2.3855e-09 | -9.6753e-10 | -6.9676e-10 | 1.9084e-09 | 2.0379e-09 | -2.2515e-09 | 3.7154e-10 | -1.6702e-09 | 1.8013e-09 | -2.9742e-10 | 0 | 0 | 0 | 0 | 0 | 0 | 0.98649 | 0.99996 | 0.99999 | 0.98649 | 0.99996 | 0.99999 | -0.63164 | -119.998 | 119.997 | -0.63164 | -119.998 | 119.997
Line12_13_15 | 0 | 0 | 0 | 0 | 0 | 0 | 0 | 0 | 0 | 0 | 0 | 0 | 7.6213e-10 | 5.2268e-10 | -1.4313e-09 | -4.5944e-10 | -3.4831e-10 | 9.5422e-10 | 1.2227e-09 | -1.3509e-09 | 2.2292e-10 | -8.5504e-10 | 9.0072e-10 | -1.488e-10 | 0 | 0 | 0 | 0 | 0 | 0 | 0.98649 | 0.99996 | 0.99999 | 0.98649 | 0.99996 | 0.99999 | -0.63164 | -119.998 | 119.997 | -0.63164 | -119.998 | 119.997
Line13_13_14 | 0 | 0 | 0 | 0 | 0 | 0 | 0 | 0 | 0 | 0 | 0 | 0 | 2.5404e-10 | 1.7423e-10 | -4.7709e-10 | 4.8639e-11 | 1.4742e-13 | 3.4914e-14 | 4.0758e-10 | -4.503e-10 | 7.4307e-11 | -3.9875e-11 | 1.2545e-13 | -1.904e-13 | 0 | 0 | 0 | 0 | 0 | 0 | 0.98649 | 0.99996 | 0.99999 | 0.98649 | 0.99996 | 0.99999 | -0.63164 | -119.998 | 119.997 | -0.63164 | -119.998 | 119.997
Line14_15_16 | 0 | 0 | 0 | 0 | 0 | 0 | 0 | 0 | 0 | 0 | 0 | 0 | 5.0808e-10 | 3.4845e-10 | -9.5418e-10 | -2.054e-10 | -1.7408e-10 | 4.7713e-10 | 8.1517e-10 | -9.0059e-10 | 1.4861e-10 | -4.4746e-10 | 4.5042e-10 | -7.4497e-11 | 0 | 0 | 0 | 0 | 0 | 0 | 0.98649 | 0.99996 | 0.99999 | 0.98649 | 0.99996 | 0.99999 | -0.63164 | -119.998 | 119.997 | -0.63164 | -119.998 | 119.997
Line15_16_17 | 0 | 0 | 0 | 0 | 0 | 0 | 0 | 0 | 0 | 0 | 0 | 0 | 2.5404e-10 | 1.7423e-10 | -4.7709e-10 | 4.8639e-11 | 1.4742e-13 | 3.4913e-14 | 4.0758e-10 | -4.503e-10 | 7.4307e-11 | -3.9875e-11 | 1.2544e-13 | -1.904e-13 | 0 | 0 | 0 | 0 | 0 | 0 | 0.98649 | 0.99996 | 0.99999 | 0.98649 | 0.99996 | 0.99999 | -0.63164 | -119.998 | 119.997 | -0.63164 | -119.998 | 119.997
Line16_4_18 | 0 | 0 | 0 | 0 | 0 | 0 | 0 | 0 | 0 | 0 | 0 | 0 | 2.5404e-10 | 1.7423e-10 | -4.7709e-10 | 4.8639e-11 | 1.4742e-13 | 3.492e-14 | 4.0758e-10 | -4.503e-10 | 7.4307e-11 | -3.9875e-11 | 1.2545e-13 | -1.9041e-13 | 0 | 0 | 0 | 0 | 0 | 0 | 0.98649 | 0.99996 | 0.99999 | 0.98649 | 0.99996 | 0.99999 | -0.63164 | -119.998 | 119.997 | -0.63164 | -119.998 | 119.997
Line17_5_19 | 0 | 0 | 0 | 0 | 0 | 0 | 0 | 0 | 0 | 0 | 0 | 0 | 2.5404e-10 | 1.7423e-10 | -4.7709e-10 | 4.8639e-11 | 1.4742e-13 | 3.492e-14 | 4.0758e-10 | -4.503e-10 | 7.4307e-11 | -3.9875e-11 | 1.2545e-13 | -1.9041e-13 | 0 | 0 | 0 | 0 | 0 | 0 | 0.98649 | 0.99996 | 0.99999 | 0.98649 | 0.99996 | 0.99999 | -0.63164 | -119.998 | 119.997 | -0.63164 | -119.998 | 119.997
Line1_1_3 | 0 | 0 | 0 | 0 | 0 | 0 | 0 | 0 | 0 | 0 | 0 | 0 | 2.0323e-09 | 1.3938e-09 | -3.8167e-09 | -1.7297e-09 | -1.2194e-09 | 3.3397e-09 | 3.2607e-09 | -3.6024e-09 | 5.9446e-10 | -2.893e-09 | 3.1522e-09 | -5.2034e-10 | 0 | 0 | 0 | 0 | 0 | 0 | 0.98649 | 0.99996 | 0.99999 | 0.98649 | 0.99996 | 0.99999 | -0.63164 | -119.998 | 119.997 | -0.63164 | -119.998 | 119.997
Line2_1_4 | 0 | 0 | 0 | 0 | 0 | 0 | 0 | 0 | 0 | 0 | 0 | 0 | 5.0808e-10 | 3.4845e-10 | -9.5418e-10 | -2.054e-10 | -1.7408e-10 | 4.7712e-10 | 8.1517e-10 | -9.0059e-10 | 1.4861e-10 | -4.4746e-10 | 4.5042e-10 | -7.4498e-11 | 0 | 0 | 0 | 0 | 0 | 0 | 0.98649 | 0.99996 | 0.99999 | 0.98649 | 0.99996 | 0.99999 | -0.63164 | -119.998 | 119.997 | -0.63164 | -119.998 | 119.997
Line3_1_5 | 0 | 0 | 0 | 0 | 0 | 0 | 0 | 0 | 0 | 0 | 0 | 0 | 5.0808e-10 | 3.4845e-10 | -9.5418e-10 | -2.054e-10 | -1.7408e-10 | 4.7712e-10 | 8.1517e-10 | -9.0059e-10 | 1.4861e-10 | -4.4746e-10 | 4.5042e-10 | -7.4498e-11 | 0 | 0 | 0 | 0 | 0 | 0 | 0.98649 | 0.99996 | 0.99999 | 0.98649 | 0.99996 | 0.99999 | -0.63164 | -119.998 | 119.997 | -0.63164 | -119.998 | 119.997
Line4_2_6 | 0 | 0 | 0 | 0 | 0 | 0 | 0 | 0 | 0 | 0 | 0 | 0 | 1.2702e-09 | 8.7113e-10 | -2.3855e-09 | -9.6753e-10 | -6.9676e-10 | 1.9084e-09 | 2.0379e-09 | -2.2515e-09 | 3.7154e-10 | -1.6702e-09 | 1.8013e-09 | -2.9742e-10 | 0 | 0 | 0 | 0 | 0 | 0 | 0.98649 | 0.99996 | 0.99999 | 0.98649 | 0.99996 | 0.99999 | -0.63164 | -119.998 | 119.997 | -0.63164 | -119.998 | 119.997
Line5_6_7 | 0 | 0 | 0 | 0 | 0 | 0 | 0 | 0 | 0 | 0 | 0 | 0 | 1.0162e-09 | 6.9691e-10 | -1.9084e-09 | -7.1349e-10 | -5.2253e-10 | 1.4313e-09 | 1.6303e-09 | -1.8012e-09 | 2.9723e-10 | -1.2626e-09 | 1.351e-09 | -2.2311e-10 | 0 | 0 | 0 | 0 | 0 | 0 | 0.98649 | 0.99996 | 0.99999 | 0.98649 | 0.99996 | 0.99999 | -0.63164 | -119.998 | 119.997 | -0.63164 | -119.998 | 119.997
Line6_7_8 | 0 | 0 | 0 | 0 | 0 | 0 | 0 | 0 | 0 | 0 | 0 | 0 | 7.6213e-10 | 5.2268e-10 | -1.4313e-09 | -4.5944e-10 | -3.4831e-10 | 9.5422e-10 | 1.2227e-09 | -1.3509e-09 | 2.2292e-10 | -8.5504e-10 | 9.0072e-10 | -1.488e-10 | 0 | 0 | 0 | 0 | 0 | 0 | 0.98649 | 0.99996 | 0.99999 | 0.98649 | 0.99996 | 0.99999 | -0.63164 | -119.998 | 119.997 | -0.63164 | -119.998 | 119.997
Line7_8_9 | 0 | 0 | 0 | 0 | 0 | 0 | 0 | 0 | 0 | 0 | 0 | 0 | 2.5404e-10 | 1.7423e-10 | -4.7709e-10 | 4.8639e-11 | 1.4742e-13 | 3.4918e-14 | 4.0758e-10 | -4.503e-10 | 7.4307e-11 | -3.9875e-11 | 1.2545e-13 | -1.9041e-13 | 0 | 0 | 0 | 0 | 0 | 0 | 0.98649 | 0.99996 | 0.99999 | 0.98649 | 0.99996 | 0.99999 | -0.63164 | -119.998 | 119.997 | -0.63164 | -119.998 | 119.997
Line8_8_10 | 0 | 0 | 0 | 0 | 0 | 0 | 0 | 0 | 0 | 0 | 0 | 0 | 2.5404e-10 | 1.7423e-10 | -4.7709e-10 | 4.8639e-11 | 1.4742e-13 | 3.4919e-14 | 4.0758e-10 | -4.503e-10 | 7.4307e-11 | -3.9875e-11 | 1.2545e-13 | -1.9041e-13 | 0 | 0 | 0 | 0 | 0 | 0 | 0.98649 | 0.99996 | 0.99999 | 0.98649 | 0.99996 | 0.99999 | -0.63164 | -119.998 | 119.997 | -0.63164 | -119.998 | 119.997
Line9_3_11 | 0 | 0 | 0 | 0 | 0 | 0 | 0 | 0 | 0 | 0 | 0 | 0 | 1.7783e-09 | 1.2196e-09 | -3.3396e-09 | -1.4756e-09 | -1.0452e-09 | 2.8626e-09 | 2.8531e-09 | -3.1521e-09 | 5.2015e-10 | -2.4854e-09 | 2.7019e-09 | -4.4603e-10 | 0 | 0 | 0 | 0 | 0 | 0 | 0.98649 | 0.99996 | 0.99999 | 0.98649 | 0.99996 | 0.99999 | -0.63164 | -119.998 | 119.997 | -0.63164 | -119.998 | 119.997

## LLG_max_6
name | pf_ikss_a_from_ka | pf_ikss_b_from_ka | pf_ikss_c_from_ka | pf_ikss_a_to_ka | pf_ikss_b_to_ka | pf_ikss_c_to_ka | pf_skss_a_from_mw | pf_skss_b_from_mw | pf_skss_c_from_mw | pf_skss_a_to_mw | pf_skss_b_to_mw | pf_skss_c_to_mw | pf_p_a_from_mw | pf_p_b_from_mw | pf_p_c_from_mw | pf_p_a_to_mw | pf_p_b_to_mw | pf_p_c_to_mw | pf_q_a_from_mvar | pf_q_b_from_mvar | pf_q_c_from_mvar | pf_q_a_to_mvar | pf_q_b_to_mvar | pf_q_c_to_mvar | pf_ikss_a_from_degree | pf_ikss_b_from_degree | pf_ikss_c_from_degree | pf_ikss_a_to_degree | pf_ikss_b_to_degree | pf_ikss_c_to_degree | pf_vm_a_from_pu | pf_vm_b_from_pu | pf_vm_c_from_pu | pf_vm_a_to_pu | pf_vm_b_to_pu | pf_vm_c_to_pu | pf_va_a_from_degree | pf_va_b_from_degree | pf_va_c_from_degree | pf_va_a_to_degree | pf_va_b_to_degree | pf_va_c_to_degree
Line0_1_2 | 0.17321 | 0.1732 | 0.1732 | 0.17321 | 0.1732 | 0.1732 | 0.04 | 0.04 | 0.04 | 0.04 | 0.04 | 0.04 | -0.0044993 | -0.00029898 | -0.00010102 | 0.0047993 | 0.00059898 | 0.00040102 | -0.045754 | -0.0020837 | -0.0021761 | 0.046354 | 0.0026837 | 0.0027761 | 95.7105 | -24.289 | -144.2896 | -84.2895 | 155.7109 | 35.7104 | 1.1494 | 0.052626 | 0.054461 | 1.165 | 0.068743 | 0.070122 | 0.09431 | -122.4543 | 123.0525 | -0.20057 | -126.8707 | 117.4906
Line10_11_12 | 0.17321 | 0.1732 | 0.1732 | 0.17321 | 0.1732 | 0.1732 | 0.04 | 0.04 | 0.04 | 0.04 | 0.04 | 0.04 | -0.0050993 | -0.00089898 | -0.00070102 | 0.0053993 | 0.001199 | 0.001001 | -0.046954 | -0.0032837 | -0.0033761 | 0.047554 | 0.0038837 | 0.0039761 | 95.7105 | -24.289 | -144.2896 | -84.2895 | 155.7109 | 35.7104 | 1.1807 | 0.085113 | 0.086202 | 1.1965 | 0.10161 | 0.1025 | -0.48762 | -129.5998 | 113.98 | -0.76712 | -131.4456 | 111.5793
Line11_12_13 | 0.17321 | 0.1732 | 0.1732 | 0.17321 | 0.1732 | 0.17321 | 0.04 | 0.04 | 0.04 | 0.04 | 0.04 | 0.04 | -0.0053993 | -0.001199 | -0.001001 | 0.0056993 | 0.001499 | 0.001301 | -0.047554 | -0.0038837 | -0.0039761 | 0.048154 | 0.0044837 | 0.0045761 | 95.7105 | -24.2891 | -144.2896 | -84.2895 | 155.7109 | 35.7104 | 1.1965 | 0.10161 | 0.1025 | 1.2122 | 0.11819 | 0.11894 | -0.76712 | -131.4456 | 111.5793 | -1.0394 | -132.7747 | 109.8395
Line12_13_15 | 0 | 0 | 0 | 0 | 0 | 0 | 0 | 0 | 0 | 0 | 0 | 0 | -8.2941e-10 | -9.1524e-09 | 8.979e-09 | 5.3207e-11 | 6.5153e-09 | -5.5657e-09 | -1.1055e-07 | 7.678e-09 | 3.9153e-09 | 7.3612e-08 | -5.2241e-09 | -2.6948e-09 | 0 | 0 | 0 | 0 | 0 | 0 | 1.2122 | 0.11819 | 0.11894 | 1.2122 | 0.11819 | 0.11894 | -1.0394 | -132.7747 | 109.8395 | -1.0394 | -132.7747 | 109.8395
Line13_13_14 | 0.1732 | 0.1732 | 0.17321 | 0.1732 | 0.1732 | 0.17321 | 0.04 | 0.04 | 0.04 | 0.04 | 0.04 | 0.04 | -0.0056993 | -0.001499 | -0.001301 | 0.0059993 | 0.001799 | 0.001601 | -0.048154 | -0.0044837 | -0.0045761 | 0.048754 | 0.0050837 | 0.0051761 | 95.7105 | -24.2892 | -144.2895 | -84.2895 | 155.7107 | 35.7106 | 1.2122 | 0.11819 | 0.11894 | 1.228 | 0.13482 | 0.13545 | -1.0394 | -132.7747 | 109.8395 | -1.3046 | -133.7765 | 108.523
Line14_15_16 | 0 | 0 | 0 | 0 | 0 | 0 | 0 | 0 | 0 | 0 | 0 | 0 | -5.5294e-10 | -6.1016e-09 | 5.986e-09 | -2.2326e-10 | 3.4645e-09 | -2.5727e-09 | -7.3701e-08 | 5.1187e-09 | 2.6102e-09 | 3.6762e-08 | -2.6647e-09 | -1.3897e-09 | 0 | 0 | 0 | 0 | 0 | 0 | 1.2122 | 0.11819 | 0.11894 | 1.2122 | 0.11819 | 0.11894 | -1.0394 | -132.7747 | 109.8395 | -1.0394 | -132.7747 | 109.8395
Line15_16_17 | 0 | 0 | 0 | 0 | 0 | 0 | 0 | 0 | 0 | 0 | 0 | 0 | -2.7647e-10 | -3.0508e-09 | 2.993e-09 | -4.9973e-10 | 4.1368e-10 | 4.2032e-10 | -3.685e-08 | 2.5593e-09 | 1.3051e-09 | -8.8689e-11 | -1.0541e-10 | -8.4623e-11 | 0 | 0 | 0 | 0 | 0 | 0 | 1.2122 | 0.11819 | 0.11894 | 1.2122 | 0.11819 | 0.11894 | -1.0394 | -132.7747 | 109.8395 | -1.0394 | -132.7747 | 109.8395
Line16_4_18 | 0 | 0 | 0 | 0 | 0 | 0 | 0 | 0 | 0 | 0 | 0 | 0 | 5.1653e-11 | -1.9304e-09 | 1.6342e-09 | -2.7786e-10 | 2.5795e-10 | 2.6453e-10 | -3.5491e-08 | 1.2951e-09 | 9.9348e-10 | -1.6449e-11 | -3.3169e-11 | -1.2383e-11 | 0 | 0 | 0 | 0 | 0 | 0 | 1.165 | 0.068743 | 0.070122 | 1.165 | 0.068743 | 0.070122 | -0.20057 | -126.8708 | 117.4906 | -0.20057 | -126.8708 | 117.4906
Line17_5_19 | 0 | 0 | 0 | 0 | 0 | 0 | 0 | 0 | 0 | 0 | 0 | 0 | 1.6515e-10 | -1.5529e-09 | 1.1854e-09 | -2.0803e-10 | 2.0191e-10 | 2.0847e-10 | -3.5038e-08 | 8.7369e-10 | 8.8961e-10 | 7.6305e-12 | -9.0895e-12 | 1.1697e-11 | 0 | 0 | 0 | 0 | 0 | 0 | 1.1494 | 0.052626 | 0.054461 | 1.1494 | 0.052626 | 0.054461 | 0.094309 | -122.4543 | 123.0525 | 0.094309 | -122.4543 | 123.0525
Line1_1_3 | 0.17321 | 0.1732 | 0.1732 | 0.17321 | 0.1732 | 0.1732 | 0.04 | 0.04 | 0.04 | 0.04 | 0.04 | 0.04 | -0.0044993 | -0.00029898 | -0.00010102 | 0.0047993 | 0.00059898 | 0.00040102 | -0.045754 | -0.0020837 | -0.0021761 | 0.046354 | 0.0026837 | 0.0027761 | 95.7105 | -24.2889 | -144.2897 | -84.2895 | 155.711 | 35.7103 | 1.1494 | 0.052626 | 0.054461 | 1.165 | 0.068743 | 0.070122 | 0.09431 | -122.4543 | 123.0525 | -0.20057 | -126.8707 | 117.4906
Line2_1_4 | 0.1732 | 0.1732 | 0.17321 | 0.1732 | 0.1732 | 0.17321 | 0.04 | 0.04 | 0.04 | 0.04 | 0.04 | 0.04 | -0.0044993 | -0.00029897 | -0.00010102 | 0.0047993 | 0.00059897 | 0.00040103 | -0.045754 | -0.0020837 | -0.0021761 | 0.046354 | 0.0026837 | 0.0027761 | 95.7105 | -24.2892 | -144.2895 | -84.2895 | 155.7108 | 35.7105 | 1.1494 | 0.052626 | 0.054461 | 1.165 | 0.068743 | 0.070122 | 0.09431 | -122.4543 | 123.0525 | -0.20057 | -126.8708 | 117.4906
Line3_1_5 | 0 | 0 | 0 | 0 | 0 | 0 | 0 | 0 | 0 | 0 | 0 | 0 | 3.3031e-10 | -3.1057e-09 | 2.3707e-09 | -3.7319e-10 | 1.7548e-09 | -9.769e-10 | -7.0076e-08 | 1.7474e-09 | 1.7792e-09 | 3.5046e-08 | -8.8278e-10 | -8.7791e-10 | 0 | 0 | 0 | 0 | 0 | 0 | 1.1494 | 0.052626 | 0.054461 | 1.1494 | 0.052626 | 0.054461 | 0.09431 | -122.4543 | 123.0525 | 0.094309 | -122.4543 | 123.0525
Line4_2_6 | 0.17321 | 0.1732 | 0.1732 | 0.17321 | 0.1732 | 0.17321 | 0.04 | 0.04 | 0.04 | 0.04 | 0.04 | 0.04 | -0.0047993 | -0.00059898 | -0.00040102 | 0.0050993 | 0.00089897 | 0.00070102 | -0.046354 | -0.0026837 | -0.0027761 | 0.046954 | 0.0032837 | 0.0033761 | 95.7105 | -24.2891 | -144.2896 | -84.2895 | 155.7109 | 35.7104 | 1.165 | 0.068743 | 0.070122 | 1.1807 | 0.085113 | 0.086202 | -0.20057 | -126.8707 | 117.4906 | -0.48762 | -129.5998 | 113.98
Line5_6_7 | 0.17321 | 0.1732 | 0.17321 | 0.17321 | 0.1732 | 0.17321 | 0.04 | 0.04 | 0.04 | 0.04 | 0.04 | 0.04 | -0.0050993 | -0.00089897 | -0.00070102 | 0.0053993 | 0.001199 | 0.001001 | -0.046954 | -0.0032837 | -0.0033761 | 0.047554 | 0.0038837 | 0.0039761 | 95.7105 | -24.2891 | -144.2896 | -84.2895 | 155.7109 | 35.7105 | 1.1807 | 0.085113 | 0.086202 | 1.1965 | 0.10161 | 0.1025 | -0.48762 | -129.5998 | 113.98 | -0.76712 | -131.4456 | 111.5793
Line6_7_8 | 0 | 0 | 0 | 0 | 0 | 0 | 0 | 0 | 0 | 0 | 0 | 0 | -5.0747e-10 | -8.0382e-09 | 7.614e-09 | -8.5396e-11 | 5.7227e-09 | -4.7055e-09 | -1.0919e-07 | 6.4138e-09 | 3.6037e-09 | 7.273e-08 | -4.3572e-09 | -2.463e-09 | 0 | 0 | 0 | 0 | 0 | 0 | 1.1965 | 0.10161 | 0.1025 | 1.1965 | 0.10161 | 0.1025 | -0.76712 | -131.4456 | 111.5793 | -0.76712 | -131.4456 | 111.5793
Line7_8_9 | 0 | 0 | 0 | 0 | 0 | 0 | 0 | 0 | 0 | 0 | 0 | 0 | -1.6916e-10 | -2.6794e-09 | 2.538e-09 | -4.2371e-10 | 3.6383e-10 | 3.7045e-10 | -3.6397e-08 | 2.1379e-09 | 1.2012e-09 | -6.4609e-11 | -8.1328e-11 | -6.0543e-11 | 0 | 0 | 0 | 0 | 0 | 0 | 1.1965 | 0.10161 | 0.1025 | 1.1965 | 0.10161 | 0.1025 | -0.76712 | -131.4456 | 111.5793 | -0.76712 | -131.4456 | 111.5793
Line8_8_10 | 0 | 0 | 0 | 0 | 0 | 0 | 0 | 0 | 0 | 0 | 0 | 0 | -1.6916e-10 | -2.6794e-09 | 2.538e-09 | -4.2371e-10 | 3.6383e-10 | 3.7045e-10 | -3.6397e-08 | 2.1379e-09 | 1.2012e-09 | -6.461e-11 | -8.1328e-11 | -6.0543e-11 | 0 | 0 | 0 | 0 | 0 | 0 | 1.1965 | 0.10161 | 0.1025 | 1.1965 | 0.10161 | 0.1025 | -0.76712 | -131.4456 | 111.5793 | -0.76712 | -131.4456 | 111.5793
Line9_3_11 | 0.17321 | 0.1732 | 0.1732 | 0.17321 | 0.1732 | 0.1732 | 0.04 | 0.04 | 0.04 | 0.04 | 0.04 | 0.04 | -0.0047993 | -0.00059898 | -0.00040102 | 0.0050993 | 0.00089898 | 0.00070102 | -0.046354 | -0.0026837 | -0.0027761 | 0.046954 | 0.0032837 | 0.0033761 | 95.7105 | -24.289 | -144.2897 | -84.2895 | 155.711 | 35.7104 | 1.165 | 0.068743 | 0.070122 | 1.1807 | 0.085113 | 0.086202 | -0.20057 | -126.8707 | 117.4906 | -0.48762 | -129.5998 | 113.98

## LLG_max_10
name | pf_ikss_a_from_ka | pf_ikss_b_from_ka | pf_ikss_c_from_ka | pf_ikss_a_to_ka | pf_ikss_b_to_ka | pf_ikss_c_to_ka | pf_skss_a_from_mw | pf_skss_b_from_mw | pf_skss_c_from_mw | pf_skss_a_to_mw | pf_skss_b_to_mw | pf_skss_c_to_mw | pf_p_a_from_mw | pf_p_b_from_mw | pf_p_c_from_mw | pf_p_a_to_mw | pf_p_b_to_mw | pf_p_c_to_mw | pf_q_a_from_mvar | pf_q_b_from_mvar | pf_q_c_from_mvar | pf_q_a_to_mvar | pf_q_b_to_mvar | pf_q_c_to_mvar | pf_ikss_a_from_degree | pf_ikss_b_from_degree | pf_ikss_c_from_degree | pf_ikss_a_to_degree | pf_ikss_b_to_degree | pf_ikss_c_to_degree | pf_vm_a_from_pu | pf_vm_b_from_pu | pf_vm_c_from_pu | pf_vm_a_to_pu | pf_vm_b_to_pu | pf_vm_c_to_pu | pf_va_a_from_degree | pf_va_b_from_degree | pf_va_c_from_degree | pf_va_a_to_degree | pf_va_b_to_degree | pf_va_c_to_degree
Line0_1_2 | 0.17321 | 0.1732 | 0.1732 | 0.17321 | 0.1732 | 0.1732 | 0.04 | 0.04 | 0.04 | 0.04 | 0.04 | 0.04 | -0.004505 | -0.00031316 | -0.00010584 | 0.004805 | 0.00061316 | 0.00040584 | -0.045847 | -0.0021829 | -0.0022796 | 0.046447 | 0.0027829 | 0.0028796 | 95.7105 | -24.289 | -144.2896 | -84.2895 | 155.7109 | 35.7104 | 1.1517 | 0.055132 | 0.057053 | 1.1674 | 0.071242 | 0.072703 | 0.098546 | -122.4529 | 123.052 | -0.1958 | -126.7145 | 117.6882
Line10_11_12 | 0.17321 | 0.1732 | 0.1732 | 0.17321 | 0.1732 | 0.1732 | 0.04 | 0.04 | 0.04 | 0.04 | 0.04 | 0.04 | -0.005105 | -0.00091316 | -0.00070584 | 0.005405 | 0.0012132 | 0.0010058 | -0.047047 | -0.0033829 | -0.0034796 | 0.047647 | 0.0039829 | 0.0040796 | 95.7105 | -24.289 | -144.2896 | -84.2895 | 155.7109 | 35.7104 | 1.1831 | 0.0876 | 0.088763 | 1.1988 | 0.10409 | 0.10505 | -0.48234 | -129.395 | 114.2436 | -0.76137 | -131.2293 | 111.8603
Line11_12_13 | 0.17321 | 0.1732 | 0.1732 | 0.17321 | 0.1732 | 0.17321 | 0.04 | 0.04 | 0.04 | 0.04 | 0.04 | 0.04 | -0.005405 | -0.0012132 | -0.0010058 | 0.005705 | 0.0015132 | 0.0013058 | -0.047647 | -0.0039829 | -0.0040796 | 0.048247 | 0.0045829 | 0.0046797 | 95.7105 | -24.2891 | -144.2896 | -84.2895 | 155.7109 | 35.7104 | 1.1988 | 0.10409 | 0.10505 | 1.2146 | 0.12066 | 0.12146 | -0.76137 | -131.2293 | 111.8603 | -1.0332 | -132.5609 | 110.1188
Line12_13_15 | 0 | 0 | 0 | 0 | 0 | 0 | 0 | 0 | 0 | 0 | 0 | 0 | -8.0197e-10 | -9.3651e-09 | 9.1499e-09 | 2.3573e-11 | 6.6651e-09 | -5.6714e-09 | -1.1072e-07 | 7.8009e-09 | 4.0394e-09 | 7.3727e-08 | -5.3064e-09 | -2.777e-09 | 0 | 0 | 0 | 0 | 0 | 0 | 1.2146 | 0.12066 | 0.12146 | 1.2146 | 0.12066 | 0.12146 | -1.0332 | -132.5609 | 110.1188 | -1.0332 | -132.5609 | 110.1188
Line13_13_14 | 0.1732 | 0.1732 | 0.17321 | 0.1732 | 0.1732 | 0.17321 | 0.04 | 0.04 | 0.04 | 0.04 | 0.04 | 0.04 | -0.005705 | -0.0015131 | -0.0013059 | 0.006005 | 0.0018131 | 0.0016059 | -0.048247 | -0.0045829 | -0.0046797 | 0.048847 | 0.0051829 | 0.0052797 | 95.7105 | -24.2892 | -144.2895 | -84.2895 | 155.7107 | 35.7106 | 1.2146 | 0.12066 | 0.12146 | 1.2304 | 0.13727 | 0.13796 | -1.0332 | -132.5609 | 110.1188 | -1.298 | -133.5706 | 108.7929
Line14_15_16 | 0 | 0 | 0 | 0 | 0 | 0 | 0 | 0 | 0 | 0 | 0 | 0 | -5.3465e-10 | -6.2434e-09 | 6.0999e-09 | -2.4375e-10 | 3.5433e-09 | -2.6214e-09 | -7.3815e-08 | 5.2006e-09 | 2.6929e-09 | 3.6819e-08 | -2.7061e-09 | -1.4305e-09 | 0 | 0 | 0 | 0 | 0 | 0 | 1.2146 | 0.12066 | 0.12146 | 1.2146 | 0.12066 | 0.12146 | -1.0332 | -132.5609 | 110.1188 | -1.0332 | -132.5609 | 110.1188
Line15_16_17 | 0 | 0 | 0 | 0 | 0 | 0 | 0 | 0 | 0 | 0 | 0 | 0 | -2.6732e-10 | -3.1217e-09 | 3.05e-09 | -5.1107e-10 | 4.2162e-10 | 4.2853e-10 | -3.6907e-08 | 2.6003e-09 | 1.3465e-09 | -8.8331e-11 | -1.0584e-10 | -8.4068e-11 | 0 | 0 | 0 | 0 | 0 | 0 | 1.2146 | 0.12066 | 0.12146 | 1.2146 | 0.12066 | 0.12146 | -1.0332 | -132.5609 | 110.1188 | -1.0332 | -132.5609 | 110.1188
Line16_4_18 | 0 | 0 | 0 | 0 | 0 | 0 | 0 | 0 | 0 | 0 | 0 | 0 | 5.9987e-11 | -2.0028e-09 | 1.6908e-09 | -2.8841e-10 | 2.6676e-10 | 2.7361e-10 | -3.5549e-08 | 1.3364e-09 | 1.0351e-09 | -1.6091e-11 | -3.3597e-11 | -1.1828e-11 | 0 | 0 | 0 | 0 | 0 | 0 | 1.1674 | 0.071242 | 0.072703 | 1.1674 | 0.071242 | 0.072703 | -0.1958 | -126.7145 | 117.6882 | -0.1958 | -126.7145 | 117.6882
Line17_5_19 | 0 | 0 | 0 | 0 | 0 | 0 | 0 | 0 | 0 | 0 | 0 | 0 | 1.7322e-10 | -1.6257e-09 | 1.2419e-09 | -2.1832e-10 | 2.1102e-10 | 2.1785e-10 | -3.5096e-08 | 9.151e-10 | 9.3138e-10 | 7.9892e-12 | -9.5169e-12 | 1.2252e-11 | 0 | 0 | 0 | 0 | 0 | 0 | 1.1517 | 0.055132 | 0.057053 | 1.1517 | 0.055132 | 0.057053 | 0.098545 | -122.4529 | 123.052 | 0.098545 | -122.4529 | 123.052
Line1_1_3 | 0.17321 | 0.1732 | 0.1732 | 0.17321 | 0.1732 | 0.1732 | 0.04 | 0.04 | 0.04 | 0.04 | 0.04 | 0.04 | -0.004505 | -0.00031316 | -0.00010584 | 0.004805 | 0.00061316 | 0.00040584 | -0.045847 | -0.0021829 | -0.0022796 | 0.046447 | 0.0027829 | 0.0028796 | 95.7105 | -24.2889 | -144.2897 | -84.2895 | 155.711 | 35.7103 | 1.1517 | 0.055132 | 0.057053 | 1.1674 | 0.071242 | 0.072703 | 0.098546 | -122.4529 | 123.052 | -0.1958 | -126.7144 | 117.6882
Line2_1_4 | 0.1732 | 0.1732 | 0.17321 | 0.1732 | 0.1732 | 0.17321 | 0.04 | 0.04 | 0.04 | 0.04 | 0.04 | 0.04 | -0.004505 | -0.00031315 | -0.00010585 | 0.004805 | 0.00061315 | 0.00040585 | -0.045847 | -0.0021829 | -0.0022797 | 0.046447 | 0.0027829 | 0.0028797 | 95.7105 | -24.2892 | -144.2895 | -84.2895 | 155.7108 | 35.7105 | 1.1517 | 0.055132 | 0.057053 | 1.1674 | 0.071242 | 0.072703 | 0.098546 | -122.4529 | 123.052 | -0.1958 | -126.7145 | 117.6882
Line3_1_5 | 0 | 0 | 0 | 0 | 0 | 0 | 0 | 0 | 0 | 0 | 0 | 0 | 3.4643e-10 | -3.2513e-09 | 2.4838e-09 | -3.9153e-10 | 1.8367e-09 | -1.0241e-09 | -7.0192e-08 | 1.8302e-09 | 1.8628e-09 | 3.5104e-08 | -9.2462e-10 | -9.1912e-10 | 0 | 0 | 0 | 0 | 0 | 0 | 1.1517 | 0.055132 | 0.057053 | 1.1517 | 0.055132 | 0.057053 | 0.098546 | -122.4529 | 123.052 | 0.098545 | -122.4529 | 123.052
Line4_2_6 | 0.17321 | 0.1732 | 0.1732 | 0.17321 | 0.1732 | 0.17321 | 0.04 | 0.04 | 0.04 | 0.04 | 0.04 | 0.04 | -0.004805 | -0.00061316 | -0.00040584 | 0.005105 | 0.00091316 | 0.00070585 | -0.046447 | -0.0027829 | -0.0028796 | 0.047047 | 0.0033829 | 0.0034796 | 95.7105 | -24.2891 | -144.2896 | -84.2895 | 155.7109 | 35.7104 | 1.1674 | 0.071242 | 0.072703 | 1.1831 | 0.0876 | 0.088763 | -0.1958 | -126.7145 | 117.6882 | -0.48234 | -129.395 | 114.2436
Line5_6_7 | 0.17321 | 0.1732 | 0.17321 | 0.17321 | 0.1732 | 0.17321 | 0.04 | 0.04 | 0.04 | 0.04 | 0.04 | 0.04 | -0.005105 | -0.00091316 | -0.00070585 | 0.005405 | 0.0012132 | 0.0010058 | -0.047047 | -0.0033829 | -0.0034796 | 0.047647 | 0.0039829 | 0.0040797 | 95.7105 | -24.2891 | -144.2896 | -84.2895 | 155.7109 | 35.7105 | 1.1831 | 0.0876 | 0.088763 | 1.1988 | 0.10409 | 0.10505 | -0.48234 | -129.395 | 114.2436 | -0.76137 | -131.2293 | 111.8603
Line6_7_8 | 0 | 0 | 0 | 0 | 0 | 0 | 0 | 0 | 0 | 0 | 0 | 0 | -4.8085e-10 | -8.2524e-09 | 7.7846e-09 | -1.1422e-10 | 5.8737e-09 | -4.8107e-09 | -1.0936e-07 | 6.537e-09 | 3.7281e-09 | 7.2845e-08 | -4.4398e-09 | -2.5454e-09 | 0 | 0 | 0 | 0 | 0 | 0 | 1.1988 | 0.10409 | 0.10505 | 1.1988 | 0.10409 | 0.10505 | -0.76137 | -131.2293 | 111.8603 | -0.76137 | -131.2293 | 111.8603
Line7_8_9 | 0 | 0 | 0 | 0 | 0 | 0 | 0 | 0 | 0 | 0 | 0 | 0 | -1.6028e-10 | -2.7508e-09 | 2.5949e-09 | -4.3479e-10 | 3.7206e-10 | 3.7896e-10 | -3.6455e-08 | 2.179e-09 | 1.2427e-09 | -6.425e-11 | -8.1756e-11 | -5.9988e-11 | 0 | 0 | 0 | 0 | 0 | 0 | 1.1988 | 0.10409 | 0.10505 | 1.1988 | 0.10409 | 0.10505 | -0.76137 | -131.2293 | 111.8603 | -0.76137 | -131.2293 | 111.8603
Line8_8_10 | 0 | 0 | 0 | 0 | 0 | 0 | 0 | 0 | 0 | 0 | 0 | 0 | -1.6028e-10 | -2.7508e-09 | 2.5949e-09 | -4.3479e-10 | 3.7206e-10 | 3.7896e-10 | -3.6455e-08 | 2.179e-09 | 1.2427e-09 | -6.4251e-11 | -8.1756e-11 | -5.9988e-11 | 0 | 0 | 0 | 0 | 0 | 0 | 1.1988 | 0.10409 | 0.10505 | 1.1988 | 0.10409 | 0.10505 | -0.76137 | -131.2293 | 111.8603 | -0.76137 | -131.2293 | 111.8603
Line9_3_11 | 0.17321 | 0.1732 | 0.1732 | 0.17321 | 0.1732 | 0.1732 | 0.04 | 0.04 | 0.04 | 0.04 | 0.04 | 0.04 | -0.004805 | -0.00061316 | -0.00040584 | 0.005105 | 0.00091316 | 0.00070584 | -0.046447 | -0.0027829 | -0.0028796 | 0.047047 | 0.0033829 | 0.0034796 | 95.7105 | -24.289 | -144.2897 | -84.2895 | 155.711 | 35.7104 | 1.1674 | 0.071242 | 0.072703 | 1.1831 | 0.0876 | 0.088763 | -0.1958 | -126.7144 | 117.6882 | -0.48234 | -129.395 | 114.2436

## LLG_max_fault_6
name | pf_ikss_a_from_ka | pf_ikss_b_from_ka | pf_ikss_c_from_ka | pf_ikss_a_to_ka | pf_ikss_b_to_ka | pf_ikss_c_to_ka | pf_skss_a_from_mw | pf_skss_b_from_mw | pf_skss_c_from_mw | pf_skss_a_to_mw | pf_skss_b_to_mw | pf_skss_c_to_mw | pf_p_a_from_mw | pf_p_b_from_mw | pf_p_c_from_mw | pf_p_a_to_mw | pf_p_b_to_mw | pf_p_c_to_mw | pf_q_a_from_mvar | pf_q_b_from_mvar | pf_q_c_from_mvar | pf_q_a_to_mvar | pf_q_b_to_mvar | pf_q_c_to_mvar | pf_ikss_a_from_degree | pf_ikss_b_from_degree | pf_ikss_c_from_degree | pf_ikss_a_to_degree | pf_ikss_b_to_degree | pf_ikss_c_to_degree | pf_vm_a_from_pu | pf_vm_b_from_pu | pf_vm_c_from_pu | pf_vm_a_to_pu | pf_vm_b_to_pu | pf_vm_c_to_pu | pf_va_a_from_degree | pf_va_b_from_degree | pf_va_c_from_degree | pf_va_a_to_degree | pf_va_b_to_degree | pf_va_c_to_degree
Line0_1_2 | 0.17321 | 0.1732 | 0.17321 | 0.17321 | 0.1732 | 0.17321 | 0.04 | 0.04 | 0.04 | 0.04 | 0.04 | 0.04 | -0.0045535 | -0.0049232 | -0.0049199 | 0.0048535 | 0.0052232 | 0.0052199 | -0.045868 | -0.045304 | -0.045303 | 0.046468 | 0.045904 | 0.045903 | 95.7106 | -24.2894 | -144.2894 | -84.2894 | 155.7106 | 35.7106 | 1.1523 | 1.1393 | 1.1392 | 1.168 | 1.155 | 1.155 | 0.041159 | -120.4914 | 119.5127 | -0.25226 | -120.7808 | 119.2231
Line10_11_12 | 0.17321 | 0.1732 | 0.17321 | 0.17321 | 0.1732 | 0.17321 | 0.04 | 0.04 | 0.04 | 0.04 | 0.04 | 0.04 | -0.0051535 | -0.0055232 | -0.0055199 | 0.0054535 | 0.0058232 | 0.0058199 | -0.047068 | -0.046504 | -0.046503 | 0.047668 | 0.047104 | 0.047103 | 95.7106 | -24.2894 | -144.2894 | -84.2894 | 155.7106 | 35.7106 | 1.1837 | 1.1708 | 1.1707 | 1.1995 | 1.1866 | 1.1865 | -0.53789 | -121.0625 | 118.9414 | -0.81603 | -121.3367 | 118.6671
Line11_12_13 | 0.17321 | 0.1732 | 0.17321 | 0.17321 | 0.1732 | 0.17321 | 0.04 | 0.04 | 0.04 | 0.04 | 0.04 | 0.04 | -0.0054535 | -0.0058232 | -0.0058199 | 0.0057535 | 0.0061232 | 0.0061199 | -0.047668 | -0.047104 | -0.047103 | 0.048268 | 0.047704 | 0.047703 | 95.7106 | -24.2894 | -144.2894 | -84.2894 | 155.7106 | 35.7106 | 1.1995 | 1.1866 | 1.1865 | 1.2152 | 1.2024 | 1.2024 | -0.81603 | -121.3367 | 118.6671 | -1.087 | -121.6037 | 118.4001
Line12_13_15 | 0 | 0 | 0 | 0 | 0 | 0 | 0 | 0 | 0 | 0 | 0 | 0 | 4.4591e-10 | 7.9593e-10 | 3.0208e-09 | -8.1169e-10 | -9.8393e-10 | -2.467e-09 | -1.0296e-09 | 1.9999e-09 | 9.8388e-11 | 5.9341e-10 | -1.469e-09 | -2.0099e-10 | 0 | 0 | 0 | 0 | 0 | 0 | 1.2152 | 1.2024 | 1.2024 | 1.2152 | 1.2024 | 1.2024 | -1.087 | -121.6037 | 118.4001 | -1.087 | -121.6037 | 118.4001
Line13_13_14 | 0.1732 | 0.1732 | 0.17321 | 0.1732 | 0.1732 | 0.17321 | 0.04 | 0.04 | 0.04 | 0.04 | 0.04 | 0.04 | -0.0057535 | -0.0061232 | -0.0061199 | 0.0060535 | 0.0064232 | 0.0064199 | -0.048268 | -0.047704 | -0.047703 | 0.048868 | 0.048304 | 0.048303 | 95.7106 | -24.2894 | -144.2894 | -84.2894 | 155.7106 | 35.7106 | 1.2152 | 1.2024 | 1.2024 | 1.231 | 1.2182 | 1.2182 | -1.087 | -121.6037 | 118.4001 | -1.3509 | -121.8638 | 118.14
Line14_15_16 | 0 | 0 | 0 | 0 | 0 | 0 | 0 | 0 | 0 | 0 | 0 | 0 | 2.9727e-10 | 5.3062e-10 | 2.0139e-09 | -6.6305e-10 | -7.1862e-10 | -1.4601e-09 | -6.8639e-10 | 1.3333e-09 | 6.5592e-11 | 2.5021e-10 | -8.0237e-10 | -1.682e-10 | 0 | 0 | 0 | 0 | 0 | 0 | 1.2152 | 1.2024 | 1.2024 | 1.2152 | 1.2024 | 1.2024 | -1.087 | -121.6037 | 118.4001 | -1.087 | -121.6037 | 118.4001
Line15_16_17 | 0 | 0 | 0 | 0 | 0 | 0 | 0 | 0 | 0 | 0 | 0 | 0 | 1.4864e-10 | 2.6531e-10 | 1.0069e-09 | -5.1442e-10 | -4.5331e-10 | -4.5316e-10 | -3.4319e-10 | 6.6665e-10 | 3.2796e-11 | -9.2981e-11 | -1.3573e-10 | -1.354e-10 | 0 | 0 | 0 | 0 | 0 | 0 | 1.2152 | 1.2024 | 1.2024 | 1.2152 | 1.2024 | 1.2024 | -1.087 | -121.6037 | 118.4001 | -1.087 | -121.6037 | 118.4001
Line16_4_18 | 0 | 0 | 0 | 0 | 0 | 0 | 0 | 0 | 0 | 0 | 0 | 0 | -5.4042e-11 | 4.5505e-11 | 7.666e-10 | -2.9138e-10 | -2.3341e-10 | -2.3327e-10 | -4.0356e-10 | 5.7084e-10 | -2.7749e-11 | -2.0741e-11 | -6.3485e-11 | -6.3162e-11 | 0 | 0 | 0 | 0 | 0 | 0 | 1.168 | 1.155 | 1.155 | 1.168 | 1.155 | 1.155 | -0.25226 | -120.7808 | 119.2231 | -0.25226 | -120.7808 | 119.2231
Line17_5_19 | 0 | 0 | 0 | 0 | 0 | 0 | 0 | 0 | 0 | 0 | 0 | 0 | -1.1748e-10 | -2.3638e-11 | 6.9061e-10 | -2.2116e-10 | -1.6423e-10 | -1.641e-10 | -4.2368e-10 | 5.3891e-10 | -4.7931e-11 | 3.3388e-12 | -3.9406e-11 | -3.9082e-11 | 0 | 0 | 0 | 0 | 0 | 0 | 1.1523 | 1.1393 | 1.1392 | 1.1523 | 1.1393 | 1.1392 | 0.041159 | -120.4914 | 119.5127 | 0.041159 | -120.4914 | 119.5127
Line1_1_3 | 0.17321 | 0.1732 | 0.17321 | 0.17321 | 0.1732 | 0.17321 | 0.04 | 0.04 | 0.04 | 0.04 | 0.04 | 0.04 | -0.0045535 | -0.0049232 | -0.0049199 | 0.0048535 | 0.0052232 | 0.0052199 | -0.045868 | -0.045304 | -0.045303 | 0.046468 | 0.045904 | 0.045903 | 95.7106 | -24.2894 | -144.2894 | -84.2894 | 155.7106 | 35.7106 | 1.1523 | 1.1393 | 1.1392 | 1.168 | 1.155 | 1.155 | 0.041159 | -120.4914 | 119.5127 | -0.25226 | -120.7808 | 119.2231
Line2_1_4 | 0.17321 | 0.1732 | 0.17321 | 0.17321 | 0.1732 | 0.17321 | 0.04 | 0.04 | 0.04 | 0.04 | 0.04 | 0.04 | -0.0045535 | -0.0049232 | -0.0049199 | 0.0048535 | 0.0052232 | 0.0052199 | -0.045868 | -0.045304 | -0.045303 | 0.046468 | 0.045904 | 0.045903 | 95.7106 | -24.2894 | -144.2894 | -84.2894 | 155.7106 | 35.7106 | 1.1523 | 1.1393 | 1.1392 | 1.168 | 1.155 | 1.155 | 0.041159 | -120.4914 | 119.5127 | -0.25226 | -120.7808 | 119.2231
Line3_1_5 | 0 | 0 | 0 | 0 | 0 | 0 | 0 | 0 | 0 | 0 | 0 | 0 | -2.3495e-10 | -4.7277e-11 | 1.3812e-09 | -1.0369e-10 | -1.4059e-10 | -8.5471e-10 | -8.4737e-10 | 1.0778e-09 | -9.5861e-11 | 4.2702e-10 | -5.7831e-10 | 8.8489e-12 | 0 | 0 | 0 | 0 | 0 | 0 | 1.1523 | 1.1393 | 1.1392 | 1.1523 | 1.1393 | 1.1392 | 0.041159 | -120.4914 | 119.5127 | 0.041159 | -120.4914 | 119.5127
Line4_2_6 | 0.17321 | 0.1732 | 0.17321 | 0.17321 | 0.1732 | 0.17321 | 0.04 | 0.04 | 0.04 | 0.04 | 0.04 | 0.04 | -0.0048535 | -0.0052232 | -0.0052199 | 0.0051535 | 0.0055232 | 0.0055199 | -0.046468 | -0.045904 | -0.045903 | 0.047068 | 0.046504 | 0.046503 | 95.7106 | -24.2894 | -144.2894 | -84.2894 | 155.7106 | 35.7106 | 1.168 | 1.155 | 1.155 | 1.1837 | 1.1708 | 1.1707 | -0.25226 | -120.7808 | 119.2231 | -0.53789 | -121.0625 | 118.9414
Line5_6_7 | 0.17321 | 0.1732 | 0.17321 | 0.17321 | 0.1732 | 0.17321 | 0.04 | 0.04 | 0.04 | 0.04 | 0.04 | 0.04 | -0.0051535 | -0.0055232 | -0.0055199 | 0.0054535 | 0.0058232 | 0.0058199 | -0.047068 | -0.046504 | -0.046503 | 0.047668 | 0.047104 | 0.047103 | 95.7106 | -24.2894 | -144.2894 | -84.2894 | 155.7106 | 35.7106 | 1.1837 | 1.1708 | 1.1707 | 1.1995 | 1.1866 | 1.1865 | -0.53789 | -121.0625 | 118.9414 | -0.81603 | -121.3367 | 118.6671
Line6_7_8 | 0 | 0 | 0 | 0 | 0 | 0 | 0 | 0 | 0 | 0 | 0 | 0 | 2.3704e-10 | 5.6994e-10 | 2.7743e-09 | -5.9604e-10 | -7.5791e-10 | -2.2273e-09 | -1.0899e-09 | 1.9041e-09 | 3.7843e-11 | 6.5773e-10 | -1.3811e-09 | -1.3655e-10 | 0 | 0 | 0 | 0 | 0 | 0 | 1.1995 | 1.1866 | 1.1865 | 1.1995 | 1.1866 | 1.1865 | -0.81603 | -121.3367 | 118.6671 | -0.81603 | -121.3367 | 118.6671
Line7_8_9 | 0 | 0 | 0 | 0 | 0 | 0 | 0 | 0 | 0 | 0 | 0 | 0 | 7.9014e-11 | 1.8998e-10 | 9.2477e-10 | -4.3801e-10 | -3.7795e-10 | -3.778e-10 | -3.6332e-10 | 6.3471e-10 | 1.2614e-11 | -6.8901e-11 | -1.1165e-10 | -1.1132e-10 | 0 | 0 | 0 | 0 | 0 | 0 | 1.1995 | 1.1866 | 1.1865 | 1.1995 | 1.1866 | 1.1865 | -0.81603 | -121.3367 | 118.6671 | -0.81603 | -121.3367 | 118.6671
Line8_8_10 | 0 | 0 | 0 | 0 | 0 | 0 | 0 | 0 | 0 | 0 | 0 | 0 | 7.9014e-11 | 1.8998e-10 | 9.2477e-10 | -4.3801e-10 | -3.7795e-10 | -3.778e-10 | -3.6332e-10 | 6.3471e-10 | 1.2614e-11 | -6.8901e-11 | -1.1165e-10 | -1.1132e-10 | 0 | 0 | 0 | 0 | 0 | 0 | 1.1995 | 1.1866 | 1.1865 | 1.1995 | 1.1866 | 1.1865 | -0.81603 | -121.3367 | 118.6671 | -0.81603 | -121.3367 | 118.6671
Line9_3_11 | 0.17321 | 0.1732 | 0.17321 | 0.17321 | 0.1732 | 0.17321 | 0.04 | 0.04 | 0.04 | 0.04 | 0.04 | 0.04 | -0.0048535 | -0.0052232 | -0.0052199 | 0.0051535 | 0.0055232 | 0.0055199 | -0.046468 | -0.045904 | -0.045903 | 0.047068 | 0.046504 | 0.046503 | 95.7106 | -24.2894 | -144.2894 | -84.2894 | 155.7106 | 35.7106 | 1.168 | 1.155 | 1.155 | 1.1837 | 1.1708 | 1.1707 | -0.25226 | -120.7808 | 119.2231 | -0.53789 | -121.0625 | 118.9414

## LLG_max_fault_10
name | pf_ikss_a_from_ka | pf_ikss_b_from_ka | pf_ikss_c_from_ka | pf_ikss_a_to_ka | pf_ikss_b_to_ka | pf_ikss_c_to_ka | pf_skss_a_from_mw | pf_skss_b_from_mw | pf_skss_c_from_mw | pf_skss_a_to_mw | pf_skss_b_to_mw | pf_skss_c_to_mw | pf_p_a_from_mw | pf_p_b_from_mw | pf_p_c_from_mw | pf_p_a_to_mw | pf_p_b_to_mw | pf_p_c_to_mw | pf_q_a_from_mvar | pf_q_b_from_mvar | pf_q_c_from_mvar | pf_q_a_to_mvar | pf_q_b_to_mvar | pf_q_c_to_mvar | pf_ikss_a_from_degree | pf_ikss_b_from_degree | pf_ikss_c_from_degree | pf_ikss_a_to_degree | pf_ikss_b_to_degree | pf_ikss_c_to_degree | pf_vm_a_from_pu | pf_vm_b_from_pu | pf_vm_c_from_pu | pf_vm_a_to_pu | pf_vm_b_to_pu | pf_vm_c_to_pu | pf_va_a_from_degree | pf_va_b_from_degree | pf_va_c_from_degree | pf_va_a_to_degree | pf_va_b_to_degree | pf_va_c_to_degree
Line0_1_2 | 0.17321 | 0.1732 | 0.17321 | 0.17321 | 0.1732 | 0.17321 | 0.04 | 0.04 | 0.04 | 0.04 | 0.04 | 0.04 | -0.0045618 | -0.0049315 | -0.004928 | 0.0048618 | 0.0052315 | 0.005228 | -0.045967 | -0.045403 | -0.045402 | 0.046567 | 0.046003 | 0.046002 | 95.7106 | -24.2894 | -144.2894 | -84.2894 | 155.7106 | 35.7106 | 1.1548 | 1.1418 | 1.1417 | 1.1705 | 1.1575 | 1.1575 | 0.043027 | -120.4883 | 119.5159 | -0.24979 | -120.7772 | 119.2269
Line10_11_12 | 0.17321 | 0.1732 | 0.17321 | 0.17321 | 0.1732 | 0.17321 | 0.04 | 0.04 | 0.04 | 0.04 | 0.04 | 0.04 | -0.0051618 | -0.0055315 | -0.005528 | 0.0054618 | 0.0058315 | 0.005828 | -0.047167 | -0.046603 | -0.046602 | 0.047767 | 0.047203 | 0.047202 | 95.7106 | -24.2894 | -144.2894 | -84.2894 | 155.7106 | 35.7106 | 1.1862 | 1.1733 | 1.1732 | 1.202 | 1.189 | 1.189 | -0.53486 | -121.0584 | 118.9457 | -0.81247 | -121.3321 | 118.6719
Line11_12_13 | 0.17321 | 0.1732 | 0.17321 | 0.17321 | 0.1732 | 0.17321 | 0.04 | 0.04 | 0.04 | 0.04 | 0.04 | 0.04 | -0.0054618 | -0.0058315 | -0.005828 | 0.0057618 | 0.0061315 | 0.006128 | -0.047767 | -0.047203 | -0.047202 | 0.048367 | 0.047803 | 0.047802 | 95.7106 | -24.2894 | -144.2894 | -84.2894 | 155.7106 | 35.7106 | 1.202 | 1.189 | 1.189 | 1.2177 | 1.2049 | 1.2048 | -0.81247 | -121.3321 | 118.6719 | -1.0829 | -121.5986 | 118.4054
Line12_13_15 | 0 | 0 | 0 | 0 | 0 | 0 | 0 | 0 | 0 | 0 | 0 | 0 | 4.8025e-10 | 8.3063e-10 | 3.0591e-09 | -8.4667e-10 | -1.0189e-09 | -2.5044e-09 | -1.0321e-09 | 2.0022e-09 | 9.7289e-11 | 5.9527e-10 | -1.4703e-09 | -2.0009e-10 | 0 | 0 | 0 | 0 | 0 | 0 | 1.2177 | 1.2049 | 1.2048 | 1.2177 | 1.2049 | 1.2048 | -1.0829 | -121.5986 | 118.4054 | -1.0829 | -121.5986 | 118.4054
Line13_13_14 | 0.1732 | 0.1732 | 0.17321 | 0.1732 | 0.1732 | 0.17321 | 0.04 | 0.04 | 0.04 | 0.04 | 0.04 | 0.04 | -0.0057618 | -0.0061315 | -0.006128 | 0.0060618 | 0.0064315 | 0.006428 | -0.048367 | -0.047803 | -0.047802 | 0.048967 | 0.048403 | 0.048402 | 95.7106 | -24.2894 | -144.2894 | -84.2894 | 155.7106 | 35.7106 | 1.2177 | 1.2049 | 1.2048 | 1.2335 | 1.2207 | 1.2207 | -1.0829 | -121.5986 | 118.4054 | -1.3464 | -121.8582 | 118.1457
Line14_15_16 | 0 | 0 | 0 | 0 | 0 | 0 | 0 | 0 | 0 | 0 | 0 | 0 | 3.2017e-10 | 5.5376e-10 | 2.0394e-09 | -6.8658e-10 | -7.4205e-10 | -1.4847e-09 | -6.881e-10 | 1.3348e-09 | 6.4859e-11 | 2.5123e-10 | -8.0296e-10 | -1.6766e-10 | 0 | 0 | 0 | 0 | 0 | 0 | 1.2177 | 1.2049 | 1.2048 | 1.2177 | 1.2049 | 1.2048 | -1.0829 | -121.5986 | 118.4054 | -1.0829 | -121.5986 | 118.4054
Line15_16_17 | 0 | 0 | 0 | 0 | 0 | 0 | 0 | 0 | 0 | 0 | 0 | 0 | 1.6008e-10 | 2.7688e-10 | 1.0197e-09 | -5.265e-10 | -4.6517e-10 | -4.6501e-10 | -3.4405e-10 | 6.6739e-10 | 3.243e-11 | -9.2822e-11 | -1.3557e-10 | -1.3523e-10 | 0 | 0 | 0 | 0 | 0 | 0 | 1.2177 | 1.2049 | 1.2048 | 1.2177 | 1.2049 | 1.2048 | -1.0829 | -121.5986 | 118.4054 | -1.0829 | -121.5986 | 118.4054
Line16_4_18 | 0 | 0 | 0 | 0 | 0 | 0 | 0 | 0 | 0 | 0 | 0 | 0 | -4.3447e-11 | 5.622e-11 | 7.7853e-10 | -3.0261e-10 | -2.4442e-10 | -2.4427e-10 | -4.0442e-10 | 5.7159e-10 | -2.8117e-11 | -2.0582e-11 | -6.3329e-11 | -6.299e-11 | 0 | 0 | 0 | 0 | 0 | 0 | 1.1705 | 1.1575 | 1.1575 | 1.1705 | 1.1575 | 1.1575 | -0.24979 | -120.7772 | 119.2269 | -0.24979 | -120.7772 | 119.2269
Line17_5_19 | 0 | 0 | 0 | 0 | 0 | 0 | 0 | 0 | 0 | 0 | 0 | 0 | -1.0717e-10 | -1.3207e-11 | 7.0226e-10 | -2.3211e-10 | -1.7496e-10 | -1.7482e-10 | -4.2455e-10 | 5.3966e-10 | -4.8299e-11 | 3.4979e-12 | -3.9249e-11 | -3.891e-11 | 0 | 0 | 0 | 0 | 0 | 0 | 1.1548 | 1.1418 | 1.1417 | 1.1548 | 1.1418 | 1.1417 | 0.043027 | -120.4883 | 119.5159 | 0.043027 | -120.4883 | 119.5159
Line1_1_3 | 0.17321 | 0.1732 | 0.17321 | 0.17321 | 0.1732 | 0.17321 | 0.04 | 0.04 | 0.04 | 0.04 | 0.04 | 0.04 | -0.0045618 | -0.0049315 | -0.004928 | 0.0048618 | 0.0052315 | 0.005228 | -0.045967 | -0.045403 | -0.045402 | 0.046567 | 0.046003 | 0.046002 | 95.7106 | -24.2894 | -144.2894 | -84.2894 | 155.7106 | 35.7106 | 1.1548 | 1.1418 | 1.1417 | 1.1705 | 1.1575 | 1.1575 | 0.043027 | -120.4883 | 119.5159 | -0.24979 | -120.7772 | 119.2269
Line2_1_4 | 0.17321 | 0.1732 | 0.17321 | 0.17321 | 0.1732 | 0.17321 | 0.04 | 0.04 | 0.04 | 0.04 | 0.04 | 0.04 | -0.0045618 | -0.0049315 | -0.004928 | 0.0048618 | 0.0052315 | 0.005228 | -0.045967 | -0.045403 | -0.045402 | 0.046567 | 0.046003 | 0.046002 | 95.7106 | -24.2894 | -144.2894 | -84.2894 | 155.7106 | 35.7106 | 1.1548 | 1.1418 | 1.1417 | 1.1705 | 1.1575 | 1.1575 | 0.043027 | -120.4883 | 119.5159 | -0.24979 | -120.7772 | 119.2269
Line3_1_5 | 0 | 0 | 0 | 0 | 0 | 0 | 0 | 0 | 0 | 0 | 0 | 0 | -2.1433e-10 | -2.6415e-11 | 1.4045e-09 | -1.2495e-10 | -1.6175e-10 | -8.7708e-10 | -8.491e-10 | 1.0793e-09 | -9.6598e-11 | 4.2805e-10 | -5.7891e-10 | 9.3888e-12 | 0 | 0 | 0 | 0 | 0 | 0 | 1.1548 | 1.1418 | 1.1417 | 1.1548 | 1.1418 | 1.1417 | 0.043027 | -120.4883 | 119.5159 | 0.043027 | -120.4883 | 119.5159
Line4_2_6 | 0.17321 | 0.1732 | 0.17321 | 0.17321 | 0.1732 | 0.17321 | 0.04 | 0.04 | 0.04 | 0.04 | 0.04 | 0.04 | -0.0048618 | -0.0052315 | -0.005228 | 0.0051618 | 0.0055315 | 0.005528 | -0.046567 | -0.046003 | -0.046002 | 0.047167 | 0.046603 | 0.046602 | 95.7106 | -24.2894 | -144.2894 | -84.2894 | 155.7106 | 35.7106 | 1.1705 | 1.1575 | 1.1575 | 1.1862 | 1.1733 | 1.1732 | -0.24979 | -120.7772 | 119.2269 | -0.53486 | -121.0584 | 118.9457
Line5_6_7 | 0.17321 | 0.1732 | 0.17321 | 0.17321 | 0.1732 | 0.17321 | 0.04 | 0.04 | 0.04 | 0.04 | 0.04 | 0.04 | -0.0051618 | -0.0055315 | -0.005528 | 0.0054618 | 0.0058315 | 0.005828 | -0.047167 | -0.046603 | -0.046602 | 0.047767 | 0.047203 | 0.047202 | 95.7106 | -24.2894 | -144.2894 | -84.2894 | 155.7106 | 35.7106 | 1.1862 | 1.1733 | 1.1732 | 1.202 | 1.189 | 1.189 | -0.53486 | -121.0584 | 118.9457 | -0.81247 | -121.3321 | 118.6719
Line6_7_8 | 0 | 0 | 0 | 0 | 0 | 0 | 0 | 0 | 0 | 0 | 0 | 0 | 2.7053e-10 | 6.0379e-10 | 2.8118e-09 | -6.3016e-10 | -7.9205e-10 | -2.2639e-09 | -1.0925e-09 | 1.9064e-09 | 3.6742e-11 | 6.596e-10 | -1.3824e-09 | -1.3564e-10 | 0 | 0 | 0 | 0 | 0 | 0 | 1.202 | 1.189 | 1.189 | 1.202 | 1.189 | 1.189 | -0.81247 | -121.3321 | 118.6719 | -0.81247 | -121.3321 | 118.6719
Line7_8_9 | 0 | 0 | 0 | 0 | 0 | 0 | 0 | 0 | 0 | 0 | 0 | 0 | 9.0178e-11 | 2.0126e-10 | 9.3726e-10 | -4.4981e-10 | -3.8952e-10 | -3.8937e-10 | -3.6417e-10 | 6.3546e-10 | 1.2247e-11 | -6.8742e-11 | -1.1149e-10 | -1.1115e-10 | 0 | 0 | 0 | 0 | 0 | 0 | 1.202 | 1.189 | 1.189 | 1.202 | 1.189 | 1.189 | -0.81247 | -121.3321 | 118.6719 | -0.81247 | -121.3321 | 118.6719
Line8_8_10 | 0 | 0 | 0 | 0 | 0 | 0 | 0 | 0 | 0 | 0 | 0 | 0 | 9.0178e-11 | 2.0126e-10 | 9.3726e-10 | -4.4981e-10 | -3.8952e-10 | -3.8937e-10 | -3.6417e-10 | 6.3546e-10 | 1.2247e-11 | -6.8742e-11 | -1.1149e-10 | -1.1115e-10 | 0 | 0 | 0 | 0 | 0 | 0 | 1.202 | 1.189 | 1.189 | 1.202 | 1.189 | 1.189 | -0.81247 | -121.3321 | 118.6719 | -0.81247 | -121.3321 | 118.6719
Line9_3_11 | 0.17321 | 0.1732 | 0.17321 | 0.17321 | 0.1732 | 0.17321 | 0.04 | 0.04 | 0.04 | 0.04 | 0.04 | 0.04 | -0.0048618 | -0.0052315 | -0.005228 | 0.0051618 | 0.0055315 | 0.005528 | -0.046567 | -0.046003 | -0.046002 | 0.047167 | 0.046603 | 0.046602 | 95.7106 | -24.2894 | -144.2894 | -84.2894 | 155.7106 | 35.7106 | 1.1705 | 1.1575 | 1.1575 | 1.1862 | 1.1733 | 1.1732 | -0.24979 | -120.7772 | 119.2269 | -0.53486 | -121.0584 | 118.9457

## LLG_min_6
name | pf_ikss_a_from_ka | pf_ikss_b_from_ka | pf_ikss_c_from_ka | pf_ikss_a_to_ka | pf_ikss_b_to_ka | pf_ikss_c_to_ka | pf_skss_a_from_mw | pf_skss_b_from_mw | pf_skss_c_from_mw | pf_skss_a_to_mw | pf_skss_b_to_mw | pf_skss_c_to_mw | pf_p_a_from_mw | pf_p_b_from_mw | pf_p_c_from_mw | pf_p_a_to_mw | pf_p_b_to_mw | pf_p_c_to_mw | pf_q_a_from_mvar | pf_q_b_from_mvar | pf_q_c_from_mvar | pf_q_a_to_mvar | pf_q_b_to_mvar | pf_q_c_to_mvar | pf_ikss_a_from_degree | pf_ikss_b_from_degree | pf_ikss_c_from_degree | pf_ikss_a_to_degree | pf_ikss_b_to_degree | pf_ikss_c_to_degree | pf_vm_a_from_pu | pf_vm_b_from_pu | pf_vm_c_from_pu | pf_vm_a_to_pu | pf_vm_b_to_pu | pf_vm_c_to_pu | pf_va_a_from_degree | pf_va_b_from_degree | pf_va_c_from_degree | pf_va_a_to_degree | pf_va_b_to_degree | pf_va_c_to_degree
Line0_1_2 | 0 | 0 | 0 | 0 | 0 | 0 | 0 | 0 | 0 | 0 | 0 | 0 | -3.9217e-10 | 1.5276e-10 | 1.153e-10 | 3.3727e-10 | -1.253e-10 | -8.7845e-11 | -1.6568e-07 | 5.3019e-10 | 4.2323e-10 | 1.3807e-07 | -4.5254e-10 | -3.4557e-10 | 0 | 0 | 0 | 0 | 0 | 0 | 0.99714 | 0.0029744 | 0.0029745 | 0.99714 | 0.0029744 | 0.0029745 | 0.056797 | 160.6996 | 160.6998 | 0.056795 | 160.7 | 160.7001
Line10_11_12 | 0 | 0 | 0 | 0 | 0 | 0 | 0 | 0 | 0 | 0 | 0 | 0 | -3.9214e-10 | 1.5275e-10 | 1.1529e-10 | 3.3725e-10 | -1.2529e-10 | -8.7838e-11 | -1.6568e-07 | 5.3017e-10 | 4.2322e-10 | 1.3807e-07 | -4.5252e-10 | -3.4557e-10 | 0 | 0 | 0 | 0 | 0 | 0 | 0.99714 | 0.0029743 | 0.0029744 | 0.99714 | 0.0029743 | 0.0029744 | 0.056793 | 160.7007 | 160.7006 | 0.056791 | 160.7012 | 160.7009
Line11_12_13 | 0 | 0 | 0 | 0 | 0 | 0 | 0 | 0 | 0 | 0 | 0 | 0 | -3.2679e-10 | 1.2728e-10 | 9.6074e-11 | 2.7189e-10 | -9.983e-11 | -6.8622e-11 | -1.3807e-07 | 4.4181e-10 | 3.5268e-10 | 1.1046e-07 | -3.6416e-10 | -2.7503e-10 | 0 | 0 | 0 | 0 | 0 | 0 | 0.99714 | 0.0029743 | 0.0029744 | 0.99714 | 0.0029743 | 0.0029744 | 0.056791 | 160.7012 | 160.7009 | 0.05679 | 160.7016 | 160.7012
Line12_13_15 | 0 | 0 | 0 | 0 | 0 | 0 | 0 | 0 | 0 | 0 | 0 | 0 | -1.9607e-10 | 7.6367e-11 | 5.7643e-11 | 1.4117e-10 | -4.8917e-11 | -3.0193e-11 | -8.2839e-08 | 2.6508e-10 | 2.1161e-10 | 5.523e-08 | -1.8744e-10 | -1.3396e-10 | 0 | 0 | 0 | 0 | 0 | 0 | 0.99714 | 0.0029743 | 0.0029744 | 0.99714 | 0.0029742 | 0.0029744 | 0.05679 | 160.7016 | 160.7012 | 0.056789 | 160.7018 | 160.7013
Line13_13_14 | 0 | 0 | 0 | 0 | 0 | 0 | 0 | 0 | 0 | 0 | 0 | 0 | -6.5359e-11 | 2.5456e-11 | 1.9214e-11 | 1.046e-11 | 1.9927e-12 | 8.2357e-12 | -2.7613e-08 | 8.836e-11 | 7.0536e-11 | 3.6236e-12 | -1.0716e-11 | 7.112e-12 | 0 | 0 | 0 | 0 | 0 | 0 | 0.99714 | 0.0029743 | 0.0029744 | 0.99714 | 0.0029742 | 0.0029744 | 0.05679 | 160.7016 | 160.7012 | 0.05679 | 160.7016 | 160.7012
Line14_15_16 | 0 | 0 | 0 | 0 | 0 | 0 | 0 | 0 | 0 | 0 | 0 | 0 | -1.3071e-10 | 5.091e-11 | 3.8428e-11 | 7.5817e-11 | -2.3462e-11 | -1.0978e-11 | -5.5226e-08 | 1.7672e-10 | 1.4107e-10 | 2.7617e-08 | -9.9075e-11 | -6.3423e-11 | 0 | 0 | 0 | 0 | 0 | 0 | 0.99714 | 0.0029742 | 0.0029744 | 0.99714 | 0.0029742 | 0.0029744 | 0.056789 | 160.7018 | 160.7013 | 0.056789 | 160.7019 | 160.7014
Line15_16_17 | 0 | 0 | 0 | 0 | 0 | 0 | 0 | 0 | 0 | 0 | 0 | 0 | -6.5357e-11 | 2.5455e-11 | 1.9214e-11 | 1.046e-11 | 1.9927e-12 | 8.2356e-12 | -2.7613e-08 | 8.8359e-11 | 7.0535e-11 | 3.6238e-12 | -1.0716e-11 | 7.112e-12 | 0 | 0 | 0 | 0 | 0 | 0 | 0.99714 | 0.0029742 | 0.0029744 | 0.99714 | 0.0029742 | 0.0029744 | 0.056789 | 160.7019 | 160.7014 | 0.056789 | 160.702 | 160.7014
Line16_4_18 | 0 | 0 | 0 | 0 | 0 | 0 | 0 | 0 | 0 | 0 | 0 | 0 | -6.5366e-11 | 2.546e-11 | 1.9217e-11 | 1.0461e-11 | 1.9924e-12 | 8.2361e-12 | -2.7613e-08 | 8.8365e-11 | 7.0538e-11 | 3.6242e-12 | -1.0717e-11 | 7.1121e-12 | 0 | 0 | 0 | 0 | 0 | 0 | 0.99714 | 0.0029744 | 0.0029745 | 0.99714 | 0.0029744 | 0.0029745 | 0.056796 | 160.6997 | 160.6999 | 0.056796 | 160.6998 | 160.7
Line17_5_19 | 0 | 0 | 0 | 0 | 0 | 0 | 0 | 0 | 0 | 0 | 0 | 0 | -6.5366e-11 | 2.546e-11 | 1.9217e-11 | 1.0461e-11 | 1.9924e-12 | 8.2361e-12 | -2.7613e-08 | 8.8365e-11 | 7.0538e-11 | 3.6242e-12 | -1.0717e-11 | 7.1121e-12 | 0 | 0 | 0 | 0 | 0 | 0 | 0.99714 | 0.0029744 | 0.0029745 | 0.99714 | 0.0029744 | 0.0029745 | 0.056796 | 160.6997 | 160.6999 | 0.056796 | 160.6998 | 160.7
Line1_1_3 | 0 | 1.071e-06 | 0 | 0 | 0 | 0 | 0 | 2.4733e-07 | 0 | 0 | 0 | 0 | -5.2286e-10 | 2.0368e-10 | 1.5373e-10 | 4.6796e-10 | -1.7622e-10 | -1.2628e-10 | -2.209e-07 | 7.0692e-10 | 5.643e-10 | 1.9329e-07 | -6.2926e-10 | -4.8665e-10 | 0 | 86.7727 | 0 | 0 | 0 | 0 | 0.99714 | 0.0029744 | 0.0029745 | 0.99714 | 0.0029744 | 0.0029745 | 0.056797 | 160.6996 | 160.6998 | 0.056795 | 160.7002 | 160.7003
Line2_1_4 | 0 | 0 | 0 | 0 | 0 | 0 | 0 | 0 | 0 | 0 | 0 | 0 | -1.3073e-10 | 5.0921e-11 | 3.8433e-11 | 7.5826e-11 | -2.3468e-11 | -1.098e-11 | -5.5226e-08 | 1.7673e-10 | 1.4108e-10 | 2.7617e-08 | -9.9081e-11 | -6.3426e-11 | 0 | 0 | 0 | 0 | 0 | 0 | 0.99714 | 0.0029744 | 0.0029745 | 0.99714 | 0.0029744 | 0.0029745 | 0.056797 | 160.6996 | 160.6998 | 0.056796 | 160.6997 | 160.6999
Line3_1_5 | 0 | 0 | 0 | 0 | 0 | 0 | 0 | 0 | 0 | 0 | 0 | 0 | -1.3073e-10 | 5.0921e-11 | 3.8433e-11 | 7.5826e-11 | -2.3468e-11 | -1.098e-11 | -5.5226e-08 | 1.7673e-10 | 1.4108e-10 | 2.7617e-08 | -9.9081e-11 | -6.3426e-11 | 0 | 0 | 0 | 0 | 0 | 0 | 0.99714 | 0.0029744 | 0.0029745 | 0.99714 | 0.0029744 | 0.0029745 | 0.056797 | 160.6996 | 160.6998 | 0.056796 | 160.6997 | 160.6999
Line4_2_6 | 0 | 0 | 0 | 0 | 0 | 0 | 0 | 0 | 0 | 0 | 0 | 0 | -3.268e-10 | 1.273e-10 | 9.6081e-11 | 2.719e-10 | -9.9841e-11 | -6.8627e-11 | -1.3807e-07 | 4.4182e-10 | 3.5269e-10 | 1.1046e-07 | -3.6417e-10 | -2.7504e-10 | 0 | 0 | 0 | 0 | 0 | 0 | 0.99714 | 0.0029744 | 0.0029745 | 0.99714 | 0.0029744 | 0.0029744 | 0.056795 | 160.7 | 160.7001 | 0.056794 | 160.7004 | 160.7004
Line5_6_7 | 0 | 0 | 0 | 0 | 0 | 0 | 0 | 0 | 0 | 0 | 0 | 0 | -2.6144e-10 | 1.0183e-10 | 7.6863e-11 | 2.0654e-10 | -7.438e-11 | -4.941e-11 | -1.1045e-07 | 3.5345e-10 | 2.8215e-10 | 8.2843e-08 | -2.758e-10 | -2.045e-10 | 0 | 0 | 0 | 0 | 0 | 0 | 0.99714 | 0.0029744 | 0.0029744 | 0.99714 | 0.0029743 | 0.0029744 | 0.056794 | 160.7004 | 160.7004 | 0.056793 | 160.7007 | 160.7006
Line6_7_8 | 0 | 0 | 0 | 0 | 0 | 0 | 0 | 0 | 0 | 0 | 0 | 0 | -1.9608e-10 | 7.6373e-11 | 5.7646e-11 | 1.4118e-10 | -4.8922e-11 | -3.0194e-11 | -8.2839e-08 | 2.6509e-10 | 2.1161e-10 | 5.523e-08 | -1.8744e-10 | -1.3396e-10 | 0 | 0 | 0 | 0 | 0 | 0 | 0.99714 | 0.0029743 | 0.0029744 | 0.99714 | 0.0029743 | 0.0029744 | 0.056793 | 160.7007 | 160.7006 | 0.056792 | 160.7009 | 160.7007
Line7_8_9 | 0 | 0 | 0 | 0 | 0 | 0 | 0 | 0 | 0 | 0 | 0 | 0 | -6.5361e-11 | 2.5457e-11 | 1.9215e-11 | 1.046e-11 | 1.9926e-12 | 8.2358e-12 | -2.7613e-08 | 8.8362e-11 | 7.0536e-11 | 3.6241e-12 | -1.0716e-11 | 7.112e-12 | 0 | 0 | 0 | 0 | 0 | 0 | 0.99714 | 0.0029743 | 0.0029744 | 0.99714 | 0.0029743 | 0.0029744 | 0.056792 | 160.7009 | 160.7007 | 0.056792 | 160.701 | 160.7007
Line8_8_10 | 0 | 0 | 0 | 0 | 0 | 0 | 0 | 0 | 0 | 0 | 0 | 0 | -6.5361e-11 | 2.5457e-11 | 1.9215e-11 | 1.046e-11 | 1.9926e-12 | 8.2358e-12 | -2.7613e-08 | 8.8362e-11 | 7.0536e-11 | 3.6239e-12 | -1.0716e-11 | 7.112e-12 | 0 | 0 | 0 | 0 | 0 | 0 | 0.99714 | 0.0029743 | 0.0029744 | 0.99714 | 0.0029743 | 0.0029744 | 0.056792 | 160.7009 | 160.7007 | 0.056792 | 160.701 | 160.7007
Line9_3_11 | 0 | 0 | 0 | 0 | 0 | 0 | 0 | 0 | 0 | 0 | 0 | 0 | -4.575e-10 | 1.7821e-10 | 1.3451e-10 | 4.026e-10 | -1.5075e-10 | -1.0706e-10 | -1.9329e-07 | 6.1854e-10 | 4.9376e-10 | 1.6568e-07 | -5.4089e-10 | -4.1611e-10 | 0 | 0 | 0 | 0 | 0 | 0 | 0.99714 | 0.0029744 | 0.0029745 | 0.99714 | 0.0029743 | 0.0029744 | 0.056795 | 160.7002 | 160.7003 | 0.056793 | 160.7007 | 160.7006

## LLG_min_10
name | pf_ikss_a_from_ka | pf_ikss_b_from_ka | pf_ikss_c_from_ka | pf_ikss_a_to_ka | pf_ikss_b_to_ka | pf_ikss_c_to_ka | pf_skss_a_from_mw | pf_skss_b_from_mw | pf_skss_c_from_mw | pf_skss_a_to_mw | pf_skss_b_to_mw | pf_skss_c_to_mw | pf_p_a_from_mw | pf_p_b_from_mw | pf_p_c_from_mw | pf_p_a_to_mw | pf_p_b_to_mw | pf_p_c_to_mw | pf_q_a_from_mvar | pf_q_b_from_mvar | pf_q_c_from_mvar | pf_q_a_to_mvar | pf_q_b_to_mvar | pf_q_c_to_mvar | pf_ikss_a_from_degree | pf_ikss_b_from_degree | pf_ikss_c_from_degree | pf_ikss_a_to_degree | pf_ikss_b_to_degree | pf_ikss_c_to_degree | pf_vm_a_from_pu | pf_vm_b_from_pu | pf_vm_c_from_pu | pf_vm_a_to_pu | pf_vm_b_to_pu | pf_vm_c_to_pu | pf_va_a_from_degree | pf_va_b_from_degree | pf_va_c_from_degree | pf_va_a_to_degree | pf_va_b_to_degree | pf_va_c_to_degree
Line0_1_2 | 0 | 0 | 0 | 0 | 0 | 0 | 0 | 0 | 0 | 0 | 0 | 0 | -3.9217e-10 | 1.5276e-10 | 1.153e-10 | 3.3727e-10 | -1.253e-10 | -8.7845e-11 | -1.6568e-07 | 5.3019e-10 | 4.2323e-10 | 1.3807e-07 | -4.5254e-10 | -3.4557e-10 | 0 | 0 | 0 | 0 | 0 | 0 | 0.99714 | 0.0029744 | 0.0029745 | 0.99714 | 0.0029744 | 0.0029745 | 0.056797 | 160.6996 | 160.6998 | 0.056795 | 160.7 | 160.7001
Line10_11_12 | 0 | 0 | 0 | 0 | 0 | 0 | 0 | 0 | 0 | 0 | 0 | 0 | -3.9214e-10 | 1.5275e-10 | 1.1529e-10 | 3.3725e-10 | -1.2529e-10 | -8.7838e-11 | -1.6568e-07 | 5.3017e-10 | 4.2322e-10 | 1.3807e-07 | -4.5252e-10 | -3.4557e-10 | 0 | 0 | 0 | 0 | 0 | 0 | 0.99714 | 0.0029743 | 0.0029744 | 0.99714 | 0.0029743 | 0.0029744 | 0.056793 | 160.7007 | 160.7006 | 0.056791 | 160.7012 | 160.7009
Line11_12_13 | 0 | 0 | 0 | 0 | 0 | 0 | 0 | 0 | 0 | 0 | 0 | 0 | -3.2679e-10 | 1.2728e-10 | 9.6074e-11 | 2.7189e-10 | -9.983e-11 | -6.8622e-11 | -1.3807e-07 | 4.4181e-10 | 3.5268e-10 | 1.1046e-07 | -3.6416e-10 | -2.7503e-10 | 0 | 0 | 0 | 0 | 0 | 0 | 0.99714 | 0.0029743 | 0.0029744 | 0.99714 | 0.0029743 | 0.0029744 | 0.056791 | 160.7012 | 160.7009 | 0.05679 | 160.7016 | 160.7012
Line12_13_15 | 0 | 0 | 0 | 0 | 0 | 0 | 0 | 0 | 0 | 0 | 0 | 0 | -1.9607e-10 | 7.6367e-11 | 5.7643e-11 | 1.4117e-10 | -4.8917e-11 | -3.0193e-11 | -8.2839e-08 | 2.6508e-10 | 2.1161e-10 | 5.523e-08 | -1.8744e-10 | -1.3396e-10 | 0 | 0 | 0 | 0 | 0 | 0 | 0.99714 | 0.0029743 | 0.0029744 | 0.99714 | 0.0029742 | 0.0029744 | 0.05679 | 160.7016 | 160.7012 | 0.056789 | 160.7018 | 160.7013
Line13_13_14 | 0 | 0 | 0 | 0 | 0 | 0 | 0 | 0 | 0 | 0 | 0 | 0 | -6.5359e-11 | 2.5456e-11 | 1.9214e-11 | 1.046e-11 | 1.9927e-12 | 8.2357e-12 | -2.7613e-08 | 8.836e-11 | 7.0536e-11 | 3.6236e-12 | -1.0716e-11 | 7.112e-12 | 0 | 0 | 0 | 0 | 0 | 0 | 0.99714 | 0.0029743 | 0.0029744 | 0.99714 | 0.0029742 | 0.0029744 | 0.05679 | 160.7016 | 160.7012 | 0.05679 | 160.7016 | 160.7012
Line14_15_16 | 0 | 0 | 0 | 0 | 0 | 0 | 0 | 0 | 0 | 0 | 0 | 0 | -1.3071e-10 | 5.091e-11 | 3.8428e-11 | 7.5817e-11 | -2.3462e-11 | -1.0978e-11 | -5.5226e-08 | 1.7672e-10 | 1.4107e-10 | 2.7617e-08 | -9.9075e-11 | -6.3423e-11 | 0 | 0 | 0 | 0 | 0 | 0 | 0.99714 | 0.0029742 | 0.0029744 | 0.99714 | 0.0029742 | 0.0029744 | 0.056789 | 160.7018 | 160.7013 | 0.056789 | 160.7019 | 160.7014
Line15_16_17 | 0 | 0 | 0 | 0 | 0 | 0 | 0 | 0 | 0 | 0 | 0 | 0 | -6.5357e-11 | 2.5455e-11 | 1.9214e-11 | 1.046e-11 | 1.9927e-12 | 8.2356e-12 | -2.7613e-08 | 8.8359e-11 | 7.0535e-11 | 3.6238e-12 | -1.0716e-11 | 7.112e-12 | 0 | 0 | 0 | 0 | 0 | 0 | 0.99714 | 0.0029742 | 0.0029744 | 0.99714 | 0.0029742 | 0.0029744 | 0.056789 | 160.7019 | 160.7014 | 0.056789 | 160.702 | 160.7014
Line16_4_18 | 0 | 0 | 0 | 0 | 0 | 0 | 0 | 0 | 0 | 0 | 0 | 0 | -6.5366e-11 | 2.546e-11 | 1.9217e-11 | 1.0461e-11 | 1.9924e-12 | 8.2361e-12 | -2.7613e-08 | 8.8365e-11 | 7.0538e-11 | 3.6242e-12 | -1.0717e-11 | 7.1121e-12 | 0 | 0 | 0 | 0 | 0 | 0 | 0.99714 | 0.0029744 | 0.0029745 | 0.99714 | 0.0029744 | 0.0029745 | 0.056796 | 160.6997 | 160.6999 | 0.056796 | 160.6998 | 160.7
Line17_5_19 | 0 | 0 | 0 | 0 | 0 | 0 | 0 | 0 | 0 | 0 | 0 | 0 | -6.5366e-11 | 2.546e-11 | 1.9217e-11 | 1.0461e-11 | 1.9924e-12 | 8.2361e-12 | -2.7613e-08 | 8.8365e-11 | 7.0538e-11 | 3.6242e-12 | -1.0717e-11 | 7.1121e-12 | 0 | 0 | 0 | 0 | 0 | 0 | 0.99714 | 0.0029744 | 0.0029745 | 0.99714 | 0.0029744 | 0.0029745 | 0.056796 | 160.6997 | 160.6999 | 0.056796 | 160.6998 | 160.7
Line1_1_3 | 0 | 1.071e-06 | 0 | 0 | 0 | 0 | 0 | 2.4733e-07 | 0 | 0 | 0 | 0 | -5.2286e-10 | 2.0368e-10 | 1.5373e-10 | 4.6796e-10 | -1.7622e-10 | -1.2628e-10 | -2.209e-07 | 7.0692e-10 | 5.643e-10 | 1.9329e-07 | -6.2926e-10 | -4.8665e-10 | 0 | 86.7727 | 0 | 0 | 0 | 0 | 0.99714 | 0.0029744 | 0.0029745 | 0.99714 | 0.0029744 | 0.0029745 | 0.056797 | 160.6996 | 160.6998 | 0.056795 | 160.7002 | 160.7003
Line2_1_4 | 0 | 0 | 0 | 0 | 0 | 0 | 0 | 0 | 0 | 0 | 0 | 0 | -1.3073e-10 | 5.0921e-11 | 3.8433e-11 | 7.5826e-11 | -2.3468e-11 | -1.098e-11 | -5.5226e-08 | 1.7673e-10 | 1.4108e-10 | 2.7617e-08 | -9.9081e-11 | -6.3426e-11 | 0 | 0 | 0 | 0 | 0 | 0 | 0.99714 | 0.0029744 | 0.0029745 | 0.99714 | 0.0029744 | 0.0029745 | 0.056797 | 160.6996 | 160.6998 | 0.056796 | 160.6997 | 160.6999
Line3_1_5 | 0 | 0 | 0 | 0 | 0 | 0 | 0 | 0 | 0 | 0 | 0 | 0 | -1.3073e-10 | 5.0921e-11 | 3.8433e-11 | 7.5826e-11 | -2.3468e-11 | -1.098e-11 | -5.5226e-08 | 1.7673e-10 | 1.4108e-10 | 2.7617e-08 | -9.9081e-11 | -6.3426e-11 | 0 | 0 | 0 | 0 | 0 | 0 | 0.99714 | 0.0029744 | 0.0029745 | 0.99714 | 0.0029744 | 0.0029745 | 0.056797 | 160.6996 | 160.6998 | 0.056796 | 160.6997 | 160.6999
Line4_2_6 | 0 | 0 | 0 | 0 | 0 | 0 | 0 | 0 | 0 | 0 | 0 | 0 | -3.268e-10 | 1.273e-10 | 9.6081e-11 | 2.719e-10 | -9.9841e-11 | -6.8627e-11 | -1.3807e-07 | 4.4182e-10 | 3.5269e-10 | 1.1046e-07 | -3.6417e-10 | -2.7504e-10 | 0 | 0 | 0 | 0 | 0 | 0 | 0.99714 | 0.0029744 | 0.0029745 | 0.99714 | 0.0029744 | 0.0029744 | 0.056795 | 160.7 | 160.7001 | 0.056794 | 160.7004 | 160.7004
Line5_6_7 | 0 | 0 | 0 | 0 | 0 | 0 | 0 | 0 | 0 | 0 | 0 | 0 | -2.6144e-10 | 1.0183e-10 | 7.6863e-11 | 2.0654e-10 | -7.438e-11 | -4.941e-11 | -1.1045e-07 | 3.5345e-10 | 2.8215e-10 | 8.2843e-08 | -2.758e-10 | -2.045e-10 | 0 | 0 | 0 | 0 | 0 | 0 | 0.99714 | 0.0029744 | 0.0029744 | 0.99714 | 0.0029743 | 0.0029744 | 0.056794 | 160.7004 | 160.7004 | 0.056793 | 160.7007 | 160.7006
Line6_7_8 | 0 | 0 | 0 | 0 | 0 | 0 | 0 | 0 | 0 | 0 | 0 | 0 | -1.9608e-10 | 7.6373e-11 | 5.7646e-11 | 1.4118e-10 | -4.8922e-11 | -3.0194e-11 | -8.2839e-08 | 2.6509e-10 | 2.1161e-10 | 5.523e-08 | -1.8744e-10 | -1.3396e-10 | 0 | 0 | 0 | 0 | 0 | 0 | 0.99714 | 0.0029743 | 0.0029744 | 0.99714 | 0.0029743 | 0.0029744 | 0.056793 | 160.7007 | 160.7006 | 0.056792 | 160.7009 | 160.7007
Line7_8_9 | 0 | 0 | 0 | 0 | 0 | 0 | 0 | 0 | 0 | 0 | 0 | 0 | -6.5361e-11 | 2.5457e-11 | 1.9215e-11 | 1.046e-11 | 1.9926e-12 | 8.2358e-12 | -2.7613e-08 | 8.8362e-11 | 7.0536e-11 | 3.6241e-12 | -1.0716e-11 | 7.112e-12 | 0 | 0 | 0 | 0 | 0 | 0 | 0.99714 | 0.0029743 | 0.0029744 | 0.99714 | 0.0029743 | 0.0029744 | 0.056792 | 160.7009 | 160.7007 | 0.056792 | 160.701 | 160.7007
Line8_8_10 | 0 | 0 | 0 | 0 | 0 | 0 | 0 | 0 | 0 | 0 | 0 | 0 | -6.5361e-11 | 2.5457e-11 | 1.9215e-11 | 1.046e-11 | 1.9926e-12 | 8.2358e-12 | -2.7613e-08 | 8.8362e-11 | 7.0536e-11 | 3.6239e-12 | -1.0716e-11 | 7.112e-12 | 0 | 0 | 0 | 0 | 0 | 0 | 0.99714 | 0.0029743 | 0.0029744 | 0.99714 | 0.0029743 | 0.0029744 | 0.056792 | 160.7009 | 160.7007 | 0.056792 | 160.701 | 160.7007
Line9_3_11 | 0 | 0 | 0 | 0 | 0 | 0 | 0 | 0 | 0 | 0 | 0 | 0 | -4.575e-10 | 1.7821e-10 | 1.3451e-10 | 4.026e-10 | -1.5075e-10 | -1.0706e-10 | -1.9329e-07 | 6.1854e-10 | 4.9376e-10 | 1.6568e-07 | -5.4089e-10 | -4.1611e-10 | 0 | 0 | 0 | 0 | 0 | 0 | 0.99714 | 0.0029744 | 0.0029745 | 0.99714 | 0.0029743 | 0.0029744 | 0.056795 | 160.7002 | 160.7003 | 0.056793 | 160.7007 | 160.7006

## LLG_min_fault_6
name | pf_ikss_a_from_ka | pf_ikss_b_from_ka | pf_ikss_c_from_ka | pf_ikss_a_to_ka | pf_ikss_b_to_ka | pf_ikss_c_to_ka | pf_skss_a_from_mw | pf_skss_b_from_mw | pf_skss_c_from_mw | pf_skss_a_to_mw | pf_skss_b_to_mw | pf_skss_c_to_mw | pf_p_a_from_mw | pf_p_b_from_mw | pf_p_c_from_mw | pf_p_a_to_mw | pf_p_b_to_mw | pf_p_c_to_mw | pf_q_a_from_mvar | pf_q_b_from_mvar | pf_q_c_from_mvar | pf_q_a_to_mvar | pf_q_b_to_mvar | pf_q_c_to_mvar | pf_ikss_a_from_degree | pf_ikss_b_from_degree | pf_ikss_c_from_degree | pf_ikss_a_to_degree | pf_ikss_b_to_degree | pf_ikss_c_to_degree | pf_vm_a_from_pu | pf_vm_b_from_pu | pf_vm_c_from_pu | pf_vm_a_to_pu | pf_vm_b_to_pu | pf_vm_c_to_pu | pf_va_a_from_degree | pf_va_b_from_degree | pf_va_c_from_degree | pf_va_a_to_degree | pf_va_b_to_degree | pf_va_c_to_degree
Line0_1_2 | 0 | 0 | 0 | 0 | 0 | 0 | 0 | 0 | 0 | 0 | 0 | 0 | -1.8172e-09 | -1.2945e-09 | 2.5259e-09 | 1.5145e-09 | 1.1274e-09 | -2.0561e-09 | -2.2561e-09 | 2.9163e-09 | -2.3104e-10 | 1.88e-09 | -2.4703e-09 | 1.5279e-10 | 0 | 0 | 0 | 0 | 0 | 0 | 0.99995 | 0.98648 | 0.98645 | 0.99995 | 0.98648 | 0.98645 | -0.001015 | -120.6347 | 119.3703 | -0.001015 | -120.6347 | 119.3703
Line10_11_12 | 0 | 0 | 0 | 0 | 0 | 0 | 0 | 0 | 0 | 0 | 0 | 0 | -1.8172e-09 | -1.2945e-09 | 2.5259e-09 | 1.5145e-09 | 1.1274e-09 | -2.0561e-09 | -2.2561e-09 | 2.9163e-09 | -2.3104e-10 | 1.88e-09 | -2.4703e-09 | 1.5279e-10 | 0 | 0 | 0 | 0 | 0 | 0 | 0.99995 | 0.98648 | 0.98645 | 0.99995 | 0.98648 | 0.98645 | -0.001015 | -120.6347 | 119.3703 | -0.001015 | -120.6347 | 119.3703
Line11_12_13 | 0 | 0 | 0 | 0 | 0 | 0 | 0 | 0 | 0 | 0 | 0 | 0 | -1.5144e-09 | -1.0787e-09 | 2.1049e-09 | 1.2117e-09 | 9.1166e-10 | -1.6351e-09 | -1.8801e-09 | 2.4303e-09 | -1.9253e-10 | 1.504e-09 | -1.9843e-09 | 1.1428e-10 | 0 | 0 | 0 | 0 | 0 | 0 | 0.99995 | 0.98648 | 0.98645 | 0.99995 | 0.98648 | 0.98645 | -0.001015 | -120.6347 | 119.3703 | -0.001015 | -120.6347 | 119.3703
Line12_13_15 | 0 | 0 | 0 | 0 | 0 | 0 | 0 | 0 | 0 | 0 | 0 | 0 | -9.0862e-10 | -6.4724e-10 | 1.263e-09 | 6.0593e-10 | 4.8017e-10 | -7.9318e-10 | -1.128e-09 | 1.4582e-09 | -1.1552e-10 | 7.5196e-10 | -1.0122e-09 | 3.7264e-11 | 0 | 0 | 0 | 0 | 0 | 0 | 0.99995 | 0.98648 | 0.98645 | 0.99995 | 0.98648 | 0.98645 | -0.001015 | -120.6347 | 119.3703 | -0.001015 | -120.6347 | 119.3703
Line13_13_14 | 0 | 0 | 0 | 0 | 0 | 0 | 0 | 0 | 0 | 0 | 0 | 0 | -3.0287e-10 | -2.1575e-10 | 4.2098e-10 | 1.8234e-13 | 4.8669e-11 | 4.8786e-11 | -3.7601e-10 | 4.8605e-10 | -3.8507e-11 | -6.4955e-14 | -4.0065e-11 | -3.975e-11 | 0 | 0 | 0 | 0 | 0 | 0 | 0.99995 | 0.98648 | 0.98645 | 0.99995 | 0.98648 | 0.98645 | -0.001015 | -120.6347 | 119.3703 | -0.001015 | -120.6347 | 119.3703
Line14_15_16 | 0 | 0 | 0 | 0 | 0 | 0 | 0 | 0 | 0 | 0 | 0 | 0 | -6.0574e-10 | -4.315e-10 | 8.4197e-10 | 3.0305e-10 | 2.6442e-10 | -3.722e-10 | -7.5203e-10 | 9.7211e-10 | -7.7014e-11 | 3.7595e-10 | -5.2612e-10 | -1.2426e-12 | 0 | 0 | 0 | 0 | 0 | 0 | 0.99995 | 0.98648 | 0.98645 | 0.99995 | 0.98648 | 0.98645 | -0.001015 | -120.6347 | 119.3703 | -0.001015 | -120.6347 | 119.3703
Line15_16_17 | 0 | 0 | 0 | 0 | 0 | 0 | 0 | 0 | 0 | 0 | 0 | 0 | -3.0287e-10 | -2.1575e-10 | 4.2098e-10 | 1.8234e-13 | 4.8669e-11 | 4.8786e-11 | -3.7601e-10 | 4.8605e-10 | -3.8507e-11 | -6.4953e-14 | -4.0065e-11 | -3.975e-11 | 0 | 0 | 0 | 0 | 0 | 0 | 0.99995 | 0.98648 | 0.98645 | 0.99995 | 0.98648 | 0.98645 | -0.001015 | -120.6347 | 119.3703 | -0.001015 | -120.6347 | 119.3703
Line16_4_18 | 0 | 0 | 0 | 0 | 0 | 0 | 0 | 0 | 0 | 0 | 0 | 0 | -3.0287e-10 | -2.1575e-10 | 4.2098e-10 | 1.8235e-13 | 4.8669e-11 | 4.8786e-11 | -3.7601e-10 | 4.8605e-10 | -3.8507e-11 | -6.4958e-14 | -4.0065e-11 | -3.975e-11 | 0 | 0 | 0 | 0 | 0 | 0 | 0.99995 | 0.98648 | 0.98645 | 0.99995 | 0.98648 | 0.98645 | -0.001015 | -120.6347 | 119.3703 | -0.001015 | -120.6347 | 119.3703
Line17_5_19 | 0 | 0 | 0 | 0 | 0 | 0 | 0 | 0 | 0 | 0 | 0 | 0 | -3.0287e-10 | -2.1575e-10 | 4.2098e-10 | 1.8235e-13 | 4.8669e-11 | 4.8786e-11 | -3.7601e-10 | 4.8605e-10 | -3.8507e-11 | -6.4958e-14 | -4.0065e-11 | -3.975e-11 | 0 | 0 | 0 | 0 | 0 | 0 | 0.99995 | 0.98648 | 0.98645 | 0.99995 | 0.98648 | 0.98645 | -0.001015 | -120.6347 | 119.3703 | -0.001015 | -120.6347 | 119.3703
Line1_1_3 | 0 | 0 | 0 | 0 | 0 | 0 | 0 | 0 | 0 | 0 | 0 | 0 | -2.423e-09 | -1.726e-09 | 3.3679e-09 | 2.1203e-09 | 1.5589e-09 | -2.8981e-09 | -3.0081e-09 | 3.8884e-09 | -3.0806e-10 | 2.632e-09 | -3.4424e-09 | 2.298e-10 | 0 | 0 | 0 | 0 | 0 | 0 | 0.99995 | 0.98648 | 0.98645 | 0.99995 | 0.98648 | 0.98645 | -0.001015 | -120.6347 | 119.3703 | -0.001015 | -120.6347 | 119.3703
Line2_1_4 | 0 | 0 | 0 | 0 | 0 | 0 | 0 | 0 | 0 | 0 | 0 | 0 | -6.0574e-10 | -4.315e-10 | 8.4197e-10 | 3.0305e-10 | 2.6442e-10 | -3.722e-10 | -7.5203e-10 | 9.7211e-10 | -7.7014e-11 | 3.7595e-10 | -5.2612e-10 | -1.2425e-12 | 0 | 0 | 0 | 0 | 0 | 0 | 0.99995 | 0.98648 | 0.98645 | 0.99995 | 0.98648 | 0.98645 | -0.001015 | -120.6347 | 119.3703 | -0.001015 | -120.6347 | 119.3703
Line3_1_5 | 0 | 0 | 0 | 0 | 0 | 0 | 0 | 0 | 0 | 0 | 0 | 0 | -6.0574e-10 | -4.315e-10 | 8.4197e-10 | 3.0305e-10 | 2.6442e-10 | -3.722e-10 | -7.5203e-10 | 9.7211e-10 | -7.7014e-11 | 3.7595e-10 | -5.2612e-10 | -1.2425e-12 | 0 | 0 | 0 | 0 | 0 | 0 | 0.99995 | 0.98648 | 0.98645 | 0.99995 | 0.98648 | 0.98645 | -0.001015 | -120.6347 | 119.3703 | -0.001015 | -120.6347 | 119.3703
Line4_2_6 | 0 | 0 | 0 | 0 | 0 | 0 | 0 | 0 | 0 | 0 | 0 | 0 | -1.5144e-09 | -1.0787e-09 | 2.1049e-09 | 1.2117e-09 | 9.1166e-10 | -1.6351e-09 | -1.8801e-09 | 2.4303e-09 | -1.9254e-10 | 1.504e-09 | -1.9843e-09 | 1.1428e-10 | 0 | 0 | 0 | 0 | 0 | 0 | 0.99995 | 0.98648 | 0.98645 | 0.99995 | 0.98648 | 0.98645 | -0.001015 | -120.6347 | 119.3703 | -0.001015 | -120.6347 | 119.3703
Line5_6_7 | 0 | 0 | 0 | 0 | 0 | 0 | 0 | 0 | 0 | 0 | 0 | 0 | -1.2115e-09 | -8.6299e-10 | 1.6839e-09 | 9.088e-10 | 6.9591e-10 | -1.2142e-09 | -1.5041e-09 | 1.9442e-09 | -1.5403e-10 | 1.128e-09 | -1.4982e-09 | 7.5771e-11 | 0 | 0 | 0 | 0 | 0 | 0 | 0.99995 | 0.98648 | 0.98645 | 0.99995 | 0.98648 | 0.98645 | -0.001015 | -120.6347 | 119.3703 | -0.001015 | -120.6347 | 119.3703
Line6_7_8 | 0 | 0 | 0 | 0 | 0 | 0 | 0 | 0 | 0 | 0 | 0 | 0 | -9.0862e-10 | -6.4724e-10 | 1.263e-09 | 6.0593e-10 | 4.8017e-10 | -7.9318e-10 | -1.128e-09 | 1.4582e-09 | -1.1552e-10 | 7.5196e-10 | -1.0122e-09 | 3.7264e-11 | 0 | 0 | 0 | 0 | 0 | 0 | 0.99995 | 0.98648 | 0.98645 | 0.99995 | 0.98648 | 0.98645 | -0.001015 | -120.6347 | 119.3703 | -0.001015 | -120.6347 | 119.3703
Line7_8_9 | 0 | 0 | 0 | 0 | 0 | 0 | 0 | 0 | 0 | 0 | 0 | 0 | -3.0287e-10 | -2.1575e-10 | 4.2098e-10 | 1.8235e-13 | 4.8669e-11 | 4.8786e-11 | -3.7601e-10 | 4.8605e-10 | -3.8507e-11 | -6.4957e-14 | -4.0065e-11 | -3.975e-11 | 0 | 0 | 0 | 0 | 0 | 0 | 0.99995 | 0.98648 | 0.98645 | 0.99995 | 0.98648 | 0.98645 | -0.001015 | -120.6347 | 119.3703 | -0.001015 | -120.6347 | 119.3703
Line8_8_10 | 0 | 0 | 0 | 0 | 0 | 0 | 0 | 0 | 0 | 0 | 0 | 0 | -3.0287e-10 | -2.1575e-10 | 4.2098e-10 | 1.8235e-13 | 4.8669e-11 | 4.8786e-11 | -3.7601e-10 | 4.8605e-10 | -3.8507e-11 | -6.496e-14 | -4.0065e-11 | -3.975e-11 | 0 | 0 | 0 | 0 | 0 | 0 | 0.99995 | 0.98648 | 0.98645 | 0.99995 | 0.98648 | 0.98645 | -0.001015 | -120.6347 | 119.3703 | -0.001015 | -120.6347 | 119.3703
Line9_3_11 | 0 | 0 | 0 | 0 | 0 | 0 | 0 | 0 | 0 | 0 | 0 | 0 | -2.1201e-09 | -1.5102e-09 | 2.9469e-09 | 1.8174e-09 | 1.3432e-09 | -2.4771e-09 | -2.6321e-09 | 3.4024e-09 | -2.6955e-10 | 2.256e-09 | -2.9564e-09 | 1.9129e-10 | 0 | 0 | 0 | 0 | 0 | 0 | 0.99995 | 0.98648 | 0.98645 | 0.99995 | 0.98648 | 0.98645 | -0.001015 | -120.6347 | 119.3703 | -0.001015 | -120.6347 | 119.3703

## LLG_min_fault_10
name | pf_ikss_a_from_ka | pf_ikss_b_from_ka | pf_ikss_c_from_ka | pf_ikss_a_to_ka | pf_ikss_b_to_ka | pf_ikss_c_to_ka | pf_skss_a_from_mw | pf_skss_b_from_mw | pf_skss_c_from_mw | pf_skss_a_to_mw | pf_skss_b_to_mw | pf_skss_c_to_mw | pf_p_a_from_mw | pf_p_b_from_mw | pf_p_c_from_mw | pf_p_a_to_mw | pf_p_b_to_mw | pf_p_c_to_mw | pf_q_a_from_mvar | pf_q_b_from_mvar | pf_q_c_from_mvar | pf_q_a_to_mvar | pf_q_b_to_mvar | pf_q_c_to_mvar | pf_ikss_a_from_degree | pf_ikss_b_from_degree | pf_ikss_c_from_degree | pf_ikss_a_to_degree | pf_ikss_b_to_degree | pf_ikss_c_to_degree | pf_vm_a_from_pu | pf_vm_b_from_pu | pf_vm_c_from_pu | pf_vm_a_to_pu | pf_vm_b_to_pu | pf_vm_c_to_pu | pf_va_a_from_degree | pf_va_b_from_degree | pf_va_c_from_degree | pf_va_a_to_degree | pf_va_b_to_degree | pf_va_c_to_degree
Line0_1_2 | 0 | 0 | 0 | 0 | 0 | 0 | 0 | 0 | 0 | 0 | 0 | 0 | -1.8172e-09 | -1.2945e-09 | 2.5259e-09 | 1.5145e-09 | 1.1274e-09 | -2.0561e-09 | -2.2561e-09 | 2.9163e-09 | -2.3104e-10 | 1.88e-09 | -2.4703e-09 | 1.5279e-10 | 0 | 0 | 0 | 0 | 0 | 0 | 0.99995 | 0.98648 | 0.98645 | 0.99995 | 0.98648 | 0.98645 | -0.001015 | -120.6347 | 119.3703 | -0.001015 | -120.6347 | 119.3703
Line10_11_12 | 0 | 0 | 0 | 0 | 0 | 0 | 0 | 0 | 0 | 0 | 0 | 0 | -1.8172e-09 | -1.2945e-09 | 2.5259e-09 | 1.5145e-09 | 1.1274e-09 | -2.0561e-09 | -2.2561e-09 | 2.9163e-09 | -2.3104e-10 | 1.88e-09 | -2.4703e-09 | 1.5279e-10 | 0 | 0 | 0 | 0 | 0 | 0 | 0.99995 | 0.98648 | 0.98645 | 0.99995 | 0.98648 | 0.98645 | -0.001015 | -120.6347 | 119.3703 | -0.001015 | -120.6347 | 119.3703
Line11_12_13 | 0 | 0 | 0 | 0 | 0 | 0 | 0 | 0 | 0 | 0 | 0 | 0 | -1.5144e-09 | -1.0787e-09 | 2.1049e-09 | 1.2117e-09 | 9.1166e-10 | -1.6351e-09 | -1.8801e-09 | 2.4303e-09 | -1.9253e-10 | 1.504e-09 | -1.9843e-09 | 1.1428e-10 | 0 | 0 | 0 | 0 | 0 | 0 | 0.99995 | 0.98648 | 0.98645 | 0.99995 | 0.98648 | 0.98645 | -0.001015 | -120.6347 | 119.3703 | -0.001015 | -120.6347 | 119.3703
Line12_13_15 | 0 | 0 | 0 | 0 | 0 | 0 | 0 | 0 | 0 | 0 | 0 | 0 | -9.0862e-10 | -6.4724e-10 | 1.263e-09 | 6.0593e-10 | 4.8017e-10 | -7.9318e-10 | -1.128e-09 | 1.4582e-09 | -1.1552e-10 | 7.5196e-10 | -1.0122e-09 | 3.7264e-11 | 0 | 0 | 0 | 0 | 0 | 0 | 0.99995 | 0.98648 | 0.98645 | 0.99995 | 0.98648 | 0.98645 | -0.001015 | -120.6347 | 119.3703 | -0.001015 | -120.6347 | 119.3703
Line13_13_14 | 0 | 0 | 0 | 0 | 0 | 0 | 0 | 0 | 0 | 0 | 0 | 0 | -3.0287e-10 | -2.1575e-10 | 4.2098e-10 | 1.8234e-13 | 4.8669e-11 | 4.8786e-11 | -3.7601e-10 | 4.8605e-10 | -3.8507e-11 | -6.4955e-14 | -4.0065e-11 | -3.975e-11 | 0 | 0 | 0 | 0 | 0 | 0 | 0.99995 | 0.98648 | 0.98645 | 0.99995 | 0.98648 | 0.98645 | -0.001015 | -120.6347 | 119.3703 | -0.001015 | -120.6347 | 119.3703
Line14_15_16 | 0 | 0 | 0 | 0 | 0 | 0 | 0 | 0 | 0 | 0 | 0 | 0 | -6.0574e-10 | -4.315e-10 | 8.4197e-10 | 3.0305e-10 | 2.6442e-10 | -3.722e-10 | -7.5203e-10 | 9.7211e-10 | -7.7014e-11 | 3.7595e-10 | -5.2612e-10 | -1.2426e-12 | 0 | 0 | 0 | 0 | 0 | 0 | 0.99995 | 0.98648 | 0.98645 | 0.99995 | 0.98648 | 0.98645 | -0.001015 | -120.6347 | 119.3703 | -0.001015 | -120.6347 | 119.3703
Line15_16_17 | 0 | 0 | 0 | 0 | 0 | 0 | 0 | 0 | 0 | 0 | 0 | 0 | -3.0287e-10 | -2.1575e-10 | 4.2098e-10 | 1.8234e-13 | 4.8669e-11 | 4.8786e-11 | -3.7601e-10 | 4.8605e-10 | -3.8507e-11 | -6.4953e-14 | -4.0065e-11 | -3.975e-11 | 0 | 0 | 0 | 0 | 0 | 0 | 0.99995 | 0.98648 | 0.98645 | 0.99995 | 0.98648 | 0.98645 | -0.001015 | -120.6347 | 119.3703 | -0.001015 | -120.6347 | 119.3703
Line16_4_18 | 0 | 0 | 0 | 0 | 0 | 0 | 0 | 0 | 0 | 0 | 0 | 0 | -3.0287e-10 | -2.1575e-10 | 4.2098e-10 | 1.8235e-13 | 4.8669e-11 | 4.8786e-11 | -3.7601e-10 | 4.8605e-10 | -3.8507e-11 | -6.4958e-14 | -4.0065e-11 | -3.975e-11 | 0 | 0 | 0 | 0 | 0 | 0 | 0.99995 | 0.98648 | 0.98645 | 0.99995 | 0.98648 | 0.98645 | -0.001015 | -120.6347 | 119.3703 | -0.001015 | -120.6347 | 119.3703
Line17_5_19 | 0 | 0 | 0 | 0 | 0 | 0 | 0 | 0 | 0 | 0 | 0 | 0 | -3.0287e-10 | -2.1575e-10 | 4.2098e-10 | 1.8235e-13 | 4.8669e-11 | 4.8786e-11 | -3.7601e-10 | 4.8605e-10 | -3.8507e-11 | -6.4958e-14 | -4.0065e-11 | -3.975e-11 | 0 | 0 | 0 | 0 | 0 | 0 | 0.99995 | 0.98648 | 0.98645 | 0.99995 | 0.98648 | 0.98645 | -0.001015 | -120.6347 | 119.3703 | -0.001015 | -120.6347 | 119.3703
Line1_1_3 | 0 | 0 | 0 | 0 | 0 | 0 | 0 | 0 | 0 | 0 | 0 | 0 | -2.423e-09 | -1.726e-09 | 3.3679e-09 | 2.1203e-09 | 1.5589e-09 | -2.8981e-09 | -3.0081e-09 | 3.8884e-09 | -3.0806e-10 | 2.632e-09 | -3.4424e-09 | 2.298e-10 | 0 | 0 | 0 | 0 | 0 | 0 | 0.99995 | 0.98648 | 0.98645 | 0.99995 | 0.98648 | 0.98645 | -0.001015 | -120.6347 | 119.3703 | -0.001015 | -120.6347 | 119.3703
Line2_1_4 | 0 | 0 | 0 | 0 | 0 | 0 | 0 | 0 | 0 | 0 | 0 | 0 | -6.0574e-10 | -4.315e-10 | 8.4197e-10 | 3.0305e-10 | 2.6442e-10 | -3.722e-10 | -7.5203e-10 | 9.7211e-10 | -7.7014e-11 | 3.7595e-10 | -5.2612e-10 | -1.2425e-12 | 0 | 0 | 0 | 0 | 0 | 0 | 0.99995 | 0.98648 | 0.98645 | 0.99995 | 0.98648 | 0.98645 | -0.001015 | -120.6347 | 119.3703 | -0.001015 | -120.6347 | 119.3703
Line3_1_5 | 0 | 0 | 0 | 0 | 0 | 0 | 0 | 0 | 0 | 0 | 0 | 0 | -6.0574e-10 | -4.315e-10 | 8.4197e-10 | 3.0305e-10 | 2.6442e-10 | -3.722e-10 | -7.5203e-10 | 9.7211e-10 | -7.7014e-11 | 3.7595e-10 | -5.2612e-10 | -1.2425e-12 | 0 | 0 | 0 | 0 | 0 | 0 | 0.99995 | 0.98648 | 0.98645 | 0.99995 | 0.98648 | 0.98645 | -0.001015 | -120.6347 | 119.3703 | -0.001015 | -120.6347 | 119.3703
Line4_2_6 | 0 | 0 | 0 | 0 | 0 | 0 | 0 | 0 | 0 | 0 | 0 | 0 | -1.5144e-09 | -1.0787e-09 | 2.1049e-09 | 1.2117e-09 | 9.1166e-10 | -1.6351e-09 | -1.8801e-09 | 2.4303e-09 | -1.9254e-10 | 1.504e-09 | -1.9843e-09 | 1.1428e-10 | 0 | 0 | 0 | 0 | 0 | 0 | 0.99995 | 0.98648 | 0.98645 | 0.99995 | 0.98648 | 0.98645 | -0.001015 | -120.6347 | 119.3703 | -0.001015 | -120.6347 | 119.3703
Line5_6_7 | 0 | 0 | 0 | 0 | 0 | 0 | 0 | 0 | 0 | 0 | 0 | 0 | -1.2115e-09 | -8.6299e-10 | 1.6839e-09 | 9.088e-10 | 6.9591e-10 | -1.2142e-09 | -1.5041e-09 | 1.9442e-09 | -1.5403e-10 | 1.128e-09 | -1.4982e-09 | 7.5771e-11 | 0 | 0 | 0 | 0 | 0 | 0 | 0.99995 | 0.98648 | 0.98645 | 0.99995 | 0.98648 | 0.98645 | -0.001015 | -120.6347 | 119.3703 | -0.001015 | -120.6347 | 119.3703
Line6_7_8 | 0 | 0 | 0 | 0 | 0 | 0 | 0 | 0 | 0 | 0 | 0 | 0 | -9.0862e-10 | -6.4724e-10 | 1.263e-09 | 6.0593e-10 | 4.8017e-10 | -7.9318e-10 | -1.128e-09 | 1.4582e-09 | -1.1552e-10 | 7.5196e-10 | -1.0122e-09 | 3.7264e-11 | 0 | 0 | 0 | 0 | 0 | 0 | 0.99995 | 0.98648 | 0.98645 | 0.99995 | 0.98648 | 0.98645 | -0.001015 | -120.6347 | 119.3703 | -0.001015 | -120.6347 | 119.3703
Line7_8_9 | 0 | 0 | 0 | 0 | 0 | 0 | 0 | 0 | 0 | 0 | 0 | 0 | -3.0287e-10 | -2.1575e-10 | 4.2098e-10 | 1.8235e-13 | 4.8669e-11 | 4.8786e-11 | -3.7601e-10 | 4.8605e-10 | -3.8507e-11 | -6.4957e-14 | -4.0065e-11 | -3.975e-11 | 0 | 0 | 0 | 0 | 0 | 0 | 0.99995 | 0.98648 | 0.98645 | 0.99995 | 0.98648 | 0.98645 | -0.001015 | -120.6347 | 119.3703 | -0.001015 | -120.6347 | 119.3703
Line8_8_10 | 0 | 0 | 0 | 0 | 0 | 0 | 0 | 0 | 0 | 0 | 0 | 0 | -3.0287e-10 | -2.1575e-10 | 4.2098e-10 | 1.8235e-13 | 4.8669e-11 | 4.8786e-11 | -3.7601e-10 | 4.8605e-10 | -3.8507e-11 | -6.496e-14 | -4.0065e-11 | -3.975e-11 | 0 | 0 | 0 | 0 | 0 | 0 | 0.99995 | 0.98648 | 0.98645 | 0.99995 | 0.98648 | 0.98645 | -0.001015 | -120.6347 | 119.3703 | -0.001015 | -120.6347 | 119.3703
Line9_3_11 | 0 | 0 | 0 | 0 | 0 | 0 | 0 | 0 | 0 | 0 | 0 | 0 | -2.1201e-09 | -1.5102e-09 | 2.9469e-09 | 1.8174e-09 | 1.3432e-09 | -2.4771e-09 | -2.6321e-09 | 3.4024e-09 | -2.6955e-10 | 2.256e-09 | -2.9564e-09 | 1.9129e-10 | 0 | 0 | 0 | 0 | 0 | 0 | 0.99995 | 0.98648 | 0.98645 | 0.99995 | 0.98648 | 0.98645 | -0.001015 | -120.6347 | 119.3703 | -0.001015 | -120.6347 | 119.3703