## LLL_max_6
name | pf_ikss_from_ka | pf_ikss_to_ka | pf_ip_from_ka | pf_ip_to_ka | pf_skss_from_mw | pf_skss_to_mw | pf_p_from_mw | pf_p_to_mw | pf_q_from_mvar | pf_q_to_mvar | pf_ikss_from_degree | pf_ikss_to_degree | pf_vm_from_pu | pf_vm_to_pu | pf_va_from_degree | pf_va_to_degree
Line0_1_2 | 0 | 0 | 0 | 0 | 0 | 0 | 0 | 0 | 0 | 0 | 0 | 0 | 0.70184 | 0.70184 | -7.4193 | -7.4193
Line10_11_12 | 0 | 0 | 0 | 0 | 0 | 0 | 5.7704e-21 | 0 | 3.1682e-21 | 0 | 0 | 0 | 0 | 0 | 0 | 0
Line11_12_13 | 0 | 0 | 0 | 0 | 0 | 0 | 0 | 0 | 0 | 0 | 0 | 0 | 0 | 0 | 0 | 0
Line12_13_15 | 0 | 0 | 0 | 0 | 0 | 0 | 0 | 0 | 0 | 0 | 0 | 0 | 0 | 0 | 0 | 0
Line13_13_14 | 0 | 0 | 0 | 0 | 0 | 0 | 0 | 0 | 0 | 0 | 0 | 0 | 0 | 0 | 0 | 0
Line14_15_16 | 0 | 0 | 0 | 0 | 0 | 0 | 0 | 0 | 0 | 0 | 0 | 0 | 0 | 0 | 0 | 0
Line15_16_17 | 0 | 0 | 0 | 0 | 0 | 0 | 0 | 0 | 0 | 0 | 0 | 0 | 0 | 0 | 0 | 0
Line16_4_18 | 0 | 0 | 0 | 0 | 0 | 0 | 0 | 0 | 0 | 0 | 0 | 0 | 0.70184 | 0.70184 | -7.4193 | -7.4193
Line17_5_19 | 0 | 0 | 0 | 0 | 0 | 0 | 0 | 0 | 0 | 0 | 0 | 0 | 0.70184 | 0.70184 | -7.4193 | -7.4193
Line1_1_3 | 3.6243 | 3.6243 | 0 | 0 | 2.511 | 2.511 | 0.78812 | -0.39406 | 1.5762 | -0.78812 | 0 | 109.1457 | 0.70184 | 0.35092 | -7.4193 | -7.4193
Line2_1_4 | 0 | 0 | 0 | 0 | 0 | 0 | 0 | 0 | 0 | 0 | 0 | 0 | 0.70184 | 0.70184 | -7.4193 | -7.4193
Line3_1_5 | 0 | 0 | 0 | 0 | 0 | 0 | 0 | 0 | 0 | 0 | 0 | 0 | 0.70184 | 0.70184 | -7.4193 | -7.4193
Line4_2_6 | 0 | 0 | 0 | 0 | 0 | 0 | 0 | 0 | 0 | 0 | 0 | 0 | 0.70184 | 0.70184 | -7.4193 | -7.4193
Line5_6_7 | 0 | 0 | 0 | 0 | 0 | 0 | 0 | 0 | 0 | 0 | 0 | 0 | 0.70184 | 0.70184 | -7.4193 | -7.4193
Line6_7_8 | 0 | 0 | 0 | 0 | 0 | 0 | 0 | 0 | 0 | 0 | 0 | 0 | 0.70184 | 0.70184 | -7.4193 | -7.4193
Line7_8_9 | 0 | 0 | 0 | 0 | 0 | 0 | 0 | 0 | 0 | 0 | 0 | 0 | 0.70184 | 0.70184 | -7.4193 | -7.4193
Line8_8_10 | 0 | 0 | 0 | 0 | 0 | 0 | 0 | 0 | 0 | 0 | 0 | 0 | 0.70184 | 0.70184 | -7.4193 | -7.4193
Line9_3_11 | 3.6243 | 3.6243 | 0 | 7.0007 | 2.511 | 2.511 | 0.39406 | -1e-07 | 0.78812 | -1e-07 | -70.8543 | 109.1457 | 0.35092 | 0 | -7.4193 | 0

## LLL_max_10
name | pf_ikss_from_ka | pf_ikss_to_ka | pf_ip_from_ka | pf_ip_to_ka | pf_skss_from_mw | pf_skss_to_mw | pf_p_from_mw | pf_p_to_mw | pf_q_from_mvar | pf_q_to_mvar | pf_ikss_from_degree | pf_ikss_to_degree | pf_vm_from_pu | pf_vm_to_pu | pf_va_from_degree | pf_va_to_degree
Line0_1_2 | 0 | 0 | 0 | 0 | 0 | 0 | 0 | 0 | 0 | 0 | 0 | 0 | 0.72372 | 0.72372 | -7.6495 | -7.6495
Line10_11_12 | 0 | 0 | 0 | 0 | 0 | 0 | 8.8824e-21 | 0 | -7.0797e-21 | 0 | 0 | 0 | 0 | 0 | 0 | 0
Line11_12_13 | 0 | 0 | 0 | 0 | 0 | 0 | 0 | 0 | 0 | 0 | 0 | 0 | 0 | 0 | 0 | 0
Line12_13_15 | 0 | 0 | 0 | 0 | 0 | 0 | 0 | 0 | 0 | 0 | 0 | 0 | 0 | 0 | 0 | 0
Line13_13_14 | 0 | 0 | 0 | 0 | 0 | 0 | 0 | 0 | 0 | 0 | 0 | 0 | 0 | 0 | 0 | 0
Line14_15_16 | 0 | 0 | 0 | 0 | 0 | 0 | 0 | 0 | 0 | 0 | 0 | 0 | 0 | 0 | 0 | 0
Line15_16_17 | 0 | 0 | 0 | 0 | 0 | 0 | 0 | 0 | 0 | 0 | 0 | 0 | 0 | 0 | 0 | 0
Line16_4_18 | 0 | 0 | 0 | 0 | 0 | 0 | 0 | 0 | 0 | 0 | 0 | 0 | 0.72372 | 0.72372 | -7.6495 | -7.6495
Line17_5_19 | 0 | 0 | 0 | 0 | 0 | 0 | 0 | 0 | 0 | 0 | 0 | 0 | 0.72372 | 0.72372 | -7.6495 | -7.6495
Line1_1_3 | 3.7373 | 3.7373 | 0 | 0 | 2.5893 | 2.5893 | 0.83803 | -0.41902 | 1.6761 | -0.83803 | 0 | 108.9156 | 0.72372 | 0.36186 | -7.6495 | -7.6495
Line2_1_4 | 0 | 0 | 0 | 0 | 0 | 0 | 0 | 0 | 0 | 0 | 0 | 0 | 0.72372 | 0.72372 | -7.6495 | -7.6495
Line3_1_5 | 0 | 0 | 0 | 0 | 0 | 0 | 0 | 0 | 0 | 0 | 0 | 0 | 0.72372 | 0.72372 | -7.6495 | -7.6495
Line4_2_6 | 0 | 0 | 0 | 0 | 0 | 0 | 0 | 0 | 0 | 0 | 0 | 0 | 0.72372 | 0.72372 | -7.6495 | -7.6495
Line5_6_7 | 0 | 0 | 0 | 0 | 0 | 0 | 0 | 0 | 0 | 0 | 0 | 0 | 0.72372 | 0.72372 | -7.6495 | -7.6495
Line6_7_8 | 0 | 0 | 0 | 0 | 0 | 0 | 0 | 0 | 0 | 0 | 0 | 0 | 0.72372 | 0.72372 | -7.6495 | -7.6495
Line7_8_9 | 0 | 0 | 0 | 0 | 0 | 0 | 0 | 0 | 0 | 0 | 0 | 0 | 0.72372 | 0.72372 | -7.6495 | -7.6495
Line8_8_10 | 0 | 0 | 0 | 0 | 0 | 0 | 0 | 0 | 0 | 0 | 0 | 0 | 0.72372 | 0.72372 | -7.6495 | -7.6495
Line9_3_11 | 3.7373 | 3.7373 | 0 | 7.2438 | 2.5893 | 2.5893 | 0.41902 | -1e-07 | 0.83803 | -1e-07 | -71.0844 | 108.9156 | 0.36186 | 0 | -7.6495 | 0

## LLL_max_fault_6
name | pf_ikss_from_ka | pf_ikss_to_ka | pf_ip_from_ka | pf_ip_to_ka | pf_skss_from_mw | pf_skss_to_mw | pf_p_from_mw | pf_p_to_mw | pf_q_from_mvar | pf_q_to_mvar | pf_ikss_from_degree | pf_ikss_to_degree | pf_vm_from_pu | pf_vm_to_pu | pf_va_from_degree | pf_va_to_degree
Line0_1_2 | 0 | 0 | 0 | 0 | 0 | 0 | 0 | 0 | 0 | 0 | 0 | 0 | 1.0474 | 1.0474 | -0.12051 | -0.12051
Line10_11_12 | 0 | 0 | 0 | 0 | 0 | 0 | -6.0916e-10 | 0 | 2.9519e-10 | 0 | 0 | 0 | 1.0411 | 1.0411 | -0.23442 | -0.23442
Line11_12_13 | 0 | 0 | 0 | 0 | 0 | 0 | 0 | 0 | 0 | 0 | 0 | 0 | 1.0411 | 1.0411 | -0.23442 | -0.23442
Line12_13_15 | 0 | 0 | 0 | 0 | 0 | 0 | 0 | 0 | 0 | 0 | 0 | 0 | 1.0411 | 1.0411 | -0.23442 | -0.23442
Line13_13_14 | 0 | 0 | 0 | 0 | 0 | 0 | 0 | 0 | 0 | 0 | 0 | 0 | 1.0411 | 1.0411 | -0.23442 | -0.23442
Line14_15_16 | 0 | 0 | 0 | 0 | 0 | 0 | 0 | 0 | 0 | 0 | 0 | 0 | 1.0411 | 1.0411 | -0.23442 | -0.23442
Line15_16_17 | 0 | 0 | 0 | 0 | 0 | 0 | 0 | 0 | 0 | 0 | 0 | 0 | 1.0411 | 1.0411 | -0.23442 | -0.23442
Line16_4_18 | 0 | 0 | 0 | 0 | 0 | 0 | 0 | 0 | 0 | 0 | 0 | 0 | 1.0474 | 1.0474 | -0.12051 | -0.12051
Line17_5_19 | 0 | 0 | 0 | 0 | 0 | 0 | 0 | 0 | 0 | 0 | 0 | 0 | 1.0474 | 1.0474 | -0.12051 | -0.12051
Line1_1_3 | 0.034003 | 0.034003 | 0 | 0 | 0.023558 | 0.023558 | 0.017412 | -0.017378 | 0.017482 | -0.017412 | 0 | 134.7656 | 1.0474 | 1.0442 | -0.12051 | -0.17729
Line2_1_4 | 0 | 0 | 0 | 0 | 0 | 0 | 0 | 0 | 0 | 0 | 0 | 0 | 1.0474 | 1.0474 | -0.12051 | -0.12051
Line3_1_5 | 0 | 0 | 0 | 0 | 0 | 0 | 0 | 0 | 0 | 0 | 0 | 0 | 1.0474 | 1.0474 | -0.12051 | -0.12051
Line4_2_6 | 0 | 0 | 0 | 0 | 0 | 0 | 0 | 0 | 0 | 0 | 0 | 0 | 1.0474 | 1.0474 | -0.12051 | -0.12051
Line5_6_7 | 0 | 0 | 0 | 0 | 0 | 0 | 0 | 0 | 0 | 0 | 0 | 0 | 1.0474 | 1.0474 | -0.12051 | -0.12051
Line6_7_8 | 0 | 0 | 0 | 0 | 0 | 0 | 0 | 0 | 0 | 0 | 0 | 0 | 1.0474 | 1.0474 | -0.12051 | -0.12051
Line7_8_9 | 0 | 0 | 0 | 0 | 0 | 0 | 0 | 0 | 0 | 0 | 0 | 0 | 1.0474 | 1.0474 | -0.12051 | -0.12051
Line8_8_10 | 0 | 0 | 0 | 0 | 0 | 0 | 0 | 0 | 0 | 0 | 0 | 0 | 1.0474 | 1.0474 | -0.12051 | -0.12051
Line9_3_11 | 0.034003 | 0.034003 | 0 | 0.065681 | 0.023558 | 0.023558 | 0.017378 | -0.017343 | 0.017412 | -0.017343 | -45.2344 | 134.7656 | 1.0442 | 1.0411 | -0.17729 | -0.23442

## LLL_max_fault_10
name | pf_ikss_from_ka | pf_ikss_to_ka | pf_ip_from_ka | pf_ip_to_ka | pf_skss_from_mw | pf_skss_to_mw | pf_p_from_mw | pf_p_to_mw | pf_q_from_mvar | pf_q_to_mvar | pf_ikss_from_degree | pf_ikss_to_degree | pf_vm_from_pu | pf_vm_to_pu | pf_va_from_degree | pf_va_to_degree
Line0_1_2 | 0 | 0 | 0 | 0 | 0 | 0 | 0 | 0 | 0 | 0 | 0 | 0 | 1.0971 | 1.0971 | -0.12619 | -0.12619
Line10_11_12 | 0 | 0 | 0 | 0 | 0 | 0 | -6.7773e-10 | 0 | 3.3179e-10 | 0 | 0 | 0 | 1.0906 | 1.0906 | -0.2401 | -0.2401
Line11_12_13 | 0 | 0 | 0 | 0 | 0 | 0 | 0 | 0 | 0 | 0 | 0 | 0 | 1.0906 | 1.0906 | -0.2401 | -0.2401
Line12_13_15 | 0 | 0 | 0 | 0 | 0 | 0 | 0 | 0 | 0 | 0 | 0 | 0 | 1.0906 | 1.0906 | -0.2401 | -0.2401
Line13_13_14 | 0 | 0 | 0 | 0 | 0 | 0 | 0 | 0 | 0 | 0 | 0 | 0 | 1.0906 | 1.0906 | -0.2401 | -0.2401
Line14_15_16 | 0 | 0 | 0 | 0 | 0 | 0 | 0 | 0 | 0 | 0 | 0 | 0 | 1.0906 | 1.0906 | -0.2401 | -0.2401
Line15_16_17 | 0 | 0 | 0 | 0 | 0 | 0 | 0 | 0 | 0 | 0 | 0 | 0 | 1.0906 | 1.0906 | -0.2401 | -0.2401
Line16_4_18 | 0 | 0 | 0 | 0 | 0 | 0 | 0 | 0 | 0 | 0 | 0 | 0 | 1.0971 | 1.0971 | -0.12619 | -0.12619
Line17_5_19 | 0 | 0 | 0 | 0 | 0 | 0 | 0 | 0 | 0 | 0 | 0 | 0 | 1.0971 | 1.0971 | -0.12619 | -0.12619
Line1_1_3 | 0.035618 | 0.035618 | 0 | 0 | 0.024677 | 0.024677 | 0.019106 | -0.019068 | 0.019182 | -0.019106 | 0 | 134.7599 | 1.0971 | 1.0938 | -0.12619 | -0.18297
Line2_1_4 | 0 | 0 | 0 | 0 | 0 | 0 | 0 | 0 | 0 | 0 | 0 | 0 | 1.0971 | 1.0971 | -0.12619 | -0.12619
Line3_1_5 | 0 | 0 | 0 | 0 | 0 | 0 | 0 | 0 | 0 | 0 | 0 | 0 | 1.0971 | 1.0971 | -0.12619 | -0.12619
Line4_2_6 | 0 | 0 | 0 | 0 | 0 | 0 | 0 | 0 | 0 | 0 | 0 | 0 | 1.0971 | 1.0971 | -0.12619 | -0.12619
Line5_6_7 | 0 | 0 | 0 | 0 | 0 | 0 | 0 | 0 | 0 | 0 | 0 | 0 | 1.0971 | 1.0971 | -0.12619 | -0.12619
Line6_7_8 | 0 | 0 | 0 | 0 | 0 | 0 | 0 | 0 | 0 | 0 | 0 | 0 | 1.0971 | 1.0971 | -0.12619 | -0.12619
Line7_8_9 | 0 | 0 | 0 | 0 | 0 | 0 | 0 | 0 | 0 | 0 | 0 | 0 | 1.0971 | 1.0971 | -0.12619 | -0.12619
Line8_8_10 | 0 | 0 | 0 | 0 | 0 | 0 | 0 | 0 | 0 | 0 | 0 | 0 | 1.0971 | 1.0971 | -0.12619 | -0.12619
Line9_3_11 | 0.035618 | 0.035618 | 0 | 0.069037 | 0.024677 | 0.024677 | 0.019068 | -0.01903 | 0.019106 | -0.01903 | -45.2401 | 134.7599 | 1.0938 | 1.0906 | -0.18297 | -0.2401

## LLL_min_6
name | pf_ikss_from_ka | pf_ikss_to_ka | pf_ip_from_ka | pf_ip_to_ka | pf_skss_from_mw | pf_skss_to_mw | pf_p_from_mw | pf_p_to_mw | pf_q_from_mvar | pf_q_to_mvar | pf_ikss_from_degree | pf_ikss_to_degree | pf_vm_from_pu | pf_vm_to_pu | pf_va_from_degree | pf_va_to_degree
Line0_1_2 | 0 | 0 | 0 | 0 | 0 | 0 | 0 | 0 | 0 | 0 | 0 | 0 | 0.695 | 0.695 | -11.6026 | -11.6026
Line10_11_12 | 0 | 0 | 0 | 0 | 0 | 0 | 6.091e-21 | 0 | 8.5707e-21 | 0 | 0 | 0 | 0 | 0 | 0 | 0
Line11_12_13 | 0 | 0 | 0 | 0 | 0 | 0 | 0 | 0 | 0 | 0 | 0 | 0 | 0 | 0 | 0 | 0
Line12_13_15 | 0 | 0 | 0 | 0 | 0 | 0 | 0 | 0 | 0 | 0 | 0 | 0 | 0 | 0 | 0 | 0
Line13_13_14 | 0 | 0 | 0 | 0 | 0 | 0 | 0 | 0 | 0 | 0 | 0 | 0 | 0 | 0 | 0 | 0
Line14_15_16 | 0 | 0 | 0 | 0 | 0 | 0 | 0 | 0 | 0 | 0 | 0 | 0 | 0 | 0 | 0 | 0
Line15_16_17 | 0 | 0 | 0 | 0 | 0 | 0 | 0 | 0 | 0 | 0 | 0 | 0 | 0 | 0 | 0 | 0
Line16_4_18 | 0 | 0 | 0 | 0 | 0 | 0 | 0 | 0 | 0 | 0 | 0 | 0 | 0.695 | 0.695 | -11.6026 | -11.6026
Line17_5_19 | 0 | 0 | 0 | 0 | 0 | 0 | 0 | 0 | 0 | 0 | 0 | 0 | 0.695 | 0.695 | -11.6026 | -11.6026
Line1_1_3 | 2.8946 | 2.8946 | 0 | 0 | 2.0055 | 2.0055 | 0.96525 | -0.48263 | 1.0055 | -0.50274 | 0 | 122.2283 | 0.695 | 0.3475 | -11.6026 | -11.6026
Line2_1_4 | 0 | 0 | 0 | 0 | 0 | 0 | 0 | 0 | 0 | 0 | 0 | 0 | 0.695 | 0.695 | -11.6026 | -11.6026
Line3_1_5 | 0 | 0 | 0 | 0 | 0 | 0 | 0 | 0 | 0 | 0 | 0 | 0 | 0.695 | 0.695 | -11.6026 | -11.6026
Line4_2_6 | 0 | 0 | 0 | 0 | 0 | 0 | 0 | 0 | 0 | 0 | 0 | 0 | 0.695 | 0.695 | -11.6026 | -11.6026
Line5_6_7 | 0 | 0 | 0 | 0 | 0 | 0 | 0 | 0 | 0 | 0 | 0 | 0 | 0.695 | 0.695 | -11.6026 | -11.6026
Line6_7_8 | 0 | 0 | 0 | 0 | 0 | 0 | 0 | 0 | 0 | 0 | 0 | 0 | 0.695 | 0.695 | -11.6026 | -11.6026
Line7_8_9 | 0 | 0 | 0 | 0 | 0 | 0 | 0 | 0 | 0 | 0 | 0 | 0 | 0.695 | 0.695 | -11.6026 | -11.6026
Line8_8_10 | 0 | 0 | 0 | 0 | 0 | 0 | 0 | 0 | 0 | 0 | 0 | 0 | 0.695 | 0.695 | -11.6026 | -11.6026
Line9_3_11 | 2.8946 | 2.8946 | 0 | 4.7808 | 2.0055 | 2.0055 | 0.48263 | -1e-07 | 0.50274 | -1e-07 | -57.7717 | 122.2283 | 0.3475 | 0 | -11.6026 | 0

## LLL_min_10
name | pf_ikss_from_ka | pf_ikss_to_ka | pf_ip_from_ka | pf_ip_to_ka | pf_skss_from_mw | pf_skss_to_mw | pf_p_from_mw | pf_p_to_mw | pf_q_from_mvar | pf_q_to_mvar | pf_ikss_from_degree | pf_ikss_to_degree | pf_vm_from_pu | pf_vm_to_pu | pf_va_from_degree | pf_va_to_degree
Line0_1_2 | 0 | 0 | 0 | 0 | 0 | 0 | 0 | 0 | 0 | 0 | 0 | 0 | 0.65842 | 0.65842 | -11.6026 | -11.6026
Line10_11_12 | 0 | 0 | 0 | 0 | 0 | 0 | 5.4604e-21 | 0 | 7.6962e-21 | 0 | 0 | 0 | 0 | 0 | 0 | 0
Line11_12_13 | 0 | 0 | 0 | 0 | 0 | 0 | 0 | 0 | 0 | 0 | 0 | 0 | 0 | 0 | 0 | 0
Line12_13_15 | 0 | 0 | 0 | 0 | 0 | 0 | 0 | 0 | 0 | 0 | 0 | 0 | 0 | 0 | 0 | 0
Line13_13_14 | 0 | 0 | 0 | 0 | 0 | 0 | 0 | 0 | 0 | 0 | 0 | 0 | 0 | 0 | 0 | 0
Line14_15_16 | 0 | 0 | 0 | 0 | 0 | 0 | 0 | 0 | 0 | 0 | 0 | 0 | 0 | 0 | 0 | 0
Line15_16_17 | 0 | 0 | 0 | 0 | 0 | 0 | 0 | 0 | 0 | 0 | 0 | 0 | 0 | 0 | 0 | 0
Line16_4_18 | 0 | 0 | 0 | 0 | 0 | 0 | 0 | 0 | 0 | 0 | 0 | 0 | 0.65842 | 0.65842 | -11.6026 | -11.6026
Line17_5_19 | 0 | 0 | 0 | 0 | 0 | 0 | 0 | 0 | 0 | 0 | 0 | 0 | 0.65842 | 0.65842 | -11.6026 | -11.6026
Line1_1_3 | 2.7423 | 2.7423 | 0 | 0 | 1.8999 | 1.8999 | 0.86632 | -0.43316 | 0.90242 | -0.45121 | 0 | 122.2283 | 0.65842 | 0.32921 | -11.6026 | -11.6026
Line2_1_4 | 0 | 0 | 0 | 0 | 0 | 0 | 0 | 0 | 0 | 0 | 0 | 0 | 0.65842 | 0.65842 | -11.6026 | -11.6026
Line3_1_5 | 0 | 0 | 0 | 0 | 0 | 0 | 0 | 0 | 0 | 0 | 0 | 0 | 0.65842 | 0.65842 | -11.6026 | -11.6026
Line4_2_6 | 0 | 0 | 0 | 0 | 0 | 0 | 0 | 0 | 0 | 0 | 0 | 0 | 0.65842 | 0.65842 | -11.6026 | -11.6026
Line5_6_7 | 0 | 0 | 0 | 0 | 0 | 0 | 0 | 0 | 0 | 0 | 0 | 0 | 0.65842 | 0.65842 | -11.6026 | -11.6026
Line6_7_8 | 0 | 0 | 0 | 0 | 0 | 0 | 0 | 0 | 0 | 0 | 0 | 0 | 0.65842 | 0.65842 | -11.6026 | -11.6026
Line7_8_9 | 0 | 0 | 0 | 0 | 0 | 0 | 0 | 0 | 0 | 0 | 0 | 0 | 0.65842 | 0.65842 | -11.6026 | -11.6026
Line8_8_10 | 0 | 0 | 0 | 0 | 0 | 0 | 0 | 0 | 0 | 0 | 0 | 0 | 0.65842 | 0.65842 | -11.6026 | -11.6026
Line9_3_11 | 2.7423 | 2.7423 | 0 | 4.5292 | 1.8999 | 1.8999 | 0.43316 | -1e-07 | 0.45121 | -1e-07 | -57.7717 | 122.2283 | 0.32921 | 0 | -11.6026 | 0

## LLL_min_fault_6
name | pf_ikss_from_ka | pf_ikss_to_ka | pf_ip_from_ka | pf_ip_to_ka | pf_skss_from_mw | pf_skss_to_mw | pf_p_from_mw | pf_p_to_mw | pf_q_from_mvar | pf_q_to_mvar | pf_ikss_from_degree | pf_ikss_to_degree | pf_vm_from_pu | pf_vm_to_pu | pf_va_from_degree | pf_va_to_degree
Line0_1_2 | 0 | 0 | 0 | 0 | 0 | 0 | 0 | 0 | 0 | 0 | 0 | 0 | 0.94754 | 0.94754 | -0.12527 | -0.12527
Line10_11_12 | 0 | 0 | 0 | 0 | 0 | 0 | -6.0985e-10 | 0 | 1.3824e-10 | 0 | 0 | 0 | 0.94017 | 0.94017 | -0.13436 | -0.13436
Line11_12_13 | 0 | 0 | 0 | 0 | 0 | 0 | 0 | 0 | 0 | 0 | 0 | 0 | 0.94017 | 0.94017 | -0.13436 | -0.13436
Line12_13_15 | 0 | 0 | 0 | 0 | 0 | 0 | 0 | 0 | 0 | 0 | 0 | 0 | 0.94017 | 0.94017 | -0.13436 | -0.13436
Line13_13_14 | 0 | 0 | 0 | 0 | 0 | 0 | 0 | 0 | 0 | 0 | 0 | 0 | 0.94017 | 0.94017 | -0.13436 | -0.13436
Line14_15_16 | 0 | 0 | 0 | 0 | 0 | 0 | 0 | 0 | 0 | 0 | 0 | 0 | 0.94017 | 0.94017 | -0.13436 | -0.13436
Line15_16_17 | 0 | 0 | 0 | 0 | 0 | 0 | 0 | 0 | 0 | 0 | 0 | 0 | 0.94017 | 0.94017 | -0.13436 | -0.13436
Line16_4_18 | 0 | 0 | 0 | 0 | 0 | 0 | 0 | 0 | 0 | 0 | 0 | 0 | 0.94754 | 0.94754 | -0.12527 | -0.12527
Line17_5_19 | 0 | 0 | 0 | 0 | 0 | 0 | 0 | 0 | 0 | 0 | 0 | 0 | 0.94754 | 0.94754 | -0.12527 | -0.12527
Line1_1_3 | 0.030706 | 0.030706 | 0 | 0 | 0.021274 | 0.021274 | 0.014251 | -0.014197 | 0.014256 | -0.014199 | 0 | 134.8656 | 0.94754 | 0.94385 | -0.12527 | -0.1298
Line2_1_4 | 0 | 0 | 0 | 0 | 0 | 0 | 0 | 0 | 0 | 0 | 0 | 0 | 0.94754 | 0.94754 | -0.12527 | -0.12527
Line3_1_5 | 0 | 0 | 0 | 0 | 0 | 0 | 0 | 0 | 0 | 0 | 0 | 0 | 0.94754 | 0.94754 | -0.12527 | -0.12527
Line4_2_6 | 0 | 0 | 0 | 0 | 0 | 0 | 0 | 0 | 0 | 0 | 0 | 0 | 0.94754 | 0.94754 | -0.12527 | -0.12527
Line5_6_7 | 0 | 0 | 0 | 0 | 0 | 0 | 0 | 0 | 0 | 0 | 0 | 0 | 0.94754 | 0.94754 | -0.12527 | -0.12527
Line6_7_8 | 0 | 0 | 0 | 0 | 0 | 0 | 0 | 0 | 0 | 0 | 0 | 0 | 0.94754 | 0.94754 | -0.12527 | -0.12527
Line7_8_9 | 0 | 0 | 0 | 0 | 0 | 0 | 0 | 0 | 0 | 0 | 0 | 0 | 0.94754 | 0.94754 | -0.12527 | -0.12527
Line8_8_10 | 0 | 0 | 0 | 0 | 0 | 0 | 0 | 0 | 0 | 0 | 0 | 0 | 0.94754 | 0.94754 | -0.12527 | -0.12527
Line9_3_11 | 0.030706 | 0.030706 | 0 | 0.050714 | 0.021274 | 0.021274 | 0.014197 | -0.014143 | 0.014199 | -0.014143 | -45.1344 | 134.8656 | 0.94385 | 0.94017 | -0.1298 | -0.13436

## LLL_min_fault_10
name | pf_ikss_from_ka | pf_ikss_to_ka | pf_ip_from_ka | pf_ip_to_ka | pf_skss_from_mw | pf_skss_to_mw | pf_p_from_mw | pf_p_to_mw | pf_q_from_mvar | pf_q_to_mvar | pf_ikss_from_degree | pf_ikss_to_degree | pf_vm_from_pu | pf_vm_to_pu | pf_va_from_degree | pf_va_to_degree
Line0_1_2 | 0 | 0 | 0 | 0 | 0 | 0 | 0 | 0 | 0 | 0 | 0 | 0 | 0.89767 | 0.89767 | -0.12527 | -0.12527
Line10_11_12 | 0 | 0 | 0 | 0 | 0 | 0 | -5.4734e-10 | 0 | 1.2407e-10 | 0 | 0 | 0 | 0.89069 | 0.89069 | -0.13436 | -0.13436
Line11_12_13 | 0 | 0 | 0 | 0 | 0 | 0 | 0 | 0 | 0 | 0 | 0 | 0 | 0.89069 | 0.89069 | -0.13436 | -0.13436
Line12_13_15 | 0 | 0 | 0 | 0 | 0 | 0 | 0 | 0 | 0 | 0 | 0 | 0 | 0.89069 | 0.89069 | -0.13436 | -0.13436
Line13_13_14 | 0 | 0 | 0 | 0 | 0 | 0 | 0 | 0 | 0 | 0 | 0 | 0 | 0.89069 | 0.89069 | -0.13436 | -0.13436
Line14_15_16 | 0 | 0 | 0 | 0 | 0 | 0 | 0 | 0 | 0 | 0 | 0 | 0 | 0.89069 | 0.89069 | -0.13436 | -0.13436
Line15_16_17 | 0 | 0 | 0 | 0 | 0 | 0 | 0 | 0 | 0 | 0 | 0 | 0 | 0.89069 | 0.89069 | -0.13436 | -0.13436
Line16_4_18 | 0 | 0 | 0 | 0 | 0 | 0 | 0 | 0 | 0 | 0 | 0 | 0 | 0.89767 | 0.89767 | -0.12527 | -0.12527
Line17_5_19 | 0 | 0 | 0 | 0 | 0 | 0 | 0 | 0 | 0 | 0 | 0 | 0 | 0.89767 | 0.89767 | -0.12527 | -0.12527
Line1_1_3 | 0.02909 | 0.02909 | 0 | 0 | 0.020154 | 0.020154 | 0.012791 | -0.012742 | 0.012795 | -0.012744 | 0 | 134.8656 | 0.89767 | 0.89418 | -0.12527 | -0.1298
Line2_1_4 | 0 | 0 | 0 | 0 | 0 | 0 | 0 | 0 | 0 | 0 | 0 | 0 | 0.89767 | 0.89767 | -0.12527 | -0.12527
Line3_1_5 | 0 | 0 | 0 | 0 | 0 | 0 | 0 | 0 | 0 | 0 | 0 | 0 | 0.89767 | 0.89767 | -0.12527 | -0.12527
Line4_2_6 | 0 | 0 | 0 | 0 | 0 | 0 | 0 | 0 | 0 | 0 | 0 | 0 | 0.89767 | 0.89767 | -0.12527 | -0.12527
Line5_6_7 | 0 | 0 | 0 | 0 | 0 | 0 | 0 | 0 | 0 | 0 | 0 | 0 | 0.89767 | 0.89767 | -0.12527 | -0.12527
Line6_7_8 | 0 | 0 | 0 | 0 | 0 | 0 | 0 | 0 | 0 | 0 | 0 | 0 | 0.89767 | 0.89767 | -0.12527 | -0.12527
Line7_8_9 | 0 | 0 | 0 | 0 | 0 | 0 | 0 | 0 | 0 | 0 | 0 | 0 | 0.89767 | 0.89767 | -0.12527 | -0.12527
Line8_8_10 | 0 | 0 | 0 | 0 | 0 | 0 | 0 | 0 | 0 | 0 | 0 | 0 | 0.89767 | 0.89767 | -0.12527 | -0.12527
Line9_3_11 | 0.02909 | 0.02909 | 0 | 0.048045 | 0.020154 | 0.020154 | 0.012742 | -0.012693 | 0.012744 | -0.012693 | -45.1344 | 134.8656 | 0.89418 | 0.89069 | -0.1298 | -0.13436

## LL_max_6
name | pf_ikss_a_from_ka | pf_ikss_b_from_ka | pf_ikss_c_from_ka | pf_ikss_a_to_ka | pf_ikss_b_to_ka | pf_ikss_c_to_ka | pf_skss_a_from_mw | pf_skss_b_from_mw | pf_skss_c_from_mw | pf_skss_a_to_mw | pf_skss_b_to_mw | pf_skss_c_to_mw | pf_p_a_from_mw | pf_p_b_from_mw | pf_p_c_from_mw | pf_p_a_to_mw | pf_p_b_to_mw | pf_p_c_to_mw | pf_q_a_from_mvar | pf_q_b_from_mvar | pf_q_c_from_mvar | pf_q_a_to_mvar | pf_q_b_to_mvar | pf_q_c_to_mvar | pf_ikss_a_from_degree | pf_ikss_b_from_degree | pf_ikss_c_from_degree | pf_ikss_a_to_degree | pf_ikss_b_to_degree | pf_ikss_c_to_degree | pf_vm_a_from_pu | pf_vm_b_from_pu | pf_vm_c_from_pu | pf_vm_a_to_pu | pf_vm_b_to_pu | pf_vm_c_to_pu | pf_va_a_from_degree | pf_va_b_from_degree | pf_va_c_from_degree | pf_va_a_to_degree | pf_va_b_to_degree | pf_va_c_to_degree
Line0_1_2 | 0 | 0 | 0 | 0 | 0 | 0 | 0 | 0 | 0 | 0 | 0 | 0 | 3.8858e-16 | -3.0235e-09 | -4.8365e-09 | -3.8858e-16 | 3.0235e-09 | 4.8365e-09 | 1.0844e-30 | 5.1114e-09 | -1.9712e-09 | -1.9429e-17 | -5.1114e-09 | 1.9712e-09 | 0 | 0 | 0 | 0 | 0 | 0 | 1.0161 | 0.70184 | 0.93145 | 1.0161 | 0.70184 | 0.93145 | 1.599e-13 | -135.0364 | 126.5322 | 1.5197e-13 | -135.0364 | 126.5322
Line10_11_12 | 0 | 0 | 0 | 0 | 0 | 0 | 0 | 0 | 0 | 0 | 0 | 0 | 1.3212e-15 | 1.8263e-15 | -1.088e-15 | -1.3989e-15 | -1.4016e-15 | 6.9676e-16 | -7.7716e-17 | 1.0503e-08 | -1.0503e-08 | 7.7716e-17 | -1.0503e-08 | 1.0503e-08 | 0 | 0 | 0 | 0 | 0 | 0 | 0.90933 | 0 | 0.90933 | 0.90933 | 0 | 0.90933 | 9.5348e-14 | 180 | -180 | 6.9118e-14 | -180 | 180
Line11_12_13 | 0 | 0 | 0 | 0 | 0 | 0 | 0 | 0 | 0 | 0 | 0 | 0 | 1.5543e-15 | 1.0255e-15 | -1.6168e-15 | -1.632e-15 | -5.848e-16 | 1.3581e-15 | -3.1086e-16 | 8.7523e-09 | -8.7523e-09 | 2.72e-16 | -8.7523e-09 | 8.7523e-09 | 0 | 0 | 0 | 0 | 0 | 0 | 0.90933 | 0 | 0.90933 | 0.90933 | 0 | 0.90933 | 6.9118e-14 | -180 | 180 | 4.9206e-14 | -180 | 180
Line12_13_15 | 0 | 0 | 0 | 0 | 0 | 0 | 0 | 0 | 0 | 0 | 0 | 0 | 5.4401e-16 | 1.3301e-15 | -8.4594e-16 | -5.4401e-16 | -7.6733e-16 | 7.0927e-16 | 7.7716e-17 | 5.2514e-09 | -5.2514e-09 | -7.7716e-17 | -5.2514e-09 | 5.2514e-09 | 0 | 0 | 0 | 0 | 0 | 0 | 0.90933 | 0 | 0.90933 | 0.90933 | 0 | 0.90933 | 4.9206e-14 | -180 | 180 | 3.9455e-14 | -180 | 180
Line13_13_14 | 0 | 0 | 0 | 0 | 0 | 0 | 0 | 0 | 0 | 0 | 0 | 0 | 1.5543e-16 | 3.2679e-16 | -1.7836e-16 | -2.3315e-16 | 2.193e-16 | 1.8044e-16 | -1.1657e-16 | 1.7505e-09 | -1.7505e-09 | 7.7716e-17 | -1.7505e-09 | 1.7505e-09 | 0 | 0 | 0 | 0 | 0 | 0 | 0.90933 | 0 | 0.90933 | 0.90933 | 0 | 0.90933 | 4.9206e-14 | -180 | 180 | 4.6009e-14 | -180 | 180
Line14_15_16 | 0 | 0 | 0 | 0 | 0 | 0 | 0 | 0 | 0 | 0 | 0 | 0 | 5.4401e-16 | 5.6336e-16 | -1.1464e-15 | -5.4401e-16 | -4.7731e-16 | 6.8843e-16 | 3.7462e-31 | 3.5009e-09 | -3.5009e-09 | 7.7716e-17 | -3.5009e-09 | 3.5009e-09 | 0 | 0 | 0 | 0 | 0 | 0 | 0.90933 | 0 | 0.90933 | 0.90933 | 0 | 0.90933 | 3.9455e-14 | -180 | 180 | 3.4443e-14 | -180 | 180
Line15_16_17 | 0 | 0 | 0 | 0 | 0 | 0 | 0 | 0 | 0 | 0 | 0 | 0 | 7.7716e-17 | 2.3865e-16 | -8.1051e-16 | 7.7716e-17 | -1.5885e-16 | 1.9087e-16 | -3.8858e-17 | 1.7505e-09 | -1.7505e-09 | 7.7716e-17 | -1.7505e-09 | 1.7505e-09 | 0 | 0 | 0 | 0 | 0 | 0 | 0.90933 | 0 | 0.90933 | 0.90933 | 0 | 0.90933 | 3.4443e-14 | -180 | 180 | 3.3902e-14 | -180 | 180
Line16_4_18 | 0 | 0 | 0 | 0 | 0 | 0 | 0 | 0 | 0 | 0 | 0 | 0 | -3.8858e-17 | -5.0392e-10 | -8.0609e-10 | 3.8858e-17 | 5.0392e-10 | 8.0609e-10 | 1.9429e-17 | 8.5191e-10 | -3.2853e-10 | -1.9429e-17 | -8.5191e-10 | 3.2853e-10 | 0 | 0 | 0 | 0 | 0 | 0 | 1.0161 | 0.70184 | 0.93145 | 1.0161 | 0.70184 | 0.93145 | 1.565e-13 | -135.0364 | 126.5322 | 1.5598e-13 | -135.0364 | 126.5322
Line17_5_19 | 0 | 0 | 0 | 0 | 0 | 0 | 0 | 0 | 0 | 0 | 0 | 0 | -3.8858e-17 | -5.0392e-10 | -8.0609e-10 | 3.8858e-17 | 5.0392e-10 | 8.0609e-10 | 1.9429e-17 | 8.5191e-10 | -3.2853e-10 | -1.9429e-17 | -8.5191e-10 | 3.2853e-10 | 0 | 0 | 0 | 0 | 0 | 0 | 1.0161 | 0.70184 | 0.93145 | 1.0161 | 0.70184 | 0.93145 | 1.565e-13 | -135.0364 | 126.5322 | 1.5598e-13 | -135.0364 | 126.5322
Line1_1_3 | 0 | 3.1387 | 3.1387 | 0 | 3.1387 | 3.1387 | 0 | 0.72485 | 0.72485 | 0 | 0.72485 | 0.72485 | 2.0206e-15 | 0.55653 | -0.16247 | -1.9429e-15 | -0.45801 | 0.26098 | -3.8858e-17 | 0.26925 | 0.51887 | -4.2742e-30 | -0.072221 | -0.32184 | 0 | 0 | 0 | 0 | 19.1457 | -160.8543 | 1.0161 | 0.70184 | 0.93145 | 0.94809 | 0.35092 | 0.90358 | 1.599e-13 | -135.0364 | 126.5322 | 1.2605e-13 | -151.8935 | 148.1848
Line2_1_4 | 0 | 0 | 0 | 0 | 0 | 0 | 0 | 0 | 0 | 0 | 0 | 0 | 1.1657e-16 | -1.0078e-09 | -1.6122e-09 | -1.1657e-16 | 1.0078e-09 | 1.6122e-09 | -3.8858e-17 | 1.7038e-09 | -6.5706e-10 | -3.1842e-31 | -1.7038e-09 | 6.5706e-10 | 0 | 0 | 0 | 0 | 0 | 0 | 1.0161 | 0.70184 | 0.93145 | 1.0161 | 0.70184 | 0.93145 | 1.599e-13 | -135.0364 | 126.5322 | 1.565e-13 | -135.0364 | 126.5322
Line3_1_5 | 0 | 0 | 0 | 0 | 0 | 0 | 0 | 0 | 0 | 0 | 0 | 0 | 1.1657e-16 | -1.0078e-09 | -1.6122e-09 | -1.1657e-16 | 1.0078e-09 | 1.6122e-09 | -3.8858e-17 | 1.7038e-09 | -6.5706e-10 | -3.1842e-31 | -1.7038e-09 | 6.5706e-10 | 0 | 0 | 0 | 0 | 0 | 0 | 1.0161 | 0.70184 | 0.93145 | 1.0161 | 0.70184 | 0.93145 | 1.599e-13 | -135.0364 | 126.5322 | 1.565e-13 | -135.0364 | 126.5322
Line4_2_6 | 0 | 0 | 0 | 0 | 0 | 0 | 0 | 0 | 0 | 0 | 0 | 0 | 3.4972e-16 | -2.5196e-09 | -4.0305e-09 | -3.1086e-16 | 2.5196e-09 | 4.0305e-09 | 3.8858e-17 | 4.2595e-09 | -1.6426e-09 | -1.9429e-17 | -4.2595e-09 | 1.6426e-09 | 0 | 0 | 0 | 0 | 0 | 0 | 1.0161 | 0.70184 | 0.93145 | 1.0161 | 0.70184 | 0.93145 | 1.5197e-13 | -135.0364 | 126.5322 | 1.4653e-13 | -135.0364 | 126.5322
Line5_6_7 | 0 | 0 | 0 | 0 | 0 | 0 | 0 | 0 | 0 | 0 | 0 | 0 | 1.9429e-16 | -2.0157e-09 | -3.2244e-09 | -2.3315e-16 | 2.0157e-09 | 3.2244e-09 | 4.9688e-31 | 3.4076e-09 | -1.3141e-09 | 1.9429e-17 | -3.4076e-09 | 1.3141e-09 | 0 | 0 | 0 | 0 | 0 | 0 | 1.0161 | 0.70184 | 0.93145 | 1.0161 | 0.70184 | 0.93145 | 1.4653e-13 | -135.0364 | 126.5322 | 1.421e-13 | -135.0364 | 126.5322
Line6_7_8 | 0 | 0 | 0 | 0 | 0 | 0 | 0 | 0 | 0 | 0 | 0 | 0 | 1.1657e-16 | -1.5118e-09 | -2.4183e-09 | -1.1657e-16 | 1.5118e-09 | 2.4183e-09 | -1.9429e-17 | 2.5557e-09 | -9.8558e-10 | 3.8858e-17 | -2.5557e-09 | 9.8558e-10 | 0 | 0 | 0 | 0 | 0 | 0 | 1.0161 | 0.70184 | 0.93145 | 1.0161 | 0.70184 | 0.93145 | 1.421e-13 | -135.0364 | 126.5322 | 1.38e-13 | -135.0364 | 126.5322
Line7_8_9 | 0 | 0 | 0 | 0 | 0 | 0 | 0 | 0 | 0 | 0 | 0 | 0 | 3.8858e-17 | -5.0392e-10 | -8.0609e-10 | -1.1657e-16 | 5.0392e-10 | 8.0609e-10 | -3.8858e-17 | 8.5191e-10 | -3.2853e-10 | 3.8858e-17 | -8.5191e-10 | 3.2853e-10 | 0 | 0 | 0 | 0 | 0 | 0 | 1.0161 | 0.70184 | 0.93145 | 1.0161 | 0.70184 | 0.93145 | 1.38e-13 | -135.0364 | 126.5322 | 1.3696e-13 | -135.0364 | 126.5322
Line8_8_10 | 0 | 0 | 0 | 0 | 0 | 0 | 0 | 0 | 0 | 0 | 0 | 0 | 3.8858e-17 | -5.0392e-10 | -8.0609e-10 | -1.1657e-16 | 5.0392e-10 | 8.0609e-10 | -3.8858e-17 | 8.5191e-10 | -3.2853e-10 | 3.8858e-17 | -8.5191e-10 | 3.2853e-10 | 0 | 0 | 0 | 0 | 0 | 0 | 1.0161 | 0.70184 | 0.93145 | 1.0161 | 0.70184 | 0.93145 | 1.38e-13 | -135.0364 | 126.5322 | 1.3685e-13 | -135.0364 | 126.5322
Line9_3_11 | 0 | 3.1387 | 3.1387 | 0 | 3.1387 | 3.1387 | 0 | 0.72485 | 0.72485 | 0 | 0.72485 | 0.72485 | 1.8652e-15 | 0.45801 | -0.26098 | -1.7875e-15 | -0.3595 | 0.3595 | -1.1657e-16 | 0.072221 | 0.32184 | 7.7716e-17 | 0.12481 | -0.12481 | 0 | -160.8543 | 19.1457 | 0 | 19.1457 | -160.8543 | 0.94809 | 0.35092 | 0.90358 | 0.90933 | 0 | 0.90933 | 1.2605e-13 | -151.8935 | 148.1848 | 9.5348e-14 | 180 | -180

## LL_max_10
name | pf_ikss_a_from_ka | pf_ikss_b_from_ka | pf_ikss_c_from_ka | pf_ikss_a_to_ka | pf_ikss_b_to_ka | pf_ikss_c_to_ka | pf_skss_a_from_mw | pf_skss_b_from_mw | pf_skss_c_from_mw | pf_skss_a_to_mw | pf_skss_b_to_mw | pf_skss_c_to_mw | pf_p_a_from_mw | pf_p_b_from_mw | pf_p_c_from_mw | pf_p_a_to_mw | pf_p_b_to_mw | pf_p_c_to_mw | pf_q_a_from_mvar | pf_q_b_from_mvar | pf_q_c_from_mvar | pf_q_a_to_mvar | pf_q_b_to_mvar | pf_q_c_to_mvar | pf_ikss_a_from_degree | pf_ikss_b_from_degree | pf_ikss_c_from_degree | pf_ikss_a_to_degree | pf_ikss_b_to_degree | pf_ikss_c_to_degree | pf_vm_a_from_pu | pf_vm_b_from_pu | pf_vm_c_from_pu | pf_vm_a_to_pu | pf_vm_b_to_pu | pf_vm_c_to_pu | pf_va_a_from_degree | pf_va_b_from_degree | pf_va_c_from_degree | pf_va_a_to_degree | pf_va_b_to_degree | pf_va_c_to_degree
Line0_1_2 | 0 | 0 | 0 | 0 | 0 | 0 | 0 | 0 | 0 | 0 | 0 | 0 | 6.9204e-16 | -3.3669e-09 | -5.3859e-09 | -7.3275e-16 | 3.3669e-09 | 5.3859e-09 | 4.0708e-17 | 5.759e-09 | -2.262e-09 | -4.0708e-17 | -5.759e-09 | 2.262e-09 | 0 | 0 | 0 | 0 | 0 | 0 | 1.0631 | 0.72372 | 0.97297 | 1.0631 | 0.72372 | 0.97297 | 1.6541e-13 | -135.5593 | 126.9102 | 1.5577e-13 | -135.5593 | 126.9102
Line10_11_12 | 0 | 0 | 0 | 0 | 0 | 0 | 0 | 0 | 0 | 0 | 0 | 0 | 1.3027e-15 | 2.2797e-15 | -6.5133e-16 | -1.3027e-15 | -1.6274e-15 | 7.3369e-16 | 2.2694e-30 | 1.1527e-08 | -1.1527e-08 | -1.6731e-30 | -1.1527e-08 | 1.1527e-08 | 0 | 0 | 0 | 0 | 0 | 0 | 0.95263 | 0 | 0.95263 | 0.95263 | 0 | 0.95263 | 9.9818e-14 | 180 | -180 | 7.3587e-14 | -180 | 180
Line11_12_13 | 0 | 0 | 0 | 0 | 0 | 0 | 0 | 0 | 0 | 0 | 0 | 0 | 1.3027e-15 | 1.8854e-15 | -1.3713e-15 | -1.4655e-15 | -1.2583e-15 | 1.1028e-15 | -1.6283e-16 | 9.6057e-09 | -9.6057e-09 | 1.6283e-16 | -9.6057e-09 | 9.6057e-09 | 0 | 0 | 0 | 0 | 0 | 0 | 0.95263 | 0 | 0.95263 | 0.95263 | 0 | 0.95263 | 7.3587e-14 | -180 | 180 | 5.3675e-14 | -180 | 180
Line12_13_15 | 0 | 0 | 0 | 0 | 0 | 0 | 0 | 0 | 0 | 0 | 0 | 0 | 9.77e-16 | 1.0643e-15 | -1.3782e-15 | -8.1416e-16 | -7.1808e-16 | 7.4741e-16 | -8.1416e-17 | 5.7634e-09 | -5.7634e-09 | -6.2416e-31 | -5.7634e-09 | 5.7634e-09 | 0 | 0 | 0 | 0 | 0 | 0 | 0.95263 | 0 | 0.95263 | 0.95263 | 0 | 0.95263 | 5.3675e-14 | -180 | 180 | 4.3925e-14 | -180 | 180
Line13_13_14 | 0 | 0 | 0 | 0 | 0 | 0 | 0 | 0 | 0 | 0 | 0 | 0 | 4.885e-16 | 1.3767e-16 | -6.765e-16 | -1.6283e-16 | 1.0887e-16 | 3.5312e-16 | -2.4425e-16 | 1.9211e-09 | -1.9211e-09 | 2.4425e-16 | -1.9211e-09 | 1.9211e-09 | 0 | 0 | 0 | 0 | 0 | 0 | 0.95263 | 0 | 0.95263 | 0.95263 | 0 | 0.95263 | 5.3675e-14 | -180 | 180 | 5.0478e-14 | -180 | 180
Line14_15_16 | 0 | 0 | 0 | 0 | 0 | 0 | 0 | 0 | 0 | 0 | 0 | 0 | 3.2567e-16 | 7.5011e-16 | -1.3667e-15 | -3.2567e-16 | -7.4096e-16 | 1.0502e-15 | 1.6283e-16 | 3.8423e-09 | -3.8423e-09 | -2.4425e-16 | -3.8423e-09 | 3.8423e-09 | 0 | 0 | 0 | 0 | 0 | 0 | 0.95263 | 0 | 0.95263 | 0.95263 | 0 | 0.95263 | 4.3925e-14 | -180 | 180 | 3.8912e-14 | -180 | 180
Line15_16_17 | 0 | 0 | 0 | 0 | 0 | 0 | 0 | 0 | 0 | 0 | 0 | 0 | 1.6283e-16 | 2.0765e-16 | -6.8793e-16 | -1.6283e-16 | 1.2031e-16 | 3.6456e-16 | -2.4425e-16 | 1.9211e-09 | -1.9211e-09 | 2.4425e-16 | -1.9211e-09 | 1.9211e-09 | 0 | 0 | 0 | 0 | 0 | 0 | 0.95263 | 0 | 0.95263 | 0.95263 | 0 | 0.95263 | 3.8912e-14 | -180 | 180 | 3.8371e-14 | -180 | 180
Line16_4_18 | 0 | 0 | 0 | 0 | 0 | 0 | 0 | 0 | 0 | 0 | 0 | 0 | 4.0708e-17 | -5.6115e-10 | -8.9765e-10 | 0 | 5.6115e-10 | 8.9765e-10 | -4.0708e-17 | 9.5983e-10 | -3.77e-10 | 0 | -9.5983e-10 | 3.77e-10 | 0 | 0 | 0 | 0 | 0 | 0 | 1.0631 | 0.72372 | 0.97297 | 1.0631 | 0.72372 | 0.97297 | 1.6191e-13 | -135.5593 | 126.9102 | 1.6138e-13 | -135.5593 | 126.9102
Line17_5_19 | 0 | 0 | 0 | 0 | 0 | 0 | 0 | 0 | 0 | 0 | 0 | 0 | 4.0708e-17 | -5.6115e-10 | -8.9765e-10 | 0 | 5.6115e-10 | 8.9765e-10 | -4.0708e-17 | 9.5983e-10 | -3.77e-10 | 0 | -9.5983e-10 | 3.77e-10 | 0 | 0 | 0 | 0 | 0 | 0 | 1.0631 | 0.72372 | 0.97297 | 1.0631 | 0.72372 | 0.97297 | 1.6191e-13 | -135.5593 | 126.9102 | 1.6138e-13 | -135.5593 | 126.9102
Line1_1_3 | 0 | 3.2366 | 3.2366 | 0 | 3.2366 | 3.2366 | 0 | 0.74746 | 0.74746 | 0 | 0.74746 | 0.74746 | 2.2797e-15 | 0.59841 | -0.17939 | -2.1982e-15 | -0.49365 | 0.28415 | -4.0708e-17 | 0.28575 | 0.55229 | -5.0254e-30 | -0.07624 | -0.34278 | 0 | 0 | 0 | 0 | 18.9156 | -161.0844 | 1.0631 | 0.72372 | 0.97297 | 0.99304 | 0.36186 | 0.9457 | 1.6541e-13 | -135.5593 | 126.9102 | 1.3098e-13 | -152.305 | 148.5727
Line2_1_4 | 0 | 0 | 0 | 0 | 0 | 0 | 0 | 0 | 0 | 0 | 0 | 0 | 4.0708e-17 | -1.1223e-09 | -1.7953e-09 | -1.2212e-16 | 1.1223e-09 | 1.7953e-09 | 4.0708e-17 | 1.9197e-09 | -7.54e-10 | -4.0708e-17 | -1.9197e-09 | 7.54e-10 | 0 | 0 | 0 | 0 | 0 | 0 | 1.0631 | 0.72372 | 0.97297 | 1.0631 | 0.72372 | 0.97297 | 1.6541e-13 | -135.5593 | 126.9102 | 1.6191e-13 | -135.5593 | 126.9102
Line3_1_5 | 0 | 0 | 0 | 0 | 0 | 0 | 0 | 0 | 0 | 0 | 0 | 0 | 4.0708e-17 | -1.1223e-09 | -1.7953e-09 | -1.2212e-16 | 1.1223e-09 | 1.7953e-09 | 4.0708e-17 | 1.9197e-09 | -7.54e-10 | -4.0708e-17 | -1.9197e-09 | 7.54e-10 | 0 | 0 | 0 | 0 | 0 | 0 | 1.0631 | 0.72372 | 0.97297 | 1.0631 | 0.72372 | 0.97297 | 1.6541e-13 | -135.5593 | 126.9102 | 1.6191e-13 | -135.5593 | 126.9102
Line4_2_6 | 0 | 0 | 0 | 0 | 0 | 0 | 0 | 0 | 0 | 0 | 0 | 0 | 4.0708e-16 | -2.8058e-09 | -4.4883e-09 | -4.4779e-16 | 2.8058e-09 | 4.4883e-09 | 1.1067e-30 | 4.7992e-09 | -1.885e-09 | 4.0708e-17 | -4.7992e-09 | 1.885e-09 | 0 | 0 | 0 | 0 | 0 | 0 | 1.0631 | 0.72372 | 0.97297 | 1.0631 | 0.72372 | 0.97297 | 1.5577e-13 | -135.5593 | 126.9102 | 1.4837e-13 | -135.5593 | 126.9102
Line5_6_7 | 0 | 0 | 0 | 0 | 0 | 0 | 0 | 0 | 0 | 0 | 0 | 0 | 3.2567e-16 | -2.2446e-09 | -3.5906e-09 | -2.8496e-16 | 2.2446e-09 | 3.5906e-09 | 4.0708e-17 | 3.8393e-09 | -1.508e-09 | -4.0708e-17 | -3.8393e-09 | 1.508e-09 | 0 | 0 | 0 | 0 | 0 | 0 | 1.0631 | 0.72372 | 0.97297 | 1.0631 | 0.72372 | 0.97297 | 1.4837e-13 | -135.5593 | 126.9102 | 1.4399e-13 | -135.5593 | 126.9102
Line6_7_8 | 0 | 0 | 0 | 0 | 0 | 0 | 0 | 0 | 0 | 0 | 0 | 0 | 2.8496e-16 | -1.6835e-09 | -2.693e-09 | -2.0354e-16 | 1.6835e-09 | 2.693e-09 | -4.0708e-17 | 2.8795e-09 | -1.131e-09 | 8.1416e-17 | -2.8795e-09 | 1.131e-09 | 0 | 0 | 0 | 0 | 0 | 0 | 1.0631 | 0.72372 | 0.97297 | 1.0631 | 0.72372 | 0.97297 | 1.4399e-13 | -135.5593 | 126.9102 | 1.4143e-13 | -135.5593 | 126.9102
Line7_8_9 | 0 | 0 | 0 | 0 | 0 | 0 | 0 | 0 | 0 | 0 | 0 | 0 | 8.1416e-17 | -5.6115e-10 | -8.9765e-10 | -8.1416e-17 | 5.6115e-10 | 8.9765e-10 | -4.0708e-17 | 9.5983e-10 | -3.77e-10 | 8.1416e-17 | -9.5983e-10 | 3.77e-10 | 0 | 0 | 0 | 0 | 0 | 0 | 1.0631 | 0.72372 | 0.97297 | 1.0631 | 0.72372 | 0.97297 | 1.4143e-13 | -135.5593 | 126.9102 | 1.4035e-13 | -135.5593 | 126.9102
Line8_8_10 | 0 | 0 | 0 | 0 | 0 | 0 | 0 | 0 | 0 | 0 | 0 | 0 | -4.0708e-17 | -5.6115e-10 | -8.9765e-10 | 0 | 5.6115e-10 | 8.9765e-10 | -1.0049e-31 | 9.5983e-10 | -3.77e-10 | 0 | -9.5983e-10 | 3.77e-10 | 0 | 0 | 0 | 0 | 0 | 0 | 1.0631 | 0.72372 | 0.97297 | 1.0631 | 0.72372 | 0.97297 | 1.4143e-13 | -135.5593 | 126.9102 | 1.4008e-13 | -135.5593 | 126.9102
Line9_3_11 | 0 | 3.2366 | 3.2366 | 0 | 3.2366 | 3.2366 | 0 | 0.74746 | 0.74746 | 0 | 0.74746 | 0.74746 | 2.2797e-15 | 0.49365 | -0.28415 | -2.1168e-15 | -0.3889 | 0.3889 | -1.6283e-16 | 0.07624 | 0.34278 | 1.6283e-16 | 0.13327 | -0.13327 | 0 | -161.0844 | 18.9156 | 0 | 18.9156 | -161.0844 | 0.99304 | 0.36186 | 0.9457 | 0.95263 | 0 | 0.95263 | 1.3098e-13 | -152.305 | 148.5727 | 9.9818e-14 | 180 | -180

## LL_max_fault_6
name | pf_ikss_a_from_ka | pf_ikss_b_from_ka | pf_ikss_c_from_ka | pf_ikss_a_to_ka | pf_ikss_b_to_ka | pf_ikss_c_to_ka | pf_skss_a_from_mw | pf_skss_b_from_mw | pf_skss_c_from_mw | pf_skss_a_to_mw | pf_skss_b_to_mw | pf_skss_c_to_mw | pf_p_a_from_mw | pf_p_b_from_mw | pf_p_c_from_mw | pf_p_a_to_mw | pf_p_b_to_mw | pf_p_c_to_mw | pf_q_a_from_mvar | pf_q_b_from_mvar | pf_q_c_from_mvar | pf_q_a_to_mvar | pf_q_b_to_mvar | pf_q_c_to_mvar | pf_ikss_a_from_degree | pf_ikss_b_from_degree | pf_ikss_c_from_degree | pf_ikss_a_to_degree | pf_ikss_b_to_degree | pf_ikss_c_to_degree | pf_vm_a_from_pu | pf_vm_b_from_pu | pf_vm_c_from_pu | pf_vm_a_to_pu | pf_vm_b_to_pu | pf_vm_c_to_pu | pf_va_a_from_degree | pf_va_b_from_degree | pf_va_c_from_degree | pf_va_a_to_degree | pf_va_b_to_degree | pf_va_c_to_degree
Line0_1_2 | 0 | 0 | 0 | 0 | 0 | 0 | 0 | 0 | 0 | 0 | 0 | 0 | 5.1608e-18 | -4.6325e-11 | -1.333e-10 | -5.1608e-18 | 4.6325e-11 | 1.333e-10 | 3.6429e-18 | 1.2762e-10 | 2.3032e-11 | -4.8572e-18 | -1.2762e-10 | -2.3032e-11 | 0 | 0 | 0 | 0 | 0 | 0 | 1.0506 | 1.0448 | 1.0468 | 1.0506 | 1.0448 | 1.0468 | 2.0621e-15 | -120.3021 | 119.9453 | 1.9623e-15 | -120.3021 | 119.9453
Line10_11_12 | 0 | 0 | 0 | 0 | 0 | 0 | 0 | 0 | 0 | 0 | 0 | 0 | 2.55e-17 | -2.157e-10 | -3.8328e-10 | -2.7929e-17 | 2.157e-10 | 3.8328e-10 | 2.4286e-18 | 3.2167e-10 | -3.1417e-11 | -2.4286e-18 | -3.2167e-10 | 3.1417e-11 | 0 | 0 | 0 | 0 | 0 | 0 | 1.0493 | 1.0324 | 1.042 | 1.0493 | 1.0324 | 1.042 | 8.9572e-16 | -120.7668 | 120.0754 | 4.1556e-16 | -120.7668 | 120.0754
Line11_12_13 | 0 | 0 | 0 | 0 | 0 | 0 | 0 | 0 | 0 | 0 | 0 | 0 | 1.9429e-17 | -1.7975e-10 | -3.194e-10 | -1.9429e-17 | 1.7975e-10 | 3.194e-10 | 9.7145e-18 | 2.6806e-10 | -2.6181e-11 | -4.8572e-18 | -2.6806e-10 | 2.6181e-11 | 0 | 0 | 0 | 0 | 0 | 0 | 1.0493 | 1.0324 | 1.042 | 1.0493 | 1.0324 | 1.042 | 4.1556e-16 | -120.7668 | 120.0754 | 3.5516e-17 | -120.7668 | 120.0754
Line12_13_15 | 0 | 0 | 0 | 0 | 0 | 0 | 0 | 0 | 0 | 0 | 0 | 0 | 1.7e-17 | -1.0785e-10 | -1.9164e-10 | -1.7e-17 | 1.0785e-10 | 1.9164e-10 | -2.4286e-18 | 1.6084e-10 | -1.5708e-11 | 4.4791e-35 | -1.6084e-10 | 1.5708e-11 | 0 | 0 | 0 | 0 | 0 | 0 | 1.0493 | 1.0324 | 1.042 | 1.0493 | 1.0324 | 1.042 | 3.5516e-17 | -120.7668 | 120.0754 | -1.5096e-16 | -120.7668 | 120.0754
Line13_13_14 | 0 | 0 | 0 | 0 | 0 | 0 | 0 | 0 | 0 | 0 | 0 | 0 | 3.6429e-18 | -3.5949e-11 | -6.3879e-11 | -3.6429e-18 | 3.5949e-11 | 6.3879e-11 | -2.4286e-18 | 5.3612e-11 | -5.2362e-12 | 9.6958e-37 | -5.3612e-11 | 5.2362e-12 | 0 | 0 | 0 | 0 | 0 | 0 | 1.0493 | 1.0324 | 1.042 | 1.0493 | 1.0324 | 1.042 | 3.5516e-17 | -120.7668 | 120.0754 | -1.525e-17 | -120.7668 | 120.0754
Line14_15_16 | 0 | 0 | 0 | 0 | 0 | 0 | 0 | 0 | 0 | 0 | 0 | 0 | 4.8572e-18 | -7.1899e-11 | -1.2776e-10 | -4.8572e-18 | 7.1899e-11 | 1.2776e-10 | 2.4286e-18 | 1.0722e-10 | -1.0472e-11 | -2.4286e-18 | -1.0722e-10 | 1.0472e-11 | 0 | 0 | 0 | 0 | 0 | 0 | 1.0493 | 1.0324 | 1.042 | 1.0493 | 1.0324 | 1.042 | -1.5096e-16 | -120.7668 | 120.0754 | -2.4347e-16 | -120.7668 | 120.0754
Line15_16_17 | 0 | 0 | 0 | 0 | 0 | 0 | 0 | 0 | 0 | 0 | 0 | 0 | 0 | -3.5949e-11 | -6.3879e-11 | 2.4286e-18 | 3.5949e-11 | 6.3879e-11 | 0 | 5.3612e-11 | -5.2362e-12 | -4.8572e-18 | -5.3612e-11 | 5.2362e-12 | 0 | 0 | 0 | 0 | 0 | 0 | 1.0493 | 1.0324 | 1.042 | 1.0493 | 1.0324 | 1.042 | -2.4347e-16 | -120.7668 | 120.0754 | -2.8368e-16 | -120.7668 | 120.0754
Line16_4_18 | 0 | 0 | 0 | 0 | 0 | 0 | 0 | 0 | 0 | 0 | 0 | 0 | 1.2143e-18 | -7.7208e-12 | -2.2217e-11 | -6.0715e-19 | 7.7208e-12 | 2.2217e-11 | -1.2143e-18 | 2.127e-11 | 3.8387e-12 | 1.2143e-18 | -2.127e-11 | -3.8387e-12 | 0 | 0 | 0 | 0 | 0 | 0 | 1.0506 | 1.0448 | 1.0468 | 1.0506 | 1.0448 | 1.0468 | 2.004e-15 | -120.3021 | 119.9453 | 1.9851e-15 | -120.3021 | 119.9453
Line17_5_19 | 0 | 0 | 0 | 0 | 0 | 0 | 0 | 0 | 0 | 0 | 0 | 0 | 1.2143e-18 | -7.7208e-12 | -2.2217e-11 | -6.0715e-19 | 7.7208e-12 | 2.2217e-11 | -1.2143e-18 | 2.127e-11 | 3.8387e-12 | 1.2143e-18 | -2.127e-11 | -3.8387e-12 | 0 | 0 | 0 | 0 | 0 | 0 | 1.0506 | 1.0448 | 1.0468 | 1.0506 | 1.0448 | 1.0468 | 2.004e-15 | -120.3021 | 119.9453 | 1.9851e-15 | -120.3021 | 119.9453
Line1_1_3 | 0 | 0.0584 | 0.0584 | 0 | 0.0584 | 0.0584 | 0 | 0.013487 | 0.013487 | 0 | 0.013487 | 0.013487 | 3.4001e-17 | 0.013642 | 0.0035475 | -3.4001e-17 | -0.013608 | -0.0035134 | 1.0929e-17 | 0.003697 | 0.013629 | -1.2143e-17 | -0.0036287 | -0.013561 | 0 | 0 | 0 | 0 | 44.5351 | -135.4649 | 1.0506 | 1.0448 | 1.0468 | 1.0499 | 1.0386 | 1.0444 | 2.0621e-15 | -120.3021 | 119.9453 | 1.4613e-15 | -120.5336 | 120.01
Line2_1_4 | 0 | 0 | 0 | 0 | 0 | 0 | 0 | 0 | 0 | 0 | 0 | 0 | 9.1073e-19 | -1.5442e-11 | -4.4435e-11 | -9.1073e-19 | 1.5442e-11 | 4.4435e-11 | 3.2777e-35 | 4.2541e-11 | 7.6773e-12 | -3.1854e-35 | -4.2541e-11 | -7.6773e-12 | 0 | 0 | 0 | 0 | 0 | 0 | 1.0506 | 1.0448 | 1.0468 | 1.0506 | 1.0448 | 1.0468 | 2.0621e-15 | -120.3021 | 119.9453 | 2.004e-15 | -120.3021 | 119.9453
Line3_1_5 | 0 | 0 | 0 | 0 | 0 | 0 | 0 | 0 | 0 | 0 | 0 | 0 | 9.1073e-19 | -1.5442e-11 | -4.4435e-11 | -9.1073e-19 | 1.5442e-11 | 4.4435e-11 | 3.2777e-35 | 4.2541e-11 | 7.6773e-12 | -3.1854e-35 | -4.2541e-11 | -7.6773e-12 | 0 | 0 | 0 | 0 | 0 | 0 | 1.0506 | 1.0448 | 1.0468 | 1.0506 | 1.0448 | 1.0468 | 2.0621e-15 | -120.3021 | 119.9453 | 2.004e-15 | -120.3021 | 119.9453
Line4_2_6 | 0 | 0 | 0 | 0 | 0 | 0 | 0 | 0 | 0 | 0 | 0 | 0 | 3.6429e-18 | -3.8604e-11 | -1.1109e-10 | -4.2501e-18 | 3.8604e-11 | 1.1109e-10 | 3.0358e-18 | 1.0635e-10 | 1.9193e-11 | -3.0358e-18 | -1.0635e-10 | -1.9193e-11 | 0 | 0 | 0 | 0 | 0 | 0 | 1.0506 | 1.0448 | 1.0468 | 1.0506 | 1.0448 | 1.0468 | 1.9623e-15 | -120.3021 | 119.9453 | 1.8821e-15 | -120.3021 | 119.9453
Line5_6_7 | 0 | 0 | 0 | 0 | 0 | 0 | 0 | 0 | 0 | 0 | 0 | 0 | 3.6429e-18 | -3.0883e-11 | -8.887e-11 | -3.6429e-18 | 3.0883e-11 | 8.887e-11 | 1.8215e-18 | 8.5081e-11 | 1.5355e-11 | -1.8215e-18 | -8.5081e-11 | -1.5355e-11 | 0 | 0 | 0 | 0 | 0 | 0 | 1.0506 | 1.0448 | 1.0468 | 1.0506 | 1.0448 | 1.0468 | 1.8821e-15 | -120.3021 | 119.9453 | 1.8102e-15 | -120.3021 | 119.9453
Line6_7_8 | 0 | 0 | 0 | 0 | 0 | 0 | 0 | 0 | 0 | 0 | 0 | 0 | 2.7322e-18 | -2.3162e-11 | -6.6652e-11 | -2.7322e-18 | 2.3162e-11 | 6.6652e-11 | 8.6319e-35 | 6.3811e-11 | 1.1516e-11 | -8.3014e-35 | -6.3811e-11 | -1.1516e-11 | 0 | 0 | 0 | 0 | 0 | 0 | 1.0506 | 1.0448 | 1.0468 | 1.0506 | 1.0448 | 1.0468 | 1.8102e-15 | -120.3021 | 119.9453 | 1.7409e-15 | -120.3021 | 119.9453
Line7_8_9 | 0 | 0 | 0 | 0 | 0 | 0 | 0 | 0 | 0 | 0 | 0 | 0 | 1.2143e-18 | -7.7208e-12 | -2.2217e-11 | -1.2143e-18 | 7.7208e-12 | 2.2217e-11 | 3.6895e-35 | 2.127e-11 | 3.8387e-12 | -3.659e-35 | -2.127e-11 | -3.8387e-12 | 0 | 0 | 0 | 0 | 0 | 0 | 1.0506 | 1.0448 | 1.0468 | 1.0506 | 1.0448 | 1.0468 | 1.7409e-15 | -120.3021 | 119.9453 | 1.7265e-15 | -120.3021 | 119.9453
Line8_8_10 | 0 | 0 | 0 | 0 | 0 | 0 | 0 | 0 | 0 | 0 | 0 | 0 | 3.0358e-19 | -7.7208e-12 | -2.2217e-11 | -3.0358e-19 | 7.7208e-12 | 2.2217e-11 | -1.2143e-18 | 2.127e-11 | 3.8387e-12 | 1.2143e-18 | -2.127e-11 | -3.8387e-12 | 0 | 0 | 0 | 0 | 0 | 0 | 1.0506 | 1.0448 | 1.0468 | 1.0506 | 1.0448 | 1.0468 | 1.7409e-15 | -120.3021 | 119.9453 | 1.7232e-15 | -120.3021 | 119.9453
Line9_3_11 | 0 | 0.0584 | 0.0584 | 0 | 0.0584 | 0.0584 | 0 | 0.013487 | 0.013487 | 0 | 0.013487 | 0.013487 | 2.9143e-17 | 0.013608 | 0.0035134 | -3.1572e-17 | -0.013574 | -0.0034793 | 9.7145e-18 | 0.0036287 | 0.013561 | -9.7145e-18 | -0.0035605 | -0.013493 | 0 | -135.4649 | 44.5351 | 0 | 44.5351 | -135.4649 | 1.0499 | 1.0386 | 1.0444 | 1.0493 | 1.0324 | 1.042 | 1.4613e-15 | -120.5336 | 120.01 | 8.9572e-16 | -120.7668 | 120.0754

## LL_max_fault_10
name | pf_ikss_a_from_ka | pf_ikss_b_from_ka | pf_ikss_c_from_ka | pf_ikss_a_to_ka | pf_ikss_b_to_ka | pf_ikss_c_to_ka | pf_skss_a_from_mw | pf_skss_b_from_mw | pf_skss_c_from_mw | pf_skss_a_to_mw | pf_skss_b_to_mw | pf_skss_c_to_mw | pf_p_a_from_mw | pf_p_b_from_mw | pf_p_c_from_mw | pf_p_a_to_mw | pf_p_b_to_mw | pf_p_c_to_mw | pf_q_a_from_mvar | pf_q_b_from_mvar | pf_q_c_from_mvar | pf_q_a_to_mvar | pf_q_b_to_mvar | pf_q_c_to_mvar | pf_ikss_a_from_degree | pf_ikss_b_from_degree | pf_ikss_c_from_degree | pf_ikss_a_to_degree | pf_ikss_b_to_degree | pf_ikss_c_to_degree | pf_vm_a_from_pu | pf_vm_b_from_pu | pf_vm_c_from_pu | pf_vm_a_to_pu | pf_vm_b_to_pu | pf_vm_c_to_pu | pf_va_a_from_degree | pf_va_b_from_degree | pf_va_c_from_degree | pf_va_a_to_degree | pf_va_b_to_degree | pf_va_c_to_degree
Line0_1_2 | 0 | 0 | 0 | 0 | 0 | 0 | 0 | 0 | 0 | 0 | 0 | 0 | 1.0495e-17 | -5.3219e-11 | -1.5314e-10 | -1.1131e-17 | 5.3219e-11 | 1.5314e-10 | 3.8164e-18 | 1.4664e-10 | 2.6437e-11 | -2.5443e-18 | -1.4664e-10 | -2.6437e-11 | 0 | 0 | 0 | 0 | 0 | 0 | 1.1006 | 1.0943 | 1.0965 | 1.1006 | 1.0943 | 1.0965 | 2.3314e-15 | -120.3163 | 119.9428 | 2.1927e-15 | -120.3163 | 119.9428
Line10_11_12 | 0 | 0 | 0 | 0 | 0 | 0 | 0 | 0 | 0 | 0 | 0 | 0 | 2.7987e-17 | -2.3896e-10 | -4.2727e-10 | -3.0531e-17 | 2.3896e-10 | 4.2727e-10 | 7.6328e-18 | 3.5952e-10 | -3.3362e-11 | -5.0885e-18 | -3.5952e-10 | 3.3362e-11 | 0 | 0 | 0 | 0 | 0 | 0 | 1.0993 | 1.0813 | 1.0914 | 1.0993 | 1.0813 | 1.0914 | 1.1509e-15 | -120.781 | 120.073 | 6.6369e-16 | -120.781 | 120.073
Line11_12_13 | 0 | 0 | 0 | 0 | 0 | 0 | 0 | 0 | 0 | 0 | 0 | 0 | 2.0354e-17 | -1.9914e-10 | -3.5606e-10 | -2.0354e-17 | 1.9914e-10 | 3.5606e-10 | 2.3577e-34 | 2.996e-10 | -2.7802e-11 | -9.8732e-35 | -2.996e-10 | 2.7802e-11 | 0 | 0 | 0 | 0 | 0 | 0 | 1.0993 | 1.0813 | 1.0914 | 1.0993 | 1.0813 | 1.0914 | 6.6369e-16 | -120.781 | 120.073 | 2.7793e-16 | -120.781 | 120.073
Line12_13_15 | 0 | 0 | 0 | 0 | 0 | 0 | 0 | 0 | 0 | 0 | 0 | 0 | 1.3993e-17 | -1.1948e-10 | -2.1364e-10 | -1.3993e-17 | 1.1948e-10 | 2.1364e-10 | 2.5443e-18 | 1.7976e-10 | -1.6681e-11 | -5.0885e-18 | -1.7976e-10 | 1.6681e-11 | 0 | 0 | 0 | 0 | 0 | 0 | 1.0993 | 1.0813 | 1.0914 | 1.0993 | 1.0813 | 1.0914 | 2.7793e-16 | -120.781 | 120.073 | 8.8641e-17 | -120.781 | 120.073
Line13_13_14 | 0 | 0 | 0 | 0 | 0 | 0 | 0 | 0 | 0 | 0 | 0 | 0 | 1.2342e-35 | -3.9827e-11 | -7.1212e-11 | 0 | 3.9827e-11 | 7.1212e-11 | -2.5443e-18 | 5.9921e-11 | -5.5603e-12 | 0 | -5.9921e-11 | 5.5604e-12 | 0 | 0 | 0 | 0 | 0 | 0 | 1.0993 | 1.0813 | 1.0914 | 1.0993 | 1.0813 | 1.0914 | 2.7793e-16 | -120.781 | 120.073 | 2.2649e-16 | -120.781 | 120.073
Line14_15_16 | 0 | 0 | 0 | 0 | 0 | 0 | 0 | 0 | 0 | 0 | 0 | 0 | 6.3607e-18 | -7.9654e-11 | -1.4242e-10 | -8.9049e-18 | 7.9654e-11 | 1.4242e-10 | 9.8404e-36 | 1.1984e-10 | -1.1121e-11 | -2.5443e-18 | -1.1984e-10 | 1.1121e-11 | 0 | 0 | 0 | 0 | 0 | 0 | 1.0993 | 1.0813 | 1.0914 | 1.0993 | 1.0813 | 1.0914 | 8.8641e-17 | -120.781 | 120.073 | -5.2386e-18 | -120.781 | 120.073
Line15_16_17 | 0 | 0 | 0 | 0 | 0 | 0 | 0 | 0 | 0 | 0 | 0 | 0 | -1.2721e-18 | -3.9827e-11 | -7.1212e-11 | 1.2721e-18 | 3.9827e-11 | 7.1212e-11 | -2.5443e-18 | 5.9921e-11 | -5.5603e-12 | -2.5443e-18 | -5.9921e-11 | 5.5604e-12 | 0 | 0 | 0 | 0 | 0 | 0 | 1.0993 | 1.0813 | 1.0914 | 1.0993 | 1.0813 | 1.0914 | -5.2386e-18 | -120.781 | 120.073 | -4.631e-17 | -120.781 | 120.073
Line16_4_18 | 0 | 0 | 0 | 0 | 0 | 0 | 0 | 0 | 0 | 0 | 0 | 0 | 1.2721e-18 | -8.8697e-12 | -2.5524e-11 | -1.2721e-18 | 8.8697e-12 | 2.5524e-11 | 5.0413e-35 | 2.444e-11 | 4.4061e-12 | 6.3607e-19 | -2.444e-11 | -4.4061e-12 | 0 | 0 | 0 | 0 | 0 | 0 | 1.1006 | 1.0943 | 1.0965 | 1.1006 | 1.0943 | 1.0965 | 2.2706e-15 | -120.3163 | 119.9428 | 2.2508e-15 | -120.3163 | 119.9428
Line17_5_19 | 0 | 0 | 0 | 0 | 0 | 0 | 0 | 0 | 0 | 0 | 0 | 0 | 1.2721e-18 | -8.8697e-12 | -2.5524e-11 | -1.2721e-18 | 8.8697e-12 | 2.5524e-11 | 5.0413e-35 | 2.444e-11 | 4.4061e-12 | 6.3607e-19 | -2.444e-11 | -4.4061e-12 | 0 | 0 | 0 | 0 | 0 | 0 | 1.1006 | 1.0943 | 1.0965 | 1.1006 | 1.0943 | 1.0965 | 2.2706e-15 | -120.3163 | 119.9428 | 2.2508e-15 | -120.3163 | 119.9428
Line1_1_3 | 0 | 0.061167 | 0.061167 | 0 | 0.061167 | 0.061167 | 0 | 0.014126 | 0.014126 | 0 | 0.014126 | 0.014126 | 3.9436e-17 | 0.014968 | 0.0038892 | -4.0708e-17 | -0.01493 | -0.0038518 | 1.1449e-17 | 0.0040553 | 0.014951 | -1.3993e-17 | -0.0039805 | -0.014876 | 0 | 0 | 0 | 0 | 44.5239 | -135.4761 | 1.1006 | 1.0943 | 1.0965 | 1.0999 | 1.0878 | 1.094 | 2.3314e-15 | -120.3163 | 119.9428 | 1.7146e-15 | -120.5478 | 120.0075
Line2_1_4 | 0 | 0 | 0 | 0 | 0 | 0 | 0 | 0 | 0 | 0 | 0 | 0 | 1.2721e-18 | -1.7739e-11 | -5.1048e-11 | -1.9082e-18 | 1.7739e-11 | 5.1048e-11 | 5.1764e-35 | 4.888e-11 | 8.8123e-12 | -7.562e-35 | -4.888e-11 | -8.8123e-12 | 0 | 0 | 0 | 0 | 0 | 0 | 1.1006 | 1.0943 | 1.0965 | 1.1006 | 1.0943 | 1.0965 | 2.3314e-15 | -120.3163 | 119.9428 | 2.2706e-15 | -120.3163 | 119.9428
Line3_1_5 | 0 | 0 | 0 | 0 | 0 | 0 | 0 | 0 | 0 | 0 | 0 | 0 | 1.2721e-18 | -1.7739e-11 | -5.1048e-11 | -1.9082e-18 | 1.7739e-11 | 5.1048e-11 | 5.1764e-35 | 4.888e-11 | 8.8123e-12 | -7.562e-35 | -4.888e-11 | -8.8123e-12 | 0 | 0 | 0 | 0 | 0 | 0 | 1.1006 | 1.0943 | 1.0965 | 1.1006 | 1.0943 | 1.0965 | 2.3314e-15 | -120.3163 | 119.9428 | 2.2706e-15 | -120.3163 | 119.9428
Line4_2_6 | 0 | 0 | 0 | 0 | 0 | 0 | 0 | 0 | 0 | 0 | 0 | 0 | 7.3148e-18 | -4.4349e-11 | -1.2762e-10 | -7.3148e-18 | 4.4349e-11 | 1.2762e-10 | 1.9082e-18 | 1.222e-10 | 2.2031e-11 | -2.5443e-18 | -1.222e-10 | -2.2031e-11 | 0 | 0 | 0 | 0 | 0 | 0 | 1.1006 | 1.0943 | 1.0965 | 1.1006 | 1.0943 | 1.0965 | 2.1927e-15 | -120.3163 | 119.9428 | 2.08e-15 | -120.3163 | 119.9428
Line5_6_7 | 0 | 0 | 0 | 0 | 0 | 0 | 0 | 0 | 0 | 0 | 0 | 0 | 4.4525e-18 | -3.5479e-11 | -1.021e-10 | -5.0885e-18 | 3.5479e-11 | 1.021e-10 | 1.2721e-18 | 9.776e-11 | 1.7625e-11 | -6.3607e-19 | -9.776e-11 | -1.7624e-11 | 0 | 0 | 0 | 0 | 0 | 0 | 1.1006 | 1.0943 | 1.0965 | 1.1006 | 1.0943 | 1.0965 | 2.08e-15 | -120.3163 | 119.9428 | 2.0061e-15 | -120.3163 | 119.9428
Line6_7_8 | 0 | 0 | 0 | 0 | 0 | 0 | 0 | 0 | 0 | 0 | 0 | 0 | 5.0885e-18 | -2.6609e-11 | -7.6572e-11 | -3.8164e-18 | 2.6609e-11 | 7.6572e-11 | 1.2721e-18 | 7.332e-11 | 1.3218e-11 | -1.2944e-34 | -7.332e-11 | -1.3218e-11 | 0 | 0 | 0 | 0 | 0 | 0 | 1.1006 | 1.0943 | 1.0965 | 1.1006 | 1.0943 | 1.0965 | 2.0061e-15 | -120.3163 | 119.9428 | 1.9433e-15 | -120.3163 | 119.9428
Line7_8_9 | 0 | 0 | 0 | 0 | 0 | 0 | 0 | 0 | 0 | 0 | 0 | 0 | -6.3607e-19 | -8.8698e-12 | -2.5524e-11 | 6.3607e-19 | 8.8698e-12 | 2.5524e-11 | -1.2721e-18 | 2.444e-11 | 4.4061e-12 | 2.1406e-35 | -2.444e-11 | -4.4061e-12 | 0 | 0 | 0 | 0 | 0 | 0 | 1.1006 | 1.0943 | 1.0965 | 1.1006 | 1.0943 | 1.0965 | 1.9433e-15 | -120.3163 | 119.9428 | 1.9282e-15 | -120.3163 | 119.9428
Line8_8_10 | 0 | 0 | 0 | 0 | 0 | 0 | 0 | 0 | 0 | 0 | 0 | 0 | 2.1573e-35 | -8.8697e-12 | -2.5524e-11 | 2.1338e-35 | 8.8698e-12 | 2.5524e-11 | -6.3607e-19 | 2.444e-11 | 4.4061e-12 | -6.3607e-19 | -2.444e-11 | -4.4061e-12 | 0 | 0 | 0 | 0 | 0 | 0 | 1.1006 | 1.0943 | 1.0965 | 1.1006 | 1.0943 | 1.0965 | 1.9433e-15 | -120.3163 | 119.9428 | 1.9221e-15 | -120.3163 | 119.9428
Line9_3_11 | 0 | 0.061167 | 0.061167 | 0 | 0.061167 | 0.061167 | 0 | 0.014126 | 0.014126 | 0 | 0.014126 | 0.014126 | 3.6892e-17 | 0.01493 | 0.0038518 | -3.8164e-17 | -0.014893 | -0.0038144 | 1.0177e-17 | 0.0039805 | 0.014876 | -1.0177e-17 | -0.0039057 | -0.014801 | 0 | -135.4761 | 44.5239 | 0 | 44.5239 | -135.4761 | 1.0999 | 1.0878 | 1.094 | 1.0993 | 1.0813 | 1.0914 | 1.7146e-15 | -120.5478 | 120.0075 | 1.1509e-15 | -120.781 | 120.073

## LL_min_6
name | pf_ikss_a_from_ka | pf_ikss_b_from_ka | pf_ikss_c_from_ka | pf_ikss_a_to_ka | pf_ikss_b_to_ka | pf_ikss_c_to_ka | pf_skss_a_from_mw | pf_skss_b_from_mw | pf_skss_c_from_mw | pf_skss_a_to_mw | pf_skss_b_to_mw | pf_skss_c_to_mw | pf_p_a_from_mw | pf_p_b_from_mw | pf_p_c_from_mw | pf_p_a_to_mw | pf_p_b_to_mw | pf_p_c_to_mw | pf_q_a_from_mvar | pf_q_b_from_mvar | pf_q_c_from_mvar | pf_q_a_to_mvar | pf_q_b_to_mvar | pf_q_c_to_mvar | pf_ikss_a_from_degree | pf_ikss_b_from_degree | pf_ikss_c_from_degree | pf_ikss_a_to_degree | pf_ikss_b_to_degree | pf_ikss_c_to_degree | pf_vm_a_from_pu | pf_vm_b_from_pu | pf_vm_c_from_pu | pf_vm_a_to_pu | pf_vm_b_to_pu | pf_vm_c_to_pu | pf_va_a_from_degree | pf_va_b_from_degree | pf_va_c_from_degree | pf_va_a_to_degree | pf_va_b_to_degree | pf_va_c_to_degree
Line0_1_2 | 0 | 0 | 0 | 0 | 0 | 0 | 0 | 0 | 0 | 0 | 0 | 0 | 1.2305e-16 | -1.4366e-09 | -3.9666e-09 | -1.0547e-16 | 1.4366e-09 | 3.9666e-09 | -1.0547e-16 | 4.6273e-09 | -2.4518e-10 | 8.7893e-17 | -4.6273e-09 | 2.4518e-10 | 0 | 0 | 0 | 0 | 0 | 0 | 0.95532 | 0.695 | 0.82622 | 0.95532 | 0.695 | 0.82622 | 1.564e-13 | -135.3123 | 120.9775 | 1.5612e-13 | -135.3123 | 120.9775
Line10_11_12 | 0 | 0 | 0 | 0 | 0 | 0 | 0 | 0 | 0 | 0 | 0 | 0 | 2.8126e-16 | -3.5157e-16 | 8.4377e-16 | -2.1094e-16 | 3.992e-16 | -8.6646e-16 | 8.4982e-31 | 8.5975e-09 | -8.5975e-09 | -7.0314e-17 | -8.5975e-09 | 8.5975e-09 | 0 | 0 | 0 | 0 | 0 | 0 | 0.82272 | 0 | 0.82272 | 0.82272 | 0 | 0.82272 | 1.7312e-13 | -180 | 180 | 1.7877e-13 | -180 | 180
Line11_12_13 | 0 | 0 | 0 | 0 | 0 | 0 | 0 | 0 | 0 | 0 | 0 | 0 | 1.4063e-16 | -3.4438e-16 | 6.0486e-16 | 2.2636e-31 | 3.2081e-16 | -5.2296e-16 | -7.0314e-17 | 7.1646e-09 | -7.1646e-09 | -7.0314e-17 | -7.1646e-09 | 7.1646e-09 | 0 | 0 | 0 | 0 | 0 | 0 | 0.82272 | 0 | 0.82272 | 0.82272 | 0 | 0.82272 | 1.7877e-13 | -180 | 180 | 1.8445e-13 | -180 | 180
Line12_13_15 | 0 | 0 | 0 | 0 | 0 | 0 | 0 | 0 | 0 | 0 | 0 | 0 | -2.1094e-16 | -1.7842e-16 | 4.544e-16 | 2.1094e-16 | 2.0791e-16 | -2.8429e-16 | -6.7907e-31 | 4.2987e-09 | -4.2987e-09 | -7.0314e-17 | -4.2987e-09 | 4.2987e-09 | 0 | 0 | 0 | 0 | 0 | 0 | 0.82272 | 0 | 0.82272 | 0.82272 | 0 | 0.82272 | 1.8445e-13 | -180 | 180 | 1.8838e-13 | -180 | 180
Line13_13_14 | 0 | 0 | 0 | 0 | 0 | 0 | 0 | 0 | 0 | 0 | 0 | 0 | 2.2636e-31 | -2.1182e-16 | 1.0459e-16 | 0 | 7.447e-17 | -1.0132e-16 | -7.0314e-17 | 1.4329e-09 | -1.4329e-09 | 0 | -1.4329e-09 | 1.4329e-09 | 0 | 0 | 0 | 0 | 0 | 0 | 0.82272 | 0 | 0.82272 | 0.82272 | 0 | 0.82272 | 1.8445e-13 | -180 | 180 | 1.8514e-13 | -180 | 180
Line14_15_16 | 0 | 0 | 0 | 0 | 0 | 0 | 0 | 0 | 0 | 0 | 0 | 0 | -7.0314e-17 | -1.6204e-16 | 4.7078e-16 | 7.0314e-17 | 1.3999e-16 | -1.7642e-16 | -2.3118e-31 | 2.8658e-09 | -2.8658e-09 | -7.0314e-17 | -2.8658e-09 | 2.8658e-09 | 0 | 0 | 0 | 0 | 0 | 0 | 0.82272 | 0 | 0.82272 | 0.82272 | 0 | 0.82272 | 1.8838e-13 | -180 | 180 | 1.9115e-13 | -180 | 180
Line15_16_17 | 0 | 0 | 0 | 0 | 0 | 0 | 0 | 0 | 0 | 0 | 0 | 0 | -7.0314e-17 | 5.3054e-17 | 8.8211e-17 | 1.4063e-16 | -1.9041e-16 | -2.2556e-16 | 7.0314e-17 | 1.4329e-09 | -1.4329e-09 | -1.4063e-16 | -1.4329e-09 | 1.4329e-09 | 0 | 0 | 0 | 0 | 0 | 0 | 0.82272 | 0 | 0.82272 | 0.82272 | 0 | 0.82272 | 1.9115e-13 | -180 | 180 | 1.9036e-13 | -180 | 180
Line16_4_18 | 0 | 0 | 0 | 0 | 0 | 0 | 0 | 0 | 0 | 0 | 0 | 0 | -2.6368e-17 | -2.3943e-10 | -6.611e-10 | -8.7893e-18 | 2.3943e-10 | 6.611e-10 | -3.5157e-17 | 7.7122e-10 | -4.0864e-11 | 1.7579e-17 | -7.7122e-10 | 4.0864e-11 | 0 | 0 | 0 | 0 | 0 | 0 | 0.95532 | 0.695 | 0.82622 | 0.95532 | 0.695 | 0.82622 | 1.5522e-13 | -135.3123 | 120.9775 | 1.5444e-13 | -135.3123 | 120.9775
Line17_5_19 | 0 | 0 | 0 | 0 | 0 | 0 | 0 | 0 | 0 | 0 | 0 | 0 | -2.6368e-17 | -2.3943e-10 | -6.611e-10 | -8.7893e-18 | 2.3943e-10 | 6.611e-10 | -3.5157e-17 | 7.7122e-10 | -4.0864e-11 | 1.7579e-17 | -7.7122e-10 | 4.0864e-11 | 0 | 0 | 0 | 0 | 0 | 0 | 0.95532 | 0.695 | 0.82622 | 0.95532 | 0.695 | 0.82622 | 1.5522e-13 | -135.3123 | 120.9775 | 1.5444e-13 | -135.3123 | 120.9775
Line1_1_3 | 0 | 2.5068 | 2.5068 | 0 | 2.5068 | 2.5068 | 0 | 0.57893 | 0.57893 | 0 | 0.57893 | 0.57893 | 2.8126e-16 | 0.47394 | 0.0086903 | -3.1641e-16 | -0.35328 | 0.11197 | 1.7579e-16 | 0.10472 | 0.39802 | -1.7579e-16 | 0.020967 | -0.27233 | 0 | 0 | 0 | 0 | 32.2283 | -147.7717 | 0.95532 | 0.695 | 0.82622 | 0.87439 | 0.3475 | 0.80596 | 1.564e-13 | -135.3123 | 120.9775 | 1.6571e-13 | -151.1682 | 144.5775
Line2_1_4 | 0 | 0 | 0 | 0 | 0 | 0 | 0 | 0 | 0 | 0 | 0 | 0 | 8.7893e-18 | -4.7886e-10 | -1.3222e-09 | 8.7893e-18 | 4.7886e-10 | 1.3222e-09 | -5.2736e-17 | 1.5424e-09 | -8.1728e-11 | 1.7579e-17 | -1.5424e-09 | 8.1728e-11 | 0 | 0 | 0 | 0 | 0 | 0 | 0.95532 | 0.695 | 0.82622 | 0.95532 | 0.695 | 0.82622 | 1.564e-13 | -135.3123 | 120.9775 | 1.5522e-13 | -135.3123 | 120.9775
Line3_1_5 | 0 | 0 | 0 | 0 | 0 | 0 | 0 | 0 | 0 | 0 | 0 | 0 | 8.7893e-18 | -4.7886e-10 | -1.3222e-09 | 8.7893e-18 | 4.7886e-10 | 1.3222e-09 | -5.2736e-17 | 1.5424e-09 | -8.1728e-11 | 1.7579e-17 | -1.5424e-09 | 8.1728e-11 | 0 | 0 | 0 | 0 | 0 | 0 | 0.95532 | 0.695 | 0.82622 | 0.95532 | 0.695 | 0.82622 | 1.564e-13 | -135.3123 | 120.9775 | 1.5522e-13 | -135.3123 | 120.9775
Line4_2_6 | 0 | 0 | 0 | 0 | 0 | 0 | 0 | 0 | 0 | 0 | 0 | 0 | 1.0547e-16 | -1.1971e-09 | -3.3055e-09 | -1.2305e-16 | 1.1971e-09 | 3.3055e-09 | -5.2736e-17 | 3.8561e-09 | -2.0432e-10 | 5.2736e-17 | -3.8561e-09 | 2.0432e-10 | 0 | 0 | 0 | 0 | 0 | 0 | 0.95532 | 0.695 | 0.82622 | 0.95532 | 0.695 | 0.82622 | 1.5612e-13 | -135.3123 | 120.9775 | 1.5566e-13 | -135.3123 | 120.9775
Line5_6_7 | 0 | 0 | 0 | 0 | 0 | 0 | 0 | 0 | 0 | 0 | 0 | 0 | 7.0314e-17 | -9.5772e-10 | -2.6444e-09 | -8.7893e-17 | 9.5772e-10 | 2.6444e-09 | -1.7579e-17 | 3.0849e-09 | -1.6346e-10 | 5.2736e-17 | -3.0849e-09 | 1.6346e-10 | 0 | 0 | 0 | 0 | 0 | 0 | 0.95532 | 0.695 | 0.82622 | 0.95532 | 0.695 | 0.82622 | 1.5566e-13 | -135.3123 | 120.9775 | 1.5542e-13 | -135.3123 | 120.9775
Line6_7_8 | 0 | 0 | 0 | 0 | 0 | 0 | 0 | 0 | 0 | 0 | 0 | 0 | 7.9103e-17 | -7.1829e-10 | -1.9833e-09 | -7.9103e-17 | 7.1829e-10 | 1.9833e-09 | -8.7893e-17 | 2.3137e-09 | -1.2259e-10 | 8.7893e-17 | -2.3137e-09 | 1.2259e-10 | 0 | 0 | 0 | 0 | 0 | 0 | 0.95532 | 0.695 | 0.82622 | 0.95532 | 0.695 | 0.82622 | 1.5542e-13 | -135.3123 | 120.9775 | 1.5397e-13 | -135.3123 | 120.9775
Line7_8_9 | 0 | 0 | 0 | 0 | 0 | 0 | 0 | 0 | 0 | 0 | 0 | 0 | 8.7893e-18 | -2.3943e-10 | -6.611e-10 | -8.7893e-18 | 2.3943e-10 | 6.611e-10 | -3.5157e-17 | 7.7122e-10 | -4.0864e-11 | 5.2736e-17 | -7.7122e-10 | 4.0864e-11 | 0 | 0 | 0 | 0 | 0 | 0 | 0.95532 | 0.695 | 0.82622 | 0.95532 | 0.695 | 0.82622 | 1.5397e-13 | -135.3123 | 120.9775 | 1.5409e-13 | -135.3123 | 120.9775
Line8_8_10 | 0 | 0 | 0 | 0 | 0 | 0 | 0 | 0 | 0 | 0 | 0 | 0 | 1.7579e-17 | -2.3943e-10 | -6.611e-10 | -1.7579e-17 | 2.3943e-10 | 6.611e-10 | 4.724e-32 | 7.7122e-10 | -4.0864e-11 | 1.7579e-17 | -7.7122e-10 | 4.0864e-11 | 0 | 0 | 0 | 0 | 0 | 0 | 0.95532 | 0.695 | 0.82622 | 0.95532 | 0.695 | 0.82622 | 1.5397e-13 | -135.3123 | 120.9775 | 1.5433e-13 | -135.3123 | 120.9775
Line9_3_11 | 0 | 2.5068 | 2.5068 | 0 | 2.5068 | 2.5068 | 0 | 0.57893 | 0.57893 | 0 | 0.57893 | 0.57893 | 4.2188e-16 | 0.35328 | -0.11197 | -4.922e-16 | -0.23262 | 0.23262 | 7.0314e-17 | -0.020967 | 0.27233 | -7.0314e-17 | 0.14665 | -0.14665 | 0 | -147.7717 | 32.2283 | 0 | 32.2283 | -147.7717 | 0.87439 | 0.3475 | 0.80596 | 0.82272 | 0 | 0.82272 | 1.6571e-13 | -151.1682 | 144.5775 | 1.7312e-13 | -180 | 180

## LL_min_10
name | pf_ikss_a_from_ka | pf_ikss_b_from_ka | pf_ikss_c_from_ka | pf_ikss_a_to_ka | pf_ikss_b_to_ka | pf_ikss_c_to_ka | pf_skss_a_from_mw | pf_skss_b_from_mw | pf_skss_c_from_mw | pf_skss_a_to_mw | pf_skss_b_to_mw | pf_skss_c_to_mw | pf_p_a_from_mw | pf_p_b_from_mw | pf_p_c_from_mw | pf_p_a_to_mw | pf_p_b_to_mw | pf_p_c_to_mw | pf_q_a_from_mvar | pf_q_b_from_mvar | pf_q_c_from_mvar | pf_q_a_to_mvar | pf_q_b_to_mvar | pf_q_c_to_mvar | pf_ikss_a_from_degree | pf_ikss_b_from_degree | pf_ikss_c_from_degree | pf_ikss_a_to_degree | pf_ikss_b_to_degree | pf_ikss_c_to_degree | pf_vm_a_from_pu | pf_vm_b_from_pu | pf_vm_c_from_pu | pf_vm_a_to_pu | pf_vm_b_to_pu | pf_vm_c_to_pu | pf_va_a_from_degree | pf_va_b_from_degree | pf_va_c_from_degree | pf_va_a_to_degree | pf_va_b_to_degree | pf_va_c_to_degree
Line0_1_2 | 0 | 0 | 0 | 0 | 0 | 0 | 0 | 0 | 0 | 0 | 0 | 0 | 4.996e-17 | -1.2893e-09 | -3.56e-09 | -6.6613e-17 | 1.2893e-09 | 3.56e-09 | -4.996e-17 | 4.153e-09 | -2.2005e-10 | 6.6613e-17 | -4.153e-09 | 2.2005e-10 | 0 | 0 | 0 | 0 | 0 | 0 | 0.90504 | 0.65842 | 0.78273 | 0.90504 | 0.65842 | 0.78273 | 1.5708e-13 | -135.3123 | 120.9775 | 1.5644e-13 | -135.3123 | 120.9775
Line10_11_12 | 0 | 0 | 0 | 0 | 0 | 0 | 0 | 0 | 0 | 0 | 0 | 0 | 2.6645e-16 | -3.3307e-16 | 6.6613e-16 | -1.9984e-16 | 3.39e-16 | -5.6028e-16 | 8.1677e-31 | 7.7163e-09 | -7.7163e-09 | -6.3228e-31 | -7.7163e-09 | 7.7163e-09 | 0 | 0 | 0 | 0 | 0 | 0 | 0.77942 | 0 | 0.77942 | 0.77942 | 0 | 0.77942 | 1.7563e-13 | -180 | 180 | 1.8128e-13 | -180 | 180
Line11_12_13 | 0 | 0 | 0 | 0 | 0 | 0 | 0 | 0 | 0 | 0 | 0 | 0 | -6.3228e-31 | -3.2136e-16 | 8.4438e-16 | -6.6613e-17 | 4.2817e-16 | -6.3764e-16 | 1.9984e-16 | 6.4302e-09 | -6.4302e-09 | -1.9984e-16 | -6.4302e-09 | 6.4302e-09 | 0 | 0 | 0 | 0 | 0 | 0 | 0.77942 | 0 | 0.77942 | 0.77942 | 0 | 0.77942 | 1.8128e-13 | -180 | 180 | 1.8696e-13 | -180 | 180
Line12_13_15 | 0 | 0 | 0 | 0 | 0 | 0 | 0 | 0 | 0 | 0 | 0 | 0 | -6.6613e-17 | -3.9679e-16 | 3.0265e-16 | 6.6613e-17 | 3.8995e-16 | -2.7619e-16 | -6.6613e-17 | 3.8581e-09 | -3.8581e-09 | 6.6613e-17 | -3.8581e-09 | 3.8581e-09 | 0 | 0 | 0 | 0 | 0 | 0 | 0.77942 | 0 | 0.77942 | 0.77942 | 0 | 0.77942 | 1.8696e-13 | -180 | 180 | 1.9089e-13 | -180 | 180
Line13_13_14 | 0 | 0 | 0 | 0 | 0 | 0 | 0 | 0 | 0 | 0 | 0 | 0 | -6.6613e-17 | -3.2343e-17 | 1.0088e-16 | 6.6613e-17 | 1.019e-16 | 3.5284e-17 | -1.3323e-16 | 1.286e-09 | -1.286e-09 | 6.6613e-17 | -1.286e-09 | 1.286e-09 | 0 | 0 | 0 | 0 | 0 | 0 | 0.77942 | 0 | 0.77942 | 0.77942 | 0 | 0.77942 | 1.8696e-13 | -180 | 180 | 1.8765e-13 | -180 | 180
Line14_15_16 | 0 | 0 | 0 | 0 | 0 | 0 | 0 | 0 | 0 | 0 | 0 | 0 | -1.3323e-16 | 1.7592e-17 | 3.1735e-16 | 1.3323e-16 | -5.8304e-18 | -4.3882e-16 | -4.4386e-31 | 2.5721e-09 | -2.5721e-09 | 6.6613e-17 | -2.5721e-09 | 2.5721e-09 | 0 | 0 | 0 | 0 | 0 | 0 | 0.77942 | 0 | 0.77942 | 0.77942 | 0 | 0.77942 | 1.9089e-13 | -180 | 180 | 1.9366e-13 | -180 | 180
Line15_16_17 | 0 | 0 | 0 | 0 | 0 | 0 | 0 | 0 | 0 | 0 | 0 | 0 | -6.6613e-17 | -2.1358e-16 | 2.1941e-16 | 1.3323e-16 | 1.8321e-16 | -8.3242e-17 | 6.6613e-17 | 1.286e-09 | -1.286e-09 | 4.4846e-31 | -1.286e-09 | 1.286e-09 | 0 | 0 | 0 | 0 | 0 | 0 | 0.77942 | 0 | 0.77942 | 0.77942 | 0 | 0.77942 | 1.9366e-13 | -180 | 180 | 1.9287e-13 | -180 | 180
Line16_4_18 | 0 | 0 | 0 | 0 | 0 | 0 | 0 | 0 | 0 | 0 | 0 | 0 | 2.498e-17 | -2.1489e-10 | -5.9334e-10 | -2.498e-17 | 2.1489e-10 | 5.9334e-10 | -3.3307e-17 | 6.9217e-10 | -3.6676e-11 | 3.3307e-17 | -6.9217e-10 | 3.6676e-11 | 0 | 0 | 0 | 0 | 0 | 0 | 0.90504 | 0.65842 | 0.78273 | 0.90504 | 0.65842 | 0.78273 | 1.559e-13 | -135.3123 | 120.9775 | 1.5512e-13 | -135.3123 | 120.9775
Line17_5_19 | 0 | 0 | 0 | 0 | 0 | 0 | 0 | 0 | 0 | 0 | 0 | 0 | 2.498e-17 | -2.1489e-10 | -5.9334e-10 | -2.498e-17 | 2.1489e-10 | 5.9334e-10 | -3.3307e-17 | 6.9217e-10 | -3.6676e-11 | 3.3307e-17 | -6.9217e-10 | 3.6676e-11 | 0 | 0 | 0 | 0 | 0 | 0 | 0.90504 | 0.65842 | 0.78273 | 0.90504 | 0.65842 | 0.78273 | 1.559e-13 | -135.3123 | 120.9775 | 1.5512e-13 | -135.3123 | 120.9775
Line1_1_3 | 0 | 2.3749 | 2.3749 | 0 | 2.3749 | 2.3749 | 0 | 0.54846 | 0.54846 | 0 | 0.54846 | 0.54846 | 2.3315e-16 | 0.42536 | 0.0077996 | -1.9984e-16 | -0.31707 | 0.10049 | 1.3323e-16 | 0.093984 | 0.35722 | -1.6653e-16 | 0.018818 | -0.24442 | 0 | 0 | 0 | 0 | 32.2283 | -147.7717 | 0.90504 | 0.65842 | 0.78273 | 0.82837 | 0.32921 | 0.76354 | 1.5708e-13 | -135.3123 | 120.9775 | 1.6692e-13 | -151.1682 | 144.5775
Line2_1_4 | 0 | 0 | 0 | 0 | 0 | 0 | 0 | 0 | 0 | 0 | 0 | 0 | -8.3267e-18 | -4.2978e-10 | -1.1867e-09 | 8.3267e-18 | 4.2978e-10 | 1.1867e-09 | -1.6653e-17 | 1.3843e-09 | -7.3352e-11 | 1.6653e-17 | -1.3843e-09 | 7.3352e-11 | 0 | 0 | 0 | 0 | 0 | 0 | 0.90504 | 0.65842 | 0.78273 | 0.90504 | 0.65842 | 0.78273 | 1.5708e-13 | -135.3123 | 120.9775 | 1.559e-13 | -135.3123 | 120.9775
Line3_1_5 | 0 | 0 | 0 | 0 | 0 | 0 | 0 | 0 | 0 | 0 | 0 | 0 | -8.3267e-18 | -4.2978e-10 | -1.1867e-09 | 8.3267e-18 | 4.2978e-10 | 1.1867e-09 | -1.6653e-17 | 1.3843e-09 | -7.3352e-11 | 1.6653e-17 | -1.3843e-09 | 7.3352e-11 | 0 | 0 | 0 | 0 | 0 | 0 | 0.90504 | 0.65842 | 0.78273 | 0.90504 | 0.65842 | 0.78273 | 1.5708e-13 | -135.3123 | 120.9775 | 1.559e-13 | -135.3123 | 120.9775
Line4_2_6 | 0 | 0 | 0 | 0 | 0 | 0 | 0 | 0 | 0 | 0 | 0 | 0 | 8.3267e-17 | -1.0744e-09 | -2.9667e-09 | -9.992e-17 | 1.0744e-09 | 2.9667e-09 | -4.996e-17 | 3.4609e-09 | -1.8338e-10 | 8.3267e-17 | -3.4609e-09 | 1.8338e-10 | 0 | 0 | 0 | 0 | 0 | 0 | 0.90504 | 0.65842 | 0.78273 | 0.90504 | 0.65842 | 0.78273 | 1.5644e-13 | -135.3123 | 120.9775 | 1.5565e-13 | -135.3123 | 120.9775
Line5_6_7 | 0 | 0 | 0 | 0 | 0 | 0 | 0 | 0 | 0 | 0 | 0 | 0 | 8.3267e-17 | -8.5956e-10 | -2.3734e-09 | -4.996e-17 | 8.5956e-10 | 2.3734e-09 | -9.992e-17 | 2.7687e-09 | -1.467e-10 | 1.1657e-16 | -2.7687e-09 | 1.467e-10 | 0 | 0 | 0 | 0 | 0 | 0 | 0.90504 | 0.65842 | 0.78273 | 0.90504 | 0.65842 | 0.78273 | 1.5565e-13 | -135.3123 | 120.9775 | 1.5495e-13 | -135.3123 | 120.9775
Line6_7_8 | 0 | 0 | 0 | 0 | 0 | 0 | 0 | 0 | 0 | 0 | 0 | 0 | 9.1593e-17 | -6.4467e-10 | -1.78e-09 | -1.0825e-16 | 6.4467e-10 | 1.78e-09 | -1.1657e-16 | 2.0765e-09 | -1.1003e-10 | 8.3267e-17 | -2.0765e-09 | 1.1003e-10 | 0 | 0 | 0 | 0 | 0 | 0 | 0.90504 | 0.65842 | 0.78273 | 0.90504 | 0.65842 | 0.78273 | 1.5495e-13 | -135.3123 | 120.9775 | 1.5335e-13 | -135.3123 | 120.9775
Line7_8_9 | 0 | 0 | 0 | 0 | 0 | 0 | 0 | 0 | 0 | 0 | 0 | 0 | -3.3307e-17 | -2.1489e-10 | -5.9334e-10 | 3.3307e-17 | 2.1489e-10 | 5.9334e-10 | -8.9144e-32 | 6.9217e-10 | -3.6676e-11 | 8.921e-32 | -6.9217e-10 | 3.6676e-11 | 0 | 0 | 0 | 0 | 0 | 0 | 0.90504 | 0.65842 | 0.78273 | 0.90504 | 0.65842 | 0.78273 | 1.5335e-13 | -135.3123 | 120.9775 | 1.5346e-13 | -135.3123 | 120.9775
Line8_8_10 | 0 | 0 | 0 | 0 | 0 | 0 | 0 | 0 | 0 | 0 | 0 | 0 | -4.4572e-32 | -2.1489e-10 | -5.9334e-10 | 4.4651e-32 | 2.1489e-10 | 5.9334e-10 | 1.6653e-17 | 6.9217e-10 | -3.6676e-11 | -1.6653e-17 | -6.9217e-10 | 3.6676e-11 | 0 | 0 | 0 | 0 | 0 | 0 | 0.90504 | 0.65842 | 0.78273 | 0.90504 | 0.65842 | 0.78273 | 1.5335e-13 | -135.3123 | 120.9775 | 1.5362e-13 | -135.3123 | 120.9775
Line9_3_11 | 0 | 2.3749 | 2.3749 | 0 | 2.3749 | 2.3749 | 0 | 0.54846 | 0.54846 | 0 | 0.54846 | 0.54846 | 2.6645e-16 | 0.31707 | -0.10049 | -1.3323e-16 | -0.20878 | 0.20878 | 1.3323e-16 | -0.018818 | 0.24442 | -1.9984e-16 | 0.13162 | -0.13162 | 0 | -147.7717 | 32.2283 | 0 | 32.2283 | -147.7717 | 0.82837 | 0.32921 | 0.76354 | 0.77942 | 0 | 0.77942 | 1.6692e-13 | -151.1682 | 144.5775 | 1.7563e-13 | -180 | 180

## LL_min_fault_6
name | pf_ikss_a_from_ka | pf_ikss_b_from_ka | pf_ikss_c_from_ka | pf_ikss_a_to_ka | pf_ikss_b_to_ka | pf_ikss_c_to_ka | pf_skss_a_from_mw | pf_skss_b_from_mw | pf_skss_c_from_mw | pf_skss_a_to_mw | pf_skss_b_to_mw | pf_skss_c_to_mw | pf_p_a_from_mw | pf_p_b_from_mw | pf_p_c_from_mw | pf_p_a_to_mw | pf_p_b_to_mw | pf_p_c_to_mw | pf_q_a_from_mvar | pf_q_b_from_mvar | pf_q_c_from_mvar | pf_q_a_to_mvar | pf_q_b_to_mvar | pf_q_c_to_mvar | pf_ikss_a_from_degree | pf_ikss_b_from_degree | pf_ikss_c_from_degree | pf_ikss_a_to_degree | pf_ikss_b_to_degree | pf_ikss_c_to_degree | pf_vm_a_from_pu | pf_vm_b_from_pu | pf_vm_c_from_pu | pf_vm_a_to_pu | pf_vm_b_to_pu | pf_vm_c_to_pu | pf_va_a_from_degree | pf_va_b_from_degree | pf_va_c_from_degree | pf_va_a_to_degree | pf_va_b_to_degree | pf_va_c_to_degree
Line0_1_2 | 0 | 0 | 0 | 0 | 0 | 0 | 0 | 0 | 0 | 0 | 0 | 0 | 2.5406e-18 | -3.8862e-11 | -1.1288e-10 | -2.5406e-18 | 3.8862e-11 | 1.1288e-10 | -1.0987e-18 | 1.0829e-10 | 1.9912e-11 | 1.648e-18 | -1.0829e-10 | -1.9912e-11 | 0 | 0 | 0 | 0 | 0 | 0 | 0.95056 | 0.94513 | 0.94701 | 0.95056 | 0.94513 | 0.94701 | 2.6435e-15 | -120.3131 | 119.9422 | 2.6081e-15 | -120.3131 | 119.9422
Line10_11_12 | 0 | 0 | 0 | 0 | 0 | 0 | 0 | 0 | 0 | 0 | 0 | 0 | 4.3946e-18 | -2.5961e-10 | -3.378e-10 | -4.3946e-18 | 2.5961e-10 | 3.378e-10 | -2.1973e-18 | 2.4396e-10 | -1.0854e-10 | 1.0987e-18 | -2.4396e-10 | 1.0854e-10 | 0 | 0 | 0 | 0 | 0 | 0 | 0.94705 | 0.93053 | 0.94329 | 0.94705 | 0.93053 | 0.94329 | 2.8756e-15 | -120.7135 | 120.3187 | 2.9255e-15 | -120.7135 | 120.3187
Line11_12_13 | 0 | 0 | 0 | 0 | 0 | 0 | 0 | 0 | 0 | 0 | 0 | 0 | 1.0987e-18 | -2.1634e-10 | -2.815e-10 | -1.0987e-18 | 2.1634e-10 | 2.815e-10 | 2.1973e-18 | 2.033e-10 | -9.0449e-11 | -2.1973e-18 | -2.033e-10 | 9.0449e-11 | 0 | 0 | 0 | 0 | 0 | 0 | 0.94705 | 0.93053 | 0.94329 | 0.94705 | 0.93053 | 0.94329 | 2.9255e-15 | -120.7135 | 120.3187 | 2.9797e-15 | -120.7135 | 120.3187
Line12_13_15 | 0 | 0 | 0 | 0 | 0 | 0 | 0 | 0 | 0 | 0 | 0 | 0 | -3.296e-18 | -1.2981e-10 | -1.689e-10 | 1.0987e-18 | 1.2981e-10 | 1.689e-10 | 1.0987e-18 | 1.2198e-10 | -5.427e-11 | -1.0987e-18 | -1.2198e-10 | 5.427e-11 | 0 | 0 | 0 | 0 | 0 | 0 | 0.94705 | 0.93053 | 0.94329 | 0.94705 | 0.93053 | 0.94329 | 2.9797e-15 | -120.7135 | 120.3187 | 3.0376e-15 | -120.7135 | 120.3187
Line13_13_14 | 0 | 0 | 0 | 0 | 0 | 0 | 0 | 0 | 0 | 0 | 0 | 0 | 5.7136e-35 | -4.3269e-11 | -5.63e-11 | -2.1973e-18 | 4.3269e-11 | 5.63e-11 | -1.0987e-18 | 4.066e-11 | -1.809e-11 | 1.0987e-18 | -4.066e-11 | 1.809e-11 | 0 | 0 | 0 | 0 | 0 | 0 | 0.94705 | 0.93053 | 0.94329 | 0.94705 | 0.93053 | 0.94329 | 2.9797e-15 | -120.7135 | 120.3187 | 2.9913e-15 | -120.7135 | 120.3187
Line14_15_16 | 0 | 0 | 0 | 0 | 0 | 0 | 0 | 0 | 0 | 0 | 0 | 0 | 2.1973e-18 | -8.6538e-11 | -1.126e-10 | -1.0987e-18 | 8.6538e-11 | 1.126e-10 | -2.1973e-18 | 8.1319e-11 | -3.618e-11 | -5.8739e-35 | -8.1319e-11 | 3.618e-11 | 0 | 0 | 0 | 0 | 0 | 0 | 0.94705 | 0.93053 | 0.94329 | 0.94705 | 0.93053 | 0.94329 | 3.0376e-15 | -120.7135 | 120.3187 | 3.0633e-15 | -120.7135 | 120.3187
Line15_16_17 | 0 | 0 | 0 | 0 | 0 | 0 | 0 | 0 | 0 | 0 | 0 | 0 | -2.1973e-18 | -4.3269e-11 | -5.63e-11 | 1.0987e-18 | 4.3269e-11 | 5.63e-11 | -1.1748e-34 | 4.066e-11 | -1.809e-11 | 5.8101e-35 | -4.066e-11 | 1.809e-11 | 0 | 0 | 0 | 0 | 0 | 0 | 0.94705 | 0.93053 | 0.94329 | 0.94705 | 0.93053 | 0.94329 | 3.0633e-15 | -120.7135 | 120.3187 | 3.03e-15 | -120.7135 | 120.3187
Line16_4_18 | 0 | 0 | 0 | 0 | 0 | 0 | 0 | 0 | 0 | 0 | 0 | 0 | -6.18e-19 | -6.477e-12 | -1.8814e-11 | 6.18e-19 | 6.477e-12 | 1.8814e-11 | 1.0987e-18 | 1.8049e-11 | 3.3187e-12 | -1.0987e-18 | -1.8049e-11 | -3.3187e-12 | 0 | 0 | 0 | 0 | 0 | 0 | 0.95056 | 0.94513 | 0.94701 | 0.95056 | 0.94513 | 0.94701 | 2.6084e-15 | -120.3131 | 119.9422 | 2.5883e-15 | -120.3131 | 119.9422
Line17_5_19 | 0 | 0 | 0 | 0 | 0 | 0 | 0 | 0 | 0 | 0 | 0 | 0 | -6.18e-19 | -6.477e-12 | -1.8814e-11 | 6.18e-19 | 6.477e-12 | 1.8814e-11 | 1.0987e-18 | 1.8049e-11 | 3.3187e-12 | -1.0987e-18 | -1.8049e-11 | -3.3187e-12 | 0 | 0 | 0 | 0 | 0 | 0 | 0.95056 | 0.94513 | 0.94701 | 0.95056 | 0.94513 | 0.94701 | 2.6084e-15 | -120.3131 | 119.9422 | 2.5883e-15 | -120.3131 | 119.9422
Line1_1_3 | 0 | 0.052639 | 0.052639 | 0 | 0.052639 | 0.052639 | 0 | 0.012156 | 0.012156 | 0 | 0.012156 | 0.012156 | 8.2399e-18 | 0.011136 | 0.0029316 | -7.6906e-18 | -0.011082 | -0.0028784 | 1.0987e-18 | 0.0029739 | 0.011102 | -1.0987e-18 | -0.0029185 | -0.011047 | 0 | 0 | 0 | 0 | 44.734 | -135.266 | 0.95056 | 0.94513 | 0.94701 | 0.9488 | 0.93783 | 0.94514 | 2.6435e-15 | -120.3131 | 119.9422 | 2.7605e-15 | -120.5122 | 120.1294
Line2_1_4 | 0 | 0 | 0 | 0 | 0 | 0 | 0 | 0 | 0 | 0 | 0 | 0 | 8.9266e-19 | -1.2954e-11 | -3.7627e-11 | -8.9266e-19 | 1.2954e-11 | 3.7627e-11 | 4.1185e-35 | 3.6098e-11 | 6.6374e-12 | -4.0639e-35 | -3.6098e-11 | -6.6374e-12 | 0 | 0 | 0 | 0 | 0 | 0 | 0.95056 | 0.94513 | 0.94701 | 0.95056 | 0.94513 | 0.94701 | 2.6435e-15 | -120.3131 | 119.9422 | 2.6084e-15 | -120.3131 | 119.9422
Line3_1_5 | 0 | 0 | 0 | 0 | 0 | 0 | 0 | 0 | 0 | 0 | 0 | 0 | 8.9266e-19 | -1.2954e-11 | -3.7627e-11 | -8.9266e-19 | 1.2954e-11 | 3.7627e-11 | 4.1185e-35 | 3.6098e-11 | 6.6374e-12 | -4.0639e-35 | -3.6098e-11 | -6.6374e-12 | 0 | 0 | 0 | 0 | 0 | 0 | 0.95056 | 0.94513 | 0.94701 | 0.95056 | 0.94513 | 0.94701 | 2.6435e-15 | -120.3131 | 119.9422 | 2.6084e-15 | -120.3131 | 119.9422
Line4_2_6 | 0 | 0 | 0 | 0 | 0 | 0 | 0 | 0 | 0 | 0 | 0 | 0 | 2.3346e-18 | -3.2385e-11 | -9.4068e-11 | -2.6093e-18 | 3.2385e-11 | 9.4068e-11 | -1.648e-18 | 9.0245e-11 | 1.6593e-11 | 2.7466e-18 | -9.0245e-11 | -1.6593e-11 | 0 | 0 | 0 | 0 | 0 | 0 | 0.95056 | 0.94513 | 0.94701 | 0.95056 | 0.94513 | 0.94701 | 2.6081e-15 | -120.3131 | 119.9422 | 2.5745e-15 | -120.3131 | 119.9422
Line5_6_7 | 0 | 0 | 0 | 0 | 0 | 0 | 0 | 0 | 0 | 0 | 0 | 0 | 2.266e-18 | -2.5908e-11 | -7.5255e-11 | -2.266e-18 | 2.5908e-11 | 7.5255e-11 | -5.4933e-19 | 7.2196e-11 | 1.3275e-11 | 1.648e-18 | -7.2196e-11 | -1.3275e-11 | 0 | 0 | 0 | 0 | 0 | 0 | 0.95056 | 0.94513 | 0.94701 | 0.95056 | 0.94513 | 0.94701 | 2.5745e-15 | -120.3131 | 119.9422 | 2.5519e-15 | -120.3131 | 119.9422
Line6_7_8 | 0 | 0 | 0 | 0 | 0 | 0 | 0 | 0 | 0 | 0 | 0 | 0 | 1.5793e-18 | -1.9431e-11 | -5.6441e-11 | -1.3047e-18 | 1.9431e-11 | 5.6441e-11 | -2.7466e-18 | 5.4147e-11 | 9.9561e-12 | 2.1973e-18 | -5.4147e-11 | -9.9561e-12 | 0 | 0 | 0 | 0 | 0 | 0 | 0.95056 | 0.94513 | 0.94701 | 0.95056 | 0.94513 | 0.94701 | 2.5519e-15 | -120.3131 | 119.9422 | 2.5026e-15 | -120.3131 | 119.9422
Line7_8_9 | 0 | 0 | 0 | 0 | 0 | 0 | 0 | 0 | 0 | 0 | 0 | 0 | 6.8666e-20 | -6.477e-12 | -1.8814e-11 | 2.06e-19 | 6.477e-12 | 1.8814e-11 | 5.4933e-19 | 1.8049e-11 | 3.3187e-12 | -5.4933e-19 | -1.8049e-11 | -3.3187e-12 | 0 | 0 | 0 | 0 | 0 | 0 | 0.95056 | 0.94513 | 0.94701 | 0.95056 | 0.94513 | 0.94701 | 2.5026e-15 | -120.3131 | 119.9422 | 2.5038e-15 | -120.3131 | 119.9422
Line8_8_10 | 0 | 0 | 0 | 0 | 0 | 0 | 0 | 0 | 0 | 0 | 0 | 0 | 1.7167e-18 | -6.477e-12 | -1.8814e-11 | -1.442e-18 | 6.477e-12 | 1.8814e-11 | -5.4933e-19 | 1.8049e-11 | 3.3187e-12 | 5.4933e-19 | -1.8049e-11 | -3.3187e-12 | 0 | 0 | 0 | 0 | 0 | 0 | 0.95056 | 0.94513 | 0.94701 | 0.95056 | 0.94513 | 0.94701 | 2.5026e-15 | -120.3131 | 119.9422 | 2.5019e-15 | -120.3131 | 119.9422
Line9_3_11 | 0 | 0.052639 | 0.052639 | 0 | 0.052639 | 0.052639 | 0 | 0.012156 | 0.012156 | 0 | 0.012156 | 0.012156 | 6.5919e-18 | 0.011082 | 0.0028784 | -5.4933e-18 | -0.011029 | -0.0028252 | 2.1973e-18 | 0.0029185 | 0.011047 | -2.757e-34 | -0.0028631 | -0.010991 | 0 | -135.266 | 44.734 | 0 | 44.734 | -135.266 | 0.9488 | 0.93783 | 0.94514 | 0.94705 | 0.93053 | 0.94329 | 2.7605e-15 | -120.5122 | 120.1294 | 2.8756e-15 | -120.7135 | 120.3187

## LL_min_fault_10
name | pf_ikss_a_from_ka | pf_ikss_b_from_ka | pf_ikss_c_from_ka | pf_ikss_a_to_ka | pf_ikss_b_to_ka | pf_ikss_c_to_ka | pf_skss_a_from_mw | pf_skss_b_from_mw | pf_skss_c_from_mw | pf_skss_a_to_mw | pf_skss_b_to_mw | pf_skss_c_to_mw | pf_p_a_from_mw | pf_p_b_from_mw | pf_p_c_from_mw | pf_p_a_to_mw | pf_p_b_to_mw | pf_p_c_to_mw | pf_q_a_from_mvar | pf_q_b_from_mvar | pf_q_c_from_mvar | pf_q_a_to_mvar | pf_q_b_to_mvar | pf_q_c_to_mvar | pf_ikss_a_from_degree | pf_ikss_b_from_degree | pf_ikss_c_from_degree | pf_ikss_a_to_degree | pf_ikss_b_to_degree | pf_ikss_c_to_degree | pf_vm_a_from_pu | pf_vm_b_from_pu | pf_vm_c_from_pu | pf_vm_a_to_pu | pf_vm_b_to_pu | pf_vm_c_to_pu | pf_va_a_from_degree | pf_va_b_from_degree | pf_va_c_from_degree | pf_va_a_to_degree | pf_va_b_to_degree | pf_va_c_to_degree
Line0_1_2 | 0 | 0 | 0 | 0 | 0 | 0 | 0 | 0 | 0 | 0 | 0 | 0 | 1.8865e-18 | -3.4879e-11 | -1.0131e-10 | -2.4069e-18 | 3.4879e-11 | 1.0131e-10 | -5.2042e-19 | 9.7195e-11 | 1.7871e-11 | 5.2042e-19 | -9.7195e-11 | -1.7871e-11 | 0 | 0 | 0 | 0 | 0 | 0 | 0.90053 | 0.89538 | 0.89717 | 0.90053 | 0.89538 | 0.89717 | 2.6847e-15 | -120.3131 | 119.9422 | 2.6691e-15 | -120.3131 | 119.9422
Line10_11_12 | 0 | 0 | 0 | 0 | 0 | 0 | 0 | 0 | 0 | 0 | 0 | 0 | 3.1225e-18 | -2.33e-10 | -3.0318e-10 | -4.1633e-18 | 2.33e-10 | 3.0318e-10 | 1.0408e-18 | 2.1895e-10 | -9.7415e-11 | -1.0408e-18 | -2.1895e-10 | 9.7415e-11 | 0 | 0 | 0 | 0 | 0 | 0 | 0.8972 | 0.88156 | 0.89364 | 0.8972 | 0.88156 | 0.89364 | 2.9524e-15 | -120.7135 | 120.3187 | 3.0023e-15 | -120.7135 | 120.3187
Line11_12_13 | 0 | 0 | 0 | 0 | 0 | 0 | 0 | 0 | 0 | 0 | 0 | 0 | 1.0408e-18 | -1.9417e-10 | -2.5265e-10 | -4.1633e-18 | 1.9417e-10 | 2.5265e-10 | 5.454e-35 | 1.8246e-10 | -8.1179e-11 | 1.0408e-18 | -1.8246e-10 | 8.1179e-11 | 0 | 0 | 0 | 0 | 0 | 0 | 0.8972 | 0.88156 | 0.89364 | 0.8972 | 0.88156 | 0.89364 | 3.0023e-15 | -120.7135 | 120.3187 | 3.0565e-15 | -120.7135 | 120.3187
Line12_13_15 | 0 | 0 | 0 | 0 | 0 | 0 | 0 | 0 | 0 | 0 | 0 | 0 | -1.0408e-18 | -1.165e-10 | -1.5159e-10 | 1.0408e-18 | 1.165e-10 | 1.5159e-10 | -4.1633e-18 | 1.0948e-10 | -4.8707e-11 | 4.1633e-18 | -1.0948e-10 | 4.8707e-11 | 0 | 0 | 0 | 0 | 0 | 0 | 0.8972 | 0.88156 | 0.89364 | 0.8972 | 0.88156 | 0.89364 | 3.0565e-15 | -120.7135 | 120.3187 | 3.1144e-15 | -120.7135 | 120.3187
Line13_13_14 | 0 | 0 | 0 | 0 | 0 | 0 | 0 | 0 | 0 | 0 | 0 | 0 | -1.0408e-18 | -3.8834e-11 | -5.0529e-11 | 1.0408e-18 | 3.8834e-11 | 5.0529e-11 | -5.5524e-35 | 3.6492e-11 | -1.6236e-11 | 5.5734e-35 | -3.6492e-11 | 1.6236e-11 | 0 | 0 | 0 | 0 | 0 | 0 | 0.8972 | 0.88156 | 0.89364 | 0.8972 | 0.88156 | 0.89364 | 3.0565e-15 | -120.7135 | 120.3187 | 3.0681e-15 | -120.7135 | 120.3187
Line14_15_16 | 0 | 0 | 0 | 0 | 0 | 0 | 0 | 0 | 0 | 0 | 0 | 0 | -2.0817e-18 | -7.7668e-11 | -1.0106e-10 | 1.0408e-18 | 7.7668e-11 | 1.0106e-10 | 2.0817e-18 | 7.2985e-11 | -3.2472e-11 | -2.0817e-18 | -7.2985e-11 | 3.2472e-11 | 0 | 0 | 0 | 0 | 0 | 0 | 0.8972 | 0.88156 | 0.89364 | 0.8972 | 0.88156 | 0.89364 | 3.1144e-15 | -120.7135 | 120.3187 | 3.1401e-15 | -120.7135 | 120.3187
Line15_16_17 | 0 | 0 | 0 | 0 | 0 | 0 | 0 | 0 | 0 | 0 | 0 | 0 | -1.0408e-18 | -3.8834e-11 | -5.0529e-11 | 0 | 3.8834e-11 | 5.0529e-11 | -5.7043e-35 | 3.6492e-11 | -1.6236e-11 | 0 | -3.6492e-11 | 1.6236e-11 | 0 | 0 | 0 | 0 | 0 | 0 | 0.8972 | 0.88156 | 0.89364 | 0.8972 | 0.88156 | 0.89364 | 3.1401e-15 | -120.7135 | 120.3187 | 3.1068e-15 | -120.7135 | 120.3187
Line16_4_18 | 0 | 0 | 0 | 0 | 0 | 0 | 0 | 0 | 0 | 0 | 0 | 0 | -3.2526e-19 | -5.8131e-12 | -1.6885e-11 | 6.5052e-20 | 5.8131e-12 | 1.6885e-11 | 1.0408e-18 | 1.6199e-11 | 2.9785e-12 | 2.9854e-36 | -1.6199e-11 | -2.9785e-12 | 0 | 0 | 0 | 0 | 0 | 0 | 0.90053 | 0.89538 | 0.89717 | 0.90053 | 0.89538 | 0.89717 | 2.6496e-15 | -120.3131 | 119.9422 | 2.6295e-15 | -120.3131 | 119.9422
Line17_5_19 | 0 | 0 | 0 | 0 | 0 | 0 | 0 | 0 | 0 | 0 | 0 | 0 | -3.2526e-19 | -5.8131e-12 | -1.6885e-11 | 6.5052e-20 | 5.8131e-12 | 1.6885e-11 | 1.0408e-18 | 1.6199e-11 | 2.9785e-12 | 2.9854e-36 | -1.6199e-11 | -2.9785e-12 | 0 | 0 | 0 | 0 | 0 | 0 | 0.90053 | 0.89538 | 0.89717 | 0.90053 | 0.89538 | 0.89717 | 2.6496e-15 | -120.3131 | 119.9422 | 2.6295e-15 | -120.3131 | 119.9422
Line1_1_3 | 0 | 0.049869 | 0.049869 | 0 | 0.049869 | 0.049869 | 0 | 0.011517 | 0.011517 | 0 | 0.011517 | 0.011517 | 5.2042e-18 | 0.0099942 | 0.0026311 | -5.2042e-18 | -0.0099465 | -0.0025834 | 3.1225e-18 | 0.0026691 | 0.0099642 | -3.1225e-18 | -0.0026194 | -0.0099144 | 0 | 0 | 0 | 0 | 44.734 | -135.266 | 0.90053 | 0.89538 | 0.89717 | 0.89886 | 0.88847 | 0.8954 | 2.6847e-15 | -120.3131 | 119.9422 | 2.8331e-15 | -120.5122 | 120.1294
Line2_1_4 | 0 | 0 | 0 | 0 | 0 | 0 | 0 | 0 | 0 | 0 | 0 | 0 | -6.5052e-20 | -1.1626e-11 | -3.3771e-11 | -4.5536e-19 | 1.1626e-11 | 3.3771e-11 | -3.0481e-36 | 3.2398e-11 | 5.9571e-12 | -2.1058e-35 | -3.2398e-11 | -5.9571e-12 | 0 | 0 | 0 | 0 | 0 | 0 | 0.90053 | 0.89538 | 0.89717 | 0.90053 | 0.89538 | 0.89717 | 2.6847e-15 | -120.3131 | 119.9422 | 2.6496e-15 | -120.3131 | 119.9422
Line3_1_5 | 0 | 0 | 0 | 0 | 0 | 0 | 0 | 0 | 0 | 0 | 0 | 0 | -6.5052e-20 | -1.1626e-11 | -3.3771e-11 | -4.5536e-19 | 1.1626e-11 | 3.3771e-11 | -3.0481e-36 | 3.2398e-11 | 5.9571e-12 | -2.1058e-35 | -3.2398e-11 | -5.9571e-12 | 0 | 0 | 0 | 0 | 0 | 0 | 0.90053 | 0.89538 | 0.89717 | 0.90053 | 0.89538 | 0.89717 | 2.6847e-15 | -120.3131 | 119.9422 | 2.6496e-15 | -120.3131 | 119.9422
Line4_2_6 | 0 | 0 | 0 | 0 | 0 | 0 | 0 | 0 | 0 | 0 | 0 | 0 | 2.7972e-18 | -2.9066e-11 | -8.4427e-11 | -2.7972e-18 | 2.9066e-11 | 8.4427e-11 | -2.0817e-18 | 8.0996e-11 | 1.4893e-11 | 2.0817e-18 | -8.0996e-11 | -1.4893e-11 | 0 | 0 | 0 | 0 | 0 | 0 | 0.90053 | 0.89538 | 0.89717 | 0.90053 | 0.89538 | 0.89717 | 2.6691e-15 | -120.3131 | 119.9422 | 2.634e-15 | -120.3131 | 119.9422
Line5_6_7 | 0 | 0 | 0 | 0 | 0 | 0 | 0 | 0 | 0 | 0 | 0 | 0 | 1.301e-18 | -2.3253e-11 | -6.7542e-11 | -1.301e-18 | 2.3253e-11 | 6.7542e-11 | -1.5613e-18 | 6.4797e-11 | 1.1914e-11 | 1.5613e-18 | -6.4797e-11 | -1.1914e-11 | 0 | 0 | 0 | 0 | 0 | 0 | 0.90053 | 0.89538 | 0.89717 | 0.90053 | 0.89538 | 0.89717 | 2.634e-15 | -120.3131 | 119.9422 | 2.6059e-15 | -120.3131 | 119.9422
Line6_7_8 | 0 | 0 | 0 | 0 | 0 | 0 | 0 | 0 | 0 | 0 | 0 | 0 | 1.8215e-18 | -1.7439e-11 | -5.0656e-11 | -2.0817e-18 | 1.7439e-11 | 5.0656e-11 | -1.5613e-18 | 4.8598e-11 | 8.9356e-12 | 2.0817e-18 | -4.8598e-11 | -8.9356e-12 | 0 | 0 | 0 | 0 | 0 | 0 | 0.90053 | 0.89538 | 0.89717 | 0.90053 | 0.89538 | 0.89717 | 2.6059e-15 | -120.3131 | 119.9422 | 2.5565e-15 | -120.3131 | 119.9422
Line7_8_9 | 0 | 0 | 0 | 0 | 0 | 0 | 0 | 0 | 0 | 0 | 0 | 0 | -5.2042e-19 | -5.8131e-12 | -1.6885e-11 | 2.6021e-19 | 5.8131e-12 | 1.6885e-11 | -2.322e-35 | 1.6199e-11 | 2.9785e-12 | 5.2042e-19 | -1.6199e-11 | -2.9786e-12 | 0 | 0 | 0 | 0 | 0 | 0 | 0.90053 | 0.89538 | 0.89717 | 0.90053 | 0.89538 | 0.89717 | 2.5565e-15 | -120.3131 | 119.9422 | 2.5576e-15 | -120.3131 | 119.9422
Line8_8_10 | 0 | 0 | 0 | 0 | 0 | 0 | 0 | 0 | 0 | 0 | 0 | 0 | 3.2526e-19 | -5.8131e-12 | -1.6885e-11 | -3.2526e-19 | 5.8131e-12 | 1.6885e-11 | -5.2042e-19 | 1.6199e-11 | 2.9786e-12 | 1.5613e-18 | -1.6199e-11 | -2.9786e-12 | 0 | 0 | 0 | 0 | 0 | 0 | 0.90053 | 0.89538 | 0.89717 | 0.90053 | 0.89538 | 0.89717 | 2.5565e-15 | -120.3131 | 119.9422 | 2.5536e-15 | -120.3131 | 119.9422
Line9_3_11 | 0 | 0.049869 | 0.049869 | 0 | 0.049869 | 0.049869 | 0 | 0.011517 | 0.011517 | 0 | 0.011517 | 0.011517 | 5.2042e-18 | 0.0099465 | 0.0025834 | -5.2042e-18 | -0.0098987 | -0.0025356 | 1.0408e-18 | 0.0026194 | 0.0099144 | -2.6817e-34 | -0.0025697 | -0.0098647 | 0 | -135.266 | 44.734 | 0 | 44.734 | -135.266 | 0.89886 | 0.88847 | 0.8954 | 0.8972 | 0.88156 | 0.89364 | 2.8331e-15 | -120.5122 | 120.1294 | 2.9524e-15 | -120.7135 | 120.3187

## LG_max_6
name | pf_ikss_a_from_ka | pf_ikss_b_from_ka | pf_ikss_c_from_ka | pf_ikss_a_to_ka | pf_ikss_b_to_ka | pf_ikss_c_to_ka | pf_skss_a_from_mw | pf_skss_b_from_mw | pf_skss_c_from_mw | pf_skss_a_to_mw | pf_skss_b_to_mw | pf_skss_c_to_mw | pf_p_a_from_mw | pf_p_b_from_mw | pf_p_c_from_mw | pf_p_a_to_mw | pf_p_b_to_mw | pf_p_c_to_mw | pf_q_a_from_mvar | pf_q_b_from_mvar | pf_q_c_from_mvar | pf_q_a_to_mvar | pf_q_b_to_mvar | pf_q_c_to_mvar | pf_ikss_a_from_degree | pf_ikss_b_from_degree | pf_ikss_c_from_degree | pf_ikss_a_to_degree | pf_ikss_b_to_degree | pf_ikss_c_to_degree | pf_vm_a_from_pu | pf_vm_b_from_pu | pf_vm_c_from_pu | pf_vm_a_to_pu | pf_vm_b_to_pu | pf_vm_c_to_pu | pf_va_a_from_degree | pf_va_b_from_degree | pf_va_c_from_degree | pf_va_a_to_degree | pf_va_b_to_degree | pf_va_c_to_degree
Line0_1_2 | 0 | 0 | 0 | 0 | 0 | 0 | 0 | 0 | 0 | 0 | 0 | 0 | -2.1355e-09 | 3.0108e-08 | -3.4567e-08 | 2.6603e-09 | -2.4855e-08 | 2.8789e-08 | 2.711e-08 | -1.793e-08 | -1.4406e-08 | -2.2893e-08 | 1.5096e-08 | 1.1705e-08 | 0 | 0 | 0 | 0 | 0 | 0 | 0.80798 | 1.05 | 0.89079 | 0.80798 | 1.05 | 0.89079 | -6.4095 | -117.6559 | 115.7431 | -6.4095 | -117.6559 | 115.7431
Line10_11_12 | 0 | 0 | 0 | 0 | 0 | 0 | 0 | 0 | 0 | 0 | 0 | 0 | 6.0016e-21 | 9.4855e-08 | -9.7732e-08 | 1.2124e-15 | -7.8732e-08 | 8.1609e-08 | -7.6864e-21 | -3.1079e-08 | -3.6284e-08 | 1.7587e-15 | 2.6548e-08 | 2.9502e-08 | 0 | 0 | 0 | 0 | 0 | 0 | 0.54401 | 1.05 | 0.56817 | 0.54401 | 1.05 | 0.56817 | 0 | -109.6893 | 108.8197 | 0 | -109.6893 | 108.8197
Line11_12_13 | 0 | 0 | 0 | 0 | 0 | 0 | 0 | 0 | 0 | 0 | 0 | 0 | -1.2655e-15 | 7.9046e-08 | -8.1443e-08 | 1.7539e-15 | -6.2923e-08 | 6.5321e-08 | -1.6885e-15 | -2.5899e-08 | -3.0236e-08 | 2.5824e-15 | 2.1369e-08 | 2.3454e-08 | 0 | 0 | 0 | 0 | 0 | 0 | 0.54401 | 1.05 | 0.56817 | 0.54401 | 1.05 | 0.56817 | 0 | -109.6893 | 108.8197 | 0 | -109.6893 | 108.8197
Line12_13_15 | 0 | 0 | 0 | 0 | 0 | 0 | 0 | 0 | 0 | 0 | 0 | 0 | -1.3878e-15 | 4.7427e-08 | -4.8866e-08 | 1.0497e-15 | -3.1305e-08 | 3.2743e-08 | -1.8407e-15 | -1.5539e-08 | -1.8142e-08 | 1.693e-15 | 1.1009e-08 | 1.136e-08 | 0 | 0 | 0 | 0 | 0 | 0 | 0.54401 | 1.05 | 0.56817 | 0.54401 | 1.05 | 0.56817 | 0 | -109.6893 | 108.8197 | 0 | -109.6893 | 108.8197
Line13_13_14 | 0 | 0 | 0 | 0 | 0 | 0 | 0 | 0 | 0 | 0 | 0 | 0 | -4.6259e-16 | 1.5809e-08 | -1.6289e-08 | -1.0018e-16 | 3.1368e-10 | 1.6587e-10 | -6.1357e-16 | -5.1798e-09 | -6.0473e-09 | 1.3679e-16 | 6.493e-10 | -7.3464e-10 | 0 | 0 | 0 | 0 | 0 | 0 | 0.54401 | 1.05 | 0.56817 | 0.54401 | 1.05 | 0.56817 | 0 | -109.6893 | 108.8197 | 0 | -109.6893 | 108.8197
Line14_15_16 | 0 | 0 | 0 | 0 | 0 | 0 | 0 | 0 | 0 | 0 | 0 | 0 | -1.1697e-15 | 3.1618e-08 | -3.2577e-08 | 5.2987e-16 | -1.5495e-08 | 1.6455e-08 | -1.5316e-15 | -1.036e-08 | -1.2095e-08 | 1.0386e-15 | 5.8291e-09 | 5.3126e-09 | 0 | 0 | 0 | 0 | 0 | 0 | 0.54401 | 1.05 | 0.56817 | 0.54401 | 1.05 | 0.56817 | 0 | -109.6893 | 108.8197 | 0 | -109.6893 | 108.8197
Line15_16_17 | 0 | 0 | 0 | 0 | 0 | 0 | 0 | 0 | 0 | 0 | 0 | 0 | -6.6344e-16 | 1.5809e-08 | -1.6289e-08 | -1.3729e-16 | 3.1368e-10 | 1.6587e-10 | -8.5618e-16 | -5.1798e-09 | -6.0473e-09 | 1.9105e-16 | 6.493e-10 | -7.3464e-10 | 0 | 0 | 0 | 0 | 0 | 0 | 0.54401 | 1.05 | 0.56817 | 0.54401 | 1.05 | 0.56817 | 0 | -109.6893 | 108.8197 | 0 | -109.6893 | 108.8197
Line16_4_18 | 0 | 0 | 0 | 0 | 0 | 0 | 0 | 0 | 0 | 0 | 0 | 0 | -3.5592e-10 | 5.018e-09 | -5.7611e-09 | 8.8074e-10 | 2.3518e-10 | -1.6927e-11 | 4.5183e-09 | -2.9883e-09 | -2.4011e-09 | -3.011e-10 | 1.5494e-10 | -3.005e-10 | 0 | 0 | 0 | 0 | 0 | 0 | 0.80798 | 1.05 | 0.89079 | 0.80798 | 1.05 | 0.89079 | -6.4095 | -117.6559 | 115.7431 | -6.4095 | -117.6559 | 115.7431
Line17_5_19 | 0 | 0 | 0 | 0 | 0 | 0 | 0 | 0 | 0 | 0 | 0 | 0 | -3.5592e-10 | 5.018e-09 | -5.7611e-09 | 8.8074e-10 | 2.3518e-10 | -1.6927e-11 | 4.5183e-09 | -2.9883e-09 | -2.4011e-09 | -3.011e-10 | 1.5494e-10 | -3.005e-10 | 0 | 0 | 0 | 0 | 0 | 0 | 0.80798 | 1.05 | 0.89079 | 0.80798 | 1.05 | 0.89079 | -6.4095 | -117.6559 | 115.7431 | -6.4095 | -117.6559 | 115.7431
Line1_1_3 | 4.3413 | 0 | 0 | 4.3413 | 0 | 0 | 1.0026 | 0 | 0 | 1.0026 | 0 | 0 | 0.31411 | 1.1412e-07 | -1.2139e-07 | -0.15706 | -1.0695e-07 | 1.1223e-07 | 0.62823 | -5.6737e-08 | -6.1758e-08 | -0.31411 | 4.4447e-08 | 4.9004e-08 | 0 | 0 | 0 | 110.1555 | 0 | 0 | 0.80798 | 1.05 | 0.89079 | 0.64459 | 1.05 | 0.70659 | -6.4095 | -117.6559 | 115.7431 | -6.4095 | -113.7589 | 112.3961
Line2_1_4 | 0 | 0 | 0 | 0 | 0 | 0 | 0 | 0 | 0 | 0 | 0 | 0 | -7.1184e-10 | 1.0036e-08 | -1.1522e-08 | 1.2367e-09 | -4.7828e-09 | 5.7442e-09 | 9.0366e-09 | -5.9765e-09 | -4.8021e-09 | -4.8194e-09 | 3.1432e-09 | 2.1006e-09 | 0 | 0 | 0 | 0 | 0 | 0 | 0.80798 | 1.05 | 0.89079 | 0.80798 | 1.05 | 0.89079 | -6.4095 | -117.6559 | 115.7431 | -6.4095 | -117.6559 | 115.7431
Line3_1_5 | 0 | 0 | 0 | 0 | 0 | 0 | 0 | 0 | 0 | 0 | 0 | 0 | -7.1184e-10 | 1.0036e-08 | -1.1522e-08 | 1.2367e-09 | -4.7828e-09 | 5.7442e-09 | 9.0366e-09 | -5.9765e-09 | -4.8021e-09 | -4.8194e-09 | 3.1432e-09 | 2.1006e-09 | 0 | 0 | 0 | 0 | 0 | 0 | 0.80798 | 1.05 | 0.89079 | 0.80798 | 1.05 | 0.89079 | -6.4095 | -117.6559 | 115.7431 | -6.4095 | -117.6559 | 115.7431
Line4_2_6 | 0 | 0 | 0 | 0 | 0 | 0 | 0 | 0 | 0 | 0 | 0 | 0 | -1.7796e-09 | 2.509e-08 | -2.8805e-08 | 2.3044e-09 | -1.9837e-08 | 2.3027e-08 | 2.2591e-08 | -1.4941e-08 | -1.2005e-08 | -1.8374e-08 | 1.2108e-08 | 9.3038e-09 | 0 | 0 | 0 | 0 | 0 | 0 | 0.80798 | 1.05 | 0.89079 | 0.80798 | 1.05 | 0.89079 | -6.4095 | -117.6559 | 115.7431 | -6.4095 | -117.6559 | 115.7431
Line5_6_7 | 0 | 0 | 0 | 0 | 0 | 0 | 0 | 0 | 0 | 0 | 0 | 0 | -1.4237e-09 | 2.0072e-08 | -2.3044e-08 | 1.9485e-09 | -1.4819e-08 | 1.7266e-08 | 1.8073e-08 | -1.1953e-08 | -9.6042e-09 | -1.3856e-08 | 9.1197e-09 | 6.9027e-09 | 0 | 0 | 0 | 0 | 0 | 0 | 0.80798 | 1.05 | 0.89079 | 0.80798 | 1.05 | 0.89079 | -6.4095 | -117.6559 | 115.7431 | -6.4095 | -117.6559 | 115.7431
Line6_7_8 | 0 | 0 | 0 | 0 | 0 | 0 | 0 | 0 | 0 | 0 | 0 | 0 | -1.0678e-09 | 1.5054e-08 | -1.7283e-08 | 1.5926e-09 | -9.8009e-09 | 1.1505e-08 | 1.3555e-08 | -8.9648e-09 | -7.2032e-09 | -9.3377e-09 | 6.1314e-09 | 4.5016e-09 | 0 | 0 | 0 | 0 | 0 | 0 | 0.80798 | 1.05 | 0.89079 | 0.80798 | 1.05 | 0.89079 | -6.4095 | -117.6559 | 115.7431 | -6.4095 | -117.6559 | 115.7431
Line7_8_9 | 0 | 0 | 0 | 0 | 0 | 0 | 0 | 0 | 0 | 0 | 0 | 0 | -3.5592e-10 | 5.018e-09 | -5.7611e-09 | 8.8074e-10 | 2.3518e-10 | -1.6927e-11 | 4.5183e-09 | -2.9883e-09 | -2.4011e-09 | -3.011e-10 | 1.5494e-10 | -3.005e-10 | 0 | 0 | 0 | 0 | 0 | 0 | 0.80798 | 1.05 | 0.89079 | 0.80798 | 1.05 | 0.89079 | -6.4095 | -117.6559 | 115.7431 | -6.4095 | -117.6559 | 115.7431
Line8_8_10 | 0 | 0 | 0 | 0 | 0 | 0 | 0 | 0 | 0 | 0 | 0 | 0 | -3.5592e-10 | 5.018e-09 | -5.7611e-09 | 8.8074e-10 | 2.3519e-10 | -1.6927e-11 | 4.5183e-09 | -2.9883e-09 | -2.4011e-09 | -3.011e-10 | 1.5494e-10 | -3.005e-10 | 0 | 0 | 0 | 0 | 0 | 0 | 0.80798 | 1.05 | 0.89079 | 0.80798 | 1.05 | 0.89079 | -6.4095 | -117.6559 | 115.7431 | -6.4095 | -117.6559 | 115.7431
Line9_3_11 | 4.3413 | 0 | 0 | 4.3413 | 0 | 0 | 1.0026 | 0 | 0 | 1.0026 | 0 | 0 | 0.15706 | 1.0724e-07 | -1.1214e-07 | -2.7996e-15 | -9.4541e-08 | 9.7898e-08 | 0.31411 | -4.4045e-08 | -4.9522e-08 | 8.8295e-14 | 3.1728e-08 | 3.5549e-08 | -69.8445 | 0 | 0 | 110.1555 | 0 | 0 | 0.64459 | 1.05 | 0.70659 | 0.54401 | 1.05 | 0.56817 | -6.4095 | -113.7589 | 112.3961 | 0 | -109.6893 | 108.8197

## LG_max_10
name | pf_ikss_a_from_ka | pf_ikss_b_from_ka | pf_ikss_c_from_ka | pf_ikss_a_to_ka | pf_ikss_b_to_ka | pf_ikss_c_to_ka | pf_skss_a_from_mw | pf_skss_b_from_mw | pf_skss_c_from_mw | pf_skss_a_to_mw | pf_skss_b_to_mw | pf_skss_c_to_mw | pf_p_a_from_mw | pf_p_b_from_mw | pf_p_c_from_mw | pf_p_a_to_mw | pf_p_b_to_mw | pf_p_c_to_mw | pf_q_a_from_mvar | pf_q_b_from_mvar | pf_q_c_from_mvar | pf_q_a_to_mvar | pf_q_b_to_mvar | pf_q_c_to_mvar | pf_ikss_a_from_degree | pf_ikss_b_from_degree | pf_ikss_c_from_degree | pf_ikss_a_to_degree | pf_ikss_b_to_degree | pf_ikss_c_to_degree | pf_vm_a_from_pu | pf_vm_b_from_pu | pf_vm_c_from_pu | pf_vm_a_to_pu | pf_vm_b_to_pu | pf_vm_c_to_pu | pf_va_a_from_degree | pf_va_b_from_degree | pf_va_c_from_degree | pf_va_a_to_degree | pf_va_b_to_degree | pf_va_c_to_degree
Line0_1_2 | 0 | 0 | 0 | 0 | 0 | 0 | 0 | 0 | 0 | 0 | 0 | 0 | -2.3772e-09 | 3.4112e-08 | -3.9095e-08 | 2.9618e-09 | -2.8162e-08 | 3.256e-08 | 3.0198e-08 | -2.0081e-08 | -1.635e-08 | -2.55e-08 | 1.691e-08 | 1.3285e-08 | 0 | 0 | 0 | 0 | 0 | 0 | 0.83907 | 1.1 | 0.92799 | 0.83907 | 1.1 | 0.92799 | -6.6082 | -117.5664 | 115.6126 | -6.6082 | -117.5664 | 115.6126
Line10_11_12 | 0 | 0 | 0 | 0 | 0 | 0 | 0 | 0 | 0 | 0 | 0 | 0 | -2.4355e-20 | 1.041e-07 | -1.0725e-07 | 1.3324e-15 | -8.6402e-08 | 8.9558e-08 | 6.7964e-21 | -3.3886e-08 | -4.0063e-08 | 1.9339e-15 | 2.895e-08 | 3.2578e-08 | 0 | 0 | 0 | 0 | 0 | 0 | 0.56953 | 1.1 | 0.59563 | 0.56953 | 1.1 | 0.59563 | 0 | -109.7051 | 108.8082 | 0 | -109.7051 | 108.8082
Line11_12_13 | 0 | 0 | 0 | 0 | 0 | 0 | 0 | 0 | 0 | 0 | 0 | 0 | -1.3907e-15 | 8.6749e-08 | -8.9379e-08 | 1.9276e-15 | -6.9052e-08 | 7.1682e-08 | -1.8567e-15 | -2.8239e-08 | -3.3386e-08 | 2.8397e-15 | 2.3302e-08 | 2.5901e-08 | 0 | 0 | 0 | 0 | 0 | 0 | 0.56953 | 1.1 | 0.59563 | 0.56953 | 1.1 | 0.59563 | 0 | -109.7051 | 108.8082 | 0 | -109.7051 | 108.8082
Line12_13_15 | 0 | 0 | 0 | 0 | 0 | 0 | 0 | 0 | 0 | 0 | 0 | 0 | -1.525e-15 | 5.2049e-08 | -5.3627e-08 | 1.1538e-15 | -3.4353e-08 | 3.5931e-08 | -2.0241e-15 | -1.6943e-08 | -2.0031e-08 | 1.8618e-15 | 1.2007e-08 | 1.2547e-08 | 0 | 0 | 0 | 0 | 0 | 0 | 0.56953 | 1.1 | 0.59563 | 0.56953 | 1.1 | 0.59563 | 0 | -109.7051 | 108.8082 | 0 | -109.7051 | 108.8082
Line13_13_14 | 0 | 0 | 0 | 0 | 0 | 0 | 0 | 0 | 0 | 0 | 0 | 0 | -5.0833e-16 | 1.735e-08 | -1.7876e-08 | -1.0982e-16 | 3.4666e-10 | 1.7938e-10 | -6.747e-16 | -5.6477e-09 | -6.6771e-09 | 1.5047e-16 | 7.1105e-10 | -8.0763e-10 | 0 | 0 | 0 | 0 | 0 | 0 | 0.56953 | 1.1 | 0.59563 | 0.56953 | 1.1 | 0.59563 | 0 | -109.7051 | 108.8082 | 0 | -109.7051 | 108.8082
Line14_15_16 | 0 | 0 | 0 | 0 | 0 | 0 | 0 | 0 | 0 | 0 | 0 | 0 | -1.2853e-15 | 3.4699e-08 | -3.5752e-08 | 5.8262e-16 | -1.7003e-08 | 1.8055e-08 | -1.6842e-15 | -1.1295e-08 | -1.3354e-08 | 1.1421e-15 | 6.3588e-09 | 5.8695e-09 | 0 | 0 | 0 | 0 | 0 | 0 | 0.56953 | 1.1 | 0.59563 | 0.56953 | 1.1 | 0.59563 | 0 | -109.7051 | 108.8082 | 0 | -109.7051 | 108.8082
Line15_16_17 | 0 | 0 | 0 | 0 | 0 | 0 | 0 | 0 | 0 | 0 | 0 | 0 | -7.2904e-16 | 1.735e-08 | -1.7876e-08 | -1.5049e-16 | 3.4666e-10 | 1.7938e-10 | -9.4152e-16 | -5.6477e-09 | -6.6771e-09 | 2.1015e-16 | 7.1105e-10 | -8.0763e-10 | 0 | 0 | 0 | 0 | 0 | 0 | 0.56953 | 1.1 | 0.59563 | 0.56953 | 1.1 | 0.59563 | 0 | -109.7051 | 108.8082 | 0 | -109.7051 | 108.8082
Line16_4_18 | 0 | 0 | 0 | 0 | 0 | 0 | 0 | 0 | 0 | 0 | 0 | 0 | -3.962e-10 | 5.6854e-09 | -6.5158e-09 | 9.8082e-10 | 2.6464e-10 | -1.8792e-11 | 5.033e-09 | -3.3468e-09 | -2.7249e-09 | -3.3531e-10 | 1.762e-10 | -3.3984e-10 | 0 | 0 | 0 | 0 | 0 | 0 | 0.83907 | 1.1 | 0.92799 | 0.83907 | 1.1 | 0.92799 | -6.6082 | -117.5664 | 115.6126 | -6.6082 | -117.5664 | 115.6126
Line17_5_19 | 0 | 0 | 0 | 0 | 0 | 0 | 0 | 0 | 0 | 0 | 0 | 0 | -3.962e-10 | 5.6854e-09 | -6.5158e-09 | 9.8082e-10 | 2.6464e-10 | -1.8792e-11 | 5.033e-09 | -3.3468e-09 | -2.7249e-09 | -3.3531e-10 | 1.762e-10 | -3.3984e-10 | 0 | 0 | 0 | 0 | 0 | 0 | 0.83907 | 1.1 | 0.92799 | 0.83907 | 1.1 | 0.92799 | -6.6082 | -117.5664 | 115.6126 | -6.6082 | -117.5664 | 115.6126
Line1_1_3 | 4.4766 | 0 | 0 | 4.4766 | 0 | 0 | 1.0338 | 0 | 0 | 1.0338 | 0 | 0 | 0.334 | 1.2543e-07 | -1.3341e-07 | -0.167 | -1.1741e-07 | 1.2321e-07 | 0.668 | -6.1773e-08 | -6.7855e-08 | -0.334 | 4.8401e-08 | 5.3926e-08 | 0 | 0 | 0 | 109.9569 | 0 | 0 | 0.83907 | 1.1 | 0.92799 | 0.67199 | 1.1 | 0.73848 | -6.6082 | -117.5664 | 115.6126 | -6.6082 | -113.7186 | 112.3218
Line2_1_4 | 0 | 0 | 0 | 0 | 0 | 0 | 0 | 0 | 0 | 0 | 0 | 0 | -7.9241e-10 | 1.1371e-08 | -1.3032e-08 | 1.377e-09 | -5.4207e-09 | 6.497e-09 | 1.0066e-08 | -6.6936e-09 | -5.4499e-09 | -5.3683e-09 | 3.523e-09 | 2.3851e-09 | 0 | 0 | 0 | 0 | 0 | 0 | 0.83907 | 1.1 | 0.92799 | 0.83907 | 1.1 | 0.92799 | -6.6082 | -117.5664 | 115.6126 | -6.6082 | -117.5664 | 115.6126
Line3_1_5 | 0 | 0 | 0 | 0 | 0 | 0 | 0 | 0 | 0 | 0 | 0 | 0 | -7.9241e-10 | 1.1371e-08 | -1.3032e-08 | 1.377e-09 | -5.4207e-09 | 6.497e-09 | 1.0066e-08 | -6.6936e-09 | -5.4499e-09 | -5.3683e-09 | 3.523e-09 | 2.3851e-09 | 0 | 0 | 0 | 0 | 0 | 0 | 0.83907 | 1.1 | 0.92799 | 0.83907 | 1.1 | 0.92799 | -6.6082 | -117.5664 | 115.6126 | -6.6082 | -117.5664 | 115.6126
Line4_2_6 | 0 | 0 | 0 | 0 | 0 | 0 | 0 | 0 | 0 | 0 | 0 | 0 | -1.981e-09 | 2.8427e-08 | -3.2579e-08 | 2.5656e-09 | -2.2477e-08 | 2.6044e-08 | 2.5165e-08 | -1.6734e-08 | -1.3625e-08 | -2.0467e-08 | 1.3563e-08 | 1.056e-08 | 0 | 0 | 0 | 0 | 0 | 0 | 0.83907 | 1.1 | 0.92799 | 0.83907 | 1.1 | 0.92799 | -6.6082 | -117.5664 | 115.6126 | -6.6082 | -117.5664 | 115.6126
Line5_6_7 | 0 | 0 | 0 | 0 | 0 | 0 | 0 | 0 | 0 | 0 | 0 | 0 | -1.5848e-09 | 2.2741e-08 | -2.6063e-08 | 2.1694e-09 | -1.6791e-08 | 1.9529e-08 | 2.0132e-08 | -1.3387e-08 | -1.09e-08 | -1.5434e-08 | 1.0217e-08 | 7.835e-09 | 0 | 0 | 0 | 0 | 0 | 0 | 0.83907 | 1.1 | 0.92799 | 0.83907 | 1.1 | 0.92799 | -6.6082 | -117.5664 | 115.6126 | -6.6082 | -117.5664 | 115.6126
Line6_7_8 | 0 | 0 | 0 | 0 | 0 | 0 | 0 | 0 | 0 | 0 | 0 | 0 | -1.1886e-09 | 1.7056e-08 | -1.9547e-08 | 1.7732e-09 | -1.1106e-08 | 1.3013e-08 | 1.5099e-08 | -1.004e-08 | -8.1748e-09 | -1.0401e-08 | 6.8698e-09 | 5.1101e-09 | 0 | 0 | 0 | 0 | 0 | 0 | 0.83907 | 1.1 | 0.92799 | 0.83907 | 1.1 | 0.92799 | -6.6082 | -117.5664 | 115.6126 | -6.6082 | -117.5664 | 115.6126
Line7_8_9 | 0 | 0 | 0 | 0 | 0 | 0 | 0 | 0 | 0 | 0 | 0 | 0 | -3.9621e-10 | 5.6854e-09 | -6.5158e-09 | 9.8082e-10 | 2.6464e-10 | -1.8793e-11 | 5.033e-09 | -3.3468e-09 | -2.7249e-09 | -3.3531e-10 | 1.762e-10 | -3.3984e-10 | 0 | 0 | 0 | 0 | 0 | 0 | 0.83907 | 1.1 | 0.92799 | 0.83907 | 1.1 | 0.92799 | -6.6082 | -117.5664 | 115.6126 | -6.6082 | -117.5664 | 115.6126
Line8_8_10 | 0 | 0 | 0 | 0 | 0 | 0 | 0 | 0 | 0 | 0 | 0 | 0 | -3.9621e-10 | 5.6854e-09 | -6.5158e-09 | 9.8082e-10 | 2.6464e-10 | -1.8793e-11 | 5.033e-09 | -3.3468e-09 | -2.7249e-09 | -3.3531e-10 | 1.762e-10 | -3.3984e-10 | 0 | 0 | 0 | 0 | 0 | 0 | 0.83907 | 1.1 | 0.92799 | 0.83907 | 1.1 | 0.92799 | -6.6082 | -117.5664 | 115.6126 | -6.6082 | -117.5664 | 115.6126
Line9_3_11 | 4.4766 | 0 | 0 | 4.4766 | 0 | 0 | 1.0338 | 0 | 0 | 1.0338 | 0 | 0 | 0.167 | 1.1774e-07 | -1.2312e-07 | 1.3972e-13 | -1.0375e-07 | 1.0743e-07 | 0.334 | -4.7958e-08 | -5.45e-08 | -1.7675e-13 | 3.4597e-08 | 3.9255e-08 | -70.0431 | 0 | 0 | 109.9569 | 0 | 0 | 0.67199 | 1.1 | 0.73848 | 0.56953 | 1.1 | 0.59563 | -6.6082 | -113.7186 | 112.3218 | 0 | -109.7051 | 108.8082

## LG_max_fault_6
name | pf_ikss_a_from_ka | pf_ikss_b_from_ka | pf_ikss_c_from_ka | pf_ikss_a_to_ka | pf_ikss_b_to_ka | pf_ikss_c_to_ka | pf_skss_a_from_mw | pf_skss_b_from_mw | pf_skss_c_from_mw | pf_skss_a_to_mw | pf_skss_b_to_mw | pf_skss_c_to_mw | pf_p_a_from_mw | pf_p_b_from_mw | pf_p_c_from_mw | pf_p_a_to_mw | pf_p_b_to_mw | pf_p_c_to_mw | pf_q_a_from_mvar | pf_q_b_from_mvar | pf_q_c_from_mvar | pf_q_a_to_mvar | pf_q_b_to_mvar | pf_q_c_to_mvar | pf_ikss_a_from_degree | pf_ikss_b_from_degree | pf_ikss_c_from_degree | pf_ikss_a_to_degree | pf_ikss_b_to_degree | pf_ikss_c_to_degree | pf_vm_a_from_pu | pf_vm_b_from_pu | pf_vm_c_from_pu | pf_vm_a_to_pu | pf_vm_b_to_pu | pf_vm_c_to_pu | pf_va_a_from_degree | pf_va_b_from_degree | pf_va_c_from_degree | pf_va_a_to_degree | pf_va_b_to_degree | pf_va_c_to_degree
Line0_1_2 | 0 | 0 | 0 | 0 | 0 | 0 | 0 | 0 | 0 | 0 | 0 | 0 | 7.6278e-11 | 1.5633e-10 | -2.9314e-10 | -5.487e-11 | -1.2793e-10 | 2.4334e-10 | 3.0971e-10 | -2.4795e-10 | -1.1239e-11 | -2.647e-10 | 2.0689e-10 | 7.2062e-12 | 0 | 0 | 0 | 0 | 0 | 0 | 1.048 | 1.05 | 1.0493 | 1.048 | 1.05 | 1.0493 | -0.093787 | -119.9963 | 119.9694 | -0.093787 | -119.9963 | 119.9694
Line10_11_12 | 0 | 0 | 0 | 0 | 0 | 0 | 0 | 0 | 0 | 0 | 0 | 0 | 1.3896e-10 | 5.2352e-10 | -8.6625e-10 | -8.7233e-11 | -4.3078e-10 | 7.2178e-10 | 8.9421e-10 | -6.9635e-10 | -1.0334e-10 | -7.584e-10 | 5.8337e-10 | 7.9816e-11 | 0 | 0 | 0 | 0 | 0 | 0 | 1.0443 | 1.05 | 1.0468 | 1.0443 | 1.05 | 1.0468 | -0.18881 | -119.9563 | 119.9107 | -0.18881 | -119.9563 | 119.9107
Line11_12_13 | 0 | 0 | 0 | 0 | 0 | 0 | 0 | 0 | 0 | 0 | 0 | 0 | 1.158e-10 | 4.3627e-10 | -7.2188e-10 | -6.4074e-11 | -3.4352e-10 | 5.7741e-10 | 7.4517e-10 | -5.8029e-10 | -8.6118e-11 | -6.0936e-10 | 4.6731e-10 | 6.2593e-11 | 0 | 0 | 0 | 0 | 0 | 0 | 1.0443 | 1.05 | 1.0468 | 1.0443 | 1.05 | 1.0468 | -0.18881 | -119.9563 | 119.9107 | -0.18881 | -119.9563 | 119.9107
Line12_13_15 | 0 | 0 | 0 | 0 | 0 | 0 | 0 | 0 | 0 | 0 | 0 | 0 | 6.948e-11 | 2.6176e-10 | -4.3313e-10 | -1.7754e-11 | -1.6902e-10 | 2.8866e-10 | 4.471e-10 | -3.4817e-10 | -5.1671e-11 | -3.1129e-10 | 2.3519e-10 | 2.8145e-11 | 0 | 0 | 0 | 0 | 0 | 0 | 1.0443 | 1.05 | 1.0468 | 1.0443 | 1.05 | 1.0468 | -0.18881 | -119.9563 | 119.9107 | -0.18881 | -119.9563 | 119.9107
Line13_13_14 | 0 | 0 | 0 | 0 | 0 | 0 | 0 | 0 | 0 | 0 | 0 | 0 | 2.316e-11 | 8.7253e-11 | -1.4438e-10 | 2.8566e-11 | 5.489e-12 | -9.2527e-14 | 1.4903e-10 | -1.1606e-10 | -1.7224e-11 | -1.3226e-11 | 3.0793e-12 | -6.3018e-12 | 0 | 0 | 0 | 0 | 0 | 0 | 1.0443 | 1.05 | 1.0468 | 1.0443 | 1.05 | 1.0468 | -0.18881 | -119.9563 | 119.9107 | -0.18881 | -119.9563 | 119.9107
Line14_15_16 | 0 | 0 | 0 | 0 | 0 | 0 | 0 | 0 | 0 | 0 | 0 | 0 | 4.632e-11 | 1.7451e-10 | -2.8875e-10 | 5.4061e-12 | -8.1764e-11 | 1.4428e-10 | 2.9807e-10 | -2.3212e-10 | -3.4447e-11 | -1.6226e-10 | 1.1914e-10 | 1.0922e-11 | 0 | 0 | 0 | 0 | 0 | 0 | 1.0443 | 1.05 | 1.0468 | 1.0443 | 1.05 | 1.0468 | -0.18881 | -119.9563 | 119.9107 | -0.18881 | -119.9563 | 119.9107
Line15_16_17 | 0 | 0 | 0 | 0 | 0 | 0 | 0 | 0 | 0 | 0 | 0 | 0 | 2.316e-11 | 8.7253e-11 | -1.4438e-10 | 2.8566e-11 | 5.489e-12 | -9.2529e-14 | 1.4903e-10 | -1.1606e-10 | -1.7224e-11 | -1.3226e-11 | 3.0793e-12 | -6.3017e-12 | 0 | 0 | 0 | 0 | 0 | 0 | 1.0443 | 1.05 | 1.0468 | 1.0443 | 1.05 | 1.0468 | -0.18881 | -119.9563 | 119.9107 | -0.18881 | -119.9563 | 119.9107
Line16_4_18 | 0 | 0 | 0 | 0 | 0 | 0 | 0 | 0 | 0 | 0 | 0 | 0 | 1.2713e-11 | 2.6054e-11 | -4.8857e-11 | 8.6945e-12 | 2.3412e-12 | -9.4592e-13 | 5.1619e-11 | -4.1326e-11 | -1.8732e-12 | -6.6029e-12 | 2.6182e-13 | -2.1596e-12 | 0 | 0 | 0 | 0 | 0 | 0 | 1.048 | 1.05 | 1.0493 | 1.048 | 1.05 | 1.0493 | -0.093787 | -119.9963 | 119.9694 | -0.093787 | -119.9963 | 119.9694
Line17_5_19 | 0 | 0 | 0 | 0 | 0 | 0 | 0 | 0 | 0 | 0 | 0 | 0 | 1.2713e-11 | 2.6054e-11 | -4.8857e-11 | 8.6945e-12 | 2.3412e-12 | -9.4592e-13 | 5.1619e-11 | -4.1326e-11 | -1.8732e-12 | -6.6029e-12 | 2.6182e-13 | -2.1596e-12 | 0 | 0 | 0 | 0 | 0 | 0 | 1.048 | 1.05 | 1.0493 | 1.048 | 1.05 | 1.0493 | -0.093787 | -119.9963 | 119.9694 | -0.093787 | -119.9963 | 119.9694
Line1_1_3 | 0.034049 | 0 | 0 | 0.034049 | 0 | 0 | 0.0078632 | 0 | 0 | 0.0078632 | 0 | 0 | 0.0058159 | 6.3516e-10 | -1.06e-09 | -0.0058062 | -5.9073e-10 | 9.8649e-10 | 0.0058352 | -8.562e-10 | -1.2143e-10 | -0.0058159 | 7.966e-10 | 1.1197e-10 | 0 | 0 | 0 | 134.8112 | 0 | 0 | 1.048 | 1.05 | 1.0493 | 1.0462 | 1.05 | 1.0481 | -0.093787 | -119.9963 | 119.9694 | -0.14118 | -119.9763 | 119.94
Line2_1_4 | 0 | 0 | 0 | 0 | 0 | 0 | 0 | 0 | 0 | 0 | 0 | 0 | 2.5426e-11 | 5.2109e-11 | -9.7714e-11 | -4.0185e-12 | -2.3713e-11 | 4.7911e-11 | 1.0324e-10 | -8.2651e-11 | -3.7463e-12 | -5.8221e-11 | 4.1588e-11 | -2.8648e-13 | 0 | 0 | 0 | 0 | 0 | 0 | 1.048 | 1.05 | 1.0493 | 1.048 | 1.05 | 1.0493 | -0.093787 | -119.9963 | 119.9694 | -0.093787 | -119.9963 | 119.9694
Line3_1_5 | 0 | 0 | 0 | 0 | 0 | 0 | 0 | 0 | 0 | 0 | 0 | 0 | 2.5426e-11 | 5.2109e-11 | -9.7714e-11 | -4.0185e-12 | -2.3713e-11 | 4.7911e-11 | 1.0324e-10 | -8.2651e-11 | -3.7463e-12 | -5.8221e-11 | 4.1588e-11 | -2.8648e-13 | 0 | 0 | 0 | 0 | 0 | 0 | 1.048 | 1.05 | 1.0493 | 1.048 | 1.05 | 1.0493 | -0.093787 | -119.9963 | 119.9694 | -0.093787 | -119.9963 | 119.9694
Line4_2_6 | 0 | 0 | 0 | 0 | 0 | 0 | 0 | 0 | 0 | 0 | 0 | 0 | 6.3565e-11 | 1.3027e-10 | -2.4429e-10 | -4.2157e-11 | -1.0188e-10 | 1.9448e-10 | 2.5809e-10 | -2.0663e-10 | -9.3659e-12 | -2.1308e-10 | 1.6556e-10 | 5.3331e-12 | 0 | 0 | 0 | 0 | 0 | 0 | 1.048 | 1.05 | 1.0493 | 1.048 | 1.05 | 1.0493 | -0.093787 | -119.9963 | 119.9694 | -0.093787 | -119.9963 | 119.9694
Line5_6_7 | 0 | 0 | 0 | 0 | 0 | 0 | 0 | 0 | 0 | 0 | 0 | 0 | 5.0852e-11 | 1.0422e-10 | -1.9543e-10 | -2.9444e-11 | -7.5822e-11 | 1.4563e-10 | 2.0647e-10 | -1.653e-10 | -7.4927e-12 | -1.6146e-10 | 1.2424e-10 | 3.4599e-12 | 0 | 0 | 0 | 0 | 0 | 0 | 1.048 | 1.05 | 1.0493 | 1.048 | 1.05 | 1.0493 | -0.093787 | -119.9963 | 119.9694 | -0.093787 | -119.9963 | 119.9694
Line6_7_8 | 0 | 0 | 0 | 0 | 0 | 0 | 0 | 0 | 0 | 0 | 0 | 0 | 3.8139e-11 | 7.8163e-11 | -1.4657e-10 | -1.6731e-11 | -4.9768e-11 | 9.6768e-11 | 1.5486e-10 | -1.2398e-10 | -5.6195e-12 | -1.0984e-10 | 8.2913e-11 | 1.5867e-12 | 0 | 0 | 0 | 0 | 0 | 0 | 1.048 | 1.05 | 1.0493 | 1.048 | 1.05 | 1.0493 | -0.093787 | -119.9963 | 119.9694 | -0.093787 | -119.9963 | 119.9694
Line7_8_9 | 0 | 0 | 0 | 0 | 0 | 0 | 0 | 0 | 0 | 0 | 0 | 0 | 1.2713e-11 | 2.6054e-11 | -4.8857e-11 | 8.6945e-12 | 2.3412e-12 | -9.4592e-13 | 5.1619e-11 | -4.1326e-11 | -1.8732e-12 | -6.6029e-12 | 2.6182e-13 | -2.1596e-12 | 0 | 0 | 0 | 0 | 0 | 0 | 1.048 | 1.05 | 1.0493 | 1.048 | 1.05 | 1.0493 | -0.093787 | -119.9963 | 119.9694 | -0.093787 | -119.9963 | 119.9694
Line8_8_10 | 0 | 0 | 0 | 0 | 0 | 0 | 0 | 0 | 0 | 0 | 0 | 0 | 1.2713e-11 | 2.6054e-11 | -4.8857e-11 | 8.6945e-12 | 2.3412e-12 | -9.4592e-13 | 5.1619e-11 | -4.1326e-11 | -1.8732e-12 | -6.6029e-12 | 2.6182e-13 | -2.1596e-12 | 0 | 0 | 0 | 0 | 0 | 0 | 1.048 | 1.05 | 1.0493 | 1.048 | 1.05 | 1.0493 | -0.093787 | -119.9963 | 119.9694 | -0.093787 | -119.9963 | 119.9694
Line9_3_11 | 0.034049 | 0 | 0 | 0.034049 | 0 | 0 | 0.0078632 | 0 | 0 | 0.0078632 | 0 | 0 | 0.0058062 | 5.9464e-10 | -9.87e-10 | -0.0057965 | -5.1803e-10 | 8.6616e-10 | 0.0058159 | -7.9493e-10 | -1.162e-10 | -0.0057965 | 6.9943e-10 | 9.704e-11 | -45.1888 | 0 | 0 | 134.8112 | 0 | 0 | 1.0462 | 1.05 | 1.0481 | 1.0443 | 1.05 | 1.0468 | -0.14118 | -119.9763 | 119.94 | -0.18881 | -119.9563 | 119.9107

## LG_max_fault_10
name | pf_ikss_a_from_ka | pf_ikss_b_from_ka | pf_ikss_c_from_ka | pf_ikss_a_to_ka | pf_ikss_b_to_ka | pf_ikss_c_to_ka | pf_skss_a_from_mw | pf_skss_b_from_mw | pf_skss_c_from_mw | pf_skss_a_to_mw | pf_skss_b_to_mw | pf_skss_c_to_mw | pf_p_a_from_mw | pf_p_b_from_mw | pf_p_c_from_mw | pf_p_a_to_mw | pf_p_b_to_mw | pf_p_c_to_mw | pf_q_a_from_mvar | pf_q_b_from_mvar | pf_q_c_from_mvar | pf_q_a_to_mvar | pf_q_b_to_mvar | pf_q_c_to_mvar | pf_ikss_a_from_degree | pf_ikss_b_from_degree | pf_ikss_c_from_degree | pf_ikss_a_to_degree | pf_ikss_b_to_degree | pf_ikss_c_to_degree | pf_vm_a_from_pu | pf_vm_b_from_pu | pf_vm_c_from_pu | pf_vm_a_to_pu | pf_vm_b_to_pu | pf_vm_c_to_pu | pf_va_a_from_degree | pf_va_b_from_degree | pf_va_c_from_degree | pf_va_a_to_degree | pf_va_b_to_degree | pf_va_c_to_degree
Line0_1_2 | 0 | 0 | 0 | 0 | 0 | 0 | 0 | 0 | 0 | 0 | 0 | 0 | 8.77e-11 | 1.7975e-10 | -3.3702e-10 | -6.3091e-11 | -1.471e-10 | 2.7976e-10 | 3.5601e-10 | -2.8503e-10 | -1.2949e-11 | -3.0426e-10 | 2.3783e-10 | 8.3097e-12 | 0 | 0 | 0 | 0 | 0 | 0 | 1.0979 | 1.1 | 1.0993 | 1.0979 | 1.1 | 1.0993 | -0.098215 | -119.9961 | 119.968 | -0.098215 | -119.9961 | 119.968
Line10_11_12 | 0 | 0 | 0 | 0 | 0 | 0 | 0 | 0 | 0 | 0 | 0 | 0 | 1.5649e-10 | 5.8273e-10 | -9.6594e-10 | -9.8611e-11 | -4.7947e-10 | 8.048e-10 | 9.9728e-10 | -7.7704e-10 | -1.1404e-10 | -8.4592e-10 | 6.5092e-10 | 8.8007e-11 | 0 | 0 | 0 | 0 | 0 | 0 | 1.094 | 1.1 | 1.0966 | 1.094 | 1.1 | 1.0966 | -0.19323 | -119.9561 | 119.9093 | -0.19323 | -119.9561 | 119.9093
Line11_12_13 | 0 | 0 | 0 | 0 | 0 | 0 | 0 | 0 | 0 | 0 | 0 | 0 | 1.304e-10 | 4.8561e-10 | -8.0495e-10 | -7.253e-11 | -3.8235e-10 | 6.4381e-10 | 8.3107e-10 | -6.4753e-10 | -9.5033e-11 | -6.7971e-10 | 5.2142e-10 | 6.9e-11 | 0 | 0 | 0 | 0 | 0 | 0 | 1.094 | 1.1 | 1.0966 | 1.094 | 1.1 | 1.0966 | -0.19323 | -119.9561 | 119.9093 | -0.19323 | -119.9561 | 119.9093
Line12_13_15 | 0 | 0 | 0 | 0 | 0 | 0 | 0 | 0 | 0 | 0 | 0 | 0 | 7.8243e-11 | 2.9137e-10 | -4.8297e-10 | -2.0368e-11 | -1.881e-10 | 3.2183e-10 | 4.9864e-10 | -3.8852e-10 | -5.702e-11 | -3.4728e-10 | 2.624e-10 | 3.0987e-11 | 0 | 0 | 0 | 0 | 0 | 0 | 1.094 | 1.1 | 1.0966 | 1.094 | 1.1 | 1.0966 | -0.19323 | -119.9561 | 119.9093 | -0.19323 | -119.9561 | 119.9093
Line13_13_14 | 0 | 0 | 0 | 0 | 0 | 0 | 0 | 0 | 0 | 0 | 0 | 0 | 2.6081e-11 | 9.7122e-11 | -1.6099e-10 | 3.1794e-11 | 6.1438e-12 | -1.5043e-13 | 1.6621e-10 | -1.2951e-10 | -1.9007e-11 | -1.4855e-11 | 3.3927e-12 | -7.0267e-12 | 0 | 0 | 0 | 0 | 0 | 0 | 1.094 | 1.1 | 1.0966 | 1.094 | 1.1 | 1.0966 | -0.19323 | -119.9561 | 119.9093 | -0.19323 | -119.9561 | 119.9093
Line14_15_16 | 0 | 0 | 0 | 0 | 0 | 0 | 0 | 0 | 0 | 0 | 0 | 0 | 5.2162e-11 | 1.9424e-10 | -3.2198e-10 | 5.7127e-12 | -9.0979e-11 | 1.6084e-10 | 3.3243e-10 | -2.5901e-10 | -3.8013e-11 | -1.8107e-10 | 1.329e-10 | 1.198e-11 | 0 | 0 | 0 | 0 | 0 | 0 | 1.094 | 1.1 | 1.0966 | 1.094 | 1.1 | 1.0966 | -0.19323 | -119.9561 | 119.9093 | -0.19323 | -119.9561 | 119.9093
Line15_16_17 | 0 | 0 | 0 | 0 | 0 | 0 | 0 | 0 | 0 | 0 | 0 | 0 | 2.6081e-11 | 9.7122e-11 | -1.6099e-10 | 3.1794e-11 | 6.1438e-12 | -1.5043e-13 | 1.6621e-10 | -1.2951e-10 | -1.9007e-11 | -1.4855e-11 | 3.3927e-12 | -7.0266e-12 | 0 | 0 | 0 | 0 | 0 | 0 | 1.094 | 1.1 | 1.0966 | 1.094 | 1.1 | 1.0966 | -0.19323 | -119.9561 | 119.9093 | -0.19323 | -119.9561 | 119.9093
Line16_4_18 | 0 | 0 | 0 | 0 | 0 | 0 | 0 | 0 | 0 | 0 | 0 | 0 | 1.4617e-11 | 2.9958e-11 | -5.6169e-11 | 9.9919e-12 | 2.6899e-12 | -1.0871e-12 | 5.9335e-11 | -4.7506e-11 | -2.1582e-12 | -7.5881e-12 | 3.0059e-13 | -2.4812e-12 | 0 | 0 | 0 | 0 | 0 | 0 | 1.0979 | 1.1 | 1.0993 | 1.0979 | 1.1 | 1.0993 | -0.098215 | -119.9961 | 119.968 | -0.098215 | -119.9961 | 119.968
Line17_5_19 | 0 | 0 | 0 | 0 | 0 | 0 | 0 | 0 | 0 | 0 | 0 | 0 | 1.4617e-11 | 2.9958e-11 | -5.6169e-11 | 9.9919e-12 | 2.6899e-12 | -1.0871e-12 | 5.9335e-11 | -4.7506e-11 | -2.1582e-12 | -7.5881e-12 | 3.0059e-13 | -2.4812e-12 | 0 | 0 | 0 | 0 | 0 | 0 | 1.0979 | 1.1 | 1.0993 | 1.0979 | 1.1 | 1.0993 | -0.098215 | -119.9961 | 119.968 | -0.098215 | -119.9961 | 119.968
Line1_1_3 | 0.035666 | 0 | 0 | 0.035666 | 0 | 0 | 0.0082368 | 0 | 0 | 0.0082368 | 0 | 0 | 0.0063816 | 7.0798e-10 | -1.1837e-09 | -0.006371 | -6.5773e-10 | 1.1004e-09 | 0.0064028 | -9.5678e-10 | -1.3411e-10 | -0.0063816 | 8.8923e-10 | 1.2351e-10 | 0 | 0 | 0 | 134.8068 | 0 | 0 | 1.0979 | 1.1 | 1.0993 | 1.0959 | 1.1 | 1.0979 | -0.098215 | -119.9961 | 119.968 | -0.14561 | -119.9761 | 119.9386
Line2_1_4 | 0 | 0 | 0 | 0 | 0 | 0 | 0 | 0 | 0 | 0 | 0 | 0 | 2.9233e-11 | 5.9916e-11 | -1.1234e-10 | -4.6247e-12 | -2.7268e-11 | 5.5082e-11 | 1.1867e-10 | -9.5012e-11 | -4.3163e-12 | -6.6923e-11 | 4.7806e-11 | -3.2304e-13 | 0 | 0 | 0 | 0 | 0 | 0 | 1.0979 | 1.1 | 1.0993 | 1.0979 | 1.1 | 1.0993 | -0.098215 | -119.9961 | 119.968 | -0.098215 | -119.9961 | 119.968
Line3_1_5 | 0 | 0 | 0 | 0 | 0 | 0 | 0 | 0 | 0 | 0 | 0 | 0 | 2.9233e-11 | 5.9916e-11 | -1.1234e-10 | -4.6247e-12 | -2.7268e-11 | 5.5082e-11 | 1.1867e-10 | -9.5012e-11 | -4.3163e-12 | -6.6923e-11 | 4.7806e-11 | -3.2304e-13 | 0 | 0 | 0 | 0 | 0 | 0 | 1.0979 | 1.1 | 1.0993 | 1.0979 | 1.1 | 1.0993 | -0.098215 | -119.9961 | 119.968 | -0.098215 | -119.9961 | 119.968
Line4_2_6 | 0 | 0 | 0 | 0 | 0 | 0 | 0 | 0 | 0 | 0 | 0 | 0 | 7.3083e-11 | 1.4979e-10 | -2.8085e-10 | -4.8475e-11 | -1.1714e-10 | 2.2359e-10 | 2.9668e-10 | -2.3753e-10 | -1.0791e-11 | -2.4493e-10 | 1.9032e-10 | 6.1515e-12 | 0 | 0 | 0 | 0 | 0 | 0 | 1.0979 | 1.1 | 1.0993 | 1.0979 | 1.1 | 1.0993 | -0.098215 | -119.9961 | 119.968 | -0.098215 | -119.9961 | 119.968
Line5_6_7 | 0 | 0 | 0 | 0 | 0 | 0 | 0 | 0 | 0 | 0 | 0 | 0 | 5.8467e-11 | 1.1983e-10 | -2.2468e-10 | -3.3858e-11 | -8.7184e-11 | 1.6742e-10 | 2.3734e-10 | -1.9002e-10 | -8.6327e-12 | -1.8559e-10 | 1.4282e-10 | 3.9933e-12 | 0 | 0 | 0 | 0 | 0 | 0 | 1.0979 | 1.1 | 1.0993 | 1.0979 | 1.1 | 1.0993 | -0.098215 | -119.9961 | 119.968 | -0.098215 | -119.9961 | 119.968
Line6_7_8 | 0 | 0 | 0 | 0 | 0 | 0 | 0 | 0 | 0 | 0 | 0 | 0 | 4.385e-11 | 8.9874e-11 | -1.6851e-10 | -1.9241e-11 | -5.7226e-11 | 1.1125e-10 | 1.7801e-10 | -1.4252e-10 | -6.4745e-12 | -1.2626e-10 | 9.5312e-11 | 1.8351e-12 | 0 | 0 | 0 | 0 | 0 | 0 | 1.0979 | 1.1 | 1.0993 | 1.0979 | 1.1 | 1.0993 | -0.098215 | -119.9961 | 119.968 | -0.098215 | -119.9961 | 119.968
Line7_8_9 | 0 | 0 | 0 | 0 | 0 | 0 | 0 | 0 | 0 | 0 | 0 | 0 | 1.4617e-11 | 2.9958e-11 | -5.6169e-11 | 9.9919e-12 | 2.6899e-12 | -1.0871e-12 | 5.9335e-11 | -4.7506e-11 | -2.1582e-12 | -7.5881e-12 | 3.0059e-13 | -2.4812e-12 | 0 | 0 | 0 | 0 | 0 | 0 | 1.0979 | 1.1 | 1.0993 | 1.0979 | 1.1 | 1.0993 | -0.098215 | -119.9961 | 119.968 | -0.098215 | -119.9961 | 119.968
Line8_8_10 | 0 | 0 | 0 | 0 | 0 | 0 | 0 | 0 | 0 | 0 | 0 | 0 | 1.4617e-11 | 2.9958e-11 | -5.6169e-11 | 9.9919e-12 | 2.6899e-12 | -1.0871e-12 | 5.9335e-11 | -4.7506e-11 | -2.1582e-12 | -7.5881e-12 | 3.0059e-13 | -2.4812e-12 | 0 | 0 | 0 | 0 | 0 | 0 | 1.0979 | 1.1 | 1.0993 | 1.0979 | 1.1 | 1.0993 | -0.098215 | -119.9961 | 119.968 | -0.098215 | -119.9961 | 119.968
Line9_3_11 | 0.035666 | 0 | 0 | 0.035666 | 0 | 0 | 0.0082368 | 0 | 0 | 0.0082368 | 0 | 0 | 0.006371 | 6.6215e-10 | -1.101e-09 | -0.0063604 | -5.7659e-10 | 9.6579e-10 | 0.0063816 | -8.8738e-10 | -1.2826e-10 | -0.0063604 | 7.8043e-10 | 1.0701e-10 | -45.1932 | 0 | 0 | 134.8068 | 0 | 0 | 1.0959 | 1.1 | 1.0979 | 1.094 | 1.1 | 1.0966 | -0.14561 | -119.9761 | 119.9386 | -0.19323 | -119.9561 | 119.9093

## LG_min_6
name | pf_ikss_a_from_ka | pf_ikss_b_from_ka | pf_ikss_c_from_ka | pf_ikss_a_to_ka | pf_ikss_b_to_ka | pf_ikss_c_to_ka | pf_skss_a_from_mw | pf_skss_b_from_mw | pf_skss_c_from_mw | pf_skss_a_to_mw | pf_skss_b_to_mw | pf_skss_c_to_mw | pf_p_a_from_mw | pf_p_b_from_mw | pf_p_c_from_mw | pf_p_a_to_mw | pf_p_b_to_mw | pf_p_c_to_mw | pf_q_a_from_mvar | pf_q_b_from_mvar | pf_q_c_from_mvar | pf_q_a_to_mvar | pf_q_b_to_mvar | pf_q_c_to_mvar | pf_ikss_a_from_degree | pf_ikss_b_from_degree | pf_ikss_c_from_degree | pf_ikss_a_to_degree | pf_ikss_b_to_degree | pf_ikss_c_to_degree | pf_vm_a_from_pu | pf_vm_b_from_pu | pf_vm_c_from_pu | pf_vm_a_to_pu | pf_vm_b_to_pu | pf_vm_c_to_pu | pf_va_a_from_degree | pf_va_b_from_degree | pf_va_c_from_degree | pf_va_a_to_degree | pf_va_b_to_degree | pf_va_c_to_degree
Line0_1_2 | 0 | 0 | 0 | 0 | 0 | 0 | 0 | 0 | 0 | 0 | 0 | 0 | 4.8983e-09 | 1.8572e-08 | -2.7973e-08 | -3.4683e-09 | -1.5278e-08 | 2.3249e-08 | 2.1637e-08 | -1.8431e-08 | -5.0183e-09 | -1.8479e-08 | 1.5429e-08 | 3.9617e-09 | 0 | 0 | 0 | 0 | 0 | 0 | 0.74105 | 0.95 | 0.85884 | 0.74105 | 0.95 | 0.85884 | -10.7223 | -118.706 | 116.2451 | -10.7223 | -118.706 | 116.2451
Line10_11_12 | 0 | 0 | 0 | 0 | 0 | 0 | 0 | 0 | 0 | 0 | 0 | 0 | 1.5397e-20 | 7.8754e-08 | -8.1096e-08 | 1.7309e-15 | -6.538e-08 | 6.7723e-08 | -3.2763e-21 | -2.6831e-08 | -2.9779e-08 | 1.3619e-15 | 2.2884e-08 | 2.4231e-08 | 0 | 0 | 0 | 0 | 0 | 0 | 0.49437 | 0.95 | 0.51334 | 0.49437 | 0.95 | 0.51334 | 0 | -109.8704 | 109.1072 | 0 | -109.8704 | 109.1072
Line11_12_13 | 0 | 0 | 0 | 0 | 0 | 0 | 0 | 0 | 0 | 0 | 0 | 0 | -1.7626e-15 | 6.5628e-08 | -6.758e-08 | 2.5153e-15 | -5.2255e-08 | 5.4207e-08 | -1.2777e-15 | -2.236e-08 | -2.4816e-08 | 2.0073e-15 | 1.8412e-08 | 1.9268e-08 | 0 | 0 | 0 | 0 | 0 | 0 | 0.49437 | 0.95 | 0.51334 | 0.49437 | 0.95 | 0.51334 | 0 | -109.8704 | 109.1072 | 0 | -109.8704 | 109.1072
Line12_13_15 | 0 | 0 | 0 | 0 | 0 | 0 | 0 | 0 | 0 | 0 | 0 | 0 | -1.9294e-15 | 3.9377e-08 | -4.0548e-08 | 1.5494e-15 | -2.6004e-08 | 2.7175e-08 | -1.3903e-15 | -1.3416e-08 | -1.489e-08 | 1.3451e-15 | 9.4684e-09 | 9.3411e-09 | 0 | 0 | 0 | 0 | 0 | 0 | 0.49437 | 0.95 | 0.51334 | 0.49437 | 0.95 | 0.51334 | 0 | -109.8704 | 109.1072 | 0 | -109.8704 | 109.1072
Line13_13_14 | 0 | 0 | 0 | 0 | 0 | 0 | 0 | 0 | 0 | 0 | 0 | 0 | -6.4313e-16 | 1.3126e-08 | -1.3516e-08 | -5.8337e-17 | 2.4776e-10 | 1.4264e-10 | -4.6345e-16 | -4.4719e-09 | -4.9632e-09 | 1.6303e-16 | 5.2458e-10 | -5.8527e-10 | 0 | 0 | 0 | 0 | 0 | 0 | 0.49437 | 0.95 | 0.51334 | 0.49437 | 0.95 | 0.51334 | 0 | -109.8704 | 109.1072 | 0 | -109.8704 | 109.1072
Line14_15_16 | 0 | 0 | 0 | 0 | 0 | 0 | 0 | 0 | 0 | 0 | 0 | 0 | -1.6199e-15 | 2.6251e-08 | -2.7032e-08 | 8.371e-16 | -1.2878e-08 | 1.3659e-08 | -1.1522e-15 | -8.9438e-09 | -9.9264e-09 | 8.5846e-16 | 4.9965e-09 | 4.3779e-09 | 0 | 0 | 0 | 0 | 0 | 0 | 0.49437 | 0.95 | 0.51334 | 0.49437 | 0.95 | 0.51334 | 0 | -109.8704 | 109.1072 | 0 | -109.8704 | 109.1072
Line15_16_17 | 0 | 0 | 0 | 0 | 0 | 0 | 0 | 0 | 0 | 0 | 0 | 0 | -9.1489e-16 | 1.3126e-08 | -1.3516e-08 | -7.8892e-17 | 2.4776e-10 | 1.4264e-10 | -6.4108e-16 | -4.4719e-09 | -4.9632e-09 | 2.269e-16 | 5.2458e-10 | -5.8527e-10 | 0 | 0 | 0 | 0 | 0 | 0 | 0.49437 | 0.95 | 0.51334 | 0.49437 | 0.95 | 0.51334 | 0 | -109.8704 | 109.1072 | 0 | -109.8704 | 109.1072
Line16_4_18 | 0 | 0 | 0 | 0 | 0 | 0 | 0 | 0 | 0 | 0 | 0 | 0 | 8.1638e-10 | 3.0954e-09 | -4.6622e-09 | 6.1354e-10 | 1.9862e-10 | -6.1719e-11 | 3.6062e-09 | -3.0718e-09 | -8.3638e-10 | -4.4808e-10 | 6.9917e-11 | -2.2022e-10 | 0 | 0 | 0 | 0 | 0 | 0 | 0.74105 | 0.95 | 0.85884 | 0.74105 | 0.95 | 0.85884 | -10.7223 | -118.706 | 116.2451 | -10.7223 | -118.706 | 116.2451
Line17_5_19 | 0 | 0 | 0 | 0 | 0 | 0 | 0 | 0 | 0 | 0 | 0 | 0 | 8.1638e-10 | 3.0954e-09 | -4.6622e-09 | 6.1354e-10 | 1.9862e-10 | -6.1719e-11 | 3.6062e-09 | -3.0718e-09 | -8.3638e-10 | -4.4808e-10 | 6.9917e-11 | -2.2022e-10 | 0 | 0 | 0 | 0 | 0 | 0 | 0.74105 | 0.95 | 0.85884 | 0.74105 | 0.95 | 0.85884 | -10.7223 | -118.706 | 116.2451 | -10.7223 | -118.706 | 116.2451
Line1_1_3 | 3.4556 | 0 | 0 | 3.4556 | 0 | 0 | 0.79803 | 0 | 0 | 0.79803 | 0 | 0 | 0.38211 | 9.2274e-08 | -1.0205e-07 | -0.19105 | -8.7875e-08 | 9.3752e-08 | 0.39803 | -5.0042e-08 | -5.0836e-08 | -0.19901 | 3.8732e-08 | 4.0585e-08 | 0 | 0 | 0 | 123.1085 | 0 | 0 | 0.74105 | 0.95 | 0.85884 | 0.5826 | 0.95 | 0.66573 | -10.7223 | -118.706 | 116.2451 | -10.7223 | -114.3707 | 112.8231
Line2_1_4 | 0 | 0 | 0 | 0 | 0 | 0 | 0 | 0 | 0 | 0 | 0 | 0 | 1.6328e-09 | 6.1908e-09 | -9.3244e-09 | -2.0284e-10 | -2.8968e-09 | 4.6005e-09 | 7.2124e-09 | -6.1436e-09 | -1.6728e-09 | -4.0543e-09 | 3.1417e-09 | 6.1616e-10 | 0 | 0 | 0 | 0 | 0 | 0 | 0.74105 | 0.95 | 0.85884 | 0.74105 | 0.95 | 0.85884 | -10.7223 | -118.706 | 116.2451 | -10.7223 | -118.706 | 116.2451
Line3_1_5 | 0 | 0 | 0 | 0 | 0 | 0 | 0 | 0 | 0 | 0 | 0 | 0 | 1.6328e-09 | 6.1908e-09 | -9.3244e-09 | -2.0284e-10 | -2.8968e-09 | 4.6005e-09 | 7.2124e-09 | -6.1436e-09 | -1.6728e-09 | -4.0543e-09 | 3.1417e-09 | 6.1616e-10 | 0 | 0 | 0 | 0 | 0 | 0 | 0.74105 | 0.95 | 0.85884 | 0.74105 | 0.95 | 0.85884 | -10.7223 | -118.706 | 116.2451 | -10.7223 | -118.706 | 116.2451
Line4_2_6 | 0 | 0 | 0 | 0 | 0 | 0 | 0 | 0 | 0 | 0 | 0 | 0 | 4.0819e-09 | 1.5477e-08 | -2.3311e-08 | -2.652e-09 | -1.2183e-08 | 1.8587e-08 | 1.8031e-08 | -1.5359e-08 | -4.1819e-09 | -1.4873e-08 | 1.2357e-08 | 3.1253e-09 | 0 | 0 | 0 | 0 | 0 | 0 | 0.74105 | 0.95 | 0.85884 | 0.74105 | 0.95 | 0.85884 | -10.7223 | -118.706 | 116.2451 | -10.7223 | -118.706 | 116.2451
Line5_6_7 | 0 | 0 | 0 | 0 | 0 | 0 | 0 | 0 | 0 | 0 | 0 | 0 | 3.2655e-09 | 1.2382e-08 | -1.8649e-08 | -1.8356e-09 | -9.0875e-09 | 1.3925e-08 | 1.4425e-08 | -1.2287e-08 | -3.3455e-09 | -1.1267e-08 | 9.2853e-09 | 2.2889e-09 | 0 | 0 | 0 | 0 | 0 | 0 | 0.74105 | 0.95 | 0.85884 | 0.74105 | 0.95 | 0.85884 | -10.7223 | -118.706 | 116.2451 | -10.7223 | -118.706 | 116.2451
Line6_7_8 | 0 | 0 | 0 | 0 | 0 | 0 | 0 | 0 | 0 | 0 | 0 | 0 | 2.4491e-09 | 9.2862e-09 | -1.3987e-08 | -1.0192e-09 | -5.9922e-09 | 9.2627e-09 | 1.0819e-08 | -9.2153e-09 | -2.5091e-09 | -7.6605e-09 | 6.2135e-09 | 1.4525e-09 | 0 | 0 | 0 | 0 | 0 | 0 | 0.74105 | 0.95 | 0.85884 | 0.74105 | 0.95 | 0.85884 | -10.7223 | -118.706 | 116.2451 | -10.7223 | -118.706 | 116.2451
Line7_8_9 | 0 | 0 | 0 | 0 | 0 | 0 | 0 | 0 | 0 | 0 | 0 | 0 | 8.1638e-10 | 3.0954e-09 | -4.6622e-09 | 6.1354e-10 | 1.9862e-10 | -6.1719e-11 | 3.6062e-09 | -3.0718e-09 | -8.3638e-10 | -4.4808e-10 | 6.9917e-11 | -2.2022e-10 | 0 | 0 | 0 | 0 | 0 | 0 | 0.74105 | 0.95 | 0.85884 | 0.74105 | 0.95 | 0.85884 | -10.7223 | -118.706 | 116.2451 | -10.7223 | -118.706 | 116.2451
Line8_8_10 | 0 | 0 | 0 | 0 | 0 | 0 | 0 | 0 | 0 | 0 | 0 | 0 | 8.1638e-10 | 3.0954e-09 | -4.6622e-09 | 6.1354e-10 | 1.9862e-10 | -6.1719e-11 | 3.6062e-09 | -3.0718e-09 | -8.3638e-10 | -4.4808e-10 | 6.9917e-11 | -2.2022e-10 | 0 | 0 | 0 | 0 | 0 | 0 | 0.74105 | 0.95 | 0.85884 | 0.74105 | 0.95 | 0.85884 | -10.7223 | -118.706 | 116.2451 | -10.7223 | -118.706 | 116.2451
Line9_3_11 | 3.4556 | 0 | 0 | 3.4556 | 0 | 0 | 0.79803 | 0 | 0 | 0.79803 | 0 | 0 | 0.19105 | 8.8115e-08 | -9.3694e-08 | -6.1257e-14 | -7.8506e-08 | 8.1239e-08 | 0.19901 | -3.8435e-08 | -4.0988e-08 | 1.0806e-13 | 2.7356e-08 | 2.9194e-08 | -56.8915 | 0 | 0 | 123.1085 | 0 | 0 | 0.5826 | 0.95 | 0.66573 | 0.49437 | 0.95 | 0.51334 | -10.7223 | -114.3707 | 112.8231 | 0 | -109.8704 | 109.1072

## LG_min_10
name | pf_ikss_a_from_ka | pf_ikss_b_from_ka | pf_ikss_c_from_ka | pf_ikss_a_to_ka | pf_ikss_b_to_ka | pf_ikss_c_to_ka | pf_skss_a_from_mw | pf_skss_b_from_mw | pf_skss_c_from_mw | pf_skss_a_to_mw | pf_skss_b_to_mw | pf_skss_c_to_mw | pf_p_a_from_mw | pf_p_b_from_mw | pf_p_c_from_mw | pf_p_a_to_mw | pf_p_b_to_mw | pf_p_c_to_mw | pf_q_a_from_mvar | pf_q_b_from_mvar | pf_q_c_from_mvar | pf_q_a_to_mvar | pf_q_b_to_mvar | pf_q_c_to_mvar | pf_ikss_a_from_degree | pf_ikss_b_from_degree | pf_ikss_c_from_degree | pf_ikss_a_to_degree | pf_ikss_b_to_degree | pf_ikss_c_to_degree | pf_vm_a_from_pu | pf_vm_b_from_pu | pf_vm_c_from_pu | pf_vm_a_to_pu | pf_vm_b_to_pu | pf_vm_c_to_pu | pf_va_a_from_degree | pf_va_b_from_degree | pf_va_c_from_degree | pf_va_a_to_degree | pf_va_b_to_degree | pf_va_c_to_degree
Line0_1_2 | 0 | 0 | 0 | 0 | 0 | 0 | 0 | 0 | 0 | 0 | 0 | 0 | 4.3962e-09 | 1.6669e-08 | -2.5106e-08 | -3.1129e-09 | -1.3712e-08 | 2.0866e-08 | 1.942e-08 | -1.6542e-08 | -4.5039e-09 | -1.6585e-08 | 1.3847e-08 | 3.5556e-09 | 0 | 0 | 0 | 0 | 0 | 0 | 0.70205 | 0.9 | 0.81364 | 0.70205 | 0.9 | 0.81364 | -10.7223 | -118.706 | 116.2451 | -10.7223 | -118.706 | 116.2451
Line10_11_12 | 0 | 0 | 0 | 0 | 0 | 0 | 0 | 0 | 0 | 0 | 0 | 0 | 1.382e-20 | 7.0682e-08 | -7.2784e-08 | 1.5535e-15 | -5.8679e-08 | 6.0782e-08 | -2.961e-21 | -2.4081e-08 | -2.6727e-08 | 1.2223e-15 | 2.0539e-08 | 2.1747e-08 | 0 | 0 | 0 | 0 | 0 | 0 | 0.46835 | 0.9 | 0.48632 | 0.46835 | 0.9 | 0.48632 | 0 | -109.8704 | 109.1072 | 0 | -109.8704 | 109.1072
Line11_12_13 | 0 | 0 | 0 | 0 | 0 | 0 | 0 | 0 | 0 | 0 | 0 | 0 | -1.5819e-15 | 5.8902e-08 | -6.0654e-08 | 2.2575e-15 | -4.6899e-08 | 4.8651e-08 | -1.1468e-15 | -2.0068e-08 | -2.2273e-08 | 1.8016e-15 | 1.6525e-08 | 1.7293e-08 | 0 | 0 | 0 | 0 | 0 | 0 | 0.46835 | 0.9 | 0.48632 | 0.46835 | 0.9 | 0.48632 | 0 | -109.8704 | 109.1072 | 0 | -109.8704 | 109.1072
Line12_13_15 | 0 | 0 | 0 | 0 | 0 | 0 | 0 | 0 | 0 | 0 | 0 | 0 | -1.7316e-15 | 3.5341e-08 | -3.6392e-08 | 1.3906e-15 | -2.3338e-08 | 2.439e-08 | -1.2478e-15 | -1.2041e-08 | -1.3364e-08 | 1.2072e-15 | 8.4979e-09 | 8.3837e-09 | 0 | 0 | 0 | 0 | 0 | 0 | 0.46835 | 0.9 | 0.48632 | 0.46835 | 0.9 | 0.48632 | 0 | -109.8704 | 109.1072 | 0 | -109.8704 | 109.1072
Line13_13_14 | 0 | 0 | 0 | 0 | 0 | 0 | 0 | 0 | 0 | 0 | 0 | 0 | -5.7721e-16 | 1.178e-08 | -1.2131e-08 | -5.2358e-17 | 2.2236e-10 | 1.2802e-10 | -4.1595e-16 | -4.0136e-09 | -4.4545e-09 | 1.4632e-16 | 4.7082e-10 | -5.2529e-10 | 0 | 0 | 0 | 0 | 0 | 0 | 0.46835 | 0.9 | 0.48632 | 0.46835 | 0.9 | 0.48632 | 0 | -109.8704 | 109.1072 | 0 | -109.8704 | 109.1072
Line14_15_16 | 0 | 0 | 0 | 0 | 0 | 0 | 0 | 0 | 0 | 0 | 0 | 0 | -1.4539e-15 | 2.3561e-08 | -2.4261e-08 | 7.5131e-16 | -1.1558e-08 | 1.2259e-08 | -1.0341e-15 | -8.0271e-09 | -8.909e-09 | 7.7047e-16 | 4.4844e-09 | 3.9292e-09 | 0 | 0 | 0 | 0 | 0 | 0 | 0.46835 | 0.9 | 0.48632 | 0.46835 | 0.9 | 0.48632 | 0 | -109.8704 | 109.1072 | 0 | -109.8704 | 109.1072
Line15_16_17 | 0 | 0 | 0 | 0 | 0 | 0 | 0 | 0 | 0 | 0 | 0 | 0 | -8.2112e-16 | 1.178e-08 | -1.2131e-08 | -7.0806e-17 | 2.2236e-10 | 1.2802e-10 | -5.7537e-16 | -4.0136e-09 | -4.4545e-09 | 2.0365e-16 | 4.7082e-10 | -5.2529e-10 | 0 | 0 | 0 | 0 | 0 | 0 | 0.46835 | 0.9 | 0.48632 | 0.46835 | 0.9 | 0.48632 | 0 | -109.8704 | 109.1072 | 0 | -109.8704 | 109.1072
Line16_4_18 | 0 | 0 | 0 | 0 | 0 | 0 | 0 | 0 | 0 | 0 | 0 | 0 | 7.327e-10 | 2.7781e-09 | -4.1844e-09 | 5.5065e-10 | 1.7826e-10 | -5.5393e-11 | 3.2366e-09 | -2.7569e-09 | -7.5065e-10 | -4.0215e-10 | 6.2751e-11 | -1.9765e-10 | 0 | 0 | 0 | 0 | 0 | 0 | 0.70205 | 0.9 | 0.81364 | 0.70205 | 0.9 | 0.81364 | -10.7223 | -118.706 | 116.2451 | -10.7223 | -118.706 | 116.2451
Line17_5_19 | 0 | 0 | 0 | 0 | 0 | 0 | 0 | 0 | 0 | 0 | 0 | 0 | 7.327e-10 | 2.7781e-09 | -4.1844e-09 | 5.5065e-10 | 1.7826e-10 | -5.5393e-11 | 3.2366e-09 | -2.7569e-09 | -7.5065e-10 | -4.0215e-10 | 6.2751e-11 | -1.9765e-10 | 0 | 0 | 0 | 0 | 0 | 0 | 0.70205 | 0.9 | 0.81364 | 0.70205 | 0.9 | 0.81364 | -10.7223 | -118.706 | 116.2451 | -10.7223 | -118.706 | 116.2451
Line1_1_3 | 3.2737 | 0 | 0 | 3.2737 | 0 | 0 | 0.75602 | 0 | 0 | 0.75602 | 0 | 0 | 0.34294 | 8.2816e-08 | -9.1594e-08 | -0.17147 | -7.8868e-08 | 8.4143e-08 | 0.35723 | -4.4913e-08 | -4.5625e-08 | -0.17862 | 3.4763e-08 | 3.6425e-08 | 0 | 0 | 0 | 123.1085 | 0 | 0 | 0.70205 | 0.9 | 0.81364 | 0.55193 | 0.9 | 0.63069 | -10.7223 | -118.706 | 116.2451 | -10.7223 | -114.3707 | 112.8231
Line2_1_4 | 0 | 0 | 0 | 0 | 0 | 0 | 0 | 0 | 0 | 0 | 0 | 0 | 1.4654e-09 | 5.5563e-09 | -8.3687e-09 | -1.8205e-10 | -2.5999e-09 | 4.129e-09 | 6.4732e-09 | -5.5139e-09 | -1.5013e-09 | -3.6388e-09 | 2.8197e-09 | 5.53e-10 | 0 | 0 | 0 | 0 | 0 | 0 | 0.70205 | 0.9 | 0.81364 | 0.70205 | 0.9 | 0.81364 | -10.7223 | -118.706 | 116.2451 | -10.7223 | -118.706 | 116.2451
Line3_1_5 | 0 | 0 | 0 | 0 | 0 | 0 | 0 | 0 | 0 | 0 | 0 | 0 | 1.4654e-09 | 5.5563e-09 | -8.3687e-09 | -1.8205e-10 | -2.5999e-09 | 4.129e-09 | 6.4732e-09 | -5.5139e-09 | -1.5013e-09 | -3.6388e-09 | 2.8197e-09 | 5.53e-10 | 0 | 0 | 0 | 0 | 0 | 0 | 0.70205 | 0.9 | 0.81364 | 0.70205 | 0.9 | 0.81364 | -10.7223 | -118.706 | 116.2451 | -10.7223 | -118.706 | 116.2451
Line4_2_6 | 0 | 0 | 0 | 0 | 0 | 0 | 0 | 0 | 0 | 0 | 0 | 0 | 3.6635e-09 | 1.3891e-08 | -2.0922e-08 | -2.3802e-09 | -1.0934e-08 | 1.6682e-08 | 1.6183e-08 | -1.3785e-08 | -3.7533e-09 | -1.3349e-08 | 1.1091e-08 | 2.805e-09 | 0 | 0 | 0 | 0 | 0 | 0 | 0.70205 | 0.9 | 0.81364 | 0.70205 | 0.9 | 0.81364 | -10.7223 | -118.706 | 116.2451 | -10.7223 | -118.706 | 116.2451
Line5_6_7 | 0 | 0 | 0 | 0 | 0 | 0 | 0 | 0 | 0 | 0 | 0 | 0 | 2.9308e-09 | 1.1113e-08 | -1.6737e-08 | -1.6475e-09 | -8.1561e-09 | 1.2498e-08 | 1.2946e-08 | -1.1028e-08 | -3.0026e-09 | -1.0112e-08 | 8.3336e-09 | 2.0543e-09 | 0 | 0 | 0 | 0 | 0 | 0 | 0.70205 | 0.9 | 0.81364 | 0.70205 | 0.9 | 0.81364 | -10.7223 | -118.706 | 116.2451 | -10.7223 | -118.706 | 116.2451
Line6_7_8 | 0 | 0 | 0 | 0 | 0 | 0 | 0 | 0 | 0 | 0 | 0 | 0 | 2.1981e-09 | 8.3344e-09 | -1.2553e-08 | -9.1475e-10 | -5.378e-09 | 8.3133e-09 | 9.7098e-09 | -8.2708e-09 | -2.252e-09 | -6.8754e-09 | 5.5766e-09 | 1.3037e-09 | 0 | 0 | 0 | 0 | 0 | 0 | 0.70205 | 0.9 | 0.81364 | 0.70205 | 0.9 | 0.81364 | -10.7223 | -118.706 | 116.2451 | -10.7223 | -118.706 | 116.2451
Line7_8_9 | 0 | 0 | 0 | 0 | 0 | 0 | 0 | 0 | 0 | 0 | 0 | 0 | 7.327e-10 | 2.7781e-09 | -4.1844e-09 | 5.5065e-10 | 1.7826e-10 | -5.5393e-11 | 3.2366e-09 | -2.7569e-09 | -7.5066e-10 | -4.0215e-10 | 6.2751e-11 | -1.9765e-10 | 0 | 0 | 0 | 0 | 0 | 0 | 0.70205 | 0.9 | 0.81364 | 0.70205 | 0.9 | 0.81364 | -10.7223 | -118.706 | 116.2451 | -10.7223 | -118.706 | 116.2451
Line8_8_10 | 0 | 0 | 0 | 0 | 0 | 0 | 0 | 0 | 0 | 0 | 0 | 0 | 7.327e-10 | 2.7781e-09 | -4.1844e-09 | 5.5066e-10 | 1.7826e-10 | -5.5393e-11 | 3.2366e-09 | -2.7569e-09 | -7.5066e-10 | -4.0215e-10 | 6.2751e-11 | -1.9765e-10 | 0 | 0 | 0 | 0 | 0 | 0 | 0.70205 | 0.9 | 0.81364 | 0.70205 | 0.9 | 0.81364 | -10.7223 | -118.706 | 116.2451 | -10.7223 | -118.706 | 116.2451
Line9_3_11 | 3.2737 | 0 | 0 | 3.2737 | 0 | 0 | 0.75602 | 0 | 0 | 0.75602 | 0 | 0 | 0.17147 | 7.9084e-08 | -8.4091e-08 | -5.4865e-14 | -7.046e-08 | 7.2912e-08 | 0.17862 | -3.4496e-08 | -3.6787e-08 | 9.7103e-14 | 2.4552e-08 | 2.6202e-08 | -56.8915 | 0 | 0 | 123.1085 | 0 | 0 | 0.55193 | 0.9 | 0.63069 | 0.46835 | 0.9 | 0.48632 | -10.7223 | -114.3707 | 112.8231 | 0 | -109.8704 | 109.1072

## LG_min_fault_6
name | pf_ikss_a_from_ka | pf_ikss_b_from_ka | pf_ikss_c_from_ka | pf_ikss_a_to_ka | pf_ikss_b_to_ka | pf_ikss_c_to_ka | pf_skss_a_from_mw | pf_skss_b_from_mw | pf_skss_c_from_mw | pf_skss_a_to_mw | pf_skss_b_to_mw | pf_skss_c_to_mw | pf_p_a_from_mw | pf_p_b_from_mw | pf_p_c_from_mw | pf_p_a_to_mw | pf_p_b_to_mw | pf_p_c_to_mw | pf_q_a_from_mvar | pf_q_b_from_mvar | pf_q_c_from_mvar | pf_q_a_to_mvar | pf_q_b_to_mvar | pf_q_c_to_mvar | pf_ikss_a_from_degree | pf_ikss_b_from_degree | pf_ikss_c_from_degree | pf_ikss_a_to_degree | pf_ikss_b_to_degree | pf_ikss_c_to_degree | pf_vm_a_from_pu | pf_vm_b_from_pu | pf_vm_c_from_pu | pf_vm_a_to_pu | pf_vm_b_to_pu | pf_vm_c_to_pu | pf_va_a_from_degree | pf_va_b_from_degree | pf_va_c_from_degree | pf_va_a_to_degree | pf_va_b_to_degree | pf_va_c_to_degree
Line0_1_2 | 0 | 0 | 0 | 0 | 0 | 0 | 0 | 0 | 0 | 0 | 0 | 0 | 6.511e-11 | 1.3235e-10 | -2.4881e-10 | -4.6884e-11 | -1.083e-10 | 2.0654e-10 | 2.6276e-10 | -2.1064e-10 | -9.1547e-12 | -2.2459e-10 | 1.7575e-10 | 5.7945e-12 | 0 | 0 | 0 | 0 | 0 | 0 | 0.94817 | 0.95 | 0.94937 | 0.94817 | 0.95 | 0.94937 | -0.097493 | -119.9962 | 119.9682 | -0.097493 | -119.9962 | 119.9682
Line10_11_12 | 0 | 0 | 0 | 0 | 0 | 0 | 0 | 0 | 0 | 0 | 0 | 0 | -5.086e-11 | 6.2242e-10 | -7.757e-10 | 7.0954e-11 | -5.1449e-10 | 6.4768e-10 | 8.4613e-10 | -5.3466e-10 | -2.6972e-10 | -7.1112e-10 | 4.4944e-10 | 2.1918e-10 | 0 | 0 | 0 | 0 | 0 | 0 | 0.94444 | 0.95 | 0.94572 | 0.94444 | 0.95 | 0.94572 | -0.10508 | -119.9325 | 119.9032 | -0.10508 | -119.9325 | 119.9032
Line11_12_13 | 0 | 0 | 0 | 0 | 0 | 0 | 0 | 0 | 0 | 0 | 0 | 0 | -4.2383e-11 | 5.1869e-10 | -6.4642e-10 | 6.2477e-11 | -4.1076e-10 | 5.184e-10 | 7.0511e-10 | -4.4555e-10 | -2.2477e-10 | -5.701e-10 | 3.6033e-10 | 1.7423e-10 | 0 | 0 | 0 | 0 | 0 | 0 | 0.94444 | 0.95 | 0.94572 | 0.94444 | 0.95 | 0.94572 | -0.10508 | -119.9325 | 119.9032 | -0.10508 | -119.9325 | 119.9032
Line12_13_15 | 0 | 0 | 0 | 0 | 0 | 0 | 0 | 0 | 0 | 0 | 0 | 0 | -2.543e-11 | 3.1121e-10 | -3.8785e-10 | 4.5524e-11 | -2.0328e-10 | 2.5983e-10 | 4.2306e-10 | -2.6733e-10 | -1.3486e-10 | -2.8806e-10 | 1.8211e-10 | 8.4322e-11 | 0 | 0 | 0 | 0 | 0 | 0 | 0.94444 | 0.95 | 0.94572 | 0.94444 | 0.95 | 0.94572 | -0.10508 | -119.9325 | 119.9032 | -0.10508 | -119.9325 | 119.9032
Line13_13_14 | 0 | 0 | 0 | 0 | 0 | 0 | 0 | 0 | 0 | 0 | 0 | 0 | -8.4766e-12 | 1.0374e-10 | -1.2928e-10 | 2.857e-11 | 4.1933e-12 | 1.2596e-12 | 1.4102e-10 | -8.911e-11 | -4.4954e-11 | -6.0163e-12 | 3.8926e-12 | -5.5864e-12 | 0 | 0 | 0 | 0 | 0 | 0 | 0.94444 | 0.95 | 0.94572 | 0.94444 | 0.95 | 0.94572 | -0.10508 | -119.9325 | 119.9032 | -0.10508 | -119.9325 | 119.9032
Line14_15_16 | 0 | 0 | 0 | 0 | 0 | 0 | 0 | 0 | 0 | 0 | 0 | 0 | -1.6953e-11 | 2.0747e-10 | -2.5857e-10 | 3.7047e-11 | -9.9544e-11 | 1.3054e-10 | 2.8204e-10 | -1.7822e-10 | -8.9908e-11 | -1.4704e-10 | 9.3002e-11 | 3.9368e-11 | 0 | 0 | 0 | 0 | 0 | 0 | 0.94444 | 0.95 | 0.94572 | 0.94444 | 0.95 | 0.94572 | -0.10508 | -119.9325 | 119.9032 | -0.10508 | -119.9325 | 119.9032
Line15_16_17 | 0 | 0 | 0 | 0 | 0 | 0 | 0 | 0 | 0 | 0 | 0 | 0 | -8.4767e-12 | 1.0374e-10 | -1.2928e-10 | 2.857e-11 | 4.1933e-12 | 1.2596e-12 | 1.4102e-10 | -8.911e-11 | -4.4954e-11 | -6.0163e-12 | 3.8926e-12 | -5.5864e-12 | 0 | 0 | 0 | 0 | 0 | 0 | 0.94444 | 0.95 | 0.94572 | 0.94444 | 0.95 | 0.94572 | -0.10508 | -119.9325 | 119.9032 | -0.10508 | -119.9325 | 119.9032
Line16_4_18 | 0 | 0 | 0 | 0 | 0 | 0 | 0 | 0 | 0 | 0 | 0 | 0 | 1.0852e-11 | 2.2059e-11 | -4.1469e-11 | 7.3742e-12 | 1.9898e-12 | -8.0598e-13 | 4.3793e-11 | -3.5107e-11 | -1.5258e-12 | -5.6182e-12 | 2.2025e-13 | -1.8344e-12 | 0 | 0 | 0 | 0 | 0 | 0 | 0.94817 | 0.95 | 0.94937 | 0.94817 | 0.95 | 0.94937 | -0.097493 | -119.9962 | 119.9682 | -0.097493 | -119.9962 | 119.9682
Line17_5_19 | 0 | 0 | 0 | 0 | 0 | 0 | 0 | 0 | 0 | 0 | 0 | 0 | 1.0852e-11 | 2.2059e-11 | -4.1469e-11 | 7.3742e-12 | 1.9898e-12 | -8.0598e-13 | 4.3793e-11 | -3.5107e-11 | -1.5258e-12 | -5.6182e-12 | 2.2025e-13 | -1.8344e-12 | 0 | 0 | 0 | 0 | 0 | 0 | 0.94817 | 0.95 | 0.94937 | 0.94817 | 0.95 | 0.94937 | -0.097493 | -119.9962 | 119.9682 | -0.097493 | -119.9962 | 119.9682
Line1_1_3 | 0.030757 | 0 | 0 | 0.030757 | 0 | 0 | 0.0071029 | 0 | 0 | 0.0071029 | 0 | 0 | 0.0047601 | 7.4691e-10 | -9.477e-10 | -0.004745 | -7.02e-10 | 8.8388e-10 | 0.0047614 | -6.6193e-10 | -3.1555e-10 | -0.0047456 | 6.1383e-10 | 2.9976e-10 | 0 | 0 | 0 | 134.8949 | 0 | 0 | 0.94817 | 0.95 | 0.94937 | 0.9463 | 0.95 | 0.94755 | -0.097493 | -119.9962 | 119.9682 | -0.10128 | -119.9644 | 119.9358
Line2_1_4 | 0 | 0 | 0 | 0 | 0 | 0 | 0 | 0 | 0 | 0 | 0 | 0 | 2.1703e-11 | 4.4118e-11 | -8.2937e-11 | -3.4775e-12 | -2.0069e-11 | 4.0663e-11 | 8.7587e-11 | -7.0213e-11 | -3.0515e-12 | -4.9412e-11 | 3.5327e-11 | -3.0864e-13 | 0 | 0 | 0 | 0 | 0 | 0 | 0.94817 | 0.95 | 0.94937 | 0.94817 | 0.95 | 0.94937 | -0.097493 | -119.9962 | 119.9682 | -0.097493 | -119.9962 | 119.9682
Line3_1_5 | 0 | 0 | 0 | 0 | 0 | 0 | 0 | 0 | 0 | 0 | 0 | 0 | 2.1703e-11 | 4.4118e-11 | -8.2937e-11 | -3.4775e-12 | -2.0069e-11 | 4.0663e-11 | 8.7587e-11 | -7.0213e-11 | -3.0515e-12 | -4.9412e-11 | 3.5327e-11 | -3.0864e-13 | 0 | 0 | 0 | 0 | 0 | 0 | 0.94817 | 0.95 | 0.94937 | 0.94817 | 0.95 | 0.94937 | -0.097493 | -119.9962 | 119.9682 | -0.097493 | -119.9962 | 119.9682
Line4_2_6 | 0 | 0 | 0 | 0 | 0 | 0 | 0 | 0 | 0 | 0 | 0 | 0 | 5.4259e-11 | 1.1029e-10 | -2.0734e-10 | -3.6033e-11 | -8.6246e-11 | 1.6507e-10 | 2.1897e-10 | -1.7553e-10 | -7.6289e-12 | -1.8079e-10 | 1.4065e-10 | 4.2687e-12 | 0 | 0 | 0 | 0 | 0 | 0 | 0.94817 | 0.95 | 0.94937 | 0.94817 | 0.95 | 0.94937 | -0.097493 | -119.9962 | 119.9682 | -0.097493 | -119.9962 | 119.9682
Line5_6_7 | 0 | 0 | 0 | 0 | 0 | 0 | 0 | 0 | 0 | 0 | 0 | 0 | 4.3407e-11 | 8.8235e-11 | -1.6587e-10 | -2.5181e-11 | -6.4187e-11 | 1.236e-10 | 1.7517e-10 | -1.4043e-10 | -6.1031e-12 | -1.37e-10 | 1.0554e-10 | 2.7429e-12 | 0 | 0 | 0 | 0 | 0 | 0 | 0.94817 | 0.95 | 0.94937 | 0.94817 | 0.95 | 0.94937 | -0.097493 | -119.9962 | 119.9682 | -0.097493 | -119.9962 | 119.9682
Line6_7_8 | 0 | 0 | 0 | 0 | 0 | 0 | 0 | 0 | 0 | 0 | 0 | 0 | 3.2555e-11 | 6.6177e-11 | -1.2441e-10 | -1.4329e-11 | -4.2128e-11 | 8.2131e-11 | 1.3138e-10 | -1.0532e-10 | -4.5773e-12 | -9.3205e-11 | 7.0433e-11 | 1.2172e-12 | 0 | 0 | 0 | 0 | 0 | 0 | 0.94817 | 0.95 | 0.94937 | 0.94817 | 0.95 | 0.94937 | -0.097493 | -119.9962 | 119.9682 | -0.097493 | -119.9962 | 119.9682
Line7_8_9 | 0 | 0 | 0 | 0 | 0 | 0 | 0 | 0 | 0 | 0 | 0 | 0 | 1.0852e-11 | 2.2059e-11 | -4.1469e-11 | 7.3742e-12 | 1.9898e-12 | -8.0598e-13 | 4.3793e-11 | -3.5107e-11 | -1.5258e-12 | -5.6182e-12 | 2.2025e-13 | -1.8344e-12 | 0 | 0 | 0 | 0 | 0 | 0 | 0.94817 | 0.95 | 0.94937 | 0.94817 | 0.95 | 0.94937 | -0.097493 | -119.9962 | 119.9682 | -0.097493 | -119.9962 | 119.9682
Line8_8_10 | 0 | 0 | 0 | 0 | 0 | 0 | 0 | 0 | 0 | 0 | 0 | 0 | 1.0852e-11 | 2.2059e-11 | -4.1469e-11 | 7.3742e-12 | 1.9898e-12 | -8.0598e-13 | 4.3793e-11 | -3.5107e-11 | -1.5258e-12 | -5.6182e-12 | 2.2025e-13 | -1.8344e-12 | 0 | 0 | 0 | 0 | 0 | 0 | 0.94817 | 0.95 | 0.94937 | 0.94817 | 0.95 | 0.94937 | -0.097493 | -119.9962 | 119.9682 | -0.097493 | -119.9962 | 119.9682
Line9_3_11 | 0.030757 | 0 | 0 | 0.030757 | 0 | 0 | 0.0071029 | 0 | 0 | 0.0071029 | 0 | 0 | 0.004745 | 7.0509e-10 | -8.8365e-10 | -0.0047298 | -6.1823e-10 | 7.7696e-10 | 0.0047456 | -6.1177e-10 | -3.0347e-10 | -0.0047298 | 5.3855e-10 | 2.6414e-10 | -45.1051 | 0 | 0 | 134.8949 | 0 | 0 | 0.9463 | 0.95 | 0.94755 | 0.94444 | 0.95 | 0.94572 | -0.10128 | -119.9644 | 119.9358 | -0.10508 | -119.9325 | 119.9032

## LG_min_fault_10
name | pf_ikss_a_from_ka | pf_ikss_b_from_ka | pf_ikss_c_from_ka | pf_ikss_a_to_ka | pf_ikss_b_to_ka | pf_ikss_c_to_ka | pf_skss_a_from_mw | pf_skss_b_from_mw | pf_skss_c_from_mw | pf_skss_a_to_mw | pf_skss_b_to_mw | pf_skss_c_to_mw | pf_p_a_from_mw | pf_p_b_from_mw | pf_p_c_from_mw | pf_p_a_to_mw | pf_p_b_to_mw | pf_p_c_to_mw | pf_q_a_from_mvar | pf_q_b_from_mvar | pf_q_c_from_mvar | pf_q_a_to_mvar | pf_q_b_to_mvar | pf_q_c_to_mvar | pf_ikss_a_from_degree | pf_ikss_b_from_degree | pf_ikss_c_from_degree | pf_ikss_a_to_degree | pf_ikss_b_to_degree | pf_ikss_c_to_degree | pf_vm_a_from_pu | pf_vm_b_from_pu | pf_vm_c_from_pu | pf_vm_a_to_pu | pf_vm_b_to_pu | pf_vm_c_to_pu | pf_va_a_from_degree | pf_va_b_from_degree | pf_va_c_from_degree | pf_va_a_to_degree | pf_va_b_to_degree | pf_va_c_to_degree
Line0_1_2 | 0 | 0 | 0 | 0 | 0 | 0 | 0 | 0 | 0 | 0 | 0 | 0 | 5.8437e-11 | 1.1879e-10 | -2.2331e-10 | -4.2079e-11 | -9.7204e-11 | 1.8537e-10 | 2.3583e-10 | -1.8905e-10 | -8.2164e-12 | -2.0157e-10 | 1.5774e-10 | 5.2006e-12 | 0 | 0 | 0 | 0 | 0 | 0 | 0.89826 | 0.9 | 0.8994 | 0.89826 | 0.9 | 0.8994 | -0.097493 | -119.9962 | 119.9682 | -0.097493 | -119.9962 | 119.9682
Line10_11_12 | 0 | 0 | 0 | 0 | 0 | 0 | 0 | 0 | 0 | 0 | 0 | 0 | -4.5647e-11 | 5.5863e-10 | -6.962e-10 | 6.3681e-11 | -4.6176e-10 | 5.813e-10 | 7.5941e-10 | -4.7986e-10 | -2.4208e-10 | -6.3824e-10 | 4.0338e-10 | 1.9672e-10 | 0 | 0 | 0 | 0 | 0 | 0 | 0.89473 | 0.9 | 0.89595 | 0.89473 | 0.9 | 0.89595 | -0.10508 | -119.9325 | 119.9032 | -0.10508 | -119.9325 | 119.9032
Line11_12_13 | 0 | 0 | 0 | 0 | 0 | 0 | 0 | 0 | 0 | 0 | 0 | 0 | -3.8039e-11 | 4.6552e-10 | -5.8017e-10 | 5.6074e-11 | -3.6866e-10 | 4.6526e-10 | 6.3284e-10 | -3.9988e-10 | -2.0173e-10 | -5.1167e-10 | 3.234e-10 | 1.5637e-10 | 0 | 0 | 0 | 0 | 0 | 0 | 0.89473 | 0.9 | 0.89595 | 0.89473 | 0.9 | 0.89595 | -0.10508 | -119.9325 | 119.9032 | -0.10508 | -119.9325 | 119.9032
Line12_13_15 | 0 | 0 | 0 | 0 | 0 | 0 | 0 | 0 | 0 | 0 | 0 | 0 | -2.2824e-11 | 2.7931e-10 | -3.481e-10 | 4.0858e-11 | -1.8245e-10 | 2.332e-10 | 3.797e-10 | -2.3993e-10 | -1.2104e-10 | -2.5854e-10 | 1.6345e-10 | 7.5679e-11 | 0 | 0 | 0 | 0 | 0 | 0 | 0.89473 | 0.9 | 0.89595 | 0.89473 | 0.9 | 0.89595 | -0.10508 | -119.9325 | 119.9032 | -0.10508 | -119.9325 | 119.9032
Line13_13_14 | 0 | 0 | 0 | 0 | 0 | 0 | 0 | 0 | 0 | 0 | 0 | 0 | -7.6078e-12 | 9.3105e-11 | -1.1603e-10 | 2.5642e-11 | 3.7635e-12 | 1.1305e-12 | 1.2657e-10 | -7.9977e-11 | -4.0347e-11 | -5.3997e-12 | 3.4937e-12 | -5.0138e-12 | 0 | 0 | 0 | 0 | 0 | 0 | 0.89473 | 0.9 | 0.89595 | 0.89473 | 0.9 | 0.89595 | -0.10508 | -119.9325 | 119.9032 | -0.10508 | -119.9325 | 119.9032
Line14_15_16 | 0 | 0 | 0 | 0 | 0 | 0 | 0 | 0 | 0 | 0 | 0 | 0 | -1.5216e-11 | 1.8621e-10 | -2.3207e-10 | 3.325e-11 | -8.9341e-11 | 1.1716e-10 | 2.5314e-10 | -1.5995e-10 | -8.0693e-11 | -1.3197e-10 | 8.347e-11 | 3.5333e-11 | 0 | 0 | 0 | 0 | 0 | 0 | 0.89473 | 0.9 | 0.89595 | 0.89473 | 0.9 | 0.89595 | -0.10508 | -119.9325 | 119.9032 | -0.10508 | -119.9325 | 119.9032
Line15_16_17 | 0 | 0 | 0 | 0 | 0 | 0 | 0 | 0 | 0 | 0 | 0 | 0 | -7.6078e-12 | 9.3105e-11 | -1.1603e-10 | 2.5642e-11 | 3.7635e-12 | 1.1305e-12 | 1.2657e-10 | -7.9977e-11 | -4.0347e-11 | -5.3997e-12 | 3.4937e-12 | -5.0138e-12 | 0 | 0 | 0 | 0 | 0 | 0 | 0.89473 | 0.9 | 0.89595 | 0.89473 | 0.9 | 0.89595 | -0.10508 | -119.9325 | 119.9032 | -0.10508 | -119.9325 | 119.9032
Line16_4_18 | 0 | 0 | 0 | 0 | 0 | 0 | 0 | 0 | 0 | 0 | 0 | 0 | 9.7395e-12 | 1.9798e-11 | -3.7218e-11 | 6.6184e-12 | 1.7859e-12 | -7.2337e-13 | 3.9305e-11 | -3.1508e-11 | -1.3694e-12 | -5.0424e-12 | 1.9768e-13 | -1.6464e-12 | 0 | 0 | 0 | 0 | 0 | 0 | 0.89826 | 0.9 | 0.8994 | 0.89826 | 0.9 | 0.8994 | -0.097493 | -119.9962 | 119.9682 | -0.097493 | -119.9962 | 119.9682
Line17_5_19 | 0 | 0 | 0 | 0 | 0 | 0 | 0 | 0 | 0 | 0 | 0 | 0 | 9.7395e-12 | 1.9798e-11 | -3.7218e-11 | 6.6184e-12 | 1.7859e-12 | -7.2337e-13 | 3.9305e-11 | -3.1508e-11 | -1.3694e-12 | -5.0424e-12 | 1.9768e-13 | -1.6464e-12 | 0 | 0 | 0 | 0 | 0 | 0 | 0.89826 | 0.9 | 0.8994 | 0.89826 | 0.9 | 0.8994 | -0.097493 | -119.9962 | 119.9682 | -0.097493 | -119.9962 | 119.9682
Line1_1_3 | 0.029138 | 0 | 0 | 0.029138 | 0 | 0 | 0.0067291 | 0 | 0 | 0.0067291 | 0 | 0 | 0.0042722 | 6.7035e-10 | -8.5057e-10 | -0.0042586 | -6.3005e-10 | 7.9329e-10 | 0.0042734 | -5.9409e-10 | -2.8321e-10 | -0.0042592 | 5.5091e-10 | 2.6903e-10 | 0 | 0 | 0 | 134.8949 | 0 | 0 | 0.89826 | 0.9 | 0.8994 | 0.8965 | 0.9 | 0.89767 | -0.097493 | -119.9962 | 119.9682 | -0.10128 | -119.9644 | 119.9358
Line2_1_4 | 0 | 0 | 0 | 0 | 0 | 0 | 0 | 0 | 0 | 0 | 0 | 0 | 1.9479e-11 | 3.9596e-11 | -7.4437e-11 | -3.121e-12 | -1.8012e-11 | 3.6495e-11 | 7.861e-11 | -6.3017e-11 | -2.7388e-12 | -4.4347e-11 | 3.1706e-11 | -2.77e-13 | 0 | 0 | 0 | 0 | 0 | 0 | 0.89826 | 0.9 | 0.8994 | 0.89826 | 0.9 | 0.8994 | -0.097493 | -119.9962 | 119.9682 | -0.097493 | -119.9962 | 119.9682
Line3_1_5 | 0 | 0 | 0 | 0 | 0 | 0 | 0 | 0 | 0 | 0 | 0 | 0 | 1.9479e-11 | 3.9596e-11 | -7.4437e-11 | -3.121e-12 | -1.8012e-11 | 3.6495e-11 | 7.861e-11 | -6.3017e-11 | -2.7388e-12 | -4.4347e-11 | 3.1706e-11 | -2.77e-13 | 0 | 0 | 0 | 0 | 0 | 0 | 0.89826 | 0.9 | 0.8994 | 0.89826 | 0.9 | 0.8994 | -0.097493 | -119.9962 | 119.9682 | -0.097493 | -119.9962 | 119.9682
Line4_2_6 | 0 | 0 | 0 | 0 | 0 | 0 | 0 | 0 | 0 | 0 | 0 | 0 | 4.8697e-11 | 9.899e-11 | -1.8609e-10 | -3.2339e-11 | -7.7406e-11 | 1.4815e-10 | 1.9652e-10 | -1.5754e-10 | -6.847e-12 | -1.6226e-10 | 1.2623e-10 | 3.8312e-12 | 0 | 0 | 0 | 0 | 0 | 0 | 0.89826 | 0.9 | 0.8994 | 0.89826 | 0.9 | 0.8994 | -0.097493 | -119.9962 | 119.9682 | -0.097493 | -119.9962 | 119.9682
Line5_6_7 | 0 | 0 | 0 | 0 | 0 | 0 | 0 | 0 | 0 | 0 | 0 | 0 | 3.8958e-11 | 7.9192e-11 | -1.4887e-10 | -2.26e-11 | -5.7608e-11 | 1.1093e-10 | 1.5722e-10 | -1.2603e-10 | -5.4776e-12 | -1.2296e-10 | 9.4723e-11 | 2.4618e-12 | 0 | 0 | 0 | 0 | 0 | 0 | 0.89826 | 0.9 | 0.8994 | 0.89826 | 0.9 | 0.8994 | -0.097493 | -119.9962 | 119.9682 | -0.097493 | -119.9962 | 119.9682
Line6_7_8 | 0 | 0 | 0 | 0 | 0 | 0 | 0 | 0 | 0 | 0 | 0 | 0 | 2.9218e-11 | 5.9394e-11 | -1.1166e-10 | -1.2861e-11 | -3.781e-11 | 7.3713e-11 | 1.1791e-10 | -9.4525e-11 | -4.1082e-12 | -8.3652e-11 | 6.3215e-11 | 1.0924e-12 | 0 | 0 | 0 | 0 | 0 | 0 | 0.89826 | 0.9 | 0.8994 | 0.89826 | 0.9 | 0.8994 | -0.097493 | -119.9962 | 119.9682 | -0.097493 | -119.9962 | 119.9682
Line7_8_9 | 0 | 0 | 0 | 0 | 0 | 0 | 0 | 0 | 0 | 0 | 0 | 0 | 9.7395e-12 | 1.9798e-11 | -3.7218e-11 | 6.6184e-12 | 1.7859e-12 | -7.2337e-13 | 3.9305e-11 | -3.1508e-11 | -1.3694e-12 | -5.0424e-12 | 1.9768e-13 | -1.6464e-12 | 0 | 0 | 0 | 0 | 0 | 0 | 0.89826 | 0.9 | 0.8994 | 0.89826 | 0.9 | 0.8994 | -0.097493 | -119.9962 | 119.9682 | -0.097493 | -119.9962 | 119.9682
Line8_8_10 | 0 | 0 | 0 | 0 | 0 | 0 | 0 | 0 | 0 | 0 | 0 | 0 | 9.7395e-12 | 1.9798e-11 | -3.7218e-11 | 6.6184e-12 | 1.7859e-12 | -7.2337e-13 | 3.9305e-11 | -3.1508e-11 | -1.3694e-12 | -5.0424e-12 | 1.9768e-13 | -1.6464e-12 | 0 | 0 | 0 | 0 | 0 | 0 | 0.89826 | 0.9 | 0.8994 | 0.89826 | 0.9 | 0.8994 | -0.097493 | -119.9962 | 119.9682 | -0.097493 | -119.9962 | 119.9682
Line9_3_11 | 0.029138 | 0 | 0 | 0.029138 | 0 | 0 | 0.0067291 | 0 | 0 | 0.0067291 | 0 | 0 | 0.0042586 | 6.3282e-10 | -7.9308e-10 | -0.0042451 | -5.5487e-10 | 6.9733e-10 | 0.0042592 | -5.4907e-10 | -2.7236e-10 | -0.0042451 | 4.8335e-10 | 2.3707e-10 | -45.1051 | 0 | 0 | 134.8949 | 0 | 0 | 0.8965 | 0.9 | 0.89767 | 0.89473 | 0.9 | 0.89595 | -0.10128 | -119.9644 | 119.9358 | -0.10508 | -119.9325 | 119.9032

## LLG_max_6
name | pf_ikss_a_from_ka | pf_ikss_b_from_ka | pf_ikss_c_from_ka | pf_ikss_a_to_ka | pf_ikss_b_to_ka | pf_ikss_c_to_ka | pf_skss_a_from_mw | pf_skss_b_from_mw | pf_skss_c_from_mw | pf_skss_a_to_mw | pf_skss_b_to_mw | pf_skss_c_to_mw | pf_p_a_from_mw | pf_p_b_from_mw | pf_p_c_from_mw | pf_p_a_to_mw | pf_p_b_to_mw | pf_p_c_to_mw | pf_q_a_from_mvar | pf_q_b_from_mvar | pf_q_c_from_mvar | pf_q_a_to_mvar | pf_q_b_to_mvar | pf_q_c_to_mvar | pf_ikss_a_from_degree | pf_ikss_b_from_degree | pf_ikss_c_from_degree | pf_ikss_a_to_degree | pf_ikss_b_to_degree | pf_ikss_c_to_degree | pf_vm_a_from_pu | pf_vm_b_from_pu | pf_vm_c_from_pu | pf_vm_a_to_pu | pf_vm_b_to_pu | pf_vm_c_to_pu | pf_va_a_from_degree | pf_va_b_from_degree | pf_va_c_from_degree | pf_va_a_to_degree | pf_va_b_to_degree | pf_va_c_to_degree
Line0_1_2 | 0 | 0 | 0 | 0 | 0 | 0 | 0 | 0 | 0 | 0 | 0 | 0 | -5.6387e-09 | -3.0386e-08 | 2.3764e-08 | 4.9869e-09 | 2.6182e-08 | -1.8909e-08 | -4.2556e-08 | 2.2225e-08 | 1.3027e-08 | 3.5273e-08 | -1.884e-08 | -1.1175e-08 | 0 | 0 | 0 | 0 | 0 | 0 | 0.85892 | 0.70184 | 0.81477 | 0.85892 | 0.70184 | 0.81477 | -2.9226 | -126.6574 | 113.067 | -2.9226 | -126.6574 | 113.067
Line10_11_12 | 0 | 0 | 0 | 0 | 0 | 0 | 0 | 0 | 0 | 0 | 0 | 0 | -4.4665e-09 | 5.8879e-21 | -5.6009e-21 | 4.4665e-09 | 2.0741e-15 | 8.6287e-16 | -1.0457e-07 | -1.103e-20 | -2.3207e-21 | 8.7007e-08 | 4.0073e-15 | 1.3949e-15 | 0 | 0 | 0 | 0 | 0 | 0 | 0.45783 | 0 | 0.45783 | 0.45783 | 0 | 0.45783 | -2.4868 | 0 | 0 | -2.4868 | 0 | 0
Line11_12_13 | 0 | 0 | 0 | 0 | 0 | 0 | 0 | 0 | 0 | 0 | 0 | 0 | -3.7221e-09 | -2.0637e-15 | -9.2809e-16 | 3.7221e-09 | 3.0305e-15 | 1.2327e-15 | -8.7139e-08 | -3.8758e-15 | -1.4161e-15 | 6.9579e-08 | 5.8876e-15 | 2.0112e-15 | 0 | 0 | 0 | 0 | 0 | 0 | 0.45783 | 0 | 0.45783 | 0.45783 | 0 | 0.45783 | -2.4868 | 0 | 0 | -2.4868 | 0 | 0
Line12_13_15 | 0 | 0 | 0 | 0 | 0 | 0 | 0 | 0 | 0 | 0 | 0 | 0 | -2.2332e-09 | -2.2587e-15 | -1.0132e-15 | 2.2332e-09 | 1.9199e-15 | 6.9873e-16 | -5.2283e-08 | -4.2359e-15 | -1.537e-15 | 3.4723e-08 | 3.8452e-15 | 1.2201e-15 | 0 | 0 | 0 | 0 | 0 | 0 | 0.45783 | 0 | 0.45783 | 0.45783 | 0 | 0.45783 | -2.4868 | 0 | 0 | -2.4868 | 0 | 0
Line13_13_14 | 0 | 0 | 0 | 0 | 0 | 0 | 0 | 0 | 0 | 0 | 0 | 0 | -7.4441e-10 | -7.5288e-16 | -3.3774e-16 | 7.4442e-10 | 2.086e-17 | -1.2277e-16 | -1.7428e-08 | -1.412e-15 | -5.1235e-16 | -1.3247e-10 | 2.5418e-16 | -3.7855e-17 | 0 | 0 | 0 | 0 | 0 | 0 | 0.45783 | 0 | 0.45783 | 0.45783 | 0 | 0.45783 | -2.4868 | 0 | 0 | -2.4868 | 0 | 0
Line14_15_16 | 0 | 0 | 0 | 0 | 0 | 0 | 0 | 0 | 0 | 0 | 0 | 0 | -1.4888e-09 | -1.8957e-15 | -8.4578e-16 | 1.4888e-09 | 1.098e-15 | 3.1086e-16 | -3.4856e-08 | -3.5442e-15 | -1.2665e-15 | 1.7295e-08 | 2.3328e-15 | 6.4962e-16 | 0 | 0 | 0 | 0 | 0 | 0 | 0.45783 | 0 | 0.45783 | 0.45783 | 0 | 0.45783 | -2.4868 | 0 | 0 | -2.4868 | 0 | 0
Line15_16_17 | 0 | 0 | 0 | 0 | 0 | 0 | 0 | 0 | 0 | 0 | 0 | 0 | -7.4441e-10 | -1.0702e-15 | -4.7455e-16 | 7.4442e-10 | 2.9662e-17 | -1.6817e-16 | -1.7428e-08 | -1.9939e-15 | -7.0009e-16 | -1.3247e-10 | 3.5339e-16 | -5.0182e-17 | 0 | 0 | 0 | 0 | 0 | 0 | 0.45783 | 0 | 0.45783 | 0.45783 | 0 | 0.45783 | -2.4868 | 0 | 0 | -2.4868 | 0 | 0
Line16_4_18 | 0 | 0 | 0 | 0 | 0 | 0 | 0 | 0 | 0 | 0 | 0 | 0 | -9.3978e-10 | -5.0643e-09 | 3.9607e-09 | 2.8804e-10 | 8.6094e-10 | 8.9441e-10 | -7.0926e-09 | 3.7042e-09 | 2.1711e-09 | -1.8991e-10 | -3.1874e-10 | -3.1951e-10 | 0 | 0 | 0 | 0 | 0 | 0 | 0.85892 | 0.70184 | 0.81477 | 0.85892 | 0.70184 | 0.81477 | -2.9226 | -126.6574 | 113.067 | -2.9226 | -126.6574 | 113.067
Line17_5_19 | 0 | 0 | 0 | 0 | 0 | 0 | 0 | 0 | 0 | 0 | 0 | 0 | -9.3978e-10 | -5.0643e-09 | 3.9607e-09 | 2.8804e-10 | 8.6094e-10 | 8.9441e-10 | -7.0926e-09 | 3.7042e-09 | 2.1711e-09 | -1.8991e-10 | -3.1874e-10 | -3.1951e-10 | 0 | 0 | 0 | 0 | 0 | 0 | 0.85892 | 0.70184 | 0.81477 | 0.85892 | 0.70184 | 0.81477 | -2.9226 | -126.6574 | 113.067 | -2.9226 | -126.6574 | 113.067
Line1_1_3 | 0 | 4.2321 | 4.0522 | 0 | 4.2321 | 4.0522 | 0 | 0.97737 | 0.93581 | 0 | 0.97737 | 0.93581 | -8.7382e-09 | 0.19391 | 0.3952 | 7.0163e-09 | -0.096953 | -0.1976 | -1.5588e-07 | 0.67049 | 0.50772 | 1.3201e-07 | -0.33524 | -0.25386 | 0 | 0 | 0 | 0 | -20.5275 | -119.0365 | 0.85892 | 0.70184 | 0.81477 | 0.6463 | 0.35092 | 0.62082 | -2.9226 | -126.6574 | 113.067 | -2.7263 | -126.6574 | 113.067
Line2_1_4 | 0 | 0 | 0 | 0 | 0 | 0 | 0 | 0 | 0 | 0 | 0 | 0 | -1.8796e-09 | -1.0129e-08 | 7.9213e-09 | 1.2278e-09 | 5.9252e-09 | -3.0662e-09 | -1.4185e-08 | 7.4084e-09 | 4.3422e-09 | 6.9027e-09 | -4.0229e-09 | -2.4906e-09 | 0 | 0 | 0 | 0 | 0 | 0 | 0.85892 | 0.70184 | 0.81477 | 0.85892 | 0.70184 | 0.81477 | -2.9226 | -126.6574 | 113.067 | -2.9226 | -126.6574 | 113.067
Line3_1_5 | 0 | 0 | 0 | 0 | 0 | 0 | 0 | 0 | 0 | 0 | 0 | 0 | -1.8796e-09 | -1.0129e-08 | 7.9213e-09 | 1.2278e-09 | 5.9252e-09 | -3.0662e-09 | -1.4185e-08 | 7.4084e-09 | 4.3422e-09 | 6.9027e-09 | -4.0229e-09 | -2.4906e-09 | 0 | 0 | 0 | 0 | 0 | 0 | 0.85892 | 0.70184 | 0.81477 | 0.85892 | 0.70184 | 0.81477 | -2.9226 | -126.6574 | 113.067 | -2.9226 | -126.6574 | 113.067
Line4_2_6 | 0 | 0 | 0 | 0 | 0 | 0 | 0 | 0 | 0 | 0 | 0 | 0 | -4.6989e-09 | -2.5321e-08 | 1.9803e-08 | 4.0472e-09 | 2.1118e-08 | -1.4948e-08 | -3.5463e-08 | 1.8521e-08 | 1.0856e-08 | 2.8181e-08 | -1.5136e-08 | -9.004e-09 | 0 | 0 | 0 | 0 | 0 | 0 | 0.85892 | 0.70184 | 0.81477 | 0.85892 | 0.70184 | 0.81477 | -2.9226 | -126.6574 | 113.067 | -2.9226 | -126.6574 | 113.067
Line5_6_7 | 0 | 0 | 0 | 0 | 0 | 0 | 0 | 0 | 0 | 0 | 0 | 0 | -3.7591e-09 | -2.0257e-08 | 1.5843e-08 | 3.1074e-09 | 1.6054e-08 | -1.0988e-08 | -2.837e-08 | 1.4817e-08 | 8.6845e-09 | 2.1088e-08 | -1.1431e-08 | -6.8329e-09 | 0 | 0 | 0 | 0 | 0 | 0 | 0.85892 | 0.70184 | 0.81477 | 0.85892 | 0.70184 | 0.81477 | -2.9226 | -126.6574 | 113.067 | -2.9226 | -126.6574 | 113.067
Line6_7_8 | 0 | 0 | 0 | 0 | 0 | 0 | 0 | 0 | 0 | 0 | 0 | 0 | -2.8193e-09 | -1.5193e-08 | 1.1882e-08 | 2.1676e-09 | 1.0989e-08 | -7.0269e-09 | -2.1278e-08 | 1.1113e-08 | 6.5134e-09 | 1.3995e-08 | -7.7272e-09 | -4.6618e-09 | 0 | 0 | 0 | 0 | 0 | 0 | 0.85892 | 0.70184 | 0.81477 | 0.85892 | 0.70184 | 0.81477 | -2.9226 | -126.6574 | 113.067 | -2.9226 | -126.6574 | 113.067
Line7_8_9 | 0 | 0 | 0 | 0 | 0 | 0 | 0 | 0 | 0 | 0 | 0 | 0 | -9.3978e-10 | -5.0643e-09 | 3.9607e-09 | 2.8804e-10 | 8.6094e-10 | 8.9441e-10 | -7.0926e-09 | 3.7042e-09 | 2.1711e-09 | -1.8991e-10 | -3.1874e-10 | -3.1951e-10 | 0 | 0 | 0 | 0 | 0 | 0 | 0.85892 | 0.70184 | 0.81477 | 0.85892 | 0.70184 | 0.81477 | -2.9226 | -126.6574 | 113.067 | -2.9226 | -126.6574 | 113.067
Line8_8_10 | 0 | 0 | 0 | 0 | 0 | 0 | 0 | 0 | 0 | 0 | 0 | 0 | -9.3978e-10 | -5.0643e-09 | 3.9607e-09 | 2.8804e-10 | 8.6094e-10 | 8.9441e-10 | -7.0926e-09 | 3.7042e-09 | 2.1711e-09 | -1.8991e-10 | -3.1874e-10 | -3.1951e-10 | 0 | 0 | 0 | 0 | 0 | 0 | 0.85892 | 0.70184 | 0.81477 | 0.85892 | 0.70184 | 0.81477 | -2.9226 | -126.6574 | 113.067 | -2.9226 | -126.6574 | 113.067
Line9_3_11 | 0 | 4.2321 | 4.0522 | 0 | 4.2321 | 4.0522 | 0 | 0.97737 | 0.93581 | 0 | 0.97737 | 0.93581 | -6.4721e-09 | 0.096953 | 0.1976 | 5.2109e-09 | 5.893e-14 | 3.649e-14 | -1.3217e-07 | 0.33524 | 0.25386 | 1.0443e-07 | 5.3349e-14 | 3.3804e-14 | 0 | 159.4725 | 60.9635 | 0 | -20.5275 | -119.0365 | 0.6463 | 0.35092 | 0.62082 | 0.45783 | 0 | 0.45783 | -2.7263 | -126.6574 | 113.067 | -2.4868 | 0 | 0

## LLG_max_10
name | pf_ikss_a_from_ka | pf_ikss_b_from_ka | pf_ikss_c_from_ka | pf_ikss_a_to_ka | pf_ikss_b_to_ka | pf_ikss_c_to_ka | pf_skss_a_from_mw | pf_skss_b_from_mw | pf_skss_c_from_mw | pf_skss_a_to_mw | pf_skss_b_to_mw | pf_skss_c_to_mw | pf_p_a_from_mw | pf_p_b_from_mw | pf_p_c_from_mw | pf_p_a_to_mw | pf_p_b_to_mw | pf_p_c_to_mw | pf_q_a_from_mvar | pf_q_b_from_mvar | pf_q_c_from_mvar | pf_q_a_to_mvar | pf_q_b_to_mvar | pf_q_c_to_mvar | pf_ikss_a_from_degree | pf_ikss_b_from_degree | pf_ikss_c_from_degree | pf_ikss_a_to_degree | pf_ikss_b_to_degree | pf_ikss_c_to_degree | pf_vm_a_from_pu | pf_vm_b_from_pu | pf_vm_c_from_pu | pf_vm_a_to_pu | pf_vm_b_to_pu | pf_vm_c_to_pu | pf_va_a_from_degree | pf_va_b_from_degree | pf_va_c_from_degree | pf_va_a_to_degree | pf_va_b_to_degree | pf_va_c_to_degree
Line0_1_2 | 0 | 0 | 0 | 0 | 0 | 0 | 0 | 0 | 0 | 0 | 0 | 0 | -6.3061e-09 | -3.3845e-08 | 2.6472e-08 | 5.5802e-09 | 2.9164e-08 | -2.1065e-08 | -4.8036e-08 | 2.4798e-08 | 1.4465e-08 | 3.9816e-08 | -2.102e-08 | -1.241e-08 | 0 | 0 | 0 | 0 | 0 | 0 | 0.89338 | 0.72372 | 0.84625 | 0.89338 | 0.72372 | 0.84625 | -3.0071 | -126.8658 | 112.8538 | -3.0071 | -126.8658 | 112.8538
Line10_11_12 | 0 | 0 | 0 | 0 | 0 | 0 | 0 | 0 | 0 | 0 | 0 | 0 | -4.8989e-09 | -2.5253e-20 | -5.0861e-21 | 4.8989e-09 | 2.2769e-15 | 9.4849e-16 | -1.1478e-07 | -2.7211e-20 | 2.3519e-20 | 9.5499e-08 | 4.4007e-15 | 1.5325e-15 | 0 | 0 | 0 | 0 | 0 | 0 | 0.47972 | 0 | 0.47972 | 0.47972 | 0 | 0.47972 | -2.5637 | 0 | 0 | -2.5637 | 0 | 0
Line11_12_13 | 0 | 0 | 0 | 0 | 0 | 0 | 0 | 0 | 0 | 0 | 0 | 0 | -4.0824e-09 | -2.2654e-15 | -1.0202e-15 | 4.0824e-09 | 3.3269e-15 | 1.355e-15 | -9.5649e-08 | -4.2563e-15 | -1.5557e-15 | 7.6369e-08 | 6.4655e-15 | 2.2098e-15 | 0 | 0 | 0 | 0 | 0 | 0 | 0.47972 | 0 | 0.47972 | 0.47972 | 0 | 0.47972 | -2.5637 | 0 | 0 | -2.5637 | 0 | 0
Line12_13_15 | 0 | 0 | 0 | 0 | 0 | 0 | 0 | 0 | 0 | 0 | 0 | 0 | -2.4494e-09 | -2.4794e-15 | -1.1138e-15 | 2.4495e-09 | 2.1078e-15 | 7.681e-16 | -5.7389e-08 | -4.6518e-15 | -1.6886e-15 | 3.811e-08 | 4.2226e-15 | 1.3407e-15 | 0 | 0 | 0 | 0 | 0 | 0 | 0.47972 | 0 | 0.47972 | 0.47972 | 0 | 0.47972 | -2.5637 | 0 | 0 | -2.5637 | 0 | 0
Line13_13_14 | 0 | 0 | 0 | 0 | 0 | 0 | 0 | 0 | 0 | 0 | 0 | 0 | -8.1648e-10 | -8.2646e-16 | -3.7125e-16 | 8.1648e-10 | 2.3168e-17 | -1.3492e-16 | -1.913e-08 | -1.5506e-15 | -5.6286e-16 | -1.4991e-10 | 2.7902e-16 | -4.1337e-17 | 0 | 0 | 0 | 0 | 0 | 0 | 0.47972 | 0 | 0.47972 | 0.47972 | 0 | 0.47972 | -2.5637 | 0 | 0 | -2.5637 | 0 | 0
Line14_15_16 | 0 | 0 | 0 | 0 | 0 | 0 | 0 | 0 | 0 | 0 | 0 | 0 | -1.633e-09 | -2.0809e-15 | -9.2972e-16 | 1.633e-09 | 1.2056e-15 | 3.4176e-16 | -3.826e-08 | -3.8922e-15 | -1.3914e-15 | 1.898e-08 | 2.5617e-15 | 7.1403e-16 | 0 | 0 | 0 | 0 | 0 | 0 | 0.47972 | 0 | 0.47972 | 0.47972 | 0 | 0.47972 | -2.5637 | 0 | 0 | -2.5637 | 0 | 0
Line15_16_17 | 0 | 0 | 0 | 0 | 0 | 0 | 0 | 0 | 0 | 0 | 0 | 0 | -8.1648e-10 | -1.1747e-15 | -5.2166e-16 | 8.1648e-10 | 3.2933e-17 | -1.8482e-16 | -1.913e-08 | -2.1897e-15 | -7.6914e-16 | -1.4991e-10 | 3.8792e-16 | -5.4786e-17 | 0 | 0 | 0 | 0 | 0 | 0 | 0.47972 | 0 | 0.47972 | 0.47972 | 0 | 0.47972 | -2.5637 | 0 | 0 | -2.5637 | 0 | 0
Line16_4_18 | 0 | 0 | 0 | 0 | 0 | 0 | 0 | 0 | 0 | 0 | 0 | 0 | -1.051e-09 | -5.6408e-09 | 4.412e-09 | 3.251e-10 | 9.5992e-10 | 9.9483e-10 | -8.006e-09 | 4.133e-09 | 2.4109e-09 | -2.1386e-10 | -3.5525e-10 | -3.555e-10 | 0 | 0 | 0 | 0 | 0 | 0 | 0.89338 | 0.72372 | 0.84625 | 0.89338 | 0.72372 | 0.84625 | -3.0071 | -126.8658 | 112.8538 | -3.0071 | -126.8658 | 112.8538
Line17_5_19 | 0 | 0 | 0 | 0 | 0 | 0 | 0 | 0 | 0 | 0 | 0 | 0 | -1.051e-09 | -5.6408e-09 | 4.412e-09 | 3.251e-10 | 9.5992e-10 | 9.9483e-10 | -8.006e-09 | 4.133e-09 | 2.4109e-09 | -2.1386e-10 | -3.5525e-10 | -3.555e-10 | 0 | 0 | 0 | 0 | 0 | 0 | 0.89338 | 0.72372 | 0.84625 | 0.89338 | 0.72372 | 0.84625 | -3.0071 | -126.8658 | 112.8538 | -3.0071 | -126.8658 | 112.8538
Line1_1_3 | 0 | 4.3668 | 4.1754 | 0 | 4.3668 | 4.1754 | 0 | 1.0085 | 0.96427 | 0 | 1.0085 | 0.96427 | -9.5972e-09 | 0.2066 | 0.41978 | 7.7007e-09 | -0.1033 | -0.20989 | -1.7085e-07 | 0.71374 | 0.53903 | 1.4472e-07 | -0.35687 | -0.26951 | 0 | 0 | 0 | 0 | -20.7221 | -119.2354 | 0.89338 | 0.72372 | 0.84625 | 0.67419 | 0.36186 | 0.64703 | -3.0071 | -126.8658 | 112.8538 | -2.8071 | -126.8658 | 112.8538
Line2_1_4 | 0 | 0 | 0 | 0 | 0 | 0 | 0 | 0 | 0 | 0 | 0 | 0 | -2.102e-09 | -1.1282e-08 | 8.824e-09 | 1.3761e-09 | 6.6007e-09 | -3.4172e-09 | -1.6012e-08 | 8.266e-09 | 4.8218e-09 | 7.7922e-09 | -4.4883e-09 | -2.7664e-09 | 0 | 0 | 0 | 0 | 0 | 0 | 0.89338 | 0.72372 | 0.84625 | 0.89338 | 0.72372 | 0.84625 | -3.0071 | -126.8658 | 112.8538 | -3.0071 | -126.8658 | 112.8538
Line3_1_5 | 0 | 0 | 0 | 0 | 0 | 0 | 0 | 0 | 0 | 0 | 0 | 0 | -2.102e-09 | -1.1282e-08 | 8.824e-09 | 1.3761e-09 | 6.6007e-09 | -3.4172e-09 | -1.6012e-08 | 8.266e-09 | 4.8218e-09 | 7.7922e-09 | -4.4883e-09 | -2.7664e-09 | 0 | 0 | 0 | 0 | 0 | 0 | 0.89338 | 0.72372 | 0.84625 | 0.89338 | 0.72372 | 0.84625 | -3.0071 | -126.8658 | 112.8538 | -3.0071 | -126.8658 | 112.8538
Line4_2_6 | 0 | 0 | 0 | 0 | 0 | 0 | 0 | 0 | 0 | 0 | 0 | 0 | -5.2551e-09 | -2.8204e-08 | 2.206e-08 | 4.5292e-09 | 2.3523e-08 | -1.6653e-08 | -4.003e-08 | 2.0665e-08 | 1.2054e-08 | 3.181e-08 | -1.6887e-08 | -9.999e-09 | 0 | 0 | 0 | 0 | 0 | 0 | 0.89338 | 0.72372 | 0.84625 | 0.89338 | 0.72372 | 0.84625 | -3.0071 | -126.8658 | 112.8538 | -3.0071 | -126.8658 | 112.8538
Line5_6_7 | 0 | 0 | 0 | 0 | 0 | 0 | 0 | 0 | 0 | 0 | 0 | 0 | -4.2041e-09 | -2.2563e-08 | 1.7648e-08 | 3.4781e-09 | 1.7882e-08 | -1.2241e-08 | -3.2024e-08 | 1.6532e-08 | 9.6435e-09 | 2.3804e-08 | -1.2754e-08 | -7.5881e-09 | 0 | 0 | 0 | 0 | 0 | 0 | 0.89338 | 0.72372 | 0.84625 | 0.89338 | 0.72372 | 0.84625 | -3.0071 | -126.8658 | 112.8538 | -3.0071 | -126.8658 | 112.8538
Line6_7_8 | 0 | 0 | 0 | 0 | 0 | 0 | 0 | 0 | 0 | 0 | 0 | 0 | -3.153e-09 | -1.6922e-08 | 1.3236e-08 | 2.4271e-09 | 1.2242e-08 | -7.8292e-09 | -2.4018e-08 | 1.2399e-08 | 7.2327e-09 | 1.5798e-08 | -8.6213e-09 | -5.1773e-09 | 0 | 0 | 0 | 0 | 0 | 0 | 0.89338 | 0.72372 | 0.84625 | 0.89338 | 0.72372 | 0.84625 | -3.0071 | -126.8658 | 112.8538 | -3.0071 | -126.8658 | 112.8538
Line7_8_9 | 0 | 0 | 0 | 0 | 0 | 0 | 0 | 0 | 0 | 0 | 0 | 0 | -1.051e-09 | -5.6408e-09 | 4.412e-09 | 3.251e-10 | 9.5992e-10 | 9.9483e-10 | -8.006e-09 | 4.133e-09 | 2.4109e-09 | -2.1386e-10 | -3.5525e-10 | -3.555e-10 | 0 | 0 | 0 | 0 | 0 | 0 | 0.89338 | 0.72372 | 0.84625 | 0.89338 | 0.72372 | 0.84625 | -3.0071 | -126.8658 | 112.8538 | -3.0071 | -126.8658 | 112.8538
Line8_8_10 | 0 | 0 | 0 | 0 | 0 | 0 | 0 | 0 | 0 | 0 | 0 | 0 | -1.051e-09 | -5.6408e-09 | 4.412e-09 | 3.251e-10 | 9.5992e-10 | 9.9483e-10 | -8.006e-09 | 4.133e-09 | 2.4109e-09 | -2.1386e-10 | -3.5525e-10 | -3.555e-10 | 0 | 0 | 0 | 0 | 0 | 0 | 0.89338 | 0.72372 | 0.84625 | 0.89338 | 0.72372 | 0.84625 | -3.0071 | -126.8658 | 112.8538 | -3.0071 | -126.8658 | 112.8538
Line9_3_11 | 0 | 4.3668 | 4.1754 | 0 | 4.3668 | 4.1754 | 0 | 1.0085 | 0.96427 | 0 | 1.0085 | 0.96427 | -7.1002e-09 | 0.1033 | 0.20989 | 5.7154e-09 | 2.0391e-13 | 1.0463e-13 | -1.449e-07 | 0.35687 | 0.26951 | 1.1463e-07 | -1.1152e-13 | -1.6349e-13 | 0 | 159.2779 | 60.7646 | 0 | -20.7221 | -119.2354 | 0.67419 | 0.36186 | 0.64703 | 0.47972 | 0 | 0.47972 | -2.8071 | -126.8658 | 112.8538 | -2.5637 | 0 | 0

## LLG_max_fault_6
name | pf_ikss_a_from_ka | pf_ikss_b_from_ka | pf_ikss_c_from_ka | pf_ikss_a_to_ka | pf_ikss_b_to_ka | pf_ikss_c_to_ka | pf_skss_a_from_mw | pf_skss_b_from_mw | pf_skss_c_from_mw | pf_skss_a_to_mw | pf_skss_b_to_mw | pf_skss_c_to_mw | pf_p_a_from_mw | pf_p_b_from_mw | pf_p_c_from_mw | pf_p_a_to_mw | pf_p_b_to_mw | pf_p_c_to_mw | pf_q_a_from_mvar | pf_q_b_from_mvar | pf_q_c_from_mvar | pf_q_a_to_mvar | pf_q_b_to_mvar | pf_q_c_to_mvar | pf_ikss_a_from_degree | pf_ikss_b_from_degree | pf_ikss_c_from_degree | pf_ikss_a_to_degree | pf_ikss_b_to_degree | pf_ikss_c_to_degree | pf_vm_a_from_pu | pf_vm_b_from_pu | pf_vm_c_from_pu | pf_vm_a_to_pu | pf_vm_b_to_pu | pf_vm_c_to_pu | pf_va_a_from_degree | pf_va_b_from_degree | pf_va_c_from_degree | pf_va_a_to_degree | pf_va_b_to_degree | pf_va_c_to_degree
Line0_1_2 | 0 | 0 | 0 | 0 | 0 | 0 | 0 | 0 | 0 | 0 | 0 | 0 | -1.3713e-10 | -2.1616e-10 | 2.3232e-10 | 1.1567e-10 | 1.8789e-10 | -1.8259e-10 | -2.5959e-10 | 2.9937e-10 | 6.1621e-11 | 2.1442e-10 | -2.5822e-10 | -5.7686e-11 | 0 | 0 | 0 | 0 | 0 | 0 | 1.0493 | 1.0474 | 1.0481 | 1.0493 | 1.0474 | 1.0481 | -0.02696 | -120.1242 | 119.91 | -0.02696 | -120.1242 | 119.91
Line10_11_12 | 0 | 0 | 0 | 0 | 0 | 0 | 0 | 0 | 0 | 0 | 0 | 0 | -3.4365e-10 | -7.2036e-10 | 6.5718e-10 | 2.9179e-10 | 6.2875e-10 | -5.1371e-10 | -8.0184e-10 | 7.9527e-10 | 1.9947e-10 | 6.6496e-10 | -6.822e-10 | -1.7637e-10 | 0 | 0 | 0 | 0 | 0 | 0 | 1.0468 | 1.0411 | 1.0443 | 1.0468 | 1.0411 | 1.0443 | -0.045858 | -120.278 | 119.855 | -0.045858 | -120.278 | 119.855
Line11_12_13 | 0 | 0 | 0 | 0 | 0 | 0 | 0 | 0 | 0 | 0 | 0 | 0 | -2.8638e-10 | -6.003e-10 | 5.4765e-10 | 2.3451e-10 | 5.0869e-10 | -4.0418e-10 | -6.682e-10 | 6.6272e-10 | 1.6623e-10 | 5.3133e-10 | -5.4965e-10 | -1.4312e-10 | 0 | 0 | 0 | 0 | 0 | 0 | 1.0468 | 1.0411 | 1.0443 | 1.0468 | 1.0411 | 1.0443 | -0.045858 | -120.278 | 119.855 | -0.045858 | -120.278 | 119.855
Line12_13_15 | 0 | 0 | 0 | 0 | 0 | 0 | 0 | 0 | 0 | 0 | 0 | 0 | -1.7183e-10 | -3.6018e-10 | 3.2859e-10 | 1.1996e-10 | 2.6857e-10 | -1.8512e-10 | -4.0092e-10 | 3.9763e-10 | 9.9736e-11 | 2.6405e-10 | -2.8456e-10 | -7.6633e-11 | 0 | 0 | 0 | 0 | 0 | 0 | 1.0468 | 1.0411 | 1.0443 | 1.0468 | 1.0411 | 1.0443 | -0.045858 | -120.278 | 119.855 | -0.045858 | -120.278 | 119.855
Line13_13_14 | 0 | 0 | 0 | 0 | 0 | 0 | 0 | 0 | 0 | 0 | 0 | 0 | -5.7276e-11 | -1.2006e-10 | 1.0953e-10 | 5.411e-12 | 2.845e-11 | 3.3944e-11 | -1.3364e-10 | 1.3254e-10 | 3.3245e-11 | -3.2311e-12 | -1.9475e-11 | -1.0142e-11 | 0 | 0 | 0 | 0 | 0 | 0 | 1.0468 | 1.0411 | 1.0443 | 1.0468 | 1.0411 | 1.0443 | -0.045858 | -120.278 | 119.855 | -0.045858 | -120.278 | 119.855
Line14_15_16 | 0 | 0 | 0 | 0 | 0 | 0 | 0 | 0 | 0 | 0 | 0 | 0 | -1.1455e-10 | -2.4012e-10 | 2.1906e-10 | 6.2687e-11 | 1.4851e-10 | -7.5587e-11 | -2.6728e-10 | 2.6509e-10 | 6.6491e-11 | 1.3041e-10 | -1.5202e-10 | -4.3388e-11 | 0 | 0 | 0 | 0 | 0 | 0 | 1.0468 | 1.0411 | 1.0443 | 1.0468 | 1.0411 | 1.0443 | -0.045858 | -120.278 | 119.855 | -0.045858 | -120.278 | 119.855
Line15_16_17 | 0 | 0 | 0 | 0 | 0 | 0 | 0 | 0 | 0 | 0 | 0 | 0 | -5.7276e-11 | -1.2006e-10 | 1.0953e-10 | 5.411e-12 | 2.845e-11 | 3.3944e-11 | -1.3364e-10 | 1.3254e-10 | 3.3245e-11 | -3.2311e-12 | -1.9475e-11 | -1.0142e-11 | 0 | 0 | 0 | 0 | 0 | 0 | 1.0468 | 1.0411 | 1.0443 | 1.0468 | 1.0411 | 1.0443 | -0.045858 | -120.278 | 119.855 | -0.045858 | -120.278 | 119.855
Line16_4_18 | 0 | 0 | 0 | 0 | 0 | 0 | 0 | 0 | 0 | 0 | 0 | 0 | -2.2856e-11 | -3.6027e-11 | 3.872e-11 | 1.397e-12 | 7.7558e-12 | 1.1009e-11 | -4.3264e-11 | 4.9895e-11 | 1.027e-11 | -1.9015e-12 | -8.7454e-12 | -6.3351e-12 | 0 | 0 | 0 | 0 | 0 | 0 | 1.0493 | 1.0474 | 1.0481 | 1.0493 | 1.0474 | 1.0481 | -0.02696 | -120.1242 | 119.91 | -0.02696 | -120.1242 | 119.91
Line17_5_19 | 0 | 0 | 0 | 0 | 0 | 0 | 0 | 0 | 0 | 0 | 0 | 0 | -2.2856e-11 | -3.6027e-11 | 3.872e-11 | 1.397e-12 | 7.7558e-12 | 1.1009e-11 | -4.3264e-11 | 4.9895e-11 | 1.027e-11 | -1.9015e-12 | -8.7454e-12 | -6.3351e-12 | 0 | 0 | 0 | 0 | 0 | 0 | 1.0493 | 1.0474 | 1.0481 | 1.0493 | 1.0474 | 1.0481 | -0.02696 | -120.1242 | 119.91 | -0.02696 | -120.1242 | 119.91
Line1_1_3 | 0 | 0.034049 | 0.034002 | 0 | 0.034049 | 0.034002 | 0 | 0.0078634 | 0.0078525 | 0 | 0.0078634 | 0.0078525 | -4.2589e-10 | 0.0058114 | 0.0058087 | 3.9678e-10 | -0.0058041 | -0.0057947 | -9.7914e-10 | 0.0058426 | 0.0058198 | 9.1049e-10 | -0.0058197 | -0.0058003 | 0 | 0 | 0 | 0 | 14.722 | -105.145 | 1.0493 | 1.0474 | 1.0481 | 1.0481 | 1.0442 | 1.0462 | -0.02696 | -120.1242 | 119.91 | -0.036404 | -120.2009 | 119.8826
Line2_1_4 | 0 | 0 | 0 | 0 | 0 | 0 | 0 | 0 | 0 | 0 | 0 | 0 | -4.5711e-11 | -7.2053e-11 | 7.744e-11 | 2.4253e-11 | 4.3782e-11 | -2.7711e-11 | -8.6528e-11 | 9.979e-11 | 2.054e-11 | 4.1363e-11 | -5.864e-11 | -1.6605e-11 | 0 | 0 | 0 | 0 | 0 | 0 | 1.0493 | 1.0474 | 1.0481 | 1.0493 | 1.0474 | 1.0481 | -0.02696 | -120.1242 | 119.91 | -0.02696 | -120.1242 | 119.91
Line3_1_5 | 0 | 0 | 0 | 0 | 0 | 0 | 0 | 0 | 0 | 0 | 0 | 0 | -4.5711e-11 | -7.2053e-11 | 7.744e-11 | 2.4253e-11 | 4.3782e-11 | -2.7711e-11 | -8.6528e-11 | 9.979e-11 | 2.054e-11 | 4.1363e-11 | -5.864e-11 | -1.6605e-11 | 0 | 0 | 0 | 0 | 0 | 0 | 1.0493 | 1.0474 | 1.0481 | 1.0493 | 1.0474 | 1.0481 | -0.02696 | -120.1242 | 119.91 | -0.02696 | -120.1242 | 119.91
Line4_2_6 | 0 | 0 | 0 | 0 | 0 | 0 | 0 | 0 | 0 | 0 | 0 | 0 | -1.1428e-10 | -1.8013e-10 | 1.936e-10 | 9.2819e-11 | 1.5186e-10 | -1.4387e-10 | -2.1632e-10 | 2.4947e-10 | 5.135e-11 | 1.7116e-10 | -2.0833e-10 | -4.7415e-11 | 0 | 0 | 0 | 0 | 0 | 0 | 1.0493 | 1.0474 | 1.0481 | 1.0493 | 1.0474 | 1.0481 | -0.02696 | -120.1242 | 119.91 | -0.02696 | -120.1242 | 119.91
Line5_6_7 | 0 | 0 | 0 | 0 | 0 | 0 | 0 | 0 | 0 | 0 | 0 | 0 | -9.1422e-11 | -1.4411e-10 | 1.5488e-10 | 6.9964e-11 | 1.1584e-10 | -1.0515e-10 | -1.7306e-10 | 1.9958e-10 | 4.108e-11 | 1.2789e-10 | -1.5843e-10 | -3.7145e-11 | 0 | 0 | 0 | 0 | 0 | 0 | 1.0493 | 1.0474 | 1.0481 | 1.0493 | 1.0474 | 1.0481 | -0.02696 | -120.1242 | 119.91 | -0.02696 | -120.1242 | 119.91
Line6_7_8 | 0 | 0 | 0 | 0 | 0 | 0 | 0 | 0 | 0 | 0 | 0 | 0 | -6.8567e-11 | -1.0808e-10 | 1.1616e-10 | 4.7108e-11 | 7.9809e-11 | -6.6431e-11 | -1.2979e-10 | 1.4968e-10 | 3.081e-11 | 8.4627e-11 | -1.0854e-10 | -2.6875e-11 | 0 | 0 | 0 | 0 | 0 | 0 | 1.0493 | 1.0474 | 1.0481 | 1.0493 | 1.0474 | 1.0481 | -0.02696 | -120.1242 | 119.91 | -0.02696 | -120.1242 | 119.91
Line7_8_9 | 0 | 0 | 0 | 0 | 0 | 0 | 0 | 0 | 0 | 0 | 0 | 0 | -2.2856e-11 | -3.6027e-11 | 3.872e-11 | 1.397e-12 | 7.7558e-12 | 1.1009e-11 | -4.3264e-11 | 4.9895e-11 | 1.027e-11 | -1.9015e-12 | -8.7454e-12 | -6.3351e-12 | 0 | 0 | 0 | 0 | 0 | 0 | 1.0493 | 1.0474 | 1.0481 | 1.0493 | 1.0474 | 1.0481 | -0.02696 | -120.1242 | 119.91 | -0.02696 | -120.1242 | 119.91
Line8_8_10 | 0 | 0 | 0 | 0 | 0 | 0 | 0 | 0 | 0 | 0 | 0 | 0 | -2.2856e-11 | -3.6027e-11 | 3.872e-11 | 1.397e-12 | 7.7558e-12 | 1.1009e-11 | -4.3264e-11 | 4.9895e-11 | 1.027e-11 | -1.9015e-12 | -8.7454e-12 | -6.3351e-12 | 0 | 0 | 0 | 0 | 0 | 0 | 1.0493 | 1.0474 | 1.0481 | 1.0493 | 1.0474 | 1.0481 | -0.02696 | -120.1242 | 119.91 | -0.02696 | -120.1242 | 119.91
Line9_3_11 | 0 | 0.034049 | 0.034002 | 0 | 0.034049 | 0.034002 | 0 | 0.0078634 | 0.0078525 | 0 | 0.0078634 | 0.0078525 | -3.9337e-10 | 0.0058041 | 0.0057947 | 3.4906e-10 | -0.0057968 | -0.0057808 | -9.1305e-10 | 0.0058197 | 0.0058003 | 7.986e-10 | -0.0057968 | -0.0057808 | 0 | -165.278 | 74.855 | 0 | 14.722 | -105.145 | 1.0481 | 1.0442 | 1.0462 | 1.0468 | 1.0411 | 1.0443 | -0.036404 | -120.2009 | 119.8826 | -0.045858 | -120.278 | 119.855

## LLG_max_fault_10
name | pf_ikss_a_from_ka | pf_ikss_b_from_ka | pf_ikss_c_from_ka | pf_ikss_a_to_ka | pf_ikss_b_to_ka | pf_ikss_c_to_ka | pf_skss_a_from_mw | pf_skss_b_from_mw | pf_skss_c_from_mw | pf_skss_a_to_mw | pf_skss_b_to_mw | pf_skss_c_to_mw | pf_p_a_from_mw | pf_p_b_from_mw | pf_p_c_from_mw | pf_p_a_to_mw | pf_p_b_to_mw | pf_p_c_to_mw | pf_q_a_from_mvar | pf_q_b_from_mvar | pf_q_c_from_mvar | pf_q_a_to_mvar | pf_q_b_to_mvar | pf_q_c_to_mvar | pf_ikss_a_from_degree | pf_ikss_b_from_degree | pf_ikss_c_from_degree | pf_ikss_a_to_degree | pf_ikss_b_to_degree | pf_ikss_c_to_degree | pf_vm_a_from_pu | pf_vm_b_from_pu | pf_vm_c_from_pu | pf_vm_a_to_pu | pf_vm_b_to_pu | pf_vm_c_to_pu | pf_va_a_from_degree | pf_va_b_from_degree | pf_va_c_from_degree | pf_va_a_to_degree | pf_va_b_to_degree | pf_va_c_to_degree
Line0_1_2 | 0 | 0 | 0 | 0 | 0 | 0 | 0 | 0 | 0 | 0 | 0 | 0 | -1.5764e-10 | -2.4846e-10 | 2.6709e-10 | 1.3297e-10 | 2.1596e-10 | -2.0992e-10 | -2.9844e-10 | 3.4413e-10 | 7.0816e-11 | 2.4652e-10 | -2.9682e-10 | -6.6294e-11 | 0 | 0 | 0 | 0 | 0 | 0 | 1.0993 | 1.0971 | 1.0979 | 1.0993 | 1.0971 | 1.0979 | -0.028226 | -120.13 | 119.9057 | -0.028226 | -120.13 | 119.9057
Line10_11_12 | 0 | 0 | 0 | 0 | 0 | 0 | 0 | 0 | 0 | 0 | 0 | 0 | -3.8425e-10 | -8.016e-10 | 7.3322e-10 | 3.2622e-10 | 6.9962e-10 | -5.732e-10 | -8.935e-10 | 8.8825e-10 | 2.2203e-10 | 7.4094e-10 | -7.6203e-10 | -1.9648e-10 | 0 | 0 | 0 | 0 | 0 | 0 | 1.0966 | 1.0906 | 1.094 | 1.0966 | 1.0906 | 1.094 | -0.047121 | -120.2838 | 119.8508 | -0.047121 | -120.2838 | 119.8508
Line11_12_13 | 0 | 0 | 0 | 0 | 0 | 0 | 0 | 0 | 0 | 0 | 0 | 0 | -3.2021e-10 | -6.68e-10 | 6.1101e-10 | 2.6218e-10 | 5.6602e-10 | -4.51e-10 | -7.4458e-10 | 7.4021e-10 | 1.8503e-10 | 5.9202e-10 | -6.1399e-10 | -1.5948e-10 | 0 | 0 | 0 | 0 | 0 | 0 | 1.0966 | 1.0906 | 1.094 | 1.0966 | 1.0906 | 1.094 | -0.047121 | -120.2838 | 119.8508 | -0.047121 | -120.2838 | 119.8508
Line12_13_15 | 0 | 0 | 0 | 0 | 0 | 0 | 0 | 0 | 0 | 0 | 0 | 0 | -1.9212e-10 | -4.008e-10 | 3.6661e-10 | 1.3409e-10 | 2.9882e-10 | -2.0659e-10 | -4.4675e-10 | 4.4413e-10 | 1.1102e-10 | 2.9419e-10 | -3.179e-10 | -8.5467e-11 | 0 | 0 | 0 | 0 | 0 | 0 | 1.0966 | 1.0906 | 1.094 | 1.0966 | 1.0906 | 1.094 | -0.047121 | -120.2838 | 119.8508 | -0.047121 | -120.2838 | 119.8508
Line13_13_14 | 0 | 0 | 0 | 0 | 0 | 0 | 0 | 0 | 0 | 0 | 0 | 0 | -6.4042e-11 | -1.336e-10 | 1.222e-10 | 6.0096e-12 | 3.1618e-11 | 3.7811e-11 | -1.4892e-10 | 1.4804e-10 | 3.7005e-11 | -3.6438e-12 | -2.1821e-11 | -1.1456e-11 | 0 | 0 | 0 | 0 | 0 | 0 | 1.0966 | 1.0906 | 1.094 | 1.0966 | 1.0906 | 1.094 | -0.047121 | -120.2838 | 119.8508 | -0.047121 | -120.2838 | 119.8508
Line14_15_16 | 0 | 0 | 0 | 0 | 0 | 0 | 0 | 0 | 0 | 0 | 0 | 0 | -1.2808e-10 | -2.672e-10 | 2.4441e-10 | 7.0051e-11 | 1.6522e-10 | -8.4391e-11 | -2.9783e-10 | 2.9608e-10 | 7.4011e-11 | 1.4527e-10 | -1.6986e-10 | -4.8462e-11 | 0 | 0 | 0 | 0 | 0 | 0 | 1.0966 | 1.0906 | 1.094 | 1.0966 | 1.0906 | 1.094 | -0.047121 | -120.2838 | 119.8508 | -0.047121 | -120.2838 | 119.8508
Line15_16_17 | 0 | 0 | 0 | 0 | 0 | 0 | 0 | 0 | 0 | 0 | 0 | 0 | -6.4042e-11 | -1.336e-10 | 1.222e-10 | 6.0096e-12 | 3.1618e-11 | 3.7811e-11 | -1.4892e-10 | 1.4804e-10 | 3.7005e-11 | -3.6438e-12 | -2.1821e-11 | -1.1456e-11 | 0 | 0 | 0 | 0 | 0 | 0 | 1.0966 | 1.0906 | 1.094 | 1.0966 | 1.0906 | 1.094 | -0.047121 | -120.2838 | 119.8508 | -0.047121 | -120.2838 | 119.8508
Line16_4_18 | 0 | 0 | 0 | 0 | 0 | 0 | 0 | 0 | 0 | 0 | 0 | 0 | -2.6273e-11 | -4.141e-11 | 4.4514e-11 | 1.6048e-12 | 8.9132e-12 | 1.2651e-11 | -4.9741e-11 | 5.7355e-11 | 1.1803e-11 | -2.1849e-12 | -1.0049e-11 | -7.2804e-12 | 0 | 0 | 0 | 0 | 0 | 0 | 1.0993 | 1.0971 | 1.0979 | 1.0993 | 1.0971 | 1.0979 | -0.028226 | -120.13 | 119.9057 | -0.028226 | -120.13 | 119.9057
Line17_5_19 | 0 | 0 | 0 | 0 | 0 | 0 | 0 | 0 | 0 | 0 | 0 | 0 | -2.6273e-11 | -4.141e-11 | 4.4514e-11 | 1.6048e-12 | 8.9132e-12 | 1.2651e-11 | -4.9741e-11 | 5.7355e-11 | 1.1803e-11 | -2.1849e-12 | -1.0049e-11 | -7.2804e-12 | 0 | 0 | 0 | 0 | 0 | 0 | 1.0993 | 1.0971 | 1.0979 | 1.0993 | 1.0971 | 1.0979 | -0.028226 | -120.13 | 119.9057 | -0.028226 | -120.13 | 119.9057
Line1_1_3 | 0 | 0.035668 | 0.035617 | 0 | 0.035668 | 0.035617 | 0 | 0.0082371 | 0.0082254 | 0 | 0.0082371 | 0.0082254 | -4.7687e-10 | 0.0063768 | 0.0063734 | 4.4381e-10 | -0.0063688 | -0.0063581 | -1.0926e-09 | 0.0064112 | 0.0063856 | 1.0149e-09 | -0.006386 | -0.0063642 | 0 | 0 | 0 | 0 | 14.7161 | -105.1492 | 1.0993 | 1.0971 | 1.0979 | 1.0979 | 1.0938 | 1.0959 | -0.028226 | -120.13 | 119.9057 | -0.037669 | -120.2067 | 119.8783
Line2_1_4 | 0 | 0 | 0 | 0 | 0 | 0 | 0 | 0 | 0 | 0 | 0 | 0 | -5.2546e-11 | -8.282e-11 | 8.9028e-11 | 2.7878e-11 | 5.0323e-11 | -3.1864e-11 | -9.9481e-11 | 1.1471e-10 | 2.3605e-11 | 4.7556e-11 | -6.7404e-11 | -1.9083e-11 | 0 | 0 | 0 | 0 | 0 | 0 | 1.0993 | 1.0971 | 1.0979 | 1.0993 | 1.0971 | 1.0979 | -0.028226 | -120.13 | 119.9057 | -0.028226 | -120.13 | 119.9057
Line3_1_5 | 0 | 0 | 0 | 0 | 0 | 0 | 0 | 0 | 0 | 0 | 0 | 0 | -5.2546e-11 | -8.282e-11 | 8.9028e-11 | 2.7878e-11 | 5.0323e-11 | -3.1864e-11 | -9.9481e-11 | 1.1471e-10 | 2.3605e-11 | 4.7556e-11 | -6.7404e-11 | -1.9083e-11 | 0 | 0 | 0 | 0 | 0 | 0 | 1.0993 | 1.0971 | 1.0979 | 1.0993 | 1.0971 | 1.0979 | -0.028226 | -120.13 | 119.9057 | -0.028226 | -120.13 | 119.9057
Line4_2_6 | 0 | 0 | 0 | 0 | 0 | 0 | 0 | 0 | 0 | 0 | 0 | 0 | -1.3136e-10 | -2.0705e-10 | 2.2257e-10 | 1.067e-10 | 1.7455e-10 | -1.6541e-10 | -2.487e-10 | 2.8677e-10 | 5.9013e-11 | 1.9678e-10 | -2.3947e-10 | -5.4491e-11 | 0 | 0 | 0 | 0 | 0 | 0 | 1.0993 | 1.0971 | 1.0979 | 1.0993 | 1.0971 | 1.0979 | -0.028226 | -120.13 | 119.9057 | -0.028226 | -120.13 | 119.9057
Line5_6_7 | 0 | 0 | 0 | 0 | 0 | 0 | 0 | 0 | 0 | 0 | 0 | 0 | -1.0509e-10 | -1.6564e-10 | 1.7806e-10 | 8.0423e-11 | 1.3314e-10 | -1.2089e-10 | -1.9896e-10 | 2.2942e-10 | 4.7211e-11 | 1.4704e-10 | -1.8211e-10 | -4.2688e-11 | 0 | 0 | 0 | 0 | 0 | 0 | 1.0993 | 1.0971 | 1.0979 | 1.0993 | 1.0971 | 1.0979 | -0.028226 | -120.13 | 119.9057 | -0.028226 | -120.13 | 119.9057
Line6_7_8 | 0 | 0 | 0 | 0 | 0 | 0 | 0 | 0 | 0 | 0 | 0 | 0 | -7.8819e-11 | -1.2423e-10 | 1.3354e-10 | 5.415e-11 | 9.1734e-11 | -7.6378e-11 | -1.4922e-10 | 1.7206e-10 | 3.5408e-11 | 9.7297e-11 | -1.2476e-10 | -3.0886e-11 | 0 | 0 | 0 | 0 | 0 | 0 | 1.0993 | 1.0971 | 1.0979 | 1.0993 | 1.0971 | 1.0979 | -0.028226 | -120.13 | 119.9057 | -0.028226 | -120.13 | 119.9057
Line7_8_9 | 0 | 0 | 0 | 0 | 0 | 0 | 0 | 0 | 0 | 0 | 0 | 0 | -2.6273e-11 | -4.141e-11 | 4.4514e-11 | 1.6048e-12 | 8.9132e-12 | 1.2651e-11 | -4.9741e-11 | 5.7355e-11 | 1.1803e-11 | -2.1849e-12 | -1.0049e-11 | -7.2804e-12 | 0 | 0 | 0 | 0 | 0 | 0 | 1.0993 | 1.0971 | 1.0979 | 1.0993 | 1.0971 | 1.0979 | -0.028226 | -120.13 | 119.9057 | -0.028226 | -120.13 | 119.9057
Line8_8_10 | 0 | 0 | 0 | 0 | 0 | 0 | 0 | 0 | 0 | 0 | 0 | 0 | -2.6273e-11 | -4.141e-11 | 4.4514e-11 | 1.6048e-12 | 8.9132e-12 | 1.2651e-11 | -4.9741e-11 | 5.7355e-11 | 1.1803e-11 | -2.1849e-12 | -1.0049e-11 | -7.2804e-12 | 0 | 0 | 0 | 0 | 0 | 0 | 1.0993 | 1.0971 | 1.0979 | 1.0993 | 1.0971 | 1.0979 | -0.028226 | -120.13 | 119.9057 | -0.028226 | -120.13 | 119.9057
Line9_3_11 | 0 | 0.035668 | 0.035617 | 0 | 0.035668 | 0.035617 | 0 | 0.0082371 | 0.0082254 | 0 | 0.0082371 | 0.0082254 | -4.4e-10 | 0.0063688 | 0.0063581 | 3.9026e-10 | -0.0063609 | -0.0063428 | -1.0178e-09 | 0.006386 | 0.0063642 | 8.8985e-10 | -0.0063609 | -0.0063428 | 0 | -165.2838 | 74.8508 | 0 | 14.7161 | -105.1492 | 1.0979 | 1.0938 | 1.0959 | 1.0966 | 1.0906 | 1.094 | -0.037669 | -120.2067 | 119.8783 | -0.047121 | -120.2838 | 119.8508

## LLG_min_6
name | pf_ikss_a_from_ka | pf_ikss_b_from_ka | pf_ikss_c_from_ka | pf_ikss_a_to_ka | pf_ikss_b_to_ka | pf_ikss_c_to_ka | pf_skss_a_from_mw | pf_skss_b_from_mw | pf_skss_c_from_mw | pf_skss_a_to_mw | pf_skss_b_to_mw | pf_skss_c_to_mw | pf_p_a_from_mw | pf_p_b_from_mw | pf_p_c_from_mw | pf_p_a_to_mw | pf_p_b_to_mw | pf_p_c_to_mw | pf_q_a_from_mvar | pf_q_b_from_mvar | pf_q_c_from_mvar | pf_q_a_to_mvar | pf_q_b_to_mvar | pf_q_c_to_mvar | pf_ikss_a_from_degree | pf_ikss_b_from_degree | pf_ikss_c_from_degree | pf_ikss_a_to_degree | pf_ikss_b_to_degree | pf_ikss_c_to_degree | pf_vm_a_from_pu | pf_vm_b_from_pu | pf_vm_c_from_pu | pf_vm_a_to_pu | pf_vm_b_to_pu | pf_vm_c_to_pu | pf_va_a_from_degree | pf_va_b_from_degree | pf_va_c_from_degree | pf_va_a_to_degree | pf_va_b_to_degree | pf_va_c_to_degree
Line0_1_2 | 0 | 0 | 0 | 0 | 0 | 0 | 0 | 0 | 0 | 0 | 0 | 0 | -1.1629e-08 | -1.8362e-08 | 2.1613e-08 | 9.8711e-09 | 1.5894e-08 | -1.7386e-08 | -3.0459e-08 | 2.4422e-08 | 4.4348e-09 | 2.5192e-08 | -2.0808e-08 | -4.165e-09 | 0 | 0 | 0 | 0 | 0 | 0 | 0.82746 | 0.695 | 0.75724 | 0.82746 | 0.695 | 0.75724 | -3.5196 | -130.7279 | 108.5922 | -3.5196 | -130.7279 | 108.5922
Line10_11_12 | 0 | 0 | 0 | 0 | 0 | 0 | 0 | 0 | 0 | 0 | 0 | 0 | -3.6005e-09 | 8.3875e-21 | 9.805e-21 | 3.6005e-09 | 3.254e-15 | 1.2738e-15 | -8.7019e-08 | 1.4597e-20 | -1.3364e-20 | 7.2422e-08 | 3.294e-15 | 1.1136e-15 | 0 | 0 | 0 | 0 | 0 | 0 | 0.41741 | 0 | 0.41741 | 0.41741 | 0 | 0.41741 | -2.1229 | 0 | 0 | -2.1229 | 0 | 0
Line11_12_13 | 0 | 0 | 0 | 0 | 0 | 0 | 0 | 0 | 0 | 0 | 0 | 0 | -3.0004e-09 | -3.2047e-15 | -1.344e-15 | 3.0004e-09 | 4.764e-15 | 1.8255e-15 | -7.2516e-08 | -3.1687e-15 | -1.1154e-15 | 5.7919e-08 | 4.8443e-15 | 1.609e-15 | 0 | 0 | 0 | 0 | 0 | 0 | 0.41741 | 0 | 0.41741 | 0.41741 | 0 | 0.41741 | -2.1229 | 0 | 0 | -2.1229 | 0 | 0
Line12_13_15 | 0 | 0 | 0 | 0 | 0 | 0 | 0 | 0 | 0 | 0 | 0 | 0 | -1.8003e-09 | -3.5056e-15 | -1.4645e-15 | 1.8003e-09 | 3.052e-15 | 1.0595e-15 | -4.3509e-08 | -3.4621e-15 | -1.2089e-15 | 2.8913e-08 | 3.1812e-15 | 9.9041e-16 | 0 | 0 | 0 | 0 | 0 | 0 | 0.41741 | 0 | 0.41741 | 0.41741 | 0 | 0.41741 | -2.1229 | 0 | 0 | -2.1229 | 0 | 0
Line13_13_14 | 0 | 0 | 0 | 0 | 0 | 0 | 0 | 0 | 0 | 0 | 0 | 0 | -6.0009e-10 | -1.1685e-15 | -4.8816e-16 | 6.0009e-10 | 9.594e-17 | -1.3144e-16 | -1.4503e-08 | -1.154e-15 | -4.0297e-16 | -9.3289e-11 | 2.4178e-16 | -1.2943e-18 | 0 | 0 | 0 | 0 | 0 | 0 | 0.41741 | 0 | 0.41741 | 0.41741 | 0 | 0.41741 | -2.1229 | 0 | 0 | -2.1229 | 0 | 0
Line14_15_16 | 0 | 0 | 0 | 0 | 0 | 0 | 0 | 0 | 0 | 0 | 0 | 0 | -1.2002e-09 | -2.9388e-15 | -1.2173e-15 | 1.2002e-09 | 1.7849e-15 | 5.0444e-16 | -2.9006e-08 | -2.8948e-15 | -9.9303e-16 | 1.441e-08 | 1.9497e-15 | 5.4515e-16 | 0 | 0 | 0 | 0 | 0 | 0 | 0.41741 | 0 | 0.41741 | 0.41741 | 0 | 0.41741 | -2.1229 | 0 | 0 | -2.1229 | 0 | 0
Line15_16_17 | 0 | 0 | 0 | 0 | 0 | 0 | 0 | 0 | 0 | 0 | 0 | 0 | -6.0009e-10 | -1.6569e-15 | -6.797e-16 | 6.0009e-10 | 1.3403e-16 | -1.7956e-16 | -1.4503e-08 | -1.6273e-15 | -5.4687e-16 | -9.3289e-11 | 3.3592e-16 | -1.6976e-19 | 0 | 0 | 0 | 0 | 0 | 0 | 0.41741 | 0 | 0.41741 | 0.41741 | 0 | 0.41741 | -2.1229 | 0 | 0 | -2.1229 | 0 | 0
Line16_4_18 | 0 | 0 | 0 | 0 | 0 | 0 | 0 | 0 | 0 | 0 | 0 | 0 | -1.9383e-09 | -3.0604e-09 | 3.6021e-09 | 1.7986e-10 | 5.9221e-10 | 6.2442e-10 | -5.0765e-09 | 4.0703e-09 | 7.3913e-10 | -1.9102e-10 | -4.5645e-10 | -4.6937e-10 | 0 | 0 | 0 | 0 | 0 | 0 | 0.82746 | 0.695 | 0.75724 | 0.82746 | 0.695 | 0.75724 | -3.5196 | -130.7279 | 108.5922 | -3.5196 | -130.7279 | 108.5922
Line17_5_19 | 0 | 0 | 0 | 0 | 0 | 0 | 0 | 0 | 0 | 0 | 0 | 0 | -1.9383e-09 | -3.0604e-09 | 3.6021e-09 | 1.7986e-10 | 5.9221e-10 | 6.2442e-10 | -5.0765e-09 | 4.0703e-09 | 7.3913e-10 | -1.9102e-10 | -4.5645e-10 | -4.6937e-10 | 0 | 0 | 0 | 0 | 0 | 0 | 0.82746 | 0.695 | 0.75724 | 0.82746 | 0.695 | 0.75724 | -3.5196 | -130.7279 | 108.5922 | -3.5196 | -130.7279 | 108.5922
Line1_1_3 | 0 | 3.3589 | 3.2348 | 0 | 3.3589 | 3.2348 | 0 | 0.7757 | 0.74704 | 0 | 0.7757 | 0.74704 | -1.0464e-08 | 0.30033 | 0.41724 | 6.97e-09 | -0.15016 | -0.20862 | -1.3038e-07 | 0.45606 | 0.29141 | 1.1037e-07 | -0.22803 | -0.14571 | 0 | 0 | 0 | 0 | -7.3616 | -106.3393 | 0.82746 | 0.695 | 0.75724 | 0.61259 | 0.3475 | 0.56882 | -3.5196 | -130.7279 | 108.5922 | -2.8949 | -130.7279 | 108.5922
Line2_1_4 | 0 | 0 | 0 | 0 | 0 | 0 | 0 | 0 | 0 | 0 | 0 | 0 | -3.8765e-09 | -6.1207e-09 | 7.2042e-09 | 2.1181e-09 | 3.6526e-09 | -2.9777e-09 | -1.0153e-08 | 8.1406e-09 | 1.4783e-09 | 4.8855e-09 | -4.5268e-09 | -1.2085e-09 | 0 | 0 | 0 | 0 | 0 | 0 | 0.82746 | 0.695 | 0.75724 | 0.82746 | 0.695 | 0.75724 | -3.5196 | -130.7279 | 108.5922 | -3.5196 | -130.7279 | 108.5922
Line3_1_5 | 0 | 0 | 0 | 0 | 0 | 0 | 0 | 0 | 0 | 0 | 0 | 0 | -3.8765e-09 | -6.1207e-09 | 7.2042e-09 | 2.1181e-09 | 3.6526e-09 | -2.9777e-09 | -1.0153e-08 | 8.1406e-09 | 1.4783e-09 | 4.8855e-09 | -4.5268e-09 | -1.2085e-09 | 0 | 0 | 0 | 0 | 0 | 0 | 0.82746 | 0.695 | 0.75724 | 0.82746 | 0.695 | 0.75724 | -3.5196 | -130.7279 | 108.5922 | -3.5196 | -130.7279 | 108.5922
Line4_2_6 | 0 | 0 | 0 | 0 | 0 | 0 | 0 | 0 | 0 | 0 | 0 | 0 | -9.6912e-09 | -1.5302e-08 | 1.8011e-08 | 7.9329e-09 | 1.2834e-08 | -1.3784e-08 | -2.5383e-08 | 2.0352e-08 | 3.6957e-09 | 2.0115e-08 | -1.6738e-08 | -3.4259e-09 | 0 | 0 | 0 | 0 | 0 | 0 | 0.82746 | 0.695 | 0.75724 | 0.82746 | 0.695 | 0.75724 | -3.5196 | -130.7279 | 108.5922 | -3.5196 | -130.7279 | 108.5922
Line5_6_7 | 0 | 0 | 0 | 0 | 0 | 0 | 0 | 0 | 0 | 0 | 0 | 0 | -7.753e-09 | -1.2241e-08 | 1.4408e-08 | 5.9946e-09 | 9.7733e-09 | -1.0182e-08 | -2.0306e-08 | 1.6281e-08 | 2.9565e-09 | 1.5039e-08 | -1.2667e-08 | -2.6868e-09 | 0 | 0 | 0 | 0 | 0 | 0 | 0.82746 | 0.695 | 0.75724 | 0.82746 | 0.695 | 0.75724 | -3.5196 | -130.7279 | 108.5922 | -3.5196 | -130.7279 | 108.5922
Line6_7_8 | 0 | 0 | 0 | 0 | 0 | 0 | 0 | 0 | 0 | 0 | 0 | 0 | -5.8147e-09 | -9.1811e-09 | 1.0806e-08 | 4.0564e-09 | 6.7129e-09 | -6.5798e-09 | -1.523e-08 | 1.2211e-08 | 2.2174e-09 | 9.962e-09 | -8.5971e-09 | -1.9476e-09 | 0 | 0 | 0 | 0 | 0 | 0 | 0.82746 | 0.695 | 0.75724 | 0.82746 | 0.695 | 0.75724 | -3.5196 | -130.7279 | 108.5922 | -3.5196 | -130.7279 | 108.5922
Line7_8_9 | 0 | 0 | 0 | 0 | 0 | 0 | 0 | 0 | 0 | 0 | 0 | 0 | -1.9382e-09 | -3.0604e-09 | 3.6021e-09 | 1.7986e-10 | 5.9221e-10 | 6.2442e-10 | -5.0765e-09 | 4.0703e-09 | 7.3913e-10 | -1.9102e-10 | -4.5645e-10 | -4.6937e-10 | 0 | 0 | 0 | 0 | 0 | 0 | 0.82746 | 0.695 | 0.75724 | 0.82746 | 0.695 | 0.75724 | -3.5196 | -130.7279 | 108.5922 | -3.5196 | -130.7279 | 108.5922
Line8_8_10 | 0 | 0 | 0 | 0 | 0 | 0 | 0 | 0 | 0 | 0 | 0 | 0 | -1.9382e-09 | -3.0604e-09 | 3.6021e-09 | 1.7986e-10 | 5.9221e-10 | 6.2442e-10 | -5.0765e-09 | 4.0703e-09 | 7.3913e-10 | -1.9102e-10 | -4.5645e-10 | -4.6937e-10 | 0 | 0 | 0 | 0 | 0 | 0 | 0.82746 | 0.695 | 0.75724 | 0.82746 | 0.695 | 0.75724 | -3.5196 | -130.7279 | 108.5922 | -3.5196 | -130.7279 | 108.5922
Line9_3_11 | 0 | 3.3589 | 3.2348 | 0 | 3.3589 | 3.2348 | 0 | 0.7757 | 0.74704 | 0 | 0.7757 | 0.74704 | -6.5531e-09 | 0.15016 | 0.20862 | 4.2006e-09 | -8.1891e-14 | -8.3205e-14 | -1.1052e-07 | 0.22803 | 0.14571 | 8.6925e-08 | 4.4734e-14 | 8.5112e-14 | 0 | 172.6384 | 73.6607 | 0 | -7.3616 | -106.3393 | 0.61259 | 0.3475 | 0.56882 | 0.41741 | 0 | 0.41741 | -2.8949 | -130.7279 | 108.5922 | -2.1229 | 0 | 0

## LLG_min_10
name | pf_ikss_a_from_ka | pf_ikss_b_from_ka | pf_ikss_c_from_ka | pf_ikss_a_to_ka | pf_ikss_b_to_ka | pf_ikss_c_to_ka | pf_skss_a_from_mw | pf_skss_b_from_mw | pf_skss_c_from_mw | pf_skss_a_to_mw | pf_skss_b_to_mw | pf_skss_c_to_mw | pf_p_a_from_mw | pf_p_b_from_mw | pf_p_c_from_mw | pf_p_a_to_mw | pf_p_b_to_mw | pf_p_c_to_mw | pf_q_a_from_mvar | pf_q_b_from_mvar | pf_q_c_from_mvar | pf_q_a_to_mvar | pf_q_b_to_mvar | pf_q_c_to_mvar | pf_ikss_a_from_degree | pf_ikss_b_from_degree | pf_ikss_c_from_degree | pf_ikss_a_to_degree | pf_ikss_b_to_degree | pf_ikss_c_to_degree | pf_vm_a_from_pu | pf_vm_b_from_pu | pf_vm_c_from_pu | pf_vm_a_to_pu | pf_vm_b_to_pu | pf_vm_c_to_pu | pf_va_a_from_degree | pf_va_b_from_degree | pf_va_c_from_degree | pf_va_a_to_degree | pf_va_b_to_degree | pf_va_c_to_degree
Line0_1_2 | 0 | 0 | 0 | 0 | 0 | 0 | 0 | 0 | 0 | 0 | 0 | 0 | -1.0438e-08 | -1.648e-08 | 1.9398e-08 | 8.8594e-09 | 1.4265e-08 | -1.5604e-08 | -2.7337e-08 | 2.1919e-08 | 3.9802e-09 | 2.261e-08 | -1.8675e-08 | -3.7381e-09 | 0 | 0 | 0 | 0 | 0 | 0 | 0.78391 | 0.65842 | 0.71739 | 0.78391 | 0.65842 | 0.71739 | -3.5196 | -130.7279 | 108.5922 | -3.5196 | -130.7279 | 108.5922
Line10_11_12 | 0 | 0 | 0 | 0 | 0 | 0 | 0 | 0 | 0 | 0 | 0 | 0 | -3.2315e-09 | 7.5207e-21 | 8.8224e-21 | 3.2315e-09 | 2.9205e-15 | 1.1433e-15 | -7.81e-08 | 1.3103e-20 | -1.196e-20 | 6.4999e-08 | 2.9564e-15 | 9.9949e-16 | 0 | 0 | 0 | 0 | 0 | 0 | 0.39544 | 0 | 0.39544 | 0.39544 | 0 | 0.39544 | -2.1229 | 0 | 0 | -2.1229 | 0 | 0
Line11_12_13 | 0 | 0 | 0 | 0 | 0 | 0 | 0 | 0 | 0 | 0 | 0 | 0 | -2.6929e-09 | -2.8763e-15 | -1.2062e-15 | 2.6929e-09 | 4.2757e-15 | 1.6384e-15 | -6.5083e-08 | -2.8439e-15 | -1.0011e-15 | 5.1983e-08 | 4.3478e-15 | 1.4441e-15 | 0 | 0 | 0 | 0 | 0 | 0 | 0.39544 | 0 | 0.39544 | 0.39544 | 0 | 0.39544 | -2.1229 | 0 | 0 | -2.1229 | 0 | 0
Line12_13_15 | 0 | 0 | 0 | 0 | 0 | 0 | 0 | 0 | 0 | 0 | 0 | 0 | -1.6158e-09 | -3.1463e-15 | -1.3144e-15 | 1.6158e-09 | 2.7392e-15 | 9.5092e-16 | -3.905e-08 | -3.1072e-15 | -1.085e-15 | 2.595e-08 | 2.8552e-15 | 8.889e-16 | 0 | 0 | 0 | 0 | 0 | 0 | 0.39544 | 0 | 0.39544 | 0.39544 | 0 | 0.39544 | -2.1229 | 0 | 0 | -2.1229 | 0 | 0
Line13_13_14 | 0 | 0 | 0 | 0 | 0 | 0 | 0 | 0 | 0 | 0 | 0 | 0 | -5.3858e-10 | -1.0488e-15 | -4.3812e-16 | 5.3859e-10 | 8.6107e-17 | -1.1797e-16 | -1.3017e-08 | -1.0357e-15 | -3.6167e-16 | -8.3728e-11 | 2.17e-16 | -1.1617e-18 | 0 | 0 | 0 | 0 | 0 | 0 | 0.39544 | 0 | 0.39544 | 0.39544 | 0 | 0.39544 | -2.1229 | 0 | 0 | -2.1229 | 0 | 0
Line14_15_16 | 0 | 0 | 0 | 0 | 0 | 0 | 0 | 0 | 0 | 0 | 0 | 0 | -1.0772e-09 | -2.6376e-15 | -1.0925e-15 | 1.0772e-09 | 1.6019e-15 | 4.5274e-16 | -2.6033e-08 | -2.5981e-15 | -8.9125e-16 | 1.2933e-08 | 1.7498e-15 | 4.8927e-16 | 0 | 0 | 0 | 0 | 0 | 0 | 0.39544 | 0 | 0.39544 | 0.39544 | 0 | 0.39544 | -2.1229 | 0 | 0 | -2.1229 | 0 | 0
Line15_16_17 | 0 | 0 | 0 | 0 | 0 | 0 | 0 | 0 | 0 | 0 | 0 | 0 | -5.3858e-10 | -1.4871e-15 | -6.1004e-16 | 5.3859e-10 | 1.2029e-16 | -1.6116e-16 | -1.3017e-08 | -1.4605e-15 | -4.9082e-16 | -8.3728e-11 | 3.0149e-16 | -1.5236e-19 | 0 | 0 | 0 | 0 | 0 | 0 | 0.39544 | 0 | 0.39544 | 0.39544 | 0 | 0.39544 | -2.1229 | 0 | 0 | -2.1229 | 0 | 0
Line16_4_18 | 0 | 0 | 0 | 0 | 0 | 0 | 0 | 0 | 0 | 0 | 0 | 0 | -1.7396e-09 | -2.7467e-09 | 3.2329e-09 | 1.6143e-10 | 5.3151e-10 | 5.6042e-10 | -4.5562e-09 | 3.6531e-09 | 6.6337e-10 | -1.7145e-10 | -4.0967e-10 | -4.2126e-10 | 0 | 0 | 0 | 0 | 0 | 0 | 0.78391 | 0.65842 | 0.71739 | 0.78391 | 0.65842 | 0.71739 | -3.5196 | -130.7279 | 108.5922 | -3.5196 | -130.7279 | 108.5922
Line17_5_19 | 0 | 0 | 0 | 0 | 0 | 0 | 0 | 0 | 0 | 0 | 0 | 0 | -1.7396e-09 | -2.7467e-09 | 3.2329e-09 | 1.6143e-10 | 5.3151e-10 | 5.6042e-10 | -4.5562e-09 | 3.6531e-09 | 6.6337e-10 | -1.7145e-10 | -4.0967e-10 | -4.2126e-10 | 0 | 0 | 0 | 0 | 0 | 0 | 0.78391 | 0.65842 | 0.71739 | 0.78391 | 0.65842 | 0.71739 | -3.5196 | -130.7279 | 108.5922 | -3.5196 | -130.7279 | 108.5922
Line1_1_3 | 0 | 3.1821 | 3.0645 | 0 | 3.1821 | 3.0645 | 0 | 0.73487 | 0.70772 | 0 | 0.73487 | 0.70772 | -9.3912e-09 | 0.26955 | 0.37447 | 6.2556e-09 | -0.13477 | -0.18724 | -1.1702e-07 | 0.40931 | 0.26154 | 9.9061e-08 | -0.20466 | -0.13077 | 0 | 0 | 0 | 0 | -7.3616 | -106.3393 | 0.78391 | 0.65842 | 0.71739 | 0.58035 | 0.32921 | 0.53888 | -3.5196 | -130.7279 | 108.5922 | -2.8949 | -130.7279 | 108.5922
Line2_1_4 | 0 | 0 | 0 | 0 | 0 | 0 | 0 | 0 | 0 | 0 | 0 | 0 | -3.4792e-09 | -5.4934e-09 | 6.4659e-09 | 1.901e-09 | 3.2782e-09 | -2.6725e-09 | -9.1124e-09 | 7.3063e-09 | 1.3267e-09 | 4.3848e-09 | -4.0628e-09 | -1.0846e-09 | 0 | 0 | 0 | 0 | 0 | 0 | 0.78391 | 0.65842 | 0.71739 | 0.78391 | 0.65842 | 0.71739 | -3.5196 | -130.7279 | 108.5922 | -3.5196 | -130.7279 | 108.5922
Line3_1_5 | 0 | 0 | 0 | 0 | 0 | 0 | 0 | 0 | 0 | 0 | 0 | 0 | -3.4792e-09 | -5.4934e-09 | 6.4659e-09 | 1.901e-09 | 3.2782e-09 | -2.6725e-09 | -9.1124e-09 | 7.3063e-09 | 1.3267e-09 | 4.3848e-09 | -4.0628e-09 | -1.0846e-09 | 0 | 0 | 0 | 0 | 0 | 0 | 0.78391 | 0.65842 | 0.71739 | 0.78391 | 0.65842 | 0.71739 | -3.5196 | -130.7279 | 108.5922 | -3.5196 | -130.7279 | 108.5922
Line4_2_6 | 0 | 0 | 0 | 0 | 0 | 0 | 0 | 0 | 0 | 0 | 0 | 0 | -8.698e-09 | -1.3733e-08 | 1.6165e-08 | 7.1198e-09 | 1.1518e-08 | -1.2371e-08 | -2.2781e-08 | 1.8266e-08 | 3.3169e-09 | 1.8053e-08 | -1.5022e-08 | -3.0748e-09 | 0 | 0 | 0 | 0 | 0 | 0 | 0.78391 | 0.65842 | 0.71739 | 0.78391 | 0.65842 | 0.71739 | -3.5196 | -130.7279 | 108.5922 | -3.5196 | -130.7279 | 108.5922
Line5_6_7 | 0 | 0 | 0 | 0 | 0 | 0 | 0 | 0 | 0 | 0 | 0 | 0 | -6.9584e-09 | -1.0987e-08 | 1.2932e-08 | 5.3802e-09 | 8.7716e-09 | -9.1384e-09 | -1.8225e-08 | 1.4613e-08 | 2.6535e-09 | 1.3497e-08 | -1.1369e-08 | -2.4114e-09 | 0 | 0 | 0 | 0 | 0 | 0 | 0.78391 | 0.65842 | 0.71739 | 0.78391 | 0.65842 | 0.71739 | -3.5196 | -130.7279 | 108.5922 | -3.5196 | -130.7279 | 108.5922
Line6_7_8 | 0 | 0 | 0 | 0 | 0 | 0 | 0 | 0 | 0 | 0 | 0 | 0 | -5.2188e-09 | -8.2401e-09 | 9.6988e-09 | 3.6406e-09 | 6.0249e-09 | -5.9054e-09 | -1.3669e-08 | 1.0959e-08 | 1.9901e-09 | 8.941e-09 | -7.7159e-09 | -1.748e-09 | 0 | 0 | 0 | 0 | 0 | 0 | 0.78391 | 0.65842 | 0.71739 | 0.78391 | 0.65842 | 0.71739 | -3.5196 | -130.7279 | 108.5922 | -3.5196 | -130.7279 | 108.5922
Line7_8_9 | 0 | 0 | 0 | 0 | 0 | 0 | 0 | 0 | 0 | 0 | 0 | 0 | -1.7396e-09 | -2.7467e-09 | 3.2329e-09 | 1.6143e-10 | 5.3152e-10 | 5.6042e-10 | -4.5562e-09 | 3.6531e-09 | 6.6337e-10 | -1.7145e-10 | -4.0967e-10 | -4.2126e-10 | 0 | 0 | 0 | 0 | 0 | 0 | 0.78391 | 0.65842 | 0.71739 | 0.78391 | 0.65842 | 0.71739 | -3.5196 | -130.7279 | 108.5922 | -3.5196 | -130.7279 | 108.5922
Line8_8_10 | 0 | 0 | 0 | 0 | 0 | 0 | 0 | 0 | 0 | 0 | 0 | 0 | -1.7396e-09 | -2.7467e-09 | 3.2329e-09 | 1.6143e-10 | 5.3152e-10 | 5.6042e-10 | -4.5562e-09 | 3.6531e-09 | 6.6337e-10 | -1.7145e-10 | -4.0967e-10 | -4.2126e-10 | 0 | 0 | 0 | 0 | 0 | 0 | 0.78391 | 0.65842 | 0.71739 | 0.78391 | 0.65842 | 0.71739 | -3.5196 | -130.7279 | 108.5922 | -3.5196 | -130.7279 | 108.5922
Line9_3_11 | 0 | 3.1821 | 3.0645 | 0 | 3.1821 | 3.0645 | 0 | 0.73487 | 0.70772 | 0 | 0.73487 | 0.70772 | -5.8814e-09 | 0.13477 | 0.18724 | 3.7701e-09 | -7.3503e-14 | -7.4801e-14 | -9.9188e-08 | 0.20466 | 0.13077 | 7.8016e-08 | 4.011e-14 | 7.6122e-14 | 0 | 172.6384 | 73.6607 | 0 | -7.3616 | -106.3393 | 0.58035 | 0.32921 | 0.53888 | 0.39544 | 0 | 0.39544 | -2.8949 | -130.7279 | 108.5922 | -2.1229 | 0 | 0

## LLG_min_fault_6
name | pf_ikss_a_from_ka | pf_ikss_b_from_ka | pf_ikss_c_from_ka | pf_ikss_a_to_ka | pf_ikss_b_to_ka | pf_ikss_c_to_ka | pf_skss_a_from_mw | pf_skss_b_from_mw | pf_skss_c_from_mw | pf_skss_a_to_mw | pf_skss_b_to_mw | pf_skss_c_to_mw | pf_p_a_from_mw | pf_p_b_from_mw | pf_p_c_from_mw | pf_p_a_to_mw | pf_p_b_to_mw | pf_p_c_to_mw | pf_q_a_from_mvar | pf_q_b_from_mvar | pf_q_c_from_mvar | pf_q_a_to_mvar | pf_q_b_to_mvar | pf_q_c_to_mvar | pf_ikss_a_from_degree | pf_ikss_b_from_degree | pf_ikss_c_from_degree | pf_ikss_a_to_degree | pf_ikss_b_to_degree | pf_ikss_c_to_degree | pf_vm_a_from_pu | pf_vm_b_from_pu | pf_vm_c_from_pu | pf_vm_a_to_pu | pf_vm_b_to_pu | pf_vm_c_to_pu | pf_va_a_from_degree | pf_va_b_from_degree | pf_va_c_from_degree | pf_va_a_to_degree | pf_va_b_to_degree | pf_va_c_to_degree
Line0_1_2 | 0 | 0 | 0 | 0 | 0 | 0 | 0 | 0 | 0 | 0 | 0 | 0 | -1.167e-10 | -1.8316e-10 | 1.9729e-10 | 9.8435e-11 | 1.5921e-10 | -1.5507e-10 | -2.2023e-10 | 2.5439e-10 | 5.2106e-11 | 1.8191e-10 | -2.1943e-10 | -4.8818e-11 | 0 | 0 | 0 | 0 | 0 | 0 | 0.94937 | 0.94754 | 0.94817 | 0.94937 | 0.94754 | 0.94817 | -0.028015 | -120.129 | 119.9063 | -0.028015 | -120.129 | 119.9063
Line10_11_12 | 0 | 0 | 0 | 0 | 0 | 0 | 0 | 0 | 0 | 0 | 0 | 0 | -1.5379e-10 | -8.196e-10 | 5.6596e-10 | 1.3363e-10 | 7.1278e-10 | -4.3898e-10 | -8.0705e-10 | 5.8077e-10 | 3.141e-10 | 6.7084e-10 | -4.9552e-10 | -2.6389e-10 | 0 | 0 | 0 | 0 | 0 | 0 | 0.94572 | 0.94017 | 0.94444 | 0.94572 | 0.94017 | 0.94444 | -0.029472 | -120.2017 | 119.9625 | -0.029472 | -120.2017 | 119.9625
Line11_12_13 | 0 | 0 | 0 | 0 | 0 | 0 | 0 | 0 | 0 | 0 | 0 | 0 | -1.2816e-10 | -6.83e-10 | 4.7163e-10 | 1.08e-10 | 5.7618e-10 | -3.4465e-10 | -6.7254e-10 | 4.8397e-10 | 2.6175e-10 | 5.3633e-10 | -3.9872e-10 | -2.1154e-10 | 0 | 0 | 0 | 0 | 0 | 0 | 0.94572 | 0.94017 | 0.94444 | 0.94572 | 0.94017 | 0.94444 | -0.029472 | -120.2017 | 119.9625 | -0.029472 | -120.2017 | 119.9625
Line12_13_15 | 0 | 0 | 0 | 0 | 0 | 0 | 0 | 0 | 0 | 0 | 0 | 0 | -7.6894e-11 | -4.098e-10 | 2.8298e-10 | 5.6734e-11 | 3.0298e-10 | -1.56e-10 | -4.0352e-10 | 2.9038e-10 | 1.5705e-10 | 2.6732e-10 | -2.0513e-10 | -1.0684e-10 | 0 | 0 | 0 | 0 | 0 | 0 | 0.94572 | 0.94017 | 0.94444 | 0.94572 | 0.94017 | 0.94444 | -0.029472 | -120.2017 | 119.9625 | -0.029472 | -120.2017 | 119.9625
Line13_13_14 | 0 | 0 | 0 | 0 | 0 | 0 | 0 | 0 | 0 | 0 | 0 | 0 | -2.5631e-11 | -1.366e-10 | 9.4327e-11 | 5.471e-12 | 2.9779e-11 | 3.2654e-11 | -1.3451e-10 | 9.6794e-11 | 5.2349e-11 | -1.6994e-12 | -1.1546e-11 | -2.1444e-12 | 0 | 0 | 0 | 0 | 0 | 0 | 0.94572 | 0.94017 | 0.94444 | 0.94572 | 0.94017 | 0.94444 | -0.029472 | -120.2017 | 119.9625 | -0.029472 | -120.2017 | 119.9625
Line14_15_16 | 0 | 0 | 0 | 0 | 0 | 0 | 0 | 0 | 0 | 0 | 0 | 0 | -5.1263e-11 | -2.732e-10 | 1.8865e-10 | 3.1102e-11 | 1.6638e-10 | -6.1673e-11 | -2.6902e-10 | 1.9359e-10 | 1.047e-10 | 1.3281e-10 | -1.0834e-10 | -5.4494e-11 | 0 | 0 | 0 | 0 | 0 | 0 | 0.94572 | 0.94017 | 0.94444 | 0.94572 | 0.94017 | 0.94444 | -0.029472 | -120.2017 | 119.9625 | -0.029472 | -120.2017 | 119.9625
Line15_16_17 | 0 | 0 | 0 | 0 | 0 | 0 | 0 | 0 | 0 | 0 | 0 | 0 | -2.5631e-11 | -1.366e-10 | 9.4327e-11 | 5.471e-12 | 2.9779e-11 | 3.2654e-11 | -1.3451e-10 | 9.6794e-11 | 5.2349e-11 | -1.6994e-12 | -1.1546e-11 | -2.1444e-12 | 0 | 0 | 0 | 0 | 0 | 0 | 0.94572 | 0.94017 | 0.94444 | 0.94572 | 0.94017 | 0.94444 | -0.029472 | -120.2017 | 119.9625 | -0.029472 | -120.2017 | 119.9625
Line16_4_18 | 0 | 0 | 0 | 0 | 0 | 0 | 0 | 0 | 0 | 0 | 0 | 0 | -1.945e-11 | -3.0527e-11 | 3.2881e-11 | 1.1862e-12 | 6.5712e-12 | 9.3389e-12 | -3.6706e-11 | 4.2398e-11 | 8.6844e-12 | -1.6174e-12 | -7.4347e-12 | -5.3963e-12 | 0 | 0 | 0 | 0 | 0 | 0 | 0.94937 | 0.94754 | 0.94817 | 0.94937 | 0.94754 | 0.94817 | -0.028015 | -120.129 | 119.9063 | -0.028015 | -120.129 | 119.9063
Line17_5_19 | 0 | 0 | 0 | 0 | 0 | 0 | 0 | 0 | 0 | 0 | 0 | 0 | -1.945e-11 | -3.0527e-11 | 3.2881e-11 | 1.1862e-12 | 6.5712e-12 | 9.3389e-12 | -3.6706e-11 | 4.2398e-11 | 8.6844e-12 | -1.6174e-12 | -7.4347e-12 | -5.3963e-12 | 0 | 0 | 0 | 0 | 0 | 0 | 0.94937 | 0.94754 | 0.94817 | 0.94937 | 0.94754 | 0.94817 | -0.028015 | -120.129 | 119.9063 | -0.028015 | -120.129 | 119.9063
Line1_1_3 | 0 | 0.030745 | 0.030718 | 0 | 0.030745 | 0.030718 | 0 | 0.0071002 | 0.0070939 | 0 | 0.0071002 | 0.0070939 | -2.0123e-10 | 0.004754 | 0.0047565 | 1.8237e-10 | -0.0047401 | -0.0047372 | -9.7945e-10 | 0.0047661 | 0.0047472 | 9.1601e-10 | -0.0047462 | -0.0047325 | 0 | 0 | 0 | 0 | 14.7982 | -105.0375 | 0.94937 | 0.94754 | 0.94817 | 0.94754 | 0.94385 | 0.94631 | -0.028015 | -120.129 | 119.9063 | -0.028743 | -120.1652 | 119.9343
Line2_1_4 | 0 | 0 | 0 | 0 | 0 | 0 | 0 | 0 | 0 | 0 | 0 | 0 | -3.89e-11 | -6.1055e-11 | 6.5762e-11 | 2.0636e-11 | 3.7098e-11 | -2.3542e-11 | -7.3411e-11 | 8.4796e-11 | 1.7369e-11 | 3.5088e-11 | -4.9833e-11 | -1.4081e-11 | 0 | 0 | 0 | 0 | 0 | 0 | 0.94937 | 0.94754 | 0.94817 | 0.94937 | 0.94754 | 0.94817 | -0.028015 | -120.129 | 119.9063 | -0.028015 | -120.129 | 119.9063
Line3_1_5 | 0 | 0 | 0 | 0 | 0 | 0 | 0 | 0 | 0 | 0 | 0 | 0 | -3.89e-11 | -6.1055e-11 | 6.5762e-11 | 2.0636e-11 | 3.7098e-11 | -2.3542e-11 | -7.3411e-11 | 8.4796e-11 | 1.7369e-11 | 3.5088e-11 | -4.9833e-11 | -1.4081e-11 | 0 | 0 | 0 | 0 | 0 | 0 | 0.94937 | 0.94754 | 0.94817 | 0.94937 | 0.94754 | 0.94817 | -0.028015 | -120.129 | 119.9063 | -0.028015 | -120.129 | 119.9063
Line4_2_6 | 0 | 0 | 0 | 0 | 0 | 0 | 0 | 0 | 0 | 0 | 0 | 0 | -9.7249e-11 | -1.5264e-10 | 1.644e-10 | 7.8985e-11 | 1.2868e-10 | -1.2218e-10 | -1.8353e-10 | 2.1199e-10 | 4.3422e-11 | 1.4521e-10 | -1.7703e-10 | -4.0134e-11 | 0 | 0 | 0 | 0 | 0 | 0 | 0.94937 | 0.94754 | 0.94817 | 0.94937 | 0.94754 | 0.94817 | -0.028015 | -120.129 | 119.9063 | -0.028015 | -120.129 | 119.9063
Line5_6_7 | 0 | 0 | 0 | 0 | 0 | 0 | 0 | 0 | 0 | 0 | 0 | 0 | -7.7799e-11 | -1.2211e-10 | 1.3152e-10 | 5.9536e-11 | 9.8153e-11 | -8.9304e-11 | -1.4682e-10 | 1.6959e-10 | 3.4738e-11 | 1.085e-10 | -1.3463e-10 | -3.145e-11 | 0 | 0 | 0 | 0 | 0 | 0 | 0.94937 | 0.94754 | 0.94817 | 0.94937 | 0.94754 | 0.94817 | -0.028015 | -120.129 | 119.9063 | -0.028015 | -120.129 | 119.9063
Line6_7_8 | 0 | 0 | 0 | 0 | 0 | 0 | 0 | 0 | 0 | 0 | 0 | 0 | -5.8349e-11 | -9.1582e-11 | 9.8643e-11 | 4.0086e-11 | 6.7626e-11 | -5.6423e-11 | -1.1012e-10 | 1.2719e-10 | 2.6053e-11 | 7.1794e-11 | -9.2231e-11 | -2.2765e-11 | 0 | 0 | 0 | 0 | 0 | 0 | 0.94937 | 0.94754 | 0.94817 | 0.94937 | 0.94754 | 0.94817 | -0.028015 | -120.129 | 119.9063 | -0.028015 | -120.129 | 119.9063
Line7_8_9 | 0 | 0 | 0 | 0 | 0 | 0 | 0 | 0 | 0 | 0 | 0 | 0 | -1.945e-11 | -3.0527e-11 | 3.2881e-11 | 1.1862e-12 | 6.5712e-12 | 9.3389e-12 | -3.6706e-11 | 4.2398e-11 | 8.6844e-12 | -1.6174e-12 | -7.4347e-12 | -5.3963e-12 | 0 | 0 | 0 | 0 | 0 | 0 | 0.94937 | 0.94754 | 0.94817 | 0.94937 | 0.94754 | 0.94817 | -0.028015 | -120.129 | 119.9063 | -0.028015 | -120.129 | 119.9063
Line8_8_10 | 0 | 0 | 0 | 0 | 0 | 0 | 0 | 0 | 0 | 0 | 0 | 0 | -1.945e-11 | -3.0527e-11 | 3.2881e-11 | 1.1862e-12 | 6.5712e-12 | 9.3389e-12 | -3.6706e-11 | 4.2398e-11 | 8.6844e-12 | -1.6174e-12 | -7.4347e-12 | -5.3963e-12 | 0 | 0 | 0 | 0 | 0 | 0 | 0.94937 | 0.94754 | 0.94817 | 0.94937 | 0.94754 | 0.94817 | -0.028015 | -120.129 | 119.9063 | -0.028015 | -120.129 | 119.9063
Line9_3_11 | 0 | 0.030745 | 0.030718 | 0 | 0.030745 | 0.030718 | 0 | 0.0071002 | 0.0070939 | 0 | 0.0071002 | 0.0070939 | -1.7904e-10 | 0.0047401 | 0.0047372 | 1.5926e-10 | -0.0047262 | -0.0047179 | -9.1767e-10 | 0.0047462 | 0.0047325 | 8.0535e-10 | -0.0047262 | -0.0047179 | 0 | -165.2017 | 74.9625 | 0 | 14.7982 | -105.0375 | 0.94754 | 0.94385 | 0.94631 | 0.94572 | 0.94017 | 0.94444 | -0.028743 | -120.1652 | 119.9343 | -0.029472 | -120.2017 | 119.9625

## LLG_min_fault_10
name | pf_ikss_a_from_ka | pf_ikss_b_from_ka | pf_ikss_c_from_ka | pf_ikss_a_to_ka | pf_ikss_b_to_ka | pf_ikss_c_to_ka | pf_skss_a_from_mw | pf_skss_b_from_mw | pf_skss_c_from_mw | pf_skss_a_to_mw | pf_skss_b_to_mw | pf_skss_c_to_mw | pf_p_a_from_mw | pf_p_b_from_mw | pf_p_c_from_mw | pf_p_a_to_mw | pf_p_b_to_mw | pf_p_c_to_mw | pf_q_a_from_mvar | pf_q_b_from_mvar | pf_q_c_from_mvar | pf_q_a_to_mvar | pf_q_b_to_mvar | pf_q_c_to_mvar | pf_ikss_a_from_degree | pf_ikss_b_from_degree | pf_ikss_c_from_degree | pf_ikss_a_to_degree | pf_ikss_b_to_degree | pf_ikss_c_to_degree | pf_vm_a_from_pu | pf_vm_b_from_pu | pf_vm_c_from_pu | pf_vm_a_to_pu | pf_vm_b_to_pu | pf_vm_c_to_pu | pf_va_a_from_degree | pf_va_b_from_degree | pf_va_c_from_degree | pf_va_a_to_degree | pf_va_b_to_degree | pf_va_c_to_degree
Line0_1_2 | 0 | 0 | 0 | 0 | 0 | 0 | 0 | 0 | 0 | 0 | 0 | 0 | -1.0474e-10 | -1.6439e-10 | 1.7706e-10 | 8.8346e-11 | 1.4289e-10 | -1.3917e-10 | -1.9766e-10 | 2.2832e-10 | 4.6766e-11 | 1.6327e-10 | -1.9694e-10 | -4.3815e-11 | 0 | 0 | 0 | 0 | 0 | 0 | 0.8994 | 0.89767 | 0.89827 | 0.8994 | 0.89767 | 0.89827 | -0.028015 | -120.129 | 119.9063 | -0.028015 | -120.129 | 119.9063
Line10_11_12 | 0 | 0 | 0 | 0 | 0 | 0 | 0 | 0 | 0 | 0 | 0 | 0 | -1.3803e-10 | -7.3559e-10 | 5.0795e-10 | 1.1993e-10 | 6.3972e-10 | -3.9399e-10 | -7.2433e-10 | 5.2124e-10 | 2.819e-10 | 6.0209e-10 | -4.4473e-10 | -2.3684e-10 | 0 | 0 | 0 | 0 | 0 | 0 | 0.89594 | 0.89069 | 0.89474 | 0.89594 | 0.89069 | 0.89474 | -0.029472 | -120.2017 | 119.9625 | -0.029472 | -120.2017 | 119.9625
Line11_12_13 | 0 | 0 | 0 | 0 | 0 | 0 | 0 | 0 | 0 | 0 | 0 | 0 | -1.1502e-10 | -6.1299e-10 | 4.2329e-10 | 9.6928e-11 | 5.1712e-10 | -3.0933e-10 | -6.0361e-10 | 4.3437e-10 | 2.3492e-10 | 4.8136e-10 | -3.5786e-10 | -1.8986e-10 | 0 | 0 | 0 | 0 | 0 | 0 | 0.89594 | 0.89069 | 0.89474 | 0.89594 | 0.89069 | 0.89474 | -0.029472 | -120.2017 | 119.9625 | -0.029472 | -120.2017 | 119.9625
Line12_13_15 | 0 | 0 | 0 | 0 | 0 | 0 | 0 | 0 | 0 | 0 | 0 | 0 | -6.9013e-11 | -3.678e-10 | 2.5398e-10 | 5.0919e-11 | 2.7192e-10 | -1.4001e-10 | -3.6217e-10 | 2.6062e-10 | 1.4095e-10 | 2.3992e-10 | -1.8411e-10 | -9.5892e-11 | 0 | 0 | 0 | 0 | 0 | 0 | 0.89594 | 0.89069 | 0.89474 | 0.89594 | 0.89069 | 0.89474 | -0.029472 | -120.2017 | 119.9625 | -0.029472 | -120.2017 | 119.9625
Line13_13_14 | 0 | 0 | 0 | 0 | 0 | 0 | 0 | 0 | 0 | 0 | 0 | 0 | -2.3004e-11 | -1.226e-10 | 8.4659e-11 | 4.9102e-12 | 2.6727e-11 | 2.9307e-11 | -1.2072e-10 | 8.6873e-11 | 4.6984e-11 | -1.5252e-12 | -1.0363e-11 | -1.9246e-12 | 0 | 0 | 0 | 0 | 0 | 0 | 0.89594 | 0.89069 | 0.89474 | 0.89594 | 0.89069 | 0.89474 | -0.029472 | -120.2017 | 119.9625 | -0.029472 | -120.2017 | 119.9625
Line14_15_16 | 0 | 0 | 0 | 0 | 0 | 0 | 0 | 0 | 0 | 0 | 0 | 0 | -4.6009e-11 | -2.452e-10 | 1.6932e-10 | 2.7915e-11 | 1.4933e-10 | -5.5352e-11 | -2.4144e-10 | 1.7375e-10 | 9.3968e-11 | 1.192e-10 | -9.7236e-11 | -4.8909e-11 | 0 | 0 | 0 | 0 | 0 | 0 | 0.89594 | 0.89069 | 0.89474 | 0.89594 | 0.89069 | 0.89474 | -0.029472 | -120.2017 | 119.9625 | -0.029472 | -120.2017 | 119.9625
Line15_16_17 | 0 | 0 | 0 | 0 | 0 | 0 | 0 | 0 | 0 | 0 | 0 | 0 | -2.3004e-11 | -1.226e-10 | 8.4659e-11 | 4.9102e-12 | 2.6727e-11 | 2.9307e-11 | -1.2072e-10 | 8.6873e-11 | 4.6984e-11 | -1.5252e-12 | -1.0363e-11 | -1.9246e-12 | 0 | 0 | 0 | 0 | 0 | 0 | 0.89594 | 0.89069 | 0.89474 | 0.89594 | 0.89069 | 0.89474 | -0.029472 | -120.2017 | 119.9625 | -0.029472 | -120.2017 | 119.9625
Line16_4_18 | 0 | 0 | 0 | 0 | 0 | 0 | 0 | 0 | 0 | 0 | 0 | 0 | -1.7456e-11 | -2.7398e-11 | 2.9511e-11 | 1.0646e-12 | 5.8977e-12 | 8.3817e-12 | -3.2944e-11 | 3.8053e-11 | 7.7943e-12 | -1.4517e-12 | -6.6727e-12 | -4.8432e-12 | 0 | 0 | 0 | 0 | 0 | 0 | 0.8994 | 0.89767 | 0.89827 | 0.8994 | 0.89767 | 0.89827 | -0.028015 | -120.129 | 119.9063 | -0.028015 | -120.129 | 119.9063
Line17_5_19 | 0 | 0 | 0 | 0 | 0 | 0 | 0 | 0 | 0 | 0 | 0 | 0 | -1.7456e-11 | -2.7398e-11 | 2.9511e-11 | 1.0646e-12 | 5.8977e-12 | 8.3817e-12 | -3.2944e-11 | 3.8053e-11 | 7.7943e-12 | -1.4517e-12 | -6.6727e-12 | -4.8432e-12 | 0 | 0 | 0 | 0 | 0 | 0 | 0.8994 | 0.89767 | 0.89827 | 0.8994 | 0.89767 | 0.89827 | -0.028015 | -120.129 | 119.9063 | -0.028015 | -120.129 | 119.9063
Line1_1_3 | 0 | 0.029127 | 0.029101 | 0 | 0.029127 | 0.029101 | 0 | 0.0067265 | 0.0067206 | 0 | 0.0067265 | 0.0067206 | -1.806e-10 | 0.0042668 | 0.004269 | 1.6368e-10 | -0.0042543 | -0.0042517 | -8.7906e-10 | 0.0042776 | 0.0042606 | 8.2213e-10 | -0.0042597 | -0.0042475 | 0 | 0 | 0 | 0 | 14.7982 | -105.0375 | 0.8994 | 0.89767 | 0.89827 | 0.89767 | 0.89418 | 0.8965 | -0.028015 | -120.129 | 119.9063 | -0.028743 | -120.1652 | 119.9343
Line2_1_4 | 0 | 0 | 0 | 0 | 0 | 0 | 0 | 0 | 0 | 0 | 0 | 0 | -3.4913e-11 | -5.4797e-11 | 5.9022e-11 | 1.8521e-11 | 3.3296e-11 | -2.1129e-11 | -6.5887e-11 | 7.6105e-11 | 1.5589e-11 | 3.1492e-11 | -4.4725e-11 | -1.2638e-11 | 0 | 0 | 0 | 0 | 0 | 0 | 0.8994 | 0.89767 | 0.89827 | 0.8994 | 0.89767 | 0.89827 | -0.028015 | -120.129 | 119.9063 | -0.028015 | -120.129 | 119.9063
Line3_1_5 | 0 | 0 | 0 | 0 | 0 | 0 | 0 | 0 | 0 | 0 | 0 | 0 | -3.4913e-11 | -5.4797e-11 | 5.9022e-11 | 1.8521e-11 | 3.3296e-11 | -2.1129e-11 | -6.5887e-11 | 7.6105e-11 | 1.5589e-11 | 3.1492e-11 | -4.4725e-11 | -1.2638e-11 | 0 | 0 | 0 | 0 | 0 | 0 | 0.8994 | 0.89767 | 0.89827 | 0.8994 | 0.89767 | 0.89827 | -0.028015 | -120.129 | 119.9063 | -0.028015 | -120.129 | 119.9063
Line4_2_6 | 0 | 0 | 0 | 0 | 0 | 0 | 0 | 0 | 0 | 0 | 0 | 0 | -8.7282e-11 | -1.3699e-10 | 1.4755e-10 | 7.089e-11 | 1.1549e-10 | -1.0966e-10 | -1.6472e-10 | 1.9026e-10 | 3.8972e-11 | 1.3032e-10 | -1.5888e-10 | -3.602e-11 | 0 | 0 | 0 | 0 | 0 | 0 | 0.8994 | 0.89767 | 0.89827 | 0.8994 | 0.89767 | 0.89827 | -0.028015 | -120.129 | 119.9063 | -0.028015 | -120.129 | 119.9063
Line5_6_7 | 0 | 0 | 0 | 0 | 0 | 0 | 0 | 0 | 0 | 0 | 0 | 0 | -6.9825e-11 | -1.0959e-10 | 1.1804e-10 | 5.3434e-11 | 8.8093e-11 | -8.0151e-11 | -1.3177e-10 | 1.5221e-10 | 3.1177e-11 | 9.7379e-11 | -1.2083e-10 | -2.8226e-11 | 0 | 0 | 0 | 0 | 0 | 0 | 0.8994 | 0.89767 | 0.89827 | 0.8994 | 0.89767 | 0.89827 | -0.028015 | -120.129 | 119.9063 | -0.028015 | -120.129 | 119.9063
Line6_7_8 | 0 | 0 | 0 | 0 | 0 | 0 | 0 | 0 | 0 | 0 | 0 | 0 | -5.2369e-11 | -8.2195e-11 | 8.8532e-11 | 3.5977e-11 | 6.0695e-11 | -5.064e-11 | -9.8831e-11 | 1.1416e-10 | 2.3383e-11 | 6.4436e-11 | -8.2778e-11 | -2.0432e-11 | 0 | 0 | 0 | 0 | 0 | 0 | 0.8994 | 0.89767 | 0.89827 | 0.8994 | 0.89767 | 0.89827 | -0.028015 | -120.129 | 119.9063 | -0.028015 | -120.129 | 119.9063
Line7_8_9 | 0 | 0 | 0 | 0 | 0 | 0 | 0 | 0 | 0 | 0 | 0 | 0 | -1.7456e-11 | -2.7398e-11 | 2.9511e-11 | 1.0646e-12 | 5.8977e-12 | 8.3817e-12 | -3.2944e-11 | 3.8053e-11 | 7.7943e-12 | -1.4517e-12 | -6.6727e-12 | -4.8432e-12 | 0 | 0 | 0 | 0 | 0 | 0 | 0.8994 | 0.89767 | 0.89827 | 0.8994 | 0.89767 | 0.89827 | -0.028015 | -120.129 | 119.9063 | -0.028015 | -120.129 | 119.9063
Line8_8_10 | 0 | 0 | 0 | 0 | 0 | 0 | 0 | 0 | 0 | 0 | 0 | 0 | -1.7456e-11 | -2.7398e-11 | 2.9511e-11 | 1.0646e-12 | 5.8977e-12 | 8.3817e-12 | -3.2944e-11 | 3.8053e-11 | 7.7943e-12 | -1.4517e-12 | -6.6727e-12 | -4.8432e-12 | 0 | 0 | 0 | 0 | 0 | 0 | 0.8994 | 0.89767 | 0.89827 | 0.8994 | 0.89767 | 0.89827 | -0.028015 | -120.129 | 119.9063 | -0.028015 | -120.129 | 119.9063
Line9_3_11 | 0 | 0.029127 | 0.029101 | 0 | 0.029127 | 0.029101 | 0 | 0.0067265 | 0.0067206 | 0 | 0.0067265 | 0.0067206 | -1.6069e-10 | 0.0042543 | 0.0042517 | 1.4294e-10 | -0.0042418 | -0.0042343 | -8.2362e-10 | 0.0042597 | 0.0042475 | 7.2281e-10 | -0.0042418 | -0.0042343 | 0 | -165.2017 | 74.9625 | 0 | 14.7982 | -105.0375 | 0.89767 | 0.89418 | 0.8965 | 0.89594 | 0.89069 | 0.89474 | -0.028743 | -120.1652 | 119.9343 | -0.029472 | -120.2017 | 119.9625