## LLL_max_6
name | pf_ikss_from_ka | pf_ikss_to_ka | pf_ip_from_ka | pf_ip_to_ka | pf_skss_from_mw | pf_skss_to_mw | pf_p_from_mw | pf_p_to_mw | pf_q_from_mvar | pf_q_to_mvar | pf_ikss_from_degree | pf_ikss_to_degree | pf_vm_from_pu | pf_vm_to_pu | pf_va_from_degree | pf_va_to_degree
Line0_1_2 | 1.8136 | 1.8136 | 0 | 0 | 1.2565 | 1.2565 | 0.49335 | -0.39468 | 0.9867 | -0.78936 | 0 | 112.8603 | 0.87799 | 0.70239 | -3.7048 | -3.7048
Line10_11_12 | 0 | 0 | 0 | 0 | 0 | 0 | 0 | 0 | 0 | 0 | 0 | 0 | 0.87799 | 0.87799 | -3.7048 | -3.7048
Line11_12_13 | 0 | 0 | 0 | 0 | 0 | 0 | 0 | 0 | 0 | 0 | 0 | 0 | 0.87799 | 0.87799 | -3.7048 | -3.7048
Line12_13_15 | 0 | 0 | 0 | 0 | 0 | 0 | 0 | 0 | 0 | 0 | 0 | 0 | 0.87799 | 0.87799 | -3.7048 | -3.7048
Line13_13_14 | 0 | 0 | 0 | 0 | 0 | 0 | 0 | 0 | 0 | 0 | 0 | 0 | 0.87799 | 0.87799 | -3.7048 | -3.7048
Line14_15_16 | 0 | 0 | 0 | 0 | 0 | 0 | 0 | 0 | 0 | 0 | 0 | 0 | 0.87799 | 0.87799 | -3.7048 | -3.7048
Line15_16_17 | 0 | 0 | 0 | 0 | 0 | 0 | 0 | 0 | 0 | 0 | 0 | 0 | 0.87799 | 0.87799 | -3.7048 | -3.7048
Line16_4_18 | 0 | 0 | 0 | 0 | 0 | 0 | 0 | 0 | 0 | 0 | 0 | 0 | 0.87799 | 0.87799 | -3.7048 | -3.7048
Line17_5_19 | 0 | 0 | 0 | 0 | 0 | 0 | 0 | 0 | 0 | 0 | 0 | 0 | 0.87799 | 0.87799 | -3.7048 | -3.7048
Line1_1_3 | 0 | 0 | 0 | 0 | 0 | 0 | 0 | 0 | 0 | 0 | 0 | 0 | 0.87799 | 0.87799 | -3.7048 | -3.7048
Line2_1_4 | 0 | 0 | 0 | 0 | 0 | 0 | 0 | 0 | 0 | 0 | 0 | 0 | 0.87799 | 0.87799 | -3.7048 | -3.7048
Line3_1_5 | 0 | 0 | 0 | 0 | 0 | 0 | 0 | 0 | 0 | 0 | 0 | 0 | 0.87799 | 0.87799 | -3.7048 | -3.7048
Line4_2_6 | 1.8136 | 1.8136 | 0 | 0 | 1.2565 | 1.2565 | 0.39468 | -0.29601 | 0.78936 | -0.59202 | 0 | 112.8603 | 0.70239 | 0.52679 | -3.7048 | -3.7048
Line5_6_7 | 1.8136 | 1.8136 | 0 | 0 | 1.2565 | 1.2565 | 0.29601 | -0.19734 | 0.59202 | -0.39468 | 0 | 112.8603 | 0.52679 | 0.35119 | -3.7048 | -3.7048
Line6_7_8 | 1.8136 | 1.8136 | 0 | 0 | 1.2565 | 1.2565 | 0.19734 | -0.09867 | 0.39468 | -0.19734 | 0 | 112.8603 | 0.35119 | 0.1756 | -3.7048 | -3.7048
Line7_8_9 | 0 | 0 | 0 | 0 | 0 | 0 | 0 | 0 | 0 | 0 | 0 | 0 | 0.1756 | 0.1756 | -3.7048 | -3.7048
Line8_8_10 | 1.8136 | 1.8136 | 0 | 3.3256 | 1.2565 | 1.2565 | 0.09867 | -1e-07 | 0.19734 | -1e-07 | -67.1397 | 112.8603 | 0.1756 | 0 | -3.7048 | 0
Line9_3_11 | 0 | 0 | 0 | 0 | 0 | 0 | 0 | 0 | 0 | 0 | 0 | 0 | 0.87799 | 0.87799 | -3.7048 | -3.7048

## LLL_max_10
name | pf_ikss_from_ka | pf_ikss_to_ka | pf_ip_from_ka | pf_ip_to_ka | pf_skss_from_mw | pf_skss_to_mw | pf_p_from_mw | pf_p_to_mw | pf_q_from_mvar | pf_q_to_mvar | pf_ikss_from_degree | pf_ikss_to_degree | pf_vm_from_pu | pf_vm_to_pu | pf_va_from_degree | pf_va_to_degree
Line0_1_2 | 1.8852 | 1.8852 | 0 | 0 | 1.3061 | 1.3061 | 0.53308 | -0.42646 | 1.0662 | -0.85292 | 0 | 112.715 | 0.91265 | 0.73012 | -3.85 | -3.85
Line10_11_12 | 0 | 0 | 0 | 0 | 0 | 0 | 0 | 0 | 0 | 0 | 0 | 0 | 0.91265 | 0.91265 | -3.85 | -3.85
Line11_12_13 | 0 | 0 | 0 | 0 | 0 | 0 | 0 | 0 | 0 | 0 | 0 | 0 | 0.91265 | 0.91265 | -3.85 | -3.85
Line12_13_15 | 0 | 0 | 0 | 0 | 0 | 0 | 0 | 0 | 0 | 0 | 0 | 0 | 0.91265 | 0.91265 | -3.85 | -3.85
Line13_13_14 | 0 | 0 | 0 | 0 | 0 | 0 | 0 | 0 | 0 | 0 | 0 | 0 | 0.91265 | 0.91265 | -3.85 | -3.85
Line14_15_16 | 0 | 0 | 0 | 0 | 0 | 0 | 0 | 0 | 0 | 0 | 0 | 0 | 0.91265 | 0.91265 | -3.85 | -3.85
Line15_16_17 | 0 | 0 | 0 | 0 | 0 | 0 | 0 | 0 | 0 | 0 | 0 | 0 | 0.91265 | 0.91265 | -3.85 | -3.85
Line16_4_18 | 0 | 0 | 0 | 0 | 0 | 0 | 0 | 0 | 0 | 0 | 0 | 0 | 0.91265 | 0.91265 | -3.85 | -3.85
Line17_5_19 | 0 | 0 | 0 | 0 | 0 | 0 | 0 | 0 | 0 | 0 | 0 | 0 | 0.91265 | 0.91265 | -3.85 | -3.85
Line1_1_3 | 0 | 0 | 0 | 0 | 0 | 0 | 0 | 0 | 0 | 0 | 0 | 0 | 0.91265 | 0.91265 | -3.85 | -3.85
Line2_1_4 | 0 | 0 | 0 | 0 | 0 | 0 | 0 | 0 | 0 | 0 | 0 | 0 | 0.91265 | 0.91265 | -3.85 | -3.85
Line3_1_5 | 0 | 0 | 0 | 0 | 0 | 0 | 0 | 0 | 0 | 0 | 0 | 0 | 0.91265 | 0.91265 | -3.85 | -3.85
Line4_2_6 | 1.8852 | 1.8852 | 0 | 0 | 1.3061 | 1.3061 | 0.42646 | -0.31985 | 0.85292 | -0.63969 | 0 | 112.715 | 0.73012 | 0.54759 | -3.85 | -3.85
Line5_6_7 | 1.8852 | 1.8852 | 0 | 0 | 1.3061 | 1.3061 | 0.31985 | -0.21323 | 0.63969 | -0.42646 | 0 | 112.715 | 0.54759 | 0.36506 | -3.85 | -3.85
Line6_7_8 | 1.8852 | 1.8852 | 0 | 0 | 1.3061 | 1.3061 | 0.21323 | -0.10662 | 0.42646 | -0.21323 | 0 | 112.715 | 0.36506 | 0.18253 | -3.85 | -3.85
Line7_8_9 | 0 | 0 | 0 | 0 | 0 | 0 | 0 | 0 | 0 | 0 | 0 | 0 | 0.18253 | 0.18253 | -3.85 | -3.85
Line8_8_10 | 1.8852 | 1.8852 | 0 | 3.4635 | 1.3061 | 1.3061 | 0.10662 | -1e-07 | 0.21323 | -1e-07 | -67.285 | 112.715 | 0.18253 | 0 | -3.85 | 0
Line9_3_11 | 0 | 0 | 0 | 0 | 0 | 0 | 0 | 0 | 0 | 0 | 0 | 0 | 0.91265 | 0.91265 | -3.85 | -3.85

## LLL_max_fault_6
name | pf_ikss_from_ka | pf_ikss_to_ka | pf_ip_from_ka | pf_ip_to_ka | pf_skss_from_mw | pf_skss_to_mw | pf_p_from_mw | pf_p_to_mw | pf_q_from_mvar | pf_q_to_mvar | pf_ikss_from_degree | pf_ikss_to_degree | pf_vm_from_pu | pf_vm_to_pu | pf_va_from_degree | pf_va_to_degree
Line0_1_2 | 0.033702 | 0.033702 | 0 | 0 | 0.023349 | 0.023349 | 0.017207 | -0.017173 | 0.017378 | -0.01731 | 0 | 134.5987 | 1.0474 | 1.0443 | -0.11902 | -0.1748
Line10_11_12 | 0 | 0 | 0 | 0 | 0 | 0 | 0 | 0 | 0 | 0 | 0 | 0 | 1.0474 | 1.0474 | -0.11902 | -0.11902
Line11_12_13 | 0 | 0 | 0 | 0 | 0 | 0 | 0 | 0 | 0 | 0 | 0 | 0 | 1.0474 | 1.0474 | -0.11902 | -0.11902
Line12_13_15 | 0 | 0 | 0 | 0 | 0 | 0 | 0 | 0 | 0 | 0 | 0 | 0 | 1.0474 | 1.0474 | -0.11902 | -0.11902
Line13_13_14 | 0 | 0 | 0 | 0 | 0 | 0 | 0 | 0 | 0 | 0 | 0 | 0 | 1.0474 | 1.0474 | -0.11902 | -0.11902
Line14_15_16 | 0 | 0 | 0 | 0 | 0 | 0 | 0 | 0 | 0 | 0 | 0 | 0 | 1.0474 | 1.0474 | -0.11902 | -0.11902
Line15_16_17 | 0 | 0 | 0 | 0 | 0 | 0 | 0 | 0 | 0 | 0 | 0 | 0 | 1.0474 | 1.0474 | -0.11902 | -0.11902
Line16_4_18 | 0 | 0 | 0 | 0 | 0 | 0 | 0 | 0 | 0 | 0 | 0 | 0 | 1.0474 | 1.0474 | -0.11902 | -0.11902
Line17_5_19 | 0 | 0 | 0 | 0 | 0 | 0 | 0 | 0 | 0 | 0 | 0 | 0 | 1.0474 | 1.0474 | -0.11902 | -0.11902
Line1_1_3 | 0 | 0 | 0 | 0 | 0 | 0 | 0 | 0 | 0 | 0 | 0 | 0 | 1.0474 | 1.0474 | -0.11902 | -0.11902
Line2_1_4 | 0 | 0 | 0 | 0 | 0 | 0 | 0 | 0 | 0 | 0 | 0 | 0 | 1.0474 | 1.0474 | -0.11902 | -0.11902
Line3_1_5 | 0 | 0 | 0 | 0 | 0 | 0 | 0 | 0 | 0 | 0 | 0 | 0 | 1.0474 | 1.0474 | -0.11902 | -0.11902
Line4_2_6 | 0.033702 | 0.033702 | 0 | 0 | 0.023349 | 0.023349 | 0.017173 | -0.017139 | 0.01731 | -0.017242 | 0 | 134.5987 | 1.0443 | 1.0412 | -0.1748 | -0.23091
Line5_6_7 | 0.033702 | 0.033702 | 0 | 0 | 0.023349 | 0.023349 | 0.017139 | -0.017105 | 0.017242 | -0.017173 | 0 | 134.5987 | 1.0412 | 1.0381 | -0.23091 | -0.28736
Line6_7_8 | 0.033702 | 0.033702 | 0 | 0 | 0.023349 | 0.023349 | 0.017105 | -0.017071 | 0.017173 | -0.017105 | 0 | 134.5987 | 1.0381 | 1.035 | -0.28736 | -0.34414
Line7_8_9 | 0 | 0 | 0 | 0 | 0 | 0 | 0 | 0 | 0 | 0 | 0 | 0 | 1.035 | 1.035 | -0.34414 | -0.34414
Line8_8_10 | 0.033702 | 0.033702 | 0 | 0.0618 | 0.023349 | 0.023349 | 0.017071 | -0.017037 | 0.017105 | -0.017037 | -45.4013 | 134.5987 | 1.035 | 1.0319 | -0.34414 | -0.40127
Line9_3_11 | 0 | 0 | 0 | 0 | 0 | 0 | 0 | 0 | 0 | 0 | 0 | 0 | 1.0474 | 1.0474 | -0.11902 | -0.11902

## LLL_max_fault_10
name | pf_ikss_from_ka | pf_ikss_to_ka | pf_ip_from_ka | pf_ip_to_ka | pf_skss_from_mw | pf_skss_to_mw | pf_p_from_mw | pf_p_to_mw | pf_q_from_mvar | pf_q_to_mvar | pf_ikss_from_degree | pf_ikss_to_degree | pf_vm_from_pu | pf_vm_to_pu | pf_va_from_degree | pf_va_to_degree
Line0_1_2 | 0.035302 | 0.035302 | 0 | 0 | 0.024458 | 0.024458 | 0.018881 | -0.018843 | 0.019068 | -0.018993 | 0 | 134.5931 | 1.0971 | 1.0939 | -0.12464 | -0.18041
Line10_11_12 | 0 | 0 | 0 | 0 | 0 | 0 | 0 | 0 | 0 | 0 | 0 | 0 | 1.0971 | 1.0971 | -0.12464 | -0.12464
Line11_12_13 | 0 | 0 | 0 | 0 | 0 | 0 | 0 | 0 | 0 | 0 | 0 | 0 | 1.0971 | 1.0971 | -0.12464 | -0.12464
Line12_13_15 | 0 | 0 | 0 | 0 | 0 | 0 | 0 | 0 | 0 | 0 | 0 | 0 | 1.0971 | 1.0971 | -0.12464 | -0.12464
Line13_13_14 | 0 | 0 | 0 | 0 | 0 | 0 | 0 | 0 | 0 | 0 | 0 | 0 | 1.0971 | 1.0971 | -0.12464 | -0.12464
Line14_15_16 | 0 | 0 | 0 | 0 | 0 | 0 | 0 | 0 | 0 | 0 | 0 | 0 | 1.0971 | 1.0971 | -0.12464 | -0.12464
Line15_16_17 | 0 | 0 | 0 | 0 | 0 | 0 | 0 | 0 | 0 | 0 | 0 | 0 | 1.0971 | 1.0971 | -0.12464 | -0.12464
Line16_4_18 | 0 | 0 | 0 | 0 | 0 | 0 | 0 | 0 | 0 | 0 | 0 | 0 | 1.0971 | 1.0971 | -0.12464 | -0.12464
Line17_5_19 | 0 | 0 | 0 | 0 | 0 | 0 | 0 | 0 | 0 | 0 | 0 | 0 | 1.0971 | 1.0971 | -0.12464 | -0.12464
Line1_1_3 | 0 | 0 | 0 | 0 | 0 | 0 | 0 | 0 | 0 | 0 | 0 | 0 | 1.0971 | 1.0971 | -0.12464 | -0.12464
Line2_1_4 | 0 | 0 | 0 | 0 | 0 | 0 | 0 | 0 | 0 | 0 | 0 | 0 | 1.0971 | 1.0971 | -0.12464 | -0.12464
Line3_1_5 | 0 | 0 | 0 | 0 | 0 | 0 | 0 | 0 | 0 | 0 | 0 | 0 | 1.0971 | 1.0971 | -0.12464 | -0.12464
Line4_2_6 | 0.035302 | 0.035302 | 0 | 0 | 0.024458 | 0.024458 | 0.018843 | -0.018806 | 0.018993 | -0.018918 | 0 | 134.5931 | 1.0939 | 1.0906 | -0.18041 | -0.23653
Line5_6_7 | 0.035302 | 0.035302 | 0 | 0 | 0.024458 | 0.024458 | 0.018806 | -0.018769 | 0.018918 | -0.018843 | 0 | 134.5931 | 1.0906 | 1.0874 | -0.23653 | -0.29297
Line6_7_8 | 0.035302 | 0.035302 | 0 | 0 | 0.024458 | 0.024458 | 0.018769 | -0.018731 | 0.018843 | -0.018769 | 0 | 134.5931 | 1.0874 | 1.0842 | -0.29297 | -0.34975
Line7_8_9 | 0 | 0 | 0 | 0 | 0 | 0 | 0 | 0 | 0 | 0 | 0 | 0 | 1.0842 | 1.0842 | -0.34975 | -0.34975
Line8_8_10 | 0.035302 | 0.035302 | 0 | 0.06486 | 0.024458 | 0.024458 | 0.018731 | -0.018694 | 0.018769 | -0.018694 | -45.4069 | 134.5931 | 1.0842 | 1.0809 | -0.34975 | -0.40688
Line9_3_11 | 0 | 0 | 0 | 0 | 0 | 0 | 0 | 0 | 0 | 0 | 0 | 0 | 1.0971 | 1.0971 | -0.12464 | -0.12464

## LLL_min_6
name | pf_ikss_from_ka | pf_ikss_to_ka | pf_ip_from_ka | pf_ip_to_ka | pf_skss_from_mw | pf_skss_to_mw | pf_p_from_mw | pf_p_to_mw | pf_q_from_mvar | pf_q_to_mvar | pf_ikss_from_degree | pf_ikss_to_degree | pf_vm_from_pu | pf_vm_to_pu | pf_va_from_degree | pf_va_to_degree
Line0_1_2 | 1.3872 | 1.3872 | 0 | 0 | 0.96109 | 0.96109 | 0.55422 | -0.44337 | 0.57731 | -0.46185 | 0 | 128.2998 | 0.83268 | 0.66614 | -5.531 | -5.531
Line10_11_12 | 0 | 0 | 0 | 0 | 0 | 0 | 0 | 0 | 0 | 0 | 0 | 0 | 0.83268 | 0.83268 | -5.531 | -5.531
Line11_12_13 | 0 | 0 | 0 | 0 | 0 | 0 | 0 | 0 | 0 | 0 | 0 | 0 | 0.83268 | 0.83268 | -5.531 | -5.531
Line12_13_15 | 0 | 0 | 0 | 0 | 0 | 0 | 0 | 0 | 0 | 0 | 0 | 0 | 0.83268 | 0.83268 | -5.531 | -5.531
Line13_13_14 | 0 | 0 | 0 | 0 | 0 | 0 | 0 | 0 | 0 | 0 | 0 | 0 | 0.83268 | 0.83268 | -5.531 | -5.531
Line14_15_16 | 0 | 0 | 0 | 0 | 0 | 0 | 0 | 0 | 0 | 0 | 0 | 0 | 0.83268 | 0.83268 | -5.531 | -5.531
Line15_16_17 | 0 | 0 | 0 | 0 | 0 | 0 | 0 | 0 | 0 | 0 | 0 | 0 | 0.83268 | 0.83268 | -5.531 | -5.531
Line16_4_18 | 0 | 0 | 0 | 0 | 0 | 0 | 0 | 0 | 0 | 0 | 0 | 0 | 0.83268 | 0.83268 | -5.531 | -5.531
Line17_5_19 | 0 | 0 | 0 | 0 | 0 | 0 | 0 | 0 | 0 | 0 | 0 | 0 | 0.83268 | 0.83268 | -5.531 | -5.531
Line1_1_3 | 0 | 0 | 0 | 0 | 0 | 0 | 0 | 0 | 0 | 0 | 0 | 0 | 0.83268 | 0.83268 | -5.531 | -5.531
Line2_1_4 | 0 | 0 | 0 | 0 | 0 | 0 | 0 | 0 | 0 | 0 | 0 | 0 | 0.83268 | 0.83268 | -5.531 | -5.531
Line3_1_5 | 0 | 0 | 0 | 0 | 0 | 0 | 0 | 0 | 0 | 0 | 0 | 0 | 0.83268 | 0.83268 | -5.531 | -5.531
Line4_2_6 | 1.3872 | 1.3872 | 0 | 0 | 0.96109 | 0.96109 | 0.44337 | -0.33253 | 0.46185 | -0.34639 | 0 | 128.2998 | 0.66614 | 0.49961 | -5.531 | -5.531
Line5_6_7 | 1.3872 | 1.3872 | 0 | 0 | 0.96109 | 0.96109 | 0.33253 | -0.22169 | 0.34639 | -0.23092 | 0 | 128.2998 | 0.49961 | 0.33307 | -5.531 | -5.531
Line6_7_8 | 1.3872 | 1.3872 | 0 | 0 | 0.96109 | 0.96109 | 0.22169 | -0.11084 | 0.23092 | -0.11546 | 0 | 128.2998 | 0.33307 | 0.16654 | -5.531 | -5.531
Line7_8_9 | 0 | 0 | 0 | 0 | 0 | 0 | 0 | 0 | 0 | 0 | 0 | 0 | 0.16654 | 0.16654 | -5.531 | -5.531
Line8_8_10 | 1.3872 | 1.3872 | 0 | 2.1809 | 0.96109 | 0.96109 | 0.11084 | -1e-07 | 0.11546 | -1e-07 | -51.7002 | 128.2998 | 0.16654 | 0 | -5.531 | 0
Line9_3_11 | 0 | 0 | 0 | 0 | 0 | 0 | 0 | 0 | 0 | 0 | 0 | 0 | 0.83268 | 0.83268 | -5.531 | -5.531

## LLL_min_10
name | pf_ikss_from_ka | pf_ikss_to_ka | pf_ip_from_ka | pf_ip_to_ka | pf_skss_from_mw | pf_skss_to_mw | pf_p_from_mw | pf_p_to_mw | pf_q_from_mvar | pf_q_to_mvar | pf_ikss_from_degree | pf_ikss_to_degree | pf_vm_from_pu | pf_vm_to_pu | pf_va_from_degree | pf_va_to_degree
Line0_1_2 | 1.3142 | 1.3142 | 0 | 0 | 0.91051 | 0.91051 | 0.49741 | -0.39793 | 0.51814 | -0.41451 | 0 | 128.2998 | 0.78885 | 0.63108 | -5.531 | -5.531
Line10_11_12 | 0 | 0 | 0 | 0 | 0 | 0 | 0 | 0 | 0 | 0 | 0 | 0 | 0.78885 | 0.78885 | -5.531 | -5.531
Line11_12_13 | 0 | 0 | 0 | 0 | 0 | 0 | 0 | 0 | 0 | 0 | 0 | 0 | 0.78885 | 0.78885 | -5.531 | -5.531
Line12_13_15 | 0 | 0 | 0 | 0 | 0 | 0 | 0 | 0 | 0 | 0 | 0 | 0 | 0.78885 | 0.78885 | -5.531 | -5.531
Line13_13_14 | 0 | 0 | 0 | 0 | 0 | 0 | 0 | 0 | 0 | 0 | 0 | 0 | 0.78885 | 0.78885 | -5.531 | -5.531
Line14_15_16 | 0 | 0 | 0 | 0 | 0 | 0 | 0 | 0 | 0 | 0 | 0 | 0 | 0.78885 | 0.78885 | -5.531 | -5.531
Line15_16_17 | 0 | 0 | 0 | 0 | 0 | 0 | 0 | 0 | 0 | 0 | 0 | 0 | 0.78885 | 0.78885 | -5.531 | -5.531
Line16_4_18 | 0 | 0 | 0 | 0 | 0 | 0 | 0 | 0 | 0 | 0 | 0 | 0 | 0.78885 | 0.78885 | -5.531 | -5.531
Line17_5_19 | 0 | 0 | 0 | 0 | 0 | 0 | 0 | 0 | 0 | 0 | 0 | 0 | 0.78885 | 0.78885 | -5.531 | -5.531
Line1_1_3 | 0 | 0 | 0 | 0 | 0 | 0 | 0 | 0 | 0 | 0 | 0 | 0 | 0.78885 | 0.78885 | -5.531 | -5.531
Line2_1_4 | 0 | 0 | 0 | 0 | 0 | 0 | 0 | 0 | 0 | 0 | 0 | 0 | 0.78885 | 0.78885 | -5.531 | -5.531
Line3_1_5 | 0 | 0 | 0 | 0 | 0 | 0 | 0 | 0 | 0 | 0 | 0 | 0 | 0.78885 | 0.78885 | -5.531 | -5.531
Line4_2_6 | 1.3142 | 1.3142 | 0 | 0 | 0.91051 | 0.91051 | 0.39793 | -0.29845 | 0.41451 | -0.31088 | 0 | 128.2998 | 0.63108 | 0.47331 | -5.531 | -5.531
Line5_6_7 | 1.3142 | 1.3142 | 0 | 0 | 0.91051 | 0.91051 | 0.29845 | -0.19897 | 0.31088 | -0.20726 | 0 | 128.2998 | 0.47331 | 0.31554 | -5.531 | -5.531
Line6_7_8 | 1.3142 | 1.3142 | 0 | 0 | 0.91051 | 0.91051 | 0.19897 | -0.099483 | 0.20726 | -0.10363 | 0 | 128.2998 | 0.31554 | 0.15777 | -5.531 | -5.531
Line7_8_9 | 0 | 0 | 0 | 0 | 0 | 0 | 0 | 0 | 0 | 0 | 0 | 0 | 0.15777 | 0.15777 | -5.531 | -5.531
Line8_8_10 | 1.3142 | 1.3142 | 0 | 2.0661 | 0.91051 | 0.91051 | 0.099483 | -1e-07 | 0.10363 | -1e-07 | -51.7002 | 128.2998 | 0.15777 | 0 | -5.531 | 0
Line9_3_11 | 0 | 0 | 0 | 0 | 0 | 0 | 0 | 0 | 0 | 0 | 0 | 0 | 0.78885 | 0.78885 | -5.531 | -5.531

## LLL_min_fault_6
name | pf_ikss_from_ka | pf_ikss_to_ka | pf_ip_from_ka | pf_ip_to_ka | pf_skss_from_mw | pf_skss_to_mw | pf_p_from_mw | pf_p_to_mw | pf_q_from_mvar | pf_q_to_mvar | pf_ikss_from_degree | pf_ikss_to_degree | pf_vm_from_pu | pf_vm_to_pu | pf_va_from_degree | pf_va_to_degree
Line0_1_2 | 0.030353 | 0.030353 | 0 | 0 | 0.021029 | 0.021029 | 0.014084 | -0.014031 | 0.014096 | -0.01404 | 0 | 134.8537 | 0.94757 | 0.94392 | -0.12379 | -0.12822
Line10_11_12 | 0 | 0 | 0 | 0 | 0 | 0 | 0 | 0 | 0 | 0 | 0 | 0 | 0.94757 | 0.94757 | -0.12379 | -0.12379
Line11_12_13 | 0 | 0 | 0 | 0 | 0 | 0 | 0 | 0 | 0 | 0 | 0 | 0 | 0.94757 | 0.94757 | -0.12379 | -0.12379
Line12_13_15 | 0 | 0 | 0 | 0 | 0 | 0 | 0 | 0 | 0 | 0 | 0 | 0 | 0.94757 | 0.94757 | -0.12379 | -0.12379
Line13_13_14 | 0 | 0 | 0 | 0 | 0 | 0 | 0 | 0 | 0 | 0 | 0 | 0 | 0.94757 | 0.94757 | -0.12379 | -0.12379
Line14_15_16 | 0 | 0 | 0 | 0 | 0 | 0 | 0 | 0 | 0 | 0 | 0 | 0 | 0.94757 | 0.94757 | -0.12379 | -0.12379
Line15_16_17 | 0 | 0 | 0 | 0 | 0 | 0 | 0 | 0 | 0 | 0 | 0 | 0 | 0.94757 | 0.94757 | -0.12379 | -0.12379
Line16_4_18 | 0 | 0 | 0 | 0 | 0 | 0 | 0 | 0 | 0 | 0 | 0 | 0 | 0.94757 | 0.94757 | -0.12379 | -0.12379
Line17_5_19 | 0 | 0 | 0 | 0 | 0 | 0 | 0 | 0 | 0 | 0 | 0 | 0 | 0.94757 | 0.94757 | -0.12379 | -0.12379
Line1_1_3 | 0 | 0 | 0 | 0 | 0 | 0 | 0 | 0 | 0 | 0 | 0 | 0 | 0.94757 | 0.94757 | -0.12379 | -0.12379
Line2_1_4 | 0 | 0 | 0 | 0 | 0 | 0 | 0 | 0 | 0 | 0 | 0 | 0 | 0.94757 | 0.94757 | -0.12379 | -0.12379
Line3_1_5 | 0 | 0 | 0 | 0 | 0 | 0 | 0 | 0 | 0 | 0 | 0 | 0 | 0.94757 | 0.94757 | -0.12379 | -0.12379
Line4_2_6 | 0.030353 | 0.030353 | 0 | 0 | 0.021029 | 0.021029 | 0.014031 | -0.013978 | 0.01404 | -0.013985 | 0 | 134.8537 | 0.94392 | 0.94028 | -0.12822 | -0.13268
Line5_6_7 | 0.030353 | 0.030353 | 0 | 0 | 0.021029 | 0.021029 | 0.013978 | -0.013925 | 0.013985 | -0.01393 | 0 | 134.8537 | 0.94028 | 0.93664 | -0.13268 | -0.13717
Line6_7_8 | 0.030353 | 0.030353 | 0 | 0 | 0.021029 | 0.021029 | 0.013925 | -0.013872 | 0.01393 | -0.013874 | 0 | 134.8537 | 0.93664 | 0.933 | -0.13717 | -0.1417
Line7_8_9 | 0 | 0 | 0 | 0 | 0 | 0 | 0 | 0 | 0 | 0 | 0 | 0 | 0.933 | 0.933 | -0.1417 | -0.1417
Line8_8_10 | 0.030353 | 0.030353 | 0 | 0.047719 | 0.021029 | 0.021029 | 0.013872 | -0.013819 | 0.013874 | -0.013819 | -45.1463 | 134.8537 | 0.933 | 0.92935 | -0.1417 | -0.14627
Line9_3_11 | 0 | 0 | 0 | 0 | 0 | 0 | 0 | 0 | 0 | 0 | 0 | 0 | 0.94757 | 0.94757 | -0.12379 | -0.12379

## LLL_min_fault_10
name | pf_ikss_from_ka | pf_ikss_to_ka | pf_ip_from_ka | pf_ip_to_ka | pf_skss_from_mw | pf_skss_to_mw | pf_p_from_mw | pf_p_to_mw | pf_q_from_mvar | pf_q_to_mvar | pf_ikss_from_degree | pf_ikss_to_degree | pf_vm_from_pu | pf_vm_to_pu | pf_va_from_degree | pf_va_to_degree
Line0_1_2 | 0.028755 | 0.028755 | 0 | 0 | 0.019922 | 0.019922 | 0.012641 | -0.012593 | 0.012651 | -0.012601 | 0 | 134.8537 | 0.8977 | 0.89424 | -0.12379 | -0.12822
Line10_11_12 | 0 | 0 | 0 | 0 | 0 | 0 | 0 | 0 | 0 | 0 | 0 | 0 | 0.8977 | 0.8977 | -0.12379 | -0.12379
Line11_12_13 | 0 | 0 | 0 | 0 | 0 | 0 | 0 | 0 | 0 | 0 | 0 | 0 | 0.8977 | 0.8977 | -0.12379 | -0.12379
Line12_13_15 | 0 | 0 | 0 | 0 | 0 | 0 | 0 | 0 | 0 | 0 | 0 | 0 | 0.8977 | 0.8977 | -0.12379 | -0.12379
Line13_13_14 | 0 | 0 | 0 | 0 | 0 | 0 | 0 | 0 | 0 | 0 | 0 | 0 | 0.8977 | 0.8977 | -0.12379 | -0.12379
Line14_15_16 | 0 | 0 | 0 | 0 | 0 | 0 | 0 | 0 | 0 | 0 | 0 | 0 | 0.8977 | 0.8977 | -0.12379 | -0.12379
Line15_16_17 | 0 | 0 | 0 | 0 | 0 | 0 | 0 | 0 | 0 | 0 | 0 | 0 | 0.8977 | 0.8977 | -0.12379 | -0.12379
Line16_4_18 | 0 | 0 | 0 | 0 | 0 | 0 | 0 | 0 | 0 | 0 | 0 | 0 | 0.8977 | 0.8977 | -0.12379 | -0.12379
Line17_5_19 | 0 | 0 | 0 | 0 | 0 | 0 | 0 | 0 | 0 | 0 | 0 | 0 | 0.8977 | 0.8977 | -0.12379 | -0.12379
Line1_1_3 | 0 | 0 | 0 | 0 | 0 | 0 | 0 | 0 | 0 | 0 | 0 | 0 | 0.8977 | 0.8977 | -0.12379 | -0.12379
Line2_1_4 | 0 | 0 | 0 | 0 | 0 | 0 | 0 | 0 | 0 | 0 | 0 | 0 | 0.8977 | 0.8977 | -0.12379 | -0.12379
Line3_1_5 | 0 | 0 | 0 | 0 | 0 | 0 | 0 | 0 | 0 | 0 | 0 | 0 | 0.8977 | 0.8977 | -0.12379 | -0.12379
Line4_2_6 | 0.028755 | 0.028755 | 0 | 0 | 0.019922 | 0.019922 | 0.012593 | -0.012546 | 0.012601 | -0.012552 | 0 | 134.8537 | 0.89424 | 0.89079 | -0.12822 | -0.13268
Line5_6_7 | 0.028755 | 0.028755 | 0 | 0 | 0.019922 | 0.019922 | 0.012546 | -0.012498 | 0.012552 | -0.012502 | 0 | 134.8537 | 0.89079 | 0.88734 | -0.13268 | -0.13717
Line6_7_8 | 0.028755 | 0.028755 | 0 | 0 | 0.019922 | 0.019922 | 0.012498 | -0.01245 | 0.012502 | -0.012452 | 0 | 134.8537 | 0.88734 | 0.88389 | -0.13717 | -0.1417
Line7_8_9 | 0 | 0 | 0 | 0 | 0 | 0 | 0 | 0 | 0 | 0 | 0 | 0 | 0.88389 | 0.88389 | -0.1417 | -0.1417
Line8_8_10 | 0.028755 | 0.028755 | 0 | 0.045207 | 0.019922 | 0.019922 | 0.01245 | -0.012403 | 0.012452 | -0.012403 | -45.1463 | 134.8537 | 0.88389 | 0.88044 | -0.1417 | -0.14627
Line9_3_11 | 0 | 0 | 0 | 0 | 0 | 0 | 0 | 0 | 0 | 0 | 0 | 0 | 0.8977 | 0.8977 | -0.12379 | -0.12379

## LL_max_6
name | pf_ikss_a_from_ka | pf_ikss_b_from_ka | pf_ikss_c_from_ka | pf_ikss_a_to_ka | pf_ikss_b_to_ka | pf_ikss_c_to_ka | pf_skss_a_from_mw | pf_skss_b_from_mw | pf_skss_c_from_mw | pf_skss_a_to_mw | pf_skss_b_to_mw | pf_skss_c_to_mw | pf_p_a_from_mw | pf_p_b_from_mw | pf_p_c_from_mw | pf_p_a_to_mw | pf_p_b_to_mw | pf_p_c_to_mw | pf_q_a_from_mvar | pf_q_b_from_mvar | pf_q_c_from_mvar | pf_q_a_to_mvar | pf_q_b_to_mvar | pf_q_c_to_mvar | pf_ikss_a_from_degree | pf_ikss_b_from_degree | pf_ikss_c_from_degree | pf_ikss_a_to_degree | pf_ikss_b_to_degree | pf_ikss_c_to_degree | pf_vm_a_from_pu | pf_vm_b_from_pu | pf_vm_c_from_pu | pf_vm_a_to_pu | pf_vm_b_to_pu | pf_vm_c_to_pu | pf_va_a_from_degree | pf_va_b_from_degree | pf_va_c_from_degree | pf_va_a_to_degree | pf_va_b_to_degree | pf_va_c_to_degree
Line0_1_2 | 0 | 1.5706 | 1.5706 | 0 | 1.5706 | 1.5706 | 0 | 0.36271 | 0.36271 | 0 | 0.36271 | 0.36271 | 8.5487e-16 | 0.2988 | -0.052129 | -8.5487e-16 | -0.27414 | 0.076797 | -5.8287e-17 | 0.1727 | 0.32065 | 7.7716e-17 | -0.12336 | -0.27132 | 0 | 0 | 0 | 0 | 22.8603 | -157.1397 | 1.035 | 0.87799 | 0.98387 | 0.99573 | 0.70239 | 0.95338 | 8.9343e-14 | -127.1134 | 122.0942 | 7.8713e-14 | -132.9117 | 128.6646
Line10_11_12 | 0 | 0 | 0 | 0 | 0 | 0 | 0 | 0 | 0 | 0 | 0 | 0 | 2.1372e-16 | -1.8927e-09 | -3.0276e-09 | -2.1372e-16 | 1.8927e-09 | 3.0276e-09 | 3.8858e-17 | 2.7218e-09 | -7.5605e-10 | -3.8858e-17 | -2.7218e-09 | 7.5605e-10 | 0 | 0 | 0 | 0 | 0 | 0 | 1.035 | 0.87799 | 0.98387 | 1.035 | 0.87799 | 0.98387 | 7.8143e-14 | -127.1134 | 122.0942 | 7.3534e-14 | -127.1134 | 122.0942
Line11_12_13 | 0 | 0 | 0 | 0 | 0 | 0 | 0 | 0 | 0 | 0 | 0 | 0 | 2.3315e-16 | -1.5772e-09 | -2.523e-09 | -2.3315e-16 | 1.5772e-09 | 2.523e-09 | -1.9429e-17 | 2.2682e-09 | -6.3004e-10 | 1.9429e-17 | -2.2682e-09 | 6.3004e-10 | 0 | 0 | 0 | 0 | 0 | 0 | 1.035 | 0.87799 | 0.98387 | 1.035 | 0.87799 | 0.98387 | 7.3534e-14 | -127.1134 | 122.0942 | 6.9931e-14 | -127.1134 | 122.0942
Line12_13_15 | 0 | 0 | 0 | 0 | 0 | 0 | 0 | 0 | 0 | 0 | 0 | 0 | 9.7145e-17 | -9.4633e-10 | -1.5138e-09 | -9.7145e-17 | 9.4633e-10 | 1.5138e-09 | 5.8287e-17 | 1.3609e-09 | -3.7803e-10 | -3.8858e-17 | -1.3609e-09 | 3.7803e-10 | 0 | 0 | 0 | 0 | 0 | 0 | 1.035 | 0.87799 | 0.98387 | 1.035 | 0.87799 | 0.98387 | 6.9931e-14 | -127.1134 | 122.0942 | 6.8163e-14 | -127.1134 | 122.0942
Line13_13_14 | 0 | 0 | 0 | 0 | 0 | 0 | 0 | 0 | 0 | 0 | 0 | 0 | 1.9429e-17 | -3.1544e-10 | -5.046e-10 | -1.9429e-17 | 3.1544e-10 | 5.046e-10 | 2.3713e-32 | 4.5364e-10 | -1.2601e-10 | 3.8858e-17 | -4.5364e-10 | 1.2601e-10 | 0 | 0 | 0 | 0 | 0 | 0 | 1.035 | 0.87799 | 0.98387 | 1.035 | 0.87799 | 0.98387 | 6.9931e-14 | -127.1134 | 122.0942 | 6.9421e-14 | -127.1134 | 122.0942
Line14_15_16 | 0 | 0 | 0 | 0 | 0 | 0 | 0 | 0 | 0 | 0 | 0 | 0 | 7.7716e-17 | -6.3089e-10 | -1.0092e-09 | -9.7145e-17 | 6.3089e-10 | 1.0092e-09 | 1.9429e-17 | 9.0727e-10 | -2.5202e-10 | -1.1407e-31 | -9.0727e-10 | 2.5202e-10 | 0 | 0 | 0 | 0 | 0 | 0 | 1.035 | 0.87799 | 0.98387 | 1.035 | 0.87799 | 0.98387 | 6.8163e-14 | -127.1134 | 122.0942 | 6.7277e-14 | -127.1134 | 122.0942
Line15_16_17 | 0 | 0 | 0 | 0 | 0 | 0 | 0 | 0 | 0 | 0 | 0 | 0 | 4.5627e-32 | -3.1544e-10 | -5.046e-10 | -2.2712e-32 | 3.1544e-10 | 5.046e-10 | -3.8858e-17 | 4.5364e-10 | -1.2601e-10 | 1.9429e-17 | -4.5364e-10 | 1.2601e-10 | 0 | 0 | 0 | 0 | 0 | 0 | 1.035 | 0.87799 | 0.98387 | 1.035 | 0.87799 | 0.98387 | 6.7277e-14 | -127.1134 | 122.0942 | 6.6977e-14 | -127.1134 | 122.0942
Line16_4_18 | 0 | 0 | 0 | 0 | 0 | 0 | 0 | 0 | 0 | 0 | 0 | 0 | 6.0027e-32 | -3.1544e-10 | -5.046e-10 | -1.9429e-17 | 3.1544e-10 | 5.046e-10 | -3.8858e-17 | 4.5364e-10 | -1.2601e-10 | 3.8858e-17 | -4.5364e-10 | 1.2601e-10 | 0 | 0 | 0 | 0 | 0 | 0 | 1.035 | 0.87799 | 0.98387 | 1.035 | 0.87799 | 0.98387 | 8.8509e-14 | -127.1134 | 122.0942 | 8.8209e-14 | -127.1134 | 122.0942
Line17_5_19 | 0 | 0 | 0 | 0 | 0 | 0 | 0 | 0 | 0 | 0 | 0 | 0 | 6.0027e-32 | -3.1544e-10 | -5.046e-10 | -1.9429e-17 | 3.1544e-10 | 5.046e-10 | -3.8858e-17 | 4.5364e-10 | -1.2601e-10 | 3.8858e-17 | -4.5364e-10 | 1.2601e-10 | 0 | 0 | 0 | 0 | 0 | 0 | 1.035 | 0.87799 | 0.98387 | 1.035 | 0.87799 | 0.98387 | 8.8509e-14 | -127.1134 | 122.0942 | 8.8209e-14 | -127.1134 | 122.0942
Line1_1_3 | 0 | 0 | 0 | 0 | 0 | 0 | 0 | 0 | 0 | 0 | 0 | 0 | 3.4972e-16 | -2.5236e-09 | -4.0368e-09 | -3.1086e-16 | 2.5236e-09 | 4.0368e-09 | 7.7716e-17 | 3.6291e-09 | -1.0081e-09 | -7.7716e-17 | -3.6291e-09 | 1.0081e-09 | 0 | 0 | 0 | 0 | 0 | 0 | 1.035 | 0.87799 | 0.98387 | 1.035 | 0.87799 | 0.98387 | 8.9343e-14 | -127.1134 | 122.0942 | 8.3336e-14 | -127.1134 | 122.0942
Line2_1_4 | 0 | 0 | 0 | 0 | 0 | 0 | 0 | 0 | 0 | 0 | 0 | 0 | 1.9429e-17 | -6.3089e-10 | -1.0092e-09 | -3.8858e-17 | 6.3089e-10 | 1.0092e-09 | 1.9429e-17 | 9.0727e-10 | -2.5202e-10 | -6.0027e-32 | -9.0727e-10 | 2.5202e-10 | 0 | 0 | 0 | 0 | 0 | 0 | 1.035 | 0.87799 | 0.98387 | 1.035 | 0.87799 | 0.98387 | 8.9343e-14 | -127.1134 | 122.0942 | 8.8509e-14 | -127.1134 | 122.0942
Line3_1_5 | 0 | 0 | 0 | 0 | 0 | 0 | 0 | 0 | 0 | 0 | 0 | 0 | 1.9429e-17 | -6.3089e-10 | -1.0092e-09 | -3.8858e-17 | 6.3089e-10 | 1.0092e-09 | 1.9429e-17 | 9.0727e-10 | -2.5202e-10 | -6.0027e-32 | -9.0727e-10 | 2.5202e-10 | 0 | 0 | 0 | 0 | 0 | 0 | 1.035 | 0.87799 | 0.98387 | 1.035 | 0.87799 | 0.98387 | 8.9343e-14 | -127.1134 | 122.0942 | 8.8509e-14 | -127.1134 | 122.0942
Line4_2_6 | 0 | 1.5706 | 1.5706 | 0 | 1.5706 | 1.5706 | 0 | 0.36271 | 0.36271 | 0 | 0.36271 | 0.36271 | 7.383e-16 | 0.27414 | -0.076797 | -6.9944e-16 | -0.24947 | 0.10146 | -1.5543e-16 | 0.12336 | 0.27132 | 1.1657e-16 | -0.074028 | -0.22198 | 0 | 0 | 0 | 0 | 22.8603 | -157.1397 | 0.99573 | 0.70239 | 0.95338 | 0.96291 | 0.52679 | 0.93021 | 7.8713e-14 | -132.9117 | 128.6646 | 6.7818e-14 | -140.6119 | 137.4247
Line5_6_7 | 0 | 1.5706 | 1.5706 | 0 | 1.5706 | 1.5706 | 0 | 0.36271 | 0.36271 | 0 | 0.36271 | 0.36271 | 6.2172e-16 | 0.24947 | -0.10146 | -6.9944e-16 | -0.2248 | 0.12613 | -3.8858e-17 | 0.074028 | 0.22198 | 7.7716e-17 | -0.024693 | -0.17265 | 0 | 0 | 0 | 0 | 22.8603 | -157.1397 | 0.96291 | 0.52679 | 0.93021 | 0.9372 | 0.35119 | 0.91492 | 6.7818e-14 | -140.6119 | 137.4247 | 5.8329e-14 | -150.8712 | 149.0113
Line6_7_8 | 0 | 1.5706 | 1.5706 | 0 | 1.5706 | 1.5706 | 0 | 0.36271 | 0.36271 | 0 | 0.36271 | 0.36271 | 4.6629e-16 | 0.2248 | -0.12613 | -3.8858e-16 | -0.20013 | 0.1508 | -2.3315e-16 | 0.024693 | 0.17265 | 2.3315e-16 | 0.024642 | -0.12331 | 0 | 0 | 0 | 0 | 22.8603 | -157.1397 | 0.9372 | 0.35119 | 0.91492 | 0.91919 | 0.1756 | 0.90789 | 5.8329e-14 | -150.8712 | 149.0113 | 5.3425e-14 | -164.159 | 163.5867
Line7_8_9 | 0 | 0 | 0 | 0 | 0 | 0 | 0 | 0 | 0 | 0 | 0 | 0 | 1.5543e-16 | -4.0227e-10 | -4.401e-10 | -1.5543e-16 | 4.0227e-10 | 4.401e-10 | -3.8858e-17 | 1.4911e-09 | -1.4256e-09 | 7.7716e-17 | -1.4911e-09 | 1.4256e-09 | 0 | 0 | 0 | 0 | 0 | 0 | 0.91919 | 0.1756 | 0.90789 | 0.91919 | 0.1756 | 0.90789 | 5.3425e-14 | -164.159 | 163.5867 | 5.0766e-14 | -164.159 | 163.5867
Line8_8_10 | 0 | 1.5706 | 1.5706 | 0 | 1.5706 | 1.5706 | 0 | 0.36271 | 0.36271 | 0 | 0.36271 | 0.36271 | -7.7716e-17 | 0.20013 | -0.1508 | 7.7716e-17 | -0.17547 | 0.17547 | 7.7716e-17 | -0.024642 | 0.12331 | -7.7716e-17 | 0.073977 | -0.073977 | 0 | -157.1397 | 22.8603 | 0 | 22.8603 | -157.1397 | 0.91919 | 0.1756 | 0.90789 | 0.90933 | 0 | 0.90933 | 5.3425e-14 | -164.159 | 163.5867 | 5.1435e-14 | 180 | -180
Line9_3_11 | 0 | 0 | 0 | 0 | 0 | 0 | 0 | 0 | 0 | 0 | 0 | 0 | 2.9143e-16 | -2.2081e-09 | -3.5322e-09 | -2.9143e-16 | 2.2081e-09 | 3.5322e-09 | 7.7716e-17 | 3.1754e-09 | -8.8206e-10 | -7.7716e-17 | -3.1754e-09 | 8.8206e-10 | 0 | 0 | 0 | 0 | 0 | 0 | 1.035 | 0.87799 | 0.98387 | 1.035 | 0.87799 | 0.98387 | 8.3336e-14 | -127.1134 | 122.0942 | 7.8143e-14 | -127.1134 | 122.0942

## LL_max_10
name | pf_ikss_a_from_ka | pf_ikss_b_from_ka | pf_ikss_c_from_ka | pf_ikss_a_to_ka | pf_ikss_b_to_ka | pf_ikss_c_to_ka | pf_skss_a_from_mw | pf_skss_b_from_mw | pf_skss_c_from_mw | pf_skss_a_to_mw | pf_skss_b_to_mw | pf_skss_c_to_mw | pf_p_a_from_mw | pf_p_b_from_mw | pf_p_c_from_mw | pf_p_a_to_mw | pf_p_b_to_mw | pf_p_c_to_mw | pf_q_a_from_mvar | pf_q_b_from_mvar | pf_q_c_from_mvar | pf_q_a_to_mvar | pf_q_b_to_mvar | pf_q_c_to_mvar | pf_ikss_a_from_degree | pf_ikss_b_from_degree | pf_ikss_c_from_degree | pf_ikss_a_to_degree | pf_ikss_b_to_degree | pf_ikss_c_to_degree | pf_vm_a_from_pu | pf_vm_b_from_pu | pf_vm_c_from_pu | pf_vm_a_to_pu | pf_vm_b_to_pu | pf_vm_c_to_pu | pf_va_a_from_degree | pf_va_b_from_degree | pf_va_c_from_degree | pf_va_a_to_degree | pf_va_b_to_degree | pf_va_c_to_degree
Line0_1_2 | 0 | 1.6326 | 1.6326 | 0 | 1.6326 | 1.6326 | 0 | 0.37703 | 0.37703 | 0 | 0.37703 | 0.37703 | 7.3275e-16 | 0.32455 | -0.058015 | -8.1416e-16 | -0.2979 | 0.084669 | -3.4602e-16 | 0.18646 | 0.34661 | 3.4602e-16 | -0.13316 | -0.29331 | 0 | 0 | 0 | 0 | 22.715 | -157.285 | 1.0836 | 0.91265 | 1.0283 | 1.0428 | 0.73012 | 0.99703 | 8.5593e-14 | -127.4066 | 122.2169 | 7.2981e-14 | -133.2011 | 128.8169
Line10_11_12 | 0 | 0 | 0 | 0 | 0 | 0 | 0 | 0 | 0 | 0 | 0 | 0 | 2.4425e-16 | -2.1417e-09 | -3.426e-09 | -2.4425e-16 | 2.1417e-09 | 3.426e-09 | 4.0708e-17 | 3.097e-09 | -8.7256e-10 | -4.0708e-17 | -3.097e-09 | 8.7256e-10 | 0 | 0 | 0 | 0 | 0 | 0 | 1.0836 | 0.91265 | 1.0283 | 1.0836 | 0.91265 | 1.0283 | 7.3948e-14 | -127.4066 | 122.2169 | 6.9157e-14 | -127.4066 | 122.2169
Line11_12_13 | 0 | 0 | 0 | 0 | 0 | 0 | 0 | 0 | 0 | 0 | 0 | 0 | 2.8496e-16 | -1.7848e-09 | -2.855e-09 | -2.8496e-16 | 1.7848e-09 | 2.855e-09 | 3.4395e-31 | 2.5808e-09 | -7.2713e-10 | -3.2532e-31 | -2.5808e-09 | 7.2713e-10 | 0 | 0 | 0 | 0 | 0 | 0 | 1.0836 | 0.91265 | 1.0283 | 1.0836 | 0.91265 | 1.0283 | 6.9157e-14 | -127.4066 | 122.2169 | 6.5412e-14 | -127.4066 | 122.2169
Line12_13_15 | 0 | 0 | 0 | 0 | 0 | 0 | 0 | 0 | 0 | 0 | 0 | 0 | 1.0177e-16 | -1.0709e-09 | -1.713e-09 | -1.0177e-16 | 1.0709e-09 | 1.713e-09 | 4.0708e-17 | 1.5485e-09 | -4.3628e-10 | -4.0708e-17 | -1.5485e-09 | 4.3628e-10 | 0 | 0 | 0 | 0 | 0 | 0 | 1.0836 | 0.91265 | 1.0283 | 1.0836 | 0.91265 | 1.0283 | 6.5412e-14 | -127.4066 | 122.2169 | 6.3575e-14 | -127.4066 | 122.2169
Line13_13_14 | 0 | 0 | 0 | 0 | 0 | 0 | 0 | 0 | 0 | 0 | 0 | 0 | 2.0354e-17 | -3.5695e-10 | -5.71e-10 | -2.3049e-32 | 3.5695e-10 | 5.71e-10 | 2.3237e-32 | 5.1617e-10 | -1.4543e-10 | 2.0354e-17 | -5.1617e-10 | 1.4543e-10 | 0 | 0 | 0 | 0 | 0 | 0 | 1.0836 | 0.91265 | 1.0283 | 1.0836 | 0.91265 | 1.0283 | 6.5412e-14 | -127.4066 | 122.2169 | 6.4882e-14 | -127.4066 | 122.2169
Line14_15_16 | 0 | 0 | 0 | 0 | 0 | 0 | 0 | 0 | 0 | 0 | 0 | 0 | 8.1416e-17 | -7.139e-10 | -1.142e-09 | -8.1416e-17 | 7.139e-10 | 1.142e-09 | 9.034e-32 | 1.0323e-09 | -2.9085e-10 | -2.0354e-17 | -1.0323e-09 | 2.9085e-10 | 0 | 0 | 0 | 0 | 0 | 0 | 1.0836 | 0.91265 | 1.0283 | 1.0836 | 0.91265 | 1.0283 | 6.3575e-14 | -127.4066 | 122.2169 | 6.2655e-14 | -127.4066 | 122.2169
Line15_16_17 | 0 | 0 | 0 | 0 | 0 | 0 | 0 | 0 | 0 | 0 | 0 | 0 | 2.2258e-32 | -3.5695e-10 | -5.71e-10 | -2.2148e-32 | 3.5695e-10 | 5.71e-10 | -2.0354e-17 | 5.1617e-10 | -1.4543e-10 | 2.0354e-17 | -5.1617e-10 | 1.4543e-10 | 0 | 0 | 0 | 0 | 0 | 0 | 1.0836 | 0.91265 | 1.0283 | 1.0836 | 0.91265 | 1.0283 | 6.2655e-14 | -127.4066 | 122.2169 | 6.2344e-14 | -127.4066 | 122.2169
Line16_4_18 | 0 | 0 | 0 | 0 | 0 | 0 | 0 | 0 | 0 | 0 | 0 | 0 | -2.0354e-17 | -3.5695e-10 | -5.71e-10 | 2.0354e-17 | 3.5695e-10 | 5.71e-10 | -2.0354e-17 | 5.1617e-10 | -1.4543e-10 | 2.9988e-32 | -5.1617e-10 | 1.4543e-10 | 0 | 0 | 0 | 0 | 0 | 0 | 1.0836 | 0.91265 | 1.0283 | 1.0836 | 0.91265 | 1.0283 | 8.4726e-14 | -127.4066 | 122.2169 | 8.4416e-14 | -127.4066 | 122.2169
Line17_5_19 | 0 | 0 | 0 | 0 | 0 | 0 | 0 | 0 | 0 | 0 | 0 | 0 | -2.0354e-17 | -3.5695e-10 | -5.71e-10 | 2.0354e-17 | 3.5695e-10 | 5.71e-10 | -2.0354e-17 | 5.1617e-10 | -1.4543e-10 | 2.9988e-32 | -5.1617e-10 | 1.4543e-10 | 0 | 0 | 0 | 0 | 0 | 0 | 1.0836 | 0.91265 | 1.0283 | 1.0836 | 0.91265 | 1.0283 | 8.4726e-14 | -127.4066 | 122.2169 | 8.4416e-14 | -127.4066 | 122.2169
Line1_1_3 | 0 | 0 | 0 | 0 | 0 | 0 | 0 | 0 | 0 | 0 | 0 | 0 | 3.6637e-16 | -2.8556e-09 | -4.568e-09 | -3.8673e-16 | 2.8556e-09 | 4.568e-09 | 1.2212e-16 | 4.1294e-09 | -1.1634e-09 | -1.0177e-16 | -4.1294e-09 | 1.1634e-09 | 0 | 0 | 0 | 0 | 0 | 0 | 1.0836 | 0.91265 | 1.0283 | 1.0836 | 0.91265 | 1.0283 | 8.5593e-14 | -127.4066 | 122.2169 | 7.9347e-14 | -127.4066 | 122.2169
Line2_1_4 | 0 | 0 | 0 | 0 | 0 | 0 | 0 | 0 | 0 | 0 | 0 | 0 | 6.1062e-17 | -7.139e-10 | -1.142e-09 | -1.0177e-16 | 7.139e-10 | 1.142e-09 | 2.0354e-17 | 1.0323e-09 | -2.9085e-10 | -1.5049e-31 | -1.0323e-09 | 2.9085e-10 | 0 | 0 | 0 | 0 | 0 | 0 | 1.0836 | 0.91265 | 1.0283 | 1.0836 | 0.91265 | 1.0283 | 8.5593e-14 | -127.4066 | 122.2169 | 8.4726e-14 | -127.4066 | 122.2169
Line3_1_5 | 0 | 0 | 0 | 0 | 0 | 0 | 0 | 0 | 0 | 0 | 0 | 0 | 6.1062e-17 | -7.139e-10 | -1.142e-09 | -1.0177e-16 | 7.139e-10 | 1.142e-09 | 2.0354e-17 | 1.0323e-09 | -2.9085e-10 | -1.5049e-31 | -1.0323e-09 | 2.9085e-10 | 0 | 0 | 0 | 0 | 0 | 0 | 1.0836 | 0.91265 | 1.0283 | 1.0836 | 0.91265 | 1.0283 | 8.5593e-14 | -127.4066 | 122.2169 | 8.4726e-14 | -127.4066 | 122.2169
Line4_2_6 | 0 | 1.6326 | 1.6326 | 0 | 1.6326 | 1.6326 | 0 | 0.37703 | 0.37703 | 0 | 0.37703 | 0.37703 | 5.2921e-16 | 0.2979 | -0.084669 | -4.885e-16 | -0.27125 | 0.11132 | -2.8496e-16 | 0.13316 | 0.29331 | 2.8496e-16 | -0.079848 | -0.24 | 0 | 0 | 0 | 0 | 22.715 | -157.285 | 1.0428 | 0.73012 | 0.99703 | 1.0087 | 0.54759 | 0.97336 | 7.2981e-14 | -133.2011 | 128.8169 | 6.2133e-14 | -140.8818 | 137.5991
Line5_6_7 | 0 | 1.6326 | 1.6326 | 0 | 1.6326 | 1.6326 | 0 | 0.37703 | 0.37703 | 0 | 0.37703 | 0.37703 | 4.885e-16 | 0.27125 | -0.11132 | -4.885e-16 | -0.24459 | 0.13798 | -3.6637e-16 | 0.079848 | 0.24 | 4.0708e-16 | -0.026541 | -0.18669 | 0 | 0 | 0 | 0 | 22.715 | -157.285 | 1.0087 | 0.54759 | 0.97336 | 0.98192 | 0.36506 | 0.95784 | 6.2133e-14 | -140.8818 | 137.5991 | 5.5505e-14 | -151.092 | 149.1819
Line6_7_8 | 0 | 1.6326 | 1.6326 | 0 | 1.6326 | 1.6326 | 0 | 0.37703 | 0.37703 | 0 | 0.37703 | 0.37703 | 2.4425e-16 | 0.24459 | -0.13798 | -1.6283e-16 | -0.21794 | 0.16463 | -2.8496e-16 | 0.026541 | 0.18669 | 3.2567e-16 | 0.026767 | -0.13338 | 0 | 0 | 0 | 0 | 22.715 | -157.285 | 0.98192 | 0.36506 | 0.95784 | 0.96307 | 0.18253 | 0.95087 | 5.5505e-14 | -151.092 | 149.1819 | 5.0421e-14 | -164.287 | 163.7008
Line7_8_9 | 0 | 0 | 0 | 0 | 0 | 0 | 0 | 0 | 0 | 0 | 0 | 0 | -8.1416e-17 | -4.3788e-10 | -4.8069e-10 | -8.1416e-17 | 4.3788e-10 | 4.8069e-10 | -7.1647e-32 | 1.6401e-09 | -1.566e-09 | -6.7862e-32 | -1.6401e-09 | 1.566e-09 | 0 | 0 | 0 | 0 | 0 | 0 | 0.96307 | 0.18253 | 0.95087 | 0.96307 | 0.18253 | 0.95087 | 5.0421e-14 | -164.287 | 163.7008 | 4.7757e-14 | -164.287 | 163.7008
Line8_8_10 | 0 | 1.6326 | 1.6326 | 0 | 1.6326 | 1.6326 | 0 | 0.37703 | 0.37703 | 0 | 0.37703 | 0.37703 | -3.2567e-16 | 0.21794 | -0.16463 | 1.6283e-16 | -0.19128 | 0.19128 | -8.1416e-17 | -0.026767 | 0.13338 | 8.1416e-17 | 0.080075 | -0.080075 | 0 | -157.285 | 22.715 | 0 | 22.715 | -157.285 | 0.96307 | 0.18253 | 0.95087 | 0.95263 | 0 | 0.95263 | 5.0421e-14 | -164.287 | 163.7008 | 4.7286e-14 | 180 | -180
Line9_3_11 | 0 | 0 | 0 | 0 | 0 | 0 | 0 | 0 | 0 | 0 | 0 | 0 | 3.4602e-16 | -2.4987e-09 | -3.997e-09 | -3.6637e-16 | 2.4987e-09 | 3.997e-09 | 6.1062e-17 | 3.6132e-09 | -1.018e-09 | -6.1062e-17 | -3.6132e-09 | 1.018e-09 | 0 | 0 | 0 | 0 | 0 | 0 | 1.0836 | 0.91265 | 1.0283 | 1.0836 | 0.91265 | 1.0283 | 7.9347e-14 | -127.4066 | 122.2169 | 7.3948e-14 | -127.4066 | 122.2169

## LL_max_fault_6
name | pf_ikss_a_from_ka | pf_ikss_b_from_ka | pf_ikss_c_from_ka | pf_ikss_a_to_ka | pf_ikss_b_to_ka | pf_ikss_c_to_ka | pf_skss_a_from_mw | pf_skss_b_from_mw | pf_skss_c_from_mw | pf_skss_a_to_mw | pf_skss_b_to_mw | pf_skss_c_to_mw | pf_p_a_from_mw | pf_p_b_from_mw | pf_p_c_from_mw | pf_p_a_to_mw | pf_p_b_to_mw | pf_p_c_to_mw | pf_q_a_from_mvar | pf_q_b_from_mvar | pf_q_c_from_mvar | pf_q_a_to_mvar | pf_q_b_to_mvar | pf_q_c_to_mvar | pf_ikss_a_from_degree | pf_ikss_b_from_degree | pf_ikss_c_from_degree | pf_ikss_a_to_degree | pf_ikss_b_to_degree | pf_ikss_c_to_degree | pf_vm_a_from_pu | pf_vm_b_from_pu | pf_vm_c_from_pu | pf_vm_a_to_pu | pf_vm_b_to_pu | pf_vm_c_to_pu | pf_va_a_from_degree | pf_va_b_from_degree | pf_va_c_from_degree | pf_va_a_to_degree | pf_va_b_to_degree | pf_va_c_to_degree
Line0_1_2 | 0 | 0.057381 | 0.057381 | 0 | 0.057381 | 0.057381 | 0 | 0.013252 | 0.013252 | 0 | 0.013252 | 0.013252 | 2.7929e-17 | 0.013383 | 0.0034095 | -2.9751e-17 | -0.01335 | -0.0033765 | 7.2858e-18 | 0.0037096 | 0.013412 | -7.2858e-18 | -0.0036437 | -0.013346 | 0 | 0 | 0 | 0 | 44.2111 | -135.7889 | 1.0506 | 1.0448 | 1.0469 | 1.0499 | 1.0387 | 1.0445 | 2.5048e-15 | -120.2962 | 119.948 | 2.1345e-15 | -120.5225 | 120.0133
Line10_11_12 | 0 | 0 | 0 | 0 | 0 | 0 | 0 | 0 | 0 | 0 | 0 | 0 | 7.5894e-18 | -4.6238e-11 | -1.3112e-10 | -7.5894e-18 | 4.6238e-11 | 1.3112e-10 | 2.4286e-18 | 1.2513e-10 | 2.1885e-11 | -2.4286e-18 | -1.2513e-10 | -2.1885e-11 | 0 | 0 | 0 | 0 | 0 | 0 | 1.0506 | 1.0448 | 1.0469 | 1.0506 | 1.0448 | 1.0469 | 2.16e-15 | -120.2962 | 119.948 | 2.0112e-15 | -120.2962 | 119.948
Line11_12_13 | 0 | 0 | 0 | 0 | 0 | 0 | 0 | 0 | 0 | 0 | 0 | 0 | 6.6787e-18 | -3.8531e-11 | -1.0926e-10 | -6.0715e-18 | 3.8531e-11 | 1.0926e-10 | 1.8215e-18 | 1.0428e-10 | 1.8237e-11 | -1.2143e-18 | -1.0428e-10 | -1.8237e-11 | 0 | 0 | 0 | 0 | 0 | 0 | 1.0506 | 1.0448 | 1.0469 | 1.0506 | 1.0448 | 1.0469 | 2.0112e-15 | -120.2962 | 119.948 | 1.8903e-15 | -120.2962 | 119.948
Line12_13_15 | 0 | 0 | 0 | 0 | 0 | 0 | 0 | 0 | 0 | 0 | 0 | 0 | 3.9465e-18 | -2.3119e-11 | -6.5559e-11 | -3.9465e-18 | 2.3119e-11 | 6.5559e-11 | 2.4286e-18 | 6.2566e-11 | 1.0942e-11 | -1.8215e-18 | -6.2566e-11 | -1.0942e-11 | 0 | 0 | 0 | 0 | 0 | 0 | 1.0506 | 1.0448 | 1.0469 | 1.0506 | 1.0448 | 1.0469 | 1.8903e-15 | -120.2962 | 119.948 | 1.831e-15 | -120.2962 | 119.948
Line13_13_14 | 0 | 0 | 0 | 0 | 0 | 0 | 0 | 0 | 0 | 0 | 0 | 0 | -6.0715e-19 | -7.7063e-12 | -2.1853e-11 | 6.0715e-19 | 7.7063e-12 | 2.1853e-11 | 6.0715e-19 | 2.0855e-11 | 3.6474e-12 | 1.9881e-35 | -2.0855e-11 | -3.6474e-12 | 0 | 0 | 0 | 0 | 0 | 0 | 1.0506 | 1.0448 | 1.0469 | 1.0506 | 1.0448 | 1.0469 | 1.8903e-15 | -120.2962 | 119.948 | 1.8761e-15 | -120.2962 | 119.948
Line14_15_16 | 0 | 0 | 0 | 0 | 0 | 0 | 0 | 0 | 0 | 0 | 0 | 0 | 1.2143e-18 | -1.5413e-11 | -4.3706e-11 | -1.2143e-18 | 1.5413e-11 | 4.3706e-11 | 6.0715e-19 | 4.171e-11 | 7.2949e-12 | -1.8215e-18 | -4.171e-11 | -7.2949e-12 | 0 | 0 | 0 | 0 | 0 | 0 | 1.0506 | 1.0448 | 1.0469 | 1.0506 | 1.0448 | 1.0469 | 1.831e-15 | -120.2962 | 119.948 | 1.8022e-15 | -120.2962 | 119.948
Line15_16_17 | 0 | 0 | 0 | 0 | 0 | 0 | 0 | 0 | 0 | 0 | 0 | 0 | 6.0715e-19 | -7.7063e-12 | -2.1853e-11 | -6.0715e-19 | 7.7063e-12 | 2.1853e-11 | 6.0715e-19 | 2.0855e-11 | 3.6474e-12 | -6.0715e-19 | -2.0855e-11 | -3.6474e-12 | 0 | 0 | 0 | 0 | 0 | 0 | 1.0506 | 1.0448 | 1.0469 | 1.0506 | 1.0448 | 1.0469 | 1.8022e-15 | -120.2962 | 119.948 | 1.7837e-15 | -120.2962 | 119.948
Line16_4_18 | 0 | 0 | 0 | 0 | 0 | 0 | 0 | 0 | 0 | 0 | 0 | 0 | -9.1073e-19 | -7.7063e-12 | -2.1853e-11 | -3.0358e-19 | 7.7063e-12 | 2.1853e-11 | -6.0715e-19 | 2.0855e-11 | 3.6474e-12 | 1.2143e-18 | -2.0855e-11 | -3.6474e-12 | 0 | 0 | 0 | 0 | 0 | 0 | 1.0506 | 1.0448 | 1.0469 | 1.0506 | 1.0448 | 1.0469 | 2.4794e-15 | -120.2962 | 119.948 | 2.4609e-15 | -120.2962 | 119.948
Line17_5_19 | 0 | 0 | 0 | 0 | 0 | 0 | 0 | 0 | 0 | 0 | 0 | 0 | -9.1073e-19 | -7.7063e-12 | -2.1853e-11 | -3.0358e-19 | 7.7063e-12 | 2.1853e-11 | -6.0715e-19 | 2.0855e-11 | 3.6474e-12 | 1.2143e-18 | -2.0855e-11 | -3.6474e-12 | 0 | 0 | 0 | 0 | 0 | 0 | 1.0506 | 1.0448 | 1.0469 | 1.0506 | 1.0448 | 1.0469 | 2.4794e-15 | -120.2962 | 119.948 | 2.4609e-15 | -120.2962 | 119.948
Line1_1_3 | 0 | 0 | 0 | 0 | 0 | 0 | 0 | 0 | 0 | 0 | 0 | 0 | 9.4109e-18 | -6.165e-11 | -1.7482e-10 | -1.0018e-17 | 6.165e-11 | 1.7482e-10 | 7.2858e-18 | 1.6684e-10 | 2.918e-11 | -6.6787e-18 | -1.6684e-10 | -2.918e-11 | 0 | 0 | 0 | 0 | 0 | 0 | 1.0506 | 1.0448 | 1.0469 | 1.0506 | 1.0448 | 1.0469 | 2.5048e-15 | -120.2962 | 119.948 | 2.3239e-15 | -120.2962 | 119.948
Line2_1_4 | 0 | 0 | 0 | 0 | 0 | 0 | 0 | 0 | 0 | 0 | 0 | 0 | 1.8215e-18 | -1.5413e-11 | -4.3706e-11 | -2.4286e-18 | 1.5413e-11 | 4.3706e-11 | 1.8215e-18 | 4.171e-11 | 7.2949e-12 | -1.2143e-18 | -4.171e-11 | -7.2949e-12 | 0 | 0 | 0 | 0 | 0 | 0 | 1.0506 | 1.0448 | 1.0469 | 1.0506 | 1.0448 | 1.0469 | 2.5048e-15 | -120.2962 | 119.948 | 2.4794e-15 | -120.2962 | 119.948
Line3_1_5 | 0 | 0 | 0 | 0 | 0 | 0 | 0 | 0 | 0 | 0 | 0 | 0 | 1.8215e-18 | -1.5413e-11 | -4.3706e-11 | -2.4286e-18 | 1.5413e-11 | 4.3706e-11 | 1.8215e-18 | 4.171e-11 | 7.2949e-12 | -1.2143e-18 | -4.171e-11 | -7.2949e-12 | 0 | 0 | 0 | 0 | 0 | 0 | 1.0506 | 1.0448 | 1.0469 | 1.0506 | 1.0448 | 1.0469 | 2.5048e-15 | -120.2962 | 119.948 | 2.4794e-15 | -120.2962 | 119.948
Line4_2_6 | 0 | 0.057381 | 0.057381 | 0 | 0.057381 | 0.057381 | 0 | 0.013252 | 0.013252 | 0 | 0.013252 | 0.013252 | 2.4286e-17 | 0.01335 | 0.0033765 | -2.4286e-17 | -0.013317 | -0.0033436 | 2.4286e-18 | 0.0036437 | 0.013346 | -2.4286e-18 | -0.0035779 | -0.01328 | 0 | 0 | 0 | 0 | 44.2111 | -135.7889 | 1.0499 | 1.0387 | 1.0445 | 1.0492 | 1.0326 | 1.0421 | 2.1345e-15 | -120.5225 | 120.0133 | 1.7321e-15 | -120.7504 | 120.0793
Line5_6_7 | 0 | 0.057381 | 0.057381 | 0 | 0.057381 | 0.057381 | 0 | 0.013252 | 0.013252 | 0 | 0.013252 | 0.013252 | 1.9429e-17 | 0.013317 | 0.0033436 | -2.1858e-17 | -0.013284 | -0.0033107 | -2.4286e-18 | 0.0035779 | 0.01328 | 2.4286e-18 | -0.003512 | -0.013214 | 0 | 0 | 0 | 0 | 44.2111 | -135.7889 | 1.0492 | 1.0326 | 1.0421 | 1.0486 | 1.0265 | 1.0398 | 1.7321e-15 | -120.7504 | 120.0793 | 1.3558e-15 | -120.98 | 120.146
Line6_7_8 | 0 | 0.057381 | 0.057381 | 0 | 0.057381 | 0.057381 | 0 | 0.013252 | 0.013252 | 0 | 0.013252 | 0.013252 | 1.2143e-17 | 0.013284 | 0.0033107 | -1.2143e-17 | -0.013251 | -0.0032778 | -4.8572e-18 | 0.003512 | 0.013214 | 4.8572e-18 | -0.0034462 | -0.013149 | 0 | 0 | 0 | 0 | 44.2111 | -135.7889 | 1.0486 | 1.0265 | 1.0398 | 1.0479 | 1.0205 | 1.0374 | 1.3558e-15 | -120.98 | 120.146 | 1.1444e-15 | -121.2112 | 120.2133
Line7_8_9 | 0 | 0 | 0 | 0 | 0 | 0 | 0 | 0 | 0 | 0 | 0 | 0 | -2.4286e-18 | -6.2663e-11 | -1.0275e-10 | 2.4286e-18 | 6.2663e-11 | 1.0275e-10 | 2.4286e-18 | 8.4085e-11 | -1.4658e-11 | 4.4869e-35 | -8.4085e-11 | 1.4658e-11 | 0 | 0 | 0 | 0 | 0 | 0 | 1.0479 | 1.0205 | 1.0374 | 1.0479 | 1.0205 | 1.0374 | 1.1444e-15 | -121.2112 | 120.2133 | 1.0585e-15 | -121.2112 | 120.2133
Line8_8_10 | 0 | 0.057381 | 0.057381 | 0 | 0.057381 | 0.057381 | 0 | 0.013252 | 0.013252 | 0 | 0.013252 | 0.013252 | -2.4286e-18 | 0.013251 | 0.0032778 | 2.4286e-18 | -0.013218 | -0.0032448 | 2.4286e-18 | 0.0034462 | 0.013149 | 2.4286e-18 | -0.0033803 | -0.013083 | 0 | -135.7889 | 44.2111 | 0 | 44.2111 | -135.7889 | 1.0479 | 1.0205 | 1.0374 | 1.0473 | 1.0144 | 1.0351 | 1.1444e-15 | -121.2112 | 120.2133 | 1.0928e-15 | -121.444 | 120.2814
Line9_3_11 | 0 | 0 | 0 | 0 | 0 | 0 | 0 | 0 | 0 | 0 | 0 | 0 | 8.8037e-18 | -5.3944e-11 | -1.5297e-10 | -8.1966e-18 | 5.3944e-11 | 1.5297e-10 | 4.2501e-18 | 1.4599e-10 | 2.5532e-11 | -4.8572e-18 | -1.4599e-10 | -2.5532e-11 | 0 | 0 | 0 | 0 | 0 | 0 | 1.0506 | 1.0448 | 1.0469 | 1.0506 | 1.0448 | 1.0469 | 2.3239e-15 | -120.2962 | 119.948 | 2.16e-15 | -120.2962 | 119.948

## LL_max_fault_10
name | pf_ikss_a_from_ka | pf_ikss_b_from_ka | pf_ikss_c_from_ka | pf_ikss_a_to_ka | pf_ikss_b_to_ka | pf_ikss_c_to_ka | pf_skss_a_from_mw | pf_skss_b_from_mw | pf_skss_c_from_mw | pf_skss_a_to_mw | pf_skss_b_to_mw | pf_skss_c_to_mw | pf_p_a_from_mw | pf_p_b_from_mw | pf_p_c_from_mw | pf_p_a_to_mw | pf_p_b_to_mw | pf_p_c_to_mw | pf_q_a_from_mvar | pf_q_b_from_mvar | pf_q_c_from_mvar | pf_q_a_to_mvar | pf_q_b_to_mvar | pf_q_c_to_mvar | pf_ikss_a_from_degree | pf_ikss_b_from_degree | pf_ikss_c_from_degree | pf_ikss_a_to_degree | pf_ikss_b_to_degree | pf_ikss_c_to_degree | pf_vm_a_from_pu | pf_vm_b_from_pu | pf_vm_c_from_pu | pf_vm_a_to_pu | pf_vm_b_to_pu | pf_vm_c_to_pu | pf_va_a_from_degree | pf_va_b_from_degree | pf_va_c_from_degree | pf_va_a_to_degree | pf_va_b_to_degree | pf_va_c_to_degree
Line0_1_2 | 0 | 0.0601 | 0.0601 | 0 | 0.0601 | 0.0601 | 0 | 0.013879 | 0.013879 | 0 | 0.013879 | 0.013879 | 2.5443e-17 | 0.014683 | 0.0037379 | -2.6715e-17 | -0.014647 | -0.0037018 | 6.3607e-18 | 0.0040692 | 0.014713 | -3.8164e-18 | -0.003997 | -0.014641 | 0 | 0 | 0 | 0 | 44.2001 | -135.7999 | 1.1006 | 1.0943 | 1.0966 | 1.0999 | 1.088 | 1.0941 | 2.5171e-15 | -120.3101 | 119.9456 | 2.1318e-15 | -120.5364 | 120.011
Line10_11_12 | 0 | 0 | 0 | 0 | 0 | 0 | 0 | 0 | 0 | 0 | 0 | 0 | 9.541e-18 | -5.3119e-11 | -1.5063e-10 | -9.541e-18 | 5.3119e-11 | 1.5063e-10 | 3.1803e-18 | 1.4378e-10 | 2.512e-11 | -3.1803e-18 | -1.4378e-10 | -2.512e-11 | 0 | 0 | 0 | 0 | 0 | 0 | 1.1006 | 1.0943 | 1.0966 | 1.1006 | 1.0943 | 1.0966 | 2.156e-15 | -120.3101 | 119.9456 | 2.0002e-15 | -120.3101 | 119.9456
Line11_12_13 | 0 | 0 | 0 | 0 | 0 | 0 | 0 | 0 | 0 | 0 | 0 | 0 | 6.0426e-18 | -4.4266e-11 | -1.2553e-10 | -6.0426e-18 | 4.4266e-11 | 1.2553e-10 | -6.3607e-19 | 1.1982e-10 | 2.0933e-11 | -1.2721e-18 | -1.1982e-10 | -2.0933e-11 | 0 | 0 | 0 | 0 | 0 | 0 | 1.1006 | 1.0943 | 1.0966 | 1.1006 | 1.0943 | 1.0966 | 2.0002e-15 | -120.3101 | 119.9456 | 1.8737e-15 | -120.3101 | 119.9456
Line12_13_15 | 0 | 0 | 0 | 0 | 0 | 0 | 0 | 0 | 0 | 0 | 0 | 0 | 4.4525e-18 | -2.6559e-11 | -7.5316e-11 | -4.4525e-18 | 2.6559e-11 | 7.5316e-11 | 1.9082e-18 | 7.1889e-11 | 1.256e-11 | -2.5443e-18 | -7.1889e-11 | -1.256e-11 | 0 | 0 | 0 | 0 | 0 | 0 | 1.1006 | 1.0943 | 1.0966 | 1.1006 | 1.0943 | 1.0966 | 1.8737e-15 | -120.3101 | 119.9456 | 1.8115e-15 | -120.3101 | 119.9456
Line13_13_14 | 0 | 0 | 0 | 0 | 0 | 0 | 0 | 0 | 0 | 0 | 0 | 0 | 6.3607e-19 | -8.8532e-12 | -2.5105e-11 | -6.3607e-19 | 8.8532e-12 | 2.5105e-11 | 6.3607e-19 | 2.3963e-11 | 4.1866e-12 | -1.9082e-18 | -2.3963e-11 | -4.1866e-12 | 0 | 0 | 0 | 0 | 0 | 0 | 1.1006 | 1.0943 | 1.0966 | 1.1006 | 1.0943 | 1.0966 | 1.8737e-15 | -120.3101 | 119.9456 | 1.8588e-15 | -120.3101 | 119.9456
Line14_15_16 | 0 | 0 | 0 | 0 | 0 | 0 | 0 | 0 | 0 | 0 | 0 | 0 | 2.8623e-18 | -1.7706e-11 | -5.0211e-11 | -2.8623e-18 | 1.7706e-11 | 5.0211e-11 | 2.5443e-18 | 4.7926e-11 | 8.3732e-12 | -1.2721e-18 | -4.7926e-11 | -8.3732e-12 | 0 | 0 | 0 | 0 | 0 | 0 | 1.1006 | 1.0943 | 1.0966 | 1.1006 | 1.0943 | 1.0966 | 1.8115e-15 | -120.3101 | 119.9456 | 1.7813e-15 | -120.3101 | 119.9456
Line15_16_17 | 0 | 0 | 0 | 0 | 0 | 0 | 0 | 0 | 0 | 0 | 0 | 0 | -9.541e-19 | -8.8531e-12 | -2.5105e-11 | 1.5902e-18 | 8.8532e-12 | 2.5105e-11 | -6.3607e-19 | 2.3963e-11 | 4.1866e-12 | 1.2721e-18 | -2.3963e-11 | -4.1866e-12 | 0 | 0 | 0 | 0 | 0 | 0 | 1.1006 | 1.0943 | 1.0966 | 1.1006 | 1.0943 | 1.0966 | 1.7813e-15 | -120.3101 | 119.9456 | 1.7621e-15 | -120.3101 | 119.9456
Line16_4_18 | 0 | 0 | 0 | 0 | 0 | 0 | 0 | 0 | 0 | 0 | 0 | 0 | 3.1803e-19 | -8.8532e-12 | -2.5105e-11 | -3.1803e-19 | 8.8532e-12 | 2.5105e-11 | 6.3607e-19 | 2.3963e-11 | 4.1866e-12 | -1.3717e-35 | -2.3963e-11 | -4.1866e-12 | 0 | 0 | 0 | 0 | 0 | 0 | 1.1006 | 1.0943 | 1.0966 | 1.1006 | 1.0943 | 1.0966 | 2.4905e-15 | -120.3101 | 119.9456 | 2.4712e-15 | -120.3101 | 119.9456
Line17_5_19 | 0 | 0 | 0 | 0 | 0 | 0 | 0 | 0 | 0 | 0 | 0 | 0 | 3.1803e-19 | -8.8532e-12 | -2.5105e-11 | -3.1803e-19 | 8.8532e-12 | 2.5105e-11 | 6.3607e-19 | 2.3963e-11 | 4.1866e-12 | -1.3717e-35 | -2.3963e-11 | -4.1866e-12 | 0 | 0 | 0 | 0 | 0 | 0 | 1.1006 | 1.0943 | 1.0966 | 1.1006 | 1.0943 | 1.0966 | 2.4905e-15 | -120.3101 | 119.9456 | 2.4712e-15 | -120.3101 | 119.9456
Line1_1_3 | 0 | 0 | 0 | 0 | 0 | 0 | 0 | 0 | 0 | 0 | 0 | 0 | 1.2085e-17 | -7.0825e-11 | -2.0084e-10 | -1.1449e-17 | 7.0825e-11 | 2.0084e-10 | 9.541e-18 | 1.9171e-10 | 3.3493e-11 | -1.0177e-17 | -1.9171e-10 | -3.3493e-11 | 0 | 0 | 0 | 0 | 0 | 0 | 1.1006 | 1.0943 | 1.0966 | 1.1006 | 1.0943 | 1.0966 | 2.5171e-15 | -120.3101 | 119.9456 | 2.3277e-15 | -120.3101 | 119.9456
Line2_1_4 | 0 | 0 | 0 | 0 | 0 | 0 | 0 | 0 | 0 | 0 | 0 | 0 | 1.5902e-18 | -1.7706e-11 | -5.0211e-11 | -3.1803e-19 | 1.7706e-11 | 5.0211e-11 | 1.2721e-18 | 4.7926e-11 | 8.3732e-12 | -1.2721e-18 | -4.7926e-11 | -8.3732e-12 | 0 | 0 | 0 | 0 | 0 | 0 | 1.1006 | 1.0943 | 1.0966 | 1.1006 | 1.0943 | 1.0966 | 2.5171e-15 | -120.3101 | 119.9456 | 2.4905e-15 | -120.3101 | 119.9456
Line3_1_5 | 0 | 0 | 0 | 0 | 0 | 0 | 0 | 0 | 0 | 0 | 0 | 0 | 1.5902e-18 | -1.7706e-11 | -5.0211e-11 | -3.1803e-19 | 1.7706e-11 | 5.0211e-11 | 1.2721e-18 | 4.7926e-11 | 8.3732e-12 | -1.2721e-18 | -4.7926e-11 | -8.3732e-12 | 0 | 0 | 0 | 0 | 0 | 0 | 1.1006 | 1.0943 | 1.0966 | 1.1006 | 1.0943 | 1.0966 | 2.5171e-15 | -120.3101 | 119.9456 | 2.4905e-15 | -120.3101 | 119.9456
Line4_2_6 | 0 | 0.0601 | 0.0601 | 0 | 0.0601 | 0.0601 | 0 | 0.013879 | 0.013879 | 0 | 0.013879 | 0.013879 | 2.0354e-17 | 0.014647 | 0.0037018 | -2.0354e-17 | -0.014611 | -0.0036656 | 7.5732e-34 | 0.003997 | 0.014641 | -5.0885e-18 | -0.0039247 | -0.014569 | 0 | 0 | 0 | 0 | 44.2001 | -135.7999 | 1.0999 | 1.088 | 1.0941 | 1.0992 | 1.0816 | 1.0916 | 2.1318e-15 | -120.5364 | 120.011 | 1.7928e-15 | -120.7643 | 120.077
Line5_6_7 | 0 | 0.0601 | 0.0601 | 0 | 0.0601 | 0.0601 | 0 | 0.013879 | 0.013879 | 0 | 0.013879 | 0.013879 | 1.781e-17 | 0.014611 | 0.0036656 | -1.781e-17 | -0.014575 | -0.0036295 | -5.0885e-18 | 0.0039247 | 0.014569 | -4.843e-34 | -0.0038525 | -0.014496 | 0 | 0 | 0 | 0 | 44.2001 | -135.7999 | 1.0992 | 1.0816 | 1.0916 | 1.0985 | 1.0752 | 1.0892 | 1.7928e-15 | -120.7643 | 120.077 | 1.558e-15 | -120.9939 | 120.1437
Line6_7_8 | 0 | 0.0601 | 0.0601 | 0 | 0.0601 | 0.0601 | 0 | 0.013879 | 0.013879 | 0 | 0.013879 | 0.013879 | 1.2721e-17 | 0.014575 | 0.0036295 | -1.0177e-17 | -0.014539 | -0.0035934 | -7.6328e-18 | 0.0038525 | 0.014496 | 5.0885e-18 | -0.0037802 | -0.014424 | 0 | 0 | 0 | 0 | 44.2001 | -135.7999 | 1.0985 | 1.0752 | 1.0892 | 1.0978 | 1.0688 | 1.0867 | 1.558e-15 | -120.9939 | 120.1437 | 1.3623e-15 | -121.225 | 120.2111
Line7_8_9 | 0 | 0 | 0 | 0 | 0 | 0 | 0 | 0 | 0 | 0 | 0 | 0 | 0 | -6.9123e-11 | -1.1382e-10 | -2.5443e-18 | 6.9123e-11 | 1.1382e-10 | 0 | 9.333e-11 | -1.5917e-11 | -5.6648e-35 | -9.333e-11 | 1.5917e-11 | 0 | 0 | 0 | 0 | 0 | 0 | 1.0978 | 1.0688 | 1.0867 | 1.0978 | 1.0688 | 1.0867 | 1.3623e-15 | -121.225 | 120.2111 | 1.2757e-15 | -121.225 | 120.2111
Line8_8_10 | 0 | 0.0601 | 0.0601 | 0 | 0.0601 | 0.0601 | 0 | 0.013879 | 0.013879 | 0 | 0.013879 | 0.013879 | -7.6328e-18 | 0.014539 | 0.0035934 | 1.0177e-17 | -0.014503 | -0.0035573 | -1.8148e-34 | 0.0037802 | 0.014424 | 2.254e-34 | -0.003708 | -0.014352 | 0 | -135.7999 | 44.2001 | 0 | 44.2001 | -135.7999 | 1.0978 | 1.0688 | 1.0867 | 1.0972 | 1.0624 | 1.0842 | 1.3623e-15 | -121.225 | 120.2111 | 1.269e-15 | -121.4579 | 120.2793
Line9_3_11 | 0 | 0 | 0 | 0 | 0 | 0 | 0 | 0 | 0 | 0 | 0 | 0 | 9.859e-18 | -6.1972e-11 | -1.7574e-10 | -1.0495e-17 | 6.1972e-11 | 1.7574e-10 | 4.4525e-18 | 1.6774e-10 | 2.9306e-11 | -5.0885e-18 | -1.6774e-10 | -2.9306e-11 | 0 | 0 | 0 | 0 | 0 | 0 | 1.1006 | 1.0943 | 1.0966 | 1.1006 | 1.0943 | 1.0966 | 2.3277e-15 | -120.3101 | 119.9456 | 2.156e-15 | -120.3101 | 119.9456

## LL_min_6
name | pf_ikss_a_from_ka | pf_ikss_b_from_ka | pf_ikss_c_from_ka | pf_ikss_a_to_ka | pf_ikss_b_to_ka | pf_ikss_c_to_ka | pf_skss_a_from_mw | pf_skss_b_from_mw | pf_skss_c_from_mw | pf_skss_a_to_mw | pf_skss_b_to_mw | pf_skss_c_to_mw | pf_p_a_from_mw | pf_p_b_from_mw | pf_p_c_from_mw | pf_p_a_to_mw | pf_p_b_to_mw | pf_p_c_to_mw | pf_q_a_from_mvar | pf_q_b_from_mvar | pf_q_c_from_mvar | pf_q_a_to_mvar | pf_q_b_to_mvar | pf_q_c_to_mvar | pf_ikss_a_from_degree | pf_ikss_b_from_degree | pf_ikss_c_from_degree | pf_ikss_a_to_degree | pf_ikss_b_to_degree | pf_ikss_c_to_degree | pf_vm_a_from_pu | pf_vm_b_from_pu | pf_vm_c_from_pu | pf_vm_a_to_pu | pf_vm_b_to_pu | pf_vm_c_to_pu | pf_va_a_from_degree | pf_va_b_from_degree | pf_va_c_from_degree | pf_va_a_to_degree | pf_va_b_to_degree | pf_va_c_to_degree
Line0_1_2 | 0 | 1.2014 | 1.2014 | 0 | 1.2014 | 1.2014 | 0 | 0.27744 | 0.27744 | 0 | 0.27744 | 0.27744 | -7.0314e-17 | 0.24198 | 0.035132 | 8.7893e-17 | -0.21427 | -0.0074211 | -1.9336e-16 | 0.06265 | 0.226 | 2.1094e-16 | -0.033784 | -0.19714 | 0 | 0 | 0 | 0 | 38.2998 | -141.7002 | 0.95721 | 0.83268 | 0.88554 | 0.91686 | 0.66614 | 0.85731 | 7.8105e-14 | -127.1845 | 119.464 | 8.7436e-14 | -132.7398 | 126.144
Line10_11_12 | 0 | 0 | 0 | 0 | 0 | 0 | 0 | 0 | 0 | 0 | 0 | 0 | 5.9328e-17 | -8.2484e-10 | -2.2775e-09 | -6.8117e-17 | 8.2484e-10 | 2.2775e-09 | -2.6368e-17 | 2.3549e-09 | 1.6117e-10 | 3.5157e-17 | -2.3549e-09 | -1.6117e-10 | 0 | 0 | 0 | 0 | 0 | 0 | 0.95721 | 0.83268 | 0.88554 | 0.95721 | 0.83268 | 0.88554 | 7.8177e-14 | -127.1845 | 119.464 | 7.7673e-14 | -127.1845 | 119.464
Line11_12_13 | 0 | 0 | 0 | 0 | 0 | 0 | 0 | 0 | 0 | 0 | 0 | 0 | 8.7893e-18 | -6.8736e-10 | -1.8979e-09 | -1.7579e-17 | 6.8736e-10 | 1.8979e-09 | -8.7893e-18 | 1.9624e-09 | 1.3431e-10 | -2.3698e-32 | -1.9624e-09 | -1.3431e-10 | 0 | 0 | 0 | 0 | 0 | 0 | 0.95721 | 0.83268 | 0.88554 | 0.95721 | 0.83268 | 0.88554 | 7.7673e-14 | -127.1845 | 119.464 | 7.7241e-14 | -127.1845 | 119.464
Line12_13_15 | 0 | 0 | 0 | 0 | 0 | 0 | 0 | 0 | 0 | 0 | 0 | 0 | -1.3184e-17 | -4.1242e-10 | -1.1387e-09 | 1.3184e-17 | 4.1242e-10 | 1.1387e-09 | -8.7893e-18 | 1.1775e-09 | 8.0586e-11 | 1.7579e-17 | -1.1775e-09 | -8.0586e-11 | 0 | 0 | 0 | 0 | 0 | 0 | 0.95721 | 0.83268 | 0.88554 | 0.95721 | 0.83268 | 0.88554 | 7.7241e-14 | -127.1845 | 119.464 | 7.7322e-14 | -127.1845 | 119.464
Line13_13_14 | 0 | 0 | 0 | 0 | 0 | 0 | 0 | 0 | 0 | 0 | 0 | 0 | 8.7893e-18 | -1.3747e-10 | -3.7958e-10 | -8.7893e-18 | 1.3747e-10 | 3.7958e-10 | 1.7579e-17 | 3.9248e-10 | 2.6862e-11 | -1.1855e-32 | -3.9248e-10 | -2.6862e-11 | 0 | 0 | 0 | 0 | 0 | 0 | 0.95721 | 0.83268 | 0.88554 | 0.95721 | 0.83268 | 0.88554 | 7.7241e-14 | -127.1845 | 119.464 | 7.7282e-14 | -127.1845 | 119.464
Line14_15_16 | 0 | 0 | 0 | 0 | 0 | 0 | 0 | 0 | 0 | 0 | 0 | 0 | 4.3946e-18 | -2.7495e-10 | -7.5916e-10 | -4.3946e-18 | 2.7495e-10 | 7.5916e-10 | -1.7579e-17 | 7.8497e-10 | 5.3724e-11 | 8.7893e-18 | -7.8497e-10 | -5.3724e-11 | 0 | 0 | 0 | 0 | 0 | 0 | 0.95721 | 0.83268 | 0.88554 | 0.95721 | 0.83268 | 0.88554 | 7.7322e-14 | -127.1845 | 119.464 | 7.7097e-14 | -127.1845 | 119.464
Line15_16_17 | 0 | 0 | 0 | 0 | 0 | 0 | 0 | 0 | 0 | 0 | 0 | 0 | -1.1827e-32 | -1.3747e-10 | -3.7958e-10 | 2.3526e-32 | 1.3747e-10 | 3.7958e-10 | 8.7893e-18 | 3.9248e-10 | 2.6862e-11 | -1.7579e-17 | -3.9248e-10 | -2.6862e-11 | 0 | 0 | 0 | 0 | 0 | 0 | 0.95721 | 0.83268 | 0.88554 | 0.95721 | 0.83268 | 0.88554 | 7.7097e-14 | -127.1845 | 119.464 | 7.668e-14 | -127.1845 | 119.464
Line16_4_18 | 0 | 0 | 0 | 0 | 0 | 0 | 0 | 0 | 0 | 0 | 0 | 0 | 4.3946e-18 | -1.3747e-10 | -3.7958e-10 | -4.3946e-18 | 1.3747e-10 | 3.7958e-10 | 5.9403e-33 | 3.9248e-10 | 2.6862e-11 | 8.7893e-18 | -3.9248e-10 | -2.6862e-11 | 0 | 0 | 0 | 0 | 0 | 0 | 0.95721 | 0.83268 | 0.88554 | 0.95721 | 0.83268 | 0.88554 | 7.7447e-14 | -127.1845 | 119.464 | 7.703e-14 | -127.1845 | 119.464
Line17_5_19 | 0 | 0 | 0 | 0 | 0 | 0 | 0 | 0 | 0 | 0 | 0 | 0 | 4.3946e-18 | -1.3747e-10 | -3.7958e-10 | -4.3946e-18 | 1.3747e-10 | 3.7958e-10 | 5.9403e-33 | 3.9248e-10 | 2.6862e-11 | 8.7893e-18 | -3.9248e-10 | -2.6862e-11 | 0 | 0 | 0 | 0 | 0 | 0 | 0.95721 | 0.83268 | 0.88554 | 0.95721 | 0.83268 | 0.88554 | 7.7447e-14 | -127.1845 | 119.464 | 7.703e-14 | -127.1845 | 119.464
Line1_1_3 | 0 | 0 | 0 | 0 | 0 | 0 | 0 | 0 | 0 | 0 | 0 | 0 | 6.1525e-17 | -1.0998e-09 | -3.0367e-09 | -7.0314e-17 | 1.0998e-09 | 3.0367e-09 | -1.7579e-17 | 3.1399e-09 | 2.149e-10 | 1.7579e-17 | -3.1399e-09 | -2.149e-10 | 0 | 0 | 0 | 0 | 0 | 0 | 0.95721 | 0.83268 | 0.88554 | 0.95721 | 0.83268 | 0.88554 | 7.8105e-14 | -127.1845 | 119.464 | 7.8253e-14 | -127.1845 | 119.464
Line2_1_4 | 0 | 0 | 0 | 0 | 0 | 0 | 0 | 0 | 0 | 0 | 0 | 0 | 4.3946e-18 | -2.7495e-10 | -7.5916e-10 | -4.3946e-18 | 2.7495e-10 | 7.5916e-10 | -8.7893e-18 | 7.8497e-10 | 5.3724e-11 | 8.7893e-18 | -7.8497e-10 | -5.3724e-11 | 0 | 0 | 0 | 0 | 0 | 0 | 0.95721 | 0.83268 | 0.88554 | 0.95721 | 0.83268 | 0.88554 | 7.8105e-14 | -127.1845 | 119.464 | 7.7447e-14 | -127.1845 | 119.464
Line3_1_5 | 0 | 0 | 0 | 0 | 0 | 0 | 0 | 0 | 0 | 0 | 0 | 0 | 4.3946e-18 | -2.7495e-10 | -7.5916e-10 | -4.3946e-18 | 2.7495e-10 | 7.5916e-10 | -8.7893e-18 | 7.8497e-10 | 5.3724e-11 | 8.7893e-18 | -7.8497e-10 | -5.3724e-11 | 0 | 0 | 0 | 0 | 0 | 0 | 0.95721 | 0.83268 | 0.88554 | 0.95721 | 0.83268 | 0.88554 | 7.8105e-14 | -127.1845 | 119.464 | 7.7447e-14 | -127.1845 | 119.464
Line4_2_6 | 0 | 1.2014 | 1.2014 | 0 | 1.2014 | 1.2014 | 0 | 0.27744 | 0.27744 | 0 | 0.27744 | 0.27744 | -1.5821e-16 | 0.21427 | 0.0074211 | 1.7579e-16 | -0.18655 | 0.02029 | -2.461e-16 | 0.033784 | 0.19714 | 2.461e-16 | -0.0049189 | -0.16827 | 0 | 0 | 0 | 0 | 38.2998 | -141.7002 | 0.91686 | 0.66614 | 0.85731 | 0.88255 | 0.49961 | 0.83646 | 8.7436e-14 | -132.7398 | 126.144 | 9.6553e-14 | -140.1898 | 135.1751
Line5_6_7 | 0 | 1.2014 | 1.2014 | 0 | 1.2014 | 1.2014 | 0 | 0.27744 | 0.27744 | 0 | 0.27744 | 0.27744 | 4.1472e-31 | 0.18655 | -0.02029 | 3.5157e-17 | -0.15884 | 0.048001 | -2.461e-16 | 0.0049189 | 0.16827 | 2.8126e-16 | 0.023947 | -0.13941 | 0 | 0 | 0 | 0 | 38.2998 | -141.7002 | 0.88255 | 0.49961 | 0.83646 | 0.855 | 0.33307 | 0.82353 | 9.6553e-14 | -140.1898 | 135.1751 | 1.035e-13 | -150.2732 | 147.2992
Line6_7_8 | 0 | 1.2014 | 1.2014 | 0 | 1.2014 | 1.2014 | 0 | 0.27744 | 0.27744 | 0 | 0.27744 | 0.27744 | -1.7579e-16 | 0.15884 | -0.048001 | 1.7579e-16 | -0.13113 | 0.075711 | -1.4063e-16 | -0.023947 | 0.13941 | 1.4063e-16 | 0.052812 | -0.11054 | 0 | 0 | 0 | 0 | 38.2998 | -141.7002 | 0.855 | 0.33307 | 0.82353 | 0.83487 | 0.16654 | 0.8189 | 1.035e-13 | -150.2732 | 147.2992 | 1.0547e-13 | -163.6366 | 162.7073
Line7_8_9 | 0 | 0 | 0 | 0 | 0 | 0 | 0 | 0 | 0 | 0 | 0 | 0 | 7.0314e-17 | -3.3257e-10 | -3.8099e-10 | -3.5157e-17 | 3.3257e-10 | 3.8099e-10 | -1.0547e-16 | 1.2248e-09 | -1.141e-09 | 1.0547e-16 | -1.2248e-09 | 1.141e-09 | 0 | 0 | 0 | 0 | 0 | 0 | 0.83487 | 0.16654 | 0.8189 | 0.83487 | 0.16654 | 0.8189 | 1.0547e-13 | -163.6366 | 162.7073 | 1.0603e-13 | -163.6366 | 162.7073
Line8_8_10 | 0 | 1.2014 | 1.2014 | 0 | 1.2014 | 1.2014 | 0 | 0.27744 | 0.27744 | 0 | 0.27744 | 0.27744 | -7.0314e-17 | 0.13113 | -0.075711 | 7.0314e-17 | -0.10342 | 0.10342 | -1.2943e-31 | -0.052812 | 0.11054 | 1.3099e-31 | 0.081678 | -0.081678 | 0 | -141.7002 | 38.2998 | 0 | 38.2998 | -141.7002 | 0.83487 | 0.16654 | 0.8189 | 0.82272 | 0 | 0.82272 | 1.0547e-13 | -163.6366 | 162.7073 | 1.0674e-13 | -180 | 180
Line9_3_11 | 0 | 0 | 0 | 0 | 0 | 0 | 0 | 0 | 0 | 0 | 0 | 0 | 4.1749e-17 | -9.6231e-10 | -2.6571e-09 | -4.1749e-17 | 9.6231e-10 | 2.6571e-09 | -8.7893e-18 | 2.7474e-09 | 1.8803e-10 | 8.7893e-18 | -2.7474e-09 | -1.8803e-10 | 0 | 0 | 0 | 0 | 0 | 0 | 0.95721 | 0.83268 | 0.88554 | 0.95721 | 0.83268 | 0.88554 | 7.8253e-14 | -127.1845 | 119.464 | 7.8177e-14 | -127.1845 | 119.464

## LL_min_10
name | pf_ikss_a_from_ka | pf_ikss_b_from_ka | pf_ikss_c_from_ka | pf_ikss_a_to_ka | pf_ikss_b_to_ka | pf_ikss_c_to_ka | pf_skss_a_from_mw | pf_skss_b_from_mw | pf_skss_c_from_mw | pf_skss_a_to_mw | pf_skss_b_to_mw | pf_skss_c_to_mw | pf_p_a_from_mw | pf_p_b_from_mw | pf_p_c_from_mw | pf_p_a_to_mw | pf_p_b_to_mw | pf_p_c_to_mw | pf_q_a_from_mvar | pf_q_b_from_mvar | pf_q_c_from_mvar | pf_q_a_to_mvar | pf_q_b_to_mvar | pf_q_c_to_mvar | pf_ikss_a_from_degree | pf_ikss_b_from_degree | pf_ikss_c_from_degree | pf_ikss_a_to_degree | pf_ikss_b_to_degree | pf_ikss_c_to_degree | pf_vm_a_from_pu | pf_vm_b_from_pu | pf_vm_c_from_pu | pf_vm_a_to_pu | pf_vm_b_to_pu | pf_vm_c_to_pu | pf_va_a_from_degree | pf_va_b_from_degree | pf_va_c_from_degree | pf_va_a_to_degree | pf_va_b_to_degree | pf_va_c_to_degree
Line0_1_2 | 0 | 1.1381 | 1.1381 | 0 | 1.1381 | 1.1381 | 0 | 0.26284 | 0.26284 | 0 | 0.26284 | 0.26284 | -6.6613e-17 | 0.21718 | 0.031531 | 6.6613e-17 | -0.19231 | -0.0066605 | -1.6653e-16 | 0.056229 | 0.20284 | 1.6653e-16 | -0.030322 | -0.17693 | 0 | 0 | 0 | 0 | 38.2998 | -141.7002 | 0.90683 | 0.78885 | 0.83893 | 0.86861 | 0.63108 | 0.81219 | 7.8659e-14 | -127.1845 | 119.464 | 8.8711e-14 | -132.7398 | 126.144
Line10_11_12 | 0 | 0 | 0 | 0 | 0 | 0 | 0 | 0 | 0 | 0 | 0 | 0 | 2.7062e-17 | -7.403e-10 | -2.0441e-09 | -3.5388e-17 | 7.403e-10 | 2.0441e-09 | -8.3267e-18 | 2.1135e-09 | 1.4465e-10 | -4.8316e-32 | -2.1135e-09 | -1.4465e-10 | 0 | 0 | 0 | 0 | 0 | 0 | 0.90683 | 0.78885 | 0.83893 | 0.90683 | 0.78885 | 0.83893 | 7.8731e-14 | -127.1845 | 119.464 | 7.8227e-14 | -127.1845 | 119.464
Line11_12_13 | 0 | 0 | 0 | 0 | 0 | 0 | 0 | 0 | 0 | 0 | 0 | 0 | 2.498e-17 | -6.1691e-10 | -1.7034e-09 | -1.6653e-17 | 6.1691e-10 | 1.7034e-09 | -1.6653e-17 | 1.7613e-09 | 1.2054e-10 | 1.6653e-17 | -1.7613e-09 | -1.2054e-10 | 0 | 0 | 0 | 0 | 0 | 0 | 0.90683 | 0.78885 | 0.83893 | 0.90683 | 0.78885 | 0.83893 | 7.8227e-14 | -127.1845 | 119.464 | 7.7795e-14 | -127.1845 | 119.464
Line12_13_15 | 0 | 0 | 0 | 0 | 0 | 0 | 0 | 0 | 0 | 0 | 0 | 0 | -4.1633e-18 | -3.7015e-10 | -1.022e-09 | 1.249e-17 | 3.7015e-10 | 1.022e-09 | -8.3267e-18 | 1.0568e-09 | 7.2326e-11 | 8.3267e-18 | -1.0568e-09 | -7.2326e-11 | 0 | 0 | 0 | 0 | 0 | 0 | 0.90683 | 0.78885 | 0.83893 | 0.90683 | 0.78885 | 0.83893 | 7.7795e-14 | -127.1845 | 119.464 | 7.7876e-14 | -127.1845 | 119.464
Line13_13_14 | 0 | 0 | 0 | 0 | 0 | 0 | 0 | 0 | 0 | 0 | 0 | 0 | 4.1633e-18 | -1.2338e-10 | -3.4068e-10 | -4.1633e-18 | 1.2338e-10 | 3.4068e-10 | -1.6653e-17 | 3.5226e-10 | 2.4109e-11 | 8.3267e-18 | -3.5226e-10 | -2.4109e-11 | 0 | 0 | 0 | 0 | 0 | 0 | 0.90683 | 0.78885 | 0.83893 | 0.90683 | 0.78885 | 0.83893 | 7.7795e-14 | -127.1845 | 119.464 | 7.7836e-14 | -127.1845 | 119.464
Line14_15_16 | 0 | 0 | 0 | 0 | 0 | 0 | 0 | 0 | 0 | 0 | 0 | 0 | 1.0408e-17 | -2.4677e-10 | -6.8135e-10 | -1.0408e-17 | 2.4677e-10 | 6.8135e-10 | -8.3267e-18 | 7.0451e-10 | 4.8217e-11 | 2.498e-17 | -7.0451e-10 | -4.8217e-11 | 0 | 0 | 0 | 0 | 0 | 0 | 0.90683 | 0.78885 | 0.83893 | 0.90683 | 0.78885 | 0.83893 | 7.7876e-14 | -127.1845 | 119.464 | 7.7651e-14 | -127.1845 | 119.464
Line15_16_17 | 0 | 0 | 0 | 0 | 0 | 0 | 0 | 0 | 0 | 0 | 0 | 0 | -8.3267e-18 | -1.2338e-10 | -3.4068e-10 | 2.2448e-32 | 1.2338e-10 | 3.4068e-10 | 8.3267e-18 | 3.5226e-10 | 2.4109e-11 | -1.6653e-17 | -3.5226e-10 | -2.4109e-11 | 0 | 0 | 0 | 0 | 0 | 0 | 0.90683 | 0.78885 | 0.83893 | 0.90683 | 0.78885 | 0.83893 | 7.7651e-14 | -127.1845 | 119.464 | 7.7234e-14 | -127.1845 | 119.464
Line16_4_18 | 0 | 0 | 0 | 0 | 0 | 0 | 0 | 0 | 0 | 0 | 0 | 0 | 4.1633e-18 | -1.2338e-10 | -3.4068e-10 | 4.1633e-18 | 1.2338e-10 | 3.4068e-10 | 5.6679e-33 | 3.5226e-10 | 2.4109e-11 | 5.6376e-33 | -3.5226e-10 | -2.4109e-11 | 0 | 0 | 0 | 0 | 0 | 0 | 0.90683 | 0.78885 | 0.83893 | 0.90683 | 0.78885 | 0.83893 | 7.8001e-14 | -127.1845 | 119.464 | 7.7584e-14 | -127.1845 | 119.464
Line17_5_19 | 0 | 0 | 0 | 0 | 0 | 0 | 0 | 0 | 0 | 0 | 0 | 0 | 4.1633e-18 | -1.2338e-10 | -3.4068e-10 | 4.1633e-18 | 1.2338e-10 | 3.4068e-10 | 5.6679e-33 | 3.5226e-10 | 2.4109e-11 | 5.6376e-33 | -3.5226e-10 | -2.4109e-11 | 0 | 0 | 0 | 0 | 0 | 0 | 0.90683 | 0.78885 | 0.83893 | 0.90683 | 0.78885 | 0.83893 | 7.8001e-14 | -127.1845 | 119.464 | 7.7584e-14 | -127.1845 | 119.464
Line1_1_3 | 0 | 0 | 0 | 0 | 0 | 0 | 0 | 0 | 0 | 0 | 0 | 0 | 5.6205e-17 | -9.8706e-10 | -2.7254e-09 | -4.7878e-17 | 9.8706e-10 | 2.7254e-09 | -1.6653e-17 | 2.8181e-09 | 1.9287e-10 | -6.5854e-32 | -2.8181e-09 | -1.9287e-10 | 0 | 0 | 0 | 0 | 0 | 0 | 0.90683 | 0.78885 | 0.83893 | 0.90683 | 0.78885 | 0.83893 | 7.8659e-14 | -127.1845 | 119.464 | 7.8807e-14 | -127.1845 | 119.464
Line2_1_4 | 0 | 0 | 0 | 0 | 0 | 0 | 0 | 0 | 0 | 0 | 0 | 0 | 3.747e-17 | -2.4677e-10 | -6.8135e-10 | -2.9143e-17 | 2.4677e-10 | 6.8135e-10 | -2.498e-17 | 7.0451e-10 | 4.8218e-11 | -3.9675e-32 | -7.0451e-10 | -4.8218e-11 | 0 | 0 | 0 | 0 | 0 | 0 | 0.90683 | 0.78885 | 0.83893 | 0.90683 | 0.78885 | 0.83893 | 7.8659e-14 | -127.1845 | 119.464 | 7.8001e-14 | -127.1845 | 119.464
Line3_1_5 | 0 | 0 | 0 | 0 | 0 | 0 | 0 | 0 | 0 | 0 | 0 | 0 | 3.747e-17 | -2.4677e-10 | -6.8135e-10 | -2.9143e-17 | 2.4677e-10 | 6.8135e-10 | -2.498e-17 | 7.0451e-10 | 4.8218e-11 | -3.9675e-32 | -7.0451e-10 | -4.8218e-11 | 0 | 0 | 0 | 0 | 0 | 0 | 0.90683 | 0.78885 | 0.83893 | 0.90683 | 0.78885 | 0.83893 | 7.8659e-14 | -127.1845 | 119.464 | 7.8001e-14 | -127.1845 | 119.464
Line4_2_6 | 0 | 1.1381 | 1.1381 | 0 | 1.1381 | 1.1381 | 0 | 0.26284 | 0.26284 | 0 | 0.26284 | 0.26284 | -1.3323e-16 | 0.19231 | 0.0066605 | 9.992e-17 | -0.16743 | 0.01821 | -1.9984e-16 | 0.030322 | 0.17693 | 1.9984e-16 | -0.0044148 | -0.15103 | 0 | 0 | 0 | 0 | 38.2998 | -141.7002 | 0.86861 | 0.63108 | 0.81219 | 0.8361 | 0.47331 | 0.79243 | 8.8711e-14 | -132.7398 | 126.144 | 9.8569e-14 | -140.1898 | 135.1751
Line5_6_7 | 0 | 1.1381 | 1.1381 | 0 | 1.1381 | 1.1381 | 0 | 0.26284 | 0.26284 | 0 | 0.26284 | 0.26284 | -6.6613e-17 | 0.16743 | -0.01821 | 1.3323e-16 | -0.14256 | 0.043081 | -2.6645e-16 | 0.0044148 | 0.15103 | 2.6645e-16 | 0.021492 | -0.12512 | 0 | 0 | 0 | 0 | 38.2998 | -141.7002 | 0.8361 | 0.47331 | 0.79243 | 0.81 | 0.31554 | 0.78018 | 9.8569e-14 | -140.1898 | 135.1751 | 1.0624e-13 | -150.2732 | 147.2992
Line6_7_8 | 0 | 1.1381 | 1.1381 | 0 | 1.1381 | 1.1381 | 0 | 0.26284 | 0.26284 | 0 | 0.26284 | 0.26284 | -1.3323e-16 | 0.14256 | -0.043081 | 1.6653e-16 | -0.11769 | 0.067952 | -1.3323e-16 | -0.021492 | 0.12512 | 9.992e-17 | 0.047399 | -0.099213 | 0 | 0 | 0 | 0 | 38.2998 | -141.7002 | 0.81 | 0.31554 | 0.78018 | 0.79093 | 0.15777 | 0.7758 | 1.0624e-13 | -150.2732 | 147.2992 | 1.0894e-13 | -163.6366 | 162.7073
Line7_8_9 | 0 | 0 | 0 | 0 | 0 | 0 | 0 | 0 | 0 | 0 | 0 | 0 | 3.3307e-17 | -2.9848e-10 | -3.4194e-10 | -6.6613e-17 | 2.9848e-10 | 3.4194e-10 | -3.3307e-17 | 1.0993e-09 | -1.024e-09 | 3.3307e-17 | -1.0993e-09 | 1.024e-09 | 0 | 0 | 0 | 0 | 0 | 0 | 0.79093 | 0.15777 | 0.7758 | 0.79093 | 0.15777 | 0.7758 | 1.0894e-13 | -163.6366 | 162.7073 | 1.095e-13 | -163.6366 | 162.7073
Line8_8_10 | 0 | 1.1381 | 1.1381 | 0 | 1.1381 | 1.1381 | 0 | 0.26284 | 0.26284 | 0 | 0.26284 | 0.26284 | 1.2665e-31 | 0.11769 | -0.067952 | -1.2898e-31 | -0.092822 | 0.092822 | -6.6613e-17 | -0.047399 | 0.099213 | 6.6613e-17 | 0.073306 | -0.073306 | 0 | -141.7002 | 38.2998 | 0 | 38.2998 | -141.7002 | 0.79093 | 0.15777 | 0.7758 | 0.77942 | 0 | 0.77942 | 1.0894e-13 | -163.6366 | 162.7073 | 1.1094e-13 | -180 | 180
Line9_3_11 | 0 | 0 | 0 | 0 | 0 | 0 | 0 | 0 | 0 | 0 | 0 | 0 | 5.2042e-17 | -8.6368e-10 | -2.3847e-09 | -5.2042e-17 | 8.6368e-10 | 2.3847e-09 | -2.498e-17 | 2.4658e-09 | 1.6876e-10 | 2.498e-17 | -2.4658e-09 | -1.6876e-10 | 0 | 0 | 0 | 0 | 0 | 0 | 0.90683 | 0.78885 | 0.83893 | 0.90683 | 0.78885 | 0.83893 | 7.8807e-14 | -127.1845 | 119.464 | 7.8731e-14 | -127.1845 | 119.464

## LL_min_fault_6
name | pf_ikss_a_from_ka | pf_ikss_b_from_ka | pf_ikss_c_from_ka | pf_ikss_a_to_ka | pf_ikss_b_to_ka | pf_ikss_c_to_ka | pf_skss_a_from_mw | pf_skss_b_from_mw | pf_skss_c_from_mw | pf_skss_a_to_mw | pf_skss_b_to_mw | pf_skss_c_to_mw | pf_p_a_from_mw | pf_p_b_from_mw | pf_p_c_from_mw | pf_p_a_to_mw | pf_p_b_to_mw | pf_p_c_to_mw | pf_q_a_from_mvar | pf_q_b_from_mvar | pf_q_c_from_mvar | pf_q_a_to_mvar | pf_q_b_to_mvar | pf_q_c_to_mvar | pf_ikss_a_from_degree | pf_ikss_b_from_degree | pf_ikss_c_from_degree | pf_ikss_a_to_degree | pf_ikss_b_to_degree | pf_ikss_c_to_degree | pf_vm_a_from_pu | pf_vm_b_from_pu | pf_vm_c_from_pu | pf_vm_a_to_pu | pf_vm_b_to_pu | pf_vm_c_to_pu | pf_va_a_from_degree | pf_va_b_from_degree | pf_va_c_from_degree | pf_va_a_to_degree | pf_va_b_to_degree | pf_va_c_to_degree
Line0_1_2 | 0 | 0.051454 | 0.051454 | 0 | 0.051454 | 0.051454 | 0 | 0.011883 | 0.011883 | 0 | 0.011883 | 0.011883 | -3.296e-18 | 0.010884 | 0.0028618 | 3.296e-18 | -0.010833 | -0.002811 | -9.8879e-18 | 0.0029123 | 0.010855 | 8.7893e-18 | -0.0028593 | -0.010802 | 0 | 0 | 0 | 0 | 44.7137 | -135.2863 | 0.95054 | 0.94523 | 0.94708 | 0.94882 | 0.9381 | 0.94525 | 2.9896e-15 | -120.306 | 119.9436 | 3.3754e-15 | -120.5004 | 120.1267
Line10_11_12 | 0 | 0 | 0 | 0 | 0 | 0 | 0 | 0 | 0 | 0 | 0 | 0 | 2.06e-18 | -3.8039e-11 | -1.1036e-10 | -1.7853e-18 | 3.8039e-11 | 1.1036e-10 | 1.0656e-34 | 1.0584e-10 | 1.9424e-11 | 1.0987e-18 | -1.0584e-10 | -1.9424e-11 | 0 | 0 | 0 | 0 | 0 | 0 | 0.95054 | 0.94523 | 0.94708 | 0.95054 | 0.94523 | 0.94708 | 2.9637e-15 | -120.306 | 119.9436 | 2.9311e-15 | -120.306 | 119.9436
Line11_12_13 | 0 | 0 | 0 | 0 | 0 | 0 | 0 | 0 | 0 | 0 | 0 | 0 | 9.6133e-19 | -3.1699e-11 | -9.1968e-11 | -6.8666e-19 | 3.1699e-11 | 9.1968e-11 | -1.648e-18 | 8.8202e-11 | 1.6187e-11 | 5.4933e-19 | -8.8202e-11 | -1.6187e-11 | 0 | 0 | 0 | 0 | 0 | 0 | 0.95054 | 0.94523 | 0.94708 | 0.95054 | 0.94523 | 0.94708 | 2.9311e-15 | -120.306 | 119.9436 | 2.9021e-15 | -120.306 | 119.9436
Line12_13_15 | 0 | 0 | 0 | 0 | 0 | 0 | 0 | 0 | 0 | 0 | 0 | 0 | 4.8066e-19 | -1.902e-11 | -5.5181e-11 | -4.8066e-19 | 1.902e-11 | 5.5181e-11 | -1.0987e-18 | 5.2921e-11 | 9.7121e-12 | 5.4933e-19 | -5.2921e-11 | -9.7121e-12 | 0 | 0 | 0 | 0 | 0 | 0 | 0.95054 | 0.94523 | 0.94708 | 0.95054 | 0.94523 | 0.94708 | 2.9021e-15 | -120.306 | 119.9436 | 2.9009e-15 | -120.306 | 119.9436
Line13_13_14 | 0 | 0 | 0 | 0 | 0 | 0 | 0 | 0 | 0 | 0 | 0 | 0 | 5.4933e-19 | -6.3398e-12 | -1.8394e-11 | -8.2399e-19 | 6.3398e-12 | 1.8394e-11 | 2.7824e-35 | 1.764e-11 | 3.2374e-12 | -5.4933e-19 | -1.764e-11 | -3.2374e-12 | 0 | 0 | 0 | 0 | 0 | 0 | 0.95054 | 0.94523 | 0.94708 | 0.95054 | 0.94523 | 0.94708 | 2.9021e-15 | -120.306 | 119.9436 | 2.9032e-15 | -120.306 | 119.9436
Line14_15_16 | 0 | 0 | 0 | 0 | 0 | 0 | 0 | 0 | 0 | 0 | 0 | 0 | 2.7466e-19 | -1.268e-11 | -3.6787e-11 | -2.7466e-19 | 1.268e-11 | 3.6787e-11 | -5.4933e-19 | 3.5281e-11 | 6.4748e-12 | -1.3835e-35 | -3.5281e-11 | -6.4748e-12 | 0 | 0 | 0 | 0 | 0 | 0 | 0.95054 | 0.94523 | 0.94708 | 0.95054 | 0.94523 | 0.94708 | 2.9009e-15 | -120.306 | 119.9436 | 2.886e-15 | -120.306 | 119.9436
Line15_16_17 | 0 | 0 | 0 | 0 | 0 | 0 | 0 | 0 | 0 | 0 | 0 | 0 | 2.06e-19 | -6.3398e-12 | -1.8394e-11 | 6.8666e-20 | 6.3398e-12 | 1.8394e-11 | 1.0376e-35 | 1.764e-11 | 3.2374e-12 | 3.4351e-36 | -1.764e-11 | -3.2374e-12 | 0 | 0 | 0 | 0 | 0 | 0 | 0.95054 | 0.94523 | 0.94708 | 0.95054 | 0.94523 | 0.94708 | 2.886e-15 | -120.306 | 119.9436 | 2.8663e-15 | -120.306 | 119.9436
Line16_4_18 | 0 | 0 | 0 | 0 | 0 | 0 | 0 | 0 | 0 | 0 | 0 | 0 | -6.18e-19 | -6.3398e-12 | -1.8394e-11 | 6.18e-19 | 6.3398e-12 | 1.8394e-11 | 5.4933e-19 | 1.764e-11 | 3.2374e-12 | 3.167e-35 | -1.764e-11 | -3.2374e-12 | 0 | 0 | 0 | 0 | 0 | 0 | 0.95054 | 0.94523 | 0.94708 | 0.95054 | 0.94523 | 0.94708 | 2.9559e-15 | -120.306 | 119.9436 | 2.9362e-15 | -120.306 | 119.9436
Line17_5_19 | 0 | 0 | 0 | 0 | 0 | 0 | 0 | 0 | 0 | 0 | 0 | 0 | -6.18e-19 | -6.3398e-12 | -1.8394e-11 | 6.18e-19 | 6.3398e-12 | 1.8394e-11 | 5.4933e-19 | 1.764e-11 | 3.2374e-12 | 3.167e-35 | -1.764e-11 | -3.2374e-12 | 0 | 0 | 0 | 0 | 0 | 0 | 0.95054 | 0.94523 | 0.94708 | 0.95054 | 0.94523 | 0.94708 | 2.9559e-15 | -120.306 | 119.9436 | 2.9362e-15 | -120.306 | 119.9436
Line1_1_3 | 0 | 0 | 0 | 0 | 0 | 0 | 0 | 0 | 0 | 0 | 0 | 0 | 2.3346e-18 | -5.0719e-11 | -1.4715e-10 | -2.06e-18 | 5.0719e-11 | 1.4715e-10 | -1.0987e-18 | 1.4112e-10 | 2.5899e-11 | 5.4933e-19 | -1.4112e-10 | -2.5899e-11 | 0 | 0 | 0 | 0 | 0 | 0 | 0.95054 | 0.94523 | 0.94708 | 0.95054 | 0.94523 | 0.94708 | 2.9896e-15 | -120.306 | 119.9436 | 2.9788e-15 | -120.306 | 119.9436
Line2_1_4 | 0 | 0 | 0 | 0 | 0 | 0 | 0 | 0 | 0 | 0 | 0 | 0 | 6.8666e-19 | -1.268e-11 | -3.6787e-11 | -4.12e-19 | 1.268e-11 | 3.6787e-11 | -2.1973e-18 | 3.5281e-11 | 6.4748e-12 | 1.648e-18 | -3.5281e-11 | -6.4748e-12 | 0 | 0 | 0 | 0 | 0 | 0 | 0.95054 | 0.94523 | 0.94708 | 0.95054 | 0.94523 | 0.94708 | 2.9896e-15 | -120.306 | 119.9436 | 2.9559e-15 | -120.306 | 119.9436
Line3_1_5 | 0 | 0 | 0 | 0 | 0 | 0 | 0 | 0 | 0 | 0 | 0 | 0 | 6.8666e-19 | -1.268e-11 | -3.6787e-11 | -4.12e-19 | 1.268e-11 | 3.6787e-11 | -2.1973e-18 | 3.5281e-11 | 6.4748e-12 | 1.648e-18 | -3.5281e-11 | -6.4748e-12 | 0 | 0 | 0 | 0 | 0 | 0 | 0.95054 | 0.94523 | 0.94708 | 0.95054 | 0.94523 | 0.94708 | 2.9896e-15 | -120.306 | 119.9436 | 2.9559e-15 | -120.306 | 119.9436
Line4_2_6 | 0 | 0.051454 | 0.051454 | 0 | 0.051454 | 0.051454 | 0 | 0.011883 | 0.011883 | 0 | 0.011883 | 0.011883 | -5.4933e-18 | 0.010833 | 0.002811 | 5.4933e-18 | -0.010782 | -0.0027602 | -8.7893e-18 | 0.0028593 | 0.010802 | 8.7893e-18 | -0.0028064 | -0.010749 | 0 | 0 | 0 | 0 | 44.7137 | -135.2863 | 0.94882 | 0.9381 | 0.94525 | 0.94711 | 0.93097 | 0.94344 | 3.3754e-15 | -120.5004 | 120.1267 | 3.7359e-15 | -120.697 | 120.3118
Line5_6_7 | 0 | 0.051454 | 0.051454 | 0 | 0.051454 | 0.051454 | 0 | 0.011883 | 0.011883 | 0 | 0.011883 | 0.011883 | -2.1973e-18 | 0.010782 | 0.0027602 | 5.4933e-18 | -0.010731 | -0.0027093 | -1.3184e-17 | 0.0028064 | 0.010749 | 1.0987e-17 | -0.0027534 | -0.010696 | 0 | 0 | 0 | 0 | 44.7137 | -135.2863 | 0.94711 | 0.93097 | 0.94344 | 0.94541 | 0.92384 | 0.94164 | 3.7359e-15 | -120.697 | 120.3118 | 3.997e-15 | -120.8958 | 120.4991
Line6_7_8 | 0 | 0.051454 | 0.051454 | 0 | 0.051454 | 0.051454 | 0 | 0.011883 | 0.011883 | 0 | 0.011883 | 0.011883 | -2.1973e-18 | 0.010731 | 0.0027093 | -6.2187e-34 | -0.01068 | -0.0026585 | -8.7893e-18 | 0.0027534 | 0.010696 | 8.7893e-18 | -0.0027005 | -0.010643 | 0 | 0 | 0 | 0 | 44.7137 | -135.2863 | 0.94541 | 0.92384 | 0.94164 | 0.94372 | 0.91671 | 0.93985 | 3.997e-15 | -120.8958 | 120.4991 | 4.0539e-15 | -121.0968 | 120.6885
Line7_8_9 | 0 | 0 | 0 | 0 | 0 | 0 | 0 | 0 | 0 | 0 | 0 | 0 | 0 | -7.7206e-11 | -9.0586e-11 | 0 | 7.7206e-11 | 9.0586e-11 | 0 | 6.1817e-11 | -3.8642e-11 | 0 | -6.1817e-11 | 3.8642e-11 | 0 | 0 | 0 | 0 | 0 | 0 | 0.94372 | 0.91671 | 0.93985 | 0.94372 | 0.91671 | 0.93985 | 4.0539e-15 | -121.0968 | 120.6885 | 4.0754e-15 | -121.0968 | 120.6885
Line8_8_10 | 0 | 0.051454 | 0.051454 | 0 | 0.051454 | 0.051454 | 0 | 0.011883 | 0.011883 | 0 | 0.011883 | 0.011883 | 6.2187e-34 | 0.01068 | 0.0026585 | -4.7265e-34 | -0.01063 | -0.0026077 | -8.7893e-18 | 0.0027005 | 0.010643 | 6.5919e-18 | -0.0026476 | -0.01059 | 0 | -135.2863 | 44.7137 | 0 | 44.7137 | -135.2863 | 0.94372 | 0.91671 | 0.93985 | 0.94204 | 0.90958 | 0.93807 | 4.0539e-15 | -121.0968 | 120.6885 | 4.1082e-15 | -121.3001 | 120.8802
Line9_3_11 | 0 | 0 | 0 | 0 | 0 | 0 | 0 | 0 | 0 | 0 | 0 | 0 | 1.9227e-18 | -4.4379e-11 | -1.2876e-10 | -1.9227e-18 | 4.4379e-11 | 1.2876e-10 | 5.4933e-19 | 1.2348e-10 | 2.2662e-11 | 1.0987e-18 | -1.2348e-10 | -2.2662e-11 | 0 | 0 | 0 | 0 | 0 | 0 | 0.95054 | 0.94523 | 0.94708 | 0.95054 | 0.94523 | 0.94708 | 2.9788e-15 | -120.306 | 119.9436 | 2.9637e-15 | -120.306 | 119.9436

## LL_min_fault_10
name | pf_ikss_a_from_ka | pf_ikss_b_from_ka | pf_ikss_c_from_ka | pf_ikss_a_to_ka | pf_ikss_b_to_ka | pf_ikss_c_to_ka | pf_skss_a_from_mw | pf_skss_b_from_mw | pf_skss_c_from_mw | pf_skss_a_to_mw | pf_skss_b_to_mw | pf_skss_c_to_mw | pf_p_a_from_mw | pf_p_b_from_mw | pf_p_c_from_mw | pf_p_a_to_mw | pf_p_b_to_mw | pf_p_c_to_mw | pf_q_a_from_mvar | pf_q_b_from_mvar | pf_q_c_from_mvar | pf_q_a_to_mvar | pf_q_b_to_mvar | pf_q_c_to_mvar | pf_ikss_a_from_degree | pf_ikss_b_from_degree | pf_ikss_c_from_degree | pf_ikss_a_to_degree | pf_ikss_b_to_degree | pf_ikss_c_to_degree | pf_vm_a_from_pu | pf_vm_b_from_pu | pf_vm_c_from_pu | pf_vm_a_to_pu | pf_vm_b_to_pu | pf_vm_c_to_pu | pf_va_a_from_degree | pf_va_b_from_degree | pf_va_c_from_degree | pf_va_a_to_degree | pf_va_b_to_degree | pf_va_c_to_degree
Line0_1_2 | 0 | 0.048745 | 0.048745 | 0 | 0.048745 | 0.048745 | 0 | 0.011257 | 0.011257 | 0 | 0.011257 | 0.011257 | -2.0817e-18 | 0.0097683 | 0.0025685 | 2.6021e-18 | -0.0097227 | -0.0025229 | -7.2858e-18 | 0.0026138 | 0.009742 | 7.2858e-18 | -0.0025663 | -0.0096945 | 0 | 0 | 0 | 0 | 44.7137 | -135.2863 | 0.90051 | 0.89548 | 0.89723 | 0.89888 | 0.88873 | 0.8955 | 2.9941e-15 | -120.306 | 119.9436 | 3.3658e-15 | -120.5004 | 120.1267
Line10_11_12 | 0 | 0 | 0 | 0 | 0 | 0 | 0 | 0 | 0 | 0 | 0 | 0 | 2.2768e-18 | -3.414e-11 | -9.905e-11 | -2.537e-18 | 3.414e-11 | 9.905e-11 | -2.6021e-18 | 9.4994e-11 | 1.7433e-11 | 2.0817e-18 | -9.4994e-11 | -1.7433e-11 | 0 | 0 | 0 | 0 | 0 | 0 | 0.90051 | 0.89548 | 0.89723 | 0.90051 | 0.89548 | 0.89723 | 2.9682e-15 | -120.306 | 119.9436 | 2.9356e-15 | -120.306 | 119.9436
Line11_12_13 | 0 | 0 | 0 | 0 | 0 | 0 | 0 | 0 | 0 | 0 | 0 | 0 | 2.6664e-35 | -2.845e-11 | -8.2542e-11 | -2.6021e-19 | 2.845e-11 | 8.2542e-11 | -5.2042e-19 | 7.9162e-11 | 1.4528e-11 | -1.32e-35 | -7.9162e-11 | -1.4528e-11 | 0 | 0 | 0 | 0 | 0 | 0 | 0.90051 | 0.89548 | 0.89723 | 0.90051 | 0.89548 | 0.89723 | 2.9356e-15 | -120.306 | 119.9436 | 2.9066e-15 | -120.306 | 119.9436
Line12_13_15 | 0 | 0 | 0 | 0 | 0 | 0 | 0 | 0 | 0 | 0 | 0 | 0 | -6.5052e-20 | -1.707e-11 | -4.9525e-11 | -4.5536e-19 | 1.707e-11 | 4.9525e-11 | -5.2042e-19 | 4.7497e-11 | 8.7167e-12 | 5.2042e-19 | -4.7497e-11 | -8.7167e-12 | 0 | 0 | 0 | 0 | 0 | 0 | 0.90051 | 0.89548 | 0.89723 | 0.90051 | 0.89548 | 0.89723 | 2.9066e-15 | -120.306 | 119.9436 | 2.9054e-15 | -120.306 | 119.9436
Line13_13_14 | 0 | 0 | 0 | 0 | 0 | 0 | 0 | 0 | 0 | 0 | 0 | 0 | 2.6021e-19 | -5.6901e-12 | -1.6508e-11 | -7.8063e-19 | 5.69e-12 | 1.6508e-11 | 1.32e-35 | 1.5832e-11 | 2.9056e-12 | -3.9616e-35 | -1.5832e-11 | -2.9056e-12 | 0 | 0 | 0 | 0 | 0 | 0 | 0.90051 | 0.89548 | 0.89723 | 0.90051 | 0.89548 | 0.89723 | 2.9066e-15 | -120.306 | 119.9436 | 2.9077e-15 | -120.306 | 119.9436
Line14_15_16 | 0 | 0 | 0 | 0 | 0 | 0 | 0 | 0 | 0 | 0 | 0 | 0 | -5.2042e-19 | -1.138e-11 | -3.3017e-11 | 5.2042e-19 | 1.138e-11 | 3.3017e-11 | -2.639e-35 | 3.1665e-11 | 5.8111e-12 | -5.2042e-19 | -3.1665e-11 | -5.8111e-12 | 0 | 0 | 0 | 0 | 0 | 0 | 0.90051 | 0.89548 | 0.89723 | 0.90051 | 0.89548 | 0.89723 | 2.9054e-15 | -120.306 | 119.9436 | 2.8905e-15 | -120.306 | 119.9436
Line15_16_17 | 0 | 0 | 0 | 0 | 0 | 0 | 0 | 0 | 0 | 0 | 0 | 0 | 3.9031e-19 | -5.69e-12 | -1.6508e-11 | -1.301e-19 | 5.69e-12 | 1.6508e-11 | 1.9691e-35 | 1.5832e-11 | 2.9056e-12 | -6.5189e-36 | -1.5832e-11 | -2.9056e-12 | 0 | 0 | 0 | 0 | 0 | 0 | 0.90051 | 0.89548 | 0.89723 | 0.90051 | 0.89548 | 0.89723 | 2.8905e-15 | -120.306 | 119.9436 | 2.8708e-15 | -120.306 | 119.9436
Line16_4_18 | 0 | 0 | 0 | 0 | 0 | 0 | 0 | 0 | 0 | 0 | 0 | 0 | 1.301e-19 | -5.69e-12 | -1.6508e-11 | -1.301e-19 | 5.69e-12 | 1.6508e-11 | -5.2042e-19 | 1.5832e-11 | 2.9056e-12 | -6.6775e-36 | -1.5832e-11 | -2.9056e-12 | 0 | 0 | 0 | 0 | 0 | 0 | 0.90051 | 0.89548 | 0.89723 | 0.90051 | 0.89548 | 0.89723 | 2.9604e-15 | -120.306 | 119.9436 | 2.9407e-15 | -120.306 | 119.9436
Line17_5_19 | 0 | 0 | 0 | 0 | 0 | 0 | 0 | 0 | 0 | 0 | 0 | 0 | 1.301e-19 | -5.69e-12 | -1.6508e-11 | -1.301e-19 | 5.69e-12 | 1.6508e-11 | -5.2042e-19 | 1.5832e-11 | 2.9056e-12 | -6.6775e-36 | -1.5832e-11 | -2.9056e-12 | 0 | 0 | 0 | 0 | 0 | 0 | 0.90051 | 0.89548 | 0.89723 | 0.90051 | 0.89548 | 0.89723 | 2.9604e-15 | -120.306 | 119.9436 | 2.9407e-15 | -120.306 | 119.9436
Line1_1_3 | 0 | 0 | 0 | 0 | 0 | 0 | 0 | 0 | 0 | 0 | 0 | 0 | 2.472e-18 | -4.552e-11 | -1.3207e-10 | -2.472e-18 | 4.552e-11 | 1.3207e-10 | -5.2042e-19 | 1.2666e-10 | 2.3245e-11 | 5.2042e-19 | -1.2666e-10 | -2.3245e-11 | 0 | 0 | 0 | 0 | 0 | 0 | 0.90051 | 0.89548 | 0.89723 | 0.90051 | 0.89548 | 0.89723 | 2.9941e-15 | -120.306 | 119.9436 | 2.9833e-15 | -120.306 | 119.9436
Line2_1_4 | 0 | 0 | 0 | 0 | 0 | 0 | 0 | 0 | 0 | 0 | 0 | 0 | 3.2526e-19 | -1.138e-11 | -3.3017e-11 | -3.2526e-19 | 1.138e-11 | 3.3017e-11 | -5.2042e-19 | 3.1665e-11 | 5.8111e-12 | -1.6806e-35 | -3.1665e-11 | -5.8111e-12 | 0 | 0 | 0 | 0 | 0 | 0 | 0.90051 | 0.89548 | 0.89723 | 0.90051 | 0.89548 | 0.89723 | 2.9941e-15 | -120.306 | 119.9436 | 2.9604e-15 | -120.306 | 119.9436
Line3_1_5 | 0 | 0 | 0 | 0 | 0 | 0 | 0 | 0 | 0 | 0 | 0 | 0 | 3.2526e-19 | -1.138e-11 | -3.3017e-11 | -3.2526e-19 | 1.138e-11 | 3.3017e-11 | -5.2042e-19 | 3.1665e-11 | 5.8111e-12 | -1.6806e-35 | -3.1665e-11 | -5.8111e-12 | 0 | 0 | 0 | 0 | 0 | 0 | 0.90051 | 0.89548 | 0.89723 | 0.90051 | 0.89548 | 0.89723 | 2.9941e-15 | -120.306 | 119.9436 | 2.9604e-15 | -120.306 | 119.9436
Line4_2_6 | 0 | 0.048745 | 0.048745 | 0 | 0.048745 | 0.048745 | 0 | 0.011257 | 0.011257 | 0 | 0.011257 | 0.011257 | -6.245e-18 | 0.0097227 | 0.0025229 | 4.1633e-18 | -0.0096771 | -0.0024773 | -9.3675e-18 | 0.0025663 | 0.0096945 | 1.0408e-17 | -0.0025188 | -0.009647 | 0 | 0 | 0 | 0 | 44.7137 | -135.2863 | 0.89888 | 0.88873 | 0.8955 | 0.89726 | 0.88197 | 0.89379 | 3.3658e-15 | -120.5004 | 120.1267 | 3.7137e-15 | -120.697 | 120.3118
Line5_6_7 | 0 | 0.048745 | 0.048745 | 0 | 0.048745 | 0.048745 | 0 | 0.011257 | 0.011257 | 0 | 0.011257 | 0.011257 | -3.1225e-18 | 0.0096771 | 0.0024773 | 3.1225e-18 | -0.0096314 | -0.0024316 | -6.245e-18 | 0.0025188 | 0.009647 | 8.3267e-18 | -0.0024712 | -0.0095994 | 0 | 0 | 0 | 0 | 44.7137 | -135.2863 | 0.89726 | 0.88197 | 0.89379 | 0.89565 | 0.87522 | 0.89208 | 3.7137e-15 | -120.697 | 120.3118 | 3.9622e-15 | -120.8958 | 120.4991
Line6_7_8 | 0 | 0.048745 | 0.048745 | 0 | 0.048745 | 0.048745 | 0 | 0.011257 | 0.011257 | 0 | 0.011257 | 0.011257 | 5.7582e-34 | 0.0096314 | 0.0024316 | -8.7355e-34 | -0.0095858 | -0.002386 | -8.3267e-18 | 0.0024712 | 0.0095994 | 1.249e-17 | -0.0024237 | -0.0095519 | 0 | 0 | 0 | 0 | 44.7137 | -135.2863 | 0.89565 | 0.87522 | 0.89208 | 0.89405 | 0.86846 | 0.89038 | 3.9622e-15 | -120.8958 | 120.4991 | 4.0073e-15 | -121.0968 | 120.6885
Line7_8_9 | 0 | 0 | 0 | 0 | 0 | 0 | 0 | 0 | 0 | 0 | 0 | 0 | 2.9118e-34 | -6.9293e-11 | -8.1302e-11 | -4.3912e-34 | 6.9293e-11 | 8.1302e-11 | -4.1633e-18 | 5.5481e-11 | -3.4682e-11 | 6.245e-18 | -5.5481e-11 | 3.4682e-11 | 0 | 0 | 0 | 0 | 0 | 0 | 0.89405 | 0.86846 | 0.89038 | 0.89405 | 0.86846 | 0.89038 | 4.0073e-15 | -121.0968 | 120.6885 | 4.0288e-15 | -121.0968 | 120.6885
Line8_8_10 | 0 | 0.048745 | 0.048745 | 0 | 0.048745 | 0.048745 | 0 | 0.011257 | 0.011257 | 0 | 0.011257 | 0.011257 | -2.0817e-18 | 0.0095858 | 0.002386 | 2.0817e-18 | -0.0095402 | -0.0023404 | -4.1633e-18 | 0.0024237 | 0.0095519 | 4.1633e-18 | -0.0023762 | -0.0095044 | 0 | -135.2863 | 44.7137 | 0 | 44.7137 | -135.2863 | 0.89405 | 0.86846 | 0.89038 | 0.89246 | 0.86171 | 0.88869 | 4.0073e-15 | -121.0968 | 120.6885 | 4.049e-15 | -121.3001 | 120.8802
Line9_3_11 | 0 | 0 | 0 | 0 | 0 | 0 | 0 | 0 | 0 | 0 | 0 | 0 | 1.5613e-18 | -3.983e-11 | -1.1556e-10 | -1.8215e-18 | 3.983e-11 | 1.1556e-10 | -5.2042e-19 | 1.1083e-10 | 2.0339e-11 | 1.0408e-18 | -1.1083e-10 | -2.0339e-11 | 0 | 0 | 0 | 0 | 0 | 0 | 0.90051 | 0.89548 | 0.89723 | 0.90051 | 0.89548 | 0.89723 | 2.9833e-15 | -120.306 | 119.9436 | 2.9682e-15 | -120.306 | 119.9436

## LG_max_6
name | pf_ikss_a_from_ka | pf_ikss_b_from_ka | pf_ikss_c_from_ka | pf_ikss_a_to_ka | pf_ikss_b_to_ka | pf_ikss_c_to_ka | pf_skss_a_from_mw | pf_skss_b_from_mw | pf_skss_c_from_mw | pf_skss_a_to_mw | pf_skss_b_to_mw | pf_skss_c_to_mw | pf_p_a_from_mw | pf_p_b_from_mw | pf_p_c_from_mw | pf_p_a_to_mw | pf_p_b_to_mw | pf_p_c_to_mw | pf_q_a_from_mvar | pf_q_b_from_mvar | pf_q_c_from_mvar | pf_q_a_to_mvar | pf_q_b_to_mvar | pf_q_c_to_mvar | pf_ikss_a_from_degree | pf_ikss_b_from_degree | pf_ikss_c_from_degree | pf_ikss_a_to_degree | pf_ikss_b_to_degree | pf_ikss_c_to_degree | pf_vm_a_from_pu | pf_vm_b_from_pu | pf_vm_c_from_pu | pf_vm_a_to_pu | pf_vm_b_to_pu | pf_vm_c_to_pu | pf_va_a_from_degree | pf_va_b_from_degree | pf_va_c_from_degree | pf_va_a_to_degree | pf_va_b_to_degree | pf_va_c_to_degree
Line0_1_2 | 2.1726 | 0 | 0 | 2.1726 | 0 | 0 | 0.50175 | 0 | 0 | 0.50175 | 0 | 0 | 0.19668 | 5.8105e-08 | -6.26e-08 | -0.15735 | -5.4341e-08 | 5.8151e-08 | 0.39337 | -3.4261e-08 | -3.0997e-08 | -0.31469 | 2.9749e-08 | 2.6745e-08 | 0 | 0 | 0 | 113.3484 | 0 | 0 | 0.92637 | 1.05 | 0.97093 | 0.82949 | 1.05 | 0.8708 | -3.2167 | -118.9762 | 117.8917 | -3.2167 | -117.1689 | 116.2287
Line10_11_12 | 0 | 0 | 0 | 0 | 0 | 0 | 0 | 0 | 0 | 0 | 0 | 0 | -1.2291e-09 | 1.4838e-08 | -1.7615e-08 | 1.5764e-09 | -1.2239e-08 | 1.4668e-08 | 1.7082e-08 | -1.0627e-08 | -6.8527e-09 | -1.4424e-08 | 8.926e-09 | 5.5616e-09 | 0 | 0 | 0 | 0 | 0 | 0 | 0.92637 | 1.05 | 0.97093 | 0.92637 | 1.05 | 0.97093 | -3.2167 | -118.9762 | 117.8917 | -3.2167 | -118.9762 | 117.8917
Line11_12_13 | 0 | 0 | 0 | 0 | 0 | 0 | 0 | 0 | 0 | 0 | 0 | 0 | -1.0242e-09 | 1.2365e-08 | -1.4679e-08 | 1.3716e-09 | -9.7661e-09 | 1.1733e-08 | 1.4235e-08 | -8.8561e-09 | -5.7106e-09 | -1.1577e-08 | 7.1548e-09 | 4.4195e-09 | 0 | 0 | 0 | 0 | 0 | 0 | 0.92637 | 1.05 | 0.97093 | 0.92637 | 1.05 | 0.97093 | -3.2167 | -118.9762 | 117.8917 | -3.2167 | -118.9762 | 117.8917
Line12_13_15 | 0 | 0 | 0 | 0 | 0 | 0 | 0 | 0 | 0 | 0 | 0 | 0 | -6.1453e-10 | 7.4192e-09 | -8.8075e-09 | 9.6191e-10 | -4.8199e-09 | 5.8608e-09 | 8.541e-09 | -5.3137e-09 | -3.4264e-09 | -5.8834e-09 | 3.6123e-09 | 2.1352e-09 | 0 | 0 | 0 | 0 | 0 | 0 | 0.92637 | 1.05 | 0.97093 | 0.92637 | 1.05 | 0.97093 | -3.2167 | -118.9762 | 117.8917 | -3.2167 | -118.9762 | 117.8917
Line13_13_14 | 0 | 0 | 0 | 0 | 0 | 0 | 0 | 0 | 0 | 0 | 0 | 0 | -2.0484e-10 | 2.4731e-09 | -2.9358e-09 | 5.5222e-10 | 1.2622e-10 | -1.0836e-11 | 2.847e-09 | -1.7712e-09 | -1.1421e-09 | -1.8936e-10 | 6.9888e-11 | -1.4902e-10 | 0 | 0 | 0 | 0 | 0 | 0 | 0.92637 | 1.05 | 0.97093 | 0.92637 | 1.05 | 0.97093 | -3.2167 | -118.9762 | 117.8917 | -3.2167 | -118.9762 | 117.8917
Line14_15_16 | 0 | 0 | 0 | 0 | 0 | 0 | 0 | 0 | 0 | 0 | 0 | 0 | -4.0969e-10 | 4.9461e-09 | -5.8717e-09 | 7.5706e-10 | -2.3469e-09 | 2.925e-09 | 5.694e-09 | -3.5425e-09 | -2.2842e-09 | -3.0364e-09 | 1.8411e-09 | 9.931e-10 | 0 | 0 | 0 | 0 | 0 | 0 | 0.92637 | 1.05 | 0.97093 | 0.92637 | 1.05 | 0.97093 | -3.2167 | -118.9762 | 117.8917 | -3.2167 | -118.9762 | 117.8917
Line15_16_17 | 0 | 0 | 0 | 0 | 0 | 0 | 0 | 0 | 0 | 0 | 0 | 0 | -2.0484e-10 | 2.4731e-09 | -2.9358e-09 | 5.5222e-10 | 1.2622e-10 | -1.0836e-11 | 2.847e-09 | -1.7712e-09 | -1.1421e-09 | -1.8936e-10 | 6.9888e-11 | -1.4902e-10 | 0 | 0 | 0 | 0 | 0 | 0 | 0.92637 | 1.05 | 0.97093 | 0.92637 | 1.05 | 0.97093 | -3.2167 | -118.9762 | 117.8917 | -3.2167 | -118.9762 | 117.8917
Line16_4_18 | 0 | 0 | 0 | 0 | 0 | 0 | 0 | 0 | 0 | 0 | 0 | 0 | -2.0484e-10 | 2.4731e-09 | -2.9358e-09 | 5.5222e-10 | 1.2622e-10 | -1.0836e-11 | 2.847e-09 | -1.7712e-09 | -1.1421e-09 | -1.8936e-10 | 6.9888e-11 | -1.4902e-10 | 0 | 0 | 0 | 0 | 0 | 0 | 0.92637 | 1.05 | 0.97093 | 0.92637 | 1.05 | 0.97093 | -3.2167 | -118.9762 | 117.8917 | -3.2167 | -118.9762 | 117.8917
Line17_5_19 | 0 | 0 | 0 | 0 | 0 | 0 | 0 | 0 | 0 | 0 | 0 | 0 | -2.0484e-10 | 2.4731e-09 | -2.9358e-09 | 5.5222e-10 | 1.2622e-10 | -1.0836e-11 | 2.847e-09 | -1.7712e-09 | -1.1421e-09 | -1.8936e-10 | 6.9888e-11 | -1.4902e-10 | 0 | 0 | 0 | 0 | 0 | 0 | 0.92637 | 1.05 | 0.97093 | 0.92637 | 1.05 | 0.97093 | -3.2167 | -118.9762 | 117.8917 | -3.2167 | -118.9762 | 117.8917
Line1_1_3 | 0 | 0 | 0 | 0 | 0 | 0 | 0 | 0 | 0 | 0 | 0 | 0 | -1.6388e-09 | 1.9785e-08 | -2.3487e-08 | 1.9861e-09 | -1.7185e-08 | 2.054e-08 | 2.2776e-08 | -1.417e-08 | -9.137e-09 | -2.0118e-08 | 1.2468e-08 | 7.8458e-09 | 0 | 0 | 0 | 0 | 0 | 0 | 0.92637 | 1.05 | 0.97093 | 0.92637 | 1.05 | 0.97093 | -3.2167 | -118.9762 | 117.8917 | -3.2167 | -118.9762 | 117.8917
Line2_1_4 | 0 | 0 | 0 | 0 | 0 | 0 | 0 | 0 | 0 | 0 | 0 | 0 | -4.0969e-10 | 4.9461e-09 | -5.8717e-09 | 7.5706e-10 | -2.3469e-09 | 2.925e-09 | 5.694e-09 | -3.5425e-09 | -2.2842e-09 | -3.0364e-09 | 1.8411e-09 | 9.931e-10 | 0 | 0 | 0 | 0 | 0 | 0 | 0.92637 | 1.05 | 0.97093 | 0.92637 | 1.05 | 0.97093 | -3.2167 | -118.9762 | 117.8917 | -3.2167 | -118.9762 | 117.8917
Line3_1_5 | 0 | 0 | 0 | 0 | 0 | 0 | 0 | 0 | 0 | 0 | 0 | 0 | -4.0969e-10 | 4.9461e-09 | -5.8717e-09 | 7.5706e-10 | -2.3469e-09 | 2.925e-09 | 5.694e-09 | -3.5425e-09 | -2.2842e-09 | -3.0364e-09 | 1.8411e-09 | 9.931e-10 | 0 | 0 | 0 | 0 | 0 | 0 | 0.92637 | 1.05 | 0.97093 | 0.92637 | 1.05 | 0.97093 | -3.2167 | -118.9762 | 117.8917 | -3.2167 | -118.9762 | 117.8917
Line4_2_6 | 2.1726 | 0 | 0 | 2.1726 | 0 | 0 | 0.50175 | 0 | 0 | 0.50175 | 0 | 0 | 0.15735 | 5.4516e-08 | -5.81e-08 | -0.11801 | -4.8028e-08 | 5.1042e-08 | 0.31469 | -2.9559e-08 | -2.7007e-08 | -0.23602 | 2.4269e-08 | 2.1678e-08 | 0 | 0 | 0 | 113.3484 | 0 | 0 | 0.82949 | 1.05 | 0.8708 | 0.73991 | 1.05 | 0.77678 | -3.2167 | -117.1689 | 116.2287 | -3.2167 | -115.3094 | 114.5094
Line5_6_7 | 2.1726 | 0 | 0 | 2.1726 | 0 | 0 | 0.50175 | 0 | 0 | 0.50175 | 0 | 0 | 0.11801 | 4.8242e-08 | -5.0939e-08 | -0.078673 | -3.9026e-08 | 4.1275e-08 | 0.23602 | -2.3958e-08 | -2.2053e-08 | -0.15735 | 1.8199e-08 | 1.5954e-08 | 0 | 0 | 0 | 113.3484 | 0 | 0 | 0.73991 | 1.05 | 0.77678 | 0.66058 | 1.05 | 0.69137 | -3.2167 | -115.3094 | 114.5094 | -3.2167 | -113.3997 | 112.7341
Line6_7_8 | 2.1726 | 0 | 0 | 2.1726 | 0 | 0 | 0.50175 | 0 | 0 | 0.50175 | 0 | 0 | 0.078673 | 3.927e-08 | -4.1129e-08 | -0.039337 | -2.7321e-08 | 2.8865e-08 | 0.15735 | -1.7767e-08 | -1.6442e-08 | -0.078673 | 1.1848e-08 | 9.8837e-09 | 0 | 0 | 0 | 113.3484 | 0 | 0 | 0.66058 | 1.05 | 0.69137 | 0.59563 | 1.05 | 0.61813 | -3.2167 | -113.3997 | 112.7341 | -3.2167 | -111.442 | 110.9037
Line7_8_9 | 0 | 0 | 0 | 0 | 0 | 0 | 0 | 0 | 0 | 0 | 0 | 0 | -4.917e-10 | 1.314e-08 | -1.3655e-08 | 5.6118e-10 | 2.6489e-10 | 1.8031e-10 | 2.6291e-09 | -5.3678e-09 | -5.0039e-09 | -3.7871e-11 | 5.519e-10 | -6.0073e-10 | 0 | 0 | 0 | 0 | 0 | 0 | 0.59563 | 1.05 | 0.61813 | 0.59563 | 1.05 | 0.61813 | -3.2167 | -111.442 | 110.9037 | -3.2167 | -111.442 | 110.9037
Line8_8_10 | 2.1726 | 0 | 0 | 2.1726 | 0 | 0 | 0.50175 | 0 | 0 | 0.50175 | 0 | 0 | 0.039337 | 1.4445e-08 | -1.503e-08 | -4.2963e-16 | 2.7702e-10 | 2.0556e-10 | 0.078673 | -5.9279e-09 | -5.4805e-09 | 3.5862e-14 | 6.724e-10 | -7.1366e-10 | -66.6516 | 0 | 0 | 113.3484 | 0 | 0 | 0.59563 | 1.05 | 0.61813 | 0.55018 | 1.05 | 0.56186 | -3.2167 | -111.442 | 110.9037 | 0 | -109.4393 | 109.0194
Line9_3_11 | 0 | 0 | 0 | 0 | 0 | 0 | 0 | 0 | 0 | 0 | 0 | 0 | -1.4339e-09 | 1.7312e-08 | -2.0551e-08 | 1.7813e-09 | -1.4712e-08 | 1.7604e-08 | 1.9929e-08 | -1.2399e-08 | -7.9948e-09 | -1.7271e-08 | 1.0697e-08 | 6.7037e-09 | 0 | 0 | 0 | 0 | 0 | 0 | 0.92637 | 1.05 | 0.97093 | 0.92637 | 1.05 | 0.97093 | -3.2167 | -118.9762 | 117.8917 | -3.2167 | -118.9762 | 117.8917

## LG_max_10
name | pf_ikss_a_from_ka | pf_ikss_b_from_ka | pf_ikss_c_from_ka | pf_ikss_a_to_ka | pf_ikss_b_to_ka | pf_ikss_c_to_ka | pf_skss_a_from_mw | pf_skss_b_from_mw | pf_skss_c_from_mw | pf_skss_a_to_mw | pf_skss_b_to_mw | pf_skss_c_to_mw | pf_p_a_from_mw | pf_p_b_from_mw | pf_p_c_from_mw | pf_p_a_to_mw | pf_p_b_to_mw | pf_p_c_to_mw | pf_q_a_from_mvar | pf_q_b_from_mvar | pf_q_c_from_mvar | pf_q_a_to_mvar | pf_q_b_to_mvar | pf_q_c_to_mvar | pf_ikss_a_from_degree | pf_ikss_b_from_degree | pf_ikss_c_from_degree | pf_ikss_a_to_degree | pf_ikss_b_to_degree | pf_ikss_c_to_degree | pf_vm_a_from_pu | pf_vm_b_from_pu | pf_vm_c_from_pu | pf_vm_a_to_pu | pf_vm_b_to_pu | pf_vm_c_to_pu | pf_va_a_from_degree | pf_va_b_from_degree | pf_va_c_from_degree | pf_va_a_to_degree | pf_va_b_to_degree | pf_va_c_to_degree
Line0_1_2 | 2.2584 | 0 | 0 | 2.2584 | 0 | 0 | 0.52155 | 0 | 0 | 0.52155 | 0 | 0 | 0.21251 | 6.4057e-08 | -6.9038e-08 | -0.17001 | -5.9828e-08 | 6.4042e-08 | 0.42503 | -3.7606e-08 | -3.4152e-08 | -0.34002 | 3.2616e-08 | 2.9446e-08 | 0 | 0 | 0 | 113.2227 | 0 | 0 | 0.9655 | 1.1 | 1.0139 | 0.86509 | 1.1 | 0.90994 | -3.3424 | -118.9293 | 117.8078 | -3.3424 | -117.1315 | 116.1587
Line10_11_12 | 0 | 0 | 0 | 0 | 0 | 0 | 0 | 0 | 0 | 0 | 0 | 0 | -1.3925e-09 | 1.6925e-08 | -2.007e-08 | 1.7852e-09 | -1.3961e-08 | 1.6712e-08 | 1.9317e-08 | -1.2045e-08 | -7.824e-09 | -1.6312e-08 | 1.0118e-08 | 6.35e-09 | 0 | 0 | 0 | 0 | 0 | 0 | 0.9655 | 1.1 | 1.0139 | 0.9655 | 1.1 | 1.0139 | -3.3424 | -118.9293 | 117.8078 | -3.3424 | -118.9293 | 117.8078
Line11_12_13 | 0 | 0 | 0 | 0 | 0 | 0 | 0 | 0 | 0 | 0 | 0 | 0 | -1.1604e-09 | 1.4104e-08 | -1.6725e-08 | 1.5531e-09 | -1.114e-08 | 1.3368e-08 | 1.6098e-08 | -1.0038e-08 | -6.52e-09 | -1.3092e-08 | 8.1103e-09 | 5.046e-09 | 0 | 0 | 0 | 0 | 0 | 0 | 0.9655 | 1.1 | 1.0139 | 0.9655 | 1.1 | 1.0139 | -3.3424 | -118.9293 | 117.8078 | -3.3424 | -118.9293 | 117.8078
Line12_13_15 | 0 | 0 | 0 | 0 | 0 | 0 | 0 | 0 | 0 | 0 | 0 | 0 | -6.9624e-10 | 8.4625e-09 | -1.0035e-08 | 1.0889e-09 | -5.4981e-09 | 6.6777e-09 | 9.6585e-09 | -6.0227e-09 | -3.912e-09 | -6.6533e-09 | 4.0952e-09 | 2.438e-09 | 0 | 0 | 0 | 0 | 0 | 0 | 0.9655 | 1.1 | 1.0139 | 0.9655 | 1.1 | 1.0139 | -3.3424 | -118.9293 | 117.8078 | -3.3424 | -118.9293 | 117.8078
Line13_13_14 | 0 | 0 | 0 | 0 | 0 | 0 | 0 | 0 | 0 | 0 | 0 | 0 | -2.3208e-10 | 2.8208e-09 | -3.3449e-09 | 6.2477e-10 | 1.4358e-10 | -1.2198e-11 | 3.2195e-09 | -2.0076e-09 | -1.304e-09 | -2.1425e-10 | 8.0115e-11 | -1.7006e-10 | 0 | 0 | 0 | 0 | 0 | 0 | 0.9655 | 1.1 | 1.0139 | 0.9655 | 1.1 | 1.0139 | -3.3424 | -118.9293 | 117.8078 | -3.3424 | -118.9293 | 117.8078
Line14_15_16 | 0 | 0 | 0 | 0 | 0 | 0 | 0 | 0 | 0 | 0 | 0 | 0 | -4.6416e-10 | 5.6417e-09 | -6.6899e-09 | 8.5685e-10 | -2.6773e-09 | 3.3327e-09 | 6.439e-09 | -4.0151e-09 | -2.608e-09 | -3.4338e-09 | 2.0877e-09 | 1.134e-09 | 0 | 0 | 0 | 0 | 0 | 0 | 0.9655 | 1.1 | 1.0139 | 0.9655 | 1.1 | 1.0139 | -3.3424 | -118.9293 | 117.8078 | -3.3424 | -118.9293 | 117.8078
Line15_16_17 | 0 | 0 | 0 | 0 | 0 | 0 | 0 | 0 | 0 | 0 | 0 | 0 | -2.3208e-10 | 2.8208e-09 | -3.3449e-09 | 6.2477e-10 | 1.4358e-10 | -1.2198e-11 | 3.2195e-09 | -2.0076e-09 | -1.304e-09 | -2.1425e-10 | 8.0115e-11 | -1.7006e-10 | 0 | 0 | 0 | 0 | 0 | 0 | 0.9655 | 1.1 | 1.0139 | 0.9655 | 1.1 | 1.0139 | -3.3424 | -118.9293 | 117.8078 | -3.3424 | -118.9293 | 117.8078
Line16_4_18 | 0 | 0 | 0 | 0 | 0 | 0 | 0 | 0 | 0 | 0 | 0 | 0 | -2.3208e-10 | 2.8208e-09 | -3.3449e-09 | 6.2477e-10 | 1.4358e-10 | -1.2198e-11 | 3.2195e-09 | -2.0076e-09 | -1.304e-09 | -2.1425e-10 | 8.0115e-11 | -1.7006e-10 | 0 | 0 | 0 | 0 | 0 | 0 | 0.9655 | 1.1 | 1.0139 | 0.9655 | 1.1 | 1.0139 | -3.3424 | -118.9293 | 117.8078 | -3.3424 | -118.9293 | 117.8078
Line17_5_19 | 0 | 0 | 0 | 0 | 0 | 0 | 0 | 0 | 0 | 0 | 0 | 0 | -2.3208e-10 | 2.8208e-09 | -3.3449e-09 | 6.2477e-10 | 1.4358e-10 | -1.2198e-11 | 3.2195e-09 | -2.0076e-09 | -1.304e-09 | -2.1425e-10 | 8.0115e-11 | -1.7006e-10 | 0 | 0 | 0 | 0 | 0 | 0 | 0.9655 | 1.1 | 1.0139 | 0.9655 | 1.1 | 1.0139 | -3.3424 | -118.9293 | 117.8078 | -3.3424 | -118.9293 | 117.8078
Line1_1_3 | 0 | 0 | 0 | 0 | 0 | 0 | 0 | 0 | 0 | 0 | 0 | 0 | -1.8566e-09 | 2.2567e-08 | -2.6759e-08 | 2.2493e-09 | -1.9602e-08 | 2.3402e-08 | 2.5756e-08 | -1.606e-08 | -1.0432e-08 | -2.2751e-08 | 1.4133e-08 | 8.958e-09 | 0 | 0 | 0 | 0 | 0 | 0 | 0.9655 | 1.1 | 1.0139 | 0.9655 | 1.1 | 1.0139 | -3.3424 | -118.9293 | 117.8078 | -3.3424 | -118.9293 | 117.8078
Line2_1_4 | 0 | 0 | 0 | 0 | 0 | 0 | 0 | 0 | 0 | 0 | 0 | 0 | -4.6416e-10 | 5.6417e-09 | -6.6899e-09 | 8.5685e-10 | -2.6773e-09 | 3.3327e-09 | 6.439e-09 | -4.0151e-09 | -2.608e-09 | -3.4338e-09 | 2.0877e-09 | 1.1339e-09 | 0 | 0 | 0 | 0 | 0 | 0 | 0.9655 | 1.1 | 1.0139 | 0.9655 | 1.1 | 1.0139 | -3.3424 | -118.9293 | 117.8078 | -3.3424 | -118.9293 | 117.8078
Line3_1_5 | 0 | 0 | 0 | 0 | 0 | 0 | 0 | 0 | 0 | 0 | 0 | 0 | -4.6416e-10 | 5.6417e-09 | -6.6899e-09 | 8.5685e-10 | -2.6773e-09 | 3.3327e-09 | 6.439e-09 | -4.0151e-09 | -2.608e-09 | -3.4338e-09 | 2.0877e-09 | 1.1339e-09 | 0 | 0 | 0 | 0 | 0 | 0 | 0.9655 | 1.1 | 1.0139 | 0.9655 | 1.1 | 1.0139 | -3.3424 | -118.9293 | 117.8078 | -3.3424 | -118.9293 | 117.8078
Line4_2_6 | 2.2584 | 0 | 0 | 2.2584 | 0 | 0 | 0.52155 | 0 | 0 | 0.52155 | 0 | 0 | 0.17001 | 6.0024e-08 | -6.3987e-08 | -0.12751 | -5.2826e-08 | 5.6152e-08 | 0.34002 | -3.2405e-08 | -2.9738e-08 | -0.25502 | 2.6584e-08 | 2.3862e-08 | 0 | 0 | 0 | 113.2227 | 0 | 0 | 0.86509 | 1.1 | 0.90994 | 0.77231 | 1.1 | 0.81232 | -3.3424 | -117.1315 | 116.1587 | -3.3424 | -115.2825 | 114.4541
Line5_6_7 | 2.2584 | 0 | 0 | 2.2584 | 0 | 0 | 0.52155 | 0 | 0 | 0.52155 | 0 | 0 | 0.12751 | 5.3064e-08 | -5.6041e-08 | -0.085005 | -4.2894e-08 | 4.5372e-08 | 0.25502 | -2.6241e-08 | -2.4278e-08 | -0.17001 | 1.9924e-08 | 1.7566e-08 | 0 | 0 | 0 | 113.2227 | 0 | 0 | 0.77231 | 1.1 | 0.81232 | 0.69022 | 1.1 | 0.72362 | -3.3424 | -115.2825 | 114.4541 | -3.3424 | -113.3842 | 112.6943
Line6_7_8 | 2.2584 | 0 | 0 | 2.2584 | 0 | 0 | 0.52155 | 0 | 0 | 0.52155 | 0 | 0 | 0.085005 | 4.3164e-08 | -4.5213e-08 | -0.042503 | -3.0016e-08 | 3.1714e-08 | 0.17001 | -1.9449e-08 | -1.8104e-08 | -0.085005 | 1.2969e-08 | 1.089e-08 | 0 | 0 | 0 | 113.2227 | 0 | 0 | 0.69022 | 1.1 | 0.72362 | 0.62308 | 1.1 | 0.6475 | -3.3424 | -113.3842 | 112.6943 | -3.3424 | -111.439 | 110.8801
Line7_8_9 | 0 | 0 | 0 | 0 | 0 | 0 | 0 | 0 | 0 | 0 | 0 | 0 | -5.3342e-10 | 1.4443e-08 | -1.5011e-08 | 6.1196e-10 | 2.9263e-10 | 1.9623e-10 | 2.8693e-09 | -5.8784e-09 | -5.5148e-09 | -4.285e-11 | 6.0559e-10 | -6.6125e-10 | 0 | 0 | 0 | 0 | 0 | 0 | 0.62308 | 1.1 | 0.6475 | 0.62308 | 1.1 | 0.6475 | -3.3424 | -111.439 | 110.8801 | -3.3424 | -111.439 | 110.8801
Line8_8_10 | 2.2584 | 0 | 0 | 2.2584 | 0 | 0 | 0.52155 | 0 | 0 | 0.52155 | 0 | 0 | 0.042503 | 1.5865e-08 | -1.6507e-08 | 3.2081e-14 | 3.0554e-10 | 2.2398e-10 | 0.085005 | -6.4848e-09 | -6.0366e-09 | -2.9895e-14 | 7.3696e-10 | -7.8405e-10 | -66.7773 | 0 | 0 | 113.2227 | 0 | 0 | 0.62308 | 1.1 | 0.6475 | 0.57614 | 1.1 | 0.58887 | -3.3424 | -111.439 | 110.8801 | 0 | -109.4496 | 109.0128
Line9_3_11 | 0 | 0 | 0 | 0 | 0 | 0 | 0 | 0 | 0 | 0 | 0 | 0 | -1.6246e-09 | 1.9746e-08 | -2.3414e-08 | 2.0173e-09 | -1.6782e-08 | 2.0057e-08 | 2.2537e-08 | -1.4053e-08 | -9.128e-09 | -1.9531e-08 | 1.2125e-08 | 7.654e-09 | 0 | 0 | 0 | 0 | 0 | 0 | 0.9655 | 1.1 | 1.0139 | 0.9655 | 1.1 | 1.0139 | -3.3424 | -118.9293 | 117.8078 | -3.3424 | -118.9293 | 117.8078

## LG_max_fault_6
name | pf_ikss_a_from_ka | pf_ikss_b_from_ka | pf_ikss_c_from_ka | pf_ikss_a_to_ka | pf_ikss_b_to_ka | pf_ikss_c_to_ka | pf_skss_a_from_mw | pf_skss_b_from_mw | pf_skss_c_from_mw | pf_skss_a_to_mw | pf_skss_b_to_mw | pf_skss_c_to_mw | pf_p_a_from_mw | pf_p_b_from_mw | pf_p_c_from_mw | pf_p_a_to_mw | pf_p_b_to_mw | pf_p_c_to_mw | pf_q_a_from_mvar | pf_q_b_from_mvar | pf_q_c_from_mvar | pf_q_a_to_mvar | pf_q_b_to_mvar | pf_q_c_to_mvar | pf_ikss_a_from_degree | pf_ikss_b_from_degree | pf_ikss_c_from_degree | pf_ikss_a_to_degree | pf_ikss_b_to_degree | pf_ikss_c_to_degree | pf_vm_a_from_pu | pf_vm_b_from_pu | pf_vm_c_from_pu | pf_vm_a_to_pu | pf_vm_b_to_pu | pf_vm_c_to_pu | pf_va_a_from_degree | pf_va_b_from_degree | pf_va_c_from_degree | pf_va_a_to_degree | pf_va_b_to_degree | pf_va_c_to_degree
Line0_1_2 | 0.033796 | 0 | 0 | 0.033796 | 0 | 0 | 0.007805 | 0 | 0 | 0.007805 | 0 | 0 | 0.0057586 | 6.5425e-10 | -1.0764e-09 | -0.0057491 | -6.1005e-10 | 1.003e-09 | 0.0058062 | -8.6407e-10 | -1.3403e-10 | -0.0057872 | 8.0454e-10 | 1.2473e-10 | 0 | 0 | 0 | 134.6712 | 0 | 0 | 1.0481 | 1.05 | 1.0493 | 1.0462 | 1.05 | 1.0481 | -0.093059 | -119.9962 | 119.9698 | -0.13975 | -119.9763 | 119.9407
Line10_11_12 | 0 | 0 | 0 | 0 | 0 | 0 | 0 | 0 | 0 | 0 | 0 | 0 | 7.7491e-11 | 1.5561e-10 | -2.9331e-10 | -5.5921e-11 | -1.2737e-10 | 2.4351e-10 | 3.0887e-10 | -2.4857e-10 | -1.0308e-11 | -2.6395e-10 | 2.0741e-10 | 6.4612e-12 | 0 | 0 | 0 | 0 | 0 | 0 | 1.0481 | 1.05 | 1.0493 | 1.0481 | 1.05 | 1.0493 | -0.093059 | -119.9962 | 119.9698 | -0.093059 | -119.9962 | 119.9698
Line11_12_13 | 0 | 0 | 0 | 0 | 0 | 0 | 0 | 0 | 0 | 0 | 0 | 0 | 6.4575e-11 | 1.2967e-10 | -2.4443e-10 | -4.3006e-11 | -1.0144e-10 | 1.9462e-10 | 2.5739e-10 | -2.0714e-10 | -8.5904e-12 | -2.1247e-10 | 1.6598e-10 | 4.7431e-12 | 0 | 0 | 0 | 0 | 0 | 0 | 1.0481 | 1.05 | 1.0493 | 1.0481 | 1.05 | 1.0493 | -0.093059 | -119.9962 | 119.9698 | -0.093059 | -119.9962 | 119.9698
Line12_13_15 | 0 | 0 | 0 | 0 | 0 | 0 | 0 | 0 | 0 | 0 | 0 | 0 | 3.8745e-11 | 7.7804e-11 | -1.4666e-10 | -1.7175e-11 | -4.9566e-11 | 9.6849e-11 | 1.5444e-10 | -1.2429e-10 | -5.1542e-12 | -1.0951e-10 | 8.3125e-11 | 1.307e-12 | 0 | 0 | 0 | 0 | 0 | 0 | 1.0481 | 1.05 | 1.0493 | 1.0481 | 1.05 | 1.0493 | -0.093059 | -119.9962 | 119.9698 | -0.093059 | -119.9962 | 119.9698
Line13_13_14 | 0 | 0 | 0 | 0 | 0 | 0 | 0 | 0 | 0 | 0 | 0 | 0 | 1.2915e-11 | 2.5935e-11 | -4.8885e-11 | 8.6547e-12 | 2.3027e-12 | -9.2154e-13 | 5.1479e-11 | -4.1429e-11 | -1.7181e-12 | -6.5517e-12 | 2.6767e-13 | -2.1292e-12 | 0 | 0 | 0 | 0 | 0 | 0 | 1.0481 | 1.05 | 1.0493 | 1.0481 | 1.05 | 1.0493 | -0.093059 | -119.9962 | 119.9698 | -0.093059 | -119.9962 | 119.9698
Line14_15_16 | 0 | 0 | 0 | 0 | 0 | 0 | 0 | 0 | 0 | 0 | 0 | 0 | 2.583e-11 | 5.1869e-11 | -9.7771e-11 | -4.2604e-12 | -2.3632e-11 | 4.7964e-11 | 1.0296e-10 | -8.2857e-11 | -3.4361e-12 | -5.8031e-11 | 4.1696e-11 | -4.111e-13 | 0 | 0 | 0 | 0 | 0 | 0 | 1.0481 | 1.05 | 1.0493 | 1.0481 | 1.05 | 1.0493 | -0.093059 | -119.9962 | 119.9698 | -0.093059 | -119.9962 | 119.9698
Line15_16_17 | 0 | 0 | 0 | 0 | 0 | 0 | 0 | 0 | 0 | 0 | 0 | 0 | 1.2915e-11 | 2.5935e-11 | -4.8885e-11 | 8.6547e-12 | 2.3027e-12 | -9.2154e-13 | 5.1479e-11 | -4.1429e-11 | -1.7181e-12 | -6.5517e-12 | 2.6767e-13 | -2.1292e-12 | 0 | 0 | 0 | 0 | 0 | 0 | 1.0481 | 1.05 | 1.0493 | 1.0481 | 1.05 | 1.0493 | -0.093059 | -119.9962 | 119.9698 | -0.093059 | -119.9962 | 119.9698
Line16_4_18 | 0 | 0 | 0 | 0 | 0 | 0 | 0 | 0 | 0 | 0 | 0 | 0 | 1.2915e-11 | 2.5934e-11 | -4.8885e-11 | 8.6547e-12 | 2.3027e-12 | -9.2154e-13 | 5.1479e-11 | -4.1429e-11 | -1.7181e-12 | -6.5517e-12 | 2.6767e-13 | -2.1292e-12 | 0 | 0 | 0 | 0 | 0 | 0 | 1.0481 | 1.05 | 1.0493 | 1.0481 | 1.05 | 1.0493 | -0.093059 | -119.9962 | 119.9698 | -0.093059 | -119.9962 | 119.9698
Line17_5_19 | 0 | 0 | 0 | 0 | 0 | 0 | 0 | 0 | 0 | 0 | 0 | 0 | 1.2915e-11 | 2.5934e-11 | -4.8885e-11 | 8.6547e-12 | 2.3027e-12 | -9.2154e-13 | 5.1479e-11 | -4.1429e-11 | -1.7181e-12 | -6.5517e-12 | 2.6767e-13 | -2.1292e-12 | 0 | 0 | 0 | 0 | 0 | 0 | 1.0481 | 1.05 | 1.0493 | 1.0481 | 1.05 | 1.0493 | -0.093059 | -119.9962 | 119.9698 | -0.093059 | -119.9962 | 119.9698
Line1_1_3 | 0 | 0 | 0 | 0 | 0 | 0 | 0 | 0 | 0 | 0 | 0 | 0 | 1.0332e-10 | 2.0748e-10 | -3.9108e-10 | -8.1751e-11 | -1.7924e-10 | 3.4128e-10 | 4.1183e-10 | -3.3143e-10 | -1.3745e-11 | -3.669e-10 | 2.9027e-10 | 9.8973e-12 | 0 | 0 | 0 | 0 | 0 | 0 | 1.0481 | 1.05 | 1.0493 | 1.0481 | 1.05 | 1.0493 | -0.093059 | -119.9962 | 119.9698 | -0.093059 | -119.9962 | 119.9698
Line2_1_4 | 0 | 0 | 0 | 0 | 0 | 0 | 0 | 0 | 0 | 0 | 0 | 0 | 2.583e-11 | 5.1869e-11 | -9.7771e-11 | -4.2604e-12 | -2.3632e-11 | 4.7964e-11 | 1.0296e-10 | -8.2857e-11 | -3.4361e-12 | -5.803e-11 | 4.1696e-11 | -4.1112e-13 | 0 | 0 | 0 | 0 | 0 | 0 | 1.0481 | 1.05 | 1.0493 | 1.0481 | 1.05 | 1.0493 | -0.093059 | -119.9962 | 119.9698 | -0.093059 | -119.9962 | 119.9698
Line3_1_5 | 0 | 0 | 0 | 0 | 0 | 0 | 0 | 0 | 0 | 0 | 0 | 0 | 2.583e-11 | 5.1869e-11 | -9.7771e-11 | -4.2604e-12 | -2.3632e-11 | 4.7964e-11 | 1.0296e-10 | -8.2857e-11 | -3.4361e-12 | -5.803e-11 | 4.1696e-11 | -4.1112e-13 | 0 | 0 | 0 | 0 | 0 | 0 | 1.0481 | 1.05 | 1.0493 | 1.0481 | 1.05 | 1.0493 | -0.093059 | -119.9962 | 119.9698 | -0.093059 | -119.9962 | 119.9698
Line4_2_6 | 0.033796 | 0 | 0 | 0.033796 | 0 | 0 | 0.007805 | 0 | 0 | 0.007805 | 0 | 0 | 0.0057491 | 6.1391e-10 | -1.0035e-09 | -0.0057396 | -5.3768e-10 | 8.8325e-10 | 0.0057872 | -8.0287e-10 | -1.2891e-10 | -0.0057681 | 7.0778e-10 | 1.0987e-10 | 0 | 0 | 0 | 134.6712 | 0 | 0 | 1.0462 | 1.05 | 1.0481 | 1.0444 | 1.05 | 1.0468 | -0.13975 | -119.9763 | 119.9407 | -0.18667 | -119.9564 | 119.9116
Line5_6_7 | 0.033796 | 0 | 0 | 0.033796 | 0 | 0 | 0.007805 | 0 | 0 | 0.007805 | 0 | 0 | 0.0057396 | 5.431e-10 | -8.8331e-10 | -0.00573 | -4.3484e-10 | 7.1608e-10 | 0.0057681 | -7.0471e-10 | -1.1611e-10 | -0.0057491 | 5.7413e-10 | 8.7401e-11 | 0 | 0 | 0 | 134.6712 | 0 | 0 | 1.0444 | 1.05 | 1.0468 | 1.0425 | 1.05 | 1.0456 | -0.18667 | -119.9564 | 119.9116 | -0.23383 | -119.9365 | 119.8824
Line6_7_8 | 0.033796 | 0 | 0 | 0.033796 | 0 | 0 | 0.007805 | 0 | 0 | 0.007805 | 0 | 0 | 0.00573 | 4.4181e-10 | -7.1572e-10 | -0.0057205 | -3.0152e-10 | 5.0153e-10 | 0.0057491 | -5.6965e-10 | -9.5694e-11 | -0.0057301 | 4.0366e-10 | 5.7396e-11 | 0 | 0 | 0 | 134.6712 | 0 | 0 | 1.0425 | 1.05 | 1.0456 | 1.0407 | 1.05 | 1.0443 | -0.23383 | -119.9365 | 119.8824 | -0.28122 | -119.9165 | 119.8533
Line7_8_9 | 0 | 0 | 0 | 0 | 0 | 0 | 0 | 0 | 0 | 0 | 0 | 0 | 3.3388e-11 | 1.478e-10 | -2.3842e-10 | 4.792e-11 | 8.5294e-12 | 7.8417e-13 | 2.4393e-10 | -1.8929e-10 | -3.2458e-11 | -1.9603e-11 | 5.8761e-12 | -1.0348e-11 | 0 | 0 | 0 | 0 | 0 | 0 | 1.0407 | 1.05 | 1.0443 | 1.0407 | 1.05 | 1.0443 | -0.28122 | -119.9165 | 119.8533 | -0.28122 | -119.9165 | 119.8533
Line8_8_10 | 0.033796 | 0 | 0 | 0.033796 | 0 | 0 | 0.007805 | 0 | 0 | 0.007805 | 0 | 0 | 0.0057205 | 1.6225e-10 | -2.6233e-10 | -0.005711 | 1.0081e-11 | 1.2051e-12 | 0.00573 | -2.0849e-10 | -3.5286e-11 | -0.005711 | 7.2782e-12 | -1.2403e-11 | -45.3288 | 0 | 0 | 134.6712 | 0 | 0 | 1.0407 | 1.05 | 1.0443 | 1.0388 | 1.05 | 1.0431 | -0.28122 | -119.9165 | 119.8533 | -0.32884 | -119.8966 | 119.8242
Line9_3_11 | 0 | 0 | 0 | 0 | 0 | 0 | 0 | 0 | 0 | 0 | 0 | 0 | 9.0406e-11 | 1.8154e-10 | -3.422e-10 | -6.8836e-11 | -1.533e-10 | 2.9239e-10 | 3.6035e-10 | -2.9e-10 | -1.2026e-11 | -3.1542e-10 | 2.4884e-10 | 8.1792e-12 | 0 | 0 | 0 | 0 | 0 | 0 | 1.0481 | 1.05 | 1.0493 | 1.0481 | 1.05 | 1.0493 | -0.093059 | -119.9962 | 119.9698 | -0.093059 | -119.9962 | 119.9698

## LG_max_fault_10
name | pf_ikss_a_from_ka | pf_ikss_b_from_ka | pf_ikss_c_from_ka | pf_ikss_a_to_ka | pf_ikss_b_to_ka | pf_ikss_c_to_ka | pf_skss_a_from_mw | pf_skss_b_from_mw | pf_skss_c_from_mw | pf_skss_a_to_mw | pf_skss_b_to_mw | pf_skss_c_to_mw | pf_p_a_from_mw | pf_p_b_from_mw | pf_p_c_from_mw | pf_p_a_to_mw | pf_p_b_to_mw | pf_p_c_to_mw | pf_q_a_from_mvar | pf_q_b_from_mvar | pf_q_c_from_mvar | pf_q_a_to_mvar | pf_q_b_to_mvar | pf_q_c_to_mvar | pf_ikss_a_from_degree | pf_ikss_b_from_degree | pf_ikss_c_from_degree | pf_ikss_a_to_degree | pf_ikss_b_to_degree | pf_ikss_c_to_degree | pf_vm_a_from_pu | pf_vm_b_from_pu | pf_vm_c_from_pu | pf_vm_a_to_pu | pf_vm_b_to_pu | pf_vm_c_to_pu | pf_va_a_from_degree | pf_va_b_from_degree | pf_va_c_from_degree | pf_va_a_to_degree | pf_va_b_to_degree | pf_va_c_to_degree
Line0_1_2 | 0.035402 | 0 | 0 | 0.035402 | 0 | 0 | 0.0081758 | 0 | 0 | 0.0081758 | 0 | 0 | 0.0063188 | 7.2597e-10 | -1.1962e-09 | -0.0063084 | -6.7601e-10 | 1.1132e-09 | 0.006371 | -9.6084e-10 | -1.4767e-10 | -0.0063502 | 8.9341e-10 | 1.3725e-10 | 0 | 0 | 0 | 134.6668 | 0 | 0 | 1.0979 | 1.1 | 1.0993 | 1.0959 | 1.1 | 1.0979 | -0.097437 | -119.996 | 119.9684 | -0.14413 | -119.9761 | 119.9393
Line10_11_12 | 0 | 0 | 0 | 0 | 0 | 0 | 0 | 0 | 0 | 0 | 0 | 0 | 8.8945e-11 | 1.7872e-10 | -3.3686e-10 | -6.4177e-11 | -1.4629e-10 | 2.7966e-10 | 3.5473e-10 | -2.8546e-10 | -1.185e-11 | -3.0314e-10 | 2.3819e-10 | 7.4262e-12 | 0 | 0 | 0 | 0 | 0 | 0 | 1.0979 | 1.1 | 1.0993 | 1.0979 | 1.1 | 1.0993 | -0.097437 | -119.996 | 119.9684 | -0.097437 | -119.996 | 119.9684
Line11_12_13 | 0 | 0 | 0 | 0 | 0 | 0 | 0 | 0 | 0 | 0 | 0 | 0 | 7.4121e-11 | 1.4894e-10 | -2.8072e-10 | -4.9353e-11 | -1.165e-10 | 2.2352e-10 | 2.9561e-10 | -2.3788e-10 | -9.8749e-12 | -2.4402e-10 | 1.9061e-10 | 5.4512e-12 | 0 | 0 | 0 | 0 | 0 | 0 | 1.0979 | 1.1 | 1.0993 | 1.0979 | 1.1 | 1.0993 | -0.097437 | -119.996 | 119.9684 | -0.097437 | -119.996 | 119.9684
Line12_13_15 | 0 | 0 | 0 | 0 | 0 | 0 | 0 | 0 | 0 | 0 | 0 | 0 | 4.4473e-11 | 8.9361e-11 | -1.6843e-10 | -1.9704e-11 | -5.6927e-11 | 1.1123e-10 | 1.7737e-10 | -1.4273e-10 | -5.9249e-12 | -1.2577e-10 | 9.5462e-11 | 1.5012e-12 | 0 | 0 | 0 | 0 | 0 | 0 | 1.0979 | 1.1 | 1.0993 | 1.0979 | 1.1 | 1.0993 | -0.097437 | -119.996 | 119.9684 | -0.097437 | -119.996 | 119.9684
Line13_13_14 | 0 | 0 | 0 | 0 | 0 | 0 | 0 | 0 | 0 | 0 | 0 | 0 | 1.4824e-11 | 2.9787e-11 | -5.6144e-11 | 9.944e-12 | 2.6477e-12 | -1.059e-12 | 5.9122e-11 | -4.7576e-11 | -1.975e-12 | -7.528e-12 | 3.0866e-13 | -2.4487e-12 | 0 | 0 | 0 | 0 | 0 | 0 | 1.0979 | 1.1 | 1.0993 | 1.0979 | 1.1 | 1.0993 | -0.097437 | -119.996 | 119.9684 | -0.097437 | -119.996 | 119.9684
Line14_15_16 | 0 | 0 | 0 | 0 | 0 | 0 | 0 | 0 | 0 | 0 | 0 | 0 | 2.9648e-11 | 5.9574e-11 | -1.1229e-10 | -4.8802e-12 | -2.7139e-11 | 5.5085e-11 | 1.1824e-10 | -9.5153e-11 | -3.95e-12 | -6.665e-11 | 4.7885e-11 | -4.7374e-13 | 0 | 0 | 0 | 0 | 0 | 0 | 1.0979 | 1.1 | 1.0993 | 1.0979 | 1.1 | 1.0993 | -0.097437 | -119.996 | 119.9684 | -0.097437 | -119.996 | 119.9684
Line15_16_17 | 0 | 0 | 0 | 0 | 0 | 0 | 0 | 0 | 0 | 0 | 0 | 0 | 1.4824e-11 | 2.9787e-11 | -5.6144e-11 | 9.944e-12 | 2.6477e-12 | -1.059e-12 | 5.9122e-11 | -4.7576e-11 | -1.975e-12 | -7.528e-12 | 3.0866e-13 | -2.4487e-12 | 0 | 0 | 0 | 0 | 0 | 0 | 1.0979 | 1.1 | 1.0993 | 1.0979 | 1.1 | 1.0993 | -0.097437 | -119.996 | 119.9684 | -0.097437 | -119.996 | 119.9684
Line16_4_18 | 0 | 0 | 0 | 0 | 0 | 0 | 0 | 0 | 0 | 0 | 0 | 0 | 1.4824e-11 | 2.9787e-11 | -5.6144e-11 | 9.944e-12 | 2.6477e-12 | -1.059e-12 | 5.9122e-11 | -4.7576e-11 | -1.975e-12 | -7.528e-12 | 3.0866e-13 | -2.4487e-12 | 0 | 0 | 0 | 0 | 0 | 0 | 1.0979 | 1.1 | 1.0993 | 1.0979 | 1.1 | 1.0993 | -0.097437 | -119.996 | 119.9684 | -0.097437 | -119.996 | 119.9684
Line17_5_19 | 0 | 0 | 0 | 0 | 0 | 0 | 0 | 0 | 0 | 0 | 0 | 0 | 1.4824e-11 | 2.9787e-11 | -5.6144e-11 | 9.944e-12 | 2.6477e-12 | -1.059e-12 | 5.9122e-11 | -4.7576e-11 | -1.975e-12 | -7.528e-12 | 3.0866e-13 | -2.4487e-12 | 0 | 0 | 0 | 0 | 0 | 0 | 1.0979 | 1.1 | 1.0993 | 1.0979 | 1.1 | 1.0993 | -0.097437 | -119.996 | 119.9684 | -0.097437 | -119.996 | 119.9684
Line1_1_3 | 0 | 0 | 0 | 0 | 0 | 0 | 0 | 0 | 0 | 0 | 0 | 0 | 1.1859e-10 | 2.383e-10 | -4.4915e-10 | -9.3826e-11 | -2.0586e-10 | 3.9195e-10 | 4.7298e-10 | -3.8061e-10 | -1.58e-11 | -4.2138e-10 | 3.3334e-10 | 1.1376e-11 | 0 | 0 | 0 | 0 | 0 | 0 | 1.0979 | 1.1 | 1.0993 | 1.0979 | 1.1 | 1.0993 | -0.097437 | -119.996 | 119.9684 | -0.097437 | -119.996 | 119.9684
Line2_1_4 | 0 | 0 | 0 | 0 | 0 | 0 | 0 | 0 | 0 | 0 | 0 | 0 | 2.9648e-11 | 5.9574e-11 | -1.1229e-10 | -4.8803e-12 | -2.7139e-11 | 5.5085e-11 | 1.1824e-10 | -9.5153e-11 | -3.9499e-12 | -6.665e-11 | 4.7885e-11 | -4.7376e-13 | 0 | 0 | 0 | 0 | 0 | 0 | 1.0979 | 1.1 | 1.0993 | 1.0979 | 1.1 | 1.0993 | -0.097437 | -119.996 | 119.9684 | -0.097437 | -119.996 | 119.9684
Line3_1_5 | 0 | 0 | 0 | 0 | 0 | 0 | 0 | 0 | 0 | 0 | 0 | 0 | 2.9648e-11 | 5.9574e-11 | -1.1229e-10 | -4.8803e-12 | -2.7139e-11 | 5.5085e-11 | 1.1824e-10 | -9.5153e-11 | -3.9499e-12 | -6.665e-11 | 4.7885e-11 | -4.7376e-13 | 0 | 0 | 0 | 0 | 0 | 0 | 1.0979 | 1.1 | 1.0993 | 1.0979 | 1.1 | 1.0993 | -0.097437 | -119.996 | 119.9684 | -0.097437 | -119.996 | 119.9684
Line4_2_6 | 0.035402 | 0 | 0 | 0.035402 | 0 | 0 | 0.0081758 | 0 | 0 | 0.0081758 | 0 | 0 | 0.0063084 | 6.8037e-10 | -1.1138e-09 | -0.0062979 | -5.9527e-10 | 9.7921e-10 | 0.0063502 | -8.9157e-10 | -1.4195e-10 | -0.0063293 | 7.8512e-10 | 1.2085e-10 | 0 | 0 | 0 | 134.6668 | 0 | 0 | 1.0959 | 1.1 | 1.0979 | 1.094 | 1.1 | 1.0966 | -0.14413 | -119.9761 | 119.9393 | -0.19105 | -119.9562 | 119.9101
Line5_6_7 | 0.035402 | 0 | 0 | 0.035402 | 0 | 0 | 0.0081758 | 0 | 0 | 0.0081758 | 0 | 0 | 0.0062979 | 6.0134e-10 | -9.7933e-10 | -0.0062875 | -4.8108e-10 | 7.9327e-10 | 0.0063293 | -7.8173e-10 | -1.278e-10 | -0.0063084 | 6.3634e-10 | 9.6092e-11 | 0 | 0 | 0 | 134.6668 | 0 | 0 | 1.094 | 1.1 | 1.0966 | 1.0921 | 1.1 | 1.0953 | -0.19105 | -119.9562 | 119.9101 | -0.2382 | -119.9363 | 119.881
Line6_7_8 | 0.035402 | 0 | 0 | 0.035402 | 0 | 0 | 0.0081758 | 0 | 0 | 0.0081758 | 0 | 0 | 0.0062875 | 4.8885e-10 | -7.9292e-10 | -0.006277 | -3.3344e-10 | 5.5533e-10 | 0.0063084 | -6.3142e-10 | -1.053e-10 | -0.0062875 | 4.4717e-10 | 6.3067e-11 | 0 | 0 | 0 | 134.6668 | 0 | 0 | 1.0921 | 1.1 | 1.0953 | 1.0901 | 1.1 | 1.094 | -0.2382 | -119.9363 | 119.881 | -0.28559 | -119.9163 | 119.8519
Line7_8_9 | 0 | 0 | 0 | 0 | 0 | 0 | 0 | 0 | 0 | 0 | 0 | 0 | 3.7291e-11 | 1.6353e-10 | -2.6414e-10 | 5.3024e-11 | 9.48e-12 | 8.1314e-13 | 2.7027e-10 | -2.0982e-10 | -3.5715e-11 | -2.1847e-11 | 6.4639e-12 | -1.1468e-11 | 0 | 0 | 0 | 0 | 0 | 0 | 1.0901 | 1.1 | 1.094 | 1.0901 | 1.1 | 1.094 | -0.28559 | -119.9163 | 119.8519 | -0.28559 | -119.9163 | 119.8519
Line8_8_10 | 0.035402 | 0 | 0 | 0.035402 | 0 | 0 | 0.0081758 | 0 | 0 | 0.0081758 | 0 | 0 | 0.006277 | 1.7939e-10 | -2.9038e-10 | -0.0062666 | 1.1182e-11 | 1.2752e-12 | 0.0062875 | -2.3089e-10 | -3.8819e-11 | -0.0062666 | 8.0027e-12 | -1.3722e-11 | -45.3332 | 0 | 0 | 134.6668 | 0 | 0 | 1.0901 | 1.1 | 1.094 | 1.0882 | 1.1 | 1.0927 | -0.28559 | -119.9163 | 119.8519 | -0.33322 | -119.8964 | 119.8227
Line9_3_11 | 0 | 0 | 0 | 0 | 0 | 0 | 0 | 0 | 0 | 0 | 0 | 0 | 1.0377e-10 | 2.0851e-10 | -3.9301e-10 | -7.9001e-11 | -1.7608e-10 | 3.3581e-10 | 4.1386e-10 | -3.3304e-10 | -1.3825e-11 | -3.6226e-10 | 2.8577e-10 | 9.4011e-12 | 0 | 0 | 0 | 0 | 0 | 0 | 1.0979 | 1.1 | 1.0993 | 1.0979 | 1.1 | 1.0993 | -0.097437 | -119.996 | 119.9684 | -0.097437 | -119.996 | 119.9684

## LG_min_6
name | pf_ikss_a_from_ka | pf_ikss_b_from_ka | pf_ikss_c_from_ka | pf_ikss_a_to_ka | pf_ikss_b_to_ka | pf_ikss_c_to_ka | pf_skss_a_from_mw | pf_skss_b_from_mw | pf_skss_c_from_mw | pf_skss_a_to_mw | pf_skss_b_to_mw | pf_skss_c_to_mw | pf_p_a_from_mw | pf_p_b_from_mw | pf_p_c_from_mw | pf_p_a_to_mw | pf_p_b_to_mw | pf_p_c_to_mw | pf_q_a_from_mvar | pf_q_b_from_mvar | pf_q_c_from_mvar | pf_q_a_to_mvar | pf_q_b_to_mvar | pf_q_c_to_mvar | pf_ikss_a_from_degree | pf_ikss_b_from_degree | pf_ikss_c_from_degree | pf_ikss_a_to_degree | pf_ikss_b_to_degree | pf_ikss_c_to_degree | pf_vm_a_from_pu | pf_vm_b_from_pu | pf_vm_c_from_pu | pf_vm_a_to_pu | pf_vm_b_to_pu | pf_vm_c_to_pu | pf_va_a_from_degree | pf_va_b_from_degree | pf_va_c_from_degree | pf_va_a_to_degree | pf_va_b_to_degree | pf_va_c_to_degree
Line0_1_2 | 1.659 | 0 | 0 | 1.659 | 0 | 0 | 0.38313 | 0 | 0 | 0.38313 | 0 | 0 | 0.22018 | 4.5706e-08 | -5.1589e-08 | -0.17615 | -4.334e-08 | 4.7913e-08 | 0.22936 | -2.9684e-08 | -2.3869e-08 | -0.18349 | 2.564e-08 | 2.096e-08 | 0 | 0 | 0 | 128.6898 | 0 | 0 | 0.84989 | 0.95 | 0.91032 | 0.75816 | 0.95 | 0.81339 | -5.1411 | -119.582 | 118.2494 | -5.1411 | -117.6723 | 116.563
Line10_11_12 | 0 | 0 | 0 | 0 | 0 | 0 | 0 | 0 | 0 | 0 | 0 | 0 | 2.9337e-09 | 8.1537e-09 | -1.3604e-08 | -2.0908e-09 | -6.6938e-09 | 1.1302e-08 | 1.2531e-08 | -1.028e-08 | -1.49e-09 | -1.0702e-08 | 8.5904e-09 | 1.1396e-09 | 0 | 0 | 0 | 0 | 0 | 0 | 0.84989 | 0.95 | 0.91032 | 0.84989 | 0.95 | 0.91032 | -5.1411 | -119.582 | 118.2494 | -5.1411 | -119.582 | 118.2494
Line11_12_13 | 0 | 0 | 0 | 0 | 0 | 0 | 0 | 0 | 0 | 0 | 0 | 0 | 2.4447e-09 | 6.7948e-09 | -1.1337e-08 | -1.6018e-09 | -5.3348e-09 | 9.0342e-09 | 1.0443e-08 | -8.567e-09 | -1.2417e-09 | -8.6131e-09 | 6.877e-09 | 8.9123e-10 | 0 | 0 | 0 | 0 | 0 | 0 | 0.84989 | 0.95 | 0.91032 | 0.84989 | 0.95 | 0.91032 | -5.1411 | -119.582 | 118.2494 | -5.1411 | -119.582 | 118.2494
Line12_13_15 | 0 | 0 | 0 | 0 | 0 | 0 | 0 | 0 | 0 | 0 | 0 | 0 | 1.4668e-09 | 4.0769e-09 | -6.8022e-09 | -6.2393e-10 | -2.6169e-09 | 4.4994e-09 | 6.2655e-09 | -5.1402e-09 | -7.4501e-10 | -4.4361e-09 | 3.4502e-09 | 3.9456e-10 | 0 | 0 | 0 | 0 | 0 | 0 | 0.84989 | 0.95 | 0.91032 | 0.84989 | 0.95 | 0.91032 | -5.1411 | -119.582 | 118.2494 | -5.1411 | -119.582 | 118.2494
Line13_13_14 | 0 | 0 | 0 | 0 | 0 | 0 | 0 | 0 | 0 | 0 | 0 | 0 | 4.8895e-10 | 1.359e-09 | -2.2674e-09 | 3.5397e-10 | 1.0096e-10 | -3.5422e-11 | 2.0885e-09 | -1.7134e-09 | -2.4834e-10 | -2.5903e-10 | 2.338e-11 | -1.0212e-10 | 0 | 0 | 0 | 0 | 0 | 0 | 0.84989 | 0.95 | 0.91032 | 0.84989 | 0.95 | 0.91032 | -5.1411 | -119.582 | 118.2494 | -5.1411 | -119.582 | 118.2494
Line14_15_16 | 0 | 0 | 0 | 0 | 0 | 0 | 0 | 0 | 0 | 0 | 0 | 0 | 9.7789e-10 | 2.7179e-09 | -4.5348e-09 | -1.3498e-10 | -1.258e-09 | 2.232e-09 | 4.177e-09 | -3.4268e-09 | -4.9667e-10 | -2.3475e-09 | 1.7368e-09 | 1.4622e-10 | 0 | 0 | 0 | 0 | 0 | 0 | 0.84989 | 0.95 | 0.91032 | 0.84989 | 0.95 | 0.91032 | -5.1411 | -119.582 | 118.2494 | -5.1411 | -119.582 | 118.2494
Line15_16_17 | 0 | 0 | 0 | 0 | 0 | 0 | 0 | 0 | 0 | 0 | 0 | 0 | 4.8895e-10 | 1.359e-09 | -2.2674e-09 | 3.5397e-10 | 1.0096e-10 | -3.5422e-11 | 2.0885e-09 | -1.7134e-09 | -2.4834e-10 | -2.5903e-10 | 2.338e-11 | -1.0212e-10 | 0 | 0 | 0 | 0 | 0 | 0 | 0.84989 | 0.95 | 0.91032 | 0.84989 | 0.95 | 0.91032 | -5.1411 | -119.582 | 118.2494 | -5.1411 | -119.582 | 118.2494
Line16_4_18 | 0 | 0 | 0 | 0 | 0 | 0 | 0 | 0 | 0 | 0 | 0 | 0 | 4.8895e-10 | 1.359e-09 | -2.2674e-09 | 3.5397e-10 | 1.0096e-10 | -3.5422e-11 | 2.0885e-09 | -1.7134e-09 | -2.4834e-10 | -2.5903e-10 | 2.338e-11 | -1.0212e-10 | 0 | 0 | 0 | 0 | 0 | 0 | 0.84989 | 0.95 | 0.91032 | 0.84989 | 0.95 | 0.91032 | -5.1411 | -119.582 | 118.2494 | -5.1411 | -119.582 | 118.2494
Line17_5_19 | 0 | 0 | 0 | 0 | 0 | 0 | 0 | 0 | 0 | 0 | 0 | 0 | 4.8895e-10 | 1.359e-09 | -2.2674e-09 | 3.5397e-10 | 1.0096e-10 | -3.5422e-11 | 2.0885e-09 | -1.7134e-09 | -2.4834e-10 | -2.5903e-10 | 2.338e-11 | -1.0212e-10 | 0 | 0 | 0 | 0 | 0 | 0 | 0.84989 | 0.95 | 0.91032 | 0.84989 | 0.95 | 0.91032 | -5.1411 | -119.582 | 118.2494 | -5.1411 | -119.582 | 118.2494
Line1_1_3 | 0 | 0 | 0 | 0 | 0 | 0 | 0 | 0 | 0 | 0 | 0 | 0 | 3.9116e-09 | 1.0872e-08 | -1.8139e-08 | -3.0687e-09 | -9.4117e-09 | 1.5836e-08 | 1.6708e-08 | -1.3707e-08 | -1.9867e-09 | -1.4879e-08 | 1.2017e-08 | 1.6362e-09 | 0 | 0 | 0 | 0 | 0 | 0 | 0.84989 | 0.95 | 0.91032 | 0.84989 | 0.95 | 0.91032 | -5.1411 | -119.582 | 118.2494 | -5.1411 | -119.582 | 118.2494
Line2_1_4 | 0 | 0 | 0 | 0 | 0 | 0 | 0 | 0 | 0 | 0 | 0 | 0 | 9.7789e-10 | 2.7179e-09 | -4.5348e-09 | -1.3498e-10 | -1.258e-09 | 2.232e-09 | 4.177e-09 | -3.4268e-09 | -4.9667e-10 | -2.3475e-09 | 1.7368e-09 | 1.4622e-10 | 0 | 0 | 0 | 0 | 0 | 0 | 0.84989 | 0.95 | 0.91032 | 0.84989 | 0.95 | 0.91032 | -5.1411 | -119.582 | 118.2494 | -5.1411 | -119.582 | 118.2494
Line3_1_5 | 0 | 0 | 0 | 0 | 0 | 0 | 0 | 0 | 0 | 0 | 0 | 0 | 9.7789e-10 | 2.7179e-09 | -4.5348e-09 | -1.3498e-10 | -1.258e-09 | 2.232e-09 | 4.177e-09 | -3.4268e-09 | -4.9667e-10 | -2.3475e-09 | 1.7368e-09 | 1.4622e-10 | 0 | 0 | 0 | 0 | 0 | 0 | 0.84989 | 0.95 | 0.91032 | 0.84989 | 0.95 | 0.91032 | -5.1411 | -119.582 | 118.2494 | -5.1411 | -119.582 | 118.2494
Line4_2_6 | 1.659 | 0 | 0 | 1.659 | 0 | 0 | 0.38313 | 0 | 0 | 0.38313 | 0 | 0 | 0.17615 | 4.3481e-08 | -4.7891e-08 | -0.13211 | -3.8713e-08 | 4.2061e-08 | 0.18349 | -2.5512e-08 | -2.1156e-08 | -0.13762 | 2.0829e-08 | 1.7198e-08 | 0 | 0 | 0 | 128.6898 | 0 | 0 | 0.75816 | 0.95 | 0.81339 | 0.67361 | 0.95 | 0.72178 | -5.1411 | -117.6723 | 116.563 | -5.1411 | -115.7083 | 114.813
Line5_6_7 | 1.659 | 0 | 0 | 1.659 | 0 | 0 | 0.38313 | 0 | 0 | 0.38313 | 0 | 0 | 0.13211 | 3.8886e-08 | -4.1988e-08 | -0.088074 | -3.171e-08 | 3.4008e-08 | 0.13762 | -2.0596e-08 | -1.749e-08 | -0.091743 | 1.5552e-08 | 1.276e-08 | 0 | 0 | 0 | 128.6898 | 0 | 0 | 0.67361 | 0.95 | 0.72178 | 0.59927 | 0.95 | 0.63778 | -5.1411 | -115.7083 | 114.813 | -5.1411 | -113.6925 | 112.9991
Line6_7_8 | 1.659 | 0 | 0 | 1.659 | 0 | 0 | 0.38313 | 0 | 0 | 0.38313 | 0 | 0 | 0.088074 | 3.1907e-08 | -3.3893e-08 | -0.044037 | -2.232e-08 | 2.3767e-08 | 0.091743 | -1.5214e-08 | -1.3146e-08 | -0.045872 | 1.0085e-08 | 7.9219e-09 | 0 | 0 | 0 | 128.6898 | 0 | 0 | 0.59927 | 0.95 | 0.63778 | 0.5394 | 0.95 | 0.56481 | -5.1411 | -113.6925 | 112.9991 | -5.1411 | -111.6279 | 111.1217
Line7_8_9 | 0 | 0 | 0 | 0 | 0 | 0 | 0 | 0 | 0 | 0 | 0 | 0 | -3.0622e-10 | 1.0699e-08 | -1.1228e-08 | 4.748e-10 | 2.1255e-10 | 1.4795e-10 | 2.2638e-09 | -4.5978e-09 | -3.975e-09 | -5.1805e-11 | 4.4303e-10 | -4.8032e-10 | 0 | 0 | 0 | 0 | 0 | 0 | 0.5394 | 0.95 | 0.56481 | 0.5394 | 0.95 | 0.56481 | -5.1411 | -111.6279 | 111.1217 | -5.1411 | -111.6279 | 111.1217
Line8_8_10 | 1.659 | 0 | 0 | 1.659 | 0 | 0 | 0.38313 | 0 | 0 | 0.38313 | 0 | 0 | 0.044037 | 1.1834e-08 | -1.239e-08 | -1.5381e-14 | 2.2024e-10 | 1.7359e-10 | 0.045872 | -5.0444e-09 | -4.4272e-09 | 2.7522e-14 | 5.4794e-10 | -5.7487e-10 | -51.3102 | 0 | 0 | 128.6898 | 0 | 0 | 0.5394 | 0.95 | 0.56481 | 0.49922 | 0.95 | 0.50765 | -5.1411 | -111.6279 | 111.1217 | 0 | -109.5183 | 109.1816
Line9_3_11 | 0 | 0 | 0 | 0 | 0 | 0 | 0 | 0 | 0 | 0 | 0 | 0 | 3.4226e-09 | 9.5127e-09 | -1.5872e-08 | -2.5797e-09 | -8.0528e-09 | 1.3569e-08 | 1.462e-08 | -1.1994e-08 | -1.7384e-09 | -1.279e-08 | 1.0304e-08 | 1.3879e-09 | 0 | 0 | 0 | 0 | 0 | 0 | 0.84989 | 0.95 | 0.91032 | 0.84989 | 0.95 | 0.91032 | -5.1411 | -119.582 | 118.2494 | -5.1411 | -119.582 | 118.2494

## LG_min_10
name | pf_ikss_a_from_ka | pf_ikss_b_from_ka | pf_ikss_c_from_ka | pf_ikss_a_to_ka | pf_ikss_b_to_ka | pf_ikss_c_to_ka | pf_skss_a_from_mw | pf_skss_b_from_mw | pf_skss_c_from_mw | pf_skss_a_to_mw | pf_skss_b_to_mw | pf_skss_c_to_mw | pf_p_a_from_mw | pf_p_b_from_mw | pf_p_c_from_mw | pf_p_a_to_mw | pf_p_b_to_mw | pf_p_c_to_mw | pf_q_a_from_mvar | pf_q_b_from_mvar | pf_q_c_from_mvar | pf_q_a_to_mvar | pf_q_b_to_mvar | pf_q_c_to_mvar | pf_ikss_a_from_degree | pf_ikss_b_from_degree | pf_ikss_c_from_degree | pf_ikss_a_to_degree | pf_ikss_b_to_degree | pf_ikss_c_to_degree | pf_vm_a_from_pu | pf_vm_b_from_pu | pf_vm_c_from_pu | pf_vm_a_to_pu | pf_vm_b_to_pu | pf_vm_c_to_pu | pf_va_a_from_degree | pf_va_b_from_degree | pf_va_c_from_degree | pf_va_a_to_degree | pf_va_b_to_degree | pf_va_c_to_degree
Line0_1_2 | 1.5717 | 0 | 0 | 1.5717 | 0 | 0 | 0.36297 | 0 | 0 | 0.36297 | 0 | 0 | 0.19762 | 4.1021e-08 | -4.6302e-08 | -0.15809 | -3.8898e-08 | 4.3003e-08 | 0.20585 | -2.6642e-08 | -2.1423e-08 | -0.16468 | 2.3012e-08 | 1.8811e-08 | 0 | 0 | 0 | 128.6898 | 0 | 0 | 0.80516 | 0.9 | 0.86241 | 0.71826 | 0.9 | 0.77058 | -5.1411 | -119.582 | 118.2494 | -5.1411 | -117.6723 | 116.563
Line10_11_12 | 0 | 0 | 0 | 0 | 0 | 0 | 0 | 0 | 0 | 0 | 0 | 0 | 2.633e-09 | 7.318e-09 | -1.221e-08 | -1.8765e-09 | -6.0077e-09 | 1.0143e-08 | 1.1247e-08 | -9.2267e-09 | -1.3373e-09 | -9.6047e-09 | 7.7099e-09 | 1.0228e-09 | 0 | 0 | 0 | 0 | 0 | 0 | 0.80516 | 0.9 | 0.86241 | 0.80516 | 0.9 | 0.86241 | -5.1411 | -119.582 | 118.2494 | -5.1411 | -119.582 | 118.2494
Line11_12_13 | 0 | 0 | 0 | 0 | 0 | 0 | 0 | 0 | 0 | 0 | 0 | 0 | 2.1942e-09 | 6.0983e-09 | -1.0175e-08 | -1.4376e-09 | -4.7881e-09 | 8.1082e-09 | 9.3723e-09 | -7.6889e-09 | -1.1144e-09 | -7.7303e-09 | 6.1721e-09 | 7.9988e-10 | 0 | 0 | 0 | 0 | 0 | 0 | 0.80516 | 0.9 | 0.86241 | 0.80516 | 0.9 | 0.86241 | -5.1411 | -119.582 | 118.2494 | -5.1411 | -119.582 | 118.2494
Line12_13_15 | 0 | 0 | 0 | 0 | 0 | 0 | 0 | 0 | 0 | 0 | 0 | 0 | 1.3165e-09 | 3.659e-09 | -6.105e-09 | -5.5998e-10 | -2.3487e-09 | 4.0382e-09 | 5.6234e-09 | -4.6134e-09 | -6.6865e-10 | -3.9814e-09 | 3.0966e-09 | 3.5412e-10 | 0 | 0 | 0 | 0 | 0 | 0 | 0.80516 | 0.9 | 0.86241 | 0.80516 | 0.9 | 0.86241 | -5.1411 | -119.582 | 118.2494 | -5.1411 | -119.582 | 118.2494
Line13_13_14 | 0 | 0 | 0 | 0 | 0 | 0 | 0 | 0 | 0 | 0 | 0 | 0 | 4.3883e-10 | 1.2197e-09 | -2.035e-09 | 3.1769e-10 | 9.061e-11 | -3.1791e-11 | 1.8745e-09 | -1.5378e-09 | -2.2288e-10 | -2.3248e-10 | 2.0983e-11 | -9.1652e-11 | 0 | 0 | 0 | 0 | 0 | 0 | 0.80516 | 0.9 | 0.86241 | 0.80516 | 0.9 | 0.86241 | -5.1411 | -119.582 | 118.2494 | -5.1411 | -119.582 | 118.2494
Line14_15_16 | 0 | 0 | 0 | 0 | 0 | 0 | 0 | 0 | 0 | 0 | 0 | 0 | 8.7767e-10 | 2.4393e-09 | -4.07e-09 | -1.2115e-10 | -1.1291e-09 | 2.0032e-09 | 3.7489e-09 | -3.0756e-09 | -4.4577e-10 | -2.1069e-09 | 1.5588e-09 | 1.3123e-10 | 0 | 0 | 0 | 0 | 0 | 0 | 0.80516 | 0.9 | 0.86241 | 0.80516 | 0.9 | 0.86241 | -5.1411 | -119.582 | 118.2494 | -5.1411 | -119.582 | 118.2494
Line15_16_17 | 0 | 0 | 0 | 0 | 0 | 0 | 0 | 0 | 0 | 0 | 0 | 0 | 4.3883e-10 | 1.2197e-09 | -2.035e-09 | 3.1769e-10 | 9.061e-11 | -3.1791e-11 | 1.8745e-09 | -1.5378e-09 | -2.2288e-10 | -2.3248e-10 | 2.0983e-11 | -9.1652e-11 | 0 | 0 | 0 | 0 | 0 | 0 | 0.80516 | 0.9 | 0.86241 | 0.80516 | 0.9 | 0.86241 | -5.1411 | -119.582 | 118.2494 | -5.1411 | -119.582 | 118.2494
Line16_4_18 | 0 | 0 | 0 | 0 | 0 | 0 | 0 | 0 | 0 | 0 | 0 | 0 | 4.3883e-10 | 1.2197e-09 | -2.035e-09 | 3.1769e-10 | 9.061e-11 | -3.1791e-11 | 1.8745e-09 | -1.5378e-09 | -2.2288e-10 | -2.3248e-10 | 2.0983e-11 | -9.1652e-11 | 0 | 0 | 0 | 0 | 0 | 0 | 0.80516 | 0.9 | 0.86241 | 0.80516 | 0.9 | 0.86241 | -5.1411 | -119.582 | 118.2494 | -5.1411 | -119.582 | 118.2494
Line17_5_19 | 0 | 0 | 0 | 0 | 0 | 0 | 0 | 0 | 0 | 0 | 0 | 0 | 4.3883e-10 | 1.2197e-09 | -2.035e-09 | 3.1769e-10 | 9.061e-11 | -3.1791e-11 | 1.8745e-09 | -1.5378e-09 | -2.2288e-10 | -2.3248e-10 | 2.0983e-11 | -9.1652e-11 | 0 | 0 | 0 | 0 | 0 | 0 | 0.80516 | 0.9 | 0.86241 | 0.80516 | 0.9 | 0.86241 | -5.1411 | -119.582 | 118.2494 | -5.1411 | -119.582 | 118.2494
Line1_1_3 | 0 | 0 | 0 | 0 | 0 | 0 | 0 | 0 | 0 | 0 | 0 | 0 | 3.5107e-09 | 9.7573e-09 | -1.628e-08 | -2.7541e-09 | -8.4471e-09 | 1.4213e-08 | 1.4996e-08 | -1.2302e-08 | -1.7831e-09 | -1.3354e-08 | 1.0786e-08 | 1.4685e-09 | 0 | 0 | 0 | 0 | 0 | 0 | 0.80516 | 0.9 | 0.86241 | 0.80516 | 0.9 | 0.86241 | -5.1411 | -119.582 | 118.2494 | -5.1411 | -119.582 | 118.2494
Line2_1_4 | 0 | 0 | 0 | 0 | 0 | 0 | 0 | 0 | 0 | 0 | 0 | 0 | 8.7767e-10 | 2.4393e-09 | -4.07e-09 | -1.2115e-10 | -1.1291e-09 | 2.0032e-09 | 3.7489e-09 | -3.0756e-09 | -4.4577e-10 | -2.1069e-09 | 1.5588e-09 | 1.3123e-10 | 0 | 0 | 0 | 0 | 0 | 0 | 0.80516 | 0.9 | 0.86241 | 0.80516 | 0.9 | 0.86241 | -5.1411 | -119.582 | 118.2494 | -5.1411 | -119.582 | 118.2494
Line3_1_5 | 0 | 0 | 0 | 0 | 0 | 0 | 0 | 0 | 0 | 0 | 0 | 0 | 8.7767e-10 | 2.4393e-09 | -4.07e-09 | -1.2115e-10 | -1.1291e-09 | 2.0032e-09 | 3.7489e-09 | -3.0756e-09 | -4.4577e-10 | -2.1069e-09 | 1.5588e-09 | 1.3123e-10 | 0 | 0 | 0 | 0 | 0 | 0 | 0.80516 | 0.9 | 0.86241 | 0.80516 | 0.9 | 0.86241 | -5.1411 | -119.582 | 118.2494 | -5.1411 | -119.582 | 118.2494
Line4_2_6 | 1.5717 | 0 | 0 | 1.5717 | 0 | 0 | 0.36297 | 0 | 0 | 0.36297 | 0 | 0 | 0.15809 | 3.9025e-08 | -4.2982e-08 | -0.11857 | -3.4745e-08 | 3.775e-08 | 0.16468 | -2.2897e-08 | -1.8988e-08 | -0.12351 | 1.8694e-08 | 1.5436e-08 | 0 | 0 | 0 | 128.6898 | 0 | 0 | 0.71826 | 0.9 | 0.77058 | 0.63815 | 0.9 | 0.68379 | -5.1411 | -117.6723 | 116.563 | -5.1411 | -115.7083 | 114.813
Line5_6_7 | 1.5717 | 0 | 0 | 1.5717 | 0 | 0 | 0.36297 | 0 | 0 | 0.36297 | 0 | 0 | 0.11857 | 3.49e-08 | -3.7685e-08 | -0.079047 | -2.846e-08 | 3.0522e-08 | 0.12351 | -1.8485e-08 | -1.5697e-08 | -0.08234 | 1.3958e-08 | 1.1452e-08 | 0 | 0 | 0 | 128.6898 | 0 | 0 | 0.63815 | 0.9 | 0.68379 | 0.56773 | 0.9 | 0.60421 | -5.1411 | -115.7083 | 114.813 | -5.1411 | -113.6925 | 112.9991
Line6_7_8 | 1.5717 | 0 | 0 | 1.5717 | 0 | 0 | 0.36297 | 0 | 0 | 0.36297 | 0 | 0 | 0.079047 | 2.8637e-08 | -3.042e-08 | -0.039523 | -2.0033e-08 | 2.1331e-08 | 0.08234 | -1.3654e-08 | -1.1798e-08 | -0.04117 | 9.0516e-09 | 7.1099e-09 | 0 | 0 | 0 | 128.6898 | 0 | 0 | 0.56773 | 0.9 | 0.60421 | 0.51101 | 0.9 | 0.53509 | -5.1411 | -113.6925 | 112.9991 | -5.1411 | -111.6279 | 111.1217
Line7_8_9 | 0 | 0 | 0 | 0 | 0 | 0 | 0 | 0 | 0 | 0 | 0 | 0 | -2.7483e-10 | 9.6026e-09 | -1.0077e-08 | 4.2614e-10 | 1.9076e-10 | 1.3279e-10 | 2.0318e-09 | -4.1266e-09 | -3.5676e-09 | -4.6496e-11 | 3.9762e-10 | -4.3109e-10 | 0 | 0 | 0 | 0 | 0 | 0 | 0.51101 | 0.9 | 0.53509 | 0.51101 | 0.9 | 0.53509 | -5.1411 | -111.6279 | 111.1217 | -5.1411 | -111.6279 | 111.1217
Line8_8_10 | 1.5717 | 0 | 0 | 1.5717 | 0 | 0 | 0.36297 | 0 | 0 | 0.36297 | 0 | 0 | 0.039523 | 1.0621e-08 | -1.1121e-08 | -1.388e-14 | 1.9767e-10 | 1.558e-10 | 0.04117 | -4.5274e-09 | -3.9734e-09 | 2.4642e-14 | 4.9178e-10 | -5.1595e-10 | -51.3102 | 0 | 0 | 128.6898 | 0 | 0 | 0.51101 | 0.9 | 0.53509 | 0.47295 | 0.9 | 0.48093 | -5.1411 | -111.6279 | 111.1217 | 0 | -109.5183 | 109.1816
Line9_3_11 | 0 | 0 | 0 | 0 | 0 | 0 | 0 | 0 | 0 | 0 | 0 | 0 | 3.0718e-09 | 8.5377e-09 | -1.4245e-08 | -2.3153e-09 | -7.2274e-09 | 1.2178e-08 | 1.3121e-08 | -1.0765e-08 | -1.5602e-09 | -1.1479e-08 | 9.2477e-09 | 1.2457e-09 | 0 | 0 | 0 | 0 | 0 | 0 | 0.80516 | 0.9 | 0.86241 | 0.80516 | 0.9 | 0.86241 | -5.1411 | -119.582 | 118.2494 | -5.1411 | -119.582 | 118.2494

## LG_min_fault_6
name | pf_ikss_a_from_ka | pf_ikss_b_from_ka | pf_ikss_c_from_ka | pf_ikss_a_to_ka | pf_ikss_b_to_ka | pf_ikss_c_to_ka | pf_skss_a_from_mw | pf_skss_b_from_mw | pf_skss_c_from_mw | pf_skss_a_to_mw | pf_skss_b_to_mw | pf_skss_c_to_mw | pf_p_a_from_mw | pf_p_b_from_mw | pf_p_c_from_mw | pf_p_a_to_mw | pf_p_b_to_mw | pf_p_c_to_mw | pf_q_a_from_mvar | pf_q_b_from_mvar | pf_q_c_from_mvar | pf_q_a_to_mvar | pf_q_b_to_mvar | pf_q_c_to_mvar | pf_ikss_a_from_degree | pf_ikss_b_from_degree | pf_ikss_c_from_degree | pf_ikss_a_to_degree | pf_ikss_b_to_degree | pf_ikss_c_to_degree | pf_vm_a_from_pu | pf_vm_b_from_pu | pf_vm_c_from_pu | pf_vm_a_to_pu | pf_vm_b_to_pu | pf_vm_c_to_pu | pf_va_a_from_degree | pf_va_b_from_degree | pf_va_c_from_degree | pf_va_a_to_degree | pf_va_b_to_degree | pf_va_c_to_degree
Line0_1_2 | 0.030461 | 0 | 0 | 0.030461 | 0 | 0 | 0.0070346 | 0 | 0 | 0.0070346 | 0 | 0 | 0.0047135 | 7.9552e-10 | -9.6894e-10 | -0.0046986 | -7.5105e-10 | 9.0538e-10 | 0.0047166 | -6.5837e-10 | -3.5946e-10 | -0.0047011 | 6.1026e-10 | 3.4403e-10 | 0 | 0 | 0 | 134.8844 | 0 | 0 | 0.94819 | 0.95 | 0.94937 | 0.94634 | 0.95 | 0.94757 | -0.096835 | -119.9962 | 119.9688 | -0.10054 | -119.9647 | 119.9367
Line10_11_12 | 0 | 0 | 0 | 0 | 0 | 0 | 0 | 0 | 0 | 0 | 0 | 0 | 6.6791e-11 | 1.3105e-10 | -2.487e-10 | -4.8346e-11 | -1.0725e-10 | 2.0646e-10 | 2.6152e-10 | -2.1127e-10 | -7.7082e-12 | -2.2351e-10 | 1.7628e-10 | 4.6228e-12 | 0 | 0 | 0 | 0 | 0 | 0 | 0.94819 | 0.95 | 0.94937 | 0.94819 | 0.95 | 0.94937 | -0.096835 | -119.9962 | 119.9688 | -0.096835 | -119.9962 | 119.9688
Line11_12_13 | 0 | 0 | 0 | 0 | 0 | 0 | 0 | 0 | 0 | 0 | 0 | 0 | 5.5659e-11 | 1.0921e-10 | -2.0725e-10 | -3.7214e-11 | -8.5413e-11 | 1.6501e-10 | 2.1793e-10 | -1.7606e-10 | -6.4235e-12 | -1.7993e-10 | 1.4107e-10 | 3.3381e-12 | 0 | 0 | 0 | 0 | 0 | 0 | 0.94819 | 0.95 | 0.94937 | 0.94819 | 0.95 | 0.94937 | -0.096835 | -119.9962 | 119.9688 | -0.096835 | -119.9962 | 119.9688
Line12_13_15 | 0 | 0 | 0 | 0 | 0 | 0 | 0 | 0 | 0 | 0 | 0 | 0 | 3.3395e-11 | 6.5523e-11 | -1.2435e-10 | -1.4951e-11 | -4.1731e-11 | 8.2113e-11 | 1.3076e-10 | -1.0564e-10 | -3.8541e-12 | -9.2754e-11 | 7.0644e-11 | 7.6872e-13 | 0 | 0 | 0 | 0 | 0 | 0 | 0.94819 | 0.95 | 0.94937 | 0.94819 | 0.95 | 0.94937 | -0.096835 | -119.9962 | 119.9688 | -0.096835 | -119.9962 | 119.9688
Line13_13_14 | 0 | 0 | 0 | 0 | 0 | 0 | 0 | 0 | 0 | 0 | 0 | 0 | 1.1132e-11 | 2.1841e-11 | -4.145e-11 | 7.313e-12 | 1.9511e-12 | -7.869e-13 | 4.3587e-11 | -3.5212e-11 | -1.2847e-12 | -5.5804e-12 | 2.1988e-13 | -1.8007e-12 | 0 | 0 | 0 | 0 | 0 | 0 | 0.94819 | 0.95 | 0.94937 | 0.94819 | 0.95 | 0.94937 | -0.096835 | -119.9962 | 119.9688 | -0.096835 | -119.9962 | 119.9688
Line14_15_16 | 0 | 0 | 0 | 0 | 0 | 0 | 0 | 0 | 0 | 0 | 0 | 0 | 2.2264e-11 | 4.3682e-11 | -8.29e-11 | -3.8188e-12 | -1.989e-11 | 4.0663e-11 | 8.7173e-11 | -7.0424e-11 | -2.5694e-12 | -4.9167e-11 | 3.5432e-11 | -5.1599e-13 | 0 | 0 | 0 | 0 | 0 | 0 | 0.94819 | 0.95 | 0.94937 | 0.94819 | 0.95 | 0.94937 | -0.096835 | -119.9962 | 119.9688 | -0.096835 | -119.9962 | 119.9688
Line15_16_17 | 0 | 0 | 0 | 0 | 0 | 0 | 0 | 0 | 0 | 0 | 0 | 0 | 1.1132e-11 | 2.1841e-11 | -4.145e-11 | 7.313e-12 | 1.9511e-12 | -7.869e-13 | 4.3587e-11 | -3.5212e-11 | -1.2847e-12 | -5.5804e-12 | 2.1988e-13 | -1.8007e-12 | 0 | 0 | 0 | 0 | 0 | 0 | 0.94819 | 0.95 | 0.94937 | 0.94819 | 0.95 | 0.94937 | -0.096835 | -119.9962 | 119.9688 | -0.096835 | -119.9962 | 119.9688
Line16_4_18 | 0 | 0 | 0 | 0 | 0 | 0 | 0 | 0 | 0 | 0 | 0 | 0 | 1.1132e-11 | 2.1841e-11 | -4.145e-11 | 7.313e-12 | 1.9511e-12 | -7.869e-13 | 4.3587e-11 | -3.5212e-11 | -1.2847e-12 | -5.5804e-12 | 2.1988e-13 | -1.8007e-12 | 0 | 0 | 0 | 0 | 0 | 0 | 0.94819 | 0.95 | 0.94937 | 0.94819 | 0.95 | 0.94937 | -0.096835 | -119.9962 | 119.9688 | -0.096835 | -119.9962 | 119.9688
Line17_5_19 | 0 | 0 | 0 | 0 | 0 | 0 | 0 | 0 | 0 | 0 | 0 | 0 | 1.1132e-11 | 2.1841e-11 | -4.145e-11 | 7.313e-12 | 1.9511e-12 | -7.869e-13 | 4.3587e-11 | -3.5212e-11 | -1.2847e-12 | -5.5804e-12 | 2.1988e-13 | -1.8007e-12 | 0 | 0 | 0 | 0 | 0 | 0 | 0.94819 | 0.95 | 0.94937 | 0.94819 | 0.95 | 0.94937 | -0.096835 | -119.9962 | 119.9688 | -0.096835 | -119.9962 | 119.9688
Line1_1_3 | 0 | 0 | 0 | 0 | 0 | 0 | 0 | 0 | 0 | 0 | 0 | 0 | 8.9054e-11 | 1.7473e-10 | -3.316e-10 | -7.0609e-11 | -1.5094e-10 | 2.8936e-10 | 3.4869e-10 | -2.817e-10 | -1.0278e-11 | -3.1069e-10 | 2.467e-10 | 7.1922e-12 | 0 | 0 | 0 | 0 | 0 | 0 | 0.94819 | 0.95 | 0.94937 | 0.94819 | 0.95 | 0.94937 | -0.096835 | -119.9962 | 119.9688 | -0.096835 | -119.9962 | 119.9688
Line2_1_4 | 0 | 0 | 0 | 0 | 0 | 0 | 0 | 0 | 0 | 0 | 0 | 0 | 2.2264e-11 | 4.3682e-11 | -8.29e-11 | -3.8188e-12 | -1.989e-11 | 4.0663e-11 | 8.7173e-11 | -7.0424e-11 | -2.5694e-12 | -4.9167e-11 | 3.5432e-11 | -5.1601e-13 | 0 | 0 | 0 | 0 | 0 | 0 | 0.94819 | 0.95 | 0.94937 | 0.94819 | 0.95 | 0.94937 | -0.096835 | -119.9962 | 119.9688 | -0.096835 | -119.9962 | 119.9688
Line3_1_5 | 0 | 0 | 0 | 0 | 0 | 0 | 0 | 0 | 0 | 0 | 0 | 0 | 2.2264e-11 | 4.3682e-11 | -8.29e-11 | -3.8188e-12 | -1.989e-11 | 4.0663e-11 | 8.7173e-11 | -7.0424e-11 | -2.5694e-12 | -4.9167e-11 | 3.5432e-11 | -5.1601e-13 | 0 | 0 | 0 | 0 | 0 | 0 | 0.94819 | 0.95 | 0.94937 | 0.94819 | 0.95 | 0.94937 | -0.096835 | -119.9962 | 119.9688 | -0.096835 | -119.9962 | 119.9688
Line4_2_6 | 0.030461 | 0 | 0 | 0.030461 | 0 | 0 | 0.0070346 | 0 | 0 | 0.0070346 | 0 | 0 | 0.0046986 | 7.5409e-10 | -9.0515e-10 | -0.0046838 | -6.6806e-10 | 7.9914e-10 | 0.0047011 | -6.0822e-10 | -3.4769e-10 | -0.0046856 | 5.3525e-10 | 3.0894e-10 | 0 | 0 | 0 | 134.8844 | 0 | 0 | 0.94634 | 0.95 | 0.94757 | 0.94449 | 0.95 | 0.94576 | -0.10054 | -119.9647 | 119.9367 | -0.10428 | -119.9331 | 119.9045
Line5_6_7 | 0.030461 | 0 | 0 | 0.030461 | 0 | 0 | 0.0070346 | 0 | 0 | 0.0070346 | 0 | 0 | 0.0046838 | 6.722e-10 | -7.9788e-10 | -0.0046689 | -5.4461e-10 | 6.4944e-10 | 0.0046856 | -5.3139e-10 | -3.1446e-10 | -0.0046702 | 4.3365e-10 | 2.5249e-10 | 0 | 0 | 0 | 134.8844 | 0 | 0 | 0.94449 | 0.95 | 0.94576 | 0.94265 | 0.95 | 0.94396 | -0.10428 | -119.9331 | 119.9045 | -0.10804 | -119.9016 | 119.8722
Line6_7_8 | 0.030461 | 0 | 0 | 0.030461 | 0 | 0 | 0.0070346 | 0 | 0 | 0.0070346 | 0 | 0 | 0.0046689 | 5.4983e-10 | -6.4716e-10 | -0.0046541 | -3.8069e-10 | 4.5627e-10 | 0.0046702 | -4.2797e-10 | -2.5986e-10 | -0.0046547 | 3.0556e-10 | 1.7476e-10 | 0 | 0 | 0 | 134.8844 | 0 | 0 | 0.94265 | 0.95 | 0.94396 | 0.9408 | 0.95 | 0.94216 | -0.10804 | -119.9016 | 119.8722 | -0.11182 | -119.87 | 119.84
Line7_8_9 | 0 | 0 | 0 | 0 | 0 | 0 | 0 | 0 | 0 | 0 | 0 | 0 | -2.6926e-11 | 1.8366e-10 | -2.1536e-10 | 4.903e-11 | 6.3037e-12 | 3.2952e-12 | 2.3494e-10 | -1.419e-10 | -8.7092e-11 | -6.3611e-12 | 7.4948e-12 | -9.2317e-12 | 0 | 0 | 0 | 0 | 0 | 0 | 0.9408 | 0.95 | 0.94216 | 0.9408 | 0.95 | 0.94216 | -0.11182 | -119.87 | 119.84 | -0.11182 | -119.87 | 119.84
Line8_8_10 | 0.030461 | 0 | 0 | 0.030461 | 0 | 0 | 0.0070346 | 0 | 0 | 0.0070346 | 0 | 0 | 0.0046541 | 2.0334e-10 | -2.3762e-10 | -0.0046392 | 7.385e-12 | 4.3089e-12 | 0.0046547 | -1.5616e-10 | -9.6901e-11 | -0.0046392 | 9.3135e-12 | -1.1089e-11 | -45.1156 | 0 | 0 | 134.8844 | 0 | 0 | 0.9408 | 0.95 | 0.94216 | 0.93896 | 0.95 | 0.94036 | -0.11182 | -119.87 | 119.84 | -0.11563 | -119.8384 | 119.8077
Line9_3_11 | 0 | 0 | 0 | 0 | 0 | 0 | 0 | 0 | 0 | 0 | 0 | 0 | 7.7922e-11 | 1.5289e-10 | -2.9015e-10 | -5.9478e-11 | -1.291e-10 | 2.4791e-10 | 3.0511e-10 | -2.4648e-10 | -8.9929e-12 | -2.671e-10 | 2.1149e-10 | 5.9075e-12 | 0 | 0 | 0 | 0 | 0 | 0 | 0.94819 | 0.95 | 0.94937 | 0.94819 | 0.95 | 0.94937 | -0.096835 | -119.9962 | 119.9688 | -0.096835 | -119.9962 | 119.9688

## LG_min_fault_10
name | pf_ikss_a_from_ka | pf_ikss_b_from_ka | pf_ikss_c_from_ka | pf_ikss_a_to_ka | pf_ikss_b_to_ka | pf_ikss_c_to_ka | pf_skss_a_from_mw | pf_skss_b_from_mw | pf_skss_c_from_mw | pf_skss_a_to_mw | pf_skss_b_to_mw | pf_skss_c_to_mw | pf_p_a_from_mw | pf_p_b_from_mw | pf_p_c_from_mw | pf_p_a_to_mw | pf_p_b_to_mw | pf_p_c_to_mw | pf_q_a_from_mvar | pf_q_b_from_mvar | pf_q_c_from_mvar | pf_q_a_to_mvar | pf_q_b_to_mvar | pf_q_c_to_mvar | pf_ikss_a_from_degree | pf_ikss_b_from_degree | pf_ikss_c_from_degree | pf_ikss_a_to_degree | pf_ikss_b_to_degree | pf_ikss_c_to_degree | pf_vm_a_from_pu | pf_vm_b_from_pu | pf_vm_c_from_pu | pf_vm_a_to_pu | pf_vm_b_to_pu | pf_vm_c_to_pu | pf_va_a_from_degree | pf_va_b_from_degree | pf_va_c_from_degree | pf_va_a_to_degree | pf_va_b_to_degree | pf_va_c_to_degree
Line0_1_2 | 0.028857 | 0 | 0 | 0.028857 | 0 | 0 | 0.0066643 | 0 | 0 | 0.0066643 | 0 | 0 | 0.0042304 | 7.1398e-10 | -8.6963e-10 | -0.004217 | -6.7407e-10 | 8.1259e-10 | 0.0042331 | -5.9089e-10 | -3.2262e-10 | -0.0042193 | 5.4771e-10 | 3.0877e-10 | 0 | 0 | 0 | 134.8844 | 0 | 0 | 0.89828 | 0.9 | 0.89941 | 0.89653 | 0.9 | 0.8977 | -0.096835 | -119.9962 | 119.9688 | -0.10054 | -119.9647 | 119.9367
Line10_11_12 | 0 | 0 | 0 | 0 | 0 | 0 | 0 | 0 | 0 | 0 | 0 | 0 | 5.9945e-11 | 1.1761e-10 | -2.2321e-10 | -4.3391e-11 | -9.6261e-11 | 1.853e-10 | 2.3472e-10 | -1.8962e-10 | -6.9182e-12 | -2.0061e-10 | 1.5821e-10 | 4.149e-12 | 0 | 0 | 0 | 0 | 0 | 0 | 0.89828 | 0.9 | 0.89941 | 0.89828 | 0.9 | 0.89941 | -0.096835 | -119.9962 | 119.9688 | -0.096835 | -119.9962 | 119.9688
Line11_12_13 | 0 | 0 | 0 | 0 | 0 | 0 | 0 | 0 | 0 | 0 | 0 | 0 | 4.9954e-11 | 9.8012e-11 | -1.8601e-10 | -3.34e-11 | -7.6659e-11 | 1.481e-10 | 1.956e-10 | -1.5801e-10 | -5.7652e-12 | -1.6149e-10 | 1.2661e-10 | 2.996e-12 | 0 | 0 | 0 | 0 | 0 | 0 | 0.89828 | 0.9 | 0.89941 | 0.89828 | 0.9 | 0.89941 | -0.096835 | -119.9962 | 119.9688 | -0.096835 | -119.9962 | 119.9688
Line12_13_15 | 0 | 0 | 0 | 0 | 0 | 0 | 0 | 0 | 0 | 0 | 0 | 0 | 2.9972e-11 | 5.8807e-11 | -1.1161e-10 | -1.3418e-11 | -3.7454e-11 | 7.3697e-11 | 1.1736e-10 | -9.4809e-11 | -3.4591e-12 | -8.3247e-11 | 6.3403e-11 | 6.8993e-13 | 0 | 0 | 0 | 0 | 0 | 0 | 0.89828 | 0.9 | 0.89941 | 0.89828 | 0.9 | 0.89941 | -0.096835 | -119.9962 | 119.9688 | -0.096835 | -119.9962 | 119.9688
Line13_13_14 | 0 | 0 | 0 | 0 | 0 | 0 | 0 | 0 | 0 | 0 | 0 | 0 | 9.9908e-12 | 1.9602e-11 | -3.7202e-11 | 6.5635e-12 | 1.7512e-12 | -7.0625e-13 | 3.9119e-11 | -3.1603e-11 | -1.153e-12 | -5.0084e-12 | 1.9735e-13 | -1.6161e-12 | 0 | 0 | 0 | 0 | 0 | 0 | 0.89828 | 0.9 | 0.89941 | 0.89828 | 0.9 | 0.89941 | -0.096835 | -119.9962 | 119.9688 | -0.096835 | -119.9962 | 119.9688
Line14_15_16 | 0 | 0 | 0 | 0 | 0 | 0 | 0 | 0 | 0 | 0 | 0 | 0 | 1.9982e-11 | 3.9205e-11 | -7.4403e-11 | -3.4274e-12 | -1.7851e-11 | 3.6495e-11 | 7.8239e-11 | -6.3206e-11 | -2.3061e-12 | -4.4128e-11 | 3.18e-11 | -4.631e-13 | 0 | 0 | 0 | 0 | 0 | 0 | 0.89828 | 0.9 | 0.89941 | 0.89828 | 0.9 | 0.89941 | -0.096835 | -119.9962 | 119.9688 | -0.096835 | -119.9962 | 119.9688
Line15_16_17 | 0 | 0 | 0 | 0 | 0 | 0 | 0 | 0 | 0 | 0 | 0 | 0 | 9.9908e-12 | 1.9602e-11 | -3.7202e-11 | 6.5635e-12 | 1.7512e-12 | -7.0625e-13 | 3.9119e-11 | -3.1603e-11 | -1.153e-12 | -5.0084e-12 | 1.9735e-13 | -1.6161e-12 | 0 | 0 | 0 | 0 | 0 | 0 | 0.89828 | 0.9 | 0.89941 | 0.89828 | 0.9 | 0.89941 | -0.096835 | -119.9962 | 119.9688 | -0.096835 | -119.9962 | 119.9688
Line16_4_18 | 0 | 0 | 0 | 0 | 0 | 0 | 0 | 0 | 0 | 0 | 0 | 0 | 9.9908e-12 | 1.9602e-11 | -3.7202e-11 | 6.5635e-12 | 1.7512e-12 | -7.0625e-13 | 3.9119e-11 | -3.1603e-11 | -1.153e-12 | -5.0084e-12 | 1.9735e-13 | -1.6161e-12 | 0 | 0 | 0 | 0 | 0 | 0 | 0.89828 | 0.9 | 0.89941 | 0.89828 | 0.9 | 0.89941 | -0.096835 | -119.9962 | 119.9688 | -0.096835 | -119.9962 | 119.9688
Line17_5_19 | 0 | 0 | 0 | 0 | 0 | 0 | 0 | 0 | 0 | 0 | 0 | 0 | 9.9908e-12 | 1.9602e-11 | -3.7202e-11 | 6.5635e-12 | 1.7512e-12 | -7.0625e-13 | 3.9119e-11 | -3.1603e-11 | -1.153e-12 | -5.0084e-12 | 1.9735e-13 | -1.6161e-12 | 0 | 0 | 0 | 0 | 0 | 0 | 0.89828 | 0.9 | 0.89941 | 0.89828 | 0.9 | 0.89941 | -0.096835 | -119.9962 | 119.9688 | -0.096835 | -119.9962 | 119.9688
Line1_1_3 | 0 | 0 | 0 | 0 | 0 | 0 | 0 | 0 | 0 | 0 | 0 | 0 | 7.9927e-11 | 1.5682e-10 | -2.9761e-10 | -6.3372e-11 | -1.3547e-10 | 2.5971e-10 | 3.1296e-10 | -2.5282e-10 | -9.2242e-12 | -2.7884e-10 | 2.2142e-10 | 6.4551e-12 | 0 | 0 | 0 | 0 | 0 | 0 | 0.89828 | 0.9 | 0.89941 | 0.89828 | 0.9 | 0.89941 | -0.096835 | -119.9962 | 119.9688 | -0.096835 | -119.9962 | 119.9688
Line2_1_4 | 0 | 0 | 0 | 0 | 0 | 0 | 0 | 0 | 0 | 0 | 0 | 0 | 1.9982e-11 | 3.9205e-11 | -7.4403e-11 | -3.4274e-12 | -1.7851e-11 | 3.6495e-11 | 7.8239e-11 | -6.3206e-11 | -2.306e-12 | -4.4128e-11 | 3.18e-11 | -4.6312e-13 | 0 | 0 | 0 | 0 | 0 | 0 | 0.89828 | 0.9 | 0.89941 | 0.89828 | 0.9 | 0.89941 | -0.096835 | -119.9962 | 119.9688 | -0.096835 | -119.9962 | 119.9688
Line3_1_5 | 0 | 0 | 0 | 0 | 0 | 0 | 0 | 0 | 0 | 0 | 0 | 0 | 1.9982e-11 | 3.9205e-11 | -7.4403e-11 | -3.4274e-12 | -1.7851e-11 | 3.6495e-11 | 7.8239e-11 | -6.3206e-11 | -2.306e-12 | -4.4128e-11 | 3.18e-11 | -4.6312e-13 | 0 | 0 | 0 | 0 | 0 | 0 | 0.89828 | 0.9 | 0.89941 | 0.89828 | 0.9 | 0.89941 | -0.096835 | -119.9962 | 119.9688 | -0.096835 | -119.9962 | 119.9688
Line4_2_6 | 0.028857 | 0 | 0 | 0.028857 | 0 | 0 | 0.0066643 | 0 | 0 | 0.0066643 | 0 | 0 | 0.004217 | 6.768e-10 | -8.1237e-10 | -0.0042037 | -5.9959e-10 | 7.1724e-10 | 0.0042193 | -5.4588e-10 | -3.1205e-10 | -0.0042054 | 4.8039e-10 | 2.7728e-10 | 0 | 0 | 0 | 134.8844 | 0 | 0 | 0.89653 | 0.9 | 0.8977 | 0.89478 | 0.9 | 0.89599 | -0.10054 | -119.9647 | 119.9367 | -0.10428 | -119.9331 | 119.9045
Line5_6_7 | 0.028857 | 0 | 0 | 0.028857 | 0 | 0 | 0.0066643 | 0 | 0 | 0.0066643 | 0 | 0 | 0.0042037 | 6.033e-10 | -7.1611e-10 | -0.0041904 | -4.8879e-10 | 5.8288e-10 | 0.0042054 | -4.7693e-10 | -2.8223e-10 | -0.0041915 | 3.892e-10 | 2.2661e-10 | 0 | 0 | 0 | 134.8844 | 0 | 0 | 0.89478 | 0.9 | 0.89599 | 0.89303 | 0.9 | 0.89428 | -0.10428 | -119.9331 | 119.9045 | -0.10804 | -119.9016 | 119.8722
Line6_7_8 | 0.028857 | 0 | 0 | 0.028857 | 0 | 0 | 0.0066643 | 0 | 0 | 0.0066643 | 0 | 0 | 0.0041904 | 4.9348e-10 | -5.8083e-10 | -0.0041771 | -3.4167e-10 | 4.0951e-10 | 0.0041915 | -3.8411e-10 | -2.3323e-10 | -0.0041776 | 2.7424e-10 | 1.5685e-10 | 0 | 0 | 0 | 134.8844 | 0 | 0 | 0.89303 | 0.9 | 0.89428 | 0.89129 | 0.9 | 0.89257 | -0.10804 | -119.9016 | 119.8722 | -0.11182 | -119.87 | 119.84
Line7_8_9 | 0 | 0 | 0 | 0 | 0 | 0 | 0 | 0 | 0 | 0 | 0 | 0 | -2.4166e-11 | 1.6483e-10 | -1.9329e-10 | 4.4004e-11 | 5.6576e-12 | 2.9574e-12 | 2.1086e-10 | -1.2736e-10 | -7.8166e-11 | -5.7091e-12 | 6.7266e-12 | -8.2855e-12 | 0 | 0 | 0 | 0 | 0 | 0 | 0.89129 | 0.9 | 0.89257 | 0.89129 | 0.9 | 0.89257 | -0.11182 | -119.87 | 119.84 | -0.11182 | -119.87 | 119.84
Line8_8_10 | 0.028857 | 0 | 0 | 0.028857 | 0 | 0 | 0.0066643 | 0 | 0 | 0.0066643 | 0 | 0 | 0.0041771 | 1.8249e-10 | -2.1326e-10 | -0.0041637 | 6.6281e-12 | 3.8673e-12 | 0.0041776 | -1.4016e-10 | -8.6969e-11 | -0.0041637 | 8.3589e-12 | -9.9529e-12 | -45.1156 | 0 | 0 | 134.8844 | 0 | 0 | 0.89129 | 0.9 | 0.89257 | 0.88954 | 0.9 | 0.89086 | -0.11182 | -119.87 | 119.84 | -0.11563 | -119.8384 | 119.8077
Line9_3_11 | 0 | 0 | 0 | 0 | 0 | 0 | 0 | 0 | 0 | 0 | 0 | 0 | 6.9936e-11 | 1.3722e-10 | -2.6041e-10 | -5.3382e-11 | -1.1586e-10 | 2.225e-10 | 2.7384e-10 | -2.2122e-10 | -8.0712e-12 | -2.3972e-10 | 1.8982e-10 | 5.3021e-12 | 0 | 0 | 0 | 0 | 0 | 0 | 0.89828 | 0.9 | 0.89941 | 0.89828 | 0.9 | 0.89941 | -0.096835 | -119.9962 | 119.9688 | -0.096835 | -119.9962 | 119.9688

## LLG_max_6
name | pf_ikss_a_from_ka | pf_ikss_b_from_ka | pf_ikss_c_from_ka | pf_ikss_a_to_ka | pf_ikss_b_to_ka | pf_ikss_c_to_ka | pf_skss_a_from_mw | pf_skss_b_from_mw | pf_skss_c_from_mw | pf_skss_a_to_mw | pf_skss_b_to_mw | pf_skss_c_to_mw | pf_p_a_from_mw | pf_p_b_from_mw | pf_p_c_from_mw | pf_p_a_to_mw | pf_p_b_to_mw | pf_p_c_to_mw | pf_q_a_from_mvar | pf_q_b_from_mvar | pf_q_c_from_mvar | pf_q_a_to_mvar | pf_q_b_to_mvar | pf_q_c_to_mvar | pf_ikss_a_from_degree | pf_ikss_b_from_degree | pf_ikss_c_from_degree | pf_ikss_a_to_degree | pf_ikss_b_to_degree | pf_ikss_c_to_degree | pf_vm_a_from_pu | pf_vm_b_from_pu | pf_vm_c_from_pu | pf_vm_a_to_pu | pf_vm_b_to_pu | pf_vm_c_to_pu | pf_va_a_from_degree | pf_va_b_from_degree | pf_va_c_from_degree | pf_va_a_to_degree | pf_va_b_to_degree | pf_va_c_to_degree
Line0_1_2 | 0 | 2.0956 | 2.052 | 0 | 2.0956 | 2.052 | 0 | 0.48395 | 0.47388 | 0 | 0.48395 | 0.47388 | -5.4835e-09 | 0.11736 | 0.2516 | 4.8049e-09 | -0.093885 | -0.20128 | -8.3401e-08 | 0.41193 | 0.32598 | 7.4367e-08 | -0.32955 | -0.26079 | 0 | 0 | 0 | 0 | -17.3913 | -115.85 | 0.95656 | 0.87799 | 0.93055 | 0.84785 | 0.70239 | 0.82574 | -1.4836 | -123.2932 | 116.4882 | -1.4382 | -123.2932 | 116.4882
Line10_11_12 | 0 | 0 | 0 | 0 | 0 | 0 | 0 | 0 | 0 | 0 | 0 | 0 | -3.4781e-09 | -1.9076e-08 | 1.5066e-08 | 3.0462e-09 | 1.6426e-08 | -1.1985e-08 | -2.2346e-08 | 1.3708e-08 | 8.5235e-09 | 1.8521e-08 | -1.1619e-08 | -7.3079e-09 | 0 | 0 | 0 | 0 | 0 | 0 | 0.95656 | 0.87799 | 0.93055 | 0.95656 | 0.87799 | 0.93055 | -1.4836 | -123.2932 | 116.4882 | -1.4836 | -123.2932 | 116.4882
Line11_12_13 | 0 | 0 | 0 | 0 | 0 | 0 | 0 | 0 | 0 | 0 | 0 | 0 | -2.8985e-09 | -1.5896e-08 | 1.2555e-08 | 2.4665e-09 | 1.3247e-08 | -9.4735e-09 | -1.8622e-08 | 1.1424e-08 | 7.1029e-09 | 1.4797e-08 | -9.3346e-09 | -5.8873e-09 | 0 | 0 | 0 | 0 | 0 | 0 | 0.95656 | 0.87799 | 0.93055 | 0.95656 | 0.87799 | 0.93055 | -1.4836 | -123.2932 | 116.4882 | -1.4836 | -123.2932 | 116.4882
Line12_13_15 | 0 | 0 | 0 | 0 | 0 | 0 | 0 | 0 | 0 | 0 | 0 | 0 | -1.7391e-09 | -9.5378e-09 | 7.533e-09 | 1.3071e-09 | 6.8882e-09 | -4.4515e-09 | -1.1173e-08 | 6.8541e-09 | 4.2618e-09 | 7.3482e-09 | -4.7652e-09 | -3.0461e-09 | 0 | 0 | 0 | 0 | 0 | 0 | 0.95656 | 0.87799 | 0.93055 | 0.95656 | 0.87799 | 0.93055 | -1.4836 | -123.2932 | 116.4882 | -1.4836 | -123.2932 | 116.4882
Line13_13_14 | 0 | 0 | 0 | 0 | 0 | 0 | 0 | 0 | 0 | 0 | 0 | 0 | -5.7969e-10 | -3.1793e-09 | 2.511e-09 | 1.4775e-10 | 5.2964e-10 | 5.7055e-10 | -3.7244e-09 | 2.2847e-09 | 1.4206e-09 | -1.0065e-10 | -1.9574e-10 | -2.0492e-10 | 0 | 0 | 0 | 0 | 0 | 0 | 0.95656 | 0.87799 | 0.93055 | 0.95656 | 0.87799 | 0.93055 | -1.4836 | -123.2932 | 116.4882 | -1.4836 | -123.2932 | 116.4882
Line14_15_16 | 0 | 0 | 0 | 0 | 0 | 0 | 0 | 0 | 0 | 0 | 0 | 0 | -1.1594e-09 | -6.3585e-09 | 5.022e-09 | 7.2744e-10 | 3.7089e-09 | -1.9405e-09 | -7.4488e-09 | 4.5694e-09 | 2.8412e-09 | 3.6238e-09 | -2.4805e-09 | -1.6255e-09 | 0 | 0 | 0 | 0 | 0 | 0 | 0.95656 | 0.87799 | 0.93055 | 0.95656 | 0.87799 | 0.93055 | -1.4836 | -123.2932 | 116.4882 | -1.4836 | -123.2932 | 116.4882
Line15_16_17 | 0 | 0 | 0 | 0 | 0 | 0 | 0 | 0 | 0 | 0 | 0 | 0 | -5.7969e-10 | -3.1793e-09 | 2.511e-09 | 1.4775e-10 | 5.2964e-10 | 5.7055e-10 | -3.7244e-09 | 2.2847e-09 | 1.4206e-09 | -1.0065e-10 | -1.9574e-10 | -2.0492e-10 | 0 | 0 | 0 | 0 | 0 | 0 | 0.95656 | 0.87799 | 0.93055 | 0.95656 | 0.87799 | 0.93055 | -1.4836 | -123.2932 | 116.4882 | -1.4836 | -123.2932 | 116.4882
Line16_4_18 | 0 | 0 | 0 | 0 | 0 | 0 | 0 | 0 | 0 | 0 | 0 | 0 | -5.7969e-10 | -3.1793e-09 | 2.511e-09 | 1.4775e-10 | 5.2964e-10 | 5.7055e-10 | -3.7244e-09 | 2.2847e-09 | 1.4206e-09 | -1.0065e-10 | -1.9574e-10 | -2.0492e-10 | 0 | 0 | 0 | 0 | 0 | 0 | 0.95656 | 0.87799 | 0.93055 | 0.95656 | 0.87799 | 0.93055 | -1.4836 | -123.2932 | 116.4882 | -1.4836 | -123.2932 | 116.4882
Line17_5_19 | 0 | 0 | 0 | 0 | 0 | 0 | 0 | 0 | 0 | 0 | 0 | 0 | -5.7969e-10 | -3.1793e-09 | 2.511e-09 | 1.4775e-10 | 5.2964e-10 | 5.7055e-10 | -3.7244e-09 | 2.2847e-09 | 1.4206e-09 | -1.0065e-10 | -1.9574e-10 | -2.0492e-10 | 0 | 0 | 0 | 0 | 0 | 0 | 0.95656 | 0.87799 | 0.93055 | 0.95656 | 0.87799 | 0.93055 | -1.4836 | -123.2932 | 116.4882 | -1.4836 | -123.2932 | 116.4882
Line1_1_3 | 0 | 0 | 0 | 0 | 0 | 0 | 0 | 0 | 0 | 0 | 0 | 0 | -4.6375e-09 | -2.5434e-08 | 2.0088e-08 | 4.2056e-09 | 2.2784e-08 | -1.7007e-08 | -2.9795e-08 | 1.8278e-08 | 1.1365e-08 | 2.597e-08 | -1.6189e-08 | -1.0149e-08 | 0 | 0 | 0 | 0 | 0 | 0 | 0.95656 | 0.87799 | 0.93055 | 0.95656 | 0.87799 | 0.93055 | -1.4836 | -123.2932 | 116.4882 | -1.4836 | -123.2932 | 116.4882
Line2_1_4 | 0 | 0 | 0 | 0 | 0 | 0 | 0 | 0 | 0 | 0 | 0 | 0 | -1.1594e-09 | -6.3585e-09 | 5.022e-09 | 7.2744e-10 | 3.7089e-09 | -1.9405e-09 | -7.4488e-09 | 4.5694e-09 | 2.8412e-09 | 3.6238e-09 | -2.4805e-09 | -1.6255e-09 | 0 | 0 | 0 | 0 | 0 | 0 | 0.95656 | 0.87799 | 0.93055 | 0.95656 | 0.87799 | 0.93055 | -1.4836 | -123.2932 | 116.4882 | -1.4836 | -123.2932 | 116.4882
Line3_1_5 | 0 | 0 | 0 | 0 | 0 | 0 | 0 | 0 | 0 | 0 | 0 | 0 | -1.1594e-09 | -6.3585e-09 | 5.022e-09 | 7.2744e-10 | 3.7089e-09 | -1.9405e-09 | -7.4488e-09 | 4.5694e-09 | 2.8412e-09 | 3.6238e-09 | -2.4805e-09 | -1.6255e-09 | 0 | 0 | 0 | 0 | 0 | 0 | 0.95656 | 0.87799 | 0.93055 | 0.95656 | 0.87799 | 0.93055 | -1.4836 | -123.2932 | 116.4882 | -1.4836 | -123.2932 | 116.4882
Line4_2_6 | 0 | 2.0956 | 2.052 | 0 | 2.0956 | 2.052 | 0 | 0.48395 | 0.47388 | 0 | 0.48395 | 0.47388 | -4.5087e-09 | 0.093885 | 0.20128 | 3.9515e-09 | -0.070414 | -0.15096 | -7.4461e-08 | 0.32955 | 0.26079 | 6.2536e-08 | -0.24716 | -0.19559 | 0 | 0 | 0 | 0 | -17.3913 | -115.85 | 0.84785 | 0.70239 | 0.82574 | 0.74171 | 0.52679 | 0.72393 | -1.4382 | -123.2932 | 116.4882 | -1.3884 | -123.2932 | 116.4882
Line5_6_7 | 0 | 2.0956 | 2.052 | 0 | 2.0956 | 2.052 | 0 | 0.48395 | 0.47388 | 0 | 0.48395 | 0.47388 | -3.5207e-09 | 0.070414 | 0.15096 | 3.0918e-09 | -0.046943 | -0.10064 | -6.2622e-08 | 0.24716 | 0.19559 | 4.8287e-08 | -0.16477 | -0.13039 | 0 | 0 | 0 | 0 | -17.3913 | -115.85 | 0.74171 | 0.52679 | 0.72393 | 0.63943 | 0.35119 | 0.6266 | -1.3884 | -123.2932 | 116.4882 | -1.3337 | -123.2932 | 116.4882
Line6_7_8 | 0 | 2.0956 | 2.052 | 0 | 2.0956 | 2.052 | 0 | 0.48395 | 0.47388 | 0 | 0.48395 | 0.47388 | -2.5406e-09 | 0.046943 | 0.10064 | 2.247e-09 | -0.023471 | -0.05032 | -4.8365e-08 | 0.16477 | 0.13039 | 3.2099e-08 | -0.082386 | -0.065197 | 0 | 0 | 0 | 0 | -17.3913 | -115.85 | 0.63943 | 0.35119 | 0.6266 | 0.54319 | 0.1756 | 0.53619 | -1.3337 | -123.2932 | 116.4882 | -1.2733 | -123.2932 | 116.4882
Line7_8_9 | 0 | 0 | 0 | 0 | 0 | 0 | 0 | 0 | 0 | 0 | 0 | 0 | -7.4401e-10 | -3.3224e-09 | 2.2862e-09 | 6.5762e-10 | 5.6548e-10 | 5.571e-10 | -1.532e-08 | 1.7848e-09 | 1.5173e-09 | -7.1432e-11 | -3.9149e-11 | -4.0985e-11 | 0 | 0 | 0 | 0 | 0 | 0 | 0.54319 | 0.1756 | 0.53619 | 0.54319 | 0.1756 | 0.53619 | -1.2733 | -123.2932 | 116.4882 | -1.2733 | -123.2932 | 116.4882
Line8_8_10 | 0 | 2.0956 | 2.052 | 0 | 2.0956 | 2.052 | 0 | 0.48395 | 0.47388 | 0 | 0.48395 | 0.47388 | -8.454e-10 | 0.023471 | 0.05032 | 7.5006e-10 | 1.7248e-14 | 6.8608e-15 | -1.6851e-08 | 0.082386 | 0.065197 | -6.4128e-11 | 1.396e-14 | 1.2386e-14 | 0 | 162.6087 | 64.15 | 0 | -17.3913 | -115.85 | 0.54319 | 0.1756 | 0.53619 | 0.45682 | 0 | 0.45682 | -1.2733 | -123.2932 | 116.4882 | -1.2063 | 0 | 0
Line9_3_11 | 0 | 0 | 0 | 0 | 0 | 0 | 0 | 0 | 0 | 0 | 0 | 0 | -4.0578e-09 | -2.2255e-08 | 1.7577e-08 | 3.6259e-09 | 1.9605e-08 | -1.4496e-08 | -2.6071e-08 | 1.5993e-08 | 9.9441e-09 | 2.2246e-08 | -1.3904e-08 | -8.7284e-09 | 0 | 0 | 0 | 0 | 0 | 0 | 0.95656 | 0.87799 | 0.93055 | 0.95656 | 0.87799 | 0.93055 | -1.4836 | -123.2932 | 116.4882 | -1.4836 | -123.2932 | 116.4882

## LLG_max_10
name | pf_ikss_a_from_ka | pf_ikss_b_from_ka | pf_ikss_c_from_ka | pf_ikss_a_to_ka | pf_ikss_b_to_ka | pf_ikss_c_to_ka | pf_skss_a_from_mw | pf_skss_b_from_mw | pf_skss_c_from_mw | pf_skss_a_to_mw | pf_skss_b_to_mw | pf_skss_c_to_mw | pf_p_a_from_mw | pf_p_b_from_mw | pf_p_c_from_mw | pf_p_a_to_mw | pf_p_b_to_mw | pf_p_c_to_mw | pf_q_a_from_mvar | pf_q_b_from_mvar | pf_q_c_from_mvar | pf_q_a_to_mvar | pf_q_b_to_mvar | pf_q_c_to_mvar | pf_ikss_a_from_degree | pf_ikss_b_from_degree | pf_ikss_c_from_degree | pf_ikss_a_to_degree | pf_ikss_b_to_degree | pf_ikss_c_to_degree | pf_vm_a_from_pu | pf_vm_b_from_pu | pf_vm_c_from_pu | pf_vm_a_to_pu | pf_vm_b_to_pu | pf_vm_c_to_pu | pf_va_a_from_degree | pf_va_b_from_degree | pf_va_c_from_degree | pf_va_a_to_degree | pf_va_b_to_degree | pf_va_c_to_degree
Line0_1_2 | 0 | 2.1791 | 2.132 | 0 | 2.1791 | 2.132 | 0 | 0.50325 | 0.49237 | 0 | 0.50325 | 0.49237 | -6.0739e-09 | 0.12697 | 0.27168 | 5.3135e-09 | -0.10157 | -0.21735 | -9.1805e-08 | 0.44541 | 0.35189 | 8.1772e-08 | -0.35633 | -0.28152 | 0 | 0 | 0 | 0 | -17.514 | -115.9764 | 0.99819 | 0.91265 | 0.97003 | 0.88519 | 0.73012 | 0.86125 | -1.5403 | -123.4246 | 116.3533 | -1.4934 | -123.4246 | 116.3533
Line10_11_12 | 0 | 0 | 0 | 0 | 0 | 0 | 0 | 0 | 0 | 0 | 0 | 0 | -3.94e-09 | -2.1573e-08 | 1.7034e-08 | 3.4518e-09 | 1.8577e-08 | -1.355e-08 | -2.5427e-08 | 1.5518e-08 | 9.6212e-09 | 2.1075e-08 | -1.3154e-08 | -8.2493e-09 | 0 | 0 | 0 | 0 | 0 | 0 | 0.99819 | 0.91265 | 0.97003 | 0.99819 | 0.91265 | 0.97003 | -1.5403 | -123.4246 | 116.3533 | -1.5403 | -123.4246 | 116.3533
Line11_12_13 | 0 | 0 | 0 | 0 | 0 | 0 | 0 | 0 | 0 | 0 | 0 | 0 | -3.2834e-09 | -1.7977e-08 | 1.4195e-08 | 2.7951e-09 | 1.4982e-08 | -1.0711e-08 | -2.1189e-08 | 1.2932e-08 | 8.0176e-09 | 1.6837e-08 | -1.0567e-08 | -6.6458e-09 | 0 | 0 | 0 | 0 | 0 | 0 | 0.99819 | 0.91265 | 0.97003 | 0.99819 | 0.91265 | 0.97003 | -1.5403 | -123.4246 | 116.3533 | -1.5403 | -123.4246 | 116.3533
Line12_13_15 | 0 | 0 | 0 | 0 | 0 | 0 | 0 | 0 | 0 | 0 | 0 | 0 | -1.97e-09 | -1.0786e-08 | 8.5168e-09 | 1.4818e-09 | 7.7907e-09 | -5.0327e-09 | -1.2714e-08 | 7.7592e-09 | 4.8106e-09 | 8.3613e-09 | -5.3945e-09 | -3.4387e-09 | 0 | 0 | 0 | 0 | 0 | 0 | 0.99819 | 0.91265 | 0.97003 | 0.99819 | 0.91265 | 0.97003 | -1.5403 | -123.4246 | 116.3533 | -1.5403 | -123.4246 | 116.3533
Line13_13_14 | 0 | 0 | 0 | 0 | 0 | 0 | 0 | 0 | 0 | 0 | 0 | 0 | -6.5667e-10 | -3.5955e-09 | 2.8389e-09 | 1.6842e-10 | 5.997e-10 | 6.4511e-10 | -4.2379e-09 | 2.5864e-09 | 1.6035e-09 | -1.145e-10 | -2.2173e-10 | -2.3163e-10 | 0 | 0 | 0 | 0 | 0 | 0 | 0.99819 | 0.91265 | 0.97003 | 0.99819 | 0.91265 | 0.97003 | -1.5403 | -123.4246 | 116.3533 | -1.5403 | -123.4246 | 116.3533
Line14_15_16 | 0 | 0 | 0 | 0 | 0 | 0 | 0 | 0 | 0 | 0 | 0 | 0 | -1.3133e-09 | -7.191e-09 | 5.6778e-09 | 8.2509e-10 | 4.1952e-09 | -2.1938e-09 | -8.4758e-09 | 5.1728e-09 | 3.2071e-09 | 4.1234e-09 | -2.8081e-09 | -1.8352e-09 | 0 | 0 | 0 | 0 | 0 | 0 | 0.99819 | 0.91265 | 0.97003 | 0.99819 | 0.91265 | 0.97003 | -1.5403 | -123.4246 | 116.3533 | -1.5403 | -123.4246 | 116.3533
Line15_16_17 | 0 | 0 | 0 | 0 | 0 | 0 | 0 | 0 | 0 | 0 | 0 | 0 | -6.5667e-10 | -3.5955e-09 | 2.8389e-09 | 1.6842e-10 | 5.997e-10 | 6.4511e-10 | -4.2379e-09 | 2.5864e-09 | 1.6035e-09 | -1.145e-10 | -2.2173e-10 | -2.3163e-10 | 0 | 0 | 0 | 0 | 0 | 0 | 0.99819 | 0.91265 | 0.97003 | 0.99819 | 0.91265 | 0.97003 | -1.5403 | -123.4246 | 116.3533 | -1.5403 | -123.4246 | 116.3533
Line16_4_18 | 0 | 0 | 0 | 0 | 0 | 0 | 0 | 0 | 0 | 0 | 0 | 0 | -6.5667e-10 | -3.5955e-09 | 2.8389e-09 | 1.6842e-10 | 5.997e-10 | 6.4511e-10 | -4.2379e-09 | 2.5864e-09 | 1.6035e-09 | -1.145e-10 | -2.2173e-10 | -2.3163e-10 | 0 | 0 | 0 | 0 | 0 | 0 | 0.99819 | 0.91265 | 0.97003 | 0.99819 | 0.91265 | 0.97003 | -1.5403 | -123.4246 | 116.3533 | -1.5403 | -123.4246 | 116.3533
Line17_5_19 | 0 | 0 | 0 | 0 | 0 | 0 | 0 | 0 | 0 | 0 | 0 | 0 | -6.5667e-10 | -3.5955e-09 | 2.8389e-09 | 1.6842e-10 | 5.997e-10 | 6.4511e-10 | -4.2379e-09 | 2.5864e-09 | 1.6035e-09 | -1.145e-10 | -2.2173e-10 | -2.3163e-10 | 0 | 0 | 0 | 0 | 0 | 0 | 0.99819 | 0.91265 | 0.97003 | 0.99819 | 0.91265 | 0.97003 | -1.5403 | -123.4246 | 116.3533 | -1.5403 | -123.4246 | 116.3533
Line1_1_3 | 0 | 0 | 0 | 0 | 0 | 0 | 0 | 0 | 0 | 0 | 0 | 0 | -5.2534e-09 | -2.8764e-08 | 2.2711e-08 | 4.7651e-09 | 2.5768e-08 | -1.9227e-08 | -3.3903e-08 | 2.0691e-08 | 1.2828e-08 | 2.9551e-08 | -1.8326e-08 | -1.1456e-08 | 0 | 0 | 0 | 0 | 0 | 0 | 0.99819 | 0.91265 | 0.97003 | 0.99819 | 0.91265 | 0.97003 | -1.5403 | -123.4246 | 116.3533 | -1.5403 | -123.4246 | 116.3533
Line2_1_4 | 0 | 0 | 0 | 0 | 0 | 0 | 0 | 0 | 0 | 0 | 0 | 0 | -1.3133e-09 | -7.191e-09 | 5.6778e-09 | 8.2509e-10 | 4.1952e-09 | -2.1938e-09 | -8.4758e-09 | 5.1728e-09 | 3.2071e-09 | 4.1234e-09 | -2.8081e-09 | -1.8352e-09 | 0 | 0 | 0 | 0 | 0 | 0 | 0.99819 | 0.91265 | 0.97003 | 0.99819 | 0.91265 | 0.97003 | -1.5403 | -123.4246 | 116.3533 | -1.5403 | -123.4246 | 116.3533
Line3_1_5 | 0 | 0 | 0 | 0 | 0 | 0 | 0 | 0 | 0 | 0 | 0 | 0 | -1.3133e-09 | -7.191e-09 | 5.6778e-09 | 8.2509e-10 | 4.1952e-09 | -2.1938e-09 | -8.4758e-09 | 5.1728e-09 | 3.2071e-09 | 4.1234e-09 | -2.8081e-09 | -1.8352e-09 | 0 | 0 | 0 | 0 | 0 | 0 | 0.99819 | 0.91265 | 0.97003 | 0.99819 | 0.91265 | 0.97003 | -1.5403 | -123.4246 | 116.3533 | -1.5403 | -123.4246 | 116.3533
Line4_2_6 | 0 | 2.1791 | 2.132 | 0 | 2.1791 | 2.132 | 0 | 0.50325 | 0.49237 | 0 | 0.50325 | 0.49237 | -4.9839e-09 | 0.10157 | 0.21735 | 4.3602e-09 | -0.07618 | -0.16301 | -8.1878e-08 | 0.35633 | 0.28152 | 6.8714e-08 | -0.26724 | -0.21114 | 0 | 0 | 0 | 0 | -17.514 | -115.9764 | 0.88519 | 0.73012 | 0.86125 | 0.77487 | 0.54759 | 0.75563 | -1.4934 | -123.4246 | 116.3533 | -1.442 | -123.4246 | 116.3533
Line5_6_7 | 0 | 2.1791 | 2.132 | 0 | 2.1791 | 2.132 | 0 | 0.50325 | 0.49237 | 0 | 0.50325 | 0.49237 | -3.8846e-09 | 0.07618 | 0.16301 | 3.4053e-09 | -0.050787 | -0.10867 | -6.8812e-08 | 0.26724 | 0.21114 | 5.3034e-08 | -0.17816 | -0.14076 | 0 | 0 | 0 | 0 | -17.514 | -115.9764 | 0.77487 | 0.54759 | 0.75563 | 0.66855 | 0.36506 | 0.65467 | -1.442 | -123.4246 | 116.3533 | -1.3856 | -123.4246 | 116.3533
Line6_7_8 | 0 | 2.1791 | 2.132 | 0 | 2.1791 | 2.132 | 0 | 0.50325 | 0.49237 | 0 | 0.50325 | 0.49237 | -2.7987e-09 | 0.050787 | 0.10867 | 2.4713e-09 | -0.025393 | -0.054337 | -5.3124e-08 | 0.17816 | 0.14076 | 3.5252e-08 | -0.089082 | -0.070379 | 0 | 0 | 0 | 0 | -17.514 | -115.9764 | 0.66855 | 0.36506 | 0.65467 | 0.56849 | 0.18253 | 0.56092 | -1.3856 | -123.4246 | 116.3533 | -1.3233 | -123.4246 | 116.3533
Line7_8_9 | 0 | 0 | 0 | 0 | 0 | 0 | 0 | 0 | 0 | 0 | 0 | 0 | -8.1999e-10 | -3.6221e-09 | 2.4956e-09 | 7.2234e-10 | 6.1684e-10 | 6.0731e-10 | -1.6833e-08 | 1.9539e-09 | 1.651e-09 | -8.1449e-11 | -4.4347e-11 | -4.6326e-11 | 0 | 0 | 0 | 0 | 0 | 0 | 0.56849 | 0.18253 | 0.56092 | 0.56849 | 0.18253 | 0.56092 | -1.3233 | -123.4246 | 116.3533 | -1.3233 | -123.4246 | 116.3533
Line8_8_10 | 0 | 2.1791 | 2.132 | 0 | 2.1791 | 2.132 | 0 | 0.50325 | 0.49237 | 0 | 0.50325 | 0.49237 | -9.2901e-10 | 0.025393 | 0.054337 | 8.2298e-10 | 5.2585e-14 | 2.2214e-14 | -1.85e-08 | 0.089082 | 0.070379 | -7.3187e-11 | -2.9807e-14 | -3.8978e-14 | 0 | 162.486 | 64.0236 | 0 | -17.514 | -115.9764 | 0.56849 | 0.18253 | 0.56092 | 0.47862 | 0 | 0.47862 | -1.3233 | -123.4246 | 116.3533 | -1.2542 | 0 | 0
Line9_3_11 | 0 | 0 | 0 | 0 | 0 | 0 | 0 | 0 | 0 | 0 | 0 | 0 | -4.5967e-09 | -2.5168e-08 | 1.9872e-08 | 4.1085e-09 | 2.2173e-08 | -1.6388e-08 | -2.9665e-08 | 1.8105e-08 | 1.1225e-08 | 2.5313e-08 | -1.574e-08 | -9.8528e-09 | 0 | 0 | 0 | 0 | 0 | 0 | 0.99819 | 0.91265 | 0.97003 | 0.99819 | 0.91265 | 0.97003 | -1.5403 | -123.4246 | 116.3533 | -1.5403 | -123.4246 | 116.3533

## LLG_max_fault_6
name | pf_ikss_a_from_ka | pf_ikss_b_from_ka | pf_ikss_c_from_ka | pf_ikss_a_to_ka | pf_ikss_b_to_ka | pf_ikss_c_to_ka | pf_skss_a_from_mw | pf_skss_b_from_mw | pf_skss_c_from_mw | pf_skss_a_to_mw | pf_skss_b_to_mw | pf_skss_c_to_mw | pf_p_a_from_mw | pf_p_b_from_mw | pf_p_c_from_mw | pf_p_a_to_mw | pf_p_b_to_mw | pf_p_c_to_mw | pf_q_a_from_mvar | pf_q_b_from_mvar | pf_q_c_from_mvar | pf_q_a_to_mvar | pf_q_b_to_mvar | pf_q_c_to_mvar | pf_ikss_a_from_degree | pf_ikss_b_from_degree | pf_ikss_c_from_degree | pf_ikss_a_to_degree | pf_ikss_b_to_degree | pf_ikss_c_to_degree | pf_vm_a_from_pu | pf_vm_b_from_pu | pf_vm_c_from_pu | pf_vm_a_to_pu | pf_vm_b_to_pu | pf_vm_c_to_pu | pf_va_a_from_degree | pf_va_b_from_degree | pf_va_c_from_degree | pf_va_a_to_degree | pf_va_b_to_degree | pf_va_c_to_degree
Line0_1_2 | 0 | 0.033786 | 0.033712 | 0 | 0.033786 | 0.033712 | 0 | 0.0078026 | 0.0077855 | 0 | 0.0078026 | 0.0077855 | -4.2427e-10 | 0.0057434 | 0.0057511 | 3.9504e-10 | -0.0057363 | -0.0057374 | -1.0009e-09 | 0.0058204 | 0.0057784 | 9.3241e-10 | -0.0057979 | -0.0057592 | 0 | 0 | 0 | 0 | 14.4957 | -105.225 | 1.0493 | 1.0474 | 1.0481 | 1.0481 | 1.0443 | 1.0462 | -0.026492 | -120.1228 | 119.9108 | -0.035824 | -120.1983 | 119.8839
Line10_11_12 | 0 | 0 | 0 | 0 | 0 | 0 | 0 | 0 | 0 | 0 | 0 | 0 | -1.3835e-10 | -2.1529e-10 | 2.3338e-10 | 1.1668e-10 | 1.8715e-10 | -1.8357e-10 | -2.5959e-10 | 2.9979e-10 | 6.0051e-11 | 2.1445e-10 | -2.5847e-10 | -5.6319e-11 | 0 | 0 | 0 | 0 | 0 | 0 | 1.0493 | 1.0474 | 1.0481 | 1.0493 | 1.0474 | 1.0481 | -0.026492 | -120.1228 | 119.9108 | -0.026492 | -120.1228 | 119.9108
Line11_12_13 | 0 | 0 | 0 | 0 | 0 | 0 | 0 | 0 | 0 | 0 | 0 | 0 | -1.1529e-10 | -1.7941e-10 | 1.9448e-10 | 9.3619e-11 | 1.5127e-10 | -1.4467e-10 | -2.1632e-10 | 2.4982e-10 | 5.0043e-11 | 1.7119e-10 | -2.085e-10 | -4.631e-11 | 0 | 0 | 0 | 0 | 0 | 0 | 1.0493 | 1.0474 | 1.0481 | 1.0493 | 1.0474 | 1.0481 | -0.026492 | -120.1228 | 119.9108 | -0.026492 | -120.1228 | 119.9108
Line12_13_15 | 0 | 0 | 0 | 0 | 0 | 0 | 0 | 0 | 0 | 0 | 0 | 0 | -6.9176e-11 | -1.0764e-10 | 1.1669e-10 | 4.7501e-11 | 7.9508e-11 | -6.6878e-11 | -1.2979e-10 | 1.4989e-10 | 3.0026e-11 | 8.466e-11 | -1.0857e-10 | -2.6293e-11 | 0 | 0 | 0 | 0 | 0 | 0 | 1.0493 | 1.0474 | 1.0481 | 1.0493 | 1.0474 | 1.0481 | -0.026492 | -120.1228 | 119.9108 | -0.026492 | -120.1228 | 119.9108
Line13_13_14 | 0 | 0 | 0 | 0 | 0 | 0 | 0 | 0 | 0 | 0 | 0 | 0 | -2.3059e-11 | -3.5881e-11 | 3.8896e-11 | 1.384e-12 | 7.7462e-12 | 1.0914e-11 | -4.3264e-11 | 4.9965e-11 | 1.0009e-11 | -1.8685e-12 | -8.6453e-12 | -6.2764e-12 | 0 | 0 | 0 | 0 | 0 | 0 | 1.0493 | 1.0474 | 1.0481 | 1.0493 | 1.0474 | 1.0481 | -0.026492 | -120.1228 | 119.9108 | -0.026492 | -120.1228 | 119.9108
Line14_15_16 | 0 | 0 | 0 | 0 | 0 | 0 | 0 | 0 | 0 | 0 | 0 | 0 | -4.6117e-11 | -7.1762e-11 | 7.7792e-11 | 2.4443e-11 | 4.3627e-11 | -2.7982e-11 | -8.6529e-11 | 9.9929e-11 | 2.0017e-11 | 4.1396e-11 | -5.861e-11 | -1.6285e-11 | 0 | 0 | 0 | 0 | 0 | 0 | 1.0493 | 1.0474 | 1.0481 | 1.0493 | 1.0474 | 1.0481 | -0.026492 | -120.1228 | 119.9108 | -0.026492 | -120.1228 | 119.9108
Line15_16_17 | 0 | 0 | 0 | 0 | 0 | 0 | 0 | 0 | 0 | 0 | 0 | 0 | -2.3059e-11 | -3.5881e-11 | 3.8896e-11 | 1.384e-12 | 7.7462e-12 | 1.0914e-11 | -4.3264e-11 | 4.9965e-11 | 1.0009e-11 | -1.8685e-12 | -8.6453e-12 | -6.2764e-12 | 0 | 0 | 0 | 0 | 0 | 0 | 1.0493 | 1.0474 | 1.0481 | 1.0493 | 1.0474 | 1.0481 | -0.026492 | -120.1228 | 119.9108 | -0.026492 | -120.1228 | 119.9108
Line16_4_18 | 0 | 0 | 0 | 0 | 0 | 0 | 0 | 0 | 0 | 0 | 0 | 0 | -2.3059e-11 | -3.5881e-11 | 3.8896e-11 | 1.384e-12 | 7.7462e-12 | 1.0914e-11 | -4.3264e-11 | 4.9965e-11 | 1.0009e-11 | -1.8685e-12 | -8.6453e-12 | -6.2764e-12 | 0 | 0 | 0 | 0 | 0 | 0 | 1.0493 | 1.0474 | 1.0481 | 1.0493 | 1.0474 | 1.0481 | -0.026492 | -120.1228 | 119.9108 | -0.026492 | -120.1228 | 119.9108
Line17_5_19 | 0 | 0 | 0 | 0 | 0 | 0 | 0 | 0 | 0 | 0 | 0 | 0 | -2.3059e-11 | -3.5881e-11 | 3.8896e-11 | 1.384e-12 | 7.7462e-12 | 1.0914e-11 | -4.3264e-11 | 4.9965e-11 | 1.0009e-11 | -1.8685e-12 | -8.6453e-12 | -6.2764e-12 | 0 | 0 | 0 | 0 | 0 | 0 | 1.0493 | 1.0474 | 1.0481 | 1.0493 | 1.0474 | 1.0481 | -0.026492 | -120.1228 | 119.9108 | -0.026492 | -120.1228 | 119.9108
Line1_1_3 | 0 | 0 | 0 | 0 | 0 | 0 | 0 | 0 | 0 | 0 | 0 | 0 | -1.8447e-10 | -2.8705e-10 | 3.1117e-10 | 1.6279e-10 | 2.5891e-10 | -2.6136e-10 | -3.4611e-10 | 3.9972e-10 | 8.0068e-11 | 3.0098e-10 | -3.584e-10 | -7.6336e-11 | 0 | 0 | 0 | 0 | 0 | 0 | 1.0493 | 1.0474 | 1.0481 | 1.0493 | 1.0474 | 1.0481 | -0.026492 | -120.1228 | 119.9108 | -0.026492 | -120.1228 | 119.9108
Line2_1_4 | 0 | 0 | 0 | 0 | 0 | 0 | 0 | 0 | 0 | 0 | 0 | 0 | -4.6117e-11 | -7.1762e-11 | 7.7792e-11 | 2.4443e-11 | 4.3627e-11 | -2.7982e-11 | -8.6529e-11 | 9.9929e-11 | 2.0017e-11 | 4.1396e-11 | -5.861e-11 | -1.6285e-11 | 0 | 0 | 0 | 0 | 0 | 0 | 1.0493 | 1.0474 | 1.0481 | 1.0493 | 1.0474 | 1.0481 | -0.026492 | -120.1228 | 119.9108 | -0.026492 | -120.1228 | 119.9108
Line3_1_5 | 0 | 0 | 0 | 0 | 0 | 0 | 0 | 0 | 0 | 0 | 0 | 0 | -4.6117e-11 | -7.1762e-11 | 7.7792e-11 | 2.4443e-11 | 4.3627e-11 | -2.7982e-11 | -8.6529e-11 | 9.9929e-11 | 2.0017e-11 | 4.1396e-11 | -5.861e-11 | -1.6285e-11 | 0 | 0 | 0 | 0 | 0 | 0 | 1.0493 | 1.0474 | 1.0481 | 1.0493 | 1.0474 | 1.0481 | -0.026492 | -120.1228 | 119.9108 | -0.026492 | -120.1228 | 119.9108
Line4_2_6 | 0 | 0.033786 | 0.033712 | 0 | 0.033786 | 0.033712 | 0 | 0.0078026 | 0.0077855 | 0 | 0.0078026 | 0.0077855 | -3.9165e-10 | 0.0057363 | 0.0057374 | 3.4741e-10 | -0.0057291 | -0.0057237 | -9.3494e-10 | 0.0057979 | 0.0057592 | 8.2087e-10 | -0.0057753 | -0.0057401 | 0 | 0 | 0 | 0 | 14.4957 | -105.225 | 1.0481 | 1.0443 | 1.0462 | 1.0468 | 1.0412 | 1.0444 | -0.035824 | -120.1983 | 119.8839 | -0.045165 | -120.2742 | 119.8569
Line5_6_7 | 0 | 0.033786 | 0.033712 | 0 | 0.033786 | 0.033712 | 0 | 0.0078026 | 0.0077855 | 0 | 0.0078026 | 0.0077855 | -3.4203e-10 | 0.0057291 | 0.0057237 | 2.8277e-10 | -0.0057219 | -0.00571 | -8.2406e-10 | 0.0057753 | 0.0057401 | 6.6451e-10 | -0.0057527 | -0.0057209 | 0 | 0 | 0 | 0 | 14.4957 | -105.225 | 1.0468 | 1.0412 | 1.0444 | 1.0455 | 1.0381 | 1.0425 | -0.045165 | -120.2742 | 119.8569 | -0.054516 | -120.3505 | 119.8298
Line6_7_8 | 0 | 0.033786 | 0.033712 | 0 | 0.033786 | 0.033712 | 0 | 0.0078026 | 0.0077855 | 0 | 0.0078026 | 0.0077855 | -2.754e-10 | 0.0057219 | 0.00571 | 2.0112e-10 | -0.0057148 | -0.0056963 | -6.6835e-10 | 0.0057527 | 0.0057209 | 4.6339e-10 | -0.0057302 | -0.0057017 | 0 | 0 | 0 | 0 | 14.4957 | -105.225 | 1.0455 | 1.0381 | 1.0425 | 1.0443 | 1.035 | 1.0407 | -0.054516 | -120.3505 | 119.8298 | -0.063875 | -120.4272 | 119.8025
Line7_8_9 | 0 | 0 | 0 | 0 | 0 | 0 | 0 | 0 | 0 | 0 | 0 | 0 | -9.1124e-11 | -2.0193e-10 | 1.7896e-10 | 9.3608e-12 | 4.8611e-11 | 5.6128e-11 | -2.2288e-10 | 2.1342e-10 | 5.5564e-11 | -4.4963e-12 | -2.9772e-11 | -1.3741e-11 | 0 | 0 | 0 | 0 | 0 | 0 | 1.0443 | 1.035 | 1.0407 | 1.0443 | 1.035 | 1.0407 | -0.063875 | -120.4272 | 119.8025 | -0.063875 | -120.4272 | 119.8025
Line8_8_10 | 0 | 0.033786 | 0.033712 | 0 | 0.033786 | 0.033712 | 0 | 0.0078026 | 0.0077855 | 0 | 0.0078026 | 0.0077855 | -1.0063e-10 | 0.0057148 | 0.0056963 | 1.135e-11 | -0.0057076 | -0.0056825 | -2.4501e-10 | 0.0057302 | 0.0057017 | -5.1532e-12 | -0.0057076 | -0.0056825 | 0 | -165.5043 | 74.775 | 0 | 14.4957 | -105.225 | 1.0443 | 1.035 | 1.0407 | 1.043 | 1.0319 | 1.0388 | -0.063875 | -120.4272 | 119.8025 | -0.073244 | -120.5043 | 119.775
Line9_3_11 | 0 | 0 | 0 | 0 | 0 | 0 | 0 | 0 | 0 | 0 | 0 | 0 | -1.6141e-10 | -2.5117e-10 | 2.7227e-10 | 1.3974e-10 | 2.2303e-10 | -2.2246e-10 | -3.0285e-10 | 3.4975e-10 | 7.006e-11 | 2.5772e-10 | -3.0843e-10 | -6.6328e-11 | 0 | 0 | 0 | 0 | 0 | 0 | 1.0493 | 1.0474 | 1.0481 | 1.0493 | 1.0474 | 1.0481 | -0.026492 | -120.1228 | 119.9108 | -0.026492 | -120.1228 | 119.9108

## LLG_max_fault_10
name | pf_ikss_a_from_ka | pf_ikss_b_from_ka | pf_ikss_c_from_ka | pf_ikss_a_to_ka | pf_ikss_b_to_ka | pf_ikss_c_to_ka | pf_skss_a_from_mw | pf_skss_b_from_mw | pf_skss_c_from_mw | pf_skss_a_to_mw | pf_skss_b_to_mw | pf_skss_c_to_mw | pf_p_a_from_mw | pf_p_b_from_mw | pf_p_c_from_mw | pf_p_a_to_mw | pf_p_b_to_mw | pf_p_c_to_mw | pf_q_a_from_mvar | pf_q_b_from_mvar | pf_q_c_from_mvar | pf_q_a_to_mvar | pf_q_b_to_mvar | pf_q_c_to_mvar | pf_ikss_a_from_degree | pf_ikss_b_from_degree | pf_ikss_c_from_degree | pf_ikss_a_to_degree | pf_ikss_b_to_degree | pf_ikss_c_to_degree | pf_vm_a_from_pu | pf_vm_b_from_pu | pf_vm_c_from_pu | pf_vm_a_to_pu | pf_vm_b_to_pu | pf_vm_c_to_pu | pf_va_a_from_degree | pf_va_b_from_degree | pf_va_c_from_degree | pf_va_a_to_degree | pf_va_b_to_degree | pf_va_c_to_degree
Line0_1_2 | 0 | 0.035392 | 0.035313 | 0 | 0.035392 | 0.035313 | 0 | 0.0081735 | 0.0081552 | 0 | 0.0081735 | 0.0081552 | -4.7262e-10 | 0.0063023 | 0.0063102 | 4.3944e-10 | -0.0062944 | -0.0062952 | -1.1117e-09 | 0.0063868 | 0.0063402 | 1.0342e-09 | -0.006362 | -0.0063192 | 0 | 0 | 0 | 0 | 14.4899 | -105.2292 | 1.0993 | 1.0971 | 1.0979 | 1.0979 | 1.0939 | 1.0959 | -0.027752 | -120.1286 | 119.9066 | -0.037082 | -120.2041 | 119.8798
Line10_11_12 | 0 | 0 | 0 | 0 | 0 | 0 | 0 | 0 | 0 | 0 | 0 | 0 | -1.5889e-10 | -2.4726e-10 | 2.6795e-10 | 1.34e-10 | 2.1495e-10 | -2.1075e-10 | -2.9813e-10 | 3.4432e-10 | 6.8984e-11 | 2.4629e-10 | -2.9687e-10 | -6.4697e-11 | 0 | 0 | 0 | 0 | 0 | 0 | 1.0993 | 1.0971 | 1.0979 | 1.0993 | 1.0971 | 1.0979 | -0.027752 | -120.1286 | 119.9066 | -0.027752 | -120.1286 | 119.9066
Line11_12_13 | 0 | 0 | 0 | 0 | 0 | 0 | 0 | 0 | 0 | 0 | 0 | 0 | -1.3241e-10 | -2.0605e-10 | 2.2329e-10 | 1.0752e-10 | 1.7374e-10 | -1.6609e-10 | -2.4844e-10 | 2.8694e-10 | 5.7487e-11 | 1.966e-10 | -2.3948e-10 | -5.32e-11 | 0 | 0 | 0 | 0 | 0 | 0 | 1.0993 | 1.0971 | 1.0979 | 1.0993 | 1.0971 | 1.0979 | -0.027752 | -120.1286 | 119.9066 | -0.027752 | -120.1286 | 119.9066
Line12_13_15 | 0 | 0 | 0 | 0 | 0 | 0 | 0 | 0 | 0 | 0 | 0 | 0 | -7.9445e-11 | -1.2363e-10 | 1.3398e-10 | 5.4555e-11 | 9.132e-11 | -7.6777e-11 | -1.4906e-10 | 1.7216e-10 | 3.4492e-11 | 9.7228e-11 | -1.2471e-10 | -3.0205e-11 | 0 | 0 | 0 | 0 | 0 | 0 | 1.0993 | 1.0971 | 1.0979 | 1.0993 | 1.0971 | 1.0979 | -0.027752 | -120.1286 | 119.9066 | -0.027752 | -120.1286 | 119.9066
Line13_13_14 | 0 | 0 | 0 | 0 | 0 | 0 | 0 | 0 | 0 | 0 | 0 | 0 | -2.6482e-11 | -4.121e-11 | 4.4659e-11 | 1.5921e-12 | 8.9001e-12 | 1.2541e-11 | -4.9688e-11 | 5.7387e-11 | 1.1497e-11 | -2.1482e-12 | -9.9357e-12 | -7.2104e-12 | 0 | 0 | 0 | 0 | 0 | 0 | 1.0993 | 1.0971 | 1.0979 | 1.0993 | 1.0971 | 1.0979 | -0.027752 | -120.1286 | 119.9066 | -0.027752 | -120.1286 | 119.9066
Line14_15_16 | 0 | 0 | 0 | 0 | 0 | 0 | 0 | 0 | 0 | 0 | 0 | 0 | -5.2963e-11 | -8.242e-11 | 8.9317e-11 | 2.8074e-11 | 5.011e-11 | -3.2118e-11 | -9.9376e-11 | 1.1477e-10 | 2.2995e-11 | 4.754e-11 | -6.7323e-11 | -1.8708e-11 | 0 | 0 | 0 | 0 | 0 | 0 | 1.0993 | 1.0971 | 1.0979 | 1.0993 | 1.0971 | 1.0979 | -0.027752 | -120.1286 | 119.9066 | -0.027752 | -120.1286 | 119.9066
Line15_16_17 | 0 | 0 | 0 | 0 | 0 | 0 | 0 | 0 | 0 | 0 | 0 | 0 | -2.6482e-11 | -4.121e-11 | 4.4659e-11 | 1.5921e-12 | 8.9001e-12 | 1.2541e-11 | -4.9688e-11 | 5.7387e-11 | 1.1497e-11 | -2.1482e-12 | -9.9357e-12 | -7.2104e-12 | 0 | 0 | 0 | 0 | 0 | 0 | 1.0993 | 1.0971 | 1.0979 | 1.0993 | 1.0971 | 1.0979 | -0.027752 | -120.1286 | 119.9066 | -0.027752 | -120.1286 | 119.9066
Line16_4_18 | 0 | 0 | 0 | 0 | 0 | 0 | 0 | 0 | 0 | 0 | 0 | 0 | -2.6482e-11 | -4.121e-11 | 4.4659e-11 | 1.5921e-12 | 8.9001e-12 | 1.2541e-11 | -4.9688e-11 | 5.7387e-11 | 1.1497e-11 | -2.1482e-12 | -9.9357e-12 | -7.2104e-12 | 0 | 0 | 0 | 0 | 0 | 0 | 1.0993 | 1.0971 | 1.0979 | 1.0993 | 1.0971 | 1.0979 | -0.027752 | -120.1286 | 119.9066 | -0.027752 | -120.1286 | 119.9066
Line17_5_19 | 0 | 0 | 0 | 0 | 0 | 0 | 0 | 0 | 0 | 0 | 0 | 0 | -2.6482e-11 | -4.121e-11 | 4.4659e-11 | 1.5921e-12 | 8.9001e-12 | 1.2541e-11 | -4.9688e-11 | 5.7387e-11 | 1.1497e-11 | -2.1482e-12 | -9.9357e-12 | -7.2104e-12 | 0 | 0 | 0 | 0 | 0 | 0 | 1.0993 | 1.0971 | 1.0979 | 1.0993 | 1.0971 | 1.0979 | -0.027752 | -120.1286 | 119.9066 | -0.027752 | -120.1286 | 119.9066
Line1_1_3 | 0 | 0 | 0 | 0 | 0 | 0 | 0 | 0 | 0 | 0 | 0 | 0 | -2.1185e-10 | -3.2968e-10 | 3.5727e-10 | 1.8696e-10 | 2.9737e-10 | -3.0007e-10 | -3.9751e-10 | 4.591e-10 | 9.1979e-11 | 3.4567e-10 | -4.1165e-10 | -8.7692e-11 | 0 | 0 | 0 | 0 | 0 | 0 | 1.0993 | 1.0971 | 1.0979 | 1.0993 | 1.0971 | 1.0979 | -0.027752 | -120.1286 | 119.9066 | -0.027752 | -120.1286 | 119.9066
Line2_1_4 | 0 | 0 | 0 | 0 | 0 | 0 | 0 | 0 | 0 | 0 | 0 | 0 | -5.2963e-11 | -8.242e-11 | 8.9317e-11 | 2.8074e-11 | 5.011e-11 | -3.2118e-11 | -9.9376e-11 | 1.1477e-10 | 2.2995e-11 | 4.754e-11 | -6.7323e-11 | -1.8708e-11 | 0 | 0 | 0 | 0 | 0 | 0 | 1.0993 | 1.0971 | 1.0979 | 1.0993 | 1.0971 | 1.0979 | -0.027752 | -120.1286 | 119.9066 | -0.027752 | -120.1286 | 119.9066
Line3_1_5 | 0 | 0 | 0 | 0 | 0 | 0 | 0 | 0 | 0 | 0 | 0 | 0 | -5.2963e-11 | -8.242e-11 | 8.9317e-11 | 2.8074e-11 | 5.011e-11 | -3.2118e-11 | -9.9376e-11 | 1.1477e-10 | 2.2995e-11 | 4.754e-11 | -6.7323e-11 | -1.8708e-11 | 0 | 0 | 0 | 0 | 0 | 0 | 1.0993 | 1.0971 | 1.0979 | 1.0993 | 1.0971 | 1.0979 | -0.027752 | -120.1286 | 119.9066 | -0.027752 | -120.1286 | 119.9066
Line4_2_6 | 0 | 0.035392 | 0.035313 | 0 | 0.035392 | 0.035313 | 0 | 0.0081735 | 0.0081552 | 0 | 0.0081735 | 0.0081552 | -4.3566e-10 | 0.0062944 | 0.0062952 | 3.86e-10 | -0.0062866 | -0.0062802 | -1.037e-09 | 0.006362 | 0.0063192 | 9.0956e-10 | -0.0063373 | -0.0062982 | 0 | 0 | 0 | 0 | 14.4899 | -105.2292 | 1.0979 | 1.0939 | 1.0959 | 1.0966 | 1.0906 | 1.094 | -0.037082 | -120.2041 | 119.8798 | -0.046422 | -120.28 | 119.8528
Line5_6_7 | 0 | 0.035392 | 0.035313 | 0 | 0.035392 | 0.035313 | 0 | 0.0081735 | 0.0081552 | 0 | 0.0081735 | 0.0081552 | -3.8002e-10 | 0.0062866 | 0.0062802 | 3.1389e-10 | -0.0062787 | -0.0062651 | -9.1315e-10 | 0.0063373 | 0.0062982 | 7.3576e-10 | -0.0063125 | -0.0062771 | 0 | 0 | 0 | 0 | 14.4899 | -105.2292 | 1.0966 | 1.0906 | 1.094 | 1.0953 | 1.0874 | 1.0921 | -0.046422 | -120.28 | 119.8528 | -0.055771 | -120.3563 | 119.8256
Line6_7_8 | 0 | 0.035392 | 0.035313 | 0 | 0.035392 | 0.035313 | 0 | 0.0081735 | 0.0081552 | 0 | 0.0081735 | 0.0081552 | -3.0573e-10 | 0.0062787 | 0.0062651 | 2.2312e-10 | -0.0062709 | -0.0062501 | -7.4007e-10 | 0.0063125 | 0.0062771 | 5.1284e-10 | -0.0062878 | -0.0062561 | 0 | 0 | 0 | 0 | 14.4899 | -105.2292 | 1.0953 | 1.0874 | 1.0921 | 1.094 | 1.0842 | 1.0902 | -0.055771 | -120.3563 | 119.8256 | -0.065129 | -120.433 | 119.7983
Line7_8_9 | 0 | 0 | 0 | 0 | 0 | 0 | 0 | 0 | 0 | 0 | 0 | 0 | -1.0117e-10 | -2.2338e-10 | 1.9833e-10 | 1.0346e-11 | 5.3735e-11 | 6.2144e-11 | -2.4679e-10 | 2.3673e-10 | 6.147e-11 | -5.0314e-12 | -3.3115e-11 | -1.5398e-11 | 0 | 0 | 0 | 0 | 0 | 0 | 1.094 | 1.0842 | 1.0902 | 1.094 | 1.0842 | 1.0902 | -0.065129 | -120.433 | 119.7983 | -0.065129 | -120.433 | 119.7983
Line8_8_10 | 0 | 0.035392 | 0.035313 | 0 | 0.035392 | 0.035313 | 0 | 0.0081735 | 0.0081552 | 0 | 0.0081735 | 0.0081552 | -1.116e-10 | 0.0062709 | 0.0062501 | 1.2528e-11 | -0.006263 | -0.006235 | -2.7108e-10 | 0.0062878 | 0.0062561 | -5.7522e-12 | -0.006263 | -0.006235 | 0 | -165.5101 | 74.7708 | 0 | 14.4899 | -105.2292 | 1.094 | 1.0842 | 1.0902 | 1.0927 | 1.0809 | 1.0882 | -0.065129 | -120.433 | 119.7983 | -0.074496 | -120.5101 | 119.7708
Line9_3_11 | 0 | 0 | 0 | 0 | 0 | 0 | 0 | 0 | 0 | 0 | 0 | 0 | -1.8537e-10 | -2.8847e-10 | 3.1261e-10 | 1.6048e-10 | 2.5616e-10 | -2.5541e-10 | -3.4782e-10 | 4.0171e-10 | 8.0482e-11 | 2.9598e-10 | -3.5426e-10 | -7.6195e-11 | 0 | 0 | 0 | 0 | 0 | 0 | 1.0993 | 1.0971 | 1.0979 | 1.0993 | 1.0971 | 1.0979 | -0.027752 | -120.1286 | 119.9066 | -0.027752 | -120.1286 | 119.9066

## LLG_min_6
name | pf_ikss_a_from_ka | pf_ikss_b_from_ka | pf_ikss_c_from_ka | pf_ikss_a_to_ka | pf_ikss_b_to_ka | pf_ikss_c_to_ka | pf_skss_a_from_mw | pf_skss_b_from_mw | pf_skss_c_from_mw | pf_skss_a_to_mw | pf_skss_b_to_mw | pf_skss_c_to_mw | pf_p_a_from_mw | pf_p_b_from_mw | pf_p_c_from_mw | pf_p_a_to_mw | pf_p_b_to_mw | pf_p_c_to_mw | pf_q_a_from_mvar | pf_q_b_from_mvar | pf_q_c_from_mvar | pf_q_a_to_mvar | pf_q_b_to_mvar | pf_q_c_to_mvar | pf_ikss_a_from_degree | pf_ikss_b_from_degree | pf_ikss_c_from_degree | pf_ikss_a_to_degree | pf_ikss_b_to_degree | pf_ikss_c_to_degree | pf_vm_a_from_pu | pf_vm_b_from_pu | pf_vm_c_from_pu | pf_vm_a_to_pu | pf_vm_b_to_pu | pf_vm_c_to_pu | pf_va_a_from_degree | pf_va_b_from_degree | pf_va_c_from_degree | pf_va_a_to_degree | pf_va_b_to_degree | pf_va_c_to_degree
Line0_1_2 | 0 | 1.5967 | 1.5702 | 0 | 1.5967 | 1.5702 | 0 | 0.36873 | 0.36261 | 0 | 0.36873 | 0.36261 | -6.8349e-09 | 0.16871 | 0.2446 | 5.4698e-09 | -0.13497 | -0.19568 | -6.7783e-08 | 0.25841 | 0.17212 | 6.0774e-08 | -0.20673 | -0.1377 | 0 | 0 | 0 | 0 | -1.9386 | -100.6386 | 0.89559 | 0.83268 | 0.85839 | 0.79191 | 0.66614 | 0.7593 | -1.7578 | -125.0778 | 114.4944 | -1.6269 | -125.0778 | 114.4944
Line10_11_12 | 0 | 0 | 0 | 0 | 0 | 0 | 0 | 0 | 0 | 0 | 0 | 0 | -6.7594e-09 | -1.0652e-08 | 1.2704e-08 | 5.7166e-09 | 9.2124e-09 | -1.0221e-08 | -1.4945e-08 | 1.4003e-08 | 2.7788e-09 | 1.2355e-08 | -1.1928e-08 | -2.5913e-09 | 0 | 0 | 0 | 0 | 0 | 0 | 0.89559 | 0.83268 | 0.85839 | 0.89559 | 0.83268 | 0.85839 | -1.7578 | -125.0778 | 114.4944 | -1.7578 | -125.0778 | 114.4944
Line11_12_13 | 0 | 0 | 0 | 0 | 0 | 0 | 0 | 0 | 0 | 0 | 0 | 0 | -5.6328e-09 | -8.8769e-09 | 1.0587e-08 | 4.59e-09 | 7.437e-09 | -8.1041e-09 | -1.2454e-08 | 1.167e-08 | 2.3156e-09 | 9.8644e-09 | -9.5937e-09 | -2.1282e-09 | 0 | 0 | 0 | 0 | 0 | 0 | 0.89559 | 0.83268 | 0.85839 | 0.89559 | 0.83268 | 0.85839 | -1.7578 | -125.0778 | 114.4944 | -1.7578 | -125.0778 | 114.4944
Line12_13_15 | 0 | 0 | 0 | 0 | 0 | 0 | 0 | 0 | 0 | 0 | 0 | 0 | -3.3797e-09 | -5.3261e-09 | 6.3521e-09 | 2.3369e-09 | 3.8862e-09 | -3.8694e-09 | -7.4724e-09 | 7.0017e-09 | 1.3894e-09 | 4.8828e-09 | -4.9259e-09 | -1.2019e-09 | 0 | 0 | 0 | 0 | 0 | 0 | 0.89559 | 0.83268 | 0.85839 | 0.89559 | 0.83268 | 0.85839 | -1.7578 | -125.0778 | 114.4944 | -1.7578 | -125.0778 | 114.4944
Line13_13_14 | 0 | 0 | 0 | 0 | 0 | 0 | 0 | 0 | 0 | 0 | 0 | 0 | -1.1266e-09 | -1.7754e-09 | 2.1174e-09 | 8.3757e-11 | 3.3549e-10 | 3.6533e-10 | -2.4908e-09 | 2.3339e-09 | 4.6313e-10 | -9.8823e-11 | -2.5803e-10 | -2.7566e-10 | 0 | 0 | 0 | 0 | 0 | 0 | 0.89559 | 0.83268 | 0.85839 | 0.89559 | 0.83268 | 0.85839 | -1.7578 | -125.0778 | 114.4944 | -1.7578 | -125.0778 | 114.4944
Line14_15_16 | 0 | 0 | 0 | 0 | 0 | 0 | 0 | 0 | 0 | 0 | 0 | 0 | -2.2531e-09 | -3.5507e-09 | 4.2347e-09 | 1.2103e-09 | 2.1109e-09 | -1.752e-09 | -4.9816e-09 | 4.6678e-09 | 9.2625e-10 | 2.392e-09 | -2.5919e-09 | -7.3878e-10 | 0 | 0 | 0 | 0 | 0 | 0 | 0.89559 | 0.83268 | 0.85839 | 0.89559 | 0.83268 | 0.85839 | -1.7578 | -125.0778 | 114.4944 | -1.7578 | -125.0778 | 114.4944
Line15_16_17 | 0 | 0 | 0 | 0 | 0 | 0 | 0 | 0 | 0 | 0 | 0 | 0 | -1.1266e-09 | -1.7754e-09 | 2.1174e-09 | 8.3757e-11 | 3.3549e-10 | 3.6533e-10 | -2.4908e-09 | 2.3339e-09 | 4.6313e-10 | -9.8823e-11 | -2.5803e-10 | -2.7566e-10 | 0 | 0 | 0 | 0 | 0 | 0 | 0.89559 | 0.83268 | 0.85839 | 0.89559 | 0.83268 | 0.85839 | -1.7578 | -125.0778 | 114.4944 | -1.7578 | -125.0778 | 114.4944
Line16_4_18 | 0 | 0 | 0 | 0 | 0 | 0 | 0 | 0 | 0 | 0 | 0 | 0 | -1.1266e-09 | -1.7754e-09 | 2.1174e-09 | 8.3757e-11 | 3.3549e-10 | 3.6533e-10 | -2.4908e-09 | 2.3339e-09 | 4.6313e-10 | -9.8823e-11 | -2.5804e-10 | -2.7566e-10 | 0 | 0 | 0 | 0 | 0 | 0 | 0.89559 | 0.83268 | 0.85839 | 0.89559 | 0.83268 | 0.85839 | -1.7578 | -125.0778 | 114.4944 | -1.7578 | -125.0778 | 114.4944
Line17_5_19 | 0 | 0 | 0 | 0 | 0 | 0 | 0 | 0 | 0 | 0 | 0 | 0 | -1.1266e-09 | -1.7754e-09 | 2.1174e-09 | 8.3757e-11 | 3.3549e-10 | 3.6533e-10 | -2.4908e-09 | 2.3339e-09 | 4.6313e-10 | -9.8823e-11 | -2.5804e-10 | -2.7566e-10 | 0 | 0 | 0 | 0 | 0 | 0 | 0.89559 | 0.83268 | 0.85839 | 0.89559 | 0.83268 | 0.85839 | -1.7578 | -125.0778 | 114.4944 | -1.7578 | -125.0778 | 114.4944
Line1_1_3 | 0 | 0 | 0 | 0 | 0 | 0 | 0 | 0 | 0 | 0 | 0 | 0 | -9.0125e-09 | -1.4203e-08 | 1.6939e-08 | 7.9697e-09 | 1.2763e-08 | -1.4456e-08 | -1.9926e-08 | 1.8671e-08 | 3.705e-09 | 1.7337e-08 | -1.6595e-08 | -3.5175e-09 | 0 | 0 | 0 | 0 | 0 | 0 | 0.89559 | 0.83268 | 0.85839 | 0.89559 | 0.83268 | 0.85839 | -1.7578 | -125.0778 | 114.4944 | -1.7578 | -125.0778 | 114.4944
Line2_1_4 | 0 | 0 | 0 | 0 | 0 | 0 | 0 | 0 | 0 | 0 | 0 | 0 | -2.2531e-09 | -3.5507e-09 | 4.2347e-09 | 1.2103e-09 | 2.1109e-09 | -1.752e-09 | -4.9816e-09 | 4.6678e-09 | 9.2625e-10 | 2.392e-09 | -2.5919e-09 | -7.3878e-10 | 0 | 0 | 0 | 0 | 0 | 0 | 0.89559 | 0.83268 | 0.85839 | 0.89559 | 0.83268 | 0.85839 | -1.7578 | -125.0778 | 114.4944 | -1.7578 | -125.0778 | 114.4944
Line3_1_5 | 0 | 0 | 0 | 0 | 0 | 0 | 0 | 0 | 0 | 0 | 0 | 0 | -2.2531e-09 | -3.5507e-09 | 4.2347e-09 | 1.2103e-09 | 2.1109e-09 | -1.752e-09 | -4.9816e-09 | 4.6678e-09 | 9.2625e-10 | 2.392e-09 | -2.5919e-09 | -7.3878e-10 | 0 | 0 | 0 | 0 | 0 | 0 | 0.89559 | 0.83268 | 0.85839 | 0.89559 | 0.83268 | 0.85839 | -1.7578 | -125.0778 | 114.4944 | -1.7578 | -125.0778 | 114.4944
Line4_2_6 | 0 | 1.5967 | 1.5702 | 0 | 1.5967 | 1.5702 | 0 | 0.36873 | 0.36261 | 0 | 0.36873 | 0.36261 | -5.256e-09 | 0.13497 | 0.19568 | 4.1613e-09 | -0.10123 | -0.14676 | -6.0862e-08 | 0.20673 | 0.1377 | 5.1308e-08 | -0.15505 | -0.10327 | 0 | 0 | 0 | 0 | -1.9386 | -100.6386 | 0.79191 | 0.66614 | 0.7593 | 0.6904 | 0.49961 | 0.66327 | -1.6269 | -125.0778 | 114.4944 | -1.4832 | -125.0778 | 114.4944
Line5_6_7 | 0 | 1.5967 | 1.5702 | 0 | 1.5967 | 1.5702 | 0 | 0.36873 | 0.36261 | 0 | 0.36873 | 0.36261 | -3.83e-09 | 0.10123 | 0.14676 | 3.012e-09 | -0.067483 | -0.09784 | -5.1384e-08 | 0.15505 | 0.10327 | 3.9714e-08 | -0.10336 | -0.068848 | 0 | 0 | 0 | 0 | -1.9386 | -100.6386 | 0.6904 | 0.49961 | 0.66327 | 0.59218 | 0.33307 | 0.57184 | -1.4832 | -125.0778 | 114.4944 | -1.3247 | -125.0778 | 114.4944
Line6_7_8 | 0 | 1.5967 | 1.5702 | 0 | 1.5967 | 1.5702 | 0 | 0.36873 | 0.36261 | 0 | 0.36873 | 0.36261 | -2.5756e-09 | 0.067483 | 0.09784 | 2.0407e-09 | -0.033742 | -0.04892 | -3.9779e-08 | 0.10336 | 0.068848 | 2.6421e-08 | -0.051682 | -0.034424 | 0 | 0 | 0 | 0 | -1.9386 | -100.6386 | 0.59218 | 0.33307 | 0.57184 | 0.4992 | 0.16654 | 0.48761 | -1.3247 | -125.0778 | 114.4944 | -1.149 | -125.0778 | 114.4944
Line7_8_9 | 0 | 0 | 0 | 0 | 0 | 0 | 0 | 0 | 0 | 0 | 0 | 0 | -7.3754e-10 | -2.7607e-09 | 2.019e-09 | 5.2898e-10 | 4.7805e-10 | 4.7219e-10 | -1.2578e-08 | 1.6425e-09 | 1.2008e-09 | -5.3085e-11 | -5.1607e-11 | -5.5131e-11 | 0 | 0 | 0 | 0 | 0 | 0 | 0.4992 | 0.16654 | 0.48761 | 0.4992 | 0.16654 | 0.48761 | -1.149 | -125.0778 | 114.4944 | -1.149 | -125.0778 | 114.4944
Line8_8_10 | 0 | 1.5967 | 1.5702 | 0 | 1.5967 | 1.5702 | 0 | 0.36873 | 0.36261 | 0 | 0.36873 | 0.36261 | -7.7415e-10 | 0.033742 | 0.04892 | 6.0904e-10 | -1.5297e-14 | -1.6291e-14 | -1.3896e-08 | 0.051682 | 0.034424 | -4.1651e-11 | 1.8693e-14 | 3.0467e-14 | 0 | 178.0614 | 79.3614 | 0 | -1.9386 | -100.6386 | 0.4992 | 0.16654 | 0.48761 | 0.41499 | 0 | 0.41499 | -1.149 | -125.0778 | 114.4944 | -0.95318 | 0 | 0
Line9_3_11 | 0 | 0 | 0 | 0 | 0 | 0 | 0 | 0 | 0 | 0 | 0 | 0 | -7.886e-09 | -1.2428e-08 | 1.4821e-08 | 6.8432e-09 | 1.0988e-08 | -1.2339e-08 | -1.7436e-08 | 1.6337e-08 | 3.2419e-09 | 1.4846e-08 | -1.4262e-08 | -3.0544e-09 | 0 | 0 | 0 | 0 | 0 | 0 | 0.89559 | 0.83268 | 0.85839 | 0.89559 | 0.83268 | 0.85839 | -1.7578 | -125.0778 | 114.4944 | -1.7578 | -125.0778 | 114.4944

## LLG_min_10
name | pf_ikss_a_from_ka | pf_ikss_b_from_ka | pf_ikss_c_from_ka | pf_ikss_a_to_ka | pf_ikss_b_to_ka | pf_ikss_c_to_ka | pf_skss_a_from_mw | pf_skss_b_from_mw | pf_skss_c_from_mw | pf_skss_a_to_mw | pf_skss_b_to_mw | pf_skss_c_to_mw | pf_p_a_from_mw | pf_p_b_from_mw | pf_p_c_from_mw | pf_p_a_to_mw | pf_p_b_to_mw | pf_p_c_to_mw | pf_q_a_from_mvar | pf_q_b_from_mvar | pf_q_c_from_mvar | pf_q_a_to_mvar | pf_q_b_to_mvar | pf_q_c_to_mvar | pf_ikss_a_from_degree | pf_ikss_b_from_degree | pf_ikss_c_from_degree | pf_ikss_a_to_degree | pf_ikss_b_to_degree | pf_ikss_c_to_degree | pf_vm_a_from_pu | pf_vm_b_from_pu | pf_vm_c_from_pu | pf_vm_a_to_pu | pf_vm_b_to_pu | pf_vm_c_to_pu | pf_va_a_from_degree | pf_va_b_from_degree | pf_va_c_from_degree | pf_va_a_to_degree | pf_va_b_to_degree | pf_va_c_to_degree
Line0_1_2 | 0 | 1.5126 | 1.4875 | 0 | 1.5126 | 1.4875 | 0 | 0.34932 | 0.34353 | 0 | 0.34932 | 0.34353 | -6.1344e-09 | 0.15142 | 0.21953 | 4.9092e-09 | -0.12113 | -0.17562 | -6.0836e-08 | 0.23193 | 0.15448 | 5.4545e-08 | -0.18554 | -0.12358 | 0 | 0 | 0 | 0 | -1.9386 | -100.6386 | 0.84845 | 0.78885 | 0.81322 | 0.75023 | 0.63108 | 0.71934 | -1.7578 | -125.0778 | 114.4944 | -1.6269 | -125.0778 | 114.4944
Line10_11_12 | 0 | 0 | 0 | 0 | 0 | 0 | 0 | 0 | 0 | 0 | 0 | 0 | -6.0666e-09 | -9.5605e-09 | 1.1402e-08 | 5.1307e-09 | 8.2682e-09 | -9.1738e-09 | -1.3413e-08 | 1.2568e-08 | 2.494e-09 | 1.1089e-08 | -1.0705e-08 | -2.3257e-09 | 0 | 0 | 0 | 0 | 0 | 0 | 0.84845 | 0.78885 | 0.81322 | 0.84845 | 0.78885 | 0.81322 | -1.7578 | -125.0778 | 114.4944 | -1.7578 | -125.0778 | 114.4944
Line11_12_13 | 0 | 0 | 0 | 0 | 0 | 0 | 0 | 0 | 0 | 0 | 0 | 0 | -5.0555e-09 | -7.967e-09 | 9.5017e-09 | 4.1196e-09 | 6.6747e-09 | -7.2735e-09 | -1.1178e-08 | 1.0474e-08 | 2.0783e-09 | 8.8534e-09 | -8.6104e-09 | -1.91e-09 | 0 | 0 | 0 | 0 | 0 | 0 | 0.84845 | 0.78885 | 0.81322 | 0.84845 | 0.78885 | 0.81322 | -1.7578 | -125.0778 | 114.4944 | -1.7578 | -125.0778 | 114.4944
Line12_13_15 | 0 | 0 | 0 | 0 | 0 | 0 | 0 | 0 | 0 | 0 | 0 | 0 | -3.0333e-09 | -4.7802e-09 | 5.701e-09 | 2.0974e-09 | 3.4879e-09 | -3.4728e-09 | -6.7066e-09 | 6.2841e-09 | 1.247e-09 | 4.3823e-09 | -4.421e-09 | -1.0787e-09 | 0 | 0 | 0 | 0 | 0 | 0 | 0.84845 | 0.78885 | 0.81322 | 0.84845 | 0.78885 | 0.81322 | -1.7578 | -125.0778 | 114.4944 | -1.7578 | -125.0778 | 114.4944
Line13_13_14 | 0 | 0 | 0 | 0 | 0 | 0 | 0 | 0 | 0 | 0 | 0 | 0 | -1.0111e-09 | -1.5934e-09 | 1.9003e-09 | 7.5173e-11 | 3.0111e-10 | 3.2789e-10 | -2.2355e-09 | 2.0947e-09 | 4.1566e-10 | -8.8694e-11 | -2.3159e-10 | -2.474e-10 | 0 | 0 | 0 | 0 | 0 | 0 | 0.84845 | 0.78885 | 0.81322 | 0.84845 | 0.78885 | 0.81322 | -1.7578 | -125.0778 | 114.4944 | -1.7578 | -125.0778 | 114.4944
Line14_15_16 | 0 | 0 | 0 | 0 | 0 | 0 | 0 | 0 | 0 | 0 | 0 | 0 | -2.0222e-09 | -3.1868e-09 | 3.8007e-09 | 1.0863e-09 | 1.8945e-09 | -1.5725e-09 | -4.471e-09 | 4.1894e-09 | 8.3132e-10 | 2.1468e-09 | -2.3263e-09 | -6.6306e-10 | 0 | 0 | 0 | 0 | 0 | 0 | 0.84845 | 0.78885 | 0.81322 | 0.84845 | 0.78885 | 0.81322 | -1.7578 | -125.0778 | 114.4944 | -1.7578 | -125.0778 | 114.4944
Line15_16_17 | 0 | 0 | 0 | 0 | 0 | 0 | 0 | 0 | 0 | 0 | 0 | 0 | -1.0111e-09 | -1.5934e-09 | 1.9003e-09 | 7.5173e-11 | 3.0111e-10 | 3.2789e-10 | -2.2355e-09 | 2.0947e-09 | 4.1566e-10 | -8.8694e-11 | -2.3159e-10 | -2.474e-10 | 0 | 0 | 0 | 0 | 0 | 0 | 0.84845 | 0.78885 | 0.81322 | 0.84845 | 0.78885 | 0.81322 | -1.7578 | -125.0778 | 114.4944 | -1.7578 | -125.0778 | 114.4944
Line16_4_18 | 0 | 0 | 0 | 0 | 0 | 0 | 0 | 0 | 0 | 0 | 0 | 0 | -1.0111e-09 | -1.5934e-09 | 1.9003e-09 | 7.5173e-11 | 3.0111e-10 | 3.2789e-10 | -2.2355e-09 | 2.0947e-09 | 4.1566e-10 | -8.8694e-11 | -2.3159e-10 | -2.474e-10 | 0 | 0 | 0 | 0 | 0 | 0 | 0.84845 | 0.78885 | 0.81322 | 0.84845 | 0.78885 | 0.81322 | -1.7578 | -125.0778 | 114.4944 | -1.7578 | -125.0778 | 114.4944
Line17_5_19 | 0 | 0 | 0 | 0 | 0 | 0 | 0 | 0 | 0 | 0 | 0 | 0 | -1.0111e-09 | -1.5934e-09 | 1.9003e-09 | 7.5173e-11 | 3.0111e-10 | 3.2789e-10 | -2.2355e-09 | 2.0947e-09 | 4.1566e-10 | -8.8694e-11 | -2.3159e-10 | -2.474e-10 | 0 | 0 | 0 | 0 | 0 | 0 | 0.84845 | 0.78885 | 0.81322 | 0.84845 | 0.78885 | 0.81322 | -1.7578 | -125.0778 | 114.4944 | -1.7578 | -125.0778 | 114.4944
Line1_1_3 | 0 | 0 | 0 | 0 | 0 | 0 | 0 | 0 | 0 | 0 | 0 | 0 | -8.0888e-09 | -1.2747e-08 | 1.5203e-08 | 7.1529e-09 | 1.1455e-08 | -1.2974e-08 | -1.7884e-08 | 1.6758e-08 | 3.3253e-09 | 1.556e-08 | -1.4895e-08 | -3.157e-09 | 0 | 0 | 0 | 0 | 0 | 0 | 0.84845 | 0.78885 | 0.81322 | 0.84845 | 0.78885 | 0.81322 | -1.7578 | -125.0778 | 114.4944 | -1.7578 | -125.0778 | 114.4944
Line2_1_4 | 0 | 0 | 0 | 0 | 0 | 0 | 0 | 0 | 0 | 0 | 0 | 0 | -2.0222e-09 | -3.1868e-09 | 3.8007e-09 | 1.0863e-09 | 1.8945e-09 | -1.5725e-09 | -4.471e-09 | 4.1894e-09 | 8.3132e-10 | 2.1468e-09 | -2.3263e-09 | -6.6306e-10 | 0 | 0 | 0 | 0 | 0 | 0 | 0.84845 | 0.78885 | 0.81322 | 0.84845 | 0.78885 | 0.81322 | -1.7578 | -125.0778 | 114.4944 | -1.7578 | -125.0778 | 114.4944
Line3_1_5 | 0 | 0 | 0 | 0 | 0 | 0 | 0 | 0 | 0 | 0 | 0 | 0 | -2.0222e-09 | -3.1868e-09 | 3.8007e-09 | 1.0863e-09 | 1.8945e-09 | -1.5725e-09 | -4.471e-09 | 4.1894e-09 | 8.3132e-10 | 2.1468e-09 | -2.3263e-09 | -6.6306e-10 | 0 | 0 | 0 | 0 | 0 | 0 | 0.84845 | 0.78885 | 0.81322 | 0.84845 | 0.78885 | 0.81322 | -1.7578 | -125.0778 | 114.4944 | -1.7578 | -125.0778 | 114.4944
Line4_2_6 | 0 | 1.5126 | 1.4875 | 0 | 1.5126 | 1.4875 | 0 | 0.34932 | 0.34353 | 0 | 0.34932 | 0.34353 | -4.7173e-09 | 0.12113 | 0.17562 | 3.7348e-09 | -0.09085 | -0.13172 | -5.4624e-08 | 0.18554 | 0.12358 | 4.6049e-08 | -0.13916 | -0.092687 | 0 | 0 | 0 | 0 | -1.9386 | -100.6386 | 0.75023 | 0.63108 | 0.71934 | 0.65406 | 0.47331 | 0.62836 | -1.6269 | -125.0778 | 114.4944 | -1.4832 | -125.0778 | 114.4944
Line5_6_7 | 0 | 1.5126 | 1.4875 | 0 | 1.5126 | 1.4875 | 0 | 0.34932 | 0.34353 | 0 | 0.34932 | 0.34353 | -3.4374e-09 | 0.09085 | 0.13172 | 2.7033e-09 | -0.060567 | -0.087812 | -4.6118e-08 | 0.13916 | 0.092687 | 3.5644e-08 | -0.09277 | -0.061791 | 0 | 0 | 0 | 0 | -1.9386 | -100.6386 | 0.65406 | 0.47331 | 0.62836 | 0.56101 | 0.31554 | 0.54174 | -1.4832 | -125.0778 | 114.4944 | -1.3247 | -125.0778 | 114.4944
Line6_7_8 | 0 | 1.5126 | 1.4875 | 0 | 1.5126 | 1.4875 | 0 | 0.34932 | 0.34353 | 0 | 0.34932 | 0.34353 | -2.3116e-09 | 0.060567 | 0.087812 | 1.8315e-09 | -0.030283 | -0.043906 | -3.5702e-08 | 0.09277 | 0.061791 | 2.3713e-08 | -0.046385 | -0.030896 | 0 | 0 | 0 | 0 | -1.9386 | -100.6386 | 0.56101 | 0.31554 | 0.54174 | 0.47293 | 0.15777 | 0.46195 | -1.3247 | -125.0778 | 114.4944 | -1.149 | -125.0778 | 114.4944
Line7_8_9 | 0 | 0 | 0 | 0 | 0 | 0 | 0 | 0 | 0 | 0 | 0 | 0 | -6.6195e-10 | -2.4778e-09 | 1.8121e-09 | 4.7476e-10 | 4.2905e-10 | 4.238e-10 | -1.1289e-08 | 1.4742e-09 | 1.0778e-09 | -4.7644e-11 | -4.6318e-11 | -4.948e-11 | 0 | 0 | 0 | 0 | 0 | 0 | 0.47293 | 0.15777 | 0.46195 | 0.47293 | 0.15777 | 0.46195 | -1.149 | -125.0778 | 114.4944 | -1.149 | -125.0778 | 114.4944
Line8_8_10 | 0 | 1.5126 | 1.4875 | 0 | 1.5126 | 1.4875 | 0 | 0.34932 | 0.34353 | 0 | 0.34932 | 0.34353 | -6.948e-10 | 0.030283 | 0.043906 | 5.4662e-10 | -1.3686e-14 | -1.4592e-14 | -1.2472e-08 | 0.046385 | 0.030896 | -3.7382e-11 | 1.6844e-14 | 2.7276e-14 | 0 | 178.0614 | 79.3614 | 0 | -1.9386 | -100.6386 | 0.47293 | 0.15777 | 0.46195 | 0.39315 | 0 | 0.39315 | -1.149 | -125.0778 | 114.4944 | -0.95318 | 0 | 0
Line9_3_11 | 0 | 0 | 0 | 0 | 0 | 0 | 0 | 0 | 0 | 0 | 0 | 0 | -7.0777e-09 | -1.1154e-08 | 1.3302e-08 | 6.1418e-09 | 9.8616e-09 | -1.1074e-08 | -1.5649e-08 | 1.4663e-08 | 2.9096e-09 | 1.3324e-08 | -1.28e-08 | -2.7414e-09 | 0 | 0 | 0 | 0 | 0 | 0 | 0.84845 | 0.78885 | 0.81322 | 0.84845 | 0.78885 | 0.81322 | -1.7578 | -125.0778 | 114.4944 | -1.7578 | -125.0778 | 114.4944

## LLG_min_fault_6
name | pf_ikss_a_from_ka | pf_ikss_b_from_ka | pf_ikss_c_from_ka | pf_ikss_a_to_ka | pf_ikss_b_to_ka | pf_ikss_c_to_ka | pf_skss_a_from_mw | pf_skss_b_from_mw | pf_skss_c_from_mw | pf_skss_a_to_mw | pf_skss_b_to_mw | pf_skss_c_to_mw | pf_p_a_from_mw | pf_p_b_from_mw | pf_p_c_from_mw | pf_p_a_to_mw | pf_p_b_to_mw | pf_p_c_to_mw | pf_q_a_from_mvar | pf_q_b_from_mvar | pf_q_c_from_mvar | pf_q_a_to_mvar | pf_q_b_to_mvar | pf_q_c_to_mvar | pf_ikss_a_from_degree | pf_ikss_b_from_degree | pf_ikss_c_from_degree | pf_ikss_a_to_degree | pf_ikss_b_to_degree | pf_ikss_c_to_degree | pf_vm_a_from_pu | pf_vm_b_from_pu | pf_vm_c_from_pu | pf_vm_a_to_pu | pf_vm_b_to_pu | pf_vm_c_to_pu | pf_va_a_from_degree | pf_va_b_from_degree | pf_va_c_from_degree | pf_va_a_to_degree | pf_va_b_to_degree | pf_va_c_to_degree
Line0_1_2 | 0 | 0.030421 | 0.030393 | 0 | 0.030421 | 0.030393 | 0 | 0.0070254 | 0.0070189 | 0 | 0.0070254 | 0.0070189 | -1.7417e-10 | 0.0046952 | 0.0047132 | 1.5509e-10 | -0.0046816 | -0.0046943 | -1.0218e-09 | 0.0047248 | 0.0046903 | 9.5864e-10 | -0.0047053 | -0.004676 | 0 | 0 | 0 | 0 | 14.6923 | -104.9538 | 0.94937 | 0.94757 | 0.94819 | 0.94756 | 0.94392 | 0.94634 | -0.027489 | -120.1274 | 119.9069 | -0.028206 | -120.1629 | 119.9344
Line10_11_12 | 0 | 0 | 0 | 0 | 0 | 0 | 0 | 0 | 0 | 0 | 0 | 0 | -1.1813e-10 | -1.8164e-10 | 1.9826e-10 | 9.961e-11 | 1.579e-10 | -1.56e-10 | -2.1983e-10 | 2.5487e-10 | 5.0286e-11 | 1.8161e-10 | -2.1974e-10 | -4.7268e-11 | 0 | 0 | 0 | 0 | 0 | 0 | 0.94937 | 0.94757 | 0.94819 | 0.94937 | 0.94757 | 0.94819 | -0.027489 | -120.1274 | 119.9069 | -0.027489 | -120.1274 | 119.9069
Line11_12_13 | 0 | 0 | 0 | 0 | 0 | 0 | 0 | 0 | 0 | 0 | 0 | 0 | -9.8441e-11 | -1.5137e-10 | 1.6522e-10 | 7.9922e-11 | 1.2763e-10 | -1.2295e-10 | -1.8319e-10 | 2.1239e-10 | 4.1905e-11 | 1.4497e-10 | -1.7726e-10 | -3.8887e-11 | 0 | 0 | 0 | 0 | 0 | 0 | 0.94937 | 0.94757 | 0.94819 | 0.94937 | 0.94757 | 0.94819 | -0.027489 | -120.1274 | 119.9069 | -0.027489 | -120.1274 | 119.9069
Line12_13_15 | 0 | 0 | 0 | 0 | 0 | 0 | 0 | 0 | 0 | 0 | 0 | 0 | -5.9065e-11 | -9.0823e-11 | 9.913e-11 | 4.0545e-11 | 6.7078e-11 | -5.6865e-11 | -1.0992e-10 | 1.2744e-10 | 2.5143e-11 | 7.169e-11 | -9.23e-11 | -2.2125e-11 | 0 | 0 | 0 | 0 | 0 | 0 | 0.94937 | 0.94757 | 0.94819 | 0.94937 | 0.94757 | 0.94819 | -0.027489 | -120.1274 | 119.9069 | -0.027489 | -120.1274 | 119.9069
Line13_13_14 | 0 | 0 | 0 | 0 | 0 | 0 | 0 | 0 | 0 | 0 | 0 | 0 | -1.9688e-11 | -3.0274e-11 | 3.3043e-11 | 1.1687e-12 | 6.5295e-12 | 9.221e-12 | -3.6639e-11 | 4.2479e-11 | 8.3811e-12 | -1.5871e-12 | -7.343e-12 | -5.3625e-12 | 0 | 0 | 0 | 0 | 0 | 0 | 0.94937 | 0.94757 | 0.94819 | 0.94937 | 0.94757 | 0.94819 | -0.027489 | -120.1274 | 119.9069 | -0.027489 | -120.1274 | 119.9069
Line14_15_16 | 0 | 0 | 0 | 0 | 0 | 0 | 0 | 0 | 0 | 0 | 0 | 0 | -3.9377e-11 | -6.0548e-11 | 6.6086e-11 | 2.0857e-11 | 3.6804e-11 | -2.3822e-11 | -7.3277e-11 | 8.4957e-11 | 1.6762e-11 | 3.5052e-11 | -4.9822e-11 | -1.3744e-11 | 0 | 0 | 0 | 0 | 0 | 0 | 0.94937 | 0.94757 | 0.94819 | 0.94937 | 0.94757 | 0.94819 | -0.027489 | -120.1274 | 119.9069 | -0.027489 | -120.1274 | 119.9069
Line15_16_17 | 0 | 0 | 0 | 0 | 0 | 0 | 0 | 0 | 0 | 0 | 0 | 0 | -1.9688e-11 | -3.0274e-11 | 3.3043e-11 | 1.1687e-12 | 6.5295e-12 | 9.221e-12 | -3.6639e-11 | 4.2479e-11 | 8.3811e-12 | -1.5871e-12 | -7.343e-12 | -5.3625e-12 | 0 | 0 | 0 | 0 | 0 | 0 | 0.94937 | 0.94757 | 0.94819 | 0.94937 | 0.94757 | 0.94819 | -0.027489 | -120.1274 | 119.9069 | -0.027489 | -120.1274 | 119.9069
Line16_4_18 | 0 | 0 | 0 | 0 | 0 | 0 | 0 | 0 | 0 | 0 | 0 | 0 | -1.9688e-11 | -3.0274e-11 | 3.3043e-11 | 1.1687e-12 | 6.5295e-12 | 9.221e-12 | -3.6639e-11 | 4.2479e-11 | 8.3811e-12 | -1.5871e-12 | -7.343e-12 | -5.3625e-12 | 0 | 0 | 0 | 0 | 0 | 0 | 0.94937 | 0.94757 | 0.94819 | 0.94937 | 0.94757 | 0.94819 | -0.027489 | -120.1274 | 119.9069 | -0.027489 | -120.1274 | 119.9069
Line17_5_19 | 0 | 0 | 0 | 0 | 0 | 0 | 0 | 0 | 0 | 0 | 0 | 0 | -1.9688e-11 | -3.0274e-11 | 3.3043e-11 | 1.1687e-12 | 6.5295e-12 | 9.221e-12 | -3.6639e-11 | 4.2479e-11 | 8.3811e-12 | -1.5871e-12 | -7.343e-12 | -5.3625e-12 | 0 | 0 | 0 | 0 | 0 | 0 | 0.94937 | 0.94757 | 0.94819 | 0.94937 | 0.94757 | 0.94819 | -0.027489 | -120.1274 | 119.9069 | -0.027489 | -120.1274 | 119.9069
Line1_1_3 | 0 | 0 | 0 | 0 | 0 | 0 | 0 | 0 | 0 | 0 | 0 | 0 | -1.5751e-10 | -2.4219e-10 | 2.6435e-10 | 1.3899e-10 | 2.1845e-10 | -2.2208e-10 | -2.9311e-10 | 3.3983e-10 | 6.7049e-11 | 2.5488e-10 | -3.0469e-10 | -6.403e-11 | 0 | 0 | 0 | 0 | 0 | 0 | 0.94937 | 0.94757 | 0.94819 | 0.94937 | 0.94757 | 0.94819 | -0.027489 | -120.1274 | 119.9069 | -0.027489 | -120.1274 | 119.9069
Line2_1_4 | 0 | 0 | 0 | 0 | 0 | 0 | 0 | 0 | 0 | 0 | 0 | 0 | -3.9377e-11 | -6.0548e-11 | 6.6086e-11 | 2.0857e-11 | 3.6804e-11 | -2.3822e-11 | -7.3277e-11 | 8.4957e-11 | 1.6762e-11 | 3.5052e-11 | -4.9822e-11 | -1.3744e-11 | 0 | 0 | 0 | 0 | 0 | 0 | 0.94937 | 0.94757 | 0.94819 | 0.94937 | 0.94757 | 0.94819 | -0.027489 | -120.1274 | 119.9069 | -0.027489 | -120.1274 | 119.9069
Line3_1_5 | 0 | 0 | 0 | 0 | 0 | 0 | 0 | 0 | 0 | 0 | 0 | 0 | -3.9377e-11 | -6.0548e-11 | 6.6086e-11 | 2.0857e-11 | 3.6804e-11 | -2.3822e-11 | -7.3277e-11 | 8.4957e-11 | 1.6762e-11 | 3.5052e-11 | -4.9822e-11 | -1.3744e-11 | 0 | 0 | 0 | 0 | 0 | 0 | 0.94937 | 0.94757 | 0.94819 | 0.94937 | 0.94757 | 0.94819 | -0.027489 | -120.1274 | 119.9069 | -0.027489 | -120.1274 | 119.9069
Line4_2_6 | 0 | 0.030421 | 0.030393 | 0 | 0.030421 | 0.030393 | 0 | 0.0070254 | 0.0070189 | 0 | 0.0070254 | 0.0070189 | -1.5179e-10 | 0.0046816 | 0.0046943 | 1.3179e-10 | -0.004668 | -0.0046753 | -9.6027e-10 | 0.0047053 | 0.004676 | 8.4859e-10 | -0.0046858 | -0.0046616 | 0 | 0 | 0 | 0 | 14.6923 | -104.9538 | 0.94756 | 0.94392 | 0.94634 | 0.94576 | 0.94028 | 0.9445 | -0.028206 | -120.1629 | 119.9344 | -0.028923 | -120.1987 | 119.962
Line5_6_7 | 0 | 0.030421 | 0.030393 | 0 | 0.030421 | 0.030393 | 0 | 0.0070254 | 0.0070189 | 0 | 0.0070254 | 0.0070189 | -1.2637e-10 | 0.004668 | 0.0046753 | 1.0546e-10 | -0.0046544 | -0.0046564 | -8.5025e-10 | 0.0046858 | 0.0046616 | 6.9016e-10 | -0.0046662 | -0.0046473 | 0 | 0 | 0 | 0 | 14.6923 | -104.9538 | 0.94576 | 0.94028 | 0.9445 | 0.94395 | 0.93664 | 0.94266 | -0.028923 | -120.1987 | 119.962 | -0.029641 | -120.2348 | 119.9899
Line6_7_8 | 0 | 0.030421 | 0.030393 | 0 | 0.030421 | 0.030393 | 0 | 0.0070254 | 0.0070189 | 0 | 0.0070254 | 0.0070189 | -9.7914e-11 | 0.0046544 | 0.0046564 | 7.6081e-11 | -0.0046408 | -0.0046375 | -6.9187e-10 | 0.0046662 | 0.0046473 | 4.8345e-10 | -0.0046467 | -0.0046329 | 0 | 0 | 0 | 0 | 14.6923 | -104.9538 | 0.94395 | 0.93664 | 0.94266 | 0.94215 | 0.933 | 0.94081 | -0.029641 | -120.2348 | 119.9899 | -0.030361 | -120.2711 | 120.0179
Line7_8_9 | 0 | 0 | 0 | 0 | 0 | 0 | 0 | 0 | 0 | 0 | 0 | 0 | -3.1912e-11 | -2.3906e-10 | 1.5417e-10 | 9.6613e-12 | 5.2116e-11 | 5.5015e-11 | -2.3049e-10 | 1.498e-10 | 9.4647e-11 | -1.7484e-12 | -1.5407e-11 | 1.019e-12 | 0 | 0 | 0 | 0 | 0 | 0 | 0.94215 | 0.933 | 0.94081 | 0.94215 | 0.933 | 0.94081 | -0.030361 | -120.2711 | 120.0179 | -0.030361 | -120.2711 | 120.0179
Line8_8_10 | 0 | 0.030421 | 0.030393 | 0 | 0.030421 | 0.030393 | 0 | 0.0070254 | 0.0070189 | 0 | 0.0070254 | 0.0070189 | -3.4508e-11 | 0.0046408 | 0.0046375 | 1.1778e-11 | -0.0046272 | -0.0046186 | -2.5471e-10 | 0.0046467 | 0.0046329 | -1.7887e-12 | -0.0046272 | -0.0046186 | 0 | -165.3077 | 75.0462 | 0 | 14.6923 | -104.9538 | 0.94215 | 0.933 | 0.94081 | 0.94034 | 0.92935 | 0.93897 | -0.030361 | -120.2711 | 120.0179 | -0.031081 | -120.3077 | 120.0462
Line9_3_11 | 0 | 0 | 0 | 0 | 0 | 0 | 0 | 0 | 0 | 0 | 0 | 0 | -1.3782e-10 | -2.1192e-10 | 2.313e-10 | 1.193e-10 | 1.8817e-10 | -1.8904e-10 | -2.5647e-10 | 2.9735e-10 | 5.8668e-11 | 2.1825e-10 | -2.6221e-10 | -5.5649e-11 | 0 | 0 | 0 | 0 | 0 | 0 | 0.94937 | 0.94757 | 0.94819 | 0.94937 | 0.94757 | 0.94819 | -0.027489 | -120.1274 | 119.9069 | -0.027489 | -120.1274 | 119.9069

## LLG_min_fault_10
name | pf_ikss_a_from_ka | pf_ikss_b_from_ka | pf_ikss_c_from_ka | pf_ikss_a_to_ka | pf_ikss_b_to_ka | pf_ikss_c_to_ka | pf_skss_a_from_mw | pf_skss_b_from_mw | pf_skss_c_from_mw | pf_skss_a_to_mw | pf_skss_b_to_mw | pf_skss_c_to_mw | pf_p_a_from_mw | pf_p_b_from_mw | pf_p_c_from_mw | pf_p_a_to_mw | pf_p_b_to_mw | pf_p_c_to_mw | pf_q_a_from_mvar | pf_q_b_from_mvar | pf_q_c_from_mvar | pf_q_a_to_mvar | pf_q_b_to_mvar | pf_q_c_to_mvar | pf_ikss_a_from_degree | pf_ikss_b_from_degree | pf_ikss_c_from_degree | pf_ikss_a_to_degree | pf_ikss_b_to_degree | pf_ikss_c_to_degree | pf_vm_a_from_pu | pf_vm_b_from_pu | pf_vm_c_from_pu | pf_vm_a_to_pu | pf_vm_b_to_pu | pf_vm_c_to_pu | pf_va_a_from_degree | pf_va_b_from_degree | pf_va_c_from_degree | pf_va_a_to_degree | pf_va_b_to_degree | pf_va_c_to_degree
Line0_1_2 | 0 | 0.02882 | 0.028793 | 0 | 0.02882 | 0.028793 | 0 | 0.0066557 | 0.0066495 | 0 | 0.0066557 | 0.0066495 | -1.5632e-10 | 0.0042139 | 0.0042301 | 1.3919e-10 | -0.0042017 | -0.0042131 | -9.1708e-10 | 0.0042405 | 0.0042096 | 8.6039e-10 | -0.004223 | -0.0041967 | 0 | 0 | 0 | 0 | 14.6923 | -104.9538 | 0.8994 | 0.8977 | 0.89829 | 0.89769 | 0.89424 | 0.89654 | -0.027489 | -120.1274 | 119.9069 | -0.028206 | -120.1629 | 119.9344
Line10_11_12 | 0 | 0 | 0 | 0 | 0 | 0 | 0 | 0 | 0 | 0 | 0 | 0 | -1.0602e-10 | -1.6303e-10 | 1.7794e-10 | 8.9401e-11 | 1.4172e-10 | -1.4001e-10 | -1.973e-10 | 2.2875e-10 | 4.5132e-11 | 1.6299e-10 | -1.9721e-10 | -4.2423e-11 | 0 | 0 | 0 | 0 | 0 | 0 | 0.8994 | 0.8977 | 0.89829 | 0.8994 | 0.8977 | 0.89829 | -0.027489 | -120.1274 | 119.9069 | -0.027489 | -120.1274 | 119.9069
Line11_12_13 | 0 | 0 | 0 | 0 | 0 | 0 | 0 | 0 | 0 | 0 | 0 | 0 | -8.8352e-11 | -1.3586e-10 | 1.4828e-10 | 7.173e-11 | 1.1455e-10 | -1.1035e-10 | -1.6442e-10 | 1.9062e-10 | 3.761e-11 | 1.3011e-10 | -1.5909e-10 | -3.4901e-11 | 0 | 0 | 0 | 0 | 0 | 0 | 0.8994 | 0.8977 | 0.89829 | 0.8994 | 0.8977 | 0.89829 | -0.027489 | -120.1274 | 119.9069 | -0.027489 | -120.1274 | 119.9069
Line12_13_15 | 0 | 0 | 0 | 0 | 0 | 0 | 0 | 0 | 0 | 0 | 0 | 0 | -5.3011e-11 | -8.1514e-11 | 8.897e-11 | 3.639e-11 | 6.0203e-11 | -5.1037e-11 | -9.865e-11 | 1.1437e-10 | 2.2566e-11 | 6.4343e-11 | -8.284e-11 | -1.9857e-11 | 0 | 0 | 0 | 0 | 0 | 0 | 0.8994 | 0.8977 | 0.89829 | 0.8994 | 0.8977 | 0.89829 | -0.027489 | -120.1274 | 119.9069 | -0.027489 | -120.1274 | 119.9069
Line13_13_14 | 0 | 0 | 0 | 0 | 0 | 0 | 0 | 0 | 0 | 0 | 0 | 0 | -1.767e-11 | -2.7171e-11 | 2.9657e-11 | 1.0489e-12 | 5.8602e-12 | 8.2759e-12 | -3.2883e-11 | 3.8125e-11 | 7.5221e-12 | -1.4244e-12 | -6.5904e-12 | -4.8129e-12 | 0 | 0 | 0 | 0 | 0 | 0 | 0.8994 | 0.8977 | 0.89829 | 0.8994 | 0.8977 | 0.89829 | -0.027489 | -120.1274 | 119.9069 | -0.027489 | -120.1274 | 119.9069
Line14_15_16 | 0 | 0 | 0 | 0 | 0 | 0 | 0 | 0 | 0 | 0 | 0 | 0 | -3.5341e-11 | -5.4343e-11 | 5.9313e-11 | 1.8719e-11 | 3.3032e-11 | -2.1381e-11 | -6.5767e-11 | 7.625e-11 | 1.5044e-11 | 3.1459e-11 | -4.4715e-11 | -1.2335e-11 | 0 | 0 | 0 | 0 | 0 | 0 | 0.8994 | 0.8977 | 0.89829 | 0.8994 | 0.8977 | 0.89829 | -0.027489 | -120.1274 | 119.9069 | -0.027489 | -120.1274 | 119.9069
Line15_16_17 | 0 | 0 | 0 | 0 | 0 | 0 | 0 | 0 | 0 | 0 | 0 | 0 | -1.767e-11 | -2.7171e-11 | 2.9657e-11 | 1.0489e-12 | 5.8602e-12 | 8.2759e-12 | -3.2883e-11 | 3.8125e-11 | 7.5221e-12 | -1.4244e-12 | -6.5904e-12 | -4.8129e-12 | 0 | 0 | 0 | 0 | 0 | 0 | 0.8994 | 0.8977 | 0.89829 | 0.8994 | 0.8977 | 0.89829 | -0.027489 | -120.1274 | 119.9069 | -0.027489 | -120.1274 | 119.9069
Line16_4_18 | 0 | 0 | 0 | 0 | 0 | 0 | 0 | 0 | 0 | 0 | 0 | 0 | -1.767e-11 | -2.7171e-11 | 2.9656e-11 | 1.0489e-12 | 5.8602e-12 | 8.2759e-12 | -3.2883e-11 | 3.8125e-11 | 7.5221e-12 | -1.4244e-12 | -6.5904e-12 | -4.8129e-12 | 0 | 0 | 0 | 0 | 0 | 0 | 0.8994 | 0.8977 | 0.89829 | 0.8994 | 0.8977 | 0.89829 | -0.027489 | -120.1274 | 119.9069 | -0.027489 | -120.1274 | 119.9069
Line17_5_19 | 0 | 0 | 0 | 0 | 0 | 0 | 0 | 0 | 0 | 0 | 0 | 0 | -1.767e-11 | -2.7171e-11 | 2.9656e-11 | 1.0489e-12 | 5.8602e-12 | 8.2759e-12 | -3.2883e-11 | 3.8125e-11 | 7.5221e-12 | -1.4244e-12 | -6.5904e-12 | -4.8129e-12 | 0 | 0 | 0 | 0 | 0 | 0 | 0.8994 | 0.8977 | 0.89829 | 0.8994 | 0.8977 | 0.89829 | -0.027489 | -120.1274 | 119.9069 | -0.027489 | -120.1274 | 119.9069
Line1_1_3 | 0 | 0 | 0 | 0 | 0 | 0 | 0 | 0 | 0 | 0 | 0 | 0 | -1.4136e-10 | -2.1737e-10 | 2.3725e-10 | 1.2474e-10 | 1.9606e-10 | -1.9932e-10 | -2.6307e-10 | 3.05e-10 | 6.0177e-11 | 2.2876e-10 | -2.7346e-10 | -5.7467e-11 | 0 | 0 | 0 | 0 | 0 | 0 | 0.8994 | 0.8977 | 0.89829 | 0.8994 | 0.8977 | 0.89829 | -0.027489 | -120.1274 | 119.9069 | -0.027489 | -120.1274 | 119.9069
Line2_1_4 | 0 | 0 | 0 | 0 | 0 | 0 | 0 | 0 | 0 | 0 | 0 | 0 | -3.5341e-11 | -5.4343e-11 | 5.9313e-11 | 1.8719e-11 | 3.3031e-11 | -2.1381e-11 | -6.5767e-11 | 7.625e-11 | 1.5044e-11 | 3.1459e-11 | -4.4715e-11 | -1.2335e-11 | 0 | 0 | 0 | 0 | 0 | 0 | 0.8994 | 0.8977 | 0.89829 | 0.8994 | 0.8977 | 0.89829 | -0.027489 | -120.1274 | 119.9069 | -0.027489 | -120.1274 | 119.9069
Line3_1_5 | 0 | 0 | 0 | 0 | 0 | 0 | 0 | 0 | 0 | 0 | 0 | 0 | -3.5341e-11 | -5.4343e-11 | 5.9313e-11 | 1.8719e-11 | 3.3031e-11 | -2.1381e-11 | -6.5767e-11 | 7.625e-11 | 1.5044e-11 | 3.1459e-11 | -4.4715e-11 | -1.2335e-11 | 0 | 0 | 0 | 0 | 0 | 0 | 0.8994 | 0.8977 | 0.89829 | 0.8994 | 0.8977 | 0.89829 | -0.027489 | -120.1274 | 119.9069 | -0.027489 | -120.1274 | 119.9069
Line4_2_6 | 0 | 0.02882 | 0.028793 | 0 | 0.02882 | 0.028793 | 0 | 0.0066557 | 0.0066495 | 0 | 0.0066557 | 0.0066495 | -1.3623e-10 | 0.0042017 | 0.0042131 | 1.1829e-10 | -0.0041895 | -0.0041962 | -8.6185e-10 | 0.004223 | 0.0041967 | 7.6161e-10 | -0.0042055 | -0.0041838 | 0 | 0 | 0 | 0 | 14.6923 | -104.9538 | 0.89769 | 0.89424 | 0.89654 | 0.89598 | 0.89079 | 0.89479 | -0.028206 | -120.1629 | 119.9344 | -0.028923 | -120.1987 | 119.962
Line5_6_7 | 0 | 0.02882 | 0.028793 | 0 | 0.02882 | 0.028793 | 0 | 0.0066557 | 0.0066495 | 0 | 0.0066557 | 0.0066495 | -1.1342e-10 | 0.0041895 | 0.0041962 | 9.4648e-11 | -0.0041773 | -0.0041792 | -7.6311e-10 | 0.0042055 | 0.0041838 | 6.1942e-10 | -0.004188 | -0.004171 | 0 | 0 | 0 | 0 | 14.6923 | -104.9538 | 0.89598 | 0.89079 | 0.89479 | 0.89427 | 0.88734 | 0.89304 | -0.028923 | -120.1987 | 119.962 | -0.029641 | -120.2348 | 119.9899
Line6_7_8 | 0 | 0.02882 | 0.028793 | 0 | 0.02882 | 0.028793 | 0 | 0.0066557 | 0.0066495 | 0 | 0.0066557 | 0.0066495 | -8.7879e-11 | 0.0041773 | 0.0041792 | 6.8284e-11 | -0.0041651 | -0.0041622 | -6.2095e-10 | 0.004188 | 0.004171 | 4.339e-10 | -0.0041705 | -0.0041581 | 0 | 0 | 0 | 0 | 14.6923 | -104.9538 | 0.89427 | 0.88734 | 0.89304 | 0.89256 | 0.88389 | 0.8913 | -0.029641 | -120.2348 | 119.9899 | -0.030361 | -120.2711 | 120.0179
Line7_8_9 | 0 | 0 | 0 | 0 | 0 | 0 | 0 | 0 | 0 | 0 | 0 | 0 | -2.8641e-11 | -2.1455e-10 | 1.3837e-10 | 8.6711e-12 | 4.6775e-11 | 4.9376e-11 | -2.0686e-10 | 1.3445e-10 | 8.4946e-11 | -1.5692e-12 | -1.3828e-11 | 9.1455e-13 | 0 | 0 | 0 | 0 | 0 | 0 | 0.89256 | 0.88389 | 0.8913 | 0.89256 | 0.88389 | 0.8913 | -0.030361 | -120.2711 | 120.0179 | -0.030361 | -120.2711 | 120.0179
Line8_8_10 | 0 | 0.02882 | 0.028793 | 0 | 0.02882 | 0.028793 | 0 | 0.0066557 | 0.0066495 | 0 | 0.0066557 | 0.0066495 | -3.0971e-11 | 0.0041652 | 0.0041622 | 1.057e-11 | -0.004153 | -0.0041452 | -2.286e-10 | 0.0041705 | 0.0041581 | -1.6054e-12 | -0.004153 | -0.0041452 | 0 | -165.3077 | 75.0462 | 0 | 14.6923 | -104.9538 | 0.89256 | 0.88389 | 0.8913 | 0.89085 | 0.88044 | 0.88955 | -0.030361 | -120.2711 | 120.0179 | -0.031081 | -120.3077 | 120.0462
Line9_3_11 | 0 | 0 | 0 | 0 | 0 | 0 | 0 | 0 | 0 | 0 | 0 | 0 | -1.2369e-10 | -1.902e-10 | 2.076e-10 | 1.0707e-10 | 1.6889e-10 | -1.6966e-10 | -2.3018e-10 | 2.6687e-10 | 5.2655e-11 | 1.9588e-10 | -2.3534e-10 | -4.9945e-11 | 0 | 0 | 0 | 0 | 0 | 0 | 0.8994 | 0.8977 | 0.89829 | 0.8994 | 0.8977 | 0.89829 | -0.027489 | -120.1274 | 119.9069 | -0.027489 | -120.1274 | 119.9069