## LLL_max_6
name | pf_ikss_from_ka | pf_ikss_to_ka | pf_ip_from_ka | pf_ip_to_ka | pf_skss_from_mw | pf_skss_to_mw | pf_p_from_mw | pf_p_to_mw | pf_q_from_mvar | pf_q_to_mvar | pf_ikss_from_degree | pf_ikss_to_degree | pf_vm_from_pu | pf_vm_to_pu | pf_va_from_degree | pf_va_to_degree
Line0_1_2 | 0 | 0 | 0 | 0 | 0 | 0 | 0 | 0 | 0 | 0 | 0 | 0 | 0.70184 | 0.70184 | -7.4193 | -7.4193
Line10_11_12 | 0 | 0 | 0 | 0 | 0 | 0 | 5.7704e-21 | 0 | 3.1682e-21 | 0 | 0 | 0 | 0 | 0 | 0 | 0
Line11_12_13 | 0 | 0 | 0 | 0 | 0 | 0 | 0 | 0 | 0 | 0 | 0 | 0 | 0 | 0 | 0 | 0
Line12_13_15 | 0 | 0 | 0 | 0 | 0 | 0 | 0 | 0 | 0 | 0 | 0 | 0 | 0 | 0 | 0 | 0
Line13_13_14 | 0 | 0 | 0 | 0 | 0 | 0 | 0 | 0 | 0 | 0 | 0 | 0 | 0 | 0 | 0 | 0
Line14_15_16 | 0 | 0 | 0 | 0 | 0 | 0 | 0 | 0 | 0 | 0 | 0 | 0 | 0 | 0 | 0 | 0
Line15_16_17 | 0 | 0 | 0 | 0 | 0 | 0 | 0 | 0 | 0 | 0 | 0 | 0 | 0 | 0 | 0 | 0
Line16_4_18 | 0 | 0 | 0 | 0 | 0 | 0 | 0 | 0 | 0 | 0 | 0 | 0 | 0.70184 | 0.70184 | -7.4193 | -7.4193
Line17_5_19 | 0 | 0 | 0 | 0 | 0 | 0 | 0 | 0 | 0 | 0 | 0 | 0 | 0.70184 | 0.70184 | -7.4193 | -7.4193
Line1_1_3 | 3.6243 | 3.6243 | 0 | 0 | 2.511 | 2.511 | 0.78812 | -0.39406 | 1.5762 | -0.78812 | 0 | 109.1457 | 0.70184 | 0.35092 | -7.4193 | -7.4193
Line2_1_4 | 0 | 0 | 0 | 0 | 0 | 0 | 0 | 0 | 0 | 0 | 0 | 0 | 0.70184 | 0.70184 | -7.4193 | -7.4193
Line3_1_5 | 0 | 0 | 0 | 0 | 0 | 0 | 0 | 0 | 0 | 0 | 0 | 0 | 0.70184 | 0.70184 | -7.4193 | -7.4193
Line4_2_6 | 0 | 0 | 0 | 0 | 0 | 0 | 0 | 0 | 0 | 0 | 0 | 0 | 0.70184 | 0.70184 | -7.4193 | -7.4193
Line5_6_7 | 0 | 0 | 0 | 0 | 0 | 0 | 0 | 0 | 0 | 0 | 0 | 0 | 0.70184 | 0.70184 | -7.4193 | -7.4193
Line6_7_8 | 0 | 0 | 0 | 0 | 0 | 0 | 0 | 0 | 0 | 0 | 0 | 0 | 0.70184 | 0.70184 | -7.4193 | -7.4193
Line7_8_9 | 0 | 0 | 0 | 0 | 0 | 0 | 0 | 0 | 0 | 0 | 0 | 0 | 0.70184 | 0.70184 | -7.4193 | -7.4193
Line8_8_10 | 0 | 0 | 0 | 0 | 0 | 0 | 0 | 0 | 0 | 0 | 0 | 0 | 0.70184 | 0.70184 | -7.4193 | -7.4193
Line9_3_11 | 3.6243 | 3.6243 | 0 | 7.0007 | 2.511 | 2.511 | 0.39406 | -1e-07 | 0.78812 | -1e-07 | -70.8543 | 109.1457 | 0.35092 | 0 | -7.4193 | 0

## LLL_max_10
name | pf_ikss_from_ka | pf_ikss_to_ka | pf_ip_from_ka | pf_ip_to_ka | pf_skss_from_mw | pf_skss_to_mw | pf_p_from_mw | pf_p_to_mw | pf_q_from_mvar | pf_q_to_mvar | pf_ikss_from_degree | pf_ikss_to_degree | pf_vm_from_pu | pf_vm_to_pu | pf_va_from_degree | pf_va_to_degree
Line0_1_2 | 0 | 0 | 0 | 0 | 0 | 0 | 0 | 0 | 0 | 0 | 0 | 0 | 0.72372 | 0.72372 | -7.6495 | -7.6495
Line10_11_12 | 0 | 0 | 0 | 0 | 0 | 0 | 8.8824e-21 | 0 | -7.0797e-21 | 0 | 0 | 0 | 0 | 0 | 0 | 0
Line11_12_13 | 0 | 0 | 0 | 0 | 0 | 0 | 0 | 0 | 0 | 0 | 0 | 0 | 0 | 0 | 0 | 0
Line12_13_15 | 0 | 0 | 0 | 0 | 0 | 0 | 0 | 0 | 0 | 0 | 0 | 0 | 0 | 0 | 0 | 0
Line13_13_14 | 0 | 0 | 0 | 0 | 0 | 0 | 0 | 0 | 0 | 0 | 0 | 0 | 0 | 0 | 0 | 0
Line14_15_16 | 0 | 0 | 0 | 0 | 0 | 0 | 0 | 0 | 0 | 0 | 0 | 0 | 0 | 0 | 0 | 0
Line15_16_17 | 0 | 0 | 0 | 0 | 0 | 0 | 0 | 0 | 0 | 0 | 0 | 0 | 0 | 0 | 0 | 0
Line16_4_18 | 0 | 0 | 0 | 0 | 0 | 0 | 0 | 0 | 0 | 0 | 0 | 0 | 0.72372 | 0.72372 | -7.6495 | -7.6495
Line17_5_19 | 0 | 0 | 0 | 0 | 0 | 0 | 0 | 0 | 0 | 0 | 0 | 0 | 0.72372 | 0.72372 | -7.6495 | -7.6495
Line1_1_3 | 3.7373 | 3.7373 | 0 | 0 | 2.5893 | 2.5893 | 0.83803 | -0.41902 | 1.6761 | -0.83803 | 0 | 108.9156 | 0.72372 | 0.36186 | -7.6495 | -7.6495
Line2_1_4 | 0 | 0 | 0 | 0 | 0 | 0 | 0 | 0 | 0 | 0 | 0 | 0 | 0.72372 | 0.72372 | -7.6495 | -7.6495
Line3_1_5 | 0 | 0 | 0 | 0 | 0 | 0 | 0 | 0 | 0 | 0 | 0 | 0 | 0.72372 | 0.72372 | -7.6495 | -7.6495
Line4_2_6 | 0 | 0 | 0 | 0 | 0 | 0 | 0 | 0 | 0 | 0 | 0 | 0 | 0.72372 | 0.72372 | -7.6495 | -7.6495
Line5_6_7 | 0 | 0 | 0 | 0 | 0 | 0 | 0 | 0 | 0 | 0 | 0 | 0 | 0.72372 | 0.72372 | -7.6495 | -7.6495
Line6_7_8 | 0 | 0 | 0 | 0 | 0 | 0 | 0 | 0 | 0 | 0 | 0 | 0 | 0.72372 | 0.72372 | -7.6495 | -7.6495
Line7_8_9 | 0 | 0 | 0 | 0 | 0 | 0 | 0 | 0 | 0 | 0 | 0 | 0 | 0.72372 | 0.72372 | -7.6495 | -7.6495
Line8_8_10 | 0 | 0 | 0 | 0 | 0 | 0 | 0 | 0 | 0 | 0 | 0 | 0 | 0.72372 | 0.72372 | -7.6495 | -7.6495
Line9_3_11 | 3.7373 | 3.7373 | 0 | 7.2438 | 2.5893 | 2.5893 | 0.41902 | -1e-07 | 0.83803 | -1e-07 | -71.0844 | 108.9156 | 0.36186 | 0 | -7.6495 | 0

## LLL_max_fault_6
name | pf_ikss_from_ka | pf_ikss_to_ka | pf_ip_from_ka | pf_ip_to_ka | pf_skss_from_mw | pf_skss_to_mw | pf_p_from_mw | pf_p_to_mw | pf_q_from_mvar | pf_q_to_mvar | pf_ikss_from_degree | pf_ikss_to_degree | pf_vm_from_pu | pf_vm_to_pu | pf_va_from_degree | pf_va_to_degree
Line0_1_2 | 0 | 0 | 0 | 0 | 0 | 0 | 0 | 0 | 0 | 0 | 0 | 0 | 1.0474 | 1.0474 | -0.12051 | -0.12051
Line10_11_12 | 0 | 0 | 0 | 0 | 0 | 0 | -6.0916e-10 | 0 | 2.9519e-10 | 0 | 0 | 0 | 1.0411 | 1.0411 | -0.23442 | -0.23442
Line11_12_13 | 0 | 0 | 0 | 0 | 0 | 0 | 0 | 0 | 0 | 0 | 0 | 0 | 1.0411 | 1.0411 | -0.23442 | -0.23442
Line12_13_15 | 0 | 0 | 0 | 0 | 0 | 0 | 0 | 0 | 0 | 0 | 0 | 0 | 1.0411 | 1.0411 | -0.23442 | -0.23442
Line13_13_14 | 0 | 0 | 0 | 0 | 0 | 0 | 0 | 0 | 0 | 0 | 0 | 0 | 1.0411 | 1.0411 | -0.23442 | -0.23442
Line14_15_16 | 0 | 0 | 0 | 0 | 0 | 0 | 0 | 0 | 0 | 0 | 0 | 0 | 1.0411 | 1.0411 | -0.23442 | -0.23442
Line15_16_17 | 0 | 0 | 0 | 0 | 0 | 0 | 0 | 0 | 0 | 0 | 0 | 0 | 1.0411 | 1.0411 | -0.23442 | -0.23442
Line16_4_18 | 0 | 0 | 0 | 0 | 0 | 0 | 0 | 0 | 0 | 0 | 0 | 0 | 1.0474 | 1.0474 | -0.12051 | -0.12051
Line17_5_19 | 0 | 0 | 0 | 0 | 0 | 0 | 0 | 0 | 0 | 0 | 0 | 0 | 1.0474 | 1.0474 | -0.12051 | -0.12051
Line1_1_3 | 0.034003 | 0.034003 | 0 | 0 | 0.023558 | 0.023558 | 0.017412 | -0.017378 | 0.017482 | -0.017412 | 0 | 134.7656 | 1.0474 | 1.0442 | -0.12051 | -0.17729
Line2_1_4 | 0 | 0 | 0 | 0 | 0 | 0 | 0 | 0 | 0 | 0 | 0 | 0 | 1.0474 | 1.0474 | -0.12051 | -0.12051
Line3_1_5 | 0 | 0 | 0 | 0 | 0 | 0 | 0 | 0 | 0 | 0 | 0 | 0 | 1.0474 | 1.0474 | -0.12051 | -0.12051
Line4_2_6 | 0 | 0 | 0 | 0 | 0 | 0 | 0 | 0 | 0 | 0 | 0 | 0 | 1.0474 | 1.0474 | -0.12051 | -0.12051
Line5_6_7 | 0 | 0 | 0 | 0 | 0 | 0 | 0 | 0 | 0 | 0 | 0 | 0 | 1.0474 | 1.0474 | -0.12051 | -0.12051
Line6_7_8 | 0 | 0 | 0 | 0 | 0 | 0 | 0 | 0 | 0 | 0 | 0 | 0 | 1.0474 | 1.0474 | -0.12051 | -0.12051
Line7_8_9 | 0 | 0 | 0 | 0 | 0 | 0 | 0 | 0 | 0 | 0 | 0 | 0 | 1.0474 | 1.0474 | -0.12051 | -0.12051
Line8_8_10 | 0 | 0 | 0 | 0 | 0 | 0 | 0 | 0 | 0 | 0 | 0 | 0 | 1.0474 | 1.0474 | -0.12051 | -0.12051
Line9_3_11 | 0.034003 | 0.034003 | 0 | 0.065681 | 0.023558 | 0.023558 | 0.017378 | -0.017343 | 0.017412 | -0.017343 | -45.2344 | 134.7656 | 1.0442 | 1.0411 | -0.17729 | -0.23442

## LLL_max_fault_10
name | pf_ikss_from_ka | pf_ikss_to_ka | pf_ip_from_ka | pf_ip_to_ka | pf_skss_from_mw | pf_skss_to_mw | pf_p_from_mw | pf_p_to_mw | pf_q_from_mvar | pf_q_to_mvar | pf_ikss_from_degree | pf_ikss_to_degree | pf_vm_from_pu | pf_vm_to_pu | pf_va_from_degree | pf_va_to_degree
Line0_1_2 | 0 | 0 | 0 | 0 | 0 | 0 | 0 | 0 | 0 | 0 | 0 | 0 | 1.0971 | 1.0971 | -0.12619 | -0.12619
Line10_11_12 | 0 | 0 | 0 | 0 | 0 | 0 | -6.7773e-10 | 0 | 3.3179e-10 | 0 | 0 | 0 | 1.0906 | 1.0906 | -0.2401 | -0.2401
Line11_12_13 | 0 | 0 | 0 | 0 | 0 | 0 | 0 | 0 | 0 | 0 | 0 | 0 | 1.0906 | 1.0906 | -0.2401 | -0.2401
Line12_13_15 | 0 | 0 | 0 | 0 | 0 | 0 | 0 | 0 | 0 | 0 | 0 | 0 | 1.0906 | 1.0906 | -0.2401 | -0.2401
Line13_13_14 | 0 | 0 | 0 | 0 | 0 | 0 | 0 | 0 | 0 | 0 | 0 | 0 | 1.0906 | 1.0906 | -0.2401 | -0.2401
Line14_15_16 | 0 | 0 | 0 | 0 | 0 | 0 | 0 | 0 | 0 | 0 | 0 | 0 | 1.0906 | 1.0906 | -0.2401 | -0.2401
Line15_16_17 | 0 | 0 | 0 | 0 | 0 | 0 | 0 | 0 | 0 | 0 | 0 | 0 | 1.0906 | 1.0906 | -0.2401 | -0.2401
Line16_4_18 | 0 | 0 | 0 | 0 | 0 | 0 | 0 | 0 | 0 | 0 | 0 | 0 | 1.0971 | 1.0971 | -0.12619 | -0.12619
Line17_5_19 | 0 | 0 | 0 | 0 | 0 | 0 | 0 | 0 | 0 | 0 | 0 | 0 | 1.0971 | 1.0971 | -0.12619 | -0.12619
Line1_1_3 | 0.035618 | 0.035618 | 0 | 0 | 0.024677 | 0.024677 | 0.019106 | -0.019068 | 0.019182 | -0.019106 | 0 | 134.7599 | 1.0971 | 1.0938 | -0.12619 | -0.18297
Line2_1_4 | 0 | 0 | 0 | 0 | 0 | 0 | 0 | 0 | 0 | 0 | 0 | 0 | 1.0971 | 1.0971 | -0.12619 | -0.12619
Line3_1_5 | 0 | 0 | 0 | 0 | 0 | 0 | 0 | 0 | 0 | 0 | 0 | 0 | 1.0971 | 1.0971 | -0.12619 | -0.12619
Line4_2_6 | 0 | 0 | 0 | 0 | 0 | 0 | 0 | 0 | 0 | 0 | 0 | 0 | 1.0971 | 1.0971 | -0.12619 | -0.12619
Line5_6_7 | 0 | 0 | 0 | 0 | 0 | 0 | 0 | 0 | 0 | 0 | 0 | 0 | 1.0971 | 1.0971 | -0.12619 | -0.12619
Line6_7_8 | 0 | 0 | 0 | 0 | 0 | 0 | 0 | 0 | 0 | 0 | 0 | 0 | 1.0971 | 1.0971 | -0.12619 | -0.12619
Line7_8_9 | 0 | 0 | 0 | 0 | 0 | 0 | 0 | 0 | 0 | 0 | 0 | 0 | 1.0971 | 1.0971 | -0.12619 | -0.12619
Line8_8_10 | 0 | 0 | 0 | 0 | 0 | 0 | 0 | 0 | 0 | 0 | 0 | 0 | 1.0971 | 1.0971 | -0.12619 | -0.12619
Line9_3_11 | 0.035618 | 0.035618 | 0 | 0.069037 | 0.024677 | 0.024677 | 0.019068 | -0.01903 | 0.019106 | -0.01903 | -45.2401 | 134.7599 | 1.0938 | 1.0906 | -0.18297 | -0.2401

## LLL_min_6
name | pf_ikss_from_ka | pf_ikss_to_ka | pf_ip_from_ka | pf_ip_to_ka | pf_skss_from_mw | pf_skss_to_mw | pf_p_from_mw | pf_p_to_mw | pf_q_from_mvar | pf_q_to_mvar | pf_ikss_from_degree | pf_ikss_to_degree | pf_vm_from_pu | pf_vm_to_pu | pf_va_from_degree | pf_va_to_degree
Line0_1_2 | 0 | 0 | 0 | 0 | 0 | 0 | 0 | 0 | 0 | 0 | 0 | 0 | 0.695 | 0.695 | -11.6026 | -11.6026
Line10_11_12 | 0 | 0 | 0 | 0 | 0 | 0 | 6.091e-21 | 0 | 8.5707e-21 | 0 | 0 | 0 | 0 | 0 | 0 | 0
Line11_12_13 | 0 | 0 | 0 | 0 | 0 | 0 | 0 | 0 | 0 | 0 | 0 | 0 | 0 | 0 | 0 | 0
Line12_13_15 | 0 | 0 | 0 | 0 | 0 | 0 | 0 | 0 | 0 | 0 | 0 | 0 | 0 | 0 | 0 | 0
Line13_13_14 | 0 | 0 | 0 | 0 | 0 | 0 | 0 | 0 | 0 | 0 | 0 | 0 | 0 | 0 | 0 | 0
Line14_15_16 | 0 | 0 | 0 | 0 | 0 | 0 | 0 | 0 | 0 | 0 | 0 | 0 | 0 | 0 | 0 | 0
Line15_16_17 | 0 | 0 | 0 | 0 | 0 | 0 | 0 | 0 | 0 | 0 | 0 | 0 | 0 | 0 | 0 | 0
Line16_4_18 | 0 | 0 | 0 | 0 | 0 | 0 | 0 | 0 | 0 | 0 | 0 | 0 | 0.695 | 0.695 | -11.6026 | -11.6026
Line17_5_19 | 0 | 0 | 0 | 0 | 0 | 0 | 0 | 0 | 0 | 0 | 0 | 0 | 0.695 | 0.695 | -11.6026 | -11.6026
Line1_1_3 | 2.8946 | 2.8946 | 0 | 0 | 2.0055 | 2.0055 | 0.96525 | -0.48263 | 1.0055 | -0.50274 | 0 | 122.2283 | 0.695 | 0.3475 | -11.6026 | -11.6026
Line2_1_4 | 0 | 0 | 0 | 0 | 0 | 0 | 0 | 0 | 0 | 0 | 0 | 0 | 0.695 | 0.695 | -11.6026 | -11.6026
Line3_1_5 | 0 | 0 | 0 | 0 | 0 | 0 | 0 | 0 | 0 | 0 | 0 | 0 | 0.695 | 0.695 | -11.6026 | -11.6026
Line4_2_6 | 0 | 0 | 0 | 0 | 0 | 0 | 0 | 0 | 0 | 0 | 0 | 0 | 0.695 | 0.695 | -11.6026 | -11.6026
Line5_6_7 | 0 | 0 | 0 | 0 | 0 | 0 | 0 | 0 | 0 | 0 | 0 | 0 | 0.695 | 0.695 | -11.6026 | -11.6026
Line6_7_8 | 0 | 0 | 0 | 0 | 0 | 0 | 0 | 0 | 0 | 0 | 0 | 0 | 0.695 | 0.695 | -11.6026 | -11.6026
Line7_8_9 | 0 | 0 | 0 | 0 | 0 | 0 | 0 | 0 | 0 | 0 | 0 | 0 | 0.695 | 0.695 | -11.6026 | -11.6026
Line8_8_10 | 0 | 0 | 0 | 0 | 0 | 0 | 0 | 0 | 0 | 0 | 0 | 0 | 0.695 | 0.695 | -11.6026 | -11.6026
Line9_3_11 | 2.8946 | 2.8946 | 0 | 4.7808 | 2.0055 | 2.0055 | 0.48263 | -1e-07 | 0.50274 | -1e-07 | -57.7717 | 122.2283 | 0.3475 | 0 | -11.6026 | 0

## LLL_min_10
name | pf_ikss_from_ka | pf_ikss_to_ka | pf_ip_from_ka | pf_ip_to_ka | pf_skss_from_mw | pf_skss_to_mw | pf_p_from_mw | pf_p_to_mw | pf_q_from_mvar | pf_q_to_mvar | pf_ikss_from_degree | pf_ikss_to_degree | pf_vm_from_pu | pf_vm_to_pu | pf_va_from_degree | pf_va_to_degree
Line0_1_2 | 0 | 0 | 0 | 0 | 0 | 0 | 0 | 0 | 0 | 0 | 0 | 0 | 0.65842 | 0.65842 | -11.6026 | -11.6026
Line10_11_12 | 0 | 0 | 0 | 0 | 0 | 0 | 5.4604e-21 | 0 | 7.6962e-21 | 0 | 0 | 0 | 0 | 0 | 0 | 0
Line11_12_13 | 0 | 0 | 0 | 0 | 0 | 0 | 0 | 0 | 0 | 0 | 0 | 0 | 0 | 0 | 0 | 0
Line12_13_15 | 0 | 0 | 0 | 0 | 0 | 0 | 0 | 0 | 0 | 0 | 0 | 0 | 0 | 0 | 0 | 0
Line13_13_14 | 0 | 0 | 0 | 0 | 0 | 0 | 0 | 0 | 0 | 0 | 0 | 0 | 0 | 0 | 0 | 0
Line14_15_16 | 0 | 0 | 0 | 0 | 0 | 0 | 0 | 0 | 0 | 0 | 0 | 0 | 0 | 0 | 0 | 0
Line15_16_17 | 0 | 0 | 0 | 0 | 0 | 0 | 0 | 0 | 0 | 0 | 0 | 0 | 0 | 0 | 0 | 0
Line16_4_18 | 0 | 0 | 0 | 0 | 0 | 0 | 0 | 0 | 0 | 0 | 0 | 0 | 0.65842 | 0.65842 | -11.6026 | -11.6026
Line17_5_19 | 0 | 0 | 0 | 0 | 0 | 0 | 0 | 0 | 0 | 0 | 0 | 0 | 0.65842 | 0.65842 | -11.6026 | -11.6026
Line1_1_3 | 2.7423 | 2.7423 | 0 | 0 | 1.8999 | 1.8999 | 0.86632 | -0.43316 | 0.90242 | -0.45121 | 0 | 122.2283 | 0.65842 | 0.32921 | -11.6026 | -11.6026
Line2_1_4 | 0 | 0 | 0 | 0 | 0 | 0 | 0 | 0 | 0 | 0 | 0 | 0 | 0.65842 | 0.65842 | -11.6026 | -11.6026
Line3_1_5 | 0 | 0 | 0 | 0 | 0 | 0 | 0 | 0 | 0 | 0 | 0 | 0 | 0.65842 | 0.65842 | -11.6026 | -11.6026
Line4_2_6 | 0 | 0 | 0 | 0 | 0 | 0 | 0 | 0 | 0 | 0 | 0 | 0 | 0.65842 | 0.65842 | -11.6026 | -11.6026
Line5_6_7 | 0 | 0 | 0 | 0 | 0 | 0 | 0 | 0 | 0 | 0 | 0 | 0 | 0.65842 | 0.65842 | -11.6026 | -11.6026
Line6_7_8 | 0 | 0 | 0 | 0 | 0 | 0 | 0 | 0 | 0 | 0 | 0 | 0 | 0.65842 | 0.65842 | -11.6026 | -11.6026
Line7_8_9 | 0 | 0 | 0 | 0 | 0 | 0 | 0 | 0 | 0 | 0 | 0 | 0 | 0.65842 | 0.65842 | -11.6026 | -11.6026
Line8_8_10 | 0 | 0 | 0 | 0 | 0 | 0 | 0 | 0 | 0 | 0 | 0 | 0 | 0.65842 | 0.65842 | -11.6026 | -11.6026
Line9_3_11 | 2.7423 | 2.7423 | 0 | 4.5292 | 1.8999 | 1.8999 | 0.43316 | -1e-07 | 0.45121 | -1e-07 | -57.7717 | 122.2283 | 0.32921 | 0 | -11.6026 | 0

## LLL_min_fault_6
name | pf_ikss_from_ka | pf_ikss_to_ka | pf_ip_from_ka | pf_ip_to_ka | pf_skss_from_mw | pf_skss_to_mw | pf_p_from_mw | pf_p_to_mw | pf_q_from_mvar | pf_q_to_mvar | pf_ikss_from_degree | pf_ikss_to_degree | pf_vm_from_pu | pf_vm_to_pu | pf_va_from_degree | pf_va_to_degree
Line0_1_2 | 0 | 0 | 0 | 0 | 0 | 0 | 0 | 0 | 0 | 0 | 0 | 0 | 0.94754 | 0.94754 | -0.12527 | -0.12527
Line10_11_12 | 0 | 0 | 0 | 0 | 0 | 0 | -6.0985e-10 | 0 | 1.3824e-10 | 0 | 0 | 0 | 0.94017 | 0.94017 | -0.13436 | -0.13436
Line11_12_13 | 0 | 0 | 0 | 0 | 0 | 0 | 0 | 0 | 0 | 0 | 0 | 0 | 0.94017 | 0.94017 | -0.13436 | -0.13436
Line12_13_15 | 0 | 0 | 0 | 0 | 0 | 0 | 0 | 0 | 0 | 0 | 0 | 0 | 0.94017 | 0.94017 | -0.13436 | -0.13436
Line13_13_14 | 0 | 0 | 0 | 0 | 0 | 0 | 0 | 0 | 0 | 0 | 0 | 0 | 0.94017 | 0.94017 | -0.13436 | -0.13436
Line14_15_16 | 0 | 0 | 0 | 0 | 0 | 0 | 0 | 0 | 0 | 0 | 0 | 0 | 0.94017 | 0.94017 | -0.13436 | -0.13436
Line15_16_17 | 0 | 0 | 0 | 0 | 0 | 0 | 0 | 0 | 0 | 0 | 0 | 0 | 0.94017 | 0.94017 | -0.13436 | -0.13436
Line16_4_18 | 0 | 0 | 0 | 0 | 0 | 0 | 0 | 0 | 0 | 0 | 0 | 0 | 0.94754 | 0.94754 | -0.12527 | -0.12527
Line17_5_19 | 0 | 0 | 0 | 0 | 0 | 0 | 0 | 0 | 0 | 0 | 0 | 0 | 0.94754 | 0.94754 | -0.12527 | -0.12527
Line1_1_3 | 0.030706 | 0.030706 | 0 | 0 | 0.021274 | 0.021274 | 0.014251 | -0.014197 | 0.014256 | -0.014199 | 0 | 134.8656 | 0.94754 | 0.94385 | -0.12527 | -0.1298
Line2_1_4 | 0 | 0 | 0 | 0 | 0 | 0 | 0 | 0 | 0 | 0 | 0 | 0 | 0.94754 | 0.94754 | -0.12527 | -0.12527
Line3_1_5 | 0 | 0 | 0 | 0 | 0 | 0 | 0 | 0 | 0 | 0 | 0 | 0 | 0.94754 | 0.94754 | -0.12527 | -0.12527
Line4_2_6 | 0 | 0 | 0 | 0 | 0 | 0 | 0 | 0 | 0 | 0 | 0 | 0 | 0.94754 | 0.94754 | -0.12527 | -0.12527
Line5_6_7 | 0 | 0 | 0 | 0 | 0 | 0 | 0 | 0 | 0 | 0 | 0 | 0 | 0.94754 | 0.94754 | -0.12527 | -0.12527
Line6_7_8 | 0 | 0 | 0 | 0 | 0 | 0 | 0 | 0 | 0 | 0 | 0 | 0 | 0.94754 | 0.94754 | -0.12527 | -0.12527
Line7_8_9 | 0 | 0 | 0 | 0 | 0 | 0 | 0 | 0 | 0 | 0 | 0 | 0 | 0.94754 | 0.94754 | -0.12527 | -0.12527
Line8_8_10 | 0 | 0 | 0 | 0 | 0 | 0 | 0 | 0 | 0 | 0 | 0 | 0 | 0.94754 | 0.94754 | -0.12527 | -0.12527
Line9_3_11 | 0.030706 | 0.030706 | 0 | 0.050714 | 0.021274 | 0.021274 | 0.014197 | -0.014143 | 0.014199 | -0.014143 | -45.1344 | 134.8656 | 0.94385 | 0.94017 | -0.1298 | -0.13436

## LLL_min_fault_10
name | pf_ikss_from_ka | pf_ikss_to_ka | pf_ip_from_ka | pf_ip_to_ka | pf_skss_from_mw | pf_skss_to_mw | pf_p_from_mw | pf_p_to_mw | pf_q_from_mvar | pf_q_to_mvar | pf_ikss_from_degree | pf_ikss_to_degree | pf_vm_from_pu | pf_vm_to_pu | pf_va_from_degree | pf_va_to_degree
Line0_1_2 | 0 | 0 | 0 | 0 | 0 | 0 | 0 | 0 | 0 | 0 | 0 | 0 | 0.89767 | 0.89767 | -0.12527 | -0.12527
Line10_11_12 | 0 | 0 | 0 | 0 | 0 | 0 | -5.4734e-10 | 0 | 1.2407e-10 | 0 | 0 | 0 | 0.89069 | 0.89069 | -0.13436 | -0.13436
Line11_12_13 | 0 | 0 | 0 | 0 | 0 | 0 | 0 | 0 | 0 | 0 | 0 | 0 | 0.89069 | 0.89069 | -0.13436 | -0.13436
Line12_13_15 | 0 | 0 | 0 | 0 | 0 | 0 | 0 | 0 | 0 | 0 | 0 | 0 | 0.89069 | 0.89069 | -0.13436 | -0.13436
Line13_13_14 | 0 | 0 | 0 | 0 | 0 | 0 | 0 | 0 | 0 | 0 | 0 | 0 | 0.89069 | 0.89069 | -0.13436 | -0.13436
Line14_15_16 | 0 | 0 | 0 | 0 | 0 | 0 | 0 | 0 | 0 | 0 | 0 | 0 | 0.89069 | 0.89069 | -0.13436 | -0.13436
Line15_16_17 | 0 | 0 | 0 | 0 | 0 | 0 | 0 | 0 | 0 | 0 | 0 | 0 | 0.89069 | 0.89069 | -0.13436 | -0.13436
Line16_4_18 | 0 | 0 | 0 | 0 | 0 | 0 | 0 | 0 | 0 | 0 | 0 | 0 | 0.89767 | 0.89767 | -0.12527 | -0.12527
Line17_5_19 | 0 | 0 | 0 | 0 | 0 | 0 | 0 | 0 | 0 | 0 | 0 | 0 | 0.89767 | 0.89767 | -0.12527 | -0.12527
Line1_1_3 | 0.02909 | 0.02909 | 0 | 0 | 0.020154 | 0.020154 | 0.012791 | -0.012742 | 0.012795 | -0.012744 | 0 | 134.8656 | 0.89767 | 0.89418 | -0.12527 | -0.1298
Line2_1_4 | 0 | 0 | 0 | 0 | 0 | 0 | 0 | 0 | 0 | 0 | 0 | 0 | 0.89767 | 0.89767 | -0.12527 | -0.12527
Line3_1_5 | 0 | 0 | 0 | 0 | 0 | 0 | 0 | 0 | 0 | 0 | 0 | 0 | 0.89767 | 0.89767 | -0.12527 | -0.12527
Line4_2_6 | 0 | 0 | 0 | 0 | 0 | 0 | 0 | 0 | 0 | 0 | 0 | 0 | 0.89767 | 0.89767 | -0.12527 | -0.12527
Line5_6_7 | 0 | 0 | 0 | 0 | 0 | 0 | 0 | 0 | 0 | 0 | 0 | 0 | 0.89767 | 0.89767 | -0.12527 | -0.12527
Line6_7_8 | 0 | 0 | 0 | 0 | 0 | 0 | 0 | 0 | 0 | 0 | 0 | 0 | 0.89767 | 0.89767 | -0.12527 | -0.12527
Line7_8_9 | 0 | 0 | 0 | 0 | 0 | 0 | 0 | 0 | 0 | 0 | 0 | 0 | 0.89767 | 0.89767 | -0.12527 | -0.12527
Line8_8_10 | 0 | 0 | 0 | 0 | 0 | 0 | 0 | 0 | 0 | 0 | 0 | 0 | 0.89767 | 0.89767 | -0.12527 | -0.12527
Line9_3_11 | 0.02909 | 0.02909 | 0 | 0.048045 | 0.020154 | 0.020154 | 0.012742 | -0.012693 | 0.012744 | -0.012693 | -45.1344 | 134.8656 | 0.89418 | 0.89069 | -0.1298 | -0.13436

## LL_max_6
name | pf_ikss_a_from_ka | pf_ikss_b_from_ka | pf_ikss_c_from_ka | pf_ikss_a_to_ka | pf_ikss_b_to_ka | pf_ikss_c_to_ka | pf_skss_a_from_mw | pf_skss_b_from_mw | pf_skss_c_from_mw | pf_skss_a_to_mw | pf_skss_b_to_mw | pf_skss_c_to_mw | pf_p_a_from_mw | pf_p_b_from_mw | pf_p_c_from_mw | pf_p_a_to_mw | pf_p_b_to_mw | pf_p_c_to_mw | pf_q_a_from_mvar | pf_q_b_from_mvar | pf_q_c_from_mvar | pf_q_a_to_mvar | pf_q_b_to_mvar | pf_q_c_to_mvar | pf_ikss_a_from_degree | pf_ikss_b_from_degree | pf_ikss_c_from_degree | pf_ikss_a_to_degree | pf_ikss_b_to_degree | pf_ikss_c_to_degree | pf_vm_a_from_pu | pf_vm_b_from_pu | pf_vm_c_from_pu | pf_vm_a_to_pu | pf_vm_b_to_pu | pf_vm_c_to_pu | pf_va_a_from_degree | pf_va_b_from_degree | pf_va_c_from_degree | pf_va_a_to_degree | pf_va_b_to_degree | pf_va_c_to_degree
Line0_1_2 | 0 | 0 | 0 | 0 | 0 | 0 | 0 | 0 | 0 | 0 | 0 | 0 | 4.6629e-16 | -3.0235e-09 | -4.8365e-09 | -4.2744e-16 | 3.0235e-09 | 4.8365e-09 | 1.5543e-16 | 5.1114e-09 | -1.9712e-09 | -1.5543e-16 | -5.1114e-09 | 1.9712e-09 | 0 | 0 | 0 | 0 | 0 | 0 | 1.0161 | 0.70184 | 0.93145 | 1.0161 | 0.70184 | 0.93145 | 1.7486e-13 | -135.0364 | 126.5322 | 1.6916e-13 | -135.0364 | 126.5322
Line10_11_12 | 0 | 0 | 0 | 0 | 0 | 0 | 0 | 0 | 0 | 0 | 0 | 0 | 1.2434e-15 | 1.9429e-15 | -7.7716e-16 | -1.2434e-15 | -1.5181e-15 | 8.5219e-16 | -7.7716e-17 | 1.0503e-08 | -1.0503e-08 | 1.1657e-16 | -1.0503e-08 | 1.0503e-08 | 0 | 0 | 0 | 0 | 0 | 0 | 0.90933 | 0 | 0.90933 | 0.90933 | 0 | 0.90933 | 1.1094e-13 | 180 | -180 | 8.4707e-14 | -180 | 180
Line11_12_13 | 0 | 0 | 0 | 0 | 0 | 0 | 0 | 0 | 0 | 0 | 0 | 0 | 1.4766e-15 | 1.1421e-15 | -1.4614e-15 | -1.4766e-15 | -8.568e-16 | 1.2027e-15 | -1.9429e-16 | 8.7523e-09 | -8.7523e-09 | 2.72e-16 | -8.7523e-09 | 8.7523e-09 | 0 | 0 | 0 | 0 | 0 | 0 | 0.90933 | 0 | 0.90933 | 0.90933 | 0 | 0.90933 | 8.4707e-14 | -180 | 180 | 6.4795e-14 | -180 | 180
Line12_13_15 | 0 | 0 | 0 | 0 | 0 | 0 | 0 | 0 | 0 | 0 | 0 | 0 | 5.4401e-16 | 1.2524e-15 | -1.0014e-15 | -4.6629e-16 | -8.4504e-16 | 1.0201e-15 | 1.1657e-16 | 5.2514e-09 | -5.2514e-09 | -7.7716e-17 | -5.2514e-09 | 5.2514e-09 | 0 | 0 | 0 | 0 | 0 | 0 | 0.90933 | 0 | 0.90933 | 0.90933 | 0 | 0.90933 | 6.4795e-14 | -180 | 180 | 5.5045e-14 | -180 | 180
Line13_13_14 | 0 | 0 | 0 | 0 | 0 | 0 | 0 | 0 | 0 | 0 | 0 | 0 | 7.7716e-17 | 4.4337e-16 | -3.3379e-16 | -8.3551e-32 | -2.0813e-16 | 1.8044e-16 | -3.8858e-17 | 1.7505e-09 | -1.7505e-09 | 7.7716e-17 | -1.7505e-09 | 1.7505e-09 | 0 | 0 | 0 | 0 | 0 | 0 | 0.90933 | 0 | 0.90933 | 0.90933 | 0 | 0.90933 | 6.4795e-14 | -180 | 180 | 6.1598e-14 | -180 | 180
Line14_15_16 | 0 | 0 | 0 | 0 | 0 | 0 | 0 | 0 | 0 | 0 | 0 | 0 | 4.6629e-16 | 6.4108e-16 | -9.9095e-16 | -3.8858e-16 | -2.4416e-16 | 8.4386e-16 | -3.8858e-17 | 3.5009e-09 | -3.5009e-09 | 7.7716e-17 | -3.5009e-09 | 3.5009e-09 | 0 | 0 | 0 | 0 | 0 | 0 | 0.90933 | 0 | 0.90933 | 0.90933 | 0 | 0.90933 | 5.5045e-14 | -180 | 180 | 5.0032e-14 | -180 | 180
Line15_16_17 | 0 | 0 | 0 | 0 | 0 | 0 | 0 | 0 | 0 | 0 | 0 | 0 | -7.7716e-17 | 6.2723e-16 | -4.9964e-16 | 7.7716e-17 | -3.92e-16 | 3.463e-16 | -6.7863e-32 | 1.7505e-09 | -1.7505e-09 | 3.8858e-17 | -1.7505e-09 | 1.7505e-09 | 0 | 0 | 0 | 0 | 0 | 0 | 0.90933 | 0 | 0.90933 | 0.90933 | 0 | 0.90933 | 5.0032e-14 | -180 | 180 | 4.9491e-14 | -180 | 180
Line16_4_18 | 0 | 0 | 0 | 0 | 0 | 0 | 0 | 0 | 0 | 0 | 0 | 0 | -3.8858e-17 | -5.0392e-10 | -8.0609e-10 | 5.8546e-32 | 5.0392e-10 | 8.0609e-10 | -1.9429e-17 | 8.5191e-10 | -3.2853e-10 | -1.9429e-17 | -8.5191e-10 | 3.2853e-10 | 0 | 0 | 0 | 0 | 0 | 0 | 1.0161 | 0.70184 | 0.93145 | 1.0161 | 0.70184 | 0.93145 | 1.7317e-13 | -135.0364 | 126.5322 | 1.7265e-13 | -135.0364 | 126.5322
Line17_5_19 | 0 | 0 | 0 | 0 | 0 | 0 | 0 | 0 | 0 | 0 | 0 | 0 | -3.8858e-17 | -5.0392e-10 | -8.0609e-10 | 5.8546e-32 | 5.0392e-10 | 8.0609e-10 | -1.9429e-17 | 8.5191e-10 | -3.2853e-10 | -1.9429e-17 | -8.5191e-10 | 3.2853e-10 | 0 | 0 | 0 | 0 | 0 | 0 | 1.0161 | 0.70184 | 0.93145 | 1.0161 | 0.70184 | 0.93145 | 1.7317e-13 | -135.0364 | 126.5322 | 1.7265e-13 | -135.0364 | 126.5322
Line1_1_3 | 0 | 3.1387 | 3.1387 | 0 | 3.1387 | 3.1387 | 0 | 0.72485 | 0.72485 | 0 | 0.72485 | 0.72485 | 2.2538e-15 | 0.55653 | -0.16247 | -2.0983e-15 | -0.45801 | 0.26098 | -3.8858e-17 | 0.26925 | 0.51887 | 3.8858e-17 | -0.072221 | -0.32184 | 0 | 0 | 0 | 0 | 19.1457 | -160.8543 | 1.0161 | 0.70184 | 0.93145 | 0.94809 | 0.35092 | 0.90358 | 1.7486e-13 | -135.0364 | 126.5322 | 1.4204e-13 | -151.8935 | 148.1848
Line2_1_4 | 0 | 0 | 0 | 0 | 0 | 0 | 0 | 0 | 0 | 0 | 0 | 0 | 3.8858e-17 | -1.0078e-09 | -1.6122e-09 | 3.8858e-17 | 1.0078e-09 | 1.6122e-09 | 7.7716e-17 | 1.7038e-09 | -6.5706e-10 | -3.8858e-17 | -1.7038e-09 | 6.5706e-10 | 0 | 0 | 0 | 0 | 0 | 0 | 1.0161 | 0.70184 | 0.93145 | 1.0161 | 0.70184 | 0.93145 | 1.7486e-13 | -135.0364 | 126.5322 | 1.7317e-13 | -135.0364 | 126.5322
Line3_1_5 | 0 | 0 | 0 | 0 | 0 | 0 | 0 | 0 | 0 | 0 | 0 | 0 | 3.8858e-17 | -1.0078e-09 | -1.6122e-09 | 3.8858e-17 | 1.0078e-09 | 1.6122e-09 | 7.7716e-17 | 1.7038e-09 | -6.5706e-10 | -3.8858e-17 | -1.7038e-09 | 6.5706e-10 | 0 | 0 | 0 | 0 | 0 | 0 | 1.0161 | 0.70184 | 0.93145 | 1.0161 | 0.70184 | 0.93145 | 1.7486e-13 | -135.0364 | 126.5322 | 1.7317e-13 | -135.0364 | 126.5322
Line4_2_6 | 0 | 0 | 0 | 0 | 0 | 0 | 0 | 0 | 0 | 0 | 0 | 0 | 3.4972e-16 | -2.5196e-09 | -4.0305e-09 | -3.4972e-16 | 2.5196e-09 | 4.0305e-09 | -1.9429e-17 | 4.2595e-09 | -1.6426e-09 | 1.9429e-17 | -4.2595e-09 | 1.6426e-09 | 0 | 0 | 0 | 0 | 0 | 0 | 1.0161 | 0.70184 | 0.93145 | 1.0161 | 0.70184 | 0.93145 | 1.6916e-13 | -135.0364 | 126.5322 | 1.6285e-13 | -135.0364 | 126.5322
Line5_6_7 | 0 | 0 | 0 | 0 | 0 | 0 | 0 | 0 | 0 | 0 | 0 | 0 | 3.1086e-16 | -2.0157e-09 | -3.2244e-09 | -3.1086e-16 | 2.0157e-09 | 3.2244e-09 | -3.8858e-17 | 3.4076e-09 | -1.3141e-09 | 3.8858e-17 | -3.4076e-09 | 1.3141e-09 | 0 | 0 | 0 | 0 | 0 | 0 | 1.0161 | 0.70184 | 0.93145 | 1.0161 | 0.70184 | 0.93145 | 1.6285e-13 | -135.0364 | 126.5322 | 1.5741e-13 | -135.0364 | 126.5322
Line6_7_8 | 0 | 0 | 0 | 0 | 0 | 0 | 0 | 0 | 0 | 0 | 0 | 0 | 1.5543e-16 | -1.5118e-09 | -2.4183e-09 | -1.9429e-16 | 1.5118e-09 | 2.4183e-09 | -5.8287e-17 | 2.5557e-09 | -9.8558e-10 | 5.8287e-17 | -2.5557e-09 | 9.8558e-10 | 0 | 0 | 0 | 0 | 0 | 0 | 1.0161 | 0.70184 | 0.93145 | 1.0161 | 0.70184 | 0.93145 | 1.5741e-13 | -135.0364 | 126.5322 | 1.5486e-13 | -135.0364 | 126.5322
Line7_8_9 | 0 | 0 | 0 | 0 | 0 | 0 | 0 | 0 | 0 | 0 | 0 | 0 | 3.8858e-17 | -5.0392e-10 | -8.0609e-10 | -3.8858e-17 | 5.0392e-10 | 8.0609e-10 | -1.9429e-17 | 8.5191e-10 | -3.2853e-10 | 3.8858e-17 | -8.5191e-10 | 3.2853e-10 | 0 | 0 | 0 | 0 | 0 | 0 | 1.0161 | 0.70184 | 0.93145 | 1.0161 | 0.70184 | 0.93145 | 1.5486e-13 | -135.0364 | 126.5322 | 1.5382e-13 | -135.0364 | 126.5322
Line8_8_10 | 0 | 0 | 0 | 0 | 0 | 0 | 0 | 0 | 0 | 0 | 0 | 0 | 0 | -5.0392e-10 | -8.0609e-10 | -1.0465e-31 | 5.0392e-10 | 8.0609e-10 | 0 | 8.5191e-10 | -3.2853e-10 | 3.8858e-17 | -8.5191e-10 | 3.2853e-10 | 0 | 0 | 0 | 0 | 0 | 0 | 1.0161 | 0.70184 | 0.93145 | 1.0161 | 0.70184 | 0.93145 | 1.5486e-13 | -135.0364 | 126.5322 | 1.543e-13 | -135.0364 | 126.5322
Line9_3_11 | 0 | 3.1387 | 3.1387 | 0 | 3.1387 | 3.1387 | 0 | 0.72485 | 0.72485 | 0 | 0.72485 | 0.72485 | 1.9429e-15 | 0.45801 | -0.26098 | -1.9429e-15 | -0.3595 | 0.3595 | -7.7716e-17 | 0.072221 | 0.32184 | 7.7716e-17 | 0.12481 | -0.12481 | 0 | -160.8543 | 19.1457 | 0 | 19.1457 | -160.8543 | 0.94809 | 0.35092 | 0.90358 | 0.90933 | 0 | 0.90933 | 1.4204e-13 | -151.8935 | 148.1848 | 1.1094e-13 | 180 | -180

## LL_max_10
name | pf_ikss_a_from_ka | pf_ikss_b_from_ka | pf_ikss_c_from_ka | pf_ikss_a_to_ka | pf_ikss_b_to_ka | pf_ikss_c_to_ka | pf_skss_a_from_mw | pf_skss_b_from_mw | pf_skss_c_from_mw | pf_skss_a_to_mw | pf_skss_b_to_mw | pf_skss_c_to_mw | pf_p_a_from_mw | pf_p_b_from_mw | pf_p_c_from_mw | pf_p_a_to_mw | pf_p_b_to_mw | pf_p_c_to_mw | pf_q_a_from_mvar | pf_q_b_from_mvar | pf_q_c_from_mvar | pf_q_a_to_mvar | pf_q_b_to_mvar | pf_q_c_to_mvar | pf_ikss_a_from_degree | pf_ikss_b_from_degree | pf_ikss_c_from_degree | pf_ikss_a_to_degree | pf_ikss_b_to_degree | pf_ikss_c_to_degree | pf_vm_a_from_pu | pf_vm_b_from_pu | pf_vm_c_from_pu | pf_vm_a_to_pu | pf_vm_b_to_pu | pf_vm_c_to_pu | pf_va_a_from_degree | pf_va_b_from_degree | pf_va_c_from_degree | pf_va_a_to_degree | pf_va_b_to_degree | pf_va_c_to_degree
Line0_1_2 | 0 | 0 | 0 | 0 | 0 | 0 | 0 | 0 | 0 | 0 | 0 | 0 | 4.4779e-16 | -3.3669e-09 | -5.3859e-09 | -5.2921e-16 | 3.3669e-09 | 5.3859e-09 | 1.3101e-30 | 5.759e-09 | -2.262e-09 | -1.4839e-30 | -5.759e-09 | 2.262e-09 | 0 | 0 | 0 | 0 | 0 | 0 | 1.0631 | 0.72372 | 0.97297 | 1.0631 | 0.72372 | 0.97297 | 1.6763e-13 | -135.5593 | 126.9102 | 1.6066e-13 | -135.5593 | 126.9102
Line10_11_12 | 0 | 0 | 0 | 0 | 0 | 0 | 0 | 0 | 0 | 0 | 0 | 0 | 1.6283e-15 | 1.954e-15 | -6.5133e-16 | -1.7912e-15 | -1.3831e-15 | 7.3369e-16 | -8.1416e-17 | 1.1527e-08 | -1.1527e-08 | 8.1416e-17 | -1.1527e-08 | 1.1527e-08 | 0 | 0 | 0 | 0 | 0 | 0 | 0.95263 | 0 | 0.95263 | 0.95263 | 0 | 0.95263 | 1.0241e-13 | 180 | -180 | 7.6178e-14 | -180 | 180
Line11_12_13 | 0 | 0 | 0 | 0 | 0 | 0 | 0 | 0 | 0 | 0 | 0 | 0 | 1.4655e-15 | 1.8039e-15 | -1.697e-15 | -1.6283e-15 | -1.0954e-15 | 1.4285e-15 | -3.2567e-16 | 9.6057e-09 | -9.6057e-09 | 3.2567e-16 | -9.6057e-09 | 9.6057e-09 | 0 | 0 | 0 | 0 | 0 | 0 | 0.95263 | 0 | 0.95263 | 0.95263 | 0 | 0.95263 | 7.6178e-14 | -180 | 180 | 5.6266e-14 | -180 | 180
Line12_13_15 | 0 | 0 | 0 | 0 | 0 | 0 | 0 | 0 | 0 | 0 | 0 | 0 | 8.1416e-16 | 9.8292e-16 | -1.3782e-15 | -8.1416e-16 | -6.3667e-16 | 1.0731e-15 | 7.9953e-31 | 5.7634e-09 | -5.7634e-09 | -6.6098e-31 | -5.7634e-09 | 5.7634e-09 | 0 | 0 | 0 | 0 | 0 | 0 | 0.95263 | 0 | 0.95263 | 0.95263 | 0 | 0.95263 | 5.6266e-14 | -180 | 180 | 4.6516e-14 | -180 | 180
Line13_13_14 | 0 | 0 | 0 | 0 | 0 | 0 | 0 | 0 | 0 | 0 | 0 | 0 | 3.2567e-16 | -2.5164e-17 | -6.765e-16 | -1.6283e-16 | 2.717e-16 | 2.7452e-17 | -1.6283e-16 | 1.9211e-09 | -1.9211e-09 | 1.6283e-16 | -1.9211e-09 | 1.9211e-09 | 0 | 0 | 0 | 0 | 0 | 0 | 0.95263 | 0 | 0.95263 | 0.95263 | 0 | 0.95263 | 5.6266e-14 | -180 | 180 | 5.3069e-14 | -180 | 180
Line14_15_16 | 0 | 0 | 0 | 0 | 0 | 0 | 0 | 0 | 0 | 0 | 0 | 0 | 1.6283e-16 | 9.1294e-16 | -7.1539e-16 | -1.6283e-16 | -9.0379e-16 | 7.2454e-16 | 1.6283e-16 | 3.8423e-09 | -3.8423e-09 | -1.6283e-16 | -3.8423e-09 | 3.8423e-09 | 0 | 0 | 0 | 0 | 0 | 0 | 0.95263 | 0 | 0.95263 | 0.95263 | 0 | 0.95263 | 4.6516e-14 | -180 | 180 | 4.1503e-14 | -180 | 180
Line15_16_17 | 0 | 0 | 0 | 0 | 0 | 0 | 0 | 0 | 0 | 0 | 0 | 0 | -1.6283e-16 | 6.1473e-16 | -3.6227e-16 | 3.2567e-16 | -4.4961e-16 | 3.6456e-16 | -1.6283e-16 | 1.9211e-09 | -1.9211e-09 | 8.1416e-17 | -1.9211e-09 | 1.9211e-09 | 0 | 0 | 0 | 0 | 0 | 0 | 0.95263 | 0 | 0.95263 | 0.95263 | 0 | 0.95263 | 4.1503e-14 | -180 | 180 | 4.0962e-14 | -180 | 180
Line16_4_18 | 0 | 0 | 0 | 0 | 0 | 0 | 0 | 0 | 0 | 0 | 0 | 0 | 8.1416e-17 | -5.6115e-10 | -8.9765e-10 | -4.0708e-17 | 5.6115e-10 | 8.9765e-10 | -8.1416e-17 | 9.5983e-10 | -3.77e-10 | 4.0708e-17 | -9.5983e-10 | 3.77e-10 | 0 | 0 | 0 | 0 | 0 | 0 | 1.0631 | 0.72372 | 0.97297 | 1.0631 | 0.72372 | 0.97297 | 1.6589e-13 | -135.5593 | 126.9102 | 1.6536e-13 | -135.5593 | 126.9102
Line17_5_19 | 0 | 0 | 0 | 0 | 0 | 0 | 0 | 0 | 0 | 0 | 0 | 0 | 8.1416e-17 | -5.6115e-10 | -8.9765e-10 | -4.0708e-17 | 5.6115e-10 | 8.9765e-10 | -8.1416e-17 | 9.5983e-10 | -3.77e-10 | 4.0708e-17 | -9.5983e-10 | 3.77e-10 | 0 | 0 | 0 | 0 | 0 | 0 | 1.0631 | 0.72372 | 0.97297 | 1.0631 | 0.72372 | 0.97297 | 1.6589e-13 | -135.5593 | 126.9102 | 1.6536e-13 | -135.5593 | 126.9102
Line1_1_3 | 0 | 3.2366 | 3.2366 | 0 | 3.2366 | 3.2366 | 0 | 0.74746 | 0.74746 | 0 | 0.74746 | 0.74746 | 2.1168e-15 | 0.59841 | -0.17939 | -2.1168e-15 | -0.49365 | 0.28415 | 4.0708e-17 | 0.28575 | 0.55229 | -4.0708e-17 | -0.07624 | -0.34278 | 0 | 0 | 0 | 0 | 18.9156 | -161.0844 | 1.0631 | 0.72372 | 0.97297 | 0.99304 | 0.36186 | 0.9457 | 1.6763e-13 | -135.5593 | 126.9102 | 1.3357e-13 | -152.305 | 148.5727
Line2_1_4 | 0 | 0 | 0 | 0 | 0 | 0 | 0 | 0 | 0 | 0 | 0 | 0 | 0 | -1.1223e-09 | -1.7953e-09 | 0 | 1.1223e-09 | 1.7953e-09 | 0 | 1.9197e-09 | -7.5399e-10 | 0 | -1.9197e-09 | 7.54e-10 | 0 | 0 | 0 | 0 | 0 | 0 | 1.0631 | 0.72372 | 0.97297 | 1.0631 | 0.72372 | 0.97297 | 1.6763e-13 | -135.5593 | 126.9102 | 1.6589e-13 | -135.5593 | 126.9102
Line3_1_5 | 0 | 0 | 0 | 0 | 0 | 0 | 0 | 0 | 0 | 0 | 0 | 0 | 0 | -1.1223e-09 | -1.7953e-09 | 0 | 1.1223e-09 | 1.7953e-09 | 0 | 1.9197e-09 | -7.5399e-10 | 0 | -1.9197e-09 | 7.54e-10 | 0 | 0 | 0 | 0 | 0 | 0 | 1.0631 | 0.72372 | 0.97297 | 1.0631 | 0.72372 | 0.97297 | 1.6763e-13 | -135.5593 | 126.9102 | 1.6589e-13 | -135.5593 | 126.9102
Line4_2_6 | 0 | 0 | 0 | 0 | 0 | 0 | 0 | 0 | 0 | 0 | 0 | 0 | 2.8496e-16 | -2.8058e-09 | -4.4883e-09 | -2.8496e-16 | 2.8058e-09 | 4.4883e-09 | 7.9903e-31 | 4.7992e-09 | -1.885e-09 | -4.0708e-17 | -4.7992e-09 | 1.885e-09 | 0 | 0 | 0 | 0 | 0 | 0 | 1.0631 | 0.72372 | 0.97297 | 1.0631 | 0.72372 | 0.97297 | 1.6066e-13 | -135.5593 | 126.9102 | 1.5544e-13 | -135.5593 | 126.9102
Line5_6_7 | 0 | 0 | 0 | 0 | 0 | 0 | 0 | 0 | 0 | 0 | 0 | 0 | 2.4425e-16 | -2.2446e-09 | -3.5906e-09 | -2.0354e-16 | 2.2446e-09 | 3.5906e-09 | -1.2212e-16 | 3.8393e-09 | -1.508e-09 | 1.2212e-16 | -3.8393e-09 | 1.508e-09 | 0 | 0 | 0 | 0 | 0 | 0 | 1.0631 | 0.72372 | 0.97297 | 1.0631 | 0.72372 | 0.97297 | 1.5544e-13 | -135.5593 | 126.9102 | 1.5263e-13 | -135.5593 | 126.9102
Line6_7_8 | 0 | 0 | 0 | 0 | 0 | 0 | 0 | 0 | 0 | 0 | 0 | 0 | 4.0708e-17 | -1.6835e-09 | -2.693e-09 | -8.1416e-17 | 1.6835e-09 | 2.693e-09 | 1.0844e-31 | 2.8795e-09 | -1.131e-09 | -2.1392e-31 | -2.8795e-09 | 1.131e-09 | 0 | 0 | 0 | 0 | 0 | 0 | 1.0631 | 0.72372 | 0.97297 | 1.0631 | 0.72372 | 0.97297 | 1.5263e-13 | -135.5593 | 126.9102 | 1.5055e-13 | -135.5593 | 126.9102
Line7_8_9 | 0 | 0 | 0 | 0 | 0 | 0 | 0 | 0 | 0 | 0 | 0 | 0 | 1.2212e-16 | -5.6115e-10 | -8.9765e-10 | -1.6283e-16 | 5.6115e-10 | 8.9765e-10 | -4.0708e-17 | 9.5983e-10 | -3.77e-10 | 4.0708e-17 | -9.5983e-10 | 3.77e-10 | 0 | 0 | 0 | 0 | 0 | 0 | 1.0631 | 0.72372 | 0.97297 | 1.0631 | 0.72372 | 0.97297 | 1.5055e-13 | -135.5593 | 126.9102 | 1.4947e-13 | -135.5593 | 126.9102
Line8_8_10 | 0 | 0 | 0 | 0 | 0 | 0 | 0 | 0 | 0 | 0 | 0 | 0 | 1.0696e-31 | -5.6115e-10 | -8.9765e-10 | -1.0617e-31 | 5.6115e-10 | 8.9765e-10 | -4.0708e-17 | 9.5983e-10 | -3.77e-10 | 4.0708e-17 | -9.5983e-10 | 3.77e-10 | 0 | 0 | 0 | 0 | 0 | 0 | 1.0631 | 0.72372 | 0.97297 | 1.0631 | 0.72372 | 0.97297 | 1.5055e-13 | -135.5593 | 126.9102 | 1.4943e-13 | -135.5593 | 126.9102
Line9_3_11 | 0 | 3.2366 | 3.2366 | 0 | 3.2366 | 3.2366 | 0 | 0.74746 | 0.74746 | 0 | 0.74746 | 0.74746 | 1.954e-15 | 0.49365 | -0.28415 | -1.954e-15 | -0.3889 | 0.3889 | 4.5554e-30 | 0.07624 | 0.34278 | -3.4925e-30 | 0.13327 | -0.13327 | 0 | -161.0844 | 18.9156 | 0 | 18.9156 | -161.0844 | 0.99304 | 0.36186 | 0.9457 | 0.95263 | 0 | 0.95263 | 1.3357e-13 | -152.305 | 148.5727 | 1.0241e-13 | 180 | -180

## LL_max_fault_6
name | pf_ikss_a_from_ka | pf_ikss_b_from_ka | pf_ikss_c_from_ka | pf_ikss_a_to_ka | pf_ikss_b_to_ka | pf_ikss_c_to_ka | pf_skss_a_from_mw | pf_skss_b_from_mw | pf_skss_c_from_mw | pf_skss_a_to_mw | pf_skss_b_to_mw | pf_skss_c_to_mw | pf_p_a_from_mw | pf_p_b_from_mw | pf_p_c_from_mw | pf_p_a_to_mw | pf_p_b_to_mw | pf_p_c_to_mw | pf_q_a_from_mvar | pf_q_b_from_mvar | pf_q_c_from_mvar | pf_q_a_to_mvar | pf_q_b_to_mvar | pf_q_c_to_mvar | pf_ikss_a_from_degree | pf_ikss_b_from_degree | pf_ikss_c_from_degree | pf_ikss_a_to_degree | pf_ikss_b_to_degree | pf_ikss_c_to_degree | pf_vm_a_from_pu | pf_vm_b_from_pu | pf_vm_c_from_pu | pf_vm_a_to_pu | pf_vm_b_to_pu | pf_vm_c_to_pu | pf_va_a_from_degree | pf_va_b_from_degree | pf_va_c_from_degree | pf_va_a_to_degree | pf_va_b_to_degree | pf_va_c_to_degree
Line0_1_2 | 0 | 0 | 0 | 0 | 0 | 0 | 0 | 0 | 0 | 0 | 0 | 0 | 5.4644e-18 | -4.6325e-11 | -1.333e-10 | -4.8572e-18 | 4.6325e-11 | 1.333e-10 | 4.8572e-18 | 1.2762e-10 | 2.3032e-11 | -6.0715e-18 | -1.2762e-10 | -2.3032e-11 | 0 | 0 | 0 | 0 | 0 | 0 | 1.0506 | 1.0448 | 1.0468 | 1.0506 | 1.0448 | 1.0468 | 2.398e-15 | -120.3021 | 119.9453 | 2.3125e-15 | -120.3021 | 119.9453
Line10_11_12 | 0 | 0 | 0 | 0 | 0 | 0 | 0 | 0 | 0 | 0 | 0 | 0 | 2.7929e-17 | -2.157e-10 | -3.8328e-10 | -2.7929e-17 | 2.157e-10 | 3.8328e-10 | 2.4286e-18 | 3.2167e-10 | -3.1417e-11 | -3.7744e-34 | -3.2167e-10 | 3.1417e-11 | 0 | 0 | 0 | 0 | 0 | 0 | 1.0493 | 1.0324 | 1.042 | 1.0493 | 1.0324 | 1.042 | 1.2545e-15 | -120.7668 | 120.0754 | 7.7431e-16 | -120.7668 | 120.0754
Line11_12_13 | 0 | 0 | 0 | 0 | 0 | 0 | 0 | 0 | 0 | 0 | 0 | 0 | 2.55e-17 | -1.7975e-10 | -3.194e-10 | -2.3072e-17 | 1.7975e-10 | 3.194e-10 | 3.4462e-34 | 2.6806e-10 | -2.6181e-11 | 2.4286e-18 | -2.6806e-10 | 2.6181e-11 | 0 | 0 | 0 | 0 | 0 | 0 | 1.0493 | 1.0324 | 1.042 | 1.0493 | 1.0324 | 1.042 | 7.7431e-16 | -120.7668 | 120.0754 | 3.9426e-16 | -120.7668 | 120.0754
Line12_13_15 | 0 | 0 | 0 | 0 | 0 | 0 | 0 | 0 | 0 | 0 | 0 | 0 | 1.7e-17 | -1.0785e-10 | -1.9164e-10 | -1.4572e-17 | 1.0785e-10 | 1.9164e-10 | 2.4286e-18 | 1.6084e-10 | -1.5708e-11 | -5.2846e-35 | -1.6084e-10 | 1.5708e-11 | 0 | 0 | 0 | 0 | 0 | 0 | 1.0493 | 1.0324 | 1.042 | 1.0493 | 1.0324 | 1.042 | 3.9426e-16 | -120.7668 | 120.0754 | 2.0779e-16 | -120.7668 | 120.0754
Line13_13_14 | 0 | 0 | 0 | 0 | 0 | 0 | 0 | 0 | 0 | 0 | 0 | 0 | 2.4286e-18 | -3.5949e-11 | -6.3879e-11 | -2.4286e-18 | 3.5949e-11 | 6.3879e-11 | -2.4286e-18 | 5.3612e-11 | -5.2362e-12 | 2.4286e-18 | -5.3612e-11 | 5.2362e-12 | 0 | 0 | 0 | 0 | 0 | 0 | 1.0493 | 1.0324 | 1.042 | 1.0493 | 1.0324 | 1.042 | 3.9426e-16 | -120.7668 | 120.0754 | 3.435e-16 | -120.7668 | 120.0754
Line14_15_16 | 0 | 0 | 0 | 0 | 0 | 0 | 0 | 0 | 0 | 0 | 0 | 0 | 6.0715e-18 | -7.1899e-11 | -1.2776e-10 | -3.6429e-18 | 7.1899e-11 | 1.2776e-10 | 2.4286e-18 | 1.0722e-10 | -1.0472e-11 | -2.4286e-18 | -1.0722e-10 | 1.0472e-11 | 0 | 0 | 0 | 0 | 0 | 0 | 1.0493 | 1.0324 | 1.042 | 1.0493 | 1.0324 | 1.042 | 2.0779e-16 | -120.7668 | 120.0754 | 1.1527e-16 | -120.7668 | 120.0754
Line15_16_17 | 0 | 0 | 0 | 0 | 0 | 0 | 0 | 0 | 0 | 0 | 0 | 0 | 1.2143e-18 | -3.5949e-11 | -6.3879e-11 | -1.2143e-18 | 3.5949e-11 | 6.3879e-11 | 2.4286e-18 | 5.3612e-11 | -5.2362e-12 | -2.4286e-18 | -5.3612e-11 | 5.2362e-12 | 0 | 0 | 0 | 0 | 0 | 0 | 1.0493 | 1.0324 | 1.042 | 1.0493 | 1.0324 | 1.042 | 1.1527e-16 | -120.7668 | 120.0754 | 7.5071e-17 | -120.7668 | 120.0754
Line16_4_18 | 0 | 0 | 0 | 0 | 0 | 0 | 0 | 0 | 0 | 0 | 0 | 0 | -6.0715e-19 | -7.7208e-12 | -2.2217e-11 | -2.4938e-35 | 7.7208e-12 | 2.2217e-11 | -1.2143e-18 | 2.127e-11 | 3.8387e-12 | 6.0715e-19 | -2.127e-11 | -3.8387e-12 | 0 | 0 | 0 | 0 | 0 | 0 | 1.0506 | 1.0448 | 1.0468 | 1.0506 | 1.0448 | 1.0468 | 2.3722e-15 | -120.3021 | 119.9453 | 2.3534e-15 | -120.3021 | 119.9453
Line17_5_19 | 0 | 0 | 0 | 0 | 0 | 0 | 0 | 0 | 0 | 0 | 0 | 0 | -6.0715e-19 | -7.7208e-12 | -2.2217e-11 | -2.4938e-35 | 7.7208e-12 | 2.2217e-11 | -1.2143e-18 | 2.127e-11 | 3.8387e-12 | 6.0715e-19 | -2.127e-11 | -3.8387e-12 | 0 | 0 | 0 | 0 | 0 | 0 | 1.0506 | 1.0448 | 1.0468 | 1.0506 | 1.0448 | 1.0468 | 2.3722e-15 | -120.3021 | 119.9453 | 2.3534e-15 | -120.3021 | 119.9453
Line1_1_3 | 0 | 0.0584 | 0.0584 | 0 | 0.0584 | 0.0584 | 0 | 0.013487 | 0.013487 | 0 | 0.013487 | 0.013487 | 3.5215e-17 | 0.013642 | 0.0035475 | -3.4608e-17 | -0.013608 | -0.0035134 | 1.0929e-17 | 0.003697 | 0.013629 | -1.0929e-17 | -0.0036287 | -0.013561 | 0 | 0 | 0 | 0 | 44.5351 | -135.4649 | 1.0506 | 1.0448 | 1.0468 | 1.0499 | 1.0386 | 1.0444 | 2.398e-15 | -120.3021 | 119.9453 | 1.8201e-15 | -120.5336 | 120.01
Line2_1_4 | 0 | 0 | 0 | 0 | 0 | 0 | 0 | 0 | 0 | 0 | 0 | 0 | 6.0715e-19 | -1.5442e-11 | -4.4435e-11 | -6.0715e-19 | 1.5442e-11 | 4.4435e-11 | 6.0715e-19 | 4.2541e-11 | 7.6773e-12 | -6.0715e-19 | -4.2541e-11 | -7.6773e-12 | 0 | 0 | 0 | 0 | 0 | 0 | 1.0506 | 1.0448 | 1.0468 | 1.0506 | 1.0448 | 1.0468 | 2.398e-15 | -120.3021 | 119.9453 | 2.3722e-15 | -120.3021 | 119.9453
Line3_1_5 | 0 | 0 | 0 | 0 | 0 | 0 | 0 | 0 | 0 | 0 | 0 | 0 | 6.0715e-19 | -1.5442e-11 | -4.4435e-11 | -6.0715e-19 | 1.5442e-11 | 4.4435e-11 | 6.0715e-19 | 4.2541e-11 | 7.6773e-12 | -6.0715e-19 | -4.2541e-11 | -7.6773e-12 | 0 | 0 | 0 | 0 | 0 | 0 | 1.0506 | 1.0448 | 1.0468 | 1.0506 | 1.0448 | 1.0468 | 2.398e-15 | -120.3021 | 119.9453 | 2.3722e-15 | -120.3021 | 119.9453
Line4_2_6 | 0 | 0 | 0 | 0 | 0 | 0 | 0 | 0 | 0 | 0 | 0 | 0 | 5.1608e-18 | -3.8604e-11 | -1.1109e-10 | -4.5536e-18 | 3.8604e-11 | 1.1109e-10 | 2.4286e-18 | 1.0635e-10 | 1.9193e-11 | -3.6429e-18 | -1.0635e-10 | -1.9193e-11 | 0 | 0 | 0 | 0 | 0 | 0 | 1.0506 | 1.0448 | 1.0468 | 1.0506 | 1.0448 | 1.0468 | 2.3125e-15 | -120.3021 | 119.9453 | 2.2058e-15 | -120.3021 | 119.9453
Line5_6_7 | 0 | 0 | 0 | 0 | 0 | 0 | 0 | 0 | 0 | 0 | 0 | 0 | 5.1608e-18 | -3.0883e-11 | -8.887e-11 | -5.1608e-18 | 3.0883e-11 | 8.887e-11 | -1.2143e-18 | 8.5081e-11 | 1.5355e-11 | -1.8999e-34 | -8.5081e-11 | -1.5355e-11 | 0 | 0 | 0 | 0 | 0 | 0 | 1.0506 | 1.0448 | 1.0468 | 1.0506 | 1.0448 | 1.0468 | 2.2058e-15 | -120.3021 | 119.9453 | 2.1093e-15 | -120.3021 | 119.9453
Line6_7_8 | 0 | 0 | 0 | 0 | 0 | 0 | 0 | 0 | 0 | 0 | 0 | 0 | 1.8215e-18 | -2.3162e-11 | -6.6652e-11 | -2.4286e-18 | 2.3162e-11 | 6.6652e-11 | -1.2143e-18 | 6.3811e-11 | 1.1516e-11 | 1.2143e-18 | -6.3811e-11 | -1.1516e-11 | 0 | 0 | 0 | 0 | 0 | 0 | 1.0506 | 1.0448 | 1.0468 | 1.0506 | 1.0448 | 1.0468 | 2.1093e-15 | -120.3021 | 119.9453 | 2.0566e-15 | -120.3021 | 119.9453
Line7_8_9 | 0 | 0 | 0 | 0 | 0 | 0 | 0 | 0 | 0 | 0 | 0 | 0 | 1.5179e-18 | -7.7208e-12 | -2.2217e-11 | -1.5179e-18 | 7.7208e-12 | 2.2217e-11 | -6.0715e-19 | 2.127e-11 | 3.8387e-12 | 1.8215e-18 | -2.127e-11 | -3.8387e-12 | 0 | 0 | 0 | 0 | 0 | 0 | 1.0506 | 1.0448 | 1.0468 | 1.0506 | 1.0448 | 1.0468 | 2.0566e-15 | -120.3021 | 119.9453 | 2.0422e-15 | -120.3021 | 119.9453
Line8_8_10 | 0 | 0 | 0 | 0 | 0 | 0 | 0 | 0 | 0 | 0 | 0 | 0 | -9.1073e-19 | -7.7208e-12 | -2.2217e-11 | 3.0358e-19 | 7.7208e-12 | 2.2217e-11 | 6.0715e-19 | 2.127e-11 | 3.8387e-12 | 6.0715e-19 | -2.127e-11 | -3.8387e-12 | 0 | 0 | 0 | 0 | 0 | 0 | 1.0506 | 1.0448 | 1.0468 | 1.0506 | 1.0448 | 1.0468 | 2.0566e-15 | -120.3021 | 119.9453 | 2.05e-15 | -120.3021 | 119.9453
Line9_3_11 | 0 | 0.0584 | 0.0584 | 0 | 0.0584 | 0.0584 | 0 | 0.013487 | 0.013487 | 0 | 0.013487 | 0.013487 | 2.6715e-17 | 0.013608 | 0.0035134 | -2.7929e-17 | -0.013574 | -0.0034793 | 1.2143e-17 | 0.0036287 | 0.013561 | -1.2143e-17 | -0.0035605 | -0.013493 | 0 | -135.4649 | 44.5351 | 0 | 44.5351 | -135.4649 | 1.0499 | 1.0386 | 1.0444 | 1.0493 | 1.0324 | 1.042 | 1.8201e-15 | -120.5336 | 120.01 | 1.2545e-15 | -120.7668 | 120.0754

## LL_max_fault_10
name | pf_ikss_a_from_ka | pf_ikss_b_from_ka | pf_ikss_c_from_ka | pf_ikss_a_to_ka | pf_ikss_b_to_ka | pf_ikss_c_to_ka | pf_skss_a_from_mw | pf_skss_b_from_mw | pf_skss_c_from_mw | pf_skss_a_to_mw | pf_skss_b_to_mw | pf_skss_c_to_mw | pf_p_a_from_mw | pf_p_b_from_mw | pf_p_c_from_mw | pf_p_a_to_mw | pf_p_b_to_mw | pf_p_c_to_mw | pf_q_a_from_mvar | pf_q_b_from_mvar | pf_q_c_from_mvar | pf_q_a_to_mvar | pf_q_b_to_mvar | pf_q_c_to_mvar | pf_ikss_a_from_degree | pf_ikss_b_from_degree | pf_ikss_c_from_degree | pf_ikss_a_to_degree | pf_ikss_b_to_degree | pf_ikss_c_to_degree | pf_vm_a_from_pu | pf_vm_b_from_pu | pf_vm_c_from_pu | pf_vm_a_to_pu | pf_vm_b_to_pu | pf_vm_c_to_pu | pf_va_a_from_degree | pf_va_b_from_degree | pf_va_c_from_degree | pf_va_a_to_degree | pf_va_b_to_degree | pf_va_c_to_degree
Line0_1_2 | 0 | 0 | 0 | 0 | 0 | 0 | 0 | 0 | 0 | 0 | 0 | 0 | 7.9508e-18 | -5.3219e-11 | -1.5314e-10 | -7.9508e-18 | 5.3219e-11 | 1.5314e-10 | 5.0885e-18 | 1.4664e-10 | 2.6437e-11 | -5.0885e-18 | -1.4664e-10 | -2.6437e-11 | 0 | 0 | 0 | 0 | 0 | 0 | 1.1006 | 1.0943 | 1.0965 | 1.1006 | 1.0943 | 1.0965 | 2.4307e-15 | -120.3163 | 119.9428 | 2.3133e-15 | -120.3163 | 119.9428
Line10_11_12 | 0 | 0 | 0 | 0 | 0 | 0 | 0 | 0 | 0 | 0 | 0 | 0 | 2.7987e-17 | -2.3896e-10 | -4.2727e-10 | -2.5443e-17 | 2.3896e-10 | 4.2727e-10 | 5.0885e-18 | 3.5952e-10 | -3.3362e-11 | -5.0885e-18 | -3.5952e-10 | 3.3362e-11 | 0 | 0 | 0 | 0 | 0 | 0 | 1.0993 | 1.0813 | 1.0914 | 1.0993 | 1.0813 | 1.0914 | 1.2911e-15 | -120.781 | 120.073 | 8.039e-16 | -120.781 | 120.073
Line11_12_13 | 0 | 0 | 0 | 0 | 0 | 0 | 0 | 0 | 0 | 0 | 0 | 0 | 2.417e-17 | -1.9914e-10 | -3.5606e-10 | -2.1626e-17 | 1.9914e-10 | 3.5606e-10 | 5.0885e-18 | 2.996e-10 | -2.7802e-11 | -5.0885e-18 | -2.996e-10 | 2.7802e-11 | 0 | 0 | 0 | 0 | 0 | 0 | 1.0993 | 1.0813 | 1.0914 | 1.0993 | 1.0813 | 1.0914 | 8.039e-16 | -120.781 | 120.073 | 4.1813e-16 | -120.781 | 120.073
Line12_13_15 | 0 | 0 | 0 | 0 | 0 | 0 | 0 | 0 | 0 | 0 | 0 | 0 | 1.6538e-17 | -1.1948e-10 | -2.1364e-10 | -1.6538e-17 | 1.1948e-10 | 2.1364e-10 | 1.2069e-34 | 1.7976e-10 | -1.6681e-11 | -6.6054e-35 | -1.7976e-10 | 1.6681e-11 | 0 | 0 | 0 | 0 | 0 | 0 | 1.0993 | 1.0813 | 1.0914 | 1.0993 | 1.0813 | 1.0914 | 4.1813e-16 | -120.781 | 120.073 | 2.2885e-16 | -120.781 | 120.073
Line13_13_14 | 0 | 0 | 0 | 0 | 0 | 0 | 0 | 0 | 0 | 0 | 0 | 0 | 2.5443e-18 | -3.9827e-11 | -7.1212e-11 | -2.5443e-18 | 3.9827e-11 | 7.1212e-11 | -2.5443e-18 | 5.9921e-11 | -5.5603e-12 | 2.5443e-18 | -5.9921e-11 | 5.5604e-12 | 0 | 0 | 0 | 0 | 0 | 0 | 1.0993 | 1.0813 | 1.0914 | 1.0993 | 1.0813 | 1.0914 | 4.1813e-16 | -120.781 | 120.073 | 3.667e-16 | -120.781 | 120.073
Line14_15_16 | 0 | 0 | 0 | 0 | 0 | 0 | 0 | 0 | 0 | 0 | 0 | 0 | 7.6328e-18 | -7.9654e-11 | -1.4242e-10 | -1.0177e-17 | 7.9655e-11 | 1.4242e-10 | 2.5443e-18 | 1.1984e-10 | -1.1121e-11 | -2.3974e-35 | -1.1984e-10 | 1.1121e-11 | 0 | 0 | 0 | 0 | 0 | 0 | 1.0993 | 1.0813 | 1.0914 | 1.0993 | 1.0813 | 1.0914 | 2.2885e-16 | -120.781 | 120.073 | 1.3497e-16 | -120.781 | 120.073
Line15_16_17 | 0 | 0 | 0 | 0 | 0 | 0 | 0 | 0 | 0 | 0 | 0 | 0 | -2.5443e-18 | -3.9827e-11 | -7.1212e-11 | 2.5443e-18 | 3.9827e-11 | 7.1212e-11 | 2.5443e-18 | 5.9921e-11 | -5.5603e-12 | 2.5443e-18 | -5.9921e-11 | 5.5603e-12 | 0 | 0 | 0 | 0 | 0 | 0 | 1.0993 | 1.0813 | 1.0914 | 1.0993 | 1.0813 | 1.0914 | 1.3497e-16 | -120.781 | 120.073 | 9.3898e-17 | -120.781 | 120.073
Line16_4_18 | 0 | 0 | 0 | 0 | 0 | 0 | 0 | 0 | 0 | 0 | 0 | 0 | -1.2721e-18 | -8.8697e-12 | -2.5524e-11 | 1.2721e-18 | 8.8698e-12 | 2.5524e-11 | 1.2721e-18 | 2.444e-11 | 4.4061e-12 | -6.3607e-19 | -2.444e-11 | -4.4061e-12 | 0 | 0 | 0 | 0 | 0 | 0 | 1.1006 | 1.0943 | 1.0965 | 1.1006 | 1.0943 | 1.0965 | 2.4037e-15 | -120.3163 | 119.9428 | 2.384e-15 | -120.3163 | 119.9428
Line17_5_19 | 0 | 0 | 0 | 0 | 0 | 0 | 0 | 0 | 0 | 0 | 0 | 0 | -1.2721e-18 | -8.8697e-12 | -2.5524e-11 | 1.2721e-18 | 8.8698e-12 | 2.5524e-11 | 1.2721e-18 | 2.444e-11 | 4.4061e-12 | -6.3607e-19 | -2.444e-11 | -4.4061e-12 | 0 | 0 | 0 | 0 | 0 | 0 | 1.1006 | 1.0943 | 1.0965 | 1.1006 | 1.0943 | 1.0965 | 2.4037e-15 | -120.3163 | 119.9428 | 2.384e-15 | -120.3163 | 119.9428
Line1_1_3 | 0 | 0.061167 | 0.061167 | 0 | 0.061167 | 0.061167 | 0 | 0.014126 | 0.014126 | 0 | 0.014126 | 0.014126 | 3.562e-17 | 0.014968 | 0.0038892 | -3.4348e-17 | -0.01493 | -0.0038518 | 1.3993e-17 | 0.0040553 | 0.014951 | -1.3993e-17 | -0.0039805 | -0.014876 | 0 | 0 | 0 | 0 | 44.5239 | -135.4761 | 1.1006 | 1.0943 | 1.0965 | 1.0999 | 1.0878 | 1.094 | 2.4307e-15 | -120.3163 | 119.9428 | 1.8548e-15 | -120.5478 | 120.0075
Line2_1_4 | 0 | 0 | 0 | 0 | 0 | 0 | 0 | 0 | 0 | 0 | 0 | 0 | 1.9082e-18 | -1.7739e-11 | -5.1048e-11 | -1.2721e-18 | 1.7739e-11 | 5.1048e-11 | 1.9082e-18 | 4.888e-11 | 8.8123e-12 | -1.2721e-18 | -4.888e-11 | -8.8123e-12 | 0 | 0 | 0 | 0 | 0 | 0 | 1.1006 | 1.0943 | 1.0965 | 1.1006 | 1.0943 | 1.0965 | 2.4307e-15 | -120.3163 | 119.9428 | 2.4037e-15 | -120.3163 | 119.9428
Line3_1_5 | 0 | 0 | 0 | 0 | 0 | 0 | 0 | 0 | 0 | 0 | 0 | 0 | 1.9082e-18 | -1.7739e-11 | -5.1048e-11 | -1.2721e-18 | 1.7739e-11 | 5.1048e-11 | 1.9082e-18 | 4.888e-11 | 8.8123e-12 | -1.2721e-18 | -4.888e-11 | -8.8123e-12 | 0 | 0 | 0 | 0 | 0 | 0 | 1.1006 | 1.0943 | 1.0965 | 1.1006 | 1.0943 | 1.0965 | 2.4307e-15 | -120.3163 | 119.9428 | 2.4037e-15 | -120.3163 | 119.9428
Line4_2_6 | 0 | 0 | 0 | 0 | 0 | 0 | 0 | 0 | 0 | 0 | 0 | 0 | 6.6787e-18 | -4.4349e-11 | -1.2762e-10 | -6.0426e-18 | 4.4349e-11 | 1.2762e-10 | 3.8164e-18 | 1.222e-10 | 2.2031e-11 | -3.1803e-18 | -1.222e-10 | -2.2031e-11 | 0 | 0 | 0 | 0 | 0 | 0 | 1.1006 | 1.0943 | 1.0965 | 1.1006 | 1.0943 | 1.0965 | 2.3133e-15 | -120.3163 | 119.9428 | 2.232e-15 | -120.3163 | 119.9428
Line5_6_7 | 0 | 0 | 0 | 0 | 0 | 0 | 0 | 0 | 0 | 0 | 0 | 0 | 3.1803e-18 | -3.5479e-11 | -1.021e-10 | -3.8164e-18 | 3.5479e-11 | 1.021e-10 | 1.2721e-18 | 9.776e-11 | 1.7625e-11 | -3.1803e-18 | -9.776e-11 | -1.7624e-11 | 0 | 0 | 0 | 0 | 0 | 0 | 1.1006 | 1.0943 | 1.0965 | 1.1006 | 1.0943 | 1.0965 | 2.232e-15 | -120.3163 | 119.9428 | 2.1754e-15 | -120.3163 | 119.9428
Line6_7_8 | 0 | 0 | 0 | 0 | 0 | 0 | 0 | 0 | 0 | 0 | 0 | 0 | 2.5443e-18 | -2.6609e-11 | -7.6572e-11 | -1.2721e-18 | 2.6609e-11 | 7.6572e-11 | -6.3607e-19 | 7.332e-11 | 1.3218e-11 | 1.2721e-18 | -7.332e-11 | -1.3218e-11 | 0 | 0 | 0 | 0 | 0 | 0 | 1.1006 | 1.0943 | 1.0965 | 1.1006 | 1.0943 | 1.0965 | 2.1754e-15 | -120.3163 | 119.9428 | 2.1318e-15 | -120.3163 | 119.9428
Line7_8_9 | 0 | 0 | 0 | 0 | 0 | 0 | 0 | 0 | 0 | 0 | 0 | 0 | 4.7333e-35 | -8.8698e-12 | -2.5524e-11 | -2.3499e-35 | 8.8698e-12 | 2.5524e-11 | -1.2721e-18 | 2.444e-11 | 4.4061e-12 | 6.3607e-19 | -2.444e-11 | -4.4061e-12 | 0 | 0 | 0 | 0 | 0 | 0 | 1.1006 | 1.0943 | 1.0965 | 1.1006 | 1.0943 | 1.0965 | 2.1318e-15 | -120.3163 | 119.9428 | 2.1168e-15 | -120.3163 | 119.9428
Line8_8_10 | 0 | 0 | 0 | 0 | 0 | 0 | 0 | 0 | 0 | 0 | 0 | 0 | -1.2721e-18 | -8.8697e-12 | -2.5524e-11 | 1.2721e-18 | 8.8697e-12 | 2.5524e-11 | -1.2721e-18 | 2.444e-11 | 4.4061e-12 | -6.3607e-19 | -2.444e-11 | -4.4061e-12 | 0 | 0 | 0 | 0 | 0 | 0 | 1.1006 | 1.0943 | 1.0965 | 1.1006 | 1.0943 | 1.0965 | 2.1318e-15 | -120.3163 | 119.9428 | 2.1144e-15 | -120.3163 | 119.9428
Line9_3_11 | 0 | 0.061167 | 0.061167 | 0 | 0.061167 | 0.061167 | 0 | 0.014126 | 0.014126 | 0 | 0.014126 | 0.014126 | 3.8164e-17 | 0.01493 | 0.0038518 | -3.9436e-17 | -0.014893 | -0.0038144 | 7.6328e-18 | 0.0039805 | 0.014876 | -7.6328e-18 | -0.0039057 | -0.014801 | 0 | -135.4761 | 44.5239 | 0 | 44.5239 | -135.4761 | 1.0999 | 1.0878 | 1.094 | 1.0993 | 1.0813 | 1.0914 | 1.8548e-15 | -120.5478 | 120.0075 | 1.2911e-15 | -120.781 | 120.073

## LL_min_6
name | pf_ikss_a_from_ka | pf_ikss_b_from_ka | pf_ikss_c_from_ka | pf_ikss_a_to_ka | pf_ikss_b_to_ka | pf_ikss_c_to_ka | pf_skss_a_from_mw | pf_skss_b_from_mw | pf_skss_c_from_mw | pf_skss_a_to_mw | pf_skss_b_to_mw | pf_skss_c_to_mw | pf_p_a_from_mw | pf_p_b_from_mw | pf_p_c_from_mw | pf_p_a_to_mw | pf_p_b_to_mw | pf_p_c_to_mw | pf_q_a_from_mvar | pf_q_b_from_mvar | pf_q_c_from_mvar | pf_q_a_to_mvar | pf_q_b_to_mvar | pf_q_c_to_mvar | pf_ikss_a_from_degree | pf_ikss_b_from_degree | pf_ikss_c_from_degree | pf_ikss_a_to_degree | pf_ikss_b_to_degree | pf_ikss_c_to_degree | pf_vm_a_from_pu | pf_vm_b_from_pu | pf_vm_c_from_pu | pf_vm_a_to_pu | pf_vm_b_to_pu | pf_vm_c_to_pu | pf_va_a_from_degree | pf_va_b_from_degree | pf_va_c_from_degree | pf_va_a_to_degree | pf_va_b_to_degree | pf_va_c_to_degree
Line0_1_2 | 0 | 0 | 0 | 0 | 0 | 0 | 0 | 0 | 0 | 0 | 0 | 0 | 7.0314e-17 | -1.4366e-09 | -3.9666e-09 | -5.2736e-17 | 1.4366e-09 | 3.9666e-09 | -1.0547e-16 | 4.6273e-09 | -2.4518e-10 | 8.7893e-17 | -4.6273e-09 | 2.4518e-10 | 0 | 0 | 0 | 0 | 0 | 0 | 0.95532 | 0.695 | 0.82622 | 0.95532 | 0.695 | 0.82622 | 1.6748e-13 | -135.3123 | 120.9775 | 1.7084e-13 | -135.3123 | 120.9775
Line10_11_12 | 0 | 0 | 0 | 0 | 0 | 0 | 0 | 0 | 0 | 0 | 0 | 0 | 3.5157e-16 | -3.5157e-16 | 8.4377e-16 | -2.8126e-16 | 4.6951e-16 | -7.2583e-16 | 1.4063e-16 | 8.5975e-09 | -8.5975e-09 | -1.4063e-16 | -8.5975e-09 | 8.5975e-09 | 0 | 0 | 0 | 0 | 0 | 0 | 0.82272 | 0 | 0.82272 | 0.82272 | 0 | 0.82272 | 1.8431e-13 | -180 | 180 | 1.8996e-13 | -180 | 180
Line11_12_13 | 0 | 0 | 0 | 0 | 0 | 0 | 0 | 0 | 0 | 0 | 0 | 0 | -2.3312e-31 | -4.8501e-16 | 7.4549e-16 | 2.4009e-31 | 4.966e-16 | -6.6358e-16 | 7.0314e-17 | 7.1646e-09 | -7.1646e-09 | -7.0314e-17 | -7.1646e-09 | 7.1646e-09 | 0 | 0 | 0 | 0 | 0 | 0 | 0.82272 | 0 | 0.82272 | 0.82272 | 0 | 0.82272 | 1.8996e-13 | -180 | 180 | 1.9564e-13 | -180 | 180
Line12_13_15 | 0 | 0 | 0 | 0 | 0 | 0 | 0 | 0 | 0 | 0 | 0 | 0 | -2.1094e-16 | -2.4874e-16 | 4.544e-16 | 1.4063e-16 | 3.1338e-16 | -4.2492e-16 | -7.2026e-31 | 4.2987e-09 | -4.2987e-09 | 4.8982e-31 | -4.2987e-09 | 4.2987e-09 | 0 | 0 | 0 | 0 | 0 | 0 | 0.82272 | 0 | 0.82272 | 0.82272 | 0 | 0.82272 | 1.9564e-13 | -180 | 180 | 1.9956e-13 | -180 | 180
Line13_13_14 | 0 | 0 | 0 | 0 | 0 | 0 | 0 | 0 | 0 | 0 | 0 | 0 | 2.4009e-31 | -7.1194e-17 | -1.7667e-16 | -2.4093e-31 | 1.7994e-16 | 3.9313e-17 | -7.0314e-17 | 1.4329e-09 | -1.4329e-09 | 7.0314e-17 | -1.4329e-09 | 1.4329e-09 | 0 | 0 | 0 | 0 | 0 | 0 | 0.82272 | 0 | 0.82272 | 0.82272 | 0 | 0.82272 | 1.9564e-13 | -180 | 180 | 1.9632e-13 | -180 | 180
Line14_15_16 | 0 | 0 | 0 | 0 | 0 | 0 | 0 | 0 | 0 | 0 | 0 | 0 | -7.0314e-17 | -2.6752e-16 | 1.8953e-16 | 1.4063e-16 | 1.3999e-16 | -1.7642e-16 | 1.4063e-16 | 2.8658e-09 | -2.8658e-09 | -2.1094e-16 | -2.8658e-09 | 2.8658e-09 | 0 | 0 | 0 | 0 | 0 | 0 | 0.82272 | 0 | 0.82272 | 0.82272 | 0 | 0.82272 | 1.9956e-13 | -180 | 180 | 2.0234e-13 | -180 | 180
Line15_16_17 | 0 | 0 | 0 | 0 | 0 | 0 | 0 | 0 | 0 | 0 | 0 | 0 | -2.1094e-16 | 1.9368e-16 | 8.8211e-17 | 1.4063e-16 | -8.4935e-17 | -8.4935e-17 | -7.0314e-17 | 1.4329e-09 | -1.4329e-09 | 4.9468e-31 | -1.4329e-09 | 1.4329e-09 | 0 | 0 | 0 | 0 | 0 | 0 | 0.82272 | 0 | 0.82272 | 0.82272 | 0 | 0.82272 | 2.0234e-13 | -180 | 180 | 2.0154e-13 | -180 | 180
Line16_4_18 | 0 | 0 | 0 | 0 | 0 | 0 | 0 | 0 | 0 | 0 | 0 | 0 | -1.7579e-17 | -2.3943e-10 | -6.611e-10 | -1.7579e-17 | 2.3943e-10 | 6.611e-10 | -1.7579e-17 | 7.7122e-10 | -4.0864e-11 | 5.2736e-17 | -7.7122e-10 | 4.0864e-11 | 0 | 0 | 0 | 0 | 0 | 0 | 0.95532 | 0.695 | 0.82622 | 0.95532 | 0.695 | 0.82622 | 1.6638e-13 | -135.3123 | 120.9775 | 1.656e-13 | -135.3123 | 120.9775
Line17_5_19 | 0 | 0 | 0 | 0 | 0 | 0 | 0 | 0 | 0 | 0 | 0 | 0 | -1.7579e-17 | -2.3943e-10 | -6.611e-10 | -1.7579e-17 | 2.3943e-10 | 6.611e-10 | -1.7579e-17 | 7.7122e-10 | -4.0864e-11 | 5.2736e-17 | -7.7122e-10 | 4.0864e-11 | 0 | 0 | 0 | 0 | 0 | 0 | 0.95532 | 0.695 | 0.82622 | 0.95532 | 0.695 | 0.82622 | 1.6638e-13 | -135.3123 | 120.9775 | 1.656e-13 | -135.3123 | 120.9775
Line1_1_3 | 0 | 2.5068 | 2.5068 | 0 | 2.5068 | 2.5068 | 0 | 0.57893 | 0.57893 | 0 | 0.57893 | 0.57893 | 3.1641e-16 | 0.47394 | 0.0086903 | -3.1641e-16 | -0.35328 | 0.11197 | 2.1094e-16 | 0.10472 | 0.39802 | -2.1094e-16 | 0.020967 | -0.27233 | 0 | 0 | 0 | 0 | 32.2283 | -147.7717 | 0.95532 | 0.695 | 0.82622 | 0.87439 | 0.3475 | 0.80596 | 1.6748e-13 | -135.3123 | 120.9775 | 1.7656e-13 | -151.1682 | 144.5775
Line2_1_4 | 0 | 0 | 0 | 0 | 0 | 0 | 0 | 0 | 0 | 0 | 0 | 0 | 2.6368e-17 | -4.7886e-10 | -1.3222e-09 | -8.7893e-18 | 4.7886e-10 | 1.3222e-09 | -7.0314e-17 | 1.5424e-09 | -8.1728e-11 | 5.2736e-17 | -1.5424e-09 | 8.1728e-11 | 0 | 0 | 0 | 0 | 0 | 0 | 0.95532 | 0.695 | 0.82622 | 0.95532 | 0.695 | 0.82622 | 1.6748e-13 | -135.3123 | 120.9775 | 1.6638e-13 | -135.3123 | 120.9775
Line3_1_5 | 0 | 0 | 0 | 0 | 0 | 0 | 0 | 0 | 0 | 0 | 0 | 0 | 2.6368e-17 | -4.7886e-10 | -1.3222e-09 | -8.7893e-18 | 4.7886e-10 | 1.3222e-09 | -7.0314e-17 | 1.5424e-09 | -8.1728e-11 | 5.2736e-17 | -1.5424e-09 | 8.1728e-11 | 0 | 0 | 0 | 0 | 0 | 0 | 0.95532 | 0.695 | 0.82622 | 0.95532 | 0.695 | 0.82622 | 1.6748e-13 | -135.3123 | 120.9775 | 1.6638e-13 | -135.3123 | 120.9775
Line4_2_6 | 0 | 0 | 0 | 0 | 0 | 0 | 0 | 0 | 0 | 0 | 0 | 0 | 1.7579e-17 | -1.1971e-09 | -3.3055e-09 | -1.7579e-17 | 1.1971e-09 | 3.3055e-09 | -5.2736e-17 | 3.8561e-09 | -2.0432e-10 | 5.2736e-17 | -3.8561e-09 | 2.0432e-10 | 0 | 0 | 0 | 0 | 0 | 0 | 0.95532 | 0.695 | 0.82622 | 0.95532 | 0.695 | 0.82622 | 1.7084e-13 | -135.3123 | 120.9775 | 1.7292e-13 | -135.3123 | 120.9775
Line5_6_7 | 0 | 0 | 0 | 0 | 0 | 0 | 0 | 0 | 0 | 0 | 0 | 0 | 8.7893e-18 | -9.5772e-10 | -2.6444e-09 | -8.7893e-18 | 9.5772e-10 | 2.6444e-09 | -1.0547e-16 | 3.0849e-09 | -1.6346e-10 | 1.2305e-16 | -3.0849e-09 | 1.6346e-10 | 0 | 0 | 0 | 0 | 0 | 0 | 0.95532 | 0.695 | 0.82622 | 0.95532 | 0.695 | 0.82622 | 1.7292e-13 | -135.3123 | 120.9775 | 1.7373e-13 | -135.3123 | 120.9775
Line6_7_8 | 0 | 0 | 0 | 0 | 0 | 0 | 0 | 0 | 0 | 0 | 0 | 0 | 2.6368e-17 | -7.1829e-10 | -1.9833e-09 | -2.6368e-17 | 7.1829e-10 | 1.9833e-09 | -7.0314e-17 | 2.3137e-09 | -1.2259e-10 | 8.7893e-17 | -2.3137e-09 | 1.2259e-10 | 0 | 0 | 0 | 0 | 0 | 0 | 0.95532 | 0.695 | 0.82622 | 0.95532 | 0.695 | 0.82622 | 1.7373e-13 | -135.3123 | 120.9775 | 1.7304e-13 | -135.3123 | 120.9775
Line7_8_9 | 0 | 0 | 0 | 0 | 0 | 0 | 0 | 0 | 0 | 0 | 0 | 0 | 1.7579e-17 | -2.3943e-10 | -6.611e-10 | -1.5938e-31 | 2.3943e-10 | 6.611e-10 | -3.5157e-17 | 7.7122e-10 | -4.0864e-11 | 5.2736e-17 | -7.7122e-10 | 4.0864e-11 | 0 | 0 | 0 | 0 | 0 | 0 | 0.95532 | 0.695 | 0.82622 | 0.95532 | 0.695 | 0.82622 | 1.7304e-13 | -135.3123 | 120.9775 | 1.7316e-13 | -135.3123 | 120.9775
Line8_8_10 | 0 | 0 | 0 | 0 | 0 | 0 | 0 | 0 | 0 | 0 | 0 | 0 | -8.7893e-18 | -2.3943e-10 | -6.611e-10 | 8.7893e-18 | 2.3943e-10 | 6.611e-10 | -1.7579e-17 | 7.7122e-10 | -4.0864e-11 | 1.7579e-17 | -7.7122e-10 | 4.0864e-11 | 0 | 0 | 0 | 0 | 0 | 0 | 0.95532 | 0.695 | 0.82622 | 0.95532 | 0.695 | 0.82622 | 1.7304e-13 | -135.3123 | 120.9775 | 1.7312e-13 | -135.3123 | 120.9775
Line9_3_11 | 0 | 2.5068 | 2.5068 | 0 | 2.5068 | 2.5068 | 0 | 0.57893 | 0.57893 | 0 | 0.57893 | 0.57893 | 3.5157e-16 | 0.35328 | -0.11197 | -2.8126e-16 | -0.23262 | 0.23262 | 7.0314e-17 | -0.020967 | 0.27233 | -7.0314e-17 | 0.14665 | -0.14665 | 0 | -147.7717 | 32.2283 | 0 | 32.2283 | -147.7717 | 0.87439 | 0.3475 | 0.80596 | 0.82272 | 0 | 0.82272 | 1.7656e-13 | -151.1682 | 144.5775 | 1.8431e-13 | -180 | 180

## LL_min_10
name | pf_ikss_a_from_ka | pf_ikss_b_from_ka | pf_ikss_c_from_ka | pf_ikss_a_to_ka | pf_ikss_b_to_ka | pf_ikss_c_to_ka | pf_skss_a_from_mw | pf_skss_b_from_mw | pf_skss_c_from_mw | pf_skss_a_to_mw | pf_skss_b_to_mw | pf_skss_c_to_mw | pf_p_a_from_mw | pf_p_b_from_mw | pf_p_c_from_mw | pf_p_a_to_mw | pf_p_b_to_mw | pf_p_c_to_mw | pf_q_a_from_mvar | pf_q_b_from_mvar | pf_q_c_from_mvar | pf_q_a_to_mvar | pf_q_b_to_mvar | pf_q_c_to_mvar | pf_ikss_a_from_degree | pf_ikss_b_from_degree | pf_ikss_c_from_degree | pf_ikss_a_to_degree | pf_ikss_b_to_degree | pf_ikss_c_to_degree | pf_vm_a_from_pu | pf_vm_b_from_pu | pf_vm_c_from_pu | pf_vm_a_to_pu | pf_vm_b_to_pu | pf_vm_c_to_pu | pf_va_a_from_degree | pf_va_b_from_degree | pf_va_c_from_degree | pf_va_a_to_degree | pf_va_b_to_degree | pf_va_c_to_degree
Line0_1_2 | 0 | 0 | 0 | 0 | 0 | 0 | 0 | 0 | 0 | 0 | 0 | 0 | 5.8287e-17 | -1.2893e-09 | -3.56e-09 | -5.8287e-17 | 1.2893e-09 | 3.56e-09 | -8.3267e-17 | 4.153e-09 | -2.2006e-10 | 8.3267e-17 | -4.153e-09 | 2.2006e-10 | 0 | 0 | 0 | 0 | 0 | 0 | 0.90504 | 0.65842 | 0.78273 | 0.90504 | 0.65842 | 0.78273 | 1.6793e-13 | -135.3123 | 120.9775 | 1.7057e-13 | -135.3123 | 120.9775
Line10_11_12 | 0 | 0 | 0 | 0 | 0 | 0 | 0 | 0 | 0 | 0 | 0 | 0 | 3.3307e-16 | -2.9976e-16 | 6.6613e-16 | -3.3307e-16 | 3.0569e-16 | -6.9351e-16 | 1.0696e-30 | 7.7163e-09 | -7.7163e-09 | 6.6613e-17 | -7.7163e-09 | 7.7163e-09 | 0 | 0 | 0 | 0 | 0 | 0 | 0.77942 | 0 | 0.77942 | 0.77942 | 0 | 0.77942 | 1.84e-13 | -180 | 180 | 1.8965e-13 | -180 | 180
Line11_12_13 | 0 | 0 | 0 | 0 | 0 | 0 | 0 | 0 | 0 | 0 | 0 | 0 | 6.6613e-17 | -4.8789e-16 | 5.7792e-16 | 0 | 3.6156e-16 | -5.0442e-16 | 6.6613e-17 | 6.4302e-09 | -6.4302e-09 | 0 | -6.4302e-09 | 6.4302e-09 | 0 | 0 | 0 | 0 | 0 | 0 | 0.77942 | 0 | 0.77942 | 0.77942 | 0 | 0.77942 | 1.8965e-13 | -180 | 180 | 1.9533e-13 | -180 | 180
Line12_13_15 | 0 | 0 | 0 | 0 | 0 | 0 | 0 | 0 | 0 | 0 | 0 | 0 | 0 | -2.3026e-16 | 3.0265e-16 | 1.3323e-16 | 1.9011e-16 | -1.4296e-16 | 0 | 3.8581e-09 | -3.8581e-09 | 4.6332e-31 | -3.8581e-09 | 3.8581e-09 | 0 | 0 | 0 | 0 | 0 | 0 | 0.77942 | 0 | 0.77942 | 0.77942 | 0 | 0.77942 | 1.9533e-13 | -180 | 180 | 1.9926e-13 | -180 | 180
Line13_13_14 | 0 | 0 | 0 | 0 | 0 | 0 | 0 | 0 | 0 | 0 | 0 | 0 | 1.3323e-16 | -2.3218e-16 | -3.2343e-17 | 0 | 1.6851e-16 | 3.5284e-17 | -6.6613e-17 | 1.286e-09 | -1.286e-09 | 0 | -1.286e-09 | 1.286e-09 | 0 | 0 | 0 | 0 | 0 | 0 | 0.77942 | 0 | 0.77942 | 0.77942 | 0 | 0.77942 | 1.9533e-13 | -180 | 180 | 1.9602e-13 | -180 | 180
Line14_15_16 | 0 | 0 | 0 | 0 | 0 | 0 | 0 | 0 | 0 | 0 | 0 | 0 | 0 | -2.4886e-16 | 1.8412e-16 | -6.6613e-17 | 3.6054e-16 | -3.9137e-17 | 0 | 2.5721e-09 | -2.5721e-09 | 6.6613e-17 | -2.5721e-09 | 2.5721e-09 | 0 | 0 | 0 | 0 | 0 | 0 | 0.77942 | 0 | 0.77942 | 0.77942 | 0 | 0.77942 | 1.9926e-13 | -180 | 180 | 2.0203e-13 | -180 | 180
Line15_16_17 | 0 | 0 | 0 | 0 | 0 | 0 | 0 | 0 | 0 | 0 | 0 | 0 | -1.3323e-16 | -2.1358e-16 | 3.5264e-16 | 1.9984e-16 | -1.6628e-17 | -2.1647e-16 | 1.3323e-16 | 1.286e-09 | -1.286e-09 | -6.6613e-17 | -1.286e-09 | 1.286e-09 | 0 | 0 | 0 | 0 | 0 | 0 | 0.77942 | 0 | 0.77942 | 0.77942 | 0 | 0.77942 | 2.0203e-13 | -180 | 180 | 2.0124e-13 | -180 | 180
Line16_4_18 | 0 | 0 | 0 | 0 | 0 | 0 | 0 | 0 | 0 | 0 | 0 | 0 | -2.498e-17 | -2.1489e-10 | -5.9334e-10 | 2.498e-17 | 2.1489e-10 | 5.9334e-10 | -1.6653e-17 | 6.9217e-10 | -3.6676e-11 | 7.2396e-32 | -6.9217e-10 | 3.6676e-11 | 0 | 0 | 0 | 0 | 0 | 0 | 0.90504 | 0.65842 | 0.78273 | 0.90504 | 0.65842 | 0.78273 | 1.6683e-13 | -135.3123 | 120.9775 | 1.6605e-13 | -135.3123 | 120.9775
Line17_5_19 | 0 | 0 | 0 | 0 | 0 | 0 | 0 | 0 | 0 | 0 | 0 | 0 | -2.498e-17 | -2.1489e-10 | -5.9334e-10 | 2.498e-17 | 2.1489e-10 | 5.9334e-10 | -1.6653e-17 | 6.9217e-10 | -3.6676e-11 | 7.2396e-32 | -6.9217e-10 | 3.6676e-11 | 0 | 0 | 0 | 0 | 0 | 0 | 0.90504 | 0.65842 | 0.78273 | 0.90504 | 0.65842 | 0.78273 | 1.6683e-13 | -135.3123 | 120.9775 | 1.6605e-13 | -135.3123 | 120.9775
Line1_1_3 | 0 | 2.3749 | 2.3749 | 0 | 2.3749 | 2.3749 | 0 | 0.54846 | 0.54846 | 0 | 0.54846 | 0.54846 | 2.3315e-16 | 0.42536 | 0.0077996 | -2.3315e-16 | -0.31707 | 0.10049 | 1.6653e-16 | 0.093984 | 0.35722 | -1.6653e-16 | 0.018818 | -0.24442 | 0 | 0 | 0 | 0 | 32.2283 | -147.7717 | 0.90504 | 0.65842 | 0.78273 | 0.82837 | 0.32921 | 0.76354 | 1.6793e-13 | -135.3123 | 120.9775 | 1.7678e-13 | -151.1682 | 144.5775
Line2_1_4 | 0 | 0 | 0 | 0 | 0 | 0 | 0 | 0 | 0 | 0 | 0 | 0 | 2.498e-17 | -4.2978e-10 | -1.1867e-09 | -2.498e-17 | 4.2978e-10 | 1.1867e-09 | -3.3307e-17 | 1.3843e-09 | -7.3352e-11 | 1.6653e-17 | -1.3843e-09 | 7.3352e-11 | 0 | 0 | 0 | 0 | 0 | 0 | 0.90504 | 0.65842 | 0.78273 | 0.90504 | 0.65842 | 0.78273 | 1.6793e-13 | -135.3123 | 120.9775 | 1.6683e-13 | -135.3123 | 120.9775
Line3_1_5 | 0 | 0 | 0 | 0 | 0 | 0 | 0 | 0 | 0 | 0 | 0 | 0 | 2.498e-17 | -4.2978e-10 | -1.1867e-09 | -2.498e-17 | 4.2978e-10 | 1.1867e-09 | -3.3307e-17 | 1.3843e-09 | -7.3352e-11 | 1.6653e-17 | -1.3843e-09 | 7.3352e-11 | 0 | 0 | 0 | 0 | 0 | 0 | 0.90504 | 0.65842 | 0.78273 | 0.90504 | 0.65842 | 0.78273 | 1.6793e-13 | -135.3123 | 120.9775 | 1.6683e-13 | -135.3123 | 120.9775
Line4_2_6 | 0 | 0 | 0 | 0 | 0 | 0 | 0 | 0 | 0 | 0 | 0 | 0 | 2.9745e-31 | -1.0744e-09 | -2.9667e-09 | -2.5052e-31 | 1.0744e-09 | 2.9667e-09 | -9.992e-17 | 3.4609e-09 | -1.8338e-10 | 8.3267e-17 | -3.4609e-09 | 1.8338e-10 | 0 | 0 | 0 | 0 | 0 | 0 | 0.90504 | 0.65842 | 0.78273 | 0.90504 | 0.65842 | 0.78273 | 1.7057e-13 | -135.3123 | 120.9775 | 1.7238e-13 | -135.3123 | 120.9775
Line5_6_7 | 0 | 0 | 0 | 0 | 0 | 0 | 0 | 0 | 0 | 0 | 0 | 0 | 3.3307e-17 | -8.5956e-10 | -2.3734e-09 | -3.3307e-17 | 8.5956e-10 | 2.3734e-09 | -8.3267e-17 | 2.7687e-09 | -1.467e-10 | 6.6613e-17 | -2.7687e-09 | 1.467e-10 | 0 | 0 | 0 | 0 | 0 | 0 | 0.90504 | 0.65842 | 0.78273 | 0.90504 | 0.65842 | 0.78273 | 1.7238e-13 | -135.3123 | 120.9775 | 1.7313e-13 | -135.3123 | 120.9775
Line6_7_8 | 0 | 0 | 0 | 0 | 0 | 0 | 0 | 0 | 0 | 0 | 0 | 0 | 3.3307e-17 | -6.4467e-10 | -1.78e-09 | -1.6653e-17 | 6.4467e-10 | 1.78e-09 | -9.992e-17 | 2.0765e-09 | -1.1003e-10 | 8.3267e-17 | -2.0765e-09 | 1.1003e-10 | 0 | 0 | 0 | 0 | 0 | 0 | 0.90504 | 0.65842 | 0.78273 | 0.90504 | 0.65842 | 0.78273 | 1.7313e-13 | -135.3123 | 120.9775 | 1.7266e-13 | -135.3123 | 120.9775
Line7_8_9 | 0 | 0 | 0 | 0 | 0 | 0 | 0 | 0 | 0 | 0 | 0 | 0 | 8.3267e-18 | -2.1489e-10 | -5.9334e-10 | 8.3267e-18 | 2.1489e-10 | 5.9334e-10 | -3.3307e-17 | 6.9217e-10 | -3.6676e-11 | 2.5109e-32 | -6.9217e-10 | 3.6676e-11 | 0 | 0 | 0 | 0 | 0 | 0 | 0.90504 | 0.65842 | 0.78273 | 0.90504 | 0.65842 | 0.78273 | 1.7266e-13 | -135.3123 | 120.9775 | 1.7277e-13 | -135.3123 | 120.9775
Line8_8_10 | 0 | 0 | 0 | 0 | 0 | 0 | 0 | 0 | 0 | 0 | 0 | 0 | 1.0037e-31 | -2.1489e-10 | -5.9334e-10 | 1.6653e-17 | 2.1489e-10 | 5.9334e-10 | -3.3307e-17 | 6.9217e-10 | -3.6676e-11 | 5.0225e-32 | -6.9217e-10 | 3.6676e-11 | 0 | 0 | 0 | 0 | 0 | 0 | 0.90504 | 0.65842 | 0.78273 | 0.90504 | 0.65842 | 0.78273 | 1.7266e-13 | -135.3123 | 120.9775 | 1.728e-13 | -135.3123 | 120.9775
Line9_3_11 | 0 | 2.3749 | 2.3749 | 0 | 2.3749 | 2.3749 | 0 | 0.54846 | 0.54846 | 0 | 0.54846 | 0.54846 | 1.3323e-16 | 0.31707 | -0.10049 | -1.9984e-16 | -0.20878 | 0.20878 | 1.9984e-16 | -0.018818 | 0.24442 | -1.9984e-16 | 0.13162 | -0.13162 | 0 | -147.7717 | 32.2283 | 0 | 32.2283 | -147.7717 | 0.82837 | 0.32921 | 0.76354 | 0.77942 | 0 | 0.77942 | 1.7678e-13 | -151.1682 | 144.5775 | 1.84e-13 | -180 | 180

## LL_min_fault_6
name | pf_ikss_a_from_ka | pf_ikss_b_from_ka | pf_ikss_c_from_ka | pf_ikss_a_to_ka | pf_ikss_b_to_ka | pf_ikss_c_to_ka | pf_skss_a_from_mw | pf_skss_b_from_mw | pf_skss_c_from_mw | pf_skss_a_to_mw | pf_skss_b_to_mw | pf_skss_c_to_mw | pf_p_a_from_mw | pf_p_b_from_mw | pf_p_c_from_mw | pf_p_a_to_mw | pf_p_b_to_mw | pf_p_c_to_mw | pf_q_a_from_mvar | pf_q_b_from_mvar | pf_q_c_from_mvar | pf_q_a_to_mvar | pf_q_b_to_mvar | pf_q_c_to_mvar | pf_ikss_a_from_degree | pf_ikss_b_from_degree | pf_ikss_c_from_degree | pf_ikss_a_to_degree | pf_ikss_b_to_degree | pf_ikss_c_to_degree | pf_vm_a_from_pu | pf_vm_b_from_pu | pf_vm_c_from_pu | pf_vm_a_to_pu | pf_vm_b_to_pu | pf_vm_c_to_pu | pf_va_a_from_degree | pf_va_b_from_degree | pf_va_c_from_degree | pf_va_a_to_degree | pf_va_b_to_degree | pf_va_c_to_degree
Line0_1_2 | 0 | 0 | 0 | 0 | 0 | 0 | 0 | 0 | 0 | 0 | 0 | 0 | 4.8066e-19 | -3.8862e-11 | -1.1288e-10 | -2.06e-19 | 3.8862e-11 | 1.1288e-10 | 2.4089e-35 | 1.0829e-10 | 1.9912e-11 | -1.0518e-35 | -1.0829e-10 | -1.9912e-11 | 0 | 0 | 0 | 0 | 0 | 0 | 0.95056 | 0.94513 | 0.94701 | 0.95056 | 0.94513 | 0.94701 | 2.8715e-15 | -120.3131 | 119.9422 | 2.9255e-15 | -120.3131 | 119.9422
Line10_11_12 | 0 | 0 | 0 | 0 | 0 | 0 | 0 | 0 | 0 | 0 | 0 | 0 | 3.296e-18 | -2.5961e-10 | -3.378e-10 | -3.296e-18 | 2.5961e-10 | 3.378e-10 | 1.0987e-18 | 2.4396e-10 | -1.0854e-10 | -2.1973e-18 | -2.4396e-10 | 1.0854e-10 | 0 | 0 | 0 | 0 | 0 | 0 | 0.94705 | 0.93053 | 0.94329 | 0.94705 | 0.93053 | 0.94329 | 3.1088e-15 | -120.7135 | 120.3187 | 3.1587e-15 | -120.7135 | 120.3187
Line11_12_13 | 0 | 0 | 0 | 0 | 0 | 0 | 0 | 0 | 0 | 0 | 0 | 0 | 3.296e-18 | -2.1634e-10 | -2.815e-10 | -1.0987e-18 | 2.1634e-10 | 2.815e-10 | -1.0987e-18 | 2.033e-10 | -9.0449e-11 | 2.1973e-18 | -2.033e-10 | 9.0449e-11 | 0 | 0 | 0 | 0 | 0 | 0 | 0.94705 | 0.93053 | 0.94329 | 0.94705 | 0.93053 | 0.94329 | 3.1587e-15 | -120.7135 | 120.3187 | 3.2129e-15 | -120.7135 | 120.3187
Line12_13_15 | 0 | 0 | 0 | 0 | 0 | 0 | 0 | 0 | 0 | 0 | 0 | 0 | -2.1973e-18 | -1.2981e-10 | -1.689e-10 | 5.4933e-18 | 1.2981e-10 | 1.689e-10 | 3.296e-18 | 1.2198e-10 | -5.427e-11 | -2.1973e-18 | -1.2198e-10 | 5.427e-11 | 0 | 0 | 0 | 0 | 0 | 0 | 0.94705 | 0.93053 | 0.94329 | 0.94705 | 0.93053 | 0.94329 | 3.2129e-15 | -120.7135 | 120.3187 | 3.2708e-15 | -120.7135 | 120.3187
Line13_13_14 | 0 | 0 | 0 | 0 | 0 | 0 | 0 | 0 | 0 | 0 | 0 | 0 | 2.1973e-18 | -4.3269e-11 | -5.63e-11 | -6.183e-35 | 4.3269e-11 | 5.63e-11 | -2.1973e-18 | 4.066e-11 | -1.809e-11 | 1.0987e-18 | -4.066e-11 | 1.809e-11 | 0 | 0 | 0 | 0 | 0 | 0 | 0.94705 | 0.93053 | 0.94329 | 0.94705 | 0.93053 | 0.94329 | 3.2129e-15 | -120.7135 | 120.3187 | 3.2245e-15 | -120.7135 | 120.3187
Line14_15_16 | 0 | 0 | 0 | 0 | 0 | 0 | 0 | 0 | 0 | 0 | 0 | 0 | -2.1973e-18 | -8.6538e-11 | -1.126e-10 | 2.1973e-18 | 8.6538e-11 | 1.126e-10 | 1.0987e-18 | 8.1319e-11 | -3.618e-11 | -1.0987e-18 | -8.1319e-11 | 3.618e-11 | 0 | 0 | 0 | 0 | 0 | 0 | 0.94705 | 0.93053 | 0.94329 | 0.94705 | 0.93053 | 0.94329 | 3.2708e-15 | -120.7135 | 120.3187 | 3.2965e-15 | -120.7135 | 120.3187
Line15_16_17 | 0 | 0 | 0 | 0 | 0 | 0 | 0 | 0 | 0 | 0 | 0 | 0 | 2.1973e-18 | -4.3269e-11 | -5.63e-11 | -1.0987e-18 | 4.3269e-11 | 5.63e-11 | -2.1973e-18 | 4.066e-11 | -1.809e-11 | 1.0987e-18 | -4.066e-11 | 1.809e-11 | 0 | 0 | 0 | 0 | 0 | 0 | 0.94705 | 0.93053 | 0.94329 | 0.94705 | 0.93053 | 0.94329 | 3.2965e-15 | -120.7135 | 120.3187 | 3.2632e-15 | -120.7135 | 120.3187
Line16_4_18 | 0 | 0 | 0 | 0 | 0 | 0 | 0 | 0 | 0 | 0 | 0 | 0 | -6.8666e-20 | -6.477e-12 | -1.8814e-11 | -4.8066e-19 | 6.477e-12 | 1.8814e-11 | -5.4933e-19 | 1.8049e-11 | 3.3187e-12 | 5.4933e-19 | -1.8049e-11 | -3.3187e-12 | 0 | 0 | 0 | 0 | 0 | 0 | 0.95056 | 0.94513 | 0.94701 | 0.95056 | 0.94513 | 0.94701 | 2.837e-15 | -120.3131 | 119.9422 | 2.8168e-15 | -120.3131 | 119.9422
Line17_5_19 | 0 | 0 | 0 | 0 | 0 | 0 | 0 | 0 | 0 | 0 | 0 | 0 | -6.8666e-20 | -6.477e-12 | -1.8814e-11 | -4.8066e-19 | 6.477e-12 | 1.8814e-11 | -5.4933e-19 | 1.8049e-11 | 3.3187e-12 | 5.4933e-19 | -1.8049e-11 | -3.3187e-12 | 0 | 0 | 0 | 0 | 0 | 0 | 0.95056 | 0.94513 | 0.94701 | 0.95056 | 0.94513 | 0.94701 | 2.837e-15 | -120.3131 | 119.9422 | 2.8168e-15 | -120.3131 | 119.9422
Line1_1_3 | 0 | 0.052639 | 0.052639 | 0 | 0.052639 | 0.052639 | 0 | 0.012156 | 0.012156 | 0 | 0.012156 | 0.012156 | 5.4933e-18 | 0.011136 | 0.0029316 | -5.4933e-18 | -0.011082 | -0.0028784 | 3.296e-18 | 0.0029739 | 0.011102 | -3.296e-18 | -0.0029185 | -0.011047 | 0 | 0 | 0 | 0 | 44.734 | -135.266 | 0.95056 | 0.94513 | 0.94701 | 0.9488 | 0.93783 | 0.94514 | 2.8715e-15 | -120.3131 | 119.9422 | 2.9937e-15 | -120.5122 | 120.1294
Line2_1_4 | 0 | 0 | 0 | 0 | 0 | 0 | 0 | 0 | 0 | 0 | 0 | 0 | 1.3733e-19 | -1.2954e-11 | -3.7627e-11 | -1.3733e-19 | 1.2954e-11 | 3.7627e-11 | -5.4933e-19 | 3.6098e-11 | 6.6374e-12 | 5.4933e-19 | -3.6098e-11 | -6.6374e-12 | 0 | 0 | 0 | 0 | 0 | 0 | 0.95056 | 0.94513 | 0.94701 | 0.95056 | 0.94513 | 0.94701 | 2.8715e-15 | -120.3131 | 119.9422 | 2.837e-15 | -120.3131 | 119.9422
Line3_1_5 | 0 | 0 | 0 | 0 | 0 | 0 | 0 | 0 | 0 | 0 | 0 | 0 | 1.3733e-19 | -1.2954e-11 | -3.7627e-11 | -1.3733e-19 | 1.2954e-11 | 3.7627e-11 | -5.4933e-19 | 3.6098e-11 | 6.6374e-12 | 5.4933e-19 | -3.6098e-11 | -6.6374e-12 | 0 | 0 | 0 | 0 | 0 | 0 | 0.95056 | 0.94513 | 0.94701 | 0.95056 | 0.94513 | 0.94701 | 2.8715e-15 | -120.3131 | 119.9422 | 2.837e-15 | -120.3131 | 119.9422
Line4_2_6 | 0 | 0 | 0 | 0 | 0 | 0 | 0 | 0 | 0 | 0 | 0 | 0 | 1.3733e-18 | -3.2385e-11 | -9.4068e-11 | -1.0987e-18 | 3.2385e-11 | 9.4068e-11 | -1.648e-18 | 9.0245e-11 | 1.6593e-11 | 1.0987e-18 | -9.0245e-11 | -1.6593e-11 | 0 | 0 | 0 | 0 | 0 | 0 | 0.95056 | 0.94513 | 0.94701 | 0.95056 | 0.94513 | 0.94701 | 2.9255e-15 | -120.3131 | 119.9422 | 2.9536e-15 | -120.3131 | 119.9422
Line5_6_7 | 0 | 0 | 0 | 0 | 0 | 0 | 0 | 0 | 0 | 0 | 0 | 0 | 9.6133e-19 | -2.5908e-11 | -7.5255e-11 | -9.6133e-19 | 2.5908e-11 | 7.5255e-11 | -2.1973e-18 | 7.2196e-11 | 1.3275e-11 | 2.1973e-18 | -7.2196e-11 | -1.3275e-11 | 0 | 0 | 0 | 0 | 0 | 0 | 0.95056 | 0.94513 | 0.94701 | 0.95056 | 0.94513 | 0.94701 | 2.9536e-15 | -120.3131 | 119.9422 | 2.9544e-15 | -120.3131 | 119.9422
Line6_7_8 | 0 | 0 | 0 | 0 | 0 | 0 | 0 | 0 | 0 | 0 | 0 | 0 | 1.1673e-18 | -1.9431e-11 | -5.6441e-11 | -8.9266e-19 | 1.9431e-11 | 5.6441e-11 | -2.7466e-18 | 5.4147e-11 | 9.9561e-12 | 2.1973e-18 | -5.4147e-11 | -9.9561e-12 | 0 | 0 | 0 | 0 | 0 | 0 | 0.95056 | 0.94513 | 0.94701 | 0.95056 | 0.94513 | 0.94701 | 2.9544e-15 | -120.3131 | 119.9422 | 2.9293e-15 | -120.3131 | 119.9422
Line7_8_9 | 0 | 0 | 0 | 0 | 0 | 0 | 0 | 0 | 0 | 0 | 0 | 0 | -2.8085e-35 | -6.477e-12 | -1.8814e-11 | 2.8096e-35 | 6.477e-12 | 1.8814e-11 | 5.4933e-19 | 1.8049e-11 | 3.3187e-12 | -5.4933e-19 | -1.8049e-11 | -3.3187e-12 | 0 | 0 | 0 | 0 | 0 | 0 | 0.95056 | 0.94513 | 0.94701 | 0.95056 | 0.94513 | 0.94701 | 2.9293e-15 | -120.3131 | 119.9422 | 2.9304e-15 | -120.3131 | 119.9422
Line8_8_10 | 0 | 0 | 0 | 0 | 0 | 0 | 0 | 0 | 0 | 0 | 0 | 0 | 1.3733e-19 | -6.477e-12 | -1.8814e-11 | -1.3733e-19 | 6.477e-12 | 1.8814e-11 | 5.4933e-19 | 1.8049e-11 | 3.3187e-12 | -5.4933e-19 | -1.8049e-11 | -3.3187e-12 | 0 | 0 | 0 | 0 | 0 | 0 | 0.95056 | 0.94513 | 0.94701 | 0.95056 | 0.94513 | 0.94701 | 2.9293e-15 | -120.3131 | 119.9422 | 2.9262e-15 | -120.3131 | 119.9422
Line9_3_11 | 0 | 0.052639 | 0.052639 | 0 | 0.052639 | 0.052639 | 0 | 0.012156 | 0.012156 | 0 | 0.012156 | 0.012156 | 6.5919e-18 | 0.011082 | 0.0028784 | -6.5919e-18 | -0.011029 | -0.0028252 | 3.4443e-34 | 0.0029185 | 0.011047 | -2.1973e-18 | -0.0028631 | -0.010991 | 0 | -135.266 | 44.734 | 0 | 44.734 | -135.266 | 0.9488 | 0.93783 | 0.94514 | 0.94705 | 0.93053 | 0.94329 | 2.9937e-15 | -120.5122 | 120.1294 | 3.1088e-15 | -120.7135 | 120.3187

## LL_min_fault_10
name | pf_ikss_a_from_ka | pf_ikss_b_from_ka | pf_ikss_c_from_ka | pf_ikss_a_to_ka | pf_ikss_b_to_ka | pf_ikss_c_to_ka | pf_skss_a_from_mw | pf_skss_b_from_mw | pf_skss_c_from_mw | pf_skss_a_to_mw | pf_skss_b_to_mw | pf_skss_c_to_mw | pf_p_a_from_mw | pf_p_b_from_mw | pf_p_c_from_mw | pf_p_a_to_mw | pf_p_b_to_mw | pf_p_c_to_mw | pf_q_a_from_mvar | pf_q_b_from_mvar | pf_q_c_from_mvar | pf_q_a_to_mvar | pf_q_b_to_mvar | pf_q_c_to_mvar | pf_ikss_a_from_degree | pf_ikss_b_from_degree | pf_ikss_c_from_degree | pf_ikss_a_to_degree | pf_ikss_b_to_degree | pf_ikss_c_to_degree | pf_vm_a_from_pu | pf_vm_b_from_pu | pf_vm_c_from_pu | pf_vm_a_to_pu | pf_vm_b_to_pu | pf_vm_c_to_pu | pf_va_a_from_degree | pf_va_b_from_degree | pf_va_c_from_degree | pf_va_a_to_degree | pf_va_b_to_degree | pf_va_c_to_degree
Line0_1_2 | 0 | 0 | 0 | 0 | 0 | 0 | 0 | 0 | 0 | 0 | 0 | 0 | 1.1059e-18 | -3.4879e-11 | -1.0131e-10 | -1.1059e-18 | 3.4879e-11 | 1.0131e-10 | 5.5547e-35 | 9.7195e-11 | 1.7871e-11 | -5.2042e-19 | -9.7195e-11 | -1.7871e-11 | 0 | 0 | 0 | 0 | 0 | 0 | 0.90053 | 0.89538 | 0.89717 | 0.90053 | 0.89538 | 0.89717 | 2.8779e-15 | -120.3131 | 119.9422 | 2.9456e-15 | -120.3131 | 119.9422
Line10_11_12 | 0 | 0 | 0 | 0 | 0 | 0 | 0 | 0 | 0 | 0 | 0 | 0 | 3.1225e-18 | -2.33e-10 | -3.0318e-10 | -2.0817e-18 | 2.33e-10 | 3.0318e-10 | 1.0408e-18 | 2.1895e-10 | -9.7415e-11 | -1.0408e-18 | -2.1895e-10 | 9.7415e-11 | 0 | 0 | 0 | 0 | 0 | 0 | 0.8972 | 0.88156 | 0.89364 | 0.8972 | 0.88156 | 0.89364 | 3.1508e-15 | -120.7135 | 120.3187 | 3.2007e-15 | -120.7135 | 120.3187
Line11_12_13 | 0 | 0 | 0 | 0 | 0 | 0 | 0 | 0 | 0 | 0 | 0 | 0 | 2.0817e-18 | -1.9417e-10 | -2.5265e-10 | 0 | 1.9417e-10 | 2.5265e-10 | -1.0408e-18 | 1.8246e-10 | -8.1179e-11 | 0 | -1.8246e-10 | 8.1179e-11 | 0 | 0 | 0 | 0 | 0 | 0 | 0.8972 | 0.88156 | 0.89364 | 0.8972 | 0.88156 | 0.89364 | 3.2007e-15 | -120.7135 | 120.3187 | 3.2549e-15 | -120.7135 | 120.3187
Line12_13_15 | 0 | 0 | 0 | 0 | 0 | 0 | 0 | 0 | 0 | 0 | 0 | 0 | 1.0408e-18 | -1.165e-10 | -1.5159e-10 | 0 | 1.165e-10 | 1.5159e-10 | -2.0817e-18 | 1.0948e-10 | -4.8707e-11 | 0 | -1.0948e-10 | 4.8707e-11 | 0 | 0 | 0 | 0 | 0 | 0 | 0.8972 | 0.88156 | 0.89364 | 0.8972 | 0.88156 | 0.89364 | 3.2549e-15 | -120.7135 | 120.3187 | 3.3128e-15 | -120.7135 | 120.3187
Line13_13_14 | 0 | 0 | 0 | 0 | 0 | 0 | 0 | 0 | 0 | 0 | 0 | 0 | -1.0408e-18 | -3.8834e-11 | -5.0529e-11 | 1.1868e-34 | 3.8834e-11 | 5.0529e-11 | -5.9128e-35 | 3.6492e-11 | -1.6236e-11 | -2.0817e-18 | -3.6492e-11 | 1.6236e-11 | 0 | 0 | 0 | 0 | 0 | 0 | 0.8972 | 0.88156 | 0.89364 | 0.8972 | 0.88156 | 0.89364 | 3.2549e-15 | -120.7135 | 120.3187 | 3.2664e-15 | -120.7135 | 120.3187
Line14_15_16 | 0 | 0 | 0 | 0 | 0 | 0 | 0 | 0 | 0 | 0 | 0 | 0 | 0 | -7.7668e-11 | -1.0106e-10 | 1.0408e-18 | 7.7668e-11 | 1.0106e-10 | 0 | 7.2985e-11 | -3.2472e-11 | 1.0408e-18 | -7.2985e-11 | 3.2472e-11 | 0 | 0 | 0 | 0 | 0 | 0 | 0.8972 | 0.88156 | 0.89364 | 0.8972 | 0.88156 | 0.89364 | 3.3128e-15 | -120.7135 | 120.3187 | 3.3385e-15 | -120.7135 | 120.3187
Line15_16_17 | 0 | 0 | 0 | 0 | 0 | 0 | 0 | 0 | 0 | 0 | 0 | 0 | 6.0647e-35 | -3.8834e-11 | -5.0529e-11 | 1.0408e-18 | 3.8834e-11 | 5.0529e-11 | -1.0408e-18 | 3.6492e-11 | -1.6236e-11 | 1.0408e-18 | -3.6492e-11 | 1.6236e-11 | 0 | 0 | 0 | 0 | 0 | 0 | 0.8972 | 0.88156 | 0.89364 | 0.8972 | 0.88156 | 0.89364 | 3.3385e-15 | -120.7135 | 120.3187 | 3.3052e-15 | -120.7135 | 120.3187
Line16_4_18 | 0 | 0 | 0 | 0 | 0 | 0 | 0 | 0 | 0 | 0 | 0 | 0 | 1.9516e-19 | -5.8131e-12 | -1.6885e-11 | 6.5052e-20 | 5.8131e-12 | 1.6885e-11 | -5.2042e-19 | 1.6199e-11 | 2.9786e-12 | -5.2042e-19 | -1.6199e-11 | -2.9786e-12 | 0 | 0 | 0 | 0 | 0 | 0 | 0.90053 | 0.89538 | 0.89717 | 0.90053 | 0.89538 | 0.89717 | 2.8434e-15 | -120.3131 | 119.9422 | 2.8232e-15 | -120.3131 | 119.9422
Line17_5_19 | 0 | 0 | 0 | 0 | 0 | 0 | 0 | 0 | 0 | 0 | 0 | 0 | 1.9516e-19 | -5.8131e-12 | -1.6885e-11 | 6.5052e-20 | 5.8131e-12 | 1.6885e-11 | -5.2042e-19 | 1.6199e-11 | 2.9786e-12 | -5.2042e-19 | -1.6199e-11 | -2.9786e-12 | 0 | 0 | 0 | 0 | 0 | 0 | 0.90053 | 0.89538 | 0.89717 | 0.90053 | 0.89538 | 0.89717 | 2.8434e-15 | -120.3131 | 119.9422 | 2.8232e-15 | -120.3131 | 119.9422
Line1_1_3 | 0 | 0.049869 | 0.049869 | 0 | 0.049869 | 0.049869 | 0 | 0.011517 | 0.011517 | 0 | 0.011517 | 0.011517 | 6.245e-18 | 0.0099942 | 0.0026311 | -6.7654e-18 | -0.0099465 | -0.0025834 | 1.0408e-18 | 0.0026691 | 0.0099642 | -2.0817e-18 | -0.0026194 | -0.0099144 | 0 | 0 | 0 | 0 | 44.734 | -135.266 | 0.90053 | 0.89538 | 0.89717 | 0.89886 | 0.88847 | 0.8954 | 2.8779e-15 | -120.3131 | 119.9422 | 3.0315e-15 | -120.5122 | 120.1294
Line2_1_4 | 0 | 0 | 0 | 0 | 0 | 0 | 0 | 0 | 0 | 0 | 0 | 0 | 6.5052e-20 | -1.1626e-11 | -3.3771e-11 | -6.5052e-20 | 1.1626e-11 | 3.3771e-11 | 3.2675e-36 | 3.2398e-11 | 5.9571e-12 | -3.2283e-36 | -3.2398e-11 | -5.9571e-12 | 0 | 0 | 0 | 0 | 0 | 0 | 0.90053 | 0.89538 | 0.89717 | 0.90053 | 0.89538 | 0.89717 | 2.8779e-15 | -120.3131 | 119.9422 | 2.8434e-15 | -120.3131 | 119.9422
Line3_1_5 | 0 | 0 | 0 | 0 | 0 | 0 | 0 | 0 | 0 | 0 | 0 | 0 | 6.5052e-20 | -1.1626e-11 | -3.3771e-11 | -6.5052e-20 | 1.1626e-11 | 3.3771e-11 | 3.2675e-36 | 3.2398e-11 | 5.9571e-12 | -3.2283e-36 | -3.2398e-11 | -5.9571e-12 | 0 | 0 | 0 | 0 | 0 | 0 | 0.90053 | 0.89538 | 0.89717 | 0.90053 | 0.89538 | 0.89717 | 2.8779e-15 | -120.3131 | 119.9422 | 2.8434e-15 | -120.3131 | 119.9422
Line4_2_6 | 0 | 0 | 0 | 0 | 0 | 0 | 0 | 0 | 0 | 0 | 0 | 0 | 1.9516e-19 | -2.9066e-11 | -8.4427e-11 | -1.9516e-19 | 2.9066e-11 | 8.4427e-11 | -2.0817e-18 | 8.0996e-11 | 1.4893e-11 | 2.0817e-18 | -8.0996e-11 | -1.4893e-11 | 0 | 0 | 0 | 0 | 0 | 0 | 0.90053 | 0.89538 | 0.89717 | 0.90053 | 0.89538 | 0.89717 | 2.9456e-15 | -120.3131 | 119.9422 | 2.9696e-15 | -120.3131 | 119.9422
Line5_6_7 | 0 | 0 | 0 | 0 | 0 | 0 | 0 | 0 | 0 | 0 | 0 | 0 | 1.1709e-18 | -2.3253e-11 | -6.7542e-11 | -1.1709e-18 | 2.3253e-11 | 6.7542e-11 | -2.6021e-18 | 6.4797e-11 | 1.1914e-11 | 2.0817e-18 | -6.4797e-11 | -1.1914e-11 | 0 | 0 | 0 | 0 | 0 | 0 | 0.90053 | 0.89538 | 0.89717 | 0.90053 | 0.89538 | 0.89717 | 2.9696e-15 | -120.3131 | 119.9422 | 2.9625e-15 | -120.3131 | 119.9422
Line6_7_8 | 0 | 0 | 0 | 0 | 0 | 0 | 0 | 0 | 0 | 0 | 0 | 0 | 4.5536e-19 | -1.7439e-11 | -5.0656e-11 | -4.5536e-19 | 1.7439e-11 | 5.0656e-11 | -2.0817e-18 | 4.8598e-11 | 8.9356e-12 | 2.0817e-18 | -4.8598e-11 | -8.9356e-12 | 0 | 0 | 0 | 0 | 0 | 0 | 0.90053 | 0.89538 | 0.89717 | 0.90053 | 0.89538 | 0.89717 | 2.9625e-15 | -120.3131 | 119.9422 | 2.9355e-15 | -120.3131 | 119.9422
Line7_8_9 | 0 | 0 | 0 | 0 | 0 | 0 | 0 | 0 | 0 | 0 | 0 | 0 | 5.2042e-19 | -5.8131e-12 | -1.6885e-11 | -5.2042e-19 | 5.8131e-12 | 1.6885e-11 | -1.0408e-18 | 1.6199e-11 | 2.9786e-12 | -2.6673e-35 | -1.6199e-11 | -2.9786e-12 | 0 | 0 | 0 | 0 | 0 | 0 | 0.90053 | 0.89538 | 0.89717 | 0.90053 | 0.89538 | 0.89717 | 2.9355e-15 | -120.3131 | 119.9422 | 2.9366e-15 | -120.3131 | 119.9422
Line8_8_10 | 0 | 0 | 0 | 0 | 0 | 0 | 0 | 0 | 0 | 0 | 0 | 0 | 5.2042e-19 | -5.8131e-12 | -1.6885e-11 | -5.2042e-19 | 5.8131e-12 | 1.6885e-11 | -5.2042e-19 | 1.6199e-11 | 2.9786e-12 | 5.2042e-19 | -1.6199e-11 | -2.9786e-12 | 0 | 0 | 0 | 0 | 0 | 0 | 0.90053 | 0.89538 | 0.89717 | 0.90053 | 0.89538 | 0.89717 | 2.9355e-15 | -120.3131 | 119.9422 | 2.929e-15 | -120.3131 | 119.9422
Line9_3_11 | 0 | 0.049869 | 0.049869 | 0 | 0.049869 | 0.049869 | 0 | 0.011517 | 0.011517 | 0 | 0.011517 | 0.011517 | 5.2042e-18 | 0.0099465 | 0.0025834 | -4.1633e-18 | -0.0098987 | -0.0025356 | 2.0817e-18 | 0.0026194 | 0.0099144 | -2.0817e-18 | -0.0025697 | -0.0098647 | 0 | -135.266 | 44.734 | 0 | 44.734 | -135.266 | 0.89886 | 0.88847 | 0.8954 | 0.8972 | 0.88156 | 0.89364 | 3.0315e-15 | -120.5122 | 120.1294 | 3.1508e-15 | -120.7135 | 120.3187

## LG_max_6
name | pf_ikss_a_from_ka | pf_ikss_b_from_ka | pf_ikss_c_from_ka | pf_ikss_a_to_ka | pf_ikss_b_to_ka | pf_ikss_c_to_ka | pf_skss_a_from_mw | pf_skss_b_from_mw | pf_skss_c_from_mw | pf_skss_a_to_mw | pf_skss_b_to_mw | pf_skss_c_to_mw | pf_p_a_from_mw | pf_p_b_from_mw | pf_p_c_from_mw | pf_p_a_to_mw | pf_p_b_to_mw | pf_p_c_to_mw | pf_q_a_from_mvar | pf_q_b_from_mvar | pf_q_c_from_mvar | pf_q_a_to_mvar | pf_q_b_to_mvar | pf_q_c_to_mvar | pf_ikss_a_from_degree | pf_ikss_b_from_degree | pf_ikss_c_from_degree | pf_ikss_a_to_degree | pf_ikss_b_to_degree | pf_ikss_c_to_degree | pf_vm_a_from_pu | pf_vm_b_from_pu | pf_vm_c_from_pu | pf_vm_a_to_pu | pf_vm_b_to_pu | pf_vm_c_to_pu | pf_va_a_from_degree | pf_va_b_from_degree | pf_va_c_from_degree | pf_va_a_to_degree | pf_va_b_to_degree | pf_va_c_to_degree
Line0_1_2 | 0 | 0 | 0 | 0 | 0 | 0 | 0 | 0 | 0 | 0 | 0 | 0 | -1.961e-09 | 3.0254e-08 | -3.4882e-08 | 2.5152e-09 | -2.4979e-08 | 2.9052e-08 | 2.7254e-08 | -1.8241e-08 | -1.4352e-08 | -2.3014e-08 | 1.5355e-08 | 1.1662e-08 | 0 | 0 | 0 | 0 | 0 | 0 | 0.80814 | 1.05 | 0.89076 | 0.80814 | 1.05 | 0.89076 | -6.4344 | -117.6699 | 115.7813 | -6.4344 | -117.6699 | 115.7813
Line10_11_12 | 0 | 0 | 0 | 0 | 0 | 0 | 0 | 0 | 0 | 0 | 0 | 0 | 6.0274e-21 | 9.5053e-08 | -9.7928e-08 | 1.2146e-15 | -7.8899e-08 | 8.1775e-08 | -7.853e-21 | -3.1364e-08 | -3.6255e-08 | 1.7622e-15 | 2.6785e-08 | 2.9481e-08 | 0 | 0 | 0 | 0 | 0 | 0 | 0.54443 | 1.05 | 0.56798 | 0.54443 | 1.05 | 0.56798 | 0 | -109.7129 | 108.8638 | 0 | -109.7129 | 108.8638
Line11_12_13 | 0 | 0 | 0 | 0 | 0 | 0 | 0 | 0 | 0 | 0 | 0 | 0 | -1.268e-15 | 7.9211e-08 | -8.1607e-08 | 1.7572e-15 | -6.3057e-08 | 6.5453e-08 | -1.6921e-15 | -2.6137e-08 | -3.0212e-08 | 2.5875e-15 | 2.1558e-08 | 2.3438e-08 | 0 | 0 | 0 | 0 | 0 | 0 | 0.54443 | 1.05 | 0.56798 | 0.54443 | 1.05 | 0.56798 | 0 | -109.7129 | 108.8638 | 0 | -109.7129 | 108.8638
Line12_13_15 | 0 | 0 | 0 | 0 | 0 | 0 | 0 | 0 | 0 | 0 | 0 | 0 | -1.3905e-15 | 4.7526e-08 | -4.8964e-08 | 1.0515e-15 | -3.1373e-08 | 3.281e-08 | -1.8446e-15 | -1.5682e-08 | -1.8127e-08 | 1.6961e-15 | 1.1103e-08 | 1.1353e-08 | 0 | 0 | 0 | 0 | 0 | 0 | 0.54443 | 1.05 | 0.56798 | 0.54443 | 1.05 | 0.56798 | 0 | -109.7129 | 108.8638 | 0 | -109.7129 | 108.8638
Line13_13_14 | 0 | 0 | 0 | 0 | 0 | 0 | 0 | 0 | 0 | 0 | 0 | 0 | -4.6349e-16 | 1.5842e-08 | -1.6321e-08 | -1.0055e-16 | 3.1167e-10 | 1.6757e-10 | -6.1487e-16 | -5.2274e-09 | -6.0425e-09 | 1.3667e-16 | 6.4833e-10 | -7.3153e-10 | 0 | 0 | 0 | 0 | 0 | 0 | 0.54443 | 1.05 | 0.56798 | 0.54443 | 1.05 | 0.56798 | 0 | -109.7129 | 108.8638 | 0 | -109.7129 | 108.8638
Line14_15_16 | 0 | 0 | 0 | 0 | 0 | 0 | 0 | 0 | 0 | 0 | 0 | 0 | -1.1719e-15 | 3.1684e-08 | -3.2643e-08 | 5.3065e-16 | -1.553e-08 | 1.6489e-08 | -1.5348e-15 | -1.0455e-08 | -1.2085e-08 | 1.0402e-15 | 5.8757e-09 | 5.3109e-09 | 0 | 0 | 0 | 0 | 0 | 0 | 0.54443 | 1.05 | 0.56798 | 0.54443 | 1.05 | 0.56798 | 0 | -109.7129 | 108.8638 | 0 | -109.7129 | 108.8638
Line15_16_17 | 0 | 0 | 0 | 0 | 0 | 0 | 0 | 0 | 0 | 0 | 0 | 0 | -6.6472e-16 | 1.5842e-08 | -1.6321e-08 | -1.378e-16 | 3.1167e-10 | 1.6757e-10 | -8.5796e-16 | -5.2274e-09 | -6.0425e-09 | 1.9088e-16 | 6.4833e-10 | -7.3153e-10 | 0 | 0 | 0 | 0 | 0 | 0 | 0.54443 | 1.05 | 0.56798 | 0.54443 | 1.05 | 0.56798 | 0 | -109.7129 | 108.8638 | 0 | -109.7129 | 108.8638
Line16_4_18 | 0 | 0 | 0 | 0 | 0 | 0 | 0 | 0 | 0 | 0 | 0 | 0 | -3.2682e-10 | 5.0424e-09 | -5.8136e-09 | 8.8106e-10 | 2.3288e-10 | -1.5874e-11 | 4.5423e-09 | -3.0401e-09 | -2.392e-09 | -3.0211e-10 | 1.5412e-10 | -2.9774e-10 | 0 | 0 | 0 | 0 | 0 | 0 | 0.80814 | 1.05 | 0.89076 | 0.80814 | 1.05 | 0.89076 | -6.4344 | -117.6699 | 115.7813 | -6.4344 | -117.6699 | 115.7813
Line17_5_19 | 0 | 0 | 0 | 0 | 0 | 0 | 0 | 0 | 0 | 0 | 0 | 0 | -3.2682e-10 | 5.0424e-09 | -5.8136e-09 | 8.8106e-10 | 2.3288e-10 | -1.5874e-11 | 4.5423e-09 | -3.0401e-09 | -2.392e-09 | -3.0211e-10 | 1.5412e-10 | -2.9774e-10 | 0 | 0 | 0 | 0 | 0 | 0 | 0.80814 | 1.05 | 0.89076 | 0.80814 | 1.05 | 0.89076 | -6.4344 | -117.6699 | 115.7813 | -6.4344 | -117.6699 | 115.7813
Line1_1_3 | 4.3392 | 0 | 0 | 4.3392 | 0 | 0 | 1.0021 | 0 | 0 | 1.0021 | 0 | 0 | 0.31381 | 1.1434e-07 | -1.2171e-07 | -0.1569 | -1.0716e-07 | 1.1249e-07 | 0.62761 | -5.7145e-08 | -6.1738e-08 | -0.31381 | 4.4791e-08 | 4.8983e-08 | 0 | 0 | 0 | 110.1307 | 0 | 0 | 0.80814 | 1.05 | 0.89076 | 0.64491 | 1.05 | 0.70654 | -6.4344 | -117.6699 | 115.7813 | -6.4344 | -113.7775 | 112.4374
Line2_1_4 | 0 | 0 | 0 | 0 | 0 | 0 | 0 | 0 | 0 | 0 | 0 | 0 | -6.5365e-10 | 1.0085e-08 | -1.1627e-08 | 1.2079e-09 | -4.8095e-09 | 5.7978e-09 | 9.0847e-09 | -6.0803e-09 | -4.784e-09 | -4.8445e-09 | 3.1943e-09 | 2.0943e-09 | 0 | 0 | 0 | 0 | 0 | 0 | 0.80814 | 1.05 | 0.89076 | 0.80814 | 1.05 | 0.89076 | -6.4344 | -117.6699 | 115.7813 | -6.4344 | -117.6699 | 115.7813
Line3_1_5 | 0 | 0 | 0 | 0 | 0 | 0 | 0 | 0 | 0 | 0 | 0 | 0 | -6.5365e-10 | 1.0085e-08 | -1.1627e-08 | 1.2079e-09 | -4.8095e-09 | 5.7978e-09 | 9.0847e-09 | -6.0803e-09 | -4.784e-09 | -4.8445e-09 | 3.1943e-09 | 2.0943e-09 | 0 | 0 | 0 | 0 | 0 | 0 | 0.80814 | 1.05 | 0.89076 | 0.80814 | 1.05 | 0.89076 | -6.4344 | -117.6699 | 115.7813 | -6.4344 | -117.6699 | 115.7813
Line4_2_6 | 0 | 0 | 0 | 0 | 0 | 0 | 0 | 0 | 0 | 0 | 0 | 0 | -1.6341e-09 | 2.5212e-08 | -2.9068e-08 | 2.1884e-09 | -1.9937e-08 | 2.3239e-08 | 2.2712e-08 | -1.5201e-08 | -1.196e-08 | -1.8471e-08 | 1.2315e-08 | 9.2703e-09 | 0 | 0 | 0 | 0 | 0 | 0 | 0.80814 | 1.05 | 0.89076 | 0.80814 | 1.05 | 0.89076 | -6.4344 | -117.6699 | 115.7813 | -6.4344 | -117.6699 | 115.7813
Line5_6_7 | 0 | 0 | 0 | 0 | 0 | 0 | 0 | 0 | 0 | 0 | 0 | 0 | -1.3073e-09 | 2.017e-08 | -2.3255e-08 | 1.8615e-09 | -1.4894e-08 | 1.7425e-08 | 1.8169e-08 | -1.2161e-08 | -9.5681e-09 | -1.3929e-08 | 9.2745e-09 | 6.8783e-09 | 0 | 0 | 0 | 0 | 0 | 0 | 0.80814 | 1.05 | 0.89076 | 0.80814 | 1.05 | 0.89076 | -6.4344 | -117.6699 | 115.7813 | -6.4344 | -117.6699 | 115.7813
Line6_7_8 | 0 | 0 | 0 | 0 | 0 | 0 | 0 | 0 | 0 | 0 | 0 | 0 | -9.8048e-10 | 1.5127e-08 | -1.7441e-08 | 1.5347e-09 | -9.8519e-09 | 1.1611e-08 | 1.3627e-08 | -9.1204e-09 | -7.1761e-09 | -9.3868e-09 | 6.2344e-09 | 4.4863e-09 | 0 | 0 | 0 | 0 | 0 | 0 | 0.80814 | 1.05 | 0.89076 | 0.80814 | 1.05 | 0.89076 | -6.4344 | -117.6699 | 115.7813 | -6.4344 | -117.6699 | 115.7813
Line7_8_9 | 0 | 0 | 0 | 0 | 0 | 0 | 0 | 0 | 0 | 0 | 0 | 0 | -3.2683e-10 | 5.0424e-09 | -5.8136e-09 | 8.8106e-10 | 2.3288e-10 | -1.5874e-11 | 4.5423e-09 | -3.0401e-09 | -2.392e-09 | -3.0211e-10 | 1.5412e-10 | -2.9774e-10 | 0 | 0 | 0 | 0 | 0 | 0 | 0.80814 | 1.05 | 0.89076 | 0.80814 | 1.05 | 0.89076 | -6.4344 | -117.6699 | 115.7813 | -6.4344 | -117.6699 | 115.7813
Line8_8_10 | 0 | 0 | 0 | 0 | 0 | 0 | 0 | 0 | 0 | 0 | 0 | 0 | -3.2683e-10 | 5.0424e-09 | -5.8136e-09 | 8.8106e-10 | 2.3288e-10 | -1.5873e-11 | 4.5423e-09 | -3.0401e-09 | -2.392e-09 | -3.0211e-10 | 1.5412e-10 | -2.9774e-10 | 0 | 0 | 0 | 0 | 0 | 0 | 0.80814 | 1.05 | 0.89076 | 0.80814 | 1.05 | 0.89076 | -6.4344 | -117.6699 | 115.7813 | -6.4344 | -117.6699 | 115.7813
Line9_3_11 | 4.3392 | 0 | 0 | 4.3392 | 0 | 0 | 1.0021 | 0 | 0 | 1.0021 | 0 | 0 | 0.1569 | 1.0745e-07 | -1.1239e-07 | -2.3226e-15 | -9.4741e-08 | 9.8096e-08 | 0.31381 | -4.439e-08 | -4.9497e-08 | 8.9484e-14 | 3.2013e-08 | 3.5523e-08 | -69.8693 | 0 | 0 | 110.1307 | 0 | 0 | 0.64491 | 1.05 | 0.70654 | 0.54443 | 1.05 | 0.56798 | -6.4344 | -113.7775 | 112.4374 | 0 | -109.7129 | 108.8638

## LG_max_10
name | pf_ikss_a_from_ka | pf_ikss_b_from_ka | pf_ikss_c_from_ka | pf_ikss_a_to_ka | pf_ikss_b_to_ka | pf_ikss_c_to_ka | pf_skss_a_from_mw | pf_skss_b_from_mw | pf_skss_c_from_mw | pf_skss_a_to_mw | pf_skss_b_to_mw | pf_skss_c_to_mw | pf_p_a_from_mw | pf_p_b_from_mw | pf_p_c_from_mw | pf_p_a_to_mw | pf_p_b_to_mw | pf_p_c_to_mw | pf_q_a_from_mvar | pf_q_b_from_mvar | pf_q_c_from_mvar | pf_q_a_to_mvar | pf_q_b_to_mvar | pf_q_c_to_mvar | pf_ikss_a_from_degree | pf_ikss_b_from_degree | pf_ikss_c_from_degree | pf_ikss_a_to_degree | pf_ikss_b_to_degree | pf_ikss_c_to_degree | pf_vm_a_from_pu | pf_vm_b_from_pu | pf_vm_c_from_pu | pf_vm_a_to_pu | pf_vm_b_to_pu | pf_vm_c_to_pu | pf_va_a_from_degree | pf_va_b_from_degree | pf_va_c_from_degree | pf_va_a_to_degree | pf_va_b_to_degree | pf_va_c_to_degree
Line0_1_2 | 0 | 0 | 0 | 0 | 0 | 0 | 0 | 0 | 0 | 0 | 0 | 0 | -2.1866e-09 | 3.4245e-08 | -3.9413e-08 | 2.8032e-09 | -2.8275e-08 | 3.2827e-08 | 3.0333e-08 | -2.0411e-08 | -1.6269e-08 | -2.5614e-08 | 1.7185e-08 | 1.322e-08 | 0 | 0 | 0 | 0 | 0 | 0 | 0.83923 | 1.1 | 0.92796 | 0.83923 | 1.1 | 0.92796 | -6.6335 | -117.5771 | 115.648 | -6.6335 | -117.5771 | 115.648
Line10_11_12 | 0 | 0 | 0 | 0 | 0 | 0 | 0 | 0 | 0 | 0 | 0 | 0 | -2.4364e-20 | 1.0429e-07 | -1.0745e-07 | 1.3344e-15 | -8.6566e-08 | 8.9721e-08 | 6.8828e-21 | -3.4188e-08 | -4.001e-08 | 1.937e-15 | 2.92e-08 | 3.2537e-08 | 0 | 0 | 0 | 0 | 0 | 0 | 0.56996 | 1.1 | 0.59541 | 0.56996 | 1.1 | 0.59541 | 0 | -109.7244 | 108.8486 | 0 | -109.7244 | 108.8486
Line11_12_13 | 0 | 0 | 0 | 0 | 0 | 0 | 0 | 0 | 0 | 0 | 0 | 0 | -1.3929e-15 | 8.691e-08 | -8.9539e-08 | 1.9305e-15 | -6.9184e-08 | 7.1813e-08 | -1.8598e-15 | -2.849e-08 | -3.3341e-08 | 2.8441e-15 | 2.3502e-08 | 2.5869e-08 | 0 | 0 | 0 | 0 | 0 | 0 | 0.56996 | 1.1 | 0.59541 | 0.56996 | 1.1 | 0.59541 | 0 | -109.7244 | 108.8486 | 0 | -109.7244 | 108.8486
Line12_13_15 | 0 | 0 | 0 | 0 | 0 | 0 | 0 | 0 | 0 | 0 | 0 | 0 | -1.5274e-15 | 5.2146e-08 | -5.3724e-08 | 1.1554e-15 | -3.442e-08 | 3.5997e-08 | -2.0275e-15 | -1.7094e-08 | -2.0005e-08 | 1.8644e-15 | 1.2106e-08 | 1.2532e-08 | 0 | 0 | 0 | 0 | 0 | 0 | 0.56996 | 1.1 | 0.59541 | 0.56996 | 1.1 | 0.59541 | 0 | -109.7244 | 108.8486 | 0 | -109.7244 | 108.8486
Line13_13_14 | 0 | 0 | 0 | 0 | 0 | 0 | 0 | 0 | 0 | 0 | 0 | 0 | -5.0915e-16 | 1.7382e-08 | -1.7908e-08 | -1.1019e-16 | 3.4446e-10 | 1.8131e-10 | -6.7583e-16 | -5.6979e-09 | -6.6683e-09 | 1.5031e-16 | 7.1026e-10 | -8.0446e-10 | 0 | 0 | 0 | 0 | 0 | 0 | 0.56996 | 1.1 | 0.59541 | 0.56996 | 1.1 | 0.59541 | 0 | -109.7244 | 108.8486 | 0 | -109.7244 | 108.8486
Line14_15_16 | 0 | 0 | 0 | 0 | 0 | 0 | 0 | 0 | 0 | 0 | 0 | 0 | -1.2874e-15 | 3.4764e-08 | -3.5816e-08 | 5.8327e-16 | -1.7038e-08 | 1.8089e-08 | -1.687e-15 | -1.1396e-08 | -1.3337e-08 | 1.1435e-15 | 6.4082e-09 | 5.8638e-09 | 0 | 0 | 0 | 0 | 0 | 0 | 0.56996 | 1.1 | 0.59541 | 0.56996 | 1.1 | 0.59541 | 0 | -109.7244 | 108.8486 | 0 | -109.7244 | 108.8486
Line15_16_17 | 0 | 0 | 0 | 0 | 0 | 0 | 0 | 0 | 0 | 0 | 0 | 0 | -7.3019e-16 | 1.7382e-08 | -1.7908e-08 | -1.5101e-16 | 3.4446e-10 | 1.8131e-10 | -9.4306e-16 | -5.6979e-09 | -6.6683e-09 | 2.0993e-16 | 7.1026e-10 | -8.0446e-10 | 0 | 0 | 0 | 0 | 0 | 0 | 0.56996 | 1.1 | 0.59541 | 0.56996 | 1.1 | 0.59541 | 0 | -109.7244 | 108.8486 | 0 | -109.7244 | 108.8486
Line16_4_18 | 0 | 0 | 0 | 0 | 0 | 0 | 0 | 0 | 0 | 0 | 0 | 0 | -3.6443e-10 | 5.7075e-09 | -6.5689e-09 | 9.8108e-10 | 2.622e-10 | -1.7495e-11 | 5.0556e-09 | -3.4018e-09 | -2.7114e-09 | -3.3644e-10 | 1.7555e-10 | -3.3703e-10 | 0 | 0 | 0 | 0 | 0 | 0 | 0.83923 | 1.1 | 0.92796 | 0.83923 | 1.1 | 0.92796 | -6.6335 | -117.5771 | 115.648 | -6.6335 | -117.5771 | 115.648
Line17_5_19 | 0 | 0 | 0 | 0 | 0 | 0 | 0 | 0 | 0 | 0 | 0 | 0 | -3.6443e-10 | 5.7075e-09 | -6.5689e-09 | 9.8108e-10 | 2.622e-10 | -1.7495e-11 | 5.0556e-09 | -3.4018e-09 | -2.7114e-09 | -3.3644e-10 | 1.7555e-10 | -3.3703e-10 | 0 | 0 | 0 | 0 | 0 | 0 | 0.83923 | 1.1 | 0.92796 | 0.83923 | 1.1 | 0.92796 | -6.6335 | -117.5771 | 115.648 | -6.6335 | -117.5771 | 115.648
Line1_1_3 | 4.4746 | 0 | 0 | 4.4746 | 0 | 0 | 1.0334 | 0 | 0 | 1.0334 | 0 | 0 | 0.33371 | 1.2563e-07 | -1.3373e-07 | -0.16685 | -1.1762e-07 | 1.2347e-07 | 0.66742 | -6.2201e-08 | -6.7802e-08 | -0.33371 | 4.8763e-08 | 5.3876e-08 | 0 | 0 | 0 | 109.9316 | 0 | 0 | 0.83923 | 1.1 | 0.92796 | 0.67231 | 1.1 | 0.7384 | -6.6335 | -117.5771 | 115.648 | -6.6335 | -113.7334 | 112.3598
Line2_1_4 | 0 | 0 | 0 | 0 | 0 | 0 | 0 | 0 | 0 | 0 | 0 | 0 | -7.2887e-10 | 1.1415e-08 | -1.3138e-08 | 1.3455e-09 | -5.4453e-09 | 6.5514e-09 | 1.0111e-08 | -6.8036e-09 | -5.4229e-09 | -5.392e-09 | 3.5773e-09 | 2.3744e-09 | 0 | 0 | 0 | 0 | 0 | 0 | 0.83923 | 1.1 | 0.92796 | 0.83923 | 1.1 | 0.92796 | -6.6335 | -117.5771 | 115.648 | -6.6335 | -117.5771 | 115.648
Line3_1_5 | 0 | 0 | 0 | 0 | 0 | 0 | 0 | 0 | 0 | 0 | 0 | 0 | -7.2887e-10 | 1.1415e-08 | -1.3138e-08 | 1.3455e-09 | -5.4453e-09 | 6.5514e-09 | 1.0111e-08 | -6.8036e-09 | -5.4229e-09 | -5.392e-09 | 3.5773e-09 | 2.3744e-09 | 0 | 0 | 0 | 0 | 0 | 0 | 0.83923 | 1.1 | 0.92796 | 0.83923 | 1.1 | 0.92796 | -6.6335 | -117.5771 | 115.648 | -6.6335 | -117.5771 | 115.648
Line4_2_6 | 0 | 0 | 0 | 0 | 0 | 0 | 0 | 0 | 0 | 0 | 0 | 0 | -1.8222e-09 | 2.8538e-08 | -3.2844e-08 | 2.4388e-09 | -2.2568e-08 | 2.6258e-08 | 2.5278e-08 | -1.7009e-08 | -1.3557e-08 | -2.0559e-08 | 1.3783e-08 | 1.0509e-08 | 0 | 0 | 0 | 0 | 0 | 0 | 0.83923 | 1.1 | 0.92796 | 0.83923 | 1.1 | 0.92796 | -6.6335 | -117.5771 | 115.648 | -6.6335 | -117.5771 | 115.648
Line5_6_7 | 0 | 0 | 0 | 0 | 0 | 0 | 0 | 0 | 0 | 0 | 0 | 0 | -1.4577e-09 | 2.283e-08 | -2.6276e-08 | 2.0744e-09 | -1.686e-08 | 1.9689e-08 | 2.0222e-08 | -1.3607e-08 | -1.0846e-08 | -1.5503e-08 | 1.0381e-08 | 7.7973e-09 | 0 | 0 | 0 | 0 | 0 | 0 | 0.83923 | 1.1 | 0.92796 | 0.83923 | 1.1 | 0.92796 | -6.6335 | -117.5771 | 115.648 | -6.6335 | -117.5771 | 115.648
Line6_7_8 | 0 | 0 | 0 | 0 | 0 | 0 | 0 | 0 | 0 | 0 | 0 | 0 | -1.0933e-09 | 1.7123e-08 | -1.9707e-08 | 1.7099e-09 | -1.1153e-08 | 1.312e-08 | 1.5167e-08 | -1.0205e-08 | -8.1343e-09 | -1.0448e-08 | 6.9791e-09 | 5.0859e-09 | 0 | 0 | 0 | 0 | 0 | 0 | 0.83923 | 1.1 | 0.92796 | 0.83923 | 1.1 | 0.92796 | -6.6335 | -117.5771 | 115.648 | -6.6335 | -117.5771 | 115.648
Line7_8_9 | 0 | 0 | 0 | 0 | 0 | 0 | 0 | 0 | 0 | 0 | 0 | 0 | -3.6443e-10 | 5.7075e-09 | -6.5689e-09 | 9.8108e-10 | 2.622e-10 | -1.7495e-11 | 5.0556e-09 | -3.4018e-09 | -2.7114e-09 | -3.3644e-10 | 1.7555e-10 | -3.3703e-10 | 0 | 0 | 0 | 0 | 0 | 0 | 0.83923 | 1.1 | 0.92796 | 0.83923 | 1.1 | 0.92796 | -6.6335 | -117.5771 | 115.648 | -6.6335 | -117.5771 | 115.648
Line8_8_10 | 0 | 0 | 0 | 0 | 0 | 0 | 0 | 0 | 0 | 0 | 0 | 0 | -3.6443e-10 | 5.7075e-09 | -6.5689e-09 | 9.8108e-10 | 2.622e-10 | -1.7495e-11 | 5.0556e-09 | -3.4018e-09 | -2.7114e-09 | -3.3644e-10 | 1.7555e-10 | -3.3703e-10 | 0 | 0 | 0 | 0 | 0 | 0 | 0.83923 | 1.1 | 0.92796 | 0.83923 | 1.1 | 0.92796 | -6.6335 | -117.5771 | 115.648 | -6.6335 | -117.5771 | 115.648
Line9_3_11 | 4.4746 | 0 | 0 | 4.4746 | 0 | 0 | 1.0334 | 0 | 0 | 1.0334 | 0 | 0 | 0.16685 | 1.1794e-07 | -1.2336e-07 | 1.3957e-13 | -1.0395e-07 | 1.0763e-07 | 0.33371 | -4.832e-08 | -5.4447e-08 | -1.768e-13 | 3.4898e-08 | 3.9205e-08 | -70.0684 | 0 | 0 | 109.9316 | 0 | 0 | 0.67231 | 1.1 | 0.7384 | 0.56996 | 1.1 | 0.59541 | -6.6335 | -113.7334 | 112.3598 | 0 | -109.7244 | 108.8486

## LG_max_fault_6
name | pf_ikss_a_from_ka | pf_ikss_b_from_ka | pf_ikss_c_from_ka | pf_ikss_a_to_ka | pf_ikss_b_to_ka | pf_ikss_c_to_ka | pf_skss_a_from_mw | pf_skss_b_from_mw | pf_skss_c_from_mw | pf_skss_a_to_mw | pf_skss_b_to_mw | pf_skss_c_to_mw | pf_p_a_from_mw | pf_p_b_from_mw | pf_p_c_from_mw | pf_p_a_to_mw | pf_p_b_to_mw | pf_p_c_to_mw | pf_q_a_from_mvar | pf_q_b_from_mvar | pf_q_c_from_mvar | pf_q_a_to_mvar | pf_q_b_to_mvar | pf_q_c_to_mvar | pf_ikss_a_from_degree | pf_ikss_b_from_degree | pf_ikss_c_from_degree | pf_ikss_a_to_degree | pf_ikss_b_to_degree | pf_ikss_c_to_degree | pf_vm_a_from_pu | pf_vm_b_from_pu | pf_vm_c_from_pu | pf_vm_a_to_pu | pf_vm_b_to_pu | pf_vm_c_to_pu | pf_va_a_from_degree | pf_va_b_from_degree | pf_va_c_from_degree | pf_va_a_to_degree | pf_va_b_to_degree | pf_va_c_to_degree
Line0_1_2 | 0 | 0 | 0 | 0 | 0 | 0 | 0 | 0 | 0 | 0 | 0 | 0 | 7.8832e-11 | 1.5616e-10 | -2.9553e-10 | -5.699e-11 | -1.2781e-10 | 2.4534e-10 | 3.1098e-10 | -2.5081e-10 | -9.6634e-12 | -2.6577e-10 | 2.0927e-10 | 5.9101e-12 | 0 | 0 | 0 | 0 | 0 | 0 | 1.048 | 1.05 | 1.0493 | 1.048 | 1.05 | 1.0493 | -0.094057 | -119.9963 | 119.9696 | -0.094057 | -119.9963 | 119.9696
Line10_11_12 | 0 | 0 | 0 | 0 | 0 | 0 | 0 | 0 | 0 | 0 | 0 | 0 | 1.415e-10 | 5.2335e-10 | -8.6863e-10 | -8.9344e-11 | -4.3066e-10 | 7.2378e-10 | 8.9546e-10 | -6.992e-10 | -1.0177e-10 | -7.5946e-10 | 5.8574e-10 | 7.8522e-11 | 0 | 0 | 0 | 0 | 0 | 0 | 1.0443 | 1.05 | 1.0468 | 1.0443 | 1.05 | 1.0468 | -0.18907 | -119.9563 | 119.9109 | -0.18907 | -119.9563 | 119.9109
Line11_12_13 | 0 | 0 | 0 | 0 | 0 | 0 | 0 | 0 | 0 | 0 | 0 | 0 | 1.1792e-10 | 4.3613e-10 | -7.2386e-10 | -6.5761e-11 | -3.4343e-10 | 5.7901e-10 | 7.4622e-10 | -5.8266e-10 | -8.4807e-11 | -6.1022e-10 | 4.6921e-10 | 6.1561e-11 | 0 | 0 | 0 | 0 | 0 | 0 | 1.0443 | 1.05 | 1.0468 | 1.0443 | 1.05 | 1.0468 | -0.18907 | -119.9563 | 119.9109 | -0.18907 | -119.9563 | 119.9109
Line12_13_15 | 0 | 0 | 0 | 0 | 0 | 0 | 0 | 0 | 0 | 0 | 0 | 0 | 7.0751e-11 | 2.6168e-10 | -4.3431e-10 | -1.8593e-11 | -1.6898e-10 | 2.8946e-10 | 4.4773e-10 | -3.496e-10 | -5.0884e-11 | -3.1173e-10 | 2.3615e-10 | 2.7638e-11 | 0 | 0 | 0 | 0 | 0 | 0 | 1.0443 | 1.05 | 1.0468 | 1.0443 | 1.05 | 1.0468 | -0.18907 | -119.9563 | 119.9109 | -0.18907 | -119.9563 | 119.9109
Line13_13_14 | 0 | 0 | 0 | 0 | 0 | 0 | 0 | 0 | 0 | 0 | 0 | 0 | 2.3584e-11 | 8.7226e-11 | -1.4477e-10 | 2.8574e-11 | 5.4683e-12 | -8.0206e-14 | 1.4924e-10 | -1.1653e-10 | -1.6961e-11 | -1.3245e-11 | 3.0814e-12 | -6.2849e-12 | 0 | 0 | 0 | 0 | 0 | 0 | 1.0443 | 1.05 | 1.0468 | 1.0443 | 1.05 | 1.0468 | -0.18907 | -119.9563 | 119.9109 | -0.18907 | -119.9563 | 119.9109
Line14_15_16 | 0 | 0 | 0 | 0 | 0 | 0 | 0 | 0 | 0 | 0 | 0 | 0 | 4.7167e-11 | 1.7445e-10 | -2.8954e-10 | 4.9905e-12 | -8.1757e-11 | 1.4469e-10 | 2.9849e-10 | -2.3307e-10 | -3.3923e-11 | -1.6249e-10 | 1.1961e-10 | 1.0677e-11 | 0 | 0 | 0 | 0 | 0 | 0 | 1.0443 | 1.05 | 1.0468 | 1.0443 | 1.05 | 1.0468 | -0.18907 | -119.9563 | 119.9109 | -0.18907 | -119.9563 | 119.9109
Line15_16_17 | 0 | 0 | 0 | 0 | 0 | 0 | 0 | 0 | 0 | 0 | 0 | 0 | 2.3584e-11 | 8.7226e-11 | -1.4477e-10 | 2.8574e-11 | 5.4683e-12 | -8.0207e-14 | 1.4924e-10 | -1.1653e-10 | -1.6961e-11 | -1.3245e-11 | 3.0814e-12 | -6.2849e-12 | 0 | 0 | 0 | 0 | 0 | 0 | 1.0443 | 1.05 | 1.0468 | 1.0443 | 1.05 | 1.0468 | -0.18907 | -119.9563 | 119.9109 | -0.18907 | -119.9563 | 119.9109
Line16_4_18 | 0 | 0 | 0 | 0 | 0 | 0 | 0 | 0 | 0 | 0 | 0 | 0 | 1.3139e-11 | 2.6026e-11 | -4.9254e-11 | 8.7029e-12 | 2.3205e-12 | -9.3365e-13 | 5.183e-11 | -4.1801e-11 | -1.6106e-12 | -6.6219e-12 | 2.64e-13 | -2.1428e-12 | 0 | 0 | 0 | 0 | 0 | 0 | 1.048 | 1.05 | 1.0493 | 1.048 | 1.05 | 1.0493 | -0.094057 | -119.9963 | 119.9696 | -0.094057 | -119.9963 | 119.9696
Line17_5_19 | 0 | 0 | 0 | 0 | 0 | 0 | 0 | 0 | 0 | 0 | 0 | 0 | 1.3139e-11 | 2.6026e-11 | -4.9254e-11 | 8.7029e-12 | 2.3205e-12 | -9.3365e-13 | 5.183e-11 | -4.1801e-11 | -1.6106e-12 | -6.6219e-12 | 2.64e-13 | -2.1428e-12 | 0 | 0 | 0 | 0 | 0 | 0 | 1.048 | 1.05 | 1.0493 | 1.048 | 1.05 | 1.0493 | -0.094057 | -119.9963 | 119.9696 | -0.094057 | -119.9963 | 119.9696
Line1_1_3 | 0.034049 | 0 | 0 | 0.034049 | 0 | 0 | 0.0078632 | 0 | 0 | 0.0078632 | 0 | 0 | 0.0058158 | 6.3493e-10 | -1.0632e-09 | -0.0058062 | -5.9055e-10 | 9.8927e-10 | 0.0058352 | -8.6e-10 | -1.1933e-10 | -0.0058158 | 7.9993e-10 | 1.1015e-10 | 0 | 0 | 0 | 134.8109 | 0 | 0 | 1.048 | 1.05 | 1.0493 | 1.0462 | 1.05 | 1.0481 | -0.094057 | -119.9963 | 119.9696 | -0.14145 | -119.9763 | 119.9403
Line2_1_4 | 0 | 0 | 0 | 0 | 0 | 0 | 0 | 0 | 0 | 0 | 0 | 0 | 2.6277e-11 | 5.2052e-11 | -9.8508e-11 | -4.4357e-12 | -2.3705e-11 | 4.8321e-11 | 1.0366e-10 | -8.3602e-11 | -3.2211e-12 | -5.8452e-11 | 4.2065e-11 | -5.3222e-13 | 0 | 0 | 0 | 0 | 0 | 0 | 1.048 | 1.05 | 1.0493 | 1.048 | 1.05 | 1.0493 | -0.094057 | -119.9963 | 119.9696 | -0.094057 | -119.9963 | 119.9696
Line3_1_5 | 0 | 0 | 0 | 0 | 0 | 0 | 0 | 0 | 0 | 0 | 0 | 0 | 2.6277e-11 | 5.2052e-11 | -9.8508e-11 | -4.4357e-12 | -2.3705e-11 | 4.8321e-11 | 1.0366e-10 | -8.3602e-11 | -3.2211e-12 | -5.8452e-11 | 4.2065e-11 | -5.3222e-13 | 0 | 0 | 0 | 0 | 0 | 0 | 1.048 | 1.05 | 1.0493 | 1.048 | 1.05 | 1.0493 | -0.094057 | -119.9963 | 119.9696 | -0.094057 | -119.9963 | 119.9696
Line4_2_6 | 0 | 0 | 0 | 0 | 0 | 0 | 0 | 0 | 0 | 0 | 0 | 0 | 6.5693e-11 | 1.3013e-10 | -2.4627e-10 | -4.3852e-11 | -1.0178e-10 | 1.9608e-10 | 2.5915e-10 | -2.09e-10 | -8.0528e-12 | -2.1394e-10 | 1.6747e-10 | 4.2995e-12 | 0 | 0 | 0 | 0 | 0 | 0 | 1.048 | 1.05 | 1.0493 | 1.048 | 1.05 | 1.0493 | -0.094057 | -119.9963 | 119.9696 | -0.094057 | -119.9963 | 119.9696
Line5_6_7 | 0 | 0 | 0 | 0 | 0 | 0 | 0 | 0 | 0 | 0 | 0 | 0 | 5.2554e-11 | 1.041e-10 | -1.9702e-10 | -3.0713e-11 | -7.5757e-11 | 1.4683e-10 | 2.0732e-10 | -1.672e-10 | -6.4423e-12 | -1.6211e-10 | 1.2567e-10 | 2.6889e-12 | 0 | 0 | 0 | 0 | 0 | 0 | 1.048 | 1.05 | 1.0493 | 1.048 | 1.05 | 1.0493 | -0.094057 | -119.9963 | 119.9696 | -0.094057 | -119.9963 | 119.9696
Line6_7_8 | 0 | 0 | 0 | 0 | 0 | 0 | 0 | 0 | 0 | 0 | 0 | 0 | 3.9416e-11 | 7.8078e-11 | -1.4776e-10 | -1.7574e-11 | -4.9731e-11 | 9.7575e-11 | 1.5549e-10 | -1.254e-10 | -4.8317e-12 | -1.1028e-10 | 8.3866e-11 | 1.0784e-12 | 0 | 0 | 0 | 0 | 0 | 0 | 1.048 | 1.05 | 1.0493 | 1.048 | 1.05 | 1.0493 | -0.094057 | -119.9963 | 119.9696 | -0.094057 | -119.9963 | 119.9696
Line7_8_9 | 0 | 0 | 0 | 0 | 0 | 0 | 0 | 0 | 0 | 0 | 0 | 0 | 1.3139e-11 | 2.6026e-11 | -4.9254e-11 | 8.7029e-12 | 2.3205e-12 | -9.3365e-13 | 5.183e-11 | -4.1801e-11 | -1.6106e-12 | -6.6219e-12 | 2.64e-13 | -2.1428e-12 | 0 | 0 | 0 | 0 | 0 | 0 | 1.048 | 1.05 | 1.0493 | 1.048 | 1.05 | 1.0493 | -0.094057 | -119.9963 | 119.9696 | -0.094057 | -119.9963 | 119.9696
Line8_8_10 | 0 | 0 | 0 | 0 | 0 | 0 | 0 | 0 | 0 | 0 | 0 | 0 | 1.3139e-11 | 2.6026e-11 | -4.9254e-11 | 8.7029e-12 | 2.3205e-12 | -9.3365e-13 | 5.183e-11 | -4.1801e-11 | -1.6106e-12 | -6.6219e-12 | 2.64e-13 | -2.1428e-12 | 0 | 0 | 0 | 0 | 0 | 0 | 1.048 | 1.05 | 1.0493 | 1.048 | 1.05 | 1.0493 | -0.094057 | -119.9963 | 119.9696 | -0.094057 | -119.9963 | 119.9696
Line9_3_11 | 0.034049 | 0 | 0 | 0.034049 | 0 | 0 | 0.0078632 | 0 | 0 | 0.0078632 | 0 | 0 | 0.0058062 | 5.9445e-10 | -9.8978e-10 | -0.0057965 | -5.1788e-10 | 8.6855e-10 | 0.0058158 | -7.9826e-10 | -1.1436e-10 | -0.0057965 | 7.0228e-10 | 9.5484e-11 | -45.1891 | 0 | 0 | 134.8109 | 0 | 0 | 1.0462 | 1.05 | 1.0481 | 1.0443 | 1.05 | 1.0468 | -0.14145 | -119.9763 | 119.9403 | -0.18907 | -119.9563 | 119.9109

## LG_max_fault_10
name | pf_ikss_a_from_ka | pf_ikss_b_from_ka | pf_ikss_c_from_ka | pf_ikss_a_to_ka | pf_ikss_b_to_ka | pf_ikss_c_to_ka | pf_skss_a_from_mw | pf_skss_b_from_mw | pf_skss_c_from_mw | pf_skss_a_to_mw | pf_skss_b_to_mw | pf_skss_c_to_mw | pf_p_a_from_mw | pf_p_b_from_mw | pf_p_c_from_mw | pf_p_a_to_mw | pf_p_b_to_mw | pf_p_c_to_mw | pf_q_a_from_mvar | pf_q_b_from_mvar | pf_q_c_from_mvar | pf_q_a_to_mvar | pf_q_b_to_mvar | pf_q_c_to_mvar | pf_ikss_a_from_degree | pf_ikss_b_from_degree | pf_ikss_c_from_degree | pf_ikss_a_to_degree | pf_ikss_b_to_degree | pf_ikss_c_to_degree | pf_vm_a_from_pu | pf_vm_b_from_pu | pf_vm_c_from_pu | pf_vm_a_to_pu | pf_vm_b_to_pu | pf_vm_c_to_pu | pf_va_a_from_degree | pf_va_b_from_degree | pf_va_c_from_degree | pf_va_a_to_degree | pf_va_b_to_degree | pf_va_c_to_degree
Line0_1_2 | 0 | 0 | 0 | 0 | 0 | 0 | 0 | 0 | 0 | 0 | 0 | 0 | 9.0485e-11 | 1.7935e-10 | -3.3941e-10 | -6.5405e-11 | -1.4679e-10 | 2.8177e-10 | 3.5715e-10 | -2.8802e-10 | -1.1109e-11 | -3.0524e-10 | 2.4032e-10 | 6.7934e-12 | 0 | 0 | 0 | 0 | 0 | 0 | 1.0979 | 1.1 | 1.0993 | 1.0979 | 1.1 | 1.0993 | -0.098482 | -119.9961 | 119.9682 | -0.098482 | -119.9961 | 119.9682
Line10_11_12 | 0 | 0 | 0 | 0 | 0 | 0 | 0 | 0 | 0 | 0 | 0 | 0 | 1.5926e-10 | 5.8234e-10 | -9.6833e-10 | -1.0091e-10 | -4.7917e-10 | 8.068e-10 | 9.9841e-10 | -7.8002e-10 | -1.122e-10 | -8.4688e-10 | 6.5342e-10 | 8.6493e-11 | 0 | 0 | 0 | 0 | 0 | 0 | 1.094 | 1.1 | 1.0966 | 1.094 | 1.1 | 1.0966 | -0.1935 | -119.9561 | 119.9095 | -0.1935 | -119.9561 | 119.9095
Line11_12_13 | 0 | 0 | 0 | 0 | 0 | 0 | 0 | 0 | 0 | 0 | 0 | 0 | 1.3272e-10 | 4.8529e-10 | -8.0694e-10 | -7.4372e-11 | -3.8211e-10 | 6.4541e-10 | 8.3201e-10 | -6.5002e-10 | -9.3503e-11 | -6.8048e-10 | 5.2341e-10 | 6.7792e-11 | 0 | 0 | 0 | 0 | 0 | 0 | 1.094 | 1.1 | 1.0966 | 1.094 | 1.1 | 1.0966 | -0.1935 | -119.9561 | 119.9095 | -0.1935 | -119.9561 | 119.9095
Line12_13_15 | 0 | 0 | 0 | 0 | 0 | 0 | 0 | 0 | 0 | 0 | 0 | 0 | 7.9629e-11 | 2.9117e-10 | -4.8416e-10 | -2.1285e-11 | -1.8799e-10 | 3.2264e-10 | 4.992e-10 | -3.9001e-10 | -5.6102e-11 | -3.4768e-10 | 2.634e-10 | 3.0391e-11 | 0 | 0 | 0 | 0 | 0 | 0 | 1.094 | 1.1 | 1.0966 | 1.094 | 1.1 | 1.0966 | -0.1935 | -119.9561 | 119.9095 | -0.1935 | -119.9561 | 119.9095
Line13_13_14 | 0 | 0 | 0 | 0 | 0 | 0 | 0 | 0 | 0 | 0 | 0 | 0 | 2.6543e-11 | 9.7057e-11 | -1.6139e-10 | 3.1801e-11 | 6.1221e-12 | -1.3618e-13 | 1.664e-10 | -1.3e-10 | -1.8701e-11 | -1.4875e-11 | 3.3966e-12 | -7.0098e-12 | 0 | 0 | 0 | 0 | 0 | 0 | 1.094 | 1.1 | 1.0966 | 1.094 | 1.1 | 1.0966 | -0.1935 | -119.9561 | 119.9095 | -0.1935 | -119.9561 | 119.9095
Line14_15_16 | 0 | 0 | 0 | 0 | 0 | 0 | 0 | 0 | 0 | 0 | 0 | 0 | 5.3086e-11 | 1.9411e-10 | -3.2278e-10 | 5.2578e-12 | -9.0935e-11 | 1.6125e-10 | 3.328e-10 | -2.6001e-10 | -3.7401e-11 | -1.8128e-10 | 1.334e-10 | 1.1691e-11 | 0 | 0 | 0 | 0 | 0 | 0 | 1.094 | 1.1 | 1.0966 | 1.094 | 1.1 | 1.0966 | -0.1935 | -119.9561 | 119.9095 | -0.1935 | -119.9561 | 119.9095
Line15_16_17 | 0 | 0 | 0 | 0 | 0 | 0 | 0 | 0 | 0 | 0 | 0 | 0 | 2.6543e-11 | 9.7057e-11 | -1.6139e-10 | 3.1801e-11 | 6.1221e-12 | -1.3618e-13 | 1.664e-10 | -1.3e-10 | -1.8701e-11 | -1.4875e-11 | 3.3966e-12 | -7.0098e-12 | 0 | 0 | 0 | 0 | 0 | 0 | 1.094 | 1.1 | 1.0966 | 1.094 | 1.1 | 1.0966 | -0.1935 | -119.9561 | 119.9095 | -0.1935 | -119.9561 | 119.9095
Line16_4_18 | 0 | 0 | 0 | 0 | 0 | 0 | 0 | 0 | 0 | 0 | 0 | 0 | 1.5081e-11 | 2.9892e-11 | -5.6568e-11 | 9.9993e-12 | 2.6682e-12 | -1.0729e-12 | 5.9525e-11 | -4.8004e-11 | -1.8516e-12 | -7.6087e-12 | 3.0445e-13 | -2.4644e-12 | 0 | 0 | 0 | 0 | 0 | 0 | 1.0979 | 1.1 | 1.0993 | 1.0979 | 1.1 | 1.0993 | -0.098482 | -119.9961 | 119.9682 | -0.098482 | -119.9961 | 119.9682
Line17_5_19 | 0 | 0 | 0 | 0 | 0 | 0 | 0 | 0 | 0 | 0 | 0 | 0 | 1.5081e-11 | 2.9892e-11 | -5.6568e-11 | 9.9993e-12 | 2.6682e-12 | -1.0729e-12 | 5.9525e-11 | -4.8004e-11 | -1.8516e-12 | -7.6087e-12 | 3.0445e-13 | -2.4644e-12 | 0 | 0 | 0 | 0 | 0 | 0 | 1.0979 | 1.1 | 1.0993 | 1.0979 | 1.1 | 1.0993 | -0.098482 | -119.9961 | 119.9682 | -0.098482 | -119.9961 | 119.9682
Line1_1_3 | 0.035666 | 0 | 0 | 0.035666 | 0 | 0 | 0.0082368 | 0 | 0 | 0.0082368 | 0 | 0 | 0.0063816 | 7.0746e-10 | -1.1869e-09 | -0.006371 | -6.573e-10 | 1.1032e-09 | 0.0064028 | -9.6076e-10 | -1.3167e-10 | -0.0063816 | 8.9272e-10 | 1.2138e-10 | 0 | 0 | 0 | 134.8065 | 0 | 0 | 1.0979 | 1.1 | 1.0993 | 1.0959 | 1.1 | 1.0979 | -0.098482 | -119.9961 | 119.9682 | -0.14587 | -119.9761 | 119.9388
Line2_1_4 | 0 | 0 | 0 | 0 | 0 | 0 | 0 | 0 | 0 | 0 | 0 | 0 | 3.0162e-11 | 5.9784e-11 | -1.1314e-10 | -5.0815e-12 | -2.7224e-11 | 5.5495e-11 | 1.1905e-10 | -9.6008e-11 | -3.7031e-12 | -6.7134e-11 | 4.8309e-11 | -6.1282e-13 | 0 | 0 | 0 | 0 | 0 | 0 | 1.0979 | 1.1 | 1.0993 | 1.0979 | 1.1 | 1.0993 | -0.098482 | -119.9961 | 119.9682 | -0.098482 | -119.9961 | 119.9682
Line3_1_5 | 0 | 0 | 0 | 0 | 0 | 0 | 0 | 0 | 0 | 0 | 0 | 0 | 3.0162e-11 | 5.9784e-11 | -1.1314e-10 | -5.0815e-12 | -2.7224e-11 | 5.5495e-11 | 1.1905e-10 | -9.6008e-11 | -3.7031e-12 | -6.7134e-11 | 4.8309e-11 | -6.1282e-13 | 0 | 0 | 0 | 0 | 0 | 0 | 1.0979 | 1.1 | 1.0993 | 1.0979 | 1.1 | 1.0993 | -0.098482 | -119.9961 | 119.9682 | -0.098482 | -119.9961 | 119.9682
Line4_2_6 | 0 | 0 | 0 | 0 | 0 | 0 | 0 | 0 | 0 | 0 | 0 | 0 | 7.5404e-11 | 1.4946e-10 | -2.8284e-10 | -5.0324e-11 | -1.169e-10 | 2.252e-10 | 2.9763e-10 | -2.4002e-10 | -9.2578e-12 | -2.4571e-10 | 1.9232e-10 | 4.9419e-12 | 0 | 0 | 0 | 0 | 0 | 0 | 1.0979 | 1.1 | 1.0993 | 1.0979 | 1.1 | 1.0993 | -0.098482 | -119.9961 | 119.9682 | -0.098482 | -119.9961 | 119.9682
Line5_6_7 | 0 | 0 | 0 | 0 | 0 | 0 | 0 | 0 | 0 | 0 | 0 | 0 | 6.0324e-11 | 1.1957e-10 | -2.2627e-10 | -3.5243e-11 | -8.7008e-11 | 1.6863e-10 | 2.381e-10 | -1.9202e-10 | -7.4063e-12 | -1.8618e-10 | 1.4432e-10 | 3.0903e-12 | 0 | 0 | 0 | 0 | 0 | 0 | 1.0979 | 1.1 | 1.0993 | 1.0979 | 1.1 | 1.0993 | -0.098482 | -119.9961 | 119.9682 | -0.098482 | -119.9961 | 119.9682
Line6_7_8 | 0 | 0 | 0 | 0 | 0 | 0 | 0 | 0 | 0 | 0 | 0 | 0 | 4.5243e-11 | 8.9676e-11 | -1.697e-10 | -2.0162e-11 | -5.7116e-11 | 1.1206e-10 | 1.7858e-10 | -1.4401e-10 | -5.5547e-12 | -1.2666e-10 | 9.6313e-11 | 1.2388e-12 | 0 | 0 | 0 | 0 | 0 | 0 | 1.0979 | 1.1 | 1.0993 | 1.0979 | 1.1 | 1.0993 | -0.098482 | -119.9961 | 119.9682 | -0.098482 | -119.9961 | 119.9682
Line7_8_9 | 0 | 0 | 0 | 0 | 0 | 0 | 0 | 0 | 0 | 0 | 0 | 0 | 1.5081e-11 | 2.9892e-11 | -5.6568e-11 | 9.9993e-12 | 2.6682e-12 | -1.0729e-12 | 5.9525e-11 | -4.8004e-11 | -1.8516e-12 | -7.6087e-12 | 3.0445e-13 | -2.4644e-12 | 0 | 0 | 0 | 0 | 0 | 0 | 1.0979 | 1.1 | 1.0993 | 1.0979 | 1.1 | 1.0993 | -0.098482 | -119.9961 | 119.9682 | -0.098482 | -119.9961 | 119.9682
Line8_8_10 | 0 | 0 | 0 | 0 | 0 | 0 | 0 | 0 | 0 | 0 | 0 | 0 | 1.5081e-11 | 2.9892e-11 | -5.6568e-11 | 9.9993e-12 | 2.6682e-12 | -1.0729e-12 | 5.9525e-11 | -4.8004e-11 | -1.8516e-12 | -7.6087e-12 | 3.0445e-13 | -2.4644e-12 | 0 | 0 | 0 | 0 | 0 | 0 | 1.0979 | 1.1 | 1.0993 | 1.0979 | 1.1 | 1.0993 | -0.098482 | -119.9961 | 119.9682 | -0.098482 | -119.9961 | 119.9682
Line9_3_11 | 0.035666 | 0 | 0 | 0.035666 | 0 | 0 | 0.0082368 | 0 | 0 | 0.0082368 | 0 | 0 | 0.006371 | 6.617e-10 | -1.1038e-09 | -0.0063604 | -5.7622e-10 | 9.6819e-10 | 0.0063816 | -8.9086e-10 | -1.2612e-10 | -0.0063604 | 7.8342e-10 | 1.0519e-10 | -45.1935 | 0 | 0 | 134.8065 | 0 | 0 | 1.0959 | 1.1 | 1.0979 | 1.094 | 1.1 | 1.0966 | -0.14587 | -119.9761 | 119.9388 | -0.1935 | -119.9561 | 119.9095

## LG_min_6
name | pf_ikss_a_from_ka | pf_ikss_b_from_ka | pf_ikss_c_from_ka | pf_ikss_a_to_ka | pf_ikss_b_to_ka | pf_ikss_c_to_ka | pf_skss_a_from_mw | pf_skss_b_from_mw | pf_skss_c_from_mw | pf_skss_a_to_mw | pf_skss_b_to_mw | pf_skss_c_to_mw | pf_p_a_from_mw | pf_p_b_from_mw | pf_p_c_from_mw | pf_p_a_to_mw | pf_p_b_to_mw | pf_p_c_to_mw | pf_q_a_from_mvar | pf_q_b_from_mvar | pf_q_c_from_mvar | pf_q_a_to_mvar | pf_q_b_to_mvar | pf_q_c_to_mvar | pf_ikss_a_from_degree | pf_ikss_b_from_degree | pf_ikss_c_from_degree | pf_ikss_a_to_degree | pf_ikss_b_to_degree | pf_ikss_c_to_degree | pf_vm_a_from_pu | pf_vm_b_from_pu | pf_vm_c_from_pu | pf_vm_a_to_pu | pf_vm_b_to_pu | pf_vm_c_to_pu | pf_va_a_from_degree | pf_va_b_from_degree | pf_va_c_from_degree | pf_va_a_to_degree | pf_va_b_to_degree | pf_va_c_to_degree
Line0_1_2 | 0 | 0 | 0 | 0 | 0 | 0 | 0 | 0 | 0 | 0 | 0 | 0 | 5.0869e-09 | 1.8644e-08 | -2.823e-08 | -3.6253e-09 | -1.534e-08 | 2.3465e-08 | 2.1729e-08 | -1.8708e-08 | -4.9233e-09 | -1.8556e-08 | 1.566e-08 | 3.8846e-09 | 0 | 0 | 0 | 0 | 0 | 0 | 0.74114 | 0.95 | 0.85876 | 0.74114 | 0.95 | 0.85876 | -10.7527 | -118.7109 | 116.2801 | -10.7527 | -118.7109 | 116.2801
Line10_11_12 | 0 | 0 | 0 | 0 | 0 | 0 | 0 | 0 | 0 | 0 | 0 | 0 | 1.4388e-20 | 7.8891e-08 | -8.1232e-08 | 1.733e-15 | -6.5497e-08 | 6.7838e-08 | 2.1676e-22 | -2.7079e-08 | -2.9708e-08 | 1.3635e-15 | 2.309e-08 | 2.4174e-08 | 0 | 0 | 0 | 0 | 0 | 0 | 0.49479 | 0.95 | 0.51309 | 0.49479 | 0.95 | 0.51309 | 0 | -109.8853 | 109.1478 | 0 | -109.8853 | 109.1478
Line11_12_13 | 0 | 0 | 0 | 0 | 0 | 0 | 0 | 0 | 0 | 0 | 0 | 0 | -1.7648e-15 | 6.5743e-08 | -6.7694e-08 | 2.5182e-15 | -5.2348e-08 | 5.4299e-08 | -1.2793e-15 | -2.2566e-08 | -2.4757e-08 | 2.0095e-15 | 1.8577e-08 | 1.9223e-08 | 0 | 0 | 0 | 0 | 0 | 0 | 0.49479 | 0.95 | 0.51309 | 0.49479 | 0.95 | 0.51309 | 0 | -109.8853 | 109.1478 | 0 | -109.8853 | 109.1478
Line12_13_15 | 0 | 0 | 0 | 0 | 0 | 0 | 0 | 0 | 0 | 0 | 0 | 0 | -1.9319e-15 | 3.9446e-08 | -4.0616e-08 | 1.5509e-15 | -2.6051e-08 | 2.7222e-08 | -1.3921e-15 | -1.354e-08 | -1.4854e-08 | 1.3464e-15 | 9.5507e-09 | 9.3199e-09 | 0 | 0 | 0 | 0 | 0 | 0 | 0.49479 | 0.95 | 0.51309 | 0.49479 | 0.95 | 0.51309 | 0 | -109.8853 | 109.1478 | 0 | -109.8853 | 109.1478
Line13_13_14 | 0 | 0 | 0 | 0 | 0 | 0 | 0 | 0 | 0 | 0 | 0 | 0 | -6.4396e-16 | 1.3149e-08 | -1.3539e-08 | -5.8732e-17 | 2.4582e-10 | 1.4437e-10 | -4.6403e-16 | -4.5132e-09 | -4.9514e-09 | 1.6295e-16 | 5.2427e-10 | -5.8284e-10 | 0 | 0 | 0 | 0 | 0 | 0 | 0.49479 | 0.95 | 0.51309 | 0.49479 | 0.95 | 0.51309 | 0 | -109.8853 | 109.1478 | 0 | -109.8853 | 109.1478
Line14_15_16 | 0 | 0 | 0 | 0 | 0 | 0 | 0 | 0 | 0 | 0 | 0 | 0 | -1.622e-15 | 2.6297e-08 | -2.7077e-08 | 8.3772e-16 | -1.2903e-08 | 1.3683e-08 | -1.1536e-15 | -9.0264e-09 | -9.9027e-09 | 8.5911e-16 | 5.0375e-09 | 4.3685e-09 | 0 | 0 | 0 | 0 | 0 | 0 | 0.49479 | 0.95 | 0.51309 | 0.49479 | 0.95 | 0.51309 | 0 | -109.8853 | 109.1478 | 0 | -109.8853 | 109.1478
Line15_16_17 | 0 | 0 | 0 | 0 | 0 | 0 | 0 | 0 | 0 | 0 | 0 | 0 | -9.1603e-16 | 1.3149e-08 | -1.3539e-08 | -7.9437e-17 | 2.4582e-10 | 1.4437e-10 | -6.4185e-16 | -4.5132e-09 | -4.9514e-09 | 2.2679e-16 | 5.2427e-10 | -5.8284e-10 | 0 | 0 | 0 | 0 | 0 | 0 | 0.49479 | 0.95 | 0.51309 | 0.49479 | 0.95 | 0.51309 | 0 | -109.8853 | 109.1478 | 0 | -109.8853 | 109.1478
Line16_4_18 | 0 | 0 | 0 | 0 | 0 | 0 | 0 | 0 | 0 | 0 | 0 | 0 | 8.4782e-10 | 3.1073e-09 | -4.705e-09 | 6.1377e-10 | 1.966e-10 | -6.0435e-11 | 3.6214e-09 | -3.118e-09 | -8.2054e-10 | -4.4915e-10 | 6.9703e-11 | -2.181e-10 | 0 | 0 | 0 | 0 | 0 | 0 | 0.74114 | 0.95 | 0.85876 | 0.74114 | 0.95 | 0.85876 | -10.7527 | -118.7109 | 116.2801 | -10.7527 | -118.7109 | 116.2801
Line17_5_19 | 0 | 0 | 0 | 0 | 0 | 0 | 0 | 0 | 0 | 0 | 0 | 0 | 8.4782e-10 | 3.1073e-09 | -4.705e-09 | 6.1377e-10 | 1.966e-10 | -6.0435e-11 | 3.6214e-09 | -3.118e-09 | -8.2054e-10 | -4.4915e-10 | 6.9703e-11 | -2.181e-10 | 0 | 0 | 0 | 0 | 0 | 0 | 0.74114 | 0.95 | 0.85876 | 0.74114 | 0.95 | 0.85876 | -10.7527 | -118.7109 | 116.2801 | -10.7527 | -118.7109 | 116.2801
Line1_1_3 | 3.4541 | 0 | 0 | 3.4541 | 0 | 0 | 0.7977 | 0 | 0 | 0.7977 | 0 | 0 | 0.38179 | 9.2403e-08 | -1.023e-07 | -0.1909 | -8.8014e-08 | 9.3938e-08 | 0.3977 | -5.039e-08 | -5.075e-08 | -0.19885 | 3.9028e-08 | 4.0509e-08 | 0 | 0 | 0 | 123.0782 | 0 | 0 | 0.74114 | 0.95 | 0.85876 | 0.58287 | 0.95 | 0.66562 | -10.7527 | -118.7109 | 116.2801 | -10.7527 | -114.3803 | 112.861
Line2_1_4 | 0 | 0 | 0 | 0 | 0 | 0 | 0 | 0 | 0 | 0 | 0 | 0 | 1.6956e-09 | 6.2146e-09 | -9.4101e-09 | -2.3406e-10 | -2.9107e-09 | 4.6446e-09 | 7.2429e-09 | -6.2359e-09 | -1.6411e-09 | -4.0706e-09 | 3.1877e-09 | 6.0244e-10 | 0 | 0 | 0 | 0 | 0 | 0 | 0.74114 | 0.95 | 0.85876 | 0.74114 | 0.95 | 0.85876 | -10.7527 | -118.7109 | 116.2801 | -10.7527 | -118.7109 | 116.2801
Line3_1_5 | 0 | 0 | 0 | 0 | 0 | 0 | 0 | 0 | 0 | 0 | 0 | 0 | 1.6956e-09 | 6.2146e-09 | -9.4101e-09 | -2.3406e-10 | -2.9107e-09 | 4.6446e-09 | 7.2429e-09 | -6.2359e-09 | -1.6411e-09 | -4.0706e-09 | 3.1877e-09 | 6.0244e-10 | 0 | 0 | 0 | 0 | 0 | 0 | 0.74114 | 0.95 | 0.85876 | 0.74114 | 0.95 | 0.85876 | -10.7527 | -118.7109 | 116.2801 | -10.7527 | -118.7109 | 116.2801
Line4_2_6 | 0 | 0 | 0 | 0 | 0 | 0 | 0 | 0 | 0 | 0 | 0 | 0 | 4.2391e-09 | 1.5536e-08 | -2.3525e-08 | -2.7775e-09 | -1.2233e-08 | 1.876e-08 | 1.8107e-08 | -1.559e-08 | -4.1027e-09 | -1.4935e-08 | 1.2542e-08 | 3.0641e-09 | 0 | 0 | 0 | 0 | 0 | 0 | 0.74114 | 0.95 | 0.85876 | 0.74114 | 0.95 | 0.85876 | -10.7527 | -118.7109 | 116.2801 | -10.7527 | -118.7109 | 116.2801
Line5_6_7 | 0 | 0 | 0 | 0 | 0 | 0 | 0 | 0 | 0 | 0 | 0 | 0 | 3.3913e-09 | 1.2429e-08 | -1.882e-08 | -1.9297e-09 | -9.1253e-09 | 1.4055e-08 | 1.4486e-08 | -1.2472e-08 | -3.2822e-09 | -1.1313e-08 | 9.4236e-09 | 2.2435e-09 | 0 | 0 | 0 | 0 | 0 | 0 | 0.74114 | 0.95 | 0.85876 | 0.74114 | 0.95 | 0.85876 | -10.7527 | -118.7109 | 116.2801 | -10.7527 | -118.7109 | 116.2801
Line6_7_8 | 0 | 0 | 0 | 0 | 0 | 0 | 0 | 0 | 0 | 0 | 0 | 0 | 2.5435e-09 | 9.3219e-09 | -1.4115e-08 | -1.0819e-09 | -6.018e-09 | 9.3497e-09 | 1.0864e-08 | -9.3539e-09 | -2.4616e-09 | -7.692e-09 | 6.3056e-09 | 1.423e-09 | 0 | 0 | 0 | 0 | 0 | 0 | 0.74114 | 0.95 | 0.85876 | 0.74114 | 0.95 | 0.85876 | -10.7527 | -118.7109 | 116.2801 | -10.7527 | -118.7109 | 116.2801
Line7_8_9 | 0 | 0 | 0 | 0 | 0 | 0 | 0 | 0 | 0 | 0 | 0 | 0 | 8.4782e-10 | 3.1073e-09 | -4.7051e-09 | 6.1377e-10 | 1.966e-10 | -6.0435e-11 | 3.6214e-09 | -3.118e-09 | -8.2055e-10 | -4.4915e-10 | 6.9703e-11 | -2.181e-10 | 0 | 0 | 0 | 0 | 0 | 0 | 0.74114 | 0.95 | 0.85876 | 0.74114 | 0.95 | 0.85876 | -10.7527 | -118.7109 | 116.2801 | -10.7527 | -118.7109 | 116.2801
Line8_8_10 | 0 | 0 | 0 | 0 | 0 | 0 | 0 | 0 | 0 | 0 | 0 | 0 | 8.4782e-10 | 3.1073e-09 | -4.7051e-09 | 6.1377e-10 | 1.966e-10 | -6.0435e-11 | 3.6214e-09 | -3.118e-09 | -8.2055e-10 | -4.4915e-10 | 6.9703e-11 | -2.181e-10 | 0 | 0 | 0 | 0 | 0 | 0 | 0.74114 | 0.95 | 0.85876 | 0.74114 | 0.95 | 0.85876 | -10.7527 | -118.7109 | 116.2801 | -10.7527 | -118.7109 | 116.2801
Line9_3_11 | 3.4541 | 0 | 0 | 3.4541 | 0 | 0 | 0.7977 | 0 | 0 | 0.7977 | 0 | 0 | 0.1909 | 8.8253e-08 | -9.3878e-08 | -7.6738e-14 | -7.8645e-08 | 8.1377e-08 | 0.19885 | -3.8731e-08 | -4.091e-08 | 8.3488e-14 | 2.7603e-08 | 2.9125e-08 | -56.9218 | 0 | 0 | 123.0782 | 0 | 0 | 0.58287 | 0.95 | 0.66562 | 0.49479 | 0.95 | 0.51309 | -10.7527 | -114.3803 | 112.861 | 0 | -109.8853 | 109.1478

## LG_min_10
name | pf_ikss_a_from_ka | pf_ikss_b_from_ka | pf_ikss_c_from_ka | pf_ikss_a_to_ka | pf_ikss_b_to_ka | pf_ikss_c_to_ka | pf_skss_a_from_mw | pf_skss_b_from_mw | pf_skss_c_from_mw | pf_skss_a_to_mw | pf_skss_b_to_mw | pf_skss_c_to_mw | pf_p_a_from_mw | pf_p_b_from_mw | pf_p_c_from_mw | pf_p_a_to_mw | pf_p_b_to_mw | pf_p_c_to_mw | pf_q_a_from_mvar | pf_q_b_from_mvar | pf_q_c_from_mvar | pf_q_a_to_mvar | pf_q_b_to_mvar | pf_q_c_to_mvar | pf_ikss_a_from_degree | pf_ikss_b_from_degree | pf_ikss_c_from_degree | pf_ikss_a_to_degree | pf_ikss_b_to_degree | pf_ikss_c_to_degree | pf_vm_a_from_pu | pf_vm_b_from_pu | pf_vm_c_from_pu | pf_vm_a_to_pu | pf_vm_b_to_pu | pf_vm_c_to_pu | pf_va_a_from_degree | pf_va_b_from_degree | pf_va_c_from_degree | pf_va_a_to_degree | pf_va_b_to_degree | pf_va_c_to_degree
Line0_1_2 | 0 | 0 | 0 | 0 | 0 | 0 | 0 | 0 | 0 | 0 | 0 | 0 | 4.5656e-09 | 1.6733e-08 | -2.5337e-08 | -3.2538e-09 | -1.3768e-08 | 2.106e-08 | 1.9502e-08 | -1.679e-08 | -4.4187e-09 | -1.6654e-08 | 1.4055e-08 | 3.4865e-09 | 0 | 0 | 0 | 0 | 0 | 0 | 0.70214 | 0.9 | 0.81356 | 0.70214 | 0.9 | 0.81356 | -10.7527 | -118.7109 | 116.2801 | -10.7527 | -118.7109 | 116.2801
Line10_11_12 | 0 | 0 | 0 | 0 | 0 | 0 | 0 | 0 | 0 | 0 | 0 | 0 | 1.2922e-20 | 7.0805e-08 | -7.2907e-08 | 1.5553e-15 | -5.8784e-08 | 6.0885e-08 | 2.1136e-22 | -2.4304e-08 | -2.6663e-08 | 1.2237e-15 | 2.0724e-08 | 2.1696e-08 | 0 | 0 | 0 | 0 | 0 | 0 | 0.46875 | 0.9 | 0.48609 | 0.46875 | 0.9 | 0.48609 | 0 | -109.8853 | 109.1478 | 0 | -109.8853 | 109.1478
Line11_12_13 | 0 | 0 | 0 | 0 | 0 | 0 | 0 | 0 | 0 | 0 | 0 | 0 | -1.584e-15 | 5.9005e-08 | -6.0755e-08 | 2.2601e-15 | -4.6983e-08 | 4.8734e-08 | -1.1482e-15 | -2.0253e-08 | -2.2219e-08 | 1.8036e-15 | 1.6673e-08 | 1.7252e-08 | 0 | 0 | 0 | 0 | 0 | 0 | 0.46875 | 0.9 | 0.48609 | 0.46875 | 0.9 | 0.48609 | 0 | -109.8853 | 109.1478 | 0 | -109.8853 | 109.1478
Line12_13_15 | 0 | 0 | 0 | 0 | 0 | 0 | 0 | 0 | 0 | 0 | 0 | 0 | -1.7339e-15 | 3.5403e-08 | -3.6453e-08 | 1.392e-15 | -2.3381e-08 | 2.4432e-08 | -1.2494e-15 | -1.2152e-08 | -1.3332e-08 | 1.2084e-15 | 8.5718e-09 | 8.3647e-09 | 0 | 0 | 0 | 0 | 0 | 0 | 0.46875 | 0.9 | 0.48609 | 0.46875 | 0.9 | 0.48609 | 0 | -109.8853 | 109.1478 | 0 | -109.8853 | 109.1478
Line13_13_14 | 0 | 0 | 0 | 0 | 0 | 0 | 0 | 0 | 0 | 0 | 0 | 0 | -5.7796e-16 | 1.1801e-08 | -1.2151e-08 | -5.2713e-17 | 2.2062e-10 | 1.2957e-10 | -4.1647e-16 | -4.0506e-09 | -4.4439e-09 | 1.4625e-16 | 4.7053e-10 | -5.231e-10 | 0 | 0 | 0 | 0 | 0 | 0 | 0.46875 | 0.9 | 0.48609 | 0.46875 | 0.9 | 0.48609 | 0 | -109.8853 | 109.1478 | 0 | -109.8853 | 109.1478
Line14_15_16 | 0 | 0 | 0 | 0 | 0 | 0 | 0 | 0 | 0 | 0 | 0 | 0 | -1.4557e-15 | 2.3602e-08 | -2.4302e-08 | 7.5186e-16 | -1.158e-08 | 1.2281e-08 | -1.0353e-15 | -8.1013e-09 | -8.8878e-09 | 7.7106e-16 | 4.5212e-09 | 3.9208e-09 | 0 | 0 | 0 | 0 | 0 | 0 | 0.46875 | 0.9 | 0.48609 | 0.46875 | 0.9 | 0.48609 | 0 | -109.8853 | 109.1478 | 0 | -109.8853 | 109.1478
Line15_16_17 | 0 | 0 | 0 | 0 | 0 | 0 | 0 | 0 | 0 | 0 | 0 | 0 | -8.2215e-16 | 1.1801e-08 | -1.2151e-08 | -7.1295e-17 | 2.2062e-10 | 1.2957e-10 | -5.7606e-16 | -4.0506e-09 | -4.4439e-09 | 2.0354e-16 | 4.7053e-10 | -5.231e-10 | 0 | 0 | 0 | 0 | 0 | 0 | 0.46875 | 0.9 | 0.48609 | 0.46875 | 0.9 | 0.48609 | 0 | -109.8853 | 109.1478 | 0 | -109.8853 | 109.1478
Line16_4_18 | 0 | 0 | 0 | 0 | 0 | 0 | 0 | 0 | 0 | 0 | 0 | 0 | 7.6093e-10 | 2.7888e-09 | -4.2228e-09 | 5.5086e-10 | 1.7645e-10 | -5.4241e-11 | 3.2503e-09 | -2.7984e-09 | -7.3644e-10 | -4.0311e-10 | 6.2559e-11 | -1.9575e-10 | 0 | 0 | 0 | 0 | 0 | 0 | 0.70214 | 0.9 | 0.81356 | 0.70214 | 0.9 | 0.81356 | -10.7527 | -118.7109 | 116.2801 | -10.7527 | -118.7109 | 116.2801
Line17_5_19 | 0 | 0 | 0 | 0 | 0 | 0 | 0 | 0 | 0 | 0 | 0 | 0 | 7.6093e-10 | 2.7888e-09 | -4.2228e-09 | 5.5086e-10 | 1.7645e-10 | -5.4241e-11 | 3.2503e-09 | -2.7984e-09 | -7.3644e-10 | -4.0311e-10 | 6.2559e-11 | -1.9575e-10 | 0 | 0 | 0 | 0 | 0 | 0 | 0.70214 | 0.9 | 0.81356 | 0.70214 | 0.9 | 0.81356 | -10.7527 | -118.7109 | 116.2801 | -10.7527 | -118.7109 | 116.2801
Line1_1_3 | 3.2723 | 0 | 0 | 3.2723 | 0 | 0 | 0.75571 | 0 | 0 | 0.75571 | 0 | 0 | 0.34266 | 8.2932e-08 | -9.1813e-08 | -0.17133 | -7.8993e-08 | 8.431e-08 | 0.35694 | -4.5225e-08 | -4.5549e-08 | -0.17847 | 3.5028e-08 | 3.6357e-08 | 0 | 0 | 0 | 123.0782 | 0 | 0 | 0.70214 | 0.9 | 0.81356 | 0.5522 | 0.9 | 0.63059 | -10.7527 | -118.7109 | 116.2801 | -10.7527 | -114.3803 | 112.861
Line2_1_4 | 0 | 0 | 0 | 0 | 0 | 0 | 0 | 0 | 0 | 0 | 0 | 0 | 1.5219e-09 | 5.5776e-09 | -8.4456e-09 | -2.1007e-10 | -2.6124e-09 | 4.1686e-09 | 6.5005e-09 | -5.5968e-09 | -1.4729e-09 | -3.6534e-09 | 2.861e-09 | 5.4069e-10 | 0 | 0 | 0 | 0 | 0 | 0 | 0.70214 | 0.9 | 0.81356 | 0.70214 | 0.9 | 0.81356 | -10.7527 | -118.7109 | 116.2801 | -10.7527 | -118.7109 | 116.2801
Line3_1_5 | 0 | 0 | 0 | 0 | 0 | 0 | 0 | 0 | 0 | 0 | 0 | 0 | 1.5219e-09 | 5.5776e-09 | -8.4456e-09 | -2.1007e-10 | -2.6124e-09 | 4.1686e-09 | 6.5005e-09 | -5.5968e-09 | -1.4729e-09 | -3.6534e-09 | 2.861e-09 | 5.4069e-10 | 0 | 0 | 0 | 0 | 0 | 0 | 0.70214 | 0.9 | 0.81356 | 0.70214 | 0.9 | 0.81356 | -10.7527 | -118.7109 | 116.2801 | -10.7527 | -118.7109 | 116.2801
Line4_2_6 | 0 | 0 | 0 | 0 | 0 | 0 | 0 | 0 | 0 | 0 | 0 | 0 | 3.8046e-09 | 1.3944e-08 | -2.1114e-08 | -2.4928e-09 | -1.0979e-08 | 1.6837e-08 | 1.6251e-08 | -1.3992e-08 | -3.6822e-09 | -1.3404e-08 | 1.1256e-08 | 2.75e-09 | 0 | 0 | 0 | 0 | 0 | 0 | 0.70214 | 0.9 | 0.81356 | 0.70214 | 0.9 | 0.81356 | -10.7527 | -118.7109 | 116.2801 | -10.7527 | -118.7109 | 116.2801
Line5_6_7 | 0 | 0 | 0 | 0 | 0 | 0 | 0 | 0 | 0 | 0 | 0 | 0 | 3.0437e-09 | 1.1155e-08 | -1.6891e-08 | -1.7319e-09 | -8.19e-09 | 1.2614e-08 | 1.3001e-08 | -1.1194e-08 | -2.9458e-09 | -1.0154e-08 | 8.4578e-09 | 2.0136e-09 | 0 | 0 | 0 | 0 | 0 | 0 | 0.70214 | 0.9 | 0.81356 | 0.70214 | 0.9 | 0.81356 | -10.7527 | -118.7109 | 116.2801 | -10.7527 | -118.7109 | 116.2801
Line6_7_8 | 0 | 0 | 0 | 0 | 0 | 0 | 0 | 0 | 0 | 0 | 0 | 0 | 2.2828e-09 | 8.3664e-09 | -1.2668e-08 | -9.7099e-10 | -5.4012e-09 | 8.3914e-09 | 9.7508e-09 | -8.3952e-09 | -2.2093e-09 | -6.9036e-09 | 5.6594e-09 | 1.2771e-09 | 0 | 0 | 0 | 0 | 0 | 0 | 0.70214 | 0.9 | 0.81356 | 0.70214 | 0.9 | 0.81356 | -10.7527 | -118.7109 | 116.2801 | -10.7527 | -118.7109 | 116.2801
Line7_8_9 | 0 | 0 | 0 | 0 | 0 | 0 | 0 | 0 | 0 | 0 | 0 | 0 | 7.6093e-10 | 2.7888e-09 | -4.2228e-09 | 5.5086e-10 | 1.7645e-10 | -5.4241e-11 | 3.2503e-09 | -2.7984e-09 | -7.3645e-10 | -4.0311e-10 | 6.2559e-11 | -1.9575e-10 | 0 | 0 | 0 | 0 | 0 | 0 | 0.70214 | 0.9 | 0.81356 | 0.70214 | 0.9 | 0.81356 | -10.7527 | -118.7109 | 116.2801 | -10.7527 | -118.7109 | 116.2801
Line8_8_10 | 0 | 0 | 0 | 0 | 0 | 0 | 0 | 0 | 0 | 0 | 0 | 0 | 7.6093e-10 | 2.7888e-09 | -4.2228e-09 | 5.5086e-10 | 1.7645e-10 | -5.4241e-11 | 3.2503e-09 | -2.7984e-09 | -7.3645e-10 | -4.0311e-10 | 6.2559e-11 | -1.9575e-10 | 0 | 0 | 0 | 0 | 0 | 0 | 0.70214 | 0.9 | 0.81356 | 0.70214 | 0.9 | 0.81356 | -10.7527 | -118.7109 | 116.2801 | -10.7527 | -118.7109 | 116.2801
Line9_3_11 | 3.2723 | 0 | 0 | 3.2723 | 0 | 0 | 0.75571 | 0 | 0 | 0.75571 | 0 | 0 | 0.17133 | 7.9208e-08 | -8.4256e-08 | -6.9016e-14 | -7.0585e-08 | 7.3036e-08 | 0.17847 | -3.4761e-08 | -3.6717e-08 | 7.4892e-14 | 2.4774e-08 | 2.614e-08 | -56.9218 | 0 | 0 | 123.0782 | 0 | 0 | 0.5522 | 0.9 | 0.63059 | 0.46875 | 0.9 | 0.48609 | -10.7527 | -114.3803 | 112.861 | 0 | -109.8853 | 109.1478

## LG_min_fault_6
name | pf_ikss_a_from_ka | pf_ikss_b_from_ka | pf_ikss_c_from_ka | pf_ikss_a_to_ka | pf_ikss_b_to_ka | pf_ikss_c_to_ka | pf_skss_a_from_mw | pf_skss_b_from_mw | pf_skss_c_from_mw | pf_skss_a_to_mw | pf_skss_b_to_mw | pf_skss_c_to_mw | pf_p_a_from_mw | pf_p_b_from_mw | pf_p_c_from_mw | pf_p_a_to_mw | pf_p_b_to_mw | pf_p_c_to_mw | pf_q_a_from_mvar | pf_q_b_from_mvar | pf_q_c_from_mvar | pf_q_a_to_mvar | pf_q_b_to_mvar | pf_q_c_to_mvar | pf_ikss_a_from_degree | pf_ikss_b_from_degree | pf_ikss_c_from_degree | pf_ikss_a_to_degree | pf_ikss_b_to_degree | pf_ikss_c_to_degree | pf_vm_a_from_pu | pf_vm_b_from_pu | pf_vm_c_from_pu | pf_vm_a_to_pu | pf_vm_b_to_pu | pf_vm_c_to_pu | pf_va_a_from_degree | pf_va_b_from_degree | pf_va_c_from_degree | pf_va_a_to_degree | pf_va_b_to_degree | pf_va_c_to_degree
Line0_1_2 | 0 | 0 | 0 | 0 | 0 | 0 | 0 | 0 | 0 | 0 | 0 | 0 | 6.749e-11 | 1.3228e-10 | -2.5112e-10 | -4.8859e-11 | -1.0826e-10 | 2.0847e-10 | 2.6404e-10 | -2.1335e-10 | -7.7369e-12 | -2.2567e-10 | 1.7801e-10 | 4.6294e-12 | 0 | 0 | 0 | 0 | 0 | 0 | 0.94817 | 0.95 | 0.94937 | 0.94817 | 0.95 | 0.94937 | -0.097801 | -119.9962 | 119.9685 | -0.097801 | -119.9962 | 119.9685
Line10_11_12 | 0 | 0 | 0 | 0 | 0 | 0 | 0 | 0 | 0 | 0 | 0 | 0 | -4.8495e-11 | 6.2236e-10 | -7.78e-10 | 6.8991e-11 | -5.1446e-10 | 6.4961e-10 | 8.474e-10 | -5.3736e-10 | -2.6831e-10 | -7.122e-10 | 4.517e-10 | 2.1802e-10 | 0 | 0 | 0 | 0 | 0 | 0 | 0.94444 | 0.95 | 0.94572 | 0.94444 | 0.95 | 0.94572 | -0.10539 | -119.9325 | 119.9035 | -0.10539 | -119.9325 | 119.9035
Line11_12_13 | 0 | 0 | 0 | 0 | 0 | 0 | 0 | 0 | 0 | 0 | 0 | 0 | -4.0413e-11 | 5.1863e-10 | -6.4834e-10 | 6.0909e-11 | -4.1073e-10 | 5.1994e-10 | 7.0617e-10 | -4.478e-10 | -2.2359e-10 | -5.7097e-10 | 3.6214e-10 | 1.733e-10 | 0 | 0 | 0 | 0 | 0 | 0 | 0.94444 | 0.95 | 0.94572 | 0.94444 | 0.95 | 0.94572 | -0.10539 | -119.9325 | 119.9035 | -0.10539 | -119.9325 | 119.9035
Line12_13_15 | 0 | 0 | 0 | 0 | 0 | 0 | 0 | 0 | 0 | 0 | 0 | 0 | -2.4248e-11 | 3.1118e-10 | -3.89e-10 | 4.4744e-11 | -2.0328e-10 | 2.606e-10 | 4.237e-10 | -2.6868e-10 | -1.3415e-10 | -2.885e-10 | 1.8301e-10 | 8.3866e-11 | 0 | 0 | 0 | 0 | 0 | 0 | 0.94444 | 0.95 | 0.94572 | 0.94444 | 0.95 | 0.94572 | -0.10539 | -119.9325 | 119.9035 | -0.10539 | -119.9325 | 119.9035
Line13_13_14 | 0 | 0 | 0 | 0 | 0 | 0 | 0 | 0 | 0 | 0 | 0 | 0 | -8.0825e-12 | 1.0373e-10 | -1.2967e-10 | 2.8579e-11 | 4.1736e-12 | 1.2707e-12 | 1.4123e-10 | -8.956e-11 | -4.4718e-11 | -6.0339e-12 | 3.894e-12 | -5.57e-12 | 0 | 0 | 0 | 0 | 0 | 0 | 0.94444 | 0.95 | 0.94572 | 0.94444 | 0.95 | 0.94572 | -0.10539 | -119.9325 | 119.9035 | -0.10539 | -119.9325 | 119.9035
Line14_15_16 | 0 | 0 | 0 | 0 | 0 | 0 | 0 | 0 | 0 | 0 | 0 | 0 | -1.6165e-11 | 2.0745e-10 | -2.5933e-10 | 3.6661e-11 | -9.9553e-11 | 1.3094e-10 | 2.8247e-10 | -1.7912e-10 | -8.9436e-11 | -1.4727e-10 | 9.3454e-11 | 3.9148e-11 | 0 | 0 | 0 | 0 | 0 | 0 | 0.94444 | 0.95 | 0.94572 | 0.94444 | 0.95 | 0.94572 | -0.10539 | -119.9325 | 119.9035 | -0.10539 | -119.9325 | 119.9035
Line15_16_17 | 0 | 0 | 0 | 0 | 0 | 0 | 0 | 0 | 0 | 0 | 0 | 0 | -8.0825e-12 | 1.0373e-10 | -1.2967e-10 | 2.8579e-11 | 4.1736e-12 | 1.2707e-12 | 1.4123e-10 | -8.956e-11 | -4.4718e-11 | -6.0339e-12 | 3.894e-12 | -5.57e-12 | 0 | 0 | 0 | 0 | 0 | 0 | 0.94444 | 0.95 | 0.94572 | 0.94444 | 0.95 | 0.94572 | -0.10539 | -119.9325 | 119.9035 | -0.10539 | -119.9325 | 119.9035
Line16_4_18 | 0 | 0 | 0 | 0 | 0 | 0 | 0 | 0 | 0 | 0 | 0 | 0 | 1.1248e-11 | 2.2047e-11 | -4.1853e-11 | 7.3828e-12 | 1.9701e-12 | -7.9488e-13 | 4.4007e-11 | -3.5558e-11 | -1.2895e-12 | -5.6359e-12 | 2.2167e-13 | -1.818e-12 | 0 | 0 | 0 | 0 | 0 | 0 | 0.94817 | 0.95 | 0.94937 | 0.94817 | 0.95 | 0.94937 | -0.097801 | -119.9962 | 119.9685 | -0.097801 | -119.9962 | 119.9685
Line17_5_19 | 0 | 0 | 0 | 0 | 0 | 0 | 0 | 0 | 0 | 0 | 0 | 0 | 1.1248e-11 | 2.2047e-11 | -4.1853e-11 | 7.3828e-12 | 1.9701e-12 | -7.9488e-13 | 4.4007e-11 | -3.5558e-11 | -1.2895e-12 | -5.6359e-12 | 2.2167e-13 | -1.818e-12 | 0 | 0 | 0 | 0 | 0 | 0 | 0.94817 | 0.95 | 0.94937 | 0.94817 | 0.95 | 0.94937 | -0.097801 | -119.9962 | 119.9685 | -0.097801 | -119.9962 | 119.9685
Line1_1_3 | 0.030757 | 0 | 0 | 0.030757 | 0 | 0 | 0.0071029 | 0 | 0 | 0.0071029 | 0 | 0 | 0.0047601 | 7.4681e-10 | -9.5077e-10 | -0.0047449 | -7.0194e-10 | 8.8657e-10 | 0.0047613 | -6.6554e-10 | -3.1367e-10 | -0.0047456 | 6.1698e-10 | 2.9812e-10 | 0 | 0 | 0 | 134.8946 | 0 | 0 | 0.94817 | 0.95 | 0.94937 | 0.9463 | 0.95 | 0.94755 | -0.097801 | -119.9962 | 119.9685 | -0.10158 | -119.9643 | 119.936
Line2_1_4 | 0 | 0 | 0 | 0 | 0 | 0 | 0 | 0 | 0 | 0 | 0 | 0 | 2.2497e-11 | 4.4094e-11 | -8.3706e-11 | -3.8655e-12 | -2.0077e-11 | 4.1058e-11 | 8.8014e-11 | -7.1116e-11 | -2.5789e-12 | -4.9643e-11 | 3.5779e-11 | -5.2857e-13 | 0 | 0 | 0 | 0 | 0 | 0 | 0.94817 | 0.95 | 0.94937 | 0.94817 | 0.95 | 0.94937 | -0.097801 | -119.9962 | 119.9685 | -0.097801 | -119.9962 | 119.9685
Line3_1_5 | 0 | 0 | 0 | 0 | 0 | 0 | 0 | 0 | 0 | 0 | 0 | 0 | 2.2497e-11 | 4.4094e-11 | -8.3706e-11 | -3.8655e-12 | -2.0077e-11 | 4.1058e-11 | 8.8014e-11 | -7.1116e-11 | -2.5789e-12 | -4.9643e-11 | 3.5779e-11 | -5.2857e-13 | 0 | 0 | 0 | 0 | 0 | 0 | 0.94817 | 0.95 | 0.94937 | 0.94817 | 0.95 | 0.94937 | -0.097801 | -119.9962 | 119.9685 | -0.097801 | -119.9962 | 119.9685
Line4_2_6 | 0 | 0 | 0 | 0 | 0 | 0 | 0 | 0 | 0 | 0 | 0 | 0 | 5.6241e-11 | 1.1023e-10 | -2.0927e-10 | -3.761e-11 | -8.6217e-11 | 1.6662e-10 | 2.2004e-10 | -1.7779e-10 | -6.4474e-12 | -1.8166e-10 | 1.4245e-10 | 3.3399e-12 | 0 | 0 | 0 | 0 | 0 | 0 | 0.94817 | 0.95 | 0.94937 | 0.94817 | 0.95 | 0.94937 | -0.097801 | -119.9962 | 119.9685 | -0.097801 | -119.9962 | 119.9685
Line5_6_7 | 0 | 0 | 0 | 0 | 0 | 0 | 0 | 0 | 0 | 0 | 0 | 0 | 4.4993e-11 | 8.8187e-11 | -1.6741e-10 | -2.6362e-11 | -6.417e-11 | 1.2476e-10 | 1.7603e-10 | -1.4223e-10 | -5.1579e-12 | -1.3766e-10 | 1.0689e-10 | 2.0504e-12 | 0 | 0 | 0 | 0 | 0 | 0 | 0.94817 | 0.95 | 0.94937 | 0.94817 | 0.95 | 0.94937 | -0.097801 | -119.9962 | 119.9685 | -0.097801 | -119.9962 | 119.9685
Line6_7_8 | 0 | 0 | 0 | 0 | 0 | 0 | 0 | 0 | 0 | 0 | 0 | 0 | 3.3745e-11 | 6.614e-11 | -1.2556e-10 | -1.5114e-11 | -4.2123e-11 | 8.2911e-11 | 1.3202e-10 | -1.0667e-10 | -3.8685e-12 | -9.365e-11 | 7.1337e-11 | 7.6092e-13 | 0 | 0 | 0 | 0 | 0 | 0 | 0.94817 | 0.95 | 0.94937 | 0.94817 | 0.95 | 0.94937 | -0.097801 | -119.9962 | 119.9685 | -0.097801 | -119.9962 | 119.9685
Line7_8_9 | 0 | 0 | 0 | 0 | 0 | 0 | 0 | 0 | 0 | 0 | 0 | 0 | 1.1248e-11 | 2.2047e-11 | -4.1853e-11 | 7.3828e-12 | 1.9701e-12 | -7.9488e-13 | 4.4007e-11 | -3.5558e-11 | -1.2895e-12 | -5.6359e-12 | 2.2167e-13 | -1.818e-12 | 0 | 0 | 0 | 0 | 0 | 0 | 0.94817 | 0.95 | 0.94937 | 0.94817 | 0.95 | 0.94937 | -0.097801 | -119.9962 | 119.9685 | -0.097801 | -119.9962 | 119.9685
Line8_8_10 | 0 | 0 | 0 | 0 | 0 | 0 | 0 | 0 | 0 | 0 | 0 | 0 | 1.1248e-11 | 2.2047e-11 | -4.1853e-11 | 7.3828e-12 | 1.9701e-12 | -7.9488e-13 | 4.4007e-11 | -3.5558e-11 | -1.2895e-12 | -5.6359e-12 | 2.2167e-13 | -1.818e-12 | 0 | 0 | 0 | 0 | 0 | 0 | 0.94817 | 0.95 | 0.94937 | 0.94817 | 0.95 | 0.94937 | -0.097801 | -119.9962 | 119.9685 | -0.097801 | -119.9962 | 119.9685
Line9_3_11 | 0.030757 | 0 | 0 | 0.030757 | 0 | 0 | 0.0071029 | 0 | 0 | 0.0071029 | 0 | 0 | 0.0047449 | 7.0501e-10 | -8.8633e-10 | -0.0047298 | -6.1818e-10 | 7.7927e-10 | 0.0047456 | -6.1492e-10 | -3.0182e-10 | -0.0047298 | 5.4126e-10 | 2.6274e-10 | -45.1054 | 0 | 0 | 134.8946 | 0 | 0 | 0.9463 | 0.95 | 0.94755 | 0.94444 | 0.95 | 0.94572 | -0.10158 | -119.9643 | 119.936 | -0.10539 | -119.9325 | 119.9035

## LG_min_fault_10
name | pf_ikss_a_from_ka | pf_ikss_b_from_ka | pf_ikss_c_from_ka | pf_ikss_a_to_ka | pf_ikss_b_to_ka | pf_ikss_c_to_ka | pf_skss_a_from_mw | pf_skss_b_from_mw | pf_skss_c_from_mw | pf_skss_a_to_mw | pf_skss_b_to_mw | pf_skss_c_to_mw | pf_p_a_from_mw | pf_p_b_from_mw | pf_p_c_from_mw | pf_p_a_to_mw | pf_p_b_to_mw | pf_p_c_to_mw | pf_q_a_from_mvar | pf_q_b_from_mvar | pf_q_c_from_mvar | pf_q_a_to_mvar | pf_q_b_to_mvar | pf_q_c_to_mvar | pf_ikss_a_from_degree | pf_ikss_b_from_degree | pf_ikss_c_from_degree | pf_ikss_a_to_degree | pf_ikss_b_to_degree | pf_ikss_c_to_degree | pf_vm_a_from_pu | pf_vm_b_from_pu | pf_vm_c_from_pu | pf_vm_a_to_pu | pf_vm_b_to_pu | pf_vm_c_to_pu | pf_va_a_from_degree | pf_va_b_from_degree | pf_va_c_from_degree | pf_va_a_to_degree | pf_va_b_to_degree | pf_va_c_to_degree
Line0_1_2 | 0 | 0 | 0 | 0 | 0 | 0 | 0 | 0 | 0 | 0 | 0 | 0 | 6.0572e-11 | 1.1872e-10 | -2.2538e-10 | -4.3851e-11 | -9.7167e-11 | 1.871e-10 | 2.3698e-10 | -1.9148e-10 | -6.9439e-12 | -2.0254e-10 | 1.5977e-10 | 4.1549e-12 | 0 | 0 | 0 | 0 | 0 | 0 | 0.89826 | 0.9 | 0.8994 | 0.89826 | 0.9 | 0.8994 | -0.097801 | -119.9962 | 119.9685 | -0.097801 | -119.9962 | 119.9685
Line10_11_12 | 0 | 0 | 0 | 0 | 0 | 0 | 0 | 0 | 0 | 0 | 0 | 0 | -4.3525e-11 | 5.5857e-10 | -6.9826e-10 | 6.192e-11 | -4.6173e-10 | 5.8303e-10 | 7.6055e-10 | -4.8229e-10 | -2.4081e-10 | -6.392e-10 | 4.054e-10 | 1.9567e-10 | 0 | 0 | 0 | 0 | 0 | 0 | 0.89473 | 0.9 | 0.89595 | 0.89473 | 0.9 | 0.89595 | -0.10539 | -119.9325 | 119.9035 | -0.10539 | -119.9325 | 119.9035
Line11_12_13 | 0 | 0 | 0 | 0 | 0 | 0 | 0 | 0 | 0 | 0 | 0 | 0 | -3.6271e-11 | 4.6548e-10 | -5.8189e-10 | 5.4666e-11 | -3.6863e-10 | 4.6665e-10 | 6.3379e-10 | -4.0191e-10 | -2.0067e-10 | -5.1245e-10 | 3.2502e-10 | 1.5554e-10 | 0 | 0 | 0 | 0 | 0 | 0 | 0.89473 | 0.9 | 0.89595 | 0.89473 | 0.9 | 0.89595 | -0.10539 | -119.9325 | 119.9035 | -0.10539 | -119.9325 | 119.9035
Line12_13_15 | 0 | 0 | 0 | 0 | 0 | 0 | 0 | 0 | 0 | 0 | 0 | 0 | -2.1762e-11 | 2.7929e-10 | -3.4913e-10 | 4.0158e-11 | -1.8244e-10 | 2.3389e-10 | 3.8027e-10 | -2.4114e-10 | -1.204e-10 | -2.5893e-10 | 1.6426e-10 | 7.527e-11 | 0 | 0 | 0 | 0 | 0 | 0 | 0.89473 | 0.9 | 0.89595 | 0.89473 | 0.9 | 0.89595 | -0.10539 | -119.9325 | 119.9035 | -0.10539 | -119.9325 | 119.9035
Line13_13_14 | 0 | 0 | 0 | 0 | 0 | 0 | 0 | 0 | 0 | 0 | 0 | 0 | -7.2541e-12 | 9.3095e-11 | -1.1638e-10 | 2.565e-11 | 3.7458e-12 | 1.1405e-12 | 1.2676e-10 | -8.0381e-11 | -4.0135e-11 | -5.4155e-12 | 3.4949e-12 | -4.9991e-12 | 0 | 0 | 0 | 0 | 0 | 0 | 0.89473 | 0.9 | 0.89595 | 0.89473 | 0.9 | 0.89595 | -0.10539 | -119.9325 | 119.9035 | -0.10539 | -119.9325 | 119.9035
Line14_15_16 | 0 | 0 | 0 | 0 | 0 | 0 | 0 | 0 | 0 | 0 | 0 | 0 | -1.4508e-11 | 1.8619e-10 | -2.3275e-10 | 3.2904e-11 | -8.9349e-11 | 1.1752e-10 | 2.5352e-10 | -1.6076e-10 | -8.027e-11 | -1.3217e-10 | 8.3876e-11 | 3.5136e-11 | 0 | 0 | 0 | 0 | 0 | 0 | 0.89473 | 0.9 | 0.89595 | 0.89473 | 0.9 | 0.89595 | -0.10539 | -119.9325 | 119.9035 | -0.10539 | -119.9325 | 119.9035
Line15_16_17 | 0 | 0 | 0 | 0 | 0 | 0 | 0 | 0 | 0 | 0 | 0 | 0 | -7.2541e-12 | 9.3095e-11 | -1.1638e-10 | 2.565e-11 | 3.7458e-12 | 1.1405e-12 | 1.2676e-10 | -8.0381e-11 | -4.0135e-11 | -5.4155e-12 | 3.4949e-12 | -4.9991e-12 | 0 | 0 | 0 | 0 | 0 | 0 | 0.89473 | 0.9 | 0.89595 | 0.89473 | 0.9 | 0.89595 | -0.10539 | -119.9325 | 119.9035 | -0.10539 | -119.9325 | 119.9035
Line16_4_18 | 0 | 0 | 0 | 0 | 0 | 0 | 0 | 0 | 0 | 0 | 0 | 0 | 1.0095e-11 | 1.9787e-11 | -3.7563e-11 | 6.6261e-12 | 1.7682e-12 | -7.1341e-13 | 3.9497e-11 | -3.1913e-11 | -1.1573e-12 | -5.0583e-12 | 1.9895e-13 | -1.6317e-12 | 0 | 0 | 0 | 0 | 0 | 0 | 0.89826 | 0.9 | 0.8994 | 0.89826 | 0.9 | 0.8994 | -0.097801 | -119.9962 | 119.9685 | -0.097801 | -119.9962 | 119.9685
Line17_5_19 | 0 | 0 | 0 | 0 | 0 | 0 | 0 | 0 | 0 | 0 | 0 | 0 | 1.0095e-11 | 1.9787e-11 | -3.7563e-11 | 6.6261e-12 | 1.7682e-12 | -7.1341e-13 | 3.9497e-11 | -3.1913e-11 | -1.1573e-12 | -5.0583e-12 | 1.9895e-13 | -1.6317e-12 | 0 | 0 | 0 | 0 | 0 | 0 | 0.89826 | 0.9 | 0.8994 | 0.89826 | 0.9 | 0.8994 | -0.097801 | -119.9962 | 119.9685 | -0.097801 | -119.9962 | 119.9685
Line1_1_3 | 0.029138 | 0 | 0 | 0.029138 | 0 | 0 | 0.0067291 | 0 | 0 | 0.0067291 | 0 | 0 | 0.0042722 | 6.7027e-10 | -8.5332e-10 | -0.0042586 | -6.3e-10 | 7.957e-10 | 0.0042733 | -5.9733e-10 | -2.8152e-10 | -0.0042592 | 5.5375e-10 | 2.6757e-10 | 0 | 0 | 0 | 134.8946 | 0 | 0 | 0.89826 | 0.9 | 0.8994 | 0.8965 | 0.9 | 0.89767 | -0.097801 | -119.9962 | 119.9685 | -0.10158 | -119.9643 | 119.936
Line2_1_4 | 0 | 0 | 0 | 0 | 0 | 0 | 0 | 0 | 0 | 0 | 0 | 0 | 2.0191e-11 | 3.9574e-11 | -7.5127e-11 | -3.4693e-12 | -1.8019e-11 | 3.685e-11 | 7.8993e-11 | -6.3827e-11 | -2.3146e-12 | -4.4555e-11 | 3.2112e-11 | -4.744e-13 | 0 | 0 | 0 | 0 | 0 | 0 | 0.89826 | 0.9 | 0.8994 | 0.89826 | 0.9 | 0.8994 | -0.097801 | -119.9962 | 119.9685 | -0.097801 | -119.9962 | 119.9685
Line3_1_5 | 0 | 0 | 0 | 0 | 0 | 0 | 0 | 0 | 0 | 0 | 0 | 0 | 2.0191e-11 | 3.9574e-11 | -7.5127e-11 | -3.4693e-12 | -1.8019e-11 | 3.685e-11 | 7.8993e-11 | -6.3827e-11 | -2.3146e-12 | -4.4555e-11 | 3.2112e-11 | -4.744e-13 | 0 | 0 | 0 | 0 | 0 | 0 | 0.89826 | 0.9 | 0.8994 | 0.89826 | 0.9 | 0.8994 | -0.097801 | -119.9962 | 119.9685 | -0.097801 | -119.9962 | 119.9685
Line4_2_6 | 0 | 0 | 0 | 0 | 0 | 0 | 0 | 0 | 0 | 0 | 0 | 0 | 5.0477e-11 | 9.8936e-11 | -1.8782e-10 | -3.3756e-11 | -7.738e-11 | 1.4954e-10 | 1.9748e-10 | -1.5957e-10 | -5.7866e-12 | -1.6304e-10 | 1.2785e-10 | 2.9976e-12 | 0 | 0 | 0 | 0 | 0 | 0 | 0.89826 | 0.9 | 0.8994 | 0.89826 | 0.9 | 0.8994 | -0.097801 | -119.9962 | 119.9685 | -0.097801 | -119.9962 | 119.9685
Line5_6_7 | 0 | 0 | 0 | 0 | 0 | 0 | 0 | 0 | 0 | 0 | 0 | 0 | 4.0382e-11 | 7.9148e-11 | -1.5025e-10 | -2.366e-11 | -5.7593e-11 | 1.1198e-10 | 1.5799e-10 | -1.2765e-10 | -4.6293e-12 | -1.2355e-10 | 9.5939e-11 | 1.8403e-12 | 0 | 0 | 0 | 0 | 0 | 0 | 0.89826 | 0.9 | 0.8994 | 0.89826 | 0.9 | 0.8994 | -0.097801 | -119.9962 | 119.9685 | -0.097801 | -119.9962 | 119.9685
Line6_7_8 | 0 | 0 | 0 | 0 | 0 | 0 | 0 | 0 | 0 | 0 | 0 | 0 | 3.0286e-11 | 5.9361e-11 | -1.1269e-10 | -1.3565e-11 | -3.7806e-11 | 7.4413e-11 | 1.1849e-10 | -9.574e-11 | -3.472e-12 | -8.4052e-11 | 6.4026e-11 | 6.8293e-13 | 0 | 0 | 0 | 0 | 0 | 0 | 0.89826 | 0.9 | 0.8994 | 0.89826 | 0.9 | 0.8994 | -0.097801 | -119.9962 | 119.9685 | -0.097801 | -119.9962 | 119.9685
Line7_8_9 | 0 | 0 | 0 | 0 | 0 | 0 | 0 | 0 | 0 | 0 | 0 | 0 | 1.0095e-11 | 1.9787e-11 | -3.7563e-11 | 6.6261e-12 | 1.7682e-12 | -7.1341e-13 | 3.9497e-11 | -3.1913e-11 | -1.1573e-12 | -5.0583e-12 | 1.9895e-13 | -1.6317e-12 | 0 | 0 | 0 | 0 | 0 | 0 | 0.89826 | 0.9 | 0.8994 | 0.89826 | 0.9 | 0.8994 | -0.097801 | -119.9962 | 119.9685 | -0.097801 | -119.9962 | 119.9685
Line8_8_10 | 0 | 0 | 0 | 0 | 0 | 0 | 0 | 0 | 0 | 0 | 0 | 0 | 1.0095e-11 | 1.9787e-11 | -3.7563e-11 | 6.6261e-12 | 1.7682e-12 | -7.1341e-13 | 3.9497e-11 | -3.1913e-11 | -1.1573e-12 | -5.0583e-12 | 1.9895e-13 | -1.6317e-12 | 0 | 0 | 0 | 0 | 0 | 0 | 0.89826 | 0.9 | 0.8994 | 0.89826 | 0.9 | 0.8994 | -0.097801 | -119.9962 | 119.9685 | -0.097801 | -119.9962 | 119.9685
Line9_3_11 | 0.029138 | 0 | 0 | 0.029138 | 0 | 0 | 0.0067291 | 0 | 0 | 0.0067291 | 0 | 0 | 0.0042586 | 6.3275e-10 | -7.9549e-10 | -0.004245 | -5.5482e-10 | 6.994e-10 | 0.0042592 | -5.519e-10 | -2.7088e-10 | -0.004245 | 4.8578e-10 | 2.3581e-10 | -45.1054 | 0 | 0 | 134.8946 | 0 | 0 | 0.8965 | 0.9 | 0.89767 | 0.89473 | 0.9 | 0.89595 | -0.10158 | -119.9643 | 119.936 | -0.10539 | -119.9325 | 119.9035

## LLG_max_6
name | pf_ikss_a_from_ka | pf_ikss_b_from_ka | pf_ikss_c_from_ka | pf_ikss_a_to_ka | pf_ikss_b_to_ka | pf_ikss_c_to_ka | pf_skss_a_from_mw | pf_skss_b_from_mw | pf_skss_c_from_mw | pf_skss_a_to_mw | pf_skss_b_to_mw | pf_skss_c_to_mw | pf_p_a_from_mw | pf_p_b_from_mw | pf_p_c_from_mw | pf_p_a_to_mw | pf_p_b_to_mw | pf_p_c_to_mw | pf_q_a_from_mvar | pf_q_b_from_mvar | pf_q_c_from_mvar | pf_q_a_to_mvar | pf_q_b_to_mvar | pf_q_c_to_mvar | pf_ikss_a_from_degree | pf_ikss_b_from_degree | pf_ikss_c_from_degree | pf_ikss_a_to_degree | pf_ikss_b_to_degree | pf_ikss_c_to_degree | pf_vm_a_from_pu | pf_vm_b_from_pu | pf_vm_c_from_pu | pf_vm_a_to_pu | pf_vm_b_to_pu | pf_vm_c_to_pu | pf_va_a_from_degree | pf_va_b_from_degree | pf_va_c_from_degree | pf_va_a_to_degree | pf_va_b_to_degree | pf_va_c_to_degree
Line0_1_2 | 0 | 0 | 0 | 0 | 0 | 0 | 0 | 0 | 0 | 0 | 0 | 0 | -5.8405e-09 | -3.0424e-08 | 2.4014e-08 | 5.1532e-09 | 2.6216e-08 | -1.9117e-08 | -4.2849e-08 | 2.245e-08 | 1.2938e-08 | 3.552e-08 | -1.9026e-08 | -1.1103e-08 | 0 | 0 | 0 | 0 | 0 | 0 | 0.85912 | 0.70184 | 0.81478 | 0.85912 | 0.70184 | 0.81478 | -2.8771 | -126.6452 | 113.021 | -2.8771 | -126.6452 | 113.021
Line10_11_12 | 0 | 0 | 0 | 0 | 0 | 0 | 0 | 0 | 0 | 0 | 0 | 0 | -4.4572e-09 | 5.8601e-21 | -5.5586e-21 | 4.4572e-09 | 2.0775e-15 | 8.6406e-16 | -1.0482e-07 | -1.1014e-20 | -2.3197e-21 | 8.7219e-08 | 4.0132e-15 | 1.3983e-15 | 0 | 0 | 0 | 0 | 0 | 0 | 0.45833 | 0 | 0.45833 | 0.45833 | 0 | 0.45833 | -2.4183 | 0 | 0 | -2.4183 | 0 | 0
Line11_12_13 | 0 | 0 | 0 | 0 | 0 | 0 | 0 | 0 | 0 | 0 | 0 | 0 | -3.7144e-09 | -2.0673e-15 | -9.293e-16 | 3.7144e-09 | 3.0355e-15 | 1.2344e-15 | -8.7348e-08 | -3.8816e-15 | -1.4197e-15 | 6.9749e-08 | 5.8961e-15 | 2.0161e-15 | 0 | 0 | 0 | 0 | 0 | 0 | 0.45833 | 0 | 0.45833 | 0.45833 | 0 | 0.45833 | -2.4183 | 0 | 0 | -2.4183 | 0 | 0
Line12_13_15 | 0 | 0 | 0 | 0 | 0 | 0 | 0 | 0 | 0 | 0 | 0 | 0 | -2.2286e-09 | -2.2626e-15 | -1.0145e-15 | 2.2286e-09 | 1.9229e-15 | 6.9974e-16 | -5.2409e-08 | -4.2422e-15 | -1.5409e-15 | 3.481e-08 | 3.8507e-15 | 1.2229e-15 | 0 | 0 | 0 | 0 | 0 | 0 | 0.45833 | 0 | 0.45833 | 0.45833 | 0 | 0.45833 | -2.4183 | 0 | 0 | -2.4183 | 0 | 0
Line13_13_14 | 0 | 0 | 0 | 0 | 0 | 0 | 0 | 0 | 0 | 0 | 0 | 0 | -7.4287e-10 | -7.5418e-16 | -3.3818e-16 | 7.4287e-10 | 2.0622e-17 | -1.2281e-16 | -1.747e-08 | -1.4141e-15 | -5.1364e-16 | -1.2896e-10 | 2.5437e-16 | -3.8156e-17 | 0 | 0 | 0 | 0 | 0 | 0 | 0.45833 | 0 | 0.45833 | 0.45833 | 0 | 0.45833 | -2.4183 | 0 | 0 | -2.4183 | 0 | 0
Line14_15_16 | 0 | 0 | 0 | 0 | 0 | 0 | 0 | 0 | 0 | 0 | 0 | 0 | -1.4857e-09 | -1.8989e-15 | -8.4685e-16 | 1.4857e-09 | 1.0995e-15 | 3.1139e-16 | -3.4939e-08 | -3.5494e-15 | -1.2697e-15 | 1.7341e-08 | 2.336e-15 | 6.51e-16 | 0 | 0 | 0 | 0 | 0 | 0 | 0.45833 | 0 | 0.45833 | 0.45833 | 0 | 0.45833 | -2.4183 | 0 | 0 | -2.4183 | 0 | 0
Line15_16_17 | 0 | 0 | 0 | 0 | 0 | 0 | 0 | 0 | 0 | 0 | 0 | 0 | -7.4287e-10 | -1.072e-15 | -4.7513e-16 | 7.4287e-10 | 2.9333e-17 | -1.6823e-16 | -1.747e-08 | -1.9968e-15 | -7.0188e-16 | -1.2896e-10 | 3.5365e-16 | -5.0597e-17 | 0 | 0 | 0 | 0 | 0 | 0 | 0.45833 | 0 | 0.45833 | 0.45833 | 0 | 0.45833 | -2.4183 | 0 | 0 | -2.4183 | 0 | 0
Line16_4_18 | 0 | 0 | 0 | 0 | 0 | 0 | 0 | 0 | 0 | 0 | 0 | 0 | -9.7341e-10 | -5.0707e-09 | 4.0023e-09 | 2.8612e-10 | 8.6178e-10 | 8.9398e-10 | -7.1414e-09 | 3.7416e-09 | 2.1563e-09 | -1.8707e-10 | -3.1791e-10 | -3.2169e-10 | 0 | 0 | 0 | 0 | 0 | 0 | 0.85912 | 0.70184 | 0.81478 | 0.85912 | 0.70184 | 0.81478 | -2.8771 | -126.6452 | 113.021 | -2.8771 | -126.6452 | 113.021
Line17_5_19 | 0 | 0 | 0 | 0 | 0 | 0 | 0 | 0 | 0 | 0 | 0 | 0 | -9.7341e-10 | -5.0707e-09 | 4.0023e-09 | 2.8612e-10 | 8.6178e-10 | 8.9398e-10 | -7.1414e-09 | 3.7416e-09 | 2.1563e-09 | -1.8707e-10 | -3.1791e-10 | -3.2169e-10 | 0 | 0 | 0 | 0 | 0 | 0 | 0.85912 | 0.70184 | 0.81478 | 0.85912 | 0.70184 | 0.81478 | -2.8771 | -126.6452 | 113.021 | -2.8771 | -126.6452 | 113.021
Line1_1_3 | 0 | 4.2277 | 4.0524 | 0 | 4.2277 | 4.0524 | 0 | 0.97636 | 0.93587 | 0 | 0.97636 | 0.93587 | -8.8177e-09 | 0.19347 | 0.39516 | 7.0388e-09 | -0.096737 | -0.19758 | -1.5622e-07 | 0.6693 | 0.50797 | 1.3231e-07 | -0.33465 | -0.25399 | 0 | 0 | 0 | 0 | -20.5222 | -119.0989 | 0.85912 | 0.70184 | 0.81478 | 0.6467 | 0.35092 | 0.621 | -2.8771 | -126.6452 | 113.021 | -2.6704 | -126.6452 | 113.021
Line2_1_4 | 0 | 0 | 0 | 0 | 0 | 0 | 0 | 0 | 0 | 0 | 0 | 0 | -1.9468e-09 | -1.0141e-08 | 8.0046e-09 | 1.2595e-09 | 5.9325e-09 | -3.1083e-09 | -1.4283e-08 | 7.4832e-09 | 4.3125e-09 | 6.9543e-09 | -4.0595e-09 | -2.4779e-09 | 0 | 0 | 0 | 0 | 0 | 0 | 0.85912 | 0.70184 | 0.81478 | 0.85912 | 0.70184 | 0.81478 | -2.8771 | -126.6452 | 113.021 | -2.8771 | -126.6452 | 113.021
Line3_1_5 | 0 | 0 | 0 | 0 | 0 | 0 | 0 | 0 | 0 | 0 | 0 | 0 | -1.9468e-09 | -1.0141e-08 | 8.0046e-09 | 1.2595e-09 | 5.9325e-09 | -3.1083e-09 | -1.4283e-08 | 7.4832e-09 | 4.3125e-09 | 6.9543e-09 | -4.0595e-09 | -2.4779e-09 | 0 | 0 | 0 | 0 | 0 | 0 | 0.85912 | 0.70184 | 0.81478 | 0.85912 | 0.70184 | 0.81478 | -2.8771 | -126.6452 | 113.021 | -2.8771 | -126.6452 | 113.021
Line4_2_6 | 0 | 0 | 0 | 0 | 0 | 0 | 0 | 0 | 0 | 0 | 0 | 0 | -4.8671e-09 | -2.5354e-08 | 2.0011e-08 | 4.1798e-09 | 2.1145e-08 | -1.5115e-08 | -3.5707e-08 | 1.8708e-08 | 1.0781e-08 | 2.8379e-08 | -1.5284e-08 | -8.9467e-09 | 0 | 0 | 0 | 0 | 0 | 0 | 0.85912 | 0.70184 | 0.81478 | 0.85912 | 0.70184 | 0.81478 | -2.8771 | -126.6452 | 113.021 | -2.8771 | -126.6452 | 113.021
Line5_6_7 | 0 | 0 | 0 | 0 | 0 | 0 | 0 | 0 | 0 | 0 | 0 | 0 | -3.8936e-09 | -2.0283e-08 | 1.6009e-08 | 3.2064e-09 | 1.6074e-08 | -1.1113e-08 | -2.8566e-08 | 1.4966e-08 | 8.625e-09 | 2.1237e-08 | -1.1543e-08 | -6.7905e-09 | 0 | 0 | 0 | 0 | 0 | 0 | 0.85912 | 0.70184 | 0.81478 | 0.85912 | 0.70184 | 0.81478 | -2.8771 | -126.6452 | 113.021 | -2.8771 | -126.6452 | 113.021
Line6_7_8 | 0 | 0 | 0 | 0 | 0 | 0 | 0 | 0 | 0 | 0 | 0 | 0 | -2.9202e-09 | -1.5212e-08 | 1.2007e-08 | 2.2329e-09 | 1.1003e-08 | -7.1106e-09 | -2.1424e-08 | 1.1225e-08 | 6.4688e-09 | 1.4096e-08 | -7.8011e-09 | -4.6342e-09 | 0 | 0 | 0 | 0 | 0 | 0 | 0.85912 | 0.70184 | 0.81478 | 0.85912 | 0.70184 | 0.81478 | -2.8771 | -126.6452 | 113.021 | -2.8771 | -126.6452 | 113.021
Line7_8_9 | 0 | 0 | 0 | 0 | 0 | 0 | 0 | 0 | 0 | 0 | 0 | 0 | -9.7341e-10 | -5.0707e-09 | 4.0023e-09 | 2.8612e-10 | 8.6178e-10 | 8.9398e-10 | -7.1414e-09 | 3.7416e-09 | 2.1563e-09 | -1.8707e-10 | -3.1791e-10 | -3.2169e-10 | 0 | 0 | 0 | 0 | 0 | 0 | 0.85912 | 0.70184 | 0.81478 | 0.85912 | 0.70184 | 0.81478 | -2.8771 | -126.6452 | 113.021 | -2.8771 | -126.6452 | 113.021
Line8_8_10 | 0 | 0 | 0 | 0 | 0 | 0 | 0 | 0 | 0 | 0 | 0 | 0 | -9.7341e-10 | -5.0707e-09 | 4.0023e-09 | 2.8612e-10 | 8.6178e-10 | 8.9398e-10 | -7.1414e-09 | 3.7416e-09 | 2.1563e-09 | -1.8707e-10 | -3.1791e-10 | -3.2169e-10 | 0 | 0 | 0 | 0 | 0 | 0 | 0.85912 | 0.70184 | 0.81478 | 0.85912 | 0.70184 | 0.81478 | -2.8771 | -126.6452 | 113.021 | -2.8771 | -126.6452 | 113.021
Line9_3_11 | 0 | 4.2277 | 4.0524 | 0 | 4.2277 | 4.0524 | 0 | 0.97636 | 0.93587 | 0 | 0.97636 | 0.93587 | -6.4965e-09 | 0.096737 | 0.19758 | 5.2001e-09 | 5.8708e-14 | 3.6042e-14 | -1.3246e-07 | 0.33465 | 0.25399 | 1.0469e-07 | 5.3111e-14 | 3.3735e-14 | 0 | 159.4778 | 60.9011 | 0 | -20.5222 | -119.0989 | 0.6467 | 0.35092 | 0.621 | 0.45833 | 0 | 0.45833 | -2.6704 | -126.6452 | 113.021 | -2.4183 | 0 | 0

## LLG_max_10
name | pf_ikss_a_from_ka | pf_ikss_b_from_ka | pf_ikss_c_from_ka | pf_ikss_a_to_ka | pf_ikss_b_to_ka | pf_ikss_c_to_ka | pf_skss_a_from_mw | pf_skss_b_from_mw | pf_skss_c_from_mw | pf_skss_a_to_mw | pf_skss_b_to_mw | pf_skss_c_to_mw | pf_p_a_from_mw | pf_p_b_from_mw | pf_p_c_from_mw | pf_p_a_to_mw | pf_p_b_to_mw | pf_p_c_to_mw | pf_q_a_from_mvar | pf_q_b_from_mvar | pf_q_c_from_mvar | pf_q_a_to_mvar | pf_q_b_to_mvar | pf_q_c_to_mvar | pf_ikss_a_from_degree | pf_ikss_b_from_degree | pf_ikss_c_from_degree | pf_ikss_a_to_degree | pf_ikss_b_to_degree | pf_ikss_c_to_degree | pf_vm_a_from_pu | pf_vm_b_from_pu | pf_vm_c_from_pu | pf_vm_a_to_pu | pf_vm_b_to_pu | pf_vm_c_to_pu | pf_va_a_from_degree | pf_va_b_from_degree | pf_va_c_from_degree | pf_va_a_to_degree | pf_va_b_to_degree | pf_va_c_to_degree
Line0_1_2 | 0 | 0 | 0 | 0 | 0 | 0 | 0 | 0 | 0 | 0 | 0 | 0 | -6.5283e-09 | -3.3863e-08 | 2.6721e-08 | 5.7635e-09 | 2.918e-08 | -2.1273e-08 | -4.8319e-08 | 2.503e-08 | 1.4358e-08 | 4.0055e-08 | -2.1213e-08 | -1.2323e-08 | 0 | 0 | 0 | 0 | 0 | 0 | 0.89357 | 0.72372 | 0.84624 | 0.89357 | 0.72372 | 0.84624 | -2.9612 | -126.8571 | 112.8112 | -2.9612 | -126.8571 | 112.8112
Line10_11_12 | 0 | 0 | 0 | 0 | 0 | 0 | 0 | 0 | 0 | 0 | 0 | 0 | -4.8902e-09 | -2.524e-20 | -5.0179e-21 | 4.8902e-09 | 2.2802e-15 | 9.4949e-16 | -1.1502e-07 | -2.7269e-20 | 2.3568e-20 | 9.5705e-08 | 4.4062e-15 | 1.5357e-15 | 0 | 0 | 0 | 0 | 0 | 0 | 0.48018 | 0 | 0.48018 | 0.48018 | 0 | 0.48018 | -2.4948 | 0 | 0 | -2.4948 | 0 | 0
Line11_12_13 | 0 | 0 | 0 | 0 | 0 | 0 | 0 | 0 | 0 | 0 | 0 | 0 | -4.0752e-09 | -2.2688e-15 | -1.0212e-15 | 4.0752e-09 | 3.3317e-15 | 1.3565e-15 | -9.5851e-08 | -4.2617e-15 | -1.559e-15 | 7.6534e-08 | 6.4735e-15 | 2.2143e-15 | 0 | 0 | 0 | 0 | 0 | 0 | 0.48018 | 0 | 0.48018 | 0.48018 | 0 | 0.48018 | -2.4948 | 0 | 0 | -2.4948 | 0 | 0
Line12_13_15 | 0 | 0 | 0 | 0 | 0 | 0 | 0 | 0 | 0 | 0 | 0 | 0 | -2.4451e-09 | -2.4831e-15 | -1.1149e-15 | 2.4451e-09 | 2.1107e-15 | 7.6896e-16 | -5.751e-08 | -4.6576e-15 | -1.6922e-15 | 3.8194e-08 | 4.2277e-15 | 1.3433e-15 | 0 | 0 | 0 | 0 | 0 | 0 | 0.48018 | 0 | 0.48018 | 0.48018 | 0 | 0.48018 | -2.4948 | 0 | 0 | -2.4948 | 0 | 0
Line13_13_14 | 0 | 0 | 0 | 0 | 0 | 0 | 0 | 0 | 0 | 0 | 0 | 0 | -8.1504e-10 | -8.2771e-16 | -3.7162e-16 | 8.1504e-10 | 2.2907e-17 | -1.3495e-16 | -1.917e-08 | -1.5525e-15 | -5.6406e-16 | -1.4602e-10 | 2.792e-16 | -4.1651e-17 | 0 | 0 | 0 | 0 | 0 | 0 | 0.48018 | 0 | 0.48018 | 0.48018 | 0 | 0.48018 | -2.4948 | 0 | 0 | -2.4948 | 0 | 0
Line14_15_16 | 0 | 0 | 0 | 0 | 0 | 0 | 0 | 0 | 0 | 0 | 0 | 0 | -1.6301e-09 | -2.084e-15 | -9.3061e-16 | 1.6301e-09 | 1.2071e-15 | 3.4221e-16 | -3.834e-08 | -3.897e-15 | -1.3944e-15 | 1.9024e-08 | 2.5646e-15 | 7.1526e-16 | 0 | 0 | 0 | 0 | 0 | 0 | 0.48018 | 0 | 0.48018 | 0.48018 | 0 | 0.48018 | -2.4948 | 0 | 0 | -2.4948 | 0 | 0
Line15_16_17 | 0 | 0 | 0 | 0 | 0 | 0 | 0 | 0 | 0 | 0 | 0 | 0 | -8.1504e-10 | -1.1765e-15 | -5.2214e-16 | 8.1504e-10 | 3.2573e-17 | -1.8486e-16 | -1.917e-08 | -2.1924e-15 | -7.7079e-16 | -1.4602e-10 | 3.8817e-16 | -5.522e-17 | 0 | 0 | 0 | 0 | 0 | 0 | 0.48018 | 0 | 0.48018 | 0.48018 | 0 | 0.48018 | -2.4948 | 0 | 0 | -2.4948 | 0 | 0
Line16_4_18 | 0 | 0 | 0 | 0 | 0 | 0 | 0 | 0 | 0 | 0 | 0 | 0 | -1.088e-09 | -5.6439e-09 | 4.4535e-09 | 3.2331e-10 | 9.6073e-10 | 9.9435e-10 | -8.0532e-09 | 4.1717e-09 | 2.393e-09 | -2.1072e-10 | -3.5455e-10 | -3.577e-10 | 0 | 0 | 0 | 0 | 0 | 0 | 0.89357 | 0.72372 | 0.84624 | 0.89357 | 0.72372 | 0.84624 | -2.9612 | -126.8571 | 112.8112 | -2.9612 | -126.8571 | 112.8112
Line17_5_19 | 0 | 0 | 0 | 0 | 0 | 0 | 0 | 0 | 0 | 0 | 0 | 0 | -1.088e-09 | -5.6439e-09 | 4.4535e-09 | 3.2331e-10 | 9.6073e-10 | 9.9435e-10 | -8.0532e-09 | 4.1717e-09 | 2.393e-09 | -2.1072e-10 | -3.5455e-10 | -3.577e-10 | 0 | 0 | 0 | 0 | 0 | 0 | 0.89357 | 0.72372 | 0.84624 | 0.89357 | 0.72372 | 0.84624 | -2.9612 | -126.8571 | 112.8112 | -2.9612 | -126.8571 | 112.8112
Line1_1_3 | 0 | 4.3625 | 4.176 | 0 | 4.3625 | 4.176 | 0 | 1.0075 | 0.9644 | 0 | 1.0075 | 0.9644 | -9.6868e-09 | 0.20615 | 0.4198 | 7.7276e-09 | -0.10307 | -0.2099 | -1.7118e-07 | 0.71253 | 0.53936 | 1.4501e-07 | -0.35626 | -0.26968 | 0 | 0 | 0 | 0 | -20.7211 | -119.2942 | 0.89357 | 0.72372 | 0.84624 | 0.67457 | 0.36186 | 0.64718 | -2.9612 | -126.8571 | 112.8112 | -2.7507 | -126.8571 | 112.8112
Line2_1_4 | 0 | 0 | 0 | 0 | 0 | 0 | 0 | 0 | 0 | 0 | 0 | 0 | -2.1761e-09 | -1.1288e-08 | 8.9071e-09 | 1.4114e-09 | 6.6046e-09 | -3.4592e-09 | -1.6106e-08 | 8.3435e-09 | 4.786e-09 | 7.8425e-09 | -4.5263e-09 | -2.7507e-09 | 0 | 0 | 0 | 0 | 0 | 0 | 0.89357 | 0.72372 | 0.84624 | 0.89357 | 0.72372 | 0.84624 | -2.9612 | -126.8571 | 112.8112 | -2.9612 | -126.8571 | 112.8112
Line3_1_5 | 0 | 0 | 0 | 0 | 0 | 0 | 0 | 0 | 0 | 0 | 0 | 0 | -2.1761e-09 | -1.1288e-08 | 8.9071e-09 | 1.4114e-09 | 6.6046e-09 | -3.4592e-09 | -1.6106e-08 | 8.3435e-09 | 4.786e-09 | 7.8425e-09 | -4.5263e-09 | -2.7507e-09 | 0 | 0 | 0 | 0 | 0 | 0 | 0.89357 | 0.72372 | 0.84624 | 0.89357 | 0.72372 | 0.84624 | -2.9612 | -126.8571 | 112.8112 | -2.9612 | -126.8571 | 112.8112
Line4_2_6 | 0 | 0 | 0 | 0 | 0 | 0 | 0 | 0 | 0 | 0 | 0 | 0 | -5.4402e-09 | -2.8219e-08 | 2.2268e-08 | 4.6755e-09 | 2.3536e-08 | -1.682e-08 | -4.0266e-08 | 2.0859e-08 | 1.1965e-08 | 3.2002e-08 | -1.7041e-08 | -9.9297e-09 | 0 | 0 | 0 | 0 | 0 | 0 | 0.89357 | 0.72372 | 0.84624 | 0.89357 | 0.72372 | 0.84624 | -2.9612 | -126.8571 | 112.8112 | -2.9612 | -126.8571 | 112.8112
Line5_6_7 | 0 | 0 | 0 | 0 | 0 | 0 | 0 | 0 | 0 | 0 | 0 | 0 | -4.3522e-09 | -2.2576e-08 | 1.7814e-08 | 3.5874e-09 | 1.7892e-08 | -1.2366e-08 | -3.2213e-08 | 1.6687e-08 | 9.572e-09 | 2.3949e-08 | -1.287e-08 | -7.5367e-09 | 0 | 0 | 0 | 0 | 0 | 0 | 0.89357 | 0.72372 | 0.84624 | 0.89357 | 0.72372 | 0.84624 | -2.9612 | -126.8571 | 112.8112 | -2.9612 | -126.8571 | 112.8112
Line6_7_8 | 0 | 0 | 0 | 0 | 0 | 0 | 0 | 0 | 0 | 0 | 0 | 0 | -3.2641e-09 | -1.6932e-08 | 1.3361e-08 | 2.4994e-09 | 1.2249e-08 | -7.9127e-09 | -2.416e-08 | 1.2515e-08 | 7.179e-09 | 1.5896e-08 | -8.698e-09 | -5.1437e-09 | 0 | 0 | 0 | 0 | 0 | 0 | 0.89357 | 0.72372 | 0.84624 | 0.89357 | 0.72372 | 0.84624 | -2.9612 | -126.8571 | 112.8112 | -2.9612 | -126.8571 | 112.8112
Line7_8_9 | 0 | 0 | 0 | 0 | 0 | 0 | 0 | 0 | 0 | 0 | 0 | 0 | -1.088e-09 | -5.6439e-09 | 4.4535e-09 | 3.2331e-10 | 9.6073e-10 | 9.9435e-10 | -8.0532e-09 | 4.1717e-09 | 2.393e-09 | -2.1072e-10 | -3.5455e-10 | -3.577e-10 | 0 | 0 | 0 | 0 | 0 | 0 | 0.89357 | 0.72372 | 0.84624 | 0.89357 | 0.72372 | 0.84624 | -2.9612 | -126.8571 | 112.8112 | -2.9612 | -126.8571 | 112.8112
Line8_8_10 | 0 | 0 | 0 | 0 | 0 | 0 | 0 | 0 | 0 | 0 | 0 | 0 | -1.088e-09 | -5.6439e-09 | 4.4535e-09 | 3.2331e-10 | 9.6073e-10 | 9.9435e-10 | -8.0532e-09 | 4.1717e-09 | 2.393e-09 | -2.1072e-10 | -3.5455e-10 | -3.577e-10 | 0 | 0 | 0 | 0 | 0 | 0 | 0.89357 | 0.72372 | 0.84624 | 0.89357 | 0.72372 | 0.84624 | -2.9612 | -126.8571 | 112.8112 | -2.9612 | -126.8571 | 112.8112
Line9_3_11 | 0 | 4.3625 | 4.176 | 0 | 4.3625 | 4.176 | 0 | 1.0075 | 0.9644 | 0 | 1.0075 | 0.9644 | -7.1288e-09 | 0.10307 | 0.2099 | 5.7053e-09 | 2.0401e-13 | 1.0459e-13 | -1.4519e-07 | 0.35626 | 0.26968 | 1.1487e-07 | -1.1094e-13 | -1.6366e-13 | 0 | 159.2789 | 60.7058 | 0 | -20.7211 | -119.2942 | 0.67457 | 0.36186 | 0.64718 | 0.48018 | 0 | 0.48018 | -2.7507 | -126.8571 | 112.8112 | -2.4948 | 0 | 0

## LLG_max_fault_6
name | pf_ikss_a_from_ka | pf_ikss_b_from_ka | pf_ikss_c_from_ka | pf_ikss_a_to_ka | pf_ikss_b_to_ka | pf_ikss_c_to_ka | pf_skss_a_from_mw | pf_skss_b_from_mw | pf_skss_c_from_mw | pf_skss_a_to_mw | pf_skss_b_to_mw | pf_skss_c_to_mw | pf_p_a_from_mw | pf_p_b_from_mw | pf_p_c_from_mw | pf_p_a_to_mw | pf_p_b_to_mw | pf_p_c_to_mw | pf_q_a_from_mvar | pf_q_b_from_mvar | pf_q_c_from_mvar | pf_q_a_to_mvar | pf_q_b_to_mvar | pf_q_c_to_mvar | pf_ikss_a_from_degree | pf_ikss_b_from_degree | pf_ikss_c_from_degree | pf_ikss_a_to_degree | pf_ikss_b_to_degree | pf_ikss_c_to_degree | pf_vm_a_from_pu | pf_vm_b_from_pu | pf_vm_c_from_pu | pf_vm_a_to_pu | pf_vm_b_to_pu | pf_vm_c_to_pu | pf_va_a_from_degree | pf_va_b_from_degree | pf_va_c_from_degree | pf_va_a_to_degree | pf_va_b_to_degree | pf_va_c_to_degree
Line0_1_2 | 0 | 0 | 0 | 0 | 0 | 0 | 0 | 0 | 0 | 0 | 0 | 0 | -1.3969e-10 | -2.1598e-10 | 2.347e-10 | 1.178e-10 | 1.8776e-10 | -1.8458e-10 | -2.6086e-10 | 3.0222e-10 | 6.0042e-11 | 2.155e-10 | -2.6059e-10 | -5.6387e-11 | 0 | 0 | 0 | 0 | 0 | 0 | 1.0493 | 1.0474 | 1.0481 | 1.0493 | 1.0474 | 1.0481 | -0.026689 | -120.1242 | 119.9097 | -0.026689 | -120.1242 | 119.9097
Line10_11_12 | 0 | 0 | 0 | 0 | 0 | 0 | 0 | 0 | 0 | 0 | 0 | 0 | -3.462e-10 | -7.2017e-10 | 6.5954e-10 | 2.939e-10 | 6.2861e-10 | -5.1569e-10 | -8.0311e-10 | 7.9809e-10 | 1.979e-10 | 6.6605e-10 | -6.8455e-10 | -1.7508e-10 | 0 | 0 | 0 | 0 | 0 | 0 | 1.0468 | 1.0411 | 1.0443 | 1.0468 | 1.0411 | 1.0443 | -0.045586 | -120.278 | 119.8548 | -0.045586 | -120.278 | 119.8548
Line11_12_13 | 0 | 0 | 0 | 0 | 0 | 0 | 0 | 0 | 0 | 0 | 0 | 0 | -2.885e-10 | -6.0014e-10 | 5.4962e-10 | 2.362e-10 | 5.0858e-10 | -4.0576e-10 | -6.6926e-10 | 6.6508e-10 | 1.6492e-10 | 5.322e-10 | -5.5154e-10 | -1.421e-10 | 0 | 0 | 0 | 0 | 0 | 0 | 1.0468 | 1.0411 | 1.0443 | 1.0468 | 1.0411 | 1.0443 | -0.045586 | -120.278 | 119.8548 | -0.045586 | -120.278 | 119.8548
Line12_13_15 | 0 | 0 | 0 | 0 | 0 | 0 | 0 | 0 | 0 | 0 | 0 | 0 | -1.731e-10 | -3.6008e-10 | 3.2977e-10 | 1.208e-10 | 2.6853e-10 | -1.8592e-10 | -4.0156e-10 | 3.9905e-10 | 9.8952e-11 | 2.6449e-10 | -2.8551e-10 | -7.6127e-11 | 0 | 0 | 0 | 0 | 0 | 0 | 1.0468 | 1.0411 | 1.0443 | 1.0468 | 1.0411 | 1.0443 | -0.045586 | -120.278 | 119.8548 | -0.045586 | -120.278 | 119.8548
Line13_13_14 | 0 | 0 | 0 | 0 | 0 | 0 | 0 | 0 | 0 | 0 | 0 | 0 | -5.77e-11 | -1.2003e-10 | 1.0992e-10 | 5.4025e-12 | 2.847e-11 | 3.3932e-11 | -1.3385e-10 | 1.3302e-10 | 3.2984e-11 | -3.212e-12 | -1.9477e-11 | -1.0159e-11 | 0 | 0 | 0 | 0 | 0 | 0 | 1.0468 | 1.0411 | 1.0443 | 1.0468 | 1.0411 | 1.0443 | -0.045586 | -120.278 | 119.8548 | -0.045586 | -120.278 | 119.8548
Line14_15_16 | 0 | 0 | 0 | 0 | 0 | 0 | 0 | 0 | 0 | 0 | 0 | 0 | -1.154e-10 | -2.4006e-10 | 2.1985e-10 | 6.3103e-11 | 1.485e-10 | -7.5992e-11 | -2.677e-10 | 2.6603e-10 | 6.5968e-11 | 1.3064e-10 | -1.5249e-10 | -4.3143e-11 | 0 | 0 | 0 | 0 | 0 | 0 | 1.0468 | 1.0411 | 1.0443 | 1.0468 | 1.0411 | 1.0443 | -0.045586 | -120.278 | 119.8548 | -0.045586 | -120.278 | 119.8548
Line15_16_17 | 0 | 0 | 0 | 0 | 0 | 0 | 0 | 0 | 0 | 0 | 0 | 0 | -5.77e-11 | -1.2003e-10 | 1.0992e-10 | 5.4025e-12 | 2.847e-11 | 3.3932e-11 | -1.3385e-10 | 1.3302e-10 | 3.2984e-11 | -3.212e-12 | -1.9477e-11 | -1.0159e-11 | 0 | 0 | 0 | 0 | 0 | 0 | 1.0468 | 1.0411 | 1.0443 | 1.0468 | 1.0411 | 1.0443 | -0.045586 | -120.278 | 119.8548 | -0.045586 | -120.278 | 119.8548
Line16_4_18 | 0 | 0 | 0 | 0 | 0 | 0 | 0 | 0 | 0 | 0 | 0 | 0 | -2.3282e-11 | -3.5996e-11 | 3.9116e-11 | 1.3886e-12 | 7.7764e-12 | 1.0997e-11 | -4.3477e-11 | 5.0369e-11 | 1.0007e-11 | -1.8824e-12 | -8.7476e-12 | -6.352e-12 | 0 | 0 | 0 | 0 | 0 | 0 | 1.0493 | 1.0474 | 1.0481 | 1.0493 | 1.0474 | 1.0481 | -0.026689 | -120.1242 | 119.9097 | -0.026689 | -120.1242 | 119.9097
Line17_5_19 | 0 | 0 | 0 | 0 | 0 | 0 | 0 | 0 | 0 | 0 | 0 | 0 | -2.3282e-11 | -3.5996e-11 | 3.9116e-11 | 1.3886e-12 | 7.7764e-12 | 1.0997e-11 | -4.3477e-11 | 5.0369e-11 | 1.0007e-11 | -1.8824e-12 | -8.7476e-12 | -6.352e-12 | 0 | 0 | 0 | 0 | 0 | 0 | 1.0493 | 1.0474 | 1.0481 | 1.0493 | 1.0474 | 1.0481 | -0.026689 | -120.1242 | 119.9097 | -0.026689 | -120.1242 | 119.9097
Line1_1_3 | 0 | 0.034049 | 0.034002 | 0 | 0.034049 | 0.034002 | 0 | 0.0078633 | 0.0078525 | 0 | 0.0078633 | 0.0078525 | -4.2929e-10 | 0.0058113 | 0.0058087 | 3.9974e-10 | -0.005804 | -0.0057948 | -9.8084e-10 | 0.0058426 | 0.0058199 | 9.12e-10 | -0.0058197 | -0.0058003 | 0 | 0 | 0 | 0 | 14.722 | -105.1452 | 1.0493 | 1.0474 | 1.0481 | 1.0481 | 1.0442 | 1.0462 | -0.026689 | -120.1242 | 119.9097 | -0.036133 | -120.2009 | 119.8823
Line2_1_4 | 0 | 0 | 0 | 0 | 0 | 0 | 0 | 0 | 0 | 0 | 0 | 0 | -4.6564e-11 | -7.1993e-11 | 7.8232e-11 | 2.467e-11 | 4.3773e-11 | -2.8119e-11 | -8.6954e-11 | 1.0074e-10 | 2.0014e-11 | 4.1595e-11 | -5.9117e-11 | -1.6359e-11 | 0 | 0 | 0 | 0 | 0 | 0 | 1.0493 | 1.0474 | 1.0481 | 1.0493 | 1.0474 | 1.0481 | -0.026689 | -120.1242 | 119.9097 | -0.026689 | -120.1242 | 119.9097
Line3_1_5 | 0 | 0 | 0 | 0 | 0 | 0 | 0 | 0 | 0 | 0 | 0 | 0 | -4.6564e-11 | -7.1993e-11 | 7.8232e-11 | 2.467e-11 | 4.3773e-11 | -2.8119e-11 | -8.6954e-11 | 1.0074e-10 | 2.0014e-11 | 4.1595e-11 | -5.9117e-11 | -1.6359e-11 | 0 | 0 | 0 | 0 | 0 | 0 | 1.0493 | 1.0474 | 1.0481 | 1.0493 | 1.0474 | 1.0481 | -0.026689 | -120.1242 | 119.9097 | -0.026689 | -120.1242 | 119.9097
Line4_2_6 | 0 | 0 | 0 | 0 | 0 | 0 | 0 | 0 | 0 | 0 | 0 | 0 | -1.1641e-10 | -1.7998e-10 | 1.9558e-10 | 9.4516e-11 | 1.5176e-10 | -1.4547e-10 | -2.1738e-10 | 2.5185e-10 | 5.0035e-11 | 1.7203e-10 | -2.1023e-10 | -4.638e-11 | 0 | 0 | 0 | 0 | 0 | 0 | 1.0493 | 1.0474 | 1.0481 | 1.0493 | 1.0474 | 1.0481 | -0.026689 | -120.1242 | 119.9097 | -0.026689 | -120.1242 | 119.9097
Line5_6_7 | 0 | 0 | 0 | 0 | 0 | 0 | 0 | 0 | 0 | 0 | 0 | 0 | -9.3127e-11 | -1.4399e-10 | 1.5646e-10 | 7.1234e-11 | 1.1577e-10 | -1.0635e-10 | -1.7391e-10 | 2.0148e-10 | 4.0028e-11 | 1.2855e-10 | -1.5986e-10 | -3.6373e-11 | 0 | 0 | 0 | 0 | 0 | 0 | 1.0493 | 1.0474 | 1.0481 | 1.0493 | 1.0474 | 1.0481 | -0.026689 | -120.1242 | 119.9097 | -0.026689 | -120.1242 | 119.9097
Line6_7_8 | 0 | 0 | 0 | 0 | 0 | 0 | 0 | 0 | 0 | 0 | 0 | 0 | -6.9845e-11 | -1.0799e-10 | 1.1735e-10 | 4.7952e-11 | 7.9769e-11 | -6.7235e-11 | -1.3043e-10 | 1.5111e-10 | 3.0021e-11 | 8.5072e-11 | -1.0949e-10 | -2.6366e-11 | 0 | 0 | 0 | 0 | 0 | 0 | 1.0493 | 1.0474 | 1.0481 | 1.0493 | 1.0474 | 1.0481 | -0.026689 | -120.1242 | 119.9097 | -0.026689 | -120.1242 | 119.9097
Line7_8_9 | 0 | 0 | 0 | 0 | 0 | 0 | 0 | 0 | 0 | 0 | 0 | 0 | -2.3282e-11 | -3.5996e-11 | 3.9116e-11 | 1.3886e-12 | 7.7764e-12 | 1.0997e-11 | -4.3477e-11 | 5.0369e-11 | 1.0007e-11 | -1.8824e-12 | -8.7476e-12 | -6.352e-12 | 0 | 0 | 0 | 0 | 0 | 0 | 1.0493 | 1.0474 | 1.0481 | 1.0493 | 1.0474 | 1.0481 | -0.026689 | -120.1242 | 119.9097 | -0.026689 | -120.1242 | 119.9097
Line8_8_10 | 0 | 0 | 0 | 0 | 0 | 0 | 0 | 0 | 0 | 0 | 0 | 0 | -2.3282e-11 | -3.5996e-11 | 3.9116e-11 | 1.3886e-12 | 7.7764e-12 | 1.0997e-11 | -4.3477e-11 | 5.0369e-11 | 1.0007e-11 | -1.8824e-12 | -8.7476e-12 | -6.352e-12 | 0 | 0 | 0 | 0 | 0 | 0 | 1.0493 | 1.0474 | 1.0481 | 1.0493 | 1.0474 | 1.0481 | -0.026689 | -120.1242 | 119.9097 | -0.026689 | -120.1242 | 119.9097
Line9_3_11 | 0 | 0.034049 | 0.034002 | 0 | 0.034049 | 0.034002 | 0 | 0.0078633 | 0.0078525 | 0 | 0.0078633 | 0.0078525 | -3.9635e-10 | 0.005804 | 0.0057948 | 3.516e-10 | -0.0057967 | -0.0057808 | -9.1454e-10 | 0.0058197 | 0.0058003 | 7.999e-10 | -0.0057967 | -0.0057808 | 0 | -165.278 | 74.8548 | 0 | 14.722 | -105.1452 | 1.0481 | 1.0442 | 1.0462 | 1.0468 | 1.0411 | 1.0443 | -0.036133 | -120.2009 | 119.8823 | -0.045586 | -120.278 | 119.8548

## LLG_max_fault_10
name | pf_ikss_a_from_ka | pf_ikss_b_from_ka | pf_ikss_c_from_ka | pf_ikss_a_to_ka | pf_ikss_b_to_ka | pf_ikss_c_to_ka | pf_skss_a_from_mw | pf_skss_b_from_mw | pf_skss_c_from_mw | pf_skss_a_to_mw | pf_skss_b_to_mw | pf_skss_c_to_mw | pf_p_a_from_mw | pf_p_b_from_mw | pf_p_c_from_mw | pf_p_a_to_mw | pf_p_b_to_mw | pf_p_c_to_mw | pf_q_a_from_mvar | pf_q_b_from_mvar | pf_q_c_from_mvar | pf_q_a_to_mvar | pf_q_b_to_mvar | pf_q_c_to_mvar | pf_ikss_a_from_degree | pf_ikss_b_from_degree | pf_ikss_c_from_degree | pf_ikss_a_to_degree | pf_ikss_b_to_degree | pf_ikss_c_to_degree | pf_vm_a_from_pu | pf_vm_b_from_pu | pf_vm_c_from_pu | pf_vm_a_to_pu | pf_vm_b_to_pu | pf_vm_c_to_pu | pf_va_a_from_degree | pf_va_b_from_degree | pf_va_c_from_degree | pf_va_a_to_degree | pf_va_b_to_degree | pf_va_c_to_degree
Line0_1_2 | 0 | 0 | 0 | 0 | 0 | 0 | 0 | 0 | 0 | 0 | 0 | 0 | -1.6043e-10 | -2.4805e-10 | 2.6947e-10 | 1.3529e-10 | 2.1565e-10 | -2.1192e-10 | -2.9959e-10 | 3.4711e-10 | 6.8974e-11 | 2.475e-10 | -2.9931e-10 | -6.4776e-11 | 0 | 0 | 0 | 0 | 0 | 0 | 1.0993 | 1.0971 | 1.0979 | 1.0993 | 1.0971 | 1.0979 | -0.027958 | -120.1301 | 119.9055 | -0.027958 | -120.1301 | 119.9055
Line10_11_12 | 0 | 0 | 0 | 0 | 0 | 0 | 0 | 0 | 0 | 0 | 0 | 0 | -3.8703e-10 | -8.0119e-10 | 7.3558e-10 | 3.2853e-10 | 6.9929e-10 | -5.7519e-10 | -8.9465e-10 | 8.9121e-10 | 2.202e-10 | 7.4192e-10 | -7.645e-10 | -1.9498e-10 | 0 | 0 | 0 | 0 | 0 | 0 | 1.0966 | 1.0906 | 1.094 | 1.0966 | 1.0906 | 1.094 | -0.046852 | -120.2839 | 119.8506 | -0.046852 | -120.2839 | 119.8506
Line11_12_13 | 0 | 0 | 0 | 0 | 0 | 0 | 0 | 0 | 0 | 0 | 0 | 0 | -3.2252e-10 | -6.6766e-10 | 6.1298e-10 | 2.6402e-10 | 5.6576e-10 | -4.5259e-10 | -7.4554e-10 | 7.4267e-10 | 1.835e-10 | 5.9281e-10 | -6.1596e-10 | -1.5827e-10 | 0 | 0 | 0 | 0 | 0 | 0 | 1.0966 | 1.0906 | 1.094 | 1.0966 | 1.0906 | 1.094 | -0.046852 | -120.2839 | 119.8506 | -0.046852 | -120.2839 | 119.8506
Line12_13_15 | 0 | 0 | 0 | 0 | 0 | 0 | 0 | 0 | 0 | 0 | 0 | 0 | -1.9351e-10 | -4.0059e-10 | 3.6779e-10 | 1.3501e-10 | 2.987e-10 | -2.074e-10 | -4.4732e-10 | 4.456e-10 | 1.101e-10 | 2.9459e-10 | -3.1889e-10 | -8.4874e-11 | 0 | 0 | 0 | 0 | 0 | 0 | 1.0966 | 1.0906 | 1.094 | 1.0966 | 1.0906 | 1.094 | -0.046852 | -120.2839 | 119.8506 | -0.046852 | -120.2839 | 119.8506
Line13_13_14 | 0 | 0 | 0 | 0 | 0 | 0 | 0 | 0 | 0 | 0 | 0 | 0 | -6.4505e-11 | -1.3353e-10 | 1.226e-10 | 6.0022e-12 | 3.1639e-11 | 3.7797e-11 | -1.4911e-10 | 1.4853e-10 | 3.67e-11 | -3.623e-12 | -2.1825e-11 | -1.1473e-11 | 0 | 0 | 0 | 0 | 0 | 0 | 1.0966 | 1.0906 | 1.094 | 1.0966 | 1.0906 | 1.094 | -0.046852 | -120.2839 | 119.8506 | -0.046852 | -120.2839 | 119.8506
Line14_15_16 | 0 | 0 | 0 | 0 | 0 | 0 | 0 | 0 | 0 | 0 | 0 | 0 | -1.2901e-10 | -2.6706e-10 | 2.4519e-10 | 7.0507e-11 | 1.6517e-10 | -8.48e-11 | -2.9822e-10 | 2.9707e-10 | 7.3401e-11 | 1.4548e-10 | -1.7036e-10 | -4.8173e-11 | 0 | 0 | 0 | 0 | 0 | 0 | 1.0966 | 1.0906 | 1.094 | 1.0966 | 1.0906 | 1.094 | -0.046852 | -120.2839 | 119.8506 | -0.046852 | -120.2839 | 119.8506
Line15_16_17 | 0 | 0 | 0 | 0 | 0 | 0 | 0 | 0 | 0 | 0 | 0 | 0 | -6.4505e-11 | -1.3353e-10 | 1.226e-10 | 6.0022e-12 | 3.1639e-11 | 3.7797e-11 | -1.4911e-10 | 1.4853e-10 | 3.67e-11 | -3.623e-12 | -2.1825e-11 | -1.1473e-11 | 0 | 0 | 0 | 0 | 0 | 0 | 1.0966 | 1.0906 | 1.094 | 1.0966 | 1.0906 | 1.094 | -0.046852 | -120.2839 | 119.8506 | -0.046852 | -120.2839 | 119.8506
Line16_4_18 | 0 | 0 | 0 | 0 | 0 | 0 | 0 | 0 | 0 | 0 | 0 | 0 | -2.6738e-11 | -4.1342e-11 | 4.4911e-11 | 1.5974e-12 | 8.9348e-12 | 1.2637e-11 | -4.9932e-11 | 5.7852e-11 | 1.1496e-11 | -2.1642e-12 | -1.0053e-11 | -7.2972e-12 | 0 | 0 | 0 | 0 | 0 | 0 | 1.0993 | 1.0971 | 1.0979 | 1.0993 | 1.0971 | 1.0979 | -0.027958 | -120.1301 | 119.9055 | -0.027958 | -120.1301 | 119.9055
Line17_5_19 | 0 | 0 | 0 | 0 | 0 | 0 | 0 | 0 | 0 | 0 | 0 | 0 | -2.6738e-11 | -4.1342e-11 | 4.4911e-11 | 1.5974e-12 | 8.9348e-12 | 1.2637e-11 | -4.9932e-11 | 5.7852e-11 | 1.1496e-11 | -2.1642e-12 | -1.0053e-11 | -7.2972e-12 | 0 | 0 | 0 | 0 | 0 | 0 | 1.0993 | 1.0971 | 1.0979 | 1.0993 | 1.0971 | 1.0979 | -0.027958 | -120.1301 | 119.9055 | -0.027958 | -120.1301 | 119.9055
Line1_1_3 | 0 | 0.035667 | 0.035617 | 0 | 0.035667 | 0.035617 | 0 | 0.008237 | 0.0082254 | 0 | 0.008237 | 0.0082254 | -4.8058e-10 | 0.0063768 | 0.0063735 | 4.4704e-10 | -0.0063688 | -0.0063582 | -1.0941e-09 | 0.0064111 | 0.0063857 | 1.0163e-09 | -0.0063859 | -0.0063643 | 0 | 0 | 0 | 0 | 14.7161 | -105.1494 | 1.0993 | 1.0971 | 1.0979 | 1.0979 | 1.0938 | 1.0959 | -0.027958 | -120.1301 | 119.9055 | -0.037401 | -120.2068 | 119.8781
Line2_1_4 | 0 | 0 | 0 | 0 | 0 | 0 | 0 | 0 | 0 | 0 | 0 | 0 | -5.3476e-11 | -8.2685e-11 | 8.9823e-11 | 2.8335e-11 | 5.0277e-11 | -3.2275e-11 | -9.9865e-11 | 1.157e-10 | 2.2991e-11 | 4.7768e-11 | -6.7905e-11 | -1.8793e-11 | 0 | 0 | 0 | 0 | 0 | 0 | 1.0993 | 1.0971 | 1.0979 | 1.0993 | 1.0971 | 1.0979 | -0.027958 | -120.1301 | 119.9055 | -0.027958 | -120.1301 | 119.9055
Line3_1_5 | 0 | 0 | 0 | 0 | 0 | 0 | 0 | 0 | 0 | 0 | 0 | 0 | -5.3476e-11 | -8.2685e-11 | 8.9823e-11 | 2.8335e-11 | 5.0277e-11 | -3.2275e-11 | -9.9865e-11 | 1.157e-10 | 2.2991e-11 | 4.7768e-11 | -6.7905e-11 | -1.8793e-11 | 0 | 0 | 0 | 0 | 0 | 0 | 1.0993 | 1.0971 | 1.0979 | 1.0993 | 1.0971 | 1.0979 | -0.027958 | -120.1301 | 119.9055 | -0.027958 | -120.1301 | 119.9055
Line4_2_6 | 0 | 0 | 0 | 0 | 0 | 0 | 0 | 0 | 0 | 0 | 0 | 0 | -1.3369e-10 | -2.0671e-10 | 2.2456e-10 | 1.0855e-10 | 1.743e-10 | -1.6701e-10 | -2.4966e-10 | 2.8926e-10 | 5.7479e-11 | 1.9757e-10 | -2.4146e-10 | -5.328e-11 | 0 | 0 | 0 | 0 | 0 | 0 | 1.0993 | 1.0971 | 1.0979 | 1.0993 | 1.0971 | 1.0979 | -0.027958 | -120.1301 | 119.9055 | -0.027958 | -120.1301 | 119.9055
Line5_6_7 | 0 | 0 | 0 | 0 | 0 | 0 | 0 | 0 | 0 | 0 | 0 | 0 | -1.0695e-10 | -1.6537e-10 | 1.7965e-10 | 8.1811e-11 | 1.3296e-10 | -1.221e-10 | -1.9973e-10 | 2.3141e-10 | 4.5983e-11 | 1.4763e-10 | -1.8361e-10 | -4.1784e-11 | 0 | 0 | 0 | 0 | 0 | 0 | 1.0993 | 1.0971 | 1.0979 | 1.0993 | 1.0971 | 1.0979 | -0.027958 | -120.1301 | 119.9055 | -0.027958 | -120.1301 | 119.9055
Line6_7_8 | 0 | 0 | 0 | 0 | 0 | 0 | 0 | 0 | 0 | 0 | 0 | 0 | -8.0213e-11 | -1.2403e-10 | 1.3473e-10 | 5.5073e-11 | 9.1619e-11 | -7.7186e-11 | -1.498e-10 | 1.7356e-10 | 3.4487e-11 | 9.7701e-11 | -1.2576e-10 | -3.0289e-11 | 0 | 0 | 0 | 0 | 0 | 0 | 1.0993 | 1.0971 | 1.0979 | 1.0993 | 1.0971 | 1.0979 | -0.027958 | -120.1301 | 119.9055 | -0.027958 | -120.1301 | 119.9055
Line7_8_9 | 0 | 0 | 0 | 0 | 0 | 0 | 0 | 0 | 0 | 0 | 0 | 0 | -2.6738e-11 | -4.1342e-11 | 4.4911e-11 | 1.5974e-12 | 8.9348e-12 | 1.2637e-11 | -4.9932e-11 | 5.7852e-11 | 1.1496e-11 | -2.1642e-12 | -1.0053e-11 | -7.2972e-12 | 0 | 0 | 0 | 0 | 0 | 0 | 1.0993 | 1.0971 | 1.0979 | 1.0993 | 1.0971 | 1.0979 | -0.027958 | -120.1301 | 119.9055 | -0.027958 | -120.1301 | 119.9055
Line8_8_10 | 0 | 0 | 0 | 0 | 0 | 0 | 0 | 0 | 0 | 0 | 0 | 0 | -2.6738e-11 | -4.1342e-11 | 4.4911e-11 | 1.5974e-12 | 8.9348e-12 | 1.2637e-11 | -4.9932e-11 | 5.7852e-11 | 1.1496e-11 | -2.1642e-12 | -1.0053e-11 | -7.2972e-12 | 0 | 0 | 0 | 0 | 0 | 0 | 1.0993 | 1.0971 | 1.0979 | 1.0993 | 1.0971 | 1.0979 | -0.027958 | -120.1301 | 119.9055 | -0.027958 | -120.1301 | 119.9055
Line9_3_11 | 0 | 0.035667 | 0.035617 | 0 | 0.035667 | 0.035617 | 0 | 0.008237 | 0.0082254 | 0 | 0.008237 | 0.0082254 | -4.4324e-10 | 0.0063688 | 0.0063582 | 3.9303e-10 | -0.0063608 | -0.0063429 | -1.0192e-09 | 0.0063859 | 0.0063643 | 8.9102e-10 | -0.0063608 | -0.0063429 | 0 | -165.2839 | 74.8506 | 0 | 14.7161 | -105.1494 | 1.0979 | 1.0938 | 1.0959 | 1.0966 | 1.0906 | 1.094 | -0.037401 | -120.2068 | 119.8781 | -0.046852 | -120.2839 | 119.8506

## LLG_min_6
name | pf_ikss_a_from_ka | pf_ikss_b_from_ka | pf_ikss_c_from_ka | pf_ikss_a_to_ka | pf_ikss_b_to_ka | pf_ikss_c_to_ka | pf_skss_a_from_mw | pf_skss_b_from_mw | pf_skss_c_from_mw | pf_skss_a_to_mw | pf_skss_b_to_mw | pf_skss_c_to_mw | pf_p_a_from_mw | pf_p_b_from_mw | pf_p_c_from_mw | pf_p_a_to_mw | pf_p_b_to_mw | pf_p_c_to_mw | pf_q_a_from_mvar | pf_q_b_from_mvar | pf_q_c_from_mvar | pf_q_a_to_mvar | pf_q_b_to_mvar | pf_q_c_to_mvar | pf_ikss_a_from_degree | pf_ikss_b_from_degree | pf_ikss_c_from_degree | pf_ikss_a_to_degree | pf_ikss_b_to_degree | pf_ikss_c_to_degree | pf_vm_a_from_pu | pf_vm_b_from_pu | pf_vm_c_from_pu | pf_vm_a_to_pu | pf_vm_b_to_pu | pf_vm_c_to_pu | pf_va_a_from_degree | pf_va_b_from_degree | pf_va_c_from_degree | pf_va_a_to_degree | pf_va_b_to_degree | pf_va_c_to_degree
Line0_1_2 | 0 | 0 | 0 | 0 | 0 | 0 | 0 | 0 | 0 | 0 | 0 | 0 | -1.1844e-08 | -1.8352e-08 | 2.1822e-08 | 1.0049e-08 | 1.5886e-08 | -1.7561e-08 | -3.0675e-08 | 2.4637e-08 | 4.3052e-09 | 2.5374e-08 | -2.0987e-08 | -4.059e-09 | 0 | 0 | 0 | 0 | 0 | 0 | 0.82756 | 0.695 | 0.75715 | 0.82756 | 0.695 | 0.75715 | -3.4688 | -130.7237 | 108.549 | -3.4688 | -130.7237 | 108.549
Line10_11_12 | 0 | 0 | 0 | 0 | 0 | 0 | 0 | 0 | 0 | 0 | 0 | 0 | -3.5945e-09 | 1.4095e-20 | 6.1809e-21 | 3.5945e-09 | 3.258e-15 | 1.2752e-15 | -8.719e-08 | 1.201e-20 | -1.6315e-20 | 7.2568e-08 | 3.2973e-15 | 1.1159e-15 | 0 | 0 | 0 | 0 | 0 | 0 | 0.41777 | 0 | 0.41777 | 0.41777 | 0 | 0.41777 | -2.0447 | 0 | 0 | -2.0447 | 0 | 0
Line11_12_13 | 0 | 0 | 0 | 0 | 0 | 0 | 0 | 0 | 0 | 0 | 0 | 0 | -2.9954e-09 | -3.2088e-15 | -1.3454e-15 | 2.9954e-09 | 4.7698e-15 | 1.8275e-15 | -7.2658e-08 | -3.1719e-15 | -1.1178e-15 | 5.8037e-08 | 4.8492e-15 | 1.6122e-15 | 0 | 0 | 0 | 0 | 0 | 0 | 0.41777 | 0 | 0.41777 | 0.41777 | 0 | 0.41777 | -2.0447 | 0 | 0 | -2.0447 | 0 | 0
Line12_13_15 | 0 | 0 | 0 | 0 | 0 | 0 | 0 | 0 | 0 | 0 | 0 | 0 | -1.7972e-09 | -3.5101e-15 | -1.466e-15 | 1.7972e-09 | 3.0555e-15 | 1.0607e-15 | -4.3595e-08 | -3.4656e-15 | -1.2115e-15 | 2.8973e-08 | 3.1844e-15 | 9.9221e-16 | 0 | 0 | 0 | 0 | 0 | 0 | 0.41777 | 0 | 0.41777 | 0.41777 | 0 | 0.41777 | -2.0447 | 0 | 0 | -2.0447 | 0 | 0
Line13_13_14 | 0 | 0 | 0 | 0 | 0 | 0 | 0 | 0 | 0 | 0 | 0 | 0 | -5.9908e-10 | -1.17e-15 | -4.8867e-16 | 5.9908e-10 | 9.5722e-17 | -1.3152e-16 | -1.4532e-08 | -1.1552e-15 | -4.0384e-16 | -8.9929e-11 | 2.42e-16 | -1.5937e-18 | 0 | 0 | 0 | 0 | 0 | 0 | 0.41777 | 0 | 0.41777 | 0.41777 | 0 | 0.41777 | -2.0447 | 0 | 0 | -2.0447 | 0 | 0
Line14_15_16 | 0 | 0 | 0 | 0 | 0 | 0 | 0 | 0 | 0 | 0 | 0 | 0 | -1.1982e-09 | -2.9426e-15 | -1.2185e-15 | 1.1982e-09 | 1.7867e-15 | 5.0502e-16 | -2.9063e-08 | -2.8977e-15 | -9.9518e-16 | 1.4442e-08 | 1.9516e-15 | 5.4595e-16 | 0 | 0 | 0 | 0 | 0 | 0 | 0.41777 | 0 | 0.41777 | 0.41777 | 0 | 0.41777 | -2.0447 | 0 | 0 | -2.0447 | 0 | 0
Line15_16_17 | 0 | 0 | 0 | 0 | 0 | 0 | 0 | 0 | 0 | 0 | 0 | 0 | -5.9908e-10 | -1.6591e-15 | -6.8038e-16 | 5.9908e-10 | 1.3373e-16 | -1.7967e-16 | -1.4532e-08 | -1.6289e-15 | -5.4808e-16 | -8.9929e-11 | 3.3623e-16 | -5.8339e-19 | 0 | 0 | 0 | 0 | 0 | 0 | 0.41777 | 0 | 0.41777 | 0.41777 | 0 | 0.41777 | -2.0447 | 0 | 0 | -2.0447 | 0 | 0
Line16_4_18 | 0 | 0 | 0 | 0 | 0 | 0 | 0 | 0 | 0 | 0 | 0 | 0 | -1.974e-09 | -3.0586e-09 | 3.637e-09 | 1.7878e-10 | 5.9323e-10 | 6.2367e-10 | -5.1124e-09 | 4.1062e-09 | 7.1753e-10 | -1.8835e-10 | -4.5591e-10 | -4.7129e-10 | 0 | 0 | 0 | 0 | 0 | 0 | 0.82756 | 0.695 | 0.75715 | 0.82756 | 0.695 | 0.75715 | -3.4688 | -130.7237 | 108.549 | -3.4688 | -130.7237 | 108.549
Line17_5_19 | 0 | 0 | 0 | 0 | 0 | 0 | 0 | 0 | 0 | 0 | 0 | 0 | -1.974e-09 | -3.0586e-09 | 3.637e-09 | 1.7878e-10 | 5.9323e-10 | 6.2367e-10 | -5.1124e-09 | 4.1062e-09 | 7.1753e-10 | -1.8835e-10 | -4.5591e-10 | -4.7129e-10 | 0 | 0 | 0 | 0 | 0 | 0 | 0.82756 | 0.695 | 0.75715 | 0.82756 | 0.695 | 0.75715 | -3.4688 | -130.7237 | 108.549 | -3.4688 | -130.7237 | 108.549
Line1_1_3 | 0 | 3.3553 | 3.2357 | 0 | 3.3553 | 3.2357 | 0 | 0.77488 | 0.74724 | 0 | 0.77488 | 0.74724 | -1.0553e-08 | 0.29969 | 0.41741 | 6.9993e-09 | -0.14985 | -0.20871 | -1.3061e-07 | 0.45526 | 0.29172 | 1.1057e-07 | -0.22763 | -0.14586 | 0 | 0 | 0 | 0 | -7.3672 | -106.4003 | 0.82756 | 0.695 | 0.75715 | 0.61287 | 0.3475 | 0.56886 | -3.4688 | -130.7237 | 108.549 | -2.8316 | -130.7237 | 108.549
Line2_1_4 | 0 | 0 | 0 | 0 | 0 | 0 | 0 | 0 | 0 | 0 | 0 | 0 | -3.9481e-09 | -6.1172e-09 | 7.2739e-09 | 2.1528e-09 | 3.6518e-09 | -3.0133e-09 | -1.0225e-08 | 8.2123e-09 | 1.4351e-09 | 4.9241e-09 | -4.5621e-09 | -1.1888e-09 | 0 | 0 | 0 | 0 | 0 | 0 | 0.82756 | 0.695 | 0.75715 | 0.82756 | 0.695 | 0.75715 | -3.4688 | -130.7237 | 108.549 | -3.4688 | -130.7237 | 108.549
Line3_1_5 | 0 | 0 | 0 | 0 | 0 | 0 | 0 | 0 | 0 | 0 | 0 | 0 | -3.9481e-09 | -6.1172e-09 | 7.2739e-09 | 2.1528e-09 | 3.6518e-09 | -3.0133e-09 | -1.0225e-08 | 8.2123e-09 | 1.4351e-09 | 4.9241e-09 | -4.5621e-09 | -1.1888e-09 | 0 | 0 | 0 | 0 | 0 | 0 | 0.82756 | 0.695 | 0.75715 | 0.82756 | 0.695 | 0.75715 | -3.4688 | -130.7237 | 108.549 | -3.4688 | -130.7237 | 108.549
Line4_2_6 | 0 | 0 | 0 | 0 | 0 | 0 | 0 | 0 | 0 | 0 | 0 | 0 | -9.8702e-09 | -1.5293e-08 | 1.8185e-08 | 8.075e-09 | 1.2828e-08 | -1.3924e-08 | -2.5562e-08 | 2.0531e-08 | 3.5877e-09 | 2.0261e-08 | -1.6881e-08 | -3.3414e-09 | 0 | 0 | 0 | 0 | 0 | 0 | 0.82756 | 0.695 | 0.75715 | 0.82756 | 0.695 | 0.75715 | -3.4688 | -130.7237 | 108.549 | -3.4688 | -130.7237 | 108.549
Line5_6_7 | 0 | 0 | 0 | 0 | 0 | 0 | 0 | 0 | 0 | 0 | 0 | 0 | -7.8962e-09 | -1.2234e-08 | 1.4548e-08 | 6.1009e-09 | 9.7691e-09 | -1.0287e-08 | -2.045e-08 | 1.6425e-08 | 2.8701e-09 | 1.5149e-08 | -1.2774e-08 | -2.6239e-09 | 0 | 0 | 0 | 0 | 0 | 0 | 0.82756 | 0.695 | 0.75715 | 0.82756 | 0.695 | 0.75715 | -3.4688 | -130.7237 | 108.549 | -3.4688 | -130.7237 | 108.549
Line6_7_8 | 0 | 0 | 0 | 0 | 0 | 0 | 0 | 0 | 0 | 0 | 0 | 0 | -5.9221e-09 | -9.1758e-09 | 1.0911e-08 | 4.1269e-09 | 6.7104e-09 | -6.6503e-09 | -1.5337e-08 | 1.2319e-08 | 2.1526e-09 | 1.0037e-08 | -8.6683e-09 | -1.9064e-09 | 0 | 0 | 0 | 0 | 0 | 0 | 0.82756 | 0.695 | 0.75715 | 0.82756 | 0.695 | 0.75715 | -3.4688 | -130.7237 | 108.549 | -3.4688 | -130.7237 | 108.549
Line7_8_9 | 0 | 0 | 0 | 0 | 0 | 0 | 0 | 0 | 0 | 0 | 0 | 0 | -1.974e-09 | -3.0586e-09 | 3.637e-09 | 1.7878e-10 | 5.9323e-10 | 6.2367e-10 | -5.1124e-09 | 4.1062e-09 | 7.1753e-10 | -1.8835e-10 | -4.5591e-10 | -4.7129e-10 | 0 | 0 | 0 | 0 | 0 | 0 | 0.82756 | 0.695 | 0.75715 | 0.82756 | 0.695 | 0.75715 | -3.4688 | -130.7237 | 108.549 | -3.4688 | -130.7237 | 108.549
Line8_8_10 | 0 | 0 | 0 | 0 | 0 | 0 | 0 | 0 | 0 | 0 | 0 | 0 | -1.974e-09 | -3.0586e-09 | 3.637e-09 | 1.7878e-10 | 5.9323e-10 | 6.2367e-10 | -5.1124e-09 | 4.1062e-09 | 7.1753e-10 | -1.8836e-10 | -4.5591e-10 | -4.7129e-10 | 0 | 0 | 0 | 0 | 0 | 0 | 0.82756 | 0.695 | 0.75715 | 0.82756 | 0.695 | 0.75715 | -3.4688 | -130.7237 | 108.549 | -3.4688 | -130.7237 | 108.549
Line9_3_11 | 0 | 3.3553 | 3.2357 | 0 | 3.3553 | 3.2357 | 0 | 0.77488 | 0.74724 | 0 | 0.77488 | 0.74724 | -6.5835e-09 | 0.14985 | 0.20871 | 4.1936e-09 | -6.8221e-14 | -6.0686e-14 | -1.1071e-07 | 0.22763 | 0.14586 | 8.71e-08 | 7.645e-14 | 1.0952e-13 | 0 | 172.6328 | 73.5997 | 0 | -7.3672 | -106.4003 | 0.61287 | 0.3475 | 0.56886 | 0.41777 | 0 | 0.41777 | -2.8316 | -130.7237 | 108.549 | -2.0447 | 0 | 0

## LLG_min_10
name | pf_ikss_a_from_ka | pf_ikss_b_from_ka | pf_ikss_c_from_ka | pf_ikss_a_to_ka | pf_ikss_b_to_ka | pf_ikss_c_to_ka | pf_skss_a_from_mw | pf_skss_b_from_mw | pf_skss_c_from_mw | pf_skss_a_to_mw | pf_skss_b_to_mw | pf_skss_c_to_mw | pf_p_a_from_mw | pf_p_b_from_mw | pf_p_c_from_mw | pf_p_a_to_mw | pf_p_b_to_mw | pf_p_c_to_mw | pf_q_a_from_mvar | pf_q_b_from_mvar | pf_q_c_from_mvar | pf_q_a_to_mvar | pf_q_b_to_mvar | pf_q_c_to_mvar | pf_ikss_a_from_degree | pf_ikss_b_from_degree | pf_ikss_c_from_degree | pf_ikss_a_to_degree | pf_ikss_b_to_degree | pf_ikss_c_to_degree | pf_vm_a_from_pu | pf_vm_b_from_pu | pf_vm_c_from_pu | pf_vm_a_to_pu | pf_vm_b_to_pu | pf_vm_c_to_pu | pf_va_a_from_degree | pf_va_b_from_degree | pf_va_c_from_degree | pf_va_a_to_degree | pf_va_b_to_degree | pf_va_c_to_degree
Line0_1_2 | 0 | 0 | 0 | 0 | 0 | 0 | 0 | 0 | 0 | 0 | 0 | 0 | -1.063e-08 | -1.6471e-08 | 1.9585e-08 | 9.0191e-09 | 1.4258e-08 | -1.5761e-08 | -2.7531e-08 | 2.2112e-08 | 3.8639e-09 | 2.2773e-08 | -1.8836e-08 | -3.6429e-09 | 0 | 0 | 0 | 0 | 0 | 0 | 0.784 | 0.65842 | 0.7173 | 0.784 | 0.65842 | 0.7173 | -3.4688 | -130.7237 | 108.549 | -3.4688 | -130.7237 | 108.549
Line10_11_12 | 0 | 0 | 0 | 0 | 0 | 0 | 0 | 0 | 0 | 0 | 0 | 0 | -3.2261e-09 | 1.2722e-20 | 5.5276e-21 | 3.2261e-09 | 2.924e-15 | 1.1445e-15 | -7.8253e-08 | 1.0763e-20 | -1.4635e-20 | 6.513e-08 | 2.9594e-15 | 1.0015e-15 | 0 | 0 | 0 | 0 | 0 | 0 | 0.39578 | 0 | 0.39578 | 0.39578 | 0 | 0.39578 | -2.0447 | 0 | 0 | -2.0447 | 0 | 0
Line11_12_13 | 0 | 0 | 0 | 0 | 0 | 0 | 0 | 0 | 0 | 0 | 0 | 0 | -2.6884e-09 | -2.88e-15 | -1.2075e-15 | 2.6884e-09 | 4.2809e-15 | 1.6402e-15 | -6.5211e-08 | -2.8468e-15 | -1.0032e-15 | 5.2088e-08 | 4.3522e-15 | 1.447e-15 | 0 | 0 | 0 | 0 | 0 | 0 | 0.39578 | 0 | 0.39578 | 0.39578 | 0 | 0.39578 | -2.0447 | 0 | 0 | -2.0447 | 0 | 0
Line12_13_15 | 0 | 0 | 0 | 0 | 0 | 0 | 0 | 0 | 0 | 0 | 0 | 0 | -1.613e-09 | -3.1503e-15 | -1.3158e-15 | 1.613e-09 | 2.7423e-15 | 9.5196e-16 | -3.9127e-08 | -3.1104e-15 | -1.0873e-15 | 2.6004e-08 | 2.858e-15 | 8.9051e-16 | 0 | 0 | 0 | 0 | 0 | 0 | 0.39578 | 0 | 0.39578 | 0.39578 | 0 | 0.39578 | -2.0447 | 0 | 0 | -2.0447 | 0 | 0
Line13_13_14 | 0 | 0 | 0 | 0 | 0 | 0 | 0 | 0 | 0 | 0 | 0 | 0 | -5.3768e-10 | -1.0501e-15 | -4.3859e-16 | 5.3768e-10 | 8.5911e-17 | -1.1804e-16 | -1.3042e-08 | -1.0368e-15 | -3.6245e-16 | -8.0712e-11 | 2.1719e-16 | -1.4304e-18 | 0 | 0 | 0 | 0 | 0 | 0 | 0.39578 | 0 | 0.39578 | 0.39578 | 0 | 0.39578 | -2.0447 | 0 | 0 | -2.0447 | 0 | 0
Line14_15_16 | 0 | 0 | 0 | 0 | 0 | 0 | 0 | 0 | 0 | 0 | 0 | 0 | -1.0754e-09 | -2.641e-15 | -1.0937e-15 | 1.0754e-09 | 1.6036e-15 | 4.5326e-16 | -2.6084e-08 | -2.6007e-15 | -8.9318e-16 | 1.2962e-08 | 1.7516e-15 | 4.9e-16 | 0 | 0 | 0 | 0 | 0 | 0 | 0.39578 | 0 | 0.39578 | 0.39578 | 0 | 0.39578 | -2.0447 | 0 | 0 | -2.0447 | 0 | 0
Line15_16_17 | 0 | 0 | 0 | 0 | 0 | 0 | 0 | 0 | 0 | 0 | 0 | 0 | -5.3768e-10 | -1.489e-15 | -6.1065e-16 | 5.3768e-10 | 1.2002e-16 | -1.6126e-16 | -1.3042e-08 | -1.462e-15 | -4.919e-16 | -8.0712e-11 | 3.0177e-16 | -5.236e-19 | 0 | 0 | 0 | 0 | 0 | 0 | 0.39578 | 0 | 0.39578 | 0.39578 | 0 | 0.39578 | -2.0447 | 0 | 0 | -2.0447 | 0 | 0
Line16_4_18 | 0 | 0 | 0 | 0 | 0 | 0 | 0 | 0 | 0 | 0 | 0 | 0 | -1.7717e-09 | -2.7451e-09 | 3.2642e-09 | 1.6046e-10 | 5.3243e-10 | 5.5975e-10 | -4.5885e-09 | 3.6853e-09 | 6.4399e-10 | -1.6905e-10 | -4.0918e-10 | -4.2299e-10 | 0 | 0 | 0 | 0 | 0 | 0 | 0.784 | 0.65842 | 0.7173 | 0.784 | 0.65842 | 0.7173 | -3.4688 | -130.7237 | 108.549 | -3.4688 | -130.7237 | 108.549
Line17_5_19 | 0 | 0 | 0 | 0 | 0 | 0 | 0 | 0 | 0 | 0 | 0 | 0 | -1.7717e-09 | -2.7451e-09 | 3.2642e-09 | 1.6046e-10 | 5.3243e-10 | 5.5975e-10 | -4.5885e-09 | 3.6853e-09 | 6.4399e-10 | -1.6905e-10 | -4.0918e-10 | -4.2299e-10 | 0 | 0 | 0 | 0 | 0 | 0 | 0.784 | 0.65842 | 0.7173 | 0.784 | 0.65842 | 0.7173 | -3.4688 | -130.7237 | 108.549 | -3.4688 | -130.7237 | 108.549
Line1_1_3 | 0 | 3.1787 | 3.0654 | 0 | 3.1787 | 3.0654 | 0 | 0.7341 | 0.70791 | 0 | 0.7341 | 0.70791 | -9.4716e-09 | 0.26898 | 0.37463 | 6.2819e-09 | -0.13449 | -0.18731 | -1.1722e-07 | 0.4086 | 0.26182 | 9.9241e-08 | -0.2043 | -0.13091 | 0 | 0 | 0 | 0 | -7.3672 | -106.4003 | 0.784 | 0.65842 | 0.7173 | 0.58061 | 0.32921 | 0.53892 | -3.4688 | -130.7237 | 108.549 | -2.8316 | -130.7237 | 108.549
Line2_1_4 | 0 | 0 | 0 | 0 | 0 | 0 | 0 | 0 | 0 | 0 | 0 | 0 | -3.5434e-09 | -5.4902e-09 | 6.5284e-09 | 1.9322e-09 | 3.2775e-09 | -2.7045e-09 | -9.1769e-09 | 7.3706e-09 | 1.288e-09 | 4.4194e-09 | -4.0945e-09 | -1.067e-09 | 0 | 0 | 0 | 0 | 0 | 0 | 0.784 | 0.65842 | 0.7173 | 0.784 | 0.65842 | 0.7173 | -3.4688 | -130.7237 | 108.549 | -3.4688 | -130.7237 | 108.549
Line3_1_5 | 0 | 0 | 0 | 0 | 0 | 0 | 0 | 0 | 0 | 0 | 0 | 0 | -3.5434e-09 | -5.4902e-09 | 6.5284e-09 | 1.9322e-09 | 3.2775e-09 | -2.7045e-09 | -9.1769e-09 | 7.3706e-09 | 1.288e-09 | 4.4194e-09 | -4.0945e-09 | -1.067e-09 | 0 | 0 | 0 | 0 | 0 | 0 | 0.784 | 0.65842 | 0.7173 | 0.784 | 0.65842 | 0.7173 | -3.4688 | -130.7237 | 108.549 | -3.4688 | -130.7237 | 108.549
Line4_2_6 | 0 | 0 | 0 | 0 | 0 | 0 | 0 | 0 | 0 | 0 | 0 | 0 | -8.8586e-09 | -1.3726e-08 | 1.6321e-08 | 7.2474e-09 | 1.1513e-08 | -1.2497e-08 | -2.2942e-08 | 1.8427e-08 | 3.2199e-09 | 1.8185e-08 | -1.515e-08 | -2.9989e-09 | 0 | 0 | 0 | 0 | 0 | 0 | 0.784 | 0.65842 | 0.7173 | 0.784 | 0.65842 | 0.7173 | -3.4688 | -130.7237 | 108.549 | -3.4688 | -130.7237 | 108.549
Line5_6_7 | 0 | 0 | 0 | 0 | 0 | 0 | 0 | 0 | 0 | 0 | 0 | 0 | -7.0869e-09 | -1.098e-08 | 1.3057e-08 | 5.4756e-09 | 8.7678e-09 | -9.2329e-09 | -1.8354e-08 | 1.4741e-08 | 2.576e-09 | 1.3596e-08 | -1.1465e-08 | -2.355e-09 | 0 | 0 | 0 | 0 | 0 | 0 | 0.784 | 0.65842 | 0.7173 | 0.784 | 0.65842 | 0.7173 | -3.4688 | -130.7237 | 108.549 | -3.4688 | -130.7237 | 108.549
Line6_7_8 | 0 | 0 | 0 | 0 | 0 | 0 | 0 | 0 | 0 | 0 | 0 | 0 | -5.3152e-09 | -8.2354e-09 | 9.7926e-09 | 3.7039e-09 | 6.0227e-09 | -5.9687e-09 | -1.3765e-08 | 1.1056e-08 | 1.932e-09 | 9.0079e-09 | -7.7798e-09 | -1.711e-09 | 0 | 0 | 0 | 0 | 0 | 0 | 0.784 | 0.65842 | 0.7173 | 0.784 | 0.65842 | 0.7173 | -3.4688 | -130.7237 | 108.549 | -3.4688 | -130.7237 | 108.549
Line7_8_9 | 0 | 0 | 0 | 0 | 0 | 0 | 0 | 0 | 0 | 0 | 0 | 0 | -1.7717e-09 | -2.7451e-09 | 3.2642e-09 | 1.6046e-10 | 5.3243e-10 | 5.5975e-10 | -4.5885e-09 | 3.6853e-09 | 6.4399e-10 | -1.6905e-10 | -4.0918e-10 | -4.2299e-10 | 0 | 0 | 0 | 0 | 0 | 0 | 0.784 | 0.65842 | 0.7173 | 0.784 | 0.65842 | 0.7173 | -3.4688 | -130.7237 | 108.549 | -3.4688 | -130.7237 | 108.549
Line8_8_10 | 0 | 0 | 0 | 0 | 0 | 0 | 0 | 0 | 0 | 0 | 0 | 0 | -1.7717e-09 | -2.7451e-09 | 3.2642e-09 | 1.6046e-10 | 5.3243e-10 | 5.5975e-10 | -4.5885e-09 | 3.6853e-09 | 6.4399e-10 | -1.6905e-10 | -4.0918e-10 | -4.2299e-10 | 0 | 0 | 0 | 0 | 0 | 0 | 0.784 | 0.65842 | 0.7173 | 0.784 | 0.65842 | 0.7173 | -3.4688 | -130.7237 | 108.549 | -3.4688 | -130.7237 | 108.549
Line9_3_11 | 0 | 3.1787 | 3.0654 | 0 | 3.1787 | 3.0654 | 0 | 0.7341 | 0.70791 | 0 | 0.7341 | 0.70791 | -5.9087e-09 | 0.13449 | 0.18731 | 3.7637e-09 | -6.1148e-14 | -5.4318e-14 | -9.9365e-08 | 0.2043 | 0.13091 | 7.8173e-08 | 6.9014e-14 | 9.8261e-14 | 0 | 172.6328 | 73.5997 | 0 | -7.3672 | -106.4003 | 0.58061 | 0.32921 | 0.53892 | 0.39578 | 0 | 0.39578 | -2.8316 | -130.7237 | 108.549 | -2.0447 | 0 | 0

## LLG_min_fault_6
name | pf_ikss_a_from_ka | pf_ikss_b_from_ka | pf_ikss_c_from_ka | pf_ikss_a_to_ka | pf_ikss_b_to_ka | pf_ikss_c_to_ka | pf_skss_a_from_mw | pf_skss_b_from_mw | pf_skss_c_from_mw | pf_skss_a_to_mw | pf_skss_b_to_mw | pf_skss_c_to_mw | pf_p_a_from_mw | pf_p_b_from_mw | pf_p_c_from_mw | pf_p_a_to_mw | pf_p_b_to_mw | pf_p_c_to_mw | pf_q_a_from_mvar | pf_q_b_from_mvar | pf_q_c_from_mvar | pf_q_a_to_mvar | pf_q_b_to_mvar | pf_q_c_to_mvar | pf_ikss_a_from_degree | pf_ikss_b_from_degree | pf_ikss_c_from_degree | pf_ikss_a_to_degree | pf_ikss_b_to_degree | pf_ikss_c_to_degree | pf_vm_a_from_pu | pf_vm_b_from_pu | pf_vm_c_from_pu | pf_vm_a_to_pu | pf_vm_b_to_pu | pf_vm_c_to_pu | pf_va_a_from_degree | pf_va_b_from_degree | pf_va_c_from_degree | pf_va_a_to_degree | pf_va_b_to_degree | pf_va_c_to_degree
Line0_1_2 | 0 | 0 | 0 | 0 | 0 | 0 | 0 | 0 | 0 | 0 | 0 | 0 | -1.1908e-10 | -1.8308e-10 | 1.9959e-10 | 1.0041e-10 | 1.5916e-10 | -1.5699e-10 | -2.2152e-10 | 2.5709e-10 | 5.0686e-11 | 1.83e-10 | -2.2168e-10 | -4.7651e-11 | 0 | 0 | 0 | 0 | 0 | 0 | 0.94937 | 0.94754 | 0.94817 | 0.94937 | 0.94754 | 0.94817 | -0.027706 | -120.129 | 119.906 | -0.027706 | -120.129 | 119.906
Line10_11_12 | 0 | 0 | 0 | 0 | 0 | 0 | 0 | 0 | 0 | 0 | 0 | 0 | -1.5616e-10 | -8.1951e-10 | 5.6824e-10 | 1.356e-10 | 7.1272e-10 | -4.4089e-10 | -8.0834e-10 | 5.8344e-10 | 3.1269e-10 | 6.7193e-10 | -4.9775e-10 | -2.6274e-10 | 0 | 0 | 0 | 0 | 0 | 0 | 0.94572 | 0.94017 | 0.94444 | 0.94572 | 0.94017 | 0.94444 | -0.029163 | -120.2018 | 119.9622 | -0.029163 | -120.2018 | 119.9622
Line11_12_13 | 0 | 0 | 0 | 0 | 0 | 0 | 0 | 0 | 0 | 0 | 0 | 0 | -1.3013e-10 | -6.8292e-10 | 4.7354e-10 | 1.0957e-10 | 5.7614e-10 | -3.4619e-10 | -6.7361e-10 | 4.862e-10 | 2.6058e-10 | 5.3721e-10 | -4.0051e-10 | -2.1062e-10 | 0 | 0 | 0 | 0 | 0 | 0 | 0.94572 | 0.94017 | 0.94444 | 0.94572 | 0.94017 | 0.94444 | -0.029163 | -120.2018 | 119.9622 | -0.029163 | -120.2018 | 119.9622
Line12_13_15 | 0 | 0 | 0 | 0 | 0 | 0 | 0 | 0 | 0 | 0 | 0 | 0 | -7.808e-11 | -4.0975e-10 | 2.8412e-10 | 5.7515e-11 | 3.0297e-10 | -1.5677e-10 | -4.0417e-10 | 2.9172e-10 | 1.5635e-10 | 2.6776e-10 | -2.0603e-10 | -1.0639e-10 | 0 | 0 | 0 | 0 | 0 | 0 | 0.94572 | 0.94017 | 0.94444 | 0.94572 | 0.94017 | 0.94444 | -0.029163 | -120.2018 | 119.9622 | -0.029163 | -120.2018 | 119.9622
Line13_13_14 | 0 | 0 | 0 | 0 | 0 | 0 | 0 | 0 | 0 | 0 | 0 | 0 | -2.6027e-11 | -1.3658e-10 | 9.4707e-11 | 5.4624e-12 | 2.9798e-11 | 3.2643e-11 | -1.3472e-10 | 9.724e-11 | 5.2115e-11 | -1.6815e-12 | -1.1548e-11 | -2.1607e-12 | 0 | 0 | 0 | 0 | 0 | 0 | 0.94572 | 0.94017 | 0.94444 | 0.94572 | 0.94017 | 0.94444 | -0.029163 | -120.2018 | 119.9622 | -0.029163 | -120.2018 | 119.9622
Line14_15_16 | 0 | 0 | 0 | 0 | 0 | 0 | 0 | 0 | 0 | 0 | 0 | 0 | -5.2053e-11 | -2.7317e-10 | 1.8941e-10 | 3.1489e-11 | 1.6638e-10 | -6.2064e-11 | -2.6945e-10 | 1.9448e-10 | 1.0423e-10 | 1.3304e-10 | -1.0879e-10 | -5.4276e-11 | 0 | 0 | 0 | 0 | 0 | 0 | 0.94572 | 0.94017 | 0.94444 | 0.94572 | 0.94017 | 0.94444 | -0.029163 | -120.2018 | 119.9622 | -0.029163 | -120.2018 | 119.9622
Line15_16_17 | 0 | 0 | 0 | 0 | 0 | 0 | 0 | 0 | 0 | 0 | 0 | 0 | -2.6027e-11 | -1.3658e-10 | 9.4707e-11 | 5.4624e-12 | 2.9798e-11 | 3.2643e-11 | -1.3472e-10 | 9.724e-11 | 5.2115e-11 | -1.6815e-12 | -1.1548e-11 | -2.1607e-12 | 0 | 0 | 0 | 0 | 0 | 0 | 0.94572 | 0.94017 | 0.94444 | 0.94572 | 0.94017 | 0.94444 | -0.029163 | -120.2018 | 119.9622 | -0.029163 | -120.2018 | 119.9622
Line16_4_18 | 0 | 0 | 0 | 0 | 0 | 0 | 0 | 0 | 0 | 0 | 0 | 0 | -1.9847e-11 | -3.0514e-11 | 3.3265e-11 | 1.1776e-12 | 6.5908e-12 | 9.3278e-12 | -3.6921e-11 | 4.2849e-11 | 8.4477e-12 | -1.5996e-12 | -7.4361e-12 | -5.4127e-12 | 0 | 0 | 0 | 0 | 0 | 0 | 0.94937 | 0.94754 | 0.94817 | 0.94937 | 0.94754 | 0.94817 | -0.027706 | -120.129 | 119.906 | -0.027706 | -120.129 | 119.906
Line17_5_19 | 0 | 0 | 0 | 0 | 0 | 0 | 0 | 0 | 0 | 0 | 0 | 0 | -1.9847e-11 | -3.0514e-11 | 3.3265e-11 | 1.1776e-12 | 6.5908e-12 | 9.3278e-12 | -3.6921e-11 | 4.2849e-11 | 8.4477e-12 | -1.5996e-12 | -7.4361e-12 | -5.4127e-12 | 0 | 0 | 0 | 0 | 0 | 0 | 0.94937 | 0.94754 | 0.94817 | 0.94937 | 0.94754 | 0.94817 | -0.027706 | -120.129 | 119.906 | -0.027706 | -120.129 | 119.906
Line1_1_3 | 0 | 0.030745 | 0.030718 | 0 | 0.030745 | 0.030718 | 0 | 0.0071002 | 0.007094 | 0 | 0.0071002 | 0.007094 | -2.0439e-10 | 0.004754 | 0.0047566 | 1.8513e-10 | -0.0047401 | -0.0047372 | -9.8117e-10 | 0.0047661 | 0.0047472 | 9.1754e-10 | -0.0047461 | -0.0047326 | 0 | 0 | 0 | 0 | 14.7982 | -105.0378 | 0.94937 | 0.94754 | 0.94817 | 0.94754 | 0.94385 | 0.94631 | -0.027706 | -120.129 | 119.906 | -0.028434 | -120.1653 | 119.934
Line2_1_4 | 0 | 0 | 0 | 0 | 0 | 0 | 0 | 0 | 0 | 0 | 0 | 0 | -3.9694e-11 | -6.1027e-11 | 6.6529e-11 | 2.1025e-11 | 3.7104e-11 | -2.3937e-11 | -7.3842e-11 | 8.5697e-11 | 1.6895e-11 | 3.5321e-11 | -5.0285e-11 | -1.386e-11 | 0 | 0 | 0 | 0 | 0 | 0 | 0.94937 | 0.94754 | 0.94817 | 0.94937 | 0.94754 | 0.94817 | -0.027706 | -120.129 | 119.906 | -0.027706 | -120.129 | 119.906
Line3_1_5 | 0 | 0 | 0 | 0 | 0 | 0 | 0 | 0 | 0 | 0 | 0 | 0 | -3.9694e-11 | -6.1027e-11 | 6.6529e-11 | 2.1025e-11 | 3.7104e-11 | -2.3937e-11 | -7.3842e-11 | 8.5697e-11 | 1.6895e-11 | 3.5321e-11 | -5.0285e-11 | -1.386e-11 | 0 | 0 | 0 | 0 | 0 | 0 | 0.94937 | 0.94754 | 0.94817 | 0.94937 | 0.94754 | 0.94817 | -0.027706 | -120.129 | 119.906 | -0.027706 | -120.129 | 119.906
Line4_2_6 | 0 | 0 | 0 | 0 | 0 | 0 | 0 | 0 | 0 | 0 | 0 | 0 | -9.9235e-11 | -1.5257e-10 | 1.6632e-10 | 8.0566e-11 | 1.2865e-10 | -1.2373e-10 | -1.846e-10 | 2.1424e-10 | 4.2239e-11 | 1.4608e-10 | -1.7883e-10 | -3.9203e-11 | 0 | 0 | 0 | 0 | 0 | 0 | 0.94937 | 0.94754 | 0.94817 | 0.94937 | 0.94754 | 0.94817 | -0.027706 | -120.129 | 119.906 | -0.027706 | -120.129 | 119.906
Line5_6_7 | 0 | 0 | 0 | 0 | 0 | 0 | 0 | 0 | 0 | 0 | 0 | 0 | -7.9388e-11 | -1.2205e-10 | 1.3306e-10 | 6.0719e-11 | 9.8132e-11 | -9.0466e-11 | -1.4768e-10 | 1.7139e-10 | 3.3791e-11 | 1.0916e-10 | -1.3598e-10 | -3.0756e-11 | 0 | 0 | 0 | 0 | 0 | 0 | 0.94937 | 0.94754 | 0.94817 | 0.94937 | 0.94754 | 0.94817 | -0.027706 | -120.129 | 119.906 | -0.027706 | -120.129 | 119.906
Line6_7_8 | 0 | 0 | 0 | 0 | 0 | 0 | 0 | 0 | 0 | 0 | 0 | 0 | -5.9541e-11 | -9.1541e-11 | 9.9794e-11 | 4.0872e-11 | 6.7618e-11 | -5.7201e-11 | -1.1076e-10 | 1.2855e-10 | 2.5343e-11 | 7.2242e-11 | -9.3134e-11 | -2.2308e-11 | 0 | 0 | 0 | 0 | 0 | 0 | 0.94937 | 0.94754 | 0.94817 | 0.94937 | 0.94754 | 0.94817 | -0.027706 | -120.129 | 119.906 | -0.027706 | -120.129 | 119.906
Line7_8_9 | 0 | 0 | 0 | 0 | 0 | 0 | 0 | 0 | 0 | 0 | 0 | 0 | -1.9847e-11 | -3.0514e-11 | 3.3265e-11 | 1.1776e-12 | 6.5908e-12 | 9.3278e-12 | -3.6921e-11 | 4.2849e-11 | 8.4477e-12 | -1.5996e-12 | -7.4361e-12 | -5.4127e-12 | 0 | 0 | 0 | 0 | 0 | 0 | 0.94937 | 0.94754 | 0.94817 | 0.94937 | 0.94754 | 0.94817 | -0.027706 | -120.129 | 119.906 | -0.027706 | -120.129 | 119.906
Line8_8_10 | 0 | 0 | 0 | 0 | 0 | 0 | 0 | 0 | 0 | 0 | 0 | 0 | -1.9847e-11 | -3.0514e-11 | 3.3265e-11 | 1.1776e-12 | 6.5908e-12 | 9.3278e-12 | -3.6921e-11 | 4.2849e-11 | 8.4477e-12 | -1.5996e-12 | -7.4361e-12 | -5.4127e-12 | 0 | 0 | 0 | 0 | 0 | 0 | 0.94937 | 0.94754 | 0.94817 | 0.94937 | 0.94754 | 0.94817 | -0.027706 | -120.129 | 119.906 | -0.027706 | -120.129 | 119.906
Line9_3_11 | 0 | 0.030745 | 0.030718 | 0 | 0.030745 | 0.030718 | 0 | 0.0071002 | 0.007094 | 0 | 0.0071002 | 0.007094 | -1.8181e-10 | 0.0047401 | 0.0047372 | 1.6162e-10 | -0.0047262 | -0.0047179 | -9.1918e-10 | 0.0047461 | 0.0047326 | 8.0666e-10 | -0.0047262 | -0.0047179 | 0 | -165.2018 | 74.9622 | 0 | 14.7982 | -105.0378 | 0.94754 | 0.94385 | 0.94631 | 0.94572 | 0.94017 | 0.94444 | -0.028434 | -120.1653 | 119.934 | -0.029163 | -120.2018 | 119.9622

## LLG_min_fault_10
name | pf_ikss_a_from_ka | pf_ikss_b_from_ka | pf_ikss_c_from_ka | pf_ikss_a_to_ka | pf_ikss_b_to_ka | pf_ikss_c_to_ka | pf_skss_a_from_mw | pf_skss_b_from_mw | pf_skss_c_from_mw | pf_skss_a_to_mw | pf_skss_b_to_mw | pf_skss_c_to_mw | pf_p_a_from_mw | pf_p_b_from_mw | pf_p_c_from_mw | pf_p_a_to_mw | pf_p_b_to_mw | pf_p_c_to_mw | pf_q_a_from_mvar | pf_q_b_from_mvar | pf_q_c_from_mvar | pf_q_a_to_mvar | pf_q_b_to_mvar | pf_q_c_to_mvar | pf_ikss_a_from_degree | pf_ikss_b_from_degree | pf_ikss_c_from_degree | pf_ikss_a_to_degree | pf_ikss_b_to_degree | pf_ikss_c_to_degree | pf_vm_a_from_pu | pf_vm_b_from_pu | pf_vm_c_from_pu | pf_vm_a_to_pu | pf_vm_b_to_pu | pf_vm_c_to_pu | pf_va_a_from_degree | pf_va_b_from_degree | pf_va_c_from_degree | pf_va_a_to_degree | pf_va_b_to_degree | pf_va_c_to_degree
Line0_1_2 | 0 | 0 | 0 | 0 | 0 | 0 | 0 | 0 | 0 | 0 | 0 | 0 | -1.0688e-10 | -1.6432e-10 | 1.7913e-10 | 9.0121e-11 | 1.4285e-10 | -1.409e-10 | -1.9882e-10 | 2.3074e-10 | 4.5491e-11 | 1.6425e-10 | -1.9896e-10 | -4.2767e-11 | 0 | 0 | 0 | 0 | 0 | 0 | 0.8994 | 0.89767 | 0.89827 | 0.8994 | 0.89767 | 0.89827 | -0.027706 | -120.129 | 119.906 | -0.027706 | -120.129 | 119.906
Line10_11_12 | 0 | 0 | 0 | 0 | 0 | 0 | 0 | 0 | 0 | 0 | 0 | 0 | -1.4015e-10 | -7.3551e-10 | 5.1e-10 | 1.217e-10 | 6.3967e-10 | -3.9571e-10 | -7.2549e-10 | 5.2364e-10 | 2.8064e-10 | 6.0306e-10 | -4.4673e-10 | -2.3581e-10 | 0 | 0 | 0 | 0 | 0 | 0 | 0.89594 | 0.89069 | 0.89474 | 0.89594 | 0.89069 | 0.89474 | -0.029163 | -120.2018 | 119.9622 | -0.029163 | -120.2018 | 119.9622
Line11_12_13 | 0 | 0 | 0 | 0 | 0 | 0 | 0 | 0 | 0 | 0 | 0 | 0 | -1.168e-10 | -6.1293e-10 | 4.25e-10 | 9.8339e-11 | 5.1709e-10 | -3.107e-10 | -6.0457e-10 | 4.3637e-10 | 2.3387e-10 | 4.8215e-10 | -3.5946e-10 | -1.8903e-10 | 0 | 0 | 0 | 0 | 0 | 0 | 0.89594 | 0.89069 | 0.89474 | 0.89594 | 0.89069 | 0.89474 | -0.029163 | -120.2018 | 119.9622 | -0.029163 | -120.2018 | 119.9622
Line12_13_15 | 0 | 0 | 0 | 0 | 0 | 0 | 0 | 0 | 0 | 0 | 0 | 0 | -7.0077e-11 | -3.6776e-10 | 2.55e-10 | 5.1621e-11 | 2.7192e-10 | -1.407e-10 | -3.6274e-10 | 2.6182e-10 | 1.4032e-10 | 2.4032e-10 | -1.8491e-10 | -9.5487e-11 | 0 | 0 | 0 | 0 | 0 | 0 | 0.89594 | 0.89069 | 0.89474 | 0.89594 | 0.89069 | 0.89474 | -0.029163 | -120.2018 | 119.9622 | -0.029163 | -120.2018 | 119.9622
Line13_13_14 | 0 | 0 | 0 | 0 | 0 | 0 | 0 | 0 | 0 | 0 | 0 | 0 | -2.3359e-11 | -1.2259e-10 | 8.5001e-11 | 4.9025e-12 | 2.6744e-11 | 2.9297e-11 | -1.2091e-10 | 8.7274e-11 | 4.6774e-11 | -1.5092e-12 | -1.0364e-11 | -1.9392e-12 | 0 | 0 | 0 | 0 | 0 | 0 | 0.89594 | 0.89069 | 0.89474 | 0.89594 | 0.89069 | 0.89474 | -0.029163 | -120.2018 | 119.9622 | -0.029163 | -120.2018 | 119.9622
Line14_15_16 | 0 | 0 | 0 | 0 | 0 | 0 | 0 | 0 | 0 | 0 | 0 | 0 | -4.6718e-11 | -2.4517e-10 | 1.7e-10 | 2.8262e-11 | 1.4933e-10 | -5.5703e-11 | -2.4183e-10 | 1.7455e-10 | 9.3547e-11 | 1.1941e-10 | -9.7638e-11 | -4.8713e-11 | 0 | 0 | 0 | 0 | 0 | 0 | 0.89594 | 0.89069 | 0.89474 | 0.89594 | 0.89069 | 0.89474 | -0.029163 | -120.2018 | 119.9622 | -0.029163 | -120.2018 | 119.9622
Line15_16_17 | 0 | 0 | 0 | 0 | 0 | 0 | 0 | 0 | 0 | 0 | 0 | 0 | -2.3359e-11 | -1.2259e-10 | 8.5001e-11 | 4.9025e-12 | 2.6744e-11 | 2.9297e-11 | -1.2091e-10 | 8.7274e-11 | 4.6774e-11 | -1.5092e-12 | -1.0364e-11 | -1.9392e-12 | 0 | 0 | 0 | 0 | 0 | 0 | 0.89594 | 0.89069 | 0.89474 | 0.89594 | 0.89069 | 0.89474 | -0.029163 | -120.2018 | 119.9622 | -0.029163 | -120.2018 | 119.9622
Line16_4_18 | 0 | 0 | 0 | 0 | 0 | 0 | 0 | 0 | 0 | 0 | 0 | 0 | -1.7813e-11 | -2.7386e-11 | 2.9855e-11 | 1.0569e-12 | 5.9153e-12 | 8.3718e-12 | -3.3137e-11 | 3.8457e-11 | 7.5819e-12 | -1.4357e-12 | -6.674e-12 | -4.8579e-12 | 0 | 0 | 0 | 0 | 0 | 0 | 0.8994 | 0.89767 | 0.89827 | 0.8994 | 0.89767 | 0.89827 | -0.027706 | -120.129 | 119.906 | -0.027706 | -120.129 | 119.906
Line17_5_19 | 0 | 0 | 0 | 0 | 0 | 0 | 0 | 0 | 0 | 0 | 0 | 0 | -1.7813e-11 | -2.7386e-11 | 2.9855e-11 | 1.0569e-12 | 5.9153e-12 | 8.3718e-12 | -3.3137e-11 | 3.8457e-11 | 7.5819e-12 | -1.4357e-12 | -6.674e-12 | -4.8579e-12 | 0 | 0 | 0 | 0 | 0 | 0 | 0.8994 | 0.89767 | 0.89827 | 0.8994 | 0.89767 | 0.89827 | -0.027706 | -120.129 | 119.906 | -0.027706 | -120.129 | 119.906
Line1_1_3 | 0 | 0.029127 | 0.029101 | 0 | 0.029127 | 0.029101 | 0 | 0.0067265 | 0.0067206 | 0 | 0.0067265 | 0.0067206 | -1.8344e-10 | 0.0042667 | 0.004269 | 1.6616e-10 | -0.0042543 | -0.0042517 | -8.8061e-10 | 0.0042776 | 0.0042607 | 8.2349e-10 | -0.0042597 | -0.0042475 | 0 | 0 | 0 | 0 | 14.7982 | -105.0378 | 0.8994 | 0.89767 | 0.89827 | 0.89767 | 0.89418 | 0.8965 | -0.027706 | -120.129 | 119.906 | -0.028434 | -120.1653 | 119.934
Line2_1_4 | 0 | 0 | 0 | 0 | 0 | 0 | 0 | 0 | 0 | 0 | 0 | 0 | -3.5626e-11 | -5.4772e-11 | 5.971e-11 | 1.887e-11 | 3.3302e-11 | -2.1483e-11 | -6.6273e-11 | 7.6914e-11 | 1.5164e-11 | 3.1701e-11 | -4.5131e-11 | -1.244e-11 | 0 | 0 | 0 | 0 | 0 | 0 | 0.8994 | 0.89767 | 0.89827 | 0.8994 | 0.89767 | 0.89827 | -0.027706 | -120.129 | 119.906 | -0.027706 | -120.129 | 119.906
Line3_1_5 | 0 | 0 | 0 | 0 | 0 | 0 | 0 | 0 | 0 | 0 | 0 | 0 | -3.5626e-11 | -5.4772e-11 | 5.971e-11 | 1.887e-11 | 3.3302e-11 | -2.1483e-11 | -6.6273e-11 | 7.6914e-11 | 1.5164e-11 | 3.1701e-11 | -4.5131e-11 | -1.244e-11 | 0 | 0 | 0 | 0 | 0 | 0 | 0.8994 | 0.89767 | 0.89827 | 0.8994 | 0.89767 | 0.89827 | -0.027706 | -120.129 | 119.906 | -0.027706 | -120.129 | 119.906
Line4_2_6 | 0 | 0 | 0 | 0 | 0 | 0 | 0 | 0 | 0 | 0 | 0 | 0 | -8.9064e-11 | -1.3693e-10 | 1.4928e-10 | 7.2308e-11 | 1.1546e-10 | -1.1105e-10 | -1.6568e-10 | 1.9229e-10 | 3.7909e-11 | 1.3111e-10 | -1.605e-10 | -3.5185e-11 | 0 | 0 | 0 | 0 | 0 | 0 | 0.8994 | 0.89767 | 0.89827 | 0.8994 | 0.89767 | 0.89827 | -0.027706 | -120.129 | 119.906 | -0.027706 | -120.129 | 119.906
Line5_6_7 | 0 | 0 | 0 | 0 | 0 | 0 | 0 | 0 | 0 | 0 | 0 | 0 | -7.1251e-11 | -1.0955e-10 | 1.1942e-10 | 5.4495e-11 | 8.8074e-11 | -8.1194e-11 | -1.3255e-10 | 1.5383e-10 | 3.0328e-11 | 9.7974e-11 | -1.2205e-10 | -2.7604e-11 | 0 | 0 | 0 | 0 | 0 | 0 | 0.8994 | 0.89767 | 0.89827 | 0.8994 | 0.89767 | 0.89827 | -0.027706 | -120.129 | 119.906 | -0.027706 | -120.129 | 119.906
Line6_7_8 | 0 | 0 | 0 | 0 | 0 | 0 | 0 | 0 | 0 | 0 | 0 | 0 | -5.3439e-11 | -8.2159e-11 | 8.9565e-11 | 3.6683e-11 | 6.0688e-11 | -5.1339e-11 | -9.941e-11 | 1.1537e-10 | 2.2746e-11 | 6.4838e-11 | -8.3588e-11 | -2.0022e-11 | 0 | 0 | 0 | 0 | 0 | 0 | 0.8994 | 0.89767 | 0.89827 | 0.8994 | 0.89767 | 0.89827 | -0.027706 | -120.129 | 119.906 | -0.027706 | -120.129 | 119.906
Line7_8_9 | 0 | 0 | 0 | 0 | 0 | 0 | 0 | 0 | 0 | 0 | 0 | 0 | -1.7813e-11 | -2.7386e-11 | 2.9855e-11 | 1.0569e-12 | 5.9153e-12 | 8.3718e-12 | -3.3137e-11 | 3.8457e-11 | 7.5819e-12 | -1.4357e-12 | -6.674e-12 | -4.8579e-12 | 0 | 0 | 0 | 0 | 0 | 0 | 0.8994 | 0.89767 | 0.89827 | 0.8994 | 0.89767 | 0.89827 | -0.027706 | -120.129 | 119.906 | -0.027706 | -120.129 | 119.906
Line8_8_10 | 0 | 0 | 0 | 0 | 0 | 0 | 0 | 0 | 0 | 0 | 0 | 0 | -1.7813e-11 | -2.7386e-11 | 2.9855e-11 | 1.0569e-12 | 5.9153e-12 | 8.3718e-12 | -3.3137e-11 | 3.8457e-11 | 7.5819e-12 | -1.4357e-12 | -6.674e-12 | -4.8579e-12 | 0 | 0 | 0 | 0 | 0 | 0 | 0.8994 | 0.89767 | 0.89827 | 0.8994 | 0.89767 | 0.89827 | -0.027706 | -120.129 | 119.906 | -0.027706 | -120.129 | 119.906
Line9_3_11 | 0 | 0.029127 | 0.029101 | 0 | 0.029127 | 0.029101 | 0 | 0.0067265 | 0.0067206 | 0 | 0.0067265 | 0.0067206 | -1.6318e-10 | 0.0042543 | 0.0042517 | 1.4506e-10 | -0.0042418 | -0.0042343 | -8.2497e-10 | 0.0042597 | 0.0042475 | 7.2398e-10 | -0.0042418 | -0.0042343 | 0 | -165.2018 | 74.9622 | 0 | 14.7982 | -105.0378 | 0.89767 | 0.89418 | 0.8965 | 0.89594 | 0.89069 | 0.89474 | -0.028434 | -120.1653 | 119.934 | -0.029163 | -120.2018 | 119.9622