## LLL_max_6
name | pf_ikss_from_ka | pf_ikss_to_ka | pf_ip_from_ka | pf_ip_to_ka | pf_skss_from_mw | pf_skss_to_mw | pf_p_from_mw | pf_p_to_mw | pf_q_from_mvar | pf_q_to_mvar | pf_ikss_from_degree | pf_ikss_to_degree | pf_vm_from_pu | pf_vm_to_pu | pf_va_from_degree | pf_va_to_degree
Line0_1_2 | 1.8136 | 1.8136 | 0 | 0 | 1.2565 | 1.2565 | 0.49335 | -0.39468 | 0.9867 | -0.78936 | 0 | 112.8603 | 0.87799 | 0.70239 | -3.7048 | -3.7048
Line10_11_12 | 0 | 0 | 0 | 0 | 0 | 0 | 0 | 0 | 0 | 0 | 0 | 0 | 0.87799 | 0.87799 | -3.7048 | -3.7048
Line11_12_13 | 0 | 0 | 0 | 0 | 0 | 0 | 0 | 0 | 0 | 0 | 0 | 0 | 0.87799 | 0.87799 | -3.7048 | -3.7048
Line12_13_15 | 0 | 0 | 0 | 0 | 0 | 0 | 0 | 0 | 0 | 0 | 0 | 0 | 0.87799 | 0.87799 | -3.7048 | -3.7048
Line13_13_14 | 0 | 0 | 0 | 0 | 0 | 0 | 0 | 0 | 0 | 0 | 0 | 0 | 0.87799 | 0.87799 | -3.7048 | -3.7048
Line14_15_16 | 0 | 0 | 0 | 0 | 0 | 0 | 0 | 0 | 0 | 0 | 0 | 0 | 0.87799 | 0.87799 | -3.7048 | -3.7048
Line15_16_17 | 0 | 0 | 0 | 0 | 0 | 0 | 0 | 0 | 0 | 0 | 0 | 0 | 0.87799 | 0.87799 | -3.7048 | -3.7048
Line16_4_18 | 0 | 0 | 0 | 0 | 0 | 0 | 0 | 0 | 0 | 0 | 0 | 0 | 0.87799 | 0.87799 | -3.7048 | -3.7048
Line17_5_19 | 0 | 0 | 0 | 0 | 0 | 0 | 0 | 0 | 0 | 0 | 0 | 0 | 0.87799 | 0.87799 | -3.7048 | -3.7048
Line1_1_3 | 0 | 0 | 0 | 0 | 0 | 0 | 0 | 0 | 0 | 0 | 0 | 0 | 0.87799 | 0.87799 | -3.7048 | -3.7048
Line2_1_4 | 0 | 0 | 0 | 0 | 0 | 0 | 0 | 0 | 0 | 0 | 0 | 0 | 0.87799 | 0.87799 | -3.7048 | -3.7048
Line3_1_5 | 0 | 0 | 0 | 0 | 0 | 0 | 0 | 0 | 0 | 0 | 0 | 0 | 0.87799 | 0.87799 | -3.7048 | -3.7048
Line4_2_6 | 1.8136 | 1.8136 | 0 | 0 | 1.2565 | 1.2565 | 0.39468 | -0.29601 | 0.78936 | -0.59202 | 0 | 112.8603 | 0.70239 | 0.52679 | -3.7048 | -3.7048
Line5_6_7 | 1.8136 | 1.8136 | 0 | 0 | 1.2565 | 1.2565 | 0.29601 | -0.19734 | 0.59202 | -0.39468 | 0 | 112.8603 | 0.52679 | 0.35119 | -3.7048 | -3.7048
Line6_7_8 | 1.8136 | 1.8136 | 0 | 0 | 1.2565 | 1.2565 | 0.19734 | -0.09867 | 0.39468 | -0.19734 | 0 | 112.8603 | 0.35119 | 0.1756 | -3.7048 | -3.7048
Line7_8_9 | 0 | 0 | 0 | 0 | 0 | 0 | 0 | 0 | 0 | 0 | 0 | 0 | 0.1756 | 0.1756 | -3.7048 | -3.7048
Line8_8_10 | 1.8136 | 1.8136 | 0 | 3.3256 | 1.2565 | 1.2565 | 0.09867 | -1e-07 | 0.19734 | -1e-07 | -67.1397 | 112.8603 | 0.1756 | 0 | -3.7048 | 0
Line9_3_11 | 0 | 0 | 0 | 0 | 0 | 0 | 0 | 0 | 0 | 0 | 0 | 0 | 0.87799 | 0.87799 | -3.7048 | -3.7048

## LLL_max_10
name | pf_ikss_from_ka | pf_ikss_to_ka | pf_ip_from_ka | pf_ip_to_ka | pf_skss_from_mw | pf_skss_to_mw | pf_p_from_mw | pf_p_to_mw | pf_q_from_mvar | pf_q_to_mvar | pf_ikss_from_degree | pf_ikss_to_degree | pf_vm_from_pu | pf_vm_to_pu | pf_va_from_degree | pf_va_to_degree
Line0_1_2 | 1.8852 | 1.8852 | 0 | 0 | 1.3061 | 1.3061 | 0.53308 | -0.42646 | 1.0662 | -0.85292 | 0 | 112.715 | 0.91265 | 0.73012 | -3.85 | -3.85
Line10_11_12 | 0 | 0 | 0 | 0 | 0 | 0 | 0 | 0 | 0 | 0 | 0 | 0 | 0.91265 | 0.91265 | -3.85 | -3.85
Line11_12_13 | 0 | 0 | 0 | 0 | 0 | 0 | 0 | 0 | 0 | 0 | 0 | 0 | 0.91265 | 0.91265 | -3.85 | -3.85
Line12_13_15 | 0 | 0 | 0 | 0 | 0 | 0 | 0 | 0 | 0 | 0 | 0 | 0 | 0.91265 | 0.91265 | -3.85 | -3.85
Line13_13_14 | 0 | 0 | 0 | 0 | 0 | 0 | 0 | 0 | 0 | 0 | 0 | 0 | 0.91265 | 0.91265 | -3.85 | -3.85
Line14_15_16 | 0 | 0 | 0 | 0 | 0 | 0 | 0 | 0 | 0 | 0 | 0 | 0 | 0.91265 | 0.91265 | -3.85 | -3.85
Line15_16_17 | 0 | 0 | 0 | 0 | 0 | 0 | 0 | 0 | 0 | 0 | 0 | 0 | 0.91265 | 0.91265 | -3.85 | -3.85
Line16_4_18 | 0 | 0 | 0 | 0 | 0 | 0 | 0 | 0 | 0 | 0 | 0 | 0 | 0.91265 | 0.91265 | -3.85 | -3.85
Line17_5_19 | 0 | 0 | 0 | 0 | 0 | 0 | 0 | 0 | 0 | 0 | 0 | 0 | 0.91265 | 0.91265 | -3.85 | -3.85
Line1_1_3 | 0 | 0 | 0 | 0 | 0 | 0 | 0 | 0 | 0 | 0 | 0 | 0 | 0.91265 | 0.91265 | -3.85 | -3.85
Line2_1_4 | 0 | 0 | 0 | 0 | 0 | 0 | 0 | 0 | 0 | 0 | 0 | 0 | 0.91265 | 0.91265 | -3.85 | -3.85
Line3_1_5 | 0 | 0 | 0 | 0 | 0 | 0 | 0 | 0 | 0 | 0 | 0 | 0 | 0.91265 | 0.91265 | -3.85 | -3.85
Line4_2_6 | 1.8852 | 1.8852 | 0 | 0 | 1.3061 | 1.3061 | 0.42646 | -0.31985 | 0.85292 | -0.63969 | 0 | 112.715 | 0.73012 | 0.54759 | -3.85 | -3.85
Line5_6_7 | 1.8852 | 1.8852 | 0 | 0 | 1.3061 | 1.3061 | 0.31985 | -0.21323 | 0.63969 | -0.42646 | 0 | 112.715 | 0.54759 | 0.36506 | -3.85 | -3.85
Line6_7_8 | 1.8852 | 1.8852 | 0 | 0 | 1.3061 | 1.3061 | 0.21323 | -0.10662 | 0.42646 | -0.21323 | 0 | 112.715 | 0.36506 | 0.18253 | -3.85 | -3.85
Line7_8_9 | 0 | 0 | 0 | 0 | 0 | 0 | 0 | 0 | 0 | 0 | 0 | 0 | 0.18253 | 0.18253 | -3.85 | -3.85
Line8_8_10 | 1.8852 | 1.8852 | 0 | 3.4635 | 1.3061 | 1.3061 | 0.10662 | -1e-07 | 0.21323 | -1e-07 | -67.285 | 112.715 | 0.18253 | 0 | -3.85 | 0
Line9_3_11 | 0 | 0 | 0 | 0 | 0 | 0 | 0 | 0 | 0 | 0 | 0 | 0 | 0.91265 | 0.91265 | -3.85 | -3.85

## LLL_max_fault_6
name | pf_ikss_from_ka | pf_ikss_to_ka | pf_ip_from_ka | pf_ip_to_ka | pf_skss_from_mw | pf_skss_to_mw | pf_p_from_mw | pf_p_to_mw | pf_q_from_mvar | pf_q_to_mvar | pf_ikss_from_degree | pf_ikss_to_degree | pf_vm_from_pu | pf_vm_to_pu | pf_va_from_degree | pf_va_to_degree
Line0_1_2 | 0.033702 | 0.033702 | 0 | 0 | 0.023349 | 0.023349 | 0.017207 | -0.017173 | 0.017378 | -0.01731 | 0 | 134.5987 | 1.0474 | 1.0443 | -0.11902 | -0.1748
Line10_11_12 | 0 | 0 | 0 | 0 | 0 | 0 | 0 | 0 | 0 | 0 | 0 | 0 | 1.0474 | 1.0474 | -0.11902 | -0.11902
Line11_12_13 | 0 | 0 | 0 | 0 | 0 | 0 | 0 | 0 | 0 | 0 | 0 | 0 | 1.0474 | 1.0474 | -0.11902 | -0.11902
Line12_13_15 | 0 | 0 | 0 | 0 | 0 | 0 | 0 | 0 | 0 | 0 | 0 | 0 | 1.0474 | 1.0474 | -0.11902 | -0.11902
Line13_13_14 | 0 | 0 | 0 | 0 | 0 | 0 | 0 | 0 | 0 | 0 | 0 | 0 | 1.0474 | 1.0474 | -0.11902 | -0.11902
Line14_15_16 | 0 | 0 | 0 | 0 | 0 | 0 | 0 | 0 | 0 | 0 | 0 | 0 | 1.0474 | 1.0474 | -0.11902 | -0.11902
Line15_16_17 | 0 | 0 | 0 | 0 | 0 | 0 | 0 | 0 | 0 | 0 | 0 | 0 | 1.0474 | 1.0474 | -0.11902 | -0.11902
Line16_4_18 | 0 | 0 | 0 | 0 | 0 | 0 | 0 | 0 | 0 | 0 | 0 | 0 | 1.0474 | 1.0474 | -0.11902 | -0.11902
Line17_5_19 | 0 | 0 | 0 | 0 | 0 | 0 | 0 | 0 | 0 | 0 | 0 | 0 | 1.0474 | 1.0474 | -0.11902 | -0.11902
Line1_1_3 | 0 | 0 | 0 | 0 | 0 | 0 | 0 | 0 | 0 | 0 | 0 | 0 | 1.0474 | 1.0474 | -0.11902 | -0.11902
Line2_1_4 | 0 | 0 | 0 | 0 | 0 | 0 | 0 | 0 | 0 | 0 | 0 | 0 | 1.0474 | 1.0474 | -0.11902 | -0.11902
Line3_1_5 | 0 | 0 | 0 | 0 | 0 | 0 | 0 | 0 | 0 | 0 | 0 | 0 | 1.0474 | 1.0474 | -0.11902 | -0.11902
Line4_2_6 | 0.033702 | 0.033702 | 0 | 0 | 0.023349 | 0.023349 | 0.017173 | -0.017139 | 0.01731 | -0.017242 | 0 | 134.5987 | 1.0443 | 1.0412 | -0.1748 | -0.23091
Line5_6_7 | 0.033702 | 0.033702 | 0 | 0 | 0.023349 | 0.023349 | 0.017139 | -0.017105 | 0.017242 | -0.017173 | 0 | 134.5987 | 1.0412 | 1.0381 | -0.23091 | -0.28736
Line6_7_8 | 0.033702 | 0.033702 | 0 | 0 | 0.023349 | 0.023349 | 0.017105 | -0.017071 | 0.017173 | -0.017105 | 0 | 134.5987 | 1.0381 | 1.035 | -0.28736 | -0.34414
Line7_8_9 | 0 | 0 | 0 | 0 | 0 | 0 | 0 | 0 | 0 | 0 | 0 | 0 | 1.035 | 1.035 | -0.34414 | -0.34414
Line8_8_10 | 0.033702 | 0.033702 | 0 | 0.0618 | 0.023349 | 0.023349 | 0.017071 | -0.017037 | 0.017105 | -0.017037 | -45.4013 | 134.5987 | 1.035 | 1.0319 | -0.34414 | -0.40127
Line9_3_11 | 0 | 0 | 0 | 0 | 0 | 0 | 0 | 0 | 0 | 0 | 0 | 0 | 1.0474 | 1.0474 | -0.11902 | -0.11902

## LLL_max_fault_10
name | pf_ikss_from_ka | pf_ikss_to_ka | pf_ip_from_ka | pf_ip_to_ka | pf_skss_from_mw | pf_skss_to_mw | pf_p_from_mw | pf_p_to_mw | pf_q_from_mvar | pf_q_to_mvar | pf_ikss_from_degree | pf_ikss_to_degree | pf_vm_from_pu | pf_vm_to_pu | pf_va_from_degree | pf_va_to_degree
Line0_1_2 | 0.035302 | 0.035302 | 0 | 0 | 0.024458 | 0.024458 | 0.018881 | -0.018843 | 0.019068 | -0.018993 | 0 | 134.5931 | 1.0971 | 1.0939 | -0.12464 | -0.18041
Line10_11_12 | 0 | 0 | 0 | 0 | 0 | 0 | 0 | 0 | 0 | 0 | 0 | 0 | 1.0971 | 1.0971 | -0.12464 | -0.12464
Line11_12_13 | 0 | 0 | 0 | 0 | 0 | 0 | 0 | 0 | 0 | 0 | 0 | 0 | 1.0971 | 1.0971 | -0.12464 | -0.12464
Line12_13_15 | 0 | 0 | 0 | 0 | 0 | 0 | 0 | 0 | 0 | 0 | 0 | 0 | 1.0971 | 1.0971 | -0.12464 | -0.12464
Line13_13_14 | 0 | 0 | 0 | 0 | 0 | 0 | 0 | 0 | 0 | 0 | 0 | 0 | 1.0971 | 1.0971 | -0.12464 | -0.12464
Line14_15_16 | 0 | 0 | 0 | 0 | 0 | 0 | 0 | 0 | 0 | 0 | 0 | 0 | 1.0971 | 1.0971 | -0.12464 | -0.12464
Line15_16_17 | 0 | 0 | 0 | 0 | 0 | 0 | 0 | 0 | 0 | 0 | 0 | 0 | 1.0971 | 1.0971 | -0.12464 | -0.12464
Line16_4_18 | 0 | 0 | 0 | 0 | 0 | 0 | 0 | 0 | 0 | 0 | 0 | 0 | 1.0971 | 1.0971 | -0.12464 | -0.12464
Line17_5_19 | 0 | 0 | 0 | 0 | 0 | 0 | 0 | 0 | 0 | 0 | 0 | 0 | 1.0971 | 1.0971 | -0.12464 | -0.12464
Line1_1_3 | 0 | 0 | 0 | 0 | 0 | 0 | 0 | 0 | 0 | 0 | 0 | 0 | 1.0971 | 1.0971 | -0.12464 | -0.12464
Line2_1_4 | 0 | 0 | 0 | 0 | 0 | 0 | 0 | 0 | 0 | 0 | 0 | 0 | 1.0971 | 1.0971 | -0.12464 | -0.12464
Line3_1_5 | 0 | 0 | 0 | 0 | 0 | 0 | 0 | 0 | 0 | 0 | 0 | 0 | 1.0971 | 1.0971 | -0.12464 | -0.12464
Line4_2_6 | 0.035302 | 0.035302 | 0 | 0 | 0.024458 | 0.024458 | 0.018843 | -0.018806 | 0.018993 | -0.018918 | 0 | 134.5931 | 1.0939 | 1.0906 | -0.18041 | -0.23653
Line5_6_7 | 0.035302 | 0.035302 | 0 | 0 | 0.024458 | 0.024458 | 0.018806 | -0.018769 | 0.018918 | -0.018843 | 0 | 134.5931 | 1.0906 | 1.0874 | -0.23653 | -0.29297
Line6_7_8 | 0.035302 | 0.035302 | 0 | 0 | 0.024458 | 0.024458 | 0.018769 | -0.018731 | 0.018843 | -0.018769 | 0 | 134.5931 | 1.0874 | 1.0842 | -0.29297 | -0.34975
Line7_8_9 | 0 | 0 | 0 | 0 | 0 | 0 | 0 | 0 | 0 | 0 | 0 | 0 | 1.0842 | 1.0842 | -0.34975 | -0.34975
Line8_8_10 | 0.035302 | 0.035302 | 0 | 0.06486 | 0.024458 | 0.024458 | 0.018731 | -0.018694 | 0.018769 | -0.018694 | -45.4069 | 134.5931 | 1.0842 | 1.0809 | -0.34975 | -0.40688
Line9_3_11 | 0 | 0 | 0 | 0 | 0 | 0 | 0 | 0 | 0 | 0 | 0 | 0 | 1.0971 | 1.0971 | -0.12464 | -0.12464

## LLL_min_6
name | pf_ikss_from_ka | pf_ikss_to_ka | pf_ip_from_ka | pf_ip_to_ka | pf_skss_from_mw | pf_skss_to_mw | pf_p_from_mw | pf_p_to_mw | pf_q_from_mvar | pf_q_to_mvar | pf_ikss_from_degree | pf_ikss_to_degree | pf_vm_from_pu | pf_vm_to_pu | pf_va_from_degree | pf_va_to_degree
Line0_1_2 | 1.3872 | 1.3872 | 0 | 0 | 0.96109 | 0.96109 | 0.55422 | -0.44337 | 0.57731 | -0.46185 | 0 | 128.2998 | 0.83268 | 0.66614 | -5.531 | -5.531
Line10_11_12 | 0 | 0 | 0 | 0 | 0 | 0 | 0 | 0 | 0 | 0 | 0 | 0 | 0.83268 | 0.83268 | -5.531 | -5.531
Line11_12_13 | 0 | 0 | 0 | 0 | 0 | 0 | 0 | 0 | 0 | 0 | 0 | 0 | 0.83268 | 0.83268 | -5.531 | -5.531
Line12_13_15 | 0 | 0 | 0 | 0 | 0 | 0 | 0 | 0 | 0 | 0 | 0 | 0 | 0.83268 | 0.83268 | -5.531 | -5.531
Line13_13_14 | 0 | 0 | 0 | 0 | 0 | 0 | 0 | 0 | 0 | 0 | 0 | 0 | 0.83268 | 0.83268 | -5.531 | -5.531
Line14_15_16 | 0 | 0 | 0 | 0 | 0 | 0 | 0 | 0 | 0 | 0 | 0 | 0 | 0.83268 | 0.83268 | -5.531 | -5.531
Line15_16_17 | 0 | 0 | 0 | 0 | 0 | 0 | 0 | 0 | 0 | 0 | 0 | 0 | 0.83268 | 0.83268 | -5.531 | -5.531
Line16_4_18 | 0 | 0 | 0 | 0 | 0 | 0 | 0 | 0 | 0 | 0 | 0 | 0 | 0.83268 | 0.83268 | -5.531 | -5.531
Line17_5_19 | 0 | 0 | 0 | 0 | 0 | 0 | 0 | 0 | 0 | 0 | 0 | 0 | 0.83268 | 0.83268 | -5.531 | -5.531
Line1_1_3 | 0 | 0 | 0 | 0 | 0 | 0 | 0 | 0 | 0 | 0 | 0 | 0 | 0.83268 | 0.83268 | -5.531 | -5.531
Line2_1_4 | 0 | 0 | 0 | 0 | 0 | 0 | 0 | 0 | 0 | 0 | 0 | 0 | 0.83268 | 0.83268 | -5.531 | -5.531
Line3_1_5 | 0 | 0 | 0 | 0 | 0 | 0 | 0 | 0 | 0 | 0 | 0 | 0 | 0.83268 | 0.83268 | -5.531 | -5.531
Line4_2_6 | 1.3872 | 1.3872 | 0 | 0 | 0.96109 | 0.96109 | 0.44337 | -0.33253 | 0.46185 | -0.34639 | 0 | 128.2998 | 0.66614 | 0.49961 | -5.531 | -5.531
Line5_6_7 | 1.3872 | 1.3872 | 0 | 0 | 0.96109 | 0.96109 | 0.33253 | -0.22169 | 0.34639 | -0.23092 | 0 | 128.2998 | 0.49961 | 0.33307 | -5.531 | -5.531
Line6_7_8 | 1.3872 | 1.3872 | 0 | 0 | 0.96109 | 0.96109 | 0.22169 | -0.11084 | 0.23092 | -0.11546 | 0 | 128.2998 | 0.33307 | 0.16654 | -5.531 | -5.531
Line7_8_9 | 0 | 0 | 0 | 0 | 0 | 0 | 0 | 0 | 0 | 0 | 0 | 0 | 0.16654 | 0.16654 | -5.531 | -5.531
Line8_8_10 | 1.3872 | 1.3872 | 0 | 2.1809 | 0.96109 | 0.96109 | 0.11084 | -1e-07 | 0.11546 | -1e-07 | -51.7002 | 128.2998 | 0.16654 | 0 | -5.531 | 0
Line9_3_11 | 0 | 0 | 0 | 0 | 0 | 0 | 0 | 0 | 0 | 0 | 0 | 0 | 0.83268 | 0.83268 | -5.531 | -5.531

## LLL_min_10
name | pf_ikss_from_ka | pf_ikss_to_ka | pf_ip_from_ka | pf_ip_to_ka | pf_skss_from_mw | pf_skss_to_mw | pf_p_from_mw | pf_p_to_mw | pf_q_from_mvar | pf_q_to_mvar | pf_ikss_from_degree | pf_ikss_to_degree | pf_vm_from_pu | pf_vm_to_pu | pf_va_from_degree | pf_va_to_degree
Line0_1_2 | 1.3142 | 1.3142 | 0 | 0 | 0.91051 | 0.91051 | 0.49741 | -0.39793 | 0.51814 | -0.41451 | 0 | 128.2998 | 0.78885 | 0.63108 | -5.531 | -5.531
Line10_11_12 | 0 | 0 | 0 | 0 | 0 | 0 | 0 | 0 | 0 | 0 | 0 | 0 | 0.78885 | 0.78885 | -5.531 | -5.531
Line11_12_13 | 0 | 0 | 0 | 0 | 0 | 0 | 0 | 0 | 0 | 0 | 0 | 0 | 0.78885 | 0.78885 | -5.531 | -5.531
Line12_13_15 | 0 | 0 | 0 | 0 | 0 | 0 | 0 | 0 | 0 | 0 | 0 | 0 | 0.78885 | 0.78885 | -5.531 | -5.531
Line13_13_14 | 0 | 0 | 0 | 0 | 0 | 0 | 0 | 0 | 0 | 0 | 0 | 0 | 0.78885 | 0.78885 | -5.531 | -5.531
Line14_15_16 | 0 | 0 | 0 | 0 | 0 | 0 | 0 | 0 | 0 | 0 | 0 | 0 | 0.78885 | 0.78885 | -5.531 | -5.531
Line15_16_17 | 0 | 0 | 0 | 0 | 0 | 0 | 0 | 0 | 0 | 0 | 0 | 0 | 0.78885 | 0.78885 | -5.531 | -5.531
Line16_4_18 | 0 | 0 | 0 | 0 | 0 | 0 | 0 | 0 | 0 | 0 | 0 | 0 | 0.78885 | 0.78885 | -5.531 | -5.531
Line17_5_19 | 0 | 0 | 0 | 0 | 0 | 0 | 0 | 0 | 0 | 0 | 0 | 0 | 0.78885 | 0.78885 | -5.531 | -5.531
Line1_1_3 | 0 | 0 | 0 | 0 | 0 | 0 | 0 | 0 | 0 | 0 | 0 | 0 | 0.78885 | 0.78885 | -5.531 | -5.531
Line2_1_4 | 0 | 0 | 0 | 0 | 0 | 0 | 0 | 0 | 0 | 0 | 0 | 0 | 0.78885 | 0.78885 | -5.531 | -5.531
Line3_1_5 | 0 | 0 | 0 | 0 | 0 | 0 | 0 | 0 | 0 | 0 | 0 | 0 | 0.78885 | 0.78885 | -5.531 | -5.531
Line4_2_6 | 1.3142 | 1.3142 | 0 | 0 | 0.91051 | 0.91051 | 0.39793 | -0.29845 | 0.41451 | -0.31088 | 0 | 128.2998 | 0.63108 | 0.47331 | -5.531 | -5.531
Line5_6_7 | 1.3142 | 1.3142 | 0 | 0 | 0.91051 | 0.91051 | 0.29845 | -0.19897 | 0.31088 | -0.20726 | 0 | 128.2998 | 0.47331 | 0.31554 | -5.531 | -5.531
Line6_7_8 | 1.3142 | 1.3142 | 0 | 0 | 0.91051 | 0.91051 | 0.19897 | -0.099483 | 0.20726 | -0.10363 | 0 | 128.2998 | 0.31554 | 0.15777 | -5.531 | -5.531
Line7_8_9 | 0 | 0 | 0 | 0 | 0 | 0 | 0 | 0 | 0 | 0 | 0 | 0 | 0.15777 | 0.15777 | -5.531 | -5.531
Line8_8_10 | 1.3142 | 1.3142 | 0 | 2.0661 | 0.91051 | 0.91051 | 0.099483 | -1e-07 | 0.10363 | -1e-07 | -51.7002 | 128.2998 | 0.15777 | 0 | -5.531 | 0
Line9_3_11 | 0 | 0 | 0 | 0 | 0 | 0 | 0 | 0 | 0 | 0 | 0 | 0 | 0.78885 | 0.78885 | -5.531 | -5.531

## LLL_min_fault_6
name | pf_ikss_from_ka | pf_ikss_to_ka | pf_ip_from_ka | pf_ip_to_ka | pf_skss_from_mw | pf_skss_to_mw | pf_p_from_mw | pf_p_to_mw | pf_q_from_mvar | pf_q_to_mvar | pf_ikss_from_degree | pf_ikss_to_degree | pf_vm_from_pu | pf_vm_to_pu | pf_va_from_degree | pf_va_to_degree
Line0_1_2 | 0.030353 | 0.030353 | 0 | 0 | 0.021029 | 0.021029 | 0.014084 | -0.014031 | 0.014096 | -0.01404 | 0 | 134.8537 | 0.94757 | 0.94392 | -0.12379 | -0.12822
Line10_11_12 | 0 | 0 | 0 | 0 | 0 | 0 | 0 | 0 | 0 | 0 | 0 | 0 | 0.94757 | 0.94757 | -0.12379 | -0.12379
Line11_12_13 | 0 | 0 | 0 | 0 | 0 | 0 | 0 | 0 | 0 | 0 | 0 | 0 | 0.94757 | 0.94757 | -0.12379 | -0.12379
Line12_13_15 | 0 | 0 | 0 | 0 | 0 | 0 | 0 | 0 | 0 | 0 | 0 | 0 | 0.94757 | 0.94757 | -0.12379 | -0.12379
Line13_13_14 | 0 | 0 | 0 | 0 | 0 | 0 | 0 | 0 | 0 | 0 | 0 | 0 | 0.94757 | 0.94757 | -0.12379 | -0.12379
Line14_15_16 | 0 | 0 | 0 | 0 | 0 | 0 | 0 | 0 | 0 | 0 | 0 | 0 | 0.94757 | 0.94757 | -0.12379 | -0.12379
Line15_16_17 | 0 | 0 | 0 | 0 | 0 | 0 | 0 | 0 | 0 | 0 | 0 | 0 | 0.94757 | 0.94757 | -0.12379 | -0.12379
Line16_4_18 | 0 | 0 | 0 | 0 | 0 | 0 | 0 | 0 | 0 | 0 | 0 | 0 | 0.94757 | 0.94757 | -0.12379 | -0.12379
Line17_5_19 | 0 | 0 | 0 | 0 | 0 | 0 | 0 | 0 | 0 | 0 | 0 | 0 | 0.94757 | 0.94757 | -0.12379 | -0.12379
Line1_1_3 | 0 | 0 | 0 | 0 | 0 | 0 | 0 | 0 | 0 | 0 | 0 | 0 | 0.94757 | 0.94757 | -0.12379 | -0.12379
Line2_1_4 | 0 | 0 | 0 | 0 | 0 | 0 | 0 | 0 | 0 | 0 | 0 | 0 | 0.94757 | 0.94757 | -0.12379 | -0.12379
Line3_1_5 | 0 | 0 | 0 | 0 | 0 | 0 | 0 | 0 | 0 | 0 | 0 | 0 | 0.94757 | 0.94757 | -0.12379 | -0.12379
Line4_2_6 | 0.030353 | 0.030353 | 0 | 0 | 0.021029 | 0.021029 | 0.014031 | -0.013978 | 0.01404 | -0.013985 | 0 | 134.8537 | 0.94392 | 0.94028 | -0.12822 | -0.13268
Line5_6_7 | 0.030353 | 0.030353 | 0 | 0 | 0.021029 | 0.021029 | 0.013978 | -0.013925 | 0.013985 | -0.01393 | 0 | 134.8537 | 0.94028 | 0.93664 | -0.13268 | -0.13717
Line6_7_8 | 0.030353 | 0.030353 | 0 | 0 | 0.021029 | 0.021029 | 0.013925 | -0.013872 | 0.01393 | -0.013874 | 0 | 134.8537 | 0.93664 | 0.933 | -0.13717 | -0.1417
Line7_8_9 | 0 | 0 | 0 | 0 | 0 | 0 | 0 | 0 | 0 | 0 | 0 | 0 | 0.933 | 0.933 | -0.1417 | -0.1417
Line8_8_10 | 0.030353 | 0.030353 | 0 | 0.047719 | 0.021029 | 0.021029 | 0.013872 | -0.013819 | 0.013874 | -0.013819 | -45.1463 | 134.8537 | 0.933 | 0.92935 | -0.1417 | -0.14627
Line9_3_11 | 0 | 0 | 0 | 0 | 0 | 0 | 0 | 0 | 0 | 0 | 0 | 0 | 0.94757 | 0.94757 | -0.12379 | -0.12379

## LLL_min_fault_10
name | pf_ikss_from_ka | pf_ikss_to_ka | pf_ip_from_ka | pf_ip_to_ka | pf_skss_from_mw | pf_skss_to_mw | pf_p_from_mw | pf_p_to_mw | pf_q_from_mvar | pf_q_to_mvar | pf_ikss_from_degree | pf_ikss_to_degree | pf_vm_from_pu | pf_vm_to_pu | pf_va_from_degree | pf_va_to_degree
Line0_1_2 | 0.028755 | 0.028755 | 0 | 0 | 0.019922 | 0.019922 | 0.012641 | -0.012593 | 0.012651 | -0.012601 | 0 | 134.8537 | 0.8977 | 0.89424 | -0.12379 | -0.12822
Line10_11_12 | 0 | 0 | 0 | 0 | 0 | 0 | 0 | 0 | 0 | 0 | 0 | 0 | 0.8977 | 0.8977 | -0.12379 | -0.12379
Line11_12_13 | 0 | 0 | 0 | 0 | 0 | 0 | 0 | 0 | 0 | 0 | 0 | 0 | 0.8977 | 0.8977 | -0.12379 | -0.12379
Line12_13_15 | 0 | 0 | 0 | 0 | 0 | 0 | 0 | 0 | 0 | 0 | 0 | 0 | 0.8977 | 0.8977 | -0.12379 | -0.12379
Line13_13_14 | 0 | 0 | 0 | 0 | 0 | 0 | 0 | 0 | 0 | 0 | 0 | 0 | 0.8977 | 0.8977 | -0.12379 | -0.12379
Line14_15_16 | 0 | 0 | 0 | 0 | 0 | 0 | 0 | 0 | 0 | 0 | 0 | 0 | 0.8977 | 0.8977 | -0.12379 | -0.12379
Line15_16_17 | 0 | 0 | 0 | 0 | 0 | 0 | 0 | 0 | 0 | 0 | 0 | 0 | 0.8977 | 0.8977 | -0.12379 | -0.12379
Line16_4_18 | 0 | 0 | 0 | 0 | 0 | 0 | 0 | 0 | 0 | 0 | 0 | 0 | 0.8977 | 0.8977 | -0.12379 | -0.12379
Line17_5_19 | 0 | 0 | 0 | 0 | 0 | 0 | 0 | 0 | 0 | 0 | 0 | 0 | 0.8977 | 0.8977 | -0.12379 | -0.12379
Line1_1_3 | 0 | 0 | 0 | 0 | 0 | 0 | 0 | 0 | 0 | 0 | 0 | 0 | 0.8977 | 0.8977 | -0.12379 | -0.12379
Line2_1_4 | 0 | 0 | 0 | 0 | 0 | 0 | 0 | 0 | 0 | 0 | 0 | 0 | 0.8977 | 0.8977 | -0.12379 | -0.12379
Line3_1_5 | 0 | 0 | 0 | 0 | 0 | 0 | 0 | 0 | 0 | 0 | 0 | 0 | 0.8977 | 0.8977 | -0.12379 | -0.12379
Line4_2_6 | 0.028755 | 0.028755 | 0 | 0 | 0.019922 | 0.019922 | 0.012593 | -0.012546 | 0.012601 | -0.012552 | 0 | 134.8537 | 0.89424 | 0.89079 | -0.12822 | -0.13268
Line5_6_7 | 0.028755 | 0.028755 | 0 | 0 | 0.019922 | 0.019922 | 0.012546 | -0.012498 | 0.012552 | -0.012502 | 0 | 134.8537 | 0.89079 | 0.88734 | -0.13268 | -0.13717
Line6_7_8 | 0.028755 | 0.028755 | 0 | 0 | 0.019922 | 0.019922 | 0.012498 | -0.01245 | 0.012502 | -0.012452 | 0 | 134.8537 | 0.88734 | 0.88389 | -0.13717 | -0.1417
Line7_8_9 | 0 | 0 | 0 | 0 | 0 | 0 | 0 | 0 | 0 | 0 | 0 | 0 | 0.88389 | 0.88389 | -0.1417 | -0.1417
Line8_8_10 | 0.028755 | 0.028755 | 0 | 0.045207 | 0.019922 | 0.019922 | 0.01245 | -0.012403 | 0.012452 | -0.012403 | -45.1463 | 134.8537 | 0.88389 | 0.88044 | -0.1417 | -0.14627
Line9_3_11 | 0 | 0 | 0 | 0 | 0 | 0 | 0 | 0 | 0 | 0 | 0 | 0 | 0.8977 | 0.8977 | -0.12379 | -0.12379

## LL_max_6
name | pf_ikss_a_from_ka | pf_ikss_b_from_ka | pf_ikss_c_from_ka | pf_ikss_a_to_ka | pf_ikss_b_to_ka | pf_ikss_c_to_ka | pf_skss_a_from_mw | pf_skss_b_from_mw | pf_skss_c_from_mw | pf_skss_a_to_mw | pf_skss_b_to_mw | pf_skss_c_to_mw | pf_p_a_from_mw | pf_p_b_from_mw | pf_p_c_from_mw | pf_p_a_to_mw | pf_p_b_to_mw | pf_p_c_to_mw | pf_q_a_from_mvar | pf_q_b_from_mvar | pf_q_c_from_mvar | pf_q_a_to_mvar | pf_q_b_to_mvar | pf_q_c_to_mvar | pf_ikss_a_from_degree | pf_ikss_b_from_degree | pf_ikss_c_from_degree | pf_ikss_a_to_degree | pf_ikss_b_to_degree | pf_ikss_c_to_degree | pf_vm_a_from_pu | pf_vm_b_from_pu | pf_vm_c_from_pu | pf_vm_a_to_pu | pf_vm_b_to_pu | pf_vm_c_to_pu | pf_va_a_from_degree | pf_va_b_from_degree | pf_va_c_from_degree | pf_va_a_to_degree | pf_va_b_to_degree | pf_va_c_to_degree
Line0_1_2 | 0 | 1.5706 | 1.5706 | 0 | 1.5706 | 1.5706 | 0 | 0.36271 | 0.36271 | 0 | 0.36271 | 0.36271 | 8.5487e-16 | 0.2988 | -0.052129 | -8.5487e-16 | -0.27414 | 0.076797 | -1.9429e-16 | 0.1727 | 0.32065 | 1.7486e-16 | -0.12336 | -0.27132 | 0 | 0 | 0 | 0 | 22.8603 | -157.1397 | 1.035 | 0.87799 | 0.98387 | 0.99573 | 0.70239 | 0.95338 | -3.7021e-13 | -127.1134 | 122.0942 | -3.8458e-13 | -132.9117 | 128.6646
Line10_11_12 | 0 | 0 | 0 | 0 | 0 | 0 | 0 | 0 | 0 | 0 | 0 | 0 | 2.3315e-16 | -1.8927e-09 | -3.0276e-09 | -2.3315e-16 | 1.8927e-09 | 3.0276e-09 | 5.8287e-17 | 2.7218e-09 | -7.5605e-10 | -5.8287e-17 | -2.7218e-09 | 7.5605e-10 | 0 | 0 | 0 | 0 | 0 | 0 | 1.035 | 0.87799 | 0.98387 | 1.035 | 0.87799 | 0.98387 | -3.8156e-13 | -127.1134 | 122.0942 | -3.8616e-13 | -127.1134 | 122.0942
Line11_12_13 | 0 | 0 | 0 | 0 | 0 | 0 | 0 | 0 | 0 | 0 | 0 | 0 | 2.3315e-16 | -1.5772e-09 | -2.523e-09 | -2.3315e-16 | 1.5772e-09 | 2.523e-09 | -3.8858e-17 | 2.2682e-09 | -6.3004e-10 | 1.9429e-17 | -2.2682e-09 | 6.3005e-10 | 0 | 0 | 0 | 0 | 0 | 0 | 1.035 | 0.87799 | 0.98387 | 1.035 | 0.87799 | 0.98387 | -3.8616e-13 | -127.1134 | 122.0942 | -3.8977e-13 | -127.1134 | 122.0942
Line12_13_15 | 0 | 0 | 0 | 0 | 0 | 0 | 0 | 0 | 0 | 0 | 0 | 0 | 1.36e-16 | -9.4633e-10 | -1.5138e-09 | -1.36e-16 | 9.4633e-10 | 1.5138e-09 | 3.8858e-17 | 1.3609e-09 | -3.7803e-10 | -1.9429e-17 | -1.3609e-09 | 3.7803e-10 | 0 | 0 | 0 | 0 | 0 | 0 | 1.035 | 0.87799 | 0.98387 | 1.035 | 0.87799 | 0.98387 | -3.8977e-13 | -127.1134 | 122.0942 | -3.9154e-13 | -127.1134 | 122.0942
Line13_13_14 | 0 | 0 | 0 | 0 | 0 | 0 | 0 | 0 | 0 | 0 | 0 | 0 | 1.9429e-17 | -3.1544e-10 | -5.046e-10 | -1.9429e-17 | 3.1544e-10 | 5.046e-10 | -1.3217e-31 | 4.5364e-10 | -1.2601e-10 | 1.3234e-31 | -4.5364e-10 | 1.2601e-10 | 0 | 0 | 0 | 0 | 0 | 0 | 1.035 | 0.87799 | 0.98387 | 1.035 | 0.87799 | 0.98387 | -3.8977e-13 | -127.1134 | 122.0942 | -3.9028e-13 | -127.1134 | 122.0942
Line14_15_16 | 0 | 0 | 0 | 0 | 0 | 0 | 0 | 0 | 0 | 0 | 0 | 0 | 3.8858e-17 | -6.3089e-10 | -1.0092e-09 | -3.8858e-17 | 6.3089e-10 | 1.0092e-09 | 3.8858e-17 | 9.0727e-10 | -2.5202e-10 | -1.9429e-17 | -9.0727e-10 | 2.5202e-10 | 0 | 0 | 0 | 0 | 0 | 0 | 1.035 | 0.87799 | 0.98387 | 1.035 | 0.87799 | 0.98387 | -3.9154e-13 | -127.1134 | 122.0942 | -3.9242e-13 | -127.1134 | 122.0942
Line15_16_17 | 0 | 0 | 0 | 0 | 0 | 0 | 0 | 0 | 0 | 0 | 0 | 0 | 0 | -3.1544e-10 | -5.046e-10 | 1.9429e-17 | 3.1544e-10 | 5.046e-10 | 0 | 4.5364e-10 | -1.2601e-10 | 1.9429e-17 | -4.5364e-10 | 1.2601e-10 | 0 | 0 | 0 | 0 | 0 | 0 | 1.035 | 0.87799 | 0.98387 | 1.035 | 0.87799 | 0.98387 | -3.9242e-13 | -127.1134 | 122.0942 | -3.9272e-13 | -127.1134 | 122.0942
Line16_4_18 | 0 | 0 | 0 | 0 | 0 | 0 | 0 | 0 | 0 | 0 | 0 | 0 | 1.2602e-31 | -3.1544e-10 | -5.046e-10 | 1.2612e-31 | 3.1544e-10 | 5.046e-10 | 1.9429e-17 | 4.5364e-10 | -1.2601e-10 | 1.9429e-17 | -4.5364e-10 | 1.2601e-10 | 0 | 0 | 0 | 0 | 0 | 0 | 1.035 | 0.87799 | 0.98387 | 1.035 | 0.87799 | 0.98387 | -3.7163e-13 | -127.1134 | 122.0942 | -3.7193e-13 | -127.1134 | 122.0942
Line17_5_19 | 0 | 0 | 0 | 0 | 0 | 0 | 0 | 0 | 0 | 0 | 0 | 0 | 1.2602e-31 | -3.1544e-10 | -5.046e-10 | 1.2612e-31 | 3.1544e-10 | 5.046e-10 | 1.9429e-17 | 4.5364e-10 | -1.2601e-10 | 1.9429e-17 | -4.5364e-10 | 1.2601e-10 | 0 | 0 | 0 | 0 | 0 | 0 | 1.035 | 0.87799 | 0.98387 | 1.035 | 0.87799 | 0.98387 | -3.7163e-13 | -127.1134 | 122.0942 | -3.7193e-13 | -127.1134 | 122.0942
Line1_1_3 | 0 | 0 | 0 | 0 | 0 | 0 | 0 | 0 | 0 | 0 | 0 | 0 | 3.4972e-16 | -2.5236e-09 | -4.0368e-09 | -3.8858e-16 | 2.5236e-09 | 4.0368e-09 | 7.7716e-17 | 3.6291e-09 | -1.0081e-09 | -9.7145e-17 | -3.6291e-09 | 1.0081e-09 | 0 | 0 | 0 | 0 | 0 | 0 | 1.035 | 0.87799 | 0.98387 | 1.035 | 0.87799 | 0.98387 | -3.7021e-13 | -127.1134 | 122.0942 | -3.7636e-13 | -127.1134 | 122.0942
Line2_1_4 | 0 | 0 | 0 | 0 | 0 | 0 | 0 | 0 | 0 | 0 | 0 | 0 | 7.7716e-17 | -6.3089e-10 | -1.0092e-09 | -7.7716e-17 | 6.3089e-10 | 1.0092e-09 | -5.0215e-31 | 9.0727e-10 | -2.5202e-10 | -1.9429e-17 | -9.0727e-10 | 2.5202e-10 | 0 | 0 | 0 | 0 | 0 | 0 | 1.035 | 0.87799 | 0.98387 | 1.035 | 0.87799 | 0.98387 | -3.7021e-13 | -127.1134 | 122.0942 | -3.7163e-13 | -127.1134 | 122.0942
Line3_1_5 | 0 | 0 | 0 | 0 | 0 | 0 | 0 | 0 | 0 | 0 | 0 | 0 | 7.7716e-17 | -6.3089e-10 | -1.0092e-09 | -7.7716e-17 | 6.3089e-10 | 1.0092e-09 | -5.0215e-31 | 9.0727e-10 | -2.5202e-10 | -1.9429e-17 | -9.0727e-10 | 2.5202e-10 | 0 | 0 | 0 | 0 | 0 | 0 | 1.035 | 0.87799 | 0.98387 | 1.035 | 0.87799 | 0.98387 | -3.7021e-13 | -127.1134 | 122.0942 | -3.7163e-13 | -127.1134 | 122.0942
Line4_2_6 | 0 | 1.5706 | 1.5706 | 0 | 1.5706 | 1.5706 | 0 | 0.36271 | 0.36271 | 0 | 0.36271 | 0.36271 | 8.1601e-16 | 0.27414 | -0.076797 | -8.1601e-16 | -0.24947 | 0.10146 | -3.1086e-16 | 0.12336 | 0.27132 | 3.1086e-16 | -0.074028 | -0.22198 | 0 | 0 | 0 | 0 | 22.8603 | -157.1397 | 0.99573 | 0.70239 | 0.95338 | 0.96291 | 0.52679 | 0.93021 | -3.8458e-13 | -132.9117 | 128.6646 | -3.9558e-13 | -140.6119 | 137.4247
Line5_6_7 | 0 | 1.5706 | 1.5706 | 0 | 1.5706 | 1.5706 | 0 | 0.36271 | 0.36271 | 0 | 0.36271 | 0.36271 | 4.6629e-16 | 0.24947 | -0.10146 | -5.4401e-16 | -0.2248 | 0.12613 | -1.9429e-16 | 0.074028 | 0.22198 | 2.3315e-16 | -0.024693 | -0.17265 | 0 | 0 | 0 | 0 | 22.8603 | -157.1397 | 0.96291 | 0.52679 | 0.93021 | 0.9372 | 0.35119 | 0.91492 | -3.9558e-13 | -140.6119 | 137.4247 | -4.0144e-13 | -150.8712 | 149.0113
Line6_7_8 | 0 | 1.5706 | 1.5706 | 0 | 1.5706 | 1.5706 | 0 | 0.36271 | 0.36271 | 0 | 0.36271 | 0.36271 | 3.1086e-16 | 0.2248 | -0.12613 | -3.1086e-16 | -0.20013 | 0.1508 | -2.3315e-16 | 0.024693 | 0.17265 | 2.72e-16 | 0.024642 | -0.12331 | 0 | 0 | 0 | 0 | 22.8603 | -157.1397 | 0.9372 | 0.35119 | 0.91492 | 0.91919 | 0.1756 | 0.90789 | -4.0144e-13 | -150.8712 | 149.0113 | -4.0411e-13 | -164.159 | 163.5867
Line7_8_9 | 0 | 0 | 0 | 0 | 0 | 0 | 0 | 0 | 0 | 0 | 0 | 0 | 2.7406e-31 | -4.0227e-10 | -4.401e-10 | -7.7716e-17 | 4.0227e-10 | 4.401e-10 | 3.8858e-17 | 1.4911e-09 | -1.4256e-09 | -3.8858e-17 | -1.4911e-09 | 1.4256e-09 | 0 | 0 | 0 | 0 | 0 | 0 | 0.91919 | 0.1756 | 0.90789 | 0.91919 | 0.1756 | 0.90789 | -4.0411e-13 | -164.159 | 163.5867 | -4.0677e-13 | -164.159 | 163.5867
Line8_8_10 | 0 | 1.5706 | 1.5706 | 0 | 1.5706 | 1.5706 | 0 | 0.36271 | 0.36271 | 0 | 0.36271 | 0.36271 | -1.5543e-16 | 0.20013 | -0.1508 | 1.5543e-16 | -0.17547 | 0.17547 | 7.7716e-17 | -0.024642 | 0.12331 | -7.7716e-17 | 0.073977 | -0.073977 | 0 | -157.1397 | 22.8603 | 0 | 22.8603 | -157.1397 | 0.91919 | 0.1756 | 0.90789 | 0.90933 | 0 | 0.90933 | -4.0411e-13 | -164.159 | 163.5867 | -4.0857e-13 | 180 | -180
Line9_3_11 | 0 | 0 | 0 | 0 | 0 | 0 | 0 | 0 | 0 | 0 | 0 | 0 | 3.1086e-16 | -2.2081e-09 | -3.5322e-09 | -3.1086e-16 | 2.2081e-09 | 3.5322e-09 | 3.8858e-17 | 3.1754e-09 | -8.8206e-10 | -5.8287e-17 | -3.1754e-09 | 8.8206e-10 | 0 | 0 | 0 | 0 | 0 | 0 | 1.035 | 0.87799 | 0.98387 | 1.035 | 0.87799 | 0.98387 | -3.7636e-13 | -127.1134 | 122.0942 | -3.8156e-13 | -127.1134 | 122.0942

## LL_max_10
name | pf_ikss_a_from_ka | pf_ikss_b_from_ka | pf_ikss_c_from_ka | pf_ikss_a_to_ka | pf_ikss_b_to_ka | pf_ikss_c_to_ka | pf_skss_a_from_mw | pf_skss_b_from_mw | pf_skss_c_from_mw | pf_skss_a_to_mw | pf_skss_b_to_mw | pf_skss_c_to_mw | pf_p_a_from_mw | pf_p_b_from_mw | pf_p_c_from_mw | pf_p_a_to_mw | pf_p_b_to_mw | pf_p_c_to_mw | pf_q_a_from_mvar | pf_q_b_from_mvar | pf_q_c_from_mvar | pf_q_a_to_mvar | pf_q_b_to_mvar | pf_q_c_to_mvar | pf_ikss_a_from_degree | pf_ikss_b_from_degree | pf_ikss_c_from_degree | pf_ikss_a_to_degree | pf_ikss_b_to_degree | pf_ikss_c_to_degree | pf_vm_a_from_pu | pf_vm_b_from_pu | pf_vm_c_from_pu | pf_vm_a_to_pu | pf_vm_b_to_pu | pf_vm_c_to_pu | pf_va_a_from_degree | pf_va_b_from_degree | pf_va_c_from_degree | pf_va_a_to_degree | pf_va_b_to_degree | pf_va_c_to_degree
Line0_1_2 | 0 | 1.6326 | 1.6326 | 0 | 1.6326 | 1.6326 | 0 | 0.37703 | 0.37703 | 0 | 0.37703 | 0.37703 | 1.0584e-15 | 0.32455 | -0.058015 | -1.0177e-15 | -0.2979 | 0.084669 | -1.8319e-16 | 0.18646 | 0.34661 | 2.2389e-16 | -0.13316 | -0.29331 | 0 | 0 | 0 | 0 | 22.715 | -157.285 | 1.0836 | 0.91265 | 1.0283 | 1.0428 | 0.73012 | 0.99703 | -2.4071e-13 | -127.4066 | 122.2169 | -2.6036e-13 | -133.2011 | 128.8169
Line10_11_12 | 0 | 0 | 0 | 0 | 0 | 0 | 0 | 0 | 0 | 0 | 0 | 0 | 2.646e-16 | -2.1417e-09 | -3.426e-09 | -2.646e-16 | 2.1417e-09 | 3.426e-09 | 4.0708e-17 | 3.097e-09 | -8.7256e-10 | -2.0354e-17 | -3.097e-09 | 8.7256e-10 | 0 | 0 | 0 | 0 | 0 | 0 | 1.0836 | 0.91265 | 1.0283 | 1.0836 | 0.91265 | 1.0283 | -2.5251e-13 | -127.4066 | 122.2169 | -2.573e-13 | -127.4066 | 122.2169
Line11_12_13 | 0 | 0 | 0 | 0 | 0 | 0 | 0 | 0 | 0 | 0 | 0 | 0 | 2.2389e-16 | -1.7848e-09 | -2.855e-09 | -2.2389e-16 | 1.7848e-09 | 2.855e-09 | -1.0054e-30 | 2.5808e-09 | -7.2713e-10 | 2.0354e-17 | -2.5808e-09 | 7.2713e-10 | 0 | 0 | 0 | 0 | 0 | 0 | 1.0836 | 0.91265 | 1.0283 | 1.0836 | 0.91265 | 1.0283 | -2.573e-13 | -127.4066 | 122.2169 | -2.6104e-13 | -127.4066 | 122.2169
Line12_13_15 | 0 | 0 | 0 | 0 | 0 | 0 | 0 | 0 | 0 | 0 | 0 | 0 | 1.0177e-16 | -1.0709e-09 | -1.713e-09 | -1.4248e-16 | 1.0709e-09 | 1.713e-09 | 2.0354e-17 | 1.5485e-09 | -4.3628e-10 | -6.1062e-17 | -1.5485e-09 | 4.3628e-10 | 0 | 0 | 0 | 0 | 0 | 0 | 1.0836 | 0.91265 | 1.0283 | 1.0836 | 0.91265 | 1.0283 | -2.6104e-13 | -127.4066 | 122.2169 | -2.6288e-13 | -127.4066 | 122.2169
Line13_13_14 | 0 | 0 | 0 | 0 | 0 | 0 | 0 | 0 | 0 | 0 | 0 | 0 | -2.0354e-17 | -3.5695e-10 | -5.71e-10 | -2.0354e-17 | 3.5695e-10 | 5.71e-10 | -4.0708e-17 | 5.1617e-10 | -1.4543e-10 | 9.2923e-32 | -5.1617e-10 | 1.4543e-10 | 0 | 0 | 0 | 0 | 0 | 0 | 1.0836 | 0.91265 | 1.0283 | 1.0836 | 0.91265 | 1.0283 | -2.6104e-13 | -127.4066 | 122.2169 | -2.6157e-13 | -127.4066 | 122.2169
Line14_15_16 | 0 | 0 | 0 | 0 | 0 | 0 | 0 | 0 | 0 | 0 | 0 | 0 | 8.1416e-17 | -7.139e-10 | -1.142e-09 | -8.1416e-17 | 7.139e-10 | 1.142e-09 | 2.0354e-17 | 1.0323e-09 | -2.9085e-10 | 3.7486e-31 | -1.0323e-09 | 2.9085e-10 | 0 | 0 | 0 | 0 | 0 | 0 | 1.0836 | 0.91265 | 1.0283 | 1.0836 | 0.91265 | 1.0283 | -2.6288e-13 | -127.4066 | 122.2169 | -2.638e-13 | -127.4066 | 122.2169
Line15_16_17 | 0 | 0 | 0 | 0 | 0 | 0 | 0 | 0 | 0 | 0 | 0 | 0 | -4.0708e-17 | -3.5695e-10 | -5.71e-10 | 2.0354e-17 | 3.5695e-10 | 5.71e-10 | 4.0708e-17 | 5.1617e-10 | -1.4543e-10 | -2.0354e-17 | -5.1617e-10 | 1.4543e-10 | 0 | 0 | 0 | 0 | 0 | 0 | 1.0836 | 0.91265 | 1.0283 | 1.0836 | 0.91265 | 1.0283 | -2.638e-13 | -127.4066 | 122.2169 | -2.6411e-13 | -127.4066 | 122.2169
Line16_4_18 | 0 | 0 | 0 | 0 | 0 | 0 | 0 | 0 | 0 | 0 | 0 | 0 | -8.6036e-32 | -3.5695e-10 | -5.71e-10 | 8.6147e-32 | 3.5695e-10 | 5.71e-10 | -2.0354e-17 | 5.1617e-10 | -1.4543e-10 | 2.0354e-17 | -5.1617e-10 | 1.4543e-10 | 0 | 0 | 0 | 0 | 0 | 0 | 1.0836 | 0.91265 | 1.0283 | 1.0836 | 0.91265 | 1.0283 | -2.4219e-13 | -127.4066 | 122.2169 | -2.425e-13 | -127.4066 | 122.2169
Line17_5_19 | 0 | 0 | 0 | 0 | 0 | 0 | 0 | 0 | 0 | 0 | 0 | 0 | -8.6036e-32 | -3.5695e-10 | -5.71e-10 | 8.6147e-32 | 3.5695e-10 | 5.71e-10 | -2.0354e-17 | 5.1617e-10 | -1.4543e-10 | 2.0354e-17 | -5.1617e-10 | 1.4543e-10 | 0 | 0 | 0 | 0 | 0 | 0 | 1.0836 | 0.91265 | 1.0283 | 1.0836 | 0.91265 | 1.0283 | -2.4219e-13 | -127.4066 | 122.2169 | -2.425e-13 | -127.4066 | 122.2169
Line1_1_3 | 0 | 0 | 0 | 0 | 0 | 0 | 0 | 0 | 0 | 0 | 0 | 0 | 4.2744e-16 | -2.8556e-09 | -4.568e-09 | -4.0708e-16 | 2.8556e-09 | 4.568e-09 | 1.2212e-16 | 4.1294e-09 | -1.1634e-09 | -1.0177e-16 | -4.1294e-09 | 1.1634e-09 | 0 | 0 | 0 | 0 | 0 | 0 | 1.0836 | 0.91265 | 1.0283 | 1.0836 | 0.91265 | 1.0283 | -2.4071e-13 | -127.4066 | 122.2169 | -2.4711e-13 | -127.4066 | 122.2169
Line2_1_4 | 0 | 0 | 0 | 0 | 0 | 0 | 0 | 0 | 0 | 0 | 0 | 0 | 6.1062e-17 | -7.139e-10 | -1.142e-09 | -6.1062e-17 | 7.139e-10 | 1.142e-09 | 4.0708e-17 | 1.0323e-09 | -2.9085e-10 | 2.5811e-31 | -1.0323e-09 | 2.9085e-10 | 0 | 0 | 0 | 0 | 0 | 0 | 1.0836 | 0.91265 | 1.0283 | 1.0836 | 0.91265 | 1.0283 | -2.4071e-13 | -127.4066 | 122.2169 | -2.4219e-13 | -127.4066 | 122.2169
Line3_1_5 | 0 | 0 | 0 | 0 | 0 | 0 | 0 | 0 | 0 | 0 | 0 | 0 | 6.1062e-17 | -7.139e-10 | -1.142e-09 | -6.1062e-17 | 7.139e-10 | 1.142e-09 | 4.0708e-17 | 1.0323e-09 | -2.9085e-10 | 2.5811e-31 | -1.0323e-09 | 2.9085e-10 | 0 | 0 | 0 | 0 | 0 | 0 | 1.0836 | 0.91265 | 1.0283 | 1.0836 | 0.91265 | 1.0283 | -2.4071e-13 | -127.4066 | 122.2169 | -2.4219e-13 | -127.4066 | 122.2169
Line4_2_6 | 0 | 1.6326 | 1.6326 | 0 | 1.6326 | 1.6326 | 0 | 0.37703 | 0.37703 | 0 | 0.37703 | 0.37703 | 9.3629e-16 | 0.2979 | -0.084669 | -8.1416e-16 | -0.27125 | 0.11132 | -2.0354e-16 | 0.13316 | 0.29331 | 2.0354e-16 | -0.079848 | -0.24 | 0 | 0 | 0 | 0 | 22.715 | -157.285 | 1.0428 | 0.73012 | 0.99703 | 1.0087 | 0.54759 | 0.97336 | -2.6036e-13 | -133.2011 | 128.8169 | -2.7821e-13 | -140.8818 | 137.5991
Line5_6_7 | 0 | 1.6326 | 1.6326 | 0 | 1.6326 | 1.6326 | 0 | 0.37703 | 0.37703 | 0 | 0.37703 | 0.37703 | 7.3275e-16 | 0.27125 | -0.11132 | -6.5133e-16 | -0.24459 | 0.13798 | -1.6283e-16 | 0.079848 | 0.24 | 1.6283e-16 | -0.026541 | -0.18669 | 0 | 0 | 0 | 0 | 22.715 | -157.285 | 1.0087 | 0.54759 | 0.97336 | 0.98192 | 0.36506 | 0.95784 | -2.7821e-13 | -140.8818 | 137.5991 | -2.9396e-13 | -151.092 | 149.1819
Line6_7_8 | 0 | 1.6326 | 1.6326 | 0 | 1.6326 | 1.6326 | 0 | 0.37703 | 0.37703 | 0 | 0.37703 | 0.37703 | 5.6991e-16 | 0.24459 | -0.13798 | -5.6991e-16 | -0.21794 | 0.16463 | -1.6283e-16 | 0.026541 | 0.18669 | 2.0354e-16 | 0.026767 | -0.13338 | 0 | 0 | 0 | 0 | 22.715 | -157.285 | 0.98192 | 0.36506 | 0.95784 | 0.96307 | 0.18253 | 0.95087 | -2.9396e-13 | -151.092 | 149.1819 | -3.0573e-13 | -164.287 | 163.7008
Line7_8_9 | 0 | 0 | 0 | 0 | 0 | 0 | 0 | 0 | 0 | 0 | 0 | 0 | 3.2567e-16 | -4.3788e-10 | -4.8069e-10 | -1.6283e-16 | 4.3788e-10 | 4.8069e-10 | -2.0354e-16 | 1.6401e-09 | -1.566e-09 | 1.6283e-16 | -1.6401e-09 | 1.566e-09 | 0 | 0 | 0 | 0 | 0 | 0 | 0.96307 | 0.18253 | 0.95087 | 0.96307 | 0.18253 | 0.95087 | -3.0573e-13 | -164.287 | 163.7008 | -3.084e-13 | -164.287 | 163.7008
Line8_8_10 | 0 | 1.6326 | 1.6326 | 0 | 1.6326 | 1.6326 | 0 | 0.37703 | 0.37703 | 0 | 0.37703 | 0.37703 | -4.3444e-31 | 0.21794 | -0.16463 | 4.4055e-31 | -0.19128 | 0.19128 | -8.1416e-17 | -0.026767 | 0.13338 | 8.1416e-17 | 0.080075 | -0.080075 | 0 | -157.285 | 22.715 | 0 | 22.715 | -157.285 | 0.96307 | 0.18253 | 0.95087 | 0.95263 | 0 | 0.95263 | -3.0573e-13 | -164.287 | 163.7008 | -3.1003e-13 | 180 | -180
Line9_3_11 | 0 | 0 | 0 | 0 | 0 | 0 | 0 | 0 | 0 | 0 | 0 | 0 | 3.2567e-16 | -2.4987e-09 | -3.997e-09 | -3.4602e-16 | 2.4987e-09 | 3.997e-09 | 1.0177e-16 | 3.6132e-09 | -1.018e-09 | -8.1416e-17 | -3.6132e-09 | 1.018e-09 | 0 | 0 | 0 | 0 | 0 | 0 | 1.0836 | 0.91265 | 1.0283 | 1.0836 | 0.91265 | 1.0283 | -2.4711e-13 | -127.4066 | 122.2169 | -2.5251e-13 | -127.4066 | 122.2169

## LL_max_fault_6
name | pf_ikss_a_from_ka | pf_ikss_b_from_ka | pf_ikss_c_from_ka | pf_ikss_a_to_ka | pf_ikss_b_to_ka | pf_ikss_c_to_ka | pf_skss_a_from_mw | pf_skss_b_from_mw | pf_skss_c_from_mw | pf_skss_a_to_mw | pf_skss_b_to_mw | pf_skss_c_to_mw | pf_p_a_from_mw | pf_p_b_from_mw | pf_p_c_from_mw | pf_p_a_to_mw | pf_p_b_to_mw | pf_p_c_to_mw | pf_q_a_from_mvar | pf_q_b_from_mvar | pf_q_c_from_mvar | pf_q_a_to_mvar | pf_q_b_to_mvar | pf_q_c_to_mvar | pf_ikss_a_from_degree | pf_ikss_b_from_degree | pf_ikss_c_from_degree | pf_ikss_a_to_degree | pf_ikss_b_to_degree | pf_ikss_c_to_degree | pf_vm_a_from_pu | pf_vm_b_from_pu | pf_vm_c_from_pu | pf_vm_a_to_pu | pf_vm_b_to_pu | pf_vm_c_to_pu | pf_va_a_from_degree | pf_va_b_from_degree | pf_va_c_from_degree | pf_va_a_to_degree | pf_va_b_to_degree | pf_va_c_to_degree
Line0_1_2 | 0 | 0.057381 | 0.057381 | 0 | 0.057381 | 0.057381 | 0 | 0.013252 | 0.013252 | 0 | 0.013252 | 0.013252 | 2.9751e-17 | 0.013383 | 0.0034095 | -3.1572e-17 | -0.01335 | -0.0033765 | 1.2143e-18 | 0.0037096 | 0.013412 | -8.7751e-34 | -0.0036437 | -0.013346 | 0 | 0 | 0 | 0 | 44.2111 | -135.7889 | 1.0506 | 1.0448 | 1.0469 | 1.0499 | 1.0387 | 1.0445 | 2.1187e-15 | -120.2962 | 119.948 | 1.5925e-15 | -120.5225 | 120.0133
Line10_11_12 | 0 | 0 | 0 | 0 | 0 | 0 | 0 | 0 | 0 | 0 | 0 | 0 | 6.6787e-18 | -4.6238e-11 | -1.3112e-10 | -7.2858e-18 | 4.6238e-11 | 1.3112e-10 | 2.4286e-18 | 1.2513e-10 | 2.1885e-11 | -2.4286e-18 | -1.2513e-10 | -2.1885e-11 | 0 | 0 | 0 | 0 | 0 | 0 | 1.0506 | 1.0448 | 1.0469 | 1.0506 | 1.0448 | 1.0469 | 1.7654e-15 | -120.2962 | 119.948 | 1.6166e-15 | -120.2962 | 119.948
Line11_12_13 | 0 | 0 | 0 | 0 | 0 | 0 | 0 | 0 | 0 | 0 | 0 | 0 | 5.1608e-18 | -3.8531e-11 | -1.0926e-10 | -4.5536e-18 | 3.8531e-11 | 1.0926e-10 | 1.8215e-18 | 1.0428e-10 | 1.8237e-11 | -1.2143e-18 | -1.0428e-10 | -1.8237e-11 | 0 | 0 | 0 | 0 | 0 | 0 | 1.0506 | 1.0448 | 1.0469 | 1.0506 | 1.0448 | 1.0469 | 1.6166e-15 | -120.2962 | 119.948 | 1.4958e-15 | -120.2962 | 119.948
Line12_13_15 | 0 | 0 | 0 | 0 | 0 | 0 | 0 | 0 | 0 | 0 | 0 | 0 | 3.6429e-18 | -2.3119e-11 | -6.5559e-11 | -3.6429e-18 | 2.3119e-11 | 6.5559e-11 | 2.4286e-18 | 6.2566e-11 | 1.0942e-11 | -1.8215e-18 | -6.2566e-11 | -1.0942e-11 | 0 | 0 | 0 | 0 | 0 | 0 | 1.0506 | 1.0448 | 1.0469 | 1.0506 | 1.0448 | 1.0469 | 1.4958e-15 | -120.2962 | 119.948 | 1.4364e-15 | -120.2962 | 119.948
Line13_13_14 | 0 | 0 | 0 | 0 | 0 | 0 | 0 | 0 | 0 | 0 | 0 | 0 | 3.0358e-19 | -7.7063e-12 | -2.1853e-11 | -3.0358e-19 | 7.7063e-12 | 2.1853e-11 | -1.8215e-18 | 2.0855e-11 | 3.6475e-12 | -7.8499e-36 | -2.0855e-11 | -3.6474e-12 | 0 | 0 | 0 | 0 | 0 | 0 | 1.0506 | 1.0448 | 1.0469 | 1.0506 | 1.0448 | 1.0469 | 1.4958e-15 | -120.2962 | 119.948 | 1.4816e-15 | -120.2962 | 119.948
Line14_15_16 | 0 | 0 | 0 | 0 | 0 | 0 | 0 | 0 | 0 | 0 | 0 | 0 | 6.0715e-19 | -1.5413e-11 | -4.3706e-11 | -6.0715e-19 | 1.5413e-11 | 4.3706e-11 | -6.0715e-19 | 4.171e-11 | 7.2949e-12 | -1.8215e-18 | -4.171e-11 | -7.2949e-12 | 0 | 0 | 0 | 0 | 0 | 0 | 1.0506 | 1.0448 | 1.0469 | 1.0506 | 1.0448 | 1.0469 | 1.4364e-15 | -120.2962 | 119.948 | 1.4076e-15 | -120.2962 | 119.948
Line15_16_17 | 0 | 0 | 0 | 0 | 0 | 0 | 0 | 0 | 0 | 0 | 0 | 0 | 3.0358e-19 | -7.7063e-12 | -2.1853e-11 | -3.0358e-19 | 7.7063e-12 | 2.1853e-11 | 7.458e-36 | 2.0855e-11 | 3.6475e-12 | -7.3604e-36 | -2.0855e-11 | -3.6474e-12 | 0 | 0 | 0 | 0 | 0 | 0 | 1.0506 | 1.0448 | 1.0469 | 1.0506 | 1.0448 | 1.0469 | 1.4076e-15 | -120.2962 | 119.948 | 1.3892e-15 | -120.2962 | 119.948
Line16_4_18 | 0 | 0 | 0 | 0 | 0 | 0 | 0 | 0 | 0 | 0 | 0 | 0 | -6.0715e-19 | -7.7063e-12 | -2.1853e-11 | 6.0715e-19 | 7.7063e-12 | 2.1853e-11 | -1.2143e-18 | 2.0855e-11 | 3.6474e-12 | 1.2143e-18 | -2.0855e-11 | -3.6474e-12 | 0 | 0 | 0 | 0 | 0 | 0 | 1.0506 | 1.0448 | 1.0469 | 1.0506 | 1.0448 | 1.0469 | 2.0739e-15 | -120.2962 | 119.948 | 2.0555e-15 | -120.2962 | 119.948
Line17_5_19 | 0 | 0 | 0 | 0 | 0 | 0 | 0 | 0 | 0 | 0 | 0 | 0 | -6.0715e-19 | -7.7063e-12 | -2.1853e-11 | 6.0715e-19 | 7.7063e-12 | 2.1853e-11 | -1.2143e-18 | 2.0855e-11 | 3.6474e-12 | 1.2143e-18 | -2.0855e-11 | -3.6474e-12 | 0 | 0 | 0 | 0 | 0 | 0 | 1.0506 | 1.0448 | 1.0469 | 1.0506 | 1.0448 | 1.0469 | 2.0739e-15 | -120.2962 | 119.948 | 2.0555e-15 | -120.2962 | 119.948
Line1_1_3 | 0 | 0 | 0 | 0 | 0 | 0 | 0 | 0 | 0 | 0 | 0 | 0 | 1.0929e-17 | -6.165e-11 | -1.7482e-10 | -1.1536e-17 | 6.165e-11 | 1.7482e-10 | 6.0715e-18 | 1.6684e-10 | 2.918e-11 | -4.8572e-18 | -1.6684e-10 | -2.918e-11 | 0 | 0 | 0 | 0 | 0 | 0 | 1.0506 | 1.0448 | 1.0469 | 1.0506 | 1.0448 | 1.0469 | 2.1187e-15 | -120.2962 | 119.948 | 1.9293e-15 | -120.2962 | 119.948
Line2_1_4 | 0 | 0 | 0 | 0 | 0 | 0 | 0 | 0 | 0 | 0 | 0 | 0 | 2.4286e-18 | -1.5413e-11 | -4.3706e-11 | -3.6429e-18 | 1.5413e-11 | 4.3706e-11 | 6.0715e-19 | 4.171e-11 | 7.2949e-12 | -1.3186e-34 | -4.171e-11 | -7.2949e-12 | 0 | 0 | 0 | 0 | 0 | 0 | 1.0506 | 1.0448 | 1.0469 | 1.0506 | 1.0448 | 1.0469 | 2.1187e-15 | -120.2962 | 119.948 | 2.0739e-15 | -120.2962 | 119.948
Line3_1_5 | 0 | 0 | 0 | 0 | 0 | 0 | 0 | 0 | 0 | 0 | 0 | 0 | 2.4286e-18 | -1.5413e-11 | -4.3706e-11 | -3.6429e-18 | 1.5413e-11 | 4.3706e-11 | 6.0715e-19 | 4.171e-11 | 7.2949e-12 | -1.3186e-34 | -4.171e-11 | -7.2949e-12 | 0 | 0 | 0 | 0 | 0 | 0 | 1.0506 | 1.0448 | 1.0469 | 1.0506 | 1.0448 | 1.0469 | 2.1187e-15 | -120.2962 | 119.948 | 2.0739e-15 | -120.2962 | 119.948
Line4_2_6 | 0 | 0.057381 | 0.057381 | 0 | 0.057381 | 0.057381 | 0 | 0.013252 | 0.013252 | 0 | 0.013252 | 0.013252 | 2.55e-17 | 0.01335 | 0.0033765 | -2.7929e-17 | -0.013317 | -0.0033436 | 1.2143e-18 | 0.0036437 | 0.013346 | -1.2143e-18 | -0.0035779 | -0.01328 | 0 | 0 | 0 | 0 | 44.2111 | -135.7889 | 1.0499 | 1.0387 | 1.0445 | 1.0492 | 1.0326 | 1.0421 | 1.5925e-15 | -120.5225 | 120.0133 | 1.1571e-15 | -120.7504 | 120.0793
Line5_6_7 | 0 | 0.057381 | 0.057381 | 0 | 0.057381 | 0.057381 | 0 | 0.013252 | 0.013252 | 0 | 0.013252 | 0.013252 | 2.1858e-17 | 0.013317 | 0.0033436 | -2.4286e-17 | -0.013284 | -0.0033107 | -9.7145e-18 | 0.0035779 | 0.01328 | 7.2858e-18 | -0.003512 | -0.013214 | 0 | 0 | 0 | 0 | 44.2111 | -135.7889 | 1.0492 | 1.0326 | 1.0421 | 1.0486 | 1.0265 | 1.0398 | 1.1571e-15 | -120.7504 | 120.0793 | 8.7071e-16 | -120.98 | 120.146
Line6_7_8 | 0 | 0.057381 | 0.057381 | 0 | 0.057381 | 0.057381 | 0 | 0.013252 | 0.013252 | 0 | 0.013252 | 0.013252 | 1.2143e-17 | 0.013284 | 0.0033107 | -1.2143e-17 | -0.013251 | -0.0032778 | -2.4286e-18 | 0.003512 | 0.013214 | -1.4671e-34 | -0.0034462 | -0.013149 | 0 | 0 | 0 | 0 | 44.2111 | -135.7889 | 1.0486 | 1.0265 | 1.0398 | 1.0479 | 1.0205 | 1.0374 | 8.7071e-16 | -120.98 | 120.146 | 6.9222e-16 | -121.2112 | 120.2133
Line7_8_9 | 0 | 0 | 0 | 0 | 0 | 0 | 0 | 0 | 0 | 0 | 0 | 0 | -5.8683e-35 | -6.2663e-11 | -1.0275e-10 | 2.57e-35 | 6.2663e-11 | 1.0275e-10 | 4.8572e-18 | 8.4085e-11 | -1.4658e-11 | -2.4286e-18 | -8.4085e-11 | 1.4658e-11 | 0 | 0 | 0 | 0 | 0 | 0 | 1.0479 | 1.0205 | 1.0374 | 1.0479 | 1.0205 | 1.0374 | 6.9222e-16 | -121.2112 | 120.2133 | 6.0632e-16 | -121.2112 | 120.2133
Line8_8_10 | 0 | 0.057381 | 0.057381 | 0 | 0.057381 | 0.057381 | 0 | 0.013252 | 0.013252 | 0 | 0.013252 | 0.013252 | -2.9341e-35 | 0.013251 | 0.0032778 | 0 | -0.013218 | -0.0032448 | 2.4286e-18 | 0.0034462 | 0.013149 | 0 | -0.0033803 | -0.013083 | 0 | -135.7889 | 44.2111 | 0 | 44.2111 | -135.7889 | 1.0479 | 1.0205 | 1.0374 | 1.0473 | 1.0144 | 1.0351 | 6.9222e-16 | -121.2112 | 120.2133 | 5.1193e-16 | -121.444 | 120.2814
Line9_3_11 | 0 | 0 | 0 | 0 | 0 | 0 | 0 | 0 | 0 | 0 | 0 | 0 | 9.1073e-18 | -5.3944e-11 | -1.5297e-10 | -8.5001e-18 | 5.3944e-11 | 1.5297e-10 | 4.8572e-18 | 1.4599e-10 | 2.5532e-11 | -5.4644e-18 | -1.4599e-10 | -2.5532e-11 | 0 | 0 | 0 | 0 | 0 | 0 | 1.0506 | 1.0448 | 1.0469 | 1.0506 | 1.0448 | 1.0469 | 1.9293e-15 | -120.2962 | 119.948 | 1.7654e-15 | -120.2962 | 119.948

## LL_max_fault_10
name | pf_ikss_a_from_ka | pf_ikss_b_from_ka | pf_ikss_c_from_ka | pf_ikss_a_to_ka | pf_ikss_b_to_ka | pf_ikss_c_to_ka | pf_skss_a_from_mw | pf_skss_b_from_mw | pf_skss_c_from_mw | pf_skss_a_to_mw | pf_skss_b_to_mw | pf_skss_c_to_mw | pf_p_a_from_mw | pf_p_b_from_mw | pf_p_c_from_mw | pf_p_a_to_mw | pf_p_b_to_mw | pf_p_c_to_mw | pf_q_a_from_mvar | pf_q_b_from_mvar | pf_q_c_from_mvar | pf_q_a_to_mvar | pf_q_b_to_mvar | pf_q_c_to_mvar | pf_ikss_a_from_degree | pf_ikss_b_from_degree | pf_ikss_c_from_degree | pf_ikss_a_to_degree | pf_ikss_b_to_degree | pf_ikss_c_to_degree | pf_vm_a_from_pu | pf_vm_b_from_pu | pf_vm_c_from_pu | pf_vm_a_to_pu | pf_vm_b_to_pu | pf_vm_c_to_pu | pf_va_a_from_degree | pf_va_b_from_degree | pf_va_c_from_degree | pf_va_a_to_degree | pf_va_b_to_degree | pf_va_c_to_degree
Line0_1_2 | 0 | 0.0601 | 0.0601 | 0 | 0.0601 | 0.0601 | 0 | 0.013879 | 0.013879 | 0 | 0.013879 | 0.013879 | 3.562e-17 | 0.014683 | 0.0037379 | -3.4348e-17 | -0.014647 | -0.0037018 | 5.0885e-18 | 0.0040692 | 0.014713 | -7.6328e-18 | -0.003997 | -0.014641 | 0 | 0 | 0 | 0 | 44.2001 | -135.7999 | 1.1006 | 1.0943 | 1.0966 | 1.0999 | 1.088 | 1.0941 | 7.0274e-15 | -120.3101 | 119.9456 | 6.3975e-15 | -120.5364 | 120.011
Line10_11_12 | 0 | 0 | 0 | 0 | 0 | 0 | 0 | 0 | 0 | 0 | 0 | 0 | 9.2229e-18 | -5.3119e-11 | -1.5063e-10 | -9.859e-18 | 5.3119e-11 | 1.5063e-10 | 2.5443e-18 | 1.4378e-10 | 2.512e-11 | -3.1803e-18 | -1.4378e-10 | -2.512e-11 | 0 | 0 | 0 | 0 | 0 | 0 | 1.1006 | 1.0943 | 1.0966 | 1.1006 | 1.0943 | 1.0966 | 6.6575e-15 | -120.3101 | 119.9456 | 6.5017e-15 | -120.3101 | 119.9456
Line11_12_13 | 0 | 0 | 0 | 0 | 0 | 0 | 0 | 0 | 0 | 0 | 0 | 0 | 6.6787e-18 | -4.4266e-11 | -1.2553e-10 | -6.6787e-18 | 4.4266e-11 | 1.2553e-10 | 7.5787e-34 | 1.1982e-10 | 2.0933e-11 | -7.4312e-34 | -1.1982e-10 | -2.0933e-11 | 0 | 0 | 0 | 0 | 0 | 0 | 1.1006 | 1.0943 | 1.0966 | 1.1006 | 1.0943 | 1.0966 | 6.5017e-15 | -120.3101 | 119.9456 | 6.3751e-15 | -120.3101 | 119.9456
Line12_13_15 | 0 | 0 | 0 | 0 | 0 | 0 | 0 | 0 | 0 | 0 | 0 | 0 | 5.0885e-18 | -2.6559e-11 | -7.5316e-11 | -5.0885e-18 | 2.6559e-11 | 7.5316e-11 | 1.9082e-18 | 7.1889e-11 | 1.256e-11 | -6.3607e-19 | -7.1889e-11 | -1.256e-11 | 0 | 0 | 0 | 0 | 0 | 0 | 1.1006 | 1.0943 | 1.0966 | 1.1006 | 1.0943 | 1.0966 | 6.3751e-15 | -120.3101 | 119.9456 | 6.313e-15 | -120.3101 | 119.9456
Line13_13_14 | 0 | 0 | 0 | 0 | 0 | 0 | 0 | 0 | 0 | 0 | 0 | 0 | 3.1803e-19 | -8.8532e-12 | -2.5105e-11 | -3.1803e-19 | 8.8532e-12 | 2.5105e-11 | 3.5387e-35 | 2.3963e-11 | 4.1866e-12 | 1.2721e-18 | -2.3963e-11 | -4.1866e-12 | 0 | 0 | 0 | 0 | 0 | 0 | 1.1006 | 1.0943 | 1.0966 | 1.1006 | 1.0943 | 1.0966 | 6.3751e-15 | -120.3101 | 119.9456 | 6.3603e-15 | -120.3101 | 119.9456
Line14_15_16 | 0 | 0 | 0 | 0 | 0 | 0 | 0 | 0 | 0 | 0 | 0 | 0 | 3.1803e-18 | -1.7706e-11 | -5.0211e-11 | -3.1803e-18 | 1.7706e-11 | 5.0211e-11 | 1.2721e-18 | 4.7926e-11 | 8.3733e-12 | -1.9082e-18 | -4.7926e-11 | -8.3732e-12 | 0 | 0 | 0 | 0 | 0 | 0 | 1.1006 | 1.0943 | 1.0966 | 1.1006 | 1.0943 | 1.0966 | 6.313e-15 | -120.3101 | 119.9456 | 6.2828e-15 | -120.3101 | 119.9456
Line15_16_17 | 0 | 0 | 0 | 0 | 0 | 0 | 0 | 0 | 0 | 0 | 0 | 0 | -1.5902e-18 | -8.8531e-12 | -2.5105e-11 | 9.541e-19 | 8.8532e-12 | 2.5105e-11 | -1.7437e-34 | 2.3963e-11 | 4.1866e-12 | 6.3607e-19 | -2.3963e-11 | -4.1866e-12 | 0 | 0 | 0 | 0 | 0 | 0 | 1.1006 | 1.0943 | 1.0966 | 1.1006 | 1.0943 | 1.0966 | 6.2828e-15 | -120.3101 | 119.9456 | 6.2635e-15 | -120.3101 | 119.9456
Line16_4_18 | 0 | 0 | 0 | 0 | 0 | 0 | 0 | 0 | 0 | 0 | 0 | 0 | 1.2721e-18 | -8.8531e-12 | -2.5105e-11 | 0 | 8.8532e-12 | 2.5105e-11 | 1.5499e-34 | 2.3963e-11 | 4.1866e-12 | 0 | -2.3963e-11 | -4.1866e-12 | 0 | 0 | 0 | 0 | 0 | 0 | 1.1006 | 1.0943 | 1.0966 | 1.1006 | 1.0943 | 1.0966 | 6.9805e-15 | -120.3101 | 119.9456 | 6.9612e-15 | -120.3101 | 119.9456
Line17_5_19 | 0 | 0 | 0 | 0 | 0 | 0 | 0 | 0 | 0 | 0 | 0 | 0 | 1.2721e-18 | -8.8531e-12 | -2.5105e-11 | 0 | 8.8532e-12 | 2.5105e-11 | 1.5499e-34 | 2.3963e-11 | 4.1866e-12 | 0 | -2.3963e-11 | -4.1866e-12 | 0 | 0 | 0 | 0 | 0 | 0 | 1.1006 | 1.0943 | 1.0966 | 1.1006 | 1.0943 | 1.0966 | 6.9805e-15 | -120.3101 | 119.9456 | 6.9612e-15 | -120.3101 | 119.9456
Line1_1_3 | 0 | 0 | 0 | 0 | 0 | 0 | 0 | 0 | 0 | 0 | 0 | 0 | 1.2085e-17 | -7.0825e-11 | -2.0084e-10 | -1.2085e-17 | 7.0825e-11 | 2.0084e-10 | 6.9967e-18 | 1.9171e-10 | 3.3493e-11 | -6.9967e-18 | -1.9171e-10 | -3.3493e-11 | 0 | 0 | 0 | 0 | 0 | 0 | 1.1006 | 1.0943 | 1.0966 | 1.1006 | 1.0943 | 1.0966 | 7.0274e-15 | -120.3101 | 119.9456 | 6.8291e-15 | -120.3101 | 119.9456
Line2_1_4 | 0 | 0 | 0 | 0 | 0 | 0 | 0 | 0 | 0 | 0 | 0 | 0 | 1.9082e-18 | -1.7706e-11 | -5.0211e-11 | -2.5443e-18 | 1.7706e-11 | 5.0211e-11 | 6.3607e-19 | 4.7926e-11 | 8.3732e-12 | -1.2721e-18 | -4.7926e-11 | -8.3732e-12 | 0 | 0 | 0 | 0 | 0 | 0 | 1.1006 | 1.0943 | 1.0966 | 1.1006 | 1.0943 | 1.0966 | 7.0274e-15 | -120.3101 | 119.9456 | 6.9805e-15 | -120.3101 | 119.9456
Line3_1_5 | 0 | 0 | 0 | 0 | 0 | 0 | 0 | 0 | 0 | 0 | 0 | 0 | 1.9082e-18 | -1.7706e-11 | -5.0211e-11 | -2.5443e-18 | 1.7706e-11 | 5.0211e-11 | 6.3607e-19 | 4.7926e-11 | 8.3732e-12 | -1.2721e-18 | -4.7926e-11 | -8.3732e-12 | 0 | 0 | 0 | 0 | 0 | 0 | 1.1006 | 1.0943 | 1.0966 | 1.1006 | 1.0943 | 1.0966 | 7.0274e-15 | -120.3101 | 119.9456 | 6.9805e-15 | -120.3101 | 119.9456
Line4_2_6 | 0 | 0.0601 | 0.0601 | 0 | 0.0601 | 0.0601 | 0 | 0.013879 | 0.013879 | 0 | 0.013879 | 0.013879 | 3.3075e-17 | 0.014647 | 0.0037018 | -3.4348e-17 | -0.014611 | -0.0036656 | 5.0885e-18 | 0.003997 | 0.014641 | -2.5443e-18 | -0.0039247 | -0.014569 | 0 | 0 | 0 | 0 | 44.2001 | -135.7999 | 1.0999 | 1.088 | 1.0941 | 1.0992 | 1.0816 | 1.0916 | 6.3975e-15 | -120.5364 | 120.011 | 5.8179e-15 | -120.7643 | 120.077
Line5_6_7 | 0 | 0.0601 | 0.0601 | 0 | 0.0601 | 0.0601 | 0 | 0.013879 | 0.013879 | 0 | 0.013879 | 0.013879 | 2.2898e-17 | 0.014611 | 0.0036656 | -2.5443e-17 | -0.014575 | -0.0036295 | 2.5443e-18 | 0.0039247 | 0.014569 | -2.5443e-18 | -0.0038525 | -0.014496 | 0 | 0 | 0 | 0 | 44.2001 | -135.7999 | 1.0992 | 1.0816 | 1.0916 | 1.0985 | 1.0752 | 1.0892 | 5.8179e-15 | -120.7643 | 120.077 | 5.3149e-15 | -120.9939 | 120.1437
Line6_7_8 | 0 | 0.0601 | 0.0601 | 0 | 0.0601 | 0.0601 | 0 | 0.013879 | 0.013879 | 0 | 0.013879 | 0.013879 | 1.5266e-17 | 0.014575 | 0.0036295 | -1.781e-17 | -0.014539 | -0.0035934 | -2.5443e-18 | 0.0038525 | 0.014496 | 2.5443e-18 | -0.0037802 | -0.014424 | 0 | 0 | 0 | 0 | 44.2001 | -135.7999 | 1.0985 | 1.0752 | 1.0892 | 1.0978 | 1.0688 | 1.0867 | 5.3149e-15 | -120.9939 | 120.1437 | 4.8932e-15 | -121.225 | 120.2111
Line7_8_9 | 0 | 0 | 0 | 0 | 0 | 0 | 0 | 0 | 0 | 0 | 0 | 0 | 7.6328e-18 | -6.9123e-11 | -1.1382e-10 | -5.0885e-18 | 6.9123e-11 | 1.1382e-10 | -2.5443e-18 | 9.333e-11 | -1.5917e-11 | -4.2688e-34 | -9.333e-11 | 1.5917e-11 | 0 | 0 | 0 | 0 | 0 | 0 | 1.0978 | 1.0688 | 1.0867 | 1.0978 | 1.0688 | 1.0867 | 4.8932e-15 | -121.225 | 120.2111 | 4.8066e-15 | -121.225 | 120.2111
Line8_8_10 | 0 | 0.0601 | 0.0601 | 0 | 0.0601 | 0.0601 | 0 | 0.013879 | 0.013879 | 0 | 0.013879 | 0.013879 | 5.0885e-18 | 0.014539 | 0.0035934 | -5.0885e-18 | -0.014503 | -0.0035573 | -5.0885e-18 | 0.0037802 | 0.014424 | 2.5443e-18 | -0.003708 | -0.014352 | 0 | -135.7999 | 44.2001 | 0 | 44.2001 | -135.7999 | 1.0978 | 1.0688 | 1.0867 | 1.0972 | 1.0624 | 1.0842 | 4.8932e-15 | -121.225 | 120.2111 | 4.7433e-15 | -121.4579 | 120.2793
Line9_3_11 | 0 | 0 | 0 | 0 | 0 | 0 | 0 | 0 | 0 | 0 | 0 | 0 | 1.0495e-17 | -6.1972e-11 | -1.7574e-10 | -1.0495e-17 | 6.1972e-11 | 1.7574e-10 | 5.7246e-18 | 1.6774e-10 | 2.9306e-11 | -4.4525e-18 | -1.6774e-10 | -2.9306e-11 | 0 | 0 | 0 | 0 | 0 | 0 | 1.1006 | 1.0943 | 1.0966 | 1.1006 | 1.0943 | 1.0966 | 6.8291e-15 | -120.3101 | 119.9456 | 6.6575e-15 | -120.3101 | 119.9456

## LL_min_6
name | pf_ikss_a_from_ka | pf_ikss_b_from_ka | pf_ikss_c_from_ka | pf_ikss_a_to_ka | pf_ikss_b_to_ka | pf_ikss_c_to_ka | pf_skss_a_from_mw | pf_skss_b_from_mw | pf_skss_c_from_mw | pf_skss_a_to_mw | pf_skss_b_to_mw | pf_skss_c_to_mw | pf_p_a_from_mw | pf_p_b_from_mw | pf_p_c_from_mw | pf_p_a_to_mw | pf_p_b_to_mw | pf_p_c_to_mw | pf_q_a_from_mvar | pf_q_b_from_mvar | pf_q_c_from_mvar | pf_q_a_to_mvar | pf_q_b_to_mvar | pf_q_c_to_mvar | pf_ikss_a_from_degree | pf_ikss_b_from_degree | pf_ikss_c_from_degree | pf_ikss_a_to_degree | pf_ikss_b_to_degree | pf_ikss_c_to_degree | pf_vm_a_from_pu | pf_vm_b_from_pu | pf_vm_c_from_pu | pf_vm_a_to_pu | pf_vm_b_to_pu | pf_vm_c_to_pu | pf_va_a_from_degree | pf_va_b_from_degree | pf_va_c_from_degree | pf_va_a_to_degree | pf_va_b_to_degree | pf_va_c_to_degree
Line0_1_2 | 0 | 1.2014 | 1.2014 | 0 | 1.2014 | 1.2014 | 0 | 0.27744 | 0.27744 | 0 | 0.27744 | 0.27744 | -1.2305e-16 | 0.24198 | 0.035132 | 1.2305e-16 | -0.21427 | -0.0074211 | -2.6368e-16 | 0.06265 | 0.226 | 2.2852e-16 | -0.033784 | -0.19714 | 0 | 0 | 0 | 0 | 38.2998 | -141.7002 | 0.95721 | 0.83268 | 0.88554 | 0.91686 | 0.66614 | 0.85731 | 1.8976e-13 | -127.1845 | 119.464 | 1.9977e-13 | -132.7398 | 126.144
Line10_11_12 | 0 | 0 | 0 | 0 | 0 | 0 | 0 | 0 | 0 | 0 | 0 | 0 | 5.0538e-17 | -8.2484e-10 | -2.2775e-09 | -5.9328e-17 | 8.2484e-10 | 2.2775e-09 | -1.7579e-17 | 2.3549e-09 | 1.6117e-10 | 2.6368e-17 | -2.3549e-09 | -1.6117e-10 | 0 | 0 | 0 | 0 | 0 | 0 | 0.95721 | 0.83268 | 0.88554 | 0.95721 | 0.83268 | 0.88554 | 1.9009e-13 | -127.1845 | 119.464 | 1.8959e-13 | -127.1845 | 119.464
Line11_12_13 | 0 | 0 | 0 | 0 | 0 | 0 | 0 | 0 | 0 | 0 | 0 | 0 | -2.1973e-18 | -6.8736e-10 | -1.8979e-09 | 2.1973e-18 | 6.8736e-10 | 1.8979e-09 | -1.7579e-17 | 1.9624e-09 | 1.3431e-10 | 1.7579e-17 | -1.9624e-09 | -1.3431e-10 | 0 | 0 | 0 | 0 | 0 | 0 | 0.95721 | 0.83268 | 0.88554 | 0.95721 | 0.83268 | 0.88554 | 1.8959e-13 | -127.1845 | 119.464 | 1.8916e-13 | -127.1845 | 119.464
Line12_13_15 | 0 | 0 | 0 | 0 | 0 | 0 | 0 | 0 | 0 | 0 | 0 | 0 | -1.3184e-17 | -4.1242e-10 | -1.1387e-09 | 4.3946e-18 | 4.1242e-10 | 1.1387e-09 | -3.5157e-17 | 1.1775e-09 | 8.0586e-11 | 3.5157e-17 | -1.1775e-09 | -8.0586e-11 | 0 | 0 | 0 | 0 | 0 | 0 | 0.95721 | 0.83268 | 0.88554 | 0.95721 | 0.83268 | 0.88554 | 1.8916e-13 | -127.1845 | 119.464 | 1.8924e-13 | -127.1845 | 119.464
Line13_13_14 | 0 | 0 | 0 | 0 | 0 | 0 | 0 | 0 | 0 | 0 | 0 | 0 | 2.9017e-32 | -1.3747e-10 | -3.7958e-10 | 8.7893e-18 | 1.3747e-10 | 3.7958e-10 | -8.7893e-18 | 3.9248e-10 | 2.6862e-11 | 2.9023e-32 | -3.9248e-10 | -2.6862e-11 | 0 | 0 | 0 | 0 | 0 | 0 | 0.95721 | 0.83268 | 0.88554 | 0.95721 | 0.83268 | 0.88554 | 1.8916e-13 | -127.1845 | 119.464 | 1.892e-13 | -127.1845 | 119.464
Line14_15_16 | 0 | 0 | 0 | 0 | 0 | 0 | 0 | 0 | 0 | 0 | 0 | 0 | -1.7579e-17 | -2.7495e-10 | -7.5916e-10 | 1.7579e-17 | 2.7495e-10 | 7.5916e-10 | -1.7579e-17 | 7.8497e-10 | 5.3724e-11 | 8.7893e-18 | -7.8497e-10 | -5.3724e-11 | 0 | 0 | 0 | 0 | 0 | 0 | 0.95721 | 0.83268 | 0.88554 | 0.95721 | 0.83268 | 0.88554 | 1.8924e-13 | -127.1845 | 119.464 | 1.8901e-13 | -127.1845 | 119.464
Line15_16_17 | 0 | 0 | 0 | 0 | 0 | 0 | 0 | 0 | 0 | 0 | 0 | 0 | 1.7579e-17 | -1.3747e-10 | -3.7958e-10 | -1.7579e-17 | 1.3747e-10 | 3.7958e-10 | -8.7893e-18 | 3.9248e-10 | 2.6862e-11 | -8.7893e-18 | -3.9248e-10 | -2.6862e-11 | 0 | 0 | 0 | 0 | 0 | 0 | 0.95721 | 0.83268 | 0.88554 | 0.95721 | 0.83268 | 0.88554 | 1.8901e-13 | -127.1845 | 119.464 | 1.886e-13 | -127.1845 | 119.464
Line16_4_18 | 0 | 0 | 0 | 0 | 0 | 0 | 0 | 0 | 0 | 0 | 0 | 0 | 8.7893e-18 | -1.3747e-10 | -3.7958e-10 | 8.7893e-18 | 1.3747e-10 | 3.7958e-10 | -8.7893e-18 | 3.9248e-10 | 2.6862e-11 | 8.7893e-18 | -3.9248e-10 | -2.6862e-11 | 0 | 0 | 0 | 0 | 0 | 0 | 0.95721 | 0.83268 | 0.88554 | 0.95721 | 0.83268 | 0.88554 | 1.8965e-13 | -127.1845 | 119.464 | 1.8923e-13 | -127.1845 | 119.464
Line17_5_19 | 0 | 0 | 0 | 0 | 0 | 0 | 0 | 0 | 0 | 0 | 0 | 0 | 8.7893e-18 | -1.3747e-10 | -3.7958e-10 | 8.7893e-18 | 1.3747e-10 | 3.7958e-10 | -8.7893e-18 | 3.9248e-10 | 2.6862e-11 | 8.7893e-18 | -3.9248e-10 | -2.6862e-11 | 0 | 0 | 0 | 0 | 0 | 0 | 0.95721 | 0.83268 | 0.88554 | 0.95721 | 0.83268 | 0.88554 | 1.8965e-13 | -127.1845 | 119.464 | 1.8923e-13 | -127.1845 | 119.464
Line1_1_3 | 0 | 0 | 0 | 0 | 0 | 0 | 0 | 0 | 0 | 0 | 0 | 0 | 5.713e-17 | -1.0998e-09 | -3.0367e-09 | -5.713e-17 | 1.0998e-09 | 3.0367e-09 | 8.7893e-18 | 3.1399e-09 | 2.149e-10 | -1.7579e-17 | -3.1399e-09 | -2.149e-10 | 0 | 0 | 0 | 0 | 0 | 0 | 0.95721 | 0.83268 | 0.88554 | 0.95721 | 0.83268 | 0.88554 | 1.8976e-13 | -127.1845 | 119.464 | 1.9017e-13 | -127.1845 | 119.464
Line2_1_4 | 0 | 0 | 0 | 0 | 0 | 0 | 0 | 0 | 0 | 0 | 0 | 0 | 1.3184e-17 | -2.7495e-10 | -7.5916e-10 | -1.3184e-17 | 2.7495e-10 | 7.5916e-10 | 4.3665e-32 | 7.8497e-10 | 5.3724e-11 | -4.3639e-32 | -7.8497e-10 | -5.3724e-11 | 0 | 0 | 0 | 0 | 0 | 0 | 0.95721 | 0.83268 | 0.88554 | 0.95721 | 0.83268 | 0.88554 | 1.8976e-13 | -127.1845 | 119.464 | 1.8965e-13 | -127.1845 | 119.464
Line3_1_5 | 0 | 0 | 0 | 0 | 0 | 0 | 0 | 0 | 0 | 0 | 0 | 0 | 1.3184e-17 | -2.7495e-10 | -7.5916e-10 | -1.3184e-17 | 2.7495e-10 | 7.5916e-10 | 4.3665e-32 | 7.8497e-10 | 5.3724e-11 | -4.3639e-32 | -7.8497e-10 | -5.3724e-11 | 0 | 0 | 0 | 0 | 0 | 0 | 0.95721 | 0.83268 | 0.88554 | 0.95721 | 0.83268 | 0.88554 | 1.8976e-13 | -127.1845 | 119.464 | 1.8965e-13 | -127.1845 | 119.464
Line4_2_6 | 0 | 1.2014 | 1.2014 | 0 | 1.2014 | 1.2014 | 0 | 0.27744 | 0.27744 | 0 | 0.27744 | 0.27744 | -1.4063e-16 | 0.21427 | 0.0074211 | 1.7579e-16 | -0.18655 | 0.02029 | -2.461e-16 | 0.033784 | 0.19714 | 2.8126e-16 | -0.0049189 | -0.16827 | 0 | 0 | 0 | 0 | 38.2998 | -141.7002 | 0.91686 | 0.66614 | 0.85731 | 0.88255 | 0.49961 | 0.83646 | 1.9977e-13 | -132.7398 | 126.144 | 2.0747e-13 | -140.1898 | 135.1751
Line5_6_7 | 0 | 1.2014 | 1.2014 | 0 | 1.2014 | 1.2014 | 0 | 0.27744 | 0.27744 | 0 | 0.27744 | 0.27744 | -1.4063e-16 | 0.18655 | -0.02029 | 7.0314e-17 | -0.15884 | 0.048001 | -2.1094e-16 | 0.0049189 | 0.16827 | 2.461e-16 | 0.023947 | -0.13941 | 0 | 0 | 0 | 0 | 38.2998 | -141.7002 | 0.88255 | 0.49961 | 0.83646 | 0.855 | 0.33307 | 0.82353 | 2.0747e-13 | -140.1898 | 135.1751 | 2.1354e-13 | -150.2732 | 147.2992
Line6_7_8 | 0 | 1.2014 | 1.2014 | 0 | 1.2014 | 1.2014 | 0 | 0.27744 | 0.27744 | 0 | 0.27744 | 0.27744 | -3.5157e-17 | 0.15884 | -0.048001 | 7.0314e-17 | -0.13113 | 0.075711 | -2.8126e-16 | -0.023947 | 0.13941 | 3.1641e-16 | 0.052812 | -0.11054 | 0 | 0 | 0 | 0 | 38.2998 | -141.7002 | 0.855 | 0.33307 | 0.82353 | 0.83487 | 0.16654 | 0.8189 | 2.1354e-13 | -150.2732 | 147.2992 | 2.1538e-13 | -163.6366 | 162.7073
Line7_8_9 | 0 | 0 | 0 | 0 | 0 | 0 | 0 | 0 | 0 | 0 | 0 | 0 | 3.5157e-17 | -3.3257e-10 | -3.8099e-10 | -7.0314e-17 | 3.3257e-10 | 3.8099e-10 | -3.5157e-17 | 1.2248e-09 | -1.141e-09 | 3.5157e-17 | -1.2248e-09 | 1.141e-09 | 0 | 0 | 0 | 0 | 0 | 0 | 0.83487 | 0.16654 | 0.8189 | 0.83487 | 0.16654 | 0.8189 | 2.1538e-13 | -163.6366 | 162.7073 | 2.1594e-13 | -163.6366 | 162.7073
Line8_8_10 | 0 | 1.2014 | 1.2014 | 0 | 1.2014 | 1.2014 | 0 | 0.27744 | 0.27744 | 0 | 0.27744 | 0.27744 | 0 | 0.13113 | -0.075711 | 0 | -0.10342 | 0.10342 | 0 | -0.052812 | 0.11054 | 0 | 0.081678 | -0.081678 | 0 | -141.7002 | 38.2998 | 0 | 38.2998 | -141.7002 | 0.83487 | 0.16654 | 0.8189 | 0.82272 | 0 | 0.82272 | 2.1538e-13 | -163.6366 | 162.7073 | 2.1737e-13 | -180 | 180
Line9_3_11 | 0 | 0 | 0 | 0 | 0 | 0 | 0 | 0 | 0 | 0 | 0 | 0 | 5.2736e-17 | -9.6231e-10 | -2.6571e-09 | -5.2736e-17 | 9.6231e-10 | 2.6571e-09 | -1.7579e-17 | 2.7474e-09 | 1.8803e-10 | 2.6368e-17 | -2.7474e-09 | -1.8803e-10 | 0 | 0 | 0 | 0 | 0 | 0 | 0.95721 | 0.83268 | 0.88554 | 0.95721 | 0.83268 | 0.88554 | 1.9017e-13 | -127.1845 | 119.464 | 1.9009e-13 | -127.1845 | 119.464

## LL_min_10
name | pf_ikss_a_from_ka | pf_ikss_b_from_ka | pf_ikss_c_from_ka | pf_ikss_a_to_ka | pf_ikss_b_to_ka | pf_ikss_c_to_ka | pf_skss_a_from_mw | pf_skss_b_from_mw | pf_skss_c_from_mw | pf_skss_a_to_mw | pf_skss_b_to_mw | pf_skss_c_to_mw | pf_p_a_from_mw | pf_p_b_from_mw | pf_p_c_from_mw | pf_p_a_to_mw | pf_p_b_to_mw | pf_p_c_to_mw | pf_q_a_from_mvar | pf_q_b_from_mvar | pf_q_c_from_mvar | pf_q_a_to_mvar | pf_q_b_to_mvar | pf_q_c_to_mvar | pf_ikss_a_from_degree | pf_ikss_b_from_degree | pf_ikss_c_from_degree | pf_ikss_a_to_degree | pf_ikss_b_to_degree | pf_ikss_c_to_degree | pf_vm_a_from_pu | pf_vm_b_from_pu | pf_vm_c_from_pu | pf_vm_a_to_pu | pf_vm_b_to_pu | pf_vm_c_to_pu | pf_va_a_from_degree | pf_va_b_from_degree | pf_va_c_from_degree | pf_va_a_to_degree | pf_va_b_to_degree | pf_va_c_to_degree
Line0_1_2 | 0 | 1.1381 | 1.1381 | 0 | 1.1381 | 1.1381 | 0 | 0.26284 | 0.26284 | 0 | 0.26284 | 0.26284 | -1.1657e-16 | 0.21718 | 0.031531 | 1.3323e-16 | -0.19231 | -0.0066605 | -2.1649e-16 | 0.056229 | 0.20284 | 1.9984e-16 | -0.030322 | -0.17693 | 0 | 0 | 0 | 0 | 38.2998 | -141.7002 | 0.90683 | 0.78885 | 0.83893 | 0.86861 | 0.63108 | 0.81219 | 1.986e-13 | -127.1845 | 119.464 | 2.0915e-13 | -132.7398 | 126.144
Line10_11_12 | 0 | 0 | 0 | 0 | 0 | 0 | 0 | 0 | 0 | 0 | 0 | 0 | 2.2898e-17 | -7.403e-10 | -2.0441e-09 | -2.2898e-17 | 7.403e-10 | 2.0441e-09 | 7.9502e-32 | 2.1135e-09 | 1.4465e-10 | 8.3267e-18 | -2.1135e-09 | -1.4465e-10 | 0 | 0 | 0 | 0 | 0 | 0 | 0.90683 | 0.78885 | 0.83893 | 0.90683 | 0.78885 | 0.83893 | 1.9893e-13 | -127.1845 | 119.464 | 1.9842e-13 | -127.1845 | 119.464
Line11_12_13 | 0 | 0 | 0 | 0 | 0 | 0 | 0 | 0 | 0 | 0 | 0 | 0 | 4.1633e-17 | -6.1691e-10 | -1.7034e-09 | -3.3307e-17 | 6.1691e-10 | 1.7034e-09 | -3.3307e-17 | 1.7613e-09 | 1.2054e-10 | 2.498e-17 | -1.7613e-09 | -1.2054e-10 | 0 | 0 | 0 | 0 | 0 | 0 | 0.90683 | 0.78885 | 0.83893 | 0.90683 | 0.78885 | 0.83893 | 1.9842e-13 | -127.1845 | 119.464 | 1.9799e-13 | -127.1845 | 119.464
Line12_13_15 | 0 | 0 | 0 | 0 | 0 | 0 | 0 | 0 | 0 | 0 | 0 | 0 | 4.1633e-18 | -3.7015e-10 | -1.022e-09 | -4.1633e-18 | 3.7015e-10 | 1.022e-09 | 1.4387e-32 | 1.0568e-09 | 7.2326e-11 | 8.3267e-18 | -1.0568e-09 | -7.2326e-11 | 0 | 0 | 0 | 0 | 0 | 0 | 0.90683 | 0.78885 | 0.83893 | 0.90683 | 0.78885 | 0.83893 | 1.9799e-13 | -127.1845 | 119.464 | 1.9807e-13 | -127.1845 | 119.464
Line13_13_14 | 0 | 0 | 0 | 0 | 0 | 0 | 0 | 0 | 0 | 0 | 0 | 0 | 4.1633e-18 | -1.2338e-10 | -3.4068e-10 | -4.1633e-18 | 1.2338e-10 | 3.4068e-10 | -8.3267e-18 | 3.5226e-10 | 2.4109e-11 | 8.3267e-18 | -3.5226e-10 | -2.4109e-11 | 0 | 0 | 0 | 0 | 0 | 0 | 0.90683 | 0.78885 | 0.83893 | 0.90683 | 0.78885 | 0.83893 | 1.9799e-13 | -127.1845 | 119.464 | 1.9803e-13 | -127.1845 | 119.464
Line14_15_16 | 0 | 0 | 0 | 0 | 0 | 0 | 0 | 0 | 0 | 0 | 0 | 0 | 2.0817e-18 | -2.4677e-10 | -6.8135e-10 | -2.0817e-18 | 2.4677e-10 | 6.8135e-10 | -1.6653e-17 | 7.0451e-10 | 4.8217e-11 | 8.3267e-18 | -7.0451e-10 | -4.8217e-11 | 0 | 0 | 0 | 0 | 0 | 0 | 0.90683 | 0.78885 | 0.83893 | 0.90683 | 0.78885 | 0.83893 | 1.9807e-13 | -127.1845 | 119.464 | 1.9785e-13 | -127.1845 | 119.464
Line15_16_17 | 0 | 0 | 0 | 0 | 0 | 0 | 0 | 0 | 0 | 0 | 0 | 0 | -4.1633e-18 | -1.2338e-10 | -3.4068e-10 | 4.1633e-18 | 1.2338e-10 | 3.4068e-10 | 8.3267e-18 | 3.5226e-10 | 2.4109e-11 | -8.3267e-18 | -3.5226e-10 | -2.4109e-11 | 0 | 0 | 0 | 0 | 0 | 0 | 0.90683 | 0.78885 | 0.83893 | 0.90683 | 0.78885 | 0.83893 | 1.9785e-13 | -127.1845 | 119.464 | 1.9743e-13 | -127.1845 | 119.464
Line16_4_18 | 0 | 0 | 0 | 0 | 0 | 0 | 0 | 0 | 0 | 0 | 0 | 0 | 2.8846e-32 | -1.2338e-10 | -3.4068e-10 | -8.3267e-18 | 1.2338e-10 | 3.4068e-10 | -8.3267e-18 | 3.5226e-10 | 2.4109e-11 | 8.3267e-18 | -3.5226e-10 | -2.4109e-11 | 0 | 0 | 0 | 0 | 0 | 0 | 0.90683 | 0.78885 | 0.83893 | 0.90683 | 0.78885 | 0.83893 | 1.9849e-13 | -127.1845 | 119.464 | 1.9807e-13 | -127.1845 | 119.464
Line17_5_19 | 0 | 0 | 0 | 0 | 0 | 0 | 0 | 0 | 0 | 0 | 0 | 0 | 2.8846e-32 | -1.2338e-10 | -3.4068e-10 | -8.3267e-18 | 1.2338e-10 | 3.4068e-10 | -8.3267e-18 | 3.5226e-10 | 2.4109e-11 | 8.3267e-18 | -3.5226e-10 | -2.4109e-11 | 0 | 0 | 0 | 0 | 0 | 0 | 0.90683 | 0.78885 | 0.83893 | 0.90683 | 0.78885 | 0.83893 | 1.9849e-13 | -127.1845 | 119.464 | 1.9807e-13 | -127.1845 | 119.464
Line1_1_3 | 0 | 0 | 0 | 0 | 0 | 0 | 0 | 0 | 0 | 0 | 0 | 0 | 6.4532e-17 | -9.8706e-10 | -2.7254e-09 | -5.6205e-17 | 9.8706e-10 | 2.7254e-09 | 2.2368e-31 | 2.8181e-09 | 1.9287e-10 | -8.3267e-18 | -2.8181e-09 | -1.9287e-10 | 0 | 0 | 0 | 0 | 0 | 0 | 0.90683 | 0.78885 | 0.83893 | 0.90683 | 0.78885 | 0.83893 | 1.986e-13 | -127.1845 | 119.464 | 1.99e-13 | -127.1845 | 119.464
Line2_1_4 | 0 | 0 | 0 | 0 | 0 | 0 | 0 | 0 | 0 | 0 | 0 | 0 | 2.0817e-18 | -2.4677e-10 | -6.8135e-10 | 1.4572e-17 | 2.4677e-10 | 6.8135e-10 | -8.3267e-18 | 7.0451e-10 | 4.8218e-11 | 5.048e-32 | -7.0451e-10 | -4.8217e-11 | 0 | 0 | 0 | 0 | 0 | 0 | 0.90683 | 0.78885 | 0.83893 | 0.90683 | 0.78885 | 0.83893 | 1.986e-13 | -127.1845 | 119.464 | 1.9849e-13 | -127.1845 | 119.464
Line3_1_5 | 0 | 0 | 0 | 0 | 0 | 0 | 0 | 0 | 0 | 0 | 0 | 0 | 2.0817e-18 | -2.4677e-10 | -6.8135e-10 | 1.4572e-17 | 2.4677e-10 | 6.8135e-10 | -8.3267e-18 | 7.0451e-10 | 4.8218e-11 | 5.048e-32 | -7.0451e-10 | -4.8217e-11 | 0 | 0 | 0 | 0 | 0 | 0 | 0.90683 | 0.78885 | 0.83893 | 0.90683 | 0.78885 | 0.83893 | 1.986e-13 | -127.1845 | 119.464 | 1.9849e-13 | -127.1845 | 119.464
Line4_2_6 | 0 | 1.1381 | 1.1381 | 0 | 1.1381 | 1.1381 | 0 | 0.26284 | 0.26284 | 0 | 0.26284 | 0.26284 | -1.3323e-16 | 0.19231 | 0.0066605 | 1.3323e-16 | -0.16743 | 0.01821 | -2.3315e-16 | 0.030322 | 0.17693 | 2.3315e-16 | -0.0044148 | -0.15103 | 0 | 0 | 0 | 0 | 38.2998 | -141.7002 | 0.86861 | 0.63108 | 0.81219 | 0.8361 | 0.47331 | 0.79243 | 2.0915e-13 | -132.7398 | 126.144 | 2.1728e-13 | -140.1898 | 135.1751
Line5_6_7 | 0 | 1.1381 | 1.1381 | 0 | 1.1381 | 1.1381 | 0 | 0.26284 | 0.26284 | 0 | 0.26284 | 0.26284 | -6.6613e-17 | 0.16743 | -0.01821 | 9.992e-17 | -0.14256 | 0.043081 | -2.3315e-16 | 0.0044148 | 0.15103 | 2.3315e-16 | 0.021492 | -0.12512 | 0 | 0 | 0 | 0 | 38.2998 | -141.7002 | 0.8361 | 0.47331 | 0.79243 | 0.81 | 0.31554 | 0.78018 | 2.1728e-13 | -140.1898 | 135.1751 | 2.237e-13 | -150.2732 | 147.2992
Line6_7_8 | 0 | 1.1381 | 1.1381 | 0 | 1.1381 | 1.1381 | 0 | 0.26284 | 0.26284 | 0 | 0.26284 | 0.26284 | -3.3307e-17 | 0.14256 | -0.043081 | 6.6613e-17 | -0.11769 | 0.067952 | -2.6645e-16 | -0.021492 | 0.12512 | 2.3315e-16 | 0.047399 | -0.099213 | 0 | 0 | 0 | 0 | 38.2998 | -141.7002 | 0.81 | 0.31554 | 0.78018 | 0.79093 | 0.15777 | 0.7758 | 2.237e-13 | -150.2732 | 147.2992 | 2.2595e-13 | -163.6366 | 162.7073
Line7_8_9 | 0 | 0 | 0 | 0 | 0 | 0 | 0 | 0 | 0 | 0 | 0 | 0 | -3.3307e-17 | -2.9848e-10 | -3.4194e-10 | 3.3307e-17 | 2.9848e-10 | 3.4194e-10 | -3.3307e-17 | 1.0993e-09 | -1.024e-09 | 3.3307e-17 | -1.0993e-09 | 1.024e-09 | 0 | 0 | 0 | 0 | 0 | 0 | 0.79093 | 0.15777 | 0.7758 | 0.79093 | 0.15777 | 0.7758 | 2.2595e-13 | -163.6366 | 162.7073 | 2.2651e-13 | -163.6366 | 162.7073
Line8_8_10 | 0 | 1.1381 | 1.1381 | 0 | 1.1381 | 1.1381 | 0 | 0.26284 | 0.26284 | 0 | 0.26284 | 0.26284 | 0 | 0.11769 | -0.067952 | 6.6613e-17 | -0.092822 | 0.092822 | 0 | -0.047399 | 0.099213 | 2.644e-31 | 0.073306 | -0.073306 | 0 | -141.7002 | 38.2998 | 0 | 38.2998 | -141.7002 | 0.79093 | 0.15777 | 0.7758 | 0.77942 | 0 | 0.77942 | 2.2595e-13 | -163.6366 | 162.7073 | 2.2742e-13 | -180 | 180
Line9_3_11 | 0 | 0 | 0 | 0 | 0 | 0 | 0 | 0 | 0 | 0 | 0 | 0 | 4.3715e-17 | -8.6368e-10 | -2.3847e-09 | -5.2042e-17 | 8.6368e-10 | 2.3847e-09 | -2.498e-17 | 2.4658e-09 | 1.6876e-10 | 4.1633e-17 | -2.4658e-09 | -1.6876e-10 | 0 | 0 | 0 | 0 | 0 | 0 | 0.90683 | 0.78885 | 0.83893 | 0.90683 | 0.78885 | 0.83893 | 1.99e-13 | -127.1845 | 119.464 | 1.9893e-13 | -127.1845 | 119.464

## LL_min_fault_6
name | pf_ikss_a_from_ka | pf_ikss_b_from_ka | pf_ikss_c_from_ka | pf_ikss_a_to_ka | pf_ikss_b_to_ka | pf_ikss_c_to_ka | pf_skss_a_from_mw | pf_skss_b_from_mw | pf_skss_c_from_mw | pf_skss_a_to_mw | pf_skss_b_to_mw | pf_skss_c_to_mw | pf_p_a_from_mw | pf_p_b_from_mw | pf_p_c_from_mw | pf_p_a_to_mw | pf_p_b_to_mw | pf_p_c_to_mw | pf_q_a_from_mvar | pf_q_b_from_mvar | pf_q_c_from_mvar | pf_q_a_to_mvar | pf_q_b_to_mvar | pf_q_c_to_mvar | pf_ikss_a_from_degree | pf_ikss_b_from_degree | pf_ikss_c_from_degree | pf_ikss_a_to_degree | pf_ikss_b_to_degree | pf_ikss_c_to_degree | pf_vm_a_from_pu | pf_vm_b_from_pu | pf_vm_c_from_pu | pf_vm_a_to_pu | pf_vm_b_to_pu | pf_vm_c_to_pu | pf_va_a_from_degree | pf_va_b_from_degree | pf_va_c_from_degree | pf_va_a_to_degree | pf_va_b_to_degree | pf_va_c_to_degree
Line0_1_2 | 0 | 0.051454 | 0.051454 | 0 | 0.051454 | 0.051454 | 0 | 0.011883 | 0.011883 | 0 | 0.011883 | 0.011883 | -1.648e-18 | 0.010884 | 0.0028618 | 1.648e-18 | -0.010833 | -0.002811 | -1.3184e-17 | 0.0029123 | 0.010855 | 1.4283e-17 | -0.0028593 | -0.010802 | 0 | 0 | 0 | 0 | 44.7137 | -135.2863 | 0.95054 | 0.94523 | 0.94708 | 0.94882 | 0.9381 | 0.94525 | 8.6593e-15 | -120.306 | 119.9436 | 8.9652e-15 | -120.5004 | 120.1267
Line10_11_12 | 0 | 0 | 0 | 0 | 0 | 0 | 0 | 0 | 0 | 0 | 0 | 0 | 1.5107e-18 | -3.8039e-11 | -1.1036e-10 | -1.5107e-18 | 3.8039e-11 | 1.1036e-10 | -1.0987e-18 | 1.0584e-10 | 1.9424e-11 | 1.0987e-18 | -1.0584e-10 | -1.9424e-11 | 0 | 0 | 0 | 0 | 0 | 0 | 0.95054 | 0.94523 | 0.94708 | 0.95054 | 0.94523 | 0.94708 | 8.6475e-15 | -120.306 | 119.9436 | 8.6149e-15 | -120.306 | 119.9436
Line11_12_13 | 0 | 0 | 0 | 0 | 0 | 0 | 0 | 0 | 0 | 0 | 0 | 0 | 1.5107e-18 | -3.1699e-11 | -9.1968e-11 | -1.5107e-18 | 3.1699e-11 | 9.1968e-11 | -1.648e-18 | 8.8202e-11 | 1.6187e-11 | 1.0987e-18 | -8.8202e-11 | -1.6187e-11 | 0 | 0 | 0 | 0 | 0 | 0 | 0.95054 | 0.94523 | 0.94708 | 0.95054 | 0.94523 | 0.94708 | 8.6149e-15 | -120.306 | 119.9436 | 8.5859e-15 | -120.306 | 119.9436
Line12_13_15 | 0 | 0 | 0 | 0 | 0 | 0 | 0 | 0 | 0 | 0 | 0 | 0 | -3.4333e-19 | -1.902e-11 | -5.5181e-11 | 3.4333e-19 | 1.902e-11 | 5.5181e-11 | -5.4933e-19 | 5.2921e-11 | 9.7122e-12 | 1.0987e-18 | -5.2921e-11 | -9.7121e-12 | 0 | 0 | 0 | 0 | 0 | 0 | 0.95054 | 0.94523 | 0.94708 | 0.95054 | 0.94523 | 0.94708 | 8.5859e-15 | -120.306 | 119.9436 | 8.5847e-15 | -120.306 | 119.9436
Line13_13_14 | 0 | 0 | 0 | 0 | 0 | 0 | 0 | 0 | 0 | 0 | 0 | 0 | 6.18e-19 | -6.3398e-12 | -1.8394e-11 | -3.4333e-19 | 6.3398e-12 | 1.8394e-11 | 9.2608e-35 | 1.764e-11 | 3.2374e-12 | 5.4933e-19 | -1.764e-11 | -3.2374e-12 | 0 | 0 | 0 | 0 | 0 | 0 | 0.95054 | 0.94523 | 0.94708 | 0.95054 | 0.94523 | 0.94708 | 8.5859e-15 | -120.306 | 119.9436 | 8.587e-15 | -120.306 | 119.9436
Line14_15_16 | 0 | 0 | 0 | 0 | 0 | 0 | 0 | 0 | 0 | 0 | 0 | 0 | 0 | -1.268e-11 | -3.6787e-11 | 8.2164e-35 | 1.268e-11 | 3.6787e-11 | 0 | 3.5281e-11 | 6.4748e-12 | -5.4933e-19 | -3.5281e-11 | -6.4748e-12 | 0 | 0 | 0 | 0 | 0 | 0 | 0.95054 | 0.94523 | 0.94708 | 0.95054 | 0.94523 | 0.94708 | 8.5847e-15 | -120.306 | 119.9436 | 8.5698e-15 | -120.306 | 119.9436
Line15_16_17 | 0 | 0 | 0 | 0 | 0 | 0 | 0 | 0 | 0 | 0 | 0 | 0 | -6.8666e-20 | -6.3398e-12 | -1.8394e-11 | 6.8666e-20 | 6.3398e-12 | 1.8394e-11 | -1.0987e-18 | 1.764e-11 | 3.2374e-12 | 1.0247e-35 | -1.764e-11 | -3.2374e-12 | 0 | 0 | 0 | 0 | 0 | 0 | 0.95054 | 0.94523 | 0.94708 | 0.95054 | 0.94523 | 0.94708 | 8.5698e-15 | -120.306 | 119.9436 | 8.5501e-15 | -120.306 | 119.9436
Line16_4_18 | 0 | 0 | 0 | 0 | 0 | 0 | 0 | 0 | 0 | 0 | 0 | 0 | 4.12e-19 | -6.3398e-12 | -1.8394e-11 | -6.8666e-19 | 6.3398e-12 | 1.8394e-11 | 6.2202e-35 | 1.764e-11 | 3.2374e-12 | 5.4933e-19 | -1.764e-11 | -3.2374e-12 | 0 | 0 | 0 | 0 | 0 | 0 | 0.95054 | 0.94523 | 0.94708 | 0.95054 | 0.94523 | 0.94708 | 8.6503e-15 | -120.306 | 119.9436 | 8.6306e-15 | -120.306 | 119.9436
Line17_5_19 | 0 | 0 | 0 | 0 | 0 | 0 | 0 | 0 | 0 | 0 | 0 | 0 | 4.12e-19 | -6.3398e-12 | -1.8394e-11 | -6.8666e-19 | 6.3398e-12 | 1.8394e-11 | 6.2202e-35 | 1.764e-11 | 3.2374e-12 | 5.4933e-19 | -1.764e-11 | -3.2374e-12 | 0 | 0 | 0 | 0 | 0 | 0 | 0.95054 | 0.94523 | 0.94708 | 0.95054 | 0.94523 | 0.94708 | 8.6503e-15 | -120.306 | 119.9436 | 8.6306e-15 | -120.306 | 119.9436
Line1_1_3 | 0 | 0 | 0 | 0 | 0 | 0 | 0 | 0 | 0 | 0 | 0 | 0 | 2.266e-18 | -5.0719e-11 | -1.4715e-10 | -2.266e-18 | 5.0719e-11 | 1.4715e-10 | -5.4933e-19 | 1.4112e-10 | 2.5899e-11 | 1.0987e-18 | -1.4112e-10 | -2.5899e-11 | 0 | 0 | 0 | 0 | 0 | 0 | 0.95054 | 0.94523 | 0.94708 | 0.95054 | 0.94523 | 0.94708 | 8.6593e-15 | -120.306 | 119.9436 | 8.6626e-15 | -120.306 | 119.9436
Line2_1_4 | 0 | 0 | 0 | 0 | 0 | 0 | 0 | 0 | 0 | 0 | 0 | 0 | -1.0987e-18 | -1.268e-11 | -3.6787e-11 | 8.2399e-19 | 1.268e-11 | 3.6787e-11 | 5.4933e-19 | 3.5281e-11 | 6.4748e-12 | -5.4933e-19 | -3.5281e-11 | -6.4748e-12 | 0 | 0 | 0 | 0 | 0 | 0 | 0.95054 | 0.94523 | 0.94708 | 0.95054 | 0.94523 | 0.94708 | 8.6593e-15 | -120.306 | 119.9436 | 8.6503e-15 | -120.306 | 119.9436
Line3_1_5 | 0 | 0 | 0 | 0 | 0 | 0 | 0 | 0 | 0 | 0 | 0 | 0 | -1.0987e-18 | -1.268e-11 | -3.6787e-11 | 8.2399e-19 | 1.268e-11 | 3.6787e-11 | 5.4933e-19 | 3.5281e-11 | 6.4748e-12 | -5.4933e-19 | -3.5281e-11 | -6.4748e-12 | 0 | 0 | 0 | 0 | 0 | 0 | 0.95054 | 0.94523 | 0.94708 | 0.95054 | 0.94523 | 0.94708 | 8.6593e-15 | -120.306 | 119.9436 | 8.6503e-15 | -120.306 | 119.9436
Line4_2_6 | 0 | 0.051454 | 0.051454 | 0 | 0.051454 | 0.051454 | 0 | 0.011883 | 0.011883 | 0 | 0.011883 | 0.011883 | -4.3946e-18 | 0.010833 | 0.002811 | 4.3946e-18 | -0.010782 | -0.0027602 | -1.3184e-17 | 0.0028593 | 0.010802 | 1.4283e-17 | -0.0028064 | -0.010749 | 0 | 0 | 0 | 0 | 44.7137 | -135.2863 | 0.94882 | 0.9381 | 0.94525 | 0.94711 | 0.93097 | 0.94344 | 8.9652e-15 | -120.5004 | 120.1267 | 9.2437e-15 | -120.697 | 120.3118
Line5_6_7 | 0 | 0.051454 | 0.051454 | 0 | 0.051454 | 0.051454 | 0 | 0.011883 | 0.011883 | 0 | 0.011883 | 0.011883 | 2.4815e-33 | 0.010782 | 0.0027602 | -1.0987e-18 | -0.010731 | -0.0027093 | -1.5381e-17 | 0.0028064 | 0.010749 | 1.5381e-17 | -0.0027534 | -0.010696 | 0 | 0 | 0 | 0 | 44.7137 | -135.2863 | 0.94711 | 0.93097 | 0.94344 | 0.94541 | 0.92384 | 0.94164 | 9.2437e-15 | -120.697 | 120.3118 | 9.4717e-15 | -120.8958 | 120.4991
Line6_7_8 | 0 | 0.051454 | 0.051454 | 0 | 0.051454 | 0.051454 | 0 | 0.011883 | 0.011883 | 0 | 0.011883 | 0.011883 | -2.1973e-18 | 0.010731 | 0.0027093 | -2.1935e-33 | -0.01068 | -0.0026585 | -1.3184e-17 | 0.0027534 | 0.010696 | 1.3184e-17 | -0.0027005 | -0.010643 | 0 | 0 | 0 | 0 | 44.7137 | -135.2863 | 0.94541 | 0.92384 | 0.94164 | 0.94372 | 0.91671 | 0.93985 | 9.4717e-15 | -120.8958 | 120.4991 | 9.5326e-15 | -121.0968 | 120.6885
Line7_8_9 | 0 | 0 | 0 | 0 | 0 | 0 | 0 | 0 | 0 | 0 | 0 | 0 | -2.1973e-18 | -7.7206e-11 | -9.0586e-11 | 2.1973e-18 | 7.7206e-11 | 9.0586e-11 | 2.1973e-18 | 6.1817e-11 | -3.8642e-11 | 3.664e-34 | -6.1817e-11 | 3.8642e-11 | 0 | 0 | 0 | 0 | 0 | 0 | 0.94372 | 0.91671 | 0.93985 | 0.94372 | 0.91671 | 0.93985 | 9.5326e-15 | -121.0968 | 120.6885 | 9.5541e-15 | -121.0968 | 120.6885
Line8_8_10 | 0 | 0.051454 | 0.051454 | 0 | 0.051454 | 0.051454 | 0 | 0.011883 | 0.011883 | 0 | 0.011883 | 0.011883 | 3.6558e-34 | 0.01068 | 0.0026585 | 0 | -0.01063 | -0.0026077 | -2.1973e-18 | 0.0027005 | 0.010643 | 0 | -0.0026476 | -0.01059 | 0 | -135.2863 | 44.7137 | 0 | 44.7137 | -135.2863 | 0.94372 | 0.91671 | 0.93985 | 0.94204 | 0.90958 | 0.93807 | 9.5326e-15 | -121.0968 | 120.6885 | 9.5616e-15 | -121.3001 | 120.8802
Line9_3_11 | 0 | 0 | 0 | 0 | 0 | 0 | 0 | 0 | 0 | 0 | 0 | 0 | 2.472e-18 | -4.4379e-11 | -1.2876e-10 | -2.472e-18 | 4.4379e-11 | 1.2876e-10 | -1.0987e-18 | 1.2348e-10 | 2.2662e-11 | -3.7309e-34 | -1.2348e-10 | -2.2662e-11 | 0 | 0 | 0 | 0 | 0 | 0 | 0.95054 | 0.94523 | 0.94708 | 0.95054 | 0.94523 | 0.94708 | 8.6626e-15 | -120.306 | 119.9436 | 8.6475e-15 | -120.306 | 119.9436

## LL_min_fault_10
name | pf_ikss_a_from_ka | pf_ikss_b_from_ka | pf_ikss_c_from_ka | pf_ikss_a_to_ka | pf_ikss_b_to_ka | pf_ikss_c_to_ka | pf_skss_a_from_mw | pf_skss_b_from_mw | pf_skss_c_from_mw | pf_skss_a_to_mw | pf_skss_b_to_mw | pf_skss_c_to_mw | pf_p_a_from_mw | pf_p_b_from_mw | pf_p_c_from_mw | pf_p_a_to_mw | pf_p_b_to_mw | pf_p_c_to_mw | pf_q_a_from_mvar | pf_q_b_from_mvar | pf_q_c_from_mvar | pf_q_a_to_mvar | pf_q_b_to_mvar | pf_q_c_to_mvar | pf_ikss_a_from_degree | pf_ikss_b_from_degree | pf_ikss_c_from_degree | pf_ikss_a_to_degree | pf_ikss_b_to_degree | pf_ikss_c_to_degree | pf_vm_a_from_pu | pf_vm_b_from_pu | pf_vm_c_from_pu | pf_vm_a_to_pu | pf_vm_b_to_pu | pf_vm_c_to_pu | pf_va_a_from_degree | pf_va_b_from_degree | pf_va_c_from_degree | pf_va_a_to_degree | pf_va_b_to_degree | pf_va_c_to_degree
Line0_1_2 | 0 | 0.048745 | 0.048745 | 0 | 0.048745 | 0.048745 | 0 | 0.011257 | 0.011257 | 0 | 0.011257 | 0.011257 | -4.6838e-18 | 0.0097683 | 0.0025685 | 5.2042e-18 | -0.0097227 | -0.0025229 | -1.0408e-17 | 0.0026138 | 0.009742 | 1.0408e-17 | -0.0025663 | -0.0096945 | 0 | 0 | 0 | 0 | 44.7137 | -135.2863 | 0.90051 | 0.89548 | 0.89723 | 0.89888 | 0.88873 | 0.8955 | 1.0065e-14 | -120.306 | 119.9436 | 1.0506e-14 | -120.5004 | 120.1267
Line10_11_12 | 0 | 0 | 0 | 0 | 0 | 0 | 0 | 0 | 0 | 0 | 0 | 0 | 2.0166e-18 | -3.414e-11 | -9.905e-11 | -2.2768e-18 | 3.414e-11 | 9.905e-11 | -1.0408e-18 | 9.4994e-11 | 1.7433e-11 | 5.2042e-19 | -9.4994e-11 | -1.7433e-11 | 0 | 0 | 0 | 0 | 0 | 0 | 0.90051 | 0.89548 | 0.89723 | 0.90051 | 0.89548 | 0.89723 | 1.0053e-14 | -120.306 | 119.9436 | 1.0021e-14 | -120.306 | 119.9436
Line11_12_13 | 0 | 0 | 0 | 0 | 0 | 0 | 0 | 0 | 0 | 0 | 0 | 0 | 5.2042e-19 | -2.845e-11 | -8.2542e-11 | -5.2042e-19 | 2.845e-11 | 8.2542e-11 | -1.0408e-18 | 7.9162e-11 | 1.4528e-11 | 5.2042e-19 | -7.9162e-11 | -1.4528e-11 | 0 | 0 | 0 | 0 | 0 | 0 | 0.90051 | 0.89548 | 0.89723 | 0.90051 | 0.89548 | 0.89723 | 1.0021e-14 | -120.306 | 119.9436 | 9.9916e-15 | -120.306 | 119.9436
Line12_13_15 | 0 | 0 | 0 | 0 | 0 | 0 | 0 | 0 | 0 | 0 | 0 | 0 | -6.5052e-20 | -1.707e-11 | -4.9525e-11 | 6.5052e-20 | 1.707e-11 | 4.9525e-11 | -5.2042e-19 | 4.7497e-11 | 8.7167e-12 | -5.2042e-19 | -4.7497e-11 | -8.7167e-12 | 0 | 0 | 0 | 0 | 0 | 0 | 0.90051 | 0.89548 | 0.89723 | 0.90051 | 0.89548 | 0.89723 | 9.9916e-15 | -120.306 | 119.9436 | 9.9904e-15 | -120.306 | 119.9436
Line13_13_14 | 0 | 0 | 0 | 0 | 0 | 0 | 0 | 0 | 0 | 0 | 0 | 0 | 0 | -5.69e-12 | -1.6508e-11 | 0 | 5.6901e-12 | 1.6508e-11 | 0 | 1.5832e-11 | 2.9056e-12 | 0 | -1.5832e-11 | -2.9056e-12 | 0 | 0 | 0 | 0 | 0 | 0 | 0.90051 | 0.89548 | 0.89723 | 0.90051 | 0.89548 | 0.89723 | 9.9916e-15 | -120.306 | 119.9436 | 9.9928e-15 | -120.306 | 119.9436
Line14_15_16 | 0 | 0 | 0 | 0 | 0 | 0 | 0 | 0 | 0 | 0 | 0 | 0 | -5.2042e-19 | -1.138e-11 | -3.3017e-11 | 5.2042e-19 | 1.138e-11 | 3.3017e-11 | 5.2042e-19 | 3.1665e-11 | 5.8111e-12 | 9.0608e-35 | -3.1665e-11 | -5.8111e-12 | 0 | 0 | 0 | 0 | 0 | 0 | 0.90051 | 0.89548 | 0.89723 | 0.90051 | 0.89548 | 0.89723 | 9.9904e-15 | -120.306 | 119.9436 | 9.9756e-15 | -120.306 | 119.9436
Line15_16_17 | 0 | 0 | 0 | 0 | 0 | 0 | 0 | 0 | 0 | 0 | 0 | 0 | 4.5536e-19 | -5.6901e-12 | -1.6508e-11 | -4.5536e-19 | 5.69e-12 | 1.6508e-11 | 7.9282e-35 | 1.5832e-11 | 2.9056e-12 | -7.9125e-35 | -1.5832e-11 | -2.9056e-12 | 0 | 0 | 0 | 0 | 0 | 0 | 0.90051 | 0.89548 | 0.89723 | 0.90051 | 0.89548 | 0.89723 | 9.9756e-15 | -120.306 | 119.9436 | 9.9559e-15 | -120.306 | 119.9436
Line16_4_18 | 0 | 0 | 0 | 0 | 0 | 0 | 0 | 0 | 0 | 0 | 0 | 0 | 3.9031e-19 | -5.69e-12 | -1.6508e-11 | -1.301e-19 | 5.69e-12 | 1.6508e-11 | -1.0408e-18 | 1.5832e-11 | 2.9056e-12 | 1.0408e-18 | -1.5832e-11 | -2.9056e-12 | 0 | 0 | 0 | 0 | 0 | 0 | 0.90051 | 0.89548 | 0.89723 | 0.90051 | 0.89548 | 0.89723 | 1.0056e-14 | -120.306 | 119.9436 | 1.0036e-14 | -120.306 | 119.9436
Line17_5_19 | 0 | 0 | 0 | 0 | 0 | 0 | 0 | 0 | 0 | 0 | 0 | 0 | 3.9031e-19 | -5.69e-12 | -1.6508e-11 | -1.301e-19 | 5.69e-12 | 1.6508e-11 | -1.0408e-18 | 1.5832e-11 | 2.9056e-12 | 1.0408e-18 | -1.5832e-11 | -2.9056e-12 | 0 | 0 | 0 | 0 | 0 | 0 | 0.90051 | 0.89548 | 0.89723 | 0.90051 | 0.89548 | 0.89723 | 1.0056e-14 | -120.306 | 119.9436 | 1.0036e-14 | -120.306 | 119.9436
Line1_1_3 | 0 | 0 | 0 | 0 | 0 | 0 | 0 | 0 | 0 | 0 | 0 | 0 | 2.7322e-18 | -4.552e-11 | -1.3207e-10 | -2.7322e-18 | 4.552e-11 | 1.3207e-10 | 5.2042e-19 | 1.2666e-10 | 2.3245e-11 | -5.2042e-19 | -1.2666e-10 | -2.3245e-11 | 0 | 0 | 0 | 0 | 0 | 0 | 0.90051 | 0.89548 | 0.89723 | 0.90051 | 0.89548 | 0.89723 | 1.0065e-14 | -120.306 | 119.9436 | 1.0068e-14 | -120.306 | 119.9436
Line2_1_4 | 0 | 0 | 0 | 0 | 0 | 0 | 0 | 0 | 0 | 0 | 0 | 0 | 5.2042e-19 | -1.138e-11 | -3.3017e-11 | -2.6021e-19 | 1.138e-11 | 3.3017e-11 | 5.2042e-19 | 3.1665e-11 | 5.8112e-12 | -5.2042e-19 | -3.1665e-11 | -5.8112e-12 | 0 | 0 | 0 | 0 | 0 | 0 | 0.90051 | 0.89548 | 0.89723 | 0.90051 | 0.89548 | 0.89723 | 1.0065e-14 | -120.306 | 119.9436 | 1.0056e-14 | -120.306 | 119.9436
Line3_1_5 | 0 | 0 | 0 | 0 | 0 | 0 | 0 | 0 | 0 | 0 | 0 | 0 | 5.2042e-19 | -1.138e-11 | -3.3017e-11 | -2.6021e-19 | 1.138e-11 | 3.3017e-11 | 5.2042e-19 | 3.1665e-11 | 5.8112e-12 | -5.2042e-19 | -3.1665e-11 | -5.8112e-12 | 0 | 0 | 0 | 0 | 0 | 0 | 0.90051 | 0.89548 | 0.89723 | 0.90051 | 0.89548 | 0.89723 | 1.0065e-14 | -120.306 | 119.9436 | 1.0056e-14 | -120.306 | 119.9436
Line4_2_6 | 0 | 0.048745 | 0.048745 | 0 | 0.048745 | 0.048745 | 0 | 0.011257 | 0.011257 | 0 | 0.011257 | 0.011257 | -7.2858e-18 | 0.0097227 | 0.0025229 | 5.2042e-18 | -0.0096771 | -0.0024773 | -1.0408e-17 | 0.0025663 | 0.0096945 | 1.0408e-17 | -0.0025188 | -0.009647 | 0 | 0 | 0 | 0 | 44.7137 | -135.2863 | 0.89888 | 0.88873 | 0.8955 | 0.89726 | 0.88197 | 0.89379 | 1.0506e-14 | -120.5004 | 120.1267 | 1.0827e-14 | -120.697 | 120.3118
Line5_6_7 | 0 | 0.048745 | 0.048745 | 0 | 0.048745 | 0.048745 | 0 | 0.011257 | 0.011257 | 0 | 0.011257 | 0.011257 | -3.1225e-18 | 0.0096771 | 0.0024773 | 1.0408e-18 | -0.0096314 | -0.0024316 | -8.3267e-18 | 0.0025188 | 0.009647 | 8.3267e-18 | -0.0024712 | -0.0095994 | 0 | 0 | 0 | 0 | 44.7137 | -135.2863 | 0.89726 | 0.88197 | 0.89379 | 0.89565 | 0.87522 | 0.89208 | 1.0827e-14 | -120.697 | 120.3118 | 1.1054e-14 | -120.8958 | 120.4991
Line6_7_8 | 0 | 0.048745 | 0.048745 | 0 | 0.048745 | 0.048745 | 0 | 0.011257 | 0.011257 | 0 | 0.011257 | 0.011257 | -2.0817e-18 | 0.0096314 | 0.0024316 | 4.1633e-18 | -0.0095858 | -0.002386 | -1.249e-17 | 0.0024712 | 0.0095994 | 1.4572e-17 | -0.0024237 | -0.0095519 | 0 | 0 | 0 | 0 | 44.7137 | -135.2863 | 0.89565 | 0.87522 | 0.89208 | 0.89405 | 0.86846 | 0.89038 | 1.1054e-14 | -120.8958 | 120.4991 | 1.111e-14 | -121.0968 | 120.6885
Line7_8_9 | 0 | 0 | 0 | 0 | 0 | 0 | 0 | 0 | 0 | 0 | 0 | 0 | 0 | -6.9293e-11 | -8.1302e-11 | 2.0817e-18 | 6.9293e-11 | 8.1302e-11 | 0 | 5.5481e-11 | -3.4682e-11 | 2.0817e-18 | -5.5481e-11 | 3.4682e-11 | 0 | 0 | 0 | 0 | 0 | 0 | 0.89405 | 0.86846 | 0.89038 | 0.89405 | 0.86846 | 0.89038 | 1.111e-14 | -121.0968 | 120.6885 | 1.1131e-14 | -121.0968 | 120.6885
Line8_8_10 | 0 | 0.048745 | 0.048745 | 0 | 0.048745 | 0.048745 | 0 | 0.011257 | 0.011257 | 0 | 0.011257 | 0.011257 | 0 | 0.0095858 | 0.002386 | -4.0705e-34 | -0.0095402 | -0.0023404 | 0 | 0.0024237 | 0.0095519 | 2.0817e-18 | -0.0023762 | -0.0095044 | 0 | -135.2863 | 44.7137 | 0 | 44.7137 | -135.2863 | 0.89405 | 0.86846 | 0.89038 | 0.89246 | 0.86171 | 0.88869 | 1.111e-14 | -121.0968 | 120.6885 | 1.1204e-14 | -121.3001 | 120.8802
Line9_3_11 | 0 | 0 | 0 | 0 | 0 | 0 | 0 | 0 | 0 | 0 | 0 | 0 | 1.8215e-18 | -3.983e-11 | -1.1556e-10 | -1.8215e-18 | 3.983e-11 | 1.1556e-10 | -1.0408e-18 | 1.1083e-10 | 2.0339e-11 | 1.5613e-18 | -1.1083e-10 | -2.0339e-11 | 0 | 0 | 0 | 0 | 0 | 0 | 0.90051 | 0.89548 | 0.89723 | 0.90051 | 0.89548 | 0.89723 | 1.0068e-14 | -120.306 | 119.9436 | 1.0053e-14 | -120.306 | 119.9436

## LG_max_6
name | pf_ikss_a_from_ka | pf_ikss_b_from_ka | pf_ikss_c_from_ka | pf_ikss_a_to_ka | pf_ikss_b_to_ka | pf_ikss_c_to_ka | pf_skss_a_from_mw | pf_skss_b_from_mw | pf_skss_c_from_mw | pf_skss_a_to_mw | pf_skss_b_to_mw | pf_skss_c_to_mw | pf_p_a_from_mw | pf_p_b_from_mw | pf_p_c_from_mw | pf_p_a_to_mw | pf_p_b_to_mw | pf_p_c_to_mw | pf_q_a_from_mvar | pf_q_b_from_mvar | pf_q_c_from_mvar | pf_q_a_to_mvar | pf_q_b_to_mvar | pf_q_c_to_mvar | pf_ikss_a_from_degree | pf_ikss_b_from_degree | pf_ikss_c_from_degree | pf_ikss_a_to_degree | pf_ikss_b_to_degree | pf_ikss_c_to_degree | pf_vm_a_from_pu | pf_vm_b_from_pu | pf_vm_c_from_pu | pf_vm_a_to_pu | pf_vm_b_to_pu | pf_vm_c_to_pu | pf_va_a_from_degree | pf_va_b_from_degree | pf_va_c_from_degree | pf_va_a_to_degree | pf_va_b_to_degree | pf_va_c_to_degree
Line0_1_2 | 0.48075 | 1.8742e-06 | 1.8742e-06 | 0.48075 | 1.5686e-06 | 1.5686e-06 | 0.11102 | 4.3283e-07 | 4.3283e-07 | 0.11102 | 3.6224e-07 | 3.6224e-07 | 0.0096301 | 4.0494e-07 | -3.818e-07 | -0.007704 | -3.4482e-07 | 3.138e-07 | 0.01926 | -5.9625e-07 | -5.704e-07 | -0.015408 | 4.9312e-07 | 4.7787e-07 | 0 | 0 | 0 | 95.0326 | 91.3259 | 91.3259 | 1.0258 | 1.05 | 1.0259 | 1.0096 | 1.05 | 0.9994 | -21.5324 | -143.936 | 148.0856 | -21.5324 | -143.71 | 148.0348
Line10_11_12 | 1.8306e-06 | 1.8307e-06 | 1.8307e-06 | 1.5261e-06 | 1.5262e-06 | 1.5262e-06 | 4.2275e-07 | 4.2279e-07 | 4.2279e-07 | 3.5244e-07 | 3.5247e-07 | 3.5247e-07 | 3.3062e-08 | 3.9034e-07 | -3.7789e-07 | -2.6995e-08 | -3.2959e-07 | 3.1107e-07 | 7.5031e-08 | -5.8592e-07 | -5.5383e-07 | -6.28e-08 | 4.8567e-07 | 4.644e-07 | 0 | 0 | 0 | 91.7283 | 91.9016 | 91.9016 | 1.0258 | 1.05 | 1.0259 | 1.0258 | 1.05 | 1.0259 | -21.5324 | -143.936 | 148.0856 | -21.5324 | -143.936 | 148.0856
Line11_12_13 | 1.5255e-06 | 1.5256e-06 | 1.5256e-06 | 1.221e-06 | 1.2211e-06 | 1.2211e-06 | 3.5229e-07 | 3.5232e-07 | 3.5232e-07 | 2.8199e-07 | 2.8201e-07 | 2.8201e-07 | 2.7552e-08 | 3.2529e-07 | -3.1491e-07 | -2.1485e-08 | -2.6454e-07 | 2.4809e-07 | 6.2526e-08 | -4.8827e-07 | -4.6152e-07 | -5.0295e-08 | 3.8801e-07 | 3.7209e-07 | 0 | 0 | 0 | 91.5984 | 91.7789 | 91.7789 | 1.0258 | 1.05 | 1.0259 | 1.0258 | 1.05 | 1.0259 | -21.5324 | -143.936 | 148.0856 | -21.5324 | -143.936 | 148.0856
Line12_13_15 | 0 | 0 | 0 | 0 | 0 | 0 | 0 | 0 | 0 | 0 | 0 | 0 | 1.6531e-08 | 1.9517e-07 | -1.8894e-07 | -1.0464e-08 | -1.3442e-07 | 1.2213e-07 | 3.7516e-08 | -2.9296e-07 | -2.7691e-07 | -2.5284e-08 | 1.9271e-07 | 1.8748e-07 | 0 | 0 | 0 | 0 | 0 | 0 | 1.0258 | 1.05 | 1.0259 | 1.0258 | 1.05 | 1.0259 | -21.5324 | -143.936 | 148.0856 | -21.5324 | -143.936 | 148.0856
Line13_13_14 | 0 | 0 | 0 | 0 | 0 | 0 | 0 | 0 | 0 | 0 | 0 | 0 | 5.5103e-09 | 6.5057e-08 | -6.2982e-08 | 5.5667e-10 | -4.3079e-09 | -3.8346e-09 | 1.2505e-08 | -9.7653e-08 | -9.2304e-08 | -2.7406e-10 | -2.6011e-09 | 2.8744e-09 | 0 | 0 | 0 | 0 | 0 | 0 | 1.0258 | 1.05 | 1.0259 | 1.0258 | 1.05 | 1.0259 | -21.5324 | -143.936 | 148.0856 | -21.5324 | -143.936 | 148.0856
Line14_15_16 | 0 | 0 | 0 | 0 | 0 | 0 | 0 | 0 | 0 | 0 | 0 | 0 | 1.1021e-08 | 1.3011e-07 | -1.2596e-07 | -4.9536e-09 | -6.9365e-08 | 5.9147e-08 | 2.501e-08 | -1.9531e-07 | -1.8461e-07 | -1.2779e-08 | 9.5052e-08 | 9.5179e-08 | 0 | 0 | 0 | 0 | 0 | 0 | 1.0258 | 1.05 | 1.0259 | 1.0258 | 1.05 | 1.0259 | -21.5324 | -143.936 | 148.0856 | -21.5324 | -143.936 | 148.0856
Line15_16_17 | 0 | 0 | 0 | 0 | 0 | 0 | 0 | 0 | 0 | 0 | 0 | 0 | 5.5103e-09 | 6.5057e-08 | -6.2982e-08 | 5.5667e-10 | -4.3079e-09 | -3.8346e-09 | 1.2505e-08 | -9.7653e-08 | -9.2304e-08 | -2.7406e-10 | -2.6011e-09 | 2.8744e-09 | 0 | 0 | 0 | 0 | 0 | 0 | 1.0258 | 1.05 | 1.0259 | 1.0258 | 1.05 | 1.0259 | -21.5324 | -143.936 | 148.0856 | -21.5324 | -143.936 | 148.0856
Line16_4_18 | 0 | 0 | 0 | 0 | 0 | 0 | 0 | 0 | 0 | 0 | 0 | 0 | 5.5103e-09 | 6.5057e-08 | -6.2982e-08 | 5.5667e-10 | -4.3079e-09 | -3.8346e-09 | 1.2505e-08 | -9.7653e-08 | -9.2304e-08 | -2.7406e-10 | -2.6011e-09 | 2.8744e-09 | 0 | 0 | 0 | 0 | 0 | 0 | 1.0258 | 1.05 | 1.0259 | 1.0258 | 1.05 | 1.0259 | -21.5324 | -143.936 | 148.0856 | -21.5324 | -143.936 | 148.0856
Line17_5_19 | 0 | 0 | 0 | 0 | 0 | 0 | 0 | 0 | 0 | 0 | 0 | 0 | 5.5103e-09 | 6.5057e-08 | -6.2982e-08 | 5.5667e-10 | -4.3079e-09 | -3.8346e-09 | 1.2505e-08 | -9.7653e-08 | -9.2304e-08 | -2.7406e-10 | -2.6011e-09 | 2.8744e-09 | 0 | 0 | 0 | 0 | 0 | 0 | 1.0258 | 1.05 | 1.0259 | 1.0258 | 1.05 | 1.0259 | -21.5324 | -143.936 | 148.0856 | -21.5324 | -143.936 | 148.0856
Line1_1_3 | 2.4407e-06 | 2.441e-06 | 2.441e-06 | 2.1363e-06 | 2.1365e-06 | 2.1365e-06 | 5.6366e-07 | 5.6372e-07 | 5.6372e-07 | 4.9335e-07 | 4.9339e-07 | 4.9339e-07 | 4.4083e-08 | 5.2046e-07 | -5.0385e-07 | -3.8016e-08 | -4.5971e-07 | 4.3704e-07 | 1.0004e-07 | -7.8123e-07 | -7.3843e-07 | -8.7811e-08 | 6.8097e-07 | 6.49e-07 | 0 | 0 | 0 | 91.8767 | 92.0417 | 92.0417 | 1.0258 | 1.05 | 1.0259 | 1.0258 | 1.05 | 1.0259 | -21.5324 | -143.936 | 148.0856 | -21.5324 | -143.936 | 148.0856
Line2_1_4 | 0 | 0 | 0 | 0 | 0 | 0 | 0 | 0 | 0 | 0 | 0 | 0 | 1.1021e-08 | 1.3011e-07 | -1.2596e-07 | -4.9537e-09 | -6.9365e-08 | 5.9147e-08 | 2.501e-08 | -1.9531e-07 | -1.8461e-07 | -1.2779e-08 | 9.5052e-08 | 9.5179e-08 | 0 | 0 | 0 | 0 | 0 | 0 | 1.0258 | 1.05 | 1.0259 | 1.0258 | 1.05 | 1.0259 | -21.5324 | -143.936 | 148.0856 | -21.5324 | -143.936 | 148.0856
Line3_1_5 | 0 | 0 | 0 | 0 | 0 | 0 | 0 | 0 | 0 | 0 | 0 | 0 | 1.1021e-08 | 1.3011e-07 | -1.2596e-07 | -4.9537e-09 | -6.9365e-08 | 5.9147e-08 | 2.501e-08 | -1.9531e-07 | -1.8461e-07 | -1.2779e-08 | 9.5052e-08 | 9.5179e-08 | 0 | 0 | 0 | 0 | 0 | 0 | 1.0258 | 1.05 | 1.0259 | 1.0258 | 1.05 | 1.0259 | -21.5324 | -143.936 | 148.0856 | -21.5324 | -143.936 | 148.0856
Line4_2_6 | 0.48075 | 1.5677e-06 | 1.5677e-06 | 0.48075 | 1.2596e-06 | 1.2596e-06 | 0.11102 | 3.6205e-07 | 3.6205e-07 | 0.11102 | 2.9088e-07 | 2.9088e-07 | 0.007704 | 3.4056e-07 | -3.1757e-07 | -0.005778 | -2.7907e-07 | 2.4984e-07 | 0.015408 | -4.9569e-07 | -4.7502e-07 | -0.011556 | 3.9298e-07 | 3.8248e-07 | 0 | 0 | 0 | 95.0326 | 91.137 | 91.137 | 1.0096 | 1.05 | 0.9994 | 0.99384 | 1.05 | 0.97291 | -21.5324 | -143.71 | 148.0348 | -21.5324 | -143.483 | 147.9836
Line5_6_7 | 0.48075 | 1.2587e-06 | 1.2587e-06 | 0.48075 | 0 | 0 | 0.11102 | 2.9068e-07 | 2.9068e-07 | 0.11102 | 0 | 0 | 0.005778 | 2.7485e-07 | -2.5355e-07 | -0.003852 | -2.1198e-07 | 1.8611e-07 | 0.011556 | -3.9552e-07 | -3.7964e-07 | -0.007704 | 2.9325e-07 | 2.8711e-07 | 0 | 0 | 0 | 95.0326 | 0 | 0 | 0.99384 | 1.05 | 0.97291 | 0.97858 | 1.05 | 0.94643 | -21.5324 | -143.483 | 147.9836 | -21.5324 | -143.2548 | 147.9318
Line6_7_8 | 0.48075 | 0 | 0 | 0.48075 | 0 | 0 | 0.11102 | 0 | 0 | 0.11102 | 0 | 0 | 0.003852 | 2.0781e-07 | -1.8975e-07 | -0.001926 | -1.4356e-07 | 1.2258e-07 | 0.007704 | -2.9576e-07 | -2.8429e-07 | -0.003852 | 1.9394e-07 | 1.9178e-07 | 0 | 0 | 0 | 95.0326 | 0 | 0 | 0.97858 | 1.05 | 0.94643 | 0.96383 | 1.05 | 0.91998 | -21.5324 | -143.2548 | 147.9318 | -21.5324 | -143.0255 | 147.8796
Line7_8_9 | 0 | 0 | 0 | 0 | 0 | 0 | 0 | 0 | 0 | 0 | 0 | 0 | 1.08e-09 | 6.9501e-08 | -6.3012e-08 | 1.334e-10 | -4.1259e-09 | -3.5767e-09 | 2.6019e-09 | -9.8054e-08 | -9.4247e-08 | -5.4813e-11 | -2.4829e-09 | 2.8e-09 | 0 | 0 | 0 | 0 | 0 | 0 | 0.96383 | 1.05 | 0.91998 | 0.96383 | 1.05 | 0.91998 | -21.5324 | -143.0255 | 147.8796 | -21.5324 | -143.0255 | 147.8796
Line8_8_10 | 0.48075 | 0 | 0 | 0.48075 | 0 | 0 | 0.11102 | 0 | 0 | 0.11102 | 0 | 0 | 0.001926 | 6.9933e-08 | -6.3148e-08 | -1.5386e-14 | -4.0816e-09 | -3.5133e-09 | 0.003852 | -9.8374e-08 | -9.4736e-08 | 1.6773e-14 | -2.4534e-09 | 2.7815e-09 | -84.9674 | 0 | 0 | 95.0326 | 0 | 0 | 0.96383 | 1.05 | 0.91998 | 0.94961 | 1.05 | 0.89356 | -21.5324 | -143.0255 | 147.8796 | 0 | -142.795 | 147.8268
Line9_3_11 | 2.1356e-06 | 2.1358e-06 | 2.1358e-06 | 1.8312e-06 | 1.8313e-06 | 1.8313e-06 | 4.9321e-07 | 4.9325e-07 | 4.9325e-07 | 4.229e-07 | 4.2293e-07 | 4.2293e-07 | 3.8572e-08 | 4.554e-07 | -4.4087e-07 | -3.2505e-08 | -3.9465e-07 | 3.7405e-07 | 8.7537e-08 | -6.8357e-07 | -6.4613e-07 | -7.5305e-08 | 5.8332e-07 | 5.567e-07 | 0 | 0 | 0 | 91.8148 | 91.9833 | 91.9833 | 1.0258 | 1.05 | 1.0259 | 1.0258 | 1.05 | 1.0259 | -21.5324 | -143.936 | 148.0856 | -21.5324 | -143.936 | 148.0856

## LG_max_10
name | pf_ikss_a_from_ka | pf_ikss_b_from_ka | pf_ikss_c_from_ka | pf_ikss_a_to_ka | pf_ikss_b_to_ka | pf_ikss_c_to_ka | pf_skss_a_from_mw | pf_skss_b_from_mw | pf_skss_c_from_mw | pf_skss_a_to_mw | pf_skss_b_to_mw | pf_skss_c_to_mw | pf_p_a_from_mw | pf_p_b_from_mw | pf_p_c_from_mw | pf_p_a_to_mw | pf_p_b_to_mw | pf_p_c_to_mw | pf_q_a_from_mvar | pf_q_b_from_mvar | pf_q_c_from_mvar | pf_q_a_to_mvar | pf_q_b_to_mvar | pf_q_c_to_mvar | pf_ikss_a_from_degree | pf_ikss_b_from_degree | pf_ikss_c_from_degree | pf_ikss_a_to_degree | pf_ikss_b_to_degree | pf_ikss_c_to_degree | pf_vm_a_from_pu | pf_vm_b_from_pu | pf_vm_c_from_pu | pf_vm_a_to_pu | pf_vm_b_to_pu | pf_vm_c_to_pu | pf_va_a_from_degree | pf_va_b_from_degree | pf_va_c_from_degree | pf_va_a_to_degree | pf_va_b_to_degree | pf_va_c_to_degree
Line0_1_2 | 0.50274 | 1.9607e-06 | 1.9607e-06 | 0.50274 | 1.641e-06 | 1.641e-06 | 0.1161 | 4.5281e-07 | 4.5281e-07 | 0.1161 | 3.7897e-07 | 3.7897e-07 | 0.010531 | 4.4377e-07 | -4.1848e-07 | -0.0084248 | -3.7788e-07 | 3.4396e-07 | 0.021062 | -6.5258e-07 | -6.2426e-07 | -0.01685 | 5.397e-07 | 5.23e-07 | 0 | 0 | 0 | 95.0374 | 91.3252 | 91.3252 | 1.0735 | 1.1 | 1.0736 | 1.0566 | 1.1 | 1.0459 | -21.5276 | -143.9022 | 148.0448 | -21.5276 | -143.6764 | 147.9939
Line10_11_12 | 1.9151e-06 | 1.9153e-06 | 1.9153e-06 | 1.5966e-06 | 1.5967e-06 | 1.5967e-06 | 4.4227e-07 | 4.4231e-07 | 4.4231e-07 | 3.6871e-07 | 3.6875e-07 | 3.6875e-07 | 3.6152e-08 | 4.2779e-07 | -4.1419e-07 | -2.9516e-08 | -3.6121e-07 | 3.4096e-07 | 8.2094e-08 | -6.4128e-07 | -6.0613e-07 | -6.8712e-08 | 5.3155e-07 | 5.0825e-07 | 0 | 0 | 0 | 91.7191 | 91.9005 | 91.9005 | 1.0735 | 1.1 | 1.0736 | 1.0735 | 1.1 | 1.0736 | -21.5276 | -143.9023 | 148.0448 | -21.5276 | -143.9023 | 148.0448
Line11_12_13 | 1.5959e-06 | 1.5961e-06 | 1.5961e-06 | 1.2774e-06 | 1.2775e-06 | 1.2775e-06 | 3.6856e-07 | 3.6859e-07 | 3.6859e-07 | 2.9501e-07 | 2.9503e-07 | 2.9503e-07 | 3.0126e-08 | 3.565e-07 | -3.4516e-07 | -2.3491e-08 | -2.8991e-07 | 2.7193e-07 | 6.8411e-08 | -5.344e-07 | -5.0511e-07 | -5.5029e-08 | 4.2467e-07 | 4.0723e-07 | 0 | 0 | 0 | 91.589 | 91.778 | 91.778 | 1.0735 | 1.1 | 1.0736 | 1.0735 | 1.1 | 1.0736 | -21.5276 | -143.9023 | 148.0448 | -21.5276 | -143.9023 | 148.0448
Line12_13_15 | 0 | 0 | 0 | 0 | 0 | 0 | 0 | 0 | 0 | 0 | 0 | 0 | 1.8076e-08 | 2.139e-07 | -2.0709e-07 | -1.144e-08 | -1.4731e-07 | 1.3387e-07 | 4.1047e-08 | -3.2064e-07 | -3.0306e-07 | -2.7665e-08 | 2.1091e-07 | 2.0519e-07 | 0 | 0 | 0 | 0 | 0 | 0 | 1.0735 | 1.1 | 1.0736 | 1.0735 | 1.1 | 1.0736 | -21.5276 | -143.9023 | 148.0448 | -21.5276 | -143.9023 | 148.0448
Line13_13_14 | 0 | 0 | 0 | 0 | 0 | 0 | 0 | 0 | 0 | 0 | 0 | 0 | 6.0252e-09 | 7.1299e-08 | -6.9031e-08 | 6.1014e-10 | -4.7109e-09 | -4.1926e-09 | 1.3682e-08 | -1.0688e-07 | -1.0102e-07 | -3.0018e-10 | -2.8482e-09 | 3.1474e-09 | 0 | 0 | 0 | 0 | 0 | 0 | 1.0735 | 1.1 | 1.0736 | 1.0735 | 1.1 | 1.0736 | -21.5276 | -143.9023 | 148.0448 | -21.5276 | -143.9023 | 148.0448
Line14_15_16 | 0 | 0 | 0 | 0 | 0 | 0 | 0 | 0 | 0 | 0 | 0 | 0 | 1.205e-08 | 1.426e-07 | -1.3806e-07 | -5.4151e-09 | -7.601e-08 | 6.4838e-08 | 2.7365e-08 | -2.1376e-07 | -2.0204e-07 | -1.3982e-08 | 1.0403e-07 | 1.0417e-07 | 0 | 0 | 0 | 0 | 0 | 0 | 1.0735 | 1.1 | 1.0736 | 1.0735 | 1.1 | 1.0736 | -21.5276 | -143.9023 | 148.0448 | -21.5276 | -143.9023 | 148.0448
Line15_16_17 | 0 | 0 | 0 | 0 | 0 | 0 | 0 | 0 | 0 | 0 | 0 | 0 | 6.0252e-09 | 7.1299e-08 | -6.9031e-08 | 6.1014e-10 | -4.7109e-09 | -4.1926e-09 | 1.3682e-08 | -1.0688e-07 | -1.0102e-07 | -3.0018e-10 | -2.8482e-09 | 3.1474e-09 | 0 | 0 | 0 | 0 | 0 | 0 | 1.0735 | 1.1 | 1.0736 | 1.0735 | 1.1 | 1.0736 | -21.5276 | -143.9023 | 148.0448 | -21.5276 | -143.9023 | 148.0448
Line16_4_18 | 0 | 0 | 0 | 0 | 0 | 0 | 0 | 0 | 0 | 0 | 0 | 0 | 6.0253e-09 | 7.1299e-08 | -6.9031e-08 | 6.1015e-10 | -4.7109e-09 | -4.1926e-09 | 1.3682e-08 | -1.0688e-07 | -1.0102e-07 | -3.0018e-10 | -2.8482e-09 | 3.1474e-09 | 0 | 0 | 0 | 0 | 0 | 0 | 1.0735 | 1.1 | 1.0736 | 1.0735 | 1.1 | 1.0736 | -21.5276 | -143.9022 | 148.0448 | -21.5276 | -143.9022 | 148.0448
Line17_5_19 | 0 | 0 | 0 | 0 | 0 | 0 | 0 | 0 | 0 | 0 | 0 | 0 | 6.0253e-09 | 7.1299e-08 | -6.9031e-08 | 6.1015e-10 | -4.7109e-09 | -4.1926e-09 | 1.3682e-08 | -1.0688e-07 | -1.0102e-07 | -3.0018e-10 | -2.8482e-09 | 3.1474e-09 | 0 | 0 | 0 | 0 | 0 | 0 | 1.0735 | 1.1 | 1.0736 | 1.0735 | 1.1 | 1.0736 | -21.5276 | -143.9022 | 148.0448 | -21.5276 | -143.9022 | 148.0448
Line1_1_3 | 2.5534e-06 | 2.5537e-06 | 2.5537e-06 | 2.2349e-06 | 2.2351e-06 | 2.2351e-06 | 5.8969e-07 | 5.8975e-07 | 5.8975e-07 | 5.1613e-07 | 5.1618e-07 | 5.1618e-07 | 4.8202e-08 | 5.7039e-07 | -5.5225e-07 | -4.1567e-08 | -5.038e-07 | 4.7902e-07 | 1.0946e-07 | -8.5504e-07 | -8.0817e-07 | -9.6076e-08 | 7.4531e-07 | 7.103e-07 | 0 | 0 | 0 | 91.8677 | 92.0405 | 92.0405 | 1.0735 | 1.1 | 1.0736 | 1.0735 | 1.1 | 1.0736 | -21.5276 | -143.9022 | 148.0448 | -21.5276 | -143.9023 | 148.0448
Line2_1_4 | 0 | 0 | 0 | 0 | 0 | 0 | 0 | 0 | 0 | 0 | 0 | 0 | 1.2051e-08 | 1.426e-07 | -1.3806e-07 | -5.4151e-09 | -7.601e-08 | 6.4838e-08 | 2.7365e-08 | -2.1376e-07 | -2.0204e-07 | -1.3982e-08 | 1.0403e-07 | 1.0417e-07 | 0 | 0 | 0 | 0 | 0 | 0 | 1.0735 | 1.1 | 1.0736 | 1.0735 | 1.1 | 1.0736 | -21.5276 | -143.9022 | 148.0448 | -21.5276 | -143.9022 | 148.0448
Line3_1_5 | 0 | 0 | 0 | 0 | 0 | 0 | 0 | 0 | 0 | 0 | 0 | 0 | 1.2051e-08 | 1.426e-07 | -1.3806e-07 | -5.4151e-09 | -7.601e-08 | 6.4838e-08 | 2.7365e-08 | -2.1376e-07 | -2.0204e-07 | -1.3982e-08 | 1.0403e-07 | 1.0417e-07 | 0 | 0 | 0 | 0 | 0 | 0 | 1.0735 | 1.1 | 1.0736 | 1.0735 | 1.1 | 1.0736 | -21.5276 | -143.9022 | 148.0448 | -21.5276 | -143.9022 | 148.0448
Line4_2_6 | 0.50274 | 1.6401e-06 | 1.6401e-06 | 0.50274 | 1.3177e-06 | 1.3177e-06 | 0.1161 | 3.7877e-07 | 3.7877e-07 | 0.1161 | 3.0431e-07 | 3.0431e-07 | 0.0084248 | 3.7322e-07 | -3.4808e-07 | -0.0063186 | -3.0582e-07 | 2.7386e-07 | 0.01685 | -5.4252e-07 | -5.1988e-07 | -0.012637 | 4.301e-07 | 4.186e-07 | 0 | 0 | 0 | 95.0374 | 91.1365 | 91.1365 | 1.0566 | 1.1 | 1.0459 | 1.0401 | 1.1 | 1.0182 | -21.5276 | -143.6764 | 147.9939 | -21.5276 | -143.4495 | 147.9424
Line5_6_7 | 0.50274 | 1.3168e-06 | 1.3168e-06 | 0.50274 | 0 | 0 | 0.1161 | 3.041e-07 | 3.041e-07 | 0.1161 | 0 | 0 | 0.0063186 | 3.0121e-07 | -2.7791e-07 | -0.0042124 | -2.3229e-07 | 2.04e-07 | 0.012637 | -4.3289e-07 | -4.155e-07 | -0.0084247 | 3.2095e-07 | 3.1423e-07 | 0 | 0 | 0 | 95.0375 | 0 | 0 | 1.0401 | 1.1 | 1.0182 | 1.0242 | 1.1 | 0.99052 | -21.5276 | -143.4495 | 147.9424 | -21.5276 | -143.2214 | 147.8905
Line6_7_8 | 0.50274 | 0 | 0 | 0.50273 | 0 | 0 | 0.1161 | 0 | 0 | 0.1161 | 0 | 0 | 0.0042124 | 2.2773e-07 | -2.0798e-07 | -0.0021062 | -1.5731e-07 | 1.3438e-07 | 0.0084247 | -3.237e-07 | -3.1114e-07 | -0.0042124 | 2.1227e-07 | 2.099e-07 | 0 | 0 | 0 | 95.0375 | 0 | 0 | 1.0242 | 1.1 | 0.99052 | 1.0087 | 1.1 | 0.96287 | -21.5276 | -143.2214 | 147.8905 | -21.5276 | -142.9922 | 147.8381
Line7_8_9 | 0 | 0 | 0 | 0 | 0 | 0 | 0 | 0 | 0 | 0 | 0 | 0 | 1.1809e-09 | 7.6164e-08 | -6.9068e-08 | 1.4616e-10 | -4.512e-09 | -3.9105e-09 | 2.8467e-09 | -1.0732e-07 | -1.0315e-07 | -6.0036e-11 | -2.7187e-09 | 3.066e-09 | 0 | 0 | 0 | 0 | 0 | 0 | 1.0087 | 1.1 | 0.96287 | 1.0087 | 1.1 | 0.96287 | -21.5276 | -142.9922 | 147.8381 | -21.5276 | -142.9922 | 147.8381
Line8_8_10 | 0.50273 | 0 | 0 | 0.50273 | 0 | 0 | 0.1161 | 0 | 0 | 0.1161 | 0 | 0 | 0.0021062 | 7.6637e-08 | -6.9218e-08 | -1.5246e-14 | -4.4634e-09 | -3.8411e-09 | 0.0042124 | -1.0767e-07 | -1.0368e-07 | 1.6665e-14 | -2.6864e-09 | 3.0456e-09 | -84.9625 | 0 | 0 | 95.0375 | 0 | 0 | 1.0087 | 1.1 | 0.96287 | 0.99389 | 1.1 | 0.93524 | -21.5276 | -142.9922 | 147.8381 | 0 | -142.7619 | 147.7851
Line9_3_11 | 2.2343e-06 | 2.2345e-06 | 2.2345e-06 | 1.9157e-06 | 1.9159e-06 | 1.9159e-06 | 5.1598e-07 | 5.1603e-07 | 5.1603e-07 | 4.4242e-07 | 4.4246e-07 | 4.4246e-07 | 4.2177e-08 | 4.9909e-07 | -4.8322e-07 | -3.5541e-08 | -4.3251e-07 | 4.0999e-07 | 9.5776e-08 | -7.4816e-07 | -7.0715e-07 | -8.2394e-08 | 6.3843e-07 | 6.0928e-07 | 0 | 0 | 0 | 91.8058 | 91.9822 | 91.9822 | 1.0735 | 1.1 | 1.0736 | 1.0735 | 1.1 | 1.0736 | -21.5276 | -143.9023 | 148.0448 | -21.5276 | -143.9023 | 148.0448

## LG_max_fault_6
name | pf_ikss_a_from_ka | pf_ikss_b_from_ka | pf_ikss_c_from_ka | pf_ikss_a_to_ka | pf_ikss_b_to_ka | pf_ikss_c_to_ka | pf_skss_a_from_mw | pf_skss_b_from_mw | pf_skss_c_from_mw | pf_skss_a_to_mw | pf_skss_b_to_mw | pf_skss_c_to_mw | pf_p_a_from_mw | pf_p_b_from_mw | pf_p_c_from_mw | pf_p_a_to_mw | pf_p_b_to_mw | pf_p_c_to_mw | pf_q_a_from_mvar | pf_q_b_from_mvar | pf_q_c_from_mvar | pf_q_a_to_mvar | pf_q_b_to_mvar | pf_q_c_to_mvar | pf_ikss_a_from_degree | pf_ikss_b_from_degree | pf_ikss_c_from_degree | pf_ikss_a_to_degree | pf_ikss_b_to_degree | pf_ikss_c_to_degree | pf_vm_a_from_pu | pf_vm_b_from_pu | pf_vm_c_from_pu | pf_vm_a_to_pu | pf_vm_b_to_pu | pf_vm_c_to_pu | pf_va_a_from_degree | pf_va_b_from_degree | pf_va_c_from_degree | pf_va_a_to_degree | pf_va_b_to_degree | pf_va_c_to_degree
Line0_1_2 | 0.032485 | 0 | 0 | 0.032485 | 0 | 0 | 0.007502 | 0 | 0 | 0.007502 | 0 | 0 | 0.0053202 | 1.0911e-08 | -3.0213e-08 | -0.0053114 | -9.3827e-09 | 2.5307e-08 | 0.0053642 | -3.0364e-08 | 3.3689e-09 | -0.0053466 | 2.5311e-08 | -2.5858e-09 | 0 | 0 | 0 | 132.5123 | 0 | 0 | 1.0481 | 1.05 | 1.0493 | 1.0464 | 1.05 | 1.048 | -2.2519 | -120.8736 | 122.9992 | -2.2986 | -120.855 | 122.9716
Line10_11_12 | 0 | 0 | 0 | 0 | 0 | 0 | 0 | 0 | 0 | 0 | 0 | 0 | 1.9242e-08 | 1.0393e-08 | -2.9482e-08 | -1.5879e-08 | -8.8766e-09 | 2.4603e-08 | 2.1385e-08 | -2.9754e-08 | 3.5534e-09 | -1.7973e-08 | 2.473e-08 | -2.7518e-09 | 0 | 0 | 0 | 0 | 0 | 0 | 1.0481 | 1.05 | 1.0493 | 1.0481 | 1.05 | 1.0493 | -2.2519 | -120.8736 | 122.9992 | -2.2519 | -120.8736 | 122.9992
Line11_12_13 | 0 | 0 | 0 | 0 | 0 | 0 | 0 | 0 | 0 | 0 | 0 | 0 | 1.6035e-08 | 8.6609e-09 | -2.4568e-08 | -1.2672e-08 | -7.1445e-09 | 1.9689e-08 | 1.7821e-08 | -2.4795e-08 | 2.9612e-09 | -1.4409e-08 | 1.9771e-08 | -2.1596e-09 | 0 | 0 | 0 | 0 | 0 | 0 | 1.0481 | 1.05 | 1.0493 | 1.0481 | 1.05 | 1.0493 | -2.2519 | -120.8736 | 122.9992 | -2.2519 | -120.8736 | 122.9992
Line12_13_15 | 0 | 0 | 0 | 0 | 0 | 0 | 0 | 0 | 0 | 0 | 0 | 0 | 9.6208e-09 | 5.1965e-09 | -1.4741e-08 | -6.2583e-09 | -3.6801e-09 | 9.8619e-09 | 1.0693e-08 | -1.4877e-08 | 1.7767e-09 | -7.2808e-09 | 9.8532e-09 | -9.7509e-10 | 0 | 0 | 0 | 0 | 0 | 0 | 1.0481 | 1.05 | 1.0493 | 1.0481 | 1.05 | 1.0493 | -2.2519 | -120.8736 | 122.9992 | -2.2519 | -120.8736 | 122.9992
Line13_13_14 | 0 | 0 | 0 | 0 | 0 | 0 | 0 | 0 | 0 | 0 | 0 | 0 | 3.2069e-09 | 1.7322e-09 | -4.9136e-09 | 1.5551e-10 | -2.1576e-10 | 3.4743e-11 | 3.5642e-09 | -4.959e-09 | 5.9224e-10 | -1.5235e-10 | -6.4758e-11 | 2.0939e-10 | 0 | 0 | 0 | 0 | 0 | 0 | 1.0481 | 1.05 | 1.0493 | 1.0481 | 1.05 | 1.0493 | -2.2519 | -120.8736 | 122.9992 | -2.2519 | -120.8736 | 122.9992
Line14_15_16 | 0 | 0 | 0 | 0 | 0 | 0 | 0 | 0 | 0 | 0 | 0 | 0 | 6.4138e-09 | 3.4643e-09 | -9.8272e-09 | -3.0514e-09 | -1.9479e-09 | 4.9483e-09 | 7.1284e-09 | -9.9179e-09 | 1.1845e-09 | -3.7166e-09 | 4.8942e-09 | -3.8285e-10 | 0 | 0 | 0 | 0 | 0 | 0 | 1.0481 | 1.05 | 1.0493 | 1.0481 | 1.05 | 1.0493 | -2.2519 | -120.8736 | 122.9992 | -2.2519 | -120.8736 | 122.9992
Line15_16_17 | 0 | 0 | 0 | 0 | 0 | 0 | 0 | 0 | 0 | 0 | 0 | 0 | 3.2069e-09 | 1.7322e-09 | -4.9136e-09 | 1.5551e-10 | -2.1576e-10 | 3.4743e-11 | 3.5642e-09 | -4.959e-09 | 5.9224e-10 | -1.5235e-10 | -6.4758e-11 | 2.0939e-10 | 0 | 0 | 0 | 0 | 0 | 0 | 1.0481 | 1.05 | 1.0493 | 1.0481 | 1.05 | 1.0493 | -2.2519 | -120.8736 | 122.9992 | -2.2519 | -120.8736 | 122.9992
Line16_4_18 | 0 | 0 | 0 | 0 | 0 | 0 | 0 | 0 | 0 | 0 | 0 | 0 | 3.2069e-09 | 1.7322e-09 | -4.9136e-09 | 1.5551e-10 | -2.1576e-10 | 3.4743e-11 | 3.5642e-09 | -4.959e-09 | 5.9224e-10 | -1.5235e-10 | -6.4758e-11 | 2.0939e-10 | 0 | 0 | 0 | 0 | 0 | 0 | 1.0481 | 1.05 | 1.0493 | 1.0481 | 1.05 | 1.0493 | -2.2519 | -120.8736 | 122.9992 | -2.2519 | -120.8736 | 122.9992
Line17_5_19 | 0 | 0 | 0 | 0 | 0 | 0 | 0 | 0 | 0 | 0 | 0 | 0 | 3.2069e-09 | 1.7322e-09 | -4.9136e-09 | 1.5551e-10 | -2.1576e-10 | 3.4743e-11 | 3.5642e-09 | -4.959e-09 | 5.9224e-10 | -1.5235e-10 | -6.4758e-11 | 2.0939e-10 | 0 | 0 | 0 | 0 | 0 | 0 | 1.0481 | 1.05 | 1.0493 | 1.0481 | 1.05 | 1.0493 | -2.2519 | -120.8736 | 122.9992 | -2.2519 | -120.8736 | 122.9992
Line1_1_3 | 0 | 0 | 0 | 0 | 0 | 0 | 0 | 0 | 0 | 0 | 0 | 0 | 2.5655e-08 | 1.3857e-08 | -3.9309e-08 | -2.2293e-08 | -1.2341e-08 | 3.443e-08 | 2.8514e-08 | -3.9672e-08 | 4.7379e-09 | -2.5102e-08 | 3.4648e-08 | -3.9363e-09 | 0 | 0 | 0 | 0 | 0 | 0 | 1.0481 | 1.05 | 1.0493 | 1.0481 | 1.05 | 1.0493 | -2.2519 | -120.8736 | 122.9992 | -2.2519 | -120.8736 | 122.9992
Line2_1_4 | 0 | 0 | 0 | 0 | 0 | 0 | 0 | 0 | 0 | 0 | 0 | 0 | 6.4138e-09 | 3.4643e-09 | -9.8272e-09 | -3.0514e-09 | -1.9479e-09 | 4.9483e-09 | 7.1284e-09 | -9.9179e-09 | 1.1845e-09 | -3.7166e-09 | 4.8942e-09 | -3.8285e-10 | 0 | 0 | 0 | 0 | 0 | 0 | 1.0481 | 1.05 | 1.0493 | 1.0481 | 1.05 | 1.0493 | -2.2519 | -120.8736 | 122.9992 | -2.2519 | -120.8736 | 122.9992
Line3_1_5 | 0 | 0 | 0 | 0 | 0 | 0 | 0 | 0 | 0 | 0 | 0 | 0 | 6.4138e-09 | 3.4643e-09 | -9.8272e-09 | -3.0514e-09 | -1.9479e-09 | 4.9483e-09 | 7.1284e-09 | -9.9179e-09 | 1.1845e-09 | -3.7166e-09 | 4.8942e-09 | -3.8285e-10 | 0 | 0 | 0 | 0 | 0 | 0 | 1.0481 | 1.05 | 1.0493 | 1.0481 | 1.05 | 1.0493 | -2.2519 | -120.8736 | 122.9992 | -2.2519 | -120.8736 | 122.9992
Line4_2_6 | 0.032485 | 0 | 0 | 0.032485 | 0 | 0 | 0.007502 | 0 | 0 | 0.007502 | 0 | 0 | 0.0053114 | 9.1686e-09 | -2.5272e-08 | -0.0053026 | -7.6053e-09 | 2.0324e-08 | 0.0053466 | -2.5374e-08 | 2.7932e-09 | -0.005329 | 2.029e-08 | -2.0189e-09 | 0 | 0 | 0 | 132.5123 | 0 | 0 | 1.0464 | 1.05 | 1.048 | 1.0446 | 1.05 | 1.0468 | -2.2986 | -120.855 | 122.9716 | -2.3455 | -120.8363 | 122.944
Line5_6_7 | 0.032485 | 0 | 0 | 0.032485 | 0 | 0 | 0.007502 | 0 | 0 | 0.007502 | 0 | 0 | 0.0053026 | 7.3928e-09 | -2.0288e-08 | -0.0052938 | -5.7943e-09 | 1.53e-08 | 0.005329 | -2.0352e-08 | 2.2243e-09 | -0.0053114 | 1.5238e-08 | -1.4588e-09 | 0 | 0 | 0 | 132.5123 | 0 | 0 | 1.0446 | 1.05 | 1.0468 | 1.0428 | 1.05 | 1.0455 | -2.3455 | -120.8363 | 122.944 | -2.3926 | -120.8176 | 122.9163
Line6_7_8 | 0.032485 | 0 | 0 | 0.032485 | 0 | 0 | 0.007502 | 0 | 0 | 0.007502 | 0 | 0 | 0.0052938 | 5.5834e-09 | -1.5263e-08 | -0.0052851 | -3.9496e-09 | 1.0233e-08 | 0.0053114 | -1.5298e-08 | 1.6623e-09 | -0.0052938 | 1.0153e-08 | -9.0537e-10 | 0 | 0 | 0 | 132.5123 | 0 | 0 | 1.0428 | 1.05 | 1.0455 | 1.0411 | 1.05 | 1.0443 | -2.3926 | -120.8176 | 122.9163 | -2.44 | -120.799 | 122.8887
Line7_8_9 | 0 | 0 | 0 | 0 | 0 | 0 | 0 | 0 | 0 | 0 | 0 | 0 | 3.2057e-09 | 1.8627e-09 | -5.0864e-09 | 1.8985e-10 | -2.0921e-10 | 3.7453e-11 | 3.6969e-09 | -5.0966e-09 | 5.5583e-10 | -1.6344e-10 | -5.9145e-11 | 2.0156e-10 | 0 | 0 | 0 | 0 | 0 | 0 | 1.0411 | 1.05 | 1.0443 | 1.0411 | 1.05 | 1.0443 | -2.44 | -120.799 | 122.8887 | -2.44 | -120.799 | 122.8887
Line8_8_10 | 0.032485 | 0 | 0 | 0.032485 | 0 | 0 | 0.007502 | 0 | 0 | 0.007502 | 0 | 0 | 0.005285 | 1.8777e-09 | -5.1088e-09 | -0.0052763 | -2.0758e-10 | 3.8126e-11 | 0.0052938 | -5.1157e-09 | 5.511e-10 | -0.0052763 | -5.7741e-11 | 1.996e-10 | -47.4877 | 0 | 0 | 132.5123 | 0 | 0 | 1.0411 | 1.05 | 1.0443 | 1.0393 | 1.05 | 1.043 | -2.44 | -120.799 | 122.8887 | -2.4877 | -120.7803 | 122.861
Line9_3_11 | 0 | 0 | 0 | 0 | 0 | 0 | 0 | 0 | 0 | 0 | 0 | 0 | 2.2448e-08 | 1.2125e-08 | -3.4395e-08 | -1.9086e-08 | -1.0609e-08 | 2.9516e-08 | 2.495e-08 | -3.4713e-08 | 4.1457e-09 | -2.1538e-08 | 2.9689e-08 | -3.3441e-09 | 0 | 0 | 0 | 0 | 0 | 0 | 1.0481 | 1.05 | 1.0493 | 1.0481 | 1.05 | 1.0493 | -2.2519 | -120.8736 | 122.9992 | -2.2519 | -120.8736 | 122.9992

## LG_max_fault_10
name | pf_ikss_a_from_ka | pf_ikss_b_from_ka | pf_ikss_c_from_ka | pf_ikss_a_to_ka | pf_ikss_b_to_ka | pf_ikss_c_to_ka | pf_skss_a_from_mw | pf_skss_b_from_mw | pf_skss_c_from_mw | pf_skss_a_to_mw | pf_skss_b_to_mw | pf_skss_c_to_mw | pf_p_a_from_mw | pf_p_b_from_mw | pf_p_c_from_mw | pf_p_a_to_mw | pf_p_b_to_mw | pf_p_c_to_mw | pf_q_a_from_mvar | pf_q_b_from_mvar | pf_q_c_from_mvar | pf_q_a_to_mvar | pf_q_b_to_mvar | pf_q_c_to_mvar | pf_ikss_a_from_degree | pf_ikss_b_from_degree | pf_ikss_c_from_degree | pf_ikss_a_to_degree | pf_ikss_b_to_degree | pf_ikss_c_to_degree | pf_vm_a_from_pu | pf_vm_b_from_pu | pf_vm_c_from_pu | pf_vm_a_to_pu | pf_vm_b_to_pu | pf_vm_c_to_pu | pf_va_a_from_degree | pf_va_b_from_degree | pf_va_c_from_degree | pf_va_a_to_degree | pf_va_b_to_degree | pf_va_c_to_degree
Line0_1_2 | 0.034028 | 0 | 0 | 0.034028 | 0 | 0 | 0.0078585 | 0 | 0 | 0.0078585 | 0 | 0 | 0.0058378 | 1.1984e-08 | -3.317e-08 | -0.0058282 | -1.0305e-08 | 2.7784e-08 | 0.0058861 | -3.3333e-08 | 3.6938e-09 | -0.0058668 | 2.7785e-08 | -2.835e-09 | 0 | 0 | 0 | 132.5083 | 0 | 0 | 1.0979 | 1.1 | 1.0992 | 1.0961 | 1.1 | 1.0979 | -2.2559 | -120.8735 | 122.9975 | -2.3026 | -120.8549 | 122.9699
Line10_11_12 | 0 | 0 | 0 | 0 | 0 | 0 | 0 | 0 | 0 | 0 | 0 | 0 | 2.1117e-08 | 1.1416e-08 | -3.2368e-08 | -1.7427e-08 | -9.7498e-09 | 2.7011e-08 | 2.3481e-08 | -3.2663e-08 | 3.8964e-09 | -1.9735e-08 | 2.7148e-08 | -3.0173e-09 | 0 | 0 | 0 | 0 | 0 | 0 | 1.0979 | 1.1 | 1.0992 | 1.0979 | 1.1 | 1.0992 | -2.2559 | -120.8735 | 122.9975 | -2.2559 | -120.8735 | 122.9975
Line11_12_13 | 0 | 0 | 0 | 0 | 0 | 0 | 0 | 0 | 0 | 0 | 0 | 0 | 1.7598e-08 | 9.5131e-09 | -2.6973e-08 | -1.3907e-08 | -7.8472e-09 | 2.1617e-08 | 1.9567e-08 | -2.7219e-08 | 3.247e-09 | -1.5821e-08 | 2.1704e-08 | -2.3679e-09 | 0 | 0 | 0 | 0 | 0 | 0 | 1.0979 | 1.1 | 1.0992 | 1.0979 | 1.1 | 1.0992 | -2.2559 | -120.8735 | 122.9975 | -2.2559 | -120.8735 | 122.9975
Line12_13_15 | 0 | 0 | 0 | 0 | 0 | 0 | 0 | 0 | 0 | 0 | 0 | 0 | 1.0559e-08 | 5.7079e-09 | -1.6184e-08 | -6.868e-09 | -4.0419e-09 | 1.0827e-08 | 1.174e-08 | -1.6331e-08 | 1.9482e-09 | -7.9944e-09 | 1.0816e-08 | -1.0691e-09 | 0 | 0 | 0 | 0 | 0 | 0 | 1.0979 | 1.1 | 1.0992 | 1.0979 | 1.1 | 1.0992 | -2.2559 | -120.8735 | 122.9975 | -2.2559 | -120.8735 | 122.9975
Line13_13_14 | 0 | 0 | 0 | 0 | 0 | 0 | 0 | 0 | 0 | 0 | 0 | 0 | 3.5195e-09 | 1.9026e-09 | -5.3946e-09 | 1.7105e-10 | -2.3665e-10 | 3.8081e-11 | 3.9134e-09 | -5.4438e-09 | 6.494e-10 | -1.6748e-10 | -7.1064e-11 | 2.2968e-10 | 0 | 0 | 0 | 0 | 0 | 0 | 1.0979 | 1.1 | 1.0992 | 1.0979 | 1.1 | 1.0992 | -2.2559 | -120.8735 | 122.9975 | -2.2559 | -120.8735 | 122.9975
Line14_15_16 | 0 | 0 | 0 | 0 | 0 | 0 | 0 | 0 | 0 | 0 | 0 | 0 | 7.039e-09 | 3.8053e-09 | -1.0789e-08 | -3.3485e-09 | -2.1393e-09 | 5.4327e-09 | 7.8269e-09 | -1.0888e-08 | 1.2988e-09 | -4.0809e-09 | 5.3727e-09 | -4.1972e-10 | 0 | 0 | 0 | 0 | 0 | 0 | 1.0979 | 1.1 | 1.0992 | 1.0979 | 1.1 | 1.0992 | -2.2559 | -120.8735 | 122.9975 | -2.2559 | -120.8735 | 122.9975
Line15_16_17 | 0 | 0 | 0 | 0 | 0 | 0 | 0 | 0 | 0 | 0 | 0 | 0 | 3.5195e-09 | 1.9026e-09 | -5.3946e-09 | 1.7105e-10 | -2.3665e-10 | 3.8081e-11 | 3.9134e-09 | -5.4438e-09 | 6.494e-10 | -1.6748e-10 | -7.1064e-11 | 2.2968e-10 | 0 | 0 | 0 | 0 | 0 | 0 | 1.0979 | 1.1 | 1.0992 | 1.0979 | 1.1 | 1.0992 | -2.2559 | -120.8735 | 122.9975 | -2.2559 | -120.8735 | 122.9975
Line16_4_18 | 0 | 0 | 0 | 0 | 0 | 0 | 0 | 0 | 0 | 0 | 0 | 0 | 3.5195e-09 | 1.9026e-09 | -5.3946e-09 | 1.7105e-10 | -2.3665e-10 | 3.8081e-11 | 3.9134e-09 | -5.4438e-09 | 6.494e-10 | -1.6748e-10 | -7.1064e-11 | 2.2968e-10 | 0 | 0 | 0 | 0 | 0 | 0 | 1.0979 | 1.1 | 1.0992 | 1.0979 | 1.1 | 1.0992 | -2.2559 | -120.8735 | 122.9975 | -2.2559 | -120.8735 | 122.9975
Line17_5_19 | 0 | 0 | 0 | 0 | 0 | 0 | 0 | 0 | 0 | 0 | 0 | 0 | 3.5195e-09 | 1.9026e-09 | -5.3946e-09 | 1.7105e-10 | -2.3665e-10 | 3.8081e-11 | 3.9134e-09 | -5.4438e-09 | 6.494e-10 | -1.6748e-10 | -7.1064e-11 | 2.2968e-10 | 0 | 0 | 0 | 0 | 0 | 0 | 1.0979 | 1.1 | 1.0992 | 1.0979 | 1.1 | 1.0992 | -2.2559 | -120.8735 | 122.9975 | -2.2559 | -120.8735 | 122.9975
Line1_1_3 | 0 | 0 | 0 | 0 | 0 | 0 | 0 | 0 | 0 | 0 | 0 | 0 | 2.8156e-08 | 1.5221e-08 | -4.3157e-08 | -2.4466e-08 | -1.3555e-08 | 3.7801e-08 | 3.1308e-08 | -4.355e-08 | 5.1952e-09 | -2.7562e-08 | 3.8035e-08 | -4.3161e-09 | 0 | 0 | 0 | 0 | 0 | 0 | 1.0979 | 1.1 | 1.0992 | 1.0979 | 1.1 | 1.0992 | -2.2559 | -120.8735 | 122.9975 | -2.2559 | -120.8735 | 122.9975
Line2_1_4 | 0 | 0 | 0 | 0 | 0 | 0 | 0 | 0 | 0 | 0 | 0 | 0 | 7.039e-09 | 3.8053e-09 | -1.0789e-08 | -3.3485e-09 | -2.1393e-09 | 5.4327e-09 | 7.8269e-09 | -1.0888e-08 | 1.2988e-09 | -4.0809e-09 | 5.3727e-09 | -4.1972e-10 | 0 | 0 | 0 | 0 | 0 | 0 | 1.0979 | 1.1 | 1.0992 | 1.0979 | 1.1 | 1.0992 | -2.2559 | -120.8735 | 122.9975 | -2.2559 | -120.8735 | 122.9975
Line3_1_5 | 0 | 0 | 0 | 0 | 0 | 0 | 0 | 0 | 0 | 0 | 0 | 0 | 7.039e-09 | 3.8053e-09 | -1.0789e-08 | -3.3485e-09 | -2.1393e-09 | 5.4327e-09 | 7.8269e-09 | -1.0888e-08 | 1.2988e-09 | -4.0809e-09 | 5.3727e-09 | -4.1972e-10 | 0 | 0 | 0 | 0 | 0 | 0 | 1.0979 | 1.1 | 1.0992 | 1.0979 | 1.1 | 1.0992 | -2.2559 | -120.8735 | 122.9975 | -2.2559 | -120.8735 | 122.9975
Line4_2_6 | 0.034028 | 0 | 0 | 0.034028 | 0 | 0 | 0.0078585 | 0 | 0 | 0.0078585 | 0 | 0 | 0.0058282 | 1.007e-08 | -2.7745e-08 | -0.0058185 | -8.3529e-09 | 2.2314e-08 | 0.0058668 | -2.7855e-08 | 3.0626e-09 | -0.0058475 | 2.2274e-08 | -2.2135e-09 | 0 | 0 | 0 | 132.5083 | 0 | 0 | 1.0961 | 1.1 | 1.0979 | 1.0943 | 1.1 | 1.0966 | -2.3026 | -120.8549 | 122.9699 | -2.3495 | -120.8362 | 122.9423
Line5_6_7 | 0.034028 | 0 | 0 | 0.034028 | 0 | 0 | 0.0078585 | 0 | 0 | 0.0078585 | 0 | 0 | 0.0058185 | 8.1199e-09 | -2.2274e-08 | -0.0058089 | -6.3637e-09 | 1.6797e-08 | 0.0058475 | -2.2342e-08 | 2.4389e-09 | -0.0058282 | 1.6727e-08 | -1.5994e-09 | 0 | 0 | 0 | 132.5083 | 0 | 0 | 1.0943 | 1.1 | 1.0966 | 1.0924 | 1.1 | 1.0953 | -2.3495 | -120.8362 | 122.9423 | -2.3966 | -120.8176 | 122.9146
Line6_7_8 | 0.034028 | 0 | 0 | 0.034028 | 0 | 0 | 0.0078585 | 0 | 0 | 0.0078585 | 0 | 0 | 0.0058089 | 6.1325e-09 | -1.6757e-08 | -0.0057992 | -4.3376e-09 | 1.1234e-08 | 0.0058282 | -1.6794e-08 | 1.8226e-09 | -0.0058089 | 1.1146e-08 | -9.9259e-10 | 0 | 0 | 0 | 132.5083 | 0 | 0 | 1.0924 | 1.1 | 1.0953 | 1.0906 | 1.1 | 1.0939 | -2.3966 | -120.8176 | 122.9146 | -2.444 | -120.7989 | 122.887
Line7_8_9 | 0 | 0 | 0 | 0 | 0 | 0 | 0 | 0 | 0 | 0 | 0 | 0 | 3.5181e-09 | 2.0458e-09 | -5.5843e-09 | 2.0873e-10 | -2.2946e-10 | 4.1056e-11 | 4.059e-09 | -5.5948e-09 | 6.0944e-10 | -1.7965e-10 | -6.4903e-11 | 2.2108e-10 | 0 | 0 | 0 | 0 | 0 | 0 | 1.0906 | 1.1 | 1.0939 | 1.0906 | 1.1 | 1.0939 | -2.444 | -120.7989 | 122.887 | -2.444 | -120.7989 | 122.887
Line8_8_10 | 0.034028 | 0 | 0 | 0.034028 | 0 | 0 | 0.0078585 | 0 | 0 | 0.0078585 | 0 | 0 | 0.0057992 | 2.0623e-09 | -5.6089e-09 | -0.0057896 | -2.2766e-10 | 4.1794e-11 | 0.0058089 | -5.6157e-09 | 6.0424e-10 | -0.0057896 | -6.3363e-11 | 2.1893e-10 | -47.4917 | 0 | 0 | 132.5083 | 0 | 0 | 1.0906 | 1.1 | 1.0939 | 1.0887 | 1.1 | 1.0926 | -2.444 | -120.7989 | 122.887 | -2.4917 | -120.7802 | 122.8593
Line9_3_11 | 0 | 0 | 0 | 0 | 0 | 0 | 0 | 0 | 0 | 0 | 0 | 0 | 2.4637e-08 | 1.3318e-08 | -3.7762e-08 | -2.0946e-08 | -1.1652e-08 | 3.2406e-08 | 2.7394e-08 | -3.8106e-08 | 4.5458e-09 | -2.3648e-08 | 3.2592e-08 | -3.6667e-09 | 0 | 0 | 0 | 0 | 0 | 0 | 1.0979 | 1.1 | 1.0992 | 1.0979 | 1.1 | 1.0992 | -2.2559 | -120.8735 | 122.9975 | -2.2559 | -120.8735 | 122.9975

## LG_min_6
name | pf_ikss_a_from_ka | pf_ikss_b_from_ka | pf_ikss_c_from_ka | pf_ikss_a_to_ka | pf_ikss_b_to_ka | pf_ikss_c_to_ka | pf_skss_a_from_mw | pf_skss_b_from_mw | pf_skss_c_from_mw | pf_skss_a_to_mw | pf_skss_b_to_mw | pf_skss_c_to_mw | pf_p_a_from_mw | pf_p_b_from_mw | pf_p_c_from_mw | pf_p_a_to_mw | pf_p_b_to_mw | pf_p_c_to_mw | pf_q_a_from_mvar | pf_q_b_from_mvar | pf_q_c_from_mvar | pf_q_a_to_mvar | pf_q_b_to_mvar | pf_q_c_to_mvar | pf_ikss_a_from_degree | pf_ikss_b_from_degree | pf_ikss_c_from_degree | pf_ikss_a_to_degree | pf_ikss_b_to_degree | pf_ikss_c_to_degree | pf_vm_a_from_pu | pf_vm_b_from_pu | pf_vm_c_from_pu | pf_vm_a_to_pu | pf_vm_b_to_pu | pf_vm_c_to_pu | pf_va_a_from_degree | pf_va_b_from_degree | pf_va_c_from_degree | pf_va_a_to_degree | pf_va_b_to_degree | pf_va_c_to_degree
Line0_1_2 | 0.43023 | 1.6797e-06 | 1.6797e-06 | 0.43023 | 1.4062e-06 | 1.4062e-06 | 0.099358 | 3.8791e-07 | 3.8791e-07 | 0.099358 | 3.2476e-07 | 3.2476e-07 | 0.014808 | 3.1782e-07 | -3.1743e-07 | -0.011846 | -2.7256e-07 | 2.5982e-07 | 0.015425 | -4.9991e-07 | -4.3768e-07 | -0.01234 | 4.1333e-07 | 3.6724e-07 | 0 | 0 | 0 | 99.331 | 94.948 | 94.948 | 0.92657 | 0.95 | 0.92868 | 0.91445 | 0.95 | 0.89892 | -34.4999 | -141.9588 | 149.6432 | -34.4999 | -141.6502 | 149.6689
Line10_11_12 | 1.6388e-06 | 1.6389e-06 | 1.6389e-06 | 1.3662e-06 | 1.3663e-06 | 1.3663e-06 | 3.7845e-07 | 3.7849e-07 | 3.7849e-07 | 3.1551e-07 | 3.1554e-07 | 3.1554e-07 | 5.3471e-08 | 3.0076e-07 | -3.1779e-07 | -4.4111e-08 | -2.5425e-07 | 2.6192e-07 | 6.1434e-08 | -4.9358e-07 | -4.2108e-07 | -5.162e-08 | 4.0933e-07 | 3.533e-07 | 0 | 0 | 0 | 96.0151 | 96.1952 | 96.1952 | 0.92657 | 0.95 | 0.92868 | 0.92657 | 0.95 | 0.92868 | -34.4999 | -141.9588 | 149.6432 | -34.4999 | -141.9588 | 149.6432
Line11_12_13 | 1.3656e-06 | 1.3658e-06 | 1.3658e-06 | 1.0931e-06 | 1.0932e-06 | 1.0932e-06 | 3.1538e-07 | 3.1541e-07 | 3.1541e-07 | 2.5244e-07 | 2.5246e-07 | 2.5246e-07 | 4.4559e-08 | 2.5063e-07 | -2.6483e-07 | -3.5199e-08 | -2.0412e-07 | 2.0896e-07 | 5.1195e-08 | -4.1132e-07 | -3.509e-07 | -4.1381e-08 | 3.2707e-07 | 2.8312e-07 | 0 | 0 | 0 | 95.8851 | 96.0727 | 96.0727 | 0.92657 | 0.95 | 0.92868 | 0.92657 | 0.95 | 0.92868 | -34.4999 | -141.9588 | 149.6432 | -34.4999 | -141.9588 | 149.6432
Line12_13_15 | 0 | 0 | 0 | 0 | 0 | 0 | 0 | 0 | 0 | 0 | 0 | 0 | 2.6735e-08 | 1.5038e-07 | -1.589e-07 | -1.7376e-08 | -1.0387e-07 | 1.0303e-07 | 3.0717e-08 | -2.4679e-07 | -2.1054e-07 | -2.0903e-08 | 1.6254e-07 | 1.4276e-07 | 0 | 0 | 0 | 0 | 0 | 0 | 0.92657 | 0.95 | 0.92868 | 0.92657 | 0.95 | 0.92868 | -34.4999 | -141.9588 | 149.6432 | -34.4999 | -141.9588 | 149.6432
Line13_13_14 | 0 | 0 | 0 | 0 | 0 | 0 | 0 | 0 | 0 | 0 | 0 | 0 | 8.9118e-09 | 5.0126e-08 | -5.2965e-08 | 4.4798e-10 | -3.6174e-09 | -2.9035e-09 | 1.0239e-08 | -8.2264e-08 | -7.0179e-08 | -4.2459e-10 | -1.9891e-09 | 2.4013e-09 | 0 | 0 | 0 | 0 | 0 | 0 | 0.92657 | 0.95 | 0.92868 | 0.92657 | 0.95 | 0.92868 | -34.4999 | -141.9588 | 149.6432 | -34.4999 | -141.9588 | 149.6432
Line14_15_16 | 0 | 0 | 0 | 0 | 0 | 0 | 0 | 0 | 0 | 0 | 0 | 0 | 1.7824e-08 | 1.0025e-07 | -1.0593e-07 | -8.4638e-09 | -5.3744e-08 | 5.0062e-08 | 2.0478e-08 | -1.6453e-07 | -1.4036e-07 | -1.0664e-08 | 8.0274e-08 | 7.2581e-08 | 0 | 0 | 0 | 0 | 0 | 0 | 0.92657 | 0.95 | 0.92868 | 0.92657 | 0.95 | 0.92868 | -34.4999 | -141.9588 | 149.6432 | -34.4999 | -141.9588 | 149.6432
Line15_16_17 | 0 | 0 | 0 | 0 | 0 | 0 | 0 | 0 | 0 | 0 | 0 | 0 | 8.9118e-09 | 5.0126e-08 | -5.2965e-08 | 4.4798e-10 | -3.6174e-09 | -2.9035e-09 | 1.0239e-08 | -8.2264e-08 | -7.0179e-08 | -4.2459e-10 | -1.9891e-09 | 2.4013e-09 | 0 | 0 | 0 | 0 | 0 | 0 | 0.92657 | 0.95 | 0.92868 | 0.92657 | 0.95 | 0.92868 | -34.4999 | -141.9588 | 149.6432 | -34.4999 | -141.9588 | 149.6432
Line16_4_18 | 0 | 0 | 0 | 0 | 0 | 0 | 0 | 0 | 0 | 0 | 0 | 0 | 8.9118e-09 | 5.0126e-08 | -5.2965e-08 | 4.4798e-10 | -3.6174e-09 | -2.9035e-09 | 1.0239e-08 | -8.2264e-08 | -7.0179e-08 | -4.2459e-10 | -1.9891e-09 | 2.4013e-09 | 0 | 0 | 0 | 0 | 0 | 0 | 0.92657 | 0.95 | 0.92868 | 0.92657 | 0.95 | 0.92868 | -34.4999 | -141.9588 | 149.6432 | -34.4999 | -141.9588 | 149.6432
Line17_5_19 | 0 | 0 | 0 | 0 | 0 | 0 | 0 | 0 | 0 | 0 | 0 | 0 | 8.9118e-09 | 5.0126e-08 | -5.2965e-08 | 4.4798e-10 | -3.6174e-09 | -2.9035e-09 | 1.0239e-08 | -8.2264e-08 | -7.0179e-08 | -4.2459e-10 | -1.9891e-09 | 2.4013e-09 | 0 | 0 | 0 | 0 | 0 | 0 | 0.92657 | 0.95 | 0.92868 | 0.92657 | 0.95 | 0.92868 | -34.4999 | -141.9588 | 149.6432 | -34.4999 | -141.9588 | 149.6432
Line1_1_3 | 2.185e-06 | 2.1852e-06 | 2.1852e-06 | 1.9124e-06 | 1.9126e-06 | 1.9126e-06 | 5.0461e-07 | 5.0465e-07 | 5.0465e-07 | 4.4166e-07 | 4.417e-07 | 4.417e-07 | 7.1294e-08 | 4.0101e-07 | -4.2372e-07 | -6.1935e-08 | -3.545e-07 | 3.6785e-07 | 8.1913e-08 | -6.5811e-07 | -5.6143e-07 | -7.2098e-08 | 5.7386e-07 | 4.9366e-07 | 0 | 0 | 0 | 96.1638 | 96.3353 | 96.3353 | 0.92657 | 0.95 | 0.92868 | 0.92657 | 0.95 | 0.92868 | -34.4999 | -141.9588 | 149.6432 | -34.4999 | -141.9588 | 149.6432
Line2_1_4 | 0 | 0 | 0 | 0 | 0 | 0 | 0 | 0 | 0 | 0 | 0 | 0 | 1.7824e-08 | 1.0025e-07 | -1.0593e-07 | -8.4638e-09 | -5.3744e-08 | 5.0062e-08 | 2.0478e-08 | -1.6453e-07 | -1.4036e-07 | -1.0664e-08 | 8.0274e-08 | 7.2581e-08 | 0 | 0 | 0 | 0 | 0 | 0 | 0.92657 | 0.95 | 0.92868 | 0.92657 | 0.95 | 0.92868 | -34.4999 | -141.9588 | 149.6432 | -34.4999 | -141.9588 | 149.6432
Line3_1_5 | 0 | 0 | 0 | 0 | 0 | 0 | 0 | 0 | 0 | 0 | 0 | 0 | 1.7824e-08 | 1.0025e-07 | -1.0593e-07 | -8.4638e-09 | -5.3744e-08 | 5.0062e-08 | 2.0478e-08 | -1.6453e-07 | -1.4036e-07 | -1.0664e-08 | 8.0274e-08 | 7.2581e-08 | 0 | 0 | 0 | 0 | 0 | 0 | 0.92657 | 0.95 | 0.92868 | 0.92657 | 0.95 | 0.92868 | -34.4999 | -141.9588 | 149.6432 | -34.4999 | -141.9588 | 149.6432
Line4_2_6 | 0.43023 | 1.4053e-06 | 1.4053e-06 | 0.43023 | 1.1295e-06 | 1.1295e-06 | 0.099358 | 3.2455e-07 | 3.2455e-07 | 0.099358 | 2.6085e-07 | 2.6085e-07 | 0.011846 | 2.6897e-07 | -2.6266e-07 | -0.0088847 | -2.2193e-07 | 2.0586e-07 | 0.01234 | -4.1529e-07 | -3.6485e-07 | -0.009255 | 3.292e-07 | 2.9423e-07 | 0 | 0 | 0 | 99.331 | 94.6734 | 94.6734 | 0.91445 | 0.95 | 0.89892 | 0.90317 | 0.95 | 0.86916 | -34.4999 | -141.6502 | 149.6689 | -34.4999 | -141.3406 | 149.695
Line5_6_7 | 0.43023 | 1.1285e-06 | 1.1285e-06 | 0.43023 | 0 | 0 | 0.099358 | 2.6061e-07 | 2.6061e-07 | 0.099358 | 0 | 0 | 0.0088848 | 2.1838e-07 | -2.0864e-07 | -0.0059232 | -1.6955e-07 | 1.5264e-07 | 0.009255 | -3.3113e-07 | -2.9186e-07 | -0.00617 | 2.4555e-07 | 2.2107e-07 | 0 | 0 | 0 | 99.331 | 0 | 0 | 0.90317 | 0.95 | 0.86916 | 0.89273 | 0.95 | 0.83941 | -34.4999 | -141.3406 | 149.695 | -34.4999 | -141.0299 | 149.7214
Line6_7_8 | 0.43023 | 0 | 0 | 0.43023 | 0 | 0 | 0.099358 | 0 | 0 | 0.099358 | 0 | 0 | 0.0059232 | 1.6603e-07 | -1.5537e-07 | -0.0029616 | -1.1542e-07 | 1.0017e-07 | 0.00617 | -2.4745e-07 | -2.1871e-07 | -0.003085 | 1.624e-07 | 1.4778e-07 | 0 | 0 | 0 | 99.331 | 0 | 0 | 0.89273 | 0.95 | 0.83941 | 0.88318 | 0.95 | 0.80967 | -34.4999 | -141.0299 | 149.7214 | -34.4999 | -140.7183 | 149.7481
Line7_8_9 | 0 | 0 | 0 | 0 | 0 | 0 | 0 | 0 | 0 | 0 | 0 | 0 | 1.7552e-09 | 5.5705e-08 | -5.1416e-08 | 1.1677e-10 | -3.4966e-09 | -2.6651e-09 | 2.172e-09 | -8.2035e-08 | -7.2468e-08 | -8.4919e-11 | -1.8696e-09 | 2.3497e-09 | 0 | 0 | 0 | 0 | 0 | 0 | 0.88318 | 0.95 | 0.80967 | 0.88318 | 0.95 | 0.80967 | -34.4999 | -140.7183 | 149.7481 | -34.4999 | -140.7183 | 149.7481
Line8_8_10 | 0.43023 | 0 | 0 | 0.43023 | 0 | 0 | 0.099358 | 0 | 0 | 0.099357 | 0 | 0 | 0.0029616 | 5.6217e-08 | -5.1422e-08 | -1.6751e-15 | -3.4678e-09 | -2.6068e-09 | 0.003085 | -8.2234e-08 | -7.296e-08 | 1.398e-14 | -1.8397e-09 | 2.3368e-09 | -80.669 | 0 | 0 | 99.331 | 0 | 0 | 0.88318 | 0.95 | 0.80967 | 0.87454 | 0.95 | 0.77993 | -34.4999 | -140.7183 | 149.7481 | 0 | -140.4056 | 149.7751
Line9_3_11 | 1.9119e-06 | 1.9121e-06 | 1.9121e-06 | 1.6393e-06 | 1.6395e-06 | 1.6395e-06 | 4.4153e-07 | 4.4157e-07 | 4.4157e-07 | 3.7859e-07 | 3.7862e-07 | 3.7862e-07 | 6.2383e-08 | 3.5089e-07 | -3.7076e-07 | -5.3023e-08 | -3.0438e-07 | 3.1489e-07 | 7.1674e-08 | -5.7584e-07 | -4.9126e-07 | -6.1859e-08 | 4.9159e-07 | 4.2348e-07 | 0 | 0 | 0 | 96.1018 | 96.2769 | 96.2769 | 0.92657 | 0.95 | 0.92868 | 0.92657 | 0.95 | 0.92868 | -34.4999 | -141.9588 | 149.6432 | -34.4999 | -141.9588 | 149.6432

## LG_min_10
name | pf_ikss_a_from_ka | pf_ikss_b_from_ka | pf_ikss_c_from_ka | pf_ikss_a_to_ka | pf_ikss_b_to_ka | pf_ikss_c_to_ka | pf_skss_a_from_mw | pf_skss_b_from_mw | pf_skss_c_from_mw | pf_skss_a_to_mw | pf_skss_b_to_mw | pf_skss_c_to_mw | pf_p_a_from_mw | pf_p_b_from_mw | pf_p_c_from_mw | pf_p_a_to_mw | pf_p_b_to_mw | pf_p_c_to_mw | pf_q_a_from_mvar | pf_q_b_from_mvar | pf_q_c_from_mvar | pf_q_a_to_mvar | pf_q_b_to_mvar | pf_q_c_to_mvar | pf_ikss_a_from_degree | pf_ikss_b_from_degree | pf_ikss_c_from_degree | pf_ikss_a_to_degree | pf_ikss_b_to_degree | pf_ikss_c_to_degree | pf_vm_a_from_pu | pf_vm_b_from_pu | pf_vm_c_from_pu | pf_vm_a_to_pu | pf_vm_b_to_pu | pf_vm_c_to_pu | pf_va_a_from_degree | pf_va_b_from_degree | pf_va_c_from_degree | pf_va_a_to_degree | pf_va_b_to_degree | pf_va_c_to_degree
Line0_1_2 | 0.40759 | 1.5913e-06 | 1.5913e-06 | 0.40759 | 1.3322e-06 | 1.3322e-06 | 0.094129 | 3.6749e-07 | 3.6749e-07 | 0.094128 | 3.0766e-07 | 3.0766e-07 | 0.01329 | 2.8524e-07 | -2.8489e-07 | -0.010632 | -2.4462e-07 | 2.3319e-07 | 0.013844 | -4.4867e-07 | -3.9282e-07 | -0.011075 | 3.7097e-07 | 3.296e-07 | 0 | 0 | 0 | 99.331 | 94.948 | 94.948 | 0.8778 | 0.9 | 0.8798 | 0.86633 | 0.9 | 0.85161 | -34.4999 | -141.9588 | 149.6432 | -34.4999 | -141.6502 | 149.6689
Line10_11_12 | 1.5525e-06 | 1.5527e-06 | 1.5527e-06 | 1.2943e-06 | 1.2944e-06 | 1.2944e-06 | 3.5854e-07 | 3.5857e-07 | 3.5857e-07 | 2.9891e-07 | 2.9893e-07 | 2.9893e-07 | 4.799e-08 | 2.6993e-07 | -2.8522e-07 | -3.959e-08 | -2.2819e-07 | 2.3508e-07 | 5.5138e-08 | -4.4299e-07 | -3.7792e-07 | -4.6329e-08 | 3.6738e-07 | 3.1709e-07 | 0 | 0 | 0 | 96.0151 | 96.1952 | 96.1952 | 0.8778 | 0.9 | 0.8798 | 0.8778 | 0.9 | 0.8798 | -34.4999 | -141.9588 | 149.6432 | -34.4999 | -141.9588 | 149.6432
Line11_12_13 | 1.2938e-06 | 1.2939e-06 | 1.2939e-06 | 1.0356e-06 | 1.0357e-06 | 1.0357e-06 | 2.9878e-07 | 2.9881e-07 | 2.9881e-07 | 2.3915e-07 | 2.3917e-07 | 2.3917e-07 | 3.9992e-08 | 2.2494e-07 | -2.3768e-07 | -3.1592e-08 | -1.832e-07 | 1.8754e-07 | 4.5948e-08 | -3.6916e-07 | -3.1493e-07 | -3.714e-08 | 2.9354e-07 | 2.541e-07 | 0 | 0 | 0 | 95.8851 | 96.0727 | 96.0727 | 0.8778 | 0.9 | 0.8798 | 0.8778 | 0.9 | 0.8798 | -34.4999 | -141.9588 | 149.6432 | -34.4999 | -141.9588 | 149.6432
Line12_13_15 | 0 | 0 | 0 | 0 | 0 | 0 | 0 | 0 | 0 | 0 | 0 | 0 | 2.3995e-08 | 1.3497e-07 | -1.4261e-07 | -1.5595e-08 | -9.3224e-08 | 9.2468e-08 | 2.7569e-08 | -2.215e-07 | -1.8896e-07 | -1.876e-08 | 1.4588e-07 | 1.2813e-07 | 0 | 0 | 0 | 0 | 0 | 0 | 0.8778 | 0.9 | 0.8798 | 0.8778 | 0.9 | 0.8798 | -34.4999 | -141.9588 | 149.6432 | -34.4999 | -141.9588 | 149.6432
Line13_13_14 | 0 | 0 | 0 | 0 | 0 | 0 | 0 | 0 | 0 | 0 | 0 | 0 | 7.9984e-09 | 4.4989e-08 | -4.7537e-08 | 4.0206e-10 | -3.2466e-09 | -2.6059e-09 | 9.1896e-09 | -7.3832e-08 | -6.2986e-08 | -3.8108e-10 | -1.7853e-09 | 2.1552e-09 | 0 | 0 | 0 | 0 | 0 | 0 | 0.8778 | 0.9 | 0.8798 | 0.8778 | 0.9 | 0.8798 | -34.4999 | -141.9588 | 149.6432 | -34.4999 | -141.9588 | 149.6432
Line14_15_16 | 0 | 0 | 0 | 0 | 0 | 0 | 0 | 0 | 0 | 0 | 0 | 0 | 1.5997e-08 | 8.9978e-08 | -9.5074e-08 | -7.5963e-09 | -4.8235e-08 | 4.4931e-08 | 1.8379e-08 | -1.4766e-07 | -1.2597e-07 | -9.5707e-09 | 7.2047e-08 | 6.5142e-08 | 0 | 0 | 0 | 0 | 0 | 0 | 0.8778 | 0.9 | 0.8798 | 0.8778 | 0.9 | 0.8798 | -34.4999 | -141.9588 | 149.6432 | -34.4999 | -141.9588 | 149.6432
Line15_16_17 | 0 | 0 | 0 | 0 | 0 | 0 | 0 | 0 | 0 | 0 | 0 | 0 | 7.9984e-09 | 4.4989e-08 | -4.7537e-08 | 4.0206e-10 | -3.2466e-09 | -2.6059e-09 | 9.1896e-09 | -7.3832e-08 | -6.2986e-08 | -3.8108e-10 | -1.7853e-09 | 2.1552e-09 | 0 | 0 | 0 | 0 | 0 | 0 | 0.8778 | 0.9 | 0.8798 | 0.8778 | 0.9 | 0.8798 | -34.4999 | -141.9588 | 149.6432 | -34.4999 | -141.9588 | 149.6432
Line16_4_18 | 0 | 0 | 0 | 0 | 0 | 0 | 0 | 0 | 0 | 0 | 0 | 0 | 7.9984e-09 | 4.4989e-08 | -4.7537e-08 | 4.0206e-10 | -3.2466e-09 | -2.6059e-09 | 9.1896e-09 | -7.3832e-08 | -6.2986e-08 | -3.8108e-10 | -1.7853e-09 | 2.1552e-09 | 0 | 0 | 0 | 0 | 0 | 0 | 0.8778 | 0.9 | 0.8798 | 0.8778 | 0.9 | 0.8798 | -34.4999 | -141.9588 | 149.6432 | -34.4999 | -141.9588 | 149.6432
Line17_5_19 | 0 | 0 | 0 | 0 | 0 | 0 | 0 | 0 | 0 | 0 | 0 | 0 | 7.9984e-09 | 4.4989e-08 | -4.7537e-08 | 4.0206e-10 | -3.2466e-09 | -2.6059e-09 | 9.1896e-09 | -7.3832e-08 | -6.2986e-08 | -3.8108e-10 | -1.7853e-09 | 2.1552e-09 | 0 | 0 | 0 | 0 | 0 | 0 | 0.8778 | 0.9 | 0.8798 | 0.8778 | 0.9 | 0.8798 | -34.4999 | -141.9588 | 149.6432 | -34.4999 | -141.9588 | 149.6432
Line1_1_3 | 2.07e-06 | 2.0702e-06 | 2.0702e-06 | 1.8118e-06 | 1.812e-06 | 1.812e-06 | 4.7805e-07 | 4.7809e-07 | 4.7809e-07 | 4.1842e-07 | 4.1845e-07 | 4.1845e-07 | 6.3987e-08 | 3.5991e-07 | -3.8029e-07 | -5.5587e-08 | -3.1817e-07 | 3.3015e-07 | 7.3517e-08 | -5.9066e-07 | -5.0389e-07 | -6.4709e-08 | 5.1504e-07 | 4.4306e-07 | 0 | 0 | 0 | 96.1638 | 96.3353 | 96.3353 | 0.8778 | 0.9 | 0.8798 | 0.8778 | 0.9 | 0.8798 | -34.4999 | -141.9588 | 149.6432 | -34.4999 | -141.9588 | 149.6432
Line2_1_4 | 0 | 0 | 0 | 0 | 0 | 0 | 0 | 0 | 0 | 0 | 0 | 0 | 1.5997e-08 | 8.9978e-08 | -9.5073e-08 | -7.5963e-09 | -4.8235e-08 | 4.4931e-08 | 1.8379e-08 | -1.4766e-07 | -1.2597e-07 | -9.5707e-09 | 7.2047e-08 | 6.5142e-08 | 0 | 0 | 0 | 0 | 0 | 0 | 0.8778 | 0.9 | 0.8798 | 0.8778 | 0.9 | 0.8798 | -34.4999 | -141.9588 | 149.6432 | -34.4999 | -141.9588 | 149.6432
Line3_1_5 | 0 | 0 | 0 | 0 | 0 | 0 | 0 | 0 | 0 | 0 | 0 | 0 | 1.5997e-08 | 8.9978e-08 | -9.5073e-08 | -7.5963e-09 | -4.8235e-08 | 4.4931e-08 | 1.8379e-08 | -1.4766e-07 | -1.2597e-07 | -9.5707e-09 | 7.2047e-08 | 6.5142e-08 | 0 | 0 | 0 | 0 | 0 | 0 | 0.8778 | 0.9 | 0.8798 | 0.8778 | 0.9 | 0.8798 | -34.4999 | -141.9588 | 149.6432 | -34.4999 | -141.9588 | 149.6432
Line4_2_6 | 0.40759 | 1.3314e-06 | 1.3314e-06 | 0.40759 | 1.0701e-06 | 1.0701e-06 | 0.094128 | 3.0746e-07 | 3.0746e-07 | 0.094128 | 2.4712e-07 | 2.4712e-07 | 0.010632 | 2.4141e-07 | -2.3574e-07 | -0.0079741 | -1.9919e-07 | 1.8476e-07 | 0.011075 | -3.7272e-07 | -3.2746e-07 | -0.0083064 | 2.9546e-07 | 2.6407e-07 | 0 | 0 | 0 | 99.331 | 94.6734 | 94.6734 | 0.86633 | 0.9 | 0.85161 | 0.85563 | 0.9 | 0.82342 | -34.4999 | -141.6502 | 149.6689 | -34.4999 | -141.3406 | 149.695
Line5_6_7 | 0.40759 | 1.0691e-06 | 1.0691e-06 | 0.40759 | 0 | 0 | 0.094128 | 2.4689e-07 | 2.4689e-07 | 0.094128 | 0 | 0 | 0.0079741 | 1.9599e-07 | -1.8726e-07 | -0.0053161 | -1.5217e-07 | 1.37e-07 | 0.0083064 | -2.9719e-07 | -2.6194e-07 | -0.0055376 | 2.2038e-07 | 1.9841e-07 | 0 | 0 | 0 | 99.331 | 0 | 0 | 0.85563 | 0.9 | 0.82342 | 0.84575 | 0.9 | 0.79523 | -34.4999 | -141.3406 | 149.695 | -34.4999 | -141.0299 | 149.7214
Line6_7_8 | 0.40759 | 0 | 0 | 0.40759 | 0 | 0 | 0.094128 | 0 | 0 | 0.094128 | 0 | 0 | 0.0053161 | 1.4901e-07 | -1.3944e-07 | -0.002658 | -1.0359e-07 | 8.9906e-08 | 0.0055376 | -2.2209e-07 | -1.9629e-07 | -0.0027688 | 1.4575e-07 | 1.3263e-07 | 0 | 0 | 0 | 99.331 | 0 | 0 | 0.84575 | 0.9 | 0.79523 | 0.8367 | 0.9 | 0.76705 | -34.4999 | -141.0299 | 149.7214 | -34.4999 | -140.7183 | 149.7481
Line7_8_9 | 0 | 0 | 0 | 0 | 0 | 0 | 0 | 0 | 0 | 0 | 0 | 0 | 1.5753e-09 | 4.9996e-08 | -4.6146e-08 | 1.048e-10 | -3.1382e-09 | -2.3919e-09 | 1.9494e-09 | -7.3627e-08 | -6.5041e-08 | -7.6215e-11 | -1.678e-09 | 2.1088e-09 | 0 | 0 | 0 | 0 | 0 | 0 | 0.8367 | 0.9 | 0.76705 | 0.8367 | 0.9 | 0.76705 | -34.4999 | -140.7183 | 149.7481 | -34.4999 | -140.7183 | 149.7481
Line8_8_10 | 0.40759 | 0 | 0 | 0.40759 | 0 | 0 | 0.094128 | 0 | 0 | 0.094128 | 0 | 0 | 0.002658 | 5.0455e-08 | -4.6152e-08 | -1.5064e-15 | -3.1124e-09 | -2.3396e-09 | 0.0027688 | -7.3805e-08 | -6.5482e-08 | 1.2543e-14 | -1.6511e-09 | 2.0973e-09 | -80.669 | 0 | 0 | 99.331 | 0 | 0 | 0.8367 | 0.9 | 0.76705 | 0.82851 | 0.9 | 0.73888 | -34.4999 | -140.7183 | 149.7481 | 0 | -140.4056 | 149.7751
Line9_3_11 | 1.8113e-06 | 1.8114e-06 | 1.8114e-06 | 1.553e-06 | 1.5532e-06 | 1.5532e-06 | 4.1829e-07 | 4.1833e-07 | 4.1833e-07 | 3.5866e-07 | 3.5869e-07 | 3.5869e-07 | 5.5989e-08 | 3.1492e-07 | -3.3276e-07 | -4.7588e-08 | -2.7318e-07 | 2.8261e-07 | 6.4328e-08 | -5.1682e-07 | -4.4091e-07 | -5.5519e-08 | 4.4121e-07 | 3.8007e-07 | 0 | 0 | 0 | 96.1018 | 96.2769 | 96.2769 | 0.8778 | 0.9 | 0.8798 | 0.8778 | 0.9 | 0.8798 | -34.4999 | -141.9588 | 149.6432 | -34.4999 | -141.9588 | 149.6432

## LG_min_fault_6
name | pf_ikss_a_from_ka | pf_ikss_b_from_ka | pf_ikss_c_from_ka | pf_ikss_a_to_ka | pf_ikss_b_to_ka | pf_ikss_c_to_ka | pf_skss_a_from_mw | pf_skss_b_from_mw | pf_skss_c_from_mw | pf_skss_a_to_mw | pf_skss_b_to_mw | pf_skss_c_to_mw | pf_p_a_from_mw | pf_p_b_from_mw | pf_p_c_from_mw | pf_p_a_to_mw | pf_p_b_to_mw | pf_p_c_to_mw | pf_q_a_from_mvar | pf_q_b_from_mvar | pf_q_c_from_mvar | pf_q_a_to_mvar | pf_q_b_to_mvar | pf_q_c_to_mvar | pf_ikss_a_from_degree | pf_ikss_b_from_degree | pf_ikss_c_from_degree | pf_ikss_a_to_degree | pf_ikss_b_to_degree | pf_ikss_c_to_degree | pf_vm_a_from_pu | pf_vm_b_from_pu | pf_vm_c_from_pu | pf_vm_a_to_pu | pf_vm_b_to_pu | pf_vm_c_to_pu | pf_va_a_from_degree | pf_va_b_from_degree | pf_va_c_from_degree | pf_va_a_to_degree | pf_va_b_to_degree | pf_va_c_to_degree
Line0_1_2 | 0.029287 | 0 | 0 | 0.029287 | 0 | 0 | 0.0067635 | 0 | 0 | 0.0067635 | 0 | 0 | 0.0043572 | 9.0785e-09 | -2.4693e-08 | -0.0043434 | -7.842e-09 | 2.0688e-08 | 0.00436 | -2.474e-08 | 2.5969e-09 | -0.0043457 | 2.0615e-08 | -1.9506e-09 | 0 | 0 | 0 | 132.7252 | 0 | 0 | 0.94825 | 0.95 | 0.94934 | 0.94651 | 0.95 | 0.94756 | -2.256 | -120.8602 | 122.9854 | -2.2597 | -120.831 | 122.9558
Line10_11_12 | 0 | 0 | 0 | 0 | 0 | 0 | 0 | 0 | 0 | 0 | 0 | 0 | 1.5767e-08 | 8.3969e-09 | -2.4041e-08 | -1.3012e-08 | -7.1735e-09 | 2.0063e-08 | 1.7397e-08 | -2.4304e-08 | 2.9921e-09 | -1.4622e-08 | 2.0201e-08 | -2.3228e-09 | 0 | 0 | 0 | 0 | 0 | 0 | 0.94825 | 0.95 | 0.94934 | 0.94825 | 0.95 | 0.94934 | -2.256 | -120.8602 | 122.9854 | -2.256 | -120.8602 | 122.9854
Line11_12_13 | 0 | 0 | 0 | 0 | 0 | 0 | 0 | 0 | 0 | 0 | 0 | 0 | 1.3139e-08 | 6.9974e-09 | -2.0034e-08 | -1.0384e-08 | -5.774e-09 | 1.6056e-08 | 1.4497e-08 | -2.0253e-08 | 2.4934e-09 | -1.1723e-08 | 1.615e-08 | -1.8241e-09 | 0 | 0 | 0 | 0 | 0 | 0 | 0.94825 | 0.95 | 0.94934 | 0.94825 | 0.95 | 0.94934 | -2.256 | -120.8602 | 122.9854 | -2.256 | -120.8602 | 122.9854
Line12_13_15 | 0 | 0 | 0 | 0 | 0 | 0 | 0 | 0 | 0 | 0 | 0 | 0 | 7.8833e-09 | 4.1984e-09 | -1.202e-08 | -5.1289e-09 | -2.975e-09 | 8.0426e-09 | 8.6985e-09 | -1.2152e-08 | 1.496e-09 | -5.9239e-09 | 8.049e-09 | -8.2676e-10 | 0 | 0 | 0 | 0 | 0 | 0 | 0.94825 | 0.95 | 0.94934 | 0.94825 | 0.95 | 0.94934 | -2.256 | -120.8602 | 122.9854 | -2.256 | -120.8602 | 122.9854
Line13_13_14 | 0 | 0 | 0 | 0 | 0 | 0 | 0 | 0 | 0 | 0 | 0 | 0 | 2.6278e-09 | 1.3995e-09 | -4.0068e-09 | 1.2666e-10 | -1.7608e-10 | 2.8988e-11 | 2.8995e-09 | -4.0506e-09 | 4.9868e-10 | -1.2497e-10 | -5.2191e-11 | 1.7059e-10 | 0 | 0 | 0 | 0 | 0 | 0 | 0.94825 | 0.95 | 0.94934 | 0.94825 | 0.95 | 0.94934 | -2.256 | -120.8602 | 122.9854 | -2.256 | -120.8602 | 122.9854
Line14_15_16 | 0 | 0 | 0 | 0 | 0 | 0 | 0 | 0 | 0 | 0 | 0 | 0 | 5.2556e-09 | 2.799e-09 | -8.0137e-09 | -2.5011e-09 | -1.5756e-09 | 4.0358e-09 | 5.799e-09 | -8.1012e-09 | 9.9735e-10 | -3.0245e-09 | 3.9984e-09 | -3.2809e-10 | 0 | 0 | 0 | 0 | 0 | 0 | 0.94825 | 0.95 | 0.94934 | 0.94825 | 0.95 | 0.94934 | -2.256 | -120.8602 | 122.9854 | -2.256 | -120.8602 | 122.9854
Line15_16_17 | 0 | 0 | 0 | 0 | 0 | 0 | 0 | 0 | 0 | 0 | 0 | 0 | 2.6278e-09 | 1.3995e-09 | -4.0068e-09 | 1.2666e-10 | -1.7608e-10 | 2.8988e-11 | 2.8995e-09 | -4.0506e-09 | 4.9868e-10 | -1.2497e-10 | -5.2191e-11 | 1.7059e-10 | 0 | 0 | 0 | 0 | 0 | 0 | 0.94825 | 0.95 | 0.94934 | 0.94825 | 0.95 | 0.94934 | -2.256 | -120.8602 | 122.9854 | -2.256 | -120.8602 | 122.9854
Line16_4_18 | 0 | 0 | 0 | 0 | 0 | 0 | 0 | 0 | 0 | 0 | 0 | 0 | 2.6278e-09 | 1.3995e-09 | -4.0068e-09 | 1.2666e-10 | -1.7608e-10 | 2.8988e-11 | 2.8995e-09 | -4.0506e-09 | 4.9868e-10 | -1.2497e-10 | -5.2191e-11 | 1.7059e-10 | 0 | 0 | 0 | 0 | 0 | 0 | 0.94825 | 0.95 | 0.94934 | 0.94825 | 0.95 | 0.94934 | -2.256 | -120.8602 | 122.9854 | -2.256 | -120.8602 | 122.9854
Line17_5_19 | 0 | 0 | 0 | 0 | 0 | 0 | 0 | 0 | 0 | 0 | 0 | 0 | 2.6278e-09 | 1.3995e-09 | -4.0068e-09 | 1.2666e-10 | -1.7608e-10 | 2.8988e-11 | 2.8995e-09 | -4.0506e-09 | 4.9868e-10 | -1.2497e-10 | -5.2191e-11 | 1.7059e-10 | 0 | 0 | 0 | 0 | 0 | 0 | 0.94825 | 0.95 | 0.94934 | 0.94825 | 0.95 | 0.94934 | -2.256 | -120.8602 | 122.9854 | -2.256 | -120.8602 | 122.9854
Line1_1_3 | 0 | 0 | 0 | 0 | 0 | 0 | 0 | 0 | 0 | 0 | 0 | 0 | 2.1022e-08 | 1.1196e-08 | -3.2055e-08 | -1.8268e-08 | -9.9724e-09 | 2.8077e-08 | 2.3196e-08 | -3.2405e-08 | 3.9894e-09 | -2.0421e-08 | 2.8302e-08 | -3.3201e-09 | 0 | 0 | 0 | 0 | 0 | 0 | 0.94825 | 0.95 | 0.94934 | 0.94825 | 0.95 | 0.94934 | -2.256 | -120.8602 | 122.9854 | -2.256 | -120.8602 | 122.9854
Line2_1_4 | 0 | 0 | 0 | 0 | 0 | 0 | 0 | 0 | 0 | 0 | 0 | 0 | 5.2556e-09 | 2.799e-09 | -8.0137e-09 | -2.5011e-09 | -1.5756e-09 | 4.0358e-09 | 5.799e-09 | -8.1012e-09 | 9.9735e-10 | -3.0245e-09 | 3.9984e-09 | -3.2809e-10 | 0 | 0 | 0 | 0 | 0 | 0 | 0.94825 | 0.95 | 0.94934 | 0.94825 | 0.95 | 0.94934 | -2.256 | -120.8602 | 122.9854 | -2.256 | -120.8602 | 122.9854
Line3_1_5 | 0 | 0 | 0 | 0 | 0 | 0 | 0 | 0 | 0 | 0 | 0 | 0 | 5.2556e-09 | 2.799e-09 | -8.0137e-09 | -2.5011e-09 | -1.5756e-09 | 4.0358e-09 | 5.799e-09 | -8.1012e-09 | 9.9735e-10 | -3.0245e-09 | 3.9984e-09 | -3.2809e-10 | 0 | 0 | 0 | 0 | 0 | 0 | 0.94825 | 0.95 | 0.94934 | 0.94825 | 0.95 | 0.94934 | -2.256 | -120.8602 | 122.9854 | -2.256 | -120.8602 | 122.9854
Line4_2_6 | 0.029287 | 0 | 0 | 0.029287 | 0 | 0 | 0.0067635 | 0 | 0 | 0.0067635 | 0 | 0 | 0.0043434 | 7.6671e-09 | -2.0658e-08 | -0.0043297 | -6.3847e-09 | 1.6618e-08 | 0.0043457 | -2.0666e-08 | 2.1195e-09 | -0.0043314 | 1.652e-08 | -1.4952e-09 | 0 | 0 | 0 | 132.7252 | 0 | 0 | 0.94651 | 0.95 | 0.94756 | 0.94477 | 0.95 | 0.94579 | -2.2597 | -120.831 | 122.9558 | -2.2635 | -120.8018 | 122.9262
Line5_6_7 | 0.029287 | 0 | 0 | 0.029287 | 0 | 0 | 0.0067635 | 0 | 0 | 0.0067635 | 0 | 0 | 0.0043297 | 6.2109e-09 | -1.6586e-08 | -0.004316 | -4.8826e-09 | 1.2512e-08 | 0.0043314 | -1.6569e-08 | 1.6623e-09 | -0.0043171 | 1.2403e-08 | -1.06e-09 | 0 | 0 | 0 | 132.7252 | 0 | 0 | 0.94477 | 0.95 | 0.94579 | 0.94304 | 0.95 | 0.94401 | -2.2635 | -120.8018 | 122.9262 | -2.2672 | -120.7725 | 122.8966
Line6_7_8 | 0.029287 | 0 | 0 | 0.029287 | 0 | 0 | 0.0067635 | 0 | 0 | 0.0067635 | 0 | 0 | 0.004316 | 4.71e-09 | -1.2479e-08 | -0.0043022 | -3.3357e-09 | 8.3693e-09 | 0.0043171 | -1.245e-08 | 1.2254e-09 | -0.0043028 | 8.2634e-09 | -6.4502e-10 | 0 | 0 | 0 | 132.7252 | 0 | 0 | 0.94304 | 0.95 | 0.94401 | 0.9413 | 0.95 | 0.94224 | -2.2672 | -120.7725 | 122.8966 | -2.271 | -120.7433 | 122.8669
Line7_8_9 | 0 | 0 | 0 | 0 | 0 | 0 | 0 | 0 | 0 | 0 | 0 | 0 | 2.5597e-09 | 1.572e-09 | -4.1576e-09 | 1.6365e-10 | -1.7153e-10 | 3.3809e-11 | 3.0389e-09 | -4.1473e-09 | 4.0991e-10 | -1.2418e-10 | -4.5043e-11 | 1.636e-10 | 0 | 0 | 0 | 0 | 0 | 0 | 0.9413 | 0.95 | 0.94224 | 0.9413 | 0.95 | 0.94224 | -2.271 | -120.7433 | 122.8669 | -2.271 | -120.7433 | 122.8669
Line8_8_10 | 0.029287 | 0 | 0 | 0.029287 | 0 | 0 | 0.0067635 | 0 | 0 | 0.0067634 | 0 | 0 | 0.0043022 | 1.5922e-09 | -4.1779e-09 | -0.0042885 | -1.704e-10 | 3.5008e-11 | 0.0043028 | -4.1612e-09 | 3.9871e-10 | -0.0042885 | -4.3256e-11 | 1.6185e-10 | -47.2748 | 0 | 0 | 132.7252 | 0 | 0 | 0.9413 | 0.95 | 0.94224 | 0.93957 | 0.95 | 0.94047 | -2.271 | -120.7433 | 122.8669 | -2.2748 | -120.714 | 122.8373
Line9_3_11 | 0 | 0 | 0 | 0 | 0 | 0 | 0 | 0 | 0 | 0 | 0 | 0 | 1.8394e-08 | 9.7964e-09 | -2.8048e-08 | -1.564e-08 | -8.573e-09 | 2.407e-08 | 2.0296e-08 | -2.8354e-08 | 3.4907e-09 | -1.7522e-08 | 2.4251e-08 | -2.8215e-09 | 0 | 0 | 0 | 0 | 0 | 0 | 0.94825 | 0.95 | 0.94934 | 0.94825 | 0.95 | 0.94934 | -2.256 | -120.8602 | 122.9854 | -2.256 | -120.8602 | 122.9854

## LG_min_fault_10
name | pf_ikss_a_from_ka | pf_ikss_b_from_ka | pf_ikss_c_from_ka | pf_ikss_a_to_ka | pf_ikss_b_to_ka | pf_ikss_c_to_ka | pf_skss_a_from_mw | pf_skss_b_from_mw | pf_skss_c_from_mw | pf_skss_a_to_mw | pf_skss_b_to_mw | pf_skss_c_to_mw | pf_p_a_from_mw | pf_p_b_from_mw | pf_p_c_from_mw | pf_p_a_to_mw | pf_p_b_to_mw | pf_p_c_to_mw | pf_q_a_from_mvar | pf_q_b_from_mvar | pf_q_c_from_mvar | pf_q_a_to_mvar | pf_q_b_to_mvar | pf_q_c_to_mvar | pf_ikss_a_from_degree | pf_ikss_b_from_degree | pf_ikss_c_from_degree | pf_ikss_a_to_degree | pf_ikss_b_to_degree | pf_ikss_c_to_degree | pf_vm_a_from_pu | pf_vm_b_from_pu | pf_vm_c_from_pu | pf_vm_a_to_pu | pf_vm_b_to_pu | pf_vm_c_to_pu | pf_va_a_from_degree | pf_va_b_from_degree | pf_va_c_from_degree | pf_va_a_to_degree | pf_va_b_to_degree | pf_va_c_to_degree
Line0_1_2 | 0.027745 | 0 | 0 | 0.027745 | 0 | 0 | 0.0064075 | 0 | 0 | 0.0064075 | 0 | 0 | 0.0039106 | 8.148e-09 | -2.2162e-08 | -0.0038983 | -7.0383e-09 | 1.8568e-08 | 0.0039131 | -2.2204e-08 | 2.3308e-09 | -0.0039003 | 1.8502e-08 | -1.7507e-09 | 0 | 0 | 0 | 132.7252 | 0 | 0 | 0.89834 | 0.9 | 0.89937 | 0.89669 | 0.9 | 0.89769 | -2.256 | -120.8602 | 122.9854 | -2.2597 | -120.831 | 122.9558
Line10_11_12 | 0 | 0 | 0 | 0 | 0 | 0 | 0 | 0 | 0 | 0 | 0 | 0 | 1.4151e-08 | 7.5363e-09 | -2.1577e-08 | -1.1679e-08 | -6.4382e-09 | 1.8007e-08 | 1.5614e-08 | -2.1813e-08 | 2.6854e-09 | -1.3124e-08 | 1.813e-08 | -2.0847e-09 | 0 | 0 | 0 | 0 | 0 | 0 | 0.89834 | 0.9 | 0.89937 | 0.89834 | 0.9 | 0.89937 | -2.256 | -120.8602 | 122.9854 | -2.256 | -120.8602 | 122.9854
Line11_12_13 | 0 | 0 | 0 | 0 | 0 | 0 | 0 | 0 | 0 | 0 | 0 | 0 | 1.1792e-08 | 6.2802e-09 | -1.7981e-08 | -9.3201e-09 | -5.1822e-09 | 1.4411e-08 | 1.3012e-08 | -1.8177e-08 | 2.2378e-09 | -1.0521e-08 | 1.4495e-08 | -1.6372e-09 | 0 | 0 | 0 | 0 | 0 | 0 | 0.89834 | 0.9 | 0.89937 | 0.89834 | 0.9 | 0.89937 | -2.256 | -120.8602 | 122.9854 | -2.256 | -120.8602 | 122.9854
Line12_13_15 | 0 | 0 | 0 | 0 | 0 | 0 | 0 | 0 | 0 | 0 | 0 | 0 | 7.0754e-09 | 3.7681e-09 | -1.0788e-08 | -4.6032e-09 | -2.6701e-09 | 7.2183e-09 | 7.8069e-09 | -1.0906e-08 | 1.3427e-09 | -5.3168e-09 | 7.224e-09 | -7.4203e-10 | 0 | 0 | 0 | 0 | 0 | 0 | 0.89834 | 0.9 | 0.89937 | 0.89834 | 0.9 | 0.89937 | -2.256 | -120.8602 | 122.9854 | -2.256 | -120.8602 | 122.9854
Line13_13_14 | 0 | 0 | 0 | 0 | 0 | 0 | 0 | 0 | 0 | 0 | 0 | 0 | 2.3585e-09 | 1.256e-09 | -3.5962e-09 | 1.1368e-10 | -1.5803e-10 | 2.6017e-11 | 2.6023e-09 | -3.6354e-09 | 4.4757e-10 | -1.1216e-10 | -4.6842e-11 | 1.531e-10 | 0 | 0 | 0 | 0 | 0 | 0 | 0.89834 | 0.9 | 0.89937 | 0.89834 | 0.9 | 0.89937 | -2.256 | -120.8602 | 122.9854 | -2.256 | -120.8602 | 122.9854
Line14_15_16 | 0 | 0 | 0 | 0 | 0 | 0 | 0 | 0 | 0 | 0 | 0 | 0 | 4.7169e-09 | 2.5121e-09 | -7.1923e-09 | -2.2448e-09 | -1.4141e-09 | 3.6222e-09 | 5.2046e-09 | -7.2709e-09 | 8.9513e-10 | -2.7145e-09 | 3.5886e-09 | -2.9446e-10 | 0 | 0 | 0 | 0 | 0 | 0 | 0.89834 | 0.9 | 0.89937 | 0.89834 | 0.9 | 0.89937 | -2.256 | -120.8602 | 122.9854 | -2.256 | -120.8602 | 122.9854
Line15_16_17 | 0 | 0 | 0 | 0 | 0 | 0 | 0 | 0 | 0 | 0 | 0 | 0 | 2.3585e-09 | 1.256e-09 | -3.5962e-09 | 1.1368e-10 | -1.5803e-10 | 2.6017e-11 | 2.6023e-09 | -3.6354e-09 | 4.4756e-10 | -1.1216e-10 | -4.6842e-11 | 1.531e-10 | 0 | 0 | 0 | 0 | 0 | 0 | 0.89834 | 0.9 | 0.89937 | 0.89834 | 0.9 | 0.89937 | -2.256 | -120.8602 | 122.9854 | -2.256 | -120.8602 | 122.9854
Line16_4_18 | 0 | 0 | 0 | 0 | 0 | 0 | 0 | 0 | 0 | 0 | 0 | 0 | 2.3585e-09 | 1.256e-09 | -3.5962e-09 | 1.1368e-10 | -1.5803e-10 | 2.6017e-11 | 2.6023e-09 | -3.6354e-09 | 4.4757e-10 | -1.1216e-10 | -4.6842e-11 | 1.531e-10 | 0 | 0 | 0 | 0 | 0 | 0 | 0.89834 | 0.9 | 0.89937 | 0.89834 | 0.9 | 0.89937 | -2.256 | -120.8602 | 122.9854 | -2.256 | -120.8602 | 122.9854
Line17_5_19 | 0 | 0 | 0 | 0 | 0 | 0 | 0 | 0 | 0 | 0 | 0 | 0 | 2.3585e-09 | 1.256e-09 | -3.5962e-09 | 1.1368e-10 | -1.5803e-10 | 2.6017e-11 | 2.6023e-09 | -3.6354e-09 | 4.4757e-10 | -1.1216e-10 | -4.6842e-11 | 1.531e-10 | 0 | 0 | 0 | 0 | 0 | 0 | 0.89834 | 0.9 | 0.89937 | 0.89834 | 0.9 | 0.89937 | -2.256 | -120.8602 | 122.9854 | -2.256 | -120.8602 | 122.9854
Line1_1_3 | 0 | 0 | 0 | 0 | 0 | 0 | 0 | 0 | 0 | 0 | 0 | 0 | 1.8868e-08 | 1.0048e-08 | -2.8769e-08 | -1.6395e-08 | -8.9503e-09 | 2.5199e-08 | 2.0819e-08 | -2.9083e-08 | 3.5805e-09 | -1.8328e-08 | 2.5401e-08 | -2.9799e-09 | 0 | 0 | 0 | 0 | 0 | 0 | 0.89834 | 0.9 | 0.89937 | 0.89834 | 0.9 | 0.89937 | -2.256 | -120.8602 | 122.9854 | -2.256 | -120.8602 | 122.9854
Line2_1_4 | 0 | 0 | 0 | 0 | 0 | 0 | 0 | 0 | 0 | 0 | 0 | 0 | 4.7169e-09 | 2.5121e-09 | -7.1923e-09 | -2.2448e-09 | -1.4141e-09 | 3.6222e-09 | 5.2046e-09 | -7.2709e-09 | 8.9513e-10 | -2.7145e-09 | 3.5886e-09 | -2.9446e-10 | 0 | 0 | 0 | 0 | 0 | 0 | 0.89834 | 0.9 | 0.89937 | 0.89834 | 0.9 | 0.89937 | -2.256 | -120.8602 | 122.9854 | -2.256 | -120.8602 | 122.9854
Line3_1_5 | 0 | 0 | 0 | 0 | 0 | 0 | 0 | 0 | 0 | 0 | 0 | 0 | 4.7169e-09 | 2.5121e-09 | -7.1923e-09 | -2.2448e-09 | -1.4141e-09 | 3.6222e-09 | 5.2046e-09 | -7.2709e-09 | 8.9513e-10 | -2.7145e-09 | 3.5886e-09 | -2.9446e-10 | 0 | 0 | 0 | 0 | 0 | 0 | 0.89834 | 0.9 | 0.89937 | 0.89834 | 0.9 | 0.89937 | -2.256 | -120.8602 | 122.9854 | -2.256 | -120.8602 | 122.9854
Line4_2_6 | 0.027745 | 0 | 0 | 0.027745 | 0 | 0 | 0.0064075 | 0 | 0 | 0.0064075 | 0 | 0 | 0.0038983 | 6.8813e-09 | -1.8541e-08 | -0.0038859 | -5.7303e-09 | 1.4915e-08 | 0.0039003 | -1.8547e-08 | 1.9022e-09 | -0.0038875 | 1.4827e-08 | -1.342e-09 | 0 | 0 | 0 | 132.7252 | 0 | 0 | 0.89669 | 0.9 | 0.89769 | 0.89505 | 0.9 | 0.89601 | -2.2597 | -120.831 | 122.9558 | -2.2635 | -120.8018 | 122.9262
Line5_6_7 | 0.027745 | 0 | 0 | 0.027745 | 0 | 0 | 0.0064075 | 0 | 0 | 0.0064075 | 0 | 0 | 0.0038859 | 5.5743e-09 | -1.4886e-08 | -0.0038736 | -4.3822e-09 | 1.1229e-08 | 0.0038875 | -1.4871e-08 | 1.4919e-09 | -0.0038746 | 1.1132e-08 | -9.5139e-10 | 0 | 0 | 0 | 132.7252 | 0 | 0 | 0.89505 | 0.9 | 0.89601 | 0.8934 | 0.9 | 0.89433 | -2.2635 | -120.8018 | 122.9262 | -2.2672 | -120.7725 | 122.8966
Line6_7_8 | 0.027745 | 0 | 0 | 0.027745 | 0 | 0 | 0.0064075 | 0 | 0 | 0.0064075 | 0 | 0 | 0.0038736 | 4.2272e-09 | -1.12e-08 | -0.0038613 | -2.9939e-09 | 7.5115e-09 | 0.0038746 | -1.1174e-08 | 1.0998e-09 | -0.0038618 | 7.4165e-09 | -5.7891e-10 | 0 | 0 | 0 | 132.7252 | 0 | 0 | 0.8934 | 0.9 | 0.89433 | 0.89176 | 0.9 | 0.89265 | -2.2672 | -120.7725 | 122.8966 | -2.271 | -120.7433 | 122.8669
Line7_8_9 | 0 | 0 | 0 | 0 | 0 | 0 | 0 | 0 | 0 | 0 | 0 | 0 | 2.2973e-09 | 1.4109e-09 | -3.7315e-09 | 1.4687e-10 | -1.5395e-10 | 3.0344e-11 | 2.7275e-09 | -3.7222e-09 | 3.679e-10 | -1.1145e-10 | -4.0427e-11 | 1.4683e-10 | 0 | 0 | 0 | 0 | 0 | 0 | 0.89176 | 0.9 | 0.89265 | 0.89176 | 0.9 | 0.89265 | -2.271 | -120.7433 | 122.8669 | -2.271 | -120.7433 | 122.8669
Line8_8_10 | 0.027745 | 0 | 0 | 0.027745 | 0 | 0 | 0.0064075 | 0 | 0 | 0.0064075 | 0 | 0 | 0.0038613 | 1.429e-09 | -3.7497e-09 | -0.003849 | -1.5294e-10 | 3.142e-11 | 0.0038618 | -3.7347e-09 | 3.5784e-10 | -0.003849 | -3.8823e-11 | 1.4526e-10 | -47.2748 | 0 | 0 | 132.7252 | 0 | 0 | 0.89176 | 0.9 | 0.89265 | 0.89012 | 0.9 | 0.89097 | -2.271 | -120.7433 | 122.8669 | -2.2748 | -120.714 | 122.8373
Line9_3_11 | 0 | 0 | 0 | 0 | 0 | 0 | 0 | 0 | 0 | 0 | 0 | 0 | 1.6509e-08 | 8.7923e-09 | -2.5173e-08 | -1.4037e-08 | -7.6943e-09 | 2.1603e-08 | 1.8216e-08 | -2.5448e-08 | 3.133e-09 | -1.5726e-08 | 2.1766e-08 | -2.5323e-09 | 0 | 0 | 0 | 0 | 0 | 0 | 0.89834 | 0.9 | 0.89937 | 0.89834 | 0.9 | 0.89937 | -2.256 | -120.8602 | 122.9854 | -2.256 | -120.8602 | 122.9854

## LLG_max_6
name | pf_ikss_a_from_ka | pf_ikss_b_from_ka | pf_ikss_c_from_ka | pf_ikss_a_to_ka | pf_ikss_b_to_ka | pf_ikss_c_to_ka | pf_skss_a_from_mw | pf_skss_b_from_mw | pf_skss_c_from_mw | pf_skss_a_to_mw | pf_skss_b_to_mw | pf_skss_c_to_mw | pf_p_a_from_mw | pf_p_b_from_mw | pf_p_c_from_mw | pf_p_a_to_mw | pf_p_b_to_mw | pf_p_c_to_mw | pf_q_a_from_mvar | pf_q_b_from_mvar | pf_q_c_from_mvar | pf_q_a_to_mvar | pf_q_b_to_mvar | pf_q_c_to_mvar | pf_ikss_a_from_degree | pf_ikss_b_from_degree | pf_ikss_c_from_degree | pf_ikss_a_to_degree | pf_ikss_b_to_degree | pf_ikss_c_to_degree | pf_vm_a_from_pu | pf_vm_b_from_pu | pf_vm_c_from_pu | pf_vm_a_to_pu | pf_vm_b_to_pu | pf_vm_c_to_pu | pf_va_a_from_degree | pf_va_b_from_degree | pf_va_c_from_degree | pf_va_a_to_degree | pf_va_b_to_degree | pf_va_c_to_degree
Line0_1_2 | 1.0713e-06 | 1.5279 | 1.6238 | 0 | 1.5279 | 1.6238 | 2.474e-07 | 0.35286 | 0.375 | 0 | 0.35286 | 0.375 | 9.7398e-09 | 0.11094 | 0.137 | -1.1563e-08 | -0.088748 | -0.1096 | -3.7612e-07 | 0.23872 | 0.25715 | 3.1384e-07 | -0.19097 | -0.20572 | 0 | 0 | 0 | 0 | 18.0282 | -152.5936 | 1.0279 | 0.87799 | 0.97657 | 0.98296 | 0.70239 | 0.93816 | 0.70659 | -96.8969 | 89.3598 | 0.77711 | -96.8969 | 89.3598
Line10_11_12 | 1.0464e-06 | 1.0607e-06 | 1.0321e-06 | 0 | 0 | 0 | 2.4166e-07 | 2.4495e-07 | 2.3834e-07 | 0 | 0 | 0 | 6.2414e-09 | -1.8144e-07 | 1.8519e-07 | -7.8271e-09 | 1.518e-07 | -1.5396e-07 | -3.6747e-07 | 2.1686e-08 | -1.1944e-10 | 3.0629e-07 | -1.6945e-08 | -1.425e-09 | 0 | 0 | 0 | 0 | 0 | 0 | 1.0279 | 0.87799 | 0.97657 | 1.0279 | 0.87799 | 0.97657 | 0.70659 | -96.8968 | 89.3598 | 0.70659 | -96.8968 | 89.3598
Line11_12_13 | 0 | 0 | 0 | 0 | 0 | 0 | 0 | 0 | 0 | 0 | 0 | 0 | 5.2011e-09 | -1.512e-07 | 1.5433e-07 | -6.7868e-09 | 1.2156e-07 | -1.231e-07 | -3.0622e-07 | 1.8071e-08 | -9.9542e-11 | 2.4505e-07 | -1.333e-08 | -1.4449e-09 | 0 | 0 | 0 | 0 | 0 | 0 | 1.0279 | 0.87799 | 0.97657 | 1.0279 | 0.87799 | 0.97657 | 0.70659 | -96.8968 | 89.3598 | 0.70659 | -96.8968 | 89.3598
Line12_13_15 | 0 | 0 | 0 | 0 | 0 | 0 | 0 | 0 | 0 | 0 | 0 | 0 | 3.1207e-09 | -9.0722e-08 | 9.2595e-08 | -4.7064e-09 | 6.1083e-08 | -6.137e-08 | -1.8373e-07 | 1.0843e-08 | -5.9728e-11 | 1.2256e-07 | -6.1016e-09 | -1.4847e-09 | 0 | 0 | 0 | 0 | 0 | 0 | 1.0279 | 0.87799 | 0.97657 | 1.0279 | 0.87799 | 0.97657 | 0.70659 | -96.8968 | 89.3598 | 0.70658 | -96.8968 | 89.3598
Line13_13_14 | 0 | 0 | 0 | 0 | 0 | 0 | 0 | 0 | 0 | 0 | 0 | 0 | 1.0402e-09 | -3.0241e-08 | 3.0865e-08 | -2.6259e-09 | 6.0121e-10 | 3.6015e-10 | -6.1244e-08 | 3.6143e-09 | -1.991e-11 | 7.2206e-11 | 1.127e-09 | -1.5246e-09 | 0 | 0 | 0 | 0 | 0 | 0 | 1.0279 | 0.87799 | 0.97657 | 1.0279 | 0.87799 | 0.97657 | 0.70659 | -96.8968 | 89.3598 | 0.70659 | -96.8968 | 89.3598
Line14_15_16 | 0 | 0 | 0 | 0 | 0 | 0 | 0 | 0 | 0 | 0 | 0 | 0 | 2.0805e-09 | -6.0481e-08 | 6.173e-08 | -3.6662e-09 | 3.0842e-08 | -3.0505e-08 | -1.2249e-07 | 7.2286e-09 | -3.9819e-11 | 6.1316e-08 | -2.4873e-09 | -1.5046e-09 | 0 | 0 | 0 | 0 | 0 | 0 | 1.0279 | 0.87799 | 0.97657 | 1.0279 | 0.87799 | 0.97657 | 0.70658 | -96.8968 | 89.3598 | 0.70658 | -96.8968 | 89.3598
Line15_16_17 | 0 | 0 | 0 | 0 | 0 | 0 | 0 | 0 | 0 | 0 | 0 | 0 | 1.0402e-09 | -3.0241e-08 | 3.0865e-08 | -2.6259e-09 | 6.0121e-10 | 3.6015e-10 | -6.1244e-08 | 3.6143e-09 | -1.991e-11 | 7.2206e-11 | 1.127e-09 | -1.5246e-09 | 0 | 0 | 0 | 0 | 0 | 0 | 1.0279 | 0.87799 | 0.97657 | 1.0279 | 0.87799 | 0.97657 | 0.70658 | -96.8968 | 89.3598 | 0.70658 | -96.8968 | 89.3598
Line16_4_18 | 0 | 0 | 0 | 0 | 0 | 0 | 0 | 0 | 0 | 0 | 0 | 0 | 1.0402e-09 | -3.0241e-08 | 3.0865e-08 | -2.6259e-09 | 6.0121e-10 | 3.6015e-10 | -6.1244e-08 | 3.6143e-09 | -1.991e-11 | 7.2206e-11 | 1.127e-09 | -1.5246e-09 | 0 | 0 | 0 | 0 | 0 | 0 | 1.0279 | 0.87799 | 0.97657 | 1.0279 | 0.87799 | 0.97657 | 0.70659 | -96.8969 | 89.3598 | 0.70659 | -96.8969 | 89.3598
Line17_5_19 | 0 | 0 | 0 | 0 | 0 | 0 | 0 | 0 | 0 | 0 | 0 | 0 | 1.0402e-09 | -3.0241e-08 | 3.0865e-08 | -2.6259e-09 | 6.0121e-10 | 3.6015e-10 | -6.1244e-08 | 3.6143e-09 | -1.991e-11 | 7.2206e-11 | 1.127e-09 | -1.5246e-09 | 0 | 0 | 0 | 0 | 0 | 0 | 1.0279 | 0.87799 | 0.97657 | 1.0279 | 0.87799 | 0.97657 | 0.70659 | -96.8969 | 89.3598 | 0.70659 | -96.8969 | 89.3598
Line1_1_3 | 1.3952e-06 | 1.4142e-06 | 1.3761e-06 | 1.2212e-06 | 1.2402e-06 | 1.2021e-06 | 3.2221e-07 | 3.2661e-07 | 3.1779e-07 | 2.8202e-07 | 2.8641e-07 | 2.7761e-07 | 8.3218e-09 | -2.4193e-07 | 2.4692e-07 | -9.9075e-09 | 2.1229e-07 | -2.1569e-07 | -4.8995e-07 | 2.8914e-08 | -1.5923e-10 | 4.2878e-07 | -2.4173e-08 | -1.3852e-09 | 0 | 0 | 0 | -90.6171 | -90.4005 | -91.0081 | 1.0279 | 0.87799 | 0.97657 | 1.0279 | 0.87799 | 0.97657 | 0.70659 | -96.8969 | 89.3598 | 0.70659 | -96.8968 | 89.3598
Line2_1_4 | 0 | 0 | 0 | 0 | 0 | 0 | 0 | 0 | 0 | 0 | 0 | 0 | 2.0804e-09 | -6.0481e-08 | 6.173e-08 | -3.6661e-09 | 3.0842e-08 | -3.0505e-08 | -1.2249e-07 | 7.2286e-09 | -3.9819e-11 | 6.1316e-08 | -2.4873e-09 | -1.5046e-09 | 0 | 0 | 0 | 0 | 0 | 0 | 1.0279 | 0.87799 | 0.97657 | 1.0279 | 0.87799 | 0.97657 | 0.70659 | -96.8969 | 89.3598 | 0.70659 | -96.8969 | 89.3598
Line3_1_5 | 0 | 0 | 0 | 0 | 0 | 0 | 0 | 0 | 0 | 0 | 0 | 0 | 2.0804e-09 | -6.0481e-08 | 6.173e-08 | -3.6661e-09 | 3.0842e-08 | -3.0505e-08 | -1.2249e-07 | 7.2286e-09 | -3.9819e-11 | 6.1316e-08 | -2.4873e-09 | -1.5046e-09 | 0 | 0 | 0 | 0 | 0 | 0 | 1.0279 | 0.87799 | 0.97657 | 1.0279 | 0.87799 | 0.97657 | 0.70659 | -96.8969 | 89.3598 | 0.70659 | -96.8969 | 89.3598
Line4_2_6 | 0 | 1.5279 | 1.6238 | 0 | 1.5279 | 1.6238 | 0 | 0.35286 | 0.375 | 0 | 0.35286 | 0.375 | 8.9665e-09 | 0.088748 | 0.1096 | -1.04e-08 | -0.066561 | -0.082199 | -3.1377e-07 | 0.19097 | 0.20572 | 2.5131e-07 | -0.14323 | -0.15429 | 0 | 0 | 0 | 0 | 18.0282 | -152.5936 | 0.98296 | 0.70239 | 0.93816 | 0.94364 | 0.52679 | 0.90723 | 0.77711 | -96.8969 | 89.3598 | 0.848 | -96.8968 | 89.3598
Line5_6_7 | 0 | 1.5279 | 1.6238 | 0 | 1.5279 | 1.6238 | 0 | 0.35286 | 0.375 | 0 | 0.35286 | 0.375 | 7.8327e-09 | 0.066561 | 0.082199 | -8.8767e-09 | -0.044374 | -0.054799 | -2.5122e-07 | 0.14323 | 0.15429 | 1.8858e-07 | -0.095486 | -0.10286 | 0 | 0 | 0 | 0 | 18.0282 | -152.5936 | 0.94364 | 0.52679 | 0.90723 | 0.91065 | 0.35119 | 0.88458 | 0.848 | -96.8968 | 89.3598 | 0.91927 | -96.8968 | 89.3598
Line6_7_8 | 0 | 1.5279 | 1.6238 | 0 | 1.5279 | 1.6238 | 0 | 0.35286 | 0.375 | 0 | 0.35286 | 0.375 | 6.338e-09 | 0.044374 | 0.054799 | -6.9923e-09 | -0.022187 | -0.0274 | -1.8849e-07 | 0.095486 | 0.10286 | 1.2568e-07 | -0.047743 | -0.05143 | 0 | 0 | 0 | 0 | 18.0282 | -152.5936 | 0.91065 | 0.35119 | 0.88458 | 0.88472 | 0.1756 | 0.87085 | 0.91927 | -96.8968 | 89.3598 | 0.99092 | -96.8968 | 89.3598
Line7_8_9 | 0 | 0 | 0 | 0 | 0 | 0 | 0 | 0 | 0 | 0 | 0 | 0 | 2.1928e-09 | -6.5863e-09 | 6.0305e-09 | -2.5099e-09 | 4.4673e-10 | 4.2621e-10 | -6.2656e-08 | 6.5695e-10 | 8.8285e-11 | 1.0019e-10 | 2.2539e-10 | -3.0491e-10 | 0 | 0 | 0 | 0 | 0 | 0 | 0.88472 | 0.1756 | 0.87085 | 0.88472 | 0.1756 | 0.87085 | 0.99092 | -96.8968 | 89.3598 | 0.99092 | -96.8968 | 89.3598
Line8_8_10 | 0 | 1.5279 | 1.6238 | 0 | 1.5279 | 1.6238 | 0 | 0.35286 | 0.375 | 0 | 0.35286 | 0.375 | 2.2896e-09 | 0.022187 | 0.0274 | -2.4813e-09 | 5.1302e-14 | 3.555e-15 | -6.292e-08 | 0.047743 | 0.05143 | 1.0719e-10 | -3.5135e-15 | -1.0807e-16 | 0 | -161.9717 | 27.4064 | 0 | 18.0283 | -152.5936 | 0.88472 | 0.1756 | 0.87085 | 0.86645 | 0 | 0.86645 | 0.99092 | -96.8968 | 89.3598 | 1.063 | 0 | 0
Line9_3_11 | 1.2208e-06 | 1.2375e-06 | 1.2041e-06 | 1.0468e-06 | 1.0634e-06 | 1.0301e-06 | 2.8193e-07 | 2.8578e-07 | 2.7807e-07 | 2.4174e-07 | 2.4558e-07 | 2.3789e-07 | 7.2816e-09 | -2.1168e-07 | 2.1606e-07 | -8.8673e-09 | 1.8205e-07 | -1.8483e-07 | -4.2871e-07 | 2.53e-08 | -1.3934e-10 | 3.6754e-07 | -2.0559e-08 | -1.4051e-09 | 0 | 0 | 0 | -90.6755 | -90.4536 | -91.0758 | 1.0279 | 0.87799 | 0.97657 | 1.0279 | 0.87799 | 0.97657 | 0.70659 | -96.8968 | 89.3598 | 0.70659 | -96.8968 | 89.3598

## LLG_max_10
name | pf_ikss_a_from_ka | pf_ikss_b_from_ka | pf_ikss_c_from_ka | pf_ikss_a_to_ka | pf_ikss_b_to_ka | pf_ikss_c_to_ka | pf_skss_a_from_mw | pf_skss_b_from_mw | pf_skss_c_from_mw | pf_skss_a_to_mw | pf_skss_b_to_mw | pf_skss_c_to_mw | pf_p_a_from_mw | pf_p_b_from_mw | pf_p_c_from_mw | pf_p_a_to_mw | pf_p_b_to_mw | pf_p_c_to_mw | pf_q_a_from_mvar | pf_q_b_from_mvar | pf_q_c_from_mvar | pf_q_a_to_mvar | pf_q_b_to_mvar | pf_q_c_to_mvar | pf_ikss_a_from_degree | pf_ikss_b_from_degree | pf_ikss_c_from_degree | pf_ikss_a_to_degree | pf_ikss_b_to_degree | pf_ikss_c_to_degree | pf_vm_a_from_pu | pf_vm_b_from_pu | pf_vm_c_from_pu | pf_vm_a_to_pu | pf_vm_b_to_pu | pf_vm_c_to_pu | pf_va_a_from_degree | pf_va_b_from_degree | pf_va_c_from_degree | pf_va_a_to_degree | pf_va_b_to_degree | pf_va_c_to_degree
Line0_1_2 | 1.1218e-06 | 1.5884 | 1.688 | 0 | 1.5884 | 1.688 | 2.5908e-07 | 0.36682 | 0.38982 | 0 | 0.36682 | 0.38982 | 1.067e-08 | 0.11982 | 0.1481 | -1.2668e-08 | -0.095856 | -0.11848 | -4.1247e-07 | 0.25799 | 0.27785 | 3.4417e-07 | -0.20639 | -0.22228 | 0 | 0 | 0 | 0 | 17.8445 | -152.7025 | 1.0758 | 0.91265 | 1.0203 | 1.0291 | 0.73012 | 0.98071 | 0.70705 | -97.0676 | 89.2391 | 0.77752 | -97.0676 | 89.2391
Line10_11_12 | 1.0958e-06 | 1.1114e-06 | 1.0802e-06 | 0 | 0 | 0 | 2.5307e-07 | 2.5666e-07 | 2.4946e-07 | 0 | 0 | 0 | 6.8361e-09 | -1.9755e-07 | 2.0148e-07 | -8.5739e-09 | 1.653e-07 | -1.6749e-07 | -4.0298e-07 | 2.423e-08 | -5.1828e-10 | 3.359e-07 | -1.8973e-08 | -1.2342e-09 | 0 | 0 | 0 | 0 | 0 | 0 | 1.0758 | 0.91265 | 1.0203 | 1.0758 | 0.91265 | 1.0203 | 0.70704 | -97.0676 | 89.2391 | 0.70704 | -97.0676 | 89.2391
Line11_12_13 | 0 | 0 | 0 | 0 | 0 | 0 | 0 | 0 | 0 | 0 | 0 | 0 | 5.6968e-09 | -1.6463e-07 | 1.679e-07 | -7.4345e-09 | 1.3238e-07 | -1.3391e-07 | -3.3582e-07 | 2.0192e-08 | -4.3191e-10 | 2.6873e-07 | -1.4935e-08 | -1.3206e-09 | 0 | 0 | 0 | 0 | 0 | 0 | 1.0758 | 0.91265 | 1.0203 | 1.0758 | 0.91265 | 1.0203 | 0.70704 | -97.0676 | 89.2391 | 0.70704 | -97.0676 | 89.2391
Line12_13_15 | 0 | 0 | 0 | 0 | 0 | 0 | 0 | 0 | 0 | 0 | 0 | 0 | 3.4181e-09 | -9.8776e-08 | 1.0074e-07 | -5.1558e-09 | 6.6527e-08 | -6.6753e-08 | -2.0149e-07 | 1.2115e-08 | -2.5915e-10 | 1.3441e-07 | -6.8581e-09 | -1.4934e-09 | 0 | 0 | 0 | 0 | 0 | 0 | 1.0758 | 0.91265 | 1.0203 | 1.0758 | 0.91265 | 1.0203 | 0.70704 | -97.0676 | 89.2391 | 0.70704 | -97.0676 | 89.2391
Line13_13_14 | 0 | 0 | 0 | 0 | 0 | 0 | 0 | 0 | 0 | 0 | 0 | 0 | 1.1394e-09 | -3.2925e-08 | 3.358e-08 | -2.8771e-09 | 6.7556e-10 | 4.0738e-10 | -6.7163e-08 | 4.0384e-09 | -8.6383e-11 | 7.9266e-11 | 1.2187e-09 | -1.6661e-09 | 0 | 0 | 0 | 0 | 0 | 0 | 1.0758 | 0.91265 | 1.0203 | 1.0758 | 0.91265 | 1.0203 | 0.70704 | -97.0676 | 89.2391 | 0.70704 | -97.0676 | 89.2391
Line14_15_16 | 0 | 0 | 0 | 0 | 0 | 0 | 0 | 0 | 0 | 0 | 0 | 0 | 2.2787e-09 | -6.5851e-08 | 6.7161e-08 | -4.0164e-09 | 3.3601e-08 | -3.3173e-08 | -1.3433e-07 | 8.0768e-09 | -1.7277e-10 | 6.7243e-08 | -2.8197e-09 | -1.5798e-09 | 0 | 0 | 0 | 0 | 0 | 0 | 1.0758 | 0.91265 | 1.0203 | 1.0758 | 0.91265 | 1.0203 | 0.70704 | -97.0676 | 89.2391 | 0.70704 | -97.0676 | 89.2391
Line15_16_17 | 0 | 0 | 0 | 0 | 0 | 0 | 0 | 0 | 0 | 0 | 0 | 0 | 1.1394e-09 | -3.2925e-08 | 3.358e-08 | -2.8771e-09 | 6.7556e-10 | 4.0738e-10 | -6.7163e-08 | 4.0384e-09 | -8.6383e-11 | 7.9265e-11 | 1.2187e-09 | -1.6661e-09 | 0 | 0 | 0 | 0 | 0 | 0 | 1.0758 | 0.91265 | 1.0203 | 1.0758 | 0.91265 | 1.0203 | 0.70704 | -97.0676 | 89.2391 | 0.70704 | -97.0676 | 89.2391
Line16_4_18 | 0 | 0 | 0 | 0 | 0 | 0 | 0 | 0 | 0 | 0 | 0 | 0 | 1.1393e-09 | -3.2925e-08 | 3.358e-08 | -2.8771e-09 | 6.7556e-10 | 4.0738e-10 | -6.7163e-08 | 4.0384e-09 | -8.6383e-11 | 7.9266e-11 | 1.2187e-09 | -1.6661e-09 | 0 | 0 | 0 | 0 | 0 | 0 | 1.0758 | 0.91265 | 1.0203 | 1.0758 | 0.91265 | 1.0203 | 0.70705 | -97.0676 | 89.2391 | 0.70705 | -97.0676 | 89.2391
Line17_5_19 | 0 | 0 | 0 | 0 | 0 | 0 | 0 | 0 | 0 | 0 | 0 | 0 | 1.1393e-09 | -3.2925e-08 | 3.358e-08 | -2.8771e-09 | 6.7556e-10 | 4.0738e-10 | -6.7163e-08 | 4.0384e-09 | -8.6383e-11 | 7.9266e-11 | 1.2187e-09 | -1.6661e-09 | 0 | 0 | 0 | 0 | 0 | 0 | 1.0758 | 0.91265 | 1.0203 | 1.0758 | 0.91265 | 1.0203 | 0.70705 | -97.0676 | 89.2391 | 0.70705 | -97.0676 | 89.2391
Line1_1_3 | 1.4611e-06 | 1.4818e-06 | 1.4402e-06 | 1.2788e-06 | 1.2995e-06 | 1.258e-06 | 3.3742e-07 | 3.4221e-07 | 3.3261e-07 | 2.9533e-07 | 3.0012e-07 | 2.9053e-07 | 9.1149e-09 | -2.634e-07 | 2.6864e-07 | -1.0853e-08 | 2.3115e-07 | -2.3465e-07 | -5.3731e-07 | 3.2307e-08 | -6.9102e-10 | 4.7022e-07 | -2.705e-08 | -1.0615e-09 | 0 | 0 | 0 | -90.6151 | -90.3931 | -91.0201 | 1.0758 | 0.91265 | 1.0203 | 1.0758 | 0.91265 | 1.0203 | 0.70705 | -97.0676 | 89.2391 | 0.70704 | -97.0676 | 89.2391
Line2_1_4 | 0 | 0 | 0 | 0 | 0 | 0 | 0 | 0 | 0 | 0 | 0 | 0 | 2.2787e-09 | -6.5851e-08 | 6.716e-08 | -4.0164e-09 | 3.3601e-08 | -3.3173e-08 | -1.3433e-07 | 8.0768e-09 | -1.7276e-10 | 6.7242e-08 | -2.8197e-09 | -1.5798e-09 | 0 | 0 | 0 | 0 | 0 | 0 | 1.0758 | 0.91265 | 1.0203 | 1.0758 | 0.91265 | 1.0203 | 0.70705 | -97.0676 | 89.2391 | 0.70705 | -97.0676 | 89.2391
Line3_1_5 | 0 | 0 | 0 | 0 | 0 | 0 | 0 | 0 | 0 | 0 | 0 | 0 | 2.2787e-09 | -6.5851e-08 | 6.716e-08 | -4.0164e-09 | 3.3601e-08 | -3.3173e-08 | -1.3433e-07 | 8.0768e-09 | -1.7276e-10 | 6.7242e-08 | -2.8197e-09 | -1.5798e-09 | 0 | 0 | 0 | 0 | 0 | 0 | 1.0758 | 0.91265 | 1.0203 | 1.0758 | 0.91265 | 1.0203 | 0.70705 | -97.0676 | 89.2391 | 0.70705 | -97.0676 | 89.2391
Line4_2_6 | 0 | 1.5884 | 1.688 | 0 | 1.5884 | 1.688 | 0 | 0.36682 | 0.38982 | 0 | 0.36682 | 0.38982 | 9.823e-09 | 0.095856 | 0.11848 | -1.1394e-08 | -0.071892 | -0.088858 | -3.4409e-07 | 0.20639 | 0.22228 | 2.7559e-07 | -0.15479 | -0.16671 | 0 | 0 | 0 | 0 | 17.8445 | -152.7025 | 1.0291 | 0.73012 | 0.98071 | 0.98812 | 0.54759 | 0.94892 | 0.77752 | -97.0676 | 89.2391 | 0.84836 | -97.0676 | 89.2391
Line5_6_7 | 0 | 1.5884 | 1.688 | 0 | 1.5884 | 1.688 | 0 | 0.36682 | 0.38982 | 0 | 0.36682 | 0.38982 | 8.5811e-09 | 0.071892 | 0.088858 | -9.7253e-09 | -0.047928 | -0.059239 | -2.755e-07 | 0.15479 | 0.16671 | 2.0681e-07 | -0.1032 | -0.11114 | 0 | 0 | 0 | 0 | 17.8445 | -152.7025 | 0.98812 | 0.54759 | 0.94892 | 0.95372 | 0.36506 | 0.9257 | 0.84836 | -97.0676 | 89.2391 | 0.91958 | -97.0676 | 89.2391
Line6_7_8 | 0 | 1.5884 | 1.688 | 0 | 1.5884 | 1.688 | 0 | 0.36682 | 0.38982 | 0 | 0.36682 | 0.38982 | 6.9438e-09 | 0.047928 | 0.059239 | -7.6608e-09 | -0.023964 | -0.029619 | -2.067e-07 | 0.1032 | 0.11114 | 1.3782e-07 | -0.051598 | -0.055569 | 0 | 0 | 0 | 0 | 17.8445 | -152.7025 | 0.95372 | 0.36506 | 0.9257 | 0.92658 | 0.18253 | 0.9117 | 0.91958 | -97.0676 | 89.2391 | 0.99118 | -97.0676 | 89.2391
Line7_8_9 | 0 | 0 | 0 | 0 | 0 | 0 | 0 | 0 | 0 | 0 | 0 | 0 | 2.4024e-09 | -7.1685e-09 | 6.5639e-09 | -2.7499e-09 | 4.8791e-10 | 4.6419e-10 | -6.8711e-08 | 7.3668e-10 | 8.2603e-11 | 1.0994e-10 | 2.4374e-10 | -3.3323e-10 | 0 | 0 | 0 | 0 | 0 | 0 | 0.92658 | 0.18253 | 0.9117 | 0.92658 | 0.18253 | 0.9117 | 0.99118 | -97.0676 | 89.2391 | 0.99118 | -97.0676 | 89.2391
Line8_8_10 | 0 | 1.5884 | 1.688 | 0 | 1.5884 | 1.688 | 0 | 0.36682 | 0.38982 | 0 | 0.36682 | 0.38982 | 2.5085e-09 | 0.023964 | 0.029619 | -2.7186e-09 | 6.1604e-14 | 8.048e-15 | -6.9e-08 | 0.051598 | 0.055569 | 1.1761e-10 | -1.4099e-14 | -6.3937e-15 | 0 | -162.1555 | 27.2975 | 0 | 17.8445 | -152.7025 | 0.92658 | 0.18253 | 0.9117 | 0.90735 | 0 | 0.90735 | 0.99118 | -97.0676 | 89.2391 | 1.0632 | 0 | 0
Line9_3_11 | 1.2785e-06 | 1.2966e-06 | 1.2602e-06 | 1.0962e-06 | 1.1143e-06 | 1.078e-06 | 2.9525e-07 | 2.9944e-07 | 2.9103e-07 | 2.5316e-07 | 2.5734e-07 | 2.4896e-07 | 7.9755e-09 | -2.3048e-07 | 2.3506e-07 | -9.7132e-09 | 1.9823e-07 | -2.0107e-07 | -4.7014e-07 | 2.8269e-08 | -6.0465e-10 | 4.0306e-07 | -2.3012e-08 | -1.1479e-09 | 0 | 0 | 0 | -90.6734 | -90.4459 | -91.088 | 1.0758 | 0.91265 | 1.0203 | 1.0758 | 0.91265 | 1.0203 | 0.70704 | -97.0676 | 89.2391 | 0.70704 | -97.0676 | 89.2391

## LLG_max_fault_6
name | pf_ikss_a_from_ka | pf_ikss_b_from_ka | pf_ikss_c_from_ka | pf_ikss_a_to_ka | pf_ikss_b_to_ka | pf_ikss_c_to_ka | pf_skss_a_from_mw | pf_skss_b_from_mw | pf_skss_c_from_mw | pf_skss_a_to_mw | pf_skss_b_to_mw | pf_skss_c_to_mw | pf_p_a_from_mw | pf_p_b_from_mw | pf_p_c_from_mw | pf_p_a_to_mw | pf_p_b_to_mw | pf_p_c_to_mw | pf_q_a_from_mvar | pf_q_b_from_mvar | pf_q_c_from_mvar | pf_q_a_to_mvar | pf_q_b_to_mvar | pf_q_c_to_mvar | pf_ikss_a_from_degree | pf_ikss_b_from_degree | pf_ikss_c_from_degree | pf_ikss_a_to_degree | pf_ikss_b_to_degree | pf_ikss_c_to_degree | pf_vm_a_from_pu | pf_vm_b_from_pu | pf_vm_c_from_pu | pf_vm_a_to_pu | pf_vm_b_to_pu | pf_vm_c_to_pu | pf_va_a_from_degree | pf_va_b_from_degree | pf_va_c_from_degree | pf_va_a_to_degree | pf_va_b_to_degree | pf_va_c_to_degree
Line0_1_2 | 0 | 0.032138 | 0.034076 | 0 | 0.032138 | 0.034076 | 0 | 0.007422 | 0.0078695 | 0 | 0.007422 | 0.0078695 | -1.7909e-08 | 0.0051972 | 0.0058745 | 1.478e-08 | -0.0051906 | -0.0058608 | -2.5021e-08 | 0.0052681 | 0.0059051 | 2.1074e-08 | -0.0052473 | -0.0058853 | 0 | 0 | 0 | 0 | 15.521 | -108.12 | 1.0494 | 1.0474 | 1.048 | 1.0482 | 1.0443 | 1.0462 | 1.83 | -119.0908 | 117.0289 | 1.8244 | -119.1676 | 116.9995
Line10_11_12 | 0 | 0 | 0 | 0 | 0 | 0 | 0 | 0 | 0 | 0 | 0 | 0 | -1.7711e-08 | -1.0773e-08 | 2.8562e-08 | 1.4591e-08 | 9.1705e-09 | -2.384e-08 | -2.4284e-08 | 2.5326e-08 | -5.4627e-09 | 2.0371e-08 | -2.1044e-08 | 4.3411e-09 | 0 | 0 | 0 | 0 | 0 | 0 | 1.0494 | 1.0474 | 1.048 | 1.0494 | 1.0474 | 1.048 | 1.83 | -119.0908 | 117.0289 | 1.83 | -119.0908 | 117.0289
Line11_12_13 | 0 | 0 | 0 | 0 | 0 | 0 | 0 | 0 | 0 | 0 | 0 | 0 | -1.4759e-08 | -8.9774e-09 | 2.3801e-08 | 1.1639e-08 | 7.375e-09 | -1.9079e-08 | -2.0237e-08 | 2.1105e-08 | -4.5523e-09 | 1.6324e-08 | -1.6823e-08 | 3.4306e-09 | 0 | 0 | 0 | 0 | 0 | 0 | 1.0494 | 1.0474 | 1.048 | 1.0494 | 1.0474 | 1.048 | 1.83 | -119.0908 | 117.0289 | 1.83 | -119.0908 | 117.0289
Line12_13_15 | 0 | 0 | 0 | 0 | 0 | 0 | 0 | 0 | 0 | 0 | 0 | 0 | -8.8553e-09 | -5.3865e-09 | 1.4281e-08 | 5.7357e-09 | 3.784e-09 | -9.5588e-09 | -1.2142e-08 | 1.2663e-08 | -2.7314e-09 | 8.2289e-09 | -8.3811e-09 | 1.6097e-09 | 0 | 0 | 0 | 0 | 0 | 0 | 1.0494 | 1.0474 | 1.048 | 1.0494 | 1.0474 | 1.048 | 1.83 | -119.0908 | 117.0289 | 1.83 | -119.0908 | 117.0289
Line13_13_14 | 0 | 0 | 0 | 0 | 0 | 0 | 0 | 0 | 0 | 0 | 0 | 0 | -2.9518e-09 | -1.7955e-09 | 4.7603e-09 | -1.6778e-10 | 1.9302e-10 | -3.8265e-11 | -4.0474e-09 | 4.221e-09 | -9.1045e-10 | 1.3418e-10 | 6.0915e-11 | -2.1122e-10 | 0 | 0 | 0 | 0 | 0 | 0 | 1.0494 | 1.0474 | 1.048 | 1.0494 | 1.0474 | 1.048 | 1.83 | -119.0908 | 117.0289 | 1.83 | -119.0908 | 117.0289
Line14_15_16 | 0 | 0 | 0 | 0 | 0 | 0 | 0 | 0 | 0 | 0 | 0 | 0 | -5.9035e-09 | -3.591e-09 | 9.5205e-09 | 2.784e-09 | 1.9885e-09 | -4.7985e-09 | -8.0947e-09 | 8.442e-09 | -1.8209e-09 | 4.1815e-09 | -4.1601e-09 | 6.9924e-10 | 0 | 0 | 0 | 0 | 0 | 0 | 1.0494 | 1.0474 | 1.048 | 1.0494 | 1.0474 | 1.048 | 1.83 | -119.0908 | 117.0289 | 1.83 | -119.0908 | 117.0289
Line15_16_17 | 0 | 0 | 0 | 0 | 0 | 0 | 0 | 0 | 0 | 0 | 0 | 0 | -2.9518e-09 | -1.7955e-09 | 4.7603e-09 | -1.6778e-10 | 1.9302e-10 | -3.8265e-11 | -4.0474e-09 | 4.221e-09 | -9.1045e-10 | 1.3418e-10 | 6.0915e-11 | -2.1122e-10 | 0 | 0 | 0 | 0 | 0 | 0 | 1.0494 | 1.0474 | 1.048 | 1.0494 | 1.0474 | 1.048 | 1.83 | -119.0908 | 117.0289 | 1.83 | -119.0908 | 117.0289
Line16_4_18 | 0 | 0 | 0 | 0 | 0 | 0 | 0 | 0 | 0 | 0 | 0 | 0 | -2.9518e-09 | -1.7955e-09 | 4.7603e-09 | -1.6778e-10 | 1.9302e-10 | -3.8265e-11 | -4.0474e-09 | 4.221e-09 | -9.1045e-10 | 1.3418e-10 | 6.0914e-11 | -2.1122e-10 | 0 | 0 | 0 | 0 | 0 | 0 | 1.0494 | 1.0474 | 1.048 | 1.0494 | 1.0474 | 1.048 | 1.83 | -119.0908 | 117.0289 | 1.83 | -119.0908 | 117.0289
Line17_5_19 | 0 | 0 | 0 | 0 | 0 | 0 | 0 | 0 | 0 | 0 | 0 | 0 | -2.9518e-09 | -1.7955e-09 | 4.7603e-09 | -1.6778e-10 | 1.9302e-10 | -3.8265e-11 | -4.0474e-09 | 4.221e-09 | -9.1045e-10 | 1.3418e-10 | 6.0914e-11 | -2.1122e-10 | 0 | 0 | 0 | 0 | 0 | 0 | 1.0494 | 1.0474 | 1.048 | 1.0494 | 1.0474 | 1.048 | 1.83 | -119.0908 | 117.0289 | 1.83 | -119.0908 | 117.0289
Line1_1_3 | 0 | 0 | 0 | 0 | 0 | 0 | 0 | 0 | 0 | 0 | 0 | 0 | -2.3614e-08 | -1.4364e-08 | 3.8082e-08 | 2.0495e-08 | 1.2761e-08 | -3.336e-08 | -3.2379e-08 | 3.3768e-08 | -7.2836e-09 | 2.8466e-08 | -2.9486e-08 | 6.162e-09 | 0 | 0 | 0 | 0 | 0 | 0 | 1.0494 | 1.0474 | 1.048 | 1.0494 | 1.0474 | 1.048 | 1.83 | -119.0908 | 117.0289 | 1.83 | -119.0908 | 117.0289
Line2_1_4 | 0 | 0 | 0 | 0 | 0 | 0 | 0 | 0 | 0 | 0 | 0 | 0 | -5.9035e-09 | -3.591e-09 | 9.5205e-09 | 2.784e-09 | 1.9885e-09 | -4.7985e-09 | -8.0947e-09 | 8.442e-09 | -1.8209e-09 | 4.1815e-09 | -4.1601e-09 | 6.9924e-10 | 0 | 0 | 0 | 0 | 0 | 0 | 1.0494 | 1.0474 | 1.048 | 1.0494 | 1.0474 | 1.048 | 1.83 | -119.0908 | 117.0289 | 1.83 | -119.0908 | 117.0289
Line3_1_5 | 0 | 0 | 0 | 0 | 0 | 0 | 0 | 0 | 0 | 0 | 0 | 0 | -5.9035e-09 | -3.591e-09 | 9.5205e-09 | 2.784e-09 | 1.9885e-09 | -4.7985e-09 | -8.0947e-09 | 8.442e-09 | -1.8209e-09 | 4.1815e-09 | -4.1601e-09 | 6.9924e-10 | 0 | 0 | 0 | 0 | 0 | 0 | 1.0494 | 1.0474 | 1.048 | 1.0494 | 1.0474 | 1.048 | 1.83 | -119.0908 | 117.0289 | 1.83 | -119.0908 | 117.0289
Line4_2_6 | 0 | 0.032138 | 0.034076 | 0 | 0.032138 | 0.034076 | 0 | 0.007422 | 0.0078695 | 0 | 0.007422 | 0.0078695 | -1.4946e-08 | 0.0051906 | 0.0058608 | 1.1809e-08 | -0.005184 | -0.005847 | -2.0941e-08 | 0.0052473 | 0.0058853 | 1.6953e-08 | -0.0052266 | -0.0058654 | 0 | 0 | 0 | 0 | 15.521 | -108.12 | 1.0482 | 1.0443 | 1.0462 | 1.047 | 1.0412 | 1.0443 | 1.8244 | -119.1676 | 116.9995 | 1.8188 | -119.2448 | 116.9698
Line5_6_7 | 0 | 0.032138 | 0.034076 | 0 | 0.032138 | 0.034076 | 0 | 0.007422 | 0.0078695 | 0 | 0.007422 | 0.0078695 | -1.1972e-08 | 0.005184 | 0.005847 | 8.8278e-09 | -0.0051775 | -0.0058333 | -1.682e-08 | 0.0052266 | 0.0058654 | 1.2791e-08 | -0.0052058 | -0.0058455 | 0 | 0 | 0 | 0 | 15.5211 | -108.12 | 1.047 | 1.0412 | 1.0443 | 1.0459 | 1.0381 | 1.0425 | 1.8188 | -119.2448 | 116.9698 | 1.8132 | -119.3224 | 116.94
Line6_7_8 | 0 | 0.032138 | 0.034076 | 0 | 0.032138 | 0.034076 | 0 | 0.007422 | 0.0078695 | 0 | 0.007422 | 0.0078695 | -8.9894e-09 | 0.0051775 | 0.0058333 | 5.8371e-09 | -0.0051709 | -0.0058196 | -1.2659e-08 | 0.0052058 | 0.0058455 | 8.5894e-09 | -0.0051851 | -0.0058257 | 0 | 0 | 0 | 0 | 15.5211 | -108.1201 | 1.0459 | 1.0381 | 1.0425 | 1.0447 | 1.035 | 1.0407 | 1.8132 | -119.3224 | 116.94 | 1.8076 | -119.4004 | 116.91
Line7_8_9 | 0 | 0 | 0 | 0 | 0 | 0 | 0 | 0 | 0 | 0 | 0 | 0 | -2.9949e-09 | -1.9132e-09 | 4.8305e-09 | -1.5953e-10 | 2.2904e-10 | 8.0517e-12 | -4.2175e-09 | 4.3207e-09 | -8.6184e-10 | 1.323e-10 | 3.975e-11 | -2.1716e-10 | 0 | 0 | 0 | 0 | 0 | 0 | 1.0447 | 1.035 | 1.0407 | 1.0447 | 1.035 | 1.0407 | 1.8076 | -119.4004 | 116.91 | 1.8076 | -119.4004 | 116.91
Line8_8_10 | 0 | 0.032138 | 0.034076 | 0 | 0.032138 | 0.034076 | 0 | 0.007422 | 0.0078695 | 0 | 0.007422 | 0.0078695 | -3.0017e-09 | 0.0051709 | 0.0058196 | -1.5747e-10 | -0.0051643 | -0.0058058 | -4.2396e-09 | 0.0051851 | 0.0058257 | 1.3183e-10 | -0.0051643 | -0.0058058 | 0 | -164.4788 | 71.8799 | 0 | 15.5212 | -108.1201 | 1.0447 | 1.035 | 1.0407 | 1.0435 | 1.0319 | 1.0388 | 1.8076 | -119.4004 | 116.91 | 1.8019 | -119.4788 | 116.8799
Line9_3_11 | 0 | 0 | 0 | 0 | 0 | 0 | 0 | 0 | 0 | 0 | 0 | 0 | -2.0662e-08 | -1.2568e-08 | 3.3322e-08 | 1.7543e-08 | 1.0966e-08 | -2.86e-08 | -2.8331e-08 | 2.9547e-08 | -6.3732e-09 | 2.4418e-08 | -2.5265e-08 | 5.2515e-09 | 0 | 0 | 0 | 0 | 0 | 0 | 1.0494 | 1.0474 | 1.048 | 1.0494 | 1.0474 | 1.048 | 1.83 | -119.0908 | 117.0289 | 1.83 | -119.0908 | 117.0289

## LLG_max_fault_10
name | pf_ikss_a_from_ka | pf_ikss_b_from_ka | pf_ikss_c_from_ka | pf_ikss_a_to_ka | pf_ikss_b_to_ka | pf_ikss_c_to_ka | pf_skss_a_from_mw | pf_skss_b_from_mw | pf_skss_c_from_mw | pf_skss_a_to_mw | pf_skss_b_to_mw | pf_skss_c_to_mw | pf_p_a_from_mw | pf_p_b_from_mw | pf_p_c_from_mw | pf_p_a_to_mw | pf_p_b_to_mw | pf_p_c_to_mw | pf_q_a_from_mvar | pf_q_b_from_mvar | pf_q_c_from_mvar | pf_q_a_to_mvar | pf_q_b_to_mvar | pf_q_c_to_mvar | pf_ikss_a_from_degree | pf_ikss_b_from_degree | pf_ikss_c_from_degree | pf_ikss_a_to_degree | pf_ikss_b_to_degree | pf_ikss_c_to_degree | pf_vm_a_from_pu | pf_vm_b_from_pu | pf_vm_c_from_pu | pf_vm_a_to_pu | pf_vm_b_to_pu | pf_vm_c_to_pu | pf_va_a_from_degree | pf_va_b_from_degree | pf_va_c_from_degree | pf_va_a_to_degree | pf_va_b_to_degree | pf_va_c_to_degree
Line0_1_2 | 0 | 0.033666 | 0.035694 | 0 | 0.033666 | 0.035694 | 0 | 0.0077748 | 0.0082432 | 0 | 0.0077747 | 0.0082432 | -1.9658e-08 | 0.005703 | 0.0064456 | 1.6223e-08 | -0.0056957 | -0.0064306 | -2.7472e-08 | 0.0057808 | 0.0064792 | 2.3139e-08 | -0.005758 | -0.0064574 | 0 | 0 | 0 | 0 | 15.5151 | -108.1241 | 1.0993 | 1.0971 | 1.0978 | 1.0981 | 1.0939 | 1.0959 | 1.8287 | -119.0966 | 117.0248 | 1.8231 | -119.1734 | 116.9953
Line10_11_12 | 0 | 0 | 0 | 0 | 0 | 0 | 0 | 0 | 0 | 0 | 0 | 0 | -1.944e-08 | -1.1831e-08 | 3.1351e-08 | 1.6016e-08 | 1.0071e-08 | -2.6167e-08 | -2.6663e-08 | 2.7804e-08 | -5.9914e-09 | 2.2367e-08 | -2.3104e-08 | 4.7607e-09 | 0 | 0 | 0 | 0 | 0 | 0 | 1.0993 | 1.0971 | 1.0978 | 1.0993 | 1.0971 | 1.0978 | 1.8287 | -119.0966 | 117.0248 | 1.8287 | -119.0966 | 117.0248
Line11_12_13 | 0 | 0 | 0 | 0 | 0 | 0 | 0 | 0 | 0 | 0 | 0 | 0 | -1.62e-08 | -9.8589e-09 | 2.6126e-08 | 1.2776e-08 | 8.0993e-09 | -2.0942e-08 | -2.2219e-08 | 2.317e-08 | -4.9928e-09 | 1.7923e-08 | -1.847e-08 | 3.7622e-09 | 0 | 0 | 0 | 0 | 0 | 0 | 1.0993 | 1.0971 | 1.0978 | 1.0993 | 1.0971 | 1.0978 | 1.8287 | -119.0966 | 117.0248 | 1.8287 | -119.0966 | 117.0248
Line12_13_15 | 0 | 0 | 0 | 0 | 0 | 0 | 0 | 0 | 0 | 0 | 0 | 0 | -9.7201e-09 | -5.9154e-09 | 1.5675e-08 | 6.296e-09 | 4.1557e-09 | -1.0492e-08 | -1.3332e-08 | 1.3902e-08 | -2.9957e-09 | 9.0349e-09 | -9.2017e-09 | 1.765e-09 | 0 | 0 | 0 | 0 | 0 | 0 | 1.0993 | 1.0971 | 1.0978 | 1.0993 | 1.0971 | 1.0978 | 1.8287 | -119.0966 | 117.0248 | 1.8287 | -119.0966 | 117.0248
Line13_13_14 | 0 | 0 | 0 | 0 | 0 | 0 | 0 | 0 | 0 | 0 | 0 | 0 | -3.24e-09 | -1.9718e-09 | 5.2251e-09 | -1.8404e-10 | 2.1218e-10 | -4.1421e-11 | -4.4439e-09 | 4.6341e-09 | -9.9857e-10 | 1.4716e-10 | 6.6417e-11 | -2.321e-10 | 0 | 0 | 0 | 0 | 0 | 0 | 1.0993 | 1.0971 | 1.0978 | 1.0993 | 1.0971 | 1.0978 | 1.8287 | -119.0966 | 117.0248 | 1.8287 | -119.0966 | 117.0248
Line14_15_16 | 0 | 0 | 0 | 0 | 0 | 0 | 0 | 0 | 0 | 0 | 0 | 0 | -6.4801e-09 | -3.9436e-09 | 1.045e-08 | 3.056e-09 | 2.184e-09 | -5.2665e-09 | -8.8878e-09 | 9.2681e-09 | -1.9971e-09 | 4.5911e-09 | -4.5676e-09 | 7.6646e-10 | 0 | 0 | 0 | 0 | 0 | 0 | 1.0993 | 1.0971 | 1.0978 | 1.0993 | 1.0971 | 1.0978 | 1.8287 | -119.0966 | 117.0248 | 1.8287 | -119.0966 | 117.0248
Line15_16_17 | 0 | 0 | 0 | 0 | 0 | 0 | 0 | 0 | 0 | 0 | 0 | 0 | -3.24e-09 | -1.9718e-09 | 5.2251e-09 | -1.8404e-10 | 2.1218e-10 | -4.1421e-11 | -4.4439e-09 | 4.6341e-09 | -9.9857e-10 | 1.4716e-10 | 6.6417e-11 | -2.321e-10 | 0 | 0 | 0 | 0 | 0 | 0 | 1.0993 | 1.0971 | 1.0978 | 1.0993 | 1.0971 | 1.0978 | 1.8287 | -119.0966 | 117.0248 | 1.8287 | -119.0966 | 117.0248
Line16_4_18 | 0 | 0 | 0 | 0 | 0 | 0 | 0 | 0 | 0 | 0 | 0 | 0 | -3.24e-09 | -1.9718e-09 | 5.2251e-09 | -1.8404e-10 | 2.1218e-10 | -4.1421e-11 | -4.4439e-09 | 4.6341e-09 | -9.9857e-10 | 1.4716e-10 | 6.6417e-11 | -2.321e-10 | 0 | 0 | 0 | 0 | 0 | 0 | 1.0993 | 1.0971 | 1.0978 | 1.0993 | 1.0971 | 1.0978 | 1.8287 | -119.0966 | 117.0248 | 1.8287 | -119.0966 | 117.0248
Line17_5_19 | 0 | 0 | 0 | 0 | 0 | 0 | 0 | 0 | 0 | 0 | 0 | 0 | -3.24e-09 | -1.9718e-09 | 5.2251e-09 | -1.8404e-10 | 2.1218e-10 | -4.1421e-11 | -4.4439e-09 | 4.6341e-09 | -9.9857e-10 | 1.4716e-10 | 6.6417e-11 | -2.321e-10 | 0 | 0 | 0 | 0 | 0 | 0 | 1.0993 | 1.0971 | 1.0978 | 1.0993 | 1.0971 | 1.0978 | 1.8287 | -119.0966 | 117.0248 | 1.8287 | -119.0966 | 117.0248
Line1_1_3 | 0 | 0 | 0 | 0 | 0 | 0 | 0 | 0 | 0 | 0 | 0 | 0 | -2.592e-08 | -1.5774e-08 | 4.1801e-08 | 2.2496e-08 | 1.4015e-08 | -3.6617e-08 | -3.5551e-08 | 3.7073e-08 | -7.9885e-09 | 3.1254e-08 | -3.2372e-08 | 6.7579e-09 | 0 | 0 | 0 | 0 | 0 | 0 | 1.0993 | 1.0971 | 1.0978 | 1.0993 | 1.0971 | 1.0978 | 1.8287 | -119.0966 | 117.0248 | 1.8287 | -119.0966 | 117.0248
Line2_1_4 | 0 | 0 | 0 | 0 | 0 | 0 | 0 | 0 | 0 | 0 | 0 | 0 | -6.4801e-09 | -3.9436e-09 | 1.045e-08 | 3.056e-09 | 2.184e-09 | -5.2665e-09 | -8.8878e-09 | 9.2681e-09 | -1.9971e-09 | 4.591e-09 | -4.5676e-09 | 7.6647e-10 | 0 | 0 | 0 | 0 | 0 | 0 | 1.0993 | 1.0971 | 1.0978 | 1.0993 | 1.0971 | 1.0978 | 1.8287 | -119.0966 | 117.0248 | 1.8287 | -119.0966 | 117.0248
Line3_1_5 | 0 | 0 | 0 | 0 | 0 | 0 | 0 | 0 | 0 | 0 | 0 | 0 | -6.4801e-09 | -3.9436e-09 | 1.045e-08 | 3.056e-09 | 2.184e-09 | -5.2665e-09 | -8.8878e-09 | 9.2681e-09 | -1.9971e-09 | 4.591e-09 | -4.5676e-09 | 7.6647e-10 | 0 | 0 | 0 | 0 | 0 | 0 | 1.0993 | 1.0971 | 1.0978 | 1.0993 | 1.0971 | 1.0978 | 1.8287 | -119.0966 | 117.0248 | 1.8287 | -119.0966 | 117.0248
Line4_2_6 | 0 | 0.033666 | 0.035694 | 0 | 0.033666 | 0.035694 | 0 | 0.0077747 | 0.0082432 | 0 | 0.0077747 | 0.0082432 | -1.6405e-08 | 0.0056957 | 0.0064306 | 1.2962e-08 | -0.0056885 | -0.0064155 | -2.2992e-08 | 0.005758 | 0.0064574 | 1.8614e-08 | -0.0057352 | -0.0064356 | 0 | 0 | 0 | 0 | 15.5152 | -108.1241 | 1.0981 | 1.0939 | 1.0959 | 1.0969 | 1.0906 | 1.094 | 1.8231 | -119.1734 | 116.9953 | 1.8175 | -119.2506 | 116.9657
Line5_6_7 | 0 | 0.033666 | 0.035694 | 0 | 0.033666 | 0.035694 | 0 | 0.0077747 | 0.0082432 | 0 | 0.0077747 | 0.0082432 | -1.3142e-08 | 0.0056885 | 0.0064155 | 9.6901e-09 | -0.0056813 | -0.0064004 | -1.8467e-08 | 0.0057352 | 0.0064356 | 1.4044e-08 | -0.0057124 | -0.0064139 | 0 | 0 | 0 | 0 | 15.5152 | -108.1241 | 1.0969 | 1.0906 | 1.094 | 1.0956 | 1.0874 | 1.0921 | 1.8175 | -119.2506 | 116.9657 | 1.8119 | -119.3283 | 116.9359
Line6_7_8 | 0 | 0.033666 | 0.035694 | 0 | 0.033666 | 0.035694 | 0 | 0.0077747 | 0.0082432 | 0 | 0.0077747 | 0.0082432 | -9.8673e-09 | 0.0056813 | 0.0064004 | 6.4072e-09 | -0.0056741 | -0.0063854 | -1.3899e-08 | 0.0057124 | 0.0064138 | 9.4305e-09 | -0.0056897 | -0.0063921 | 0 | 0 | 0 | 0 | 15.5152 | -108.1242 | 1.0956 | 1.0874 | 1.0921 | 1.0944 | 1.0842 | 1.0901 | 1.8119 | -119.3283 | 116.9359 | 1.8063 | -119.4063 | 116.9059
Line7_8_9 | 0 | 0 | 0 | 0 | 0 | 0 | 0 | 0 | 0 | 0 | 0 | 0 | -3.2874e-09 | -2.1009e-09 | 5.3022e-09 | -1.7499e-10 | 2.5169e-10 | 9.3914e-12 | -4.6306e-09 | 4.7434e-09 | -9.4524e-10 | 1.4509e-10 | 4.3196e-11 | -2.3861e-10 | 0 | 0 | 0 | 0 | 0 | 0 | 1.0944 | 1.0842 | 1.0901 | 1.0944 | 1.0842 | 1.0901 | 1.8063 | -119.4063 | 116.9059 | 1.8063 | -119.4063 | 116.9059
Line8_8_10 | 0 | 0.033666 | 0.035694 | 0 | 0.033666 | 0.035694 | 0 | 0.0077747 | 0.0082432 | 0 | 0.0077747 | 0.0082432 | -3.2949e-09 | 0.0056741 | 0.0063853 | -1.7273e-10 | -0.0056669 | -0.0063703 | -4.6549e-09 | 0.0056896 | 0.0063921 | 1.4458e-10 | -0.0056669 | -0.0063703 | 0 | -164.4847 | 71.8758 | 0 | 15.5153 | -108.1242 | 1.0944 | 1.0842 | 1.0901 | 1.0932 | 1.0809 | 1.0882 | 1.8063 | -119.4063 | 116.9059 | 1.8007 | -119.4847 | 116.8758
Line9_3_11 | 0 | 0 | 0 | 0 | 0 | 0 | 0 | 0 | 0 | 0 | 0 | 0 | -2.268e-08 | -1.3802e-08 | 3.6576e-08 | 1.9256e-08 | 1.2043e-08 | -3.1392e-08 | -3.1107e-08 | 3.2438e-08 | -6.99e-09 | 2.6811e-08 | -2.7738e-08 | 5.7593e-09 | 0 | 0 | 0 | 0 | 0 | 0 | 1.0993 | 1.0971 | 1.0978 | 1.0993 | 1.0971 | 1.0978 | 1.8287 | -119.0966 | 117.0248 | 1.8287 | -119.0966 | 117.0248

## LLG_min_6
name | pf_ikss_a_from_ka | pf_ikss_b_from_ka | pf_ikss_c_from_ka | pf_ikss_a_to_ka | pf_ikss_b_to_ka | pf_ikss_c_to_ka | pf_skss_a_from_mw | pf_skss_b_from_mw | pf_skss_c_from_mw | pf_skss_a_to_mw | pf_skss_b_to_mw | pf_skss_c_to_mw | pf_p_a_from_mw | pf_p_b_from_mw | pf_p_c_from_mw | pf_p_a_to_mw | pf_p_b_to_mw | pf_p_c_to_mw | pf_q_a_from_mvar | pf_q_b_from_mvar | pf_q_c_from_mvar | pf_q_a_to_mvar | pf_q_b_to_mvar | pf_q_c_to_mvar | pf_ikss_a_from_degree | pf_ikss_b_from_degree | pf_ikss_c_from_degree | pf_ikss_a_to_degree | pf_ikss_b_to_degree | pf_ikss_c_to_degree | pf_vm_a_from_pu | pf_vm_b_from_pu | pf_vm_c_from_pu | pf_vm_a_to_pu | pf_vm_b_to_pu | pf_vm_c_to_pu | pf_va_a_from_degree | pf_va_b_from_degree | pf_va_c_from_degree | pf_va_a_to_degree | pf_va_b_to_degree | pf_va_c_to_degree
Line0_1_2 | 0 | 1.1368 | 1.2747 | 0 | 1.1368 | 1.2747 | 0 | 0.26254 | 0.29439 | 0 | 0.26254 | 0.29439 | 3.7011e-09 | 0.12212 | 0.15696 | -6.5915e-09 | -0.097693 | -0.12557 | -3.0716e-07 | 0.13545 | 0.15526 | 2.5639e-07 | -0.10836 | -0.1242 | 0 | 0 | 0 | 0 | 33.1087 | -137.072 | 0.95047 | 0.83268 | 0.87889 | 0.90574 | 0.66614 | 0.84215 | 1.319 | -98.928 | 87.6152 | 1.4545 | -98.928 | 87.6152
Line10_11_12 | 0 | 0 | 0 | 0 | 0 | 0 | 0 | 0 | 0 | 0 | 0 | 0 | -2.0944e-09 | -1.5036e-07 | 1.6149e-07 | -3.925e-10 | 1.2579e-07 | -1.3443e-07 | -2.9972e-07 | 2.9097e-08 | -1.0276e-08 | 2.4987e-07 | -2.3378e-08 | 7.1639e-09 | 0 | 0 | 0 | 0 | 0 | 0 | 0.95047 | 0.83268 | 0.87889 | 0.95047 | 0.83268 | 0.87889 | 1.319 | -98.928 | 87.6152 | 1.319 | -98.928 | 87.6152
Line11_12_13 | 0 | 0 | 0 | 0 | 0 | 0 | 0 | 0 | 0 | 0 | 0 | 0 | -1.7454e-09 | -1.253e-07 | 1.3457e-07 | -7.4157e-10 | 1.0073e-07 | -1.0752e-07 | -2.4976e-07 | 2.4248e-08 | -8.5631e-09 | 1.9992e-07 | -1.8528e-08 | 5.4513e-09 | 0 | 0 | 0 | 0 | 0 | 0 | 0.95047 | 0.83268 | 0.87889 | 0.95047 | 0.83268 | 0.87889 | 1.319 | -98.928 | 87.6152 | 1.319 | -98.928 | 87.6152
Line12_13_15 | 0 | 0 | 0 | 0 | 0 | 0 | 0 | 0 | 0 | 0 | 0 | 0 | -1.0472e-09 | -7.5181e-08 | 8.0744e-08 | -1.4397e-09 | 5.0609e-08 | -5.3686e-08 | -1.4986e-07 | 1.4549e-08 | -5.1379e-09 | 1.0002e-07 | -8.8292e-09 | 2.0261e-09 | 0 | 0 | 0 | 0 | 0 | 0 | 0.95047 | 0.83268 | 0.87889 | 0.95047 | 0.83268 | 0.87889 | 1.319 | -98.928 | 87.6152 | 1.319 | -98.928 | 87.6152
Line13_13_14 | 0 | 0 | 0 | 0 | 0 | 0 | 0 | 0 | 0 | 0 | 0 | 0 | -3.4908e-10 | -2.506e-08 | 2.6915e-08 | -2.1379e-09 | 4.8859e-10 | 1.4382e-10 | -4.9953e-08 | 4.8496e-09 | -1.7126e-09 | 1.1017e-10 | 8.6997e-10 | -1.3992e-09 | 0 | 0 | 0 | 0 | 0 | 0 | 0.95047 | 0.83268 | 0.87889 | 0.95047 | 0.83268 | 0.87889 | 1.319 | -98.928 | 87.6152 | 1.319 | -98.928 | 87.6152
Line14_15_16 | 0 | 0 | 0 | 0 | 0 | 0 | 0 | 0 | 0 | 0 | 0 | 0 | -6.9815e-10 | -5.012e-08 | 5.383e-08 | -1.7888e-09 | 2.5549e-08 | -2.6771e-08 | -9.9905e-08 | 9.6991e-09 | -3.4252e-09 | 5.0063e-08 | -3.9796e-09 | 3.1346e-10 | 0 | 0 | 0 | 0 | 0 | 0 | 0.95047 | 0.83268 | 0.87889 | 0.95047 | 0.83268 | 0.87889 | 1.319 | -98.928 | 87.6152 | 1.319 | -98.928 | 87.6152
Line15_16_17 | 0 | 0 | 0 | 0 | 0 | 0 | 0 | 0 | 0 | 0 | 0 | 0 | -3.4907e-10 | -2.506e-08 | 2.6915e-08 | -2.1379e-09 | 4.8859e-10 | 1.4382e-10 | -4.9953e-08 | 4.8496e-09 | -1.7126e-09 | 1.1017e-10 | 8.6997e-10 | -1.3992e-09 | 0 | 0 | 0 | 0 | 0 | 0 | 0.95047 | 0.83268 | 0.87889 | 0.95047 | 0.83268 | 0.87889 | 1.319 | -98.928 | 87.6152 | 1.319 | -98.928 | 87.6152
Line16_4_18 | 0 | 0 | 0 | 0 | 0 | 0 | 0 | 0 | 0 | 0 | 0 | 0 | -3.4909e-10 | -2.506e-08 | 2.6915e-08 | -2.1379e-09 | 4.8859e-10 | 1.4382e-10 | -4.9953e-08 | 4.8496e-09 | -1.7126e-09 | 1.1017e-10 | 8.6997e-10 | -1.3992e-09 | 0 | 0 | 0 | 0 | 0 | 0 | 0.95047 | 0.83268 | 0.87889 | 0.95047 | 0.83268 | 0.87889 | 1.319 | -98.928 | 87.6152 | 1.319 | -98.928 | 87.6152
Line17_5_19 | 0 | 0 | 0 | 0 | 0 | 0 | 0 | 0 | 0 | 0 | 0 | 0 | -3.4909e-10 | -2.506e-08 | 2.6915e-08 | -2.1379e-09 | 4.8859e-10 | 1.4382e-10 | -4.9953e-08 | 4.8496e-09 | -1.7126e-09 | 1.1017e-10 | 8.6997e-10 | -1.3992e-09 | 0 | 0 | 0 | 0 | 0 | 0 | 0.95047 | 0.83268 | 0.87889 | 0.95047 | 0.83268 | 0.87889 | 1.319 | -98.928 | 87.6152 | 1.319 | -98.928 | 87.6152
Line1_1_3 | 1.2594e-06 | 1.2729e-06 | 1.2457e-06 | 1.1023e-06 | 1.1158e-06 | 1.0887e-06 | 2.9084e-07 | 2.9397e-07 | 2.8769e-07 | 2.5456e-07 | 2.5768e-07 | 2.5143e-07 | -2.7926e-09 | -2.0048e-07 | 2.1532e-07 | 3.0565e-10 | 1.7591e-07 | -1.8826e-07 | -3.9962e-07 | 3.8797e-08 | -1.3701e-08 | 3.4978e-07 | -3.3077e-08 | 1.0589e-08 | 0 | 0 | 0 | -88.631 | -88.2788 | -89.1655 | 0.95047 | 0.83268 | 0.87889 | 0.95047 | 0.83268 | 0.87889 | 1.319 | -98.928 | 87.6152 | 1.319 | -98.928 | 87.6152
Line2_1_4 | 0 | 0 | 0 | 0 | 0 | 0 | 0 | 0 | 0 | 0 | 0 | 0 | -6.9818e-10 | -5.012e-08 | 5.383e-08 | -1.7888e-09 | 2.5549e-08 | -2.6771e-08 | -9.9905e-08 | 9.6992e-09 | -3.4253e-09 | 5.0063e-08 | -3.9796e-09 | 3.1347e-10 | 0 | 0 | 0 | 0 | 0 | 0 | 0.95047 | 0.83268 | 0.87889 | 0.95047 | 0.83268 | 0.87889 | 1.319 | -98.928 | 87.6152 | 1.319 | -98.928 | 87.6152
Line3_1_5 | 0 | 0 | 0 | 0 | 0 | 0 | 0 | 0 | 0 | 0 | 0 | 0 | -6.9818e-10 | -5.012e-08 | 5.383e-08 | -1.7888e-09 | 2.5549e-08 | -2.6771e-08 | -9.9905e-08 | 9.6992e-09 | -3.4253e-09 | 5.0063e-08 | -3.9796e-09 | 3.1347e-10 | 0 | 0 | 0 | 0 | 0 | 0 | 0.95047 | 0.83268 | 0.87889 | 0.95047 | 0.83268 | 0.87889 | 1.319 | -98.928 | 87.6152 | 1.319 | -98.928 | 87.6152
Line4_2_6 | 0 | 1.1368 | 1.2747 | 0 | 1.1368 | 1.2747 | 0 | 0.26254 | 0.29439 | 0 | 0.26254 | 0.29439 | 4.4781e-09 | 0.097693 | 0.12557 | -6.7522e-09 | -0.07327 | -0.094176 | -2.5626e-07 | 0.10836 | 0.1242 | 2.0533e-07 | -0.081269 | -0.093153 | 0 | 0 | 0 | 0 | 33.1087 | -137.072 | 0.90574 | 0.66614 | 0.84215 | 0.86587 | 0.49961 | 0.81338 | 1.4545 | -98.928 | 87.6152 | 1.5907 | -98.928 | 87.6152
Line5_6_7 | 0 | 1.1368 | 1.2747 | 0 | 1.1368 | 1.2747 | 0 | 0.26254 | 0.29439 | 0 | 0.26254 | 0.29439 | 4.663e-09 | 0.07327 | 0.094176 | -6.3208e-09 | -0.048846 | -0.062784 | -2.052e-07 | 0.081269 | 0.093153 | 1.5411e-07 | -0.05418 | -0.062102 | 0 | 0 | 0 | 0 | 33.1087 | -137.072 | 0.86587 | 0.49961 | 0.81338 | 0.83158 | 0.33307 | 0.79345 | 1.5907 | -98.928 | 87.6152 | 1.7277 | -98.928 | 87.6152
Line6_7_8 | 0 | 1.1368 | 1.2747 | 0 | 1.1368 | 1.2747 | 0 | 0.26254 | 0.29439 | 0 | 0.26254 | 0.29439 | 4.2556e-09 | 0.048846 | 0.062784 | -5.297e-09 | -0.024423 | -0.031392 | -1.5396e-07 | 0.05418 | 0.062102 | 1.0273e-07 | -0.02709 | -0.031051 | 0 | 0 | 0 | 0 | 33.1087 | -137.072 | 0.83158 | 0.33307 | 0.79345 | 0.80358 | 0.16654 | 0.78304 | 1.7277 | -98.928 | 87.6152 | 1.8654 | -98.928 | 87.6152
Line7_8_9 | 0 | 0 | 0 | 0 | 0 | 0 | 0 | 0 | 0 | 0 | 0 | 0 | 1.5439e-09 | -5.4941e-09 | 5.2519e-09 | -2.0413e-09 | 3.808e-10 | 3.5871e-10 | -5.1172e-08 | 8.5256e-10 | -1.9218e-10 | 1.5411e-10 | 1.7399e-10 | -2.7983e-10 | 0 | 0 | 0 | 0 | 0 | 0 | 0.80358 | 0.16654 | 0.78304 | 0.80358 | 0.16654 | 0.78304 | 1.8654 | -98.928 | 87.6152 | 1.8654 | -98.928 | 87.6152
Line8_8_10 | 0 | 1.1368 | 1.2747 | 0 | 1.1368 | 1.2747 | 0 | 0.26254 | 0.29439 | 0 | 0.26254 | 0.29439 | 1.7118e-09 | 0.024423 | 0.031392 | -2.0176e-09 | 1.8928e-14 | -1.3941e-14 | -5.14e-08 | 0.02709 | 0.031051 | 1.651e-10 | -2.1773e-14 | 2.002e-14 | 0 | -146.8913 | 42.928 | 0 | 33.1087 | -137.072 | 0.80358 | 0.16654 | 0.78304 | 0.78253 | 0 | 0.78253 | 1.8654 | -98.928 | 87.6152 | 2.0039 | 0 | 0
Line9_3_11 | 1.1019e-06 | 1.1138e-06 | 1.09e-06 | 0 | 0 | 0 | 2.5448e-07 | 2.5722e-07 | 2.5173e-07 | 0 | 0 | 0 | -2.4435e-09 | -1.7542e-07 | 1.884e-07 | -4.3428e-11 | 1.5085e-07 | -1.6134e-07 | -3.4967e-07 | 3.3947e-08 | -1.1988e-08 | 2.9983e-07 | -2.8227e-08 | 8.8766e-09 | 0 | 0 | 0 | 0 | 0 | 0 | 0.95047 | 0.83268 | 0.87889 | 0.95047 | 0.83268 | 0.87889 | 1.319 | -98.928 | 87.6152 | 1.319 | -98.928 | 87.6152

## LLG_min_10
name | pf_ikss_a_from_ka | pf_ikss_b_from_ka | pf_ikss_c_from_ka | pf_ikss_a_to_ka | pf_ikss_b_to_ka | pf_ikss_c_to_ka | pf_skss_a_from_mw | pf_skss_b_from_mw | pf_skss_c_from_mw | pf_skss_a_to_mw | pf_skss_b_to_mw | pf_skss_c_to_mw | pf_p_a_from_mw | pf_p_b_from_mw | pf_p_c_from_mw | pf_p_a_to_mw | pf_p_b_to_mw | pf_p_c_to_mw | pf_q_a_from_mvar | pf_q_b_from_mvar | pf_q_c_from_mvar | pf_q_a_to_mvar | pf_q_b_to_mvar | pf_q_c_to_mvar | pf_ikss_a_from_degree | pf_ikss_b_from_degree | pf_ikss_c_from_degree | pf_ikss_a_to_degree | pf_ikss_b_to_degree | pf_ikss_c_to_degree | pf_vm_a_from_pu | pf_vm_b_from_pu | pf_vm_c_from_pu | pf_vm_a_to_pu | pf_vm_b_to_pu | pf_vm_c_to_pu | pf_va_a_from_degree | pf_va_b_from_degree | pf_va_c_from_degree | pf_va_a_to_degree | pf_va_b_to_degree | pf_va_c_to_degree
Line0_1_2 | 0 | 1.077 | 1.2076 | 0 | 1.077 | 1.2076 | 0 | 0.24872 | 0.27889 | 0 | 0.24872 | 0.27889 | 3.3218e-09 | 0.1096 | 0.14087 | -5.9159e-09 | -0.08768 | -0.1127 | -2.7568e-07 | 0.12157 | 0.13934 | 2.3011e-07 | -0.097253 | -0.11147 | 0 | 0 | 0 | 0 | 33.1087 | -137.072 | 0.90045 | 0.78885 | 0.83264 | 0.85807 | 0.63108 | 0.79782 | 1.319 | -98.928 | 87.6152 | 1.4545 | -98.928 | 87.6152
Line10_11_12 | 0 | 0 | 0 | 0 | 0 | 0 | 0 | 0 | 0 | 0 | 0 | 0 | -1.8798e-09 | -1.3495e-07 | 1.4494e-07 | -3.5227e-10 | 1.129e-07 | -1.2065e-07 | -2.69e-07 | 2.6115e-08 | -9.2225e-09 | 2.2426e-07 | -2.0982e-08 | 6.4297e-09 | 0 | 0 | 0 | 0 | 0 | 0 | 0.90045 | 0.78885 | 0.83264 | 0.90045 | 0.78885 | 0.83264 | 1.319 | -98.928 | 87.6152 | 1.319 | -98.928 | 87.6152
Line11_12_13 | 0 | 0 | 0 | 0 | 0 | 0 | 0 | 0 | 0 | 0 | 0 | 0 | -1.5665e-09 | -1.1246e-07 | 1.2078e-07 | -6.6557e-10 | 9.0405e-08 | -9.6496e-08 | -2.2416e-07 | 2.1763e-08 | -7.6854e-09 | 1.7943e-07 | -1.6629e-08 | 4.8926e-09 | 0 | 0 | 0 | 0 | 0 | 0 | 0.90045 | 0.78885 | 0.83264 | 0.90045 | 0.78885 | 0.83264 | 1.319 | -98.928 | 87.6152 | 1.319 | -98.928 | 87.6152
Line12_13_15 | 0 | 0 | 0 | 0 | 0 | 0 | 0 | 0 | 0 | 0 | 0 | 0 | -9.3989e-10 | -6.7475e-08 | 7.2469e-08 | -1.2922e-09 | 4.5422e-08 | -4.8183e-08 | -1.345e-07 | 1.3058e-08 | -4.6113e-09 | 8.9765e-08 | -7.9242e-09 | 1.8184e-09 | 0 | 0 | 0 | 0 | 0 | 0 | 0.90045 | 0.78885 | 0.83264 | 0.90045 | 0.78885 | 0.83264 | 1.319 | -98.928 | 87.6152 | 1.319 | -98.928 | 87.6152
Line13_13_14 | 0 | 0 | 0 | 0 | 0 | 0 | 0 | 0 | 0 | 0 | 0 | 0 | -3.133e-10 | -2.2492e-08 | 2.4156e-08 | -1.9188e-09 | 4.3852e-10 | 1.2908e-10 | -4.4833e-08 | 4.3525e-09 | -1.5371e-09 | 9.8882e-11 | 7.8081e-10 | -1.2558e-09 | 0 | 0 | 0 | 0 | 0 | 0 | 0.90045 | 0.78885 | 0.83264 | 0.90045 | 0.78885 | 0.83264 | 1.319 | -98.928 | 87.6152 | 1.319 | -98.928 | 87.6152
Line14_15_16 | 0 | 0 | 0 | 0 | 0 | 0 | 0 | 0 | 0 | 0 | 0 | 0 | -6.2659e-10 | -4.4983e-08 | 4.8312e-08 | -1.6055e-09 | 2.293e-08 | -2.4027e-08 | -8.9666e-08 | 8.705e-09 | -3.0742e-09 | 4.4932e-08 | -3.5717e-09 | 2.8133e-10 | 0 | 0 | 0 | 0 | 0 | 0 | 0.90045 | 0.78885 | 0.83264 | 0.90045 | 0.78885 | 0.83264 | 1.319 | -98.928 | 87.6152 | 1.319 | -98.928 | 87.6152
Line15_16_17 | 0 | 0 | 0 | 0 | 0 | 0 | 0 | 0 | 0 | 0 | 0 | 0 | -3.133e-10 | -2.2492e-08 | 2.4156e-08 | -1.9188e-09 | 4.3852e-10 | 1.2908e-10 | -4.4833e-08 | 4.3525e-09 | -1.5371e-09 | 9.8882e-11 | 7.8081e-10 | -1.2558e-09 | 0 | 0 | 0 | 0 | 0 | 0 | 0.90045 | 0.78885 | 0.83264 | 0.90045 | 0.78885 | 0.83264 | 1.319 | -98.928 | 87.6152 | 1.319 | -98.928 | 87.6152
Line16_4_18 | 0 | 0 | 0 | 0 | 0 | 0 | 0 | 0 | 0 | 0 | 0 | 0 | -3.1331e-10 | -2.2492e-08 | 2.4156e-08 | -1.9188e-09 | 4.3852e-10 | 1.2908e-10 | -4.4833e-08 | 4.3525e-09 | -1.5371e-09 | 9.8883e-11 | 7.8081e-10 | -1.2558e-09 | 0 | 0 | 0 | 0 | 0 | 0 | 0.90045 | 0.78885 | 0.83264 | 0.90045 | 0.78885 | 0.83264 | 1.319 | -98.928 | 87.6152 | 1.319 | -98.928 | 87.6152
Line17_5_19 | 0 | 0 | 0 | 0 | 0 | 0 | 0 | 0 | 0 | 0 | 0 | 0 | -3.1331e-10 | -2.2492e-08 | 2.4156e-08 | -1.9188e-09 | 4.3852e-10 | 1.2908e-10 | -4.4833e-08 | 4.3525e-09 | -1.5371e-09 | 9.8883e-11 | 7.8081e-10 | -1.2558e-09 | 0 | 0 | 0 | 0 | 0 | 0 | 0.90045 | 0.78885 | 0.83264 | 0.90045 | 0.78885 | 0.83264 | 1.319 | -98.928 | 87.6152 | 1.319 | -98.928 | 87.6152
Line1_1_3 | 1.1931e-06 | 1.2059e-06 | 1.1802e-06 | 1.0442e-06 | 1.057e-06 | 1.0314e-06 | 2.7553e-07 | 2.7849e-07 | 2.7255e-07 | 2.4116e-07 | 2.4411e-07 | 2.382e-07 | -2.5064e-09 | -1.7993e-07 | 1.9325e-07 | 2.7432e-10 | 1.5788e-07 | -1.6896e-07 | -3.5866e-07 | 3.482e-08 | -1.2297e-08 | 3.1393e-07 | -2.9687e-08 | 9.5039e-09 | 0 | 0 | 0 | -88.631 | -88.2788 | -89.1655 | 0.90045 | 0.78885 | 0.83264 | 0.90045 | 0.78885 | 0.83264 | 1.319 | -98.928 | 87.6152 | 1.319 | -98.928 | 87.6152
Line2_1_4 | 0 | 0 | 0 | 0 | 0 | 0 | 0 | 0 | 0 | 0 | 0 | 0 | -6.2662e-10 | -4.4983e-08 | 4.8312e-08 | -1.6054e-09 | 2.293e-08 | -2.4027e-08 | -8.9666e-08 | 8.7051e-09 | -3.0742e-09 | 4.4932e-08 | -3.5717e-09 | 2.8134e-10 | 0 | 0 | 0 | 0 | 0 | 0 | 0.90045 | 0.78885 | 0.83264 | 0.90045 | 0.78885 | 0.83264 | 1.319 | -98.928 | 87.6152 | 1.319 | -98.928 | 87.6152
Line3_1_5 | 0 | 0 | 0 | 0 | 0 | 0 | 0 | 0 | 0 | 0 | 0 | 0 | -6.2662e-10 | -4.4983e-08 | 4.8312e-08 | -1.6054e-09 | 2.293e-08 | -2.4027e-08 | -8.9666e-08 | 8.7051e-09 | -3.0742e-09 | 4.4932e-08 | -3.5717e-09 | 2.8134e-10 | 0 | 0 | 0 | 0 | 0 | 0 | 0.90045 | 0.78885 | 0.83264 | 0.90045 | 0.78885 | 0.83264 | 1.319 | -98.928 | 87.6152 | 1.319 | -98.928 | 87.6152
Line4_2_6 | 0 | 1.077 | 1.2076 | 0 | 1.077 | 1.2076 | 0 | 0.24872 | 0.27889 | 0 | 0.24872 | 0.27889 | 4.0191e-09 | 0.08768 | 0.1127 | -6.0601e-09 | -0.06576 | -0.084524 | -2.3e-07 | 0.097253 | 0.11147 | 1.8428e-07 | -0.07294 | -0.083606 | 0 | 0 | 0 | 0 | 33.1087 | -137.072 | 0.85807 | 0.63108 | 0.79782 | 0.8203 | 0.47331 | 0.77057 | 1.4545 | -98.928 | 87.6152 | 1.5907 | -98.928 | 87.6152
Line5_6_7 | 0 | 1.077 | 1.2076 | 0 | 1.077 | 1.2076 | 0 | 0.24872 | 0.27889 | 0 | 0.24872 | 0.27889 | 4.1851e-09 | 0.06576 | 0.084524 | -5.673e-09 | -0.04384 | -0.056349 | -1.8416e-07 | 0.07294 | 0.083606 | 1.3831e-07 | -0.048627 | -0.055737 | 0 | 0 | 0 | 0 | 33.1087 | -137.072 | 0.8203 | 0.47331 | 0.77057 | 0.78781 | 0.31554 | 0.75169 | 1.5907 | -98.928 | 87.6152 | 1.7277 | -98.928 | 87.6152
Line6_7_8 | 0 | 1.077 | 1.2076 | 0 | 1.077 | 1.2076 | 0 | 0.24872 | 0.27889 | 0 | 0.24872 | 0.27889 | 3.8195e-09 | 0.04384 | 0.056349 | -4.7541e-09 | -0.02192 | -0.028175 | -1.3818e-07 | 0.048627 | 0.055737 | 9.2197e-08 | -0.024313 | -0.027869 | 0 | 0 | 0 | 0 | 33.1087 | -137.072 | 0.78781 | 0.31554 | 0.75169 | 0.76128 | 0.15777 | 0.74183 | 1.7277 | -98.928 | 87.6152 | 1.8654 | -98.928 | 87.6152
Line7_8_9 | 0 | 0 | 0 | 0 | 0 | 0 | 0 | 0 | 0 | 0 | 0 | 0 | 1.3856e-09 | -4.931e-09 | 4.7136e-09 | -1.8321e-09 | 3.4177e-10 | 3.2195e-10 | -4.5927e-08 | 7.6518e-10 | -1.7248e-10 | 1.3832e-10 | 1.5616e-10 | -2.5115e-10 | 0 | 0 | 0 | 0 | 0 | 0 | 0.76128 | 0.15777 | 0.74183 | 0.76128 | 0.15777 | 0.74183 | 1.8654 | -98.928 | 87.6152 | 1.8654 | -98.928 | 87.6152
Line8_8_10 | 0 | 1.077 | 1.2076 | 0 | 1.077 | 1.2076 | 0 | 0.24872 | 0.27889 | 0 | 0.24872 | 0.27889 | 1.5364e-09 | 0.02192 | 0.028175 | -1.8108e-09 | 1.6845e-14 | -1.2401e-14 | -4.6132e-08 | 0.024313 | 0.027869 | 1.4817e-10 | -1.949e-14 | 1.7878e-14 | 0 | -146.8913 | 42.928 | 0 | 33.1087 | -137.072 | 0.76128 | 0.15777 | 0.74183 | 0.74135 | 0 | 0.74135 | 1.8654 | -98.928 | 87.6152 | 2.0039 | 0 | 0
Line9_3_11 | 1.0439e-06 | 1.0552e-06 | 1.0327e-06 | 0 | 0 | 0 | 2.4109e-07 | 2.4368e-07 | 2.3848e-07 | 0 | 0 | 0 | -2.1931e-09 | -1.5744e-07 | 1.6909e-07 | -3.8977e-11 | 1.3539e-07 | -1.4481e-07 | -3.1383e-07 | 3.0468e-08 | -1.076e-08 | 2.691e-07 | -2.5334e-08 | 7.9668e-09 | 0 | 0 | 0 | 0 | 0 | 0 | 0.90045 | 0.78885 | 0.83264 | 0.90045 | 0.78885 | 0.83264 | 1.319 | -98.928 | 87.6152 | 1.319 | -98.928 | 87.6152

## LLG_min_fault_6
name | pf_ikss_a_from_ka | pf_ikss_b_from_ka | pf_ikss_c_from_ka | pf_ikss_a_to_ka | pf_ikss_b_to_ka | pf_ikss_c_to_ka | pf_skss_a_from_mw | pf_skss_b_from_mw | pf_skss_c_from_mw | pf_skss_a_to_mw | pf_skss_b_to_mw | pf_skss_c_to_mw | pf_p_a_from_mw | pf_p_b_from_mw | pf_p_c_from_mw | pf_p_a_to_mw | pf_p_b_to_mw | pf_p_c_to_mw | pf_q_a_from_mvar | pf_q_b_from_mvar | pf_q_c_from_mvar | pf_q_a_to_mvar | pf_q_b_to_mvar | pf_q_c_to_mvar | pf_ikss_a_from_degree | pf_ikss_b_from_degree | pf_ikss_c_from_degree | pf_ikss_a_to_degree | pf_ikss_b_to_degree | pf_ikss_c_to_degree | pf_vm_a_from_pu | pf_vm_b_from_pu | pf_vm_c_from_pu | pf_vm_a_to_pu | pf_vm_b_to_pu | pf_vm_c_to_pu | pf_va_a_from_degree | pf_va_b_from_degree | pf_va_c_from_degree | pf_va_a_to_degree | pf_va_b_to_degree | pf_va_c_to_degree
Line0_1_2 | 0 | 0.028937 | 0.030722 | 0 | 0.028937 | 0.030722 | 0 | 0.0066827 | 0.0070949 | 0 | 0.0066827 | 0.0070949 | -1.4491e-08 | 0.0042492 | 0.0048149 | 1.1929e-08 | -0.0042367 | -0.0047957 | -2.056e-08 | 0.0042766 | 0.0047941 | 1.7339e-08 | -0.0042586 | -0.0047791 | 0 | 0 | 0 | 0 | 15.7092 | -107.8417 | 0.94943 | 0.94757 | 0.94816 | 0.94773 | 0.94392 | 0.94634 | 1.831 | -119.107 | 117.0346 | 1.8338 | -119.1432 | 117.0589
Line10_11_12 | 0 | 0 | 0 | 0 | 0 | 0 | 0 | 0 | 0 | 0 | 0 | 0 | -1.4518e-08 | -8.7349e-09 | 2.3313e-08 | 1.1962e-08 | 7.437e-09 | -1.9459e-08 | -1.9788e-08 | 2.0714e-08 | -4.5247e-09 | 1.66e-08 | -1.7212e-08 | 3.598e-09 | 0 | 0 | 0 | 0 | 0 | 0 | 0.94943 | 0.94757 | 0.94816 | 0.94943 | 0.94757 | 0.94816 | 1.831 | -119.107 | 117.0346 | 1.831 | -119.107 | 117.0346
Line11_12_13 | 0 | 0 | 0 | 0 | 0 | 0 | 0 | 0 | 0 | 0 | 0 | 0 | -1.2098e-08 | -7.279e-09 | 1.9428e-08 | 9.5422e-09 | 5.9812e-09 | -1.5573e-08 | -1.649e-08 | 1.7261e-08 | -3.7706e-09 | 1.3302e-08 | -1.376e-08 | 2.8439e-09 | 0 | 0 | 0 | 0 | 0 | 0 | 0.94943 | 0.94757 | 0.94816 | 0.94943 | 0.94757 | 0.94816 | 1.831 | -119.107 | 117.0346 | 1.831 | -119.107 | 117.0346
Line12_13_15 | 0 | 0 | 0 | 0 | 0 | 0 | 0 | 0 | 0 | 0 | 0 | 0 | -7.259e-09 | -4.3674e-09 | 1.1657e-08 | 4.7028e-09 | 3.0696e-09 | -7.8024e-09 | -9.8939e-09 | 1.0357e-08 | -2.2623e-09 | 6.7058e-09 | -6.8556e-09 | 1.3356e-09 | 0 | 0 | 0 | 0 | 0 | 0 | 0.94943 | 0.94757 | 0.94816 | 0.94943 | 0.94757 | 0.94816 | 1.831 | -119.107 | 117.0346 | 1.831 | -119.107 | 117.0346
Line13_13_14 | 0 | 0 | 0 | 0 | 0 | 0 | 0 | 0 | 0 | 0 | 0 | 0 | -2.4197e-09 | -1.4558e-09 | 3.8855e-09 | -1.3658e-10 | 1.5796e-10 | -3.1404e-11 | -3.298e-09 | 3.4523e-09 | -7.5411e-10 | 1.0988e-10 | 4.8976e-11 | -1.7258e-10 | 0 | 0 | 0 | 0 | 0 | 0 | 0.94943 | 0.94757 | 0.94816 | 0.94943 | 0.94757 | 0.94816 | 1.831 | -119.107 | 117.0346 | 1.831 | -119.107 | 117.0346
Line14_15_16 | 0 | 0 | 0 | 0 | 0 | 0 | 0 | 0 | 0 | 0 | 0 | 0 | -4.8394e-09 | -2.9116e-09 | 7.771e-09 | 2.2831e-09 | 1.6138e-09 | -3.9169e-09 | -6.5959e-09 | 6.9046e-09 | -1.5082e-09 | 3.4078e-09 | -3.4033e-09 | 5.8153e-10 | 0 | 0 | 0 | 0 | 0 | 0 | 0.94943 | 0.94757 | 0.94816 | 0.94943 | 0.94757 | 0.94816 | 1.831 | -119.107 | 117.0346 | 1.831 | -119.107 | 117.0346
Line15_16_17 | 0 | 0 | 0 | 0 | 0 | 0 | 0 | 0 | 0 | 0 | 0 | 0 | -2.4197e-09 | -1.4558e-09 | 3.8855e-09 | -1.3658e-10 | 1.5796e-10 | -3.1405e-11 | -3.298e-09 | 3.4523e-09 | -7.5411e-10 | 1.0988e-10 | 4.8976e-11 | -1.7258e-10 | 0 | 0 | 0 | 0 | 0 | 0 | 0.94943 | 0.94757 | 0.94816 | 0.94943 | 0.94757 | 0.94816 | 1.831 | -119.107 | 117.0346 | 1.831 | -119.107 | 117.0346
Line16_4_18 | 0 | 0 | 0 | 0 | 0 | 0 | 0 | 0 | 0 | 0 | 0 | 0 | -2.4197e-09 | -1.4558e-09 | 3.8855e-09 | -1.3658e-10 | 1.5796e-10 | -3.1405e-11 | -3.298e-09 | 3.4523e-09 | -7.5411e-10 | 1.0988e-10 | 4.8976e-11 | -1.7258e-10 | 0 | 0 | 0 | 0 | 0 | 0 | 0.94943 | 0.94757 | 0.94816 | 0.94943 | 0.94757 | 0.94816 | 1.831 | -119.107 | 117.0346 | 1.831 | -119.107 | 117.0346
Line17_5_19 | 0 | 0 | 0 | 0 | 0 | 0 | 0 | 0 | 0 | 0 | 0 | 0 | -2.4197e-09 | -1.4558e-09 | 3.8855e-09 | -1.3658e-10 | 1.5796e-10 | -3.1405e-11 | -3.298e-09 | 3.4523e-09 | -7.5411e-10 | 1.0988e-10 | 4.8976e-11 | -1.7258e-10 | 0 | 0 | 0 | 0 | 0 | 0 | 0.94943 | 0.94757 | 0.94816 | 0.94943 | 0.94757 | 0.94816 | 1.831 | -119.107 | 117.0346 | 1.831 | -119.107 | 117.0346
Line1_1_3 | 0 | 0 | 0 | 0 | 0 | 0 | 0 | 0 | 0 | 0 | 0 | 0 | -1.9357e-08 | -1.1646e-08 | 3.1084e-08 | 1.6801e-08 | 1.0349e-08 | -2.723e-08 | -2.6384e-08 | 2.7618e-08 | -6.0329e-09 | 2.3196e-08 | -2.4117e-08 | 5.1062e-09 | 0 | 0 | 0 | 0 | 0 | 0 | 0.94943 | 0.94757 | 0.94816 | 0.94943 | 0.94757 | 0.94816 | 1.831 | -119.107 | 117.0346 | 1.831 | -119.107 | 117.0346
Line2_1_4 | 0 | 0 | 0 | 0 | 0 | 0 | 0 | 0 | 0 | 0 | 0 | 0 | -4.8394e-09 | -2.9116e-09 | 7.771e-09 | 2.2831e-09 | 1.6138e-09 | -3.9169e-09 | -6.5959e-09 | 6.9046e-09 | -1.5082e-09 | 3.4078e-09 | -3.4033e-09 | 5.8153e-10 | 0 | 0 | 0 | 0 | 0 | 0 | 0.94943 | 0.94757 | 0.94816 | 0.94943 | 0.94757 | 0.94816 | 1.831 | -119.107 | 117.0346 | 1.831 | -119.107 | 117.0346
Line3_1_5 | 0 | 0 | 0 | 0 | 0 | 0 | 0 | 0 | 0 | 0 | 0 | 0 | -4.8394e-09 | -2.9116e-09 | 7.771e-09 | 2.2831e-09 | 1.6138e-09 | -3.9169e-09 | -6.5959e-09 | 6.9046e-09 | -1.5082e-09 | 3.4078e-09 | -3.4033e-09 | 5.8153e-10 | 0 | 0 | 0 | 0 | 0 | 0 | 0.94943 | 0.94757 | 0.94816 | 0.94943 | 0.94757 | 0.94816 | 1.831 | -119.107 | 117.0346 | 1.831 | -119.107 | 117.0346
Line4_2_6 | 0 | 0.028937 | 0.030722 | 0 | 0.028937 | 0.030722 | 0 | 0.0066827 | 0.0070949 | 0 | 0.0066827 | 0.0070949 | -1.2063e-08 | 0.0042367 | 0.0047957 | 9.5085e-09 | -0.0042242 | -0.0047766 | -1.7229e-08 | 0.0042586 | 0.0047791 | 1.3965e-08 | -0.0042406 | -0.0047641 | 0 | 0 | 0 | 0 | 15.7093 | -107.8417 | 0.94773 | 0.94392 | 0.94634 | 0.94603 | 0.94028 | 0.94453 | 1.8338 | -119.1432 | 117.0589 | 1.8366 | -119.1796 | 117.0835
Line5_6_7 | 0 | 0.028937 | 0.030722 | 0 | 0.028937 | 0.030722 | 0 | 0.0066827 | 0.0070949 | 0 | 0.0066827 | 0.0070949 | -9.6408e-09 | 0.0042242 | 0.0047766 | 7.0933e-09 | -0.0042117 | -0.0047574 | -1.3855e-08 | 0.0042406 | 0.0047641 | 1.0549e-08 | -0.0042227 | -0.0047491 | 0 | 0 | 0 | 0 | 15.7093 | -107.8418 | 0.94603 | 0.94028 | 0.94453 | 0.94433 | 0.93664 | 0.94273 | 1.8366 | -119.1796 | 117.0835 | 1.8394 | -119.2163 | 117.1082
Line6_7_8 | 0 | 0.028937 | 0.030722 | 0 | 0.028937 | 0.030722 | 0 | 0.0066827 | 0.0070949 | 0 | 0.0066827 | 0.0070949 | -7.2235e-09 | 0.0042117 | 0.0047574 | 4.6831e-09 | -0.0041992 | -0.0047383 | -1.0438e-08 | 0.0042227 | 0.0047491 | 7.0888e-09 | -0.0042047 | -0.0047341 | 0 | 0 | 0 | 0 | 15.7093 | -107.8418 | 0.94433 | 0.93664 | 0.94273 | 0.94263 | 0.933 | 0.94092 | 1.8394 | -119.2163 | 117.1082 | 1.8423 | -119.2533 | 117.1331
Line7_8_9 | 0 | 0 | 0 | 0 | 0 | 0 | 0 | 0 | 0 | 0 | 0 | 0 | -2.4056e-09 | -1.6196e-09 | 3.939e-09 | -1.2815e-10 | 1.9787e-10 | 1.645e-11 | -3.4775e-09 | 3.4884e-09 | -6.5248e-10 | 1.103e-10 | 4.0365e-11 | -1.6448e-10 | 0 | 0 | 0 | 0 | 0 | 0 | 0.94263 | 0.933 | 0.94092 | 0.94263 | 0.933 | 0.94092 | 1.8423 | -119.2533 | 117.1331 | 1.8423 | -119.2533 | 117.1331
Line8_8_10 | 0 | 0.028937 | 0.030722 | 0 | 0.028937 | 0.030722 | 0 | 0.0066827 | 0.0070949 | 0 | 0.0066827 | 0.0070949 | -2.4056e-09 | 0.0041992 | 0.0047383 | -1.2605e-10 | -0.0041867 | -0.0047191 | -3.501e-09 | 0.0042047 | 0.0047341 | 1.1041e-10 | -0.0041867 | -0.0047191 | 0 | -164.2906 | 72.1581 | 0 | 15.7094 | -107.8419 | 0.94263 | 0.933 | 0.94092 | 0.94094 | 0.92935 | 0.93911 | 1.8423 | -119.2533 | 117.1331 | 1.8451 | -119.2906 | 117.1581
Line9_3_11 | 0 | 0 | 0 | 0 | 0 | 0 | 0 | 0 | 0 | 0 | 0 | 0 | -1.6938e-08 | -1.0191e-08 | 2.7199e-08 | 1.4382e-08 | 8.8928e-09 | -2.3344e-08 | -2.3086e-08 | 2.4166e-08 | -5.2788e-09 | 1.9898e-08 | -2.0665e-08 | 4.3521e-09 | 0 | 0 | 0 | 0 | 0 | 0 | 0.94943 | 0.94757 | 0.94816 | 0.94943 | 0.94757 | 0.94816 | 1.831 | -119.107 | 117.0346 | 1.831 | -119.107 | 117.0346

## LLG_min_fault_10
name | pf_ikss_a_from_ka | pf_ikss_b_from_ka | pf_ikss_c_from_ka | pf_ikss_a_to_ka | pf_ikss_b_to_ka | pf_ikss_c_to_ka | pf_skss_a_from_mw | pf_skss_b_from_mw | pf_skss_c_from_mw | pf_skss_a_to_mw | pf_skss_b_to_mw | pf_skss_c_to_mw | pf_p_a_from_mw | pf_p_b_from_mw | pf_p_c_from_mw | pf_p_a_to_mw | pf_p_b_to_mw | pf_p_c_to_mw | pf_q_a_from_mvar | pf_q_b_from_mvar | pf_q_c_from_mvar | pf_q_a_to_mvar | pf_q_b_to_mvar | pf_q_c_to_mvar | pf_ikss_a_from_degree | pf_ikss_b_from_degree | pf_ikss_c_from_degree | pf_ikss_a_to_degree | pf_ikss_b_to_degree | pf_ikss_c_to_degree | pf_vm_a_from_pu | pf_vm_b_from_pu | pf_vm_c_from_pu | pf_vm_a_to_pu | pf_vm_b_to_pu | pf_vm_c_to_pu | pf_va_a_from_degree | pf_va_b_from_degree | pf_va_c_from_degree | pf_va_a_to_degree | pf_va_b_to_degree | pf_va_c_to_degree
Line0_1_2 | 0 | 0.027414 | 0.029105 | 0 | 0.027414 | 0.029105 | 0 | 0.006331 | 0.0067215 | 0 | 0.006331 | 0.0067215 | -1.3005e-08 | 0.0038137 | 0.0043214 | 1.0706e-08 | -0.0038025 | -0.0043042 | -1.8453e-08 | 0.0038382 | 0.0043027 | 1.5562e-08 | -0.0038221 | -0.0042893 | 0 | 0 | 0 | 0 | 15.7092 | -107.8417 | 0.89946 | 0.8977 | 0.89825 | 0.89785 | 0.89424 | 0.89654 | 1.831 | -119.107 | 117.0346 | 1.8338 | -119.1432 | 117.0589
Line10_11_12 | 0 | 0 | 0 | 0 | 0 | 0 | 0 | 0 | 0 | 0 | 0 | 0 | -1.303e-08 | -7.8396e-09 | 2.0924e-08 | 1.0736e-08 | 6.6748e-09 | -1.7465e-08 | -1.776e-08 | 1.8591e-08 | -4.0609e-09 | 1.4898e-08 | -1.5448e-08 | 3.2292e-09 | 0 | 0 | 0 | 0 | 0 | 0 | 0.89946 | 0.8977 | 0.89825 | 0.89946 | 0.8977 | 0.89825 | 1.831 | -119.107 | 117.0346 | 1.831 | -119.107 | 117.0346
Line11_12_13 | 0 | 0 | 0 | 0 | 0 | 0 | 0 | 0 | 0 | 0 | 0 | 0 | -1.0858e-08 | -6.533e-09 | 1.7436e-08 | 8.5641e-09 | 5.3682e-09 | -1.3977e-08 | -1.48e-08 | 1.5492e-08 | -3.3841e-09 | 1.1938e-08 | -1.235e-08 | 2.5524e-09 | 0 | 0 | 0 | 0 | 0 | 0 | 0.89946 | 0.8977 | 0.89825 | 0.89946 | 0.8977 | 0.89825 | 1.831 | -119.107 | 117.0346 | 1.831 | -119.107 | 117.0346
Line12_13_15 | 0 | 0 | 0 | 0 | 0 | 0 | 0 | 0 | 0 | 0 | 0 | 0 | -6.515e-09 | -3.9198e-09 | 1.0462e-08 | 4.2208e-09 | 2.755e-09 | -7.0027e-09 | -8.8798e-09 | 9.2953e-09 | -2.0305e-09 | 6.0185e-09 | -6.1529e-09 | 1.1988e-09 | 0 | 0 | 0 | 0 | 0 | 0 | 0.89946 | 0.8977 | 0.89825 | 0.89946 | 0.8977 | 0.89825 | 1.831 | -119.107 | 117.0346 | 1.831 | -119.107 | 117.0346
Line13_13_14 | 0 | 0 | 0 | 0 | 0 | 0 | 0 | 0 | 0 | 0 | 0 | 0 | -2.1717e-09 | -1.3066e-09 | 3.4873e-09 | -1.2258e-10 | 1.4177e-10 | -2.8186e-11 | -2.9599e-09 | 3.0984e-09 | -6.7682e-10 | 9.8615e-11 | 4.3956e-11 | -1.5489e-10 | 0 | 0 | 0 | 0 | 0 | 0 | 0.89946 | 0.8977 | 0.89825 | 0.89946 | 0.8977 | 0.89825 | 1.831 | -119.107 | 117.0346 | 1.831 | -119.107 | 117.0346
Line14_15_16 | 0 | 0 | 0 | 0 | 0 | 0 | 0 | 0 | 0 | 0 | 0 | 0 | -4.3434e-09 | -2.6132e-09 | 6.9745e-09 | 2.0491e-09 | 1.4484e-09 | -3.5155e-09 | -5.9199e-09 | 6.1969e-09 | -1.3536e-09 | 3.0586e-09 | -3.0545e-09 | 5.2193e-10 | 0 | 0 | 0 | 0 | 0 | 0 | 0.89946 | 0.8977 | 0.89825 | 0.89946 | 0.8977 | 0.89825 | 1.831 | -119.107 | 117.0346 | 1.831 | -119.107 | 117.0346
Line15_16_17 | 0 | 0 | 0 | 0 | 0 | 0 | 0 | 0 | 0 | 0 | 0 | 0 | -2.1717e-09 | -1.3066e-09 | 3.4873e-09 | -1.2258e-10 | 1.4177e-10 | -2.8186e-11 | -2.9599e-09 | 3.0984e-09 | -6.7682e-10 | 9.8615e-11 | 4.3956e-11 | -1.5489e-10 | 0 | 0 | 0 | 0 | 0 | 0 | 0.89946 | 0.8977 | 0.89825 | 0.89946 | 0.8977 | 0.89825 | 1.831 | -119.107 | 117.0346 | 1.831 | -119.107 | 117.0346
Line16_4_18 | 0 | 0 | 0 | 0 | 0 | 0 | 0 | 0 | 0 | 0 | 0 | 0 | -2.1717e-09 | -1.3066e-09 | 3.4873e-09 | -1.2258e-10 | 1.4177e-10 | -2.8186e-11 | -2.9599e-09 | 3.0984e-09 | -6.7682e-10 | 9.8615e-11 | 4.3956e-11 | -1.5489e-10 | 0 | 0 | 0 | 0 | 0 | 0 | 0.89946 | 0.8977 | 0.89825 | 0.89946 | 0.8977 | 0.89825 | 1.831 | -119.107 | 117.0346 | 1.831 | -119.107 | 117.0346
Line17_5_19 | 0 | 0 | 0 | 0 | 0 | 0 | 0 | 0 | 0 | 0 | 0 | 0 | -2.1717e-09 | -1.3066e-09 | 3.4873e-09 | -1.2258e-10 | 1.4177e-10 | -2.8186e-11 | -2.9599e-09 | 3.0984e-09 | -6.7682e-10 | 9.8615e-11 | 4.3956e-11 | -1.5489e-10 | 0 | 0 | 0 | 0 | 0 | 0 | 0.89946 | 0.8977 | 0.89825 | 0.89946 | 0.8977 | 0.89825 | 1.831 | -119.107 | 117.0346 | 1.831 | -119.107 | 117.0346
Line1_1_3 | 0 | 0 | 0 | 0 | 0 | 0 | 0 | 0 | 0 | 0 | 0 | 0 | -1.7373e-08 | -1.0453e-08 | 2.7898e-08 | 1.5079e-08 | 9.288e-09 | -2.4439e-08 | -2.368e-08 | 2.4788e-08 | -5.4146e-09 | 2.0818e-08 | -2.1645e-08 | 4.5829e-09 | 0 | 0 | 0 | 0 | 0 | 0 | 0.89946 | 0.8977 | 0.89825 | 0.89946 | 0.8977 | 0.89825 | 1.831 | -119.107 | 117.0346 | 1.831 | -119.107 | 117.0346
Line2_1_4 | 0 | 0 | 0 | 0 | 0 | 0 | 0 | 0 | 0 | 0 | 0 | 0 | -4.3434e-09 | -2.6132e-09 | 6.9745e-09 | 2.0491e-09 | 1.4484e-09 | -3.5155e-09 | -5.9199e-09 | 6.1969e-09 | -1.3536e-09 | 3.0586e-09 | -3.0545e-09 | 5.2193e-10 | 0 | 0 | 0 | 0 | 0 | 0 | 0.89946 | 0.8977 | 0.89825 | 0.89946 | 0.8977 | 0.89825 | 1.831 | -119.107 | 117.0346 | 1.831 | -119.107 | 117.0346
Line3_1_5 | 0 | 0 | 0 | 0 | 0 | 0 | 0 | 0 | 0 | 0 | 0 | 0 | -4.3434e-09 | -2.6132e-09 | 6.9745e-09 | 2.0491e-09 | 1.4484e-09 | -3.5155e-09 | -5.9199e-09 | 6.1969e-09 | -1.3536e-09 | 3.0586e-09 | -3.0545e-09 | 5.2193e-10 | 0 | 0 | 0 | 0 | 0 | 0 | 0.89946 | 0.8977 | 0.89825 | 0.89946 | 0.8977 | 0.89825 | 1.831 | -119.107 | 117.0346 | 1.831 | -119.107 | 117.0346
Line4_2_6 | 0 | 0.027414 | 0.029105 | 0 | 0.027414 | 0.029105 | 0 | 0.006331 | 0.0067215 | 0 | 0.006331 | 0.0067215 | -1.0827e-08 | 0.0038025 | 0.0043042 | 8.5339e-09 | -0.0037913 | -0.004287 | -1.5463e-08 | 0.0038221 | 0.0042893 | 1.2534e-08 | -0.003806 | -0.0042758 | 0 | 0 | 0 | 0 | 15.7093 | -107.8417 | 0.89785 | 0.89424 | 0.89654 | 0.89624 | 0.89079 | 0.89482 | 1.8338 | -119.1432 | 117.0589 | 1.8366 | -119.1796 | 117.0835
Line5_6_7 | 0 | 0.027414 | 0.029105 | 0 | 0.027414 | 0.029105 | 0 | 0.006331 | 0.0067215 | 0 | 0.006331 | 0.0067215 | -8.6527e-09 | 0.0037913 | 0.004287 | 6.3663e-09 | -0.00378 | -0.0042698 | -1.2435e-08 | 0.003806 | 0.0042758 | 9.4674e-09 | -0.0037899 | -0.0042624 | 0 | 0 | 0 | 0 | 15.7093 | -107.8418 | 0.89624 | 0.89079 | 0.89482 | 0.89463 | 0.88734 | 0.89311 | 1.8366 | -119.1796 | 117.0835 | 1.8394 | -119.2163 | 117.1082
Line6_7_8 | 0 | 0.027414 | 0.029105 | 0 | 0.027414 | 0.029105 | 0 | 0.006331 | 0.0067215 | 0 | 0.006331 | 0.0067215 | -6.4832e-09 | 0.00378 | 0.0042698 | 4.2031e-09 | -0.0037688 | -0.0042526 | -9.3685e-09 | 0.0037899 | 0.0042624 | 6.3622e-09 | -0.0037737 | -0.0042489 | 0 | 0 | 0 | 0 | 15.7093 | -107.8418 | 0.89463 | 0.88734 | 0.89311 | 0.89302 | 0.88389 | 0.8914 | 1.8394 | -119.2163 | 117.1082 | 1.8423 | -119.2533 | 117.1331
Line7_8_9 | 0 | 0 | 0 | 0 | 0 | 0 | 0 | 0 | 0 | 0 | 0 | 0 | -2.1591e-09 | -1.4536e-09 | 3.5353e-09 | -1.1501e-10 | 1.7759e-10 | 1.4764e-11 | -3.1211e-09 | 3.1308e-09 | -5.856e-10 | 9.8996e-11 | 3.6228e-11 | -1.4762e-10 | 0 | 0 | 0 | 0 | 0 | 0 | 0.89302 | 0.88389 | 0.8914 | 0.89302 | 0.88389 | 0.8914 | 1.8423 | -119.2533 | 117.1331 | 1.8423 | -119.2533 | 117.1331
Line8_8_10 | 0 | 0.027414 | 0.029105 | 0 | 0.027414 | 0.029105 | 0 | 0.006331 | 0.0067215 | 0 | 0.006331 | 0.0067215 | -2.1591e-09 | 0.0037688 | 0.0042526 | -1.1313e-10 | -0.0037576 | -0.0042354 | -3.1421e-09 | 0.0037737 | 0.0042489 | 9.9091e-11 | -0.0037576 | -0.0042354 | 0 | -164.2906 | 72.1581 | 0 | 15.7094 | -107.8419 | 0.89302 | 0.88389 | 0.8914 | 0.89141 | 0.88044 | 0.88968 | 1.8423 | -119.2533 | 117.1331 | 1.8451 | -119.2906 | 117.1581
Line9_3_11 | 0 | 0 | 0 | 0 | 0 | 0 | 0 | 0 | 0 | 0 | 0 | 0 | -1.5202e-08 | -9.1462e-09 | 2.4411e-08 | 1.2908e-08 | 7.9814e-09 | -2.0952e-08 | -2.072e-08 | 2.1689e-08 | -4.7377e-09 | 1.7858e-08 | -1.8547e-08 | 3.906e-09 | 0 | 0 | 0 | 0 | 0 | 0 | 0.89946 | 0.8977 | 0.89825 | 0.89946 | 0.8977 | 0.89825 | 1.831 | -119.107 | 117.0346 | 1.831 | -119.107 | 117.0346