## LLL_max_6
name | pf_ikss_from_ka | pf_ikss_to_ka | pf_ip_from_ka | pf_ip_to_ka | pf_skss_from_mw | pf_skss_to_mw | pf_p_from_mw | pf_p_to_mw | pf_q_from_mvar | pf_q_to_mvar | pf_ikss_from_degree | pf_ikss_to_degree | pf_vm_from_pu | pf_vm_to_pu | pf_va_from_degree | pf_va_to_degree
Line0_1_2 | 0.14434 | 0.14434 | 0 | 0 | 0.1 | 0.1 | -0.015264 | 0.015889 | -0.070985 | 0.072235 | 94.7872 | -85.2128 | 0.72607 | 0.73962 | -7.3483 | -7.6181
Line10_11_12 | 0.14434 | 0.14434 | 0 | 0 | 0.1 | 0.1 | -0.016514 | 0.017139 | -0.073485 | 0.074735 | 94.7872 | -85.2128 | 0.75318 | 0.76675 | -7.8781 | -8.129
Line11_12_13 | 0.14434 | 0.14434 | 0 | 0 | 0.1 | 0.1 | -0.017139 | 0.017764 | -0.074735 | 0.075985 | 94.7872 | -85.2128 | 0.76675 | 0.78034 | -8.129 | -8.3711
Line12_13_15 | 0 | 0 | 0 | 0 | 0 | 0 | 0 | 0 | 0 | 0 | 0 | 0 | 0.78034 | 0.78034 | -8.3711 | -8.3711
Line13_13_14 | 0.14434 | 0.14434 | 0 | 0 | 0.1 | 0.1 | -0.017764 | 0.018389 | -0.075985 | 0.077235 | 94.7872 | -85.2128 | 0.78034 | 0.79394 | -8.3711 | -8.605
Line14_15_16 | 0 | 0 | 0 | 0 | 0 | 0 | 0 | 0 | 0 | 0 | 0 | 0 | 0.78034 | 0.78034 | -8.3711 | -8.3711
Line15_16_17 | 0 | 0 | 0 | 0 | 0 | 0 | 0 | 0 | 0 | 0 | 0 | 0 | 0.78034 | 0.78034 | -8.3711 | -8.3711
Line16_4_18 | 3.8215 | 3.8215 | 0 | 7.2795 | 2.6476 | 2.6476 | 0.4381 | -1e-07 | 0.87621 | -1e-07 | -70.8543 | 109.1457 | 0.37001 | 0 | -7.4193 | 0
Line17_5_19 | 0 | 0 | 0 | 0 | 0 | 0 | 0 | 0 | 0 | 0 | 0 | 0 | 0.72607 | 0.72607 | -7.3483 | -7.3483
Line1_1_3 | 0.14434 | 0.14434 | 0 | 0 | 0.1 | 0.1 | -0.015264 | 0.015889 | -0.070985 | 0.072235 | 94.7872 | -85.2128 | 0.72607 | 0.73962 | -7.3483 | -7.6181
Line2_1_4 | 3.6774 | 3.6774 | 0 | 0 | 2.5478 | 2.5478 | 0.82943 | -0.42372 | 1.6535 | -0.84212 | -70.7094 | 109.2906 | 0.72607 | 0.37001 | -7.3483 | -7.4193
Line3_1_5 | 0 | 0 | 0 | 0 | 0 | 0 | 0 | 0 | 0 | 0 | 0 | 0 | 0.72607 | 0.72607 | -7.3483 | -7.3483
Line4_2_6 | 0.14434 | 0.14434 | 0 | 0 | 0.1 | 0.1 | -0.015889 | 0.016514 | -0.072235 | 0.073485 | 94.7872 | -85.2128 | 0.73962 | 0.75318 | -7.6181 | -7.8781
Line5_6_7 | 0.14434 | 0.14434 | 0 | 0 | 0.1 | 0.1 | -0.016514 | 0.017139 | -0.073485 | 0.074735 | 94.7872 | -85.2128 | 0.75318 | 0.76675 | -7.8781 | -8.129
Line6_7_8 | 0 | 0 | 0 | 0 | 0 | 0 | 0 | 0 | 0 | 0 | 0 | 0 | 0.76675 | 0.76675 | -8.129 | -8.129
Line7_8_9 | 0 | 0 | 0 | 0 | 0 | 0 | 0 | 0 | 0 | 0 | 0 | 0 | 0.76675 | 0.76675 | -8.129 | -8.129
Line8_8_10 | 0 | 0 | 0 | 0 | 0 | 0 | 0 | 0 | 0 | 0 | 0 | 0 | 0.76675 | 0.76675 | -8.129 | -8.129
Line9_3_11 | 0.14434 | 0.14434 | 0 | 0 | 0.1 | 0.1 | -0.015889 | 0.016514 | -0.072235 | 0.073485 | 94.7872 | -85.2128 | 0.73962 | 0.75318 | -7.6181 | -7.8781

## LLL_max_10
name | pf_ikss_from_ka | pf_ikss_to_ka | pf_ip_from_ka | pf_ip_to_ka | pf_skss_from_mw | pf_skss_to_mw | pf_p_from_mw | pf_p_to_mw | pf_q_from_mvar | pf_q_to_mvar | pf_ikss_from_degree | pf_ikss_to_degree | pf_vm_from_pu | pf_vm_to_pu | pf_va_from_degree | pf_va_to_degree
Line0_1_2 | 0.14434 | 0.14434 | 0 | 0 | 0.1 | 0.1 | -0.016035 | 0.01666 | -0.073134 | 0.074384 | 94.7869 | -85.2131 | 0.74871 | 0.76227 | -7.5801 | -7.8378
Line10_11_12 | 0.14434 | 0.14434 | 0 | 0 | 0.1 | 0.1 | -0.017285 | 0.01791 | -0.075634 | 0.076884 | 94.7869 | -85.2131 | 0.77584 | 0.78942 | -8.0864 | -8.3265
Line11_12_13 | 0.14434 | 0.14434 | 0 | 0 | 0.1 | 0.1 | -0.01791 | 0.018535 | -0.076884 | 0.078134 | 94.7869 | -85.2131 | 0.78942 | 0.80302 | -8.3265 | -8.5585
Line12_13_15 | 0 | 0 | 0 | 0 | 0 | 0 | 0 | 0 | 0 | 0 | 0 | 0 | 0.80302 | 0.80302 | -8.5585 | -8.5585
Line13_13_14 | 0.14434 | 0.14434 | 0 | 0 | 0.1 | 0.1 | -0.018535 | 0.01916 | -0.078134 | 0.079384 | 94.7869 | -85.2131 | 0.80302 | 0.81663 | -8.5585 | -8.7827
Line14_15_16 | 0 | 0 | 0 | 0 | 0 | 0 | 0 | 0 | 0 | 0 | 0 | 0 | 0.80302 | 0.80302 | -8.5585 | -8.5585
Line15_16_17 | 0 | 0 | 0 | 0 | 0 | 0 | 0 | 0 | 0 | 0 | 0 | 0 | 0.80302 | 0.80302 | -8.5585 | -8.5585
Line16_4_18 | 3.9383 | 3.9383 | 0 | 7.5281 | 2.7286 | 2.7286 | 0.46531 | -1e-07 | 0.93063 | -1e-07 | -71.0844 | 108.9156 | 0.38133 | 0 | -7.6495 | 0
Line17_5_19 | 0 | 0 | 0 | 0 | 0 | 0 | 0 | 0 | 0 | 0 | 0 | 0 | 0.74871 | 0.74871 | -7.5801 | -7.5801
Line1_1_3 | 0.14434 | 0.14434 | 0 | 0 | 0.1 | 0.1 | -0.016035 | 0.01666 | -0.073134 | 0.074384 | 94.7869 | -85.2131 | 0.74871 | 0.76227 | -7.5801 | -7.8378
Line2_1_4 | 3.7943 | 3.7943 | 0 | 0 | 2.6288 | 2.6288 | 0.88241 | -0.45051 | 1.7593 | -0.89549 | -70.9431 | 109.0569 | 0.74871 | 0.38133 | -7.5801 | -7.6495
Line3_1_5 | 0 | 0 | 0 | 0 | 0 | 0 | 0 | 0 | 0 | 0 | 0 | 0 | 0.74871 | 0.74871 | -7.5801 | -7.5801
Line4_2_6 | 0.14434 | 0.14434 | 0 | 0 | 0.1 | 0.1 | -0.01666 | 0.017285 | -0.074384 | 0.075634 | 94.7869 | -85.2131 | 0.76227 | 0.77584 | -7.8378 | -8.0864
Line5_6_7 | 0.14434 | 0.14434 | 0 | 0 | 0.1 | 0.1 | -0.017285 | 0.01791 | -0.075634 | 0.076884 | 94.7869 | -85.2131 | 0.77584 | 0.78942 | -8.0864 | -8.3265
Line6_7_8 | 0 | 0 | 0 | 0 | 0 | 0 | 0 | 0 | 0 | 0 | 0 | 0 | 0.78942 | 0.78942 | -8.3265 | -8.3265
Line7_8_9 | 0 | 0 | 0 | 0 | 0 | 0 | 0 | 0 | 0 | 0 | 0 | 0 | 0.78942 | 0.78942 | -8.3265 | -8.3265
Line8_8_10 | 0 | 0 | 0 | 0 | 0 | 0 | 0 | 0 | 0 | 0 | 0 | 0 | 0.78942 | 0.78942 | -8.3265 | -8.3265
Line9_3_11 | 0.14434 | 0.14434 | 0 | 0 | 0.1 | 0.1 | -0.01666 | 0.017285 | -0.074384 | 0.075634 | 94.7869 | -85.2131 | 0.76227 | 0.77584 | -7.8378 | -8.0864

## LLL_max_fault_6
name | pf_ikss_from_ka | pf_ikss_to_ka | pf_ip_from_ka | pf_ip_to_ka | pf_skss_from_mw | pf_skss_to_mw | pf_p_from_mw | pf_p_to_mw | pf_q_from_mvar | pf_q_to_mvar | pf_ikss_from_degree | pf_ikss_to_degree | pf_vm_from_pu | pf_vm_to_pu | pf_va_from_degree | pf_va_to_degree
Line0_1_2 | 0.14434 | 0.14434 | 0 | 0 | 0.1 | 0.1 | -0.0090651 | 0.0096901 | -0.10869 | 0.10994 | 94.7872 | -85.2128 | 1.0906 | 1.1036 | 0.019479 | -0.24993
Line10_11_12 | 0.14434 | 0.14434 | 0 | 0 | 0.1 | 0.1 | -0.010315 | 0.01094 | -0.11119 | 0.11244 | 94.7872 | -85.2128 | 1.1166 | 1.1297 | -0.51307 | -0.77015
Line11_12_13 | 0.14434 | 0.14434 | 0 | 0 | 0.1 | 0.1 | -0.01094 | 0.011565 | -0.11244 | 0.11369 | 94.7872 | -85.2128 | 1.1297 | 1.1427 | -0.77015 | -1.0213
Line12_13_15 | 0 | 0 | 0 | 0 | 0 | 0 | 0 | 0 | 0 | 0 | 0 | 0 | 1.1427 | 1.1427 | -1.0213 | -1.0213
Line13_13_14 | 0.14434 | 0.14434 | 0 | 0 | 0.1 | 0.1 | -0.011565 | 0.01219 | -0.11369 | 0.11494 | 94.7872 | -85.2128 | 1.1427 | 1.1558 | -1.0213 | -1.2669
Line14_15_16 | 0 | 0 | 0 | 0 | 0 | 0 | 0 | 0 | 0 | 0 | 0 | 0 | 1.1427 | 1.1427 | -1.0213 | -1.0213
Line15_16_17 | 0 | 0 | 0 | 0 | 0 | 0 | 0 | 0 | 0 | 0 | 0 | 0 | 1.1427 | 1.1427 | -1.0213 | -1.0213
Line16_4_18 | 0.035853 | 0.035853 | 0 | 0.068297 | 0.02484 | 0.02484 | 0.01932 | -0.019282 | 0.019359 | -0.019282 | -45.2344 | 134.7656 | 1.1011 | 1.0978 | -0.17729 | -0.23442
Line17_5_19 | 0 | 0 | 0 | 0 | 0 | 0 | 0 | 0 | 0 | 0 | 0 | 0 | 1.0906 | 1.0906 | 0.019479 | 0.019479
Line1_1_3 | 0.14434 | 0.14434 | 0 | 0 | 0.1 | 0.1 | -0.0090651 | 0.0096901 | -0.10869 | 0.10994 | 94.7872 | -85.2128 | 1.0906 | 1.1036 | 0.019479 | -0.24993
Line2_1_4 | 0.11443 | 0.11443 | 0 | 0 | 0.079279 | 0.079279 | -0.009952 | 0.010345 | -0.08589 | 0.086676 | 96.6288 | -83.3712 | 1.0906 | 1.1011 | 0.019479 | -0.17729
Line3_1_5 | 0 | 0 | 0 | 0 | 0 | 0 | 0 | 0 | 0 | 0 | 0 | 0 | 1.0906 | 1.0906 | 0.019479 | 0.019479
Line4_2_6 | 0.14434 | 0.14434 | 0 | 0 | 0.1 | 0.1 | -0.0096901 | 0.010315 | -0.10994 | 0.11119 | 94.7872 | -85.2128 | 1.1036 | 1.1166 | -0.24993 | -0.51307
Line5_6_7 | 0.14434 | 0.14434 | 0 | 0 | 0.1 | 0.1 | -0.010315 | 0.01094 | -0.11119 | 0.11244 | 94.7872 | -85.2128 | 1.1166 | 1.1297 | -0.51307 | -0.77015
Line6_7_8 | 0 | 0 | 0 | 0 | 0 | 0 | 0 | 0 | 0 | 0 | 0 | 0 | 1.1297 | 1.1297 | -0.77015 | -0.77015
Line7_8_9 | 0 | 0 | 0 | 0 | 0 | 0 | 0 | 0 | 0 | 0 | 0 | 0 | 1.1297 | 1.1297 | -0.77015 | -0.77015
Line8_8_10 | 0 | 0 | 0 | 0 | 0 | 0 | 0 | 0 | 0 | 0 | 0 | 0 | 1.1297 | 1.1297 | -0.77015 | -0.77015
Line9_3_11 | 0.14434 | 0.14434 | 0 | 0 | 0.1 | 0.1 | -0.0096901 | 0.010315 | -0.10994 | 0.11119 | 94.7872 | -85.2128 | 1.1036 | 1.1166 | -0.24993 | -0.51307

## LLL_max_fault_10
name | pf_ikss_from_ka | pf_ikss_to_ka | pf_ip_from_ka | pf_ip_to_ka | pf_skss_from_mw | pf_skss_to_mw | pf_p_from_mw | pf_p_to_mw | pf_q_from_mvar | pf_q_to_mvar | pf_ikss_from_degree | pf_ikss_to_degree | pf_vm_from_pu | pf_vm_to_pu | pf_va_from_degree | pf_va_to_degree
Line0_1_2 | 0.14434 | 0.14434 | 0 | 0 | 0.1 | 0.1 | -0.0095129 | 0.010138 | -0.11385 | 0.1151 | 94.7869 | -85.2131 | 1.1424 | 1.1554 | 0.010436 | -0.2468
Line10_11_12 | 0.14434 | 0.14434 | 0 | 0 | 0.1 | 0.1 | -0.010763 | 0.011388 | -0.11635 | 0.1176 | 94.7869 | -85.2131 | 1.1684 | 1.1815 | -0.49831 | -0.74428
Line11_12_13 | 0.14434 | 0.14434 | 0 | 0 | 0.1 | 0.1 | -0.011388 | 0.012013 | -0.1176 | 0.11885 | 94.7869 | -85.2131 | 1.1815 | 1.1945 | -0.74428 | -0.98488
Line12_13_15 | 0 | 0 | 0 | 0 | 0 | 0 | 0 | 0 | 0 | 0 | 0 | 0 | 1.1945 | 1.1945 | -0.98488 | -0.98488
Line13_13_14 | 0.14434 | 0.14434 | 0 | 0 | 0.1 | 0.1 | -0.012013 | 0.012638 | -0.11885 | 0.1201 | 94.7869 | -85.2131 | 1.1945 | 1.2076 | -0.98488 | -1.2203
Line14_15_16 | 0 | 0 | 0 | 0 | 0 | 0 | 0 | 0 | 0 | 0 | 0 | 0 | 1.1945 | 1.1945 | -0.98488 | -0.98488
Line15_16_17 | 0 | 0 | 0 | 0 | 0 | 0 | 0 | 0 | 0 | 0 | 0 | 0 | 1.1945 | 1.1945 | -0.98488 | -0.98488
Line16_4_18 | 0.037534 | 0.037534 | 0 | 0.071747 | 0.026004 | 0.026004 | 0.021174 | -0.021132 | 0.021217 | -0.021132 | -45.2401 | 134.7599 | 1.1527 | 1.1492 | -0.18297 | -0.2401
Line17_5_19 | 0 | 0 | 0 | 0 | 0 | 0 | 0 | 0 | 0 | 0 | 0 | 0 | 1.1424 | 1.1424 | 0.010436 | 0.010436
Line1_1_3 | 0.14434 | 0.14434 | 0 | 0 | 0.1 | 0.1 | -0.0095129 | 0.010138 | -0.11385 | 0.1151 | 94.7869 | -85.2131 | 1.1424 | 1.1554 | 0.010436 | -0.2468
Line2_1_4 | 0.11321 | 0.11321 | 0 | 0 | 0.078437 | 0.078437 | -0.0090148 | 0.0093994 | -0.089155 | 0.089924 | 95.7842 | -84.2158 | 1.1424 | 1.1527 | 0.010436 | -0.18297
Line3_1_5 | 0 | 0 | 0 | 0 | 0 | 0 | 0 | 0 | 0 | 0 | 0 | 0 | 1.1424 | 1.1424 | 0.010436 | 0.010436
Line4_2_6 | 0.14434 | 0.14434 | 0 | 0 | 0.1 | 0.1 | -0.010138 | 0.010763 | -0.1151 | 0.11635 | 94.7869 | -85.2131 | 1.1554 | 1.1684 | -0.2468 | -0.49831
Line5_6_7 | 0.14434 | 0.14434 | 0 | 0 | 0.1 | 0.1 | -0.010763 | 0.011388 | -0.11635 | 0.1176 | 94.7869 | -85.2131 | 1.1684 | 1.1815 | -0.49831 | -0.74428
Line6_7_8 | 0 | 0 | 0 | 0 | 0 | 0 | 0 | 0 | 0 | 0 | 0 | 0 | 1.1815 | 1.1815 | -0.74428 | -0.74428
Line7_8_9 | 0 | 0 | 0 | 0 | 0 | 0 | 0 | 0 | 0 | 0 | 0 | 0 | 1.1815 | 1.1815 | -0.74428 | -0.74428
Line8_8_10 | 0 | 0 | 0 | 0 | 0 | 0 | 0 | 0 | 0 | 0 | 0 | 0 | 1.1815 | 1.1815 | -0.74428 | -0.74428
Line9_3_11 | 0.14434 | 0.14434 | 0 | 0 | 0.1 | 0.1 | -0.010138 | 0.010763 | -0.1151 | 0.11635 | 94.7869 | -85.2131 | 1.1554 | 1.1684 | -0.2468 | -0.49831

## LLL_min_6
name | pf_ikss_from_ka | pf_ikss_to_ka | pf_ip_from_ka | pf_ip_to_ka | pf_skss_from_mw | pf_skss_to_mw | pf_p_from_mw | pf_p_to_mw | pf_q_from_mvar | pf_q_to_mvar | pf_ikss_from_degree | pf_ikss_to_degree | pf_vm_from_pu | pf_vm_to_pu | pf_va_from_degree | pf_va_to_degree
Line0_1_2 | 0 | 0 | 0 | 0 | 0 | 0 | 0 | 0 | 0 | 0 | 0 | 0 | 0.695 | 0.695 | -11.6026 | -11.6026
Line10_11_12 | 0 | 0 | 0 | 0 | 0 | 0 | 0 | 0 | 0 | 0 | 0 | 0 | 0.695 | 0.695 | -11.6026 | -11.6026
Line11_12_13 | 0 | 0 | 0 | 0 | 0 | 0 | 0 | 0 | 0 | 0 | 0 | 0 | 0.695 | 0.695 | -11.6026 | -11.6026
Line12_13_15 | 0 | 0 | 0 | 0 | 0 | 0 | 0 | 0 | 0 | 0 | 0 | 0 | 0.695 | 0.695 | -11.6026 | -11.6026
Line13_13_14 | 0 | 0 | 0 | 0 | 0 | 0 | 0 | 0 | 0 | 0 | 0 | 0 | 0.695 | 0.695 | -11.6026 | -11.6026
Line14_15_16 | 0 | 0 | 0 | 0 | 0 | 0 | 0 | 0 | 0 | 0 | 0 | 0 | 0.695 | 0.695 | -11.6026 | -11.6026
Line15_16_17 | 0 | 0 | 0 | 0 | 0 | 0 | 0 | 0 | 0 | 0 | 0 | 0 | 0.695 | 0.695 | -11.6026 | -11.6026
Line16_4_18 | 2.8946 | 2.8946 | 0 | 4.7808 | 2.0055 | 2.0055 | 0.48263 | -1e-07 | 0.50274 | -1e-07 | -57.7717 | 122.2283 | 0.3475 | 0 | -11.6026 | 0
Line17_5_19 | 0 | 0 | 0 | 0 | 0 | 0 | 0 | 0 | 0 | 0 | 0 | 0 | 0.695 | 0.695 | -11.6026 | -11.6026
Line1_1_3 | 0 | 0 | 0 | 0 | 0 | 0 | 0 | 0 | 0 | 0 | 0 | 0 | 0.695 | 0.695 | -11.6026 | -11.6026
Line2_1_4 | 2.8946 | 2.8946 | 0 | 0 | 2.0055 | 2.0055 | 0.96525 | -0.48263 | 1.0055 | -0.50274 | -57.7717 | 122.2283 | 0.695 | 0.3475 | -11.6026 | -11.6026
Line3_1_5 | 0 | 0 | 0 | 0 | 0 | 0 | 0 | 0 | 0 | 0 | 0 | 0 | 0.695 | 0.695 | -11.6026 | -11.6026
Line4_2_6 | 0 | 0 | 0 | 0 | 0 | 0 | 0 | 0 | 0 | 0 | 0 | 0 | 0.695 | 0.695 | -11.6026 | -11.6026
Line5_6_7 | 0 | 0 | 0 | 0 | 0 | 0 | 0 | 0 | 0 | 0 | 0 | 0 | 0.695 | 0.695 | -11.6026 | -11.6026
Line6_7_8 | 0 | 0 | 0 | 0 | 0 | 0 | 0 | 0 | 0 | 0 | 0 | 0 | 0.695 | 0.695 | -11.6026 | -11.6026
Line7_8_9 | 0 | 0 | 0 | 0 | 0 | 0 | 0 | 0 | 0 | 0 | 0 | 0 | 0.695 | 0.695 | -11.6026 | -11.6026
Line8_8_10 | 0 | 0 | 0 | 0 | 0 | 0 | 0 | 0 | 0 | 0 | 0 | 0 | 0.695 | 0.695 | -11.6026 | -11.6026
Line9_3_11 | 0 | 0 | 0 | 0 | 0 | 0 | 0 | 0 | 0 | 0 | 0 | 0 | 0.695 | 0.695 | -11.6026 | -11.6026

## LLL_min_10
name | pf_ikss_from_ka | pf_ikss_to_ka | pf_ip_from_ka | pf_ip_to_ka | pf_skss_from_mw | pf_skss_to_mw | pf_p_from_mw | pf_p_to_mw | pf_q_from_mvar | pf_q_to_mvar | pf_ikss_from_degree | pf_ikss_to_degree | pf_vm_from_pu | pf_vm_to_pu | pf_va_from_degree | pf_va_to_degree
Line0_1_2 | 0 | 0 | 0 | 0 | 0 | 0 | 0 | 0 | 0 | 0 | 0 | 0 | 0.65842 | 0.65842 | -11.6026 | -11.6026
Line10_11_12 | 0 | 0 | 0 | 0 | 0 | 0 | 0 | 0 | 0 | 0 | 0 | 0 | 0.65842 | 0.65842 | -11.6026 | -11.6026
Line11_12_13 | 0 | 0 | 0 | 0 | 0 | 0 | 0 | 0 | 0 | 0 | 0 | 0 | 0.65842 | 0.65842 | -11.6026 | -11.6026
Line12_13_15 | 0 | 0 | 0 | 0 | 0 | 0 | 0 | 0 | 0 | 0 | 0 | 0 | 0.65842 | 0.65842 | -11.6026 | -11.6026
Line13_13_14 | 0 | 0 | 0 | 0 | 0 | 0 | 0 | 0 | 0 | 0 | 0 | 0 | 0.65842 | 0.65842 | -11.6026 | -11.6026
Line14_15_16 | 0 | 0 | 0 | 0 | 0 | 0 | 0 | 0 | 0 | 0 | 0 | 0 | 0.65842 | 0.65842 | -11.6026 | -11.6026
Line15_16_17 | 0 | 0 | 0 | 0 | 0 | 0 | 0 | 0 | 0 | 0 | 0 | 0 | 0.65842 | 0.65842 | -11.6026 | -11.6026
Line16_4_18 | 2.7423 | 2.7423 | 0 | 4.5292 | 1.8999 | 1.8999 | 0.43316 | -1e-07 | 0.45121 | -1e-07 | -57.7717 | 122.2283 | 0.32921 | 0 | -11.6026 | 0
Line17_5_19 | 0 | 0 | 0 | 0 | 0 | 0 | 0 | 0 | 0 | 0 | 0 | 0 | 0.65842 | 0.65842 | -11.6026 | -11.6026
Line1_1_3 | 0 | 0 | 0 | 0 | 0 | 0 | 0 | 0 | 0 | 0 | 0 | 0 | 0.65842 | 0.65842 | -11.6026 | -11.6026
Line2_1_4 | 2.7423 | 2.7423 | 0 | 0 | 1.8999 | 1.8999 | 0.86632 | -0.43316 | 0.90242 | -0.45121 | -57.7717 | 122.2283 | 0.65842 | 0.32921 | -11.6026 | -11.6026
Line3_1_5 | 0 | 0 | 0 | 0 | 0 | 0 | 0 | 0 | 0 | 0 | 0 | 0 | 0.65842 | 0.65842 | -11.6026 | -11.6026
Line4_2_6 | 0 | 0 | 0 | 0 | 0 | 0 | 0 | 0 | 0 | 0 | 0 | 0 | 0.65842 | 0.65842 | -11.6026 | -11.6026
Line5_6_7 | 0 | 0 | 0 | 0 | 0 | 0 | 0 | 0 | 0 | 0 | 0 | 0 | 0.65842 | 0.65842 | -11.6026 | -11.6026
Line6_7_8 | 0 | 0 | 0 | 0 | 0 | 0 | 0 | 0 | 0 | 0 | 0 | 0 | 0.65842 | 0.65842 | -11.6026 | -11.6026
Line7_8_9 | 0 | 0 | 0 | 0 | 0 | 0 | 0 | 0 | 0 | 0 | 0 | 0 | 0.65842 | 0.65842 | -11.6026 | -11.6026
Line8_8_10 | 0 | 0 | 0 | 0 | 0 | 0 | 0 | 0 | 0 | 0 | 0 | 0 | 0.65842 | 0.65842 | -11.6026 | -11.6026
Line9_3_11 | 0 | 0 | 0 | 0 | 0 | 0 | 0 | 0 | 0 | 0 | 0 | 0 | 0.65842 | 0.65842 | -11.6026 | -11.6026

## LLL_min_fault_6
name | pf_ikss_from_ka | pf_ikss_to_ka | pf_ip_from_ka | pf_ip_to_ka | pf_skss_from_mw | pf_skss_to_mw | pf_p_from_mw | pf_p_to_mw | pf_q_from_mvar | pf_q_to_mvar | pf_ikss_from_degree | pf_ikss_to_degree | pf_vm_from_pu | pf_vm_to_pu | pf_va_from_degree | pf_va_to_degree
Line0_1_2 | 0 | 0 | 0 | 0 | 0 | 0 | 0 | 0 | 0 | 0 | 0 | 0 | 0.94754 | 0.94754 | -0.12527 | -0.12527
Line10_11_12 | 0 | 0 | 0 | 0 | 0 | 0 | 0 | 0 | 0 | 0 | 0 | 0 | 0.94754 | 0.94754 | -0.12527 | -0.12527
Line11_12_13 | 0 | 0 | 0 | 0 | 0 | 0 | 0 | 0 | 0 | 0 | 0 | 0 | 0.94754 | 0.94754 | -0.12527 | -0.12527
Line12_13_15 | 0 | 0 | 0 | 0 | 0 | 0 | 0 | 0 | 0 | 0 | 0 | 0 | 0.94754 | 0.94754 | -0.12527 | -0.12527
Line13_13_14 | 0 | 0 | 0 | 0 | 0 | 0 | 0 | 0 | 0 | 0 | 0 | 0 | 0.94754 | 0.94754 | -0.12527 | -0.12527
Line14_15_16 | 0 | 0 | 0 | 0 | 0 | 0 | 0 | 0 | 0 | 0 | 0 | 0 | 0.94754 | 0.94754 | -0.12527 | -0.12527
Line15_16_17 | 0 | 0 | 0 | 0 | 0 | 0 | 0 | 0 | 0 | 0 | 0 | 0 | 0.94754 | 0.94754 | -0.12527 | -0.12527
Line16_4_18 | 0.030706 | 0.030706 | 0 | 0.050714 | 0.021274 | 0.021274 | 0.014197 | -0.014143 | 0.014199 | -0.014143 | -45.1344 | 134.8656 | 0.94385 | 0.94017 | -0.1298 | -0.13436
Line17_5_19 | 0 | 0 | 0 | 0 | 0 | 0 | 0 | 0 | 0 | 0 | 0 | 0 | 0.94754 | 0.94754 | -0.12527 | -0.12527
Line1_1_3 | 0 | 0 | 0 | 0 | 0 | 0 | 0 | 0 | 0 | 0 | 0 | 0 | 0.94754 | 0.94754 | -0.12527 | -0.12527
Line2_1_4 | 0.030706 | 0.030706 | 0 | 0 | 0.021274 | 0.021274 | 0.014251 | -0.014197 | 0.014256 | -0.014199 | -45.1344 | 134.8656 | 0.94754 | 0.94385 | -0.12527 | -0.1298
Line3_1_5 | 0 | 0 | 0 | 0 | 0 | 0 | 0 | 0 | 0 | 0 | 0 | 0 | 0.94754 | 0.94754 | -0.12527 | -0.12527
Line4_2_6 | 0 | 0 | 0 | 0 | 0 | 0 | 0 | 0 | 0 | 0 | 0 | 0 | 0.94754 | 0.94754 | -0.12527 | -0.12527
Line5_6_7 | 0 | 0 | 0 | 0 | 0 | 0 | 0 | 0 | 0 | 0 | 0 | 0 | 0.94754 | 0.94754 | -0.12527 | -0.12527
Line6_7_8 | 0 | 0 | 0 | 0 | 0 | 0 | 0 | 0 | 0 | 0 | 0 | 0 | 0.94754 | 0.94754 | -0.12527 | -0.12527
Line7_8_9 | 0 | 0 | 0 | 0 | 0 | 0 | 0 | 0 | 0 | 0 | 0 | 0 | 0.94754 | 0.94754 | -0.12527 | -0.12527
Line8_8_10 | 0 | 0 | 0 | 0 | 0 | 0 | 0 | 0 | 0 | 0 | 0 | 0 | 0.94754 | 0.94754 | -0.12527 | -0.12527
Line9_3_11 | 0 | 0 | 0 | 0 | 0 | 0 | 0 | 0 | 0 | 0 | 0 | 0 | 0.94754 | 0.94754 | -0.12527 | -0.12527

## LLL_min_fault_10
name | pf_ikss_from_ka | pf_ikss_to_ka | pf_ip_from_ka | pf_ip_to_ka | pf_skss_from_mw | pf_skss_to_mw | pf_p_from_mw | pf_p_to_mw | pf_q_from_mvar | pf_q_to_mvar | pf_ikss_from_degree | pf_ikss_to_degree | pf_vm_from_pu | pf_vm_to_pu | pf_va_from_degree | pf_va_to_degree
Line0_1_2 | 0 | 0 | 0 | 0 | 0 | 0 | 0 | 0 | 0 | 0 | 0 | 0 | 0.89767 | 0.89767 | -0.12527 | -0.12527
Line10_11_12 | 0 | 0 | 0 | 0 | 0 | 0 | 0 | 0 | 0 | 0 | 0 | 0 | 0.89767 | 0.89767 | -0.12527 | -0.12527
Line11_12_13 | 0 | 0 | 0 | 0 | 0 | 0 | 0 | 0 | 0 | 0 | 0 | 0 | 0.89767 | 0.89767 | -0.12527 | -0.12527
Line12_13_15 | 0 | 0 | 0 | 0 | 0 | 0 | 0 | 0 | 0 | 0 | 0 | 0 | 0.89767 | 0.89767 | -0.12527 | -0.12527
Line13_13_14 | 0 | 0 | 0 | 0 | 0 | 0 | 0 | 0 | 0 | 0 | 0 | 0 | 0.89767 | 0.89767 | -0.12527 | -0.12527
Line14_15_16 | 0 | 0 | 0 | 0 | 0 | 0 | 0 | 0 | 0 | 0 | 0 | 0 | 0.89767 | 0.89767 | -0.12527 | -0.12527
Line15_16_17 | 0 | 0 | 0 | 0 | 0 | 0 | 0 | 0 | 0 | 0 | 0 | 0 | 0.89767 | 0.89767 | -0.12527 | -0.12527
Line16_4_18 | 0.02909 | 0.02909 | 0 | 0.048045 | 0.020154 | 0.020154 | 0.012742 | -0.012693 | 0.012744 | -0.012693 | -45.1344 | 134.8656 | 0.89418 | 0.89069 | -0.1298 | -0.13436
Line17_5_19 | 0 | 0 | 0 | 0 | 0 | 0 | 0 | 0 | 0 | 0 | 0 | 0 | 0.89767 | 0.89767 | -0.12527 | -0.12527
Line1_1_3 | 0 | 0 | 0 | 0 | 0 | 0 | 0 | 0 | 0 | 0 | 0 | 0 | 0.89767 | 0.89767 | -0.12527 | -0.12527
Line2_1_4 | 0.02909 | 0.02909 | 0 | 0 | 0.020154 | 0.020154 | 0.012791 | -0.012742 | 0.012795 | -0.012744 | -45.1344 | 134.8656 | 0.89767 | 0.89418 | -0.12527 | -0.1298
Line3_1_5 | 0 | 0 | 0 | 0 | 0 | 0 | 0 | 0 | 0 | 0 | 0 | 0 | 0.89767 | 0.89767 | -0.12527 | -0.12527
Line4_2_6 | 0 | 0 | 0 | 0 | 0 | 0 | 0 | 0 | 0 | 0 | 0 | 0 | 0.89767 | 0.89767 | -0.12527 | -0.12527
Line5_6_7 | 0 | 0 | 0 | 0 | 0 | 0 | 0 | 0 | 0 | 0 | 0 | 0 | 0.89767 | 0.89767 | -0.12527 | -0.12527
Line6_7_8 | 0 | 0 | 0 | 0 | 0 | 0 | 0 | 0 | 0 | 0 | 0 | 0 | 0.89767 | 0.89767 | -0.12527 | -0.12527
Line7_8_9 | 0 | 0 | 0 | 0 | 0 | 0 | 0 | 0 | 0 | 0 | 0 | 0 | 0.89767 | 0.89767 | -0.12527 | -0.12527
Line8_8_10 | 0 | 0 | 0 | 0 | 0 | 0 | 0 | 0 | 0 | 0 | 0 | 0 | 0.89767 | 0.89767 | -0.12527 | -0.12527
Line9_3_11 | 0 | 0 | 0 | 0 | 0 | 0 | 0 | 0 | 0 | 0 | 0 | 0 | 0.89767 | 0.89767 | -0.12527 | -0.12527

## LL_max_6
name | pf_ikss_a_from_ka | pf_ikss_b_from_ka | pf_ikss_c_from_ka | pf_ikss_a_to_ka | pf_ikss_b_to_ka | pf_ikss_c_to_ka | pf_skss_a_from_mw | pf_skss_b_from_mw | pf_skss_c_from_mw | pf_skss_a_to_mw | pf_skss_b_to_mw | pf_skss_c_to_mw | pf_p_a_from_mw | pf_p_b_from_mw | pf_p_c_from_mw | pf_p_a_to_mw | pf_p_b_to_mw | pf_p_c_to_mw | pf_q_a_from_mvar | pf_q_b_from_mvar | pf_q_c_from_mvar | pf_q_a_to_mvar | pf_q_b_to_mvar | pf_q_c_to_mvar | pf_ikss_a_from_degree | pf_ikss_b_from_degree | pf_ikss_c_from_degree | pf_ikss_a_to_degree | pf_ikss_b_to_degree | pf_ikss_c_to_degree | pf_vm_a_from_pu | pf_vm_b_from_pu | pf_vm_c_from_pu | pf_vm_a_to_pu | pf_vm_b_to_pu | pf_vm_c_to_pu | pf_va_a_from_degree | pf_va_b_from_degree | pf_va_c_from_degree | pf_va_a_to_degree | pf_va_b_to_degree | pf_va_c_to_degree
Line0_1_2 | 0.14434 | 0.14434 | 0.14434 | 0.14434 | 0.14434 | 0.14434 | 0.033333 | 0.033333 | 0.033333 | 0.033333 | 0.033333 | 0.033333 | -0.0029522 | -0.010038 | 0.0009304 | 0.0031605 | 0.010247 | -0.00072206 | -0.036327 | -0.027753 | -0.025903 | 0.036744 | 0.02817 | 0.02632 | 94.7872 | -25.2127 | -145.2128 | -85.2128 | 154.7873 | 34.7872 | 1.0934 | 0.88538 | 0.7776 | 1.1064 | 0.89926 | 0.7899 | 0.14114 | -135.0983 | 126.8443 | -0.12902 | -135.2018 | 126.3587
Line10_11_12 | 0.14434 | 0.14434 | 0.14434 | 0.14434 | 0.14434 | 0.14434 | 0.033333 | 0.033333 | 0.033333 | 0.033333 | 0.033333 | 0.033333 | -0.0033689 | -0.010455 | 0.00051373 | 0.0035772 | 0.010663 | -0.0003054 | -0.037161 | -0.028586 | -0.026737 | 0.037577 | 0.029003 | 0.027153 | 94.7872 | -25.2127 | -145.2128 | -85.2128 | 154.7873 | 34.7872 | 1.1194 | 0.91314 | 0.80225 | 1.1324 | 0.92703 | 0.81465 | -0.39292 | -135.3023 | 125.888 | -0.65075 | -135.3997 | 125.4316
Line11_12_13 | 0.14434 | 0.14434 | 0.14434 | 0.14434 | 0.14434 | 0.14434 | 0.033333 | 0.033333 | 0.033333 | 0.033333 | 0.033333 | 0.033333 | -0.0035772 | -0.010663 | 0.0003054 | 0.0037855 | 0.010872 | -9.7064e-05 | -0.037577 | -0.029003 | -0.027153 | 0.037994 | 0.02942 | 0.02757 | 94.7872 | -25.2127 | -145.2128 | -85.2128 | 154.7873 | 34.7872 | 1.1324 | 0.92703 | 0.81465 | 1.1455 | 0.94092 | 0.8271 | -0.65075 | -135.3997 | 125.4316 | -0.90272 | -135.4942 | 124.9889
Line12_13_15 | 0 | 0 | 0 | 0 | 0 | 0 | 0 | 0 | 0 | 0 | 0 | 0 | 1.2045e-09 | -7.3401e-10 | -1.9917e-09 | -1.2045e-09 | 7.3401e-10 | 1.9917e-09 | 2.0844e-10 | 2.9032e-09 | -8.3077e-10 | -2.0844e-10 | -2.9032e-09 | 8.3077e-10 | 0 | 0 | 0 | 0 | 0 | 0 | 1.1455 | 0.94092 | 0.8271 | 1.1455 | 0.94092 | 0.8271 | -0.90272 | -135.4942 | 124.9889 | -0.90272 | -135.4942 | 124.9889
Line13_13_14 | 0.14434 | 0.14434 | 0.14434 | 0.14434 | 0.14434 | 0.14434 | 0.033333 | 0.033333 | 0.033333 | 0.033333 | 0.033333 | 0.033333 | -0.0037855 | -0.010872 | 9.7066e-05 | 0.0039939 | 0.01108 | 0.00011127 | -0.037994 | -0.02942 | -0.02757 | 0.038411 | 0.029836 | 0.027987 | 94.7872 | -25.2127 | -145.2128 | -85.2128 | 154.7873 | 34.7872 | 1.1455 | 0.94092 | 0.8271 | 1.1585 | 0.95481 | 0.83961 | -0.90272 | -135.4942 | 124.9889 | -1.149 | -135.586 | 124.5594
Line14_15_16 | 0 | 0 | 0 | 0 | 0 | 0 | 0 | 0 | 0 | 0 | 0 | 0 | 8.0301e-10 | -4.8934e-10 | -1.3278e-09 | -8.0301e-10 | 4.8934e-10 | 1.3278e-09 | 1.3896e-10 | 1.9355e-09 | -5.5384e-10 | -1.3896e-10 | -1.9355e-09 | 5.5384e-10 | 0 | 0 | 0 | 0 | 0 | 0 | 1.1455 | 0.94092 | 0.8271 | 1.1455 | 0.94092 | 0.8271 | -0.90272 | -135.4942 | 124.9889 | -0.90272 | -135.4942 | 124.9889
Line15_16_17 | 0 | 0 | 0 | 0 | 0 | 0 | 0 | 0 | 0 | 0 | 0 | 0 | 4.0151e-10 | -2.4467e-10 | -6.6392e-10 | -4.0151e-10 | 2.4467e-10 | 6.6392e-10 | 6.9479e-11 | 9.6773e-10 | -2.7692e-10 | -6.9479e-11 | -9.6773e-10 | 2.7692e-10 | 0 | 0 | 0 | 0 | 0 | 0 | 1.1455 | 0.94092 | 0.8271 | 1.1455 | 0.94092 | 0.8271 | -0.90272 | -135.4942 | 124.9889 | -0.90272 | -135.4942 | 124.9889
Line16_4_18 | 0 | 3.3095 | 3.3095 | 0 | 3.3095 | 3.3095 | 0 | 0.76429 | 0.76429 | 0 | 0.76429 | 0.76429 | 2.319e-10 | 0.50921 | -0.29015 | -2.319e-10 | -0.39968 | 0.39968 | 1.487e-16 | 0.080293 | 0.35781 | -2.3063e-16 | 0.13876 | -0.13876 | 0 | -160.8543 | 19.1457 | 0 | 19.1457 | -160.8543 | 1.1071 | 0.67448 | 0.60274 | 1.1071 | 0.55356 | 0.55356 | -3.7525e-06 | -151.8935 | 148.1848 | -3.7566e-06 | 180 | 180
Line17_5_19 | 0 | 0 | 0 | 0 | 0 | 0 | 0 | 0 | 0 | 0 | 0 | 0 | 1.7407e-10 | -4.1676e-10 | -7.5533e-10 | -1.7407e-10 | 4.1676e-10 | 7.5533e-10 | -1.037e-11 | 8.8788e-10 | -3.5677e-10 | 1.037e-11 | -8.8788e-10 | 3.5677e-10 | 0 | 0 | 0 | 0 | 0 | 0 | 1.0934 | 0.88538 | 0.7776 | 1.0934 | 0.88538 | 0.7776 | 0.14114 | -135.0983 | 126.8443 | 0.14114 | -135.0983 | 126.8443
Line1_1_3 | 0.14434 | 0.14434 | 0.14434 | 0.14434 | 0.14434 | 0.14434 | 0.033333 | 0.033333 | 0.033333 | 0.033333 | 0.033333 | 0.033333 | -0.0029522 | -0.010038 | 0.0009304 | 0.0031605 | 0.010247 | -0.00072206 | -0.036327 | -0.027753 | -0.025903 | 0.036744 | 0.02817 | 0.02632 | 94.7872 | -25.2127 | -145.2128 | -85.2128 | 154.7873 | 34.7872 | 1.0934 | 0.88538 | 0.7776 | 1.1064 | 0.89926 | 0.7899 | 0.14114 | -135.0983 | 126.8443 | -0.12902 | -135.2018 | 126.3587
Line2_1_4 | 0.14434 | 3.1904 | 3.1807 | 0.14434 | 3.1904 | 3.1807 | 0.033333 | 0.73679 | 0.73456 | 0.033333 | 0.73679 | 0.73456 | -0.0096243 | 0.59446 | -0.18456 | 0.0098327 | -0.49267 | 0.28573 | -0.035153 | 0.26863 | 0.54055 | 0.03557 | -0.06506 | -0.33821 | 105.4524 | -159.4161 | 17.9934 | -74.5476 | 20.5839 | -162.0066 | 1.0934 | 0.88538 | 0.7776 | 1.1071 | 0.67448 | 0.60274 | 0.14114 | -135.0983 | 126.8443 | -3.7525e-06 | -151.8935 | 148.1848
Line3_1_5 | 0 | 0 | 0 | 0 | 0 | 0 | 0 | 0 | 0 | 0 | 0 | 0 | 3.4814e-10 | -8.3352e-10 | -1.5107e-09 | -3.4814e-10 | 8.3352e-10 | 1.5107e-09 | -2.074e-11 | 1.7758e-09 | -7.1354e-10 | 2.074e-11 | -1.7758e-09 | 7.1354e-10 | 0 | 0 | 0 | 0 | 0 | 0 | 1.0934 | 0.88538 | 0.7776 | 1.0934 | 0.88538 | 0.7776 | 0.14114 | -135.0983 | 126.8443 | 0.14114 | -135.0983 | 126.8443
Line4_2_6 | 0.14434 | 0.14434 | 0.14434 | 0.14434 | 0.14434 | 0.14434 | 0.033333 | 0.033333 | 0.033333 | 0.033333 | 0.033333 | 0.033333 | -0.0031605 | -0.010247 | 0.00072207 | 0.0033689 | 0.010455 | -0.00051373 | -0.036744 | -0.02817 | -0.02632 | 0.037161 | 0.028586 | 0.026737 | 94.7872 | -25.2127 | -145.2128 | -85.2128 | 154.7873 | 34.7872 | 1.1064 | 0.89926 | 0.7899 | 1.1194 | 0.91314 | 0.80225 | -0.12902 | -135.2018 | 126.3587 | -0.39292 | -135.3023 | 125.888
Line5_6_7 | 0.14434 | 0.14434 | 0.14434 | 0.14434 | 0.14434 | 0.14434 | 0.033333 | 0.033333 | 0.033333 | 0.033333 | 0.033333 | 0.033333 | -0.0033689 | -0.010455 | 0.00051373 | 0.0035772 | 0.010663 | -0.0003054 | -0.037161 | -0.028586 | -0.026737 | 0.037577 | 0.029003 | 0.027153 | 94.7872 | -25.2127 | -145.2128 | -85.2128 | 154.7873 | 34.7872 | 1.1194 | 0.91314 | 0.80225 | 1.1324 | 0.92703 | 0.81465 | -0.39292 | -135.3023 | 125.888 | -0.65075 | -135.3997 | 125.4316
Line6_7_8 | 0 | 0 | 0 | 0 | 0 | 0 | 0 | 0 | 0 | 0 | 0 | 0 | 1.0275e-09 | -8.6952e-10 | -2.0668e-09 | -1.0275e-09 | 8.6952e-10 | 2.0668e-09 | 1.4855e-10 | 2.8433e-09 | -8.9065e-10 | -1.4855e-10 | -2.8433e-09 | 8.9065e-10 | 0 | 0 | 0 | 0 | 0 | 0 | 1.1324 | 0.92703 | 0.81465 | 1.1324 | 0.92703 | 0.81465 | -0.65075 | -135.3997 | 125.4316 | -0.65075 | -135.3997 | 125.4316
Line7_8_9 | 0 | 0 | 0 | 0 | 0 | 0 | 0 | 0 | 0 | 0 | 0 | 0 | 3.425e-10 | -2.8984e-10 | -6.8892e-10 | -3.425e-10 | 2.8984e-10 | 6.8892e-10 | 4.9517e-11 | 9.4777e-10 | -2.9688e-10 | -4.9517e-11 | -9.4777e-10 | 2.9688e-10 | 0 | 0 | 0 | 0 | 0 | 0 | 1.1324 | 0.92703 | 0.81465 | 1.1324 | 0.92703 | 0.81465 | -0.65075 | -135.3997 | 125.4316 | -0.65075 | -135.3997 | 125.4316
Line8_8_10 | 0 | 0 | 0 | 0 | 0 | 0 | 0 | 0 | 0 | 0 | 0 | 0 | 3.425e-10 | -2.8984e-10 | -6.8892e-10 | -3.425e-10 | 2.8984e-10 | 6.8892e-10 | 4.9517e-11 | 9.4777e-10 | -2.9688e-10 | -4.9517e-11 | -9.4777e-10 | 2.9688e-10 | 0 | 0 | 0 | 0 | 0 | 0 | 1.1324 | 0.92703 | 0.81465 | 1.1324 | 0.92703 | 0.81465 | -0.65075 | -135.3997 | 125.4316 | -0.65075 | -135.3997 | 125.4316
Line9_3_11 | 0.14434 | 0.14434 | 0.14434 | 0.14434 | 0.14434 | 0.14434 | 0.033333 | 0.033333 | 0.033333 | 0.033333 | 0.033333 | 0.033333 | -0.0031605 | -0.010247 | 0.00072206 | 0.0033689 | 0.010455 | -0.00051373 | -0.036744 | -0.02817 | -0.02632 | 0.037161 | 0.028586 | 0.026737 | 94.7872 | -25.2127 | -145.2128 | -85.2128 | 154.7873 | 34.7872 | 1.1064 | 0.89926 | 0.7899 | 1.1194 | 0.91314 | 0.80225 | -0.12902 | -135.2018 | 126.3587 | -0.39292 | -135.3023 | 125.888

## LL_max_10
name | pf_ikss_a_from_ka | pf_ikss_b_from_ka | pf_ikss_c_from_ka | pf_ikss_a_to_ka | pf_ikss_b_to_ka | pf_ikss_c_to_ka | pf_skss_a_from_mw | pf_skss_b_from_mw | pf_skss_c_from_mw | pf_skss_a_to_mw | pf_skss_b_to_mw | pf_skss_c_to_mw | pf_p_a_from_mw | pf_p_b_from_mw | pf_p_c_from_mw | pf_p_a_to_mw | pf_p_b_to_mw | pf_p_c_to_mw | pf_q_a_from_mvar | pf_q_b_from_mvar | pf_q_c_from_mvar | pf_q_a_to_mvar | pf_q_b_to_mvar | pf_q_c_to_mvar | pf_ikss_a_from_degree | pf_ikss_b_from_degree | pf_ikss_c_from_degree | pf_ikss_a_to_degree | pf_ikss_b_to_degree | pf_ikss_c_to_degree | pf_vm_a_from_pu | pf_vm_b_from_pu | pf_vm_c_from_pu | pf_vm_a_to_pu | pf_vm_b_to_pu | pf_vm_c_to_pu | pf_va_a_from_degree | pf_va_b_from_degree | pf_va_c_from_degree | pf_va_a_to_degree | pf_va_b_to_degree | pf_va_c_to_degree
Line0_1_2 | 0.14434 | 0.14434 | 0.14434 | 0.14434 | 0.14434 | 0.14434 | 0.033333 | 0.033333 | 0.033333 | 0.033333 | 0.033333 | 0.033333 | -0.0030948 | -0.010706 | 0.0011407 | 0.0033031 | 0.010914 | -0.00093235 | -0.038057 | -0.028772 | -0.026823 | 0.038474 | 0.029189 | 0.02724 | 94.7868 | -25.213 | -145.2131 | -85.2132 | 154.787 | 34.7869 | 1.1455 | 0.92098 | 0.80542 | 1.1585 | 0.93487 | 0.81768 | 0.13777 | -135.6228 | 127.222 | -0.12022 | -135.7147 | 126.7472
Line10_11_12 | 0.14434 | 0.14434 | 0.14434 | 0.14434 | 0.14434 | 0.14434 | 0.033333 | 0.033333 | 0.033333 | 0.033333 | 0.033333 | 0.033333 | -0.0035115 | -0.011122 | 0.00072402 | 0.0037198 | 0.011331 | -0.00051568 | -0.03889 | -0.029605 | -0.027657 | 0.039307 | 0.030022 | 0.028073 | 94.7868 | -25.213 | -145.2131 | -85.2132 | 154.787 | 34.7869 | 1.1715 | 0.94877 | 0.82998 | 1.1845 | 0.96267 | 0.84234 | -0.37249 | -135.8038 | 126.2865 | -0.61922 | -135.8904 | 125.8393
Line11_12_13 | 0.14434 | 0.14434 | 0.14434 | 0.14434 | 0.14434 | 0.14434 | 0.033333 | 0.033333 | 0.033333 | 0.033333 | 0.033333 | 0.033333 | -0.0037198 | -0.011331 | 0.00051568 | 0.0039281 | 0.011539 | -0.00030735 | -0.039307 | -0.030022 | -0.028073 | 0.039724 | 0.030439 | 0.02849 | 94.7868 | -25.213 | -145.2131 | -85.2132 | 154.787 | 34.7869 | 1.1845 | 0.96267 | 0.84234 | 1.1975 | 0.97658 | 0.85475 | -0.61922 | -135.8904 | 125.8393 | -0.86058 | -135.9745 | 125.405
Line12_13_15 | 0 | 0 | 0 | 0 | 0 | 0 | 0 | 0 | 0 | 0 | 0 | 0 | 1.2863e-09 | -8.6956e-10 | -2.2599e-09 | -1.2863e-09 | 8.6956e-10 | 2.2599e-09 | 2.1763e-10 | 3.252e-09 | -9.7421e-10 | -2.1763e-10 | -3.252e-09 | 9.7421e-10 | 0 | 0 | 0 | 0 | 0 | 0 | 1.1975 | 0.97658 | 0.85475 | 1.1975 | 0.97658 | 0.85475 | -0.86058 | -135.9745 | 125.405 | -0.86058 | -135.9745 | 125.405
Line13_13_14 | 0.14434 | 0.14434 | 0.14434 | 0.14434 | 0.14434 | 0.14434 | 0.033333 | 0.033333 | 0.033333 | 0.033333 | 0.033333 | 0.033333 | -0.0039281 | -0.011539 | 0.00030735 | 0.0041365 | 0.011747 | -9.902e-05 | -0.039724 | -0.030439 | -0.02849 | 0.04014 | 0.030855 | 0.028907 | 94.7868 | -25.213 | -145.2131 | -85.2132 | 154.787 | 34.7869 | 1.1975 | 0.97658 | 0.85475 | 1.2106 | 0.99048 | 0.8672 | -0.86058 | -135.9745 | 125.405 | -1.0967 | -136.0562 | 124.9832
Line14_15_16 | 0 | 0 | 0 | 0 | 0 | 0 | 0 | 0 | 0 | 0 | 0 | 0 | 8.5751e-10 | -5.7971e-10 | -1.5066e-09 | -8.5751e-10 | 5.7971e-10 | 1.5066e-09 | 1.4509e-10 | 2.168e-09 | -6.4947e-10 | -1.4509e-10 | -2.168e-09 | 6.4947e-10 | 0 | 0 | 0 | 0 | 0 | 0 | 1.1975 | 0.97658 | 0.85475 | 1.1975 | 0.97658 | 0.85475 | -0.86058 | -135.9745 | 125.405 | -0.86058 | -135.9745 | 125.405
Line15_16_17 | 0 | 0 | 0 | 0 | 0 | 0 | 0 | 0 | 0 | 0 | 0 | 0 | 4.2876e-10 | -2.8985e-10 | -7.5331e-10 | -4.2876e-10 | 2.8985e-10 | 7.5331e-10 | 7.2543e-11 | 1.084e-09 | -3.2474e-10 | -7.2543e-11 | -1.084e-09 | 3.2474e-10 | 0 | 0 | 0 | 0 | 0 | 0 | 1.1975 | 0.97658 | 0.85475 | 1.1975 | 0.97658 | 0.85475 | -0.86058 | -135.9745 | 125.405 | -0.86058 | -135.9745 | 125.405
Line16_4_18 | 0 | 3.4107 | 3.4107 | 0 | 3.4107 | 3.4107 | 0 | 0.78767 | 0.78767 | 0 | 0.78767 | 0.78767 | 2.5152e-10 | 0.5482 | -0.31554 | -2.5152e-10 | -0.43187 | 0.43187 | 2.5497e-17 | 0.084664 | 0.38065 | -1.1128e-16 | 0.14799 | -0.14799 | 0 | -161.0844 | 18.9156 | 0 | 18.9156 | -161.0844 | 1.1592 | 0.70423 | 0.62771 | 1.1592 | 0.57959 | 0.57959 | -3.9639e-06 | -152.305 | 148.5727 | -3.9679e-06 | 180 | 180
Line17_5_19 | 0 | 0 | 0 | 0 | 0 | 0 | 0 | 0 | 0 | 0 | 0 | 0 | 1.9103e-10 | -4.6731e-10 | -8.4417e-10 | -1.9103e-10 | 4.6731e-10 | 8.4417e-10 | -1.1109e-11 | 1.0004e-09 | -4.0839e-10 | 1.1109e-11 | -1.0004e-09 | 4.0839e-10 | 0 | 0 | 0 | 0 | 0 | 0 | 1.1455 | 0.92098 | 0.80542 | 1.1455 | 0.92098 | 0.80542 | 0.13777 | -135.6228 | 127.222 | 0.13777 | -135.6228 | 127.222
Line1_1_3 | 0.14434 | 0.14434 | 0.14434 | 0.14434 | 0.14434 | 0.14434 | 0.033333 | 0.033333 | 0.033333 | 0.033333 | 0.033333 | 0.033333 | -0.0030948 | -0.010706 | 0.0011407 | 0.0033031 | 0.010914 | -0.00093235 | -0.038057 | -0.028772 | -0.026823 | 0.038474 | 0.029189 | 0.02724 | 94.7868 | -25.213 | -145.2131 | -85.2132 | 154.787 | 34.7869 | 1.1455 | 0.92098 | 0.80542 | 1.1585 | 0.93487 | 0.81768 | 0.13777 | -135.6228 | 127.222 | -0.12022 | -135.7147 | 126.7472
Line2_1_4 | 0.14434 | 3.2916 | 3.2819 | 0.14434 | 3.2916 | 3.2819 | 0.033333 | 0.76017 | 0.75792 | 0.033333 | 0.76017 | 0.75792 | -0.0099212 | 0.63924 | -0.20299 | 0.010129 | -0.53089 | 0.3107 | -0.036871 | 0.2855 | 0.57571 | 0.037288 | -0.068806 | -0.36029 | 105.1981 | -159.6897 | 17.7997 | -74.8019 | 20.3103 | -162.2003 | 1.1455 | 0.92098 | 0.80542 | 1.1592 | 0.70423 | 0.62771 | 0.13777 | -135.6228 | 127.222 | -3.9639e-06 | -152.305 | 148.5727
Line3_1_5 | 0 | 0 | 0 | 0 | 0 | 0 | 0 | 0 | 0 | 0 | 0 | 0 | 3.8206e-10 | -9.3462e-10 | -1.6883e-09 | -3.8206e-10 | 9.3462e-10 | 1.6883e-09 | -2.2219e-11 | 2.0007e-09 | -8.1678e-10 | 2.2219e-11 | -2.0007e-09 | 8.1678e-10 | 0 | 0 | 0 | 0 | 0 | 0 | 1.1455 | 0.92098 | 0.80542 | 1.1455 | 0.92098 | 0.80542 | 0.13777 | -135.6228 | 127.222 | 0.13777 | -135.6228 | 127.222
Line4_2_6 | 0.14434 | 0.14434 | 0.14434 | 0.14434 | 0.14434 | 0.14434 | 0.033333 | 0.033333 | 0.033333 | 0.033333 | 0.033333 | 0.033333 | -0.0033031 | -0.010914 | 0.00093235 | 0.0035115 | 0.011122 | -0.00072402 | -0.038474 | -0.029189 | -0.02724 | 0.03889 | 0.029605 | 0.027657 | 94.7868 | -25.213 | -145.2131 | -85.2132 | 154.787 | 34.7869 | 1.1585 | 0.93487 | 0.81768 | 1.1715 | 0.94877 | 0.82998 | -0.12022 | -135.7147 | 126.7472 | -0.37249 | -135.8038 | 126.2865
Line5_6_7 | 0.14434 | 0.14434 | 0.14434 | 0.14434 | 0.14434 | 0.14434 | 0.033333 | 0.033333 | 0.033333 | 0.033333 | 0.033333 | 0.033333 | -0.0035115 | -0.011122 | 0.00072402 | 0.0037198 | 0.011331 | -0.00051569 | -0.03889 | -0.029605 | -0.027657 | 0.039307 | 0.030022 | 0.028073 | 94.7868 | -25.213 | -145.2131 | -85.2132 | 154.787 | 34.7869 | 1.1715 | 0.94877 | 0.82998 | 1.1845 | 0.96267 | 0.84234 | -0.37249 | -135.8038 | 126.2865 | -0.61922 | -135.8904 | 125.8393
Line6_7_8 | 0 | 0 | 0 | 0 | 0 | 0 | 0 | 0 | 0 | 0 | 0 | 0 | 1.1015e-09 | -1.0091e-09 | -2.3345e-09 | -1.1015e-09 | 1.0091e-09 | 2.3345e-09 | 1.5489e-10 | 3.1893e-09 | -1.0369e-09 | -1.5489e-10 | -3.1893e-09 | 1.0369e-09 | 0 | 0 | 0 | 0 | 0 | 0 | 1.1845 | 0.96267 | 0.84234 | 1.1845 | 0.96267 | 0.84234 | -0.61922 | -135.8904 | 125.8393 | -0.61922 | -135.8904 | 125.8393
Line7_8_9 | 0 | 0 | 0 | 0 | 0 | 0 | 0 | 0 | 0 | 0 | 0 | 0 | 3.6718e-10 | -3.3637e-10 | -7.7818e-10 | -3.6718e-10 | 3.3637e-10 | 7.7818e-10 | 5.163e-11 | 1.0631e-09 | -3.4565e-10 | -5.163e-11 | -1.0631e-09 | 3.4565e-10 | 0 | 0 | 0 | 0 | 0 | 0 | 1.1845 | 0.96267 | 0.84234 | 1.1845 | 0.96267 | 0.84234 | -0.61922 | -135.8904 | 125.8393 | -0.61922 | -135.8904 | 125.8393
Line8_8_10 | 0 | 0 | 0 | 0 | 0 | 0 | 0 | 0 | 0 | 0 | 0 | 0 | 3.6718e-10 | -3.3637e-10 | -7.7818e-10 | -3.6718e-10 | 3.3637e-10 | 7.7818e-10 | 5.163e-11 | 1.0631e-09 | -3.4565e-10 | -5.163e-11 | -1.0631e-09 | 3.4565e-10 | 0 | 0 | 0 | 0 | 0 | 0 | 1.1845 | 0.96267 | 0.84234 | 1.1845 | 0.96267 | 0.84234 | -0.61922 | -135.8904 | 125.8393 | -0.61922 | -135.8904 | 125.8393
Line9_3_11 | 0.14434 | 0.14434 | 0.14434 | 0.14434 | 0.14434 | 0.14434 | 0.033333 | 0.033333 | 0.033333 | 0.033333 | 0.033333 | 0.033333 | -0.0033031 | -0.010914 | 0.00093235 | 0.0035115 | 0.011122 | -0.00072402 | -0.038474 | -0.029189 | -0.02724 | 0.03889 | 0.029605 | 0.027657 | 94.7868 | -25.213 | -145.2131 | -85.2132 | 154.787 | 34.7869 | 1.1585 | 0.93487 | 0.81768 | 1.1715 | 0.94877 | 0.82998 | -0.12022 | -135.7147 | 126.7472 | -0.37249 | -135.8038 | 126.2865

## LL_max_fault_6
name | pf_ikss_a_from_ka | pf_ikss_b_from_ka | pf_ikss_c_from_ka | pf_ikss_a_to_ka | pf_ikss_b_to_ka | pf_ikss_c_to_ka | pf_skss_a_from_mw | pf_skss_b_from_mw | pf_skss_c_from_mw | pf_skss_a_to_mw | pf_skss_b_to_mw | pf_skss_c_to_mw | pf_p_a_from_mw | pf_p_b_from_mw | pf_p_c_from_mw | pf_p_a_to_mw | pf_p_b_to_mw | pf_p_c_to_mw | pf_q_a_from_mvar | pf_q_b_from_mvar | pf_q_c_from_mvar | pf_q_a_to_mvar | pf_q_b_to_mvar | pf_q_c_to_mvar | pf_ikss_a_from_degree | pf_ikss_b_from_degree | pf_ikss_c_from_degree | pf_ikss_a_to_degree | pf_ikss_b_to_degree | pf_ikss_c_to_degree | pf_vm_a_from_pu | pf_vm_b_from_pu | pf_vm_c_from_pu | pf_vm_a_to_pu | pf_vm_b_to_pu | pf_vm_c_to_pu | pf_va_a_from_degree | pf_va_b_from_degree | pf_va_c_from_degree | pf_va_a_to_degree | pf_va_b_to_degree | pf_va_c_to_degree
Line0_1_2 | 0.14434 | 0.14434 | 0.14434 | 0.14434 | 0.14434 | 0.14434 | 0.033333 | 0.033333 | 0.033333 | 0.033333 | 0.033333 | 0.033333 | -0.0029522 | -0.0031398 | -0.0029701 | 0.0031606 | 0.0033481 | 0.0031785 | -0.036327 | -0.03624 | -0.036121 | 0.036744 | 0.036656 | 0.036538 | 94.7872 | -25.2128 | -145.2128 | -85.2128 | 154.7872 | 34.7872 | 1.0934 | 1.0913 | 1.0873 | 1.1064 | 1.1043 | 1.1003 | 0.14115 | -120.1644 | 120.0865 | -0.12902 | -120.4315 | 119.8155
Line10_11_12 | 0.14434 | 0.14434 | 0.14434 | 0.14434 | 0.14434 | 0.14434 | 0.033333 | 0.033333 | 0.033333 | 0.033333 | 0.033333 | 0.033333 | -0.0033689 | -0.0035564 | -0.0033868 | 0.0035772 | 0.0037648 | 0.0035951 | -0.037161 | -0.037073 | -0.036955 | 0.037577 | 0.03749 | 0.037371 | 94.7872 | -25.2128 | -145.2128 | -85.2128 | 154.7872 | 34.7872 | 1.1194 | 1.1173 | 1.1133 | 1.1324 | 1.1304 | 1.1263 | -0.39292 | -120.6924 | 119.5508 | -0.65075 | -120.9472 | 119.2922
Line11_12_13 | 0.14434 | 0.14434 | 0.14434 | 0.14434 | 0.14434 | 0.14434 | 0.033333 | 0.033333 | 0.033333 | 0.033333 | 0.033333 | 0.033333 | -0.0035772 | -0.0037648 | -0.0035951 | 0.0037856 | 0.0039731 | 0.0038035 | -0.037577 | -0.03749 | -0.037371 | 0.037994 | 0.037906 | 0.037788 | 94.7872 | -25.2128 | -145.2128 | -85.2128 | 154.7872 | 34.7872 | 1.1324 | 1.1304 | 1.1263 | 1.1455 | 1.1434 | 1.1394 | -0.65075 | -120.9472 | 119.2922 | -0.90271 | -121.1963 | 119.0396
Line12_13_15 | 0 | 0 | 0 | 0 | 0 | 0 | 0 | 0 | 0 | 0 | 0 | 0 | 1.2045e-09 | 1.1779e-09 | 1.1218e-09 | -1.2045e-09 | -1.1779e-09 | -1.1218e-09 | 2.0844e-10 | 2.7572e-10 | 2.2058e-10 | -2.0844e-10 | -2.7572e-10 | -2.2058e-10 | 0 | 0 | 0 | 0 | 0 | 0 | 1.1455 | 1.1434 | 1.1394 | 1.1455 | 1.1434 | 1.1394 | -0.90271 | -121.1963 | 119.0396 | -0.90271 | -121.1963 | 119.0396
Line13_13_14 | 0.14434 | 0.14434 | 0.14434 | 0.14434 | 0.14434 | 0.14434 | 0.033333 | 0.033333 | 0.033333 | 0.033333 | 0.033333 | 0.033333 | -0.0037856 | -0.0039731 | -0.0038035 | 0.0039939 | 0.0041814 | 0.0040118 | -0.037994 | -0.037906 | -0.037788 | 0.038411 | 0.038323 | 0.038205 | 94.7872 | -25.2128 | -145.2128 | -85.2128 | 154.7872 | 34.7872 | 1.1455 | 1.1434 | 1.1394 | 1.1585 | 1.1565 | 1.1524 | -0.90271 | -121.1963 | 119.0396 | -1.149 | -121.4397 | 118.7926
Line14_15_16 | 0 | 0 | 0 | 0 | 0 | 0 | 0 | 0 | 0 | 0 | 0 | 0 | 8.0301e-10 | 7.8528e-10 | 7.479e-10 | -8.0301e-10 | -7.8528e-10 | -7.479e-10 | 1.3896e-10 | 1.8381e-10 | 1.4705e-10 | -1.3896e-10 | -1.8381e-10 | -1.4705e-10 | 0 | 0 | 0 | 0 | 0 | 0 | 1.1455 | 1.1434 | 1.1394 | 1.1455 | 1.1434 | 1.1394 | -0.90271 | -121.1963 | 119.0396 | -0.90271 | -121.1963 | 119.0396
Line15_16_17 | 0 | 0 | 0 | 0 | 0 | 0 | 0 | 0 | 0 | 0 | 0 | 0 | 4.0151e-10 | 3.9264e-10 | 3.7395e-10 | -4.0151e-10 | -3.9264e-10 | -3.7395e-10 | 6.9479e-11 | 9.1906e-11 | 7.3526e-11 | -6.9479e-11 | -9.1906e-11 | -7.3526e-11 | 0 | 0 | 0 | 0 | 0 | 0 | 1.1455 | 1.1434 | 1.1394 | 1.1455 | 1.1434 | 1.1394 | -0.90271 | -121.1963 | 119.0396 | -0.90271 | -121.1963 | 119.0396
Line16_4_18 | 0 | 0.061578 | 0.061578 | 0 | 0.061578 | 0.061578 | 0 | 0.014221 | 0.014221 | 0 | 0.014221 | 0.014221 | 2.319e-10 | 0.015129 | 0.0039061 | -2.319e-10 | -0.015091 | -0.0038682 | -1.1305e-16 | 0.0040343 | 0.015076 | 7.2097e-17 | -0.0039585 | -0.015001 | 0 | -135.4649 | 44.5351 | 0 | 44.5351 | -135.4649 | 1.1071 | 1.101 | 1.0952 | 1.1071 | 1.0971 | 1.0893 | -9.3944e-08 | -120.5336 | 120.01 | -9.8009e-08 | -120.7668 | 120.0754
Line17_5_19 | 0 | 0 | 0 | 0 | 0 | 0 | 0 | 0 | 0 | 0 | 0 | 0 | 1.7407e-10 | 1.6514e-10 | 1.4868e-10 | -1.7407e-10 | -1.6514e-10 | -1.4868e-10 | -1.037e-11 | 1.2057e-11 | -6.3228e-12 | 1.037e-11 | -1.2057e-11 | 6.3228e-12 | 0 | 0 | 0 | 0 | 0 | 0 | 1.0934 | 1.0913 | 1.0873 | 1.0934 | 1.0913 | 1.0873 | 0.14115 | -120.1644 | 120.0865 | 0.14115 | -120.1644 | 120.0865
Line1_1_3 | 0.14434 | 0.14434 | 0.14434 | 0.14434 | 0.14434 | 0.14434 | 0.033333 | 0.033333 | 0.033333 | 0.033333 | 0.033333 | 0.033333 | -0.0029522 | -0.0031398 | -0.0029701 | 0.0031606 | 0.0033481 | 0.0031785 | -0.036327 | -0.03624 | -0.036121 | 0.036744 | 0.036656 | 0.036538 | 94.7872 | -25.2128 | -145.2128 | -85.2128 | 154.7872 | 34.7872 | 1.0934 | 1.0913 | 1.0873 | 1.1064 | 1.1043 | 1.1003 | 0.14115 | -120.1644 | 120.0865 | -0.12902 | -120.4315 | 119.8155
Line2_1_4 | 0.14434 | 0.12447 | 0.082774 | 0.14434 | 0.12447 | 0.082774 | 0.033333 | 0.028744 | 0.019116 | 0.033333 | 0.028744 | 0.019116 | -0.0096244 | 0.0051761 | -0.0057458 | 0.0098327 | -0.0050212 | 0.0058144 | -0.035153 | -0.030938 | -0.019974 | 0.03557 | 0.031247 | 0.020111 | 105.4525 | -39.6625 | -133.865 | -74.5475 | 140.3375 | 46.135 | 1.0934 | 1.0913 | 1.0873 | 1.1071 | 1.101 | 1.0952 | 0.14115 | -120.1644 | 120.0865 | -9.3944e-08 | -120.5336 | 120.01
Line3_1_5 | 0 | 0 | 0 | 0 | 0 | 0 | 0 | 0 | 0 | 0 | 0 | 0 | 3.4814e-10 | 3.3028e-10 | 2.9737e-10 | -3.4814e-10 | -3.3028e-10 | -2.9737e-10 | -2.0741e-11 | 2.4114e-11 | -1.2646e-11 | 2.0741e-11 | -2.4114e-11 | 1.2646e-11 | 0 | 0 | 0 | 0 | 0 | 0 | 1.0934 | 1.0913 | 1.0873 | 1.0934 | 1.0913 | 1.0873 | 0.14115 | -120.1644 | 120.0865 | 0.14115 | -120.1644 | 120.0865
Line4_2_6 | 0.14434 | 0.14434 | 0.14434 | 0.14434 | 0.14434 | 0.14434 | 0.033333 | 0.033333 | 0.033333 | 0.033333 | 0.033333 | 0.033333 | -0.0031606 | -0.0033481 | -0.0031785 | 0.0033689 | 0.0035564 | 0.0033868 | -0.036744 | -0.036656 | -0.036538 | 0.037161 | 0.037073 | 0.036955 | 94.7872 | -25.2128 | -145.2128 | -85.2128 | 154.7872 | 34.7872 | 1.1064 | 1.1043 | 1.1003 | 1.1194 | 1.1173 | 1.1133 | -0.12902 | -120.4315 | 119.8155 | -0.39292 | -120.6924 | 119.5508
Line5_6_7 | 0.14434 | 0.14434 | 0.14434 | 0.14434 | 0.14434 | 0.14434 | 0.033333 | 0.033333 | 0.033333 | 0.033333 | 0.033333 | 0.033333 | -0.0033689 | -0.0035564 | -0.0033868 | 0.0035772 | 0.0037648 | 0.0035951 | -0.037161 | -0.037073 | -0.036955 | 0.037577 | 0.03749 | 0.037371 | 94.7872 | -25.2128 | -145.2128 | -85.2128 | 154.7872 | 34.7872 | 1.1194 | 1.1173 | 1.1133 | 1.1324 | 1.1304 | 1.1263 | -0.39292 | -120.6924 | 119.5508 | -0.65075 | -120.9472 | 119.2922
Line6_7_8 | 0 | 0 | 0 | 0 | 0 | 0 | 0 | 0 | 0 | 0 | 0 | 0 | 1.0275e-09 | 1.0009e-09 | 9.4645e-10 | -1.0275e-09 | -1.0009e-09 | -9.4645e-10 | 1.4855e-10 | 2.1583e-10 | 1.6069e-10 | -1.4855e-10 | -2.1583e-10 | -1.6069e-10 | 0 | 0 | 0 | 0 | 0 | 0 | 1.1324 | 1.1304 | 1.1263 | 1.1324 | 1.1304 | 1.1263 | -0.65075 | -120.9472 | 119.2922 | -0.65075 | -120.9472 | 119.2922
Line7_8_9 | 0 | 0 | 0 | 0 | 0 | 0 | 0 | 0 | 0 | 0 | 0 | 0 | 3.425e-10 | 3.3362e-10 | 3.1548e-10 | -3.425e-10 | -3.3362e-10 | -3.1548e-10 | 4.9516e-11 | 7.1944e-11 | 5.3564e-11 | -4.9516e-11 | -7.1944e-11 | -5.3564e-11 | 0 | 0 | 0 | 0 | 0 | 0 | 1.1324 | 1.1304 | 1.1263 | 1.1324 | 1.1304 | 1.1263 | -0.65075 | -120.9472 | 119.2922 | -0.65075 | -120.9472 | 119.2922
Line8_8_10 | 0 | 0 | 0 | 0 | 0 | 0 | 0 | 0 | 0 | 0 | 0 | 0 | 3.425e-10 | 3.3362e-10 | 3.1548e-10 | -3.425e-10 | -3.3362e-10 | -3.1548e-10 | 4.9516e-11 | 7.1944e-11 | 5.3564e-11 | -4.9516e-11 | -7.1944e-11 | -5.3564e-11 | 0 | 0 | 0 | 0 | 0 | 0 | 1.1324 | 1.1304 | 1.1263 | 1.1324 | 1.1304 | 1.1263 | -0.65075 | -120.9472 | 119.2922 | -0.65075 | -120.9472 | 119.2922
Line9_3_11 | 0.14434 | 0.14434 | 0.14434 | 0.14434 | 0.14434 | 0.14434 | 0.033333 | 0.033333 | 0.033333 | 0.033333 | 0.033333 | 0.033333 | -0.0031606 | -0.0033481 | -0.0031785 | 0.0033689 | 0.0035564 | 0.0033868 | -0.036744 | -0.036656 | -0.036538 | 0.037161 | 0.037073 | 0.036955 | 94.7872 | -25.2128 | -145.2128 | -85.2128 | 154.7872 | 34.7872 | 1.1064 | 1.1043 | 1.1003 | 1.1194 | 1.1173 | 1.1133 | -0.12902 | -120.4315 | 119.8155 | -0.39292 | -120.6924 | 119.5508

## LL_max_fault_10
name | pf_ikss_a_from_ka | pf_ikss_b_from_ka | pf_ikss_c_from_ka | pf_ikss_a_to_ka | pf_ikss_b_to_ka | pf_ikss_c_to_ka | pf_skss_a_from_mw | pf_skss_b_from_mw | pf_skss_c_from_mw | pf_skss_a_to_mw | pf_skss_b_to_mw | pf_skss_c_to_mw | pf_p_a_from_mw | pf_p_b_from_mw | pf_p_c_from_mw | pf_p_a_to_mw | pf_p_b_to_mw | pf_p_c_to_mw | pf_q_a_from_mvar | pf_q_b_from_mvar | pf_q_c_from_mvar | pf_q_a_to_mvar | pf_q_b_to_mvar | pf_q_c_to_mvar | pf_ikss_a_from_degree | pf_ikss_b_from_degree | pf_ikss_c_from_degree | pf_ikss_a_to_degree | pf_ikss_b_to_degree | pf_ikss_c_to_degree | pf_vm_a_from_pu | pf_vm_b_from_pu | pf_vm_c_from_pu | pf_vm_a_to_pu | pf_vm_b_to_pu | pf_vm_c_to_pu | pf_va_a_from_degree | pf_va_b_from_degree | pf_va_c_from_degree | pf_va_a_to_degree | pf_va_b_to_degree | pf_va_c_to_degree
Line0_1_2 | 0.14434 | 0.14434 | 0.14434 | 0.14434 | 0.14434 | 0.14434 | 0.033333 | 0.033333 | 0.033333 | 0.033333 | 0.033333 | 0.033333 | -0.0030948 | -0.0033004 | -0.0031144 | 0.0033032 | 0.0035087 | 0.0033228 | -0.038057 | -0.037961 | -0.037831 | 0.038474 | 0.038378 | 0.038248 | 94.7869 | -25.2131 | -145.2131 | -85.2131 | 154.7869 | 34.7869 | 1.1455 | 1.1431 | 1.1388 | 1.1585 | 1.1561 | 1.1518 | 0.13777 | -120.182 | 120.0807 | -0.12022 | -120.4369 | 119.8218
Line10_11_12 | 0.14434 | 0.14434 | 0.14434 | 0.14434 | 0.14434 | 0.14434 | 0.033333 | 0.033333 | 0.033333 | 0.033333 | 0.033333 | 0.033333 | -0.0035115 | -0.0037171 | -0.0035311 | 0.0037198 | 0.0039254 | 0.0037394 | -0.03889 | -0.038794 | -0.038664 | 0.039307 | 0.039211 | 0.039081 | 94.7869 | -25.2131 | -145.2131 | -85.2131 | 154.7869 | 34.7869 | 1.1715 | 1.1692 | 1.1648 | 1.1845 | 1.1822 | 1.1778 | -0.37249 | -120.6862 | 119.5687 | -0.61921 | -120.9299 | 119.3213
Line11_12_13 | 0.14434 | 0.14434 | 0.14434 | 0.14434 | 0.14434 | 0.14434 | 0.033333 | 0.033333 | 0.033333 | 0.033333 | 0.033333 | 0.033333 | -0.0037198 | -0.0039254 | -0.0037394 | 0.0039282 | 0.0041337 | 0.0039478 | -0.039307 | -0.039211 | -0.039081 | 0.039724 | 0.039628 | 0.039498 | 94.7869 | -25.2131 | -145.2131 | -85.2131 | 154.7869 | 34.7869 | 1.1845 | 1.1822 | 1.1778 | 1.1975 | 1.1953 | 1.1908 | -0.61921 | -120.9299 | 119.3213 | -0.86057 | -121.1683 | 119.0792
Line12_13_15 | 0 | 0 | 0 | 0 | 0 | 0 | 0 | 0 | 0 | 0 | 0 | 0 | 1.2863e-09 | 1.2557e-09 | 1.1917e-09 | -1.2863e-09 | -1.2557e-09 | -1.1917e-09 | 2.1763e-10 | 2.9489e-10 | 2.3156e-10 | -2.1763e-10 | -2.9489e-10 | -2.3156e-10 | 0 | 0 | 0 | 0 | 0 | 0 | 1.1975 | 1.1953 | 1.1908 | 1.1975 | 1.1953 | 1.1908 | -0.86057 | -121.1683 | 119.0792 | -0.86057 | -121.1683 | 119.0792
Line13_13_14 | 0.14434 | 0.14434 | 0.14434 | 0.14434 | 0.14434 | 0.14434 | 0.033333 | 0.033333 | 0.033333 | 0.033333 | 0.033333 | 0.033333 | -0.0039282 | -0.0041337 | -0.0039478 | 0.0041365 | 0.0043421 | 0.0041561 | -0.039724 | -0.039628 | -0.039498 | 0.04014 | 0.040044 | 0.039914 | 94.7869 | -25.2131 | -145.2131 | -85.2131 | 154.7869 | 34.7869 | 1.1975 | 1.1953 | 1.1908 | 1.2106 | 1.2084 | 1.2039 | -0.86057 | -121.1683 | 119.0792 | -1.0967 | -121.4016 | 118.8424
Line14_15_16 | 0 | 0 | 0 | 0 | 0 | 0 | 0 | 0 | 0 | 0 | 0 | 0 | 8.5751e-10 | 8.3716e-10 | 7.9446e-10 | -8.5751e-10 | -8.3716e-10 | -7.9446e-10 | 1.4509e-10 | 1.966e-10 | 1.5437e-10 | -1.4509e-10 | -1.966e-10 | -1.5437e-10 | 0 | 0 | 0 | 0 | 0 | 0 | 1.1975 | 1.1953 | 1.1908 | 1.1975 | 1.1953 | 1.1908 | -0.86057 | -121.1683 | 119.0792 | -0.86057 | -121.1683 | 119.0792
Line15_16_17 | 0 | 0 | 0 | 0 | 0 | 0 | 0 | 0 | 0 | 0 | 0 | 0 | 4.2876e-10 | 4.1858e-10 | 3.9723e-10 | -4.2876e-10 | -4.1858e-10 | -3.9723e-10 | 7.2543e-11 | 9.8298e-11 | 7.7186e-11 | -7.2543e-11 | -9.8298e-11 | -7.7186e-11 | 0 | 0 | 0 | 0 | 0 | 0 | 1.1975 | 1.1953 | 1.1908 | 1.1975 | 1.1953 | 1.1908 | -0.86057 | -121.1683 | 119.0792 | -0.86057 | -121.1683 | 119.0792
Line16_4_18 | 0 | 0.064458 | 0.064458 | 0 | 0.064458 | 0.064458 | 0 | 0.014886 | 0.014886 | 0 | 0.014886 | 0.014886 | 2.5152e-10 | 0.01658 | 0.0042774 | -2.5152e-10 | -0.016538 | -0.0042358 | -5.4066e-17 | 0.0044203 | 0.01652 | 3.2634e-17 | -0.0043372 | -0.016437 | 0 | -135.4761 | 44.5239 | 0 | 44.5239 | -135.4761 | 1.1592 | 1.1527 | 1.1464 | 1.1592 | 1.1486 | 1.1403 | -1.0089e-07 | -120.5478 | 120.0075 | -1.0491e-07 | -120.781 | 120.073
Line17_5_19 | 0 | 0 | 0 | 0 | 0 | 0 | 0 | 0 | 0 | 0 | 0 | 0 | 1.9103e-10 | 1.8077e-10 | 1.6188e-10 | -1.9103e-10 | -1.8077e-10 | -1.6188e-10 | -1.111e-11 | 1.4645e-11 | -6.4664e-12 | 1.111e-11 | -1.4645e-11 | 6.4664e-12 | 0 | 0 | 0 | 0 | 0 | 0 | 1.1455 | 1.1431 | 1.1388 | 1.1455 | 1.1431 | 1.1388 | 0.13777 | -120.182 | 120.0807 | 0.13777 | -120.182 | 120.0807
Line1_1_3 | 0.14434 | 0.14434 | 0.14434 | 0.14434 | 0.14434 | 0.14434 | 0.033333 | 0.033333 | 0.033333 | 0.033333 | 0.033333 | 0.033333 | -0.0030948 | -0.0033004 | -0.0031144 | 0.0033032 | 0.0035087 | 0.0033228 | -0.038057 | -0.037961 | -0.037831 | 0.038474 | 0.038378 | 0.038248 | 94.7869 | -25.2131 | -145.2131 | -85.2131 | 154.7869 | 34.7869 | 1.1455 | 1.1431 | 1.1388 | 1.1585 | 1.1561 | 1.1518 | 0.13777 | -120.182 | 120.0807 | -0.12022 | -120.4369 | 119.8218
Line2_1_4 | 0.14434 | 0.12448 | 0.079888 | 0.14434 | 0.12448 | 0.079888 | 0.033333 | 0.028748 | 0.018449 | 0.033333 | 0.028748 | 0.018449 | -0.0099212 | 0.0063077 | -0.0056716 | 0.01013 | -0.0061527 | 0.0057354 | -0.036871 | -0.032251 | -0.02023 | 0.037288 | 0.032561 | 0.020357 | 105.1981 | -41.2483 | -134.2578 | -74.8019 | 138.7517 | 45.7422 | 1.1455 | 1.1431 | 1.1388 | 1.1592 | 1.1527 | 1.1464 | 0.13777 | -120.182 | 120.0807 | -1.0089e-07 | -120.5478 | 120.0075
Line3_1_5 | 0 | 0 | 0 | 0 | 0 | 0 | 0 | 0 | 0 | 0 | 0 | 0 | 3.8206e-10 | 3.6155e-10 | 3.2376e-10 | -3.8206e-10 | -3.6155e-10 | -3.2376e-10 | -2.2219e-11 | 2.9291e-11 | -1.2933e-11 | 2.2219e-11 | -2.9291e-11 | 1.2933e-11 | 0 | 0 | 0 | 0 | 0 | 0 | 1.1455 | 1.1431 | 1.1388 | 1.1455 | 1.1431 | 1.1388 | 0.13777 | -120.182 | 120.0807 | 0.13777 | -120.182 | 120.0807
Line4_2_6 | 0.14434 | 0.14434 | 0.14434 | 0.14434 | 0.14434 | 0.14434 | 0.033333 | 0.033333 | 0.033333 | 0.033333 | 0.033333 | 0.033333 | -0.0033032 | -0.0035087 | -0.0033228 | 0.0035115 | 0.0037171 | 0.0035311 | -0.038474 | -0.038378 | -0.038248 | 0.03889 | 0.038794 | 0.038664 | 94.7869 | -25.2131 | -145.2131 | -85.2131 | 154.7869 | 34.7869 | 1.1585 | 1.1561 | 1.1518 | 1.1715 | 1.1692 | 1.1648 | -0.12022 | -120.4369 | 119.8218 | -0.37249 | -120.6862 | 119.5687
Line5_6_7 | 0.14434 | 0.14434 | 0.14434 | 0.14434 | 0.14434 | 0.14434 | 0.033333 | 0.033333 | 0.033333 | 0.033333 | 0.033333 | 0.033333 | -0.0035115 | -0.0037171 | -0.0035311 | 0.0037198 | 0.0039254 | 0.0037394 | -0.03889 | -0.038794 | -0.038664 | 0.039307 | 0.039211 | 0.039081 | 94.7869 | -25.2131 | -145.2131 | -85.2131 | 154.7869 | 34.7869 | 1.1715 | 1.1692 | 1.1648 | 1.1845 | 1.1822 | 1.1778 | -0.37249 | -120.6862 | 119.5687 | -0.61921 | -120.9299 | 119.3213
Line6_7_8 | 0 | 0 | 0 | 0 | 0 | 0 | 0 | 0 | 0 | 0 | 0 | 0 | 1.1015e-09 | 1.0709e-09 | 1.0087e-09 | -1.1015e-09 | -1.0709e-09 | -1.0087e-09 | 1.5489e-10 | 2.3215e-10 | 1.6882e-10 | -1.5489e-10 | -2.3215e-10 | -1.6882e-10 | 0 | 0 | 0 | 0 | 0 | 0 | 1.1845 | 1.1822 | 1.1778 | 1.1845 | 1.1822 | 1.1778 | -0.61921 | -120.9299 | 119.3213 | -0.61921 | -120.9299 | 119.3213
Line7_8_9 | 0 | 0 | 0 | 0 | 0 | 0 | 0 | 0 | 0 | 0 | 0 | 0 | 3.6718e-10 | 3.5698e-10 | 3.3624e-10 | -3.6718e-10 | -3.5698e-10 | -3.3624e-10 | 5.163e-11 | 7.7385e-11 | 5.6273e-11 | -5.163e-11 | -7.7385e-11 | -5.6273e-11 | 0 | 0 | 0 | 0 | 0 | 0 | 1.1845 | 1.1822 | 1.1778 | 1.1845 | 1.1822 | 1.1778 | -0.61921 | -120.9299 | 119.3213 | -0.61921 | -120.9299 | 119.3213
Line8_8_10 | 0 | 0 | 0 | 0 | 0 | 0 | 0 | 0 | 0 | 0 | 0 | 0 | 3.6718e-10 | 3.5698e-10 | 3.3624e-10 | -3.6718e-10 | -3.5698e-10 | -3.3624e-10 | 5.163e-11 | 7.7385e-11 | 5.6273e-11 | -5.163e-11 | -7.7385e-11 | -5.6273e-11 | 0 | 0 | 0 | 0 | 0 | 0 | 1.1845 | 1.1822 | 1.1778 | 1.1845 | 1.1822 | 1.1778 | -0.61921 | -120.9299 | 119.3213 | -0.61921 | -120.9299 | 119.3213
Line9_3_11 | 0.14434 | 0.14434 | 0.14434 | 0.14434 | 0.14434 | 0.14434 | 0.033333 | 0.033333 | 0.033333 | 0.033333 | 0.033333 | 0.033333 | -0.0033032 | -0.0035087 | -0.0033228 | 0.0035115 | 0.0037171 | 0.0035311 | -0.038474 | -0.038378 | -0.038248 | 0.03889 | 0.038794 | 0.038664 | 94.7869 | -25.2131 | -145.2131 | -85.2131 | 154.7869 | 34.7869 | 1.1585 | 1.1561 | 1.1518 | 1.1715 | 1.1692 | 1.1648 | -0.12022 | -120.4369 | 119.8218 | -0.37249 | -120.6862 | 119.5687

## LL_min_6
name | pf_ikss_a_from_ka | pf_ikss_b_from_ka | pf_ikss_c_from_ka | pf_ikss_a_to_ka | pf_ikss_b_to_ka | pf_ikss_c_to_ka | pf_skss_a_from_mw | pf_skss_b_from_mw | pf_skss_c_from_mw | pf_skss_a_to_mw | pf_skss_b_to_mw | pf_skss_c_to_mw | pf_p_a_from_mw | pf_p_b_from_mw | pf_p_c_from_mw | pf_p_a_to_mw | pf_p_b_to_mw | pf_p_c_to_mw | pf_q_a_from_mvar | pf_q_b_from_mvar | pf_q_c_from_mvar | pf_q_a_to_mvar | pf_q_b_to_mvar | pf_q_c_to_mvar | pf_ikss_a_from_degree | pf_ikss_b_from_degree | pf_ikss_c_from_degree | pf_ikss_a_to_degree | pf_ikss_b_to_degree | pf_ikss_c_to_degree | pf_vm_a_from_pu | pf_vm_b_from_pu | pf_vm_c_from_pu | pf_vm_a_to_pu | pf_vm_b_to_pu | pf_vm_c_to_pu | pf_va_a_from_degree | pf_va_b_from_degree | pf_va_c_from_degree | pf_va_a_to_degree | pf_va_b_to_degree | pf_va_c_to_degree
Line0_1_2 | 0 | 0 | 0 | 0 | 0 | 0 | 0 | 0 | 0 | 0 | 0 | 0 | 8.7893e-17 | -1.4366e-09 | -3.9666e-09 | -7.0314e-17 | 1.4366e-09 | 3.9666e-09 | 1.5821e-16 | 4.6273e-09 | -2.4518e-10 | -1.5821e-16 | -4.6273e-09 | 2.4518e-10 | 0 | 0 | 0 | 0 | 0 | 0 | 0.95 | 0.83839 | 0.68767 | 0.95 | 0.83839 | 0.68767 | 2.7724e-13 | -135.3123 | 120.9775 | 2.8024e-13 | -135.3123 | 120.9775
Line10_11_12 | 0 | 0 | 0 | 0 | 0 | 0 | 0 | 0 | 0 | 0 | 0 | 0 | -5.2557e-31 | -1.4366e-09 | -3.9666e-09 | 1.7579e-17 | 1.4366e-09 | 3.9666e-09 | 1.0547e-16 | 4.6273e-09 | -2.4518e-10 | -1.0547e-16 | -4.6273e-09 | 2.4518e-10 | 0 | 0 | 0 | 0 | 0 | 0 | 0.95 | 0.83839 | 0.68767 | 0.95 | 0.83839 | 0.68767 | 2.8551e-13 | -135.3123 | 120.9775 | 2.8959e-13 | -135.3123 | 120.9775
Line11_12_13 | 0 | 0 | 0 | 0 | 0 | 0 | 0 | 0 | 0 | 0 | 0 | 0 | -2.6368e-17 | -1.1971e-09 | -3.3055e-09 | 2.6368e-17 | 1.1971e-09 | 3.3055e-09 | 1.0547e-16 | 3.8561e-09 | -2.0432e-10 | -1.0547e-16 | -3.8561e-09 | 2.0432e-10 | 0 | 0 | 0 | 0 | 0 | 0 | 0.95 | 0.83839 | 0.68767 | 0.95 | 0.83839 | 0.68767 | 2.8959e-13 | -135.3123 | 120.9775 | 2.9328e-13 | -135.3123 | 120.9775
Line12_13_15 | 0 | 0 | 0 | 0 | 0 | 0 | 0 | 0 | 0 | 0 | 0 | 0 | 1.7579e-17 | -7.1829e-10 | -1.9833e-09 | -1.7579e-17 | 7.1829e-10 | 1.9833e-09 | 1.7579e-17 | 2.3136e-09 | -1.2259e-10 | -1.7579e-17 | -2.3136e-09 | 1.2259e-10 | 0 | 0 | 0 | 0 | 0 | 0 | 0.95 | 0.83839 | 0.68767 | 0.95 | 0.83839 | 0.68767 | 2.9328e-13 | -135.3123 | 120.9775 | 2.949e-13 | -135.3123 | 120.9775
Line13_13_14 | 0 | 0 | 0 | 0 | 0 | 0 | 0 | 0 | 0 | 0 | 0 | 0 | -4.3946e-17 | -2.3943e-10 | -6.611e-10 | 4.3946e-17 | 2.3943e-10 | 6.611e-10 | 1.7579e-17 | 7.7122e-10 | -4.0864e-11 | -3.5157e-17 | -7.7122e-10 | 4.0864e-11 | 0 | 0 | 0 | 0 | 0 | 0 | 0.95 | 0.83839 | 0.68767 | 0.95 | 0.83839 | 0.68767 | 2.9328e-13 | -135.3123 | 120.9775 | 2.9312e-13 | -135.3123 | 120.9775
Line14_15_16 | 0 | 0 | 0 | 0 | 0 | 0 | 0 | 0 | 0 | 0 | 0 | 0 | -4.3946e-17 | -4.7886e-10 | -1.3222e-09 | 6.1525e-17 | 4.7886e-10 | 1.3222e-09 | 3.5157e-17 | 1.5424e-09 | -8.1728e-11 | -1.7579e-17 | -1.5424e-09 | 8.1728e-11 | 0 | 0 | 0 | 0 | 0 | 0 | 0.95 | 0.83839 | 0.68767 | 0.95 | 0.83839 | 0.68767 | 2.949e-13 | -135.3123 | 120.9775 | 2.9617e-13 | -135.3123 | 120.9775
Line15_16_17 | 0 | 0 | 0 | 0 | 0 | 0 | 0 | 0 | 0 | 0 | 0 | 0 | -2.6368e-17 | -2.3943e-10 | -6.611e-10 | 8.7893e-18 | 2.3943e-10 | 6.611e-10 | -1.7579e-17 | 7.7122e-10 | -4.0864e-11 | 3.5157e-17 | -7.7122e-10 | 4.0864e-11 | 0 | 0 | 0 | 0 | 0 | 0 | 0.95 | 0.83839 | 0.68767 | 0.95 | 0.83839 | 0.68767 | 2.9617e-13 | -135.3123 | 120.9775 | 2.9645e-13 | -135.3123 | 120.9775
Line16_4_18 | 0 | 2.5068 | 2.5068 | 0 | 2.5068 | 2.5068 | 0 | 0.57893 | 0.57893 | 0 | 0.57893 | 0.57893 | 0 | 0.35328 | -0.11197 | 7.0314e-17 | -0.23262 | 0.23262 | 0 | -0.020967 | 0.27233 | 3.4207e-31 | 0.14665 | -0.14665 | 0 | -147.7717 | 32.2283 | 0 | 32.2283 | -147.7717 | 0.95 | 0.6113 | 0.50862 | 0.95 | 0.475 | 0.475 | 2.792e-13 | -151.1682 | 144.5775 | 2.7874e-13 | -180 | 180
Line17_5_19 | 0 | 0 | 0 | 0 | 0 | 0 | 0 | 0 | 0 | 0 | 0 | 0 | -1.7149e-31 | -2.3943e-10 | -6.611e-10 | 1.7579e-17 | 2.3943e-10 | 6.611e-10 | 3.5157e-17 | 7.7122e-10 | -4.0864e-11 | -1.7579e-17 | -7.7122e-10 | 4.0864e-11 | 0 | 0 | 0 | 0 | 0 | 0 | 0.95 | 0.83839 | 0.68767 | 0.95 | 0.83839 | 0.68767 | 2.7947e-13 | -135.3123 | 120.9775 | 2.7976e-13 | -135.3123 | 120.9775
Line1_1_3 | 0 | 0 | 0 | 0 | 0 | 0 | 0 | 0 | 0 | 0 | 0 | 0 | -5.1035e-31 | -1.9154e-09 | -5.2888e-09 | 6.0435e-31 | 1.9154e-09 | 5.2888e-09 | 1.0547e-16 | 6.1697e-09 | -3.2691e-10 | -1.2305e-16 | -6.1697e-09 | 3.2691e-10 | 0 | 0 | 0 | 0 | 0 | 0 | 0.95 | 0.83839 | 0.68767 | 0.95 | 0.83839 | 0.68767 | 2.7724e-13 | -135.3123 | 120.9775 | 2.814e-13 | -135.3123 | 120.9775
Line2_1_4 | 0 | 2.5068 | 2.5068 | 0 | 2.5068 | 2.5068 | 0 | 0.57893 | 0.57893 | 0 | 0.57893 | 0.57893 | 1.7012e-31 | 0.47394 | 0.0086903 | -1.7132e-31 | -0.35328 | 0.11197 | -3.5157e-17 | 0.10472 | 0.39802 | 3.5157e-17 | 0.020967 | -0.27233 | 0 | -147.7717 | 32.2283 | 0 | 32.2283 | -147.7717 | 0.95 | 0.83839 | 0.68767 | 0.95 | 0.6113 | 0.50862 | 2.7724e-13 | -135.3123 | 120.9775 | 2.792e-13 | -151.1682 | 144.5775
Line3_1_5 | 0 | 0 | 0 | 0 | 0 | 0 | 0 | 0 | 0 | 0 | 0 | 0 | -1.7579e-17 | -4.7886e-10 | -1.3222e-09 | 3.5157e-17 | 4.7886e-10 | 1.3222e-09 | 1.7579e-17 | 1.5424e-09 | -8.1728e-11 | -3.5157e-17 | -1.5424e-09 | 8.1728e-11 | 0 | 0 | 0 | 0 | 0 | 0 | 0.95 | 0.83839 | 0.68767 | 0.95 | 0.83839 | 0.68767 | 2.7724e-13 | -135.3123 | 120.9775 | 2.7947e-13 | -135.3123 | 120.9775
Line4_2_6 | 0 | 0 | 0 | 0 | 0 | 0 | 0 | 0 | 0 | 0 | 0 | 0 | 6.1525e-17 | -1.1971e-09 | -3.3055e-09 | -6.1525e-17 | 1.1971e-09 | 3.3055e-09 | 1.5821e-16 | 3.8561e-09 | -2.0432e-10 | -1.4063e-16 | -3.8561e-09 | 2.0432e-10 | 0 | 0 | 0 | 0 | 0 | 0 | 0.95 | 0.83839 | 0.68767 | 0.95 | 0.83839 | 0.68767 | 2.8024e-13 | -135.3123 | 120.9775 | 2.8184e-13 | -135.3123 | 120.9775
Line5_6_7 | 0 | 0 | 0 | 0 | 0 | 0 | 0 | 0 | 0 | 0 | 0 | 0 | 8.7893e-17 | -9.5772e-10 | -2.6444e-09 | -1.0547e-16 | 9.5772e-10 | 2.6444e-09 | 1.7579e-16 | 3.0849e-09 | -1.6346e-10 | -1.5821e-16 | -3.0849e-09 | 1.6346e-10 | 0 | 0 | 0 | 0 | 0 | 0 | 0.95 | 0.83839 | 0.68767 | 0.95 | 0.83839 | 0.68767 | 2.8184e-13 | -135.3123 | 120.9775 | 2.8428e-13 | -135.3123 | 120.9775
Line6_7_8 | 0 | 0 | 0 | 0 | 0 | 0 | 0 | 0 | 0 | 0 | 0 | 0 | 5.2736e-17 | -7.1829e-10 | -1.9833e-09 | -7.0314e-17 | 7.1829e-10 | 1.9833e-09 | 1.4063e-16 | 2.3136e-09 | -1.2259e-10 | -1.4063e-16 | -2.3136e-09 | 1.2259e-10 | 0 | 0 | 0 | 0 | 0 | 0 | 0.95 | 0.83839 | 0.68767 | 0.95 | 0.83839 | 0.68767 | 2.8428e-13 | -135.3123 | 120.9775 | 2.8632e-13 | -135.3123 | 120.9775
Line7_8_9 | 0 | 0 | 0 | 0 | 0 | 0 | 0 | 0 | 0 | 0 | 0 | 0 | -1.7579e-17 | -2.3943e-10 | -6.611e-10 | 1.7559e-31 | 2.3943e-10 | 6.611e-10 | 1.7579e-17 | 7.7122e-10 | -4.0864e-11 | -3.5157e-17 | -7.7122e-10 | 4.0864e-11 | 0 | 0 | 0 | 0 | 0 | 0 | 0.95 | 0.83839 | 0.68767 | 0.95 | 0.83839 | 0.68767 | 2.8632e-13 | -135.3123 | 120.9775 | 2.8617e-13 | -135.3123 | 120.9775
Line8_8_10 | 0 | 0 | 0 | 0 | 0 | 0 | 0 | 0 | 0 | 0 | 0 | 0 | -3.5157e-17 | -2.3943e-10 | -6.611e-10 | 3.5157e-17 | 2.3943e-10 | 6.611e-10 | 5.2736e-17 | 7.7122e-10 | -4.0864e-11 | -7.0314e-17 | -7.7122e-10 | 4.0864e-11 | 0 | 0 | 0 | 0 | 0 | 0 | 0.95 | 0.83839 | 0.68767 | 0.95 | 0.83839 | 0.68767 | 2.8632e-13 | -135.3123 | 120.9775 | 2.8682e-13 | -135.3123 | 120.9775
Line9_3_11 | 0 | 0 | 0 | 0 | 0 | 0 | 0 | 0 | 0 | 0 | 0 | 0 | -8.7893e-18 | -1.676e-09 | -4.6277e-09 | 2.6368e-17 | 1.676e-09 | 4.6277e-09 | 8.7893e-17 | 5.3985e-09 | -2.8605e-10 | -8.7893e-17 | -5.3985e-09 | 2.8605e-10 | 0 | 0 | 0 | 0 | 0 | 0 | 0.95 | 0.83839 | 0.68767 | 0.95 | 0.83839 | 0.68767 | 2.814e-13 | -135.3123 | 120.9775 | 2.8551e-13 | -135.3123 | 120.9775

## LL_min_10
name | pf_ikss_a_from_ka | pf_ikss_b_from_ka | pf_ikss_c_from_ka | pf_ikss_a_to_ka | pf_ikss_b_to_ka | pf_ikss_c_to_ka | pf_skss_a_from_mw | pf_skss_b_from_mw | pf_skss_c_from_mw | pf_skss_a_to_mw | pf_skss_b_to_mw | pf_skss_c_to_mw | pf_p_a_from_mw | pf_p_b_from_mw | pf_p_c_from_mw | pf_p_a_to_mw | pf_p_b_to_mw | pf_p_c_to_mw | pf_q_a_from_mvar | pf_q_b_from_mvar | pf_q_c_from_mvar | pf_q_a_to_mvar | pf_q_b_to_mvar | pf_q_c_to_mvar | pf_ikss_a_from_degree | pf_ikss_b_from_degree | pf_ikss_c_from_degree | pf_ikss_a_to_degree | pf_ikss_b_to_degree | pf_ikss_c_to_degree | pf_vm_a_from_pu | pf_vm_b_from_pu | pf_vm_c_from_pu | pf_vm_a_to_pu | pf_vm_b_to_pu | pf_vm_c_to_pu | pf_va_a_from_degree | pf_va_b_from_degree | pf_va_c_from_degree | pf_va_a_to_degree | pf_va_b_to_degree | pf_va_c_to_degree
Line0_1_2 | 0 | 0 | 0 | 0 | 0 | 0 | 0 | 0 | 0 | 0 | 0 | 0 | 7.494e-17 | -1.2893e-09 | -3.56e-09 | -7.494e-17 | 1.2893e-09 | 3.56e-09 | 1.3323e-16 | 4.153e-09 | -2.2005e-10 | -1.3323e-16 | -4.153e-09 | 2.2005e-10 | 0 | 0 | 0 | 0 | 0 | 0 | 0.9 | 0.79426 | 0.65148 | 0.9 | 0.79426 | 0.65148 | 2.4493e-13 | -135.3123 | 120.9775 | 2.4732e-13 | -135.3123 | 120.9775
Line10_11_12 | 0 | 0 | 0 | 0 | 0 | 0 | 0 | 0 | 0 | 0 | 0 | 0 | -4.1633e-17 | -1.2893e-09 | -3.56e-09 | 2.498e-17 | 1.2893e-09 | 3.56e-09 | 1.3323e-16 | 4.153e-09 | -2.2006e-10 | -9.992e-17 | -4.153e-09 | 2.2006e-10 | 0 | 0 | 0 | 0 | 0 | 0 | 0.9 | 0.79426 | 0.65148 | 0.9 | 0.79426 | 0.65148 | 2.532e-13 | -135.3123 | 120.9775 | 2.5728e-13 | -135.3123 | 120.9775
Line11_12_13 | 0 | 0 | 0 | 0 | 0 | 0 | 0 | 0 | 0 | 0 | 0 | 0 | -2.498e-17 | -1.0744e-09 | -2.9667e-09 | 2.498e-17 | 1.0744e-09 | 2.9667e-09 | 1.1657e-16 | 3.4609e-09 | -1.8338e-10 | -9.992e-17 | -3.4609e-09 | 1.8338e-10 | 0 | 0 | 0 | 0 | 0 | 0 | 0.9 | 0.79426 | 0.65148 | 0.9 | 0.79426 | 0.65148 | 2.5728e-13 | -135.3123 | 120.9775 | 2.6096e-13 | -135.3123 | 120.9775
Line12_13_15 | 0 | 0 | 0 | 0 | 0 | 0 | 0 | 0 | 0 | 0 | 0 | 0 | -2.498e-17 | -6.4467e-10 | -1.78e-09 | 2.498e-17 | 6.4467e-10 | 1.78e-09 | 1.6653e-17 | 2.0765e-09 | -1.1003e-10 | -3.3307e-17 | -2.0765e-09 | 1.1003e-10 | 0 | 0 | 0 | 0 | 0 | 0 | 0.9 | 0.79426 | 0.65148 | 0.9 | 0.79426 | 0.65148 | 2.6096e-13 | -135.3123 | 120.9775 | 2.6259e-13 | -135.3123 | 120.9775
Line13_13_14 | 0 | 0 | 0 | 0 | 0 | 0 | 0 | 0 | 0 | 0 | 0 | 0 | 1.6653e-17 | -2.1489e-10 | -5.9334e-10 | -1.6653e-17 | 2.1489e-10 | 5.9334e-10 | 1.6653e-17 | 6.9217e-10 | -3.6676e-11 | -1.6653e-17 | -6.9217e-10 | 3.6676e-11 | 0 | 0 | 0 | 0 | 0 | 0 | 0.9 | 0.79426 | 0.65148 | 0.9 | 0.79426 | 0.65148 | 2.6096e-13 | -135.3123 | 120.9775 | 2.6081e-13 | -135.3123 | 120.9775
Line14_15_16 | 0 | 0 | 0 | 0 | 0 | 0 | 0 | 0 | 0 | 0 | 0 | 0 | -1.6653e-17 | -4.2978e-10 | -1.1867e-09 | 1.5338e-31 | 4.2978e-10 | 1.1867e-09 | 3.3307e-17 | 1.3843e-09 | -7.3352e-11 | -3.3307e-17 | -1.3843e-09 | 7.3352e-11 | 0 | 0 | 0 | 0 | 0 | 0 | 0.9 | 0.79426 | 0.65148 | 0.9 | 0.79426 | 0.65148 | 2.6259e-13 | -135.3123 | 120.9775 | 2.6385e-13 | -135.3123 | 120.9775
Line15_16_17 | 0 | 0 | 0 | 0 | 0 | 0 | 0 | 0 | 0 | 0 | 0 | 0 | -7.494e-17 | -2.1489e-10 | -5.9334e-10 | 5.8287e-17 | 2.1489e-10 | 5.9334e-10 | 6.6613e-17 | 6.9217e-10 | -3.6676e-11 | -3.3307e-17 | -6.9217e-10 | 3.6676e-11 | 0 | 0 | 0 | 0 | 0 | 0 | 0.9 | 0.79426 | 0.65148 | 0.9 | 0.79426 | 0.65148 | 2.6385e-13 | -135.3123 | 120.9775 | 2.6414e-13 | -135.3123 | 120.9775
Line16_4_18 | 0 | 2.3749 | 2.3749 | 0 | 2.3749 | 2.3749 | 0 | 0.54846 | 0.54846 | 0 | 0.54846 | 0.54846 | 6.6613e-17 | 0.31707 | -0.10049 | 6.6613e-17 | -0.20878 | 0.20878 | 6.6613e-17 | -0.018818 | 0.24442 | -6.6613e-17 | 0.13162 | -0.13162 | 0 | -147.7717 | 32.2283 | 0 | 32.2283 | -147.7717 | 0.9 | 0.57913 | 0.48185 | 0.9 | 0.45 | 0.45 | 2.457e-13 | -151.1682 | 144.5775 | 2.4439e-13 | -180 | 180
Line17_5_19 | 0 | 0 | 0 | 0 | 0 | 0 | 0 | 0 | 0 | 0 | 0 | 0 | -3.3307e-17 | -2.1489e-10 | -5.9334e-10 | 3.3307e-17 | 2.1489e-10 | 5.9334e-10 | 1.6653e-17 | 6.9217e-10 | -3.6676e-11 | 1.4384e-31 | -6.9217e-10 | 3.6676e-11 | 0 | 0 | 0 | 0 | 0 | 0 | 0.9 | 0.79426 | 0.65148 | 0.9 | 0.79426 | 0.65148 | 2.4716e-13 | -135.3123 | 120.9775 | 2.4745e-13 | -135.3123 | 120.9775
Line1_1_3 | 0 | 0 | 0 | 0 | 0 | 0 | 0 | 0 | 0 | 0 | 0 | 0 | -8.3267e-18 | -1.7191e-09 | -4.7467e-09 | 8.3267e-18 | 1.7191e-09 | 4.7467e-09 | 9.992e-17 | 5.5374e-09 | -2.9341e-10 | -6.6613e-17 | -5.5374e-09 | 2.9341e-10 | 0 | 0 | 0 | 0 | 0 | 0 | 0.9 | 0.79426 | 0.65148 | 0.9 | 0.79426 | 0.65148 | 2.4493e-13 | -135.3123 | 120.9775 | 2.4909e-13 | -135.3123 | 120.9775
Line2_1_4 | 0 | 2.3749 | 2.3749 | 0 | 2.3749 | 2.3749 | 0 | 0.54846 | 0.54846 | 0 | 0.54846 | 0.54846 | 2.8476e-31 | 0.42536 | 0.0077996 | 3.3307e-17 | -0.31707 | 0.10049 | -6.6613e-17 | 0.093984 | 0.35722 | 3.3307e-17 | 0.018818 | -0.24442 | 0 | -147.7717 | 32.2283 | 0 | 32.2283 | -147.7717 | 0.9 | 0.79426 | 0.65148 | 0.9 | 0.57913 | 0.48185 | 2.4493e-13 | -135.3123 | 120.9775 | 2.457e-13 | -151.1682 | 144.5775
Line3_1_5 | 0 | 0 | 0 | 0 | 0 | 0 | 0 | 0 | 0 | 0 | 0 | 0 | -3.3307e-17 | -4.2978e-10 | -1.1867e-09 | 3.3307e-17 | 4.2978e-10 | 1.1867e-09 | 3.3307e-17 | 1.3843e-09 | -7.3352e-11 | -3.3307e-17 | -1.3843e-09 | 7.3352e-11 | 0 | 0 | 0 | 0 | 0 | 0 | 0.9 | 0.79426 | 0.65148 | 0.9 | 0.79426 | 0.65148 | 2.4493e-13 | -135.3123 | 120.9775 | 2.4716e-13 | -135.3123 | 120.9775
Line4_2_6 | 0 | 0 | 0 | 0 | 0 | 0 | 0 | 0 | 0 | 0 | 0 | 0 | 4.996e-17 | -1.0744e-09 | -2.9667e-09 | -4.996e-17 | 1.0744e-09 | 2.9667e-09 | 1.3323e-16 | 3.4609e-09 | -1.8338e-10 | -1.1657e-16 | -3.4609e-09 | 1.8338e-10 | 0 | 0 | 0 | 0 | 0 | 0 | 0.9 | 0.79426 | 0.65148 | 0.9 | 0.79426 | 0.65148 | 2.4732e-13 | -135.3123 | 120.9775 | 2.4902e-13 | -135.3123 | 120.9775
Line5_6_7 | 0 | 0 | 0 | 0 | 0 | 0 | 0 | 0 | 0 | 0 | 0 | 0 | 7.494e-17 | -8.5956e-10 | -2.3734e-09 | -9.1593e-17 | 8.5956e-10 | 2.3734e-09 | 9.992e-17 | 2.7687e-09 | -1.467e-10 | -1.3323e-16 | -2.7687e-09 | 1.467e-10 | 0 | 0 | 0 | 0 | 0 | 0 | 0.9 | 0.79426 | 0.65148 | 0.9 | 0.79426 | 0.65148 | 2.4902e-13 | -135.3123 | 120.9775 | 2.5112e-13 | -135.3123 | 120.9775
Line6_7_8 | 0 | 0 | 0 | 0 | 0 | 0 | 0 | 0 | 0 | 0 | 0 | 0 | 4.996e-17 | -6.4467e-10 | -1.78e-09 | -6.6613e-17 | 6.4467e-10 | 1.78e-09 | 1.1657e-16 | 2.0765e-09 | -1.1003e-10 | -1.3323e-16 | -2.0765e-09 | 1.1003e-10 | 0 | 0 | 0 | 0 | 0 | 0 | 0.9 | 0.79426 | 0.65148 | 0.9 | 0.79426 | 0.65148 | 2.5112e-13 | -135.3123 | 120.9775 | 2.5288e-13 | -135.3123 | 120.9775
Line7_8_9 | 0 | 0 | 0 | 0 | 0 | 0 | 0 | 0 | 0 | 0 | 0 | 0 | 2.498e-17 | -2.1489e-10 | -5.9334e-10 | -8.3267e-18 | 2.1489e-10 | 5.9334e-10 | -1.6653e-17 | 6.9217e-10 | -3.6676e-11 | 1.6653e-17 | -6.9217e-10 | 3.6676e-11 | 0 | 0 | 0 | 0 | 0 | 0 | 0.9 | 0.79426 | 0.65148 | 0.9 | 0.79426 | 0.65148 | 2.5288e-13 | -135.3123 | 120.9775 | 2.5272e-13 | -135.3123 | 120.9775
Line8_8_10 | 0 | 0 | 0 | 0 | 0 | 0 | 0 | 0 | 0 | 0 | 0 | 0 | -8.3267e-18 | -2.1489e-10 | -5.9334e-10 | 2.498e-17 | 2.1489e-10 | 5.9334e-10 | 3.3307e-17 | 6.9217e-10 | -3.6676e-11 | -4.996e-17 | -6.9217e-10 | 3.6676e-11 | 0 | 0 | 0 | 0 | 0 | 0 | 0.9 | 0.79426 | 0.65148 | 0.9 | 0.79426 | 0.65148 | 2.5288e-13 | -135.3123 | 120.9775 | 2.5354e-13 | -135.3123 | 120.9775
Line9_3_11 | 0 | 0 | 0 | 0 | 0 | 0 | 0 | 0 | 0 | 0 | 0 | 0 | 2.498e-17 | -1.5042e-09 | -4.1534e-09 | -8.3267e-18 | 1.5042e-09 | 4.1534e-09 | 4.996e-17 | 4.8452e-09 | -2.5673e-10 | -4.996e-17 | -4.8452e-09 | 2.5673e-10 | 0 | 0 | 0 | 0 | 0 | 0 | 0.9 | 0.79426 | 0.65148 | 0.9 | 0.79426 | 0.65148 | 2.4909e-13 | -135.3123 | 120.9775 | 2.532e-13 | -135.3123 | 120.9775

## LL_min_fault_6
name | pf_ikss_a_from_ka | pf_ikss_b_from_ka | pf_ikss_c_from_ka | pf_ikss_a_to_ka | pf_ikss_b_to_ka | pf_ikss_c_to_ka | pf_skss_a_from_mw | pf_skss_b_from_mw | pf_skss_c_from_mw | pf_skss_a_to_mw | pf_skss_b_to_mw | pf_skss_c_to_mw | pf_p_a_from_mw | pf_p_b_from_mw | pf_p_c_from_mw | pf_p_a_to_mw | pf_p_b_to_mw | pf_p_c_to_mw | pf_q_a_from_mvar | pf_q_b_from_mvar | pf_q_c_from_mvar | pf_q_a_to_mvar | pf_q_b_to_mvar | pf_q_c_to_mvar | pf_ikss_a_from_degree | pf_ikss_b_from_degree | pf_ikss_c_from_degree | pf_ikss_a_to_degree | pf_ikss_b_to_degree | pf_ikss_c_to_degree | pf_vm_a_from_pu | pf_vm_b_from_pu | pf_vm_c_from_pu | pf_vm_a_to_pu | pf_vm_b_to_pu | pf_vm_c_to_pu | pf_va_a_from_degree | pf_va_b_from_degree | pf_va_c_from_degree | pf_va_a_to_degree | pf_va_b_to_degree | pf_va_c_to_degree
Line0_1_2 | 0 | 0 | 0 | 0 | 0 | 0 | 0 | 0 | 0 | 0 | 0 | 0 | 1.7853e-18 | -3.8862e-11 | -1.1288e-10 | -1.7853e-18 | 3.8862e-11 | 1.1288e-10 | 3.8453e-18 | 1.0829e-10 | 1.9912e-11 | -3.296e-18 | -1.0829e-10 | -1.9912e-11 | 0 | 0 | 0 | 0 | 0 | 0 | 0.95 | 0.94812 | 0.94457 | 0.95 | 0.94812 | 0.94457 | 4.7867e-15 | -120.3131 | 119.9422 | 4.8411e-15 | -120.3131 | 119.9422
Line10_11_12 | 0 | 0 | 0 | 0 | 0 | 0 | 0 | 0 | 0 | 0 | 0 | 0 | 2.7466e-19 | -3.8862e-11 | -1.1288e-10 | -5.4933e-19 | 3.8862e-11 | 1.1288e-10 | 2.7466e-18 | 1.0829e-10 | 1.9912e-11 | -2.7466e-18 | -1.0829e-10 | -1.9912e-11 | 0 | 0 | 0 | 0 | 0 | 0 | 0.95 | 0.94812 | 0.94457 | 0.95 | 0.94812 | 0.94457 | 4.9368e-15 | -120.3131 | 119.9422 | 5.0118e-15 | -120.3131 | 119.9422
Line11_12_13 | 0 | 0 | 0 | 0 | 0 | 0 | 0 | 0 | 0 | 0 | 0 | 0 | -2.06e-19 | -3.2385e-11 | -9.4068e-11 | 2.06e-19 | 3.2385e-11 | 9.4068e-11 | 3.8453e-18 | 9.0245e-11 | 1.6593e-11 | -3.8453e-18 | -9.0245e-11 | -1.6593e-11 | 0 | 0 | 0 | 0 | 0 | 0 | 0.95 | 0.94812 | 0.94457 | 0.95 | 0.94812 | 0.94457 | 5.0118e-15 | -120.3131 | 119.9422 | 5.0833e-15 | -120.3131 | 119.9422
Line12_13_15 | 0 | 0 | 0 | 0 | 0 | 0 | 0 | 0 | 0 | 0 | 0 | 0 | -6.18e-19 | -1.9431e-11 | -5.6441e-11 | 6.18e-19 | 1.9431e-11 | 5.6441e-11 | -5.4828e-35 | 5.4147e-11 | 9.9561e-12 | 5.5229e-35 | -5.4147e-11 | -9.9561e-12 | 0 | 0 | 0 | 0 | 0 | 0 | 0.95 | 0.94812 | 0.94457 | 0.95 | 0.94812 | 0.94457 | 5.0833e-15 | -120.3131 | 119.9422 | 5.1204e-15 | -120.3131 | 119.9422
Line13_13_14 | 0 | 0 | 0 | 0 | 0 | 0 | 0 | 0 | 0 | 0 | 0 | 0 | -3.4333e-19 | -6.477e-12 | -1.8814e-11 | 6.8666e-20 | 6.477e-12 | 1.8814e-11 | 5.4933e-19 | 1.8049e-11 | 3.3187e-12 | 6.0907e-36 | -1.8049e-11 | -3.3187e-12 | 0 | 0 | 0 | 0 | 0 | 0 | 0.95 | 0.94812 | 0.94457 | 0.95 | 0.94812 | 0.94457 | 5.0833e-15 | -120.3131 | 119.9422 | 5.0822e-15 | -120.3131 | 119.9422
Line14_15_16 | 0 | 0 | 0 | 0 | 0 | 0 | 0 | 0 | 0 | 0 | 0 | 0 | 6.8666e-20 | -1.2954e-11 | -3.7627e-11 | -6.8666e-20 | 1.2954e-11 | 3.7627e-11 | 1.0987e-18 | 3.6098e-11 | 6.6374e-12 | -1.0987e-18 | -3.6098e-11 | -6.6374e-12 | 0 | 0 | 0 | 0 | 0 | 0 | 0.95 | 0.94812 | 0.94457 | 0.95 | 0.94812 | 0.94457 | 5.1204e-15 | -120.3131 | 119.9422 | 5.1532e-15 | -120.3131 | 119.9422
Line15_16_17 | 0 | 0 | 0 | 0 | 0 | 0 | 0 | 0 | 0 | 0 | 0 | 0 | 2.7466e-19 | -6.477e-12 | -1.8814e-11 | -2.7466e-19 | 6.477e-12 | 1.8814e-11 | 5.4933e-19 | 1.8049e-11 | 3.3187e-12 | -5.4933e-19 | -1.8049e-11 | -3.3187e-12 | 0 | 0 | 0 | 0 | 0 | 0 | 0.95 | 0.94812 | 0.94457 | 0.95 | 0.94812 | 0.94457 | 5.1532e-15 | -120.3131 | 119.9422 | 5.1654e-15 | -120.3131 | 119.9422
Line16_4_18 | 0 | 0.052639 | 0.052639 | 0 | 0.052639 | 0.052639 | 0 | 0.012156 | 0.012156 | 0 | 0.012156 | 0.012156 | -1.0987e-18 | 0.011082 | 0.0028784 | 9.2527e-35 | -0.011029 | -0.0028252 | 1.0987e-18 | 0.0029185 | 0.011047 | -1.0987e-18 | -0.0028631 | -0.010991 | 0 | -135.266 | 44.734 | 0 | 44.734 | -135.266 | 0.95 | 0.94272 | 0.93905 | 0.95 | 0.93734 | 0.93354 | 4.8406e-15 | -120.5122 | 120.1294 | 4.8253e-15 | -120.7135 | 120.3187
Line17_5_19 | 0 | 0 | 0 | 0 | 0 | 0 | 0 | 0 | 0 | 0 | 0 | 0 | -4.8066e-19 | -6.477e-12 | -1.8814e-11 | 2.06e-19 | 6.477e-12 | 1.8814e-11 | 1.0987e-18 | 1.8049e-11 | 3.3187e-12 | -1.0987e-18 | -1.8049e-11 | -3.3187e-12 | 0 | 0 | 0 | 0 | 0 | 0 | 0.95 | 0.94812 | 0.94457 | 0.95 | 0.94812 | 0.94457 | 4.8399e-15 | -120.3131 | 119.9422 | 4.8522e-15 | -120.3131 | 119.9422
Line1_1_3 | 0 | 0 | 0 | 0 | 0 | 0 | 0 | 0 | 0 | 0 | 0 | 0 | 1.1673e-18 | -5.1816e-11 | -1.5051e-10 | -8.9266e-19 | 5.1816e-11 | 1.5051e-10 | 3.8453e-18 | 1.4439e-10 | 2.655e-11 | -2.7466e-18 | -1.4439e-10 | -2.655e-11 | 0 | 0 | 0 | 0 | 0 | 0 | 0.95 | 0.94812 | 0.94457 | 0.95 | 0.94812 | 0.94457 | 4.7867e-15 | -120.3131 | 119.9422 | 4.863e-15 | -120.3131 | 119.9422
Line2_1_4 | 0 | 0.052639 | 0.052639 | 0 | 0.052639 | 0.052639 | 0 | 0.012156 | 0.012156 | 0 | 0.012156 | 0.012156 | -2.1973e-18 | 0.011136 | 0.0029316 | 1.0987e-18 | -0.011082 | -0.0028784 | 3.296e-18 | 0.0029739 | 0.011102 | -1.0987e-18 | -0.0029185 | -0.011047 | 0 | -135.266 | 44.734 | 0 | 44.734 | -135.266 | 0.95 | 0.94812 | 0.94457 | 0.95 | 0.94272 | 0.93905 | 4.7867e-15 | -120.3131 | 119.9422 | 4.8406e-15 | -120.5122 | 120.1294
Line3_1_5 | 0 | 0 | 0 | 0 | 0 | 0 | 0 | 0 | 0 | 0 | 0 | 0 | -7.5533e-19 | -1.2954e-11 | -3.7627e-11 | 7.5533e-19 | 1.2954e-11 | 3.7627e-11 | 3.296e-18 | 3.6098e-11 | 6.6374e-12 | -2.1973e-18 | -3.6098e-11 | -6.6374e-12 | 0 | 0 | 0 | 0 | 0 | 0 | 0.95 | 0.94812 | 0.94457 | 0.95 | 0.94812 | 0.94457 | 4.7867e-15 | -120.3131 | 119.9422 | 4.8399e-15 | -120.3131 | 119.9422
Line4_2_6 | 0 | 0 | 0 | 0 | 0 | 0 | 0 | 0 | 0 | 0 | 0 | 0 | 2.472e-18 | -3.2385e-11 | -9.4068e-11 | -2.472e-18 | 3.2385e-11 | 9.4068e-11 | 3.296e-18 | 9.0245e-11 | 1.6593e-11 | -2.7466e-18 | -9.0245e-11 | -1.6593e-11 | 0 | 0 | 0 | 0 | 0 | 0 | 0.95 | 0.94812 | 0.94457 | 0.95 | 0.94812 | 0.94457 | 4.8411e-15 | -120.3131 | 119.9422 | 4.8614e-15 | -120.3131 | 119.9422
Line5_6_7 | 0 | 0 | 0 | 0 | 0 | 0 | 0 | 0 | 0 | 0 | 0 | 0 | 1.854e-18 | -2.5908e-11 | -7.5255e-11 | -2.1287e-18 | 2.5908e-11 | 7.5255e-11 | 3.8453e-18 | 7.2196e-11 | 1.3275e-11 | -3.296e-18 | -7.2196e-11 | -1.3275e-11 | 0 | 0 | 0 | 0 | 0 | 0 | 0.95 | 0.94812 | 0.94457 | 0.95 | 0.94812 | 0.94457 | 4.8614e-15 | -120.3131 | 119.9422 | 4.9054e-15 | -120.3131 | 119.9422
Line6_7_8 | 0 | 0 | 0 | 0 | 0 | 0 | 0 | 0 | 0 | 0 | 0 | 0 | 1.0987e-18 | -1.9431e-11 | -5.6441e-11 | -1.0987e-18 | 1.9431e-11 | 5.6441e-11 | 3.8453e-18 | 5.4147e-11 | 9.9561e-12 | -2.1973e-18 | -5.4147e-11 | -9.9561e-12 | 0 | 0 | 0 | 0 | 0 | 0 | 0.95 | 0.94812 | 0.94457 | 0.95 | 0.94812 | 0.94457 | 4.9054e-15 | -120.3131 | 119.9422 | 4.9493e-15 | -120.3131 | 119.9422
Line7_8_9 | 0 | 0 | 0 | 0 | 0 | 0 | 0 | 0 | 0 | 0 | 0 | 0 | 4.8066e-19 | -6.477e-12 | -1.8814e-11 | -4.8066e-19 | 6.477e-12 | 1.8814e-11 | 5.4933e-19 | 1.8049e-11 | 3.3187e-12 | -5.4933e-19 | -1.8049e-11 | -3.3187e-12 | 0 | 0 | 0 | 0 | 0 | 0 | 0.95 | 0.94812 | 0.94457 | 0.95 | 0.94812 | 0.94457 | 4.9493e-15 | -120.3131 | 119.9422 | 4.9482e-15 | -120.3131 | 119.9422
Line8_8_10 | 0 | 0 | 0 | 0 | 0 | 0 | 0 | 0 | 0 | 0 | 0 | 0 | 1.3733e-19 | -6.477e-12 | -1.8814e-11 | -1.3733e-19 | 6.477e-12 | 1.8814e-11 | 5.4933e-19 | 1.8049e-11 | 3.3187e-12 | -1.0987e-18 | -1.8049e-11 | -3.3187e-12 | 0 | 0 | 0 | 0 | 0 | 0 | 0.95 | 0.94812 | 0.94457 | 0.95 | 0.94812 | 0.94457 | 4.9493e-15 | -120.3131 | 119.9422 | 4.9635e-15 | -120.3131 | 119.9422
Line9_3_11 | 0 | 0 | 0 | 0 | 0 | 0 | 0 | 0 | 0 | 0 | 0 | 0 | 1.03e-18 | -4.5339e-11 | -1.317e-10 | -7.5533e-19 | 4.5339e-11 | 1.317e-10 | 2.1973e-18 | 1.2634e-10 | 2.3231e-11 | -3.296e-18 | -1.2634e-10 | -2.3231e-11 | 0 | 0 | 0 | 0 | 0 | 0 | 0.95 | 0.94812 | 0.94457 | 0.95 | 0.94812 | 0.94457 | 4.863e-15 | -120.3131 | 119.9422 | 4.9368e-15 | -120.3131 | 119.9422

## LL_min_fault_10
name | pf_ikss_a_from_ka | pf_ikss_b_from_ka | pf_ikss_c_from_ka | pf_ikss_a_to_ka | pf_ikss_b_to_ka | pf_ikss_c_to_ka | pf_skss_a_from_mw | pf_skss_b_from_mw | pf_skss_c_from_mw | pf_skss_a_to_mw | pf_skss_b_to_mw | pf_skss_c_to_mw | pf_p_a_from_mw | pf_p_b_from_mw | pf_p_c_from_mw | pf_p_a_to_mw | pf_p_b_to_mw | pf_p_c_to_mw | pf_q_a_from_mvar | pf_q_b_from_mvar | pf_q_c_from_mvar | pf_q_a_to_mvar | pf_q_b_to_mvar | pf_q_c_to_mvar | pf_ikss_a_from_degree | pf_ikss_b_from_degree | pf_ikss_c_from_degree | pf_ikss_a_to_degree | pf_ikss_b_to_degree | pf_ikss_c_to_degree | pf_vm_a_from_pu | pf_vm_b_from_pu | pf_vm_c_from_pu | pf_vm_a_to_pu | pf_vm_b_to_pu | pf_vm_c_to_pu | pf_va_a_from_degree | pf_va_b_from_degree | pf_va_c_from_degree | pf_va_a_to_degree | pf_va_b_to_degree | pf_va_c_to_degree
Line0_1_2 | 0 | 0 | 0 | 0 | 0 | 0 | 0 | 0 | 0 | 0 | 0 | 0 | 2.7972e-18 | -3.4879e-11 | -1.0131e-10 | -2.537e-18 | 3.4879e-11 | 1.0131e-10 | 3.6429e-18 | 9.7195e-11 | 1.7871e-11 | -2.6021e-18 | -9.7195e-11 | -1.7871e-11 | 0 | 0 | 0 | 0 | 0 | 0 | 0.9 | 0.89822 | 0.89485 | 0.9 | 0.89822 | 0.89485 | 5.4093e-15 | -120.3131 | 119.9422 | 5.4721e-15 | -120.3131 | 119.9422
Line10_11_12 | 0 | 0 | 0 | 0 | 0 | 0 | 0 | 0 | 0 | 0 | 0 | 0 | 6.5052e-19 | -3.4879e-11 | -1.0131e-10 | -6.5052e-19 | 3.4879e-11 | 1.0131e-10 | 2.6021e-18 | 9.7195e-11 | 1.7871e-11 | -2.6021e-18 | -9.7195e-11 | -1.7871e-11 | 0 | 0 | 0 | 0 | 0 | 0 | 0.9 | 0.89822 | 0.89485 | 0.9 | 0.89822 | 0.89485 | 5.5594e-15 | -120.3131 | 119.9422 | 5.6344e-15 | -120.3131 | 119.9422
Line11_12_13 | 0 | 0 | 0 | 0 | 0 | 0 | 0 | 0 | 0 | 0 | 0 | 0 | 2.6021e-19 | -2.9066e-11 | -8.4427e-11 | -2.6021e-19 | 2.9066e-11 | 8.4427e-11 | 2.6021e-18 | 8.0996e-11 | 1.4893e-11 | -2.6021e-18 | -8.0996e-11 | -1.4893e-11 | 0 | 0 | 0 | 0 | 0 | 0 | 0.9 | 0.89822 | 0.89485 | 0.9 | 0.89822 | 0.89485 | 5.6344e-15 | -120.3131 | 119.9422 | 5.7059e-15 | -120.3131 | 119.9422
Line12_13_15 | 0 | 0 | 0 | 0 | 0 | 0 | 0 | 0 | 0 | 0 | 0 | 0 | -8.4568e-19 | -1.7439e-11 | -5.0656e-11 | 8.4568e-19 | 1.7439e-11 | 5.0656e-11 | 1.5613e-18 | 4.8598e-11 | 8.9356e-12 | -1.5613e-18 | -4.8598e-11 | -8.9356e-12 | 0 | 0 | 0 | 0 | 0 | 0 | 0.9 | 0.89822 | 0.89485 | 0.9 | 0.89822 | 0.89485 | 5.7059e-15 | -120.3131 | 119.9422 | 5.743e-15 | -120.3131 | 119.9422
Line13_13_14 | 0 | 0 | 0 | 0 | 0 | 0 | 0 | 0 | 0 | 0 | 0 | 0 | 7.1557e-19 | -5.8131e-12 | -1.6885e-11 | -4.5536e-19 | 5.8131e-12 | 1.6885e-11 | 7.1262e-35 | 1.6199e-11 | 2.9786e-12 | -4.534e-35 | -1.6199e-11 | -2.9786e-12 | 0 | 0 | 0 | 0 | 0 | 0 | 0.9 | 0.89822 | 0.89485 | 0.9 | 0.89822 | 0.89485 | 5.7059e-15 | -120.3131 | 119.9422 | 5.7048e-15 | -120.3131 | 119.9422
Line14_15_16 | 0 | 0 | 0 | 0 | 0 | 0 | 0 | 0 | 0 | 0 | 0 | 0 | -6.5052e-19 | -1.1626e-11 | -3.3771e-11 | 3.9031e-19 | 1.1626e-11 | 3.3771e-11 | 1.0408e-18 | 3.2398e-11 | 5.9571e-12 | -5.2042e-19 | -3.2398e-11 | -5.9571e-12 | 0 | 0 | 0 | 0 | 0 | 0 | 0.9 | 0.89822 | 0.89485 | 0.9 | 0.89822 | 0.89485 | 5.743e-15 | -120.3131 | 119.9422 | 5.7758e-15 | -120.3131 | 119.9422
Line15_16_17 | 0 | 0 | 0 | 0 | 0 | 0 | 0 | 0 | 0 | 0 | 0 | 0 | -1.0408e-18 | -5.8131e-12 | -1.6885e-11 | 7.8063e-19 | 5.8131e-12 | 1.6885e-11 | 5.2042e-19 | 1.6199e-11 | 2.9785e-12 | -1.0408e-18 | -1.6199e-11 | -2.9785e-12 | 0 | 0 | 0 | 0 | 0 | 0 | 0.9 | 0.89822 | 0.89485 | 0.9 | 0.89822 | 0.89485 | 5.7758e-15 | -120.3131 | 119.9422 | 5.7881e-15 | -120.3131 | 119.9422
Line16_4_18 | 0 | 0.049869 | 0.049869 | 0 | 0.049869 | 0.049869 | 0 | 0.011517 | 0.011517 | 0 | 0.011517 | 0.011517 | -2.0817e-18 | 0.0099465 | 0.0025834 | 2.0817e-18 | -0.0098987 | -0.0025356 | 3.1225e-18 | 0.0026194 | 0.0099144 | -2.0817e-18 | -0.0025697 | -0.0098647 | 0 | -135.266 | 44.734 | 0 | 44.734 | -135.266 | 0.9 | 0.89311 | 0.88962 | 0.9 | 0.888 | 0.8844 | 5.4489e-15 | -120.5122 | 120.1294 | 5.4326e-15 | -120.7135 | 120.3187
Line17_5_19 | 0 | 0 | 0 | 0 | 0 | 0 | 0 | 0 | 0 | 0 | 0 | 0 | -4.5536e-19 | -5.8131e-12 | -1.6885e-11 | 4.5536e-19 | 5.8131e-12 | 1.6885e-11 | -4.3414e-35 | 1.6199e-11 | 2.9785e-12 | 4.3512e-35 | -1.6199e-11 | -2.9785e-12 | 0 | 0 | 0 | 0 | 0 | 0 | 0.9 | 0.89822 | 0.89485 | 0.9 | 0.89822 | 0.89485 | 5.4625e-15 | -120.3131 | 119.9422 | 5.4748e-15 | -120.3131 | 119.9422
Line1_1_3 | 0 | 0 | 0 | 0 | 0 | 0 | 0 | 0 | 0 | 0 | 0 | 0 | 1.236e-18 | -4.6505e-11 | -1.3508e-10 | -9.7578e-19 | 4.6505e-11 | 1.3508e-10 | 2.6021e-18 | 1.2959e-10 | 2.3828e-11 | -2.0817e-18 | -1.2959e-10 | -2.3828e-11 | 0 | 0 | 0 | 0 | 0 | 0 | 0.9 | 0.89822 | 0.89485 | 0.9 | 0.89822 | 0.89485 | 5.4093e-15 | -120.3131 | 119.9422 | 5.4856e-15 | -120.3131 | 119.9422
Line2_1_4 | 0 | 0.049869 | 0.049869 | 0 | 0.049869 | 0.049869 | 0 | 0.011517 | 0.011517 | 0 | 0.011517 | 0.011517 | -5.2042e-19 | 0.0099942 | 0.0026311 | 1.0408e-18 | -0.0099465 | -0.0025834 | 2.0817e-18 | 0.0026691 | 0.0099642 | 9.8985e-35 | -0.0026194 | -0.0099144 | 0 | -135.266 | 44.734 | 0 | 44.734 | -135.266 | 0.9 | 0.89822 | 0.89485 | 0.9 | 0.89311 | 0.88962 | 5.4093e-15 | -120.3131 | 119.9422 | 5.4489e-15 | -120.5122 | 120.1294
Line3_1_5 | 0 | 0 | 0 | 0 | 0 | 0 | 0 | 0 | 0 | 0 | 0 | 0 | 1.301e-19 | -1.1626e-11 | -3.3771e-11 | 1.301e-19 | 1.1626e-11 | 3.3771e-11 | 1.5613e-18 | 3.2398e-11 | 5.9571e-12 | -1.5613e-18 | -3.2398e-11 | -5.9571e-12 | 0 | 0 | 0 | 0 | 0 | 0 | 0.9 | 0.89822 | 0.89485 | 0.9 | 0.89822 | 0.89485 | 5.4093e-15 | -120.3131 | 119.9422 | 5.4625e-15 | -120.3131 | 119.9422
Line4_2_6 | 0 | 0 | 0 | 0 | 0 | 0 | 0 | 0 | 0 | 0 | 0 | 0 | 1.6263e-18 | -2.9066e-11 | -8.4427e-11 | -1.6263e-18 | 2.9066e-11 | 8.4427e-11 | 3.6429e-18 | 8.0996e-11 | 1.4893e-11 | -3.6429e-18 | -8.0996e-11 | -1.4893e-11 | 0 | 0 | 0 | 0 | 0 | 0 | 0.9 | 0.89822 | 0.89485 | 0.9 | 0.89822 | 0.89485 | 5.4721e-15 | -120.3131 | 119.9422 | 5.5107e-15 | -120.3131 | 119.9422
Line5_6_7 | 0 | 0 | 0 | 0 | 0 | 0 | 0 | 0 | 0 | 0 | 0 | 0 | 1.6263e-18 | -2.3253e-11 | -6.7542e-11 | -1.8865e-18 | 2.3253e-11 | 6.7542e-11 | 4.1633e-18 | 6.4797e-11 | 1.1914e-11 | -3.1225e-18 | -6.4797e-11 | -1.1914e-11 | 0 | 0 | 0 | 0 | 0 | 0 | 0.9 | 0.89822 | 0.89485 | 0.9 | 0.89822 | 0.89485 | 5.5107e-15 | -120.3131 | 119.9422 | 5.5539e-15 | -120.3131 | 119.9422
Line6_7_8 | 0 | 0 | 0 | 0 | 0 | 0 | 0 | 0 | 0 | 0 | 0 | 0 | -2.6021e-19 | -1.7439e-11 | -5.0656e-11 | 2.6021e-19 | 1.7439e-11 | 5.0656e-11 | 2.6021e-18 | 4.8598e-11 | 8.9356e-12 | -3.1225e-18 | -4.8598e-11 | -8.9356e-12 | 0 | 0 | 0 | 0 | 0 | 0 | 0.9 | 0.89822 | 0.89485 | 0.9 | 0.89822 | 0.89485 | 5.5539e-15 | -120.3131 | 119.9422 | 5.5961e-15 | -120.3131 | 119.9422
Line7_8_9 | 0 | 0 | 0 | 0 | 0 | 0 | 0 | 0 | 0 | 0 | 0 | 0 | 1.9516e-19 | -5.8131e-12 | -1.6885e-11 | -1.9516e-19 | 5.8131e-12 | 1.6885e-11 | -5.2042e-19 | 1.6199e-11 | 2.9786e-12 | -1.9057e-35 | -1.6199e-11 | -2.9786e-12 | 0 | 0 | 0 | 0 | 0 | 0 | 0.9 | 0.89822 | 0.89485 | 0.9 | 0.89822 | 0.89485 | 5.5961e-15 | -120.3131 | 119.9422 | 5.595e-15 | -120.3131 | 119.9422
Line8_8_10 | 0 | 0 | 0 | 0 | 0 | 0 | 0 | 0 | 0 | 0 | 0 | 0 | 3.9031e-19 | -5.8131e-12 | -1.6885e-11 | -1.301e-19 | 5.8131e-12 | 1.6885e-11 | 5.2042e-19 | 1.6199e-11 | 2.9786e-12 | -1.274e-35 | -1.6199e-11 | -2.9786e-12 | 0 | 0 | 0 | 0 | 0 | 0 | 0.9 | 0.89822 | 0.89485 | 0.9 | 0.89822 | 0.89485 | 5.5961e-15 | -120.3131 | 119.9422 | 5.6106e-15 | -120.3131 | 119.9422
Line9_3_11 | 0 | 0 | 0 | 0 | 0 | 0 | 0 | 0 | 0 | 0 | 0 | 0 | 1.6914e-18 | -4.0692e-11 | -1.182e-10 | -1.6914e-18 | 4.0692e-11 | 1.182e-10 | 2.6021e-18 | 1.1339e-10 | 2.085e-11 | -2.0817e-18 | -1.1339e-10 | -2.085e-11 | 0 | 0 | 0 | 0 | 0 | 0 | 0.9 | 0.89822 | 0.89485 | 0.9 | 0.89822 | 0.89485 | 5.4856e-15 | -120.3131 | 119.9422 | 5.5594e-15 | -120.3131 | 119.9422

## LG_max_6
name | pf_ikss_a_from_ka | pf_ikss_b_from_ka | pf_ikss_c_from_ka | pf_ikss_a_to_ka | pf_ikss_b_to_ka | pf_ikss_c_to_ka | pf_skss_a_from_mw | pf_skss_b_from_mw | pf_skss_c_from_mw | pf_skss_a_to_mw | pf_skss_b_to_mw | pf_skss_c_to_mw | pf_p_a_from_mw | pf_p_b_from_mw | pf_p_c_from_mw | pf_p_a_to_mw | pf_p_b_to_mw | pf_p_c_to_mw | pf_q_a_from_mvar | pf_q_b_from_mvar | pf_q_c_from_mvar | pf_q_a_to_mvar | pf_q_b_to_mvar | pf_q_c_to_mvar | pf_ikss_a_from_degree | pf_ikss_b_from_degree | pf_ikss_c_from_degree | pf_ikss_a_to_degree | pf_ikss_b_to_degree | pf_ikss_c_to_degree | pf_vm_a_from_pu | pf_vm_b_from_pu | pf_vm_c_from_pu | pf_vm_a_to_pu | pf_vm_b_to_pu | pf_vm_c_to_pu | pf_va_a_from_degree | pf_va_b_from_degree | pf_va_c_from_degree | pf_va_a_to_degree | pf_va_b_to_degree | pf_va_c_to_degree
Line0_1_2 | 0.14434 | 0.14434 | 0.14434 | 0.14434 | 0.14434 | 0.14434 | 0.033333 | 0.033334 | 0.033334 | 0.033333 | 0.033334 | 0.033334 | -0.0013409 | -0.031555 | 0.024275 | 0.0015492 | 0.031763 | -0.024067 | -0.0022103 | -0.051254 | -0.053636 | 0.002627 | 0.05167 | 0.054053 | 94.7873 | -25.2136 | -145.2121 | -85.2127 | 154.7866 | 34.7878 | 0.077558 | 1.8057 | 1.7662 | 0.091494 | 1.8196 | 1.775 | -26.4552 | -146.8325 | 149.1387 | -25.7415 | -146.7938 | 148.7886
Line10_11_12 | 0.14434 | 0.14434 | 0.14434 | 0.14434 | 0.14434 | 0.14434 | 0.033333 | 0.033334 | 0.033334 | 0.033333 | 0.033334 | 0.033334 | -0.0017575 | -0.031972 | 0.023858 | 0.0019659 | 0.03218 | -0.02365 | -0.0030436 | -0.052087 | -0.05447 | 0.0034603 | 0.052504 | 0.054886 | 94.7873 | -25.2136 | -145.2121 | -85.2127 | 154.7866 | 34.7878 | 0.10544 | 1.8335 | 1.784 | 0.11939 | 1.8474 | 1.7929 | -25.2166 | -146.7556 | 148.4419 | -24.8143 | -146.718 | 148.0987
Line11_12_13 | 0.14434 | 0.14434 | 0.14434 | 0.14434 | 0.14434 | 0.14434 | 0.033333 | 0.033334 | 0.033334 | 0.033333 | 0.033333 | 0.033334 | -0.0019658 | -0.03218 | 0.02365 | 0.0021742 | 0.032389 | -0.023442 | -0.0034603 | -0.052504 | -0.054886 | 0.003877 | 0.05292 | 0.055303 | 94.7873 | -25.2134 | -145.2122 | -85.2127 | 154.7867 | 34.7877 | 0.11939 | 1.8474 | 1.7929 | 0.13335 | 1.8613 | 1.802 | -24.8143 | -146.718 | 148.0987 | -24.4962 | -146.6809 | 147.7589
Line12_13_15 | 1.0757e-06 | 1.0785e-06 | 1.0706e-06 | 0 | 0 | 0 | 2.4843e-07 | 2.4907e-07 | 2.4725e-07 | 0 | 0 | 0 | 1.368e-08 | 2.5712e-07 | -2.358e-07 | -8.718e-09 | -1.7771e-07 | 1.5143e-07 | 3.0172e-08 | -3.8578e-07 | -3.7803e-07 | -2.0328e-08 | 2.5397e-07 | 2.5525e-07 | -90.1068 | -90.3639 | -90.2869 | 0 | 0 | 0 | 0.13335 | 1.8613 | 1.802 | 0.13335 | 1.8613 | 1.802 | -24.4962 | -146.6809 | 147.7589 | -24.4962 | -146.6809 | 147.7589
Line13_13_14 | 0.14434 | 0.14434 | 0.14434 | 0.14434 | 0.14434 | 0.14434 | 0.033333 | 0.033333 | 0.033333 | 0.033333 | 0.033333 | 0.033333 | -0.0021742 | -0.032389 | 0.023442 | 0.0023825 | 0.032597 | -0.023234 | -0.003877 | -0.05292 | -0.055302 | 0.0042937 | 0.053337 | 0.055719 | 94.7872 | -25.2129 | -145.2127 | -85.2128 | 154.7872 | 34.7872 | 0.13335 | 1.8613 | 1.802 | 0.14731 | 1.8753 | 1.8111 | -24.4962 | -146.6809 | 147.7589 | -24.2384 | -146.6444 | 147.4225
Line14_15_16 | 0 | 0 | 0 | 0 | 0 | 0 | 0 | 0 | 0 | 0 | 0 | 0 | 9.12e-09 | 1.7141e-07 | -1.572e-07 | -4.158e-09 | -9.2006e-08 | 7.2833e-08 | 2.0115e-08 | -2.5718e-07 | -2.5202e-07 | -1.027e-08 | 1.2537e-07 | 1.2924e-07 | 0 | 0 | 0 | 0 | 0 | 0 | 0.13335 | 1.8613 | 1.802 | 0.13335 | 1.8613 | 1.802 | -24.4962 | -146.6809 | 147.7589 | -24.4962 | -146.6809 | 147.7589
Line15_16_17 | 0 | 0 | 0 | 0 | 0 | 0 | 0 | 0 | 0 | 0 | 0 | 0 | 4.56e-09 | 8.5705e-08 | -7.86e-08 | 4.0199e-10 | -6.3004e-09 | -5.7668e-09 | 1.0057e-08 | -1.2859e-07 | -1.2601e-07 | -2.1287e-10 | -3.2178e-09 | 3.2312e-09 | 0 | 0 | 0 | 0 | 0 | 0 | 0.13335 | 1.8613 | 1.802 | 0.13335 | 1.8613 | 1.802 | -24.4962 | -146.6809 | 147.7589 | -24.4962 | -146.6809 | 147.7589
Line16_4_18 | 0.56459 | 0 | 0 | 0.56459 | 0 | 0 | 0.13039 | 0 | 0 | 0.13039 | 0 | 0 | 0.0026564 | 8.5403e-08 | -7.5354e-08 | -2.1391e-14 | -5.755e-09 | -5.4072e-09 | 0.0053127 | -1.2624e-07 | -1.2724e-07 | 1.5689e-14 | -3.0785e-09 | 3.2596e-09 | -87.5641 | 0 | 0 | 92.4359 | 0 | 0 | 0.045555 | 1.8142 | 1.7679 | 0 | 1.8094 | 1.7588 | -24.1292 | -146.4708 | 148.8115 | 0 | -146.2271 | 148.775
Line17_5_19 | 0 | 0 | 0 | 0 | 0 | 0 | 0 | 0 | 0 | 0 | 0 | 0 | 2.8347e-09 | 8.2442e-08 | -7.4272e-08 | 2.4527e-10 | -5.7515e-09 | -5.4988e-09 | 5.7567e-09 | -1.2493e-07 | -1.2561e-07 | -1.3302e-10 | -3.1379e-09 | 3.311e-09 | 0 | 0 | 0 | 0 | 0 | 0 | 0.077558 | 1.8057 | 1.7662 | 0.077558 | 1.8057 | 1.7662 | -26.4552 | -146.8325 | 149.1387 | -26.4552 | -146.8325 | 149.1387
Line1_1_3 | 0.14433 | 0.14434 | 0.14434 | 0.14434 | 0.14434 | 0.14434 | 0.033333 | 0.033334 | 0.033334 | 0.033333 | 0.033334 | 0.033334 | -0.0013409 | -0.031555 | 0.024275 | 0.0015492 | 0.031763 | -0.024067 | -0.0022103 | -0.051254 | -0.053637 | 0.002627 | 0.051671 | 0.054053 | 94.7873 | -25.2138 | -145.2118 | -85.2127 | 154.7863 | 34.788 | 0.077558 | 1.8057 | 1.7662 | 0.091494 | 1.8196 | 1.775 | -26.4552 | -146.8325 | 149.1387 | -25.7415 | -146.7938 | 148.7886
Line2_1_4 | 0.42521 | 0.14434 | 0.14434 | 0.42521 | 0.14434 | 0.14434 | 0.098197 | 0.033333 | 0.033333 | 0.098197 | 0.033333 | 0.033333 | 0.003159 | -0.040496 | 0.01393 | -0.0016888 | 0.040405 | -0.013615 | 0.0069299 | -0.044528 | -0.057202 | -0.0041424 | 0.044995 | 0.057334 | -91.949 | -14.5478 | -134.5473 | 88.051 | 165.4523 | 45.4526 | 0.077558 | 1.8057 | 1.7662 | 0.045555 | 1.8142 | 1.7679 | -26.4552 | -146.8325 | 149.1387 | -24.1292 | -146.4708 | 148.8115
Line3_1_5 | 0 | 0 | 0 | 0 | 0 | 0 | 0 | 0 | 0 | 0 | 0 | 0 | 5.6694e-09 | 1.6488e-07 | -1.4854e-07 | -2.5894e-09 | -8.8193e-08 | 6.8773e-08 | 1.1513e-08 | -2.4986e-07 | -2.5122e-07 | -5.8897e-09 | 1.2179e-07 | 1.2892e-07 | 0 | 0 | 0 | 0 | 0 | 0 | 0.077558 | 1.8057 | 1.7662 | 0.077558 | 1.8057 | 1.7662 | -26.4552 | -146.8325 | 149.1387 | -26.4552 | -146.8325 | 149.1387
Line4_2_6 | 0.14434 | 0.14434 | 0.14434 | 0.14434 | 0.14434 | 0.14434 | 0.033333 | 0.033334 | 0.033334 | 0.033333 | 0.033333 | 0.033334 | -0.0015492 | -0.031763 | 0.024067 | 0.0017575 | 0.031972 | -0.023859 | -0.002627 | -0.05167 | -0.054053 | 0.0030436 | 0.052087 | 0.05447 | 94.7873 | -25.2134 | -145.2122 | -85.2127 | 154.7867 | 34.7877 | 0.091494 | 1.8196 | 1.775 | 0.10544 | 1.8335 | 1.784 | -25.7415 | -146.7938 | 148.7886 | -25.2166 | -146.7556 | 148.4419
Line5_6_7 | 0.14434 | 0.14434 | 0.14434 | 0.14434 | 0.14434 | 0.14434 | 0.033333 | 0.033333 | 0.033334 | 0.033333 | 0.033333 | 0.033333 | -0.0017575 | -0.031972 | 0.023859 | 0.0019659 | 0.03218 | -0.02365 | -0.0030436 | -0.052087 | -0.05447 | 0.0034603 | 0.052504 | 0.054886 | 94.7873 | -25.2133 | -145.2123 | -85.2127 | 154.7868 | 34.7876 | 0.10544 | 1.8335 | 1.784 | 0.11939 | 1.8474 | 1.7929 | -25.2166 | -146.7556 | 148.4419 | -24.8143 | -146.718 | 148.0987
Line6_7_8 | 1.0755e-06 | 1.0781e-06 | 1.0713e-06 | 0 | 0 | 0 | 2.4837e-07 | 2.4898e-07 | 2.4741e-07 | 0 | 0 | 0 | 1.238e-08 | 2.5466e-07 | -2.3256e-07 | -7.8881e-09 | -1.7594e-07 | 1.4934e-07 | 2.6947e-08 | -3.8303e-07 | -3.7773e-07 | -1.8157e-08 | 2.5216e-07 | 2.5507e-07 | -90.1397 | -90.3363 | -90.2817 | 0 | 0 | 0 | 0.11939 | 1.8474 | 1.7929 | 0.11939 | 1.8474 | 1.7929 | -24.8143 | -146.718 | 148.0987 | -24.8143 | -146.718 | 148.0987
Line7_8_9 | 0 | 0 | 0 | 0 | 0 | 0 | 0 | 0 | 0 | 0 | 0 | 0 | 4.1265e-09 | 8.4887e-08 | -7.752e-08 | 3.6496e-10 | -6.161e-09 | -5.6977e-09 | 8.9822e-09 | -1.2768e-07 | -1.2591e-07 | -1.9291e-10 | -3.1978e-09 | 3.2512e-09 | 0 | 0 | 0 | 0 | 0 | 0 | 0.11939 | 1.8474 | 1.7929 | 0.11939 | 1.8474 | 1.7929 | -24.8143 | -146.718 | 148.0987 | -24.8143 | -146.718 | 148.0987
Line8_8_10 | 0 | 0 | 0 | 0 | 0 | 0 | 0 | 0 | 0 | 0 | 0 | 0 | 4.1265e-09 | 8.4887e-08 | -7.752e-08 | 3.6496e-10 | -6.161e-09 | -5.6977e-09 | 8.9822e-09 | -1.2768e-07 | -1.2591e-07 | -1.9291e-10 | -3.1978e-09 | 3.2512e-09 | 0 | 0 | 0 | 0 | 0 | 0 | 0.11939 | 1.8474 | 1.7929 | 0.11939 | 1.8474 | 1.7929 | -24.8143 | -146.718 | 148.0987 | -24.8143 | -146.718 | 148.0987
Line9_3_11 | 0.14434 | 0.14434 | 0.14434 | 0.14434 | 0.14434 | 0.14434 | 0.033333 | 0.033334 | 0.033334 | 0.033333 | 0.033334 | 0.033334 | -0.0015492 | -0.031763 | 0.024067 | 0.0017575 | 0.031972 | -0.023858 | -0.002627 | -0.051671 | -0.054053 | 0.0030436 | 0.052087 | 0.05447 | 94.7873 | -25.2137 | -145.212 | -85.2127 | 154.7864 | 34.7879 | 0.091494 | 1.8196 | 1.775 | 0.10544 | 1.8335 | 1.784 | -25.7415 | -146.7938 | 148.7886 | -25.2166 | -146.7556 | 148.4419

## LG_max_10
name | pf_ikss_a_from_ka | pf_ikss_b_from_ka | pf_ikss_c_from_ka | pf_ikss_a_to_ka | pf_ikss_b_to_ka | pf_ikss_c_to_ka | pf_skss_a_from_mw | pf_skss_b_from_mw | pf_skss_c_from_mw | pf_skss_a_to_mw | pf_skss_b_to_mw | pf_skss_c_to_mw | pf_p_a_from_mw | pf_p_b_from_mw | pf_p_c_from_mw | pf_p_a_to_mw | pf_p_b_to_mw | pf_p_c_to_mw | pf_q_a_from_mvar | pf_q_b_from_mvar | pf_q_c_from_mvar | pf_q_a_to_mvar | pf_q_b_to_mvar | pf_q_c_to_mvar | pf_ikss_a_from_degree | pf_ikss_b_from_degree | pf_ikss_c_from_degree | pf_ikss_a_to_degree | pf_ikss_b_to_degree | pf_ikss_c_to_degree | pf_vm_a_from_pu | pf_vm_b_from_pu | pf_vm_c_from_pu | pf_vm_a_to_pu | pf_vm_b_to_pu | pf_vm_c_to_pu | pf_va_a_from_degree | pf_va_b_from_degree | pf_va_c_from_degree | pf_va_a_to_degree | pf_va_b_to_degree | pf_va_c_to_degree
Line0_1_2 | 0.14434 | 0.14434 | 0.14434 | 0.14434 | 0.14434 | 0.14434 | 0.033333 | 0.033334 | 0.033334 | 0.033333 | 0.033334 | 0.033334 | -0.0014043 | -0.032966 | 0.025344 | 0.0016126 | 0.033175 | -0.025135 | -0.0023306 | -0.05365 | -0.056132 | 0.0027473 | 0.054066 | 0.056548 | 94.787 | -25.2139 | -145.2124 | -85.213 | 154.7862 | 34.7875 | 0.081631 | 1.8891 | 1.8476 | 0.095569 | 1.903 | 1.8565 | -26.2843 | -146.7833 | 149.087 | -25.626 | -146.7466 | 148.7525
Line10_11_12 | 0.14434 | 0.14434 | 0.14434 | 0.14434 | 0.14434 | 0.14434 | 0.033333 | 0.033334 | 0.033334 | 0.033333 | 0.033334 | 0.033334 | -0.001821 | -0.033383 | 0.024927 | 0.0020293 | 0.033591 | -0.024719 | -0.0031639 | -0.054483 | -0.056965 | 0.0035806 | 0.0549 | 0.057381 | 94.787 | -25.2139 | -145.2124 | -85.213 | 154.7862 | 34.7875 | 0.10952 | 1.9169 | 1.8654 | 0.12347 | 1.9308 | 1.8744 | -25.1353 | -146.7105 | 148.4211 | -24.7556 | -146.6748 | 148.0929
Line11_12_13 | 0.14434 | 0.14434 | 0.14434 | 0.14434 | 0.14434 | 0.14434 | 0.033333 | 0.033334 | 0.033334 | 0.033333 | 0.033333 | 0.033334 | -0.0020293 | -0.033591 | 0.024719 | 0.0022376 | 0.0338 | -0.02451 | -0.0035806 | -0.0549 | -0.057381 | 0.0039972 | 0.055316 | 0.057798 | 94.787 | -25.2138 | -145.2125 | -85.213 | 154.7864 | 34.7874 | 0.12347 | 1.9308 | 1.8744 | 0.13743 | 1.9447 | 1.8834 | -24.7556 | -146.6748 | 148.0929 | -24.4529 | -146.6397 | 147.7678
Line12_13_15 | 1.1245e-06 | 1.1274e-06 | 1.1193e-06 | 0 | 0 | 0 | 2.5969e-07 | 2.6035e-07 | 2.585e-07 | 0 | 0 | 0 | 1.4708e-08 | 2.8105e-07 | -2.5764e-07 | -9.3702e-09 | -1.9422e-07 | 1.6547e-07 | 3.2517e-08 | -4.2116e-07 | -4.131e-07 | -2.1908e-08 | 2.7726e-07 | 2.7894e-07 | -90.1148 | -90.3552 | -90.2818 | 0 | 0 | 0 | 0.13743 | 1.9447 | 1.8834 | 0.13743 | 1.9447 | 1.8834 | -24.4529 | -146.6397 | 147.7678 | -24.4529 | -146.6397 | 147.7678
Line13_13_14 | 0.14434 | 0.14434 | 0.14434 | 0.14434 | 0.14434 | 0.14434 | 0.033333 | 0.033333 | 0.033333 | 0.033333 | 0.033333 | 0.033333 | -0.0022376 | -0.0338 | 0.024511 | 0.002446 | 0.034008 | -0.024302 | -0.0039973 | -0.055316 | -0.057798 | 0.0044139 | 0.055732 | 0.058214 | 94.7869 | -25.2132 | -145.213 | -85.2131 | 154.7869 | 34.7869 | 0.13743 | 1.9447 | 1.8834 | 0.15139 | 1.9587 | 1.8925 | -24.4529 | -146.6397 | 147.7678 | -24.2061 | -146.605 | 147.4458
Line14_15_16 | 0 | 0 | 0 | 0 | 0 | 0 | 0 | 0 | 0 | 0 | 0 | 0 | 9.8055e-09 | 1.8736e-07 | -1.7176e-07 | -4.4674e-09 | -1.0054e-07 | 7.9594e-08 | 2.1678e-08 | -2.8077e-07 | -2.754e-07 | -1.1069e-08 | 1.3687e-07 | 1.4124e-07 | 0 | 0 | 0 | 0 | 0 | 0 | 0.13743 | 1.9447 | 1.8834 | 0.13743 | 1.9447 | 1.8834 | -24.4529 | -146.6397 | 147.7678 | -24.4529 | -146.6397 | 147.7678
Line15_16_17 | 0 | 0 | 0 | 0 | 0 | 0 | 0 | 0 | 0 | 0 | 0 | 0 | 4.9027e-09 | 9.3682e-08 | -8.5879e-08 | 4.3533e-10 | -6.8563e-09 | -6.2848e-09 | 1.0839e-08 | -1.4039e-07 | -1.377e-07 | -2.2945e-10 | -3.517e-09 | 3.5391e-09 | 0 | 0 | 0 | 0 | 0 | 0 | 0.13743 | 1.9447 | 1.8834 | 0.13743 | 1.9447 | 1.8834 | -24.4529 | -146.6397 | 147.7678 | -24.4529 | -146.6397 | 147.7678
Line16_4_18 | 0.58995 | 0 | 0 | 0.58995 | 0 | 0 | 0.13624 | 0 | 0 | 0.13624 | 0 | 0 | 0.0029004 | 9.3459e-08 | -8.2493e-08 | -2.9541e-14 | -6.2811e-09 | -5.9002e-09 | 0.0058007 | -1.3795e-07 | -1.3904e-07 | 1.9309e-14 | -3.3681e-09 | 3.5666e-09 | -87.5536 | 0 | 0 | 92.4464 | 0 | 0 | 0.047602 | 1.8974 | 1.8488 | 0 | 1.8924 | 1.8394 | -24.1186 | -146.4291 | 148.7711 | 0 | -146.1855 | 148.7344
Line17_5_19 | 0 | 0 | 0 | 0 | 0 | 0 | 0 | 0 | 0 | 0 | 0 | 0 | 3.0997e-09 | 9.0271e-08 | -8.1354e-08 | 2.7077e-10 | -6.2828e-09 | -6.0046e-09 | 6.3432e-09 | -1.3656e-07 | -1.3728e-07 | -1.458e-10 | -3.4333e-09 | 3.6227e-09 | 0 | 0 | 0 | 0 | 0 | 0 | 0.081631 | 1.8891 | 1.8476 | 0.081631 | 1.8891 | 1.8476 | -26.2843 | -146.7833 | 149.087 | -26.2843 | -146.7833 | 149.087
Line1_1_3 | 0.14433 | 0.14434 | 0.14434 | 0.14433 | 0.14434 | 0.14434 | 0.033333 | 0.033334 | 0.033334 | 0.033333 | 0.033334 | 0.033334 | -0.0014043 | -0.032966 | 0.025343 | 0.0016126 | 0.033174 | -0.025135 | -0.0023306 | -0.05365 | -0.056132 | 0.0027472 | 0.054067 | 0.056548 | 94.787 | -25.2142 | -145.2121 | -85.213 | 154.786 | 34.7878 | 0.081631 | 1.8891 | 1.8476 | 0.095569 | 1.903 | 1.8565 | -26.2843 | -146.7833 | 149.087 | -25.626 | -146.7466 | 148.7525
Line2_1_4 | 0.4503 | 0.14434 | 0.14434 | 0.4503 | 0.14434 | 0.14434 | 0.10399 | 0.033333 | 0.033333 | 0.10399 | 0.033333 | 0.033333 | 0.0035437 | -0.042119 | 0.014783 | -0.001895 | 0.042014 | -0.014463 | 0.007714 | -0.046809 | -0.059787 | -0.0045731 | 0.047276 | 0.059907 | -91.6107 | -14.8022 | -134.8016 | 88.3893 | 165.198 | 45.1983 | 0.081631 | 1.8891 | 1.8476 | 0.047602 | 1.8974 | 1.8488 | -26.2843 | -146.7833 | 149.087 | -24.1186 | -146.4291 | 148.7711
Line3_1_5 | 0 | 0 | 0 | 0 | 0 | 0 | 0 | 0 | 0 | 0 | 0 | 0 | 6.1995e-09 | 1.8054e-07 | -1.6271e-07 | -2.829e-09 | -9.6554e-08 | 7.5349e-08 | 1.2686e-08 | -2.7312e-07 | -2.7456e-07 | -6.489e-09 | 1.3313e-07 | 1.409e-07 | 0 | 0 | 0 | 0 | 0 | 0 | 0.081631 | 1.8891 | 1.8476 | 0.081631 | 1.8891 | 1.8476 | -26.2843 | -146.7833 | 149.087 | -26.2843 | -146.7833 | 149.087
Line4_2_6 | 0.14434 | 0.14434 | 0.14434 | 0.14434 | 0.14434 | 0.14434 | 0.033333 | 0.033334 | 0.033334 | 0.033333 | 0.033333 | 0.033334 | -0.0016126 | -0.033175 | 0.025135 | 0.001821 | 0.033383 | -0.024927 | -0.0027473 | -0.054066 | -0.056548 | 0.0031639 | 0.054483 | 0.056965 | 94.787 | -25.2138 | -145.2125 | -85.213 | 154.7864 | 34.7874 | 0.095569 | 1.903 | 1.8565 | 0.10952 | 1.9169 | 1.8654 | -25.626 | -146.7466 | 148.7525 | -25.1353 | -146.7105 | 148.4211
Line5_6_7 | 0.14434 | 0.14434 | 0.14434 | 0.14434 | 0.14434 | 0.14434 | 0.033333 | 0.033333 | 0.033334 | 0.033333 | 0.033333 | 0.033333 | -0.001821 | -0.033383 | 0.024927 | 0.0020293 | 0.033591 | -0.024719 | -0.0031639 | -0.054483 | -0.056965 | 0.0035806 | 0.054899 | 0.057381 | 94.787 | -25.2136 | -145.2126 | -85.213 | 154.7865 | 34.7873 | 0.10952 | 1.9169 | 1.8654 | 0.12347 | 1.9308 | 1.8744 | -25.1353 | -146.7105 | 148.4211 | -24.7556 | -146.6748 | 148.0929
Line6_7_8 | 1.1243e-06 | 1.127e-06 | 1.12e-06 | 0 | 0 | 0 | 2.5963e-07 | 2.6026e-07 | 2.5865e-07 | 0 | 0 | 0 | 1.335e-08 | 2.7848e-07 | -2.5425e-07 | -8.5034e-09 | -1.9236e-07 | 1.6329e-07 | 2.9146e-08 | -4.1829e-07 | -4.1278e-07 | -1.9639e-08 | 2.7537e-07 | 2.7875e-07 | -90.1463 | -90.3287 | -90.2767 | 0 | 0 | 0 | 0.12347 | 1.9308 | 1.8744 | 0.12347 | 1.9308 | 1.8744 | -24.7556 | -146.6748 | 148.0929 | -24.7556 | -146.6748 | 148.0929
Line7_8_9 | 0 | 0 | 0 | 0 | 0 | 0 | 0 | 0 | 0 | 0 | 0 | 0 | 4.4498e-09 | 9.2827e-08 | -8.475e-08 | 3.9634e-10 | -6.7108e-09 | -6.2126e-09 | 9.7152e-09 | -1.3943e-07 | -1.3759e-07 | -2.0854e-10 | -3.4961e-09 | 3.56e-09 | 0 | 0 | 0 | 0 | 0 | 0 | 0.12347 | 1.9308 | 1.8744 | 0.12347 | 1.9308 | 1.8744 | -24.7556 | -146.6748 | 148.0929 | -24.7556 | -146.6748 | 148.0929
Line8_8_10 | 0 | 0 | 0 | 0 | 0 | 0 | 0 | 0 | 0 | 0 | 0 | 0 | 4.4498e-09 | 9.2827e-08 | -8.475e-08 | 3.9634e-10 | -6.7108e-09 | -6.2126e-09 | 9.7152e-09 | -1.3943e-07 | -1.3759e-07 | -2.0854e-10 | -3.4961e-09 | 3.56e-09 | 0 | 0 | 0 | 0 | 0 | 0 | 0.12347 | 1.9308 | 1.8744 | 0.12347 | 1.9308 | 1.8744 | -24.7556 | -146.6748 | 148.0929 | -24.7556 | -146.6748 | 148.0929
Line9_3_11 | 0.14433 | 0.14434 | 0.14434 | 0.14434 | 0.14434 | 0.14434 | 0.033333 | 0.033334 | 0.033334 | 0.033333 | 0.033334 | 0.033334 | -0.0016126 | -0.033174 | 0.025135 | 0.001821 | 0.033383 | -0.024927 | -0.0027472 | -0.054067 | -0.056548 | 0.0031639 | 0.054483 | 0.056965 | 94.787 | -25.214 | -145.2122 | -85.213 | 154.7861 | 34.7876 | 0.095569 | 1.903 | 1.8565 | 0.10952 | 1.9169 | 1.8654 | -25.626 | -146.7466 | 148.7525 | -25.1353 | -146.7105 | 148.4211

## LG_max_fault_6
name | pf_ikss_a_from_ka | pf_ikss_b_from_ka | pf_ikss_c_from_ka | pf_ikss_a_to_ka | pf_ikss_b_to_ka | pf_ikss_c_to_ka | pf_skss_a_from_mw | pf_skss_b_from_mw | pf_skss_c_from_mw | pf_skss_a_to_mw | pf_skss_b_to_mw | pf_skss_c_to_mw | pf_p_a_from_mw | pf_p_b_from_mw | pf_p_c_from_mw | pf_p_a_to_mw | pf_p_b_to_mw | pf_p_c_to_mw | pf_q_a_from_mvar | pf_q_b_from_mvar | pf_q_c_from_mvar | pf_q_a_to_mvar | pf_q_b_to_mvar | pf_q_c_to_mvar | pf_ikss_a_from_degree | pf_ikss_b_from_degree | pf_ikss_c_from_degree | pf_ikss_a_to_degree | pf_ikss_b_to_degree | pf_ikss_c_to_degree | pf_vm_a_from_pu | pf_vm_b_from_pu | pf_vm_c_from_pu | pf_vm_a_to_pu | pf_vm_b_to_pu | pf_vm_c_to_pu | pf_va_a_from_degree | pf_va_b_from_degree | pf_va_c_from_degree | pf_va_a_to_degree | pf_va_b_to_degree | pf_va_c_to_degree
Line0_1_2 | 0.14434 | 0.14434 | 0.14434 | 0.14434 | 0.14434 | 0.14434 | 0.033333 | 0.033333 | 0.033333 | 0.033333 | 0.033333 | 0.033333 | -0.0042225 | -0.0036987 | -0.00099878 | 0.0044308 | 0.003907 | 0.0012071 | -0.034671 | -0.038152 | -0.036061 | 0.035088 | 0.038569 | 0.036478 | 94.7872 | -25.2128 | -145.2127 | -85.2128 | 154.7872 | 34.7873 | 1.0478 | 1.1499 | 1.0823 | 1.061 | 1.163 | 1.0949 | -2.1565 | -120.7501 | 123.2008 | -2.4099 | -120.9971 | 122.892
Line10_11_12 | 0.14434 | 0.14434 | 0.14434 | 0.14434 | 0.14434 | 0.14434 | 0.033333 | 0.033333 | 0.033333 | 0.033333 | 0.033333 | 0.033333 | -0.0046392 | -0.0041154 | -0.0014154 | 0.0048475 | 0.0043237 | 0.0016238 | -0.035505 | -0.038985 | -0.036895 | 0.035921 | 0.039402 | 0.037311 | 94.7872 | -25.2128 | -145.2127 | -85.2128 | 154.7872 | 34.7873 | 1.0742 | 1.1761 | 1.1077 | 1.0874 | 1.1892 | 1.1204 | -2.6571 | -121.2387 | 122.5902 | -2.8983 | -121.4749 | 122.2954
Line11_12_13 | 0.14434 | 0.14434 | 0.14434 | 0.14434 | 0.14434 | 0.14434 | 0.033333 | 0.033333 | 0.033333 | 0.033333 | 0.033333 | 0.033333 | -0.0048475 | -0.0043237 | -0.0016238 | 0.0050559 | 0.004532 | 0.0018321 | -0.035921 | -0.039402 | -0.037311 | 0.036338 | 0.039819 | 0.037728 | 94.7872 | -25.2128 | -145.2127 | -85.2128 | 154.7872 | 34.7873 | 1.0874 | 1.1892 | 1.1204 | 1.1006 | 1.2023 | 1.1332 | -2.8983 | -121.4749 | 122.2954 | -3.1337 | -121.706 | 122.0071
Line12_13_15 | 0 | 0 | 0 | 0 | 0 | 0 | 0 | 0 | 0 | 0 | 0 | 0 | 1.2546e-08 | 6.9951e-09 | -1.5844e-08 | -8.575e-09 | -5.3367e-09 | 1.0215e-08 | 1.2369e-08 | -1.7115e-08 | 2.654e-09 | -8.4779e-09 | 1.1272e-08 | -1.6166e-09 | 0 | 0 | 0 | 0 | 0 | 0 | 1.1006 | 1.2023 | 1.1332 | 1.1006 | 1.2023 | 1.1332 | -3.1337 | -121.706 | 122.0071 | -3.1337 | -121.706 | 122.0071
Line13_13_14 | 0.14434 | 0.14434 | 0.14434 | 0.14434 | 0.14434 | 0.14434 | 0.033333 | 0.033333 | 0.033333 | 0.033333 | 0.033333 | 0.033333 | -0.0050559 | -0.004532 | -0.0018321 | 0.0052642 | 0.0047404 | 0.0020404 | -0.036338 | -0.039819 | -0.037728 | 0.036755 | 0.040235 | 0.038145 | 94.7872 | -25.2128 | -145.2128 | -85.2128 | 154.7872 | 34.7872 | 1.1006 | 1.2023 | 1.1332 | 1.1139 | 1.2154 | 1.146 | -3.1337 | -121.706 | 122.0071 | -3.3635 | -121.9321 | 121.7253
Line14_15_16 | 0 | 0 | 0 | 0 | 0 | 0 | 0 | 0 | 0 | 0 | 0 | 0 | 8.3643e-09 | 4.6634e-09 | -1.0563e-08 | -4.3928e-09 | -3.005e-09 | 4.9332e-09 | 8.2463e-09 | -1.141e-08 | 1.7694e-09 | -4.3548e-09 | 5.5672e-09 | -7.3188e-10 | 0 | 0 | 0 | 0 | 0 | 0 | 1.1006 | 1.2023 | 1.1332 | 1.1006 | 1.2023 | 1.1332 | -3.1337 | -121.706 | 122.0071 | -3.1337 | -121.706 | 122.0071
Line15_16_17 | 0 | 0 | 0 | 0 | 0 | 0 | 0 | 0 | 0 | 0 | 0 | 0 | 4.1821e-09 | 2.3317e-09 | -5.2815e-09 | -2.1071e-10 | -6.7334e-10 | -3.4828e-10 | 4.1231e-09 | -5.705e-09 | 8.8468e-10 | -2.3165e-10 | -1.378e-10 | 1.528e-10 | 0 | 0 | 0 | 0 | 0 | 0 | 1.1006 | 1.2023 | 1.1332 | 1.1006 | 1.2023 | 1.1332 | -3.1337 | -121.706 | 122.0071 | -3.1337 | -121.706 | 122.0071
Line16_4_18 | 0.0345 | 0 | 0 | 0.0345 | 0 | 0 | 0.0079675 | 0 | 0 | 0.0079675 | 0 | 0 | 0.0059613 | 2.2258e-09 | -5.3446e-09 | -0.0059513 | -4.8172e-10 | -1.8833e-10 | 0.0059712 | -5.6231e-09 | 6.69e-10 | -0.0059513 | -6.5352e-11 | 2.1812e-10 | -47.3689 | 0 | 0 | 132.6311 | 0 | 0 | 1.059 | 1.1633 | 1.0956 | 1.0564 | 1.1629 | 1.0955 | -2.3213 | -120.8551 | 122.9923 | -2.3689 | -120.8364 | 122.9644
Line17_5_19 | 0 | 0 | 0 | 0 | 0 | 0 | 0 | 0 | 0 | 0 | 0 | 0 | 3.7116e-09 | 2.1009e-09 | -5.2618e-09 | 5.4917e-12 | -4.2173e-10 | -1.3451e-10 | 3.9205e-09 | -5.5033e-09 | 6.4599e-10 | -1.518e-10 | -5.7956e-11 | 2.3265e-10 | 0 | 0 | 0 | 0 | 0 | 0 | 1.0478 | 1.1499 | 1.0823 | 1.0478 | 1.1499 | 1.0823 | -2.1565 | -120.7501 | 123.2008 | -2.1565 | -120.7501 | 123.2008
Line1_1_3 | 0.14434 | 0.14434 | 0.14434 | 0.14434 | 0.14434 | 0.14434 | 0.033333 | 0.033333 | 0.033333 | 0.033333 | 0.033333 | 0.033333 | -0.0042225 | -0.0036987 | -0.00099879 | 0.0044308 | 0.003907 | 0.0012071 | -0.034671 | -0.038152 | -0.036061 | 0.035088 | 0.038569 | 0.036478 | 94.7872 | -25.2128 | -145.2127 | -85.2128 | 154.7872 | 34.7873 | 1.0478 | 1.1499 | 1.0823 | 1.061 | 1.163 | 1.0949 | -2.1565 | -120.7501 | 123.2008 | -2.4099 | -120.9971 | 122.892
Line2_1_4 | 0.11473 | 0.14434 | 0.14434 | 0.11473 | 0.14434 | 0.14434 | 0.026497 | 0.033333 | 0.033333 | 0.026497 | 0.033333 | 0.033333 | -0.0046849 | -0.010696 | -0.0076554 | 0.0048143 | 0.010888 | 0.0078799 | -0.027366 | -0.036809 | -0.035254 | 0.027644 | 0.037216 | 0.035661 | 97.558 | -14.5475 | -134.5475 | -82.442 | 165.4525 | 45.4525 | 1.0478 | 1.1499 | 1.0823 | 1.059 | 1.1633 | 1.0956 | -2.1565 | -120.7501 | 123.2008 | -2.3213 | -120.8551 | 122.9923
Line3_1_5 | 0 | 0 | 0 | 0 | 0 | 0 | 0 | 0 | 0 | 0 | 0 | 0 | 7.4232e-09 | 4.2018e-09 | -1.0524e-08 | -3.7061e-09 | -2.5226e-09 | 5.1272e-09 | 7.841e-09 | -1.1007e-08 | 1.292e-09 | -4.0723e-09 | 5.4453e-09 | -4.1334e-10 | 0 | 0 | 0 | 0 | 0 | 0 | 1.0478 | 1.1499 | 1.0823 | 1.0478 | 1.1499 | 1.0823 | -2.1565 | -120.7501 | 123.2008 | -2.1565 | -120.7501 | 123.2008
Line4_2_6 | 0.14434 | 0.14434 | 0.14434 | 0.14434 | 0.14434 | 0.14434 | 0.033333 | 0.033333 | 0.033333 | 0.033333 | 0.033333 | 0.033333 | -0.0044308 | -0.003907 | -0.0012071 | 0.0046392 | 0.0041154 | 0.0014154 | -0.035088 | -0.038569 | -0.036478 | 0.035505 | 0.038985 | 0.036895 | 94.7872 | -25.2128 | -145.2127 | -85.2128 | 154.7872 | 34.7873 | 1.061 | 1.163 | 1.0949 | 1.0742 | 1.1761 | 1.1077 | -2.4099 | -120.9971 | 122.892 | -2.6571 | -121.2387 | 122.5902
Line5_6_7 | 0.14434 | 0.14434 | 0.14434 | 0.14434 | 0.14434 | 0.14434 | 0.033333 | 0.033333 | 0.033333 | 0.033333 | 0.033333 | 0.033333 | -0.0046392 | -0.0041154 | -0.0014154 | 0.0048475 | 0.0043237 | 0.0016238 | -0.035505 | -0.038985 | -0.036895 | 0.035921 | 0.039402 | 0.037311 | 94.7872 | -25.2128 | -145.2127 | -85.2128 | 154.7872 | 34.7873 | 1.0742 | 1.1761 | 1.1077 | 1.0874 | 1.1892 | 1.1204 | -2.6571 | -121.2387 | 122.5902 | -2.8983 | -121.4749 | 122.2954
Line6_7_8 | 0 | 0 | 0 | 0 | 0 | 0 | 0 | 0 | 0 | 0 | 0 | 0 | 1.2187e-08 | 6.8155e-09 | -1.5836e-08 | -8.2792e-09 | -5.152e-09 | 1.0265e-08 | 1.2217e-08 | -1.6964e-08 | 2.475e-09 | -8.3566e-09 | 1.1191e-08 | -1.4773e-09 | 0 | 0 | 0 | 0 | 0 | 0 | 1.0874 | 1.1892 | 1.1204 | 1.0874 | 1.1892 | 1.1204 | -2.8983 | -121.4749 | 122.2954 | -2.8983 | -121.4749 | 122.2954
Line7_8_9 | 0 | 0 | 0 | 0 | 0 | 0 | 0 | 0 | 0 | 0 | 0 | 0 | 4.0624e-09 | 2.2718e-09 | -5.2787e-09 | -1.5451e-10 | -6.0829e-10 | -2.9269e-10 | 4.0725e-09 | -5.6546e-09 | 8.2501e-10 | -2.1169e-10 | -1.1784e-10 | 1.7276e-10 | 0 | 0 | 0 | 0 | 0 | 0 | 1.0874 | 1.1892 | 1.1204 | 1.0874 | 1.1892 | 1.1204 | -2.8983 | -121.4749 | 122.2954 | -2.8983 | -121.4749 | 122.2954
Line8_8_10 | 0 | 0 | 0 | 0 | 0 | 0 | 0 | 0 | 0 | 0 | 0 | 0 | 4.0624e-09 | 2.2718e-09 | -5.2787e-09 | -1.5451e-10 | -6.0829e-10 | -2.9269e-10 | 4.0725e-09 | -5.6546e-09 | 8.2501e-10 | -2.1169e-10 | -1.1784e-10 | 1.7276e-10 | 0 | 0 | 0 | 0 | 0 | 0 | 1.0874 | 1.1892 | 1.1204 | 1.0874 | 1.1892 | 1.1204 | -2.8983 | -121.4749 | 122.2954 | -2.8983 | -121.4749 | 122.2954
Line9_3_11 | 0.14434 | 0.14434 | 0.14434 | 0.14434 | 0.14434 | 0.14434 | 0.033333 | 0.033333 | 0.033333 | 0.033333 | 0.033333 | 0.033333 | -0.0044308 | -0.003907 | -0.0012071 | 0.0046392 | 0.0041153 | 0.0014154 | -0.035088 | -0.038569 | -0.036478 | 0.035505 | 0.038985 | 0.036895 | 94.7872 | -25.2128 | -145.2127 | -85.2128 | 154.7872 | 34.7873 | 1.061 | 1.163 | 1.0949 | 1.0742 | 1.1761 | 1.1077 | -2.4099 | -120.9971 | 122.892 | -2.6571 | -121.2387 | 122.5902

## LG_max_fault_10
name | pf_ikss_a_from_ka | pf_ikss_b_from_ka | pf_ikss_c_from_ka | pf_ikss_a_to_ka | pf_ikss_b_to_ka | pf_ikss_c_to_ka | pf_skss_a_from_mw | pf_skss_b_from_mw | pf_skss_c_from_mw | pf_skss_a_to_mw | pf_skss_b_to_mw | pf_skss_c_to_mw | pf_p_a_from_mw | pf_p_b_from_mw | pf_p_c_from_mw | pf_p_a_to_mw | pf_p_b_to_mw | pf_p_c_to_mw | pf_q_a_from_mvar | pf_q_b_from_mvar | pf_q_c_from_mvar | pf_q_a_to_mvar | pf_q_b_to_mvar | pf_q_c_to_mvar | pf_ikss_a_from_degree | pf_ikss_b_from_degree | pf_ikss_c_from_degree | pf_ikss_a_to_degree | pf_ikss_b_to_degree | pf_ikss_c_to_degree | pf_vm_a_from_pu | pf_vm_b_from_pu | pf_vm_c_from_pu | pf_vm_a_to_pu | pf_vm_b_to_pu | pf_vm_c_to_pu | pf_va_a_from_degree | pf_va_b_from_degree | pf_va_c_from_degree | pf_va_a_to_degree | pf_va_b_to_degree | pf_va_c_to_degree
Line0_1_2 | 0.14434 | 0.14434 | 0.14434 | 0.14434 | 0.14434 | 0.14434 | 0.033333 | 0.033333 | 0.033333 | 0.033333 | 0.033333 | 0.033333 | -0.004427 | -0.0038762 | -0.0010507 | 0.0046353 | 0.0040845 | 0.001259 | -0.036319 | -0.039966 | -0.037779 | 0.036736 | 0.040383 | 0.038196 | 94.7869 | -25.2131 | -145.213 | -85.2131 | 154.7869 | 34.787 | 1.0976 | 1.2046 | 1.1338 | 1.1108 | 1.2177 | 1.1465 | -2.1627 | -120.7527 | 123.1939 | -2.4047 | -120.9886 | 122.899
Line10_11_12 | 0.14434 | 0.14434 | 0.14434 | 0.14434 | 0.14434 | 0.14434 | 0.033333 | 0.033333 | 0.033333 | 0.033333 | 0.033333 | 0.033333 | -0.0048436 | -0.0042929 | -0.0014674 | 0.005052 | 0.0045012 | 0.0016757 | -0.037152 | -0.0408 | -0.038612 | 0.037569 | 0.041216 | 0.039029 | 94.7869 | -25.2131 | -145.213 | -85.2131 | 154.7869 | 34.787 | 1.124 | 1.2307 | 1.1592 | 1.1372 | 1.2438 | 1.1719 | -2.641 | -121.2196 | 122.6106 | -2.8718 | -121.4456 | 122.3285
Line11_12_13 | 0.14434 | 0.14434 | 0.14434 | 0.14434 | 0.14434 | 0.14434 | 0.033333 | 0.033333 | 0.033333 | 0.033333 | 0.033333 | 0.033333 | -0.005052 | -0.0045012 | -0.0016757 | 0.0052603 | 0.0047095 | 0.001884 | -0.037569 | -0.041216 | -0.039029 | 0.037986 | 0.041633 | 0.039446 | 94.7869 | -25.2131 | -145.213 | -85.2131 | 154.7869 | 34.7869 | 1.1372 | 1.2438 | 1.1719 | 1.1504 | 1.257 | 1.1847 | -2.8718 | -121.4456 | 122.3285 | -3.0974 | -121.667 | 122.0524
Line12_13_15 | 0 | 0 | 0 | 0 | 0 | 0 | 0 | 0 | 0 | 0 | 0 | 0 | 1.3691e-08 | 7.6415e-09 | -1.7384e-08 | -9.3469e-09 | -5.8199e-09 | 1.1218e-08 | 1.3544e-08 | -1.8746e-08 | 2.876e-09 | -9.28e-09 | 1.235e-08 | -1.7462e-09 | 0 | 0 | 0 | 0 | 0 | 0 | 1.1504 | 1.257 | 1.1847 | 1.1504 | 1.257 | 1.1847 | -3.0974 | -121.667 | 122.0524 | -3.0974 | -121.667 | 122.0524
Line13_13_14 | 0.14434 | 0.14434 | 0.14434 | 0.14434 | 0.14434 | 0.14434 | 0.033333 | 0.033333 | 0.033333 | 0.033333 | 0.033333 | 0.033333 | -0.0052603 | -0.0047095 | -0.001884 | 0.0054687 | 0.0049179 | 0.0020923 | -0.037986 | -0.041633 | -0.039446 | 0.038402 | 0.04205 | 0.039862 | 94.7869 | -25.2131 | -145.2131 | -85.2131 | 154.7869 | 34.7869 | 1.1504 | 1.257 | 1.1847 | 1.1637 | 1.2701 | 1.1975 | -3.0974 | -121.667 | 122.0524 | -3.3178 | -121.8838 | 121.7823
Line14_15_16 | 0 | 0 | 0 | 0 | 0 | 0 | 0 | 0 | 0 | 0 | 0 | 0 | 9.1273e-09 | 5.0943e-09 | -1.1589e-08 | -4.7832e-09 | -3.2727e-09 | 5.4236e-09 | 9.0293e-09 | -1.2498e-08 | 1.9173e-09 | -4.7654e-09 | 6.1013e-09 | -7.8754e-10 | 0 | 0 | 0 | 0 | 0 | 0 | 1.1504 | 1.257 | 1.1847 | 1.1504 | 1.257 | 1.1847 | -3.0974 | -121.667 | 122.0524 | -3.0974 | -121.667 | 122.0524
Line15_16_17 | 0 | 0 | 0 | 0 | 0 | 0 | 0 | 0 | 0 | 0 | 0 | 0 | 4.5637e-09 | 2.5472e-09 | -5.7946e-09 | -2.1958e-10 | -7.2552e-10 | -3.7109e-10 | 4.5147e-09 | -6.2488e-09 | 9.5867e-10 | -2.5072e-10 | -1.4748e-10 | 1.7113e-10 | 0 | 0 | 0 | 0 | 0 | 0 | 1.1504 | 1.257 | 1.1847 | 1.1504 | 1.257 | 1.1847 | -3.0974 | -121.667 | 122.0524 | -3.0974 | -121.667 | 122.0524
Line16_4_18 | 0.036119 | 0 | 0 | 0.036119 | 0 | 0 | 0.0083413 | 0 | 0 | 0.0083413 | 0 | 0 | 0.0065337 | 2.4389e-09 | -5.8638e-09 | -0.0065228 | -5.2507e-10 | -2.0386e-10 | 0.0065445 | -6.1656e-09 | 7.3258e-10 | -0.0065228 | -7.1674e-11 | 2.3911e-10 | -47.3729 | 0 | 0 | 132.6271 | 0 | 0 | 1.1087 | 1.2179 | 1.1472 | 1.1059 | 1.2175 | 1.147 | -2.3253 | -120.855 | 122.9906 | -2.3729 | -120.8363 | 122.9627
Line17_5_19 | 0 | 0 | 0 | 0 | 0 | 0 | 0 | 0 | 0 | 0 | 0 | 0 | 4.0714e-09 | 2.3059e-09 | -5.7735e-09 | 6.355e-12 | -4.6249e-10 | -1.4766e-10 | 4.3023e-09 | -6.0374e-09 | 7.0871e-10 | -1.6707e-10 | -6.3827e-11 | 2.5479e-10 | 0 | 0 | 0 | 0 | 0 | 0 | 1.0976 | 1.2046 | 1.1338 | 1.0976 | 1.2046 | 1.1338 | -2.1627 | -120.7527 | 123.1939 | -2.1627 | -120.7527 | 123.1939
Line1_1_3 | 0.14434 | 0.14434 | 0.14434 | 0.14434 | 0.14434 | 0.14434 | 0.033333 | 0.033333 | 0.033333 | 0.033333 | 0.033333 | 0.033333 | -0.004427 | -0.0038762 | -0.0010507 | 0.0046353 | 0.0040845 | 0.001259 | -0.036319 | -0.039966 | -0.037779 | 0.036736 | 0.040383 | 0.038196 | 94.7869 | -25.2131 | -145.213 | -85.2131 | 154.7869 | 34.787 | 1.0976 | 1.2046 | 1.1338 | 1.1108 | 1.2177 | 1.1465 | -2.1627 | -120.7527 | 123.1939 | -2.4047 | -120.9886 | 122.899
Line2_1_4 | 0.11351 | 0.14434 | 0.14434 | 0.11351 | 0.14434 | 0.14434 | 0.026213 | 0.033333 | 0.033333 | 0.026213 | 0.033333 | 0.033333 | -0.0044672 | -0.011035 | -0.0078605 | 0.0045935 | 0.011226 | 0.0080858 | -0.028423 | -0.038608 | -0.036967 | 0.028696 | 0.039015 | 0.037374 | 96.7691 | -14.8019 | -134.8018 | -83.2308 | 165.1981 | 45.1981 | 1.0976 | 1.2046 | 1.1338 | 1.1087 | 1.2179 | 1.1472 | -2.1627 | -120.7527 | 123.1939 | -2.3253 | -120.855 | 122.9906
Line3_1_5 | 0 | 0 | 0 | 0 | 0 | 0 | 0 | 0 | 0 | 0 | 0 | 0 | 8.1428e-09 | 4.6117e-09 | -1.1547e-08 | -4.065e-09 | -2.7684e-09 | 5.6258e-09 | 8.6047e-09 | -1.2075e-08 | 1.4174e-09 | -4.4694e-09 | 5.9736e-09 | -4.5392e-10 | 0 | 0 | 0 | 0 | 0 | 0 | 1.0976 | 1.2046 | 1.1338 | 1.0976 | 1.2046 | 1.1338 | -2.1627 | -120.7527 | 123.1939 | -2.1627 | -120.7527 | 123.1939
Line4_2_6 | 0.14434 | 0.14434 | 0.14434 | 0.14434 | 0.14434 | 0.14434 | 0.033333 | 0.033333 | 0.033333 | 0.033333 | 0.033333 | 0.033333 | -0.0046353 | -0.0040845 | -0.001259 | 0.0048436 | 0.0042929 | 0.0014674 | -0.036736 | -0.040383 | -0.038196 | 0.037152 | 0.0408 | 0.038612 | 94.7869 | -25.2131 | -145.213 | -85.2131 | 154.7869 | 34.7869 | 1.1108 | 1.2177 | 1.1465 | 1.124 | 1.2307 | 1.1592 | -2.4047 | -120.9886 | 122.899 | -2.641 | -121.2196 | 122.6106
Line5_6_7 | 0.14434 | 0.14434 | 0.14434 | 0.14434 | 0.14434 | 0.14434 | 0.033333 | 0.033333 | 0.033333 | 0.033333 | 0.033333 | 0.033333 | -0.0048436 | -0.0042929 | -0.0014674 | 0.005052 | 0.0045012 | 0.0016757 | -0.037152 | -0.0408 | -0.038612 | 0.037569 | 0.041216 | 0.039029 | 94.7869 | -25.2131 | -145.2131 | -85.2131 | 154.7869 | 34.7869 | 1.124 | 1.2307 | 1.1592 | 1.1372 | 1.2438 | 1.1719 | -2.641 | -121.2196 | 122.6106 | -2.8718 | -121.4456 | 122.3285
Line6_7_8 | 0 | 0 | 0 | 0 | 0 | 0 | 0 | 0 | 0 | 0 | 0 | 0 | 1.3315e-08 | 7.4541e-09 | -1.7374e-08 | -9.0378e-09 | -5.627e-09 | 1.127e-08 | 1.3385e-08 | -1.8588e-08 | 2.6885e-09 | -9.153e-09 | 1.2265e-08 | -1.6003e-09 | 0 | 0 | 0 | 0 | 0 | 0 | 1.1372 | 1.2438 | 1.1719 | 1.1372 | 1.2438 | 1.1719 | -2.8718 | -121.4456 | 122.3285 | -2.8718 | -121.4456 | 122.3285
Line7_8_9 | 0 | 0 | 0 | 0 | 0 | 0 | 0 | 0 | 0 | 0 | 0 | 0 | 4.4384e-09 | 2.4847e-09 | -5.7915e-09 | -1.6095e-10 | -6.5762e-10 | -3.1308e-10 | 4.4616e-09 | -6.1959e-09 | 8.9618e-10 | -2.2981e-10 | -1.2657e-10 | 1.9205e-10 | 0 | 0 | 0 | 0 | 0 | 0 | 1.1372 | 1.2438 | 1.1719 | 1.1372 | 1.2438 | 1.1719 | -2.8718 | -121.4456 | 122.3285 | -2.8718 | -121.4456 | 122.3285
Line8_8_10 | 0 | 0 | 0 | 0 | 0 | 0 | 0 | 0 | 0 | 0 | 0 | 0 | 4.4384e-09 | 2.4847e-09 | -5.7915e-09 | -1.6095e-10 | -6.5762e-10 | -3.1308e-10 | 4.4616e-09 | -6.1959e-09 | 8.9618e-10 | -2.2981e-10 | -1.2657e-10 | 1.9205e-10 | 0 | 0 | 0 | 0 | 0 | 0 | 1.1372 | 1.2438 | 1.1719 | 1.1372 | 1.2438 | 1.1719 | -2.8718 | -121.4456 | 122.3285 | -2.8718 | -121.4456 | 122.3285
Line9_3_11 | 0.14434 | 0.14434 | 0.14434 | 0.14434 | 0.14434 | 0.14434 | 0.033333 | 0.033333 | 0.033333 | 0.033333 | 0.033333 | 0.033333 | -0.0046353 | -0.0040845 | -0.001259 | 0.0048436 | 0.0042929 | 0.0014674 | -0.036736 | -0.040383 | -0.038196 | 0.037152 | 0.0408 | 0.038612 | 94.7869 | -25.2131 | -145.213 | -85.2131 | 154.7869 | 34.787 | 1.1108 | 1.2177 | 1.1465 | 1.124 | 1.2307 | 1.1592 | -2.4047 | -120.9886 | 122.899 | -2.641 | -121.2196 | 122.6106

## LG_min_6
name | pf_ikss_a_from_ka | pf_ikss_b_from_ka | pf_ikss_c_from_ka | pf_ikss_a_to_ka | pf_ikss_b_to_ka | pf_ikss_c_to_ka | pf_skss_a_from_mw | pf_skss_b_from_mw | pf_skss_c_from_mw | pf_skss_a_to_mw | pf_skss_b_to_mw | pf_skss_c_to_mw | pf_p_a_from_mw | pf_p_b_from_mw | pf_p_c_from_mw | pf_p_a_to_mw | pf_p_b_to_mw | pf_p_c_to_mw | pf_q_a_from_mvar | pf_q_b_from_mvar | pf_q_c_from_mvar | pf_q_a_to_mvar | pf_q_b_to_mvar | pf_q_c_to_mvar | pf_ikss_a_from_degree | pf_ikss_b_from_degree | pf_ikss_c_from_degree | pf_ikss_a_to_degree | pf_ikss_b_to_degree | pf_ikss_c_to_degree | pf_vm_a_from_pu | pf_vm_b_from_pu | pf_vm_c_from_pu | pf_vm_a_to_pu | pf_vm_b_to_pu | pf_vm_c_to_pu | pf_va_a_from_degree | pf_va_b_from_degree | pf_va_c_from_degree | pf_va_a_to_degree | pf_va_b_to_degree | pf_va_c_to_degree
Line0_1_2 | 1.8386e-06 | 1.8388e-06 | 1.8388e-06 | 1.5328e-06 | 1.5329e-06 | 1.5329e-06 | 4.246e-07 | 4.2464e-07 | 4.2464e-07 | 3.5399e-07 | 3.5402e-07 | 3.5402e-07 | 2.6922e-08 | 3.5874e-07 | -3.3967e-07 | -2.221e-08 | -3.0308e-07 | 2.793e-07 | 3.0932e-08 | -5.6306e-07 | -5.4196e-07 | -2.599e-08 | 4.6684e-07 | 4.5423e-07 | -88.4194 | -88.2694 | -88.2694 | 91.0602 | 91.2402 | 91.2402 | 0.096579 | 1.5722 | 1.5062 | 0.096578 | 1.5722 | 1.5062 | -39.4548 | -145.7673 | 149.6535 | -39.4548 | -145.7673 | 149.6535
Line10_11_12 | 1.8386e-06 | 1.8388e-06 | 1.8388e-06 | 1.5328e-06 | 1.5329e-06 | 1.5329e-06 | 4.246e-07 | 4.2464e-07 | 4.2464e-07 | 3.5399e-07 | 3.5402e-07 | 3.5402e-07 | 2.6922e-08 | 3.5874e-07 | -3.3967e-07 | -2.221e-08 | -3.0308e-07 | 2.793e-07 | 3.0932e-08 | -5.6306e-07 | -5.4196e-07 | -2.599e-08 | 4.6684e-07 | 4.5423e-07 | -88.4194 | -88.2694 | -88.2694 | 91.0602 | 91.2402 | 91.2402 | 0.096578 | 1.5722 | 1.5062 | 0.096578 | 1.5722 | 1.5062 | -39.4548 | -145.7674 | 149.6535 | -39.4548 | -145.7674 | 149.6535
Line11_12_13 | 1.5321e-06 | 1.5323e-06 | 1.5323e-06 | 1.2264e-06 | 1.2265e-06 | 1.2265e-06 | 3.5383e-07 | 3.5387e-07 | 3.5387e-07 | 2.8322e-07 | 2.8325e-07 | 2.8325e-07 | 2.2435e-08 | 2.9895e-07 | -2.8306e-07 | -1.7723e-08 | -2.4329e-07 | 2.2269e-07 | 2.5777e-08 | -4.6922e-07 | -4.5163e-07 | -2.0835e-08 | 3.7299e-07 | 3.639e-07 | -88.4194 | -88.2694 | -88.2694 | 90.9302 | 91.1177 | 91.1177 | 0.096578 | 1.5722 | 1.5062 | 0.096578 | 1.5722 | 1.5062 | -39.4548 | -145.7674 | 149.6535 | -39.4548 | -145.7674 | 149.6535
Line12_13_15 | 0 | 0 | 0 | 0 | 0 | 0 | 0 | 0 | 0 | 0 | 0 | 0 | 1.3461e-08 | 1.7937e-07 | -1.6983e-07 | -8.7485e-09 | -1.2371e-07 | 1.0946e-07 | 1.5466e-08 | -2.8153e-07 | -2.7098e-07 | -1.0524e-08 | 1.8531e-07 | 1.8325e-07 | 0 | 0 | 0 | 0 | 0 | 0 | 0.096578 | 1.5722 | 1.5062 | 0.096578 | 1.5722 | 1.5062 | -39.4548 | -145.7674 | 149.6535 | -39.4548 | -145.7674 | 149.6535
Line13_13_14 | 0 | 0 | 0 | 0 | 0 | 0 | 0 | 0 | 0 | 0 | 0 | 0 | 4.487e-09 | 5.979e-08 | -5.6612e-08 | 2.2555e-10 | -4.1315e-09 | -3.7591e-09 | 5.1553e-09 | -9.3844e-08 | -9.0327e-08 | -2.1378e-10 | -2.3808e-09 | 2.5958e-09 | 0 | 0 | 0 | 0 | 0 | 0 | 0.096578 | 1.5722 | 1.5062 | 0.096578 | 1.5722 | 1.5062 | -39.4548 | -145.7674 | 149.6535 | -39.4548 | -145.7674 | 149.6535
Line14_15_16 | 0 | 0 | 0 | 0 | 0 | 0 | 0 | 0 | 0 | 0 | 0 | 0 | 8.9741e-09 | 1.1958e-07 | -1.1322e-07 | -4.2615e-09 | -6.3921e-08 | 5.2852e-08 | 1.0311e-08 | -1.8769e-07 | -1.8065e-07 | -5.3691e-09 | 9.1463e-08 | 9.2922e-08 | 0 | 0 | 0 | 0 | 0 | 0 | 0.096578 | 1.5722 | 1.5062 | 0.096578 | 1.5722 | 1.5062 | -39.4548 | -145.7674 | 149.6535 | -39.4548 | -145.7674 | 149.6535
Line15_16_17 | 0 | 0 | 0 | 0 | 0 | 0 | 0 | 0 | 0 | 0 | 0 | 0 | 4.487e-09 | 5.979e-08 | -5.6612e-08 | 2.2555e-10 | -4.1315e-09 | -3.7591e-09 | 5.1553e-09 | -9.3844e-08 | -9.0327e-08 | -2.1378e-10 | -2.3808e-09 | 2.5958e-09 | 0 | 0 | 0 | 0 | 0 | 0 | 0.096578 | 1.5722 | 1.5062 | 0.096578 | 1.5722 | 1.5062 | -39.4548 | -145.7674 | 149.6535 | -39.4548 | -145.7674 | 149.6535
Line16_4_18 | 0.48269 | 0 | 0 | 0.48269 | 0 | 0 | 0.11147 | 0 | 0 | 0.11147 | 0 | 0 | 0.0037279 | 6.204e-08 | -5.5977e-08 | -1.212e-15 | -4.0593e-09 | -3.6128e-09 | 0.0038832 | -9.396e-08 | -9.1622e-08 | -2.1042e-15 | -2.3144e-09 | 2.5722e-09 | -85.624 | 0 | 0 | 94.376 | 0 | 0 | 0.048289 | 1.5695 | 1.4967 | 0 | 1.5669 | 1.4872 | -39.4548 | -145.429 | 149.712 | 0 | -145.0895 | 149.7713
Line17_5_19 | 0 | 0 | 0 | 0 | 0 | 0 | 0 | 0 | 0 | 0 | 0 | 0 | 4.4871e-09 | 5.979e-08 | -5.6612e-08 | 2.2555e-10 | -4.1315e-09 | -3.7591e-09 | 5.1553e-09 | -9.3843e-08 | -9.0326e-08 | -2.1378e-10 | -2.3808e-09 | 2.5958e-09 | 0 | 0 | 0 | 0 | 0 | 0 | 0.096578 | 1.5722 | 1.5062 | 0.096578 | 1.5722 | 1.5062 | -39.4548 | -145.7673 | 149.6535 | -39.4548 | -145.7673 | 149.6535
Line1_1_3 | 2.4514e-06 | 2.4517e-06 | 2.4517e-06 | 2.1456e-06 | 2.1458e-06 | 2.1458e-06 | 5.6614e-07 | 5.6619e-07 | 5.6619e-07 | 4.9552e-07 | 4.9556e-07 | 4.9556e-07 | 3.5896e-08 | 4.7832e-07 | -4.5289e-07 | -3.1184e-08 | -4.2266e-07 | 3.9252e-07 | 4.1243e-08 | -7.5075e-07 | -7.2261e-07 | -3.6301e-08 | 6.5452e-07 | 6.3488e-07 | -88.4194 | -88.2694 | -88.2694 | 91.2088 | 91.3803 | 91.3803 | 0.096579 | 1.5722 | 1.5062 | 0.096578 | 1.5722 | 1.5062 | -39.4548 | -145.7673 | 149.6535 | -39.4548 | -145.7673 | 149.6535
Line2_1_4 | 0.48269 | 0 | 0 | 0.48269 | 0 | 0 | 0.11147 | 0 | 0 | 0.11147 | 0 | 0 | 0.0074557 | 1.2197e-07 | -1.13e-07 | -0.0037279 | -6.6135e-08 | 5.2291e-08 | 0.0077664 | -1.8856e-07 | -1.8308e-07 | -0.0038832 | 9.1613e-08 | 9.4206e-08 | -85.624 | 0 | 0 | 94.376 | 0 | 0 | 0.096579 | 1.5722 | 1.5062 | 0.048289 | 1.5695 | 1.4967 | -39.4548 | -145.7673 | 149.6535 | -39.4548 | -145.429 | 149.712
Line3_1_5 | 0 | 0 | 0 | 0 | 0 | 0 | 0 | 0 | 0 | 0 | 0 | 0 | 8.9741e-09 | 1.1958e-07 | -1.1322e-07 | -4.2615e-09 | -6.3921e-08 | 5.2852e-08 | 1.0311e-08 | -1.8769e-07 | -1.8065e-07 | -5.3691e-09 | 9.1463e-08 | 9.2922e-08 | 0 | 0 | 0 | 0 | 0 | 0 | 0.096579 | 1.5722 | 1.5062 | 0.096578 | 1.5722 | 1.5062 | -39.4548 | -145.7673 | 149.6535 | -39.4548 | -145.7673 | 149.6535
Line4_2_6 | 1.5321e-06 | 1.5323e-06 | 1.5323e-06 | 1.2264e-06 | 1.2265e-06 | 1.2265e-06 | 3.5383e-07 | 3.5387e-07 | 3.5387e-07 | 2.8322e-07 | 2.8325e-07 | 2.8325e-07 | 2.2435e-08 | 2.9895e-07 | -2.8306e-07 | -1.7723e-08 | -2.4329e-07 | 2.2269e-07 | 2.5777e-08 | -4.6922e-07 | -4.5163e-07 | -2.0835e-08 | 3.7299e-07 | 3.639e-07 | -88.4194 | -88.2694 | -88.2694 | 90.9302 | 91.1177 | 91.1177 | 0.096578 | 1.5722 | 1.5062 | 0.096578 | 1.5722 | 1.5062 | -39.4548 | -145.7673 | 149.6535 | -39.4548 | -145.7674 | 149.6535
Line5_6_7 | 1.2257e-06 | 1.2258e-06 | 1.2258e-06 | 0 | 0 | 0 | 2.8307e-07 | 2.8309e-07 | 2.8309e-07 | 0 | 0 | 0 | 1.7948e-08 | 2.3916e-07 | -2.2645e-07 | -1.3236e-08 | -1.835e-07 | 1.6608e-07 | 2.0621e-08 | -3.7537e-07 | -3.6131e-07 | -1.568e-08 | 2.7915e-07 | 2.7358e-07 | -88.4194 | -88.2694 | -88.2694 | 0 | 0 | 0 | 0.096578 | 1.5722 | 1.5062 | 0.096578 | 1.5722 | 1.5062 | -39.4548 | -145.7674 | 149.6535 | -39.4548 | -145.7674 | 149.6535
Line6_7_8 | 0 | 0 | 0 | 0 | 0 | 0 | 0 | 0 | 0 | 0 | 0 | 0 | 1.3461e-08 | 1.7937e-07 | -1.6983e-07 | -8.7485e-09 | -1.2371e-07 | 1.0946e-07 | 1.5466e-08 | -2.8153e-07 | -2.7098e-07 | -1.0524e-08 | 1.8531e-07 | 1.8325e-07 | 0 | 0 | 0 | 0 | 0 | 0 | 0.096578 | 1.5722 | 1.5062 | 0.096578 | 1.5722 | 1.5062 | -39.4548 | -145.7674 | 149.6535 | -39.4548 | -145.7674 | 149.6535
Line7_8_9 | 0 | 0 | 0 | 0 | 0 | 0 | 0 | 0 | 0 | 0 | 0 | 0 | 4.487e-09 | 5.979e-08 | -5.6612e-08 | 2.2555e-10 | -4.1315e-09 | -3.7591e-09 | 5.1553e-09 | -9.3844e-08 | -9.0327e-08 | -2.1378e-10 | -2.3808e-09 | 2.5958e-09 | 0 | 0 | 0 | 0 | 0 | 0 | 0.096578 | 1.5722 | 1.5062 | 0.096578 | 1.5722 | 1.5062 | -39.4548 | -145.7674 | 149.6535 | -39.4548 | -145.7674 | 149.6535
Line8_8_10 | 0 | 0 | 0 | 0 | 0 | 0 | 0 | 0 | 0 | 0 | 0 | 0 | 4.487e-09 | 5.979e-08 | -5.6612e-08 | 2.2555e-10 | -4.1315e-09 | -3.7591e-09 | 5.1553e-09 | -9.3844e-08 | -9.0327e-08 | -2.1378e-10 | -2.3808e-09 | 2.5958e-09 | 0 | 0 | 0 | 0 | 0 | 0 | 0.096578 | 1.5722 | 1.5062 | 0.096578 | 1.5722 | 1.5062 | -39.4548 | -145.7674 | 149.6535 | -39.4548 | -145.7674 | 149.6535
Line9_3_11 | 2.145e-06 | 2.1452e-06 | 2.1452e-06 | 1.8392e-06 | 1.8394e-06 | 1.8394e-06 | 4.9537e-07 | 4.9542e-07 | 4.9542e-07 | 4.2475e-07 | 4.2479e-07 | 4.2479e-07 | 3.1409e-08 | 4.1853e-07 | -3.9628e-07 | -2.6697e-08 | -3.6287e-07 | 3.3591e-07 | 3.6087e-08 | -6.569e-07 | -6.3229e-07 | -3.1146e-08 | 5.6068e-07 | 5.4456e-07 | -88.4194 | -88.2694 | -88.2694 | 91.1469 | 91.3219 | 91.3219 | 0.096578 | 1.5722 | 1.5062 | 0.096578 | 1.5722 | 1.5062 | -39.4548 | -145.7673 | 149.6535 | -39.4548 | -145.7674 | 149.6535

## LG_min_10
name | pf_ikss_a_from_ka | pf_ikss_b_from_ka | pf_ikss_c_from_ka | pf_ikss_a_to_ka | pf_ikss_b_to_ka | pf_ikss_c_to_ka | pf_skss_a_from_mw | pf_skss_b_from_mw | pf_skss_c_from_mw | pf_skss_a_to_mw | pf_skss_b_to_mw | pf_skss_c_to_mw | pf_p_a_from_mw | pf_p_b_from_mw | pf_p_c_from_mw | pf_p_a_to_mw | pf_p_b_to_mw | pf_p_c_to_mw | pf_q_a_from_mvar | pf_q_b_from_mvar | pf_q_c_from_mvar | pf_q_a_to_mvar | pf_q_b_to_mvar | pf_q_c_to_mvar | pf_ikss_a_from_degree | pf_ikss_b_from_degree | pf_ikss_c_from_degree | pf_ikss_a_to_degree | pf_ikss_b_to_degree | pf_ikss_c_to_degree | pf_vm_a_from_pu | pf_vm_b_from_pu | pf_vm_c_from_pu | pf_vm_a_to_pu | pf_vm_b_to_pu | pf_vm_c_to_pu | pf_va_a_from_degree | pf_va_b_from_degree | pf_va_c_from_degree | pf_va_a_to_degree | pf_va_b_to_degree | pf_va_c_to_degree
Line0_1_2 | 1.7418e-06 | 1.742e-06 | 1.742e-06 | 1.4521e-06 | 1.4523e-06 | 1.4523e-06 | 4.0225e-07 | 4.0229e-07 | 4.0229e-07 | 3.3535e-07 | 3.3538e-07 | 3.3538e-07 | 2.4163e-08 | 3.2197e-07 | -3.0486e-07 | -1.9933e-08 | -2.7202e-07 | 2.5067e-07 | 2.7762e-08 | -5.0535e-07 | -4.8641e-07 | -2.3327e-08 | 4.1899e-07 | 4.0767e-07 | -88.4194 | -88.2694 | -88.2694 | 91.0602 | 91.2402 | 91.2402 | 0.091495 | 1.4895 | 1.4269 | 0.091495 | 1.4895 | 1.4269 | -39.4548 | -145.7673 | 149.6535 | -39.4548 | -145.7673 | 149.6535
Line10_11_12 | 1.7418e-06 | 1.742e-06 | 1.742e-06 | 1.4521e-06 | 1.4523e-06 | 1.4523e-06 | 4.0225e-07 | 4.0229e-07 | 4.0229e-07 | 3.3535e-07 | 3.3538e-07 | 3.3538e-07 | 2.4163e-08 | 3.2197e-07 | -3.0486e-07 | -1.9933e-08 | -2.7202e-07 | 2.5067e-07 | 2.7762e-08 | -5.0535e-07 | -4.8641e-07 | -2.3327e-08 | 4.1899e-07 | 4.0767e-07 | -88.4194 | -88.2694 | -88.2694 | 91.0602 | 91.2402 | 91.2402 | 0.091495 | 1.4895 | 1.4269 | 0.091495 | 1.4895 | 1.4269 | -39.4548 | -145.7674 | 149.6535 | -39.4548 | -145.7674 | 149.6535
Line11_12_13 | 1.4515e-06 | 1.4516e-06 | 1.4516e-06 | 1.1618e-06 | 1.1619e-06 | 1.1619e-06 | 3.3521e-07 | 3.3524e-07 | 3.3524e-07 | 2.6832e-07 | 2.6834e-07 | 2.6834e-07 | 2.0136e-08 | 2.6831e-07 | -2.5405e-07 | -1.5906e-08 | -2.1835e-07 | 1.9986e-07 | 2.3135e-08 | -4.2113e-07 | -4.0534e-07 | -1.87e-08 | 3.3476e-07 | 3.266e-07 | -88.4194 | -88.2694 | -88.2694 | 90.9302 | 91.1177 | 91.1177 | 0.091495 | 1.4895 | 1.4269 | 0.091495 | 1.4895 | 1.4269 | -39.4548 | -145.7674 | 149.6535 | -39.4548 | -145.7674 | 149.6535
Line12_13_15 | 0 | 0 | 0 | 0 | 0 | 0 | 0 | 0 | 0 | 0 | 0 | 0 | 1.2081e-08 | 1.6098e-07 | -1.5243e-07 | -7.8519e-09 | -1.1103e-07 | 9.8245e-08 | 1.3881e-08 | -2.5268e-07 | -2.4321e-07 | -9.4457e-09 | 1.6631e-07 | 1.6447e-07 | 0 | 0 | 0 | 0 | 0 | 0 | 0.091495 | 1.4895 | 1.4269 | 0.091495 | 1.4895 | 1.4269 | -39.4548 | -145.7674 | 149.6535 | -39.4548 | -145.7674 | 149.6535
Line13_13_14 | 0 | 0 | 0 | 0 | 0 | 0 | 0 | 0 | 0 | 0 | 0 | 0 | 4.0271e-09 | 5.3662e-08 | -5.0809e-08 | 2.0244e-10 | -3.7081e-09 | -3.3738e-09 | 4.6269e-09 | -8.4225e-08 | -8.1069e-08 | -1.9187e-10 | -2.1368e-09 | 2.3298e-09 | 0 | 0 | 0 | 0 | 0 | 0 | 0.091495 | 1.4895 | 1.4269 | 0.091495 | 1.4895 | 1.4269 | -39.4548 | -145.7674 | 149.6535 | -39.4548 | -145.7674 | 149.6535
Line14_15_16 | 0 | 0 | 0 | 0 | 0 | 0 | 0 | 0 | 0 | 0 | 0 | 0 | 8.0543e-09 | 1.0732e-07 | -1.0162e-07 | -3.8247e-09 | -5.737e-08 | 4.7435e-08 | 9.2539e-09 | -1.6845e-07 | -1.6214e-07 | -4.8188e-09 | 8.2088e-08 | 8.3398e-08 | 0 | 0 | 0 | 0 | 0 | 0 | 0.091495 | 1.4895 | 1.4269 | 0.091495 | 1.4895 | 1.4269 | -39.4548 | -145.7674 | 149.6535 | -39.4548 | -145.7674 | 149.6535
Line15_16_17 | 0 | 0 | 0 | 0 | 0 | 0 | 0 | 0 | 0 | 0 | 0 | 0 | 4.0271e-09 | 5.3662e-08 | -5.0809e-08 | 2.0244e-10 | -3.7081e-09 | -3.3738e-09 | 4.6269e-09 | -8.4225e-08 | -8.1069e-08 | -1.9187e-10 | -2.1368e-09 | 2.3298e-09 | 0 | 0 | 0 | 0 | 0 | 0 | 0.091495 | 1.4895 | 1.4269 | 0.091495 | 1.4895 | 1.4269 | -39.4548 | -145.7674 | 149.6535 | -39.4548 | -145.7674 | 149.6535
Line16_4_18 | 0.45729 | 0 | 0 | 0.45729 | 0 | 0 | 0.10561 | 0 | 0 | 0.10561 | 0 | 0 | 0.0033458 | 5.5682e-08 | -5.024e-08 | -1.0503e-15 | -3.6433e-09 | -3.2425e-09 | 0.0034852 | -8.433e-08 | -8.2232e-08 | -1.8951e-15 | -2.0772e-09 | 2.3086e-09 | -85.624 | 0 | 0 | 94.376 | 0 | 0 | 0.045748 | 1.4869 | 1.4179 | 0 | 1.4844 | 1.4089 | -39.4548 | -145.429 | 149.712 | 0 | -145.0895 | 149.7713
Line17_5_19 | 0 | 0 | 0 | 0 | 0 | 0 | 0 | 0 | 0 | 0 | 0 | 0 | 4.0272e-09 | 5.3662e-08 | -5.0809e-08 | 2.0244e-10 | -3.7081e-09 | -3.3738e-09 | 4.6269e-09 | -8.4225e-08 | -8.1069e-08 | -1.9187e-10 | -2.1368e-09 | 2.3298e-09 | 0 | 0 | 0 | 0 | 0 | 0 | 0.091495 | 1.4895 | 1.4269 | 0.091495 | 1.4895 | 1.4269 | -39.4548 | -145.7673 | 149.6535 | -39.4548 | -145.7673 | 149.6535
Line1_1_3 | 2.3224e-06 | 2.3226e-06 | 2.3226e-06 | 2.0327e-06 | 2.0329e-06 | 2.0329e-06 | 5.3634e-07 | 5.3639e-07 | 5.3639e-07 | 4.6944e-07 | 4.6948e-07 | 4.6948e-07 | 3.2217e-08 | 4.2929e-07 | -4.0647e-07 | -2.7988e-08 | -3.7934e-07 | 3.5229e-07 | 3.7016e-08 | -6.738e-07 | -6.4855e-07 | -3.258e-08 | 5.8744e-07 | 5.6981e-07 | -88.4194 | -88.2694 | -88.2694 | 91.2088 | 91.3803 | 91.3803 | 0.091495 | 1.4895 | 1.4269 | 0.091495 | 1.4895 | 1.4269 | -39.4548 | -145.7673 | 149.6535 | -39.4548 | -145.7673 | 149.6535
Line2_1_4 | 0.45729 | 0 | 0 | 0.45729 | 0 | 0 | 0.10561 | 0 | 0 | 0.10561 | 0 | 0 | 0.0066916 | 1.0947e-07 | -1.0141e-07 | -0.0033458 | -5.9357e-08 | 4.6932e-08 | 0.0069704 | -1.6924e-07 | -1.6432e-07 | -0.0034852 | 8.2223e-08 | 8.4551e-08 | -85.624 | 0 | 0 | 94.376 | 0 | 0 | 0.091495 | 1.4895 | 1.4269 | 0.045748 | 1.4869 | 1.4179 | -39.4548 | -145.7673 | 149.6535 | -39.4548 | -145.429 | 149.712
Line3_1_5 | 0 | 0 | 0 | 0 | 0 | 0 | 0 | 0 | 0 | 0 | 0 | 0 | 8.0543e-09 | 1.0732e-07 | -1.0162e-07 | -3.8247e-09 | -5.737e-08 | 4.7435e-08 | 9.2539e-09 | -1.6845e-07 | -1.6214e-07 | -4.8188e-09 | 8.2088e-08 | 8.3398e-08 | 0 | 0 | 0 | 0 | 0 | 0 | 0.091495 | 1.4895 | 1.4269 | 0.091495 | 1.4895 | 1.4269 | -39.4548 | -145.7673 | 149.6535 | -39.4548 | -145.7673 | 149.6535
Line4_2_6 | 1.4515e-06 | 1.4516e-06 | 1.4516e-06 | 1.1618e-06 | 1.1619e-06 | 1.1619e-06 | 3.3521e-07 | 3.3524e-07 | 3.3524e-07 | 2.6832e-07 | 2.6834e-07 | 2.6834e-07 | 2.0136e-08 | 2.6831e-07 | -2.5405e-07 | -1.5906e-08 | -2.1835e-07 | 1.9986e-07 | 2.3135e-08 | -4.2113e-07 | -4.0534e-07 | -1.87e-08 | 3.3476e-07 | 3.266e-07 | -88.4194 | -88.2694 | -88.2694 | 90.9302 | 91.1177 | 91.1177 | 0.091495 | 1.4895 | 1.4269 | 0.091495 | 1.4895 | 1.4269 | -39.4548 | -145.7673 | 149.6535 | -39.4548 | -145.7674 | 149.6535
Line5_6_7 | 1.1612e-06 | 1.1613e-06 | 1.1613e-06 | 0 | 0 | 0 | 2.6817e-07 | 2.6819e-07 | 2.6819e-07 | 0 | 0 | 0 | 1.6109e-08 | 2.1465e-07 | -2.0324e-07 | -1.1879e-08 | -1.6469e-07 | 1.4905e-07 | 1.8508e-08 | -3.369e-07 | -3.2427e-07 | -1.4073e-08 | 2.5054e-07 | 2.4554e-07 | -88.4194 | -88.2694 | -88.2694 | 0 | 0 | 0 | 0.091495 | 1.4895 | 1.4269 | 0.091495 | 1.4895 | 1.4269 | -39.4548 | -145.7674 | 149.6535 | -39.4548 | -145.7674 | 149.6535
Line6_7_8 | 0 | 0 | 0 | 0 | 0 | 0 | 0 | 0 | 0 | 0 | 0 | 0 | 1.2081e-08 | 1.6098e-07 | -1.5243e-07 | -7.8519e-09 | -1.1103e-07 | 9.8245e-08 | 1.3881e-08 | -2.5268e-07 | -2.4321e-07 | -9.4457e-09 | 1.6631e-07 | 1.6447e-07 | 0 | 0 | 0 | 0 | 0 | 0 | 0.091495 | 1.4895 | 1.4269 | 0.091495 | 1.4895 | 1.4269 | -39.4548 | -145.7674 | 149.6535 | -39.4548 | -145.7674 | 149.6535
Line7_8_9 | 0 | 0 | 0 | 0 | 0 | 0 | 0 | 0 | 0 | 0 | 0 | 0 | 4.0272e-09 | 5.3662e-08 | -5.0809e-08 | 2.0244e-10 | -3.7081e-09 | -3.3738e-09 | 4.6269e-09 | -8.4225e-08 | -8.1069e-08 | -1.9187e-10 | -2.1368e-09 | 2.3298e-09 | 0 | 0 | 0 | 0 | 0 | 0 | 0.091495 | 1.4895 | 1.4269 | 0.091495 | 1.4895 | 1.4269 | -39.4548 | -145.7674 | 149.6535 | -39.4548 | -145.7674 | 149.6535
Line8_8_10 | 0 | 0 | 0 | 0 | 0 | 0 | 0 | 0 | 0 | 0 | 0 | 0 | 4.0272e-09 | 5.3662e-08 | -5.0809e-08 | 2.0244e-10 | -3.7081e-09 | -3.3738e-09 | 4.6269e-09 | -8.4225e-08 | -8.1069e-08 | -1.9187e-10 | -2.1368e-09 | 2.3298e-09 | 0 | 0 | 0 | 0 | 0 | 0 | 0.091495 | 1.4895 | 1.4269 | 0.091495 | 1.4895 | 1.4269 | -39.4548 | -145.7674 | 149.6535 | -39.4548 | -145.7674 | 149.6535
Line9_3_11 | 2.0321e-06 | 2.0323e-06 | 2.0323e-06 | 1.7424e-06 | 1.7426e-06 | 1.7426e-06 | 4.693e-07 | 4.6934e-07 | 4.6934e-07 | 4.0239e-07 | 4.0243e-07 | 4.0243e-07 | 2.819e-08 | 3.7563e-07 | -3.5566e-07 | -2.3961e-08 | -3.2568e-07 | 3.0148e-07 | 3.2389e-08 | -5.8958e-07 | -5.6748e-07 | -2.7954e-08 | 5.0321e-07 | 4.8874e-07 | -88.4194 | -88.2694 | -88.2694 | 91.1469 | 91.3219 | 91.3219 | 0.091495 | 1.4895 | 1.4269 | 0.091495 | 1.4895 | 1.4269 | -39.4548 | -145.7673 | 149.6535 | -39.4548 | -145.7674 | 149.6535

## LG_min_fault_6
name | pf_ikss_a_from_ka | pf_ikss_b_from_ka | pf_ikss_c_from_ka | pf_ikss_a_to_ka | pf_ikss_b_to_ka | pf_ikss_c_to_ka | pf_skss_a_from_mw | pf_skss_b_from_mw | pf_skss_c_from_mw | pf_skss_a_to_mw | pf_skss_b_to_mw | pf_skss_c_to_mw | pf_p_a_from_mw | pf_p_b_from_mw | pf_p_c_from_mw | pf_p_a_to_mw | pf_p_b_to_mw | pf_p_c_to_mw | pf_q_a_from_mvar | pf_q_b_from_mvar | pf_q_c_from_mvar | pf_q_a_to_mvar | pf_q_b_to_mvar | pf_q_c_to_mvar | pf_ikss_a_from_degree | pf_ikss_b_from_degree | pf_ikss_c_from_degree | pf_ikss_a_to_degree | pf_ikss_b_to_degree | pf_ikss_c_to_degree | pf_vm_a_from_pu | pf_vm_b_from_pu | pf_vm_c_from_pu | pf_vm_a_to_pu | pf_vm_b_to_pu | pf_vm_c_to_pu | pf_va_a_from_degree | pf_va_b_from_degree | pf_va_c_from_degree | pf_va_a_to_degree | pf_va_b_to_degree | pf_va_c_to_degree
Line0_1_2 | 0 | 0 | 0 | 0 | 0 | 0 | 0 | 0 | 0 | 0 | 0 | 0 | 1.5911e-08 | 8.48e-09 | -2.4266e-08 | -1.3131e-08 | -7.2445e-09 | 2.0251e-08 | 1.7549e-08 | -2.4541e-08 | 3.0034e-09 | -1.4751e-08 | 2.0398e-08 | -2.3307e-09 | 0 | 0 | 0 | 0 | 0 | 0 | 0.911 | 0.99846 | 0.94023 | 0.911 | 0.99846 | 0.94023 | -2.2776 | -120.8684 | 123.0136 | -2.2776 | -120.8684 | 123.0136
Line10_11_12 | 0 | 0 | 0 | 0 | 0 | 0 | 0 | 0 | 0 | 0 | 0 | 0 | 1.5911e-08 | 8.48e-09 | -2.4266e-08 | -1.3131e-08 | -7.2445e-09 | 2.0251e-08 | 1.7549e-08 | -2.4541e-08 | 3.0034e-09 | -1.4751e-08 | 2.0398e-08 | -2.3307e-09 | 0 | 0 | 0 | 0 | 0 | 0 | 0.911 | 0.99846 | 0.94023 | 0.911 | 0.99846 | 0.94023 | -2.2776 | -120.8684 | 123.0136 | -2.2776 | -120.8684 | 123.0136
Line11_12_13 | 0 | 0 | 0 | 0 | 0 | 0 | 0 | 0 | 0 | 0 | 0 | 0 | 1.3259e-08 | 7.0667e-09 | -2.0221e-08 | -1.048e-08 | -5.8311e-09 | 1.6206e-08 | 1.4624e-08 | -2.0451e-08 | 2.5029e-09 | -1.1826e-08 | 1.6308e-08 | -1.8301e-09 | 0 | 0 | 0 | 0 | 0 | 0 | 0.911 | 0.99846 | 0.94023 | 0.911 | 0.99846 | 0.94023 | -2.2776 | -120.8684 | 123.0136 | -2.2776 | -120.8684 | 123.0136
Line12_13_15 | 0 | 0 | 0 | 0 | 0 | 0 | 0 | 0 | 0 | 0 | 0 | 0 | 7.9555e-09 | 4.24e-09 | -1.2133e-08 | -5.1759e-09 | -3.0045e-09 | 8.1177e-09 | 8.7747e-09 | -1.2271e-08 | 1.5017e-09 | -5.9759e-09 | 8.1277e-09 | -8.2896e-10 | 0 | 0 | 0 | 0 | 0 | 0 | 0.911 | 0.99846 | 0.94023 | 0.911 | 0.99846 | 0.94023 | -2.2776 | -120.8684 | 123.0136 | -2.2776 | -120.8684 | 123.0136
Line13_13_14 | 0 | 0 | 0 | 0 | 0 | 0 | 0 | 0 | 0 | 0 | 0 | 0 | 2.6518e-09 | 1.4133e-09 | -4.0443e-09 | 1.2776e-10 | -1.778e-10 | 2.914e-11 | 2.9249e-09 | -4.0902e-09 | 5.0057e-10 | -1.2611e-10 | -5.2709e-11 | 1.7219e-10 | 0 | 0 | 0 | 0 | 0 | 0 | 0.911 | 0.99846 | 0.94023 | 0.911 | 0.99846 | 0.94023 | -2.2776 | -120.8684 | 123.0136 | -2.2776 | -120.8684 | 123.0136
Line14_15_16 | 0 | 0 | 0 | 0 | 0 | 0 | 0 | 0 | 0 | 0 | 0 | 0 | 5.3037e-09 | 2.8267e-09 | -8.0886e-09 | -2.5241e-09 | -1.5911e-09 | 4.0734e-09 | 5.8498e-09 | -8.1804e-09 | 1.0011e-09 | -3.051e-09 | 4.0375e-09 | -3.2839e-10 | 0 | 0 | 0 | 0 | 0 | 0 | 0.911 | 0.99846 | 0.94023 | 0.911 | 0.99846 | 0.94023 | -2.2776 | -120.8684 | 123.0136 | -2.2776 | -120.8684 | 123.0136
Line15_16_17 | 0 | 0 | 0 | 0 | 0 | 0 | 0 | 0 | 0 | 0 | 0 | 0 | 2.6518e-09 | 1.4133e-09 | -4.0443e-09 | 1.2776e-10 | -1.778e-10 | 2.914e-11 | 2.9249e-09 | -4.0902e-09 | 5.0057e-10 | -1.2611e-10 | -5.2709e-11 | 1.7219e-10 | 0 | 0 | 0 | 0 | 0 | 0 | 0.911 | 0.99846 | 0.94023 | 0.911 | 0.99846 | 0.94023 | -2.2776 | -120.8684 | 123.0136 | -2.2776 | -120.8684 | 123.0136
Line16_4_18 | 0.02956 | 0 | 0 | 0.02956 | 0 | 0 | 0.0068266 | 0 | 0 | 0.0068266 | 0 | 0 | 0.004383 | 1.4773e-09 | -4.1027e-09 | -0.004369 | -1.755e-10 | 3.1582e-11 | 0.0043835 | -4.1288e-09 | 4.6672e-10 | -0.004369 | -4.9101e-11 | 1.6866e-10 | -47.2852 | 0 | 0 | 132.7148 | 0 | 0 | 0.90804 | 0.99816 | 0.9399 | 0.90509 | 0.99787 | 0.93957 | -2.2813 | -120.8389 | 122.9838 | -2.2852 | -120.8094 | 122.9539
Line17_5_19 | 0 | 0 | 0 | 0 | 0 | 0 | 0 | 0 | 0 | 0 | 0 | 0 | 2.6518e-09 | 1.4133e-09 | -4.0443e-09 | 1.2776e-10 | -1.778e-10 | 2.914e-11 | 2.9249e-09 | -4.0902e-09 | 5.0057e-10 | -1.2611e-10 | -5.2709e-11 | 1.7219e-10 | 0 | 0 | 0 | 0 | 0 | 0 | 0.911 | 0.99846 | 0.94023 | 0.911 | 0.99846 | 0.94023 | -2.2776 | -120.8684 | 123.0136 | -2.2776 | -120.8684 | 123.0136
Line1_1_3 | 0 | 0 | 0 | 0 | 0 | 0 | 0 | 0 | 0 | 0 | 0 | 0 | 2.1215e-08 | 1.1307e-08 | -3.2354e-08 | -1.8435e-08 | -1.0071e-08 | 2.8339e-08 | 2.3399e-08 | -3.2722e-08 | 4.0046e-09 | -2.06e-08 | 2.8579e-08 | -3.3318e-09 | 0 | 0 | 0 | 0 | 0 | 0 | 0.911 | 0.99846 | 0.94023 | 0.911 | 0.99846 | 0.94023 | -2.2776 | -120.8684 | 123.0136 | -2.2776 | -120.8684 | 123.0136
Line2_1_4 | 0.02956 | 0 | 0 | 0.02956 | 0 | 0 | 0.0068266 | 0 | 0 | 0.0068266 | 0 | 0 | 0.0043969 | 2.9093e-09 | -8.1691e-09 | -0.004383 | -1.6539e-09 | 4.1331e-09 | 0.0043981 | -8.2351e-09 | 9.5394e-10 | -0.0043835 | 4.0779e-09 | -2.9629e-10 | -47.2852 | 0 | 0 | 132.7148 | 0 | 0 | 0.911 | 0.99846 | 0.94023 | 0.90804 | 0.99816 | 0.9399 | -2.2776 | -120.8684 | 123.0136 | -2.2813 | -120.8389 | 122.9838
Line3_1_5 | 0 | 0 | 0 | 0 | 0 | 0 | 0 | 0 | 0 | 0 | 0 | 0 | 5.3037e-09 | 2.8267e-09 | -8.0886e-09 | -2.5241e-09 | -1.5911e-09 | 4.0734e-09 | 5.8498e-09 | -8.1804e-09 | 1.0011e-09 | -3.051e-09 | 4.0375e-09 | -3.2839e-10 | 0 | 0 | 0 | 0 | 0 | 0 | 0.911 | 0.99846 | 0.94023 | 0.911 | 0.99846 | 0.94023 | -2.2776 | -120.8684 | 123.0136 | -2.2776 | -120.8684 | 123.0136
Line4_2_6 | 0 | 0 | 0 | 0 | 0 | 0 | 0 | 0 | 0 | 0 | 0 | 0 | 1.3259e-08 | 7.0667e-09 | -2.0221e-08 | -1.048e-08 | -5.8311e-09 | 1.6206e-08 | 1.4624e-08 | -2.0451e-08 | 2.5029e-09 | -1.1826e-08 | 1.6308e-08 | -1.8301e-09 | 0 | 0 | 0 | 0 | 0 | 0 | 0.911 | 0.99846 | 0.94023 | 0.911 | 0.99846 | 0.94023 | -2.2776 | -120.8684 | 123.0136 | -2.2776 | -120.8684 | 123.0136
Line5_6_7 | 0 | 0 | 0 | 0 | 0 | 0 | 0 | 0 | 0 | 0 | 0 | 0 | 1.0607e-08 | 5.6533e-09 | -1.6177e-08 | -7.8278e-09 | -4.4178e-09 | 1.2162e-08 | 1.17e-08 | -1.6361e-08 | 2.0023e-09 | -8.9008e-09 | 1.2218e-08 | -1.3295e-09 | 0 | 0 | 0 | 0 | 0 | 0 | 0.911 | 0.99846 | 0.94023 | 0.911 | 0.99846 | 0.94023 | -2.2776 | -120.8684 | 123.0136 | -2.2776 | -120.8684 | 123.0136
Line6_7_8 | 0 | 0 | 0 | 0 | 0 | 0 | 0 | 0 | 0 | 0 | 0 | 0 | 7.9555e-09 | 4.24e-09 | -1.2133e-08 | -5.1759e-09 | -3.0045e-09 | 8.1177e-09 | 8.7747e-09 | -1.2271e-08 | 1.5017e-09 | -5.9759e-09 | 8.1277e-09 | -8.2896e-10 | 0 | 0 | 0 | 0 | 0 | 0 | 0.911 | 0.99846 | 0.94023 | 0.911 | 0.99846 | 0.94023 | -2.2776 | -120.8684 | 123.0136 | -2.2776 | -120.8684 | 123.0136
Line7_8_9 | 0 | 0 | 0 | 0 | 0 | 0 | 0 | 0 | 0 | 0 | 0 | 0 | 2.6518e-09 | 1.4133e-09 | -4.0443e-09 | 1.2776e-10 | -1.778e-10 | 2.914e-11 | 2.9249e-09 | -4.0902e-09 | 5.0057e-10 | -1.2611e-10 | -5.2709e-11 | 1.7219e-10 | 0 | 0 | 0 | 0 | 0 | 0 | 0.911 | 0.99846 | 0.94023 | 0.911 | 0.99846 | 0.94023 | -2.2776 | -120.8684 | 123.0136 | -2.2776 | -120.8684 | 123.0136
Line8_8_10 | 0 | 0 | 0 | 0 | 0 | 0 | 0 | 0 | 0 | 0 | 0 | 0 | 2.6518e-09 | 1.4133e-09 | -4.0443e-09 | 1.2776e-10 | -1.778e-10 | 2.914e-11 | 2.9249e-09 | -4.0902e-09 | 5.0057e-10 | -1.2611e-10 | -5.2709e-11 | 1.7219e-10 | 0 | 0 | 0 | 0 | 0 | 0 | 0.911 | 0.99846 | 0.94023 | 0.911 | 0.99846 | 0.94023 | -2.2776 | -120.8684 | 123.0136 | -2.2776 | -120.8684 | 123.0136
Line9_3_11 | 0 | 0 | 0 | 0 | 0 | 0 | 0 | 0 | 0 | 0 | 0 | 0 | 1.8563e-08 | 9.8933e-09 | -2.831e-08 | -1.5783e-08 | -8.6578e-09 | 2.4295e-08 | 2.0474e-08 | -2.8631e-08 | 3.504e-09 | -1.7675e-08 | 2.4488e-08 | -2.8313e-09 | 0 | 0 | 0 | 0 | 0 | 0 | 0.911 | 0.99846 | 0.94023 | 0.911 | 0.99846 | 0.94023 | -2.2776 | -120.8684 | 123.0136 | -2.2776 | -120.8684 | 123.0136

## LG_min_fault_10
name | pf_ikss_a_from_ka | pf_ikss_b_from_ka | pf_ikss_c_from_ka | pf_ikss_a_to_ka | pf_ikss_b_to_ka | pf_ikss_c_to_ka | pf_skss_a_from_mw | pf_skss_b_from_mw | pf_skss_c_from_mw | pf_skss_a_to_mw | pf_skss_b_to_mw | pf_skss_c_to_mw | pf_p_a_from_mw | pf_p_b_from_mw | pf_p_c_from_mw | pf_p_a_to_mw | pf_p_b_to_mw | pf_p_c_to_mw | pf_q_a_from_mvar | pf_q_b_from_mvar | pf_q_c_from_mvar | pf_q_a_to_mvar | pf_q_b_to_mvar | pf_q_c_to_mvar | pf_ikss_a_from_degree | pf_ikss_b_from_degree | pf_ikss_c_from_degree | pf_ikss_a_to_degree | pf_ikss_b_to_degree | pf_ikss_c_to_degree | pf_vm_a_from_pu | pf_vm_b_from_pu | pf_vm_c_from_pu | pf_vm_a_to_pu | pf_vm_b_to_pu | pf_vm_c_to_pu | pf_va_a_from_degree | pf_va_b_from_degree | pf_va_c_from_degree | pf_va_a_to_degree | pf_va_b_to_degree | pf_va_c_to_degree
Line0_1_2 | 0 | 0 | 0 | 0 | 0 | 0 | 0 | 0 | 0 | 0 | 0 | 0 | 1.428e-08 | 7.6109e-09 | -2.1779e-08 | -1.1786e-08 | -6.502e-09 | 1.8175e-08 | 1.5751e-08 | -2.2026e-08 | 2.6956e-09 | -1.3239e-08 | 1.8308e-08 | -2.0918e-09 | 0 | 0 | 0 | 0 | 0 | 0 | 0.86305 | 0.94591 | 0.89075 | 0.86305 | 0.94591 | 0.89075 | -2.2776 | -120.8684 | 123.0136 | -2.2776 | -120.8684 | 123.0136
Line10_11_12 | 0 | 0 | 0 | 0 | 0 | 0 | 0 | 0 | 0 | 0 | 0 | 0 | 1.428e-08 | 7.6109e-09 | -2.1779e-08 | -1.1786e-08 | -6.502e-09 | 1.8175e-08 | 1.5751e-08 | -2.2026e-08 | 2.6956e-09 | -1.3239e-08 | 1.8308e-08 | -2.0918e-09 | 0 | 0 | 0 | 0 | 0 | 0 | 0.86305 | 0.94591 | 0.89075 | 0.86305 | 0.94591 | 0.89075 | -2.2776 | -120.8684 | 123.0136 | -2.2776 | -120.8684 | 123.0136
Line11_12_13 | 0 | 0 | 0 | 0 | 0 | 0 | 0 | 0 | 0 | 0 | 0 | 0 | 1.19e-08 | 6.3424e-09 | -1.8149e-08 | -9.4055e-09 | -5.2335e-09 | 1.4545e-08 | 1.3126e-08 | -1.8355e-08 | 2.2463e-09 | -1.0614e-08 | 1.4637e-08 | -1.6425e-09 | 0 | 0 | 0 | 0 | 0 | 0 | 0.86305 | 0.94591 | 0.89075 | 0.86305 | 0.94591 | 0.89075 | -2.2776 | -120.8684 | 123.0136 | -2.2776 | -120.8684 | 123.0136
Line12_13_15 | 0 | 0 | 0 | 0 | 0 | 0 | 0 | 0 | 0 | 0 | 0 | 0 | 7.1401e-09 | 3.8054e-09 | -1.0889e-08 | -4.6454e-09 | -2.6965e-09 | 7.2857e-09 | 7.8753e-09 | -1.1013e-08 | 1.3478e-09 | -5.3634e-09 | 7.2946e-09 | -7.44e-10 | 0 | 0 | 0 | 0 | 0 | 0 | 0.86305 | 0.94591 | 0.89075 | 0.86305 | 0.94591 | 0.89075 | -2.2776 | -120.8684 | 123.0136 | -2.2776 | -120.8684 | 123.0136
Line13_13_14 | 0 | 0 | 0 | 0 | 0 | 0 | 0 | 0 | 0 | 0 | 0 | 0 | 2.38e-09 | 1.2685e-09 | -3.6298e-09 | 1.1467e-10 | -1.5958e-10 | 2.6154e-11 | 2.6251e-09 | -3.671e-09 | 4.4927e-10 | -1.1318e-10 | -4.7307e-11 | 1.5454e-10 | 0 | 0 | 0 | 0 | 0 | 0 | 0.86305 | 0.94591 | 0.89075 | 0.86305 | 0.94591 | 0.89075 | -2.2776 | -120.8684 | 123.0136 | -2.2776 | -120.8684 | 123.0136
Line14_15_16 | 0 | 0 | 0 | 0 | 0 | 0 | 0 | 0 | 0 | 0 | 0 | 0 | 4.7601e-09 | 2.537e-09 | -7.2595e-09 | -2.2654e-09 | -1.4281e-09 | 3.6559e-09 | 5.2502e-09 | -7.3419e-09 | 8.9854e-10 | -2.7383e-09 | 3.6237e-09 | -2.9473e-10 | 0 | 0 | 0 | 0 | 0 | 0 | 0.86305 | 0.94591 | 0.89075 | 0.86305 | 0.94591 | 0.89075 | -2.2776 | -120.8684 | 123.0136 | -2.2776 | -120.8684 | 123.0136
Line15_16_17 | 0 | 0 | 0 | 0 | 0 | 0 | 0 | 0 | 0 | 0 | 0 | 0 | 2.38e-09 | 1.2685e-09 | -3.6298e-09 | 1.1467e-10 | -1.5958e-10 | 2.6154e-11 | 2.6251e-09 | -3.671e-09 | 4.4927e-10 | -1.1318e-10 | -4.7307e-11 | 1.5454e-10 | 0 | 0 | 0 | 0 | 0 | 0 | 0.86305 | 0.94591 | 0.89075 | 0.86305 | 0.94591 | 0.89075 | -2.2776 | -120.8684 | 123.0136 | -2.2776 | -120.8684 | 123.0136
Line16_4_18 | 0.028004 | 0 | 0 | 0.028004 | 0 | 0 | 0.0064673 | 0 | 0 | 0.0064673 | 0 | 0 | 0.0039337 | 1.3259e-09 | -3.6822e-09 | -0.0039212 | -1.5751e-10 | 2.8345e-11 | 0.0039343 | -3.7056e-09 | 4.1888e-10 | -0.0039212 | -4.4069e-11 | 1.5137e-10 | -47.2852 | 0 | 0 | 132.7148 | 0 | 0 | 0.86025 | 0.94563 | 0.89043 | 0.85745 | 0.94535 | 0.89012 | -2.2813 | -120.8389 | 122.9838 | -2.2852 | -120.8094 | 122.9539
Line17_5_19 | 0 | 0 | 0 | 0 | 0 | 0 | 0 | 0 | 0 | 0 | 0 | 0 | 2.38e-09 | 1.2685e-09 | -3.6298e-09 | 1.1467e-10 | -1.5958e-10 | 2.6154e-11 | 2.6251e-09 | -3.671e-09 | 4.4927e-10 | -1.1318e-10 | -4.7307e-11 | 1.5454e-10 | 0 | 0 | 0 | 0 | 0 | 0 | 0.86305 | 0.94591 | 0.89075 | 0.86305 | 0.94591 | 0.89075 | -2.2776 | -120.8684 | 123.0136 | -2.2776 | -120.8684 | 123.0136
Line1_1_3 | 0 | 0 | 0 | 0 | 0 | 0 | 0 | 0 | 0 | 0 | 0 | 0 | 1.904e-08 | 1.0148e-08 | -2.9038e-08 | -1.6546e-08 | -9.0389e-09 | 2.5435e-08 | 2.1001e-08 | -2.9368e-08 | 3.5941e-09 | -1.8489e-08 | 2.5649e-08 | -2.9903e-09 | 0 | 0 | 0 | 0 | 0 | 0 | 0.86305 | 0.94591 | 0.89075 | 0.86305 | 0.94591 | 0.89075 | -2.2776 | -120.8684 | 123.0136 | -2.2776 | -120.8684 | 123.0136
Line2_1_4 | 0.028004 | 0 | 0 | 0.028004 | 0 | 0 | 0.0064673 | 0 | 0 | 0.0064673 | 0 | 0 | 0.0039463 | 2.6112e-09 | -7.3318e-09 | -0.0039337 | -1.4844e-09 | 3.7095e-09 | 0.0039473 | -7.3911e-09 | 8.5616e-10 | -0.0039343 | 3.6599e-09 | -2.6593e-10 | -47.2852 | 0 | 0 | 132.7148 | 0 | 0 | 0.86305 | 0.94591 | 0.89075 | 0.86025 | 0.94563 | 0.89043 | -2.2776 | -120.8684 | 123.0136 | -2.2813 | -120.8389 | 122.9838
Line3_1_5 | 0 | 0 | 0 | 0 | 0 | 0 | 0 | 0 | 0 | 0 | 0 | 0 | 4.7601e-09 | 2.5369e-09 | -7.2595e-09 | -2.2654e-09 | -1.4281e-09 | 3.6559e-09 | 5.2502e-09 | -7.3419e-09 | 8.9854e-10 | -2.7383e-09 | 3.6237e-09 | -2.9473e-10 | 0 | 0 | 0 | 0 | 0 | 0 | 0.86305 | 0.94591 | 0.89075 | 0.86305 | 0.94591 | 0.89075 | -2.2776 | -120.8684 | 123.0136 | -2.2776 | -120.8684 | 123.0136
Line4_2_6 | 0 | 0 | 0 | 0 | 0 | 0 | 0 | 0 | 0 | 0 | 0 | 0 | 1.19e-08 | 6.3424e-09 | -1.8149e-08 | -9.4055e-09 | -5.2335e-09 | 1.4545e-08 | 1.3126e-08 | -1.8355e-08 | 2.2463e-09 | -1.0614e-08 | 1.4637e-08 | -1.6425e-09 | 0 | 0 | 0 | 0 | 0 | 0 | 0.86305 | 0.94591 | 0.89075 | 0.86305 | 0.94591 | 0.89075 | -2.2776 | -120.8684 | 123.0136 | -2.2776 | -120.8684 | 123.0136
Line5_6_7 | 0 | 0 | 0 | 0 | 0 | 0 | 0 | 0 | 0 | 0 | 0 | 0 | 9.5202e-09 | 5.0739e-09 | -1.4519e-08 | -7.0255e-09 | -3.965e-09 | 1.0915e-08 | 1.05e-08 | -1.4684e-08 | 1.7971e-09 | -7.9885e-09 | 1.0966e-08 | -1.1933e-09 | 0 | 0 | 0 | 0 | 0 | 0 | 0.86305 | 0.94591 | 0.89075 | 0.86305 | 0.94591 | 0.89075 | -2.2776 | -120.8684 | 123.0136 | -2.2776 | -120.8684 | 123.0136
Line6_7_8 | 0 | 0 | 0 | 0 | 0 | 0 | 0 | 0 | 0 | 0 | 0 | 0 | 7.1401e-09 | 3.8054e-09 | -1.0889e-08 | -4.6454e-09 | -2.6965e-09 | 7.2857e-09 | 7.8753e-09 | -1.1013e-08 | 1.3478e-09 | -5.3634e-09 | 7.2946e-09 | -7.44e-10 | 0 | 0 | 0 | 0 | 0 | 0 | 0.86305 | 0.94591 | 0.89075 | 0.86305 | 0.94591 | 0.89075 | -2.2776 | -120.8684 | 123.0136 | -2.2776 | -120.8684 | 123.0136
Line7_8_9 | 0 | 0 | 0 | 0 | 0 | 0 | 0 | 0 | 0 | 0 | 0 | 0 | 2.38e-09 | 1.2685e-09 | -3.6298e-09 | 1.1467e-10 | -1.5958e-10 | 2.6154e-11 | 2.6251e-09 | -3.671e-09 | 4.4927e-10 | -1.1318e-10 | -4.7307e-11 | 1.5454e-10 | 0 | 0 | 0 | 0 | 0 | 0 | 0.86305 | 0.94591 | 0.89075 | 0.86305 | 0.94591 | 0.89075 | -2.2776 | -120.8684 | 123.0136 | -2.2776 | -120.8684 | 123.0136
Line8_8_10 | 0 | 0 | 0 | 0 | 0 | 0 | 0 | 0 | 0 | 0 | 0 | 0 | 2.38e-09 | 1.2685e-09 | -3.6298e-09 | 1.1467e-10 | -1.5958e-10 | 2.6154e-11 | 2.6251e-09 | -3.671e-09 | 4.4927e-10 | -1.1318e-10 | -4.7307e-11 | 1.5454e-10 | 0 | 0 | 0 | 0 | 0 | 0 | 0.86305 | 0.94591 | 0.89075 | 0.86305 | 0.94591 | 0.89075 | -2.2776 | -120.8684 | 123.0136 | -2.2776 | -120.8684 | 123.0136
Line9_3_11 | 0 | 0 | 0 | 0 | 0 | 0 | 0 | 0 | 0 | 0 | 0 | 0 | 1.666e-08 | 8.8793e-09 | -2.5408e-08 | -1.4166e-08 | -7.7704e-09 | 2.1805e-08 | 1.8376e-08 | -2.5697e-08 | 3.1449e-09 | -1.5864e-08 | 2.1979e-08 | -2.5411e-09 | 0 | 0 | 0 | 0 | 0 | 0 | 0.86305 | 0.94591 | 0.89075 | 0.86305 | 0.94591 | 0.89075 | -2.2776 | -120.8684 | 123.0136 | -2.2776 | -120.8684 | 123.0136

## LLG_max_6
name | pf_ikss_a_from_ka | pf_ikss_b_from_ka | pf_ikss_c_from_ka | pf_ikss_a_to_ka | pf_ikss_b_to_ka | pf_ikss_c_to_ka | pf_skss_a_from_mw | pf_skss_b_from_mw | pf_skss_c_from_mw | pf_skss_a_to_mw | pf_skss_b_to_mw | pf_skss_c_to_mw | pf_p_a_from_mw | pf_p_b_from_mw | pf_p_c_from_mw | pf_p_a_to_mw | pf_p_b_to_mw | pf_p_c_to_mw | pf_q_a_from_mvar | pf_q_b_from_mvar | pf_q_c_from_mvar | pf_q_a_to_mvar | pf_q_b_to_mvar | pf_q_c_to_mvar | pf_ikss_a_from_degree | pf_ikss_b_from_degree | pf_ikss_c_from_degree | pf_ikss_a_to_degree | pf_ikss_b_to_degree | pf_ikss_c_to_degree | pf_vm_a_from_pu | pf_vm_b_from_pu | pf_vm_c_from_pu | pf_vm_a_to_pu | pf_vm_b_to_pu | pf_vm_c_to_pu | pf_va_a_from_degree | pf_va_b_from_degree | pf_va_c_from_degree | pf_va_a_to_degree | pf_va_b_to_degree | pf_va_c_to_degree
Line0_1_2 | 0.14434 | 0.14434 | 0.14434 | 0.14434 | 0.14434 | 0.14434 | 0.033334 | 0.033333 | 0.033333 | 0.033334 | 0.033333 | 0.033333 | -0.0040881 | 0.0060021 | -0.013899 | 0.0042965 | -0.0057938 | 0.014108 | -0.053646 | -0.01989 | -0.015943 | 0.054063 | 0.020307 | 0.01636 | 94.7871 | -25.2123 | -145.2131 | -85.2129 | 154.7877 | 34.7869 | 1.614 | 0.62328 | 0.63454 | 1.627 | 0.63351 | 0.64807 | 0.42925 | -98.4205 | 83.7049 | 0.24324 | -99.2882 | 84.0146
Line10_11_12 | 0.14434 | 0.14434 | 0.14434 | 0.14434 | 0.14434 | 0.14434 | 0.033334 | 0.033333 | 0.033333 | 0.033334 | 0.033333 | 0.033333 | -0.0045048 | 0.0055854 | -0.014316 | 0.0047131 | -0.0053771 | 0.014524 | -0.054479 | -0.020723 | -0.016776 | 0.054896 | 0.02114 | 0.017193 | 94.7871 | -25.2123 | -145.2131 | -85.2129 | 154.7877 | 34.7869 | 1.6399 | 0.64389 | 0.66163 | 1.6529 | 0.6544 | 0.6752 | 0.060163 | -100.1283 | 84.3116 | -0.12004 | -100.9415 | 84.5967
Line11_12_13 | 0.14434 | 0.14434 | 0.14434 | 0.14434 | 0.14434 | 0.14434 | 0.033334 | 0.033333 | 0.033333 | 0.033333 | 0.033333 | 0.033333 | -0.0047132 | 0.0053771 | -0.014524 | 0.0049215 | -0.0051688 | 0.014733 | -0.054896 | -0.02114 | -0.017193 | 0.055313 | 0.021557 | 0.01761 | 94.7871 | -25.2123 | -145.2131 | -85.2129 | 154.7876 | 34.787 | 1.6529 | 0.6544 | 0.6752 | 1.6659 | 0.66503 | 0.68879 | -0.12004 | -100.9415 | 84.5967 | -0.29743 | -101.7288 | 84.8706
Line12_13_15 | 0 | 0 | 0 | 0 | 0 | 0 | 0 | 0 | 0 | 0 | 0 | 0 | 6.4714e-09 | -8.8992e-08 | 9.0091e-08 | -8.0767e-09 | 6.0138e-08 | -5.9632e-08 | -2.2211e-07 | 1.7057e-08 | -5.1451e-09 | 1.4804e-07 | -1.0568e-08 | 1.9041e-09 | 0 | 0 | 0 | 0 | 0 | 0 | 1.6659 | 0.66503 | 0.68879 | 1.6659 | 0.66503 | 0.68879 | -0.29743 | -101.7288 | 84.8706 | -0.29743 | -101.7288 | 84.8706
Line13_13_14 | 0.14434 | 0.14434 | 0.14434 | 0.14434 | 0.14434 | 0.14434 | 0.033333 | 0.033333 | 0.033333 | 0.033333 | 0.033333 | 0.033333 | -0.0049215 | 0.0051689 | -0.014733 | 0.0051298 | -0.0049606 | 0.014941 | -0.055312 | -0.021557 | -0.01761 | 0.055729 | 0.021973 | 0.018026 | 94.7872 | -25.2126 | -145.2128 | -85.2128 | 154.7873 | 34.7872 | 1.6659 | 0.66503 | 0.68879 | 1.6789 | 0.67579 | 0.7024 | -0.29743 | -101.7288 | 84.8706 | -0.47208 | -102.4912 | 85.1338
Line14_15_16 | 0 | 0 | 0 | 0 | 0 | 0 | 0 | 0 | 0 | 0 | 0 | 0 | 4.3143e-09 | -5.9328e-08 | 6.0061e-08 | -5.9195e-09 | 3.0474e-08 | -2.9601e-08 | -1.4807e-07 | 1.1371e-08 | -3.4301e-09 | 7.4002e-08 | -4.8829e-09 | 1.8908e-10 | 0 | 0 | 0 | 0 | 0 | 0 | 1.6659 | 0.66503 | 0.68879 | 1.6659 | 0.66503 | 0.68879 | -0.29743 | -101.7288 | 84.8706 | -0.29743 | -101.7288 | 84.8706
Line15_16_17 | 0 | 0 | 0 | 0 | 0 | 0 | 0 | 0 | 0 | 0 | 0 | 0 | 2.1571e-09 | -2.9664e-08 | 3.003e-08 | -3.7624e-09 | 8.0964e-10 | 4.2923e-10 | -7.4035e-08 | 5.6856e-09 | -1.715e-09 | -3.3294e-11 | 8.0272e-10 | -1.5259e-09 | 0 | 0 | 0 | 0 | 0 | 0 | 1.6659 | 0.66503 | 0.68879 | 1.6659 | 0.66503 | 0.68879 | -0.29743 | -101.7288 | 84.8706 | -0.29743 | -101.7288 | 84.8706
Line16_4_18 | 0 | 3.2657 | 3.3596 | 0 | 3.2657 | 3.3596 | 0 | 0.75418 | 0.77586 | 0 | 0.75418 | 0.77586 | 3.1442e-09 | 0.1039 | 0.11546 | -3.3773e-09 | 1.3641e-13 | 9.9549e-15 | -7.3145e-08 | 0.21577 | 0.22295 | 5.2395e-11 | -5.2202e-15 | 7.8231e-15 | 0 | -163.3887 | 21.6093 | 0 | 16.6113 | -158.3907 | 1.6233 | 0.31754 | 0.3236 | 1.6189 | 0 | 0 | 0.40603 | -99.1015 | 84.2313 | 0.48165 | 0 | 0
Line17_5_19 | 0 | 0 | 0 | 0 | 0 | 0 | 0 | 0 | 0 | 0 | 0 | 0 | 2.6932e-09 | -2.8156e-08 | 2.7501e-08 | -3.3382e-09 | 8.0701e-10 | 4.9265e-10 | -7.1822e-08 | 3.6276e-09 | -2.1098e-09 | 4.6556e-11 | 8.8256e-10 | -1.4461e-09 | 0 | 0 | 0 | 0 | 0 | 0 | 1.614 | 0.62328 | 0.63454 | 1.614 | 0.62328 | 0.63454 | 0.42925 | -98.4205 | 83.7049 | 0.42925 | -98.4205 | 83.7049
Line1_1_3 | 0.14434 | 0.14434 | 0.14434 | 0.14434 | 0.14434 | 0.14434 | 0.033334 | 0.033333 | 0.033333 | 0.033334 | 0.033333 | 0.033333 | -0.0040881 | 0.006002 | -0.013899 | 0.0042965 | -0.0057937 | 0.014108 | -0.053646 | -0.01989 | -0.015943 | 0.054063 | 0.020307 | 0.01636 | 94.7871 | -25.2121 | -145.2133 | -85.2129 | 154.7878 | 34.7868 | 1.614 | 0.62328 | 0.63454 | 1.627 | 0.63351 | 0.64807 | 0.42925 | -98.4205 | 83.7049 | 0.24324 | -99.2882 | 84.0146
Line2_1_4 | 0.14434 | 3.1431 | 3.2281 | 0.14434 | 3.1431 | 3.2281 | 0.033333 | 0.72586 | 0.74549 | 0.033333 | 0.72586 | 0.74549 | -0.013946 | 0.20111 | 0.21379 | 0.014047 | -0.10491 | -0.10705 | -0.051962 | 0.40526 | 0.42197 | 0.052255 | -0.20523 | -0.21619 | 105.4524 | -162.0272 | 20.5736 | -74.5476 | 17.9728 | -159.4264 | 1.614 | 0.62328 | 0.63454 | 1.6233 | 0.31754 | 0.3236 | 0.42925 | -98.4205 | 83.7049 | 0.40603 | -99.1015 | 84.2313
Line3_1_5 | 0 | 0 | 0 | 0 | 0 | 0 | 0 | 0 | 0 | 0 | 0 | 0 | 5.3864e-09 | -5.6311e-08 | 5.5002e-08 | -6.0314e-09 | 2.8963e-08 | -2.7008e-08 | -1.4364e-07 | 7.2552e-09 | -4.2196e-09 | 7.1868e-08 | -2.745e-09 | 6.6372e-10 | 0 | 0 | 0 | 0 | 0 | 0 | 1.614 | 0.62328 | 0.63454 | 1.614 | 0.62328 | 0.63454 | 0.42925 | -98.4205 | 83.7049 | 0.42925 | -98.4205 | 83.7049
Line4_2_6 | 0.14434 | 0.14434 | 0.14434 | 0.14434 | 0.14434 | 0.14434 | 0.033334 | 0.033333 | 0.033333 | 0.033333 | 0.033333 | 0.033333 | -0.0042965 | 0.0057938 | -0.014108 | 0.0045048 | -0.0055854 | 0.014316 | -0.054063 | -0.020307 | -0.01636 | 0.054479 | 0.020723 | 0.016776 | 94.7871 | -25.2123 | -145.2131 | -85.2129 | 154.7876 | 34.787 | 1.627 | 0.63351 | 0.64807 | 1.6399 | 0.64389 | 0.66163 | 0.24324 | -99.2882 | 84.0146 | 0.060163 | -100.1283 | 84.3116
Line5_6_7 | 0.14434 | 0.14434 | 0.14434 | 0.14434 | 0.14434 | 0.14434 | 0.033333 | 0.033333 | 0.033333 | 0.033333 | 0.033333 | 0.033333 | -0.0045048 | 0.0055854 | -0.014316 | 0.0047132 | -0.0053771 | 0.014524 | -0.054479 | -0.020723 | -0.016776 | 0.054896 | 0.02114 | 0.017193 | 94.7871 | -25.2124 | -145.213 | -85.2129 | 154.7875 | 34.787 | 1.6399 | 0.64389 | 0.66163 | 1.6529 | 0.6544 | 0.6752 | 0.060163 | -100.1283 | 84.3116 | -0.12004 | -100.9415 | 84.5967
Line6_7_8 | 0 | 0 | 0 | 0 | 0 | 0 | 0 | 0 | 0 | 0 | 0 | 0 | 6.867e-09 | -8.7867e-08 | 8.8188e-08 | -8.2322e-09 | 5.9389e-08 | -5.8345e-08 | -2.2045e-07 | 1.5513e-08 | -5.4412e-09 | 1.4695e-07 | -9.5195e-09 | 2.1215e-09 | 0 | 0 | 0 | 0 | 0 | 0 | 1.6529 | 0.6544 | 0.6752 | 1.6529 | 0.6544 | 0.6752 | -0.12004 | -100.9415 | 84.5967 | -0.12004 | -100.9415 | 84.5967
Line7_8_9 | 0 | 0 | 0 | 0 | 0 | 0 | 0 | 0 | 0 | 0 | 0 | 0 | 2.289e-09 | -2.9289e-08 | 2.9396e-08 | -3.6542e-09 | 8.1113e-10 | 4.4723e-10 | -7.3482e-08 | 5.1711e-09 | -1.8137e-09 | -1.3333e-11 | 8.2268e-10 | -1.506e-09 | 0 | 0 | 0 | 0 | 0 | 0 | 1.6529 | 0.6544 | 0.6752 | 1.6529 | 0.6544 | 0.6752 | -0.12004 | -100.9415 | 84.5967 | -0.12004 | -100.9415 | 84.5967
Line8_8_10 | 0 | 0 | 0 | 0 | 0 | 0 | 0 | 0 | 0 | 0 | 0 | 0 | 2.289e-09 | -2.9289e-08 | 2.9396e-08 | -3.6542e-09 | 8.1113e-10 | 4.4723e-10 | -7.3482e-08 | 5.1711e-09 | -1.8137e-09 | -1.3332e-11 | 8.2268e-10 | -1.506e-09 | 0 | 0 | 0 | 0 | 0 | 0 | 1.6529 | 0.6544 | 0.6752 | 1.6529 | 0.6544 | 0.6752 | -0.12004 | -100.9415 | 84.5967 | -0.12004 | -100.9415 | 84.5967
Line9_3_11 | 0.14434 | 0.14434 | 0.14434 | 0.14434 | 0.14434 | 0.14434 | 0.033334 | 0.033333 | 0.033333 | 0.033334 | 0.033333 | 0.033333 | -0.0042965 | 0.0057937 | -0.014108 | 0.0045048 | -0.0055854 | 0.014316 | -0.054063 | -0.020307 | -0.01636 | 0.054479 | 0.020723 | 0.016776 | 94.7871 | -25.2122 | -145.2132 | -85.2129 | 154.7877 | 34.7869 | 1.627 | 0.63351 | 0.64807 | 1.6399 | 0.64389 | 0.66163 | 0.24324 | -99.2882 | 84.0146 | 0.060163 | -100.1283 | 84.3116

## LLG_max_10
name | pf_ikss_a_from_ka | pf_ikss_b_from_ka | pf_ikss_c_from_ka | pf_ikss_a_to_ka | pf_ikss_b_to_ka | pf_ikss_c_to_ka | pf_skss_a_from_mw | pf_skss_b_from_mw | pf_skss_c_from_mw | pf_skss_a_to_mw | pf_skss_b_to_mw | pf_skss_c_to_mw | pf_p_a_from_mw | pf_p_b_from_mw | pf_p_c_from_mw | pf_p_a_to_mw | pf_p_b_to_mw | pf_p_c_to_mw | pf_q_a_from_mvar | pf_q_b_from_mvar | pf_q_c_from_mvar | pf_q_a_to_mvar | pf_q_b_to_mvar | pf_q_c_to_mvar | pf_ikss_a_from_degree | pf_ikss_b_from_degree | pf_ikss_c_from_degree | pf_ikss_a_to_degree | pf_ikss_b_to_degree | pf_ikss_c_to_degree | pf_vm_a_from_pu | pf_vm_b_from_pu | pf_vm_c_from_pu | pf_vm_a_to_pu | pf_vm_b_to_pu | pf_vm_c_to_pu | pf_va_a_from_degree | pf_va_b_from_degree | pf_va_c_from_degree | pf_va_a_to_degree | pf_va_b_to_degree | pf_va_c_to_degree
Line0_1_2 | 0.14434 | 0.14434 | 0.14434 | 0.14434 | 0.14434 | 0.14434 | 0.033334 | 0.033333 | 0.033333 | 0.033334 | 0.033333 | 0.033333 | -0.0042809 | 0.0060894 | -0.014386 | 0.0044892 | -0.0058811 | 0.014595 | -0.056166 | -0.02054 | -0.016394 | 0.056582 | 0.020956 | 0.016811 | 94.7868 | -25.2126 | -145.2135 | -85.2132 | 154.7874 | 34.7866 | 1.6898 | 0.6427 | 0.65435 | 1.7028 | 0.65298 | 0.66787 | 0.4282 | -98.6989 | 83.5188 | 0.25047 | -99.5365 | 83.8231
Line10_11_12 | 0.14434 | 0.14434 | 0.14434 | 0.14434 | 0.14434 | 0.14434 | 0.033334 | 0.033333 | 0.033333 | 0.033334 | 0.033333 | 0.033333 | -0.0046976 | 0.0056727 | -0.014803 | 0.0049059 | -0.0054644 | 0.015011 | -0.056999 | -0.021373 | -0.017228 | 0.057416 | 0.02179 | 0.017644 | 94.7868 | -25.2126 | -145.2135 | -85.2132 | 154.7874 | 34.7866 | 1.7158 | 0.66339 | 0.68142 | 1.7287 | 0.67393 | 0.69498 | 0.075426 | -100.348 | 84.1153 | -0.096992 | -101.1342 | 84.3961
Line11_12_13 | 0.14434 | 0.14434 | 0.14434 | 0.14434 | 0.14434 | 0.14434 | 0.033334 | 0.033333 | 0.033333 | 0.033333 | 0.033333 | 0.033333 | -0.0049059 | 0.0054644 | -0.015011 | 0.0051142 | -0.0052561 | 0.01522 | -0.057416 | -0.02179 | -0.017644 | 0.057832 | 0.022206 | 0.018061 | 94.7868 | -25.2126 | -145.2134 | -85.2132 | 154.7873 | 34.7867 | 1.7287 | 0.67393 | 0.69498 | 1.7417 | 0.6846 | 0.70856 | -0.096992 | -101.1342 | 84.3961 | -0.26684 | -101.8961 | 84.6661
Line12_13_15 | 0 | 0 | 0 | 0 | 0 | 0 | 0 | 0 | 0 | 0 | 0 | 0 | 7.1521e-09 | -9.5916e-08 | 9.687e-08 | -8.8664e-09 | 6.485e-08 | -6.4089e-08 | -2.4304e-07 | 1.867e-08 | -5.8618e-09 | 1.62e-07 | -1.1589e-08 | 2.255e-09 | 0 | 0 | 0 | 0 | 0 | 0 | 1.7417 | 0.6846 | 0.70856 | 1.7417 | 0.6846 | 0.70856 | -0.26684 | -101.8961 | 84.6661 | -0.26684 | -101.8961 | 84.6661
Line13_13_14 | 0.14434 | 0.14434 | 0.14434 | 0.14434 | 0.14434 | 0.14434 | 0.033333 | 0.033333 | 0.033333 | 0.033333 | 0.033333 | 0.033333 | -0.0051142 | 0.0052562 | -0.01522 | 0.0053226 | -0.0050479 | 0.015428 | -0.057832 | -0.022206 | -0.018061 | 0.058249 | 0.022623 | 0.018478 | 94.7868 | -25.2129 | -145.2132 | -85.2132 | 154.787 | 34.7869 | 1.7417 | 0.6846 | 0.70856 | 1.7547 | 0.69538 | 0.72215 | -0.26684 | -101.8961 | 84.6661 | -0.43417 | -102.6345 | 84.926
Line14_15_16 | 0 | 0 | 0 | 0 | 0 | 0 | 0 | 0 | 0 | 0 | 0 | 0 | 4.768e-09 | -6.3944e-08 | 6.458e-08 | -6.4824e-09 | 3.2878e-08 | -3.1799e-08 | -1.6203e-07 | 1.2447e-08 | -3.9078e-09 | 8.0981e-08 | -5.3654e-09 | 3.0111e-10 | 0 | 0 | 0 | 0 | 0 | 0 | 1.7417 | 0.6846 | 0.70856 | 1.7417 | 0.6846 | 0.70856 | -0.26684 | -101.8961 | 84.6661 | -0.26684 | -101.8961 | 84.6661
Line15_16_17 | 0 | 0 | 0 | 0 | 0 | 0 | 0 | 0 | 0 | 0 | 0 | 0 | 2.384e-09 | -3.1972e-08 | 3.229e-08 | -4.0984e-09 | 9.0605e-10 | 4.9055e-10 | -8.1014e-08 | 6.2234e-09 | -1.9539e-09 | -3.2716e-11 | 8.5802e-10 | -1.6528e-09 | 0 | 0 | 0 | 0 | 0 | 0 | 1.7417 | 0.6846 | 0.70856 | 1.7417 | 0.6846 | 0.70856 | -0.26684 | -101.8961 | 84.6661 | -0.26684 | -101.8961 | 84.6661
Line16_4_18 | 0 | 3.3656 | 3.4625 | 0 | 3.3656 | 3.4625 | 0 | 0.77725 | 0.79963 | 0 | 0.77725 | 0.79963 | 3.4373e-09 | 0.1103 | 0.12269 | -3.6923e-09 | 1.621e-13 | -1.6452e-15 | -8.0116e-08 | 0.2292 | 0.23679 | 5.7587e-11 | 9.3991e-15 | -2.9784e-15 | 0 | -163.6606 | 21.4195 | 0 | 16.3394 | -158.5805 | 1.6989 | 0.32725 | 0.33351 | 1.6943 | 0 | 0 | 0.40727 | -99.3593 | 84.0283 | 0.48283 | 0 | 0
Line17_5_19 | 0 | 0 | 0 | 0 | 0 | 0 | 0 | 0 | 0 | 0 | 0 | 0 | 2.9456e-09 | -3.0391e-08 | 2.9647e-08 | -3.6549e-09 | 9.0057e-10 | 5.521e-10 | -7.8698e-08 | 4.0695e-09 | -2.3671e-09 | 5.0938e-11 | 9.4167e-10 | -1.5692e-09 | 0 | 0 | 0 | 0 | 0 | 0 | 1.6898 | 0.6427 | 0.65435 | 1.6898 | 0.6427 | 0.65435 | 0.4282 | -98.6989 | 83.5188 | 0.4282 | -98.6989 | 83.5188
Line1_1_3 | 0.14434 | 0.14434 | 0.14434 | 0.14434 | 0.14434 | 0.14434 | 0.033334 | 0.033333 | 0.033333 | 0.033334 | 0.033333 | 0.033333 | -0.0042809 | 0.0060893 | -0.014386 | 0.0044892 | -0.005881 | 0.014595 | -0.056166 | -0.02054 | -0.016394 | 0.056583 | 0.020956 | 0.016811 | 94.7868 | -25.2124 | -145.2136 | -85.2132 | 154.7875 | 34.7865 | 1.6898 | 0.6427 | 0.65435 | 1.7028 | 0.65298 | 0.66787 | 0.4282 | -98.6989 | 83.5188 | 0.25047 | -99.5365 | 83.8231
Line2_1_4 | 0.14434 | 3.2429 | 3.3309 | 0.14434 | 3.2429 | 3.3309 | 0.033333 | 0.74892 | 0.76925 | 0.033333 | 0.74892 | 0.76925 | -0.01436 | 0.21369 | 0.22773 | 0.014457 | -0.11133 | -0.11403 | -0.054467 | 0.43129 | 0.44889 | 0.054754 | -0.21834 | -0.22982 | 105.198 | -162.3416 | 20.4184 | -74.802 | 17.6584 | -159.5816 | 1.6898 | 0.6427 | 0.65435 | 1.6989 | 0.32725 | 0.33351 | 0.4282 | -98.6989 | 83.5188 | 0.40727 | -99.3593 | 84.0283
Line3_1_5 | 0 | 0 | 0 | 0 | 0 | 0 | 0 | 0 | 0 | 0 | 0 | 0 | 5.8912e-09 | -6.0781e-08 | 5.9295e-08 | -6.6005e-09 | 3.1291e-08 | -2.9095e-08 | -1.574e-07 | 8.1389e-09 | -4.7343e-09 | 7.8749e-08 | -3.1278e-09 | 7.9797e-10 | 0 | 0 | 0 | 0 | 0 | 0 | 1.6898 | 0.6427 | 0.65435 | 1.6898 | 0.6427 | 0.65435 | 0.4282 | -98.6989 | 83.5188 | 0.4282 | -98.6989 | 83.5188
Line4_2_6 | 0.14434 | 0.14434 | 0.14434 | 0.14434 | 0.14434 | 0.14434 | 0.033334 | 0.033333 | 0.033333 | 0.033333 | 0.033333 | 0.033333 | -0.0044892 | 0.0058811 | -0.014595 | 0.0046976 | -0.0056728 | 0.014803 | -0.056582 | -0.020956 | -0.016811 | 0.056999 | 0.021373 | 0.017228 | 94.7868 | -25.2126 | -145.2134 | -85.2132 | 154.7873 | 34.7867 | 1.7028 | 0.65298 | 0.66787 | 1.7158 | 0.66339 | 0.68142 | 0.25047 | -99.5365 | 83.8231 | 0.075426 | -100.348 | 84.1153
Line5_6_7 | 0.14434 | 0.14434 | 0.14434 | 0.14434 | 0.14434 | 0.14434 | 0.033333 | 0.033333 | 0.033333 | 0.033333 | 0.033333 | 0.033333 | -0.0046976 | 0.0056728 | -0.014803 | 0.0049059 | -0.0054645 | 0.015011 | -0.056999 | -0.021373 | -0.017228 | 0.057416 | 0.02179 | 0.017644 | 94.7868 | -25.2127 | -145.2133 | -85.2132 | 154.7872 | 34.7867 | 1.7158 | 0.66339 | 0.68142 | 1.7287 | 0.67393 | 0.69498 | 0.075426 | -100.348 | 84.1153 | -0.096991 | -101.1342 | 84.3961
Line6_7_8 | 0 | 0 | 0 | 0 | 0 | 0 | 0 | 0 | 0 | 0 | 0 | 0 | 7.5668e-09 | -9.4737e-08 | 9.4881e-08 | -9.0299e-09 | 6.4065e-08 | -6.2746e-08 | -2.413e-07 | 1.7055e-08 | -6.1717e-09 | 1.6086e-07 | -1.0491e-08 | 2.4825e-09 | 0 | 0 | 0 | 0 | 0 | 0 | 1.7287 | 0.67393 | 0.69498 | 1.7287 | 0.67393 | 0.69498 | -0.096991 | -101.1342 | 84.3961 | -0.096991 | -101.1342 | 84.3961
Line7_8_9 | 0 | 0 | 0 | 0 | 0 | 0 | 0 | 0 | 0 | 0 | 0 | 0 | 2.5223e-09 | -3.1579e-08 | 3.1627e-08 | -3.9854e-09 | 9.0683e-10 | 5.0809e-10 | -8.0435e-08 | 5.6849e-09 | -2.0572e-09 | -1.1802e-11 | 8.7893e-10 | -1.6319e-09 | 0 | 0 | 0 | 0 | 0 | 0 | 1.7287 | 0.67393 | 0.69498 | 1.7287 | 0.67393 | 0.69498 | -0.096991 | -101.1342 | 84.3961 | -0.096991 | -101.1342 | 84.3961
Line8_8_10 | 0 | 0 | 0 | 0 | 0 | 0 | 0 | 0 | 0 | 0 | 0 | 0 | 2.5223e-09 | -3.1579e-08 | 3.1627e-08 | -3.9854e-09 | 9.0683e-10 | 5.0809e-10 | -8.0435e-08 | 5.6849e-09 | -2.0572e-09 | -1.1802e-11 | 8.7893e-10 | -1.6319e-09 | 0 | 0 | 0 | 0 | 0 | 0 | 1.7287 | 0.67393 | 0.69498 | 1.7287 | 0.67393 | 0.69498 | -0.096991 | -101.1342 | 84.3961 | -0.096991 | -101.1342 | 84.3961
Line9_3_11 | 0.14434 | 0.14434 | 0.14434 | 0.14434 | 0.14434 | 0.14434 | 0.033334 | 0.033333 | 0.033333 | 0.033334 | 0.033333 | 0.033333 | -0.0044892 | 0.005881 | -0.014595 | 0.0046976 | -0.0056727 | 0.014803 | -0.056583 | -0.020956 | -0.016811 | 0.056999 | 0.021373 | 0.017228 | 94.7868 | -25.2125 | -145.2135 | -85.2132 | 154.7874 | 34.7865 | 1.7028 | 0.65298 | 0.66787 | 1.7158 | 0.66339 | 0.68142 | 0.25047 | -99.5365 | 83.8231 | 0.075426 | -100.348 | 84.1153

## LLG_max_fault_6
name | pf_ikss_a_from_ka | pf_ikss_b_from_ka | pf_ikss_c_from_ka | pf_ikss_a_to_ka | pf_ikss_b_to_ka | pf_ikss_c_to_ka | pf_skss_a_from_mw | pf_skss_b_from_mw | pf_skss_c_from_mw | pf_skss_a_to_mw | pf_skss_b_to_mw | pf_skss_c_to_mw | pf_p_a_from_mw | pf_p_b_from_mw | pf_p_c_from_mw | pf_p_a_to_mw | pf_p_b_to_mw | pf_p_c_to_mw | pf_q_a_from_mvar | pf_q_b_from_mvar | pf_q_c_from_mvar | pf_q_a_to_mvar | pf_q_b_to_mvar | pf_q_c_to_mvar | pf_ikss_a_from_degree | pf_ikss_b_from_degree | pf_ikss_c_from_degree | pf_ikss_a_to_degree | pf_ikss_b_to_degree | pf_ikss_c_to_degree | pf_vm_a_from_pu | pf_vm_b_from_pu | pf_vm_c_from_pu | pf_vm_a_to_pu | pf_vm_b_to_pu | pf_vm_c_to_pu | pf_va_a_from_degree | pf_va_b_from_degree | pf_va_c_from_degree | pf_va_a_to_degree | pf_va_b_to_degree | pf_va_c_to_degree
Line0_1_2 | 0.14434 | 0.14434 | 0.14434 | 0.14434 | 0.14434 | 0.14434 | 0.033333 | 0.033333 | 0.033333 | 0.033333 | 0.033333 | 0.033333 | -0.001843 | -0.0022414 | -0.0049053 | 0.0020513 | 0.0024497 | 0.0051136 | -0.037867 | -0.034504 | -0.036415 | 0.038284 | 0.034921 | 0.036832 | 94.7873 | -25.2128 | -145.2128 | -85.2128 | 154.7872 | 34.7872 | 1.1374 | 1.0373 | 1.1023 | 1.1502 | 1.0502 | 1.1156 | 2.0009 | -118.9295 | 117.1154 | 1.7201 | -119.2255 | 116.883
Line10_11_12 | 0.14434 | 0.14434 | 0.14434 | 0.14434 | 0.14434 | 0.14434 | 0.033333 | 0.033333 | 0.033333 | 0.033333 | 0.033333 | 0.033333 | -0.0022597 | -0.0026581 | -0.005322 | 0.002468 | 0.0028664 | 0.0055303 | -0.0387 | -0.035338 | -0.037249 | 0.039117 | 0.035754 | 0.037665 | 94.7873 | -25.2128 | -145.2128 | -85.2128 | 154.7872 | 34.7872 | 1.163 | 1.0631 | 1.1288 | 1.1758 | 1.0761 | 1.1421 | 1.4456 | -119.5144 | 116.656 | 1.1771 | -119.7963 | 116.4343
Line11_12_13 | 0.14434 | 0.14434 | 0.14434 | 0.14434 | 0.14434 | 0.14434 | 0.033333 | 0.033333 | 0.033333 | 0.033333 | 0.033333 | 0.033333 | -0.002468 | -0.0028664 | -0.0055303 | 0.0026763 | 0.0030747 | 0.0057386 | -0.039117 | -0.035754 | -0.037665 | 0.039534 | 0.036171 | 0.038082 | 94.7872 | -25.2128 | -145.2128 | -85.2128 | 154.7872 | 34.7872 | 1.1758 | 1.0761 | 1.1421 | 1.1887 | 1.089 | 1.1554 | 1.1771 | -119.7963 | 116.4343 | 0.91438 | -120.0716 | 116.2177
Line12_13_15 | 0 | 0 | 0 | 0 | 0 | 0 | 0 | 0 | 0 | 0 | 0 | 0 | -9.2267e-09 | -4.8234e-09 | 1.7702e-08 | 5.5459e-09 | 3.0597e-09 | -1.2257e-08 | -1.3587e-08 | 1.4994e-08 | -3.2692e-09 | 9.1312e-09 | -1.0001e-08 | 1.8861e-09 | 0 | 0 | 0 | 0 | 0 | 0 | 1.1887 | 1.089 | 1.1554 | 1.1887 | 1.089 | 1.1554 | 0.91438 | -120.0716 | 116.2177 | 0.91438 | -120.0716 | 116.2177
Line13_13_14 | 0.14434 | 0.14434 | 0.14434 | 0.14434 | 0.14434 | 0.14434 | 0.033333 | 0.033333 | 0.033333 | 0.033333 | 0.033333 | 0.033333 | -0.0026763 | -0.0030747 | -0.0057387 | 0.0028846 | 0.0032831 | 0.005947 | -0.039534 | -0.036171 | -0.038082 | 0.03995 | 0.036588 | 0.038499 | 94.7872 | -25.2128 | -145.2128 | -85.2128 | 154.7872 | 34.7872 | 1.1887 | 1.089 | 1.1554 | 1.2016 | 1.102 | 1.1687 | 0.91438 | -120.0716 | 116.2177 | 0.65731 | -120.3403 | 116.006
Line14_15_16 | 0 | 0 | 0 | 0 | 0 | 0 | 0 | 0 | 0 | 0 | 0 | 0 | -6.1512e-09 | -3.2156e-09 | 1.1801e-08 | 2.4704e-09 | 1.4519e-09 | -6.3566e-09 | -9.0581e-09 | 9.9958e-09 | -2.1795e-09 | 4.6021e-09 | -5.0031e-09 | 7.9631e-10 | 0 | 0 | 0 | 0 | 0 | 0 | 1.1887 | 1.089 | 1.1554 | 1.1887 | 1.089 | 1.1554 | 0.91438 | -120.0716 | 116.2177 | 0.91438 | -120.0716 | 116.2177
Line15_16_17 | 0 | 0 | 0 | 0 | 0 | 0 | 0 | 0 | 0 | 0 | 0 | 0 | -3.0756e-09 | -1.6078e-09 | 5.9006e-09 | -6.0522e-10 | -1.5591e-10 | -4.5604e-10 | -4.5291e-09 | 4.9979e-09 | -1.0897e-09 | 7.3035e-11 | -5.2362e-12 | -2.9342e-10 | 0 | 0 | 0 | 0 | 0 | 0 | 1.1887 | 1.089 | 1.1554 | 1.1887 | 1.089 | 1.1554 | 0.91438 | -120.0716 | 116.2177 | 0.91438 | -120.0716 | 116.2177
Line16_4_18 | 0 | 0.034144 | 0.036244 | 0 | 0.034144 | 0.036244 | 0 | 0.0078852 | 0.0083702 | 0 | 0.0078852 | 0.0083702 | -3.085e-09 | 0.0058364 | 0.0065837 | -4.2356e-10 | -0.005829 | -0.0065682 | -4.5866e-09 | 0.0058524 | 0.0065906 | 1.4151e-10 | -0.005829 | -0.0065682 | 0 | -164.2468 | 71.9525 | 0 | 15.7532 | -108.0476 | 1.1504 | 1.0482 | 1.113 | 1.1499 | 1.0454 | 1.1097 | 1.8374 | -119.1683 | 116.9827 | 1.8317 | -119.2468 | 116.9524
Line17_5_19 | 0 | 0 | 0 | 0 | 0 | 0 | 0 | 0 | 0 | 0 | 0 | 0 | -3.0733e-09 | -1.822e-09 | 5.4315e-09 | -3.6695e-10 | 4.7558e-11 | -2.1689e-10 | -4.4824e-09 | 4.6465e-09 | -1.0246e-09 | 1.5288e-10 | 7.4613e-11 | -2.1358e-10 | 0 | 0 | 0 | 0 | 0 | 0 | 1.1374 | 1.0373 | 1.1023 | 1.1374 | 1.0373 | 1.1023 | 2.0009 | -118.9295 | 117.1154 | 2.0009 | -118.9295 | 117.1154
Line1_1_3 | 0.14434 | 0.14434 | 0.14434 | 0.14434 | 0.14434 | 0.14434 | 0.033333 | 0.033333 | 0.033333 | 0.033333 | 0.033333 | 0.033333 | -0.001843 | -0.0022414 | -0.0049053 | 0.0020513 | 0.0024498 | 0.0051136 | -0.037867 | -0.034504 | -0.036415 | 0.038284 | 0.034921 | 0.036832 | 94.7873 | -25.2127 | -145.2128 | -85.2127 | 154.7873 | 34.7872 | 1.1374 | 1.0373 | 1.1023 | 1.1502 | 1.0502 | 1.1156 | 2.0009 | -118.9295 | 117.1154 | 1.7201 | -119.2255 | 116.883
Line2_1_4 | 0.14434 | 0.11614 | 0.11306 | 0.14434 | 0.11614 | 0.11306 | 0.033333 | 0.026822 | 0.026111 | 0.033333 | 0.026822 | 0.026111 | -0.0088192 | -0.0028369 | -0.0050543 | 0.0090271 | 0.0029832 | 0.0051693 | -0.036872 | -0.027678 | -0.028336 | 0.03727 | 0.027956 | 0.028597 | 105.4525 | -23.0774 | -142.771 | -74.5475 | 156.9226 | 37.2291 | 1.1374 | 1.0373 | 1.1023 | 1.1504 | 1.0482 | 1.113 | 2.0009 | -118.9295 | 117.1154 | 1.8374 | -119.1683 | 116.9827
Line3_1_5 | 0 | 0 | 0 | 0 | 0 | 0 | 0 | 0 | 0 | 0 | 0 | 0 | -6.1466e-09 | -3.6439e-09 | 1.0863e-08 | 2.7064e-09 | 1.8695e-09 | -5.6484e-09 | -8.9647e-09 | 9.2929e-09 | -2.0491e-09 | 4.6352e-09 | -4.5718e-09 | 8.1098e-10 | 0 | 0 | 0 | 0 | 0 | 0 | 1.1374 | 1.0373 | 1.1023 | 1.1374 | 1.0373 | 1.1023 | 2.0009 | -118.9295 | 117.1154 | 2.0009 | -118.9295 | 117.1154
Line4_2_6 | 0.14434 | 0.14434 | 0.14434 | 0.14434 | 0.14434 | 0.14434 | 0.033333 | 0.033333 | 0.033333 | 0.033333 | 0.033333 | 0.033333 | -0.0020513 | -0.0024497 | -0.0051136 | 0.0022596 | 0.0026581 | 0.005322 | -0.038284 | -0.034921 | -0.036832 | 0.0387 | 0.035338 | 0.037249 | 94.7872 | -25.2128 | -145.2128 | -85.2128 | 154.7872 | 34.7872 | 1.1502 | 1.0502 | 1.1156 | 1.163 | 1.0631 | 1.1288 | 1.7201 | -119.2255 | 116.883 | 1.4456 | -119.5144 | 116.656
Line5_6_7 | 0.14434 | 0.14434 | 0.14434 | 0.14434 | 0.14434 | 0.14434 | 0.033333 | 0.033333 | 0.033333 | 0.033333 | 0.033333 | 0.033333 | -0.0022596 | -0.0026581 | -0.005322 | 0.002468 | 0.0028664 | 0.0055303 | -0.0387 | -0.035338 | -0.037249 | 0.039117 | 0.035754 | 0.037665 | 94.7872 | -25.2128 | -145.2128 | -85.2128 | 154.7872 | 34.7872 | 1.163 | 1.0631 | 1.1288 | 1.1758 | 1.0761 | 1.1421 | 1.4456 | -119.5144 | 116.656 | 1.1771 | -119.7963 | 116.4343
Line6_7_8 | 0 | 0 | 0 | 0 | 0 | 0 | 0 | 0 | 0 | 0 | 0 | 0 | -9.2315e-09 | -4.9905e-09 | 1.7343e-08 | 5.6108e-09 | 3.2241e-09 | -1.1956e-08 | -1.3552e-08 | 1.473e-08 | -3.2203e-09 | 9.1278e-09 | -9.8053e-09 | 1.8734e-09 | 0 | 0 | 0 | 0 | 0 | 0 | 1.1758 | 1.0761 | 1.1421 | 1.1758 | 1.0761 | 1.1421 | 1.1771 | -119.7963 | 116.4343 | 1.1771 | -119.7963 | 116.4343
Line7_8_9 | 0 | 0 | 0 | 0 | 0 | 0 | 0 | 0 | 0 | 0 | 0 | 0 | -3.0772e-09 | -1.6635e-09 | 5.7812e-09 | -5.435e-10 | -1.029e-10 | -3.941e-10 | -4.5174e-09 | 4.91e-09 | -1.0734e-09 | 9.2997e-11 | 1.4726e-11 | -2.7346e-10 | 0 | 0 | 0 | 0 | 0 | 0 | 1.1758 | 1.0761 | 1.1421 | 1.1758 | 1.0761 | 1.1421 | 1.1771 | -119.7963 | 116.4343 | 1.1771 | -119.7963 | 116.4343
Line8_8_10 | 0 | 0 | 0 | 0 | 0 | 0 | 0 | 0 | 0 | 0 | 0 | 0 | -3.0772e-09 | -1.6635e-09 | 5.7812e-09 | -5.435e-10 | -1.029e-10 | -3.941e-10 | -4.5174e-09 | 4.91e-09 | -1.0734e-09 | 9.2997e-11 | 1.4726e-11 | -2.7346e-10 | 0 | 0 | 0 | 0 | 0 | 0 | 1.1758 | 1.0761 | 1.1421 | 1.1758 | 1.0761 | 1.1421 | 1.1771 | -119.7963 | 116.4343 | 1.1771 | -119.7963 | 116.4343
Line9_3_11 | 0.14434 | 0.14434 | 0.14434 | 0.14434 | 0.14434 | 0.14434 | 0.033333 | 0.033333 | 0.033333 | 0.033333 | 0.033333 | 0.033333 | -0.0020513 | -0.0024498 | -0.0051136 | 0.0022597 | 0.0026581 | 0.005322 | -0.038284 | -0.034921 | -0.036832 | 0.0387 | 0.035338 | 0.037249 | 94.7873 | -25.2127 | -145.2128 | -85.2127 | 154.7872 | 34.7872 | 1.1502 | 1.0502 | 1.1156 | 1.163 | 1.0631 | 1.1288 | 1.7201 | -119.2255 | 116.883 | 1.4456 | -119.5144 | 116.656

## LLG_max_fault_10
name | pf_ikss_a_from_ka | pf_ikss_b_from_ka | pf_ikss_c_from_ka | pf_ikss_a_to_ka | pf_ikss_b_to_ka | pf_ikss_c_to_ka | pf_skss_a_from_mw | pf_skss_b_from_mw | pf_skss_c_from_mw | pf_skss_a_to_mw | pf_skss_b_to_mw | pf_skss_c_to_mw | pf_p_a_from_mw | pf_p_b_from_mw | pf_p_c_from_mw | pf_p_a_to_mw | pf_p_b_to_mw | pf_p_c_to_mw | pf_q_a_from_mvar | pf_q_b_from_mvar | pf_q_c_from_mvar | pf_q_a_to_mvar | pf_q_b_to_mvar | pf_q_c_to_mvar | pf_ikss_a_from_degree | pf_ikss_b_from_degree | pf_ikss_c_from_degree | pf_ikss_a_to_degree | pf_ikss_b_to_degree | pf_ikss_c_to_degree | pf_vm_a_from_pu | pf_vm_b_from_pu | pf_vm_c_from_pu | pf_vm_a_to_pu | pf_vm_b_to_pu | pf_vm_c_to_pu | pf_va_a_from_degree | pf_va_b_from_degree | pf_va_c_from_degree | pf_va_a_to_degree | pf_va_b_to_degree | pf_va_c_to_degree
Line0_1_2 | 0.14434 | 0.14434 | 0.14434 | 0.14434 | 0.14434 | 0.14434 | 0.033333 | 0.033333 | 0.033333 | 0.033333 | 0.033333 | 0.033333 | -0.0019343 | -0.0023542 | -0.0051418 | 0.0021426 | 0.0025625 | 0.0053502 | -0.039668 | -0.036145 | -0.038144 | 0.040085 | 0.036561 | 0.03856 | 94.7869 | -25.2131 | -145.2131 | -85.2131 | 154.7869 | 34.7869 | 1.1915 | 1.0866 | 1.1547 | 1.2043 | 1.0995 | 1.1679 | 1.9953 | -118.9396 | 117.1096 | 1.7273 | -119.2223 | 116.8876
Line10_11_12 | 0.14434 | 0.14434 | 0.14434 | 0.14434 | 0.14434 | 0.14434 | 0.033333 | 0.033333 | 0.033333 | 0.033333 | 0.033333 | 0.033333 | -0.002351 | -0.0027709 | -0.0055585 | 0.0025593 | 0.0029792 | 0.0057668 | -0.040501 | -0.036978 | -0.038977 | 0.040918 | 0.037395 | 0.039394 | 94.7869 | -25.2131 | -145.2131 | -85.2131 | 154.7869 | 34.7869 | 1.2171 | 1.1125 | 1.1811 | 1.2299 | 1.1254 | 1.1944 | 1.4649 | -119.4984 | 116.6707 | 1.2079 | -119.7681 | 116.4585
Line11_12_13 | 0.14434 | 0.14434 | 0.14434 | 0.14434 | 0.14434 | 0.14434 | 0.033333 | 0.033333 | 0.033333 | 0.033333 | 0.033333 | 0.033333 | -0.0025593 | -0.0029792 | -0.0057668 | 0.0027676 | 0.0031875 | 0.0059752 | -0.040918 | -0.037395 | -0.039394 | 0.041335 | 0.037811 | 0.03981 | 94.7869 | -25.2131 | -145.2131 | -85.2131 | 154.7869 | 34.7869 | 1.2299 | 1.1254 | 1.1944 | 1.2428 | 1.1384 | 1.2077 | 1.2079 | -119.7681 | 116.4585 | 0.95634 | -120.0317 | 116.251
Line12_13_15 | 0 | 0 | 0 | 0 | 0 | 0 | 0 | 0 | 0 | 0 | 0 | 0 | -1.0124e-08 | -5.327e-09 | 1.9348e-08 | 6.0976e-09 | 3.3912e-09 | -1.3386e-08 | -1.4901e-08 | 1.6401e-08 | -3.5735e-09 | 1.0018e-08 | -1.0936e-08 | 2.0639e-09 | 0 | 0 | 0 | 0 | 0 | 0 | 1.2428 | 1.1384 | 1.2077 | 1.2428 | 1.1384 | 1.2077 | 0.95634 | -120.0317 | 116.251 | 0.95634 | -120.0317 | 116.251
Line13_13_14 | 0.14434 | 0.14434 | 0.14434 | 0.14434 | 0.14434 | 0.14434 | 0.033333 | 0.033333 | 0.033333 | 0.033333 | 0.033333 | 0.033333 | -0.0027676 | -0.0031875 | -0.0059752 | 0.0029759 | 0.0033958 | 0.0061835 | -0.041335 | -0.037811 | -0.03981 | 0.041751 | 0.038228 | 0.040227 | 94.7869 | -25.2131 | -145.2131 | -85.2131 | 154.7869 | 34.7869 | 1.2428 | 1.1384 | 1.2077 | 1.2557 | 1.1514 | 1.221 | 0.95634 | -120.0317 | 116.251 | 0.7099 | -120.2894 | 116.0481
Line14_15_16 | 0 | 0 | 0 | 0 | 0 | 0 | 0 | 0 | 0 | 0 | 0 | 0 | -6.7492e-09 | -3.5513e-09 | 1.2898e-08 | 2.7231e-09 | 1.6155e-09 | -6.9365e-09 | -9.9339e-09 | 1.0934e-08 | -2.3824e-09 | 5.0506e-09 | -5.4694e-09 | 8.7269e-10 | 0 | 0 | 0 | 0 | 0 | 0 | 1.2428 | 1.1384 | 1.2077 | 1.2428 | 1.1384 | 1.2077 | 0.95634 | -120.0317 | 116.251 | 0.95634 | -120.0317 | 116.251
Line15_16_17 | 0 | 0 | 0 | 0 | 0 | 0 | 0 | 0 | 0 | 0 | 0 | 0 | -3.3746e-09 | -1.7757e-09 | 6.4492e-09 | -6.5152e-10 | -1.6015e-10 | -4.873e-10 | -4.9669e-09 | 5.4668e-09 | -1.1912e-09 | 8.3665e-11 | -2.5431e-12 | -3.1849e-10 | 0 | 0 | 0 | 0 | 0 | 0 | 1.2428 | 1.1384 | 1.2077 | 1.2428 | 1.1384 | 1.2077 | 0.95634 | -120.0317 | 116.251 | 0.95634 | -120.0317 | 116.251
Line16_4_18 | 0 | 0.035746 | 0.037943 | 0 | 0.035746 | 0.037943 | 0 | 0.0082552 | 0.0087626 | 0 | 0.0082552 | 0.0087626 | -3.3853e-09 | 0.006397 | 0.0072154 | -4.6141e-10 | -0.0063889 | -0.0071984 | -5.0302e-09 | 0.0064146 | 0.007223 | 1.5511e-10 | -0.0063889 | -0.0071984 | 0 | -164.2527 | 71.9483 | 0 | 15.7473 | -108.0517 | 1.2045 | 1.0974 | 1.1651 | 1.204 | 1.0945 | 1.1618 | 1.8361 | -119.1743 | 116.9785 | 1.8304 | -119.2527 | 116.9483
Line17_5_19 | 0 | 0 | 0 | 0 | 0 | 0 | 0 | 0 | 0 | 0 | 0 | 0 | -3.3717e-09 | -1.9994e-09 | 5.9585e-09 | -4.0245e-10 | 5.2474e-11 | -2.3735e-10 | -4.918e-09 | 5.0987e-09 | -1.123e-09 | 1.6732e-10 | 8.1109e-11 | -2.3484e-10 | 0 | 0 | 0 | 0 | 0 | 0 | 1.1915 | 1.0866 | 1.1547 | 1.1915 | 1.0866 | 1.1547 | 1.9953 | -118.9396 | 117.1096 | 1.9953 | -118.9396 | 117.1096
Line1_1_3 | 0.14434 | 0.14434 | 0.14434 | 0.14434 | 0.14434 | 0.14434 | 0.033333 | 0.033333 | 0.033333 | 0.033333 | 0.033333 | 0.033333 | -0.0019343 | -0.0023542 | -0.0051418 | 0.0021426 | 0.0025625 | 0.0053502 | -0.039668 | -0.036145 | -0.038144 | 0.040085 | 0.036561 | 0.03856 | 94.7869 | -25.2131 | -145.2132 | -85.2131 | 154.7869 | 34.7868 | 1.1915 | 1.0866 | 1.1547 | 1.2043 | 1.0995 | 1.1679 | 1.9953 | -118.9396 | 117.1096 | 1.7273 | -119.2223 | 116.8876
Line2_1_4 | 0.14434 | 0.115 | 0.11177 | 0.14434 | 0.115 | 0.11177 | 0.033333 | 0.026558 | 0.025812 | 0.033333 | 0.026558 | 0.025812 | -0.0090709 | -0.0025389 | -0.004816 | 0.0092789 | 0.0026829 | 0.0049275 | -0.038665 | -0.028747 | -0.029412 | 0.039063 | 0.02902 | 0.029667 | 105.1981 | -23.8923 | -143.5912 | -74.8019 | 156.1077 | 36.4088 | 1.1915 | 1.0866 | 1.1547 | 1.2045 | 1.0974 | 1.1651 | 1.9953 | -118.9396 | 117.1096 | 1.8361 | -119.1743 | 116.9785
Line3_1_5 | 0 | 0 | 0 | 0 | 0 | 0 | 0 | 0 | 0 | 0 | 0 | 0 | -6.7435e-09 | -3.9988e-09 | 1.1917e-08 | 2.9693e-09 | 2.0519e-09 | -6.1958e-09 | -9.836e-09 | 1.0197e-08 | -2.246e-09 | 5.0853e-09 | -5.0176e-09 | 8.8814e-10 | 0 | 0 | 0 | 0 | 0 | 0 | 1.1915 | 1.0866 | 1.1547 | 1.1915 | 1.0866 | 1.1547 | 1.9953 | -118.9396 | 117.1096 | 1.9953 | -118.9396 | 117.1096
Line4_2_6 | 0.14434 | 0.14434 | 0.14434 | 0.14434 | 0.14434 | 0.14434 | 0.033333 | 0.033333 | 0.033333 | 0.033333 | 0.033333 | 0.033333 | -0.0021426 | -0.0025625 | -0.0053502 | 0.0023509 | 0.0027709 | 0.0055585 | -0.040085 | -0.036561 | -0.03856 | 0.040501 | 0.036978 | 0.038977 | 94.7869 | -25.2131 | -145.2131 | -85.2131 | 154.7869 | 34.7869 | 1.2043 | 1.0995 | 1.1679 | 1.2171 | 1.1125 | 1.1811 | 1.7273 | -119.2223 | 116.8876 | 1.4649 | -119.4984 | 116.6707
Line5_6_7 | 0.14434 | 0.14434 | 0.14434 | 0.14434 | 0.14434 | 0.14434 | 0.033333 | 0.033333 | 0.033333 | 0.033333 | 0.033333 | 0.033333 | -0.0023509 | -0.0027709 | -0.0055585 | 0.0025593 | 0.0029792 | 0.0057668 | -0.040501 | -0.036978 | -0.038977 | 0.040918 | 0.037395 | 0.039394 | 94.7869 | -25.2131 | -145.2131 | -85.2131 | 154.7869 | 34.7869 | 1.2171 | 1.1125 | 1.1811 | 1.2299 | 1.1254 | 1.1944 | 1.4649 | -119.4984 | 116.6707 | 1.2079 | -119.7681 | 116.4585
Line6_7_8 | 0 | 0 | 0 | 0 | 0 | 0 | 0 | 0 | 0 | 0 | 0 | 0 | -1.0128e-08 | -5.5013e-09 | 1.8973e-08 | 6.1649e-09 | 3.5627e-09 | -1.3071e-08 | -1.4864e-08 | 1.6124e-08 | -3.5224e-09 | 1.0014e-08 | -1.0731e-08 | 2.0507e-09 | 0 | 0 | 0 | 0 | 0 | 0 | 1.2299 | 1.1254 | 1.1944 | 1.2299 | 1.1254 | 1.1944 | 1.2079 | -119.7681 | 116.4585 | 1.2079 | -119.7681 | 116.4585
Line7_8_9 | 0 | 0 | 0 | 0 | 0 | 0 | 0 | 0 | 0 | 0 | 0 | 0 | -3.376e-09 | -1.8338e-09 | 6.3244e-09 | -5.8711e-10 | -1.0484e-10 | -4.2266e-10 | -4.9547e-09 | 5.3748e-09 | -1.1741e-09 | 1.0458e-10 | 1.837e-11 | -2.9758e-10 | 0 | 0 | 0 | 0 | 0 | 0 | 1.2299 | 1.1254 | 1.1944 | 1.2299 | 1.1254 | 1.1944 | 1.2079 | -119.7681 | 116.4585 | 1.2079 | -119.7681 | 116.4585
Line8_8_10 | 0 | 0 | 0 | 0 | 0 | 0 | 0 | 0 | 0 | 0 | 0 | 0 | -3.376e-09 | -1.8338e-09 | 6.3244e-09 | -5.8711e-10 | -1.0484e-10 | -4.2266e-10 | -4.9547e-09 | 5.3748e-09 | -1.1741e-09 | 1.0458e-10 | 1.837e-11 | -2.9758e-10 | 0 | 0 | 0 | 0 | 0 | 0 | 1.2299 | 1.1254 | 1.1944 | 1.2299 | 1.1254 | 1.1944 | 1.2079 | -119.7681 | 116.4585 | 1.2079 | -119.7681 | 116.4585
Line9_3_11 | 0.14434 | 0.14434 | 0.14434 | 0.14434 | 0.14434 | 0.14434 | 0.033333 | 0.033333 | 0.033333 | 0.033333 | 0.033333 | 0.033333 | -0.0021426 | -0.0025625 | -0.0053502 | 0.002351 | 0.0027709 | 0.0055585 | -0.040085 | -0.036561 | -0.03856 | 0.040501 | 0.036978 | 0.038977 | 94.7869 | -25.2131 | -145.2132 | -85.2131 | 154.7869 | 34.7869 | 1.2043 | 1.0995 | 1.1679 | 1.2171 | 1.1125 | 1.1811 | 1.7273 | -119.2223 | 116.8876 | 1.4649 | -119.4984 | 116.6707

## LLG_min_6
name | pf_ikss_a_from_ka | pf_ikss_b_from_ka | pf_ikss_c_from_ka | pf_ikss_a_to_ka | pf_ikss_b_to_ka | pf_ikss_c_to_ka | pf_skss_a_from_mw | pf_skss_b_from_mw | pf_skss_c_from_mw | pf_skss_a_to_mw | pf_skss_b_to_mw | pf_skss_c_to_mw | pf_p_a_from_mw | pf_p_b_from_mw | pf_p_c_from_mw | pf_p_a_to_mw | pf_p_b_to_mw | pf_p_c_to_mw | pf_q_a_from_mvar | pf_q_b_from_mvar | pf_q_c_from_mvar | pf_q_a_to_mvar | pf_q_b_to_mvar | pf_q_c_to_mvar | pf_ikss_a_from_degree | pf_ikss_b_from_degree | pf_ikss_c_from_degree | pf_ikss_a_to_degree | pf_ikss_b_to_degree | pf_ikss_c_to_degree | pf_vm_a_from_pu | pf_vm_b_from_pu | pf_vm_c_from_pu | pf_vm_a_to_pu | pf_vm_b_to_pu | pf_vm_c_to_pu | pf_va_a_from_degree | pf_va_b_from_degree | pf_va_c_from_degree | pf_va_a_to_degree | pf_va_b_to_degree | pf_va_c_to_degree
Line0_1_2 | 0 | 1.0137e-06 | 0 | 0 | 0 | 0 | 0 | 2.3411e-07 | 0 | 0 | 0 | 0 | 7.1172e-09 | -1.3482e-07 | 1.3569e-07 | -8.2138e-09 | 1.1304e-07 | -1.1282e-07 | -3.1961e-07 | 3.1775e-08 | -2.0203e-08 | 2.6639e-07 | -2.5888e-08 | 1.5466e-08 | 0 | 89.9158 | 0 | 0 | 0 | 0 | 1.3959 | 0.59166 | 0.61265 | 1.3959 | 0.59166 | 0.61265 | 0.59824 | -103.3455 | 80.0806 | 0.59823 | -103.3455 | 80.0806
Line10_11_12 | 0 | 1.0137e-06 | 0 | 0 | 0 | 0 | 0 | 2.3411e-07 | 0 | 0 | 0 | 0 | 7.1172e-09 | -1.3482e-07 | 1.3569e-07 | -8.2138e-09 | 1.1304e-07 | -1.1282e-07 | -3.1961e-07 | 3.1775e-08 | -2.0203e-08 | 2.6639e-07 | -2.5888e-08 | 1.5466e-08 | 0 | 89.9158 | 0 | 0 | 0 | 0 | 1.3959 | 0.59166 | 0.61265 | 1.3959 | 0.59166 | 0.61265 | 0.59823 | -103.3455 | 80.0806 | 0.59823 | -103.3455 | 80.0806
Line11_12_13 | 0 | 0 | 0 | 0 | 0 | 0 | 0 | 0 | 0 | 0 | 0 | 0 | 5.931e-09 | -1.1235e-07 | 1.1308e-07 | -7.0276e-09 | 9.0573e-08 | -9.0203e-08 | -2.6634e-07 | 2.6479e-08 | -1.6836e-08 | 2.1313e-07 | -2.0592e-08 | 1.2099e-08 | 0 | 0 | 0 | 0 | 0 | 0 | 1.3959 | 0.59166 | 0.61265 | 1.3959 | 0.59166 | 0.61265 | 0.59823 | -103.3455 | 80.0806 | 0.59823 | -103.3455 | 80.0806
Line12_13_15 | 0 | 0 | 0 | 0 | 0 | 0 | 0 | 0 | 0 | 0 | 0 | 0 | 3.5586e-09 | -6.7412e-08 | 6.7847e-08 | -4.6552e-09 | 4.5632e-08 | -4.4971e-08 | -1.5981e-07 | 1.5887e-08 | -1.0101e-08 | 1.0659e-07 | -1.0001e-08 | 5.3649e-09 | 0 | 0 | 0 | 0 | 0 | 0 | 1.3959 | 0.59166 | 0.61265 | 1.3959 | 0.59166 | 0.61265 | 0.59823 | -103.3455 | 80.0806 | 0.59823 | -103.3455 | 80.0806
Line13_13_14 | 0 | 0 | 0 | 0 | 0 | 0 | 0 | 0 | 0 | 0 | 0 | 0 | 1.1862e-09 | -2.2471e-08 | 2.2616e-08 | -2.2828e-09 | 6.9093e-10 | 2.6046e-10 | -5.3269e-08 | 5.2958e-09 | -3.3672e-09 | 5.0769e-11 | 5.9067e-10 | -1.3695e-09 | 0 | 0 | 0 | 0 | 0 | 0 | 1.3959 | 0.59166 | 0.61265 | 1.3959 | 0.59166 | 0.61265 | 0.59823 | -103.3455 | 80.0806 | 0.59823 | -103.3455 | 80.0806
Line14_15_16 | 0 | 0 | 0 | 0 | 0 | 0 | 0 | 0 | 0 | 0 | 0 | 0 | 2.3724e-09 | -4.4941e-08 | 4.5231e-08 | -3.469e-09 | 2.3162e-08 | -2.2355e-08 | -1.0654e-07 | 1.0592e-08 | -6.7343e-09 | 5.332e-08 | -4.7051e-09 | 1.9977e-09 | 0 | 0 | 0 | 0 | 0 | 0 | 1.3959 | 0.59166 | 0.61265 | 1.3959 | 0.59166 | 0.61265 | 0.59823 | -103.3455 | 80.0806 | 0.59823 | -103.3455 | 80.0806
Line15_16_17 | 0 | 0 | 0 | 0 | 0 | 0 | 0 | 0 | 0 | 0 | 0 | 0 | 1.1862e-09 | -2.2471e-08 | 2.2616e-08 | -2.2828e-09 | 6.9093e-10 | 2.6046e-10 | -5.3269e-08 | 5.2958e-09 | -3.3672e-09 | 5.0769e-11 | 5.9067e-10 | -1.3695e-09 | 0 | 0 | 0 | 0 | 0 | 0 | 1.3959 | 0.59166 | 0.61265 | 1.3959 | 0.59166 | 0.61265 | 0.59823 | -103.3455 | 80.0806 | 0.59823 | -103.3455 | 80.0806
Line16_4_18 | 0 | 2.4438 | 2.5749 | 0 | 2.4438 | 2.5749 | 0 | 0.56438 | 0.59464 | 0 | 0.56438 | 0.59464 | 1.8948e-09 | 0.11373 | 0.12801 | -2.2315e-09 | -1.542e-14 | -5.8769e-15 | -5.3826e-08 | 0.12223 | 0.12959 | 7.4985e-11 | -1.3005e-14 | 6.6446e-15 | 0 | -150.4085 | 34.7308 | 0 | 29.5915 | -145.2692 | 1.3921 | 0.29583 | 0.30633 | 1.3883 | 0 | 0 | 0.74296 | -103.3455 | 80.0806 | 0.88848 | 0 | 0
Line17_5_19 | 0 | 0 | 0 | 0 | 0 | 0 | 0 | 0 | 0 | 0 | 0 | 0 | 1.1862e-09 | -2.2471e-08 | 2.2616e-08 | -2.2828e-09 | 6.9093e-10 | 2.6046e-10 | -5.3269e-08 | 5.2958e-09 | -3.3672e-09 | 5.077e-11 | 5.9067e-10 | -1.3695e-09 | 0 | 0 | 0 | 0 | 0 | 0 | 1.3959 | 0.59166 | 0.61265 | 1.3959 | 0.59166 | 0.61265 | 0.59824 | -103.3455 | 80.0806 | 0.59823 | -103.3455 | 80.0806
Line1_1_3 | 1.3222e-06 | 1.3517e-06 | 1.2928e-06 | 1.1573e-06 | 1.1866e-06 | 1.128e-06 | 3.0535e-07 | 3.1215e-07 | 2.9857e-07 | 2.6726e-07 | 2.7404e-07 | 2.6051e-07 | 9.4896e-09 | -1.7976e-07 | 1.8093e-07 | -1.0586e-08 | 1.5798e-07 | -1.5805e-07 | -4.2615e-07 | 4.2366e-08 | -2.6937e-08 | 3.7293e-07 | -3.648e-08 | 2.2201e-08 | 89.3226 | 89.9158 | 88.5489 | -91.0278 | -90.3434 | -91.9236 | 1.3959 | 0.59166 | 0.61265 | 1.3959 | 0.59166 | 0.61265 | 0.59824 | -103.3455 | 80.0806 | 0.59823 | -103.3455 | 80.0806
Line2_1_4 | 0 | 2.4438 | 2.5749 | 0 | 2.4438 | 2.5749 | 0 | 0.56438 | 0.59464 | 0 | 0.56438 | 0.59464 | 3.1358e-09 | 0.22747 | 0.25603 | -4.1518e-09 | -0.11373 | -0.12801 | -1.0749e-07 | 0.24447 | 0.25917 | 5.3889e-08 | -0.12223 | -0.12959 | 0 | -150.4085 | 34.7308 | 0 | 29.5915 | -145.2692 | 1.3959 | 0.59166 | 0.61265 | 1.3921 | 0.29583 | 0.30633 | 0.59824 | -103.3455 | 80.0806 | 0.74296 | -103.3455 | 80.0806
Line3_1_5 | 0 | 0 | 0 | 0 | 0 | 0 | 0 | 0 | 0 | 0 | 0 | 0 | 2.3724e-09 | -4.4941e-08 | 4.5231e-08 | -3.469e-09 | 2.3161e-08 | -2.2355e-08 | -1.0654e-07 | 1.0592e-08 | -6.7343e-09 | 5.3319e-08 | -4.7051e-09 | 1.9977e-09 | 0 | 0 | 0 | 0 | 0 | 0 | 1.3959 | 0.59166 | 0.61265 | 1.3959 | 0.59166 | 0.61265 | 0.59824 | -103.3455 | 80.0806 | 0.59824 | -103.3455 | 80.0806
Line4_2_6 | 0 | 0 | 0 | 0 | 0 | 0 | 0 | 0 | 0 | 0 | 0 | 0 | 5.931e-09 | -1.1235e-07 | 1.1308e-07 | -7.0276e-09 | 9.0573e-08 | -9.0203e-08 | -2.6634e-07 | 2.6479e-08 | -1.6836e-08 | 2.1313e-07 | -2.0592e-08 | 1.2099e-08 | 0 | 0 | 0 | 0 | 0 | 0 | 1.3959 | 0.59166 | 0.61265 | 1.3959 | 0.59166 | 0.61265 | 0.59823 | -103.3455 | 80.0806 | 0.59823 | -103.3455 | 80.0806
Line5_6_7 | 0 | 0 | 0 | 0 | 0 | 0 | 0 | 0 | 0 | 0 | 0 | 0 | 4.7448e-09 | -8.9882e-08 | 9.0463e-08 | -5.8414e-09 | 6.8103e-08 | -6.7587e-08 | -2.1307e-07 | 2.1183e-08 | -1.3469e-08 | 1.5986e-07 | -1.5297e-08 | 8.732e-09 | 0 | 0 | 0 | 0 | 0 | 0 | 1.3959 | 0.59166 | 0.61265 | 1.3959 | 0.59166 | 0.61265 | 0.59823 | -103.3455 | 80.0806 | 0.59823 | -103.3455 | 80.0806
Line6_7_8 | 0 | 0 | 0 | 0 | 0 | 0 | 0 | 0 | 0 | 0 | 0 | 0 | 3.5586e-09 | -6.7412e-08 | 6.7847e-08 | -4.6552e-09 | 4.5632e-08 | -4.4971e-08 | -1.5981e-07 | 1.5887e-08 | -1.0101e-08 | 1.0659e-07 | -1.0001e-08 | 5.3649e-09 | 0 | 0 | 0 | 0 | 0 | 0 | 1.3959 | 0.59166 | 0.61265 | 1.3959 | 0.59166 | 0.61265 | 0.59823 | -103.3455 | 80.0806 | 0.59823 | -103.3455 | 80.0806
Line7_8_9 | 0 | 0 | 0 | 0 | 0 | 0 | 0 | 0 | 0 | 0 | 0 | 0 | 1.1862e-09 | -2.2471e-08 | 2.2616e-08 | -2.2828e-09 | 6.9093e-10 | 2.6046e-10 | -5.3269e-08 | 5.2958e-09 | -3.3672e-09 | 5.0769e-11 | 5.9067e-10 | -1.3695e-09 | 0 | 0 | 0 | 0 | 0 | 0 | 1.3959 | 0.59166 | 0.61265 | 1.3959 | 0.59166 | 0.61265 | 0.59823 | -103.3455 | 80.0806 | 0.59823 | -103.3455 | 80.0806
Line8_8_10 | 0 | 0 | 0 | 0 | 0 | 0 | 0 | 0 | 0 | 0 | 0 | 0 | 1.1862e-09 | -2.2471e-08 | 2.2616e-08 | -2.2828e-09 | 6.9093e-10 | 2.6046e-10 | -5.3269e-08 | 5.2958e-09 | -3.3672e-09 | 5.0769e-11 | 5.9067e-10 | -1.3695e-09 | 0 | 0 | 0 | 0 | 0 | 0 | 1.3959 | 0.59166 | 0.61265 | 1.3959 | 0.59166 | 0.61265 | 0.59823 | -103.3455 | 80.0806 | 0.59823 | -103.3455 | 80.0806
Line9_3_11 | 1.1569e-06 | 1.1827e-06 | 1.1312e-06 | 0 | 1.0177e-06 | 0 | 2.6719e-07 | 2.7313e-07 | 2.6125e-07 | 0 | 2.3503e-07 | 0 | 8.3034e-09 | -1.5729e-07 | 1.5831e-07 | -9.4e-09 | 1.3551e-07 | -1.3543e-07 | -3.7288e-07 | 3.707e-08 | -2.357e-08 | 3.1966e-07 | -3.1184e-08 | 1.8833e-08 | 89.3226 | 89.9158 | 88.5489 | 0 | -90.3864 | 0 | 1.3959 | 0.59166 | 0.61265 | 1.3959 | 0.59166 | 0.61265 | 0.59823 | -103.3455 | 80.0806 | 0.59823 | -103.3455 | 80.0806

## LLG_min_10
name | pf_ikss_a_from_ka | pf_ikss_b_from_ka | pf_ikss_c_from_ka | pf_ikss_a_to_ka | pf_ikss_b_to_ka | pf_ikss_c_to_ka | pf_skss_a_from_mw | pf_skss_b_from_mw | pf_skss_c_from_mw | pf_skss_a_to_mw | pf_skss_b_to_mw | pf_skss_c_to_mw | pf_p_a_from_mw | pf_p_b_from_mw | pf_p_c_from_mw | pf_p_a_to_mw | pf_p_b_to_mw | pf_p_c_to_mw | pf_q_a_from_mvar | pf_q_b_from_mvar | pf_q_c_from_mvar | pf_q_a_to_mvar | pf_q_b_to_mvar | pf_q_c_to_mvar | pf_ikss_a_from_degree | pf_ikss_b_from_degree | pf_ikss_c_from_degree | pf_ikss_a_to_degree | pf_ikss_b_to_degree | pf_ikss_c_to_degree | pf_vm_a_from_pu | pf_vm_b_from_pu | pf_vm_c_from_pu | pf_vm_a_to_pu | pf_vm_b_to_pu | pf_vm_c_to_pu | pf_va_a_from_degree | pf_va_b_from_degree | pf_va_c_from_degree | pf_va_a_to_degree | pf_va_b_to_degree | pf_va_c_to_degree
Line0_1_2 | 0 | 0 | 0 | 0 | 0 | 0 | 0 | 0 | 0 | 0 | 0 | 0 | 6.3877e-09 | -1.21e-07 | 1.2179e-07 | -7.3719e-09 | 1.0146e-07 | -1.0126e-07 | -2.8685e-07 | 2.8518e-08 | -1.8132e-08 | 2.3909e-07 | -2.3235e-08 | 1.3881e-08 | 0 | 0 | 0 | 0 | 0 | 0 | 1.3225 | 0.56052 | 0.58041 | 1.3225 | 0.56052 | 0.58041 | 0.59824 | -103.3455 | 80.0806 | 0.59823 | -103.3455 | 80.0806
Line10_11_12 | 0 | 0 | 0 | 0 | 0 | 0 | 0 | 0 | 0 | 0 | 0 | 0 | 6.3878e-09 | -1.21e-07 | 1.2179e-07 | -7.3719e-09 | 1.0146e-07 | -1.0126e-07 | -2.8685e-07 | 2.8518e-08 | -1.8132e-08 | 2.3909e-07 | -2.3235e-08 | 1.3881e-08 | 0 | 0 | 0 | 0 | 0 | 0 | 1.3225 | 0.56052 | 0.58041 | 1.3225 | 0.56052 | 0.58041 | 0.59823 | -103.3455 | 80.0806 | 0.59823 | -103.3455 | 80.0806
Line11_12_13 | 0 | 0 | 0 | 0 | 0 | 0 | 0 | 0 | 0 | 0 | 0 | 0 | 5.3231e-09 | -1.0084e-07 | 1.0149e-07 | -6.3073e-09 | 8.129e-08 | -8.0957e-08 | -2.3905e-07 | 2.3765e-08 | -1.511e-08 | 1.9128e-07 | -1.8482e-08 | 1.0859e-08 | 0 | 0 | 0 | 0 | 0 | 0 | 1.3225 | 0.56052 | 0.58041 | 1.3225 | 0.56052 | 0.58041 | 0.59823 | -103.3455 | 80.0806 | 0.59823 | -103.3455 | 80.0806
Line12_13_15 | 0 | 0 | 0 | 0 | 0 | 0 | 0 | 0 | 0 | 0 | 0 | 0 | 3.1939e-09 | -6.0502e-08 | 6.0893e-08 | -4.178e-09 | 4.0955e-08 | -4.0362e-08 | -1.4343e-07 | 1.4259e-08 | -9.0661e-09 | 9.5664e-08 | -8.9759e-09 | 4.815e-09 | 0 | 0 | 0 | 0 | 0 | 0 | 1.3225 | 0.56052 | 0.58041 | 1.3225 | 0.56052 | 0.58041 | 0.59823 | -103.3455 | 80.0806 | 0.59823 | -103.3455 | 80.0806
Line13_13_14 | 0 | 0 | 0 | 0 | 0 | 0 | 0 | 0 | 0 | 0 | 0 | 0 | 1.0646e-09 | -2.0167e-08 | 2.0298e-08 | -2.0488e-09 | 6.2011e-10 | 2.3377e-10 | -4.7809e-08 | 4.753e-09 | -3.0221e-09 | 4.5566e-11 | 5.3013e-10 | -1.2291e-09 | 0 | 0 | 0 | 0 | 0 | 0 | 1.3225 | 0.56052 | 0.58041 | 1.3225 | 0.56052 | 0.58041 | 0.59823 | -103.3455 | 80.0806 | 0.59823 | -103.3455 | 80.0806
Line14_15_16 | 0 | 0 | 0 | 0 | 0 | 0 | 0 | 0 | 0 | 0 | 0 | 0 | 2.1293e-09 | -4.0335e-08 | 4.0596e-08 | -3.1134e-09 | 2.0788e-08 | -2.0064e-08 | -9.5618e-08 | 9.506e-09 | -6.0441e-09 | 4.7855e-08 | -4.2229e-09 | 1.793e-09 | 0 | 0 | 0 | 0 | 0 | 0 | 1.3225 | 0.56052 | 0.58041 | 1.3225 | 0.56052 | 0.58041 | 0.59823 | -103.3455 | 80.0806 | 0.59823 | -103.3455 | 80.0806
Line15_16_17 | 0 | 0 | 0 | 0 | 0 | 0 | 0 | 0 | 0 | 0 | 0 | 0 | 1.0646e-09 | -2.0167e-08 | 2.0298e-08 | -2.0488e-09 | 6.2011e-10 | 2.3377e-10 | -4.7809e-08 | 4.753e-09 | -3.0221e-09 | 4.5565e-11 | 5.3013e-10 | -1.2291e-09 | 0 | 0 | 0 | 0 | 0 | 0 | 1.3225 | 0.56052 | 0.58041 | 1.3225 | 0.56052 | 0.58041 | 0.59823 | -103.3455 | 80.0806 | 0.59823 | -103.3455 | 80.0806
Line16_4_18 | 0 | 2.3152 | 2.4394 | 0 | 2.3152 | 2.4394 | 0 | 0.53467 | 0.56335 | 0 | 0.53467 | 0.56335 | 1.7006e-09 | 0.10208 | 0.11489 | -2.0028e-09 | -1.2984e-14 | -6.2861e-15 | -4.8309e-08 | 0.1097 | 0.11631 | 6.73e-11 | -1.1263e-14 | 5.4231e-15 | 0 | -150.4085 | 34.7308 | 0 | 29.5915 | -145.2692 | 1.3188 | 0.28026 | 0.2902 | 1.3152 | 0 | 0 | 0.74296 | -103.3455 | 80.0806 | 0.88848 | 0 | 0
Line17_5_19 | 0 | 0 | 0 | 0 | 0 | 0 | 0 | 0 | 0 | 0 | 0 | 0 | 1.0646e-09 | -2.0167e-08 | 2.0298e-08 | -2.0488e-09 | 6.2011e-10 | 2.3377e-10 | -4.7809e-08 | 4.753e-09 | -3.0221e-09 | 4.5566e-11 | 5.3013e-10 | -1.2291e-09 | 0 | 0 | 0 | 0 | 0 | 0 | 1.3225 | 0.56052 | 0.58041 | 1.3225 | 0.56052 | 0.58041 | 0.59824 | -103.3455 | 80.0806 | 0.59823 | -103.3455 | 80.0806
Line1_1_3 | 1.2526e-06 | 1.2805e-06 | 1.2248e-06 | 1.0964e-06 | 1.1242e-06 | 1.0687e-06 | 2.8928e-07 | 2.9572e-07 | 2.8286e-07 | 2.532e-07 | 2.5962e-07 | 2.468e-07 | 8.517e-09 | -1.6134e-07 | 1.6238e-07 | -9.5012e-09 | 1.4179e-07 | -1.4185e-07 | -3.8247e-07 | 3.8024e-08 | -2.4176e-08 | 3.3471e-07 | -3.2741e-08 | 1.9925e-08 | 89.3226 | 89.9158 | 88.5489 | -91.0278 | -90.3434 | -91.9236 | 1.3225 | 0.56052 | 0.58041 | 1.3225 | 0.56052 | 0.58041 | 0.59824 | -103.3455 | 80.0806 | 0.59823 | -103.3455 | 80.0806
Line2_1_4 | 0 | 2.3152 | 2.4394 | 0 | 2.3152 | 2.4394 | 0 | 0.53467 | 0.56335 | 0 | 0.53467 | 0.56335 | 2.8144e-09 | 0.20415 | 0.22979 | -3.7263e-09 | -0.10208 | -0.11489 | -9.6473e-08 | 0.21941 | 0.23261 | 4.8365e-08 | -0.1097 | -0.11631 | 0 | -150.4085 | 34.7308 | 0 | 29.5915 | -145.2692 | 1.3225 | 0.56052 | 0.58041 | 1.3188 | 0.28026 | 0.2902 | 0.59824 | -103.3455 | 80.0806 | 0.74296 | -103.3455 | 80.0806
Line3_1_5 | 0 | 0 | 0 | 0 | 0 | 0 | 0 | 0 | 0 | 0 | 0 | 0 | 2.1292e-09 | -4.0335e-08 | 4.0596e-08 | -3.1134e-09 | 2.0788e-08 | -2.0064e-08 | -9.5618e-08 | 9.506e-09 | -6.0441e-09 | 4.7855e-08 | -4.2229e-09 | 1.793e-09 | 0 | 0 | 0 | 0 | 0 | 0 | 1.3225 | 0.56052 | 0.58041 | 1.3225 | 0.56052 | 0.58041 | 0.59824 | -103.3455 | 80.0806 | 0.59824 | -103.3455 | 80.0806
Line4_2_6 | 0 | 0 | 0 | 0 | 0 | 0 | 0 | 0 | 0 | 0 | 0 | 0 | 5.3231e-09 | -1.0084e-07 | 1.0149e-07 | -6.3073e-09 | 8.129e-08 | -8.0957e-08 | -2.3905e-07 | 2.3765e-08 | -1.511e-08 | 1.9128e-07 | -1.8482e-08 | 1.0859e-08 | 0 | 0 | 0 | 0 | 0 | 0 | 1.3225 | 0.56052 | 0.58041 | 1.3225 | 0.56052 | 0.58041 | 0.59823 | -103.3455 | 80.0806 | 0.59823 | -103.3455 | 80.0806
Line5_6_7 | 0 | 0 | 0 | 0 | 0 | 0 | 0 | 0 | 0 | 0 | 0 | 0 | 4.2585e-09 | -8.067e-08 | 8.1191e-08 | -5.2427e-09 | 6.1123e-08 | -6.066e-08 | -1.9124e-07 | 1.9012e-08 | -1.2088e-08 | 1.4347e-07 | -1.3729e-08 | 7.8371e-09 | 0 | 0 | 0 | 0 | 0 | 0 | 1.3225 | 0.56052 | 0.58041 | 1.3225 | 0.56052 | 0.58041 | 0.59823 | -103.3455 | 80.0806 | 0.59823 | -103.3455 | 80.0806
Line6_7_8 | 0 | 0 | 0 | 0 | 0 | 0 | 0 | 0 | 0 | 0 | 0 | 0 | 3.1939e-09 | -6.0502e-08 | 6.0893e-08 | -4.178e-09 | 4.0955e-08 | -4.0362e-08 | -1.4343e-07 | 1.4259e-08 | -9.0662e-09 | 9.5664e-08 | -8.9759e-09 | 4.815e-09 | 0 | 0 | 0 | 0 | 0 | 0 | 1.3225 | 0.56052 | 0.58041 | 1.3225 | 0.56052 | 0.58041 | 0.59823 | -103.3455 | 80.0806 | 0.59823 | -103.3455 | 80.0806
Line7_8_9 | 0 | 0 | 0 | 0 | 0 | 0 | 0 | 0 | 0 | 0 | 0 | 0 | 1.0646e-09 | -2.0167e-08 | 2.0298e-08 | -2.0488e-09 | 6.2011e-10 | 2.3377e-10 | -4.7809e-08 | 4.753e-09 | -3.0221e-09 | 4.5566e-11 | 5.3013e-10 | -1.2291e-09 | 0 | 0 | 0 | 0 | 0 | 0 | 1.3225 | 0.56052 | 0.58041 | 1.3225 | 0.56052 | 0.58041 | 0.59823 | -103.3455 | 80.0806 | 0.59823 | -103.3455 | 80.0806
Line8_8_10 | 0 | 0 | 0 | 0 | 0 | 0 | 0 | 0 | 0 | 0 | 0 | 0 | 1.0646e-09 | -2.0167e-08 | 2.0298e-08 | -2.0488e-09 | 6.2011e-10 | 2.3377e-10 | -4.7809e-08 | 4.753e-09 | -3.0221e-09 | 4.5566e-11 | 5.3013e-10 | -1.2291e-09 | 0 | 0 | 0 | 0 | 0 | 0 | 1.3225 | 0.56052 | 0.58041 | 1.3225 | 0.56052 | 0.58041 | 0.59823 | -103.3455 | 80.0806 | 0.59823 | -103.3455 | 80.0806
Line9_3_11 | 1.0961e-06 | 1.1205e-06 | 1.0717e-06 | 0 | 0 | 0 | 2.5312e-07 | 2.5876e-07 | 2.475e-07 | 0 | 0 | 0 | 7.4524e-09 | -1.4117e-07 | 1.4208e-07 | -8.4366e-09 | 1.2163e-07 | -1.2155e-07 | -3.3466e-07 | 3.3271e-08 | -2.1154e-08 | 2.869e-07 | -2.7988e-08 | 1.6903e-08 | 89.3226 | 89.9158 | 88.5489 | 0 | 0 | 0 | 1.3225 | 0.56052 | 0.58041 | 1.3225 | 0.56052 | 0.58041 | 0.59823 | -103.3455 | 80.0806 | 0.59823 | -103.3455 | 80.0806

## LLG_min_fault_6
name | pf_ikss_a_from_ka | pf_ikss_b_from_ka | pf_ikss_c_from_ka | pf_ikss_a_to_ka | pf_ikss_b_to_ka | pf_ikss_c_to_ka | pf_skss_a_from_mw | pf_skss_b_from_mw | pf_skss_c_from_mw | pf_skss_a_to_mw | pf_skss_b_to_mw | pf_skss_c_to_mw | pf_p_a_from_mw | pf_p_b_from_mw | pf_p_c_from_mw | pf_p_a_to_mw | pf_p_b_to_mw | pf_p_c_to_mw | pf_q_a_from_mvar | pf_q_b_from_mvar | pf_q_c_from_mvar | pf_q_a_to_mvar | pf_q_b_to_mvar | pf_q_c_to_mvar | pf_ikss_a_from_degree | pf_ikss_b_from_degree | pf_ikss_c_from_degree | pf_ikss_a_to_degree | pf_ikss_b_to_degree | pf_ikss_c_to_degree | pf_vm_a_from_pu | pf_vm_b_from_pu | pf_vm_c_from_pu | pf_vm_a_to_pu | pf_vm_b_to_pu | pf_vm_c_to_pu | pf_va_a_from_degree | pf_va_b_from_degree | pf_va_c_from_degree | pf_va_a_to_degree | pf_va_b_to_degree | pf_va_c_to_degree
Line0_1_2 | 0 | 0 | 0 | 0 | 0 | 0 | 0 | 0 | 0 | 0 | 0 | 0 | -1.4615e-08 | -8.805e-09 | 2.3481e-08 | 1.2041e-08 | 7.4965e-09 | -1.9599e-08 | -1.9944e-08 | 2.085e-08 | -4.557e-09 | 1.6731e-08 | -1.7326e-08 | 3.6237e-09 | 0 | 0 | 0 | 0 | 0 | 0 | 0.98753 | 0.90179 | 0.9577 | 0.98753 | 0.90179 | 0.9577 | 1.8428 | -119.0998 | 117.013 | 1.8428 | -119.0998 | 117.013
Line10_11_12 | 0 | 0 | 0 | 0 | 0 | 0 | 0 | 0 | 0 | 0 | 0 | 0 | -1.4615e-08 | -8.805e-09 | 2.3481e-08 | 1.2041e-08 | 7.4965e-09 | -1.9599e-08 | -1.9944e-08 | 2.085e-08 | -4.557e-09 | 1.6731e-08 | -1.7326e-08 | 3.6237e-09 | 0 | 0 | 0 | 0 | 0 | 0 | 0.98753 | 0.90179 | 0.9577 | 0.98753 | 0.90179 | 0.9577 | 1.8428 | -119.0998 | 117.013 | 1.8428 | -119.0998 | 117.013
Line11_12_13 | 0 | 0 | 0 | 0 | 0 | 0 | 0 | 0 | 0 | 0 | 0 | 0 | -1.2179e-08 | -7.3375e-09 | 1.9568e-08 | 9.6055e-09 | 6.029e-09 | -1.5686e-08 | -1.662e-08 | 1.7375e-08 | -3.7975e-09 | 1.3407e-08 | -1.3851e-08 | 2.8642e-09 | 0 | 0 | 0 | 0 | 0 | 0 | 0.98753 | 0.90179 | 0.9577 | 0.98753 | 0.90179 | 0.9577 | 1.8428 | -119.0998 | 117.013 | 1.8428 | -119.0998 | 117.013
Line12_13_15 | 0 | 0 | 0 | 0 | 0 | 0 | 0 | 0 | 0 | 0 | 0 | 0 | -7.3074e-09 | -4.4025e-09 | 1.1741e-08 | 4.7339e-09 | 3.094e-09 | -7.8586e-09 | -9.9721e-09 | 1.0425e-08 | -2.2785e-09 | 6.7587e-09 | -6.9008e-09 | 1.3452e-09 | 0 | 0 | 0 | 0 | 0 | 0 | 0.98753 | 0.90179 | 0.9577 | 0.98753 | 0.90179 | 0.9577 | 1.8428 | -119.0998 | 117.013 | 1.8428 | -119.0998 | 117.013
Line13_13_14 | 0 | 0 | 0 | 0 | 0 | 0 | 0 | 0 | 0 | 0 | 0 | 0 | -2.4358e-09 | -1.4675e-09 | 3.9135e-09 | -1.3766e-10 | 1.5902e-10 | -3.1589e-11 | -3.324e-09 | 3.4751e-09 | -7.595e-10 | 1.1062e-10 | 4.9351e-11 | -1.7384e-10 | 0 | 0 | 0 | 0 | 0 | 0 | 0.98753 | 0.90179 | 0.9577 | 0.98753 | 0.90179 | 0.9577 | 1.8428 | -119.0998 | 117.013 | 1.8428 | -119.0998 | 117.013
Line14_15_16 | 0 | 0 | 0 | 0 | 0 | 0 | 0 | 0 | 0 | 0 | 0 | 0 | -4.8716e-09 | -2.935e-09 | 7.827e-09 | 2.2981e-09 | 1.6265e-09 | -3.9451e-09 | -6.6481e-09 | 6.9501e-09 | -1.519e-09 | 3.4347e-09 | -3.4257e-09 | 5.8566e-10 | 0 | 0 | 0 | 0 | 0 | 0 | 0.98753 | 0.90179 | 0.9577 | 0.98753 | 0.90179 | 0.9577 | 1.8428 | -119.0998 | 117.013 | 1.8428 | -119.0998 | 117.013
Line15_16_17 | 0 | 0 | 0 | 0 | 0 | 0 | 0 | 0 | 0 | 0 | 0 | 0 | -2.4358e-09 | -1.4675e-09 | 3.9135e-09 | -1.3766e-10 | 1.5902e-10 | -3.1589e-11 | -3.324e-09 | 3.4751e-09 | -7.595e-10 | 1.1062e-10 | 4.9351e-11 | -1.7384e-10 | 0 | 0 | 0 | 0 | 0 | 0 | 0.98753 | 0.90179 | 0.9577 | 0.98753 | 0.90179 | 0.9577 | 1.8428 | -119.0998 | 117.013 | 1.8428 | -119.0998 | 117.013
Line16_4_18 | 0 | 0.029239 | 0.031054 | 0 | 0.029239 | 0.031054 | 0 | 0.0067526 | 0.0071716 | 0 | 0.0067526 | 0.0071716 | -2.4322e-09 | 0.0042875 | 0.0048412 | -1.3341e-10 | -0.0042747 | -0.0048217 | -3.393e-09 | 0.0042931 | 0.004837 | 1.1083e-10 | -0.0042747 | -0.0048217 | 0 | -164.1739 | 72.0628 | 0 | 15.8261 | -107.9372 | 0.98696 | 0.89853 | 0.95426 | 0.98639 | 0.89527 | 0.95082 | 1.8456 | -119.1367 | 117.0378 | 1.8485 | -119.1739 | 117.0628
Line17_5_19 | 0 | 0 | 0 | 0 | 0 | 0 | 0 | 0 | 0 | 0 | 0 | 0 | -2.4358e-09 | -1.4675e-09 | 3.9135e-09 | -1.3766e-10 | 1.5902e-10 | -3.1589e-11 | -3.324e-09 | 3.4751e-09 | -7.595e-10 | 1.1062e-10 | 4.9351e-11 | -1.7384e-10 | 0 | 0 | 0 | 0 | 0 | 0 | 0.98753 | 0.90179 | 0.9577 | 0.98753 | 0.90179 | 0.9577 | 1.8428 | -119.0998 | 117.013 | 1.8428 | -119.0998 | 117.013
Line1_1_3 | 0 | 0 | 0 | 0 | 0 | 0 | 0 | 0 | 0 | 0 | 0 | 0 | -1.9486e-08 | -1.174e-08 | 3.1308e-08 | 1.6913e-08 | 1.0432e-08 | -2.7426e-08 | -2.6592e-08 | 2.78e-08 | -6.076e-09 | 2.3379e-08 | -2.4276e-08 | 5.1426e-09 | 0 | 0 | 0 | 0 | 0 | 0 | 0.98753 | 0.90179 | 0.9577 | 0.98753 | 0.90179 | 0.9577 | 1.8428 | -119.0998 | 117.013 | 1.8428 | -119.0998 | 117.013
Line2_1_4 | 0 | 0.029239 | 0.031054 | 0 | 0.029239 | 0.031054 | 0 | 0.0067526 | 0.0071716 | 0 | 0.0067526 | 0.0071716 | -4.8696e-09 | 0.0043003 | 0.0048608 | 2.2967e-09 | -0.0042875 | -0.0048412 | -6.7425e-09 | 0.0043114 | 0.0048523 | 3.5037e-09 | -0.0042931 | -0.004837 | 0 | -164.174 | 72.0628 | 0 | 15.8261 | -107.9372 | 0.98753 | 0.90179 | 0.9577 | 0.98696 | 0.89853 | 0.95426 | 1.8428 | -119.0998 | 117.013 | 1.8456 | -119.1367 | 117.0378
Line3_1_5 | 0 | 0 | 0 | 0 | 0 | 0 | 0 | 0 | 0 | 0 | 0 | 0 | -4.8716e-09 | -2.935e-09 | 7.827e-09 | 2.2981e-09 | 1.6265e-09 | -3.9451e-09 | -6.6481e-09 | 6.9501e-09 | -1.519e-09 | 3.4347e-09 | -3.4257e-09 | 5.8566e-10 | 0 | 0 | 0 | 0 | 0 | 0 | 0.98753 | 0.90179 | 0.9577 | 0.98753 | 0.90179 | 0.9577 | 1.8428 | -119.0998 | 117.013 | 1.8428 | -119.0998 | 117.013
Line4_2_6 | 0 | 0 | 0 | 0 | 0 | 0 | 0 | 0 | 0 | 0 | 0 | 0 | -1.2179e-08 | -7.3375e-09 | 1.9568e-08 | 9.6055e-09 | 6.029e-09 | -1.5686e-08 | -1.662e-08 | 1.7375e-08 | -3.7975e-09 | 1.3407e-08 | -1.3851e-08 | 2.8642e-09 | 0 | 0 | 0 | 0 | 0 | 0 | 0.98753 | 0.90179 | 0.9577 | 0.98753 | 0.90179 | 0.9577 | 1.8428 | -119.0998 | 117.013 | 1.8428 | -119.0998 | 117.013
Line5_6_7 | 0 | 0 | 0 | 0 | 0 | 0 | 0 | 0 | 0 | 0 | 0 | 0 | -9.7432e-09 | -5.87e-09 | 1.5654e-08 | 7.1697e-09 | 4.5615e-09 | -1.1772e-08 | -1.3296e-08 | 1.39e-08 | -3.038e-09 | 1.0083e-08 | -1.0376e-08 | 2.1047e-09 | 0 | 0 | 0 | 0 | 0 | 0 | 0.98753 | 0.90179 | 0.9577 | 0.98753 | 0.90179 | 0.9577 | 1.8428 | -119.0998 | 117.013 | 1.8428 | -119.0998 | 117.013
Line6_7_8 | 0 | 0 | 0 | 0 | 0 | 0 | 0 | 0 | 0 | 0 | 0 | 0 | -7.3074e-09 | -4.4025e-09 | 1.1741e-08 | 4.7339e-09 | 3.094e-09 | -7.8586e-09 | -9.9721e-09 | 1.0425e-08 | -2.2785e-09 | 6.7587e-09 | -6.9008e-09 | 1.3452e-09 | 0 | 0 | 0 | 0 | 0 | 0 | 0.98753 | 0.90179 | 0.9577 | 0.98753 | 0.90179 | 0.9577 | 1.8428 | -119.0998 | 117.013 | 1.8428 | -119.0998 | 117.013
Line7_8_9 | 0 | 0 | 0 | 0 | 0 | 0 | 0 | 0 | 0 | 0 | 0 | 0 | -2.4358e-09 | -1.4675e-09 | 3.9135e-09 | -1.3766e-10 | 1.5902e-10 | -3.1589e-11 | -3.324e-09 | 3.4751e-09 | -7.595e-10 | 1.1062e-10 | 4.9351e-11 | -1.7384e-10 | 0 | 0 | 0 | 0 | 0 | 0 | 0.98753 | 0.90179 | 0.9577 | 0.98753 | 0.90179 | 0.9577 | 1.8428 | -119.0998 | 117.013 | 1.8428 | -119.0998 | 117.013
Line8_8_10 | 0 | 0 | 0 | 0 | 0 | 0 | 0 | 0 | 0 | 0 | 0 | 0 | -2.4358e-09 | -1.4675e-09 | 3.9135e-09 | -1.3766e-10 | 1.5902e-10 | -3.1589e-11 | -3.324e-09 | 3.4751e-09 | -7.595e-10 | 1.1062e-10 | 4.9351e-11 | -1.7384e-10 | 0 | 0 | 0 | 0 | 0 | 0 | 0.98753 | 0.90179 | 0.9577 | 0.98753 | 0.90179 | 0.9577 | 1.8428 | -119.0998 | 117.013 | 1.8428 | -119.0998 | 117.013
Line9_3_11 | 0 | 0 | 0 | 0 | 0 | 0 | 0 | 0 | 0 | 0 | 0 | 0 | -1.7051e-08 | -1.0273e-08 | 2.7395e-08 | 1.4477e-08 | 8.964e-09 | -2.3513e-08 | -2.3268e-08 | 2.4325e-08 | -5.3165e-09 | 2.0055e-08 | -2.0801e-08 | 4.3832e-09 | 0 | 0 | 0 | 0 | 0 | 0 | 0.98753 | 0.90179 | 0.9577 | 0.98753 | 0.90179 | 0.9577 | 1.8428 | -119.0998 | 117.013 | 1.8428 | -119.0998 | 117.013

## LLG_min_fault_10
name | pf_ikss_a_from_ka | pf_ikss_b_from_ka | pf_ikss_c_from_ka | pf_ikss_a_to_ka | pf_ikss_b_to_ka | pf_ikss_c_to_ka | pf_skss_a_from_mw | pf_skss_b_from_mw | pf_skss_c_from_mw | pf_skss_a_to_mw | pf_skss_b_to_mw | pf_skss_c_to_mw | pf_p_a_from_mw | pf_p_b_from_mw | pf_p_c_from_mw | pf_p_a_to_mw | pf_p_b_to_mw | pf_p_c_to_mw | pf_q_a_from_mvar | pf_q_b_from_mvar | pf_q_c_from_mvar | pf_q_a_to_mvar | pf_q_b_to_mvar | pf_q_c_to_mvar | pf_ikss_a_from_degree | pf_ikss_b_from_degree | pf_ikss_c_from_degree | pf_ikss_a_to_degree | pf_ikss_b_to_degree | pf_ikss_c_to_degree | pf_vm_a_from_pu | pf_vm_b_from_pu | pf_vm_c_from_pu | pf_vm_a_to_pu | pf_vm_b_to_pu | pf_vm_c_to_pu | pf_va_a_from_degree | pf_va_b_from_degree | pf_va_c_from_degree | pf_va_a_to_degree | pf_va_b_to_degree | pf_va_c_to_degree
Line0_1_2 | 0 | 0 | 0 | 0 | 0 | 0 | 0 | 0 | 0 | 0 | 0 | 0 | -1.3117e-08 | -7.9026e-09 | 2.1074e-08 | 1.0807e-08 | 6.7282e-09 | -1.759e-08 | -1.79e-08 | 1.8713e-08 | -4.0899e-09 | 1.5016e-08 | -1.555e-08 | 3.2523e-09 | 0 | 0 | 0 | 0 | 0 | 0 | 0.93555 | 0.85433 | 0.9073 | 0.93555 | 0.85433 | 0.9073 | 1.8428 | -119.0998 | 117.013 | 1.8428 | -119.0998 | 117.013
Line10_11_12 | 0 | 0 | 0 | 0 | 0 | 0 | 0 | 0 | 0 | 0 | 0 | 0 | -1.3117e-08 | -7.9026e-09 | 2.1074e-08 | 1.0807e-08 | 6.7282e-09 | -1.759e-08 | -1.79e-08 | 1.8713e-08 | -4.0899e-09 | 1.5016e-08 | -1.555e-08 | 3.2523e-09 | 0 | 0 | 0 | 0 | 0 | 0 | 0.93555 | 0.85433 | 0.9073 | 0.93555 | 0.85433 | 0.9073 | 1.8428 | -119.0998 | 117.013 | 1.8428 | -119.0998 | 117.013
Line11_12_13 | 0 | 0 | 0 | 0 | 0 | 0 | 0 | 0 | 0 | 0 | 0 | 0 | -1.0931e-08 | -6.5855e-09 | 1.7562e-08 | 8.621e-09 | 5.4111e-09 | -1.4078e-08 | -1.4917e-08 | 1.5594e-08 | -3.4083e-09 | 1.2033e-08 | -1.2431e-08 | 2.5706e-09 | 0 | 0 | 0 | 0 | 0 | 0 | 0.93555 | 0.85433 | 0.9073 | 0.93555 | 0.85433 | 0.9073 | 1.8428 | -119.0998 | 117.013 | 1.8428 | -119.0998 | 117.013
Line12_13_15 | 0 | 0 | 0 | 0 | 0 | 0 | 0 | 0 | 0 | 0 | 0 | 0 | -6.5584e-09 | -3.9513e-09 | 1.0537e-08 | 4.2487e-09 | 2.7769e-09 | -7.0532e-09 | -8.9501e-09 | 9.3566e-09 | -2.045e-09 | 6.066e-09 | -6.1935e-09 | 1.2073e-09 | 0 | 0 | 0 | 0 | 0 | 0 | 0.93555 | 0.85433 | 0.9073 | 0.93555 | 0.85433 | 0.9073 | 1.8428 | -119.0998 | 117.013 | 1.8428 | -119.0998 | 117.013
Line13_13_14 | 0 | 0 | 0 | 0 | 0 | 0 | 0 | 0 | 0 | 0 | 0 | 0 | -2.1861e-09 | -1.3171e-09 | 3.5124e-09 | -1.2355e-10 | 1.4272e-10 | -2.8351e-11 | -2.9834e-09 | 3.1189e-09 | -6.8166e-10 | 9.9279e-11 | 4.4293e-11 | -1.5602e-10 | 0 | 0 | 0 | 0 | 0 | 0 | 0.93555 | 0.85433 | 0.9073 | 0.93555 | 0.85433 | 0.9073 | 1.8428 | -119.0998 | 117.013 | 1.8428 | -119.0998 | 117.013
Line14_15_16 | 0 | 0 | 0 | 0 | 0 | 0 | 0 | 0 | 0 | 0 | 0 | 0 | -4.3723e-09 | -2.6342e-09 | 7.0248e-09 | 2.0626e-09 | 1.4598e-09 | -3.5408e-09 | -5.9667e-09 | 6.2378e-09 | -1.3633e-09 | 3.0826e-09 | -3.0746e-09 | 5.2563e-10 | 0 | 0 | 0 | 0 | 0 | 0 | 0.93555 | 0.85433 | 0.9073 | 0.93555 | 0.85433 | 0.9073 | 1.8428 | -119.0998 | 117.013 | 1.8428 | -119.0998 | 117.013
Line15_16_17 | 0 | 0 | 0 | 0 | 0 | 0 | 0 | 0 | 0 | 0 | 0 | 0 | -2.1861e-09 | -1.3171e-09 | 3.5124e-09 | -1.2355e-10 | 1.4272e-10 | -2.8351e-11 | -2.9834e-09 | 3.1189e-09 | -6.8165e-10 | 9.9279e-11 | 4.4293e-11 | -1.5602e-10 | 0 | 0 | 0 | 0 | 0 | 0 | 0.93555 | 0.85433 | 0.9073 | 0.93555 | 0.85433 | 0.9073 | 1.8428 | -119.0998 | 117.013 | 1.8428 | -119.0998 | 117.013
Line16_4_18 | 0 | 0.027701 | 0.029419 | 0 | 0.027701 | 0.029419 | 0 | 0.0063972 | 0.0067941 | 0 | 0.0063972 | 0.0067941 | -2.1829e-09 | 0.0038481 | 0.004345 | -1.1974e-10 | -0.0038366 | -0.0043275 | -3.0452e-09 | 0.0038531 | 0.0043412 | 9.9472e-11 | -0.0038366 | -0.0043275 | 0 | -164.1739 | 72.0628 | 0 | 15.8261 | -107.9372 | 0.93501 | 0.85124 | 0.90404 | 0.93448 | 0.84815 | 0.90078 | 1.8456 | -119.1367 | 117.0378 | 1.8485 | -119.1739 | 117.0628
Line17_5_19 | 0 | 0 | 0 | 0 | 0 | 0 | 0 | 0 | 0 | 0 | 0 | 0 | -2.1861e-09 | -1.3171e-09 | 3.5124e-09 | -1.2355e-10 | 1.4272e-10 | -2.8351e-11 | -2.9833e-09 | 3.1189e-09 | -6.8166e-10 | 9.9279e-11 | 4.4293e-11 | -1.5602e-10 | 0 | 0 | 0 | 0 | 0 | 0 | 0.93555 | 0.85433 | 0.9073 | 0.93555 | 0.85433 | 0.9073 | 1.8428 | -119.0998 | 117.013 | 1.8428 | -119.0998 | 117.013
Line1_1_3 | 0 | 0 | 0 | 0 | 0 | 0 | 0 | 0 | 0 | 0 | 0 | 0 | -1.7489e-08 | -1.0537e-08 | 2.8099e-08 | 1.5179e-08 | 9.3624e-09 | -2.4615e-08 | -2.3867e-08 | 2.4951e-08 | -5.4532e-09 | 2.0983e-08 | -2.1788e-08 | 4.6156e-09 | 0 | 0 | 0 | 0 | 0 | 0 | 0.93555 | 0.85433 | 0.9073 | 0.93555 | 0.85433 | 0.9073 | 1.8428 | -119.0998 | 117.013 | 1.8428 | -119.0998 | 117.013
Line2_1_4 | 0 | 0.027701 | 0.029419 | 0 | 0.027701 | 0.029419 | 0 | 0.0063972 | 0.0067941 | 0 | 0.0063972 | 0.0067941 | -4.3705e-09 | 0.0038595 | 0.0043626 | 2.0613e-09 | -0.0038481 | -0.004345 | -6.0514e-09 | 0.0038695 | 0.004355 | 3.1446e-09 | -0.0038531 | -0.0043412 | 0 | -164.174 | 72.0628 | 0 | 15.8261 | -107.9372 | 0.93555 | 0.85433 | 0.9073 | 0.93501 | 0.85124 | 0.90404 | 1.8428 | -119.0998 | 117.013 | 1.8456 | -119.1367 | 117.0378
Line3_1_5 | 0 | 0 | 0 | 0 | 0 | 0 | 0 | 0 | 0 | 0 | 0 | 0 | -4.3723e-09 | -2.6342e-09 | 7.0248e-09 | 2.0626e-09 | 1.4598e-09 | -3.5408e-09 | -5.9667e-09 | 6.2378e-09 | -1.3633e-09 | 3.0826e-09 | -3.0746e-09 | 5.2563e-10 | 0 | 0 | 0 | 0 | 0 | 0 | 0.93555 | 0.85433 | 0.9073 | 0.93555 | 0.85433 | 0.9073 | 1.8428 | -119.0998 | 117.013 | 1.8428 | -119.0998 | 117.013
Line4_2_6 | 0 | 0 | 0 | 0 | 0 | 0 | 0 | 0 | 0 | 0 | 0 | 0 | -1.0931e-08 | -6.5855e-09 | 1.7562e-08 | 8.621e-09 | 5.4111e-09 | -1.4078e-08 | -1.4917e-08 | 1.5594e-08 | -3.4083e-09 | 1.2033e-08 | -1.2431e-08 | 2.5706e-09 | 0 | 0 | 0 | 0 | 0 | 0 | 0.93555 | 0.85433 | 0.9073 | 0.93555 | 0.85433 | 0.9073 | 1.8428 | -119.0998 | 117.013 | 1.8428 | -119.0998 | 117.013
Line5_6_7 | 0 | 0 | 0 | 0 | 0 | 0 | 0 | 0 | 0 | 0 | 0 | 0 | -8.7445e-09 | -5.2684e-09 | 1.405e-08 | 6.4349e-09 | 4.094e-09 | -1.0566e-08 | -1.1933e-08 | 1.2476e-08 | -2.7266e-09 | 9.0493e-09 | -9.3124e-09 | 1.8889e-09 | 0 | 0 | 0 | 0 | 0 | 0 | 0.93555 | 0.85433 | 0.9073 | 0.93555 | 0.85433 | 0.9073 | 1.8428 | -119.0998 | 117.013 | 1.8428 | -119.0998 | 117.013
Line6_7_8 | 0 | 0 | 0 | 0 | 0 | 0 | 0 | 0 | 0 | 0 | 0 | 0 | -6.5584e-09 | -3.9513e-09 | 1.0537e-08 | 4.2487e-09 | 2.7769e-09 | -7.0532e-09 | -8.95e-09 | 9.3566e-09 | -2.045e-09 | 6.066e-09 | -6.1935e-09 | 1.2073e-09 | 0 | 0 | 0 | 0 | 0 | 0 | 0.93555 | 0.85433 | 0.9073 | 0.93555 | 0.85433 | 0.9073 | 1.8428 | -119.0998 | 117.013 | 1.8428 | -119.0998 | 117.013
Line7_8_9 | 0 | 0 | 0 | 0 | 0 | 0 | 0 | 0 | 0 | 0 | 0 | 0 | -2.1861e-09 | -1.3171e-09 | 3.5124e-09 | -1.2355e-10 | 1.4272e-10 | -2.8351e-11 | -2.9833e-09 | 3.1189e-09 | -6.8166e-10 | 9.9279e-11 | 4.4293e-11 | -1.5602e-10 | 0 | 0 | 0 | 0 | 0 | 0 | 0.93555 | 0.85433 | 0.9073 | 0.93555 | 0.85433 | 0.9073 | 1.8428 | -119.0998 | 117.013 | 1.8428 | -119.0998 | 117.013
Line8_8_10 | 0 | 0 | 0 | 0 | 0 | 0 | 0 | 0 | 0 | 0 | 0 | 0 | -2.1861e-09 | -1.3171e-09 | 3.5124e-09 | -1.2355e-10 | 1.4272e-10 | -2.8351e-11 | -2.9833e-09 | 3.1189e-09 | -6.8166e-10 | 9.9279e-11 | 4.4293e-11 | -1.5602e-10 | 0 | 0 | 0 | 0 | 0 | 0 | 0.93555 | 0.85433 | 0.9073 | 0.93555 | 0.85433 | 0.9073 | 1.8428 | -119.0998 | 117.013 | 1.8428 | -119.0998 | 117.013
Line9_3_11 | 0 | 0 | 0 | 0 | 0 | 0 | 0 | 0 | 0 | 0 | 0 | 0 | -1.5303e-08 | -9.2197e-09 | 2.4587e-08 | 1.2993e-08 | 8.0453e-09 | -2.1103e-08 | -2.0883e-08 | 2.1832e-08 | -4.7716e-09 | 1.7999e-08 | -1.8669e-08 | 3.9339e-09 | 0 | 0 | 0 | 0 | 0 | 0 | 0.93555 | 0.85433 | 0.9073 | 0.93555 | 0.85433 | 0.9073 | 1.8428 | -119.0998 | 117.013 | 1.8428 | -119.0998 | 117.013