## LLL_max_6
name | pf_ikss_from_ka | pf_ikss_to_ka | pf_ip_from_ka | pf_ip_to_ka | pf_skss_from_mw | pf_skss_to_mw | pf_p_from_mw | pf_p_to_mw | pf_q_from_mvar | pf_q_to_mvar | pf_ikss_from_degree | pf_ikss_to_degree | pf_vm_from_pu | pf_vm_to_pu | pf_va_from_degree | pf_va_to_degree
Line0_1_2 | 0 | 0 | 0 | 0 | 0 | 0 | 0 | 0 | 0 | 0 | 0 | 0 | 0.70184 | 0.70184 | -7.4193 | -7.4193
Line10_11_12 | 0 | 0 | 0 | 0 | 0 | 0 | 0 | 0 | 0 | 0 | 0 | 0 | 0.70184 | 0.70184 | -7.4193 | -7.4193
Line11_12_13 | 0 | 0 | 0 | 0 | 0 | 0 | 0 | 0 | 0 | 0 | 0 | 0 | 0.70184 | 0.70184 | -7.4193 | -7.4193
Line12_13_15 | 0 | 0 | 0 | 0 | 0 | 0 | 0 | 0 | 0 | 0 | 0 | 0 | 0.70184 | 0.70184 | -7.4193 | -7.4193
Line13_13_14 | 0 | 0 | 0 | 0 | 0 | 0 | 0 | 0 | 0 | 0 | 0 | 0 | 0.70184 | 0.70184 | -7.4193 | -7.4193
Line14_15_16 | 0 | 0 | 0 | 0 | 0 | 0 | 0 | 0 | 0 | 0 | 0 | 0 | 0.70184 | 0.70184 | -7.4193 | -7.4193
Line15_16_17 | 0 | 0 | 0 | 0 | 0 | 0 | 0 | 0 | 0 | 0 | 0 | 0 | 0.70184 | 0.70184 | -7.4193 | -7.4193
Line16_4_18 | 3.6243 | 3.6243 | 0 | 7.0007 | 2.511 | 2.511 | 0.39406 | -1e-07 | 0.78812 | -1e-07 | -70.8543 | 109.1457 | 0.35092 | 0 | -7.4193 | 0
Line17_5_19 | 0 | 0 | 0 | 0 | 0 | 0 | 0 | 0 | 0 | 0 | 0 | 0 | 0.70184 | 0.70184 | -7.4193 | -7.4193
Line1_1_3 | 0 | 0 | 0 | 0 | 0 | 0 | 0 | 0 | 0 | 0 | 0 | 0 | 0.70184 | 0.70184 | -7.4193 | -7.4193
Line2_1_4 | 3.6243 | 3.6243 | 0 | 0 | 2.511 | 2.511 | 0.78812 | -0.39406 | 1.5762 | -0.78812 | -70.8543 | 109.1457 | 0.70184 | 0.35092 | -7.4193 | -7.4193
Line3_1_5 | 0 | 0 | 0 | 0 | 0 | 0 | 0 | 0 | 0 | 0 | 0 | 0 | 0.70184 | 0.70184 | -7.4193 | -7.4193
Line4_2_6 | 0 | 0 | 0 | 0 | 0 | 0 | 0 | 0 | 0 | 0 | 0 | 0 | 0.70184 | 0.70184 | -7.4193 | -7.4193
Line5_6_7 | 0 | 0 | 0 | 0 | 0 | 0 | 0 | 0 | 0 | 0 | 0 | 0 | 0.70184 | 0.70184 | -7.4193 | -7.4193
Line6_7_8 | 0 | 0 | 0 | 0 | 0 | 0 | 0 | 0 | 0 | 0 | 0 | 0 | 0.70184 | 0.70184 | -7.4193 | -7.4193
Line7_8_9 | 0 | 0 | 0 | 0 | 0 | 0 | 0 | 0 | 0 | 0 | 0 | 0 | 0.70184 | 0.70184 | -7.4193 | -7.4193
Line8_8_10 | 0 | 0 | 0 | 0 | 0 | 0 | 0 | 0 | 0 | 0 | 0 | 0 | 0.70184 | 0.70184 | -7.4193 | -7.4193
Line9_3_11 | 0 | 0 | 0 | 0 | 0 | 0 | 0 | 0 | 0 | 0 | 0 | 0 | 0.70184 | 0.70184 | -7.4193 | -7.4193

## LLL_max_10
name | pf_ikss_from_ka | pf_ikss_to_ka | pf_ip_from_ka | pf_ip_to_ka | pf_skss_from_mw | pf_skss_to_mw | pf_p_from_mw | pf_p_to_mw | pf_q_from_mvar | pf_q_to_mvar | pf_ikss_from_degree | pf_ikss_to_degree | pf_vm_from_pu | pf_vm_to_pu | pf_va_from_degree | pf_va_to_degree
Line0_1_2 | 0 | 0 | 0 | 0 | 0 | 0 | 0 | 0 | 0 | 0 | 0 | 0 | 0.72372 | 0.72372 | -7.6495 | -7.6495
Line10_11_12 | 0 | 0 | 0 | 0 | 0 | 0 | 0 | 0 | 0 | 0 | 0 | 0 | 0.72372 | 0.72372 | -7.6495 | -7.6495
Line11_12_13 | 0 | 0 | 0 | 0 | 0 | 0 | 0 | 0 | 0 | 0 | 0 | 0 | 0.72372 | 0.72372 | -7.6495 | -7.6495
Line12_13_15 | 0 | 0 | 0 | 0 | 0 | 0 | 0 | 0 | 0 | 0 | 0 | 0 | 0.72372 | 0.72372 | -7.6495 | -7.6495
Line13_13_14 | 0 | 0 | 0 | 0 | 0 | 0 | 0 | 0 | 0 | 0 | 0 | 0 | 0.72372 | 0.72372 | -7.6495 | -7.6495
Line14_15_16 | 0 | 0 | 0 | 0 | 0 | 0 | 0 | 0 | 0 | 0 | 0 | 0 | 0.72372 | 0.72372 | -7.6495 | -7.6495
Line15_16_17 | 0 | 0 | 0 | 0 | 0 | 0 | 0 | 0 | 0 | 0 | 0 | 0 | 0.72372 | 0.72372 | -7.6495 | -7.6495
Line16_4_18 | 3.7373 | 3.7373 | 0 | 7.2438 | 2.5893 | 2.5893 | 0.41902 | -1e-07 | 0.83803 | -1e-07 | -71.0844 | 108.9156 | 0.36186 | 0 | -7.6495 | 0
Line17_5_19 | 0 | 0 | 0 | 0 | 0 | 0 | 0 | 0 | 0 | 0 | 0 | 0 | 0.72372 | 0.72372 | -7.6495 | -7.6495
Line1_1_3 | 0 | 0 | 0 | 0 | 0 | 0 | 0 | 0 | 0 | 0 | 0 | 0 | 0.72372 | 0.72372 | -7.6495 | -7.6495
Line2_1_4 | 3.7373 | 3.7373 | 0 | 0 | 2.5893 | 2.5893 | 0.83803 | -0.41902 | 1.6761 | -0.83803 | -71.0844 | 108.9156 | 0.72372 | 0.36186 | -7.6495 | -7.6495
Line3_1_5 | 0 | 0 | 0 | 0 | 0 | 0 | 0 | 0 | 0 | 0 | 0 | 0 | 0.72372 | 0.72372 | -7.6495 | -7.6495
Line4_2_6 | 0 | 0 | 0 | 0 | 0 | 0 | 0 | 0 | 0 | 0 | 0 | 0 | 0.72372 | 0.72372 | -7.6495 | -7.6495
Line5_6_7 | 0 | 0 | 0 | 0 | 0 | 0 | 0 | 0 | 0 | 0 | 0 | 0 | 0.72372 | 0.72372 | -7.6495 | -7.6495
Line6_7_8 | 0 | 0 | 0 | 0 | 0 | 0 | 0 | 0 | 0 | 0 | 0 | 0 | 0.72372 | 0.72372 | -7.6495 | -7.6495
Line7_8_9 | 0 | 0 | 0 | 0 | 0 | 0 | 0 | 0 | 0 | 0 | 0 | 0 | 0.72372 | 0.72372 | -7.6495 | -7.6495
Line8_8_10 | 0 | 0 | 0 | 0 | 0 | 0 | 0 | 0 | 0 | 0 | 0 | 0 | 0.72372 | 0.72372 | -7.6495 | -7.6495
Line9_3_11 | 0 | 0 | 0 | 0 | 0 | 0 | 0 | 0 | 0 | 0 | 0 | 0 | 0.72372 | 0.72372 | -7.6495 | -7.6495

## LLL_max_fault_6
name | pf_ikss_from_ka | pf_ikss_to_ka | pf_ip_from_ka | pf_ip_to_ka | pf_skss_from_mw | pf_skss_to_mw | pf_p_from_mw | pf_p_to_mw | pf_q_from_mvar | pf_q_to_mvar | pf_ikss_from_degree | pf_ikss_to_degree | pf_vm_from_pu | pf_vm_to_pu | pf_va_from_degree | pf_va_to_degree
Line0_1_2 | 0 | 0 | 0 | 0 | 0 | 0 | 0 | 0 | 0 | 0 | 0 | 0 | 1.0474 | 1.0474 | -0.12051 | -0.12051
Line10_11_12 | 0 | 0 | 0 | 0 | 0 | 0 | 0 | 0 | 0 | 0 | 0 | 0 | 1.0474 | 1.0474 | -0.12051 | -0.12051
Line11_12_13 | 0 | 0 | 0 | 0 | 0 | 0 | 0 | 0 | 0 | 0 | 0 | 0 | 1.0474 | 1.0474 | -0.12051 | -0.12051
Line12_13_15 | 0 | 0 | 0 | 0 | 0 | 0 | 0 | 0 | 0 | 0 | 0 | 0 | 1.0474 | 1.0474 | -0.12051 | -0.12051
Line13_13_14 | 0 | 0 | 0 | 0 | 0 | 0 | 0 | 0 | 0 | 0 | 0 | 0 | 1.0474 | 1.0474 | -0.12051 | -0.12051
Line14_15_16 | 0 | 0 | 0 | 0 | 0 | 0 | 0 | 0 | 0 | 0 | 0 | 0 | 1.0474 | 1.0474 | -0.12051 | -0.12051
Line15_16_17 | 0 | 0 | 0 | 0 | 0 | 0 | 0 | 0 | 0 | 0 | 0 | 0 | 1.0474 | 1.0474 | -0.12051 | -0.12051
Line16_4_18 | 0.034003 | 0.034003 | 0 | 0.065681 | 0.023558 | 0.023558 | 0.017378 | -0.017343 | 0.017412 | -0.017343 | -45.2344 | 134.7656 | 1.0442 | 1.0411 | -0.17729 | -0.23442
Line17_5_19 | 0 | 0 | 0 | 0 | 0 | 0 | 0 | 0 | 0 | 0 | 0 | 0 | 1.0474 | 1.0474 | -0.12051 | -0.12051
Line1_1_3 | 0 | 0 | 0 | 0 | 0 | 0 | 0 | 0 | 0 | 0 | 0 | 0 | 1.0474 | 1.0474 | -0.12051 | -0.12051
Line2_1_4 | 0.034003 | 0.034003 | 0 | 0 | 0.023558 | 0.023558 | 0.017412 | -0.017378 | 0.017482 | -0.017412 | -45.2344 | 134.7656 | 1.0474 | 1.0442 | -0.12051 | -0.17729
Line3_1_5 | 0 | 0 | 0 | 0 | 0 | 0 | 0 | 0 | 0 | 0 | 0 | 0 | 1.0474 | 1.0474 | -0.12051 | -0.12051
Line4_2_6 | 0 | 0 | 0 | 0 | 0 | 0 | 0 | 0 | 0 | 0 | 0 | 0 | 1.0474 | 1.0474 | -0.12051 | -0.12051
Line5_6_7 | 0 | 0 | 0 | 0 | 0 | 0 | 0 | 0 | 0 | 0 | 0 | 0 | 1.0474 | 1.0474 | -0.12051 | -0.12051
Line6_7_8 | 0 | 0 | 0 | 0 | 0 | 0 | 0 | 0 | 0 | 0 | 0 | 0 | 1.0474 | 1.0474 | -0.12051 | -0.12051
Line7_8_9 | 0 | 0 | 0 | 0 | 0 | 0 | 0 | 0 | 0 | 0 | 0 | 0 | 1.0474 | 1.0474 | -0.12051 | -0.12051
Line8_8_10 | 0 | 0 | 0 | 0 | 0 | 0 | 0 | 0 | 0 | 0 | 0 | 0 | 1.0474 | 1.0474 | -0.12051 | -0.12051
Line9_3_11 | 0 | 0 | 0 | 0 | 0 | 0 | 0 | 0 | 0 | 0 | 0 | 0 | 1.0474 | 1.0474 | -0.12051 | -0.12051

## LLL_max_fault_10
name | pf_ikss_from_ka | pf_ikss_to_ka | pf_ip_from_ka | pf_ip_to_ka | pf_skss_from_mw | pf_skss_to_mw | pf_p_from_mw | pf_p_to_mw | pf_q_from_mvar | pf_q_to_mvar | pf_ikss_from_degree | pf_ikss_to_degree | pf_vm_from_pu | pf_vm_to_pu | pf_va_from_degree | pf_va_to_degree
Line0_1_2 | 0 | 0 | 0 | 0 | 0 | 0 | 0 | 0 | 0 | 0 | 0 | 0 | 1.0971 | 1.0971 | -0.12619 | -0.12619
Line10_11_12 | 0 | 0 | 0 | 0 | 0 | 0 | 0 | 0 | 0 | 0 | 0 | 0 | 1.0971 | 1.0971 | -0.12619 | -0.12619
Line11_12_13 | 0 | 0 | 0 | 0 | 0 | 0 | 0 | 0 | 0 | 0 | 0 | 0 | 1.0971 | 1.0971 | -0.12619 | -0.12619
Line12_13_15 | 0 | 0 | 0 | 0 | 0 | 0 | 0 | 0 | 0 | 0 | 0 | 0 | 1.0971 | 1.0971 | -0.12619 | -0.12619
Line13_13_14 | 0 | 0 | 0 | 0 | 0 | 0 | 0 | 0 | 0 | 0 | 0 | 0 | 1.0971 | 1.0971 | -0.12619 | -0.12619
Line14_15_16 | 0 | 0 | 0 | 0 | 0 | 0 | 0 | 0 | 0 | 0 | 0 | 0 | 1.0971 | 1.0971 | -0.12619 | -0.12619
Line15_16_17 | 0 | 0 | 0 | 0 | 0 | 0 | 0 | 0 | 0 | 0 | 0 | 0 | 1.0971 | 1.0971 | -0.12619 | -0.12619
Line16_4_18 | 0.035618 | 0.035618 | 0 | 0.069037 | 0.024677 | 0.024677 | 0.019068 | -0.01903 | 0.019106 | -0.01903 | -45.2401 | 134.7599 | 1.0938 | 1.0906 | -0.18297 | -0.2401
Line17_5_19 | 0 | 0 | 0 | 0 | 0 | 0 | 0 | 0 | 0 | 0 | 0 | 0 | 1.0971 | 1.0971 | -0.12619 | -0.12619
Line1_1_3 | 0 | 0 | 0 | 0 | 0 | 0 | 0 | 0 | 0 | 0 | 0 | 0 | 1.0971 | 1.0971 | -0.12619 | -0.12619
Line2_1_4 | 0.035618 | 0.035618 | 0 | 0 | 0.024677 | 0.024677 | 0.019106 | -0.019068 | 0.019182 | -0.019106 | -45.2401 | 134.7599 | 1.0971 | 1.0938 | -0.12619 | -0.18297
Line3_1_5 | 0 | 0 | 0 | 0 | 0 | 0 | 0 | 0 | 0 | 0 | 0 | 0 | 1.0971 | 1.0971 | -0.12619 | -0.12619
Line4_2_6 | 0 | 0 | 0 | 0 | 0 | 0 | 0 | 0 | 0 | 0 | 0 | 0 | 1.0971 | 1.0971 | -0.12619 | -0.12619
Line5_6_7 | 0 | 0 | 0 | 0 | 0 | 0 | 0 | 0 | 0 | 0 | 0 | 0 | 1.0971 | 1.0971 | -0.12619 | -0.12619
Line6_7_8 | 0 | 0 | 0 | 0 | 0 | 0 | 0 | 0 | 0 | 0 | 0 | 0 | 1.0971 | 1.0971 | -0.12619 | -0.12619
Line7_8_9 | 0 | 0 | 0 | 0 | 0 | 0 | 0 | 0 | 0 | 0 | 0 | 0 | 1.0971 | 1.0971 | -0.12619 | -0.12619
Line8_8_10 | 0 | 0 | 0 | 0 | 0 | 0 | 0 | 0 | 0 | 0 | 0 | 0 | 1.0971 | 1.0971 | -0.12619 | -0.12619
Line9_3_11 | 0 | 0 | 0 | 0 | 0 | 0 | 0 | 0 | 0 | 0 | 0 | 0 | 1.0971 | 1.0971 | -0.12619 | -0.12619

## LLL_min_6
name | pf_ikss_from_ka | pf_ikss_to_ka | pf_ip_from_ka | pf_ip_to_ka | pf_skss_from_mw | pf_skss_to_mw | pf_p_from_mw | pf_p_to_mw | pf_q_from_mvar | pf_q_to_mvar | pf_ikss_from_degree | pf_ikss_to_degree | pf_vm_from_pu | pf_vm_to_pu | pf_va_from_degree | pf_va_to_degree
Line0_1_2 | 0 | 0 | 0 | 0 | 0 | 0 | 0 | 0 | 0 | 0 | 0 | 0 | 0.695 | 0.695 | -11.6026 | -11.6026
Line10_11_12 | 0 | 0 | 0 | 0 | 0 | 0 | 0 | 0 | 0 | 0 | 0 | 0 | 0.695 | 0.695 | -11.6026 | -11.6026
Line11_12_13 | 0 | 0 | 0 | 0 | 0 | 0 | 0 | 0 | 0 | 0 | 0 | 0 | 0.695 | 0.695 | -11.6026 | -11.6026
Line12_13_15 | 0 | 0 | 0 | 0 | 0 | 0 | 0 | 0 | 0 | 0 | 0 | 0 | 0.695 | 0.695 | -11.6026 | -11.6026
Line13_13_14 | 0 | 0 | 0 | 0 | 0 | 0 | 0 | 0 | 0 | 0 | 0 | 0 | 0.695 | 0.695 | -11.6026 | -11.6026
Line14_15_16 | 0 | 0 | 0 | 0 | 0 | 0 | 0 | 0 | 0 | 0 | 0 | 0 | 0.695 | 0.695 | -11.6026 | -11.6026
Line15_16_17 | 0 | 0 | 0 | 0 | 0 | 0 | 0 | 0 | 0 | 0 | 0 | 0 | 0.695 | 0.695 | -11.6026 | -11.6026
Line16_4_18 | 2.8946 | 2.8946 | 0 | 4.7808 | 2.0055 | 2.0055 | 0.48263 | -1e-07 | 0.50274 | -1e-07 | -57.7717 | 122.2283 | 0.3475 | 0 | -11.6026 | 0
Line17_5_19 | 0 | 0 | 0 | 0 | 0 | 0 | 0 | 0 | 0 | 0 | 0 | 0 | 0.695 | 0.695 | -11.6026 | -11.6026
Line1_1_3 | 0 | 0 | 0 | 0 | 0 | 0 | 0 | 0 | 0 | 0 | 0 | 0 | 0.695 | 0.695 | -11.6026 | -11.6026
Line2_1_4 | 2.8946 | 2.8946 | 0 | 0 | 2.0055 | 2.0055 | 0.96525 | -0.48263 | 1.0055 | -0.50274 | -57.7717 | 122.2283 | 0.695 | 0.3475 | -11.6026 | -11.6026
Line3_1_5 | 0 | 0 | 0 | 0 | 0 | 0 | 0 | 0 | 0 | 0 | 0 | 0 | 0.695 | 0.695 | -11.6026 | -11.6026
Line4_2_6 | 0 | 0 | 0 | 0 | 0 | 0 | 0 | 0 | 0 | 0 | 0 | 0 | 0.695 | 0.695 | -11.6026 | -11.6026
Line5_6_7 | 0 | 0 | 0 | 0 | 0 | 0 | 0 | 0 | 0 | 0 | 0 | 0 | 0.695 | 0.695 | -11.6026 | -11.6026
Line6_7_8 | 0 | 0 | 0 | 0 | 0 | 0 | 0 | 0 | 0 | 0 | 0 | 0 | 0.695 | 0.695 | -11.6026 | -11.6026
Line7_8_9 | 0 | 0 | 0 | 0 | 0 | 0 | 0 | 0 | 0 | 0 | 0 | 0 | 0.695 | 0.695 | -11.6026 | -11.6026
Line8_8_10 | 0 | 0 | 0 | 0 | 0 | 0 | 0 | 0 | 0 | 0 | 0 | 0 | 0.695 | 0.695 | -11.6026 | -11.6026
Line9_3_11 | 0 | 0 | 0 | 0 | 0 | 0 | 0 | 0 | 0 | 0 | 0 | 0 | 0.695 | 0.695 | -11.6026 | -11.6026

## LLL_min_10
name | pf_ikss_from_ka | pf_ikss_to_ka | pf_ip_from_ka | pf_ip_to_ka | pf_skss_from_mw | pf_skss_to_mw | pf_p_from_mw | pf_p_to_mw | pf_q_from_mvar | pf_q_to_mvar | pf_ikss_from_degree | pf_ikss_to_degree | pf_vm_from_pu | pf_vm_to_pu | pf_va_from_degree | pf_va_to_degree
Line0_1_2 | 0 | 0 | 0 | 0 | 0 | 0 | 0 | 0 | 0 | 0 | 0 | 0 | 0.65842 | 0.65842 | -11.6026 | -11.6026
Line10_11_12 | 0 | 0 | 0 | 0 | 0 | 0 | 0 | 0 | 0 | 0 | 0 | 0 | 0.65842 | 0.65842 | -11.6026 | -11.6026
Line11_12_13 | 0 | 0 | 0 | 0 | 0 | 0 | 0 | 0 | 0 | 0 | 0 | 0 | 0.65842 | 0.65842 | -11.6026 | -11.6026
Line12_13_15 | 0 | 0 | 0 | 0 | 0 | 0 | 0 | 0 | 0 | 0 | 0 | 0 | 0.65842 | 0.65842 | -11.6026 | -11.6026
Line13_13_14 | 0 | 0 | 0 | 0 | 0 | 0 | 0 | 0 | 0 | 0 | 0 | 0 | 0.65842 | 0.65842 | -11.6026 | -11.6026
Line14_15_16 | 0 | 0 | 0 | 0 | 0 | 0 | 0 | 0 | 0 | 0 | 0 | 0 | 0.65842 | 0.65842 | -11.6026 | -11.6026
Line15_16_17 | 0 | 0 | 0 | 0 | 0 | 0 | 0 | 0 | 0 | 0 | 0 | 0 | 0.65842 | 0.65842 | -11.6026 | -11.6026
Line16_4_18 | 2.7423 | 2.7423 | 0 | 4.5292 | 1.8999 | 1.8999 | 0.43316 | -1e-07 | 0.45121 | -1e-07 | -57.7717 | 122.2283 | 0.32921 | 0 | -11.6026 | 0
Line17_5_19 | 0 | 0 | 0 | 0 | 0 | 0 | 0 | 0 | 0 | 0 | 0 | 0 | 0.65842 | 0.65842 | -11.6026 | -11.6026
Line1_1_3 | 0 | 0 | 0 | 0 | 0 | 0 | 0 | 0 | 0 | 0 | 0 | 0 | 0.65842 | 0.65842 | -11.6026 | -11.6026
Line2_1_4 | 2.7423 | 2.7423 | 0 | 0 | 1.8999 | 1.8999 | 0.86632 | -0.43316 | 0.90242 | -0.45121 | -57.7717 | 122.2283 | 0.65842 | 0.32921 | -11.6026 | -11.6026
Line3_1_5 | 0 | 0 | 0 | 0 | 0 | 0 | 0 | 0 | 0 | 0 | 0 | 0 | 0.65842 | 0.65842 | -11.6026 | -11.6026
Line4_2_6 | 0 | 0 | 0 | 0 | 0 | 0 | 0 | 0 | 0 | 0 | 0 | 0 | 0.65842 | 0.65842 | -11.6026 | -11.6026
Line5_6_7 | 0 | 0 | 0 | 0 | 0 | 0 | 0 | 0 | 0 | 0 | 0 | 0 | 0.65842 | 0.65842 | -11.6026 | -11.6026
Line6_7_8 | 0 | 0 | 0 | 0 | 0 | 0 | 0 | 0 | 0 | 0 | 0 | 0 | 0.65842 | 0.65842 | -11.6026 | -11.6026
Line7_8_9 | 0 | 0 | 0 | 0 | 0 | 0 | 0 | 0 | 0 | 0 | 0 | 0 | 0.65842 | 0.65842 | -11.6026 | -11.6026
Line8_8_10 | 0 | 0 | 0 | 0 | 0 | 0 | 0 | 0 | 0 | 0 | 0 | 0 | 0.65842 | 0.65842 | -11.6026 | -11.6026
Line9_3_11 | 0 | 0 | 0 | 0 | 0 | 0 | 0 | 0 | 0 | 0 | 0 | 0 | 0.65842 | 0.65842 | -11.6026 | -11.6026

## LLL_min_fault_6
name | pf_ikss_from_ka | pf_ikss_to_ka | pf_ip_from_ka | pf_ip_to_ka | pf_skss_from_mw | pf_skss_to_mw | pf_p_from_mw | pf_p_to_mw | pf_q_from_mvar | pf_q_to_mvar | pf_ikss_from_degree | pf_ikss_to_degree | pf_vm_from_pu | pf_vm_to_pu | pf_va_from_degree | pf_va_to_degree
Line0_1_2 | 0 | 0 | 0 | 0 | 0 | 0 | 0 | 0 | 0 | 0 | 0 | 0 | 0.94754 | 0.94754 | -0.12527 | -0.12527
Line10_11_12 | 0 | 0 | 0 | 0 | 0 | 0 | 0 | 0 | 0 | 0 | 0 | 0 | 0.94754 | 0.94754 | -0.12527 | -0.12527
Line11_12_13 | 0 | 0 | 0 | 0 | 0 | 0 | 0 | 0 | 0 | 0 | 0 | 0 | 0.94754 | 0.94754 | -0.12527 | -0.12527
Line12_13_15 | 0 | 0 | 0 | 0 | 0 | 0 | 0 | 0 | 0 | 0 | 0 | 0 | 0.94754 | 0.94754 | -0.12527 | -0.12527
Line13_13_14 | 0 | 0 | 0 | 0 | 0 | 0 | 0 | 0 | 0 | 0 | 0 | 0 | 0.94754 | 0.94754 | -0.12527 | -0.12527
Line14_15_16 | 0 | 0 | 0 | 0 | 0 | 0 | 0 | 0 | 0 | 0 | 0 | 0 | 0.94754 | 0.94754 | -0.12527 | -0.12527
Line15_16_17 | 0 | 0 | 0 | 0 | 0 | 0 | 0 | 0 | 0 | 0 | 0 | 0 | 0.94754 | 0.94754 | -0.12527 | -0.12527
Line16_4_18 | 0.030706 | 0.030706 | 0 | 0.050714 | 0.021274 | 0.021274 | 0.014197 | -0.014143 | 0.014199 | -0.014143 | -45.1344 | 134.8656 | 0.94385 | 0.94017 | -0.1298 | -0.13436
Line17_5_19 | 0 | 0 | 0 | 0 | 0 | 0 | 0 | 0 | 0 | 0 | 0 | 0 | 0.94754 | 0.94754 | -0.12527 | -0.12527
Line1_1_3 | 0 | 0 | 0 | 0 | 0 | 0 | 0 | 0 | 0 | 0 | 0 | 0 | 0.94754 | 0.94754 | -0.12527 | -0.12527
Line2_1_4 | 0.030706 | 0.030706 | 0 | 0 | 0.021274 | 0.021274 | 0.014251 | -0.014197 | 0.014256 | -0.014199 | -45.1344 | 134.8656 | 0.94754 | 0.94385 | -0.12527 | -0.1298
Line3_1_5 | 0 | 0 | 0 | 0 | 0 | 0 | 0 | 0 | 0 | 0 | 0 | 0 | 0.94754 | 0.94754 | -0.12527 | -0.12527
Line4_2_6 | 0 | 0 | 0 | 0 | 0 | 0 | 0 | 0 | 0 | 0 | 0 | 0 | 0.94754 | 0.94754 | -0.12527 | -0.12527
Line5_6_7 | 0 | 0 | 0 | 0 | 0 | 0 | 0 | 0 | 0 | 0 | 0 | 0 | 0.94754 | 0.94754 | -0.12527 | -0.12527
Line6_7_8 | 0 | 0 | 0 | 0 | 0 | 0 | 0 | 0 | 0 | 0 | 0 | 0 | 0.94754 | 0.94754 | -0.12527 | -0.12527
Line7_8_9 | 0 | 0 | 0 | 0 | 0 | 0 | 0 | 0 | 0 | 0 | 0 | 0 | 0.94754 | 0.94754 | -0.12527 | -0.12527
Line8_8_10 | 0 | 0 | 0 | 0 | 0 | 0 | 0 | 0 | 0 | 0 | 0 | 0 | 0.94754 | 0.94754 | -0.12527 | -0.12527
Line9_3_11 | 0 | 0 | 0 | 0 | 0 | 0 | 0 | 0 | 0 | 0 | 0 | 0 | 0.94754 | 0.94754 | -0.12527 | -0.12527

## LLL_min_fault_10
name | pf_ikss_from_ka | pf_ikss_to_ka | pf_ip_from_ka | pf_ip_to_ka | pf_skss_from_mw | pf_skss_to_mw | pf_p_from_mw | pf_p_to_mw | pf_q_from_mvar | pf_q_to_mvar | pf_ikss_from_degree | pf_ikss_to_degree | pf_vm_from_pu | pf_vm_to_pu | pf_va_from_degree | pf_va_to_degree
Line0_1_2 | 0 | 0 | 0 | 0 | 0 | 0 | 0 | 0 | 0 | 0 | 0 | 0 | 0.89767 | 0.89767 | -0.12527 | -0.12527
Line10_11_12 | 0 | 0 | 0 | 0 | 0 | 0 | 0 | 0 | 0 | 0 | 0 | 0 | 0.89767 | 0.89767 | -0.12527 | -0.12527
Line11_12_13 | 0 | 0 | 0 | 0 | 0 | 0 | 0 | 0 | 0 | 0 | 0 | 0 | 0.89767 | 0.89767 | -0.12527 | -0.12527
Line12_13_15 | 0 | 0 | 0 | 0 | 0 | 0 | 0 | 0 | 0 | 0 | 0 | 0 | 0.89767 | 0.89767 | -0.12527 | -0.12527
Line13_13_14 | 0 | 0 | 0 | 0 | 0 | 0 | 0 | 0 | 0 | 0 | 0 | 0 | 0.89767 | 0.89767 | -0.12527 | -0.12527
Line14_15_16 | 0 | 0 | 0 | 0 | 0 | 0 | 0 | 0 | 0 | 0 | 0 | 0 | 0.89767 | 0.89767 | -0.12527 | -0.12527
Line15_16_17 | 0 | 0 | 0 | 0 | 0 | 0 | 0 | 0 | 0 | 0 | 0 | 0 | 0.89767 | 0.89767 | -0.12527 | -0.12527
Line16_4_18 | 0.02909 | 0.02909 | 0 | 0.048045 | 0.020154 | 0.020154 | 0.012742 | -0.012693 | 0.012744 | -0.012693 | -45.1344 | 134.8656 | 0.89418 | 0.89069 | -0.1298 | -0.13436
Line17_5_19 | 0 | 0 | 0 | 0 | 0 | 0 | 0 | 0 | 0 | 0 | 0 | 0 | 0.89767 | 0.89767 | -0.12527 | -0.12527
Line1_1_3 | 0 | 0 | 0 | 0 | 0 | 0 | 0 | 0 | 0 | 0 | 0 | 0 | 0.89767 | 0.89767 | -0.12527 | -0.12527
Line2_1_4 | 0.02909 | 0.02909 | 0 | 0 | 0.020154 | 0.020154 | 0.012791 | -0.012742 | 0.012795 | -0.012744 | -45.1344 | 134.8656 | 0.89767 | 0.89418 | -0.12527 | -0.1298
Line3_1_5 | 0 | 0 | 0 | 0 | 0 | 0 | 0 | 0 | 0 | 0 | 0 | 0 | 0.89767 | 0.89767 | -0.12527 | -0.12527
Line4_2_6 | 0 | 0 | 0 | 0 | 0 | 0 | 0 | 0 | 0 | 0 | 0 | 0 | 0.89767 | 0.89767 | -0.12527 | -0.12527
Line5_6_7 | 0 | 0 | 0 | 0 | 0 | 0 | 0 | 0 | 0 | 0 | 0 | 0 | 0.89767 | 0.89767 | -0.12527 | -0.12527
Line6_7_8 | 0 | 0 | 0 | 0 | 0 | 0 | 0 | 0 | 0 | 0 | 0 | 0 | 0.89767 | 0.89767 | -0.12527 | -0.12527
Line7_8_9 | 0 | 0 | 0 | 0 | 0 | 0 | 0 | 0 | 0 | 0 | 0 | 0 | 0.89767 | 0.89767 | -0.12527 | -0.12527
Line8_8_10 | 0 | 0 | 0 | 0 | 0 | 0 | 0 | 0 | 0 | 0 | 0 | 0 | 0.89767 | 0.89767 | -0.12527 | -0.12527
Line9_3_11 | 0 | 0 | 0 | 0 | 0 | 0 | 0 | 0 | 0 | 0 | 0 | 0 | 0.89767 | 0.89767 | -0.12527 | -0.12527

## LL_max_6
name | pf_ikss_a_from_ka | pf_ikss_b_from_ka | pf_ikss_c_from_ka | pf_ikss_a_to_ka | pf_ikss_b_to_ka | pf_ikss_c_to_ka | pf_skss_a_from_mw | pf_skss_b_from_mw | pf_skss_c_from_mw | pf_skss_a_to_mw | pf_skss_b_to_mw | pf_skss_c_to_mw | pf_p_a_from_mw | pf_p_b_from_mw | pf_p_c_from_mw | pf_p_a_to_mw | pf_p_b_to_mw | pf_p_c_to_mw | pf_q_a_from_mvar | pf_q_b_from_mvar | pf_q_c_from_mvar | pf_q_a_to_mvar | pf_q_b_to_mvar | pf_q_c_to_mvar | pf_ikss_a_from_degree | pf_ikss_b_from_degree | pf_ikss_c_from_degree | pf_ikss_a_to_degree | pf_ikss_b_to_degree | pf_ikss_c_to_degree | pf_vm_a_from_pu | pf_vm_b_from_pu | pf_vm_c_from_pu | pf_vm_a_to_pu | pf_vm_b_to_pu | pf_vm_c_to_pu | pf_va_a_from_degree | pf_va_b_from_degree | pf_va_c_from_degree | pf_va_a_to_degree | pf_va_b_to_degree | pf_va_c_to_degree
Line0_1_2 | 0 | 0 | 0 | 0 | 0 | 0 | 0 | 0 | 0 | 0 | 0 | 0 | 5.8287e-16 | -3.0235e-09 | -4.8365e-09 | -6.2172e-16 | 3.0235e-09 | 4.8365e-09 | 1.1657e-16 | 5.1114e-09 | -1.9712e-09 | -1.36e-16 | -5.1114e-09 | 1.9712e-09 | 0 | 0 | 0 | 0 | 0 | 0 | 1.05 | 0.85292 | 0.7501 | 1.05 | 0.85292 | 0.7501 | 2.1712e-13 | -135.0364 | 126.5322 | 2.0738e-13 | -135.0364 | 126.5322
Line10_11_12 | 0 | 0 | 0 | 0 | 0 | 0 | 0 | 0 | 0 | 0 | 0 | 0 | 5.0515e-16 | -3.0235e-09 | -4.8365e-09 | -4.6629e-16 | 3.0235e-09 | 4.8365e-09 | 3.8858e-17 | 5.1114e-09 | -1.9712e-09 | -3.8858e-17 | -5.1114e-09 | 1.9712e-09 | 0 | 0 | 0 | 0 | 0 | 0 | 1.05 | 0.85292 | 0.7501 | 1.05 | 0.85292 | 0.7501 | 1.9443e-13 | -135.0364 | 126.5322 | 1.8516e-13 | -135.0364 | 126.5322
Line11_12_13 | 0 | 0 | 0 | 0 | 0 | 0 | 0 | 0 | 0 | 0 | 0 | 0 | 3.8858e-16 | -2.5196e-09 | -4.0305e-09 | -3.4972e-16 | 2.5196e-09 | 4.0305e-09 | -3.8858e-17 | 4.2595e-09 | -1.6426e-09 | 5.8287e-17 | -4.2595e-09 | 1.6426e-09 | 0 | 0 | 0 | 0 | 0 | 0 | 1.05 | 0.85292 | 0.7501 | 1.05 | 0.85292 | 0.7501 | 1.8516e-13 | -135.0364 | 126.5322 | 1.7796e-13 | -135.0364 | 126.5322
Line12_13_15 | 0 | 0 | 0 | 0 | 0 | 0 | 0 | 0 | 0 | 0 | 0 | 0 | 1.9429e-16 | -1.5118e-09 | -2.4183e-09 | -1.9429e-16 | 1.5118e-09 | 2.4183e-09 | 7.7716e-17 | 2.5557e-09 | -9.8558e-10 | -7.7716e-17 | -2.5557e-09 | 9.8558e-10 | 0 | 0 | 0 | 0 | 0 | 0 | 1.05 | 0.85292 | 0.7501 | 1.05 | 0.85292 | 0.7501 | 1.7796e-13 | -135.0364 | 126.5322 | 1.7443e-13 | -135.0364 | 126.5322
Line13_13_14 | 0 | 0 | 0 | 0 | 0 | 0 | 0 | 0 | 0 | 0 | 0 | 0 | 3.8858e-17 | -5.0392e-10 | -8.0609e-10 | 3.8858e-17 | 5.0392e-10 | 8.0609e-10 | -1.9429e-17 | 8.5191e-10 | -3.2853e-10 | 1.9429e-17 | -8.5191e-10 | 3.2853e-10 | 0 | 0 | 0 | 0 | 0 | 0 | 1.05 | 0.85292 | 0.7501 | 1.05 | 0.85292 | 0.7501 | 1.7796e-13 | -135.0364 | 126.5322 | 1.7691e-13 | -135.0364 | 126.5322
Line14_15_16 | 0 | 0 | 0 | 0 | 0 | 0 | 0 | 0 | 0 | 0 | 0 | 0 | 1.5543e-16 | -1.0078e-09 | -1.6122e-09 | -1.1657e-16 | 1.0078e-09 | 1.6122e-09 | 4.7318e-31 | 1.7038e-09 | -6.5706e-10 | -3.5126e-31 | -1.7038e-09 | 6.5706e-10 | 0 | 0 | 0 | 0 | 0 | 0 | 1.05 | 0.85292 | 0.7501 | 1.05 | 0.85292 | 0.7501 | 1.7443e-13 | -135.0364 | 126.5322 | 1.7265e-13 | -135.0364 | 126.5322
Line15_16_17 | 0 | 0 | 0 | 0 | 0 | 0 | 0 | 0 | 0 | 0 | 0 | 0 | 5.8544e-32 | -5.0392e-10 | -8.0609e-10 | 3.8858e-17 | 5.0392e-10 | 8.0609e-10 | -1.9429e-17 | 8.5191e-10 | -3.2853e-10 | 1.9429e-17 | -8.5191e-10 | 3.2853e-10 | 0 | 0 | 0 | 0 | 0 | 0 | 1.05 | 0.85292 | 0.7501 | 1.05 | 0.85292 | 0.7501 | 1.7265e-13 | -135.0364 | 126.5322 | 1.7213e-13 | -135.0364 | 126.5322
Line16_4_18 | 0 | 3.1387 | 3.1387 | 0 | 3.1387 | 3.1387 | 0 | 0.72485 | 0.72485 | 0 | 0.72485 | 0.72485 | -7.7716e-17 | 0.45801 | -0.26098 | 7.7716e-17 | -0.3595 | 0.3595 | -2.7837e-31 | 0.072221 | 0.32184 | 2.7546e-31 | 0.12481 | -0.12481 | 0 | -160.8543 | 19.1457 | 0 | 19.1457 | -160.8543 | 1.05 | 0.63968 | 0.57164 | 1.05 | 0.525 | 0.525 | 2.0523e-13 | -151.8935 | 148.1848 | 2.0308e-13 | 180 | -180
Line17_5_19 | 0 | 0 | 0 | 0 | 0 | 0 | 0 | 0 | 0 | 0 | 0 | 0 | 3.8858e-17 | -5.0392e-10 | -8.0609e-10 | -3.8858e-17 | 5.0392e-10 | 8.0609e-10 | -1.9429e-17 | 8.5191e-10 | -3.2853e-10 | 1.9429e-17 | -8.5191e-10 | 3.2853e-10 | 0 | 0 | 0 | 0 | 0 | 0 | 1.05 | 0.85292 | 0.7501 | 1.05 | 0.85292 | 0.7501 | 2.1416e-13 | -135.0364 | 126.5322 | 2.1364e-13 | -135.0364 | 126.5322
Line1_1_3 | 0 | 0 | 0 | 0 | 0 | 0 | 0 | 0 | 0 | 0 | 0 | 0 | 6.6058e-16 | -4.0313e-09 | -6.4487e-09 | -6.9944e-16 | 4.0313e-09 | 6.4487e-09 | 1.9429e-16 | 6.8153e-09 | -2.6282e-09 | -1.7486e-16 | -6.8153e-09 | 2.6282e-09 | 0 | 0 | 0 | 0 | 0 | 0 | 1.05 | 0.85292 | 0.7501 | 1.05 | 0.85292 | 0.7501 | 2.1712e-13 | -135.0364 | 126.5322 | 2.0491e-13 | -135.0364 | 126.5322
Line2_1_4 | 0 | 3.1387 | 3.1387 | 0 | 3.1387 | 3.1387 | 0 | 0.72485 | 0.72485 | 0 | 0.72485 | 0.72485 | 8.5487e-16 | 0.55653 | -0.16247 | -8.5487e-16 | -0.45801 | 0.26098 | 5.0515e-16 | 0.26925 | 0.51887 | -5.4401e-16 | -0.072221 | -0.32184 | 0 | -160.8543 | 19.1457 | 0 | 19.1457 | -160.8543 | 1.05 | 0.85292 | 0.7501 | 1.05 | 0.63968 | 0.57164 | 2.1712e-13 | -135.0364 | 126.5322 | 2.0523e-13 | -151.8935 | 148.1848
Line3_1_5 | 0 | 0 | 0 | 0 | 0 | 0 | 0 | 0 | 0 | 0 | 0 | 0 | 3.8858e-17 | -1.0078e-09 | -1.6122e-09 | -1.1657e-16 | 1.0078e-09 | 1.6122e-09 | 3.8858e-17 | 1.7038e-09 | -6.5706e-10 | -5.8287e-17 | -1.7038e-09 | 6.5706e-10 | 0 | 0 | 0 | 0 | 0 | 0 | 1.05 | 0.85292 | 0.7501 | 1.05 | 0.85292 | 0.7501 | 2.1712e-13 | -135.0364 | 126.5322 | 2.1416e-13 | -135.0364 | 126.5322
Line4_2_6 | 0 | 0 | 0 | 0 | 0 | 0 | 0 | 0 | 0 | 0 | 0 | 0 | 3.1086e-16 | -2.5196e-09 | -4.0305e-09 | -3.1086e-16 | 2.5196e-09 | 4.0305e-09 | 9.7145e-17 | 4.2595e-09 | -1.6426e-09 | -1.1657e-16 | -4.2595e-09 | 1.6426e-09 | 0 | 0 | 0 | 0 | 0 | 0 | 1.05 | 0.85292 | 0.7501 | 1.05 | 0.85292 | 0.7501 | 2.0738e-13 | -135.0364 | 126.5322 | 2.0188e-13 | -135.0364 | 126.5322
Line5_6_7 | 0 | 0 | 0 | 0 | 0 | 0 | 0 | 0 | 0 | 0 | 0 | 0 | 2.72e-16 | -2.0157e-09 | -3.2244e-09 | -2.72e-16 | 2.0157e-09 | 3.2244e-09 | 9.5841e-31 | 3.4076e-09 | -1.3141e-09 | -9.4291e-31 | -3.4076e-09 | 1.3141e-09 | 0 | 0 | 0 | 0 | 0 | 0 | 1.05 | 0.85292 | 0.7501 | 1.05 | 0.85292 | 0.7501 | 2.0188e-13 | -135.0364 | 126.5322 | 1.9862e-13 | -135.0364 | 126.5322
Line6_7_8 | 0 | 0 | 0 | 0 | 0 | 0 | 0 | 0 | 0 | 0 | 0 | 0 | 1.5543e-16 | -1.5118e-09 | -2.4183e-09 | -1.5543e-16 | 1.5118e-09 | 2.4183e-09 | 5.388e-31 | 2.5557e-09 | -9.8558e-10 | -5.3044e-31 | -2.5557e-09 | 9.8558e-10 | 0 | 0 | 0 | 0 | 0 | 0 | 1.05 | 0.85292 | 0.7501 | 1.05 | 0.85292 | 0.7501 | 1.9862e-13 | -135.0364 | 126.5322 | 1.9553e-13 | -135.0364 | 126.5322
Line7_8_9 | 0 | 0 | 0 | 0 | 0 | 0 | 0 | 0 | 0 | 0 | 0 | 0 | -3.8858e-17 | -5.0392e-10 | -8.0609e-10 | 3.8858e-17 | 5.0392e-10 | 8.0609e-10 | -1.3261e-31 | 8.5191e-10 | -3.2853e-10 | 1.319e-31 | -8.5191e-10 | 3.2853e-10 | 0 | 0 | 0 | 0 | 0 | 0 | 1.05 | 0.85292 | 0.7501 | 1.05 | 0.85292 | 0.7501 | 1.9553e-13 | -135.0364 | 126.5322 | 1.9449e-13 | -135.0364 | 126.5322
Line8_8_10 | 0 | 0 | 0 | 0 | 0 | 0 | 0 | 0 | 0 | 0 | 0 | 0 | -3.8858e-17 | -5.0392e-10 | -8.0609e-10 | 3.8858e-17 | 5.0392e-10 | 8.0609e-10 | 3.8858e-17 | 8.5191e-10 | -3.2853e-10 | -3.8858e-17 | -8.5191e-10 | 3.2853e-10 | 0 | 0 | 0 | 0 | 0 | 0 | 1.05 | 0.85292 | 0.7501 | 1.05 | 0.85292 | 0.7501 | 1.9553e-13 | -135.0364 | 126.5322 | 1.9369e-13 | -135.0364 | 126.5322
Line9_3_11 | 0 | 0 | 0 | 0 | 0 | 0 | 0 | 0 | 0 | 0 | 0 | 0 | 6.9944e-16 | -3.5274e-09 | -5.6426e-09 | -6.9944e-16 | 3.5274e-09 | 5.6426e-09 | 7.7716e-17 | 5.9633e-09 | -2.2997e-09 | -5.8287e-17 | -5.9633e-09 | 2.2997e-09 | 0 | 0 | 0 | 0 | 0 | 0 | 1.05 | 0.85292 | 0.7501 | 1.05 | 0.85292 | 0.7501 | 2.0491e-13 | -135.0364 | 126.5322 | 1.9443e-13 | -135.0364 | 126.5322

## LL_max_10
name | pf_ikss_a_from_ka | pf_ikss_b_from_ka | pf_ikss_c_from_ka | pf_ikss_a_to_ka | pf_ikss_b_to_ka | pf_ikss_c_to_ka | pf_skss_a_from_mw | pf_skss_b_from_mw | pf_skss_c_from_mw | pf_skss_a_to_mw | pf_skss_b_to_mw | pf_skss_c_to_mw | pf_p_a_from_mw | pf_p_b_from_mw | pf_p_c_from_mw | pf_p_a_to_mw | pf_p_b_to_mw | pf_p_c_to_mw | pf_q_a_from_mvar | pf_q_b_from_mvar | pf_q_c_from_mvar | pf_q_a_to_mvar | pf_q_b_to_mvar | pf_q_c_to_mvar | pf_ikss_a_from_degree | pf_ikss_b_from_degree | pf_ikss_c_from_degree | pf_ikss_a_to_degree | pf_ikss_b_to_degree | pf_ikss_c_to_degree | pf_vm_a_from_pu | pf_vm_b_from_pu | pf_vm_c_from_pu | pf_vm_a_to_pu | pf_vm_b_to_pu | pf_vm_c_to_pu | pf_va_a_from_degree | pf_va_b_from_degree | pf_va_c_from_degree | pf_va_a_to_degree | pf_va_b_to_degree | pf_va_c_to_degree
Line0_1_2 | 0 | 0 | 0 | 0 | 0 | 0 | 0 | 0 | 0 | 0 | 0 | 0 | 4.4779e-16 | -3.3669e-09 | -5.3859e-09 | -4.885e-16 | 3.3669e-09 | 5.3859e-09 | 1.6283e-16 | 5.759e-09 | -2.262e-09 | -1.2212e-16 | -5.759e-09 | 2.262e-09 | 0 | 0 | 0 | 0 | 0 | 0 | 1.1 | 0.88719 | 0.77689 | 1.1 | 0.88719 | 0.77689 | -2.461e-12 | -135.5593 | 126.9102 | -2.4688e-12 | -135.5593 | 126.9102
Line10_11_12 | 0 | 0 | 0 | 0 | 0 | 0 | 0 | 0 | 0 | 0 | 0 | 0 | 5.2921e-16 | -3.3669e-09 | -5.3859e-09 | -4.885e-16 | 3.3669e-09 | 5.3859e-09 | 4.0708e-17 | 5.759e-09 | -2.262e-09 | -4.0708e-17 | -5.759e-09 | 2.262e-09 | 0 | 0 | 0 | 0 | 0 | 0 | 1.1 | 0.88719 | 0.77689 | 1.1 | 0.88719 | 0.77689 | -2.4835e-12 | -135.5593 | 126.9102 | -2.4931e-12 | -135.5593 | 126.9102
Line11_12_13 | 0 | 0 | 0 | 0 | 0 | 0 | 0 | 0 | 0 | 0 | 0 | 0 | 4.885e-16 | -2.8058e-09 | -4.4883e-09 | -4.4779e-16 | 2.8058e-09 | 4.4883e-09 | -4.0708e-17 | 4.7992e-09 | -1.885e-09 | 4.0708e-17 | -4.7992e-09 | 1.885e-09 | 0 | 0 | 0 | 0 | 0 | 0 | 1.1 | 0.88719 | 0.77689 | 1.1 | 0.88719 | 0.77689 | -2.4931e-12 | -135.5593 | 126.9102 | -2.5005e-12 | -135.5593 | 126.9102
Line12_13_15 | 0 | 0 | 0 | 0 | 0 | 0 | 0 | 0 | 0 | 0 | 0 | 0 | 2.4425e-16 | -1.6835e-09 | -2.693e-09 | -2.4425e-16 | 1.6835e-09 | 2.693e-09 | -1.066e-29 | 2.8795e-09 | -1.131e-09 | -4.0708e-17 | -2.8795e-09 | 1.131e-09 | 0 | 0 | 0 | 0 | 0 | 0 | 1.1 | 0.88719 | 0.77689 | 1.1 | 0.88719 | 0.77689 | -2.5005e-12 | -135.5593 | 126.9102 | -2.5041e-12 | -135.5593 | 126.9102
Line13_13_14 | 0 | 0 | 0 | 0 | 0 | 0 | 0 | 0 | 0 | 0 | 0 | 0 | 0 | -5.6115e-10 | -8.9765e-10 | 0 | 5.6115e-10 | 8.9765e-10 | 0 | 9.5983e-10 | -3.77e-10 | 0 | -9.5983e-10 | 3.77e-10 | 0 | 0 | 0 | 0 | 0 | 0 | 1.1 | 0.88719 | 0.77689 | 1.1 | 0.88719 | 0.77689 | -2.5005e-12 | -135.5593 | 126.9102 | -2.5016e-12 | -135.5593 | 126.9102
Line14_15_16 | 0 | 0 | 0 | 0 | 0 | 0 | 0 | 0 | 0 | 0 | 0 | 0 | 1.2212e-16 | -1.1223e-09 | -1.7953e-09 | -1.2212e-16 | 1.1223e-09 | 1.7953e-09 | 4.0708e-17 | 1.9197e-09 | -7.5399e-10 | -8.1416e-17 | -1.9197e-09 | 7.5399e-10 | 0 | 0 | 0 | 0 | 0 | 0 | 1.1 | 0.88719 | 0.77689 | 1.1 | 0.88719 | 0.77689 | -2.5041e-12 | -135.5593 | 126.9102 | -2.506e-12 | -135.5593 | 126.9102
Line15_16_17 | 0 | 0 | 0 | 0 | 0 | 0 | 0 | 0 | 0 | 0 | 0 | 0 | -4.0708e-17 | -5.6115e-10 | -8.9765e-10 | 8.1416e-17 | 5.6115e-10 | 8.9765e-10 | 4.0708e-17 | 9.5983e-10 | -3.77e-10 | -4.0708e-17 | -9.5983e-10 | 3.77e-10 | 0 | 0 | 0 | 0 | 0 | 0 | 1.1 | 0.88719 | 0.77689 | 1.1 | 0.88719 | 0.77689 | -2.506e-12 | -135.5593 | 126.9102 | -2.5065e-12 | -135.5593 | 126.9102
Line16_4_18 | 0 | 3.2366 | 3.2366 | 0 | 3.2366 | 3.2366 | 0 | 0.74746 | 0.74746 | 0 | 0.74746 | 0.74746 | -1.6283e-16 | 0.49365 | -0.28415 | 1.6283e-16 | -0.3889 | 0.3889 | -8.1416e-17 | 0.07624 | 0.34278 | 8.1416e-17 | 0.13327 | -0.13327 | 0 | -161.0844 | 18.9156 | 0 | 18.9156 | -161.0844 | 1.1 | 0.66828 | 0.59567 | 1.1 | 0.55 | 0.55 | -2.4692e-12 | -152.305 | 148.5727 | -2.4714e-12 | -180 | -180
Line17_5_19 | 0 | 0 | 0 | 0 | 0 | 0 | 0 | 0 | 0 | 0 | 0 | 0 | 0 | -5.6115e-10 | -8.9765e-10 | -4.0708e-17 | 5.6115e-10 | 8.9765e-10 | 0 | 9.5983e-10 | -3.77e-10 | 1.7499e-30 | -9.5983e-10 | 3.77e-10 | 0 | 0 | 0 | 0 | 0 | 0 | 1.1 | 0.88719 | 0.77689 | 1.1 | 0.88719 | 0.77689 | -2.4624e-12 | -135.5593 | 126.9102 | -2.4629e-12 | -135.5593 | 126.9102
Line1_1_3 | 0 | 0 | 0 | 0 | 0 | 0 | 0 | 0 | 0 | 0 | 0 | 0 | 7.3275e-16 | -4.4892e-09 | -7.1812e-09 | -7.7346e-16 | 4.4892e-09 | 7.1812e-09 | 2.0354e-16 | 7.6787e-09 | -3.016e-09 | -1.6283e-16 | -7.6787e-09 | 3.016e-09 | 0 | 0 | 0 | 0 | 0 | 0 | 1.1 | 0.88719 | 0.77689 | 1.1 | 0.88719 | 0.77689 | -2.461e-12 | -135.5593 | 126.9102 | -2.4727e-12 | -135.5593 | 126.9102
Line2_1_4 | 0 | 3.2366 | 3.2366 | 0 | 3.2366 | 3.2366 | 0 | 0.74746 | 0.74746 | 0 | 0.74746 | 0.74746 | 8.1416e-16 | 0.59841 | -0.17939 | -7.3275e-16 | -0.49365 | 0.28415 | 9.77e-16 | 0.28575 | 0.55229 | -9.3629e-16 | -0.07624 | -0.34278 | 0 | -161.0844 | 18.9156 | 0 | 18.9156 | -161.0844 | 1.1 | 0.88719 | 0.77689 | 1.1 | 0.66828 | 0.59567 | -2.461e-12 | -135.5593 | 126.9102 | -2.4692e-12 | -152.305 | 148.5727
Line3_1_5 | 0 | 0 | 0 | 0 | 0 | 0 | 0 | 0 | 0 | 0 | 0 | 0 | 8.1416e-17 | -1.1223e-09 | -1.7953e-09 | -8.1416e-17 | 1.1223e-09 | 1.7953e-09 | 4.0708e-17 | 1.9197e-09 | -7.5399e-10 | 3.499e-30 | -1.9197e-09 | 7.5399e-10 | 0 | 0 | 0 | 0 | 0 | 0 | 1.1 | 0.88719 | 0.77689 | 1.1 | 0.88719 | 0.77689 | -2.461e-12 | -135.5593 | 126.9102 | -2.4624e-12 | -135.5593 | 126.9102
Line4_2_6 | 0 | 0 | 0 | 0 | 0 | 0 | 0 | 0 | 0 | 0 | 0 | 0 | 3.6637e-16 | -2.8058e-09 | -4.4883e-09 | -3.6637e-16 | 2.8058e-09 | 4.4883e-09 | -1.5786e-29 | 4.7992e-09 | -1.885e-09 | 1.5828e-29 | -4.7992e-09 | 1.885e-09 | 0 | 0 | 0 | 0 | 0 | 0 | 1.1 | 0.88719 | 0.77689 | 1.1 | 0.88719 | 0.77689 | -2.4688e-12 | -135.5593 | 126.9102 | -2.4754e-12 | -135.5593 | 126.9102
Line5_6_7 | 0 | 0 | 0 | 0 | 0 | 0 | 0 | 0 | 0 | 0 | 0 | 0 | 2.4425e-16 | -2.2446e-09 | -3.5906e-09 | -2.8496e-16 | 2.2446e-09 | 3.5906e-09 | 4.0708e-17 | 3.8393e-09 | -1.508e-09 | -4.0708e-17 | -3.8393e-09 | 1.508e-09 | 0 | 0 | 0 | 0 | 0 | 0 | 1.1 | 0.88719 | 0.77689 | 1.1 | 0.88719 | 0.77689 | -2.4754e-12 | -135.5593 | 126.9102 | -2.4811e-12 | -135.5593 | 126.9102
Line6_7_8 | 0 | 0 | 0 | 0 | 0 | 0 | 0 | 0 | 0 | 0 | 0 | 0 | 2.4425e-16 | -1.6835e-09 | -2.693e-09 | -2.4425e-16 | 1.6835e-09 | 2.693e-09 | -4.0708e-17 | 2.8795e-09 | -1.131e-09 | 8.1416e-17 | -2.8795e-09 | 1.131e-09 | 0 | 0 | 0 | 0 | 0 | 0 | 1.1 | 0.88719 | 0.77689 | 1.1 | 0.88719 | 0.77689 | -2.4811e-12 | -135.5593 | 126.9102 | -2.4843e-12 | -135.5593 | 126.9102
Line7_8_9 | 0 | 0 | 0 | 0 | 0 | 0 | 0 | 0 | 0 | 0 | 0 | 0 | 4.0708e-17 | -5.6115e-10 | -8.9765e-10 | -4.0708e-17 | 5.6115e-10 | 8.9765e-10 | -1.7651e-30 | 9.5983e-10 | -3.77e-10 | 1.7659e-30 | -9.5983e-10 | 3.77e-10 | 0 | 0 | 0 | 0 | 0 | 0 | 1.1 | 0.88719 | 0.77689 | 1.1 | 0.88719 | 0.77689 | -2.4843e-12 | -135.5593 | 126.9102 | -2.4854e-12 | -135.5593 | 126.9102
Line8_8_10 | 0 | 0 | 0 | 0 | 0 | 0 | 0 | 0 | 0 | 0 | 0 | 0 | 1.7651e-30 | -5.6115e-10 | -8.9765e-10 | -4.0708e-17 | 5.6115e-10 | 8.9765e-10 | 4.0708e-17 | 9.5983e-10 | -3.77e-10 | -4.0708e-17 | -9.5983e-10 | 3.77e-10 | 0 | 0 | 0 | 0 | 0 | 0 | 1.1 | 0.88719 | 0.77689 | 1.1 | 0.88719 | 0.77689 | -2.4843e-12 | -135.5593 | 126.9102 | -2.4856e-12 | -135.5593 | 126.9102
Line9_3_11 | 0 | 0 | 0 | 0 | 0 | 0 | 0 | 0 | 0 | 0 | 0 | 0 | 7.3275e-16 | -3.9281e-09 | -6.2836e-09 | -7.3275e-16 | 3.9281e-09 | 6.2836e-09 | 4.0708e-17 | 6.7188e-09 | -2.639e-09 | -4.0708e-17 | -6.7188e-09 | 2.639e-09 | 0 | 0 | 0 | 0 | 0 | 0 | 1.1 | 0.88719 | 0.77689 | 1.1 | 0.88719 | 0.77689 | -2.4727e-12 | -135.5593 | 126.9102 | -2.4835e-12 | -135.5593 | 126.9102

## LL_max_fault_6
name | pf_ikss_a_from_ka | pf_ikss_b_from_ka | pf_ikss_c_from_ka | pf_ikss_a_to_ka | pf_ikss_b_to_ka | pf_ikss_c_to_ka | pf_skss_a_from_mw | pf_skss_b_from_mw | pf_skss_c_from_mw | pf_skss_a_to_mw | pf_skss_b_to_mw | pf_skss_c_to_mw | pf_p_a_from_mw | pf_p_b_from_mw | pf_p_c_from_mw | pf_p_a_to_mw | pf_p_b_to_mw | pf_p_c_to_mw | pf_q_a_from_mvar | pf_q_b_from_mvar | pf_q_c_from_mvar | pf_q_a_to_mvar | pf_q_b_to_mvar | pf_q_c_to_mvar | pf_ikss_a_from_degree | pf_ikss_b_from_degree | pf_ikss_c_from_degree | pf_ikss_a_to_degree | pf_ikss_b_to_degree | pf_ikss_c_to_degree | pf_vm_a_from_pu | pf_vm_b_from_pu | pf_vm_c_from_pu | pf_vm_a_to_pu | pf_vm_b_to_pu | pf_vm_c_to_pu | pf_va_a_from_degree | pf_va_b_from_degree | pf_va_c_from_degree | pf_va_a_to_degree | pf_va_b_to_degree | pf_va_c_to_degree
Line0_1_2 | 0 | 0 | 0 | 0 | 0 | 0 | 0 | 0 | 0 | 0 | 0 | 0 | 7.5894e-18 | -4.6325e-11 | -1.333e-10 | -8.1966e-18 | 4.6325e-11 | 1.333e-10 | 5.4644e-18 | 1.2762e-10 | 2.3032e-11 | -6.0715e-18 | -1.2762e-10 | -2.3032e-11 | 0 | 0 | 0 | 0 | 0 | 0 | 1.05 | 1.048 | 1.0442 | 1.05 | 1.048 | 1.0442 | 8.1847e-14 | -120.3021 | 119.9453 | 8.1719e-14 | -120.3021 | 119.9453
Line10_11_12 | 0 | 0 | 0 | 0 | 0 | 0 | 0 | 0 | 0 | 0 | 0 | 0 | 7.2858e-18 | -4.6325e-11 | -1.333e-10 | -7.2858e-18 | 4.6325e-11 | 1.333e-10 | 3.0358e-18 | 1.2762e-10 | 2.3032e-11 | -1.8215e-18 | -1.2762e-10 | -2.3032e-11 | 0 | 0 | 0 | 0 | 0 | 0 | 1.05 | 1.048 | 1.0442 | 1.05 | 1.048 | 1.0442 | 8.1488e-14 | -120.3021 | 119.9453 | 8.1337e-14 | -120.3021 | 119.9453
Line11_12_13 | 0 | 0 | 0 | 0 | 0 | 0 | 0 | 0 | 0 | 0 | 0 | 0 | 6.0715e-18 | -3.8604e-11 | -1.1109e-10 | -5.4644e-18 | 3.8604e-11 | 1.1109e-10 | -6.0715e-19 | 1.0635e-10 | 1.9193e-11 | -7.7455e-33 | -1.0635e-10 | -1.9193e-11 | 0 | 0 | 0 | 0 | 0 | 0 | 1.05 | 1.048 | 1.0442 | 1.05 | 1.048 | 1.0442 | 8.1337e-14 | -120.3021 | 119.9453 | 8.1215e-14 | -120.3021 | 119.9453
Line12_13_15 | 0 | 0 | 0 | 0 | 0 | 0 | 0 | 0 | 0 | 0 | 0 | 0 | 4.5536e-18 | -2.3162e-11 | -6.6652e-11 | -4.5536e-18 | 2.3162e-11 | 6.6652e-11 | 2.4286e-18 | 6.3811e-11 | 1.1516e-11 | -6.0715e-19 | -6.3811e-11 | -1.1516e-11 | 0 | 0 | 0 | 0 | 0 | 0 | 1.05 | 1.048 | 1.0442 | 1.05 | 1.048 | 1.0442 | 8.1215e-14 | -120.3021 | 119.9453 | 8.1154e-14 | -120.3021 | 119.9453
Line13_13_14 | 0 | 0 | 0 | 0 | 0 | 0 | 0 | 0 | 0 | 0 | 0 | 0 | 6.0715e-19 | -7.7208e-12 | -2.2217e-11 | -6.0715e-19 | 7.7208e-12 | 2.2217e-11 | 6.0715e-19 | 2.127e-11 | 3.8387e-12 | -8.6046e-34 | -2.127e-11 | -3.8387e-12 | 0 | 0 | 0 | 0 | 0 | 0 | 1.05 | 1.048 | 1.0442 | 1.05 | 1.048 | 1.0442 | 8.1215e-14 | -120.3021 | 119.9453 | 8.12e-14 | -120.3021 | 119.9453
Line14_15_16 | 0 | 0 | 0 | 0 | 0 | 0 | 0 | 0 | 0 | 0 | 0 | 0 | 3.0358e-18 | -1.5442e-11 | -4.4435e-11 | -2.4286e-18 | 1.5442e-11 | 4.4435e-11 | 6.0715e-19 | 4.2541e-11 | 7.6773e-12 | -6.0715e-19 | -4.2541e-11 | -7.6773e-12 | 0 | 0 | 0 | 0 | 0 | 0 | 1.05 | 1.048 | 1.0442 | 1.05 | 1.048 | 1.0442 | 8.1154e-14 | -120.3021 | 119.9453 | 8.1125e-14 | -120.3021 | 119.9453
Line15_16_17 | 0 | 0 | 0 | 0 | 0 | 0 | 0 | 0 | 0 | 0 | 0 | 0 | -1.2143e-18 | -7.7208e-12 | -2.2217e-11 | 1.2143e-18 | 7.7208e-12 | 2.2217e-11 | 1.2143e-18 | 2.127e-11 | 3.8387e-12 | 1.7189e-33 | -2.127e-11 | -3.8387e-12 | 0 | 0 | 0 | 0 | 0 | 0 | 1.05 | 1.048 | 1.0442 | 1.05 | 1.048 | 1.0442 | 8.1125e-14 | -120.3021 | 119.9453 | 8.1106e-14 | -120.3021 | 119.9453
Line16_4_18 | 0 | 0.0584 | 0.0584 | 0 | 0.0584 | 0.0584 | 0 | 0.013487 | 0.013487 | 0 | 0.013487 | 0.013487 | -2.4286e-18 | 0.013608 | 0.0035134 | 2.4286e-18 | -0.013574 | -0.0034793 | -2.4286e-18 | 0.0036287 | 0.013561 | 2.4286e-18 | -0.0035605 | -0.013493 | 0 | -135.4649 | 44.5351 | 0 | 44.5351 | -135.4649 | 1.05 | 1.0442 | 1.0387 | 1.05 | 1.0405 | 1.0331 | 8.1578e-14 | -120.5336 | 120.01 | 8.1528e-14 | -120.7668 | 120.0754
Line17_5_19 | 0 | 0 | 0 | 0 | 0 | 0 | 0 | 0 | 0 | 0 | 0 | 0 | -3.0358e-19 | -7.7208e-12 | -2.2217e-11 | 3.0358e-19 | 7.7208e-12 | 2.2217e-11 | -4.3337e-34 | 2.127e-11 | 3.8387e-12 | 1.8215e-18 | -2.127e-11 | -3.8387e-12 | 0 | 0 | 0 | 0 | 0 | 0 | 1.05 | 1.048 | 1.0442 | 1.05 | 1.048 | 1.0442 | 8.1793e-14 | -120.3021 | 119.9453 | 8.1774e-14 | -120.3021 | 119.9453
Line1_1_3 | 0 | 0 | 0 | 0 | 0 | 0 | 0 | 0 | 0 | 0 | 0 | 0 | 1.1232e-17 | -6.1766e-11 | -1.7774e-10 | -1.1839e-17 | 6.1766e-11 | 1.7774e-10 | 5.4644e-18 | 1.7016e-10 | 3.0709e-11 | -5.4644e-18 | -1.7016e-10 | -3.0709e-11 | 0 | 0 | 0 | 0 | 0 | 0 | 1.05 | 1.048 | 1.0442 | 1.05 | 1.048 | 1.0442 | 8.1847e-14 | -120.3021 | 119.9453 | 8.1654e-14 | -120.3021 | 119.9453
Line2_1_4 | 0 | 0.0584 | 0.0584 | 0 | 0.0584 | 0.0584 | 0 | 0.013487 | 0.013487 | 0 | 0.013487 | 0.013487 | 1.6393e-17 | 0.013642 | 0.0035475 | -1.7e-17 | -0.013608 | -0.0035134 | -2.4286e-18 | 0.003697 | 0.013629 | 2.4286e-18 | -0.0036287 | -0.013561 | 0 | -135.4649 | 44.5351 | 0 | 44.5351 | -135.4649 | 1.05 | 1.048 | 1.0442 | 1.05 | 1.0442 | 1.0387 | 8.1847e-14 | -120.3021 | 119.9453 | 8.1578e-14 | -120.5336 | 120.01
Line3_1_5 | 0 | 0 | 0 | 0 | 0 | 0 | 0 | 0 | 0 | 0 | 0 | 0 | 2.4286e-18 | -1.5442e-11 | -4.4435e-11 | -2.4286e-18 | 1.5442e-11 | 4.4435e-11 | 6.0715e-19 | 4.2541e-11 | 7.6773e-12 | -6.0715e-19 | -4.2541e-11 | -7.6773e-12 | 0 | 0 | 0 | 0 | 0 | 0 | 1.05 | 1.048 | 1.0442 | 1.05 | 1.048 | 1.0442 | 8.1847e-14 | -120.3021 | 119.9453 | 8.1793e-14 | -120.3021 | 119.9453
Line4_2_6 | 0 | 0 | 0 | 0 | 0 | 0 | 0 | 0 | 0 | 0 | 0 | 0 | 4.5536e-18 | -3.8604e-11 | -1.1109e-10 | -4.5536e-18 | 3.8604e-11 | 1.1109e-10 | 6.0715e-18 | 1.0635e-10 | 1.9193e-11 | -5.4644e-18 | -1.0635e-10 | -1.9193e-11 | 0 | 0 | 0 | 0 | 0 | 0 | 1.05 | 1.048 | 1.0442 | 1.05 | 1.048 | 1.0442 | 8.1719e-14 | -120.3021 | 119.9453 | 8.1627e-14 | -120.3021 | 119.9453
Line5_6_7 | 0 | 0 | 0 | 0 | 0 | 0 | 0 | 0 | 0 | 0 | 0 | 0 | 3.9465e-18 | -3.0883e-11 | -8.887e-11 | -4.5536e-18 | 3.0883e-11 | 8.887e-11 | 1.2143e-18 | 8.5081e-11 | 1.5355e-11 | -1.2143e-18 | -8.5081e-11 | -1.5355e-11 | 0 | 0 | 0 | 0 | 0 | 0 | 1.05 | 1.048 | 1.0442 | 1.05 | 1.048 | 1.0442 | 8.1627e-14 | -120.3021 | 119.9453 | 8.1558e-14 | -120.3021 | 119.9453
Line6_7_8 | 0 | 0 | 0 | 0 | 0 | 0 | 0 | 0 | 0 | 0 | 0 | 0 | 1.8215e-18 | -2.3162e-11 | -6.6652e-11 | -2.4286e-18 | 2.3162e-11 | 6.6652e-11 | 1.2143e-18 | 6.3811e-11 | 1.1516e-11 | -3.0358e-18 | -6.3811e-11 | -1.1516e-11 | 0 | 0 | 0 | 0 | 0 | 0 | 1.05 | 1.048 | 1.0442 | 1.05 | 1.048 | 1.0442 | 8.1558e-14 | -120.3021 | 119.9453 | 8.1502e-14 | -120.3021 | 119.9453
Line7_8_9 | 0 | 0 | 0 | 0 | 0 | 0 | 0 | 0 | 0 | 0 | 0 | 0 | 6.0715e-19 | -7.7208e-12 | -2.2217e-11 | -1.2143e-18 | 7.7208e-12 | 2.2217e-11 | -1.2143e-18 | 2.127e-11 | 3.8387e-12 | 1.2143e-18 | -2.127e-11 | -3.8387e-12 | 0 | 0 | 0 | 0 | 0 | 0 | 1.05 | 1.048 | 1.0442 | 1.05 | 1.048 | 1.0442 | 8.1502e-14 | -120.3021 | 119.9453 | 8.1487e-14 | -120.3021 | 119.9453
Line8_8_10 | 0 | 0 | 0 | 0 | 0 | 0 | 0 | 0 | 0 | 0 | 0 | 0 | 6.0715e-19 | -7.7208e-12 | -2.2217e-11 | -1.2143e-18 | 7.7208e-12 | 2.2217e-11 | -6.0715e-19 | 2.127e-11 | 3.8387e-12 | 1.2143e-18 | -2.127e-11 | -3.8387e-12 | 0 | 0 | 0 | 0 | 0 | 0 | 1.05 | 1.048 | 1.0442 | 1.05 | 1.048 | 1.0442 | 8.1502e-14 | -120.3021 | 119.9453 | 8.1478e-14 | -120.3021 | 119.9453
Line9_3_11 | 0 | 0 | 0 | 0 | 0 | 0 | 0 | 0 | 0 | 0 | 0 | 0 | 1.0625e-17 | -5.4045e-11 | -1.5552e-10 | -1.0625e-17 | 5.4045e-11 | 1.5552e-10 | 4.2501e-18 | 1.4889e-10 | 2.6871e-11 | -5.4644e-18 | -1.4889e-10 | -2.6871e-11 | 0 | 0 | 0 | 0 | 0 | 0 | 1.05 | 1.048 | 1.0442 | 1.05 | 1.048 | 1.0442 | 8.1654e-14 | -120.3021 | 119.9453 | 8.1488e-14 | -120.3021 | 119.9453

## LL_max_fault_10
name | pf_ikss_a_from_ka | pf_ikss_b_from_ka | pf_ikss_c_from_ka | pf_ikss_a_to_ka | pf_ikss_b_to_ka | pf_ikss_c_to_ka | pf_skss_a_from_mw | pf_skss_b_from_mw | pf_skss_c_from_mw | pf_skss_a_to_mw | pf_skss_b_to_mw | pf_skss_c_to_mw | pf_p_a_from_mw | pf_p_b_from_mw | pf_p_c_from_mw | pf_p_a_to_mw | pf_p_b_to_mw | pf_p_c_to_mw | pf_q_a_from_mvar | pf_q_b_from_mvar | pf_q_c_from_mvar | pf_q_a_to_mvar | pf_q_b_to_mvar | pf_q_c_to_mvar | pf_ikss_a_from_degree | pf_ikss_b_from_degree | pf_ikss_c_from_degree | pf_ikss_a_to_degree | pf_ikss_b_to_degree | pf_ikss_c_to_degree | pf_vm_a_from_pu | pf_vm_b_from_pu | pf_vm_c_from_pu | pf_vm_a_to_pu | pf_vm_b_to_pu | pf_vm_c_to_pu | pf_va_a_from_degree | pf_va_b_from_degree | pf_va_c_from_degree | pf_va_a_to_degree | pf_va_b_to_degree | pf_va_c_to_degree
Line0_1_2 | 0 | 0 | 0 | 0 | 0 | 0 | 0 | 0 | 0 | 0 | 0 | 0 | 6.0426e-18 | -5.3219e-11 | -1.5314e-10 | -5.4066e-18 | 5.3219e-11 | 1.5314e-10 | 1.0177e-17 | 1.4664e-10 | 2.6437e-11 | -1.0177e-17 | -1.4664e-10 | -2.6437e-11 | 0 | 0 | 0 | 0 | 0 | 0 | 1.1 | 1.0978 | 1.0936 | 1.1 | 1.0978 | 1.0936 | 2.1235e-14 | -120.3163 | 119.9428 | 2.1128e-14 | -120.3163 | 119.9428
Line10_11_12 | 0 | 0 | 0 | 0 | 0 | 0 | 0 | 0 | 0 | 0 | 0 | 0 | 8.2688e-18 | -5.3219e-11 | -1.5314e-10 | -8.2688e-18 | 5.3219e-11 | 1.5314e-10 | 2.5443e-18 | 1.4664e-10 | 2.6437e-11 | -3.1803e-18 | -1.4664e-10 | -2.6437e-11 | 0 | 0 | 0 | 0 | 0 | 0 | 1.1 | 1.0978 | 1.0936 | 1.1 | 1.0978 | 1.0936 | 2.0877e-14 | -120.3163 | 119.9428 | 2.0719e-14 | -120.3163 | 119.9428
Line11_12_13 | 0 | 0 | 0 | 0 | 0 | 0 | 0 | 0 | 0 | 0 | 0 | 0 | 8.9049e-18 | -4.4349e-11 | -1.2762e-10 | -8.9049e-18 | 4.4349e-11 | 1.2762e-10 | -1.2721e-18 | 1.222e-10 | 2.2031e-11 | -3.2002e-33 | -1.222e-10 | -2.2031e-11 | 0 | 0 | 0 | 0 | 0 | 0 | 1.1 | 1.0978 | 1.0936 | 1.1 | 1.0978 | 1.0936 | 2.0719e-14 | -120.3163 | 119.9428 | 2.0591e-14 | -120.3163 | 119.9428
Line12_13_15 | 0 | 0 | 0 | 0 | 0 | 0 | 0 | 0 | 0 | 0 | 0 | 0 | 4.1344e-18 | -2.6609e-11 | -7.6572e-11 | -4.1344e-18 | 2.6609e-11 | 7.6572e-11 | 3.8164e-18 | 7.332e-11 | 1.3218e-11 | -3.8164e-18 | -7.332e-11 | -1.3218e-11 | 0 | 0 | 0 | 0 | 0 | 0 | 1.1 | 1.0978 | 1.0936 | 1.1 | 1.0978 | 1.0936 | 2.0591e-14 | -120.3163 | 119.9428 | 2.0528e-14 | -120.3163 | 119.9428
Line13_13_14 | 0 | 0 | 0 | 0 | 0 | 0 | 0 | 0 | 0 | 0 | 0 | 0 | 9.541e-19 | -8.8698e-12 | -2.5524e-11 | -9.541e-19 | 8.8698e-12 | 2.5524e-11 | -6.3607e-19 | 2.444e-11 | 4.4061e-12 | 6.3607e-19 | -2.444e-11 | -4.4061e-12 | 0 | 0 | 0 | 0 | 0 | 0 | 1.1 | 1.0978 | 1.0936 | 1.1 | 1.0978 | 1.0936 | 2.0591e-14 | -120.3163 | 119.9428 | 2.0576e-14 | -120.3163 | 119.9428
Line14_15_16 | 0 | 0 | 0 | 0 | 0 | 0 | 0 | 0 | 0 | 0 | 0 | 0 | 2.2262e-18 | -1.7739e-11 | -5.1048e-11 | -1.5902e-18 | 1.7739e-11 | 5.1048e-11 | 2.5443e-18 | 4.888e-11 | 8.8123e-12 | -2.5443e-18 | -4.888e-11 | -8.8123e-12 | 0 | 0 | 0 | 0 | 0 | 0 | 1.1 | 1.0978 | 1.0936 | 1.1 | 1.0978 | 1.0936 | 2.0528e-14 | -120.3163 | 119.9428 | 2.0497e-14 | -120.3163 | 119.9428
Line15_16_17 | 0 | 0 | 0 | 0 | 0 | 0 | 0 | 0 | 0 | 0 | 0 | 0 | -1.2721e-18 | -8.8697e-12 | -2.5524e-11 | 1.2721e-18 | 8.8698e-12 | 2.5524e-11 | -4.5509e-34 | 2.444e-11 | 4.4061e-12 | 4.5466e-34 | -2.444e-11 | -4.4061e-12 | 0 | 0 | 0 | 0 | 0 | 0 | 1.1 | 1.0978 | 1.0936 | 1.1 | 1.0978 | 1.0936 | 2.0497e-14 | -120.3163 | 119.9428 | 2.0477e-14 | -120.3163 | 119.9428
Line16_4_18 | 0 | 0.061167 | 0.061167 | 0 | 0.061167 | 0.061167 | 0 | 0.014126 | 0.014126 | 0 | 0.014126 | 0.014126 | -3.8164e-18 | 0.01493 | 0.0038518 | 5.0885e-18 | -0.014893 | -0.0038144 | 2.5443e-18 | 0.0039805 | 0.014876 | 1.8674e-33 | -0.0039057 | -0.014801 | 0 | -135.4761 | 44.5239 | 0 | 44.5239 | -135.4761 | 1.1 | 1.0938 | 1.0878 | 1.1 | 1.0899 | 1.0821 | 2.106e-14 | -120.5478 | 120.0075 | 2.1026e-14 | -120.781 | 120.073
Line17_5_19 | 0 | 0 | 0 | 0 | 0 | 0 | 0 | 0 | 0 | 0 | 0 | 0 | 9.541e-19 | -8.8697e-12 | -2.5524e-11 | -9.541e-19 | 8.8698e-12 | 2.5524e-11 | 6.3607e-19 | 2.444e-11 | 4.4061e-12 | -6.3607e-19 | -2.444e-11 | -4.4061e-12 | 0 | 0 | 0 | 0 | 0 | 0 | 1.1 | 1.0978 | 1.0936 | 1.1 | 1.0978 | 1.0936 | 2.1208e-14 | -120.3163 | 119.9428 | 2.1188e-14 | -120.3163 | 119.9428
Line1_1_3 | 0 | 0 | 0 | 0 | 0 | 0 | 0 | 0 | 0 | 0 | 0 | 0 | 1.1767e-17 | -7.0958e-11 | -2.0419e-10 | -1.0495e-17 | 7.0958e-11 | 2.0419e-10 | 9.541e-18 | 1.9552e-10 | 3.5249e-11 | -9.541e-18 | -1.9552e-10 | -3.5249e-11 | 0 | 0 | 0 | 0 | 0 | 0 | 1.1 | 1.0978 | 1.0936 | 1.1 | 1.0978 | 1.0936 | 2.1235e-14 | -120.3163 | 119.9428 | 2.1051e-14 | -120.3163 | 119.9428
Line2_1_4 | 0 | 0.061167 | 0.061167 | 0 | 0.061167 | 0.061167 | 0 | 0.014126 | 0.014126 | 0 | 0.014126 | 0.014126 | 1.2721e-17 | 0.014968 | 0.0038892 | -1.2721e-17 | -0.01493 | -0.0038518 | 7.6328e-18 | 0.0040553 | 0.014951 | -8.9049e-18 | -0.0039805 | -0.014876 | 0 | -135.4761 | 44.5239 | 0 | 44.5239 | -135.4761 | 1.1 | 1.0978 | 1.0936 | 1.1 | 1.0938 | 1.0878 | 2.1235e-14 | -120.3163 | 119.9428 | 2.106e-14 | -120.5478 | 120.0075
Line3_1_5 | 0 | 0 | 0 | 0 | 0 | 0 | 0 | 0 | 0 | 0 | 0 | 0 | 3.1803e-19 | -1.7739e-11 | -5.1048e-11 | -3.1803e-19 | 1.7739e-11 | 5.1048e-11 | 1.9082e-18 | 4.888e-11 | 8.8123e-12 | -1.9082e-18 | -4.888e-11 | -8.8123e-12 | 0 | 0 | 0 | 0 | 0 | 0 | 1.1 | 1.0978 | 1.0936 | 1.1 | 1.0978 | 1.0936 | 2.1235e-14 | -120.3163 | 119.9428 | 2.1208e-14 | -120.3163 | 119.9428
Line4_2_6 | 0 | 0 | 0 | 0 | 0 | 0 | 0 | 0 | 0 | 0 | 0 | 0 | 6.3607e-18 | -4.4349e-11 | -1.2762e-10 | -6.3607e-18 | 4.4349e-11 | 1.2762e-10 | 5.7246e-18 | 1.222e-10 | 2.2031e-11 | -5.7246e-18 | -1.222e-10 | -2.2031e-11 | 0 | 0 | 0 | 0 | 0 | 0 | 1.1 | 1.0978 | 1.0936 | 1.1 | 1.0978 | 1.0936 | 2.1128e-14 | -120.3163 | 119.9428 | 2.1014e-14 | -120.3163 | 119.9428
Line5_6_7 | 0 | 0 | 0 | 0 | 0 | 0 | 0 | 0 | 0 | 0 | 0 | 0 | 5.0885e-18 | -3.5479e-11 | -1.021e-10 | -5.7246e-18 | 3.5479e-11 | 1.021e-10 | 3.1803e-18 | 9.776e-11 | 1.7624e-11 | -3.8164e-18 | -9.776e-11 | -1.7624e-11 | 0 | 0 | 0 | 0 | 0 | 0 | 1.1 | 1.0978 | 1.0936 | 1.1 | 1.0978 | 1.0936 | 2.1014e-14 | -120.3163 | 119.9428 | 2.0915e-14 | -120.3163 | 119.9428
Line6_7_8 | 0 | 0 | 0 | 0 | 0 | 0 | 0 | 0 | 0 | 0 | 0 | 0 | 3.1803e-18 | -2.6609e-11 | -7.6572e-11 | -2.5443e-18 | 2.6609e-11 | 7.6572e-11 | 1.1609e-33 | 7.332e-11 | 1.3218e-11 | -6.3607e-19 | -7.332e-11 | -1.3218e-11 | 0 | 0 | 0 | 0 | 0 | 0 | 1.1 | 1.0978 | 1.0936 | 1.1 | 1.0978 | 1.0936 | 2.0915e-14 | -120.3163 | 119.9428 | 2.0836e-14 | -120.3163 | 119.9428
Line7_8_9 | 0 | 0 | 0 | 0 | 0 | 0 | 0 | 0 | 0 | 0 | 0 | 0 | -6.3607e-19 | -8.8698e-12 | -2.5524e-11 | 6.3607e-19 | 8.8698e-12 | 2.5524e-11 | 6.3607e-19 | 2.444e-11 | 4.4061e-12 | -6.3607e-19 | -2.444e-11 | -4.4061e-12 | 0 | 0 | 0 | 0 | 0 | 0 | 1.1 | 1.0978 | 1.0936 | 1.1 | 1.0978 | 1.0936 | 2.0836e-14 | -120.3163 | 119.9428 | 2.0821e-14 | -120.3163 | 119.9428
Line8_8_10 | 0 | 0 | 0 | 0 | 0 | 0 | 0 | 0 | 0 | 0 | 0 | 0 | -6.3607e-19 | -8.8698e-12 | -2.5524e-11 | 6.3607e-19 | 8.8698e-12 | 2.5524e-11 | 6.3607e-19 | 2.444e-11 | 4.4061e-12 | -6.3607e-19 | -2.444e-11 | -4.4061e-12 | 0 | 0 | 0 | 0 | 0 | 0 | 1.1 | 1.0978 | 1.0936 | 1.1 | 1.0978 | 1.0936 | 2.0836e-14 | -120.3163 | 119.9428 | 2.0809e-14 | -120.3163 | 119.9428
Line9_3_11 | 0 | 0 | 0 | 0 | 0 | 0 | 0 | 0 | 0 | 0 | 0 | 0 | 9.859e-18 | -6.2088e-11 | -1.7867e-10 | -9.859e-18 | 6.2088e-11 | 1.7867e-10 | 5.7246e-18 | 1.7108e-10 | 3.0843e-11 | -6.3607e-18 | -1.7108e-10 | -3.0843e-11 | 0 | 0 | 0 | 0 | 0 | 0 | 1.1 | 1.0978 | 1.0936 | 1.1 | 1.0978 | 1.0936 | 2.1051e-14 | -120.3163 | 119.9428 | 2.0877e-14 | -120.3163 | 119.9428

## LL_min_6
name | pf_ikss_a_from_ka | pf_ikss_b_from_ka | pf_ikss_c_from_ka | pf_ikss_a_to_ka | pf_ikss_b_to_ka | pf_ikss_c_to_ka | pf_skss_a_from_mw | pf_skss_b_from_mw | pf_skss_c_from_mw | pf_skss_a_to_mw | pf_skss_b_to_mw | pf_skss_c_to_mw | pf_p_a_from_mw | pf_p_b_from_mw | pf_p_c_from_mw | pf_p_a_to_mw | pf_p_b_to_mw | pf_p_c_to_mw | pf_q_a_from_mvar | pf_q_b_from_mvar | pf_q_c_from_mvar | pf_q_a_to_mvar | pf_q_b_to_mvar | pf_q_c_to_mvar | pf_ikss_a_from_degree | pf_ikss_b_from_degree | pf_ikss_c_from_degree | pf_ikss_a_to_degree | pf_ikss_b_to_degree | pf_ikss_c_to_degree | pf_vm_a_from_pu | pf_vm_b_from_pu | pf_vm_c_from_pu | pf_vm_a_to_pu | pf_vm_b_to_pu | pf_vm_c_to_pu | pf_va_a_from_degree | pf_va_b_from_degree | pf_va_c_from_degree | pf_va_a_to_degree | pf_va_b_to_degree | pf_va_c_to_degree
Line0_1_2 | 0 | 0 | 0 | 0 | 0 | 0 | 0 | 0 | 0 | 0 | 0 | 0 | 1.0547e-16 | -1.4366e-09 | -3.9666e-09 | -1.0547e-16 | 1.4366e-09 | 3.9666e-09 | -3.5157e-17 | 4.6273e-09 | -2.4518e-10 | 1.7579e-17 | -4.6273e-09 | 2.4518e-10 | 0 | 0 | 0 | 0 | 0 | 0 | 0.95 | 0.83839 | 0.68767 | 0.95 | 0.83839 | 0.68767 | -2.358e-12 | -135.3123 | 120.9775 | -2.3602e-12 | -135.3123 | 120.9775
Line10_11_12 | 0 | 0 | 0 | 0 | 0 | 0 | 0 | 0 | 0 | 0 | 0 | 0 | 2.6368e-17 | -1.4366e-09 | -3.9666e-09 | -2.6368e-17 | 1.4366e-09 | 3.9666e-09 | 1.0547e-16 | 4.6273e-09 | -2.4518e-10 | -1.0547e-16 | -4.6273e-09 | 2.4518e-10 | 0 | 0 | 0 | 0 | 0 | 0 | 0.95 | 0.83839 | 0.68767 | 0.95 | 0.83839 | 0.68767 | -2.3528e-12 | -135.3123 | 120.9775 | -2.3497e-12 | -135.3123 | 120.9775
Line11_12_13 | 0 | 0 | 0 | 0 | 0 | 0 | 0 | 0 | 0 | 0 | 0 | 0 | 8.7893e-18 | -1.1971e-09 | -3.3055e-09 | -2.6368e-17 | 1.1971e-09 | 3.3055e-09 | 7.0314e-17 | 3.8561e-09 | -2.0432e-10 | -1.0547e-16 | -3.8561e-09 | 2.0432e-10 | 0 | 0 | 0 | 0 | 0 | 0 | 0.95 | 0.83839 | 0.68767 | 0.95 | 0.83839 | 0.68767 | -2.3497e-12 | -135.3123 | 120.9775 | -2.3468e-12 | -135.3123 | 120.9775
Line12_13_15 | 0 | 0 | 0 | 0 | 0 | 0 | 0 | 0 | 0 | 0 | 0 | 0 | 2.16e-30 | -7.1829e-10 | -1.9833e-09 | -1.4394e-30 | 7.1829e-10 | 1.9833e-09 | 5.2736e-17 | 2.3137e-09 | -1.2259e-10 | -3.5157e-17 | -2.3137e-09 | 1.2259e-10 | 0 | 0 | 0 | 0 | 0 | 0 | 0.95 | 0.83839 | 0.68767 | 0.95 | 0.83839 | 0.68767 | -2.3468e-12 | -135.3123 | 120.9775 | -2.3458e-12 | -135.3123 | 120.9775
Line13_13_14 | 0 | 0 | 0 | 0 | 0 | 0 | 0 | 0 | 0 | 0 | 0 | 0 | -1.7579e-17 | -2.3943e-10 | -6.611e-10 | 3.5157e-17 | 2.3943e-10 | 6.611e-10 | 8.7893e-17 | 7.7122e-10 | -4.0864e-11 | -5.2736e-17 | -7.7122e-10 | 4.0864e-11 | 0 | 0 | 0 | 0 | 0 | 0 | 0.95 | 0.83839 | 0.68767 | 0.95 | 0.83839 | 0.68767 | -2.3468e-12 | -135.3123 | 120.9775 | -2.347e-12 | -135.3123 | 120.9775
Line14_15_16 | 0 | 0 | 0 | 0 | 0 | 0 | 0 | 0 | 0 | 0 | 0 | 0 | 2.6368e-17 | -4.7886e-10 | -1.3222e-09 | -2.6368e-17 | 4.7886e-10 | 1.3222e-09 | 1.7579e-17 | 1.5424e-09 | -8.1728e-11 | -1.7579e-17 | -1.5424e-09 | 8.1728e-11 | 0 | 0 | 0 | 0 | 0 | 0 | 0.95 | 0.83839 | 0.68767 | 0.95 | 0.83839 | 0.68767 | -2.3458e-12 | -135.3123 | 120.9775 | -2.3451e-12 | -135.3123 | 120.9775
Line15_16_17 | 0 | 0 | 0 | 0 | 0 | 0 | 0 | 0 | 0 | 0 | 0 | 0 | -8.7893e-18 | -2.3943e-10 | -6.611e-10 | -8.7893e-18 | 2.3943e-10 | 6.611e-10 | 3.5157e-17 | 7.7122e-10 | -4.0864e-11 | -3.5157e-17 | -7.7122e-10 | 4.0864e-11 | 0 | 0 | 0 | 0 | 0 | 0 | 0.95 | 0.83839 | 0.68767 | 0.95 | 0.83839 | 0.68767 | -2.3451e-12 | -135.3123 | 120.9775 | -2.3455e-12 | -135.3123 | 120.9775
Line16_4_18 | 0 | 2.5068 | 2.5068 | 0 | 2.5068 | 2.5068 | 0 | 0.57893 | 0.57893 | 0 | 0.57893 | 0.57893 | 7.0314e-17 | 0.35328 | -0.11197 | -7.0314e-17 | -0.23262 | 0.23262 | -7.0314e-17 | -0.020967 | 0.27233 | 7.0314e-17 | 0.14665 | -0.14665 | 0 | -147.7717 | 32.2283 | 0 | 32.2283 | -147.7717 | 0.95 | 0.6113 | 0.50862 | 0.95 | 0.475 | 0.475 | -2.3559e-12 | -151.1682 | 144.5775 | -2.3571e-12 | -180 | -180
Line17_5_19 | 0 | 0 | 0 | 0 | 0 | 0 | 0 | 0 | 0 | 0 | 0 | 0 | 4.3946e-17 | -2.3943e-10 | -6.611e-10 | -8.7893e-18 | 2.3943e-10 | 6.611e-10 | 1.7579e-17 | 7.7122e-10 | -4.0864e-11 | 3.6173e-31 | -7.7122e-10 | 4.0864e-11 | 0 | 0 | 0 | 0 | 0 | 0 | 0.95 | 0.83839 | 0.68767 | 0.95 | 0.83839 | 0.68767 | -2.3577e-12 | -135.3123 | 120.9775 | -2.3581e-12 | -135.3123 | 120.9775
Line1_1_3 | 0 | 0 | 0 | 0 | 0 | 0 | 0 | 0 | 0 | 0 | 0 | 0 | 2.6368e-17 | -1.9154e-09 | -5.2888e-09 | -2.6368e-17 | 1.9154e-09 | 5.2888e-09 | 1.2305e-16 | 6.1697e-09 | -3.2691e-10 | -1.0547e-16 | -6.1697e-09 | 3.2691e-10 | 0 | 0 | 0 | 0 | 0 | 0 | 0.95 | 0.83839 | 0.68767 | 0.95 | 0.83839 | 0.68767 | -2.358e-12 | -135.3123 | 120.9775 | -2.3558e-12 | -135.3123 | 120.9775
Line2_1_4 | 0 | 2.5068 | 2.5068 | 0 | 2.5068 | 2.5068 | 0 | 0.57893 | 0.57893 | 0 | 0.57893 | 0.57893 | 4.5704e-16 | 0.47394 | 0.0086903 | -4.5704e-16 | -0.35328 | 0.11197 | 8.4377e-16 | 0.10472 | 0.39802 | -8.4377e-16 | 0.020967 | -0.27233 | 0 | -147.7717 | 32.2283 | 0 | 32.2283 | -147.7717 | 0.95 | 0.83839 | 0.68767 | 0.95 | 0.6113 | 0.50862 | -2.358e-12 | -135.3123 | 120.9775 | -2.3559e-12 | -151.1682 | 144.5775
Line3_1_5 | 0 | 0 | 0 | 0 | 0 | 0 | 0 | 0 | 0 | 0 | 0 | 0 | 8.7893e-18 | -4.7886e-10 | -1.3222e-09 | 8.7893e-18 | 4.7886e-10 | 1.3222e-09 | 3.5157e-17 | 1.5424e-09 | -8.1728e-11 | -3.5157e-17 | -1.5424e-09 | 8.1728e-11 | 0 | 0 | 0 | 0 | 0 | 0 | 0.95 | 0.83839 | 0.68767 | 0.95 | 0.83839 | 0.68767 | -2.358e-12 | -135.3123 | 120.9775 | -2.3577e-12 | -135.3123 | 120.9775
Line4_2_6 | 0 | 0 | 0 | 0 | 0 | 0 | 0 | 0 | 0 | 0 | 0 | 0 | 6.1525e-17 | -1.1971e-09 | -3.3055e-09 | -7.9103e-17 | 1.1971e-09 | 3.3055e-09 | -3.5157e-17 | 3.8561e-09 | -2.0432e-10 | 3.5157e-17 | -3.8561e-09 | 2.0432e-10 | 0 | 0 | 0 | 0 | 0 | 0 | 0.95 | 0.83839 | 0.68767 | 0.95 | 0.83839 | 0.68767 | -2.3602e-12 | -135.3123 | 120.9775 | -2.3606e-12 | -135.3123 | 120.9775
Line5_6_7 | 0 | 0 | 0 | 0 | 0 | 0 | 0 | 0 | 0 | 0 | 0 | 0 | 2.6368e-17 | -9.5772e-10 | -2.6444e-09 | -2.6368e-17 | 9.5772e-10 | 2.6444e-09 | 1.7579e-17 | 3.0849e-09 | -1.6346e-10 | -5.2736e-17 | -3.0849e-09 | 1.6346e-10 | 0 | 0 | 0 | 0 | 0 | 0 | 0.95 | 0.83839 | 0.68767 | 0.95 | 0.83839 | 0.68767 | -2.3606e-12 | -135.3123 | 120.9775 | -2.3597e-12 | -135.3123 | 120.9775
Line6_7_8 | 0 | 0 | 0 | 0 | 0 | 0 | 0 | 0 | 0 | 0 | 0 | 0 | 3.5157e-17 | -7.1829e-10 | -1.9833e-09 | -1.7579e-17 | 7.1829e-10 | 1.9833e-09 | 1.0547e-16 | 2.3136e-09 | -1.2259e-10 | -1.2305e-16 | -2.3136e-09 | 1.2259e-10 | 0 | 0 | 0 | 0 | 0 | 0 | 0.95 | 0.83839 | 0.68767 | 0.95 | 0.83839 | 0.68767 | -2.3597e-12 | -135.3123 | 120.9775 | -2.3597e-12 | -135.3123 | 120.9775
Line7_8_9 | 0 | 0 | 0 | 0 | 0 | 0 | 0 | 0 | 0 | 0 | 0 | 0 | 1.7579e-17 | -2.3943e-10 | -6.611e-10 | 7.2401e-31 | 2.3943e-10 | 6.611e-10 | -1.7579e-17 | 7.7122e-10 | -4.0864e-11 | 1.7579e-17 | -7.7122e-10 | 4.0864e-11 | 0 | 0 | 0 | 0 | 0 | 0 | 0.95 | 0.83839 | 0.68767 | 0.95 | 0.83839 | 0.68767 | -2.3597e-12 | -135.3123 | 120.9775 | -2.3598e-12 | -135.3123 | 120.9775
Line8_8_10 | 0 | 0 | 0 | 0 | 0 | 0 | 0 | 0 | 0 | 0 | 0 | 0 | 2.6368e-17 | -2.3943e-10 | -6.611e-10 | -2.6368e-17 | 2.3943e-10 | 6.611e-10 | 1.7579e-17 | 7.7122e-10 | -4.0864e-11 | -1.7579e-17 | -7.7122e-10 | 4.0864e-11 | 0 | 0 | 0 | 0 | 0 | 0 | 0.95 | 0.83839 | 0.68767 | 0.95 | 0.83839 | 0.68767 | -2.3597e-12 | -135.3123 | 120.9775 | -2.3594e-12 | -135.3123 | 120.9775
Line9_3_11 | 0 | 0 | 0 | 0 | 0 | 0 | 0 | 0 | 0 | 0 | 0 | 0 | 4.3946e-17 | -1.676e-09 | -4.6277e-09 | -4.3946e-17 | 1.676e-09 | 4.6277e-09 | 1.0547e-16 | 5.3985e-09 | -2.8605e-10 | -8.7893e-17 | -5.3985e-09 | 2.8605e-10 | 0 | 0 | 0 | 0 | 0 | 0 | 0.95 | 0.83839 | 0.68767 | 0.95 | 0.83839 | 0.68767 | -2.3558e-12 | -135.3123 | 120.9775 | -2.3528e-12 | -135.3123 | 120.9775

## LL_min_10
name | pf_ikss_a_from_ka | pf_ikss_b_from_ka | pf_ikss_c_from_ka | pf_ikss_a_to_ka | pf_ikss_b_to_ka | pf_ikss_c_to_ka | pf_skss_a_from_mw | pf_skss_b_from_mw | pf_skss_c_from_mw | pf_skss_a_to_mw | pf_skss_b_to_mw | pf_skss_c_to_mw | pf_p_a_from_mw | pf_p_b_from_mw | pf_p_c_from_mw | pf_p_a_to_mw | pf_p_b_to_mw | pf_p_c_to_mw | pf_q_a_from_mvar | pf_q_b_from_mvar | pf_q_c_from_mvar | pf_q_a_to_mvar | pf_q_b_to_mvar | pf_q_c_to_mvar | pf_ikss_a_from_degree | pf_ikss_b_from_degree | pf_ikss_c_from_degree | pf_ikss_a_to_degree | pf_ikss_b_to_degree | pf_ikss_c_to_degree | pf_vm_a_from_pu | pf_vm_b_from_pu | pf_vm_c_from_pu | pf_vm_a_to_pu | pf_vm_b_to_pu | pf_vm_c_to_pu | pf_va_a_from_degree | pf_va_b_from_degree | pf_va_c_from_degree | pf_va_a_to_degree | pf_va_b_to_degree | pf_va_c_to_degree
Line0_1_2 | 0 | 0 | 0 | 0 | 0 | 0 | 0 | 0 | 0 | 0 | 0 | 0 | 4.1633e-17 | -1.2893e-09 | -3.56e-09 | -4.1633e-17 | 1.2893e-09 | 3.56e-09 | 4.996e-17 | 4.153e-09 | -2.2006e-10 | -4.996e-17 | -4.153e-09 | 2.2005e-10 | 0 | 0 | 0 | 0 | 0 | 0 | 0.9 | 0.79426 | 0.65148 | 0.9 | 0.79426 | 0.65148 | -2.5175e-12 | -135.3123 | 120.9775 | -2.5182e-12 | -135.3123 | 120.9775
Line10_11_12 | 0 | 0 | 0 | 0 | 0 | 0 | 0 | 0 | 0 | 0 | 0 | 0 | 1.6653e-17 | -1.2893e-09 | -3.56e-09 | -1.6653e-17 | 1.2893e-09 | 3.56e-09 | 9.992e-17 | 4.153e-09 | -2.2006e-10 | -1.1657e-16 | -4.153e-09 | 2.2006e-10 | 0 | 0 | 0 | 0 | 0 | 0 | 0.9 | 0.79426 | 0.65148 | 0.9 | 0.79426 | 0.65148 | -2.5123e-12 | -135.3123 | 120.9775 | -2.5092e-12 | -135.3123 | 120.9775
Line11_12_13 | 0 | 0 | 0 | 0 | 0 | 0 | 0 | 0 | 0 | 0 | 0 | 0 | -3.3307e-17 | -1.0744e-09 | -2.9667e-09 | 1.6653e-17 | 1.0744e-09 | 2.9667e-09 | 1.3323e-16 | 3.4609e-09 | -1.8338e-10 | -1.3323e-16 | -3.4609e-09 | 1.8338e-10 | 0 | 0 | 0 | 0 | 0 | 0 | 0.9 | 0.79426 | 0.65148 | 0.9 | 0.79426 | 0.65148 | -2.5092e-12 | -135.3123 | 120.9775 | -2.5063e-12 | -135.3123 | 120.9775
Line12_13_15 | 0 | 0 | 0 | 0 | 0 | 0 | 0 | 0 | 0 | 0 | 0 | 0 | 1.6653e-17 | -6.4467e-10 | -1.78e-09 | -1.6653e-17 | 6.4467e-10 | 1.78e-09 | 1.6653e-17 | 2.0765e-09 | -1.1003e-10 | -3.3307e-17 | -2.0765e-09 | 1.1003e-10 | 0 | 0 | 0 | 0 | 0 | 0 | 0.9 | 0.79426 | 0.65148 | 0.9 | 0.79426 | 0.65148 | -2.5063e-12 | -135.3123 | 120.9775 | -2.5053e-12 | -135.3123 | 120.9775
Line13_13_14 | 0 | 0 | 0 | 0 | 0 | 0 | 0 | 0 | 0 | 0 | 0 | 0 | 3.3307e-17 | -2.1489e-10 | -5.9334e-10 | -3.3307e-17 | 2.1489e-10 | 5.9334e-10 | -3.3307e-17 | 6.9217e-10 | -3.6676e-11 | 1.6653e-17 | -6.9217e-10 | 3.6676e-11 | 0 | 0 | 0 | 0 | 0 | 0 | 0.9 | 0.79426 | 0.65148 | 0.9 | 0.79426 | 0.65148 | -2.5063e-12 | -135.3123 | 120.9775 | -2.5065e-12 | -135.3123 | 120.9775
Line14_15_16 | 0 | 0 | 0 | 0 | 0 | 0 | 0 | 0 | 0 | 0 | 0 | 0 | -8.3267e-18 | -4.2978e-10 | -1.1867e-09 | 2.498e-17 | 4.2978e-10 | 1.1867e-09 | 4.996e-17 | 1.3843e-09 | -7.3352e-11 | -6.6613e-17 | -1.3843e-09 | 7.3352e-11 | 0 | 0 | 0 | 0 | 0 | 0 | 0.9 | 0.79426 | 0.65148 | 0.9 | 0.79426 | 0.65148 | -2.5053e-12 | -135.3123 | 120.9775 | -2.5046e-12 | -135.3123 | 120.9775
Line15_16_17 | 0 | 0 | 0 | 0 | 0 | 0 | 0 | 0 | 0 | 0 | 0 | 0 | 2.498e-17 | -2.1489e-10 | -5.9334e-10 | -2.498e-17 | 2.1489e-10 | 5.9334e-10 | -1.092e-30 | 6.9217e-10 | -3.6676e-11 | -3.3307e-17 | -6.9217e-10 | 3.6676e-11 | 0 | 0 | 0 | 0 | 0 | 0 | 0.9 | 0.79426 | 0.65148 | 0.9 | 0.79426 | 0.65148 | -2.5046e-12 | -135.3123 | 120.9775 | -2.505e-12 | -135.3123 | 120.9775
Line16_4_18 | 0 | 2.3749 | 2.3749 | 0 | 2.3749 | 2.3749 | 0 | 0.54846 | 0.54846 | 0 | 0.54846 | 0.54846 | -2.9241e-30 | 0.31707 | -0.10049 | 0 | -0.20878 | 0.20878 | -6.6613e-17 | -0.018818 | 0.24442 | 0 | 0.13162 | -0.13162 | 0 | -147.7717 | 32.2283 | 0 | 32.2283 | -147.7717 | 0.9 | 0.57913 | 0.48185 | 0.9 | 0.45 | 0.45 | -2.5151e-12 | -151.1682 | 144.5775 | -2.5168e-12 | -180 | -180
Line17_5_19 | 0 | 0 | 0 | 0 | 0 | 0 | 0 | 0 | 0 | 0 | 0 | 0 | 4.1633e-17 | -2.1489e-10 | -5.9334e-10 | -8.3267e-18 | 2.1489e-10 | 5.9334e-10 | -1.8291e-30 | 6.9217e-10 | -3.6676e-11 | 3.6587e-31 | -6.9217e-10 | 3.6676e-11 | 0 | 0 | 0 | 0 | 0 | 0 | 0.9 | 0.79426 | 0.65148 | 0.9 | 0.79426 | 0.65148 | -2.5172e-12 | -135.3123 | 120.9775 | -2.5176e-12 | -135.3123 | 120.9775
Line1_1_3 | 0 | 0 | 0 | 0 | 0 | 0 | 0 | 0 | 0 | 0 | 0 | 0 | 4.1633e-17 | -1.7191e-09 | -4.7467e-09 | -4.1633e-17 | 1.7191e-09 | 4.7467e-09 | 9.992e-17 | 5.5374e-09 | -2.9341e-10 | -9.992e-17 | -5.5374e-09 | 2.9341e-10 | 0 | 0 | 0 | 0 | 0 | 0 | 0.9 | 0.79426 | 0.65148 | 0.9 | 0.79426 | 0.65148 | -2.5175e-12 | -135.3123 | 120.9775 | -2.5154e-12 | -135.3123 | 120.9775
Line2_1_4 | 0 | 2.3749 | 2.3749 | 0 | 2.3749 | 2.3749 | 0 | 0.54846 | 0.54846 | 0 | 0.54846 | 0.54846 | 3.9968e-16 | 0.42536 | 0.0077996 | -3.9968e-16 | -0.31707 | 0.10049 | 6.3283e-16 | 0.093984 | 0.35722 | -6.6613e-16 | 0.018818 | -0.24442 | 0 | -147.7717 | 32.2283 | 0 | 32.2283 | -147.7717 | 0.9 | 0.79426 | 0.65148 | 0.9 | 0.57913 | 0.48185 | -2.5175e-12 | -135.3123 | 120.9775 | -2.5151e-12 | -151.1682 | 144.5775
Line3_1_5 | 0 | 0 | 0 | 0 | 0 | 0 | 0 | 0 | 0 | 0 | 0 | 0 | -1.6653e-17 | -4.2978e-10 | -1.1867e-09 | 1.6653e-17 | 4.2978e-10 | 1.1867e-09 | 4.996e-17 | 1.3843e-09 | -7.3352e-11 | -4.996e-17 | -1.3843e-09 | 7.3352e-11 | 0 | 0 | 0 | 0 | 0 | 0 | 0.9 | 0.79426 | 0.65148 | 0.9 | 0.79426 | 0.65148 | -2.5175e-12 | -135.3123 | 120.9775 | -2.5172e-12 | -135.3123 | 120.9775
Line4_2_6 | 0 | 0 | 0 | 0 | 0 | 0 | 0 | 0 | 0 | 0 | 0 | 0 | 3.3307e-17 | -1.0744e-09 | -2.9667e-09 | -3.3307e-17 | 1.0744e-09 | 2.9667e-09 | 1.6653e-17 | 3.4609e-09 | -1.8338e-10 | -1.6653e-17 | -3.4609e-09 | 1.8338e-10 | 0 | 0 | 0 | 0 | 0 | 0 | 0.9 | 0.79426 | 0.65148 | 0.9 | 0.79426 | 0.65148 | -2.5182e-12 | -135.3123 | 120.9775 | -2.5179e-12 | -135.3123 | 120.9775
Line5_6_7 | 0 | 0 | 0 | 0 | 0 | 0 | 0 | 0 | 0 | 0 | 0 | 0 | 1.6653e-17 | -8.5956e-10 | -2.3734e-09 | -1.6653e-17 | 8.5956e-10 | 2.3734e-09 | 3.3307e-17 | 2.7687e-09 | -1.467e-10 | -1.6653e-17 | -2.7687e-09 | 1.467e-10 | 0 | 0 | 0 | 0 | 0 | 0 | 0.9 | 0.79426 | 0.65148 | 0.9 | 0.79426 | 0.65148 | -2.5179e-12 | -135.3123 | 120.9775 | -2.517e-12 | -135.3123 | 120.9775
Line6_7_8 | 0 | 0 | 0 | 0 | 0 | 0 | 0 | 0 | 0 | 0 | 0 | 0 | 3.6579e-30 | -6.4467e-10 | -1.78e-09 | -1.6653e-17 | 6.4467e-10 | 1.78e-09 | 8.3267e-17 | 2.0765e-09 | -1.1003e-10 | -8.3267e-17 | -2.0765e-09 | 1.1003e-10 | 0 | 0 | 0 | 0 | 0 | 0 | 0.9 | 0.79426 | 0.65148 | 0.9 | 0.79426 | 0.65148 | -2.517e-12 | -135.3123 | 120.9775 | -2.5168e-12 | -135.3123 | 120.9775
Line7_8_9 | 0 | 0 | 0 | 0 | 0 | 0 | 0 | 0 | 0 | 0 | 0 | 0 | 5.8287e-17 | -2.1489e-10 | -5.9334e-10 | -5.8287e-17 | 2.1489e-10 | 5.9334e-10 | -2.5603e-30 | 6.9217e-10 | -3.6676e-11 | 2.5605e-30 | -6.9217e-10 | 3.6676e-11 | 0 | 0 | 0 | 0 | 0 | 0 | 0.9 | 0.79426 | 0.65148 | 0.9 | 0.79426 | 0.65148 | -2.5168e-12 | -135.3123 | 120.9775 | -2.5169e-12 | -135.3123 | 120.9775
Line8_8_10 | 0 | 0 | 0 | 0 | 0 | 0 | 0 | 0 | 0 | 0 | 0 | 0 | 1.6653e-17 | -2.1489e-10 | -5.9334e-10 | -1.6653e-17 | 2.1489e-10 | 5.9334e-10 | 6.6613e-17 | 6.9217e-10 | -3.6676e-11 | -6.6613e-17 | -6.9217e-10 | 3.6676e-11 | 0 | 0 | 0 | 0 | 0 | 0 | 0.9 | 0.79426 | 0.65148 | 0.9 | 0.79426 | 0.65148 | -2.5168e-12 | -135.3123 | 120.9775 | -2.5164e-12 | -135.3123 | 120.9775
Line9_3_11 | 0 | 0 | 0 | 0 | 0 | 0 | 0 | 0 | 0 | 0 | 0 | 0 | 6.6613e-17 | -1.5042e-09 | -4.1534e-09 | -4.996e-17 | 1.5042e-09 | 4.1534e-09 | 9.992e-17 | 4.8452e-09 | -2.5673e-10 | -6.6613e-17 | -4.8452e-09 | 2.5673e-10 | 0 | 0 | 0 | 0 | 0 | 0 | 0.9 | 0.79426 | 0.65148 | 0.9 | 0.79426 | 0.65148 | -2.5154e-12 | -135.3123 | 120.9775 | -2.5123e-12 | -135.3123 | 120.9775

## LL_min_fault_6
name | pf_ikss_a_from_ka | pf_ikss_b_from_ka | pf_ikss_c_from_ka | pf_ikss_a_to_ka | pf_ikss_b_to_ka | pf_ikss_c_to_ka | pf_skss_a_from_mw | pf_skss_b_from_mw | pf_skss_c_from_mw | pf_skss_a_to_mw | pf_skss_b_to_mw | pf_skss_c_to_mw | pf_p_a_from_mw | pf_p_b_from_mw | pf_p_c_from_mw | pf_p_a_to_mw | pf_p_b_to_mw | pf_p_c_to_mw | pf_q_a_from_mvar | pf_q_b_from_mvar | pf_q_c_from_mvar | pf_q_a_to_mvar | pf_q_b_to_mvar | pf_q_c_to_mvar | pf_ikss_a_from_degree | pf_ikss_b_from_degree | pf_ikss_c_from_degree | pf_ikss_a_to_degree | pf_ikss_b_to_degree | pf_ikss_c_to_degree | pf_vm_a_from_pu | pf_vm_b_from_pu | pf_vm_c_from_pu | pf_vm_a_to_pu | pf_vm_b_to_pu | pf_vm_c_to_pu | pf_va_a_from_degree | pf_va_b_from_degree | pf_va_c_from_degree | pf_va_a_to_degree | pf_va_b_to_degree | pf_va_c_to_degree
Line0_1_2 | 0 | 0 | 0 | 0 | 0 | 0 | 0 | 0 | 0 | 0 | 0 | 0 | 3.6393e-18 | -3.8862e-11 | -1.1288e-10 | -3.914e-18 | 3.8862e-11 | 1.1288e-10 | -1.0987e-18 | 1.0829e-10 | 1.9912e-11 | 1.0987e-18 | -1.0829e-10 | -1.9912e-11 | 0 | 0 | 0 | 0 | 0 | 0 | 0.95 | 0.94812 | 0.94457 | 0.95 | 0.94812 | 0.94457 | -4.2929e-14 | -120.3131 | 119.9422 | -4.3e-14 | -120.3131 | 119.9422
Line10_11_12 | 0 | 0 | 0 | 0 | 0 | 0 | 0 | 0 | 0 | 0 | 0 | 0 | 1.5107e-18 | -3.8862e-11 | -1.1288e-10 | -1.5107e-18 | 3.8862e-11 | 1.1288e-10 | 2.7466e-18 | 1.0829e-10 | 1.9912e-11 | -2.7466e-18 | -1.0829e-10 | -1.9912e-11 | 0 | 0 | 0 | 0 | 0 | 0 | 0.95 | 0.94812 | 0.94457 | 0.95 | 0.94812 | 0.94457 | -4.2866e-14 | -120.3131 | 119.9422 | -4.2819e-14 | -120.3131 | 119.9422
Line11_12_13 | 0 | 0 | 0 | 0 | 0 | 0 | 0 | 0 | 0 | 0 | 0 | 0 | 9.6133e-19 | -3.2385e-11 | -9.4068e-11 | -9.6133e-19 | 3.2385e-11 | 9.4068e-11 | 4.3946e-18 | 9.0245e-11 | 1.6593e-11 | -3.296e-18 | -9.0245e-11 | -1.6593e-11 | 0 | 0 | 0 | 0 | 0 | 0 | 0.95 | 0.94812 | 0.94457 | 0.95 | 0.94812 | 0.94457 | -4.2819e-14 | -120.3131 | 119.9422 | -4.2772e-14 | -120.3131 | 119.9422
Line12_13_15 | 0 | 0 | 0 | 0 | 0 | 0 | 0 | 0 | 0 | 0 | 0 | 0 | 1.2303e-33 | -1.9431e-11 | -5.6441e-11 | 2.7466e-19 | 1.9431e-11 | 5.6441e-11 | 1.648e-18 | 5.4147e-11 | 9.9561e-12 | -1.648e-18 | -5.4147e-11 | -9.9561e-12 | 0 | 0 | 0 | 0 | 0 | 0 | 0.95 | 0.94812 | 0.94457 | 0.95 | 0.94812 | 0.94457 | -4.2772e-14 | -120.3131 | 119.9422 | -4.2752e-14 | -120.3131 | 119.9422
Line13_13_14 | 0 | 0 | 0 | 0 | 0 | 0 | 0 | 0 | 0 | 0 | 0 | 0 | 1.5793e-18 | -6.477e-12 | -1.8814e-11 | -1.5793e-18 | 6.477e-12 | 1.8814e-11 | -5.4933e-19 | 1.8049e-11 | 3.3187e-12 | 1.179e-33 | -1.8049e-11 | -3.3187e-12 | 0 | 0 | 0 | 0 | 0 | 0 | 0.95 | 0.94812 | 0.94457 | 0.95 | 0.94812 | 0.94457 | -4.2772e-14 | -120.3131 | 119.9422 | -4.2773e-14 | -120.3131 | 119.9422
Line14_15_16 | 0 | 0 | 0 | 0 | 0 | 0 | 0 | 0 | 0 | 0 | 0 | 0 | 4.8066e-19 | -1.2954e-11 | -3.7627e-11 | -2.06e-19 | 1.2954e-11 | 3.7627e-11 | 1.0987e-18 | 3.6098e-11 | 6.6374e-12 | -1.0987e-18 | -3.6098e-11 | -6.6374e-12 | 0 | 0 | 0 | 0 | 0 | 0 | 0.95 | 0.94812 | 0.94457 | 0.95 | 0.94812 | 0.94457 | -4.2752e-14 | -120.3131 | 119.9422 | -4.2736e-14 | -120.3131 | 119.9422
Line15_16_17 | 0 | 0 | 0 | 0 | 0 | 0 | 0 | 0 | 0 | 0 | 0 | 0 | 5.4933e-19 | -6.477e-12 | -1.8814e-11 | -5.4933e-19 | 6.477e-12 | 1.8814e-11 | 5.4933e-19 | 1.8049e-11 | 3.3187e-12 | -5.4933e-19 | -1.8049e-11 | -3.3187e-12 | 0 | 0 | 0 | 0 | 0 | 0 | 0.95 | 0.94812 | 0.94457 | 0.95 | 0.94812 | 0.94457 | -4.2736e-14 | -120.3131 | 119.9422 | -4.2743e-14 | -120.3131 | 119.9422
Line16_4_18 | 0 | 0.052639 | 0.052639 | 0 | 0.052639 | 0.052639 | 0 | 0.012156 | 0.012156 | 0 | 0.012156 | 0.012156 | 1.0987e-18 | 0.011082 | 0.0028784 | -2.1973e-18 | -0.011029 | -0.0028252 | -8.2216e-34 | 0.0029185 | 0.011047 | 1.0987e-18 | -0.0028631 | -0.010991 | 0 | -135.266 | 44.734 | 0 | 44.734 | -135.266 | 0.95 | 0.94272 | 0.93905 | 0.95 | 0.93734 | 0.93354 | -4.2876e-14 | -120.5122 | 120.1294 | -4.2899e-14 | -120.7135 | 120.3187
Line17_5_19 | 0 | 0 | 0 | 0 | 0 | 0 | 0 | 0 | 0 | 0 | 0 | 0 | 4.1156e-34 | -6.477e-12 | -1.8814e-11 | -2.7466e-19 | 6.477e-12 | 1.8814e-11 | 5.4933e-19 | 1.8049e-11 | 3.3187e-12 | -5.4933e-19 | -1.8049e-11 | -3.3187e-12 | 0 | 0 | 0 | 0 | 0 | 0 | 0.95 | 0.94812 | 0.94457 | 0.95 | 0.94812 | 0.94457 | -4.2926e-14 | -120.3131 | 119.9422 | -4.2933e-14 | -120.3131 | 119.9422
Line1_1_3 | 0 | 0 | 0 | 0 | 0 | 0 | 0 | 0 | 0 | 0 | 0 | 0 | 3.8453e-18 | -5.1816e-11 | -1.5051e-10 | -3.8453e-18 | 5.1816e-11 | 1.5051e-10 | 1.648e-18 | 1.4439e-10 | 2.655e-11 | -1.648e-18 | -1.4439e-10 | -2.655e-11 | 0 | 0 | 0 | 0 | 0 | 0 | 0.95 | 0.94812 | 0.94457 | 0.95 | 0.94812 | 0.94457 | -4.2929e-14 | -120.3131 | 119.9422 | -4.2909e-14 | -120.3131 | 119.9422
Line2_1_4 | 0 | 0.052639 | 0.052639 | 0 | 0.052639 | 0.052639 | 0 | 0.012156 | 0.012156 | 0 | 0.012156 | 0.012156 | 1.2085e-17 | 0.011136 | 0.0029316 | -1.2085e-17 | -0.011082 | -0.0028784 | 1.7579e-17 | 0.0029739 | 0.011102 | -1.648e-17 | -0.0029185 | -0.011047 | 0 | -135.266 | 44.734 | 0 | 44.734 | -135.266 | 0.95 | 0.94812 | 0.94457 | 0.95 | 0.94272 | 0.93905 | -4.2929e-14 | -120.3131 | 119.9422 | -4.2876e-14 | -120.5122 | 120.1294
Line3_1_5 | 0 | 0 | 0 | 0 | 0 | 0 | 0 | 0 | 0 | 0 | 0 | 0 | 5.4933e-19 | -1.2954e-11 | -3.7627e-11 | -2.7466e-19 | 1.2954e-11 | 3.7627e-11 | 1.648e-18 | 3.6098e-11 | 6.6374e-12 | -1.648e-18 | -3.6098e-11 | -6.6374e-12 | 0 | 0 | 0 | 0 | 0 | 0 | 0.95 | 0.94812 | 0.94457 | 0.95 | 0.94812 | 0.94457 | -4.2929e-14 | -120.3131 | 119.9422 | -4.2926e-14 | -120.3131 | 119.9422
Line4_2_6 | 0 | 0 | 0 | 0 | 0 | 0 | 0 | 0 | 0 | 0 | 0 | 0 | 2.1973e-18 | -3.2385e-11 | -9.4068e-11 | -2.472e-18 | 3.2385e-11 | 9.4068e-11 | -5.4933e-19 | 9.0245e-11 | 1.6593e-11 | 5.4933e-19 | -9.0245e-11 | -1.6593e-11 | 0 | 0 | 0 | 0 | 0 | 0 | 0.95 | 0.94812 | 0.94457 | 0.95 | 0.94812 | 0.94457 | -4.3e-14 | -120.3131 | 119.9422 | -4.3019e-14 | -120.3131 | 119.9422
Line5_6_7 | 0 | 0 | 0 | 0 | 0 | 0 | 0 | 0 | 0 | 0 | 0 | 0 | 2.1973e-18 | -2.5908e-11 | -7.5255e-11 | -2.1973e-18 | 2.5908e-11 | 7.5255e-11 | 5.4933e-19 | 7.2196e-11 | 1.3275e-11 | 1.6498e-33 | -7.2196e-11 | -1.3275e-11 | 0 | 0 | 0 | 0 | 0 | 0 | 0.95 | 0.94812 | 0.94457 | 0.95 | 0.94812 | 0.94457 | -4.3019e-14 | -120.3131 | 119.9422 | -4.3018e-14 | -120.3131 | 119.9422
Line6_7_8 | 0 | 0 | 0 | 0 | 0 | 0 | 0 | 0 | 0 | 0 | 0 | 0 | 1.5793e-18 | -1.9431e-11 | -5.6441e-11 | -1.854e-18 | 1.9431e-11 | 5.6441e-11 | 1.648e-18 | 5.4147e-11 | 9.9561e-12 | -1.0987e-18 | -5.4147e-11 | -9.9561e-12 | 0 | 0 | 0 | 0 | 0 | 0 | 0.95 | 0.94812 | 0.94457 | 0.95 | 0.94812 | 0.94457 | -4.3018e-14 | -120.3131 | 119.9422 | -4.302e-14 | -120.3131 | 119.9422
Line7_8_9 | 0 | 0 | 0 | 0 | 0 | 0 | 0 | 0 | 0 | 0 | 0 | 0 | -6.18e-19 | -6.477e-12 | -1.8814e-11 | 6.18e-19 | 6.477e-12 | 1.8814e-11 | 5.4933e-19 | 1.8049e-11 | 3.3187e-12 | -4.6403e-34 | -1.8049e-11 | -3.3187e-12 | 0 | 0 | 0 | 0 | 0 | 0 | 0.95 | 0.94812 | 0.94457 | 0.95 | 0.94812 | 0.94457 | -4.302e-14 | -120.3131 | 119.9422 | -4.3021e-14 | -120.3131 | 119.9422
Line8_8_10 | 0 | 0 | 0 | 0 | 0 | 0 | 0 | 0 | 0 | 0 | 0 | 0 | 1.3733e-19 | -6.477e-12 | -1.8814e-11 | -1.3733e-19 | 6.477e-12 | 1.8814e-11 | -5.4933e-19 | 1.8049e-11 | 3.3187e-12 | 5.4933e-19 | -1.8049e-11 | -3.3187e-12 | 0 | 0 | 0 | 0 | 0 | 0 | 0.95 | 0.94812 | 0.94457 | 0.95 | 0.94812 | 0.94457 | -4.302e-14 | -120.3131 | 119.9422 | -4.3015e-14 | -120.3131 | 119.9422
Line9_3_11 | 0 | 0 | 0 | 0 | 0 | 0 | 0 | 0 | 0 | 0 | 0 | 0 | 3.09e-18 | -4.5339e-11 | -1.317e-10 | -3.09e-18 | 4.5339e-11 | 1.317e-10 | 2.7466e-18 | 1.2634e-10 | 2.3231e-11 | -2.7466e-18 | -1.2634e-10 | -2.3231e-11 | 0 | 0 | 0 | 0 | 0 | 0 | 0.95 | 0.94812 | 0.94457 | 0.95 | 0.94812 | 0.94457 | -4.2909e-14 | -120.3131 | 119.9422 | -4.2866e-14 | -120.3131 | 119.9422

## LL_min_fault_10
name | pf_ikss_a_from_ka | pf_ikss_b_from_ka | pf_ikss_c_from_ka | pf_ikss_a_to_ka | pf_ikss_b_to_ka | pf_ikss_c_to_ka | pf_skss_a_from_mw | pf_skss_b_from_mw | pf_skss_c_from_mw | pf_skss_a_to_mw | pf_skss_b_to_mw | pf_skss_c_to_mw | pf_p_a_from_mw | pf_p_b_from_mw | pf_p_c_from_mw | pf_p_a_to_mw | pf_p_b_to_mw | pf_p_c_to_mw | pf_q_a_from_mvar | pf_q_b_from_mvar | pf_q_c_from_mvar | pf_q_a_to_mvar | pf_q_b_to_mvar | pf_q_c_to_mvar | pf_ikss_a_from_degree | pf_ikss_b_from_degree | pf_ikss_c_from_degree | pf_ikss_a_to_degree | pf_ikss_b_to_degree | pf_ikss_c_to_degree | pf_vm_a_from_pu | pf_vm_b_from_pu | pf_vm_c_from_pu | pf_vm_a_to_pu | pf_vm_b_to_pu | pf_vm_c_to_pu | pf_va_a_from_degree | pf_va_b_from_degree | pf_va_c_from_degree | pf_va_a_to_degree | pf_va_b_to_degree | pf_va_c_to_degree
Line0_1_2 | 0 | 0 | 0 | 0 | 0 | 0 | 0 | 0 | 0 | 0 | 0 | 0 | 3.1876e-18 | -3.4879e-11 | -1.0131e-10 | -3.4478e-18 | 3.4879e-11 | 1.0131e-10 | -2.4503e-33 | 9.7195e-11 | 1.7871e-11 | 1.0408e-18 | -9.7195e-11 | -1.7871e-11 | 0 | 0 | 0 | 0 | 0 | 0 | 0.9 | 0.89822 | 0.89485 | 0.9 | 0.89822 | 0.89485 | -4.4044e-14 | -120.3131 | 119.9422 | -4.413e-14 | -120.3131 | 119.9422
Line10_11_12 | 0 | 0 | 0 | 0 | 0 | 0 | 0 | 0 | 0 | 0 | 0 | 0 | 1.5613e-18 | -3.4879e-11 | -1.0131e-10 | -1.5613e-18 | 3.4879e-11 | 1.0131e-10 | 2.6021e-18 | 9.7195e-11 | 1.7871e-11 | -2.0817e-18 | -9.7195e-11 | -1.7871e-11 | 0 | 0 | 0 | 0 | 0 | 0 | 0.9 | 0.89822 | 0.89485 | 0.9 | 0.89822 | 0.89485 | -4.3981e-14 | -120.3131 | 119.9422 | -4.3933e-14 | -120.3131 | 119.9422
Line11_12_13 | 0 | 0 | 0 | 0 | 0 | 0 | 0 | 0 | 0 | 0 | 0 | 0 | 5.2042e-19 | -2.9066e-11 | -8.4427e-11 | -2.6021e-19 | 2.9066e-11 | 8.4427e-11 | 2.0817e-18 | 8.0996e-11 | 1.4893e-11 | -2.6021e-18 | -8.0996e-11 | -1.4893e-11 | 0 | 0 | 0 | 0 | 0 | 0 | 0.9 | 0.89822 | 0.89485 | 0.9 | 0.89822 | 0.89485 | -4.3933e-14 | -120.3131 | 119.9422 | -4.3887e-14 | -120.3131 | 119.9422
Line12_13_15 | 0 | 0 | 0 | 0 | 0 | 0 | 0 | 0 | 0 | 0 | 0 | 0 | 9.7578e-19 | -1.7439e-11 | -5.0656e-11 | -9.7578e-19 | 1.7439e-11 | 5.0656e-11 | 1.0408e-18 | 4.8598e-11 | 8.9357e-12 | -5.2042e-19 | -4.8598e-11 | -8.9356e-12 | 0 | 0 | 0 | 0 | 0 | 0 | 0.9 | 0.89822 | 0.89485 | 0.9 | 0.89822 | 0.89485 | -4.3887e-14 | -120.3131 | 119.9422 | -4.3867e-14 | -120.3131 | 119.9422
Line13_13_14 | 0 | 0 | 0 | 0 | 0 | 0 | 0 | 0 | 0 | 0 | 0 | 0 | 1.301e-19 | -5.8131e-12 | -1.6885e-11 | -1.301e-19 | 5.8131e-12 | 1.6885e-11 | 5.2042e-19 | 1.6199e-11 | 2.9786e-12 | 9.9659e-35 | -1.6199e-11 | -2.9786e-12 | 0 | 0 | 0 | 0 | 0 | 0 | 0.9 | 0.89822 | 0.89485 | 0.9 | 0.89822 | 0.89485 | -4.3887e-14 | -120.3131 | 119.9422 | -4.3888e-14 | -120.3131 | 119.9422
Line14_15_16 | 0 | 0 | 0 | 0 | 0 | 0 | 0 | 0 | 0 | 0 | 0 | 0 | -3.2526e-19 | -1.1626e-11 | -3.3771e-11 | 3.2526e-19 | 1.1626e-11 | 3.3771e-11 | 2.0817e-18 | 3.2398e-11 | 5.9571e-12 | -1.0408e-18 | -3.2398e-11 | -5.9571e-12 | 0 | 0 | 0 | 0 | 0 | 0 | 0.9 | 0.89822 | 0.89485 | 0.9 | 0.89822 | 0.89485 | -4.3867e-14 | -120.3131 | 119.9422 | -4.3851e-14 | -120.3131 | 119.9422
Line15_16_17 | 0 | 0 | 0 | 0 | 0 | 0 | 0 | 0 | 0 | 0 | 0 | 0 | -7.8063e-19 | -5.8131e-12 | -1.6885e-11 | 5.2042e-19 | 5.8131e-12 | 1.6885e-11 | 5.2042e-19 | 1.6199e-11 | 2.9785e-12 | -1.0408e-18 | -1.6199e-11 | -2.9785e-12 | 0 | 0 | 0 | 0 | 0 | 0 | 0.9 | 0.89822 | 0.89485 | 0.9 | 0.89822 | 0.89485 | -4.3851e-14 | -120.3131 | 119.9422 | -4.3858e-14 | -120.3131 | 119.9422
Line16_4_18 | 0 | 0.049869 | 0.049869 | 0 | 0.049869 | 0.049869 | 0 | 0.011517 | 0.011517 | 0 | 0.011517 | 0.011517 | 2.0817e-18 | 0.0099465 | 0.0025834 | -2.0817e-18 | -0.0098987 | -0.0025356 | -1.0408e-18 | 0.0026194 | 0.0099144 | 1.598e-33 | -0.0025697 | -0.0098647 | 0 | -135.266 | 44.734 | 0 | 44.734 | -135.266 | 0.9 | 0.89311 | 0.88962 | 0.9 | 0.888 | 0.8844 | -4.3974e-14 | -120.5122 | 120.1294 | -4.3984e-14 | -120.7135 | 120.3187
Line17_5_19 | 0 | 0 | 0 | 0 | 0 | 0 | 0 | 0 | 0 | 0 | 0 | 0 | 5.2042e-19 | -5.8131e-12 | -1.6885e-11 | -5.2042e-19 | 5.8131e-12 | 1.6885e-11 | -5.2042e-19 | 1.6199e-11 | 2.9785e-12 | 5.2042e-19 | -1.6199e-11 | -2.9786e-12 | 0 | 0 | 0 | 0 | 0 | 0 | 0.9 | 0.89822 | 0.89485 | 0.9 | 0.89822 | 0.89485 | -4.4041e-14 | -120.3131 | 119.9422 | -4.4048e-14 | -120.3131 | 119.9422
Line1_1_3 | 0 | 0 | 0 | 0 | 0 | 0 | 0 | 0 | 0 | 0 | 0 | 0 | 2.7972e-18 | -4.6505e-11 | -1.3508e-10 | -3.3177e-18 | 4.6505e-11 | 1.3508e-10 | 3.1225e-18 | 1.2959e-10 | 2.3828e-11 | -1.5613e-18 | -1.2959e-10 | -2.3828e-11 | 0 | 0 | 0 | 0 | 0 | 0 | 0.9 | 0.89822 | 0.89485 | 0.9 | 0.89822 | 0.89485 | -4.4044e-14 | -120.3131 | 119.9422 | -4.4024e-14 | -120.3131 | 119.9422
Line2_1_4 | 0 | 0.049869 | 0.049869 | 0 | 0.049869 | 0.049869 | 0 | 0.011517 | 0.011517 | 0 | 0.011517 | 0.011517 | 7.8063e-18 | 0.0099942 | 0.0026311 | -7.8063e-18 | -0.0099465 | -0.0025834 | 1.7694e-17 | 0.0026691 | 0.0099642 | -1.7694e-17 | -0.0026194 | -0.0099144 | 0 | -135.266 | 44.734 | 0 | 44.734 | -135.266 | 0.9 | 0.89822 | 0.89485 | 0.9 | 0.89311 | 0.88962 | -4.4044e-14 | -120.3131 | 119.9422 | -4.3974e-14 | -120.5122 | 120.1294
Line3_1_5 | 0 | 0 | 0 | 0 | 0 | 0 | 0 | 0 | 0 | 0 | 0 | 0 | 1.301e-19 | -1.1626e-11 | -3.3771e-11 | -3.9031e-19 | 1.1626e-11 | 3.3771e-11 | 1.5613e-18 | 3.2398e-11 | 5.9571e-12 | -1.0408e-18 | -3.2398e-11 | -5.9571e-12 | 0 | 0 | 0 | 0 | 0 | 0 | 0.9 | 0.89822 | 0.89485 | 0.9 | 0.89822 | 0.89485 | -4.4044e-14 | -120.3131 | 119.9422 | -4.4041e-14 | -120.3131 | 119.9422
Line4_2_6 | 0 | 0 | 0 | 0 | 0 | 0 | 0 | 0 | 0 | 0 | 0 | 0 | 1.8865e-18 | -2.9066e-11 | -8.4427e-11 | -2.1467e-18 | 2.9066e-11 | 8.4427e-11 | -1.0408e-18 | 8.0996e-11 | 1.4893e-11 | 1.6544e-33 | -8.0996e-11 | -1.4893e-11 | 0 | 0 | 0 | 0 | 0 | 0 | 0.9 | 0.89822 | 0.89485 | 0.9 | 0.89822 | 0.89485 | -4.413e-14 | -120.3131 | 119.9422 | -4.4156e-14 | -120.3131 | 119.9422
Line5_6_7 | 0 | 0 | 0 | 0 | 0 | 0 | 0 | 0 | 0 | 0 | 0 | 0 | 1.1059e-18 | -2.3253e-11 | -6.7542e-11 | -1.1059e-18 | 2.3253e-11 | 6.7542e-11 | 5.2042e-19 | 6.4797e-11 | 1.1914e-11 | -5.2042e-19 | -6.4797e-11 | -1.1914e-11 | 0 | 0 | 0 | 0 | 0 | 0 | 0.9 | 0.89822 | 0.89485 | 0.9 | 0.89822 | 0.89485 | -4.4156e-14 | -120.3131 | 119.9422 | -4.4146e-14 | -120.3131 | 119.9422
Line6_7_8 | 0 | 0 | 0 | 0 | 0 | 0 | 0 | 0 | 0 | 0 | 0 | 0 | 1.7564e-18 | -1.7439e-11 | -5.0656e-11 | -1.4962e-18 | 1.7439e-11 | 5.0656e-11 | 1.5613e-18 | 4.8598e-11 | 8.9356e-12 | -1.0408e-18 | -4.8598e-11 | -8.9357e-12 | 0 | 0 | 0 | 0 | 0 | 0 | 0.9 | 0.89822 | 0.89485 | 0.9 | 0.89822 | 0.89485 | -4.4146e-14 | -120.3131 | 119.9422 | -4.4142e-14 | -120.3131 | 119.9422
Line7_8_9 | 0 | 0 | 0 | 0 | 0 | 0 | 0 | 0 | 0 | 0 | 0 | 0 | -5.8547e-19 | -5.8131e-12 | -1.6885e-11 | 5.8547e-19 | 5.8131e-12 | 1.6885e-11 | 1.0408e-18 | 1.6199e-11 | 2.9785e-12 | -5.2042e-19 | -1.6199e-11 | -2.9786e-12 | 0 | 0 | 0 | 0 | 0 | 0 | 0.9 | 0.89822 | 0.89485 | 0.9 | 0.89822 | 0.89485 | -4.4142e-14 | -120.3131 | 119.9422 | -4.4144e-14 | -120.3131 | 119.9422
Line8_8_10 | 0 | 0 | 0 | 0 | 0 | 0 | 0 | 0 | 0 | 0 | 0 | 0 | 9.7578e-19 | -5.8131e-12 | -1.6885e-11 | -9.7578e-19 | 5.8131e-12 | 1.6885e-11 | -7.5177e-34 | 1.6199e-11 | 2.9786e-12 | 5.2042e-19 | -1.6199e-11 | -2.9786e-12 | 0 | 0 | 0 | 0 | 0 | 0 | 0.9 | 0.89822 | 0.89485 | 0.9 | 0.89822 | 0.89485 | -4.4142e-14 | -120.3131 | 119.9422 | -4.4142e-14 | -120.3131 | 119.9422
Line9_3_11 | 0 | 0 | 0 | 0 | 0 | 0 | 0 | 0 | 0 | 0 | 0 | 0 | 1.9516e-18 | -4.0692e-11 | -1.182e-10 | -1.9516e-18 | 4.0692e-11 | 1.182e-10 | 2.6021e-18 | 1.1339e-10 | 2.085e-11 | -2.6021e-18 | -1.1339e-10 | -2.085e-11 | 0 | 0 | 0 | 0 | 0 | 0 | 0.9 | 0.89822 | 0.89485 | 0.9 | 0.89822 | 0.89485 | -4.4024e-14 | -120.3131 | 119.9422 | -4.3981e-14 | -120.3131 | 119.9422

## LG_max_6
name | pf_ikss_a_from_ka | pf_ikss_b_from_ka | pf_ikss_c_from_ka | pf_ikss_a_to_ka | pf_ikss_b_to_ka | pf_ikss_c_to_ka | pf_skss_a_from_mw | pf_skss_b_from_mw | pf_skss_c_from_mw | pf_skss_a_to_mw | pf_skss_b_to_mw | pf_skss_c_to_mw | pf_p_a_from_mw | pf_p_b_from_mw | pf_p_c_from_mw | pf_p_a_to_mw | pf_p_b_to_mw | pf_p_c_to_mw | pf_q_a_from_mvar | pf_q_b_from_mvar | pf_q_c_from_mvar | pf_q_a_to_mvar | pf_q_b_to_mvar | pf_q_c_to_mvar | pf_ikss_a_from_degree | pf_ikss_b_from_degree | pf_ikss_c_from_degree | pf_ikss_a_to_degree | pf_ikss_b_to_degree | pf_ikss_c_to_degree | 3xI0 | pf_vm_a_from_pu | pf_vm_b_from_pu | pf_vm_c_from_pu | pf_vm_a_to_pu | pf_vm_b_to_pu | pf_vm_c_to_pu | pf_va_a_from_degree | pf_va_b_from_degree | pf_va_c_from_degree | pf_va_a_to_degree | pf_va_b_to_degree | pf_va_c_to_degree
Line0_1_2 | 2.2463e-06 | 2.2457e-06 | 2.2457e-06 | 1.8728e-06 | 1.8721e-06 | 1.8721e-06 | 5.1877e-07 | 5.1861e-07 | 5.1861e-07 | 4.325e-07 | 4.3235e-07 | 4.3235e-07 | -2.7221e-09 | 5.0729e-07 | -4.3461e-07 | 2.3214e-09 | -4.2856e-07 | 3.5628e-07 | 7.1053e-09 | -7.801e-07 | -8.2934e-07 | -5.9036e-09 | 6.4663e-07 | 6.9452e-07 | -93.0107 | -92.9925 | -92.9925 | 86.4867 | 86.5083 | 86.5083 |  | 0.014667 | 1.7943 | 1.8054 | 0.014667 | 1.7943 | 1.8054 | 17.9518 | -149.9572 | 149.3512 | 17.9521 | -149.9572 | 149.3512
Line10_11_12 | 2.2463e-06 | 2.2457e-06 | 2.2457e-06 | 1.8728e-06 | 1.8721e-06 | 1.8721e-06 | 5.1877e-07 | 5.1861e-07 | 5.1861e-07 | 4.325e-07 | 4.3235e-07 | 4.3235e-07 | -2.7222e-09 | 5.0729e-07 | -4.3461e-07 | 2.3214e-09 | -4.2856e-07 | 3.5628e-07 | 7.1052e-09 | -7.801e-07 | -8.2934e-07 | -5.9035e-09 | 6.4663e-07 | 6.9452e-07 | -93.0107 | -92.9925 | -92.9925 | 86.4867 | 86.5083 | 86.5083 |  | 0.014667 | 1.7943 | 1.8054 | 0.014667 | 1.7943 | 1.8054 | 17.9526 | -149.9572 | 149.3512 | 17.9529 | -149.9572 | 149.3512
Line11_12_13 | 1.8719e-06 | 1.8714e-06 | 1.8714e-06 | 1.4984e-06 | 1.4979e-06 | 1.4979e-06 | 4.3231e-07 | 4.3218e-07 | 4.3218e-07 | 3.4605e-07 | 3.4592e-07 | 3.4592e-07 | -2.2685e-09 | 4.2274e-07 | -3.6217e-07 | 1.8678e-09 | -3.4401e-07 | 2.8384e-07 | 5.9209e-09 | -6.5008e-07 | -6.9112e-07 | -4.7193e-09 | 5.1662e-07 | 5.563e-07 | -93.0107 | -92.9925 | -92.9925 | 86.3611 | 86.3835 | 86.3835 |  | 0.014667 | 1.7943 | 1.8054 | 0.014667 | 1.7943 | 1.8054 | 17.9529 | -149.9572 | 149.3512 | 17.9531 | -149.9572 | 149.3512
Line12_13_15 | 1.1232e-06 | 1.1228e-06 | 1.1228e-06 | 0 | 0 | 0 | 2.5938e-07 | 2.5931e-07 | 2.5931e-07 | 0 | 0 | 0 | -1.3611e-09 | 2.5364e-07 | -2.173e-07 | 9.6034e-10 | -1.7492e-07 | 1.3898e-07 | 3.5525e-09 | -3.9005e-07 | -4.1467e-07 | -2.351e-09 | 2.5658e-07 | 2.7985e-07 | -93.0107 | -92.9925 | -92.9925 | 0 | 0 | 0 |  | 0.014667 | 1.7943 | 1.8054 | 0.014667 | 1.7943 | 1.8054 | 17.9531 | -149.9572 | 149.3512 | 17.9532 | -149.9572 | 149.3512
Line13_13_14 | 0 | 0 | 0 | 0 | 0 | 0 | 0 | 0 | 0 | 0 | 0 | 0 | -4.5371e-10 | 8.4548e-08 | -7.2434e-08 | 5.293e-11 | -5.8195e-09 | -5.893e-09 | 1.1842e-09 | -1.3002e-07 | -1.3822e-07 | 1.7406e-11 | -3.4495e-09 | 3.407e-09 | 0 | 0 | 0 | 0 | 0 | 0 |  | 0.014667 | 1.7943 | 1.8054 | 0.014667 | 1.7943 | 1.8054 | 17.9531 | -149.9572 | 149.3512 | 17.9531 | -149.9572 | 149.3512
Line14_15_16 | 0 | 0 | 0 | 0 | 0 | 0 | 0 | 0 | 0 | 0 | 0 | 0 | -9.0741e-10 | 1.691e-07 | -1.4487e-07 | 5.0664e-10 | -9.0367e-08 | 6.6541e-08 | 2.3684e-09 | -2.6003e-07 | -2.7645e-07 | -1.1668e-09 | 1.2657e-07 | 1.4163e-07 | 0 | 0 | 0 | 0 | 0 | 0 |  | 0.014667 | 1.7943 | 1.8054 | 0.014667 | 1.7943 | 1.8054 | 17.9532 | -149.9572 | 149.3512 | 17.9533 | -149.9572 | 149.3512
Line15_16_17 | 0 | 0 | 0 | 0 | 0 | 0 | 0 | 0 | 0 | 0 | 0 | 0 | -4.5371e-10 | 8.4548e-08 | -7.2434e-08 | 5.2929e-11 | -5.8195e-09 | -5.893e-09 | 1.1842e-09 | -1.3002e-07 | -1.3822e-07 | 1.7406e-11 | -3.4495e-09 | 3.407e-09 | 0 | 0 | 0 | 0 | 0 | 0 |  | 0.014667 | 1.7943 | 1.8054 | 0.014667 | 1.7943 | 1.8054 | 17.9533 | -149.9572 | 149.3512 | 17.9533 | -149.9572 | 149.3512
Line16_4_18 | 0.10099 | 0 | 0 | 0.10099 | 0 | 0 | 0.023323 | 0 | 0 | 0.023323 | 0 | 0 | 8.4991e-05 | 8.4441e-08 | -7.2649e-08 | -1.2705e-14 | -5.7706e-09 | -5.8542e-09 | 0.00016998 | -1.2988e-07 | -1.3802e-07 | 8.1489e-15 | -3.4369e-09 | 3.3886e-09 | -45.4841 | 0 | 0 | 134.516 | 0 | 0 |  | 0.0081486 | 1.7911 | 1.8033 | 0 | 1.7895 | 1.8022 | 17.951 | -149.9353 | 149.2735 | 0 | -149.9244 | 149.2346
Line17_5_19 | 0 | 0 | 0 | 0 | 0 | 0 | 0 | 0 | 0 | 0 | 0 | 0 | -4.5369e-10 | 8.4548e-08 | -7.2434e-08 | 5.2931e-11 | -5.8195e-09 | -5.893e-09 | 1.1842e-09 | -1.3002e-07 | -1.3822e-07 | 1.7405e-11 | -3.4495e-09 | 3.407e-09 | 0 | 0 | 0 | 0 | 0 | 0 |  | 0.014667 | 1.7943 | 1.8054 | 0.014667 | 1.7943 | 1.8054 | 17.9519 | -149.9572 | 149.3512 | 17.9519 | -149.9572 | 149.3512
Line1_1_3 | 2.9951e-06 | 2.9942e-06 | 2.9942e-06 | 2.6216e-06 | 2.6207e-06 | 2.6207e-06 | 6.9169e-07 | 6.9149e-07 | 6.9149e-07 | 6.0542e-07 | 6.0522e-07 | 6.0522e-07 | -3.6295e-09 | 6.7638e-07 | -5.7948e-07 | 3.2288e-09 | -5.9765e-07 | 5.0115e-07 | 9.4737e-09 | -1.0401e-06 | -1.1058e-06 | -8.272e-09 | 9.0667e-07 | 9.7097e-07 | -93.0107 | -92.9925 | -92.9925 | 86.6302 | 86.6509 | 86.6509 |  | 0.014667 | 1.7943 | 1.8054 | 0.014667 | 1.7943 | 1.8054 | 17.9518 | -149.9572 | 149.3512 | 17.9522 | -149.9572 | 149.3512
Line2_1_4 | 0.067323 | 0.033667 | 0.033667 | 0.067322 | 0.033668 | 0.033668 | 0.015547 | 0.0077751 | 0.0077751 | 0.015547 | 0.0077752 | 0.0077752 | 0.00010199 | 0.0034849 | 0.013569 | -5.6665e-05 | -0.0034735 | -0.013558 | 0.00020396 | 0.013508 | 0.0035959 | -0.00011331 | -0.013486 | -0.0035734 | -45.4802 | 134.5085 | 134.5085 | 134.52 | -45.4919 | -45.4919 |  | 0.014667 | 1.7943 | 1.8054 | 0.0081486 | 1.7911 | 1.8033 | 17.9518 | -149.9572 | 149.3512 | 17.951 | -149.9353 | 149.2735
Line3_1_5 | 0 | 0 | 0 | 0 | 0 | 0 | 0 | 0 | 0 | 0 | 0 | 0 | -9.0738e-10 | 1.691e-07 | -1.4487e-07 | 5.0662e-10 | -9.0367e-08 | 6.6541e-08 | 2.3684e-09 | -2.6003e-07 | -2.7645e-07 | -1.1668e-09 | 1.2657e-07 | 1.4163e-07 | 0 | 0 | 0 | 0 | 0 | 0 |  | 0.014667 | 1.7943 | 1.8054 | 0.014667 | 1.7943 | 1.8054 | 17.9518 | -149.9572 | 149.3512 | 17.9519 | -149.9572 | 149.3512
Line4_2_6 | 1.8719e-06 | 1.8714e-06 | 1.8714e-06 | 1.4984e-06 | 1.4979e-06 | 1.4979e-06 | 4.3231e-07 | 4.3218e-07 | 4.3218e-07 | 3.4605e-07 | 3.4592e-07 | 3.4592e-07 | -2.2685e-09 | 4.2274e-07 | -3.6217e-07 | 1.8677e-09 | -3.4401e-07 | 2.8384e-07 | 5.921e-09 | -6.5008e-07 | -6.9112e-07 | -4.7194e-09 | 5.1662e-07 | 5.563e-07 | -93.0107 | -92.9925 | -92.9925 | 86.3611 | 86.3835 | 86.3835 |  | 0.014667 | 1.7943 | 1.8054 | 0.014667 | 1.7943 | 1.8054 | 17.9521 | -149.9572 | 149.3512 | 17.9524 | -149.9572 | 149.3512
Line5_6_7 | 1.4975e-06 | 1.4971e-06 | 1.4971e-06 | 1.1241e-06 | 1.1236e-06 | 1.1236e-06 | 3.4584e-07 | 3.4574e-07 | 3.4574e-07 | 2.5959e-07 | 2.5949e-07 | 2.5949e-07 | -1.8148e-09 | 3.3819e-07 | -2.8974e-07 | 1.414e-09 | -2.5946e-07 | 2.1141e-07 | 4.7368e-09 | -5.2007e-07 | -5.5289e-07 | -3.5352e-09 | 3.866e-07 | 4.1808e-07 | -93.0107 | -92.9925 | -92.9925 | 86.1518 | 86.1757 | 86.1757 |  | 0.014667 | 1.7943 | 1.8054 | 0.014667 | 1.7943 | 1.8054 | 17.9524 | -149.9572 | 149.3512 | 17.9525 | -149.9572 | 149.3512
Line6_7_8 | 1.1232e-06 | 1.1228e-06 | 1.1228e-06 | 0 | 0 | 0 | 2.5938e-07 | 2.5931e-07 | 2.5931e-07 | 0 | 0 | 0 | -1.3611e-09 | 2.5364e-07 | -2.173e-07 | 9.6033e-10 | -1.7491e-07 | 1.3898e-07 | 3.5526e-09 | -3.9005e-07 | -4.1467e-07 | -2.351e-09 | 2.5658e-07 | 2.7985e-07 | -93.0107 | -92.9925 | -92.9925 | 0 | 0 | 0 |  | 0.014667 | 1.7943 | 1.8054 | 0.014667 | 1.7943 | 1.8054 | 17.9525 | -149.9572 | 149.3512 | 17.9527 | -149.9572 | 149.3512
Line7_8_9 | 0 | 0 | 0 | 0 | 0 | 0 | 0 | 0 | 0 | 0 | 0 | 0 | -4.537e-10 | 8.4548e-08 | -7.2434e-08 | 5.293e-11 | -5.8195e-09 | -5.893e-09 | 1.1842e-09 | -1.3002e-07 | -1.3822e-07 | 1.7405e-11 | -3.4495e-09 | 3.407e-09 | 0 | 0 | 0 | 0 | 0 | 0 |  | 0.014667 | 1.7943 | 1.8054 | 0.014667 | 1.7943 | 1.8054 | 17.9527 | -149.9572 | 149.3512 | 17.9527 | -149.9572 | 149.3512
Line8_8_10 | 0 | 0 | 0 | 0 | 0 | 0 | 0 | 0 | 0 | 0 | 0 | 0 | -4.537e-10 | 8.4548e-08 | -7.2434e-08 | 5.293e-11 | -5.8195e-09 | -5.893e-09 | 1.1842e-09 | -1.3002e-07 | -1.3822e-07 | 1.7405e-11 | -3.4495e-09 | 3.407e-09 | 0 | 0 | 0 | 0 | 0 | 0 |  | 0.014667 | 1.7943 | 1.8054 | 0.014667 | 1.7943 | 1.8054 | 17.9527 | -149.9572 | 149.3512 | 17.9527 | -149.9572 | 149.3512
Line9_3_11 | 2.6207e-06 | 2.6199e-06 | 2.6199e-06 | 2.2472e-06 | 2.2464e-06 | 2.2464e-06 | 6.0523e-07 | 6.0505e-07 | 6.0505e-07 | 5.1896e-07 | 5.1878e-07 | 5.1878e-07 | -3.1759e-09 | 5.9183e-07 | -5.0704e-07 | 2.7751e-09 | -5.1311e-07 | 4.2871e-07 | 8.2894e-09 | -9.1012e-07 | -9.6756e-07 | -7.0878e-09 | 7.7665e-07 | 8.3275e-07 | -93.0107 | -92.9925 | -92.9925 | 86.5704 | 86.5915 | 86.5915 |  | 0.014667 | 1.7943 | 1.8054 | 0.014667 | 1.7943 | 1.8054 | 17.9522 | -149.9572 | 149.3512 | 17.9526 | -149.9572 | 149.3512

## LG_max_10
name | pf_ikss_a_from_ka | pf_ikss_b_from_ka | pf_ikss_c_from_ka | pf_ikss_a_to_ka | pf_ikss_b_to_ka | pf_ikss_c_to_ka | pf_skss_a_from_mw | pf_skss_b_from_mw | pf_skss_c_from_mw | pf_skss_a_to_mw | pf_skss_b_to_mw | pf_skss_c_to_mw | pf_p_a_from_mw | pf_p_b_from_mw | pf_p_c_from_mw | pf_p_a_to_mw | pf_p_b_to_mw | pf_p_c_to_mw | pf_q_a_from_mvar | pf_q_b_from_mvar | pf_q_c_from_mvar | pf_q_a_to_mvar | pf_q_b_to_mvar | pf_q_c_to_mvar | pf_ikss_a_from_degree | pf_ikss_b_from_degree | pf_ikss_c_from_degree | pf_ikss_a_to_degree | pf_ikss_b_to_degree | pf_ikss_c_to_degree | 3xI0 | pf_vm_a_from_pu | pf_vm_b_from_pu | pf_vm_c_from_pu | pf_vm_a_to_pu | pf_vm_b_to_pu | pf_vm_c_to_pu | pf_va_a_from_degree | pf_va_b_from_degree | pf_va_c_from_degree | pf_va_a_to_degree | pf_va_b_to_degree | pf_va_c_to_degree
Line0_1_2 | 2.3528e-06 | 2.352e-06 | 2.352e-06 | 1.9615e-06 | 1.9608e-06 | 1.9608e-06 | 5.4335e-07 | 5.4318e-07 | 5.4318e-07 | 4.53e-07 | 4.5283e-07 | 4.5283e-07 | -2.9863e-09 | 5.566e-07 | -4.7688e-07 | 2.5466e-09 | -4.7021e-07 | 3.9093e-07 | 7.7945e-09 | -8.5565e-07 | -9.0988e-07 | -6.4763e-09 | 7.0926e-07 | 7.6197e-07 | -93.0224 | -93.0034 | -93.0034 | 86.4748 | 86.4974 | 86.4974 |  | 0.015362 | 1.8792 | 1.8912 | 0.015362 | 1.8792 | 1.8912 | 17.9406 | -149.9596 | 149.337 | 17.9409 | -149.9596 | 149.337
Line10_11_12 | 2.3528e-06 | 2.352e-06 | 2.352e-06 | 1.9615e-06 | 1.9608e-06 | 1.9608e-06 | 5.4335e-07 | 5.4318e-07 | 5.4318e-07 | 4.53e-07 | 4.5283e-07 | 4.5283e-07 | -2.9863e-09 | 5.566e-07 | -4.7688e-07 | 2.5467e-09 | -4.7021e-07 | 3.9093e-07 | 7.7943e-09 | -8.5565e-07 | -9.0988e-07 | -6.4762e-09 | 7.0926e-07 | 7.6197e-07 | -93.0224 | -93.0034 | -93.0034 | 86.4748 | 86.4974 | 86.4974 |  | 0.015362 | 1.8792 | 1.8912 | 0.015362 | 1.8792 | 1.8912 | 17.9414 | -149.9596 | 149.337 | 17.9417 | -149.9596 | 149.337
Line11_12_13 | 1.9606e-06 | 1.96e-06 | 1.96e-06 | 1.5694e-06 | 1.5688e-06 | 1.5688e-06 | 4.5279e-07 | 4.5265e-07 | 4.5265e-07 | 3.6245e-07 | 3.623e-07 | 3.623e-07 | -2.4886e-09 | 4.6383e-07 | -3.974e-07 | 2.049e-09 | -3.7745e-07 | 3.1145e-07 | 6.4952e-09 | -7.1304e-07 | -7.5823e-07 | -5.1771e-09 | 5.6665e-07 | 6.1032e-07 | -93.0224 | -93.0034 | -93.0034 | 86.3492 | 86.3727 | 86.3727 |  | 0.015362 | 1.8792 | 1.8912 | 0.015362 | 1.8792 | 1.8912 | 17.9417 | -149.9596 | 149.337 | 17.9419 | -149.9596 | 149.337
Line12_13_15 | 1.1764e-06 | 1.176e-06 | 1.176e-06 | 0 | 0 | 0 | 2.7167e-07 | 2.7159e-07 | 2.7159e-07 | 0 | 0 | 0 | -1.4932e-09 | 2.783e-07 | -2.3844e-07 | 1.0535e-09 | -1.9191e-07 | 1.5249e-07 | 3.8971e-09 | -4.2783e-07 | -4.5494e-07 | -2.579e-09 | 2.8143e-07 | 3.0703e-07 | -93.0224 | -93.0034 | -93.0034 | 0 | 0 | 0 |  | 0.015362 | 1.8792 | 1.8912 | 0.015362 | 1.8792 | 1.8912 | 17.9419 | -149.9596 | 149.337 | 17.942 | -149.9596 | 149.337
Line13_13_14 | 0 | 0 | 0 | 0 | 0 | 0 | 0 | 0 | 0 | 0 | 0 | 0 | -4.9773e-10 | 9.2766e-08 | -7.948e-08 | 5.8081e-11 | -6.382e-09 | -6.465e-09 | 1.299e-09 | -1.4261e-07 | -1.5165e-07 | 1.9087e-11 | -3.7851e-09 | 3.7373e-09 | 0 | 0 | 0 | 0 | 0 | 0 |  | 0.015362 | 1.8792 | 1.8912 | 0.015362 | 1.8792 | 1.8912 | 17.9419 | -149.9596 | 149.337 | 17.9419 | -149.9596 | 149.337
Line14_15_16 | 0 | 0 | 0 | 0 | 0 | 0 | 0 | 0 | 0 | 0 | 0 | 0 | -9.9546e-10 | 1.8553e-07 | -1.5896e-07 | 5.5581e-10 | -9.9148e-08 | 7.3015e-08 | 2.5981e-09 | -2.8522e-07 | -3.0329e-07 | -1.2799e-09 | 1.3882e-07 | 1.5538e-07 | 0 | 0 | 0 | 0 | 0 | 0 |  | 0.015362 | 1.8792 | 1.8912 | 0.015362 | 1.8792 | 1.8912 | 17.942 | -149.9596 | 149.337 | 17.9421 | -149.9596 | 149.337
Line15_16_17 | 0 | 0 | 0 | 0 | 0 | 0 | 0 | 0 | 0 | 0 | 0 | 0 | -4.9773e-10 | 9.2766e-08 | -7.948e-08 | 5.8081e-11 | -6.382e-09 | -6.465e-09 | 1.299e-09 | -1.4261e-07 | -1.5165e-07 | 1.9087e-11 | -3.7851e-09 | 3.7373e-09 | 0 | 0 | 0 | 0 | 0 | 0 |  | 0.015362 | 1.8792 | 1.8912 | 0.015362 | 1.8792 | 1.8912 | 17.9421 | -149.9596 | 149.337 | 17.9421 | -149.9596 | 149.337
Line16_4_18 | 0.10577 | 0 | 0 | 0.10577 | 0 | 0 | 0.024428 | 0 | 0 | 0.024427 | 0 | 0 | 9.3235e-05 | 9.2649e-08 | -7.9715e-08 | 9.7351e-16 | -6.3285e-09 | -6.4224e-09 | 0.00018647 | -1.4246e-07 | -1.5142e-07 | 1.5714e-14 | -3.7713e-09 | 3.7171e-09 | -45.4953 | 0 | 0 | 134.5049 | 0 | 0 |  | 0.0085346 | 1.8759 | 1.889 | 0 | 1.8742 | 1.8878 | 17.9398 | -149.9378 | 149.2594 | 0 | -149.9268 | 149.2204
Line17_5_19 | 0 | 0 | 0 | 0 | 0 | 0 | 0 | 0 | 0 | 0 | 0 | 0 | -4.9771e-10 | 9.2766e-08 | -7.948e-08 | 5.8082e-11 | -6.382e-09 | -6.4649e-09 | 1.2991e-09 | -1.4261e-07 | -1.5165e-07 | 1.9086e-11 | -3.7851e-09 | 3.7373e-09 | 0 | 0 | 0 | 0 | 0 | 0 |  | 0.015362 | 1.8792 | 1.8912 | 0.015362 | 1.8792 | 1.8912 | 17.9407 | -149.9596 | 149.337 | 17.9408 | -149.9596 | 149.337
Line1_1_3 | 3.137e-06 | 3.1361e-06 | 3.1361e-06 | 2.7458e-06 | 2.7448e-06 | 2.7448e-06 | 7.2446e-07 | 7.2424e-07 | 7.2424e-07 | 6.3411e-07 | 6.3389e-07 | 6.3389e-07 | -3.9817e-09 | 7.4213e-07 | -6.3584e-07 | 3.5421e-09 | -6.5575e-07 | 5.4989e-07 | 1.0393e-08 | -1.1409e-06 | -1.2132e-06 | -9.0744e-09 | 9.9448e-07 | 1.0653e-06 | -93.0224 | -93.0034 | -93.0034 | 86.6184 | 86.64 | 86.64 |  | 0.015362 | 1.8792 | 1.8912 | 0.015362 | 1.8792 | 1.8912 | 17.9406 | -149.9596 | 149.337 | 17.941 | -149.9596 | 149.337
Line2_1_4 | 0.070512 | 0.035262 | 0.035262 | 0.070512 | 0.035263 | 0.035263 | 0.016284 | 0.0081435 | 0.0081435 | 0.016284 | 0.0081435 | 0.0081435 | 0.00011189 | 0.0038205 | 0.014887 | -6.2161e-05 | -0.003808 | -0.014875 | 0.00022374 | 0.014819 | 0.0039445 | -0.0001243 | -0.014794 | -0.0039197 | -45.4914 | 134.4973 | 134.4973 | 134.5089 | -45.5031 | -45.5031 |  | 0.015362 | 1.8792 | 1.8912 | 0.0085346 | 1.8759 | 1.889 | 17.9406 | -149.9596 | 149.337 | 17.9398 | -149.9378 | 149.2594
Line3_1_5 | 0 | 0 | 0 | 0 | 0 | 0 | 0 | 0 | 0 | 0 | 0 | 0 | -9.9542e-10 | 1.8553e-07 | -1.5896e-07 | 5.5579e-10 | -9.9148e-08 | 7.3015e-08 | 2.5982e-09 | -2.8522e-07 | -3.0329e-07 | -1.28e-09 | 1.3882e-07 | 1.5538e-07 | 0 | 0 | 0 | 0 | 0 | 0 |  | 0.015362 | 1.8792 | 1.8912 | 0.015362 | 1.8792 | 1.8912 | 17.9406 | -149.9596 | 149.337 | 17.9407 | -149.9596 | 149.337
Line4_2_6 | 1.9606e-06 | 1.96e-06 | 1.96e-06 | 1.5694e-06 | 1.5688e-06 | 1.5688e-06 | 4.5279e-07 | 4.5265e-07 | 4.5265e-07 | 3.6245e-07 | 3.623e-07 | 3.623e-07 | -2.4886e-09 | 4.6383e-07 | -3.974e-07 | 2.049e-09 | -3.7745e-07 | 3.1145e-07 | 6.4954e-09 | -7.1304e-07 | -7.5823e-07 | -5.1772e-09 | 5.6665e-07 | 6.1032e-07 | -93.0224 | -93.0034 | -93.0034 | 86.3492 | 86.3727 | 86.3727 |  | 0.015362 | 1.8792 | 1.8912 | 0.015362 | 1.8792 | 1.8912 | 17.9409 | -149.9596 | 149.337 | 17.9412 | -149.9596 | 149.337
Line5_6_7 | 1.5685e-06 | 1.568e-06 | 1.568e-06 | 1.1773e-06 | 1.1769e-06 | 1.1769e-06 | 3.6223e-07 | 3.6212e-07 | 3.6212e-07 | 2.7189e-07 | 2.7178e-07 | 2.7178e-07 | -1.9909e-09 | 3.7107e-07 | -3.1792e-07 | 1.5512e-09 | -2.8468e-07 | 2.3197e-07 | 5.1963e-09 | -5.7044e-07 | -6.0658e-07 | -3.8781e-09 | 4.2404e-07 | 4.5868e-07 | -93.0224 | -93.0034 | -93.0034 | 86.1399 | 86.1649 | 86.1649 |  | 0.015362 | 1.8792 | 1.8912 | 0.015362 | 1.8792 | 1.8912 | 17.9412 | -149.9596 | 149.337 | 17.9414 | -149.9596 | 149.337
Line6_7_8 | 1.1764e-06 | 1.176e-06 | 1.176e-06 | 0 | 0 | 0 | 2.7167e-07 | 2.7159e-07 | 2.7159e-07 | 0 | 0 | 0 | -1.4932e-09 | 2.783e-07 | -2.3844e-07 | 1.0535e-09 | -1.9191e-07 | 1.5249e-07 | 3.8972e-09 | -4.2783e-07 | -4.5494e-07 | -2.579e-09 | 2.8143e-07 | 3.0703e-07 | -93.0224 | -93.0034 | -93.0034 | 0 | 0 | 0 |  | 0.015362 | 1.8792 | 1.8912 | 0.015362 | 1.8792 | 1.8912 | 17.9414 | -149.9596 | 149.337 | 17.9415 | -149.9596 | 149.337
Line7_8_9 | 0 | 0 | 0 | 0 | 0 | 0 | 0 | 0 | 0 | 0 | 0 | 0 | -4.9772e-10 | 9.2766e-08 | -7.948e-08 | 5.8081e-11 | -6.382e-09 | -6.465e-09 | 1.2991e-09 | -1.4261e-07 | -1.5165e-07 | 1.9086e-11 | -3.7851e-09 | 3.7373e-09 | 0 | 0 | 0 | 0 | 0 | 0 |  | 0.015362 | 1.8792 | 1.8912 | 0.015362 | 1.8792 | 1.8912 | 17.9415 | -149.9596 | 149.337 | 17.9415 | -149.9596 | 149.337
Line8_8_10 | 0 | 0 | 0 | 0 | 0 | 0 | 0 | 0 | 0 | 0 | 0 | 0 | -4.9772e-10 | 9.2766e-08 | -7.948e-08 | 5.8081e-11 | -6.382e-09 | -6.465e-09 | 1.2991e-09 | -1.4261e-07 | -1.5165e-07 | 1.9086e-11 | -3.7851e-09 | 3.7373e-09 | 0 | 0 | 0 | 0 | 0 | 0 |  | 0.015362 | 1.8792 | 1.8912 | 0.015362 | 1.8792 | 1.8912 | 17.9415 | -149.9596 | 149.337 | 17.9415 | -149.9596 | 149.337
Line9_3_11 | 2.7449e-06 | 2.744e-06 | 2.744e-06 | 2.3537e-06 | 2.3528e-06 | 2.3528e-06 | 6.339e-07 | 6.3371e-07 | 6.3371e-07 | 5.4355e-07 | 5.4336e-07 | 5.4336e-07 | -3.484e-09 | 6.4936e-07 | -5.5636e-07 | 3.0444e-09 | -5.6298e-07 | 4.7041e-07 | 9.0935e-09 | -9.9826e-07 | -1.0615e-06 | -7.7753e-09 | 8.5187e-07 | 9.1361e-07 | -93.0224 | -93.0034 | -93.0034 | 86.5585 | 86.5806 | 86.5806 |  | 0.015362 | 1.8792 | 1.8912 | 0.015362 | 1.8792 | 1.8912 | 17.941 | -149.9596 | 149.337 | 17.9414 | -149.9596 | 149.337

## LG_max_fault_6
name | pf_ikss_a_from_ka | pf_ikss_b_from_ka | pf_ikss_c_from_ka | pf_ikss_a_to_ka | pf_ikss_b_to_ka | pf_ikss_c_to_ka | pf_skss_a_from_mw | pf_skss_b_from_mw | pf_skss_c_from_mw | pf_skss_a_to_mw | pf_skss_b_to_mw | pf_skss_c_to_mw | pf_p_a_from_mw | pf_p_b_from_mw | pf_p_c_from_mw | pf_p_a_to_mw | pf_p_b_to_mw | pf_p_c_to_mw | pf_q_a_from_mvar | pf_q_b_from_mvar | pf_q_c_from_mvar | pf_q_a_to_mvar | pf_q_b_to_mvar | pf_q_c_to_mvar | pf_ikss_a_from_degree | pf_ikss_b_from_degree | pf_ikss_c_from_degree | pf_ikss_a_to_degree | pf_ikss_b_to_degree | pf_ikss_c_to_degree | 3xI0 | pf_vm_a_from_pu | pf_vm_b_from_pu | pf_vm_c_from_pu | pf_vm_a_to_pu | pf_vm_b_to_pu | pf_vm_c_to_pu | pf_va_a_from_degree | pf_va_b_from_degree | pf_va_c_from_degree | pf_va_a_to_degree | pf_va_b_to_degree | pf_va_c_to_degree
Line0_1_2 | 0 | 0 | 0 | 0 | 0 | 0 | 0 | 0 | 0 | 0 | 0 | 0 | -4.7191e-09 | 1.2401e-07 | -1.1483e-07 | 4.6908e-09 | -1.0409e-07 | 9.4935e-08 | 1.0343e-07 | -9.7696e-08 | -1.0867e-07 | -8.6197e-08 | 8.0542e-08 | 9.1427e-08 | 0 | 0 | 0 | 0 | 0 | 0 |  | 0.78737 | 1.2008 | 1.2026 | 0.78737 | 1.2008 | 1.2026 | -0.037114 | -130.8629 | 130.7911 | -0.037114 | -130.8629 | 130.7911
Line10_11_12 | 0 | 0 | 0 | 0 | 0 | 0 | 0 | 0 | 0 | 0 | 0 | 0 | -4.7191e-09 | 1.2401e-07 | -1.1483e-07 | 4.6908e-09 | -1.0409e-07 | 9.4935e-08 | 1.0343e-07 | -9.7696e-08 | -1.0867e-07 | -8.6197e-08 | 8.0542e-08 | 9.1427e-08 | 0 | 0 | 0 | 0 | 0 | 0 |  | 0.78737 | 1.2008 | 1.2026 | 0.78737 | 1.2008 | 1.2026 | -0.037112 | -130.8629 | 130.7911 | -0.037111 | -130.8629 | 130.7911
Line11_12_13 | 0 | 0 | 0 | 0 | 0 | 0 | 0 | 0 | 0 | 0 | 0 | 0 | -3.9326e-09 | 1.0334e-07 | -9.569e-08 | 3.9043e-09 | -8.3419e-08 | 7.5797e-08 | 8.6195e-08 | -8.1413e-08 | -9.056e-08 | -6.8958e-08 | 6.4259e-08 | 7.3315e-08 | 0 | 0 | 0 | 0 | 0 | 0 |  | 0.78737 | 1.2008 | 1.2026 | 0.78737 | 1.2008 | 1.2026 | -0.037111 | -130.8629 | 130.7911 | -0.037111 | -130.8629 | 130.7911
Line12_13_15 | 0 | 0 | 0 | 0 | 0 | 0 | 0 | 0 | 0 | 0 | 0 | 0 | -2.3596e-09 | 6.2004e-08 | -5.7414e-08 | 2.3313e-09 | -4.2083e-08 | 3.7521e-08 | 5.1717e-08 | -4.8848e-08 | -5.4336e-08 | -3.448e-08 | 3.1694e-08 | 3.7091e-08 | 0 | 0 | 0 | 0 | 0 | 0 |  | 0.78737 | 1.2008 | 1.2026 | 0.78737 | 1.2008 | 1.2026 | -0.037111 | -130.8629 | 130.7911 | -0.03711 | -130.8629 | 130.7911
Line13_13_14 | 0 | 0 | 0 | 0 | 0 | 0 | 0 | 0 | 0 | 0 | 0 | 0 | -7.8652e-10 | 2.0668e-08 | -1.9138e-08 | 7.5822e-10 | -7.4705e-10 | -7.5473e-10 | 1.7239e-08 | -1.6283e-08 | -1.8112e-08 | -1.9633e-12 | -8.713e-10 | 8.6686e-10 | 0 | 0 | 0 | 0 | 0 | 0 |  | 0.78737 | 1.2008 | 1.2026 | 0.78737 | 1.2008 | 1.2026 | -0.037111 | -130.8629 | 130.7911 | -0.03711 | -130.8629 | 130.7911
Line14_15_16 | 0 | 0 | 0 | 0 | 0 | 0 | 0 | 0 | 0 | 0 | 0 | 0 | -1.573e-09 | 4.1336e-08 | -3.8276e-08 | 1.5447e-09 | -2.1415e-08 | 1.8383e-08 | 3.4478e-08 | -3.2565e-08 | -3.6224e-08 | -1.7241e-08 | 1.5411e-08 | 1.8979e-08 | 0 | 0 | 0 | 0 | 0 | 0 |  | 0.78737 | 1.2008 | 1.2026 | 0.78737 | 1.2008 | 1.2026 | -0.03711 | -130.8629 | 130.7911 | -0.03711 | -130.8629 | 130.7911
Line15_16_17 | 0 | 0 | 0 | 0 | 0 | 0 | 0 | 0 | 0 | 0 | 0 | 0 | -7.8652e-10 | 2.0668e-08 | -1.9138e-08 | 7.5822e-10 | -7.4705e-10 | -7.5473e-10 | 1.7239e-08 | -1.6283e-08 | -1.8112e-08 | -1.9636e-12 | -8.713e-10 | 8.6686e-10 | 0 | 0 | 0 | 0 | 0 | 0 |  | 0.78737 | 1.2008 | 1.2026 | 0.78737 | 1.2008 | 1.2026 | -0.03711 | -130.8629 | 130.7911 | -0.03711 | -130.8629 | 130.7911
Line16_4_18 | 0.0256 | 0 | 0 | 0.0256 | 0 | 0 | 0.0059121 | 0 | 0 | 0.0059121 | 0 | 0 | 0.0032823 | 2.0668e-08 | -1.9166e-08 | -0.0032768 | -7.4124e-10 | -7.5152e-10 | 0.0032878 | -1.6286e-08 | -1.8098e-08 | -0.0032768 | -8.6813e-10 | 8.6219e-10 | -45.1228 | 0 | 0 | 134.8773 | 0 | 0 |  | 0.7858 | 1.2001 | 1.2023 | 0.78384 | 1.1998 | 1.2021 | -0.075048 | -130.8427 | 130.7547 | -0.12268 | -130.8326 | 130.7365
Line17_5_19 | 0 | 0 | 0 | 0 | 0 | 0 | 0 | 0 | 0 | 0 | 0 | 0 | -7.8652e-10 | 2.0668e-08 | -1.9138e-08 | 7.5822e-10 | -7.4705e-10 | -7.5473e-10 | 1.7239e-08 | -1.6283e-08 | -1.8112e-08 | -1.9637e-12 | -8.713e-10 | 8.6686e-10 | 0 | 0 | 0 | 0 | 0 | 0 |  | 0.78737 | 1.2008 | 1.2026 | 0.78737 | 1.2008 | 1.2026 | -0.037114 | -130.8629 | 130.7911 | -0.037114 | -130.8629 | 130.7911
Line1_1_3 | 0 | 0 | 0 | 0 | 0 | 0 | 0 | 0 | 0 | 0 | 0 | 0 | -6.2922e-09 | 1.6534e-07 | -1.531e-07 | 6.2639e-09 | -1.4542e-07 | 1.3321e-07 | 1.3791e-07 | -1.3026e-07 | -1.449e-07 | -1.2067e-07 | 1.1311e-07 | 1.2765e-07 | 0 | 0 | 0 | 0 | 0 | 0 |  | 0.78737 | 1.2008 | 1.2026 | 0.78737 | 1.2008 | 1.2026 | -0.037114 | -130.8629 | 130.7911 | -0.037113 | -130.8629 | 130.7911
Line2_1_4 | 0.017066 | 0.0085344 | 0.0085344 | 0.017066 | 0.0085345 | 0.0085345 | 0.0039412 | 0.0019709 | 0.0019709 | 0.0039411 | 0.001971 | 0.001971 | 0.0021911 | -0.00017611 | 0.0023642 | -0.0021882 | 0.00017686 | -0.0023635 | 0.0021974 | 0.0023602 | -0.00016859 | -0.0021915 | -0.0023588 | 0.00017003 | -45.1189 | 134.8698 | 134.8698 | 134.8813 | -45.1307 | -45.1307 |  | 0.78737 | 1.2008 | 1.2026 | 0.7858 | 1.2001 | 1.2023 | -0.037114 | -130.8629 | 130.7911 | -0.075048 | -130.8427 | 130.7547
Line3_1_5 | 0 | 0 | 0 | 0 | 0 | 0 | 0 | 0 | 0 | 0 | 0 | 0 | -1.573e-09 | 4.1336e-08 | -3.8276e-08 | 1.5447e-09 | -2.1415e-08 | 1.8383e-08 | 3.4478e-08 | -3.2565e-08 | -3.6224e-08 | -1.7241e-08 | 1.5411e-08 | 1.8979e-08 | 0 | 0 | 0 | 0 | 0 | 0 |  | 0.78737 | 1.2008 | 1.2026 | 0.78737 | 1.2008 | 1.2026 | -0.037114 | -130.8629 | 130.7911 | -0.037114 | -130.8629 | 130.7911
Line4_2_6 | 0 | 0 | 0 | 0 | 0 | 0 | 0 | 0 | 0 | 0 | 0 | 0 | -3.9326e-09 | 1.0334e-07 | -9.569e-08 | 3.9043e-09 | -8.3419e-08 | 7.5797e-08 | 8.6195e-08 | -8.1413e-08 | -9.056e-08 | -6.8958e-08 | 6.4259e-08 | 7.3315e-08 | 0 | 0 | 0 | 0 | 0 | 0 |  | 0.78737 | 1.2008 | 1.2026 | 0.78737 | 1.2008 | 1.2026 | -0.037114 | -130.8629 | 130.7911 | -0.037113 | -130.8629 | 130.7911
Line5_6_7 | 0 | 0 | 0 | 0 | 0 | 0 | 0 | 0 | 0 | 0 | 0 | 0 | -3.1461e-09 | 8.2672e-08 | -7.6552e-08 | 3.1178e-09 | -6.2751e-08 | 5.6659e-08 | 6.8956e-08 | -6.5131e-08 | -7.2448e-08 | -5.1719e-08 | 4.7977e-08 | 5.5203e-08 | 0 | 0 | 0 | 0 | 0 | 0 |  | 0.78737 | 1.2008 | 1.2026 | 0.78737 | 1.2008 | 1.2026 | -0.037113 | -130.8629 | 130.7911 | -0.037112 | -130.8629 | 130.7911
Line6_7_8 | 0 | 0 | 0 | 0 | 0 | 0 | 0 | 0 | 0 | 0 | 0 | 0 | -2.3596e-09 | 6.2004e-08 | -5.7414e-08 | 2.3313e-09 | -4.2083e-08 | 3.7521e-08 | 5.1717e-08 | -4.8848e-08 | -5.4336e-08 | -3.448e-08 | 3.1694e-08 | 3.7091e-08 | 0 | 0 | 0 | 0 | 0 | 0 |  | 0.78737 | 1.2008 | 1.2026 | 0.78737 | 1.2008 | 1.2026 | -0.037112 | -130.8629 | 130.7911 | -0.037112 | -130.8629 | 130.7911
Line7_8_9 | 0 | 0 | 0 | 0 | 0 | 0 | 0 | 0 | 0 | 0 | 0 | 0 | -7.8652e-10 | 2.0668e-08 | -1.9138e-08 | 7.5822e-10 | -7.4705e-10 | -7.5473e-10 | 1.7239e-08 | -1.6283e-08 | -1.8112e-08 | -1.9635e-12 | -8.713e-10 | 8.6686e-10 | 0 | 0 | 0 | 0 | 0 | 0 |  | 0.78737 | 1.2008 | 1.2026 | 0.78737 | 1.2008 | 1.2026 | -0.037112 | -130.8629 | 130.7911 | -0.037112 | -130.8629 | 130.7911
Line8_8_10 | 0 | 0 | 0 | 0 | 0 | 0 | 0 | 0 | 0 | 0 | 0 | 0 | -7.8652e-10 | 2.0668e-08 | -1.9138e-08 | 7.5822e-10 | -7.4705e-10 | -7.5473e-10 | 1.7239e-08 | -1.6283e-08 | -1.8112e-08 | -1.9635e-12 | -8.713e-10 | 8.6686e-10 | 0 | 0 | 0 | 0 | 0 | 0 |  | 0.78737 | 1.2008 | 1.2026 | 0.78737 | 1.2008 | 1.2026 | -0.037112 | -130.8629 | 130.7911 | -0.037112 | -130.8629 | 130.7911
Line9_3_11 | 0 | 0 | 0 | 0 | 0 | 0 | 0 | 0 | 0 | 0 | 0 | 0 | -5.5056e-09 | 1.4468e-07 | -1.3397e-07 | 5.4773e-09 | -1.2476e-07 | 1.1407e-07 | 1.2067e-07 | -1.1398e-07 | -1.2678e-07 | -1.0344e-07 | 9.6825e-08 | 1.0954e-07 | 0 | 0 | 0 | 0 | 0 | 0 |  | 0.78737 | 1.2008 | 1.2026 | 0.78737 | 1.2008 | 1.2026 | -0.037113 | -130.8629 | 130.7911 | -0.037112 | -130.8629 | 130.7911

## LG_max_fault_10
name | pf_ikss_a_from_ka | pf_ikss_b_from_ka | pf_ikss_c_from_ka | pf_ikss_a_to_ka | pf_ikss_b_to_ka | pf_ikss_c_to_ka | pf_skss_a_from_mw | pf_skss_b_from_mw | pf_skss_c_from_mw | pf_skss_a_to_mw | pf_skss_b_to_mw | pf_skss_c_to_mw | pf_p_a_from_mw | pf_p_b_from_mw | pf_p_c_from_mw | pf_p_a_to_mw | pf_p_b_to_mw | pf_p_c_to_mw | pf_q_a_from_mvar | pf_q_b_from_mvar | pf_q_c_from_mvar | pf_q_a_to_mvar | pf_q_b_to_mvar | pf_q_c_to_mvar | pf_ikss_a_from_degree | pf_ikss_b_from_degree | pf_ikss_c_from_degree | pf_ikss_a_to_degree | pf_ikss_b_to_degree | pf_ikss_c_to_degree | 3xI0 | pf_vm_a_from_pu | pf_vm_b_from_pu | pf_vm_c_from_pu | pf_vm_a_to_pu | pf_vm_b_to_pu | pf_vm_c_to_pu | pf_va_a_from_degree | pf_va_b_from_degree | pf_va_c_from_degree | pf_va_a_to_degree | pf_va_b_to_degree | pf_va_c_to_degree
Line0_1_2 | 0 | 0 | 0 | 0 | 0 | 0 | 0 | 0 | 0 | 0 | 0 | 0 | -5.1798e-09 | 1.3609e-07 | -1.2602e-07 | 5.1488e-09 | -1.1423e-07 | 1.0419e-07 | 1.1351e-07 | -1.072e-07 | -1.1926e-07 | -9.4591e-08 | 8.8379e-08 | 1.0033e-07 | 0 | 0 | 0 | 0 | 0 | 0 |  | 0.82481 | 1.258 | 1.2599 | 0.82481 | 1.258 | 1.2599 | -0.039973 | -130.8624 | 130.7882 | -0.039972 | -130.8624 | 130.7882
Line10_11_12 | 0 | 0 | 0 | 0 | 0 | 0 | 0 | 0 | 0 | 0 | 0 | 0 | -5.1798e-09 | 1.3609e-07 | -1.2602e-07 | 5.1488e-09 | -1.1423e-07 | 1.0419e-07 | 1.1351e-07 | -1.072e-07 | -1.1926e-07 | -9.4591e-08 | 8.8379e-08 | 1.0033e-07 | 0 | 0 | 0 | 0 | 0 | 0 |  | 0.82481 | 1.258 | 1.2599 | 0.82481 | 1.258 | 1.2599 | -0.03997 | -130.8624 | 130.7882 | -0.03997 | -130.8624 | 130.7882
Line11_12_13 | 0 | 0 | 0 | 0 | 0 | 0 | 0 | 0 | 0 | 0 | 0 | 0 | -4.3165e-09 | 1.1341e-07 | -1.0501e-07 | 4.2855e-09 | -9.1546e-08 | 8.3183e-08 | 9.4589e-08 | -8.9335e-08 | -9.9383e-08 | -7.5673e-08 | 7.0512e-08 | 8.0458e-08 | 0 | 0 | 0 | 0 | 0 | 0 |  | 0.82481 | 1.258 | 1.2599 | 0.82481 | 1.258 | 1.2599 | -0.03997 | -130.8624 | 130.7882 | -0.039969 | -130.8624 | 130.7882
Line12_13_15 | 0 | 0 | 0 | 0 | 0 | 0 | 0 | 0 | 0 | 0 | 0 | 0 | -2.5899e-09 | 6.8045e-08 | -6.3008e-08 | 2.5589e-09 | -4.6183e-08 | 4.1177e-08 | 5.6753e-08 | -5.3601e-08 | -5.963e-08 | -3.7838e-08 | 3.4778e-08 | 4.0704e-08 | 0 | 0 | 0 | 0 | 0 | 0 |  | 0.82481 | 1.258 | 1.2599 | 0.82481 | 1.258 | 1.2599 | -0.039969 | -130.8624 | 130.7882 | -0.039968 | -130.8624 | 130.7882
Line13_13_14 | 0 | 0 | 0 | 0 | 0 | 0 | 0 | 0 | 0 | 0 | 0 | 0 | -8.6331e-10 | 2.2682e-08 | -2.1003e-08 | 8.3225e-10 | -8.1955e-10 | -8.2827e-10 | 1.8918e-08 | -1.7867e-08 | -1.9877e-08 | -2.3208e-12 | -9.5617e-10 | 9.5113e-10 | 0 | 0 | 0 | 0 | 0 | 0 |  | 0.82481 | 1.258 | 1.2599 | 0.82481 | 1.258 | 1.2599 | -0.039969 | -130.8624 | 130.7882 | -0.039969 | -130.8624 | 130.7882
Line14_15_16 | 0 | 0 | 0 | 0 | 0 | 0 | 0 | 0 | 0 | 0 | 0 | 0 | -1.7266e-09 | 4.5363e-08 | -4.2006e-08 | 1.6956e-09 | -2.3501e-08 | 2.0175e-08 | 3.7836e-08 | -3.5734e-08 | -3.9753e-08 | -1.892e-08 | 1.6911e-08 | 2.0828e-08 | 0 | 0 | 0 | 0 | 0 | 0 |  | 0.82481 | 1.258 | 1.2599 | 0.82481 | 1.258 | 1.2599 | -0.039968 | -130.8624 | 130.7882 | -0.039968 | -130.8624 | 130.7882
Line15_16_17 | 0 | 0 | 0 | 0 | 0 | 0 | 0 | 0 | 0 | 0 | 0 | 0 | -8.6331e-10 | 2.2682e-08 | -2.1003e-08 | 8.3225e-10 | -8.1955e-10 | -8.2827e-10 | 1.8918e-08 | -1.7867e-08 | -1.9877e-08 | -2.321e-12 | -9.5617e-10 | 9.5113e-10 | 0 | 0 | 0 | 0 | 0 | 0 |  | 0.82481 | 1.258 | 1.2599 | 0.82481 | 1.258 | 1.2599 | -0.039968 | -130.8624 | 130.7882 | -0.039968 | -130.8624 | 130.7882
Line16_4_18 | 0.026818 | 0 | 0 | 0.026818 | 0 | 0 | 0.0061933 | 0 | 0 | 0.0061933 | 0 | 0 | 0.0036019 | 2.2681e-08 | -2.1033e-08 | -0.0035959 | -8.1318e-10 | -8.2475e-10 | 0.0036079 | -1.7871e-08 | -1.9861e-08 | -0.0035959 | -9.5268e-10 | 9.46e-10 | -45.1257 | 0 | 0 | 134.8745 | 0 | 0 |  | 0.82317 | 1.2572 | 1.2595 | 0.82112 | 1.2569 | 1.2594 | -0.077907 | -130.8422 | 130.7518 | -0.12553 | -130.8321 | 130.7336
Line17_5_19 | 0 | 0 | 0 | 0 | 0 | 0 | 0 | 0 | 0 | 0 | 0 | 0 | -8.633e-10 | 2.2682e-08 | -2.1003e-08 | 8.3225e-10 | -8.1955e-10 | -8.2827e-10 | 1.8918e-08 | -1.7867e-08 | -1.9877e-08 | -2.3211e-12 | -9.5617e-10 | 9.5113e-10 | 0 | 0 | 0 | 0 | 0 | 0 |  | 0.82481 | 1.258 | 1.2599 | 0.82481 | 1.258 | 1.2599 | -0.039972 | -130.8624 | 130.7882 | -0.039972 | -130.8624 | 130.7882
Line1_1_3 | 0 | 0 | 0 | 0 | 0 | 0 | 0 | 0 | 0 | 0 | 0 | 0 | -6.9064e-09 | 1.8145e-07 | -1.6802e-07 | 6.8754e-09 | -1.5959e-07 | 1.4619e-07 | 1.5134e-07 | -1.4294e-07 | -1.5901e-07 | -1.3243e-07 | 1.2411e-07 | 1.4009e-07 | 0 | 0 | 0 | 0 | 0 | 0 |  | 0.82481 | 1.258 | 1.2599 | 0.82481 | 1.258 | 1.2599 | -0.039973 | -130.8624 | 130.7882 | -0.039972 | -130.8624 | 130.7882
Line2_1_4 | 0.017877 | 0.0089403 | 0.0089403 | 0.017877 | 0.0089403 | 0.0089403 | 0.0041286 | 0.0020647 | 0.0020647 | 0.0041286 | 0.0020647 | 0.0020647 | 0.0024045 | -0.00019341 | 0.0025946 | -0.0024013 | 0.00019423 | -0.0025938 | 0.0024114 | 0.0025901 | -0.00018502 | -0.0024049 | -0.0025885 | 0.0001866 | -45.1218 | 134.8669 | 134.8669 | 134.8785 | -45.1335 | -45.1335 |  | 0.82481 | 1.258 | 1.2599 | 0.82317 | 1.2572 | 1.2595 | -0.039973 | -130.8624 | 130.7882 | -0.077907 | -130.8422 | 130.7518
Line3_1_5 | 0 | 0 | 0 | 0 | 0 | 0 | 0 | 0 | 0 | 0 | 0 | 0 | -1.7266e-09 | 4.5363e-08 | -4.2006e-08 | 1.6956e-09 | -2.3501e-08 | 2.0175e-08 | 3.7836e-08 | -3.5734e-08 | -3.9753e-08 | -1.892e-08 | 1.6911e-08 | 2.0828e-08 | 0 | 0 | 0 | 0 | 0 | 0 |  | 0.82481 | 1.258 | 1.2599 | 0.82481 | 1.258 | 1.2599 | -0.039973 | -130.8624 | 130.7882 | -0.039972 | -130.8624 | 130.7882
Line4_2_6 | 0 | 0 | 0 | 0 | 0 | 0 | 0 | 0 | 0 | 0 | 0 | 0 | -4.3165e-09 | 1.1341e-07 | -1.0501e-07 | 4.2855e-09 | -9.1546e-08 | 8.3183e-08 | 9.4589e-08 | -8.9335e-08 | -9.9383e-08 | -7.5673e-08 | 7.0512e-08 | 8.0458e-08 | 0 | 0 | 0 | 0 | 0 | 0 |  | 0.82481 | 1.258 | 1.2599 | 0.82481 | 1.258 | 1.2599 | -0.039972 | -130.8624 | 130.7882 | -0.039971 | -130.8624 | 130.7882
Line5_6_7 | 0 | 0 | 0 | 0 | 0 | 0 | 0 | 0 | 0 | 0 | 0 | 0 | -3.4532e-09 | 9.0727e-08 | -8.4011e-08 | 3.4222e-09 | -6.8865e-08 | 6.218e-08 | 7.5671e-08 | -7.1468e-08 | -7.9506e-08 | -5.6756e-08 | 5.2645e-08 | 6.0581e-08 | 0 | 0 | 0 | 0 | 0 | 0 |  | 0.82481 | 1.258 | 1.2599 | 0.82481 | 1.258 | 1.2599 | -0.039971 | -130.8624 | 130.7882 | -0.039971 | -130.8624 | 130.7882
Line6_7_8 | 0 | 0 | 0 | 0 | 0 | 0 | 0 | 0 | 0 | 0 | 0 | 0 | -2.5899e-09 | 6.8045e-08 | -6.3008e-08 | 2.5589e-09 | -4.6183e-08 | 4.1177e-08 | 5.6753e-08 | -5.3601e-08 | -5.963e-08 | -3.7838e-08 | 3.4778e-08 | 4.0704e-08 | 0 | 0 | 0 | 0 | 0 | 0 |  | 0.82481 | 1.258 | 1.2599 | 0.82481 | 1.258 | 1.2599 | -0.039971 | -130.8624 | 130.7882 | -0.03997 | -130.8624 | 130.7882
Line7_8_9 | 0 | 0 | 0 | 0 | 0 | 0 | 0 | 0 | 0 | 0 | 0 | 0 | -8.633e-10 | 2.2682e-08 | -2.1003e-08 | 8.3225e-10 | -8.1955e-10 | -8.2827e-10 | 1.8918e-08 | -1.7867e-08 | -1.9877e-08 | -2.3206e-12 | -9.5617e-10 | 9.5113e-10 | 0 | 0 | 0 | 0 | 0 | 0 |  | 0.82481 | 1.258 | 1.2599 | 0.82481 | 1.258 | 1.2599 | -0.03997 | -130.8624 | 130.7882 | -0.03997 | -130.8624 | 130.7882
Line8_8_10 | 0 | 0 | 0 | 0 | 0 | 0 | 0 | 0 | 0 | 0 | 0 | 0 | -8.633e-10 | 2.2682e-08 | -2.1003e-08 | 8.3225e-10 | -8.1955e-10 | -8.2827e-10 | 1.8918e-08 | -1.7867e-08 | -1.9877e-08 | -2.3208e-12 | -9.5617e-10 | 9.5113e-10 | 0 | 0 | 0 | 0 | 0 | 0 |  | 0.82481 | 1.258 | 1.2599 | 0.82481 | 1.258 | 1.2599 | -0.03997 | -130.8624 | 130.7882 | -0.03997 | -130.8624 | 130.7882
Line9_3_11 | 0 | 0 | 0 | 0 | 0 | 0 | 0 | 0 | 0 | 0 | 0 | 0 | -6.0431e-09 | 1.5877e-07 | -1.4702e-07 | 6.0121e-09 | -1.3691e-07 | 1.2519e-07 | 1.3242e-07 | -1.2507e-07 | -1.3914e-07 | -1.1351e-07 | 1.0625e-07 | 1.2021e-07 | 0 | 0 | 0 | 0 | 0 | 0 |  | 0.82481 | 1.258 | 1.2599 | 0.82481 | 1.258 | 1.2599 | -0.039972 | -130.8624 | 130.7882 | -0.03997 | -130.8624 | 130.7882

## LG_min_6
name | pf_ikss_a_from_ka | pf_ikss_b_from_ka | pf_ikss_c_from_ka | pf_ikss_a_to_ka | pf_ikss_b_to_ka | pf_ikss_c_to_ka | pf_skss_a_from_mw | pf_skss_b_from_mw | pf_skss_c_from_mw | pf_skss_a_to_mw | pf_skss_b_to_mw | pf_skss_c_to_mw | pf_p_a_from_mw | pf_p_b_from_mw | pf_p_c_from_mw | pf_p_a_to_mw | pf_p_b_to_mw | pf_p_c_to_mw | pf_q_a_from_mvar | pf_q_b_from_mvar | pf_q_c_from_mvar | pf_q_a_to_mvar | pf_q_b_to_mvar | pf_q_c_to_mvar | pf_ikss_a_from_degree | pf_ikss_b_from_degree | pf_ikss_c_from_degree | pf_ikss_a_to_degree | pf_ikss_b_to_degree | pf_ikss_c_to_degree | 3xI0 | pf_vm_a_from_pu | pf_vm_b_from_pu | pf_vm_c_from_pu | pf_vm_a_to_pu | pf_vm_b_to_pu | pf_vm_c_to_pu | pf_va_a_from_degree | pf_va_b_from_degree | pf_va_c_from_degree | pf_va_a_to_degree | pf_va_b_to_degree | pf_va_c_to_degree
Line0_1_2 | 2.0238e-06 | 2.0232e-06 | 2.0232e-06 | 1.6873e-06 | 1.6867e-06 | 1.6867e-06 | 4.6739e-07 | 4.6724e-07 | 4.6724e-07 | 3.8967e-07 | 3.8952e-07 | 3.8952e-07 | -4.938e-10 | 4.126e-07 | -3.5533e-07 | 4.6761e-10 | -3.4857e-07 | 2.9133e-07 | 7.6418e-09 | -6.3557e-07 | -6.7269e-07 | -6.3672e-09 | 5.2684e-07 | 5.6336e-07 | -92.7866 | -92.7677 | -92.7677 | 86.7107 | 86.7331 | 86.7331 |  | 0.016384 | 1.6218 | 1.6282 | 0.016384 | 1.6218 | 1.6282 | 0.9106 | -149.7768 | 149.3886 | 0.91089 | -149.7768 | 149.3886
Line10_11_12 | 2.0238e-06 | 2.0232e-06 | 2.0232e-06 | 1.6873e-06 | 1.6867e-06 | 1.6867e-06 | 4.6739e-07 | 4.6724e-07 | 4.6724e-07 | 3.8967e-07 | 3.8952e-07 | 3.8952e-07 | -4.9389e-10 | 4.126e-07 | -3.5533e-07 | 4.6768e-10 | -3.4857e-07 | 2.9133e-07 | 7.6417e-09 | -6.3557e-07 | -6.7269e-07 | -6.3672e-09 | 5.2684e-07 | 5.6336e-07 | -92.7866 | -92.7677 | -92.7677 | 86.7106 | 86.7331 | 86.7331 |  | 0.016384 | 1.6218 | 1.6282 | 0.016384 | 1.6218 | 1.6282 | 0.91134 | -149.7768 | 149.3886 | 0.91163 | -149.7768 | 149.3886
Line11_12_13 | 1.6865e-06 | 1.686e-06 | 1.686e-06 | 1.35e-06 | 1.3495e-06 | 1.3495e-06 | 3.8949e-07 | 3.8937e-07 | 3.8937e-07 | 3.1177e-07 | 3.1165e-07 | 3.1165e-07 | -4.116e-10 | 3.4383e-07 | -2.9611e-07 | 3.8538e-10 | -2.7981e-07 | 2.3211e-07 | 6.3681e-09 | -5.2964e-07 | -5.6058e-07 | -5.0935e-09 | 4.2091e-07 | 4.5125e-07 | -92.7866 | -92.7677 | -92.7677 | 86.585 | 86.6084 | 86.6084 |  | 0.016384 | 1.6218 | 1.6282 | 0.016384 | 1.6218 | 1.6282 | 0.91163 | -149.7768 | 149.3886 | 0.91186 | -149.7768 | 149.3886
Line12_13_15 | 1.0119e-06 | 1.0116e-06 | 1.0116e-06 | 0 | 0 | 0 | 2.3369e-07 | 2.3362e-07 | 2.3362e-07 | 0 | 0 | 0 | -2.4698e-10 | 2.063e-07 | -1.7766e-07 | 2.2074e-10 | -1.4227e-07 | 1.1366e-07 | 3.8208e-09 | -3.1779e-07 | -3.3635e-07 | -2.5463e-09 | 2.0905e-07 | 2.2701e-07 | -92.7866 | -92.7677 | -92.7677 | 0 | 0 | 0 |  | 0.016384 | 1.6218 | 1.6282 | 0.016384 | 1.6218 | 1.6282 | 0.91186 | -149.7768 | 149.3886 | 0.91199 | -149.7768 | 149.3886
Line13_13_14 | 0 | 0 | 0 | 0 | 0 | 0 | 0 | 0 | 0 | 0 | 0 | 0 | -8.2326e-11 | 6.8767e-08 | -5.9221e-08 | 5.6079e-11 | -4.7404e-09 | -4.7789e-09 | 1.2736e-09 | -1.0593e-07 | -1.1212e-07 | 9.0826e-13 | -2.8055e-09 | 2.7832e-09 | 0 | 0 | 0 | 0 | 0 | 0 |  | 0.016384 | 1.6218 | 1.6282 | 0.016384 | 1.6218 | 1.6282 | 0.91186 | -149.7768 | 149.3886 | 0.91189 | -149.7768 | 149.3886
Line14_15_16 | 0 | 0 | 0 | 0 | 0 | 0 | 0 | 0 | 0 | 0 | 0 | 0 | -1.6466e-10 | 1.3753e-07 | -1.1844e-07 | 1.3841e-10 | -7.3507e-08 | 5.4442e-08 | 2.5472e-09 | -2.1186e-07 | -2.2423e-07 | -1.2727e-09 | 1.0312e-07 | 1.149e-07 | 0 | 0 | 0 | 0 | 0 | 0 |  | 0.016384 | 1.6218 | 1.6282 | 0.016384 | 1.6218 | 1.6282 | 0.91199 | -149.7768 | 149.3886 | 0.91207 | -149.7768 | 149.3886
Line15_16_17 | 0 | 0 | 0 | 0 | 0 | 0 | 0 | 0 | 0 | 0 | 0 | 0 | -8.233e-11 | 6.8767e-08 | -5.9221e-08 | 5.6079e-11 | -4.7404e-09 | -4.7789e-09 | 1.2736e-09 | -1.0593e-07 | -1.1212e-07 | 9.0848e-13 | -2.8055e-09 | 2.7832e-09 | 0 | 0 | 0 | 0 | 0 | 0 |  | 0.016384 | 1.6218 | 1.6282 | 0.016384 | 1.6218 | 1.6282 | 0.91207 | -149.7768 | 149.3886 | 0.9121 | -149.7768 | 149.3886
Line16_4_18 | 0.090987 | 0 | 0 | 0.090987 | 0 | 0 | 0.021013 | 0 | 0 | 0.021012 | 0 | 0 | 0.00013246 | 6.8781e-08 | -5.9332e-08 | 1.8039e-15 | -4.6936e-09 | -4.7327e-09 | 0.00013798 | -1.0577e-07 | -1.1192e-07 | -5.4694e-15 | -2.7891e-09 | 2.7666e-09 | -45.2595 | 0 | 0 | 134.7406 | 0 | 0 |  | 0.0091025 | 1.6186 | 1.6251 | 0 | 1.617 | 1.6236 | 0.90972 | -149.7137 | 149.3215 | 0 | -149.682 | 149.2879
Line17_5_19 | 0 | 0 | 0 | 0 | 0 | 0 | 0 | 0 | 0 | 0 | 0 | 0 | -8.2301e-11 | 6.8767e-08 | -5.9221e-08 | 5.608e-11 | -4.7404e-09 | -4.7789e-09 | 1.2736e-09 | -1.0593e-07 | -1.1212e-07 | 9.0709e-13 | -2.8055e-09 | 2.7832e-09 | 0 | 0 | 0 | 0 | 0 | 0 |  | 0.016384 | 1.6218 | 1.6282 | 0.016384 | 1.6218 | 1.6282 | 0.91068 | -149.7768 | 149.3886 | 0.91071 | -149.7768 | 149.3886
Line1_1_3 | 2.6985e-06 | 2.6976e-06 | 2.6976e-06 | 2.3619e-06 | 2.3611e-06 | 2.3611e-06 | 6.2318e-07 | 6.2299e-07 | 6.2299e-07 | 5.4546e-07 | 5.4527e-07 | 5.4527e-07 | -6.584e-10 | 5.5013e-07 | -4.7377e-07 | 6.3223e-10 | -4.8611e-07 | 4.0977e-07 | 1.0189e-08 | -8.4743e-07 | -8.9693e-07 | -8.9145e-09 | 7.3869e-07 | 7.8759e-07 | -92.7866 | -92.7677 | -92.7677 | 86.8543 | 86.8757 | 86.8757 |  | 0.016384 | 1.6218 | 1.6282 | 0.016384 | 1.6218 | 1.6282 | 0.9106 | -149.7768 | 149.3886 | 0.911 | -149.7768 | 149.3886
Line2_1_4 | 0.060654 | 0.030333 | 0.030333 | 0.060654 | 0.030333 | 0.030333 | 0.014007 | 0.007005 | 0.007005 | 0.014007 | 0.0070051 | 0.0070051 | 0.00015895 | 0.0028463 | 0.011035 | -8.8306e-05 | -0.0028286 | -0.011017 | 0.00016555 | 0.010998 | 0.0028857 | -9.1972e-05 | -0.01098 | -0.0028674 | -45.2556 | 134.7331 | 134.7331 | 134.7446 | -45.2674 | -45.2674 |  | 0.016384 | 1.6218 | 1.6282 | 0.0091025 | 1.6186 | 1.6251 | 0.9106 | -149.7768 | 149.3886 | 0.90972 | -149.7137 | 149.3215
Line3_1_5 | 0 | 0 | 0 | 0 | 0 | 0 | 0 | 0 | 0 | 0 | 0 | 0 | -1.646e-10 | 1.3753e-07 | -1.1844e-07 | 1.3838e-10 | -7.3507e-08 | 5.4442e-08 | 2.5473e-09 | -2.1186e-07 | -2.2423e-07 | -1.2727e-09 | 1.0312e-07 | 1.149e-07 | 0 | 0 | 0 | 0 | 0 | 0 |  | 0.016384 | 1.6218 | 1.6282 | 0.016384 | 1.6218 | 1.6282 | 0.9106 | -149.7768 | 149.3886 | 0.91068 | -149.7768 | 149.3886
Line4_2_6 | 1.6865e-06 | 1.686e-06 | 1.686e-06 | 1.35e-06 | 1.3495e-06 | 1.3495e-06 | 3.8949e-07 | 3.8937e-07 | 3.8937e-07 | 3.1177e-07 | 3.1165e-07 | 3.1165e-07 | -4.1153e-10 | 3.4383e-07 | -2.9611e-07 | 3.8532e-10 | -2.7981e-07 | 2.3211e-07 | 6.3681e-09 | -5.2964e-07 | -5.6058e-07 | -5.0936e-09 | 4.2091e-07 | 4.5125e-07 | -92.7866 | -92.7677 | -92.7677 | 86.585 | 86.6084 | 86.6084 |  | 0.016384 | 1.6218 | 1.6282 | 0.016384 | 1.6218 | 1.6282 | 0.91089 | -149.7768 | 149.3886 | 0.91113 | -149.7768 | 149.3886
Line5_6_7 | 1.3492e-06 | 1.3488e-06 | 1.3488e-06 | 1.0127e-06 | 1.0123e-06 | 1.0123e-06 | 3.1159e-07 | 3.115e-07 | 3.115e-07 | 2.3388e-07 | 2.3379e-07 | 2.3379e-07 | -3.2924e-10 | 2.7507e-07 | -2.3688e-07 | 3.0302e-10 | -2.1104e-07 | 1.7288e-07 | 5.0945e-09 | -4.2371e-07 | -4.4846e-07 | -3.82e-09 | 3.1498e-07 | 3.3913e-07 | -92.7866 | -92.7677 | -92.7677 | 86.3758 | 86.4006 | 86.4006 |  | 0.016384 | 1.6218 | 1.6282 | 0.016384 | 1.6218 | 1.6282 | 0.91113 | -149.7768 | 149.3886 | 0.91131 | -149.7768 | 149.3886
Line6_7_8 | 1.0119e-06 | 1.0116e-06 | 1.0116e-06 | 0 | 0 | 0 | 2.3369e-07 | 2.3362e-07 | 2.3362e-07 | 0 | 0 | 0 | -2.4694e-10 | 2.063e-07 | -1.7766e-07 | 2.2071e-10 | -1.4227e-07 | 1.1366e-07 | 3.8209e-09 | -3.1779e-07 | -3.3635e-07 | -2.5463e-09 | 2.0905e-07 | 2.2701e-07 | -92.7866 | -92.7677 | -92.7677 | 0 | 0 | 0 |  | 0.016384 | 1.6218 | 1.6282 | 0.016384 | 1.6218 | 1.6282 | 0.91131 | -149.7768 | 149.3886 | 0.91144 | -149.7768 | 149.3886
Line7_8_9 | 0 | 0 | 0 | 0 | 0 | 0 | 0 | 0 | 0 | 0 | 0 | 0 | -8.2317e-11 | 6.8767e-08 | -5.9221e-08 | 5.6079e-11 | -4.7404e-09 | -4.7789e-09 | 1.2736e-09 | -1.0593e-07 | -1.1212e-07 | 9.0785e-13 | -2.8055e-09 | 2.7832e-09 | 0 | 0 | 0 | 0 | 0 | 0 |  | 0.016384 | 1.6218 | 1.6282 | 0.016384 | 1.6218 | 1.6282 | 0.91144 | -149.7768 | 149.3886 | 0.91147 | -149.7768 | 149.3886
Line8_8_10 | 0 | 0 | 0 | 0 | 0 | 0 | 0 | 0 | 0 | 0 | 0 | 0 | -8.2317e-11 | 6.8767e-08 | -5.9221e-08 | 5.6079e-11 | -4.7404e-09 | -4.7789e-09 | 1.2736e-09 | -1.0593e-07 | -1.1212e-07 | 9.0785e-13 | -2.8055e-09 | 2.7832e-09 | 0 | 0 | 0 | 0 | 0 | 0 |  | 0.016384 | 1.6218 | 1.6282 | 0.016384 | 1.6218 | 1.6282 | 0.91144 | -149.7768 | 149.3886 | 0.91147 | -149.7768 | 149.3886
Line9_3_11 | 2.3611e-06 | 2.3604e-06 | 2.3604e-06 | 2.0246e-06 | 2.0239e-06 | 2.0239e-06 | 5.4528e-07 | 5.4512e-07 | 5.4512e-07 | 4.6756e-07 | 4.674e-07 | 4.674e-07 | -5.7615e-10 | 4.8137e-07 | -4.1455e-07 | 5.4997e-10 | -4.1734e-07 | 3.5055e-07 | 8.9154e-09 | -7.415e-07 | -7.8481e-07 | -7.6408e-09 | 6.3276e-07 | 6.7548e-07 | -92.7866 | -92.7677 | -92.7677 | 86.7944 | 86.8163 | 86.8163 |  | 0.016384 | 1.6218 | 1.6282 | 0.016384 | 1.6218 | 1.6282 | 0.911 | -149.7768 | 149.3886 | 0.91134 | -149.7768 | 149.3886

## LG_min_10
name | pf_ikss_a_from_ka | pf_ikss_b_from_ka | pf_ikss_c_from_ka | pf_ikss_a_to_ka | pf_ikss_b_to_ka | pf_ikss_c_to_ka | pf_skss_a_from_mw | pf_skss_b_from_mw | pf_skss_c_from_mw | pf_skss_a_to_mw | pf_skss_b_to_mw | pf_skss_c_to_mw | pf_p_a_from_mw | pf_p_b_from_mw | pf_p_c_from_mw | pf_p_a_to_mw | pf_p_b_to_mw | pf_p_c_to_mw | pf_q_a_from_mvar | pf_q_b_from_mvar | pf_q_c_from_mvar | pf_q_a_to_mvar | pf_q_b_to_mvar | pf_q_c_to_mvar | pf_ikss_a_from_degree | pf_ikss_b_from_degree | pf_ikss_c_from_degree | pf_ikss_a_to_degree | pf_ikss_b_to_degree | pf_ikss_c_to_degree | 3xI0 | pf_vm_a_from_pu | pf_vm_b_from_pu | pf_vm_c_from_pu | pf_vm_a_to_pu | pf_vm_b_to_pu | pf_vm_c_to_pu | pf_va_a_from_degree | pf_va_b_from_degree | pf_va_c_from_degree | pf_va_a_to_degree | pf_va_b_to_degree | pf_va_c_to_degree
Line0_1_2 | 1.9173e-06 | 1.9167e-06 | 1.9167e-06 | 1.5985e-06 | 1.5979e-06 | 1.5979e-06 | 4.4279e-07 | 4.4265e-07 | 4.4265e-07 | 3.6916e-07 | 3.6902e-07 | 3.6902e-07 | -4.4318e-10 | 3.7031e-07 | -3.1891e-07 | 4.1968e-10 | -3.1285e-07 | 2.6147e-07 | 6.8586e-09 | -5.7043e-07 | -6.0375e-07 | -5.7146e-09 | 4.7284e-07 | 5.0562e-07 | -92.7866 | -92.7677 | -92.7677 | 86.7107 | 86.7331 | 86.7331 |  | 0.015522 | 1.5364 | 1.5425 | 0.015522 | 1.5364 | 1.5425 | 0.9106 | -149.7768 | 149.3886 | 0.91089 | -149.7768 | 149.3886
Line10_11_12 | 1.9173e-06 | 1.9167e-06 | 1.9167e-06 | 1.5985e-06 | 1.5979e-06 | 1.5979e-06 | 4.4279e-07 | 4.4265e-07 | 4.4265e-07 | 3.6916e-07 | 3.6902e-07 | 3.6902e-07 | -4.4327e-10 | 3.7031e-07 | -3.1891e-07 | 4.1975e-10 | -3.1285e-07 | 2.6147e-07 | 6.8585e-09 | -5.7043e-07 | -6.0375e-07 | -5.7146e-09 | 4.7284e-07 | 5.0562e-07 | -92.7866 | -92.7677 | -92.7677 | 86.7106 | 86.7331 | 86.7331 |  | 0.015522 | 1.5364 | 1.5425 | 0.015522 | 1.5364 | 1.5425 | 0.91134 | -149.7768 | 149.3886 | 0.91163 | -149.7768 | 149.3886
Line11_12_13 | 1.5978e-06 | 1.5973e-06 | 1.5973e-06 | 1.279e-06 | 1.2785e-06 | 1.2785e-06 | 3.6899e-07 | 3.6888e-07 | 3.6888e-07 | 2.9537e-07 | 2.9525e-07 | 2.9525e-07 | -3.6942e-10 | 3.0859e-07 | -2.6576e-07 | 3.4588e-10 | -2.5113e-07 | 2.0832e-07 | 5.7154e-09 | -4.7536e-07 | -5.0312e-07 | -4.5715e-09 | 3.7777e-07 | 4.05e-07 | -92.7866 | -92.7677 | -92.7677 | 86.585 | 86.6084 | 86.6084 |  | 0.015522 | 1.5364 | 1.5425 | 0.015522 | 1.5364 | 1.5425 | 0.91163 | -149.7768 | 149.3886 | 0.91186 | -149.7768 | 149.3886
Line12_13_15 | 0 | 0 | 0 | 0 | 0 | 0 | 0 | 0 | 0 | 0 | 0 | 0 | -2.2166e-10 | 1.8516e-07 | -1.5945e-07 | 1.9811e-10 | -1.2769e-07 | 1.0201e-07 | 3.4292e-09 | -2.8521e-07 | -3.0187e-07 | -2.2853e-09 | 1.8763e-07 | 2.0375e-07 | 0 | 0 | 0 | 0 | 0 | 0 |  | 0.015522 | 1.5364 | 1.5425 | 0.015522 | 1.5364 | 1.5425 | 0.91186 | -149.7768 | 149.3886 | 0.91199 | -149.7768 | 149.3886
Line13_13_14 | 0 | 0 | 0 | 0 | 0 | 0 | 0 | 0 | 0 | 0 | 0 | 0 | -7.3888e-11 | 6.1719e-08 | -5.3151e-08 | 5.0331e-11 | -4.2545e-09 | -4.2891e-09 | 1.1431e-09 | -9.5071e-08 | -1.0062e-07 | 8.1517e-13 | -2.5179e-09 | 2.498e-09 | 0 | 0 | 0 | 0 | 0 | 0 |  | 0.015522 | 1.5364 | 1.5425 | 0.015522 | 1.5364 | 1.5425 | 0.91186 | -149.7768 | 149.3886 | 0.91189 | -149.7768 | 149.3886
Line14_15_16 | 0 | 0 | 0 | 0 | 0 | 0 | 0 | 0 | 0 | 0 | 0 | 0 | -1.4778e-10 | 1.2344e-07 | -1.063e-07 | 1.2422e-10 | -6.5973e-08 | 4.8862e-08 | 2.2861e-09 | -1.9014e-07 | -2.0125e-07 | -1.1423e-09 | 9.2554e-08 | 1.0312e-07 | 0 | 0 | 0 | 0 | 0 | 0 |  | 0.015522 | 1.5364 | 1.5425 | 0.015522 | 1.5364 | 1.5425 | 0.91199 | -149.7768 | 149.3886 | 0.91207 | -149.7768 | 149.3886
Line15_16_17 | 0 | 0 | 0 | 0 | 0 | 0 | 0 | 0 | 0 | 0 | 0 | 0 | -7.3892e-11 | 6.1719e-08 | -5.3151e-08 | 5.0331e-11 | -4.2545e-09 | -4.2891e-09 | 1.1431e-09 | -9.5071e-08 | -1.0062e-07 | 8.1535e-13 | -2.5179e-09 | 2.498e-09 | 0 | 0 | 0 | 0 | 0 | 0 |  | 0.015522 | 1.5364 | 1.5425 | 0.015522 | 1.5364 | 1.5425 | 0.91207 | -149.7768 | 149.3886 | 0.9121 | -149.7768 | 149.3886
Line16_4_18 | 0.086198 | 0 | 0 | 0.086198 | 0 | 0 | 0.019907 | 0 | 0 | 0.019907 | 0 | 0 | 0.00011888 | 6.1731e-08 | -5.3251e-08 | 1.6133e-15 | -4.2126e-09 | -4.2476e-09 | 0.00012384 | -9.4928e-08 | -1.0045e-07 | -4.9032e-15 | -2.5033e-09 | 2.4831e-09 | -45.2595 | 0 | 0 | 134.7406 | 0 | 0 |  | 0.0086234 | 1.5334 | 1.5396 | 0 | 1.5319 | 1.5381 | 0.90972 | -149.7137 | 149.3215 | 0 | -149.682 | 149.2879
Line17_5_19 | 0 | 0 | 0 | 0 | 0 | 0 | 0 | 0 | 0 | 0 | 0 | 0 | -7.3865e-11 | 6.1719e-08 | -5.3151e-08 | 5.0332e-11 | -4.2545e-09 | -4.2891e-09 | 1.1431e-09 | -9.5071e-08 | -1.0062e-07 | 8.1413e-13 | -2.5179e-09 | 2.498e-09 | 0 | 0 | 0 | 0 | 0 | 0 |  | 0.015522 | 1.5364 | 1.5425 | 0.015522 | 1.5364 | 1.5425 | 0.91068 | -149.7768 | 149.3886 | 0.91071 | -149.7768 | 149.3886
Line1_1_3 | 2.5564e-06 | 2.5556e-06 | 2.5556e-06 | 2.2376e-06 | 2.2368e-06 | 2.2368e-06 | 5.9038e-07 | 5.902e-07 | 5.902e-07 | 5.1675e-07 | 5.1657e-07 | 5.1657e-07 | -5.9091e-10 | 4.9375e-07 | -4.2521e-07 | 5.6743e-10 | -4.3628e-07 | 3.6777e-07 | 9.1448e-09 | -7.6057e-07 | -8.05e-07 | -8.0008e-09 | 6.6298e-07 | 7.0687e-07 | -92.7866 | -92.7677 | -92.7677 | 86.8543 | 86.8757 | 86.8757 |  | 0.015522 | 1.5364 | 1.5425 | 0.015522 | 1.5364 | 1.5425 | 0.9106 | -149.7768 | 149.3886 | 0.911 | -149.7768 | 149.3886
Line2_1_4 | 0.057462 | 0.028736 | 0.028736 | 0.057462 | 0.028736 | 0.028736 | 0.01327 | 0.0066363 | 0.0066363 | 0.01327 | 0.0066364 | 0.0066364 | 0.00014266 | 0.0025546 | 0.0099036 | -7.9255e-05 | -0.0025387 | -0.0098878 | 0.00014858 | 0.0098708 | 0.00259 | -8.2546e-05 | -0.0098544 | -0.0025735 | -45.2556 | 134.7331 | 134.7331 | 134.7446 | -45.2674 | -45.2674 |  | 0.015522 | 1.5364 | 1.5425 | 0.0086234 | 1.5334 | 1.5396 | 0.9106 | -149.7768 | 149.3886 | 0.90972 | -149.7137 | 149.3215
Line3_1_5 | 0 | 0 | 0 | 0 | 0 | 0 | 0 | 0 | 0 | 0 | 0 | 0 | -1.4773e-10 | 1.2344e-07 | -1.063e-07 | 1.242e-10 | -6.5973e-08 | 4.8862e-08 | 2.2862e-09 | -1.9014e-07 | -2.0125e-07 | -1.1423e-09 | 9.2554e-08 | 1.0312e-07 | 0 | 0 | 0 | 0 | 0 | 0 |  | 0.015522 | 1.5364 | 1.5425 | 0.015522 | 1.5364 | 1.5425 | 0.9106 | -149.7768 | 149.3886 | 0.91068 | -149.7768 | 149.3886
Line4_2_6 | 1.5978e-06 | 1.5973e-06 | 1.5973e-06 | 1.279e-06 | 1.2785e-06 | 1.2785e-06 | 3.6899e-07 | 3.6888e-07 | 3.6888e-07 | 2.9537e-07 | 2.9525e-07 | 2.9525e-07 | -3.6935e-10 | 3.0859e-07 | -2.6576e-07 | 3.4583e-10 | -2.5113e-07 | 2.0832e-07 | 5.7155e-09 | -4.7536e-07 | -5.0312e-07 | -4.5715e-09 | 3.7777e-07 | 4.05e-07 | -92.7866 | -92.7677 | -92.7677 | 86.585 | 86.6084 | 86.6084 |  | 0.015522 | 1.5364 | 1.5425 | 0.015522 | 1.5364 | 1.5425 | 0.91089 | -149.7768 | 149.3886 | 0.91113 | -149.7768 | 149.3886
Line5_6_7 | 1.2782e-06 | 1.2778e-06 | 1.2778e-06 | 0 | 0 | 0 | 2.9519e-07 | 2.951e-07 | 2.951e-07 | 0 | 0 | 0 | -2.955e-10 | 2.4687e-07 | -2.1261e-07 | 2.7196e-10 | -1.8941e-07 | 1.5517e-07 | 4.5723e-09 | -3.8029e-07 | -4.025e-07 | -3.4284e-09 | 2.827e-07 | 3.0437e-07 | -92.7866 | -92.7677 | -92.7677 | 0 | 0 | 0 |  | 0.015522 | 1.5364 | 1.5425 | 0.015522 | 1.5364 | 1.5425 | 0.91113 | -149.7768 | 149.3886 | 0.91131 | -149.7768 | 149.3886
Line6_7_8 | 0 | 0 | 0 | 0 | 0 | 0 | 0 | 0 | 0 | 0 | 0 | 0 | -2.2163e-10 | 1.8516e-07 | -1.5945e-07 | 1.9809e-10 | -1.2769e-07 | 1.0201e-07 | 3.4292e-09 | -2.8521e-07 | -3.0187e-07 | -2.2853e-09 | 1.8762e-07 | 2.0375e-07 | 0 | 0 | 0 | 0 | 0 | 0 |  | 0.015522 | 1.5364 | 1.5425 | 0.015522 | 1.5364 | 1.5425 | 0.91131 | -149.7768 | 149.3886 | 0.91144 | -149.7768 | 149.3886
Line7_8_9 | 0 | 0 | 0 | 0 | 0 | 0 | 0 | 0 | 0 | 0 | 0 | 0 | -7.388e-11 | 6.1719e-08 | -5.3151e-08 | 5.0332e-11 | -4.2545e-09 | -4.2891e-09 | 1.1431e-09 | -9.5071e-08 | -1.0062e-07 | 8.148e-13 | -2.5179e-09 | 2.498e-09 | 0 | 0 | 0 | 0 | 0 | 0 |  | 0.015522 | 1.5364 | 1.5425 | 0.015522 | 1.5364 | 1.5425 | 0.91144 | -149.7768 | 149.3886 | 0.91147 | -149.7768 | 149.3886
Line8_8_10 | 0 | 0 | 0 | 0 | 0 | 0 | 0 | 0 | 0 | 0 | 0 | 0 | -7.388e-11 | 6.1719e-08 | -5.3151e-08 | 5.0332e-11 | -4.2545e-09 | -4.2891e-09 | 1.1431e-09 | -9.5071e-08 | -1.0062e-07 | 8.1481e-13 | -2.5179e-09 | 2.498e-09 | 0 | 0 | 0 | 0 | 0 | 0 |  | 0.015522 | 1.5364 | 1.5425 | 0.015522 | 1.5364 | 1.5425 | 0.91144 | -149.7768 | 149.3886 | 0.91147 | -149.7768 | 149.3886
Line9_3_11 | 2.2369e-06 | 2.2362e-06 | 2.2362e-06 | 1.9181e-06 | 1.9174e-06 | 1.9174e-06 | 5.1658e-07 | 5.1643e-07 | 5.1643e-07 | 4.4295e-07 | 4.428e-07 | 4.428e-07 | -5.171e-10 | 4.3203e-07 | -3.7206e-07 | 4.936e-10 | -3.7457e-07 | 3.1462e-07 | 8.0016e-09 | -6.655e-07 | -7.0437e-07 | -6.8577e-09 | 5.6791e-07 | 6.0625e-07 | -92.7866 | -92.7677 | -92.7677 | 86.7944 | 86.8163 | 86.8163 |  | 0.015522 | 1.5364 | 1.5425 | 0.015522 | 1.5364 | 1.5425 | 0.911 | -149.7768 | 149.3886 | 0.91134 | -149.7768 | 149.3886

## LG_min_fault_6
name | pf_ikss_a_from_ka | pf_ikss_b_from_ka | pf_ikss_c_from_ka | pf_ikss_a_to_ka | pf_ikss_b_to_ka | pf_ikss_c_to_ka | pf_skss_a_from_mw | pf_skss_b_from_mw | pf_skss_c_from_mw | pf_skss_a_to_mw | pf_skss_b_to_mw | pf_skss_c_to_mw | pf_p_a_from_mw | pf_p_b_from_mw | pf_p_c_from_mw | pf_p_a_to_mw | pf_p_b_to_mw | pf_p_c_to_mw | pf_q_a_from_mvar | pf_q_b_from_mvar | pf_q_c_from_mvar | pf_q_a_to_mvar | pf_q_b_to_mvar | pf_q_c_to_mvar | pf_ikss_a_from_degree | pf_ikss_b_from_degree | pf_ikss_c_from_degree | pf_ikss_a_to_degree | pf_ikss_b_to_degree | pf_ikss_c_to_degree | 3xI0 | pf_vm_a_from_pu | pf_vm_b_from_pu | pf_vm_c_from_pu | pf_vm_a_to_pu | pf_vm_b_to_pu | pf_vm_c_to_pu | pf_va_a_from_degree | pf_va_b_from_degree | pf_va_c_from_degree | pf_va_a_to_degree | pf_va_b_to_degree | pf_va_c_to_degree
Line0_1_2 | 0 | 0 | 0 | 0 | 0 | 0 | 0 | 0 | 0 | 0 | 0 | 0 | -3.7445e-09 | 1.0135e-07 | -9.396e-08 | 3.7407e-09 | -8.5067e-08 | 7.7684e-08 | 8.461e-08 | -7.9954e-08 | -8.8735e-08 | -7.0511e-08 | 6.5916e-08 | 7.4655e-08 | 0 | 0 | 0 | 0 | 0 | 0 |  | 0.71259 | 1.0865 | 1.0877 | 0.71259 | 1.0865 | 1.0877 | -0.059115 | -130.8445 | 130.7874 | -0.059114 | -130.8445 | 130.7874
Line10_11_12 | 0 | 0 | 0 | 0 | 0 | 0 | 0 | 0 | 0 | 0 | 0 | 0 | -3.7445e-09 | 1.0135e-07 | -9.396e-08 | 3.7408e-09 | -8.5067e-08 | 7.7684e-08 | 8.461e-08 | -7.9954e-08 | -8.8735e-08 | -7.0511e-08 | 6.5916e-08 | 7.4655e-08 | 0 | 0 | 0 | 0 | 0 | 0 |  | 0.71259 | 1.0865 | 1.0877 | 0.71259 | 1.0865 | 1.0877 | -0.059111 | -130.8445 | 130.7874 | -0.059109 | -130.8445 | 130.7874
Line11_12_13 | 0 | 0 | 0 | 0 | 0 | 0 | 0 | 0 | 0 | 0 | 0 | 0 | -3.1205e-09 | 8.4456e-08 | -7.83e-08 | 3.1167e-09 | -6.8176e-08 | 6.2024e-08 | 7.0508e-08 | -6.6628e-08 | -7.3946e-08 | -5.6409e-08 | 5.259e-08 | 5.9866e-08 | 0 | 0 | 0 | 0 | 0 | 0 |  | 0.71259 | 1.0865 | 1.0877 | 0.71259 | 1.0865 | 1.0877 | -0.059109 | -130.8445 | 130.7874 | -0.059108 | -130.8445 | 130.7874
Line12_13_15 | 0 | 0 | 0 | 0 | 0 | 0 | 0 | 0 | 0 | 0 | 0 | 0 | -1.8723e-09 | 5.0674e-08 | -4.698e-08 | 1.8685e-09 | -3.4394e-08 | 3.0704e-08 | 4.2305e-08 | -3.9977e-08 | -4.4367e-08 | -2.8206e-08 | 2.5939e-08 | 3.0287e-08 | 0 | 0 | 0 | 0 | 0 | 0 |  | 0.71259 | 1.0865 | 1.0877 | 0.71259 | 1.0865 | 1.0877 | -0.059108 | -130.8445 | 130.7874 | -0.059107 | -130.8445 | 130.7874
Line13_13_14 | 0 | 0 | 0 | 0 | 0 | 0 | 0 | 0 | 0 | 0 | 0 | 0 | -6.2409e-10 | 1.6891e-08 | -1.566e-08 | 6.2031e-10 | -6.1122e-10 | -6.1621e-10 | 1.4102e-08 | -1.3326e-08 | -1.4789e-08 | -2.5607e-12 | -7.1203e-10 | 7.0915e-10 | 0 | 0 | 0 | 0 | 0 | 0 |  | 0.71259 | 1.0865 | 1.0877 | 0.71259 | 1.0865 | 1.0877 | -0.059108 | -130.8445 | 130.7874 | -0.059108 | -130.8445 | 130.7874
Line14_15_16 | 0 | 0 | 0 | 0 | 0 | 0 | 0 | 0 | 0 | 0 | 0 | 0 | -1.2482e-09 | 3.3782e-08 | -3.132e-08 | 1.2444e-09 | -1.7502e-08 | 1.5044e-08 | 2.8203e-08 | -2.6651e-08 | -2.9578e-08 | -1.4104e-08 | 1.2614e-08 | 1.5498e-08 | 0 | 0 | 0 | 0 | 0 | 0 |  | 0.71259 | 1.0865 | 1.0877 | 0.71259 | 1.0865 | 1.0877 | -0.059107 | -130.8445 | 130.7874 | -0.059107 | -130.8445 | 130.7874
Line15_16_17 | 0 | 0 | 0 | 0 | 0 | 0 | 0 | 0 | 0 | 0 | 0 | 0 | -6.2409e-10 | 1.6891e-08 | -1.566e-08 | 6.2031e-10 | -6.1122e-10 | -6.1621e-10 | 1.4102e-08 | -1.3326e-08 | -1.4789e-08 | -2.5607e-12 | -7.1203e-10 | 7.0915e-10 | 0 | 0 | 0 | 0 | 0 | 0 |  | 0.71259 | 1.0865 | 1.0877 | 0.71259 | 1.0865 | 1.0877 | -0.059107 | -130.8445 | 130.7874 | -0.059107 | -130.8445 | 130.7874
Line16_4_18 | 0.023137 | 0 | 0 | 0.023137 | 0 | 0 | 0.0053433 | 0 | 0 | 0.0053433 | 0 | 0 | 0.0026852 | 1.6902e-08 | -1.5681e-08 | -0.0026766 | -6.0632e-10 | -6.1148e-10 | 0.0026856 | -1.3326e-08 | -1.478e-08 | -0.0026766 | -7.0789e-10 | 7.0491e-10 | -45.0661 | 0 | 0 | 134.934 | 0 | 0 |  | 0.71074 | 1.0858 | 1.0871 | 0.70843 | 1.0855 | 1.0868 | -0.062148 | -130.8081 | 130.7499 | -0.065955 | -130.79 | 130.7311
Line17_5_19 | 0 | 0 | 0 | 0 | 0 | 0 | 0 | 0 | 0 | 0 | 0 | 0 | -6.2408e-10 | 1.6891e-08 | -1.566e-08 | 6.2031e-10 | -6.1122e-10 | -6.1621e-10 | 1.4102e-08 | -1.3326e-08 | -1.4789e-08 | -2.561e-12 | -7.1203e-10 | 7.0915e-10 | 0 | 0 | 0 | 0 | 0 | 0 |  | 0.71259 | 1.0865 | 1.0877 | 0.71259 | 1.0865 | 1.0877 | -0.059115 | -130.8445 | 130.7874 | -0.059115 | -130.8445 | 130.7874
Line1_1_3 | 0 | 0 | 0 | 0 | 0 | 0 | 0 | 0 | 0 | 0 | 0 | 0 | -4.9927e-09 | 1.3513e-07 | -1.2528e-07 | 4.9889e-09 | -1.1885e-07 | 1.09e-07 | 1.1281e-07 | -1.0661e-07 | -1.1831e-07 | -9.8714e-08 | 9.2567e-08 | 1.0423e-07 | 0 | 0 | 0 | 0 | 0 | 0 |  | 0.71259 | 1.0865 | 1.0877 | 0.71259 | 1.0865 | 1.0877 | -0.059115 | -130.8445 | 130.7874 | -0.059113 | -130.8445 | 130.7874
Line2_1_4 | 0.015424 | 0.0077133 | 0.0077133 | 0.015424 | 0.0077133 | 0.0077133 | 0.003562 | 0.0017813 | 0.0017813 | 0.003562 | 0.0017813 | 0.0017813 | 0.0017947 | -0.00014272 | 0.0019325 | -0.0017901 | 0.00014388 | -0.0019314 | 0.0017949 | 0.0019301 | -0.00013985 | -0.0017901 | -0.0019289 | 0.00014102 | -45.0622 | 134.9265 | 134.9265 | 134.938 | -45.0739 | -45.0739 |  | 0.71259 | 1.0865 | 1.0877 | 0.71074 | 1.0858 | 1.0871 | -0.059115 | -130.8445 | 130.7874 | -0.062148 | -130.8081 | 130.7499
Line3_1_5 | 0 | 0 | 0 | 0 | 0 | 0 | 0 | 0 | 0 | 0 | 0 | 0 | -1.2482e-09 | 3.3782e-08 | -3.132e-08 | 1.2444e-09 | -1.7502e-08 | 1.5044e-08 | 2.8203e-08 | -2.6651e-08 | -2.9578e-08 | -1.4104e-08 | 1.2614e-08 | 1.5498e-08 | 0 | 0 | 0 | 0 | 0 | 0 |  | 0.71259 | 1.0865 | 1.0877 | 0.71259 | 1.0865 | 1.0877 | -0.059115 | -130.8445 | 130.7874 | -0.059115 | -130.8445 | 130.7874
Line4_2_6 | 0 | 0 | 0 | 0 | 0 | 0 | 0 | 0 | 0 | 0 | 0 | 0 | -3.1204e-09 | 8.4456e-08 | -7.83e-08 | 3.1167e-09 | -6.8176e-08 | 6.2024e-08 | 7.0508e-08 | -6.6628e-08 | -7.3946e-08 | -5.6409e-08 | 5.259e-08 | 5.9866e-08 | 0 | 0 | 0 | 0 | 0 | 0 |  | 0.71259 | 1.0865 | 1.0877 | 0.71259 | 1.0865 | 1.0877 | -0.059114 | -130.8445 | 130.7874 | -0.059112 | -130.8445 | 130.7874
Line5_6_7 | 0 | 0 | 0 | 0 | 0 | 0 | 0 | 0 | 0 | 0 | 0 | 0 | -2.4963e-09 | 6.7565e-08 | -6.264e-08 | 2.4926e-09 | -5.1285e-08 | 4.6364e-08 | 5.6407e-08 | -5.3303e-08 | -5.9157e-08 | -4.2307e-08 | 3.9265e-08 | 4.5077e-08 | 0 | 0 | 0 | 0 | 0 | 0 |  | 0.71259 | 1.0865 | 1.0877 | 0.71259 | 1.0865 | 1.0877 | -0.059112 | -130.8445 | 130.7874 | -0.059111 | -130.8445 | 130.7874
Line6_7_8 | 0 | 0 | 0 | 0 | 0 | 0 | 0 | 0 | 0 | 0 | 0 | 0 | -1.8723e-09 | 5.0674e-08 | -4.698e-08 | 1.8685e-09 | -3.4394e-08 | 3.0704e-08 | 4.2305e-08 | -3.9977e-08 | -4.4367e-08 | -2.8206e-08 | 2.5939e-08 | 3.0287e-08 | 0 | 0 | 0 | 0 | 0 | 0 |  | 0.71259 | 1.0865 | 1.0877 | 0.71259 | 1.0865 | 1.0877 | -0.059111 | -130.8445 | 130.7874 | -0.05911 | -130.8445 | 130.7874
Line7_8_9 | 0 | 0 | 0 | 0 | 0 | 0 | 0 | 0 | 0 | 0 | 0 | 0 | -6.2409e-10 | 1.6891e-08 | -1.566e-08 | 6.2031e-10 | -6.1122e-10 | -6.1621e-10 | 1.4102e-08 | -1.3326e-08 | -1.4789e-08 | -2.5608e-12 | -7.1203e-10 | 7.0915e-10 | 0 | 0 | 0 | 0 | 0 | 0 |  | 0.71259 | 1.0865 | 1.0877 | 0.71259 | 1.0865 | 1.0877 | -0.05911 | -130.8445 | 130.7874 | -0.05911 | -130.8445 | 130.7874
Line8_8_10 | 0 | 0 | 0 | 0 | 0 | 0 | 0 | 0 | 0 | 0 | 0 | 0 | -6.2409e-10 | 1.6891e-08 | -1.566e-08 | 6.2031e-10 | -6.1122e-10 | -6.1621e-10 | 1.4102e-08 | -1.3326e-08 | -1.4789e-08 | -2.5608e-12 | -7.1203e-10 | 7.0915e-10 | 0 | 0 | 0 | 0 | 0 | 0 |  | 0.71259 | 1.0865 | 1.0877 | 0.71259 | 1.0865 | 1.0877 | -0.05911 | -130.8445 | 130.7874 | -0.05911 | -130.8445 | 130.7874
Line9_3_11 | 0 | 0 | 0 | 0 | 0 | 0 | 0 | 0 | 0 | 0 | 0 | 0 | -4.3686e-09 | 1.1824e-07 | -1.0962e-07 | 4.3648e-09 | -1.0196e-07 | 9.3344e-08 | 9.8712e-08 | -9.3279e-08 | -1.0352e-07 | -8.4612e-08 | 7.9242e-08 | 8.9444e-08 | 0 | 0 | 0 | 0 | 0 | 0 |  | 0.71259 | 1.0865 | 1.0877 | 0.71259 | 1.0865 | 1.0877 | -0.059113 | -130.8445 | 130.7874 | -0.059111 | -130.8445 | 130.7874

## LG_min_fault_10
name | pf_ikss_a_from_ka | pf_ikss_b_from_ka | pf_ikss_c_from_ka | pf_ikss_a_to_ka | pf_ikss_b_to_ka | pf_ikss_c_to_ka | pf_skss_a_from_mw | pf_skss_b_from_mw | pf_skss_c_from_mw | pf_skss_a_to_mw | pf_skss_b_to_mw | pf_skss_c_to_mw | pf_p_a_from_mw | pf_p_b_from_mw | pf_p_c_from_mw | pf_p_a_to_mw | pf_p_b_to_mw | pf_p_c_to_mw | pf_q_a_from_mvar | pf_q_b_from_mvar | pf_q_c_from_mvar | pf_q_a_to_mvar | pf_q_b_to_mvar | pf_q_c_to_mvar | pf_ikss_a_from_degree | pf_ikss_b_from_degree | pf_ikss_c_from_degree | pf_ikss_a_to_degree | pf_ikss_b_to_degree | pf_ikss_c_to_degree | 3xI0 | pf_vm_a_from_pu | pf_vm_b_from_pu | pf_vm_c_from_pu | pf_vm_a_to_pu | pf_vm_b_to_pu | pf_vm_c_to_pu | pf_va_a_from_degree | pf_va_b_from_degree | pf_va_c_from_degree | pf_va_a_to_degree | pf_va_b_to_degree | pf_va_c_to_degree
Line0_1_2 | 0 | 0 | 0 | 0 | 0 | 0 | 0 | 0 | 0 | 0 | 0 | 0 | -3.3607e-09 | 9.096e-08 | -8.433e-08 | 3.3573e-09 | -7.6349e-08 | 6.9722e-08 | 7.5938e-08 | -7.1759e-08 | -7.964e-08 | -6.3284e-08 | 5.916e-08 | 6.7003e-08 | 0 | 0 | 0 | 0 | 0 | 0 |  | 0.67509 | 1.0293 | 1.0305 | 0.67509 | 1.0293 | 1.0305 | -0.059115 | -130.8445 | 130.7874 | -0.059114 | -130.8445 | 130.7874
Line10_11_12 | 0 | 0 | 0 | 0 | 0 | 0 | 0 | 0 | 0 | 0 | 0 | 0 | -3.3607e-09 | 9.096e-08 | -8.433e-08 | 3.3574e-09 | -7.6349e-08 | 6.9722e-08 | 7.5938e-08 | -7.1759e-08 | -7.964e-08 | -6.3284e-08 | 5.916e-08 | 6.7003e-08 | 0 | 0 | 0 | 0 | 0 | 0 |  | 0.67509 | 1.0293 | 1.0305 | 0.67509 | 1.0293 | 1.0305 | -0.059111 | -130.8445 | 130.7874 | -0.059109 | -130.8445 | 130.7874
Line11_12_13 | 0 | 0 | 0 | 0 | 0 | 0 | 0 | 0 | 0 | 0 | 0 | 0 | -2.8006e-09 | 7.58e-08 | -7.0275e-08 | 2.7972e-09 | -6.1189e-08 | 5.5667e-08 | 6.3282e-08 | -5.9799e-08 | -6.6367e-08 | -5.0628e-08 | 4.72e-08 | 5.373e-08 | 0 | 0 | 0 | 0 | 0 | 0 |  | 0.67509 | 1.0293 | 1.0305 | 0.67509 | 1.0293 | 1.0305 | -0.059109 | -130.8445 | 130.7874 | -0.059108 | -130.8445 | 130.7874
Line12_13_15 | 0 | 0 | 0 | 0 | 0 | 0 | 0 | 0 | 0 | 0 | 0 | 0 | -1.6804e-09 | 4.548e-08 | -4.2165e-08 | 1.677e-09 | -3.0869e-08 | 2.7557e-08 | 3.7969e-08 | -3.588e-08 | -3.982e-08 | -2.5315e-08 | 2.3281e-08 | 2.7183e-08 | 0 | 0 | 0 | 0 | 0 | 0 |  | 0.67509 | 1.0293 | 1.0305 | 0.67509 | 1.0293 | 1.0305 | -0.059108 | -130.8445 | 130.7874 | -0.059107 | -130.8445 | 130.7874
Line13_13_14 | 0 | 0 | 0 | 0 | 0 | 0 | 0 | 0 | 0 | 0 | 0 | 0 | -5.6013e-10 | 1.516e-08 | -1.4055e-08 | 5.5673e-10 | -5.4857e-10 | -5.5305e-10 | 1.2656e-08 | -1.196e-08 | -1.3273e-08 | -2.2983e-12 | -6.3905e-10 | 6.3647e-10 | 0 | 0 | 0 | 0 | 0 | 0 |  | 0.67509 | 1.0293 | 1.0305 | 0.67509 | 1.0293 | 1.0305 | -0.059108 | -130.8445 | 130.7874 | -0.059108 | -130.8445 | 130.7874
Line14_15_16 | 0 | 0 | 0 | 0 | 0 | 0 | 0 | 0 | 0 | 0 | 0 | 0 | -1.1203e-09 | 3.032e-08 | -2.811e-08 | 1.1169e-09 | -1.5709e-08 | 1.3502e-08 | 2.5313e-08 | -2.392e-08 | -2.6547e-08 | -1.2659e-08 | 1.1321e-08 | 1.391e-08 | 0 | 0 | 0 | 0 | 0 | 0 |  | 0.67509 | 1.0293 | 1.0305 | 0.67509 | 1.0293 | 1.0305 | -0.059107 | -130.8445 | 130.7874 | -0.059107 | -130.8445 | 130.7874
Line15_16_17 | 0 | 0 | 0 | 0 | 0 | 0 | 0 | 0 | 0 | 0 | 0 | 0 | -5.6013e-10 | 1.516e-08 | -1.4055e-08 | 5.5673e-10 | -5.4857e-10 | -5.5305e-10 | 1.2656e-08 | -1.196e-08 | -1.3273e-08 | -2.2983e-12 | -6.3905e-10 | 6.3647e-10 | 0 | 0 | 0 | 0 | 0 | 0 |  | 0.67509 | 1.0293 | 1.0305 | 0.67509 | 1.0293 | 1.0305 | -0.059107 | -130.8445 | 130.7874 | -0.059107 | -130.8445 | 130.7874
Line16_4_18 | 0.021919 | 0 | 0 | 0.021919 | 0 | 0 | 0.0050621 | 0 | 0 | 0.0050621 | 0 | 0 | 0.00241 | 1.517e-08 | -1.4074e-08 | -0.0024023 | -5.4418e-10 | -5.4881e-10 | 0.0024103 | -1.196e-08 | -1.3265e-08 | -0.0024023 | -6.3534e-10 | 6.3266e-10 | -45.0661 | 0 | 0 | 134.934 | 0 | 0 |  | 0.67333 | 1.0287 | 1.0299 | 0.67114 | 1.0284 | 1.0296 | -0.062148 | -130.8081 | 130.7499 | -0.065955 | -130.79 | 130.7311
Line17_5_19 | 0 | 0 | 0 | 0 | 0 | 0 | 0 | 0 | 0 | 0 | 0 | 0 | -5.6012e-10 | 1.516e-08 | -1.4055e-08 | 5.5673e-10 | -5.4857e-10 | -5.5305e-10 | 1.2656e-08 | -1.196e-08 | -1.3273e-08 | -2.2986e-12 | -6.3905e-10 | 6.3647e-10 | 0 | 0 | 0 | 0 | 0 | 0 |  | 0.67509 | 1.0293 | 1.0305 | 0.67509 | 1.0293 | 1.0305 | -0.059115 | -130.8445 | 130.7874 | -0.059115 | -130.8445 | 130.7874
Line1_1_3 | 0 | 0 | 0 | 0 | 0 | 0 | 0 | 0 | 0 | 0 | 0 | 0 | -4.481e-09 | 1.2128e-07 | -1.1244e-07 | 4.4776e-09 | -1.0667e-07 | 9.7832e-08 | 1.0125e-07 | -9.5679e-08 | -1.0619e-07 | -8.8597e-08 | 8.308e-08 | 9.355e-08 | 0 | 0 | 0 | 0 | 0 | 0 |  | 0.67509 | 1.0293 | 1.0305 | 0.67509 | 1.0293 | 1.0305 | -0.059115 | -130.8445 | 130.7874 | -0.059113 | -130.8445 | 130.7874
Line2_1_4 | 0.014612 | 0.0073073 | 0.0073073 | 0.014612 | 0.0073074 | 0.0073074 | 0.0033745 | 0.0016876 | 0.0016876 | 0.0033745 | 0.0016876 | 0.0016876 | 0.0016108 | -0.00012809 | 0.0017344 | -0.0016067 | 0.00012913 | -0.0017334 | 0.0016109 | 0.0017322 | -0.00012551 | -0.0016066 | -0.0017312 | 0.00012657 | -45.0622 | 134.9265 | 134.9265 | 134.938 | -45.0739 | -45.0739 |  | 0.67509 | 1.0293 | 1.0305 | 0.67333 | 1.0287 | 1.0299 | -0.059115 | -130.8445 | 130.7874 | -0.062148 | -130.8081 | 130.7499
Line3_1_5 | 0 | 0 | 0 | 0 | 0 | 0 | 0 | 0 | 0 | 0 | 0 | 0 | -1.1202e-09 | 3.032e-08 | -2.811e-08 | 1.1169e-09 | -1.5709e-08 | 1.3502e-08 | 2.5313e-08 | -2.392e-08 | -2.6547e-08 | -1.2659e-08 | 1.1321e-08 | 1.391e-08 | 0 | 0 | 0 | 0 | 0 | 0 |  | 0.67509 | 1.0293 | 1.0305 | 0.67509 | 1.0293 | 1.0305 | -0.059115 | -130.8445 | 130.7874 | -0.059115 | -130.8445 | 130.7874
Line4_2_6 | 0 | 0 | 0 | 0 | 0 | 0 | 0 | 0 | 0 | 0 | 0 | 0 | -2.8006e-09 | 7.58e-08 | -7.0275e-08 | 2.7972e-09 | -6.1189e-08 | 5.5667e-08 | 6.3282e-08 | -5.9799e-08 | -6.6367e-08 | -5.0628e-08 | 4.72e-08 | 5.373e-08 | 0 | 0 | 0 | 0 | 0 | 0 |  | 0.67509 | 1.0293 | 1.0305 | 0.67509 | 1.0293 | 1.0305 | -0.059114 | -130.8445 | 130.7874 | -0.059112 | -130.8445 | 130.7874
Line5_6_7 | 0 | 0 | 0 | 0 | 0 | 0 | 0 | 0 | 0 | 0 | 0 | 0 | -2.2405e-09 | 6.064e-08 | -5.622e-08 | 2.2371e-09 | -4.6029e-08 | 4.1612e-08 | 5.0625e-08 | -4.7839e-08 | -5.3093e-08 | -3.7971e-08 | 3.524e-08 | 4.0457e-08 | 0 | 0 | 0 | 0 | 0 | 0 |  | 0.67509 | 1.0293 | 1.0305 | 0.67509 | 1.0293 | 1.0305 | -0.059112 | -130.8445 | 130.7874 | -0.059111 | -130.8445 | 130.7874
Line6_7_8 | 0 | 0 | 0 | 0 | 0 | 0 | 0 | 0 | 0 | 0 | 0 | 0 | -1.6804e-09 | 4.548e-08 | -4.2165e-08 | 1.677e-09 | -3.0869e-08 | 2.7557e-08 | 3.7969e-08 | -3.588e-08 | -3.982e-08 | -2.5315e-08 | 2.3281e-08 | 2.7183e-08 | 0 | 0 | 0 | 0 | 0 | 0 |  | 0.67509 | 1.0293 | 1.0305 | 0.67509 | 1.0293 | 1.0305 | -0.059111 | -130.8445 | 130.7874 | -0.05911 | -130.8445 | 130.7874
Line7_8_9 | 0 | 0 | 0 | 0 | 0 | 0 | 0 | 0 | 0 | 0 | 0 | 0 | -5.6012e-10 | 1.516e-08 | -1.4055e-08 | 5.5673e-10 | -5.4857e-10 | -5.5305e-10 | 1.2656e-08 | -1.196e-08 | -1.3273e-08 | -2.2983e-12 | -6.3905e-10 | 6.3647e-10 | 0 | 0 | 0 | 0 | 0 | 0 |  | 0.67509 | 1.0293 | 1.0305 | 0.67509 | 1.0293 | 1.0305 | -0.05911 | -130.8445 | 130.7874 | -0.05911 | -130.8445 | 130.7874
Line8_8_10 | 0 | 0 | 0 | 0 | 0 | 0 | 0 | 0 | 0 | 0 | 0 | 0 | -5.6012e-10 | 1.516e-08 | -1.4055e-08 | 5.5673e-10 | -5.4857e-10 | -5.5305e-10 | 1.2656e-08 | -1.196e-08 | -1.3273e-08 | -2.2984e-12 | -6.3905e-10 | 6.3647e-10 | 0 | 0 | 0 | 0 | 0 | 0 |  | 0.67509 | 1.0293 | 1.0305 | 0.67509 | 1.0293 | 1.0305 | -0.05911 | -130.8445 | 130.7874 | -0.05911 | -130.8445 | 130.7874
Line9_3_11 | 0 | 0 | 0 | 0 | 0 | 0 | 0 | 0 | 0 | 0 | 0 | 0 | -3.9209e-09 | 1.0612e-07 | -9.8385e-08 | 3.9175e-09 | -9.1509e-08 | 8.3777e-08 | 8.8594e-08 | -8.3719e-08 | -9.2913e-08 | -7.594e-08 | 7.112e-08 | 8.0277e-08 | 0 | 0 | 0 | 0 | 0 | 0 |  | 0.67509 | 1.0293 | 1.0305 | 0.67509 | 1.0293 | 1.0305 | -0.059113 | -130.8445 | 130.7874 | -0.059111 | -130.8445 | 130.7874

## LLG_max_6
name | pf_ikss_a_from_ka | pf_ikss_b_from_ka | pf_ikss_c_from_ka | pf_ikss_a_to_ka | pf_ikss_b_to_ka | pf_ikss_c_to_ka | pf_skss_a_from_mw | pf_skss_b_from_mw | pf_skss_c_from_mw | pf_skss_a_to_mw | pf_skss_b_to_mw | pf_skss_c_to_mw | pf_p_a_from_mw | pf_p_b_from_mw | pf_p_c_from_mw | pf_p_a_to_mw | pf_p_b_to_mw | pf_p_c_to_mw | pf_q_a_from_mvar | pf_q_b_from_mvar | pf_q_c_from_mvar | pf_q_a_to_mvar | pf_q_b_to_mvar | pf_q_c_to_mvar | pf_ikss_a_from_degree | pf_ikss_b_from_degree | pf_ikss_c_from_degree | pf_ikss_a_to_degree | pf_ikss_b_to_degree | pf_ikss_c_to_degree | 3xI0 | pf_vm_a_from_pu | pf_vm_b_from_pu | pf_vm_c_from_pu | pf_vm_a_to_pu | pf_vm_b_to_pu | pf_vm_c_to_pu | pf_va_a_from_degree | pf_va_b_from_degree | pf_va_c_from_degree | pf_va_a_to_degree | pf_va_b_to_degree | pf_va_c_to_degree
Line0_1_2 | 1.1371e-06 | 1.1662e-06 | 1.1085e-06 | 0 | 0 | 0 | 2.6261e-07 | 2.6931e-07 | 2.56e-07 | 0 | 0 | 0 | 1.8403e-08 | -1.6325e-07 | 1.5493e-07 | -1.8335e-08 | 1.3685e-07 | -1.2859e-07 | -4.1206e-07 | 1.5453e-08 | -1.1099e-08 | 3.4338e-07 | -1.1985e-08 | 7.8362e-09 | 87.3539 | 87.7783 | 86.8888 | 0 | 0 | 0 |  | 1.5707 | 0.60889 | 0.60674 | 1.5707 | 0.60889 | 0.60674 | -0.088904 | -97.6292 | 82.7913 | -0.088905 | -97.6292 | 82.7913
Line10_11_12 | 1.1371e-06 | 1.1662e-06 | 1.1085e-06 | 0 | 0 | 0 | 2.6261e-07 | 2.6931e-07 | 2.56e-07 | 0 | 0 | 0 | 1.8403e-08 | -1.6325e-07 | 1.5493e-07 | -1.8335e-08 | 1.3685e-07 | -1.2859e-07 | -4.1206e-07 | 1.5453e-08 | -1.1099e-08 | 3.4338e-07 | -1.1985e-08 | 7.8362e-09 | 87.3539 | 87.7782 | 86.8888 | 0 | 0 | 0 |  | 1.5707 | 0.60889 | 0.60674 | 1.5707 | 0.60889 | 0.60674 | -0.088906 | -97.6292 | 82.7913 | -0.088907 | -97.6292 | 82.7913
Line11_12_13 | 0 | 0 | 0 | 0 | 0 | 0 | 0 | 0 | 0 | 0 | 0 | 0 | 1.5336e-08 | -1.3604e-07 | 1.2911e-07 | -1.5267e-08 | 1.0964e-07 | -1.0277e-07 | -3.4339e-07 | 1.2878e-08 | -9.2488e-09 | 2.747e-07 | -9.4099e-09 | 5.9865e-09 | 0 | 0 | 0 | 0 | 0 | 0 |  | 1.5707 | 0.60889 | 0.60674 | 1.5707 | 0.60889 | 0.60674 | -0.088907 | -97.6292 | 82.7913 | -0.088908 | -97.6292 | 82.7913
Line12_13_15 | 0 | 0 | 0 | 0 | 0 | 0 | 0 | 0 | 0 | 0 | 0 | 0 | 9.2016e-09 | -8.1626e-08 | 7.7463e-08 | -9.1331e-09 | 5.5226e-08 | -5.1131e-08 | -2.0603e-07 | 7.7266e-09 | -5.5493e-09 | 1.3734e-07 | -4.2588e-09 | 2.2869e-09 | 0 | 0 | 0 | 0 | 0 | 0 |  | 1.5707 | 0.60889 | 0.60674 | 1.5707 | 0.60889 | 0.60674 | -0.088908 | -97.6292 | 82.7913 | -0.088908 | -97.6292 | 82.7913
Line13_13_14 | 0 | 0 | 0 | 0 | 0 | 0 | 0 | 0 | 0 | 0 | 0 | 0 | 3.0672e-09 | -2.7209e-08 | 2.5821e-08 | -2.9987e-09 | 8.084e-10 | 5.1062e-10 | -6.8677e-08 | 2.5755e-09 | -1.8498e-09 | -9.3826e-12 | 8.9221e-10 | -1.4126e-09 | 0 | 0 | 0 | 0 | 0 | 0 |  | 1.5707 | 0.60889 | 0.60674 | 1.5707 | 0.60889 | 0.60674 | -0.088908 | -97.6292 | 82.7913 | -0.088908 | -97.6292 | 82.7913
Line14_15_16 | 0 | 0 | 0 | 0 | 0 | 0 | 0 | 0 | 0 | 0 | 0 | 0 | 6.1344e-09 | -5.4417e-08 | 5.1642e-08 | -6.0659e-09 | 2.8017e-08 | -2.531e-08 | -1.3735e-07 | 5.151e-09 | -3.6995e-09 | 6.8668e-08 | -1.6833e-09 | 4.3717e-10 | 0 | 0 | 0 | 0 | 0 | 0 |  | 1.5707 | 0.60889 | 0.60674 | 1.5707 | 0.60889 | 0.60674 | -0.088908 | -97.6292 | 82.7913 | -0.088909 | -97.6292 | 82.7913
Line15_16_17 | 0 | 0 | 0 | 0 | 0 | 0 | 0 | 0 | 0 | 0 | 0 | 0 | 3.0672e-09 | -2.7209e-08 | 2.5821e-08 | -2.9987e-09 | 8.084e-10 | 5.1062e-10 | -6.8677e-08 | 2.5755e-09 | -1.8498e-09 | -9.3822e-12 | 8.9221e-10 | -1.4126e-09 | 0 | 0 | 0 | 0 | 0 | 0 |  | 1.5707 | 0.60889 | 0.60674 | 1.5707 | 0.60889 | 0.60674 | -0.088909 | -97.6292 | 82.7913 | -0.088909 | -97.6292 | 82.7913
Line16_4_18 | 0 | 3.1499 | 3.1277 | 0 | 3.1499 | 3.1277 | 0 | 0.72744 | 0.72231 | 0 | 0.72744 | 0.72231 | 3.0107e-09 | 0.098618 | 0.098421 | -2.9807e-09 | 8.7634e-14 | 5.2447e-15 | -6.8657e-08 | 0.19844 | 0.19564 | -1.2375e-11 | 2.5247e-13 | -1.8757e-13 | 0 | -161.2733 | 19.5677 | 0 | 18.7267 | -160.4323 |  | 1.5691 | 0.30462 | 0.30319 | 1.5683 | 0 | 0 | -0.10791 | -97.699 | 82.8617 | -0.11743 | 0 | 0
Line17_5_19 | 0 | 0 | 0 | 0 | 0 | 0 | 0 | 0 | 0 | 0 | 0 | 0 | 3.0672e-09 | -2.7209e-08 | 2.5821e-08 | -2.9987e-09 | 8.084e-10 | 5.1062e-10 | -6.8677e-08 | 2.5755e-09 | -1.8498e-09 | -9.3828e-12 | 8.9221e-10 | -1.4126e-09 | 0 | 0 | 0 | 0 | 0 | 0 |  | 1.5707 | 0.60889 | 0.60674 | 1.5707 | 0.60889 | 0.60674 | -0.088904 | -97.6292 | 82.7913 | -0.088904 | -97.6292 | 82.7913
Line1_1_3 | 1.5162e-06 | 1.5549e-06 | 1.478e-06 | 1.327e-06 | 1.3657e-06 | 1.2889e-06 | 3.5014e-07 | 3.5908e-07 | 3.4133e-07 | 3.0646e-07 | 3.1539e-07 | 2.9767e-07 | 2.4538e-08 | -2.1767e-07 | 2.0657e-07 | -2.4469e-08 | 1.9127e-07 | -1.8024e-07 | -5.4942e-07 | 2.0604e-08 | -1.4798e-08 | 4.8073e-07 | -1.7137e-08 | 1.1536e-08 | 87.3539 | 87.7783 | 86.8888 | -93.0027 | -92.5095 | -93.5466 |  | 1.5707 | 0.60889 | 0.60674 | 1.5707 | 0.60889 | 0.60674 | -0.088904 | -97.6292 | 82.7913 | -0.088905 | -97.6292 | 82.7913
Line2_1_4 | 0.017048 | 3.1424 | 3.135 | 0.017048 | 3.1424 | 3.135 | 0.0039371 | 0.72571 | 0.724 | 0.0039371 | 0.72571 | 0.724 | 0.0043684 | 0.1981 | 0.19597 | -0.0043655 | -0.099347 | -0.097686 | 0.0043769 | 0.39498 | 0.39315 | -0.0043712 | -0.19749 | -0.19658 | -45.1451 | -160.9942 | 19.286 | 134.8544 | 19.0058 | -160.714 |  | 1.5707 | 0.60889 | 0.60674 | 1.5691 | 0.30462 | 0.30319 | -0.088904 | -97.6292 | 82.7913 | -0.10791 | -97.699 | 82.8617
Line3_1_5 | 0 | 0 | 0 | 0 | 0 | 0 | 0 | 0 | 0 | 0 | 0 | 0 | 6.1344e-09 | -5.4417e-08 | 5.1642e-08 | -6.0659e-09 | 2.8017e-08 | -2.531e-08 | -1.3735e-07 | 5.1511e-09 | -3.6995e-09 | 6.8668e-08 | -1.6833e-09 | 4.3717e-10 | 0 | 0 | 0 | 0 | 0 | 0 |  | 1.5707 | 0.60889 | 0.60674 | 1.5707 | 0.60889 | 0.60674 | -0.088904 | -97.6292 | 82.7913 | -0.088904 | -97.6292 | 82.7913
Line4_2_6 | 0 | 0 | 0 | 0 | 0 | 0 | 0 | 0 | 0 | 0 | 0 | 0 | 1.5336e-08 | -1.3604e-07 | 1.2911e-07 | -1.5267e-08 | 1.0964e-07 | -1.0277e-07 | -3.4339e-07 | 1.2878e-08 | -9.2488e-09 | 2.747e-07 | -9.4099e-09 | 5.9864e-09 | 0 | 0 | 0 | 0 | 0 | 0 |  | 1.5707 | 0.60889 | 0.60674 | 1.5707 | 0.60889 | 0.60674 | -0.088905 | -97.6292 | 82.7913 | -0.088906 | -97.6292 | 82.7913
Line5_6_7 | 0 | 0 | 0 | 0 | 0 | 0 | 0 | 0 | 0 | 0 | 0 | 0 | 1.2269e-08 | -1.0883e-07 | 1.0328e-07 | -1.22e-08 | 8.2434e-08 | -7.6952e-08 | -2.7471e-07 | 1.0302e-08 | -7.399e-09 | 2.0602e-07 | -6.8344e-09 | 4.1367e-09 | 0 | 0 | 0 | 0 | 0 | 0 |  | 1.5707 | 0.60889 | 0.60674 | 1.5707 | 0.60889 | 0.60674 | -0.088906 | -97.6292 | 82.7913 | -0.088906 | -97.6292 | 82.7913
Line6_7_8 | 0 | 0 | 0 | 0 | 0 | 0 | 0 | 0 | 0 | 0 | 0 | 0 | 9.2016e-09 | -8.1626e-08 | 7.7463e-08 | -9.1331e-09 | 5.5225e-08 | -5.1131e-08 | -2.0603e-07 | 7.7266e-09 | -5.5493e-09 | 1.3734e-07 | -4.2589e-09 | 2.2869e-09 | 0 | 0 | 0 | 0 | 0 | 0 |  | 1.5707 | 0.60889 | 0.60674 | 1.5707 | 0.60889 | 0.60674 | -0.088906 | -97.6292 | 82.7913 | -0.088907 | -97.6292 | 82.7913
Line7_8_9 | 0 | 0 | 0 | 0 | 0 | 0 | 0 | 0 | 0 | 0 | 0 | 0 | 3.0672e-09 | -2.7209e-08 | 2.5821e-08 | -2.9987e-09 | 8.084e-10 | 5.1062e-10 | -6.8677e-08 | 2.5755e-09 | -1.8498e-09 | -9.3837e-12 | 8.9221e-10 | -1.4126e-09 | 0 | 0 | 0 | 0 | 0 | 0 |  | 1.5707 | 0.60889 | 0.60674 | 1.5707 | 0.60889 | 0.60674 | -0.088907 | -97.6292 | 82.7913 | -0.088907 | -97.6292 | 82.7913
Line8_8_10 | 0 | 0 | 0 | 0 | 0 | 0 | 0 | 0 | 0 | 0 | 0 | 0 | 3.0672e-09 | -2.7209e-08 | 2.5821e-08 | -2.9987e-09 | 8.084e-10 | 5.1062e-10 | -6.8677e-08 | 2.5755e-09 | -1.8498e-09 | -9.3837e-12 | 8.9221e-10 | -1.4126e-09 | 0 | 0 | 0 | 0 | 0 | 0 |  | 1.5707 | 0.60889 | 0.60674 | 1.5707 | 0.60889 | 0.60674 | -0.088907 | -97.6292 | 82.7913 | -0.088907 | -97.6292 | 82.7913
Line9_3_11 | 1.3266e-06 | 1.3605e-06 | 1.2932e-06 | 1.1375e-06 | 1.1713e-06 | 1.1042e-06 | 3.0638e-07 | 3.142e-07 | 2.9866e-07 | 2.6269e-07 | 2.705e-07 | 2.55e-07 | 2.147e-08 | -1.9046e-07 | 1.8075e-07 | -2.1402e-08 | 1.6406e-07 | -1.5442e-07 | -4.8074e-07 | 1.8029e-08 | -1.2948e-08 | 4.1205e-07 | -1.4561e-08 | 9.686e-09 | 87.3539 | 87.7783 | 86.8888 | -93.0622 | -92.5572 | -93.6195 |  | 1.5707 | 0.60889 | 0.60674 | 1.5707 | 0.60889 | 0.60674 | -0.088905 | -97.6292 | 82.7913 | -0.088906 | -97.6292 | 82.7913

## LLG_max_10
name | pf_ikss_a_from_ka | pf_ikss_b_from_ka | pf_ikss_c_from_ka | pf_ikss_a_to_ka | pf_ikss_b_to_ka | pf_ikss_c_to_ka | pf_skss_a_from_mw | pf_skss_b_from_mw | pf_skss_c_from_mw | pf_skss_a_to_mw | pf_skss_b_to_mw | pf_skss_c_to_mw | pf_p_a_from_mw | pf_p_b_from_mw | pf_p_c_from_mw | pf_p_a_to_mw | pf_p_b_to_mw | pf_p_c_to_mw | pf_q_a_from_mvar | pf_q_b_from_mvar | pf_q_c_from_mvar | pf_q_a_to_mvar | pf_q_b_to_mvar | pf_q_c_to_mvar | pf_ikss_a_from_degree | pf_ikss_b_from_degree | pf_ikss_c_from_degree | pf_ikss_a_to_degree | pf_ikss_b_to_degree | pf_ikss_c_to_degree | 3xI0 | pf_vm_a_from_pu | pf_vm_b_from_pu | pf_vm_c_from_pu | pf_vm_a_to_pu | pf_vm_b_to_pu | pf_vm_c_to_pu | pf_va_a_from_degree | pf_va_b_from_degree | pf_va_c_from_degree | pf_va_a_to_degree | pf_va_b_to_degree | pf_va_c_to_degree
Line0_1_2 | 1.1912e-06 | 1.2226e-06 | 1.1602e-06 | 0 | 1.0244e-06 | 0 | 2.751e-07 | 2.8235e-07 | 2.6795e-07 | 0 | 2.3657e-07 | 0 | 2.0193e-08 | -1.7642e-07 | 1.6716e-07 | -2.0118e-08 | 1.4792e-07 | -1.3873e-07 | -4.5219e-07 | 1.7438e-08 | -1.2608e-08 | 3.7681e-07 | -1.3577e-08 | 8.9729e-09 | 87.3513 | 87.7825 | 86.8774 | 0 | -92.618 | 0 |  | 1.6454 | 0.6279 | 0.62563 | 1.6454 | 0.6279 | 0.62563 | -0.091758 | -97.8623 | 82.5641 | -0.091759 | -97.8623 | 82.5641
Line10_11_12 | 1.1912e-06 | 1.2226e-06 | 1.1602e-06 | 0 | 1.0244e-06 | 0 | 2.751e-07 | 2.8235e-07 | 2.6795e-07 | 0 | 2.3657e-07 | 0 | 2.0193e-08 | -1.7642e-07 | 1.6716e-07 | -2.0118e-08 | 1.4792e-07 | -1.3873e-07 | -4.5219e-07 | 1.7438e-08 | -1.2608e-08 | 3.7681e-07 | -1.3577e-08 | 8.9729e-09 | 87.3513 | 87.7825 | 86.8774 | 0 | -92.618 | 0 |  | 1.6454 | 0.6279 | 0.62563 | 1.6454 | 0.6279 | 0.62563 | -0.09176 | -97.8623 | 82.5641 | -0.091761 | -97.8623 | 82.5641
Line11_12_13 | 0 | 1.0188e-06 | 0 | 0 | 0 | 0 | 0 | 2.3529e-07 | 0 | 0 | 0 | 0 | 1.6827e-08 | -1.4702e-07 | 1.393e-07 | -1.6752e-08 | 1.1852e-07 | -1.1087e-07 | -3.7682e-07 | 1.4531e-08 | -1.0507e-08 | 3.0145e-07 | -1.0671e-08 | 6.8716e-09 | 0 | 87.7825 | 0 | 0 | 0 | 0 |  | 1.6454 | 0.6279 | 0.62563 | 1.6454 | 0.6279 | 0.62563 | -0.091761 | -97.8623 | 82.5641 | -0.091762 | -97.8623 | 82.5641
Line12_13_15 | 0 | 0 | 0 | 0 | 0 | 0 | 0 | 0 | 0 | 0 | 0 | 0 | 1.0096e-08 | -8.8212e-08 | 8.3581e-08 | -1.0021e-08 | 5.9708e-08 | -5.5152e-08 | -2.2609e-07 | 8.7189e-09 | -6.3041e-09 | 1.5072e-07 | -4.8582e-09 | 2.6688e-09 | 0 | 0 | 0 | 0 | 0 | 0 |  | 1.6454 | 0.6279 | 0.62563 | 1.6454 | 0.6279 | 0.62563 | -0.091762 | -97.8623 | 82.5641 | -0.091762 | -97.8622 | 82.5641
Line13_13_14 | 0 | 0 | 0 | 0 | 0 | 0 | 0 | 0 | 0 | 0 | 0 | 0 | 3.3655e-09 | -2.9404e-08 | 2.786e-08 | -3.2903e-09 | 9.0022e-10 | 5.6846e-10 | -7.5364e-08 | 2.9063e-09 | -2.1014e-09 | -1.0628e-11 | 9.5434e-10 | -1.5339e-09 | 0 | 0 | 0 | 0 | 0 | 0 |  | 1.6454 | 0.6279 | 0.62563 | 1.6454 | 0.6279 | 0.62563 | -0.091762 | -97.8623 | 82.5641 | -0.091762 | -97.8623 | 82.5641
Line14_15_16 | 0 | 0 | 0 | 0 | 0 | 0 | 0 | 0 | 0 | 0 | 0 | 0 | 6.731e-09 | -5.8808e-08 | 5.5721e-08 | -6.6558e-09 | 3.0304e-08 | -2.7292e-08 | -1.5073e-07 | 5.8126e-09 | -4.2027e-09 | 7.5354e-08 | -1.9519e-09 | 5.6747e-10 | 0 | 0 | 0 | 0 | 0 | 0 |  | 1.6454 | 0.6279 | 0.62563 | 1.6454 | 0.6279 | 0.62563 | -0.091762 | -97.8622 | 82.5641 | -0.091763 | -97.8622 | 82.5641
Line15_16_17 | 0 | 0 | 0 | 0 | 0 | 0 | 0 | 0 | 0 | 0 | 0 | 0 | 3.3655e-09 | -2.9404e-08 | 2.786e-08 | -3.2903e-09 | 9.0022e-10 | 5.6846e-10 | -7.5364e-08 | 2.9063e-09 | -2.1014e-09 | -1.0628e-11 | 9.5434e-10 | -1.5339e-09 | 0 | 0 | 0 | 0 | 0 | 0 |  | 1.6454 | 0.6279 | 0.62563 | 1.6454 | 0.6279 | 0.62563 | -0.091763 | -97.8622 | 82.5641 | -0.091763 | -97.8622 | 82.5641
Line16_4_18 | 0 | 3.2484 | 3.2249 | 0 | 3.2484 | 3.2249 | 0 | 0.75018 | 0.74477 | 0 | 0.75018 | 0.74477 | 3.3035e-09 | 0.10487 | 0.10465 | -3.2705e-09 | 2.7135e-13 | -1.1934e-13 | -7.5342e-08 | 0.21104 | 0.20799 | -1.391e-11 | 7.8485e-14 | -3.8641e-14 | 0 | -161.5093 | 19.3435 | 0 | 18.4907 | -160.6565 |  | 1.6437 | 0.31414 | 0.31263 | 1.6429 | 0 | 0 | -0.11076 | -97.933 | 82.6355 | -0.12028 | 0 | 0
Line17_5_19 | 0 | 0 | 0 | 0 | 0 | 0 | 0 | 0 | 0 | 0 | 0 | 0 | 3.3655e-09 | -2.9404e-08 | 2.786e-08 | -3.2903e-09 | 9.0022e-10 | 5.6846e-10 | -7.5364e-08 | 2.9063e-09 | -2.1014e-09 | -1.0628e-11 | 9.5434e-10 | -1.5339e-09 | 0 | 0 | 0 | 0 | 0 | 0 |  | 1.6454 | 0.6279 | 0.62563 | 1.6454 | 0.6279 | 0.62563 | -0.091758 | -97.8623 | 82.5641 | -0.091758 | -97.8623 | 82.5641
Line1_1_3 | 1.5883e-06 | 1.6301e-06 | 1.547e-06 | 1.3901e-06 | 1.4319e-06 | 1.3489e-06 | 3.6679e-07 | 3.7646e-07 | 3.5726e-07 | 3.2103e-07 | 3.3068e-07 | 3.1152e-07 | 2.6924e-08 | -2.3523e-07 | 2.2288e-07 | -2.6849e-08 | 2.0673e-07 | -1.9445e-07 | -6.0291e-07 | 2.325e-08 | -1.6811e-08 | 5.2754e-07 | -1.939e-08 | 1.3176e-08 | 87.3513 | 87.7825 | 86.8774 | -93.0053 | -92.504 | -93.5596 |  | 1.6454 | 0.6279 | 0.62563 | 1.6454 | 0.6279 | 0.62563 | -0.091758 | -97.8623 | 82.5641 | -0.091759 | -97.8623 | 82.5641
Line2_1_4 | 0.017859 | 3.2405 | 3.2327 | 0.017859 | 3.2405 | 3.2327 | 0.0041243 | 0.74836 | 0.74656 | 0.0041243 | 0.74836 | 0.74656 | 0.0047937 | 0.21066 | 0.20836 | -0.0047905 | -0.10566 | -0.10386 | 0.0048031 | 0.42003 | 0.41802 | -0.0047968 | -0.21001 | -0.20901 | -45.148 | -161.2263 | 19.0578 | 134.8516 | 18.7737 | -160.9422 |  | 1.6454 | 0.6279 | 0.62563 | 1.6437 | 0.31414 | 0.31263 | -0.091758 | -97.8623 | 82.5641 | -0.11076 | -97.933 | 82.6355
Line3_1_5 | 0 | 0 | 0 | 0 | 0 | 0 | 0 | 0 | 0 | 0 | 0 | 0 | 6.7309e-09 | -5.8808e-08 | 5.572e-08 | -6.6557e-09 | 3.0304e-08 | -2.7292e-08 | -1.5073e-07 | 5.8126e-09 | -4.2027e-09 | 7.5354e-08 | -1.952e-09 | 5.6747e-10 | 0 | 0 | 0 | 0 | 0 | 0 |  | 1.6454 | 0.6279 | 0.62563 | 1.6454 | 0.6279 | 0.62563 | -0.091758 | -97.8623 | 82.5641 | -0.091758 | -97.8623 | 82.5641
Line4_2_6 | 0 | 1.0188e-06 | 0 | 0 | 0 | 0 | 0 | 2.3529e-07 | 0 | 0 | 0 | 0 | 1.6827e-08 | -1.4702e-07 | 1.393e-07 | -1.6752e-08 | 1.1852e-07 | -1.1087e-07 | -3.7682e-07 | 1.4532e-08 | -1.0507e-08 | 3.0145e-07 | -1.0671e-08 | 6.8716e-09 | 0 | 87.7825 | 0 | 0 | 0 | 0 |  | 1.6454 | 0.6279 | 0.62563 | 1.6454 | 0.6279 | 0.62563 | -0.091759 | -97.8623 | 82.5641 | -0.09176 | -97.8623 | 82.5641
Line5_6_7 | 0 | 0 | 0 | 0 | 0 | 0 | 0 | 0 | 0 | 0 | 0 | 0 | 1.3462e-08 | -1.1762e-07 | 1.1144e-07 | -1.3387e-08 | 8.9113e-08 | -8.3012e-08 | -3.0146e-07 | 1.1625e-08 | -8.4054e-09 | 2.2608e-07 | -7.7645e-09 | 4.7702e-09 | 0 | 0 | 0 | 0 | 0 | 0 |  | 1.6454 | 0.6279 | 0.62563 | 1.6454 | 0.6279 | 0.62563 | -0.09176 | -97.8623 | 82.5641 | -0.09176 | -97.8623 | 82.5641
Line6_7_8 | 0 | 0 | 0 | 0 | 0 | 0 | 0 | 0 | 0 | 0 | 0 | 0 | 1.0096e-08 | -8.8212e-08 | 8.3581e-08 | -1.0021e-08 | 5.9708e-08 | -5.5152e-08 | -2.2609e-07 | 8.7189e-09 | -6.3041e-09 | 1.5072e-07 | -4.8582e-09 | 2.6688e-09 | 0 | 0 | 0 | 0 | 0 | 0 |  | 1.6454 | 0.6279 | 0.62563 | 1.6454 | 0.6279 | 0.62563 | -0.09176 | -97.8623 | 82.5641 | -0.091761 | -97.8623 | 82.5641
Line7_8_9 | 0 | 0 | 0 | 0 | 0 | 0 | 0 | 0 | 0 | 0 | 0 | 0 | 3.3655e-09 | -2.9404e-08 | 2.786e-08 | -3.2903e-09 | 9.0022e-10 | 5.6846e-10 | -7.5364e-08 | 2.9063e-09 | -2.1014e-09 | -1.0628e-11 | 9.5434e-10 | -1.5339e-09 | 0 | 0 | 0 | 0 | 0 | 0 |  | 1.6454 | 0.6279 | 0.62563 | 1.6454 | 0.6279 | 0.62563 | -0.091761 | -97.8623 | 82.5641 | -0.091761 | -97.8623 | 82.5641
Line8_8_10 | 0 | 0 | 0 | 0 | 0 | 0 | 0 | 0 | 0 | 0 | 0 | 0 | 3.3655e-09 | -2.9404e-08 | 2.786e-08 | -3.2903e-09 | 9.0022e-10 | 5.6846e-10 | -7.5364e-08 | 2.9063e-09 | -2.1014e-09 | -1.0628e-11 | 9.5434e-10 | -1.5339e-09 | 0 | 0 | 0 | 0 | 0 | 0 |  | 1.6454 | 0.6279 | 0.62563 | 1.6454 | 0.6279 | 0.62563 | -0.091761 | -97.8623 | 82.5641 | -0.091761 | -97.8623 | 82.5641
Line9_3_11 | 1.3897e-06 | 1.4264e-06 | 1.3536e-06 | 1.1916e-06 | 1.2281e-06 | 1.1556e-06 | 3.2095e-07 | 3.294e-07 | 3.1261e-07 | 2.7519e-07 | 2.8363e-07 | 2.6687e-07 | 2.3558e-08 | -2.0583e-07 | 1.9502e-07 | -2.3483e-08 | 1.7732e-07 | -1.6659e-07 | -5.2755e-07 | 2.0344e-08 | -1.471e-08 | 4.5217e-07 | -1.6483e-08 | 1.1074e-08 | 87.3513 | 87.7825 | 86.8774 | -93.0647 | -92.5515 | -93.6328 |  | 1.6454 | 0.6279 | 0.62563 | 1.6454 | 0.6279 | 0.62563 | -0.091759 | -97.8623 | 82.5641 | -0.09176 | -97.8623 | 82.5641

## LLG_max_fault_6
name | pf_ikss_a_from_ka | pf_ikss_b_from_ka | pf_ikss_c_from_ka | pf_ikss_a_to_ka | pf_ikss_b_to_ka | pf_ikss_c_to_ka | pf_skss_a_from_mw | pf_skss_b_from_mw | pf_skss_c_from_mw | pf_skss_a_to_mw | pf_skss_b_to_mw | pf_skss_c_to_mw | pf_p_a_from_mw | pf_p_b_from_mw | pf_p_c_from_mw | pf_p_a_to_mw | pf_p_b_to_mw | pf_p_c_to_mw | pf_q_a_from_mvar | pf_q_b_from_mvar | pf_q_c_from_mvar | pf_q_a_to_mvar | pf_q_b_to_mvar | pf_q_c_to_mvar | pf_ikss_a_from_degree | pf_ikss_b_from_degree | pf_ikss_c_from_degree | pf_ikss_a_to_degree | pf_ikss_b_to_degree | pf_ikss_c_to_degree | 3xI0 | pf_vm_a_from_pu | pf_vm_b_from_pu | pf_vm_c_from_pu | pf_vm_a_to_pu | pf_vm_b_to_pu | pf_vm_c_to_pu | pf_va_a_from_degree | pf_va_b_from_degree | pf_va_c_from_degree | pf_va_a_to_degree | pf_va_b_to_degree | pf_va_c_to_degree
Line0_1_2 | 0 | 0 | 0 | 0 | 0 | 0 | 0 | 0 | 0 | 0 | 0 | 0 | 5.8652e-09 | -9.7068e-08 | 9.3991e-08 | -5.8525e-09 | 8.1139e-08 | -7.8075e-08 | -1.3259e-07 | 2.916e-08 | 3.7312e-08 | 1.1049e-07 | -2.3611e-08 | -3.1795e-08 | 0 | 0 | 0 | 0 | 0 | 0 |  | 1.259 | 0.9609 | 0.95962 | 1.259 | 0.9609 | 0.95962 | -0.030852 | -109.2697 | 109.055 | -0.030853 | -109.2697 | 109.055
Line10_11_12 | 0 | 0 | 0 | 0 | 0 | 0 | 0 | 0 | 0 | 0 | 0 | 0 | 5.8652e-09 | -9.7068e-08 | 9.3991e-08 | -5.8525e-09 | 8.1139e-08 | -7.8075e-08 | -1.3259e-07 | 2.916e-08 | 3.7312e-08 | 1.1049e-07 | -2.3611e-08 | -3.1795e-08 | 0 | 0 | 0 | 0 | 0 | 0 |  | 1.259 | 0.9609 | 0.95962 | 1.259 | 0.9609 | 0.95962 | -0.030853 | -109.2697 | 109.055 | -0.030854 | -109.2697 | 109.055
Line11_12_13 | 0 | 0 | 0 | 0 | 0 | 0 | 0 | 0 | 0 | 0 | 0 | 0 | 4.8877e-09 | -8.089e-08 | 7.8326e-08 | -4.875e-09 | 6.4961e-08 | -6.241e-08 | -1.1049e-07 | 2.43e-08 | 3.1094e-08 | 8.8389e-08 | -1.8751e-08 | -2.5576e-08 | 0 | 0 | 0 | 0 | 0 | 0 |  | 1.259 | 0.9609 | 0.95962 | 1.259 | 0.9609 | 0.95962 | -0.030854 | -109.2697 | 109.055 | -0.030854 | -109.2697 | 109.055
Line12_13_15 | 0 | 0 | 0 | 0 | 0 | 0 | 0 | 0 | 0 | 0 | 0 | 0 | 2.9326e-09 | -4.8534e-08 | 4.6996e-08 | -2.9199e-09 | 3.2605e-08 | -3.108e-08 | -6.6294e-08 | 1.458e-08 | 1.8656e-08 | 4.4193e-08 | -9.0313e-09 | -1.3139e-08 | 0 | 0 | 0 | 0 | 0 | 0 |  | 1.259 | 0.9609 | 0.95962 | 1.259 | 0.9609 | 0.95962 | -0.030854 | -109.2697 | 109.055 | -0.030854 | -109.2697 | 109.055
Line13_13_14 | 0 | 0 | 0 | 0 | 0 | 0 | 0 | 0 | 0 | 0 | 0 | 0 | 9.7753e-10 | -1.6178e-08 | 1.5665e-08 | -9.6485e-10 | 2.4925e-10 | 2.508e-10 | -2.2098e-08 | 4.86e-09 | 6.2187e-09 | -2.6102e-12 | 6.8879e-10 | -7.0147e-10 | 0 | 0 | 0 | 0 | 0 | 0 |  | 1.259 | 0.9609 | 0.95962 | 1.259 | 0.9609 | 0.95962 | -0.030854 | -109.2697 | 109.055 | -0.030854 | -109.2697 | 109.055
Line14_15_16 | 0 | 0 | 0 | 0 | 0 | 0 | 0 | 0 | 0 | 0 | 0 | 0 | 1.9551e-09 | -3.2356e-08 | 3.133e-08 | -1.9424e-09 | 1.6427e-08 | -1.5414e-08 | -4.4196e-08 | 9.72e-09 | 1.2437e-08 | 2.2095e-08 | -4.1712e-09 | -6.9202e-09 | 0 | 0 | 0 | 0 | 0 | 0 |  | 1.259 | 0.9609 | 0.95962 | 1.259 | 0.9609 | 0.95962 | -0.030854 | -109.2697 | 109.055 | -0.030854 | -109.2697 | 109.055
Line15_16_17 | 0 | 0 | 0 | 0 | 0 | 0 | 0 | 0 | 0 | 0 | 0 | 0 | 9.7753e-10 | -1.6178e-08 | 1.5665e-08 | -9.6485e-10 | 2.4925e-10 | 2.508e-10 | -2.2098e-08 | 4.86e-09 | 6.2187e-09 | -2.61e-12 | 6.8879e-10 | -7.0147e-10 | 0 | 0 | 0 | 0 | 0 | 0 |  | 1.259 | 0.9609 | 0.95962 | 1.259 | 0.9609 | 0.95962 | -0.030854 | -109.2697 | 109.055 | -0.030854 | -109.2697 | 109.055
Line16_4_18 | 0 | 0.031215 | 0.031155 | 0 | 0.031215 | 0.031155 | 0 | 0.0072088 | 0.0071949 | 0 | 0.0072088 | 0.0071948 | 9.635e-10 | 0.0048793 | 0.0048644 | -9.5978e-10 | -0.0048719 | -0.004853 | -2.2102e-08 | 0.0048917 | 0.0048707 | -3.8164e-12 | -0.0048719 | -0.004853 | 0 | -154.4306 | 64.0005 | 0 | 25.5695 | -115.9995 |  | 1.2584 | 0.95843 | 0.95677 | 1.2581 | 0.95577 | 0.95391 | -0.040378 | -109.3577 | 109.0378 | -0.045145 | -109.4305 | 109.0005
Line17_5_19 | 0 | 0 | 0 | 0 | 0 | 0 | 0 | 0 | 0 | 0 | 0 | 0 | 9.7753e-10 | -1.6178e-08 | 1.5665e-08 | -9.6485e-10 | 2.4925e-10 | 2.508e-10 | -2.2098e-08 | 4.86e-09 | 6.2187e-09 | -2.6101e-12 | 6.8879e-10 | -7.0147e-10 | 0 | 0 | 0 | 0 | 0 | 0 |  | 1.259 | 0.9609 | 0.95962 | 1.259 | 0.9609 | 0.95962 | -0.030852 | -109.2697 | 109.055 | -0.030852 | -109.2697 | 109.055
Line1_1_3 | 0 | 0 | 0 | 0 | 0 | 0 | 0 | 0 | 0 | 0 | 0 | 0 | 7.8202e-09 | -1.2942e-07 | 1.2532e-07 | -7.8076e-09 | 1.1349e-07 | -1.0941e-07 | -1.7678e-07 | 3.888e-08 | 4.975e-08 | 1.5468e-07 | -3.3331e-08 | -4.4232e-08 | 0 | 0 | 0 | 0 | 0 | 0 |  | 1.259 | 0.9609 | 0.95962 | 1.259 | 0.9609 | 0.95962 | -0.030852 | -109.2697 | 109.055 | -0.030853 | -109.2697 | 109.055
Line2_1_4 | 0.0068433 | 0.029657 | 0.029634 | 0.0068433 | 0.029657 | 0.029634 | 0.0015804 | 0.006849 | 0.0068437 | 0.0015804 | 0.006849 | 0.0068437 | 0.0014062 | 0.0055451 | 0.003513 | -0.0014057 | -0.0055363 | -0.0035042 | 0.0014077 | 0.0035445 | 0.0055488 | -0.0014068 | -0.0035269 | -0.0055312 | -45.0628 | -141.8572 | 51.3935 | 134.9368 | 38.143 | -128.6066 |  | 1.259 | 0.9609 | 0.95962 | 1.2584 | 0.95843 | 0.95677 | -0.030852 | -109.2697 | 109.055 | -0.040378 | -109.3577 | 109.0378
Line3_1_5 | 0 | 0 | 0 | 0 | 0 | 0 | 0 | 0 | 0 | 0 | 0 | 0 | 1.9551e-09 | -3.2356e-08 | 3.133e-08 | -1.9424e-09 | 1.6427e-08 | -1.5414e-08 | -4.4196e-08 | 9.72e-09 | 1.2437e-08 | 2.2095e-08 | -4.1712e-09 | -6.9202e-09 | 0 | 0 | 0 | 0 | 0 | 0 |  | 1.259 | 0.9609 | 0.95962 | 1.259 | 0.9609 | 0.95962 | -0.030852 | -109.2697 | 109.055 | -0.030852 | -109.2697 | 109.055
Line4_2_6 | 0 | 0 | 0 | 0 | 0 | 0 | 0 | 0 | 0 | 0 | 0 | 0 | 4.8876e-09 | -8.089e-08 | 7.8326e-08 | -4.875e-09 | 6.4961e-08 | -6.241e-08 | -1.1049e-07 | 2.43e-08 | 3.1094e-08 | 8.8389e-08 | -1.8751e-08 | -2.5576e-08 | 0 | 0 | 0 | 0 | 0 | 0 |  | 1.259 | 0.9609 | 0.95962 | 1.259 | 0.9609 | 0.95962 | -0.030853 | -109.2697 | 109.055 | -0.030853 | -109.2697 | 109.055
Line5_6_7 | 0 | 0 | 0 | 0 | 0 | 0 | 0 | 0 | 0 | 0 | 0 | 0 | 3.9101e-09 | -6.4712e-08 | 6.2661e-08 | -3.8974e-09 | 4.8783e-08 | -4.6745e-08 | -8.8392e-08 | 1.944e-08 | 2.4875e-08 | 6.6291e-08 | -1.3891e-08 | -1.9358e-08 | 0 | 0 | 0 | 0 | 0 | 0 |  | 1.259 | 0.9609 | 0.95962 | 1.259 | 0.9609 | 0.95962 | -0.030853 | -109.2697 | 109.055 | -0.030853 | -109.2697 | 109.055
Line6_7_8 | 0 | 0 | 0 | 0 | 0 | 0 | 0 | 0 | 0 | 0 | 0 | 0 | 2.9326e-09 | -4.8534e-08 | 4.6996e-08 | -2.9199e-09 | 3.2605e-08 | -3.108e-08 | -6.6294e-08 | 1.458e-08 | 1.8656e-08 | 4.4193e-08 | -9.0313e-09 | -1.3139e-08 | 0 | 0 | 0 | 0 | 0 | 0 |  | 1.259 | 0.9609 | 0.95962 | 1.259 | 0.9609 | 0.95962 | -0.030853 | -109.2697 | 109.055 | -0.030853 | -109.2697 | 109.055
Line7_8_9 | 0 | 0 | 0 | 0 | 0 | 0 | 0 | 0 | 0 | 0 | 0 | 0 | 9.7753e-10 | -1.6178e-08 | 1.5665e-08 | -9.6485e-10 | 2.4925e-10 | 2.508e-10 | -2.2098e-08 | 4.86e-09 | 6.2187e-09 | -2.6101e-12 | 6.8879e-10 | -7.0147e-10 | 0 | 0 | 0 | 0 | 0 | 0 |  | 1.259 | 0.9609 | 0.95962 | 1.259 | 0.9609 | 0.95962 | -0.030853 | -109.2697 | 109.055 | -0.030853 | -109.2697 | 109.055
Line8_8_10 | 0 | 0 | 0 | 0 | 0 | 0 | 0 | 0 | 0 | 0 | 0 | 0 | 9.7753e-10 | -1.6178e-08 | 1.5665e-08 | -9.6485e-10 | 2.4925e-10 | 2.508e-10 | -2.2098e-08 | 4.86e-09 | 6.2187e-09 | -2.6103e-12 | 6.8879e-10 | -7.0147e-10 | 0 | 0 | 0 | 0 | 0 | 0 |  | 1.259 | 0.9609 | 0.95962 | 1.259 | 0.9609 | 0.95962 | -0.030853 | -109.2697 | 109.055 | -0.030853 | -109.2697 | 109.055
Line9_3_11 | 0 | 0 | 0 | 0 | 0 | 0 | 0 | 0 | 0 | 0 | 0 | 0 | 6.8427e-09 | -1.1325e-07 | 1.0966e-07 | -6.83e-09 | 9.7317e-08 | -9.374e-08 | -1.5469e-07 | 3.402e-08 | 4.3531e-08 | 1.3258e-07 | -2.8471e-08 | -3.8014e-08 | 0 | 0 | 0 | 0 | 0 | 0 |  | 1.259 | 0.9609 | 0.95962 | 1.259 | 0.9609 | 0.95962 | -0.030853 | -109.2697 | 109.055 | -0.030853 | -109.2697 | 109.055

## LLG_max_fault_10
name | pf_ikss_a_from_ka | pf_ikss_b_from_ka | pf_ikss_c_from_ka | pf_ikss_a_to_ka | pf_ikss_b_to_ka | pf_ikss_c_to_ka | pf_skss_a_from_mw | pf_skss_b_from_mw | pf_skss_c_from_mw | pf_skss_a_to_mw | pf_skss_b_to_mw | pf_skss_c_to_mw | pf_p_a_from_mw | pf_p_b_from_mw | pf_p_c_from_mw | pf_p_a_to_mw | pf_p_b_to_mw | pf_p_c_to_mw | pf_q_a_from_mvar | pf_q_b_from_mvar | pf_q_c_from_mvar | pf_q_a_to_mvar | pf_q_b_to_mvar | pf_q_c_to_mvar | pf_ikss_a_from_degree | pf_ikss_b_from_degree | pf_ikss_c_from_degree | pf_ikss_a_to_degree | pf_ikss_b_to_degree | pf_ikss_c_to_degree | 3xI0 | pf_vm_a_from_pu | pf_vm_b_from_pu | pf_vm_c_from_pu | pf_vm_a_to_pu | pf_vm_b_to_pu | pf_vm_c_to_pu | pf_va_a_from_degree | pf_va_b_from_degree | pf_va_c_from_degree | pf_va_a_to_degree | pf_va_b_to_degree | pf_va_c_to_degree
Line0_1_2 | 0 | 0 | 0 | 0 | 0 | 0 | 0 | 0 | 0 | 0 | 0 | 0 | 6.436e-09 | -1.0652e-07 | 1.0314e-07 | -6.4221e-09 | 8.904e-08 | -8.5673e-08 | -1.4551e-07 | 3.2013e-08 | 4.0941e-08 | 1.2125e-07 | -2.5922e-08 | -3.4888e-08 | 0 | 0 | 0 | 0 | 0 | 0 |  | 1.3189 | 1.0066 | 1.0052 | 1.3189 | 1.0066 | 1.0052 | -0.032 | -109.2766 | 109.0515 | -0.032 | -109.2766 | 109.0515
Line10_11_12 | 0 | 0 | 0 | 0 | 0 | 0 | 0 | 0 | 0 | 0 | 0 | 0 | 6.436e-09 | -1.0652e-07 | 1.0314e-07 | -6.4221e-09 | 8.904e-08 | -8.5673e-08 | -1.4551e-07 | 3.2013e-08 | 4.0941e-08 | 1.2125e-07 | -2.5922e-08 | -3.4888e-08 | 0 | 0 | 0 | 0 | 0 | 0 |  | 1.3189 | 1.0066 | 1.0052 | 1.3189 | 1.0066 | 1.0052 | -0.032001 | -109.2765 | 109.0515 | -0.032001 | -109.2765 | 109.0515
Line11_12_13 | 0 | 0 | 0 | 0 | 0 | 0 | 0 | 0 | 0 | 0 | 0 | 0 | 5.3633e-09 | -8.8766e-08 | 8.5949e-08 | -5.3494e-09 | 7.1287e-08 | -6.8483e-08 | -1.2126e-07 | 2.6678e-08 | 3.4118e-08 | 9.7002e-08 | -2.0587e-08 | -2.8064e-08 | 0 | 0 | 0 | 0 | 0 | 0 |  | 1.3189 | 1.0066 | 1.0052 | 1.3189 | 1.0066 | 1.0052 | -0.032001 | -109.2765 | 109.0515 | -0.032002 | -109.2765 | 109.0515
Line12_13_15 | 0 | 0 | 0 | 0 | 0 | 0 | 0 | 0 | 0 | 0 | 0 | 0 | 3.218e-09 | -5.326e-08 | 5.1569e-08 | -3.2041e-09 | 3.578e-08 | -3.4104e-08 | -7.2754e-08 | 1.6007e-08 | 2.0471e-08 | 4.85e-08 | -9.9157e-09 | -1.4417e-08 | 0 | 0 | 0 | 0 | 0 | 0 |  | 1.3189 | 1.0066 | 1.0052 | 1.3189 | 1.0066 | 1.0052 | -0.032002 | -109.2765 | 109.0515 | -0.032002 | -109.2765 | 109.0515
Line13_13_14 | 0 | 0 | 0 | 0 | 0 | 0 | 0 | 0 | 0 | 0 | 0 | 0 | 1.0727e-09 | -1.7753e-08 | 1.719e-08 | -1.0588e-09 | 2.7394e-10 | 2.7566e-10 | -2.4251e-08 | 5.3355e-09 | 6.8235e-09 | -2.9713e-12 | 7.5541e-10 | -7.7001e-10 | 0 | 0 | 0 | 0 | 0 | 0 |  | 1.3189 | 1.0066 | 1.0052 | 1.3189 | 1.0066 | 1.0052 | -0.032002 | -109.2765 | 109.0515 | -0.032002 | -109.2765 | 109.0515
Line14_15_16 | 0 | 0 | 0 | 0 | 0 | 0 | 0 | 0 | 0 | 0 | 0 | 0 | 2.1453e-09 | -3.5507e-08 | 3.438e-08 | -2.1314e-09 | 1.8027e-08 | -1.6914e-08 | -4.8503e-08 | 1.0671e-08 | 1.3647e-08 | 2.4248e-08 | -4.5801e-09 | -7.5936e-09 | 0 | 0 | 0 | 0 | 0 | 0 |  | 1.3189 | 1.0066 | 1.0052 | 1.3189 | 1.0066 | 1.0052 | -0.032002 | -109.2765 | 109.0515 | -0.032002 | -109.2765 | 109.0515
Line15_16_17 | 0 | 0 | 0 | 0 | 0 | 0 | 0 | 0 | 0 | 0 | 0 | 0 | 1.0727e-09 | -1.7753e-08 | 1.719e-08 | -1.0588e-09 | 2.7394e-10 | 2.7566e-10 | -2.4251e-08 | 5.3355e-09 | 6.8235e-09 | -2.971e-12 | 7.5541e-10 | -7.7001e-10 | 0 | 0 | 0 | 0 | 0 | 0 |  | 1.3189 | 1.0066 | 1.0052 | 1.3189 | 1.0066 | 1.0052 | -0.032002 | -109.2765 | 109.0515 | -0.032002 | -109.2765 | 109.0515
Line16_4_18 | 0 | 0.032699 | 0.032634 | 0 | 0.032699 | 0.032634 | 0 | 0.0075515 | 0.0075365 | 0 | 0.0075515 | 0.0075365 | 1.0573e-09 | 0.0053542 | 0.0053373 | -1.0532e-09 | -0.0053461 | -0.0053248 | -2.4256e-08 | 0.0053678 | 0.0053443 | -4.2945e-12 | -0.0053461 | -0.0053248 | 0 | -154.4375 | 63.997 | 0 | 25.5627 | -116.003 |  | 1.3183 | 1.004 | 1.0022 | 1.3179 | 1.0012 | 0.9992 | -0.041525 | -109.3646 | 109.0343 | -0.046292 | -109.4374 | 108.997
Line17_5_19 | 0 | 0 | 0 | 0 | 0 | 0 | 0 | 0 | 0 | 0 | 0 | 0 | 1.0727e-09 | -1.7753e-08 | 1.719e-08 | -1.0588e-09 | 2.7394e-10 | 2.7566e-10 | -2.4251e-08 | 5.3355e-09 | 6.8235e-09 | -2.9709e-12 | 7.5541e-10 | -7.7001e-10 | 0 | 0 | 0 | 0 | 0 | 0 |  | 1.3189 | 1.0066 | 1.0052 | 1.3189 | 1.0066 | 1.0052 | -0.032 | -109.2766 | 109.0515 | -0.032 | -109.2766 | 109.0515
Line1_1_3 | 0 | 0 | 0 | 0 | 0 | 0 | 0 | 0 | 0 | 0 | 0 | 0 | 8.5813e-09 | -1.4203e-07 | 1.3752e-07 | -8.5674e-09 | 1.2455e-07 | -1.2005e-07 | -1.9401e-07 | 4.2684e-08 | 5.4588e-08 | 1.6976e-07 | -3.6593e-08 | -4.8535e-08 | 0 | 0 | 0 | 0 | 0 | 0 |  | 1.3189 | 1.0066 | 1.0052 | 1.3189 | 1.0066 | 1.0052 | -0.032 | -109.2766 | 109.0515 | -0.032 | -109.2766 | 109.0515
Line2_1_4 | 0.007169 | 0.031066 | 0.031041 | 0.007169 | 0.031066 | 0.031041 | 0.0016556 | 0.0071744 | 0.0071687 | 0.0016556 | 0.0071744 | 0.0071686 | 0.0015432 | 0.0060846 | 0.0038544 | -0.0015427 | -0.006075 | -0.0038447 | 0.0015449 | 0.0038893 | 0.0060883 | -0.0015439 | -0.00387 | -0.006069 | -45.0639 | -141.8634 | 51.3885 | 134.9356 | 38.1367 | -128.6116 |  | 1.3189 | 1.0066 | 1.0052 | 1.3183 | 1.004 | 1.0022 | -0.032 | -109.2766 | 109.0515 | -0.041525 | -109.3646 | 109.0343
Line3_1_5 | 0 | 0 | 0 | 0 | 0 | 0 | 0 | 0 | 0 | 0 | 0 | 0 | 2.1453e-09 | -3.5507e-08 | 3.4379e-08 | -2.1314e-09 | 1.8027e-08 | -1.6914e-08 | -4.8503e-08 | 1.0671e-08 | 1.3647e-08 | 2.4248e-08 | -4.5801e-09 | -7.5936e-09 | 0 | 0 | 0 | 0 | 0 | 0 |  | 1.3189 | 1.0066 | 1.0052 | 1.3189 | 1.0066 | 1.0052 | -0.032 | -109.2766 | 109.0515 | -0.032 | -109.2766 | 109.0515
Line4_2_6 | 0 | 0 | 0 | 0 | 0 | 0 | 0 | 0 | 0 | 0 | 0 | 0 | 5.3633e-09 | -8.8766e-08 | 8.5949e-08 | -5.3494e-09 | 7.1287e-08 | -6.8483e-08 | -1.2126e-07 | 2.6678e-08 | 3.4118e-08 | 9.7002e-08 | -2.0587e-08 | -2.8064e-08 | 0 | 0 | 0 | 0 | 0 | 0 |  | 1.3189 | 1.0066 | 1.0052 | 1.3189 | 1.0066 | 1.0052 | -0.032 | -109.2766 | 109.0515 | -0.032001 | -109.2766 | 109.0515
Line5_6_7 | 0 | 0 | 0 | 0 | 0 | 0 | 0 | 0 | 0 | 0 | 0 | 0 | 4.2907e-09 | -7.1013e-08 | 6.8759e-08 | -4.2768e-09 | 5.3534e-08 | -5.1294e-08 | -9.7005e-08 | 2.1342e-08 | 2.7294e-08 | 7.2751e-08 | -1.5251e-08 | -2.1241e-08 | 0 | 0 | 0 | 0 | 0 | 0 |  | 1.3189 | 1.0066 | 1.0052 | 1.3189 | 1.0066 | 1.0052 | -0.032001 | -109.2766 | 109.0515 | -0.032001 | -109.2765 | 109.0515
Line6_7_8 | 0 | 0 | 0 | 0 | 0 | 0 | 0 | 0 | 0 | 0 | 0 | 0 | 3.218e-09 | -5.326e-08 | 5.1569e-08 | -3.2041e-09 | 3.578e-08 | -3.4104e-08 | -7.2754e-08 | 1.6007e-08 | 2.0471e-08 | 4.85e-08 | -9.9157e-09 | -1.4417e-08 | 0 | 0 | 0 | 0 | 0 | 0 |  | 1.3189 | 1.0066 | 1.0052 | 1.3189 | 1.0066 | 1.0052 | -0.032001 | -109.2765 | 109.0515 | -0.032001 | -109.2765 | 109.0515
Line7_8_9 | 0 | 0 | 0 | 0 | 0 | 0 | 0 | 0 | 0 | 0 | 0 | 0 | 1.0727e-09 | -1.7753e-08 | 1.719e-08 | -1.0588e-09 | 2.7394e-10 | 2.7566e-10 | -2.4251e-08 | 5.3355e-09 | 6.8235e-09 | -2.9711e-12 | 7.5541e-10 | -7.7001e-10 | 0 | 0 | 0 | 0 | 0 | 0 |  | 1.3189 | 1.0066 | 1.0052 | 1.3189 | 1.0066 | 1.0052 | -0.032001 | -109.2765 | 109.0515 | -0.032001 | -109.2765 | 109.0515
Line8_8_10 | 0 | 0 | 0 | 0 | 0 | 0 | 0 | 0 | 0 | 0 | 0 | 0 | 1.0727e-09 | -1.7753e-08 | 1.719e-08 | -1.0588e-09 | 2.7394e-10 | 2.7566e-10 | -2.4251e-08 | 5.3355e-09 | 6.8235e-09 | -2.9707e-12 | 7.5541e-10 | -7.7001e-10 | 0 | 0 | 0 | 0 | 0 | 0 |  | 1.3189 | 1.0066 | 1.0052 | 1.3189 | 1.0066 | 1.0052 | -0.032001 | -109.2765 | 109.0515 | -0.032001 | -109.2765 | 109.0515
Line9_3_11 | 0 | 0 | 0 | 0 | 0 | 0 | 0 | 0 | 0 | 0 | 0 | 0 | 7.5087e-09 | -1.2427e-07 | 1.2033e-07 | -7.4948e-09 | 1.0679e-07 | -1.0286e-07 | -1.6976e-07 | 3.7349e-08 | 4.7765e-08 | 1.455e-07 | -3.1258e-08 | -4.1711e-08 | 0 | 0 | 0 | 0 | 0 | 0 |  | 1.3189 | 1.0066 | 1.0052 | 1.3189 | 1.0066 | 1.0052 | -0.032 | -109.2766 | 109.0515 | -0.032001 | -109.2765 | 109.0515

## LLG_min_6
name | pf_ikss_a_from_ka | pf_ikss_b_from_ka | pf_ikss_c_from_ka | pf_ikss_a_to_ka | pf_ikss_b_to_ka | pf_ikss_c_to_ka | pf_skss_a_from_mw | pf_skss_b_from_mw | pf_skss_c_from_mw | pf_skss_a_to_mw | pf_skss_b_to_mw | pf_skss_c_to_mw | pf_p_a_from_mw | pf_p_b_from_mw | pf_p_c_from_mw | pf_p_a_to_mw | pf_p_b_to_mw | pf_p_c_to_mw | pf_q_a_from_mvar | pf_q_b_from_mvar | pf_q_c_from_mvar | pf_q_a_to_mvar | pf_q_b_to_mvar | pf_q_c_to_mvar | pf_ikss_a_from_degree | pf_ikss_b_from_degree | pf_ikss_c_from_degree | pf_ikss_a_to_degree | pf_ikss_b_to_degree | pf_ikss_c_to_degree | 3xI0 | pf_vm_a_from_pu | pf_vm_b_from_pu | pf_vm_c_from_pu | pf_vm_a_to_pu | pf_vm_b_to_pu | pf_vm_c_to_pu | pf_va_a_from_degree | pf_va_b_from_degree | pf_va_c_from_degree | pf_va_a_to_degree | pf_va_b_to_degree | pf_va_c_to_degree
Line0_1_2 | 1.0274e-06 | 1.0493e-06 | 1.0059e-06 | 0 | 0 | 0 | 2.3726e-07 | 2.4232e-07 | 2.3231e-07 | 0 | 0 | 0 | 1.4726e-08 | -1.438e-07 | 1.3831e-07 | -1.4721e-08 | 1.2049e-07 | -1.1501e-07 | -3.3668e-07 | 2.5263e-08 | -1.9568e-08 | 2.8056e-07 | -2.0399e-08 | 1.4923e-08 | 87.4304 | 88.1047 | 86.7079 | 0 | 0 | 0 |  | 1.4204 | 0.60251 | 0.60129 | 1.4204 | 0.60251 | 0.60129 | -0.065132 | -101.8598 | 78.6552 | -0.065133 | -101.8598 | 78.6552
Line10_11_12 | 1.0274e-06 | 1.0493e-06 | 1.0059e-06 | 0 | 0 | 0 | 2.3726e-07 | 2.4232e-07 | 2.3231e-07 | 0 | 0 | 0 | 1.4726e-08 | -1.438e-07 | 1.3831e-07 | -1.4721e-08 | 1.2049e-07 | -1.1501e-07 | -3.3668e-07 | 2.5263e-08 | -1.9568e-08 | 2.8056e-07 | -2.0399e-08 | 1.4923e-08 | 87.4304 | 88.1046 | 86.7079 | 0 | 0 | 0 |  | 1.4204 | 0.60251 | 0.60129 | 1.4204 | 0.60251 | 0.60129 | -0.065136 | -101.8598 | 78.6552 | -0.065138 | -101.8598 | 78.6552
Line11_12_13 | 0 | 0 | 0 | 0 | 0 | 0 | 0 | 0 | 0 | 0 | 0 | 0 | 1.2271e-08 | -1.1983e-07 | 1.1526e-07 | -1.2267e-08 | 9.6527e-08 | -9.1958e-08 | -2.8056e-07 | 2.1053e-08 | -1.6306e-08 | 2.2445e-07 | -1.6189e-08 | 1.1662e-08 | 0 | 0 | 0 | 0 | 0 | 0 |  | 1.4204 | 0.60251 | 0.60129 | 1.4204 | 0.60251 | 0.60129 | -0.065138 | -101.8598 | 78.6552 | -0.065139 | -101.8598 | 78.6552
Line12_13_15 | 0 | 0 | 0 | 0 | 0 | 0 | 0 | 0 | 0 | 0 | 0 | 0 | 7.3629e-09 | -7.1898e-08 | 6.9154e-08 | -7.3583e-09 | 4.8595e-08 | -4.5856e-08 | -1.6834e-07 | 1.2632e-08 | -9.7838e-09 | 1.1222e-07 | -7.7676e-09 | 5.139e-09 | 0 | 0 | 0 | 0 | 0 | 0 |  | 1.4204 | 0.60251 | 0.60129 | 1.4204 | 0.60251 | 0.60129 | -0.065139 | -101.8598 | 78.6552 | -0.06514 | -101.8598 | 78.6552
Line13_13_14 | 0 | 0 | 0 | 0 | 0 | 0 | 0 | 0 | 0 | 0 | 0 | 0 | 2.4543e-09 | -2.3966e-08 | 2.3051e-08 | -2.4498e-09 | 6.6337e-10 | 2.4676e-10 | -5.6113e-08 | 4.2105e-09 | -3.2613e-09 | -5.6247e-12 | 6.5343e-10 | -1.3836e-09 | 0 | 0 | 0 | 0 | 0 | 0 |  | 1.4204 | 0.60251 | 0.60129 | 1.4204 | 0.60251 | 0.60129 | -0.065139 | -101.8598 | 78.6552 | -0.065139 | -101.8598 | 78.6552
Line14_15_16 | 0 | 0 | 0 | 0 | 0 | 0 | 0 | 0 | 0 | 0 | 0 | 0 | 4.9086e-09 | -4.7932e-08 | 4.6103e-08 | -4.904e-09 | 2.4629e-08 | -2.2805e-08 | -1.1223e-07 | 8.421e-09 | -6.5226e-09 | 5.6107e-08 | -3.5571e-09 | 1.8777e-09 | 0 | 0 | 0 | 0 | 0 | 0 |  | 1.4204 | 0.60251 | 0.60129 | 1.4204 | 0.60251 | 0.60129 | -0.06514 | -101.8598 | 78.6552 | -0.06514 | -101.8598 | 78.6552
Line15_16_17 | 0 | 0 | 0 | 0 | 0 | 0 | 0 | 0 | 0 | 0 | 0 | 0 | 2.4543e-09 | -2.3966e-08 | 2.3051e-08 | -2.4498e-09 | 6.6337e-10 | 2.4676e-10 | -5.6113e-08 | 4.2105e-09 | -3.2613e-09 | -5.6251e-12 | 6.5343e-10 | -1.3836e-09 | 0 | 0 | 0 | 0 | 0 | 0 |  | 1.4204 | 0.60251 | 0.60129 | 1.4204 | 0.60251 | 0.60129 | -0.06514 | -101.8598 | 78.6552 | -0.06514 | -101.8598 | 78.6552
Line16_4_18 | 0 | 2.512 | 2.5018 | 0 | 2.512 | 2.5018 | 0 | 0.58012 | 0.57778 | 0 | 0.58012 | 0.57778 | 2.434e-09 | 0.12069 | 0.12063 | -2.4306e-09 | -6.8604e-14 | 4.809e-14 | -5.6095e-08 | 0.12648 | 0.1249 | -5.8103e-12 | -6.2316e-14 | 1.0811e-13 | 0 | -148.2857 | 32.7444 | 0 | 31.7143 | -147.2556 |  | 1.4185 | 0.30136 | 0.30054 | 1.4176 | 0 | 0 | -0.066656 | -101.9455 | 78.7412 | -0.067422 | 0 | 0
Line17_5_19 | 0 | 0 | 0 | 0 | 0 | 0 | 0 | 0 | 0 | 0 | 0 | 0 | 2.4543e-09 | -2.3966e-08 | 2.3051e-08 | -2.4498e-09 | 6.6337e-10 | 2.4676e-10 | -5.6113e-08 | 4.2105e-09 | -3.2613e-09 | -5.6242e-12 | 6.5342e-10 | -1.3836e-09 | 0 | 0 | 0 | 0 | 0 | 0 |  | 1.4204 | 0.60251 | 0.60129 | 1.4204 | 0.60251 | 0.60129 | -0.065132 | -101.8598 | 78.6552 | -0.065132 | -101.8598 | 78.6552
Line1_1_3 | 1.3698e-06 | 1.399e-06 | 1.3412e-06 | 1.1989e-06 | 1.228e-06 | 1.1705e-06 | 3.1635e-07 | 3.2309e-07 | 3.0975e-07 | 2.7688e-07 | 2.836e-07 | 2.7031e-07 | 1.9634e-08 | -1.9173e-07 | 1.8441e-07 | -1.963e-08 | 1.6842e-07 | -1.6111e-07 | -4.489e-07 | 3.3684e-08 | -2.609e-08 | 3.9278e-07 | -2.882e-08 | 2.1445e-08 | 87.4304 | 88.1046 | 86.7079 | -92.9262 | -92.1496 | -93.7629 |  | 1.4204 | 0.60251 | 0.60129 | 1.4204 | 0.60251 | 0.60129 | -0.065132 | -101.8598 | 78.6552 | -0.065134 | -101.8598 | 78.6552
Line2_1_4 | 0.015403 | 2.5085 | 2.5051 | 0.015403 | 2.5085 | 2.5051 | 0.0035571 | 0.57932 | 0.57854 | 0.0035571 | 0.57932 | 0.57854 | 0.0035723 | 0.2421 | 0.24053 | -0.0035678 | -0.12128 | -0.12004 | 0.0035728 | 0.25143 | 0.25131 | -0.0035681 | -0.12558 | -0.12579 | -45.0688 | -147.9432 | 32.4 | 134.9308 | 32.0568 | -147.6 |  | 1.4204 | 0.60251 | 0.60129 | 1.4185 | 0.30136 | 0.30054 | -0.065132 | -101.8598 | 78.6552 | -0.066656 | -101.9455 | 78.7412
Line3_1_5 | 0 | 0 | 0 | 0 | 0 | 0 | 0 | 0 | 0 | 0 | 0 | 0 | 4.9085e-09 | -4.7932e-08 | 4.6103e-08 | -4.904e-09 | 2.4629e-08 | -2.2805e-08 | -1.1223e-07 | 8.4211e-09 | -6.5226e-09 | 5.6107e-08 | -3.5571e-09 | 1.8777e-09 | 0 | 0 | 0 | 0 | 0 | 0 |  | 1.4204 | 0.60251 | 0.60129 | 1.4204 | 0.60251 | 0.60129 | -0.065132 | -101.8598 | 78.6552 | -0.065132 | -101.8598 | 78.6552
Line4_2_6 | 0 | 0 | 0 | 0 | 0 | 0 | 0 | 0 | 0 | 0 | 0 | 0 | 1.2271e-08 | -1.1983e-07 | 1.1526e-07 | -1.2267e-08 | 9.6527e-08 | -9.1958e-08 | -2.8056e-07 | 2.1053e-08 | -1.6306e-08 | 2.2445e-07 | -1.6189e-08 | 1.1662e-08 | 0 | 0 | 0 | 0 | 0 | 0 |  | 1.4204 | 0.60251 | 0.60129 | 1.4204 | 0.60251 | 0.60129 | -0.065133 | -101.8598 | 78.6552 | -0.065135 | -101.8598 | 78.6552
Line5_6_7 | 0 | 0 | 0 | 0 | 0 | 0 | 0 | 0 | 0 | 0 | 0 | 0 | 9.8171e-09 | -9.5864e-08 | 9.2205e-08 | -9.8126e-09 | 7.2561e-08 | -6.8907e-08 | -2.2445e-07 | 1.6842e-08 | -1.3045e-08 | 1.6833e-07 | -1.1978e-08 | 8.4002e-09 | 0 | 0 | 0 | 0 | 0 | 0 |  | 1.4204 | 0.60251 | 0.60129 | 1.4204 | 0.60251 | 0.60129 | -0.065135 | -101.8598 | 78.6552 | -0.065136 | -101.8598 | 78.6552
Line6_7_8 | 0 | 0 | 0 | 0 | 0 | 0 | 0 | 0 | 0 | 0 | 0 | 0 | 7.3628e-09 | -7.1898e-08 | 6.9154e-08 | -7.3583e-09 | 4.8595e-08 | -4.5856e-08 | -1.6834e-07 | 1.2632e-08 | -9.7838e-09 | 1.1222e-07 | -7.7676e-09 | 5.139e-09 | 0 | 0 | 0 | 0 | 0 | 0 |  | 1.4204 | 0.60251 | 0.60129 | 1.4204 | 0.60251 | 0.60129 | -0.065136 | -101.8598 | 78.6552 | -0.065137 | -101.8598 | 78.6552
Line7_8_9 | 0 | 0 | 0 | 0 | 0 | 0 | 0 | 0 | 0 | 0 | 0 | 0 | 2.4543e-09 | -2.3966e-08 | 2.3051e-08 | -2.4498e-09 | 6.6337e-10 | 2.4676e-10 | -5.6113e-08 | 4.2105e-09 | -3.2613e-09 | -5.6247e-12 | 6.5342e-10 | -1.3836e-09 | 0 | 0 | 0 | 0 | 0 | 0 |  | 1.4204 | 0.60251 | 0.60129 | 1.4204 | 0.60251 | 0.60129 | -0.065137 | -101.8598 | 78.6552 | -0.065137 | -101.8598 | 78.6552
Line8_8_10 | 0 | 0 | 0 | 0 | 0 | 0 | 0 | 0 | 0 | 0 | 0 | 0 | 2.4543e-09 | -2.3966e-08 | 2.3051e-08 | -2.4498e-09 | 6.6337e-10 | 2.4676e-10 | -5.6113e-08 | 4.2105e-09 | -3.2613e-09 | -5.6246e-12 | 6.5342e-10 | -1.3836e-09 | 0 | 0 | 0 | 0 | 0 | 0 |  | 1.4204 | 0.60251 | 0.60129 | 1.4204 | 0.60251 | 0.60129 | -0.065137 | -101.8598 | 78.6552 | -0.065137 | -101.8598 | 78.6552
Line9_3_11 | 1.1986e-06 | 1.2241e-06 | 1.1736e-06 | 1.0277e-06 | 1.0532e-06 | 1.0028e-06 | 2.768e-07 | 2.827e-07 | 2.7103e-07 | 2.3734e-07 | 2.4322e-07 | 2.3159e-07 | 1.718e-08 | -1.6776e-07 | 1.6136e-07 | -1.7175e-08 | 1.4446e-07 | -1.3806e-07 | -3.9279e-07 | 2.9474e-08 | -2.2829e-08 | 3.3667e-07 | -2.461e-08 | 1.8184e-08 | 87.4304 | 88.1046 | 86.7079 | -92.9856 | -92.1919 | -93.8416 |  | 1.4204 | 0.60251 | 0.60129 | 1.4204 | 0.60251 | 0.60129 | -0.065134 | -101.8598 | 78.6552 | -0.065136 | -101.8598 | 78.6552

## LLG_min_10
name | pf_ikss_a_from_ka | pf_ikss_b_from_ka | pf_ikss_c_from_ka | pf_ikss_a_to_ka | pf_ikss_b_to_ka | pf_ikss_c_to_ka | pf_skss_a_from_mw | pf_skss_b_from_mw | pf_skss_c_from_mw | pf_skss_a_to_mw | pf_skss_b_to_mw | pf_skss_c_to_mw | pf_p_a_from_mw | pf_p_b_from_mw | pf_p_c_from_mw | pf_p_a_to_mw | pf_p_b_to_mw | pf_p_c_to_mw | pf_q_a_from_mvar | pf_q_b_from_mvar | pf_q_c_from_mvar | pf_q_a_to_mvar | pf_q_b_to_mvar | pf_q_c_to_mvar | pf_ikss_a_from_degree | pf_ikss_b_from_degree | pf_ikss_c_from_degree | pf_ikss_a_to_degree | pf_ikss_b_to_degree | pf_ikss_c_to_degree | 3xI0 | pf_vm_a_from_pu | pf_vm_b_from_pu | pf_vm_c_from_pu | pf_vm_a_to_pu | pf_vm_b_to_pu | pf_vm_c_to_pu | pf_va_a_from_degree | pf_va_b_from_degree | pf_va_c_from_degree | pf_va_a_to_degree | pf_va_b_to_degree | pf_va_c_to_degree
Line0_1_2 | 0 | 0 | 0 | 0 | 0 | 0 | 0 | 0 | 0 | 0 | 0 | 0 | 1.3216e-08 | -1.2906e-07 | 1.2413e-07 | -1.3212e-08 | 1.0814e-07 | -1.0322e-07 | -3.0217e-07 | 2.2674e-08 | -1.7562e-08 | 2.518e-07 | -1.8308e-08 | 1.3393e-08 | 0 | 0 | 0 | 0 | 0 | 0 |  | 1.3456 | 0.5708 | 0.56964 | 1.3456 | 0.5708 | 0.56964 | -0.065132 | -101.8598 | 78.6552 | -0.065133 | -101.8598 | 78.6552
Line10_11_12 | 0 | 0 | 0 | 0 | 0 | 0 | 0 | 0 | 0 | 0 | 0 | 0 | 1.3216e-08 | -1.2906e-07 | 1.2413e-07 | -1.3212e-08 | 1.0814e-07 | -1.0322e-07 | -3.0217e-07 | 2.2674e-08 | -1.7562e-08 | 2.518e-07 | -1.8308e-08 | 1.3393e-08 | 0 | 0 | 0 | 0 | 0 | 0 |  | 1.3456 | 0.5708 | 0.56964 | 1.3456 | 0.5708 | 0.56964 | -0.065136 | -101.8598 | 78.6552 | -0.065138 | -101.8598 | 78.6552
Line11_12_13 | 0 | 0 | 0 | 0 | 0 | 0 | 0 | 0 | 0 | 0 | 0 | 0 | 1.1014e-08 | -1.0755e-07 | 1.0344e-07 | -1.101e-08 | 8.6634e-08 | -8.2533e-08 | -2.5181e-07 | 1.8895e-08 | -1.4635e-08 | 2.0144e-07 | -1.4529e-08 | 1.0466e-08 | 0 | 0 | 0 | 0 | 0 | 0 |  | 1.3456 | 0.5708 | 0.56964 | 1.3456 | 0.5708 | 0.56964 | -0.065138 | -101.8598 | 78.6552 | -0.065139 | -101.8598 | 78.6552
Line12_13_15 | 0 | 0 | 0 | 0 | 0 | 0 | 0 | 0 | 0 | 0 | 0 | 0 | 6.6082e-09 | -6.4529e-08 | 6.2066e-08 | -6.6042e-09 | 4.3615e-08 | -4.1156e-08 | -1.5109e-07 | 1.1337e-08 | -8.7811e-09 | 1.0072e-07 | -6.9715e-09 | 4.6123e-09 | 0 | 0 | 0 | 0 | 0 | 0 |  | 1.3456 | 0.5708 | 0.56964 | 1.3456 | 0.5708 | 0.56964 | -0.065139 | -101.8598 | 78.6552 | -0.06514 | -101.8598 | 78.6552
Line13_13_14 | 0 | 0 | 0 | 0 | 0 | 0 | 0 | 0 | 0 | 0 | 0 | 0 | 2.2027e-09 | -2.151e-08 | 2.0689e-08 | -2.1987e-09 | 5.9538e-10 | 2.2147e-10 | -5.0362e-08 | 3.779e-09 | -2.927e-09 | -5.0481e-12 | 5.8645e-10 | -1.2418e-09 | 0 | 0 | 0 | 0 | 0 | 0 |  | 1.3456 | 0.5708 | 0.56964 | 1.3456 | 0.5708 | 0.56964 | -0.065139 | -101.8598 | 78.6552 | -0.065139 | -101.8598 | 78.6552
Line14_15_16 | 0 | 0 | 0 | 0 | 0 | 0 | 0 | 0 | 0 | 0 | 0 | 0 | 4.4055e-09 | -4.3019e-08 | 4.1377e-08 | -4.4014e-09 | 2.2105e-08 | -2.0467e-08 | -1.0072e-07 | 7.5579e-09 | -5.854e-09 | 5.0357e-08 | -3.1925e-09 | 1.6852e-09 | 0 | 0 | 0 | 0 | 0 | 0 |  | 1.3456 | 0.5708 | 0.56964 | 1.3456 | 0.5708 | 0.56964 | -0.06514 | -101.8598 | 78.6552 | -0.06514 | -101.8598 | 78.6552
Line15_16_17 | 0 | 0 | 0 | 0 | 0 | 0 | 0 | 0 | 0 | 0 | 0 | 0 | 2.2027e-09 | -2.151e-08 | 2.0689e-08 | -2.1987e-09 | 5.9538e-10 | 2.2147e-10 | -5.0362e-08 | 3.779e-09 | -2.927e-09 | -5.0482e-12 | 5.8645e-10 | -1.2418e-09 | 0 | 0 | 0 | 0 | 0 | 0 |  | 1.3456 | 0.5708 | 0.56964 | 1.3456 | 0.5708 | 0.56964 | -0.06514 | -101.8598 | 78.6552 | -0.06514 | -101.8598 | 78.6552
Line16_4_18 | 0 | 2.3798 | 2.3702 | 0 | 2.3798 | 2.3702 | 0 | 0.54959 | 0.54737 | 0 | 0.54959 | 0.54737 | 2.1846e-09 | 0.10832 | 0.10827 | -2.1814e-09 | -6.8269e-14 | 4.979e-14 | -5.0345e-08 | 0.11351 | 0.1121 | -5.215e-12 | -5.4645e-14 | 9.5794e-14 | 0 | -148.2857 | 32.7444 | 0 | 31.7143 | -147.2556 |  | 1.3439 | 0.2855 | 0.28473 | 1.343 | 0 | 0 | -0.066656 | -101.9455 | 78.7412 | -0.067422 | 0 | 0
Line17_5_19 | 0 | 0 | 0 | 0 | 0 | 0 | 0 | 0 | 0 | 0 | 0 | 0 | 2.2027e-09 | -2.151e-08 | 2.0689e-08 | -2.1987e-09 | 5.9538e-10 | 2.2147e-10 | -5.0362e-08 | 3.779e-09 | -2.927e-09 | -5.048e-12 | 5.8645e-10 | -1.2418e-09 | 0 | 0 | 0 | 0 | 0 | 0 |  | 1.3456 | 0.5708 | 0.56964 | 1.3456 | 0.5708 | 0.56964 | -0.065132 | -101.8598 | 78.6552 | -0.065132 | -101.8598 | 78.6552
Line1_1_3 | 1.2977e-06 | 1.3254e-06 | 1.2707e-06 | 1.1358e-06 | 1.1634e-06 | 1.1089e-06 | 2.997e-07 | 3.0609e-07 | 2.9345e-07 | 2.6231e-07 | 2.6868e-07 | 2.5608e-07 | 1.7622e-08 | -1.7208e-07 | 1.6551e-07 | -1.7618e-08 | 1.5116e-07 | -1.446e-07 | -4.0289e-07 | 3.0232e-08 | -2.3416e-08 | 3.5253e-07 | -2.5866e-08 | 1.9247e-08 | 87.4304 | 88.1046 | 86.7079 | -92.9262 | -92.1496 | -93.7629 |  | 1.3456 | 0.5708 | 0.56964 | 1.3456 | 0.5708 | 0.56964 | -0.065132 | -101.8598 | 78.6552 | -0.065134 | -101.8598 | 78.6552
Line2_1_4 | 0.014592 | 2.3765 | 2.3733 | 0.014592 | 2.3765 | 2.3733 | 0.0033698 | 0.54883 | 0.54809 | 0.0033699 | 0.54883 | 0.54809 | 0.0032062 | 0.21729 | 0.21588 | -0.0032021 | -0.10885 | -0.10773 | 0.0032066 | 0.22566 | 0.22555 | -0.0032024 | -0.11271 | -0.1129 | -45.0688 | -147.9432 | 32.4 | 134.9308 | 32.0568 | -147.6 |  | 1.3456 | 0.5708 | 0.56964 | 1.3439 | 0.2855 | 0.28473 | -0.065132 | -101.8598 | 78.6552 | -0.066656 | -101.9455 | 78.7412
Line3_1_5 | 0 | 0 | 0 | 0 | 0 | 0 | 0 | 0 | 0 | 0 | 0 | 0 | 4.4055e-09 | -4.3019e-08 | 4.1377e-08 | -4.4014e-09 | 2.2105e-08 | -2.0467e-08 | -1.0072e-07 | 7.558e-09 | -5.854e-09 | 5.0357e-08 | -3.1925e-09 | 1.6852e-09 | 0 | 0 | 0 | 0 | 0 | 0 |  | 1.3456 | 0.5708 | 0.56964 | 1.3456 | 0.5708 | 0.56964 | -0.065132 | -101.8598 | 78.6552 | -0.065132 | -101.8598 | 78.6552
Line4_2_6 | 0 | 0 | 0 | 0 | 0 | 0 | 0 | 0 | 0 | 0 | 0 | 0 | 1.1014e-08 | -1.0755e-07 | 1.0344e-07 | -1.101e-08 | 8.6634e-08 | -8.2533e-08 | -2.5181e-07 | 1.8895e-08 | -1.4635e-08 | 2.0144e-07 | -1.4529e-08 | 1.0466e-08 | 0 | 0 | 0 | 0 | 0 | 0 |  | 1.3456 | 0.5708 | 0.56964 | 1.3456 | 0.5708 | 0.56964 | -0.065133 | -101.8598 | 78.6552 | -0.065135 | -101.8598 | 78.6552
Line5_6_7 | 0 | 0 | 0 | 0 | 0 | 0 | 0 | 0 | 0 | 0 | 0 | 0 | 8.8109e-09 | -8.6038e-08 | 8.2755e-08 | -8.8069e-09 | 6.5124e-08 | -6.1845e-08 | -2.0145e-07 | 1.5116e-08 | -1.1708e-08 | 1.5108e-07 | -1.075e-08 | 7.5393e-09 | 0 | 0 | 0 | 0 | 0 | 0 |  | 1.3456 | 0.5708 | 0.56964 | 1.3456 | 0.5708 | 0.56964 | -0.065135 | -101.8598 | 78.6552 | -0.065136 | -101.8598 | 78.6552
Line6_7_8 | 0 | 0 | 0 | 0 | 0 | 0 | 0 | 0 | 0 | 0 | 0 | 0 | 6.6082e-09 | -6.4529e-08 | 6.2066e-08 | -6.6041e-09 | 4.3615e-08 | -4.1156e-08 | -1.5109e-07 | 1.1337e-08 | -8.7811e-09 | 1.0072e-07 | -6.9715e-09 | 4.6123e-09 | 0 | 0 | 0 | 0 | 0 | 0 |  | 1.3456 | 0.5708 | 0.56964 | 1.3456 | 0.5708 | 0.56964 | -0.065136 | -101.8598 | 78.6552 | -0.065137 | -101.8598 | 78.6552
Line7_8_9 | 0 | 0 | 0 | 0 | 0 | 0 | 0 | 0 | 0 | 0 | 0 | 0 | 2.2027e-09 | -2.151e-08 | 2.0689e-08 | -2.1987e-09 | 5.9538e-10 | 2.2147e-10 | -5.0362e-08 | 3.779e-09 | -2.927e-09 | -5.0481e-12 | 5.8645e-10 | -1.2418e-09 | 0 | 0 | 0 | 0 | 0 | 0 |  | 1.3456 | 0.5708 | 0.56964 | 1.3456 | 0.5708 | 0.56964 | -0.065137 | -101.8598 | 78.6552 | -0.065137 | -101.8598 | 78.6552
Line8_8_10 | 0 | 0 | 0 | 0 | 0 | 0 | 0 | 0 | 0 | 0 | 0 | 0 | 2.2027e-09 | -2.151e-08 | 2.0689e-08 | -2.1987e-09 | 5.9538e-10 | 2.2147e-10 | -5.0362e-08 | 3.779e-09 | -2.927e-09 | -5.0481e-12 | 5.8645e-10 | -1.2418e-09 | 0 | 0 | 0 | 0 | 0 | 0 |  | 1.3456 | 0.5708 | 0.56964 | 1.3456 | 0.5708 | 0.56964 | -0.065137 | -101.8598 | 78.6552 | -0.065137 | -101.8598 | 78.6552
Line9_3_11 | 1.1355e-06 | 1.1597e-06 | 1.1118e-06 | 0 | 0 | 0 | 2.6224e-07 | 2.6782e-07 | 2.5676e-07 | 0 | 0 | 0 | 1.5419e-08 | -1.5057e-07 | 1.4482e-07 | -1.5415e-08 | 1.2965e-07 | -1.2391e-07 | -3.5253e-07 | 2.6453e-08 | -2.0489e-08 | 3.0217e-07 | -2.2087e-08 | 1.632e-08 | 87.4304 | 88.1046 | 86.7079 | 0 | 0 | 0 |  | 1.3456 | 0.5708 | 0.56964 | 1.3456 | 0.5708 | 0.56964 | -0.065134 | -101.8598 | 78.6552 | -0.065136 | -101.8598 | 78.6552

## LLG_min_fault_6
name | pf_ikss_a_from_ka | pf_ikss_b_from_ka | pf_ikss_c_from_ka | pf_ikss_a_to_ka | pf_ikss_b_to_ka | pf_ikss_c_to_ka | pf_skss_a_from_mw | pf_skss_b_from_mw | pf_skss_c_from_mw | pf_skss_a_to_mw | pf_skss_b_to_mw | pf_skss_c_to_mw | pf_p_a_from_mw | pf_p_b_from_mw | pf_p_c_from_mw | pf_p_a_to_mw | pf_p_b_to_mw | pf_p_c_to_mw | pf_q_a_from_mvar | pf_q_b_from_mvar | pf_q_c_from_mvar | pf_q_a_to_mvar | pf_q_b_to_mvar | pf_q_c_to_mvar | pf_ikss_a_from_degree | pf_ikss_b_from_degree | pf_ikss_c_from_degree | pf_ikss_a_to_degree | pf_ikss_b_to_degree | pf_ikss_c_to_degree | 3xI0 | pf_vm_a_from_pu | pf_vm_b_from_pu | pf_vm_c_from_pu | pf_vm_a_to_pu | pf_vm_b_to_pu | pf_vm_c_to_pu | pf_va_a_from_degree | pf_va_b_from_degree | pf_va_c_from_degree | pf_va_a_to_degree | pf_va_b_to_degree | pf_va_c_to_degree
Line0_1_2 | 0 | 0 | 0 | 0 | 0 | 0 | 0 | 0 | 0 | 0 | 0 | 0 | 4.7477e-09 | -7.9385e-08 | 7.6915e-08 | -4.7456e-09 | 6.6359e-08 | -6.389e-08 | -1.0846e-07 | 2.3917e-08 | 3.0489e-08 | 9.0384e-08 | -1.9368e-08 | -2.5982e-08 | 0 | 0 | 0 | 0 | 0 | 0 |  | 1.139 | 0.86926 | 0.86827 | 1.139 | 0.86926 | 0.86827 | -0.026553 | -109.284 | 109.0562 | -0.026554 | -109.284 | 109.0562
Line10_11_12 | 0 | 0 | 0 | 0 | 0 | 0 | 0 | 0 | 0 | 0 | 0 | 0 | 4.7477e-09 | -7.9385e-08 | 7.6915e-08 | -4.7456e-09 | 6.6359e-08 | -6.389e-08 | -1.0846e-07 | 2.3917e-08 | 3.0489e-08 | 9.0384e-08 | -1.9368e-08 | -2.5982e-08 | 0 | 0 | 0 | 0 | 0 | 0 |  | 1.139 | 0.86926 | 0.86827 | 1.139 | 0.86926 | 0.86827 | -0.026555 | -109.284 | 109.0562 | -0.026556 | -109.284 | 109.0562
Line11_12_13 | 0 | 0 | 0 | 0 | 0 | 0 | 0 | 0 | 0 | 0 | 0 | 0 | 3.9564e-09 | -6.6154e-08 | 6.4096e-08 | -3.9543e-09 | 5.3128e-08 | -5.1071e-08 | -9.0386e-08 | 1.9931e-08 | 2.5408e-08 | 7.2307e-08 | -1.5382e-08 | -2.09e-08 | 0 | 0 | 0 | 0 | 0 | 0 |  | 1.139 | 0.86926 | 0.86827 | 1.139 | 0.86926 | 0.86827 | -0.026556 | -109.284 | 109.0562 | -0.026557 | -109.284 | 109.0562
Line12_13_15 | 0 | 0 | 0 | 0 | 0 | 0 | 0 | 0 | 0 | 0 | 0 | 0 | 2.3738e-09 | -3.9693e-08 | 3.8457e-08 | -2.3718e-09 | 2.6666e-08 | -2.5433e-08 | -5.4232e-08 | 1.1959e-08 | 1.5245e-08 | 3.6153e-08 | -7.4094e-09 | -1.0737e-08 | 0 | 0 | 0 | 0 | 0 | 0 |  | 1.139 | 0.86926 | 0.86827 | 1.139 | 0.86926 | 0.86827 | -0.026557 | -109.284 | 109.0562 | -0.026557 | -109.284 | 109.0562
Line13_13_14 | 0 | 0 | 0 | 0 | 0 | 0 | 0 | 0 | 0 | 0 | 0 | 0 | 7.9128e-10 | -1.3231e-08 | 1.2819e-08 | -7.8921e-10 | 2.0453e-10 | 2.0518e-10 | -1.8077e-08 | 3.9862e-09 | 5.0815e-09 | -1.8389e-12 | 5.6302e-10 | -5.7419e-10 | 0 | 0 | 0 | 0 | 0 | 0 |  | 1.139 | 0.86926 | 0.86827 | 1.139 | 0.86926 | 0.86827 | -0.026557 | -109.284 | 109.0562 | -0.026557 | -109.284 | 109.0562
Line14_15_16 | 0 | 0 | 0 | 0 | 0 | 0 | 0 | 0 | 0 | 0 | 0 | 0 | 1.5826e-09 | -2.6462e-08 | 2.5638e-08 | -1.5805e-09 | 1.3435e-08 | -1.2614e-08 | -3.6154e-08 | 7.9724e-09 | 1.0163e-08 | 1.8075e-08 | -3.4232e-09 | -5.6557e-09 | 0 | 0 | 0 | 0 | 0 | 0 |  | 1.139 | 0.86926 | 0.86827 | 1.139 | 0.86926 | 0.86827 | -0.026557 | -109.284 | 109.0562 | -0.026557 | -109.284 | 109.0562
Line15_16_17 | 0 | 0 | 0 | 0 | 0 | 0 | 0 | 0 | 0 | 0 | 0 | 0 | 7.9128e-10 | -1.3231e-08 | 1.2819e-08 | -7.8921e-10 | 2.0453e-10 | 2.0518e-10 | -1.8077e-08 | 3.9862e-09 | 5.0815e-09 | -1.8389e-12 | 5.6302e-10 | -5.7419e-10 | 0 | 0 | 0 | 0 | 0 | 0 |  | 1.139 | 0.86926 | 0.86827 | 1.139 | 0.86926 | 0.86827 | -0.026557 | -109.284 | 109.0562 | -0.026557 | -109.284 | 109.0562
Line16_4_18 | 0 | 0.028182 | 0.028148 | 0 | 0.028182 | 0.028148 | 0 | 0.0065083 | 0.0065006 | 0 | 0.0065083 | 0.0065006 | 7.855e-10 | 0.0039841 | 0.0039779 | -7.8379e-10 | -0.0039711 | -0.0039616 | -1.8083e-08 | 0.003988 | 0.0039753 | -1.9159e-12 | -0.0039711 | -0.0039616 | 0 | -154.362 | 64.1171 | 0 | 25.6381 | -115.883 |  | 1.1382 | 0.86614 | 0.86512 | 1.1379 | 0.86289 | 0.86186 | -0.027315 | -109.3343 | 109.0982 | -0.027697 | -109.3619 | 109.117
Line17_5_19 | 0 | 0 | 0 | 0 | 0 | 0 | 0 | 0 | 0 | 0 | 0 | 0 | 7.9128e-10 | -1.3231e-08 | 1.2819e-08 | -7.8921e-10 | 2.0453e-10 | 2.0518e-10 | -1.8077e-08 | 3.9862e-09 | 5.0815e-09 | -1.8386e-12 | 5.6302e-10 | -5.7419e-10 | 0 | 0 | 0 | 0 | 0 | 0 |  | 1.139 | 0.86926 | 0.86827 | 1.139 | 0.86926 | 0.86827 | -0.026553 | -109.284 | 109.0562 | -0.026553 | -109.284 | 109.0562
Line1_1_3 | 0 | 0 | 0 | 0 | 0 | 0 | 0 | 0 | 0 | 0 | 0 | 0 | 6.3302e-09 | -1.0585e-07 | 1.0255e-07 | -6.3282e-09 | 9.2821e-08 | -8.9529e-08 | -1.4462e-07 | 3.189e-08 | 4.0652e-08 | 1.2654e-07 | -2.7341e-08 | -3.6145e-08 | 0 | 0 | 0 | 0 | 0 | 0 |  | 1.139 | 0.86926 | 0.86827 | 1.139 | 0.86926 | 0.86827 | -0.026553 | -109.284 | 109.0562 | -0.026554 | -109.284 | 109.0562
Line2_1_4 | 0.006188 | 0.026778 | 0.026765 | 0.006188 | 0.026778 | 0.026765 | 0.0014291 | 0.0061841 | 0.006181 | 0.0014291 | 0.0061841 | 0.006181 | 0.0011508 | 0.0045346 | 0.0028793 | -0.0011501 | -0.0045209 | -0.0028655 | 0.001151 | 0.002887 | 0.0045291 | -0.0011503 | -0.0028726 | -0.0045147 | -45.0321 | -141.7669 | 51.5015 | 134.9674 | 38.2332 | -128.4986 |  | 1.139 | 0.86926 | 0.86827 | 1.1382 | 0.86614 | 0.86512 | -0.026553 | -109.284 | 109.0562 | -0.027315 | -109.3343 | 109.0982
Line3_1_5 | 0 | 0 | 0 | 0 | 0 | 0 | 0 | 0 | 0 | 0 | 0 | 0 | 1.5826e-09 | -2.6462e-08 | 2.5638e-08 | -1.5805e-09 | 1.3435e-08 | -1.2614e-08 | -3.6154e-08 | 7.9725e-09 | 1.0163e-08 | 1.8075e-08 | -3.4232e-09 | -5.6557e-09 | 0 | 0 | 0 | 0 | 0 | 0 |  | 1.139 | 0.86926 | 0.86827 | 1.139 | 0.86926 | 0.86827 | -0.026553 | -109.284 | 109.0562 | -0.026553 | -109.284 | 109.0562
Line4_2_6 | 0 | 0 | 0 | 0 | 0 | 0 | 0 | 0 | 0 | 0 | 0 | 0 | 3.9564e-09 | -6.6154e-08 | 6.4096e-08 | -3.9543e-09 | 5.3128e-08 | -5.1071e-08 | -9.0386e-08 | 1.9931e-08 | 2.5408e-08 | 7.2307e-08 | -1.5382e-08 | -2.09e-08 | 0 | 0 | 0 | 0 | 0 | 0 |  | 1.139 | 0.86926 | 0.86827 | 1.139 | 0.86926 | 0.86827 | -0.026554 | -109.284 | 109.0562 | -0.026555 | -109.284 | 109.0562
Line5_6_7 | 0 | 0 | 0 | 0 | 0 | 0 | 0 | 0 | 0 | 0 | 0 | 0 | 3.1651e-09 | -5.2924e-08 | 5.1276e-08 | -3.163e-09 | 3.9897e-08 | -3.8252e-08 | -7.2309e-08 | 1.5945e-08 | 2.0326e-08 | 5.423e-08 | -1.1396e-08 | -1.5819e-08 | 0 | 0 | 0 | 0 | 0 | 0 |  | 1.139 | 0.86926 | 0.86827 | 1.139 | 0.86926 | 0.86827 | -0.026555 | -109.284 | 109.0562 | -0.026555 | -109.284 | 109.0562
Line6_7_8 | 0 | 0 | 0 | 0 | 0 | 0 | 0 | 0 | 0 | 0 | 0 | 0 | 2.3738e-09 | -3.9693e-08 | 3.8457e-08 | -2.3718e-09 | 2.6666e-08 | -2.5433e-08 | -5.4232e-08 | 1.1959e-08 | 1.5245e-08 | 3.6153e-08 | -7.4094e-09 | -1.0737e-08 | 0 | 0 | 0 | 0 | 0 | 0 |  | 1.139 | 0.86926 | 0.86827 | 1.139 | 0.86926 | 0.86827 | -0.026555 | -109.284 | 109.0562 | -0.026555 | -109.284 | 109.0562
Line7_8_9 | 0 | 0 | 0 | 0 | 0 | 0 | 0 | 0 | 0 | 0 | 0 | 0 | 7.9128e-10 | -1.3231e-08 | 1.2819e-08 | -7.8921e-10 | 2.0453e-10 | 2.0518e-10 | -1.8077e-08 | 3.9862e-09 | 5.0815e-09 | -1.8387e-12 | 5.6302e-10 | -5.7419e-10 | 0 | 0 | 0 | 0 | 0 | 0 |  | 1.139 | 0.86926 | 0.86827 | 1.139 | 0.86926 | 0.86827 | -0.026555 | -109.284 | 109.0562 | -0.026556 | -109.284 | 109.0562
Line8_8_10 | 0 | 0 | 0 | 0 | 0 | 0 | 0 | 0 | 0 | 0 | 0 | 0 | 7.9128e-10 | -1.3231e-08 | 1.2819e-08 | -7.8921e-10 | 2.0453e-10 | 2.0518e-10 | -1.8077e-08 | 3.9862e-09 | 5.0815e-09 | -1.8386e-12 | 5.6302e-10 | -5.7419e-10 | 0 | 0 | 0 | 0 | 0 | 0 |  | 1.139 | 0.86926 | 0.86827 | 1.139 | 0.86926 | 0.86827 | -0.026555 | -109.284 | 109.0562 | -0.026556 | -109.284 | 109.0562
Line9_3_11 | 0 | 0 | 0 | 0 | 0 | 0 | 0 | 0 | 0 | 0 | 0 | 0 | 5.539e-09 | -9.2616e-08 | 8.9734e-08 | -5.5369e-09 | 7.959e-08 | -7.6709e-08 | -1.2654e-07 | 2.7904e-08 | 3.5571e-08 | 1.0846e-07 | -2.3354e-08 | -3.1063e-08 | 0 | 0 | 0 | 0 | 0 | 0 |  | 1.139 | 0.86926 | 0.86827 | 1.139 | 0.86926 | 0.86827 | -0.026554 | -109.284 | 109.0562 | -0.026555 | -109.284 | 109.0562

## LLG_min_fault_10
name | pf_ikss_a_from_ka | pf_ikss_b_from_ka | pf_ikss_c_from_ka | pf_ikss_a_to_ka | pf_ikss_b_to_ka | pf_ikss_c_to_ka | pf_skss_a_from_mw | pf_skss_b_from_mw | pf_skss_c_from_mw | pf_skss_a_to_mw | pf_skss_b_to_mw | pf_skss_c_to_mw | pf_p_a_from_mw | pf_p_b_from_mw | pf_p_c_from_mw | pf_p_a_to_mw | pf_p_b_to_mw | pf_p_c_to_mw | pf_q_a_from_mvar | pf_q_b_from_mvar | pf_q_c_from_mvar | pf_q_a_to_mvar | pf_q_b_to_mvar | pf_q_c_to_mvar | pf_ikss_a_from_degree | pf_ikss_b_from_degree | pf_ikss_c_from_degree | pf_ikss_a_to_degree | pf_ikss_b_to_degree | pf_ikss_c_to_degree | 3xI0 | pf_vm_a_from_pu | pf_vm_b_from_pu | pf_vm_c_from_pu | pf_vm_a_to_pu | pf_vm_b_to_pu | pf_vm_c_to_pu | pf_va_a_from_degree | pf_va_b_from_degree | pf_va_c_from_degree | pf_va_a_to_degree | pf_va_b_to_degree | pf_va_c_to_degree
Line0_1_2 | 0 | 0 | 0 | 0 | 0 | 0 | 0 | 0 | 0 | 0 | 0 | 0 | 4.2611e-09 | -7.1249e-08 | 6.9031e-08 | -4.2592e-09 | 5.9558e-08 | -5.7342e-08 | -9.7346e-08 | 2.1466e-08 | 2.7364e-08 | 8.112e-08 | -1.7383e-08 | -2.3319e-08 | 0 | 0 | 0 | 0 | 0 | 0 |  | 1.079 | 0.82351 | 0.82258 | 1.079 | 0.82351 | 0.82258 | -0.026553 | -109.284 | 109.0562 | -0.026554 | -109.284 | 109.0562
Line10_11_12 | 0 | 0 | 0 | 0 | 0 | 0 | 0 | 0 | 0 | 0 | 0 | 0 | 4.2611e-09 | -7.1249e-08 | 6.9031e-08 | -4.2592e-09 | 5.9558e-08 | -5.7342e-08 | -9.7346e-08 | 2.1466e-08 | 2.7364e-08 | 8.112e-08 | -1.7383e-08 | -2.3319e-08 | 0 | 0 | 0 | 0 | 0 | 0 |  | 1.079 | 0.82351 | 0.82258 | 1.079 | 0.82351 | 0.82258 | -0.026555 | -109.284 | 109.0562 | -0.026556 | -109.284 | 109.0562
Line11_12_13 | 0 | 0 | 0 | 0 | 0 | 0 | 0 | 0 | 0 | 0 | 0 | 0 | 3.5509e-09 | -5.9374e-08 | 5.7526e-08 | -3.549e-09 | 4.7683e-08 | -4.5837e-08 | -8.1122e-08 | 1.7888e-08 | 2.2804e-08 | 6.4896e-08 | -1.3805e-08 | -1.8758e-08 | 0 | 0 | 0 | 0 | 0 | 0 |  | 1.079 | 0.82351 | 0.82258 | 1.079 | 0.82351 | 0.82258 | -0.026556 | -109.284 | 109.0562 | -0.026557 | -109.284 | 109.0562
Line12_13_15 | 0 | 0 | 0 | 0 | 0 | 0 | 0 | 0 | 0 | 0 | 0 | 0 | 2.1305e-09 | -3.5624e-08 | 3.4516e-08 | -2.1287e-09 | 2.3933e-08 | -2.2826e-08 | -4.8673e-08 | 1.0733e-08 | 1.3682e-08 | 3.2447e-08 | -6.65e-09 | -9.6368e-09 | 0 | 0 | 0 | 0 | 0 | 0 |  | 1.079 | 0.82351 | 0.82258 | 1.079 | 0.82351 | 0.82258 | -0.026557 | -109.284 | 109.0562 | -0.026557 | -109.284 | 109.0562
Line13_13_14 | 0 | 0 | 0 | 0 | 0 | 0 | 0 | 0 | 0 | 0 | 0 | 0 | 7.1018e-10 | -1.1875e-08 | 1.1505e-08 | -7.0832e-10 | 1.8356e-10 | 1.8415e-10 | -1.6224e-08 | 3.5777e-09 | 4.5607e-09 | -1.6503e-12 | 5.0531e-10 | -5.1534e-10 | 0 | 0 | 0 | 0 | 0 | 0 |  | 1.079 | 0.82351 | 0.82258 | 1.079 | 0.82351 | 0.82258 | -0.026557 | -109.284 | 109.0562 | -0.026557 | -109.284 | 109.0562
Line14_15_16 | 0 | 0 | 0 | 0 | 0 | 0 | 0 | 0 | 0 | 0 | 0 | 0 | 1.4204e-09 | -2.375e-08 | 2.301e-08 | -1.4185e-09 | 1.2058e-08 | -1.1321e-08 | -3.2449e-08 | 7.1553e-09 | 9.1214e-09 | 1.6223e-08 | -3.0724e-09 | -5.0761e-09 | 0 | 0 | 0 | 0 | 0 | 0 |  | 1.079 | 0.82351 | 0.82258 | 1.079 | 0.82351 | 0.82258 | -0.026557 | -109.284 | 109.0562 | -0.026557 | -109.284 | 109.0562
Line15_16_17 | 0 | 0 | 0 | 0 | 0 | 0 | 0 | 0 | 0 | 0 | 0 | 0 | 7.1018e-10 | -1.1875e-08 | 1.1505e-08 | -7.0832e-10 | 1.8356e-10 | 1.8415e-10 | -1.6224e-08 | 3.5777e-09 | 4.5607e-09 | -1.6504e-12 | 5.0531e-10 | -5.1534e-10 | 0 | 0 | 0 | 0 | 0 | 0 |  | 1.079 | 0.82351 | 0.82258 | 1.079 | 0.82351 | 0.82258 | -0.026557 | -109.284 | 109.0562 | -0.026557 | -109.284 | 109.0562
Line16_4_18 | 0 | 0.026699 | 0.026667 | 0 | 0.026699 | 0.026667 | 0 | 0.0061658 | 0.0061584 | 0 | 0.0061658 | 0.0061584 | 7.0499e-10 | 0.0035758 | 0.0035702 | -7.0346e-10 | -0.0035641 | -0.0035556 | -1.623e-08 | 0.0035792 | 0.0035679 | -1.7195e-12 | -0.0035641 | -0.0035556 | 0 | -154.362 | 64.1171 | 0 | 25.6381 | -115.883 |  | 1.0783 | 0.82055 | 0.81959 | 1.078 | 0.81747 | 0.8165 | -0.027315 | -109.3343 | 109.0982 | -0.027697 | -109.3619 | 109.117
Line17_5_19 | 0 | 0 | 0 | 0 | 0 | 0 | 0 | 0 | 0 | 0 | 0 | 0 | 7.1018e-10 | -1.1875e-08 | 1.1505e-08 | -7.0832e-10 | 1.8356e-10 | 1.8415e-10 | -1.6224e-08 | 3.5777e-09 | 4.5607e-09 | -1.6502e-12 | 5.0531e-10 | -5.1534e-10 | 0 | 0 | 0 | 0 | 0 | 0 |  | 1.079 | 0.82351 | 0.82258 | 1.079 | 0.82351 | 0.82258 | -0.026553 | -109.284 | 109.0562 | -0.026553 | -109.284 | 109.0562
Line1_1_3 | 0 | 0 | 0 | 0 | 0 | 0 | 0 | 0 | 0 | 0 | 0 | 0 | 5.6814e-09 | -9.4999e-08 | 9.2042e-08 | -5.6796e-09 | 8.3307e-08 | -8.0353e-08 | -1.298e-07 | 2.8621e-08 | 3.6486e-08 | 1.1357e-07 | -2.4538e-08 | -3.244e-08 | 0 | 0 | 0 | 0 | 0 | 0 |  | 1.079 | 0.82351 | 0.82258 | 1.079 | 0.82351 | 0.82258 | -0.026553 | -109.284 | 109.0562 | -0.026554 | -109.284 | 109.0562
Line2_1_4 | 0.0058623 | 0.025369 | 0.025356 | 0.0058624 | 0.025369 | 0.025356 | 0.0013538 | 0.0058586 | 0.0058557 | 0.0013539 | 0.0058586 | 0.0058557 | 0.0010329 | 0.0040698 | 0.0025842 | -0.0010322 | -0.0040575 | -0.0025718 | 0.0010331 | 0.0025911 | 0.0040649 | -0.0010324 | -0.0025782 | -0.004052 | -45.0321 | -141.7669 | 51.5015 | 134.9674 | 38.2332 | -128.4986 |  | 1.079 | 0.82351 | 0.82258 | 1.0783 | 0.82055 | 0.81959 | -0.026553 | -109.284 | 109.0562 | -0.027315 | -109.3343 | 109.0982
Line3_1_5 | 0 | 0 | 0 | 0 | 0 | 0 | 0 | 0 | 0 | 0 | 0 | 0 | 1.4204e-09 | -2.375e-08 | 2.301e-08 | -1.4185e-09 | 1.2058e-08 | -1.1321e-08 | -3.2449e-08 | 7.1553e-09 | 9.1214e-09 | 1.6223e-08 | -3.0724e-09 | -5.076e-09 | 0 | 0 | 0 | 0 | 0 | 0 |  | 1.079 | 0.82351 | 0.82258 | 1.079 | 0.82351 | 0.82258 | -0.026553 | -109.284 | 109.0562 | -0.026553 | -109.284 | 109.0562
Line4_2_6 | 0 | 0 | 0 | 0 | 0 | 0 | 0 | 0 | 0 | 0 | 0 | 0 | 3.5509e-09 | -5.9374e-08 | 5.7526e-08 | -3.549e-09 | 4.7683e-08 | -4.5837e-08 | -8.1122e-08 | 1.7888e-08 | 2.2804e-08 | 6.4896e-08 | -1.3805e-08 | -1.8758e-08 | 0 | 0 | 0 | 0 | 0 | 0 |  | 1.079 | 0.82351 | 0.82258 | 1.079 | 0.82351 | 0.82258 | -0.026554 | -109.284 | 109.0562 | -0.026555 | -109.284 | 109.0562
Line5_6_7 | 0 | 0 | 0 | 0 | 0 | 0 | 0 | 0 | 0 | 0 | 0 | 0 | 2.8407e-09 | -4.7499e-08 | 4.6021e-08 | -2.8389e-09 | 3.5808e-08 | -3.4332e-08 | -6.4898e-08 | 1.4311e-08 | 1.8243e-08 | 4.8672e-08 | -1.0228e-08 | -1.4197e-08 | 0 | 0 | 0 | 0 | 0 | 0 |  | 1.079 | 0.82351 | 0.82258 | 1.079 | 0.82351 | 0.82258 | -0.026555 | -109.284 | 109.0562 | -0.026555 | -109.284 | 109.0562
Line6_7_8 | 0 | 0 | 0 | 0 | 0 | 0 | 0 | 0 | 0 | 0 | 0 | 0 | 2.1305e-09 | -3.5624e-08 | 3.4516e-08 | -2.1287e-09 | 2.3933e-08 | -2.2826e-08 | -4.8673e-08 | 1.0733e-08 | 1.3682e-08 | 3.2447e-08 | -6.65e-09 | -9.6368e-09 | 0 | 0 | 0 | 0 | 0 | 0 |  | 1.079 | 0.82351 | 0.82258 | 1.079 | 0.82351 | 0.82258 | -0.026555 | -109.284 | 109.0562 | -0.026555 | -109.284 | 109.0562
Line7_8_9 | 0 | 0 | 0 | 0 | 0 | 0 | 0 | 0 | 0 | 0 | 0 | 0 | 7.1018e-10 | -1.1875e-08 | 1.1505e-08 | -7.0832e-10 | 1.8356e-10 | 1.8415e-10 | -1.6224e-08 | 3.5777e-09 | 4.5607e-09 | -1.6502e-12 | 5.0531e-10 | -5.1534e-10 | 0 | 0 | 0 | 0 | 0 | 0 |  | 1.079 | 0.82351 | 0.82258 | 1.079 | 0.82351 | 0.82258 | -0.026555 | -109.284 | 109.0562 | -0.026556 | -109.284 | 109.0562
Line8_8_10 | 0 | 0 | 0 | 0 | 0 | 0 | 0 | 0 | 0 | 0 | 0 | 0 | 7.1018e-10 | -1.1875e-08 | 1.1505e-08 | -7.0832e-10 | 1.8356e-10 | 1.8415e-10 | -1.6224e-08 | 3.5777e-09 | 4.5607e-09 | -1.6504e-12 | 5.0531e-10 | -5.1534e-10 | 0 | 0 | 0 | 0 | 0 | 0 |  | 1.079 | 0.82351 | 0.82258 | 1.079 | 0.82351 | 0.82258 | -0.026555 | -109.284 | 109.0562 | -0.026556 | -109.284 | 109.0562
Line9_3_11 | 0 | 0 | 0 | 0 | 0 | 0 | 0 | 0 | 0 | 0 | 0 | 0 | 4.9713e-09 | -8.3124e-08 | 8.0537e-08 | -4.9694e-09 | 7.1432e-08 | -6.8847e-08 | -1.1357e-07 | 2.5044e-08 | 3.1925e-08 | 9.7345e-08 | -2.0961e-08 | -2.788e-08 | 0 | 0 | 0 | 0 | 0 | 0 |  | 1.079 | 0.82351 | 0.82258 | 1.079 | 0.82351 | 0.82258 | -0.026554 | -109.284 | 109.0562 | -0.026555 | -109.284 | 109.0562