## LLL_max_6
name | pf_ikss_from_ka | pf_ikss_to_ka | pf_ip_from_ka | pf_ip_to_ka | pf_skss_from_mw | pf_skss_to_mw | pf_p_from_mw | pf_p_to_mw | pf_q_from_mvar | pf_q_to_mvar | pf_ikss_from_degree | pf_ikss_to_degree | pf_vm_from_pu | pf_vm_to_pu | pf_va_from_degree | pf_va_to_degree
Line0_1_2 | 0 | 0 | 0 | 0 | 0 | 0 | 0 | 0 | 0 | 0 | 0 | 0 | 0.70184 | 0.70184 | -7.4193 | -7.4193
Line10_11_12 | 0 | 0 | 0 | 0 | 0 | 0 | 0 | 0 | 0 | 0 | 0 | 0 | 0.70184 | 0.70184 | -7.4193 | -7.4193
Line11_12_13 | 0 | 0 | 0 | 0 | 0 | 0 | 0 | 0 | 0 | 0 | 0 | 0 | 0.70184 | 0.70184 | -7.4193 | -7.4193
Line12_13_15 | 0 | 0 | 0 | 0 | 0 | 0 | 0 | 0 | 0 | 0 | 0 | 0 | 0.70184 | 0.70184 | -7.4193 | -7.4193
Line13_13_14 | 0 | 0 | 0 | 0 | 0 | 0 | 0 | 0 | 0 | 0 | 0 | 0 | 0.70184 | 0.70184 | -7.4193 | -7.4193
Line14_15_16 | 0 | 0 | 0 | 0 | 0 | 0 | 0 | 0 | 0 | 0 | 0 | 0 | 0.70184 | 0.70184 | -7.4193 | -7.4193
Line15_16_17 | 0 | 0 | 0 | 0 | 0 | 0 | 0 | 0 | 0 | 0 | 0 | 0 | 0.70184 | 0.70184 | -7.4193 | -7.4193
Line16_4_18 | 3.6243 | 3.6243 | 0 | 7.0007 | 2.511 | 2.511 | 0.39406 | -1e-07 | 0.78812 | -1e-07 | -70.8543 | 109.1457 | 0.35092 | 0 | -7.4193 | 0
Line17_5_19 | 0 | 0 | 0 | 0 | 0 | 0 | 0 | 0 | 0 | 0 | 0 | 0 | 0.70184 | 0.70184 | -7.4193 | -7.4193
Line1_1_3 | 0 | 0 | 0 | 0 | 0 | 0 | 0 | 0 | 0 | 0 | 0 | 0 | 0.70184 | 0.70184 | -7.4193 | -7.4193
Line2_1_4 | 3.6243 | 3.6243 | 0 | 0 | 2.511 | 2.511 | 0.78812 | -0.39406 | 1.5762 | -0.78812 | -70.8543 | 109.1457 | 0.70184 | 0.35092 | -7.4193 | -7.4193
Line3_1_5 | 0 | 0 | 0 | 0 | 0 | 0 | 0 | 0 | 0 | 0 | 0 | 0 | 0.70184 | 0.70184 | -7.4193 | -7.4193
Line4_2_6 | 0 | 0 | 0 | 0 | 0 | 0 | 0 | 0 | 0 | 0 | 0 | 0 | 0.70184 | 0.70184 | -7.4193 | -7.4193
Line5_6_7 | 0 | 0 | 0 | 0 | 0 | 0 | 0 | 0 | 0 | 0 | 0 | 0 | 0.70184 | 0.70184 | -7.4193 | -7.4193
Line6_7_8 | 0 | 0 | 0 | 0 | 0 | 0 | 0 | 0 | 0 | 0 | 0 | 0 | 0.70184 | 0.70184 | -7.4193 | -7.4193
Line7_8_9 | 0 | 0 | 0 | 0 | 0 | 0 | 0 | 0 | 0 | 0 | 0 | 0 | 0.70184 | 0.70184 | -7.4193 | -7.4193
Line8_8_10 | 0 | 0 | 0 | 0 | 0 | 0 | 0 | 0 | 0 | 0 | 0 | 0 | 0.70184 | 0.70184 | -7.4193 | -7.4193
Line9_3_11 | 0 | 0 | 0 | 0 | 0 | 0 | 0 | 0 | 0 | 0 | 0 | 0 | 0.70184 | 0.70184 | -7.4193 | -7.4193

## LLL_max_10
name | pf_ikss_from_ka | pf_ikss_to_ka | pf_ip_from_ka | pf_ip_to_ka | pf_skss_from_mw | pf_skss_to_mw | pf_p_from_mw | pf_p_to_mw | pf_q_from_mvar | pf_q_to_mvar | pf_ikss_from_degree | pf_ikss_to_degree | pf_vm_from_pu | pf_vm_to_pu | pf_va_from_degree | pf_va_to_degree
Line0_1_2 | 0 | 0 | 0 | 0 | 0 | 0 | 0 | 0 | 0 | 0 | 0 | 0 | 0.72372 | 0.72372 | -7.6495 | -7.6495
Line10_11_12 | 0 | 0 | 0 | 0 | 0 | 0 | 0 | 0 | 0 | 0 | 0 | 0 | 0.72372 | 0.72372 | -7.6495 | -7.6495
Line11_12_13 | 0 | 0 | 0 | 0 | 0 | 0 | 0 | 0 | 0 | 0 | 0 | 0 | 0.72372 | 0.72372 | -7.6495 | -7.6495
Line12_13_15 | 0 | 0 | 0 | 0 | 0 | 0 | 0 | 0 | 0 | 0 | 0 | 0 | 0.72372 | 0.72372 | -7.6495 | -7.6495
Line13_13_14 | 0 | 0 | 0 | 0 | 0 | 0 | 0 | 0 | 0 | 0 | 0 | 0 | 0.72372 | 0.72372 | -7.6495 | -7.6495
Line14_15_16 | 0 | 0 | 0 | 0 | 0 | 0 | 0 | 0 | 0 | 0 | 0 | 0 | 0.72372 | 0.72372 | -7.6495 | -7.6495
Line15_16_17 | 0 | 0 | 0 | 0 | 0 | 0 | 0 | 0 | 0 | 0 | 0 | 0 | 0.72372 | 0.72372 | -7.6495 | -7.6495
Line16_4_18 | 3.7373 | 3.7373 | 0 | 7.2438 | 2.5893 | 2.5893 | 0.41902 | -1e-07 | 0.83803 | -1e-07 | -71.0844 | 108.9156 | 0.36186 | 0 | -7.6495 | 0
Line17_5_19 | 0 | 0 | 0 | 0 | 0 | 0 | 0 | 0 | 0 | 0 | 0 | 0 | 0.72372 | 0.72372 | -7.6495 | -7.6495
Line1_1_3 | 0 | 0 | 0 | 0 | 0 | 0 | 0 | 0 | 0 | 0 | 0 | 0 | 0.72372 | 0.72372 | -7.6495 | -7.6495
Line2_1_4 | 3.7373 | 3.7373 | 0 | 0 | 2.5893 | 2.5893 | 0.83803 | -0.41902 | 1.6761 | -0.83803 | -71.0844 | 108.9156 | 0.72372 | 0.36186 | -7.6495 | -7.6495
Line3_1_5 | 0 | 0 | 0 | 0 | 0 | 0 | 0 | 0 | 0 | 0 | 0 | 0 | 0.72372 | 0.72372 | -7.6495 | -7.6495
Line4_2_6 | 0 | 0 | 0 | 0 | 0 | 0 | 0 | 0 | 0 | 0 | 0 | 0 | 0.72372 | 0.72372 | -7.6495 | -7.6495
Line5_6_7 | 0 | 0 | 0 | 0 | 0 | 0 | 0 | 0 | 0 | 0 | 0 | 0 | 0.72372 | 0.72372 | -7.6495 | -7.6495
Line6_7_8 | 0 | 0 | 0 | 0 | 0 | 0 | 0 | 0 | 0 | 0 | 0 | 0 | 0.72372 | 0.72372 | -7.6495 | -7.6495
Line7_8_9 | 0 | 0 | 0 | 0 | 0 | 0 | 0 | 0 | 0 | 0 | 0 | 0 | 0.72372 | 0.72372 | -7.6495 | -7.6495
Line8_8_10 | 0 | 0 | 0 | 0 | 0 | 0 | 0 | 0 | 0 | 0 | 0 | 0 | 0.72372 | 0.72372 | -7.6495 | -7.6495
Line9_3_11 | 0 | 0 | 0 | 0 | 0 | 0 | 0 | 0 | 0 | 0 | 0 | 0 | 0.72372 | 0.72372 | -7.6495 | -7.6495

## LLL_max_fault_6
name | pf_ikss_from_ka | pf_ikss_to_ka | pf_ip_from_ka | pf_ip_to_ka | pf_skss_from_mw | pf_skss_to_mw | pf_p_from_mw | pf_p_to_mw | pf_q_from_mvar | pf_q_to_mvar | pf_ikss_from_degree | pf_ikss_to_degree | pf_vm_from_pu | pf_vm_to_pu | pf_va_from_degree | pf_va_to_degree
Line0_1_2 | 0 | 0 | 0 | 0 | 0 | 0 | 0 | 0 | 0 | 0 | 0 | 0 | 1.0474 | 1.0474 | -0.12051 | -0.12051
Line10_11_12 | 0 | 0 | 0 | 0 | 0 | 0 | 0 | 0 | 0 | 0 | 0 | 0 | 1.0474 | 1.0474 | -0.12051 | -0.12051
Line11_12_13 | 0 | 0 | 0 | 0 | 0 | 0 | 0 | 0 | 0 | 0 | 0 | 0 | 1.0474 | 1.0474 | -0.12051 | -0.12051
Line12_13_15 | 0 | 0 | 0 | 0 | 0 | 0 | 0 | 0 | 0 | 0 | 0 | 0 | 1.0474 | 1.0474 | -0.12051 | -0.12051
Line13_13_14 | 0 | 0 | 0 | 0 | 0 | 0 | 0 | 0 | 0 | 0 | 0 | 0 | 1.0474 | 1.0474 | -0.12051 | -0.12051
Line14_15_16 | 0 | 0 | 0 | 0 | 0 | 0 | 0 | 0 | 0 | 0 | 0 | 0 | 1.0474 | 1.0474 | -0.12051 | -0.12051
Line15_16_17 | 0 | 0 | 0 | 0 | 0 | 0 | 0 | 0 | 0 | 0 | 0 | 0 | 1.0474 | 1.0474 | -0.12051 | -0.12051
Line16_4_18 | 0.034003 | 0.034003 | 0 | 0.065681 | 0.023558 | 0.023558 | 0.017378 | -0.017343 | 0.017412 | -0.017343 | -45.2344 | 134.7656 | 1.0442 | 1.0411 | -0.17729 | -0.23442
Line17_5_19 | 0 | 0 | 0 | 0 | 0 | 0 | 0 | 0 | 0 | 0 | 0 | 0 | 1.0474 | 1.0474 | -0.12051 | -0.12051
Line1_1_3 | 0 | 0 | 0 | 0 | 0 | 0 | 0 | 0 | 0 | 0 | 0 | 0 | 1.0474 | 1.0474 | -0.12051 | -0.12051
Line2_1_4 | 0.034003 | 0.034003 | 0 | 0 | 0.023558 | 0.023558 | 0.017412 | -0.017378 | 0.017482 | -0.017412 | -45.2344 | 134.7656 | 1.0474 | 1.0442 | -0.12051 | -0.17729
Line3_1_5 | 0 | 0 | 0 | 0 | 0 | 0 | 0 | 0 | 0 | 0 | 0 | 0 | 1.0474 | 1.0474 | -0.12051 | -0.12051
Line4_2_6 | 0 | 0 | 0 | 0 | 0 | 0 | 0 | 0 | 0 | 0 | 0 | 0 | 1.0474 | 1.0474 | -0.12051 | -0.12051
Line5_6_7 | 0 | 0 | 0 | 0 | 0 | 0 | 0 | 0 | 0 | 0 | 0 | 0 | 1.0474 | 1.0474 | -0.12051 | -0.12051
Line6_7_8 | 0 | 0 | 0 | 0 | 0 | 0 | 0 | 0 | 0 | 0 | 0 | 0 | 1.0474 | 1.0474 | -0.12051 | -0.12051
Line7_8_9 | 0 | 0 | 0 | 0 | 0 | 0 | 0 | 0 | 0 | 0 | 0 | 0 | 1.0474 | 1.0474 | -0.12051 | -0.12051
Line8_8_10 | 0 | 0 | 0 | 0 | 0 | 0 | 0 | 0 | 0 | 0 | 0 | 0 | 1.0474 | 1.0474 | -0.12051 | -0.12051
Line9_3_11 | 0 | 0 | 0 | 0 | 0 | 0 | 0 | 0 | 0 | 0 | 0 | 0 | 1.0474 | 1.0474 | -0.12051 | -0.12051

## LLL_max_fault_10
name | pf_ikss_from_ka | pf_ikss_to_ka | pf_ip_from_ka | pf_ip_to_ka | pf_skss_from_mw | pf_skss_to_mw | pf_p_from_mw | pf_p_to_mw | pf_q_from_mvar | pf_q_to_mvar | pf_ikss_from_degree | pf_ikss_to_degree | pf_vm_from_pu | pf_vm_to_pu | pf_va_from_degree | pf_va_to_degree
Line0_1_2 | 0 | 0 | 0 | 0 | 0 | 0 | 0 | 0 | 0 | 0 | 0 | 0 | 1.0971 | 1.0971 | -0.12619 | -0.12619
Line10_11_12 | 0 | 0 | 0 | 0 | 0 | 0 | 0 | 0 | 0 | 0 | 0 | 0 | 1.0971 | 1.0971 | -0.12619 | -0.12619
Line11_12_13 | 0 | 0 | 0 | 0 | 0 | 0 | 0 | 0 | 0 | 0 | 0 | 0 | 1.0971 | 1.0971 | -0.12619 | -0.12619
Line12_13_15 | 0 | 0 | 0 | 0 | 0 | 0 | 0 | 0 | 0 | 0 | 0 | 0 | 1.0971 | 1.0971 | -0.12619 | -0.12619
Line13_13_14 | 0 | 0 | 0 | 0 | 0 | 0 | 0 | 0 | 0 | 0 | 0 | 0 | 1.0971 | 1.0971 | -0.12619 | -0.12619
Line14_15_16 | 0 | 0 | 0 | 0 | 0 | 0 | 0 | 0 | 0 | 0 | 0 | 0 | 1.0971 | 1.0971 | -0.12619 | -0.12619
Line15_16_17 | 0 | 0 | 0 | 0 | 0 | 0 | 0 | 0 | 0 | 0 | 0 | 0 | 1.0971 | 1.0971 | -0.12619 | -0.12619
Line16_4_18 | 0.035618 | 0.035618 | 0 | 0.069037 | 0.024677 | 0.024677 | 0.019068 | -0.01903 | 0.019106 | -0.01903 | -45.2401 | 134.7599 | 1.0938 | 1.0906 | -0.18297 | -0.2401
Line17_5_19 | 0 | 0 | 0 | 0 | 0 | 0 | 0 | 0 | 0 | 0 | 0 | 0 | 1.0971 | 1.0971 | -0.12619 | -0.12619
Line1_1_3 | 0 | 0 | 0 | 0 | 0 | 0 | 0 | 0 | 0 | 0 | 0 | 0 | 1.0971 | 1.0971 | -0.12619 | -0.12619
Line2_1_4 | 0.035618 | 0.035618 | 0 | 0 | 0.024677 | 0.024677 | 0.019106 | -0.019068 | 0.019182 | -0.019106 | -45.2401 | 134.7599 | 1.0971 | 1.0938 | -0.12619 | -0.18297
Line3_1_5 | 0 | 0 | 0 | 0 | 0 | 0 | 0 | 0 | 0 | 0 | 0 | 0 | 1.0971 | 1.0971 | -0.12619 | -0.12619
Line4_2_6 | 0 | 0 | 0 | 0 | 0 | 0 | 0 | 0 | 0 | 0 | 0 | 0 | 1.0971 | 1.0971 | -0.12619 | -0.12619
Line5_6_7 | 0 | 0 | 0 | 0 | 0 | 0 | 0 | 0 | 0 | 0 | 0 | 0 | 1.0971 | 1.0971 | -0.12619 | -0.12619
Line6_7_8 | 0 | 0 | 0 | 0 | 0 | 0 | 0 | 0 | 0 | 0 | 0 | 0 | 1.0971 | 1.0971 | -0.12619 | -0.12619
Line7_8_9 | 0 | 0 | 0 | 0 | 0 | 0 | 0 | 0 | 0 | 0 | 0 | 0 | 1.0971 | 1.0971 | -0.12619 | -0.12619
Line8_8_10 | 0 | 0 | 0 | 0 | 0 | 0 | 0 | 0 | 0 | 0 | 0 | 0 | 1.0971 | 1.0971 | -0.12619 | -0.12619
Line9_3_11 | 0 | 0 | 0 | 0 | 0 | 0 | 0 | 0 | 0 | 0 | 0 | 0 | 1.0971 | 1.0971 | -0.12619 | -0.12619

## LLL_min_6
name | pf_ikss_from_ka | pf_ikss_to_ka | pf_ip_from_ka | pf_ip_to_ka | pf_skss_from_mw | pf_skss_to_mw | pf_p_from_mw | pf_p_to_mw | pf_q_from_mvar | pf_q_to_mvar | pf_ikss_from_degree | pf_ikss_to_degree | pf_vm_from_pu | pf_vm_to_pu | pf_va_from_degree | pf_va_to_degree
Line0_1_2 | 0 | 0 | 0 | 0 | 0 | 0 | 0 | 0 | 0 | 0 | 0 | 0 | 0.695 | 0.695 | -11.6026 | -11.6026
Line10_11_12 | 0 | 0 | 0 | 0 | 0 | 0 | 0 | 0 | 0 | 0 | 0 | 0 | 0.695 | 0.695 | -11.6026 | -11.6026
Line11_12_13 | 0 | 0 | 0 | 0 | 0 | 0 | 0 | 0 | 0 | 0 | 0 | 0 | 0.695 | 0.695 | -11.6026 | -11.6026
Line12_13_15 | 0 | 0 | 0 | 0 | 0 | 0 | 0 | 0 | 0 | 0 | 0 | 0 | 0.695 | 0.695 | -11.6026 | -11.6026
Line13_13_14 | 0 | 0 | 0 | 0 | 0 | 0 | 0 | 0 | 0 | 0 | 0 | 0 | 0.695 | 0.695 | -11.6026 | -11.6026
Line14_15_16 | 0 | 0 | 0 | 0 | 0 | 0 | 0 | 0 | 0 | 0 | 0 | 0 | 0.695 | 0.695 | -11.6026 | -11.6026
Line15_16_17 | 0 | 0 | 0 | 0 | 0 | 0 | 0 | 0 | 0 | 0 | 0 | 0 | 0.695 | 0.695 | -11.6026 | -11.6026
Line16_4_18 | 2.8946 | 2.8946 | 0 | 4.7808 | 2.0055 | 2.0055 | 0.48263 | -1e-07 | 0.50274 | -1e-07 | -57.7717 | 122.2283 | 0.3475 | 0 | -11.6026 | 0
Line17_5_19 | 0 | 0 | 0 | 0 | 0 | 0 | 0 | 0 | 0 | 0 | 0 | 0 | 0.695 | 0.695 | -11.6026 | -11.6026
Line1_1_3 | 0 | 0 | 0 | 0 | 0 | 0 | 0 | 0 | 0 | 0 | 0 | 0 | 0.695 | 0.695 | -11.6026 | -11.6026
Line2_1_4 | 2.8946 | 2.8946 | 0 | 0 | 2.0055 | 2.0055 | 0.96525 | -0.48263 | 1.0055 | -0.50274 | -57.7717 | 122.2283 | 0.695 | 0.3475 | -11.6026 | -11.6026
Line3_1_5 | 0 | 0 | 0 | 0 | 0 | 0 | 0 | 0 | 0 | 0 | 0 | 0 | 0.695 | 0.695 | -11.6026 | -11.6026
Line4_2_6 | 0 | 0 | 0 | 0 | 0 | 0 | 0 | 0 | 0 | 0 | 0 | 0 | 0.695 | 0.695 | -11.6026 | -11.6026
Line5_6_7 | 0 | 0 | 0 | 0 | 0 | 0 | 0 | 0 | 0 | 0 | 0 | 0 | 0.695 | 0.695 | -11.6026 | -11.6026
Line6_7_8 | 0 | 0 | 0 | 0 | 0 | 0 | 0 | 0 | 0 | 0 | 0 | 0 | 0.695 | 0.695 | -11.6026 | -11.6026
Line7_8_9 | 0 | 0 | 0 | 0 | 0 | 0 | 0 | 0 | 0 | 0 | 0 | 0 | 0.695 | 0.695 | -11.6026 | -11.6026
Line8_8_10 | 0 | 0 | 0 | 0 | 0 | 0 | 0 | 0 | 0 | 0 | 0 | 0 | 0.695 | 0.695 | -11.6026 | -11.6026
Line9_3_11 | 0 | 0 | 0 | 0 | 0 | 0 | 0 | 0 | 0 | 0 | 0 | 0 | 0.695 | 0.695 | -11.6026 | -11.6026

## LLL_min_10
name | pf_ikss_from_ka | pf_ikss_to_ka | pf_ip_from_ka | pf_ip_to_ka | pf_skss_from_mw | pf_skss_to_mw | pf_p_from_mw | pf_p_to_mw | pf_q_from_mvar | pf_q_to_mvar | pf_ikss_from_degree | pf_ikss_to_degree | pf_vm_from_pu | pf_vm_to_pu | pf_va_from_degree | pf_va_to_degree
Line0_1_2 | 0 | 0 | 0 | 0 | 0 | 0 | 0 | 0 | 0 | 0 | 0 | 0 | 0.65842 | 0.65842 | -11.6026 | -11.6026
Line10_11_12 | 0 | 0 | 0 | 0 | 0 | 0 | 0 | 0 | 0 | 0 | 0 | 0 | 0.65842 | 0.65842 | -11.6026 | -11.6026
Line11_12_13 | 0 | 0 | 0 | 0 | 0 | 0 | 0 | 0 | 0 | 0 | 0 | 0 | 0.65842 | 0.65842 | -11.6026 | -11.6026
Line12_13_15 | 0 | 0 | 0 | 0 | 0 | 0 | 0 | 0 | 0 | 0 | 0 | 0 | 0.65842 | 0.65842 | -11.6026 | -11.6026
Line13_13_14 | 0 | 0 | 0 | 0 | 0 | 0 | 0 | 0 | 0 | 0 | 0 | 0 | 0.65842 | 0.65842 | -11.6026 | -11.6026
Line14_15_16 | 0 | 0 | 0 | 0 | 0 | 0 | 0 | 0 | 0 | 0 | 0 | 0 | 0.65842 | 0.65842 | -11.6026 | -11.6026
Line15_16_17 | 0 | 0 | 0 | 0 | 0 | 0 | 0 | 0 | 0 | 0 | 0 | 0 | 0.65842 | 0.65842 | -11.6026 | -11.6026
Line16_4_18 | 2.7423 | 2.7423 | 0 | 4.5292 | 1.8999 | 1.8999 | 0.43316 | -1e-07 | 0.45121 | -1e-07 | -57.7717 | 122.2283 | 0.32921 | 0 | -11.6026 | 0
Line17_5_19 | 0 | 0 | 0 | 0 | 0 | 0 | 0 | 0 | 0 | 0 | 0 | 0 | 0.65842 | 0.65842 | -11.6026 | -11.6026
Line1_1_3 | 0 | 0 | 0 | 0 | 0 | 0 | 0 | 0 | 0 | 0 | 0 | 0 | 0.65842 | 0.65842 | -11.6026 | -11.6026
Line2_1_4 | 2.7423 | 2.7423 | 0 | 0 | 1.8999 | 1.8999 | 0.86632 | -0.43316 | 0.90242 | -0.45121 | -57.7717 | 122.2283 | 0.65842 | 0.32921 | -11.6026 | -11.6026
Line3_1_5 | 0 | 0 | 0 | 0 | 0 | 0 | 0 | 0 | 0 | 0 | 0 | 0 | 0.65842 | 0.65842 | -11.6026 | -11.6026
Line4_2_6 | 0 | 0 | 0 | 0 | 0 | 0 | 0 | 0 | 0 | 0 | 0 | 0 | 0.65842 | 0.65842 | -11.6026 | -11.6026
Line5_6_7 | 0 | 0 | 0 | 0 | 0 | 0 | 0 | 0 | 0 | 0 | 0 | 0 | 0.65842 | 0.65842 | -11.6026 | -11.6026
Line6_7_8 | 0 | 0 | 0 | 0 | 0 | 0 | 0 | 0 | 0 | 0 | 0 | 0 | 0.65842 | 0.65842 | -11.6026 | -11.6026
Line7_8_9 | 0 | 0 | 0 | 0 | 0 | 0 | 0 | 0 | 0 | 0 | 0 | 0 | 0.65842 | 0.65842 | -11.6026 | -11.6026
Line8_8_10 | 0 | 0 | 0 | 0 | 0 | 0 | 0 | 0 | 0 | 0 | 0 | 0 | 0.65842 | 0.65842 | -11.6026 | -11.6026
Line9_3_11 | 0 | 0 | 0 | 0 | 0 | 0 | 0 | 0 | 0 | 0 | 0 | 0 | 0.65842 | 0.65842 | -11.6026 | -11.6026

## LLL_min_fault_6
name | pf_ikss_from_ka | pf_ikss_to_ka | pf_ip_from_ka | pf_ip_to_ka | pf_skss_from_mw | pf_skss_to_mw | pf_p_from_mw | pf_p_to_mw | pf_q_from_mvar | pf_q_to_mvar | pf_ikss_from_degree | pf_ikss_to_degree | pf_vm_from_pu | pf_vm_to_pu | pf_va_from_degree | pf_va_to_degree
Line0_1_2 | 0 | 0 | 0 | 0 | 0 | 0 | 0 | 0 | 0 | 0 | 0 | 0 | 0.94754 | 0.94754 | -0.12527 | -0.12527
Line10_11_12 | 0 | 0 | 0 | 0 | 0 | 0 | 0 | 0 | 0 | 0 | 0 | 0 | 0.94754 | 0.94754 | -0.12527 | -0.12527
Line11_12_13 | 0 | 0 | 0 | 0 | 0 | 0 | 0 | 0 | 0 | 0 | 0 | 0 | 0.94754 | 0.94754 | -0.12527 | -0.12527
Line12_13_15 | 0 | 0 | 0 | 0 | 0 | 0 | 0 | 0 | 0 | 0 | 0 | 0 | 0.94754 | 0.94754 | -0.12527 | -0.12527
Line13_13_14 | 0 | 0 | 0 | 0 | 0 | 0 | 0 | 0 | 0 | 0 | 0 | 0 | 0.94754 | 0.94754 | -0.12527 | -0.12527
Line14_15_16 | 0 | 0 | 0 | 0 | 0 | 0 | 0 | 0 | 0 | 0 | 0 | 0 | 0.94754 | 0.94754 | -0.12527 | -0.12527
Line15_16_17 | 0 | 0 | 0 | 0 | 0 | 0 | 0 | 0 | 0 | 0 | 0 | 0 | 0.94754 | 0.94754 | -0.12527 | -0.12527
Line16_4_18 | 0.030706 | 0.030706 | 0 | 0.050714 | 0.021274 | 0.021274 | 0.014197 | -0.014143 | 0.014199 | -0.014143 | -45.1344 | 134.8656 | 0.94385 | 0.94017 | -0.1298 | -0.13436
Line17_5_19 | 0 | 0 | 0 | 0 | 0 | 0 | 0 | 0 | 0 | 0 | 0 | 0 | 0.94754 | 0.94754 | -0.12527 | -0.12527
Line1_1_3 | 0 | 0 | 0 | 0 | 0 | 0 | 0 | 0 | 0 | 0 | 0 | 0 | 0.94754 | 0.94754 | -0.12527 | -0.12527
Line2_1_4 | 0.030706 | 0.030706 | 0 | 0 | 0.021274 | 0.021274 | 0.014251 | -0.014197 | 0.014256 | -0.014199 | -45.1344 | 134.8656 | 0.94754 | 0.94385 | -0.12527 | -0.1298
Line3_1_5 | 0 | 0 | 0 | 0 | 0 | 0 | 0 | 0 | 0 | 0 | 0 | 0 | 0.94754 | 0.94754 | -0.12527 | -0.12527
Line4_2_6 | 0 | 0 | 0 | 0 | 0 | 0 | 0 | 0 | 0 | 0 | 0 | 0 | 0.94754 | 0.94754 | -0.12527 | -0.12527
Line5_6_7 | 0 | 0 | 0 | 0 | 0 | 0 | 0 | 0 | 0 | 0 | 0 | 0 | 0.94754 | 0.94754 | -0.12527 | -0.12527
Line6_7_8 | 0 | 0 | 0 | 0 | 0 | 0 | 0 | 0 | 0 | 0 | 0 | 0 | 0.94754 | 0.94754 | -0.12527 | -0.12527
Line7_8_9 | 0 | 0 | 0 | 0 | 0 | 0 | 0 | 0 | 0 | 0 | 0 | 0 | 0.94754 | 0.94754 | -0.12527 | -0.12527
Line8_8_10 | 0 | 0 | 0 | 0 | 0 | 0 | 0 | 0 | 0 | 0 | 0 | 0 | 0.94754 | 0.94754 | -0.12527 | -0.12527
Line9_3_11 | 0 | 0 | 0 | 0 | 0 | 0 | 0 | 0 | 0 | 0 | 0 | 0 | 0.94754 | 0.94754 | -0.12527 | -0.12527

## LLL_min_fault_10
name | pf_ikss_from_ka | pf_ikss_to_ka | pf_ip_from_ka | pf_ip_to_ka | pf_skss_from_mw | pf_skss_to_mw | pf_p_from_mw | pf_p_to_mw | pf_q_from_mvar | pf_q_to_mvar | pf_ikss_from_degree | pf_ikss_to_degree | pf_vm_from_pu | pf_vm_to_pu | pf_va_from_degree | pf_va_to_degree
Line0_1_2 | 0 | 0 | 0 | 0 | 0 | 0 | 0 | 0 | 0 | 0 | 0 | 0 | 0.89767 | 0.89767 | -0.12527 | -0.12527
Line10_11_12 | 0 | 0 | 0 | 0 | 0 | 0 | 0 | 0 | 0 | 0 | 0 | 0 | 0.89767 | 0.89767 | -0.12527 | -0.12527
Line11_12_13 | 0 | 0 | 0 | 0 | 0 | 0 | 0 | 0 | 0 | 0 | 0 | 0 | 0.89767 | 0.89767 | -0.12527 | -0.12527
Line12_13_15 | 0 | 0 | 0 | 0 | 0 | 0 | 0 | 0 | 0 | 0 | 0 | 0 | 0.89767 | 0.89767 | -0.12527 | -0.12527
Line13_13_14 | 0 | 0 | 0 | 0 | 0 | 0 | 0 | 0 | 0 | 0 | 0 | 0 | 0.89767 | 0.89767 | -0.12527 | -0.12527
Line14_15_16 | 0 | 0 | 0 | 0 | 0 | 0 | 0 | 0 | 0 | 0 | 0 | 0 | 0.89767 | 0.89767 | -0.12527 | -0.12527
Line15_16_17 | 0 | 0 | 0 | 0 | 0 | 0 | 0 | 0 | 0 | 0 | 0 | 0 | 0.89767 | 0.89767 | -0.12527 | -0.12527
Line16_4_18 | 0.02909 | 0.02909 | 0 | 0.048045 | 0.020154 | 0.020154 | 0.012742 | -0.012693 | 0.012744 | -0.012693 | -45.1344 | 134.8656 | 0.89418 | 0.89069 | -0.1298 | -0.13436
Line17_5_19 | 0 | 0 | 0 | 0 | 0 | 0 | 0 | 0 | 0 | 0 | 0 | 0 | 0.89767 | 0.89767 | -0.12527 | -0.12527
Line1_1_3 | 0 | 0 | 0 | 0 | 0 | 0 | 0 | 0 | 0 | 0 | 0 | 0 | 0.89767 | 0.89767 | -0.12527 | -0.12527
Line2_1_4 | 0.02909 | 0.02909 | 0 | 0 | 0.020154 | 0.020154 | 0.012791 | -0.012742 | 0.012795 | -0.012744 | -45.1344 | 134.8656 | 0.89767 | 0.89418 | -0.12527 | -0.1298
Line3_1_5 | 0 | 0 | 0 | 0 | 0 | 0 | 0 | 0 | 0 | 0 | 0 | 0 | 0.89767 | 0.89767 | -0.12527 | -0.12527
Line4_2_6 | 0 | 0 | 0 | 0 | 0 | 0 | 0 | 0 | 0 | 0 | 0 | 0 | 0.89767 | 0.89767 | -0.12527 | -0.12527
Line5_6_7 | 0 | 0 | 0 | 0 | 0 | 0 | 0 | 0 | 0 | 0 | 0 | 0 | 0.89767 | 0.89767 | -0.12527 | -0.12527
Line6_7_8 | 0 | 0 | 0 | 0 | 0 | 0 | 0 | 0 | 0 | 0 | 0 | 0 | 0.89767 | 0.89767 | -0.12527 | -0.12527
Line7_8_9 | 0 | 0 | 0 | 0 | 0 | 0 | 0 | 0 | 0 | 0 | 0 | 0 | 0.89767 | 0.89767 | -0.12527 | -0.12527
Line8_8_10 | 0 | 0 | 0 | 0 | 0 | 0 | 0 | 0 | 0 | 0 | 0 | 0 | 0.89767 | 0.89767 | -0.12527 | -0.12527
Line9_3_11 | 0 | 0 | 0 | 0 | 0 | 0 | 0 | 0 | 0 | 0 | 0 | 0 | 0.89767 | 0.89767 | -0.12527 | -0.12527

## LL_max_6
name | pf_ikss_a_from_ka | pf_ikss_b_from_ka | pf_ikss_c_from_ka | pf_ikss_a_to_ka | pf_ikss_b_to_ka | pf_ikss_c_to_ka | pf_skss_a_from_mw | pf_skss_b_from_mw | pf_skss_c_from_mw | pf_skss_a_to_mw | pf_skss_b_to_mw | pf_skss_c_to_mw | pf_p_a_from_mw | pf_p_b_from_mw | pf_p_c_from_mw | pf_p_a_to_mw | pf_p_b_to_mw | pf_p_c_to_mw | pf_q_a_from_mvar | pf_q_b_from_mvar | pf_q_c_from_mvar | pf_q_a_to_mvar | pf_q_b_to_mvar | pf_q_c_to_mvar | pf_ikss_a_from_degree | pf_ikss_b_from_degree | pf_ikss_c_from_degree | pf_ikss_a_to_degree | pf_ikss_b_to_degree | pf_ikss_c_to_degree | pf_vm_a_from_pu | pf_vm_b_from_pu | pf_vm_c_from_pu | pf_vm_a_to_pu | pf_vm_b_to_pu | pf_vm_c_to_pu | pf_va_a_from_degree | pf_va_b_from_degree | pf_va_c_from_degree | pf_va_a_to_degree | pf_va_b_to_degree | pf_va_c_to_degree
Line0_1_2 | 0 | 0 | 0 | 0 | 0 | 0 | 0 | 0 | 0 | 0 | 0 | 0 | 4.2744e-16 | -3.0235e-09 | -4.8365e-09 | -4.2744e-16 | 3.0235e-09 | 4.8365e-09 | 1.36e-16 | 5.1114e-09 | -1.9712e-09 | -1.5543e-16 | -5.1114e-09 | 1.9712e-09 | 0 | 0 | 0 | 0 | 0 | 0 | 1.05 | 0.85292 | 0.7501 | 1.05 | 0.85292 | 0.7501 | 2.4427e-12 | -135.0364 | 126.5322 | 2.4362e-12 | -135.0364 | 126.5322
Line10_11_12 | 0 | 0 | 0 | 0 | 0 | 0 | 0 | 0 | 0 | 0 | 0 | 0 | 5.0515e-16 | -3.0235e-09 | -4.8365e-09 | -5.8287e-16 | 3.0235e-09 | 4.8365e-09 | 2.1336e-29 | 5.1114e-09 | -1.9712e-09 | -2.4524e-29 | -5.1114e-09 | 1.9712e-09 | 0 | 0 | 0 | 0 | 0 | 0 | 1.05 | 0.85292 | 0.7501 | 1.05 | 0.85292 | 0.7501 | 2.42e-12 | -135.0364 | 126.5322 | 2.4107e-12 | -135.0364 | 126.5322
Line11_12_13 | 0 | 0 | 0 | 0 | 0 | 0 | 0 | 0 | 0 | 0 | 0 | 0 | 4.2744e-16 | -2.5196e-09 | -4.0305e-09 | -4.6629e-16 | 2.5196e-09 | 4.0305e-09 | -1.9429e-17 | 4.2595e-09 | -1.6426e-09 | -1.9561e-29 | -4.2595e-09 | 1.6426e-09 | 0 | 0 | 0 | 0 | 0 | 0 | 1.05 | 0.85292 | 0.7501 | 1.05 | 0.85292 | 0.7501 | 2.4107e-12 | -135.0364 | 126.5322 | 2.4035e-12 | -135.0364 | 126.5322
Line12_13_15 | 0 | 0 | 0 | 0 | 0 | 0 | 0 | 0 | 0 | 0 | 0 | 0 | 3.1086e-16 | -1.5118e-09 | -2.4183e-09 | -2.72e-16 | 1.5118e-09 | 2.4183e-09 | 1.3041e-29 | 2.5557e-09 | -9.8558e-10 | -1.1394e-29 | -2.5557e-09 | 9.8558e-10 | 0 | 0 | 0 | 0 | 0 | 0 | 1.05 | 0.85292 | 0.7501 | 1.05 | 0.85292 | 0.7501 | 2.4035e-12 | -135.0364 | 126.5322 | 2.4e-12 | -135.0364 | 126.5322
Line13_13_14 | 0 | 0 | 0 | 0 | 0 | 0 | 0 | 0 | 0 | 0 | 0 | 0 | 7.7716e-17 | -5.0392e-10 | -8.0609e-10 | -7.7716e-17 | 5.0392e-10 | 8.0609e-10 | -3.8858e-17 | 8.5191e-10 | -3.2853e-10 | 3.8858e-17 | -8.5191e-10 | 3.2853e-10 | 0 | 0 | 0 | 0 | 0 | 0 | 1.05 | 0.85292 | 0.7501 | 1.05 | 0.85292 | 0.7501 | 2.4035e-12 | -135.0364 | 126.5322 | 2.4025e-12 | -135.0364 | 126.5322
Line14_15_16 | 0 | 0 | 0 | 0 | 0 | 0 | 0 | 0 | 0 | 0 | 0 | 0 | 3.8858e-17 | -1.0078e-09 | -1.6122e-09 | -1.5543e-16 | 1.0078e-09 | 1.6122e-09 | 5.8287e-17 | 1.7038e-09 | -6.5706e-10 | -5.8287e-17 | -1.7038e-09 | 6.5706e-10 | 0 | 0 | 0 | 0 | 0 | 0 | 1.05 | 0.85292 | 0.7501 | 1.05 | 0.85292 | 0.7501 | 2.4e-12 | -135.0364 | 126.5322 | 2.3982e-12 | -135.0364 | 126.5322
Line15_16_17 | 0 | 0 | 0 | 0 | 0 | 0 | 0 | 0 | 0 | 0 | 0 | 0 | 1.6265e-30 | -5.0392e-10 | -8.0609e-10 | 3.8858e-17 | 5.0392e-10 | 8.0609e-10 | -3.8858e-17 | 8.5191e-10 | -3.2853e-10 | 1.9429e-17 | -8.5191e-10 | 3.2853e-10 | 0 | 0 | 0 | 0 | 0 | 0 | 1.05 | 0.85292 | 0.7501 | 1.05 | 0.85292 | 0.7501 | 2.3982e-12 | -135.0364 | 126.5322 | 2.3977e-12 | -135.0364 | 126.5322
Line16_4_18 | 0 | 3.1387 | 3.1387 | 0 | 3.1387 | 3.1387 | 0 | 0.72485 | 0.72485 | 0 | 0.72485 | 0.72485 | -2.3315e-16 | 0.45801 | -0.26098 | 2.3315e-16 | -0.3595 | 0.3595 | 3.8858e-17 | 0.072221 | 0.32184 | -7.7716e-17 | 0.12481 | -0.12481 | 0 | -160.8543 | 19.1457 | 0 | 19.1457 | -160.8543 | 1.05 | 0.63968 | 0.57164 | 1.05 | 0.525 | 0.525 | 2.4367e-12 | -151.8935 | 148.1848 | 2.4346e-12 | 180 | 180
Line17_5_19 | 0 | 0 | 0 | 0 | 0 | 0 | 0 | 0 | 0 | 0 | 0 | 0 | 3.8858e-17 | -5.0392e-10 | -8.0609e-10 | -3.8858e-17 | 5.0392e-10 | 8.0609e-10 | -5.8287e-17 | 8.5191e-10 | -3.2853e-10 | 5.8287e-17 | -8.5191e-10 | 3.2853e-10 | 0 | 0 | 0 | 0 | 0 | 0 | 1.05 | 0.85292 | 0.7501 | 1.05 | 0.85292 | 0.7501 | 2.4397e-12 | -135.0364 | 126.5322 | 2.4392e-12 | -135.0364 | 126.5322
Line1_1_3 | 0 | 0 | 0 | 0 | 0 | 0 | 0 | 0 | 0 | 0 | 0 | 0 | 6.9944e-16 | -4.0313e-09 | -6.4487e-09 | -6.9944e-16 | 4.0313e-09 | 6.4487e-09 | 1.7486e-16 | 6.8153e-09 | -2.6282e-09 | -1.7486e-16 | -6.8153e-09 | 2.6282e-09 | 0 | 0 | 0 | 0 | 0 | 0 | 1.05 | 0.85292 | 0.7501 | 1.05 | 0.85292 | 0.7501 | 2.4427e-12 | -135.0364 | 126.5322 | 2.4305e-12 | -135.0364 | 126.5322
Line2_1_4 | 0 | 3.1387 | 3.1387 | 0 | 3.1387 | 3.1387 | 0 | 0.72485 | 0.72485 | 0 | 0.72485 | 0.72485 | 6.2172e-16 | 0.55653 | -0.16247 | -6.2172e-16 | -0.45801 | 0.26098 | 1.0492e-15 | 0.26925 | 0.51887 | -1.0492e-15 | -0.072221 | -0.32184 | 0 | -160.8543 | 19.1457 | 0 | 19.1457 | -160.8543 | 1.05 | 0.85292 | 0.7501 | 1.05 | 0.63968 | 0.57164 | 2.4427e-12 | -135.0364 | 126.5322 | 2.4367e-12 | -151.8935 | 148.1848
Line3_1_5 | 0 | 0 | 0 | 0 | 0 | 0 | 0 | 0 | 0 | 0 | 0 | 0 | 7.7716e-17 | -1.0078e-09 | -1.6122e-09 | -7.7716e-17 | 1.0078e-09 | 1.6122e-09 | 5.8287e-17 | 1.7038e-09 | -6.5706e-10 | -5.8287e-17 | -1.7038e-09 | 6.5706e-10 | 0 | 0 | 0 | 0 | 0 | 0 | 1.05 | 0.85292 | 0.7501 | 1.05 | 0.85292 | 0.7501 | 2.4427e-12 | -135.0364 | 126.5322 | 2.4397e-12 | -135.0364 | 126.5322
Line4_2_6 | 0 | 0 | 0 | 0 | 0 | 0 | 0 | 0 | 0 | 0 | 0 | 0 | 3.4972e-16 | -2.5196e-09 | -4.0305e-09 | -3.1086e-16 | 2.5196e-09 | 4.0305e-09 | 1.9429e-17 | 4.2595e-09 | -1.6426e-09 | -1.3189e-29 | -4.2595e-09 | 1.6426e-09 | 0 | 0 | 0 | 0 | 0 | 0 | 1.05 | 0.85292 | 0.7501 | 1.05 | 0.85292 | 0.7501 | 2.4362e-12 | -135.0364 | 126.5322 | 2.4309e-12 | -135.0364 | 126.5322
Line5_6_7 | 0 | 0 | 0 | 0 | 0 | 0 | 0 | 0 | 0 | 0 | 0 | 0 | 2.3315e-16 | -2.0157e-09 | -3.2244e-09 | -1.9429e-16 | 2.0157e-09 | 3.2244e-09 | 5.8287e-17 | 3.4076e-09 | -1.3141e-09 | -5.8287e-17 | -3.4076e-09 | 1.3141e-09 | 0 | 0 | 0 | 0 | 0 | 0 | 1.05 | 0.85292 | 0.7501 | 1.05 | 0.85292 | 0.7501 | 2.4309e-12 | -135.0364 | 126.5322 | 2.4282e-12 | -135.0364 | 126.5322
Line6_7_8 | 0 | 0 | 0 | 0 | 0 | 0 | 0 | 0 | 0 | 0 | 0 | 0 | 2.3315e-16 | -1.5118e-09 | -2.4183e-09 | -2.72e-16 | 1.5118e-09 | 2.4183e-09 | -3.8858e-17 | 2.5557e-09 | -9.8558e-10 | 1.9429e-17 | -2.5557e-09 | 9.8558e-10 | 0 | 0 | 0 | 0 | 0 | 0 | 1.05 | 0.85292 | 0.7501 | 1.05 | 0.85292 | 0.7501 | 2.4282e-12 | -135.0364 | 126.5322 | 2.4248e-12 | -135.0364 | 126.5322
Line7_8_9 | 0 | 0 | 0 | 0 | 0 | 0 | 0 | 0 | 0 | 0 | 0 | 0 | 1.6445e-30 | -5.0392e-10 | -8.0609e-10 | 1.1657e-16 | 5.0392e-10 | 8.0609e-10 | -3.8858e-17 | 8.5191e-10 | -3.2853e-10 | 3.8858e-17 | -8.5191e-10 | 3.2853e-10 | 0 | 0 | 0 | 0 | 0 | 0 | 1.05 | 0.85292 | 0.7501 | 1.05 | 0.85292 | 0.7501 | 2.4248e-12 | -135.0364 | 126.5322 | 2.4238e-12 | -135.0364 | 126.5322
Line8_8_10 | 0 | 0 | 0 | 0 | 0 | 0 | 0 | 0 | 0 | 0 | 0 | 0 | 0 | -5.0392e-10 | -8.0609e-10 | 1.1657e-16 | 5.0392e-10 | 8.0609e-10 | 0 | 8.5191e-10 | -3.2853e-10 | 4.9326e-30 | -8.5191e-10 | 3.2853e-10 | 0 | 0 | 0 | 0 | 0 | 0 | 1.05 | 0.85292 | 0.7501 | 1.05 | 0.85292 | 0.7501 | 2.4248e-12 | -135.0364 | 126.5322 | 2.4244e-12 | -135.0364 | 126.5322
Line9_3_11 | 0 | 0 | 0 | 0 | 0 | 0 | 0 | 0 | 0 | 0 | 0 | 0 | 6.2172e-16 | -3.5274e-09 | -5.6426e-09 | -6.2172e-16 | 3.5274e-09 | 5.6426e-09 | 5.8287e-17 | 5.9633e-09 | -2.2997e-09 | -5.8287e-17 | -5.9633e-09 | 2.2997e-09 | 0 | 0 | 0 | 0 | 0 | 0 | 1.05 | 0.85292 | 0.7501 | 1.05 | 0.85292 | 0.7501 | 2.4305e-12 | -135.0364 | 126.5322 | 2.42e-12 | -135.0364 | 126.5322

## LL_max_10
name | pf_ikss_a_from_ka | pf_ikss_b_from_ka | pf_ikss_c_from_ka | pf_ikss_a_to_ka | pf_ikss_b_to_ka | pf_ikss_c_to_ka | pf_skss_a_from_mw | pf_skss_b_from_mw | pf_skss_c_from_mw | pf_skss_a_to_mw | pf_skss_b_to_mw | pf_skss_c_to_mw | pf_p_a_from_mw | pf_p_b_from_mw | pf_p_c_from_mw | pf_p_a_to_mw | pf_p_b_to_mw | pf_p_c_to_mw | pf_q_a_from_mvar | pf_q_b_from_mvar | pf_q_c_from_mvar | pf_q_a_to_mvar | pf_q_b_to_mvar | pf_q_c_to_mvar | pf_ikss_a_from_degree | pf_ikss_b_from_degree | pf_ikss_c_from_degree | pf_ikss_a_to_degree | pf_ikss_b_to_degree | pf_ikss_c_to_degree | pf_vm_a_from_pu | pf_vm_b_from_pu | pf_vm_c_from_pu | pf_vm_a_to_pu | pf_vm_b_to_pu | pf_vm_c_to_pu | pf_va_a_from_degree | pf_va_b_from_degree | pf_va_c_from_degree | pf_va_a_to_degree | pf_va_b_to_degree | pf_va_c_to_degree
Line0_1_2 | 0 | 0 | 0 | 0 | 0 | 0 | 0 | 0 | 0 | 0 | 0 | 0 | 2.4425e-16 | -3.3669e-09 | -5.3859e-09 | -2.4425e-16 | 3.3669e-09 | 5.3859e-09 | 8.1416e-17 | 5.759e-09 | -2.262e-09 | -4.0708e-17 | -5.759e-09 | 2.262e-09 | 0 | 0 | 0 | 0 | 0 | 0 | 1.1 | 0.88719 | 0.77689 | 1.1 | 0.88719 | 0.77689 | 2.9482e-12 | -135.5593 | 126.9102 | 2.9441e-12 | -135.5593 | 126.9102
Line10_11_12 | 0 | 0 | 0 | 0 | 0 | 0 | 0 | 0 | 0 | 0 | 0 | 0 | 5.6991e-16 | -3.3669e-09 | -5.3859e-09 | -6.5133e-16 | 3.3669e-09 | 5.3859e-09 | 4.0708e-17 | 5.759e-09 | -2.262e-09 | -3.3149e-29 | -5.759e-09 | 2.262e-09 | 0 | 0 | 0 | 0 | 0 | 0 | 1.1 | 0.88719 | 0.77689 | 1.1 | 0.88719 | 0.77689 | 2.9256e-12 | -135.5593 | 126.9102 | 2.916e-12 | -135.5593 | 126.9102
Line11_12_13 | 0 | 0 | 0 | 0 | 0 | 0 | 0 | 0 | 0 | 0 | 0 | 0 | 4.4779e-16 | -2.8058e-09 | -4.4883e-09 | -3.6637e-16 | 2.8058e-09 | 4.4883e-09 | 4.0708e-17 | 4.7992e-09 | -1.885e-09 | 4.0708e-17 | -4.7992e-09 | 1.885e-09 | 0 | 0 | 0 | 0 | 0 | 0 | 1.1 | 0.88719 | 0.77689 | 1.1 | 0.88719 | 0.77689 | 2.916e-12 | -135.5593 | 126.9102 | 2.9086e-12 | -135.5593 | 126.9102
Line12_13_15 | 0 | 0 | 0 | 0 | 0 | 0 | 0 | 0 | 0 | 0 | 0 | 0 | 2.4425e-16 | -1.6835e-09 | -2.693e-09 | -2.4425e-16 | 1.6835e-09 | 2.693e-09 | 1.6283e-16 | 2.8795e-09 | -1.131e-09 | -1.2212e-16 | -2.8795e-09 | 1.131e-09 | 0 | 0 | 0 | 0 | 0 | 0 | 1.1 | 0.88719 | 0.77689 | 1.1 | 0.88719 | 0.77689 | 2.9086e-12 | -135.5593 | 126.9102 | 2.905e-12 | -135.5593 | 126.9102
Line13_13_14 | 0 | 0 | 0 | 0 | 0 | 0 | 0 | 0 | 0 | 0 | 0 | 0 | 4.0708e-17 | -5.6115e-10 | -8.9765e-10 | 0 | 5.6115e-10 | 8.9765e-10 | 2.0665e-30 | 9.5983e-10 | -3.77e-10 | 0 | -9.5983e-10 | 3.77e-10 | 0 | 0 | 0 | 0 | 0 | 0 | 1.1 | 0.88719 | 0.77689 | 1.1 | 0.88719 | 0.77689 | 2.9086e-12 | -135.5593 | 126.9102 | 2.9075e-12 | -135.5593 | 126.9102
Line14_15_16 | 0 | 0 | 0 | 0 | 0 | 0 | 0 | 0 | 0 | 0 | 0 | 0 | 1.6283e-16 | -1.1223e-09 | -1.7953e-09 | -1.6283e-16 | 1.1223e-09 | 1.7953e-09 | 4.0708e-17 | 1.9197e-09 | -7.5399e-10 | -8.1416e-17 | -1.9197e-09 | 7.54e-10 | 0 | 0 | 0 | 0 | 0 | 0 | 1.1 | 0.88719 | 0.77689 | 1.1 | 0.88719 | 0.77689 | 2.905e-12 | -135.5593 | 126.9102 | 2.9031e-12 | -135.5593 | 126.9102
Line15_16_17 | 0 | 0 | 0 | 0 | 0 | 0 | 0 | 0 | 0 | 0 | 0 | 0 | 8.1416e-17 | -5.6115e-10 | -8.9765e-10 | -4.0708e-17 | 5.6115e-10 | 8.9765e-10 | 4.1253e-30 | 9.5983e-10 | -3.77e-10 | 4.0708e-17 | -9.5983e-10 | 3.77e-10 | 0 | 0 | 0 | 0 | 0 | 0 | 1.1 | 0.88719 | 0.77689 | 1.1 | 0.88719 | 0.77689 | 2.9031e-12 | -135.5593 | 126.9102 | 2.9026e-12 | -135.5593 | 126.9102
Line16_4_18 | 0 | 3.2366 | 3.2366 | 0 | 3.2366 | 3.2366 | 0 | 0.74746 | 0.74746 | 0 | 0.74746 | 0.74746 | 1.6283e-16 | 0.49365 | -0.28415 | -1.6283e-16 | -0.3889 | 0.3889 | 8.3586e-30 | 0.07624 | 0.34278 | 8.1416e-17 | 0.13327 | -0.13327 | 0 | -161.0844 | 18.9156 | 0 | 18.9156 | -161.0844 | 1.1 | 0.66828 | 0.59567 | 1.1 | 0.55 | 0.55 | 2.9411e-12 | -152.305 | 148.5727 | 2.939e-12 | 180 | 180
Line17_5_19 | 0 | 0 | 0 | 0 | 0 | 0 | 0 | 0 | 0 | 0 | 0 | 0 | 8.1416e-17 | -5.6115e-10 | -8.9765e-10 | -4.0708e-17 | 5.6115e-10 | 8.9765e-10 | -8.1416e-17 | 9.5983e-10 | -3.77e-10 | 4.0708e-17 | -9.5983e-10 | 3.77e-10 | 0 | 0 | 0 | 0 | 0 | 0 | 1.1 | 0.88719 | 0.77689 | 1.1 | 0.88719 | 0.77689 | 2.9467e-12 | -135.5593 | 126.9102 | 2.9462e-12 | -135.5593 | 126.9102
Line1_1_3 | 0 | 0 | 0 | 0 | 0 | 0 | 0 | 0 | 0 | 0 | 0 | 0 | 7.3275e-16 | -4.4892e-09 | -7.1812e-09 | -6.9204e-16 | 4.4892e-09 | 7.1812e-09 | 1.6283e-16 | 7.6787e-09 | -3.016e-09 | -1.2212e-16 | -7.6787e-09 | 3.016e-09 | 0 | 0 | 0 | 0 | 0 | 0 | 1.1 | 0.88719 | 0.77689 | 1.1 | 0.88719 | 0.77689 | 2.9482e-12 | -135.5593 | 126.9102 | 2.9364e-12 | -135.5593 | 126.9102
Line2_1_4 | 0 | 3.2366 | 3.2366 | 0 | 3.2366 | 3.2366 | 0 | 0.74746 | 0.74746 | 0 | 0.74746 | 0.74746 | 8.1416e-16 | 0.59841 | -0.17939 | -7.3275e-16 | -0.49365 | 0.28415 | 1.2212e-15 | 0.28575 | 0.55229 | -1.1805e-15 | -0.07624 | -0.34278 | 0 | -161.0844 | 18.9156 | 0 | 18.9156 | -161.0844 | 1.1 | 0.88719 | 0.77689 | 1.1 | 0.66828 | 0.59567 | 2.9482e-12 | -135.5593 | 126.9102 | 2.9411e-12 | -152.305 | 148.5727
Line3_1_5 | 0 | 0 | 0 | 0 | 0 | 0 | 0 | 0 | 0 | 0 | 0 | 0 | 8.1416e-17 | -1.1223e-09 | -1.7953e-09 | -8.1416e-17 | 1.1223e-09 | 1.7953e-09 | 8.1416e-17 | 1.9197e-09 | -7.5399e-10 | -4.1872e-30 | -1.9197e-09 | 7.5399e-10 | 0 | 0 | 0 | 0 | 0 | 0 | 1.1 | 0.88719 | 0.77689 | 1.1 | 0.88719 | 0.77689 | 2.9482e-12 | -135.5593 | 126.9102 | 2.9467e-12 | -135.5593 | 126.9102
Line4_2_6 | 0 | 0 | 0 | 0 | 0 | 0 | 0 | 0 | 0 | 0 | 0 | 0 | 2.8496e-16 | -2.8058e-09 | -4.4883e-09 | -3.2567e-16 | 2.8058e-09 | 4.4883e-09 | 4.0708e-17 | 4.7992e-09 | -1.885e-09 | -1.6716e-29 | -4.7992e-09 | 1.885e-09 | 0 | 0 | 0 | 0 | 0 | 0 | 1.1 | 0.88719 | 0.77689 | 1.1 | 0.88719 | 0.77689 | 2.9441e-12 | -135.5593 | 126.9102 | 2.9409e-12 | -135.5593 | 126.9102
Line5_6_7 | 0 | 0 | 0 | 0 | 0 | 0 | 0 | 0 | 0 | 0 | 0 | 0 | 1.6283e-16 | -2.2446e-09 | -3.5906e-09 | -1.2212e-16 | 2.2446e-09 | 3.5906e-09 | 8.3581e-30 | 3.8393e-09 | -1.508e-09 | 4.0708e-17 | -3.8393e-09 | 1.508e-09 | 0 | 0 | 0 | 0 | 0 | 0 | 1.1 | 0.88719 | 0.77689 | 1.1 | 0.88719 | 0.77689 | 2.9409e-12 | -135.5593 | 126.9102 | 2.9387e-12 | -135.5593 | 126.9102
Line6_7_8 | 0 | 0 | 0 | 0 | 0 | 0 | 0 | 0 | 0 | 0 | 0 | 0 | 8.1416e-17 | -1.6835e-09 | -2.693e-09 | -1.2212e-16 | 1.6835e-09 | 2.693e-09 | 4.0708e-17 | 2.8795e-09 | -1.131e-09 | -8.1416e-17 | -2.8795e-09 | 1.131e-09 | 0 | 0 | 0 | 0 | 0 | 0 | 1.1 | 0.88719 | 0.77689 | 1.1 | 0.88719 | 0.77689 | 2.9387e-12 | -135.5593 | 126.9102 | 2.9371e-12 | -135.5593 | 126.9102
Line7_8_9 | 0 | 0 | 0 | 0 | 0 | 0 | 0 | 0 | 0 | 0 | 0 | 0 | 8.1416e-17 | -5.6115e-10 | -8.9765e-10 | -4.0708e-17 | 5.6115e-10 | 8.9765e-10 | -1.2212e-16 | 9.5983e-10 | -3.77e-10 | 8.1416e-17 | -9.5983e-10 | 3.77e-10 | 0 | 0 | 0 | 0 | 0 | 0 | 1.1 | 0.88719 | 0.77689 | 1.1 | 0.88719 | 0.77689 | 2.9371e-12 | -135.5593 | 126.9102 | 2.936e-12 | -135.5593 | 126.9102
Line8_8_10 | 0 | 0 | 0 | 0 | 0 | 0 | 0 | 0 | 0 | 0 | 0 | 0 | -4.0708e-17 | -5.6115e-10 | -8.9765e-10 | 8.1416e-17 | 5.6115e-10 | 8.9765e-10 | -2.0868e-30 | 9.5983e-10 | -3.77e-10 | 4.1727e-30 | -9.5983e-10 | 3.77e-10 | 0 | 0 | 0 | 0 | 0 | 0 | 1.1 | 0.88719 | 0.77689 | 1.1 | 0.88719 | 0.77689 | 2.9371e-12 | -135.5593 | 126.9102 | 2.9365e-12 | -135.5593 | 126.9102
Line9_3_11 | 0 | 0 | 0 | 0 | 0 | 0 | 0 | 0 | 0 | 0 | 0 | 0 | 7.7346e-16 | -3.9281e-09 | -6.2836e-09 | -7.7346e-16 | 3.9281e-09 | 6.2836e-09 | 8.1416e-17 | 6.7188e-09 | -2.639e-09 | -8.1416e-17 | -6.7188e-09 | 2.639e-09 | 0 | 0 | 0 | 0 | 0 | 0 | 1.1 | 0.88719 | 0.77689 | 1.1 | 0.88719 | 0.77689 | 2.9364e-12 | -135.5593 | 126.9102 | 2.9256e-12 | -135.5593 | 126.9102

## LL_max_fault_6
name | pf_ikss_a_from_ka | pf_ikss_b_from_ka | pf_ikss_c_from_ka | pf_ikss_a_to_ka | pf_ikss_b_to_ka | pf_ikss_c_to_ka | pf_skss_a_from_mw | pf_skss_b_from_mw | pf_skss_c_from_mw | pf_skss_a_to_mw | pf_skss_b_to_mw | pf_skss_c_to_mw | pf_p_a_from_mw | pf_p_b_from_mw | pf_p_c_from_mw | pf_p_a_to_mw | pf_p_b_to_mw | pf_p_c_to_mw | pf_q_a_from_mvar | pf_q_b_from_mvar | pf_q_c_from_mvar | pf_q_a_to_mvar | pf_q_b_to_mvar | pf_q_c_to_mvar | pf_ikss_a_from_degree | pf_ikss_b_from_degree | pf_ikss_c_from_degree | pf_ikss_a_to_degree | pf_ikss_b_to_degree | pf_ikss_c_to_degree | pf_vm_a_from_pu | pf_vm_b_from_pu | pf_vm_c_from_pu | pf_vm_a_to_pu | pf_vm_b_to_pu | pf_vm_c_to_pu | pf_va_a_from_degree | pf_va_b_from_degree | pf_va_c_from_degree | pf_va_a_to_degree | pf_va_b_to_degree | pf_va_c_to_degree
Line0_1_2 | 0 | 0 | 0 | 0 | 0 | 0 | 0 | 0 | 0 | 0 | 0 | 0 | 5.4644e-18 | -4.6325e-11 | -1.333e-10 | -4.8572e-18 | 4.6325e-11 | 1.333e-10 | 7.893e-18 | 1.2762e-10 | 2.3032e-11 | -7.893e-18 | -1.2762e-10 | -2.3032e-11 | 0 | 0 | 0 | 0 | 0 | 0 | 1.05 | 1.048 | 1.0442 | 1.05 | 1.048 | 1.0442 | 5.6852e-14 | -120.3021 | 119.9453 | 5.6767e-14 | -120.3021 | 119.9453
Line10_11_12 | 0 | 0 | 0 | 0 | 0 | 0 | 0 | 0 | 0 | 0 | 0 | 0 | 6.6787e-18 | -4.6325e-11 | -1.333e-10 | -6.6787e-18 | 4.6325e-11 | 1.333e-10 | 2.4286e-18 | 1.2762e-10 | 2.3032e-11 | -2.4286e-18 | -1.2762e-10 | -2.3032e-11 | 0 | 0 | 0 | 0 | 0 | 0 | 1.05 | 1.048 | 1.0442 | 1.05 | 1.048 | 1.0442 | 5.6493e-14 | -120.3021 | 119.9453 | 5.6342e-14 | -120.3021 | 119.9453
Line11_12_13 | 0 | 0 | 0 | 0 | 0 | 0 | 0 | 0 | 0 | 0 | 0 | 0 | 6.6787e-18 | -3.8604e-11 | -1.1109e-10 | -7.2858e-18 | 3.8604e-11 | 1.1109e-10 | 6.0715e-19 | 1.0635e-10 | 1.9193e-11 | -1.2143e-18 | -1.0635e-10 | -1.9193e-11 | 0 | 0 | 0 | 0 | 0 | 0 | 1.05 | 1.048 | 1.0442 | 1.05 | 1.048 | 1.0442 | 5.6342e-14 | -120.3021 | 119.9453 | 5.622e-14 | -120.3021 | 119.9453
Line12_13_15 | 0 | 0 | 0 | 0 | 0 | 0 | 0 | 0 | 0 | 0 | 0 | 0 | 3.0358e-18 | -2.3162e-11 | -6.6652e-11 | -3.0358e-18 | 2.3162e-11 | 6.6652e-11 | 3.6429e-18 | 6.3811e-11 | 1.1516e-11 | -3.0358e-18 | -6.3811e-11 | -1.1516e-11 | 0 | 0 | 0 | 0 | 0 | 0 | 1.05 | 1.048 | 1.0442 | 1.05 | 1.048 | 1.0442 | 5.622e-14 | -120.3021 | 119.9453 | 5.616e-14 | -120.3021 | 119.9453
Line13_13_14 | 0 | 0 | 0 | 0 | 0 | 0 | 0 | 0 | 0 | 0 | 0 | 0 | 3.0358e-19 | -7.7208e-12 | -2.2217e-11 | -3.0358e-19 | 7.7208e-12 | 2.2217e-11 | 6.0715e-19 | 2.127e-11 | 3.8387e-12 | -2.978e-34 | -2.127e-11 | -3.8386e-12 | 0 | 0 | 0 | 0 | 0 | 0 | 1.05 | 1.048 | 1.0442 | 1.05 | 1.048 | 1.0442 | 5.622e-14 | -120.3021 | 119.9453 | 5.6205e-14 | -120.3021 | 119.9453
Line14_15_16 | 0 | 0 | 0 | 0 | 0 | 0 | 0 | 0 | 0 | 0 | 0 | 0 | 2.4286e-18 | -1.5442e-11 | -4.4435e-11 | -2.4286e-18 | 1.5442e-11 | 4.4435e-11 | 1.2143e-18 | 4.2541e-11 | 7.6773e-12 | -1.2143e-18 | -4.2541e-11 | -7.6773e-12 | 0 | 0 | 0 | 0 | 0 | 0 | 1.05 | 1.048 | 1.0442 | 1.05 | 1.048 | 1.0442 | 5.616e-14 | -120.3021 | 119.9453 | 5.613e-14 | -120.3021 | 119.9453
Line15_16_17 | 0 | 0 | 0 | 0 | 0 | 0 | 0 | 0 | 0 | 0 | 0 | 0 | 6.0715e-19 | -7.7208e-12 | -2.2217e-11 | -6.0715e-19 | 7.7208e-12 | 2.2217e-11 | -1.2143e-18 | 2.127e-11 | 3.8387e-12 | 1.2143e-18 | -2.127e-11 | -3.8387e-12 | 0 | 0 | 0 | 0 | 0 | 0 | 1.05 | 1.048 | 1.0442 | 1.05 | 1.048 | 1.0442 | 5.613e-14 | -120.3021 | 119.9453 | 5.6111e-14 | -120.3021 | 119.9453
Line16_4_18 | 0 | 0.0584 | 0.0584 | 0 | 0.0584 | 0.0584 | 0 | 0.013487 | 0.013487 | 0 | 0.013487 | 0.013487 | -1.2143e-18 | 0.013608 | 0.0035134 | 1.2143e-18 | -0.013574 | -0.0034793 | -1.2009e-33 | 0.0036287 | 0.013561 | 1.1998e-33 | -0.0035605 | -0.013493 | 0 | -135.4649 | 44.5351 | 0 | 44.5351 | -135.4649 | 1.05 | 1.0442 | 1.0387 | 1.05 | 1.0405 | 1.0331 | 5.6663e-14 | -120.5336 | 120.01 | 5.6614e-14 | -120.7668 | 120.0754
Line17_5_19 | 0 | 0 | 0 | 0 | 0 | 0 | 0 | 0 | 0 | 0 | 0 | 0 | -6.0715e-19 | -7.7208e-12 | -2.2217e-11 | -6.0168e-34 | 7.7208e-12 | 2.2217e-11 | -6.0715e-19 | 2.127e-11 | 3.8387e-12 | 6.0715e-19 | -2.127e-11 | -3.8387e-12 | 0 | 0 | 0 | 0 | 0 | 0 | 1.05 | 1.048 | 1.0442 | 1.05 | 1.048 | 1.0442 | 5.6798e-14 | -120.3021 | 119.9453 | 5.6779e-14 | -120.3021 | 119.9453
Line1_1_3 | 0 | 0 | 0 | 0 | 0 | 0 | 0 | 0 | 0 | 0 | 0 | 0 | 1.1232e-17 | -6.1766e-11 | -1.7774e-10 | -1.0625e-17 | 6.1766e-11 | 1.7774e-10 | 7.2858e-18 | 1.7016e-10 | 3.0709e-11 | -7.2858e-18 | -1.7016e-10 | -3.0709e-11 | 0 | 0 | 0 | 0 | 0 | 0 | 1.05 | 1.048 | 1.0442 | 1.05 | 1.048 | 1.0442 | 5.6852e-14 | -120.3021 | 119.9453 | 5.666e-14 | -120.3021 | 119.9453
Line2_1_4 | 0 | 0.0584 | 0.0584 | 0 | 0.0584 | 0.0584 | 0 | 0.013487 | 0.013487 | 0 | 0.013487 | 0.013487 | 1.3965e-17 | 0.013642 | 0.0035475 | -1.2143e-17 | -0.013608 | -0.0035134 | 6.0715e-18 | 0.003697 | 0.013629 | -6.0715e-18 | -0.0036287 | -0.013561 | 0 | -135.4649 | 44.5351 | 0 | 44.5351 | -135.4649 | 1.05 | 1.048 | 1.0442 | 1.05 | 1.0442 | 1.0387 | 5.6852e-14 | -120.3021 | 119.9453 | 5.6663e-14 | -120.5336 | 120.01
Line3_1_5 | 0 | 0 | 0 | 0 | 0 | 0 | 0 | 0 | 0 | 0 | 0 | 0 | 2.7322e-18 | -1.5442e-11 | -4.4435e-11 | -2.125e-18 | 1.5442e-11 | 4.4435e-11 | 2.4286e-18 | 4.2541e-11 | 7.6773e-12 | -2.4286e-18 | -4.2541e-11 | -7.6773e-12 | 0 | 0 | 0 | 0 | 0 | 0 | 1.05 | 1.048 | 1.0442 | 1.05 | 1.048 | 1.0442 | 5.6852e-14 | -120.3021 | 119.9453 | 5.6798e-14 | -120.3021 | 119.9453
Line4_2_6 | 0 | 0 | 0 | 0 | 0 | 0 | 0 | 0 | 0 | 0 | 0 | 0 | 6.3751e-18 | -3.8604e-11 | -1.1109e-10 | -6.3751e-18 | 3.8604e-11 | 1.1109e-10 | 3.6429e-18 | 1.0635e-10 | 1.9193e-11 | -3.6429e-18 | -1.0635e-10 | -1.9193e-11 | 0 | 0 | 0 | 0 | 0 | 0 | 1.05 | 1.048 | 1.0442 | 1.05 | 1.048 | 1.0442 | 5.6767e-14 | -120.3021 | 119.9453 | 5.6693e-14 | -120.3021 | 119.9453
Line5_6_7 | 0 | 0 | 0 | 0 | 0 | 0 | 0 | 0 | 0 | 0 | 0 | 0 | 3.3393e-18 | -3.0883e-11 | -8.887e-11 | -2.7322e-18 | 3.0883e-11 | 8.887e-11 | 3.0358e-18 | 8.5081e-11 | 1.5355e-11 | -3.6429e-18 | -8.5081e-11 | -1.5355e-11 | 0 | 0 | 0 | 0 | 0 | 0 | 1.05 | 1.048 | 1.0442 | 1.05 | 1.048 | 1.0442 | 5.6693e-14 | -120.3021 | 119.9453 | 5.6627e-14 | -120.3021 | 119.9453
Line6_7_8 | 0 | 0 | 0 | 0 | 0 | 0 | 0 | 0 | 0 | 0 | 0 | 0 | 4.2501e-18 | -2.3162e-11 | -6.6652e-11 | -3.6429e-18 | 2.3162e-11 | 6.6652e-11 | 6.0715e-19 | 6.3811e-11 | 1.1516e-11 | -1.2143e-18 | -6.3811e-11 | -1.1516e-11 | 0 | 0 | 0 | 0 | 0 | 0 | 1.05 | 1.048 | 1.0442 | 1.05 | 1.048 | 1.0442 | 5.6627e-14 | -120.3021 | 119.9453 | 5.6559e-14 | -120.3021 | 119.9453
Line7_8_9 | 0 | 0 | 0 | 0 | 0 | 0 | 0 | 0 | 0 | 0 | 0 | 0 | 2.125e-18 | -7.7208e-12 | -2.2217e-11 | -1.5179e-18 | 7.7208e-12 | 2.2217e-11 | 6.0715e-19 | 2.127e-11 | 3.8387e-12 | -1.2143e-18 | -2.127e-11 | -3.8387e-12 | 0 | 0 | 0 | 0 | 0 | 0 | 1.05 | 1.048 | 1.0442 | 1.05 | 1.048 | 1.0442 | 5.6559e-14 | -120.3021 | 119.9453 | 5.6545e-14 | -120.3021 | 119.9453
Line8_8_10 | 0 | 0 | 0 | 0 | 0 | 0 | 0 | 0 | 0 | 0 | 0 | 0 | 3.0358e-19 | -7.7208e-12 | -2.2217e-11 | -3.0358e-19 | 7.7208e-12 | 2.2217e-11 | -6.0715e-19 | 2.127e-11 | 3.8387e-12 | -2.9962e-34 | -2.127e-11 | -3.8387e-12 | 0 | 0 | 0 | 0 | 0 | 0 | 1.05 | 1.048 | 1.0442 | 1.05 | 1.048 | 1.0442 | 5.6559e-14 | -120.3021 | 119.9453 | 5.6548e-14 | -120.3021 | 119.9453
Line9_3_11 | 0 | 0 | 0 | 0 | 0 | 0 | 0 | 0 | 0 | 0 | 0 | 0 | 1.0322e-17 | -5.4045e-11 | -1.5552e-10 | -1.0322e-17 | 5.4045e-11 | 1.5552e-10 | 5.4644e-18 | 1.4889e-10 | 2.6871e-11 | -4.2501e-18 | -1.4889e-10 | -2.6871e-11 | 0 | 0 | 0 | 0 | 0 | 0 | 1.05 | 1.048 | 1.0442 | 1.05 | 1.048 | 1.0442 | 5.666e-14 | -120.3021 | 119.9453 | 5.6493e-14 | -120.3021 | 119.9453

## LL_max_fault_10
name | pf_ikss_a_from_ka | pf_ikss_b_from_ka | pf_ikss_c_from_ka | pf_ikss_a_to_ka | pf_ikss_b_to_ka | pf_ikss_c_to_ka | pf_skss_a_from_mw | pf_skss_b_from_mw | pf_skss_c_from_mw | pf_skss_a_to_mw | pf_skss_b_to_mw | pf_skss_c_to_mw | pf_p_a_from_mw | pf_p_b_from_mw | pf_p_c_from_mw | pf_p_a_to_mw | pf_p_b_to_mw | pf_p_c_to_mw | pf_q_a_from_mvar | pf_q_b_from_mvar | pf_q_c_from_mvar | pf_q_a_to_mvar | pf_q_b_to_mvar | pf_q_c_to_mvar | pf_ikss_a_from_degree | pf_ikss_b_from_degree | pf_ikss_c_from_degree | pf_ikss_a_to_degree | pf_ikss_b_to_degree | pf_ikss_c_to_degree | pf_vm_a_from_pu | pf_vm_b_from_pu | pf_vm_c_from_pu | pf_vm_a_to_pu | pf_vm_b_to_pu | pf_vm_c_to_pu | pf_va_a_from_degree | pf_va_b_from_degree | pf_va_c_from_degree | pf_va_a_to_degree | pf_va_b_to_degree | pf_va_c_to_degree
Line0_1_2 | 0 | 0 | 0 | 0 | 0 | 0 | 0 | 0 | 0 | 0 | 0 | 0 | 3.1803e-18 | -5.3219e-11 | -1.5314e-10 | -3.8164e-18 | 5.3219e-11 | 1.5314e-10 | 8.9049e-18 | 1.4664e-10 | 2.6437e-11 | -9.541e-18 | -1.4664e-10 | -2.6437e-11 | 0 | 0 | 0 | 0 | 0 | 0 | 1.1 | 1.0978 | 1.0936 | 1.1 | 1.0978 | 1.0936 | 5.6322e-14 | -120.3163 | 119.9428 | 5.6257e-14 | -120.3163 | 119.9428
Line10_11_12 | 0 | 0 | 0 | 0 | 0 | 0 | 0 | 0 | 0 | 0 | 0 | 0 | 7.9508e-18 | -5.3219e-11 | -1.5314e-10 | -7.9508e-18 | 5.3219e-11 | 1.5314e-10 | 3.1803e-18 | 1.4664e-10 | 2.6437e-11 | -1.9082e-18 | -1.4664e-10 | -2.6437e-11 | 0 | 0 | 0 | 0 | 0 | 0 | 1.1 | 1.0978 | 1.0936 | 1.1 | 1.0978 | 1.0936 | 5.5964e-14 | -120.3163 | 119.9428 | 5.5806e-14 | -120.3163 | 119.9428
Line11_12_13 | 0 | 0 | 0 | 0 | 0 | 0 | 0 | 0 | 0 | 0 | 0 | 0 | 7.9508e-18 | -4.4349e-11 | -1.2762e-10 | -6.6787e-18 | 4.4349e-11 | 1.2762e-10 | 7.7441e-33 | 1.222e-10 | 2.2031e-11 | -6.49e-33 | -1.222e-10 | -2.2031e-11 | 0 | 0 | 0 | 0 | 0 | 0 | 1.1 | 1.0978 | 1.0936 | 1.1 | 1.0978 | 1.0936 | 5.5806e-14 | -120.3163 | 119.9428 | 5.5677e-14 | -120.3163 | 119.9428
Line12_13_15 | 0 | 0 | 0 | 0 | 0 | 0 | 0 | 0 | 0 | 0 | 0 | 0 | 4.1344e-18 | -2.6609e-11 | -7.6572e-11 | -5.4066e-18 | 2.6609e-11 | 7.6572e-11 | 2.5443e-18 | 7.332e-11 | 1.3218e-11 | -3.1803e-18 | -7.332e-11 | -1.3218e-11 | 0 | 0 | 0 | 0 | 0 | 0 | 1.1 | 1.0978 | 1.0936 | 1.1 | 1.0978 | 1.0936 | 5.5677e-14 | -120.3163 | 119.9428 | 5.5614e-14 | -120.3163 | 119.9428
Line13_13_14 | 0 | 0 | 0 | 0 | 0 | 0 | 0 | 0 | 0 | 0 | 0 | 0 | 1.8543e-33 | -8.8698e-12 | -2.5524e-11 | -6.1793e-34 | 8.8698e-12 | 2.5524e-11 | -1.9082e-18 | 2.444e-11 | 4.4061e-12 | 6.3607e-19 | -2.444e-11 | -4.4061e-12 | 0 | 0 | 0 | 0 | 0 | 0 | 1.1 | 1.0978 | 1.0936 | 1.1 | 1.0978 | 1.0936 | 5.5677e-14 | -120.3163 | 119.9428 | 5.5662e-14 | -120.3163 | 119.9428
Line14_15_16 | 0 | 0 | 0 | 0 | 0 | 0 | 0 | 0 | 0 | 0 | 0 | 0 | 1.2721e-18 | -1.7739e-11 | -5.1048e-11 | -2.5443e-18 | 1.774e-11 | 5.1048e-11 | 1.2348e-33 | 4.888e-11 | 8.8123e-12 | 6.3607e-19 | -4.888e-11 | -8.8123e-12 | 0 | 0 | 0 | 0 | 0 | 0 | 1.1 | 1.0978 | 1.0936 | 1.1 | 1.0978 | 1.0936 | 5.5614e-14 | -120.3163 | 119.9428 | 5.5584e-14 | -120.3163 | 119.9428
Line15_16_17 | 0 | 0 | 0 | 0 | 0 | 0 | 0 | 0 | 0 | 0 | 0 | 0 | 1.2721e-18 | -8.8698e-12 | -2.5524e-11 | -1.9082e-18 | 8.8698e-12 | 2.5524e-11 | 1.2341e-33 | 2.444e-11 | 4.4061e-12 | 1.2721e-18 | -2.444e-11 | -4.4061e-12 | 0 | 0 | 0 | 0 | 0 | 0 | 1.1 | 1.0978 | 1.0936 | 1.1 | 1.0978 | 1.0936 | 5.5584e-14 | -120.3163 | 119.9428 | 5.5564e-14 | -120.3163 | 119.9428
Line16_4_18 | 0 | 0.061167 | 0.061167 | 0 | 0.061167 | 0.061167 | 0 | 0.014126 | 0.014126 | 0 | 0.014126 | 0.014126 | -3.8164e-18 | 0.01493 | 0.0038518 | 3.8164e-18 | -0.014893 | -0.0038144 | -3.7399e-33 | 0.0039805 | 0.014876 | -2.5443e-18 | -0.0039057 | -0.014801 | 0 | -135.4761 | 44.5239 | 0 | 44.5239 | -135.4761 | 1.1 | 1.0938 | 1.0878 | 1.1 | 1.0899 | 1.0821 | 5.6148e-14 | -120.5478 | 120.0075 | 5.6107e-14 | -120.781 | 120.073
Line17_5_19 | 0 | 0 | 0 | 0 | 0 | 0 | 0 | 0 | 0 | 0 | 0 | 0 | -3.1803e-19 | -8.8697e-12 | -2.5524e-11 | 3.1803e-19 | 8.8698e-12 | 2.5524e-11 | -1.2721e-18 | 2.444e-11 | 4.4061e-12 | 1.2721e-18 | -2.444e-11 | -4.4061e-12 | 0 | 0 | 0 | 0 | 0 | 0 | 1.1 | 1.0978 | 1.0936 | 1.1 | 1.0978 | 1.0936 | 5.6294e-14 | -120.3163 | 119.9428 | 5.6275e-14 | -120.3163 | 119.9428
Line1_1_3 | 0 | 0 | 0 | 0 | 0 | 0 | 0 | 0 | 0 | 0 | 0 | 0 | 9.859e-18 | -7.0958e-11 | -2.0419e-10 | -1.0495e-17 | 7.0958e-11 | 2.0419e-10 | 8.2688e-18 | 1.9552e-10 | 3.5249e-11 | -8.9049e-18 | -1.9552e-10 | -3.5249e-11 | 0 | 0 | 0 | 0 | 0 | 0 | 1.1 | 1.0978 | 1.0936 | 1.1 | 1.0978 | 1.0936 | 5.6322e-14 | -120.3163 | 119.9428 | 5.6138e-14 | -120.3163 | 119.9428
Line2_1_4 | 0 | 0.061167 | 0.061167 | 0 | 0.061167 | 0.061167 | 0 | 0.014126 | 0.014126 | 0 | 0.014126 | 0.014126 | 1.2721e-17 | 0.014968 | 0.0038892 | -1.1449e-17 | -0.01493 | -0.0038518 | 7.6328e-18 | 0.0040553 | 0.014951 | -7.6328e-18 | -0.0039805 | -0.014876 | 0 | -135.4761 | 44.5239 | 0 | 44.5239 | -135.4761 | 1.1 | 1.0978 | 1.0936 | 1.1 | 1.0938 | 1.0878 | 5.6322e-14 | -120.3163 | 119.9428 | 5.6148e-14 | -120.5478 | 120.0075
Line3_1_5 | 0 | 0 | 0 | 0 | 0 | 0 | 0 | 0 | 0 | 0 | 0 | 0 | 6.3607e-19 | -1.7739e-11 | -5.1048e-11 | -6.3607e-19 | 1.7739e-11 | 5.1048e-11 | 1.2721e-18 | 4.888e-11 | 8.8123e-12 | -1.2721e-18 | -4.888e-11 | -8.8123e-12 | 0 | 0 | 0 | 0 | 0 | 0 | 1.1 | 1.0978 | 1.0936 | 1.1 | 1.0978 | 1.0936 | 5.6322e-14 | -120.3163 | 119.9428 | 5.6294e-14 | -120.3163 | 119.9428
Line4_2_6 | 0 | 0 | 0 | 0 | 0 | 0 | 0 | 0 | 0 | 0 | 0 | 0 | 3.4984e-18 | -4.4349e-11 | -1.2762e-10 | -2.8623e-18 | 4.4349e-11 | 1.2762e-10 | 5.0885e-18 | 1.222e-10 | 2.2031e-11 | -3.1803e-18 | -1.222e-10 | -2.2031e-11 | 0 | 0 | 0 | 0 | 0 | 0 | 1.1 | 1.0978 | 1.0936 | 1.1 | 1.0978 | 1.0936 | 5.6257e-14 | -120.3163 | 119.9428 | 5.6183e-14 | -120.3163 | 119.9428
Line5_6_7 | 0 | 0 | 0 | 0 | 0 | 0 | 0 | 0 | 0 | 0 | 0 | 0 | 2.2262e-18 | -3.5479e-11 | -1.021e-10 | -2.8623e-18 | 3.5479e-11 | 1.021e-10 | 3.1803e-18 | 9.776e-11 | 1.7625e-11 | -1.9082e-18 | -9.776e-11 | -1.7624e-11 | 0 | 0 | 0 | 0 | 0 | 0 | 1.1 | 1.0978 | 1.0936 | 1.1 | 1.0978 | 1.0936 | 5.6183e-14 | -120.3163 | 119.9428 | 5.613e-14 | -120.3163 | 119.9428
Line6_7_8 | 0 | 0 | 0 | 0 | 0 | 0 | 0 | 0 | 0 | 0 | 0 | 0 | 3.8164e-18 | -2.6609e-11 | -7.6572e-11 | -3.8164e-18 | 2.6609e-11 | 7.6572e-11 | -1.9082e-18 | 7.332e-11 | 1.3218e-11 | 1.9082e-18 | -7.332e-11 | -1.3218e-11 | 0 | 0 | 0 | 0 | 0 | 0 | 1.1 | 1.0978 | 1.0936 | 1.1 | 1.0978 | 1.0936 | 5.613e-14 | -120.3163 | 119.9428 | 5.6083e-14 | -120.3163 | 119.9428
Line7_8_9 | 0 | 0 | 0 | 0 | 0 | 0 | 0 | 0 | 0 | 0 | 0 | 0 | -6.226e-34 | -8.8698e-12 | -2.5524e-11 | -6.3607e-19 | 8.8698e-12 | 2.5524e-11 | 6.3607e-19 | 2.444e-11 | 4.4061e-12 | -6.3607e-19 | -2.444e-11 | -4.4061e-12 | 0 | 0 | 0 | 0 | 0 | 0 | 1.1 | 1.0978 | 1.0936 | 1.1 | 1.0978 | 1.0936 | 5.6083e-14 | -120.3163 | 119.9428 | 5.6068e-14 | -120.3163 | 119.9428
Line8_8_10 | 0 | 0 | 0 | 0 | 0 | 0 | 0 | 0 | 0 | 0 | 0 | 0 | -6.3607e-19 | -8.8698e-12 | -2.5524e-11 | 1.2451e-33 | 8.8698e-12 | 2.5524e-11 | 1.2721e-18 | 2.444e-11 | 4.4061e-12 | -1.2721e-18 | -2.444e-11 | -4.4061e-12 | 0 | 0 | 0 | 0 | 0 | 0 | 1.1 | 1.0978 | 1.0936 | 1.1 | 1.0978 | 1.0936 | 5.6083e-14 | -120.3163 | 119.9428 | 5.6078e-14 | -120.3163 | 119.9428
Line9_3_11 | 0 | 0 | 0 | 0 | 0 | 0 | 0 | 0 | 0 | 0 | 0 | 0 | 1.3357e-17 | -6.2088e-11 | -1.7867e-10 | -1.2721e-17 | 6.2088e-11 | 1.7867e-10 | 5.0885e-18 | 1.7108e-10 | 3.0843e-11 | -6.3607e-18 | -1.7108e-10 | -3.0843e-11 | 0 | 0 | 0 | 0 | 0 | 0 | 1.1 | 1.0978 | 1.0936 | 1.1 | 1.0978 | 1.0936 | 5.6138e-14 | -120.3163 | 119.9428 | 5.5964e-14 | -120.3163 | 119.9428

## LL_min_6
name | pf_ikss_a_from_ka | pf_ikss_b_from_ka | pf_ikss_c_from_ka | pf_ikss_a_to_ka | pf_ikss_b_to_ka | pf_ikss_c_to_ka | pf_skss_a_from_mw | pf_skss_b_from_mw | pf_skss_c_from_mw | pf_skss_a_to_mw | pf_skss_b_to_mw | pf_skss_c_to_mw | pf_p_a_from_mw | pf_p_b_from_mw | pf_p_c_from_mw | pf_p_a_to_mw | pf_p_b_to_mw | pf_p_c_to_mw | pf_q_a_from_mvar | pf_q_b_from_mvar | pf_q_c_from_mvar | pf_q_a_to_mvar | pf_q_b_to_mvar | pf_q_c_to_mvar | pf_ikss_a_from_degree | pf_ikss_b_from_degree | pf_ikss_c_from_degree | pf_ikss_a_to_degree | pf_ikss_b_to_degree | pf_ikss_c_to_degree | pf_vm_a_from_pu | pf_vm_b_from_pu | pf_vm_c_from_pu | pf_vm_a_to_pu | pf_vm_b_to_pu | pf_vm_c_to_pu | pf_va_a_from_degree | pf_va_b_from_degree | pf_va_c_from_degree | pf_va_a_to_degree | pf_va_b_to_degree | pf_va_c_to_degree
Line0_1_2 | 0 | 0 | 0 | 0 | 0 | 0 | 0 | 0 | 0 | 0 | 0 | 0 | -1.7579e-17 | -1.4366e-09 | -3.9666e-09 | 3.5157e-17 | 1.4366e-09 | 3.9666e-09 | 1.4063e-16 | 4.6273e-09 | -2.4518e-10 | -1.5821e-16 | -4.6273e-09 | 2.4518e-10 | 0 | 0 | 0 | 0 | 0 | 0 | 0.95 | 0.83839 | 0.68767 | 0.95 | 0.83839 | 0.68767 | 2.4458e-12 | -135.3123 | 120.9775 | 2.4499e-12 | -135.3123 | 120.9775
Line10_11_12 | 0 | 0 | 0 | 0 | 0 | 0 | 0 | 0 | 0 | 0 | 0 | 0 | 1.7579e-17 | -1.4366e-09 | -3.9666e-09 | -5.2736e-17 | 1.4366e-09 | 3.9666e-09 | 1.0547e-16 | 4.6273e-09 | -2.4518e-10 | -1.4063e-16 | -4.6273e-09 | 2.4518e-10 | 0 | 0 | 0 | 0 | 0 | 0 | 0.95 | 0.83839 | 0.68767 | 0.95 | 0.83839 | 0.68767 | 2.4509e-12 | -135.3123 | 120.9775 | 2.4541e-12 | -135.3123 | 120.9775
Line11_12_13 | 0 | 0 | 0 | 0 | 0 | 0 | 0 | 0 | 0 | 0 | 0 | 0 | -1.7579e-17 | -1.1971e-09 | -3.3055e-09 | 1.7579e-17 | 1.1971e-09 | 3.3055e-09 | 1.5821e-16 | 3.8561e-09 | -2.0432e-10 | -1.4063e-16 | -3.8561e-09 | 2.0432e-10 | 0 | 0 | 0 | 0 | 0 | 0 | 0.95 | 0.83839 | 0.68767 | 0.95 | 0.83839 | 0.68767 | 2.4541e-12 | -135.3123 | 120.9775 | 2.4569e-12 | -135.3123 | 120.9775
Line12_13_15 | 0 | 0 | 0 | 0 | 0 | 0 | 0 | 0 | 0 | 0 | 0 | 0 | 3.5157e-17 | -7.1829e-10 | -1.9833e-09 | -1.7579e-17 | 7.1829e-10 | 1.9833e-09 | 1.5076e-30 | 2.3137e-09 | -1.2259e-10 | -1.7579e-17 | -2.3137e-09 | 1.2259e-10 | 0 | 0 | 0 | 0 | 0 | 0 | 0.95 | 0.83839 | 0.68767 | 0.95 | 0.83839 | 0.68767 | 2.4569e-12 | -135.3123 | 120.9775 | 2.4579e-12 | -135.3123 | 120.9775
Line13_13_14 | 0 | 0 | 0 | 0 | 0 | 0 | 0 | 0 | 0 | 0 | 0 | 0 | 2.6368e-17 | -2.3943e-10 | -6.611e-10 | -8.7893e-18 | 2.3943e-10 | 6.611e-10 | -1.7579e-17 | 7.7122e-10 | -4.0864e-11 | -3.5157e-17 | -7.7122e-10 | 4.0864e-11 | 0 | 0 | 0 | 0 | 0 | 0 | 0.95 | 0.83839 | 0.68767 | 0.95 | 0.83839 | 0.68767 | 2.4569e-12 | -135.3123 | 120.9775 | 2.4567e-12 | -135.3123 | 120.9775
Line14_15_16 | 0 | 0 | 0 | 0 | 0 | 0 | 0 | 0 | 0 | 0 | 0 | 0 | -1.7579e-17 | -4.7886e-10 | -1.3222e-09 | 3.5157e-17 | 4.7886e-10 | 1.3222e-09 | 5.2736e-17 | 1.5424e-09 | -8.1728e-11 | -8.7893e-17 | -1.5424e-09 | 8.1728e-11 | 0 | 0 | 0 | 0 | 0 | 0 | 0.95 | 0.83839 | 0.68767 | 0.95 | 0.83839 | 0.68767 | 2.4579e-12 | -135.3123 | 120.9775 | 2.4586e-12 | -135.3123 | 120.9775
Line15_16_17 | 0 | 0 | 0 | 0 | 0 | 0 | 0 | 0 | 0 | 0 | 0 | 0 | 1.7579e-17 | -2.3943e-10 | -6.611e-10 | 0 | 2.3943e-10 | 6.611e-10 | 7.5431e-31 | 7.7122e-10 | -4.0864e-11 | 0 | -7.7122e-10 | 4.0864e-11 | 0 | 0 | 0 | 0 | 0 | 0 | 0.95 | 0.83839 | 0.68767 | 0.95 | 0.83839 | 0.68767 | 2.4586e-12 | -135.3123 | 120.9775 | 2.4582e-12 | -135.3123 | 120.9775
Line16_4_18 | 0 | 2.5068 | 2.5068 | 0 | 2.5068 | 2.5068 | 0 | 0.57893 | 0.57893 | 0 | 0.57893 | 0.57893 | 7.0314e-17 | 0.35328 | -0.11197 | -3.0096e-30 | -0.23262 | 0.23262 | -7.0314e-17 | -0.020967 | 0.27233 | 7.0314e-17 | 0.14665 | -0.14665 | 0 | -147.7717 | 32.2283 | 0 | 32.2283 | -147.7717 | 0.95 | 0.6113 | 0.50862 | 0.95 | 0.475 | 0.475 | 2.4536e-12 | -151.1682 | 144.5775 | 2.4524e-12 | 180 | 180
Line17_5_19 | 0 | 0 | 0 | 0 | 0 | 0 | 0 | 0 | 0 | 0 | 0 | 0 | 0 | -2.3943e-10 | -6.611e-10 | -1.7579e-17 | 2.3943e-10 | 6.611e-10 | 0 | 7.7122e-10 | -4.0864e-11 | -7.5034e-31 | -7.7122e-10 | 4.0864e-11 | 0 | 0 | 0 | 0 | 0 | 0 | 0.95 | 0.83839 | 0.68767 | 0.95 | 0.83839 | 0.68767 | 2.446e-12 | -135.3123 | 120.9775 | 2.4457e-12 | -135.3123 | 120.9775
Line1_1_3 | 0 | 0 | 0 | 0 | 0 | 0 | 0 | 0 | 0 | 0 | 0 | 0 | 4.3946e-17 | -1.9154e-09 | -5.2888e-09 | -4.3946e-17 | 1.9154e-09 | 5.2888e-09 | 1.2305e-16 | 6.1697e-09 | -3.2691e-10 | -1.0547e-16 | -6.1697e-09 | 3.2691e-10 | 0 | 0 | 0 | 0 | 0 | 0 | 0.95 | 0.83839 | 0.68767 | 0.95 | 0.83839 | 0.68767 | 2.4458e-12 | -135.3123 | 120.9775 | 2.4479e-12 | -135.3123 | 120.9775
Line2_1_4 | 0 | 2.5068 | 2.5068 | 0 | 2.5068 | 2.5068 | 0 | 0.57893 | 0.57893 | 0 | 0.57893 | 0.57893 | 2.461e-16 | 0.47394 | 0.0086903 | -2.1094e-16 | -0.35328 | 0.11197 | 9.844e-16 | 0.10472 | 0.39802 | -9.844e-16 | 0.020967 | -0.27233 | 0 | -147.7717 | 32.2283 | 0 | 32.2283 | -147.7717 | 0.95 | 0.83839 | 0.68767 | 0.95 | 0.6113 | 0.50862 | 2.4458e-12 | -135.3123 | 120.9775 | 2.4536e-12 | -151.1682 | 144.5775
Line3_1_5 | 0 | 0 | 0 | 0 | 0 | 0 | 0 | 0 | 0 | 0 | 0 | 0 | 1.7579e-17 | -4.7886e-10 | -1.3222e-09 | -1.7579e-17 | 4.7886e-10 | 1.3222e-09 | 3.5157e-17 | 1.5424e-09 | -8.1728e-11 | -3.5157e-17 | -1.5424e-09 | 8.1728e-11 | 0 | 0 | 0 | 0 | 0 | 0 | 0.95 | 0.83839 | 0.68767 | 0.95 | 0.83839 | 0.68767 | 2.4458e-12 | -135.3123 | 120.9775 | 2.446e-12 | -135.3123 | 120.9775
Line4_2_6 | 0 | 0 | 0 | 0 | 0 | 0 | 0 | 0 | 0 | 0 | 0 | 0 | 3.5157e-17 | -1.1971e-09 | -3.3055e-09 | -1.7579e-17 | 1.1971e-09 | 3.3055e-09 | 8.7893e-17 | 3.8561e-09 | -2.0432e-10 | -1.0547e-16 | -3.8561e-09 | 2.0432e-10 | 0 | 0 | 0 | 0 | 0 | 0 | 0.95 | 0.83839 | 0.68767 | 0.95 | 0.83839 | 0.68767 | 2.4499e-12 | -135.3123 | 120.9775 | 2.4531e-12 | -135.3123 | 120.9775
Line5_6_7 | 0 | 0 | 0 | 0 | 0 | 0 | 0 | 0 | 0 | 0 | 0 | 0 | -7.5261e-30 | -9.5772e-10 | -2.6444e-09 | 8.2914e-30 | 9.5772e-10 | 2.6444e-09 | 1.7579e-16 | 3.0849e-09 | -1.6346e-10 | -1.9336e-16 | -3.0849e-09 | 1.6346e-10 | 0 | 0 | 0 | 0 | 0 | 0 | 0.95 | 0.83839 | 0.68767 | 0.95 | 0.83839 | 0.68767 | 2.4531e-12 | -135.3123 | 120.9775 | 2.4568e-12 | -135.3123 | 120.9775
Line6_7_8 | 0 | 0 | 0 | 0 | 0 | 0 | 0 | 0 | 0 | 0 | 0 | 0 | 3.5157e-17 | -7.1829e-10 | -1.9833e-09 | -3.5157e-17 | 7.1829e-10 | 1.9833e-09 | 1.2305e-16 | 2.3136e-09 | -1.2259e-10 | -1.4063e-16 | -2.3136e-09 | 1.2259e-10 | 0 | 0 | 0 | 0 | 0 | 0 | 0.95 | 0.83839 | 0.68767 | 0.95 | 0.83839 | 0.68767 | 2.4568e-12 | -135.3123 | 120.9775 | 2.4585e-12 | -135.3123 | 120.9775
Line7_8_9 | 0 | 0 | 0 | 0 | 0 | 0 | 0 | 0 | 0 | 0 | 0 | 0 | -3.5157e-17 | -2.3943e-10 | -6.611e-10 | 3.5157e-17 | 2.3943e-10 | 6.611e-10 | 3.5157e-17 | 7.7122e-10 | -4.0864e-11 | -7.0314e-17 | -7.7122e-10 | 4.0864e-11 | 0 | 0 | 0 | 0 | 0 | 0 | 0.95 | 0.83839 | 0.68767 | 0.95 | 0.83839 | 0.68767 | 2.4585e-12 | -135.3123 | 120.9775 | 2.4584e-12 | -135.3123 | 120.9775
Line8_8_10 | 0 | 0 | 0 | 0 | 0 | 0 | 0 | 0 | 0 | 0 | 0 | 0 | 7.5429e-31 | -2.3943e-10 | -6.611e-10 | 0 | 2.3943e-10 | 6.611e-10 | -1.7579e-17 | 7.7122e-10 | -4.0864e-11 | 0 | -7.7122e-10 | 4.0864e-11 | 0 | 0 | 0 | 0 | 0 | 0 | 0.95 | 0.83839 | 0.68767 | 0.95 | 0.83839 | 0.68767 | 2.4585e-12 | -135.3123 | 120.9775 | 2.4588e-12 | -135.3123 | 120.9775
Line9_3_11 | 0 | 0 | 0 | 0 | 0 | 0 | 0 | 0 | 0 | 0 | 0 | 0 | 1.7579e-17 | -1.676e-09 | -4.6277e-09 | -1.7579e-17 | 1.676e-09 | 4.6277e-09 | 1.0547e-16 | 5.3985e-09 | -2.8605e-10 | -7.0314e-17 | -5.3985e-09 | 2.8605e-10 | 0 | 0 | 0 | 0 | 0 | 0 | 0.95 | 0.83839 | 0.68767 | 0.95 | 0.83839 | 0.68767 | 2.4479e-12 | -135.3123 | 120.9775 | 2.4509e-12 | -135.3123 | 120.9775

## LL_min_10
name | pf_ikss_a_from_ka | pf_ikss_b_from_ka | pf_ikss_c_from_ka | pf_ikss_a_to_ka | pf_ikss_b_to_ka | pf_ikss_c_to_ka | pf_skss_a_from_mw | pf_skss_b_from_mw | pf_skss_c_from_mw | pf_skss_a_to_mw | pf_skss_b_to_mw | pf_skss_c_to_mw | pf_p_a_from_mw | pf_p_b_from_mw | pf_p_c_from_mw | pf_p_a_to_mw | pf_p_b_to_mw | pf_p_c_to_mw | pf_q_a_from_mvar | pf_q_b_from_mvar | pf_q_c_from_mvar | pf_q_a_to_mvar | pf_q_b_to_mvar | pf_q_c_to_mvar | pf_ikss_a_from_degree | pf_ikss_b_from_degree | pf_ikss_c_from_degree | pf_ikss_a_to_degree | pf_ikss_b_to_degree | pf_ikss_c_to_degree | pf_vm_a_from_pu | pf_vm_b_from_pu | pf_vm_c_from_pu | pf_vm_a_to_pu | pf_vm_b_to_pu | pf_vm_c_to_pu | pf_va_a_from_degree | pf_va_b_from_degree | pf_va_c_from_degree | pf_va_a_to_degree | pf_va_b_to_degree | pf_va_c_to_degree
Line0_1_2 | 0 | 0 | 0 | 0 | 0 | 0 | 0 | 0 | 0 | 0 | 0 | 0 | 1.6653e-17 | -1.2893e-09 | -3.56e-09 | -3.3307e-17 | 1.2893e-09 | 3.56e-09 | 1.3323e-16 | 4.153e-09 | -2.2005e-10 | -1.3323e-16 | -4.153e-09 | 2.2005e-10 | 0 | 0 | 0 | 0 | 0 | 0 | 0.9 | 0.79426 | 0.65148 | 0.9 | 0.79426 | 0.65148 | 2.8837e-12 | -135.3123 | 120.9775 | 2.8877e-12 | -135.3123 | 120.9775
Line10_11_12 | 0 | 0 | 0 | 0 | 0 | 0 | 0 | 0 | 0 | 0 | 0 | 0 | 4.1633e-17 | -1.2893e-09 | -3.56e-09 | -4.1633e-17 | 1.2893e-09 | 3.56e-09 | 9.992e-17 | 4.153e-09 | -2.2006e-10 | -1.1657e-16 | -4.153e-09 | 2.2006e-10 | 0 | 0 | 0 | 0 | 0 | 0 | 0.9 | 0.79426 | 0.65148 | 0.9 | 0.79426 | 0.65148 | 2.8888e-12 | -135.3123 | 120.9775 | 2.892e-12 | -135.3123 | 120.9775
Line11_12_13 | 0 | 0 | 0 | 0 | 0 | 0 | 0 | 0 | 0 | 0 | 0 | 0 | 2.498e-17 | -1.0744e-09 | -2.9667e-09 | -2.498e-17 | 1.0744e-09 | 2.9667e-09 | 8.3267e-17 | 3.4609e-09 | -1.8338e-10 | -1.1657e-16 | -3.4609e-09 | 1.8338e-10 | 0 | 0 | 0 | 0 | 0 | 0 | 0.9 | 0.79426 | 0.65148 | 0.9 | 0.79426 | 0.65148 | 2.892e-12 | -135.3123 | 120.9775 | 2.8948e-12 | -135.3123 | 120.9775
Line12_13_15 | 0 | 0 | 0 | 0 | 0 | 0 | 0 | 0 | 0 | 0 | 0 | 0 | -8.3267e-18 | -6.4467e-10 | -1.78e-09 | 8.3267e-18 | 6.4467e-10 | 1.78e-09 | 3.3307e-17 | 2.0765e-09 | -1.1003e-10 | -4.996e-17 | -2.0765e-09 | 1.1003e-10 | 0 | 0 | 0 | 0 | 0 | 0 | 0.9 | 0.79426 | 0.65148 | 0.9 | 0.79426 | 0.65148 | 2.8948e-12 | -135.3123 | 120.9775 | 2.8959e-12 | -135.3123 | 120.9775
Line13_13_14 | 0 | 0 | 0 | 0 | 0 | 0 | 0 | 0 | 0 | 0 | 0 | 0 | 4.1633e-17 | -2.1489e-10 | -5.9334e-10 | -2.498e-17 | 2.1489e-10 | 5.9334e-10 | -3.3307e-17 | 6.9217e-10 | -3.6676e-11 | -1.262e-30 | -6.9217e-10 | 3.6676e-11 | 0 | 0 | 0 | 0 | 0 | 0 | 0.9 | 0.79426 | 0.65148 | 0.9 | 0.79426 | 0.65148 | 2.8948e-12 | -135.3123 | 120.9775 | 2.8947e-12 | -135.3123 | 120.9775
Line14_15_16 | 0 | 0 | 0 | 0 | 0 | 0 | 0 | 0 | 0 | 0 | 0 | 0 | -8.3267e-18 | -4.2978e-10 | -1.1867e-09 | 8.3267e-18 | 4.2978e-10 | 1.1867e-09 | 1.6653e-17 | 1.3843e-09 | -7.3352e-11 | -3.3307e-17 | -1.3843e-09 | 7.3352e-11 | 0 | 0 | 0 | 0 | 0 | 0 | 0.9 | 0.79426 | 0.65148 | 0.9 | 0.79426 | 0.65148 | 2.8959e-12 | -135.3123 | 120.9775 | 2.8965e-12 | -135.3123 | 120.9775
Line15_16_17 | 0 | 0 | 0 | 0 | 0 | 0 | 0 | 0 | 0 | 0 | 0 | 0 | 8.3267e-18 | -2.1489e-10 | -5.9334e-10 | -2.498e-17 | 2.1489e-10 | 5.9334e-10 | 4.996e-17 | 6.9217e-10 | -3.6676e-11 | -4.996e-17 | -6.9217e-10 | 3.6676e-11 | 0 | 0 | 0 | 0 | 0 | 0 | 0.9 | 0.79426 | 0.65148 | 0.9 | 0.79426 | 0.65148 | 2.8965e-12 | -135.3123 | 120.9775 | 2.8962e-12 | -135.3123 | 120.9775
Line16_4_18 | 0 | 2.3749 | 2.3749 | 0 | 2.3749 | 2.3749 | 0 | 0.54846 | 0.54846 | 0 | 0.54846 | 0.54846 | -6.6613e-17 | 0.31707 | -0.10049 | 6.6613e-17 | -0.20878 | 0.20878 | 6.6613e-17 | -0.018818 | 0.24442 | -6.6613e-17 | 0.13162 | -0.13162 | 0 | -147.7717 | 32.2283 | 0 | 32.2283 | -147.7717 | 0.9 | 0.57913 | 0.48185 | 0.9 | 0.45 | 0.45 | 2.8896e-12 | -151.1682 | 144.5775 | 2.888e-12 | 180 | 180
Line17_5_19 | 0 | 0 | 0 | 0 | 0 | 0 | 0 | 0 | 0 | 0 | 0 | 0 | -2.498e-17 | -2.1489e-10 | -5.9334e-10 | 2.498e-17 | 2.1489e-10 | 5.9334e-10 | 3.3307e-17 | 6.9217e-10 | -3.6676e-11 | -6.6613e-17 | -6.9217e-10 | 3.6676e-11 | 0 | 0 | 0 | 0 | 0 | 0 | 0.9 | 0.79426 | 0.65148 | 0.9 | 0.79426 | 0.65148 | 2.884e-12 | -135.3123 | 120.9775 | 2.8836e-12 | -135.3123 | 120.9775
Line1_1_3 | 0 | 0 | 0 | 0 | 0 | 0 | 0 | 0 | 0 | 0 | 0 | 0 | 2.498e-17 | -1.7191e-09 | -4.7467e-09 | -4.1633e-17 | 1.7191e-09 | 4.7467e-09 | 8.3267e-17 | 5.5374e-09 | -2.9341e-10 | -9.992e-17 | -5.5374e-09 | 2.9341e-10 | 0 | 0 | 0 | 0 | 0 | 0 | 0.9 | 0.79426 | 0.65148 | 0.9 | 0.79426 | 0.65148 | 2.8837e-12 | -135.3123 | 120.9775 | 2.8858e-12 | -135.3123 | 120.9775
Line2_1_4 | 0 | 2.3749 | 2.3749 | 0 | 2.3749 | 2.3749 | 0 | 0.54846 | 0.54846 | 0 | 0.54846 | 0.54846 | 2.3315e-16 | 0.42536 | 0.0077996 | -2.9976e-16 | -0.31707 | 0.10049 | 8.6597e-16 | 0.093984 | 0.35722 | -8.3267e-16 | 0.018818 | -0.24442 | 0 | -147.7717 | 32.2283 | 0 | 32.2283 | -147.7717 | 0.9 | 0.79426 | 0.65148 | 0.9 | 0.57913 | 0.48185 | 2.8837e-12 | -135.3123 | 120.9775 | 2.8896e-12 | -151.1682 | 144.5775
Line3_1_5 | 0 | 0 | 0 | 0 | 0 | 0 | 0 | 0 | 0 | 0 | 0 | 0 | -1.6653e-17 | -4.2978e-10 | -1.1867e-09 | 1.6653e-17 | 4.2978e-10 | 1.1867e-09 | 3.3307e-17 | 1.3843e-09 | -7.3352e-11 | -3.3307e-17 | -1.3843e-09 | 7.3352e-11 | 0 | 0 | 0 | 0 | 0 | 0 | 0.9 | 0.79426 | 0.65148 | 0.9 | 0.79426 | 0.65148 | 2.8837e-12 | -135.3123 | 120.9775 | 2.884e-12 | -135.3123 | 120.9775
Line4_2_6 | 0 | 0 | 0 | 0 | 0 | 0 | 0 | 0 | 0 | 0 | 0 | 0 | 4.1633e-17 | -1.0744e-09 | -2.9667e-09 | -4.1633e-17 | 1.0744e-09 | 2.9667e-09 | 1.1657e-16 | 3.4609e-09 | -1.8338e-10 | -1.1657e-16 | -3.4609e-09 | 1.8338e-10 | 0 | 0 | 0 | 0 | 0 | 0 | 0.9 | 0.79426 | 0.65148 | 0.9 | 0.79426 | 0.65148 | 2.8877e-12 | -135.3123 | 120.9775 | 2.8901e-12 | -135.3123 | 120.9775
Line5_6_7 | 0 | 0 | 0 | 0 | 0 | 0 | 0 | 0 | 0 | 0 | 0 | 0 | 4.1633e-17 | -8.5956e-10 | -2.3734e-09 | -4.1633e-17 | 8.5956e-10 | 2.3734e-09 | 8.3267e-17 | 2.7687e-09 | -1.467e-10 | -4.996e-17 | -2.7687e-09 | 1.467e-10 | 0 | 0 | 0 | 0 | 0 | 0 | 0.9 | 0.79426 | 0.65148 | 0.9 | 0.79426 | 0.65148 | 2.8901e-12 | -135.3123 | 120.9775 | 2.8933e-12 | -135.3123 | 120.9775
Line6_7_8 | 0 | 0 | 0 | 0 | 0 | 0 | 0 | 0 | 0 | 0 | 0 | 0 | 4.1633e-17 | -6.4467e-10 | -1.78e-09 | -4.1633e-17 | 6.4467e-10 | 1.78e-09 | 8.3267e-17 | 2.0765e-09 | -1.1003e-10 | -6.6613e-17 | -2.0765e-09 | 1.1003e-10 | 0 | 0 | 0 | 0 | 0 | 0 | 0.9 | 0.79426 | 0.65148 | 0.9 | 0.79426 | 0.65148 | 2.8933e-12 | -135.3123 | 120.9775 | 2.8958e-12 | -135.3123 | 120.9775
Line7_8_9 | 0 | 0 | 0 | 0 | 0 | 0 | 0 | 0 | 0 | 0 | 0 | 0 | 8.3267e-18 | -2.1489e-10 | -5.9334e-10 | -2.498e-17 | 2.1489e-10 | 5.9334e-10 | 1.6653e-17 | 6.9217e-10 | -3.6676e-11 | -1.6653e-17 | -6.9217e-10 | 3.6676e-11 | 0 | 0 | 0 | 0 | 0 | 0 | 0.9 | 0.79426 | 0.65148 | 0.9 | 0.79426 | 0.65148 | 2.8958e-12 | -135.3123 | 120.9775 | 2.8956e-12 | -135.3123 | 120.9775
Line8_8_10 | 0 | 0 | 0 | 0 | 0 | 0 | 0 | 0 | 0 | 0 | 0 | 0 | -1.6834e-30 | -2.1489e-10 | -5.9334e-10 | 1.6836e-30 | 2.1489e-10 | 5.9334e-10 | 3.3307e-17 | 6.9217e-10 | -3.6676e-11 | -3.3307e-17 | -6.9217e-10 | 3.6676e-11 | 0 | 0 | 0 | 0 | 0 | 0 | 0.9 | 0.79426 | 0.65148 | 0.9 | 0.79426 | 0.65148 | 2.8958e-12 | -135.3123 | 120.9775 | 2.8962e-12 | -135.3123 | 120.9775
Line9_3_11 | 0 | 0 | 0 | 0 | 0 | 0 | 0 | 0 | 0 | 0 | 0 | 0 | 3.3307e-17 | -1.5042e-09 | -4.1534e-09 | -3.3307e-17 | 1.5042e-09 | 4.1534e-09 | 8.3267e-17 | 4.8452e-09 | -2.5673e-10 | -9.992e-17 | -4.8452e-09 | 2.5673e-10 | 0 | 0 | 0 | 0 | 0 | 0 | 0.9 | 0.79426 | 0.65148 | 0.9 | 0.79426 | 0.65148 | 2.8858e-12 | -135.3123 | 120.9775 | 2.8888e-12 | -135.3123 | 120.9775

## LL_min_fault_6
name | pf_ikss_a_from_ka | pf_ikss_b_from_ka | pf_ikss_c_from_ka | pf_ikss_a_to_ka | pf_ikss_b_to_ka | pf_ikss_c_to_ka | pf_skss_a_from_mw | pf_skss_b_from_mw | pf_skss_c_from_mw | pf_skss_a_to_mw | pf_skss_b_to_mw | pf_skss_c_to_mw | pf_p_a_from_mw | pf_p_b_from_mw | pf_p_c_from_mw | pf_p_a_to_mw | pf_p_b_to_mw | pf_p_c_to_mw | pf_q_a_from_mvar | pf_q_b_from_mvar | pf_q_c_from_mvar | pf_q_a_to_mvar | pf_q_b_to_mvar | pf_q_c_to_mvar | pf_ikss_a_from_degree | pf_ikss_b_from_degree | pf_ikss_c_from_degree | pf_ikss_a_to_degree | pf_ikss_b_to_degree | pf_ikss_c_to_degree | pf_vm_a_from_pu | pf_vm_b_from_pu | pf_vm_c_from_pu | pf_vm_a_to_pu | pf_vm_b_to_pu | pf_vm_c_to_pu | pf_va_a_from_degree | pf_va_b_from_degree | pf_va_c_from_degree | pf_va_a_to_degree | pf_va_b_to_degree | pf_va_c_to_degree
Line0_1_2 | 0 | 0 | 0 | 0 | 0 | 0 | 0 | 0 | 0 | 0 | 0 | 0 | 2.266e-18 | -3.8862e-11 | -1.1288e-10 | -2.5406e-18 | 3.8862e-11 | 1.1288e-10 | 4.3946e-18 | 1.0829e-10 | 1.9912e-11 | -4.3946e-18 | -1.0829e-10 | -1.9912e-11 | 0 | 0 | 0 | 0 | 0 | 0 | 0.95 | 0.94812 | 0.94457 | 0.95 | 0.94812 | 0.94457 | 5.7106e-14 | -120.3131 | 119.9422 | 5.7146e-14 | -120.3131 | 119.9422
Line10_11_12 | 0 | 0 | 0 | 0 | 0 | 0 | 0 | 0 | 0 | 0 | 0 | 0 | 2.6093e-18 | -3.8862e-11 | -1.1288e-10 | -2.3346e-18 | 3.8862e-11 | 1.1288e-10 | 1.648e-18 | 1.0829e-10 | 1.9912e-11 | -1.648e-18 | -1.0829e-10 | -1.9912e-11 | 0 | 0 | 0 | 0 | 0 | 0 | 0.95 | 0.94812 | 0.94457 | 0.95 | 0.94812 | 0.94457 | 5.7169e-14 | -120.3131 | 119.9422 | 5.7217e-14 | -120.3131 | 119.9422
Line11_12_13 | 0 | 0 | 0 | 0 | 0 | 0 | 0 | 0 | 0 | 0 | 0 | 0 | 6.8666e-20 | -3.2385e-11 | -9.4068e-11 | -6.8666e-20 | 3.2385e-11 | 9.4068e-11 | 3.8453e-18 | 9.0245e-11 | 1.6593e-11 | -3.8453e-18 | -9.0245e-11 | -1.6593e-11 | 0 | 0 | 0 | 0 | 0 | 0 | 0.95 | 0.94812 | 0.94457 | 0.95 | 0.94812 | 0.94457 | 5.7217e-14 | -120.3131 | 119.9422 | 5.7263e-14 | -120.3131 | 119.9422
Line12_13_15 | 0 | 0 | 0 | 0 | 0 | 0 | 0 | 0 | 0 | 0 | 0 | 0 | -2.06e-19 | -1.9431e-11 | -5.6441e-11 | 2.06e-19 | 1.9431e-11 | 5.6441e-11 | 1.648e-18 | 5.4147e-11 | 9.9561e-12 | -5.4933e-19 | -5.4147e-11 | -9.9561e-12 | 0 | 0 | 0 | 0 | 0 | 0 | 0.95 | 0.94812 | 0.94457 | 0.95 | 0.94812 | 0.94457 | 5.7263e-14 | -120.3131 | 119.9422 | 5.7283e-14 | -120.3131 | 119.9422
Line13_13_14 | 0 | 0 | 0 | 0 | 0 | 0 | 0 | 0 | 0 | 0 | 0 | 0 | -6.8666e-20 | -6.477e-12 | -1.8814e-11 | 6.8666e-20 | 6.477e-12 | 1.8814e-11 | -6.8627e-35 | 1.8049e-11 | 3.3187e-12 | 5.4933e-19 | -1.8049e-11 | -3.3187e-12 | 0 | 0 | 0 | 0 | 0 | 0 | 0.95 | 0.94812 | 0.94457 | 0.95 | 0.94812 | 0.94457 | 5.7263e-14 | -120.3131 | 119.9422 | 5.7262e-14 | -120.3131 | 119.9422
Line14_15_16 | 0 | 0 | 0 | 0 | 0 | 0 | 0 | 0 | 0 | 0 | 0 | 0 | 1.03e-18 | -1.2954e-11 | -3.7627e-11 | -1.03e-18 | 1.2954e-11 | 3.7627e-11 | 1.0298e-33 | 3.6098e-11 | 6.6374e-12 | 5.4933e-19 | -3.6098e-11 | -6.6374e-12 | 0 | 0 | 0 | 0 | 0 | 0 | 0.95 | 0.94812 | 0.94457 | 0.95 | 0.94812 | 0.94457 | 5.7283e-14 | -120.3131 | 119.9422 | 5.7299e-14 | -120.3131 | 119.9422
Line15_16_17 | 0 | 0 | 0 | 0 | 0 | 0 | 0 | 0 | 0 | 0 | 0 | 0 | 8.2399e-19 | -6.477e-12 | -1.8814e-11 | -5.4933e-19 | 6.477e-12 | 1.8814e-11 | 1.0987e-18 | 1.8049e-11 | 3.3187e-12 | -5.4929e-34 | -1.8049e-11 | -3.3187e-12 | 0 | 0 | 0 | 0 | 0 | 0 | 0.95 | 0.94812 | 0.94457 | 0.95 | 0.94812 | 0.94457 | 5.7299e-14 | -120.3131 | 119.9422 | 5.7292e-14 | -120.3131 | 119.9422
Line16_4_18 | 0 | 0.052639 | 0.052639 | 0 | 0.052639 | 0.052639 | 0 | 0.012156 | 0.012156 | 0 | 0.012156 | 0.012156 | 2.1973e-18 | 0.011082 | 0.0028784 | -2.1973e-18 | -0.011029 | -0.0028252 | -2.1973e-18 | 0.0029185 | 0.011047 | 2.1973e-18 | -0.0028631 | -0.010991 | 0 | -135.266 | 44.734 | 0 | 44.734 | -135.266 | 0.95 | 0.94272 | 0.93905 | 0.95 | 0.93734 | 0.93354 | 5.7229e-14 | -120.5122 | 120.1294 | 5.7201e-14 | -120.7135 | 120.3187
Line17_5_19 | 0 | 0 | 0 | 0 | 0 | 0 | 0 | 0 | 0 | 0 | 0 | 0 | 1.0987e-18 | -6.477e-12 | -1.8814e-11 | -8.2399e-19 | 6.477e-12 | 1.8814e-11 | 1.648e-18 | 1.8049e-11 | 3.3187e-12 | -1.0987e-18 | -1.8049e-11 | -3.3187e-12 | 0 | 0 | 0 | 0 | 0 | 0 | 0.95 | 0.94812 | 0.94457 | 0.95 | 0.94812 | 0.94457 | 5.7109e-14 | -120.3131 | 119.9422 | 5.7102e-14 | -120.3131 | 119.9422
Line1_1_3 | 0 | 0 | 0 | 0 | 0 | 0 | 0 | 0 | 0 | 0 | 0 | 0 | 3.0213e-18 | -5.1816e-11 | -1.5051e-10 | -2.7466e-18 | 5.1816e-11 | 1.5051e-10 | 3.296e-18 | 1.4439e-10 | 2.655e-11 | -3.8453e-18 | -1.4439e-10 | -2.655e-11 | 0 | 0 | 0 | 0 | 0 | 0 | 0.95 | 0.94812 | 0.94457 | 0.95 | 0.94812 | 0.94457 | 5.7106e-14 | -120.3131 | 119.9422 | 5.7126e-14 | -120.3131 | 119.9422
Line2_1_4 | 0 | 0.052639 | 0.052639 | 0 | 0.052639 | 0.052639 | 0 | 0.012156 | 0.012156 | 0 | 0.012156 | 0.012156 | 7.6906e-18 | 0.011136 | 0.0029316 | -7.6906e-18 | -0.011082 | -0.0028784 | 1.648e-17 | 0.0029739 | 0.011102 | -1.7579e-17 | -0.0029185 | -0.011047 | 0 | -135.266 | 44.734 | 0 | 44.734 | -135.266 | 0.95 | 0.94812 | 0.94457 | 0.95 | 0.94272 | 0.93905 | 5.7106e-14 | -120.3131 | 119.9422 | 5.7229e-14 | -120.5122 | 120.1294
Line3_1_5 | 0 | 0 | 0 | 0 | 0 | 0 | 0 | 0 | 0 | 0 | 0 | 0 | 2.06e-19 | -1.2954e-11 | -3.7627e-11 | -2.06e-19 | 1.2954e-11 | 3.7627e-11 | 1.648e-18 | 3.6098e-11 | 6.6374e-12 | -1.648e-18 | -3.6098e-11 | -6.6374e-12 | 0 | 0 | 0 | 0 | 0 | 0 | 0.95 | 0.94812 | 0.94457 | 0.95 | 0.94812 | 0.94457 | 5.7106e-14 | -120.3131 | 119.9422 | 5.7109e-14 | -120.3131 | 119.9422
Line4_2_6 | 0 | 0 | 0 | 0 | 0 | 0 | 0 | 0 | 0 | 0 | 0 | 0 | 2.4033e-18 | -3.2385e-11 | -9.4068e-11 | -2.4033e-18 | 3.2385e-11 | 9.4068e-11 | 2.1973e-18 | 9.0245e-11 | 1.6593e-11 | -1.648e-18 | -9.0245e-11 | -1.6593e-11 | 0 | 0 | 0 | 0 | 0 | 0 | 0.95 | 0.94812 | 0.94457 | 0.95 | 0.94812 | 0.94457 | 5.7146e-14 | -120.3131 | 119.9422 | 5.7178e-14 | -120.3131 | 119.9422
Line5_6_7 | 0 | 0 | 0 | 0 | 0 | 0 | 0 | 0 | 0 | 0 | 0 | 0 | 1.5107e-18 | -2.5908e-11 | -7.5255e-11 | -1.5107e-18 | 2.5908e-11 | 7.5255e-11 | 2.1973e-18 | 7.2196e-11 | 1.3275e-11 | -2.1973e-18 | -7.2196e-11 | -1.3275e-11 | 0 | 0 | 0 | 0 | 0 | 0 | 0.95 | 0.94812 | 0.94457 | 0.95 | 0.94812 | 0.94457 | 5.7178e-14 | -120.3131 | 119.9422 | 5.7236e-14 | -120.3131 | 119.9422
Line6_7_8 | 0 | 0 | 0 | 0 | 0 | 0 | 0 | 0 | 0 | 0 | 0 | 0 | 1.442e-18 | -1.9431e-11 | -5.6441e-11 | -1.1673e-18 | 1.9431e-11 | 5.6441e-11 | 3.296e-18 | 5.4147e-11 | 9.9561e-12 | -3.8453e-18 | -5.4147e-11 | -9.9561e-12 | 0 | 0 | 0 | 0 | 0 | 0 | 0.95 | 0.94812 | 0.94457 | 0.95 | 0.94812 | 0.94457 | 5.7236e-14 | -120.3131 | 119.9422 | 5.7279e-14 | -120.3131 | 119.9422
Line7_8_9 | 0 | 0 | 0 | 0 | 0 | 0 | 0 | 0 | 0 | 0 | 0 | 0 | 7.5533e-19 | -6.477e-12 | -1.8814e-11 | -4.8066e-19 | 6.477e-12 | 1.8814e-11 | 7.5511e-34 | 1.8049e-11 | 3.3187e-12 | 1.0987e-18 | -1.8049e-11 | -3.3187e-12 | 0 | 0 | 0 | 0 | 0 | 0 | 0.95 | 0.94812 | 0.94457 | 0.95 | 0.94812 | 0.94457 | 5.7279e-14 | -120.3131 | 119.9422 | 5.7278e-14 | -120.3131 | 119.9422
Line8_8_10 | 0 | 0 | 0 | 0 | 0 | 0 | 0 | 0 | 0 | 0 | 0 | 0 | 4.12e-19 | -6.477e-12 | -1.8814e-11 | -1.3733e-19 | 6.477e-12 | 1.8814e-11 | 1.0987e-18 | 1.8049e-11 | 3.3187e-12 | -1.3731e-34 | -1.8049e-11 | -3.3187e-12 | 0 | 0 | 0 | 0 | 0 | 0 | 0.95 | 0.94812 | 0.94457 | 0.95 | 0.94812 | 0.94457 | 5.7279e-14 | -120.3131 | 119.9422 | 5.7287e-14 | -120.3131 | 119.9422
Line9_3_11 | 0 | 0 | 0 | 0 | 0 | 0 | 0 | 0 | 0 | 0 | 0 | 0 | 2.266e-18 | -4.5339e-11 | -1.317e-10 | -1.9913e-18 | 4.5339e-11 | 1.317e-10 | 3.296e-18 | 1.2634e-10 | 2.3231e-11 | -3.296e-18 | -1.2634e-10 | -2.3231e-11 | 0 | 0 | 0 | 0 | 0 | 0 | 0.95 | 0.94812 | 0.94457 | 0.95 | 0.94812 | 0.94457 | 5.7126e-14 | -120.3131 | 119.9422 | 5.7169e-14 | -120.3131 | 119.9422

## LL_min_fault_10
name | pf_ikss_a_from_ka | pf_ikss_b_from_ka | pf_ikss_c_from_ka | pf_ikss_a_to_ka | pf_ikss_b_to_ka | pf_ikss_c_to_ka | pf_skss_a_from_mw | pf_skss_b_from_mw | pf_skss_c_from_mw | pf_skss_a_to_mw | pf_skss_b_to_mw | pf_skss_c_to_mw | pf_p_a_from_mw | pf_p_b_from_mw | pf_p_c_from_mw | pf_p_a_to_mw | pf_p_b_to_mw | pf_p_c_to_mw | pf_q_a_from_mvar | pf_q_b_from_mvar | pf_q_c_from_mvar | pf_q_a_to_mvar | pf_q_b_to_mvar | pf_q_c_to_mvar | pf_ikss_a_from_degree | pf_ikss_b_from_degree | pf_ikss_c_from_degree | pf_ikss_a_to_degree | pf_ikss_b_to_degree | pf_ikss_c_to_degree | pf_vm_a_from_pu | pf_vm_b_from_pu | pf_vm_c_from_pu | pf_vm_a_to_pu | pf_vm_b_to_pu | pf_vm_c_to_pu | pf_va_a_from_degree | pf_va_b_from_degree | pf_va_c_from_degree | pf_va_a_to_degree | pf_va_b_to_degree | pf_va_c_to_degree
Line0_1_2 | 0 | 0 | 0 | 0 | 0 | 0 | 0 | 0 | 0 | 0 | 0 | 0 | 2.537e-18 | -3.4879e-11 | -1.0131e-10 | -2.537e-18 | 3.4879e-11 | 1.0131e-10 | 2.6021e-18 | 9.7195e-11 | 1.7871e-11 | -1.5613e-18 | -9.7195e-11 | -1.7871e-11 | 0 | 0 | 0 | 0 | 0 | 0 | 0.9 | 0.89822 | 0.89485 | 0.9 | 0.89822 | 0.89485 | 5.371e-14 | -120.3131 | 119.9422 | 5.3784e-14 | -120.3131 | 119.9422
Line10_11_12 | 0 | 0 | 0 | 0 | 0 | 0 | 0 | 0 | 0 | 0 | 0 | 0 | 1.7564e-18 | -3.4879e-11 | -1.0131e-10 | -2.0166e-18 | 3.4879e-11 | 1.0131e-10 | 2.0817e-18 | 9.7195e-11 | 1.7871e-11 | -2.6021e-18 | -9.7195e-11 | -1.7871e-11 | 0 | 0 | 0 | 0 | 0 | 0 | 0.9 | 0.89822 | 0.89485 | 0.9 | 0.89822 | 0.89485 | 5.3773e-14 | -120.3131 | 119.9422 | 5.382e-14 | -120.3131 | 119.9422
Line11_12_13 | 0 | 0 | 0 | 0 | 0 | 0 | 0 | 0 | 0 | 0 | 0 | 0 | 7.8063e-19 | -2.9066e-11 | -8.4427e-11 | -7.8063e-19 | 2.9066e-11 | 8.4427e-11 | 4.1633e-18 | 8.0996e-11 | 1.4893e-11 | -4.1633e-18 | -8.0996e-11 | -1.4893e-11 | 0 | 0 | 0 | 0 | 0 | 0 | 0.9 | 0.89822 | 0.89485 | 0.9 | 0.89822 | 0.89485 | 5.382e-14 | -120.3131 | 119.9422 | 5.3866e-14 | -120.3131 | 119.9422
Line12_13_15 | 0 | 0 | 0 | 0 | 0 | 0 | 0 | 0 | 0 | 0 | 0 | 0 | 2.6021e-19 | -1.7439e-11 | -5.0656e-11 | -2.6021e-19 | 1.7439e-11 | 5.0656e-11 | 1.0408e-18 | 4.8598e-11 | 8.9356e-12 | -5.2042e-19 | -4.8598e-11 | -8.9356e-12 | 0 | 0 | 0 | 0 | 0 | 0 | 0.9 | 0.89822 | 0.89485 | 0.9 | 0.89822 | 0.89485 | 5.3866e-14 | -120.3131 | 119.9422 | 5.3887e-14 | -120.3131 | 119.9422
Line13_13_14 | 0 | 0 | 0 | 0 | 0 | 0 | 0 | 0 | 0 | 0 | 0 | 0 | 1.9516e-19 | -5.8131e-12 | -1.6885e-11 | -1.9516e-19 | 5.8131e-12 | 1.6885e-11 | 1.8348e-34 | 1.6199e-11 | 2.9786e-12 | 5.2042e-19 | -1.6199e-11 | -2.9786e-12 | 0 | 0 | 0 | 0 | 0 | 0 | 0.9 | 0.89822 | 0.89485 | 0.9 | 0.89822 | 0.89485 | 5.3866e-14 | -120.3131 | 119.9422 | 5.3865e-14 | -120.3131 | 119.9422
Line14_15_16 | 0 | 0 | 0 | 0 | 0 | 0 | 0 | 0 | 0 | 0 | 0 | 0 | -6.5052e-20 | -1.1626e-11 | -3.3771e-11 | 6.5052e-20 | 1.1626e-11 | 3.3771e-11 | 1.5613e-18 | 3.2398e-11 | 5.9571e-12 | -1.0408e-18 | -3.2398e-11 | -5.9571e-12 | 0 | 0 | 0 | 0 | 0 | 0 | 0.9 | 0.89822 | 0.89485 | 0.9 | 0.89822 | 0.89485 | 5.3887e-14 | -120.3131 | 119.9422 | 5.3902e-14 | -120.3131 | 119.9422
Line15_16_17 | 0 | 0 | 0 | 0 | 0 | 0 | 0 | 0 | 0 | 0 | 0 | 0 | -6.5052e-20 | -5.8131e-12 | -1.6885e-11 | 6.5052e-20 | 5.8131e-12 | 1.6885e-11 | -6.1199e-35 | 1.6199e-11 | 2.9785e-12 | -5.2042e-19 | -1.6199e-11 | -2.9786e-12 | 0 | 0 | 0 | 0 | 0 | 0 | 0.9 | 0.89822 | 0.89485 | 0.9 | 0.89822 | 0.89485 | 5.3902e-14 | -120.3131 | 119.9422 | 5.3895e-14 | -120.3131 | 119.9422
Line16_4_18 | 0 | 0.049869 | 0.049869 | 0 | 0.049869 | 0.049869 | 0 | 0.011517 | 0.011517 | 0 | 0.011517 | 0.011517 | -2.9356e-33 | 0.0099465 | 0.0025834 | 1.9562e-33 | -0.0098987 | -0.0025356 | 3.1225e-18 | 0.0026194 | 0.0099144 | -2.0817e-18 | -0.0025697 | -0.0098647 | 0 | -135.266 | 44.734 | 0 | 44.734 | -135.266 | 0.9 | 0.89311 | 0.88962 | 0.9 | 0.888 | 0.8844 | 5.3866e-14 | -120.5122 | 120.1294 | 5.3843e-14 | -120.7135 | 120.3187
Line17_5_19 | 0 | 0 | 0 | 0 | 0 | 0 | 0 | 0 | 0 | 0 | 0 | 0 | -4.8787e-34 | -5.8131e-12 | -1.6885e-11 | 0 | 5.8131e-12 | 1.6885e-11 | 5.2042e-19 | 1.6199e-11 | 2.9786e-12 | 0 | -1.6199e-11 | -2.9785e-12 | 0 | 0 | 0 | 0 | 0 | 0 | 0.9 | 0.89822 | 0.89485 | 0.9 | 0.89822 | 0.89485 | 5.3712e-14 | -120.3131 | 119.9422 | 5.3705e-14 | -120.3131 | 119.9422
Line1_1_3 | 0 | 0 | 0 | 0 | 0 | 0 | 0 | 0 | 0 | 0 | 0 | 0 | 3.0575e-18 | -4.6505e-11 | -1.3508e-10 | -2.7972e-18 | 4.6505e-11 | 1.3508e-10 | 2.6021e-18 | 1.2959e-10 | 2.3828e-11 | -1.5613e-18 | -1.2959e-10 | -2.3828e-11 | 0 | 0 | 0 | 0 | 0 | 0 | 0.9 | 0.89822 | 0.89485 | 0.9 | 0.89822 | 0.89485 | 5.371e-14 | -120.3131 | 119.9422 | 5.373e-14 | -120.3131 | 119.9422
Line2_1_4 | 0 | 0.049869 | 0.049869 | 0 | 0.049869 | 0.049869 | 0 | 0.011517 | 0.011517 | 0 | 0.011517 | 0.011517 | 5.7246e-18 | 0.0099942 | 0.0026311 | -5.7246e-18 | -0.0099465 | -0.0025834 | 1.9776e-17 | 0.0026691 | 0.0099642 | -1.7694e-17 | -0.0026194 | -0.0099144 | 0 | -135.266 | 44.734 | 0 | 44.734 | -135.266 | 0.9 | 0.89822 | 0.89485 | 0.9 | 0.89311 | 0.88962 | 5.371e-14 | -120.3131 | 119.9422 | 5.3866e-14 | -120.5122 | 120.1294
Line3_1_5 | 0 | 0 | 0 | 0 | 0 | 0 | 0 | 0 | 0 | 0 | 0 | 0 | 1.1709e-18 | -1.1626e-11 | -3.3771e-11 | -1.1709e-18 | 1.1626e-11 | 3.3771e-11 | 5.2042e-19 | 3.2398e-11 | 5.9571e-12 | 1.0408e-18 | -3.2398e-11 | -5.9571e-12 | 0 | 0 | 0 | 0 | 0 | 0 | 0.9 | 0.89822 | 0.89485 | 0.9 | 0.89822 | 0.89485 | 5.371e-14 | -120.3131 | 119.9422 | 5.3712e-14 | -120.3131 | 119.9422
Line4_2_6 | 0 | 0 | 0 | 0 | 0 | 0 | 0 | 0 | 0 | 0 | 0 | 0 | 1.4962e-18 | -2.9066e-11 | -8.4427e-11 | -1.4962e-18 | 2.9066e-11 | 8.4427e-11 | 2.6021e-18 | 8.0996e-11 | 1.4893e-11 | -3.1225e-18 | -8.0996e-11 | -1.4893e-11 | 0 | 0 | 0 | 0 | 0 | 0 | 0.9 | 0.89822 | 0.89485 | 0.9 | 0.89822 | 0.89485 | 5.3784e-14 | -120.3131 | 119.9422 | 5.3859e-14 | -120.3131 | 119.9422
Line5_6_7 | 0 | 0 | 0 | 0 | 0 | 0 | 0 | 0 | 0 | 0 | 0 | 0 | 9.7578e-19 | -2.3253e-11 | -6.7542e-11 | -9.7578e-19 | 2.3253e-11 | 6.7542e-11 | 3.1225e-18 | 6.4797e-11 | 1.1914e-11 | -3.1225e-18 | -6.4797e-11 | -1.1914e-11 | 0 | 0 | 0 | 0 | 0 | 0 | 0.9 | 0.89822 | 0.89485 | 0.9 | 0.89822 | 0.89485 | 5.3859e-14 | -120.3131 | 119.9422 | 5.3932e-14 | -120.3131 | 119.9422
Line6_7_8 | 0 | 0 | 0 | 0 | 0 | 0 | 0 | 0 | 0 | 0 | 0 | 0 | 1.236e-18 | -1.7439e-11 | -5.0656e-11 | -1.236e-18 | 1.7439e-11 | 5.0656e-11 | 3.6429e-18 | 4.8598e-11 | 8.9356e-12 | -3.6429e-18 | -4.8598e-11 | -8.9357e-12 | 0 | 0 | 0 | 0 | 0 | 0 | 0.9 | 0.89822 | 0.89485 | 0.9 | 0.89822 | 0.89485 | 5.3932e-14 | -120.3131 | 119.9422 | 5.3978e-14 | -120.3131 | 119.9422
Line7_8_9 | 0 | 0 | 0 | 0 | 0 | 0 | 0 | 0 | 0 | 0 | 0 | 0 | 1.9516e-19 | -5.8131e-12 | -1.6885e-11 | -1.9516e-19 | 5.8131e-12 | 1.6885e-11 | 5.2042e-19 | 1.6199e-11 | 2.9786e-12 | -1.5613e-18 | -1.6199e-11 | -2.9786e-12 | 0 | 0 | 0 | 0 | 0 | 0 | 0.9 | 0.89822 | 0.89485 | 0.9 | 0.89822 | 0.89485 | 5.3978e-14 | -120.3131 | 119.9422 | 5.3977e-14 | -120.3131 | 119.9422
Line8_8_10 | 0 | 0 | 0 | 0 | 0 | 0 | 0 | 0 | 0 | 0 | 0 | 0 | 7.8063e-19 | -5.8131e-12 | -1.6885e-11 | -7.8063e-19 | 5.8131e-12 | 1.6885e-11 | 7.3542e-34 | 1.6199e-11 | 2.9786e-12 | -7.3551e-34 | -1.6199e-11 | -2.9786e-12 | 0 | 0 | 0 | 0 | 0 | 0 | 0.9 | 0.89822 | 0.89485 | 0.9 | 0.89822 | 0.89485 | 5.3978e-14 | -120.3131 | 119.9422 | 5.3985e-14 | -120.3131 | 119.9422
Line9_3_11 | 0 | 0 | 0 | 0 | 0 | 0 | 0 | 0 | 0 | 0 | 0 | 0 | 2.2118e-18 | -4.0692e-11 | -1.182e-10 | -2.2118e-18 | 4.0692e-11 | 1.182e-10 | 1.5613e-18 | 1.1339e-10 | 2.085e-11 | -2.0817e-18 | -1.1339e-10 | -2.085e-11 | 0 | 0 | 0 | 0 | 0 | 0 | 0.9 | 0.89822 | 0.89485 | 0.9 | 0.89822 | 0.89485 | 5.373e-14 | -120.3131 | 119.9422 | 5.3773e-14 | -120.3131 | 119.9422

## LG_max_6
name | pf_ikss_a_from_ka | pf_ikss_b_from_ka | pf_ikss_c_from_ka | pf_ikss_a_to_ka | pf_ikss_b_to_ka | pf_ikss_c_to_ka | pf_skss_a_from_mw | pf_skss_b_from_mw | pf_skss_c_from_mw | pf_skss_a_to_mw | pf_skss_b_to_mw | pf_skss_c_to_mw | pf_p_a_from_mw | pf_p_b_from_mw | pf_p_c_from_mw | pf_p_a_to_mw | pf_p_b_to_mw | pf_p_c_to_mw | pf_q_a_from_mvar | pf_q_b_from_mvar | pf_q_c_from_mvar | pf_q_a_to_mvar | pf_q_b_to_mvar | pf_q_c_to_mvar | pf_ikss_a_from_degree | pf_ikss_b_from_degree | pf_ikss_c_from_degree | pf_ikss_a_to_degree | pf_ikss_b_to_degree | pf_ikss_c_to_degree | 3xI0 | pf_vm_a_from_pu | pf_vm_b_from_pu | pf_vm_c_from_pu | pf_vm_a_to_pu | pf_vm_b_to_pu | pf_vm_c_to_pu | pf_va_a_from_degree | pf_va_b_from_degree | pf_va_c_from_degree | pf_va_a_to_degree | pf_va_b_to_degree | pf_va_c_to_degree
Line0_1_2 | 2.2267e-06 | 2.2267e-06 | 2.2267e-06 | 1.8564e-06 | 1.8564e-06 | 1.8564e-06 | 5.1423e-07 | 5.1425e-07 | 5.1425e-07 | 4.2871e-07 | 4.2872e-07 | 4.2872e-07 | 4.3074e-09 | 4.995e-07 | -4.3519e-07 | -3.5199e-09 | -4.2204e-07 | 3.5694e-07 | 9.6586e-09 | -7.7657e-07 | -8.0838e-07 | -8.0835e-09 | 6.4377e-07 | 6.7706e-07 | -91.9842 | -91.9492 | -91.9492 | 87.5108 | 87.5527 | 87.5527 |  | 0.020566 | 1.7955 | 1.7853 | 0.020566 | 1.7955 | 1.7853 | -26.0194 | -149.1994 | 149.755 | -26.0194 | -149.1994 | 149.755
Line10_11_12 | 2.2267e-06 | 2.2267e-06 | 2.2267e-06 | 1.8564e-06 | 1.8564e-06 | 1.8564e-06 | 5.1423e-07 | 5.1425e-07 | 5.1425e-07 | 4.2871e-07 | 4.2872e-07 | 4.2872e-07 | 4.3073e-09 | 4.995e-07 | -4.3519e-07 | -3.5198e-09 | -4.2204e-07 | 3.5694e-07 | 9.6585e-09 | -7.7657e-07 | -8.0838e-07 | -8.0834e-09 | 6.4377e-07 | 6.7706e-07 | -91.9842 | -91.9492 | -91.9492 | 87.5108 | 87.5527 | 87.5527 |  | 0.020565 | 1.7955 | 1.7853 | 0.020565 | 1.7955 | 1.7853 | -26.0194 | -149.1994 | 149.755 | -26.0194 | -149.1994 | 149.755
Line11_12_13 | 1.8556e-06 | 1.8556e-06 | 1.8556e-06 | 1.4853e-06 | 1.4853e-06 | 1.4853e-06 | 4.2853e-07 | 4.2854e-07 | 4.2854e-07 | 3.4301e-07 | 3.4301e-07 | 3.4301e-07 | 3.5894e-09 | 4.1625e-07 | -3.6266e-07 | -2.8019e-09 | -3.3879e-07 | 2.8441e-07 | 8.0487e-09 | -6.4714e-07 | -6.7365e-07 | -6.4736e-09 | 5.1434e-07 | 5.4233e-07 | -91.9842 | -91.9492 | -91.9492 | 87.3846 | 87.4283 | 87.4283 |  | 0.020565 | 1.7955 | 1.7853 | 0.020565 | 1.7955 | 1.7853 | -26.0194 | -149.1994 | 149.755 | -26.0194 | -149.1994 | 149.755
Line12_13_15 | 1.1133e-06 | 1.1134e-06 | 1.1134e-06 | 0 | 0 | 0 | 2.5712e-07 | 2.5712e-07 | 2.5712e-07 | 0 | 0 | 0 | 2.1536e-09 | 2.4975e-07 | -2.176e-07 | -1.3662e-09 | -1.7229e-07 | 1.3934e-07 | 4.8292e-09 | -3.8829e-07 | -4.0419e-07 | -3.2542e-09 | 2.5548e-07 | 2.7287e-07 | -91.9842 | -91.9492 | -91.9492 | 0 | 0 | 0 |  | 0.020565 | 1.7955 | 1.7853 | 0.020565 | 1.7955 | 1.7853 | -26.0194 | -149.1994 | 149.755 | -26.0193 | -149.1994 | 149.755
Line13_13_14 | 0 | 0 | 0 | 0 | 0 | 0 | 0 | 0 | 0 | 0 | 0 | 0 | 7.1788e-10 | 8.325e-08 | -7.2532e-08 | 6.96e-11 | -5.7867e-09 | -5.7195e-09 | 1.6097e-09 | -1.2943e-07 | -1.3473e-07 | -3.4732e-11 | -3.3724e-09 | 3.4112e-09 | 0 | 0 | 0 | 0 | 0 | 0 |  | 0.020565 | 1.7955 | 1.7853 | 0.020565 | 1.7955 | 1.7853 | -26.0194 | -149.1994 | 149.755 | -26.0194 | -149.1994 | 149.755
Line14_15_16 | 0 | 0 | 0 | 0 | 0 | 0 | 0 | 0 | 0 | 0 | 0 | 0 | 1.4358e-09 | 1.665e-07 | -1.4506e-07 | -6.4828e-10 | -8.9037e-08 | 6.6812e-08 | 3.2195e-09 | -2.5886e-07 | -2.6946e-07 | -1.6445e-09 | 1.2606e-07 | 1.3814e-07 | 0 | 0 | 0 | 0 | 0 | 0 |  | 0.020565 | 1.7955 | 1.7853 | 0.020565 | 1.7955 | 1.7853 | -26.0193 | -149.1994 | 149.755 | -26.0193 | -149.1994 | 149.755
Line15_16_17 | 0 | 0 | 0 | 0 | 0 | 0 | 0 | 0 | 0 | 0 | 0 | 0 | 7.1788e-10 | 8.3251e-08 | -7.2532e-08 | 6.96e-11 | -5.7867e-09 | -5.7195e-09 | 1.6097e-09 | -1.2943e-07 | -1.3473e-07 | -3.4732e-11 | -3.3724e-09 | 3.4112e-09 | 0 | 0 | 0 | 0 | 0 | 0 |  | 0.020565 | 1.7955 | 1.7853 | 0.020565 | 1.7955 | 1.7853 | -26.0193 | -149.1994 | 149.755 | -26.0193 | -149.1994 | 149.755
Line16_4_18 | 0.1416 | 0 | 0 | 0.1416 | 0 | 0 | 0.032702 | 0 | 0 | 0.032702 | 0 | 0 | 0.00016709 | 8.3529e-08 | -7.2429e-08 | -1.9842e-14 | -5.7393e-09 | -5.6521e-09 | 0.00033419 | -1.292e-07 | -1.3454e-07 | 5.8457e-15 | -3.3461e-09 | 3.3965e-09 | -89.4544 | 0 | 0 | 90.5456 | 0 | 0 |  | 0.011426 | 1.793 | 1.7807 | 0 | 1.7918 | 1.7785 | -26.0195 | -149.0772 | 149.7442 | 0 | -149.0159 | 149.7388
Line17_5_19 | 0 | 0 | 0 | 0 | 0 | 0 | 0 | 0 | 0 | 0 | 0 | 0 | 7.179e-10 | 8.325e-08 | -7.2532e-08 | 6.9602e-11 | -5.7867e-09 | -5.7195e-09 | 1.6098e-09 | -1.2943e-07 | -1.3473e-07 | -3.4733e-11 | -3.3724e-09 | 3.4112e-09 | 0 | 0 | 0 | 0 | 0 | 0 |  | 0.020566 | 1.7955 | 1.7853 | 0.020566 | 1.7955 | 1.7853 | -26.0194 | -149.1994 | 149.755 | -26.0194 | -149.1994 | 149.755
Line1_1_3 | 2.9689e-06 | 2.969e-06 | 2.969e-06 | 2.5986e-06 | 2.5986e-06 | 2.5986e-06 | 6.8564e-07 | 6.8566e-07 | 6.8566e-07 | 6.0011e-07 | 6.0013e-07 | 6.0013e-07 | 5.7432e-09 | 6.66e-07 | -5.8025e-07 | -4.9556e-09 | -5.8854e-07 | 5.02e-07 | 1.2878e-08 | -1.0354e-06 | -1.0778e-06 | -1.1303e-08 | 9.0263e-07 | 9.4652e-07 | -91.9842 | -91.9492 | -91.9492 | 87.655 | 87.695 | 87.695 |  | 0.020566 | 1.7955 | 1.7853 | 0.020565 | 1.7955 | 1.7853 | -26.0194 | -149.1994 | 149.755 | -26.0194 | -149.1994 | 149.755
Line2_1_4 | 0.094396 | 0.047207 | 0.047207 | 0.094395 | 0.047207 | 0.047207 | 0.0218 | 0.010902 | 0.010902 | 0.0218 | 0.010902 | 0.010902 | 0.0002005 | -0.0098628 | 0.0099631 | -0.00011139 | 0.0098852 | -0.0099409 | 0.00040099 | 0.016908 | 0.01672 | -0.00022278 | -0.016864 | -0.016675 | -89.4542 | 90.5453 | 90.5453 | 90.5458 | -89.4547 | -89.4547 |  | 0.020566 | 1.7955 | 1.7853 | 0.011426 | 1.793 | 1.7807 | -26.0194 | -149.1994 | 149.755 | -26.0195 | -149.0772 | 149.7442
Line3_1_5 | 0 | 0 | 0 | 0 | 0 | 0 | 0 | 0 | 0 | 0 | 0 | 0 | 1.4358e-09 | 1.665e-07 | -1.4506e-07 | -6.4829e-10 | -8.9037e-08 | 6.6812e-08 | 3.2195e-09 | -2.5886e-07 | -2.6946e-07 | -1.6445e-09 | 1.2606e-07 | 1.3814e-07 | 0 | 0 | 0 | 0 | 0 | 0 |  | 0.020566 | 1.7955 | 1.7853 | 0.020566 | 1.7955 | 1.7853 | -26.0194 | -149.1994 | 149.755 | -26.0194 | -149.1994 | 149.755
Line4_2_6 | 1.8556e-06 | 1.8556e-06 | 1.8556e-06 | 1.4853e-06 | 1.4853e-06 | 1.4853e-06 | 4.2853e-07 | 4.2854e-07 | 4.2854e-07 | 3.4301e-07 | 3.4301e-07 | 3.4301e-07 | 3.5895e-09 | 4.1625e-07 | -3.6266e-07 | -2.802e-09 | -3.3879e-07 | 2.8441e-07 | 8.0488e-09 | -6.4714e-07 | -6.7365e-07 | -6.4737e-09 | 5.1434e-07 | 5.4233e-07 | -91.9842 | -91.9492 | -91.9492 | 87.3846 | 87.4283 | 87.4283 |  | 0.020566 | 1.7955 | 1.7853 | 0.020565 | 1.7955 | 1.7853 | -26.0194 | -149.1994 | 149.755 | -26.0194 | -149.1994 | 149.755
Line5_6_7 | 1.4845e-06 | 1.4845e-06 | 1.4845e-06 | 1.1142e-06 | 1.1142e-06 | 1.1142e-06 | 3.4282e-07 | 3.4283e-07 | 3.4283e-07 | 2.5731e-07 | 2.5731e-07 | 2.5731e-07 | 2.8716e-09 | 3.33e-07 | -2.9013e-07 | -2.0841e-09 | -2.5554e-07 | 2.1188e-07 | 6.439e-09 | -5.1771e-07 | -5.3892e-07 | -4.864e-09 | 3.8491e-07 | 4.076e-07 | -91.9842 | -91.9492 | -91.9492 | 87.1743 | 87.2209 | 87.2209 |  | 0.020565 | 1.7955 | 1.7853 | 0.020565 | 1.7955 | 1.7853 | -26.0194 | -149.1994 | 149.755 | -26.0194 | -149.1994 | 149.755
Line6_7_8 | 1.1133e-06 | 1.1134e-06 | 1.1134e-06 | 0 | 0 | 0 | 2.5712e-07 | 2.5712e-07 | 2.5712e-07 | 0 | 0 | 0 | 2.1537e-09 | 2.4975e-07 | -2.176e-07 | -1.3662e-09 | -1.7229e-07 | 1.3934e-07 | 4.8292e-09 | -3.8828e-07 | -4.0419e-07 | -3.2542e-09 | 2.5548e-07 | 2.7287e-07 | -91.9842 | -91.9492 | -91.9492 | 0 | 0 | 0 |  | 0.020565 | 1.7955 | 1.7853 | 0.020565 | 1.7955 | 1.7853 | -26.0194 | -149.1994 | 149.755 | -26.0194 | -149.1994 | 149.755
Line7_8_9 | 0 | 0 | 0 | 0 | 0 | 0 | 0 | 0 | 0 | 0 | 0 | 0 | 7.1789e-10 | 8.325e-08 | -7.2532e-08 | 6.9601e-11 | -5.7867e-09 | -5.7195e-09 | 1.6097e-09 | -1.2943e-07 | -1.3473e-07 | -3.4733e-11 | -3.3724e-09 | 3.4112e-09 | 0 | 0 | 0 | 0 | 0 | 0 |  | 0.020565 | 1.7955 | 1.7853 | 0.020565 | 1.7955 | 1.7853 | -26.0194 | -149.1994 | 149.755 | -26.0194 | -149.1994 | 149.755
Line8_8_10 | 0 | 0 | 0 | 0 | 0 | 0 | 0 | 0 | 0 | 0 | 0 | 0 | 7.1789e-10 | 8.325e-08 | -7.2532e-08 | 6.9601e-11 | -5.7867e-09 | -5.7195e-09 | 1.6097e-09 | -1.2943e-07 | -1.3473e-07 | -3.4733e-11 | -3.3724e-09 | 3.4112e-09 | 0 | 0 | 0 | 0 | 0 | 0 |  | 0.020565 | 1.7955 | 1.7853 | 0.020565 | 1.7955 | 1.7853 | -26.0194 | -149.1994 | 149.755 | -26.0194 | -149.1994 | 149.755
Line9_3_11 | 2.5978e-06 | 2.5979e-06 | 2.5979e-06 | 2.2275e-06 | 2.2275e-06 | 2.2275e-06 | 5.9994e-07 | 5.9995e-07 | 5.9995e-07 | 5.1441e-07 | 5.1442e-07 | 5.1442e-07 | 5.0252e-09 | 5.8275e-07 | -5.0772e-07 | -4.2377e-09 | -5.0529e-07 | 4.2947e-07 | 1.1268e-08 | -9.06e-07 | -9.4311e-07 | -9.6932e-09 | 7.732e-07 | 8.1179e-07 | -91.9842 | -91.9492 | -91.9492 | 87.5949 | 87.6357 | 87.6357 |  | 0.020565 | 1.7955 | 1.7853 | 0.020565 | 1.7955 | 1.7853 | -26.0194 | -149.1994 | 149.755 | -26.0194 | -149.1994 | 149.755

## LG_max_10
name | pf_ikss_a_from_ka | pf_ikss_b_from_ka | pf_ikss_c_from_ka | pf_ikss_a_to_ka | pf_ikss_b_to_ka | pf_ikss_c_to_ka | pf_skss_a_from_mw | pf_skss_b_from_mw | pf_skss_c_from_mw | pf_skss_a_to_mw | pf_skss_b_to_mw | pf_skss_c_to_mw | pf_p_a_from_mw | pf_p_b_from_mw | pf_p_c_from_mw | pf_p_a_to_mw | pf_p_b_to_mw | pf_p_c_to_mw | pf_q_a_from_mvar | pf_q_b_from_mvar | pf_q_c_from_mvar | pf_q_a_to_mvar | pf_q_b_to_mvar | pf_q_c_to_mvar | pf_ikss_a_from_degree | pf_ikss_b_from_degree | pf_ikss_c_from_degree | pf_ikss_a_to_degree | pf_ikss_b_to_degree | pf_ikss_c_to_degree | 3xI0 | pf_vm_a_from_pu | pf_vm_b_from_pu | pf_vm_c_from_pu | pf_vm_a_to_pu | pf_vm_b_to_pu | pf_vm_c_to_pu | pf_va_a_from_degree | pf_va_b_from_degree | pf_va_c_from_degree | pf_va_a_to_degree | pf_va_b_to_degree | pf_va_c_to_degree
Line0_1_2 | 2.3317e-06 | 2.3318e-06 | 2.3318e-06 | 1.9439e-06 | 1.944e-06 | 1.944e-06 | 5.3849e-07 | 5.385e-07 | 5.385e-07 | 4.4893e-07 | 4.4894e-07 | 4.4894e-07 | 4.7231e-09 | 5.4795e-07 | -4.7744e-07 | -3.8596e-09 | -4.6297e-07 | 3.916e-07 | 1.0591e-08 | -8.5158e-07 | -8.8643e-07 | -8.8642e-09 | 7.0595e-07 | 7.4243e-07 | -91.9835 | -91.9469 | -91.9469 | 87.5112 | 87.5552 | 87.5552 |  | 0.021536 | 1.8805 | 1.8697 | 0.021536 | 1.8805 | 1.8697 | -26.0176 | -149.1874 | 149.7456 | -26.0176 | -149.1874 | 149.7456
Line10_11_12 | 2.3317e-06 | 2.3318e-06 | 2.3318e-06 | 1.9439e-06 | 1.944e-06 | 1.944e-06 | 5.3849e-07 | 5.385e-07 | 5.385e-07 | 4.4893e-07 | 4.4894e-07 | 4.4894e-07 | 4.7231e-09 | 5.4795e-07 | -4.7744e-07 | -3.8595e-09 | -4.6297e-07 | 3.916e-07 | 1.0591e-08 | -8.5158e-07 | -8.8643e-07 | -8.8641e-09 | 7.0595e-07 | 7.4244e-07 | -91.9835 | -91.9469 | -91.9469 | 87.5112 | 87.5552 | 87.5552 |  | 0.021535 | 1.8805 | 1.8697 | 0.021535 | 1.8805 | 1.8697 | -26.0176 | -149.1874 | 149.7456 | -26.0176 | -149.1874 | 149.7456
Line11_12_13 | 1.9431e-06 | 1.9432e-06 | 1.9432e-06 | 1.5553e-06 | 1.5554e-06 | 1.5554e-06 | 4.4874e-07 | 4.4875e-07 | 4.4875e-07 | 3.5919e-07 | 3.592e-07 | 3.592e-07 | 3.9359e-09 | 4.5663e-07 | -3.9787e-07 | -3.0723e-09 | -3.7164e-07 | 3.1203e-07 | 8.826e-09 | -7.0965e-07 | -7.3869e-07 | -7.0989e-09 | 5.6402e-07 | 5.947e-07 | -91.9835 | -91.9469 | -91.9469 | 87.385 | 87.4308 | 87.4308 |  | 0.021535 | 1.8805 | 1.8697 | 0.021535 | 1.8805 | 1.8697 | -26.0176 | -149.1874 | 149.7456 | -26.0175 | -149.1874 | 149.7456
Line12_13_15 | 1.1659e-06 | 1.1659e-06 | 1.1659e-06 | 0 | 0 | 0 | 2.6925e-07 | 2.6925e-07 | 2.6925e-07 | 0 | 0 | 0 | 2.3615e-09 | 2.7398e-07 | -2.3872e-07 | -1.498e-09 | -1.8899e-07 | 1.5288e-07 | 5.2956e-09 | -4.2579e-07 | -4.4322e-07 | -3.5685e-09 | 2.8016e-07 | 2.9922e-07 | -91.9835 | -91.9469 | -91.9469 | 0 | 0 | 0 |  | 0.021535 | 1.8805 | 1.8697 | 0.021535 | 1.8805 | 1.8697 | -26.0175 | -149.1874 | 149.7456 | -26.0175 | -149.1874 | 149.7456
Line13_13_14 | 0 | 0 | 0 | 0 | 0 | 0 | 0 | 0 | 0 | 0 | 0 | 0 | 7.8717e-10 | 9.1325e-08 | -7.9574e-08 | 7.6356e-11 | -6.3443e-09 | -6.2703e-09 | 1.7652e-09 | -1.4193e-07 | -1.4774e-07 | -3.81e-11 | -3.6987e-09 | 3.7415e-09 | 0 | 0 | 0 | 0 | 0 | 0 |  | 0.021535 | 1.8805 | 1.8697 | 0.021535 | 1.8805 | 1.8697 | -26.0175 | -149.1874 | 149.7456 | -26.0175 | -149.1874 | 149.7456
Line14_15_16 | 0 | 0 | 0 | 0 | 0 | 0 | 0 | 0 | 0 | 0 | 0 | 0 | 1.5743e-09 | 1.8265e-07 | -1.5915e-07 | -7.1081e-10 | -9.7669e-08 | 7.3304e-08 | 3.5304e-09 | -2.8386e-07 | -2.9548e-07 | -1.8033e-09 | 1.3823e-07 | 1.5148e-07 | 0 | 0 | 0 | 0 | 0 | 0 |  | 0.021535 | 1.8805 | 1.8697 | 0.021535 | 1.8805 | 1.8697 | -26.0175 | -149.1874 | 149.7456 | -26.0175 | -149.1874 | 149.7456
Line15_16_17 | 0 | 0 | 0 | 0 | 0 | 0 | 0 | 0 | 0 | 0 | 0 | 0 | 7.8717e-10 | 9.1325e-08 | -7.9574e-08 | 7.6356e-11 | -6.3443e-09 | -6.2703e-09 | 1.7652e-09 | -1.4193e-07 | -1.4774e-07 | -3.81e-11 | -3.6987e-09 | 3.7415e-09 | 0 | 0 | 0 | 0 | 0 | 0 |  | 0.021535 | 1.8805 | 1.8697 | 0.021535 | 1.8805 | 1.8697 | -26.0175 | -149.1874 | 149.7456 | -26.0175 | -149.1874 | 149.7456
Line16_4_18 | 0.14828 | 0 | 0 | 0.14828 | 0 | 0 | 0.034244 | 0 | 0 | 0.034244 | 0 | 0 | 0.00018323 | 9.1631e-08 | -7.9462e-08 | -1.6166e-14 | -6.2924e-09 | -6.1963e-09 | 0.00036646 | -1.4168e-07 | -1.4753e-07 | 1.7636e-14 | -3.6698e-09 | 3.7253e-09 | -89.4526 | 0 | 0 | 90.5474 | 0 | 0 |  | 0.011964 | 1.8778 | 1.8649 | 0 | 1.8765 | 1.8625 | -26.0176 | -149.0652 | 149.7348 | 0 | -149.0039 | 149.7293
Line17_5_19 | 0 | 0 | 0 | 0 | 0 | 0 | 0 | 0 | 0 | 0 | 0 | 0 | 7.8719e-10 | 9.1325e-08 | -7.9574e-08 | 7.6358e-11 | -6.3443e-09 | -6.2703e-09 | 1.7652e-09 | -1.4193e-07 | -1.4774e-07 | -3.8101e-11 | -3.6987e-09 | 3.7415e-09 | 0 | 0 | 0 | 0 | 0 | 0 |  | 0.021536 | 1.8805 | 1.8697 | 0.021536 | 1.8805 | 1.8697 | -26.0176 | -149.1874 | 149.7456 | -26.0176 | -149.1874 | 149.7456
Line1_1_3 | 3.109e-06 | 3.1091e-06 | 3.1091e-06 | 2.7211e-06 | 2.7212e-06 | 2.7212e-06 | 7.1799e-07 | 7.18e-07 | 7.18e-07 | 6.2842e-07 | 6.2844e-07 | 6.2844e-07 | 6.2975e-09 | 7.306e-07 | -6.3659e-07 | -5.4339e-09 | -6.4562e-07 | 5.5075e-07 | 1.4122e-08 | -1.1354e-06 | -1.1819e-06 | -1.2395e-08 | 9.8981e-07 | 1.0379e-06 | -91.9835 | -91.9469 | -91.9469 | 87.6556 | 87.6974 | 87.6974 |  | 0.021536 | 1.8805 | 1.8697 | 0.021536 | 1.8805 | 1.8697 | -26.0176 | -149.1874 | 149.7456 | -26.0176 | -149.1874 | 149.7456
Line2_1_4 | 0.098848 | 0.049434 | 0.049434 | 0.098848 | 0.049434 | 0.049434 | 0.022828 | 0.011416 | 0.011416 | 0.022828 | 0.011416 | 0.011416 | 0.00021986 | -0.01082 | 0.01093 | -0.00012215 | 0.010844 | -0.010906 | 0.00043972 | 0.018542 | 0.018334 | -0.00024429 | -0.018493 | -0.018285 | -89.4524 | 90.5471 | 90.5471 | 90.5476 | -89.4529 | -89.4529 |  | 0.021536 | 1.8805 | 1.8697 | 0.011964 | 1.8778 | 1.8649 | -26.0176 | -149.1874 | 149.7456 | -26.0176 | -149.0652 | 149.7348
Line3_1_5 | 0 | 0 | 0 | 0 | 0 | 0 | 0 | 0 | 0 | 0 | 0 | 0 | 1.5744e-09 | 1.8265e-07 | -1.5915e-07 | -7.1083e-10 | -9.7669e-08 | 7.3304e-08 | 3.5305e-09 | -2.8386e-07 | -2.9548e-07 | -1.8033e-09 | 1.3823e-07 | 1.5148e-07 | 0 | 0 | 0 | 0 | 0 | 0 |  | 0.021536 | 1.8805 | 1.8697 | 0.021536 | 1.8805 | 1.8697 | -26.0176 | -149.1874 | 149.7456 | -26.0176 | -149.1874 | 149.7456
Line4_2_6 | 1.9431e-06 | 1.9432e-06 | 1.9432e-06 | 1.5553e-06 | 1.5554e-06 | 1.5554e-06 | 4.4874e-07 | 4.4875e-07 | 4.4875e-07 | 3.5919e-07 | 3.592e-07 | 3.592e-07 | 3.9359e-09 | 4.5663e-07 | -3.9787e-07 | -3.0724e-09 | -3.7164e-07 | 3.1203e-07 | 8.8261e-09 | -7.0965e-07 | -7.3869e-07 | -7.099e-09 | 5.6402e-07 | 5.947e-07 | -91.9835 | -91.9469 | -91.9469 | 87.385 | 87.4308 | 87.4308 |  | 0.021536 | 1.8805 | 1.8697 | 0.021536 | 1.8805 | 1.8697 | -26.0176 | -149.1874 | 149.7456 | -26.0176 | -149.1874 | 149.7456
Line5_6_7 | 1.5545e-06 | 1.5545e-06 | 1.5545e-06 | 1.1667e-06 | 1.1668e-06 | 1.1668e-06 | 3.5899e-07 | 3.59e-07 | 3.59e-07 | 2.6945e-07 | 2.6945e-07 | 2.6945e-07 | 3.1487e-09 | 3.653e-07 | -3.183e-07 | -2.2852e-09 | -2.8032e-07 | 2.3245e-07 | 7.0609e-09 | -5.6772e-07 | -5.9095e-07 | -5.3337e-09 | 4.2209e-07 | 4.4696e-07 | -91.9835 | -91.9469 | -91.9469 | 87.1747 | 87.2235 | 87.2235 |  | 0.021536 | 1.8805 | 1.8697 | 0.021535 | 1.8805 | 1.8697 | -26.0176 | -149.1874 | 149.7456 | -26.0176 | -149.1874 | 149.7456
Line6_7_8 | 1.1659e-06 | 1.1659e-06 | 1.1659e-06 | 0 | 0 | 0 | 2.6925e-07 | 2.6925e-07 | 2.6925e-07 | 0 | 0 | 0 | 2.3615e-09 | 2.7398e-07 | -2.3872e-07 | -1.498e-09 | -1.8899e-07 | 1.5288e-07 | 5.2956e-09 | -4.2579e-07 | -4.4322e-07 | -3.5685e-09 | 2.8016e-07 | 2.9922e-07 | -91.9835 | -91.9469 | -91.9469 | 0 | 0 | 0 |  | 0.021535 | 1.8805 | 1.8697 | 0.021535 | 1.8805 | 1.8697 | -26.0176 | -149.1874 | 149.7456 | -26.0176 | -149.1874 | 149.7456
Line7_8_9 | 0 | 0 | 0 | 0 | 0 | 0 | 0 | 0 | 0 | 0 | 0 | 0 | 7.8718e-10 | 9.1325e-08 | -7.9574e-08 | 7.6357e-11 | -6.3443e-09 | -6.2703e-09 | 1.7652e-09 | -1.4193e-07 | -1.4774e-07 | -3.8101e-11 | -3.6987e-09 | 3.7415e-09 | 0 | 0 | 0 | 0 | 0 | 0 |  | 0.021535 | 1.8805 | 1.8697 | 0.021535 | 1.8805 | 1.8697 | -26.0176 | -149.1874 | 149.7456 | -26.0176 | -149.1874 | 149.7456
Line8_8_10 | 0 | 0 | 0 | 0 | 0 | 0 | 0 | 0 | 0 | 0 | 0 | 0 | 7.8718e-10 | 9.1325e-08 | -7.9574e-08 | 7.6357e-11 | -6.3443e-09 | -6.2703e-09 | 1.7652e-09 | -1.4193e-07 | -1.4774e-07 | -3.8101e-11 | -3.6987e-09 | 3.7415e-09 | 0 | 0 | 0 | 0 | 0 | 0 |  | 0.021535 | 1.8805 | 1.8697 | 0.021535 | 1.8805 | 1.8697 | -26.0176 | -149.1874 | 149.7456 | -26.0176 | -149.1874 | 149.7456
Line9_3_11 | 2.7204e-06 | 2.7204e-06 | 2.7204e-06 | 2.3325e-06 | 2.3326e-06 | 2.3326e-06 | 6.2824e-07 | 6.2825e-07 | 6.2825e-07 | 5.3868e-07 | 5.3869e-07 | 5.3869e-07 | 5.5103e-09 | 6.3928e-07 | -5.5702e-07 | -4.6467e-09 | -5.543e-07 | 4.7117e-07 | 1.2357e-08 | -9.9351e-07 | -1.0342e-06 | -1.0629e-08 | 8.4788e-07 | 8.9017e-07 | -91.9835 | -91.9469 | -91.9469 | 87.5954 | 87.6381 | 87.6381 |  | 0.021536 | 1.8805 | 1.8697 | 0.021535 | 1.8805 | 1.8697 | -26.0176 | -149.1874 | 149.7456 | -26.0176 | -149.1874 | 149.7456

## LG_max_fault_6
name | pf_ikss_a_from_ka | pf_ikss_b_from_ka | pf_ikss_c_from_ka | pf_ikss_a_to_ka | pf_ikss_b_to_ka | pf_ikss_c_to_ka | pf_skss_a_from_mw | pf_skss_b_from_mw | pf_skss_c_from_mw | pf_skss_a_to_mw | pf_skss_b_to_mw | pf_skss_c_to_mw | pf_p_a_from_mw | pf_p_b_from_mw | pf_p_c_from_mw | pf_p_a_to_mw | pf_p_b_to_mw | pf_p_c_to_mw | pf_q_a_from_mvar | pf_q_b_from_mvar | pf_q_c_from_mvar | pf_q_a_to_mvar | pf_q_b_to_mvar | pf_q_c_to_mvar | pf_ikss_a_from_degree | pf_ikss_b_from_degree | pf_ikss_c_from_degree | pf_ikss_a_to_degree | pf_ikss_b_to_degree | pf_ikss_c_to_degree | 3xI0 | pf_vm_a_from_pu | pf_vm_b_from_pu | pf_vm_c_from_pu | pf_vm_a_to_pu | pf_vm_b_to_pu | pf_vm_c_to_pu | pf_va_a_from_degree | pf_va_b_from_degree | pf_va_c_from_degree | pf_va_a_to_degree | pf_va_b_to_degree | pf_va_c_to_degree
Line0_1_2 | 0 | 0 | 0 | 0 | 0 | 0 | 0 | 0 | 0 | 0 | 0 | 0 | 6.3048e-08 | 4.8852e-08 | -1.0908e-07 | -5.2053e-08 | -4.1604e-08 | 9.0834e-08 | 6.9084e-08 | -1.2124e-07 | -1.3598e-08 | -5.8055e-08 | 1.0071e-07 | 1.2127e-08 | 0 | 0 | 0 | 0 | 0 | 0 |  | 0.89001 | 1.2438 | 1.046 | 0.89001 | 1.2438 | 1.046 | -8.1429 | -123.7765 | 131.3828 | -8.1429 | -123.7765 | 131.3828
Line10_11_12 | 0 | 0 | 0 | 0 | 0 | 0 | 0 | 0 | 0 | 0 | 0 | 0 | 6.3048e-08 | 4.8852e-08 | -1.0908e-07 | -5.2053e-08 | -4.1604e-08 | 9.0834e-08 | 6.9084e-08 | -1.2124e-07 | -1.3598e-08 | -5.8055e-08 | 1.0071e-07 | 1.2127e-08 | 0 | 0 | 0 | 0 | 0 | 0 |  | 0.89001 | 1.2438 | 1.046 | 0.89001 | 1.2438 | 1.046 | -8.1429 | -123.7765 | 131.3828 | -8.1429 | -123.7765 | 131.3828
Line11_12_13 | 0 | 0 | 0 | 0 | 0 | 0 | 0 | 0 | 0 | 0 | 0 | 0 | 5.254e-08 | 4.071e-08 | -9.0898e-08 | -4.1545e-08 | -3.3462e-08 | 7.2655e-08 | 5.757e-08 | -1.0103e-07 | -1.1332e-08 | -4.6541e-08 | 8.0509e-08 | 9.8602e-09 | 0 | 0 | 0 | 0 | 0 | 0 |  | 0.89001 | 1.2438 | 1.046 | 0.89001 | 1.2438 | 1.046 | -8.1429 | -123.7765 | 131.3828 | -8.1429 | -123.7765 | 131.3828
Line12_13_15 | 0 | 0 | 0 | 0 | 0 | 0 | 0 | 0 | 0 | 0 | 0 | 0 | 3.1524e-08 | 2.4426e-08 | -5.4539e-08 | -2.0529e-08 | -1.7178e-08 | 3.6295e-08 | 3.4542e-08 | -6.0618e-08 | -6.7991e-09 | -2.3513e-08 | 4.0097e-08 | 5.3275e-09 | 0 | 0 | 0 | 0 | 0 | 0 |  | 0.89001 | 1.2438 | 1.046 | 0.89001 | 1.2438 | 1.046 | -8.1429 | -123.7765 | 131.3828 | -8.1429 | -123.7765 | 131.3828
Line13_13_14 | 0 | 0 | 0 | 0 | 0 | 0 | 0 | 0 | 0 | 0 | 0 | 0 | 1.0508e-08 | 8.1419e-09 | -1.818e-08 | 4.8755e-10 | -8.9413e-10 | -6.3798e-11 | 1.1514e-08 | -2.0206e-08 | -2.2664e-09 | -4.8534e-10 | -3.154e-10 | 7.9479e-10 | 0 | 0 | 0 | 0 | 0 | 0 |  | 0.89001 | 1.2438 | 1.046 | 0.89001 | 1.2438 | 1.046 | -8.1429 | -123.7765 | 131.3828 | -8.1429 | -123.7765 | 131.3828
Line14_15_16 | 0 | 0 | 0 | 0 | 0 | 0 | 0 | 0 | 0 | 0 | 0 | 0 | 2.1016e-08 | 1.6284e-08 | -3.6359e-08 | -1.0021e-08 | -9.0361e-09 | 1.8116e-08 | 2.3028e-08 | -4.0412e-08 | -4.5327e-09 | -1.1999e-08 | 1.9891e-08 | 3.0611e-09 | 0 | 0 | 0 | 0 | 0 | 0 |  | 0.89001 | 1.2438 | 1.046 | 0.89001 | 1.2438 | 1.046 | -8.1429 | -123.7765 | 131.3828 | -8.1429 | -123.7765 | 131.3828
Line15_16_17 | 0 | 0 | 0 | 0 | 0 | 0 | 0 | 0 | 0 | 0 | 0 | 0 | 1.0508e-08 | 8.1419e-09 | -1.818e-08 | 4.8755e-10 | -8.9413e-10 | -6.3798e-11 | 1.1514e-08 | -2.0206e-08 | -2.2664e-09 | -4.8534e-10 | -3.154e-10 | 7.9479e-10 | 0 | 0 | 0 | 0 | 0 | 0 |  | 0.89001 | 1.2438 | 1.046 | 0.89001 | 1.2438 | 1.046 | -8.1429 | -123.7765 | 131.3828 | -8.1429 | -123.7765 | 131.3828
Line16_4_18 | 0.028938 | 0 | 0 | 0.028937 | 0 | 0 | 0.0066828 | 0 | 0 | 0.0066828 | 0 | 0 | 0.0041939 | 8.1617e-09 | -1.8193e-08 | -0.0041869 | -8.8874e-10 | -6.0068e-11 | 0.0042009 | -2.0213e-08 | -2.2574e-09 | -0.0041869 | -3.1128e-10 | 7.8971e-10 | -53.2284 | 0 | 0 | 126.7716 | 0 | 0 |  | 0.88824 | 1.2431 | 1.0455 | 0.88603 | 1.2428 | 1.0453 | -8.1808 | -123.7455 | 131.339 | -8.2284 | -123.73 | 131.3171
Line17_5_19 | 0 | 0 | 0 | 0 | 0 | 0 | 0 | 0 | 0 | 0 | 0 | 0 | 1.0508e-08 | 8.1419e-09 | -1.818e-08 | 4.8755e-10 | -8.9413e-10 | -6.3797e-11 | 1.1514e-08 | -2.0206e-08 | -2.2664e-09 | -4.8534e-10 | -3.154e-10 | 7.9479e-10 | 0 | 0 | 0 | 0 | 0 | 0 |  | 0.89001 | 1.2438 | 1.046 | 0.89001 | 1.2438 | 1.046 | -8.1429 | -123.7765 | 131.3828 | -8.1429 | -123.7765 | 131.3828
Line1_1_3 | 0 | 0 | 0 | 0 | 0 | 0 | 0 | 0 | 0 | 0 | 0 | 0 | 8.4064e-08 | 6.5135e-08 | -1.4544e-07 | -7.3069e-08 | -5.7888e-08 | 1.2719e-07 | 9.2112e-08 | -1.6165e-07 | -1.8131e-08 | -8.1083e-08 | 1.4113e-07 | 1.6659e-08 | 0 | 0 | 0 | 0 | 0 | 0 |  | 0.89001 | 1.2438 | 1.046 | 0.89001 | 1.2438 | 1.046 | -8.1429 | -123.7765 | 131.3828 | -8.1429 | -123.7765 | 131.3828
Line2_1_4 | 0.01929 | 0.009647 | 0.009647 | 0.01929 | 0.0096471 | 0.0096471 | 0.0044549 | 0.0022279 | 0.0022279 | 0.0044549 | 0.0022279 | 0.0022279 | 0.0027995 | -0.0009228 | 0.0023228 | -0.0027957 | 0.00092374 | -0.0023219 | 0.0028078 | 0.0026128 | 0.00018736 | -0.0028004 | -0.002611 | -0.0001855 | -53.2282 | 126.7712 | 126.7712 | 126.7718 | -53.2288 | -53.2288 |  | 0.89001 | 1.2438 | 1.046 | 0.88824 | 1.2431 | 1.0455 | -8.1429 | -123.7765 | 131.3828 | -8.1808 | -123.7455 | 131.339
Line3_1_5 | 0 | 0 | 0 | 0 | 0 | 0 | 0 | 0 | 0 | 0 | 0 | 0 | 2.1016e-08 | 1.6284e-08 | -3.6359e-08 | -1.0021e-08 | -9.036e-09 | 1.8116e-08 | 2.3028e-08 | -4.0412e-08 | -4.5327e-09 | -1.1999e-08 | 1.9891e-08 | 3.0611e-09 | 0 | 0 | 0 | 0 | 0 | 0 |  | 0.89001 | 1.2438 | 1.046 | 0.89001 | 1.2438 | 1.046 | -8.1429 | -123.7765 | 131.3828 | -8.1429 | -123.7765 | 131.3828
Line4_2_6 | 0 | 0 | 0 | 0 | 0 | 0 | 0 | 0 | 0 | 0 | 0 | 0 | 5.254e-08 | 4.071e-08 | -9.0898e-08 | -4.1545e-08 | -3.3462e-08 | 7.2655e-08 | 5.757e-08 | -1.0103e-07 | -1.1332e-08 | -4.6541e-08 | 8.0509e-08 | 9.8602e-09 | 0 | 0 | 0 | 0 | 0 | 0 |  | 0.89001 | 1.2438 | 1.046 | 0.89001 | 1.2438 | 1.046 | -8.1429 | -123.7765 | 131.3828 | -8.1429 | -123.7765 | 131.3828
Line5_6_7 | 0 | 0 | 0 | 0 | 0 | 0 | 0 | 0 | 0 | 0 | 0 | 0 | 4.2032e-08 | 3.2568e-08 | -7.2718e-08 | -3.1037e-08 | -2.532e-08 | 5.4475e-08 | 4.6056e-08 | -8.0824e-08 | -9.0654e-09 | -3.5027e-08 | 6.0303e-08 | 7.5939e-09 | 0 | 0 | 0 | 0 | 0 | 0 |  | 0.89001 | 1.2438 | 1.046 | 0.89001 | 1.2438 | 1.046 | -8.1429 | -123.7765 | 131.3828 | -8.1429 | -123.7765 | 131.3828
Line6_7_8 | 0 | 0 | 0 | 0 | 0 | 0 | 0 | 0 | 0 | 0 | 0 | 0 | 3.1524e-08 | 2.4426e-08 | -5.4539e-08 | -2.0529e-08 | -1.7178e-08 | 3.6295e-08 | 3.4542e-08 | -6.0618e-08 | -6.7991e-09 | -2.3513e-08 | 4.0097e-08 | 5.3275e-09 | 0 | 0 | 0 | 0 | 0 | 0 |  | 0.89001 | 1.2438 | 1.046 | 0.89001 | 1.2438 | 1.046 | -8.1429 | -123.7765 | 131.3828 | -8.1429 | -123.7765 | 131.3828
Line7_8_9 | 0 | 0 | 0 | 0 | 0 | 0 | 0 | 0 | 0 | 0 | 0 | 0 | 1.0508e-08 | 8.1419e-09 | -1.818e-08 | 4.8755e-10 | -8.9413e-10 | -6.3798e-11 | 1.1514e-08 | -2.0206e-08 | -2.2664e-09 | -4.8534e-10 | -3.154e-10 | 7.9479e-10 | 0 | 0 | 0 | 0 | 0 | 0 |  | 0.89001 | 1.2438 | 1.046 | 0.89001 | 1.2438 | 1.046 | -8.1429 | -123.7765 | 131.3828 | -8.1429 | -123.7765 | 131.3828
Line8_8_10 | 0 | 0 | 0 | 0 | 0 | 0 | 0 | 0 | 0 | 0 | 0 | 0 | 1.0508e-08 | 8.1419e-09 | -1.818e-08 | 4.8755e-10 | -8.9413e-10 | -6.3798e-11 | 1.1514e-08 | -2.0206e-08 | -2.2664e-09 | -4.8534e-10 | -3.154e-10 | 7.9479e-10 | 0 | 0 | 0 | 0 | 0 | 0 |  | 0.89001 | 1.2438 | 1.046 | 0.89001 | 1.2438 | 1.046 | -8.1429 | -123.7765 | 131.3828 | -8.1429 | -123.7765 | 131.3828
Line9_3_11 | 0 | 0 | 0 | 0 | 0 | 0 | 0 | 0 | 0 | 0 | 0 | 0 | 7.3556e-08 | 5.6993e-08 | -1.2726e-07 | -6.2561e-08 | -4.9746e-08 | 1.0901e-07 | 8.0598e-08 | -1.4144e-07 | -1.5864e-08 | -6.9569e-08 | 1.2092e-07 | 1.4393e-08 | 0 | 0 | 0 | 0 | 0 | 0 |  | 0.89001 | 1.2438 | 1.046 | 0.89001 | 1.2438 | 1.046 | -8.1429 | -123.7765 | 131.3828 | -8.1429 | -123.7765 | 131.3828

## LG_max_fault_10
name | pf_ikss_a_from_ka | pf_ikss_b_from_ka | pf_ikss_c_from_ka | pf_ikss_a_to_ka | pf_ikss_b_to_ka | pf_ikss_c_to_ka | pf_skss_a_from_mw | pf_skss_b_from_mw | pf_skss_c_from_mw | pf_skss_a_to_mw | pf_skss_b_to_mw | pf_skss_c_to_mw | pf_p_a_from_mw | pf_p_b_from_mw | pf_p_c_from_mw | pf_p_a_to_mw | pf_p_b_to_mw | pf_p_c_to_mw | pf_q_a_from_mvar | pf_q_b_from_mvar | pf_q_c_from_mvar | pf_q_a_to_mvar | pf_q_b_to_mvar | pf_q_c_to_mvar | pf_ikss_a_from_degree | pf_ikss_b_from_degree | pf_ikss_c_from_degree | pf_ikss_a_to_degree | pf_ikss_b_to_degree | pf_ikss_c_to_degree | 3xI0 | pf_vm_a_from_pu | pf_vm_b_from_pu | pf_vm_c_from_pu | pf_vm_a_to_pu | pf_vm_b_to_pu | pf_vm_c_to_pu | pf_va_a_from_degree | pf_va_b_from_degree | pf_va_c_from_degree | pf_va_a_to_degree | pf_va_b_to_degree | pf_va_c_to_degree
Line0_1_2 | 0 | 0 | 0 | 0 | 0 | 0 | 0 | 0 | 0 | 0 | 0 | 0 | 6.9184e-08 | 5.3615e-08 | -1.197e-07 | -5.7118e-08 | -4.566e-08 | 9.9684e-08 | 7.581e-08 | -1.3304e-07 | -1.492e-08 | -6.3708e-08 | 1.1052e-07 | 1.3306e-08 | 0 | 0 | 0 | 0 | 0 | 0 |  | 0.93233 | 1.3029 | 1.0958 | 0.93233 | 1.3029 | 1.0958 | -8.1455 | -123.7758 | 131.3795 | -8.1455 | -123.7758 | 131.3795
Line10_11_12 | 0 | 0 | 0 | 0 | 0 | 0 | 0 | 0 | 0 | 0 | 0 | 0 | 6.9184e-08 | 5.3615e-08 | -1.197e-07 | -5.7118e-08 | -4.566e-08 | 9.9684e-08 | 7.581e-08 | -1.3304e-07 | -1.492e-08 | -6.3708e-08 | 1.1052e-07 | 1.3306e-08 | 0 | 0 | 0 | 0 | 0 | 0 |  | 0.93233 | 1.3029 | 1.0958 | 0.93233 | 1.3029 | 1.0958 | -8.1455 | -123.7758 | 131.3795 | -8.1455 | -123.7758 | 131.3795
Line11_12_13 | 0 | 0 | 0 | 0 | 0 | 0 | 0 | 0 | 0 | 0 | 0 | 0 | 5.7653e-08 | 4.4679e-08 | -9.9754e-08 | -4.5587e-08 | -3.6724e-08 | 7.9733e-08 | 6.3175e-08 | -1.1087e-07 | -1.2434e-08 | -5.1073e-08 | 8.8346e-08 | 1.0819e-08 | 0 | 0 | 0 | 0 | 0 | 0 |  | 0.93233 | 1.3029 | 1.0958 | 0.93233 | 1.3029 | 1.0958 | -8.1455 | -123.7758 | 131.3795 | -8.1455 | -123.7758 | 131.3795
Line12_13_15 | 0 | 0 | 0 | 0 | 0 | 0 | 0 | 0 | 0 | 0 | 0 | 0 | 3.4592e-08 | 2.6807e-08 | -5.9852e-08 | -2.2526e-08 | -1.8853e-08 | 3.9832e-08 | 3.7905e-08 | -6.6519e-08 | -7.4602e-09 | -2.5803e-08 | 4.4e-08 | 5.8455e-09 | 0 | 0 | 0 | 0 | 0 | 0 |  | 0.93233 | 1.3029 | 1.0958 | 0.93233 | 1.3029 | 1.0958 | -8.1455 | -123.7758 | 131.3795 | -8.1455 | -123.7758 | 131.3795
Line13_13_14 | 0 | 0 | 0 | 0 | 0 | 0 | 0 | 0 | 0 | 0 | 0 | 0 | 1.1531e-08 | 8.9358e-09 | -1.9951e-08 | 5.3526e-10 | -9.8096e-10 | -6.9971e-11 | 1.2635e-08 | -2.2173e-08 | -2.4867e-09 | -5.328e-10 | -3.4607e-10 | 8.7203e-10 | 0 | 0 | 0 | 0 | 0 | 0 |  | 0.93233 | 1.3029 | 1.0958 | 0.93233 | 1.3029 | 1.0958 | -8.1455 | -123.7758 | 131.3795 | -8.1455 | -123.7758 | 131.3795
Line14_15_16 | 0 | 0 | 0 | 0 | 0 | 0 | 0 | 0 | 0 | 0 | 0 | 0 | 2.3061e-08 | 1.7872e-08 | -3.9902e-08 | -1.0995e-08 | -9.9168e-09 | 1.9881e-08 | 2.527e-08 | -4.4346e-08 | -4.9734e-09 | -1.3168e-08 | 2.1827e-08 | 3.3588e-09 | 0 | 0 | 0 | 0 | 0 | 0 |  | 0.93233 | 1.3029 | 1.0958 | 0.93233 | 1.3029 | 1.0958 | -8.1455 | -123.7758 | 131.3795 | -8.1455 | -123.7758 | 131.3795
Line15_16_17 | 0 | 0 | 0 | 0 | 0 | 0 | 0 | 0 | 0 | 0 | 0 | 0 | 1.1531e-08 | 8.9358e-09 | -1.9951e-08 | 5.3526e-10 | -9.8096e-10 | -6.9971e-11 | 1.2635e-08 | -2.2173e-08 | -2.4867e-09 | -5.328e-10 | -3.4607e-10 | 8.7203e-10 | 0 | 0 | 0 | 0 | 0 | 0 |  | 0.93233 | 1.3029 | 1.0958 | 0.93233 | 1.3029 | 1.0958 | -8.1455 | -123.7758 | 131.3795 | -8.1455 | -123.7758 | 131.3795
Line16_4_18 | 0.030313 | 0 | 0 | 0.030313 | 0 | 0 | 0.0070005 | 0 | 0 | 0.0070005 | 0 | 0 | 0.0046021 | 8.9575e-09 | -1.9966e-08 | -0.0045944 | -9.7505e-10 | -6.5878e-11 | 0.0046098 | -2.218e-08 | -2.4769e-09 | -0.0045944 | -3.4155e-10 | 8.6646e-10 | -53.2311 | 0 | 0 | 126.7689 | 0 | 0 |  | 0.93047 | 1.3023 | 1.0953 | 0.92815 | 1.3019 | 1.095 | -8.1834 | -123.7449 | 131.3357 | -8.2311 | -123.7294 | 131.3138
Line17_5_19 | 0 | 0 | 0 | 0 | 0 | 0 | 0 | 0 | 0 | 0 | 0 | 0 | 1.1531e-08 | 8.9358e-09 | -1.9951e-08 | 5.3526e-10 | -9.8096e-10 | -6.997e-11 | 1.2635e-08 | -2.2173e-08 | -2.4867e-09 | -5.328e-10 | -3.4607e-10 | 8.7203e-10 | 0 | 0 | 0 | 0 | 0 | 0 |  | 0.93233 | 1.3029 | 1.0958 | 0.93233 | 1.3029 | 1.0958 | -8.1455 | -123.7758 | 131.3795 | -8.1455 | -123.7758 | 131.3795
Line1_1_3 | 0 | 0 | 0 | 0 | 0 | 0 | 0 | 0 | 0 | 0 | 0 | 0 | 9.2245e-08 | 7.1486e-08 | -1.5961e-07 | -8.018e-08 | -6.3532e-08 | 1.3959e-07 | 1.0108e-07 | -1.7738e-07 | -1.9894e-08 | -8.8978e-08 | 1.5487e-07 | 1.8279e-08 | 0 | 0 | 0 | 0 | 0 | 0 |  | 0.93233 | 1.3029 | 1.0958 | 0.93233 | 1.3029 | 1.0958 | -8.1455 | -123.7758 | 131.3795 | -8.1455 | -123.7758 | 131.3795
Line2_1_4 | 0.020208 | 0.010106 | 0.010106 | 0.020207 | 0.010106 | 0.010106 | 0.0046667 | 0.0023338 | 0.0023338 | 0.0046667 | 0.0023338 | 0.0023338 | 0.003072 | -0.0010128 | 0.0025491 | -0.0030679 | 0.0010139 | -0.0025481 | 0.0030811 | 0.0028672 | 0.00020558 | -0.003073 | -0.0028652 | -0.00020354 | -53.2309 | 126.7686 | 126.7686 | 126.7691 | -53.2314 | -53.2314 |  | 0.93233 | 1.3029 | 1.0958 | 0.93047 | 1.3023 | 1.0953 | -8.1455 | -123.7758 | 131.3795 | -8.1834 | -123.7449 | 131.3357
Line3_1_5 | 0 | 0 | 0 | 0 | 0 | 0 | 0 | 0 | 0 | 0 | 0 | 0 | 2.3061e-08 | 1.7872e-08 | -3.9902e-08 | -1.0995e-08 | -9.9168e-09 | 1.9881e-08 | 2.527e-08 | -4.4346e-08 | -4.9734e-09 | -1.3168e-08 | 2.1827e-08 | 3.3587e-09 | 0 | 0 | 0 | 0 | 0 | 0 |  | 0.93233 | 1.3029 | 1.0958 | 0.93233 | 1.3029 | 1.0958 | -8.1455 | -123.7758 | 131.3795 | -8.1455 | -123.7758 | 131.3795
Line4_2_6 | 0 | 0 | 0 | 0 | 0 | 0 | 0 | 0 | 0 | 0 | 0 | 0 | 5.7653e-08 | 4.4679e-08 | -9.9754e-08 | -4.5587e-08 | -3.6724e-08 | 7.9733e-08 | 6.3175e-08 | -1.1087e-07 | -1.2434e-08 | -5.1073e-08 | 8.8346e-08 | 1.0819e-08 | 0 | 0 | 0 | 0 | 0 | 0 |  | 0.93233 | 1.3029 | 1.0958 | 0.93233 | 1.3029 | 1.0958 | -8.1455 | -123.7758 | 131.3795 | -8.1455 | -123.7758 | 131.3795
Line5_6_7 | 0 | 0 | 0 | 0 | 0 | 0 | 0 | 0 | 0 | 0 | 0 | 0 | 4.6123e-08 | 3.5743e-08 | -7.9803e-08 | -3.4057e-08 | -2.7788e-08 | 5.9782e-08 | 5.054e-08 | -8.8692e-08 | -9.9469e-09 | -3.8438e-08 | 6.6173e-08 | 8.3322e-09 | 0 | 0 | 0 | 0 | 0 | 0 |  | 0.93233 | 1.3029 | 1.0958 | 0.93233 | 1.3029 | 1.0958 | -8.1455 | -123.7758 | 131.3795 | -8.1455 | -123.7758 | 131.3795
Line6_7_8 | 0 | 0 | 0 | 0 | 0 | 0 | 0 | 0 | 0 | 0 | 0 | 0 | 3.4592e-08 | 2.6807e-08 | -5.9852e-08 | -2.2526e-08 | -1.8853e-08 | 3.9832e-08 | 3.7905e-08 | -6.6519e-08 | -7.4601e-09 | -2.5803e-08 | 4.4e-08 | 5.8455e-09 | 0 | 0 | 0 | 0 | 0 | 0 |  | 0.93233 | 1.3029 | 1.0958 | 0.93233 | 1.3029 | 1.0958 | -8.1455 | -123.7758 | 131.3795 | -8.1455 | -123.7758 | 131.3795
Line7_8_9 | 0 | 0 | 0 | 0 | 0 | 0 | 0 | 0 | 0 | 0 | 0 | 0 | 1.1531e-08 | 8.9358e-09 | -1.9951e-08 | 5.3526e-10 | -9.8096e-10 | -6.9971e-11 | 1.2635e-08 | -2.2173e-08 | -2.4867e-09 | -5.328e-10 | -3.4607e-10 | 8.7203e-10 | 0 | 0 | 0 | 0 | 0 | 0 |  | 0.93233 | 1.3029 | 1.0958 | 0.93233 | 1.3029 | 1.0958 | -8.1455 | -123.7758 | 131.3795 | -8.1455 | -123.7758 | 131.3795
Line8_8_10 | 0 | 0 | 0 | 0 | 0 | 0 | 0 | 0 | 0 | 0 | 0 | 0 | 1.1531e-08 | 8.9358e-09 | -1.9951e-08 | 5.3526e-10 | -9.8096e-10 | -6.9971e-11 | 1.2635e-08 | -2.2173e-08 | -2.4867e-09 | -5.328e-10 | -3.4607e-10 | 8.7203e-10 | 0 | 0 | 0 | 0 | 0 | 0 |  | 0.93233 | 1.3029 | 1.0958 | 0.93233 | 1.3029 | 1.0958 | -8.1455 | -123.7758 | 131.3795 | -8.1455 | -123.7758 | 131.3795
Line9_3_11 | 0 | 0 | 0 | 0 | 0 | 0 | 0 | 0 | 0 | 0 | 0 | 0 | 8.0715e-08 | 6.2551e-08 | -1.3966e-07 | -6.8649e-08 | -5.4596e-08 | 1.1963e-07 | 8.8445e-08 | -1.5521e-07 | -1.7407e-08 | -7.6343e-08 | 1.3269e-07 | 1.5792e-08 | 0 | 0 | 0 | 0 | 0 | 0 |  | 0.93233 | 1.3029 | 1.0958 | 0.93233 | 1.3029 | 1.0958 | -8.1455 | -123.7758 | 131.3795 | -8.1455 | -123.7758 | 131.3795

## LG_min_6
name | pf_ikss_a_from_ka | pf_ikss_b_from_ka | pf_ikss_c_from_ka | pf_ikss_a_to_ka | pf_ikss_b_to_ka | pf_ikss_c_to_ka | pf_skss_a_from_mw | pf_skss_b_from_mw | pf_skss_c_from_mw | pf_skss_a_to_mw | pf_skss_b_to_mw | pf_skss_c_to_mw | pf_p_a_from_mw | pf_p_b_from_mw | pf_p_c_from_mw | pf_p_a_to_mw | pf_p_b_to_mw | pf_p_c_to_mw | pf_q_a_from_mvar | pf_q_b_from_mvar | pf_q_c_from_mvar | pf_q_a_to_mvar | pf_q_b_to_mvar | pf_q_c_to_mvar | pf_ikss_a_from_degree | pf_ikss_b_from_degree | pf_ikss_c_from_degree | pf_ikss_a_to_degree | pf_ikss_b_to_degree | pf_ikss_c_to_degree | 3xI0 | pf_vm_a_from_pu | pf_vm_b_from_pu | pf_vm_c_from_pu | pf_vm_a_to_pu | pf_vm_b_to_pu | pf_vm_c_to_pu | pf_va_a_from_degree | pf_va_b_from_degree | pf_va_c_from_degree | pf_va_a_to_degree | pf_va_b_to_degree | pf_va_c_to_degree
Line0_1_2 | 2.0137e-06 | 2.0137e-06 | 2.0137e-06 | 1.6788e-06 | 1.6788e-06 | 1.6788e-06 | 4.6504e-07 | 4.6505e-07 | 4.6505e-07 | 3.877e-07 | 3.8771e-07 | 3.8771e-07 | 7.0777e-09 | 4.07e-07 | -3.5797e-07 | -5.8411e-09 | -3.4392e-07 | 2.9365e-07 | 8.0563e-09 | -6.3827e-07 | -6.5811e-07 | -6.7682e-09 | 5.2915e-07 | 5.5123e-07 | -91.5221 | -91.4858 | -91.4858 | 87.9727 | 88.0163 | 88.0163 |  | 0.02306 | 1.6278 | 1.6109 | 0.023059 | 1.6278 | 1.6109 | -42.8222 | -148.9619 | 149.9711 | -42.8222 | -148.9619 | 149.9711
Line10_11_12 | 2.0137e-06 | 2.0137e-06 | 2.0137e-06 | 1.6788e-06 | 1.6788e-06 | 1.6788e-06 | 4.6504e-07 | 4.6505e-07 | 4.6505e-07 | 3.877e-07 | 3.8771e-07 | 3.8771e-07 | 7.0776e-09 | 4.07e-07 | -3.5797e-07 | -5.841e-09 | -3.4392e-07 | 2.9365e-07 | 8.0562e-09 | -6.3827e-07 | -6.5811e-07 | -6.7681e-09 | 5.2915e-07 | 5.5123e-07 | -91.5221 | -91.4858 | -91.4858 | 87.9726 | 88.0163 | 88.0163 |  | 0.023059 | 1.6278 | 1.6109 | 0.023059 | 1.6278 | 1.6109 | -42.8222 | -148.9619 | 149.9711 | -42.8222 | -148.9619 | 149.9711
Line11_12_13 | 1.6781e-06 | 1.6781e-06 | 1.6781e-06 | 1.3432e-06 | 1.3432e-06 | 1.3432e-06 | 3.8754e-07 | 3.8755e-07 | 3.8755e-07 | 3.102e-07 | 3.102e-07 | 3.102e-07 | 5.8979e-09 | 3.3917e-07 | -2.9831e-07 | -4.6614e-09 | -2.7609e-07 | 2.3399e-07 | 6.7135e-09 | -5.3189e-07 | -5.4843e-07 | -5.4254e-09 | 4.2277e-07 | 4.4155e-07 | -91.5221 | -91.4858 | -91.4858 | 87.8464 | 87.8918 | 87.8918 |  | 0.023059 | 1.6278 | 1.6109 | 0.023059 | 1.6278 | 1.6109 | -42.8222 | -148.9619 | 149.9711 | -42.8222 | -148.9619 | 149.9711
Line12_13_15 | 1.0068e-06 | 1.0069e-06 | 1.0069e-06 | 0 | 0 | 0 | 2.3252e-07 | 2.3253e-07 | 2.3253e-07 | 0 | 0 | 0 | 3.5387e-09 | 2.035e-07 | -1.7898e-07 | -2.3022e-09 | -1.4042e-07 | 1.1467e-07 | 4.0281e-09 | -3.1914e-07 | -3.2906e-07 | -2.74e-09 | 2.1001e-07 | 2.2217e-07 | -91.5221 | -91.4858 | -91.4858 | 0 | 0 | 0 |  | 0.023059 | 1.6278 | 1.6109 | 0.023059 | 1.6278 | 1.6109 | -42.8222 | -148.9619 | 149.9711 | -42.8221 | -148.9619 | 149.9711
Line13_13_14 | 0 | 0 | 0 | 0 | 0 | 0 | 0 | 0 | 0 | 0 | 0 | 0 | 1.1796e-09 | 6.7833e-08 | -5.9661e-08 | 5.6964e-11 | -4.7542e-09 | -4.6543e-09 | 1.3427e-09 | -1.0638e-07 | -1.0969e-07 | -5.4597e-11 | -2.7456e-09 | 2.8032e-09 | 0 | 0 | 0 | 0 | 0 | 0 |  | 0.023059 | 1.6278 | 1.6109 | 0.023059 | 1.6278 | 1.6109 | -42.8222 | -148.9619 | 149.9711 | -42.8222 | -148.9619 | 149.9711
Line14_15_16 | 0 | 0 | 0 | 0 | 0 | 0 | 0 | 0 | 0 | 0 | 0 | 0 | 2.3592e-09 | 1.3567e-07 | -1.1932e-07 | -1.1226e-09 | -7.2587e-08 | 5.5007e-08 | 2.6854e-09 | -2.1276e-07 | -2.1937e-07 | -1.3973e-09 | 1.0363e-07 | 1.1249e-07 | 0 | 0 | 0 | 0 | 0 | 0 |  | 0.023059 | 1.6278 | 1.6109 | 0.023059 | 1.6278 | 1.6109 | -42.8221 | -148.9619 | 149.9711 | -42.8221 | -148.9619 | 149.9711
Line15_16_17 | 0 | 0 | 0 | 0 | 0 | 0 | 0 | 0 | 0 | 0 | 0 | 0 | 1.1796e-09 | 6.7833e-08 | -5.9661e-08 | 5.6964e-11 | -4.7542e-09 | -4.6543e-09 | 1.3427e-09 | -1.0638e-07 | -1.0969e-07 | -5.4597e-11 | -2.7456e-09 | 2.8032e-09 | 0 | 0 | 0 | 0 | 0 | 0 |  | 0.023059 | 1.6278 | 1.6109 | 0.023059 | 1.6278 | 1.6109 | -42.8221 | -148.9619 | 149.9711 | -42.8221 | -148.9619 | 149.9711
Line16_4_18 | 0.12806 | 0 | 0 | 0.12806 | 0 | 0 | 0.029574 | 0 | 0 | 0.029574 | 0 | 0 | 0.00026238 | 6.8251e-08 | -5.9405e-08 | 5.2036e-15 | -4.723e-09 | -4.5915e-09 | 0.00027331 | -1.0617e-07 | -1.0957e-07 | 1.5207e-15 | -2.7195e-09 | 2.7953e-09 | -88.9914 | 0 | 0 | 91.0086 | 0 | 0 |  | 0.012811 | 1.6263 | 1.6059 | 0 | 1.6256 | 1.6034 | -42.8223 | -148.7884 | 150.0116 | 0 | -148.7016 | 150.032
Line17_5_19 | 0 | 0 | 0 | 0 | 0 | 0 | 0 | 0 | 0 | 0 | 0 | 0 | 1.1796e-09 | 6.7833e-08 | -5.9661e-08 | 5.6965e-11 | -4.7542e-09 | -4.6543e-09 | 1.3427e-09 | -1.0638e-07 | -1.0969e-07 | -5.4598e-11 | -2.7456e-09 | 2.8032e-09 | 0 | 0 | 0 | 0 | 0 | 0 |  | 0.02306 | 1.6278 | 1.6109 | 0.02306 | 1.6278 | 1.6109 | -42.8222 | -148.9619 | 149.9711 | -42.8222 | -148.9619 | 149.9711
Line1_1_3 | 2.6849e-06 | 2.685e-06 | 2.685e-06 | 2.35e-06 | 2.3501e-06 | 2.3501e-06 | 6.2006e-07 | 6.2007e-07 | 6.2007e-07 | 5.4271e-07 | 5.4272e-07 | 5.4272e-07 | 9.4369e-09 | 5.4266e-07 | -4.7729e-07 | -8.2002e-09 | -4.7959e-07 | 4.1297e-07 | 1.0742e-08 | -8.5103e-07 | -8.7748e-07 | -9.4536e-09 | 7.419e-07 | 7.706e-07 | -91.5221 | -91.4858 | -91.4858 | 88.117 | 88.1585 | 88.1585 |  | 0.02306 | 1.6278 | 1.6109 | 0.023059 | 1.6278 | 1.6109 | -42.8222 | -148.9619 | 149.9711 | -42.8222 | -148.9619 | 149.9711
Line2_1_4 | 0.085366 | 0.042691 | 0.042691 | 0.085366 | 0.042691 | 0.042691 | 0.019714 | 0.0098591 | 0.0098591 | 0.019714 | 0.0098592 | 0.0098592 | 0.00031483 | -0.0080313 | 0.0081888 | -0.00017491 | 0.0080664 | -0.0081539 | 0.00032795 | 0.013894 | 0.013608 | -0.00018219 | -0.013858 | -0.013572 | -88.9912 | 91.0083 | 91.0083 | 91.0088 | -88.9917 | -88.9917 |  | 0.02306 | 1.6278 | 1.6109 | 0.012811 | 1.6263 | 1.6059 | -42.8222 | -148.9619 | 149.9711 | -42.8223 | -148.7884 | 150.0116
Line3_1_5 | 0 | 0 | 0 | 0 | 0 | 0 | 0 | 0 | 0 | 0 | 0 | 0 | 2.3592e-09 | 1.3567e-07 | -1.1932e-07 | -1.1226e-09 | -7.2587e-08 | 5.5007e-08 | 2.6854e-09 | -2.1276e-07 | -2.1937e-07 | -1.3973e-09 | 1.0363e-07 | 1.1249e-07 | 0 | 0 | 0 | 0 | 0 | 0 |  | 0.02306 | 1.6278 | 1.6109 | 0.02306 | 1.6278 | 1.6109 | -42.8222 | -148.9619 | 149.9711 | -42.8222 | -148.9619 | 149.9711
Line4_2_6 | 1.6781e-06 | 1.6781e-06 | 1.6781e-06 | 1.3432e-06 | 1.3432e-06 | 1.3432e-06 | 3.8754e-07 | 3.8755e-07 | 3.8755e-07 | 3.102e-07 | 3.102e-07 | 3.102e-07 | 5.898e-09 | 3.3917e-07 | -2.9831e-07 | -4.6614e-09 | -2.7609e-07 | 2.3399e-07 | 6.7136e-09 | -5.3189e-07 | -5.4843e-07 | -5.4254e-09 | 4.2277e-07 | 4.4155e-07 | -91.5221 | -91.4858 | -91.4858 | 87.8464 | 87.8918 | 87.8918 |  | 0.023059 | 1.6278 | 1.6109 | 0.023059 | 1.6278 | 1.6109 | -42.8222 | -148.9619 | 149.9711 | -42.8222 | -148.9619 | 149.9711
Line5_6_7 | 1.3425e-06 | 1.3425e-06 | 1.3425e-06 | 1.0076e-06 | 1.0076e-06 | 1.0076e-06 | 3.1003e-07 | 3.1004e-07 | 3.1004e-07 | 2.3269e-07 | 2.327e-07 | 2.327e-07 | 4.7184e-09 | 2.7133e-07 | -2.3864e-07 | -3.4818e-09 | -2.0825e-07 | 1.7433e-07 | 5.3708e-09 | -4.2551e-07 | -4.3874e-07 | -4.0827e-09 | 3.1639e-07 | 3.3186e-07 | -91.5221 | -91.4858 | -91.4858 | 87.6361 | 87.6845 | 87.6845 |  | 0.023059 | 1.6278 | 1.6109 | 0.023059 | 1.6278 | 1.6109 | -42.8222 | -148.9619 | 149.9711 | -42.8222 | -148.9619 | 149.9711
Line6_7_8 | 1.0068e-06 | 1.0069e-06 | 1.0069e-06 | 0 | 0 | 0 | 2.3252e-07 | 2.3253e-07 | 2.3253e-07 | 0 | 0 | 0 | 3.5388e-09 | 2.035e-07 | -1.7898e-07 | -2.3022e-09 | -1.4042e-07 | 1.1467e-07 | 4.0281e-09 | -3.1914e-07 | -3.2906e-07 | -2.74e-09 | 2.1001e-07 | 2.2217e-07 | -91.5221 | -91.4858 | -91.4858 | 0 | 0 | 0 |  | 0.023059 | 1.6278 | 1.6109 | 0.023059 | 1.6278 | 1.6109 | -42.8222 | -148.9619 | 149.9711 | -42.8222 | -148.9619 | 149.9711
Line7_8_9 | 0 | 0 | 0 | 0 | 0 | 0 | 0 | 0 | 0 | 0 | 0 | 0 | 1.1796e-09 | 6.7833e-08 | -5.9661e-08 | 5.6965e-11 | -4.7542e-09 | -4.6543e-09 | 1.3427e-09 | -1.0638e-07 | -1.0969e-07 | -5.4598e-11 | -2.7456e-09 | 2.8032e-09 | 0 | 0 | 0 | 0 | 0 | 0 |  | 0.023059 | 1.6278 | 1.6109 | 0.023059 | 1.6278 | 1.6109 | -42.8222 | -148.9619 | 149.9711 | -42.8222 | -148.9619 | 149.9711
Line8_8_10 | 0 | 0 | 0 | 0 | 0 | 0 | 0 | 0 | 0 | 0 | 0 | 0 | 1.1796e-09 | 6.7833e-08 | -5.9661e-08 | 5.6965e-11 | -4.7542e-09 | -4.6543e-09 | 1.3427e-09 | -1.0638e-07 | -1.0969e-07 | -5.4598e-11 | -2.7456e-09 | 2.8032e-09 | 0 | 0 | 0 | 0 | 0 | 0 |  | 0.023059 | 1.6278 | 1.6109 | 0.023059 | 1.6278 | 1.6109 | -42.8222 | -148.9619 | 149.9711 | -42.8222 | -148.9619 | 149.9711
Line9_3_11 | 2.3493e-06 | 2.3494e-06 | 2.3494e-06 | 2.0144e-06 | 2.0144e-06 | 2.0144e-06 | 5.4255e-07 | 5.4256e-07 | 5.4256e-07 | 4.652e-07 | 4.6521e-07 | 4.6521e-07 | 8.2572e-09 | 4.7483e-07 | -4.1763e-07 | -7.0206e-09 | -4.1175e-07 | 3.5331e-07 | 9.399e-09 | -7.4465e-07 | -7.678e-07 | -8.1108e-09 | 6.3553e-07 | 6.6092e-07 | -91.5221 | -91.4858 | -91.4858 | 88.0568 | 88.0992 | 88.0992 |  | 0.023059 | 1.6278 | 1.6109 | 0.023059 | 1.6278 | 1.6109 | -42.8222 | -148.9619 | 149.9711 | -42.8222 | -148.9619 | 149.9711

## LG_min_10
name | pf_ikss_a_from_ka | pf_ikss_b_from_ka | pf_ikss_c_from_ka | pf_ikss_a_to_ka | pf_ikss_b_to_ka | pf_ikss_c_to_ka | pf_skss_a_from_mw | pf_skss_b_from_mw | pf_skss_c_from_mw | pf_skss_a_to_mw | pf_skss_b_to_mw | pf_skss_c_to_mw | pf_p_a_from_mw | pf_p_b_from_mw | pf_p_c_from_mw | pf_p_a_to_mw | pf_p_b_to_mw | pf_p_c_to_mw | pf_q_a_from_mvar | pf_q_b_from_mvar | pf_q_c_from_mvar | pf_q_a_to_mvar | pf_q_b_to_mvar | pf_q_c_to_mvar | pf_ikss_a_from_degree | pf_ikss_b_from_degree | pf_ikss_c_from_degree | pf_ikss_a_to_degree | pf_ikss_b_to_degree | pf_ikss_c_to_degree | 3xI0 | pf_vm_a_from_pu | pf_vm_b_from_pu | pf_vm_c_from_pu | pf_vm_a_to_pu | pf_vm_b_to_pu | pf_vm_c_to_pu | pf_va_a_from_degree | pf_va_b_from_degree | pf_va_c_from_degree | pf_va_a_to_degree | pf_va_b_to_degree | pf_va_c_to_degree
Line0_1_2 | 1.9077e-06 | 1.9078e-06 | 1.9078e-06 | 1.5904e-06 | 1.5905e-06 | 1.5905e-06 | 4.4057e-07 | 4.4058e-07 | 4.4058e-07 | 3.6729e-07 | 3.673e-07 | 3.673e-07 | 6.3522e-09 | 3.6528e-07 | -3.2128e-07 | -5.2424e-09 | -3.0867e-07 | 2.6355e-07 | 7.2306e-09 | -5.7285e-07 | -5.9066e-07 | -6.0745e-09 | 4.7491e-07 | 4.9473e-07 | -91.5221 | -91.4858 | -91.4858 | 87.9727 | 88.0163 | 88.0163 |  | 0.021846 | 1.5421 | 1.5261 | 0.021846 | 1.5421 | 1.5261 | -42.8222 | -148.9619 | 149.9711 | -42.8222 | -148.9619 | 149.9711
Line10_11_12 | 1.9077e-06 | 1.9078e-06 | 1.9078e-06 | 1.5904e-06 | 1.5905e-06 | 1.5905e-06 | 4.4057e-07 | 4.4058e-07 | 4.4058e-07 | 3.6729e-07 | 3.673e-07 | 3.673e-07 | 6.3522e-09 | 3.6528e-07 | -3.2128e-07 | -5.2423e-09 | -3.0867e-07 | 2.6355e-07 | 7.2305e-09 | -5.7285e-07 | -5.9066e-07 | -6.0744e-09 | 4.7491e-07 | 4.9473e-07 | -91.5221 | -91.4858 | -91.4858 | 87.9726 | 88.0163 | 88.0163 |  | 0.021846 | 1.5421 | 1.5261 | 0.021846 | 1.5421 | 1.5261 | -42.8222 | -148.9619 | 149.9711 | -42.8222 | -148.9619 | 149.9711
Line11_12_13 | 1.5898e-06 | 1.5898e-06 | 1.5898e-06 | 1.2725e-06 | 1.2725e-06 | 1.2725e-06 | 3.6714e-07 | 3.6715e-07 | 3.6715e-07 | 2.9387e-07 | 2.9388e-07 | 2.9388e-07 | 5.2934e-09 | 3.044e-07 | -2.6773e-07 | -4.1836e-09 | -2.4779e-07 | 2.1001e-07 | 6.0254e-09 | -4.7738e-07 | -4.9222e-07 | -4.8693e-09 | 3.7944e-07 | 3.9629e-07 | -91.5221 | -91.4858 | -91.4858 | 87.8464 | 87.8918 | 87.8918 |  | 0.021846 | 1.5421 | 1.5261 | 0.021845 | 1.5421 | 1.5261 | -42.8222 | -148.9619 | 149.9711 | -42.8222 | -148.9619 | 149.9711
Line12_13_15 | 0 | 0 | 0 | 0 | 0 | 0 | 0 | 0 | 0 | 0 | 0 | 0 | 3.1761e-09 | 1.8264e-07 | -1.6064e-07 | -2.0662e-09 | -1.2603e-07 | 1.0292e-07 | 3.6152e-09 | -2.8643e-07 | -2.9533e-07 | -2.4591e-09 | 1.8849e-07 | 1.994e-07 | 0 | 0 | 0 | 0 | 0 | 0 |  | 0.021845 | 1.5421 | 1.5261 | 0.021845 | 1.5421 | 1.5261 | -42.8222 | -148.9619 | 149.9711 | -42.8221 | -148.9619 | 149.9711
Line13_13_14 | 0 | 0 | 0 | 0 | 0 | 0 | 0 | 0 | 0 | 0 | 0 | 0 | 1.0587e-09 | 6.0881e-08 | -5.3546e-08 | 5.1126e-11 | -4.2669e-09 | -4.1773e-09 | 1.2051e-09 | -9.5476e-08 | -9.8443e-08 | -4.9001e-11 | -2.4642e-09 | 2.5159e-09 | 0 | 0 | 0 | 0 | 0 | 0 |  | 0.021845 | 1.5421 | 1.5261 | 0.021845 | 1.5421 | 1.5261 | -42.8222 | -148.9619 | 149.9711 | -42.8222 | -148.9619 | 149.9711
Line14_15_16 | 0 | 0 | 0 | 0 | 0 | 0 | 0 | 0 | 0 | 0 | 0 | 0 | 2.1174e-09 | 1.2176e-07 | -1.0709e-07 | -1.0076e-09 | -6.5148e-08 | 4.9369e-08 | 2.4101e-09 | -1.9095e-07 | -1.9689e-07 | -1.2541e-09 | 9.3011e-08 | 1.0096e-07 | 0 | 0 | 0 | 0 | 0 | 0 |  | 0.021845 | 1.5421 | 1.5261 | 0.021845 | 1.5421 | 1.5261 | -42.8221 | -148.9619 | 149.9711 | -42.8221 | -148.9619 | 149.9711
Line15_16_17 | 0 | 0 | 0 | 0 | 0 | 0 | 0 | 0 | 0 | 0 | 0 | 0 | 1.0587e-09 | 6.0881e-08 | -5.3546e-08 | 5.1126e-11 | -4.2669e-09 | -4.1773e-09 | 1.2051e-09 | -9.5476e-08 | -9.8444e-08 | -4.9001e-11 | -2.4642e-09 | 2.5159e-09 | 0 | 0 | 0 | 0 | 0 | 0 |  | 0.021845 | 1.5421 | 1.5261 | 0.021845 | 1.5421 | 1.5261 | -42.8221 | -148.9619 | 149.9711 | -42.8221 | -148.9619 | 149.9711
Line16_4_18 | 0.12132 | 0 | 0 | 0.12132 | 0 | 0 | 0.028017 | 0 | 0 | 0.028017 | 0 | 0 | 0.00023549 | 6.1255e-08 | -5.3316e-08 | 4.6693e-15 | -4.2389e-09 | -4.1209e-09 | 0.0002453 | -9.529e-08 | -9.8336e-08 | 1.352e-15 | -2.4407e-09 | 2.5088e-09 | -88.9914 | 0 | 0 | 91.0086 | 0 | 0 |  | 0.012137 | 1.5407 | 1.5214 | 0 | 1.5401 | 1.519 | -42.8223 | -148.7884 | 150.0116 | 0 | -148.7016 | 150.032
Line17_5_19 | 0 | 0 | 0 | 0 | 0 | 0 | 0 | 0 | 0 | 0 | 0 | 0 | 1.0587e-09 | 6.0881e-08 | -5.3546e-08 | 5.1127e-11 | -4.2669e-09 | -4.1772e-09 | 1.2051e-09 | -9.5475e-08 | -9.8443e-08 | -4.9002e-11 | -2.4642e-09 | 2.5159e-09 | 0 | 0 | 0 | 0 | 0 | 0 |  | 0.021846 | 1.5421 | 1.5261 | 0.021846 | 1.5421 | 1.5261 | -42.8222 | -148.9619 | 149.9711 | -42.8222 | -148.9619 | 149.9711
Line1_1_3 | 2.5436e-06 | 2.5437e-06 | 2.5437e-06 | 2.2263e-06 | 2.2264e-06 | 2.2264e-06 | 5.8742e-07 | 5.8744e-07 | 5.8744e-07 | 5.1415e-07 | 5.1416e-07 | 5.1416e-07 | 8.4697e-09 | 4.8705e-07 | -4.2837e-07 | -7.3598e-09 | -4.3043e-07 | 3.7065e-07 | 9.6408e-09 | -7.638e-07 | -7.8755e-07 | -8.4846e-09 | 6.6586e-07 | 6.9162e-07 | -91.5221 | -91.4858 | -91.4858 | 88.117 | 88.1585 | 88.1585 |  | 0.021846 | 1.5421 | 1.5261 | 0.021846 | 1.5421 | 1.5261 | -42.8222 | -148.9619 | 149.9711 | -42.8222 | -148.9619 | 149.9711
Line2_1_4 | 0.080873 | 0.040444 | 0.040444 | 0.080873 | 0.040444 | 0.040444 | 0.018677 | 0.0093402 | 0.0093402 | 0.018677 | 0.0093403 | 0.0093403 | 0.00028256 | -0.0072082 | 0.0073495 | -0.00015698 | 0.0072396 | -0.0073181 | 0.00029433 | 0.01247 | 0.012214 | -0.00016352 | -0.012437 | -0.012181 | -88.9912 | 91.0083 | 91.0083 | 91.0088 | -88.9917 | -88.9917 |  | 0.021846 | 1.5421 | 1.5261 | 0.012137 | 1.5407 | 1.5214 | -42.8222 | -148.9619 | 149.9711 | -42.8223 | -148.7884 | 150.0116
Line3_1_5 | 0 | 0 | 0 | 0 | 0 | 0 | 0 | 0 | 0 | 0 | 0 | 0 | 2.1174e-09 | 1.2176e-07 | -1.0709e-07 | -1.0076e-09 | -6.5148e-08 | 4.9369e-08 | 2.4102e-09 | -1.9095e-07 | -1.9689e-07 | -1.2541e-09 | 9.3011e-08 | 1.0096e-07 | 0 | 0 | 0 | 0 | 0 | 0 |  | 0.021846 | 1.5421 | 1.5261 | 0.021846 | 1.5421 | 1.5261 | -42.8222 | -148.9619 | 149.9711 | -42.8222 | -148.9619 | 149.9711
Line4_2_6 | 1.5898e-06 | 1.5898e-06 | 1.5898e-06 | 1.2725e-06 | 1.2725e-06 | 1.2725e-06 | 3.6714e-07 | 3.6715e-07 | 3.6715e-07 | 2.9387e-07 | 2.9388e-07 | 2.9388e-07 | 5.2935e-09 | 3.044e-07 | -2.6773e-07 | -4.1837e-09 | -2.4779e-07 | 2.1001e-07 | 6.0255e-09 | -4.7738e-07 | -4.9222e-07 | -4.8694e-09 | 3.7944e-07 | 3.9629e-07 | -91.5221 | -91.4858 | -91.4858 | 87.8464 | 87.8918 | 87.8918 |  | 0.021846 | 1.5421 | 1.5261 | 0.021846 | 1.5421 | 1.5261 | -42.8222 | -148.9619 | 149.9711 | -42.8222 | -148.9619 | 149.9711
Line5_6_7 | 1.2718e-06 | 1.2718e-06 | 1.2718e-06 | 0 | 0 | 0 | 2.9371e-07 | 2.9372e-07 | 2.9372e-07 | 0 | 0 | 0 | 4.2348e-09 | 2.4352e-07 | -2.1419e-07 | -3.125e-09 | -1.8691e-07 | 1.5646e-07 | 4.8204e-09 | -3.819e-07 | -3.9377e-07 | -3.6643e-09 | 2.8396e-07 | 2.9785e-07 | -91.5221 | -91.4858 | -91.4858 | 0 | 0 | 0 |  | 0.021846 | 1.5421 | 1.5261 | 0.021846 | 1.5421 | 1.5261 | -42.8222 | -148.9619 | 149.9711 | -42.8222 | -148.9619 | 149.9711
Line6_7_8 | 0 | 0 | 0 | 0 | 0 | 0 | 0 | 0 | 0 | 0 | 0 | 0 | 3.1761e-09 | 1.8264e-07 | -1.6064e-07 | -2.0663e-09 | -1.2603e-07 | 1.0292e-07 | 3.6153e-09 | -2.8643e-07 | -2.9533e-07 | -2.4592e-09 | 1.8849e-07 | 1.994e-07 | 0 | 0 | 0 | 0 | 0 | 0 |  | 0.021846 | 1.5421 | 1.5261 | 0.021846 | 1.5421 | 1.5261 | -42.8222 | -148.9619 | 149.9711 | -42.8222 | -148.9619 | 149.9711
Line7_8_9 | 0 | 0 | 0 | 0 | 0 | 0 | 0 | 0 | 0 | 0 | 0 | 0 | 1.0587e-09 | 6.0881e-08 | -5.3546e-08 | 5.1126e-11 | -4.2669e-09 | -4.1773e-09 | 1.2051e-09 | -9.5475e-08 | -9.8443e-08 | -4.9002e-11 | -2.4642e-09 | 2.5159e-09 | 0 | 0 | 0 | 0 | 0 | 0 |  | 0.021846 | 1.5421 | 1.5261 | 0.021846 | 1.5421 | 1.5261 | -42.8222 | -148.9619 | 149.9711 | -42.8222 | -148.9619 | 149.9711
Line8_8_10 | 0 | 0 | 0 | 0 | 0 | 0 | 0 | 0 | 0 | 0 | 0 | 0 | 1.0587e-09 | 6.0881e-08 | -5.3546e-08 | 5.1126e-11 | -4.2669e-09 | -4.1773e-09 | 1.2051e-09 | -9.5475e-08 | -9.8443e-08 | -4.9002e-11 | -2.4642e-09 | 2.5159e-09 | 0 | 0 | 0 | 0 | 0 | 0 |  | 0.021846 | 1.5421 | 1.5261 | 0.021846 | 1.5421 | 1.5261 | -42.8222 | -148.9619 | 149.9711 | -42.8222 | -148.9619 | 149.9711
Line9_3_11 | 2.2257e-06 | 2.2257e-06 | 2.2257e-06 | 1.9084e-06 | 1.9084e-06 | 1.9084e-06 | 5.1399e-07 | 5.1401e-07 | 5.1401e-07 | 4.4072e-07 | 4.4073e-07 | 4.4073e-07 | 7.4109e-09 | 4.2616e-07 | -3.7482e-07 | -6.301e-09 | -3.6955e-07 | 3.171e-07 | 8.4356e-09 | -6.6833e-07 | -6.891e-07 | -7.2795e-09 | 5.7039e-07 | 5.9318e-07 | -91.5221 | -91.4858 | -91.4858 | 88.0568 | 88.0992 | 88.0992 |  | 0.021846 | 1.5421 | 1.5261 | 0.021846 | 1.5421 | 1.5261 | -42.8222 | -148.9619 | 149.9711 | -42.8222 | -148.9619 | 149.9711

## LG_min_fault_6
name | pf_ikss_a_from_ka | pf_ikss_b_from_ka | pf_ikss_c_from_ka | pf_ikss_a_to_ka | pf_ikss_b_to_ka | pf_ikss_c_to_ka | pf_skss_a_from_mw | pf_skss_b_from_mw | pf_skss_c_from_mw | pf_skss_a_to_mw | pf_skss_b_to_mw | pf_skss_c_to_mw | pf_p_a_from_mw | pf_p_b_from_mw | pf_p_c_from_mw | pf_p_a_to_mw | pf_p_b_to_mw | pf_p_c_to_mw | pf_q_a_from_mvar | pf_q_b_from_mvar | pf_q_c_from_mvar | pf_q_a_to_mvar | pf_q_b_to_mvar | pf_q_c_to_mvar | pf_ikss_a_from_degree | pf_ikss_b_from_degree | pf_ikss_c_from_degree | pf_ikss_a_to_degree | pf_ikss_b_to_degree | pf_ikss_c_to_degree | 3xI0 | pf_vm_a_from_pu | pf_vm_b_from_pu | pf_vm_c_from_pu | pf_vm_a_to_pu | pf_vm_b_to_pu | pf_vm_c_to_pu | pf_va_a_from_degree | pf_va_b_from_degree | pf_va_c_from_degree | pf_va_a_to_degree | pf_va_b_to_degree | pf_va_c_to_degree
Line0_1_2 | 0 | 0 | 0 | 0 | 0 | 0 | 0 | 0 | 0 | 0 | 0 | 0 | 5.165e-08 | 3.9842e-08 | -8.9189e-08 | -4.2643e-08 | -3.3933e-08 | 7.4273e-08 | 5.6441e-08 | -9.9168e-08 | -1.0982e-08 | -4.7432e-08 | 8.2383e-08 | 9.8013e-09 | 0 | 0 | 0 | 0 | 0 | 0 |  | 0.80551 | 1.1252 | 0.9461 | 0.80551 | 1.1252 | 0.9461 | -8.1483 | -123.7609 | 131.37 | -8.1483 | -123.7609 | 131.37
Line10_11_12 | 0 | 0 | 0 | 0 | 0 | 0 | 0 | 0 | 0 | 0 | 0 | 0 | 5.165e-08 | 3.9842e-08 | -8.9189e-08 | -4.2643e-08 | -3.3933e-08 | 7.4273e-08 | 5.6441e-08 | -9.9168e-08 | -1.0982e-08 | -4.7432e-08 | 8.2383e-08 | 9.8013e-09 | 0 | 0 | 0 | 0 | 0 | 0 |  | 0.80551 | 1.1252 | 0.9461 | 0.80551 | 1.1252 | 0.9461 | -8.1483 | -123.7609 | 131.37 | -8.1483 | -123.7609 | 131.3701
Line11_12_13 | 0 | 0 | 0 | 0 | 0 | 0 | 0 | 0 | 0 | 0 | 0 | 0 | 4.3042e-08 | 3.3202e-08 | -7.4324e-08 | -3.4035e-08 | -2.7293e-08 | 5.9408e-08 | 4.7034e-08 | -8.264e-08 | -9.1516e-09 | -3.8025e-08 | 6.5855e-08 | 7.971e-09 | 0 | 0 | 0 | 0 | 0 | 0 |  | 0.80551 | 1.1252 | 0.9461 | 0.80551 | 1.1252 | 0.9461 | -8.1483 | -123.7609 | 131.3701 | -8.1483 | -123.7609 | 131.3701
Line12_13_15 | 0 | 0 | 0 | 0 | 0 | 0 | 0 | 0 | 0 | 0 | 0 | 0 | 2.5825e-08 | 1.9921e-08 | -4.4594e-08 | -1.6818e-08 | -1.4012e-08 | 2.9678e-08 | 2.822e-08 | -4.9584e-08 | -5.491e-09 | -1.9211e-08 | 3.2799e-08 | 4.3104e-09 | 0 | 0 | 0 | 0 | 0 | 0 |  | 0.80551 | 1.1252 | 0.9461 | 0.80551 | 1.1252 | 0.9461 | -8.1483 | -123.7609 | 131.3701 | -8.1483 | -123.7609 | 131.3701
Line13_13_14 | 0 | 0 | 0 | 0 | 0 | 0 | 0 | 0 | 0 | 0 | 0 | 0 | 8.6084e-09 | 6.6404e-09 | -1.4865e-08 | 3.9843e-10 | -7.312e-10 | -5.116e-11 | 9.4068e-09 | -1.6528e-08 | -1.8303e-09 | -3.9769e-10 | -2.5709e-10 | 6.4971e-10 | 0 | 0 | 0 | 0 | 0 | 0 |  | 0.80551 | 1.1252 | 0.9461 | 0.80551 | 1.1252 | 0.9461 | -8.1483 | -123.7609 | 131.3701 | -8.1483 | -123.7609 | 131.3701
Line14_15_16 | 0 | 0 | 0 | 0 | 0 | 0 | 0 | 0 | 0 | 0 | 0 | 0 | 1.7217e-08 | 1.3281e-08 | -2.973e-08 | -8.21e-09 | -7.3716e-09 | 1.4814e-08 | 1.8814e-08 | -3.3056e-08 | -3.6606e-09 | -9.8045e-09 | 1.6271e-08 | 2.48e-09 | 0 | 0 | 0 | 0 | 0 | 0 |  | 0.80551 | 1.1252 | 0.9461 | 0.80551 | 1.1252 | 0.9461 | -8.1483 | -123.7609 | 131.3701 | -8.1483 | -123.7609 | 131.3701
Line15_16_17 | 0 | 0 | 0 | 0 | 0 | 0 | 0 | 0 | 0 | 0 | 0 | 0 | 8.6084e-09 | 6.6404e-09 | -1.4865e-08 | 3.9843e-10 | -7.312e-10 | -5.116e-11 | 9.4068e-09 | -1.6528e-08 | -1.8303e-09 | -3.9769e-10 | -2.5709e-10 | 6.4971e-10 | 0 | 0 | 0 | 0 | 0 | 0 |  | 0.80551 | 1.1252 | 0.9461 | 0.80551 | 1.1252 | 0.9461 | -8.1483 | -123.7609 | 131.3701 | -8.1483 | -123.7609 | 131.3701
Line16_4_18 | 0.026154 | 0 | 0 | 0.026154 | 0 | 0 | 0.00604 | 0 | 0 | 0.00604 | 0 | 0 | 0.0034311 | 6.6704e-09 | -1.4872e-08 | -0.0034202 | -7.2751e-10 | -4.6319e-11 | 0.0034316 | -1.6532e-08 | -1.8297e-09 | -0.0034202 | -2.5205e-10 | 6.4534e-10 | -53.1551 | 0 | 0 | 126.8449 | 0 | 0 |  | 0.80342 | 1.1247 | 0.94532 | 0.8008 | 1.1245 | 0.94493 | -8.1513 | -123.7133 | 131.3279 | -8.1551 | -123.6895 | 131.3068
Line17_5_19 | 0 | 0 | 0 | 0 | 0 | 0 | 0 | 0 | 0 | 0 | 0 | 0 | 8.6084e-09 | 6.6404e-09 | -1.4865e-08 | 3.9843e-10 | -7.312e-10 | -5.1159e-11 | 9.4068e-09 | -1.6528e-08 | -1.8303e-09 | -3.9769e-10 | -2.5709e-10 | 6.4971e-10 | 0 | 0 | 0 | 0 | 0 | 0 |  | 0.80551 | 1.1252 | 0.9461 | 0.80551 | 1.1252 | 0.9461 | -8.1483 | -123.7609 | 131.37 | -8.1483 | -123.7609 | 131.37
Line1_1_3 | 0 | 0 | 0 | 0 | 0 | 0 | 0 | 0 | 0 | 0 | 0 | 0 | 6.8867e-08 | 5.3123e-08 | -1.1892e-07 | -5.986e-08 | -4.7214e-08 | 1.04e-07 | 7.5254e-08 | -1.3222e-07 | -1.4643e-08 | -6.6245e-08 | 1.1544e-07 | 1.3462e-08 | 0 | 0 | 0 | 0 | 0 | 0 |  | 0.80551 | 1.1252 | 0.9461 | 0.80551 | 1.1252 | 0.9461 | -8.1483 | -123.7609 | 131.37 | -8.1483 | -123.7609 | 131.37
Line2_1_4 | 0.017435 | 0.0087191 | 0.0087191 | 0.017435 | 0.0087192 | 0.0087192 | 0.0040264 | 0.0020136 | 0.0020136 | 0.0040264 | 0.0020136 | 0.0020136 | 0.0022931 | -0.00075236 | 0.0018991 | -0.0022873 | 0.00075383 | -0.0018977 | 0.0022937 | 0.0021371 | 0.00015032 | -0.0022876 | -0.0021356 | -0.0001488 | -53.1549 | 126.8445 | 126.8445 | 126.8451 | -53.1555 | -53.1555 |  | 0.80551 | 1.1252 | 0.9461 | 0.80342 | 1.1247 | 0.94532 | -8.1483 | -123.7609 | 131.37 | -8.1513 | -123.7133 | 131.3279
Line3_1_5 | 0 | 0 | 0 | 0 | 0 | 0 | 0 | 0 | 0 | 0 | 0 | 0 | 1.7217e-08 | 1.3281e-08 | -2.973e-08 | -8.21e-09 | -7.3716e-09 | 1.4814e-08 | 1.8814e-08 | -3.3056e-08 | -3.6606e-09 | -9.8045e-09 | 1.6271e-08 | 2.48e-09 | 0 | 0 | 0 | 0 | 0 | 0 |  | 0.80551 | 1.1252 | 0.9461 | 0.80551 | 1.1252 | 0.9461 | -8.1483 | -123.7609 | 131.37 | -8.1483 | -123.7609 | 131.37
Line4_2_6 | 0 | 0 | 0 | 0 | 0 | 0 | 0 | 0 | 0 | 0 | 0 | 0 | 4.3042e-08 | 3.3202e-08 | -7.4324e-08 | -3.4035e-08 | -2.7293e-08 | 5.9408e-08 | 4.7034e-08 | -8.264e-08 | -9.1516e-09 | -3.8025e-08 | 6.5855e-08 | 7.971e-09 | 0 | 0 | 0 | 0 | 0 | 0 |  | 0.80551 | 1.1252 | 0.9461 | 0.80551 | 1.1252 | 0.9461 | -8.1483 | -123.7609 | 131.37 | -8.1483 | -123.7609 | 131.37
Line5_6_7 | 0 | 0 | 0 | 0 | 0 | 0 | 0 | 0 | 0 | 0 | 0 | 0 | 3.4434e-08 | 2.6561e-08 | -5.9459e-08 | -2.5427e-08 | -2.0652e-08 | 4.4543e-08 | 3.7627e-08 | -6.6112e-08 | -7.3213e-09 | -2.8618e-08 | 4.9327e-08 | 6.1407e-09 | 0 | 0 | 0 | 0 | 0 | 0 |  | 0.80551 | 1.1252 | 0.9461 | 0.80551 | 1.1252 | 0.9461 | -8.1483 | -123.7609 | 131.37 | -8.1483 | -123.7609 | 131.37
Line6_7_8 | 0 | 0 | 0 | 0 | 0 | 0 | 0 | 0 | 0 | 0 | 0 | 0 | 2.5825e-08 | 1.9921e-08 | -4.4594e-08 | -1.6818e-08 | -1.4012e-08 | 2.9678e-08 | 2.822e-08 | -4.9584e-08 | -5.491e-09 | -1.9211e-08 | 3.2799e-08 | 4.3104e-09 | 0 | 0 | 0 | 0 | 0 | 0 |  | 0.80551 | 1.1252 | 0.9461 | 0.80551 | 1.1252 | 0.9461 | -8.1483 | -123.7609 | 131.37 | -8.1483 | -123.7609 | 131.37
Line7_8_9 | 0 | 0 | 0 | 0 | 0 | 0 | 0 | 0 | 0 | 0 | 0 | 0 | 8.6084e-09 | 6.6404e-09 | -1.4865e-08 | 3.9843e-10 | -7.312e-10 | -5.116e-11 | 9.4068e-09 | -1.6528e-08 | -1.8303e-09 | -3.9769e-10 | -2.5709e-10 | 6.4971e-10 | 0 | 0 | 0 | 0 | 0 | 0 |  | 0.80551 | 1.1252 | 0.9461 | 0.80551 | 1.1252 | 0.9461 | -8.1483 | -123.7609 | 131.37 | -8.1483 | -123.7609 | 131.37
Line8_8_10 | 0 | 0 | 0 | 0 | 0 | 0 | 0 | 0 | 0 | 0 | 0 | 0 | 8.6084e-09 | 6.6404e-09 | -1.4865e-08 | 3.9843e-10 | -7.312e-10 | -5.116e-11 | 9.4068e-09 | -1.6528e-08 | -1.8303e-09 | -3.9769e-10 | -2.5709e-10 | 6.4971e-10 | 0 | 0 | 0 | 0 | 0 | 0 |  | 0.80551 | 1.1252 | 0.9461 | 0.80551 | 1.1252 | 0.9461 | -8.1483 | -123.7609 | 131.37 | -8.1483 | -123.7609 | 131.37
Line9_3_11 | 0 | 0 | 0 | 0 | 0 | 0 | 0 | 0 | 0 | 0 | 0 | 0 | 6.0259e-08 | 4.6483e-08 | -1.0405e-07 | -5.1252e-08 | -4.0573e-08 | 8.9138e-08 | 6.5847e-08 | -1.157e-07 | -1.2812e-08 | -5.6838e-08 | 9.8911e-08 | 1.1632e-08 | 0 | 0 | 0 | 0 | 0 | 0 |  | 0.80551 | 1.1252 | 0.9461 | 0.80551 | 1.1252 | 0.9461 | -8.1483 | -123.7609 | 131.37 | -8.1483 | -123.7609 | 131.37

## LG_min_fault_10
name | pf_ikss_a_from_ka | pf_ikss_b_from_ka | pf_ikss_c_from_ka | pf_ikss_a_to_ka | pf_ikss_b_to_ka | pf_ikss_c_to_ka | pf_skss_a_from_mw | pf_skss_b_from_mw | pf_skss_c_from_mw | pf_skss_a_to_mw | pf_skss_b_to_mw | pf_skss_c_to_mw | pf_p_a_from_mw | pf_p_b_from_mw | pf_p_c_from_mw | pf_p_a_to_mw | pf_p_b_to_mw | pf_p_c_to_mw | pf_q_a_from_mvar | pf_q_b_from_mvar | pf_q_c_from_mvar | pf_q_a_to_mvar | pf_q_b_to_mvar | pf_q_c_to_mvar | pf_ikss_a_from_degree | pf_ikss_b_from_degree | pf_ikss_c_from_degree | pf_ikss_a_to_degree | pf_ikss_b_to_degree | pf_ikss_c_to_degree | 3xI0 | pf_vm_a_from_pu | pf_vm_b_from_pu | pf_vm_c_from_pu | pf_vm_a_to_pu | pf_vm_b_to_pu | pf_vm_c_to_pu | pf_va_a_from_degree | pf_va_b_from_degree | pf_va_c_from_degree | pf_va_a_to_degree | pf_va_b_to_degree | pf_va_c_to_degree
Line0_1_2 | 0 | 0 | 0 | 0 | 0 | 0 | 0 | 0 | 0 | 0 | 0 | 0 | 4.6356e-08 | 3.5759e-08 | -8.0048e-08 | -3.8273e-08 | -3.0455e-08 | 6.666e-08 | 5.0656e-08 | -8.9004e-08 | -9.8563e-09 | -4.257e-08 | 7.3939e-08 | 8.7967e-09 | 0 | 0 | 0 | 0 | 0 | 0 |  | 0.76312 | 1.066 | 0.89631 | 0.76312 | 1.066 | 0.89631 | -8.1483 | -123.7609 | 131.37 | -8.1483 | -123.7609 | 131.37
Line10_11_12 | 0 | 0 | 0 | 0 | 0 | 0 | 0 | 0 | 0 | 0 | 0 | 0 | 4.6356e-08 | 3.5759e-08 | -8.0048e-08 | -3.8273e-08 | -3.0455e-08 | 6.666e-08 | 5.0656e-08 | -8.9004e-08 | -9.8564e-09 | -4.257e-08 | 7.3939e-08 | 8.7968e-09 | 0 | 0 | 0 | 0 | 0 | 0 |  | 0.76312 | 1.066 | 0.89631 | 0.76312 | 1.066 | 0.89631 | -8.1483 | -123.7609 | 131.37 | -8.1483 | -123.7609 | 131.3701
Line11_12_13 | 0 | 0 | 0 | 0 | 0 | 0 | 0 | 0 | 0 | 0 | 0 | 0 | 3.863e-08 | 2.9799e-08 | -6.6706e-08 | -3.0547e-08 | -2.4495e-08 | 5.3319e-08 | 4.2213e-08 | -7.417e-08 | -8.2136e-09 | -3.4128e-08 | 5.9105e-08 | 7.154e-09 | 0 | 0 | 0 | 0 | 0 | 0 |  | 0.76312 | 1.066 | 0.89631 | 0.76312 | 1.066 | 0.89631 | -8.1483 | -123.7609 | 131.3701 | -8.1483 | -123.7609 | 131.3701
Line12_13_15 | 0 | 0 | 0 | 0 | 0 | 0 | 0 | 0 | 0 | 0 | 0 | 0 | 2.3178e-08 | 1.7879e-08 | -4.0024e-08 | -1.5095e-08 | -1.2576e-08 | 2.6637e-08 | 2.5328e-08 | -4.4502e-08 | -4.9282e-09 | -1.7242e-08 | 2.9437e-08 | 3.8686e-09 | 0 | 0 | 0 | 0 | 0 | 0 |  | 0.76312 | 1.066 | 0.89631 | 0.76312 | 1.066 | 0.89631 | -8.1483 | -123.7609 | 131.3701 | -8.1483 | -123.7609 | 131.3701
Line13_13_14 | 0 | 0 | 0 | 0 | 0 | 0 | 0 | 0 | 0 | 0 | 0 | 0 | 7.7261e-09 | 5.9598e-09 | -1.3341e-08 | 3.5759e-10 | -6.5626e-10 | -4.5916e-11 | 8.4426e-09 | -1.4834e-08 | -1.6427e-09 | -3.5693e-10 | -2.3074e-10 | 5.8312e-10 | 0 | 0 | 0 | 0 | 0 | 0 |  | 0.76312 | 1.066 | 0.89631 | 0.76312 | 1.066 | 0.89631 | -8.1483 | -123.7609 | 131.3701 | -8.1483 | -123.7609 | 131.3701
Line14_15_16 | 0 | 0 | 0 | 0 | 0 | 0 | 0 | 0 | 0 | 0 | 0 | 0 | 1.5452e-08 | 1.192e-08 | -2.6683e-08 | -7.3685e-09 | -6.616e-09 | 1.3295e-08 | 1.6885e-08 | -2.9668e-08 | -3.2855e-09 | -8.7996e-09 | 1.4603e-08 | 2.2258e-09 | 0 | 0 | 0 | 0 | 0 | 0 |  | 0.76312 | 1.066 | 0.89631 | 0.76312 | 1.066 | 0.89631 | -8.1483 | -123.7609 | 131.3701 | -8.1483 | -123.7609 | 131.3701
Line15_16_17 | 0 | 0 | 0 | 0 | 0 | 0 | 0 | 0 | 0 | 0 | 0 | 0 | 7.7261e-09 | 5.9598e-09 | -1.3341e-08 | 3.5759e-10 | -6.5626e-10 | -4.5916e-11 | 8.4427e-09 | -1.4834e-08 | -1.6427e-09 | -3.5693e-10 | -2.3074e-10 | 5.8312e-10 | 0 | 0 | 0 | 0 | 0 | 0 |  | 0.76312 | 1.066 | 0.89631 | 0.76312 | 1.066 | 0.89631 | -8.1483 | -123.7609 | 131.3701 | -8.1483 | -123.7609 | 131.3701
Line16_4_18 | 0.024778 | 0 | 0 | 0.024778 | 0 | 0 | 0.0057221 | 0 | 0 | 0.0057221 | 0 | 0 | 0.0030795 | 5.9867e-09 | -1.3347e-08 | -0.0030696 | -6.5295e-10 | -4.1571e-11 | 0.0030799 | -1.4838e-08 | -1.6422e-09 | -0.0030696 | -2.2622e-10 | 5.792e-10 | -53.1551 | 0 | 0 | 126.8449 | 0 | 0 |  | 0.76113 | 1.0655 | 0.89557 | 0.75865 | 1.0653 | 0.8952 | -8.1513 | -123.7133 | 131.3279 | -8.1551 | -123.6895 | 131.3068
Line17_5_19 | 0 | 0 | 0 | 0 | 0 | 0 | 0 | 0 | 0 | 0 | 0 | 0 | 7.7261e-09 | 5.9598e-09 | -1.3341e-08 | 3.5759e-10 | -6.5626e-10 | -4.5916e-11 | 8.4426e-09 | -1.4834e-08 | -1.6427e-09 | -3.5693e-10 | -2.3074e-10 | 5.8312e-10 | 0 | 0 | 0 | 0 | 0 | 0 |  | 0.76312 | 1.066 | 0.89631 | 0.76312 | 1.066 | 0.89631 | -8.1483 | -123.7609 | 131.37 | -8.1483 | -123.7609 | 131.37
Line1_1_3 | 0 | 0 | 0 | 0 | 0 | 0 | 0 | 0 | 0 | 0 | 0 | 0 | 6.1809e-08 | 4.7678e-08 | -1.0673e-07 | -5.3725e-08 | -4.2375e-08 | 9.3343e-08 | 6.7541e-08 | -1.1867e-07 | -1.3142e-08 | -5.9455e-08 | 1.0361e-07 | 1.2082e-08 | 0 | 0 | 0 | 0 | 0 | 0 |  | 0.76312 | 1.066 | 0.89631 | 0.76312 | 1.066 | 0.89631 | -8.1483 | -123.7609 | 131.37 | -8.1483 | -123.7609 | 131.37
Line2_1_4 | 0.016517 | 0.0082602 | 0.0082602 | 0.016517 | 0.0082603 | 0.0082603 | 0.0038145 | 0.0019076 | 0.0019076 | 0.0038145 | 0.0019076 | 0.0019076 | 0.0020581 | -0.00067525 | 0.0017045 | -0.0020528 | 0.00067657 | -0.0017032 | 0.0020586 | 0.0019181 | 0.00013491 | -0.0020531 | -0.0019167 | -0.00013355 | -53.1549 | 126.8445 | 126.8445 | 126.8451 | -53.1555 | -53.1555 |  | 0.76312 | 1.066 | 0.89631 | 0.76113 | 1.0655 | 0.89557 | -8.1483 | -123.7609 | 131.37 | -8.1513 | -123.7133 | 131.3279
Line3_1_5 | 0 | 0 | 0 | 0 | 0 | 0 | 0 | 0 | 0 | 0 | 0 | 0 | 1.5452e-08 | 1.192e-08 | -2.6683e-08 | -7.3685e-09 | -6.616e-09 | 1.3295e-08 | 1.6885e-08 | -2.9668e-08 | -3.2854e-09 | -8.7996e-09 | 1.4603e-08 | 2.2258e-09 | 0 | 0 | 0 | 0 | 0 | 0 |  | 0.76312 | 1.066 | 0.89631 | 0.76312 | 1.066 | 0.89631 | -8.1483 | -123.7609 | 131.37 | -8.1483 | -123.7609 | 131.37
Line4_2_6 | 0 | 0 | 0 | 0 | 0 | 0 | 0 | 0 | 0 | 0 | 0 | 0 | 3.863e-08 | 2.9799e-08 | -6.6706e-08 | -3.0547e-08 | -2.4495e-08 | 5.3319e-08 | 4.2213e-08 | -7.417e-08 | -8.2136e-09 | -3.4128e-08 | 5.9105e-08 | 7.154e-09 | 0 | 0 | 0 | 0 | 0 | 0 |  | 0.76312 | 1.066 | 0.89631 | 0.76312 | 1.066 | 0.89631 | -8.1483 | -123.7609 | 131.37 | -8.1483 | -123.7609 | 131.37
Line5_6_7 | 0 | 0 | 0 | 0 | 0 | 0 | 0 | 0 | 0 | 0 | 0 | 0 | 3.0904e-08 | 2.3839e-08 | -5.3365e-08 | -2.2821e-08 | -1.8536e-08 | 3.9978e-08 | 3.3771e-08 | -5.9336e-08 | -6.5709e-09 | -2.5685e-08 | 4.4271e-08 | 5.5113e-09 | 0 | 0 | 0 | 0 | 0 | 0 |  | 0.76312 | 1.066 | 0.89631 | 0.76312 | 1.066 | 0.89631 | -8.1483 | -123.7609 | 131.37 | -8.1483 | -123.7609 | 131.37
Line6_7_8 | 0 | 0 | 0 | 0 | 0 | 0 | 0 | 0 | 0 | 0 | 0 | 0 | 2.3178e-08 | 1.7879e-08 | -4.0024e-08 | -1.5095e-08 | -1.2576e-08 | 2.6637e-08 | 2.5328e-08 | -4.4502e-08 | -4.9282e-09 | -1.7242e-08 | 2.9437e-08 | 3.8686e-09 | 0 | 0 | 0 | 0 | 0 | 0 |  | 0.76312 | 1.066 | 0.89631 | 0.76312 | 1.066 | 0.89631 | -8.1483 | -123.7609 | 131.37 | -8.1483 | -123.7609 | 131.37
Line7_8_9 | 0 | 0 | 0 | 0 | 0 | 0 | 0 | 0 | 0 | 0 | 0 | 0 | 7.7261e-09 | 5.9598e-09 | -1.3341e-08 | 3.5759e-10 | -6.5626e-10 | -4.5916e-11 | 8.4426e-09 | -1.4834e-08 | -1.6427e-09 | -3.5693e-10 | -2.3074e-10 | 5.8312e-10 | 0 | 0 | 0 | 0 | 0 | 0 |  | 0.76312 | 1.066 | 0.89631 | 0.76312 | 1.066 | 0.89631 | -8.1483 | -123.7609 | 131.37 | -8.1483 | -123.7609 | 131.37
Line8_8_10 | 0 | 0 | 0 | 0 | 0 | 0 | 0 | 0 | 0 | 0 | 0 | 0 | 7.7261e-09 | 5.9598e-09 | -1.3341e-08 | 3.5759e-10 | -6.5626e-10 | -4.5916e-11 | 8.4426e-09 | -1.4834e-08 | -1.6427e-09 | -3.5693e-10 | -2.3074e-10 | 5.8312e-10 | 0 | 0 | 0 | 0 | 0 | 0 |  | 0.76312 | 1.066 | 0.89631 | 0.76312 | 1.066 | 0.89631 | -8.1483 | -123.7609 | 131.37 | -8.1483 | -123.7609 | 131.37
Line9_3_11 | 0 | 0 | 0 | 0 | 0 | 0 | 0 | 0 | 0 | 0 | 0 | 0 | 5.4083e-08 | 4.1718e-08 | -9.3389e-08 | -4.5999e-08 | -3.6415e-08 | 8.0002e-08 | 5.9099e-08 | -1.0384e-07 | -1.1499e-08 | -5.1013e-08 | 8.8773e-08 | 1.0439e-08 | 0 | 0 | 0 | 0 | 0 | 0 |  | 0.76312 | 1.066 | 0.89631 | 0.76312 | 1.066 | 0.89631 | -8.1483 | -123.7609 | 131.37 | -8.1483 | -123.7609 | 131.37

## LLG_max_6
name | pf_ikss_a_from_ka | pf_ikss_b_from_ka | pf_ikss_c_from_ka | pf_ikss_a_to_ka | pf_ikss_b_to_ka | pf_ikss_c_to_ka | pf_skss_a_from_mw | pf_skss_b_from_mw | pf_skss_c_from_mw | pf_skss_a_to_mw | pf_skss_b_to_mw | pf_skss_c_to_mw | pf_p_a_from_mw | pf_p_b_from_mw | pf_p_c_from_mw | pf_p_a_to_mw | pf_p_b_to_mw | pf_p_c_to_mw | pf_q_a_from_mvar | pf_q_b_from_mvar | pf_q_c_from_mvar | pf_q_a_to_mvar | pf_q_b_to_mvar | pf_q_c_to_mvar | pf_ikss_a_from_degree | pf_ikss_b_from_degree | pf_ikss_c_from_degree | pf_ikss_a_to_degree | pf_ikss_b_to_degree | pf_ikss_c_to_degree | 3xI0 | pf_vm_a_from_pu | pf_vm_b_from_pu | pf_vm_c_from_pu | pf_vm_a_to_pu | pf_vm_b_to_pu | pf_vm_c_to_pu | pf_va_a_from_degree | pf_va_b_from_degree | pf_va_c_from_degree | pf_va_a_to_degree | pf_va_b_to_degree | pf_va_c_to_degree
Line0_1_2 | 1.1344e-06 | 1.1633e-06 | 1.1055e-06 | 0 | 0 | 0 | 2.6197e-07 | 2.6864e-07 | 2.553e-07 | 0 | 0 | 0 | 1.7063e-08 | -1.6214e-07 | 1.5502e-07 | -1.7199e-08 | 1.3593e-07 | -1.2868e-07 | -4.1048e-07 | 1.6547e-08 | -1.1736e-08 | 3.4207e-07 | -1.2904e-08 | 8.3657e-09 | 87.687 | 88.096 | 87.2208 | 0 | 0 | 0 |  | 1.5682 | 0.60668 | 0.60895 | 1.5682 | 0.60668 | 0.60895 | 0.067363 | -97.7312 | 82.8914 | 0.067362 | -97.7312 | 82.8914
Line10_11_12 | 1.1344e-06 | 1.1633e-06 | 1.1055e-06 | 0 | 0 | 0 | 2.6197e-07 | 2.6864e-07 | 2.553e-07 | 0 | 0 | 0 | 1.7063e-08 | -1.6214e-07 | 1.5502e-07 | -1.7199e-08 | 1.3593e-07 | -1.2868e-07 | -4.1048e-07 | 1.6547e-08 | -1.1736e-08 | 3.4207e-07 | -1.2904e-08 | 8.3657e-09 | 87.687 | 88.096 | 87.2208 | 0 | 0 | 0 |  | 1.5682 | 0.60668 | 0.60895 | 1.5682 | 0.60668 | 0.60895 | 0.067361 | -97.7312 | 82.8914 | 0.06736 | -97.7312 | 82.8914
Line11_12_13 | 0 | 0 | 0 | 0 | 0 | 0 | 0 | 0 | 0 | 0 | 0 | 0 | 1.4219e-08 | -1.3512e-07 | 1.2919e-07 | -1.4355e-08 | 1.089e-07 | -1.0284e-07 | -3.4206e-07 | 1.3789e-08 | -9.7802e-09 | 2.7366e-07 | -1.0146e-08 | 6.4097e-09 | 0 | 0 | 0 | 0 | 0 | 0 |  | 1.5682 | 0.60668 | 0.60895 | 1.5682 | 0.60668 | 0.60895 | 0.06736 | -97.7312 | 82.8914 | 0.067359 | -97.7312 | 82.8914
Line12_13_15 | 0 | 0 | 0 | 0 | 0 | 0 | 0 | 0 | 0 | 0 | 0 | 0 | 8.5315e-09 | -8.1069e-08 | 7.7512e-08 | -8.6677e-09 | 5.4858e-08 | -5.1165e-08 | -2.0524e-07 | 8.2736e-09 | -5.8681e-09 | 1.3683e-07 | -4.6306e-09 | 2.4976e-09 | 0 | 0 | 0 | 0 | 0 | 0 |  | 1.5682 | 0.60668 | 0.60895 | 1.5682 | 0.60668 | 0.60895 | 0.067359 | -97.7312 | 82.8914 | 0.067359 | -97.7312 | 82.8914
Line13_13_14 | 0 | 0 | 0 | 0 | 0 | 0 | 0 | 0 | 0 | 0 | 0 | 0 | 2.8438e-09 | -2.7023e-08 | 2.5837e-08 | -2.9801e-09 | 8.1195e-10 | 5.1001e-10 | -6.8413e-08 | 2.7579e-09 | -1.956e-09 | 7.0989e-12 | 8.8513e-10 | -1.4145e-09 | 0 | 0 | 0 | 0 | 0 | 0 |  | 1.5682 | 0.60668 | 0.60895 | 1.5682 | 0.60668 | 0.60895 | 0.067359 | -97.7312 | 82.8914 | 0.067359 | -97.7312 | 82.8914
Line14_15_16 | 0 | 0 | 0 | 0 | 0 | 0 | 0 | 0 | 0 | 0 | 0 | 0 | 5.6877e-09 | -5.4046e-08 | 5.1675e-08 | -5.8239e-09 | 2.7835e-08 | -2.5327e-08 | -1.3683e-07 | 5.5157e-09 | -3.9121e-09 | 6.842e-08 | -1.8727e-09 | 5.4156e-10 | 0 | 0 | 0 | 0 | 0 | 0 |  | 1.5682 | 0.60668 | 0.60895 | 1.5682 | 0.60668 | 0.60895 | 0.067359 | -97.7312 | 82.8914 | 0.067358 | -97.7312 | 82.8914
Line15_16_17 | 0 | 0 | 0 | 0 | 0 | 0 | 0 | 0 | 0 | 0 | 0 | 0 | 2.8438e-09 | -2.7023e-08 | 2.5837e-08 | -2.9801e-09 | 8.1195e-10 | 5.1001e-10 | -6.8413e-08 | 2.7579e-09 | -1.956e-09 | 7.0993e-12 | 8.8513e-10 | -1.4145e-09 | 0 | 0 | 0 | 0 | 0 | 0 |  | 1.5682 | 0.60668 | 0.60895 | 1.5682 | 0.60668 | 0.60895 | 0.067358 | -97.7312 | 82.8914 | 0.067358 | -97.7312 | 82.8914
Line16_4_18 | 0 | 3.1272 | 3.1506 | 0 | 3.1272 | 3.1506 | 0 | 0.72219 | 0.7276 | 0 | 0.72219 | 0.7276 | 2.9014e-09 | 0.097197 | 0.099851 | -2.9562e-09 | 1.7581e-13 | -4.1179e-14 | -6.8397e-08 | 0.19618 | 0.19792 | 1.3075e-11 | 1.1893e-13 | -1.1722e-13 | 0 | -161.4793 | 19.7661 | 0 | 18.5208 | -160.234 |  | 1.5662 | 0.30316 | 0.30467 | 1.5651 | 0 | 0 | 0.1053 | -97.8355 | 82.9947 | 0.12431 | 0 | 0
Line17_5_19 | 0 | 0 | 0 | 0 | 0 | 0 | 0 | 0 | 0 | 0 | 0 | 0 | 2.8438e-09 | -2.7023e-08 | 2.5837e-08 | -2.9801e-09 | 8.1195e-10 | 5.1001e-10 | -6.8413e-08 | 2.7579e-09 | -1.956e-09 | 7.0995e-12 | 8.8513e-10 | -1.4145e-09 | 0 | 0 | 0 | 0 | 0 | 0 |  | 1.5682 | 0.60668 | 0.60895 | 1.5682 | 0.60668 | 0.60895 | 0.067363 | -97.7312 | 82.8914 | 0.067363 | -97.7312 | 82.8914
Line1_1_3 | 1.5125e-06 | 1.551e-06 | 1.474e-06 | 1.3238e-06 | 1.3623e-06 | 1.2854e-06 | 3.4929e-07 | 3.5819e-07 | 3.404e-07 | 3.0572e-07 | 3.146e-07 | 2.9685e-07 | 2.2751e-08 | -2.1618e-07 | 2.067e-07 | -2.2887e-08 | 1.8997e-07 | -1.8035e-07 | -5.473e-07 | 2.2063e-08 | -1.5648e-08 | 4.789e-07 | -1.842e-08 | 1.2278e-08 | 87.687 | 88.096 | 87.2208 | -92.6688 | -92.1931 | -93.2141 |  | 1.5682 | 0.60668 | 0.60895 | 1.5682 | 0.60668 | 0.60895 | 0.067363 | -97.7312 | 82.8914 | 0.067362 | -97.7312 | 82.8914
Line2_1_4 | 0.024048 | 3.1348 | 3.1426 | 0.024048 | 3.1348 | 3.1426 | 0.0055537 | 0.72396 | 0.72576 | 0.0055537 | 0.72396 | 0.72576 | 1.7353e-05 | 0.19714 | 0.19693 | -1.1571e-05 | -0.098864 | -0.098172 | 0.0087095 | 0.39249 | 0.39565 | -0.008698 | -0.19594 | -0.19813 | -89.8185 | -161.062 | 19.353 | 90.1815 | 18.938 | -160.647 |  | 1.5682 | 0.60668 | 0.60895 | 1.5662 | 0.30316 | 0.30467 | 0.067363 | -97.7312 | 82.8914 | 0.1053 | -97.8355 | 82.9947
Line3_1_5 | 0 | 0 | 0 | 0 | 0 | 0 | 0 | 0 | 0 | 0 | 0 | 0 | 5.6876e-09 | -5.4046e-08 | 5.1675e-08 | -5.8239e-09 | 2.7835e-08 | -2.5327e-08 | -1.3683e-07 | 5.5158e-09 | -3.9121e-09 | 6.842e-08 | -1.8728e-09 | 5.4156e-10 | 0 | 0 | 0 | 0 | 0 | 0 |  | 1.5682 | 0.60668 | 0.60895 | 1.5682 | 0.60668 | 0.60895 | 0.067363 | -97.7312 | 82.8914 | 0.067363 | -97.7312 | 82.8914
Line4_2_6 | 0 | 0 | 0 | 0 | 0 | 0 | 0 | 0 | 0 | 0 | 0 | 0 | 1.4219e-08 | -1.3512e-07 | 1.2919e-07 | -1.4355e-08 | 1.089e-07 | -1.0284e-07 | -3.4206e-07 | 1.3789e-08 | -9.7802e-09 | 2.7366e-07 | -1.0146e-08 | 6.4097e-09 | 0 | 0 | 0 | 0 | 0 | 0 |  | 1.5682 | 0.60668 | 0.60895 | 1.5682 | 0.60668 | 0.60895 | 0.067362 | -97.7312 | 82.8914 | 0.067361 | -97.7312 | 82.8914
Line5_6_7 | 0 | 0 | 0 | 0 | 0 | 0 | 0 | 0 | 0 | 0 | 0 | 0 | 1.1375e-08 | -1.0809e-07 | 1.0335e-07 | -1.1512e-08 | 8.1881e-08 | -7.7002e-08 | -2.7365e-07 | 1.1031e-08 | -7.8242e-09 | 2.0525e-07 | -7.3885e-09 | 4.4537e-09 | 0 | 0 | 0 | 0 | 0 | 0 |  | 1.5682 | 0.60668 | 0.60895 | 1.5682 | 0.60668 | 0.60895 | 0.067361 | -97.7312 | 82.8914 | 0.067361 | -97.7312 | 82.8914
Line6_7_8 | 0 | 0 | 0 | 0 | 0 | 0 | 0 | 0 | 0 | 0 | 0 | 0 | 8.5315e-09 | -8.1069e-08 | 7.7512e-08 | -8.6677e-09 | 5.4858e-08 | -5.1165e-08 | -2.0524e-07 | 8.2736e-09 | -5.8681e-09 | 1.3683e-07 | -4.6306e-09 | 2.4976e-09 | 0 | 0 | 0 | 0 | 0 | 0 |  | 1.5682 | 0.60668 | 0.60895 | 1.5682 | 0.60668 | 0.60895 | 0.067361 | -97.7312 | 82.8914 | 0.06736 | -97.7312 | 82.8914
Line7_8_9 | 0 | 0 | 0 | 0 | 0 | 0 | 0 | 0 | 0 | 0 | 0 | 0 | 2.8438e-09 | -2.7023e-08 | 2.5837e-08 | -2.9801e-09 | 8.1195e-10 | 5.1001e-10 | -6.8413e-08 | 2.7579e-09 | -1.956e-09 | 7.0989e-12 | 8.8513e-10 | -1.4145e-09 | 0 | 0 | 0 | 0 | 0 | 0 |  | 1.5682 | 0.60668 | 0.60895 | 1.5682 | 0.60668 | 0.60895 | 0.06736 | -97.7312 | 82.8914 | 0.06736 | -97.7312 | 82.8914
Line8_8_10 | 0 | 0 | 0 | 0 | 0 | 0 | 0 | 0 | 0 | 0 | 0 | 0 | 2.8438e-09 | -2.7023e-08 | 2.5837e-08 | -2.9801e-09 | 8.1195e-10 | 5.1001e-10 | -6.8413e-08 | 2.7579e-09 | -1.956e-09 | 7.0985e-12 | 8.8513e-10 | -1.4145e-09 | 0 | 0 | 0 | 0 | 0 | 0 |  | 1.5682 | 0.60668 | 0.60895 | 1.5682 | 0.60668 | 0.60895 | 0.06736 | -97.7312 | 82.8914 | 0.06736 | -97.7312 | 82.8914
Line9_3_11 | 1.3234e-06 | 1.3571e-06 | 1.2897e-06 | 1.1347e-06 | 1.1684e-06 | 1.1012e-06 | 3.0563e-07 | 3.1342e-07 | 2.9785e-07 | 2.6206e-07 | 2.6983e-07 | 2.543e-07 | 1.9907e-08 | -1.8916e-07 | 1.8086e-07 | -2.0043e-08 | 1.6295e-07 | -1.5451e-07 | -4.7889e-07 | 1.9305e-08 | -1.3692e-08 | 4.1048e-07 | -1.5662e-08 | 1.0322e-08 | 87.687 | 88.096 | 87.2208 | -92.728 | -92.241 | -93.2868 |  | 1.5682 | 0.60668 | 0.60895 | 1.5682 | 0.60668 | 0.60895 | 0.067362 | -97.7312 | 82.8914 | 0.067361 | -97.7312 | 82.8914

## LLG_max_10
name | pf_ikss_a_from_ka | pf_ikss_b_from_ka | pf_ikss_c_from_ka | pf_ikss_a_to_ka | pf_ikss_b_to_ka | pf_ikss_c_to_ka | pf_skss_a_from_mw | pf_skss_b_from_mw | pf_skss_c_from_mw | pf_skss_a_to_mw | pf_skss_b_to_mw | pf_skss_c_to_mw | pf_p_a_from_mw | pf_p_b_from_mw | pf_p_c_from_mw | pf_p_a_to_mw | pf_p_b_to_mw | pf_p_c_to_mw | pf_q_a_from_mvar | pf_q_b_from_mvar | pf_q_c_from_mvar | pf_q_a_to_mvar | pf_q_b_to_mvar | pf_q_c_to_mvar | pf_ikss_a_from_degree | pf_ikss_b_from_degree | pf_ikss_c_from_degree | pf_ikss_a_to_degree | pf_ikss_b_to_degree | pf_ikss_c_to_degree | 3xI0 | pf_vm_a_from_pu | pf_vm_b_from_pu | pf_vm_c_from_pu | pf_vm_a_to_pu | pf_vm_b_to_pu | pf_vm_c_to_pu | pf_va_a_from_degree | pf_va_b_from_degree | pf_va_c_from_degree | pf_va_a_to_degree | pf_va_b_to_degree | pf_va_c_to_degree
Line0_1_2 | 1.1882e-06 | 1.2195e-06 | 1.157e-06 | 0 | 1.0218e-06 | 0 | 2.7441e-07 | 2.8163e-07 | 2.6721e-07 | 0 | 2.3597e-07 | 0 | 1.8718e-08 | -1.752e-07 | 1.6726e-07 | -1.8868e-08 | 1.469e-07 | -1.3882e-07 | -4.504e-07 | 1.863e-08 | -1.33e-08 | 3.7534e-07 | -1.4579e-08 | 9.5474e-09 | 87.6881 | 88.1032 | 87.2129 | 0 | -92.2992 | 0 |  | 1.6427 | 0.6256 | 0.62794 | 1.6427 | 0.6256 | 0.62794 | 0.067864 | -97.9668 | 82.6666 | 0.067863 | -97.9668 | 82.6666
Line10_11_12 | 1.1882e-06 | 1.2195e-06 | 1.157e-06 | 0 | 1.0218e-06 | 0 | 2.7441e-07 | 2.8163e-07 | 2.6721e-07 | 0 | 2.3597e-07 | 0 | 1.8718e-08 | -1.752e-07 | 1.6726e-07 | -1.8868e-08 | 1.469e-07 | -1.3882e-07 | -4.504e-07 | 1.863e-08 | -1.33e-08 | 3.7534e-07 | -1.4579e-08 | 9.5474e-09 | 87.6881 | 88.1032 | 87.2129 | 0 | -92.2992 | 0 |  | 1.6427 | 0.6256 | 0.62794 | 1.6427 | 0.6256 | 0.62794 | 0.067862 | -97.9667 | 82.6666 | 0.067861 | -97.9667 | 82.6666
Line11_12_13 | 0 | 1.0162e-06 | 0 | 0 | 0 | 0 | 0 | 2.3469e-07 | 0 | 0 | 0 | 0 | 1.5599e-08 | -1.46e-07 | 1.3939e-07 | -1.5748e-08 | 1.177e-07 | -1.1094e-07 | -3.7534e-07 | 1.5525e-08 | -1.1083e-08 | 3.0028e-07 | -1.1474e-08 | 7.3307e-09 | 0 | 88.1032 | 0 | 0 | 0 | 0 |  | 1.6427 | 0.6256 | 0.62794 | 1.6427 | 0.6256 | 0.62794 | 0.067861 | -97.9667 | 82.6666 | 0.06786 | -97.9667 | 82.6666
Line12_13_15 | 0 | 0 | 0 | 0 | 0 | 0 | 0 | 0 | 0 | 0 | 0 | 0 | 9.3591e-09 | -8.7599e-08 | 8.3632e-08 | -9.5086e-09 | 5.9303e-08 | -5.5186e-08 | -2.252e-07 | 9.3151e-09 | -6.65e-09 | 1.5014e-07 | -5.2635e-09 | 2.8974e-09 | 0 | 0 | 0 | 0 | 0 | 0 |  | 1.6427 | 0.6256 | 0.62794 | 1.6427 | 0.6256 | 0.62794 | 0.06786 | -97.9667 | 82.6666 | 0.06786 | -97.9667 | 82.6666
Line13_13_14 | 0 | 0 | 0 | 0 | 0 | 0 | 0 | 0 | 0 | 0 | 0 | 0 | 3.1197e-09 | -2.92e-08 | 2.7877e-08 | -3.2692e-09 | 9.0393e-10 | 5.6799e-10 | -7.5067e-08 | 3.105e-09 | -2.2167e-09 | 7.848e-12 | 9.4658e-10 | -1.536e-09 | 0 | 0 | 0 | 0 | 0 | 0 |  | 1.6427 | 0.6256 | 0.62794 | 1.6427 | 0.6256 | 0.62794 | 0.06786 | -97.9667 | 82.6666 | 0.06786 | -97.9667 | 82.6666
Line14_15_16 | 0 | 0 | 0 | 0 | 0 | 0 | 0 | 0 | 0 | 0 | 0 | 0 | 6.2394e-09 | -5.8399e-08 | 5.5754e-08 | -6.3889e-09 | 3.0104e-08 | -2.7309e-08 | -1.5013e-07 | 6.2101e-09 | -4.4334e-09 | 7.5075e-08 | -2.1585e-09 | 6.8071e-10 | 0 | 0 | 0 | 0 | 0 | 0 |  | 1.6427 | 0.6256 | 0.62794 | 1.6427 | 0.6256 | 0.62794 | 0.06786 | -97.9667 | 82.6666 | 0.06786 | -97.9667 | 82.6666
Line15_16_17 | 0 | 0 | 0 | 0 | 0 | 0 | 0 | 0 | 0 | 0 | 0 | 0 | 3.1197e-09 | -2.92e-08 | 2.7877e-08 | -3.2692e-09 | 9.0393e-10 | 5.6799e-10 | -7.5067e-08 | 3.105e-09 | -2.2167e-09 | 7.8475e-12 | 9.4658e-10 | -1.536e-09 | 0 | 0 | 0 | 0 | 0 | 0 |  | 1.6427 | 0.6256 | 0.62794 | 1.6427 | 0.6256 | 0.62794 | 0.06786 | -97.9667 | 82.6666 | 0.06786 | -97.9667 | 82.6666
Line16_4_18 | 0 | 3.2246 | 3.2489 | 0 | 3.2246 | 3.2489 | 0 | 0.7447 | 0.7503 | 0 | 0.7447 | 0.7503 | 3.1829e-09 | 0.10334 | 0.10619 | -3.243e-09 | 2.9311e-13 | -1.1595e-13 | -7.505e-08 | 0.2086 | 0.21045 | 1.4404e-11 | 2.4407e-15 | -4.3515e-14 | 0 | -161.7202 | 19.5466 | 0 | 18.2798 | -160.4534 |  | 1.6406 | 0.31261 | 0.31417 | 1.6395 | 0 | 0 | 0.1058 | -98.0728 | 82.7717 | 0.12481 | 0 | 0
Line17_5_19 | 0 | 0 | 0 | 0 | 0 | 0 | 0 | 0 | 0 | 0 | 0 | 0 | 3.1197e-09 | -2.92e-08 | 2.7877e-08 | -3.2692e-09 | 9.0393e-10 | 5.6799e-10 | -7.5067e-08 | 3.1051e-09 | -2.2167e-09 | 7.8484e-12 | 9.4658e-10 | -1.536e-09 | 0 | 0 | 0 | 0 | 0 | 0 |  | 1.6427 | 0.6256 | 0.62794 | 1.6427 | 0.6256 | 0.62794 | 0.067864 | -97.9668 | 82.6666 | 0.067864 | -97.9668 | 82.6666
Line1_1_3 | 1.5843e-06 | 1.626e-06 | 1.5427e-06 | 1.3867e-06 | 1.4283e-06 | 1.3452e-06 | 3.6588e-07 | 3.755e-07 | 3.5628e-07 | 3.2024e-07 | 3.2985e-07 | 3.1065e-07 | 2.4958e-08 | -2.336e-07 | 2.2302e-07 | -2.5107e-08 | 2.053e-07 | -1.9457e-07 | -6.0054e-07 | 2.484e-08 | -1.7733e-08 | 5.2548e-07 | -2.0789e-08 | 1.3981e-08 | 87.6881 | 88.1032 | 87.2129 | -92.6676 | -92.1847 | -93.2236 |  | 1.6427 | 0.6256 | 0.62794 | 1.6427 | 0.6256 | 0.62794 | 0.067864 | -97.9668 | 82.6666 | 0.067863 | -97.9667 | 82.6666
Line2_1_4 | 0.025191 | 3.2326 | 3.2406 | 0.025191 | 3.2326 | 3.2406 | 0.0058175 | 0.74653 | 0.74839 | 0.0058176 | 0.74653 | 0.74839 | 1.9041e-05 | 0.20963 | 0.2094 | -1.2696e-05 | -0.10514 | -0.10438 | 0.0095567 | 0.41733 | 0.42072 | -0.0095441 | -0.20834 | -0.21069 | -89.818 | -161.2958 | 19.1264 | 90.182 | 18.7042 | -160.8736 |  | 1.6427 | 0.6256 | 0.62794 | 1.6406 | 0.31261 | 0.31417 | 0.067864 | -97.9668 | 82.6666 | 0.1058 | -98.0728 | 82.7717
Line3_1_5 | 0 | 0 | 0 | 0 | 0 | 0 | 0 | 0 | 0 | 0 | 0 | 0 | 6.2394e-09 | -5.8399e-08 | 5.5754e-08 | -6.3889e-09 | 3.0104e-08 | -2.7309e-08 | -1.5013e-07 | 6.2101e-09 | -4.4333e-09 | 7.5075e-08 | -2.1585e-09 | 6.8071e-10 | 0 | 0 | 0 | 0 | 0 | 0 |  | 1.6427 | 0.6256 | 0.62794 | 1.6427 | 0.6256 | 0.62794 | 0.067864 | -97.9668 | 82.6666 | 0.067864 | -97.9668 | 82.6666
Line4_2_6 | 0 | 1.0162e-06 | 0 | 0 | 0 | 0 | 0 | 2.3469e-07 | 0 | 0 | 0 | 0 | 1.5599e-08 | -1.46e-07 | 1.3939e-07 | -1.5748e-08 | 1.177e-07 | -1.1094e-07 | -3.7534e-07 | 1.5525e-08 | -1.1083e-08 | 3.0028e-07 | -1.1474e-08 | 7.3307e-09 | 0 | 88.1032 | 0 | 0 | 0 | 0 |  | 1.6427 | 0.6256 | 0.62794 | 1.6427 | 0.6256 | 0.62794 | 0.067863 | -97.9668 | 82.6666 | 0.067863 | -97.9667 | 82.6666
Line5_6_7 | 0 | 0 | 0 | 0 | 0 | 0 | 0 | 0 | 0 | 0 | 0 | 0 | 1.2479e-08 | -1.168e-07 | 1.1151e-07 | -1.2628e-08 | 8.8503e-08 | -8.3064e-08 | -3.0027e-07 | 1.242e-08 | -8.8667e-09 | 2.2521e-07 | -8.3685e-09 | 5.1141e-09 | 0 | 0 | 0 | 0 | 0 | 0 |  | 1.6427 | 0.6256 | 0.62794 | 1.6427 | 0.6256 | 0.62794 | 0.067863 | -97.9667 | 82.6666 | 0.067862 | -97.9667 | 82.6666
Line6_7_8 | 0 | 0 | 0 | 0 | 0 | 0 | 0 | 0 | 0 | 0 | 0 | 0 | 9.3591e-09 | -8.7599e-08 | 8.3632e-08 | -9.5086e-09 | 5.9303e-08 | -5.5186e-08 | -2.252e-07 | 9.3151e-09 | -6.65e-09 | 1.5014e-07 | -5.2635e-09 | 2.8974e-09 | 0 | 0 | 0 | 0 | 0 | 0 |  | 1.6427 | 0.6256 | 0.62794 | 1.6427 | 0.6256 | 0.62794 | 0.067862 | -97.9667 | 82.6666 | 0.067862 | -97.9667 | 82.6666
Line7_8_9 | 0 | 0 | 0 | 0 | 0 | 0 | 0 | 0 | 0 | 0 | 0 | 0 | 3.1197e-09 | -2.92e-08 | 2.7877e-08 | -3.2692e-09 | 9.0393e-10 | 5.6799e-10 | -7.5067e-08 | 3.105e-09 | -2.2167e-09 | 7.8485e-12 | 9.4658e-10 | -1.536e-09 | 0 | 0 | 0 | 0 | 0 | 0 |  | 1.6427 | 0.6256 | 0.62794 | 1.6427 | 0.6256 | 0.62794 | 0.067862 | -97.9667 | 82.6666 | 0.067861 | -97.9667 | 82.6666
Line8_8_10 | 0 | 0 | 0 | 0 | 0 | 0 | 0 | 0 | 0 | 0 | 0 | 0 | 3.1197e-09 | -2.92e-08 | 2.7877e-08 | -3.2692e-09 | 9.0393e-10 | 5.6799e-10 | -7.5067e-08 | 3.105e-09 | -2.2167e-09 | 7.8484e-12 | 9.4658e-10 | -1.536e-09 | 0 | 0 | 0 | 0 | 0 | 0 |  | 1.6427 | 0.6256 | 0.62794 | 1.6427 | 0.6256 | 0.62794 | 0.067862 | -97.9667 | 82.6666 | 0.067861 | -97.9667 | 82.6666
Line9_3_11 | 1.3863e-06 | 1.4227e-06 | 1.3499e-06 | 1.1887e-06 | 1.225e-06 | 1.1523e-06 | 3.2015e-07 | 3.2857e-07 | 3.1174e-07 | 2.7451e-07 | 2.8291e-07 | 2.6612e-07 | 2.1838e-08 | -2.044e-07 | 1.9514e-07 | -2.1987e-08 | 1.761e-07 | -1.667e-07 | -5.2547e-07 | 2.1735e-08 | -1.5517e-08 | 4.5041e-07 | -1.7684e-08 | 1.1764e-08 | 87.6881 | 88.1032 | 87.2129 | -92.7269 | -92.2325 | -93.2966 |  | 1.6427 | 0.6256 | 0.62794 | 1.6427 | 0.6256 | 0.62794 | 0.067863 | -97.9667 | 82.6666 | 0.067862 | -97.9667 | 82.6666

## LLG_max_fault_6
name | pf_ikss_a_from_ka | pf_ikss_b_from_ka | pf_ikss_c_from_ka | pf_ikss_a_to_ka | pf_ikss_b_to_ka | pf_ikss_c_to_ka | pf_skss_a_from_mw | pf_skss_b_from_mw | pf_skss_c_from_mw | pf_skss_a_to_mw | pf_skss_b_to_mw | pf_skss_c_to_mw | pf_p_a_from_mw | pf_p_b_from_mw | pf_p_c_from_mw | pf_p_a_to_mw | pf_p_b_to_mw | pf_p_c_to_mw | pf_q_a_from_mvar | pf_q_b_from_mvar | pf_q_c_from_mvar | pf_q_a_to_mvar | pf_q_b_to_mvar | pf_q_c_to_mvar | pf_ikss_a_from_degree | pf_ikss_b_from_degree | pf_ikss_c_from_degree | pf_ikss_a_to_degree | pf_ikss_b_to_degree | pf_ikss_c_to_degree | 3xI0 | pf_vm_a_from_pu | pf_vm_b_from_pu | pf_vm_c_from_pu | pf_vm_a_to_pu | pf_vm_b_to_pu | pf_vm_c_to_pu | pf_va_a_from_degree | pf_va_b_from_degree | pf_va_c_from_degree | pf_va_a_to_degree | pf_va_b_to_degree | pf_va_c_to_degree
Line0_1_2 | 0 | 0 | 0 | 0 | 0 | 0 | 0 | 0 | 0 | 0 | 0 | 0 | -4.4461e-08 | -4.8728e-08 | 9.52e-08 | 3.6344e-08 | 4.1098e-08 | -7.9453e-08 | -9.954e-08 | 6.4672e-08 | -1.3657e-08 | 8.3304e-08 | -5.3567e-08 | 1.0686e-08 | 0 | 0 | 0 | 0 | 0 | 0 |  | 1.2068 | 0.89571 | 1.0654 | 1.2068 | 0.89571 | 1.0654 | 4.3686 | -114.5754 | 110.2478 | 4.3686 | -114.5753 | 110.2478
Line10_11_12 | 0 | 0 | 0 | 0 | 0 | 0 | 0 | 0 | 0 | 0 | 0 | 0 | -4.4461e-08 | -4.8728e-08 | 9.52e-08 | 3.6344e-08 | 4.1098e-08 | -7.9453e-08 | -9.954e-08 | 6.4672e-08 | -1.3657e-08 | 8.3304e-08 | -5.3567e-08 | 1.0686e-08 | 0 | 0 | 0 | 0 | 0 | 0 |  | 1.2068 | 0.89571 | 1.0654 | 1.2068 | 0.89571 | 1.0654 | 4.3686 | -114.5753 | 110.2478 | 4.3686 | -114.5753 | 110.2478
Line11_12_13 | 0 | 0 | 0 | 0 | 0 | 0 | 0 | 0 | 0 | 0 | 0 | 0 | -3.7051e-08 | -4.0606e-08 | 7.9333e-08 | 2.8934e-08 | 3.2976e-08 | -6.3586e-08 | -8.295e-08 | 5.3893e-08 | -1.1381e-08 | 6.6714e-08 | -4.2789e-08 | 8.41e-09 | 0 | 0 | 0 | 0 | 0 | 0 |  | 1.2068 | 0.89571 | 1.0654 | 1.2068 | 0.89571 | 1.0654 | 4.3686 | -114.5753 | 110.2478 | 4.3686 | -114.5753 | 110.2478
Line12_13_15 | 0 | 0 | 0 | 0 | 0 | 0 | 0 | 0 | 0 | 0 | 0 | 0 | -2.2231e-08 | -2.4364e-08 | 4.76e-08 | 1.4113e-08 | 1.6734e-08 | -3.1853e-08 | -4.977e-08 | 3.2336e-08 | -6.8286e-09 | 3.3534e-08 | -2.1231e-08 | 3.8576e-09 | 0 | 0 | 0 | 0 | 0 | 0 |  | 1.2068 | 0.89571 | 1.0654 | 1.2068 | 0.89571 | 1.0654 | 4.3686 | -114.5753 | 110.2478 | 4.3686 | -114.5753 | 110.2478
Line13_13_14 | 0 | 0 | 0 | 0 | 0 | 0 | 0 | 0 | 0 | 0 | 0 | 0 | -7.4102e-09 | -8.1213e-09 | 1.5867e-08 | -7.0718e-10 | 4.9128e-10 | -1.1928e-10 | -1.659e-08 | 1.0779e-08 | -2.2762e-09 | 3.5391e-10 | 3.2601e-10 | -6.9477e-10 | 0 | 0 | 0 | 0 | 0 | 0 |  | 1.2068 | 0.89571 | 1.0654 | 1.2068 | 0.89571 | 1.0654 | 4.3686 | -114.5753 | 110.2478 | 4.3686 | -114.5753 | 110.2478
Line14_15_16 | 0 | 0 | 0 | 0 | 0 | 0 | 0 | 0 | 0 | 0 | 0 | 0 | -1.482e-08 | -1.6243e-08 | 3.1733e-08 | 6.703e-09 | 8.6125e-09 | -1.5986e-08 | -3.318e-08 | 2.1557e-08 | -4.5524e-09 | 1.6944e-08 | -1.0453e-08 | 1.5814e-09 | 0 | 0 | 0 | 0 | 0 | 0 |  | 1.2068 | 0.89571 | 1.0654 | 1.2068 | 0.89571 | 1.0654 | 4.3686 | -114.5753 | 110.2478 | 4.3686 | -114.5753 | 110.2478
Line15_16_17 | 0 | 0 | 0 | 0 | 0 | 0 | 0 | 0 | 0 | 0 | 0 | 0 | -7.4102e-09 | -8.1213e-09 | 1.5867e-08 | -7.0718e-10 | 4.9128e-10 | -1.1928e-10 | -1.659e-08 | 1.0779e-08 | -2.2762e-09 | 3.5391e-10 | 3.2601e-10 | -6.9477e-10 | 0 | 0 | 0 | 0 | 0 | 0 |  | 1.2068 | 0.89571 | 1.0654 | 1.2068 | 0.89571 | 1.0654 | 4.3686 | -114.5753 | 110.2478 | 4.3686 | -114.5753 | 110.2478
Line16_4_18 | 0 | 0.029098 | 0.034598 | 0 | 0.029098 | 0.034598 | 0 | 0.00672 | 0.00799 | 0 | 0.00672 | 0.00799 | -7.4106e-09 | 0.0042394 | 0.0059986 | -7.0115e-10 | -0.0042335 | -0.005985 | -1.6599e-08 | 0.0042512 | 0.0060061 | 3.5355e-10 | -0.0042335 | -0.005985 | 0 | -159.7568 | 65.1963 | 0 | 20.2434 | -114.8038 |  | 1.206 | 0.89343 | 1.0624 | 1.2056 | 0.89095 | 1.0593 | 4.3687 | -114.677 | 110.2325 | 4.3687 | -114.7566 | 110.1962
Line17_5_19 | 0 | 0 | 0 | 0 | 0 | 0 | 0 | 0 | 0 | 0 | 0 | 0 | -7.4102e-09 | -8.1213e-09 | 1.5867e-08 | -7.0718e-10 | 4.9128e-10 | -1.1928e-10 | -1.659e-08 | 1.0779e-08 | -2.2762e-09 | 3.5391e-10 | 3.2601e-10 | -6.9477e-10 | 0 | 0 | 0 | 0 | 0 | 0 |  | 1.2068 | 0.89571 | 1.0654 | 1.2068 | 0.89571 | 1.0654 | 4.3686 | -114.5753 | 110.2478 | 4.3686 | -114.5753 | 110.2478
Line1_1_3 | 0 | 0 | 0 | 0 | 0 | 0 | 0 | 0 | 0 | 0 | 0 | 0 | -5.9282e-08 | -6.497e-08 | 1.2693e-07 | 5.1164e-08 | 5.734e-08 | -1.1119e-07 | -1.3272e-07 | 8.6229e-08 | -1.8209e-08 | 1.1648e-07 | -7.5125e-08 | 1.5239e-08 | 0 | 0 | 0 | 0 | 0 | 0 |  | 1.2068 | 0.89571 | 1.0654 | 1.2068 | 0.89571 | 1.0654 | 4.3686 | -114.5754 | 110.2478 | 4.3686 | -114.5753 | 110.2478
Line2_1_4 | 0.008293 | 0.02874 | 0.030703 | 0.008293 | 0.02874 | 0.030703 | 0.0019152 | 0.0066372 | 0.0070907 | 0.0019152 | 0.0066372 | 0.0070906 | 0.0010335 | 0.0052142 | 0.0040087 | -0.0010328 | -0.0052059 | -0.0039992 | 0.0020672 | 0.0028558 | 0.0064028 | -0.0020659 | -0.0028392 | -0.0063839 | -59.0681 | -143.2846 | 52.2978 | 120.9319 | 36.7156 | -127.7023 |  | 1.2068 | 0.89571 | 1.0654 | 1.206 | 0.89343 | 1.0624 | 4.3686 | -114.5754 | 110.2478 | 4.3687 | -114.677 | 110.2325
Line3_1_5 | 0 | 0 | 0 | 0 | 0 | 0 | 0 | 0 | 0 | 0 | 0 | 0 | -1.482e-08 | -1.6243e-08 | 3.1733e-08 | 6.703e-09 | 8.6125e-09 | -1.5986e-08 | -3.318e-08 | 2.1557e-08 | -4.5524e-09 | 1.6944e-08 | -1.0453e-08 | 1.5814e-09 | 0 | 0 | 0 | 0 | 0 | 0 |  | 1.2068 | 0.89571 | 1.0654 | 1.2068 | 0.89571 | 1.0654 | 4.3686 | -114.5754 | 110.2478 | 4.3686 | -114.5753 | 110.2478
Line4_2_6 | 0 | 0 | 0 | 0 | 0 | 0 | 0 | 0 | 0 | 0 | 0 | 0 | -3.7051e-08 | -4.0606e-08 | 7.9333e-08 | 2.8934e-08 | 3.2976e-08 | -6.3586e-08 | -8.295e-08 | 5.3893e-08 | -1.1381e-08 | 6.6714e-08 | -4.2789e-08 | 8.41e-09 | 0 | 0 | 0 | 0 | 0 | 0 |  | 1.2068 | 0.89571 | 1.0654 | 1.2068 | 0.89571 | 1.0654 | 4.3686 | -114.5753 | 110.2478 | 4.3686 | -114.5753 | 110.2478
Line5_6_7 | 0 | 0 | 0 | 0 | 0 | 0 | 0 | 0 | 0 | 0 | 0 | 0 | -2.9641e-08 | -3.2485e-08 | 6.3467e-08 | 2.1523e-08 | 2.4855e-08 | -4.7719e-08 | -6.636e-08 | 4.3115e-08 | -9.1047e-09 | 5.0124e-08 | -3.201e-08 | 6.1338e-09 | 0 | 0 | 0 | 0 | 0 | 0 |  | 1.2068 | 0.89571 | 1.0654 | 1.2068 | 0.89571 | 1.0654 | 4.3686 | -114.5753 | 110.2478 | 4.3686 | -114.5753 | 110.2478
Line6_7_8 | 0 | 0 | 0 | 0 | 0 | 0 | 0 | 0 | 0 | 0 | 0 | 0 | -2.2231e-08 | -2.4364e-08 | 4.76e-08 | 1.4113e-08 | 1.6734e-08 | -3.1853e-08 | -4.977e-08 | 3.2336e-08 | -6.8286e-09 | 3.3534e-08 | -2.1231e-08 | 3.8576e-09 | 0 | 0 | 0 | 0 | 0 | 0 |  | 1.2068 | 0.89571 | 1.0654 | 1.2068 | 0.89571 | 1.0654 | 4.3686 | -114.5753 | 110.2478 | 4.3686 | -114.5753 | 110.2478
Line7_8_9 | 0 | 0 | 0 | 0 | 0 | 0 | 0 | 0 | 0 | 0 | 0 | 0 | -7.4102e-09 | -8.1213e-09 | 1.5867e-08 | -7.0718e-10 | 4.9128e-10 | -1.1928e-10 | -1.659e-08 | 1.0779e-08 | -2.2762e-09 | 3.5391e-10 | 3.2601e-10 | -6.9477e-10 | 0 | 0 | 0 | 0 | 0 | 0 |  | 1.2068 | 0.89571 | 1.0654 | 1.2068 | 0.89571 | 1.0654 | 4.3686 | -114.5753 | 110.2478 | 4.3686 | -114.5753 | 110.2478
Line8_8_10 | 0 | 0 | 0 | 0 | 0 | 0 | 0 | 0 | 0 | 0 | 0 | 0 | -7.4102e-09 | -8.1213e-09 | 1.5867e-08 | -7.0718e-10 | 4.9128e-10 | -1.1928e-10 | -1.659e-08 | 1.0779e-08 | -2.2762e-09 | 3.5391e-10 | 3.2601e-10 | -6.9477e-10 | 0 | 0 | 0 | 0 | 0 | 0 |  | 1.2068 | 0.89571 | 1.0654 | 1.2068 | 0.89571 | 1.0654 | 4.3686 | -114.5753 | 110.2478 | 4.3686 | -114.5753 | 110.2478
Line9_3_11 | 0 | 0 | 0 | 0 | 0 | 0 | 0 | 0 | 0 | 0 | 0 | 0 | -5.1872e-08 | -5.6849e-08 | 1.1107e-07 | 4.3754e-08 | 4.9219e-08 | -9.5319e-08 | -1.1613e-07 | 7.5451e-08 | -1.5933e-08 | 9.9894e-08 | -6.4346e-08 | 1.2962e-08 | 0 | 0 | 0 | 0 | 0 | 0 |  | 1.2068 | 0.89571 | 1.0654 | 1.2068 | 0.89571 | 1.0654 | 4.3686 | -114.5753 | 110.2478 | 4.3686 | -114.5753 | 110.2478

## LLG_max_fault_10
name | pf_ikss_a_from_ka | pf_ikss_b_from_ka | pf_ikss_c_from_ka | pf_ikss_a_to_ka | pf_ikss_b_to_ka | pf_ikss_c_to_ka | pf_skss_a_from_mw | pf_skss_b_from_mw | pf_skss_c_from_mw | pf_skss_a_to_mw | pf_skss_b_to_mw | pf_skss_c_to_mw | pf_p_a_from_mw | pf_p_b_from_mw | pf_p_c_from_mw | pf_p_a_to_mw | pf_p_b_to_mw | pf_p_c_to_mw | pf_q_a_from_mvar | pf_q_b_from_mvar | pf_q_c_from_mvar | pf_q_a_to_mvar | pf_q_b_to_mvar | pf_q_c_to_mvar | pf_ikss_a_from_degree | pf_ikss_b_from_degree | pf_ikss_c_from_degree | pf_ikss_a_to_degree | pf_ikss_b_to_degree | pf_ikss_c_to_degree | 3xI0 | pf_vm_a_from_pu | pf_vm_b_from_pu | pf_vm_c_from_pu | pf_vm_a_to_pu | pf_vm_b_to_pu | pf_vm_c_to_pu | pf_va_a_from_degree | pf_va_b_from_degree | pf_va_c_from_degree | pf_va_a_to_degree | pf_va_b_to_degree | pf_va_c_to_degree
Line0_1_2 | 0 | 0 | 0 | 0 | 0 | 0 | 0 | 0 | 0 | 0 | 0 | 0 | -4.8794e-08 | -5.3467e-08 | 1.0446e-07 | 3.9886e-08 | 4.5095e-08 | -8.7182e-08 | -1.0924e-07 | 7.0978e-08 | -1.4989e-08 | 9.142e-08 | -5.8791e-08 | 1.1728e-08 | 0 | 0 | 0 | 0 | 0 | 0 |  | 1.2642 | 0.93829 | 1.116 | 1.2642 | 0.93829 | 1.116 | 4.3677 | -114.5827 | 110.2445 | 4.3677 | -114.5827 | 110.2445
Line10_11_12 | 0 | 0 | 0 | 0 | 0 | 0 | 0 | 0 | 0 | 0 | 0 | 0 | -4.8794e-08 | -5.3467e-08 | 1.0446e-07 | 3.9886e-08 | 4.5095e-08 | -8.7182e-08 | -1.0924e-07 | 7.0978e-08 | -1.4989e-08 | 9.142e-08 | -5.8791e-08 | 1.1728e-08 | 0 | 0 | 0 | 0 | 0 | 0 |  | 1.2642 | 0.93829 | 1.116 | 1.2642 | 0.93829 | 1.116 | 4.3677 | -114.5827 | 110.2445 | 4.3677 | -114.5827 | 110.2445
Line11_12_13 | 0 | 0 | 0 | 0 | 0 | 0 | 0 | 0 | 0 | 0 | 0 | 0 | -4.0662e-08 | -4.4555e-08 | 8.7052e-08 | 3.1754e-08 | 3.6184e-08 | -6.9772e-08 | -9.1032e-08 | 5.9149e-08 | -1.2491e-08 | 7.3214e-08 | -4.6962e-08 | 9.2299e-09 | 0 | 0 | 0 | 0 | 0 | 0 |  | 1.2642 | 0.93829 | 1.116 | 1.2642 | 0.93829 | 1.116 | 4.3677 | -114.5827 | 110.2445 | 4.3677 | -114.5827 | 110.2445
Line12_13_15 | 0 | 0 | 0 | 0 | 0 | 0 | 0 | 0 | 0 | 0 | 0 | 0 | -2.4397e-08 | -2.6733e-08 | 5.2231e-08 | 1.5489e-08 | 1.8362e-08 | -3.4951e-08 | -5.4619e-08 | 3.5489e-08 | -7.4945e-09 | 3.6801e-08 | -2.3302e-08 | 4.2336e-09 | 0 | 0 | 0 | 0 | 0 | 0 |  | 1.2642 | 0.93829 | 1.116 | 1.2642 | 0.93829 | 1.116 | 4.3677 | -114.5827 | 110.2445 | 4.3677 | -114.5827 | 110.2445
Line13_13_14 | 0 | 0 | 0 | 0 | 0 | 0 | 0 | 0 | 0 | 0 | 0 | 0 | -8.1324e-09 | -8.9111e-09 | 1.741e-08 | -7.759e-10 | 5.3943e-10 | -1.3036e-10 | -1.8206e-08 | 1.183e-08 | -2.4982e-09 | 3.8832e-10 | 3.5729e-10 | -7.6267e-10 | 0 | 0 | 0 | 0 | 0 | 0 |  | 1.2642 | 0.93829 | 1.116 | 1.2642 | 0.93829 | 1.116 | 4.3677 | -114.5827 | 110.2445 | 4.3677 | -114.5827 | 110.2445
Line14_15_16 | 0 | 0 | 0 | 0 | 0 | 0 | 0 | 0 | 0 | 0 | 0 | 0 | -1.6265e-08 | -1.7822e-08 | 3.4821e-08 | 7.3565e-09 | 9.4505e-09 | -1.7541e-08 | -3.6413e-08 | 2.3659e-08 | -4.9963e-09 | 1.8595e-08 | -1.1472e-08 | 1.7355e-09 | 0 | 0 | 0 | 0 | 0 | 0 |  | 1.2642 | 0.93829 | 1.116 | 1.2642 | 0.93829 | 1.116 | 4.3677 | -114.5827 | 110.2445 | 4.3677 | -114.5827 | 110.2445
Line15_16_17 | 0 | 0 | 0 | 0 | 0 | 0 | 0 | 0 | 0 | 0 | 0 | 0 | -8.1324e-09 | -8.9111e-09 | 1.741e-08 | -7.759e-10 | 5.3943e-10 | -1.3037e-10 | -1.8206e-08 | 1.183e-08 | -2.4982e-09 | 3.8832e-10 | 3.5729e-10 | -7.6267e-10 | 0 | 0 | 0 | 0 | 0 | 0 |  | 1.2642 | 0.93829 | 1.116 | 1.2642 | 0.93829 | 1.116 | 4.3677 | -114.5827 | 110.2445 | 4.3677 | -114.5827 | 110.2445
Line16_4_18 | 0 | 0.030482 | 0.036241 | 0 | 0.030482 | 0.036241 | 0 | 0.0070394 | 0.0083694 | 0 | 0.0070394 | 0.0083694 | -8.1328e-09 | 0.0046521 | 0.0065818 | -7.6929e-10 | -0.0046456 | -0.0065669 | -1.8216e-08 | 0.004665 | 0.0065901 | 3.8793e-10 | -0.0046456 | -0.0065669 | 0 | -159.7641 | 65.193 | 0 | 20.236 | -114.8071 |  | 1.2634 | 0.9359 | 1.1129 | 1.2629 | 0.9333 | 1.1096 | 4.3677 | -114.6843 | 110.2292 | 4.3677 | -114.764 | 110.1929
Line17_5_19 | 0 | 0 | 0 | 0 | 0 | 0 | 0 | 0 | 0 | 0 | 0 | 0 | -8.1324e-09 | -8.9111e-09 | 1.741e-08 | -7.759e-10 | 5.3943e-10 | -1.3037e-10 | -1.8206e-08 | 1.183e-08 | -2.4982e-09 | 3.8832e-10 | 3.5729e-10 | -7.6267e-10 | 0 | 0 | 0 | 0 | 0 | 0 |  | 1.2642 | 0.93829 | 1.116 | 1.2642 | 0.93829 | 1.116 | 4.3677 | -114.5827 | 110.2445 | 4.3677 | -114.5827 | 110.2445
Line1_1_3 | 0 | 0 | 0 | 0 | 0 | 0 | 0 | 0 | 0 | 0 | 0 | 0 | -6.5059e-08 | -7.1289e-08 | 1.3928e-07 | 5.6151e-08 | 6.2917e-08 | -1.22e-07 | -1.4565e-07 | 9.4638e-08 | -1.9985e-08 | 1.2783e-07 | -8.2451e-08 | 1.6724e-08 | 0 | 0 | 0 | 0 | 0 | 0 |  | 1.2642 | 0.93829 | 1.116 | 1.2642 | 0.93829 | 1.116 | 4.3677 | -114.5827 | 110.2445 | 4.3677 | -114.5827 | 110.2445
Line2_1_4 | 0.0086876 | 0.030105 | 0.032161 | 0.0086876 | 0.030105 | 0.032161 | 0.0020063 | 0.0069525 | 0.0074274 | 0.0020063 | 0.0069525 | 0.0074274 | 0.0011342 | 0.0057216 | 0.0043982 | -0.0011335 | -0.0057125 | -0.0043879 | 0.0022686 | 0.0031335 | 0.0070254 | -0.0022671 | -0.0031154 | -0.0070047 | -59.0691 | -143.291 | 52.2929 | 120.9309 | 36.7091 | -127.7072 |  | 1.2642 | 0.93829 | 1.116 | 1.2634 | 0.9359 | 1.1129 | 4.3677 | -114.5827 | 110.2445 | 4.3677 | -114.6843 | 110.2292
Line3_1_5 | 0 | 0 | 0 | 0 | 0 | 0 | 0 | 0 | 0 | 0 | 0 | 0 | -1.6265e-08 | -1.7822e-08 | 3.4821e-08 | 7.3565e-09 | 9.4505e-09 | -1.7541e-08 | -3.6413e-08 | 2.3659e-08 | -4.9963e-09 | 1.8595e-08 | -1.1472e-08 | 1.7355e-09 | 0 | 0 | 0 | 0 | 0 | 0 |  | 1.2642 | 0.93829 | 1.116 | 1.2642 | 0.93829 | 1.116 | 4.3677 | -114.5827 | 110.2445 | 4.3677 | -114.5827 | 110.2445
Line4_2_6 | 0 | 0 | 0 | 0 | 0 | 0 | 0 | 0 | 0 | 0 | 0 | 0 | -4.0662e-08 | -4.4555e-08 | 8.7052e-08 | 3.1754e-08 | 3.6184e-08 | -6.9772e-08 | -9.1032e-08 | 5.9149e-08 | -1.2491e-08 | 7.3214e-08 | -4.6962e-08 | 9.2299e-09 | 0 | 0 | 0 | 0 | 0 | 0 |  | 1.2642 | 0.93829 | 1.116 | 1.2642 | 0.93829 | 1.116 | 4.3677 | -114.5827 | 110.2445 | 4.3677 | -114.5827 | 110.2445
Line5_6_7 | 0 | 0 | 0 | 0 | 0 | 0 | 0 | 0 | 0 | 0 | 0 | 0 | -3.253e-08 | -3.5644e-08 | 6.9641e-08 | 2.3621e-08 | 2.7273e-08 | -5.2361e-08 | -7.2825e-08 | 4.7319e-08 | -9.9926e-09 | 5.5007e-08 | -3.5132e-08 | 6.7318e-09 | 0 | 0 | 0 | 0 | 0 | 0 |  | 1.2642 | 0.93829 | 1.116 | 1.2642 | 0.93829 | 1.116 | 4.3677 | -114.5827 | 110.2445 | 4.3677 | -114.5827 | 110.2445
Line6_7_8 | 0 | 0 | 0 | 0 | 0 | 0 | 0 | 0 | 0 | 0 | 0 | 0 | -2.4397e-08 | -2.6733e-08 | 5.2231e-08 | 1.5489e-08 | 1.8362e-08 | -3.4951e-08 | -5.4619e-08 | 3.5489e-08 | -7.4945e-09 | 3.6801e-08 | -2.3302e-08 | 4.2336e-09 | 0 | 0 | 0 | 0 | 0 | 0 |  | 1.2642 | 0.93829 | 1.116 | 1.2642 | 0.93829 | 1.116 | 4.3677 | -114.5827 | 110.2445 | 4.3677 | -114.5827 | 110.2445
Line7_8_9 | 0 | 0 | 0 | 0 | 0 | 0 | 0 | 0 | 0 | 0 | 0 | 0 | -8.1324e-09 | -8.9111e-09 | 1.741e-08 | -7.759e-10 | 5.3943e-10 | -1.3037e-10 | -1.8206e-08 | 1.183e-08 | -2.4982e-09 | 3.8832e-10 | 3.5729e-10 | -7.6267e-10 | 0 | 0 | 0 | 0 | 0 | 0 |  | 1.2642 | 0.93829 | 1.116 | 1.2642 | 0.93829 | 1.116 | 4.3677 | -114.5827 | 110.2445 | 4.3677 | -114.5827 | 110.2445
Line8_8_10 | 0 | 0 | 0 | 0 | 0 | 0 | 0 | 0 | 0 | 0 | 0 | 0 | -8.1324e-09 | -8.9111e-09 | 1.741e-08 | -7.759e-10 | 5.3943e-10 | -1.3036e-10 | -1.8206e-08 | 1.183e-08 | -2.4982e-09 | 3.8832e-10 | 3.5729e-10 | -7.6267e-10 | 0 | 0 | 0 | 0 | 0 | 0 |  | 1.2642 | 0.93829 | 1.116 | 1.2642 | 0.93829 | 1.116 | 4.3677 | -114.5827 | 110.2445 | 4.3677 | -114.5827 | 110.2445
Line9_3_11 | 0 | 0 | 0 | 0 | 0 | 0 | 0 | 0 | 0 | 0 | 0 | 0 | -5.6927e-08 | -6.2378e-08 | 1.2187e-07 | 4.8018e-08 | 5.4006e-08 | -1.0459e-07 | -1.2744e-07 | 8.2808e-08 | -1.7487e-08 | 1.0963e-07 | -7.0621e-08 | 1.4226e-08 | 0 | 0 | 0 | 0 | 0 | 0 |  | 1.2642 | 0.93829 | 1.116 | 1.2642 | 0.93829 | 1.116 | 4.3677 | -114.5827 | 110.2445 | 4.3677 | -114.5827 | 110.2445

## LLG_min_6
name | pf_ikss_a_from_ka | pf_ikss_b_from_ka | pf_ikss_c_from_ka | pf_ikss_a_to_ka | pf_ikss_b_to_ka | pf_ikss_c_to_ka | pf_skss_a_from_mw | pf_skss_b_from_mw | pf_skss_c_from_mw | pf_skss_a_to_mw | pf_skss_b_to_mw | pf_skss_c_to_mw | pf_p_a_from_mw | pf_p_b_from_mw | pf_p_c_from_mw | pf_p_a_to_mw | pf_p_b_to_mw | pf_p_c_to_mw | pf_q_a_from_mvar | pf_q_b_from_mvar | pf_q_c_from_mvar | pf_q_a_to_mvar | pf_q_b_to_mvar | pf_q_c_to_mvar | pf_ikss_a_from_degree | pf_ikss_b_from_degree | pf_ikss_c_from_degree | pf_ikss_a_to_degree | pf_ikss_b_to_degree | pf_ikss_c_to_degree | 3xI0 | pf_vm_a_from_pu | pf_vm_b_from_pu | pf_vm_c_from_pu | pf_vm_a_to_pu | pf_vm_b_to_pu | pf_vm_c_to_pu | pf_va_a_from_degree | pf_va_b_from_degree | pf_va_c_from_degree | pf_va_a_to_degree | pf_va_b_to_degree | pf_va_c_to_degree
Line0_1_2 | 1.0262e-06 | 1.048e-06 | 1.0045e-06 | 0 | 0 | 0 | 2.3699e-07 | 2.4203e-07 | 2.3198e-07 | 0 | 0 | 0 | 1.3347e-08 | -1.4278e-07 | 1.3861e-07 | -1.3561e-08 | 1.1965e-07 | -1.1526e-07 | -3.3597e-07 | 2.6264e-08 | -2.0488e-08 | 2.7999e-07 | -2.1239e-08 | 1.5685e-08 | 87.8447 | 88.5026 | 87.1212 | 0 | 0 | 0 |  | 1.4188 | 0.59983 | 0.60397 | 1.4188 | 0.59983 | 0.60397 | 0.11958 | -101.9203 | 78.7129 | 0.11958 | -101.9203 | 78.7129
Line10_11_12 | 1.0262e-06 | 1.048e-06 | 1.0045e-06 | 0 | 0 | 0 | 2.3699e-07 | 2.4203e-07 | 2.3198e-07 | 0 | 0 | 0 | 1.3347e-08 | -1.4278e-07 | 1.3861e-07 | -1.3561e-08 | 1.1965e-07 | -1.1526e-07 | -3.3597e-07 | 2.6264e-08 | -2.0488e-08 | 2.7999e-07 | -2.1238e-08 | 1.5685e-08 | 87.8447 | 88.5026 | 87.1212 | 0 | 0 | 0 |  | 1.4188 | 0.59983 | 0.60397 | 1.4188 | 0.59983 | 0.60397 | 0.11958 | -101.9203 | 78.7129 | 0.11958 | -101.9203 | 78.7129
Line11_12_13 | 0 | 0 | 0 | 0 | 0 | 0 | 0 | 0 | 0 | 0 | 0 | 0 | 1.1122e-08 | -1.1899e-07 | 1.155e-07 | -1.1336e-08 | 9.5856e-08 | -9.216e-08 | -2.7998e-07 | 2.1887e-08 | -1.7073e-08 | 2.2399e-07 | -1.6861e-08 | 1.227e-08 | 0 | 0 | 0 | 0 | 0 | 0 |  | 1.4188 | 0.59983 | 0.60397 | 1.4188 | 0.59983 | 0.60397 | 0.11958 | -101.9203 | 78.7129 | 0.11958 | -101.9202 | 78.7129
Line12_13_15 | 0 | 0 | 0 | 0 | 0 | 0 | 0 | 0 | 0 | 0 | 0 | 0 | 6.6733e-09 | -7.1391e-08 | 6.9303e-08 | -6.8874e-09 | 4.8261e-08 | -4.5958e-08 | -1.6799e-07 | 1.3132e-08 | -1.0244e-08 | 1.12e-07 | -8.1063e-09 | 5.4411e-09 | 0 | 0 | 0 | 0 | 0 | 0 |  | 1.4188 | 0.59983 | 0.60397 | 1.4188 | 0.59983 | 0.60397 | 0.11958 | -101.9202 | 78.7129 | 0.11957 | -101.9202 | 78.7129
Line13_13_14 | 0 | 0 | 0 | 0 | 0 | 0 | 0 | 0 | 0 | 0 | 0 | 0 | 2.2244e-09 | -2.3797e-08 | 2.3101e-08 | -2.4385e-09 | 6.6699e-10 | 2.4332e-10 | -5.5995e-08 | 4.3774e-09 | -3.4146e-09 | 1.0314e-11 | 6.4843e-10 | -1.3882e-09 | 0 | 0 | 0 | 0 | 0 | 0 |  | 1.4188 | 0.59983 | 0.60397 | 1.4188 | 0.59983 | 0.60397 | 0.11958 | -101.9202 | 78.7129 | 0.11957 | -101.9202 | 78.7129
Line14_15_16 | 0 | 0 | 0 | 0 | 0 | 0 | 0 | 0 | 0 | 0 | 0 | 0 | 4.4489e-09 | -4.7594e-08 | 4.6202e-08 | -4.6629e-09 | 2.4464e-08 | -2.2858e-08 | -1.1199e-07 | 8.7548e-09 | -6.8293e-09 | 5.6006e-08 | -3.729e-09 | 2.0265e-09 | 0 | 0 | 0 | 0 | 0 | 0 |  | 1.4188 | 0.59983 | 0.60397 | 1.4188 | 0.59983 | 0.60397 | 0.11957 | -101.9202 | 78.7129 | 0.11957 | -101.9202 | 78.7129
Line15_16_17 | 0 | 0 | 0 | 0 | 0 | 0 | 0 | 0 | 0 | 0 | 0 | 0 | 2.2244e-09 | -2.3797e-08 | 2.3101e-08 | -2.4385e-09 | 6.6699e-10 | 2.4332e-10 | -5.5995e-08 | 4.3774e-09 | -3.4146e-09 | 1.0314e-11 | 6.4843e-10 | -1.3882e-09 | 0 | 0 | 0 | 0 | 0 | 0 |  | 1.4188 | 0.59983 | 0.60397 | 1.4188 | 0.59983 | 0.60397 | 0.11957 | -101.9202 | 78.7129 | 0.11957 | -101.9202 | 78.7129
Line16_4_18 | 0 | 2.4897 | 2.5242 | 0 | 2.4897 | 2.5242 | 0 | 0.57498 | 0.58294 | 0 | 0.57498 | 0.58294 | 2.3313e-09 | 0.11882 | 0.12252 | -2.419e-09 | -7.9454e-15 | -8.5798e-15 | -5.5988e-08 | 0.1247 | 0.12669 | 1.9706e-11 | -9.4261e-14 | 9.0676e-14 | 0 | -148.4093 | 32.8571 | 0 | 31.5907 | -147.1429 |  | 1.4169 | 0.29957 | 0.30233 | 1.4159 | 0 | 0 | 0.19243 | -102.0267 | 78.8176 | 0.22892 | 0 | 0
Line17_5_19 | 0 | 0 | 0 | 0 | 0 | 0 | 0 | 0 | 0 | 0 | 0 | 0 | 2.2244e-09 | -2.3797e-08 | 2.3101e-08 | -2.4385e-09 | 6.6699e-10 | 2.4332e-10 | -5.5995e-08 | 4.3774e-09 | -3.4146e-09 | 1.0314e-11 | 6.4843e-10 | -1.3882e-09 | 0 | 0 | 0 | 0 | 0 | 0 |  | 1.4188 | 0.59983 | 0.60397 | 1.4188 | 0.59983 | 0.60397 | 0.11958 | -101.9203 | 78.7129 | 0.11958 | -101.9203 | 78.7129
Line1_1_3 | 1.3683e-06 | 1.3974e-06 | 1.3394e-06 | 1.1976e-06 | 1.2266e-06 | 1.1688e-06 | 3.1599e-07 | 3.2271e-07 | 3.0931e-07 | 2.7657e-07 | 2.8327e-07 | 2.6992e-07 | 1.7796e-08 | -1.9038e-07 | 1.8481e-07 | -1.801e-08 | 1.6725e-07 | -1.6146e-07 | -4.4796e-07 | 3.5019e-08 | -2.7317e-08 | 3.9198e-07 | -2.9993e-08 | 2.2514e-08 | 87.8447 | 88.5026 | 87.1212 | -92.5111 | -91.7532 | -93.349 |  | 1.4188 | 0.59983 | 0.60397 | 1.4188 | 0.59983 | 0.60397 | 0.11958 | -101.9203 | 78.7129 | 0.11958 | -101.9203 | 78.7129
Line2_1_4 | 0.021756 | 2.5011 | 2.5126 | 0.021756 | 2.5011 | 2.5126 | 0.0050242 | 0.5776 | 0.58026 | 0.0050243 | 0.5776 | 0.58026 | 2.7264e-05 | 0.2404 | 0.24224 | -1.8178e-05 | -0.12029 | -0.12103 | 0.0071281 | 0.24949 | 0.25326 | -0.0071187 | -0.12438 | -0.127 | -89.6613 | -147.9832 | 32.4388 | 90.3387 | 32.0168 | -147.5612 |  | 1.4188 | 0.59983 | 0.60397 | 1.4169 | 0.29957 | 0.30233 | 0.11958 | -101.9203 | 78.7129 | 0.19243 | -102.0267 | 78.8176
Line3_1_5 | 0 | 0 | 0 | 0 | 0 | 0 | 0 | 0 | 0 | 0 | 0 | 0 | 4.4488e-09 | -4.7594e-08 | 4.6202e-08 | -4.6629e-09 | 2.4464e-08 | -2.2858e-08 | -1.1199e-07 | 8.7548e-09 | -6.8293e-09 | 5.6006e-08 | -3.729e-09 | 2.0265e-09 | 0 | 0 | 0 | 0 | 0 | 0 |  | 1.4188 | 0.59983 | 0.60397 | 1.4188 | 0.59983 | 0.60397 | 0.11958 | -101.9203 | 78.7129 | 0.11958 | -101.9203 | 78.7129
Line4_2_6 | 0 | 0 | 0 | 0 | 0 | 0 | 0 | 0 | 0 | 0 | 0 | 0 | 1.1122e-08 | -1.1899e-07 | 1.155e-07 | -1.1336e-08 | 9.5856e-08 | -9.216e-08 | -2.7998e-07 | 2.1887e-08 | -1.7073e-08 | 2.2399e-07 | -1.6861e-08 | 1.227e-08 | 0 | 0 | 0 | 0 | 0 | 0 |  | 1.4188 | 0.59983 | 0.60397 | 1.4188 | 0.59983 | 0.60397 | 0.11958 | -101.9203 | 78.7129 | 0.11958 | -101.9203 | 78.7129
Line5_6_7 | 0 | 0 | 0 | 0 | 0 | 0 | 0 | 0 | 0 | 0 | 0 | 0 | 8.8977e-09 | -9.5189e-08 | 9.2404e-08 | -9.1118e-09 | 7.2058e-08 | -6.9059e-08 | -2.2398e-07 | 1.751e-08 | -1.3659e-08 | 1.68e-07 | -1.2484e-08 | 8.8558e-09 | 0 | 0 | 0 | 0 | 0 | 0 |  | 1.4188 | 0.59983 | 0.60397 | 1.4188 | 0.59983 | 0.60397 | 0.11958 | -101.9203 | 78.7129 | 0.11958 | -101.9203 | 78.7129
Line6_7_8 | 0 | 0 | 0 | 0 | 0 | 0 | 0 | 0 | 0 | 0 | 0 | 0 | 6.6733e-09 | -7.1391e-08 | 6.9303e-08 | -6.8874e-09 | 4.8261e-08 | -4.5958e-08 | -1.6799e-07 | 1.3132e-08 | -1.0244e-08 | 1.12e-07 | -8.1063e-09 | 5.4411e-09 | 0 | 0 | 0 | 0 | 0 | 0 |  | 1.4188 | 0.59983 | 0.60397 | 1.4188 | 0.59983 | 0.60397 | 0.11958 | -101.9203 | 78.7129 | 0.11958 | -101.9203 | 78.7129
Line7_8_9 | 0 | 0 | 0 | 0 | 0 | 0 | 0 | 0 | 0 | 0 | 0 | 0 | 2.2244e-09 | -2.3797e-08 | 2.3101e-08 | -2.4385e-09 | 6.6699e-10 | 2.4332e-10 | -5.5995e-08 | 4.3774e-09 | -3.4146e-09 | 1.0314e-11 | 6.4843e-10 | -1.3882e-09 | 0 | 0 | 0 | 0 | 0 | 0 |  | 1.4188 | 0.59983 | 0.60397 | 1.4188 | 0.59983 | 0.60397 | 0.11958 | -101.9203 | 78.7129 | 0.11958 | -101.9203 | 78.7129
Line8_8_10 | 0 | 0 | 0 | 0 | 0 | 0 | 0 | 0 | 0 | 0 | 0 | 0 | 2.2244e-09 | -2.3797e-08 | 2.3101e-08 | -2.4385e-09 | 6.6699e-10 | 2.4332e-10 | -5.5995e-08 | 4.3774e-09 | -3.4146e-09 | 1.0314e-11 | 6.4843e-10 | -1.3882e-09 | 0 | 0 | 0 | 0 | 0 | 0 |  | 1.4188 | 0.59983 | 0.60397 | 1.4188 | 0.59983 | 0.60397 | 0.11958 | -101.9203 | 78.7129 | 0.11958 | -101.9203 | 78.7129
Line9_3_11 | 1.1973e-06 | 1.2227e-06 | 1.1719e-06 | 1.0266e-06 | 1.0519e-06 | 1.0014e-06 | 2.7649e-07 | 2.8237e-07 | 2.7065e-07 | 2.3708e-07 | 2.4293e-07 | 2.3126e-07 | 1.5571e-08 | -1.6658e-07 | 1.6171e-07 | -1.5785e-08 | 1.4345e-07 | -1.3836e-07 | -3.9197e-07 | 3.0642e-08 | -2.3902e-08 | 3.3598e-07 | -2.5616e-08 | 1.91e-08 | 87.8447 | 88.5026 | 87.1212 | -92.5703 | -91.7956 | -93.4276 |  | 1.4188 | 0.59983 | 0.60397 | 1.4188 | 0.59983 | 0.60397 | 0.11958 | -101.9203 | 78.7129 | 0.11958 | -101.9203 | 78.7129

## LLG_min_10
name | pf_ikss_a_from_ka | pf_ikss_b_from_ka | pf_ikss_c_from_ka | pf_ikss_a_to_ka | pf_ikss_b_to_ka | pf_ikss_c_to_ka | pf_skss_a_from_mw | pf_skss_b_from_mw | pf_skss_c_from_mw | pf_skss_a_to_mw | pf_skss_b_to_mw | pf_skss_c_to_mw | pf_p_a_from_mw | pf_p_b_from_mw | pf_p_c_from_mw | pf_p_a_to_mw | pf_p_b_to_mw | pf_p_c_to_mw | pf_q_a_from_mvar | pf_q_b_from_mvar | pf_q_c_from_mvar | pf_q_a_to_mvar | pf_q_b_to_mvar | pf_q_c_to_mvar | pf_ikss_a_from_degree | pf_ikss_b_from_degree | pf_ikss_c_from_degree | pf_ikss_a_to_degree | pf_ikss_b_to_degree | pf_ikss_c_to_degree | 3xI0 | pf_vm_a_from_pu | pf_vm_b_from_pu | pf_vm_c_from_pu | pf_vm_a_to_pu | pf_vm_b_to_pu | pf_vm_c_to_pu | pf_va_a_from_degree | pf_va_b_from_degree | pf_va_c_from_degree | pf_va_a_to_degree | pf_va_b_to_degree | pf_va_c_to_degree
Line0_1_2 | 0 | 0 | 0 | 0 | 0 | 0 | 0 | 0 | 0 | 0 | 0 | 0 | 1.1979e-08 | -1.2815e-07 | 1.244e-07 | -1.2171e-08 | 1.0739e-07 | -1.0345e-07 | -3.0154e-07 | 2.3572e-08 | -1.8388e-08 | 2.5129e-07 | -1.9062e-08 | 1.4077e-08 | 0 | 0 | 0 | 0 | 0 | 0 |  | 1.3441 | 0.56826 | 0.57218 | 1.3441 | 0.56826 | 0.57218 | 0.11958 | -101.9203 | 78.7129 | 0.11958 | -101.9203 | 78.7129
Line10_11_12 | 0 | 0 | 0 | 0 | 0 | 0 | 0 | 0 | 0 | 0 | 0 | 0 | 1.1979e-08 | -1.2815e-07 | 1.244e-07 | -1.2171e-08 | 1.0739e-07 | -1.0345e-07 | -3.0154e-07 | 2.3572e-08 | -1.8388e-08 | 2.5129e-07 | -1.9062e-08 | 1.4077e-08 | 0 | 0 | 0 | 0 | 0 | 0 |  | 1.3441 | 0.56826 | 0.57218 | 1.3441 | 0.56826 | 0.57218 | 0.11958 | -101.9203 | 78.7129 | 0.11958 | -101.9203 | 78.7129
Line11_12_13 | 0 | 0 | 0 | 0 | 0 | 0 | 0 | 0 | 0 | 0 | 0 | 0 | 9.9822e-09 | -1.0679e-07 | 1.0367e-07 | -1.0174e-08 | 8.6031e-08 | -8.2714e-08 | -2.5128e-07 | 1.9644e-08 | -1.5323e-08 | 2.0103e-07 | -1.5133e-08 | 1.1013e-08 | 0 | 0 | 0 | 0 | 0 | 0 |  | 1.3441 | 0.56826 | 0.57218 | 1.3441 | 0.56826 | 0.57218 | 0.11958 | -101.9203 | 78.7129 | 0.11958 | -101.9202 | 78.7129
Line12_13_15 | 0 | 0 | 0 | 0 | 0 | 0 | 0 | 0 | 0 | 0 | 0 | 0 | 5.9893e-09 | -6.4074e-08 | 6.22e-08 | -6.1815e-09 | 4.3315e-08 | -4.1248e-08 | -1.5077e-07 | 1.1786e-08 | -9.194e-09 | 1.0052e-07 | -7.2755e-09 | 4.8834e-09 | 0 | 0 | 0 | 0 | 0 | 0 |  | 1.3441 | 0.56826 | 0.57218 | 1.3441 | 0.56826 | 0.57218 | 0.11958 | -101.9202 | 78.7129 | 0.11957 | -101.9202 | 78.7129
Line13_13_14 | 0 | 0 | 0 | 0 | 0 | 0 | 0 | 0 | 0 | 0 | 0 | 0 | 1.9964e-09 | -2.1358e-08 | 2.0733e-08 | -2.1886e-09 | 5.9863e-10 | 2.1838e-10 | -5.0256e-08 | 3.9287e-09 | -3.0647e-09 | 9.2567e-12 | 5.8197e-10 | -1.2459e-09 | 0 | 0 | 0 | 0 | 0 | 0 |  | 1.3441 | 0.56826 | 0.57218 | 1.3441 | 0.56826 | 0.57218 | 0.11958 | -101.9202 | 78.7129 | 0.11957 | -101.9202 | 78.7129
Line14_15_16 | 0 | 0 | 0 | 0 | 0 | 0 | 0 | 0 | 0 | 0 | 0 | 0 | 3.9929e-09 | -4.2716e-08 | 4.1466e-08 | -4.185e-09 | 2.1957e-08 | -2.0515e-08 | -1.0051e-07 | 7.8575e-09 | -6.1293e-09 | 5.0265e-08 | -3.3468e-09 | 1.8188e-09 | 0 | 0 | 0 | 0 | 0 | 0 |  | 1.3441 | 0.56826 | 0.57218 | 1.3441 | 0.56826 | 0.57218 | 0.11957 | -101.9202 | 78.7129 | 0.11957 | -101.9202 | 78.7129
Line15_16_17 | 0 | 0 | 0 | 0 | 0 | 0 | 0 | 0 | 0 | 0 | 0 | 0 | 1.9964e-09 | -2.1358e-08 | 2.0733e-08 | -2.1886e-09 | 5.9863e-10 | 2.1838e-10 | -5.0256e-08 | 3.9287e-09 | -3.0647e-09 | 9.2569e-12 | 5.8197e-10 | -1.2459e-09 | 0 | 0 | 0 | 0 | 0 | 0 |  | 1.3441 | 0.56826 | 0.57218 | 1.3441 | 0.56826 | 0.57218 | 0.11957 | -101.9202 | 78.7129 | 0.11957 | -101.9202 | 78.7129
Line16_4_18 | 0 | 2.3587 | 2.3914 | 0 | 2.3587 | 2.3914 | 0 | 0.54472 | 0.55226 | 0 | 0.54472 | 0.55226 | 2.0924e-09 | 0.10665 | 0.10996 | -2.171e-09 | -6.3524e-15 | -8.4663e-15 | -5.0249e-08 | 0.11192 | 0.11371 | 1.7687e-11 | -8.9525e-14 | 8.6341e-14 | 0 | -148.4093 | 32.8571 | 0 | 31.5907 | -147.1429 |  | 1.3423 | 0.28381 | 0.28642 | 1.3414 | 0 | 0 | 0.19243 | -102.0267 | 78.8176 | 0.22892 | 0 | 0
Line17_5_19 | 0 | 0 | 0 | 0 | 0 | 0 | 0 | 0 | 0 | 0 | 0 | 0 | 1.9964e-09 | -2.1358e-08 | 2.0733e-08 | -2.1886e-09 | 5.9863e-10 | 2.1838e-10 | -5.0256e-08 | 3.9287e-09 | -3.0647e-09 | 9.2574e-12 | 5.8197e-10 | -1.2459e-09 | 0 | 0 | 0 | 0 | 0 | 0 |  | 1.3441 | 0.56826 | 0.57218 | 1.3441 | 0.56826 | 0.57218 | 0.11958 | -101.9203 | 78.7129 | 0.11958 | -101.9203 | 78.7129
Line1_1_3 | 1.2963e-06 | 1.3238e-06 | 1.2689e-06 | 1.1346e-06 | 1.162e-06 | 1.1073e-06 | 2.9936e-07 | 3.0573e-07 | 2.9303e-07 | 2.6202e-07 | 2.6836e-07 | 2.5572e-07 | 1.5972e-08 | -1.7086e-07 | 1.6587e-07 | -1.6164e-08 | 1.5011e-07 | -1.4491e-07 | -4.0205e-07 | 3.143e-08 | -2.4517e-08 | 3.518e-07 | -2.6919e-08 | 2.0207e-08 | 87.8447 | 88.5026 | 87.1212 | -92.5111 | -91.7532 | -93.349 |  | 1.3441 | 0.56826 | 0.57218 | 1.3441 | 0.56826 | 0.57218 | 0.11958 | -101.9203 | 78.7129 | 0.11958 | -101.9203 | 78.7129
Line2_1_4 | 0.020611 | 2.3695 | 2.3803 | 0.020611 | 2.3695 | 2.3803 | 0.0047598 | 0.5472 | 0.54972 | 0.0047598 | 0.5472 | 0.54972 | 2.447e-05 | 0.21576 | 0.21741 | -1.6315e-05 | -0.10797 | -0.10862 | 0.0063975 | 0.22392 | 0.2273 | -0.0063891 | -0.11163 | -0.11398 | -89.6613 | -147.9832 | 32.4388 | 90.3387 | 32.0168 | -147.5612 |  | 1.3441 | 0.56826 | 0.57218 | 1.3423 | 0.28381 | 0.28642 | 0.11958 | -101.9203 | 78.7129 | 0.19243 | -102.0267 | 78.8176
Line3_1_5 | 0 | 0 | 0 | 0 | 0 | 0 | 0 | 0 | 0 | 0 | 0 | 0 | 3.9929e-09 | -4.2716e-08 | 4.1466e-08 | -4.185e-09 | 2.1957e-08 | -2.0515e-08 | -1.0051e-07 | 7.8575e-09 | -6.1293e-09 | 5.0265e-08 | -3.3468e-09 | 1.8188e-09 | 0 | 0 | 0 | 0 | 0 | 0 |  | 1.3441 | 0.56826 | 0.57218 | 1.3441 | 0.56826 | 0.57218 | 0.11958 | -101.9203 | 78.7129 | 0.11958 | -101.9203 | 78.7129
Line4_2_6 | 0 | 0 | 0 | 0 | 0 | 0 | 0 | 0 | 0 | 0 | 0 | 0 | 9.9822e-09 | -1.0679e-07 | 1.0367e-07 | -1.0174e-08 | 8.6031e-08 | -8.2714e-08 | -2.5128e-07 | 1.9644e-08 | -1.5323e-08 | 2.0103e-07 | -1.5133e-08 | 1.1013e-08 | 0 | 0 | 0 | 0 | 0 | 0 |  | 1.3441 | 0.56826 | 0.57218 | 1.3441 | 0.56826 | 0.57218 | 0.11958 | -101.9203 | 78.7129 | 0.11958 | -101.9203 | 78.7129
Line5_6_7 | 0 | 0 | 0 | 0 | 0 | 0 | 0 | 0 | 0 | 0 | 0 | 0 | 7.9858e-09 | -8.5432e-08 | 8.2933e-08 | -8.1779e-09 | 6.4673e-08 | -6.1981e-08 | -2.0102e-07 | 1.5715e-08 | -1.2259e-08 | 1.5078e-07 | -1.1204e-08 | 7.9481e-09 | 0 | 0 | 0 | 0 | 0 | 0 |  | 1.3441 | 0.56826 | 0.57218 | 1.3441 | 0.56826 | 0.57218 | 0.11958 | -101.9203 | 78.7129 | 0.11958 | -101.9203 | 78.7129
Line6_7_8 | 0 | 0 | 0 | 0 | 0 | 0 | 0 | 0 | 0 | 0 | 0 | 0 | 5.9893e-09 | -6.4074e-08 | 6.22e-08 | -6.1815e-09 | 4.3315e-08 | -4.1248e-08 | -1.5077e-07 | 1.1786e-08 | -9.194e-09 | 1.0052e-07 | -7.2755e-09 | 4.8834e-09 | 0 | 0 | 0 | 0 | 0 | 0 |  | 1.3441 | 0.56826 | 0.57218 | 1.3441 | 0.56826 | 0.57218 | 0.11958 | -101.9203 | 78.7129 | 0.11958 | -101.9203 | 78.7129
Line7_8_9 | 0 | 0 | 0 | 0 | 0 | 0 | 0 | 0 | 0 | 0 | 0 | 0 | 1.9964e-09 | -2.1358e-08 | 2.0733e-08 | -2.1886e-09 | 5.9863e-10 | 2.1838e-10 | -5.0256e-08 | 3.9287e-09 | -3.0647e-09 | 9.2573e-12 | 5.8197e-10 | -1.2459e-09 | 0 | 0 | 0 | 0 | 0 | 0 |  | 1.3441 | 0.56826 | 0.57218 | 1.3441 | 0.56826 | 0.57218 | 0.11958 | -101.9203 | 78.7129 | 0.11958 | -101.9203 | 78.7129
Line8_8_10 | 0 | 0 | 0 | 0 | 0 | 0 | 0 | 0 | 0 | 0 | 0 | 0 | 1.9964e-09 | -2.1358e-08 | 2.0733e-08 | -2.1886e-09 | 5.9863e-10 | 2.1838e-10 | -5.0256e-08 | 3.9287e-09 | -3.0647e-09 | 9.257e-12 | 5.8197e-10 | -1.2459e-09 | 0 | 0 | 0 | 0 | 0 | 0 |  | 1.3441 | 0.56826 | 0.57218 | 1.3441 | 0.56826 | 0.57218 | 0.11958 | -101.9203 | 78.7129 | 0.11958 | -101.9203 | 78.7129
Line9_3_11 | 1.1342e-06 | 1.1584e-06 | 1.1103e-06 | 0 | 0 | 0 | 2.6194e-07 | 2.6751e-07 | 2.564e-07 | 0 | 0 | 0 | 1.3975e-08 | -1.4951e-07 | 1.4513e-07 | -1.4167e-08 | 1.2875e-07 | -1.2418e-07 | -3.5179e-07 | 2.7501e-08 | -2.1453e-08 | 3.0155e-07 | -2.299e-08 | 1.7142e-08 | 87.8447 | 88.5026 | 87.1212 | 0 | 0 | 0 |  | 1.3441 | 0.56826 | 0.57218 | 1.3441 | 0.56826 | 0.57218 | 0.11958 | -101.9203 | 78.7129 | 0.11958 | -101.9203 | 78.7129

## LLG_min_fault_6
name | pf_ikss_a_from_ka | pf_ikss_b_from_ka | pf_ikss_c_from_ka | pf_ikss_a_to_ka | pf_ikss_b_to_ka | pf_ikss_c_to_ka | pf_skss_a_from_mw | pf_skss_b_from_mw | pf_skss_c_from_mw | pf_skss_a_to_mw | pf_skss_b_to_mw | pf_skss_c_to_mw | pf_p_a_from_mw | pf_p_b_from_mw | pf_p_c_from_mw | pf_p_a_to_mw | pf_p_b_to_mw | pf_p_c_to_mw | pf_q_a_from_mvar | pf_q_b_from_mvar | pf_q_c_from_mvar | pf_q_a_to_mvar | pf_q_b_to_mvar | pf_q_c_to_mvar | pf_ikss_a_from_degree | pf_ikss_b_from_degree | pf_ikss_c_from_degree | pf_ikss_a_to_degree | pf_ikss_b_to_degree | pf_ikss_c_to_degree | 3xI0 | pf_vm_a_from_pu | pf_vm_b_from_pu | pf_vm_c_from_pu | pf_vm_a_to_pu | pf_vm_b_to_pu | pf_vm_c_to_pu | pf_va_a_from_degree | pf_va_b_from_degree | pf_va_c_from_degree | pf_va_a_to_degree | pf_va_b_to_degree | pf_va_c_to_degree
Line0_1_2 | 0 | 0 | 0 | 0 | 0 | 0 | 0 | 0 | 0 | 0 | 0 | 0 | -3.6432e-08 | -3.9808e-08 | 7.7882e-08 | 2.9782e-08 | 3.3576e-08 | -6.4999e-08 | -8.1402e-08 | 5.2954e-08 | -1.1231e-08 | 6.8125e-08 | -4.3862e-08 | 8.7903e-09 | 0 | 0 | 0 | 0 | 0 | 0 |  | 1.0917 | 0.81035 | 0.96392 | 1.0917 | 0.81035 | 0.96392 | 4.3722 | -114.5921 | 110.251 | 4.3722 | -114.5921 | 110.251
Line10_11_12 | 0 | 0 | 0 | 0 | 0 | 0 | 0 | 0 | 0 | 0 | 0 | 0 | -3.6432e-08 | -3.9808e-08 | 7.7882e-08 | 2.9782e-08 | 3.3576e-08 | -6.4999e-08 | -8.1402e-08 | 5.2954e-08 | -1.1231e-08 | 6.8125e-08 | -4.3862e-08 | 8.7903e-09 | 0 | 0 | 0 | 0 | 0 | 0 |  | 1.0917 | 0.81035 | 0.96392 | 1.0917 | 0.81035 | 0.96392 | 4.3722 | -114.5921 | 110.251 | 4.3722 | -114.5921 | 110.251
Line11_12_13 | 0 | 0 | 0 | 0 | 0 | 0 | 0 | 0 | 0 | 0 | 0 | 0 | -3.036e-08 | -3.3174e-08 | 6.4901e-08 | 2.371e-08 | 2.6941e-08 | -5.2019e-08 | -6.7835e-08 | 4.4128e-08 | -9.3589e-09 | 5.4558e-08 | -3.5037e-08 | 6.9186e-09 | 0 | 0 | 0 | 0 | 0 | 0 |  | 1.0917 | 0.81035 | 0.96392 | 1.0917 | 0.81035 | 0.96392 | 4.3722 | -114.5921 | 110.251 | 4.3722 | -114.5921 | 110.251
Line12_13_15 | 0 | 0 | 0 | 0 | 0 | 0 | 0 | 0 | 0 | 0 | 0 | 0 | -1.8216e-08 | -1.9904e-08 | 3.8941e-08 | 1.1566e-08 | 1.3672e-08 | -2.6058e-08 | -4.0701e-08 | 2.6477e-08 | -5.6153e-09 | 2.7424e-08 | -1.7385e-08 | 3.175e-09 | 0 | 0 | 0 | 0 | 0 | 0 |  | 1.0917 | 0.81035 | 0.96392 | 1.0917 | 0.81035 | 0.96392 | 4.3722 | -114.5921 | 110.251 | 4.3722 | -114.5921 | 110.251
Line13_13_14 | 0 | 0 | 0 | 0 | 0 | 0 | 0 | 0 | 0 | 0 | 0 | 0 | -6.072e-09 | -6.6347e-09 | 1.298e-08 | -5.7819e-10 | 4.0237e-10 | -9.7687e-11 | -1.3567e-08 | 8.8257e-09 | -1.8718e-09 | 2.899e-10 | 2.6603e-10 | -5.6856e-10 | 0 | 0 | 0 | 0 | 0 | 0 |  | 1.0917 | 0.81035 | 0.96392 | 1.0917 | 0.81035 | 0.96392 | 4.3722 | -114.5921 | 110.251 | 4.3722 | -114.5921 | 110.251
Line14_15_16 | 0 | 0 | 0 | 0 | 0 | 0 | 0 | 0 | 0 | 0 | 0 | 0 | -1.2144e-08 | -1.3269e-08 | 2.5961e-08 | 5.4938e-09 | 7.0371e-09 | -1.3078e-08 | -2.7134e-08 | 1.7651e-08 | -3.7436e-09 | 1.3857e-08 | -8.5597e-09 | 1.3032e-09 | 0 | 0 | 0 | 0 | 0 | 0 |  | 1.0917 | 0.81035 | 0.96392 | 1.0917 | 0.81035 | 0.96392 | 4.3722 | -114.5921 | 110.251 | 4.3722 | -114.5921 | 110.251
Line15_16_17 | 0 | 0 | 0 | 0 | 0 | 0 | 0 | 0 | 0 | 0 | 0 | 0 | -6.072e-09 | -6.6347e-09 | 1.298e-08 | -5.7819e-10 | 4.0237e-10 | -9.7687e-11 | -1.3567e-08 | 8.8257e-09 | -1.8718e-09 | 2.899e-10 | 2.6603e-10 | -5.6856e-10 | 0 | 0 | 0 | 0 | 0 | 0 |  | 1.0917 | 0.81035 | 0.96392 | 1.0917 | 0.81035 | 0.96392 | 4.3722 | -114.5921 | 110.251 | 4.3722 | -114.5921 | 110.251
Line16_4_18 | 0 | 0.026269 | 0.031261 | 0 | 0.026269 | 0.031261 | 0 | 0.0060666 | 0.0072193 | 0 | 0.0060666 | 0.0072193 | -6.063e-09 | 0.0034613 | 0.0049055 | -5.7246e-10 | -0.0034503 | -0.0048861 | -1.3579e-08 | 0.0034656 | 0.0049025 | 2.9094e-10 | -0.0034503 | -0.0048861 | 0 | -159.6948 | 65.3091 | 0 | 20.3053 | -114.6909 |  | 1.0908 | 0.80738 | 0.96066 | 1.0904 | 0.80432 | 0.95715 | 4.3862 | -114.6588 | 110.2912 | 4.3932 | -114.6947 | 110.3091
Line17_5_19 | 0 | 0 | 0 | 0 | 0 | 0 | 0 | 0 | 0 | 0 | 0 | 0 | -6.072e-09 | -6.6347e-09 | 1.298e-08 | -5.7819e-10 | 4.0237e-10 | -9.7687e-11 | -1.3567e-08 | 8.8257e-09 | -1.8718e-09 | 2.899e-10 | 2.6603e-10 | -5.6856e-10 | 0 | 0 | 0 | 0 | 0 | 0 |  | 1.0917 | 0.81035 | 0.96392 | 1.0917 | 0.81035 | 0.96392 | 4.3722 | -114.5921 | 110.251 | 4.3722 | -114.5921 | 110.251
Line1_1_3 | 0 | 0 | 0 | 0 | 0 | 0 | 0 | 0 | 0 | 0 | 0 | 0 | -4.8576e-08 | -5.3078e-08 | 1.0384e-07 | 4.1926e-08 | 4.6845e-08 | -9.096e-08 | -1.0854e-07 | 7.0606e-08 | -1.4974e-08 | 9.5259e-08 | -6.1514e-08 | 1.2534e-08 | 0 | 0 | 0 | 0 | 0 | 0 |  | 1.0917 | 0.81035 | 0.96392 | 1.0917 | 0.81035 | 0.96392 | 4.3722 | -114.5921 | 110.251 | 4.3722 | -114.5921 | 110.251
Line2_1_4 | 0.0074993 | 0.025949 | 0.027731 | 0.0074994 | 0.025949 | 0.027731 | 0.0017319 | 0.0059926 | 0.0064043 | 0.0017319 | 0.0059926 | 0.0064043 | 0.00084672 | 0.0042635 | 0.0032854 | -0.00084565 | -0.0042505 | -0.0032706 | 0.0016905 | 0.0023248 | 0.0052264 | -0.0016894 | -0.0023113 | -0.005211 | -59.0225 | -143.1953 | 52.4053 | 120.9775 | 36.8049 | -127.5949 |  | 1.0917 | 0.81035 | 0.96392 | 1.0908 | 0.80738 | 0.96066 | 4.3722 | -114.5921 | 110.251 | 4.3862 | -114.6588 | 110.2912
Line3_1_5 | 0 | 0 | 0 | 0 | 0 | 0 | 0 | 0 | 0 | 0 | 0 | 0 | -1.2144e-08 | -1.3269e-08 | 2.5961e-08 | 5.4939e-09 | 7.0371e-09 | -1.3078e-08 | -2.7134e-08 | 1.7651e-08 | -3.7436e-09 | 1.3857e-08 | -8.5597e-09 | 1.3032e-09 | 0 | 0 | 0 | 0 | 0 | 0 |  | 1.0917 | 0.81035 | 0.96392 | 1.0917 | 0.81035 | 0.96392 | 4.3722 | -114.5921 | 110.251 | 4.3722 | -114.5921 | 110.251
Line4_2_6 | 0 | 0 | 0 | 0 | 0 | 0 | 0 | 0 | 0 | 0 | 0 | 0 | -3.036e-08 | -3.3174e-08 | 6.4901e-08 | 2.371e-08 | 2.6941e-08 | -5.2019e-08 | -6.7835e-08 | 4.4128e-08 | -9.3589e-09 | 5.4558e-08 | -3.5037e-08 | 6.9186e-09 | 0 | 0 | 0 | 0 | 0 | 0 |  | 1.0917 | 0.81035 | 0.96392 | 1.0917 | 0.81035 | 0.96392 | 4.3722 | -114.5921 | 110.251 | 4.3722 | -114.5921 | 110.251
Line5_6_7 | 0 | 0 | 0 | 0 | 0 | 0 | 0 | 0 | 0 | 0 | 0 | 0 | -2.4288e-08 | -2.6539e-08 | 5.1921e-08 | 1.7638e-08 | 2.0307e-08 | -3.9038e-08 | -5.4268e-08 | 3.5303e-08 | -7.4871e-09 | 4.0991e-08 | -2.6211e-08 | 5.0468e-09 | 0 | 0 | 0 | 0 | 0 | 0 |  | 1.0917 | 0.81035 | 0.96392 | 1.0917 | 0.81035 | 0.96392 | 4.3722 | -114.5921 | 110.251 | 4.3722 | -114.5921 | 110.251
Line6_7_8 | 0 | 0 | 0 | 0 | 0 | 0 | 0 | 0 | 0 | 0 | 0 | 0 | -1.8216e-08 | -1.9904e-08 | 3.8941e-08 | 1.1566e-08 | 1.3672e-08 | -2.6058e-08 | -4.0701e-08 | 2.6477e-08 | -5.6153e-09 | 2.7424e-08 | -1.7385e-08 | 3.175e-09 | 0 | 0 | 0 | 0 | 0 | 0 |  | 1.0917 | 0.81035 | 0.96392 | 1.0917 | 0.81035 | 0.96392 | 4.3722 | -114.5921 | 110.251 | 4.3722 | -114.5921 | 110.251
Line7_8_9 | 0 | 0 | 0 | 0 | 0 | 0 | 0 | 0 | 0 | 0 | 0 | 0 | -6.072e-09 | -6.6347e-09 | 1.298e-08 | -5.7819e-10 | 4.0237e-10 | -9.7687e-11 | -1.3567e-08 | 8.8257e-09 | -1.8718e-09 | 2.899e-10 | 2.6603e-10 | -5.6856e-10 | 0 | 0 | 0 | 0 | 0 | 0 |  | 1.0917 | 0.81035 | 0.96392 | 1.0917 | 0.81035 | 0.96392 | 4.3722 | -114.5921 | 110.251 | 4.3722 | -114.5921 | 110.251
Line8_8_10 | 0 | 0 | 0 | 0 | 0 | 0 | 0 | 0 | 0 | 0 | 0 | 0 | -6.072e-09 | -6.6347e-09 | 1.298e-08 | -5.7819e-10 | 4.0237e-10 | -9.7687e-11 | -1.3567e-08 | 8.8257e-09 | -1.8718e-09 | 2.899e-10 | 2.6603e-10 | -5.6856e-10 | 0 | 0 | 0 | 0 | 0 | 0 |  | 1.0917 | 0.81035 | 0.96392 | 1.0917 | 0.81035 | 0.96392 | 4.3722 | -114.5921 | 110.251 | 4.3722 | -114.5921 | 110.251
Line9_3_11 | 0 | 0 | 0 | 0 | 0 | 0 | 0 | 0 | 0 | 0 | 0 | 0 | -4.2504e-08 | -4.6443e-08 | 9.0862e-08 | 3.5854e-08 | 4.0211e-08 | -7.7979e-08 | -9.4969e-08 | 6.178e-08 | -1.3102e-08 | 8.1692e-08 | -5.2688e-08 | 1.0662e-08 | 0 | 0 | 0 | 0 | 0 | 0 |  | 1.0917 | 0.81035 | 0.96392 | 1.0917 | 0.81035 | 0.96392 | 4.3722 | -114.5921 | 110.251 | 4.3722 | -114.5921 | 110.251

## LLG_min_fault_10
name | pf_ikss_a_from_ka | pf_ikss_b_from_ka | pf_ikss_c_from_ka | pf_ikss_a_to_ka | pf_ikss_b_to_ka | pf_ikss_c_to_ka | pf_skss_a_from_mw | pf_skss_b_from_mw | pf_skss_c_from_mw | pf_skss_a_to_mw | pf_skss_b_to_mw | pf_skss_c_to_mw | pf_p_a_from_mw | pf_p_b_from_mw | pf_p_c_from_mw | pf_p_a_to_mw | pf_p_b_to_mw | pf_p_c_to_mw | pf_q_a_from_mvar | pf_q_b_from_mvar | pf_q_c_from_mvar | pf_q_a_to_mvar | pf_q_b_to_mvar | pf_q_c_to_mvar | pf_ikss_a_from_degree | pf_ikss_b_from_degree | pf_ikss_c_from_degree | pf_ikss_a_to_degree | pf_ikss_b_to_degree | pf_ikss_c_to_degree | 3xI0 | pf_vm_a_from_pu | pf_vm_b_from_pu | pf_vm_c_from_pu | pf_vm_a_to_pu | pf_vm_b_to_pu | pf_vm_c_to_pu | pf_va_a_from_degree | pf_va_b_from_degree | pf_va_c_from_degree | pf_va_a_to_degree | pf_va_b_to_degree | pf_va_c_to_degree
Line0_1_2 | 0 | 0 | 0 | 0 | 0 | 0 | 0 | 0 | 0 | 0 | 0 | 0 | -3.2698e-08 | -3.5728e-08 | 6.9899e-08 | 2.673e-08 | 3.0135e-08 | -5.8337e-08 | -7.3059e-08 | 4.7527e-08 | -1.008e-08 | 6.1143e-08 | -3.9367e-08 | 7.8894e-09 | 0 | 0 | 0 | 0 | 0 | 0 |  | 1.0342 | 0.7677 | 0.91319 | 1.0342 | 0.7677 | 0.91319 | 4.3722 | -114.5921 | 110.251 | 4.3722 | -114.5921 | 110.251
Line10_11_12 | 0 | 0 | 0 | 0 | 0 | 0 | 0 | 0 | 0 | 0 | 0 | 0 | -3.2698e-08 | -3.5728e-08 | 6.9899e-08 | 2.673e-08 | 3.0135e-08 | -5.8337e-08 | -7.3059e-08 | 4.7527e-08 | -1.008e-08 | 6.1143e-08 | -3.9367e-08 | 7.8894e-09 | 0 | 0 | 0 | 0 | 0 | 0 |  | 1.0342 | 0.7677 | 0.91319 | 1.0342 | 0.7677 | 0.91319 | 4.3722 | -114.5921 | 110.251 | 4.3722 | -114.5921 | 110.251
Line11_12_13 | 0 | 0 | 0 | 0 | 0 | 0 | 0 | 0 | 0 | 0 | 0 | 0 | -2.7248e-08 | -2.9774e-08 | 5.8249e-08 | 2.128e-08 | 2.418e-08 | -4.6687e-08 | -6.0883e-08 | 3.9606e-08 | -8.3997e-09 | 4.8966e-08 | -3.1446e-08 | 6.2095e-09 | 0 | 0 | 0 | 0 | 0 | 0 |  | 1.0342 | 0.7677 | 0.91319 | 1.0342 | 0.7677 | 0.91319 | 4.3722 | -114.5921 | 110.251 | 4.3722 | -114.5921 | 110.251
Line12_13_15 | 0 | 0 | 0 | 0 | 0 | 0 | 0 | 0 | 0 | 0 | 0 | 0 | -1.6349e-08 | -1.7864e-08 | 3.495e-08 | 1.038e-08 | 1.2271e-08 | -2.3387e-08 | -3.653e-08 | 2.3763e-08 | -5.0398e-09 | 2.4613e-08 | -1.5603e-08 | 2.8496e-09 | 0 | 0 | 0 | 0 | 0 | 0 |  | 1.0342 | 0.7677 | 0.91319 | 1.0342 | 0.7677 | 0.91319 | 4.3722 | -114.5921 | 110.251 | 4.3722 | -114.5921 | 110.251
Line13_13_14 | 0 | 0 | 0 | 0 | 0 | 0 | 0 | 0 | 0 | 0 | 0 | 0 | -5.4497e-09 | -5.9547e-09 | 1.165e-08 | -5.1893e-10 | 3.6113e-10 | -8.7674e-11 | -1.2177e-08 | 7.9211e-09 | -1.6799e-09 | 2.6018e-10 | 2.3876e-10 | -5.1029e-10 | 0 | 0 | 0 | 0 | 0 | 0 |  | 1.0342 | 0.7677 | 0.91319 | 1.0342 | 0.7677 | 0.91319 | 4.3722 | -114.5921 | 110.251 | 4.3722 | -114.5921 | 110.251
Line14_15_16 | 0 | 0 | 0 | 0 | 0 | 0 | 0 | 0 | 0 | 0 | 0 | 0 | -1.0899e-08 | -1.1909e-08 | 2.33e-08 | 4.9308e-09 | 6.3158e-09 | -1.1738e-08 | -2.4353e-08 | 1.5842e-08 | -3.3599e-09 | 1.2437e-08 | -7.6824e-09 | 1.1696e-09 | 0 | 0 | 0 | 0 | 0 | 0 |  | 1.0342 | 0.7677 | 0.91319 | 1.0342 | 0.7677 | 0.91319 | 4.3722 | -114.5921 | 110.251 | 4.3722 | -114.5921 | 110.251
Line15_16_17 | 0 | 0 | 0 | 0 | 0 | 0 | 0 | 0 | 0 | 0 | 0 | 0 | -5.4497e-09 | -5.9547e-09 | 1.165e-08 | -5.1893e-10 | 3.6113e-10 | -8.7674e-11 | -1.2177e-08 | 7.9211e-09 | -1.6799e-09 | 2.6018e-10 | 2.3876e-10 | -5.1029e-10 | 0 | 0 | 0 | 0 | 0 | 0 |  | 1.0342 | 0.7677 | 0.91319 | 1.0342 | 0.7677 | 0.91319 | 4.3722 | -114.5921 | 110.251 | 4.3722 | -114.5921 | 110.251
Line16_4_18 | 0 | 0.024886 | 0.029615 | 0 | 0.024886 | 0.029615 | 0 | 0.0057473 | 0.0068394 | 0 | 0.0057473 | 0.0068393 | -5.4416e-09 | 0.0031065 | 0.0044028 | -5.1378e-10 | -0.0030967 | -0.0043853 | -1.2187e-08 | 0.0031104 | 0.0044 | 2.6112e-10 | -0.0030967 | -0.0043853 | 0 | -159.6948 | 65.3091 | 0 | 20.3053 | -114.6909 |  | 1.0334 | 0.76489 | 0.9101 | 1.033 | 0.76199 | 0.90678 | 4.3862 | -114.6588 | 110.2912 | 4.3932 | -114.6947 | 110.3091
Line17_5_19 | 0 | 0 | 0 | 0 | 0 | 0 | 0 | 0 | 0 | 0 | 0 | 0 | -5.4497e-09 | -5.9547e-09 | 1.165e-08 | -5.1893e-10 | 3.6113e-10 | -8.7675e-11 | -1.2177e-08 | 7.9211e-09 | -1.6799e-09 | 2.6018e-10 | 2.3876e-10 | -5.1029e-10 | 0 | 0 | 0 | 0 | 0 | 0 |  | 1.0342 | 0.7677 | 0.91319 | 1.0342 | 0.7677 | 0.91319 | 4.3722 | -114.5921 | 110.251 | 4.3722 | -114.5921 | 110.251
Line1_1_3 | 0 | 0 | 0 | 0 | 0 | 0 | 0 | 0 | 0 | 0 | 0 | 0 | -4.3598e-08 | -4.7638e-08 | 9.3199e-08 | 3.7629e-08 | 4.2044e-08 | -8.1637e-08 | -9.7412e-08 | 6.3369e-08 | -1.3439e-08 | 8.5496e-08 | -5.5209e-08 | 1.1249e-08 | 0 | 0 | 0 | 0 | 0 | 0 |  | 1.0342 | 0.7677 | 0.91319 | 1.0342 | 0.7677 | 0.91319 | 4.3722 | -114.5921 | 110.251 | 4.3722 | -114.5921 | 110.251
Line2_1_4 | 0.0071046 | 0.024583 | 0.026272 | 0.0071047 | 0.024583 | 0.026272 | 0.0016407 | 0.0056772 | 0.0060672 | 0.0016408 | 0.0056772 | 0.0060672 | 0.00075994 | 0.0038265 | 0.0029487 | -0.00075898 | -0.0038149 | -0.0029354 | 0.0015172 | 0.0020865 | 0.0046907 | -0.0015162 | -0.0020745 | -0.0046769 | -59.0225 | -143.1953 | 52.4053 | 120.9775 | 36.8049 | -127.5949 |  | 1.0342 | 0.7677 | 0.91319 | 1.0334 | 0.76489 | 0.9101 | 4.3722 | -114.5921 | 110.251 | 4.3862 | -114.6588 | 110.2912
Line3_1_5 | 0 | 0 | 0 | 0 | 0 | 0 | 0 | 0 | 0 | 0 | 0 | 0 | -1.0899e-08 | -1.1909e-08 | 2.33e-08 | 4.9308e-09 | 6.3158e-09 | -1.1738e-08 | -2.4353e-08 | 1.5842e-08 | -3.3599e-09 | 1.2437e-08 | -7.6824e-09 | 1.1697e-09 | 0 | 0 | 0 | 0 | 0 | 0 |  | 1.0342 | 0.7677 | 0.91319 | 1.0342 | 0.7677 | 0.91319 | 4.3722 | -114.5921 | 110.251 | 4.3722 | -114.5921 | 110.251
Line4_2_6 | 0 | 0 | 0 | 0 | 0 | 0 | 0 | 0 | 0 | 0 | 0 | 0 | -2.7248e-08 | -2.9774e-08 | 5.8249e-08 | 2.128e-08 | 2.418e-08 | -4.6687e-08 | -6.0883e-08 | 3.9606e-08 | -8.3997e-09 | 4.8966e-08 | -3.1446e-08 | 6.2095e-09 | 0 | 0 | 0 | 0 | 0 | 0 |  | 1.0342 | 0.7677 | 0.91319 | 1.0342 | 0.7677 | 0.91319 | 4.3722 | -114.5921 | 110.251 | 4.3722 | -114.5921 | 110.251
Line5_6_7 | 0 | 0 | 0 | 0 | 0 | 0 | 0 | 0 | 0 | 0 | 0 | 0 | -2.1799e-08 | -2.3819e-08 | 4.66e-08 | 1.583e-08 | 1.8225e-08 | -3.5037e-08 | -4.8706e-08 | 3.1685e-08 | -6.7197e-09 | 3.679e-08 | -2.3525e-08 | 4.5295e-09 | 0 | 0 | 0 | 0 | 0 | 0 |  | 1.0342 | 0.7677 | 0.91319 | 1.0342 | 0.7677 | 0.91319 | 4.3722 | -114.5921 | 110.251 | 4.3722 | -114.5921 | 110.251
Line6_7_8 | 0 | 0 | 0 | 0 | 0 | 0 | 0 | 0 | 0 | 0 | 0 | 0 | -1.6349e-08 | -1.7864e-08 | 3.495e-08 | 1.038e-08 | 1.2271e-08 | -2.3387e-08 | -3.653e-08 | 2.3763e-08 | -5.0398e-09 | 2.4613e-08 | -1.5603e-08 | 2.8496e-09 | 0 | 0 | 0 | 0 | 0 | 0 |  | 1.0342 | 0.7677 | 0.91319 | 1.0342 | 0.7677 | 0.91319 | 4.3722 | -114.5921 | 110.251 | 4.3722 | -114.5921 | 110.251
Line7_8_9 | 0 | 0 | 0 | 0 | 0 | 0 | 0 | 0 | 0 | 0 | 0 | 0 | -5.4497e-09 | -5.9547e-09 | 1.165e-08 | -5.1893e-10 | 3.6113e-10 | -8.7675e-11 | -1.2177e-08 | 7.9211e-09 | -1.6799e-09 | 2.6018e-10 | 2.3876e-10 | -5.1029e-10 | 0 | 0 | 0 | 0 | 0 | 0 |  | 1.0342 | 0.7677 | 0.91319 | 1.0342 | 0.7677 | 0.91319 | 4.3722 | -114.5921 | 110.251 | 4.3722 | -114.5921 | 110.251
Line8_8_10 | 0 | 0 | 0 | 0 | 0 | 0 | 0 | 0 | 0 | 0 | 0 | 0 | -5.4497e-09 | -5.9547e-09 | 1.165e-08 | -5.1893e-10 | 3.6113e-10 | -8.7675e-11 | -1.2177e-08 | 7.9211e-09 | -1.6799e-09 | 2.6018e-10 | 2.3876e-10 | -5.1029e-10 | 0 | 0 | 0 | 0 | 0 | 0 |  | 1.0342 | 0.7677 | 0.91319 | 1.0342 | 0.7677 | 0.91319 | 4.3722 | -114.5921 | 110.251 | 4.3722 | -114.5921 | 110.251
Line9_3_11 | 0 | 0 | 0 | 0 | 0 | 0 | 0 | 0 | 0 | 0 | 0 | 0 | -3.8148e-08 | -4.1683e-08 | 8.1549e-08 | 3.2179e-08 | 3.6089e-08 | -6.9987e-08 | -8.5236e-08 | 5.5448e-08 | -1.176e-08 | 7.3319e-08 | -4.7288e-08 | 9.5693e-09 | 0 | 0 | 0 | 0 | 0 | 0 |  | 1.0342 | 0.7677 | 0.91319 | 1.0342 | 0.7677 | 0.91319 | 4.3722 | -114.5921 | 110.251 | 4.3722 | -114.5921 | 110.251