## LLL_max_6
name | pf_ikss_from_ka | pf_ikss_to_ka | pf_ip_from_ka | pf_ip_to_ka | pf_skss_from_mw | pf_skss_to_mw | pf_p_from_mw | pf_p_to_mw | pf_q_from_mvar | pf_q_to_mvar | pf_ikss_from_degree | pf_ikss_to_degree | pf_vm_from_pu | pf_vm_to_pu | pf_va_from_degree | pf_va_to_degree
Line0_1_2 | 0 | 0 | 0 | 0 | 0 | 0 | 0 | 0 | 0 | 0 | 0 | 0 | 0.70184 | 0.70184 | -7.4193 | -7.4193
Line10_11_12 | 0 | 0 | 0 | 0 | 0 | 0 | 0 | 0 | 0 | 0 | 0 | 0 | 0.70184 | 0.70184 | -7.4193 | -7.4193
Line11_12_13 | 0 | 0 | 0 | 0 | 0 | 0 | 0 | 0 | 0 | 0 | 0 | 0 | 0.70184 | 0.70184 | -7.4193 | -7.4193
Line12_13_15 | 0 | 0 | 0 | 0 | 0 | 0 | 0 | 0 | 0 | 0 | 0 | 0 | 0.70184 | 0.70184 | -7.4193 | -7.4193
Line13_13_14 | 0 | 0 | 0 | 0 | 0 | 0 | 0 | 0 | 0 | 0 | 0 | 0 | 0.70184 | 0.70184 | -7.4193 | -7.4193
Line14_15_16 | 0 | 0 | 0 | 0 | 0 | 0 | 0 | 0 | 0 | 0 | 0 | 0 | 0.70184 | 0.70184 | -7.4193 | -7.4193
Line15_16_17 | 0 | 0 | 0 | 0 | 0 | 0 | 0 | 0 | 0 | 0 | 0 | 0 | 0.70184 | 0.70184 | -7.4193 | -7.4193
Line16_4_18 | 3.6243 | 3.6243 | 0 | 7.0007 | 2.511 | 2.511 | 0.39406 | -1e-07 | 0.78812 | -1e-07 | -70.8543 | 109.1457 | 0.35092 | 0 | -7.4193 | 0
Line17_5_19 | 0 | 0 | 0 | 0 | 0 | 0 | 0 | 0 | 0 | 0 | 0 | 0 | 0.70184 | 0.70184 | -7.4193 | -7.4193
Line1_1_3 | 0 | 0 | 0 | 0 | 0 | 0 | 0 | 0 | 0 | 0 | 0 | 0 | 0.70184 | 0.70184 | -7.4193 | -7.4193
Line2_1_4 | 3.6243 | 3.6243 | 0 | 0 | 2.511 | 2.511 | 0.78812 | -0.39406 | 1.5762 | -0.78812 | -70.8543 | 109.1457 | 0.70184 | 0.35092 | -7.4193 | -7.4193
Line3_1_5 | 0 | 0 | 0 | 0 | 0 | 0 | 0 | 0 | 0 | 0 | 0 | 0 | 0.70184 | 0.70184 | -7.4193 | -7.4193
Line4_2_6 | 0 | 0 | 0 | 0 | 0 | 0 | 0 | 0 | 0 | 0 | 0 | 0 | 0.70184 | 0.70184 | -7.4193 | -7.4193
Line5_6_7 | 0 | 0 | 0 | 0 | 0 | 0 | 0 | 0 | 0 | 0 | 0 | 0 | 0.70184 | 0.70184 | -7.4193 | -7.4193
Line6_7_8 | 0 | 0 | 0 | 0 | 0 | 0 | 0 | 0 | 0 | 0 | 0 | 0 | 0.70184 | 0.70184 | -7.4193 | -7.4193
Line7_8_9 | 0 | 0 | 0 | 0 | 0 | 0 | 0 | 0 | 0 | 0 | 0 | 0 | 0.70184 | 0.70184 | -7.4193 | -7.4193
Line8_8_10 | 0 | 0 | 0 | 0 | 0 | 0 | 0 | 0 | 0 | 0 | 0 | 0 | 0.70184 | 0.70184 | -7.4193 | -7.4193
Line9_3_11 | 0 | 0 | 0 | 0 | 0 | 0 | 0 | 0 | 0 | 0 | 0 | 0 | 0.70184 | 0.70184 | -7.4193 | -7.4193

## LLL_max_10
name | pf_ikss_from_ka | pf_ikss_to_ka | pf_ip_from_ka | pf_ip_to_ka | pf_skss_from_mw | pf_skss_to_mw | pf_p_from_mw | pf_p_to_mw | pf_q_from_mvar | pf_q_to_mvar | pf_ikss_from_degree | pf_ikss_to_degree | pf_vm_from_pu | pf_vm_to_pu | pf_va_from_degree | pf_va_to_degree
Line0_1_2 | 0 | 0 | 0 | 0 | 0 | 0 | 0 | 0 | 0 | 0 | 0 | 0 | 0.72372 | 0.72372 | -7.6495 | -7.6495
Line10_11_12 | 0 | 0 | 0 | 0 | 0 | 0 | 0 | 0 | 0 | 0 | 0 | 0 | 0.72372 | 0.72372 | -7.6495 | -7.6495
Line11_12_13 | 0 | 0 | 0 | 0 | 0 | 0 | 0 | 0 | 0 | 0 | 0 | 0 | 0.72372 | 0.72372 | -7.6495 | -7.6495
Line12_13_15 | 0 | 0 | 0 | 0 | 0 | 0 | 0 | 0 | 0 | 0 | 0 | 0 | 0.72372 | 0.72372 | -7.6495 | -7.6495
Line13_13_14 | 0 | 0 | 0 | 0 | 0 | 0 | 0 | 0 | 0 | 0 | 0 | 0 | 0.72372 | 0.72372 | -7.6495 | -7.6495
Line14_15_16 | 0 | 0 | 0 | 0 | 0 | 0 | 0 | 0 | 0 | 0 | 0 | 0 | 0.72372 | 0.72372 | -7.6495 | -7.6495
Line15_16_17 | 0 | 0 | 0 | 0 | 0 | 0 | 0 | 0 | 0 | 0 | 0 | 0 | 0.72372 | 0.72372 | -7.6495 | -7.6495
Line16_4_18 | 3.7373 | 3.7373 | 0 | 7.2438 | 2.5893 | 2.5893 | 0.41902 | -1e-07 | 0.83803 | -1e-07 | -71.0844 | 108.9156 | 0.36186 | 0 | -7.6495 | 0
Line17_5_19 | 0 | 0 | 0 | 0 | 0 | 0 | 0 | 0 | 0 | 0 | 0 | 0 | 0.72372 | 0.72372 | -7.6495 | -7.6495
Line1_1_3 | 0 | 0 | 0 | 0 | 0 | 0 | 0 | 0 | 0 | 0 | 0 | 0 | 0.72372 | 0.72372 | -7.6495 | -7.6495
Line2_1_4 | 3.7373 | 3.7373 | 0 | 0 | 2.5893 | 2.5893 | 0.83803 | -0.41902 | 1.6761 | -0.83803 | -71.0844 | 108.9156 | 0.72372 | 0.36186 | -7.6495 | -7.6495
Line3_1_5 | 0 | 0 | 0 | 0 | 0 | 0 | 0 | 0 | 0 | 0 | 0 | 0 | 0.72372 | 0.72372 | -7.6495 | -7.6495
Line4_2_6 | 0 | 0 | 0 | 0 | 0 | 0 | 0 | 0 | 0 | 0 | 0 | 0 | 0.72372 | 0.72372 | -7.6495 | -7.6495
Line5_6_7 | 0 | 0 | 0 | 0 | 0 | 0 | 0 | 0 | 0 | 0 | 0 | 0 | 0.72372 | 0.72372 | -7.6495 | -7.6495
Line6_7_8 | 0 | 0 | 0 | 0 | 0 | 0 | 0 | 0 | 0 | 0 | 0 | 0 | 0.72372 | 0.72372 | -7.6495 | -7.6495
Line7_8_9 | 0 | 0 | 0 | 0 | 0 | 0 | 0 | 0 | 0 | 0 | 0 | 0 | 0.72372 | 0.72372 | -7.6495 | -7.6495
Line8_8_10 | 0 | 0 | 0 | 0 | 0 | 0 | 0 | 0 | 0 | 0 | 0 | 0 | 0.72372 | 0.72372 | -7.6495 | -7.6495
Line9_3_11 | 0 | 0 | 0 | 0 | 0 | 0 | 0 | 0 | 0 | 0 | 0 | 0 | 0.72372 | 0.72372 | -7.6495 | -7.6495

## LLL_max_fault_6
name | pf_ikss_from_ka | pf_ikss_to_ka | pf_ip_from_ka | pf_ip_to_ka | pf_skss_from_mw | pf_skss_to_mw | pf_p_from_mw | pf_p_to_mw | pf_q_from_mvar | pf_q_to_mvar | pf_ikss_from_degree | pf_ikss_to_degree | pf_vm_from_pu | pf_vm_to_pu | pf_va_from_degree | pf_va_to_degree
Line0_1_2 | 0 | 0 | 0 | 0 | 0 | 0 | 0 | 0 | 0 | 0 | 0 | 0 | 1.0474 | 1.0474 | -0.12051 | -0.12051
Line10_11_12 | 0 | 0 | 0 | 0 | 0 | 0 | 0 | 0 | 0 | 0 | 0 | 0 | 1.0474 | 1.0474 | -0.12051 | -0.12051
Line11_12_13 | 0 | 0 | 0 | 0 | 0 | 0 | 0 | 0 | 0 | 0 | 0 | 0 | 1.0474 | 1.0474 | -0.12051 | -0.12051
Line12_13_15 | 0 | 0 | 0 | 0 | 0 | 0 | 0 | 0 | 0 | 0 | 0 | 0 | 1.0474 | 1.0474 | -0.12051 | -0.12051
Line13_13_14 | 0 | 0 | 0 | 0 | 0 | 0 | 0 | 0 | 0 | 0 | 0 | 0 | 1.0474 | 1.0474 | -0.12051 | -0.12051
Line14_15_16 | 0 | 0 | 0 | 0 | 0 | 0 | 0 | 0 | 0 | 0 | 0 | 0 | 1.0474 | 1.0474 | -0.12051 | -0.12051
Line15_16_17 | 0 | 0 | 0 | 0 | 0 | 0 | 0 | 0 | 0 | 0 | 0 | 0 | 1.0474 | 1.0474 | -0.12051 | -0.12051
Line16_4_18 | 0.034003 | 0.034003 | 0 | 0.065681 | 0.023558 | 0.023558 | 0.017378 | -0.017343 | 0.017412 | -0.017343 | -45.2344 | 134.7656 | 1.0442 | 1.0411 | -0.17729 | -0.23442
Line17_5_19 | 0 | 0 | 0 | 0 | 0 | 0 | 0 | 0 | 0 | 0 | 0 | 0 | 1.0474 | 1.0474 | -0.12051 | -0.12051
Line1_1_3 | 0 | 0 | 0 | 0 | 0 | 0 | 0 | 0 | 0 | 0 | 0 | 0 | 1.0474 | 1.0474 | -0.12051 | -0.12051
Line2_1_4 | 0.034003 | 0.034003 | 0 | 0 | 0.023558 | 0.023558 | 0.017412 | -0.017378 | 0.017482 | -0.017412 | -45.2344 | 134.7656 | 1.0474 | 1.0442 | -0.12051 | -0.17729
Line3_1_5 | 0 | 0 | 0 | 0 | 0 | 0 | 0 | 0 | 0 | 0 | 0 | 0 | 1.0474 | 1.0474 | -0.12051 | -0.12051
Line4_2_6 | 0 | 0 | 0 | 0 | 0 | 0 | 0 | 0 | 0 | 0 | 0 | 0 | 1.0474 | 1.0474 | -0.12051 | -0.12051
Line5_6_7 | 0 | 0 | 0 | 0 | 0 | 0 | 0 | 0 | 0 | 0 | 0 | 0 | 1.0474 | 1.0474 | -0.12051 | -0.12051
Line6_7_8 | 0 | 0 | 0 | 0 | 0 | 0 | 0 | 0 | 0 | 0 | 0 | 0 | 1.0474 | 1.0474 | -0.12051 | -0.12051
Line7_8_9 | 0 | 0 | 0 | 0 | 0 | 0 | 0 | 0 | 0 | 0 | 0 | 0 | 1.0474 | 1.0474 | -0.12051 | -0.12051
Line8_8_10 | 0 | 0 | 0 | 0 | 0 | 0 | 0 | 0 | 0 | 0 | 0 | 0 | 1.0474 | 1.0474 | -0.12051 | -0.12051
Line9_3_11 | 0 | 0 | 0 | 0 | 0 | 0 | 0 | 0 | 0 | 0 | 0 | 0 | 1.0474 | 1.0474 | -0.12051 | -0.12051

## LLL_max_fault_10
name | pf_ikss_from_ka | pf_ikss_to_ka | pf_ip_from_ka | pf_ip_to_ka | pf_skss_from_mw | pf_skss_to_mw | pf_p_from_mw | pf_p_to_mw | pf_q_from_mvar | pf_q_to_mvar | pf_ikss_from_degree | pf_ikss_to_degree | pf_vm_from_pu | pf_vm_to_pu | pf_va_from_degree | pf_va_to_degree
Line0_1_2 | 0 | 0 | 0 | 0 | 0 | 0 | 0 | 0 | 0 | 0 | 0 | 0 | 1.0971 | 1.0971 | -0.12619 | -0.12619
Line10_11_12 | 0 | 0 | 0 | 0 | 0 | 0 | 0 | 0 | 0 | 0 | 0 | 0 | 1.0971 | 1.0971 | -0.12619 | -0.12619
Line11_12_13 | 0 | 0 | 0 | 0 | 0 | 0 | 0 | 0 | 0 | 0 | 0 | 0 | 1.0971 | 1.0971 | -0.12619 | -0.12619
Line12_13_15 | 0 | 0 | 0 | 0 | 0 | 0 | 0 | 0 | 0 | 0 | 0 | 0 | 1.0971 | 1.0971 | -0.12619 | -0.12619
Line13_13_14 | 0 | 0 | 0 | 0 | 0 | 0 | 0 | 0 | 0 | 0 | 0 | 0 | 1.0971 | 1.0971 | -0.12619 | -0.12619
Line14_15_16 | 0 | 0 | 0 | 0 | 0 | 0 | 0 | 0 | 0 | 0 | 0 | 0 | 1.0971 | 1.0971 | -0.12619 | -0.12619
Line15_16_17 | 0 | 0 | 0 | 0 | 0 | 0 | 0 | 0 | 0 | 0 | 0 | 0 | 1.0971 | 1.0971 | -0.12619 | -0.12619
Line16_4_18 | 0.035618 | 0.035618 | 0 | 0.069037 | 0.024677 | 0.024677 | 0.019068 | -0.01903 | 0.019106 | -0.01903 | -45.2401 | 134.7599 | 1.0938 | 1.0906 | -0.18297 | -0.2401
Line17_5_19 | 0 | 0 | 0 | 0 | 0 | 0 | 0 | 0 | 0 | 0 | 0 | 0 | 1.0971 | 1.0971 | -0.12619 | -0.12619
Line1_1_3 | 0 | 0 | 0 | 0 | 0 | 0 | 0 | 0 | 0 | 0 | 0 | 0 | 1.0971 | 1.0971 | -0.12619 | -0.12619
Line2_1_4 | 0.035618 | 0.035618 | 0 | 0 | 0.024677 | 0.024677 | 0.019106 | -0.019068 | 0.019182 | -0.019106 | -45.2401 | 134.7599 | 1.0971 | 1.0938 | -0.12619 | -0.18297
Line3_1_5 | 0 | 0 | 0 | 0 | 0 | 0 | 0 | 0 | 0 | 0 | 0 | 0 | 1.0971 | 1.0971 | -0.12619 | -0.12619
Line4_2_6 | 0 | 0 | 0 | 0 | 0 | 0 | 0 | 0 | 0 | 0 | 0 | 0 | 1.0971 | 1.0971 | -0.12619 | -0.12619
Line5_6_7 | 0 | 0 | 0 | 0 | 0 | 0 | 0 | 0 | 0 | 0 | 0 | 0 | 1.0971 | 1.0971 | -0.12619 | -0.12619
Line6_7_8 | 0 | 0 | 0 | 0 | 0 | 0 | 0 | 0 | 0 | 0 | 0 | 0 | 1.0971 | 1.0971 | -0.12619 | -0.12619
Line7_8_9 | 0 | 0 | 0 | 0 | 0 | 0 | 0 | 0 | 0 | 0 | 0 | 0 | 1.0971 | 1.0971 | -0.12619 | -0.12619
Line8_8_10 | 0 | 0 | 0 | 0 | 0 | 0 | 0 | 0 | 0 | 0 | 0 | 0 | 1.0971 | 1.0971 | -0.12619 | -0.12619
Line9_3_11 | 0 | 0 | 0 | 0 | 0 | 0 | 0 | 0 | 0 | 0 | 0 | 0 | 1.0971 | 1.0971 | -0.12619 | -0.12619

## LLL_min_6
name | pf_ikss_from_ka | pf_ikss_to_ka | pf_ip_from_ka | pf_ip_to_ka | pf_skss_from_mw | pf_skss_to_mw | pf_p_from_mw | pf_p_to_mw | pf_q_from_mvar | pf_q_to_mvar | pf_ikss_from_degree | pf_ikss_to_degree | pf_vm_from_pu | pf_vm_to_pu | pf_va_from_degree | pf_va_to_degree
Line0_1_2 | 0 | 0 | 0 | 0 | 0 | 0 | 0 | 0 | 0 | 0 | 0 | 0 | 0.695 | 0.695 | -11.6026 | -11.6026
Line10_11_12 | 0 | 0 | 0 | 0 | 0 | 0 | 0 | 0 | 0 | 0 | 0 | 0 | 0.695 | 0.695 | -11.6026 | -11.6026
Line11_12_13 | 0 | 0 | 0 | 0 | 0 | 0 | 0 | 0 | 0 | 0 | 0 | 0 | 0.695 | 0.695 | -11.6026 | -11.6026
Line12_13_15 | 0 | 0 | 0 | 0 | 0 | 0 | 0 | 0 | 0 | 0 | 0 | 0 | 0.695 | 0.695 | -11.6026 | -11.6026
Line13_13_14 | 0 | 0 | 0 | 0 | 0 | 0 | 0 | 0 | 0 | 0 | 0 | 0 | 0.695 | 0.695 | -11.6026 | -11.6026
Line14_15_16 | 0 | 0 | 0 | 0 | 0 | 0 | 0 | 0 | 0 | 0 | 0 | 0 | 0.695 | 0.695 | -11.6026 | -11.6026
Line15_16_17 | 0 | 0 | 0 | 0 | 0 | 0 | 0 | 0 | 0 | 0 | 0 | 0 | 0.695 | 0.695 | -11.6026 | -11.6026
Line16_4_18 | 2.8946 | 2.8946 | 0 | 4.7808 | 2.0055 | 2.0055 | 0.48263 | -1e-07 | 0.50274 | -1e-07 | -57.7717 | 122.2283 | 0.3475 | 0 | -11.6026 | 0
Line17_5_19 | 0 | 0 | 0 | 0 | 0 | 0 | 0 | 0 | 0 | 0 | 0 | 0 | 0.695 | 0.695 | -11.6026 | -11.6026
Line1_1_3 | 0 | 0 | 0 | 0 | 0 | 0 | 0 | 0 | 0 | 0 | 0 | 0 | 0.695 | 0.695 | -11.6026 | -11.6026
Line2_1_4 | 2.8946 | 2.8946 | 0 | 0 | 2.0055 | 2.0055 | 0.96525 | -0.48263 | 1.0055 | -0.50274 | -57.7717 | 122.2283 | 0.695 | 0.3475 | -11.6026 | -11.6026
Line3_1_5 | 0 | 0 | 0 | 0 | 0 | 0 | 0 | 0 | 0 | 0 | 0 | 0 | 0.695 | 0.695 | -11.6026 | -11.6026
Line4_2_6 | 0 | 0 | 0 | 0 | 0 | 0 | 0 | 0 | 0 | 0 | 0 | 0 | 0.695 | 0.695 | -11.6026 | -11.6026
Line5_6_7 | 0 | 0 | 0 | 0 | 0 | 0 | 0 | 0 | 0 | 0 | 0 | 0 | 0.695 | 0.695 | -11.6026 | -11.6026
Line6_7_8 | 0 | 0 | 0 | 0 | 0 | 0 | 0 | 0 | 0 | 0 | 0 | 0 | 0.695 | 0.695 | -11.6026 | -11.6026
Line7_8_9 | 0 | 0 | 0 | 0 | 0 | 0 | 0 | 0 | 0 | 0 | 0 | 0 | 0.695 | 0.695 | -11.6026 | -11.6026
Line8_8_10 | 0 | 0 | 0 | 0 | 0 | 0 | 0 | 0 | 0 | 0 | 0 | 0 | 0.695 | 0.695 | -11.6026 | -11.6026
Line9_3_11 | 0 | 0 | 0 | 0 | 0 | 0 | 0 | 0 | 0 | 0 | 0 | 0 | 0.695 | 0.695 | -11.6026 | -11.6026

## LLL_min_10
name | pf_ikss_from_ka | pf_ikss_to_ka | pf_ip_from_ka | pf_ip_to_ka | pf_skss_from_mw | pf_skss_to_mw | pf_p_from_mw | pf_p_to_mw | pf_q_from_mvar | pf_q_to_mvar | pf_ikss_from_degree | pf_ikss_to_degree | pf_vm_from_pu | pf_vm_to_pu | pf_va_from_degree | pf_va_to_degree
Line0_1_2 | 0 | 0 | 0 | 0 | 0 | 0 | 0 | 0 | 0 | 0 | 0 | 0 | 0.65842 | 0.65842 | -11.6026 | -11.6026
Line10_11_12 | 0 | 0 | 0 | 0 | 0 | 0 | 0 | 0 | 0 | 0 | 0 | 0 | 0.65842 | 0.65842 | -11.6026 | -11.6026
Line11_12_13 | 0 | 0 | 0 | 0 | 0 | 0 | 0 | 0 | 0 | 0 | 0 | 0 | 0.65842 | 0.65842 | -11.6026 | -11.6026
Line12_13_15 | 0 | 0 | 0 | 0 | 0 | 0 | 0 | 0 | 0 | 0 | 0 | 0 | 0.65842 | 0.65842 | -11.6026 | -11.6026
Line13_13_14 | 0 | 0 | 0 | 0 | 0 | 0 | 0 | 0 | 0 | 0 | 0 | 0 | 0.65842 | 0.65842 | -11.6026 | -11.6026
Line14_15_16 | 0 | 0 | 0 | 0 | 0 | 0 | 0 | 0 | 0 | 0 | 0 | 0 | 0.65842 | 0.65842 | -11.6026 | -11.6026
Line15_16_17 | 0 | 0 | 0 | 0 | 0 | 0 | 0 | 0 | 0 | 0 | 0 | 0 | 0.65842 | 0.65842 | -11.6026 | -11.6026
Line16_4_18 | 2.7423 | 2.7423 | 0 | 4.5292 | 1.8999 | 1.8999 | 0.43316 | -1e-07 | 0.45121 | -1e-07 | -57.7717 | 122.2283 | 0.32921 | 0 | -11.6026 | 0
Line17_5_19 | 0 | 0 | 0 | 0 | 0 | 0 | 0 | 0 | 0 | 0 | 0 | 0 | 0.65842 | 0.65842 | -11.6026 | -11.6026
Line1_1_3 | 0 | 0 | 0 | 0 | 0 | 0 | 0 | 0 | 0 | 0 | 0 | 0 | 0.65842 | 0.65842 | -11.6026 | -11.6026
Line2_1_4 | 2.7423 | 2.7423 | 0 | 0 | 1.8999 | 1.8999 | 0.86632 | -0.43316 | 0.90242 | -0.45121 | -57.7717 | 122.2283 | 0.65842 | 0.32921 | -11.6026 | -11.6026
Line3_1_5 | 0 | 0 | 0 | 0 | 0 | 0 | 0 | 0 | 0 | 0 | 0 | 0 | 0.65842 | 0.65842 | -11.6026 | -11.6026
Line4_2_6 | 0 | 0 | 0 | 0 | 0 | 0 | 0 | 0 | 0 | 0 | 0 | 0 | 0.65842 | 0.65842 | -11.6026 | -11.6026
Line5_6_7 | 0 | 0 | 0 | 0 | 0 | 0 | 0 | 0 | 0 | 0 | 0 | 0 | 0.65842 | 0.65842 | -11.6026 | -11.6026
Line6_7_8 | 0 | 0 | 0 | 0 | 0 | 0 | 0 | 0 | 0 | 0 | 0 | 0 | 0.65842 | 0.65842 | -11.6026 | -11.6026
Line7_8_9 | 0 | 0 | 0 | 0 | 0 | 0 | 0 | 0 | 0 | 0 | 0 | 0 | 0.65842 | 0.65842 | -11.6026 | -11.6026
Line8_8_10 | 0 | 0 | 0 | 0 | 0 | 0 | 0 | 0 | 0 | 0 | 0 | 0 | 0.65842 | 0.65842 | -11.6026 | -11.6026
Line9_3_11 | 0 | 0 | 0 | 0 | 0 | 0 | 0 | 0 | 0 | 0 | 0 | 0 | 0.65842 | 0.65842 | -11.6026 | -11.6026

## LLL_min_fault_6
name | pf_ikss_from_ka | pf_ikss_to_ka | pf_ip_from_ka | pf_ip_to_ka | pf_skss_from_mw | pf_skss_to_mw | pf_p_from_mw | pf_p_to_mw | pf_q_from_mvar | pf_q_to_mvar | pf_ikss_from_degree | pf_ikss_to_degree | pf_vm_from_pu | pf_vm_to_pu | pf_va_from_degree | pf_va_to_degree
Line0_1_2 | 0 | 0 | 0 | 0 | 0 | 0 | 0 | 0 | 0 | 0 | 0 | 0 | 0.94754 | 0.94754 | -0.12527 | -0.12527
Line10_11_12 | 0 | 0 | 0 | 0 | 0 | 0 | 0 | 0 | 0 | 0 | 0 | 0 | 0.94754 | 0.94754 | -0.12527 | -0.12527
Line11_12_13 | 0 | 0 | 0 | 0 | 0 | 0 | 0 | 0 | 0 | 0 | 0 | 0 | 0.94754 | 0.94754 | -0.12527 | -0.12527
Line12_13_15 | 0 | 0 | 0 | 0 | 0 | 0 | 0 | 0 | 0 | 0 | 0 | 0 | 0.94754 | 0.94754 | -0.12527 | -0.12527
Line13_13_14 | 0 | 0 | 0 | 0 | 0 | 0 | 0 | 0 | 0 | 0 | 0 | 0 | 0.94754 | 0.94754 | -0.12527 | -0.12527
Line14_15_16 | 0 | 0 | 0 | 0 | 0 | 0 | 0 | 0 | 0 | 0 | 0 | 0 | 0.94754 | 0.94754 | -0.12527 | -0.12527
Line15_16_17 | 0 | 0 | 0 | 0 | 0 | 0 | 0 | 0 | 0 | 0 | 0 | 0 | 0.94754 | 0.94754 | -0.12527 | -0.12527
Line16_4_18 | 0.030706 | 0.030706 | 0 | 0.050714 | 0.021274 | 0.021274 | 0.014197 | -0.014143 | 0.014199 | -0.014143 | -45.1344 | 134.8656 | 0.94385 | 0.94017 | -0.1298 | -0.13436
Line17_5_19 | 0 | 0 | 0 | 0 | 0 | 0 | 0 | 0 | 0 | 0 | 0 | 0 | 0.94754 | 0.94754 | -0.12527 | -0.12527
Line1_1_3 | 0 | 0 | 0 | 0 | 0 | 0 | 0 | 0 | 0 | 0 | 0 | 0 | 0.94754 | 0.94754 | -0.12527 | -0.12527
Line2_1_4 | 0.030706 | 0.030706 | 0 | 0 | 0.021274 | 0.021274 | 0.014251 | -0.014197 | 0.014256 | -0.014199 | -45.1344 | 134.8656 | 0.94754 | 0.94385 | -0.12527 | -0.1298
Line3_1_5 | 0 | 0 | 0 | 0 | 0 | 0 | 0 | 0 | 0 | 0 | 0 | 0 | 0.94754 | 0.94754 | -0.12527 | -0.12527
Line4_2_6 | 0 | 0 | 0 | 0 | 0 | 0 | 0 | 0 | 0 | 0 | 0 | 0 | 0.94754 | 0.94754 | -0.12527 | -0.12527
Line5_6_7 | 0 | 0 | 0 | 0 | 0 | 0 | 0 | 0 | 0 | 0 | 0 | 0 | 0.94754 | 0.94754 | -0.12527 | -0.12527
Line6_7_8 | 0 | 0 | 0 | 0 | 0 | 0 | 0 | 0 | 0 | 0 | 0 | 0 | 0.94754 | 0.94754 | -0.12527 | -0.12527
Line7_8_9 | 0 | 0 | 0 | 0 | 0 | 0 | 0 | 0 | 0 | 0 | 0 | 0 | 0.94754 | 0.94754 | -0.12527 | -0.12527
Line8_8_10 | 0 | 0 | 0 | 0 | 0 | 0 | 0 | 0 | 0 | 0 | 0 | 0 | 0.94754 | 0.94754 | -0.12527 | -0.12527
Line9_3_11 | 0 | 0 | 0 | 0 | 0 | 0 | 0 | 0 | 0 | 0 | 0 | 0 | 0.94754 | 0.94754 | -0.12527 | -0.12527

## LLL_min_fault_10
name | pf_ikss_from_ka | pf_ikss_to_ka | pf_ip_from_ka | pf_ip_to_ka | pf_skss_from_mw | pf_skss_to_mw | pf_p_from_mw | pf_p_to_mw | pf_q_from_mvar | pf_q_to_mvar | pf_ikss_from_degree | pf_ikss_to_degree | pf_vm_from_pu | pf_vm_to_pu | pf_va_from_degree | pf_va_to_degree
Line0_1_2 | 0 | 0 | 0 | 0 | 0 | 0 | 0 | 0 | 0 | 0 | 0 | 0 | 0.89767 | 0.89767 | -0.12527 | -0.12527
Line10_11_12 | 0 | 0 | 0 | 0 | 0 | 0 | 0 | 0 | 0 | 0 | 0 | 0 | 0.89767 | 0.89767 | -0.12527 | -0.12527
Line11_12_13 | 0 | 0 | 0 | 0 | 0 | 0 | 0 | 0 | 0 | 0 | 0 | 0 | 0.89767 | 0.89767 | -0.12527 | -0.12527
Line12_13_15 | 0 | 0 | 0 | 0 | 0 | 0 | 0 | 0 | 0 | 0 | 0 | 0 | 0.89767 | 0.89767 | -0.12527 | -0.12527
Line13_13_14 | 0 | 0 | 0 | 0 | 0 | 0 | 0 | 0 | 0 | 0 | 0 | 0 | 0.89767 | 0.89767 | -0.12527 | -0.12527
Line14_15_16 | 0 | 0 | 0 | 0 | 0 | 0 | 0 | 0 | 0 | 0 | 0 | 0 | 0.89767 | 0.89767 | -0.12527 | -0.12527
Line15_16_17 | 0 | 0 | 0 | 0 | 0 | 0 | 0 | 0 | 0 | 0 | 0 | 0 | 0.89767 | 0.89767 | -0.12527 | -0.12527
Line16_4_18 | 0.02909 | 0.02909 | 0 | 0.048045 | 0.020154 | 0.020154 | 0.012742 | -0.012693 | 0.012744 | -0.012693 | -45.1344 | 134.8656 | 0.89418 | 0.89069 | -0.1298 | -0.13436
Line17_5_19 | 0 | 0 | 0 | 0 | 0 | 0 | 0 | 0 | 0 | 0 | 0 | 0 | 0.89767 | 0.89767 | -0.12527 | -0.12527
Line1_1_3 | 0 | 0 | 0 | 0 | 0 | 0 | 0 | 0 | 0 | 0 | 0 | 0 | 0.89767 | 0.89767 | -0.12527 | -0.12527
Line2_1_4 | 0.02909 | 0.02909 | 0 | 0 | 0.020154 | 0.020154 | 0.012791 | -0.012742 | 0.012795 | -0.012744 | -45.1344 | 134.8656 | 0.89767 | 0.89418 | -0.12527 | -0.1298
Line3_1_5 | 0 | 0 | 0 | 0 | 0 | 0 | 0 | 0 | 0 | 0 | 0 | 0 | 0.89767 | 0.89767 | -0.12527 | -0.12527
Line4_2_6 | 0 | 0 | 0 | 0 | 0 | 0 | 0 | 0 | 0 | 0 | 0 | 0 | 0.89767 | 0.89767 | -0.12527 | -0.12527
Line5_6_7 | 0 | 0 | 0 | 0 | 0 | 0 | 0 | 0 | 0 | 0 | 0 | 0 | 0.89767 | 0.89767 | -0.12527 | -0.12527
Line6_7_8 | 0 | 0 | 0 | 0 | 0 | 0 | 0 | 0 | 0 | 0 | 0 | 0 | 0.89767 | 0.89767 | -0.12527 | -0.12527
Line7_8_9 | 0 | 0 | 0 | 0 | 0 | 0 | 0 | 0 | 0 | 0 | 0 | 0 | 0.89767 | 0.89767 | -0.12527 | -0.12527
Line8_8_10 | 0 | 0 | 0 | 0 | 0 | 0 | 0 | 0 | 0 | 0 | 0 | 0 | 0.89767 | 0.89767 | -0.12527 | -0.12527
Line9_3_11 | 0 | 0 | 0 | 0 | 0 | 0 | 0 | 0 | 0 | 0 | 0 | 0 | 0.89767 | 0.89767 | -0.12527 | -0.12527

## LL_max_6
name | pf_ikss_a_from_ka | pf_ikss_b_from_ka | pf_ikss_c_from_ka | pf_ikss_a_to_ka | pf_ikss_b_to_ka | pf_ikss_c_to_ka | pf_skss_a_from_mw | pf_skss_b_from_mw | pf_skss_c_from_mw | pf_skss_a_to_mw | pf_skss_b_to_mw | pf_skss_c_to_mw | pf_p_a_from_mw | pf_p_b_from_mw | pf_p_c_from_mw | pf_p_a_to_mw | pf_p_b_to_mw | pf_p_c_to_mw | pf_q_a_from_mvar | pf_q_b_from_mvar | pf_q_c_from_mvar | pf_q_a_to_mvar | pf_q_b_to_mvar | pf_q_c_to_mvar | pf_ikss_a_from_degree | pf_ikss_b_from_degree | pf_ikss_c_from_degree | pf_ikss_a_to_degree | pf_ikss_b_to_degree | pf_ikss_c_to_degree | pf_vm_a_from_pu | pf_vm_b_from_pu | pf_vm_c_from_pu | pf_vm_a_to_pu | pf_vm_b_to_pu | pf_vm_c_to_pu | pf_va_a_from_degree | pf_va_b_from_degree | pf_va_c_from_degree | pf_va_a_to_degree | pf_va_b_to_degree | pf_va_c_to_degree
Line0_1_2 | 0 | 0 | 0 | 0 | 0 | 0 | 0 | 0 | 0 | 0 | 0 | 0 | 2.72e-16 | -3.0235e-09 | -4.8365e-09 | -2.72e-16 | 3.0235e-09 | 4.8365e-09 | 3.8858e-17 | 5.1114e-09 | -1.9712e-09 | -5.8287e-17 | -5.1114e-09 | 1.9712e-09 | 0 | 0 | 0 | 0 | 0 | 0 | 1.05 | 0.85292 | 0.7501 | 1.05 | 0.85292 | 0.7501 | -3.1153e-12 | -135.0364 | 126.5322 | -3.121e-12 | -135.0364 | 126.5322
Line10_11_12 | 0 | 0 | 0 | 0 | 0 | 0 | 0 | 0 | 0 | 0 | 0 | 0 | 4.2744e-16 | -3.0235e-09 | -4.8365e-09 | -4.6629e-16 | 3.0235e-09 | 4.8365e-09 | 5.8287e-17 | 5.1114e-09 | -1.9712e-09 | -5.8287e-17 | -5.1114e-09 | 1.9712e-09 | 0 | 0 | 0 | 0 | 0 | 0 | 1.05 | 0.85292 | 0.7501 | 1.05 | 0.85292 | 0.7501 | -3.138e-12 | -135.0364 | 126.5322 | -3.1473e-12 | -135.0364 | 126.5322
Line11_12_13 | 0 | 0 | 0 | 0 | 0 | 0 | 0 | 0 | 0 | 0 | 0 | 0 | 4.2744e-16 | -2.5196e-09 | -4.0305e-09 | -4.6629e-16 | 2.5196e-09 | 4.0305e-09 | -3.8858e-17 | 4.2595e-09 | -1.6426e-09 | 5.8287e-17 | -4.2595e-09 | 1.6426e-09 | 0 | 0 | 0 | 0 | 0 | 0 | 1.05 | 0.85292 | 0.7501 | 1.05 | 0.85292 | 0.7501 | -3.1473e-12 | -135.0364 | 126.5322 | -3.1545e-12 | -135.0364 | 126.5322
Line12_13_15 | 0 | 0 | 0 | 0 | 0 | 0 | 0 | 0 | 0 | 0 | 0 | 0 | 2.72e-16 | -1.5118e-09 | -2.4183e-09 | -2.3315e-16 | 1.5118e-09 | 2.4183e-09 | 3.8858e-17 | 2.5557e-09 | -9.8558e-10 | -1.9429e-17 | -2.5557e-09 | 9.8558e-10 | 0 | 0 | 0 | 0 | 0 | 0 | 1.05 | 0.85292 | 0.7501 | 1.05 | 0.85292 | 0.7501 | -3.1545e-12 | -135.0364 | 126.5322 | -3.158e-12 | -135.0364 | 126.5322
Line13_13_14 | 0 | 0 | 0 | 0 | 0 | 0 | 0 | 0 | 0 | 0 | 0 | 0 | 3.8858e-17 | -5.0392e-10 | -8.0609e-10 | -3.8858e-17 | 5.0392e-10 | 8.0609e-10 | -3.8858e-17 | 8.5191e-10 | -3.2853e-10 | 3.8858e-17 | -8.5191e-10 | 3.2853e-10 | 0 | 0 | 0 | 0 | 0 | 0 | 1.05 | 0.85292 | 0.7501 | 1.05 | 0.85292 | 0.7501 | -3.1545e-12 | -135.0364 | 126.5322 | -3.1555e-12 | -135.0364 | 126.5322
Line14_15_16 | 0 | 0 | 0 | 0 | 0 | 0 | 0 | 0 | 0 | 0 | 0 | 0 | 1.1657e-16 | -1.0078e-09 | -1.6122e-09 | -1.1657e-16 | 1.0078e-09 | 1.6122e-09 | 5.8287e-17 | 1.7038e-09 | -6.5706e-10 | -3.8858e-17 | -1.7038e-09 | 6.5706e-10 | 0 | 0 | 0 | 0 | 0 | 0 | 1.05 | 0.85292 | 0.7501 | 1.05 | 0.85292 | 0.7501 | -3.158e-12 | -135.0364 | 126.5322 | -3.1598e-12 | -135.0364 | 126.5322
Line15_16_17 | 0 | 0 | 0 | 0 | 0 | 0 | 0 | 0 | 0 | 0 | 0 | 0 | -7.7716e-17 | -5.0392e-10 | -8.0609e-10 | 3.8858e-17 | 5.0392e-10 | 8.0609e-10 | 4.2859e-30 | 8.5191e-10 | -3.2853e-10 | -2.1433e-30 | -8.5191e-10 | 3.2853e-10 | 0 | 0 | 0 | 0 | 0 | 0 | 1.05 | 0.85292 | 0.7501 | 1.05 | 0.85292 | 0.7501 | -3.1598e-12 | -135.0364 | 126.5322 | -3.1603e-12 | -135.0364 | 126.5322
Line16_4_18 | 0 | 3.1387 | 3.1387 | 0 | 3.1387 | 3.1387 | 0 | 0.72485 | 0.72485 | 0 | 0.72485 | 0.72485 | -6.3579e-30 | 0.45801 | -0.26098 | 7.7716e-17 | -0.3595 | 0.3595 | -1.1657e-16 | 0.072221 | 0.32184 | 7.7716e-17 | 0.12481 | -0.12481 | 0 | -160.8543 | 19.1457 | 0 | 19.1457 | -160.8543 | 1.05 | 0.63968 | 0.57164 | 1.05 | 0.525 | 0.525 | -3.1249e-12 | -151.8935 | 148.1848 | -3.127e-12 | -180 | -180
Line17_5_19 | 0 | 0 | 0 | 0 | 0 | 0 | 0 | 0 | 0 | 0 | 0 | 0 | 1.1657e-16 | -5.0392e-10 | -8.0609e-10 | -1.1657e-16 | 5.0392e-10 | 8.0609e-10 | -3.8858e-17 | 8.5191e-10 | -3.2853e-10 | 5.8287e-17 | -8.5191e-10 | 3.2853e-10 | 0 | 0 | 0 | 0 | 0 | 0 | 1.05 | 0.85292 | 0.7501 | 1.05 | 0.85292 | 0.7501 | -3.1183e-12 | -135.0364 | 126.5322 | -3.1188e-12 | -135.0364 | 126.5322
Line1_1_3 | 0 | 0 | 0 | 0 | 0 | 0 | 0 | 0 | 0 | 0 | 0 | 0 | 6.6058e-16 | -4.0313e-09 | -6.4487e-09 | -6.6058e-16 | 4.0313e-09 | 6.4487e-09 | 1.7486e-16 | 6.8153e-09 | -2.6282e-09 | -1.9429e-16 | -6.8153e-09 | 2.6282e-09 | 0 | 0 | 0 | 0 | 0 | 0 | 1.05 | 0.85292 | 0.7501 | 1.05 | 0.85292 | 0.7501 | -3.1153e-12 | -135.0364 | 126.5322 | -3.1275e-12 | -135.0364 | 126.5322
Line2_1_4 | 0 | 3.1387 | 3.1387 | 0 | 3.1387 | 3.1387 | 0 | 0.72485 | 0.72485 | 0 | 0.72485 | 0.72485 | 9.3259e-16 | 0.55653 | -0.16247 | -9.3259e-16 | -0.45801 | 0.26098 | 7.383e-16 | 0.26925 | 0.51887 | -7.7716e-16 | -0.072221 | -0.32184 | 0 | -160.8543 | 19.1457 | 0 | 19.1457 | -160.8543 | 1.05 | 0.85292 | 0.7501 | 1.05 | 0.63968 | 0.57164 | -3.1153e-12 | -135.0364 | 126.5322 | -3.1249e-12 | -151.8935 | 148.1848
Line3_1_5 | 0 | 0 | 0 | 0 | 0 | 0 | 0 | 0 | 0 | 0 | 0 | 0 | 1.1657e-16 | -1.0078e-09 | -1.6122e-09 | -1.1657e-16 | 1.0078e-09 | 1.6122e-09 | 7.7716e-17 | 1.7038e-09 | -6.5706e-10 | -7.7716e-17 | -1.7038e-09 | 6.5706e-10 | 0 | 0 | 0 | 0 | 0 | 0 | 1.05 | 0.85292 | 0.7501 | 1.05 | 0.85292 | 0.7501 | -3.1153e-12 | -135.0364 | 126.5322 | -3.1183e-12 | -135.0364 | 126.5322
Line4_2_6 | 0 | 0 | 0 | 0 | 0 | 0 | 0 | 0 | 0 | 0 | 0 | 0 | 1.9429e-16 | -2.5196e-09 | -4.0305e-09 | -2.72e-16 | 2.5196e-09 | 4.0305e-09 | -3.8858e-17 | 4.2595e-09 | -1.6426e-09 | 1.9429e-17 | -4.2595e-09 | 1.6426e-09 | 0 | 0 | 0 | 0 | 0 | 0 | 1.05 | 0.85292 | 0.7501 | 1.05 | 0.85292 | 0.7501 | -3.121e-12 | -135.0364 | 126.5322 | -3.1252e-12 | -135.0364 | 126.5322
Line5_6_7 | 0 | 0 | 0 | 0 | 0 | 0 | 0 | 0 | 0 | 0 | 0 | 0 | 1.1657e-16 | -2.0157e-09 | -3.2244e-09 | -1.5543e-16 | 2.0157e-09 | 3.2244e-09 | -3.8858e-17 | 3.4076e-09 | -1.3141e-09 | 5.8287e-17 | -3.4076e-09 | 1.3141e-09 | 0 | 0 | 0 | 0 | 0 | 0 | 1.05 | 0.85292 | 0.7501 | 1.05 | 0.85292 | 0.7501 | -3.1252e-12 | -135.0364 | 126.5322 | -3.1271e-12 | -135.0364 | 126.5322
Line6_7_8 | 0 | 0 | 0 | 0 | 0 | 0 | 0 | 0 | 0 | 0 | 0 | 0 | 1.1657e-16 | -1.5118e-09 | -2.4183e-09 | -1.5543e-16 | 1.5118e-09 | 2.4183e-09 | -9.7145e-17 | 2.5557e-09 | -9.8558e-10 | 9.7145e-17 | -2.5557e-09 | 9.8558e-10 | 0 | 0 | 0 | 0 | 0 | 0 | 1.05 | 0.85292 | 0.7501 | 1.05 | 0.85292 | 0.7501 | -3.1271e-12 | -135.0364 | 126.5322 | -3.1286e-12 | -135.0364 | 126.5322
Line7_8_9 | 0 | 0 | 0 | 0 | 0 | 0 | 0 | 0 | 0 | 0 | 0 | 0 | -3.8858e-17 | -5.0392e-10 | -8.0609e-10 | 3.8858e-17 | 5.0392e-10 | 8.0609e-10 | -1.9429e-17 | 8.5191e-10 | -3.2853e-10 | -2.1225e-30 | -8.5191e-10 | 3.2853e-10 | 0 | 0 | 0 | 0 | 0 | 0 | 1.05 | 0.85292 | 0.7501 | 1.05 | 0.85292 | 0.7501 | -3.1286e-12 | -135.0364 | 126.5322 | -3.1297e-12 | -135.0364 | 126.5322
Line8_8_10 | 0 | 0 | 0 | 0 | 0 | 0 | 0 | 0 | 0 | 0 | 0 | 0 | -3.8858e-17 | -5.0392e-10 | -8.0609e-10 | 3.8858e-17 | 5.0392e-10 | 8.0609e-10 | 3.8858e-17 | 8.5191e-10 | -3.2853e-10 | -1.9429e-17 | -8.5191e-10 | 3.2853e-10 | 0 | 0 | 0 | 0 | 0 | 0 | 1.05 | 0.85292 | 0.7501 | 1.05 | 0.85292 | 0.7501 | -3.1286e-12 | -135.0364 | 126.5322 | -3.1294e-12 | -135.0364 | 126.5322
Line9_3_11 | 0 | 0 | 0 | 0 | 0 | 0 | 0 | 0 | 0 | 0 | 0 | 0 | 6.9944e-16 | -3.5274e-09 | -5.6426e-09 | -6.9944e-16 | 3.5274e-09 | 5.6426e-09 | 5.8287e-17 | 5.9633e-09 | -2.2997e-09 | -5.8287e-17 | -5.9633e-09 | 2.2997e-09 | 0 | 0 | 0 | 0 | 0 | 0 | 1.05 | 0.85292 | 0.7501 | 1.05 | 0.85292 | 0.7501 | -3.1275e-12 | -135.0364 | 126.5322 | -3.138e-12 | -135.0364 | 126.5322

## LL_max_10
name | pf_ikss_a_from_ka | pf_ikss_b_from_ka | pf_ikss_c_from_ka | pf_ikss_a_to_ka | pf_ikss_b_to_ka | pf_ikss_c_to_ka | pf_skss_a_from_mw | pf_skss_b_from_mw | pf_skss_c_from_mw | pf_skss_a_to_mw | pf_skss_b_to_mw | pf_skss_c_to_mw | pf_p_a_from_mw | pf_p_b_from_mw | pf_p_c_from_mw | pf_p_a_to_mw | pf_p_b_to_mw | pf_p_c_to_mw | pf_q_a_from_mvar | pf_q_b_from_mvar | pf_q_c_from_mvar | pf_q_a_to_mvar | pf_q_b_to_mvar | pf_q_c_to_mvar | pf_ikss_a_from_degree | pf_ikss_b_from_degree | pf_ikss_c_from_degree | pf_ikss_a_to_degree | pf_ikss_b_to_degree | pf_ikss_c_to_degree | pf_vm_a_from_pu | pf_vm_b_from_pu | pf_vm_c_from_pu | pf_vm_a_to_pu | pf_vm_b_to_pu | pf_vm_c_to_pu | pf_va_a_from_degree | pf_va_b_from_degree | pf_va_c_from_degree | pf_va_a_to_degree | pf_va_b_to_degree | pf_va_c_to_degree
Line0_1_2 | 0 | 0 | 0 | 0 | 0 | 0 | 0 | 0 | 0 | 0 | 0 | 0 | 6.9204e-16 | -3.3669e-09 | -5.3859e-09 | -6.5133e-16 | 3.3669e-09 | 5.3859e-09 | 8.1416e-17 | 5.759e-09 | -2.262e-09 | 6.6358e-29 | -5.759e-09 | 2.262e-09 | 0 | 0 | 0 | 0 | 0 | 0 | 1.1 | 0.88719 | 0.77689 | 1.1 | 0.88719 | 0.77689 | -5.8304e-12 | -135.5593 | 126.9102 | -5.8373e-12 | -135.5593 | 126.9102
Line10_11_12 | 0 | 0 | 0 | 0 | 0 | 0 | 0 | 0 | 0 | 0 | 0 | 0 | 6.1062e-16 | -3.3669e-09 | -5.3859e-09 | -5.2921e-16 | 3.3669e-09 | 5.3859e-09 | -6.2377e-29 | 5.759e-09 | -2.262e-09 | 5.4149e-29 | -5.759e-09 | 2.262e-09 | 0 | 0 | 0 | 0 | 0 | 0 | 1.1 | 0.88719 | 0.77689 | 1.1 | 0.88719 | 0.77689 | -5.853e-12 | -135.5593 | 126.9102 | -5.8625e-12 | -135.5593 | 126.9102
Line11_12_13 | 0 | 0 | 0 | 0 | 0 | 0 | 0 | 0 | 0 | 0 | 0 | 0 | 4.885e-16 | -2.8058e-09 | -4.4883e-09 | -4.4779e-16 | 2.8058e-09 | 4.4883e-09 | 4.0708e-17 | 4.7992e-09 | -1.885e-09 | 4.5876e-29 | -4.7992e-09 | 1.885e-09 | 0 | 0 | 0 | 0 | 0 | 0 | 1.1 | 0.88719 | 0.77689 | 1.1 | 0.88719 | 0.77689 | -5.8625e-12 | -135.5593 | 126.9102 | -5.8699e-12 | -135.5593 | 126.9102
Line12_13_15 | 0 | 0 | 0 | 0 | 0 | 0 | 0 | 0 | 0 | 0 | 0 | 0 | 2.0354e-16 | -1.6835e-09 | -2.693e-09 | -2.4425e-16 | 1.6835e-09 | 2.693e-09 | 8.1416e-17 | 2.8795e-09 | -1.131e-09 | -8.1416e-17 | -2.8795e-09 | 1.131e-09 | 0 | 0 | 0 | 0 | 0 | 0 | 1.1 | 0.88719 | 0.77689 | 1.1 | 0.88719 | 0.77689 | -5.8699e-12 | -135.5593 | 126.9102 | -5.8736e-12 | -135.5593 | 126.9102
Line13_13_14 | 0 | 0 | 0 | 0 | 0 | 0 | 0 | 0 | 0 | 0 | 0 | 0 | 8.1416e-17 | -5.6115e-10 | -8.9765e-10 | -8.1416e-17 | 5.6115e-10 | 8.9765e-10 | -4.0708e-17 | 9.5983e-10 | -3.77e-10 | 4.0708e-17 | -9.5983e-10 | 3.77e-10 | 0 | 0 | 0 | 0 | 0 | 0 | 1.1 | 0.88719 | 0.77689 | 1.1 | 0.88719 | 0.77689 | -5.8699e-12 | -135.5593 | 126.9102 | -5.871e-12 | -135.5593 | 126.9102
Line14_15_16 | 0 | 0 | 0 | 0 | 0 | 0 | 0 | 0 | 0 | 0 | 0 | 0 | 8.1416e-17 | -1.1223e-09 | -1.7953e-09 | -8.1416e-17 | 1.1223e-09 | 1.7953e-09 | 4.0708e-17 | 1.9197e-09 | -7.54e-10 | -4.0708e-17 | -1.9197e-09 | 7.54e-10 | 0 | 0 | 0 | 0 | 0 | 0 | 1.1 | 0.88719 | 0.77689 | 1.1 | 0.88719 | 0.77689 | -5.8736e-12 | -135.5593 | 126.9102 | -5.8754e-12 | -135.5593 | 126.9102
Line15_16_17 | 0 | 0 | 0 | 0 | 0 | 0 | 0 | 0 | 0 | 0 | 0 | 0 | 0 | -5.6115e-10 | -8.9765e-10 | 0 | 5.6115e-10 | 8.9765e-10 | 0 | 9.5983e-10 | -3.77e-10 | 0 | -9.5983e-10 | 3.77e-10 | 0 | 0 | 0 | 0 | 0 | 0 | 1.1 | 0.88719 | 0.77689 | 1.1 | 0.88719 | 0.77689 | -5.8754e-12 | -135.5593 | 126.9102 | -5.8759e-12 | -135.5593 | 126.9102
Line16_4_18 | 0 | 3.2366 | 3.2366 | 0 | 3.2366 | 3.2366 | 0 | 0.74746 | 0.74746 | 0 | 0.74746 | 0.74746 | -8.2846e-30 | 0.49365 | -0.28415 | -1.6283e-16 | -0.3889 | 0.3889 | -8.1416e-17 | 0.07624 | 0.34278 | 8.1416e-17 | 0.13327 | -0.13327 | 0 | -161.0844 | 18.9156 | 0 | 18.9156 | -161.0844 | 1.1 | 0.66828 | 0.59567 | 1.1 | 0.55 | 0.55 | -5.8302e-12 | -152.305 | 148.5727 | -5.8323e-12 | -180 | -180
Line17_5_19 | 0 | 0 | 0 | 0 | 0 | 0 | 0 | 0 | 0 | 0 | 0 | 0 | -8.1416e-17 | -5.6115e-10 | -8.9765e-10 | 4.0708e-17 | 5.6115e-10 | 8.9765e-10 | 4.0708e-17 | 9.5983e-10 | -3.77e-10 | -4.1438e-30 | -9.5983e-10 | 3.77e-10 | 0 | 0 | 0 | 0 | 0 | 0 | 1.1 | 0.88719 | 0.77689 | 1.1 | 0.88719 | 0.77689 | -5.8318e-12 | -135.5593 | 126.9102 | -5.8324e-12 | -135.5593 | 126.9102
Line1_1_3 | 0 | 0 | 0 | 0 | 0 | 0 | 0 | 0 | 0 | 0 | 0 | 0 | 8.1416e-16 | -4.4892e-09 | -7.1812e-09 | -8.1416e-16 | 4.4892e-09 | 7.1812e-09 | 1.2212e-16 | 7.6787e-09 | -3.016e-09 | -1.2212e-16 | -7.6787e-09 | 3.016e-09 | 0 | 0 | 0 | 0 | 0 | 0 | 1.1 | 0.88719 | 0.77689 | 1.1 | 0.88719 | 0.77689 | -5.8304e-12 | -135.5593 | 126.9102 | -5.8422e-12 | -135.5593 | 126.9102
Line2_1_4 | 0 | 3.2366 | 3.2366 | 0 | 3.2366 | 3.2366 | 0 | 0.74746 | 0.74746 | 0 | 0.74746 | 0.74746 | 4.0708e-16 | 0.59841 | -0.17939 | -4.0708e-16 | -0.49365 | 0.28415 | 1.4248e-15 | 0.28575 | 0.55229 | -1.3434e-15 | -0.07624 | -0.34278 | 0 | -161.0844 | 18.9156 | 0 | 18.9156 | -161.0844 | 1.1 | 0.88719 | 0.77689 | 1.1 | 0.66828 | 0.59567 | -5.8304e-12 | -135.5593 | 126.9102 | -5.8302e-12 | -152.305 | 148.5727
Line3_1_5 | 0 | 0 | 0 | 0 | 0 | 0 | 0 | 0 | 0 | 0 | 0 | 0 | 1.2212e-16 | -1.1223e-09 | -1.7953e-09 | -1.2212e-16 | 1.1223e-09 | 1.7953e-09 | 4.0708e-17 | 1.9197e-09 | -7.5399e-10 | 1.243e-29 | -1.9197e-09 | 7.5399e-10 | 0 | 0 | 0 | 0 | 0 | 0 | 1.1 | 0.88719 | 0.77689 | 1.1 | 0.88719 | 0.77689 | -5.8304e-12 | -135.5593 | 126.9102 | -5.8318e-12 | -135.5593 | 126.9102
Line4_2_6 | 0 | 0 | 0 | 0 | 0 | 0 | 0 | 0 | 0 | 0 | 0 | 0 | 4.885e-16 | -2.8058e-09 | -4.4883e-09 | -4.0708e-16 | 2.8058e-09 | 4.4883e-09 | -4.0708e-17 | 4.7992e-09 | -1.885e-09 | 4.1505e-29 | -4.7992e-09 | 1.885e-09 | 0 | 0 | 0 | 0 | 0 | 0 | 1.1 | 0.88719 | 0.77689 | 1.1 | 0.88719 | 0.77689 | -5.8373e-12 | -135.5593 | 126.9102 | -5.8417e-12 | -135.5593 | 126.9102
Line5_6_7 | 0 | 0 | 0 | 0 | 0 | 0 | 0 | 0 | 0 | 0 | 0 | 0 | 3.2567e-16 | -2.2446e-09 | -3.5906e-09 | -3.6637e-16 | 2.2446e-09 | 3.5906e-09 | -4.0708e-17 | 3.8393e-09 | -1.508e-09 | 3.7383e-29 | -3.8393e-09 | 1.508e-09 | 0 | 0 | 0 | 0 | 0 | 0 | 1.1 | 0.88719 | 0.77689 | 1.1 | 0.88719 | 0.77689 | -5.8417e-12 | -135.5593 | 126.9102 | -5.8462e-12 | -135.5593 | 126.9102
Line6_7_8 | 0 | 0 | 0 | 0 | 0 | 0 | 0 | 0 | 0 | 0 | 0 | 0 | 2.0354e-16 | -1.6835e-09 | -2.693e-09 | -2.4425e-16 | 1.6835e-09 | 2.693e-09 | -2.0768e-29 | 2.8795e-09 | -1.131e-09 | 2.4935e-29 | -2.8795e-09 | 1.131e-09 | 0 | 0 | 0 | 0 | 0 | 0 | 1.1 | 0.88719 | 0.77689 | 1.1 | 0.88719 | 0.77689 | -5.8462e-12 | -135.5593 | 126.9102 | -5.8493e-12 | -135.5593 | 126.9102
Line7_8_9 | 0 | 0 | 0 | 0 | 0 | 0 | 0 | 0 | 0 | 0 | 0 | 0 | 4.0708e-17 | -5.6115e-10 | -8.9765e-10 | 4.1567e-30 | 5.6115e-10 | 8.9765e-10 | -4.0708e-17 | 9.5983e-10 | -3.77e-10 | 4.0708e-17 | -9.5983e-10 | 3.77e-10 | 0 | 0 | 0 | 0 | 0 | 0 | 1.1 | 0.88719 | 0.77689 | 1.1 | 0.88719 | 0.77689 | -5.8493e-12 | -135.5593 | 126.9102 | -5.8504e-12 | -135.5593 | 126.9102
Line8_8_10 | 0 | 0 | 0 | 0 | 0 | 0 | 0 | 0 | 0 | 0 | 0 | 0 | 0 | -5.6115e-10 | -8.9765e-10 | 4.1567e-30 | 5.6115e-10 | 8.9765e-10 | 0 | 9.5983e-10 | -3.77e-10 | 4.0708e-17 | -9.5983e-10 | 3.77e-10 | 0 | 0 | 0 | 0 | 0 | 0 | 1.1 | 0.88719 | 0.77689 | 1.1 | 0.88719 | 0.77689 | -5.8493e-12 | -135.5593 | 126.9102 | -5.8505e-12 | -135.5593 | 126.9102
Line9_3_11 | 0 | 0 | 0 | 0 | 0 | 0 | 0 | 0 | 0 | 0 | 0 | 0 | 7.7346e-16 | -3.9281e-09 | -6.2836e-09 | -7.7346e-16 | 3.9281e-09 | 6.2836e-09 | 1.2212e-16 | 6.7188e-09 | -2.639e-09 | -8.1416e-17 | -6.7188e-09 | 2.639e-09 | 0 | 0 | 0 | 0 | 0 | 0 | 1.1 | 0.88719 | 0.77689 | 1.1 | 0.88719 | 0.77689 | -5.8422e-12 | -135.5593 | 126.9102 | -5.853e-12 | -135.5593 | 126.9102

## LL_max_fault_6
name | pf_ikss_a_from_ka | pf_ikss_b_from_ka | pf_ikss_c_from_ka | pf_ikss_a_to_ka | pf_ikss_b_to_ka | pf_ikss_c_to_ka | pf_skss_a_from_mw | pf_skss_b_from_mw | pf_skss_c_from_mw | pf_skss_a_to_mw | pf_skss_b_to_mw | pf_skss_c_to_mw | pf_p_a_from_mw | pf_p_b_from_mw | pf_p_c_from_mw | pf_p_a_to_mw | pf_p_b_to_mw | pf_p_c_to_mw | pf_q_a_from_mvar | pf_q_b_from_mvar | pf_q_c_from_mvar | pf_q_a_to_mvar | pf_q_b_to_mvar | pf_q_c_to_mvar | pf_ikss_a_from_degree | pf_ikss_b_from_degree | pf_ikss_c_from_degree | pf_ikss_a_to_degree | pf_ikss_b_to_degree | pf_ikss_c_to_degree | pf_vm_a_from_pu | pf_vm_b_from_pu | pf_vm_c_from_pu | pf_vm_a_to_pu | pf_vm_b_to_pu | pf_vm_c_to_pu | pf_va_a_from_degree | pf_va_b_from_degree | pf_va_c_from_degree | pf_va_a_to_degree | pf_va_b_to_degree | pf_va_c_to_degree
Line0_1_2 | 0 | 0 | 0 | 0 | 0 | 0 | 0 | 0 | 0 | 0 | 0 | 0 | 4.5536e-18 | -4.6325e-11 | -1.333e-10 | -4.5536e-18 | 4.6325e-11 | 1.333e-10 | 6.0715e-18 | 1.2762e-10 | 2.3032e-11 | -5.4644e-18 | -1.2762e-10 | -2.3032e-11 | 0 | 0 | 0 | 0 | 0 | 0 | 1.05 | 1.048 | 1.0442 | 1.05 | 1.048 | 1.0442 | 3.6659e-14 | -120.3021 | 119.9453 | 3.6572e-14 | -120.3021 | 119.9453
Line10_11_12 | 0 | 0 | 0 | 0 | 0 | 0 | 0 | 0 | 0 | 0 | 0 | 0 | 6.9823e-18 | -4.6325e-11 | -1.333e-10 | -7.5894e-18 | 4.6325e-11 | 1.333e-10 | 1.8215e-18 | 1.2762e-10 | 2.3032e-11 | -2.4286e-18 | -1.2762e-10 | -2.3032e-11 | 0 | 0 | 0 | 0 | 0 | 0 | 1.05 | 1.048 | 1.0442 | 1.05 | 1.048 | 1.0442 | 3.6301e-14 | -120.3021 | 119.9453 | 3.615e-14 | -120.3021 | 119.9453
Line11_12_13 | 0 | 0 | 0 | 0 | 0 | 0 | 0 | 0 | 0 | 0 | 0 | 0 | 6.3751e-18 | -3.8604e-11 | -1.1109e-10 | -6.3751e-18 | 3.8604e-11 | 1.1109e-10 | 6.0715e-19 | 1.0635e-10 | 1.9193e-11 | -4.0086e-33 | -1.0635e-10 | -1.9193e-11 | 0 | 0 | 0 | 0 | 0 | 0 | 1.05 | 1.048 | 1.0442 | 1.05 | 1.048 | 1.0442 | 3.615e-14 | -120.3021 | 119.9453 | 3.6027e-14 | -120.3021 | 119.9453
Line12_13_15 | 0 | 0 | 0 | 0 | 0 | 0 | 0 | 0 | 0 | 0 | 0 | 0 | 3.3393e-18 | -2.3162e-11 | -6.6652e-11 | -3.3393e-18 | 2.3162e-11 | 6.6652e-11 | 3.0358e-18 | 6.3811e-11 | 1.1516e-11 | -3.6429e-18 | -6.3811e-11 | -1.1516e-11 | 0 | 0 | 0 | 0 | 0 | 0 | 1.05 | 1.048 | 1.0442 | 1.05 | 1.048 | 1.0442 | 3.6027e-14 | -120.3021 | 119.9453 | 3.5967e-14 | -120.3021 | 119.9453
Line13_13_14 | 0 | 0 | 0 | 0 | 0 | 0 | 0 | 0 | 0 | 0 | 0 | 0 | 9.1073e-19 | -7.7208e-12 | -2.2217e-11 | -9.1073e-19 | 7.7208e-12 | 2.2217e-11 | -6.0715e-19 | 2.127e-11 | 3.8387e-12 | -6.0715e-19 | -2.127e-11 | -3.8387e-12 | 0 | 0 | 0 | 0 | 0 | 0 | 1.05 | 1.048 | 1.0442 | 1.05 | 1.048 | 1.0442 | 3.6027e-14 | -120.3021 | 119.9453 | 3.6013e-14 | -120.3021 | 119.9453
Line14_15_16 | 0 | 0 | 0 | 0 | 0 | 0 | 0 | 0 | 0 | 0 | 0 | 0 | 2.4286e-18 | -1.5442e-11 | -4.4435e-11 | -1.8215e-18 | 1.5442e-11 | 4.4435e-11 | -6.0715e-19 | 4.2541e-11 | 7.6773e-12 | 6.0715e-19 | -4.2541e-11 | -7.6773e-12 | 0 | 0 | 0 | 0 | 0 | 0 | 1.05 | 1.048 | 1.0442 | 1.05 | 1.048 | 1.0442 | 3.5967e-14 | -120.3021 | 119.9453 | 3.5937e-14 | -120.3021 | 119.9453
Line15_16_17 | 0 | 0 | 0 | 0 | 0 | 0 | 0 | 0 | 0 | 0 | 0 | 0 | 9.1073e-19 | -7.7208e-12 | -2.2217e-11 | -1.5179e-18 | 7.7208e-12 | 2.2217e-11 | 1.2143e-18 | 2.127e-11 | 3.8387e-12 | -1.2143e-18 | -2.127e-11 | -3.8387e-12 | 0 | 0 | 0 | 0 | 0 | 0 | 1.05 | 1.048 | 1.0442 | 1.05 | 1.048 | 1.0442 | 3.5937e-14 | -120.3021 | 119.9453 | 3.5919e-14 | -120.3021 | 119.9453
Line16_4_18 | 0 | 0.0584 | 0.0584 | 0 | 0.0584 | 0.0584 | 0 | 0.013487 | 0.013487 | 0 | 0.013487 | 0.013487 | 2.4286e-18 | 0.013608 | 0.0035134 | -2.4286e-18 | -0.013574 | -0.0034793 | 1.543e-33 | 0.0036287 | 0.013561 | 2.4286e-18 | -0.0035605 | -0.013493 | 0 | -135.4649 | 44.5351 | 0 | 44.5351 | -135.4649 | 1.05 | 1.0442 | 1.0387 | 1.05 | 1.0405 | 1.0331 | 3.6403e-14 | -120.5336 | 120.01 | 3.6346e-14 | -120.7668 | 120.0754
Line17_5_19 | 0 | 0 | 0 | 0 | 0 | 0 | 0 | 0 | 0 | 0 | 0 | 0 | -6.0715e-19 | -7.7208e-12 | -2.2217e-11 | 6.0715e-19 | 7.7208e-12 | 2.2217e-11 | -1.2143e-18 | 2.127e-11 | 3.8387e-12 | 1.8215e-18 | -2.127e-11 | -3.8387e-12 | 0 | 0 | 0 | 0 | 0 | 0 | 1.05 | 1.048 | 1.0442 | 1.05 | 1.048 | 1.0442 | 3.6605e-14 | -120.3021 | 119.9453 | 3.6587e-14 | -120.3021 | 119.9453
Line1_1_3 | 0 | 0 | 0 | 0 | 0 | 0 | 0 | 0 | 0 | 0 | 0 | 0 | 1.0929e-17 | -6.1766e-11 | -1.7774e-10 | -1.0929e-17 | 6.1766e-11 | 1.7774e-10 | 7.2858e-18 | 1.7016e-10 | 3.0709e-11 | -6.6787e-18 | -1.7016e-10 | -3.0709e-11 | 0 | 0 | 0 | 0 | 0 | 0 | 1.05 | 1.048 | 1.0442 | 1.05 | 1.048 | 1.0442 | 3.6659e-14 | -120.3021 | 119.9453 | 3.6467e-14 | -120.3021 | 119.9453
Line2_1_4 | 0 | 0.0584 | 0.0584 | 0 | 0.0584 | 0.0584 | 0 | 0.013487 | 0.013487 | 0 | 0.013487 | 0.013487 | 1.5786e-17 | 0.013642 | 0.0035475 | -1.5786e-17 | -0.013608 | -0.0035134 | -4.8572e-18 | 0.003697 | 0.013629 | 4.8572e-18 | -0.0036287 | -0.013561 | 0 | -135.4649 | 44.5351 | 0 | 44.5351 | -135.4649 | 1.05 | 1.048 | 1.0442 | 1.05 | 1.0442 | 1.0387 | 3.6659e-14 | -120.3021 | 119.9453 | 3.6403e-14 | -120.5336 | 120.01
Line3_1_5 | 0 | 0 | 0 | 0 | 0 | 0 | 0 | 0 | 0 | 0 | 0 | 0 | 2.4286e-18 | -1.5442e-11 | -4.4435e-11 | -2.4286e-18 | 1.5442e-11 | 4.4435e-11 | 3.0358e-18 | 4.2541e-11 | 7.6773e-12 | -3.0358e-18 | -4.2541e-11 | -7.6773e-12 | 0 | 0 | 0 | 0 | 0 | 0 | 1.05 | 1.048 | 1.0442 | 1.05 | 1.048 | 1.0442 | 3.6659e-14 | -120.3021 | 119.9453 | 3.6605e-14 | -120.3021 | 119.9453
Line4_2_6 | 0 | 0 | 0 | 0 | 0 | 0 | 0 | 0 | 0 | 0 | 0 | 0 | 3.9465e-18 | -3.8604e-11 | -1.1109e-10 | -3.9465e-18 | 3.8604e-11 | 1.1109e-10 | 2.4286e-18 | 1.0635e-10 | 1.9193e-11 | -1.8215e-18 | -1.0635e-10 | -1.9193e-11 | 0 | 0 | 0 | 0 | 0 | 0 | 1.05 | 1.048 | 1.0442 | 1.05 | 1.048 | 1.0442 | 3.6572e-14 | -120.3021 | 119.9453 | 3.65e-14 | -120.3021 | 119.9453
Line5_6_7 | 0 | 0 | 0 | 0 | 0 | 0 | 0 | 0 | 0 | 0 | 0 | 0 | 2.125e-18 | -3.0883e-11 | -8.887e-11 | -9.1073e-19 | 3.0883e-11 | 8.887e-11 | 1.3538e-33 | 8.5081e-11 | 1.5355e-11 | -1.2143e-18 | -8.5081e-11 | -1.5355e-11 | 0 | 0 | 0 | 0 | 0 | 0 | 1.05 | 1.048 | 1.0442 | 1.05 | 1.048 | 1.0442 | 3.65e-14 | -120.3021 | 119.9453 | 3.6458e-14 | -120.3021 | 119.9453
Line6_7_8 | 0 | 0 | 0 | 0 | 0 | 0 | 0 | 0 | 0 | 0 | 0 | 0 | 2.125e-18 | -2.3162e-11 | -6.6652e-11 | -1.5179e-18 | 2.3162e-11 | 6.6652e-11 | 6.0715e-19 | 6.3811e-11 | 1.1516e-11 | 6.0715e-19 | -6.3811e-11 | -1.1516e-11 | 0 | 0 | 0 | 0 | 0 | 0 | 1.05 | 1.048 | 1.0442 | 1.05 | 1.048 | 1.0442 | 3.6458e-14 | -120.3021 | 119.9453 | 3.6418e-14 | -120.3021 | 119.9453
Line7_8_9 | 0 | 0 | 0 | 0 | 0 | 0 | 0 | 0 | 0 | 0 | 0 | 0 | -3.0358e-19 | -7.7208e-12 | -2.2217e-11 | 9.1073e-19 | 7.7208e-12 | 2.2217e-11 | -1.8215e-18 | 2.127e-11 | 3.8387e-12 | 5.7865e-34 | -2.127e-11 | -3.8387e-12 | 0 | 0 | 0 | 0 | 0 | 0 | 1.05 | 1.048 | 1.0442 | 1.05 | 1.048 | 1.0442 | 3.6418e-14 | -120.3021 | 119.9453 | 3.6404e-14 | -120.3021 | 119.9453
Line8_8_10 | 0 | 0 | 0 | 0 | 0 | 0 | 0 | 0 | 0 | 0 | 0 | 0 | -9.1073e-19 | -7.7208e-12 | -2.2217e-11 | 1.5179e-18 | 7.7208e-12 | 2.2217e-11 | -5.7888e-34 | 2.127e-11 | 3.8387e-12 | -1.8215e-18 | -2.127e-11 | -3.8387e-12 | 0 | 0 | 0 | 0 | 0 | 0 | 1.05 | 1.048 | 1.0442 | 1.05 | 1.048 | 1.0442 | 3.6418e-14 | -120.3021 | 119.9453 | 3.6412e-14 | -120.3021 | 119.9453
Line9_3_11 | 0 | 0 | 0 | 0 | 0 | 0 | 0 | 0 | 0 | 0 | 0 | 0 | 9.7145e-18 | -5.4045e-11 | -1.5552e-10 | -9.7145e-18 | 5.4045e-11 | 1.5552e-10 | 5.4644e-18 | 1.4889e-10 | 2.6871e-11 | -6.6787e-18 | -1.4889e-10 | -2.6871e-11 | 0 | 0 | 0 | 0 | 0 | 0 | 1.05 | 1.048 | 1.0442 | 1.05 | 1.048 | 1.0442 | 3.6467e-14 | -120.3021 | 119.9453 | 3.6301e-14 | -120.3021 | 119.9453

## LL_max_fault_10
name | pf_ikss_a_from_ka | pf_ikss_b_from_ka | pf_ikss_c_from_ka | pf_ikss_a_to_ka | pf_ikss_b_to_ka | pf_ikss_c_to_ka | pf_skss_a_from_mw | pf_skss_b_from_mw | pf_skss_c_from_mw | pf_skss_a_to_mw | pf_skss_b_to_mw | pf_skss_c_to_mw | pf_p_a_from_mw | pf_p_b_from_mw | pf_p_c_from_mw | pf_p_a_to_mw | pf_p_b_to_mw | pf_p_c_to_mw | pf_q_a_from_mvar | pf_q_b_from_mvar | pf_q_c_from_mvar | pf_q_a_to_mvar | pf_q_b_to_mvar | pf_q_c_to_mvar | pf_ikss_a_from_degree | pf_ikss_b_from_degree | pf_ikss_c_from_degree | pf_ikss_a_to_degree | pf_ikss_b_to_degree | pf_ikss_c_to_degree | pf_vm_a_from_pu | pf_vm_b_from_pu | pf_vm_c_from_pu | pf_vm_a_to_pu | pf_vm_b_to_pu | pf_vm_c_to_pu | pf_va_a_from_degree | pf_va_b_from_degree | pf_va_c_from_degree | pf_va_a_to_degree | pf_va_b_to_degree | pf_va_c_to_degree
Line0_1_2 | 0 | 0 | 0 | 0 | 0 | 0 | 0 | 0 | 0 | 0 | 0 | 0 | 5.7246e-18 | -5.3219e-11 | -1.5314e-10 | -6.3607e-18 | 5.3219e-11 | 1.5314e-10 | 5.7246e-18 | 1.4664e-10 | 2.6437e-11 | -4.4525e-18 | -1.4664e-10 | -2.6437e-11 | 0 | 0 | 0 | 0 | 0 | 0 | 1.1 | 1.0978 | 1.0936 | 1.1 | 1.0978 | 1.0936 | -2.4159e-14 | -120.3163 | 119.9428 | -2.4248e-14 | -120.3163 | 119.9428
Line10_11_12 | 0 | 0 | 0 | 0 | 0 | 0 | 0 | 0 | 0 | 0 | 0 | 0 | 8.5869e-18 | -5.3219e-11 | -1.5314e-10 | -7.9508e-18 | 5.3219e-11 | 1.5314e-10 | 2.5443e-18 | 1.4664e-10 | 2.6437e-11 | -1.9082e-18 | -1.4664e-10 | -2.6437e-11 | 0 | 0 | 0 | 0 | 0 | 0 | 1.1 | 1.0978 | 1.0936 | 1.1 | 1.0978 | 1.0936 | -2.4517e-14 | -120.3163 | 119.9428 | -2.4675e-14 | -120.3163 | 119.9428
Line11_12_13 | 0 | 0 | 0 | 0 | 0 | 0 | 0 | 0 | 0 | 0 | 0 | 0 | 6.9967e-18 | -4.4349e-11 | -1.2762e-10 | -6.9967e-18 | 4.4349e-11 | 1.2762e-10 | 1.2721e-18 | 1.222e-10 | 2.2031e-11 | -1.2721e-18 | -1.222e-10 | -2.2031e-11 | 0 | 0 | 0 | 0 | 0 | 0 | 1.1 | 1.0978 | 1.0936 | 1.1 | 1.0978 | 1.0936 | -2.4675e-14 | -120.3163 | 119.9428 | -2.4804e-14 | -120.3163 | 119.9428
Line12_13_15 | 0 | 0 | 0 | 0 | 0 | 0 | 0 | 0 | 0 | 0 | 0 | 0 | 3.8164e-18 | -2.6609e-11 | -7.6572e-11 | -3.8164e-18 | 2.6609e-11 | 7.6572e-11 | 2.5443e-18 | 7.332e-11 | 1.3218e-11 | -1.2721e-18 | -7.332e-11 | -1.3218e-11 | 0 | 0 | 0 | 0 | 0 | 0 | 1.1 | 1.0978 | 1.0936 | 1.1 | 1.0978 | 1.0936 | -2.4804e-14 | -120.3163 | 119.9428 | -2.4867e-14 | -120.3163 | 119.9428
Line13_13_14 | 0 | 0 | 0 | 0 | 0 | 0 | 0 | 0 | 0 | 0 | 0 | 0 | -2.7536e-34 | -8.8698e-12 | -2.5524e-11 | 8.2658e-34 | 8.8698e-12 | 2.5524e-11 | -6.3607e-19 | 2.444e-11 | 4.4061e-12 | 1.9082e-18 | -2.444e-11 | -4.4061e-12 | 0 | 0 | 0 | 0 | 0 | 0 | 1.1 | 1.0978 | 1.0936 | 1.1 | 1.0978 | 1.0936 | -2.4804e-14 | -120.3163 | 119.9428 | -2.4819e-14 | -120.3163 | 119.9428
Line14_15_16 | 0 | 0 | 0 | 0 | 0 | 0 | 0 | 0 | 0 | 0 | 0 | 0 | 2.8623e-18 | -1.7739e-11 | -5.1048e-11 | -2.2262e-18 | 1.774e-11 | 5.1048e-11 | 3.1803e-18 | 4.888e-11 | 8.8123e-12 | -3.1803e-18 | -4.888e-11 | -8.8123e-12 | 0 | 0 | 0 | 0 | 0 | 0 | 1.1 | 1.0978 | 1.0936 | 1.1 | 1.0978 | 1.0936 | -2.4867e-14 | -120.3163 | 119.9428 | -2.4898e-14 | -120.3163 | 119.9428
Line15_16_17 | 0 | 0 | 0 | 0 | 0 | 0 | 0 | 0 | 0 | 0 | 0 | 0 | 6.3607e-19 | -8.8698e-12 | -2.5524e-11 | 0 | 8.8697e-12 | 2.5524e-11 | -2.764e-34 | 2.444e-11 | 4.4061e-12 | 0 | -2.444e-11 | -4.4061e-12 | 0 | 0 | 0 | 0 | 0 | 0 | 1.1 | 1.0978 | 1.0936 | 1.1 | 1.0978 | 1.0936 | -2.4898e-14 | -120.3163 | 119.9428 | -2.4917e-14 | -120.3163 | 119.9428
Line16_4_18 | 0 | 0.061167 | 0.061167 | 0 | 0.061167 | 0.061167 | 0 | 0.014126 | 0.014126 | 0 | 0.014126 | 0.014126 | 1.2721e-18 | 0.01493 | 0.0038518 | -1.2721e-18 | -0.014893 | -0.0038144 | -2.5443e-18 | 0.0039805 | 0.014876 | 5.4019e-34 | -0.0039057 | -0.014801 | 0 | -135.4761 | 44.5239 | 0 | 44.5239 | -135.4761 | 1.1 | 1.0938 | 1.0878 | 1.1 | 1.0899 | 1.0821 | -2.4268e-14 | -120.5478 | 120.0075 | -2.433e-14 | -120.781 | 120.073
Line17_5_19 | 0 | 0 | 0 | 0 | 0 | 0 | 0 | 0 | 0 | 0 | 0 | 0 | -6.3607e-19 | -8.8697e-12 | -2.5524e-11 | 1.2721e-18 | 8.8697e-12 | 2.5524e-11 | -1.2721e-18 | 2.444e-11 | 4.4061e-12 | -5.3745e-34 | -2.444e-11 | -4.4061e-12 | 0 | 0 | 0 | 0 | 0 | 0 | 1.1 | 1.0978 | 1.0936 | 1.1 | 1.0978 | 1.0936 | -2.4187e-14 | -120.3163 | 119.9428 | -2.4206e-14 | -120.3163 | 119.9428
Line1_1_3 | 0 | 0 | 0 | 0 | 0 | 0 | 0 | 0 | 0 | 0 | 0 | 0 | 1.0177e-17 | -7.0958e-11 | -2.0419e-10 | -1.0177e-17 | 7.0958e-11 | 2.0419e-10 | 6.9967e-18 | 1.9552e-10 | 3.5249e-11 | -5.7246e-18 | -1.9552e-10 | -3.5249e-11 | 0 | 0 | 0 | 0 | 0 | 0 | 1.1 | 1.0978 | 1.0936 | 1.1 | 1.0978 | 1.0936 | -2.4159e-14 | -120.3163 | 119.9428 | -2.4343e-14 | -120.3163 | 119.9428
Line2_1_4 | 0 | 0.061167 | 0.061167 | 0 | 0.061167 | 0.061167 | 0 | 0.014126 | 0.014126 | 0 | 0.014126 | 0.014126 | 1.2721e-17 | 0.014968 | 0.0038892 | -1.3993e-17 | -0.01493 | -0.0038518 | 8.9049e-18 | 0.0040553 | 0.014951 | -1.0177e-17 | -0.0039805 | -0.014876 | 0 | -135.4761 | 44.5239 | 0 | 44.5239 | -135.4761 | 1.1 | 1.0978 | 1.0936 | 1.1 | 1.0938 | 1.0878 | -2.4159e-14 | -120.3163 | 119.9428 | -2.4268e-14 | -120.5478 | 120.0075
Line3_1_5 | 0 | 0 | 0 | 0 | 0 | 0 | 0 | 0 | 0 | 0 | 0 | 0 | 1.2721e-18 | -1.7739e-11 | -5.1048e-11 | -1.2721e-18 | 1.7739e-11 | 5.1048e-11 | -6.3607e-19 | 4.888e-11 | 8.8123e-12 | 1.2721e-18 | -4.888e-11 | -8.8123e-12 | 0 | 0 | 0 | 0 | 0 | 0 | 1.1 | 1.0978 | 1.0936 | 1.1 | 1.0978 | 1.0936 | -2.4159e-14 | -120.3163 | 119.9428 | -2.4187e-14 | -120.3163 | 119.9428
Line4_2_6 | 0 | 0 | 0 | 0 | 0 | 0 | 0 | 0 | 0 | 0 | 0 | 0 | 5.0885e-18 | -4.4349e-11 | -1.2762e-10 | -4.4525e-18 | 4.4349e-11 | 1.2762e-10 | 2.5443e-18 | 1.222e-10 | 2.2031e-11 | -4.4525e-18 | -1.222e-10 | -2.2031e-11 | 0 | 0 | 0 | 0 | 0 | 0 | 1.1 | 1.0978 | 1.0936 | 1.1 | 1.0978 | 1.0936 | -2.4248e-14 | -120.3163 | 119.9428 | -2.4312e-14 | -120.3163 | 119.9428
Line5_6_7 | 0 | 0 | 0 | 0 | 0 | 0 | 0 | 0 | 0 | 0 | 0 | 0 | 2.8623e-18 | -3.5479e-11 | -1.021e-10 | -3.4984e-18 | 3.5479e-11 | 1.021e-10 | -1.2146e-33 | 9.776e-11 | 1.7624e-11 | 6.3607e-19 | -9.776e-11 | -1.7624e-11 | 0 | 0 | 0 | 0 | 0 | 0 | 1.1 | 1.0978 | 1.0936 | 1.1 | 1.0978 | 1.0936 | -2.4312e-14 | -120.3163 | 119.9428 | -2.4406e-14 | -120.3163 | 119.9428
Line6_7_8 | 0 | 0 | 0 | 0 | 0 | 0 | 0 | 0 | 0 | 0 | 0 | 0 | 1.9082e-18 | -2.6609e-11 | -7.6572e-11 | -1.9082e-18 | 2.6609e-11 | 7.6572e-11 | -6.3607e-19 | 7.332e-11 | 1.3218e-11 | 8.1506e-34 | -7.332e-11 | -1.3218e-11 | 0 | 0 | 0 | 0 | 0 | 0 | 1.1 | 1.0978 | 1.0936 | 1.1 | 1.0978 | 1.0936 | -2.4406e-14 | -120.3163 | 119.9428 | -2.4473e-14 | -120.3163 | 119.9428
Line7_8_9 | 0 | 0 | 0 | 0 | 0 | 0 | 0 | 0 | 0 | 0 | 0 | 0 | -1.2721e-18 | -8.8698e-12 | -2.5524e-11 | 1.2721e-18 | 8.8698e-12 | 2.5524e-11 | -1.2721e-18 | 2.444e-11 | 4.4061e-12 | 1.2721e-18 | -2.444e-11 | -4.4061e-12 | 0 | 0 | 0 | 0 | 0 | 0 | 1.1 | 1.0978 | 1.0936 | 1.1 | 1.0978 | 1.0936 | -2.4473e-14 | -120.3163 | 119.9428 | -2.4488e-14 | -120.3163 | 119.9428
Line8_8_10 | 0 | 0 | 0 | 0 | 0 | 0 | 0 | 0 | 0 | 0 | 0 | 0 | -3.1803e-19 | -8.8698e-12 | -2.5524e-11 | 3.1803e-19 | 8.8698e-12 | 2.5524e-11 | -6.3607e-19 | 2.444e-11 | 4.4061e-12 | 6.3607e-19 | -2.444e-11 | -4.4061e-12 | 0 | 0 | 0 | 0 | 0 | 0 | 1.1 | 1.0978 | 1.0936 | 1.1 | 1.0978 | 1.0936 | -2.4473e-14 | -120.3163 | 119.9428 | -2.449e-14 | -120.3163 | 119.9428
Line9_3_11 | 0 | 0 | 0 | 0 | 0 | 0 | 0 | 0 | 0 | 0 | 0 | 0 | 1.0813e-17 | -6.2088e-11 | -1.7867e-10 | -1.0813e-17 | 6.2088e-11 | 1.7867e-10 | 4.4525e-18 | 1.7108e-10 | 3.0843e-11 | -5.7246e-18 | -1.7108e-10 | -3.0843e-11 | 0 | 0 | 0 | 0 | 0 | 0 | 1.1 | 1.0978 | 1.0936 | 1.1 | 1.0978 | 1.0936 | -2.4343e-14 | -120.3163 | 119.9428 | -2.4517e-14 | -120.3163 | 119.9428

## LL_min_6
name | pf_ikss_a_from_ka | pf_ikss_b_from_ka | pf_ikss_c_from_ka | pf_ikss_a_to_ka | pf_ikss_b_to_ka | pf_ikss_c_to_ka | pf_skss_a_from_mw | pf_skss_b_from_mw | pf_skss_c_from_mw | pf_skss_a_to_mw | pf_skss_b_to_mw | pf_skss_c_to_mw | pf_p_a_from_mw | pf_p_b_from_mw | pf_p_c_from_mw | pf_p_a_to_mw | pf_p_b_to_mw | pf_p_c_to_mw | pf_q_a_from_mvar | pf_q_b_from_mvar | pf_q_c_from_mvar | pf_q_a_to_mvar | pf_q_b_to_mvar | pf_q_c_to_mvar | pf_ikss_a_from_degree | pf_ikss_b_from_degree | pf_ikss_c_from_degree | pf_ikss_a_to_degree | pf_ikss_b_to_degree | pf_ikss_c_to_degree | pf_vm_a_from_pu | pf_vm_b_from_pu | pf_vm_c_from_pu | pf_vm_a_to_pu | pf_vm_b_to_pu | pf_vm_c_to_pu | pf_va_a_from_degree | pf_va_b_from_degree | pf_va_c_from_degree | pf_va_a_to_degree | pf_va_b_to_degree | pf_va_c_to_degree
Line0_1_2 | 0 | 0 | 0 | 0 | 0 | 0 | 0 | 0 | 0 | 0 | 0 | 0 | 5.2736e-17 | -1.4366e-09 | -3.9666e-09 | -7.0314e-17 | 1.4366e-09 | 3.9666e-09 | 7.0314e-17 | 4.6273e-09 | -2.4518e-10 | -1.0547e-16 | -4.6273e-09 | 2.4518e-10 | 0 | 0 | 0 | 0 | 0 | 0 | 0.95 | 0.83839 | 0.68767 | 0.95 | 0.83839 | 0.68767 | -4.3598e-12 | -135.3123 | 120.9775 | -4.3571e-12 | -135.3123 | 120.9775
Line10_11_12 | 0 | 0 | 0 | 0 | 0 | 0 | 0 | 0 | 0 | 0 | 0 | 0 | 1.7579e-17 | -1.4366e-09 | -3.9666e-09 | -1.7579e-17 | 1.4366e-09 | 3.9666e-09 | 1.4063e-16 | 4.6273e-09 | -2.4518e-10 | -1.0547e-16 | -4.6273e-09 | 2.4518e-10 | 0 | 0 | 0 | 0 | 0 | 0 | 0.95 | 0.83839 | 0.68767 | 0.95 | 0.83839 | 0.68767 | -4.3546e-12 | -135.3123 | 120.9775 | -4.3514e-12 | -135.3123 | 120.9775
Line11_12_13 | 0 | 0 | 0 | 0 | 0 | 0 | 0 | 0 | 0 | 0 | 0 | 0 | 3.5157e-17 | -1.1971e-09 | -3.3055e-09 | -3.5157e-17 | 1.1971e-09 | 3.3055e-09 | 1.5821e-16 | 3.8561e-09 | -2.0432e-10 | -1.5821e-16 | -3.8561e-09 | 2.0432e-10 | 0 | 0 | 0 | 0 | 0 | 0 | 0.95 | 0.83839 | 0.68767 | 0.95 | 0.83839 | 0.68767 | -4.3514e-12 | -135.3123 | 120.9775 | -4.3486e-12 | -135.3123 | 120.9775
Line12_13_15 | 0 | 0 | 0 | 0 | 0 | 0 | 0 | 0 | 0 | 0 | 0 | 0 | -8.7893e-18 | -7.1829e-10 | -1.9833e-09 | 8.7893e-18 | 7.1829e-10 | 1.9833e-09 | 1.7579e-17 | 2.3136e-09 | -1.2259e-10 | -3.5157e-17 | -2.3136e-09 | 1.2259e-10 | 0 | 0 | 0 | 0 | 0 | 0 | 0.95 | 0.83839 | 0.68767 | 0.95 | 0.83839 | 0.68767 | -4.3486e-12 | -135.3123 | 120.9775 | -4.3476e-12 | -135.3123 | 120.9775
Line13_13_14 | 0 | 0 | 0 | 0 | 0 | 0 | 0 | 0 | 0 | 0 | 0 | 0 | -8.7893e-18 | -2.3943e-10 | -6.611e-10 | 8.7893e-18 | 2.3943e-10 | 6.611e-10 | -3.5157e-17 | 7.7122e-10 | -4.0864e-11 | -1.7579e-17 | -7.7122e-10 | 4.0864e-11 | 0 | 0 | 0 | 0 | 0 | 0 | 0.95 | 0.83839 | 0.68767 | 0.95 | 0.83839 | 0.68767 | -4.3486e-12 | -135.3123 | 120.9775 | -4.3488e-12 | -135.3123 | 120.9775
Line14_15_16 | 0 | 0 | 0 | 0 | 0 | 0 | 0 | 0 | 0 | 0 | 0 | 0 | 3.5157e-17 | -4.7886e-10 | -1.3222e-09 | -1.7579e-17 | 4.7886e-10 | 1.3222e-09 | -5.2736e-17 | 1.5424e-09 | -8.1728e-11 | 1.7579e-17 | -1.5424e-09 | 8.1728e-11 | 0 | 0 | 0 | 0 | 0 | 0 | 0.95 | 0.83839 | 0.68767 | 0.95 | 0.83839 | 0.68767 | -4.3476e-12 | -135.3123 | 120.9775 | -4.3469e-12 | -135.3123 | 120.9775
Line15_16_17 | 0 | 0 | 0 | 0 | 0 | 0 | 0 | 0 | 0 | 0 | 0 | 0 | 8.7893e-18 | -2.3943e-10 | -6.611e-10 | 2.6368e-17 | 2.3943e-10 | 6.611e-10 | 8.7893e-17 | 7.7122e-10 | -4.0864e-11 | -7.0314e-17 | -7.7122e-10 | 4.0864e-11 | 0 | 0 | 0 | 0 | 0 | 0 | 0.95 | 0.83839 | 0.68767 | 0.95 | 0.83839 | 0.68767 | -4.3469e-12 | -135.3123 | 120.9775 | -4.3473e-12 | -135.3123 | 120.9775
Line16_4_18 | 0 | 2.5068 | 2.5068 | 0 | 2.5068 | 2.5068 | 0 | 0.57893 | 0.57893 | 0 | 0.57893 | 0.57893 | 1.4063e-16 | 0.35328 | -0.11197 | -1.4063e-16 | -0.23262 | 0.23262 | -7.0314e-17 | -0.020967 | 0.27233 | 7.0314e-17 | 0.14665 | -0.14665 | 0 | -147.7717 | 32.2283 | 0 | 32.2283 | -147.7717 | 0.95 | 0.6113 | 0.50862 | 0.95 | 0.475 | 0.475 | -4.3494e-12 | -151.1682 | 144.5775 | -4.3506e-12 | -180 | -180
Line17_5_19 | 0 | 0 | 0 | 0 | 0 | 0 | 0 | 0 | 0 | 0 | 0 | 0 | 3.5157e-17 | -2.3943e-10 | -6.611e-10 | -5.2736e-17 | 2.3943e-10 | 6.611e-10 | -1.7579e-17 | 7.7122e-10 | -4.0864e-11 | 4.0128e-30 | -7.7122e-10 | 4.0864e-11 | 0 | 0 | 0 | 0 | 0 | 0 | 0.95 | 0.83839 | 0.68767 | 0.95 | 0.83839 | 0.68767 | -4.3595e-12 | -135.3123 | 120.9775 | -4.3599e-12 | -135.3123 | 120.9775
Line1_1_3 | 0 | 0 | 0 | 0 | 0 | 0 | 0 | 0 | 0 | 0 | 0 | 0 | 6.1525e-17 | -1.9154e-09 | -5.2888e-09 | -6.1525e-17 | 1.9154e-09 | 5.2888e-09 | 8.7893e-17 | 6.1697e-09 | -3.2691e-10 | -1.2305e-16 | -6.1697e-09 | 3.2691e-10 | 0 | 0 | 0 | 0 | 0 | 0 | 0.95 | 0.83839 | 0.68767 | 0.95 | 0.83839 | 0.68767 | -4.3598e-12 | -135.3123 | 120.9775 | -4.3576e-12 | -135.3123 | 120.9775
Line2_1_4 | 0 | 2.5068 | 2.5068 | 0 | 2.5068 | 2.5068 | 0 | 0.57893 | 0.57893 | 0 | 0.57893 | 0.57893 | -7.0314e-17 | 0.47394 | 0.0086903 | 7.0314e-17 | -0.35328 | 0.11197 | 8.7893e-16 | 0.10472 | 0.39802 | -9.1408e-16 | 0.020967 | -0.27233 | 0 | -147.7717 | 32.2283 | 0 | 32.2283 | -147.7717 | 0.95 | 0.83839 | 0.68767 | 0.95 | 0.6113 | 0.50862 | -4.3598e-12 | -135.3123 | 120.9775 | -4.3494e-12 | -151.1682 | 144.5775
Line3_1_5 | 0 | 0 | 0 | 0 | 0 | 0 | 0 | 0 | 0 | 0 | 0 | 0 | 0 | -4.7886e-10 | -1.3222e-09 | -2.675e-30 | 4.7886e-10 | 1.3222e-09 | 0 | 1.5424e-09 | -8.1728e-11 | -3.5157e-17 | -1.5424e-09 | 8.1728e-11 | 0 | 0 | 0 | 0 | 0 | 0 | 0.95 | 0.83839 | 0.68767 | 0.95 | 0.83839 | 0.68767 | -4.3598e-12 | -135.3123 | 120.9775 | -4.3595e-12 | -135.3123 | 120.9775
Line4_2_6 | 0 | 0 | 0 | 0 | 0 | 0 | 0 | 0 | 0 | 0 | 0 | 0 | 5.2736e-17 | -1.1971e-09 | -3.3055e-09 | -7.0314e-17 | 1.1971e-09 | 3.3055e-09 | 1.9336e-16 | 3.8561e-09 | -2.0432e-10 | -1.4063e-16 | -3.8561e-09 | 2.0432e-10 | 0 | 0 | 0 | 0 | 0 | 0 | 0.95 | 0.83839 | 0.68767 | 0.95 | 0.83839 | 0.68767 | -4.3571e-12 | -135.3123 | 120.9775 | -4.3559e-12 | -135.3123 | 120.9775
Line5_6_7 | 0 | 0 | 0 | 0 | 0 | 0 | 0 | 0 | 0 | 0 | 0 | 0 | 1.1426e-16 | -9.5772e-10 | -2.6444e-09 | -1.1426e-16 | 9.5772e-10 | 2.6444e-09 | 8.7893e-17 | 3.0849e-09 | -1.6346e-10 | -7.0314e-17 | -3.0849e-09 | 1.6346e-10 | 0 | 0 | 0 | 0 | 0 | 0 | 0.95 | 0.83839 | 0.68767 | 0.95 | 0.83839 | 0.68767 | -4.3559e-12 | -135.3123 | 120.9775 | -4.3551e-12 | -135.3123 | 120.9775
Line6_7_8 | 0 | 0 | 0 | 0 | 0 | 0 | 0 | 0 | 0 | 0 | 0 | 0 | 5.2736e-17 | -7.1829e-10 | -1.9833e-09 | -5.2736e-17 | 7.1829e-10 | 1.9833e-09 | 1.2305e-16 | 2.3136e-09 | -1.2259e-10 | -1.0547e-16 | -2.3136e-09 | 1.2259e-10 | 0 | 0 | 0 | 0 | 0 | 0 | 0.95 | 0.83839 | 0.68767 | 0.95 | 0.83839 | 0.68767 | -4.3551e-12 | -135.3123 | 120.9775 | -4.3535e-12 | -135.3123 | 120.9775
Line7_8_9 | 0 | 0 | 0 | 0 | 0 | 0 | 0 | 0 | 0 | 0 | 0 | 0 | 1.7579e-17 | -2.3943e-10 | -6.611e-10 | -1.7579e-17 | 2.3943e-10 | 6.611e-10 | 3.5157e-17 | 7.7122e-10 | -4.0864e-11 | -3.5157e-17 | -7.7122e-10 | 4.0864e-11 | 0 | 0 | 0 | 0 | 0 | 0 | 0.95 | 0.83839 | 0.68767 | 0.95 | 0.83839 | 0.68767 | -4.3535e-12 | -135.3123 | 120.9775 | -4.3536e-12 | -135.3123 | 120.9775
Line8_8_10 | 0 | 0 | 0 | 0 | 0 | 0 | 0 | 0 | 0 | 0 | 0 | 0 | 1.7579e-17 | -2.3943e-10 | -6.611e-10 | -1.3355e-30 | 2.3943e-10 | 6.611e-10 | 1.7579e-17 | 7.7122e-10 | -4.0864e-11 | -1.7579e-17 | -7.7122e-10 | 4.0864e-11 | 0 | 0 | 0 | 0 | 0 | 0 | 0.95 | 0.83839 | 0.68767 | 0.95 | 0.83839 | 0.68767 | -4.3535e-12 | -135.3123 | 120.9775 | -4.3528e-12 | -135.3123 | 120.9775
Line9_3_11 | 0 | 0 | 0 | 0 | 0 | 0 | 0 | 0 | 0 | 0 | 0 | 0 | 6.1525e-17 | -1.676e-09 | -4.6277e-09 | -6.1525e-17 | 1.676e-09 | 4.6277e-09 | 8.7893e-17 | 5.3985e-09 | -2.8605e-10 | -8.7893e-17 | -5.3985e-09 | 2.8605e-10 | 0 | 0 | 0 | 0 | 0 | 0 | 0.95 | 0.83839 | 0.68767 | 0.95 | 0.83839 | 0.68767 | -4.3576e-12 | -135.3123 | 120.9775 | -4.3546e-12 | -135.3123 | 120.9775

## LL_min_10
name | pf_ikss_a_from_ka | pf_ikss_b_from_ka | pf_ikss_c_from_ka | pf_ikss_a_to_ka | pf_ikss_b_to_ka | pf_ikss_c_to_ka | pf_skss_a_from_mw | pf_skss_b_from_mw | pf_skss_c_from_mw | pf_skss_a_to_mw | pf_skss_b_to_mw | pf_skss_c_to_mw | pf_p_a_from_mw | pf_p_b_from_mw | pf_p_c_from_mw | pf_p_a_to_mw | pf_p_b_to_mw | pf_p_c_to_mw | pf_q_a_from_mvar | pf_q_b_from_mvar | pf_q_c_from_mvar | pf_q_a_to_mvar | pf_q_b_to_mvar | pf_q_c_to_mvar | pf_ikss_a_from_degree | pf_ikss_b_from_degree | pf_ikss_c_from_degree | pf_ikss_a_to_degree | pf_ikss_b_to_degree | pf_ikss_c_to_degree | pf_vm_a_from_pu | pf_vm_b_from_pu | pf_vm_c_from_pu | pf_vm_a_to_pu | pf_vm_b_to_pu | pf_vm_c_to_pu | pf_va_a_from_degree | pf_va_b_from_degree | pf_va_c_from_degree | pf_va_a_to_degree | pf_va_b_to_degree | pf_va_c_to_degree
Line0_1_2 | 0 | 0 | 0 | 0 | 0 | 0 | 0 | 0 | 0 | 0 | 0 | 0 | 7.494e-17 | -1.2893e-09 | -3.56e-09 | -7.494e-17 | 1.2893e-09 | 3.56e-09 | 1.1657e-16 | 4.153e-09 | -2.2005e-10 | -1.1657e-16 | -4.153e-09 | 2.2006e-10 | 0 | 0 | 0 | 0 | 0 | 0 | 0.9 | 0.79426 | 0.65148 | 0.9 | 0.79426 | 0.65148 | -4.5893e-12 | -135.3123 | 120.9775 | -4.5867e-12 | -135.3123 | 120.9775
Line10_11_12 | 0 | 0 | 0 | 0 | 0 | 0 | 0 | 0 | 0 | 0 | 0 | 0 | 1.6653e-17 | -1.2893e-09 | -3.56e-09 | -1.6653e-17 | 1.2893e-09 | 3.56e-09 | 1.1657e-16 | 4.153e-09 | -2.2006e-10 | -9.992e-17 | -4.153e-09 | 2.2006e-10 | 0 | 0 | 0 | 0 | 0 | 0 | 0.9 | 0.79426 | 0.65148 | 0.9 | 0.79426 | 0.65148 | -4.5841e-12 | -135.3123 | 120.9775 | -4.5809e-12 | -135.3123 | 120.9775
Line11_12_13 | 0 | 0 | 0 | 0 | 0 | 0 | 0 | 0 | 0 | 0 | 0 | 0 | -1.6653e-17 | -1.0744e-09 | -2.9667e-09 | 1.6653e-17 | 1.0744e-09 | 2.9667e-09 | 1.3323e-16 | 3.4609e-09 | -1.8338e-10 | -1.1657e-16 | -3.4609e-09 | 1.8338e-10 | 0 | 0 | 0 | 0 | 0 | 0 | 0.9 | 0.79426 | 0.65148 | 0.9 | 0.79426 | 0.65148 | -4.5809e-12 | -135.3123 | 120.9775 | -4.5781e-12 | -135.3123 | 120.9775
Line12_13_15 | 0 | 0 | 0 | 0 | 0 | 0 | 0 | 0 | 0 | 0 | 0 | 0 | 2.498e-17 | -6.4467e-10 | -1.78e-09 | -2.498e-17 | 6.4467e-10 | 1.78e-09 | -1.996e-30 | 2.0765e-09 | -1.1003e-10 | 1.6653e-17 | -2.0765e-09 | 1.1003e-10 | 0 | 0 | 0 | 0 | 0 | 0 | 0.9 | 0.79426 | 0.65148 | 0.9 | 0.79426 | 0.65148 | -4.5781e-12 | -135.3123 | 120.9775 | -4.5771e-12 | -135.3123 | 120.9775
Line13_13_14 | 0 | 0 | 0 | 0 | 0 | 0 | 0 | 0 | 0 | 0 | 0 | 0 | 4.996e-17 | -2.1489e-10 | -5.9334e-10 | -4.996e-17 | 2.1489e-10 | 5.9334e-10 | -1.6653e-17 | 6.9217e-10 | -3.6676e-11 | 1.6653e-17 | -6.9217e-10 | 3.6676e-11 | 0 | 0 | 0 | 0 | 0 | 0 | 0.9 | 0.79426 | 0.65148 | 0.9 | 0.79426 | 0.65148 | -4.5781e-12 | -135.3123 | 120.9775 | -4.5783e-12 | -135.3123 | 120.9775
Line14_15_16 | 0 | 0 | 0 | 0 | 0 | 0 | 0 | 0 | 0 | 0 | 0 | 0 | -8.3267e-18 | -4.2978e-10 | -1.1867e-09 | -8.3267e-18 | 4.2978e-10 | 1.1867e-09 | 1.6653e-17 | 1.3843e-09 | -7.3352e-11 | -1.6653e-17 | -1.3843e-09 | 7.3352e-11 | 0 | 0 | 0 | 0 | 0 | 0 | 0.9 | 0.79426 | 0.65148 | 0.9 | 0.79426 | 0.65148 | -4.5771e-12 | -135.3123 | 120.9775 | -4.5764e-12 | -135.3123 | 120.9775
Line15_16_17 | 0 | 0 | 0 | 0 | 0 | 0 | 0 | 0 | 0 | 0 | 0 | 0 | 7.9809e-30 | -2.1489e-10 | -5.9334e-10 | -1.6653e-17 | 2.1489e-10 | 5.9334e-10 | 9.992e-17 | 6.9217e-10 | -3.6676e-11 | -9.992e-17 | -6.9217e-10 | 3.6676e-11 | 0 | 0 | 0 | 0 | 0 | 0 | 0.9 | 0.79426 | 0.65148 | 0.9 | 0.79426 | 0.65148 | -4.5764e-12 | -135.3123 | 120.9775 | -4.5768e-12 | -135.3123 | 120.9775
Line16_4_18 | 0 | 2.3749 | 2.3749 | 0 | 2.3749 | 2.3749 | 0 | 0.54846 | 0.54846 | 0 | 0.54846 | 0.54846 | -5.3244e-30 | 0.31707 | -0.10049 | -6.6613e-17 | -0.20878 | 0.20878 | -6.6613e-17 | -0.018818 | 0.24442 | 6.6613e-17 | 0.13162 | -0.13162 | 0 | -147.7717 | 32.2283 | 0 | 32.2283 | -147.7717 | 0.9 | 0.57913 | 0.48185 | 0.9 | 0.45 | 0.45 | -4.5796e-12 | -151.1682 | 144.5775 | -4.5811e-12 | -180 | -180
Line17_5_19 | 0 | 0 | 0 | 0 | 0 | 0 | 0 | 0 | 0 | 0 | 0 | 0 | -1.6653e-17 | -2.1489e-10 | -5.9334e-10 | -1.3339e-30 | 2.1489e-10 | 5.9334e-10 | 1.6653e-17 | 6.9217e-10 | -3.6676e-11 | -1.6653e-17 | -6.9217e-10 | 3.6676e-11 | 0 | 0 | 0 | 0 | 0 | 0 | 0.9 | 0.79426 | 0.65148 | 0.9 | 0.79426 | 0.65148 | -4.589e-12 | -135.3123 | 120.9775 | -4.5893e-12 | -135.3123 | 120.9775
Line1_1_3 | 0 | 0 | 0 | 0 | 0 | 0 | 0 | 0 | 0 | 0 | 0 | 0 | 5.8287e-17 | -1.7191e-09 | -4.7467e-09 | -5.8287e-17 | 1.7191e-09 | 4.7467e-09 | 8.3267e-17 | 5.5374e-09 | -2.9341e-10 | -6.6613e-17 | -5.5374e-09 | 2.9341e-10 | 0 | 0 | 0 | 0 | 0 | 0 | 0.9 | 0.79426 | 0.65148 | 0.9 | 0.79426 | 0.65148 | -4.5893e-12 | -135.3123 | 120.9775 | -4.5871e-12 | -135.3123 | 120.9775
Line2_1_4 | 0 | 2.3749 | 2.3749 | 0 | 2.3749 | 2.3749 | 0 | 0.54846 | 0.54846 | 0 | 0.54846 | 0.54846 | 6.6613e-17 | 0.42536 | 0.0077996 | -9.992e-17 | -0.31707 | 0.10049 | 7.3275e-16 | 0.093984 | 0.35722 | -7.3275e-16 | 0.018818 | -0.24442 | 0 | -147.7717 | 32.2283 | 0 | 32.2283 | -147.7717 | 0.9 | 0.79426 | 0.65148 | 0.9 | 0.57913 | 0.48185 | -4.5893e-12 | -135.3123 | 120.9775 | -4.5796e-12 | -151.1682 | 144.5775
Line3_1_5 | 0 | 0 | 0 | 0 | 0 | 0 | 0 | 0 | 0 | 0 | 0 | 0 | 3.3307e-17 | -4.2978e-10 | -1.1867e-09 | -3.3307e-17 | 4.2978e-10 | 1.1867e-09 | -2.6678e-30 | 1.3843e-09 | -7.3352e-11 | 2.6676e-30 | -1.3843e-09 | 7.3352e-11 | 0 | 0 | 0 | 0 | 0 | 0 | 0.9 | 0.79426 | 0.65148 | 0.9 | 0.79426 | 0.65148 | -4.5893e-12 | -135.3123 | 120.9775 | -4.589e-12 | -135.3123 | 120.9775
Line4_2_6 | 0 | 0 | 0 | 0 | 0 | 0 | 0 | 0 | 0 | 0 | 0 | 0 | 8.3267e-17 | -1.0744e-09 | -2.9667e-09 | -6.6613e-17 | 1.0744e-09 | 2.9667e-09 | 9.992e-17 | 3.4609e-09 | -1.8338e-10 | -9.992e-17 | -3.4609e-09 | 1.8338e-10 | 0 | 0 | 0 | 0 | 0 | 0 | 0.9 | 0.79426 | 0.65148 | 0.9 | 0.79426 | 0.65148 | -4.5867e-12 | -135.3123 | 120.9775 | -4.5859e-12 | -135.3123 | 120.9775
Line5_6_7 | 0 | 0 | 0 | 0 | 0 | 0 | 0 | 0 | 0 | 0 | 0 | 0 | 1.1657e-16 | -8.5956e-10 | -2.3734e-09 | -8.3267e-17 | 8.5956e-10 | 2.3734e-09 | 9.992e-17 | 2.7687e-09 | -1.467e-10 | -9.992e-17 | -2.7687e-09 | 1.467e-10 | 0 | 0 | 0 | 0 | 0 | 0 | 0.9 | 0.79426 | 0.65148 | 0.9 | 0.79426 | 0.65148 | -4.5859e-12 | -135.3123 | 120.9775 | -4.5851e-12 | -135.3123 | 120.9775
Line6_7_8 | 0 | 0 | 0 | 0 | 0 | 0 | 0 | 0 | 0 | 0 | 0 | 0 | 7.494e-17 | -6.4467e-10 | -1.78e-09 | -5.8287e-17 | 6.4467e-10 | 1.78e-09 | 9.992e-17 | 2.0765e-09 | -1.1003e-10 | -9.992e-17 | -2.0765e-09 | 1.1003e-10 | 0 | 0 | 0 | 0 | 0 | 0 | 0.9 | 0.79426 | 0.65148 | 0.9 | 0.79426 | 0.65148 | -4.5851e-12 | -135.3123 | 120.9775 | -4.5835e-12 | -135.3123 | 120.9775
Line7_8_9 | 0 | 0 | 0 | 0 | 0 | 0 | 0 | 0 | 0 | 0 | 0 | 0 | 4.1633e-17 | -2.1489e-10 | -5.9334e-10 | -2.498e-17 | 2.1489e-10 | 5.9334e-10 | -3.3306e-30 | 6.9217e-10 | -3.6676e-11 | 1.9984e-30 | -6.9217e-10 | 3.6676e-11 | 0 | 0 | 0 | 0 | 0 | 0 | 0.9 | 0.79426 | 0.65148 | 0.9 | 0.79426 | 0.65148 | -4.5835e-12 | -135.3123 | 120.9775 | -4.5837e-12 | -135.3123 | 120.9775
Line8_8_10 | 0 | 0 | 0 | 0 | 0 | 0 | 0 | 0 | 0 | 0 | 0 | 0 | 4.1633e-17 | -2.1489e-10 | -5.9334e-10 | -4.1633e-17 | 2.1489e-10 | 5.9334e-10 | 1.6653e-17 | 6.9217e-10 | -3.6676e-11 | -3.3307e-17 | -6.9217e-10 | 3.6676e-11 | 0 | 0 | 0 | 0 | 0 | 0 | 0.9 | 0.79426 | 0.65148 | 0.9 | 0.79426 | 0.65148 | -4.5835e-12 | -135.3123 | 120.9775 | -4.5828e-12 | -135.3123 | 120.9775
Line9_3_11 | 0 | 0 | 0 | 0 | 0 | 0 | 0 | 0 | 0 | 0 | 0 | 0 | 3.3307e-17 | -1.5042e-09 | -4.1534e-09 | -4.996e-17 | 1.5042e-09 | 4.1534e-09 | 8.3267e-17 | 4.8452e-09 | -2.5673e-10 | -8.3267e-17 | -4.8452e-09 | 2.5673e-10 | 0 | 0 | 0 | 0 | 0 | 0 | 0.9 | 0.79426 | 0.65148 | 0.9 | 0.79426 | 0.65148 | -4.5871e-12 | -135.3123 | 120.9775 | -4.5841e-12 | -135.3123 | 120.9775

## LL_min_fault_6
name | pf_ikss_a_from_ka | pf_ikss_b_from_ka | pf_ikss_c_from_ka | pf_ikss_a_to_ka | pf_ikss_b_to_ka | pf_ikss_c_to_ka | pf_skss_a_from_mw | pf_skss_b_from_mw | pf_skss_c_from_mw | pf_skss_a_to_mw | pf_skss_b_to_mw | pf_skss_c_to_mw | pf_p_a_from_mw | pf_p_b_from_mw | pf_p_c_from_mw | pf_p_a_to_mw | pf_p_b_to_mw | pf_p_c_to_mw | pf_q_a_from_mvar | pf_q_b_from_mvar | pf_q_c_from_mvar | pf_q_a_to_mvar | pf_q_b_to_mvar | pf_q_c_to_mvar | pf_ikss_a_from_degree | pf_ikss_b_from_degree | pf_ikss_c_from_degree | pf_ikss_a_to_degree | pf_ikss_b_to_degree | pf_ikss_c_to_degree | pf_vm_a_from_pu | pf_vm_b_from_pu | pf_vm_c_from_pu | pf_vm_a_to_pu | pf_vm_b_to_pu | pf_vm_c_to_pu | pf_va_a_from_degree | pf_va_b_from_degree | pf_va_c_from_degree | pf_va_a_to_degree | pf_va_b_to_degree | pf_va_c_to_degree
Line0_1_2 | 0 | 0 | 0 | 0 | 0 | 0 | 0 | 0 | 0 | 0 | 0 | 0 | 1.3047e-18 | -3.8862e-11 | -1.1288e-10 | -1.5793e-18 | 3.8862e-11 | 1.1288e-10 | 3.296e-18 | 1.0829e-10 | 1.9912e-11 | -3.8453e-18 | -1.0829e-10 | -1.9912e-11 | 0 | 0 | 0 | 0 | 0 | 0 | 0.95 | 0.94812 | 0.94457 | 0.95 | 0.94812 | 0.94457 | -1.0727e-13 | -120.3131 | 119.9422 | -1.0721e-13 | -120.3131 | 119.9422
Line10_11_12 | 0 | 0 | 0 | 0 | 0 | 0 | 0 | 0 | 0 | 0 | 0 | 0 | 1.236e-18 | -3.8862e-11 | -1.1288e-10 | -9.6133e-19 | 3.8862e-11 | 1.1288e-10 | 2.1973e-18 | 1.0829e-10 | 1.9912e-11 | -2.1973e-18 | -1.0829e-10 | -1.9912e-11 | 0 | 0 | 0 | 0 | 0 | 0 | 0.95 | 0.94812 | 0.94457 | 0.95 | 0.94812 | 0.94457 | -1.0721e-13 | -120.3131 | 119.9422 | -1.0716e-13 | -120.3131 | 119.9422
Line11_12_13 | 0 | 0 | 0 | 0 | 0 | 0 | 0 | 0 | 0 | 0 | 0 | 0 | 6.8666e-19 | -3.2385e-11 | -9.4068e-11 | -6.8666e-19 | 3.2385e-11 | 9.4068e-11 | 3.296e-18 | 9.0245e-11 | 1.6593e-11 | -3.296e-18 | -9.0245e-11 | -1.6593e-11 | 0 | 0 | 0 | 0 | 0 | 0 | 0.95 | 0.94812 | 0.94457 | 0.95 | 0.94812 | 0.94457 | -1.0716e-13 | -120.3131 | 119.9422 | -1.0711e-13 | -120.3131 | 119.9422
Line12_13_15 | 0 | 0 | 0 | 0 | 0 | 0 | 0 | 0 | 0 | 0 | 0 | 0 | 1.0987e-18 | -1.9431e-11 | -5.6441e-11 | -1.3733e-18 | 1.9431e-11 | 5.6441e-11 | 1.0987e-18 | 5.4147e-11 | 9.9561e-12 | -1.0987e-18 | -5.4147e-11 | -9.9561e-12 | 0 | 0 | 0 | 0 | 0 | 0 | 0.95 | 0.94812 | 0.94457 | 0.95 | 0.94812 | 0.94457 | -1.0711e-13 | -120.3131 | 119.9422 | -1.0709e-13 | -120.3131 | 119.9422
Line13_13_14 | 0 | 0 | 0 | 0 | 0 | 0 | 0 | 0 | 0 | 0 | 0 | 0 | 4.12e-19 | -6.477e-12 | -1.8814e-11 | -6.8666e-19 | 6.477e-12 | 1.8814e-11 | -7.7022e-34 | 1.8049e-11 | 3.3187e-12 | -5.4933e-19 | -1.8049e-11 | -3.3187e-12 | 0 | 0 | 0 | 0 | 0 | 0 | 0.95 | 0.94812 | 0.94457 | 0.95 | 0.94812 | 0.94457 | -1.0711e-13 | -120.3131 | 119.9422 | -1.0711e-13 | -120.3131 | 119.9422
Line14_15_16 | 0 | 0 | 0 | 0 | 0 | 0 | 0 | 0 | 0 | 0 | 0 | 0 | -6.8666e-20 | -1.2954e-11 | -3.7627e-11 | -2.06e-19 | 1.2954e-11 | 3.7627e-11 | 1.648e-18 | 3.6098e-11 | 6.6374e-12 | -2.1973e-18 | -3.6098e-11 | -6.6374e-12 | 0 | 0 | 0 | 0 | 0 | 0 | 0.95 | 0.94812 | 0.94457 | 0.95 | 0.94812 | 0.94457 | -1.0709e-13 | -120.3131 | 119.9422 | -1.0708e-13 | -120.3131 | 119.9422
Line15_16_17 | 0 | 0 | 0 | 0 | 0 | 0 | 0 | 0 | 0 | 0 | 0 | 0 | 5.4933e-19 | -6.477e-12 | -1.8814e-11 | -8.2399e-19 | 6.477e-12 | 1.8814e-11 | -1.0266e-33 | 1.8049e-11 | 3.3187e-12 | -5.4933e-19 | -1.8049e-11 | -3.3187e-12 | 0 | 0 | 0 | 0 | 0 | 0 | 0.95 | 0.94812 | 0.94457 | 0.95 | 0.94812 | 0.94457 | -1.0708e-13 | -120.3131 | 119.9422 | -1.0708e-13 | -120.3131 | 119.9422
Line16_4_18 | 0 | 0.052639 | 0.052639 | 0 | 0.052639 | 0.052639 | 0 | 0.012156 | 0.012156 | 0 | 0.012156 | 0.012156 | -1.0987e-18 | 0.011082 | 0.0028784 | -4.1016e-33 | -0.011029 | -0.0028252 | 2.1973e-18 | 0.0029185 | 0.011047 | -2.1973e-18 | -0.0028631 | -0.010991 | 0 | -135.266 | 44.734 | 0 | 44.734 | -135.266 | 0.95 | 0.94272 | 0.93905 | 0.95 | 0.93734 | 0.93354 | -1.0695e-13 | -120.5122 | 120.1294 | -1.0695e-13 | -120.7135 | 120.3187
Line17_5_19 | 0 | 0 | 0 | 0 | 0 | 0 | 0 | 0 | 0 | 0 | 0 | 0 | 2.7466e-19 | -6.477e-12 | -1.8814e-11 | -5.4933e-19 | 6.477e-12 | 1.8814e-11 | 1.648e-18 | 1.8049e-11 | 3.3187e-12 | -5.4933e-19 | -1.8049e-11 | -3.3187e-12 | 0 | 0 | 0 | 0 | 0 | 0 | 0.95 | 0.94812 | 0.94457 | 0.95 | 0.94812 | 0.94457 | -1.0727e-13 | -120.3131 | 119.9422 | -1.0727e-13 | -120.3131 | 119.9422
Line1_1_3 | 0 | 0 | 0 | 0 | 0 | 0 | 0 | 0 | 0 | 0 | 0 | 0 | 2.1973e-18 | -5.1816e-11 | -1.5051e-10 | -2.1973e-18 | 5.1816e-11 | 1.5051e-10 | 3.296e-18 | 1.4439e-10 | 2.655e-11 | -3.8453e-18 | -1.4439e-10 | -2.655e-11 | 0 | 0 | 0 | 0 | 0 | 0 | 0.95 | 0.94812 | 0.94457 | 0.95 | 0.94812 | 0.94457 | -1.0727e-13 | -120.3131 | 119.9422 | -1.0725e-13 | -120.3131 | 119.9422
Line2_1_4 | 0 | 0.052639 | 0.052639 | 0 | 0.052639 | 0.052639 | 0 | 0.012156 | 0.012156 | 0 | 0.012156 | 0.012156 | -1.0987e-18 | 0.011136 | 0.0029316 | 1.648e-18 | -0.011082 | -0.0028784 | 1.9776e-17 | 0.0029739 | 0.011102 | -2.1973e-17 | -0.0029185 | -0.011047 | 0 | -135.266 | 44.734 | 0 | 44.734 | -135.266 | 0.95 | 0.94812 | 0.94457 | 0.95 | 0.94272 | 0.93905 | -1.0727e-13 | -120.3131 | 119.9422 | -1.0695e-13 | -120.5122 | 120.1294
Line3_1_5 | 0 | 0 | 0 | 0 | 0 | 0 | 0 | 0 | 0 | 0 | 0 | 0 | -6.8666e-20 | -1.2954e-11 | -3.7627e-11 | 3.4333e-19 | 1.2954e-11 | 3.7627e-11 | 1.0987e-18 | 3.6098e-11 | 6.6374e-12 | -1.648e-18 | -3.6098e-11 | -6.6374e-12 | 0 | 0 | 0 | 0 | 0 | 0 | 0.95 | 0.94812 | 0.94457 | 0.95 | 0.94812 | 0.94457 | -1.0727e-13 | -120.3131 | 119.9422 | -1.0727e-13 | -120.3131 | 119.9422
Line4_2_6 | 0 | 0 | 0 | 0 | 0 | 0 | 0 | 0 | 0 | 0 | 0 | 0 | 3.0213e-18 | -3.2385e-11 | -9.4068e-11 | -3.0213e-18 | 3.2385e-11 | 9.4068e-11 | 2.7466e-18 | 9.0245e-11 | 1.6593e-11 | -2.7466e-18 | -9.0245e-11 | -1.6593e-11 | 0 | 0 | 0 | 0 | 0 | 0 | 0.95 | 0.94812 | 0.94457 | 0.95 | 0.94812 | 0.94457 | -1.0721e-13 | -120.3131 | 119.9422 | -1.0719e-13 | -120.3131 | 119.9422
Line5_6_7 | 0 | 0 | 0 | 0 | 0 | 0 | 0 | 0 | 0 | 0 | 0 | 0 | 2.884e-18 | -2.5908e-11 | -7.5255e-11 | -2.6093e-18 | 2.5908e-11 | 7.5255e-11 | 2.7466e-18 | 7.2196e-11 | 1.3275e-11 | -2.7466e-18 | -7.2196e-11 | -1.3275e-11 | 0 | 0 | 0 | 0 | 0 | 0 | 0.95 | 0.94812 | 0.94457 | 0.95 | 0.94812 | 0.94457 | -1.0719e-13 | -120.3131 | 119.9422 | -1.0718e-13 | -120.3131 | 119.9422
Line6_7_8 | 0 | 0 | 0 | 0 | 0 | 0 | 0 | 0 | 0 | 0 | 0 | 0 | 1.648e-18 | -1.9431e-11 | -5.6441e-11 | -1.648e-18 | 1.9431e-11 | 5.6441e-11 | 2.1973e-18 | 5.4147e-11 | 9.9561e-12 | -2.1973e-18 | -5.4147e-11 | -9.9561e-12 | 0 | 0 | 0 | 0 | 0 | 0 | 0.95 | 0.94812 | 0.94457 | 0.95 | 0.94812 | 0.94457 | -1.0718e-13 | -120.3131 | 119.9422 | -1.0716e-13 | -120.3131 | 119.9422
Line7_8_9 | 0 | 0 | 0 | 0 | 0 | 0 | 0 | 0 | 0 | 0 | 0 | 0 | 2.06e-19 | -6.477e-12 | -1.8814e-11 | -2.06e-19 | 6.477e-12 | 1.8814e-11 | 1.648e-18 | 1.8049e-11 | 3.3187e-12 | -1.0987e-18 | -1.8049e-11 | -3.3187e-12 | 0 | 0 | 0 | 0 | 0 | 0 | 0.95 | 0.94812 | 0.94457 | 0.95 | 0.94812 | 0.94457 | -1.0716e-13 | -120.3131 | 119.9422 | -1.0716e-13 | -120.3131 | 119.9422
Line8_8_10 | 0 | 0 | 0 | 0 | 0 | 0 | 0 | 0 | 0 | 0 | 0 | 0 | -4.12e-19 | -6.477e-12 | -1.8814e-11 | 4.12e-19 | 6.477e-12 | 1.8814e-11 | 1.0987e-18 | 1.8049e-11 | 3.3187e-12 | -1.648e-18 | -1.8049e-11 | -3.3187e-12 | 0 | 0 | 0 | 0 | 0 | 0 | 0.95 | 0.94812 | 0.94457 | 0.95 | 0.94812 | 0.94457 | -1.0716e-13 | -120.3131 | 119.9422 | -1.0714e-13 | -120.3131 | 119.9422
Line9_3_11 | 0 | 0 | 0 | 0 | 0 | 0 | 0 | 0 | 0 | 0 | 0 | 0 | 2.5406e-18 | -4.5339e-11 | -1.317e-10 | -2.266e-18 | 4.5339e-11 | 1.317e-10 | 3.296e-18 | 1.2634e-10 | 2.3231e-11 | -2.7466e-18 | -1.2634e-10 | -2.3231e-11 | 0 | 0 | 0 | 0 | 0 | 0 | 0.95 | 0.94812 | 0.94457 | 0.95 | 0.94812 | 0.94457 | -1.0725e-13 | -120.3131 | 119.9422 | -1.0721e-13 | -120.3131 | 119.9422

## LL_min_fault_10
name | pf_ikss_a_from_ka | pf_ikss_b_from_ka | pf_ikss_c_from_ka | pf_ikss_a_to_ka | pf_ikss_b_to_ka | pf_ikss_c_to_ka | pf_skss_a_from_mw | pf_skss_b_from_mw | pf_skss_c_from_mw | pf_skss_a_to_mw | pf_skss_b_to_mw | pf_skss_c_to_mw | pf_p_a_from_mw | pf_p_b_from_mw | pf_p_c_from_mw | pf_p_a_to_mw | pf_p_b_to_mw | pf_p_c_to_mw | pf_q_a_from_mvar | pf_q_b_from_mvar | pf_q_c_from_mvar | pf_q_a_to_mvar | pf_q_b_to_mvar | pf_q_c_to_mvar | pf_ikss_a_from_degree | pf_ikss_b_from_degree | pf_ikss_c_from_degree | pf_ikss_a_to_degree | pf_ikss_b_to_degree | pf_ikss_c_to_degree | pf_vm_a_from_pu | pf_vm_b_from_pu | pf_vm_c_from_pu | pf_vm_a_to_pu | pf_vm_b_to_pu | pf_vm_c_to_pu | pf_va_a_from_degree | pf_va_b_from_degree | pf_va_c_from_degree | pf_va_a_to_degree | pf_va_b_to_degree | pf_va_c_to_degree
Line0_1_2 | 0 | 0 | 0 | 0 | 0 | 0 | 0 | 0 | 0 | 0 | 0 | 0 | 2.6671e-18 | -3.4879e-11 | -1.0131e-10 | -2.6671e-18 | 3.4879e-11 | 1.0131e-10 | 3.1225e-18 | 9.7195e-11 | 1.7871e-11 | -2.6021e-18 | -9.7195e-11 | -1.7871e-11 | 0 | 0 | 0 | 0 | 0 | 0 | 0.9 | 0.89822 | 0.89485 | 0.9 | 0.89822 | 0.89485 | -9.6399e-14 | -120.3131 | 119.9422 | -9.6374e-14 | -120.3131 | 119.9422
Line10_11_12 | 0 | 0 | 0 | 0 | 0 | 0 | 0 | 0 | 0 | 0 | 0 | 0 | 1.301e-18 | -3.4879e-11 | -1.0131e-10 | -1.301e-18 | 3.4879e-11 | 1.0131e-10 | 2.0817e-18 | 9.7195e-11 | 1.7871e-11 | -2.6021e-18 | -9.7195e-11 | -1.7871e-11 | 0 | 0 | 0 | 0 | 0 | 0 | 0.9 | 0.89822 | 0.89485 | 0.9 | 0.89822 | 0.89485 | -9.6336e-14 | -120.3131 | 119.9422 | -9.6288e-14 | -120.3131 | 119.9422
Line11_12_13 | 0 | 0 | 0 | 0 | 0 | 0 | 0 | 0 | 0 | 0 | 0 | 0 | 1.0408e-18 | -2.9066e-11 | -8.4427e-11 | -1.0408e-18 | 2.9066e-11 | 8.4427e-11 | 2.0817e-18 | 8.0996e-11 | 1.4893e-11 | -2.0817e-18 | -8.0996e-11 | -1.4893e-11 | 0 | 0 | 0 | 0 | 0 | 0 | 0.9 | 0.89822 | 0.89485 | 0.9 | 0.89822 | 0.89485 | -9.6288e-14 | -120.3131 | 119.9422 | -9.6242e-14 | -120.3131 | 119.9422
Line12_13_15 | 0 | 0 | 0 | 0 | 0 | 0 | 0 | 0 | 0 | 0 | 0 | 0 | 1.9516e-19 | -1.7439e-11 | -5.0656e-11 | 6.5052e-20 | 1.7439e-11 | 5.0656e-11 | 1.5613e-18 | 4.8598e-11 | 8.9356e-12 | -1.0408e-18 | -4.8598e-11 | -8.9356e-12 | 0 | 0 | 0 | 0 | 0 | 0 | 0.9 | 0.89822 | 0.89485 | 0.9 | 0.89822 | 0.89485 | -9.6242e-14 | -120.3131 | 119.9422 | -9.6222e-14 | -120.3131 | 119.9422
Line13_13_14 | 0 | 0 | 0 | 0 | 0 | 0 | 0 | 0 | 0 | 0 | 0 | 0 | 1.9516e-19 | -5.8131e-12 | -1.6885e-11 | 3.2526e-19 | 5.8131e-12 | 1.6885e-11 | 5.2042e-19 | 1.6199e-11 | 2.9786e-12 | 5.2042e-19 | -1.6199e-11 | -2.9785e-12 | 0 | 0 | 0 | 0 | 0 | 0 | 0.9 | 0.89822 | 0.89485 | 0.9 | 0.89822 | 0.89485 | -9.6242e-14 | -120.3131 | 119.9422 | -9.6243e-14 | -120.3131 | 119.9422
Line14_15_16 | 0 | 0 | 0 | 0 | 0 | 0 | 0 | 0 | 0 | 0 | 0 | 0 | -3.2526e-19 | -1.1626e-11 | -3.3771e-11 | 6.5052e-20 | 1.1626e-11 | 3.3771e-11 | 1.0408e-18 | 3.2398e-11 | 5.9571e-12 | -5.2042e-19 | -3.2398e-11 | -5.9571e-12 | 0 | 0 | 0 | 0 | 0 | 0 | 0.9 | 0.89822 | 0.89485 | 0.9 | 0.89822 | 0.89485 | -9.6222e-14 | -120.3131 | 119.9422 | -9.6206e-14 | -120.3131 | 119.9422
Line15_16_17 | 0 | 0 | 0 | 0 | 0 | 0 | 0 | 0 | 0 | 0 | 0 | 0 | 0 | -5.8131e-12 | -1.6885e-11 | -2.6021e-19 | 5.8131e-12 | 1.6885e-11 | 0 | 1.6199e-11 | 2.9785e-12 | 5.2042e-19 | -1.6199e-11 | -2.9786e-12 | 0 | 0 | 0 | 0 | 0 | 0 | 0.9 | 0.89822 | 0.89485 | 0.9 | 0.89822 | 0.89485 | -9.6206e-14 | -120.3131 | 119.9422 | -9.6213e-14 | -120.3131 | 119.9422
Line16_4_18 | 0 | 0.049869 | 0.049869 | 0 | 0.049869 | 0.049869 | 0 | 0.011517 | 0.011517 | 0 | 0.011517 | 0.011517 | 1.746e-33 | 0.0099465 | 0.0025834 | 1.0408e-18 | -0.0098987 | -0.0025356 | 1.0408e-18 | 0.0026194 | 0.0099144 | -2.0817e-18 | -0.0025697 | -0.0098647 | 0 | -135.266 | 44.734 | 0 | 44.734 | -135.266 | 0.9 | 0.89311 | 0.88962 | 0.9 | 0.888 | 0.8844 | -9.6115e-14 | -120.5122 | 120.1294 | -9.6111e-14 | -120.7135 | 120.3187
Line17_5_19 | 0 | 0 | 0 | 0 | 0 | 0 | 0 | 0 | 0 | 0 | 0 | 0 | 5.2042e-19 | -5.8131e-12 | -1.6885e-11 | -5.2042e-19 | 5.8131e-12 | 1.6885e-11 | 5.2042e-19 | 1.6199e-11 | 2.9785e-12 | -5.2042e-19 | -1.6199e-11 | -2.9786e-12 | 0 | 0 | 0 | 0 | 0 | 0 | 0.9 | 0.89822 | 0.89485 | 0.9 | 0.89822 | 0.89485 | -9.6396e-14 | -120.3131 | 119.9422 | -9.6403e-14 | -120.3131 | 119.9422
Line1_1_3 | 0 | 0 | 0 | 0 | 0 | 0 | 0 | 0 | 0 | 0 | 0 | 0 | 2.2768e-18 | -4.6505e-11 | -1.3508e-10 | -2.2768e-18 | 4.6505e-11 | 1.3508e-10 | 2.6021e-18 | 1.2959e-10 | 2.3828e-11 | -3.1225e-18 | -1.2959e-10 | -2.3828e-11 | 0 | 0 | 0 | 0 | 0 | 0 | 0.9 | 0.89822 | 0.89485 | 0.9 | 0.89822 | 0.89485 | -9.6399e-14 | -120.3131 | 119.9422 | -9.6379e-14 | -120.3131 | 119.9422
Line2_1_4 | 0 | 0.049869 | 0.049869 | 0 | 0.049869 | 0.049869 | 0 | 0.011517 | 0.011517 | 0 | 0.011517 | 0.011517 | -1.5613e-18 | 0.0099942 | 0.0026311 | 1.0408e-18 | -0.0099465 | -0.0025834 | 1.7694e-17 | 0.0026691 | 0.0099642 | -1.7694e-17 | -0.0026194 | -0.0099144 | 0 | -135.266 | 44.734 | 0 | 44.734 | -135.266 | 0.9 | 0.89822 | 0.89485 | 0.9 | 0.89311 | 0.88962 | -9.6399e-14 | -120.3131 | 119.9422 | -9.6115e-14 | -120.5122 | 120.1294
Line3_1_5 | 0 | 0 | 0 | 0 | 0 | 0 | 0 | 0 | 0 | 0 | 0 | 0 | -1.301e-19 | -1.1626e-11 | -3.3771e-11 | 1.301e-19 | 1.1626e-11 | 3.3771e-11 | 1.0408e-18 | 3.2398e-11 | 5.9571e-12 | -5.2042e-19 | -3.2398e-11 | -5.9571e-12 | 0 | 0 | 0 | 0 | 0 | 0 | 0.9 | 0.89822 | 0.89485 | 0.9 | 0.89822 | 0.89485 | -9.6399e-14 | -120.3131 | 119.9422 | -9.6396e-14 | -120.3131 | 119.9422
Line4_2_6 | 0 | 0 | 0 | 0 | 0 | 0 | 0 | 0 | 0 | 0 | 0 | 0 | 3.0575e-18 | -2.9066e-11 | -8.4427e-11 | -2.7972e-18 | 2.9066e-11 | 8.4427e-11 | 2.6021e-18 | 8.0996e-11 | 1.4893e-11 | -2.0817e-18 | -8.0996e-11 | -1.4893e-11 | 0 | 0 | 0 | 0 | 0 | 0 | 0.9 | 0.89822 | 0.89485 | 0.9 | 0.89822 | 0.89485 | -9.6374e-14 | -120.3131 | 119.9422 | -9.6374e-14 | -120.3131 | 119.9422
Line5_6_7 | 0 | 0 | 0 | 0 | 0 | 0 | 0 | 0 | 0 | 0 | 0 | 0 | 2.4069e-18 | -2.3253e-11 | -6.7542e-11 | -2.6671e-18 | 2.3253e-11 | 6.7542e-11 | 2.0817e-18 | 6.4797e-11 | 1.1914e-11 | -2.6021e-18 | -6.4797e-11 | -1.1914e-11 | 0 | 0 | 0 | 0 | 0 | 0 | 0.9 | 0.89822 | 0.89485 | 0.9 | 0.89822 | 0.89485 | -9.6374e-14 | -120.3131 | 119.9422 | -9.6363e-14 | -120.3131 | 119.9422
Line6_7_8 | 0 | 0 | 0 | 0 | 0 | 0 | 0 | 0 | 0 | 0 | 0 | 0 | 1.301e-18 | -1.7439e-11 | -5.0656e-11 | -1.8215e-18 | 1.7439e-11 | 5.0656e-11 | 2.0817e-18 | 4.8598e-11 | 8.9357e-12 | -1.5613e-18 | -4.8598e-11 | -8.9357e-12 | 0 | 0 | 0 | 0 | 0 | 0 | 0.9 | 0.89822 | 0.89485 | 0.9 | 0.89822 | 0.89485 | -9.6363e-14 | -120.3131 | 119.9422 | -9.6328e-14 | -120.3131 | 119.9422
Line7_8_9 | 0 | 0 | 0 | 0 | 0 | 0 | 0 | 0 | 0 | 0 | 0 | 0 | 4.5536e-19 | -5.8131e-12 | -1.6885e-11 | -7.1557e-19 | 5.8131e-12 | 1.6885e-11 | 5.2042e-19 | 1.6199e-11 | 2.9786e-12 | -5.2042e-19 | -1.6199e-11 | -2.9786e-12 | 0 | 0 | 0 | 0 | 0 | 0 | 0.9 | 0.89822 | 0.89485 | 0.9 | 0.89822 | 0.89485 | -9.6328e-14 | -120.3131 | 119.9422 | -9.6329e-14 | -120.3131 | 119.9422
Line8_8_10 | 0 | 0 | 0 | 0 | 0 | 0 | 0 | 0 | 0 | 0 | 0 | 0 | 2.6021e-19 | -5.8131e-12 | -1.6885e-11 | -5.2042e-19 | 5.8131e-12 | 1.6885e-11 | 1.0408e-18 | 1.6199e-11 | 2.9785e-12 | -5.2042e-19 | -1.6199e-11 | -2.9786e-12 | 0 | 0 | 0 | 0 | 0 | 0 | 0.9 | 0.89822 | 0.89485 | 0.9 | 0.89822 | 0.89485 | -9.6328e-14 | -120.3131 | 119.9422 | -9.6318e-14 | -120.3131 | 119.9422
Line9_3_11 | 0 | 0 | 0 | 0 | 0 | 0 | 0 | 0 | 0 | 0 | 0 | 0 | 3.2526e-18 | -4.0692e-11 | -1.182e-10 | -3.2526e-18 | 4.0692e-11 | 1.182e-10 | 2.0817e-18 | 1.1339e-10 | 2.085e-11 | -2.0817e-18 | -1.1339e-10 | -2.085e-11 | 0 | 0 | 0 | 0 | 0 | 0 | 0.9 | 0.89822 | 0.89485 | 0.9 | 0.89822 | 0.89485 | -9.6379e-14 | -120.3131 | 119.9422 | -9.6336e-14 | -120.3131 | 119.9422

## LG_max_6
name | pf_ikss_a_from_ka | pf_ikss_b_from_ka | pf_ikss_c_from_ka | pf_ikss_a_to_ka | pf_ikss_b_to_ka | pf_ikss_c_to_ka | pf_skss_a_from_mw | pf_skss_b_from_mw | pf_skss_c_from_mw | pf_skss_a_to_mw | pf_skss_b_to_mw | pf_skss_c_to_mw | pf_p_a_from_mw | pf_p_b_from_mw | pf_p_c_from_mw | pf_p_a_to_mw | pf_p_b_to_mw | pf_p_c_to_mw | pf_q_a_from_mvar | pf_q_b_from_mvar | pf_q_c_from_mvar | pf_q_a_to_mvar | pf_q_b_to_mvar | pf_q_c_to_mvar | pf_ikss_a_from_degree | pf_ikss_b_from_degree | pf_ikss_c_from_degree | pf_ikss_a_to_degree | pf_ikss_b_to_degree | pf_ikss_c_to_degree | 3xI0 | pf_vm_a_from_pu | pf_vm_b_from_pu | pf_vm_c_from_pu | pf_vm_a_to_pu | pf_vm_b_to_pu | pf_vm_c_to_pu | pf_va_a_from_degree | pf_va_b_from_degree | pf_va_c_from_degree | pf_va_a_to_degree | pf_va_b_to_degree | pf_va_c_to_degree
Line0_1_2 | 2.2655e-06 | 2.2641e-06 | 2.2641e-06 | 1.8889e-06 | 1.8875e-06 | 1.8875e-06 | 5.232e-07 | 5.2288e-07 | 5.2288e-07 | 4.3622e-07 | 4.359e-07 | 4.359e-07 | -9.9947e-09 | 5.1492e-07 | -4.3365e-07 | 8.3653e-09 | -4.3495e-07 | 3.553e-07 | 4.4602e-09 | -7.8311e-07 | -8.5033e-07 | -3.6458e-09 | 6.4907e-07 | 7.1201e-07 | -94.0548 | -94.0534 | -94.0534 | 85.4449 | 85.4462 | 85.4462 |  | 0.020919 | 1.7924 | 1.8255 | 0.020919 | 1.7924 | 1.8255 | 61.8961 | -150.7274 | 148.9262 | 61.8964 | -150.7274 | 148.9262
Line10_11_12 | 2.2655e-06 | 2.2641e-06 | 2.2641e-06 | 1.8889e-06 | 1.8875e-06 | 1.8875e-06 | 5.232e-07 | 5.2288e-07 | 5.2288e-07 | 4.3622e-07 | 4.359e-07 | 4.359e-07 | -9.9948e-09 | 5.1492e-07 | -4.3365e-07 | 8.3653e-09 | -4.3495e-07 | 3.553e-07 | 4.4601e-09 | -7.8311e-07 | -8.5033e-07 | -3.6457e-09 | 6.4907e-07 | 7.1201e-07 | -94.0548 | -94.0534 | -94.0534 | 85.4449 | 85.4462 | 85.4462 |  | 0.020919 | 1.7924 | 1.8255 | 0.020919 | 1.7924 | 1.8255 | 61.8968 | -150.7274 | 148.9262 | 61.8971 | -150.7274 | 148.9262
Line11_12_13 | 1.8879e-06 | 1.8868e-06 | 1.8868e-06 | 1.5113e-06 | 1.5102e-06 | 1.5102e-06 | 4.36e-07 | 4.3574e-07 | 4.3574e-07 | 3.4902e-07 | 3.4876e-07 | 3.4876e-07 | -8.329e-09 | 4.291e-07 | -3.6137e-07 | 6.6996e-09 | -3.4913e-07 | 2.8303e-07 | 3.7167e-09 | -6.5259e-07 | -7.0861e-07 | -2.9023e-09 | 5.1855e-07 | 5.7029e-07 | -94.0548 | -94.0534 | -94.0534 | 85.3199 | 85.3212 | 85.3212 |  | 0.020919 | 1.7924 | 1.8255 | 0.020919 | 1.7924 | 1.8255 | 61.8971 | -150.7274 | 148.9262 | 61.8973 | -150.7274 | 148.9262
Line12_13_15 | 1.1328e-06 | 1.1321e-06 | 1.1321e-06 | 0 | 0 | 0 | 2.616e-07 | 2.6144e-07 | 2.6144e-07 | 0 | 0 | 0 | -4.9974e-09 | 2.5746e-07 | -2.1682e-07 | 3.3679e-09 | -1.7749e-07 | 1.3848e-07 | 2.23e-09 | -3.9156e-07 | -4.2517e-07 | -1.4156e-09 | 2.5751e-07 | 2.8684e-07 | -94.0548 | -94.0534 | -94.0534 | 0 | 0 | 0 |  | 0.020919 | 1.7924 | 1.8255 | 0.020919 | 1.7924 | 1.8255 | 61.8973 | -150.7274 | 148.9262 | 61.8974 | -150.7274 | 148.9262
Line13_13_14 | 0 | 0 | 0 | 0 | 0 | 0 | 0 | 0 | 0 | 0 | 0 | 0 | -1.6658e-09 | 8.582e-08 | -7.2274e-08 | 3.6333e-11 | -5.8483e-09 | -6.0676e-09 | 7.4333e-10 | -1.3052e-07 | -1.4172e-07 | 7.1043e-11 | -3.526e-09 | 3.3994e-09 | 0 | 0 | 0 | 0 | 0 | 0 |  | 0.020919 | 1.7924 | 1.8255 | 0.020919 | 1.7924 | 1.8255 | 61.8973 | -150.7274 | 148.9262 | 61.8973 | -150.7274 | 148.9262
Line14_15_16 | 0 | 0 | 0 | 0 | 0 | 0 | 0 | 0 | 0 | 0 | 0 | 0 | -3.3316e-09 | 1.7164e-07 | -1.4455e-07 | 1.7021e-09 | -9.1668e-08 | 6.6207e-08 | 1.4867e-09 | -2.6104e-07 | -2.8344e-07 | -6.7229e-10 | 1.2699e-07 | 1.4512e-07 | 0 | 0 | 0 | 0 | 0 | 0 |  | 0.020919 | 1.7924 | 1.8255 | 0.020919 | 1.7924 | 1.8255 | 61.8974 | -150.7274 | 148.9262 | 61.8975 | -150.7274 | 148.9262
Line15_16_17 | 0 | 0 | 0 | 0 | 0 | 0 | 0 | 0 | 0 | 0 | 0 | 0 | -1.6658e-09 | 8.582e-08 | -7.2274e-08 | 3.6333e-11 | -5.8483e-09 | -6.0676e-09 | 7.4333e-10 | -1.3052e-07 | -1.4172e-07 | 7.1043e-11 | -3.526e-09 | 3.3994e-09 | 0 | 0 | 0 | 0 | 0 | 0 |  | 0.020919 | 1.7924 | 1.8255 | 0.020919 | 1.7924 | 1.8255 | 61.8975 | -150.7274 | 148.9262 | 61.8975 | -150.7274 | 148.9262
Line16_4_18 | 0.14403 | 0 | 0 | 0.14403 | 0 | 0 | 0.033263 | 0 | 0 | 0.033263 | 0 | 0 | 0.00017288 | 8.5317e-08 | -7.2819e-08 | 3.059e-17 | -5.7981e-09 | -6.0584e-09 | 0.00034576 | -1.3048e-07 | -1.415e-07 | 5.1122e-16 | -3.5269e-09 | 3.3766e-09 | -1.5398 | 0 | 0 | 178.4604 | 0 | 0 |  | 0.011622 | 1.7885 | 1.8257 | 0 | 1.7866 | 1.8259 | 61.8953 | -150.8076 | 148.7806 | 0 | -150.8479 | 148.7077
Line17_5_19 | 0 | 0 | 0 | 0 | 0 | 0 | 0 | 0 | 0 | 0 | 0 | 0 | -1.6658e-09 | 8.582e-08 | -7.2274e-08 | 3.6334e-11 | -5.8483e-09 | -6.0676e-09 | 7.4337e-10 | -1.3052e-07 | -1.4172e-07 | 7.1042e-11 | -3.526e-09 | 3.3994e-09 | 0 | 0 | 0 | 0 | 0 | 0 |  | 0.020919 | 1.7924 | 1.8255 | 0.020919 | 1.7924 | 1.8255 | 61.8962 | -150.7274 | 148.9262 | 61.8962 | -150.7274 | 148.9262
Line1_1_3 | 3.0207e-06 | 3.0189e-06 | 3.0189e-06 | 2.644e-06 | 2.6422e-06 | 2.6422e-06 | 6.976e-07 | 6.9718e-07 | 6.9718e-07 | 6.1062e-07 | 6.1019e-07 | 6.1019e-07 | -1.3326e-08 | 6.8656e-07 | -5.7819e-07 | 1.1697e-08 | -6.0659e-07 | 4.9985e-07 | 5.9469e-09 | -1.0441e-06 | -1.1338e-06 | -5.1325e-09 | 9.101e-07 | 9.9545e-07 | -94.0548 | -94.0534 | -94.0534 | 85.5878 | 85.5891 | 85.5891 |  | 0.020919 | 1.7924 | 1.8255 | 0.020919 | 1.7924 | 1.8255 | 61.8961 | -150.7274 | 148.9262 | 61.8965 | -150.7274 | 148.9262
Line2_1_4 | 0.096022 | 0.048011 | 0.048011 | 0.096022 | 0.048011 | 0.048011 | 0.022175 | 0.011088 | 0.011088 | 0.022175 | 0.011088 | 0.011088 | 0.00020747 | 0.017067 | 0.017612 | -0.00011527 | -0.017044 | -0.017589 | 0.0004149 | 0.010182 | -0.0099751 | -0.0002305 | -0.010136 | 0.010021 | -1.536 | 178.4532 | 178.4532 | 178.4642 | -1.5473 | -1.5473 |  | 0.020919 | 1.7924 | 1.8255 | 0.011622 | 1.7885 | 1.8257 | 61.8961 | -150.7274 | 148.9262 | 61.8953 | -150.8076 | 148.7806
Line3_1_5 | 0 | 0 | 0 | 0 | 0 | 0 | 0 | 0 | 0 | 0 | 0 | 0 | -3.3316e-09 | 1.7164e-07 | -1.4455e-07 | 1.7021e-09 | -9.1668e-08 | 6.6207e-08 | 1.4867e-09 | -2.6104e-07 | -2.8344e-07 | -6.7232e-10 | 1.2699e-07 | 1.4512e-07 | 0 | 0 | 0 | 0 | 0 | 0 |  | 0.020919 | 1.7924 | 1.8255 | 0.020919 | 1.7924 | 1.8255 | 61.8961 | -150.7274 | 148.9262 | 61.8962 | -150.7274 | 148.9262
Line4_2_6 | 1.8879e-06 | 1.8868e-06 | 1.8868e-06 | 1.5113e-06 | 1.5102e-06 | 1.5102e-06 | 4.36e-07 | 4.3574e-07 | 4.3574e-07 | 3.4902e-07 | 3.4876e-07 | 3.4876e-07 | -8.329e-09 | 4.291e-07 | -3.6137e-07 | 6.6995e-09 | -3.4913e-07 | 2.8303e-07 | 3.7168e-09 | -6.5259e-07 | -7.0861e-07 | -2.9024e-09 | 5.1855e-07 | 5.7029e-07 | -94.0548 | -94.0534 | -94.0534 | 85.3199 | 85.3212 | 85.3212 |  | 0.020919 | 1.7924 | 1.8255 | 0.020919 | 1.7924 | 1.8255 | 61.8964 | -150.7274 | 148.9262 | 61.8966 | -150.7274 | 148.9262
Line5_6_7 | 1.5104e-06 | 1.5094e-06 | 1.5094e-06 | 1.1338e-06 | 1.1328e-06 | 1.1328e-06 | 3.488e-07 | 3.4859e-07 | 3.4859e-07 | 2.6183e-07 | 2.6162e-07 | 2.6162e-07 | -6.6632e-09 | 3.4328e-07 | -2.891e-07 | 5.0337e-09 | -2.6331e-07 | 2.1076e-07 | 2.9734e-09 | -5.2207e-07 | -5.6689e-07 | -2.159e-09 | 3.8803e-07 | 4.2856e-07 | -94.0548 | -94.0534 | -94.0534 | 85.1117 | 85.1128 | 85.1128 |  | 0.020919 | 1.7924 | 1.8255 | 0.020919 | 1.7924 | 1.8255 | 61.8966 | -150.7274 | 148.9262 | 61.8968 | -150.7274 | 148.9262
Line6_7_8 | 1.1328e-06 | 1.1321e-06 | 1.1321e-06 | 0 | 0 | 0 | 2.616e-07 | 2.6144e-07 | 2.6144e-07 | 0 | 0 | 0 | -4.9974e-09 | 2.5746e-07 | -2.1682e-07 | 3.3679e-09 | -1.7749e-07 | 1.3848e-07 | 2.23e-09 | -3.9156e-07 | -4.2517e-07 | -1.4156e-09 | 2.5751e-07 | 2.8684e-07 | -94.0548 | -94.0534 | -94.0534 | 0 | 0 | 0 |  | 0.020919 | 1.7924 | 1.8255 | 0.020919 | 1.7924 | 1.8255 | 61.8968 | -150.7274 | 148.9262 | 61.8969 | -150.7274 | 148.9262
Line7_8_9 | 0 | 0 | 0 | 0 | 0 | 0 | 0 | 0 | 0 | 0 | 0 | 0 | -1.6658e-09 | 8.582e-08 | -7.2274e-08 | 3.6333e-11 | -5.8483e-09 | -6.0676e-09 | 7.4335e-10 | -1.3052e-07 | -1.4172e-07 | 7.1042e-11 | -3.526e-09 | 3.3994e-09 | 0 | 0 | 0 | 0 | 0 | 0 |  | 0.020919 | 1.7924 | 1.8255 | 0.020919 | 1.7924 | 1.8255 | 61.8969 | -150.7274 | 148.9262 | 61.8969 | -150.7274 | 148.9262
Line8_8_10 | 0 | 0 | 0 | 0 | 0 | 0 | 0 | 0 | 0 | 0 | 0 | 0 | -1.6658e-09 | 8.582e-08 | -7.2274e-08 | 3.6333e-11 | -5.8483e-09 | -6.0676e-09 | 7.4335e-10 | -1.3052e-07 | -1.4172e-07 | 7.1042e-11 | -3.526e-09 | 3.3994e-09 | 0 | 0 | 0 | 0 | 0 | 0 |  | 0.020919 | 1.7924 | 1.8255 | 0.020919 | 1.7924 | 1.8255 | 61.8969 | -150.7274 | 148.9262 | 61.8969 | -150.7274 | 148.9262
Line9_3_11 | 2.6431e-06 | 2.6415e-06 | 2.6415e-06 | 2.2665e-06 | 2.2649e-06 | 2.2649e-06 | 6.104e-07 | 6.1003e-07 | 6.1003e-07 | 5.2342e-07 | 5.2305e-07 | 5.2305e-07 | -1.1661e-08 | 6.0074e-07 | -5.0592e-07 | 1.0031e-08 | -5.2077e-07 | 4.2758e-07 | 5.2035e-09 | -9.1363e-07 | -9.9205e-07 | -4.389e-09 | 7.7959e-07 | 8.5373e-07 | -94.0548 | -94.0534 | -94.0534 | 85.5282 | 85.5296 | 85.5296 |  | 0.020919 | 1.7924 | 1.8255 | 0.020919 | 1.7924 | 1.8255 | 61.8965 | -150.7274 | 148.9262 | 61.8968 | -150.7274 | 148.9262

## LG_max_10
name | pf_ikss_a_from_ka | pf_ikss_b_from_ka | pf_ikss_c_from_ka | pf_ikss_a_to_ka | pf_ikss_b_to_ka | pf_ikss_c_to_ka | pf_skss_a_from_mw | pf_skss_b_from_mw | pf_skss_c_from_mw | pf_skss_a_to_mw | pf_skss_b_to_mw | pf_skss_c_to_mw | pf_p_a_from_mw | pf_p_b_from_mw | pf_p_c_from_mw | pf_p_a_to_mw | pf_p_b_to_mw | pf_p_c_to_mw | pf_q_a_from_mvar | pf_q_b_from_mvar | pf_q_c_from_mvar | pf_q_a_to_mvar | pf_q_b_to_mvar | pf_q_c_to_mvar | pf_ikss_a_from_degree | pf_ikss_b_from_degree | pf_ikss_c_from_degree | pf_ikss_a_to_degree | pf_ikss_b_to_degree | pf_ikss_c_to_degree | 3xI0 | pf_vm_a_from_pu | pf_vm_b_from_pu | pf_vm_c_from_pu | pf_vm_a_to_pu | pf_vm_b_to_pu | pf_vm_c_to_pu | pf_va_a_from_degree | pf_va_b_from_degree | pf_va_c_from_degree | pf_va_a_to_degree | pf_va_b_to_degree | pf_va_c_to_degree
Line0_1_2 | 2.3733e-06 | 2.3718e-06 | 2.3718e-06 | 1.9788e-06 | 1.9773e-06 | 1.9773e-06 | 5.481e-07 | 5.4775e-07 | 5.4775e-07 | 4.5698e-07 | 4.5663e-07 | 4.5663e-07 | -1.0968e-08 | 5.6507e-07 | -4.7589e-07 | 9.1803e-09 | -4.7731e-07 | 3.8991e-07 | 4.8947e-09 | -8.5915e-07 | -9.3337e-07 | -4.0009e-09 | 7.1209e-07 | 7.8154e-07 | -94.0796 | -94.0782 | -94.0782 | 85.42 | 85.4214 | 85.4214 |  | 0.021914 | 1.8774 | 1.9127 | 0.021914 | 1.8774 | 1.9127 | 61.8713 | -150.7448 | 148.9066 | 61.8716 | -150.7448 | 148.9066
Line10_11_12 | 2.3733e-06 | 2.3718e-06 | 2.3718e-06 | 1.9788e-06 | 1.9773e-06 | 1.9773e-06 | 5.481e-07 | 5.4775e-07 | 5.4775e-07 | 4.5698e-07 | 4.5663e-07 | 4.5663e-07 | -1.0968e-08 | 5.6507e-07 | -4.7589e-07 | 9.1803e-09 | -4.7731e-07 | 3.8991e-07 | 4.8946e-09 | -8.5915e-07 | -9.3337e-07 | -4.0008e-09 | 7.1209e-07 | 7.8154e-07 | -94.0796 | -94.0782 | -94.0782 | 85.42 | 85.4214 | 85.4214 |  | 0.021914 | 1.8774 | 1.9127 | 0.021914 | 1.8774 | 1.9127 | 61.872 | -150.7448 | 148.9066 | 61.8723 | -150.7448 | 148.9066
Line11_12_13 | 1.9778e-06 | 1.9765e-06 | 1.9765e-06 | 1.5832e-06 | 1.582e-06 | 1.582e-06 | 4.5675e-07 | 4.5646e-07 | 4.5646e-07 | 3.6564e-07 | 3.6534e-07 | 3.6534e-07 | -9.1404e-09 | 4.709e-07 | -3.9657e-07 | 7.3523e-09 | -3.8313e-07 | 3.106e-07 | 4.0788e-09 | -7.1596e-07 | -7.7781e-07 | -3.185e-09 | 5.689e-07 | 6.2598e-07 | -94.0796 | -94.0782 | -94.0782 | 85.295 | 85.2964 | 85.2964 |  | 0.021914 | 1.8774 | 1.9127 | 0.021914 | 1.8774 | 1.9127 | 61.8723 | -150.7448 | 148.9066 | 61.8725 | -150.7448 | 148.9066
Line12_13_15 | 1.1867e-06 | 1.1859e-06 | 1.1859e-06 | 0 | 0 | 0 | 2.7405e-07 | 2.7388e-07 | 2.7388e-07 | 0 | 0 | 0 | -5.4843e-09 | 2.8254e-07 | -2.3794e-07 | 3.6961e-09 | -1.9477e-07 | 1.5197e-07 | 2.4472e-09 | -4.2958e-07 | -4.6669e-07 | -1.5535e-09 | 2.8251e-07 | 3.1485e-07 | -94.0796 | -94.0782 | -94.0782 | 0 | 0 | 0 |  | 0.021914 | 1.8774 | 1.9127 | 0.021914 | 1.8774 | 1.9127 | 61.8725 | -150.7448 | 148.9066 | 61.8726 | -150.7448 | 148.9066
Line13_13_14 | 0 | 0 | 0 | 0 | 0 | 0 | 0 | 0 | 0 | 0 | 0 | 0 | -1.8281e-09 | 9.4179e-08 | -7.9315e-08 | 3.9908e-11 | -6.4153e-09 | -6.6609e-09 | 8.1575e-10 | -1.4319e-07 | -1.5556e-07 | 7.7948e-11 | -3.8709e-09 | 3.7291e-09 | 0 | 0 | 0 | 0 | 0 | 0 |  | 0.021914 | 1.8774 | 1.9127 | 0.021914 | 1.8774 | 1.9127 | 61.8725 | -150.7448 | 148.9066 | 61.8725 | -150.7448 | 148.9066
Line14_15_16 | 0 | 0 | 0 | 0 | 0 | 0 | 0 | 0 | 0 | 0 | 0 | 0 | -3.6562e-09 | 1.8836e-07 | -1.5863e-07 | 1.868e-09 | -1.0059e-07 | 7.2654e-08 | 1.6315e-09 | -2.8638e-07 | -3.1112e-07 | -7.3779e-10 | 1.3932e-07 | 1.5929e-07 | 0 | 0 | 0 | 0 | 0 | 0 |  | 0.021914 | 1.8774 | 1.9127 | 0.021914 | 1.8774 | 1.9127 | 61.8726 | -150.7448 | 148.9066 | 61.8727 | -150.7448 | 148.9066
Line15_16_17 | 0 | 0 | 0 | 0 | 0 | 0 | 0 | 0 | 0 | 0 | 0 | 0 | -1.8281e-09 | 9.4179e-08 | -7.9315e-08 | 3.9907e-11 | -6.4153e-09 | -6.6609e-09 | 8.1574e-10 | -1.4319e-07 | -1.5556e-07 | 7.7948e-11 | -3.8709e-09 | 3.7291e-09 | 0 | 0 | 0 | 0 | 0 | 0 |  | 0.021914 | 1.8774 | 1.9127 | 0.021914 | 1.8774 | 1.9127 | 61.8727 | -150.7448 | 148.9066 | 61.8727 | -150.7448 | 148.9066
Line16_4_18 | 0.15088 | 0 | 0 | 0.15088 | 0 | 0 | 0.034845 | 0 | 0 | 0.034845 | 0 | 0 | 0.00018972 | 9.3628e-08 | -7.9913e-08 | 2.9109e-16 | -6.3602e-09 | -6.6509e-09 | 0.00037943 | -1.4314e-07 | -1.5532e-07 | 3.943e-16 | -3.8719e-09 | 3.7041e-09 | -1.5646 | 0 | 0 | 178.4355 | 0 | 0 |  | 0.012174 | 1.8733 | 1.913 | 0 | 1.8712 | 1.9131 | 61.8704 | -150.8251 | 148.761 | 0 | -150.8653 | 148.6882
Line17_5_19 | 0 | 0 | 0 | 0 | 0 | 0 | 0 | 0 | 0 | 0 | 0 | 0 | -1.8281e-09 | 9.4179e-08 | -7.9315e-08 | 3.9909e-11 | -6.4153e-09 | -6.6609e-09 | 8.1578e-10 | -1.4319e-07 | -1.5556e-07 | 7.7947e-11 | -3.8709e-09 | 3.7291e-09 | 0 | 0 | 0 | 0 | 0 | 0 |  | 0.021914 | 1.8774 | 1.9127 | 0.021914 | 1.8774 | 1.9127 | 61.8714 | -150.7448 | 148.9066 | 61.8714 | -150.7448 | 148.9066
Line1_1_3 | 3.1645e-06 | 3.1624e-06 | 3.1624e-06 | 2.7699e-06 | 2.7679e-06 | 2.7679e-06 | 7.308e-07 | 7.3033e-07 | 7.3033e-07 | 6.3968e-07 | 6.3921e-07 | 6.3921e-07 | -1.4625e-08 | 7.5343e-07 | -6.3452e-07 | 1.2836e-08 | -6.6567e-07 | 5.4854e-07 | 6.5263e-09 | -1.1455e-06 | -1.2445e-06 | -5.6325e-09 | 9.9847e-07 | 1.0927e-06 | -94.0796 | -94.0782 | -94.0782 | 85.5629 | 85.5643 | 85.5643 |  | 0.021914 | 1.8774 | 1.9127 | 0.021914 | 1.8774 | 1.9127 | 61.8713 | -150.7448 | 148.9066 | 61.8717 | -150.7448 | 148.9066
Line2_1_4 | 0.10059 | 0.050294 | 0.050294 | 0.10059 | 0.050294 | 0.050294 | 0.02323 | 0.011615 | 0.011615 | 0.02323 | 0.011615 | 0.011615 | 0.00022768 | 0.018725 | 0.019332 | -0.00012649 | -0.018699 | -0.019307 | 0.00045531 | 0.011174 | -0.010947 | -0.00025295 | -0.011124 | 0.010997 | -1.5609 | 178.4283 | 178.4283 | 178.4394 | -1.5721 | -1.5721 |  | 0.021914 | 1.8774 | 1.9127 | 0.012174 | 1.8733 | 1.913 | 61.8713 | -150.7448 | 148.9066 | 61.8704 | -150.8251 | 148.761
Line3_1_5 | 0 | 0 | 0 | 0 | 0 | 0 | 0 | 0 | 0 | 0 | 0 | 0 | -3.6561e-09 | 1.8836e-07 | -1.5863e-07 | 1.868e-09 | -1.0059e-07 | 7.2654e-08 | 1.6316e-09 | -2.8638e-07 | -3.1112e-07 | -7.3784e-10 | 1.3932e-07 | 1.5929e-07 | 0 | 0 | 0 | 0 | 0 | 0 |  | 0.021914 | 1.8774 | 1.9127 | 0.021914 | 1.8774 | 1.9127 | 61.8713 | -150.7448 | 148.9066 | 61.8714 | -150.7448 | 148.9066
Line4_2_6 | 1.9778e-06 | 1.9765e-06 | 1.9765e-06 | 1.5832e-06 | 1.582e-06 | 1.582e-06 | 4.5675e-07 | 4.5646e-07 | 4.5646e-07 | 3.6564e-07 | 3.6534e-07 | 3.6534e-07 | -9.1404e-09 | 4.709e-07 | -3.9657e-07 | 7.3522e-09 | -3.8313e-07 | 3.106e-07 | 4.0789e-09 | -7.1596e-07 | -7.7781e-07 | -3.1851e-09 | 5.689e-07 | 6.2598e-07 | -94.0796 | -94.0782 | -94.0782 | 85.295 | 85.2964 | 85.2964 |  | 0.021914 | 1.8774 | 1.9127 | 0.021914 | 1.8774 | 1.9127 | 61.8716 | -150.7448 | 148.9066 | 61.8718 | -150.7448 | 148.9066
Line5_6_7 | 1.5822e-06 | 1.5812e-06 | 1.5812e-06 | 1.1877e-06 | 1.1867e-06 | 1.1867e-06 | 3.654e-07 | 3.6517e-07 | 3.6517e-07 | 2.7429e-07 | 2.7406e-07 | 2.7406e-07 | -7.3123e-09 | 3.7672e-07 | -3.1726e-07 | 5.5242e-09 | -2.8895e-07 | 2.3128e-07 | 3.2631e-09 | -5.7277e-07 | -6.2225e-07 | -2.3693e-09 | 4.2571e-07 | 4.7041e-07 | -94.0796 | -94.0782 | -94.0782 | 85.0868 | 85.088 | 85.088 |  | 0.021914 | 1.8774 | 1.9127 | 0.021914 | 1.8774 | 1.9127 | 61.8718 | -150.7448 | 148.9066 | 61.872 | -150.7448 | 148.9066
Line6_7_8 | 1.1867e-06 | 1.1859e-06 | 1.1859e-06 | 0 | 0 | 0 | 2.7405e-07 | 2.7388e-07 | 2.7388e-07 | 0 | 0 | 0 | -5.4842e-09 | 2.8254e-07 | -2.3794e-07 | 3.6961e-09 | -1.9477e-07 | 1.5197e-07 | 2.4473e-09 | -4.2958e-07 | -4.6669e-07 | -1.5536e-09 | 2.8251e-07 | 3.1485e-07 | -94.0796 | -94.0782 | -94.0782 | 0 | 0 | 0 |  | 0.021914 | 1.8774 | 1.9127 | 0.021914 | 1.8774 | 1.9127 | 61.872 | -150.7448 | 148.9066 | 61.8721 | -150.7448 | 148.9066
Line7_8_9 | 0 | 0 | 0 | 0 | 0 | 0 | 0 | 0 | 0 | 0 | 0 | 0 | -1.8281e-09 | 9.4179e-08 | -7.9315e-08 | 3.9908e-11 | -6.4153e-09 | -6.6609e-09 | 8.1576e-10 | -1.4319e-07 | -1.5556e-07 | 7.7948e-11 | -3.8709e-09 | 3.7291e-09 | 0 | 0 | 0 | 0 | 0 | 0 |  | 0.021914 | 1.8774 | 1.9127 | 0.021914 | 1.8774 | 1.9127 | 61.8721 | -150.7448 | 148.9066 | 61.8721 | -150.7448 | 148.9066
Line8_8_10 | 0 | 0 | 0 | 0 | 0 | 0 | 0 | 0 | 0 | 0 | 0 | 0 | -1.8281e-09 | 9.4179e-08 | -7.9315e-08 | 3.9908e-11 | -6.4153e-09 | -6.6609e-09 | 8.1576e-10 | -1.4319e-07 | -1.5556e-07 | 7.7948e-11 | -3.8709e-09 | 3.7291e-09 | 0 | 0 | 0 | 0 | 0 | 0 |  | 0.021914 | 1.8774 | 1.9127 | 0.021914 | 1.8774 | 1.9127 | 61.8721 | -150.7448 | 148.9066 | 61.8721 | -150.7448 | 148.9066
Line9_3_11 | 2.7689e-06 | 2.7671e-06 | 2.7671e-06 | 2.3743e-06 | 2.3726e-06 | 2.3726e-06 | 6.3945e-07 | 6.3904e-07 | 6.3904e-07 | 5.4833e-07 | 5.4792e-07 | 5.4792e-07 | -1.2797e-08 | 6.5925e-07 | -5.552e-07 | 1.1008e-08 | -5.7149e-07 | 4.6923e-07 | 5.7104e-09 | -1.0023e-06 | -1.0889e-06 | -4.8166e-09 | 8.5528e-07 | 9.371e-07 | -94.0796 | -94.0782 | -94.0782 | 85.5034 | 85.5048 | 85.5048 |  | 0.021914 | 1.8774 | 1.9127 | 0.021914 | 1.8774 | 1.9127 | 61.8717 | -150.7448 | 148.9066 | 61.872 | -150.7448 | 148.9066

## LG_max_fault_6
name | pf_ikss_a_from_ka | pf_ikss_b_from_ka | pf_ikss_c_from_ka | pf_ikss_a_to_ka | pf_ikss_b_to_ka | pf_ikss_c_to_ka | pf_skss_a_from_mw | pf_skss_b_from_mw | pf_skss_c_from_mw | pf_skss_a_to_mw | pf_skss_b_to_mw | pf_skss_c_to_mw | pf_p_a_from_mw | pf_p_b_from_mw | pf_p_c_from_mw | pf_p_a_to_mw | pf_p_b_to_mw | pf_p_c_to_mw | pf_q_a_from_mvar | pf_q_b_from_mvar | pf_q_c_from_mvar | pf_q_a_to_mvar | pf_q_b_to_mvar | pf_q_c_to_mvar | pf_ikss_a_from_degree | pf_ikss_b_from_degree | pf_ikss_c_from_degree | pf_ikss_a_to_degree | pf_ikss_b_to_degree | pf_ikss_c_to_degree | 3xI0 | pf_vm_a_from_pu | pf_vm_b_from_pu | pf_vm_c_from_pu | pf_vm_a_to_pu | pf_vm_b_to_pu | pf_vm_c_to_pu | pf_va_a_from_degree | pf_va_b_from_degree | pf_va_c_from_degree | pf_va_a_to_degree | pf_va_b_to_degree | pf_va_c_to_degree
Line0_1_2 | 0 | 0 | 0 | 0 | 0 | 0 | 0 | 0 | 0 | 0 | 0 | 0 | -6.9188e-08 | 1.0971e-07 | -3.7683e-08 | 5.8144e-08 | -9.1482e-08 | 3.0501e-08 | 6.3176e-08 | -3.6046e-09 | -1.2538e-07 | -5.2167e-08 | 2.2061e-09 | 1.048e-07 | 0 | 0 | 0 | 0 | 0 | 0 |  | 0.89067 | 1.0441 | 1.2454 | 0.89067 | 1.0441 | 1.2454 | 8.0349 | -131.4463 | 123.7078 | 8.0349 | -131.4463 | 123.7078
Line10_11_12 | 0 | 0 | 0 | 0 | 0 | 0 | 0 | 0 | 0 | 0 | 0 | 0 | -6.9188e-08 | 1.0971e-07 | -3.7683e-08 | 5.8144e-08 | -9.1482e-08 | 3.0501e-08 | 6.3176e-08 | -3.6046e-09 | -1.2538e-07 | -5.2167e-08 | 2.2061e-09 | 1.048e-07 | 0 | 0 | 0 | 0 | 0 | 0 |  | 0.89067 | 1.0441 | 1.2454 | 0.89067 | 1.0441 | 1.2454 | 8.0349 | -131.4463 | 123.7078 | 8.0349 | -131.4463 | 123.7078
Line11_12_13 | 0 | 0 | 0 | 0 | 0 | 0 | 0 | 0 | 0 | 0 | 0 | 0 | -5.7657e-08 | 9.1425e-08 | -3.1403e-08 | 4.6612e-08 | -7.3197e-08 | 2.422e-08 | 5.2647e-08 | -3.0039e-09 | -1.0449e-07 | -4.1638e-08 | 1.6053e-09 | 8.39e-08 | 0 | 0 | 0 | 0 | 0 | 0 |  | 0.89067 | 1.0441 | 1.2454 | 0.89067 | 1.0441 | 1.2454 | 8.0349 | -131.4463 | 123.7078 | 8.0349 | -131.4463 | 123.7078
Line12_13_15 | 0 | 0 | 0 | 0 | 0 | 0 | 0 | 0 | 0 | 0 | 0 | 0 | -3.4594e-08 | 5.4855e-08 | -1.8842e-08 | 2.3549e-08 | -3.6627e-08 | 1.1659e-08 | 3.1588e-08 | -1.8023e-09 | -6.2692e-08 | -2.0579e-08 | 4.038e-10 | 4.2105e-08 | 0 | 0 | 0 | 0 | 0 | 0 |  | 0.89067 | 1.0441 | 1.2454 | 0.89067 | 1.0441 | 1.2454 | 8.0349 | -131.4463 | 123.7078 | 8.0349 | -131.4463 | 123.7078
Line13_13_14 | 0 | 0 | 0 | 0 | 0 | 0 | 0 | 0 | 0 | 0 | 0 | 0 | -1.1531e-08 | 1.8285e-08 | -6.2806e-09 | 4.8668e-10 | -5.7483e-11 | -9.0217e-10 | 1.0529e-08 | -6.0077e-10 | -2.0897e-08 | 4.793e-10 | -7.9775e-10 | 3.1007e-10 | 0 | 0 | 0 | 0 | 0 | 0 |  | 0.89067 | 1.0441 | 1.2454 | 0.89067 | 1.0441 | 1.2454 | 8.0349 | -131.4463 | 123.7078 | 8.0349 | -131.4463 | 123.7078
Line14_15_16 | 0 | 0 | 0 | 0 | 0 | 0 | 0 | 0 | 0 | 0 | 0 | 0 | -2.3063e-08 | 3.657e-08 | -1.2561e-08 | 1.2018e-08 | -1.8342e-08 | 5.3784e-09 | 2.1059e-08 | -1.2015e-09 | -4.1795e-08 | -1.005e-08 | -1.9697e-10 | 2.1207e-08 | 0 | 0 | 0 | 0 | 0 | 0 |  | 0.89067 | 1.0441 | 1.2454 | 0.89067 | 1.0441 | 1.2454 | 8.0349 | -131.4463 | 123.7078 | 8.0349 | -131.4463 | 123.7078
Line15_16_17 | 0 | 0 | 0 | 0 | 0 | 0 | 0 | 0 | 0 | 0 | 0 | 0 | -1.1531e-08 | 1.8285e-08 | -6.2806e-09 | 4.8668e-10 | -5.7484e-11 | -9.0217e-10 | 1.0529e-08 | -6.0077e-10 | -2.0897e-08 | 4.793e-10 | -7.9775e-10 | 3.1007e-10 | 0 | 0 | 0 | 0 | 0 | 0 |  | 0.89067 | 1.0441 | 1.2454 | 0.89067 | 1.0441 | 1.2454 | 8.0349 | -131.4463 | 123.7078 | 8.0349 | -131.4463 | 123.7078
Line16_4_18 | 0.028959 | 0 | 0 | 0.028959 | 0 | 0 | 0.0066877 | 0 | 0 | 0.0066877 | 0 | 0 | 0.0042 | 1.8273e-08 | -6.3205e-09 | -0.004193 | -5.2044e-11 | -9.0088e-10 | 0.004207 | -6.1504e-10 | -2.0887e-08 | -0.004193 | -7.9476e-10 | 3.0468e-10 | -37.0508 | 0 | 0 | 142.9493 | 0 | 0 |  | 0.88889 | 1.0433 | 1.2453 | 0.88668 | 1.0428 | 1.2452 | 7.997 | -131.4269 | 123.6652 | 7.9493 | -131.4172 | 123.6439
Line17_5_19 | 0 | 0 | 0 | 0 | 0 | 0 | 0 | 0 | 0 | 0 | 0 | 0 | -1.1531e-08 | 1.8285e-08 | -6.2806e-09 | 4.8668e-10 | -5.7484e-11 | -9.0217e-10 | 1.0529e-08 | -6.0078e-10 | -2.0897e-08 | 4.793e-10 | -7.9775e-10 | 3.1007e-10 | 0 | 0 | 0 | 0 | 0 | 0 |  | 0.89067 | 1.0441 | 1.2454 | 0.89067 | 1.0441 | 1.2454 | 8.0349 | -131.4463 | 123.7078 | 8.0349 | -131.4463 | 123.7078
Line1_1_3 | 0 | 0 | 0 | 0 | 0 | 0 | 0 | 0 | 0 | 0 | 0 | 0 | -9.2251e-08 | 1.4628e-07 | -5.0244e-08 | 8.1206e-08 | -1.2805e-07 | 4.3062e-08 | 8.4235e-08 | -4.8062e-09 | -1.6718e-07 | -7.3226e-08 | 3.4077e-09 | 1.4659e-07 | 0 | 0 | 0 | 0 | 0 | 0 |  | 0.89067 | 1.0441 | 1.2454 | 0.89067 | 1.0441 | 1.2454 | 8.0349 | -131.4463 | 123.7078 | 8.0349 | -131.4463 | 123.7078
Line2_1_4 | 0.019306 | 0.0096528 | 0.0096528 | 0.019306 | 0.0096528 | 0.0096528 | 0.0044585 | 0.0022292 | 0.0022292 | 0.0044585 | 0.0022292 | 0.0022292 | 0.0028039 | 0.0001781 | 0.0026212 | -0.0028002 | -0.00017715 | -0.0026203 | 0.002812 | 0.0023208 | -0.00091457 | -0.0028045 | -0.0023189 | 0.00091642 | -37.0471 | 142.9421 | 142.9421 | 142.9532 | -37.0583 | -37.0583 |  | 0.89067 | 1.0441 | 1.2454 | 0.88889 | 1.0433 | 1.2453 | 8.0349 | -131.4463 | 123.7078 | 7.997 | -131.4269 | 123.6652
Line3_1_5 | 0 | 0 | 0 | 0 | 0 | 0 | 0 | 0 | 0 | 0 | 0 | 0 | -2.3063e-08 | 3.657e-08 | -1.2561e-08 | 1.2018e-08 | -1.8342e-08 | 5.3784e-09 | 2.1059e-08 | -1.2016e-09 | -4.1795e-08 | -1.005e-08 | -1.9697e-10 | 2.1207e-08 | 0 | 0 | 0 | 0 | 0 | 0 |  | 0.89067 | 1.0441 | 1.2454 | 0.89067 | 1.0441 | 1.2454 | 8.0349 | -131.4463 | 123.7078 | 8.0349 | -131.4463 | 123.7078
Line4_2_6 | 0 | 0 | 0 | 0 | 0 | 0 | 0 | 0 | 0 | 0 | 0 | 0 | -5.7657e-08 | 9.1425e-08 | -3.1403e-08 | 4.6612e-08 | -7.3197e-08 | 2.422e-08 | 5.2647e-08 | -3.0039e-09 | -1.0449e-07 | -4.1638e-08 | 1.6054e-09 | 8.39e-08 | 0 | 0 | 0 | 0 | 0 | 0 |  | 0.89067 | 1.0441 | 1.2454 | 0.89067 | 1.0441 | 1.2454 | 8.0349 | -131.4463 | 123.7078 | 8.0349 | -131.4463 | 123.7078
Line5_6_7 | 0 | 0 | 0 | 0 | 0 | 0 | 0 | 0 | 0 | 0 | 0 | 0 | -4.6126e-08 | 7.314e-08 | -2.5122e-08 | 3.5081e-08 | -5.4912e-08 | 1.7939e-08 | 4.2117e-08 | -2.4031e-09 | -8.359e-08 | -3.1109e-08 | 1.0046e-09 | 6.3002e-08 | 0 | 0 | 0 | 0 | 0 | 0 |  | 0.89067 | 1.0441 | 1.2454 | 0.89067 | 1.0441 | 1.2454 | 8.0349 | -131.4463 | 123.7078 | 8.0349 | -131.4463 | 123.7078
Line6_7_8 | 0 | 0 | 0 | 0 | 0 | 0 | 0 | 0 | 0 | 0 | 0 | 0 | -3.4594e-08 | 5.4855e-08 | -1.8842e-08 | 2.3549e-08 | -3.6627e-08 | 1.1659e-08 | 3.1588e-08 | -1.8023e-09 | -6.2692e-08 | -2.0579e-08 | 4.038e-10 | 4.2105e-08 | 0 | 0 | 0 | 0 | 0 | 0 |  | 0.89067 | 1.0441 | 1.2454 | 0.89067 | 1.0441 | 1.2454 | 8.0349 | -131.4463 | 123.7078 | 8.0349 | -131.4463 | 123.7078
Line7_8_9 | 0 | 0 | 0 | 0 | 0 | 0 | 0 | 0 | 0 | 0 | 0 | 0 | -1.1531e-08 | 1.8285e-08 | -6.2806e-09 | 4.8668e-10 | -5.7483e-11 | -9.0217e-10 | 1.0529e-08 | -6.0077e-10 | -2.0897e-08 | 4.793e-10 | -7.9775e-10 | 3.1007e-10 | 0 | 0 | 0 | 0 | 0 | 0 |  | 0.89067 | 1.0441 | 1.2454 | 0.89067 | 1.0441 | 1.2454 | 8.0349 | -131.4463 | 123.7078 | 8.0349 | -131.4463 | 123.7078
Line8_8_10 | 0 | 0 | 0 | 0 | 0 | 0 | 0 | 0 | 0 | 0 | 0 | 0 | -1.1531e-08 | 1.8285e-08 | -6.2806e-09 | 4.8668e-10 | -5.7483e-11 | -9.0217e-10 | 1.0529e-08 | -6.0077e-10 | -2.0897e-08 | 4.793e-10 | -7.9775e-10 | 3.1007e-10 | 0 | 0 | 0 | 0 | 0 | 0 |  | 0.89067 | 1.0441 | 1.2454 | 0.89067 | 1.0441 | 1.2454 | 8.0349 | -131.4463 | 123.7078 | 8.0349 | -131.4463 | 123.7078
Line9_3_11 | 0 | 0 | 0 | 0 | 0 | 0 | 0 | 0 | 0 | 0 | 0 | 0 | -8.072e-08 | 1.2799e-07 | -4.3964e-08 | 6.9675e-08 | -1.0977e-07 | 3.6781e-08 | 7.3705e-08 | -4.2054e-09 | -1.4628e-07 | -6.2697e-08 | 2.8069e-09 | 1.2569e-07 | 0 | 0 | 0 | 0 | 0 | 0 |  | 0.89067 | 1.0441 | 1.2454 | 0.89067 | 1.0441 | 1.2454 | 8.0349 | -131.4463 | 123.7078 | 8.0349 | -131.4463 | 123.7078

## LG_max_fault_10
name | pf_ikss_a_from_ka | pf_ikss_b_from_ka | pf_ikss_c_from_ka | pf_ikss_a_to_ka | pf_ikss_b_to_ka | pf_ikss_c_to_ka | pf_skss_a_from_mw | pf_skss_b_from_mw | pf_skss_c_from_mw | pf_skss_a_to_mw | pf_skss_b_to_mw | pf_skss_c_to_mw | pf_p_a_from_mw | pf_p_b_from_mw | pf_p_c_from_mw | pf_p_a_to_mw | pf_p_b_to_mw | pf_p_c_to_mw | pf_q_a_from_mvar | pf_q_b_from_mvar | pf_q_c_from_mvar | pf_q_a_to_mvar | pf_q_b_to_mvar | pf_q_c_to_mvar | pf_ikss_a_from_degree | pf_ikss_b_from_degree | pf_ikss_c_from_degree | pf_ikss_a_to_degree | pf_ikss_b_to_degree | pf_ikss_c_to_degree | 3xI0 | pf_vm_a_from_pu | pf_vm_b_from_pu | pf_vm_c_from_pu | pf_vm_a_to_pu | pf_vm_b_to_pu | pf_vm_c_to_pu | pf_va_a_from_degree | pf_va_b_from_degree | pf_va_c_from_degree | pf_va_a_to_degree | pf_va_b_to_degree | pf_va_c_to_degree
Line0_1_2 | 0 | 0 | 0 | 0 | 0 | 0 | 0 | 0 | 0 | 0 | 0 | 0 | -7.5927e-08 | 1.2039e-07 | -4.1353e-08 | 6.3807e-08 | -1.0039e-07 | 3.3471e-08 | 6.9329e-08 | -3.9465e-09 | -1.376e-07 | -5.7249e-08 | 2.4133e-09 | 1.1501e-07 | 0 | 0 | 0 | 0 | 0 | 0 |  | 0.93303 | 1.0938 | 1.3047 | 0.93303 | 1.0938 | 1.3047 | 8.0312 | -131.4456 | 123.705 | 8.0312 | -131.4456 | 123.705
Line10_11_12 | 0 | 0 | 0 | 0 | 0 | 0 | 0 | 0 | 0 | 0 | 0 | 0 | -7.5927e-08 | 1.2039e-07 | -4.1353e-08 | 6.3807e-08 | -1.0039e-07 | 3.3471e-08 | 6.9329e-08 | -3.9465e-09 | -1.376e-07 | -5.7249e-08 | 2.4133e-09 | 1.1501e-07 | 0 | 0 | 0 | 0 | 0 | 0 |  | 0.93303 | 1.0938 | 1.3047 | 0.93303 | 1.0938 | 1.3047 | 8.0312 | -131.4456 | 123.705 | 8.0312 | -131.4456 | 123.705
Line11_12_13 | 0 | 0 | 0 | 0 | 0 | 0 | 0 | 0 | 0 | 0 | 0 | 0 | -6.3273e-08 | 1.0033e-07 | -3.4461e-08 | 5.1152e-08 | -8.0324e-08 | 2.6578e-08 | 5.7774e-08 | -3.2887e-09 | -1.1467e-07 | -4.5694e-08 | 1.7556e-09 | 9.2075e-08 | 0 | 0 | 0 | 0 | 0 | 0 |  | 0.93303 | 1.0938 | 1.3047 | 0.93303 | 1.0938 | 1.3047 | 8.0312 | -131.4456 | 123.705 | 8.0312 | -131.4456 | 123.705
Line12_13_15 | 0 | 0 | 0 | 0 | 0 | 0 | 0 | 0 | 0 | 0 | 0 | 0 | -3.7964e-08 | 6.0196e-08 | -2.0676e-08 | 2.5843e-08 | -4.0193e-08 | 1.2794e-08 | 3.4665e-08 | -1.9732e-09 | -6.8801e-08 | -2.2584e-08 | 4.4006e-10 | 4.6207e-08 | 0 | 0 | 0 | 0 | 0 | 0 |  | 0.93303 | 1.0938 | 1.3047 | 0.93303 | 1.0938 | 1.3047 | 8.0312 | -131.4456 | 123.705 | 8.0312 | -131.4456 | 123.705
Line13_13_14 | 0 | 0 | 0 | 0 | 0 | 0 | 0 | 0 | 0 | 0 | 0 | 0 | -1.2655e-08 | 2.0065e-08 | -6.8921e-09 | 5.3433e-10 | -6.2821e-11 | -9.9014e-10 | 1.1555e-08 | -6.5775e-10 | -2.2934e-08 | 5.2576e-10 | -8.7543e-10 | 3.4004e-10 | 0 | 0 | 0 | 0 | 0 | 0 |  | 0.93303 | 1.0938 | 1.3047 | 0.93303 | 1.0938 | 1.3047 | 8.0312 | -131.4456 | 123.705 | 8.0312 | -131.4456 | 123.705
Line14_15_16 | 0 | 0 | 0 | 0 | 0 | 0 | 0 | 0 | 0 | 0 | 0 | 0 | -2.5309e-08 | 4.0131e-08 | -1.3784e-08 | 1.3189e-08 | -2.0128e-08 | 5.902e-09 | 2.311e-08 | -1.3155e-09 | -4.5867e-08 | -1.1029e-08 | -2.1769e-10 | 2.3274e-08 | 0 | 0 | 0 | 0 | 0 | 0 |  | 0.93303 | 1.0938 | 1.3047 | 0.93303 | 1.0938 | 1.3047 | 8.0312 | -131.4456 | 123.705 | 8.0312 | -131.4456 | 123.705
Line15_16_17 | 0 | 0 | 0 | 0 | 0 | 0 | 0 | 0 | 0 | 0 | 0 | 0 | -1.2655e-08 | 2.0065e-08 | -6.8921e-09 | 5.3433e-10 | -6.2821e-11 | -9.9014e-10 | 1.1555e-08 | -6.5775e-10 | -2.2934e-08 | 5.2576e-10 | -8.7543e-10 | 3.4004e-10 | 0 | 0 | 0 | 0 | 0 | 0 |  | 0.93303 | 1.0938 | 1.3047 | 0.93303 | 1.0938 | 1.3047 | 8.0312 | -131.4456 | 123.705 | 8.0312 | -131.4456 | 123.705
Line16_4_18 | 0.030336 | 0 | 0 | 0.030336 | 0 | 0 | 0.0070058 | 0 | 0 | 0.0070058 | 0 | 0 | 0.004609 | 2.0052e-08 | -6.936e-09 | -0.0046013 | -5.6853e-11 | -9.8873e-10 | 0.0046167 | -6.734e-10 | -2.2923e-08 | -0.0046013 | -8.7215e-10 | 3.3413e-10 | -37.0545 | 0 | 0 | 142.9456 | 0 | 0 |  | 0.93117 | 1.0929 | 1.3046 | 0.92884 | 1.0924 | 1.3045 | 7.9932 | -131.4262 | 123.6624 | 7.9456 | -131.4166 | 123.641
Line17_5_19 | 0 | 0 | 0 | 0 | 0 | 0 | 0 | 0 | 0 | 0 | 0 | 0 | -1.2655e-08 | 2.0065e-08 | -6.8921e-09 | 5.3433e-10 | -6.2821e-11 | -9.9014e-10 | 1.1555e-08 | -6.5775e-10 | -2.2934e-08 | 5.2576e-10 | -8.7543e-10 | 3.4004e-10 | 0 | 0 | 0 | 0 | 0 | 0 |  | 0.93303 | 1.0938 | 1.3047 | 0.93303 | 1.0938 | 1.3047 | 8.0312 | -131.4456 | 123.705 | 8.0312 | -131.4456 | 123.705
Line1_1_3 | 0 | 0 | 0 | 0 | 0 | 0 | 0 | 0 | 0 | 0 | 0 | 0 | -1.0124e-07 | 1.6052e-07 | -5.5137e-08 | 8.9116e-08 | -1.4052e-07 | 4.7255e-08 | 9.2439e-08 | -5.262e-09 | -1.8347e-07 | -8.0358e-08 | 3.7288e-09 | 1.6088e-07 | 0 | 0 | 0 | 0 | 0 | 0 |  | 0.93303 | 1.0938 | 1.3047 | 0.93303 | 1.0938 | 1.3047 | 8.0312 | -131.4456 | 123.705 | 8.0312 | -131.4456 | 123.705
Line2_1_4 | 0.020224 | 0.010112 | 0.010112 | 0.020224 | 0.010112 | 0.010112 | 0.0046705 | 0.0023352 | 0.0023352 | 0.0046705 | 0.0023352 | 0.0023352 | 0.003077 | 0.00019525 | 0.0028767 | -0.0030729 | -0.00019421 | -0.0028757 | 0.0030858 | 0.0025468 | -0.0010036 | -0.0030776 | -0.0025448 | 0.0010057 | -37.0508 | 142.9384 | 142.9384 | 142.9494 | -37.062 | -37.062 |  | 0.93303 | 1.0938 | 1.3047 | 0.93117 | 1.0929 | 1.3046 | 8.0312 | -131.4456 | 123.705 | 7.9932 | -131.4262 | 123.6624
Line3_1_5 | 0 | 0 | 0 | 0 | 0 | 0 | 0 | 0 | 0 | 0 | 0 | 0 | -2.5309e-08 | 4.0131e-08 | -1.3784e-08 | 1.3189e-08 | -2.0128e-08 | 5.902e-09 | 2.311e-08 | -1.3155e-09 | -4.5867e-08 | -1.1029e-08 | -2.1768e-10 | 2.3274e-08 | 0 | 0 | 0 | 0 | 0 | 0 |  | 0.93303 | 1.0938 | 1.3047 | 0.93303 | 1.0938 | 1.3047 | 8.0312 | -131.4456 | 123.705 | 8.0312 | -131.4456 | 123.705
Line4_2_6 | 0 | 0 | 0 | 0 | 0 | 0 | 0 | 0 | 0 | 0 | 0 | 0 | -6.3273e-08 | 1.0033e-07 | -3.4461e-08 | 5.1152e-08 | -8.0324e-08 | 2.6578e-08 | 5.7774e-08 | -3.2887e-09 | -1.1467e-07 | -4.5694e-08 | 1.7556e-09 | 9.2075e-08 | 0 | 0 | 0 | 0 | 0 | 0 |  | 0.93303 | 1.0938 | 1.3047 | 0.93303 | 1.0938 | 1.3047 | 8.0312 | -131.4456 | 123.705 | 8.0312 | -131.4456 | 123.705
Line5_6_7 | 0 | 0 | 0 | 0 | 0 | 0 | 0 | 0 | 0 | 0 | 0 | 0 | -5.0618e-08 | 8.0261e-08 | -2.7569e-08 | 3.8498e-08 | -6.0259e-08 | 1.9686e-08 | 4.622e-08 | -2.631e-09 | -9.1735e-08 | -3.4139e-08 | 1.0978e-09 | 6.9141e-08 | 0 | 0 | 0 | 0 | 0 | 0 |  | 0.93303 | 1.0938 | 1.3047 | 0.93303 | 1.0938 | 1.3047 | 8.0312 | -131.4456 | 123.705 | 8.0312 | -131.4456 | 123.705
Line6_7_8 | 0 | 0 | 0 | 0 | 0 | 0 | 0 | 0 | 0 | 0 | 0 | 0 | -3.7964e-08 | 6.0196e-08 | -2.0676e-08 | 2.5843e-08 | -4.0193e-08 | 1.2794e-08 | 3.4665e-08 | -1.9732e-09 | -6.8801e-08 | -2.2584e-08 | 4.4006e-10 | 4.6207e-08 | 0 | 0 | 0 | 0 | 0 | 0 |  | 0.93303 | 1.0938 | 1.3047 | 0.93303 | 1.0938 | 1.3047 | 8.0312 | -131.4456 | 123.705 | 8.0312 | -131.4456 | 123.705
Line7_8_9 | 0 | 0 | 0 | 0 | 0 | 0 | 0 | 0 | 0 | 0 | 0 | 0 | -1.2655e-08 | 2.0065e-08 | -6.8921e-09 | 5.3433e-10 | -6.2821e-11 | -9.9014e-10 | 1.1555e-08 | -6.5775e-10 | -2.2934e-08 | 5.2576e-10 | -8.7543e-10 | 3.4004e-10 | 0 | 0 | 0 | 0 | 0 | 0 |  | 0.93303 | 1.0938 | 1.3047 | 0.93303 | 1.0938 | 1.3047 | 8.0312 | -131.4456 | 123.705 | 8.0312 | -131.4456 | 123.705
Line8_8_10 | 0 | 0 | 0 | 0 | 0 | 0 | 0 | 0 | 0 | 0 | 0 | 0 | -1.2655e-08 | 2.0065e-08 | -6.8921e-09 | 5.3433e-10 | -6.2821e-11 | -9.9014e-10 | 1.1555e-08 | -6.5775e-10 | -2.2934e-08 | 5.2576e-10 | -8.7543e-10 | 3.4004e-10 | 0 | 0 | 0 | 0 | 0 | 0 |  | 0.93303 | 1.0938 | 1.3047 | 0.93303 | 1.0938 | 1.3047 | 8.0312 | -131.4456 | 123.705 | 8.0312 | -131.4456 | 123.705
Line9_3_11 | 0 | 0 | 0 | 0 | 0 | 0 | 0 | 0 | 0 | 0 | 0 | 0 | -8.8582e-08 | 1.4046e-07 | -4.8245e-08 | 7.6462e-08 | -1.2045e-07 | 4.0363e-08 | 8.0884e-08 | -4.6042e-09 | -1.6054e-07 | -6.8803e-08 | 3.071e-09 | 1.3794e-07 | 0 | 0 | 0 | 0 | 0 | 0 |  | 0.93303 | 1.0938 | 1.3047 | 0.93303 | 1.0938 | 1.3047 | 8.0312 | -131.4456 | 123.705 | 8.0312 | -131.4456 | 123.705

## LG_min_6
name | pf_ikss_a_from_ka | pf_ikss_b_from_ka | pf_ikss_c_from_ka | pf_ikss_a_to_ka | pf_ikss_b_to_ka | pf_ikss_c_to_ka | pf_skss_a_from_mw | pf_skss_b_from_mw | pf_skss_c_from_mw | pf_skss_a_to_mw | pf_skss_b_to_mw | pf_skss_c_to_mw | pf_p_a_from_mw | pf_p_b_from_mw | pf_p_c_from_mw | pf_p_a_to_mw | pf_p_b_to_mw | pf_p_c_to_mw | pf_q_a_from_mvar | pf_q_b_from_mvar | pf_q_c_from_mvar | pf_q_a_to_mvar | pf_q_b_to_mvar | pf_q_c_to_mvar | pf_ikss_a_from_degree | pf_ikss_b_from_degree | pf_ikss_c_from_degree | pf_ikss_a_to_degree | pf_ikss_b_to_degree | pf_ikss_c_to_degree | 3xI0 | pf_vm_a_from_pu | pf_vm_b_from_pu | pf_vm_c_from_pu | pf_vm_a_to_pu | pf_vm_b_to_pu | pf_vm_c_to_pu | pf_va_a_from_degree | pf_va_b_from_degree | pf_va_c_from_degree | pf_va_a_to_degree | pf_va_b_to_degree | pf_va_c_to_degree
Line0_1_2 | 2.0331e-06 | 2.0318e-06 | 2.0318e-06 | 1.6951e-06 | 1.6938e-06 | 1.6938e-06 | 4.6951e-07 | 4.6922e-07 | 4.6922e-07 | 3.9146e-07 | 3.9116e-07 | 3.9116e-07 | -8.2079e-09 | 4.1787e-07 | -3.5226e-07 | 6.8956e-09 | -3.5295e-07 | 2.8865e-07 | 7.2146e-09 | -6.3215e-07 | -6.8683e-07 | -5.9551e-09 | 5.2393e-07 | 5.7512e-07 | -94.0627 | -94.0613 | -94.0613 | 85.437 | 85.4383 | 85.4383 |  | 0.023275 | 1.615 | 1.6451 | 0.023275 | 1.615 | 1.6451 | 44.6224 | -150.5955 | 148.7862 | 44.6227 | -150.5955 | 148.7862
Line10_11_12 | 2.0331e-06 | 2.0318e-06 | 2.0318e-06 | 1.6951e-06 | 1.6938e-06 | 1.6938e-06 | 4.6951e-07 | 4.6922e-07 | 4.6922e-07 | 3.9146e-07 | 3.9116e-07 | 3.9116e-07 | -8.208e-09 | 4.1787e-07 | -3.5226e-07 | 6.8957e-09 | -3.5295e-07 | 2.8865e-07 | 7.2145e-09 | -6.3215e-07 | -6.8683e-07 | -5.9551e-09 | 5.2393e-07 | 5.7512e-07 | -94.0627 | -94.0613 | -94.0613 | 85.4369 | 85.4383 | 85.4383 |  | 0.023275 | 1.615 | 1.6451 | 0.023275 | 1.615 | 1.6451 | 44.6231 | -150.5956 | 148.7862 | 44.6234 | -150.5956 | 148.7862
Line11_12_13 | 1.6942e-06 | 1.6931e-06 | 1.6931e-06 | 1.3562e-06 | 1.3552e-06 | 1.3552e-06 | 3.9126e-07 | 3.9101e-07 | 3.9101e-07 | 3.1321e-07 | 3.1296e-07 | 3.1296e-07 | -6.84e-09 | 3.4822e-07 | -2.9355e-07 | 5.5277e-09 | -2.833e-07 | 2.2994e-07 | 6.012e-09 | -5.2679e-07 | -5.7236e-07 | -4.7526e-09 | 4.1857e-07 | 4.6065e-07 | -94.0627 | -94.0613 | -94.0613 | 85.3119 | 85.3132 | 85.3132 |  | 0.023275 | 1.615 | 1.6451 | 0.023275 | 1.615 | 1.6451 | 44.6234 | -150.5956 | 148.7862 | 44.6236 | -150.5956 | 148.7862
Line12_13_15 | 1.0165e-06 | 1.0159e-06 | 1.0159e-06 | 0 | 0 | 0 | 2.3476e-07 | 2.3461e-07 | 2.3461e-07 | 0 | 0 | 0 | -4.104e-09 | 2.0893e-07 | -1.7613e-07 | 2.7917e-09 | -1.4401e-07 | 1.1252e-07 | 3.6072e-09 | -3.1608e-07 | -3.4342e-07 | -2.3478e-09 | 2.0785e-07 | 2.317e-07 | -94.0627 | -94.0613 | -94.0613 | 0 | 0 | 0 |  | 0.023275 | 1.615 | 1.6451 | 0.023275 | 1.615 | 1.6451 | 44.6236 | -150.5956 | 148.7862 | 44.6237 | -150.5956 | 148.7862
Line13_13_14 | 0 | 0 | 0 | 0 | 0 | 0 | 0 | 0 | 0 | 0 | 0 | 0 | -1.368e-09 | 6.9645e-08 | -5.8711e-08 | 5.5717e-11 | -4.721e-09 | -4.9009e-09 | 1.2024e-09 | -1.0536e-07 | -1.1447e-07 | 5.695e-11 | -2.8633e-09 | 2.7594e-09 | 0 | 0 | 0 | 0 | 0 | 0 |  | 0.023275 | 1.615 | 1.6451 | 0.023275 | 1.615 | 1.6451 | 44.6236 | -150.5956 | 148.7862 | 44.6236 | -150.5956 | 148.7862
Line14_15_16 | 0 | 0 | 0 | 0 | 0 | 0 | 0 | 0 | 0 | 0 | 0 | 0 | -2.736e-09 | 1.3929e-07 | -1.1742e-07 | 1.4237e-09 | -7.4366e-08 | 5.381e-08 | 2.4048e-09 | -2.1072e-07 | -2.2894e-07 | -1.1454e-09 | 1.025e-07 | 1.1723e-07 | 0 | 0 | 0 | 0 | 0 | 0 |  | 0.023275 | 1.615 | 1.6451 | 0.023275 | 1.615 | 1.6451 | 44.6237 | -150.5956 | 148.7862 | 44.6238 | -150.5956 | 148.7862
Line15_16_17 | 0 | 0 | 0 | 0 | 0 | 0 | 0 | 0 | 0 | 0 | 0 | 0 | -1.368e-09 | 6.9645e-08 | -5.8711e-08 | 5.5717e-11 | -4.721e-09 | -4.9009e-09 | 1.2024e-09 | -1.0536e-07 | -1.1447e-07 | 5.695e-11 | -2.8633e-09 | 2.7594e-09 | 0 | 0 | 0 | 0 | 0 | 0 |  | 0.023275 | 1.615 | 1.6451 | 0.023275 | 1.615 | 1.6451 | 44.6238 | -150.5956 | 148.7862 | 44.6238 | -150.5956 | 148.7862
Line16_4_18 | 0.12925 | 0 | 0 | 0.12925 | 0 | 0 | 0.029849 | 0 | 0 | 0.029849 | 0 | 0 | 0.00026729 | 6.9251e-08 | -5.9199e-08 | -9.0874e-17 | -4.6586e-09 | -4.8713e-09 | 0.00027843 | -1.0525e-07 | -1.142e-07 | -1.9487e-16 | -2.8561e-09 | 2.7333e-09 | -1.5477 | 0 | 0 | 178.4525 | 0 | 0 |  | 0.01293 | 1.61 | 1.6438 | 0 | 1.6075 | 1.6432 | 44.6215 | -150.6438 | 148.6115 | 0 | -150.6681 | 148.524
Line17_5_19 | 0 | 0 | 0 | 0 | 0 | 0 | 0 | 0 | 0 | 0 | 0 | 0 | -1.368e-09 | 6.9645e-08 | -5.8711e-08 | 5.5718e-11 | -4.721e-09 | -4.9009e-09 | 1.2024e-09 | -1.0536e-07 | -1.1447e-07 | 5.6949e-11 | -2.8633e-09 | 2.7594e-09 | 0 | 0 | 0 | 0 | 0 | 0 |  | 0.023275 | 1.615 | 1.6451 | 0.023275 | 1.615 | 1.6451 | 44.6225 | -150.5955 | 148.7862 | 44.6225 | -150.5955 | 148.7862
Line1_1_3 | 2.7107e-06 | 2.709e-06 | 2.709e-06 | 2.3727e-06 | 2.371e-06 | 2.371e-06 | 6.2602e-07 | 6.2562e-07 | 6.2562e-07 | 5.4796e-07 | 5.4756e-07 | 5.4756e-07 | -1.0944e-08 | 5.5716e-07 | -4.6969e-07 | 9.6316e-09 | -4.9224e-07 | 4.0607e-07 | 9.6194e-09 | -8.4287e-07 | -9.1578e-07 | -8.36e-09 | 7.3465e-07 | 8.0406e-07 | -94.0627 | -94.0613 | -94.0613 | 85.5798 | 85.5812 | 85.5812 |  | 0.023275 | 1.615 | 1.6451 | 0.023275 | 1.615 | 1.6451 | 44.6224 | -150.5955 | 148.7862 | 44.6228 | -150.5956 | 148.7862
Line2_1_4 | 0.086167 | 0.043083 | 0.043083 | 0.086167 | 0.043083 | 0.043083 | 0.0199 | 0.0099497 | 0.0099497 | 0.0199 | 0.0099497 | 0.0099497 | 0.00032077 | 0.013779 | 0.014224 | -0.00017821 | -0.013744 | -0.014188 | 0.0003341 | 0.0082661 | -0.0080995 | -0.00018561 | -0.0082291 | 0.0081365 | -1.5439 | 178.4453 | 178.4453 | 178.4563 | -1.5552 | -1.5552 |  | 0.023275 | 1.615 | 1.6451 | 0.01293 | 1.61 | 1.6438 | 44.6224 | -150.5955 | 148.7862 | 44.6215 | -150.6438 | 148.6115
Line3_1_5 | 0 | 0 | 0 | 0 | 0 | 0 | 0 | 0 | 0 | 0 | 0 | 0 | -2.736e-09 | 1.3929e-07 | -1.1742e-07 | 1.4237e-09 | -7.4366e-08 | 5.381e-08 | 2.4049e-09 | -2.1072e-07 | -2.2894e-07 | -1.1455e-09 | 1.025e-07 | 1.1723e-07 | 0 | 0 | 0 | 0 | 0 | 0 |  | 0.023275 | 1.615 | 1.6451 | 0.023275 | 1.615 | 1.6451 | 44.6224 | -150.5955 | 148.7862 | 44.6225 | -150.5955 | 148.7862
Line4_2_6 | 1.6942e-06 | 1.6931e-06 | 1.6931e-06 | 1.3562e-06 | 1.3552e-06 | 1.3552e-06 | 3.9126e-07 | 3.9101e-07 | 3.9101e-07 | 3.1321e-07 | 3.1296e-07 | 3.1296e-07 | -6.8399e-09 | 3.4822e-07 | -2.9355e-07 | 5.5277e-09 | -2.833e-07 | 2.2994e-07 | 6.0121e-09 | -5.2679e-07 | -5.7236e-07 | -4.7527e-09 | 4.1857e-07 | 4.6065e-07 | -94.0627 | -94.0613 | -94.0613 | 85.312 | 85.3133 | 85.3133 |  | 0.023275 | 1.615 | 1.6451 | 0.023275 | 1.615 | 1.6451 | 44.6227 | -150.5955 | 148.7862 | 44.6229 | -150.5956 | 148.7862
Line5_6_7 | 1.3554e-06 | 1.3545e-06 | 1.3545e-06 | 1.0174e-06 | 1.0166e-06 | 1.0166e-06 | 3.1301e-07 | 3.1281e-07 | 3.1281e-07 | 2.3496e-07 | 2.3477e-07 | 2.3477e-07 | -5.4719e-09 | 2.7858e-07 | -2.3484e-07 | 4.1597e-09 | -2.1366e-07 | 1.7123e-07 | 4.8097e-09 | -4.2143e-07 | -4.5789e-07 | -3.5503e-09 | 3.1321e-07 | 3.4618e-07 | -94.0627 | -94.0613 | -94.0613 | 85.1037 | 85.1049 | 85.1049 |  | 0.023275 | 1.615 | 1.6451 | 0.023275 | 1.615 | 1.6451 | 44.6229 | -150.5956 | 148.7862 | 44.6231 | -150.5956 | 148.7862
Line6_7_8 | 1.0165e-06 | 1.0159e-06 | 1.0159e-06 | 0 | 0 | 0 | 2.3476e-07 | 2.3461e-07 | 2.3461e-07 | 0 | 0 | 0 | -4.104e-09 | 2.0893e-07 | -1.7613e-07 | 2.7917e-09 | -1.4401e-07 | 1.1252e-07 | 3.6072e-09 | -3.1608e-07 | -3.4342e-07 | -2.3479e-09 | 2.0785e-07 | 2.317e-07 | -94.0627 | -94.0613 | -94.0613 | 0 | 0 | 0 |  | 0.023275 | 1.615 | 1.6451 | 0.023275 | 1.615 | 1.6451 | 44.6231 | -150.5956 | 148.7862 | 44.6232 | -150.5956 | 148.7862
Line7_8_9 | 0 | 0 | 0 | 0 | 0 | 0 | 0 | 0 | 0 | 0 | 0 | 0 | -1.368e-09 | 6.9645e-08 | -5.8711e-08 | 5.5718e-11 | -4.721e-09 | -4.9009e-09 | 1.2024e-09 | -1.0536e-07 | -1.1447e-07 | 5.695e-11 | -2.8633e-09 | 2.7594e-09 | 0 | 0 | 0 | 0 | 0 | 0 |  | 0.023275 | 1.615 | 1.6451 | 0.023275 | 1.615 | 1.6451 | 44.6232 | -150.5956 | 148.7862 | 44.6232 | -150.5956 | 148.7862
Line8_8_10 | 0 | 0 | 0 | 0 | 0 | 0 | 0 | 0 | 0 | 0 | 0 | 0 | -1.368e-09 | 6.9645e-08 | -5.8711e-08 | 5.5718e-11 | -4.721e-09 | -4.9009e-09 | 1.2024e-09 | -1.0536e-07 | -1.1447e-07 | 5.695e-11 | -2.8633e-09 | 2.7594e-09 | 0 | 0 | 0 | 0 | 0 | 0 |  | 0.023275 | 1.615 | 1.6451 | 0.023275 | 1.615 | 1.6451 | 44.6232 | -150.5956 | 148.7862 | 44.6232 | -150.5956 | 148.7862
Line9_3_11 | 2.3719e-06 | 2.3704e-06 | 2.3704e-06 | 2.0339e-06 | 2.0324e-06 | 2.0324e-06 | 5.4777e-07 | 5.4742e-07 | 5.4742e-07 | 4.6971e-07 | 4.6936e-07 | 4.6936e-07 | -9.5759e-09 | 4.8751e-07 | -4.1097e-07 | 8.2637e-09 | -4.2259e-07 | 3.4736e-07 | 8.4169e-09 | -7.3751e-07 | -8.0131e-07 | -7.1575e-09 | 6.2929e-07 | 6.8959e-07 | -94.0627 | -94.0613 | -94.0613 | 85.5203 | 85.5217 | 85.5217 |  | 0.023275 | 1.615 | 1.6451 | 0.023275 | 1.615 | 1.6451 | 44.6228 | -150.5956 | 148.7862 | 44.6231 | -150.5956 | 148.7862

## LG_min_10
name | pf_ikss_a_from_ka | pf_ikss_b_from_ka | pf_ikss_c_from_ka | pf_ikss_a_to_ka | pf_ikss_b_to_ka | pf_ikss_c_to_ka | pf_skss_a_from_mw | pf_skss_b_from_mw | pf_skss_c_from_mw | pf_skss_a_to_mw | pf_skss_b_to_mw | pf_skss_c_to_mw | pf_p_a_from_mw | pf_p_b_from_mw | pf_p_c_from_mw | pf_p_a_to_mw | pf_p_b_to_mw | pf_p_c_to_mw | pf_q_a_from_mvar | pf_q_b_from_mvar | pf_q_c_from_mvar | pf_q_a_to_mvar | pf_q_b_to_mvar | pf_q_c_to_mvar | pf_ikss_a_from_degree | pf_ikss_b_from_degree | pf_ikss_c_from_degree | pf_ikss_a_to_degree | pf_ikss_b_to_degree | pf_ikss_c_to_degree | 3xI0 | pf_vm_a_from_pu | pf_vm_b_from_pu | pf_vm_c_from_pu | pf_vm_a_to_pu | pf_vm_b_to_pu | pf_vm_c_to_pu | pf_va_a_from_degree | pf_va_b_from_degree | pf_va_c_from_degree | pf_va_a_to_degree | pf_va_b_to_degree | pf_va_c_to_degree
Line0_1_2 | 1.9261e-06 | 1.9248e-06 | 1.9248e-06 | 1.6059e-06 | 1.6046e-06 | 1.6046e-06 | 4.448e-07 | 4.4452e-07 | 4.4452e-07 | 3.7086e-07 | 3.7057e-07 | 3.7057e-07 | -7.3666e-09 | 3.7504e-07 | -3.1616e-07 | 6.1889e-09 | -3.1677e-07 | 2.5907e-07 | 6.4751e-09 | -5.6736e-07 | -6.1644e-07 | -5.3448e-09 | 4.7023e-07 | 5.1617e-07 | -94.0627 | -94.0613 | -94.0613 | 85.437 | 85.4383 | 85.4383 |  | 0.02205 | 1.53 | 1.5585 | 0.02205 | 1.53 | 1.5585 | 44.6224 | -150.5955 | 148.7862 | 44.6227 | -150.5955 | 148.7862
Line10_11_12 | 1.9261e-06 | 1.9248e-06 | 1.9248e-06 | 1.6059e-06 | 1.6046e-06 | 1.6046e-06 | 4.448e-07 | 4.4452e-07 | 4.4452e-07 | 3.7086e-07 | 3.7057e-07 | 3.7057e-07 | -7.3667e-09 | 3.7504e-07 | -3.1616e-07 | 6.1889e-09 | -3.1677e-07 | 2.5907e-07 | 6.475e-09 | -5.6736e-07 | -6.1644e-07 | -5.3447e-09 | 4.7023e-07 | 5.1617e-07 | -94.0627 | -94.0613 | -94.0613 | 85.4369 | 85.4383 | 85.4383 |  | 0.02205 | 1.53 | 1.5585 | 0.02205 | 1.53 | 1.5585 | 44.6231 | -150.5956 | 148.7862 | 44.6234 | -150.5956 | 148.7862
Line11_12_13 | 1.605e-06 | 1.604e-06 | 1.604e-06 | 1.2849e-06 | 1.2838e-06 | 1.2838e-06 | 3.7067e-07 | 3.7043e-07 | 3.7043e-07 | 2.9673e-07 | 2.9649e-07 | 2.9649e-07 | -6.1389e-09 | 3.1253e-07 | -2.6347e-07 | 4.9612e-09 | -2.5426e-07 | 2.0637e-07 | 5.3958e-09 | -4.728e-07 | -5.137e-07 | -4.2655e-09 | 3.7567e-07 | 4.1344e-07 | -94.0627 | -94.0613 | -94.0613 | 85.3119 | 85.3132 | 85.3132 |  | 0.02205 | 1.53 | 1.5585 | 0.02205 | 1.53 | 1.5585 | 44.6234 | -150.5956 | 148.7862 | 44.6236 | -150.5956 | 148.7862
Line12_13_15 | 0 | 0 | 0 | 0 | 0 | 0 | 0 | 0 | 0 | 0 | 0 | 0 | -3.6834e-09 | 1.8752e-07 | -1.5808e-07 | 2.5056e-09 | -1.2925e-07 | 1.0099e-07 | 3.2375e-09 | -2.8368e-07 | -3.0822e-07 | -2.1072e-09 | 1.8655e-07 | 2.0796e-07 | 0 | 0 | 0 | 0 | 0 | 0 |  | 0.02205 | 1.53 | 1.5585 | 0.02205 | 1.53 | 1.5585 | 44.6236 | -150.5956 | 148.7862 | 44.6237 | -150.5956 | 148.7862
Line13_13_14 | 0 | 0 | 0 | 0 | 0 | 0 | 0 | 0 | 0 | 0 | 0 | 0 | -1.2278e-09 | 6.2507e-08 | -5.2693e-08 | 5.0007e-11 | -4.2371e-09 | -4.3986e-09 | 1.0792e-09 | -9.456e-08 | -1.0274e-07 | 5.1113e-11 | -2.5698e-09 | 2.4766e-09 | 0 | 0 | 0 | 0 | 0 | 0 |  | 0.02205 | 1.53 | 1.5585 | 0.02205 | 1.53 | 1.5585 | 44.6236 | -150.5956 | 148.7862 | 44.6236 | -150.5956 | 148.7862
Line14_15_16 | 0 | 0 | 0 | 0 | 0 | 0 | 0 | 0 | 0 | 0 | 0 | 0 | -2.4556e-09 | 1.2501e-07 | -1.0539e-07 | 1.2778e-09 | -6.6744e-08 | 4.8295e-08 | 2.1583e-09 | -1.8912e-07 | -2.0548e-07 | -1.028e-09 | 9.199e-08 | 1.0522e-07 | 0 | 0 | 0 | 0 | 0 | 0 |  | 0.02205 | 1.53 | 1.5585 | 0.02205 | 1.53 | 1.5585 | 44.6237 | -150.5956 | 148.7862 | 44.6238 | -150.5956 | 148.7862
Line15_16_17 | 0 | 0 | 0 | 0 | 0 | 0 | 0 | 0 | 0 | 0 | 0 | 0 | -1.2278e-09 | 6.2507e-08 | -5.2693e-08 | 5.0006e-11 | -4.2371e-09 | -4.3986e-09 | 1.0792e-09 | -9.456e-08 | -1.0274e-07 | 5.1113e-11 | -2.5698e-09 | 2.4766e-09 | 0 | 0 | 0 | 0 | 0 | 0 |  | 0.02205 | 1.53 | 1.5585 | 0.02205 | 1.53 | 1.5585 | 44.6238 | -150.5956 | 148.7862 | 44.6238 | -150.5956 | 148.7862
Line16_4_18 | 0.12245 | 0 | 0 | 0.12245 | 0 | 0 | 0.028278 | 0 | 0 | 0.028278 | 0 | 0 | 0.0002399 | 6.2153e-08 | -5.3131e-08 | -7.3916e-17 | -4.1811e-09 | -4.3721e-09 | 0.00024989 | -9.4461e-08 | -1.025e-07 | -1.7029e-16 | -2.5634e-09 | 2.4531e-09 | -1.5477 | 0 | 0 | 178.4525 | 0 | 0 |  | 0.01225 | 1.5253 | 1.5573 | 0 | 1.5229 | 1.5567 | 44.6215 | -150.6438 | 148.6115 | 0 | -150.6681 | 148.524
Line17_5_19 | 0 | 0 | 0 | 0 | 0 | 0 | 0 | 0 | 0 | 0 | 0 | 0 | -1.2278e-09 | 6.2507e-08 | -5.2693e-08 | 5.0007e-11 | -4.2371e-09 | -4.3986e-09 | 1.0792e-09 | -9.456e-08 | -1.0274e-07 | 5.1112e-11 | -2.5698e-09 | 2.4766e-09 | 0 | 0 | 0 | 0 | 0 | 0 |  | 0.02205 | 1.53 | 1.5585 | 0.02205 | 1.53 | 1.5585 | 44.6225 | -150.5955 | 148.7862 | 44.6225 | -150.5955 | 148.7862
Line1_1_3 | 2.5681e-06 | 2.5664e-06 | 2.5664e-06 | 2.2479e-06 | 2.2462e-06 | 2.2462e-06 | 5.9307e-07 | 5.927e-07 | 5.927e-07 | 5.1912e-07 | 5.1874e-07 | 5.1874e-07 | -9.8221e-09 | 5.0005e-07 | -4.2155e-07 | 8.6444e-09 | -4.4178e-07 | 3.6445e-07 | 8.6335e-09 | -7.5648e-07 | -8.2192e-07 | -7.5031e-09 | 6.5935e-07 | 7.2165e-07 | -94.0627 | -94.0613 | -94.0613 | 85.5798 | 85.5812 | 85.5812 |  | 0.02205 | 1.53 | 1.5585 | 0.02205 | 1.53 | 1.5585 | 44.6224 | -150.5955 | 148.7862 | 44.6228 | -150.5956 | 148.7862
Line2_1_4 | 0.081632 | 0.040816 | 0.040816 | 0.081632 | 0.040816 | 0.040816 | 0.018852 | 0.009426 | 0.009426 | 0.018852 | 0.009426 | 0.009426 | 0.00028789 | 0.012367 | 0.012766 | -0.00015994 | -0.012335 | -0.012734 | 0.00029986 | 0.0074189 | -0.0072694 | -0.00016658 | -0.0073857 | 0.0073026 | -1.5439 | 178.4453 | 178.4453 | 178.4563 | -1.5552 | -1.5552 |  | 0.02205 | 1.53 | 1.5585 | 0.01225 | 1.5253 | 1.5573 | 44.6224 | -150.5955 | 148.7862 | 44.6215 | -150.6438 | 148.6115
Line3_1_5 | 0 | 0 | 0 | 0 | 0 | 0 | 0 | 0 | 0 | 0 | 0 | 0 | -2.4555e-09 | 1.2501e-07 | -1.0539e-07 | 1.2778e-09 | -6.6744e-08 | 4.8295e-08 | 2.1584e-09 | -1.8912e-07 | -2.0548e-07 | -1.0281e-09 | 9.199e-08 | 1.0522e-07 | 0 | 0 | 0 | 0 | 0 | 0 |  | 0.02205 | 1.53 | 1.5585 | 0.02205 | 1.53 | 1.5585 | 44.6224 | -150.5955 | 148.7862 | 44.6225 | -150.5955 | 148.7862
Line4_2_6 | 1.605e-06 | 1.604e-06 | 1.604e-06 | 1.2849e-06 | 1.2838e-06 | 1.2838e-06 | 3.7067e-07 | 3.7043e-07 | 3.7043e-07 | 2.9673e-07 | 2.9649e-07 | 2.9649e-07 | -6.1389e-09 | 3.1253e-07 | -2.6347e-07 | 4.9611e-09 | -2.5426e-07 | 2.0637e-07 | 5.3959e-09 | -4.728e-07 | -5.137e-07 | -4.2656e-09 | 3.7567e-07 | 4.1343e-07 | -94.0627 | -94.0613 | -94.0613 | 85.312 | 85.3133 | 85.3133 |  | 0.02205 | 1.53 | 1.5585 | 0.02205 | 1.53 | 1.5585 | 44.6227 | -150.5955 | 148.7862 | 44.6229 | -150.5956 | 148.7862
Line5_6_7 | 1.284e-06 | 1.2832e-06 | 1.2832e-06 | 0 | 0 | 0 | 2.9654e-07 | 2.9635e-07 | 2.9635e-07 | 0 | 0 | 0 | -4.9111e-09 | 2.5003e-07 | -2.1077e-07 | 3.7334e-09 | -1.9176e-07 | 1.5368e-07 | 4.3167e-09 | -3.7824e-07 | -4.1096e-07 | -3.1864e-09 | 2.8111e-07 | 3.107e-07 | -94.0627 | -94.0613 | -94.0613 | 0 | 0 | 0 |  | 0.02205 | 1.53 | 1.5585 | 0.02205 | 1.53 | 1.5585 | 44.6229 | -150.5956 | 148.7862 | 44.6231 | -150.5956 | 148.7862
Line6_7_8 | 0 | 0 | 0 | 0 | 0 | 0 | 0 | 0 | 0 | 0 | 0 | 0 | -3.6833e-09 | 1.8752e-07 | -1.5808e-07 | 2.5056e-09 | -1.2925e-07 | 1.0099e-07 | 3.2375e-09 | -2.8368e-07 | -3.0822e-07 | -2.1072e-09 | 1.8655e-07 | 2.0796e-07 | 0 | 0 | 0 | 0 | 0 | 0 |  | 0.02205 | 1.53 | 1.5585 | 0.02205 | 1.53 | 1.5585 | 44.6231 | -150.5956 | 148.7862 | 44.6232 | -150.5956 | 148.7862
Line7_8_9 | 0 | 0 | 0 | 0 | 0 | 0 | 0 | 0 | 0 | 0 | 0 | 0 | -1.2278e-09 | 6.2507e-08 | -5.2693e-08 | 5.0007e-11 | -4.2371e-09 | -4.3986e-09 | 1.0792e-09 | -9.456e-08 | -1.0274e-07 | 5.1113e-11 | -2.5698e-09 | 2.4766e-09 | 0 | 0 | 0 | 0 | 0 | 0 |  | 0.02205 | 1.53 | 1.5585 | 0.02205 | 1.53 | 1.5585 | 44.6232 | -150.5956 | 148.7862 | 44.6232 | -150.5956 | 148.7862
Line8_8_10 | 0 | 0 | 0 | 0 | 0 | 0 | 0 | 0 | 0 | 0 | 0 | 0 | -1.2278e-09 | 6.2507e-08 | -5.2693e-08 | 5.0007e-11 | -4.2371e-09 | -4.3986e-09 | 1.0792e-09 | -9.456e-08 | -1.0274e-07 | 5.1113e-11 | -2.5698e-09 | 2.4766e-09 | 0 | 0 | 0 | 0 | 0 | 0 |  | 0.02205 | 1.53 | 1.5585 | 0.02205 | 1.53 | 1.5585 | 44.6232 | -150.5956 | 148.7862 | 44.6232 | -150.5956 | 148.7862
Line9_3_11 | 2.2471e-06 | 2.2456e-06 | 2.2456e-06 | 1.9269e-06 | 1.9254e-06 | 1.9254e-06 | 5.1894e-07 | 5.1861e-07 | 5.1861e-07 | 4.4499e-07 | 4.4466e-07 | 4.4466e-07 | -8.5944e-09 | 4.3755e-07 | -3.6885e-07 | 7.4167e-09 | -3.7928e-07 | 3.1176e-07 | 7.5542e-09 | -6.6192e-07 | -7.1918e-07 | -6.4239e-09 | 5.6479e-07 | 6.1891e-07 | -94.0627 | -94.0613 | -94.0613 | 85.5203 | 85.5217 | 85.5217 |  | 0.02205 | 1.53 | 1.5585 | 0.02205 | 1.53 | 1.5585 | 44.6228 | -150.5956 | 148.7862 | 44.6231 | -150.5956 | 148.7862

## LG_min_fault_6
name | pf_ikss_a_from_ka | pf_ikss_b_from_ka | pf_ikss_c_from_ka | pf_ikss_a_to_ka | pf_ikss_b_to_ka | pf_ikss_c_to_ka | pf_skss_a_from_mw | pf_skss_b_from_mw | pf_skss_c_from_mw | pf_skss_a_to_mw | pf_skss_b_to_mw | pf_skss_c_to_mw | pf_p_a_from_mw | pf_p_b_from_mw | pf_p_c_from_mw | pf_p_a_to_mw | pf_p_b_to_mw | pf_p_c_to_mw | pf_q_a_from_mvar | pf_q_b_from_mvar | pf_q_c_from_mvar | pf_q_a_to_mvar | pf_q_b_to_mvar | pf_q_c_to_mvar | pf_ikss_a_from_degree | pf_ikss_b_from_degree | pf_ikss_c_from_degree | pf_ikss_a_to_degree | pf_ikss_b_to_degree | pf_ikss_c_to_degree | 3xI0 | pf_vm_a_from_pu | pf_vm_b_from_pu | pf_vm_c_from_pu | pf_vm_a_to_pu | pf_vm_b_to_pu | pf_vm_c_to_pu | pf_va_a_from_degree | pf_va_b_from_degree | pf_va_c_from_degree | pf_va_a_to_degree | pf_va_b_to_degree | pf_va_c_to_degree
Line0_1_2 | 0 | 0 | 0 | 0 | 0 | 0 | 0 | 0 | 0 | 0 | 0 | 0 | -5.649e-08 | 8.9694e-08 | -3.0889e-08 | 4.7474e-08 | -7.4792e-08 | 2.5003e-08 | 5.1724e-08 | -3.0056e-09 | -1.0244e-07 | -4.2712e-08 | 1.8524e-09 | 8.5624e-08 | 0 | 0 | 0 | 0 | 0 | 0 |  | 0.80585 | 0.94481 | 1.1265 | 0.80585 | 0.94481 | 1.1265 | 8.0099 | -131.4299 | 123.7104 | 8.0099 | -131.4299 | 123.7104
Line10_11_12 | 0 | 0 | 0 | 0 | 0 | 0 | 0 | 0 | 0 | 0 | 0 | 0 | -5.649e-08 | 8.9694e-08 | -3.0889e-08 | 4.7474e-08 | -7.4793e-08 | 2.5003e-08 | 5.1724e-08 | -3.0056e-09 | -1.0244e-07 | -4.2712e-08 | 1.8524e-09 | 8.5624e-08 | 0 | 0 | 0 | 0 | 0 | 0 |  | 0.80585 | 0.94481 | 1.1265 | 0.80585 | 0.94481 | 1.1265 | 8.0099 | -131.4299 | 123.7104 | 8.0099 | -131.4299 | 123.7104
Line11_12_13 | 0 | 0 | 0 | 0 | 0 | 0 | 0 | 0 | 0 | 0 | 0 | 0 | -4.7075e-08 | 7.4745e-08 | -2.574e-08 | 3.8059e-08 | -5.9843e-08 | 1.9855e-08 | 4.3103e-08 | -2.5046e-09 | -8.537e-08 | -3.4091e-08 | 1.3515e-09 | 6.855e-08 | 0 | 0 | 0 | 0 | 0 | 0 |  | 0.80585 | 0.94481 | 1.1265 | 0.80585 | 0.94481 | 1.1265 | 8.0099 | -131.4299 | 123.7104 | 8.0099 | -131.4299 | 123.7104
Line12_13_15 | 0 | 0 | 0 | 0 | 0 | 0 | 0 | 0 | 0 | 0 | 0 | 0 | -2.8245e-08 | 4.4847e-08 | -1.5444e-08 | 1.9229e-08 | -2.9945e-08 | 9.5591e-09 | 2.5862e-08 | -1.5028e-09 | -5.1222e-08 | -1.685e-08 | 3.4966e-10 | 3.4402e-08 | 0 | 0 | 0 | 0 | 0 | 0 |  | 0.80585 | 0.94481 | 1.1265 | 0.80585 | 0.94481 | 1.1265 | 8.0099 | -131.4299 | 123.7104 | 8.0099 | -131.4299 | 123.7104
Line13_13_14 | 0 | 0 | 0 | 0 | 0 | 0 | 0 | 0 | 0 | 0 | 0 | 0 | -9.4151e-09 | 1.4949e-08 | -5.1481e-09 | 3.9855e-10 | -4.7303e-11 | -7.3712e-10 | 8.6207e-09 | -5.0093e-10 | -1.7074e-08 | 3.9114e-10 | -6.5219e-10 | 2.5393e-10 | 0 | 0 | 0 | 0 | 0 | 0 |  | 0.80585 | 0.94481 | 1.1265 | 0.80585 | 0.94481 | 1.1265 | 8.0099 | -131.4299 | 123.7104 | 8.0099 | -131.4299 | 123.7104
Line14_15_16 | 0 | 0 | 0 | 0 | 0 | 0 | 0 | 0 | 0 | 0 | 0 | 0 | -1.883e-08 | 2.9898e-08 | -1.0296e-08 | 9.8136e-09 | -1.4996e-08 | 4.411e-09 | 1.7241e-08 | -1.0019e-09 | -3.4148e-08 | -8.2295e-09 | -1.5127e-10 | 1.7328e-08 | 0 | 0 | 0 | 0 | 0 | 0 |  | 0.80585 | 0.94481 | 1.1265 | 0.80585 | 0.94481 | 1.1265 | 8.0099 | -131.4299 | 123.7104 | 8.0099 | -131.4299 | 123.7104
Line15_16_17 | 0 | 0 | 0 | 0 | 0 | 0 | 0 | 0 | 0 | 0 | 0 | 0 | -9.4151e-09 | 1.4949e-08 | -5.1481e-09 | 3.9855e-10 | -4.7303e-11 | -7.3712e-10 | 8.6207e-09 | -5.0093e-10 | -1.7074e-08 | 3.9115e-10 | -6.5219e-10 | 2.5393e-10 | 0 | 0 | 0 | 0 | 0 | 0 |  | 0.80585 | 0.94481 | 1.1265 | 0.80585 | 0.94481 | 1.1265 | 8.0099 | -131.4299 | 123.7104 | 8.0099 | -131.4299 | 123.7104
Line16_4_18 | 0.026165 | 0 | 0 | 0.026165 | 0 | 0 | 0.0060426 | 0 | 0 | 0.0060426 | 0 | 0 | 0.003434 | 1.4946e-08 | -5.1857e-09 | -0.003423 | -4.2359e-11 | -7.3369e-10 | 0.0034345 | -5.0943e-10 | -1.7067e-08 | -0.003423 | -6.4795e-10 | 2.4881e-10 | -36.9971 | 0 | 0 | 143.0031 | 0 | 0 |  | 0.80375 | 0.94401 | 1.126 | 0.80114 | 0.9436 | 1.1258 | 8.0069 | -131.3896 | 123.6619 | 8.0031 | -131.3694 | 123.6377
Line17_5_19 | 0 | 0 | 0 | 0 | 0 | 0 | 0 | 0 | 0 | 0 | 0 | 0 | -9.4151e-09 | 1.4949e-08 | -5.1481e-09 | 3.9855e-10 | -4.7303e-11 | -7.3712e-10 | 8.6207e-09 | -5.0093e-10 | -1.7074e-08 | 3.9114e-10 | -6.5219e-10 | 2.5393e-10 | 0 | 0 | 0 | 0 | 0 | 0 |  | 0.80585 | 0.94481 | 1.1265 | 0.80585 | 0.94481 | 1.1265 | 8.0099 | -131.4299 | 123.7104 | 8.0099 | -131.4299 | 123.7104
Line1_1_3 | 0 | 0 | 0 | 0 | 0 | 0 | 0 | 0 | 0 | 0 | 0 | 0 | -7.5321e-08 | 1.1959e-07 | -4.1185e-08 | 6.6304e-08 | -1.0469e-07 | 3.53e-08 | 6.8965e-08 | -4.0074e-09 | -1.3659e-07 | -5.9953e-08 | 2.8543e-09 | 1.1977e-07 | 0 | 0 | 0 | 0 | 0 | 0 |  | 0.80585 | 0.94481 | 1.1265 | 0.80585 | 0.94481 | 1.1265 | 8.0099 | -131.4299 | 123.7104 | 8.0099 | -131.4299 | 123.7104
Line2_1_4 | 0.017443 | 0.0087216 | 0.0087216 | 0.017443 | 0.0087216 | 0.0087216 | 0.0040284 | 0.0020142 | 0.0020142 | 0.0040284 | 0.0020142 | 0.0020142 | 0.0022953 | 0.00014685 | 0.0021416 | -0.0022895 | -0.00014538 | -0.0021401 | 0.0022956 | 0.0018973 | -0.00074936 | -0.0022895 | -0.0018958 | 0.00075087 | -36.9933 | 142.9959 | 142.9959 | 143.0069 | -37.0046 | -37.0046 |  | 0.80585 | 0.94481 | 1.1265 | 0.80375 | 0.94401 | 1.126 | 8.0099 | -131.4299 | 123.7104 | 8.0069 | -131.3896 | 123.6619
Line3_1_5 | 0 | 0 | 0 | 0 | 0 | 0 | 0 | 0 | 0 | 0 | 0 | 0 | -1.883e-08 | 2.9898e-08 | -1.0296e-08 | 9.8136e-09 | -1.4996e-08 | 4.411e-09 | 1.7241e-08 | -1.0019e-09 | -3.4148e-08 | -8.2295e-09 | -1.5126e-10 | 1.7328e-08 | 0 | 0 | 0 | 0 | 0 | 0 |  | 0.80585 | 0.94481 | 1.1265 | 0.80585 | 0.94481 | 1.1265 | 8.0099 | -131.4299 | 123.7104 | 8.0099 | -131.4299 | 123.7104
Line4_2_6 | 0 | 0 | 0 | 0 | 0 | 0 | 0 | 0 | 0 | 0 | 0 | 0 | -4.7075e-08 | 7.4745e-08 | -2.574e-08 | 3.8059e-08 | -5.9843e-08 | 1.9855e-08 | 4.3103e-08 | -2.5046e-09 | -8.537e-08 | -3.4091e-08 | 1.3515e-09 | 6.855e-08 | 0 | 0 | 0 | 0 | 0 | 0 |  | 0.80585 | 0.94481 | 1.1265 | 0.80585 | 0.94481 | 1.1265 | 8.0099 | -131.4299 | 123.7104 | 8.0099 | -131.4299 | 123.7104
Line5_6_7 | 0 | 0 | 0 | 0 | 0 | 0 | 0 | 0 | 0 | 0 | 0 | 0 | -3.766e-08 | 5.9796e-08 | -2.0592e-08 | 2.8644e-08 | -4.4894e-08 | 1.4707e-08 | 3.4483e-08 | -2.0037e-09 | -6.8296e-08 | -2.5471e-08 | 8.5059e-10 | 5.1476e-08 | 0 | 0 | 0 | 0 | 0 | 0 |  | 0.80585 | 0.94481 | 1.1265 | 0.80585 | 0.94481 | 1.1265 | 8.0099 | -131.4299 | 123.7104 | 8.0099 | -131.4299 | 123.7104
Line6_7_8 | 0 | 0 | 0 | 0 | 0 | 0 | 0 | 0 | 0 | 0 | 0 | 0 | -2.8245e-08 | 4.4847e-08 | -1.5444e-08 | 1.9229e-08 | -2.9945e-08 | 9.5591e-09 | 2.5862e-08 | -1.5028e-09 | -5.1222e-08 | -1.685e-08 | 3.4966e-10 | 3.4402e-08 | 0 | 0 | 0 | 0 | 0 | 0 |  | 0.80585 | 0.94481 | 1.1265 | 0.80585 | 0.94481 | 1.1265 | 8.0099 | -131.4299 | 123.7104 | 8.0099 | -131.4299 | 123.7104
Line7_8_9 | 0 | 0 | 0 | 0 | 0 | 0 | 0 | 0 | 0 | 0 | 0 | 0 | -9.4151e-09 | 1.4949e-08 | -5.1481e-09 | 3.9855e-10 | -4.7303e-11 | -7.3712e-10 | 8.6207e-09 | -5.0093e-10 | -1.7074e-08 | 3.9114e-10 | -6.5219e-10 | 2.5393e-10 | 0 | 0 | 0 | 0 | 0 | 0 |  | 0.80585 | 0.94481 | 1.1265 | 0.80585 | 0.94481 | 1.1265 | 8.0099 | -131.4299 | 123.7104 | 8.0099 | -131.4299 | 123.7104
Line8_8_10 | 0 | 0 | 0 | 0 | 0 | 0 | 0 | 0 | 0 | 0 | 0 | 0 | -9.4151e-09 | 1.4949e-08 | -5.1481e-09 | 3.9855e-10 | -4.7303e-11 | -7.3712e-10 | 8.6207e-09 | -5.0093e-10 | -1.7074e-08 | 3.9114e-10 | -6.5219e-10 | 2.5393e-10 | 0 | 0 | 0 | 0 | 0 | 0 |  | 0.80585 | 0.94481 | 1.1265 | 0.80585 | 0.94481 | 1.1265 | 8.0099 | -131.4299 | 123.7104 | 8.0099 | -131.4299 | 123.7104
Line9_3_11 | 0 | 0 | 0 | 0 | 0 | 0 | 0 | 0 | 0 | 0 | 0 | 0 | -6.5905e-08 | 1.0464e-07 | -3.6037e-08 | 5.6889e-08 | -8.9742e-08 | 3.0151e-08 | 6.0345e-08 | -3.5065e-09 | -1.1952e-07 | -5.1333e-08 | 2.3534e-09 | 1.027e-07 | 0 | 0 | 0 | 0 | 0 | 0 |  | 0.80585 | 0.94481 | 1.1265 | 0.80585 | 0.94481 | 1.1265 | 8.0099 | -131.4299 | 123.7104 | 8.0099 | -131.4299 | 123.7104

## LG_min_fault_10
name | pf_ikss_a_from_ka | pf_ikss_b_from_ka | pf_ikss_c_from_ka | pf_ikss_a_to_ka | pf_ikss_b_to_ka | pf_ikss_c_to_ka | pf_skss_a_from_mw | pf_skss_b_from_mw | pf_skss_c_from_mw | pf_skss_a_to_mw | pf_skss_b_to_mw | pf_skss_c_to_mw | pf_p_a_from_mw | pf_p_b_from_mw | pf_p_c_from_mw | pf_p_a_to_mw | pf_p_b_to_mw | pf_p_c_to_mw | pf_q_a_from_mvar | pf_q_b_from_mvar | pf_q_c_from_mvar | pf_q_a_to_mvar | pf_q_b_to_mvar | pf_q_c_to_mvar | pf_ikss_a_from_degree | pf_ikss_b_from_degree | pf_ikss_c_from_degree | pf_ikss_a_to_degree | pf_ikss_b_to_degree | pf_ikss_c_to_degree | 3xI0 | pf_vm_a_from_pu | pf_vm_b_from_pu | pf_vm_c_from_pu | pf_vm_a_to_pu | pf_vm_b_to_pu | pf_vm_c_to_pu | pf_va_a_from_degree | pf_va_b_from_degree | pf_va_c_from_degree | pf_va_a_to_degree | pf_va_b_to_degree | pf_va_c_to_degree
Line0_1_2 | 0 | 0 | 0 | 0 | 0 | 0 | 0 | 0 | 0 | 0 | 0 | 0 | -5.0701e-08 | 8.0501e-08 | -2.7723e-08 | 4.2608e-08 | -6.7127e-08 | 2.2441e-08 | 4.6423e-08 | -2.6975e-09 | -9.1944e-08 | -3.8334e-08 | 1.6626e-09 | 7.6848e-08 | 0 | 0 | 0 | 0 | 0 | 0 |  | 0.76344 | 0.89509 | 1.0672 | 0.76344 | 0.89509 | 1.0672 | 8.0099 | -131.4299 | 123.7104 | 8.0099 | -131.4299 | 123.7104
Line10_11_12 | 0 | 0 | 0 | 0 | 0 | 0 | 0 | 0 | 0 | 0 | 0 | 0 | -5.0701e-08 | 8.0501e-08 | -2.7723e-08 | 4.2608e-08 | -6.7127e-08 | 2.2441e-08 | 4.6423e-08 | -2.6975e-09 | -9.1944e-08 | -3.8334e-08 | 1.6626e-09 | 7.6848e-08 | 0 | 0 | 0 | 0 | 0 | 0 |  | 0.76344 | 0.89509 | 1.0672 | 0.76344 | 0.89509 | 1.0672 | 8.0099 | -131.4299 | 123.7104 | 8.0099 | -131.4299 | 123.7104
Line11_12_13 | 0 | 0 | 0 | 0 | 0 | 0 | 0 | 0 | 0 | 0 | 0 | 0 | -4.225e-08 | 6.7084e-08 | -2.3102e-08 | 3.4158e-08 | -5.371e-08 | 1.782e-08 | 3.8686e-08 | -2.2479e-09 | -7.662e-08 | -3.0597e-08 | 1.213e-09 | 6.1524e-08 | 0 | 0 | 0 | 0 | 0 | 0 |  | 0.76344 | 0.89509 | 1.0672 | 0.76344 | 0.89509 | 1.0672 | 8.0099 | -131.4299 | 123.7104 | 8.0099 | -131.4299 | 123.7104
Line12_13_15 | 0 | 0 | 0 | 0 | 0 | 0 | 0 | 0 | 0 | 0 | 0 | 0 | -2.535e-08 | 4.0251e-08 | -1.3861e-08 | 1.7258e-08 | -2.6876e-08 | 8.5793e-09 | 2.3211e-08 | -1.3488e-09 | -4.5972e-08 | -1.5123e-08 | 3.1382e-10 | 3.0876e-08 | 0 | 0 | 0 | 0 | 0 | 0 |  | 0.76344 | 0.89509 | 1.0672 | 0.76344 | 0.89509 | 1.0672 | 8.0099 | -131.4299 | 123.7104 | 8.0099 | -131.4299 | 123.7104
Line13_13_14 | 0 | 0 | 0 | 0 | 0 | 0 | 0 | 0 | 0 | 0 | 0 | 0 | -8.4501e-09 | 1.3417e-08 | -4.6205e-09 | 3.577e-10 | -4.2455e-11 | -6.6157e-10 | 7.7371e-09 | -4.4958e-10 | -1.5324e-08 | 3.5106e-10 | -5.8535e-10 | 2.279e-10 | 0 | 0 | 0 | 0 | 0 | 0 |  | 0.76344 | 0.89509 | 1.0672 | 0.76344 | 0.89509 | 1.0672 | 8.0099 | -131.4299 | 123.7104 | 8.0099 | -131.4299 | 123.7104
Line14_15_16 | 0 | 0 | 0 | 0 | 0 | 0 | 0 | 0 | 0 | 0 | 0 | 0 | -1.69e-08 | 2.6834e-08 | -9.2409e-09 | 8.8078e-09 | -1.3459e-08 | 3.9589e-09 | 1.5474e-08 | -8.9917e-10 | -3.0648e-08 | -7.386e-09 | -1.3576e-10 | 1.5552e-08 | 0 | 0 | 0 | 0 | 0 | 0 |  | 0.76344 | 0.89509 | 1.0672 | 0.76344 | 0.89509 | 1.0672 | 8.0099 | -131.4299 | 123.7104 | 8.0099 | -131.4299 | 123.7104
Line15_16_17 | 0 | 0 | 0 | 0 | 0 | 0 | 0 | 0 | 0 | 0 | 0 | 0 | -8.4501e-09 | 1.3417e-08 | -4.6205e-09 | 3.577e-10 | -4.2455e-11 | -6.6157e-10 | 7.7371e-09 | -4.4958e-10 | -1.5324e-08 | 3.5106e-10 | -5.8535e-10 | 2.279e-10 | 0 | 0 | 0 | 0 | 0 | 0 |  | 0.76344 | 0.89509 | 1.0672 | 0.76344 | 0.89509 | 1.0672 | 8.0099 | -131.4299 | 123.7104 | 8.0099 | -131.4299 | 123.7104
Line16_4_18 | 0.024788 | 0 | 0 | 0.024788 | 0 | 0 | 0.0057245 | 0 | 0 | 0.0057245 | 0 | 0 | 0.003082 | 1.3414e-08 | -4.6542e-09 | -0.0030722 | -3.8018e-11 | -6.5849e-10 | 0.0030825 | -4.5722e-10 | -1.5318e-08 | -0.0030722 | -5.8154e-10 | 2.2331e-10 | -36.9971 | 0 | 0 | 143.0031 | 0 | 0 |  | 0.76145 | 0.89432 | 1.0668 | 0.75897 | 0.89394 | 1.0666 | 8.0069 | -131.3896 | 123.6619 | 8.0031 | -131.3694 | 123.6377
Line17_5_19 | 0 | 0 | 0 | 0 | 0 | 0 | 0 | 0 | 0 | 0 | 0 | 0 | -8.4501e-09 | 1.3417e-08 | -4.6205e-09 | 3.577e-10 | -4.2455e-11 | -6.6157e-10 | 7.7371e-09 | -4.4959e-10 | -1.5324e-08 | 3.5106e-10 | -5.8535e-10 | 2.279e-10 | 0 | 0 | 0 | 0 | 0 | 0 |  | 0.76344 | 0.89509 | 1.0672 | 0.76344 | 0.89509 | 1.0672 | 8.0099 | -131.4299 | 123.7104 | 8.0099 | -131.4299 | 123.7104
Line1_1_3 | 0 | 0 | 0 | 0 | 0 | 0 | 0 | 0 | 0 | 0 | 0 | 0 | -6.7601e-08 | 1.0733e-07 | -3.6964e-08 | 5.9508e-08 | -9.3961e-08 | 3.1682e-08 | 6.1897e-08 | -3.5967e-09 | -1.2259e-07 | -5.3809e-08 | 2.5617e-09 | 1.075e-07 | 0 | 0 | 0 | 0 | 0 | 0 |  | 0.76344 | 0.89509 | 1.0672 | 0.76344 | 0.89509 | 1.0672 | 8.0099 | -131.4299 | 123.7104 | 8.0099 | -131.4299 | 123.7104
Line2_1_4 | 0.016525 | 0.0082626 | 0.0082626 | 0.016525 | 0.0082626 | 0.0082626 | 0.0038164 | 0.0019082 | 0.0019082 | 0.0038164 | 0.0019082 | 0.0019082 | 0.0020601 | 0.0001318 | 0.0019221 | -0.0020548 | -0.00013048 | -0.0019208 | 0.0020603 | 0.0017029 | -0.00067256 | -0.0020548 | -0.0017015 | 0.00067391 | -36.9933 | 142.9959 | 142.9959 | 143.0069 | -37.0046 | -37.0046 |  | 0.76344 | 0.89509 | 1.0672 | 0.76145 | 0.89432 | 1.0668 | 8.0099 | -131.4299 | 123.7104 | 8.0069 | -131.3896 | 123.6619
Line3_1_5 | 0 | 0 | 0 | 0 | 0 | 0 | 0 | 0 | 0 | 0 | 0 | 0 | -1.69e-08 | 2.6834e-08 | -9.2409e-09 | 8.8078e-09 | -1.3459e-08 | 3.9589e-09 | 1.5474e-08 | -8.9918e-10 | -3.0648e-08 | -7.386e-09 | -1.3576e-10 | 1.5552e-08 | 0 | 0 | 0 | 0 | 0 | 0 |  | 0.76344 | 0.89509 | 1.0672 | 0.76344 | 0.89509 | 1.0672 | 8.0099 | -131.4299 | 123.7104 | 8.0099 | -131.4299 | 123.7104
Line4_2_6 | 0 | 0 | 0 | 0 | 0 | 0 | 0 | 0 | 0 | 0 | 0 | 0 | -4.225e-08 | 6.7084e-08 | -2.3102e-08 | 3.4158e-08 | -5.371e-08 | 1.782e-08 | 3.8686e-08 | -2.2479e-09 | -7.662e-08 | -3.0597e-08 | 1.213e-09 | 6.1524e-08 | 0 | 0 | 0 | 0 | 0 | 0 |  | 0.76344 | 0.89509 | 1.0672 | 0.76344 | 0.89509 | 1.0672 | 8.0099 | -131.4299 | 123.7104 | 8.0099 | -131.4299 | 123.7104
Line5_6_7 | 0 | 0 | 0 | 0 | 0 | 0 | 0 | 0 | 0 | 0 | 0 | 0 | -3.38e-08 | 5.3667e-08 | -1.8482e-08 | 2.5708e-08 | -4.0293e-08 | 1.32e-08 | 3.0948e-08 | -1.7983e-09 | -6.1296e-08 | -2.286e-08 | 7.6341e-10 | 4.62e-08 | 0 | 0 | 0 | 0 | 0 | 0 |  | 0.76344 | 0.89509 | 1.0672 | 0.76344 | 0.89509 | 1.0672 | 8.0099 | -131.4299 | 123.7104 | 8.0099 | -131.4299 | 123.7104
Line6_7_8 | 0 | 0 | 0 | 0 | 0 | 0 | 0 | 0 | 0 | 0 | 0 | 0 | -2.535e-08 | 4.0251e-08 | -1.3861e-08 | 1.7258e-08 | -2.6876e-08 | 8.5793e-09 | 2.3211e-08 | -1.3488e-09 | -4.5972e-08 | -1.5123e-08 | 3.1382e-10 | 3.0876e-08 | 0 | 0 | 0 | 0 | 0 | 0 |  | 0.76344 | 0.89509 | 1.0672 | 0.76344 | 0.89509 | 1.0672 | 8.0099 | -131.4299 | 123.7104 | 8.0099 | -131.4299 | 123.7104
Line7_8_9 | 0 | 0 | 0 | 0 | 0 | 0 | 0 | 0 | 0 | 0 | 0 | 0 | -8.4501e-09 | 1.3417e-08 | -4.6205e-09 | 3.577e-10 | -4.2455e-11 | -6.6157e-10 | 7.7371e-09 | -4.4959e-10 | -1.5324e-08 | 3.5106e-10 | -5.8535e-10 | 2.279e-10 | 0 | 0 | 0 | 0 | 0 | 0 |  | 0.76344 | 0.89509 | 1.0672 | 0.76344 | 0.89509 | 1.0672 | 8.0099 | -131.4299 | 123.7104 | 8.0099 | -131.4299 | 123.7104
Line8_8_10 | 0 | 0 | 0 | 0 | 0 | 0 | 0 | 0 | 0 | 0 | 0 | 0 | -8.4501e-09 | 1.3417e-08 | -4.6205e-09 | 3.577e-10 | -4.2455e-11 | -6.6157e-10 | 7.7371e-09 | -4.4959e-10 | -1.5324e-08 | 3.5106e-10 | -5.8535e-10 | 2.279e-10 | 0 | 0 | 0 | 0 | 0 | 0 |  | 0.76344 | 0.89509 | 1.0672 | 0.76344 | 0.89509 | 1.0672 | 8.0099 | -131.4299 | 123.7104 | 8.0099 | -131.4299 | 123.7104
Line9_3_11 | 0 | 0 | 0 | 0 | 0 | 0 | 0 | 0 | 0 | 0 | 0 | 0 | -5.9151e-08 | 9.3918e-08 | -3.2343e-08 | 5.1058e-08 | -8.0544e-08 | 2.7061e-08 | 5.416e-08 | -3.1471e-09 | -1.0727e-07 | -4.6072e-08 | 2.1122e-09 | 9.2172e-08 | 0 | 0 | 0 | 0 | 0 | 0 |  | 0.76344 | 0.89509 | 1.0672 | 0.76344 | 0.89509 | 1.0672 | 8.0099 | -131.4299 | 123.7104 | 8.0099 | -131.4299 | 123.7104

## LLG_max_6
name | pf_ikss_a_from_ka | pf_ikss_b_from_ka | pf_ikss_c_from_ka | pf_ikss_a_to_ka | pf_ikss_b_to_ka | pf_ikss_c_to_ka | pf_skss_a_from_mw | pf_skss_b_from_mw | pf_skss_c_from_mw | pf_skss_a_to_mw | pf_skss_b_to_mw | pf_skss_c_to_mw | pf_p_a_from_mw | pf_p_b_from_mw | pf_p_c_from_mw | pf_p_a_to_mw | pf_p_b_to_mw | pf_p_c_to_mw | pf_q_a_from_mvar | pf_q_b_from_mvar | pf_q_c_from_mvar | pf_q_a_to_mvar | pf_q_b_to_mvar | pf_q_c_to_mvar | pf_ikss_a_from_degree | pf_ikss_b_from_degree | pf_ikss_c_from_degree | pf_ikss_a_to_degree | pf_ikss_b_to_degree | pf_ikss_c_to_degree | 3xI0 | pf_vm_a_from_pu | pf_vm_b_from_pu | pf_vm_c_from_pu | pf_vm_a_to_pu | pf_vm_b_to_pu | pf_vm_c_to_pu | pf_va_a_from_degree | pf_va_b_from_degree | pf_va_c_from_degree | pf_va_a_to_degree | pf_va_b_to_degree | pf_va_c_to_degree
Line0_1_2 | 1.1399e-06 | 1.169e-06 | 1.1115e-06 | 0 | 0 | 0 | 2.6324e-07 | 2.6998e-07 | 2.5669e-07 | 0 | 0 | 0 | 1.9755e-08 | -1.6436e-07 | 1.5481e-07 | -1.948e-08 | 1.3777e-07 | -1.285e-07 | -4.1363e-07 | 1.4347e-08 | -1.0453e-08 | 3.4467e-07 | -1.1057e-08 | 7.3006e-09 | 87.0191 | 87.4588 | 86.5552 | 0 | 0 | 0 |  | 1.5731 | 0.61112 | 0.6045 | 1.5731 | 0.61112 | 0.6045 | -0.24649 | -97.5298 | 82.6923 | -0.2465 | -97.5298 | 82.6923
Line10_11_12 | 1.1399e-06 | 1.169e-06 | 1.1115e-06 | 0 | 0 | 0 | 2.6324e-07 | 2.6998e-07 | 2.5669e-07 | 0 | 0 | 0 | 1.9755e-08 | -1.6436e-07 | 1.5481e-07 | -1.948e-08 | 1.3777e-07 | -1.285e-07 | -4.1363e-07 | 1.4347e-08 | -1.0453e-08 | 3.4467e-07 | -1.1057e-08 | 7.3006e-09 | 87.0191 | 87.4588 | 86.5552 | 0 | 0 | 0 |  | 1.5731 | 0.61112 | 0.6045 | 1.5731 | 0.61112 | 0.6045 | -0.2465 | -97.5298 | 82.6923 | -0.2465 | -97.5298 | 82.6923
Line11_12_13 | 0 | 0 | 0 | 0 | 0 | 0 | 0 | 0 | 0 | 0 | 0 | 0 | 1.6463e-08 | -1.3697e-07 | 1.2901e-07 | -1.6187e-08 | 1.1038e-07 | -1.027e-07 | -3.4469e-07 | 1.1956e-08 | -8.7112e-09 | 2.7573e-07 | -8.6654e-09 | 5.5583e-09 | 0 | 0 | 0 | 0 | 0 | 0 |  | 1.5731 | 0.61112 | 0.6045 | 1.5731 | 0.61112 | 0.6045 | -0.2465 | -97.5298 | 82.6923 | -0.2465 | -97.5298 | 82.6923
Line12_13_15 | 0 | 0 | 0 | 0 | 0 | 0 | 0 | 0 | 0 | 0 | 0 | 0 | 9.8776e-09 | -8.2182e-08 | 7.7407e-08 | -9.6023e-09 | 5.5593e-08 | -5.1094e-08 | -2.0682e-07 | 7.1735e-09 | -5.2267e-09 | 1.3785e-07 | -3.8831e-09 | 2.0739e-09 | 0 | 0 | 0 | 0 | 0 | 0 |  | 1.5731 | 0.61112 | 0.6045 | 1.5731 | 0.61112 | 0.6045 | -0.2465 | -97.5298 | 82.6923 | -0.2465 | -97.5298 | 82.6923
Line13_13_14 | 0 | 0 | 0 | 0 | 0 | 0 | 0 | 0 | 0 | 0 | 0 | 0 | 3.2925e-09 | -2.7394e-08 | 2.5802e-08 | -3.0172e-09 | 8.048e-10 | 5.1126e-10 | -6.8939e-08 | 2.3912e-09 | -1.7422e-09 | -2.6056e-11 | 8.9925e-10 | -1.4106e-09 | 0 | 0 | 0 | 0 | 0 | 0 |  | 1.5731 | 0.61112 | 0.6045 | 1.5731 | 0.61112 | 0.6045 | -0.2465 | -97.5298 | 82.6923 | -0.2465 | -97.5298 | 82.6923
Line14_15_16 | 0 | 0 | 0 | 0 | 0 | 0 | 0 | 0 | 0 | 0 | 0 | 0 | 6.5851e-09 | -5.4788e-08 | 5.1605e-08 | -6.3097e-09 | 2.8199e-08 | -2.5291e-08 | -1.3788e-07 | 4.7823e-09 | -3.4845e-09 | 6.8913e-08 | -1.4919e-09 | 3.3165e-10 | 0 | 0 | 0 | 0 | 0 | 0 |  | 1.5731 | 0.61112 | 0.6045 | 1.5731 | 0.61112 | 0.6045 | -0.2465 | -97.5298 | 82.6923 | -0.2465 | -97.5298 | 82.6923
Line15_16_17 | 0 | 0 | 0 | 0 | 0 | 0 | 0 | 0 | 0 | 0 | 0 | 0 | 3.2925e-09 | -2.7394e-08 | 2.5802e-08 | -3.0172e-09 | 8.048e-10 | 5.1126e-10 | -6.8939e-08 | 2.3912e-09 | -1.7422e-09 | -2.6055e-11 | 8.9925e-10 | -1.4106e-09 | 0 | 0 | 0 | 0 | 0 | 0 |  | 1.5731 | 0.61112 | 0.6045 | 1.5731 | 0.61112 | 0.6045 | -0.2465 | -97.5298 | 82.6923 | -0.2465 | -97.5298 | 82.6923
Line16_4_18 | 0 | 3.1729 | 3.1046 | 0 | 3.1729 | 3.1046 | 0 | 0.73275 | 0.71697 | 0 | 0.73275 | 0.71697 | 3.1208e-09 | 0.10006 | 0.096992 | -3.0051e-09 | 1.7647e-14 | 2.6065e-14 | -6.8913e-08 | 0.20075 | 0.19335 | -3.8093e-11 | 3.2907e-14 | -4.1011e-15 | 0 | -161.074 | 19.3703 | 0 | 18.926 | -160.6297 |  | 1.572 | 0.30611 | 0.3017 | 1.5715 | 0 | 0 | -0.32264 | -97.5664 | 82.7299 | -0.36075 | 0 | 0
Line17_5_19 | 0 | 0 | 0 | 0 | 0 | 0 | 0 | 0 | 0 | 0 | 0 | 0 | 3.2925e-09 | -2.7394e-08 | 2.5802e-08 | -3.0172e-09 | 8.048e-10 | 5.1126e-10 | -6.8939e-08 | 2.3912e-09 | -1.7422e-09 | -2.6055e-11 | 8.9925e-10 | -1.4106e-09 | 0 | 0 | 0 | 0 | 0 | 0 |  | 1.5731 | 0.61112 | 0.6045 | 1.5731 | 0.61112 | 0.6045 | -0.24649 | -97.5298 | 82.6923 | -0.24649 | -97.5298 | 82.6923
Line1_1_3 | 1.5198e-06 | 1.5587e-06 | 1.482e-06 | 1.3302e-06 | 1.369e-06 | 1.2924e-06 | 3.5099e-07 | 3.5997e-07 | 3.4225e-07 | 3.072e-07 | 3.1616e-07 | 2.9847e-07 | 2.634e-08 | -2.1915e-07 | 2.0642e-07 | -2.6065e-08 | 1.9256e-07 | -1.8011e-07 | -5.5151e-07 | 1.9129e-08 | -1.3938e-08 | 4.8254e-07 | -1.5839e-08 | 1.0785e-08 | 87.0191 | 87.4588 | 86.5552 | -93.3384 | -92.8276 | -93.8808 |  | 1.5731 | 0.61112 | 0.6045 | 1.5731 | 0.61112 | 0.6045 | -0.24649 | -97.5298 | 82.6923 | -0.2465 | -97.5298 | 82.6923
Line2_1_4 | 0.024171 | 3.1501 | 3.1273 | 0.024171 | 3.1501 | 3.1273 | 0.005582 | 0.72748 | 0.72223 | 0.005582 | 0.72748 | 0.72223 | 0.0087809 | 0.19908 | 0.19499 | -0.008775 | -0.099845 | -0.097191 | 3.4918e-05 | 0.39752 | 0.39062 | -2.3302e-05 | -0.19905 | -0.19502 | -0.47433 | -160.928 | 19.22 | 179.5252 | 19.072 | -160.78 |  | 1.5731 | 0.61112 | 0.6045 | 1.572 | 0.30611 | 0.3017 | -0.24649 | -97.5298 | 82.6923 | -0.32264 | -97.5664 | 82.7299
Line3_1_5 | 0 | 0 | 0 | 0 | 0 | 0 | 0 | 0 | 0 | 0 | 0 | 0 | 6.5851e-09 | -5.4788e-08 | 5.1605e-08 | -6.3097e-09 | 2.8199e-08 | -2.5291e-08 | -1.3788e-07 | 4.7824e-09 | -3.4845e-09 | 6.8913e-08 | -1.4919e-09 | 3.3164e-10 | 0 | 0 | 0 | 0 | 0 | 0 |  | 1.5731 | 0.61112 | 0.6045 | 1.5731 | 0.61112 | 0.6045 | -0.24649 | -97.5298 | 82.6923 | -0.24649 | -97.5298 | 82.6923
Line4_2_6 | 0 | 0 | 0 | 0 | 0 | 0 | 0 | 0 | 0 | 0 | 0 | 0 | 1.6463e-08 | -1.3697e-07 | 1.2901e-07 | -1.6187e-08 | 1.1038e-07 | -1.027e-07 | -3.4469e-07 | 1.1956e-08 | -8.7111e-09 | 2.7573e-07 | -8.6654e-09 | 5.5583e-09 | 0 | 0 | 0 | 0 | 0 | 0 |  | 1.5731 | 0.61112 | 0.6045 | 1.5731 | 0.61112 | 0.6045 | -0.2465 | -97.5298 | 82.6923 | -0.2465 | -97.5298 | 82.6923
Line5_6_7 | 0 | 0 | 0 | 0 | 0 | 0 | 0 | 0 | 0 | 0 | 0 | 0 | 1.317e-08 | -1.0958e-07 | 1.0321e-07 | -1.2895e-08 | 8.2986e-08 | -7.6896e-08 | -2.7575e-07 | 9.5647e-09 | -6.9689e-09 | 2.0679e-07 | -6.2743e-09 | 3.8161e-09 | 0 | 0 | 0 | 0 | 0 | 0 |  | 1.5731 | 0.61112 | 0.6045 | 1.5731 | 0.61112 | 0.6045 | -0.2465 | -97.5298 | 82.6923 | -0.2465 | -97.5298 | 82.6923
Line6_7_8 | 0 | 0 | 0 | 0 | 0 | 0 | 0 | 0 | 0 | 0 | 0 | 0 | 9.8776e-09 | -8.2182e-08 | 7.7407e-08 | -9.6023e-09 | 5.5593e-08 | -5.1094e-08 | -2.0682e-07 | 7.1735e-09 | -5.2267e-09 | 1.3785e-07 | -3.8831e-09 | 2.0739e-09 | 0 | 0 | 0 | 0 | 0 | 0 |  | 1.5731 | 0.61112 | 0.6045 | 1.5731 | 0.61112 | 0.6045 | -0.2465 | -97.5298 | 82.6923 | -0.2465 | -97.5298 | 82.6923
Line7_8_9 | 0 | 0 | 0 | 0 | 0 | 0 | 0 | 0 | 0 | 0 | 0 | 0 | 3.2925e-09 | -2.7394e-08 | 2.5802e-08 | -3.0172e-09 | 8.048e-10 | 5.1126e-10 | -6.8939e-08 | 2.3912e-09 | -1.7422e-09 | -2.6055e-11 | 8.9925e-10 | -1.4106e-09 | 0 | 0 | 0 | 0 | 0 | 0 |  | 1.5731 | 0.61112 | 0.6045 | 1.5731 | 0.61112 | 0.6045 | -0.2465 | -97.5298 | 82.6923 | -0.2465 | -97.5298 | 82.6923
Line8_8_10 | 0 | 0 | 0 | 0 | 0 | 0 | 0 | 0 | 0 | 0 | 0 | 0 | 3.2925e-09 | -2.7394e-08 | 2.5802e-08 | -3.0172e-09 | 8.048e-10 | 5.1126e-10 | -6.8939e-08 | 2.3912e-09 | -1.7422e-09 | -2.6055e-11 | 8.9925e-10 | -1.4106e-09 | 0 | 0 | 0 | 0 | 0 | 0 |  | 1.5731 | 0.61112 | 0.6045 | 1.5731 | 0.61112 | 0.6045 | -0.2465 | -97.5298 | 82.6923 | -0.2465 | -97.5298 | 82.6923
Line9_3_11 | 1.3299e-06 | 1.3639e-06 | 1.2967e-06 | 1.1402e-06 | 1.1742e-06 | 1.1072e-06 | 3.0712e-07 | 3.1497e-07 | 2.9947e-07 | 2.6333e-07 | 2.7117e-07 | 2.5569e-07 | 2.3048e-08 | -1.9176e-07 | 1.8062e-07 | -2.2772e-08 | 1.6517e-07 | -1.543e-07 | -4.8257e-07 | 1.6738e-08 | -1.2196e-08 | 4.1361e-07 | -1.3448e-08 | 9.0428e-09 | 87.0191 | 87.4588 | 86.5552 | -93.3979 | -92.8751 | -93.9537 |  | 1.5731 | 0.61112 | 0.6045 | 1.5731 | 0.61112 | 0.6045 | -0.2465 | -97.5298 | 82.6923 | -0.2465 | -97.5298 | 82.6923

## LLG_max_10
name | pf_ikss_a_from_ka | pf_ikss_b_from_ka | pf_ikss_c_from_ka | pf_ikss_a_to_ka | pf_ikss_b_to_ka | pf_ikss_c_to_ka | pf_skss_a_from_mw | pf_skss_b_from_mw | pf_skss_c_from_mw | pf_skss_a_to_mw | pf_skss_b_to_mw | pf_skss_c_to_mw | pf_p_a_from_mw | pf_p_b_from_mw | pf_p_c_from_mw | pf_p_a_to_mw | pf_p_b_to_mw | pf_p_c_to_mw | pf_q_a_from_mvar | pf_q_b_from_mvar | pf_q_c_from_mvar | pf_q_a_to_mvar | pf_q_b_to_mvar | pf_q_c_to_mvar | pf_ikss_a_from_degree | pf_ikss_b_from_degree | pf_ikss_c_from_degree | pf_ikss_a_to_degree | pf_ikss_b_to_degree | pf_ikss_c_to_degree | 3xI0 | pf_vm_a_from_pu | pf_vm_b_from_pu | pf_vm_c_from_pu | pf_vm_a_to_pu | pf_vm_b_to_pu | pf_vm_c_to_pu | pf_va_a_from_degree | pf_va_b_from_degree | pf_va_c_from_degree | pf_va_a_to_degree | pf_va_b_to_degree | pf_va_c_to_degree
Line0_1_2 | 1.1941e-06 | 1.2257e-06 | 1.1634e-06 | 0 | 1.0269e-06 | 0 | 2.7577e-07 | 2.8306e-07 | 2.6868e-07 | 0 | 2.3716e-07 | 0 | 2.1681e-08 | -1.7765e-07 | 1.6704e-07 | -2.1378e-08 | 1.4894e-07 | -1.3864e-07 | -4.5395e-07 | 1.6232e-08 | -1.1908e-08 | 3.7826e-07 | -1.2564e-08 | 8.3916e-09 | 87.0129 | 87.4601 | 86.5402 | 0 | -92.9384 | 0 |  | 1.648 | 0.63023 | 0.62329 | 1.648 | 0.63023 | 0.62329 | -0.25275 | -97.7605 | 82.4627 | -0.25275 | -97.7605 | 82.4627
Line10_11_12 | 1.1941e-06 | 1.2257e-06 | 1.1634e-06 | 0 | 1.0269e-06 | 0 | 2.7577e-07 | 2.8306e-07 | 2.6868e-07 | 0 | 2.3716e-07 | 0 | 2.1681e-08 | -1.7765e-07 | 1.6704e-07 | -2.1379e-08 | 1.4894e-07 | -1.3864e-07 | -4.5395e-07 | 1.6232e-08 | -1.1908e-08 | 3.7826e-07 | -1.2564e-08 | 8.3916e-09 | 87.0129 | 87.4601 | 86.5402 | 0 | -92.9384 | 0 |  | 1.648 | 0.63023 | 0.62329 | 1.648 | 0.63023 | 0.62329 | -0.25276 | -97.7605 | 82.4627 | -0.25276 | -97.7604 | 82.4627
Line11_12_13 | 0 | 1.0214e-06 | 0 | 0 | 0 | 0 | 0 | 2.3588e-07 | 0 | 0 | 0 | 0 | 1.8067e-08 | -1.4804e-07 | 1.392e-07 | -1.7765e-08 | 1.1933e-07 | -1.1079e-07 | -3.7829e-07 | 1.3526e-08 | -9.9233e-09 | 3.026e-07 | -9.8591e-09 | 6.407e-09 | 0 | 87.4601 | 0 | 0 | 0 | 0 |  | 1.648 | 0.63023 | 0.62329 | 1.648 | 0.63023 | 0.62329 | -0.25276 | -97.7604 | 82.4627 | -0.25276 | -97.7604 | 82.4627
Line12_13_15 | 0 | 0 | 0 | 0 | 0 | 0 | 0 | 0 | 0 | 0 | 0 | 0 | 1.084e-08 | -8.8825e-08 | 8.3522e-08 | -1.0538e-08 | 6.0113e-08 | -5.5113e-08 | -2.2698e-07 | 8.1159e-09 | -5.954e-09 | 1.5129e-07 | -4.4485e-09 | 2.4376e-09 | 0 | 0 | 0 | 0 | 0 | 0 |  | 1.648 | 0.63023 | 0.62329 | 1.648 | 0.63023 | 0.62329 | -0.25276 | -97.7604 | 82.4627 | -0.25276 | -97.7604 | 82.4627
Line13_13_14 | 0 | 0 | 0 | 0 | 0 | 0 | 0 | 0 | 0 | 0 | 0 | 0 | 3.6134e-09 | -2.9608e-08 | 2.7841e-08 | -3.3113e-09 | 8.9647e-10 | 5.6898e-10 | -7.5658e-08 | 2.7053e-09 | -1.9847e-09 | -2.9321e-11 | 9.6207e-10 | -1.5317e-09 | 0 | 0 | 0 | 0 | 0 | 0 |  | 1.648 | 0.63023 | 0.62329 | 1.648 | 0.63023 | 0.62329 | -0.25276 | -97.7604 | 82.4627 | -0.25276 | -97.7604 | 82.4627
Line14_15_16 | 0 | 0 | 0 | 0 | 0 | 0 | 0 | 0 | 0 | 0 | 0 | 0 | 7.2269e-09 | -5.9217e-08 | 5.5682e-08 | -6.9247e-09 | 3.0505e-08 | -2.7272e-08 | -1.5132e-07 | 5.4106e-09 | -3.9693e-09 | 7.5629e-08 | -1.7432e-09 | 4.5298e-10 | 0 | 0 | 0 | 0 | 0 | 0 |  | 1.648 | 0.63023 | 0.62329 | 1.648 | 0.63023 | 0.62329 | -0.25276 | -97.7604 | 82.4627 | -0.25276 | -97.7604 | 82.4627
Line15_16_17 | 0 | 0 | 0 | 0 | 0 | 0 | 0 | 0 | 0 | 0 | 0 | 0 | 3.6134e-09 | -2.9608e-08 | 2.7841e-08 | -3.3113e-09 | 8.9647e-10 | 5.6898e-10 | -7.5658e-08 | 2.7053e-09 | -1.9847e-09 | -2.9321e-11 | 9.6207e-10 | -1.5317e-09 | 0 | 0 | 0 | 0 | 0 | 0 |  | 1.648 | 0.63023 | 0.62329 | 1.648 | 0.63023 | 0.62329 | -0.25276 | -97.7604 | 82.4627 | -0.25276 | -97.7604 | 82.4627
Line16_4_18 | 0 | 3.2724 | 3.2008 | 0 | 3.2724 | 3.2008 | 0 | 0.75574 | 0.73919 | 0 | 0.75574 | 0.73919 | 3.425e-09 | 0.10642 | 0.1031 | -3.298e-09 | 1.3087e-14 | 4.7921e-14 | -7.5631e-08 | 0.21353 | 0.20553 | -4.2533e-11 | 1.3021e-14 | -1.8109e-14 | 0 | -161.3052 | 19.1413 | 0 | 18.6948 | -160.8587 |  | 1.6469 | 0.31569 | 0.31107 | 1.6463 | 0 | 0 | -0.3289 | -97.7972 | 82.5004 | -0.36701 | 0 | 0
Line17_5_19 | 0 | 0 | 0 | 0 | 0 | 0 | 0 | 0 | 0 | 0 | 0 | 0 | 3.6134e-09 | -2.9608e-08 | 2.7841e-08 | -3.3113e-09 | 8.9647e-10 | 5.6898e-10 | -7.5658e-08 | 2.7053e-09 | -1.9847e-09 | -2.9321e-11 | 9.6207e-10 | -1.5317e-09 | 0 | 0 | 0 | 0 | 0 | 0 |  | 1.648 | 0.63023 | 0.62329 | 1.648 | 0.63023 | 0.62329 | -0.25275 | -97.7605 | 82.4627 | -0.25275 | -97.7605 | 82.4627
Line1_1_3 | 1.5922e-06 | 1.6342e-06 | 1.5512e-06 | 1.3935e-06 | 1.4355e-06 | 1.3527e-06 | 3.677e-07 | 3.7741e-07 | 3.5825e-07 | 3.2182e-07 | 3.3151e-07 | 3.1239e-07 | 2.8908e-08 | -2.3687e-07 | 2.2273e-07 | -2.8605e-08 | 2.0816e-07 | -1.9432e-07 | -6.0527e-07 | 2.1642e-08 | -1.5877e-08 | 5.2958e-07 | -1.7975e-08 | 1.2361e-08 | 87.0129 | 87.4601 | 86.5402 | -93.3446 | -92.825 | -93.8975 |  | 1.648 | 0.63023 | 0.62329 | 1.648 | 0.63023 | 0.62329 | -0.25275 | -97.7605 | 82.4627 | -0.25275 | -97.7605 | 82.4627
Line2_1_4 | 0.025321 | 3.2485 | 3.2246 | 0.025321 | 3.2485 | 3.2246 | 0.0058477 | 0.75021 | 0.7447 | 0.0058477 | 0.75021 | 0.7447 | 0.0096369 | 0.21172 | 0.20731 | -0.0096304 | -0.10619 | -0.10333 | 3.8322e-05 | 0.42276 | 0.4153 | -2.5573e-05 | -0.2117 | -0.20733 | -0.48059 | -161.1585 | 18.9902 | 179.519 | 18.8415 | -161.0098 |  | 1.648 | 0.63023 | 0.62329 | 1.6469 | 0.31569 | 0.31107 | -0.25275 | -97.7605 | 82.4627 | -0.3289 | -97.7972 | 82.5004
Line3_1_5 | 0 | 0 | 0 | 0 | 0 | 0 | 0 | 0 | 0 | 0 | 0 | 0 | 7.2269e-09 | -5.9217e-08 | 5.5682e-08 | -6.9247e-09 | 3.0505e-08 | -2.7272e-08 | -1.5132e-07 | 5.4106e-09 | -3.9693e-09 | 7.5629e-08 | -1.7432e-09 | 4.5297e-10 | 0 | 0 | 0 | 0 | 0 | 0 |  | 1.648 | 0.63023 | 0.62329 | 1.648 | 0.63023 | 0.62329 | -0.25275 | -97.7605 | 82.4627 | -0.25275 | -97.7605 | 82.4627
Line4_2_6 | 0 | 1.0214e-06 | 0 | 0 | 0 | 0 | 0 | 2.3588e-07 | 0 | 0 | 0 | 0 | 1.8067e-08 | -1.4804e-07 | 1.392e-07 | -1.7765e-08 | 1.1933e-07 | -1.1079e-07 | -3.7829e-07 | 1.3526e-08 | -9.9233e-09 | 3.026e-07 | -9.8591e-09 | 6.407e-09 | 0 | 87.4601 | 0 | 0 | 0 | 0 |  | 1.648 | 0.63023 | 0.62329 | 1.648 | 0.63023 | 0.62329 | -0.25275 | -97.7605 | 82.4627 | -0.25275 | -97.7605 | 82.4627
Line5_6_7 | 0 | 0 | 0 | 0 | 0 | 0 | 0 | 0 | 0 | 0 | 0 | 0 | 1.4454e-08 | -1.1843e-07 | 1.1136e-07 | -1.4152e-08 | 8.9722e-08 | -8.2953e-08 | -3.0263e-07 | 1.0821e-08 | -7.9387e-09 | 2.2695e-07 | -7.1538e-09 | 4.4223e-09 | 0 | 0 | 0 | 0 | 0 | 0 |  | 1.648 | 0.63023 | 0.62329 | 1.648 | 0.63023 | 0.62329 | -0.25275 | -97.7605 | 82.4627 | -0.25276 | -97.7605 | 82.4627
Line6_7_8 | 0 | 0 | 0 | 0 | 0 | 0 | 0 | 0 | 0 | 0 | 0 | 0 | 1.084e-08 | -8.8825e-08 | 8.3522e-08 | -1.0538e-08 | 6.0113e-08 | -5.5113e-08 | -2.2698e-07 | 8.1159e-09 | -5.954e-09 | 1.5129e-07 | -4.4485e-09 | 2.4376e-09 | 0 | 0 | 0 | 0 | 0 | 0 |  | 1.648 | 0.63023 | 0.62329 | 1.648 | 0.63023 | 0.62329 | -0.25276 | -97.7605 | 82.4627 | -0.25276 | -97.7605 | 82.4627
Line7_8_9 | 0 | 0 | 0 | 0 | 0 | 0 | 0 | 0 | 0 | 0 | 0 | 0 | 3.6134e-09 | -2.9608e-08 | 2.7841e-08 | -3.3113e-09 | 8.9647e-10 | 5.6898e-10 | -7.5658e-08 | 2.7053e-09 | -1.9847e-09 | -2.9322e-11 | 9.6207e-10 | -1.5317e-09 | 0 | 0 | 0 | 0 | 0 | 0 |  | 1.648 | 0.63023 | 0.62329 | 1.648 | 0.63023 | 0.62329 | -0.25276 | -97.7605 | 82.4627 | -0.25276 | -97.7604 | 82.4627
Line8_8_10 | 0 | 0 | 0 | 0 | 0 | 0 | 0 | 0 | 0 | 0 | 0 | 0 | 3.6134e-09 | -2.9608e-08 | 2.7841e-08 | -3.3113e-09 | 8.9647e-10 | 5.6898e-10 | -7.5658e-08 | 2.7053e-09 | -1.9847e-09 | -2.9321e-11 | 9.6207e-10 | -1.5317e-09 | 0 | 0 | 0 | 0 | 0 | 0 |  | 1.648 | 0.63023 | 0.62329 | 1.648 | 0.63023 | 0.62329 | -0.25276 | -97.7605 | 82.4627 | -0.25276 | -97.7604 | 82.4627
Line9_3_11 | 1.3932e-06 | 1.4299e-06 | 1.3573e-06 | 1.1945e-06 | 1.2312e-06 | 1.1588e-06 | 3.2174e-07 | 3.3023e-07 | 3.1346e-07 | 2.7586e-07 | 2.8434e-07 | 2.6761e-07 | 2.5294e-08 | -2.0726e-07 | 1.9489e-07 | -2.4992e-08 | 1.7855e-07 | -1.6648e-07 | -5.2961e-07 | 1.8937e-08 | -1.3893e-08 | 4.5392e-07 | -1.527e-08 | 1.0376e-08 | 87.0129 | 87.4601 | 86.5402 | -93.4042 | -92.8723 | -93.9707 |  | 1.648 | 0.63023 | 0.62329 | 1.648 | 0.63023 | 0.62329 | -0.25275 | -97.7605 | 82.4627 | -0.25276 | -97.7605 | 82.4627

## LLG_max_fault_6
name | pf_ikss_a_from_ka | pf_ikss_b_from_ka | pf_ikss_c_from_ka | pf_ikss_a_to_ka | pf_ikss_b_to_ka | pf_ikss_c_to_ka | pf_skss_a_from_mw | pf_skss_b_from_mw | pf_skss_c_from_mw | pf_skss_a_to_mw | pf_skss_b_to_mw | pf_skss_c_to_mw | pf_p_a_from_mw | pf_p_b_from_mw | pf_p_c_from_mw | pf_p_a_to_mw | pf_p_b_to_mw | pf_p_c_to_mw | pf_q_a_from_mvar | pf_q_b_from_mvar | pf_q_c_from_mvar | pf_q_a_to_mvar | pf_q_b_to_mvar | pf_q_c_to_mvar | pf_ikss_a_from_degree | pf_ikss_b_from_degree | pf_ikss_c_from_degree | pf_ikss_a_to_degree | pf_ikss_b_to_degree | pf_ikss_c_to_degree | 3xI0 | pf_vm_a_from_pu | pf_vm_b_from_pu | pf_vm_c_from_pu | pf_vm_a_to_pu | pf_vm_b_to_pu | pf_vm_c_to_pu | pf_va_a_from_degree | pf_va_b_from_degree | pf_va_c_from_degree | pf_va_a_to_degree | pf_va_b_to_degree | pf_va_c_to_degree
Line0_1_2 | 0 | 0 | 0 | 0 | 0 | 0 | 0 | 0 | 0 | 0 | 0 | 0 | 5.3119e-08 | -9.3939e-08 | 4.2842e-08 | -4.4975e-08 | 7.8161e-08 | -3.5208e-08 | -9.5263e-08 | -2.1839e-08 | 6.8537e-08 | 7.9026e-08 | 1.888e-08 | -5.7452e-08 | 0 | 0 | 0 | 0 | 0 | 0 |  | 1.207 | 1.0667 | 0.89433 | 1.207 | 1.0667 | 0.89433 | -4.4386 | -110.456 | 114.3674 | -4.4386 | -110.456 | 114.3674
Line10_11_12 | 0 | 0 | 0 | 0 | 0 | 0 | 0 | 0 | 0 | 0 | 0 | 0 | 5.3119e-08 | -9.3939e-08 | 4.2842e-08 | -4.4975e-08 | 7.8161e-08 | -3.5208e-08 | -9.5263e-08 | -2.1839e-08 | 6.8537e-08 | 7.9026e-08 | 1.888e-08 | -5.7452e-08 | 0 | 0 | 0 | 0 | 0 | 0 |  | 1.207 | 1.0667 | 0.89433 | 1.207 | 1.0667 | 0.89433 | -4.4386 | -110.456 | 114.3674 | -4.4386 | -110.456 | 114.3674
Line11_12_13 | 0 | 0 | 0 | 0 | 0 | 0 | 0 | 0 | 0 | 0 | 0 | 0 | 4.4266e-08 | -7.8283e-08 | 3.5702e-08 | -3.6122e-08 | 6.2504e-08 | -2.8068e-08 | -7.9386e-08 | -1.8199e-08 | 5.7114e-08 | 6.3149e-08 | 1.5241e-08 | -4.6029e-08 | 0 | 0 | 0 | 0 | 0 | 0 |  | 1.207 | 1.0667 | 0.89433 | 1.207 | 1.0667 | 0.89433 | -4.4386 | -110.456 | 114.3674 | -4.4386 | -110.456 | 114.3674
Line12_13_15 | 0 | 0 | 0 | 0 | 0 | 0 | 0 | 0 | 0 | 0 | 0 | 0 | 2.656e-08 | -4.697e-08 | 2.1421e-08 | -1.8415e-08 | 3.1191e-08 | -1.3787e-08 | -4.7632e-08 | -1.092e-08 | 3.4269e-08 | 3.1395e-08 | 7.9607e-09 | -2.3184e-08 | 0 | 0 | 0 | 0 | 0 | 0 |  | 1.207 | 1.0667 | 0.89433 | 1.207 | 1.0667 | 0.89433 | -4.4386 | -110.456 | 114.3674 | -4.4386 | -110.456 | 114.3674
Line13_13_14 | 0 | 0 | 0 | 0 | 0 | 0 | 0 | 0 | 0 | 0 | 0 | 0 | 8.8532e-09 | -1.5657e-08 | 7.1404e-09 | -7.0872e-10 | -1.222e-10 | 4.9386e-10 | -1.5877e-08 | -3.6399e-09 | 1.1423e-08 | -3.5963e-10 | 6.8093e-10 | -3.3794e-10 | 0 | 0 | 0 | 0 | 0 | 0 |  | 1.207 | 1.0667 | 0.89433 | 1.207 | 1.0667 | 0.89433 | -4.4386 | -110.456 | 114.3674 | -4.4386 | -110.456 | 114.3674
Line14_15_16 | 0 | 0 | 0 | 0 | 0 | 0 | 0 | 0 | 0 | 0 | 0 | 0 | 1.7706e-08 | -3.1313e-08 | 1.4281e-08 | -9.5619e-09 | 1.5534e-08 | -6.6465e-09 | -3.1754e-08 | -7.2798e-09 | 2.2846e-08 | 1.5518e-08 | 4.3208e-09 | -1.1761e-08 | 0 | 0 | 0 | 0 | 0 | 0 |  | 1.207 | 1.0667 | 0.89433 | 1.207 | 1.0667 | 0.89433 | -4.4386 | -110.456 | 114.3674 | -4.4386 | -110.456 | 114.3674
Line15_16_17 | 0 | 0 | 0 | 0 | 0 | 0 | 0 | 0 | 0 | 0 | 0 | 0 | 8.8532e-09 | -1.5657e-08 | 7.1404e-09 | -7.0872e-10 | -1.222e-10 | 4.9386e-10 | -1.5877e-08 | -3.6399e-09 | 1.1423e-08 | -3.5963e-10 | 6.8093e-10 | -3.3794e-10 | 0 | 0 | 0 | 0 | 0 | 0 |  | 1.207 | 1.0667 | 0.89433 | 1.207 | 1.0667 | 0.89433 | -4.4386 | -110.456 | 114.3674 | -4.4386 | -110.456 | 114.3674
Line16_4_18 | 0 | 0.034662 | 0.029029 | 0 | 0.034662 | 0.029029 | 0 | 0.0080048 | 0.006704 | 0 | 0.0080048 | 0.0067039 | 8.8257e-09 | 0.0060161 | 0.004224 | -7.041e-10 | -0.0060072 | -0.0042134 | -1.5885e-08 | 0.0060308 | 0.0042286 | -3.6211e-10 | -0.0060072 | -0.0042134 | 0 | -155.6091 | 69.3299 | 0 | 24.391 | -110.6701 |  | 1.2063 | 1.0642 | 0.89155 | 1.206 | 1.0613 | 0.88883 | -4.4614 | -110.5388 | 114.3615 | -4.4729 | -110.609 | 114.3299
Line17_5_19 | 0 | 0 | 0 | 0 | 0 | 0 | 0 | 0 | 0 | 0 | 0 | 0 | 8.8532e-09 | -1.5657e-08 | 7.1404e-09 | -7.0872e-10 | -1.222e-10 | 4.9386e-10 | -1.5877e-08 | -3.6399e-09 | 1.1423e-08 | -3.5963e-10 | 6.8093e-10 | -3.3794e-10 | 0 | 0 | 0 | 0 | 0 | 0 |  | 1.207 | 1.0667 | 0.89433 | 1.207 | 1.0667 | 0.89433 | -4.4386 | -110.456 | 114.3674 | -4.4386 | -110.456 | 114.3674
Line1_1_3 | 0 | 0 | 0 | 0 | 0 | 0 | 0 | 0 | 0 | 0 | 0 | 0 | 7.0826e-08 | -1.2525e-07 | 5.7123e-08 | -6.2681e-08 | 1.0947e-07 | -4.9489e-08 | -1.2702e-07 | -2.9119e-08 | 9.1383e-08 | 1.1078e-07 | 2.616e-08 | -8.0298e-08 | 0 | 0 | 0 | 0 | 0 | 0 |  | 1.207 | 1.0667 | 0.89433 | 1.207 | 1.0667 | 0.89433 | -4.4386 | -110.456 | 114.3674 | -4.4386 | -110.456 | 114.3674
Line2_1_4 | 0.0082974 | 0.030728 | 0.028714 | 0.0082974 | 0.030728 | 0.028714 | 0.0019162 | 0.0070964 | 0.0066313 | 0.0019162 | 0.0070964 | 0.0066313 | 0.0020674 | 0.0063984 | 0.0028253 | -0.0020667 | -0.006389 | -0.0028171 | 0.001037 | 0.0040449 | 0.0052143 | -0.0010356 | -0.0040261 | -0.0051978 | -31.0763 | -142.7561 | 52.8182 | 148.9232 | 37.2439 | -127.1818 |  | 1.207 | 1.0667 | 0.89433 | 1.2063 | 1.0642 | 0.89155 | -4.4386 | -110.456 | 114.3674 | -4.4614 | -110.5388 | 114.3615
Line3_1_5 | 0 | 0 | 0 | 0 | 0 | 0 | 0 | 0 | 0 | 0 | 0 | 0 | 1.7706e-08 | -3.1313e-08 | 1.4281e-08 | -9.5619e-09 | 1.5534e-08 | -6.6465e-09 | -3.1754e-08 | -7.2798e-09 | 2.2846e-08 | 1.5518e-08 | 4.3208e-09 | -1.1761e-08 | 0 | 0 | 0 | 0 | 0 | 0 |  | 1.207 | 1.0667 | 0.89433 | 1.207 | 1.0667 | 0.89433 | -4.4386 | -110.456 | 114.3674 | -4.4386 | -110.456 | 114.3674
Line4_2_6 | 0 | 0 | 0 | 0 | 0 | 0 | 0 | 0 | 0 | 0 | 0 | 0 | 4.4266e-08 | -7.8283e-08 | 3.5702e-08 | -3.6122e-08 | 6.2504e-08 | -2.8068e-08 | -7.9386e-08 | -1.8199e-08 | 5.7114e-08 | 6.3149e-08 | 1.5241e-08 | -4.6029e-08 | 0 | 0 | 0 | 0 | 0 | 0 |  | 1.207 | 1.0667 | 0.89433 | 1.207 | 1.0667 | 0.89433 | -4.4386 | -110.456 | 114.3674 | -4.4386 | -110.456 | 114.3674
Line5_6_7 | 0 | 0 | 0 | 0 | 0 | 0 | 0 | 0 | 0 | 0 | 0 | 0 | 3.5413e-08 | -6.2626e-08 | 2.8562e-08 | -2.7268e-08 | 4.6848e-08 | -2.0927e-08 | -6.3509e-08 | -1.456e-08 | 4.5692e-08 | 4.7272e-08 | 1.1601e-08 | -3.4607e-08 | 0 | 0 | 0 | 0 | 0 | 0 |  | 1.207 | 1.0667 | 0.89433 | 1.207 | 1.0667 | 0.89433 | -4.4386 | -110.456 | 114.3674 | -4.4386 | -110.456 | 114.3674
Line6_7_8 | 0 | 0 | 0 | 0 | 0 | 0 | 0 | 0 | 0 | 0 | 0 | 0 | 2.656e-08 | -4.697e-08 | 2.1421e-08 | -1.8415e-08 | 3.1191e-08 | -1.3787e-08 | -4.7632e-08 | -1.092e-08 | 3.4269e-08 | 3.1395e-08 | 7.9607e-09 | -2.3184e-08 | 0 | 0 | 0 | 0 | 0 | 0 |  | 1.207 | 1.0667 | 0.89433 | 1.207 | 1.0667 | 0.89433 | -4.4386 | -110.456 | 114.3674 | -4.4386 | -110.456 | 114.3674
Line7_8_9 | 0 | 0 | 0 | 0 | 0 | 0 | 0 | 0 | 0 | 0 | 0 | 0 | 8.8532e-09 | -1.5657e-08 | 7.1404e-09 | -7.0872e-10 | -1.222e-10 | 4.9386e-10 | -1.5877e-08 | -3.6399e-09 | 1.1423e-08 | -3.5963e-10 | 6.8093e-10 | -3.3794e-10 | 0 | 0 | 0 | 0 | 0 | 0 |  | 1.207 | 1.0667 | 0.89433 | 1.207 | 1.0667 | 0.89433 | -4.4386 | -110.456 | 114.3674 | -4.4386 | -110.456 | 114.3674
Line8_8_10 | 0 | 0 | 0 | 0 | 0 | 0 | 0 | 0 | 0 | 0 | 0 | 0 | 8.8532e-09 | -1.5657e-08 | 7.1404e-09 | -7.0872e-10 | -1.222e-10 | 4.9386e-10 | -1.5877e-08 | -3.6399e-09 | 1.1423e-08 | -3.5963e-10 | 6.8093e-10 | -3.3794e-10 | 0 | 0 | 0 | 0 | 0 | 0 |  | 1.207 | 1.0667 | 0.89433 | 1.207 | 1.0667 | 0.89433 | -4.4386 | -110.456 | 114.3674 | -4.4386 | -110.456 | 114.3674
Line9_3_11 | 0 | 0 | 0 | 0 | 0 | 0 | 0 | 0 | 0 | 0 | 0 | 0 | 6.1973e-08 | -1.096e-07 | 4.9983e-08 | -5.3828e-08 | 9.3817e-08 | -4.2349e-08 | -1.1114e-07 | -2.5479e-08 | 7.996e-08 | 9.4904e-08 | 2.252e-08 | -6.8875e-08 | 0 | 0 | 0 | 0 | 0 | 0 |  | 1.207 | 1.0667 | 0.89433 | 1.207 | 1.0667 | 0.89433 | -4.4386 | -110.456 | 114.3674 | -4.4386 | -110.456 | 114.3674

## LLG_max_fault_10
name | pf_ikss_a_from_ka | pf_ikss_b_from_ka | pf_ikss_c_from_ka | pf_ikss_a_to_ka | pf_ikss_b_to_ka | pf_ikss_c_to_ka | pf_skss_a_from_mw | pf_skss_b_from_mw | pf_skss_c_from_mw | pf_skss_a_to_mw | pf_skss_b_to_mw | pf_skss_c_to_mw | pf_p_a_from_mw | pf_p_b_from_mw | pf_p_c_from_mw | pf_p_a_to_mw | pf_p_b_to_mw | pf_p_c_to_mw | pf_q_a_from_mvar | pf_q_b_from_mvar | pf_q_c_from_mvar | pf_q_a_to_mvar | pf_q_b_to_mvar | pf_q_c_to_mvar | pf_ikss_a_from_degree | pf_ikss_b_from_degree | pf_ikss_c_from_degree | pf_ikss_a_to_degree | pf_ikss_b_to_degree | pf_ikss_c_to_degree | 3xI0 | pf_vm_a_from_pu | pf_vm_b_from_pu | pf_vm_c_from_pu | pf_vm_a_to_pu | pf_vm_b_to_pu | pf_vm_c_to_pu | pf_va_a_from_degree | pf_va_b_from_degree | pf_va_c_from_degree | pf_va_a_to_degree | pf_va_b_to_degree | pf_va_c_to_degree
Line0_1_2 | 0 | 0 | 0 | 0 | 0 | 0 | 0 | 0 | 0 | 0 | 0 | 0 | 5.8296e-08 | -1.0309e-07 | 4.7011e-08 | -4.9357e-08 | 8.5777e-08 | -3.8634e-08 | -1.0455e-07 | -2.3955e-08 | 7.5208e-08 | 8.6727e-08 | 2.0709e-08 | -6.3044e-08 | 0 | 0 | 0 | 0 | 0 | 0 |  | 1.2644 | 1.1174 | 0.93678 | 1.2644 | 1.1174 | 0.93678 | -4.4403 | -110.4625 | 114.3643 | -4.4403 | -110.4625 | 114.3643
Line10_11_12 | 0 | 0 | 0 | 0 | 0 | 0 | 0 | 0 | 0 | 0 | 0 | 0 | 5.8296e-08 | -1.0309e-07 | 4.7011e-08 | -4.9357e-08 | 8.5777e-08 | -3.8634e-08 | -1.0455e-07 | -2.3955e-08 | 7.5208e-08 | 8.6727e-08 | 2.0709e-08 | -6.3044e-08 | 0 | 0 | 0 | 0 | 0 | 0 |  | 1.2644 | 1.1174 | 0.93678 | 1.2644 | 1.1174 | 0.93678 | -4.4403 | -110.4625 | 114.3643 | -4.4403 | -110.4625 | 114.3643
Line11_12_13 | 0 | 0 | 0 | 0 | 0 | 0 | 0 | 0 | 0 | 0 | 0 | 0 | 4.858e-08 | -8.5911e-08 | 3.9176e-08 | -3.9641e-08 | 6.8595e-08 | -3.0798e-08 | -8.7122e-08 | -1.9962e-08 | 6.2673e-08 | 6.9303e-08 | 1.6717e-08 | -5.051e-08 | 0 | 0 | 0 | 0 | 0 | 0 |  | 1.2644 | 1.1174 | 0.93678 | 1.2644 | 1.1174 | 0.93678 | -4.4403 | -110.4625 | 114.3643 | -4.4403 | -110.4625 | 114.3643
Line12_13_15 | 0 | 0 | 0 | 0 | 0 | 0 | 0 | 0 | 0 | 0 | 0 | 0 | 2.9148e-08 | -5.1546e-08 | 2.3506e-08 | -2.021e-08 | 3.4231e-08 | -1.5128e-08 | -5.2273e-08 | -1.1977e-08 | 3.7604e-08 | 3.4454e-08 | 8.7317e-09 | -2.544e-08 | 0 | 0 | 0 | 0 | 0 | 0 |  | 1.2644 | 1.1174 | 0.93678 | 1.2644 | 1.1174 | 0.93678 | -4.4403 | -110.4625 | 114.3643 | -4.4403 | -110.4625 | 114.3643
Line13_13_14 | 0 | 0 | 0 | 0 | 0 | 0 | 0 | 0 | 0 | 0 | 0 | 0 | 9.7159e-09 | -1.7182e-08 | 7.8352e-09 | -7.7769e-10 | -1.3366e-10 | 5.4237e-10 | -1.7424e-08 | -3.9925e-09 | 1.2535e-08 | -3.9484e-10 | 7.4676e-10 | -3.7104e-10 | 0 | 0 | 0 | 0 | 0 | 0 |  | 1.2644 | 1.1174 | 0.93678 | 1.2644 | 1.1174 | 0.93678 | -4.4403 | -110.4625 | 114.3643 | -4.4403 | -110.4625 | 114.3643
Line14_15_16 | 0 | 0 | 0 | 0 | 0 | 0 | 0 | 0 | 0 | 0 | 0 | 0 | 1.9432e-08 | -3.4364e-08 | 1.567e-08 | -1.0494e-08 | 1.7049e-08 | -7.2928e-09 | -3.4849e-08 | -7.985e-09 | 2.5069e-08 | 1.703e-08 | 4.7392e-09 | -1.2906e-08 | 0 | 0 | 0 | 0 | 0 | 0 |  | 1.2644 | 1.1174 | 0.93678 | 1.2644 | 1.1174 | 0.93678 | -4.4403 | -110.4625 | 114.3643 | -4.4403 | -110.4625 | 114.3643
Line15_16_17 | 0 | 0 | 0 | 0 | 0 | 0 | 0 | 0 | 0 | 0 | 0 | 0 | 9.7159e-09 | -1.7182e-08 | 7.8352e-09 | -7.7769e-10 | -1.3366e-10 | 5.4237e-10 | -1.7424e-08 | -3.9925e-09 | 1.2535e-08 | -3.9484e-10 | 7.4676e-10 | -3.7104e-10 | 0 | 0 | 0 | 0 | 0 | 0 |  | 1.2644 | 1.1174 | 0.93678 | 1.2644 | 1.1174 | 0.93678 | -4.4403 | -110.4625 | 114.3643 | -4.4403 | -110.4625 | 114.3643
Line16_4_18 | 0 | 0.03631 | 0.030407 | 0 | 0.03631 | 0.030407 | 0 | 0.0083853 | 0.0070222 | 0 | 0.0083853 | 0.0070222 | 9.6858e-09 | 0.0066016 | 0.0046345 | -7.7262e-10 | -0.0065919 | -0.0046229 | -1.7433e-08 | 0.0066178 | 0.0046397 | -3.9756e-10 | -0.0065919 | -0.0046229 | 0 | -155.6156 | 69.3269 | 0 | 24.3845 | -110.6731 |  | 1.2638 | 1.1148 | 0.93387 | 1.2634 | 1.1118 | 0.93102 | -4.4632 | -110.5454 | 114.3584 | -4.4746 | -110.6155 | 114.3269
Line17_5_19 | 0 | 0 | 0 | 0 | 0 | 0 | 0 | 0 | 0 | 0 | 0 | 0 | 9.7159e-09 | -1.7182e-08 | 7.8352e-09 | -7.7769e-10 | -1.3366e-10 | 5.4237e-10 | -1.7424e-08 | -3.9925e-09 | 1.2535e-08 | -3.9484e-10 | 7.4676e-10 | -3.7104e-10 | 0 | 0 | 0 | 0 | 0 | 0 |  | 1.2644 | 1.1174 | 0.93678 | 1.2644 | 1.1174 | 0.93678 | -4.4403 | -110.4625 | 114.3643 | -4.4403 | -110.4625 | 114.3643
Line1_1_3 | 0 | 0 | 0 | 0 | 0 | 0 | 0 | 0 | 0 | 0 | 0 | 0 | 7.7728e-08 | -1.3746e-07 | 6.2682e-08 | -6.8789e-08 | 1.2014e-07 | -5.4304e-08 | -1.394e-07 | -3.194e-08 | 1.0028e-07 | 1.2158e-07 | 2.8694e-08 | -8.8114e-08 | 0 | 0 | 0 | 0 | 0 | 0 |  | 1.2644 | 1.1174 | 0.93678 | 1.2644 | 1.1174 | 0.93678 | -4.4403 | -110.4625 | 114.3643 | -4.4403 | -110.4625 | 114.3643
Line2_1_4 | 0.0086923 | 0.032188 | 0.030078 | 0.0086923 | 0.032188 | 0.030078 | 0.0020074 | 0.0074335 | 0.0069462 | 0.0020074 | 0.0074335 | 0.0069461 | 0.0022688 | 0.0070211 | 0.0030998 | -0.0022681 | -0.0070107 | -0.0030907 | 0.001138 | 0.0044385 | 0.0057213 | -0.0011365 | -0.0044178 | -0.0057032 | -31.0781 | -142.7623 | 52.8133 | 148.9215 | 37.2377 | -127.1867 |  | 1.2644 | 1.1174 | 0.93678 | 1.2638 | 1.1148 | 0.93387 | -4.4403 | -110.4625 | 114.3643 | -4.4632 | -110.5454 | 114.3584
Line3_1_5 | 0 | 0 | 0 | 0 | 0 | 0 | 0 | 0 | 0 | 0 | 0 | 0 | 1.9432e-08 | -3.4364e-08 | 1.567e-08 | -1.0494e-08 | 1.7048e-08 | -7.2928e-09 | -3.4849e-08 | -7.9849e-09 | 2.5069e-08 | 1.703e-08 | 4.7392e-09 | -1.2906e-08 | 0 | 0 | 0 | 0 | 0 | 0 |  | 1.2644 | 1.1174 | 0.93678 | 1.2644 | 1.1174 | 0.93678 | -4.4403 | -110.4625 | 114.3643 | -4.4403 | -110.4625 | 114.3643
Line4_2_6 | 0 | 0 | 0 | 0 | 0 | 0 | 0 | 0 | 0 | 0 | 0 | 0 | 4.858e-08 | -8.5911e-08 | 3.9176e-08 | -3.9641e-08 | 6.8595e-08 | -3.0798e-08 | -8.7122e-08 | -1.9962e-08 | 6.2673e-08 | 6.9303e-08 | 1.6717e-08 | -5.051e-08 | 0 | 0 | 0 | 0 | 0 | 0 |  | 1.2644 | 1.1174 | 0.93678 | 1.2644 | 1.1174 | 0.93678 | -4.4403 | -110.4625 | 114.3643 | -4.4403 | -110.4625 | 114.3643
Line5_6_7 | 0 | 0 | 0 | 0 | 0 | 0 | 0 | 0 | 0 | 0 | 0 | 0 | 3.8864e-08 | -6.8729e-08 | 3.1341e-08 | -2.9926e-08 | 5.1413e-08 | -2.2963e-08 | -6.9698e-08 | -1.597e-08 | 5.0139e-08 | 5.1878e-08 | 1.2724e-08 | -3.7975e-08 | 0 | 0 | 0 | 0 | 0 | 0 |  | 1.2644 | 1.1174 | 0.93678 | 1.2644 | 1.1174 | 0.93678 | -4.4403 | -110.4625 | 114.3643 | -4.4403 | -110.4625 | 114.3643
Line6_7_8 | 0 | 0 | 0 | 0 | 0 | 0 | 0 | 0 | 0 | 0 | 0 | 0 | 2.9148e-08 | -5.1546e-08 | 2.3506e-08 | -2.021e-08 | 3.4231e-08 | -1.5128e-08 | -5.2273e-08 | -1.1977e-08 | 3.7604e-08 | 3.4454e-08 | 8.7317e-09 | -2.544e-08 | 0 | 0 | 0 | 0 | 0 | 0 |  | 1.2644 | 1.1174 | 0.93678 | 1.2644 | 1.1174 | 0.93678 | -4.4403 | -110.4625 | 114.3643 | -4.4403 | -110.4625 | 114.3643
Line7_8_9 | 0 | 0 | 0 | 0 | 0 | 0 | 0 | 0 | 0 | 0 | 0 | 0 | 9.7159e-09 | -1.7182e-08 | 7.8352e-09 | -7.7769e-10 | -1.3366e-10 | 5.4237e-10 | -1.7424e-08 | -3.9925e-09 | 1.2535e-08 | -3.9484e-10 | 7.4676e-10 | -3.7104e-10 | 0 | 0 | 0 | 0 | 0 | 0 |  | 1.2644 | 1.1174 | 0.93678 | 1.2644 | 1.1174 | 0.93678 | -4.4403 | -110.4625 | 114.3643 | -4.4403 | -110.4625 | 114.3643
Line8_8_10 | 0 | 0 | 0 | 0 | 0 | 0 | 0 | 0 | 0 | 0 | 0 | 0 | 9.7159e-09 | -1.7182e-08 | 7.8352e-09 | -7.7769e-10 | -1.3366e-10 | 5.4237e-10 | -1.7424e-08 | -3.9925e-09 | 1.2535e-08 | -3.9484e-10 | 7.4676e-10 | -3.7104e-10 | 0 | 0 | 0 | 0 | 0 | 0 |  | 1.2644 | 1.1174 | 0.93678 | 1.2644 | 1.1174 | 0.93678 | -4.4403 | -110.4625 | 114.3643 | -4.4403 | -110.4625 | 114.3643
Line9_3_11 | 0 | 0 | 0 | 0 | 0 | 0 | 0 | 0 | 0 | 0 | 0 | 0 | 6.8012e-08 | -1.2028e-07 | 5.4846e-08 | -5.9073e-08 | 1.0296e-07 | -4.6469e-08 | -1.2197e-07 | -2.7947e-08 | 8.7743e-08 | 1.0415e-07 | 2.4702e-08 | -7.5579e-08 | 0 | 0 | 0 | 0 | 0 | 0 |  | 1.2644 | 1.1174 | 0.93678 | 1.2644 | 1.1174 | 0.93678 | -4.4403 | -110.4625 | 114.3643 | -4.4403 | -110.4625 | 114.3643

## LLG_min_6
name | pf_ikss_a_from_ka | pf_ikss_b_from_ka | pf_ikss_c_from_ka | pf_ikss_a_to_ka | pf_ikss_b_to_ka | pf_ikss_c_to_ka | pf_skss_a_from_mw | pf_skss_b_from_mw | pf_skss_c_from_mw | pf_skss_a_to_mw | pf_skss_b_to_mw | pf_skss_c_to_mw | pf_p_a_from_mw | pf_p_b_from_mw | pf_p_c_from_mw | pf_p_a_to_mw | pf_p_b_to_mw | pf_p_c_to_mw | pf_q_a_from_mvar | pf_q_b_from_mvar | pf_q_c_from_mvar | pf_q_a_to_mvar | pf_q_b_to_mvar | pf_q_c_to_mvar | pf_ikss_a_from_degree | pf_ikss_b_from_degree | pf_ikss_c_from_degree | pf_ikss_a_to_degree | pf_ikss_b_to_degree | pf_ikss_c_to_degree | 3xI0 | pf_vm_a_from_pu | pf_vm_b_from_pu | pf_vm_c_from_pu | pf_vm_a_to_pu | pf_vm_b_to_pu | pf_vm_c_to_pu | pf_va_a_from_degree | pf_va_b_from_degree | pf_va_c_from_degree | pf_va_a_to_degree | pf_va_b_to_degree | pf_va_c_to_degree
Line0_1_2 | 1.0285e-06 | 1.0505e-06 | 1.0073e-06 | 0 | 0 | 0 | 2.3752e-07 | 2.4259e-07 | 2.3263e-07 | 0 | 0 | 0 | 1.611e-08 | -1.448e-07 | 1.3799e-07 | -1.5885e-08 | 1.2133e-07 | -1.1474e-07 | -3.3735e-07 | 2.4255e-08 | -1.8641e-08 | 2.811e-07 | -1.9554e-08 | 1.4155e-08 | 87.0152 | 87.7058 | 86.2936 | 0 | 0 | 0 |  | 1.422 | 0.6052 | 0.59859 | 1.422 | 0.6052 | 0.59859 | -0.2508 | -101.8034 | 78.6005 | -0.2508 | -101.8034 | 78.6005
Line10_11_12 | 1.0285e-06 | 1.0505e-06 | 1.0073e-06 | 0 | 0 | 0 | 2.3752e-07 | 2.4259e-07 | 2.3263e-07 | 0 | 0 | 0 | 1.611e-08 | -1.448e-07 | 1.3799e-07 | -1.5885e-08 | 1.2133e-07 | -1.1474e-07 | -3.3735e-07 | 2.4255e-08 | -1.8641e-08 | 2.811e-07 | -1.9554e-08 | 1.4155e-08 | 87.0152 | 87.7057 | 86.2936 | 0 | 0 | 0 |  | 1.422 | 0.6052 | 0.59859 | 1.422 | 0.6052 | 0.59859 | -0.2508 | -101.8034 | 78.6005 | -0.2508 | -101.8034 | 78.6005
Line11_12_13 | 0 | 0 | 0 | 0 | 0 | 0 | 0 | 0 | 0 | 0 | 0 | 0 | 1.3425e-08 | -1.2067e-07 | 1.1499e-07 | -1.3201e-08 | 9.7192e-08 | -9.1746e-08 | -2.8113e-07 | 2.0212e-08 | -1.5534e-08 | 2.2488e-07 | -1.5512e-08 | 1.1048e-08 | 0 | 0 | 0 | 0 | 0 | 0 |  | 1.422 | 0.6052 | 0.59859 | 1.422 | 0.6052 | 0.59859 | -0.2508 | -101.8034 | 78.6005 | -0.2508 | -101.8034 | 78.6005
Line12_13_15 | 0 | 0 | 0 | 0 | 0 | 0 | 0 | 0 | 0 | 0 | 0 | 0 | 8.0548e-09 | -7.2399e-08 | 6.8997e-08 | -7.8306e-09 | 4.8926e-08 | -4.5748e-08 | -1.6868e-07 | 1.2127e-08 | -9.3204e-09 | 1.1243e-07 | -7.4266e-09 | 4.8347e-09 | 0 | 0 | 0 | 0 | 0 | 0 |  | 1.422 | 0.6052 | 0.59859 | 1.422 | 0.6052 | 0.59859 | -0.2508 | -101.8034 | 78.6005 | -0.25081 | -101.8034 | 78.6005
Line13_13_14 | 0 | 0 | 0 | 0 | 0 | 0 | 0 | 0 | 0 | 0 | 0 | 0 | 2.6849e-09 | -2.4133e-08 | 2.2999e-08 | -2.4608e-09 | 6.5971e-10 | 2.5026e-10 | -5.6225e-08 | 4.0425e-09 | -3.1068e-09 | -2.1681e-11 | 6.5832e-10 | -1.3789e-09 | 0 | 0 | 0 | 0 | 0 | 0 |  | 1.422 | 0.6052 | 0.59859 | 1.422 | 0.6052 | 0.59859 | -0.2508 | -101.8034 | 78.6005 | -0.25081 | -101.8034 | 78.6005
Line14_15_16 | 0 | 0 | 0 | 0 | 0 | 0 | 0 | 0 | 0 | 0 | 0 | 0 | 5.3699e-09 | -4.8266e-08 | 4.5998e-08 | -5.1457e-09 | 2.4793e-08 | -2.2749e-08 | -1.1245e-07 | 8.0849e-09 | -6.2136e-09 | 5.6204e-08 | -3.3841e-09 | 1.7279e-09 | 0 | 0 | 0 | 0 | 0 | 0 |  | 1.422 | 0.6052 | 0.59859 | 1.422 | 0.6052 | 0.59859 | -0.25081 | -101.8034 | 78.6005 | -0.25081 | -101.8034 | 78.6005
Line15_16_17 | 0 | 0 | 0 | 0 | 0 | 0 | 0 | 0 | 0 | 0 | 0 | 0 | 2.6849e-09 | -2.4133e-08 | 2.2999e-08 | -2.4608e-09 | 6.5971e-10 | 2.5026e-10 | -5.6225e-08 | 4.0425e-09 | -3.1068e-09 | -2.1682e-11 | 6.5832e-10 | -1.3789e-09 | 0 | 0 | 0 | 0 | 0 | 0 |  | 1.422 | 0.6052 | 0.59859 | 1.422 | 0.6052 | 0.59859 | -0.25081 | -101.8034 | 78.6005 | -0.25081 | -101.8034 | 78.6005
Line16_4_18 | 0 | 2.5344 | 2.4794 | 0 | 2.5344 | 2.4794 | 0 | 0.5853 | 0.57258 | 0 | 0.5853 | 0.57258 | 2.5368e-09 | 0.12258 | 0.11876 | -2.4419e-09 | -5.0007e-14 | -2.3236e-14 | -5.6196e-08 | 0.12828 | 0.12311 | -3.147e-11 | 2.8975e-14 | -5.5764e-15 | 0 | -148.1713 | 32.6367 | 0 | 31.8287 | -147.3633 |  | 1.4201 | 0.30315 | 0.29875 | 1.4192 | 0 | 0 | -0.32671 | -101.8699 | 78.6687 | -0.36474 | 0 | 0
Line17_5_19 | 0 | 0 | 0 | 0 | 0 | 0 | 0 | 0 | 0 | 0 | 0 | 0 | 2.6849e-09 | -2.4133e-08 | 2.2999e-08 | -2.4608e-09 | 6.5971e-10 | 2.5026e-10 | -5.6225e-08 | 4.0425e-09 | -3.1068e-09 | -2.1681e-11 | 6.5832e-10 | -1.3789e-09 | 0 | 0 | 0 | 0 | 0 | 0 |  | 1.422 | 0.6052 | 0.59859 | 1.422 | 0.6052 | 0.59859 | -0.2508 | -101.8034 | 78.6005 | -0.2508 | -101.8034 | 78.6005
Line1_1_3 | 1.3713e-06 | 1.4006e-06 | 1.3431e-06 | 1.2002e-06 | 1.2294e-06 | 1.1721e-06 | 3.1669e-07 | 3.2346e-07 | 3.1017e-07 | 2.7717e-07 | 2.8392e-07 | 2.7068e-07 | 2.148e-08 | -1.9306e-07 | 1.8399e-07 | -2.1255e-08 | 1.6959e-07 | -1.6074e-07 | -4.498e-07 | 3.234e-08 | -2.4854e-08 | 3.9356e-07 | -2.7639e-08 | 2.0369e-08 | 87.0152 | 87.7057 | 86.2936 | -93.3423 | -92.5471 | -94.1777 |  | 1.422 | 0.6052 | 0.59859 | 1.422 | 0.6052 | 0.59859 | -0.2508 | -101.8034 | 78.6005 | -0.2508 | -101.8034 | 78.6005
Line2_1_4 | 0.021809 | 2.516 | 2.4977 | 0.021809 | 2.516 | 2.4977 | 0.0050365 | 0.58105 | 0.57681 | 0.0050365 | 0.58105 | 0.57681 | 0.0071616 | 0.24382 | 0.23882 | -0.0071525 | -0.12228 | -0.11904 | 2.8428e-05 | 0.25339 | 0.24936 | -1.8971e-05 | -0.12679 | -0.12459 | -0.47823 | -147.9058 | 32.3634 | 179.5213 | 32.0942 | -147.6366 |  | 1.422 | 0.6052 | 0.59859 | 1.4201 | 0.30315 | 0.29875 | -0.2508 | -101.8034 | 78.6005 | -0.32671 | -101.8699 | 78.6687
Line3_1_5 | 0 | 0 | 0 | 0 | 0 | 0 | 0 | 0 | 0 | 0 | 0 | 0 | 5.3698e-09 | -4.8266e-08 | 4.5998e-08 | -5.1457e-09 | 2.4793e-08 | -2.2749e-08 | -1.1245e-07 | 8.0849e-09 | -6.2136e-09 | 5.6204e-08 | -3.3842e-09 | 1.7279e-09 | 0 | 0 | 0 | 0 | 0 | 0 |  | 1.422 | 0.6052 | 0.59859 | 1.422 | 0.6052 | 0.59859 | -0.2508 | -101.8034 | 78.6005 | -0.2508 | -101.8034 | 78.6005
Line4_2_6 | 0 | 0 | 0 | 0 | 0 | 0 | 0 | 0 | 0 | 0 | 0 | 0 | 1.3425e-08 | -1.2067e-07 | 1.1499e-07 | -1.32e-08 | 9.7192e-08 | -9.1746e-08 | -2.8113e-07 | 2.0212e-08 | -1.5534e-08 | 2.2488e-07 | -1.5512e-08 | 1.1048e-08 | 0 | 0 | 0 | 0 | 0 | 0 |  | 1.422 | 0.6052 | 0.59859 | 1.422 | 0.6052 | 0.59859 | -0.2508 | -101.8034 | 78.6005 | -0.2508 | -101.8034 | 78.6005
Line5_6_7 | 0 | 0 | 0 | 0 | 0 | 0 | 0 | 0 | 0 | 0 | 0 | 0 | 1.074e-08 | -9.6532e-08 | 9.1996e-08 | -1.0516e-08 | 7.3059e-08 | -6.8747e-08 | -2.249e-07 | 1.617e-08 | -1.2427e-08 | 1.6865e-07 | -1.1469e-08 | 7.9415e-09 | 0 | 0 | 0 | 0 | 0 | 0 |  | 1.422 | 0.6052 | 0.59859 | 1.422 | 0.6052 | 0.59859 | -0.2508 | -101.8034 | 78.6005 | -0.2508 | -101.8034 | 78.6005
Line6_7_8 | 0 | 0 | 0 | 0 | 0 | 0 | 0 | 0 | 0 | 0 | 0 | 0 | 8.0548e-09 | -7.2399e-08 | 6.8997e-08 | -7.8306e-09 | 4.8926e-08 | -4.5748e-08 | -1.6868e-07 | 1.2127e-08 | -9.3204e-09 | 1.1243e-07 | -7.4266e-09 | 4.8347e-09 | 0 | 0 | 0 | 0 | 0 | 0 |  | 1.422 | 0.6052 | 0.59859 | 1.422 | 0.6052 | 0.59859 | -0.2508 | -101.8034 | 78.6005 | -0.2508 | -101.8034 | 78.6005
Line7_8_9 | 0 | 0 | 0 | 0 | 0 | 0 | 0 | 0 | 0 | 0 | 0 | 0 | 2.6849e-09 | -2.4133e-08 | 2.2999e-08 | -2.4608e-09 | 6.5971e-10 | 2.5026e-10 | -5.6225e-08 | 4.0425e-09 | -3.1068e-09 | -2.1681e-11 | 6.5832e-10 | -1.3789e-09 | 0 | 0 | 0 | 0 | 0 | 0 |  | 1.422 | 0.6052 | 0.59859 | 1.422 | 0.6052 | 0.59859 | -0.2508 | -101.8034 | 78.6005 | -0.2508 | -101.8034 | 78.6005
Line8_8_10 | 0 | 0 | 0 | 0 | 0 | 0 | 0 | 0 | 0 | 0 | 0 | 0 | 2.6849e-09 | -2.4133e-08 | 2.2999e-08 | -2.4608e-09 | 6.5971e-10 | 2.5026e-10 | -5.6225e-08 | 4.0425e-09 | -3.1068e-09 | -2.1681e-11 | 6.5832e-10 | -1.3789e-09 | 0 | 0 | 0 | 0 | 0 | 0 |  | 1.422 | 0.6052 | 0.59859 | 1.422 | 0.6052 | 0.59859 | -0.2508 | -101.8034 | 78.6005 | -0.2508 | -101.8034 | 78.6005
Line9_3_11 | 1.1999e-06 | 1.2255e-06 | 1.1752e-06 | 1.0288e-06 | 1.0543e-06 | 1.0042e-06 | 2.771e-07 | 2.8302e-07 | 2.714e-07 | 2.3759e-07 | 2.4349e-07 | 2.3191e-07 | 1.8795e-08 | -1.6893e-07 | 1.6099e-07 | -1.857e-08 | 1.4546e-07 | -1.3774e-07 | -3.9358e-07 | 2.8297e-08 | -2.1747e-08 | 3.3733e-07 | -2.3596e-08 | 1.7262e-08 | 87.0152 | 87.7057 | 86.2936 | -93.4018 | -92.5891 | -94.2565 |  | 1.422 | 0.6052 | 0.59859 | 1.422 | 0.6052 | 0.59859 | -0.2508 | -101.8034 | 78.6005 | -0.2508 | -101.8034 | 78.6005

## LLG_min_10
name | pf_ikss_a_from_ka | pf_ikss_b_from_ka | pf_ikss_c_from_ka | pf_ikss_a_to_ka | pf_ikss_b_to_ka | pf_ikss_c_to_ka | pf_skss_a_from_mw | pf_skss_b_from_mw | pf_skss_c_from_mw | pf_skss_a_to_mw | pf_skss_b_to_mw | pf_skss_c_to_mw | pf_p_a_from_mw | pf_p_b_from_mw | pf_p_c_from_mw | pf_p_a_to_mw | pf_p_b_to_mw | pf_p_c_to_mw | pf_q_a_from_mvar | pf_q_b_from_mvar | pf_q_c_from_mvar | pf_q_a_to_mvar | pf_q_b_to_mvar | pf_q_c_to_mvar | pf_ikss_a_from_degree | pf_ikss_b_from_degree | pf_ikss_c_from_degree | pf_ikss_a_to_degree | pf_ikss_b_to_degree | pf_ikss_c_to_degree | 3xI0 | pf_vm_a_from_pu | pf_vm_b_from_pu | pf_vm_c_from_pu | pf_vm_a_to_pu | pf_vm_b_to_pu | pf_vm_c_to_pu | pf_va_a_from_degree | pf_va_b_from_degree | pf_va_c_from_degree | pf_va_a_to_degree | pf_va_b_to_degree | pf_va_c_to_degree
Line0_1_2 | 0 | 0 | 0 | 0 | 0 | 0 | 0 | 0 | 0 | 0 | 0 | 0 | 1.4458e-08 | -1.2996e-07 | 1.2385e-07 | -1.4257e-08 | 1.0889e-07 | -1.0298e-07 | -3.0278e-07 | 2.1769e-08 | -1.673e-08 | 2.5229e-07 | -1.755e-08 | 1.2704e-08 | 0 | 0 | 0 | 0 | 0 | 0 |  | 1.3471 | 0.57335 | 0.56708 | 1.3471 | 0.57335 | 0.56708 | -0.2508 | -101.8034 | 78.6005 | -0.2508 | -101.8034 | 78.6005
Line10_11_12 | 0 | 0 | 0 | 0 | 0 | 0 | 0 | 0 | 0 | 0 | 0 | 0 | 1.4459e-08 | -1.2996e-07 | 1.2385e-07 | -1.4257e-08 | 1.0889e-07 | -1.0298e-07 | -3.0278e-07 | 2.1769e-08 | -1.673e-08 | 2.5229e-07 | -1.755e-08 | 1.2704e-08 | 0 | 0 | 0 | 0 | 0 | 0 |  | 1.3471 | 0.57335 | 0.56708 | 1.3471 | 0.57335 | 0.56708 | -0.2508 | -101.8034 | 78.6005 | -0.2508 | -101.8034 | 78.6005
Line11_12_13 | 0 | 0 | 0 | 0 | 0 | 0 | 0 | 0 | 0 | 0 | 0 | 0 | 1.2049e-08 | -1.083e-07 | 1.0321e-07 | -1.1848e-08 | 8.7231e-08 | -8.2342e-08 | -2.5231e-07 | 1.8141e-08 | -1.3942e-08 | 2.0183e-07 | -1.3922e-08 | 9.9159e-09 | 0 | 0 | 0 | 0 | 0 | 0 |  | 1.3471 | 0.57335 | 0.56708 | 1.3471 | 0.57335 | 0.56708 | -0.2508 | -101.8034 | 78.6005 | -0.2508 | -101.8034 | 78.6005
Line12_13_15 | 0 | 0 | 0 | 0 | 0 | 0 | 0 | 0 | 0 | 0 | 0 | 0 | 7.2293e-09 | -6.4979e-08 | 6.1925e-08 | -7.0281e-09 | 4.3911e-08 | -4.1059e-08 | -1.5139e-07 | 1.0884e-08 | -8.3651e-09 | 1.0091e-07 | -6.6654e-09 | 4.3392e-09 | 0 | 0 | 0 | 0 | 0 | 0 |  | 1.3471 | 0.57335 | 0.56708 | 1.3471 | 0.57335 | 0.56708 | -0.2508 | -101.8034 | 78.6005 | -0.25081 | -101.8034 | 78.6005
Line13_13_14 | 0 | 0 | 0 | 0 | 0 | 0 | 0 | 0 | 0 | 0 | 0 | 0 | 2.4098e-09 | -2.166e-08 | 2.0642e-08 | -2.2085e-09 | 5.9209e-10 | 2.2461e-10 | -5.0463e-08 | 3.6281e-09 | -2.7884e-09 | -1.9459e-11 | 5.9084e-10 | -1.2376e-09 | 0 | 0 | 0 | 0 | 0 | 0 |  | 1.3471 | 0.57335 | 0.56708 | 1.3471 | 0.57335 | 0.56708 | -0.2508 | -101.8034 | 78.6005 | -0.25081 | -101.8034 | 78.6005
Line14_15_16 | 0 | 0 | 0 | 0 | 0 | 0 | 0 | 0 | 0 | 0 | 0 | 0 | 4.8195e-09 | -4.3319e-08 | 4.1283e-08 | -4.6183e-09 | 2.2252e-08 | -2.0417e-08 | -1.0093e-07 | 7.2563e-09 | -5.5767e-09 | 5.0443e-08 | -3.0373e-09 | 1.5508e-09 | 0 | 0 | 0 | 0 | 0 | 0 |  | 1.3471 | 0.57335 | 0.56708 | 1.3471 | 0.57335 | 0.56708 | -0.25081 | -101.8034 | 78.6005 | -0.25081 | -101.8034 | 78.6005
Line15_16_17 | 0 | 0 | 0 | 0 | 0 | 0 | 0 | 0 | 0 | 0 | 0 | 0 | 2.4098e-09 | -2.166e-08 | 2.0642e-08 | -2.2085e-09 | 5.9209e-10 | 2.2461e-10 | -5.0463e-08 | 3.6281e-09 | -2.7884e-09 | -1.9459e-11 | 5.9084e-10 | -1.2376e-09 | 0 | 0 | 0 | 0 | 0 | 0 |  | 1.3471 | 0.57335 | 0.56708 | 1.3471 | 0.57335 | 0.56708 | -0.25081 | -101.8034 | 78.6005 | -0.25081 | -101.8034 | 78.6005
Line16_4_18 | 0 | 2.401 | 2.3489 | 0 | 2.401 | 2.3489 | 0 | 0.55449 | 0.54245 | 0 | 0.55449 | 0.54245 | 2.2768e-09 | 0.11002 | 0.10659 | -2.1916e-09 | -5.1436e-14 | -1.4632e-14 | -5.0436e-08 | 0.11513 | 0.1105 | -2.8245e-11 | 3.0188e-14 | -9.2234e-15 | 0 | -148.1713 | 32.6367 | 0 | 31.8287 | -147.3633 |  | 1.3454 | 0.2872 | 0.28302 | 1.3445 | 0 | 0 | -0.32671 | -101.8699 | 78.6687 | -0.36474 | 0 | 0
Line17_5_19 | 0 | 0 | 0 | 0 | 0 | 0 | 0 | 0 | 0 | 0 | 0 | 0 | 2.4097e-09 | -2.166e-08 | 2.0642e-08 | -2.2085e-09 | 5.921e-10 | 2.2461e-10 | -5.0463e-08 | 3.6281e-09 | -2.7884e-09 | -1.9459e-11 | 5.9084e-10 | -1.2376e-09 | 0 | 0 | 0 | 0 | 0 | 0 |  | 1.3471 | 0.57335 | 0.56708 | 1.3471 | 0.57335 | 0.56708 | -0.2508 | -101.8034 | 78.6005 | -0.2508 | -101.8034 | 78.6005
Line1_1_3 | 1.2991e-06 | 1.3269e-06 | 1.2724e-06 | 1.137e-06 | 1.1647e-06 | 1.1104e-06 | 3.0002e-07 | 3.0643e-07 | 2.9384e-07 | 2.6259e-07 | 2.6898e-07 | 2.5644e-07 | 1.9278e-08 | -1.7328e-07 | 1.6513e-07 | -1.9077e-08 | 1.5221e-07 | -1.4427e-07 | -4.037e-07 | 2.9025e-08 | -2.2307e-08 | 3.5322e-07 | -2.4806e-08 | 1.8281e-08 | 87.0152 | 87.7057 | 86.2936 | -93.3423 | -92.5471 | -94.1777 |  | 1.3471 | 0.57335 | 0.56708 | 1.3471 | 0.57335 | 0.56708 | -0.2508 | -101.8034 | 78.6005 | -0.2508 | -101.8034 | 78.6005
Line2_1_4 | 0.020661 | 2.3836 | 2.3662 | 0.020661 | 2.3836 | 2.3662 | 0.0047714 | 0.55047 | 0.54645 | 0.0047714 | 0.55047 | 0.54645 | 0.0064276 | 0.21883 | 0.21434 | -0.0064194 | -0.10975 | -0.10684 | 2.5514e-05 | 0.22742 | 0.2238 | -1.7027e-05 | -0.11379 | -0.11182 | -0.47823 | -147.9058 | 32.3634 | 179.5213 | 32.0942 | -147.6366 |  | 1.3471 | 0.57335 | 0.56708 | 1.3454 | 0.2872 | 0.28302 | -0.2508 | -101.8034 | 78.6005 | -0.32671 | -101.8699 | 78.6687
Line3_1_5 | 0 | 0 | 0 | 0 | 0 | 0 | 0 | 0 | 0 | 0 | 0 | 0 | 4.8195e-09 | -4.3319e-08 | 4.1283e-08 | -4.6183e-09 | 2.2252e-08 | -2.0417e-08 | -1.0093e-07 | 7.2563e-09 | -5.5767e-09 | 5.0443e-08 | -3.0373e-09 | 1.5508e-09 | 0 | 0 | 0 | 0 | 0 | 0 |  | 1.3471 | 0.57335 | 0.56708 | 1.3471 | 0.57335 | 0.56708 | -0.2508 | -101.8034 | 78.6005 | -0.2508 | -101.8034 | 78.6005
Line4_2_6 | 0 | 0 | 0 | 0 | 0 | 0 | 0 | 0 | 0 | 0 | 0 | 0 | 1.2049e-08 | -1.083e-07 | 1.0321e-07 | -1.1848e-08 | 8.7231e-08 | -8.2342e-08 | -2.5231e-07 | 1.8141e-08 | -1.3942e-08 | 2.0183e-07 | -1.3922e-08 | 9.9159e-09 | 0 | 0 | 0 | 0 | 0 | 0 |  | 1.3471 | 0.57335 | 0.56708 | 1.3471 | 0.57335 | 0.56708 | -0.2508 | -101.8034 | 78.6005 | -0.2508 | -101.8034 | 78.6005
Line5_6_7 | 0 | 0 | 0 | 0 | 0 | 0 | 0 | 0 | 0 | 0 | 0 | 0 | 9.639e-09 | -8.6638e-08 | 8.2567e-08 | -9.4378e-09 | 6.5571e-08 | -6.1701e-08 | -2.0185e-07 | 1.4513e-08 | -1.1153e-08 | 1.5137e-07 | -1.0294e-08 | 7.1275e-09 | 0 | 0 | 0 | 0 | 0 | 0 |  | 1.3471 | 0.57335 | 0.56708 | 1.3471 | 0.57335 | 0.56708 | -0.2508 | -101.8034 | 78.6005 | -0.2508 | -101.8034 | 78.6005
Line6_7_8 | 0 | 0 | 0 | 0 | 0 | 0 | 0 | 0 | 0 | 0 | 0 | 0 | 7.2292e-09 | -6.4979e-08 | 6.1925e-08 | -7.028e-09 | 4.3911e-08 | -4.1059e-08 | -1.5139e-07 | 1.0884e-08 | -8.3651e-09 | 1.0091e-07 | -6.6654e-09 | 4.3392e-09 | 0 | 0 | 0 | 0 | 0 | 0 |  | 1.3471 | 0.57335 | 0.56708 | 1.3471 | 0.57335 | 0.56708 | -0.2508 | -101.8034 | 78.6005 | -0.2508 | -101.8034 | 78.6005
Line7_8_9 | 0 | 0 | 0 | 0 | 0 | 0 | 0 | 0 | 0 | 0 | 0 | 0 | 2.4097e-09 | -2.166e-08 | 2.0642e-08 | -2.2085e-09 | 5.9209e-10 | 2.2461e-10 | -5.0463e-08 | 3.6281e-09 | -2.7884e-09 | -1.9459e-11 | 5.9084e-10 | -1.2376e-09 | 0 | 0 | 0 | 0 | 0 | 0 |  | 1.3471 | 0.57335 | 0.56708 | 1.3471 | 0.57335 | 0.56708 | -0.2508 | -101.8034 | 78.6005 | -0.2508 | -101.8034 | 78.6005
Line8_8_10 | 0 | 0 | 0 | 0 | 0 | 0 | 0 | 0 | 0 | 0 | 0 | 0 | 2.4097e-09 | -2.166e-08 | 2.0642e-08 | -2.2085e-09 | 5.9209e-10 | 2.2461e-10 | -5.0463e-08 | 3.6281e-09 | -2.7884e-09 | -1.9459e-11 | 5.9084e-10 | -1.2376e-09 | 0 | 0 | 0 | 0 | 0 | 0 |  | 1.3471 | 0.57335 | 0.56708 | 1.3471 | 0.57335 | 0.56708 | -0.2508 | -101.8034 | 78.6005 | -0.2508 | -101.8034 | 78.6005
Line9_3_11 | 1.1367e-06 | 1.161e-06 | 1.1133e-06 | 0 | 0 | 0 | 2.6252e-07 | 2.6813e-07 | 2.5711e-07 | 0 | 0 | 0 | 1.6868e-08 | -1.5162e-07 | 1.4449e-07 | -1.6667e-08 | 1.3055e-07 | -1.2363e-07 | -3.5324e-07 | 2.5397e-08 | -1.9519e-08 | 3.0276e-07 | -2.1178e-08 | 1.5493e-08 | 87.0152 | 87.7057 | 86.2936 | 0 | 0 | 0 |  | 1.3471 | 0.57335 | 0.56708 | 1.3471 | 0.57335 | 0.56708 | -0.2508 | -101.8034 | 78.6005 | -0.2508 | -101.8034 | 78.6005

## LLG_min_fault_6
name | pf_ikss_a_from_ka | pf_ikss_b_from_ka | pf_ikss_c_from_ka | pf_ikss_a_to_ka | pf_ikss_b_to_ka | pf_ikss_c_to_ka | pf_skss_a_from_mw | pf_skss_b_from_mw | pf_skss_c_from_mw | pf_skss_a_to_mw | pf_skss_b_to_mw | pf_skss_c_to_mw | pf_p_a_from_mw | pf_p_b_from_mw | pf_p_c_from_mw | pf_p_a_to_mw | pf_p_b_to_mw | pf_p_c_to_mw | pf_q_a_from_mvar | pf_q_b_from_mvar | pf_q_c_from_mvar | pf_q_a_to_mvar | pf_q_b_to_mvar | pf_q_c_to_mvar | pf_ikss_a_from_degree | pf_ikss_b_from_degree | pf_ikss_c_from_degree | pf_ikss_a_to_degree | pf_ikss_b_to_degree | pf_ikss_c_to_degree | 3xI0 | pf_vm_a_from_pu | pf_vm_b_from_pu | pf_vm_c_from_pu | pf_vm_a_to_pu | pf_vm_b_to_pu | pf_vm_c_to_pu | pf_va_a_from_degree | pf_va_b_from_degree | pf_va_c_from_degree | pf_va_a_to_degree | pf_va_b_to_degree | pf_va_c_to_degree
Line0_1_2 | 0 | 0 | 0 | 0 | 0 | 0 | 0 | 0 | 0 | 0 | 0 | 0 | 4.3414e-08 | -7.6835e-08 | 3.5071e-08 | -3.6758e-08 | 6.393e-08 | -2.8821e-08 | -7.7926e-08 | -1.7806e-08 | 5.6046e-08 | 6.4644e-08 | 1.5395e-08 | -4.6982e-08 | 0 | 0 | 0 | 0 | 0 | 0 |  | 1.0919 | 0.96496 | 0.80922 | 1.0919 | 0.96496 | 0.80922 | -4.4332 | -110.4681 | 114.3653 | -4.4332 | -110.4681 | 114.3653
Line10_11_12 | 0 | 0 | 0 | 0 | 0 | 0 | 0 | 0 | 0 | 0 | 0 | 0 | 4.3414e-08 | -7.6835e-08 | 3.5071e-08 | -3.6758e-08 | 6.393e-08 | -2.8821e-08 | -7.7926e-08 | -1.7806e-08 | 5.6046e-08 | 6.4644e-08 | 1.5395e-08 | -4.6982e-08 | 0 | 0 | 0 | 0 | 0 | 0 |  | 1.0919 | 0.96496 | 0.80922 | 1.0919 | 0.96496 | 0.80922 | -4.4332 | -110.4681 | 114.3653 | -4.4332 | -110.4681 | 114.3653
Line11_12_13 | 0 | 0 | 0 | 0 | 0 | 0 | 0 | 0 | 0 | 0 | 0 | 0 | 3.6179e-08 | -6.403e-08 | 2.9226e-08 | -2.9522e-08 | 5.1124e-08 | -2.2976e-08 | -6.4938e-08 | -1.4839e-08 | 4.6705e-08 | 5.1656e-08 | 1.2428e-08 | -3.7641e-08 | 0 | 0 | 0 | 0 | 0 | 0 |  | 1.0919 | 0.96496 | 0.80922 | 1.0919 | 0.96496 | 0.80922 | -4.4332 | -110.4681 | 114.3653 | -4.4332 | -110.4681 | 114.3653
Line12_13_15 | 0 | 0 | 0 | 0 | 0 | 0 | 0 | 0 | 0 | 0 | 0 | 0 | 2.1707e-08 | -3.8418e-08 | 1.7535e-08 | -1.5051e-08 | 2.5512e-08 | -1.1286e-08 | -3.8963e-08 | -8.9032e-09 | 2.8023e-08 | 2.5681e-08 | 6.4921e-09 | -1.8959e-08 | 0 | 0 | 0 | 0 | 0 | 0 |  | 1.0919 | 0.96496 | 0.80922 | 1.0919 | 0.96496 | 0.80922 | -4.4332 | -110.4681 | 114.3653 | -4.4332 | -110.4681 | 114.3653
Line13_13_14 | 0 | 0 | 0 | 0 | 0 | 0 | 0 | 0 | 0 | 0 | 0 | 0 | 7.2357e-09 | -1.2806e-08 | 5.8451e-09 | -5.7966e-10 | -9.934e-11 | 4.041e-10 | -1.2988e-08 | -2.9677e-09 | 9.341e-09 | -2.9401e-10 | 5.5662e-10 | -2.7676e-10 | 0 | 0 | 0 | 0 | 0 | 0 |  | 1.0919 | 0.96496 | 0.80922 | 1.0919 | 0.96496 | 0.80922 | -4.4332 | -110.4681 | 114.3653 | -4.4332 | -110.4681 | 114.3653
Line14_15_16 | 0 | 0 | 0 | 0 | 0 | 0 | 0 | 0 | 0 | 0 | 0 | 0 | 1.4471e-08 | -2.5612e-08 | 1.169e-08 | -7.8154e-09 | 1.2707e-08 | -5.441e-09 | -2.5975e-08 | -5.9355e-09 | 1.8682e-08 | 1.2694e-08 | 3.5243e-09 | -9.6177e-09 | 0 | 0 | 0 | 0 | 0 | 0 |  | 1.0919 | 0.96496 | 0.80922 | 1.0919 | 0.96496 | 0.80922 | -4.4332 | -110.4681 | 114.3653 | -4.4332 | -110.4681 | 114.3653
Line15_16_17 | 0 | 0 | 0 | 0 | 0 | 0 | 0 | 0 | 0 | 0 | 0 | 0 | 7.2357e-09 | -1.2806e-08 | 5.8451e-09 | -5.7967e-10 | -9.934e-11 | 4.041e-10 | -1.2988e-08 | -2.9677e-09 | 9.341e-09 | -2.9401e-10 | 5.5662e-10 | -2.7676e-10 | 0 | 0 | 0 | 0 | 0 | 0 |  | 1.0919 | 0.96496 | 0.80922 | 1.0919 | 0.96496 | 0.80922 | -4.4332 | -110.4681 | 114.3653 | -4.4332 | -110.4681 | 114.3653
Line16_4_18 | 0 | 0.031296 | 0.026231 | 0 | 0.031296 | 0.02623 | 0 | 0.0072274 | 0.0060577 | 0 | 0.0072275 | 0.0060577 | 7.2145e-09 | 0.0049127 | 0.003455 | -5.7402e-10 | -0.0048971 | -0.0034402 | -1.2997e-08 | 0.0049173 | 0.0034517 | -2.9523e-10 | -0.0048971 | -0.0034402 | 0 | -155.5424 | 69.4505 | 0 | 24.4576 | -110.5494 |  | 1.0911 | 0.96173 | 0.80622 | 1.0907 | 0.95823 | 0.80314 | -4.449 | -110.516 | 114.4236 | -4.457 | -110.5424 | 114.4506
Line17_5_19 | 0 | 0 | 0 | 0 | 0 | 0 | 0 | 0 | 0 | 0 | 0 | 0 | 7.2357e-09 | -1.2806e-08 | 5.8451e-09 | -5.7966e-10 | -9.9339e-11 | 4.041e-10 | -1.2988e-08 | -2.9677e-09 | 9.341e-09 | -2.94e-10 | 5.5662e-10 | -2.7676e-10 | 0 | 0 | 0 | 0 | 0 | 0 |  | 1.0919 | 0.96496 | 0.80922 | 1.0919 | 0.96496 | 0.80922 | -4.4332 | -110.4681 | 114.3653 | -4.4332 | -110.4681 | 114.3653
Line1_1_3 | 0 | 0 | 0 | 0 | 0 | 0 | 0 | 0 | 0 | 0 | 0 | 0 | 5.7886e-08 | -1.0245e-07 | 4.6761e-08 | -5.123e-08 | 8.9542e-08 | -4.0512e-08 | -1.039e-07 | -2.3742e-08 | 7.4728e-08 | 9.0619e-08 | 2.1331e-08 | -6.5663e-08 | 0 | 0 | 0 | 0 | 0 | 0 |  | 1.0919 | 0.96496 | 0.80922 | 1.0919 | 0.96496 | 0.80922 | -4.4332 | -110.4681 | 114.3653 | -4.4332 | -110.4681 | 114.3653
Line2_1_4 | 0.007501 | 0.027746 | 0.025934 | 0.007501 | 0.027746 | 0.025934 | 0.0017323 | 0.0064076 | 0.0059893 | 0.0017323 | 0.0064076 | 0.0059893 | 0.0016911 | 0.0052321 | 0.0023173 | -0.00169 | -0.0052173 | -0.0023044 | 0.00084745 | 0.0032947 | 0.0042567 | -0.00084633 | -0.0032794 | -0.0042433 | -31.0499 | -142.6676 | 52.9284 | 148.9497 | 37.3325 | -127.0717 |  | 1.0919 | 0.96496 | 0.80922 | 1.0911 | 0.96173 | 0.80622 | -4.4332 | -110.4681 | 114.3653 | -4.449 | -110.516 | 114.4236
Line3_1_5 | 0 | 0 | 0 | 0 | 0 | 0 | 0 | 0 | 0 | 0 | 0 | 0 | 1.4471e-08 | -2.5612e-08 | 1.169e-08 | -7.8154e-09 | 1.2707e-08 | -5.441e-09 | -2.5975e-08 | -5.9354e-09 | 1.8682e-08 | 1.2694e-08 | 3.5243e-09 | -9.6177e-09 | 0 | 0 | 0 | 0 | 0 | 0 |  | 1.0919 | 0.96496 | 0.80922 | 1.0919 | 0.96496 | 0.80922 | -4.4332 | -110.4681 | 114.3653 | -4.4332 | -110.4681 | 114.3653
Line4_2_6 | 0 | 0 | 0 | 0 | 0 | 0 | 0 | 0 | 0 | 0 | 0 | 0 | 3.6178e-08 | -6.403e-08 | 2.9226e-08 | -2.9522e-08 | 5.1124e-08 | -2.2976e-08 | -6.4938e-08 | -1.4839e-08 | 4.6705e-08 | 5.1656e-08 | 1.2428e-08 | -3.7641e-08 | 0 | 0 | 0 | 0 | 0 | 0 |  | 1.0919 | 0.96496 | 0.80922 | 1.0919 | 0.96496 | 0.80922 | -4.4332 | -110.4681 | 114.3653 | -4.4332 | -110.4681 | 114.3653
Line5_6_7 | 0 | 0 | 0 | 0 | 0 | 0 | 0 | 0 | 0 | 0 | 0 | 0 | 2.8943e-08 | -5.1224e-08 | 2.338e-08 | -2.2287e-08 | 3.8318e-08 | -1.7131e-08 | -5.195e-08 | -1.1871e-08 | 3.7364e-08 | 3.8669e-08 | 9.4598e-09 | -2.83e-08 | 0 | 0 | 0 | 0 | 0 | 0 |  | 1.0919 | 0.96496 | 0.80922 | 1.0919 | 0.96496 | 0.80922 | -4.4332 | -110.4681 | 114.3653 | -4.4332 | -110.4681 | 114.3653
Line6_7_8 | 0 | 0 | 0 | 0 | 0 | 0 | 0 | 0 | 0 | 0 | 0 | 0 | 2.1707e-08 | -3.8418e-08 | 1.7535e-08 | -1.5051e-08 | 2.5512e-08 | -1.1286e-08 | -3.8963e-08 | -8.9032e-09 | 2.8023e-08 | 2.5681e-08 | 6.4921e-09 | -1.8959e-08 | 0 | 0 | 0 | 0 | 0 | 0 |  | 1.0919 | 0.96496 | 0.80922 | 1.0919 | 0.96496 | 0.80922 | -4.4332 | -110.4681 | 114.3653 | -4.4332 | -110.4681 | 114.3653
Line7_8_9 | 0 | 0 | 0 | 0 | 0 | 0 | 0 | 0 | 0 | 0 | 0 | 0 | 7.2357e-09 | -1.2806e-08 | 5.8451e-09 | -5.7966e-10 | -9.9339e-11 | 4.041e-10 | -1.2988e-08 | -2.9677e-09 | 9.341e-09 | -2.94e-10 | 5.5662e-10 | -2.7676e-10 | 0 | 0 | 0 | 0 | 0 | 0 |  | 1.0919 | 0.96496 | 0.80922 | 1.0919 | 0.96496 | 0.80922 | -4.4332 | -110.4681 | 114.3653 | -4.4332 | -110.4681 | 114.3653
Line8_8_10 | 0 | 0 | 0 | 0 | 0 | 0 | 0 | 0 | 0 | 0 | 0 | 0 | 7.2357e-09 | -1.2806e-08 | 5.8451e-09 | -5.7966e-10 | -9.934e-11 | 4.041e-10 | -1.2988e-08 | -2.9677e-09 | 9.341e-09 | -2.94e-10 | 5.5662e-10 | -2.7676e-10 | 0 | 0 | 0 | 0 | 0 | 0 |  | 1.0919 | 0.96496 | 0.80922 | 1.0919 | 0.96496 | 0.80922 | -4.4332 | -110.4681 | 114.3653 | -4.4332 | -110.4681 | 114.3653
Line9_3_11 | 0 | 0 | 0 | 0 | 0 | 0 | 0 | 0 | 0 | 0 | 0 | 0 | 5.065e-08 | -8.9641e-08 | 4.0916e-08 | -4.3994e-08 | 7.6736e-08 | -3.4667e-08 | -9.0913e-08 | -2.0774e-08 | 6.5387e-08 | 7.7632e-08 | 1.8363e-08 | -5.6323e-08 | 0 | 0 | 0 | 0 | 0 | 0 |  | 1.0919 | 0.96496 | 0.80922 | 1.0919 | 0.96496 | 0.80922 | -4.4332 | -110.4681 | 114.3653 | -4.4332 | -110.4681 | 114.3653

## LLG_min_fault_10
name | pf_ikss_a_from_ka | pf_ikss_b_from_ka | pf_ikss_c_from_ka | pf_ikss_a_to_ka | pf_ikss_b_to_ka | pf_ikss_c_to_ka | pf_skss_a_from_mw | pf_skss_b_from_mw | pf_skss_c_from_mw | pf_skss_a_to_mw | pf_skss_b_to_mw | pf_skss_c_to_mw | pf_p_a_from_mw | pf_p_b_from_mw | pf_p_c_from_mw | pf_p_a_to_mw | pf_p_b_to_mw | pf_p_c_to_mw | pf_q_a_from_mvar | pf_q_b_from_mvar | pf_q_c_from_mvar | pf_q_a_to_mvar | pf_q_b_to_mvar | pf_q_c_to_mvar | pf_ikss_a_from_degree | pf_ikss_b_from_degree | pf_ikss_c_from_degree | pf_ikss_a_to_degree | pf_ikss_b_to_degree | pf_ikss_c_to_degree | 3xI0 | pf_vm_a_from_pu | pf_vm_b_from_pu | pf_vm_c_from_pu | pf_vm_a_to_pu | pf_vm_b_to_pu | pf_vm_c_to_pu | pf_va_a_from_degree | pf_va_b_from_degree | pf_va_c_from_degree | pf_va_a_to_degree | pf_va_b_to_degree | pf_va_c_to_degree
Line0_1_2 | 0 | 0 | 0 | 0 | 0 | 0 | 0 | 0 | 0 | 0 | 0 | 0 | 3.8965e-08 | -6.896e-08 | 3.1476e-08 | -3.2991e-08 | 5.7378e-08 | -2.5867e-08 | -6.9939e-08 | -1.5981e-08 | 5.0301e-08 | 5.8018e-08 | 1.3817e-08 | -4.2166e-08 | 0 | 0 | 0 | 0 | 0 | 0 |  | 1.0345 | 0.91417 | 0.76663 | 1.0345 | 0.91417 | 0.76663 | -4.4332 | -110.4681 | 114.3653 | -4.4332 | -110.4681 | 114.3653
Line10_11_12 | 0 | 0 | 0 | 0 | 0 | 0 | 0 | 0 | 0 | 0 | 0 | 0 | 3.8965e-08 | -6.896e-08 | 3.1476e-08 | -3.2991e-08 | 5.7378e-08 | -2.5867e-08 | -6.9939e-08 | -1.5981e-08 | 5.0301e-08 | 5.8018e-08 | 1.3817e-08 | -4.2166e-08 | 0 | 0 | 0 | 0 | 0 | 0 |  | 1.0345 | 0.91417 | 0.76663 | 1.0345 | 0.91417 | 0.76663 | -4.4332 | -110.4681 | 114.3653 | -4.4332 | -110.4681 | 114.3653
Line11_12_13 | 0 | 0 | 0 | 0 | 0 | 0 | 0 | 0 | 0 | 0 | 0 | 0 | 3.247e-08 | -5.7467e-08 | 2.623e-08 | -2.6497e-08 | 4.5884e-08 | -2.0621e-08 | -5.8282e-08 | -1.3318e-08 | 4.1918e-08 | 4.6362e-08 | 1.1154e-08 | -3.3783e-08 | 0 | 0 | 0 | 0 | 0 | 0 |  | 1.0345 | 0.91417 | 0.76663 | 1.0345 | 0.91417 | 0.76663 | -4.4332 | -110.4681 | 114.3653 | -4.4332 | -110.4681 | 114.3653
Line12_13_15 | 0 | 0 | 0 | 0 | 0 | 0 | 0 | 0 | 0 | 0 | 0 | 0 | 1.9482e-08 | -3.448e-08 | 1.5738e-08 | -1.3508e-08 | 2.2898e-08 | -1.0129e-08 | -3.4969e-08 | -7.9907e-09 | 2.5151e-08 | 2.3049e-08 | 5.8267e-09 | -1.7016e-08 | 0 | 0 | 0 | 0 | 0 | 0 |  | 1.0345 | 0.91417 | 0.76663 | 1.0345 | 0.91417 | 0.76663 | -4.4332 | -110.4681 | 114.3653 | -4.4332 | -110.4681 | 114.3653
Line13_13_14 | 0 | 0 | 0 | 0 | 0 | 0 | 0 | 0 | 0 | 0 | 0 | 0 | 6.4941e-09 | -1.1493e-08 | 5.246e-09 | -5.2025e-10 | -8.9158e-11 | 3.6268e-10 | -1.1656e-08 | -2.6636e-09 | 8.3836e-09 | -2.6387e-10 | 4.9957e-10 | -2.484e-10 | 0 | 0 | 0 | 0 | 0 | 0 |  | 1.0345 | 0.91417 | 0.76663 | 1.0345 | 0.91417 | 0.76663 | -4.4332 | -110.4681 | 114.3653 | -4.4332 | -110.4681 | 114.3653
Line14_15_16 | 0 | 0 | 0 | 0 | 0 | 0 | 0 | 0 | 0 | 0 | 0 | 0 | 1.2988e-08 | -2.2987e-08 | 1.0492e-08 | -7.0143e-09 | 1.1404e-08 | -4.8834e-09 | -2.3313e-08 | -5.3271e-09 | 1.6767e-08 | 1.1393e-08 | 3.1631e-09 | -8.632e-09 | 0 | 0 | 0 | 0 | 0 | 0 |  | 1.0345 | 0.91417 | 0.76663 | 1.0345 | 0.91417 | 0.76663 | -4.4332 | -110.4681 | 114.3653 | -4.4332 | -110.4681 | 114.3653
Line15_16_17 | 0 | 0 | 0 | 0 | 0 | 0 | 0 | 0 | 0 | 0 | 0 | 0 | 6.4941e-09 | -1.1493e-08 | 5.246e-09 | -5.2025e-10 | -8.9158e-11 | 3.6268e-10 | -1.1656e-08 | -2.6636e-09 | 8.3836e-09 | -2.6387e-10 | 4.9957e-10 | -2.484e-10 | 0 | 0 | 0 | 0 | 0 | 0 |  | 1.0345 | 0.91417 | 0.76663 | 1.0345 | 0.91417 | 0.76663 | -4.4332 | -110.4681 | 114.3653 | -4.4332 | -110.4681 | 114.3653
Line16_4_18 | 0 | 0.029649 | 0.02485 | 0 | 0.029649 | 0.02485 | 0 | 0.0068471 | 0.0057388 | 0 | 0.0068471 | 0.0057388 | 6.4751e-09 | 0.0044092 | 0.0031009 | -5.1519e-10 | -0.0043952 | -0.0030876 | -1.1665e-08 | 0.0044133 | 0.003098 | -2.6497e-10 | -0.0043952 | -0.0030876 | 0 | -155.5424 | 69.4505 | 0 | 24.4576 | -110.5494 |  | 1.0337 | 0.91111 | 0.76378 | 1.0333 | 0.9078 | 0.76087 | -4.449 | -110.516 | 114.4236 | -4.457 | -110.5424 | 114.4506
Line17_5_19 | 0 | 0 | 0 | 0 | 0 | 0 | 0 | 0 | 0 | 0 | 0 | 0 | 6.4941e-09 | -1.1493e-08 | 5.246e-09 | -5.2025e-10 | -8.9158e-11 | 3.6268e-10 | -1.1656e-08 | -2.6636e-09 | 8.3836e-09 | -2.6387e-10 | 4.9957e-10 | -2.484e-10 | 0 | 0 | 0 | 0 | 0 | 0 |  | 1.0345 | 0.91417 | 0.76663 | 1.0345 | 0.91417 | 0.76663 | -4.4332 | -110.4681 | 114.3653 | -4.4332 | -110.4681 | 114.3653
Line1_1_3 | 0 | 0 | 0 | 0 | 0 | 0 | 0 | 0 | 0 | 0 | 0 | 0 | 5.1953e-08 | -9.1947e-08 | 4.1968e-08 | -4.5979e-08 | 8.0365e-08 | -3.636e-08 | -9.3252e-08 | -2.1308e-08 | 6.7069e-08 | 8.1331e-08 | 1.9144e-08 | -5.8933e-08 | 0 | 0 | 0 | 0 | 0 | 0 |  | 1.0345 | 0.91417 | 0.76663 | 1.0345 | 0.91417 | 0.76663 | -4.4332 | -110.4681 | 114.3653 | -4.4332 | -110.4681 | 114.3653
Line2_1_4 | 0.0071062 | 0.026285 | 0.024569 | 0.0071062 | 0.026285 | 0.024569 | 0.0016411 | 0.0060703 | 0.005674 | 0.0016411 | 0.0060703 | 0.005674 | 0.0015178 | 0.0046958 | 0.0020798 | -0.0015168 | -0.0046826 | -0.0020682 | 0.00076059 | 0.0029571 | 0.0038205 | -0.00075959 | -0.0029432 | -0.0038084 | -31.0499 | -142.6676 | 52.9284 | 148.9497 | 37.3325 | -127.0717 |  | 1.0345 | 0.91417 | 0.76663 | 1.0337 | 0.91111 | 0.76378 | -4.4332 | -110.4681 | 114.3653 | -4.449 | -110.516 | 114.4236
Line3_1_5 | 0 | 0 | 0 | 0 | 0 | 0 | 0 | 0 | 0 | 0 | 0 | 0 | 1.2988e-08 | -2.2987e-08 | 1.0492e-08 | -7.0143e-09 | 1.1404e-08 | -4.8834e-09 | -2.3313e-08 | -5.3271e-09 | 1.6767e-08 | 1.1393e-08 | 3.1631e-09 | -8.632e-09 | 0 | 0 | 0 | 0 | 0 | 0 |  | 1.0345 | 0.91417 | 0.76663 | 1.0345 | 0.91417 | 0.76663 | -4.4332 | -110.4681 | 114.3653 | -4.4332 | -110.4681 | 114.3653
Line4_2_6 | 0 | 0 | 0 | 0 | 0 | 0 | 0 | 0 | 0 | 0 | 0 | 0 | 3.247e-08 | -5.7467e-08 | 2.623e-08 | -2.6497e-08 | 4.5884e-08 | -2.0621e-08 | -5.8282e-08 | -1.3318e-08 | 4.1918e-08 | 4.6362e-08 | 1.1154e-08 | -3.3783e-08 | 0 | 0 | 0 | 0 | 0 | 0 |  | 1.0345 | 0.91417 | 0.76663 | 1.0345 | 0.91417 | 0.76663 | -4.4332 | -110.4681 | 114.3653 | -4.4332 | -110.4681 | 114.3653
Line5_6_7 | 0 | 0 | 0 | 0 | 0 | 0 | 0 | 0 | 0 | 0 | 0 | 0 | 2.5976e-08 | -4.5974e-08 | 2.0984e-08 | -2.0003e-08 | 3.4391e-08 | -1.5375e-08 | -4.6626e-08 | -1.0654e-08 | 3.3534e-08 | 3.4706e-08 | 8.4902e-09 | -2.5399e-08 | 0 | 0 | 0 | 0 | 0 | 0 |  | 1.0345 | 0.91417 | 0.76663 | 1.0345 | 0.91417 | 0.76663 | -4.4332 | -110.4681 | 114.3653 | -4.4332 | -110.4681 | 114.3653
Line6_7_8 | 0 | 0 | 0 | 0 | 0 | 0 | 0 | 0 | 0 | 0 | 0 | 0 | 1.9482e-08 | -3.448e-08 | 1.5738e-08 | -1.3508e-08 | 2.2898e-08 | -1.0129e-08 | -3.4969e-08 | -7.9907e-09 | 2.5151e-08 | 2.3049e-08 | 5.8267e-09 | -1.7016e-08 | 0 | 0 | 0 | 0 | 0 | 0 |  | 1.0345 | 0.91417 | 0.76663 | 1.0345 | 0.91417 | 0.76663 | -4.4332 | -110.4681 | 114.3653 | -4.4332 | -110.4681 | 114.3653
Line7_8_9 | 0 | 0 | 0 | 0 | 0 | 0 | 0 | 0 | 0 | 0 | 0 | 0 | 6.4941e-09 | -1.1493e-08 | 5.246e-09 | -5.2025e-10 | -8.9158e-11 | 3.6268e-10 | -1.1656e-08 | -2.6636e-09 | 8.3836e-09 | -2.6387e-10 | 4.9957e-10 | -2.484e-10 | 0 | 0 | 0 | 0 | 0 | 0 |  | 1.0345 | 0.91417 | 0.76663 | 1.0345 | 0.91417 | 0.76663 | -4.4332 | -110.4681 | 114.3653 | -4.4332 | -110.4681 | 114.3653
Line8_8_10 | 0 | 0 | 0 | 0 | 0 | 0 | 0 | 0 | 0 | 0 | 0 | 0 | 6.4941e-09 | -1.1493e-08 | 5.246e-09 | -5.2025e-10 | -8.9158e-11 | 3.6268e-10 | -1.1656e-08 | -2.6636e-09 | 8.3836e-09 | -2.6387e-10 | 4.9957e-10 | -2.484e-10 | 0 | 0 | 0 | 0 | 0 | 0 |  | 1.0345 | 0.91417 | 0.76663 | 1.0345 | 0.91417 | 0.76663 | -4.4332 | -110.4681 | 114.3653 | -4.4332 | -110.4681 | 114.3653
Line9_3_11 | 0 | 0 | 0 | 0 | 0 | 0 | 0 | 0 | 0 | 0 | 0 | 0 | 4.5459e-08 | -8.0454e-08 | 3.6722e-08 | -3.9485e-08 | 6.8871e-08 | -3.1114e-08 | -8.1595e-08 | -1.8645e-08 | 5.8685e-08 | 6.9675e-08 | 1.6481e-08 | -5.055e-08 | 0 | 0 | 0 | 0 | 0 | 0 |  | 1.0345 | 0.91417 | 0.76663 | 1.0345 | 0.91417 | 0.76663 | -4.4332 | -110.4681 | 114.3653 | -4.4332 | -110.4681 | 114.3653