## LLL_max_6
name | pf_ikss_from_ka | pf_ikss_to_ka | pf_ip_from_ka | pf_ip_to_ka | pf_skss_from_mw | pf_skss_to_mw | pf_p_from_mw | pf_p_to_mw | pf_q_from_mvar | pf_q_to_mvar | pf_ikss_from_degree | pf_ikss_to_degree | pf_vm_from_pu | pf_vm_to_pu | pf_va_from_degree | pf_va_to_degree
Line0_1_2 | 0 | 0 | 0 | 0 | 0 | 0 | 0 | 0 | 0 | 0 | 0 | 0 | 0.70184 | 0.70184 | -7.4193 | -7.4193
Line10_11_12 | 0 | 0 | 0 | 0 | 0 | 0 | 0 | 0 | 0 | 0 | 0 | 0 | 0.70184 | 0.70184 | -7.4193 | -7.4193
Line11_12_13 | 0 | 0 | 0 | 0 | 0 | 0 | 0 | 0 | 0 | 0 | 0 | 0 | 0.70184 | 0.70184 | -7.4193 | -7.4193
Line12_13_15 | 0 | 0 | 0 | 0 | 0 | 0 | 0 | 0 | 0 | 0 | 0 | 0 | 0.70184 | 0.70184 | -7.4193 | -7.4193
Line13_13_14 | 0 | 0 | 0 | 0 | 0 | 0 | 0 | 0 | 0 | 0 | 0 | 0 | 0.70184 | 0.70184 | -7.4193 | -7.4193
Line14_15_16 | 0 | 0 | 0 | 0 | 0 | 0 | 0 | 0 | 0 | 0 | 0 | 0 | 0.70184 | 0.70184 | -7.4193 | -7.4193
Line15_16_17 | 0 | 0 | 0 | 0 | 0 | 0 | 0 | 0 | 0 | 0 | 0 | 0 | 0.70184 | 0.70184 | -7.4193 | -7.4193
Line16_4_18 | 3.6243 | 3.6243 | 0 | 7.0007 | 2.511 | 2.511 | 0.39406 | -1e-07 | 0.78812 | -1e-07 | -70.8543 | 109.1457 | 0.35092 | 0 | -7.4193 | 0
Line17_5_19 | 0 | 0 | 0 | 0 | 0 | 0 | 0 | 0 | 0 | 0 | 0 | 0 | 0.70184 | 0.70184 | -7.4193 | -7.4193
Line1_1_3 | 0 | 0 | 0 | 0 | 0 | 0 | 0 | 0 | 0 | 0 | 0 | 0 | 0.70184 | 0.70184 | -7.4193 | -7.4193
Line2_1_4 | 3.6243 | 3.6243 | 0 | 0 | 2.511 | 2.511 | 0.78812 | -0.39406 | 1.5762 | -0.78812 | -70.8543 | 109.1457 | 0.70184 | 0.35092 | -7.4193 | -7.4193
Line3_1_5 | 0 | 0 | 0 | 0 | 0 | 0 | 0 | 0 | 0 | 0 | 0 | 0 | 0.70184 | 0.70184 | -7.4193 | -7.4193
Line4_2_6 | 0 | 0 | 0 | 0 | 0 | 0 | 0 | 0 | 0 | 0 | 0 | 0 | 0.70184 | 0.70184 | -7.4193 | -7.4193
Line5_6_7 | 0 | 0 | 0 | 0 | 0 | 0 | 0 | 0 | 0 | 0 | 0 | 0 | 0.70184 | 0.70184 | -7.4193 | -7.4193
Line6_7_8 | 0 | 0 | 0 | 0 | 0 | 0 | 0 | 0 | 0 | 0 | 0 | 0 | 0.70184 | 0.70184 | -7.4193 | -7.4193
Line7_8_9 | 0 | 0 | 0 | 0 | 0 | 0 | 0 | 0 | 0 | 0 | 0 | 0 | 0.70184 | 0.70184 | -7.4193 | -7.4193
Line8_8_10 | 0 | 0 | 0 | 0 | 0 | 0 | 0 | 0 | 0 | 0 | 0 | 0 | 0.70184 | 0.70184 | -7.4193 | -7.4193
Line9_3_11 | 0 | 0 | 0 | 0 | 0 | 0 | 0 | 0 | 0 | 0 | 0 | 0 | 0.70184 | 0.70184 | -7.4193 | -7.4193

## LLL_max_10
name | pf_ikss_from_ka | pf_ikss_to_ka | pf_ip_from_ka | pf_ip_to_ka | pf_skss_from_mw | pf_skss_to_mw | pf_p_from_mw | pf_p_to_mw | pf_q_from_mvar | pf_q_to_mvar | pf_ikss_from_degree | pf_ikss_to_degree | pf_vm_from_pu | pf_vm_to_pu | pf_va_from_degree | pf_va_to_degree
Line0_1_2 | 0 | 0 | 0 | 0 | 0 | 0 | 0 | 0 | 0 | 0 | 0 | 0 | 0.72372 | 0.72372 | -7.6495 | -7.6495
Line10_11_12 | 0 | 0 | 0 | 0 | 0 | 0 | 0 | 0 | 0 | 0 | 0 | 0 | 0.72372 | 0.72372 | -7.6495 | -7.6495
Line11_12_13 | 0 | 0 | 0 | 0 | 0 | 0 | 0 | 0 | 0 | 0 | 0 | 0 | 0.72372 | 0.72372 | -7.6495 | -7.6495
Line12_13_15 | 0 | 0 | 0 | 0 | 0 | 0 | 0 | 0 | 0 | 0 | 0 | 0 | 0.72372 | 0.72372 | -7.6495 | -7.6495
Line13_13_14 | 0 | 0 | 0 | 0 | 0 | 0 | 0 | 0 | 0 | 0 | 0 | 0 | 0.72372 | 0.72372 | -7.6495 | -7.6495
Line14_15_16 | 0 | 0 | 0 | 0 | 0 | 0 | 0 | 0 | 0 | 0 | 0 | 0 | 0.72372 | 0.72372 | -7.6495 | -7.6495
Line15_16_17 | 0 | 0 | 0 | 0 | 0 | 0 | 0 | 0 | 0 | 0 | 0 | 0 | 0.72372 | 0.72372 | -7.6495 | -7.6495
Line16_4_18 | 3.7373 | 3.7373 | 0 | 7.2438 | 2.5893 | 2.5893 | 0.41902 | -1e-07 | 0.83803 | -1e-07 | -71.0844 | 108.9156 | 0.36186 | 0 | -7.6495 | 0
Line17_5_19 | 0 | 0 | 0 | 0 | 0 | 0 | 0 | 0 | 0 | 0 | 0 | 0 | 0.72372 | 0.72372 | -7.6495 | -7.6495
Line1_1_3 | 0 | 0 | 0 | 0 | 0 | 0 | 0 | 0 | 0 | 0 | 0 | 0 | 0.72372 | 0.72372 | -7.6495 | -7.6495
Line2_1_4 | 3.7373 | 3.7373 | 0 | 0 | 2.5893 | 2.5893 | 0.83803 | -0.41902 | 1.6761 | -0.83803 | -71.0844 | 108.9156 | 0.72372 | 0.36186 | -7.6495 | -7.6495
Line3_1_5 | 0 | 0 | 0 | 0 | 0 | 0 | 0 | 0 | 0 | 0 | 0 | 0 | 0.72372 | 0.72372 | -7.6495 | -7.6495
Line4_2_6 | 0 | 0 | 0 | 0 | 0 | 0 | 0 | 0 | 0 | 0 | 0 | 0 | 0.72372 | 0.72372 | -7.6495 | -7.6495
Line5_6_7 | 0 | 0 | 0 | 0 | 0 | 0 | 0 | 0 | 0 | 0 | 0 | 0 | 0.72372 | 0.72372 | -7.6495 | -7.6495
Line6_7_8 | 0 | 0 | 0 | 0 | 0 | 0 | 0 | 0 | 0 | 0 | 0 | 0 | 0.72372 | 0.72372 | -7.6495 | -7.6495
Line7_8_9 | 0 | 0 | 0 | 0 | 0 | 0 | 0 | 0 | 0 | 0 | 0 | 0 | 0.72372 | 0.72372 | -7.6495 | -7.6495
Line8_8_10 | 0 | 0 | 0 | 0 | 0 | 0 | 0 | 0 | 0 | 0 | 0 | 0 | 0.72372 | 0.72372 | -7.6495 | -7.6495
Line9_3_11 | 0 | 0 | 0 | 0 | 0 | 0 | 0 | 0 | 0 | 0 | 0 | 0 | 0.72372 | 0.72372 | -7.6495 | -7.6495

## LLL_max_fault_6
name | pf_ikss_from_ka | pf_ikss_to_ka | pf_ip_from_ka | pf_ip_to_ka | pf_skss_from_mw | pf_skss_to_mw | pf_p_from_mw | pf_p_to_mw | pf_q_from_mvar | pf_q_to_mvar | pf_ikss_from_degree | pf_ikss_to_degree | pf_vm_from_pu | pf_vm_to_pu | pf_va_from_degree | pf_va_to_degree
Line0_1_2 | 0 | 0 | 0 | 0 | 0 | 0 | 0 | 0 | 0 | 0 | 0 | 0 | 1.0474 | 1.0474 | -0.12051 | -0.12051
Line10_11_12 | 0 | 0 | 0 | 0 | 0 | 0 | 0 | 0 | 0 | 0 | 0 | 0 | 1.0474 | 1.0474 | -0.12051 | -0.12051
Line11_12_13 | 0 | 0 | 0 | 0 | 0 | 0 | 0 | 0 | 0 | 0 | 0 | 0 | 1.0474 | 1.0474 | -0.12051 | -0.12051
Line12_13_15 | 0 | 0 | 0 | 0 | 0 | 0 | 0 | 0 | 0 | 0 | 0 | 0 | 1.0474 | 1.0474 | -0.12051 | -0.12051
Line13_13_14 | 0 | 0 | 0 | 0 | 0 | 0 | 0 | 0 | 0 | 0 | 0 | 0 | 1.0474 | 1.0474 | -0.12051 | -0.12051
Line14_15_16 | 0 | 0 | 0 | 0 | 0 | 0 | 0 | 0 | 0 | 0 | 0 | 0 | 1.0474 | 1.0474 | -0.12051 | -0.12051
Line15_16_17 | 0 | 0 | 0 | 0 | 0 | 0 | 0 | 0 | 0 | 0 | 0 | 0 | 1.0474 | 1.0474 | -0.12051 | -0.12051
Line16_4_18 | 0.034003 | 0.034003 | 0 | 0.065681 | 0.023558 | 0.023558 | 0.017378 | -0.017343 | 0.017412 | -0.017343 | -45.2344 | 134.7656 | 1.0442 | 1.0411 | -0.17729 | -0.23442
Line17_5_19 | 0 | 0 | 0 | 0 | 0 | 0 | 0 | 0 | 0 | 0 | 0 | 0 | 1.0474 | 1.0474 | -0.12051 | -0.12051
Line1_1_3 | 0 | 0 | 0 | 0 | 0 | 0 | 0 | 0 | 0 | 0 | 0 | 0 | 1.0474 | 1.0474 | -0.12051 | -0.12051
Line2_1_4 | 0.034003 | 0.034003 | 0 | 0 | 0.023558 | 0.023558 | 0.017412 | -0.017378 | 0.017482 | -0.017412 | -45.2344 | 134.7656 | 1.0474 | 1.0442 | -0.12051 | -0.17729
Line3_1_5 | 0 | 0 | 0 | 0 | 0 | 0 | 0 | 0 | 0 | 0 | 0 | 0 | 1.0474 | 1.0474 | -0.12051 | -0.12051
Line4_2_6 | 0 | 0 | 0 | 0 | 0 | 0 | 0 | 0 | 0 | 0 | 0 | 0 | 1.0474 | 1.0474 | -0.12051 | -0.12051
Line5_6_7 | 0 | 0 | 0 | 0 | 0 | 0 | 0 | 0 | 0 | 0 | 0 | 0 | 1.0474 | 1.0474 | -0.12051 | -0.12051
Line6_7_8 | 0 | 0 | 0 | 0 | 0 | 0 | 0 | 0 | 0 | 0 | 0 | 0 | 1.0474 | 1.0474 | -0.12051 | -0.12051
Line7_8_9 | 0 | 0 | 0 | 0 | 0 | 0 | 0 | 0 | 0 | 0 | 0 | 0 | 1.0474 | 1.0474 | -0.12051 | -0.12051
Line8_8_10 | 0 | 0 | 0 | 0 | 0 | 0 | 0 | 0 | 0 | 0 | 0 | 0 | 1.0474 | 1.0474 | -0.12051 | -0.12051
Line9_3_11 | 0 | 0 | 0 | 0 | 0 | 0 | 0 | 0 | 0 | 0 | 0 | 0 | 1.0474 | 1.0474 | -0.12051 | -0.12051

## LLL_max_fault_10
name | pf_ikss_from_ka | pf_ikss_to_ka | pf_ip_from_ka | pf_ip_to_ka | pf_skss_from_mw | pf_skss_to_mw | pf_p_from_mw | pf_p_to_mw | pf_q_from_mvar | pf_q_to_mvar | pf_ikss_from_degree | pf_ikss_to_degree | pf_vm_from_pu | pf_vm_to_pu | pf_va_from_degree | pf_va_to_degree
Line0_1_2 | 0 | 0 | 0 | 0 | 0 | 0 | 0 | 0 | 0 | 0 | 0 | 0 | 1.0971 | 1.0971 | -0.12619 | -0.12619
Line10_11_12 | 0 | 0 | 0 | 0 | 0 | 0 | 0 | 0 | 0 | 0 | 0 | 0 | 1.0971 | 1.0971 | -0.12619 | -0.12619
Line11_12_13 | 0 | 0 | 0 | 0 | 0 | 0 | 0 | 0 | 0 | 0 | 0 | 0 | 1.0971 | 1.0971 | -0.12619 | -0.12619
Line12_13_15 | 0 | 0 | 0 | 0 | 0 | 0 | 0 | 0 | 0 | 0 | 0 | 0 | 1.0971 | 1.0971 | -0.12619 | -0.12619
Line13_13_14 | 0 | 0 | 0 | 0 | 0 | 0 | 0 | 0 | 0 | 0 | 0 | 0 | 1.0971 | 1.0971 | -0.12619 | -0.12619
Line14_15_16 | 0 | 0 | 0 | 0 | 0 | 0 | 0 | 0 | 0 | 0 | 0 | 0 | 1.0971 | 1.0971 | -0.12619 | -0.12619
Line15_16_17 | 0 | 0 | 0 | 0 | 0 | 0 | 0 | 0 | 0 | 0 | 0 | 0 | 1.0971 | 1.0971 | -0.12619 | -0.12619
Line16_4_18 | 0.035618 | 0.035618 | 0 | 0.069037 | 0.024677 | 0.024677 | 0.019068 | -0.01903 | 0.019106 | -0.01903 | -45.2401 | 134.7599 | 1.0938 | 1.0906 | -0.18297 | -0.2401
Line17_5_19 | 0 | 0 | 0 | 0 | 0 | 0 | 0 | 0 | 0 | 0 | 0 | 0 | 1.0971 | 1.0971 | -0.12619 | -0.12619
Line1_1_3 | 0 | 0 | 0 | 0 | 0 | 0 | 0 | 0 | 0 | 0 | 0 | 0 | 1.0971 | 1.0971 | -0.12619 | -0.12619
Line2_1_4 | 0.035618 | 0.035618 | 0 | 0 | 0.024677 | 0.024677 | 0.019106 | -0.019068 | 0.019182 | -0.019106 | -45.2401 | 134.7599 | 1.0971 | 1.0938 | -0.12619 | -0.18297
Line3_1_5 | 0 | 0 | 0 | 0 | 0 | 0 | 0 | 0 | 0 | 0 | 0 | 0 | 1.0971 | 1.0971 | -0.12619 | -0.12619
Line4_2_6 | 0 | 0 | 0 | 0 | 0 | 0 | 0 | 0 | 0 | 0 | 0 | 0 | 1.0971 | 1.0971 | -0.12619 | -0.12619
Line5_6_7 | 0 | 0 | 0 | 0 | 0 | 0 | 0 | 0 | 0 | 0 | 0 | 0 | 1.0971 | 1.0971 | -0.12619 | -0.12619
Line6_7_8 | 0 | 0 | 0 | 0 | 0 | 0 | 0 | 0 | 0 | 0 | 0 | 0 | 1.0971 | 1.0971 | -0.12619 | -0.12619
Line7_8_9 | 0 | 0 | 0 | 0 | 0 | 0 | 0 | 0 | 0 | 0 | 0 | 0 | 1.0971 | 1.0971 | -0.12619 | -0.12619
Line8_8_10 | 0 | 0 | 0 | 0 | 0 | 0 | 0 | 0 | 0 | 0 | 0 | 0 | 1.0971 | 1.0971 | -0.12619 | -0.12619
Line9_3_11 | 0 | 0 | 0 | 0 | 0 | 0 | 0 | 0 | 0 | 0 | 0 | 0 | 1.0971 | 1.0971 | -0.12619 | -0.12619

## LLL_min_6
name | pf_ikss_from_ka | pf_ikss_to_ka | pf_ip_from_ka | pf_ip_to_ka | pf_skss_from_mw | pf_skss_to_mw | pf_p_from_mw | pf_p_to_mw | pf_q_from_mvar | pf_q_to_mvar | pf_ikss_from_degree | pf_ikss_to_degree | pf_vm_from_pu | pf_vm_to_pu | pf_va_from_degree | pf_va_to_degree
Line0_1_2 | 0 | 0 | 0 | 0 | 0 | 0 | 0 | 0 | 0 | 0 | 0 | 0 | 0.695 | 0.695 | -11.6026 | -11.6026
Line10_11_12 | 0 | 0 | 0 | 0 | 0 | 0 | 0 | 0 | 0 | 0 | 0 | 0 | 0.695 | 0.695 | -11.6026 | -11.6026
Line11_12_13 | 0 | 0 | 0 | 0 | 0 | 0 | 0 | 0 | 0 | 0 | 0 | 0 | 0.695 | 0.695 | -11.6026 | -11.6026
Line12_13_15 | 0 | 0 | 0 | 0 | 0 | 0 | 0 | 0 | 0 | 0 | 0 | 0 | 0.695 | 0.695 | -11.6026 | -11.6026
Line13_13_14 | 0 | 0 | 0 | 0 | 0 | 0 | 0 | 0 | 0 | 0 | 0 | 0 | 0.695 | 0.695 | -11.6026 | -11.6026
Line14_15_16 | 0 | 0 | 0 | 0 | 0 | 0 | 0 | 0 | 0 | 0 | 0 | 0 | 0.695 | 0.695 | -11.6026 | -11.6026
Line15_16_17 | 0 | 0 | 0 | 0 | 0 | 0 | 0 | 0 | 0 | 0 | 0 | 0 | 0.695 | 0.695 | -11.6026 | -11.6026
Line16_4_18 | 2.8946 | 2.8946 | 0 | 4.7808 | 2.0055 | 2.0055 | 0.48263 | -1e-07 | 0.50274 | -1e-07 | -57.7717 | 122.2283 | 0.3475 | 0 | -11.6026 | 0
Line17_5_19 | 0 | 0 | 0 | 0 | 0 | 0 | 0 | 0 | 0 | 0 | 0 | 0 | 0.695 | 0.695 | -11.6026 | -11.6026
Line1_1_3 | 0 | 0 | 0 | 0 | 0 | 0 | 0 | 0 | 0 | 0 | 0 | 0 | 0.695 | 0.695 | -11.6026 | -11.6026
Line2_1_4 | 2.8946 | 2.8946 | 0 | 0 | 2.0055 | 2.0055 | 0.96525 | -0.48263 | 1.0055 | -0.50274 | -57.7717 | 122.2283 | 0.695 | 0.3475 | -11.6026 | -11.6026
Line3_1_5 | 0 | 0 | 0 | 0 | 0 | 0 | 0 | 0 | 0 | 0 | 0 | 0 | 0.695 | 0.695 | -11.6026 | -11.6026
Line4_2_6 | 0 | 0 | 0 | 0 | 0 | 0 | 0 | 0 | 0 | 0 | 0 | 0 | 0.695 | 0.695 | -11.6026 | -11.6026
Line5_6_7 | 0 | 0 | 0 | 0 | 0 | 0 | 0 | 0 | 0 | 0 | 0 | 0 | 0.695 | 0.695 | -11.6026 | -11.6026
Line6_7_8 | 0 | 0 | 0 | 0 | 0 | 0 | 0 | 0 | 0 | 0 | 0 | 0 | 0.695 | 0.695 | -11.6026 | -11.6026
Line7_8_9 | 0 | 0 | 0 | 0 | 0 | 0 | 0 | 0 | 0 | 0 | 0 | 0 | 0.695 | 0.695 | -11.6026 | -11.6026
Line8_8_10 | 0 | 0 | 0 | 0 | 0 | 0 | 0 | 0 | 0 | 0 | 0 | 0 | 0.695 | 0.695 | -11.6026 | -11.6026
Line9_3_11 | 0 | 0 | 0 | 0 | 0 | 0 | 0 | 0 | 0 | 0 | 0 | 0 | 0.695 | 0.695 | -11.6026 | -11.6026

## LLL_min_10
name | pf_ikss_from_ka | pf_ikss_to_ka | pf_ip_from_ka | pf_ip_to_ka | pf_skss_from_mw | pf_skss_to_mw | pf_p_from_mw | pf_p_to_mw | pf_q_from_mvar | pf_q_to_mvar | pf_ikss_from_degree | pf_ikss_to_degree | pf_vm_from_pu | pf_vm_to_pu | pf_va_from_degree | pf_va_to_degree
Line0_1_2 | 0 | 0 | 0 | 0 | 0 | 0 | 0 | 0 | 0 | 0 | 0 | 0 | 0.65842 | 0.65842 | -11.6026 | -11.6026
Line10_11_12 | 0 | 0 | 0 | 0 | 0 | 0 | 0 | 0 | 0 | 0 | 0 | 0 | 0.65842 | 0.65842 | -11.6026 | -11.6026
Line11_12_13 | 0 | 0 | 0 | 0 | 0 | 0 | 0 | 0 | 0 | 0 | 0 | 0 | 0.65842 | 0.65842 | -11.6026 | -11.6026
Line12_13_15 | 0 | 0 | 0 | 0 | 0 | 0 | 0 | 0 | 0 | 0 | 0 | 0 | 0.65842 | 0.65842 | -11.6026 | -11.6026
Line13_13_14 | 0 | 0 | 0 | 0 | 0 | 0 | 0 | 0 | 0 | 0 | 0 | 0 | 0.65842 | 0.65842 | -11.6026 | -11.6026
Line14_15_16 | 0 | 0 | 0 | 0 | 0 | 0 | 0 | 0 | 0 | 0 | 0 | 0 | 0.65842 | 0.65842 | -11.6026 | -11.6026
Line15_16_17 | 0 | 0 | 0 | 0 | 0 | 0 | 0 | 0 | 0 | 0 | 0 | 0 | 0.65842 | 0.65842 | -11.6026 | -11.6026
Line16_4_18 | 2.7423 | 2.7423 | 0 | 4.5292 | 1.8999 | 1.8999 | 0.43316 | -1e-07 | 0.45121 | -1e-07 | -57.7717 | 122.2283 | 0.32921 | 0 | -11.6026 | 0
Line17_5_19 | 0 | 0 | 0 | 0 | 0 | 0 | 0 | 0 | 0 | 0 | 0 | 0 | 0.65842 | 0.65842 | -11.6026 | -11.6026
Line1_1_3 | 0 | 0 | 0 | 0 | 0 | 0 | 0 | 0 | 0 | 0 | 0 | 0 | 0.65842 | 0.65842 | -11.6026 | -11.6026
Line2_1_4 | 2.7423 | 2.7423 | 0 | 0 | 1.8999 | 1.8999 | 0.86632 | -0.43316 | 0.90242 | -0.45121 | -57.7717 | 122.2283 | 0.65842 | 0.32921 | -11.6026 | -11.6026
Line3_1_5 | 0 | 0 | 0 | 0 | 0 | 0 | 0 | 0 | 0 | 0 | 0 | 0 | 0.65842 | 0.65842 | -11.6026 | -11.6026
Line4_2_6 | 0 | 0 | 0 | 0 | 0 | 0 | 0 | 0 | 0 | 0 | 0 | 0 | 0.65842 | 0.65842 | -11.6026 | -11.6026
Line5_6_7 | 0 | 0 | 0 | 0 | 0 | 0 | 0 | 0 | 0 | 0 | 0 | 0 | 0.65842 | 0.65842 | -11.6026 | -11.6026
Line6_7_8 | 0 | 0 | 0 | 0 | 0 | 0 | 0 | 0 | 0 | 0 | 0 | 0 | 0.65842 | 0.65842 | -11.6026 | -11.6026
Line7_8_9 | 0 | 0 | 0 | 0 | 0 | 0 | 0 | 0 | 0 | 0 | 0 | 0 | 0.65842 | 0.65842 | -11.6026 | -11.6026
Line8_8_10 | 0 | 0 | 0 | 0 | 0 | 0 | 0 | 0 | 0 | 0 | 0 | 0 | 0.65842 | 0.65842 | -11.6026 | -11.6026
Line9_3_11 | 0 | 0 | 0 | 0 | 0 | 0 | 0 | 0 | 0 | 0 | 0 | 0 | 0.65842 | 0.65842 | -11.6026 | -11.6026

## LLL_min_fault_6
name | pf_ikss_from_ka | pf_ikss_to_ka | pf_ip_from_ka | pf_ip_to_ka | pf_skss_from_mw | pf_skss_to_mw | pf_p_from_mw | pf_p_to_mw | pf_q_from_mvar | pf_q_to_mvar | pf_ikss_from_degree | pf_ikss_to_degree | pf_vm_from_pu | pf_vm_to_pu | pf_va_from_degree | pf_va_to_degree
Line0_1_2 | 0 | 0 | 0 | 0 | 0 | 0 | 0 | 0 | 0 | 0 | 0 | 0 | 0.94754 | 0.94754 | -0.12527 | -0.12527
Line10_11_12 | 0 | 0 | 0 | 0 | 0 | 0 | 0 | 0 | 0 | 0 | 0 | 0 | 0.94754 | 0.94754 | -0.12527 | -0.12527
Line11_12_13 | 0 | 0 | 0 | 0 | 0 | 0 | 0 | 0 | 0 | 0 | 0 | 0 | 0.94754 | 0.94754 | -0.12527 | -0.12527
Line12_13_15 | 0 | 0 | 0 | 0 | 0 | 0 | 0 | 0 | 0 | 0 | 0 | 0 | 0.94754 | 0.94754 | -0.12527 | -0.12527
Line13_13_14 | 0 | 0 | 0 | 0 | 0 | 0 | 0 | 0 | 0 | 0 | 0 | 0 | 0.94754 | 0.94754 | -0.12527 | -0.12527
Line14_15_16 | 0 | 0 | 0 | 0 | 0 | 0 | 0 | 0 | 0 | 0 | 0 | 0 | 0.94754 | 0.94754 | -0.12527 | -0.12527
Line15_16_17 | 0 | 0 | 0 | 0 | 0 | 0 | 0 | 0 | 0 | 0 | 0 | 0 | 0.94754 | 0.94754 | -0.12527 | -0.12527
Line16_4_18 | 0.030706 | 0.030706 | 0 | 0.050714 | 0.021274 | 0.021274 | 0.014197 | -0.014143 | 0.014199 | -0.014143 | -45.1344 | 134.8656 | 0.94385 | 0.94017 | -0.1298 | -0.13436
Line17_5_19 | 0 | 0 | 0 | 0 | 0 | 0 | 0 | 0 | 0 | 0 | 0 | 0 | 0.94754 | 0.94754 | -0.12527 | -0.12527
Line1_1_3 | 0 | 0 | 0 | 0 | 0 | 0 | 0 | 0 | 0 | 0 | 0 | 0 | 0.94754 | 0.94754 | -0.12527 | -0.12527
Line2_1_4 | 0.030706 | 0.030706 | 0 | 0 | 0.021274 | 0.021274 | 0.014251 | -0.014197 | 0.014256 | -0.014199 | -45.1344 | 134.8656 | 0.94754 | 0.94385 | -0.12527 | -0.1298
Line3_1_5 | 0 | 0 | 0 | 0 | 0 | 0 | 0 | 0 | 0 | 0 | 0 | 0 | 0.94754 | 0.94754 | -0.12527 | -0.12527
Line4_2_6 | 0 | 0 | 0 | 0 | 0 | 0 | 0 | 0 | 0 | 0 | 0 | 0 | 0.94754 | 0.94754 | -0.12527 | -0.12527
Line5_6_7 | 0 | 0 | 0 | 0 | 0 | 0 | 0 | 0 | 0 | 0 | 0 | 0 | 0.94754 | 0.94754 | -0.12527 | -0.12527
Line6_7_8 | 0 | 0 | 0 | 0 | 0 | 0 | 0 | 0 | 0 | 0 | 0 | 0 | 0.94754 | 0.94754 | -0.12527 | -0.12527
Line7_8_9 | 0 | 0 | 0 | 0 | 0 | 0 | 0 | 0 | 0 | 0 | 0 | 0 | 0.94754 | 0.94754 | -0.12527 | -0.12527
Line8_8_10 | 0 | 0 | 0 | 0 | 0 | 0 | 0 | 0 | 0 | 0 | 0 | 0 | 0.94754 | 0.94754 | -0.12527 | -0.12527
Line9_3_11 | 0 | 0 | 0 | 0 | 0 | 0 | 0 | 0 | 0 | 0 | 0 | 0 | 0.94754 | 0.94754 | -0.12527 | -0.12527

## LLL_min_fault_10
name | pf_ikss_from_ka | pf_ikss_to_ka | pf_ip_from_ka | pf_ip_to_ka | pf_skss_from_mw | pf_skss_to_mw | pf_p_from_mw | pf_p_to_mw | pf_q_from_mvar | pf_q_to_mvar | pf_ikss_from_degree | pf_ikss_to_degree | pf_vm_from_pu | pf_vm_to_pu | pf_va_from_degree | pf_va_to_degree
Line0_1_2 | 0 | 0 | 0 | 0 | 0 | 0 | 0 | 0 | 0 | 0 | 0 | 0 | 0.89767 | 0.89767 | -0.12527 | -0.12527
Line10_11_12 | 0 | 0 | 0 | 0 | 0 | 0 | 0 | 0 | 0 | 0 | 0 | 0 | 0.89767 | 0.89767 | -0.12527 | -0.12527
Line11_12_13 | 0 | 0 | 0 | 0 | 0 | 0 | 0 | 0 | 0 | 0 | 0 | 0 | 0.89767 | 0.89767 | -0.12527 | -0.12527
Line12_13_15 | 0 | 0 | 0 | 0 | 0 | 0 | 0 | 0 | 0 | 0 | 0 | 0 | 0.89767 | 0.89767 | -0.12527 | -0.12527
Line13_13_14 | 0 | 0 | 0 | 0 | 0 | 0 | 0 | 0 | 0 | 0 | 0 | 0 | 0.89767 | 0.89767 | -0.12527 | -0.12527
Line14_15_16 | 0 | 0 | 0 | 0 | 0 | 0 | 0 | 0 | 0 | 0 | 0 | 0 | 0.89767 | 0.89767 | -0.12527 | -0.12527
Line15_16_17 | 0 | 0 | 0 | 0 | 0 | 0 | 0 | 0 | 0 | 0 | 0 | 0 | 0.89767 | 0.89767 | -0.12527 | -0.12527
Line16_4_18 | 0.02909 | 0.02909 | 0 | 0.048045 | 0.020154 | 0.020154 | 0.012742 | -0.012693 | 0.012744 | -0.012693 | -45.1344 | 134.8656 | 0.89418 | 0.89069 | -0.1298 | -0.13436
Line17_5_19 | 0 | 0 | 0 | 0 | 0 | 0 | 0 | 0 | 0 | 0 | 0 | 0 | 0.89767 | 0.89767 | -0.12527 | -0.12527
Line1_1_3 | 0 | 0 | 0 | 0 | 0 | 0 | 0 | 0 | 0 | 0 | 0 | 0 | 0.89767 | 0.89767 | -0.12527 | -0.12527
Line2_1_4 | 0.02909 | 0.02909 | 0 | 0 | 0.020154 | 0.020154 | 0.012791 | -0.012742 | 0.012795 | -0.012744 | -45.1344 | 134.8656 | 0.89767 | 0.89418 | -0.12527 | -0.1298
Line3_1_5 | 0 | 0 | 0 | 0 | 0 | 0 | 0 | 0 | 0 | 0 | 0 | 0 | 0.89767 | 0.89767 | -0.12527 | -0.12527
Line4_2_6 | 0 | 0 | 0 | 0 | 0 | 0 | 0 | 0 | 0 | 0 | 0 | 0 | 0.89767 | 0.89767 | -0.12527 | -0.12527
Line5_6_7 | 0 | 0 | 0 | 0 | 0 | 0 | 0 | 0 | 0 | 0 | 0 | 0 | 0.89767 | 0.89767 | -0.12527 | -0.12527
Line6_7_8 | 0 | 0 | 0 | 0 | 0 | 0 | 0 | 0 | 0 | 0 | 0 | 0 | 0.89767 | 0.89767 | -0.12527 | -0.12527
Line7_8_9 | 0 | 0 | 0 | 0 | 0 | 0 | 0 | 0 | 0 | 0 | 0 | 0 | 0.89767 | 0.89767 | -0.12527 | -0.12527
Line8_8_10 | 0 | 0 | 0 | 0 | 0 | 0 | 0 | 0 | 0 | 0 | 0 | 0 | 0.89767 | 0.89767 | -0.12527 | -0.12527
Line9_3_11 | 0 | 0 | 0 | 0 | 0 | 0 | 0 | 0 | 0 | 0 | 0 | 0 | 0.89767 | 0.89767 | -0.12527 | -0.12527

## LL_max_6
name | pf_ikss_a_from_ka | pf_ikss_b_from_ka | pf_ikss_c_from_ka | pf_ikss_a_to_ka | pf_ikss_b_to_ka | pf_ikss_c_to_ka | pf_skss_a_from_mw | pf_skss_b_from_mw | pf_skss_c_from_mw | pf_skss_a_to_mw | pf_skss_b_to_mw | pf_skss_c_to_mw | pf_p_a_from_mw | pf_p_b_from_mw | pf_p_c_from_mw | pf_p_a_to_mw | pf_p_b_to_mw | pf_p_c_to_mw | pf_q_a_from_mvar | pf_q_b_from_mvar | pf_q_c_from_mvar | pf_q_a_to_mvar | pf_q_b_to_mvar | pf_q_c_to_mvar | pf_ikss_a_from_degree | pf_ikss_b_from_degree | pf_ikss_c_from_degree | pf_ikss_a_to_degree | pf_ikss_b_to_degree | pf_ikss_c_to_degree | pf_vm_a_from_pu | pf_vm_b_from_pu | pf_vm_c_from_pu | pf_vm_a_to_pu | pf_vm_b_to_pu | pf_vm_c_to_pu | pf_va_a_from_degree | pf_va_b_from_degree | pf_va_c_from_degree | pf_va_a_to_degree | pf_va_b_to_degree | pf_va_c_to_degree
Line0_1_2 | 0 | 0 | 0 | 0 | 0 | 0 | 0 | 0 | 0 | 0 | 0 | 0 | 4.2744e-16 | -3.0235e-09 | -4.8365e-09 | -4.2744e-16 | 3.0235e-09 | 4.8365e-09 | 9.7145e-17 | 5.1114e-09 | -1.9712e-09 | -7.7716e-17 | -5.1114e-09 | 1.9712e-09 | 0 | 0 | 0 | 0 | 0 | 0 | 1.05 | 0.85292 | 0.7501 | 1.05 | 0.85292 | 0.7501 | 2.5731e-10 | -135.0364 | 126.5322 | 2.573e-10 | -135.0364 | 126.5322
Line10_11_12 | 0 | 0 | 0 | 0 | 0 | 0 | 0 | 0 | 0 | 0 | 0 | 0 | 6.2172e-16 | -3.0235e-09 | -4.8365e-09 | -5.8287e-16 | 3.0235e-09 | 4.8365e-09 | -1.9429e-17 | 5.1114e-09 | -1.9712e-09 | 1.9429e-17 | -5.1114e-09 | 1.9712e-09 | 0 | 0 | 0 | 0 | 0 | 0 | 1.05 | 0.85292 | 0.7501 | 1.05 | 0.85292 | 0.7501 | 2.5729e-10 | -135.0364 | 126.5322 | 2.5728e-10 | -135.0364 | 126.5322
Line11_12_13 | 0 | 0 | 0 | 0 | 0 | 0 | 0 | 0 | 0 | 0 | 0 | 0 | 4.2744e-16 | -2.5196e-09 | -4.0305e-09 | -3.8858e-16 | 2.5196e-09 | 4.0305e-09 | -7.7716e-17 | 4.2595e-09 | -1.6426e-09 | 1.9429e-17 | -4.2595e-09 | 1.6426e-09 | 0 | 0 | 0 | 0 | 0 | 0 | 1.05 | 0.85292 | 0.7501 | 1.05 | 0.85292 | 0.7501 | 2.5728e-10 | -135.0364 | 126.5322 | 2.5727e-10 | -135.0364 | 126.5322
Line12_13_15 | 0 | 0 | 0 | 0 | 0 | 0 | 0 | 0 | 0 | 0 | 0 | 0 | 2.3315e-16 | -1.5118e-09 | -2.4183e-09 | -2.3315e-16 | 1.5118e-09 | 2.4183e-09 | 7.7716e-17 | 2.5557e-09 | -9.8558e-10 | -7.7716e-17 | -2.5557e-09 | 9.8558e-10 | 0 | 0 | 0 | 0 | 0 | 0 | 1.05 | 0.85292 | 0.7501 | 1.05 | 0.85292 | 0.7501 | 2.5727e-10 | -135.0364 | 126.5322 | 2.5727e-10 | -135.0364 | 126.5322
Line13_13_14 | 0 | 0 | 0 | 0 | 0 | 0 | 0 | 0 | 0 | 0 | 0 | 0 | 8.7241e-29 | -5.0392e-10 | -8.0609e-10 | 7.7716e-17 | 5.0392e-10 | 8.0609e-10 | -1.9429e-17 | 8.5191e-10 | -3.2853e-10 | 3.8858e-17 | -8.5191e-10 | 3.2853e-10 | 0 | 0 | 0 | 0 | 0 | 0 | 1.05 | 0.85292 | 0.7501 | 1.05 | 0.85292 | 0.7501 | 2.5727e-10 | -135.0364 | 126.5322 | 2.5727e-10 | -135.0364 | 126.5322
Line14_15_16 | 0 | 0 | 0 | 0 | 0 | 0 | 0 | 0 | 0 | 0 | 0 | 0 | 1.1657e-16 | -1.0078e-09 | -1.6122e-09 | -1.5543e-16 | 1.0078e-09 | 1.6122e-09 | 5.8287e-17 | 1.7038e-09 | -6.5706e-10 | -3.8858e-17 | -1.7038e-09 | 6.5706e-10 | 0 | 0 | 0 | 0 | 0 | 0 | 1.05 | 0.85292 | 0.7501 | 1.05 | 0.85292 | 0.7501 | 2.5727e-10 | -135.0364 | 126.5322 | 2.5727e-10 | -135.0364 | 126.5322
Line15_16_17 | 0 | 0 | 0 | 0 | 0 | 0 | 0 | 0 | 0 | 0 | 0 | 0 | -3.8858e-17 | -5.0392e-10 | -8.0609e-10 | 1.5543e-16 | 5.0392e-10 | 8.0609e-10 | -3.8858e-17 | 8.5191e-10 | -3.2853e-10 | -1.9429e-17 | -8.5191e-10 | 3.2853e-10 | 0 | 0 | 0 | 0 | 0 | 0 | 1.05 | 0.85292 | 0.7501 | 1.05 | 0.85292 | 0.7501 | 2.5727e-10 | -135.0364 | 126.5322 | 2.5727e-10 | -135.0364 | 126.5322
Line16_4_18 | 0 | 3.1387 | 3.1387 | 0 | 3.1387 | 3.1387 | 0 | 0.72485 | 0.72485 | 0 | 0.72485 | 0.72485 | 1.7451e-28 | 0.45801 | -0.26098 | 7.7716e-17 | -0.3595 | 0.3595 | -3.8858e-17 | 0.072221 | 0.32184 | 3.4901e-28 | 0.12481 | -0.12481 | 0 | -160.8543 | 19.1457 | 0 | 19.1457 | -160.8543 | 1.05 | 0.63968 | 0.57164 | 1.05 | 0.525 | 0.525 | 2.5731e-10 | -151.8935 | 148.1848 | 2.5731e-10 | 180 | 180
Line17_5_19 | 0 | 0 | 0 | 0 | 0 | 0 | 0 | 0 | 0 | 0 | 0 | 0 | -3.8858e-17 | -5.0392e-10 | -8.0609e-10 | -3.8858e-17 | 5.0392e-10 | 8.0609e-10 | -3.8858e-17 | 8.5191e-10 | -3.2853e-10 | 5.8287e-17 | -8.5191e-10 | 3.2853e-10 | 0 | 0 | 0 | 0 | 0 | 0 | 1.05 | 0.85292 | 0.7501 | 1.05 | 0.85292 | 0.7501 | 2.5731e-10 | -135.0364 | 126.5322 | 2.5731e-10 | -135.0364 | 126.5322
Line1_1_3 | 0 | 0 | 0 | 0 | 0 | 0 | 0 | 0 | 0 | 0 | 0 | 0 | 6.2172e-16 | -4.0313e-09 | -6.4487e-09 | -6.6058e-16 | 4.0313e-09 | 6.4487e-09 | 1.9429e-16 | 6.8153e-09 | -2.6282e-09 | -1.7486e-16 | -6.8153e-09 | 2.6282e-09 | 0 | 0 | 0 | 0 | 0 | 0 | 1.05 | 0.85292 | 0.7501 | 1.05 | 0.85292 | 0.7501 | 2.5731e-10 | -135.0364 | 126.5322 | 2.573e-10 | -135.0364 | 126.5322
Line2_1_4 | 0 | 3.1387 | 3.1387 | 0 | 3.1387 | 3.1387 | 0 | 0.72485 | 0.72485 | 0 | 0.72485 | 0.72485 | 5.4401e-16 | 0.55653 | -0.16247 | -5.4401e-16 | -0.45801 | 0.26098 | 9.7145e-16 | 0.26925 | 0.51887 | -1.0103e-15 | -0.072221 | -0.32184 | 0 | -160.8543 | 19.1457 | 0 | 19.1457 | -160.8543 | 1.05 | 0.85292 | 0.7501 | 1.05 | 0.63968 | 0.57164 | 2.5731e-10 | -135.0364 | 126.5322 | 2.5731e-10 | -151.8935 | 148.1848
Line3_1_5 | 0 | 0 | 0 | 0 | 0 | 0 | 0 | 0 | 0 | 0 | 0 | 0 | 1.5543e-16 | -1.0078e-09 | -1.6122e-09 | -2.3315e-16 | 1.0078e-09 | 1.6122e-09 | 1.9429e-17 | 1.7038e-09 | -6.5706e-10 | -1.9429e-17 | -1.7038e-09 | 6.5705e-10 | 0 | 0 | 0 | 0 | 0 | 0 | 1.05 | 0.85292 | 0.7501 | 1.05 | 0.85292 | 0.7501 | 2.5731e-10 | -135.0364 | 126.5322 | 2.5731e-10 | -135.0364 | 126.5322
Line4_2_6 | 0 | 0 | 0 | 0 | 0 | 0 | 0 | 0 | 0 | 0 | 0 | 0 | 2.72e-16 | -2.5196e-09 | -4.0305e-09 | -2.72e-16 | 2.5196e-09 | 4.0305e-09 | 1.2215e-27 | 4.2595e-09 | -1.6426e-09 | -1.2215e-27 | -4.2595e-09 | 1.6426e-09 | 0 | 0 | 0 | 0 | 0 | 0 | 1.05 | 0.85292 | 0.7501 | 1.05 | 0.85292 | 0.7501 | 2.573e-10 | -135.0364 | 126.5322 | 2.573e-10 | -135.0364 | 126.5322
Line5_6_7 | 0 | 0 | 0 | 0 | 0 | 0 | 0 | 0 | 0 | 0 | 0 | 0 | 1.1657e-16 | -2.0157e-09 | -3.2244e-09 | -1.1657e-16 | 2.0157e-09 | 3.2244e-09 | 5.2349e-28 | 3.4076e-09 | -1.3141e-09 | -3.8858e-17 | -3.4076e-09 | 1.3141e-09 | 0 | 0 | 0 | 0 | 0 | 0 | 1.05 | 0.85292 | 0.7501 | 1.05 | 0.85292 | 0.7501 | 2.573e-10 | -135.0364 | 126.5322 | 2.5729e-10 | -135.0364 | 126.5322
Line6_7_8 | 0 | 0 | 0 | 0 | 0 | 0 | 0 | 0 | 0 | 0 | 0 | 0 | 1.1657e-16 | -1.5118e-09 | -2.4183e-09 | -1.1657e-16 | 1.5118e-09 | 2.4183e-09 | 5.2348e-28 | 2.5557e-09 | -9.8558e-10 | 1.9429e-17 | -2.5557e-09 | 9.8558e-10 | 0 | 0 | 0 | 0 | 0 | 0 | 1.05 | 0.85292 | 0.7501 | 1.05 | 0.85292 | 0.7501 | 2.5729e-10 | -135.0364 | 126.5322 | 2.5729e-10 | -135.0364 | 126.5322
Line7_8_9 | 0 | 0 | 0 | 0 | 0 | 0 | 0 | 0 | 0 | 0 | 0 | 0 | 1.5543e-16 | -5.0392e-10 | -8.0609e-10 | -7.7716e-17 | 5.0392e-10 | 8.0609e-10 | -3.8858e-17 | 8.5191e-10 | -3.2853e-10 | 3.8858e-17 | -8.5191e-10 | 3.2853e-10 | 0 | 0 | 0 | 0 | 0 | 0 | 1.05 | 0.85292 | 0.7501 | 1.05 | 0.85292 | 0.7501 | 2.5729e-10 | -135.0364 | 126.5322 | 2.5729e-10 | -135.0364 | 126.5322
Line8_8_10 | 0 | 0 | 0 | 0 | 0 | 0 | 0 | 0 | 0 | 0 | 0 | 0 | 3.8858e-17 | -5.0392e-10 | -8.0609e-10 | -8.7246e-29 | 5.0392e-10 | 8.0609e-10 | -3.8858e-17 | 8.5191e-10 | -3.2853e-10 | 1.9429e-17 | -8.5191e-10 | 3.2853e-10 | 0 | 0 | 0 | 0 | 0 | 0 | 1.05 | 0.85292 | 0.7501 | 1.05 | 0.85292 | 0.7501 | 2.5729e-10 | -135.0364 | 126.5322 | 2.5729e-10 | -135.0364 | 126.5322
Line9_3_11 | 0 | 0 | 0 | 0 | 0 | 0 | 0 | 0 | 0 | 0 | 0 | 0 | 5.8287e-16 | -3.5274e-09 | -5.6426e-09 | -6.2172e-16 | 3.5274e-09 | 5.6426e-09 | 9.7145e-17 | 5.9633e-09 | -2.2997e-09 | -7.7716e-17 | -5.9633e-09 | 2.2997e-09 | 0 | 0 | 0 | 0 | 0 | 0 | 1.05 | 0.85292 | 0.7501 | 1.05 | 0.85292 | 0.7501 | 2.573e-10 | -135.0364 | 126.5322 | 2.5729e-10 | -135.0364 | 126.5322

## LL_max_10
name | pf_ikss_a_from_ka | pf_ikss_b_from_ka | pf_ikss_c_from_ka | pf_ikss_a_to_ka | pf_ikss_b_to_ka | pf_ikss_c_to_ka | pf_skss_a_from_mw | pf_skss_b_from_mw | pf_skss_c_from_mw | pf_skss_a_to_mw | pf_skss_b_to_mw | pf_skss_c_to_mw | pf_p_a_from_mw | pf_p_b_from_mw | pf_p_c_from_mw | pf_p_a_to_mw | pf_p_b_to_mw | pf_p_c_to_mw | pf_q_a_from_mvar | pf_q_b_from_mvar | pf_q_c_from_mvar | pf_q_a_to_mvar | pf_q_b_to_mvar | pf_q_c_to_mvar | pf_ikss_a_from_degree | pf_ikss_b_from_degree | pf_ikss_c_from_degree | pf_ikss_a_to_degree | pf_ikss_b_to_degree | pf_ikss_c_to_degree | pf_vm_a_from_pu | pf_vm_b_from_pu | pf_vm_c_from_pu | pf_vm_a_to_pu | pf_vm_b_to_pu | pf_vm_c_to_pu | pf_va_a_from_degree | pf_va_b_from_degree | pf_va_c_from_degree | pf_va_a_to_degree | pf_va_b_to_degree | pf_va_c_to_degree
Line0_1_2 | 0 | 0 | 0 | 0 | 0 | 0 | 0 | 0 | 0 | 0 | 0 | 0 | 3.6637e-16 | -3.3669e-09 | -5.3859e-09 | -3.6637e-16 | 3.3669e-09 | 5.3859e-09 | -4.0708e-17 | 5.759e-09 | -2.262e-09 | -2.2497e-27 | -5.759e-09 | 2.262e-09 | 0 | 0 | 0 | 0 | 0 | 0 | 1.1 | 0.88719 | 0.77689 | 1.1 | 0.88719 | 0.77689 | 3.5183e-10 | -135.5593 | 126.9102 | 3.5182e-10 | -135.5593 | 126.9102
Line10_11_12 | 0 | 0 | 0 | 0 | 0 | 0 | 0 | 0 | 0 | 0 | 0 | 0 | 4.4779e-16 | -3.3669e-09 | -5.3859e-09 | -5.2921e-16 | 3.3669e-09 | 5.3859e-09 | 2.7495e-27 | 5.759e-09 | -2.262e-09 | -4.0708e-17 | -5.759e-09 | 2.262e-09 | 0 | 0 | 0 | 0 | 0 | 0 | 1.1 | 0.88719 | 0.77689 | 1.1 | 0.88719 | 0.77689 | 3.5181e-10 | -135.5593 | 126.9102 | 3.518e-10 | -135.5593 | 126.9102
Line11_12_13 | 0 | 0 | 0 | 0 | 0 | 0 | 0 | 0 | 0 | 0 | 0 | 0 | 4.885e-16 | -2.8058e-09 | -4.4883e-09 | -5.2921e-16 | 2.8058e-09 | 4.4883e-09 | -4.0708e-17 | 4.7992e-09 | -1.885e-09 | -3.2493e-27 | -4.7992e-09 | 1.885e-09 | 0 | 0 | 0 | 0 | 0 | 0 | 1.1 | 0.88719 | 0.77689 | 1.1 | 0.88719 | 0.77689 | 3.518e-10 | -135.5593 | 126.9102 | 3.5179e-10 | -135.5593 | 126.9102
Line12_13_15 | 0 | 0 | 0 | 0 | 0 | 0 | 0 | 0 | 0 | 0 | 0 | 0 | 2.4425e-16 | -1.6835e-09 | -2.693e-09 | -2.4425e-16 | 1.6835e-09 | 2.693e-09 | 8.1416e-17 | 2.8795e-09 | -1.131e-09 | -4.0708e-17 | -2.8795e-09 | 1.131e-09 | 0 | 0 | 0 | 0 | 0 | 0 | 1.1 | 0.88719 | 0.77689 | 1.1 | 0.88719 | 0.77689 | 3.5179e-10 | -135.5593 | 126.9102 | 3.5179e-10 | -135.5593 | 126.9102
Line13_13_14 | 0 | 0 | 0 | 0 | 0 | 0 | 0 | 0 | 0 | 0 | 0 | 0 | 1.2212e-16 | -5.6115e-10 | -8.9765e-10 | -1.2212e-16 | 5.6115e-10 | 8.9765e-10 | -4.0708e-17 | 9.5983e-10 | -3.77e-10 | 8.1416e-17 | -9.5983e-10 | 3.77e-10 | 0 | 0 | 0 | 0 | 0 | 0 | 1.1 | 0.88719 | 0.77689 | 1.1 | 0.88719 | 0.77689 | 3.5179e-10 | -135.5593 | 126.9102 | 3.5179e-10 | -135.5593 | 126.9102
Line14_15_16 | 0 | 0 | 0 | 0 | 0 | 0 | 0 | 0 | 0 | 0 | 0 | 0 | 1.2212e-16 | -1.1223e-09 | -1.7953e-09 | -1.6283e-16 | 1.1223e-09 | 1.7953e-09 | 4.0708e-17 | 1.9197e-09 | -7.5399e-10 | -4.0708e-17 | -1.9197e-09 | 7.54e-10 | 0 | 0 | 0 | 0 | 0 | 0 | 1.1 | 0.88719 | 0.77689 | 1.1 | 0.88719 | 0.77689 | 3.5179e-10 | -135.5593 | 126.9102 | 3.5178e-10 | -135.5593 | 126.9102
Line15_16_17 | 0 | 0 | 0 | 0 | 0 | 0 | 0 | 0 | 0 | 0 | 0 | 0 | -4.0708e-17 | -5.6115e-10 | -8.9765e-10 | 4.0708e-17 | 5.6115e-10 | 8.9765e-10 | -8.1416e-17 | 9.5983e-10 | -3.77e-10 | 4.0708e-17 | -9.5983e-10 | 3.77e-10 | 0 | 0 | 0 | 0 | 0 | 0 | 1.1 | 0.88719 | 0.77689 | 1.1 | 0.88719 | 0.77689 | 3.5178e-10 | -135.5593 | 126.9102 | 3.5178e-10 | -135.5593 | 126.9102
Line16_4_18 | 0 | 3.2366 | 3.2366 | 0 | 3.2366 | 3.2366 | 0 | 0.74746 | 0.74746 | 0 | 0.74746 | 0.74746 | 0 | 0.49365 | -0.28415 | 0 | -0.3889 | 0.3889 | 0 | 0.07624 | 0.34278 | 0 | 0.13327 | -0.13327 | 0 | -161.0844 | 18.9156 | 0 | 18.9156 | -161.0844 | 1.1 | 0.66828 | 0.59567 | 1.1 | 0.55 | 0.55 | 3.5182e-10 | -152.305 | 148.5727 | 3.5182e-10 | 180 | 180
Line17_5_19 | 0 | 0 | 0 | 0 | 0 | 0 | 0 | 0 | 0 | 0 | 0 | 0 | 4.9994e-28 | -5.6115e-10 | -8.9765e-10 | -4.0708e-17 | 5.6115e-10 | 8.9765e-10 | -8.1416e-17 | 9.5983e-10 | -3.77e-10 | 1.2212e-16 | -9.5983e-10 | 3.77e-10 | 0 | 0 | 0 | 0 | 0 | 0 | 1.1 | 0.88719 | 0.77689 | 1.1 | 0.88719 | 0.77689 | 3.5183e-10 | -135.5593 | 126.9102 | 3.5183e-10 | -135.5593 | 126.9102
Line1_1_3 | 0 | 0 | 0 | 0 | 0 | 0 | 0 | 0 | 0 | 0 | 0 | 0 | 6.9204e-16 | -4.4892e-09 | -7.1812e-09 | -7.3275e-16 | 4.4892e-09 | 7.1812e-09 | 1.2212e-16 | 7.6787e-09 | -3.016e-09 | -1.2212e-16 | -7.6787e-09 | 3.016e-09 | 0 | 0 | 0 | 0 | 0 | 0 | 1.1 | 0.88719 | 0.77689 | 1.1 | 0.88719 | 0.77689 | 3.5183e-10 | -135.5593 | 126.9102 | 3.5182e-10 | -135.5593 | 126.9102
Line2_1_4 | 0 | 3.2366 | 3.2366 | 0 | 3.2366 | 3.2366 | 0 | 0.74746 | 0.74746 | 0 | 0.74746 | 0.74746 | 8.1416e-16 | 0.59841 | -0.17939 | -7.3275e-16 | -0.49365 | 0.28415 | 1.3841e-15 | 0.28575 | 0.55229 | -1.4655e-15 | -0.07624 | -0.34278 | 0 | -161.0844 | 18.9156 | 0 | 18.9156 | -161.0844 | 1.1 | 0.88719 | 0.77689 | 1.1 | 0.66828 | 0.59567 | 3.5183e-10 | -135.5593 | 126.9102 | 3.5182e-10 | -152.305 | 148.5727
Line3_1_5 | 0 | 0 | 0 | 0 | 0 | 0 | 0 | 0 | 0 | 0 | 0 | 0 | 4.0708e-17 | -1.1223e-09 | -1.7953e-09 | -4.0708e-17 | 1.1223e-09 | 1.7953e-09 | 4.0708e-17 | 1.9197e-09 | -7.54e-10 | -4.0708e-17 | -1.9197e-09 | 7.54e-10 | 0 | 0 | 0 | 0 | 0 | 0 | 1.1 | 0.88719 | 0.77689 | 1.1 | 0.88719 | 0.77689 | 3.5183e-10 | -135.5593 | 126.9102 | 3.5183e-10 | -135.5593 | 126.9102
Line4_2_6 | 0 | 0 | 0 | 0 | 0 | 0 | 0 | 0 | 0 | 0 | 0 | 0 | 2.0354e-16 | -2.8058e-09 | -4.4883e-09 | -2.0354e-16 | 2.8058e-09 | 4.4883e-09 | -8.1416e-17 | 4.7992e-09 | -1.885e-09 | 1.6283e-16 | -4.7992e-09 | 1.885e-09 | 0 | 0 | 0 | 0 | 0 | 0 | 1.1 | 0.88719 | 0.77689 | 1.1 | 0.88719 | 0.77689 | 3.5182e-10 | -135.5593 | 126.9102 | 3.5182e-10 | -135.5593 | 126.9102
Line5_6_7 | 0 | 0 | 0 | 0 | 0 | 0 | 0 | 0 | 0 | 0 | 0 | 0 | 1.6283e-16 | -2.2446e-09 | -3.5906e-09 | -2.0354e-16 | 2.2446e-09 | 3.5906e-09 | -4.0708e-17 | 3.8393e-09 | -1.508e-09 | 8.1416e-17 | -3.8393e-09 | 1.508e-09 | 0 | 0 | 0 | 0 | 0 | 0 | 1.1 | 0.88719 | 0.77689 | 1.1 | 0.88719 | 0.77689 | 3.5182e-10 | -135.5593 | 126.9102 | 3.5181e-10 | -135.5593 | 126.9102
Line6_7_8 | 0 | 0 | 0 | 0 | 0 | 0 | 0 | 0 | 0 | 0 | 0 | 0 | 2.0354e-16 | -1.6835e-09 | -2.693e-09 | -1.2212e-16 | 1.6835e-09 | 2.693e-09 | -1.6283e-16 | 2.8795e-09 | -1.131e-09 | 1.2212e-16 | -2.8795e-09 | 1.131e-09 | 0 | 0 | 0 | 0 | 0 | 0 | 1.1 | 0.88719 | 0.77689 | 1.1 | 0.88719 | 0.77689 | 3.5181e-10 | -135.5593 | 126.9102 | 3.5181e-10 | -135.5593 | 126.9102
Line7_8_9 | 0 | 0 | 0 | 0 | 0 | 0 | 0 | 0 | 0 | 0 | 0 | 0 | 4.0708e-17 | -5.6115e-10 | -8.9765e-10 | -4.9992e-28 | 5.6115e-10 | 8.9765e-10 | -8.1416e-17 | 9.5983e-10 | -3.77e-10 | 8.1416e-17 | -9.5983e-10 | 3.77e-10 | 0 | 0 | 0 | 0 | 0 | 0 | 1.1 | 0.88719 | 0.77689 | 1.1 | 0.88719 | 0.77689 | 3.5181e-10 | -135.5593 | 126.9102 | 3.5181e-10 | -135.5593 | 126.9102
Line8_8_10 | 0 | 0 | 0 | 0 | 0 | 0 | 0 | 0 | 0 | 0 | 0 | 0 | -8.1416e-17 | -5.6115e-10 | -8.9765e-10 | 1.2212e-16 | 5.6115e-10 | 8.9765e-10 | 4.0708e-17 | 9.5983e-10 | -3.77e-10 | 7.4988e-28 | -9.5983e-10 | 3.77e-10 | 0 | 0 | 0 | 0 | 0 | 0 | 1.1 | 0.88719 | 0.77689 | 1.1 | 0.88719 | 0.77689 | 3.5181e-10 | -135.5593 | 126.9102 | 3.5181e-10 | -135.5593 | 126.9102
Line9_3_11 | 0 | 0 | 0 | 0 | 0 | 0 | 0 | 0 | 0 | 0 | 0 | 0 | 7.7346e-16 | -3.9281e-09 | -6.2836e-09 | -7.7346e-16 | 3.9281e-09 | 6.2836e-09 | 4.0708e-17 | 6.7188e-09 | -2.639e-09 | -4.0708e-17 | -6.7188e-09 | 2.639e-09 | 0 | 0 | 0 | 0 | 0 | 0 | 1.1 | 0.88719 | 0.77689 | 1.1 | 0.88719 | 0.77689 | 3.5182e-10 | -135.5593 | 126.9102 | 3.5181e-10 | -135.5593 | 126.9102

## LL_max_fault_6
name | pf_ikss_a_from_ka | pf_ikss_b_from_ka | pf_ikss_c_from_ka | pf_ikss_a_to_ka | pf_ikss_b_to_ka | pf_ikss_c_to_ka | pf_skss_a_from_mw | pf_skss_b_from_mw | pf_skss_c_from_mw | pf_skss_a_to_mw | pf_skss_b_to_mw | pf_skss_c_to_mw | pf_p_a_from_mw | pf_p_b_from_mw | pf_p_c_from_mw | pf_p_a_to_mw | pf_p_b_to_mw | pf_p_c_to_mw | pf_q_a_from_mvar | pf_q_b_from_mvar | pf_q_c_from_mvar | pf_q_a_to_mvar | pf_q_b_to_mvar | pf_q_c_to_mvar | pf_ikss_a_from_degree | pf_ikss_b_from_degree | pf_ikss_c_from_degree | pf_ikss_a_to_degree | pf_ikss_b_to_degree | pf_ikss_c_to_degree | pf_vm_a_from_pu | pf_vm_b_from_pu | pf_vm_c_from_pu | pf_vm_a_to_pu | pf_vm_b_to_pu | pf_vm_c_to_pu | pf_va_a_from_degree | pf_va_b_from_degree | pf_va_c_from_degree | pf_va_a_to_degree | pf_va_b_to_degree | pf_va_c_to_degree
Line0_1_2 | 0 | 0 | 0 | 0 | 0 | 0 | 0 | 0 | 0 | 0 | 0 | 0 | 6.6787e-18 | -4.6325e-11 | -1.333e-10 | -6.6787e-18 | 4.6325e-11 | 1.333e-10 | 5.4644e-18 | 1.2762e-10 | 2.3032e-11 | -6.0715e-18 | -1.2762e-10 | -2.3032e-11 | 0 | 0 | 0 | 0 | 0 | 0 | 1.05 | 1.048 | 1.0442 | 1.05 | 1.048 | 1.0442 | 6.4384e-12 | -120.3021 | 119.9453 | 6.4382e-12 | -120.3021 | 119.9453
Line10_11_12 | 0 | 0 | 0 | 0 | 0 | 0 | 0 | 0 | 0 | 0 | 0 | 0 | 6.3751e-18 | -4.6325e-11 | -1.333e-10 | -5.1608e-18 | 4.6325e-11 | 1.333e-10 | 2.4286e-18 | 1.2762e-10 | 2.3032e-11 | -1.8215e-18 | -1.2762e-10 | -2.3032e-11 | 0 | 0 | 0 | 0 | 0 | 0 | 1.05 | 1.048 | 1.0442 | 1.05 | 1.048 | 1.0442 | 6.438e-12 | -120.3021 | 119.9453 | 6.4379e-12 | -120.3021 | 119.9453
Line11_12_13 | 0 | 0 | 0 | 0 | 0 | 0 | 0 | 0 | 0 | 0 | 0 | 0 | 7.2858e-18 | -3.8604e-11 | -1.1109e-10 | -6.6787e-18 | 3.8604e-11 | 1.1109e-10 | 8.1865e-31 | 1.0635e-10 | 1.9193e-11 | 6.0715e-19 | -1.0635e-10 | -1.9193e-11 | 0 | 0 | 0 | 0 | 0 | 0 | 1.05 | 1.048 | 1.0442 | 1.05 | 1.048 | 1.0442 | 6.4379e-12 | -120.3021 | 119.9453 | 6.4378e-12 | -120.3021 | 119.9453
Line12_13_15 | 0 | 0 | 0 | 0 | 0 | 0 | 0 | 0 | 0 | 0 | 0 | 0 | 4.5536e-18 | -2.3162e-11 | -6.6652e-11 | -5.1608e-18 | 2.3162e-11 | 6.6652e-11 | 2.4286e-18 | 6.3811e-11 | 1.1516e-11 | -3.6429e-18 | -6.3811e-11 | -1.1516e-11 | 0 | 0 | 0 | 0 | 0 | 0 | 1.05 | 1.048 | 1.0442 | 1.05 | 1.048 | 1.0442 | 6.4378e-12 | -120.3021 | 119.9453 | 6.4377e-12 | -120.3021 | 119.9453
Line13_13_14 | 0 | 0 | 0 | 0 | 0 | 0 | 0 | 0 | 0 | 0 | 0 | 0 | 3.0358e-19 | -7.7208e-12 | -2.2217e-11 | -3.0358e-19 | 7.7208e-12 | 2.2217e-11 | -1.2143e-18 | 2.127e-11 | 3.8387e-12 | -3.411e-32 | -2.127e-11 | -3.8387e-12 | 0 | 0 | 0 | 0 | 0 | 0 | 1.05 | 1.048 | 1.0442 | 1.05 | 1.048 | 1.0442 | 6.4378e-12 | -120.3021 | 119.9453 | 6.4377e-12 | -120.3021 | 119.9453
Line14_15_16 | 0 | 0 | 0 | 0 | 0 | 0 | 0 | 0 | 0 | 0 | 0 | 0 | 1.2143e-18 | -1.5442e-11 | -4.4435e-11 | -1.2143e-18 | 1.5442e-11 | 4.4435e-11 | 6.0715e-19 | 4.2541e-11 | 7.6773e-12 | -1.2143e-18 | -4.2541e-11 | -7.6773e-12 | 0 | 0 | 0 | 0 | 0 | 0 | 1.05 | 1.048 | 1.0442 | 1.05 | 1.048 | 1.0442 | 6.4377e-12 | -120.3021 | 119.9453 | 6.4377e-12 | -120.3021 | 119.9453
Line15_16_17 | 0 | 0 | 0 | 0 | 0 | 0 | 0 | 0 | 0 | 0 | 0 | 0 | 3.0358e-19 | -7.7208e-12 | -2.2217e-11 | -3.0358e-19 | 7.7208e-12 | 2.2217e-11 | 3.4109e-32 | 2.127e-11 | 3.8387e-12 | 6.0715e-19 | -2.127e-11 | -3.8387e-12 | 0 | 0 | 0 | 0 | 0 | 0 | 1.05 | 1.048 | 1.0442 | 1.05 | 1.048 | 1.0442 | 6.4377e-12 | -120.3021 | 119.9453 | 6.4377e-12 | -120.3021 | 119.9453
Line16_4_18 | 0 | 0.0584 | 0.0584 | 0 | 0.0584 | 0.0584 | 0 | 0.013487 | 0.013487 | 0 | 0.013487 | 0.013487 | 1.2143e-18 | 0.013608 | 0.0035134 | 1.2143e-18 | -0.013574 | -0.0034793 | -2.4286e-18 | 0.0036287 | 0.013561 | 1.3645e-31 | -0.0035605 | -0.013493 | 0 | -135.4649 | 44.5351 | 0 | 44.5351 | -135.4649 | 1.05 | 1.0442 | 1.0387 | 1.05 | 1.0405 | 1.0331 | 6.4382e-12 | -120.5336 | 120.01 | 6.4382e-12 | -120.7668 | 120.0754
Line17_5_19 | 0 | 0 | 0 | 0 | 0 | 0 | 0 | 0 | 0 | 0 | 0 | 0 | -3.0358e-19 | -7.7208e-12 | -2.2217e-11 | 9.1073e-19 | 7.7208e-12 | 2.2217e-11 | -1.2143e-18 | 2.127e-11 | 3.8387e-12 | 1.2143e-18 | -2.127e-11 | -3.8387e-12 | 0 | 0 | 0 | 0 | 0 | 0 | 1.05 | 1.048 | 1.0442 | 1.05 | 1.048 | 1.0442 | 6.4383e-12 | -120.3021 | 119.9453 | 6.4383e-12 | -120.3021 | 119.9453
Line1_1_3 | 0 | 0 | 0 | 0 | 0 | 0 | 0 | 0 | 0 | 0 | 0 | 0 | 1.0018e-17 | -6.1766e-11 | -1.7774e-10 | -1.0018e-17 | 6.1766e-11 | 1.7774e-10 | 7.2858e-18 | 1.7016e-10 | 3.0709e-11 | -7.2858e-18 | -1.7016e-10 | -3.0709e-11 | 0 | 0 | 0 | 0 | 0 | 0 | 1.05 | 1.048 | 1.0442 | 1.05 | 1.048 | 1.0442 | 6.4384e-12 | -120.3021 | 119.9453 | 6.4382e-12 | -120.3021 | 119.9453
Line2_1_4 | 0 | 0.0584 | 0.0584 | 0 | 0.0584 | 0.0584 | 0 | 0.013487 | 0.013487 | 0 | 0.013487 | 0.013487 | 1.2143e-17 | 0.013642 | 0.0035475 | -1.2143e-17 | -0.013608 | -0.0035134 | 1.3645e-30 | 0.003697 | 0.013629 | -1.3645e-30 | -0.0036287 | -0.013561 | 0 | -135.4649 | 44.5351 | 0 | 44.5351 | -135.4649 | 1.05 | 1.048 | 1.0442 | 1.05 | 1.0442 | 1.0387 | 6.4384e-12 | -120.3021 | 119.9453 | 6.4382e-12 | -120.5336 | 120.01
Line3_1_5 | 0 | 0 | 0 | 0 | 0 | 0 | 0 | 0 | 0 | 0 | 0 | 0 | 2.125e-18 | -1.5442e-11 | -4.4435e-11 | -2.125e-18 | 1.5442e-11 | 4.4435e-11 | 1.8215e-18 | 4.2541e-11 | 7.6773e-12 | -1.2143e-18 | -4.2541e-11 | -7.6773e-12 | 0 | 0 | 0 | 0 | 0 | 0 | 1.05 | 1.048 | 1.0442 | 1.05 | 1.048 | 1.0442 | 6.4384e-12 | -120.3021 | 119.9453 | 6.4383e-12 | -120.3021 | 119.9453
Line4_2_6 | 0 | 0 | 0 | 0 | 0 | 0 | 0 | 0 | 0 | 0 | 0 | 0 | 4.5536e-18 | -3.8604e-11 | -1.1109e-10 | -4.5536e-18 | 3.8604e-11 | 1.1109e-10 | 3.6429e-18 | 1.0635e-10 | 1.9193e-11 | -2.4286e-18 | -1.0635e-10 | -1.9193e-11 | 0 | 0 | 0 | 0 | 0 | 0 | 1.05 | 1.048 | 1.0442 | 1.05 | 1.048 | 1.0442 | 6.4382e-12 | -120.3021 | 119.9453 | 6.4381e-12 | -120.3021 | 119.9453
Line5_6_7 | 0 | 0 | 0 | 0 | 0 | 0 | 0 | 0 | 0 | 0 | 0 | 0 | 2.125e-18 | -3.0883e-11 | -8.887e-11 | -2.7322e-18 | 3.0883e-11 | 8.887e-11 | 2.4286e-18 | 8.5081e-11 | 1.5355e-11 | -1.8215e-18 | -8.5081e-11 | -1.5355e-11 | 0 | 0 | 0 | 0 | 0 | 0 | 1.05 | 1.048 | 1.0442 | 1.05 | 1.048 | 1.0442 | 6.4381e-12 | -120.3021 | 119.9453 | 6.438e-12 | -120.3021 | 119.9453
Line6_7_8 | 0 | 0 | 0 | 0 | 0 | 0 | 0 | 0 | 0 | 0 | 0 | 0 | 2.125e-18 | -2.3162e-11 | -6.6652e-11 | -2.7322e-18 | 2.3162e-11 | 6.6652e-11 | 1.2143e-18 | 6.3811e-11 | 1.1516e-11 | -6.0715e-19 | -6.3811e-11 | -1.1516e-11 | 0 | 0 | 0 | 0 | 0 | 0 | 1.05 | 1.048 | 1.0442 | 1.05 | 1.048 | 1.0442 | 6.438e-12 | -120.3021 | 119.9453 | 6.438e-12 | -120.3021 | 119.9453
Line7_8_9 | 0 | 0 | 0 | 0 | 0 | 0 | 0 | 0 | 0 | 0 | 0 | 0 | 6.0715e-19 | -7.7208e-12 | -2.2217e-11 | -1.2143e-18 | 7.7208e-12 | 2.2217e-11 | -6.0715e-19 | 2.127e-11 | 3.8387e-12 | -6.0715e-19 | -2.127e-11 | -3.8387e-12 | 0 | 0 | 0 | 0 | 0 | 0 | 1.05 | 1.048 | 1.0442 | 1.05 | 1.048 | 1.0442 | 6.438e-12 | -120.3021 | 119.9453 | 6.438e-12 | -120.3021 | 119.9453
Line8_8_10 | 0 | 0 | 0 | 0 | 0 | 0 | 0 | 0 | 0 | 0 | 0 | 0 | -1.5179e-18 | -7.7208e-12 | -2.2217e-11 | 3.0358e-19 | 7.7208e-12 | 2.2217e-11 | -6.0715e-19 | 2.127e-11 | 3.8387e-12 | 3.4111e-32 | -2.127e-11 | -3.8387e-12 | 0 | 0 | 0 | 0 | 0 | 0 | 1.05 | 1.048 | 1.0442 | 1.05 | 1.048 | 1.0442 | 6.438e-12 | -120.3021 | 119.9453 | 6.438e-12 | -120.3021 | 119.9453
Line9_3_11 | 0 | 0 | 0 | 0 | 0 | 0 | 0 | 0 | 0 | 0 | 0 | 0 | 9.7145e-18 | -5.4045e-11 | -1.5552e-10 | -9.7145e-18 | 5.4045e-11 | 1.5552e-10 | 4.8572e-18 | 1.4889e-10 | 2.6871e-11 | -3.6429e-18 | -1.4889e-10 | -2.6871e-11 | 0 | 0 | 0 | 0 | 0 | 0 | 1.05 | 1.048 | 1.0442 | 1.05 | 1.048 | 1.0442 | 6.4382e-12 | -120.3021 | 119.9453 | 6.438e-12 | -120.3021 | 119.9453

## LL_max_fault_10
name | pf_ikss_a_from_ka | pf_ikss_b_from_ka | pf_ikss_c_from_ka | pf_ikss_a_to_ka | pf_ikss_b_to_ka | pf_ikss_c_to_ka | pf_skss_a_from_mw | pf_skss_b_from_mw | pf_skss_c_from_mw | pf_skss_a_to_mw | pf_skss_b_to_mw | pf_skss_c_to_mw | pf_p_a_from_mw | pf_p_b_from_mw | pf_p_c_from_mw | pf_p_a_to_mw | pf_p_b_to_mw | pf_p_c_to_mw | pf_q_a_from_mvar | pf_q_b_from_mvar | pf_q_c_from_mvar | pf_q_a_to_mvar | pf_q_b_to_mvar | pf_q_c_to_mvar | pf_ikss_a_from_degree | pf_ikss_b_from_degree | pf_ikss_c_from_degree | pf_ikss_a_to_degree | pf_ikss_b_to_degree | pf_ikss_c_to_degree | pf_vm_a_from_pu | pf_vm_b_from_pu | pf_vm_c_from_pu | pf_vm_a_to_pu | pf_vm_b_to_pu | pf_vm_c_to_pu | pf_va_a_from_degree | pf_va_b_from_degree | pf_va_c_from_degree | pf_va_a_to_degree | pf_va_b_to_degree | pf_va_c_to_degree
Line0_1_2 | 0 | 0 | 0 | 0 | 0 | 0 | 0 | 0 | 0 | 0 | 0 | 0 | 6.9967e-18 | -5.3219e-11 | -1.5314e-10 | -6.9967e-18 | 5.3219e-11 | 1.5314e-10 | 3.8164e-18 | 1.4664e-10 | 2.6437e-11 | -3.1803e-18 | -1.4664e-10 | -2.6437e-11 | 0 | 0 | 0 | 0 | 0 | 0 | 1.1 | 1.0978 | 1.0936 | 1.1 | 1.0978 | 1.0936 | 8.7849e-12 | -120.3163 | 119.9428 | 8.7848e-12 | -120.3163 | 119.9428
Line10_11_12 | 0 | 0 | 0 | 0 | 0 | 0 | 0 | 0 | 0 | 0 | 0 | 0 | 8.2688e-18 | -5.3219e-11 | -1.5314e-10 | -8.9049e-18 | 5.3219e-11 | 1.5314e-10 | 3.1803e-18 | 1.4664e-10 | 2.6437e-11 | -4.4525e-18 | -1.4664e-10 | -2.6437e-11 | 0 | 0 | 0 | 0 | 0 | 0 | 1.1 | 1.0978 | 1.0936 | 1.1 | 1.0978 | 1.0936 | 8.7846e-12 | -120.3163 | 119.9428 | 8.7844e-12 | -120.3163 | 119.9428
Line11_12_13 | 0 | 0 | 0 | 0 | 0 | 0 | 0 | 0 | 0 | 0 | 0 | 0 | 6.6787e-18 | -4.4349e-11 | -1.2762e-10 | -6.0426e-18 | 4.4349e-11 | 1.2762e-10 | 1.024e-30 | 1.222e-10 | 2.2031e-11 | -6.3607e-19 | -1.222e-10 | -2.2031e-11 | 0 | 0 | 0 | 0 | 0 | 0 | 1.1 | 1.0978 | 1.0936 | 1.1 | 1.0978 | 1.0936 | 8.7844e-12 | -120.3163 | 119.9428 | 8.7843e-12 | -120.3163 | 119.9428
Line12_13_15 | 0 | 0 | 0 | 0 | 0 | 0 | 0 | 0 | 0 | 0 | 0 | 0 | 5.4066e-18 | -2.6609e-11 | -7.6572e-11 | -4.1344e-18 | 2.6609e-11 | 7.6572e-11 | 3.8164e-18 | 7.332e-11 | 1.3218e-11 | -4.4525e-18 | -7.332e-11 | -1.3218e-11 | 0 | 0 | 0 | 0 | 0 | 0 | 1.1 | 1.0978 | 1.0936 | 1.1 | 1.0978 | 1.0936 | 8.7843e-12 | -120.3163 | 119.9428 | 8.7842e-12 | -120.3163 | 119.9428
Line13_13_14 | 0 | 0 | 0 | 0 | 0 | 0 | 0 | 0 | 0 | 0 | 0 | 0 | 3.1803e-19 | -8.8697e-12 | -2.5524e-11 | 9.541e-19 | 8.8698e-12 | 2.5524e-11 | 6.3607e-19 | 2.444e-11 | 4.4061e-12 | -1.2721e-18 | -2.444e-11 | -4.4061e-12 | 0 | 0 | 0 | 0 | 0 | 0 | 1.1 | 1.0978 | 1.0936 | 1.1 | 1.0978 | 1.0936 | 8.7843e-12 | -120.3163 | 119.9428 | 8.7843e-12 | -120.3163 | 119.9428
Line14_15_16 | 0 | 0 | 0 | 0 | 0 | 0 | 0 | 0 | 0 | 0 | 0 | 0 | 3.1803e-18 | -1.7739e-11 | -5.1048e-11 | -1.9082e-18 | 1.7739e-11 | 5.1048e-11 | 2.5443e-18 | 4.888e-11 | 8.8123e-12 | -2.5443e-18 | -4.888e-11 | -8.8123e-12 | 0 | 0 | 0 | 0 | 0 | 0 | 1.1 | 1.0978 | 1.0936 | 1.1 | 1.0978 | 1.0936 | 8.7842e-12 | -120.3163 | 119.9428 | 8.7842e-12 | -120.3163 | 119.9428
Line15_16_17 | 0 | 0 | 0 | 0 | 0 | 0 | 0 | 0 | 0 | 0 | 0 | 0 | 9.541e-19 | -8.8697e-12 | -2.5524e-11 | -1.5902e-18 | 8.8697e-12 | 2.5524e-11 | 1.2721e-18 | 2.444e-11 | 4.4061e-12 | -2.5443e-18 | -2.444e-11 | -4.4061e-12 | 0 | 0 | 0 | 0 | 0 | 0 | 1.1 | 1.0978 | 1.0936 | 1.1 | 1.0978 | 1.0936 | 8.7842e-12 | -120.3163 | 119.9428 | 8.7842e-12 | -120.3163 | 119.9428
Line16_4_18 | 0 | 0.061167 | 0.061167 | 0 | 0.061167 | 0.061167 | 0 | 0.014126 | 0.014126 | 0 | 0.014126 | 0.014126 | -2.5443e-18 | 0.01493 | 0.0038518 | 1.2721e-18 | -0.014893 | -0.0038144 | -2.5443e-18 | 0.0039805 | 0.014876 | -2.5443e-18 | -0.0039057 | -0.014801 | 0 | -135.4761 | 44.5239 | 0 | 44.5239 | -135.4761 | 1.1 | 1.0938 | 1.0878 | 1.1 | 1.0899 | 1.0821 | 8.7848e-12 | -120.5478 | 120.0075 | 8.7847e-12 | -120.781 | 120.073
Line17_5_19 | 0 | 0 | 0 | 0 | 0 | 0 | 0 | 0 | 0 | 0 | 0 | 0 | 9.541e-19 | -8.8697e-12 | -2.5524e-11 | -1.5902e-18 | 8.8698e-12 | 2.5524e-11 | 1.9082e-18 | 2.444e-11 | 4.4061e-12 | -1.9082e-18 | -2.444e-11 | -4.4061e-12 | 0 | 0 | 0 | 0 | 0 | 0 | 1.1 | 1.0978 | 1.0936 | 1.1 | 1.0978 | 1.0936 | 8.7849e-12 | -120.3163 | 119.9428 | 8.7849e-12 | -120.3163 | 119.9428
Line1_1_3 | 0 | 0 | 0 | 0 | 0 | 0 | 0 | 0 | 0 | 0 | 0 | 0 | 1.2721e-17 | -7.0958e-11 | -2.0419e-10 | -1.2085e-17 | 7.0958e-11 | 2.0419e-10 | 8.9049e-18 | 1.9552e-10 | 3.5249e-11 | -8.9049e-18 | -1.9552e-10 | -3.5249e-11 | 0 | 0 | 0 | 0 | 0 | 0 | 1.1 | 1.0978 | 1.0936 | 1.1 | 1.0978 | 1.0936 | 8.7849e-12 | -120.3163 | 119.9428 | 8.7848e-12 | -120.3163 | 119.9428
Line2_1_4 | 0 | 0.061167 | 0.061167 | 0 | 0.061167 | 0.061167 | 0 | 0.014126 | 0.014126 | 0 | 0.014126 | 0.014126 | 2.1626e-17 | 0.014968 | 0.0038892 | -1.9082e-17 | -0.01493 | -0.0038518 | 1.3993e-17 | 0.0040553 | 0.014951 | -1.1449e-17 | -0.0039805 | -0.014876 | 0 | -135.4761 | 44.5239 | 0 | 44.5239 | -135.4761 | 1.1 | 1.0978 | 1.0936 | 1.1 | 1.0938 | 1.0878 | 8.7849e-12 | -120.3163 | 119.9428 | 8.7848e-12 | -120.5478 | 120.0075
Line3_1_5 | 0 | 0 | 0 | 0 | 0 | 0 | 0 | 0 | 0 | 0 | 0 | 0 | 9.541e-19 | -1.7739e-11 | -5.1048e-11 | -1.5902e-18 | 1.7739e-11 | 5.1048e-11 | 1.2721e-18 | 4.888e-11 | 8.8123e-12 | -1.2721e-18 | -4.888e-11 | -8.8123e-12 | 0 | 0 | 0 | 0 | 0 | 0 | 1.1 | 1.0978 | 1.0936 | 1.1 | 1.0978 | 1.0936 | 8.7849e-12 | -120.3163 | 119.9428 | 8.7849e-12 | -120.3163 | 119.9428
Line4_2_6 | 0 | 0 | 0 | 0 | 0 | 0 | 0 | 0 | 0 | 0 | 0 | 0 | 5.0885e-18 | -4.4349e-11 | -1.2762e-10 | -5.7246e-18 | 4.4349e-11 | 1.2762e-10 | 1.2721e-18 | 1.222e-10 | 2.2031e-11 | -1.9082e-18 | -1.222e-10 | -2.2031e-11 | 0 | 0 | 0 | 0 | 0 | 0 | 1.1 | 1.0978 | 1.0936 | 1.1 | 1.0978 | 1.0936 | 8.7848e-12 | -120.3163 | 119.9428 | 8.7847e-12 | -120.3163 | 119.9428
Line5_6_7 | 0 | 0 | 0 | 0 | 0 | 0 | 0 | 0 | 0 | 0 | 0 | 0 | 4.1344e-18 | -3.5479e-11 | -1.021e-10 | -3.4984e-18 | 3.5479e-11 | 1.021e-10 | 1.2721e-18 | 9.776e-11 | 1.7624e-11 | -1.2721e-18 | -9.776e-11 | -1.7624e-11 | 0 | 0 | 0 | 0 | 0 | 0 | 1.1 | 1.0978 | 1.0936 | 1.1 | 1.0978 | 1.0936 | 8.7847e-12 | -120.3163 | 119.9428 | 8.7846e-12 | -120.3163 | 119.9428
Line6_7_8 | 0 | 0 | 0 | 0 | 0 | 0 | 0 | 0 | 0 | 0 | 0 | 0 | 3.1803e-18 | -2.6609e-11 | -7.6572e-11 | -3.1803e-18 | 2.6609e-11 | 7.6572e-11 | -1.2721e-18 | 7.332e-11 | 1.3218e-11 | 1.2721e-18 | -7.332e-11 | -1.3218e-11 | 0 | 0 | 0 | 0 | 0 | 0 | 1.1 | 1.0978 | 1.0936 | 1.1 | 1.0978 | 1.0936 | 8.7846e-12 | -120.3163 | 119.9428 | 8.7846e-12 | -120.3163 | 119.9428
Line7_8_9 | 0 | 0 | 0 | 0 | 0 | 0 | 0 | 0 | 0 | 0 | 0 | 0 | 1.2721e-18 | -8.8698e-12 | -2.5524e-11 | -1.2721e-18 | 8.8698e-12 | 2.5524e-11 | -6.3607e-19 | 2.444e-11 | 4.4061e-12 | -6.3607e-19 | -2.444e-11 | -4.4061e-12 | 0 | 0 | 0 | 0 | 0 | 0 | 1.1 | 1.0978 | 1.0936 | 1.1 | 1.0978 | 1.0936 | 8.7846e-12 | -120.3163 | 119.9428 | 8.7845e-12 | -120.3163 | 119.9428
Line8_8_10 | 0 | 0 | 0 | 0 | 0 | 0 | 0 | 0 | 0 | 0 | 0 | 0 | 6.3607e-19 | -8.8698e-12 | -2.5524e-11 | -6.3607e-19 | 8.8698e-12 | 2.5524e-11 | 9.7521e-32 | 2.444e-11 | 4.4061e-12 | -1.2721e-18 | -2.444e-11 | -4.4061e-12 | 0 | 0 | 0 | 0 | 0 | 0 | 1.1 | 1.0978 | 1.0936 | 1.1 | 1.0978 | 1.0936 | 8.7846e-12 | -120.3163 | 119.9428 | 8.7845e-12 | -120.3163 | 119.9428
Line9_3_11 | 0 | 0 | 0 | 0 | 0 | 0 | 0 | 0 | 0 | 0 | 0 | 0 | 1.0495e-17 | -6.2088e-11 | -1.7867e-10 | -1.1131e-17 | 6.2088e-11 | 1.7867e-10 | 6.3607e-18 | 1.7108e-10 | 3.0843e-11 | -5.7246e-18 | -1.7108e-10 | -3.0843e-11 | 0 | 0 | 0 | 0 | 0 | 0 | 1.1 | 1.0978 | 1.0936 | 1.1 | 1.0978 | 1.0936 | 8.7848e-12 | -120.3163 | 119.9428 | 8.7846e-12 | -120.3163 | 119.9428

## LL_min_6
name | pf_ikss_a_from_ka | pf_ikss_b_from_ka | pf_ikss_c_from_ka | pf_ikss_a_to_ka | pf_ikss_b_to_ka | pf_ikss_c_to_ka | pf_skss_a_from_mw | pf_skss_b_from_mw | pf_skss_c_from_mw | pf_skss_a_to_mw | pf_skss_b_to_mw | pf_skss_c_to_mw | pf_p_a_from_mw | pf_p_b_from_mw | pf_p_c_from_mw | pf_p_a_to_mw | pf_p_b_to_mw | pf_p_c_to_mw | pf_q_a_from_mvar | pf_q_b_from_mvar | pf_q_c_from_mvar | pf_q_a_to_mvar | pf_q_b_to_mvar | pf_q_c_to_mvar | pf_ikss_a_from_degree | pf_ikss_b_from_degree | pf_ikss_c_from_degree | pf_ikss_a_to_degree | pf_ikss_b_to_degree | pf_ikss_c_to_degree | pf_vm_a_from_pu | pf_vm_b_from_pu | pf_vm_c_from_pu | pf_vm_a_to_pu | pf_vm_b_to_pu | pf_vm_c_to_pu | pf_va_a_from_degree | pf_va_b_from_degree | pf_va_c_from_degree | pf_va_a_to_degree | pf_va_b_to_degree | pf_va_c_to_degree
Line0_1_2 | 0 | 0 | 0 | 0 | 0 | 0 | 0 | 0 | 0 | 0 | 0 | 0 | 7.9103e-17 | -1.4366e-09 | -3.9666e-09 | -7.9103e-17 | 1.4366e-09 | 3.9666e-09 | 1.5821e-16 | 4.6273e-09 | -2.4518e-10 | -1.2305e-16 | -4.6273e-09 | 2.4518e-10 | 0 | 0 | 0 | 0 | 0 | 0 | 0.95 | 0.83839 | 0.68767 | 0.95 | 0.83839 | 0.68767 | 1.7998e-10 | -135.3123 | 120.9775 | 1.7999e-10 | -135.3123 | 120.9775
Line10_11_12 | 0 | 0 | 0 | 0 | 0 | 0 | 0 | 0 | 0 | 0 | 0 | 0 | 2.6368e-17 | -1.4366e-09 | -3.9666e-09 | -8.7893e-18 | 1.4366e-09 | 3.9666e-09 | 1.0547e-16 | 4.6273e-09 | -2.4518e-10 | -8.7893e-17 | -4.6273e-09 | 2.4518e-10 | 0 | 0 | 0 | 0 | 0 | 0 | 0.95 | 0.83839 | 0.68767 | 0.95 | 0.83839 | 0.68767 | 1.7999e-10 | -135.3123 | 120.9775 | 1.7999e-10 | -135.3123 | 120.9775
Line11_12_13 | 0 | 0 | 0 | 0 | 0 | 0 | 0 | 0 | 0 | 0 | 0 | 0 | -3.3133e-28 | -1.1971e-09 | -3.3055e-09 | 3.8655e-28 | 1.1971e-09 | 3.3055e-09 | 1.0547e-16 | 3.8561e-09 | -2.0432e-10 | -1.2305e-16 | -3.8561e-09 | 2.0432e-10 | 0 | 0 | 0 | 0 | 0 | 0 | 0.95 | 0.83839 | 0.68767 | 0.95 | 0.83839 | 0.68767 | 1.7999e-10 | -135.3123 | 120.9775 | 1.7999e-10 | -135.3123 | 120.9775
Line12_13_15 | 0 | 0 | 0 | 0 | 0 | 0 | 0 | 0 | 0 | 0 | 0 | 0 | 6.1525e-17 | -7.1829e-10 | -1.9833e-09 | -6.1525e-17 | 7.1829e-10 | 1.9833e-09 | 1.7579e-17 | 2.3136e-09 | -1.2259e-10 | -1.7579e-17 | -2.3136e-09 | 1.2259e-10 | 0 | 0 | 0 | 0 | 0 | 0 | 0.95 | 0.83839 | 0.68767 | 0.95 | 0.83839 | 0.68767 | 1.7999e-10 | -135.3123 | 120.9775 | 1.7999e-10 | -135.3123 | 120.9775
Line13_13_14 | 0 | 0 | 0 | 0 | 0 | 0 | 0 | 0 | 0 | 0 | 0 | 0 | 0 | -2.3943e-10 | -6.611e-10 | 0 | 2.3943e-10 | 6.611e-10 | 0 | 7.7122e-10 | -4.0864e-11 | 0 | -7.7122e-10 | 4.0864e-11 | 0 | 0 | 0 | 0 | 0 | 0 | 0.95 | 0.83839 | 0.68767 | 0.95 | 0.83839 | 0.68767 | 1.7999e-10 | -135.3123 | 120.9775 | 1.7999e-10 | -135.3123 | 120.9775
Line14_15_16 | 0 | 0 | 0 | 0 | 0 | 0 | 0 | 0 | 0 | 0 | 0 | 0 | -5.5222e-29 | -4.7886e-10 | -1.3222e-09 | 0 | 4.7886e-10 | 1.3222e-09 | 1.7579e-17 | 1.5424e-09 | -8.1728e-11 | 0 | -1.5424e-09 | 8.1728e-11 | 0 | 0 | 0 | 0 | 0 | 0 | 0.95 | 0.83839 | 0.68767 | 0.95 | 0.83839 | 0.68767 | 1.7999e-10 | -135.3123 | 120.9775 | 1.7999e-10 | -135.3123 | 120.9775
Line15_16_17 | 0 | 0 | 0 | 0 | 0 | 0 | 0 | 0 | 0 | 0 | 0 | 0 | 2.6368e-17 | -2.3943e-10 | -6.611e-10 | -2.6368e-17 | 2.3943e-10 | 6.611e-10 | 1.7579e-17 | 7.7122e-10 | -4.0864e-11 | -3.5157e-17 | -7.7122e-10 | 4.0864e-11 | 0 | 0 | 0 | 0 | 0 | 0 | 0.95 | 0.83839 | 0.68767 | 0.95 | 0.83839 | 0.68767 | 1.7999e-10 | -135.3123 | 120.9775 | 1.7999e-10 | -135.3123 | 120.9775
Line16_4_18 | 0 | 2.5068 | 2.5068 | 0 | 2.5068 | 2.5068 | 0 | 0.57893 | 0.57893 | 0 | 0.57893 | 0.57893 | -2.2088e-28 | 0.35328 | -0.11197 | 7.0314e-17 | -0.23262 | 0.23262 | 7.0314e-17 | -0.020967 | 0.27233 | -7.0314e-17 | 0.14665 | -0.14665 | 0 | -147.7717 | 32.2283 | 0 | 32.2283 | -147.7717 | 0.95 | 0.6113 | 0.50862 | 0.95 | 0.475 | 0.475 | 1.7999e-10 | -151.1682 | 144.5775 | 1.7999e-10 | 180 | 180
Line17_5_19 | 0 | 0 | 0 | 0 | 0 | 0 | 0 | 0 | 0 | 0 | 0 | 0 | 1.7579e-17 | -2.3943e-10 | -6.611e-10 | -1.7579e-17 | 2.3943e-10 | 6.611e-10 | 3.5157e-17 | 7.7122e-10 | -4.0864e-11 | -1.7579e-17 | -7.7122e-10 | 4.0864e-11 | 0 | 0 | 0 | 0 | 0 | 0 | 0.95 | 0.83839 | 0.68767 | 0.95 | 0.83839 | 0.68767 | 1.7998e-10 | -135.3123 | 120.9775 | 1.7998e-10 | -135.3123 | 120.9775
Line1_1_3 | 0 | 0 | 0 | 0 | 0 | 0 | 0 | 0 | 0 | 0 | 0 | 0 | 6.1525e-17 | -1.9154e-09 | -5.2888e-09 | -4.3946e-17 | 1.9154e-09 | 5.2888e-09 | 1.2305e-16 | 6.1697e-09 | -3.2691e-10 | -8.7893e-17 | -6.1697e-09 | 3.2691e-10 | 0 | 0 | 0 | 0 | 0 | 0 | 0.95 | 0.83839 | 0.68767 | 0.95 | 0.83839 | 0.68767 | 1.7998e-10 | -135.3123 | 120.9775 | 1.7998e-10 | -135.3123 | 120.9775
Line2_1_4 | 0 | 2.5068 | 2.5068 | 0 | 2.5068 | 2.5068 | 0 | 0.57893 | 0.57893 | 0 | 0.57893 | 0.57893 | 2.1094e-16 | 0.47394 | 0.0086903 | -2.1094e-16 | -0.35328 | 0.11197 | 9.1408e-16 | 0.10472 | 0.39802 | -8.7893e-16 | 0.020967 | -0.27233 | 0 | -147.7717 | 32.2283 | 0 | 32.2283 | -147.7717 | 0.95 | 0.83839 | 0.68767 | 0.95 | 0.6113 | 0.50862 | 1.7998e-10 | -135.3123 | 120.9775 | 1.7999e-10 | -151.1682 | 144.5775
Line3_1_5 | 0 | 0 | 0 | 0 | 0 | 0 | 0 | 0 | 0 | 0 | 0 | 0 | 1.7579e-17 | -4.7886e-10 | -1.3222e-09 | 0 | 4.7886e-10 | 1.3222e-09 | 3.5157e-17 | 1.5424e-09 | -8.1728e-11 | 0 | -1.5424e-09 | 8.1728e-11 | 0 | 0 | 0 | 0 | 0 | 0 | 0.95 | 0.83839 | 0.68767 | 0.95 | 0.83839 | 0.68767 | 1.7998e-10 | -135.3123 | 120.9775 | 1.7998e-10 | -135.3123 | 120.9775
Line4_2_6 | 0 | 0 | 0 | 0 | 0 | 0 | 0 | 0 | 0 | 0 | 0 | 0 | 5.2736e-17 | -1.1971e-09 | -3.3055e-09 | -7.0314e-17 | 1.1971e-09 | 3.3055e-09 | 1.5821e-16 | 3.8561e-09 | -2.0432e-10 | -1.7579e-16 | -3.8561e-09 | 2.0432e-10 | 0 | 0 | 0 | 0 | 0 | 0 | 0.95 | 0.83839 | 0.68767 | 0.95 | 0.83839 | 0.68767 | 1.7999e-10 | -135.3123 | 120.9775 | 1.7999e-10 | -135.3123 | 120.9775
Line5_6_7 | 0 | 0 | 0 | 0 | 0 | 0 | 0 | 0 | 0 | 0 | 0 | 0 | 5.2736e-17 | -9.5772e-10 | -2.6444e-09 | -5.2736e-17 | 9.5772e-10 | 2.6444e-09 | 1.0547e-16 | 3.0849e-09 | -1.6346e-10 | -1.0547e-16 | -3.0849e-09 | 1.6346e-10 | 0 | 0 | 0 | 0 | 0 | 0 | 0.95 | 0.83839 | 0.68767 | 0.95 | 0.83839 | 0.68767 | 1.7999e-10 | -135.3123 | 120.9775 | 1.7999e-10 | -135.3123 | 120.9775
Line6_7_8 | 0 | 0 | 0 | 0 | 0 | 0 | 0 | 0 | 0 | 0 | 0 | 0 | -1.7579e-17 | -7.1829e-10 | -1.9833e-09 | 3.8656e-28 | 7.1829e-10 | 1.9833e-09 | 1.2305e-16 | 2.3136e-09 | -1.2259e-10 | -1.2305e-16 | -2.3136e-09 | 1.2259e-10 | 0 | 0 | 0 | 0 | 0 | 0 | 0.95 | 0.83839 | 0.68767 | 0.95 | 0.83839 | 0.68767 | 1.7999e-10 | -135.3123 | 120.9775 | 1.8e-10 | -135.3123 | 120.9775
Line7_8_9 | 0 | 0 | 0 | 0 | 0 | 0 | 0 | 0 | 0 | 0 | 0 | 0 | 2.6368e-17 | -2.3943e-10 | -6.611e-10 | -2.6368e-17 | 2.3943e-10 | 6.611e-10 | 1.7579e-17 | 7.7122e-10 | -4.0864e-11 | -8.2835e-29 | -7.7122e-10 | 4.0864e-11 | 0 | 0 | 0 | 0 | 0 | 0 | 0.95 | 0.83839 | 0.68767 | 0.95 | 0.83839 | 0.68767 | 1.8e-10 | -135.3123 | 120.9775 | 1.8e-10 | -135.3123 | 120.9775
Line8_8_10 | 0 | 0 | 0 | 0 | 0 | 0 | 0 | 0 | 0 | 0 | 0 | 0 | -1.1045e-28 | -2.3943e-10 | -6.611e-10 | 5.5223e-29 | 2.3943e-10 | 6.611e-10 | 3.5157e-17 | 7.7122e-10 | -4.0864e-11 | -1.7579e-17 | -7.7122e-10 | 4.0864e-11 | 0 | 0 | 0 | 0 | 0 | 0 | 0.95 | 0.83839 | 0.68767 | 0.95 | 0.83839 | 0.68767 | 1.8e-10 | -135.3123 | 120.9775 | 1.8e-10 | -135.3123 | 120.9775
Line9_3_11 | 0 | 0 | 0 | 0 | 0 | 0 | 0 | 0 | 0 | 0 | 0 | 0 | 7.0314e-17 | -1.676e-09 | -4.6277e-09 | -3.5157e-17 | 1.676e-09 | 4.6277e-09 | 1.0547e-16 | 5.3985e-09 | -2.8605e-10 | -1.0547e-16 | -5.3985e-09 | 2.8605e-10 | 0 | 0 | 0 | 0 | 0 | 0 | 0.95 | 0.83839 | 0.68767 | 0.95 | 0.83839 | 0.68767 | 1.7998e-10 | -135.3123 | 120.9775 | 1.7999e-10 | -135.3123 | 120.9775

## LL_min_10
name | pf_ikss_a_from_ka | pf_ikss_b_from_ka | pf_ikss_c_from_ka | pf_ikss_a_to_ka | pf_ikss_b_to_ka | pf_ikss_c_to_ka | pf_skss_a_from_mw | pf_skss_b_from_mw | pf_skss_c_from_mw | pf_skss_a_to_mw | pf_skss_b_to_mw | pf_skss_c_to_mw | pf_p_a_from_mw | pf_p_b_from_mw | pf_p_c_from_mw | pf_p_a_to_mw | pf_p_b_to_mw | pf_p_c_to_mw | pf_q_a_from_mvar | pf_q_b_from_mvar | pf_q_c_from_mvar | pf_q_a_to_mvar | pf_q_b_to_mvar | pf_q_c_to_mvar | pf_ikss_a_from_degree | pf_ikss_b_from_degree | pf_ikss_c_from_degree | pf_ikss_a_to_degree | pf_ikss_b_to_degree | pf_ikss_c_to_degree | pf_vm_a_from_pu | pf_vm_b_from_pu | pf_vm_c_from_pu | pf_vm_a_to_pu | pf_vm_b_to_pu | pf_vm_c_to_pu | pf_va_a_from_degree | pf_va_b_from_degree | pf_va_c_from_degree | pf_va_a_to_degree | pf_va_b_to_degree | pf_va_c_to_degree
Line0_1_2 | 0 | 0 | 0 | 0 | 0 | 0 | 0 | 0 | 0 | 0 | 0 | 0 | 9.1593e-17 | -1.2893e-09 | -3.56e-09 | -9.1593e-17 | 1.2893e-09 | 3.56e-09 | 9.992e-17 | 4.153e-09 | -2.2005e-10 | -1.1657e-16 | -4.153e-09 | 2.2006e-10 | 0 | 0 | 0 | 0 | 0 | 0 | 0.9 | 0.79426 | 0.65148 | 0.9 | 0.79426 | 0.65148 | 1.3488e-10 | -135.3123 | 120.9775 | 1.3488e-10 | -135.3123 | 120.9775
Line10_11_12 | 0 | 0 | 0 | 0 | 0 | 0 | 0 | 0 | 0 | 0 | 0 | 0 | 2.498e-17 | -1.2893e-09 | -3.56e-09 | -2.498e-17 | 1.2893e-09 | 3.56e-09 | 6.6613e-17 | 4.153e-09 | -2.2006e-10 | -8.3267e-17 | -4.153e-09 | 2.2006e-10 | 0 | 0 | 0 | 0 | 0 | 0 | 0.9 | 0.79426 | 0.65148 | 0.9 | 0.79426 | 0.65148 | 1.3488e-10 | -135.3123 | 120.9775 | 1.3489e-10 | -135.3123 | 120.9775
Line11_12_13 | 0 | 0 | 0 | 0 | 0 | 0 | 0 | 0 | 0 | 0 | 0 | 0 | -8.3267e-18 | -1.0744e-09 | -2.9667e-09 | 8.3267e-18 | 1.0744e-09 | 2.9667e-09 | 9.992e-17 | 3.4609e-09 | -1.8338e-10 | -1.3323e-16 | -3.4609e-09 | 1.8338e-10 | 0 | 0 | 0 | 0 | 0 | 0 | 0.9 | 0.79426 | 0.65148 | 0.9 | 0.79426 | 0.65148 | 1.3489e-10 | -135.3123 | 120.9775 | 1.3489e-10 | -135.3123 | 120.9775
Line12_13_15 | 0 | 0 | 0 | 0 | 0 | 0 | 0 | 0 | 0 | 0 | 0 | 0 | 2.498e-17 | -6.4467e-10 | -1.78e-09 | -4.1633e-17 | 6.4467e-10 | 1.78e-09 | 5.881e-29 | 2.0765e-09 | -1.1003e-10 | -9.8017e-29 | -2.0765e-09 | 1.1003e-10 | 0 | 0 | 0 | 0 | 0 | 0 | 0.9 | 0.79426 | 0.65148 | 0.9 | 0.79426 | 0.65148 | 1.3489e-10 | -135.3123 | 120.9775 | 1.3489e-10 | -135.3123 | 120.9775
Line13_13_14 | 0 | 0 | 0 | 0 | 0 | 0 | 0 | 0 | 0 | 0 | 0 | 0 | 8.3267e-18 | -2.1489e-10 | -5.9334e-10 | -8.3267e-18 | 2.1489e-10 | 5.9334e-10 | 3.3307e-17 | 6.9217e-10 | -3.6676e-11 | -4.996e-17 | -6.9217e-10 | 3.6676e-11 | 0 | 0 | 0 | 0 | 0 | 0 | 0.9 | 0.79426 | 0.65148 | 0.9 | 0.79426 | 0.65148 | 1.3489e-10 | -135.3123 | 120.9775 | 1.3489e-10 | -135.3123 | 120.9775
Line14_15_16 | 0 | 0 | 0 | 0 | 0 | 0 | 0 | 0 | 0 | 0 | 0 | 0 | -7.8413e-29 | -4.2978e-10 | -1.1867e-09 | 7.8414e-29 | 4.2978e-10 | 1.1867e-09 | 3.3307e-17 | 1.3843e-09 | -7.3352e-11 | -3.3307e-17 | -1.3843e-09 | 7.3352e-11 | 0 | 0 | 0 | 0 | 0 | 0 | 0.9 | 0.79426 | 0.65148 | 0.9 | 0.79426 | 0.65148 | 1.3489e-10 | -135.3123 | 120.9775 | 1.3489e-10 | -135.3123 | 120.9775
Line15_16_17 | 0 | 0 | 0 | 0 | 0 | 0 | 0 | 0 | 0 | 0 | 0 | 0 | 2.498e-17 | -2.1489e-10 | -5.9334e-10 | -2.498e-17 | 2.1489e-10 | 5.9334e-10 | 3.3307e-17 | 6.9217e-10 | -3.6676e-11 | -1.6653e-17 | -6.9217e-10 | 3.6676e-11 | 0 | 0 | 0 | 0 | 0 | 0 | 0.9 | 0.79426 | 0.65148 | 0.9 | 0.79426 | 0.65148 | 1.3489e-10 | -135.3123 | 120.9775 | 1.3489e-10 | -135.3123 | 120.9775
Line16_4_18 | 0 | 2.3749 | 2.3749 | 0 | 2.3749 | 2.3749 | 0 | 0.54846 | 0.54846 | 0 | 0.54846 | 0.54846 | -6.6613e-17 | 0.31707 | -0.10049 | -6.6613e-17 | -0.20878 | 0.20878 | 6.6613e-17 | -0.018818 | 0.24442 | -6.6613e-17 | 0.13162 | -0.13162 | 0 | -147.7717 | 32.2283 | 0 | 32.2283 | -147.7717 | 0.9 | 0.57913 | 0.48185 | 0.9 | 0.45 | 0.45 | 1.3489e-10 | -151.1682 | 144.5775 | 1.3489e-10 | 180 | 180
Line17_5_19 | 0 | 0 | 0 | 0 | 0 | 0 | 0 | 0 | 0 | 0 | 0 | 0 | -4.1633e-17 | -2.1489e-10 | -5.9334e-10 | 8.3267e-18 | 2.1489e-10 | 5.9334e-10 | -9.8008e-29 | 6.9217e-10 | -3.6676e-11 | -3.3307e-17 | -6.9217e-10 | 3.6676e-11 | 0 | 0 | 0 | 0 | 0 | 0 | 0.9 | 0.79426 | 0.65148 | 0.9 | 0.79426 | 0.65148 | 1.3488e-10 | -135.3123 | 120.9775 | 1.3488e-10 | -135.3123 | 120.9775
Line1_1_3 | 0 | 0 | 0 | 0 | 0 | 0 | 0 | 0 | 0 | 0 | 0 | 0 | 2.498e-17 | -1.7191e-09 | -4.7467e-09 | -2.498e-17 | 1.7191e-09 | 4.7467e-09 | 8.3267e-17 | 5.5374e-09 | -2.9341e-10 | -9.992e-17 | -5.5374e-09 | 2.9341e-10 | 0 | 0 | 0 | 0 | 0 | 0 | 0.9 | 0.79426 | 0.65148 | 0.9 | 0.79426 | 0.65148 | 1.3488e-10 | -135.3123 | 120.9775 | 1.3488e-10 | -135.3123 | 120.9775
Line2_1_4 | 0 | 2.3749 | 2.3749 | 0 | 2.3749 | 2.3749 | 0 | 0.54846 | 0.54846 | 0 | 0.54846 | 0.54846 | 9.992e-17 | 0.42536 | 0.0077996 | -1.3323e-16 | -0.31707 | 0.10049 | 8.6597e-16 | 0.093984 | 0.35722 | -8.9928e-16 | 0.018818 | -0.24442 | 0 | -147.7717 | 32.2283 | 0 | 32.2283 | -147.7717 | 0.9 | 0.79426 | 0.65148 | 0.9 | 0.57913 | 0.48185 | 1.3488e-10 | -135.3123 | 120.9775 | 1.3489e-10 | -151.1682 | 144.5775
Line3_1_5 | 0 | 0 | 0 | 0 | 0 | 0 | 0 | 0 | 0 | 0 | 0 | 0 | -1.6653e-17 | -4.2978e-10 | -1.1867e-09 | 7.8407e-29 | 4.2978e-10 | 1.1867e-09 | 1.6653e-17 | 1.3843e-09 | -7.3352e-11 | -3.3307e-17 | -1.3843e-09 | 7.3352e-11 | 0 | 0 | 0 | 0 | 0 | 0 | 0.9 | 0.79426 | 0.65148 | 0.9 | 0.79426 | 0.65148 | 1.3488e-10 | -135.3123 | 120.9775 | 1.3488e-10 | -135.3123 | 120.9775
Line4_2_6 | 0 | 0 | 0 | 0 | 0 | 0 | 0 | 0 | 0 | 0 | 0 | 0 | 5.8287e-17 | -1.0744e-09 | -2.9667e-09 | -7.494e-17 | 1.0744e-09 | 2.9667e-09 | 8.3267e-17 | 3.4609e-09 | -1.8338e-10 | -8.3267e-17 | -3.4609e-09 | 1.8338e-10 | 0 | 0 | 0 | 0 | 0 | 0 | 0.9 | 0.79426 | 0.65148 | 0.9 | 0.79426 | 0.65148 | 1.3488e-10 | -135.3123 | 120.9775 | 1.3489e-10 | -135.3123 | 120.9775
Line5_6_7 | 0 | 0 | 0 | 0 | 0 | 0 | 0 | 0 | 0 | 0 | 0 | 0 | 2.498e-17 | -8.5956e-10 | -2.3734e-09 | -2.498e-17 | 8.5956e-10 | 2.3734e-09 | 8.3267e-17 | 2.7687e-09 | -1.467e-10 | -8.3267e-17 | -2.7687e-09 | 1.467e-10 | 0 | 0 | 0 | 0 | 0 | 0 | 0.9 | 0.79426 | 0.65148 | 0.9 | 0.79426 | 0.65148 | 1.3489e-10 | -135.3123 | 120.9775 | 1.3489e-10 | -135.3123 | 120.9775
Line6_7_8 | 0 | 0 | 0 | 0 | 0 | 0 | 0 | 0 | 0 | 0 | 0 | 0 | 4.1633e-17 | -6.4467e-10 | -1.78e-09 | -4.1633e-17 | 6.4467e-10 | 1.78e-09 | 4.996e-17 | 2.0765e-09 | -1.1003e-10 | -4.996e-17 | -2.0765e-09 | 1.1003e-10 | 0 | 0 | 0 | 0 | 0 | 0 | 0.9 | 0.79426 | 0.65148 | 0.9 | 0.79426 | 0.65148 | 1.3489e-10 | -135.3123 | 120.9775 | 1.3489e-10 | -135.3123 | 120.9775
Line7_8_9 | 0 | 0 | 0 | 0 | 0 | 0 | 0 | 0 | 0 | 0 | 0 | 0 | 1.6653e-17 | -2.1489e-10 | -5.9334e-10 | -1.6653e-17 | 2.1489e-10 | 5.9334e-10 | 4.996e-17 | 6.9217e-10 | -3.6676e-11 | -4.996e-17 | -6.9217e-10 | 3.6676e-11 | 0 | 0 | 0 | 0 | 0 | 0 | 0.9 | 0.79426 | 0.65148 | 0.9 | 0.79426 | 0.65148 | 1.3489e-10 | -135.3123 | 120.9775 | 1.3489e-10 | -135.3123 | 120.9775
Line8_8_10 | 0 | 0 | 0 | 0 | 0 | 0 | 0 | 0 | 0 | 0 | 0 | 0 | -2.498e-17 | -2.1489e-10 | -5.9334e-10 | 2.498e-17 | 2.1489e-10 | 5.9334e-10 | 4.996e-17 | 6.9217e-10 | -3.6676e-11 | -4.996e-17 | -6.9217e-10 | 3.6676e-11 | 0 | 0 | 0 | 0 | 0 | 0 | 0.9 | 0.79426 | 0.65148 | 0.9 | 0.79426 | 0.65148 | 1.3489e-10 | -135.3123 | 120.9775 | 1.3489e-10 | -135.3123 | 120.9775
Line9_3_11 | 0 | 0 | 0 | 0 | 0 | 0 | 0 | 0 | 0 | 0 | 0 | 0 | 4.996e-17 | -1.5042e-09 | -4.1534e-09 | -4.996e-17 | 1.5042e-09 | 4.1534e-09 | 4.996e-17 | 4.8452e-09 | -2.5673e-10 | -8.3267e-17 | -4.8452e-09 | 2.5673e-10 | 0 | 0 | 0 | 0 | 0 | 0 | 0.9 | 0.79426 | 0.65148 | 0.9 | 0.79426 | 0.65148 | 1.3488e-10 | -135.3123 | 120.9775 | 1.3488e-10 | -135.3123 | 120.9775

## LL_min_fault_6
name | pf_ikss_a_from_ka | pf_ikss_b_from_ka | pf_ikss_c_from_ka | pf_ikss_a_to_ka | pf_ikss_b_to_ka | pf_ikss_c_to_ka | pf_skss_a_from_mw | pf_skss_b_from_mw | pf_skss_c_from_mw | pf_skss_a_to_mw | pf_skss_b_to_mw | pf_skss_c_to_mw | pf_p_a_from_mw | pf_p_b_from_mw | pf_p_c_from_mw | pf_p_a_to_mw | pf_p_b_to_mw | pf_p_c_to_mw | pf_q_a_from_mvar | pf_q_b_from_mvar | pf_q_c_from_mvar | pf_q_a_to_mvar | pf_q_b_to_mvar | pf_q_c_to_mvar | pf_ikss_a_from_degree | pf_ikss_b_from_degree | pf_ikss_c_from_degree | pf_ikss_a_to_degree | pf_ikss_b_to_degree | pf_ikss_c_to_degree | pf_vm_a_from_pu | pf_vm_b_from_pu | pf_vm_c_from_pu | pf_vm_a_to_pu | pf_vm_b_to_pu | pf_vm_c_to_pu | pf_va_a_from_degree | pf_va_b_from_degree | pf_va_c_from_degree | pf_va_a_to_degree | pf_va_b_to_degree | pf_va_c_to_degree
Line0_1_2 | 0 | 0 | 0 | 0 | 0 | 0 | 0 | 0 | 0 | 0 | 0 | 0 | 1.854e-18 | -3.8862e-11 | -1.1288e-10 | -1.5793e-18 | 3.8862e-11 | 1.1288e-10 | 2.7466e-18 | 1.0829e-10 | 1.9912e-11 | -2.7466e-18 | -1.0829e-10 | -1.9912e-11 | 0 | 0 | 0 | 0 | 0 | 0 | 0.95 | 0.94812 | 0.94457 | 0.95 | 0.94812 | 0.94457 | 4.5659e-12 | -120.3131 | 119.9422 | 4.566e-12 | -120.3131 | 119.9422
Line10_11_12 | 0 | 0 | 0 | 0 | 0 | 0 | 0 | 0 | 0 | 0 | 0 | 0 | 2.6093e-18 | -3.8862e-11 | -1.1288e-10 | -2.6093e-18 | 3.8862e-11 | 1.1288e-10 | 2.1973e-18 | 1.0829e-10 | 1.9912e-11 | -2.1973e-18 | -1.0829e-10 | -1.9912e-11 | 0 | 0 | 0 | 0 | 0 | 0 | 0.95 | 0.94812 | 0.94457 | 0.95 | 0.94812 | 0.94457 | 4.566e-12 | -120.3131 | 119.9422 | 4.566e-12 | -120.3131 | 119.9422
Line11_12_13 | 0 | 0 | 0 | 0 | 0 | 0 | 0 | 0 | 0 | 0 | 0 | 0 | 1.1673e-18 | -3.2385e-11 | -9.4068e-11 | -1.1673e-18 | 3.2385e-11 | 9.4068e-11 | 3.296e-18 | 9.0245e-11 | 1.6593e-11 | -2.7466e-18 | -9.0245e-11 | -1.6593e-11 | 0 | 0 | 0 | 0 | 0 | 0 | 0.95 | 0.94812 | 0.94457 | 0.95 | 0.94812 | 0.94457 | 4.566e-12 | -120.3131 | 119.9422 | 4.5661e-12 | -120.3131 | 119.9422
Line12_13_15 | 0 | 0 | 0 | 0 | 0 | 0 | 0 | 0 | 0 | 0 | 0 | 0 | 3.4333e-19 | -1.9431e-11 | -5.6441e-11 | -3.4333e-19 | 1.9431e-11 | 5.6441e-11 | 2.7361e-32 | 5.4147e-11 | 9.9561e-12 | -5.4933e-19 | -5.4147e-11 | -9.9561e-12 | 0 | 0 | 0 | 0 | 0 | 0 | 0.95 | 0.94812 | 0.94457 | 0.95 | 0.94812 | 0.94457 | 4.5661e-12 | -120.3131 | 119.9422 | 4.5661e-12 | -120.3131 | 119.9422
Line13_13_14 | 0 | 0 | 0 | 0 | 0 | 0 | 0 | 0 | 0 | 0 | 0 | 0 | -6.18e-19 | -6.477e-12 | -1.8814e-11 | 6.18e-19 | 6.477e-12 | 1.8814e-11 | -5.4933e-19 | 1.8049e-11 | 3.3187e-12 | -5.4933e-19 | -1.8049e-11 | -3.3187e-12 | 0 | 0 | 0 | 0 | 0 | 0 | 0.95 | 0.94812 | 0.94457 | 0.95 | 0.94812 | 0.94457 | 4.5661e-12 | -120.3131 | 119.9422 | 4.5661e-12 | -120.3131 | 119.9422
Line14_15_16 | 0 | 0 | 0 | 0 | 0 | 0 | 0 | 0 | 0 | 0 | 0 | 0 | -3.4333e-19 | -1.2954e-11 | -3.7627e-11 | 3.4333e-19 | 1.2954e-11 | 3.7627e-11 | 1.648e-18 | 3.6098e-11 | 6.6374e-12 | -1.648e-18 | -3.6098e-11 | -6.6374e-12 | 0 | 0 | 0 | 0 | 0 | 0 | 0.95 | 0.94812 | 0.94457 | 0.95 | 0.94812 | 0.94457 | 4.5661e-12 | -120.3131 | 119.9422 | 4.5661e-12 | -120.3131 | 119.9422
Line15_16_17 | 0 | 0 | 0 | 0 | 0 | 0 | 0 | 0 | 0 | 0 | 0 | 0 | 5.4933e-19 | -6.477e-12 | -1.8814e-11 | -8.2399e-19 | 6.477e-12 | 1.8814e-11 | 4.3778e-32 | 1.8049e-11 | 3.3187e-12 | -5.4933e-19 | -1.8049e-11 | -3.3187e-12 | 0 | 0 | 0 | 0 | 0 | 0 | 0.95 | 0.94812 | 0.94457 | 0.95 | 0.94812 | 0.94457 | 4.5661e-12 | -120.3131 | 119.9422 | 4.5661e-12 | -120.3131 | 119.9422
Line16_4_18 | 0 | 0.052639 | 0.052639 | 0 | 0.052639 | 0.052639 | 0 | 0.012156 | 0.012156 | 0 | 0.012156 | 0.012156 | 0 | 0.011082 | 0.0028784 | 0 | -0.011029 | -0.0028252 | 0 | 0.0029185 | 0.011047 | 0 | -0.0028631 | -0.010991 | 0 | -135.266 | 44.734 | 0 | 44.734 | -135.266 | 0.95 | 0.94272 | 0.93905 | 0.95 | 0.93734 | 0.93354 | 4.5661e-12 | -120.5122 | 120.1294 | 4.5661e-12 | -120.7135 | 120.3187
Line17_5_19 | 0 | 0 | 0 | 0 | 0 | 0 | 0 | 0 | 0 | 0 | 0 | 0 | 5.4933e-19 | -6.477e-12 | -1.8814e-11 | -5.4933e-19 | 6.477e-12 | 1.8814e-11 | 1.0987e-18 | 1.8049e-11 | 3.3187e-12 | -1.0987e-18 | -1.8049e-11 | -3.3187e-12 | 0 | 0 | 0 | 0 | 0 | 0 | 0.95 | 0.94812 | 0.94457 | 0.95 | 0.94812 | 0.94457 | 4.5659e-12 | -120.3131 | 119.9422 | 4.5659e-12 | -120.3131 | 119.9422
Line1_1_3 | 0 | 0 | 0 | 0 | 0 | 0 | 0 | 0 | 0 | 0 | 0 | 0 | 2.4033e-18 | -5.1816e-11 | -1.5051e-10 | -2.1287e-18 | 5.1816e-11 | 1.5051e-10 | 2.1973e-18 | 1.4439e-10 | 2.655e-11 | -2.7466e-18 | -1.4439e-10 | -2.655e-11 | 0 | 0 | 0 | 0 | 0 | 0 | 0.95 | 0.94812 | 0.94457 | 0.95 | 0.94812 | 0.94457 | 4.5659e-12 | -120.3131 | 119.9422 | 4.5659e-12 | -120.3131 | 119.9422
Line2_1_4 | 0 | 0.052639 | 0.052639 | 0 | 0.052639 | 0.052639 | 0 | 0.012156 | 0.012156 | 0 | 0.012156 | 0.012156 | 4.944e-18 | 0.011136 | 0.0029316 | -4.944e-18 | -0.011082 | -0.0028784 | 2.0875e-17 | 0.0029739 | 0.011102 | -2.0875e-17 | -0.0029185 | -0.011047 | 0 | -135.266 | 44.734 | 0 | 44.734 | -135.266 | 0.95 | 0.94812 | 0.94457 | 0.95 | 0.94272 | 0.93905 | 4.5659e-12 | -120.3131 | 119.9422 | 4.5661e-12 | -120.5122 | 120.1294
Line3_1_5 | 0 | 0 | 0 | 0 | 0 | 0 | 0 | 0 | 0 | 0 | 0 | 0 | -6.8666e-20 | -1.2954e-11 | -3.7627e-11 | 6.8666e-20 | 1.2954e-11 | 3.7627e-11 | -5.472e-33 | 3.6098e-11 | 6.6374e-12 | -5.4933e-19 | -3.6098e-11 | -6.6374e-12 | 0 | 0 | 0 | 0 | 0 | 0 | 0.95 | 0.94812 | 0.94457 | 0.95 | 0.94812 | 0.94457 | 4.5659e-12 | -120.3131 | 119.9422 | 4.5659e-12 | -120.3131 | 119.9422
Line4_2_6 | 0 | 0 | 0 | 0 | 0 | 0 | 0 | 0 | 0 | 0 | 0 | 0 | 2.884e-18 | -3.2385e-11 | -9.4068e-11 | -2.3346e-18 | 3.2385e-11 | 9.4068e-11 | 4.3946e-18 | 9.0245e-11 | 1.6593e-11 | -4.3946e-18 | -9.0245e-11 | -1.6593e-11 | 0 | 0 | 0 | 0 | 0 | 0 | 0.95 | 0.94812 | 0.94457 | 0.95 | 0.94812 | 0.94457 | 4.566e-12 | -120.3131 | 119.9422 | 4.5661e-12 | -120.3131 | 119.9422
Line5_6_7 | 0 | 0 | 0 | 0 | 0 | 0 | 0 | 0 | 0 | 0 | 0 | 0 | 2.06e-18 | -2.5908e-11 | -7.5255e-11 | -1.7853e-18 | 2.5908e-11 | 7.5255e-11 | 2.7466e-18 | 7.2196e-11 | 1.3275e-11 | -3.296e-18 | -7.2196e-11 | -1.3275e-11 | 0 | 0 | 0 | 0 | 0 | 0 | 0.95 | 0.94812 | 0.94457 | 0.95 | 0.94812 | 0.94457 | 4.5661e-12 | -120.3131 | 119.9422 | 4.5662e-12 | -120.3131 | 119.9422
Line6_7_8 | 0 | 0 | 0 | 0 | 0 | 0 | 0 | 0 | 0 | 0 | 0 | 0 | 2.7466e-19 | -1.9431e-11 | -5.6441e-11 | -2.7466e-19 | 1.9431e-11 | 5.6441e-11 | 3.8453e-18 | 5.4147e-11 | 9.9561e-12 | -3.296e-18 | -5.4147e-11 | -9.9561e-12 | 0 | 0 | 0 | 0 | 0 | 0 | 0.95 | 0.94812 | 0.94457 | 0.95 | 0.94812 | 0.94457 | 4.5662e-12 | -120.3131 | 119.9422 | 4.5662e-12 | -120.3131 | 119.9422
Line7_8_9 | 0 | 0 | 0 | 0 | 0 | 0 | 0 | 0 | 0 | 0 | 0 | 0 | -3.4333e-19 | -6.477e-12 | -1.8814e-11 | 6.18e-19 | 6.477e-12 | 1.8814e-11 | 5.4933e-19 | 1.8049e-11 | 3.3187e-12 | -5.4933e-19 | -1.8049e-11 | -3.3187e-12 | 0 | 0 | 0 | 0 | 0 | 0 | 0.95 | 0.94812 | 0.94457 | 0.95 | 0.94812 | 0.94457 | 4.5662e-12 | -120.3131 | 119.9422 | 4.5662e-12 | -120.3131 | 119.9422
Line8_8_10 | 0 | 0 | 0 | 0 | 0 | 0 | 0 | 0 | 0 | 0 | 0 | 0 | 8.2399e-19 | -6.477e-12 | -1.8814e-11 | -8.2399e-19 | 6.477e-12 | 1.8814e-11 | 5.4933e-19 | 1.8049e-11 | 3.3187e-12 | 5.4933e-19 | -1.8049e-11 | -3.3187e-12 | 0 | 0 | 0 | 0 | 0 | 0 | 0.95 | 0.94812 | 0.94457 | 0.95 | 0.94812 | 0.94457 | 4.5662e-12 | -120.3131 | 119.9422 | 4.5662e-12 | -120.3131 | 119.9422
Line9_3_11 | 0 | 0 | 0 | 0 | 0 | 0 | 0 | 0 | 0 | 0 | 0 | 0 | 3.09e-18 | -4.5339e-11 | -1.317e-10 | -2.5406e-18 | 4.5339e-11 | 1.317e-10 | 2.1973e-18 | 1.2634e-10 | 2.3231e-11 | -1.648e-18 | -1.2634e-10 | -2.3231e-11 | 0 | 0 | 0 | 0 | 0 | 0 | 0.95 | 0.94812 | 0.94457 | 0.95 | 0.94812 | 0.94457 | 4.5659e-12 | -120.3131 | 119.9422 | 4.566e-12 | -120.3131 | 119.9422

## LL_min_fault_10
name | pf_ikss_a_from_ka | pf_ikss_b_from_ka | pf_ikss_c_from_ka | pf_ikss_a_to_ka | pf_ikss_b_to_ka | pf_ikss_c_to_ka | pf_skss_a_from_mw | pf_skss_b_from_mw | pf_skss_c_from_mw | pf_skss_a_to_mw | pf_skss_b_to_mw | pf_skss_c_to_mw | pf_p_a_from_mw | pf_p_b_from_mw | pf_p_c_from_mw | pf_p_a_to_mw | pf_p_b_to_mw | pf_p_c_to_mw | pf_q_a_from_mvar | pf_q_b_from_mvar | pf_q_c_from_mvar | pf_q_a_to_mvar | pf_q_b_to_mvar | pf_q_c_to_mvar | pf_ikss_a_from_degree | pf_ikss_b_from_degree | pf_ikss_c_from_degree | pf_ikss_a_to_degree | pf_ikss_b_to_degree | pf_ikss_c_to_degree | pf_vm_a_from_pu | pf_vm_b_from_pu | pf_vm_c_from_pu | pf_vm_a_to_pu | pf_vm_b_to_pu | pf_vm_c_to_pu | pf_va_a_from_degree | pf_va_b_from_degree | pf_va_c_from_degree | pf_va_a_to_degree | pf_va_b_to_degree | pf_va_c_to_degree
Line0_1_2 | 0 | 0 | 0 | 0 | 0 | 0 | 0 | 0 | 0 | 0 | 0 | 0 | 1.3661e-18 | -3.4879e-11 | -1.0131e-10 | -1.6263e-18 | 3.4879e-11 | 1.0131e-10 | 3.6429e-18 | 9.7195e-11 | 1.7871e-11 | -4.1633e-18 | -9.7195e-11 | -1.7871e-11 | 0 | 0 | 0 | 0 | 0 | 0 | 0.9 | 0.89822 | 0.89485 | 0.9 | 0.89822 | 0.89485 | 4.5522e-12 | -120.3131 | 119.9422 | 4.5524e-12 | -120.3131 | 119.9422
Line10_11_12 | 0 | 0 | 0 | 0 | 0 | 0 | 0 | 0 | 0 | 0 | 0 | 0 | 1.7564e-18 | -3.4879e-11 | -1.0131e-10 | -1.4962e-18 | 3.4879e-11 | 1.0131e-10 | 2.6021e-18 | 9.7195e-11 | 1.7871e-11 | -2.0817e-18 | -9.7195e-11 | -1.7871e-11 | 0 | 0 | 0 | 0 | 0 | 0 | 0.9 | 0.89822 | 0.89485 | 0.9 | 0.89822 | 0.89485 | 4.5523e-12 | -120.3131 | 119.9422 | 4.5523e-12 | -120.3131 | 119.9422
Line11_12_13 | 0 | 0 | 0 | 0 | 0 | 0 | 0 | 0 | 0 | 0 | 0 | 0 | 7.8063e-19 | -2.9066e-11 | -8.4427e-11 | -5.2042e-19 | 2.9066e-11 | 8.4427e-11 | 3.1225e-18 | 8.0996e-11 | 1.4893e-11 | -3.1225e-18 | -8.0996e-11 | -1.4893e-11 | 0 | 0 | 0 | 0 | 0 | 0 | 0.9 | 0.89822 | 0.89485 | 0.9 | 0.89822 | 0.89485 | 4.5523e-12 | -120.3131 | 119.9422 | 4.5524e-12 | -120.3131 | 119.9422
Line12_13_15 | 0 | 0 | 0 | 0 | 0 | 0 | 0 | 0 | 0 | 0 | 0 | 0 | -6.5052e-20 | -1.7439e-11 | -5.0656e-11 | 6.5052e-20 | 1.7439e-11 | 5.0656e-11 | 2.0817e-18 | 4.8598e-11 | 8.9356e-12 | -1.5613e-18 | -4.8598e-11 | -8.9356e-12 | 0 | 0 | 0 | 0 | 0 | 0 | 0.9 | 0.89822 | 0.89485 | 0.9 | 0.89822 | 0.89485 | 4.5524e-12 | -120.3131 | 119.9422 | 4.5524e-12 | -120.3131 | 119.9422
Line13_13_14 | 0 | 0 | 0 | 0 | 0 | 0 | 0 | 0 | 0 | 0 | 0 | 0 | 7.1557e-19 | -5.8131e-12 | -1.6885e-11 | -1.9516e-19 | 5.8131e-12 | 1.6885e-11 | 1.0408e-18 | 1.6199e-11 | 2.9786e-12 | -5.2042e-19 | -1.6199e-11 | -2.9786e-12 | 0 | 0 | 0 | 0 | 0 | 0 | 0.9 | 0.89822 | 0.89485 | 0.9 | 0.89822 | 0.89485 | 4.5524e-12 | -120.3131 | 119.9422 | 4.5524e-12 | -120.3131 | 119.9422
Line14_15_16 | 0 | 0 | 0 | 0 | 0 | 0 | 0 | 0 | 0 | 0 | 0 | 0 | 4.5536e-19 | -1.1626e-11 | -3.3771e-11 | -7.1557e-19 | 1.1626e-11 | 3.3771e-11 | 5.2042e-19 | 3.2398e-11 | 5.9571e-12 | -5.2042e-19 | -3.2398e-11 | -5.9571e-12 | 0 | 0 | 0 | 0 | 0 | 0 | 0.9 | 0.89822 | 0.89485 | 0.9 | 0.89822 | 0.89485 | 4.5524e-12 | -120.3131 | 119.9422 | 4.5524e-12 | -120.3131 | 119.9422
Line15_16_17 | 0 | 0 | 0 | 0 | 0 | 0 | 0 | 0 | 0 | 0 | 0 | 0 | 7.8063e-19 | -5.8131e-12 | -1.6885e-11 | -7.8063e-19 | 5.8131e-12 | 1.6885e-11 | 6.2024e-32 | 1.6199e-11 | 2.9786e-12 | 5.2042e-19 | -1.6199e-11 | -2.9786e-12 | 0 | 0 | 0 | 0 | 0 | 0 | 0.9 | 0.89822 | 0.89485 | 0.9 | 0.89822 | 0.89485 | 4.5524e-12 | -120.3131 | 119.9422 | 4.5524e-12 | -120.3131 | 119.9422
Line16_4_18 | 0 | 0.049869 | 0.049869 | 0 | 0.049869 | 0.049869 | 0 | 0.011517 | 0.011517 | 0 | 0.011517 | 0.011517 | -1.0408e-18 | 0.0099465 | 0.0025834 | 1.654e-31 | -0.0098987 | -0.0025356 | 2.0817e-18 | 0.0026194 | 0.0099144 | -2.0817e-18 | -0.0025697 | -0.0098647 | 0 | -135.266 | 44.734 | 0 | 44.734 | -135.266 | 0.9 | 0.89311 | 0.88962 | 0.9 | 0.888 | 0.8844 | 4.5524e-12 | -120.5122 | 120.1294 | 4.5524e-12 | -120.7135 | 120.3187
Line17_5_19 | 0 | 0 | 0 | 0 | 0 | 0 | 0 | 0 | 0 | 0 | 0 | 0 | 7.1557e-19 | -5.8131e-12 | -1.6885e-11 | -7.1557e-19 | 5.8131e-12 | 1.6885e-11 | 5.2042e-19 | 1.6199e-11 | 2.9785e-12 | -5.6853e-32 | -1.6199e-11 | -2.9786e-12 | 0 | 0 | 0 | 0 | 0 | 0 | 0.9 | 0.89822 | 0.89485 | 0.9 | 0.89822 | 0.89485 | 4.5522e-12 | -120.3131 | 119.9422 | 4.5522e-12 | -120.3131 | 119.9422
Line1_1_3 | 0 | 0 | 0 | 0 | 0 | 0 | 0 | 0 | 0 | 0 | 0 | 0 | 2.0166e-18 | -4.6505e-11 | -1.3508e-10 | -2.2768e-18 | 4.6505e-11 | 1.3508e-10 | 2.0817e-18 | 1.2959e-10 | 2.3828e-11 | -2.0817e-18 | -1.2959e-10 | -2.3828e-11 | 0 | 0 | 0 | 0 | 0 | 0 | 0.9 | 0.89822 | 0.89485 | 0.9 | 0.89822 | 0.89485 | 4.5522e-12 | -120.3131 | 119.9422 | 4.5522e-12 | -120.3131 | 119.9422
Line2_1_4 | 0 | 0.049869 | 0.049869 | 0 | 0.049869 | 0.049869 | 0 | 0.011517 | 0.011517 | 0 | 0.011517 | 0.011517 | 5.2042e-18 | 0.0099942 | 0.0026311 | -5.7246e-18 | -0.0099465 | -0.0025834 | 1.6653e-17 | 0.0026691 | 0.0099642 | -1.6653e-17 | -0.0026194 | -0.0099144 | 0 | -135.266 | 44.734 | 0 | 44.734 | -135.266 | 0.9 | 0.89822 | 0.89485 | 0.9 | 0.89311 | 0.88962 | 4.5522e-12 | -120.3131 | 119.9422 | 4.5524e-12 | -120.5122 | 120.1294
Line3_1_5 | 0 | 0 | 0 | 0 | 0 | 0 | 0 | 0 | 0 | 0 | 0 | 0 | 4.5536e-19 | -1.1626e-11 | -3.3771e-11 | -7.1557e-19 | 1.1626e-11 | 3.3771e-11 | 3.6179e-32 | 3.2398e-11 | 5.9571e-12 | -5.2042e-19 | -3.2398e-11 | -5.9571e-12 | 0 | 0 | 0 | 0 | 0 | 0 | 0.9 | 0.89822 | 0.89485 | 0.9 | 0.89822 | 0.89485 | 4.5522e-12 | -120.3131 | 119.9422 | 4.5522e-12 | -120.3131 | 119.9422
Line4_2_6 | 0 | 0 | 0 | 0 | 0 | 0 | 0 | 0 | 0 | 0 | 0 | 0 | 2.0166e-18 | -2.9066e-11 | -8.4427e-11 | -2.0166e-18 | 2.9066e-11 | 8.4427e-11 | 4.1633e-18 | 8.0996e-11 | 1.4893e-11 | -3.6429e-18 | -8.0996e-11 | -1.4893e-11 | 0 | 0 | 0 | 0 | 0 | 0 | 0.9 | 0.89822 | 0.89485 | 0.9 | 0.89822 | 0.89485 | 4.5524e-12 | -120.3131 | 119.9422 | 4.5524e-12 | -120.3131 | 119.9422
Line5_6_7 | 0 | 0 | 0 | 0 | 0 | 0 | 0 | 0 | 0 | 0 | 0 | 0 | 1.9516e-19 | -2.3253e-11 | -6.7542e-11 | -1.9516e-19 | 2.3253e-11 | 6.7542e-11 | 2.0817e-18 | 6.4797e-11 | 1.1914e-11 | -2.6021e-18 | -6.4797e-11 | -1.1914e-11 | 0 | 0 | 0 | 0 | 0 | 0 | 0.9 | 0.89822 | 0.89485 | 0.9 | 0.89822 | 0.89485 | 4.5524e-12 | -120.3131 | 119.9422 | 4.5525e-12 | -120.3131 | 119.9422
Line6_7_8 | 0 | 0 | 0 | 0 | 0 | 0 | 0 | 0 | 0 | 0 | 0 | 0 | 9.1073e-19 | -1.7439e-11 | -5.0656e-11 | -9.1073e-19 | 1.7439e-11 | 5.0656e-11 | 1.5613e-18 | 4.8598e-11 | 8.9357e-12 | -1.5613e-18 | -4.8598e-11 | -8.9357e-12 | 0 | 0 | 0 | 0 | 0 | 0 | 0.9 | 0.89822 | 0.89485 | 0.9 | 0.89822 | 0.89485 | 4.5525e-12 | -120.3131 | 119.9422 | 4.5526e-12 | -120.3131 | 119.9422
Line7_8_9 | 0 | 0 | 0 | 0 | 0 | 0 | 0 | 0 | 0 | 0 | 0 | 0 | -5.8547e-19 | -5.8131e-12 | -1.6885e-11 | 8.4568e-19 | 5.8131e-12 | 1.6885e-11 | 5.2042e-19 | 1.6199e-11 | 2.9786e-12 | -5.2042e-19 | -1.6199e-11 | -2.9786e-12 | 0 | 0 | 0 | 0 | 0 | 0 | 0.9 | 0.89822 | 0.89485 | 0.9 | 0.89822 | 0.89485 | 4.5526e-12 | -120.3131 | 119.9422 | 4.5526e-12 | -120.3131 | 119.9422
Line8_8_10 | 0 | 0 | 0 | 0 | 0 | 0 | 0 | 0 | 0 | 0 | 0 | 0 | -3.2526e-19 | -5.8131e-12 | -1.6885e-11 | 3.2526e-19 | 5.8131e-12 | 1.6885e-11 | -5.2042e-19 | 1.6199e-11 | 2.9785e-12 | 2.5844e-32 | -1.6199e-11 | -2.9786e-12 | 0 | 0 | 0 | 0 | 0 | 0 | 0.9 | 0.89822 | 0.89485 | 0.9 | 0.89822 | 0.89485 | 4.5526e-12 | -120.3131 | 119.9422 | 4.5526e-12 | -120.3131 | 119.9422
Line9_3_11 | 0 | 0 | 0 | 0 | 0 | 0 | 0 | 0 | 0 | 0 | 0 | 0 | 2.472e-18 | -4.0692e-11 | -1.182e-10 | -2.7322e-18 | 4.0692e-11 | 1.182e-10 | 2.0817e-18 | 1.1339e-10 | 2.085e-11 | -2.6021e-18 | -1.1339e-10 | -2.085e-11 | 0 | 0 | 0 | 0 | 0 | 0 | 0.9 | 0.89822 | 0.89485 | 0.9 | 0.89822 | 0.89485 | 4.5522e-12 | -120.3131 | 119.9422 | 4.5523e-12 | -120.3131 | 119.9422

## LG_max_6
name | pf_ikss_a_from_ka | pf_ikss_b_from_ka | pf_ikss_c_from_ka | pf_ikss_a_to_ka | pf_ikss_b_to_ka | pf_ikss_c_to_ka | pf_skss_a_from_mw | pf_skss_b_from_mw | pf_skss_c_from_mw | pf_skss_a_to_mw | pf_skss_b_to_mw | pf_skss_c_to_mw | pf_p_a_from_mw | pf_p_b_from_mw | pf_p_c_from_mw | pf_p_a_to_mw | pf_p_b_to_mw | pf_p_c_to_mw | pf_q_a_from_mvar | pf_q_b_from_mvar | pf_q_c_from_mvar | pf_q_a_to_mvar | pf_q_b_to_mvar | pf_q_c_to_mvar | pf_ikss_a_from_degree | pf_ikss_b_from_degree | pf_ikss_c_from_degree | pf_ikss_a_to_degree | pf_ikss_b_to_degree | pf_ikss_c_to_degree | 3xI0 | pf_vm_a_from_pu | pf_vm_b_from_pu | pf_vm_c_from_pu | pf_vm_a_to_pu | pf_vm_b_to_pu | pf_vm_c_to_pu | pf_va_a_from_degree | pf_va_b_from_degree | pf_va_c_from_degree | pf_va_a_to_degree | pf_va_b_to_degree | pf_va_c_to_degree
Line0_1_2 | 2.2872e-06 | 2.2872e-06 | 2.2872e-06 | 1.9068e-06 | 1.9068e-06 | 1.9068e-06 | 5.282e-07 | 5.282e-07 | 5.282e-07 | 4.4035e-07 | 4.4035e-07 | 4.4035e-07 | 2.8495e-11 | 5.1621e-07 | -4.435e-07 | -2.3269e-11 | -4.3623e-07 | 3.6352e-07 | 6.4023e-11 | -8.1004e-07 | -8.5198e-07 | -5.354e-11 | 6.7153e-07 | 7.1349e-07 | -92.5027 | -92.5025 | -92.5025 | 86.9968 | 86.9971 | 86.9971 |  | 0.00013267 | 1.8185 | 1.8184 | 0.00013257 | 1.8185 | 1.8184 | -26.495 | -149.9949 | 149.9985 | -26.4929 | -149.9949 | 149.9985
Line10_11_12 | 2.2872e-06 | 2.2872e-06 | 2.2872e-06 | 1.9068e-06 | 1.9068e-06 | 1.9068e-06 | 5.282e-07 | 5.282e-07 | 5.282e-07 | 4.4035e-07 | 4.4035e-07 | 4.4035e-07 | 2.8433e-11 | 5.1621e-07 | -4.435e-07 | -2.3218e-11 | -4.3623e-07 | 3.6352e-07 | 6.3901e-11 | -8.1004e-07 | -8.5198e-07 | -5.3438e-11 | 6.7153e-07 | 7.1349e-07 | -92.5028 | -92.5025 | -92.5025 | 86.9968 | 86.9971 | 86.9971 |  | 0.00013241 | 1.8185 | 1.8184 | 0.00013231 | 1.8185 | 1.8184 | -26.4896 | -149.9949 | 149.9985 | -26.4875 | -149.9949 | 149.9985
Line11_12_13 | 1.906e-06 | 1.906e-06 | 1.906e-06 | 1.5256e-06 | 1.5256e-06 | 1.5256e-06 | 4.4017e-07 | 4.4017e-07 | 4.4017e-07 | 3.5232e-07 | 3.5232e-07 | 3.5232e-07 | 2.3674e-11 | 4.3017e-07 | -3.6958e-07 | -1.847e-11 | -3.502e-07 | 2.896e-07 | 5.3211e-11 | -6.7503e-07 | -7.0999e-07 | -4.277e-11 | 5.3653e-07 | 5.7149e-07 | -92.5028 | -92.5025 | -92.5025 | 86.8718 | 86.8721 | 86.8721 |  | 0.00013231 | 1.8185 | 1.8184 | 0.00013223 | 1.8185 | 1.8184 | -26.4875 | -149.9949 | 149.9985 | -26.4857 | -149.9949 | 149.9985
Line12_13_15 | 1.1436e-06 | 1.1436e-06 | 1.1436e-06 | 0 | 0 | 0 | 2.641e-07 | 2.641e-07 | 2.641e-07 | 0 | 0 | 0 | 1.4195e-11 | 2.581e-07 | -2.2175e-07 | -9.0039e-12 | -1.7813e-07 | 1.4177e-07 | 3.1907e-11 | -4.0502e-07 | -4.2599e-07 | -2.1491e-11 | 2.6651e-07 | 2.875e-07 | -92.5028 | -92.5025 | -92.5025 | 0 | 0 | 0 |  | 0.00013223 | 1.8185 | 1.8184 | 0.00013218 | 1.8185 | 1.8184 | -26.4857 | -149.9949 | 149.9985 | -26.4846 | -149.9949 | 149.9985
Line13_13_14 | 0 | 0 | 0 | 0 | 0 | 0 | 0 | 0 | 0 | 0 | 0 | 0 | 4.7315e-12 | 8.6034e-08 | -7.3916e-08 | 4.5556e-13 | -6.0619e-09 | -6.0615e-09 | 1.0636e-11 | -1.3501e-07 | -1.42e-07 | -2.2702e-13 | -3.5001e-09 | 3.5003e-09 | 0 | 0 | 0 | 0 | 0 | 0 |  | 0.00013223 | 1.8185 | 1.8184 | 0.00013222 | 1.8185 | 1.8184 | -26.4857 | -149.9949 | 149.9985 | -26.4853 | -149.9949 | 149.9985
Line14_15_16 | 0 | 0 | 0 | 0 | 0 | 0 | 0 | 0 | 0 | 0 | 0 | 0 | 9.4593e-12 | 1.7207e-07 | -1.4783e-07 | -4.2732e-12 | -9.2096e-08 | 6.7854e-08 | 2.1264e-11 | -2.7001e-07 | -2.8399e-07 | -1.0857e-11 | 1.3151e-07 | 1.455e-07 | 0 | 0 | 0 | 0 | 0 | 0 |  | 0.00013218 | 1.8185 | 1.8184 | 0.00013216 | 1.8185 | 1.8184 | -26.4846 | -149.9949 | 149.9985 | -26.4839 | -149.9949 | 149.9985
Line15_16_17 | 0 | 0 | 0 | 0 | 0 | 0 | 0 | 0 | 0 | 0 | 0 | 0 | 4.7285e-12 | 8.6034e-08 | -7.3916e-08 | 4.5531e-13 | -6.0619e-09 | -6.0615e-09 | 1.063e-11 | -1.3501e-07 | -1.42e-07 | -2.2688e-13 | -3.5001e-09 | 3.5003e-09 | 0 | 0 | 0 | 0 | 0 | 0 |  | 0.00013216 | 1.8185 | 1.8184 | 0.00013215 | 1.8185 | 1.8184 | -26.4839 | -149.9949 | 149.9985 | -26.4836 | -149.9949 | 149.9985
Line16_4_18 | 0.0009159 | 0 | 0 | 0.00091552 | 0 | 0 | 0.00021152 | 0 | 0 | 0.00021143 | 0 | 0 | 6.9885e-09 | 8.6036e-08 | -7.3915e-08 | -2.0054e-14 | -6.0616e-09 | -6.061e-09 | 1.3977e-08 | -1.3501e-07 | -1.42e-07 | 4.6029e-15 | -3.4999e-09 | 3.5002e-09 | -89.9368 | 0 | 0 | 90.0632 | 0 | 0 |  | 7.388e-05 | 1.8185 | 1.8184 | 0 | 1.8185 | 1.8184 | -26.5015 | -149.9941 | 149.9984 | 0 | -149.9937 | 149.9984
Line17_5_19 | 0 | 0 | 0 | 0 | 0 | 0 | 0 | 0 | 0 | 0 | 0 | 0 | 4.748e-12 | 8.6034e-08 | -7.3916e-08 | 4.5695e-13 | -6.0619e-09 | -6.0615e-09 | 1.0668e-11 | -1.3501e-07 | -1.42e-07 | -2.278e-13 | -3.5001e-09 | 3.5003e-09 | 0 | 0 | 0 | 0 | 0 | 0 |  | 0.00013264 | 1.8185 | 1.8184 | 0.00013264 | 1.8185 | 1.8184 | -26.4943 | -149.9949 | 149.9985 | -26.494 | -149.9949 | 149.9985
Line1_1_3 | 3.0496e-06 | 3.0496e-06 | 3.0496e-06 | 2.6692e-06 | 2.6692e-06 | 2.6692e-06 | 7.0427e-07 | 7.0427e-07 | 7.0427e-07 | 6.1642e-07 | 6.1642e-07 | 6.1642e-07 | 3.7993e-11 | 6.8827e-07 | -5.9133e-07 | -3.2749e-11 | -6.083e-07 | 5.1135e-07 | 8.5364e-11 | -1.0801e-06 | -1.136e-06 | -7.4845e-11 | 9.4155e-07 | 9.9748e-07 | -92.5027 | -92.5025 | -92.5025 | 87.1398 | 87.14 | 87.14 |  | 0.00013267 | 1.8185 | 1.8184 | 0.00013253 | 1.8185 | 1.8184 | -26.495 | -149.9949 | 149.9985 | -26.4922 | -149.9949 | 149.9985
Line2_1_4 | 0.00060425 | 0.00031127 | 0.00031127 | 0.00060387 | 0.00031165 | 0.00031165 | 0.00013955 | 7.1884e-05 | 7.1884e-05 | 0.00013946 | 7.1972e-05 | 7.1972e-05 | 8.2861e-09 | -6.5352e-05 | 6.538e-05 | -4.6124e-09 | 6.5433e-05 | -6.5459e-05 | 1.6556e-08 | 0.00011321 | 0.00011319 | -9.2131e-09 | -0.00011335 | -0.00011333 | -89.9077 | 90.0097 | 90.0097 | 90.0924 | -89.9904 | -89.9904 |  | 0.00013267 | 1.8185 | 1.8184 | 7.388e-05 | 1.8185 | 1.8184 | -26.495 | -149.9949 | 149.9985 | -26.5015 | -149.9941 | 149.9984
Line3_1_5 | 0 | 0 | 0 | 0 | 0 | 0 | 0 | 0 | 0 | 0 | 0 | 0 | 9.4982e-12 | 1.7207e-07 | -1.4783e-07 | -4.291e-12 | -9.2096e-08 | 6.7854e-08 | 2.1341e-11 | -2.7001e-07 | -2.8399e-07 | -1.0896e-11 | 1.3151e-07 | 1.455e-07 | 0 | 0 | 0 | 0 | 0 | 0 |  | 0.00013267 | 1.8185 | 1.8184 | 0.00013264 | 1.8185 | 1.8184 | -26.495 | -149.9949 | 149.9985 | -26.4943 | -149.9949 | 149.9985
Line4_2_6 | 1.906e-06 | 1.906e-06 | 1.906e-06 | 1.5256e-06 | 1.5256e-06 | 1.5256e-06 | 4.4017e-07 | 4.4017e-07 | 4.4017e-07 | 3.5232e-07 | 3.5232e-07 | 3.5232e-07 | 2.3725e-11 | 4.3017e-07 | -3.6958e-07 | -1.8511e-11 | -3.502e-07 | 2.896e-07 | 5.3313e-11 | -6.7503e-07 | -7.0999e-07 | -4.2852e-11 | 5.3653e-07 | 5.7149e-07 | -92.5027 | -92.5025 | -92.5025 | 86.8718 | 86.8721 | 86.8721 |  | 0.00013257 | 1.8185 | 1.8184 | 0.00013249 | 1.8185 | 1.8184 | -26.4929 | -149.9949 | 149.9985 | -26.4911 | -149.9949 | 149.9985
Line5_6_7 | 1.5248e-06 | 1.5248e-06 | 1.5248e-06 | 1.1444e-06 | 1.1444e-06 | 1.1444e-06 | 3.5213e-07 | 3.5213e-07 | 3.5213e-07 | 2.643e-07 | 2.643e-07 | 2.643e-07 | 1.8967e-11 | 3.4414e-07 | -2.9566e-07 | -1.3761e-11 | -2.6416e-07 | 2.1569e-07 | 4.2624e-11 | -5.4003e-07 | -5.6799e-07 | -3.218e-11 | 4.0152e-07 | 4.2949e-07 | -92.5027 | -92.5025 | -92.5025 | 86.6635 | 86.6638 | 86.6638 |  | 0.00013249 | 1.8185 | 1.8184 | 0.00013242 | 1.8185 | 1.8184 | -26.4911 | -149.9949 | 149.9985 | -26.4897 | -149.9949 | 149.9985
Line6_7_8 | 1.1436e-06 | 1.1436e-06 | 1.1436e-06 | 0 | 0 | 0 | 2.641e-07 | 2.641e-07 | 2.641e-07 | 0 | 0 | 0 | 1.4218e-11 | 2.581e-07 | -2.2175e-07 | -9.0186e-12 | -1.7813e-07 | 1.4177e-07 | 3.1953e-11 | -4.0502e-07 | -4.2599e-07 | -2.1522e-11 | 2.6651e-07 | 2.875e-07 | -92.5027 | -92.5025 | -92.5025 | 0 | 0 | 0 |  | 0.00013242 | 1.8185 | 1.8184 | 0.00013238 | 1.8185 | 1.8184 | -26.4897 | -149.9949 | 149.9985 | -26.4886 | -149.9949 | 149.9985
Line7_8_9 | 0 | 0 | 0 | 0 | 0 | 0 | 0 | 0 | 0 | 0 | 0 | 0 | 4.7373e-12 | 8.6034e-08 | -7.3916e-08 | 4.5606e-13 | -6.0619e-09 | -6.0615e-09 | 1.0647e-11 | -1.3501e-07 | -1.42e-07 | -2.273e-13 | -3.5001e-09 | 3.5003e-09 | 0 | 0 | 0 | 0 | 0 | 0 |  | 0.00013238 | 1.8185 | 1.8184 | 0.00013237 | 1.8185 | 1.8184 | -26.4886 | -149.9949 | 149.9985 | -26.4882 | -149.9949 | 149.9985
Line8_8_10 | 0 | 0 | 0 | 0 | 0 | 0 | 0 | 0 | 0 | 0 | 0 | 0 | 4.7373e-12 | 8.6034e-08 | -7.3916e-08 | 4.5606e-13 | -6.0619e-09 | -6.0615e-09 | 1.0647e-11 | -1.3501e-07 | -1.42e-07 | -2.273e-13 | -3.5001e-09 | 3.5003e-09 | 0 | 0 | 0 | 0 | 0 | 0 |  | 0.00013238 | 1.8185 | 1.8184 | 0.00013237 | 1.8185 | 1.8184 | -26.4886 | -149.9949 | 149.9985 | -26.4882 | -149.9949 | 149.9985
Line9_3_11 | 2.6684e-06 | 2.6684e-06 | 2.6684e-06 | 2.288e-06 | 2.288e-06 | 2.288e-06 | 6.1624e-07 | 6.1624e-07 | 6.1624e-07 | 5.2838e-07 | 5.2838e-07 | 5.2838e-07 | 3.3205e-11 | 6.0224e-07 | -5.1741e-07 | -2.7977e-11 | -5.2227e-07 | 4.3743e-07 | 7.4617e-11 | -9.4505e-07 | -9.9398e-07 | -6.4129e-11 | 8.0654e-07 | 8.5549e-07 | -92.5028 | -92.5025 | -92.5025 | 87.0802 | 87.0805 | 87.0805 |  | 0.00013253 | 1.8185 | 1.8184 | 0.00013241 | 1.8185 | 1.8184 | -26.4922 | -149.9949 | 149.9985 | -26.4896 | -149.9949 | 149.9985

## LG_max_10
name | pf_ikss_a_from_ka | pf_ikss_b_from_ka | pf_ikss_c_from_ka | pf_ikss_a_to_ka | pf_ikss_b_to_ka | pf_ikss_c_to_ka | pf_skss_a_from_mw | pf_skss_b_from_mw | pf_skss_c_from_mw | pf_skss_a_to_mw | pf_skss_b_to_mw | pf_skss_c_to_mw | pf_p_a_from_mw | pf_p_b_from_mw | pf_p_c_from_mw | pf_p_a_to_mw | pf_p_b_to_mw | pf_p_c_to_mw | pf_q_a_from_mvar | pf_q_b_from_mvar | pf_q_c_from_mvar | pf_q_a_to_mvar | pf_q_b_to_mvar | pf_q_c_to_mvar | pf_ikss_a_from_degree | pf_ikss_b_from_degree | pf_ikss_c_from_degree | pf_ikss_a_to_degree | pf_ikss_b_to_degree | pf_ikss_c_to_degree | 3xI0 | pf_vm_a_from_pu | pf_vm_b_from_pu | pf_vm_c_from_pu | pf_vm_a_to_pu | pf_vm_b_to_pu | pf_vm_c_to_pu | pf_va_a_from_degree | pf_va_b_from_degree | pf_va_c_from_degree | pf_va_a_to_degree | pf_va_b_to_degree | pf_va_c_to_degree
Line0_1_2 | 2.3961e-06 | 2.3961e-06 | 2.3961e-06 | 1.9976e-06 | 1.9976e-06 | 1.9976e-06 | 5.5335e-07 | 5.5335e-07 | 5.5335e-07 | 4.6132e-07 | 4.6132e-07 | 4.6132e-07 | 3.1273e-11 | 5.6654e-07 | -4.8674e-07 | -2.5537e-11 | -4.7877e-07 | 3.9896e-07 | 7.0265e-11 | -8.8902e-07 | -9.3505e-07 | -5.876e-11 | 7.3701e-07 | 7.8305e-07 | -92.5027 | -92.5025 | -92.5025 | 86.9969 | 86.9971 | 86.9971 |  | 0.00013899 | 1.9051 | 1.905 | 0.00013888 | 1.9051 | 1.905 | -26.495 | -149.9948 | 149.9984 | -26.4929 | -149.9948 | 149.9984
Line10_11_12 | 2.3961e-06 | 2.3961e-06 | 2.3961e-06 | 1.9976e-06 | 1.9976e-06 | 1.9976e-06 | 5.5335e-07 | 5.5335e-07 | 5.5335e-07 | 4.6132e-07 | 4.6132e-07 | 4.6132e-07 | 3.1205e-11 | 5.6654e-07 | -4.8674e-07 | -2.5482e-11 | -4.7877e-07 | 3.9896e-07 | 7.0131e-11 | -8.8902e-07 | -9.3505e-07 | -5.8648e-11 | 7.3701e-07 | 7.8305e-07 | -92.5027 | -92.5025 | -92.5025 | 86.9968 | 86.9971 | 86.9971 |  | 0.00013872 | 1.9051 | 1.905 | 0.00013861 | 1.9051 | 1.905 | -26.4896 | -149.9948 | 149.9984 | -26.4875 | -149.9948 | 149.9984
Line11_12_13 | 1.9967e-06 | 1.9967e-06 | 1.9967e-06 | 1.5983e-06 | 1.5983e-06 | 1.5983e-06 | 4.6113e-07 | 4.6113e-07 | 4.6113e-07 | 3.691e-07 | 3.691e-07 | 3.691e-07 | 2.5982e-11 | 4.7211e-07 | -4.0561e-07 | -2.0271e-11 | -3.8434e-07 | 3.1784e-07 | 5.8399e-11 | -7.4085e-07 | -7.7921e-07 | -4.694e-11 | 5.8884e-07 | 6.2721e-07 | -92.5027 | -92.5025 | -92.5025 | 86.8718 | 86.8721 | 86.8721 |  | 0.00013861 | 1.9051 | 1.905 | 0.00013853 | 1.9051 | 1.905 | -26.4875 | -149.9948 | 149.9984 | -26.4857 | -149.9948 | 149.9984
Line12_13_15 | 1.198e-06 | 1.198e-06 | 1.198e-06 | 0 | 0 | 0 | 2.7668e-07 | 2.7668e-07 | 2.7668e-07 | 0 | 0 | 0 | 1.5579e-11 | 2.8327e-07 | -2.4337e-07 | -9.8818e-12 | -1.955e-07 | 1.5559e-07 | 3.5018e-11 | -4.4451e-07 | -4.6753e-07 | -2.3586e-11 | 2.925e-07 | 3.1553e-07 | -92.5027 | -92.5025 | -92.5025 | 0 | 0 | 0 |  | 0.00013853 | 1.9051 | 1.905 | 0.00013848 | 1.9051 | 1.905 | -26.4857 | -149.9948 | 149.9984 | -26.4846 | -149.9948 | 149.9984
Line13_13_14 | 0 | 0 | 0 | 0 | 0 | 0 | 0 | 0 | 0 | 0 | 0 | 0 | 5.1928e-12 | 9.4423e-08 | -8.1123e-08 | 4.9998e-13 | -6.653e-09 | -6.6525e-09 | 1.1673e-11 | -1.4817e-07 | -1.5584e-07 | -2.4915e-13 | -3.8413e-09 | 3.8416e-09 | 0 | 0 | 0 | 0 | 0 | 0 |  | 0.00013853 | 1.9051 | 1.905 | 0.00013852 | 1.9051 | 1.905 | -26.4857 | -149.9948 | 149.9984 | -26.4853 | -149.9948 | 149.9984
Line14_15_16 | 0 | 0 | 0 | 0 | 0 | 0 | 0 | 0 | 0 | 0 | 0 | 0 | 1.0382e-11 | 1.8885e-07 | -1.6225e-07 | -4.6898e-12 | -1.0108e-07 | 7.4471e-08 | 2.3337e-11 | -2.9634e-07 | -3.1168e-07 | -1.1915e-11 | 1.4433e-07 | 1.5968e-07 | 0 | 0 | 0 | 0 | 0 | 0 |  | 0.00013848 | 1.9051 | 1.905 | 0.00013845 | 1.9051 | 1.905 | -26.4846 | -149.9948 | 149.9984 | -26.4839 | -149.9948 | 149.9984
Line15_16_17 | 0 | 0 | 0 | 0 | 0 | 0 | 0 | 0 | 0 | 0 | 0 | 0 | 5.1896e-12 | 9.4423e-08 | -8.1123e-08 | 4.9971e-13 | -6.653e-09 | -6.6525e-09 | 1.1666e-11 | -1.4817e-07 | -1.5584e-07 | -2.49e-13 | -3.8413e-09 | 3.8416e-09 | 0 | 0 | 0 | 0 | 0 | 0 |  | 0.00013845 | 1.9051 | 1.905 | 0.00013844 | 1.9051 | 1.905 | -26.4839 | -149.9948 | 149.9984 | -26.4835 | -149.9948 | 149.9984
Line16_4_18 | 0.00095951 | 0 | 0 | 0.00095911 | 0 | 0 | 0.00022159 | 0 | 0 | 0.0002215 | 0 | 0 | 7.6698e-09 | 9.4425e-08 | -8.1122e-08 | -1.2154e-14 | -6.6526e-09 | -6.652e-09 | 1.534e-08 | -1.4817e-07 | -1.5584e-07 | 1.6224e-14 | -3.8411e-09 | 3.8415e-09 | -89.9368 | 0 | 0 | 90.0632 | 0 | 0 |  | 7.7398e-05 | 1.9051 | 1.905 | 0 | 1.9051 | 1.905 | -26.5015 | -149.994 | 149.9984 | 0 | -149.9936 | 149.9984
Line17_5_19 | 0 | 0 | 0 | 0 | 0 | 0 | 0 | 0 | 0 | 0 | 0 | 0 | 5.2109e-12 | 9.4423e-08 | -8.1123e-08 | 5.0151e-13 | -6.653e-09 | -6.6525e-09 | 1.1708e-11 | -1.4817e-07 | -1.5584e-07 | -2.5001e-13 | -3.8413e-09 | 3.8416e-09 | 0 | 0 | 0 | 0 | 0 | 0 |  | 0.00013896 | 1.9051 | 1.905 | 0.00013895 | 1.9051 | 1.905 | -26.4943 | -149.9948 | 149.9984 | -26.4939 | -149.9948 | 149.9984
Line1_1_3 | 3.1948e-06 | 3.1948e-06 | 3.1948e-06 | 2.7963e-06 | 2.7963e-06 | 2.7963e-06 | 7.378e-07 | 7.378e-07 | 7.378e-07 | 6.4577e-07 | 6.4577e-07 | 6.4577e-07 | 4.1697e-11 | 7.5538e-07 | -6.4898e-07 | -3.5942e-11 | -6.6761e-07 | 5.6121e-07 | 9.3687e-11 | -1.1854e-06 | -1.2467e-06 | -8.2142e-11 | 1.0333e-06 | 1.0947e-06 | -92.5027 | -92.5025 | -92.5025 | 87.1398 | 87.14 | 87.14 |  | 0.00013899 | 1.9051 | 1.905 | 0.00013884 | 1.9051 | 1.905 | -26.495 | -149.9948 | 149.9984 | -26.4921 | -149.9948 | 149.9984
Line2_1_4 | 0.00063302 | 0.00032609 | 0.00032609 | 0.00063263 | 0.00032649 | 0.00032649 | 0.00014619 | 7.5307e-05 | 7.5307e-05 | 0.0001461 | 7.5399e-05 | 7.5399e-05 | 9.094e-09 | -7.1724e-05 | 7.1755e-05 | -5.062e-09 | 7.1812e-05 | -7.1842e-05 | 1.817e-08 | 0.00012425 | 0.00012423 | -1.0111e-08 | -0.0001244 | -0.00012438 | -89.9076 | 90.0097 | 90.0097 | 90.0924 | -89.9903 | -89.9903 |  | 0.00013899 | 1.9051 | 1.905 | 7.7398e-05 | 1.9051 | 1.905 | -26.495 | -149.9948 | 149.9984 | -26.5015 | -149.994 | 149.9984
Line3_1_5 | 0 | 0 | 0 | 0 | 0 | 0 | 0 | 0 | 0 | 0 | 0 | 0 | 1.0424e-11 | 1.8885e-07 | -1.6225e-07 | -4.7093e-12 | -1.0108e-07 | 7.447e-08 | 2.3422e-11 | -2.9634e-07 | -3.1168e-07 | -1.1959e-11 | 1.4433e-07 | 1.5968e-07 | 0 | 0 | 0 | 0 | 0 | 0 |  | 0.00013899 | 1.9051 | 1.905 | 0.00013896 | 1.9051 | 1.905 | -26.495 | -149.9948 | 149.9984 | -26.4943 | -149.9948 | 149.9984
Line4_2_6 | 1.9967e-06 | 1.9967e-06 | 1.9967e-06 | 1.5983e-06 | 1.5983e-06 | 1.5983e-06 | 4.6113e-07 | 4.6113e-07 | 4.6113e-07 | 3.691e-07 | 3.691e-07 | 3.691e-07 | 2.6038e-11 | 4.7211e-07 | -4.0561e-07 | -2.0315e-11 | -3.8434e-07 | 3.1784e-07 | 5.8511e-11 | -7.4085e-07 | -7.7921e-07 | -4.703e-11 | 5.8884e-07 | 6.2721e-07 | -92.5027 | -92.5025 | -92.5025 | 86.8718 | 86.8721 | 86.8721 |  | 0.00013888 | 1.9051 | 1.905 | 0.0001388 | 1.9051 | 1.905 | -26.4929 | -149.9948 | 149.9984 | -26.4911 | -149.9948 | 149.9984
Line5_6_7 | 1.5974e-06 | 1.5974e-06 | 1.5974e-06 | 1.1989e-06 | 1.1989e-06 | 1.1989e-06 | 3.689e-07 | 3.689e-07 | 3.689e-07 | 2.7688e-07 | 2.7688e-07 | 2.7688e-07 | 2.0816e-11 | 3.7769e-07 | -3.2449e-07 | -1.5103e-11 | -2.8992e-07 | 2.3672e-07 | 4.678e-11 | -5.9268e-07 | -6.2337e-07 | -3.5318e-11 | 4.4067e-07 | 4.7137e-07 | -92.5027 | -92.5025 | -92.5025 | 86.6635 | 86.6638 | 86.6638 |  | 0.0001388 | 1.9051 | 1.905 | 0.00013873 | 1.9051 | 1.905 | -26.4911 | -149.9948 | 149.9984 | -26.4896 | -149.9948 | 149.9984
Line6_7_8 | 1.198e-06 | 1.198e-06 | 1.198e-06 | 0 | 0 | 0 | 2.7668e-07 | 2.7668e-07 | 2.7668e-07 | 0 | 0 | 0 | 1.5604e-11 | 2.8327e-07 | -2.4337e-07 | -9.8979e-12 | -1.955e-07 | 1.5559e-07 | 3.5068e-11 | -4.4451e-07 | -4.6753e-07 | -2.362e-11 | 2.925e-07 | 3.1553e-07 | -92.5027 | -92.5025 | -92.5025 | 0 | 0 | 0 |  | 0.00013873 | 1.9051 | 1.905 | 0.00013868 | 1.9051 | 1.905 | -26.4896 | -149.9948 | 149.9984 | -26.4886 | -149.9948 | 149.9984
Line7_8_9 | 0 | 0 | 0 | 0 | 0 | 0 | 0 | 0 | 0 | 0 | 0 | 0 | 5.1992e-12 | 9.4423e-08 | -8.1123e-08 | 5.0052e-13 | -6.653e-09 | -6.6525e-09 | 1.1685e-11 | -1.4817e-07 | -1.5584e-07 | -2.4946e-13 | -3.8413e-09 | 3.8416e-09 | 0 | 0 | 0 | 0 | 0 | 0 |  | 0.00013868 | 1.9051 | 1.905 | 0.00013867 | 1.9051 | 1.905 | -26.4886 | -149.9948 | 149.9984 | -26.4882 | -149.9948 | 149.9984
Line8_8_10 | 0 | 0 | 0 | 0 | 0 | 0 | 0 | 0 | 0 | 0 | 0 | 0 | 5.1992e-12 | 9.4423e-08 | -8.1123e-08 | 5.0052e-13 | -6.653e-09 | -6.6525e-09 | 1.1685e-11 | -1.4817e-07 | -1.5584e-07 | -2.4946e-13 | -3.8413e-09 | 3.8416e-09 | 0 | 0 | 0 | 0 | 0 | 0 |  | 0.00013868 | 1.9051 | 1.905 | 0.00013867 | 1.9051 | 1.905 | -26.4886 | -149.9948 | 149.9984 | -26.4882 | -149.9948 | 149.9984
Line9_3_11 | 2.7954e-06 | 2.7954e-06 | 2.7954e-06 | 2.3969e-06 | 2.3969e-06 | 2.3969e-06 | 6.4558e-07 | 6.4558e-07 | 6.4558e-07 | 5.5354e-07 | 5.5354e-07 | 5.5354e-07 | 3.6443e-11 | 6.6096e-07 | -5.6786e-07 | -3.0705e-11 | -5.7319e-07 | 4.8009e-07 | 8.1892e-11 | -1.0372e-06 | -1.0909e-06 | -7.0381e-11 | 8.8518e-07 | 9.3889e-07 | -92.5027 | -92.5025 | -92.5025 | 87.0802 | 87.0805 | 87.0805 |  | 0.00013884 | 1.9051 | 1.905 | 0.00013872 | 1.9051 | 1.905 | -26.4921 | -149.9948 | 149.9984 | -26.4896 | -149.9948 | 149.9984

## LG_max_fault_6
name | pf_ikss_a_from_ka | pf_ikss_b_from_ka | pf_ikss_c_from_ka | pf_ikss_a_to_ka | pf_ikss_b_to_ka | pf_ikss_c_to_ka | pf_skss_a_from_mw | pf_skss_b_from_mw | pf_skss_c_from_mw | pf_skss_a_to_mw | pf_skss_b_to_mw | pf_skss_c_to_mw | pf_p_a_from_mw | pf_p_b_from_mw | pf_p_c_from_mw | pf_p_a_to_mw | pf_p_b_to_mw | pf_p_c_to_mw | pf_q_a_from_mvar | pf_q_b_from_mvar | pf_q_c_from_mvar | pf_q_a_to_mvar | pf_q_b_to_mvar | pf_q_c_to_mvar | pf_ikss_a_from_degree | pf_ikss_b_from_degree | pf_ikss_c_from_degree | pf_ikss_a_to_degree | pf_ikss_b_to_degree | pf_ikss_c_to_degree | 3xI0 | pf_vm_a_from_pu | pf_vm_b_from_pu | pf_vm_c_from_pu | pf_vm_a_to_pu | pf_vm_b_to_pu | pf_vm_c_to_pu | pf_va_a_from_degree | pf_va_b_from_degree | pf_va_c_from_degree | pf_va_a_to_degree | pf_va_b_to_degree | pf_va_c_to_degree
Line0_1_2 | 2.2444e-06 | 2.2444e-06 | 2.2444e-06 | 1.8711e-06 | 1.8711e-06 | 1.8711e-06 | 5.1832e-07 | 5.1832e-07 | 5.1832e-07 | 4.3211e-07 | 4.3211e-07 | 4.3211e-07 | 9.6473e-09 | 5.0137e-07 | -4.4097e-07 | -7.9654e-09 | -4.2374e-07 | 3.6167e-07 | 1.0585e-08 | -7.936e-07 | -8.1732e-07 | -8.8941e-09 | 6.5793e-07 | 6.8457e-07 | -91.4425 | -91.4423 | -91.4423 | 88.0571 | 88.0573 | 88.0573 |  | 0.027631 | 1.8111 | 1.7917 | 0.027631 | 1.8111 | 1.7917 | -43.7901 | -149.159 | 150.2093 | -43.7902 | -149.159 | 150.2093
Line10_11_12 | 2.2444e-06 | 2.2444e-06 | 2.2444e-06 | 1.8711e-06 | 1.8711e-06 | 1.8711e-06 | 5.1832e-07 | 5.1832e-07 | 5.1832e-07 | 4.3211e-07 | 4.3211e-07 | 4.3211e-07 | 9.6473e-09 | 5.0137e-07 | -4.4097e-07 | -7.9654e-09 | -4.2374e-07 | 3.6167e-07 | 1.0584e-08 | -7.936e-07 | -8.1732e-07 | -8.894e-09 | 6.5793e-07 | 6.8457e-07 | -91.4425 | -91.4423 | -91.4423 | 88.0571 | 88.0573 | 88.0573 |  | 0.027631 | 1.8111 | 1.7917 | 0.02763 | 1.8111 | 1.7918 | -43.7903 | -149.159 | 150.2093 | -43.7903 | -149.159 | 150.2093
Line11_12_13 | 1.8703e-06 | 1.8703e-06 | 1.8703e-06 | 1.4971e-06 | 1.4971e-06 | 1.4971e-06 | 4.3193e-07 | 4.3193e-07 | 4.3193e-07 | 3.4573e-07 | 3.4573e-07 | 3.4573e-07 | 8.0394e-09 | 4.1781e-07 | -3.6748e-07 | -6.3575e-09 | -3.4018e-07 | 2.8817e-07 | 8.8204e-09 | -6.6133e-07 | -6.811e-07 | -7.1299e-09 | 5.2567e-07 | 5.4835e-07 | -91.4425 | -91.4423 | -91.4423 | 87.932 | 87.9323 | 87.9323 |  | 0.02763 | 1.8111 | 1.7918 | 0.02763 | 1.8111 | 1.7918 | -43.7903 | -149.159 | 150.2093 | -43.7904 | -149.159 | 150.2093
Line12_13_15 | 1.1222e-06 | 1.1222e-06 | 1.1222e-06 | 0 | 0 | 0 | 2.5916e-07 | 2.5916e-07 | 2.5916e-07 | 0 | 0 | 0 | 4.8236e-09 | 2.5068e-07 | -2.2049e-07 | -3.1418e-09 | -1.7306e-07 | 1.4118e-07 | 5.2922e-09 | -3.968e-07 | -4.0866e-07 | -3.6017e-09 | 2.6113e-07 | 2.7591e-07 | -91.4425 | -91.4423 | -91.4423 | 0 | 0 | 0 |  | 0.02763 | 1.8111 | 1.7918 | 0.02763 | 1.8111 | 1.7918 | -43.7904 | -149.159 | 150.2093 | -43.7904 | -149.159 | 150.2093
Line13_13_14 | 0 | 0 | 0 | 0 | 0 | 0 | 0 | 0 | 0 | 0 | 0 | 0 | 1.6079e-09 | 8.3561e-08 | -7.3495e-08 | 7.3992e-11 | -5.9375e-09 | -5.8099e-09 | 1.7641e-09 | -1.3227e-07 | -1.3622e-07 | -7.3615e-11 | -3.3973e-09 | 3.4709e-09 | 0 | 0 | 0 | 0 | 0 | 0 |  | 0.02763 | 1.8111 | 1.7918 | 0.02763 | 1.8111 | 1.7918 | -43.7904 | -149.159 | 150.2093 | -43.7904 | -149.159 | 150.2093
Line14_15_16 | 0 | 0 | 0 | 0 | 0 | 0 | 0 | 0 | 0 | 0 | 0 | 0 | 3.2157e-09 | 1.6712e-07 | -1.4699e-07 | -1.5339e-09 | -8.9499e-08 | 6.7686e-08 | 3.5281e-09 | -2.6453e-07 | -2.7244e-07 | -1.8377e-09 | 1.2887e-07 | 1.3969e-07 | 0 | 0 | 0 | 0 | 0 | 0 |  | 0.02763 | 1.8111 | 1.7918 | 0.02763 | 1.8111 | 1.7918 | -43.7904 | -149.159 | 150.2093 | -43.7904 | -149.159 | 150.2093
Line15_16_17 | 0 | 0 | 0 | 0 | 0 | 0 | 0 | 0 | 0 | 0 | 0 | 0 | 1.6079e-09 | 8.3561e-08 | -7.3495e-08 | 7.3991e-11 | -5.9375e-09 | -5.8099e-09 | 1.7641e-09 | -1.3227e-07 | -1.3622e-07 | -7.3615e-11 | -3.3973e-09 | 3.4709e-09 | 0 | 0 | 0 | 0 | 0 | 0 |  | 0.02763 | 1.8111 | 1.7918 | 0.02763 | 1.8111 | 1.7918 | -43.7904 | -149.159 | 150.2093 | -43.7904 | -149.159 | 150.2093
Line16_4_18 | 0.00089876 | 0 | 0 | 0.00089838 | 0 | 0 | 0.00020756 | 0 | 0 | 0.00020747 | 0 | 0 | 4.0438e-06 | 8.3563e-08 | -7.3495e-08 | -4.0354e-06 | -5.9372e-09 | -5.8095e-09 | 4.0507e-06 | -1.3226e-07 | -1.3622e-07 | -4.0355e-06 | -3.3971e-09 | 3.4708e-09 | -88.8766 | 0 | 0 | 91.1234 | 0 | 0 |  | 0.027576 | 1.811 | 1.7917 | 0.027507 | 1.811 | 1.7917 | -43.8279 | -149.1582 | 150.2093 | -43.8755 | -149.1578 | 150.2092
Line17_5_19 | 0 | 0 | 0 | 0 | 0 | 0 | 0 | 0 | 0 | 0 | 0 | 0 | 1.6079e-09 | 8.3561e-08 | -7.3495e-08 | 7.3993e-11 | -5.9375e-09 | -5.8099e-09 | 1.7641e-09 | -1.3227e-07 | -1.3622e-07 | -7.3616e-11 | -3.3973e-09 | 3.4709e-09 | 0 | 0 | 0 | 0 | 0 | 0 |  | 0.027631 | 1.8111 | 1.7917 | 0.027631 | 1.8111 | 1.7917 | -43.7902 | -149.159 | 150.2093 | -43.7902 | -149.159 | 150.2093
Line1_1_3 | 2.9925e-06 | 2.9925e-06 | 2.9925e-06 | 2.6192e-06 | 2.6192e-06 | 2.6192e-06 | 6.9109e-07 | 6.9109e-07 | 6.9109e-07 | 6.0488e-07 | 6.0488e-07 | 6.0488e-07 | 1.2863e-08 | 6.6849e-07 | -5.8796e-07 | -1.1181e-08 | -5.9086e-07 | 5.0866e-07 | 1.4113e-08 | -1.0581e-06 | -1.0898e-06 | -1.2422e-08 | 9.2246e-07 | 9.5701e-07 | -91.4425 | -91.4423 | -91.4423 | 88.2 | 88.2003 | 88.2003 |  | 0.027631 | 1.8111 | 1.7917 | 0.027631 | 1.8111 | 1.7917 | -43.7901 | -149.159 | 150.2093 | -43.7902 | -149.159 | 150.2093
Line2_1_4 | 0.00059294 | 0.00030544 | 0.00030544 | 0.00059257 | 0.00030581 | 0.00030581 | 0.00013693 | 7.0538e-05 | 7.0538e-05 | 0.00013685 | 7.0625e-05 | 7.0625e-05 | 2.6727e-06 | -6.3432e-05 | 6.483e-05 | -2.6675e-06 | 6.3511e-05 | -6.4909e-05 | 2.6781e-06 | 0.00011089 | 0.00010849 | -2.6693e-06 | -0.00011102 | -0.00010862 | -88.8474 | 91.0699 | 91.0699 | 91.1526 | -88.9301 | -88.9301 |  | 0.027631 | 1.8111 | 1.7917 | 0.027576 | 1.811 | 1.7917 | -43.7901 | -149.159 | 150.2093 | -43.8279 | -149.1582 | 150.2093
Line3_1_5 | 0 | 0 | 0 | 0 | 0 | 0 | 0 | 0 | 0 | 0 | 0 | 0 | 3.2158e-09 | 1.6712e-07 | -1.4699e-07 | -1.5339e-09 | -8.9499e-08 | 6.7686e-08 | 3.5282e-09 | -2.6453e-07 | -2.7244e-07 | -1.8377e-09 | 1.2887e-07 | 1.3969e-07 | 0 | 0 | 0 | 0 | 0 | 0 |  | 0.027631 | 1.8111 | 1.7917 | 0.027631 | 1.8111 | 1.7917 | -43.7901 | -149.159 | 150.2093 | -43.7902 | -149.159 | 150.2093
Line4_2_6 | 1.8703e-06 | 1.8703e-06 | 1.8703e-06 | 1.4971e-06 | 1.4971e-06 | 1.4971e-06 | 4.3193e-07 | 4.3193e-07 | 4.3193e-07 | 3.4573e-07 | 3.4573e-07 | 3.4573e-07 | 8.0394e-09 | 4.1781e-07 | -3.6748e-07 | -6.3575e-09 | -3.4018e-07 | 2.8817e-07 | 8.8205e-09 | -6.6133e-07 | -6.811e-07 | -7.13e-09 | 5.2567e-07 | 5.4835e-07 | -91.4425 | -91.4423 | -91.4423 | 87.9321 | 87.9323 | 87.9323 |  | 0.027631 | 1.8111 | 1.7917 | 0.027631 | 1.8111 | 1.7917 | -43.7902 | -149.159 | 150.2093 | -43.7902 | -149.159 | 150.2093
Line5_6_7 | 1.4963e-06 | 1.4963e-06 | 1.4963e-06 | 1.123e-06 | 1.123e-06 | 1.123e-06 | 3.4554e-07 | 3.4554e-07 | 3.4554e-07 | 2.5935e-07 | 2.5935e-07 | 2.5935e-07 | 6.4315e-09 | 3.3424e-07 | -2.9398e-07 | -4.7497e-09 | -2.5662e-07 | 2.1468e-07 | 7.0563e-09 | -5.2906e-07 | -5.4488e-07 | -5.3659e-09 | 3.934e-07 | 4.1213e-07 | -91.4425 | -91.4423 | -91.4423 | 87.7237 | 87.724 | 87.724 |  | 0.027631 | 1.8111 | 1.7917 | 0.027631 | 1.8111 | 1.7917 | -43.7902 | -149.159 | 150.2093 | -43.7903 | -149.159 | 150.2093
Line6_7_8 | 1.1222e-06 | 1.1222e-06 | 1.1222e-06 | 0 | 0 | 0 | 2.5916e-07 | 2.5916e-07 | 2.5916e-07 | 0 | 0 | 0 | 4.8236e-09 | 2.5068e-07 | -2.2049e-07 | -3.1418e-09 | -1.7306e-07 | 1.4118e-07 | 5.2922e-09 | -3.968e-07 | -4.0866e-07 | -3.6018e-09 | 2.6113e-07 | 2.7591e-07 | -91.4425 | -91.4423 | -91.4423 | 0 | 0 | 0 |  | 0.027631 | 1.8111 | 1.7917 | 0.027631 | 1.8111 | 1.7917 | -43.7903 | -149.159 | 150.2093 | -43.7903 | -149.159 | 150.2093
Line7_8_9 | 0 | 0 | 0 | 0 | 0 | 0 | 0 | 0 | 0 | 0 | 0 | 0 | 1.6079e-09 | 8.3561e-08 | -7.3495e-08 | 7.3992e-11 | -5.9375e-09 | -5.8099e-09 | 1.7641e-09 | -1.3227e-07 | -1.3622e-07 | -7.3615e-11 | -3.3973e-09 | 3.4709e-09 | 0 | 0 | 0 | 0 | 0 | 0 |  | 0.027631 | 1.8111 | 1.7917 | 0.027631 | 1.8111 | 1.7917 | -43.7903 | -149.159 | 150.2093 | -43.7903 | -149.159 | 150.2093
Line8_8_10 | 0 | 0 | 0 | 0 | 0 | 0 | 0 | 0 | 0 | 0 | 0 | 0 | 1.6079e-09 | 8.3561e-08 | -7.3495e-08 | 7.3992e-11 | -5.9375e-09 | -5.8099e-09 | 1.7641e-09 | -1.3227e-07 | -1.3622e-07 | -7.3615e-11 | -3.3973e-09 | 3.4709e-09 | 0 | 0 | 0 | 0 | 0 | 0 |  | 0.027631 | 1.8111 | 1.7917 | 0.027631 | 1.8111 | 1.7917 | -43.7903 | -149.159 | 150.2093 | -43.7903 | -149.159 | 150.2093
Line9_3_11 | 2.6184e-06 | 2.6184e-06 | 2.6184e-06 | 2.2452e-06 | 2.2452e-06 | 2.2452e-06 | 6.047e-07 | 6.047e-07 | 6.047e-07 | 5.185e-07 | 5.185e-07 | 5.185e-07 | 1.1255e-08 | 5.8493e-07 | -5.1447e-07 | -9.5733e-09 | -5.073e-07 | 4.3516e-07 | 1.2349e-08 | -9.2586e-07 | -9.5354e-07 | -1.0658e-08 | 7.902e-07 | 8.2079e-07 | -91.4425 | -91.4423 | -91.4423 | 88.1405 | 88.1407 | 88.1407 |  | 0.027631 | 1.8111 | 1.7917 | 0.027631 | 1.8111 | 1.7917 | -43.7902 | -149.159 | 150.2093 | -43.7903 | -149.159 | 150.2093

## LG_max_fault_10
name | pf_ikss_a_from_ka | pf_ikss_b_from_ka | pf_ikss_c_from_ka | pf_ikss_a_to_ka | pf_ikss_b_to_ka | pf_ikss_c_to_ka | pf_skss_a_from_mw | pf_skss_b_from_mw | pf_skss_c_from_mw | pf_skss_a_to_mw | pf_skss_b_to_mw | pf_skss_c_to_mw | pf_p_a_from_mw | pf_p_b_from_mw | pf_p_c_from_mw | pf_p_a_to_mw | pf_p_b_to_mw | pf_p_c_to_mw | pf_q_a_from_mvar | pf_q_b_from_mvar | pf_q_c_from_mvar | pf_q_a_to_mvar | pf_q_b_to_mvar | pf_q_c_to_mvar | pf_ikss_a_from_degree | pf_ikss_b_from_degree | pf_ikss_c_from_degree | pf_ikss_a_to_degree | pf_ikss_b_to_degree | pf_ikss_c_to_degree | 3xI0 | pf_vm_a_from_pu | pf_vm_b_from_pu | pf_vm_c_from_pu | pf_vm_a_to_pu | pf_vm_b_to_pu | pf_vm_c_to_pu | pf_va_a_from_degree | pf_va_b_from_degree | pf_va_c_from_degree | pf_va_a_to_degree | pf_va_b_to_degree | pf_va_c_to_degree
Line0_1_2 | 2.3512e-06 | 2.3512e-06 | 2.3512e-06 | 1.9602e-06 | 1.9602e-06 | 1.9602e-06 | 5.43e-07 | 5.43e-07 | 5.43e-07 | 4.5269e-07 | 4.5269e-07 | 4.5269e-07 | 1.0588e-08 | 5.5025e-07 | -4.8397e-07 | -8.7421e-09 | -4.6506e-07 | 3.9693e-07 | 1.1617e-08 | -8.7097e-07 | -8.9701e-07 | -9.7613e-09 | 7.2208e-07 | 7.5132e-07 | -91.4425 | -91.4423 | -91.4423 | 88.0571 | 88.0574 | 88.0574 |  | 0.028946 | 1.8973 | 1.8771 | 0.028946 | 1.8973 | 1.8771 | -43.7901 | -149.1589 | 150.2093 | -43.7902 | -149.1589 | 150.2093
Line10_11_12 | 2.3512e-06 | 2.3512e-06 | 2.3512e-06 | 1.9602e-06 | 1.9602e-06 | 1.9602e-06 | 5.43e-07 | 5.43e-07 | 5.43e-07 | 4.5269e-07 | 4.5269e-07 | 4.5269e-07 | 1.0588e-08 | 5.5025e-07 | -4.8397e-07 | -8.742e-09 | -4.6506e-07 | 3.9693e-07 | 1.1616e-08 | -8.7097e-07 | -8.9701e-07 | -9.7611e-09 | 7.2208e-07 | 7.5132e-07 | -91.4425 | -91.4423 | -91.4423 | 88.0571 | 88.0574 | 88.0574 |  | 0.028946 | 1.8973 | 1.8771 | 0.028946 | 1.8973 | 1.8771 | -43.7903 | -149.1589 | 150.2093 | -43.7903 | -149.1589 | 150.2093
Line11_12_13 | 1.9594e-06 | 1.9594e-06 | 1.9594e-06 | 1.5683e-06 | 1.5683e-06 | 1.5683e-06 | 4.525e-07 | 4.525e-07 | 4.525e-07 | 3.6219e-07 | 3.6219e-07 | 3.6219e-07 | 8.8232e-09 | 4.5854e-07 | -4.0331e-07 | -6.9774e-09 | -3.7335e-07 | 3.1627e-07 | 9.6804e-09 | -7.2581e-07 | -7.4751e-07 | -7.825e-09 | 5.7692e-07 | 6.0182e-07 | -91.4425 | -91.4423 | -91.4423 | 87.932 | 87.9323 | 87.9323 |  | 0.028946 | 1.8973 | 1.8771 | 0.028946 | 1.8973 | 1.8771 | -43.7903 | -149.1589 | 150.2093 | -43.7904 | -149.1589 | 150.2093
Line12_13_15 | 1.1756e-06 | 1.1756e-06 | 1.1756e-06 | 0 | 0 | 0 | 2.715e-07 | 2.715e-07 | 2.715e-07 | 0 | 0 | 0 | 5.2939e-09 | 2.7513e-07 | -2.4198e-07 | -3.4481e-09 | -1.8993e-07 | 1.5495e-07 | 5.8082e-09 | -4.3549e-07 | -4.4851e-07 | -3.9529e-09 | 2.866e-07 | 3.0281e-07 | -91.4425 | -91.4423 | -91.4423 | 0 | 0 | 0 |  | 0.028946 | 1.8973 | 1.8771 | 0.028946 | 1.8973 | 1.8771 | -43.7904 | -149.1589 | 150.2093 | -43.7904 | -149.1589 | 150.2093
Line13_13_14 | 0 | 0 | 0 | 0 | 0 | 0 | 0 | 0 | 0 | 0 | 0 | 0 | 1.7646e-09 | 9.1708e-08 | -8.0662e-08 | 8.1206e-11 | -6.5164e-09 | -6.3764e-09 | 1.9361e-09 | -1.4516e-07 | -1.495e-07 | -8.0793e-11 | -3.7285e-09 | 3.8093e-09 | 0 | 0 | 0 | 0 | 0 | 0 |  | 0.028946 | 1.8973 | 1.8771 | 0.028946 | 1.8973 | 1.8771 | -43.7904 | -149.1589 | 150.2093 | -43.7904 | -149.1589 | 150.2093
Line14_15_16 | 0 | 0 | 0 | 0 | 0 | 0 | 0 | 0 | 0 | 0 | 0 | 0 | 3.5293e-09 | 1.8342e-07 | -1.6132e-07 | -1.6834e-09 | -9.8225e-08 | 7.4285e-08 | 3.8721e-09 | -2.9032e-07 | -2.99e-07 | -2.0169e-09 | 1.4143e-07 | 1.5331e-07 | 0 | 0 | 0 | 0 | 0 | 0 |  | 0.028946 | 1.8973 | 1.8771 | 0.028946 | 1.8973 | 1.8771 | -43.7904 | -149.1589 | 150.2093 | -43.7904 | -149.1589 | 150.2093
Line15_16_17 | 0 | 0 | 0 | 0 | 0 | 0 | 0 | 0 | 0 | 0 | 0 | 0 | 1.7646e-09 | 9.1708e-08 | -8.0662e-08 | 8.1206e-11 | -6.5164e-09 | -6.3764e-09 | 1.9361e-09 | -1.4516e-07 | -1.495e-07 | -8.0793e-11 | -3.7285e-09 | 3.8093e-09 | 0 | 0 | 0 | 0 | 0 | 0 |  | 0.028946 | 1.8973 | 1.8771 | 0.028946 | 1.8973 | 1.8771 | -43.7904 | -149.1589 | 150.2093 | -43.7904 | -149.1589 | 150.2093
Line16_4_18 | 0.00094155 | 0 | 0 | 0.00094116 | 0 | 0 | 0.00021744 | 0 | 0 | 0.00021735 | 0 | 0 | 4.4381e-06 | 9.171e-08 | -8.0661e-08 | -4.4288e-06 | -6.516e-09 | -6.3759e-09 | 4.4456e-06 | -1.4516e-07 | -1.495e-07 | -4.429e-06 | -3.7283e-09 | 3.8092e-09 | -88.8766 | 0 | 0 | 91.1234 | 0 | 0 |  | 0.028889 | 1.8973 | 1.877 | 0.028817 | 1.8973 | 1.877 | -43.8279 | -149.1581 | 150.2092 | -43.8755 | -149.1578 | 150.2092
Line17_5_19 | 0 | 0 | 0 | 0 | 0 | 0 | 0 | 0 | 0 | 0 | 0 | 0 | 1.7647e-09 | 9.1708e-08 | -8.0662e-08 | 8.1208e-11 | -6.5164e-09 | -6.3764e-09 | 1.9361e-09 | -1.4516e-07 | -1.495e-07 | -8.0794e-11 | -3.7285e-09 | 3.8093e-09 | 0 | 0 | 0 | 0 | 0 | 0 |  | 0.028946 | 1.8973 | 1.8771 | 0.028946 | 1.8973 | 1.8771 | -43.7901 | -149.1589 | 150.2093 | -43.7901 | -149.1589 | 150.2093
Line1_1_3 | 3.135e-06 | 3.135e-06 | 3.135e-06 | 2.7439e-06 | 2.7439e-06 | 2.7439e-06 | 7.24e-07 | 7.24e-07 | 7.24e-07 | 6.3368e-07 | 6.3368e-07 | 6.3368e-07 | 1.4117e-08 | 7.3367e-07 | -6.4529e-07 | -1.2271e-08 | -6.4848e-07 | 5.5825e-07 | 1.5489e-08 | -1.1613e-06 | -1.196e-06 | -1.3633e-08 | 1.0124e-06 | 1.0503e-06 | -91.4425 | -91.4423 | -91.4423 | 88.2 | 88.2003 | 88.2003 |  | 0.028946 | 1.8973 | 1.8771 | 0.028946 | 1.8973 | 1.8771 | -43.7901 | -149.1589 | 150.2093 | -43.7902 | -149.1589 | 150.2093
Line2_1_4 | 0.00062118 | 0.00031998 | 0.00031998 | 0.00062079 | 0.00032038 | 0.00032038 | 0.00014345 | 7.3897e-05 | 7.3897e-05 | 0.00014336 | 7.3988e-05 | 7.3988e-05 | 2.9333e-06 | -6.9617e-05 | 7.1151e-05 | -2.9276e-06 | 6.9703e-05 | -7.1238e-05 | 2.9392e-06 | 0.0001217 | 0.00011907 | -2.9296e-06 | -0.00012185 | -0.00011921 | -88.8474 | 91.0699 | 91.0699 | 91.1526 | -88.9301 | -88.9301 |  | 0.028946 | 1.8973 | 1.8771 | 0.028889 | 1.8973 | 1.877 | -43.7901 | -149.1589 | 150.2093 | -43.8279 | -149.1581 | 150.2092
Line3_1_5 | 0 | 0 | 0 | 0 | 0 | 0 | 0 | 0 | 0 | 0 | 0 | 0 | 3.5293e-09 | 1.8342e-07 | -1.6132e-07 | -1.6835e-09 | -9.8225e-08 | 7.4285e-08 | 3.8722e-09 | -2.9032e-07 | -2.99e-07 | -2.0169e-09 | 1.4143e-07 | 1.5331e-07 | 0 | 0 | 0 | 0 | 0 | 0 |  | 0.028946 | 1.8973 | 1.8771 | 0.028946 | 1.8973 | 1.8771 | -43.7901 | -149.1589 | 150.2093 | -43.7901 | -149.1589 | 150.2093
Line4_2_6 | 1.9594e-06 | 1.9594e-06 | 1.9594e-06 | 1.5683e-06 | 1.5683e-06 | 1.5683e-06 | 4.525e-07 | 4.525e-07 | 4.525e-07 | 3.6219e-07 | 3.6219e-07 | 3.6219e-07 | 8.8233e-09 | 4.5854e-07 | -4.0331e-07 | -6.9774e-09 | -3.7335e-07 | 3.1627e-07 | 9.6805e-09 | -7.2581e-07 | -7.4751e-07 | -7.8251e-09 | 5.7692e-07 | 6.0182e-07 | -91.4425 | -91.4423 | -91.4423 | 87.9321 | 87.9323 | 87.9323 |  | 0.028946 | 1.8973 | 1.8771 | 0.028946 | 1.8973 | 1.8771 | -43.7902 | -149.1589 | 150.2093 | -43.7902 | -149.1589 | 150.2093
Line5_6_7 | 1.5675e-06 | 1.5675e-06 | 1.5675e-06 | 1.1765e-06 | 1.1765e-06 | 1.1765e-06 | 3.62e-07 | 3.62e-07 | 3.62e-07 | 2.717e-07 | 2.717e-07 | 2.717e-07 | 7.0586e-09 | 3.6683e-07 | -3.2265e-07 | -5.2127e-09 | -2.8164e-07 | 2.3561e-07 | 7.7443e-09 | -5.8065e-07 | -5.9801e-07 | -5.889e-09 | 4.3176e-07 | 4.5231e-07 | -91.4425 | -91.4423 | -91.4423 | 87.7237 | 87.724 | 87.724 |  | 0.028946 | 1.8973 | 1.8771 | 0.028946 | 1.8973 | 1.8771 | -43.7902 | -149.1589 | 150.2093 | -43.7903 | -149.1589 | 150.2093
Line6_7_8 | 1.1756e-06 | 1.1756e-06 | 1.1756e-06 | 0 | 0 | 0 | 2.715e-07 | 2.715e-07 | 2.715e-07 | 0 | 0 | 0 | 5.2939e-09 | 2.7513e-07 | -2.4198e-07 | -3.4481e-09 | -1.8993e-07 | 1.5495e-07 | 5.8082e-09 | -4.3549e-07 | -4.4851e-07 | -3.9529e-09 | 2.866e-07 | 3.0281e-07 | -91.4425 | -91.4423 | -91.4423 | 0 | 0 | 0 |  | 0.028946 | 1.8973 | 1.8771 | 0.028946 | 1.8973 | 1.8771 | -43.7903 | -149.1589 | 150.2093 | -43.7903 | -149.1589 | 150.2093
Line7_8_9 | 0 | 0 | 0 | 0 | 0 | 0 | 0 | 0 | 0 | 0 | 0 | 0 | 1.7646e-09 | 9.1708e-08 | -8.0662e-08 | 8.1207e-11 | -6.5164e-09 | -6.3764e-09 | 1.9361e-09 | -1.4516e-07 | -1.495e-07 | -8.0793e-11 | -3.7285e-09 | 3.8093e-09 | 0 | 0 | 0 | 0 | 0 | 0 |  | 0.028946 | 1.8973 | 1.8771 | 0.028946 | 1.8973 | 1.8771 | -43.7903 | -149.1589 | 150.2093 | -43.7903 | -149.1589 | 150.2093
Line8_8_10 | 0 | 0 | 0 | 0 | 0 | 0 | 0 | 0 | 0 | 0 | 0 | 0 | 1.7646e-09 | 9.1708e-08 | -8.0662e-08 | 8.1207e-11 | -6.5164e-09 | -6.3764e-09 | 1.9361e-09 | -1.4516e-07 | -1.495e-07 | -8.0793e-11 | -3.7285e-09 | 3.8093e-09 | 0 | 0 | 0 | 0 | 0 | 0 |  | 0.028946 | 1.8973 | 1.8771 | 0.028946 | 1.8973 | 1.8771 | -43.7903 | -149.1589 | 150.2093 | -43.7903 | -149.1589 | 150.2093
Line9_3_11 | 2.7431e-06 | 2.7431e-06 | 2.7431e-06 | 2.3521e-06 | 2.3521e-06 | 2.3521e-06 | 6.335e-07 | 6.335e-07 | 6.335e-07 | 5.4318e-07 | 5.4318e-07 | 5.4318e-07 | 1.2353e-08 | 6.4196e-07 | -5.6463e-07 | -1.0507e-08 | -5.5677e-07 | 4.7759e-07 | 1.3553e-08 | -1.0161e-06 | -1.0465e-06 | -1.1697e-08 | 8.6724e-07 | 9.0082e-07 | -91.4425 | -91.4423 | -91.4423 | 88.1405 | 88.1407 | 88.1407 |  | 0.028946 | 1.8973 | 1.8771 | 0.028946 | 1.8973 | 1.8771 | -43.7902 | -149.1589 | 150.2093 | -43.7903 | -149.1589 | 150.2093

## LG_min_6
name | pf_ikss_a_from_ka | pf_ikss_b_from_ka | pf_ikss_c_from_ka | pf_ikss_a_to_ka | pf_ikss_b_to_ka | pf_ikss_c_to_ka | pf_skss_a_from_mw | pf_skss_b_from_mw | pf_skss_c_from_mw | pf_skss_a_to_mw | pf_skss_b_to_mw | pf_skss_c_to_mw | pf_p_a_from_mw | pf_p_b_from_mw | pf_p_c_from_mw | pf_p_a_to_mw | pf_p_b_to_mw | pf_p_c_to_mw | pf_q_a_from_mvar | pf_q_b_from_mvar | pf_q_c_from_mvar | pf_q_a_to_mvar | pf_q_b_to_mvar | pf_q_c_to_mvar | pf_ikss_a_from_degree | pf_ikss_b_from_degree | pf_ikss_c_from_degree | pf_ikss_a_to_degree | pf_ikss_b_to_degree | pf_ikss_c_to_degree | 3xI0 | pf_vm_a_from_pu | pf_vm_b_from_pu | pf_vm_c_from_pu | pf_vm_a_to_pu | pf_vm_b_to_pu | pf_vm_c_to_pu | pf_va_a_from_degree | pf_va_b_from_degree | pf_va_c_from_degree | pf_va_a_to_degree | pf_va_b_to_degree | pf_va_c_to_degree
Line0_1_2 | 2.0694e-06 | 2.0694e-06 | 2.0694e-06 | 1.7252e-06 | 1.7252e-06 | 1.7252e-06 | 4.779e-07 | 4.779e-07 | 4.779e-07 | 3.9841e-07 | 3.9841e-07 | 3.9841e-07 | 4.6903e-11 | 4.2255e-07 | -3.6305e-07 | -3.8681e-11 | -3.5709e-07 | 2.9758e-07 | 5.3468e-11 | -6.6311e-07 | -6.9741e-07 | -4.4882e-11 | 5.4973e-07 | 5.8404e-07 | -92.4998 | -92.4995 | -92.4995 | 86.9998 | 87.0001 | 87.0001 |  | 0.00014883 | 1.6453 | 1.6452 | 0.00014872 | 1.6453 | 1.6452 | -43.7578 | -149.9933 | 149.9999 | -43.7556 | -149.9933 | 149.9999
Line10_11_12 | 2.0694e-06 | 2.0694e-06 | 2.0694e-06 | 1.7252e-06 | 1.7252e-06 | 1.7252e-06 | 4.779e-07 | 4.779e-07 | 4.779e-07 | 3.9841e-07 | 3.9841e-07 | 3.9841e-07 | 4.6807e-11 | 4.2255e-07 | -3.6305e-07 | -3.8601e-11 | -3.5709e-07 | 2.9758e-07 | 5.3368e-11 | -6.6311e-07 | -6.9741e-07 | -4.4799e-11 | 5.4973e-07 | 5.8404e-07 | -92.4998 | -92.4995 | -92.4995 | 86.9998 | 87.0001 | 87.0001 |  | 0.00014854 | 1.6453 | 1.6452 | 0.00014843 | 1.6453 | 1.6452 | -43.7524 | -149.9933 | 149.9999 | -43.7503 | -149.9933 | 149.9999
Line11_12_13 | 1.7245e-06 | 1.7245e-06 | 1.7245e-06 | 1.3803e-06 | 1.3803e-06 | 1.3803e-06 | 3.9825e-07 | 3.9825e-07 | 3.9825e-07 | 3.1877e-07 | 3.1877e-07 | 3.1877e-07 | 3.8975e-11 | 3.5213e-07 | -3.0255e-07 | -3.0786e-11 | -2.8666e-07 | 2.3707e-07 | 4.4441e-11 | -5.5259e-07 | -5.8117e-07 | -3.5889e-11 | 4.3921e-07 | 4.678e-07 | -92.4998 | -92.4996 | -92.4996 | 86.8748 | 86.8751 | 86.8751 |  | 0.00014843 | 1.6453 | 1.6452 | 0.00014833 | 1.6453 | 1.6452 | -43.7503 | -149.9933 | 149.9999 | -43.7485 | -149.9933 | 149.9999
Line12_13_15 | 1.0347e-06 | 1.0347e-06 | 1.0347e-06 | 0 | 0 | 0 | 2.3895e-07 | 2.3895e-07 | 2.3895e-07 | 0 | 0 | 0 | 2.3369e-11 | 2.1128e-07 | -1.8153e-07 | -1.5201e-11 | -1.4581e-07 | 1.1606e-07 | 2.6649e-11 | -3.3156e-07 | -3.487e-07 | -1.8117e-11 | 2.1817e-07 | 2.3533e-07 | -92.4998 | -92.4996 | -92.4996 | 0 | 0 | 0 |  | 0.00014833 | 1.6453 | 1.6452 | 0.00014828 | 1.6453 | 1.6452 | -43.7485 | -149.9933 | 149.9999 | -43.7474 | -149.9933 | 149.9999
Line13_13_14 | 0 | 0 | 0 | 0 | 0 | 0 | 0 | 0 | 0 | 0 | 0 | 0 | 7.7897e-12 | 7.0425e-08 | -6.0509e-08 | 3.7315e-13 | -4.9624e-09 | -4.9617e-09 | 8.8829e-12 | -1.1052e-07 | -1.1623e-07 | -3.5726e-13 | -2.865e-09 | 2.8654e-09 | 0 | 0 | 0 | 0 | 0 | 0 |  | 0.00014833 | 1.6453 | 1.6452 | 0.00014832 | 1.6453 | 1.6452 | -43.7485 | -149.9933 | 149.9999 | -43.7481 | -149.9933 | 149.9999
Line14_15_16 | 0 | 0 | 0 | 0 | 0 | 0 | 0 | 0 | 0 | 0 | 0 | 0 | 1.5574e-11 | 1.4085e-07 | -1.2102e-07 | -7.4121e-12 | -7.5388e-08 | 5.5547e-08 | 1.776e-11 | -2.2104e-07 | -2.3247e-07 | -9.2353e-12 | 1.0765e-07 | 1.191e-07 | 0 | 0 | 0 | 0 | 0 | 0 |  | 0.00014828 | 1.6453 | 1.6452 | 0.00014825 | 1.6453 | 1.6452 | -43.7474 | -149.9933 | 149.9999 | -43.7467 | -149.9933 | 149.9999
Line15_16_17 | 0 | 0 | 0 | 0 | 0 | 0 | 0 | 0 | 0 | 0 | 0 | 0 | 7.7851e-12 | 7.0425e-08 | -6.0509e-08 | 3.7295e-13 | -4.9624e-09 | -4.9617e-09 | 8.8782e-12 | -1.1052e-07 | -1.1623e-07 | -3.5705e-13 | -2.865e-09 | 2.8654e-09 | 0 | 0 | 0 | 0 | 0 | 0 |  | 0.00014825 | 1.6453 | 1.6452 | 0.00014824 | 1.6453 | 1.6452 | -43.7467 | -149.9933 | 149.9999 | -43.7463 | -149.9933 | 149.9999
Line16_4_18 | 0.00082867 | 0 | 0 | 0.00082832 | 0 | 0 | 0.00019137 | 0 | 0 | 0.00019129 | 0 | 0 | 1.0984e-08 | 7.0428e-08 | -6.0507e-08 | 7.4315e-15 | -4.9622e-09 | -4.9613e-09 | 1.1442e-08 | -1.1052e-07 | -1.1623e-07 | 8.5915e-16 | -2.8649e-09 | 2.8654e-09 | -89.9338 | 0 | 0 | 90.0662 | 0 | 0 |  | 8.2877e-05 | 1.6453 | 1.6452 | 0 | 1.6453 | 1.6452 | -43.7643 | -149.9922 | 150.0002 | 0 | -149.9916 | 150.0004
Line17_5_19 | 0 | 0 | 0 | 0 | 0 | 0 | 0 | 0 | 0 | 0 | 0 | 0 | 7.8155e-12 | 7.0425e-08 | -6.0509e-08 | 3.7426e-13 | -4.9624e-09 | -4.9617e-09 | 8.9096e-12 | -1.1052e-07 | -1.1623e-07 | -3.5844e-13 | -2.865e-09 | 2.8654e-09 | 0 | 0 | 0 | 0 | 0 | 0 |  | 0.0001488 | 1.6453 | 1.6452 | 0.00014879 | 1.6453 | 1.6452 | -43.7571 | -149.9933 | 149.9999 | -43.7567 | -149.9933 | 149.9999
Line1_1_3 | 2.7591e-06 | 2.7591e-06 | 2.7591e-06 | 2.4149e-06 | 2.415e-06 | 2.415e-06 | 6.372e-07 | 6.372e-07 | 6.372e-07 | 5.5771e-07 | 5.5771e-07 | 5.5771e-07 | 6.2538e-11 | 5.634e-07 | -4.8407e-07 | -5.4287e-11 | -4.9794e-07 | 4.186e-07 | 7.1291e-11 | -8.8415e-07 | -9.2988e-07 | -6.2675e-11 | 7.7077e-07 | 8.1651e-07 | -92.4998 | -92.4995 | -92.4995 | 87.1427 | 87.143 | 87.143 |  | 0.00014883 | 1.6453 | 1.6452 | 0.00014867 | 1.6453 | 1.6452 | -43.7578 | -149.9933 | 149.9999 | -43.7549 | -149.9933 | 149.9999
Line2_1_4 | 0.0005467 | 0.00028162 | 0.00028162 | 0.00054636 | 0.00028197 | 0.00028197 | 0.00012626 | 6.5038e-05 | 6.5038e-05 | 0.00012618 | 6.5117e-05 | 6.5117e-05 | 1.3018e-08 | -5.3495e-05 | 5.3521e-05 | -7.2457e-09 | 5.3562e-05 | -5.3585e-05 | 1.355e-08 | 9.2678e-05 | 9.2654e-05 | -7.54e-09 | -9.279e-05 | -9.2766e-05 | -89.9047 | 90.0126 | 90.0126 | 90.0954 | -89.9874 | -89.9874 |  | 0.00014883 | 1.6453 | 1.6452 | 8.2877e-05 | 1.6453 | 1.6452 | -43.7578 | -149.9933 | 149.9999 | -43.7643 | -149.9922 | 150.0002
Line3_1_5 | 0 | 0 | 0 | 0 | 0 | 0 | 0 | 0 | 0 | 0 | 0 | 0 | 1.5634e-11 | 1.4085e-07 | -1.2102e-07 | -7.4412e-12 | -7.5387e-08 | 5.5547e-08 | 1.7823e-11 | -2.2104e-07 | -2.3247e-07 | -9.2681e-12 | 1.0765e-07 | 1.191e-07 | 0 | 0 | 0 | 0 | 0 | 0 |  | 0.00014883 | 1.6453 | 1.6452 | 0.0001488 | 1.6453 | 1.6452 | -43.7578 | -149.9933 | 149.9999 | -43.7571 | -149.9933 | 149.9999
Line4_2_6 | 1.7245e-06 | 1.7245e-06 | 1.7245e-06 | 1.3803e-06 | 1.3803e-06 | 1.3803e-06 | 3.9825e-07 | 3.9825e-07 | 3.9825e-07 | 3.1877e-07 | 3.1877e-07 | 3.1877e-07 | 3.9055e-11 | 3.5213e-07 | -3.0255e-07 | -3.0849e-11 | -2.8666e-07 | 2.3707e-07 | 4.4524e-11 | -5.5259e-07 | -5.8117e-07 | -3.5956e-11 | 4.3921e-07 | 4.678e-07 | -92.4998 | -92.4995 | -92.4995 | 86.8748 | 86.8751 | 86.8751 |  | 0.00014872 | 1.6453 | 1.6452 | 0.00014862 | 1.6453 | 1.6452 | -43.7556 | -149.9933 | 149.9999 | -43.7538 | -149.9933 | 149.9999
Line5_6_7 | 1.3796e-06 | 1.3796e-06 | 1.3796e-06 | 1.0354e-06 | 1.0354e-06 | 1.0354e-06 | 3.186e-07 | 3.186e-07 | 3.186e-07 | 2.3913e-07 | 2.3913e-07 | 2.3913e-07 | 3.1223e-11 | 2.817e-07 | -2.4204e-07 | -2.3032e-11 | -2.1624e-07 | 1.7657e-07 | 3.5598e-11 | -4.4207e-07 | -4.6494e-07 | -2.7044e-11 | 3.2869e-07 | 3.5157e-07 | -92.4998 | -92.4995 | -92.4995 | 86.6665 | 86.6668 | 86.6668 |  | 0.00014862 | 1.6453 | 1.6452 | 0.00014855 | 1.6453 | 1.6452 | -43.7538 | -149.9933 | 149.9999 | -43.7524 | -149.9933 | 149.9999
Line6_7_8 | 1.0347e-06 | 1.0347e-06 | 1.0347e-06 | 0 | 0 | 0 | 2.3895e-07 | 2.3895e-07 | 2.3895e-07 | 0 | 0 | 0 | 2.3405e-11 | 2.1128e-07 | -1.8153e-07 | -1.5224e-11 | -1.4581e-07 | 1.1606e-07 | 2.6686e-11 | -3.3156e-07 | -3.487e-07 | -1.8143e-11 | 2.1817e-07 | 2.3533e-07 | -92.4998 | -92.4995 | -92.4995 | 0 | 0 | 0 |  | 0.00014855 | 1.6453 | 1.6452 | 0.0001485 | 1.6453 | 1.6452 | -43.7524 | -149.9933 | 149.9999 | -43.7513 | -149.9933 | 149.9999
Line7_8_9 | 0 | 0 | 0 | 0 | 0 | 0 | 0 | 0 | 0 | 0 | 0 | 0 | 7.7989e-12 | 7.0425e-08 | -6.0509e-08 | 3.7354e-13 | -4.9624e-09 | -4.9617e-09 | 8.8924e-12 | -1.1052e-07 | -1.1623e-07 | -3.5768e-13 | -2.865e-09 | 2.8654e-09 | 0 | 0 | 0 | 0 | 0 | 0 |  | 0.0001485 | 1.6453 | 1.6452 | 0.00014849 | 1.6453 | 1.6452 | -43.7513 | -149.9933 | 149.9999 | -43.751 | -149.9933 | 149.9999
Line8_8_10 | 0 | 0 | 0 | 0 | 0 | 0 | 0 | 0 | 0 | 0 | 0 | 0 | 7.7989e-12 | 7.0425e-08 | -6.0509e-08 | 3.7354e-13 | -4.9624e-09 | -4.9617e-09 | 8.8924e-12 | -1.1052e-07 | -1.1623e-07 | -3.5768e-13 | -2.865e-09 | 2.8654e-09 | 0 | 0 | 0 | 0 | 0 | 0 |  | 0.0001485 | 1.6453 | 1.6452 | 0.00014849 | 1.6453 | 1.6452 | -43.7513 | -149.9933 | 149.9999 | -43.751 | -149.9933 | 149.9999
Line9_3_11 | 2.4142e-06 | 2.4142e-06 | 2.4142e-06 | 2.0701e-06 | 2.0701e-06 | 2.0701e-06 | 5.5755e-07 | 5.5755e-07 | 5.5755e-07 | 4.7806e-07 | 4.7806e-07 | 4.7806e-07 | 5.4661e-11 | 4.9298e-07 | -4.2356e-07 | -4.6434e-11 | -4.2751e-07 | 3.5809e-07 | 6.2317e-11 | -7.7363e-07 | -8.1364e-07 | -5.3726e-11 | 6.6025e-07 | 7.0027e-07 | -92.4998 | -92.4995 | -92.4995 | 87.0832 | 87.0835 | 87.0835 |  | 0.00014867 | 1.6453 | 1.6452 | 0.00014854 | 1.6453 | 1.6452 | -43.7549 | -149.9933 | 149.9999 | -43.7524 | -149.9933 | 149.9999

## LG_min_10
name | pf_ikss_a_from_ka | pf_ikss_b_from_ka | pf_ikss_c_from_ka | pf_ikss_a_to_ka | pf_ikss_b_to_ka | pf_ikss_c_to_ka | pf_skss_a_from_mw | pf_skss_b_from_mw | pf_skss_c_from_mw | pf_skss_a_to_mw | pf_skss_b_to_mw | pf_skss_c_to_mw | pf_p_a_from_mw | pf_p_b_from_mw | pf_p_c_from_mw | pf_p_a_to_mw | pf_p_b_to_mw | pf_p_c_to_mw | pf_q_a_from_mvar | pf_q_b_from_mvar | pf_q_c_from_mvar | pf_q_a_to_mvar | pf_q_b_to_mvar | pf_q_c_to_mvar | pf_ikss_a_from_degree | pf_ikss_b_from_degree | pf_ikss_c_from_degree | pf_ikss_a_to_degree | pf_ikss_b_to_degree | pf_ikss_c_to_degree | 3xI0 | pf_vm_a_from_pu | pf_vm_b_from_pu | pf_vm_c_from_pu | pf_vm_a_to_pu | pf_vm_b_to_pu | pf_vm_c_to_pu | pf_va_a_from_degree | pf_va_b_from_degree | pf_va_c_from_degree | pf_va_a_to_degree | pf_va_b_to_degree | pf_va_c_to_degree
Line0_1_2 | 1.9604e-06 | 1.9604e-06 | 1.9604e-06 | 1.6344e-06 | 1.6344e-06 | 1.6344e-06 | 4.5274e-07 | 4.5274e-07 | 4.5274e-07 | 3.7745e-07 | 3.7745e-07 | 3.7745e-07 | 4.2096e-11 | 3.7924e-07 | -3.2584e-07 | -3.4716e-11 | -3.2049e-07 | 2.6708e-07 | 4.7988e-11 | -5.9515e-07 | -6.2593e-07 | -4.0282e-11 | 4.9339e-07 | 5.2418e-07 | -92.4998 | -92.4995 | -92.4995 | 86.9998 | 87.0001 | 87.0001 |  | 0.000141 | 1.5587 | 1.5586 | 0.00014089 | 1.5587 | 1.5586 | -43.7578 | -149.9933 | 149.9999 | -43.7556 | -149.9933 | 149.9999
Line10_11_12 | 1.9604e-06 | 1.9604e-06 | 1.9604e-06 | 1.6344e-06 | 1.6344e-06 | 1.6344e-06 | 4.5274e-07 | 4.5274e-07 | 4.5274e-07 | 3.7745e-07 | 3.7745e-07 | 3.7745e-07 | 4.201e-11 | 3.7924e-07 | -3.2584e-07 | -3.4645e-11 | -3.2049e-07 | 2.6708e-07 | 4.7899e-11 | -5.9515e-07 | -6.2593e-07 | -4.0207e-11 | 4.9339e-07 | 5.2418e-07 | -92.4998 | -92.4995 | -92.4995 | 86.9998 | 87.0001 | 87.0001 |  | 0.00014072 | 1.5587 | 1.5586 | 0.00014061 | 1.5587 | 1.5586 | -43.7524 | -149.9933 | 149.9999 | -43.7503 | -149.9933 | 149.9999
Line11_12_13 | 1.6337e-06 | 1.6337e-06 | 1.6337e-06 | 1.3077e-06 | 1.3077e-06 | 1.3077e-06 | 3.7729e-07 | 3.7729e-07 | 3.7729e-07 | 3.0199e-07 | 3.0199e-07 | 3.0199e-07 | 3.498e-11 | 3.1604e-07 | -2.7154e-07 | -2.763e-11 | -2.5728e-07 | 2.1278e-07 | 3.9886e-11 | -4.9596e-07 | -5.2161e-07 | -3.2211e-11 | 3.9419e-07 | 4.1986e-07 | -92.4998 | -92.4996 | -92.4996 | 86.8748 | 86.8751 | 86.8751 |  | 0.00014061 | 1.5587 | 1.5586 | 0.00014053 | 1.5587 | 1.5586 | -43.7503 | -149.9933 | 149.9999 | -43.7485 | -149.9933 | 149.9999
Line12_13_15 | 0 | 0 | 0 | 0 | 0 | 0 | 0 | 0 | 0 | 0 | 0 | 0 | 2.0974e-11 | 1.8962e-07 | -1.6292e-07 | -1.3643e-11 | -1.3087e-07 | 1.0416e-07 | 2.3917e-11 | -2.9757e-07 | -3.1296e-07 | -1.626e-11 | 1.9581e-07 | 2.1121e-07 | 0 | 0 | 0 | 0 | 0 | 0 |  | 0.00014053 | 1.5587 | 1.5586 | 0.00014048 | 1.5587 | 1.5586 | -43.7485 | -149.9933 | 149.9999 | -43.7474 | -149.9933 | 149.9999
Line13_13_14 | 0 | 0 | 0 | 0 | 0 | 0 | 0 | 0 | 0 | 0 | 0 | 0 | 6.9913e-12 | 6.3207e-08 | -5.4307e-08 | 3.349e-13 | -4.4538e-09 | -4.4532e-09 | 7.9725e-12 | -9.9191e-08 | -1.0432e-07 | -3.2065e-13 | -2.5714e-09 | 2.5717e-09 | 0 | 0 | 0 | 0 | 0 | 0 |  | 0.00014053 | 1.5587 | 1.5586 | 0.00014052 | 1.5587 | 1.5586 | -43.7485 | -149.9933 | 149.9999 | -43.7481 | -149.9933 | 149.9999
Line14_15_16 | 0 | 0 | 0 | 0 | 0 | 0 | 0 | 0 | 0 | 0 | 0 | 0 | 1.3978e-11 | 1.2641e-07 | -1.0861e-07 | -6.6524e-12 | -6.7661e-08 | 4.9854e-08 | 1.594e-11 | -1.9838e-07 | -2.0864e-07 | -8.2887e-12 | 9.662e-08 | 1.0689e-07 | 0 | 0 | 0 | 0 | 0 | 0 |  | 0.00014048 | 1.5587 | 1.5586 | 0.00014045 | 1.5587 | 1.5586 | -43.7474 | -149.9933 | 149.9999 | -43.7467 | -149.9933 | 149.9999
Line15_16_17 | 0 | 0 | 0 | 0 | 0 | 0 | 0 | 0 | 0 | 0 | 0 | 0 | 6.9872e-12 | 6.3207e-08 | -5.4307e-08 | 3.3472e-13 | -4.4538e-09 | -4.4532e-09 | 7.9682e-12 | -9.9191e-08 | -1.0432e-07 | -3.2046e-13 | -2.5714e-09 | 2.5717e-09 | 0 | 0 | 0 | 0 | 0 | 0 |  | 0.00014045 | 1.5587 | 1.5586 | 0.00014044 | 1.5587 | 1.5586 | -43.7467 | -149.9933 | 149.9999 | -43.7463 | -149.9933 | 149.9999
Line16_4_18 | 0.00078505 | 0 | 0 | 0.00078473 | 0 | 0 | 0.0001813 | 0 | 0 | 0.00018123 | 0 | 0 | 9.858e-09 | 6.3209e-08 | -5.4306e-08 | 6.6698e-15 | -4.4536e-09 | -4.4528e-09 | 1.0269e-08 | -9.919e-08 | -1.0432e-07 | 7.711e-16 | -2.5712e-09 | 2.5717e-09 | -89.9338 | 0 | 0 | 90.0662 | 0 | 0 |  | 7.8515e-05 | 1.5587 | 1.5586 | 0 | 1.5587 | 1.5586 | -43.7643 | -149.9922 | 150.0002 | 0 | -149.9916 | 150.0004
Line17_5_19 | 0 | 0 | 0 | 0 | 0 | 0 | 0 | 0 | 0 | 0 | 0 | 0 | 7.0145e-12 | 6.3207e-08 | -5.4307e-08 | 3.359e-13 | -4.4538e-09 | -4.4532e-09 | 7.9964e-12 | -9.9191e-08 | -1.0432e-07 | -3.217e-13 | -2.5714e-09 | 2.5717e-09 | 0 | 0 | 0 | 0 | 0 | 0 |  | 0.00014097 | 1.5587 | 1.5586 | 0.00014096 | 1.5587 | 1.5586 | -43.7571 | -149.9933 | 149.9999 | -43.7567 | -149.9933 | 149.9999
Line1_1_3 | 2.6139e-06 | 2.6139e-06 | 2.6139e-06 | 2.2878e-06 | 2.2878e-06 | 2.2878e-06 | 6.0366e-07 | 6.0366e-07 | 6.0366e-07 | 5.2836e-07 | 5.2836e-07 | 5.2836e-07 | 5.6128e-11 | 5.0566e-07 | -4.3446e-07 | -4.8723e-11 | -4.469e-07 | 3.757e-07 | 6.3984e-11 | -7.9353e-07 | -8.3457e-07 | -5.6252e-11 | 6.9177e-07 | 7.3282e-07 | -92.4998 | -92.4995 | -92.4995 | 87.1427 | 87.143 | 87.143 |  | 0.000141 | 1.5587 | 1.5586 | 0.00014085 | 1.5587 | 1.5586 | -43.7578 | -149.9933 | 149.9999 | -43.7549 | -149.9933 | 149.9999
Line2_1_4 | 0.00051793 | 0.0002668 | 0.0002668 | 0.0005176 | 0.00026713 | 0.00026713 | 0.00011961 | 6.1615e-05 | 6.1615e-05 | 0.00011954 | 6.169e-05 | 6.169e-05 | 1.1684e-08 | -4.8012e-05 | 4.8036e-05 | -6.5031e-09 | 4.8072e-05 | -4.8093e-05 | 1.2161e-08 | 8.3179e-05 | 8.3158e-05 | -6.7672e-09 | -8.3279e-05 | -8.3258e-05 | -89.9047 | 90.0126 | 90.0126 | 90.0954 | -89.9874 | -89.9874 |  | 0.000141 | 1.5587 | 1.5586 | 7.8515e-05 | 1.5587 | 1.5586 | -43.7578 | -149.9933 | 149.9999 | -43.7643 | -149.9922 | 150.0002
Line3_1_5 | 0 | 0 | 0 | 0 | 0 | 0 | 0 | 0 | 0 | 0 | 0 | 0 | 1.4032e-11 | 1.2641e-07 | -1.0861e-07 | -6.6785e-12 | -6.7661e-08 | 4.9854e-08 | 1.5996e-11 | -1.9838e-07 | -2.0864e-07 | -8.3181e-12 | 9.662e-08 | 1.0689e-07 | 0 | 0 | 0 | 0 | 0 | 0 |  | 0.000141 | 1.5587 | 1.5586 | 0.00014097 | 1.5587 | 1.5586 | -43.7578 | -149.9933 | 149.9999 | -43.7571 | -149.9933 | 149.9999
Line4_2_6 | 1.6337e-06 | 1.6337e-06 | 1.6337e-06 | 1.3077e-06 | 1.3077e-06 | 1.3077e-06 | 3.7729e-07 | 3.7729e-07 | 3.7729e-07 | 3.0199e-07 | 3.0199e-07 | 3.0199e-07 | 3.5052e-11 | 3.1604e-07 | -2.7154e-07 | -2.7687e-11 | -2.5728e-07 | 2.1278e-07 | 3.9961e-11 | -4.9596e-07 | -5.2161e-07 | -3.2271e-11 | 3.9419e-07 | 4.1986e-07 | -92.4998 | -92.4995 | -92.4995 | 86.8748 | 86.8751 | 86.8751 |  | 0.00014089 | 1.5587 | 1.5586 | 0.0001408 | 1.5587 | 1.5586 | -43.7556 | -149.9933 | 149.9999 | -43.7538 | -149.9933 | 149.9999
Line5_6_7 | 1.307e-06 | 1.307e-06 | 1.307e-06 | 0 | 0 | 0 | 3.0183e-07 | 3.0183e-07 | 3.0183e-07 | 0 | 0 | 0 | 2.8023e-11 | 2.5283e-07 | -2.1723e-07 | -2.0671e-11 | -1.9407e-07 | 1.5847e-07 | 3.1949e-11 | -3.9677e-07 | -4.1728e-07 | -2.4272e-11 | 2.95e-07 | 3.1554e-07 | -92.4998 | -92.4995 | -92.4995 | 0 | 0 | 0 |  | 0.0001408 | 1.5587 | 1.5586 | 0.00014073 | 1.5587 | 1.5586 | -43.7538 | -149.9933 | 149.9999 | -43.7524 | -149.9933 | 149.9999
Line6_7_8 | 0 | 0 | 0 | 0 | 0 | 0 | 0 | 0 | 0 | 0 | 0 | 0 | 2.1006e-11 | 1.8962e-07 | -1.6292e-07 | -1.3664e-11 | -1.3087e-07 | 1.0416e-07 | 2.3951e-11 | -2.9757e-07 | -3.1296e-07 | -1.6283e-11 | 1.9581e-07 | 2.1121e-07 | 0 | 0 | 0 | 0 | 0 | 0 |  | 0.00014073 | 1.5587 | 1.5586 | 0.00014068 | 1.5587 | 1.5586 | -43.7524 | -149.9933 | 149.9999 | -43.7513 | -149.9933 | 149.9999
Line7_8_9 | 0 | 0 | 0 | 0 | 0 | 0 | 0 | 0 | 0 | 0 | 0 | 0 | 6.9995e-12 | 6.3207e-08 | -5.4307e-08 | 3.3526e-13 | -4.4538e-09 | -4.4532e-09 | 7.981e-12 | -9.9191e-08 | -1.0432e-07 | -3.2102e-13 | -2.5714e-09 | 2.5717e-09 | 0 | 0 | 0 | 0 | 0 | 0 |  | 0.00014068 | 1.5587 | 1.5586 | 0.00014067 | 1.5587 | 1.5586 | -43.7513 | -149.9933 | 149.9999 | -43.751 | -149.9933 | 149.9999
Line8_8_10 | 0 | 0 | 0 | 0 | 0 | 0 | 0 | 0 | 0 | 0 | 0 | 0 | 6.9995e-12 | 6.3207e-08 | -5.4307e-08 | 3.3526e-13 | -4.4538e-09 | -4.4532e-09 | 7.981e-12 | -9.9191e-08 | -1.0432e-07 | -3.2102e-13 | -2.5714e-09 | 2.5717e-09 | 0 | 0 | 0 | 0 | 0 | 0 |  | 0.00014068 | 1.5587 | 1.5586 | 0.00014067 | 1.5587 | 1.5586 | -43.7513 | -149.9933 | 149.9999 | -43.751 | -149.9933 | 149.9999
Line9_3_11 | 2.2872e-06 | 2.2872e-06 | 2.2872e-06 | 1.9611e-06 | 1.9611e-06 | 1.9611e-06 | 5.282e-07 | 5.282e-07 | 5.282e-07 | 4.529e-07 | 4.529e-07 | 4.529e-07 | 4.9058e-11 | 4.4245e-07 | -3.8015e-07 | -4.1674e-11 | -3.837e-07 | 3.2139e-07 | 5.593e-11 | -6.9434e-07 | -7.3025e-07 | -4.822e-11 | 5.9258e-07 | 6.285e-07 | -92.4998 | -92.4995 | -92.4995 | 87.0832 | 87.0835 | 87.0835 |  | 0.00014085 | 1.5587 | 1.5586 | 0.00014072 | 1.5587 | 1.5586 | -43.7549 | -149.9933 | 149.9999 | -43.7524 | -149.9933 | 149.9999

## LG_min_fault_6
name | pf_ikss_a_from_ka | pf_ikss_b_from_ka | pf_ikss_c_from_ka | pf_ikss_a_to_ka | pf_ikss_b_to_ka | pf_ikss_c_to_ka | pf_skss_a_from_mw | pf_skss_b_from_mw | pf_skss_c_from_mw | pf_skss_a_to_mw | pf_skss_b_to_mw | pf_skss_c_to_mw | pf_p_a_from_mw | pf_p_b_from_mw | pf_p_c_from_mw | pf_p_a_to_mw | pf_p_b_to_mw | pf_p_c_to_mw | pf_q_a_from_mvar | pf_q_b_from_mvar | pf_q_c_from_mvar | pf_q_a_to_mvar | pf_q_b_to_mvar | pf_q_c_to_mvar | pf_ikss_a_from_degree | pf_ikss_b_from_degree | pf_ikss_c_from_degree | pf_ikss_a_to_degree | pf_ikss_b_to_degree | pf_ikss_c_to_degree | 3xI0 | pf_vm_a_from_pu | pf_vm_b_from_pu | pf_vm_c_from_pu | pf_vm_a_to_pu | pf_vm_b_to_pu | pf_vm_c_to_pu | pf_va_a_from_degree | pf_va_b_from_degree | pf_va_c_from_degree | pf_va_a_to_degree | pf_va_b_to_degree | pf_va_c_to_degree
Line0_1_2 | 2.0306e-06 | 2.0306e-06 | 2.0306e-06 | 1.6929e-06 | 1.6929e-06 | 1.6929e-06 | 4.6895e-07 | 4.6895e-07 | 4.6895e-07 | 3.9096e-07 | 3.9096e-07 | 3.9096e-07 | 7.9199e-09 | 4.104e-07 | -3.6099e-07 | -6.5393e-09 | -3.4686e-07 | 2.9607e-07 | 8.6655e-09 | -6.4965e-07 | -6.6903e-07 | -7.2816e-09 | 5.3859e-07 | 5.6037e-07 | -91.4396 | -91.4394 | -91.4394 | 88.06 | 88.0603 | 88.0603 |  | 0.025033 | 1.6386 | 1.6211 | 0.025033 | 1.6386 | 1.6211 | -43.8657 | -149.1575 | 150.2107 | -43.8657 | -149.1575 | 150.2107
Line10_11_12 | 2.0306e-06 | 2.0306e-06 | 2.0306e-06 | 1.6929e-06 | 1.6929e-06 | 1.6929e-06 | 4.6895e-07 | 4.6895e-07 | 4.6895e-07 | 3.9096e-07 | 3.9096e-07 | 3.9096e-07 | 7.9198e-09 | 4.104e-07 | -3.6099e-07 | -6.5392e-09 | -3.4686e-07 | 2.9607e-07 | 8.6654e-09 | -6.4965e-07 | -6.6903e-07 | -7.2815e-09 | 5.3859e-07 | 5.6037e-07 | -91.4396 | -91.4394 | -91.4394 | 88.06 | 88.0603 | 88.0603 |  | 0.025033 | 1.6386 | 1.6211 | 0.025033 | 1.6386 | 1.6211 | -43.8657 | -149.1575 | 150.2107 | -43.8657 | -149.1575 | 150.2107
Line11_12_13 | 1.6922e-06 | 1.6922e-06 | 1.6922e-06 | 1.3545e-06 | 1.3545e-06 | 1.3545e-06 | 3.9079e-07 | 3.9079e-07 | 3.9079e-07 | 3.128e-07 | 3.128e-07 | 3.128e-07 | 6.5998e-09 | 3.42e-07 | -3.0082e-07 | -5.2193e-09 | -2.7846e-07 | 2.359e-07 | 7.2211e-09 | -5.4137e-07 | -5.5753e-07 | -5.8373e-09 | 4.3032e-07 | 4.4886e-07 | -91.4396 | -91.4394 | -91.4394 | 87.935 | 87.9352 | 87.9352 |  | 0.025033 | 1.6386 | 1.6211 | 0.025033 | 1.6386 | 1.6211 | -43.8657 | -149.1575 | 150.2107 | -43.8657 | -149.1575 | 150.2107
Line12_13_15 | 1.0153e-06 | 1.0153e-06 | 1.0153e-06 | 0 | 0 | 0 | 2.3448e-07 | 2.3448e-07 | 2.3448e-07 | 0 | 0 | 0 | 3.9599e-09 | 2.052e-07 | -1.8049e-07 | -2.5793e-09 | -1.4166e-07 | 1.1557e-07 | 4.3326e-09 | -3.2482e-07 | -3.3452e-07 | -2.9489e-09 | 2.1377e-07 | 2.2585e-07 | -91.4396 | -91.4394 | -91.4394 | 0 | 0 | 0 |  | 0.025033 | 1.6386 | 1.6211 | 0.025033 | 1.6386 | 1.6211 | -43.8657 | -149.1575 | 150.2107 | -43.8657 | -149.1575 | 150.2107
Line13_13_14 | 0 | 0 | 0 | 0 | 0 | 0 | 0 | 0 | 0 | 0 | 0 | 0 | 1.32e-09 | 6.8401e-08 | -6.0165e-08 | 6.0569e-11 | -4.8605e-09 | -4.7558e-09 | 1.4442e-09 | -1.0827e-07 | -1.1151e-07 | -6.0426e-11 | -2.7809e-09 | 2.8413e-09 | 0 | 0 | 0 | 0 | 0 | 0 |  | 0.025033 | 1.6386 | 1.6211 | 0.025033 | 1.6386 | 1.6211 | -43.8657 | -149.1575 | 150.2107 | -43.8657 | -149.1575 | 150.2107
Line14_15_16 | 0 | 0 | 0 | 0 | 0 | 0 | 0 | 0 | 0 | 0 | 0 | 0 | 2.6399e-09 | 1.368e-07 | -1.2033e-07 | -1.2594e-09 | -7.3261e-08 | 5.5409e-08 | 2.8884e-09 | -2.1655e-07 | -2.2301e-07 | -1.5046e-09 | 1.0549e-07 | 1.1435e-07 | 0 | 0 | 0 | 0 | 0 | 0 |  | 0.025033 | 1.6386 | 1.6211 | 0.025033 | 1.6386 | 1.6211 | -43.8657 | -149.1575 | 150.2107 | -43.8657 | -149.1575 | 150.2107
Line15_16_17 | 0 | 0 | 0 | 0 | 0 | 0 | 0 | 0 | 0 | 0 | 0 | 0 | 1.32e-09 | 6.8401e-08 | -6.0165e-08 | 6.0569e-11 | -4.8605e-09 | -4.7558e-09 | 1.4442e-09 | -1.0827e-07 | -1.1151e-07 | -6.0426e-11 | -2.7809e-09 | 2.8413e-09 | 0 | 0 | 0 | 0 | 0 | 0 |  | 0.025033 | 1.6386 | 1.6211 | 0.025033 | 1.6386 | 1.6211 | -43.8657 | -149.1575 | 150.2107 | -43.8657 | -149.1575 | 150.2107
Line16_4_18 | 0.00081316 | 0 | 0 | 0.00081282 | 0 | 0 | 0.00018779 | 0 | 0 | 0.00018771 | 0 | 0 | 3.3153e-06 | 6.8403e-08 | -6.0163e-08 | -3.3033e-06 | -4.8603e-09 | -4.7554e-09 | 3.3158e-06 | -1.0827e-07 | -1.115e-07 | -3.3034e-06 | -2.7807e-09 | 2.8413e-09 | -88.8737 | 0 | 0 | 91.1264 | 0 | 0 |  | 0.024969 | 1.6386 | 1.621 | 0.024887 | 1.6386 | 1.621 | -43.8688 | -149.1564 | 150.211 | -43.8726 | -149.1558 | 150.2111
Line17_5_19 | 0 | 0 | 0 | 0 | 0 | 0 | 0 | 0 | 0 | 0 | 0 | 0 | 1.32e-09 | 6.8401e-08 | -6.0165e-08 | 6.057e-11 | -4.8605e-09 | -4.7558e-09 | 1.4442e-09 | -1.0827e-07 | -1.1151e-07 | -6.0427e-11 | -2.7809e-09 | 2.8413e-09 | 0 | 0 | 0 | 0 | 0 | 0 |  | 0.025033 | 1.6386 | 1.6211 | 0.025033 | 1.6386 | 1.6211 | -43.8657 | -149.1575 | 150.2107 | -43.8657 | -149.1575 | 150.2107
Line1_1_3 | 2.7075e-06 | 2.7075e-06 | 2.7075e-06 | 2.3697e-06 | 2.3697e-06 | 2.3697e-06 | 6.2527e-07 | 6.2527e-07 | 6.2527e-07 | 5.4727e-07 | 5.4727e-07 | 5.4727e-07 | 1.056e-08 | 5.472e-07 | -4.8132e-07 | -9.1793e-09 | -4.8366e-07 | 4.164e-07 | 1.1554e-08 | -8.662e-07 | -8.9204e-07 | -1.017e-08 | 7.5514e-07 | 7.8338e-07 | -91.4396 | -91.4394 | -91.4394 | 88.2029 | 88.2032 | 88.2032 |  | 0.025033 | 1.6386 | 1.6211 | 0.025033 | 1.6386 | 1.6211 | -43.8657 | -149.1575 | 150.2107 | -43.8657 | -149.1575 | 150.2107
Line2_1_4 | 0.00053647 | 0.00027635 | 0.00027635 | 0.00053613 | 0.00027669 | 0.00027669 | 0.00012389 | 6.382e-05 | 6.382e-05 | 0.00012381 | 6.3898e-05 | 6.3898e-05 | 2.1939e-06 | -5.1923e-05 | 5.3071e-05 | -2.1869e-06 | 5.1988e-05 | -5.3135e-05 | 2.1922e-06 | 9.0775e-05 | 8.8808e-05 | -2.1851e-06 | -9.0884e-05 | -8.8916e-05 | -88.8445 | 91.0728 | 91.0728 | 91.1556 | -88.9272 | -88.9272 |  | 0.025033 | 1.6386 | 1.6211 | 0.024969 | 1.6386 | 1.621 | -43.8657 | -149.1575 | 150.2107 | -43.8688 | -149.1564 | 150.211
Line3_1_5 | 0 | 0 | 0 | 0 | 0 | 0 | 0 | 0 | 0 | 0 | 0 | 0 | 2.64e-09 | 1.368e-07 | -1.2033e-07 | -1.2594e-09 | -7.3261e-08 | 5.5409e-08 | 2.8885e-09 | -2.1655e-07 | -2.2301e-07 | -1.5047e-09 | 1.0549e-07 | 1.1435e-07 | 0 | 0 | 0 | 0 | 0 | 0 |  | 0.025033 | 1.6386 | 1.6211 | 0.025033 | 1.6386 | 1.6211 | -43.8657 | -149.1575 | 150.2107 | -43.8657 | -149.1575 | 150.2107
Line4_2_6 | 1.6922e-06 | 1.6922e-06 | 1.6922e-06 | 1.3545e-06 | 1.3545e-06 | 1.3545e-06 | 3.9079e-07 | 3.9079e-07 | 3.9079e-07 | 3.128e-07 | 3.128e-07 | 3.128e-07 | 6.5999e-09 | 3.42e-07 | -3.0082e-07 | -5.2193e-09 | -2.7846e-07 | 2.359e-07 | 7.2212e-09 | -5.4137e-07 | -5.5753e-07 | -5.8374e-09 | 4.3032e-07 | 4.4886e-07 | -91.4396 | -91.4394 | -91.4394 | 87.935 | 87.9353 | 87.9353 |  | 0.025033 | 1.6386 | 1.6211 | 0.025033 | 1.6386 | 1.6211 | -43.8657 | -149.1575 | 150.2107 | -43.8657 | -149.1575 | 150.2107
Line5_6_7 | 1.3537e-06 | 1.3537e-06 | 1.3537e-06 | 1.0161e-06 | 1.0161e-06 | 1.0161e-06 | 3.1263e-07 | 3.1263e-07 | 3.1263e-07 | 2.3465e-07 | 2.3465e-07 | 2.3465e-07 | 5.2799e-09 | 2.736e-07 | -2.4066e-07 | -3.8993e-09 | -2.1006e-07 | 1.7574e-07 | 5.7769e-09 | -4.331e-07 | -4.4602e-07 | -4.3931e-09 | 3.2204e-07 | 3.3736e-07 | -91.4396 | -91.4394 | -91.4394 | 87.7266 | 87.727 | 87.727 |  | 0.025033 | 1.6386 | 1.6211 | 0.025033 | 1.6386 | 1.6211 | -43.8657 | -149.1575 | 150.2107 | -43.8657 | -149.1575 | 150.2107
Line6_7_8 | 1.0153e-06 | 1.0153e-06 | 1.0153e-06 | 0 | 0 | 0 | 2.3448e-07 | 2.3448e-07 | 2.3448e-07 | 0 | 0 | 0 | 3.9599e-09 | 2.052e-07 | -1.8049e-07 | -2.5794e-09 | -1.4166e-07 | 1.1557e-07 | 4.3327e-09 | -3.2482e-07 | -3.3452e-07 | -2.9489e-09 | 2.1377e-07 | 2.2585e-07 | -91.4396 | -91.4394 | -91.4394 | 0 | 0 | 0 |  | 0.025033 | 1.6386 | 1.6211 | 0.025033 | 1.6386 | 1.6211 | -43.8657 | -149.1575 | 150.2107 | -43.8657 | -149.1575 | 150.2107
Line7_8_9 | 0 | 0 | 0 | 0 | 0 | 0 | 0 | 0 | 0 | 0 | 0 | 0 | 1.32e-09 | 6.8401e-08 | -6.0165e-08 | 6.057e-11 | -4.8605e-09 | -4.7558e-09 | 1.4442e-09 | -1.0827e-07 | -1.1151e-07 | -6.0426e-11 | -2.7809e-09 | 2.8413e-09 | 0 | 0 | 0 | 0 | 0 | 0 |  | 0.025033 | 1.6386 | 1.6211 | 0.025033 | 1.6386 | 1.6211 | -43.8657 | -149.1575 | 150.2107 | -43.8657 | -149.1575 | 150.2107
Line8_8_10 | 0 | 0 | 0 | 0 | 0 | 0 | 0 | 0 | 0 | 0 | 0 | 0 | 1.32e-09 | 6.8401e-08 | -6.0165e-08 | 6.057e-11 | -4.8605e-09 | -4.7558e-09 | 1.4442e-09 | -1.0827e-07 | -1.1151e-07 | -6.0426e-11 | -2.7809e-09 | 2.8413e-09 | 0 | 0 | 0 | 0 | 0 | 0 |  | 0.025033 | 1.6386 | 1.6211 | 0.025033 | 1.6386 | 1.6211 | -43.8657 | -149.1575 | 150.2107 | -43.8657 | -149.1575 | 150.2107
Line9_3_11 | 2.3691e-06 | 2.3691e-06 | 2.3691e-06 | 2.0313e-06 | 2.0313e-06 | 2.0313e-06 | 5.4711e-07 | 5.4711e-07 | 5.4711e-07 | 4.6911e-07 | 4.6911e-07 | 4.6911e-07 | 9.2398e-09 | 4.788e-07 | -4.2115e-07 | -7.8592e-09 | -4.1526e-07 | 3.5623e-07 | 1.011e-08 | -7.5792e-07 | -7.8054e-07 | -8.7258e-09 | 6.4687e-07 | 6.7187e-07 | -91.4396 | -91.4394 | -91.4394 | 88.1434 | 88.1436 | 88.1436 |  | 0.025033 | 1.6386 | 1.6211 | 0.025033 | 1.6386 | 1.6211 | -43.8657 | -149.1575 | 150.2107 | -43.8657 | -149.1575 | 150.2107

## LG_min_fault_10
name | pf_ikss_a_from_ka | pf_ikss_b_from_ka | pf_ikss_c_from_ka | pf_ikss_a_to_ka | pf_ikss_b_to_ka | pf_ikss_c_to_ka | pf_skss_a_from_mw | pf_skss_b_from_mw | pf_skss_c_from_mw | pf_skss_a_to_mw | pf_skss_b_to_mw | pf_skss_c_to_mw | pf_p_a_from_mw | pf_p_b_from_mw | pf_p_c_from_mw | pf_p_a_to_mw | pf_p_b_to_mw | pf_p_c_to_mw | pf_q_a_from_mvar | pf_q_b_from_mvar | pf_q_c_from_mvar | pf_q_a_to_mvar | pf_q_b_to_mvar | pf_q_c_to_mvar | pf_ikss_a_from_degree | pf_ikss_b_from_degree | pf_ikss_c_from_degree | pf_ikss_a_to_degree | pf_ikss_b_to_degree | pf_ikss_c_to_degree | 3xI0 | pf_vm_a_from_pu | pf_vm_b_from_pu | pf_vm_c_from_pu | pf_vm_a_to_pu | pf_vm_b_to_pu | pf_vm_c_to_pu | pf_va_a_from_degree | pf_va_b_from_degree | pf_va_c_from_degree | pf_va_a_to_degree | pf_va_b_to_degree | pf_va_c_to_degree
Line0_1_2 | 1.9237e-06 | 1.9237e-06 | 1.9237e-06 | 1.6038e-06 | 1.6038e-06 | 1.6038e-06 | 4.4427e-07 | 4.4427e-07 | 4.4427e-07 | 3.7038e-07 | 3.7038e-07 | 3.7038e-07 | 7.1082e-09 | 3.6834e-07 | -3.2399e-07 | -5.8691e-09 | -3.1131e-07 | 2.6572e-07 | 7.7773e-09 | -5.8306e-07 | -6.0046e-07 | -6.5353e-09 | 4.8339e-07 | 5.0293e-07 | -91.4396 | -91.4394 | -91.4394 | 88.06 | 88.0603 | 88.0603 |  | 0.023716 | 1.5524 | 1.5358 | 0.023716 | 1.5524 | 1.5358 | -43.8657 | -149.1575 | 150.2107 | -43.8657 | -149.1575 | 150.2107
Line10_11_12 | 1.9237e-06 | 1.9237e-06 | 1.9237e-06 | 1.6038e-06 | 1.6038e-06 | 1.6038e-06 | 4.4427e-07 | 4.4427e-07 | 4.4427e-07 | 3.7038e-07 | 3.7038e-07 | 3.7038e-07 | 7.1081e-09 | 3.6834e-07 | -3.2399e-07 | -5.869e-09 | -3.1131e-07 | 2.6572e-07 | 7.7772e-09 | -5.8306e-07 | -6.0046e-07 | -6.5352e-09 | 4.8339e-07 | 5.0293e-07 | -91.4396 | -91.4394 | -91.4394 | 88.06 | 88.0603 | 88.0603 |  | 0.023716 | 1.5524 | 1.5358 | 0.023716 | 1.5524 | 1.5358 | -43.8657 | -149.1575 | 150.2107 | -43.8657 | -149.1575 | 150.2107
Line11_12_13 | 1.6031e-06 | 1.6031e-06 | 1.6031e-06 | 1.2832e-06 | 1.2832e-06 | 1.2832e-06 | 3.7022e-07 | 3.7022e-07 | 3.7022e-07 | 2.9634e-07 | 2.9634e-07 | 2.9634e-07 | 5.9234e-09 | 3.0695e-07 | -2.6999e-07 | -4.6843e-09 | -2.4992e-07 | 2.1172e-07 | 6.481e-09 | -4.8589e-07 | -5.0038e-07 | -5.239e-09 | 3.8621e-07 | 4.0286e-07 | -91.4396 | -91.4394 | -91.4394 | 87.935 | 87.9352 | 87.9352 |  | 0.023716 | 1.5524 | 1.5358 | 0.023715 | 1.5524 | 1.5358 | -43.8657 | -149.1575 | 150.2107 | -43.8657 | -149.1575 | 150.2107
Line12_13_15 | 0 | 0 | 0 | 0 | 0 | 0 | 0 | 0 | 0 | 0 | 0 | 0 | 3.554e-09 | 1.8417e-07 | -1.6199e-07 | -2.315e-09 | -1.2714e-07 | 1.0373e-07 | 3.8886e-09 | -2.9153e-07 | -3.0023e-07 | -2.6466e-09 | 1.9186e-07 | 2.027e-07 | 0 | 0 | 0 | 0 | 0 | 0 |  | 0.023715 | 1.5524 | 1.5358 | 0.023715 | 1.5524 | 1.5358 | -43.8657 | -149.1575 | 150.2107 | -43.8657 | -149.1575 | 150.2107
Line13_13_14 | 0 | 0 | 0 | 0 | 0 | 0 | 0 | 0 | 0 | 0 | 0 | 0 | 1.1847e-09 | 6.139e-08 | -5.3998e-08 | 5.4361e-11 | -4.3623e-09 | -4.2684e-09 | 1.2962e-09 | -9.7177e-08 | -1.0008e-07 | -5.4233e-11 | -2.4959e-09 | 2.5501e-09 | 0 | 0 | 0 | 0 | 0 | 0 |  | 0.023715 | 1.5524 | 1.5358 | 0.023715 | 1.5524 | 1.5358 | -43.8657 | -149.1575 | 150.2107 | -43.8657 | -149.1575 | 150.2107
Line14_15_16 | 0 | 0 | 0 | 0 | 0 | 0 | 0 | 0 | 0 | 0 | 0 | 0 | 2.3693e-09 | 1.2278e-07 | -1.08e-07 | -1.1303e-09 | -6.5752e-08 | 4.973e-08 | 2.5924e-09 | -1.9435e-07 | -2.0015e-07 | -1.3504e-09 | 9.4681e-08 | 1.0263e-07 | 0 | 0 | 0 | 0 | 0 | 0 |  | 0.023715 | 1.5524 | 1.5358 | 0.023715 | 1.5524 | 1.5358 | -43.8657 | -149.1575 | 150.2107 | -43.8657 | -149.1575 | 150.2107
Line15_16_17 | 0 | 0 | 0 | 0 | 0 | 0 | 0 | 0 | 0 | 0 | 0 | 0 | 1.1847e-09 | 6.139e-08 | -5.3998e-08 | 5.4361e-11 | -4.3623e-09 | -4.2684e-09 | 1.2962e-09 | -9.7177e-08 | -1.0008e-07 | -5.4232e-11 | -2.4959e-09 | 2.5501e-09 | 0 | 0 | 0 | 0 | 0 | 0 |  | 0.023715 | 1.5524 | 1.5358 | 0.023715 | 1.5524 | 1.5358 | -43.8657 | -149.1575 | 150.2107 | -43.8657 | -149.1575 | 150.2107
Line16_4_18 | 0.00077036 | 0 | 0 | 0.00077004 | 0 | 0 | 0.00017791 | 0 | 0 | 0.00017783 | 0 | 0 | 2.9755e-06 | 6.1392e-08 | -5.3997e-08 | -2.9648e-06 | -4.3621e-09 | -4.268e-09 | 2.976e-06 | -9.7176e-08 | -1.0008e-07 | -2.9649e-06 | -2.4957e-09 | 2.5501e-09 | -88.8737 | 0 | 0 | 91.1264 | 0 | 0 |  | 0.023655 | 1.5523 | 1.5357 | 0.023578 | 1.5523 | 1.5357 | -43.8688 | -149.1564 | 150.211 | -43.8726 | -149.1558 | 150.2111
Line17_5_19 | 0 | 0 | 0 | 0 | 0 | 0 | 0 | 0 | 0 | 0 | 0 | 0 | 1.1847e-09 | 6.139e-08 | -5.3998e-08 | 5.4362e-11 | -4.3623e-09 | -4.2684e-09 | 1.2962e-09 | -9.7177e-08 | -1.0008e-07 | -5.4234e-11 | -2.4959e-09 | 2.5501e-09 | 0 | 0 | 0 | 0 | 0 | 0 |  | 0.023716 | 1.5524 | 1.5358 | 0.023716 | 1.5524 | 1.5358 | -43.8657 | -149.1575 | 150.2107 | -43.8657 | -149.1575 | 150.2107
Line1_1_3 | 2.565e-06 | 2.565e-06 | 2.565e-06 | 2.245e-06 | 2.245e-06 | 2.245e-06 | 5.9236e-07 | 5.9236e-07 | 5.9236e-07 | 5.1847e-07 | 5.1847e-07 | 5.1847e-07 | 9.4776e-09 | 4.9112e-07 | -4.3199e-07 | -8.2385e-09 | -4.3409e-07 | 3.7372e-07 | 1.037e-08 | -7.7742e-07 | -8.0061e-07 | -9.1277e-09 | 6.7775e-07 | 7.0309e-07 | -91.4396 | -91.4394 | -91.4394 | 88.2029 | 88.2032 | 88.2032 |  | 0.023716 | 1.5524 | 1.5358 | 0.023716 | 1.5524 | 1.5358 | -43.8657 | -149.1575 | 150.2107 | -43.8657 | -149.1575 | 150.2107
Line2_1_4 | 0.00050824 | 0.00026181 | 0.00026181 | 0.00050792 | 0.00026213 | 0.00026213 | 0.00011737 | 6.0461e-05 | 6.0461e-05 | 0.0001173 | 6.0535e-05 | 6.0535e-05 | 1.969e-06 | -4.6602e-05 | 4.7632e-05 | -1.9628e-06 | 4.666e-05 | -4.7689e-05 | 1.9676e-06 | 8.1471e-05 | 7.9706e-05 | -1.9611e-06 | -8.1569e-05 | -7.9802e-05 | -88.8445 | 91.0728 | 91.0728 | 91.1556 | -88.9272 | -88.9272 |  | 0.023716 | 1.5524 | 1.5358 | 0.023655 | 1.5523 | 1.5357 | -43.8657 | -149.1575 | 150.2107 | -43.8688 | -149.1564 | 150.211
Line3_1_5 | 0 | 0 | 0 | 0 | 0 | 0 | 0 | 0 | 0 | 0 | 0 | 0 | 2.3694e-09 | 1.2278e-07 | -1.08e-07 | -1.1303e-09 | -6.5752e-08 | 4.973e-08 | 2.5924e-09 | -1.9435e-07 | -2.0015e-07 | -1.3505e-09 | 9.4681e-08 | 1.0263e-07 | 0 | 0 | 0 | 0 | 0 | 0 |  | 0.023716 | 1.5524 | 1.5358 | 0.023716 | 1.5524 | 1.5358 | -43.8657 | -149.1575 | 150.2107 | -43.8657 | -149.1575 | 150.2107
Line4_2_6 | 1.6031e-06 | 1.6031e-06 | 1.6031e-06 | 1.2832e-06 | 1.2832e-06 | 1.2832e-06 | 3.7022e-07 | 3.7022e-07 | 3.7022e-07 | 2.9634e-07 | 2.9634e-07 | 2.9634e-07 | 5.9235e-09 | 3.0695e-07 | -2.6999e-07 | -4.6844e-09 | -2.4992e-07 | 2.1172e-07 | 6.4811e-09 | -4.8589e-07 | -5.0038e-07 | -5.2391e-09 | 3.8621e-07 | 4.0286e-07 | -91.4396 | -91.4394 | -91.4394 | 87.935 | 87.9353 | 87.9353 |  | 0.023716 | 1.5524 | 1.5358 | 0.023716 | 1.5524 | 1.5358 | -43.8657 | -149.1575 | 150.2107 | -43.8657 | -149.1575 | 150.2107
Line5_6_7 | 1.2825e-06 | 1.2825e-06 | 1.2825e-06 | 0 | 0 | 0 | 2.9618e-07 | 2.9618e-07 | 2.9618e-07 | 0 | 0 | 0 | 4.7387e-09 | 2.4556e-07 | -2.1599e-07 | -3.4997e-09 | -1.8853e-07 | 1.5773e-07 | 5.1848e-09 | -3.8871e-07 | -4.0031e-07 | -3.9428e-09 | 2.8904e-07 | 3.0278e-07 | -91.4396 | -91.4394 | -91.4394 | 0 | 0 | 0 |  | 0.023716 | 1.5524 | 1.5358 | 0.023716 | 1.5524 | 1.5358 | -43.8657 | -149.1575 | 150.2107 | -43.8657 | -149.1575 | 150.2107
Line6_7_8 | 0 | 0 | 0 | 0 | 0 | 0 | 0 | 0 | 0 | 0 | 0 | 0 | 3.554e-09 | 1.8417e-07 | -1.6199e-07 | -2.315e-09 | -1.2714e-07 | 1.0373e-07 | 3.8886e-09 | -2.9153e-07 | -3.0023e-07 | -2.6466e-09 | 1.9186e-07 | 2.027e-07 | 0 | 0 | 0 | 0 | 0 | 0 |  | 0.023716 | 1.5524 | 1.5358 | 0.023716 | 1.5524 | 1.5358 | -43.8657 | -149.1575 | 150.2107 | -43.8657 | -149.1575 | 150.2107
Line7_8_9 | 0 | 0 | 0 | 0 | 0 | 0 | 0 | 0 | 0 | 0 | 0 | 0 | 1.1847e-09 | 6.139e-08 | -5.3998e-08 | 5.4362e-11 | -4.3623e-09 | -4.2684e-09 | 1.2962e-09 | -9.7177e-08 | -1.0008e-07 | -5.4233e-11 | -2.4959e-09 | 2.5501e-09 | 0 | 0 | 0 | 0 | 0 | 0 |  | 0.023716 | 1.5524 | 1.5358 | 0.023716 | 1.5524 | 1.5358 | -43.8657 | -149.1575 | 150.2107 | -43.8657 | -149.1575 | 150.2107
Line8_8_10 | 0 | 0 | 0 | 0 | 0 | 0 | 0 | 0 | 0 | 0 | 0 | 0 | 1.1847e-09 | 6.139e-08 | -5.3998e-08 | 5.4362e-11 | -4.3623e-09 | -4.2684e-09 | 1.2962e-09 | -9.7177e-08 | -1.0008e-07 | -5.4233e-11 | -2.4959e-09 | 2.5501e-09 | 0 | 0 | 0 | 0 | 0 | 0 |  | 0.023716 | 1.5524 | 1.5358 | 0.023716 | 1.5524 | 1.5358 | -43.8657 | -149.1575 | 150.2107 | -43.8657 | -149.1575 | 150.2107
Line9_3_11 | 2.2444e-06 | 2.2444e-06 | 2.2444e-06 | 1.9244e-06 | 1.9244e-06 | 1.9244e-06 | 5.1831e-07 | 5.1831e-07 | 5.1831e-07 | 4.4442e-07 | 4.4442e-07 | 4.4442e-07 | 8.2928e-09 | 4.2973e-07 | -3.7799e-07 | -7.0537e-09 | -3.727e-07 | 3.1972e-07 | 9.0735e-09 | -6.8024e-07 | -7.0054e-07 | -7.8315e-09 | 5.8057e-07 | 6.0301e-07 | -91.4396 | -91.4394 | -91.4394 | 88.1434 | 88.1436 | 88.1436 |  | 0.023716 | 1.5524 | 1.5358 | 0.023716 | 1.5524 | 1.5358 | -43.8657 | -149.1575 | 150.2107 | -43.8657 | -149.1575 | 150.2107

## LLG_max_6
name | pf_ikss_a_from_ka | pf_ikss_b_from_ka | pf_ikss_c_from_ka | pf_ikss_a_to_ka | pf_ikss_b_to_ka | pf_ikss_c_to_ka | pf_skss_a_from_mw | pf_skss_b_from_mw | pf_skss_c_from_mw | pf_skss_a_to_mw | pf_skss_b_to_mw | pf_skss_c_to_mw | pf_p_a_from_mw | pf_p_b_from_mw | pf_p_c_from_mw | pf_p_a_to_mw | pf_p_b_to_mw | pf_p_c_to_mw | pf_q_a_from_mvar | pf_q_b_from_mvar | pf_q_c_from_mvar | pf_q_a_to_mvar | pf_q_b_to_mvar | pf_q_c_to_mvar | pf_ikss_a_from_degree | pf_ikss_b_from_degree | pf_ikss_c_from_degree | pf_ikss_a_to_degree | pf_ikss_b_to_degree | pf_ikss_c_to_degree | 3xI0 | pf_vm_a_from_pu | pf_vm_b_from_pu | pf_vm_c_from_pu | pf_vm_a_to_pu | pf_vm_b_to_pu | pf_vm_c_to_pu | pf_va_a_from_degree | pf_va_b_from_degree | pf_va_c_from_degree | pf_va_a_to_degree | pf_va_b_to_degree | pf_va_c_to_degree
Line0_1_2 | 1.1437e-06 | 1.1726e-06 | 1.1149e-06 | 0 | 0 | 0 | 2.6413e-07 | 2.708e-07 | 2.5748e-07 | 0 | 0 | 0 | 1.8184e-08 | -1.6388e-07 | 1.5602e-07 | -1.8185e-08 | 1.3737e-07 | -1.2952e-07 | -4.156e-07 | 1.5329e-08 | -1.2178e-08 | 3.4633e-07 | -1.1875e-08 | 8.7262e-09 | 87.4951 | 87.9224 | 87.0455 | 0 | 0 | 0 |  | 1.575 | 0.6078 | 0.60782 | 1.575 | 0.6078 | 0.60782 | 0.00042637 | -97.4213 | 82.5826 | 0.00042547 | -97.4213 | 82.5826
Line10_11_12 | 1.1437e-06 | 1.1726e-06 | 1.1149e-06 | 0 | 0 | 0 | 2.6413e-07 | 2.708e-07 | 2.5748e-07 | 0 | 0 | 0 | 1.8184e-08 | -1.6388e-07 | 1.5602e-07 | -1.8185e-08 | 1.3737e-07 | -1.2952e-07 | -4.156e-07 | 1.5329e-08 | -1.2178e-08 | 3.4633e-07 | -1.1875e-08 | 8.7262e-09 | 87.4951 | 87.9224 | 87.0455 | 0 | 0 | 0 |  | 1.575 | 0.6078 | 0.60782 | 1.575 | 0.6078 | 0.60782 | 0.00042407 | -97.4213 | 82.5826 | 0.00042317 | -97.4213 | 82.5826
Line11_12_13 | 0 | 0 | 0 | 0 | 0 | 0 | 0 | 0 | 0 | 0 | 0 | 0 | 1.5153e-08 | -1.3657e-07 | 1.3002e-07 | -1.5154e-08 | 1.1006e-07 | -1.0351e-07 | -3.4633e-07 | 1.2774e-08 | -1.0148e-08 | 2.7707e-07 | -9.3205e-09 | 6.6966e-09 | 0 | 0 | 0 | 0 | 0 | 0 |  | 1.575 | 0.6078 | 0.60782 | 1.575 | 0.6078 | 0.60782 | 0.00042317 | -97.4213 | 82.5826 | 0.00042243 | -97.4213 | 82.5826
Line12_13_15 | 0 | 0 | 0 | 0 | 0 | 0 | 0 | 0 | 0 | 0 | 0 | 0 | 9.0921e-09 | -8.194e-08 | 7.8012e-08 | -9.0929e-09 | 5.5433e-08 | -5.1504e-08 | -2.078e-07 | 7.6643e-09 | -6.0889e-09 | 1.3853e-07 | -4.211e-09 | 2.6374e-09 | 0 | 0 | 0 | 0 | 0 | 0 |  | 1.575 | 0.6078 | 0.60782 | 1.575 | 0.6078 | 0.60782 | 0.00042243 | -97.4213 | 82.5826 | 0.00042202 | -97.4213 | 82.5826
Line13_13_14 | 0 | 0 | 0 | 0 | 0 | 0 | 0 | 0 | 0 | 0 | 0 | 0 | 3.0307e-09 | -2.7313e-08 | 2.6004e-08 | -3.0315e-09 | 8.0613e-10 | 5.0396e-10 | -6.9267e-08 | 2.5548e-09 | -2.0296e-09 | 4.5031e-14 | 8.9846e-10 | -1.4219e-09 | 0 | 0 | 0 | 0 | 0 | 0 |  | 1.575 | 0.6078 | 0.60782 | 1.575 | 0.6078 | 0.60782 | 0.00042243 | -97.4213 | 82.5826 | 0.00042234 | -97.4213 | 82.5826
Line14_15_16 | 0 | 0 | 0 | 0 | 0 | 0 | 0 | 0 | 0 | 0 | 0 | 0 | 6.0614e-09 | -5.4627e-08 | 5.2008e-08 | -6.0622e-09 | 2.8119e-08 | -2.55e-08 | -1.3853e-07 | 5.1095e-09 | -4.0592e-09 | 6.9267e-08 | -1.6563e-09 | 6.0774e-10 | 0 | 0 | 0 | 0 | 0 | 0 |  | 1.575 | 0.6078 | 0.60782 | 1.575 | 0.6078 | 0.60782 | 0.00042202 | -97.4213 | 82.5826 | 0.00042176 | -97.4213 | 82.5826
Line15_16_17 | 0 | 0 | 0 | 0 | 0 | 0 | 0 | 0 | 0 | 0 | 0 | 0 | 3.0307e-09 | -2.7313e-08 | 2.6004e-08 | -3.0315e-09 | 8.0613e-10 | 5.0396e-10 | -6.9267e-08 | 2.5547e-09 | -2.0296e-09 | 4.53e-14 | 8.9846e-10 | -1.4219e-09 | 0 | 0 | 0 | 0 | 0 | 0 |  | 1.575 | 0.6078 | 0.60782 | 1.575 | 0.6078 | 0.60782 | 0.00042176 | -97.4213 | 82.5826 | 0.00042168 | -97.4213 | 82.5826
Line16_4_18 | 0 | 3.1386 | 3.1388 | 0 | 3.1386 | 3.1388 | 0 | 0.72484 | 0.72487 | 0 | 0.72484 | 0.72487 | 3.031e-09 | 0.098507 | 0.098524 | -3.0314e-09 | 1.4736e-11 | -1.4491e-11 | -6.9267e-08 | 0.19702 | 0.19704 | 8.3461e-14 | 2.6357e-11 | -2.6851e-11 | 0 | -160.8582 | 19.1497 | 0 | 19.1418 | -160.8503 |  | 1.5749 | 0.3039 | 0.30391 | 1.5749 | 0 | 0 | 0.00066895 | -97.422 | 82.5833 | 0.00078881 | 0 | 0
Line17_5_19 | 0 | 0 | 0 | 0 | 0 | 0 | 0 | 0 | 0 | 0 | 0 | 0 | 3.0307e-09 | -2.7313e-08 | 2.6004e-08 | -3.0315e-09 | 8.0613e-10 | 5.0396e-10 | -6.9267e-08 | 2.5548e-09 | -2.0296e-09 | 4.5769e-14 | 8.9846e-10 | -1.4219e-09 | 0 | 0 | 0 | 0 | 0 | 0 |  | 1.575 | 0.6078 | 0.60782 | 1.575 | 0.6078 | 0.60782 | 0.00042612 | -97.4213 | 82.5826 | 0.00042603 | -97.4213 | 82.5826
Line1_1_3 | 1.525e-06 | 1.5635e-06 | 1.4865e-06 | 1.3347e-06 | 1.3732e-06 | 1.2964e-06 | 3.5218e-07 | 3.6107e-07 | 3.433e-07 | 3.0825e-07 | 3.1712e-07 | 2.9939e-07 | 2.4246e-08 | -2.1851e-07 | 2.0803e-07 | -2.4246e-08 | 1.92e-07 | -1.8152e-07 | -5.5413e-07 | 2.0438e-08 | -1.6237e-08 | 4.8487e-07 | -1.6985e-08 | 1.2785e-08 | 87.4951 | 87.9224 | 87.0455 | -92.8623 | -92.3659 | -93.3885 |  | 1.575 | 0.6078 | 0.60782 | 1.575 | 0.6078 | 0.60782 | 0.00042637 | -97.4213 | 82.5826 | 0.00042514 | -97.4213 | 82.5826
Line2_1_4 | 0.00015565 | 3.1387 | 3.1387 | 0.00015584 | 3.1387 | 3.1387 | 3.5946e-05 | 0.72485 | 0.72486 | 3.599e-05 | 0.72485 | 0.72486 | 6.7771e-09 | 0.19703 | 0.19703 | -6.5379e-09 | -0.098518 | -0.098513 | 5.6614e-05 | 0.39405 | 0.39407 | -5.6682e-05 | -0.19702 | -0.19704 | -89.9927 | -160.8555 | 19.147 | 90.0073 | 19.1445 | -160.853 |  | 1.575 | 0.6078 | 0.60782 | 1.5749 | 0.3039 | 0.30391 | 0.00042637 | -97.4213 | 82.5826 | 0.00066895 | -97.422 | 82.5833
Line3_1_5 | 0 | 0 | 0 | 0 | 0 | 0 | 0 | 0 | 0 | 0 | 0 | 0 | 6.0614e-09 | -5.4627e-08 | 5.2008e-08 | -6.0622e-09 | 2.8119e-08 | -2.55e-08 | -1.3853e-07 | 5.1095e-09 | -4.0592e-09 | 6.9267e-08 | -1.6563e-09 | 6.0774e-10 | 0 | 0 | 0 | 0 | 0 | 0 |  | 1.575 | 0.6078 | 0.60782 | 1.575 | 0.6078 | 0.60782 | 0.00042637 | -97.4213 | 82.5826 | 0.00042612 | -97.4213 | 82.5826
Line4_2_6 | 0 | 0 | 0 | 0 | 0 | 0 | 0 | 0 | 0 | 0 | 0 | 0 | 1.5153e-08 | -1.3657e-07 | 1.3002e-07 | -1.5154e-08 | 1.1006e-07 | -1.0351e-07 | -3.4633e-07 | 1.2774e-08 | -1.0148e-08 | 2.7707e-07 | -9.3206e-09 | 6.6966e-09 | 0 | 0 | 0 | 0 | 0 | 0 |  | 1.575 | 0.6078 | 0.60782 | 1.575 | 0.6078 | 0.60782 | 0.00042547 | -97.4213 | 82.5826 | 0.00042473 | -97.4213 | 82.5826
Line5_6_7 | 0 | 0 | 0 | 0 | 0 | 0 | 0 | 0 | 0 | 0 | 0 | 0 | 1.2123e-08 | -1.0925e-07 | 1.0402e-07 | -1.2124e-08 | 8.2746e-08 | -7.7508e-08 | -2.7707e-07 | 1.0219e-08 | -8.1185e-09 | 2.078e-07 | -6.7658e-09 | 4.667e-09 | 0 | 0 | 0 | 0 | 0 | 0 |  | 1.575 | 0.6078 | 0.60782 | 1.575 | 0.6078 | 0.60782 | 0.00042473 | -97.4213 | 82.5826 | 0.00042415 | -97.4213 | 82.5826
Line6_7_8 | 0 | 0 | 0 | 0 | 0 | 0 | 0 | 0 | 0 | 0 | 0 | 0 | 9.0921e-09 | -8.194e-08 | 7.8012e-08 | -9.0929e-09 | 5.5433e-08 | -5.1504e-08 | -2.078e-07 | 7.6643e-09 | -6.0889e-09 | 1.3853e-07 | -4.211e-09 | 2.6374e-09 | 0 | 0 | 0 | 0 | 0 | 0 |  | 1.575 | 0.6078 | 0.60782 | 1.575 | 0.6078 | 0.60782 | 0.00042415 | -97.4213 | 82.5826 | 0.00042374 | -97.4213 | 82.5826
Line7_8_9 | 0 | 0 | 0 | 0 | 0 | 0 | 0 | 0 | 0 | 0 | 0 | 0 | 3.0307e-09 | -2.7313e-08 | 2.6004e-08 | -3.0315e-09 | 8.0613e-10 | 5.0396e-10 | -6.9267e-08 | 2.5548e-09 | -2.0296e-09 | 4.4729e-14 | 8.9846e-10 | -1.4219e-09 | 0 | 0 | 0 | 0 | 0 | 0 |  | 1.575 | 0.6078 | 0.60782 | 1.575 | 0.6078 | 0.60782 | 0.00042374 | -97.4213 | 82.5826 | 0.00042365 | -97.4213 | 82.5826
Line8_8_10 | 0 | 0 | 0 | 0 | 0 | 0 | 0 | 0 | 0 | 0 | 0 | 0 | 3.0307e-09 | -2.7313e-08 | 2.6004e-08 | -3.0315e-09 | 8.0613e-10 | 5.0396e-10 | -6.9267e-08 | 2.5548e-09 | -2.0296e-09 | 4.4846e-14 | 8.9846e-10 | -1.4219e-09 | 0 | 0 | 0 | 0 | 0 | 0 |  | 1.575 | 0.6078 | 0.60782 | 1.575 | 0.6078 | 0.60782 | 0.00042374 | -97.4213 | 82.5826 | 0.00042365 | -97.4213 | 82.5826
Line9_3_11 | 1.3343e-06 | 1.3681e-06 | 1.3007e-06 | 1.1441e-06 | 1.1778e-06 | 1.1106e-06 | 3.0815e-07 | 3.1594e-07 | 3.0039e-07 | 2.6422e-07 | 2.7199e-07 | 2.5648e-07 | 2.1215e-08 | -1.9119e-07 | 1.8203e-07 | -2.1216e-08 | 1.6469e-07 | -1.5552e-07 | -4.8487e-07 | 1.7883e-08 | -1.4207e-08 | 4.156e-07 | -1.443e-08 | 1.0756e-08 | 87.4951 | 87.9224 | 87.0455 | -92.9219 | -92.4137 | -93.4611 |  | 1.575 | 0.6078 | 0.60782 | 1.575 | 0.6078 | 0.60782 | 0.00042514 | -97.4213 | 82.5826 | 0.00042407 | -97.4213 | 82.5826

## LLG_max_10
name | pf_ikss_a_from_ka | pf_ikss_b_from_ka | pf_ikss_c_from_ka | pf_ikss_a_to_ka | pf_ikss_b_to_ka | pf_ikss_c_to_ka | pf_skss_a_from_mw | pf_skss_b_from_mw | pf_skss_c_from_mw | pf_skss_a_to_mw | pf_skss_b_to_mw | pf_skss_c_to_mw | pf_p_a_from_mw | pf_p_b_from_mw | pf_p_c_from_mw | pf_p_a_to_mw | pf_p_b_to_mw | pf_p_c_to_mw | pf_q_a_from_mvar | pf_q_b_from_mvar | pf_q_c_from_mvar | pf_q_a_to_mvar | pf_q_b_to_mvar | pf_q_c_to_mvar | pf_ikss_a_from_degree | pf_ikss_b_from_degree | pf_ikss_c_from_degree | pf_ikss_a_to_degree | pf_ikss_b_to_degree | pf_ikss_c_to_degree | 3xI0 | pf_vm_a_from_pu | pf_vm_b_from_pu | pf_vm_c_from_pu | pf_vm_a_to_pu | pf_vm_b_to_pu | pf_vm_c_to_pu | pf_va_a_from_degree | pf_va_b_from_degree | pf_va_c_from_degree | pf_va_a_to_degree | pf_va_b_to_degree | pf_va_c_to_degree
Line0_1_2 | 1.1982e-06 | 1.2294e-06 | 1.167e-06 | 0 | 1.0301e-06 | 0 | 2.7671e-07 | 2.8392e-07 | 2.6951e-07 | 0 | 2.3788e-07 | 0 | 1.9957e-08 | -1.7711e-07 | 1.6836e-07 | -1.9958e-08 | 1.4849e-07 | -1.3974e-07 | -4.5612e-07 | 1.7306e-08 | -1.3797e-08 | 3.801e-07 | -1.346e-08 | 9.9534e-09 | 87.4951 | 87.9294 | 87.0374 | 0 | -92.4718 | 0 |  | 1.65 | 0.62675 | 0.62677 | 1.65 | 0.62675 | 0.62677 | 0.00042964 | -97.6515 | 82.3525 | 0.00042873 | -97.6515 | 82.3525
Line10_11_12 | 1.1982e-06 | 1.2294e-06 | 1.167e-06 | 0 | 1.0301e-06 | 0 | 2.7671e-07 | 2.8392e-07 | 2.6951e-07 | 0 | 2.3788e-07 | 0 | 1.9957e-08 | -1.7711e-07 | 1.6836e-07 | -1.9958e-08 | 1.4849e-07 | -1.3974e-07 | -4.5612e-07 | 1.7306e-08 | -1.3797e-08 | 3.801e-07 | -1.346e-08 | 9.9534e-09 | 87.4951 | 87.9294 | 87.0374 | 0 | -92.4718 | 0 |  | 1.65 | 0.62675 | 0.62677 | 1.65 | 0.62675 | 0.62677 | 0.00042734 | -97.6515 | 82.3525 | 0.00042643 | -97.6515 | 82.3525
Line11_12_13 | 0 | 1.0245e-06 | 0 | 0 | 0 | 0 | 0 | 2.366e-07 | 0 | 0 | 0 | 0 | 1.6631e-08 | -1.4759e-07 | 1.403e-07 | -1.6632e-08 | 1.1897e-07 | -1.1168e-07 | -3.801e-07 | 1.4421e-08 | -1.1497e-08 | 3.0408e-07 | -1.0576e-08 | 7.6539e-09 | 0 | 87.9294 | 0 | 0 | 0 | 0 |  | 1.65 | 0.62675 | 0.62677 | 1.65 | 0.62675 | 0.62677 | 0.00042643 | -97.6515 | 82.3525 | 0.00042569 | -97.6515 | 82.3525
Line12_13_15 | 0 | 0 | 0 | 0 | 0 | 0 | 0 | 0 | 0 | 0 | 0 | 0 | 9.9786e-09 | -8.8553e-08 | 8.4179e-08 | -9.9795e-09 | 5.9933e-08 | -5.5558e-08 | -2.2806e-07 | 8.6528e-09 | -6.8985e-09 | 1.5204e-07 | -4.8073e-09 | 3.0549e-09 | 0 | 0 | 0 | 0 | 0 | 0 |  | 1.65 | 0.62675 | 0.62677 | 1.65 | 0.62675 | 0.62677 | 0.00042569 | -97.6515 | 82.3525 | 0.00042528 | -97.6515 | 82.3525
Line13_13_14 | 0 | 0 | 0 | 0 | 0 | 0 | 0 | 0 | 0 | 0 | 0 | 0 | 3.3262e-09 | -2.9518e-08 | 2.806e-08 | -3.3271e-09 | 8.9769e-10 | 5.6119e-10 | -7.6021e-08 | 2.8843e-09 | -2.2995e-09 | 5.0146e-14 | 9.6121e-10 | -1.5441e-09 | 0 | 0 | 0 | 0 | 0 | 0 |  | 1.65 | 0.62675 | 0.62677 | 1.65 | 0.62675 | 0.62677 | 0.00042569 | -97.6515 | 82.3525 | 0.00042561 | -97.6515 | 82.3525
Line14_15_16 | 0 | 0 | 0 | 0 | 0 | 0 | 0 | 0 | 0 | 0 | 0 | 0 | 6.6524e-09 | -5.9035e-08 | 5.6119e-08 | -6.6533e-09 | 3.0415e-08 | -2.7499e-08 | -1.5204e-07 | 5.7685e-09 | -4.599e-09 | 7.6021e-08 | -1.923e-09 | 7.5541e-10 | 0 | 0 | 0 | 0 | 0 | 0 |  | 1.65 | 0.62675 | 0.62677 | 1.65 | 0.62675 | 0.62677 | 0.00042528 | -97.6515 | 82.3525 | 0.00042503 | -97.6515 | 82.3525
Line15_16_17 | 0 | 0 | 0 | 0 | 0 | 0 | 0 | 0 | 0 | 0 | 0 | 0 | 3.3262e-09 | -2.9518e-08 | 2.806e-08 | -3.3271e-09 | 8.9769e-10 | 5.6119e-10 | -7.6021e-08 | 2.8843e-09 | -2.2995e-09 | 4.9696e-14 | 9.6121e-10 | -1.5441e-09 | 0 | 0 | 0 | 0 | 0 | 0 |  | 1.65 | 0.62675 | 0.62677 | 1.65 | 0.62675 | 0.62677 | 0.00042503 | -97.6515 | 82.3525 | 0.00042494 | -97.6515 | 82.3525
Line16_4_18 | 0 | 3.2365 | 3.2367 | 0 | 3.2365 | 3.2367 | 0 | 0.74744 | 0.74747 | 0 | 0.74744 | 0.74747 | 3.3266e-09 | 0.10475 | 0.10476 | -3.327e-09 | 2.8868e-11 | -2.855e-11 | -7.602e-08 | 0.2095 | 0.20951 | 9.2247e-14 | 9.7411e-12 | -8.0791e-12 | 0 | -161.0885 | 18.9196 | 0 | 18.9116 | -161.0804 |  | 1.6499 | 0.31338 | 0.31339 | 1.6499 | 0 | 0 | 0.00067222 | -97.6522 | 82.3532 | 0.00079207 | 0 | 0
Line17_5_19 | 0 | 0 | 0 | 0 | 0 | 0 | 0 | 0 | 0 | 0 | 0 | 0 | 3.3262e-09 | -2.9518e-08 | 2.806e-08 | -3.3271e-09 | 8.9769e-10 | 5.6119e-10 | -7.602e-08 | 2.8843e-09 | -2.2995e-09 | 5.042e-14 | 9.6121e-10 | -1.5441e-09 | 0 | 0 | 0 | 0 | 0 | 0 |  | 1.65 | 0.62675 | 0.62677 | 1.65 | 0.62675 | 0.62677 | 0.00042938 | -97.6515 | 82.3525 | 0.0004293 | -97.6515 | 82.3525
Line1_1_3 | 1.5976e-06 | 1.6392e-06 | 1.556e-06 | 1.3983e-06 | 1.4399e-06 | 1.3568e-06 | 3.6895e-07 | 3.7856e-07 | 3.5935e-07 | 3.2292e-07 | 3.3252e-07 | 3.1335e-07 | 2.661e-08 | -2.3614e-07 | 2.2448e-07 | -2.6611e-08 | 2.0752e-07 | -1.9586e-07 | -6.0816e-07 | 2.3074e-08 | -1.8396e-08 | 5.3214e-07 | -1.9229e-08 | 1.4552e-08 | 87.4951 | 87.9294 | 87.0374 | -92.8623 | -92.3576 | -93.3982 |  | 1.65 | 0.62675 | 0.62677 | 1.65 | 0.62675 | 0.62677 | 0.00042964 | -97.6515 | 82.3525 | 0.00042841 | -97.6515 | 82.3525
Line2_1_4 | 0.00016306 | 3.2366 | 3.2366 | 0.00016326 | 3.2366 | 3.2366 | 3.7658e-05 | 0.74745 | 0.74746 | 3.7704e-05 | 0.74745 | 0.74746 | 7.4378e-09 | 0.20951 | 0.20951 | -7.1753e-09 | -0.10476 | -0.10475 | 6.2134e-05 | 0.41901 | 0.41903 | -6.2209e-05 | -0.2095 | -0.20952 | -89.9927 | -161.0857 | 18.9169 | 90.0073 | 18.9143 | -161.0831 |  | 1.65 | 0.62675 | 0.62677 | 1.6499 | 0.31338 | 0.31339 | 0.00042964 | -97.6515 | 82.3525 | 0.00067222 | -97.6522 | 82.3532
Line3_1_5 | 0 | 0 | 0 | 0 | 0 | 0 | 0 | 0 | 0 | 0 | 0 | 0 | 6.6524e-09 | -5.9035e-08 | 5.6119e-08 | -6.6533e-09 | 3.0415e-08 | -2.7499e-08 | -1.5204e-07 | 5.7685e-09 | -4.599e-09 | 7.6021e-08 | -1.9231e-09 | 7.5541e-10 | 0 | 0 | 0 | 0 | 0 | 0 |  | 1.65 | 0.62675 | 0.62677 | 1.65 | 0.62675 | 0.62677 | 0.00042964 | -97.6515 | 82.3525 | 0.00042938 | -97.6515 | 82.3525
Line4_2_6 | 0 | 1.0245e-06 | 0 | 0 | 0 | 0 | 0 | 2.366e-07 | 0 | 0 | 0 | 0 | 1.6631e-08 | -1.4759e-07 | 1.403e-07 | -1.6632e-08 | 1.1897e-07 | -1.1168e-07 | -3.801e-07 | 1.4421e-08 | -1.1497e-08 | 3.0408e-07 | -1.0576e-08 | 7.6539e-09 | 0 | 87.9294 | 0 | 0 | 0 | 0 |  | 1.65 | 0.62675 | 0.62677 | 1.65 | 0.62675 | 0.62677 | 0.00042873 | -97.6515 | 82.3525 | 0.00042799 | -97.6515 | 82.3525
Line5_6_7 | 0 | 0 | 0 | 0 | 0 | 0 | 0 | 0 | 0 | 0 | 0 | 0 | 1.3305e-08 | -1.1807e-07 | 1.1224e-07 | -1.3306e-08 | 8.9451e-08 | -8.3618e-08 | -3.0408e-07 | 1.1537e-08 | -9.198e-09 | 2.2806e-07 | -7.6916e-09 | 5.3544e-09 | 0 | 0 | 0 | 0 | 0 | 0 |  | 1.65 | 0.62675 | 0.62677 | 1.65 | 0.62675 | 0.62677 | 0.00042799 | -97.6515 | 82.3525 | 0.00042741 | -97.6515 | 82.3525
Line6_7_8 | 0 | 0 | 0 | 0 | 0 | 0 | 0 | 0 | 0 | 0 | 0 | 0 | 9.9786e-09 | -8.8553e-08 | 8.4179e-08 | -9.9795e-09 | 5.9933e-08 | -5.5558e-08 | -2.2806e-07 | 8.6528e-09 | -6.8985e-09 | 1.5204e-07 | -4.8073e-09 | 3.0549e-09 | 0 | 0 | 0 | 0 | 0 | 0 |  | 1.65 | 0.62675 | 0.62677 | 1.65 | 0.62675 | 0.62677 | 0.00042741 | -97.6515 | 82.3525 | 0.000427 | -97.6515 | 82.3525
Line7_8_9 | 0 | 0 | 0 | 0 | 0 | 0 | 0 | 0 | 0 | 0 | 0 | 0 | 3.3262e-09 | -2.9518e-08 | 2.806e-08 | -3.3271e-09 | 8.9769e-10 | 5.6119e-10 | -7.602e-08 | 2.8843e-09 | -2.2995e-09 | 4.9581e-14 | 9.6121e-10 | -1.5441e-09 | 0 | 0 | 0 | 0 | 0 | 0 |  | 1.65 | 0.62675 | 0.62677 | 1.65 | 0.62675 | 0.62677 | 0.000427 | -97.6515 | 82.3525 | 0.00042691 | -97.6515 | 82.3525
Line8_8_10 | 0 | 0 | 0 | 0 | 0 | 0 | 0 | 0 | 0 | 0 | 0 | 0 | 3.3262e-09 | -2.9518e-08 | 2.806e-08 | -3.3271e-09 | 8.9769e-10 | 5.6119e-10 | -7.602e-08 | 2.8843e-09 | -2.2995e-09 | 4.9459e-14 | 9.6121e-10 | -1.5441e-09 | 0 | 0 | 0 | 0 | 0 | 0 |  | 1.65 | 0.62675 | 0.62677 | 1.65 | 0.62675 | 0.62677 | 0.000427 | -97.6515 | 82.3525 | 0.00042691 | -97.6515 | 82.3525
Line9_3_11 | 1.3979e-06 | 1.4343e-06 | 1.3615e-06 | 1.1986e-06 | 1.235e-06 | 1.1623e-06 | 3.2283e-07 | 3.3124e-07 | 3.1443e-07 | 2.7681e-07 | 2.852e-07 | 2.6843e-07 | 2.3283e-08 | -2.0662e-07 | 1.9642e-07 | -2.3284e-08 | 1.78e-07 | -1.678e-07 | -5.3214e-07 | 2.019e-08 | -1.6096e-08 | 4.5612e-07 | -1.6344e-08 | 1.2253e-08 | 87.4951 | 87.9294 | 87.0374 | -92.9219 | -92.4053 | -93.4711 |  | 1.65 | 0.62675 | 0.62677 | 1.65 | 0.62675 | 0.62677 | 0.00042841 | -97.6515 | 82.3525 | 0.00042734 | -97.6515 | 82.3525

## LLG_max_fault_6
name | pf_ikss_a_from_ka | pf_ikss_b_from_ka | pf_ikss_c_from_ka | pf_ikss_a_to_ka | pf_ikss_b_to_ka | pf_ikss_c_to_ka | pf_skss_a_from_mw | pf_skss_b_from_mw | pf_skss_c_from_mw | pf_skss_a_to_mw | pf_skss_b_to_mw | pf_skss_c_to_mw | pf_p_a_from_mw | pf_p_b_from_mw | pf_p_c_from_mw | pf_p_a_to_mw | pf_p_b_to_mw | pf_p_c_to_mw | pf_q_a_from_mvar | pf_q_b_from_mvar | pf_q_c_from_mvar | pf_q_a_to_mvar | pf_q_b_to_mvar | pf_q_c_to_mvar | pf_ikss_a_from_degree | pf_ikss_b_from_degree | pf_ikss_c_from_degree | pf_ikss_a_to_degree | pf_ikss_b_to_degree | pf_ikss_c_to_degree | 3xI0 | pf_vm_a_from_pu | pf_vm_b_from_pu | pf_vm_c_from_pu | pf_vm_a_to_pu | pf_vm_b_to_pu | pf_vm_c_to_pu | pf_va_a_from_degree | pf_va_b_from_degree | pf_va_c_from_degree | pf_va_a_to_degree | pf_va_b_to_degree | pf_va_c_to_degree
Line0_1_2 | 1.133e-06 | 1.1332e-06 | 1.1328e-06 | 0 | 0 | 0 | 2.6165e-07 | 2.617e-07 | 2.616e-07 | 0 | 0 | 0 | 1.5392e-08 | -2.3602e-07 | 2.3839e-07 | -1.582e-08 | 1.9672e-07 | -1.9866e-07 | -4.105e-07 | -6.2745e-09 | 9.0428e-09 | 3.421e-07 | 6.9425e-09 | -9.2809e-09 | 88.0303 | 88.0398 | 88.0206 | 0 | 0 | 0 |  | 1.57 | 0.90221 | 0.91192 | 1.57 | 0.90221 | 0.91192 | 0.1777 | -90.4374 | 90.193 | 0.17769 | -90.4374 | 90.193
Line10_11_12 | 1.133e-06 | 1.1332e-06 | 1.1328e-06 | 0 | 0 | 0 | 2.6165e-07 | 2.617e-07 | 2.616e-07 | 0 | 0 | 0 | 1.5392e-08 | -2.3602e-07 | 2.3839e-07 | -1.582e-08 | 1.9672e-07 | -1.9866e-07 | -4.105e-07 | -6.2746e-09 | 9.0428e-09 | 3.421e-07 | 6.9426e-09 | -9.2809e-09 | 88.0303 | 88.0398 | 88.0206 | 0 | 0 | 0 |  | 1.57 | 0.90221 | 0.91192 | 1.57 | 0.90221 | 0.91192 | 0.17769 | -90.4374 | 90.193 | 0.17769 | -90.4374 | 90.193
Line11_12_13 | 0 | 0 | 0 | 0 | 0 | 0 | 0 | 0 | 0 | 0 | 0 | 0 | 1.2827e-08 | -1.9669e-07 | 1.9866e-07 | -1.3255e-08 | 1.5739e-07 | -1.5893e-07 | -3.4208e-07 | -5.2288e-09 | 7.5357e-09 | 2.7369e-07 | 5.8968e-09 | -7.7737e-09 | 0 | 0 | 0 | 0 | 0 | 0 |  | 1.57 | 0.90221 | 0.91192 | 1.57 | 0.90221 | 0.91192 | 0.17769 | -90.4374 | 90.193 | 0.17769 | -90.4374 | 90.193
Line12_13_15 | 0 | 0 | 0 | 0 | 0 | 0 | 0 | 0 | 0 | 0 | 0 | 0 | 7.6962e-09 | -1.1801e-07 | 1.1919e-07 | -8.1243e-09 | 7.8711e-08 | -7.9465e-08 | -2.0525e-07 | -3.1373e-09 | 4.5214e-09 | 1.3685e-07 | 3.8053e-09 | -4.7595e-09 | 0 | 0 | 0 | 0 | 0 | 0 |  | 1.57 | 0.90221 | 0.91192 | 1.57 | 0.90221 | 0.91192 | 0.17769 | -90.4374 | 90.193 | 0.17769 | -90.4374 | 90.193
Line13_13_14 | 0 | 0 | 0 | 0 | 0 | 0 | 0 | 0 | 0 | 0 | 0 | 0 | 2.5654e-09 | -3.9337e-08 | 3.9731e-08 | -2.9935e-09 | 3.6713e-11 | -2.7882e-12 | -6.8417e-08 | -1.0458e-09 | 1.5071e-09 | 1.8747e-11 | 1.7137e-09 | -1.7452e-09 | 0 | 0 | 0 | 0 | 0 | 0 |  | 1.57 | 0.90221 | 0.91192 | 1.57 | 0.90221 | 0.91192 | 0.17769 | -90.4374 | 90.193 | 0.17769 | -90.4374 | 90.193
Line14_15_16 | 0 | 0 | 0 | 0 | 0 | 0 | 0 | 0 | 0 | 0 | 0 | 0 | 5.1308e-09 | -7.8674e-08 | 7.9463e-08 | -5.5589e-09 | 3.9374e-08 | -3.9734e-08 | -1.3683e-07 | -2.0915e-09 | 3.0143e-09 | 6.8436e-08 | 2.7595e-09 | -3.2523e-09 | 0 | 0 | 0 | 0 | 0 | 0 |  | 1.57 | 0.90221 | 0.91192 | 1.57 | 0.90221 | 0.91192 | 0.17769 | -90.4374 | 90.193 | 0.17769 | -90.4374 | 90.193
Line15_16_17 | 0 | 0 | 0 | 0 | 0 | 0 | 0 | 0 | 0 | 0 | 0 | 0 | 2.5654e-09 | -3.9337e-08 | 3.9731e-08 | -2.9935e-09 | 3.6713e-11 | -2.788e-12 | -6.8417e-08 | -1.0458e-09 | 1.5071e-09 | 1.8746e-11 | 1.7137e-09 | -1.7452e-09 | 0 | 0 | 0 | 0 | 0 | 0 |  | 1.57 | 0.90221 | 0.91192 | 1.57 | 0.90221 | 0.91192 | 0.17769 | -90.4374 | 90.193 | 0.17769 | -90.4374 | 90.193
Line16_4_18 | 0 | 0.02929 | 0.029606 | 0 | 0.02929 | 0.029606 | 0 | 0.0067642 | 0.0068372 | 0 | 0.0067642 | 0.0068372 | 2.5657e-09 | 0.004298 | 0.0043914 | -2.9934e-09 | -0.0042895 | -0.0043826 | -6.8417e-08 | 0.0043067 | 0.0044 | 1.8785e-11 | -0.0042895 | -0.0043826 | 0 | -135.5528 | 45.0806 | 0 | 44.4474 | -134.9197 |  | 1.57 | 0.89951 | 0.90921 | 1.57 | 0.89682 | 0.90649 | 0.17793 | -90.495 | 90.1371 | 0.17805 | -90.5526 | 90.0804
Line17_5_19 | 0 | 0 | 0 | 0 | 0 | 0 | 0 | 0 | 0 | 0 | 0 | 0 | 2.5654e-09 | -3.9337e-08 | 3.9731e-08 | -2.9935e-09 | 3.6714e-11 | -2.7884e-12 | -6.8417e-08 | -1.0457e-09 | 1.5071e-09 | 1.8747e-11 | 1.7137e-09 | -1.7452e-09 | 0 | 0 | 0 | 0 | 0 | 0 |  | 1.57 | 0.90221 | 0.91192 | 1.57 | 0.90221 | 0.91192 | 0.1777 | -90.4374 | 90.193 | 0.1777 | -90.4374 | 90.193
Line1_1_3 | 1.5106e-06 | 1.5109e-06 | 1.5103e-06 | 1.3222e-06 | 1.3225e-06 | 1.3219e-06 | 3.4886e-07 | 3.4893e-07 | 3.488e-07 | 3.0535e-07 | 3.0541e-07 | 3.0528e-07 | 2.0523e-08 | -3.147e-07 | 3.1785e-07 | -2.0951e-08 | 2.754e-07 | -2.7812e-07 | -5.4733e-07 | -8.366e-09 | 1.2057e-08 | 4.7894e-07 | 9.0341e-09 | -1.2295e-08 | 88.0303 | 88.0398 | 88.0206 | -92.3271 | -92.3163 | -92.3383 |  | 1.57 | 0.90221 | 0.91192 | 1.57 | 0.90221 | 0.91192 | 0.1777 | -90.4374 | 90.193 | 0.17769 | -90.4374 | 90.193
Line2_1_4 | 0.00015419 | 0.029397 | 0.029498 | 0.00015438 | 0.029397 | 0.029498 | 3.5608e-05 | 0.006789 | 0.0068123 | 3.5652e-05 | 0.006789 | 0.0068122 | 3.5594e-07 | 0.0043387 | 0.0043677 | -3.5614e-07 | -0.0043301 | -0.0043589 | 5.5904e-05 | 0.0043234 | 0.0044177 | -5.5972e-05 | -0.0043061 | -0.0044003 | -89.4575 | -135.3361 | 44.8669 | 90.5425 | 44.6642 | -135.1334 |  | 1.57 | 0.90221 | 0.91192 | 1.57 | 0.89951 | 0.90921 | 0.1777 | -90.4374 | 90.193 | 0.17793 | -90.495 | 90.1371
Line3_1_5 | 0 | 0 | 0 | 0 | 0 | 0 | 0 | 0 | 0 | 0 | 0 | 0 | 5.1307e-09 | -7.8674e-08 | 7.9463e-08 | -5.5589e-09 | 3.9374e-08 | -3.9734e-08 | -1.3683e-07 | -2.0915e-09 | 3.0143e-09 | 6.8436e-08 | 2.7595e-09 | -3.2523e-09 | 0 | 0 | 0 | 0 | 0 | 0 |  | 1.57 | 0.90221 | 0.91192 | 1.57 | 0.90221 | 0.91192 | 0.1777 | -90.4374 | 90.193 | 0.1777 | -90.4374 | 90.193
Line4_2_6 | 0 | 0 | 0 | 0 | 0 | 0 | 0 | 0 | 0 | 0 | 0 | 0 | 1.2827e-08 | -1.9669e-07 | 1.9866e-07 | -1.3255e-08 | 1.5739e-07 | -1.5893e-07 | -3.4208e-07 | -5.2288e-09 | 7.5357e-09 | 2.7369e-07 | 5.8968e-09 | -7.7737e-09 | 0 | 0 | 0 | 0 | 0 | 0 |  | 1.57 | 0.90221 | 0.91192 | 1.57 | 0.90221 | 0.91192 | 0.17769 | -90.4374 | 90.193 | 0.17769 | -90.4374 | 90.193
Line5_6_7 | 0 | 0 | 0 | 0 | 0 | 0 | 0 | 0 | 0 | 0 | 0 | 0 | 1.0262e-08 | -1.5735e-07 | 1.5893e-07 | -1.069e-08 | 1.1805e-07 | -1.192e-07 | -2.7367e-07 | -4.183e-09 | 6.0285e-09 | 2.0527e-07 | 4.851e-09 | -6.2666e-09 | 0 | 0 | 0 | 0 | 0 | 0 |  | 1.57 | 0.90221 | 0.91192 | 1.57 | 0.90221 | 0.91192 | 0.17769 | -90.4374 | 90.193 | 0.17769 | -90.4374 | 90.193
Line6_7_8 | 0 | 0 | 0 | 0 | 0 | 0 | 0 | 0 | 0 | 0 | 0 | 0 | 7.6961e-09 | -1.1801e-07 | 1.1919e-07 | -8.1243e-09 | 7.8711e-08 | -7.9465e-08 | -2.0525e-07 | -3.1373e-09 | 4.5214e-09 | 1.3685e-07 | 3.8053e-09 | -4.7595e-09 | 0 | 0 | 0 | 0 | 0 | 0 |  | 1.57 | 0.90221 | 0.91192 | 1.57 | 0.90221 | 0.91192 | 0.17769 | -90.4374 | 90.193 | 0.17769 | -90.4374 | 90.193
Line7_8_9 | 0 | 0 | 0 | 0 | 0 | 0 | 0 | 0 | 0 | 0 | 0 | 0 | 2.5654e-09 | -3.9337e-08 | 3.9731e-08 | -2.9935e-09 | 3.6713e-11 | -2.7883e-12 | -6.8417e-08 | -1.0458e-09 | 1.5071e-09 | 1.8746e-11 | 1.7137e-09 | -1.7452e-09 | 0 | 0 | 0 | 0 | 0 | 0 |  | 1.57 | 0.90221 | 0.91192 | 1.57 | 0.90221 | 0.91192 | 0.17769 | -90.4374 | 90.193 | 0.17769 | -90.4374 | 90.193
Line8_8_10 | 0 | 0 | 0 | 0 | 0 | 0 | 0 | 0 | 0 | 0 | 0 | 0 | 2.5654e-09 | -3.9337e-08 | 3.9731e-08 | -2.9935e-09 | 3.6713e-11 | -2.7883e-12 | -6.8417e-08 | -1.0458e-09 | 1.5071e-09 | 1.8746e-11 | 1.7137e-09 | -1.7452e-09 | 0 | 0 | 0 | 0 | 0 | 0 |  | 1.57 | 0.90221 | 0.91192 | 1.57 | 0.90221 | 0.91192 | 0.17769 | -90.4374 | 90.193 | 0.17769 | -90.4374 | 90.193
Line9_3_11 | 1.3218e-06 | 1.322e-06 | 1.3216e-06 | 1.1334e-06 | 1.1336e-06 | 1.1331e-06 | 3.0526e-07 | 3.0531e-07 | 3.052e-07 | 2.6174e-07 | 2.618e-07 | 2.6168e-07 | 1.7958e-08 | -2.7536e-07 | 2.7812e-07 | -1.8386e-08 | 2.3606e-07 | -2.3839e-07 | -4.7892e-07 | -7.3203e-09 | 1.055e-08 | 4.1052e-07 | 7.9883e-09 | -1.0788e-08 | 88.0303 | 88.0398 | 88.0206 | -92.3867 | -92.3756 | -92.3981 |  | 1.57 | 0.90221 | 0.91192 | 1.57 | 0.90221 | 0.91192 | 0.17769 | -90.4374 | 90.193 | 0.17769 | -90.4374 | 90.193

## LLG_max_fault_10
name | pf_ikss_a_from_ka | pf_ikss_b_from_ka | pf_ikss_c_from_ka | pf_ikss_a_to_ka | pf_ikss_b_to_ka | pf_ikss_c_to_ka | pf_skss_a_from_mw | pf_skss_b_from_mw | pf_skss_c_from_mw | pf_skss_a_to_mw | pf_skss_b_to_mw | pf_skss_c_to_mw | pf_p_a_from_mw | pf_p_b_from_mw | pf_p_c_from_mw | pf_p_a_to_mw | pf_p_b_to_mw | pf_p_c_to_mw | pf_q_a_from_mvar | pf_q_b_from_mvar | pf_q_c_from_mvar | pf_q_a_to_mvar | pf_q_b_to_mvar | pf_q_c_to_mvar | pf_ikss_a_from_degree | pf_ikss_b_from_degree | pf_ikss_c_from_degree | pf_ikss_a_to_degree | pf_ikss_b_to_degree | pf_ikss_c_to_degree | 3xI0 | pf_vm_a_from_pu | pf_vm_b_from_pu | pf_vm_c_from_pu | pf_vm_a_to_pu | pf_vm_b_to_pu | pf_vm_c_to_pu | pf_va_a_from_degree | pf_va_b_from_degree | pf_va_c_from_degree | pf_va_a_to_degree | pf_va_b_to_degree | pf_va_c_to_degree
Line0_1_2 | 1.1869e-06 | 1.1872e-06 | 1.1867e-06 | 0 | 0 | 0 | 2.7411e-07 | 2.7416e-07 | 2.7405e-07 | 0 | 0 | 0 | 1.6893e-08 | -2.5901e-07 | 2.616e-07 | -1.7363e-08 | 2.1588e-07 | -2.18e-07 | -4.5053e-07 | -6.8575e-09 | 9.8997e-09 | 3.7546e-07 | 7.5949e-09 | -1.0165e-08 | 88.0303 | 88.0402 | 88.0202 | 0 | 0 | 0 |  | 1.6448 | 0.94506 | 0.95524 | 1.6448 | 0.94506 | 0.95524 | 0.1777 | -90.4432 | 90.1874 | 0.1777 | -90.4432 | 90.1874
Line10_11_12 | 1.1869e-06 | 1.1872e-06 | 1.1867e-06 | 0 | 0 | 0 | 2.7411e-07 | 2.7416e-07 | 2.7405e-07 | 0 | 0 | 0 | 1.6893e-08 | -2.5901e-07 | 2.616e-07 | -1.7363e-08 | 2.1588e-07 | -2.18e-07 | -4.5053e-07 | -6.8576e-09 | 9.8997e-09 | 3.7546e-07 | 7.595e-09 | -1.0165e-08 | 88.0303 | 88.0402 | 88.0202 | 0 | 0 | 0 |  | 1.6448 | 0.94506 | 0.95524 | 1.6448 | 0.94506 | 0.95524 | 0.1777 | -90.4432 | 90.1874 | 0.1777 | -90.4432 | 90.1874
Line11_12_13 | 0 | 0 | 0 | 0 | 0 | 0 | 0 | 0 | 0 | 0 | 0 | 0 | 1.4078e-08 | -2.1584e-07 | 2.18e-07 | -1.4547e-08 | 1.7271e-07 | -1.744e-07 | -3.7544e-07 | -5.7147e-09 | 8.2497e-09 | 3.0037e-07 | 6.452e-09 | -8.5152e-09 | 0 | 0 | 0 | 0 | 0 | 0 |  | 1.6448 | 0.94506 | 0.95524 | 1.6448 | 0.94506 | 0.95524 | 0.1777 | -90.4432 | 90.1874 | 0.17769 | -90.4431 | 90.1874
Line12_13_15 | 0 | 0 | 0 | 0 | 0 | 0 | 0 | 0 | 0 | 0 | 0 | 0 | 8.4465e-09 | -1.295e-07 | 1.308e-07 | -8.9164e-09 | 8.6377e-08 | -8.7203e-08 | -2.2526e-07 | -3.4288e-09 | 4.9498e-09 | 1.502e-07 | 4.1662e-09 | -5.2154e-09 | 0 | 0 | 0 | 0 | 0 | 0 |  | 1.6448 | 0.94506 | 0.95524 | 1.6448 | 0.94506 | 0.95524 | 0.17769 | -90.4431 | 90.1874 | 0.17769 | -90.4431 | 90.1874
Line13_13_14 | 0 | 0 | 0 | 0 | 0 | 0 | 0 | 0 | 0 | 0 | 0 | 0 | 2.8155e-09 | -4.3168e-08 | 4.36e-08 | -3.2854e-09 | 4.0864e-11 | -2.853e-12 | -7.5088e-08 | -1.1429e-09 | 1.6499e-09 | 2.0574e-11 | 1.8803e-09 | -1.9155e-09 | 0 | 0 | 0 | 0 | 0 | 0 |  | 1.6448 | 0.94506 | 0.95524 | 1.6448 | 0.94506 | 0.95524 | 0.17769 | -90.4431 | 90.1874 | 0.17769 | -90.4431 | 90.1874
Line14_15_16 | 0 | 0 | 0 | 0 | 0 | 0 | 0 | 0 | 0 | 0 | 0 | 0 | 5.631e-09 | -8.6336e-08 | 8.72e-08 | -6.1009e-09 | 4.3209e-08 | -4.3603e-08 | -1.5018e-07 | -2.2859e-09 | 3.2999e-09 | 7.5108e-08 | 3.0232e-09 | -3.5654e-09 | 0 | 0 | 0 | 0 | 0 | 0 |  | 1.6448 | 0.94506 | 0.95524 | 1.6448 | 0.94506 | 0.95524 | 0.17769 | -90.4431 | 90.1874 | 0.17769 | -90.4431 | 90.1874
Line15_16_17 | 0 | 0 | 0 | 0 | 0 | 0 | 0 | 0 | 0 | 0 | 0 | 0 | 2.8155e-09 | -4.3168e-08 | 4.36e-08 | -3.2854e-09 | 4.0864e-11 | -2.8519e-12 | -7.5088e-08 | -1.1429e-09 | 1.6499e-09 | 2.0575e-11 | 1.8803e-09 | -1.9155e-09 | 0 | 0 | 0 | 0 | 0 | 0 |  | 1.6448 | 0.94506 | 0.95524 | 1.6448 | 0.94506 | 0.95524 | 0.17769 | -90.4431 | 90.1874 | 0.17769 | -90.4431 | 90.1874
Line16_4_18 | 0 | 0.030681 | 0.031012 | 0 | 0.030681 | 0.031012 | 0 | 0.0070855 | 0.007162 | 0 | 0.0070855 | 0.0071619 | 2.8159e-09 | 0.004716 | 0.0048184 | -3.2852e-09 | -0.0047066 | -0.0048087 | -7.5088e-08 | 0.0047255 | 0.0048279 | 2.0616e-11 | -0.0047066 | -0.0048087 | 0 | -135.5586 | 45.075 | 0 | 44.4417 | -134.9253 |  | 1.6448 | 0.94223 | 0.95239 | 1.6447 | 0.93941 | 0.94955 | 0.17794 | -90.5008 | 90.1315 | 0.17805 | -90.5583 | 90.0747
Line17_5_19 | 0 | 0 | 0 | 0 | 0 | 0 | 0 | 0 | 0 | 0 | 0 | 0 | 2.8155e-09 | -4.3168e-08 | 4.36e-08 | -3.2854e-09 | 4.0865e-11 | -2.8518e-12 | -7.5088e-08 | -1.1429e-09 | 1.6499e-09 | 2.0575e-11 | 1.8803e-09 | -1.9155e-09 | 0 | 0 | 0 | 0 | 0 | 0 |  | 1.6448 | 0.94506 | 0.95524 | 1.6448 | 0.94506 | 0.95524 | 0.1777 | -90.4432 | 90.1874 | 0.1777 | -90.4432 | 90.1874
Line1_1_3 | 1.5826e-06 | 1.5829e-06 | 1.5823e-06 | 1.3851e-06 | 1.3855e-06 | 1.3848e-06 | 3.6548e-07 | 3.6555e-07 | 3.6541e-07 | 3.1989e-07 | 3.1996e-07 | 3.1982e-07 | 2.2524e-08 | -3.4534e-07 | 3.488e-07 | -2.2994e-08 | 3.0222e-07 | -3.052e-07 | -6.007e-07 | -9.1434e-09 | 1.32e-08 | 5.2564e-07 | 9.8808e-09 | -1.3465e-08 | 88.0303 | 88.0402 | 88.0202 | -92.3271 | -92.3157 | -92.3388 |  | 1.6448 | 0.94506 | 0.95524 | 1.6448 | 0.94506 | 0.95524 | 0.1777 | -90.4432 | 90.1874 | 0.1777 | -90.4432 | 90.1874
Line2_1_4 | 0.00016153 | 0.030793 | 0.030899 | 0.00016173 | 0.030793 | 0.030899 | 3.7304e-05 | 0.0071114 | 0.0071358 | 3.7349e-05 | 0.0071114 | 0.0071358 | 3.9065e-07 | 0.0047607 | 0.0047924 | -3.9086e-07 | -0.0047512 | -0.0047828 | 6.1355e-05 | 0.0047438 | 0.0048473 | -6.1429e-05 | -0.0047249 | -0.0048282 | -89.4575 | -135.3418 | 44.8612 | 90.5425 | 44.6585 | -135.139 |  | 1.6448 | 0.94506 | 0.95524 | 1.6448 | 0.94223 | 0.95239 | 0.1777 | -90.4432 | 90.1874 | 0.17794 | -90.5008 | 90.1315
Line3_1_5 | 0 | 0 | 0 | 0 | 0 | 0 | 0 | 0 | 0 | 0 | 0 | 0 | 5.631e-09 | -8.6336e-08 | 8.72e-08 | -6.1009e-09 | 4.3209e-08 | -4.3603e-08 | -1.5018e-07 | -2.2858e-09 | 3.2999e-09 | 7.5108e-08 | 3.0232e-09 | -3.5654e-09 | 0 | 0 | 0 | 0 | 0 | 0 |  | 1.6448 | 0.94506 | 0.95524 | 1.6448 | 0.94506 | 0.95524 | 0.1777 | -90.4432 | 90.1874 | 0.1777 | -90.4432 | 90.1874
Line4_2_6 | 0 | 0 | 0 | 0 | 0 | 0 | 0 | 0 | 0 | 0 | 0 | 0 | 1.4078e-08 | -2.1584e-07 | 2.18e-07 | -1.4547e-08 | 1.7271e-07 | -1.744e-07 | -3.7544e-07 | -5.7146e-09 | 8.2497e-09 | 3.0037e-07 | 6.452e-09 | -8.5153e-09 | 0 | 0 | 0 | 0 | 0 | 0 |  | 1.6448 | 0.94506 | 0.95524 | 1.6448 | 0.94506 | 0.95524 | 0.1777 | -90.4432 | 90.1874 | 0.1777 | -90.4432 | 90.1874
Line5_6_7 | 0 | 0 | 0 | 0 | 0 | 0 | 0 | 0 | 0 | 0 | 0 | 0 | 1.1262e-08 | -1.7267e-07 | 1.744e-07 | -1.1732e-08 | 1.2954e-07 | -1.308e-07 | -3.0035e-07 | -4.5717e-09 | 6.5998e-09 | 2.2528e-07 | 5.3091e-09 | -6.8653e-09 | 0 | 0 | 0 | 0 | 0 | 0 |  | 1.6448 | 0.94506 | 0.95524 | 1.6448 | 0.94506 | 0.95524 | 0.1777 | -90.4432 | 90.1874 | 0.1777 | -90.4432 | 90.1874
Line6_7_8 | 0 | 0 | 0 | 0 | 0 | 0 | 0 | 0 | 0 | 0 | 0 | 0 | 8.4465e-09 | -1.295e-07 | 1.308e-07 | -8.9164e-09 | 8.6377e-08 | -8.7203e-08 | -2.2526e-07 | -3.4288e-09 | 4.9498e-09 | 1.502e-07 | 4.1661e-09 | -5.2154e-09 | 0 | 0 | 0 | 0 | 0 | 0 |  | 1.6448 | 0.94506 | 0.95524 | 1.6448 | 0.94506 | 0.95524 | 0.1777 | -90.4432 | 90.1874 | 0.1777 | -90.4432 | 90.1874
Line7_8_9 | 0 | 0 | 0 | 0 | 0 | 0 | 0 | 0 | 0 | 0 | 0 | 0 | 2.8155e-09 | -4.3168e-08 | 4.36e-08 | -3.2854e-09 | 4.0864e-11 | -2.8514e-12 | -7.5088e-08 | -1.1429e-09 | 1.6499e-09 | 2.0574e-11 | 1.8803e-09 | -1.9155e-09 | 0 | 0 | 0 | 0 | 0 | 0 |  | 1.6448 | 0.94506 | 0.95524 | 1.6448 | 0.94506 | 0.95524 | 0.1777 | -90.4432 | 90.1874 | 0.1777 | -90.4432 | 90.1874
Line8_8_10 | 0 | 0 | 0 | 0 | 0 | 0 | 0 | 0 | 0 | 0 | 0 | 0 | 2.8155e-09 | -4.3168e-08 | 4.36e-08 | -3.2854e-09 | 4.0864e-11 | -2.8514e-12 | -7.5088e-08 | -1.1429e-09 | 1.6499e-09 | 2.0574e-11 | 1.8803e-09 | -1.9155e-09 | 0 | 0 | 0 | 0 | 0 | 0 |  | 1.6448 | 0.94506 | 0.95524 | 1.6448 | 0.94506 | 0.95524 | 0.1777 | -90.4432 | 90.1874 | 0.1777 | -90.4432 | 90.1874
Line9_3_11 | 1.3847e-06 | 1.385e-06 | 1.3845e-06 | 1.1873e-06 | 1.1876e-06 | 1.1871e-06 | 3.1979e-07 | 3.1985e-07 | 3.1973e-07 | 2.742e-07 | 2.7426e-07 | 2.7414e-07 | 1.9709e-08 | -3.0218e-07 | 3.052e-07 | -2.0179e-08 | 2.5905e-07 | -2.616e-07 | -5.2561e-07 | -8.0005e-09 | 1.155e-08 | 4.5055e-07 | 8.7379e-09 | -1.1815e-08 | 88.0303 | 88.0402 | 88.0202 | -92.3867 | -92.375 | -92.3986 |  | 1.6448 | 0.94506 | 0.95524 | 1.6448 | 0.94506 | 0.95524 | 0.1777 | -90.4432 | 90.1874 | 0.1777 | -90.4432 | 90.1874

## LLG_min_6
name | pf_ikss_a_from_ka | pf_ikss_b_from_ka | pf_ikss_c_from_ka | pf_ikss_a_to_ka | pf_ikss_b_to_ka | pf_ikss_c_to_ka | pf_skss_a_from_mw | pf_skss_b_from_mw | pf_skss_c_from_mw | pf_skss_a_to_mw | pf_skss_b_to_mw | pf_skss_c_to_mw | pf_p_a_from_mw | pf_p_b_from_mw | pf_p_c_from_mw | pf_p_a_to_mw | pf_p_b_to_mw | pf_p_c_to_mw | pf_q_a_from_mvar | pf_q_b_from_mvar | pf_q_c_from_mvar | pf_q_a_to_mvar | pf_q_b_to_mvar | pf_q_c_to_mvar | pf_ikss_a_from_degree | pf_ikss_b_from_degree | pf_ikss_c_from_degree | pf_ikss_a_to_degree | pf_ikss_b_to_degree | pf_ikss_c_to_degree | 3xI0 | pf_vm_a_from_pu | pf_vm_b_from_pu | pf_vm_c_from_pu | pf_vm_a_to_pu | pf_vm_b_to_pu | pf_vm_c_to_pu | pf_va_a_from_degree | pf_va_b_from_degree | pf_va_c_from_degree | pf_va_a_to_degree | pf_va_b_to_degree | pf_va_c_to_degree
Line0_1_2 | 1.0348e-06 | 1.0566e-06 | 1.0132e-06 | 0 | 0 | 0 | 2.3898e-07 | 2.44e-07 | 2.3399e-07 | 0 | 0 | 0 | 1.4882e-08 | -1.4473e-07 | 1.3933e-07 | -1.4883e-08 | 1.2127e-07 | -1.1587e-07 | -3.4021e-07 | 2.4941e-08 | -2.055e-08 | 2.8351e-07 | -2.0123e-08 | 1.5733e-08 | 87.4961 | 88.1734 | 86.7896 | 0 | 0 | 0 |  | 1.425 | 0.60188 | 0.6019 | 1.425 | 0.60188 | 0.6019 | 0.0007586 | -101.6046 | 78.3994 | 0.00075694 | -101.6046 | 78.3994
Line10_11_12 | 1.0348e-06 | 1.0566e-06 | 1.0132e-06 | 0 | 0 | 0 | 2.3898e-07 | 2.44e-07 | 2.3399e-07 | 0 | 0 | 0 | 1.4882e-08 | -1.4473e-07 | 1.3933e-07 | -1.4883e-08 | 1.2127e-07 | -1.1587e-07 | -3.4021e-07 | 2.4941e-08 | -2.055e-08 | 2.8351e-07 | -2.0123e-08 | 1.5733e-08 | 87.4961 | 88.1734 | 86.7896 | 0 | 0 | 0 |  | 1.425 | 0.60188 | 0.6019 | 1.425 | 0.60188 | 0.6019 | 0.00075437 | -101.6046 | 78.3994 | 0.00075271 | -101.6046 | 78.3994
Line11_12_13 | 0 | 0 | 0 | 0 | 0 | 0 | 0 | 0 | 0 | 0 | 0 | 0 | 1.2401e-08 | -1.206e-07 | 1.1611e-07 | -1.2403e-08 | 9.7145e-08 | -9.2647e-08 | -2.8351e-07 | 2.0784e-08 | -1.7125e-08 | 2.2681e-07 | -1.5966e-08 | 1.2308e-08 | 0 | 0 | 0 | 0 | 0 | 0 |  | 1.425 | 0.60188 | 0.6019 | 1.425 | 0.60188 | 0.6019 | 0.00075271 | -101.6046 | 78.3994 | 0.00075135 | -101.6046 | 78.3994
Line12_13_15 | 0 | 0 | 0 | 0 | 0 | 0 | 0 | 0 | 0 | 0 | 0 | 0 | 7.4408e-09 | -7.2363e-08 | 6.9665e-08 | -7.4421e-09 | 4.8903e-08 | -4.6204e-08 | -1.701e-07 | 1.2471e-08 | -1.0275e-08 | 1.134e-07 | -7.6521e-09 | 5.458e-09 | 0 | 0 | 0 | 0 | 0 | 0 |  | 1.425 | 0.60188 | 0.6019 | 1.425 | 0.60188 | 0.6019 | 0.00075135 | -101.6046 | 78.3994 | 0.00075059 | -101.6046 | 78.3994
Line13_13_14 | 0 | 0 | 0 | 0 | 0 | 0 | 0 | 0 | 0 | 0 | 0 | 0 | 2.4803e-09 | -2.4121e-08 | 2.3222e-08 | -2.4816e-09 | 6.6114e-10 | 2.3945e-10 | -5.6701e-08 | 4.1568e-09 | -3.425e-09 | 6.5444e-14 | 6.6161e-10 | -1.392e-09 | 0 | 0 | 0 | 0 | 0 | 0 |  | 1.425 | 0.60188 | 0.6019 | 1.425 | 0.60188 | 0.6019 | 0.00075135 | -101.6046 | 78.3994 | 0.00075119 | -101.6046 | 78.3994
Line14_15_16 | 0 | 0 | 0 | 0 | 0 | 0 | 0 | 0 | 0 | 0 | 0 | 0 | 4.9605e-09 | -4.8242e-08 | 4.6443e-08 | -4.9619e-09 | 2.4782e-08 | -2.2982e-08 | -1.134e-07 | 8.3137e-09 | -6.85e-09 | 5.6701e-08 | -3.4952e-09 | 2.033e-09 | 0 | 0 | 0 | 0 | 0 | 0 |  | 1.425 | 0.60188 | 0.6019 | 1.425 | 0.60188 | 0.6019 | 0.00075059 | -101.6046 | 78.3994 | 0.00075013 | -101.6046 | 78.3994
Line15_16_17 | 0 | 0 | 0 | 0 | 0 | 0 | 0 | 0 | 0 | 0 | 0 | 0 | 2.4803e-09 | -2.4121e-08 | 2.3222e-08 | -2.4816e-09 | 6.6114e-10 | 2.3945e-10 | -5.6701e-08 | 4.1568e-09 | -3.425e-09 | 6.497e-14 | 6.6161e-10 | -1.392e-09 | 0 | 0 | 0 | 0 | 0 | 0 |  | 1.425 | 0.60188 | 0.6019 | 1.425 | 0.60188 | 0.6019 | 0.00075013 | -101.6046 | 78.3994 | 0.00074997 | -101.6046 | 78.3994
Line16_4_18 | 0 | 2.5067 | 2.5069 | 0 | 2.5067 | 2.5069 | 0 | 0.5789 | 0.57895 | 0 | 0.5789 | 0.57895 | 2.4809e-09 | 0.12064 | 0.12067 | -2.4815e-09 | -3.4751e-12 | 3.4935e-12 | -5.6701e-08 | 0.12568 | 0.12569 | 1.2661e-13 | -1.4584e-11 | 1.3359e-11 | 0 | -147.7757 | 32.2323 | 0 | 32.2243 | -147.7677 |  | 1.4249 | 0.30094 | 0.30095 | 1.4249 | 0 | 0 | 0.0012246 | -101.6053 | 78.4001 | 0.001455 | 0 | 0
Line17_5_19 | 0 | 0 | 0 | 0 | 0 | 0 | 0 | 0 | 0 | 0 | 0 | 0 | 2.4802e-09 | -2.4121e-08 | 2.3222e-08 | -2.4816e-09 | 6.6114e-10 | 2.3945e-10 | -5.6701e-08 | 4.1569e-09 | -3.425e-09 | 6.5888e-14 | 6.6161e-10 | -1.392e-09 | 0 | 0 | 0 | 0 | 0 | 0 |  | 1.425 | 0.60188 | 0.6019 | 1.425 | 0.60188 | 0.6019 | 0.00075814 | -101.6046 | 78.3994 | 0.00075798 | -101.6046 | 78.3994
Line1_1_3 | 1.3797e-06 | 1.4087e-06 | 1.3509e-06 | 1.2076e-06 | 1.2365e-06 | 1.1789e-06 | 3.1864e-07 | 3.2534e-07 | 3.1198e-07 | 2.7889e-07 | 2.8557e-07 | 2.7226e-07 | 1.9842e-08 | -1.9297e-07 | 1.8577e-07 | -1.9843e-08 | 1.6951e-07 | -1.6231e-07 | -4.5361e-07 | 3.3255e-08 | -2.74e-08 | 3.9691e-07 | -2.8436e-08 | 2.2583e-08 | 87.4961 | 88.1734 | 86.7896 | -92.8614 | -92.0814 | -93.6797 |  | 1.425 | 0.60188 | 0.6019 | 1.425 | 0.60188 | 0.6019 | 0.0007586 | -101.6046 | 78.3994 | 0.00075633 | -101.6046 | 78.3994
Line2_1_4 | 0.00014083 | 2.5068 | 2.5069 | 0.000141 | 2.5068 | 2.5069 | 3.2523e-05 | 0.57892 | 0.57894 | 3.2563e-05 | 0.57892 | 0.57894 | 6.0864e-09 | 0.24131 | 0.24132 | -5.7103e-09 | -0.12065 | -0.12066 | 4.6344e-05 | 0.25136 | 0.25138 | -4.64e-05 | -0.12568 | -0.12569 | -89.9917 | -147.773 | 32.2296 | 90.0083 | 32.227 | -147.7704 |  | 1.425 | 0.60188 | 0.6019 | 1.4249 | 0.30094 | 0.30095 | 0.0007586 | -101.6046 | 78.3994 | 0.0012246 | -101.6053 | 78.4001
Line3_1_5 | 0 | 0 | 0 | 0 | 0 | 0 | 0 | 0 | 0 | 0 | 0 | 0 | 4.9605e-09 | -4.8242e-08 | 4.6443e-08 | -4.9618e-09 | 2.4782e-08 | -2.2982e-08 | -1.134e-07 | 8.3137e-09 | -6.85e-09 | 5.6701e-08 | -3.4952e-09 | 2.033e-09 | 0 | 0 | 0 | 0 | 0 | 0 |  | 1.425 | 0.60188 | 0.6019 | 1.425 | 0.60188 | 0.6019 | 0.0007586 | -101.6046 | 78.3994 | 0.00075814 | -101.6046 | 78.3994
Line4_2_6 | 0 | 0 | 0 | 0 | 0 | 0 | 0 | 0 | 0 | 0 | 0 | 0 | 1.2401e-08 | -1.206e-07 | 1.1611e-07 | -1.2403e-08 | 9.7145e-08 | -9.2647e-08 | -2.8351e-07 | 2.0784e-08 | -1.7125e-08 | 2.2681e-07 | -1.5966e-08 | 1.2308e-08 | 0 | 0 | 0 | 0 | 0 | 0 |  | 1.425 | 0.60188 | 0.6019 | 1.425 | 0.60188 | 0.6019 | 0.00075694 | -101.6046 | 78.3994 | 0.00075557 | -101.6046 | 78.3994
Line5_6_7 | 0 | 0 | 0 | 0 | 0 | 0 | 0 | 0 | 0 | 0 | 0 | 0 | 9.921e-09 | -9.6484e-08 | 9.2887e-08 | -9.9224e-09 | 7.3024e-08 | -6.9426e-08 | -2.2681e-07 | 1.6627e-08 | -1.37e-08 | 1.701e-07 | -1.1809e-08 | 8.883e-09 | 0 | 0 | 0 | 0 | 0 | 0 |  | 1.425 | 0.60188 | 0.6019 | 1.425 | 0.60188 | 0.6019 | 0.00075557 | -101.6046 | 78.3994 | 0.00075451 | -101.6046 | 78.3994
Line6_7_8 | 0 | 0 | 0 | 0 | 0 | 0 | 0 | 0 | 0 | 0 | 0 | 0 | 7.4408e-09 | -7.2363e-08 | 6.9665e-08 | -7.4421e-09 | 4.8903e-08 | -4.6204e-08 | -1.701e-07 | 1.2471e-08 | -1.0275e-08 | 1.134e-07 | -7.6521e-09 | 5.458e-09 | 0 | 0 | 0 | 0 | 0 | 0 |  | 1.425 | 0.60188 | 0.6019 | 1.425 | 0.60188 | 0.6019 | 0.00075451 | -101.6046 | 78.3994 | 0.00075375 | -101.6046 | 78.3994
Line7_8_9 | 0 | 0 | 0 | 0 | 0 | 0 | 0 | 0 | 0 | 0 | 0 | 0 | 2.4803e-09 | -2.4121e-08 | 2.3222e-08 | -2.4816e-09 | 6.6114e-10 | 2.3945e-10 | -5.6701e-08 | 4.1568e-09 | -3.425e-09 | 6.5657e-14 | 6.6161e-10 | -1.392e-09 | 0 | 0 | 0 | 0 | 0 | 0 |  | 1.425 | 0.60188 | 0.6019 | 1.425 | 0.60188 | 0.6019 | 0.00075375 | -101.6046 | 78.3994 | 0.0007536 | -101.6046 | 78.3994
Line8_8_10 | 0 | 0 | 0 | 0 | 0 | 0 | 0 | 0 | 0 | 0 | 0 | 0 | 2.4803e-09 | -2.4121e-08 | 2.3222e-08 | -2.4816e-09 | 6.6114e-10 | 2.3945e-10 | -5.6701e-08 | 4.1568e-09 | -3.425e-09 | 6.5867e-14 | 6.6161e-10 | -1.392e-09 | 0 | 0 | 0 | 0 | 0 | 0 |  | 1.425 | 0.60188 | 0.6019 | 1.425 | 0.60188 | 0.6019 | 0.00075375 | -101.6046 | 78.3994 | 0.0007536 | -101.6046 | 78.3994
Line9_3_11 | 1.2073e-06 | 1.2327e-06 | 1.1821e-06 | 1.0352e-06 | 1.0605e-06 | 1.0101e-06 | 2.7881e-07 | 2.8467e-07 | 2.7299e-07 | 2.3906e-07 | 2.449e-07 | 2.3327e-07 | 1.7362e-08 | -1.6885e-07 | 1.6255e-07 | -1.7363e-08 | 1.4539e-07 | -1.3909e-07 | -3.9691e-07 | 2.9098e-08 | -2.3975e-08 | 3.4021e-07 | -2.4279e-08 | 1.9158e-08 | 87.4961 | 88.1734 | 86.7896 | -92.9209 | -92.1237 | -93.7581 |  | 1.425 | 0.60188 | 0.6019 | 1.425 | 0.60188 | 0.6019 | 0.00075633 | -101.6046 | 78.3994 | 0.00075437 | -101.6046 | 78.3994

## LLG_min_10
name | pf_ikss_a_from_ka | pf_ikss_b_from_ka | pf_ikss_c_from_ka | pf_ikss_a_to_ka | pf_ikss_b_to_ka | pf_ikss_c_to_ka | pf_skss_a_from_mw | pf_skss_b_from_mw | pf_skss_c_from_mw | pf_skss_a_to_mw | pf_skss_b_to_mw | pf_skss_c_to_mw | pf_p_a_from_mw | pf_p_b_from_mw | pf_p_c_from_mw | pf_p_a_to_mw | pf_p_b_to_mw | pf_p_c_to_mw | pf_q_a_from_mvar | pf_q_b_from_mvar | pf_q_c_from_mvar | pf_q_a_to_mvar | pf_q_b_to_mvar | pf_q_c_to_mvar | pf_ikss_a_from_degree | pf_ikss_b_from_degree | pf_ikss_c_from_degree | pf_ikss_a_to_degree | pf_ikss_b_to_degree | pf_ikss_c_to_degree | 3xI0 | pf_vm_a_from_pu | pf_vm_b_from_pu | pf_vm_c_from_pu | pf_vm_a_to_pu | pf_vm_b_to_pu | pf_vm_c_to_pu | pf_va_a_from_degree | pf_va_b_from_degree | pf_va_c_from_degree | pf_va_a_to_degree | pf_va_b_to_degree | pf_va_c_to_degree
Line0_1_2 | 0 | 1.001e-06 | 0 | 0 | 0 | 0 | 0 | 2.3116e-07 | 0 | 0 | 0 | 0 | 1.3356e-08 | -1.2989e-07 | 1.2505e-07 | -1.3357e-08 | 1.0884e-07 | -1.0399e-07 | -3.0534e-07 | 2.2385e-08 | -1.8444e-08 | 2.5445e-07 | -1.806e-08 | 1.4121e-08 | 0 | 88.1734 | 0 | 0 | 0 | 0 |  | 1.35 | 0.5702 | 0.57022 | 1.35 | 0.5702 | 0.57022 | 0.0007586 | -101.6046 | 78.3994 | 0.00075694 | -101.6046 | 78.3994
Line10_11_12 | 0 | 1.001e-06 | 0 | 0 | 0 | 0 | 0 | 2.3116e-07 | 0 | 0 | 0 | 0 | 1.3356e-08 | -1.2989e-07 | 1.2505e-07 | -1.3358e-08 | 1.0884e-07 | -1.0399e-07 | -3.0534e-07 | 2.2385e-08 | -1.8444e-08 | 2.5445e-07 | -1.806e-08 | 1.4121e-08 | 0 | 88.1734 | 0 | 0 | 0 | 0 |  | 1.35 | 0.5702 | 0.57022 | 1.35 | 0.5702 | 0.57022 | 0.00075437 | -101.6046 | 78.3994 | 0.00075271 | -101.6046 | 78.3994
Line11_12_13 | 0 | 0 | 0 | 0 | 0 | 0 | 0 | 0 | 0 | 0 | 0 | 0 | 1.113e-08 | -1.0824e-07 | 1.0421e-07 | -1.1131e-08 | 8.7188e-08 | -8.3152e-08 | -2.5445e-07 | 1.8654e-08 | -1.537e-08 | 2.0356e-07 | -1.4329e-08 | 1.1047e-08 | 0 | 0 | 0 | 0 | 0 | 0 |  | 1.35 | 0.5702 | 0.57022 | 1.35 | 0.5702 | 0.57022 | 0.00075271 | -101.6046 | 78.3994 | 0.00075135 | -101.6046 | 78.3994
Line12_13_15 | 0 | 0 | 0 | 0 | 0 | 0 | 0 | 0 | 0 | 0 | 0 | 0 | 6.6781e-09 | -6.4946e-08 | 6.2525e-08 | -6.6794e-09 | 4.3891e-08 | -4.1468e-08 | -1.5267e-07 | 1.1192e-08 | -9.2219e-09 | 1.0178e-07 | -6.8678e-09 | 4.8986e-09 | 0 | 0 | 0 | 0 | 0 | 0 |  | 1.35 | 0.5702 | 0.57022 | 1.35 | 0.5702 | 0.57022 | 0.00075135 | -101.6046 | 78.3994 | 0.00075059 | -101.6046 | 78.3994
Line13_13_14 | 0 | 0 | 0 | 0 | 0 | 0 | 0 | 0 | 0 | 0 | 0 | 0 | 2.226e-09 | -2.1649e-08 | 2.0842e-08 | -2.2273e-09 | 5.9337e-10 | 2.1491e-10 | -5.089e-08 | 3.7308e-09 | -3.074e-09 | 5.8626e-14 | 5.938e-10 | -1.2494e-09 | 0 | 0 | 0 | 0 | 0 | 0 |  | 1.35 | 0.5702 | 0.57022 | 1.35 | 0.5702 | 0.57022 | 0.00075135 | -101.6046 | 78.3994 | 0.00075119 | -101.6046 | 78.3994
Line14_15_16 | 0 | 0 | 0 | 0 | 0 | 0 | 0 | 0 | 0 | 0 | 0 | 0 | 4.4521e-09 | -4.3297e-08 | 4.1683e-08 | -4.4533e-09 | 2.2242e-08 | -2.0627e-08 | -1.0178e-07 | 7.4616e-09 | -6.148e-09 | 5.089e-08 | -3.137e-09 | 1.8246e-09 | 0 | 0 | 0 | 0 | 0 | 0 |  | 1.35 | 0.5702 | 0.57022 | 1.35 | 0.5702 | 0.57022 | 0.00075059 | -101.6046 | 78.3994 | 0.00075013 | -101.6046 | 78.3994
Line15_16_17 | 0 | 0 | 0 | 0 | 0 | 0 | 0 | 0 | 0 | 0 | 0 | 0 | 2.2261e-09 | -2.1649e-08 | 2.0842e-08 | -2.2273e-09 | 5.9337e-10 | 2.1491e-10 | -5.089e-08 | 3.7308e-09 | -3.074e-09 | 5.8574e-14 | 5.938e-10 | -1.2494e-09 | 0 | 0 | 0 | 0 | 0 | 0 |  | 1.35 | 0.5702 | 0.57022 | 1.35 | 0.5702 | 0.57022 | 0.00075013 | -101.6046 | 78.3994 | 0.00074997 | -101.6046 | 78.3994
Line16_4_18 | 0 | 2.3748 | 2.375 | 0 | 2.3748 | 2.375 | 0 | 0.54843 | 0.54848 | 0 | 0.54843 | 0.54848 | 2.2266e-09 | 0.10828 | 0.1083 | -2.2271e-09 | -3.5822e-12 | 3.5986e-12 | -5.089e-08 | 0.1128 | 0.11281 | 1.133e-13 | -1.2893e-11 | 1.1793e-11 | 0 | -147.7757 | 32.2323 | 0 | 32.2243 | -147.7677 |  | 1.35 | 0.2851 | 0.28511 | 1.3499 | 0 | 0 | 0.0012246 | -101.6053 | 78.4001 | 0.001455 | 0 | 0
Line17_5_19 | 0 | 0 | 0 | 0 | 0 | 0 | 0 | 0 | 0 | 0 | 0 | 0 | 2.226e-09 | -2.1649e-08 | 2.0842e-08 | -2.2273e-09 | 5.9337e-10 | 2.1491e-10 | -5.089e-08 | 3.7308e-09 | -3.074e-09 | 5.9062e-14 | 5.938e-10 | -1.2494e-09 | 0 | 0 | 0 | 0 | 0 | 0 |  | 1.35 | 0.5702 | 0.57022 | 1.35 | 0.5702 | 0.57022 | 0.00075814 | -101.6046 | 78.3994 | 0.00075798 | -101.6046 | 78.3994
Line1_1_3 | 1.3071e-06 | 1.3346e-06 | 1.2798e-06 | 1.1441e-06 | 1.1715e-06 | 1.1169e-06 | 3.0187e-07 | 3.0821e-07 | 2.9556e-07 | 2.6421e-07 | 2.7054e-07 | 2.5793e-07 | 1.7808e-08 | -1.7319e-07 | 1.6673e-07 | -1.781e-08 | 1.5213e-07 | -1.4568e-07 | -4.0712e-07 | 2.9846e-08 | -2.4592e-08 | 3.5623e-07 | -2.5522e-08 | 2.0269e-08 | 87.4961 | 88.1734 | 86.7896 | -92.8614 | -92.0814 | -93.6797 |  | 1.35 | 0.5702 | 0.57022 | 1.35 | 0.5702 | 0.57022 | 0.0007586 | -101.6046 | 78.3994 | 0.00075633 | -101.6046 | 78.3994
Line2_1_4 | 0.00013342 | 2.3749 | 2.3749 | 0.00013358 | 2.3749 | 2.3749 | 3.0811e-05 | 0.54845 | 0.54847 | 3.0849e-05 | 0.54845 | 0.54847 | 5.4626e-09 | 0.21658 | 0.21659 | -5.1251e-09 | -0.10829 | -0.10829 | 4.1594e-05 | 0.22559 | 0.22562 | -4.1644e-05 | -0.11279 | -0.11281 | -89.9917 | -147.773 | 32.2296 | 90.0083 | 32.227 | -147.7704 |  | 1.35 | 0.5702 | 0.57022 | 1.35 | 0.2851 | 0.28511 | 0.0007586 | -101.6046 | 78.3994 | 0.0012246 | -101.6053 | 78.4001
Line3_1_5 | 0 | 0 | 0 | 0 | 0 | 0 | 0 | 0 | 0 | 0 | 0 | 0 | 4.4521e-09 | -4.3297e-08 | 4.1683e-08 | -4.4533e-09 | 2.2242e-08 | -2.0627e-08 | -1.0178e-07 | 7.4616e-09 | -6.148e-09 | 5.089e-08 | -3.137e-09 | 1.8246e-09 | 0 | 0 | 0 | 0 | 0 | 0 |  | 1.35 | 0.5702 | 0.57022 | 1.35 | 0.5702 | 0.57022 | 0.0007586 | -101.6046 | 78.3994 | 0.00075814 | -101.6046 | 78.3994
Line4_2_6 | 0 | 0 | 0 | 0 | 0 | 0 | 0 | 0 | 0 | 0 | 0 | 0 | 1.113e-08 | -1.0824e-07 | 1.0421e-07 | -1.1131e-08 | 8.7188e-08 | -8.3152e-08 | -2.5445e-07 | 1.8654e-08 | -1.537e-08 | 2.0356e-07 | -1.4329e-08 | 1.1047e-08 | 0 | 0 | 0 | 0 | 0 | 0 |  | 1.35 | 0.5702 | 0.57022 | 1.35 | 0.5702 | 0.57022 | 0.00075694 | -101.6046 | 78.3994 | 0.00075557 | -101.6046 | 78.3994
Line5_6_7 | 0 | 0 | 0 | 0 | 0 | 0 | 0 | 0 | 0 | 0 | 0 | 0 | 8.9042e-09 | -8.6595e-08 | 8.3367e-08 | -8.9054e-09 | 6.554e-08 | -6.231e-08 | -2.0356e-07 | 1.4923e-08 | -1.2296e-08 | 1.5267e-07 | -1.0599e-08 | 7.9726e-09 | 0 | 0 | 0 | 0 | 0 | 0 |  | 1.35 | 0.5702 | 0.57022 | 1.35 | 0.5702 | 0.57022 | 0.00075557 | -101.6046 | 78.3994 | 0.00075451 | -101.6046 | 78.3994
Line6_7_8 | 0 | 0 | 0 | 0 | 0 | 0 | 0 | 0 | 0 | 0 | 0 | 0 | 6.6781e-09 | -6.4946e-08 | 6.2525e-08 | -6.6793e-09 | 4.3891e-08 | -4.1468e-08 | -1.5267e-07 | 1.1192e-08 | -9.2219e-09 | 1.0178e-07 | -6.8678e-09 | 4.8986e-09 | 0 | 0 | 0 | 0 | 0 | 0 |  | 1.35 | 0.5702 | 0.57022 | 1.35 | 0.5702 | 0.57022 | 0.00075451 | -101.6046 | 78.3994 | 0.00075375 | -101.6046 | 78.3994
Line7_8_9 | 0 | 0 | 0 | 0 | 0 | 0 | 0 | 0 | 0 | 0 | 0 | 0 | 2.226e-09 | -2.1649e-08 | 2.0842e-08 | -2.2273e-09 | 5.9337e-10 | 2.1491e-10 | -5.089e-08 | 3.7308e-09 | -3.074e-09 | 5.8733e-14 | 5.938e-10 | -1.2494e-09 | 0 | 0 | 0 | 0 | 0 | 0 |  | 1.35 | 0.5702 | 0.57022 | 1.35 | 0.5702 | 0.57022 | 0.00075375 | -101.6046 | 78.3994 | 0.0007536 | -101.6046 | 78.3994
Line8_8_10 | 0 | 0 | 0 | 0 | 0 | 0 | 0 | 0 | 0 | 0 | 0 | 0 | 2.226e-09 | -2.1649e-08 | 2.0842e-08 | -2.2273e-09 | 5.9337e-10 | 2.1491e-10 | -5.089e-08 | 3.7308e-09 | -3.074e-09 | 5.8733e-14 | 5.938e-10 | -1.2494e-09 | 0 | 0 | 0 | 0 | 0 | 0 |  | 1.35 | 0.5702 | 0.57022 | 1.35 | 0.5702 | 0.57022 | 0.00075375 | -101.6046 | 78.3994 | 0.0007536 | -101.6046 | 78.3994
Line9_3_11 | 1.1437e-06 | 1.1678e-06 | 1.1198e-06 | 0 | 1.0046e-06 | 0 | 2.6413e-07 | 2.6969e-07 | 2.5862e-07 | 0 | 2.3201e-07 | 0 | 1.5582e-08 | -1.5154e-07 | 1.4589e-07 | -1.5584e-08 | 1.3049e-07 | -1.2483e-07 | -3.5623e-07 | 2.6116e-08 | -2.1518e-08 | 3.0534e-07 | -2.1791e-08 | 1.7195e-08 | 87.4961 | 88.1734 | 86.7896 | 0 | -92.1237 | 0 |  | 1.35 | 0.5702 | 0.57022 | 1.35 | 0.5702 | 0.57022 | 0.00075633 | -101.6046 | 78.3994 | 0.00075437 | -101.6046 | 78.3994

## LLG_min_fault_6
name | pf_ikss_a_from_ka | pf_ikss_b_from_ka | pf_ikss_c_from_ka | pf_ikss_a_to_ka | pf_ikss_b_to_ka | pf_ikss_c_to_ka | pf_skss_a_from_mw | pf_skss_b_from_mw | pf_skss_c_from_mw | pf_skss_a_to_mw | pf_skss_b_to_mw | pf_skss_c_to_mw | pf_p_a_from_mw | pf_p_b_from_mw | pf_p_c_from_mw | pf_p_a_to_mw | pf_p_b_to_mw | pf_p_c_to_mw | pf_q_a_from_mvar | pf_q_b_from_mvar | pf_q_c_from_mvar | pf_q_a_to_mvar | pf_q_b_to_mvar | pf_q_c_to_mvar | pf_ikss_a_from_degree | pf_ikss_b_from_degree | pf_ikss_c_from_degree | pf_ikss_a_to_degree | pf_ikss_b_to_degree | pf_ikss_c_to_degree | 3xI0 | pf_vm_a_from_pu | pf_vm_b_from_pu | pf_vm_c_from_pu | pf_vm_a_to_pu | pf_vm_b_to_pu | pf_vm_c_to_pu | pf_va_a_from_degree | pf_va_b_from_degree | pf_va_c_from_degree | pf_va_a_to_degree | pf_va_b_to_degree | pf_va_c_to_degree
Line0_1_2 | 1.0251e-06 | 1.0253e-06 | 1.0249e-06 | 0 | 0 | 0 | 2.3673e-07 | 2.3678e-07 | 2.3668e-07 | 0 | 0 | 0 | 1.2596e-08 | -1.9319e-07 | 1.9513e-07 | -1.2947e-08 | 1.6102e-07 | -1.6261e-07 | -3.3603e-07 | -5.115e-09 | 7.3837e-09 | 2.8004e-07 | 5.665e-09 | -7.5818e-09 | 88.0313 | 88.0411 | 88.0212 | 0 | 0 | 0 |  | 1.4205 | 0.8162 | 0.82501 | 1.4205 | 0.8162 | 0.82501 | 0.17802 | -90.4422 | 90.1883 | 0.17802 | -90.4422 | 90.1883
Line10_11_12 | 1.0251e-06 | 1.0253e-06 | 1.0249e-06 | 0 | 0 | 0 | 2.3673e-07 | 2.3678e-07 | 2.3668e-07 | 0 | 0 | 0 | 1.2596e-08 | -1.9319e-07 | 1.9513e-07 | -1.2947e-08 | 1.6102e-07 | -1.6261e-07 | -3.3603e-07 | -5.115e-09 | 7.3837e-09 | 2.8004e-07 | 5.6651e-09 | -7.5818e-09 | 88.0313 | 88.0411 | 88.0212 | 0 | 0 | 0 |  | 1.4205 | 0.8162 | 0.82501 | 1.4205 | 0.8162 | 0.82501 | 0.17802 | -90.4422 | 90.1883 | 0.17802 | -90.4422 | 90.1883
Line11_12_13 | 0 | 0 | 0 | 0 | 0 | 0 | 0 | 0 | 0 | 0 | 0 | 0 | 1.0497e-08 | -1.6099e-07 | 1.6261e-07 | -1.0848e-08 | 1.2882e-07 | -1.3009e-07 | -2.8003e-07 | -4.2625e-09 | 6.1531e-09 | 2.2404e-07 | 4.8126e-09 | -6.3512e-09 | 0 | 0 | 0 | 0 | 0 | 0 |  | 1.4205 | 0.8162 | 0.82501 | 1.4205 | 0.8162 | 0.82501 | 0.17802 | -90.4422 | 90.1883 | 0.17801 | -90.4422 | 90.1883
Line12_13_15 | 0 | 0 | 0 | 0 | 0 | 0 | 0 | 0 | 0 | 0 | 0 | 0 | 6.2981e-09 | -9.6595e-08 | 9.7563e-08 | -6.6492e-09 | 6.4427e-08 | -6.5044e-08 | -1.6802e-07 | -2.5575e-09 | 3.6919e-09 | 1.1203e-07 | 3.1075e-09 | -3.8899e-09 | 0 | 0 | 0 | 0 | 0 | 0 |  | 1.4205 | 0.8162 | 0.82501 | 1.4205 | 0.8162 | 0.82501 | 0.17801 | -90.4422 | 90.1883 | 0.17801 | -90.4422 | 90.1883
Line13_13_14 | 0 | 0 | 0 | 0 | 0 | 0 | 0 | 0 | 0 | 0 | 0 | 0 | 2.0994e-09 | -3.2198e-08 | 3.2521e-08 | -2.4505e-09 | 3.041e-11 | -2.2e-12 | -5.6006e-08 | -8.5251e-10 | 1.2306e-09 | 1.5373e-11 | 1.4025e-09 | -1.4287e-09 | 0 | 0 | 0 | 0 | 0 | 0 |  | 1.4205 | 0.8162 | 0.82501 | 1.4205 | 0.8162 | 0.82501 | 0.17801 | -90.4422 | 90.1883 | 0.17801 | -90.4422 | 90.1883
Line14_15_16 | 0 | 0 | 0 | 0 | 0 | 0 | 0 | 0 | 0 | 0 | 0 | 0 | 4.1987e-09 | -6.4396e-08 | 6.5042e-08 | -4.5499e-09 | 3.2229e-08 | -3.2523e-08 | -1.1201e-07 | -1.705e-09 | 2.4612e-09 | 5.6021e-08 | 2.255e-09 | -2.6593e-09 | 0 | 0 | 0 | 0 | 0 | 0 |  | 1.4205 | 0.8162 | 0.82501 | 1.4205 | 0.8162 | 0.82501 | 0.17801 | -90.4422 | 90.1883 | 0.17801 | -90.4422 | 90.1883
Line15_16_17 | 0 | 0 | 0 | 0 | 0 | 0 | 0 | 0 | 0 | 0 | 0 | 0 | 2.0994e-09 | -3.2198e-08 | 3.2521e-08 | -2.4505e-09 | 3.041e-11 | -2.2001e-12 | -5.6006e-08 | -8.5251e-10 | 1.2306e-09 | 1.5373e-11 | 1.4025e-09 | -1.4287e-09 | 0 | 0 | 0 | 0 | 0 | 0 |  | 1.4205 | 0.8162 | 0.82501 | 1.4205 | 0.8162 | 0.82501 | 0.17801 | -90.4422 | 90.1883 | 0.17801 | -90.4422 | 90.1883
Line16_4_18 | 0 | 0.026449 | 0.026736 | 0 | 0.026449 | 0.026736 | 0 | 0.0061082 | 0.0061744 | 0 | 0.0061082 | 0.0061743 | 2.1e-09 | 0.0035112 | 0.0035877 | -2.4504e-09 | -0.0034978 | -0.003574 | -5.6006e-08 | 0.0035118 | 0.0035882 | 1.5433e-11 | -0.0034978 | -0.003574 | 0 | -135.4529 | 45.1807 | 0 | 44.5474 | -134.8195 |  | 1.4205 | 0.81302 | 0.82181 | 1.4205 | 0.80984 | 0.81861 | 0.17848 | -90.4476 | 90.1846 | 0.17871 | -90.4526 | 90.1805
Line17_5_19 | 0 | 0 | 0 | 0 | 0 | 0 | 0 | 0 | 0 | 0 | 0 | 0 | 2.0994e-09 | -3.2198e-08 | 3.2521e-08 | -2.4505e-09 | 3.0411e-11 | -2.2006e-12 | -5.6006e-08 | -8.5249e-10 | 1.2306e-09 | 1.5374e-11 | 1.4025e-09 | -1.4287e-09 | 0 | 0 | 0 | 0 | 0 | 0 |  | 1.4205 | 0.8162 | 0.82501 | 1.4205 | 0.8162 | 0.82501 | 0.17802 | -90.4422 | 90.1883 | 0.17802 | -90.4422 | 90.1883
Line1_1_3 | 1.3668e-06 | 1.367e-06 | 1.3665e-06 | 1.1963e-06 | 1.1965e-06 | 1.196e-06 | 3.1564e-07 | 3.157e-07 | 3.1558e-07 | 2.7627e-07 | 2.7633e-07 | 2.762e-07 | 1.6795e-08 | -2.5759e-07 | 2.6017e-07 | -1.7146e-08 | 2.2542e-07 | -2.2765e-07 | -4.4804e-07 | -6.82e-09 | 9.845e-09 | 3.9205e-07 | 7.37e-09 | -1.0043e-08 | 88.0313 | 88.0411 | 88.0212 | -92.3262 | -92.3149 | -92.3377 |  | 1.4205 | 0.8162 | 0.82501 | 1.4205 | 0.8162 | 0.82501 | 0.17802 | -90.4422 | 90.1883 | 0.17802 | -90.4422 | 90.1883
Line2_1_4 | 0.0001395 | 0.026546 | 0.026638 | 0.00013967 | 0.026546 | 0.026638 | 3.2217e-05 | 0.0061306 | 0.0061517 | 3.2256e-05 | 0.0061306 | 0.0061517 | 2.919e-07 | 0.003551 | 0.0035748 | -2.9188e-07 | -0.0035375 | -0.0035612 | 4.5762e-05 | 0.0035255 | 0.0036026 | -4.5818e-05 | -0.0035114 | -0.0035884 | -89.4565 | -135.236 | 44.967 | 90.5435 | 44.7642 | -135.0333 |  | 1.4205 | 0.8162 | 0.82501 | 1.4205 | 0.81302 | 0.82181 | 0.17802 | -90.4422 | 90.1883 | 0.17848 | -90.4476 | 90.1846
Line3_1_5 | 0 | 0 | 0 | 0 | 0 | 0 | 0 | 0 | 0 | 0 | 0 | 0 | 4.1987e-09 | -6.4396e-08 | 6.5042e-08 | -4.5498e-09 | 3.2229e-08 | -3.2523e-08 | -1.1201e-07 | -1.705e-09 | 2.4612e-09 | 5.6021e-08 | 2.255e-09 | -2.6593e-09 | 0 | 0 | 0 | 0 | 0 | 0 |  | 1.4205 | 0.8162 | 0.82501 | 1.4205 | 0.8162 | 0.82501 | 0.17802 | -90.4422 | 90.1883 | 0.17802 | -90.4422 | 90.1883
Line4_2_6 | 0 | 0 | 0 | 0 | 0 | 0 | 0 | 0 | 0 | 0 | 0 | 0 | 1.0497e-08 | -1.6099e-07 | 1.6261e-07 | -1.0848e-08 | 1.2882e-07 | -1.3009e-07 | -2.8003e-07 | -4.2625e-09 | 6.1531e-09 | 2.2404e-07 | 4.8125e-09 | -6.3512e-09 | 0 | 0 | 0 | 0 | 0 | 0 |  | 1.4205 | 0.8162 | 0.82501 | 1.4205 | 0.8162 | 0.82501 | 0.17802 | -90.4422 | 90.1883 | 0.17802 | -90.4422 | 90.1883
Line5_6_7 | 0 | 0 | 0 | 0 | 0 | 0 | 0 | 0 | 0 | 0 | 0 | 0 | 8.3975e-09 | -1.2879e-07 | 1.3008e-07 | -8.7486e-09 | 9.6625e-08 | -9.7565e-08 | -2.2402e-07 | -3.41e-09 | 4.9225e-09 | 1.6803e-07 | 3.96e-09 | -5.1206e-09 | 0 | 0 | 0 | 0 | 0 | 0 |  | 1.4205 | 0.8162 | 0.82501 | 1.4205 | 0.8162 | 0.82501 | 0.17802 | -90.4422 | 90.1883 | 0.17802 | -90.4422 | 90.1883
Line6_7_8 | 0 | 0 | 0 | 0 | 0 | 0 | 0 | 0 | 0 | 0 | 0 | 0 | 6.2981e-09 | -9.6595e-08 | 9.7563e-08 | -6.6492e-09 | 6.4427e-08 | -6.5044e-08 | -1.6802e-07 | -2.5575e-09 | 3.6919e-09 | 1.1203e-07 | 3.1075e-09 | -3.8899e-09 | 0 | 0 | 0 | 0 | 0 | 0 |  | 1.4205 | 0.8162 | 0.82501 | 1.4205 | 0.8162 | 0.82501 | 0.17802 | -90.4422 | 90.1883 | 0.17802 | -90.4422 | 90.1883
Line7_8_9 | 0 | 0 | 0 | 0 | 0 | 0 | 0 | 0 | 0 | 0 | 0 | 0 | 2.0994e-09 | -3.2198e-08 | 3.2521e-08 | -2.4505e-09 | 3.0411e-11 | -2.2004e-12 | -5.6006e-08 | -8.525e-10 | 1.2306e-09 | 1.5374e-11 | 1.4025e-09 | -1.4287e-09 | 0 | 0 | 0 | 0 | 0 | 0 |  | 1.4205 | 0.8162 | 0.82501 | 1.4205 | 0.8162 | 0.82501 | 0.17802 | -90.4422 | 90.1883 | 0.17802 | -90.4422 | 90.1883
Line8_8_10 | 0 | 0 | 0 | 0 | 0 | 0 | 0 | 0 | 0 | 0 | 0 | 0 | 2.0994e-09 | -3.2198e-08 | 3.2521e-08 | -2.4505e-09 | 3.0411e-11 | -2.2003e-12 | -5.6006e-08 | -8.525e-10 | 1.2306e-09 | 1.5374e-11 | 1.4025e-09 | -1.4287e-09 | 0 | 0 | 0 | 0 | 0 | 0 |  | 1.4205 | 0.8162 | 0.82501 | 1.4205 | 0.8162 | 0.82501 | 0.17802 | -90.4422 | 90.1883 | 0.17802 | -90.4422 | 90.1883
Line9_3_11 | 1.1959e-06 | 1.1961e-06 | 1.1957e-06 | 1.0254e-06 | 1.0257e-06 | 1.0252e-06 | 2.7618e-07 | 2.7624e-07 | 2.7613e-07 | 2.3681e-07 | 2.3686e-07 | 2.3676e-07 | 1.4696e-08 | -2.2539e-07 | 2.2765e-07 | -1.5047e-08 | 1.9322e-07 | -1.9513e-07 | -3.9204e-07 | -5.9675e-09 | 8.6144e-09 | 3.3605e-07 | 6.5176e-09 | -8.8124e-09 | 88.0313 | 88.0411 | 88.0212 | -92.3857 | -92.3742 | -92.3975 |  | 1.4205 | 0.8162 | 0.82501 | 1.4205 | 0.8162 | 0.82501 | 0.17802 | -90.4422 | 90.1883 | 0.17802 | -90.4422 | 90.1883

## LLG_min_fault_10
name | pf_ikss_a_from_ka | pf_ikss_b_from_ka | pf_ikss_c_from_ka | pf_ikss_a_to_ka | pf_ikss_b_to_ka | pf_ikss_c_to_ka | pf_skss_a_from_mw | pf_skss_b_from_mw | pf_skss_c_from_mw | pf_skss_a_to_mw | pf_skss_b_to_mw | pf_skss_c_to_mw | pf_p_a_from_mw | pf_p_b_from_mw | pf_p_c_from_mw | pf_p_a_to_mw | pf_p_b_to_mw | pf_p_c_to_mw | pf_q_a_from_mvar | pf_q_b_from_mvar | pf_q_c_from_mvar | pf_q_a_to_mvar | pf_q_b_to_mvar | pf_q_c_to_mvar | pf_ikss_a_from_degree | pf_ikss_b_from_degree | pf_ikss_c_from_degree | pf_ikss_a_to_degree | pf_ikss_b_to_degree | pf_ikss_c_to_degree | 3xI0 | pf_vm_a_from_pu | pf_vm_b_from_pu | pf_vm_c_from_pu | pf_vm_a_to_pu | pf_vm_b_to_pu | pf_vm_c_to_pu | pf_va_a_from_degree | pf_va_b_from_degree | pf_va_c_from_degree | pf_va_a_to_degree | pf_va_b_to_degree | pf_va_c_to_degree
Line0_1_2 | 0 | 0 | 0 | 0 | 0 | 0 | 0 | 0 | 0 | 0 | 0 | 0 | 1.1305e-08 | -1.7339e-07 | 1.7513e-07 | -1.162e-08 | 1.4452e-07 | -1.4594e-07 | -3.0159e-07 | -4.5907e-09 | 6.6269e-09 | 2.5134e-07 | 5.0844e-09 | -6.8047e-09 | 0 | 0 | 0 | 0 | 0 | 0 |  | 1.3457 | 0.77325 | 0.78159 | 1.3457 | 0.77325 | 0.78159 | 0.17802 | -90.4422 | 90.1883 | 0.17802 | -90.4422 | 90.1883
Line10_11_12 | 0 | 0 | 0 | 0 | 0 | 0 | 0 | 0 | 0 | 0 | 0 | 0 | 1.1305e-08 | -1.7339e-07 | 1.7513e-07 | -1.162e-08 | 1.4452e-07 | -1.4594e-07 | -3.0159e-07 | -4.5908e-09 | 6.627e-09 | 2.5134e-07 | 5.0844e-09 | -6.8047e-09 | 0 | 0 | 0 | 0 | 0 | 0 |  | 1.3457 | 0.77325 | 0.78159 | 1.3457 | 0.77325 | 0.78159 | 0.17802 | -90.4422 | 90.1883 | 0.17802 | -90.4422 | 90.1883
Line11_12_13 | 0 | 0 | 0 | 0 | 0 | 0 | 0 | 0 | 0 | 0 | 0 | 0 | 9.421e-09 | -1.4449e-07 | 1.4594e-07 | -9.7361e-09 | 1.1562e-07 | -1.1675e-07 | -2.5133e-07 | -3.8257e-09 | 5.5225e-09 | 2.0108e-07 | 4.3193e-09 | -5.7002e-09 | 0 | 0 | 0 | 0 | 0 | 0 |  | 1.3457 | 0.77325 | 0.78159 | 1.3457 | 0.77325 | 0.78159 | 0.17802 | -90.4422 | 90.1883 | 0.17801 | -90.4422 | 90.1883
Line12_13_15 | 0 | 0 | 0 | 0 | 0 | 0 | 0 | 0 | 0 | 0 | 0 | 0 | 5.6526e-09 | -8.6694e-08 | 8.7564e-08 | -5.9677e-09 | 5.7823e-08 | -5.8378e-08 | -1.508e-07 | -2.2954e-09 | 3.3135e-09 | 1.0054e-07 | 2.789e-09 | -3.4913e-09 | 0 | 0 | 0 | 0 | 0 | 0 |  | 1.3457 | 0.77325 | 0.78159 | 1.3457 | 0.77325 | 0.78159 | 0.17801 | -90.4422 | 90.1883 | 0.17801 | -90.4422 | 90.1883
Line13_13_14 | 0 | 0 | 0 | 0 | 0 | 0 | 0 | 0 | 0 | 0 | 0 | 0 | 1.8842e-09 | -2.8898e-08 | 2.9188e-08 | -2.1993e-09 | 2.7293e-11 | -1.9748e-12 | -5.0265e-08 | -7.6513e-10 | 1.1045e-09 | 1.3798e-11 | 1.2588e-09 | -1.2823e-09 | 0 | 0 | 0 | 0 | 0 | 0 |  | 1.3457 | 0.77325 | 0.78159 | 1.3457 | 0.77325 | 0.78159 | 0.17801 | -90.4422 | 90.1883 | 0.17801 | -90.4422 | 90.1883
Line14_15_16 | 0 | 0 | 0 | 0 | 0 | 0 | 0 | 0 | 0 | 0 | 0 | 0 | 3.7684e-09 | -5.7796e-08 | 5.8376e-08 | -4.0835e-09 | 2.8925e-08 | -2.919e-08 | -1.0053e-07 | -1.5303e-09 | 2.209e-09 | 5.0279e-08 | 2.0239e-09 | -2.3868e-09 | 0 | 0 | 0 | 0 | 0 | 0 |  | 1.3457 | 0.77325 | 0.78159 | 1.3457 | 0.77325 | 0.78159 | 0.17801 | -90.4422 | 90.1883 | 0.17801 | -90.4422 | 90.1883
Line15_16_17 | 0 | 0 | 0 | 0 | 0 | 0 | 0 | 0 | 0 | 0 | 0 | 0 | 1.8842e-09 | -2.8898e-08 | 2.9188e-08 | -2.1993e-09 | 2.7293e-11 | -1.9747e-12 | -5.0265e-08 | -7.6514e-10 | 1.1045e-09 | 1.3798e-11 | 1.2588e-09 | -1.2823e-09 | 0 | 0 | 0 | 0 | 0 | 0 |  | 1.3457 | 0.77325 | 0.78159 | 1.3457 | 0.77325 | 0.78159 | 0.17801 | -90.4422 | 90.1883 | 0.17801 | -90.4422 | 90.1883
Line16_4_18 | 0 | 0.025057 | 0.025329 | 0 | 0.025057 | 0.025328 | 0 | 0.0057867 | 0.0058494 | 0 | 0.0057867 | 0.0058494 | 1.8848e-09 | 0.0031513 | 0.00322 | -2.1992e-09 | -0.0031393 | -0.0032077 | -5.0265e-08 | 0.0031519 | 0.0032204 | 1.3851e-11 | -0.0031393 | -0.0032077 | 0 | -135.4529 | 45.1807 | 0 | 44.5474 | -134.8195 |  | 1.3457 | 0.77023 | 0.77856 | 1.3457 | 0.76722 | 0.77552 | 0.17848 | -90.4476 | 90.1846 | 0.17871 | -90.4526 | 90.1805
Line17_5_19 | 0 | 0 | 0 | 0 | 0 | 0 | 0 | 0 | 0 | 0 | 0 | 0 | 1.8842e-09 | -2.8898e-08 | 2.9188e-08 | -2.1993e-09 | 2.7294e-11 | -1.975e-12 | -5.0265e-08 | -7.6512e-10 | 1.1045e-09 | 1.3798e-11 | 1.2588e-09 | -1.2823e-09 | 0 | 0 | 0 | 0 | 0 | 0 |  | 1.3457 | 0.77325 | 0.78159 | 1.3457 | 0.77325 | 0.78159 | 0.17802 | -90.4422 | 90.1883 | 0.17802 | -90.4422 | 90.1883
Line1_1_3 | 1.2948e-06 | 1.2951e-06 | 1.2946e-06 | 1.1333e-06 | 1.1335e-06 | 1.1331e-06 | 2.9903e-07 | 2.9908e-07 | 2.9897e-07 | 2.6172e-07 | 2.6178e-07 | 2.6167e-07 | 1.5074e-08 | -2.3118e-07 | 2.335e-07 | -1.5389e-08 | 2.0231e-07 | -2.0432e-07 | -4.0212e-07 | -6.121e-09 | 8.836e-09 | 3.5187e-07 | 6.6147e-09 | -9.0137e-09 | 88.0313 | 88.0411 | 88.0212 | -92.3262 | -92.3149 | -92.3377 |  | 1.3457 | 0.77325 | 0.78159 | 1.3457 | 0.77325 | 0.78159 | 0.17802 | -90.4422 | 90.1883 | 0.17802 | -90.4422 | 90.1883
Line2_1_4 | 0.00013216 | 0.025149 | 0.025236 | 0.00013232 | 0.025149 | 0.025236 | 3.0521e-05 | 0.0058079 | 0.005828 | 3.0559e-05 | 0.005808 | 0.0058279 | 2.6198e-07 | 0.003187 | 0.0032084 | -2.6197e-07 | -0.0031749 | -0.0031962 | 4.1072e-05 | 0.0031641 | 0.0032333 | -4.1122e-05 | -0.0031515 | -0.0032206 | -89.4565 | -135.236 | 44.967 | 90.5435 | 44.7642 | -135.0333 |  | 1.3457 | 0.77325 | 0.78159 | 1.3457 | 0.77023 | 0.77856 | 0.17802 | -90.4422 | 90.1883 | 0.17848 | -90.4476 | 90.1846
Line3_1_5 | 0 | 0 | 0 | 0 | 0 | 0 | 0 | 0 | 0 | 0 | 0 | 0 | 3.7684e-09 | -5.7796e-08 | 5.8376e-08 | -4.0835e-09 | 2.8925e-08 | -2.919e-08 | -1.0053e-07 | -1.5302e-09 | 2.209e-09 | 5.0279e-08 | 2.0239e-09 | -2.3868e-09 | 0 | 0 | 0 | 0 | 0 | 0 |  | 1.3457 | 0.77325 | 0.78159 | 1.3457 | 0.77325 | 0.78159 | 0.17802 | -90.4422 | 90.1883 | 0.17802 | -90.4422 | 90.1883
Line4_2_6 | 0 | 0 | 0 | 0 | 0 | 0 | 0 | 0 | 0 | 0 | 0 | 0 | 9.421e-09 | -1.4449e-07 | 1.4594e-07 | -9.7361e-09 | 1.1562e-07 | -1.1675e-07 | -2.5133e-07 | -3.8256e-09 | 5.5225e-09 | 2.0108e-07 | 4.3193e-09 | -5.7002e-09 | 0 | 0 | 0 | 0 | 0 | 0 |  | 1.3457 | 0.77325 | 0.78159 | 1.3457 | 0.77325 | 0.78159 | 0.17802 | -90.4422 | 90.1883 | 0.17802 | -90.4422 | 90.1883
Line5_6_7 | 0 | 0 | 0 | 0 | 0 | 0 | 0 | 0 | 0 | 0 | 0 | 0 | 7.5368e-09 | -1.1559e-07 | 1.1675e-07 | -7.8519e-09 | 8.6722e-08 | -8.7566e-08 | -2.0106e-07 | -3.0605e-09 | 4.418e-09 | 1.5081e-07 | 3.5541e-09 | -4.5957e-09 | 0 | 0 | 0 | 0 | 0 | 0 |  | 1.3457 | 0.77325 | 0.78159 | 1.3457 | 0.77325 | 0.78159 | 0.17802 | -90.4422 | 90.1883 | 0.17802 | -90.4422 | 90.1883
Line6_7_8 | 0 | 0 | 0 | 0 | 0 | 0 | 0 | 0 | 0 | 0 | 0 | 0 | 5.6526e-09 | -8.6694e-08 | 8.7564e-08 | -5.9677e-09 | 5.7823e-08 | -5.8378e-08 | -1.508e-07 | -2.2954e-09 | 3.3135e-09 | 1.0054e-07 | 2.789e-09 | -3.4912e-09 | 0 | 0 | 0 | 0 | 0 | 0 |  | 1.3457 | 0.77325 | 0.78159 | 1.3457 | 0.77325 | 0.78159 | 0.17802 | -90.4422 | 90.1883 | 0.17802 | -90.4422 | 90.1883
Line7_8_9 | 0 | 0 | 0 | 0 | 0 | 0 | 0 | 0 | 0 | 0 | 0 | 0 | 1.8842e-09 | -2.8898e-08 | 2.9188e-08 | -2.1993e-09 | 2.7294e-11 | -1.9748e-12 | -5.0265e-08 | -7.6513e-10 | 1.1045e-09 | 1.3797e-11 | 1.2588e-09 | -1.2823e-09 | 0 | 0 | 0 | 0 | 0 | 0 |  | 1.3457 | 0.77325 | 0.78159 | 1.3457 | 0.77325 | 0.78159 | 0.17802 | -90.4422 | 90.1883 | 0.17802 | -90.4422 | 90.1883
Line8_8_10 | 0 | 0 | 0 | 0 | 0 | 0 | 0 | 0 | 0 | 0 | 0 | 0 | 1.8842e-09 | -2.8898e-08 | 2.9188e-08 | -2.1993e-09 | 2.7294e-11 | -1.9747e-12 | -5.0265e-08 | -7.6513e-10 | 1.1045e-09 | 1.3798e-11 | 1.2588e-09 | -1.2823e-09 | 0 | 0 | 0 | 0 | 0 | 0 |  | 1.3457 | 0.77325 | 0.78159 | 1.3457 | 0.77325 | 0.78159 | 0.17802 | -90.4422 | 90.1883 | 0.17802 | -90.4422 | 90.1883
Line9_3_11 | 1.133e-06 | 1.1332e-06 | 1.1328e-06 | 0 | 0 | 0 | 2.6165e-07 | 2.617e-07 | 2.616e-07 | 0 | 0 | 0 | 1.3189e-08 | -2.0229e-07 | 2.0432e-07 | -1.3505e-08 | 1.7342e-07 | -1.7513e-07 | -3.5186e-07 | -5.3559e-09 | 7.7315e-09 | 3.0161e-07 | 5.8496e-09 | -7.9092e-09 | 88.0313 | 88.0411 | 88.0212 | 0 | 0 | 0 |  | 1.3457 | 0.77325 | 0.78159 | 1.3457 | 0.77325 | 0.78159 | 0.17802 | -90.4422 | 90.1883 | 0.17802 | -90.4422 | 90.1883