## LLL_max_6
name | pf_ikss_from_ka | pf_ikss_to_ka | pf_ip_from_ka | pf_ip_to_ka | pf_skss_from_mw | pf_skss_to_mw | pf_p_from_mw | pf_p_to_mw | pf_q_from_mvar | pf_q_to_mvar | pf_ikss_from_degree | pf_ikss_to_degree | pf_vm_from_pu | pf_vm_to_pu | pf_va_from_degree | pf_va_to_degree
Line0_1_2 | 2.1767 | 2.1767 | 0 | 0 | 1.508 | 1.508 | 0.56854 | -0.42641 | 1.1371 | -0.85282 | -67.8829 | 112.1171 | 0.84302 | 0.63226 | -4.4479 | -4.4479
Line10_11_12 | 0 | 0 | 0 | 0 | 0 | 0 | 0 | 0 | 0 | 0 | 0 | 0 | 0.84302 | 0.84302 | -4.4479 | -4.4479
Line11_12_13 | 0 | 0 | 0 | 0 | 0 | 0 | 0 | 0 | 0 | 0 | 0 | 0 | 0.84302 | 0.84302 | -4.4479 | -4.4479
Line12_13_15 | 0 | 0 | 0 | 0 | 0 | 0 | 0 | 0 | 0 | 0 | 0 | 0 | 0.84302 | 0.84302 | -4.4479 | -4.4479
Line13_13_14 | 0 | 0 | 0 | 0 | 0 | 0 | 0 | 0 | 0 | 0 | 0 | 0 | 0.84302 | 0.84302 | -4.4479 | -4.4479
Line14_15_16 | 0 | 0 | 0 | 0 | 0 | 0 | 0 | 0 | 0 | 0 | 0 | 0 | 0.84302 | 0.84302 | -4.4479 | -4.4479
Line15_16_17 | 0 | 0 | 0 | 0 | 0 | 0 | 0 | 0 | 0 | 0 | 0 | 0 | 0.84302 | 0.84302 | -4.4479 | -4.4479
Line16_4_18 | 0 | 0 | 0 | 0 | 0 | 0 | 0 | 0 | 0 | 0 | 0 | 0 | 0.84302 | 0.84302 | -4.4479 | -4.4479
Line17_5_19 | 0 | 0 | 0 | 0 | 0 | 0 | 0 | 0 | 0 | 0 | 0 | 0 | 0.84302 | 0.84302 | -4.4479 | -4.4479
Line1_1_3 | 0 | 0 | 0 | 0 | 0 | 0 | 0 | 0 | 0 | 0 | 0 | 0 | 0.84302 | 0.84302 | -4.4479 | -4.4479
Line2_1_4 | 0 | 0 | 0 | 0 | 0 | 0 | 0 | 0 | 0 | 0 | 0 | 0 | 0.84302 | 0.84302 | -4.4479 | -4.4479
Line3_1_5 | 0 | 0 | 0 | 0 | 0 | 0 | 0 | 0 | 0 | 0 | 0 | 0 | 0.84302 | 0.84302 | -4.4479 | -4.4479
Line4_2_6 | 2.1767 | 2.1767 | 0 | 0 | 1.508 | 1.508 | 0.42641 | -0.28427 | 0.85282 | -0.56854 | -67.8829 | 112.1171 | 0.63226 | 0.42151 | -4.4479 | -4.4479
Line5_6_7 | 2.1767 | 2.1767 | 0 | 0 | 1.508 | 1.508 | 0.28427 | -0.14214 | 0.56854 | -0.28427 | -67.8829 | 112.1171 | 0.42151 | 0.21075 | -4.4479 | -4.4479
Line6_7_8 | 2.1767 | 2.1767 | 0 | 4.0311 | 1.508 | 1.508 | 0.14214 | -1e-07 | 0.28427 | -1e-07 | -67.8829 | 112.1171 | 0.21075 | 0 | -4.4479 | 0
Line7_8_9 | 0 | 0 | 0 | 0 | 0 | 0 | 7.9247e-22 | 0 | 4.6423e-22 | 0 | 0 | 0 | 0 | 0 | 0 | 0
Line8_8_10 | 0 | 0 | 0 | 0 | 0 | 0 | 7.9247e-22 | 0 | 4.6423e-22 | 0 | 0 | 0 | 0 | 0 | 0 | 0
Line9_3_11 | 0 | 0 | 0 | 0 | 0 | 0 | 0 | 0 | 0 | 0 | 0 | 0 | 0.84302 | 0.84302 | -4.4479 | -4.4479

## LLL_max_10
name | pf_ikss_from_ka | pf_ikss_to_ka | pf_ip_from_ka | pf_ip_to_ka | pf_skss_from_mw | pf_skss_to_mw | pf_p_from_mw | pf_p_to_mw | pf_q_from_mvar | pf_q_to_mvar | pf_ikss_from_degree | pf_ikss_to_degree | pf_vm_from_pu | pf_vm_to_pu | pf_va_from_degree | pf_va_to_degree
Line0_1_2 | 2.259 | 2.259 | 0 | 0 | 1.5651 | 1.5651 | 0.61237 | -0.45928 | 1.2247 | -0.91856 | -68.05 | 111.95 | 0.87491 | 0.65618 | -4.615 | -4.615
Line10_11_12 | 0 | 0 | 0 | 0 | 0 | 0 | 0 | 0 | 0 | 0 | 0 | 0 | 0.87491 | 0.87491 | -4.615 | -4.615
Line11_12_13 | 0 | 0 | 0 | 0 | 0 | 0 | 0 | 0 | 0 | 0 | 0 | 0 | 0.87491 | 0.87491 | -4.615 | -4.615
Line12_13_15 | 0 | 0 | 0 | 0 | 0 | 0 | 0 | 0 | 0 | 0 | 0 | 0 | 0.87491 | 0.87491 | -4.615 | -4.615
Line13_13_14 | 0 | 0 | 0 | 0 | 0 | 0 | 0 | 0 | 0 | 0 | 0 | 0 | 0.87491 | 0.87491 | -4.615 | -4.615
Line14_15_16 | 0 | 0 | 0 | 0 | 0 | 0 | 0 | 0 | 0 | 0 | 0 | 0 | 0.87491 | 0.87491 | -4.615 | -4.615
Line15_16_17 | 0 | 0 | 0 | 0 | 0 | 0 | 0 | 0 | 0 | 0 | 0 | 0 | 0.87491 | 0.87491 | -4.615 | -4.615
Line16_4_18 | 0 | 0 | 0 | 0 | 0 | 0 | 0 | 0 | 0 | 0 | 0 | 0 | 0.87491 | 0.87491 | -4.615 | -4.615
Line17_5_19 | 0 | 0 | 0 | 0 | 0 | 0 | 0 | 0 | 0 | 0 | 0 | 0 | 0.87491 | 0.87491 | -4.615 | -4.615
Line1_1_3 | 0 | 0 | 0 | 0 | 0 | 0 | 0 | 0 | 0 | 0 | 0 | 0 | 0.87491 | 0.87491 | -4.615 | -4.615
Line2_1_4 | 0 | 0 | 0 | 0 | 0 | 0 | 0 | 0 | 0 | 0 | 0 | 0 | 0.87491 | 0.87491 | -4.615 | -4.615
Line3_1_5 | 0 | 0 | 0 | 0 | 0 | 0 | 0 | 0 | 0 | 0 | 0 | 0 | 0.87491 | 0.87491 | -4.615 | -4.615
Line4_2_6 | 2.259 | 2.259 | 0 | 0 | 1.5651 | 1.5651 | 0.45928 | -0.30619 | 0.91856 | -0.61237 | -68.05 | 111.95 | 0.65618 | 0.43745 | -4.615 | -4.615
Line5_6_7 | 2.259 | 2.259 | 0 | 0 | 1.5651 | 1.5651 | 0.30619 | -0.15309 | 0.61237 | -0.30619 | -68.05 | 111.95 | 0.43745 | 0.21873 | -4.615 | -4.615
Line6_7_8 | 2.259 | 2.259 | 0 | 4.1931 | 1.5651 | 1.5651 | 0.15309 | -1e-07 | 0.30619 | -1e-07 | -68.05 | 111.95 | 0.21873 | 0 | -4.615 | 0
Line7_8_9 | 0 | 0 | 0 | 0 | 0 | 0 | 1.1123e-21 | 0 | -5.2195e-22 | 0 | 0 | 0 | 0 | 0 | 0 | 0
Line8_8_10 | 0 | 0 | 0 | 0 | 0 | 0 | 1.1123e-21 | 0 | -5.2195e-22 | 0 | 0 | 0 | 0 | 0 | 0 | 0
Line9_3_11 | 0 | 0 | 0 | 0 | 0 | 0 | 0 | 0 | 0 | 0 | 0 | 0 | 0.87491 | 0.87491 | -4.615 | -4.615

## LLL_max_fault_6
name | pf_ikss_from_ka | pf_ikss_to_ka | pf_ip_from_ka | pf_ip_to_ka | pf_skss_from_mw | pf_skss_to_mw | pf_p_from_mw | pf_p_to_mw | pf_q_from_mvar | pf_q_to_mvar | pf_ikss_from_degree | pf_ikss_to_degree | pf_vm_from_pu | pf_vm_to_pu | pf_va_from_degree | pf_va_to_degree
Line0_1_2 | 0.033802 | 0.033802 | 0 | 0 | 0.023418 | 0.023418 | 0.017275 | -0.017241 | 0.017412 | -0.017344 | -45.346 | 134.654 | 1.0474 | 1.0443 | -0.11952 | -0.17563
Line10_11_12 | 0 | 0 | 0 | 0 | 0 | 0 | 0 | 0 | 0 | 0 | 0 | 0 | 1.0474 | 1.0474 | -0.11952 | -0.11952
Line11_12_13 | 0 | 0 | 0 | 0 | 0 | 0 | 0 | 0 | 0 | 0 | 0 | 0 | 1.0474 | 1.0474 | -0.11952 | -0.11952
Line12_13_15 | 0 | 0 | 0 | 0 | 0 | 0 | 0 | 0 | 0 | 0 | 0 | 0 | 1.0474 | 1.0474 | -0.11952 | -0.11952
Line13_13_14 | 0 | 0 | 0 | 0 | 0 | 0 | 0 | 0 | 0 | 0 | 0 | 0 | 1.0474 | 1.0474 | -0.11952 | -0.11952
Line14_15_16 | 0 | 0 | 0 | 0 | 0 | 0 | 0 | 0 | 0 | 0 | 0 | 0 | 1.0474 | 1.0474 | -0.11952 | -0.11952
Line15_16_17 | 0 | 0 | 0 | 0 | 0 | 0 | 0 | 0 | 0 | 0 | 0 | 0 | 1.0474 | 1.0474 | -0.11952 | -0.11952
Line16_4_18 | 0 | 0 | 0 | 0 | 0 | 0 | 0 | 0 | 0 | 0 | 0 | 0 | 1.0474 | 1.0474 | -0.11952 | -0.11952
Line17_5_19 | 0 | 0 | 0 | 0 | 0 | 0 | 0 | 0 | 0 | 0 | 0 | 0 | 1.0474 | 1.0474 | -0.11952 | -0.11952
Line1_1_3 | 0 | 0 | 0 | 0 | 0 | 0 | 0 | 0 | 0 | 0 | 0 | 0 | 1.0474 | 1.0474 | -0.11952 | -0.11952
Line2_1_4 | 0 | 0 | 0 | 0 | 0 | 0 | 0 | 0 | 0 | 0 | 0 | 0 | 1.0474 | 1.0474 | -0.11952 | -0.11952
Line3_1_5 | 0 | 0 | 0 | 0 | 0 | 0 | 0 | 0 | 0 | 0 | 0 | 0 | 1.0474 | 1.0474 | -0.11952 | -0.11952
Line4_2_6 | 0.033802 | 0.033802 | 0 | 0 | 0.023418 | 0.023418 | 0.017241 | -0.017207 | 0.017344 | -0.017275 | -45.346 | 134.654 | 1.0443 | 1.0412 | -0.17563 | -0.23207
Line5_6_7 | 0.033802 | 0.033802 | 0 | 0 | 0.023418 | 0.023418 | 0.017207 | -0.017173 | 0.017275 | -0.017207 | -45.346 | 134.654 | 1.0412 | 1.0381 | -0.23207 | -0.28886
Line6_7_8 | 0.033802 | 0.033802 | 0 | 0.0626 | 0.023418 | 0.023418 | 0.017173 | -0.017138 | 0.017207 | -0.017138 | -45.346 | 134.654 | 1.0381 | 1.035 | -0.28886 | -0.34598
Line7_8_9 | 0 | 0 | 0 | 0 | 0 | 0 | -1.7102e-10 | 0 | 7.2182e-11 | 0 | 0 | 0 | 1.035 | 1.035 | -0.34598 | -0.34598
Line8_8_10 | 0 | 0 | 0 | 0 | 0 | 0 | -1.7102e-10 | 0 | 7.2182e-11 | 0 | 0 | 0 | 1.035 | 1.035 | -0.34598 | -0.34598
Line9_3_11 | 0 | 0 | 0 | 0 | 0 | 0 | 0 | 0 | 0 | 0 | 0 | 0 | 1.0474 | 1.0474 | -0.11952 | -0.11952

## LLL_max_fault_10
name | pf_ikss_from_ka | pf_ikss_to_ka | pf_ip_from_ka | pf_ip_to_ka | pf_skss_from_mw | pf_skss_to_mw | pf_p_from_mw | pf_p_to_mw | pf_q_from_mvar | pf_q_to_mvar | pf_ikss_from_degree | pf_ikss_to_degree | pf_vm_from_pu | pf_vm_to_pu | pf_va_from_degree | pf_va_to_degree
Line0_1_2 | 0.035407 | 0.035407 | 0 | 0 | 0.024531 | 0.024531 | 0.018955 | -0.018918 | 0.019106 | -0.019031 | -45.3516 | 134.6484 | 1.0971 | 1.0939 | -0.12515 | -0.18126
Line10_11_12 | 0 | 0 | 0 | 0 | 0 | 0 | 0 | 0 | 0 | 0 | 0 | 0 | 1.0971 | 1.0971 | -0.12515 | -0.12515
Line11_12_13 | 0 | 0 | 0 | 0 | 0 | 0 | 0 | 0 | 0 | 0 | 0 | 0 | 1.0971 | 1.0971 | -0.12515 | -0.12515
Line12_13_15 | 0 | 0 | 0 | 0 | 0 | 0 | 0 | 0 | 0 | 0 | 0 | 0 | 1.0971 | 1.0971 | -0.12515 | -0.12515
Line13_13_14 | 0 | 0 | 0 | 0 | 0 | 0 | 0 | 0 | 0 | 0 | 0 | 0 | 1.0971 | 1.0971 | -0.12515 | -0.12515
Line14_15_16 | 0 | 0 | 0 | 0 | 0 | 0 | 0 | 0 | 0 | 0 | 0 | 0 | 1.0971 | 1.0971 | -0.12515 | -0.12515
Line15_16_17 | 0 | 0 | 0 | 0 | 0 | 0 | 0 | 0 | 0 | 0 | 0 | 0 | 1.0971 | 1.0971 | -0.12515 | -0.12515
Line16_4_18 | 0 | 0 | 0 | 0 | 0 | 0 | 0 | 0 | 0 | 0 | 0 | 0 | 1.0971 | 1.0971 | -0.12515 | -0.12515
Line17_5_19 | 0 | 0 | 0 | 0 | 0 | 0 | 0 | 0 | 0 | 0 | 0 | 0 | 1.0971 | 1.0971 | -0.12515 | -0.12515
Line1_1_3 | 0 | 0 | 0 | 0 | 0 | 0 | 0 | 0 | 0 | 0 | 0 | 0 | 1.0971 | 1.0971 | -0.12515 | -0.12515
Line2_1_4 | 0 | 0 | 0 | 0 | 0 | 0 | 0 | 0 | 0 | 0 | 0 | 0 | 1.0971 | 1.0971 | -0.12515 | -0.12515
Line3_1_5 | 0 | 0 | 0 | 0 | 0 | 0 | 0 | 0 | 0 | 0 | 0 | 0 | 1.0971 | 1.0971 | -0.12515 | -0.12515
Line4_2_6 | 0.035407 | 0.035407 | 0 | 0 | 0.024531 | 0.024531 | 0.018918 | -0.01888 | 0.019031 | -0.018955 | -45.3516 | 134.6484 | 1.0939 | 1.0906 | -0.18126 | -0.23771
Line5_6_7 | 0.035407 | 0.035407 | 0 | 0 | 0.024531 | 0.024531 | 0.01888 | -0.018842 | 0.018955 | -0.01888 | -45.3516 | 134.6484 | 1.0906 | 1.0874 | -0.23771 | -0.29449
Line6_7_8 | 0.035407 | 0.035407 | 0 | 0.065722 | 0.024531 | 0.024531 | 0.018842 | -0.018805 | 0.01888 | -0.018805 | -45.3516 | 134.6484 | 1.0874 | 1.0841 | -0.29449 | -0.35161
Line7_8_9 | 0 | 0 | 0 | 0 | 0 | 0 | -1.8919e-10 | 0 | 8.0501e-11 | 0 | 0 | 0 | 1.0841 | 1.0841 | -0.35161 | -0.35161
Line8_8_10 | 0 | 0 | 0 | 0 | 0 | 0 | -1.8919e-10 | 0 | 8.0501e-11 | 0 | 0 | 0 | 1.0841 | 1.0841 | -0.35161 | -0.35161
Line9_3_11 | 0 | 0 | 0 | 0 | 0 | 0 | 0 | 0 | 0 | 0 | 0 | 0 | 1.0971 | 1.0971 | -0.12515 | -0.12515

## LLL_min_6
name | pf_ikss_from_ka | pf_ikss_to_ka | pf_ip_from_ka | pf_ip_to_ka | pf_skss_from_mw | pf_skss_to_mw | pf_p_from_mw | pf_p_to_mw | pf_q_from_mvar | pf_q_to_mvar | pf_ikss_from_degree | pf_ikss_to_degree | pf_vm_from_pu | pf_vm_to_pu | pf_va_from_degree | pf_va_to_degree
Line0_1_2 | 1.6801 | 1.6801 | 0 | 0 | 1.164 | 1.164 | 0.65034 | -0.48775 | 0.67743 | -0.50807 | -52.8727 | 127.1273 | 0.80677 | 0.60508 | -6.7036 | -6.7036
Line10_11_12 | 0 | 0 | 0 | 0 | 0 | 0 | 0 | 0 | 0 | 0 | 0 | 0 | 0.80677 | 0.80677 | -6.7036 | -6.7036
Line11_12_13 | 0 | 0 | 0 | 0 | 0 | 0 | 0 | 0 | 0 | 0 | 0 | 0 | 0.80677 | 0.80677 | -6.7036 | -6.7036
Line12_13_15 | 0 | 0 | 0 | 0 | 0 | 0 | 0 | 0 | 0 | 0 | 0 | 0 | 0.80677 | 0.80677 | -6.7036 | -6.7036
Line13_13_14 | 0 | 0 | 0 | 0 | 0 | 0 | 0 | 0 | 0 | 0 | 0 | 0 | 0.80677 | 0.80677 | -6.7036 | -6.7036
Line14_15_16 | 0 | 0 | 0 | 0 | 0 | 0 | 0 | 0 | 0 | 0 | 0 | 0 | 0.80677 | 0.80677 | -6.7036 | -6.7036
Line15_16_17 | 0 | 0 | 0 | 0 | 0 | 0 | 0 | 0 | 0 | 0 | 0 | 0 | 0.80677 | 0.80677 | -6.7036 | -6.7036
Line16_4_18 | 0 | 0 | 0 | 0 | 0 | 0 | 0 | 0 | 0 | 0 | 0 | 0 | 0.80677 | 0.80677 | -6.7036 | -6.7036
Line17_5_19 | 0 | 0 | 0 | 0 | 0 | 0 | 0 | 0 | 0 | 0 | 0 | 0 | 0.80677 | 0.80677 | -6.7036 | -6.7036
Line1_1_3 | 0 | 0 | 0 | 0 | 0 | 0 | 0 | 0 | 0 | 0 | 0 | 0 | 0.80677 | 0.80677 | -6.7036 | -6.7036
Line2_1_4 | 0 | 0 | 0 | 0 | 0 | 0 | 0 | 0 | 0 | 0 | 0 | 0 | 0.80677 | 0.80677 | -6.7036 | -6.7036
Line3_1_5 | 0 | 0 | 0 | 0 | 0 | 0 | 0 | 0 | 0 | 0 | 0 | 0 | 0.80677 | 0.80677 | -6.7036 | -6.7036
Line4_2_6 | 1.6801 | 1.6801 | 0 | 0 | 1.164 | 1.164 | 0.48775 | -0.32517 | 0.50807 | -0.33872 | -52.8727 | 127.1273 | 0.60508 | 0.40338 | -6.7036 | -6.7036
Line5_6_7 | 1.6801 | 1.6801 | 0 | 0 | 1.164 | 1.164 | 0.32517 | -0.16258 | 0.33872 | -0.16936 | -52.8727 | 127.1273 | 0.40338 | 0.20169 | -6.7036 | -6.7036
Line6_7_8 | 1.6801 | 1.6801 | 0 | 2.6638 | 1.164 | 1.164 | 0.16258 | -1e-07 | 0.16936 | -1e-07 | -52.8727 | 127.1273 | 0.20169 | 0 | -6.7036 | 0
Line7_8_9 | 0 | 0 | 0 | 0 | 0 | 0 | 6.7987e-22 | 0 | 9.0104e-22 | 0 | 0 | 0 | 0 | 0 | 0 | 0
Line8_8_10 | 0 | 0 | 0 | 0 | 0 | 0 | 6.7987e-22 | 0 | 9.0104e-22 | 0 | 0 | 0 | 0 | 0 | 0 | 0
Line9_3_11 | 0 | 0 | 0 | 0 | 0 | 0 | 0 | 0 | 0 | 0 | 0 | 0 | 0.80677 | 0.80677 | -6.7036 | -6.7036

## LLL_min_10
name | pf_ikss_from_ka | pf_ikss_to_ka | pf_ip_from_ka | pf_ip_to_ka | pf_skss_from_mw | pf_skss_to_mw | pf_p_from_mw | pf_p_to_mw | pf_q_from_mvar | pf_q_to_mvar | pf_ikss_from_degree | pf_ikss_to_degree | pf_vm_from_pu | pf_vm_to_pu | pf_va_from_degree | pf_va_to_degree
Line0_1_2 | 1.5916 | 1.5916 | 0 | 0 | 1.1027 | 1.1027 | 0.58368 | -0.43776 | 0.608 | -0.456 | -52.8727 | 127.1273 | 0.76431 | 0.57323 | -6.7036 | -6.7036
Line10_11_12 | 0 | 0 | 0 | 0 | 0 | 0 | 0 | 0 | 0 | 0 | 0 | 0 | 0.76431 | 0.76431 | -6.7036 | -6.7036
Line11_12_13 | 0 | 0 | 0 | 0 | 0 | 0 | 0 | 0 | 0 | 0 | 0 | 0 | 0.76431 | 0.76431 | -6.7036 | -6.7036
Line12_13_15 | 0 | 0 | 0 | 0 | 0 | 0 | 0 | 0 | 0 | 0 | 0 | 0 | 0.76431 | 0.76431 | -6.7036 | -6.7036
Line13_13_14 | 0 | 0 | 0 | 0 | 0 | 0 | 0 | 0 | 0 | 0 | 0 | 0 | 0.76431 | 0.76431 | -6.7036 | -6.7036
Line14_15_16 | 0 | 0 | 0 | 0 | 0 | 0 | 0 | 0 | 0 | 0 | 0 | 0 | 0.76431 | 0.76431 | -6.7036 | -6.7036
Line15_16_17 | 0 | 0 | 0 | 0 | 0 | 0 | 0 | 0 | 0 | 0 | 0 | 0 | 0.76431 | 0.76431 | -6.7036 | -6.7036
Line16_4_18 | 0 | 0 | 0 | 0 | 0 | 0 | 0 | 0 | 0 | 0 | 0 | 0 | 0.76431 | 0.76431 | -6.7036 | -6.7036
Line17_5_19 | 0 | 0 | 0 | 0 | 0 | 0 | 0 | 0 | 0 | 0 | 0 | 0 | 0.76431 | 0.76431 | -6.7036 | -6.7036
Line1_1_3 | 0 | 0 | 0 | 0 | 0 | 0 | 0 | 0 | 0 | 0 | 0 | 0 | 0.76431 | 0.76431 | -6.7036 | -6.7036
Line2_1_4 | 0 | 0 | 0 | 0 | 0 | 0 | 0 | 0 | 0 | 0 | 0 | 0 | 0.76431 | 0.76431 | -6.7036 | -6.7036
Line3_1_5 | 0 | 0 | 0 | 0 | 0 | 0 | 0 | 0 | 0 | 0 | 0 | 0 | 0.76431 | 0.76431 | -6.7036 | -6.7036
Line4_2_6 | 1.5916 | 1.5916 | 0 | 0 | 1.1027 | 1.1027 | 0.43776 | -0.29184 | 0.456 | -0.304 | -52.8727 | 127.1273 | 0.57323 | 0.38215 | -6.7036 | -6.7036
Line5_6_7 | 1.5916 | 1.5916 | 0 | 0 | 1.1027 | 1.1027 | 0.29184 | -0.14592 | 0.304 | -0.152 | -52.8727 | 127.1273 | 0.38215 | 0.19108 | -6.7036 | -6.7036
Line6_7_8 | 1.5916 | 1.5916 | 0 | 2.5236 | 1.1027 | 1.1027 | 0.14592 | -1e-07 | 0.152 | -1e-07 | -52.8727 | 127.1273 | 0.19108 | 0 | -6.7036 | 0
Line7_8_9 | 0 | 0 | 0 | 0 | 0 | 0 | 6.1001e-22 | 0 | 8.0913e-22 | 0 | 0 | 0 | 0 | 0 | 0 | 0
Line8_8_10 | 0 | 0 | 0 | 0 | 0 | 0 | 6.1001e-22 | 0 | 8.0913e-22 | 0 | 0 | 0 | 0 | 0 | 0 | 0
Line9_3_11 | 0 | 0 | 0 | 0 | 0 | 0 | 0 | 0 | 0 | 0 | 0 | 0 | 0.76431 | 0.76431 | -6.7036 | -6.7036

## LLL_min_fault_6
name | pf_ikss_from_ka | pf_ikss_to_ka | pf_ip_from_ka | pf_ip_to_ka | pf_skss_from_mw | pf_skss_to_mw | pf_p_from_mw | pf_p_to_mw | pf_q_from_mvar | pf_q_to_mvar | pf_ikss_from_degree | pf_ikss_to_degree | pf_vm_from_pu | pf_vm_to_pu | pf_va_from_degree | pf_va_to_degree
Line0_1_2 | 0.030469 | 0.030469 | 0 | 0 | 0.02111 | 0.02111 | 0.01414 | -0.014086 | 0.014149 | -0.014093 | -45.1423 | 134.8577 | 0.94756 | 0.9439 | -0.12428 | -0.12874
Line10_11_12 | 0 | 0 | 0 | 0 | 0 | 0 | 0 | 0 | 0 | 0 | 0 | 0 | 0.94756 | 0.94756 | -0.12428 | -0.12428
Line11_12_13 | 0 | 0 | 0 | 0 | 0 | 0 | 0 | 0 | 0 | 0 | 0 | 0 | 0.94756 | 0.94756 | -0.12428 | -0.12428
Line12_13_15 | 0 | 0 | 0 | 0 | 0 | 0 | 0 | 0 | 0 | 0 | 0 | 0 | 0.94756 | 0.94756 | -0.12428 | -0.12428
Line13_13_14 | 0 | 0 | 0 | 0 | 0 | 0 | 0 | 0 | 0 | 0 | 0 | 0 | 0.94756 | 0.94756 | -0.12428 | -0.12428
Line14_15_16 | 0 | 0 | 0 | 0 | 0 | 0 | 0 | 0 | 0 | 0 | 0 | 0 | 0.94756 | 0.94756 | -0.12428 | -0.12428
Line15_16_17 | 0 | 0 | 0 | 0 | 0 | 0 | 0 | 0 | 0 | 0 | 0 | 0 | 0.94756 | 0.94756 | -0.12428 | -0.12428
Line16_4_18 | 0 | 0 | 0 | 0 | 0 | 0 | 0 | 0 | 0 | 0 | 0 | 0 | 0.94756 | 0.94756 | -0.12428 | -0.12428
Line17_5_19 | 0 | 0 | 0 | 0 | 0 | 0 | 0 | 0 | 0 | 0 | 0 | 0 | 0.94756 | 0.94756 | -0.12428 | -0.12428
Line1_1_3 | 0 | 0 | 0 | 0 | 0 | 0 | 0 | 0 | 0 | 0 | 0 | 0 | 0.94756 | 0.94756 | -0.12428 | -0.12428
Line2_1_4 | 0 | 0 | 0 | 0 | 0 | 0 | 0 | 0 | 0 | 0 | 0 | 0 | 0.94756 | 0.94756 | -0.12428 | -0.12428
Line3_1_5 | 0 | 0 | 0 | 0 | 0 | 0 | 0 | 0 | 0 | 0 | 0 | 0 | 0.94756 | 0.94756 | -0.12428 | -0.12428
Line4_2_6 | 0.030469 | 0.030469 | 0 | 0 | 0.02111 | 0.02111 | 0.014086 | -0.014033 | 0.014093 | -0.014037 | -45.1423 | 134.8577 | 0.9439 | 0.94024 | -0.12874 | -0.13323
Line5_6_7 | 0.030469 | 0.030469 | 0 | 0 | 0.02111 | 0.02111 | 0.014033 | -0.013979 | 0.014037 | -0.013981 | -45.1423 | 134.8577 | 0.94024 | 0.93659 | -0.13323 | -0.13776
Line6_7_8 | 0.030469 | 0.030469 | 0 | 0.04831 | 0.02111 | 0.02111 | 0.013979 | -0.013926 | 0.013981 | -0.013926 | -45.1423 | 134.8577 | 0.93659 | 0.93293 | -0.13776 | -0.14233
Line7_8_9 | 0 | 0 | 0 | 0 | 0 | 0 | -1.7514e-10 | 0 | 2.4218e-11 | 0 | 0 | 0 | 0.93293 | 0.93293 | -0.14233 | -0.14233
Line8_8_10 | 0 | 0 | 0 | 0 | 0 | 0 | -1.7514e-10 | 0 | 2.4218e-11 | 0 | 0 | 0 | 0.93293 | 0.93293 | -0.14233 | -0.14233
Line9_3_11 | 0 | 0 | 0 | 0 | 0 | 0 | 0 | 0 | 0 | 0 | 0 | 0 | 0.94756 | 0.94756 | -0.12428 | -0.12428

## LLL_min_fault_10
name | pf_ikss_from_ka | pf_ikss_to_ka | pf_ip_from_ka | pf_ip_to_ka | pf_skss_from_mw | pf_skss_to_mw | pf_p_from_mw | pf_p_to_mw | pf_q_from_mvar | pf_q_to_mvar | pf_ikss_from_degree | pf_ikss_to_degree | pf_vm_from_pu | pf_vm_to_pu | pf_va_from_degree | pf_va_to_degree
Line0_1_2 | 0.028866 | 0.028866 | 0 | 0 | 0.019999 | 0.019999 | 0.01269 | -0.012642 | 0.012698 | -0.012648 | -45.1423 | 134.8577 | 0.89769 | 0.89422 | -0.12428 | -0.12874
Line10_11_12 | 0 | 0 | 0 | 0 | 0 | 0 | 0 | 0 | 0 | 0 | 0 | 0 | 0.89769 | 0.89769 | -0.12428 | -0.12428
Line11_12_13 | 0 | 0 | 0 | 0 | 0 | 0 | 0 | 0 | 0 | 0 | 0 | 0 | 0.89769 | 0.89769 | -0.12428 | -0.12428
Line12_13_15 | 0 | 0 | 0 | 0 | 0 | 0 | 0 | 0 | 0 | 0 | 0 | 0 | 0.89769 | 0.89769 | -0.12428 | -0.12428
Line13_13_14 | 0 | 0 | 0 | 0 | 0 | 0 | 0 | 0 | 0 | 0 | 0 | 0 | 0.89769 | 0.89769 | -0.12428 | -0.12428
Line14_15_16 | 0 | 0 | 0 | 0 | 0 | 0 | 0 | 0 | 0 | 0 | 0 | 0 | 0.89769 | 0.89769 | -0.12428 | -0.12428
Line15_16_17 | 0 | 0 | 0 | 0 | 0 | 0 | 0 | 0 | 0 | 0 | 0 | 0 | 0.89769 | 0.89769 | -0.12428 | -0.12428
Line16_4_18 | 0 | 0 | 0 | 0 | 0 | 0 | 0 | 0 | 0 | 0 | 0 | 0 | 0.89769 | 0.89769 | -0.12428 | -0.12428
Line17_5_19 | 0 | 0 | 0 | 0 | 0 | 0 | 0 | 0 | 0 | 0 | 0 | 0 | 0.89769 | 0.89769 | -0.12428 | -0.12428
Line1_1_3 | 0 | 0 | 0 | 0 | 0 | 0 | 0 | 0 | 0 | 0 | 0 | 0 | 0.89769 | 0.89769 | -0.12428 | -0.12428
Line2_1_4 | 0 | 0 | 0 | 0 | 0 | 0 | 0 | 0 | 0 | 0 | 0 | 0 | 0.89769 | 0.89769 | -0.12428 | -0.12428
Line3_1_5 | 0 | 0 | 0 | 0 | 0 | 0 | 0 | 0 | 0 | 0 | 0 | 0 | 0.89769 | 0.89769 | -0.12428 | -0.12428
Line4_2_6 | 0.028866 | 0.028866 | 0 | 0 | 0.019999 | 0.019999 | 0.012642 | -0.012594 | 0.012648 | -0.012598 | -45.1423 | 134.8577 | 0.89422 | 0.89076 | -0.12874 | -0.13323
Line5_6_7 | 0.028866 | 0.028866 | 0 | 0 | 0.019999 | 0.019999 | 0.012594 | -0.012546 | 0.012598 | -0.012548 | -45.1423 | 134.8577 | 0.89076 | 0.88729 | -0.13323 | -0.13776
Line6_7_8 | 0.028866 | 0.028866 | 0 | 0.045767 | 0.019999 | 0.019999 | 0.012546 | -0.012498 | 0.012548 | -0.012498 | -45.1423 | 134.8577 | 0.88729 | 0.88383 | -0.13776 | -0.14233
Line7_8_9 | 0 | 0 | 0 | 0 | 0 | 0 | -1.5719e-10 | 0 | 2.1736e-11 | 0 | 0 | 0 | 0.88383 | 0.88383 | -0.14233 | -0.14233
Line8_8_10 | 0 | 0 | 0 | 0 | 0 | 0 | -1.5719e-10 | 0 | 2.1736e-11 | 0 | 0 | 0 | 0.88383 | 0.88383 | -0.14233 | -0.14233
Line9_3_11 | 0 | 0 | 0 | 0 | 0 | 0 | 0 | 0 | 0 | 0 | 0 | 0 | 0.89769 | 0.89769 | -0.12428 | -0.12428

## LL_max_6
name | pf_ikss_a_from_ka | pf_ikss_b_from_ka | pf_ikss_c_from_ka | pf_ikss_a_to_ka | pf_ikss_b_to_ka | pf_ikss_c_to_ka | pf_skss_a_from_mw | pf_skss_b_from_mw | pf_skss_c_from_mw | pf_skss_a_to_mw | pf_skss_b_to_mw | pf_skss_c_to_mw | pf_p_a_from_mw | pf_p_b_from_mw | pf_p_c_from_mw | pf_p_a_to_mw | pf_p_b_to_mw | pf_p_c_to_mw | pf_q_a_from_mvar | pf_q_b_from_mvar | pf_q_c_from_mvar | pf_q_a_to_mvar | pf_q_b_to_mvar | pf_q_c_to_mvar | pf_ikss_a_from_degree | pf_ikss_b_from_degree | pf_ikss_c_from_degree | pf_ikss_a_to_degree | pf_ikss_b_to_degree | pf_ikss_c_to_degree | pf_vm_a_from_pu | pf_vm_b_from_pu | pf_vm_c_from_pu | pf_vm_a_to_pu | pf_vm_b_to_pu | pf_vm_c_to_pu | pf_va_a_from_degree | pf_va_b_from_degree | pf_va_c_from_degree | pf_va_a_to_degree | pf_va_b_to_degree | pf_va_c_to_degree
Line0_1_2 | 0 | 1.885 | 1.885 | 0 | 1.885 | 1.885 | 0 | 0.43533 | 0.43533 | 0 | 0.43533 | 0.43533 | 1.2434e-15 | 0.35387 | -0.069596 | -1.2434e-15 | -0.31833 | 0.10513 | -5.8287e-17 | 0.19822 | 0.37032 | 9.7145e-17 | -0.12715 | -0.29925 | 0 | -157.8829 | 22.1171 | 0 | 22.1171 | -157.8829 | 1.05 | 0.93171 | 0.86555 | 1.05 | 0.78742 | 0.7286 | -5.0702e-12 | -128.6271 | 122.7608 | -5.0912e-12 | -136.1092 | 131.4739
Line10_11_12 | 0 | 0 | 0 | 0 | 0 | 0 | 0 | 0 | 0 | 0 | 0 | 0 | 2.72e-16 | -2.1811e-09 | -3.489e-09 | -2.5258e-16 | 2.1811e-09 | 3.489e-09 | 1.9429e-17 | 3.2284e-09 | -9.6307e-10 | -1.9429e-17 | -3.2284e-09 | 9.6307e-10 | 0 | 0 | 0 | 0 | 0 | 0 | 1.05 | 0.93171 | 0.86555 | 1.05 | 0.93171 | 0.86555 | -5.0837e-12 | -128.6271 | 122.7608 | -5.0893e-12 | -128.6271 | 122.7608
Line11_12_13 | 0 | 0 | 0 | 0 | 0 | 0 | 0 | 0 | 0 | 0 | 0 | 0 | 3.1086e-16 | -1.8176e-09 | -2.9075e-09 | -2.9143e-16 | 1.8176e-09 | 2.9075e-09 | -3.8858e-17 | 2.6904e-09 | -8.0256e-10 | 3.8858e-17 | -2.6904e-09 | 8.0256e-10 | 0 | 0 | 0 | 0 | 0 | 0 | 1.05 | 0.93171 | 0.86555 | 1.05 | 0.93171 | 0.86555 | -5.0893e-12 | -128.6271 | 122.7608 | -5.0936e-12 | -128.6271 | 122.7608
Line12_13_15 | 0 | 0 | 0 | 0 | 0 | 0 | 0 | 0 | 0 | 0 | 0 | 0 | 1.7486e-16 | -1.0906e-09 | -1.7445e-09 | -1.7486e-16 | 1.0906e-09 | 1.7445e-09 | 1.9429e-17 | 1.6142e-09 | -4.8153e-10 | -3.8858e-17 | -1.6142e-09 | 4.8153e-10 | 0 | 0 | 0 | 0 | 0 | 0 | 1.05 | 0.93171 | 0.86555 | 1.05 | 0.93171 | 0.86555 | -5.0936e-12 | -128.6271 | 122.7608 | -5.0957e-12 | -128.6271 | 122.7608
Line13_13_14 | 0 | 0 | 0 | 0 | 0 | 0 | 0 | 0 | 0 | 0 | 0 | 0 | -1.7272e-30 | -3.6352e-10 | -5.8151e-10 | 1.7274e-30 | 3.6352e-10 | 5.8151e-10 | -1.9429e-17 | 5.3807e-10 | -1.6051e-10 | 1.9429e-17 | -5.3807e-10 | 1.6051e-10 | 0 | 0 | 0 | 0 | 0 | 0 | 1.05 | 0.93171 | 0.86555 | 1.05 | 0.93171 | 0.86555 | -5.0936e-12 | -128.6271 | 122.7608 | -5.0942e-12 | -128.6271 | 122.7608
Line14_15_16 | 0 | 0 | 0 | 0 | 0 | 0 | 0 | 0 | 0 | 0 | 0 | 0 | 5.8287e-17 | -7.2704e-10 | -1.163e-09 | -7.7716e-17 | 7.2704e-10 | 1.163e-09 | 1.9429e-17 | 1.0761e-09 | -3.2102e-10 | -3.8858e-17 | -1.0761e-09 | 3.2102e-10 | 0 | 0 | 0 | 0 | 0 | 0 | 1.05 | 0.93171 | 0.86555 | 1.05 | 0.93171 | 0.86555 | -5.0957e-12 | -128.6271 | 122.7608 | -5.0968e-12 | -128.6271 | 122.7608
Line15_16_17 | 0 | 0 | 0 | 0 | 0 | 0 | 0 | 0 | 0 | 0 | 0 | 0 | -1.7283e-30 | -3.6352e-10 | -5.8151e-10 | 3.4569e-30 | 3.6352e-10 | 5.8151e-10 | -1.9429e-17 | 5.3807e-10 | -1.6051e-10 | 3.8858e-17 | -5.3807e-10 | 1.6051e-10 | 0 | 0 | 0 | 0 | 0 | 0 | 1.05 | 0.93171 | 0.86555 | 1.05 | 0.93171 | 0.86555 | -5.0968e-12 | -128.6271 | 122.7608 | -5.0971e-12 | -128.6271 | 122.7608
Line16_4_18 | 0 | 0 | 0 | 0 | 0 | 0 | 0 | 0 | 0 | 0 | 0 | 0 | -1.9429e-17 | -3.6352e-10 | -5.8151e-10 | 1.9429e-17 | 3.6352e-10 | 5.8151e-10 | -1.9429e-17 | 5.3807e-10 | -1.6051e-10 | 3.8858e-17 | -5.3807e-10 | 1.6051e-10 | 0 | 0 | 0 | 0 | 0 | 0 | 1.05 | 0.93171 | 0.86555 | 1.05 | 0.93171 | 0.86555 | -5.067e-12 | -128.6271 | 122.7608 | -5.0673e-12 | -128.6271 | 122.7608
Line17_5_19 | 0 | 0 | 0 | 0 | 0 | 0 | 0 | 0 | 0 | 0 | 0 | 0 | 1.9429e-17 | -3.6352e-10 | -5.8151e-10 | -1.9429e-17 | 3.6352e-10 | 5.8151e-10 | -1.9429e-17 | 5.3807e-10 | -1.6051e-10 | 1.72e-30 | -5.3807e-10 | 1.6051e-10 | 0 | 0 | 0 | 0 | 0 | 0 | 1.05 | 0.93171 | 0.86555 | 1.05 | 0.93171 | 0.86555 | -5.072e-12 | -128.6271 | 122.7608 | -5.0724e-12 | -128.6271 | 122.7608
Line1_1_3 | 0 | 0 | 0 | 0 | 0 | 0 | 0 | 0 | 0 | 0 | 0 | 0 | 4.2744e-16 | -2.9082e-09 | -4.6521e-09 | -4.0801e-16 | 2.9082e-09 | 4.6521e-09 | 1.1657e-16 | 4.3046e-09 | -1.2841e-09 | -9.7145e-17 | -4.3046e-09 | 1.2841e-09 | 0 | 0 | 0 | 0 | 0 | 0 | 1.05 | 0.93171 | 0.86555 | 1.05 | 0.93171 | 0.86555 | -5.0702e-12 | -128.6271 | 122.7608 | -5.0775e-12 | -128.6271 | 122.7608
Line2_1_4 | 0 | 0 | 0 | 0 | 0 | 0 | 0 | 0 | 0 | 0 | 0 | 0 | -7.7716e-17 | -7.2704e-10 | -1.163e-09 | 5.8287e-17 | 7.2704e-10 | 1.163e-09 | 9.5202e-16 | 1.0761e-09 | -3.2102e-10 | -9.3259e-16 | -1.0761e-09 | 3.2102e-10 | 0 | 0 | 0 | 0 | 0 | 0 | 1.05 | 0.93171 | 0.86555 | 1.05 | 0.93171 | 0.86555 | -5.0702e-12 | -128.6271 | 122.7608 | -5.067e-12 | -128.6271 | 122.7608
Line3_1_5 | 0 | 0 | 0 | 0 | 0 | 0 | 0 | 0 | 0 | 0 | 0 | 0 | 5.8287e-17 | -7.2704e-10 | -1.163e-09 | -1.9429e-17 | 7.2704e-10 | 1.163e-09 | 3.8858e-17 | 1.0761e-09 | -3.2102e-10 | -1.9429e-17 | -1.0761e-09 | 3.2102e-10 | 0 | 0 | 0 | 0 | 0 | 0 | 1.05 | 0.93171 | 0.86555 | 1.05 | 0.93171 | 0.86555 | -5.0702e-12 | -128.6271 | 122.7608 | -5.072e-12 | -128.6271 | 122.7608
Line4_2_6 | 0 | 1.885 | 1.885 | 0 | 1.885 | 1.885 | 0 | 0.43533 | 0.43533 | 0 | 0.43533 | 0.43533 | 1.1657e-15 | 0.31833 | -0.10513 | -1.1657e-15 | -0.2828 | 0.14066 | -2.3315e-16 | 0.12715 | 0.29925 | 1.9429e-16 | -0.056087 | -0.22819 | 0 | -157.8829 | 22.1171 | 0 | 22.1171 | -157.8829 | 1.05 | 0.78742 | 0.7286 | 1.05 | 0.66227 | 0.61575 | -5.0912e-12 | -136.1092 | 131.4739 | -5.1076e-12 | -146.6652 | 143.7688
Line5_6_7 | 0 | 1.885 | 1.885 | 0 | 1.885 | 1.885 | 0 | 0.43533 | 0.43533 | 0 | 0.43533 | 0.43533 | 6.9944e-16 | 0.2828 | -0.14066 | -6.9944e-16 | -0.24727 | 0.1762 | -1.1657e-16 | 0.056087 | 0.22819 | 1.1657e-16 | 0.014981 | -0.15712 | 0 | -157.8829 | 22.1171 | 0 | 22.1171 | -157.8829 | 1.05 | 0.66227 | 0.61575 | 1.05 | 0.56903 | 0.54229 | -5.1076e-12 | -146.6652 | 143.7688 | -5.1199e-12 | -161.35 | 160.3935
Line6_7_8 | 0 | 1.885 | 1.885 | 0 | 1.885 | 1.885 | 0 | 0.43533 | 0.43533 | 0 | 0.43533 | 0.43533 | 6.2172e-16 | 0.24727 | -0.1762 | -6.9944e-16 | -0.21173 | 0.21173 | -2.3315e-16 | -0.014981 | 0.15712 | 2.3315e-16 | 0.086049 | -0.086049 | 0 | -157.8829 | 22.1171 | 0 | 22.1171 | -157.8829 | 1.05 | 0.56903 | 0.54229 | 1.05 | 0.525 | 0.525 | -5.1199e-12 | -161.35 | 160.3935 | -5.1302e-12 | -180 | -180
Line7_8_9 | 0 | 0 | 0 | 0 | 0 | 0 | 0 | 0 | 0 | 0 | 0 | 0 | 1.5543e-16 | 2.3315e-16 | -3.1086e-16 | -1.5543e-16 | 2.3523e-16 | 2.0841e-18 | -7.7716e-17 | 1.7505e-09 | -1.7505e-09 | 3.8858e-17 | -1.7505e-09 | 1.7505e-09 | 0 | 0 | 0 | 0 | 0 | 0 | 1.05 | 0.525 | 0.525 | 1.05 | 0.525 | 0.525 | -5.1302e-12 | -180 | -180 | -5.1334e-12 | -180 | 180
Line8_8_10 | 0 | 0 | 0 | 0 | 0 | 0 | 0 | 0 | 0 | 0 | 0 | 0 | 1.5543e-16 | 2.72e-16 | -1.5543e-16 | -1.5543e-16 | 1.9637e-16 | -1.5335e-16 | -7.7716e-17 | 1.7505e-09 | -1.7505e-09 | 7.7716e-17 | -1.7505e-09 | 1.7505e-09 | 0 | 0 | 0 | 0 | 0 | 0 | 1.05 | 0.525 | 0.525 | 1.05 | 0.525 | 0.525 | -5.1302e-12 | -180 | -180 | -5.1356e-12 | -180 | 180
Line9_3_11 | 0 | 0 | 0 | 0 | 0 | 0 | 0 | 0 | 0 | 0 | 0 | 0 | 3.6915e-16 | -2.5447e-09 | -4.0705e-09 | -3.6915e-16 | 2.5447e-09 | 4.0705e-09 | 9.7145e-17 | 3.7665e-09 | -1.1236e-09 | -7.7716e-17 | -3.7665e-09 | 1.1236e-09 | 0 | 0 | 0 | 0 | 0 | 0 | 1.05 | 0.93171 | 0.86555 | 1.05 | 0.93171 | 0.86555 | -5.0775e-12 | -128.6271 | 122.7608 | -5.0837e-12 | -128.6271 | 122.7608

## LL_max_10
name | pf_ikss_a_from_ka | pf_ikss_b_from_ka | pf_ikss_c_from_ka | pf_ikss_a_to_ka | pf_ikss_b_to_ka | pf_ikss_c_to_ka | pf_skss_a_from_mw | pf_skss_b_from_mw | pf_skss_c_from_mw | pf_skss_a_to_mw | pf_skss_b_to_mw | pf_skss_c_to_mw | pf_p_a_from_mw | pf_p_b_from_mw | pf_p_c_from_mw | pf_p_a_to_mw | pf_p_b_to_mw | pf_p_c_to_mw | pf_q_a_from_mvar | pf_q_b_from_mvar | pf_q_c_from_mvar | pf_q_a_to_mvar | pf_q_b_to_mvar | pf_q_c_to_mvar | pf_ikss_a_from_degree | pf_ikss_b_from_degree | pf_ikss_c_from_degree | pf_ikss_a_to_degree | pf_ikss_b_to_degree | pf_ikss_c_to_degree | pf_vm_a_from_pu | pf_vm_b_from_pu | pf_vm_c_from_pu | pf_vm_a_to_pu | pf_vm_b_to_pu | pf_vm_c_to_pu | pf_va_a_from_degree | pf_va_b_from_degree | pf_va_c_from_degree | pf_va_a_to_degree | pf_va_b_to_degree | pf_va_c_to_degree
Line0_1_2 | 0 | 1.9564 | 1.9564 | 0 | 1.9564 | 1.9564 | 0 | 0.4518 | 0.4518 | 0 | 0.4518 | 0.4518 | 1.0177e-15 | 0.38357 | -0.077384 | -1.0584e-15 | -0.3453 | 0.11566 | -1.2212e-16 | 0.2133 | 0.39907 | 1.2212e-16 | -0.13675 | -0.32252 | 0 | -158.05 | 21.95 | 0 | 21.95 | -158.05 | 1.1 | 0.97142 | 0.89974 | 1.1 | 0.82203 | 0.75838 | -5.9371e-12 | -128.9719 | 122.9242 | -5.9519e-12 | -136.444 | 131.678
Line10_11_12 | 0 | 0 | 0 | 0 | 0 | 0 | 0 | 0 | 0 | 0 | 0 | 0 | 3.4602e-16 | -2.4603e-09 | -3.9356e-09 | -3.4602e-16 | 2.4603e-09 | 3.9356e-09 | 2.0354e-17 | 3.6661e-09 | -1.1108e-09 | -4.0708e-17 | -3.6661e-09 | 1.1108e-09 | 0 | 0 | 0 | 0 | 0 | 0 | 1.1 | 0.97142 | 0.89974 | 1.1 | 0.97142 | 0.89974 | -5.9506e-12 | -128.9719 | 122.9242 | -5.9563e-12 | -128.9719 | 122.9242
Line11_12_13 | 0 | 0 | 0 | 0 | 0 | 0 | 0 | 0 | 0 | 0 | 0 | 0 | 2.8496e-16 | -2.0502e-09 | -3.2797e-09 | -2.8496e-16 | 2.0502e-09 | 3.2797e-09 | -6.1062e-17 | 3.0551e-09 | -9.2564e-10 | 2.0354e-17 | -3.0551e-09 | 9.2564e-10 | 0 | 0 | 0 | 0 | 0 | 0 | 1.1 | 0.97142 | 0.89974 | 1.1 | 0.97142 | 0.89974 | -5.9563e-12 | -128.9719 | 122.9242 | -5.9608e-12 | -128.9719 | 122.9242
Line12_13_15 | 0 | 0 | 0 | 0 | 0 | 0 | 0 | 0 | 0 | 0 | 0 | 0 | 2.2389e-16 | -1.2301e-09 | -1.9678e-09 | -2.2389e-16 | 1.2301e-09 | 1.9678e-09 | 4.0708e-17 | 1.8331e-09 | -5.5539e-10 | -8.1416e-17 | -1.8331e-09 | 5.5539e-10 | 0 | 0 | 0 | 0 | 0 | 0 | 1.1 | 0.97142 | 0.89974 | 1.1 | 0.97142 | 0.89974 | -5.9608e-12 | -128.9719 | 122.9242 | -5.963e-12 | -128.9719 | 122.9242
Line13_13_14 | 0 | 0 | 0 | 0 | 0 | 0 | 0 | 0 | 0 | 0 | 0 | 0 | 2.0354e-17 | -4.1005e-10 | -6.5593e-10 | 0 | 4.1005e-10 | 6.5593e-10 | -2.1176e-30 | 6.1102e-10 | -1.8513e-10 | 0 | -6.1102e-10 | 1.8513e-10 | 0 | 0 | 0 | 0 | 0 | 0 | 1.1 | 0.97142 | 0.89974 | 1.1 | 0.97142 | 0.89974 | -5.9608e-12 | -128.9719 | 122.9242 | -5.9615e-12 | -128.9719 | 122.9242
Line14_15_16 | 0 | 0 | 0 | 0 | 0 | 0 | 0 | 0 | 0 | 0 | 0 | 0 | 1.0177e-16 | -8.2009e-10 | -1.3119e-09 | -6.1062e-17 | 8.2009e-10 | 1.3119e-09 | 2.0354e-17 | 1.222e-09 | -3.7026e-10 | -4.0708e-17 | -1.222e-09 | 3.7026e-10 | 0 | 0 | 0 | 0 | 0 | 0 | 1.1 | 0.97142 | 0.89974 | 1.1 | 0.97142 | 0.89974 | -5.963e-12 | -128.9719 | 122.9242 | -5.9641e-12 | -128.9719 | 122.9242
Line15_16_17 | 0 | 0 | 0 | 0 | 0 | 0 | 0 | 0 | 0 | 0 | 0 | 0 | 4.0708e-17 | -4.1005e-10 | -6.5593e-10 | 2.0354e-17 | 4.1005e-10 | 6.5593e-10 | 2.0354e-17 | 6.1102e-10 | -1.8513e-10 | 4.0708e-17 | -6.1102e-10 | 1.8513e-10 | 0 | 0 | 0 | 0 | 0 | 0 | 1.1 | 0.97142 | 0.89974 | 1.1 | 0.97142 | 0.89974 | -5.9641e-12 | -128.9719 | 122.9242 | -5.9645e-12 | -128.9719 | 122.9242
Line16_4_18 | 0 | 0 | 0 | 0 | 0 | 0 | 0 | 0 | 0 | 0 | 0 | 0 | 4.0708e-17 | -4.1005e-10 | -6.5593e-10 | 2.0354e-17 | 4.1005e-10 | 6.5593e-10 | -6.1062e-17 | 6.1102e-10 | -1.8513e-10 | 2.0354e-17 | -6.1102e-10 | 1.8513e-10 | 0 | 0 | 0 | 0 | 0 | 0 | 1.1 | 0.97142 | 0.89974 | 1.1 | 0.97142 | 0.89974 | -5.9317e-12 | -128.9719 | 122.9242 | -5.9321e-12 | -128.9719 | 122.9242
Line17_5_19 | 0 | 0 | 0 | 0 | 0 | 0 | 0 | 0 | 0 | 0 | 0 | 0 | -6.3283e-30 | -4.1005e-10 | -6.5593e-10 | -2.0354e-17 | 4.1005e-10 | 6.5593e-10 | -6.1062e-17 | 6.1102e-10 | -1.8513e-10 | 4.0708e-17 | -6.1102e-10 | 1.8513e-10 | 0 | 0 | 0 | 0 | 0 | 0 | 1.1 | 0.97142 | 0.89974 | 1.1 | 0.97142 | 0.89974 | -5.9379e-12 | -128.9719 | 122.9242 | -5.9383e-12 | -128.9719 | 122.9242
Line1_1_3 | 0 | 0 | 0 | 0 | 0 | 0 | 0 | 0 | 0 | 0 | 0 | 0 | 3.6637e-16 | -3.2804e-09 | -5.2475e-09 | -4.0708e-16 | 3.2804e-09 | 5.2475e-09 | 1.4248e-16 | 4.8882e-09 | -1.481e-09 | -1.4248e-16 | -4.8882e-09 | 1.481e-09 | 0 | 0 | 0 | 0 | 0 | 0 | 1.1 | 0.97142 | 0.89974 | 1.1 | 0.97142 | 0.89974 | -5.9371e-12 | -128.9719 | 122.9242 | -5.9441e-12 | -128.9719 | 122.9242
Line2_1_4 | 0 | 0 | 0 | 0 | 0 | 0 | 0 | 0 | 0 | 0 | 0 | 0 | -3.4602e-16 | -8.2009e-10 | -1.3119e-09 | 2.8496e-16 | 8.2009e-10 | 1.3119e-09 | 1.0584e-15 | 1.222e-09 | -3.7026e-10 | -1.0584e-15 | -1.222e-09 | 3.7026e-10 | 0 | 0 | 0 | 0 | 0 | 0 | 1.1 | 0.97142 | 0.89974 | 1.1 | 0.97142 | 0.89974 | -5.9371e-12 | -128.9719 | 122.9242 | -5.9317e-12 | -128.9719 | 122.9242
Line3_1_5 | 0 | 0 | 0 | 0 | 0 | 0 | 0 | 0 | 0 | 0 | 0 | 0 | -2.0354e-17 | -8.2009e-10 | -1.3119e-09 | -2.0354e-17 | 8.2009e-10 | 1.3119e-09 | 6.1062e-17 | 1.222e-09 | -3.7026e-10 | -6.1062e-17 | -1.222e-09 | 3.7026e-10 | 0 | 0 | 0 | 0 | 0 | 0 | 1.1 | 0.97142 | 0.89974 | 1.1 | 0.97142 | 0.89974 | -5.9371e-12 | -128.9719 | 122.9242 | -5.9379e-12 | -128.9719 | 122.9242
Line4_2_6 | 0 | 1.9564 | 1.9564 | 0 | 1.9564 | 1.9564 | 0 | 0.4518 | 0.4518 | 0 | 0.4518 | 0.4518 | 8.9558e-16 | 0.3453 | -0.11566 | -8.9558e-16 | -0.30702 | 0.15393 | -2.0354e-16 | 0.13675 | 0.32252 | 2.0354e-16 | -0.060208 | -0.24598 | 0 | -158.05 | 21.95 | 0 | 21.95 | -158.05 | 1.1 | 0.82203 | 0.75838 | 1.1 | 0.6925 | 0.64226 | -5.9519e-12 | -136.444 | 131.678 | -5.9659e-12 | -146.955 | 143.988
Line5_6_7 | 0 | 1.9564 | 1.9564 | 0 | 1.9564 | 1.9564 | 0 | 0.4518 | 0.4518 | 0 | 0.4518 | 0.4518 | 8.9558e-16 | 0.30702 | -0.15393 | -8.1416e-16 | -0.26875 | 0.1922 | -2.8496e-16 | 0.060208 | 0.24598 | 2.8496e-16 | 0.016339 | -0.16943 | 0 | -158.05 | 21.95 | 0 | 21.95 | -158.05 | 1.1 | 0.6925 | 0.64226 | 1.1 | 0.59594 | 0.56711 | -5.9659e-12 | -146.955 | 143.988 | -5.9786e-12 | -161.529 | 160.5532
Line6_7_8 | 0 | 1.9564 | 1.9564 | 0 | 1.9564 | 1.9564 | 0 | 0.4518 | 0.4518 | 0 | 0.4518 | 0.4518 | 4.885e-16 | 0.26875 | -0.1922 | -4.885e-16 | -0.23048 | 0.23048 | -2.4425e-16 | -0.016339 | 0.16943 | 2.4425e-16 | 0.092885 | -0.092885 | 0 | -158.05 | 21.95 | 0 | 21.95 | -158.05 | 1.1 | 0.59594 | 0.56711 | 1.1 | 0.55 | 0.55 | -5.9786e-12 | -161.529 | 160.5532 | -5.9864e-12 | -180 | -180
Line7_8_9 | 0 | 0 | 0 | 0 | 0 | 0 | 0 | 0 | 0 | 0 | 0 | 0 | 0 | 8.1416e-17 | 4.0719e-22 | 8.5111e-30 | 2.288e-18 | 2.2872e-18 | 0 | 1.9211e-09 | -1.9211e-09 | 8.1416e-17 | -1.9211e-09 | 1.9211e-09 | 0 | 0 | 0 | 0 | 0 | 0 | 1.1 | 0.55 | 0.55 | 1.1 | 0.55 | 0.55 | -5.9864e-12 | -180 | -180 | -5.9896e-12 | -180 | 180
Line8_8_10 | 0 | 0 | 0 | 0 | 0 | 0 | 0 | 0 | 0 | 0 | 0 | 0 | 0 | 8.1416e-17 | 4.0719e-22 | 0 | 2.288e-18 | 2.2872e-18 | 0 | 1.9211e-09 | -1.9211e-09 | 0 | -1.9211e-09 | 1.9211e-09 | 0 | 0 | 0 | 0 | 0 | 0 | 1.1 | 0.55 | 0.55 | 1.1 | 0.55 | 0.55 | -5.9864e-12 | -180 | -180 | -5.9885e-12 | -180 | 180
Line9_3_11 | 0 | 0 | 0 | 0 | 0 | 0 | 0 | 0 | 0 | 0 | 0 | 0 | 4.4779e-16 | -2.8703e-09 | -4.5915e-09 | -4.2744e-16 | 2.8703e-09 | 4.5915e-09 | 6.1062e-17 | 4.2771e-09 | -1.2959e-09 | -8.1416e-17 | -4.2771e-09 | 1.2959e-09 | 0 | 0 | 0 | 0 | 0 | 0 | 1.1 | 0.97142 | 0.89974 | 1.1 | 0.97142 | 0.89974 | -5.9441e-12 | -128.9719 | 122.9242 | -5.9506e-12 | -128.9719 | 122.9242

## LL_max_fault_6
name | pf_ikss_a_from_ka | pf_ikss_b_from_ka | pf_ikss_c_from_ka | pf_ikss_a_to_ka | pf_ikss_b_to_ka | pf_ikss_c_to_ka | pf_skss_a_from_mw | pf_skss_b_from_mw | pf_skss_c_from_mw | pf_skss_a_to_mw | pf_skss_b_to_mw | pf_skss_c_to_mw | pf_p_a_from_mw | pf_p_b_from_mw | pf_p_c_from_mw | pf_p_a_to_mw | pf_p_b_to_mw | pf_p_c_to_mw | pf_q_a_from_mvar | pf_q_b_from_mvar | pf_q_c_from_mvar | pf_q_a_to_mvar | pf_q_b_to_mvar | pf_q_c_to_mvar | pf_ikss_a_from_degree | pf_ikss_b_from_degree | pf_ikss_c_from_degree | pf_ikss_a_to_degree | pf_ikss_b_to_degree | pf_ikss_c_to_degree | pf_vm_a_from_pu | pf_vm_b_from_pu | pf_vm_c_from_pu | pf_vm_a_to_pu | pf_vm_b_to_pu | pf_vm_c_to_pu | pf_va_a_from_degree | pf_va_b_from_degree | pf_va_c_from_degree | pf_va_a_to_degree | pf_va_b_to_degree | pf_va_c_to_degree
Line0_1_2 | 0 | 0.057717 | 0.057717 | 0 | 0.057717 | 0.057717 | 0 | 0.013329 | 0.013329 | 0 | 0.013329 | 0.013329 | 3.5822e-17 | 0.013468 | 0.0034547 | -3.7036e-17 | -0.013435 | -0.0034214 | 1.2143e-17 | 0.0037057 | 0.013484 | -1.2143e-17 | -0.0036391 | -0.013417 | 0 | -135.6822 | 44.3178 | 0 | 44.3178 | -135.6822 | 1.05 | 1.048 | 1.0443 | 1.05 | 1.0443 | 1.0388 | -3.0012e-14 | -120.2981 | 119.9471 | -3.0575e-14 | -120.5262 | 120.0122
Line10_11_12 | 0 | 0 | 0 | 0 | 0 | 0 | 0 | 0 | 0 | 0 | 0 | 0 | 7.5894e-18 | -4.627e-11 | -1.3184e-10 | -7.5894e-18 | 4.627e-11 | 1.3184e-10 | 3.0358e-18 | 1.2595e-10 | 2.226e-11 | -3.0358e-18 | -1.2595e-10 | -2.226e-11 | 0 | 0 | 0 | 0 | 0 | 0 | 1.05 | 1.048 | 1.0443 | 1.05 | 1.048 | 1.0443 | -3.0367e-14 | -120.2981 | 119.9471 | -3.0517e-14 | -120.2981 | 119.9471
Line11_12_13 | 0 | 0 | 0 | 0 | 0 | 0 | 0 | 0 | 0 | 0 | 0 | 0 | 5.1608e-18 | -3.8558e-11 | -1.0987e-10 | -5.768e-18 | 3.8558e-11 | 1.0987e-10 | -2.7487e-33 | 1.0496e-10 | 1.855e-11 | -1.2143e-18 | -1.0496e-10 | -1.855e-11 | 0 | 0 | 0 | 0 | 0 | 0 | 1.05 | 1.048 | 1.0443 | 1.05 | 1.048 | 1.0443 | -3.0517e-14 | -120.2981 | 119.9471 | -3.0638e-14 | -120.2981 | 119.9471
Line12_13_15 | 0 | 0 | 0 | 0 | 0 | 0 | 0 | 0 | 0 | 0 | 0 | 0 | 4.5536e-18 | -2.3135e-11 | -6.592e-11 | -4.5536e-18 | 2.3135e-11 | 6.592e-11 | 3.0358e-18 | 6.2976e-11 | 1.113e-11 | -1.2143e-18 | -6.2976e-11 | -1.113e-11 | 0 | 0 | 0 | 0 | 0 | 0 | 1.05 | 1.048 | 1.0443 | 1.05 | 1.048 | 1.0443 | -3.0638e-14 | -120.2981 | 119.9471 | -3.0698e-14 | -120.2981 | 119.9471
Line13_13_14 | 0 | 0 | 0 | 0 | 0 | 0 | 0 | 0 | 0 | 0 | 0 | 0 | 3.0358e-19 | -7.7116e-12 | -2.1973e-11 | -3.0358e-19 | 7.7116e-12 | 2.1973e-11 | 6.0715e-19 | 2.0992e-11 | 3.71e-12 | 6.0715e-19 | -2.0992e-11 | -3.71e-12 | 0 | 0 | 0 | 0 | 0 | 0 | 1.05 | 1.048 | 1.0443 | 1.05 | 1.048 | 1.0443 | -3.0638e-14 | -120.2981 | 119.9471 | -3.0652e-14 | -120.2981 | 119.9471
Line14_15_16 | 0 | 0 | 0 | 0 | 0 | 0 | 0 | 0 | 0 | 0 | 0 | 0 | 3.6429e-18 | -1.5423e-11 | -4.3946e-11 | -3.0358e-18 | 1.5423e-11 | 4.3946e-11 | 1.2143e-18 | 4.1984e-11 | 7.42e-12 | -6.0715e-19 | -4.1984e-11 | -7.42e-12 | 0 | 0 | 0 | 0 | 0 | 0 | 1.05 | 1.048 | 1.0443 | 1.05 | 1.048 | 1.0443 | -3.0698e-14 | -120.2981 | 119.9471 | -3.0727e-14 | -120.2981 | 119.9471
Line15_16_17 | 0 | 0 | 0 | 0 | 0 | 0 | 0 | 0 | 0 | 0 | 0 | 0 | -1.2143e-18 | -7.7116e-12 | -2.1973e-11 | 1.2143e-18 | 7.7116e-12 | 2.1973e-11 | 1.2143e-18 | 2.0992e-11 | 3.71e-12 | -1.2143e-18 | -2.0992e-11 | -3.71e-12 | 0 | 0 | 0 | 0 | 0 | 0 | 1.05 | 1.048 | 1.0443 | 1.05 | 1.048 | 1.0443 | -3.0727e-14 | -120.2981 | 119.9471 | -3.0745e-14 | -120.2981 | 119.9471
Line16_4_18 | 0 | 0 | 0 | 0 | 0 | 0 | 0 | 0 | 0 | 0 | 0 | 0 | 0 | -7.7116e-12 | -2.1973e-11 | 6.0715e-19 | 7.7116e-12 | 2.1973e-11 | 0 | 2.0992e-11 | 3.71e-12 | -3.1909e-34 | -2.0992e-11 | -3.71e-12 | 0 | 0 | 0 | 0 | 0 | 0 | 1.05 | 1.048 | 1.0443 | 1.05 | 1.048 | 1.0443 | -3.0094e-14 | -120.2981 | 119.9471 | -3.0112e-14 | -120.2981 | 119.9471
Line17_5_19 | 0 | 0 | 0 | 0 | 0 | 0 | 0 | 0 | 0 | 0 | 0 | 0 | 3.0358e-19 | -7.7116e-12 | -2.1973e-11 | -3.0358e-19 | 7.7116e-12 | 2.1973e-11 | -1.593e-34 | 2.0992e-11 | 3.71e-12 | 1.594e-34 | -2.0992e-11 | -3.71e-12 | 0 | 0 | 0 | 0 | 0 | 0 | 1.05 | 1.048 | 1.0443 | 1.05 | 1.048 | 1.0443 | -3.0065e-14 | -120.2981 | 119.9471 | -3.0084e-14 | -120.2981 | 119.9471
Line1_1_3 | 0 | 0 | 0 | 0 | 0 | 0 | 0 | 0 | 0 | 0 | 0 | 0 | 1.1232e-17 | -6.1693e-11 | -1.7579e-10 | -1.0625e-17 | 6.1693e-11 | 1.7579e-10 | 7.2858e-18 | 1.6794e-10 | 2.968e-11 | -7.893e-18 | -1.6794e-10 | -2.968e-11 | 0 | 0 | 0 | 0 | 0 | 0 | 1.05 | 1.048 | 1.0443 | 1.05 | 1.048 | 1.0443 | -3.0012e-14 | -120.2981 | 119.9471 | -3.0203e-14 | -120.2981 | 119.9471
Line2_1_4 | 0 | 0 | 0 | 0 | 0 | 0 | 0 | 0 | 0 | 0 | 0 | 0 | 1.1536e-17 | -1.5423e-11 | -4.3947e-11 | -1.1536e-17 | 1.5423e-11 | 4.3947e-11 | 1.6393e-17 | 4.1984e-11 | 7.42e-12 | -1.6393e-17 | -4.1984e-11 | -7.42e-12 | 0 | 0 | 0 | 0 | 0 | 0 | 1.05 | 1.048 | 1.0443 | 1.05 | 1.048 | 1.0443 | -3.0012e-14 | -120.2981 | 119.9471 | -3.0094e-14 | -120.2981 | 119.9471
Line3_1_5 | 0 | 0 | 0 | 0 | 0 | 0 | 0 | 0 | 0 | 0 | 0 | 0 | 2.125e-18 | -1.5423e-11 | -4.3946e-11 | -2.7322e-18 | 1.5423e-11 | 4.3946e-11 | 1.2143e-18 | 4.1984e-11 | 7.42e-12 | -6.0715e-19 | -4.1984e-11 | -7.42e-12 | 0 | 0 | 0 | 0 | 0 | 0 | 1.05 | 1.048 | 1.0443 | 1.05 | 1.048 | 1.0443 | -3.0012e-14 | -120.2981 | 119.9471 | -3.0065e-14 | -120.2981 | 119.9471
Line4_2_6 | 0 | 0.057717 | 0.057717 | 0 | 0.057717 | 0.057717 | 0 | 0.013329 | 0.013329 | 0 | 0.013329 | 0.013329 | 2.6715e-17 | 0.013435 | 0.0034214 | -2.7929e-17 | -0.013402 | -0.003388 | 9.7145e-18 | 0.0036391 | 0.013417 | -7.2858e-18 | -0.0035725 | -0.01335 | 0 | -135.6822 | 44.3178 | 0 | 44.3178 | -135.6822 | 1.05 | 1.0443 | 1.0388 | 1.05 | 1.0405 | 1.0333 | -3.0575e-14 | -120.5262 | 120.0122 | -3.1021e-14 | -120.7558 | 120.078
Line5_6_7 | 0 | 0.057717 | 0.057717 | 0 | 0.057717 | 0.057717 | 0 | 0.013329 | 0.013329 | 0 | 0.013329 | 0.013329 | 2.1858e-17 | 0.013402 | 0.003388 | -2.4286e-17 | -0.013368 | -0.0033547 | 2.4286e-18 | 0.0035725 | 0.01335 | 1.3297e-32 | -0.0035059 | -0.013284 | 0 | -135.6822 | 44.3178 | 0 | 44.3178 | -135.6822 | 1.05 | 1.0405 | 1.0333 | 1.05 | 1.0368 | 1.0279 | -3.1021e-14 | -120.7558 | 120.078 | -3.137e-14 | -120.9872 | 120.1445
Line6_7_8 | 0 | 0.057717 | 0.057717 | 0 | 0.057717 | 0.057717 | 0 | 0.013329 | 0.013329 | 0 | 0.013329 | 0.013329 | 1.7e-17 | 0.013368 | 0.0033547 | -1.4572e-17 | -0.013335 | -0.0033214 | -9.3079e-33 | 0.0035059 | 0.013284 | 8.049e-33 | -0.0034392 | -0.013217 | 0 | -135.6822 | 44.3178 | 0 | 44.3178 | -135.6822 | 1.05 | 1.0368 | 1.0279 | 1.05 | 1.0332 | 1.0224 | -3.137e-14 | -120.9872 | 120.1445 | -3.1649e-14 | -121.2201 | 120.2117
Line7_8_9 | 0 | 0 | 0 | 0 | 0 | 0 | 0 | 0 | 0 | 0 | 0 | 0 | 4.8572e-18 | -6.2856e-11 | -1.0336e-10 | -2.4286e-18 | 6.2856e-11 | 1.0336e-10 | -2.683e-33 | 8.4699e-11 | -1.4546e-11 | 2.4286e-18 | -8.4699e-11 | 1.4546e-11 | 0 | 0 | 0 | 0 | 0 | 0 | 1.05 | 1.0332 | 1.0224 | 1.05 | 1.0332 | 1.0224 | -3.1649e-14 | -121.2201 | 120.2117 | -3.1735e-14 | -121.2201 | 120.2117
Line8_8_10 | 0 | 0 | 0 | 0 | 0 | 0 | 0 | 0 | 0 | 0 | 0 | 0 | 4.8572e-18 | -6.2856e-11 | -1.0336e-10 | 1.3469e-33 | 6.2856e-11 | 1.0336e-10 | -2.683e-33 | 8.4699e-11 | -1.4546e-11 | 2.4286e-18 | -8.4699e-11 | 1.4546e-11 | 0 | 0 | 0 | 0 | 0 | 0 | 1.05 | 1.0332 | 1.0224 | 1.05 | 1.0332 | 1.0224 | -3.1649e-14 | -121.2201 | 120.2117 | -3.1777e-14 | -121.2201 | 120.2117
Line9_3_11 | 0 | 0 | 0 | 0 | 0 | 0 | 0 | 0 | 0 | 0 | 0 | 0 | 9.1073e-18 | -5.3981e-11 | -1.5381e-10 | -9.1073e-18 | 5.3981e-11 | 1.5381e-10 | 4.8572e-18 | 1.4694e-10 | 2.597e-11 | -3.0358e-18 | -1.4694e-10 | -2.597e-11 | 0 | 0 | 0 | 0 | 0 | 0 | 1.05 | 1.048 | 1.0443 | 1.05 | 1.048 | 1.0443 | -3.0203e-14 | -120.2981 | 119.9471 | -3.0367e-14 | -120.2981 | 119.9471

## LL_max_fault_10
name | pf_ikss_a_from_ka | pf_ikss_b_from_ka | pf_ikss_c_from_ka | pf_ikss_a_to_ka | pf_ikss_b_to_ka | pf_ikss_c_to_ka | pf_skss_a_from_mw | pf_skss_b_from_mw | pf_skss_c_from_mw | pf_skss_a_to_mw | pf_skss_b_to_mw | pf_skss_c_to_mw | pf_p_a_from_mw | pf_p_b_from_mw | pf_p_c_from_mw | pf_p_a_to_mw | pf_p_b_to_mw | pf_p_c_to_mw | pf_q_a_from_mvar | pf_q_b_from_mvar | pf_q_c_from_mvar | pf_q_a_to_mvar | pf_q_b_to_mvar | pf_q_c_to_mvar | pf_ikss_a_from_degree | pf_ikss_b_from_degree | pf_ikss_c_from_degree | pf_ikss_a_to_degree | pf_ikss_b_to_degree | pf_ikss_c_to_degree | pf_vm_a_from_pu | pf_vm_b_from_pu | pf_vm_c_from_pu | pf_vm_a_to_pu | pf_vm_b_to_pu | pf_vm_c_to_pu | pf_va_a_from_degree | pf_va_b_from_degree | pf_va_c_from_degree | pf_va_a_to_degree | pf_va_b_to_degree | pf_va_c_to_degree
Line0_1_2 | 0 | 0.060452 | 0.060452 | 0 | 0.060452 | 0.060452 | 0 | 0.013961 | 0.013961 | 0 | 0.013961 | 0.013961 | 3.0531e-17 | 0.014777 | 0.0037874 | -3.0531e-17 | -0.01474 | -0.0037509 | 1.2721e-17 | 0.004065 | 0.014792 | -1.2721e-17 | -0.0039919 | -0.014719 | 0 | -135.6932 | 44.3068 | 0 | 44.3068 | -135.6932 | 1.1 | 1.0978 | 1.0937 | 1.1 | 1.0939 | 1.088 | -2.8934e-14 | -120.3121 | 119.9447 | -2.9375e-14 | -120.5402 | 120.0098
Line10_11_12 | 0 | 0 | 0 | 0 | 0 | 0 | 0 | 0 | 0 | 0 | 0 | 0 | 7.6328e-18 | -5.3155e-11 | -1.5146e-10 | -8.2688e-18 | 5.3155e-11 | 1.5146e-10 | 5.0885e-18 | 1.4472e-10 | 2.555e-11 | -2.5443e-18 | -1.4472e-10 | -2.555e-11 | 0 | 0 | 0 | 0 | 0 | 0 | 1.1 | 1.0978 | 1.0937 | 1.1 | 1.0978 | 1.0937 | -2.9289e-14 | -120.3121 | 119.9447 | -2.9446e-14 | -120.3121 | 119.9447
Line11_12_13 | 0 | 0 | 0 | 0 | 0 | 0 | 0 | 0 | 0 | 0 | 0 | 0 | 6.3607e-18 | -4.4296e-11 | -1.2622e-10 | -6.3607e-18 | 4.4296e-11 | 1.2622e-10 | 1.2721e-18 | 1.206e-10 | 2.1292e-11 | -1.2721e-18 | -1.206e-10 | -2.1292e-11 | 0 | 0 | 0 | 0 | 0 | 0 | 1.1 | 1.0978 | 1.0937 | 1.1 | 1.0978 | 1.0937 | -2.9446e-14 | -120.3121 | 119.9447 | -2.9573e-14 | -120.3121 | 119.9447
Line12_13_15 | 0 | 0 | 0 | 0 | 0 | 0 | 0 | 0 | 0 | 0 | 0 | 0 | 5.4066e-18 | -2.6578e-11 | -7.5731e-11 | -5.4066e-18 | 2.6578e-11 | 7.5731e-11 | 2.5443e-18 | 7.2361e-11 | 1.2775e-11 | -2.5443e-18 | -7.2361e-11 | -1.2775e-11 | 0 | 0 | 0 | 0 | 0 | 0 | 1.1 | 1.0978 | 1.0937 | 1.1 | 1.0978 | 1.0937 | -2.9573e-14 | -120.3121 | 119.9447 | -2.9635e-14 | -120.3121 | 119.9447
Line13_13_14 | 0 | 0 | 0 | 0 | 0 | 0 | 0 | 0 | 0 | 0 | 0 | 0 | 6.3607e-19 | -8.8592e-12 | -2.5244e-11 | 3.2847e-34 | 8.8592e-12 | 2.5244e-11 | -6.3607e-19 | 2.412e-11 | 4.2584e-12 | 6.3607e-19 | -2.412e-11 | -4.2584e-12 | 0 | 0 | 0 | 0 | 0 | 0 | 1.1 | 1.0978 | 1.0937 | 1.1 | 1.0978 | 1.0937 | -2.9573e-14 | -120.3121 | 119.9447 | -2.9588e-14 | -120.3121 | 119.9447
Line14_15_16 | 0 | 0 | 0 | 0 | 0 | 0 | 0 | 0 | 0 | 0 | 0 | 0 | 2.2262e-18 | -1.7718e-11 | -5.0487e-11 | -1.5902e-18 | 1.7718e-11 | 5.0487e-11 | 6.3607e-19 | 4.824e-11 | 8.5168e-12 | -6.3607e-19 | -4.824e-11 | -8.5168e-12 | 0 | 0 | 0 | 0 | 0 | 0 | 1.1 | 1.0978 | 1.0937 | 1.1 | 1.0978 | 1.0937 | -2.9635e-14 | -120.3121 | 119.9447 | -2.9666e-14 | -120.3121 | 119.9447
Line15_16_17 | 0 | 0 | 0 | 0 | 0 | 0 | 0 | 0 | 0 | 0 | 0 | 0 | 3.1803e-19 | -8.8592e-12 | -2.5244e-11 | -3.1803e-19 | 8.8592e-12 | 2.5244e-11 | -1.6467e-34 | 2.412e-11 | 4.2584e-12 | 6.3607e-19 | -2.412e-11 | -4.2584e-12 | 0 | 0 | 0 | 0 | 0 | 0 | 1.1 | 1.0978 | 1.0937 | 1.1 | 1.0978 | 1.0937 | -2.9666e-14 | -120.3121 | 119.9447 | -2.9685e-14 | -120.3121 | 119.9447
Line16_4_18 | 0 | 0 | 0 | 0 | 0 | 0 | 0 | 0 | 0 | 0 | 0 | 0 | 6.3607e-19 | -8.8592e-12 | -2.5244e-11 | 6.4379e-34 | 8.8592e-12 | 2.5244e-11 | -6.3607e-19 | 2.412e-11 | 4.2584e-12 | 1.2721e-18 | -2.412e-11 | -4.2584e-12 | 0 | 0 | 0 | 0 | 0 | 0 | 1.1 | 1.0978 | 1.0937 | 1.1 | 1.0978 | 1.0937 | -2.8976e-14 | -120.3121 | 119.9447 | -2.8996e-14 | -120.3121 | 119.9447
Line17_5_19 | 0 | 0 | 0 | 0 | 0 | 0 | 0 | 0 | 0 | 0 | 0 | 0 | -9.6454e-34 | -8.8592e-12 | -2.5244e-11 | 9.6519e-34 | 8.8592e-12 | 2.5244e-11 | -1.9082e-18 | 2.412e-11 | 4.2584e-12 | 1.9082e-18 | -2.412e-11 | -4.2584e-12 | 0 | 0 | 0 | 0 | 0 | 0 | 1.1 | 1.0978 | 1.0937 | 1.1 | 1.0978 | 1.0937 | -2.8961e-14 | -120.3121 | 119.9447 | -2.8981e-14 | -120.3121 | 119.9447
Line1_1_3 | 0 | 0 | 0 | 0 | 0 | 0 | 0 | 0 | 0 | 0 | 0 | 0 | 1.0177e-17 | -7.0874e-11 | -2.0195e-10 | -1.0813e-17 | 7.0874e-11 | 2.0195e-10 | 6.9967e-18 | 1.9296e-10 | 3.4067e-11 | -7.6328e-18 | -1.9296e-10 | -3.4067e-11 | 0 | 0 | 0 | 0 | 0 | 0 | 1.1 | 1.0978 | 1.0937 | 1.1 | 1.0978 | 1.0937 | -2.8934e-14 | -120.3121 | 119.9447 | -2.9117e-14 | -120.3121 | 119.9447
Line2_1_4 | 0 | 0 | 0 | 0 | 0 | 0 | 0 | 0 | 0 | 0 | 0 | 0 | 5.0885e-18 | -1.7718e-11 | -5.0487e-11 | -5.7246e-18 | 1.7718e-11 | 5.0487e-11 | 1.2721e-17 | 4.824e-11 | 8.5168e-12 | -1.3357e-17 | -4.824e-11 | -8.5168e-12 | 0 | 0 | 0 | 0 | 0 | 0 | 1.1 | 1.0978 | 1.0937 | 1.1 | 1.0978 | 1.0937 | -2.8934e-14 | -120.3121 | 119.9447 | -2.8976e-14 | -120.3121 | 119.9447
Line3_1_5 | 0 | 0 | 0 | 0 | 0 | 0 | 0 | 0 | 0 | 0 | 0 | 0 | -3.1803e-19 | -1.7718e-11 | -5.0487e-11 | -3.1803e-19 | 1.7718e-11 | 5.0487e-11 | 1.6061e-34 | 4.8241e-11 | 8.5168e-12 | -6.3607e-19 | -4.824e-11 | -8.5168e-12 | 0 | 0 | 0 | 0 | 0 | 0 | 1.1 | 1.0978 | 1.0937 | 1.1 | 1.0978 | 1.0937 | -2.8934e-14 | -120.3121 | 119.9447 | -2.8961e-14 | -120.3121 | 119.9447
Line4_2_6 | 0 | 0.060452 | 0.060452 | 0 | 0.060452 | 0.060452 | 0 | 0.013961 | 0.013961 | 0 | 0.013961 | 0.013961 | 2.7987e-17 | 0.01474 | 0.0037509 | -3.0531e-17 | -0.014704 | -0.0037143 | 5.0885e-18 | 0.0039919 | 0.014719 | -5.0885e-18 | -0.0039188 | -0.014646 | 0 | -135.6932 | 44.3068 | 0 | 44.3068 | -135.6932 | 1.1 | 1.0939 | 1.088 | 1.1 | 1.09 | 1.0823 | -2.9375e-14 | -120.5402 | 120.0098 | -2.9832e-14 | -120.7698 | 120.0757
Line5_6_7 | 0 | 0.060452 | 0.060452 | 0 | 0.060452 | 0.060452 | 0 | 0.013961 | 0.013961 | 0 | 0.013961 | 0.013961 | 2.5443e-17 | 0.014704 | 0.0037143 | -2.5443e-17 | -0.014667 | -0.0036778 | 2.5443e-18 | 0.0039188 | 0.014646 | -5.0885e-18 | -0.0038457 | -0.014572 | 0 | -135.6932 | 44.3068 | 0 | 44.3068 | -135.6932 | 1.1 | 1.09 | 1.0823 | 1.1 | 1.0861 | 1.0765 | -2.9832e-14 | -120.7698 | 120.0757 | -3.0231e-14 | -121.0011 | 120.1422
Line6_7_8 | 0 | 0.060452 | 0.060452 | 0 | 0.060452 | 0.060452 | 0 | 0.013961 | 0.013961 | 0 | 0.013961 | 0.013961 | 1.0177e-17 | 0.014667 | 0.0036778 | -1.2721e-17 | -0.014631 | -0.0036413 | -5.0885e-18 | 0.0038457 | 0.014572 | 5.0885e-18 | -0.0037726 | -0.014499 | 0 | -135.6932 | 44.3068 | 0 | 44.3068 | -135.6932 | 1.1 | 1.0861 | 1.0765 | 1.1 | 1.0823 | 1.0708 | -3.0231e-14 | -121.0011 | 120.1422 | -3.0519e-14 | -121.2341 | 120.2095
Line7_8_9 | 0 | 0 | 0 | 0 | 0 | 0 | 0 | 0 | 0 | 0 | 0 | 0 | -1.3552e-33 | -6.9334e-11 | -1.1449e-10 | 2.5443e-18 | 6.9334e-11 | 1.1449e-10 | -2.5443e-18 | 9.4011e-11 | -1.5791e-11 | -1.3591e-33 | -9.4011e-11 | 1.5791e-11 | 0 | 0 | 0 | 0 | 0 | 0 | 1.1 | 1.0823 | 1.0708 | 1.1 | 1.0823 | 1.0708 | -3.0519e-14 | -121.2341 | 120.2095 | -3.0606e-14 | -121.2341 | 120.2095
Line8_8_10 | 0 | 0 | 0 | 0 | 0 | 0 | 0 | 0 | 0 | 0 | 0 | 0 | -2.5443e-18 | -6.9334e-11 | -1.1449e-10 | 5.0885e-18 | 6.9334e-11 | 1.1449e-10 | 5.0885e-18 | 9.4011e-11 | -1.5791e-11 | -7.6328e-18 | -9.4011e-11 | 1.5791e-11 | 0 | 0 | 0 | 0 | 0 | 0 | 1.1 | 1.0823 | 1.0708 | 1.1 | 1.0823 | 1.0708 | -3.0519e-14 | -121.2341 | 120.2095 | -3.0619e-14 | -121.2341 | 120.2095
Line9_3_11 | 0 | 0 | 0 | 0 | 0 | 0 | 0 | 0 | 0 | 0 | 0 | 0 | 1.0495e-17 | -6.2015e-11 | -1.7671e-10 | -1.0495e-17 | 6.2015e-11 | 1.7671e-10 | 3.8164e-18 | 1.6884e-10 | 2.9809e-11 | -5.0885e-18 | -1.6884e-10 | -2.9809e-11 | 0 | 0 | 0 | 0 | 0 | 0 | 1.1 | 1.0978 | 1.0937 | 1.1 | 1.0978 | 1.0937 | -2.9117e-14 | -120.3121 | 119.9447 | -2.9289e-14 | -120.3121 | 119.9447

## LL_min_6
name | pf_ikss_a_from_ka | pf_ikss_b_from_ka | pf_ikss_c_from_ka | pf_ikss_a_to_ka | pf_ikss_b_to_ka | pf_ikss_c_to_ka | pf_skss_a_from_mw | pf_skss_b_from_mw | pf_skss_c_from_mw | pf_skss_a_to_mw | pf_skss_b_to_mw | pf_skss_c_to_mw | pf_p_a_from_mw | pf_p_b_from_mw | pf_p_c_from_mw | pf_p_a_to_mw | pf_p_b_to_mw | pf_p_c_to_mw | pf_q_a_from_mvar | pf_q_b_from_mvar | pf_q_c_from_mvar | pf_q_a_to_mvar | pf_q_b_to_mvar | pf_q_c_to_mvar | pf_ikss_a_from_degree | pf_ikss_b_from_degree | pf_ikss_c_from_degree | pf_ikss_a_to_degree | pf_ikss_b_to_degree | pf_ikss_c_to_degree | pf_vm_a_from_pu | pf_vm_b_from_pu | pf_vm_c_from_pu | pf_vm_a_to_pu | pf_vm_b_to_pu | pf_vm_c_to_pu | pf_va_a_from_degree | pf_va_b_from_degree | pf_va_c_from_degree | pf_va_a_to_degree | pf_va_b_to_degree | pf_va_c_to_degree
Line0_1_2 | 0 | 1.455 | 1.455 | 0 | 1.455 | 1.455 | 0 | 0.33601 | 0.33601 | 0 | 0.33601 | 0.33601 | -3.5157e-17 | 0.28984 | 0.03533 | 3.5157e-17 | -0.24919 | 0.005316 | 1.2305e-16 | 0.073022 | 0.26569 | -1.2305e-16 | -0.030682 | -0.22336 | 0 | -142.8727 | 37.1273 | 0 | 37.1273 | -142.8727 | 0.95 | 0.88953 | 0.79769 | 0.95 | 0.74721 | 0.66491 | -1.0946e-12 | -128.7319 | 119.553 | -1.0921e-12 | -135.8534 | 128.4907
Line10_11_12 | 0 | 0 | 0 | 0 | 0 | 0 | 0 | 0 | 0 | 0 | 0 | 0 | 2.1973e-17 | -9.6789e-10 | -2.6725e-09 | -2.1973e-17 | 9.6789e-10 | 2.6725e-09 | 5.2736e-17 | 2.8224e-09 | 1.3007e-10 | -5.2736e-17 | -2.8224e-09 | -1.3007e-10 | 0 | 0 | 0 | 0 | 0 | 0 | 0.95 | 0.88953 | 0.79769 | 0.95 | 0.88953 | 0.79769 | -1.0921e-12 | -128.7319 | 119.553 | -1.0905e-12 | -128.7319 | 119.553
Line11_12_13 | 0 | 0 | 0 | 0 | 0 | 0 | 0 | 0 | 0 | 0 | 0 | 0 | 2.1973e-17 | -8.0657e-10 | -2.2271e-09 | -2.1973e-17 | 8.0657e-10 | 2.2271e-09 | 1.0547e-16 | 2.352e-09 | 1.0839e-10 | -7.0314e-17 | -2.352e-09 | -1.0839e-10 | 0 | 0 | 0 | 0 | 0 | 0 | 0.95 | 0.88953 | 0.79769 | 0.95 | 0.88953 | 0.79769 | -1.0905e-12 | -128.7319 | 119.553 | -1.089e-12 | -128.7319 | 119.553
Line12_13_15 | 0 | 0 | 0 | 0 | 0 | 0 | 0 | 0 | 0 | 0 | 0 | 0 | 8.7893e-18 | -4.8394e-10 | -1.3362e-09 | -8.7893e-18 | 4.8394e-10 | 1.3362e-09 | 1.7579e-17 | 1.4112e-09 | 6.5035e-11 | 1.6696e-31 | -1.4112e-09 | -6.5035e-11 | 0 | 0 | 0 | 0 | 0 | 0 | 0.95 | 0.88953 | 0.79769 | 0.95 | 0.88953 | 0.79769 | -1.089e-12 | -128.7319 | 119.553 | -1.0884e-12 | -128.7319 | 119.553
Line13_13_14 | 0 | 0 | 0 | 0 | 0 | 0 | 0 | 0 | 0 | 0 | 0 | 0 | 2.1973e-17 | -1.6131e-10 | -4.4541e-10 | -2.1973e-17 | 1.6131e-10 | 4.4541e-10 | -4.1762e-31 | 4.7039e-10 | 2.1679e-11 | 4.1765e-31 | -4.7039e-10 | -2.1679e-11 | 0 | 0 | 0 | 0 | 0 | 0 | 0.95 | 0.88953 | 0.79769 | 0.95 | 0.88953 | 0.79769 | -1.089e-12 | -128.7319 | 119.553 | -1.089e-12 | -128.7319 | 119.553
Line14_15_16 | 0 | 0 | 0 | 0 | 0 | 0 | 0 | 0 | 0 | 0 | 0 | 0 | 2.1973e-17 | -3.2263e-10 | -8.9083e-10 | -3.0762e-17 | 3.2263e-10 | 8.9083e-10 | 3.5157e-17 | 9.4079e-10 | 4.3357e-11 | -3.5157e-17 | -9.4079e-10 | -4.3357e-11 | 0 | 0 | 0 | 0 | 0 | 0 | 0.95 | 0.88953 | 0.79769 | 0.95 | 0.88953 | 0.79769 | -1.0884e-12 | -128.7319 | 119.553 | -1.088e-12 | -128.7319 | 119.553
Line15_16_17 | 0 | 0 | 0 | 0 | 0 | 0 | 0 | 0 | 0 | 0 | 0 | 0 | 4.3946e-18 | -1.6131e-10 | -4.4541e-10 | 4.3946e-18 | 1.6131e-10 | 4.4541e-10 | -8.3448e-32 | 4.7039e-10 | 2.1678e-11 | -8.3464e-32 | -4.7039e-10 | -2.1678e-11 | 0 | 0 | 0 | 0 | 0 | 0 | 0.95 | 0.88953 | 0.79769 | 0.95 | 0.88953 | 0.79769 | -1.088e-12 | -128.7319 | 119.553 | -1.0882e-12 | -128.7319 | 119.553
Line16_4_18 | 0 | 0 | 0 | 0 | 0 | 0 | 0 | 0 | 0 | 0 | 0 | 0 | 4.3946e-18 | -1.6131e-10 | -4.4541e-10 | -1.3184e-17 | 1.6131e-10 | 4.4541e-10 | -3.5157e-17 | 4.7039e-10 | 2.1679e-11 | 3.5157e-17 | -4.7039e-10 | -2.1679e-11 | 0 | 0 | 0 | 0 | 0 | 0 | 0.95 | 0.88953 | 0.79769 | 0.95 | 0.88953 | 0.79769 | -1.0933e-12 | -128.7319 | 119.553 | -1.0935e-12 | -128.7319 | 119.553
Line17_5_19 | 0 | 0 | 0 | 0 | 0 | 0 | 0 | 0 | 0 | 0 | 0 | 0 | -1.3184e-17 | -1.6131e-10 | -4.4541e-10 | 1.3184e-17 | 1.6131e-10 | 4.4541e-10 | 3.5157e-17 | 4.7039e-10 | 2.1678e-11 | -5.2736e-17 | -4.7039e-10 | -2.1678e-11 | 0 | 0 | 0 | 0 | 0 | 0 | 0.95 | 0.88953 | 0.79769 | 0.95 | 0.88953 | 0.79769 | -1.0945e-12 | -128.7319 | 119.553 | -1.0947e-12 | -128.7319 | 119.553
Line1_1_3 | 0 | 0 | 0 | 0 | 0 | 0 | 0 | 0 | 0 | 0 | 0 | 0 | 5.713e-17 | -1.2905e-09 | -3.5633e-09 | -4.8341e-17 | 1.2905e-09 | 3.5633e-09 | 7.0314e-17 | 3.7632e-09 | 1.7343e-10 | -8.7893e-17 | -3.7632e-09 | -1.7343e-10 | 0 | 0 | 0 | 0 | 0 | 0 | 0.95 | 0.88953 | 0.79769 | 0.95 | 0.88953 | 0.79769 | -1.0946e-12 | -128.7319 | 119.553 | -1.0937e-12 | -128.7319 | 119.553
Line2_1_4 | 0 | 0 | 0 | 0 | 0 | 0 | 0 | 0 | 0 | 0 | 0 | 0 | 5.6691e-16 | -3.2263e-10 | -8.9083e-10 | -5.757e-16 | 3.2263e-10 | 8.9083e-10 | 7.383e-16 | 9.4079e-10 | 4.3357e-11 | -7.5588e-16 | -9.4079e-10 | -4.3357e-11 | 0 | 0 | 0 | 0 | 0 | 0 | 0.95 | 0.88953 | 0.79769 | 0.95 | 0.88953 | 0.79769 | -1.0946e-12 | -128.7319 | 119.553 | -1.0933e-12 | -128.7319 | 119.553
Line3_1_5 | 0 | 0 | 0 | 0 | 0 | 0 | 0 | 0 | 0 | 0 | 0 | 0 | 0 | -3.2263e-10 | -8.9083e-10 | -8.7893e-18 | 3.2263e-10 | 8.9083e-10 | 0 | 9.4079e-10 | 4.3357e-11 | -1.7579e-17 | -9.4079e-10 | -4.3357e-11 | 0 | 0 | 0 | 0 | 0 | 0 | 0.95 | 0.88953 | 0.79769 | 0.95 | 0.88953 | 0.79769 | -1.0946e-12 | -128.7319 | 119.553 | -1.0945e-12 | -128.7319 | 119.553
Line4_2_6 | 0 | 1.455 | 1.455 | 0 | 1.455 | 1.455 | 0 | 0.33601 | 0.33601 | 0 | 0.33601 | 0.33601 | -7.0314e-17 | 0.24919 | -0.005316 | 7.0314e-17 | -0.20855 | 0.045962 | 7.0314e-17 | 0.030682 | 0.22336 | -1.0547e-16 | 0.011658 | -0.18102 | 0 | -142.8727 | 37.1273 | 0 | 37.1273 | -142.8727 | 0.95 | 0.74721 | 0.66491 | 0.95 | 0.62161 | 0.55581 | -1.0921e-12 | -135.8534 | 128.4907 | -1.0897e-12 | -146.0722 | 141.3743
Line5_6_7 | 0 | 1.455 | 1.455 | 0 | 1.455 | 1.455 | 0 | 0.33601 | 0.33601 | 0 | 0.33601 | 0.33601 | -3.5157e-17 | 0.20855 | -0.045962 | -2.0043e-30 | -0.1679 | 0.086608 | 7.0314e-17 | -0.011658 | 0.18102 | -1.0547e-16 | 0.053997 | -0.13868 | 0 | -142.8727 | 37.1273 | 0 | 37.1273 | -142.8727 | 0.95 | 0.62161 | 0.55581 | 0.95 | 0.52489 | 0.48658 | -1.0897e-12 | -146.0722 | 141.3743 | -1.0888e-12 | -160.7007 | 159.1134
Line6_7_8 | 0 | 1.455 | 1.455 | 0 | 1.455 | 1.455 | 0 | 0.33601 | 0.33601 | 0 | 0.33601 | 0.33601 | 4.0086e-30 | 0.1679 | -0.086608 | -7.0314e-17 | -0.12725 | 0.12725 | 2.1094e-16 | -0.053997 | 0.13868 | -2.1094e-16 | 0.096337 | -0.096337 | 0 | -142.8727 | 37.1273 | 0 | 37.1273 | -142.8727 | 0.95 | 0.52489 | 0.48658 | 0.95 | 0.475 | 0.475 | -1.0888e-12 | -160.7007 | 159.1134 | -1.0908e-12 | -180 | -180
Line7_8_9 | 0 | 0 | 0 | 0 | 0 | 0 | 0 | 0 | 0 | 0 | 0 | 0 | 0 | -7.0314e-17 | 1.4063e-16 | 1.3399e-30 | -6.7038e-17 | -1.3735e-16 | 0 | 1.4329e-09 | -1.4329e-09 | 7.0314e-17 | -1.4329e-09 | 1.4329e-09 | 0 | 0 | 0 | 0 | 0 | 0 | 0.95 | 0.475 | 0.475 | 0.95 | 0.475 | 0.475 | -1.0908e-12 | -180 | -180 | -1.0919e-12 | -180 | 180
Line8_8_10 | 0 | 0 | 0 | 0 | 0 | 0 | 0 | 0 | 0 | 0 | 0 | 0 | -7.0314e-17 | -3.5157e-17 | 2.8126e-16 | 7.0314e-17 | -1.022e-16 | -2.7798e-16 | 1.3386e-30 | 1.4329e-09 | -1.4329e-09 | -1.34e-30 | -1.4329e-09 | 1.4329e-09 | 0 | 0 | 0 | 0 | 0 | 0 | 0.95 | 0.475 | 0.475 | 0.95 | 0.475 | 0.475 | -1.0908e-12 | -180 | -180 | -1.0919e-12 | -180 | 180
Line9_3_11 | 0 | 0 | 0 | 0 | 0 | 0 | 0 | 0 | 0 | 0 | 0 | 0 | 7.0314e-17 | -1.1292e-09 | -3.1179e-09 | -7.0314e-17 | 1.1292e-09 | 3.1179e-09 | 3.5157e-17 | 3.2928e-09 | 1.5175e-10 | -7.0314e-17 | -3.2928e-09 | -1.5175e-10 | 0 | 0 | 0 | 0 | 0 | 0 | 0.95 | 0.88953 | 0.79769 | 0.95 | 0.88953 | 0.79769 | -1.0937e-12 | -128.7319 | 119.553 | -1.0921e-12 | -128.7319 | 119.553

## LL_min_10
name | pf_ikss_a_from_ka | pf_ikss_b_from_ka | pf_ikss_c_from_ka | pf_ikss_a_to_ka | pf_ikss_b_to_ka | pf_ikss_c_to_ka | pf_skss_a_from_mw | pf_skss_b_from_mw | pf_skss_c_from_mw | pf_skss_a_to_mw | pf_skss_b_to_mw | pf_skss_c_to_mw | pf_p_a_from_mw | pf_p_b_from_mw | pf_p_c_from_mw | pf_p_a_to_mw | pf_p_b_to_mw | pf_p_c_to_mw | pf_q_a_from_mvar | pf_q_b_from_mvar | pf_q_c_from_mvar | pf_q_a_to_mvar | pf_q_b_to_mvar | pf_q_c_to_mvar | pf_ikss_a_from_degree | pf_ikss_b_from_degree | pf_ikss_c_from_degree | pf_ikss_a_to_degree | pf_ikss_b_to_degree | pf_ikss_c_to_degree | pf_vm_a_from_pu | pf_vm_b_from_pu | pf_vm_c_from_pu | pf_vm_a_to_pu | pf_vm_b_to_pu | pf_vm_c_to_pu | pf_va_a_from_degree | pf_va_b_from_degree | pf_va_c_from_degree | pf_va_a_to_degree | pf_va_b_to_degree | pf_va_c_to_degree
Line0_1_2 | 0 | 1.3784 | 1.3784 | 0 | 1.3784 | 1.3784 | 0 | 0.31833 | 0.31833 | 0 | 0.31833 | 0.31833 | -8.3267e-17 | 0.26013 | 0.031709 | 8.3267e-17 | -0.22365 | 0.0047711 | 1.3323e-16 | 0.065537 | 0.23846 | -1.3323e-16 | -0.027537 | -0.20046 | 0 | -142.8727 | 37.1273 | 0 | 37.1273 | -142.8727 | 0.9 | 0.84271 | 0.7557 | 0.9 | 0.70788 | 0.62991 | -1.0703e-12 | -128.7319 | 119.553 | -1.066e-12 | -135.8534 | 128.4907
Line10_11_12 | 0 | 0 | 0 | 0 | 0 | 0 | 0 | 0 | 0 | 0 | 0 | 0 | 3.3307e-17 | -8.6869e-10 | -2.3986e-09 | -3.3307e-17 | 8.6869e-10 | 2.3986e-09 | 4.996e-17 | 2.5331e-09 | 1.1674e-10 | -4.996e-17 | -2.5331e-09 | -1.1674e-10 | 0 | 0 | 0 | 0 | 0 | 0 | 0.9 | 0.84271 | 0.7557 | 0.9 | 0.84271 | 0.7557 | -1.0678e-12 | -128.7319 | 119.553 | -1.0662e-12 | -128.7319 | 119.553
Line11_12_13 | 0 | 0 | 0 | 0 | 0 | 0 | 0 | 0 | 0 | 0 | 0 | 0 | 2.0817e-17 | -7.2391e-10 | -1.9988e-09 | -2.0817e-17 | 7.2391e-10 | 1.9988e-09 | 6.6613e-17 | 2.1109e-09 | 9.7283e-11 | -6.6613e-17 | -2.1109e-09 | -9.7283e-11 | 0 | 0 | 0 | 0 | 0 | 0 | 0.9 | 0.84271 | 0.7557 | 0.9 | 0.84271 | 0.7557 | -1.0662e-12 | -128.7319 | 119.553 | -1.0647e-12 | -128.7319 | 119.553
Line12_13_15 | 0 | 0 | 0 | 0 | 0 | 0 | 0 | 0 | 0 | 0 | 0 | 0 | -8.3267e-18 | -4.3434e-10 | -1.1993e-09 | 0 | 4.3434e-10 | 1.1993e-09 | 1.6653e-17 | 1.2665e-09 | 5.837e-11 | 0 | -1.2665e-09 | -5.837e-11 | 0 | 0 | 0 | 0 | 0 | 0 | 0.9 | 0.84271 | 0.7557 | 0.9 | 0.84271 | 0.7557 | -1.0647e-12 | -128.7319 | 119.553 | -1.0641e-12 | -128.7319 | 119.553
Line13_13_14 | 0 | 0 | 0 | 0 | 0 | 0 | 0 | 0 | 0 | 0 | 0 | 0 | 8.3267e-18 | -1.4478e-10 | -3.9976e-10 | -8.3267e-18 | 1.4478e-10 | 3.9976e-10 | 1.6653e-17 | 4.2218e-10 | 1.9457e-11 | 1.5473e-31 | -4.2218e-10 | -1.9457e-11 | 0 | 0 | 0 | 0 | 0 | 0 | 0.9 | 0.84271 | 0.7557 | 0.9 | 0.84271 | 0.7557 | -1.0647e-12 | -128.7319 | 119.553 | -1.0647e-12 | -128.7319 | 119.553
Line14_15_16 | 0 | 0 | 0 | 0 | 0 | 0 | 0 | 0 | 0 | 0 | 0 | 0 | 1.6653e-17 | -2.8956e-10 | -7.9952e-10 | -1.6653e-17 | 2.8956e-10 | 7.9952e-10 | 4.996e-17 | 8.4436e-10 | 3.8913e-11 | -4.996e-17 | -8.4436e-10 | -3.8913e-11 | 0 | 0 | 0 | 0 | 0 | 0 | 0.9 | 0.84271 | 0.7557 | 0.9 | 0.84271 | 0.7557 | -1.0641e-12 | -128.7319 | 119.553 | -1.0637e-12 | -128.7319 | 119.553
Line15_16_17 | 0 | 0 | 0 | 0 | 0 | 0 | 0 | 0 | 0 | 0 | 0 | 0 | 2.0817e-17 | -1.4478e-10 | -3.9976e-10 | -1.249e-17 | 1.4478e-10 | 3.9976e-10 | 1.6653e-17 | 4.2218e-10 | 1.9457e-11 | -3.3307e-17 | -4.2218e-10 | -1.9457e-11 | 0 | 0 | 0 | 0 | 0 | 0 | 0.9 | 0.84271 | 0.7557 | 0.9 | 0.84271 | 0.7557 | -1.0637e-12 | -128.7319 | 119.553 | -1.0639e-12 | -128.7319 | 119.553
Line16_4_18 | 0 | 0 | 0 | 0 | 0 | 0 | 0 | 0 | 0 | 0 | 0 | 0 | 1.249e-17 | -1.4478e-10 | -3.9976e-10 | -2.0817e-17 | 1.4478e-10 | 3.9976e-10 | -2.3304e-31 | 4.2218e-10 | 1.9457e-11 | 3.8848e-31 | -4.2218e-10 | -1.9457e-11 | 0 | 0 | 0 | 0 | 0 | 0 | 0.9 | 0.84271 | 0.7557 | 0.9 | 0.84271 | 0.7557 | -1.069e-12 | -128.7319 | 119.553 | -1.0693e-12 | -128.7319 | 119.553
Line17_5_19 | 0 | 0 | 0 | 0 | 0 | 0 | 0 | 0 | 0 | 0 | 0 | 0 | 1.249e-17 | -1.4478e-10 | -3.9976e-10 | -2.0817e-17 | 1.4478e-10 | 3.9976e-10 | 1.6653e-17 | 4.2218e-10 | 1.9457e-11 | 3.889e-31 | -4.2218e-10 | -1.9457e-11 | 0 | 0 | 0 | 0 | 0 | 0 | 0.9 | 0.84271 | 0.7557 | 0.9 | 0.84271 | 0.7557 | -1.0702e-12 | -128.7319 | 119.553 | -1.0704e-12 | -128.7319 | 119.553
Line1_1_3 | 0 | 0 | 0 | 0 | 0 | 0 | 0 | 0 | 0 | 0 | 0 | 0 | 4.5797e-17 | -1.1582e-09 | -3.1981e-09 | -5.4123e-17 | 1.1582e-09 | 3.1981e-09 | 4.996e-17 | 3.3775e-09 | 1.5565e-10 | -4.996e-17 | -3.3775e-09 | -1.5565e-10 | 0 | 0 | 0 | 0 | 0 | 0 | 0.9 | 0.84271 | 0.7557 | 0.9 | 0.84271 | 0.7557 | -1.0703e-12 | -128.7319 | 119.553 | -1.0693e-12 | -128.7319 | 119.553
Line2_1_4 | 0 | 0 | 0 | 0 | 0 | 0 | 0 | 0 | 0 | 0 | 0 | 0 | 5.0376e-16 | -2.8956e-10 | -7.9952e-10 | -5.0376e-16 | 2.8956e-10 | 7.9952e-10 | 6.4948e-16 | 8.4436e-10 | 3.8913e-11 | -6.4948e-16 | -8.4436e-10 | -3.8913e-11 | 0 | 0 | 0 | 0 | 0 | 0 | 0.9 | 0.84271 | 0.7557 | 0.9 | 0.84271 | 0.7557 | -1.0703e-12 | -128.7319 | 119.553 | -1.069e-12 | -128.7319 | 119.553
Line3_1_5 | 0 | 0 | 0 | 0 | 0 | 0 | 0 | 0 | 0 | 0 | 0 | 0 | -4.1633e-18 | -2.8956e-10 | -7.9952e-10 | 4.1633e-18 | 2.8956e-10 | 7.9952e-10 | 7.7773e-32 | 8.4436e-10 | 3.8913e-11 | -7.7764e-32 | -8.4436e-10 | -3.8913e-11 | 0 | 0 | 0 | 0 | 0 | 0 | 0.9 | 0.84271 | 0.7557 | 0.9 | 0.84271 | 0.7557 | -1.0703e-12 | -128.7319 | 119.553 | -1.0702e-12 | -128.7319 | 119.553
Line4_2_6 | 0 | 1.3784 | 1.3784 | 0 | 1.3784 | 1.3784 | 0 | 0.31833 | 0.31833 | 0 | 0.31833 | 0.31833 | -6.6613e-17 | 0.22365 | -0.0047711 | 6.6613e-17 | -0.18717 | 0.041251 | 9.992e-17 | 0.027537 | 0.20046 | -9.992e-17 | 0.010463 | -0.16246 | 0 | -142.8727 | 37.1273 | 0 | 37.1273 | -142.8727 | 0.9 | 0.70788 | 0.62991 | 0.9 | 0.5889 | 0.52656 | -1.066e-12 | -135.8534 | 128.4907 | -1.0623e-12 | -146.0722 | 141.3743
Line5_6_7 | 0 | 1.3784 | 1.3784 | 0 | 1.3784 | 1.3784 | 0 | 0.31833 | 0.31833 | 0 | 0.31833 | 0.31833 | -6.6613e-17 | 0.18717 | -0.041251 | 3.3307e-17 | -0.15069 | 0.077731 | 3.3307e-17 | -0.010463 | 0.16246 | -3.3307e-17 | 0.048463 | -0.12446 | 0 | -142.8727 | 37.1273 | 0 | 37.1273 | -142.8727 | 0.9 | 0.5889 | 0.52656 | 0.9 | 0.49726 | 0.46097 | -1.0623e-12 | -146.0722 | 141.3743 | -1.0603e-12 | -160.7007 | 159.1134
Line6_7_8 | 0 | 1.3784 | 1.3784 | 0 | 1.3784 | 1.3784 | 0 | 0.31833 | 0.31833 | 0 | 0.31833 | 0.31833 | 3.6983e-30 | 0.15069 | -0.077731 | -3.7083e-30 | -0.11421 | 0.11421 | 1.9984e-16 | -0.048463 | 0.12446 | -1.9984e-16 | 0.086463 | -0.086463 | 0 | -142.8727 | 37.1273 | 0 | 37.1273 | -142.8727 | 0.9 | 0.49726 | 0.46097 | 0.9 | 0.45 | 0.45 | -1.0603e-12 | -160.7007 | 159.1134 | -1.0632e-12 | -180 | -180
Line7_8_9 | 0 | 0 | 0 | 0 | 0 | 0 | 0 | 0 | 0 | 0 | 0 | 0 | 3.7083e-30 | 1.3323e-16 | -1.3323e-16 | -3.7121e-30 | -1.3029e-16 | 1.3617e-16 | 1.9984e-16 | 1.286e-09 | -1.286e-09 | -1.9984e-16 | -1.286e-09 | 1.286e-09 | 0 | 0 | 0 | 0 | 0 | 0 | 0.9 | 0.45 | 0.45 | 0.9 | 0.45 | 0.45 | -1.0632e-12 | -180 | -180 | -1.0643e-12 | -180 | 180
Line8_8_10 | 0 | 0 | 0 | 0 | 0 | 0 | 0 | 0 | 0 | 0 | 0 | 0 | 2.4722e-30 | 3.3307e-17 | 2.221e-24 | -6.6613e-17 | 2.9404e-18 | 1.3617e-16 | 1.3323e-16 | 1.286e-09 | -1.286e-09 | -1.3323e-16 | -1.286e-09 | 1.286e-09 | 0 | 0 | 0 | 0 | 0 | 0 | 0.9 | 0.45 | 0.45 | 0.9 | 0.45 | 0.45 | -1.0632e-12 | -180 | -180 | -1.0641e-12 | -180 | 180
Line9_3_11 | 0 | 0 | 0 | 0 | 0 | 0 | 0 | 0 | 0 | 0 | 0 | 0 | 3.747e-17 | -1.0135e-09 | -2.7983e-09 | -4.5797e-17 | 1.0135e-09 | 2.7983e-09 | 4.996e-17 | 2.9553e-09 | 1.362e-10 | -6.6613e-17 | -2.9553e-09 | -1.362e-10 | 0 | 0 | 0 | 0 | 0 | 0 | 0.9 | 0.84271 | 0.7557 | 0.9 | 0.84271 | 0.7557 | -1.0693e-12 | -128.7319 | 119.553 | -1.0678e-12 | -128.7319 | 119.553

## LL_min_fault_6
name | pf_ikss_a_from_ka | pf_ikss_b_from_ka | pf_ikss_c_from_ka | pf_ikss_a_to_ka | pf_ikss_b_to_ka | pf_ikss_c_to_ka | pf_skss_a_from_mw | pf_skss_b_from_mw | pf_skss_c_from_mw | pf_skss_a_to_mw | pf_skss_b_to_mw | pf_skss_c_to_mw | pf_p_a_from_mw | pf_p_b_from_mw | pf_p_c_from_mw | pf_p_a_to_mw | pf_p_b_to_mw | pf_p_c_to_mw | pf_q_a_from_mvar | pf_q_b_from_mvar | pf_q_c_from_mvar | pf_q_a_to_mvar | pf_q_b_to_mvar | pf_q_c_to_mvar | pf_ikss_a_from_degree | pf_ikss_b_from_degree | pf_ikss_c_from_degree | pf_ikss_a_to_degree | pf_ikss_b_to_degree | pf_ikss_c_to_degree | pf_vm_a_from_pu | pf_vm_b_from_pu | pf_vm_c_from_pu | pf_vm_a_to_pu | pf_vm_b_to_pu | pf_vm_c_to_pu | pf_va_a_from_degree | pf_va_b_from_degree | pf_va_c_from_degree | pf_va_a_to_degree | pf_va_b_to_degree | pf_va_c_to_degree
Line0_1_2 | 0 | 0.051843 | 0.051843 | 0 | 0.051843 | 0.051843 | 0 | 0.011973 | 0.011973 | 0 | 0.011973 | 0.011973 | 1.0987e-18 | 0.010966 | 0.0028847 | -1.648e-18 | -0.010915 | -0.0028331 | 2.1973e-18 | 0.0029326 | 0.010936 | -2.1973e-18 | -0.0028788 | -0.010882 | 0 | -135.2796 | 44.7204 | 0 | 44.7204 | -135.2796 | 0.95 | 0.94815 | 0.94465 | 0.95 | 0.94283 | 0.93921 | -5.91e-14 | -120.3084 | 119.9432 | -5.8998e-14 | -120.5043 | 120.1275
Line10_11_12 | 0 | 0 | 0 | 0 | 0 | 0 | 0 | 0 | 0 | 0 | 0 | 0 | 1.7167e-18 | -3.8309e-11 | -1.1119e-10 | -1.9913e-18 | 3.8309e-11 | 1.1119e-10 | 2.7466e-18 | 1.0665e-10 | 1.9584e-11 | -3.296e-18 | -1.0665e-10 | -1.9584e-11 | 0 | 0 | 0 | 0 | 0 | 0 | 0.95 | 0.94815 | 0.94465 | 0.95 | 0.94815 | 0.94465 | -5.9038e-14 | -120.3084 | 119.9432 | -5.8991e-14 | -120.3084 | 119.9432
Line11_12_13 | 0 | 0 | 0 | 0 | 0 | 0 | 0 | 0 | 0 | 0 | 0 | 0 | 9.6133e-19 | -3.1925e-11 | -9.2658e-11 | -1.236e-18 | 3.1925e-11 | 9.2658e-11 | 3.296e-18 | 8.8872e-11 | 1.632e-11 | -2.7466e-18 | -8.8872e-11 | -1.632e-11 | 0 | 0 | 0 | 0 | 0 | 0 | 0.95 | 0.94815 | 0.94465 | 0.95 | 0.94815 | 0.94465 | -5.8991e-14 | -120.3084 | 119.9432 | -5.8945e-14 | -120.3084 | 119.9432
Line12_13_15 | 0 | 0 | 0 | 0 | 0 | 0 | 0 | 0 | 0 | 0 | 0 | 0 | 2.7466e-19 | -1.9155e-11 | -5.5595e-11 | -5.4933e-19 | 1.9155e-11 | 5.5595e-11 | 2.1973e-18 | 5.3323e-11 | 9.7921e-12 | -2.1973e-18 | -5.3323e-11 | -9.7921e-12 | 0 | 0 | 0 | 0 | 0 | 0 | 0.95 | 0.94815 | 0.94465 | 0.95 | 0.94815 | 0.94465 | -5.8945e-14 | -120.3084 | 119.9432 | -5.8925e-14 | -120.3084 | 119.9432
Line13_13_14 | 0 | 0 | 0 | 0 | 0 | 0 | 0 | 0 | 0 | 0 | 0 | 0 | -6.8666e-19 | -6.3849e-12 | -1.8532e-11 | 4.12e-19 | 6.3849e-12 | 1.8532e-11 | 7.0643e-34 | 1.7774e-11 | 3.264e-12 | -4.2386e-34 | -1.7774e-11 | -3.264e-12 | 0 | 0 | 0 | 0 | 0 | 0 | 0.95 | 0.94815 | 0.94465 | 0.95 | 0.94815 | 0.94465 | -5.8945e-14 | -120.3084 | 119.9432 | -5.8946e-14 | -120.3084 | 119.9432
Line14_15_16 | 0 | 0 | 0 | 0 | 0 | 0 | 0 | 0 | 0 | 0 | 0 | 0 | 4.8066e-19 | -1.277e-11 | -3.7063e-11 | -4.8066e-19 | 1.277e-11 | 3.7063e-11 | -5.4933e-19 | 3.5549e-11 | 6.5281e-12 | 4.942e-34 | -3.5549e-11 | -6.5281e-12 | 0 | 0 | 0 | 0 | 0 | 0 | 0.95 | 0.94815 | 0.94465 | 0.95 | 0.94815 | 0.94465 | -5.8925e-14 | -120.3084 | 119.9432 | -5.891e-14 | -120.3084 | 119.9432
Line15_16_17 | 0 | 0 | 0 | 0 | 0 | 0 | 0 | 0 | 0 | 0 | 0 | 0 | 5.4933e-19 | -6.3849e-12 | -1.8532e-11 | -2.7466e-19 | 6.3849e-12 | 1.8532e-11 | 1.0987e-18 | 1.7775e-11 | 3.264e-12 | 2.8244e-34 | -1.7774e-11 | -3.264e-12 | 0 | 0 | 0 | 0 | 0 | 0 | 0.95 | 0.94815 | 0.94465 | 0.95 | 0.94815 | 0.94465 | -5.891e-14 | -120.3084 | 119.9432 | -5.8917e-14 | -120.3084 | 119.9432
Line16_4_18 | 0 | 0 | 0 | 0 | 0 | 0 | 0 | 0 | 0 | 0 | 0 | 0 | 5.6581e-34 | -6.3849e-12 | -1.8532e-11 | 0 | 6.3849e-12 | 1.8532e-11 | 5.4933e-19 | 1.7775e-11 | 3.264e-12 | 0 | -1.7774e-11 | -3.264e-12 | 0 | 0 | 0 | 0 | 0 | 0 | 0.95 | 0.94815 | 0.94465 | 0.95 | 0.94815 | 0.94465 | -5.9015e-14 | -120.3084 | 119.9432 | -5.9022e-14 | -120.3084 | 119.9432
Line17_5_19 | 0 | 0 | 0 | 0 | 0 | 0 | 0 | 0 | 0 | 0 | 0 | 0 | 2.06e-19 | -6.3849e-12 | -1.8532e-11 | -2.06e-19 | 6.3849e-12 | 1.8532e-11 | 1.0987e-18 | 1.7774e-11 | 3.264e-12 | -1.0987e-18 | -1.7774e-11 | -3.264e-12 | 0 | 0 | 0 | 0 | 0 | 0 | 0.95 | 0.94815 | 0.94465 | 0.95 | 0.94815 | 0.94465 | -5.9097e-14 | -120.3084 | 119.9432 | -5.9104e-14 | -120.3084 | 119.9432
Line1_1_3 | 0 | 0 | 0 | 0 | 0 | 0 | 0 | 0 | 0 | 0 | 0 | 0 | 3.1586e-18 | -5.1079e-11 | -1.4825e-10 | -2.884e-18 | 5.1079e-11 | 1.4825e-10 | 2.1973e-18 | 1.422e-10 | 2.6112e-11 | -2.7466e-18 | -1.422e-10 | -2.6112e-11 | 0 | 0 | 0 | 0 | 0 | 0 | 0.95 | 0.94815 | 0.94465 | 0.95 | 0.94815 | 0.94465 | -5.91e-14 | -120.3084 | 119.9432 | -5.908e-14 | -120.3084 | 119.9432
Line2_1_4 | 0 | 0 | 0 | 0 | 0 | 0 | 0 | 0 | 0 | 0 | 0 | 0 | 1.854e-17 | -1.277e-11 | -3.7063e-11 | -1.854e-17 | 1.277e-11 | 3.7063e-11 | 2.8016e-17 | 3.5549e-11 | 6.5281e-12 | -2.8016e-17 | -3.5549e-11 | -6.5281e-12 | 0 | 0 | 0 | 0 | 0 | 0 | 0.95 | 0.94815 | 0.94465 | 0.95 | 0.94815 | 0.94465 | -5.91e-14 | -120.3084 | 119.9432 | -5.9015e-14 | -120.3084 | 119.9432
Line3_1_5 | 0 | 0 | 0 | 0 | 0 | 0 | 0 | 0 | 0 | 0 | 0 | 0 | 7.5533e-19 | -1.277e-11 | -3.7063e-11 | -4.8066e-19 | 1.277e-11 | 3.7063e-11 | 5.4933e-19 | 3.5549e-11 | 6.5281e-12 | 4.9577e-34 | -3.5549e-11 | -6.5281e-12 | 0 | 0 | 0 | 0 | 0 | 0 | 0.95 | 0.94815 | 0.94465 | 0.95 | 0.94815 | 0.94465 | -5.91e-14 | -120.3084 | 119.9432 | -5.9097e-14 | -120.3084 | 119.9432
Line4_2_6 | 0 | 0.051843 | 0.051843 | 0 | 0.051843 | 0.051843 | 0 | 0.011973 | 0.011973 | 0 | 0.011973 | 0.011973 | -2.1973e-18 | 0.010915 | 0.0028331 | 2.1973e-18 | -0.010863 | -0.0027815 | 5.4933e-18 | 0.0028788 | 0.010882 | -5.4933e-18 | -0.0028251 | -0.010828 | 0 | -135.2796 | 44.7204 | 0 | 44.7204 | -135.2796 | 0.95 | 0.94283 | 0.93921 | 0.95 | 0.93752 | 0.93379 | -5.8998e-14 | -120.5043 | 120.1275 | -5.8925e-14 | -120.7024 | 120.3141
Line5_6_7 | 0 | 0.051843 | 0.051843 | 0 | 0.051843 | 0.051843 | 0 | 0.011973 | 0.011973 | 0 | 0.011973 | 0.011973 | 6.5919e-18 | 0.010863 | 0.0027815 | -6.5919e-18 | -0.010812 | -0.0027299 | 2.1973e-18 | 0.0028251 | 0.010828 | -2.1973e-18 | -0.0027713 | -0.010775 | 0 | -135.2796 | 44.7204 | 0 | 44.7204 | -135.2796 | 0.95 | 0.93752 | 0.93379 | 0.95 | 0.93223 | 0.92837 | -5.8925e-14 | -120.7024 | 120.3141 | -5.8871e-14 | -120.9028 | 120.5028
Line6_7_8 | 0 | 0.051843 | 0.051843 | 0 | 0.051843 | 0.051843 | 0 | 0.011973 | 0.011973 | 0 | 0.011973 | 0.011973 | 9.0309e-33 | 0.010812 | 0.0027299 | -9.0403e-33 | -0.01076 | -0.0026783 | 8.7893e-18 | 0.0027713 | 0.010775 | -8.7893e-18 | -0.0027175 | -0.010721 | 0 | -135.2796 | 44.7204 | 0 | 44.7204 | -135.2796 | 0.95 | 0.93223 | 0.92837 | 0.95 | 0.92694 | 0.92297 | -5.8871e-14 | -120.9028 | 120.5028 | -5.8932e-14 | -121.1055 | 120.6937
Line7_8_9 | 0 | 0 | 0 | 0 | 0 | 0 | 0 | 0 | 0 | 0 | 0 | 0 | 4.3946e-18 | -7.7759e-11 | -9.1252e-11 | -4.3946e-18 | 7.7759e-11 | 9.1252e-11 | -4.5201e-33 | 6.2294e-11 | -3.8923e-11 | 4.5227e-33 | -6.2294e-11 | 3.8923e-11 | 0 | 0 | 0 | 0 | 0 | 0 | 0.95 | 0.92694 | 0.92297 | 0.95 | 0.92694 | 0.92297 | -5.8932e-14 | -121.1055 | 120.6937 | -5.8965e-14 | -121.1055 | 120.6937
Line8_8_10 | 0 | 0 | 0 | 0 | 0 | 0 | 0 | 0 | 0 | 0 | 0 | 0 | 4.3946e-18 | -7.7759e-11 | -9.1252e-11 | -4.3946e-18 | 7.7759e-11 | 9.1252e-11 | -2.1973e-18 | 6.2294e-11 | -3.8923e-11 | 2.1973e-18 | -6.2294e-11 | 3.8923e-11 | 0 | 0 | 0 | 0 | 0 | 0 | 0.95 | 0.92694 | 0.92297 | 0.95 | 0.92694 | 0.92297 | -5.8932e-14 | -121.1055 | 120.6937 | -5.8988e-14 | -121.1055 | 120.6937
Line9_3_11 | 0 | 0 | 0 | 0 | 0 | 0 | 0 | 0 | 0 | 0 | 0 | 0 | 2.1973e-18 | -4.4694e-11 | -1.2972e-10 | -2.472e-18 | 4.4694e-11 | 1.2972e-10 | 2.1973e-18 | 1.2442e-10 | 2.2848e-11 | -3.296e-18 | -1.2442e-10 | -2.2848e-11 | 0 | 0 | 0 | 0 | 0 | 0 | 0.95 | 0.94815 | 0.94465 | 0.95 | 0.94815 | 0.94465 | -5.908e-14 | -120.3084 | 119.9432 | -5.9038e-14 | -120.3084 | 119.9432

## LL_min_fault_10
name | pf_ikss_a_from_ka | pf_ikss_b_from_ka | pf_ikss_c_from_ka | pf_ikss_a_to_ka | pf_ikss_b_to_ka | pf_ikss_c_to_ka | pf_skss_a_from_mw | pf_skss_b_from_mw | pf_skss_c_from_mw | pf_skss_a_to_mw | pf_skss_b_to_mw | pf_skss_c_to_mw | pf_p_a_from_mw | pf_p_b_from_mw | pf_p_c_from_mw | pf_p_a_to_mw | pf_p_b_to_mw | pf_p_c_to_mw | pf_q_a_from_mvar | pf_q_b_from_mvar | pf_q_c_from_mvar | pf_q_a_to_mvar | pf_q_b_to_mvar | pf_q_c_to_mvar | pf_ikss_a_from_degree | pf_ikss_b_from_degree | pf_ikss_c_from_degree | pf_ikss_a_to_degree | pf_ikss_b_to_degree | pf_ikss_c_to_degree | pf_vm_a_from_pu | pf_vm_b_from_pu | pf_vm_c_from_pu | pf_vm_a_to_pu | pf_vm_b_to_pu | pf_vm_c_to_pu | pf_va_a_from_degree | pf_va_b_from_degree | pf_va_c_from_degree | pf_va_a_to_degree | pf_va_b_to_degree | pf_va_c_to_degree
Line0_1_2 | 0 | 0.049114 | 0.049114 | 0 | 0.049114 | 0.049114 | 0 | 0.011342 | 0.011342 | 0 | 0.011342 | 0.011342 | 1.0408e-18 | 0.0098425 | 0.002589 | -1.0408e-18 | -0.0097961 | -0.0025427 | 3.1225e-18 | 0.002632 | 0.009815 | -2.0817e-18 | -0.0025837 | -0.0097667 | 0 | -135.2796 | 44.7204 | 0 | 44.7204 | -135.2796 | 0.9 | 0.89825 | 0.89493 | 0.9 | 0.89321 | 0.88978 | -6.9067e-14 | -120.3084 | 119.9432 | -6.8981e-14 | -120.5043 | 120.1275
Line10_11_12 | 0 | 0 | 0 | 0 | 0 | 0 | 0 | 0 | 0 | 0 | 0 | 0 | 1.4962e-18 | -3.4383e-11 | -9.9793e-11 | -1.236e-18 | 3.4383e-11 | 9.9793e-11 | 2.6021e-18 | 9.5716e-11 | 1.7577e-11 | -2.6021e-18 | -9.5716e-11 | -1.7577e-11 | 0 | 0 | 0 | 0 | 0 | 0 | 0.9 | 0.89825 | 0.89493 | 0.9 | 0.89825 | 0.89493 | -6.9005e-14 | -120.3084 | 119.9432 | -6.8958e-14 | -120.3084 | 119.9432
Line11_12_13 | 0 | 0 | 0 | 0 | 0 | 0 | 0 | 0 | 0 | 0 | 0 | 0 | 1.236e-18 | -2.8652e-11 | -8.3161e-11 | -1.236e-18 | 2.8652e-11 | 8.3161e-11 | 2.6021e-18 | 7.9764e-11 | 1.4648e-11 | -2.6021e-18 | -7.9764e-11 | -1.4648e-11 | 0 | 0 | 0 | 0 | 0 | 0 | 0.9 | 0.89825 | 0.89493 | 0.9 | 0.89825 | 0.89493 | -6.8958e-14 | -120.3084 | 119.9432 | -6.8912e-14 | -120.3084 | 119.9432
Line12_13_15 | 0 | 0 | 0 | 0 | 0 | 0 | 0 | 0 | 0 | 0 | 0 | 0 | 7.1557e-19 | -1.7191e-11 | -4.9896e-11 | -4.5536e-19 | 1.7191e-11 | 4.9896e-11 | 1.0408e-18 | 4.7858e-11 | 8.7885e-12 | -5.2042e-19 | -4.7858e-11 | -8.7885e-12 | 0 | 0 | 0 | 0 | 0 | 0 | 0.9 | 0.89825 | 0.89493 | 0.9 | 0.89825 | 0.89493 | -6.8912e-14 | -120.3084 | 119.9432 | -6.8892e-14 | -120.3084 | 119.9432
Line13_13_14 | 0 | 0 | 0 | 0 | 0 | 0 | 0 | 0 | 0 | 0 | 0 | 0 | 7.1557e-19 | -5.7305e-12 | -1.6632e-11 | -4.5536e-19 | 5.7305e-12 | 1.6632e-11 | 5.2042e-19 | 1.5953e-11 | 2.9295e-12 | 5.477e-34 | -1.5953e-11 | -2.9295e-12 | 0 | 0 | 0 | 0 | 0 | 0 | 0.9 | 0.89825 | 0.89493 | 0.9 | 0.89825 | 0.89493 | -6.8912e-14 | -120.3084 | 119.9432 | -6.8913e-14 | -120.3084 | 119.9432
Line14_15_16 | 0 | 0 | 0 | 0 | 0 | 0 | 0 | 0 | 0 | 0 | 0 | 0 | 7.1557e-19 | -1.1461e-11 | -3.3264e-11 | -7.1557e-19 | 1.1461e-11 | 3.3264e-11 | 1.0408e-18 | 3.1905e-11 | 5.859e-12 | -1.5613e-18 | -3.1905e-11 | -5.859e-12 | 0 | 0 | 0 | 0 | 0 | 0 | 0.9 | 0.89825 | 0.89493 | 0.9 | 0.89825 | 0.89493 | -6.8892e-14 | -120.3084 | 119.9432 | -6.8877e-14 | -120.3084 | 119.9432
Line15_16_17 | 0 | 0 | 0 | 0 | 0 | 0 | 0 | 0 | 0 | 0 | 0 | 0 | 1.9516e-19 | -5.7305e-12 | -1.6632e-11 | -4.5536e-19 | 5.7305e-12 | 1.6632e-11 | -2.346e-34 | 1.5953e-11 | 2.9295e-12 | 5.4746e-34 | -1.5953e-11 | -2.9295e-12 | 0 | 0 | 0 | 0 | 0 | 0 | 0.9 | 0.89825 | 0.89493 | 0.9 | 0.89825 | 0.89493 | -6.8877e-14 | -120.3084 | 119.9432 | -6.8884e-14 | -120.3084 | 119.9432
Line16_4_18 | 0 | 0 | 0 | 0 | 0 | 0 | 0 | 0 | 0 | 0 | 0 | 0 | 7.1557e-19 | -5.7305e-12 | -1.6632e-11 | -9.7578e-19 | 5.7305e-12 | 1.6632e-11 | 5.2042e-19 | 1.5953e-11 | 2.9295e-12 | 1.1746e-33 | -1.5953e-11 | -2.9295e-12 | 0 | 0 | 0 | 0 | 0 | 0 | 0.9 | 0.89825 | 0.89493 | 0.9 | 0.89825 | 0.89493 | -6.8962e-14 | -120.3084 | 119.9432 | -6.8969e-14 | -120.3084 | 119.9432
Line17_5_19 | 0 | 0 | 0 | 0 | 0 | 0 | 0 | 0 | 0 | 0 | 0 | 0 | 9.7578e-19 | -5.7305e-12 | -1.6632e-11 | -9.7578e-19 | 5.7305e-12 | 1.6632e-11 | -5.2042e-19 | 1.5953e-11 | 2.9295e-12 | 1.0408e-18 | -1.5953e-11 | -2.9295e-12 | 0 | 0 | 0 | 0 | 0 | 0 | 0.9 | 0.89825 | 0.89493 | 0.9 | 0.89825 | 0.89493 | -6.9064e-14 | -120.3084 | 119.9432 | -6.9071e-14 | -120.3084 | 119.9432
Line1_1_3 | 0 | 0 | 0 | 0 | 0 | 0 | 0 | 0 | 0 | 0 | 0 | 0 | 2.472e-18 | -4.5844e-11 | -1.3306e-10 | -2.472e-18 | 4.5844e-11 | 1.3306e-10 | 3.6429e-18 | 1.2762e-10 | 2.3436e-11 | -2.6021e-18 | -1.2762e-10 | -2.3436e-11 | 0 | 0 | 0 | 0 | 0 | 0 | 0.9 | 0.89825 | 0.89493 | 0.9 | 0.89825 | 0.89493 | -6.9067e-14 | -120.3084 | 119.9432 | -6.9047e-14 | -120.3084 | 119.9432
Line2_1_4 | 0 | 0 | 0 | 0 | 0 | 0 | 0 | 0 | 0 | 0 | 0 | 0 | 1.6133e-17 | -1.1461e-11 | -3.3264e-11 | -1.6133e-17 | 1.1461e-11 | 3.3264e-11 | 2.6541e-17 | 3.1905e-11 | 5.859e-12 | -2.498e-17 | -3.1905e-11 | -5.859e-12 | 0 | 0 | 0 | 0 | 0 | 0 | 0.9 | 0.89825 | 0.89493 | 0.9 | 0.89825 | 0.89493 | -6.9067e-14 | -120.3084 | 119.9432 | -6.8962e-14 | -120.3084 | 119.9432
Line3_1_5 | 0 | 0 | 0 | 0 | 0 | 0 | 0 | 0 | 0 | 0 | 0 | 0 | -1.301e-19 | -1.1461e-11 | -3.3264e-11 | -1.301e-19 | 1.1461e-11 | 3.3264e-11 | 1.5613e-18 | 3.1905e-11 | 5.859e-12 | -5.2042e-19 | -3.1905e-11 | -5.859e-12 | 0 | 0 | 0 | 0 | 0 | 0 | 0.9 | 0.89825 | 0.89493 | 0.9 | 0.89825 | 0.89493 | -6.9067e-14 | -120.3084 | 119.9432 | -6.9064e-14 | -120.3084 | 119.9432
Line4_2_6 | 0 | 0.049114 | 0.049114 | 0 | 0.049114 | 0.049114 | 0 | 0.011342 | 0.011342 | 0 | 0.011342 | 0.011342 | 1.0408e-18 | 0.0097961 | 0.0025427 | -2.0817e-18 | -0.0097498 | -0.0024964 | 1.0408e-18 | 0.0025837 | 0.0097667 | -2.0817e-18 | -0.0025355 | -0.0097185 | 0 | -135.2796 | 44.7204 | 0 | 44.7204 | -135.2796 | 0.9 | 0.89321 | 0.88978 | 0.9 | 0.88818 | 0.88464 | -6.8981e-14 | -120.5043 | 120.1275 | -6.8861e-14 | -120.7024 | 120.3141
Line5_6_7 | 0 | 0.049114 | 0.049114 | 0 | 0.049114 | 0.049114 | 0 | 0.011342 | 0.011342 | 0 | 0.011342 | 0.011342 | -2.0817e-18 | 0.0097498 | 0.0024964 | -4.9967e-33 | -0.0097035 | -0.0024501 | 6.245e-18 | 0.0025355 | 0.0097185 | -4.1633e-18 | -0.0024873 | -0.0096702 | 0 | -135.2796 | 44.7204 | 0 | 44.7204 | -135.2796 | 0.9 | 0.88818 | 0.88464 | 0.9 | 0.88316 | 0.87951 | -6.8861e-14 | -120.7024 | 120.3141 | -6.8765e-14 | -120.9028 | 120.5028
Line6_7_8 | 0 | 0.049114 | 0.049114 | 0 | 0.049114 | 0.049114 | 0 | 0.011342 | 0.011342 | 0 | 0.011342 | 0.011342 | 2.0817e-18 | 0.0097035 | 0.0024501 | -2.0817e-18 | -0.0096572 | -0.0024038 | 4.1633e-18 | 0.0024873 | 0.0096702 | -4.1633e-18 | -0.002439 | -0.009622 | 0 | -135.2796 | 44.7204 | 0 | 44.7204 | -135.2796 | 0.9 | 0.88316 | 0.87951 | 0.9 | 0.87816 | 0.87439 | -6.8765e-14 | -120.9028 | 120.5028 | -6.8797e-14 | -121.1055 | 120.6937
Line7_8_9 | 0 | 0 | 0 | 0 | 0 | 0 | 0 | 0 | 0 | 0 | 0 | 0 | 2.0817e-18 | -6.9789e-11 | -8.1899e-11 | -2.0817e-18 | 6.9789e-11 | 8.1899e-11 | 2.0817e-18 | 5.5909e-11 | -3.4934e-11 | -2.0817e-18 | -5.5909e-11 | 3.4934e-11 | 0 | 0 | 0 | 0 | 0 | 0 | 0.9 | 0.87816 | 0.87439 | 0.9 | 0.87816 | 0.87439 | -6.8797e-14 | -121.1055 | 120.6937 | -6.883e-14 | -121.1055 | 120.6937
Line8_8_10 | 0 | 0 | 0 | 0 | 0 | 0 | 0 | 0 | 0 | 0 | 0 | 0 | 2.0817e-18 | -6.9789e-11 | -8.1899e-11 | -2.0817e-18 | 6.9789e-11 | 8.1899e-11 | 4.1633e-18 | 5.5909e-11 | -3.4934e-11 | -4.1633e-18 | -5.5909e-11 | 3.4934e-11 | 0 | 0 | 0 | 0 | 0 | 0 | 0.9 | 0.87816 | 0.87439 | 0.9 | 0.87816 | 0.87439 | -6.8797e-14 | -121.1055 | 120.6937 | -6.8819e-14 | -121.1055 | 120.6937
Line9_3_11 | 0 | 0 | 0 | 0 | 0 | 0 | 0 | 0 | 0 | 0 | 0 | 0 | 2.1467e-18 | -4.0113e-11 | -1.1643e-10 | -1.8865e-18 | 4.0113e-11 | 1.1643e-10 | 1.5613e-18 | 1.1167e-10 | 2.0507e-11 | -1.0408e-18 | -1.1167e-10 | -2.0507e-11 | 0 | 0 | 0 | 0 | 0 | 0 | 0.9 | 0.89825 | 0.89493 | 0.9 | 0.89825 | 0.89493 | -6.9047e-14 | -120.3084 | 119.9432 | -6.9005e-14 | -120.3084 | 119.9432

## LG_max_6
name | pf_ikss_a_from_ka | pf_ikss_b_from_ka | pf_ikss_c_from_ka | pf_ikss_a_to_ka | pf_ikss_b_to_ka | pf_ikss_c_to_ka | pf_skss_a_from_mw | pf_skss_b_from_mw | pf_skss_c_from_mw | pf_skss_a_to_mw | pf_skss_b_to_mw | pf_skss_c_to_mw | pf_p_a_from_mw | pf_p_b_from_mw | pf_p_c_from_mw | pf_p_a_to_mw | pf_p_b_to_mw | pf_p_c_to_mw | pf_q_a_from_mvar | pf_q_b_from_mvar | pf_q_c_from_mvar | pf_q_a_to_mvar | pf_q_b_to_mvar | pf_q_c_to_mvar | pf_ikss_a_from_degree | pf_ikss_b_from_degree | pf_ikss_c_from_degree | pf_ikss_a_to_degree | pf_ikss_b_to_degree | pf_ikss_c_to_degree | 3xI0 | pf_vm_a_from_pu | pf_vm_b_from_pu | pf_vm_c_from_pu | pf_vm_a_to_pu | pf_vm_b_to_pu | pf_vm_c_to_pu | pf_va_a_from_degree | pf_va_b_from_degree | pf_va_c_from_degree | pf_va_a_to_degree | pf_va_b_to_degree | pf_va_c_to_degree
Line0_1_2 | 0.099232 | 2.2184e-06 | 2.2184e-06 | 0.099231 | 1.8505e-06 | 1.8505e-06 | 0.022917 | 5.1231e-07 | 5.1231e-07 | 0.022916 | 4.2735e-07 | 4.2735e-07 | 0.00032822 | 5.0074e-07 | -4.2953e-07 | -0.00024617 | -4.2276e-07 | 3.5285e-07 | 0.00065646 | -7.606e-07 | -8.1245e-07 | -0.00049234 | 6.303e-07 | 6.8007e-07 | -45.808 | -93.1903 | -93.1903 | 134.1921 | 86.3287 | 86.3287 |  | 0.032027 | 1.7775 | 1.7939 | 0.02402 | 1.7759 | 1.7928 | 17.6275 | -149.8315 | 148.9451 | 17.6275 | -149.8203 | 148.9066
Line10_11_12 | 2.2105e-06 | 2.2098e-06 | 2.2098e-06 | 1.8429e-06 | 1.8423e-06 | 1.8423e-06 | 5.1049e-07 | 5.1034e-07 | 5.1034e-07 | 4.2561e-07 | 4.2545e-07 | 4.2545e-07 | -5.8412e-09 | 5.0009e-07 | -4.2651e-07 | 4.9814e-09 | -4.2239e-07 | 3.4967e-07 | 1.527e-08 | -7.5684e-07 | -8.1005e-07 | -1.2688e-08 | 6.2729e-07 | 6.7839e-07 | -93.3052 | -93.287 | -93.287 | 86.1921 | 86.2137 | 86.2137 |  | 0.032026 | 1.7775 | 1.7939 | 0.032026 | 1.7775 | 1.7939 | 17.6278 | -149.8315 | 148.9451 | 17.6279 | -149.8315 | 148.9451
Line11_12_13 | 1.8421e-06 | 1.8415e-06 | 1.8415e-06 | 1.4745e-06 | 1.474e-06 | 1.474e-06 | 4.2541e-07 | 4.2528e-07 | 4.2528e-07 | 3.4053e-07 | 3.404e-07 | 3.404e-07 | -4.8677e-09 | 4.1674e-07 | -3.5543e-07 | 4.0079e-09 | -3.3904e-07 | 2.7859e-07 | 1.2725e-08 | -6.307e-07 | -6.7504e-07 | -1.0143e-08 | 5.0115e-07 | 5.4338e-07 | -93.3052 | -93.287 | -93.287 | 86.0665 | 86.089 | 86.089 |  | 0.032026 | 1.7775 | 1.7939 | 0.032026 | 1.7775 | 1.7939 | 17.6279 | -149.8315 | 148.9451 | 17.628 | -149.8315 | 148.9451
Line12_13_15 | 1.1052e-06 | 1.1049e-06 | 1.1049e-06 | 0 | 0 | 0 | 2.5525e-07 | 2.5517e-07 | 2.5517e-07 | 0 | 0 | 0 | -2.9206e-09 | 2.5005e-07 | -2.1326e-07 | 2.0608e-09 | -1.7235e-07 | 1.3642e-07 | 7.635e-09 | -3.7842e-07 | -4.0503e-07 | -5.0527e-09 | 2.4887e-07 | 2.7336e-07 | -93.3052 | -93.287 | -93.287 | 0 | 0 | 0 |  | 0.032026 | 1.7775 | 1.7939 | 0.032026 | 1.7775 | 1.7939 | 17.628 | -149.8315 | 148.9451 | 17.6281 | -149.8315 | 148.9451
Line13_13_14 | 0 | 0 | 0 | 0 | 0 | 0 | 0 | 0 | 0 | 0 | 0 | 0 | -9.7353e-10 | 8.3349e-08 | -7.1085e-08 | 1.1375e-10 | -5.6484e-09 | -5.7554e-09 | 2.545e-09 | -1.2614e-07 | -1.3501e-07 | 3.734e-11 | -3.4043e-09 | 3.3425e-09 | 0 | 0 | 0 | 0 | 0 | 0 |  | 0.032026 | 1.7775 | 1.7939 | 0.032026 | 1.7775 | 1.7939 | 17.628 | -149.8315 | 148.9451 | 17.6281 | -149.8315 | 148.9451
Line14_15_16 | 0 | 0 | 0 | 0 | 0 | 0 | 0 | 0 | 0 | 0 | 0 | 0 | -1.9471e-09 | 1.667e-07 | -1.4217e-07 | 1.0873e-09 | -8.8997e-08 | 6.533e-08 | 5.09e-09 | -2.5228e-07 | -2.7002e-07 | -2.5077e-09 | 1.2273e-07 | 1.3835e-07 | 0 | 0 | 0 | 0 | 0 | 0 |  | 0.032026 | 1.7775 | 1.7939 | 0.032026 | 1.7775 | 1.7939 | 17.6281 | -149.8315 | 148.9451 | 17.6281 | -149.8315 | 148.9451
Line15_16_17 | 0 | 0 | 0 | 0 | 0 | 0 | 0 | 0 | 0 | 0 | 0 | 0 | -9.7354e-10 | 8.3349e-08 | -7.1085e-08 | 1.1375e-10 | -5.6484e-09 | -5.7554e-09 | 2.545e-09 | -1.2614e-07 | -1.3501e-07 | 3.734e-11 | -3.4043e-09 | 3.3425e-09 | 0 | 0 | 0 | 0 | 0 | 0 |  | 0.032026 | 1.7775 | 1.7939 | 0.032026 | 1.7775 | 1.7939 | 17.6281 | -149.8315 | 148.9451 | 17.6282 | -149.8315 | 148.9451
Line16_4_18 | 0 | 0 | 0 | 0 | 0 | 0 | 0 | 0 | 0 | 0 | 0 | 0 | -1.022e-09 | 8.3238e-08 | -7.096e-08 | 1.1924e-10 | -5.6325e-09 | -5.7428e-09 | 2.6678e-09 | -1.2578e-07 | -1.3471e-07 | 3.9206e-11 | -3.4001e-09 | 3.3364e-09 | 0 | 0 | 0 | 0 | 0 | 0 |  | 0.033628 | 1.7759 | 1.7928 | 0.033628 | 1.7759 | 1.7928 | 17.6271 | -149.8203 | 148.9066 | 17.6271 | -149.8203 | 148.9066
Line17_5_19 | 0 | 0 | 0 | 0 | 0 | 0 | 0 | 0 | 0 | 0 | 0 | 0 | -9.7352e-10 | 8.3349e-08 | -7.1085e-08 | 1.1375e-10 | -5.6484e-09 | -5.7554e-09 | 2.545e-09 | -1.2614e-07 | -1.3501e-07 | 3.7339e-11 | -3.4043e-09 | 3.3425e-09 | 0 | 0 | 0 | 0 | 0 | 0 |  | 0.032027 | 1.7775 | 1.7939 | 0.032027 | 1.7775 | 1.7939 | 17.6275 | -149.8315 | 148.9451 | 17.6275 | -149.8315 | 148.9451
Line1_1_3 | 2.9473e-06 | 2.9465e-06 | 2.9465e-06 | 2.5797e-06 | 2.5789e-06 | 2.5789e-06 | 6.8065e-07 | 6.8045e-07 | 6.8045e-07 | 5.9576e-07 | 5.9556e-07 | 5.9556e-07 | -7.7881e-09 | 6.6679e-07 | -5.6868e-07 | 6.9284e-09 | -5.8909e-07 | 4.9184e-07 | 2.036e-08 | -1.0091e-06 | -1.0801e-06 | -1.7778e-08 | 8.7957e-07 | 9.484e-07 | -93.3052 | -93.287 | -93.287 | 86.3357 | 86.3563 | 86.3563 |  | 0.032027 | 1.7775 | 1.7939 | 0.032026 | 1.7775 | 1.7939 | 17.6275 | -149.8315 | 148.9451 | 17.6277 | -149.8315 | 148.9451
Line2_1_4 | 0.033081 | 0.033081 | 0.033081 | 0.033081 | 0.033081 | 0.033081 | 0.0076397 | 0.0076397 | 0.0076397 | 0.0076397 | 0.0076397 | 0.0076397 | -0.00010939 | 0.0032891 | 0.013252 | 0.00011486 | -0.0032835 | -0.013247 | -0.00021885 | 0.013175 | 0.0034914 | 0.0002298 | -0.013164 | -0.0034806 | 134.1854 | 134.1854 | 134.1854 | -45.8151 | -45.8151 | -45.8151 |  | 0.032027 | 1.7775 | 1.7939 | 0.033628 | 1.7759 | 1.7928 | 17.6275 | -149.8315 | 148.9451 | 17.6271 | -149.8203 | 148.9066
Line3_1_5 | 0 | 0 | 0 | 0 | 0 | 0 | 0 | 0 | 0 | 0 | 0 | 0 | -1.947e-09 | 1.667e-07 | -1.4217e-07 | 1.0873e-09 | -8.8997e-08 | 6.533e-08 | 5.0901e-09 | -2.5228e-07 | -2.7002e-07 | -2.5077e-09 | 1.2273e-07 | 1.3835e-07 | 0 | 0 | 0 | 0 | 0 | 0 |  | 0.032027 | 1.7775 | 1.7939 | 0.032027 | 1.7775 | 1.7939 | 17.6275 | -149.8315 | 148.9451 | 17.6275 | -149.8315 | 148.9451
Line4_2_6 | 0.099231 | 1.8498e-06 | 1.8498e-06 | 0.099231 | 1.4814e-06 | 1.4814e-06 | 0.022916 | 4.2719e-07 | 4.2719e-07 | 0.022916 | 3.4211e-07 | 3.4211e-07 | 0.00024617 | 4.1713e-07 | -3.5859e-07 | -0.00016411 | -3.392e-07 | 2.8163e-07 | 0.00049234 | -6.337e-07 | -6.7673e-07 | -0.00032823 | 5.0343e-07 | 5.4445e-07 | -45.8079 | -93.175 | -93.175 | 134.1923 | 86.22 | 86.22 |  | 0.02402 | 1.7759 | 1.7928 | 0.016013 | 1.7744 | 1.7917 | 17.6275 | -149.8203 | 148.9066 | 17.6276 | -149.8091 | 148.8681
Line5_6_7 | 0.099231 | 1.4807e-06 | 1.4807e-06 | 0.099231 | 1.1118e-06 | 1.1118e-06 | 0.022916 | 3.4195e-07 | 3.4195e-07 | 0.022916 | 2.5675e-07 | 2.5675e-07 | 0.00016411 | 3.3358e-07 | -2.8737e-07 | -8.2055e-05 | -2.5568e-07 | 2.1014e-07 | 0.00032823 | -5.0683e-07 | -5.4112e-07 | -0.00016411 | 3.7658e-07 | 4.0893e-07 | -45.8077 | -93.1609 | -93.1609 | 134.1924 | 86.027 | 86.027 |  | 0.016013 | 1.7744 | 1.7917 | 0.0080066 | 1.7728 | 1.7907 | 17.6276 | -149.8091 | 148.8681 | 17.6276 | -149.7978 | 148.8296
Line6_7_8 | 0.099231 | 1.1111e-06 | 1.1111e-06 | 0.099231 | 0 | 0 | 0.022916 | 2.5659e-07 | 2.5659e-07 | 0.022916 | 0 | 0 | 8.2055e-05 | 2.5008e-07 | -2.1586e-07 | -1.2455e-14 | -1.7223e-07 | 1.3836e-07 | 0.00016411 | -3.7997e-07 | -4.0561e-07 | 7.9498e-15 | 2.4975e-07 | 2.7352e-07 | -45.8076 | -93.1494 | -93.1494 | 134.1926 | 0 | 0 |  | 0.0080066 | 1.7728 | 1.7907 | 0 | 1.7713 | 1.7896 | 17.6276 | -149.7978 | 148.8296 | 0 | -149.7865 | 148.791
Line7_8_9 | 0 | 0 | 0 | 0 | 0 | 0 | 0 | 0 | 0 | 0 | 0 | 0 | 5.3353e-20 | 8.3321e-08 | -7.2031e-08 | -2.9277e-17 | -5.5852e-09 | -5.7052e-09 | 1.4189e-20 | -1.2657e-07 | -1.351e-07 | 1.8661e-17 | -3.3876e-09 | 3.3184e-09 | 0 | 0 | 0 | 0 | 0 | 0 |  | 0 | 1.7713 | 1.7896 | 0 | 1.7713 | 1.7896 | 0 | -149.7865 | 148.791 | 0 | -149.7865 | 148.791
Line8_8_10 | 0 | 0 | 0 | 0 | 0 | 0 | 0 | 0 | 0 | 0 | 0 | 0 | 5.3353e-20 | 8.3321e-08 | -7.2031e-08 | -2.9277e-17 | -5.5852e-09 | -5.7052e-09 | 1.4189e-20 | -1.2657e-07 | -1.351e-07 | 1.8661e-17 | -3.3876e-09 | 3.3184e-09 | 0 | 0 | 0 | 0 | 0 | 0 |  | 0 | 1.7713 | 1.7896 | 0 | 1.7713 | 1.7896 | 0 | -149.7865 | 148.791 | 0 | -149.7865 | 148.791
Line9_3_11 | 2.5789e-06 | 2.5781e-06 | 2.5781e-06 | 2.2113e-06 | 2.2106e-06 | 2.2106e-06 | 5.9557e-07 | 5.954e-07 | 5.954e-07 | 5.1068e-07 | 5.1051e-07 | 5.1051e-07 | -6.8147e-09 | 5.8344e-07 | -4.976e-07 | 5.9549e-09 | -5.0574e-07 | 4.2076e-07 | 1.7815e-08 | -8.8297e-07 | -9.4506e-07 | -1.5233e-08 | 7.5343e-07 | 8.134e-07 | -93.3052 | -93.287 | -93.287 | 86.2759 | 86.2969 | 86.2969 |  | 0.032026 | 1.7775 | 1.7939 | 0.032026 | 1.7775 | 1.7939 | 17.6277 | -149.8315 | 148.9451 | 17.6278 | -149.8315 | 148.9451

## LG_max_10
name | pf_ikss_a_from_ka | pf_ikss_b_from_ka | pf_ikss_c_from_ka | pf_ikss_a_to_ka | pf_ikss_b_to_ka | pf_ikss_c_to_ka | pf_skss_a_from_mw | pf_skss_b_from_mw | pf_skss_c_from_mw | pf_skss_a_to_mw | pf_skss_b_to_mw | pf_skss_c_to_mw | pf_p_a_from_mw | pf_p_b_from_mw | pf_p_c_from_mw | pf_p_a_to_mw | pf_p_b_to_mw | pf_p_c_to_mw | pf_q_a_from_mvar | pf_q_b_from_mvar | pf_q_c_from_mvar | pf_q_a_to_mvar | pf_q_b_to_mvar | pf_q_c_to_mvar | pf_ikss_a_from_degree | pf_ikss_b_from_degree | pf_ikss_c_from_degree | pf_ikss_a_to_degree | pf_ikss_b_to_degree | pf_ikss_c_to_degree | 3xI0 | pf_vm_a_from_pu | pf_vm_b_from_pu | pf_vm_c_from_pu | pf_vm_a_to_pu | pf_vm_b_to_pu | pf_vm_c_to_pu | pf_va_a_from_degree | pf_va_b_from_degree | pf_va_c_from_degree | pf_va_a_to_degree | pf_va_b_to_degree | pf_va_c_to_degree
Line0_1_2 | 0.10393 | 2.3234e-06 | 2.3234e-06 | 0.10393 | 1.9381e-06 | 1.9381e-06 | 0.024002 | 5.3658e-07 | 5.3658e-07 | 0.024002 | 4.476e-07 | 4.476e-07 | 0.00036006 | 5.4942e-07 | -4.7131e-07 | -0.00027004 | -4.6386e-07 | 3.8717e-07 | 0.00072013 | -8.3427e-07 | -8.9135e-07 | -0.0005401 | 6.9135e-07 | 7.4611e-07 | -45.819 | -93.2009 | -93.2009 | 134.1812 | 86.3181 | 86.3181 |  | 0.033544 | 1.8617 | 1.8791 | 0.025158 | 1.86 | 1.878 | 17.6166 | -149.8337 | 148.9312 | 17.6166 | -149.8225 | 148.8928
Line10_11_12 | 2.3152e-06 | 2.3145e-06 | 2.3145e-06 | 1.9303e-06 | 1.9295e-06 | 1.9295e-06 | 5.3468e-07 | 5.3452e-07 | 5.3452e-07 | 4.4577e-07 | 4.4561e-07 | 4.4561e-07 | -6.408e-09 | 5.4871e-07 | -4.68e-07 | 5.4648e-09 | -4.6345e-07 | 3.8368e-07 | 1.6751e-08 | -8.3014e-07 | -8.8872e-07 | -1.3918e-08 | 6.8805e-07 | 7.4427e-07 | -93.3167 | -93.2977 | -93.2977 | 86.1805 | 86.2032 | 86.2032 |  | 0.033544 | 1.8617 | 1.8791 | 0.033544 | 1.8617 | 1.8791 | 17.6169 | -149.8338 | 148.9312 | 17.617 | -149.8338 | 148.9312
Line11_12_13 | 1.9294e-06 | 1.9288e-06 | 1.9288e-06 | 1.5444e-06 | 1.5438e-06 | 1.5438e-06 | 4.4557e-07 | 4.4543e-07 | 4.4543e-07 | 3.5666e-07 | 3.5653e-07 | 3.5653e-07 | -5.34e-09 | 4.5726e-07 | -3.9e-07 | 4.3968e-09 | -3.72e-07 | 3.0568e-07 | 1.3959e-08 | -6.9178e-07 | -7.406e-07 | -1.1127e-08 | 5.4969e-07 | 5.9615e-07 | -93.3167 | -93.2977 | -93.2977 | 86.0549 | 86.0784 | 86.0784 |  | 0.033544 | 1.8617 | 1.8791 | 0.033544 | 1.8617 | 1.8791 | 17.617 | -149.8338 | 148.9312 | 17.6171 | -149.8338 | 148.9312
Line12_13_15 | 1.1576e-06 | 1.1573e-06 | 1.1573e-06 | 0 | 0 | 0 | 2.6734e-07 | 2.6726e-07 | 2.6726e-07 | 0 | 0 | 0 | -3.204e-09 | 2.7435e-07 | -2.34e-07 | 2.2608e-09 | -1.891e-07 | 1.4969e-07 | 8.3756e-09 | -4.1507e-07 | -4.4436e-07 | -5.5428e-09 | 2.7298e-07 | 2.9991e-07 | -93.3167 | -93.2977 | -93.2977 | 0 | 0 | 0 |  | 0.033544 | 1.8617 | 1.8791 | 0.033544 | 1.8617 | 1.8791 | 17.6171 | -149.8338 | 148.9312 | 17.6172 | -149.8338 | 148.9312
Line13_13_14 | 0 | 0 | 0 | 0 | 0 | 0 | 0 | 0 | 0 | 0 | 0 | 0 | -1.068e-09 | 9.1451e-08 | -7.8e-08 | 1.2482e-10 | -6.1944e-09 | -6.314e-09 | 2.7919e-09 | -1.3836e-07 | -1.4812e-07 | 4.0947e-11 | -3.7355e-09 | 3.6664e-09 | 0 | 0 | 0 | 0 | 0 | 0 |  | 0.033544 | 1.8617 | 1.8791 | 0.033544 | 1.8617 | 1.8791 | 17.6171 | -149.8338 | 148.9312 | 17.6171 | -149.8338 | 148.9312
Line14_15_16 | 0 | 0 | 0 | 0 | 0 | 0 | 0 | 0 | 0 | 0 | 0 | 0 | -2.136e-09 | 1.829e-07 | -1.56e-07 | 1.1928e-09 | -9.7646e-08 | 7.1686e-08 | 5.5837e-09 | -2.7671e-07 | -2.9624e-07 | -2.7509e-09 | 1.3462e-07 | 1.5179e-07 | 0 | 0 | 0 | 0 | 0 | 0 |  | 0.033544 | 1.8617 | 1.8791 | 0.033543 | 1.8617 | 1.8791 | 17.6172 | -149.8338 | 148.9312 | 17.6172 | -149.8338 | 148.9312
Line15_16_17 | 0 | 0 | 0 | 0 | 0 | 0 | 0 | 0 | 0 | 0 | 0 | 0 | -1.068e-09 | 9.1451e-08 | -7.8e-08 | 1.2482e-10 | -6.1944e-09 | -6.314e-09 | 2.7919e-09 | -1.3836e-07 | -1.4812e-07 | 4.0947e-11 | -3.7355e-09 | 3.6664e-09 | 0 | 0 | 0 | 0 | 0 | 0 |  | 0.033543 | 1.8617 | 1.8791 | 0.033543 | 1.8617 | 1.8791 | 17.6172 | -149.8338 | 148.9312 | 17.6172 | -149.8338 | 148.9312
Line16_4_18 | 0 | 0 | 0 | 0 | 0 | 0 | 0 | 0 | 0 | 0 | 0 | 0 | -1.1212e-09 | 9.133e-08 | -7.7862e-08 | 1.3085e-10 | -6.177e-09 | -6.3002e-09 | 2.9266e-09 | -1.3796e-07 | -1.478e-07 | 4.2993e-11 | -3.7309e-09 | 3.6598e-09 | 0 | 0 | 0 | 0 | 0 | 0 |  | 0.035221 | 1.86 | 1.878 | 0.035221 | 1.86 | 1.878 | 17.6162 | -149.8225 | 148.8928 | 17.6162 | -149.8225 | 148.8928
Line17_5_19 | 0 | 0 | 0 | 0 | 0 | 0 | 0 | 0 | 0 | 0 | 0 | 0 | -1.068e-09 | 9.1451e-08 | -7.8e-08 | 1.2482e-10 | -6.1944e-09 | -6.314e-09 | 2.7919e-09 | -1.3836e-07 | -1.4812e-07 | 4.0946e-11 | -3.7355e-09 | 3.6664e-09 | 0 | 0 | 0 | 0 | 0 | 0 |  | 0.033544 | 1.8617 | 1.8791 | 0.033544 | 1.8617 | 1.8791 | 17.6166 | -149.8337 | 148.9312 | 17.6166 | -149.8337 | 148.9312
Line1_1_3 | 3.087e-06 | 3.086e-06 | 3.086e-06 | 2.702e-06 | 2.701e-06 | 2.701e-06 | 7.1291e-07 | 7.1269e-07 | 7.1269e-07 | 6.24e-07 | 6.2378e-07 | 6.2378e-07 | -8.5439e-09 | 7.3161e-07 | -6.24e-07 | 7.6007e-09 | -6.4635e-07 | 5.3968e-07 | 2.2335e-08 | -1.1069e-06 | -1.185e-06 | -1.9502e-08 | 9.6476e-07 | 1.0405e-06 | -93.3167 | -93.2977 | -93.2977 | 86.3241 | 86.3457 | 86.3457 |  | 0.033544 | 1.8617 | 1.8791 | 0.033544 | 1.8617 | 1.8791 | 17.6166 | -149.8337 | 148.9312 | 17.6167 | -149.8337 | 148.9312
Line2_1_4 | 0.034648 | 0.034648 | 0.034648 | 0.034648 | 0.034648 | 0.034648 | 0.0080016 | 0.0080016 | 0.0080016 | 0.0080017 | 0.0080017 | 0.0080017 | -0.00012 | 0.0036058 | 0.01454 | 0.00012601 | -0.0035997 | -0.014534 | -0.00024008 | 0.014453 | 0.0038299 | 0.00025209 | -0.014441 | -0.003818 | 134.1744 | 134.1744 | 134.1744 | -45.826 | -45.826 | -45.826 |  | 0.033544 | 1.8617 | 1.8791 | 0.035221 | 1.86 | 1.878 | 17.6166 | -149.8337 | 148.9312 | 17.6162 | -149.8225 | 148.8928
Line3_1_5 | 0 | 0 | 0 | 0 | 0 | 0 | 0 | 0 | 0 | 0 | 0 | 0 | -2.136e-09 | 1.829e-07 | -1.56e-07 | 1.1928e-09 | -9.7646e-08 | 7.1686e-08 | 5.5838e-09 | -2.7671e-07 | -2.9624e-07 | -2.751e-09 | 1.3462e-07 | 1.5179e-07 | 0 | 0 | 0 | 0 | 0 | 0 |  | 0.033544 | 1.8617 | 1.8791 | 0.033544 | 1.8617 | 1.8791 | 17.6166 | -149.8337 | 148.9312 | 17.6166 | -149.8337 | 148.9312
Line4_2_6 | 0.10393 | 1.9374e-06 | 1.9374e-06 | 0.10393 | 1.5516e-06 | 1.5516e-06 | 0.024002 | 4.4743e-07 | 4.4743e-07 | 0.024002 | 3.5832e-07 | 3.5832e-07 | 0.00027004 | 4.5768e-07 | -3.9347e-07 | -0.00018003 | -3.7217e-07 | 3.0903e-07 | 0.0005401 | -6.9508e-07 | -7.4245e-07 | -0.00036006 | 5.5219e-07 | 5.9732e-07 | -45.8188 | -93.1856 | -93.1856 | 134.1814 | 86.2095 | 86.2095 |  | 0.025158 | 1.86 | 1.878 | 0.016772 | 1.8584 | 1.8769 | 17.6166 | -149.8225 | 148.8928 | 17.6167 | -149.8113 | 148.8543
Line5_6_7 | 0.10393 | 1.5508e-06 | 1.5508e-06 | 0.10393 | 1.1644e-06 | 1.1644e-06 | 0.024002 | 3.5815e-07 | 3.5815e-07 | 0.024002 | 2.6891e-07 | 2.6891e-07 | 0.00018003 | 3.6601e-07 | -3.1532e-07 | -9.0014e-05 | -2.8054e-07 | 2.3058e-07 | 0.00036006 | -5.5592e-07 | -5.9367e-07 | -0.00018003 | 4.1305e-07 | 4.4864e-07 | -45.8186 | -93.1715 | -93.1715 | 134.1815 | 86.0164 | 86.0164 |  | 0.016772 | 1.8584 | 1.8769 | 0.0083859 | 1.8568 | 1.8758 | 17.6167 | -149.8113 | 148.8543 | 17.6167 | -149.8 | 148.8158
Line6_7_8 | 0.10393 | 1.1637e-06 | 1.1637e-06 | 0.10393 | 0 | 0 | 0.024002 | 2.6874e-07 | 2.6874e-07 | 0.024002 | 0 | 0 | 9.0014e-05 | 2.7439e-07 | -2.3685e-07 | 9.7313e-16 | -1.8897e-07 | 1.5181e-07 | 0.00018003 | -4.1677e-07 | -4.45e-07 | 1.5545e-14 | 2.7393e-07 | 3.0008e-07 | -45.8185 | -93.16 | -93.16 | 134.1817 | 0 | 0 |  | 0.0083859 | 1.8568 | 1.8758 | 0 | 1.8551 | 1.8747 | 17.6167 | -149.8 | 148.8158 | 0 | -149.7887 | 148.7772
Line7_8_9 | 0 | 0 | 0 | 0 | 0 | 0 | 0 | 0 | 0 | 0 | 0 | 0 | 4.0326e-20 | 9.1421e-08 | -7.9037e-08 | -3.2123e-17 | -6.1251e-09 | -6.2589e-09 | -4.1961e-20 | -1.3883e-07 | -1.4822e-07 | 2.0485e-17 | -3.7173e-09 | 3.64e-09 | 0 | 0 | 0 | 0 | 0 | 0 |  | 0 | 1.8551 | 1.8747 | 0 | 1.8551 | 1.8747 | 0 | -149.7887 | 148.7772 | 0 | -149.7887 | 148.7772
Line8_8_10 | 0 | 0 | 0 | 0 | 0 | 0 | 0 | 0 | 0 | 0 | 0 | 0 | 4.0326e-20 | 9.1421e-08 | -7.9037e-08 | -3.2123e-17 | -6.1251e-09 | -6.2589e-09 | -4.1961e-20 | -1.3883e-07 | -1.4822e-07 | 2.0485e-17 | -3.7173e-09 | 3.64e-09 | 0 | 0 | 0 | 0 | 0 | 0 |  | 0 | 1.8551 | 1.8747 | 0 | 1.8551 | 1.8747 | 0 | -149.7887 | 148.7772 | 0 | -149.7887 | 148.7772
Line9_3_11 | 2.7011e-06 | 2.7003e-06 | 2.7003e-06 | 2.3161e-06 | 2.3153e-06 | 2.3153e-06 | 6.2379e-07 | 6.236e-07 | 6.236e-07 | 5.3488e-07 | 5.3469e-07 | 5.3469e-07 | -7.4759e-09 | 6.4016e-07 | -5.46e-07 | 6.5328e-09 | -5.549e-07 | 4.6168e-07 | 1.9543e-08 | -9.685e-07 | -1.0368e-06 | -1.671e-08 | 8.2641e-07 | 8.9239e-07 | -93.3167 | -93.2977 | -93.2977 | 86.2643 | 86.2863 | 86.2863 |  | 0.033544 | 1.8617 | 1.8791 | 0.033544 | 1.8617 | 1.8791 | 17.6167 | -149.8337 | 148.9312 | 17.6169 | -149.8338 | 148.9312

## LG_max_fault_6
name | pf_ikss_a_from_ka | pf_ikss_b_from_ka | pf_ikss_c_from_ka | pf_ikss_a_to_ka | pf_ikss_b_to_ka | pf_ikss_c_to_ka | pf_skss_a_from_mw | pf_skss_b_from_mw | pf_skss_c_from_mw | pf_skss_a_to_mw | pf_skss_b_to_mw | pf_skss_c_to_mw | pf_p_a_from_mw | pf_p_b_from_mw | pf_p_c_from_mw | pf_p_a_to_mw | pf_p_b_to_mw | pf_p_c_to_mw | pf_q_a_from_mvar | pf_q_b_from_mvar | pf_q_c_from_mvar | pf_q_a_to_mvar | pf_q_b_to_mvar | pf_q_c_to_mvar | pf_ikss_a_from_degree | pf_ikss_b_from_degree | pf_ikss_c_from_degree | pf_ikss_a_to_degree | pf_ikss_b_to_degree | pf_ikss_c_to_degree | 3xI0 | pf_vm_a_from_pu | pf_vm_b_from_pu | pf_vm_c_from_pu | pf_vm_a_to_pu | pf_vm_b_to_pu | pf_vm_c_to_pu | pf_va_a_from_degree | pf_va_b_from_degree | pf_va_c_from_degree | pf_va_a_to_degree | pf_va_b_to_degree | pf_va_c_to_degree
Line0_1_2 | 0.025486 | 0 | 0 | 0.025486 | 0 | 0 | 0.0058858 | 0 | 0 | 0.0058858 | 0 | 0 | 0.0032693 | 1.2401e-07 | -1.1504e-07 | -0.0032639 | -1.0411e-07 | 9.5218e-08 | 0.0032911 | -9.7769e-08 | -1.0858e-07 | -0.0032802 | 8.0643e-08 | 9.1339e-08 | -45.2082 | 0 | 0 | 134.7919 | 0 | 0 |  | 0.78815 | 1.2002 | 1.2023 | 0.7862 | 1.1998 | 1.2021 | -0.018191 | -130.8427 | 130.7553 | -0.065112 | -130.8326 | 130.7372
Line10_11_12 | 0 | 0 | 0 | 0 | 0 | 0 | 0 | 0 | 0 | 0 | 0 | 0 | -4.8447e-09 | 1.237e-07 | -1.1442e-07 | 4.794e-09 | -1.0382e-07 | 9.4596e-08 | 1.0322e-07 | -9.7185e-08 | -1.0836e-07 | -8.602e-08 | 8.0118e-08 | 9.1165e-08 | 0 | 0 | 0 | 0 | 0 | 0 |  | 0.78815 | 1.2002 | 1.2023 | 0.78815 | 1.2002 | 1.2023 | -0.018189 | -130.8427 | 130.7553 | -0.018188 | -130.8427 | 130.7553
Line11_12_13 | 0 | 0 | 0 | 0 | 0 | 0 | 0 | 0 | 0 | 0 | 0 | 0 | -4.0373e-09 | 1.0308e-07 | -9.5349e-08 | 3.9866e-09 | -8.3208e-08 | 7.5526e-08 | 8.6019e-08 | -8.0988e-08 | -9.0301e-08 | -6.8816e-08 | 6.3921e-08 | 7.3105e-08 | 0 | 0 | 0 | 0 | 0 | 0 |  | 0.78815 | 1.2002 | 1.2023 | 0.78815 | 1.2002 | 1.2023 | -0.018188 | -130.8427 | 130.7553 | -0.018188 | -130.8427 | 130.7553
Line12_13_15 | 0 | 0 | 0 | 0 | 0 | 0 | 0 | 0 | 0 | 0 | 0 | 0 | -2.4224e-09 | 6.1849e-08 | -5.7209e-08 | 2.3716e-09 | -4.1976e-08 | 3.7387e-08 | 5.1611e-08 | -4.8593e-08 | -5.4181e-08 | -3.4408e-08 | 3.1526e-08 | 3.6984e-08 | 0 | 0 | 0 | 0 | 0 | 0 |  | 0.78815 | 1.2002 | 1.2023 | 0.78815 | 1.2002 | 1.2023 | -0.018188 | -130.8427 | 130.7553 | -0.018187 | -130.8427 | 130.7553
Line13_13_14 | 0 | 0 | 0 | 0 | 0 | 0 | 0 | 0 | 0 | 0 | 0 | 0 | -8.0746e-10 | 2.0616e-08 | -1.907e-08 | 7.5672e-10 | -7.4325e-10 | -7.526e-10 | 1.7204e-08 | -1.6198e-08 | -1.806e-08 | -9.6324e-13 | -8.692e-10 | 8.638e-10 | 0 | 0 | 0 | 0 | 0 | 0 |  | 0.78815 | 1.2002 | 1.2023 | 0.78815 | 1.2002 | 1.2023 | -0.018188 | -130.8427 | 130.7553 | -0.018187 | -130.8427 | 130.7553
Line14_15_16 | 0 | 0 | 0 | 0 | 0 | 0 | 0 | 0 | 0 | 0 | 0 | 0 | -1.6149e-09 | 4.1233e-08 | -3.8139e-08 | 1.5642e-09 | -2.136e-08 | 1.8317e-08 | 3.4408e-08 | -3.2395e-08 | -3.612e-08 | -1.7205e-08 | 1.5328e-08 | 1.8924e-08 | 0 | 0 | 0 | 0 | 0 | 0 |  | 0.78815 | 1.2002 | 1.2023 | 0.78815 | 1.2002 | 1.2023 | -0.018187 | -130.8427 | 130.7553 | -0.018187 | -130.8427 | 130.7553
Line15_16_17 | 0 | 0 | 0 | 0 | 0 | 0 | 0 | 0 | 0 | 0 | 0 | 0 | -8.0746e-10 | 2.0616e-08 | -1.907e-08 | 7.5672e-10 | -7.4325e-10 | -7.526e-10 | 1.7204e-08 | -1.6198e-08 | -1.806e-08 | -9.6329e-13 | -8.692e-10 | 8.638e-10 | 0 | 0 | 0 | 0 | 0 | 0 |  | 0.78815 | 1.2002 | 1.2023 | 0.78815 | 1.2002 | 1.2023 | -0.018187 | -130.8427 | 130.7553 | -0.018187 | -130.8427 | 130.7553
Line16_4_18 | 0 | 0 | 0 | 0 | 0 | 0 | 0 | 0 | 0 | 0 | 0 | 0 | -8.1803e-10 | 2.059e-08 | -1.9035e-08 | 7.5596e-10 | -7.4132e-10 | -7.5153e-10 | 1.7186e-08 | -1.6155e-08 | -1.8034e-08 | -4.6848e-13 | -8.6814e-10 | 8.6225e-10 | 0 | 0 | 0 | 0 | 0 | 0 |  | 0.78854 | 1.1998 | 1.2021 | 0.78854 | 1.1998 | 1.2021 | -0.0088378 | -130.8326 | 130.7372 | -0.0088377 | -130.8326 | 130.7372
Line17_5_19 | 0 | 0 | 0 | 0 | 0 | 0 | 0 | 0 | 0 | 0 | 0 | 0 | -8.0745e-10 | 2.0616e-08 | -1.907e-08 | 7.5672e-10 | -7.4325e-10 | -7.5259e-10 | 1.7204e-08 | -1.6198e-08 | -1.806e-08 | -9.6358e-13 | -8.692e-10 | 8.638e-10 | 0 | 0 | 0 | 0 | 0 | 0 |  | 0.78815 | 1.2002 | 1.2023 | 0.78815 | 1.2002 | 1.2023 | -0.018191 | -130.8427 | 130.7553 | -0.018191 | -130.8427 | 130.7553
Line1_1_3 | 0 | 0 | 0 | 0 | 0 | 0 | 0 | 0 | 0 | 0 | 0 | 0 | -6.4597e-09 | 1.6493e-07 | -1.5256e-07 | 6.4089e-09 | -1.4506e-07 | 1.3274e-07 | 1.3763e-07 | -1.2958e-07 | -1.4448e-07 | -1.2043e-07 | 1.1251e-07 | 1.2729e-07 | 0 | 0 | 0 | 0 | 0 | 0 |  | 0.78815 | 1.2002 | 1.2023 | 0.78815 | 1.2002 | 1.2023 | -0.018191 | -130.8427 | 130.7553 | -0.01819 | -130.8427 | 130.7553
Line2_1_4 | 0.0084963 | 0.0084963 | 0.0084963 | 0.0084964 | 0.0084964 | 0.0084964 | 0.0019621 | 0.0019621 | 0.0019621 | 0.0019622 | 0.0019622 | 0.0019622 | -0.0010898 | -0.00017952 | 0.0023532 | 0.0010901 | 0.0001799 | -0.0023529 | -0.0010973 | 0.002348 | -0.00016578 | 0.001098 | -0.0023473 | 0.00016649 | 134.7852 | 134.7852 | 134.7852 | -45.2153 | -45.2153 | -45.2153 |  | 0.78815 | 1.2002 | 1.2023 | 0.78854 | 1.1998 | 1.2021 | -0.018191 | -130.8427 | 130.7553 | -0.0088378 | -130.8326 | 130.7372
Line3_1_5 | 0 | 0 | 0 | 0 | 0 | 0 | 0 | 0 | 0 | 0 | 0 | 0 | -1.6149e-09 | 4.1233e-08 | -3.8139e-08 | 1.5642e-09 | -2.136e-08 | 1.8317e-08 | 3.4408e-08 | -3.2395e-08 | -3.612e-08 | -1.7205e-08 | 1.5328e-08 | 1.8924e-08 | 0 | 0 | 0 | 0 | 0 | 0 |  | 0.78815 | 1.2002 | 1.2023 | 0.78815 | 1.2002 | 1.2023 | -0.018191 | -130.8427 | 130.7553 | -0.018191 | -130.8427 | 130.7553
Line4_2_6 | 0.025486 | 0 | 0 | 0.025486 | 0 | 0 | 0.0058858 | 0 | 0 | 0.0058858 | 0 | 0 | 0.0032639 | 1.0337e-07 | -9.5969e-08 | -0.0032585 | -8.3453e-08 | 7.61e-08 | 0.0032802 | -8.1511e-08 | -9.0476e-08 | -0.0032694 | 6.4366e-08 | 7.3231e-08 | -45.2081 | 0 | 0 | 134.7921 | 0 | 0 |  | 0.7862 | 1.1998 | 1.2021 | 0.78424 | 1.1994 | 1.202 | -0.065112 | -130.8326 | 130.7372 | -0.11227 | -130.8225 | 130.7191
Line5_6_7 | 0.025486 | 0 | 0 | 0.025486 | 0 | 0 | 0.0058858 | 0 | 0 | 0.0058858 | 0 | 0 | 0.0032585 | 8.2714e-08 | -7.6851e-08 | -0.0032531 | -6.2783e-08 | 5.6937e-08 | 0.0032694 | -6.5233e-08 | -7.237e-08 | -0.0032585 | 4.807e-08 | 5.5126e-08 | -45.2079 | 0 | 0 | 134.7922 | 0 | 0 |  | 0.78424 | 1.1994 | 1.202 | 0.78229 | 1.1991 | 1.2018 | -0.11227 | -130.8225 | 130.7191 | -0.15966 | -130.8124 | 130.701
Line6_7_8 | 0.025486 | 0 | 0 | 0.025486 | 0 | 0 | 0.0058858 | 0 | 0 | 0.0058857 | 0 | 0 | 0.0032531 | 6.2046e-08 | -5.7686e-08 | -0.0032476 | -4.21e-08 | 3.7728e-08 | 0.0032585 | -4.8936e-08 | -5.4267e-08 | -0.0032477 | 3.1754e-08 | 3.7024e-08 | -45.2078 | 0 | 0 | 134.7924 | 0 | 0 |  | 0.78229 | 1.1991 | 1.2018 | 0.78034 | 1.1987 | 1.2016 | -0.15966 | -130.8124 | 130.701 | -0.20728 | -130.8023 | 130.6829
Line7_8_9 | 0 | 0 | 0 | 0 | 0 | 0 | 0 | 0 | 0 | 0 | 0 | 0 | -7.3156e-10 | 2.0682e-08 | -1.9238e-08 | 7.7154e-10 | -7.3556e-10 | -7.4834e-10 | 1.7145e-08 | -1.6309e-08 | -1.8083e-08 | -1.0869e-11 | -8.6498e-10 | 8.576e-10 | 0 | 0 | 0 | 0 | 0 | 0 |  | 0.78034 | 1.1987 | 1.2016 | 0.78034 | 1.1987 | 1.2016 | -0.20728 | -130.8023 | 130.6829 | -0.20728 | -130.8023 | 130.6829
Line8_8_10 | 0 | 0 | 0 | 0 | 0 | 0 | 0 | 0 | 0 | 0 | 0 | 0 | -7.3156e-10 | 2.0682e-08 | -1.9238e-08 | 7.7154e-10 | -7.3556e-10 | -7.4834e-10 | 1.7145e-08 | -1.6309e-08 | -1.8083e-08 | -1.0869e-11 | -8.6498e-10 | 8.576e-10 | 0 | 0 | 0 | 0 | 0 | 0 |  | 0.78034 | 1.1987 | 1.2016 | 0.78034 | 1.1987 | 1.2016 | -0.20728 | -130.8023 | 130.6829 | -0.20728 | -130.8023 | 130.6829
Line9_3_11 | 0 | 0 | 0 | 0 | 0 | 0 | 0 | 0 | 0 | 0 | 0 | 0 | -5.6522e-09 | 1.4431e-07 | -1.3349e-07 | 5.6015e-09 | -1.2444e-07 | 1.1367e-07 | 1.2043e-07 | -1.1338e-07 | -1.2642e-07 | -1.0322e-07 | 9.6316e-08 | 1.0922e-07 | 0 | 0 | 0 | 0 | 0 | 0 |  | 0.78815 | 1.2002 | 1.2023 | 0.78815 | 1.2002 | 1.2023 | -0.01819 | -130.8427 | 130.7553 | -0.018189 | -130.8427 | 130.7553

## LG_max_fault_10
name | pf_ikss_a_from_ka | pf_ikss_b_from_ka | pf_ikss_c_from_ka | pf_ikss_a_to_ka | pf_ikss_b_to_ka | pf_ikss_c_to_ka | pf_skss_a_from_mw | pf_skss_b_from_mw | pf_skss_c_from_mw | pf_skss_a_to_mw | pf_skss_b_to_mw | pf_skss_c_to_mw | pf_p_a_from_mw | pf_p_b_from_mw | pf_p_c_from_mw | pf_p_a_to_mw | pf_p_b_to_mw | pf_p_c_to_mw | pf_q_a_from_mvar | pf_q_b_from_mvar | pf_q_c_from_mvar | pf_q_a_to_mvar | pf_q_b_to_mvar | pf_q_c_to_mvar | pf_ikss_a_from_degree | pf_ikss_b_from_degree | pf_ikss_c_from_degree | pf_ikss_a_to_degree | pf_ikss_b_to_degree | pf_ikss_c_to_degree | 3xI0 | pf_vm_a_from_pu | pf_vm_b_from_pu | pf_vm_c_from_pu | pf_vm_a_to_pu | pf_vm_b_to_pu | pf_vm_c_to_pu | pf_va_a_from_degree | pf_va_b_from_degree | pf_va_c_from_degree | pf_va_a_to_degree | pf_va_b_to_degree | pf_va_c_to_degree
Line0_1_2 | 0.026698 | 0 | 0 | 0.026698 | 0 | 0 | 0.0061657 | 0 | 0 | 0.0061657 | 0 | 0 | 0.0035876 | 1.3609e-07 | -1.2625e-07 | -0.0035817 | -1.1425e-07 | 1.045e-07 | 0.0036115 | -1.0728e-07 | -1.1916e-07 | -0.0035996 | 8.849e-08 | 1.0024e-07 | -45.2111 | 0 | 0 | 134.7891 | 0 | 0 |  | 0.82563 | 1.2572 | 1.2595 | 0.82359 | 1.2569 | 1.2594 | -0.021032 | -130.8423 | 130.7525 | -0.067952 | -130.8322 | 130.7344
Line10_11_12 | 0 | 0 | 0 | 0 | 0 | 0 | 0 | 0 | 0 | 0 | 0 | 0 | -5.3177e-09 | 1.3575e-07 | -1.2557e-07 | 5.262e-09 | -1.1394e-07 | 1.0381e-07 | 1.1327e-07 | -1.0664e-07 | -1.1892e-07 | -9.4397e-08 | 8.7914e-08 | 1.0005e-07 | 0 | 0 | 0 | 0 | 0 | 0 |  | 0.82563 | 1.2572 | 1.2595 | 0.82563 | 1.2572 | 1.2595 | -0.02103 | -130.8423 | 130.7525 | -0.021029 | -130.8423 | 130.7525
Line11_12_13 | 0 | 0 | 0 | 0 | 0 | 0 | 0 | 0 | 0 | 0 | 0 | 0 | -4.4314e-09 | 1.1312e-07 | -1.0464e-07 | 4.3757e-09 | -9.1315e-08 | 8.2886e-08 | 9.4396e-08 | -8.8868e-08 | -9.9099e-08 | -7.5518e-08 | 7.0141e-08 | 8.0227e-08 | 0 | 0 | 0 | 0 | 0 | 0 |  | 0.82563 | 1.2572 | 1.2595 | 0.82563 | 1.2572 | 1.2595 | -0.021029 | -130.8423 | 130.7525 | -0.021028 | -130.8423 | 130.7525
Line12_13_15 | 0 | 0 | 0 | 0 | 0 | 0 | 0 | 0 | 0 | 0 | 0 | 0 | -2.6588e-09 | 6.7875e-08 | -6.2784e-08 | 2.6032e-09 | -4.6065e-08 | 4.103e-08 | 5.6637e-08 | -5.3321e-08 | -5.9459e-08 | -3.776e-08 | 3.4593e-08 | 4.0587e-08 | 0 | 0 | 0 | 0 | 0 | 0 |  | 0.82563 | 1.2572 | 1.2595 | 0.82563 | 1.2572 | 1.2595 | -0.021028 | -130.8423 | 130.7525 | -0.021028 | -130.8423 | 130.7525
Line13_13_14 | 0 | 0 | 0 | 0 | 0 | 0 | 0 | 0 | 0 | 0 | 0 | 0 | -8.8628e-10 | 2.2625e-08 | -2.0928e-08 | 8.306e-10 | -8.1538e-10 | -8.2593e-10 | 1.8879e-08 | -1.7774e-08 | -1.982e-08 | -1.2222e-12 | -9.5386e-10 | 9.4777e-10 | 0 | 0 | 0 | 0 | 0 | 0 |  | 0.82563 | 1.2572 | 1.2595 | 0.82563 | 1.2572 | 1.2595 | -0.021028 | -130.8423 | 130.7525 | -0.021028 | -130.8423 | 130.7525
Line14_15_16 | 0 | 0 | 0 | 0 | 0 | 0 | 0 | 0 | 0 | 0 | 0 | 0 | -1.7726e-09 | 4.525e-08 | -4.1856e-08 | 1.7169e-09 | -2.344e-08 | 2.0102e-08 | 3.7758e-08 | -3.5547e-08 | -3.964e-08 | -1.888e-08 | 1.682e-08 | 2.0768e-08 | 0 | 0 | 0 | 0 | 0 | 0 |  | 0.82563 | 1.2572 | 1.2595 | 0.82563 | 1.2572 | 1.2595 | -0.021028 | -130.8423 | 130.7525 | -0.021027 | -130.8423 | 130.7525
Line15_16_17 | 0 | 0 | 0 | 0 | 0 | 0 | 0 | 0 | 0 | 0 | 0 | 0 | -8.8628e-10 | 2.2625e-08 | -2.0928e-08 | 8.306e-10 | -8.1538e-10 | -8.2593e-10 | 1.8879e-08 | -1.7774e-08 | -1.982e-08 | -1.2221e-12 | -9.5386e-10 | 9.4777e-10 | 0 | 0 | 0 | 0 | 0 | 0 |  | 0.82563 | 1.2572 | 1.2595 | 0.82563 | 1.2572 | 1.2595 | -0.021027 | -130.8423 | 130.7525 | -0.021027 | -130.8423 | 130.7525
Line16_4_18 | 0 | 0 | 0 | 0 | 0 | 0 | 0 | 0 | 0 | 0 | 0 | 0 | -8.9789e-10 | 2.2596e-08 | -2.089e-08 | 8.2977e-10 | -8.1327e-10 | -8.2475e-10 | 1.886e-08 | -1.7727e-08 | -1.9791e-08 | -6.7943e-13 | -9.527e-10 | 9.4607e-10 | 0 | 0 | 0 | 0 | 0 | 0 |  | 0.82604 | 1.2569 | 1.2594 | 0.82604 | 1.2569 | 1.2594 | -0.011678 | -130.8322 | 130.7344 | -0.011678 | -130.8322 | 130.7344
Line17_5_19 | 0 | 0 | 0 | 0 | 0 | 0 | 0 | 0 | 0 | 0 | 0 | 0 | -8.8628e-10 | 2.2625e-08 | -2.0928e-08 | 8.306e-10 | -8.1538e-10 | -8.2592e-10 | 1.8879e-08 | -1.7774e-08 | -1.982e-08 | -1.2222e-12 | -9.5386e-10 | 9.4777e-10 | 0 | 0 | 0 | 0 | 0 | 0 |  | 0.82563 | 1.2572 | 1.2595 | 0.82563 | 1.2572 | 1.2595 | -0.021032 | -130.8423 | 130.7525 | -0.021032 | -130.8423 | 130.7525
Line1_1_3 | 0 | 0 | 0 | 0 | 0 | 0 | 0 | 0 | 0 | 0 | 0 | 0 | -7.0902e-09 | 1.81e-07 | -1.6742e-07 | 7.0346e-09 | -1.5919e-07 | 1.4567e-07 | 1.5103e-07 | -1.4219e-07 | -1.5856e-07 | -1.3216e-07 | 1.2346e-07 | 1.3969e-07 | 0 | 0 | 0 | 0 | 0 | 0 |  | 0.82563 | 1.2572 | 1.2595 | 0.82563 | 1.2572 | 1.2595 | -0.021032 | -130.8423 | 130.7525 | -0.021031 | -130.8423 | 130.7525
Line2_1_4 | 0.0089004 | 0.0089004 | 0.0089004 | 0.0089004 | 0.0089004 | 0.0089004 | 0.0020555 | 0.0020555 | 0.0020555 | 0.0020555 | 0.0020555 | 0.0020555 | -0.0011959 | -0.00019715 | 0.0025825 | 0.0011963 | 0.00019757 | -0.0025821 | -0.0012041 | 0.0025767 | -0.00018194 | 0.0012049 | -0.0025759 | 0.00018271 | 134.7823 | 134.7823 | 134.7823 | -45.2181 | -45.2181 | -45.2181 |  | 0.82563 | 1.2572 | 1.2595 | 0.82604 | 1.2569 | 1.2594 | -0.021032 | -130.8423 | 130.7525 | -0.011678 | -130.8322 | 130.7344
Line3_1_5 | 0 | 0 | 0 | 0 | 0 | 0 | 0 | 0 | 0 | 0 | 0 | 0 | -1.7726e-09 | 4.525e-08 | -4.1856e-08 | 1.7169e-09 | -2.344e-08 | 2.0102e-08 | 3.7758e-08 | -3.5547e-08 | -3.964e-08 | -1.888e-08 | 1.682e-08 | 2.0768e-08 | 0 | 0 | 0 | 0 | 0 | 0 |  | 0.82563 | 1.2572 | 1.2595 | 0.82563 | 1.2572 | 1.2595 | -0.021032 | -130.8423 | 130.7525 | -0.021032 | -130.8423 | 130.7525
Line4_2_6 | 0.026698 | 0 | 0 | 0.026698 | 0 | 0 | 0.0061657 | 0 | 0 | 0.0061657 | 0 | 0 | 0.0035817 | 1.1344e-07 | -1.0532e-07 | -0.0035758 | -9.1584e-08 | 8.3515e-08 | 0.0035996 | -8.9443e-08 | -9.9291e-08 | -0.0035877 | 7.0629e-08 | 8.0366e-08 | -45.2109 | 0 | 0 | 134.7892 | 0 | 0 |  | 0.82359 | 1.2569 | 1.2594 | 0.82154 | 1.2565 | 1.2592 | -0.067952 | -130.8322 | 130.7344 | -0.11511 | -130.8221 | 130.7162
Line5_6_7 | 0.026698 | 0 | 0 | 0.026698 | 0 | 0 | 0.0061657 | 0 | 0 | 0.0061657 | 0 | 0 | 0.0035758 | 9.0772e-08 | -8.4339e-08 | -0.0035698 | -6.89e-08 | 6.2485e-08 | 0.0035877 | -7.1581e-08 | -7.9421e-08 | -0.0035758 | 5.2747e-08 | 6.0497e-08 | -45.2108 | 0 | 0 | 134.7894 | 0 | 0 |  | 0.82154 | 1.2565 | 1.2592 | 0.8195 | 1.2561 | 1.259 | -0.11511 | -130.8221 | 130.7162 | -0.1625 | -130.812 | 130.6981
Line6_7_8 | 0.026698 | 0 | 0 | 0.026698 | 0 | 0 | 0.0061657 | 0 | 0 | 0.0061656 | 0 | 0 | 0.0035698 | 6.8091e-08 | -6.3307e-08 | -0.0035639 | -4.6202e-08 | 4.1405e-08 | 0.0035758 | -5.3697e-08 | -5.9554e-08 | -0.0035639 | 3.4843e-08 | 4.0631e-08 | -45.2106 | 0 | 0 | 134.7896 | 0 | 0 |  | 0.8195 | 1.2561 | 1.259 | 0.81745 | 1.2558 | 1.2589 | -0.1625 | -130.812 | 130.6981 | -0.21012 | -130.8018 | 130.68
Line7_8_9 | 0 | 0 | 0 | 0 | 0 | 0 | 0 | 0 | 0 | 0 | 0 | 0 | -8.0299e-10 | 2.2697e-08 | -2.1113e-08 | 8.4686e-10 | -8.0695e-10 | -8.2126e-10 | 1.8815e-08 | -1.7896e-08 | -1.9845e-08 | -1.2092e-11 | -9.4923e-10 | 9.4097e-10 | 0 | 0 | 0 | 0 | 0 | 0 |  | 0.81745 | 1.2558 | 1.2589 | 0.81745 | 1.2558 | 1.2589 | -0.21012 | -130.8018 | 130.68 | -0.21012 | -130.8018 | 130.68
Line8_8_10 | 0 | 0 | 0 | 0 | 0 | 0 | 0 | 0 | 0 | 0 | 0 | 0 | -8.0299e-10 | 2.2697e-08 | -2.1113e-08 | 8.4686e-10 | -8.0695e-10 | -8.2126e-10 | 1.8815e-08 | -1.7896e-08 | -1.9845e-08 | -1.2092e-11 | -9.4923e-10 | 9.4097e-10 | 0 | 0 | 0 | 0 | 0 | 0 |  | 0.81745 | 1.2558 | 1.2589 | 0.81745 | 1.2558 | 1.2589 | -0.21012 | -130.8018 | 130.68 | -0.21012 | -130.8018 | 130.68
Line9_3_11 | 0 | 0 | 0 | 0 | 0 | 0 | 0 | 0 | 0 | 0 | 0 | 0 | -6.204e-09 | 1.5837e-07 | -1.465e-07 | 6.1483e-09 | -1.3656e-07 | 1.2474e-07 | 1.3215e-07 | -1.2442e-07 | -1.3874e-07 | -1.1328e-07 | 1.0569e-07 | 1.1987e-07 | 0 | 0 | 0 | 0 | 0 | 0 |  | 0.82563 | 1.2572 | 1.2595 | 0.82563 | 1.2572 | 1.2595 | -0.021031 | -130.8423 | 130.7525 | -0.02103 | -130.8423 | 130.7525

## LG_min_6
name | pf_ikss_a_from_ka | pf_ikss_b_from_ka | pf_ikss_c_from_ka | pf_ikss_a_to_ka | pf_ikss_b_to_ka | pf_ikss_c_to_ka | pf_skss_a_from_mw | pf_skss_b_from_mw | pf_skss_c_from_mw | pf_skss_a_to_mw | pf_skss_b_to_mw | pf_skss_c_to_mw | pf_p_a_from_mw | pf_p_b_from_mw | pf_p_c_from_mw | pf_p_a_to_mw | pf_p_b_to_mw | pf_p_c_to_mw | pf_q_a_from_mvar | pf_q_b_from_mvar | pf_q_c_from_mvar | pf_q_a_to_mvar | pf_q_b_to_mvar | pf_q_c_to_mvar | pf_ikss_a_from_degree | pf_ikss_b_from_degree | pf_ikss_c_from_degree | pf_ikss_a_to_degree | pf_ikss_b_to_degree | pf_ikss_c_to_degree | 3xI0 | pf_vm_a_from_pu | pf_vm_b_from_pu | pf_vm_c_from_pu | pf_vm_a_to_pu | pf_vm_b_to_pu | pf_vm_c_to_pu | pf_va_a_from_degree | pf_va_b_from_degree | pf_va_c_from_degree | pf_va_a_to_degree | pf_va_b_to_degree | pf_va_c_to_degree
Line0_1_2 | 0.088943 | 1.9919e-06 | 1.9919e-06 | 0.088943 | 1.662e-06 | 1.662e-06 | 0.020541 | 4.6001e-07 | 4.6001e-07 | 0.02054 | 3.8381e-07 | 3.8381e-07 | 0.00050629 | 4.0555e-07 | -3.505e-07 | -0.00037971 | -3.4272e-07 | 2.8781e-07 | 0.00052739 | -6.1709e-07 | -6.5344e-07 | -0.00039554 | 5.1128e-07 | 5.47e-07 | -45.2807 | -92.7522 | -92.7522 | 134.7194 | 86.7576 | 86.7576 |  | 0.035592 | 1.6052 | 1.6119 | 0.026694 | 1.6037 | 1.6104 | 0.88899 | -149.4393 | 149.0393 | 0.88904 | -149.4079 | 149.0059
Line10_11_12 | 1.9822e-06 | 1.9816e-06 | 1.9816e-06 | 1.6526e-06 | 1.652e-06 | 1.652e-06 | 4.5778e-07 | 4.5764e-07 | 4.5764e-07 | 3.8166e-07 | 3.8152e-07 | 3.8152e-07 | -1.0497e-09 | 4.0382e-07 | -3.4831e-07 | 9.9411e-10 | -3.411e-07 | 2.8564e-07 | 1.6259e-08 | -6.1367e-07 | -6.5027e-07 | -1.3547e-08 | 5.0865e-07 | 5.4462e-07 | -92.8047 | -92.7858 | -92.7858 | 86.6926 | 86.715 | 86.715 |  | 0.035592 | 1.6052 | 1.6119 | 0.035591 | 1.6052 | 1.6119 | 0.88932 | -149.4393 | 149.0393 | 0.88945 | -149.4393 | 149.0393
Line11_12_13 | 1.6519e-06 | 1.6514e-06 | 1.6514e-06 | 1.3223e-06 | 1.3218e-06 | 1.3218e-06 | 3.8148e-07 | 3.8136e-07 | 3.8136e-07 | 3.0536e-07 | 3.0525e-07 | 3.0525e-07 | -8.7479e-10 | 3.3652e-07 | -2.9025e-07 | 8.1917e-10 | -2.7379e-07 | 2.2759e-07 | 1.3549e-08 | -5.1139e-07 | -5.4189e-07 | -1.0837e-08 | 4.0637e-07 | 4.3624e-07 | -92.8047 | -92.7858 | -92.7858 | 86.5669 | 86.5903 | 86.5903 |  | 0.035591 | 1.6052 | 1.6119 | 0.035591 | 1.6052 | 1.6119 | 0.88945 | -149.4393 | 149.0393 | 0.88956 | -149.4393 | 149.0393
Line12_13_15 | 0 | 0 | 0 | 0 | 0 | 0 | 0 | 0 | 0 | 0 | 0 | 0 | -5.2489e-10 | 2.0191e-07 | -1.7415e-07 | 4.6925e-10 | -1.3919e-07 | 1.1148e-07 | 8.1295e-09 | -3.0684e-07 | -3.2514e-07 | -5.4177e-09 | 2.0181e-07 | 2.1948e-07 | 0 | 0 | 0 | 0 | 0 | 0 |  | 0.035591 | 1.6052 | 1.6119 | 0.035591 | 1.6052 | 1.6119 | 0.88956 | -149.4393 | 149.0393 | 0.88962 | -149.4394 | 149.0393
Line13_13_14 | 0 | 0 | 0 | 0 | 0 | 0 | 0 | 0 | 0 | 0 | 0 | 0 | -1.7496e-10 | 6.7304e-08 | -5.8051e-08 | 1.1932e-10 | -4.5787e-09 | -4.6182e-09 | 2.7098e-09 | -1.0228e-07 | -1.0838e-07 | 1.9248e-12 | -2.7483e-09 | 2.7255e-09 | 0 | 0 | 0 | 0 | 0 | 0 |  | 0.035591 | 1.6052 | 1.6119 | 0.035591 | 1.6052 | 1.6119 | 0.88956 | -149.4393 | 149.0393 | 0.88957 | -149.4393 | 149.0393
Line14_15_16 | 0 | 0 | 0 | 0 | 0 | 0 | 0 | 0 | 0 | 0 | 0 | 0 | -3.4993e-10 | 1.3461e-07 | -1.161e-07 | 2.9428e-10 | -7.1882e-08 | 5.3433e-08 | 5.4197e-09 | -2.0456e-07 | -2.1676e-07 | -2.7079e-09 | 9.9531e-08 | 1.111e-07 | 0 | 0 | 0 | 0 | 0 | 0 |  | 0.035591 | 1.6052 | 1.6119 | 0.035591 | 1.6052 | 1.6119 | 0.88962 | -149.4394 | 149.0393 | 0.88966 | -149.4394 | 149.0393
Line15_16_17 | 0 | 0 | 0 | 0 | 0 | 0 | 0 | 0 | 0 | 0 | 0 | 0 | -1.7497e-10 | 6.7304e-08 | -5.8051e-08 | 1.1932e-10 | -4.5787e-09 | -4.6182e-09 | 2.7098e-09 | -1.0228e-07 | -1.0838e-07 | 1.925e-12 | -2.7483e-09 | 2.7255e-09 | 0 | 0 | 0 | 0 | 0 | 0 |  | 0.035591 | 1.6052 | 1.6119 | 0.035591 | 1.6052 | 1.6119 | 0.88966 | -149.4394 | 149.0393 | 0.88967 | -149.4394 | 149.0393
Line16_4_18 | 0 | 0 | 0 | 0 | 0 | 0 | 0 | 0 | 0 | 0 | 0 | 0 | -1.8342e-10 | 6.7167e-08 | -5.7942e-08 | 1.2504e-10 | -4.5637e-09 | -4.6033e-09 | 2.8398e-09 | -1.0194e-07 | -1.0803e-07 | 2.0189e-12 | -2.743e-09 | 2.7201e-09 | 0 | 0 | 0 | 0 | 0 | 0 |  | 0.037372 | 1.6037 | 1.6104 | 0.037371 | 1.6037 | 1.6104 | 0.88864 | -149.4078 | 149.0059 | 0.88865 | -149.4078 | 149.0059
Line17_5_19 | 0 | 0 | 0 | 0 | 0 | 0 | 0 | 0 | 0 | 0 | 0 | 0 | -1.7494e-10 | 6.7303e-08 | -5.8051e-08 | 1.1932e-10 | -4.5787e-09 | -4.6182e-09 | 2.7099e-09 | -1.0228e-07 | -1.0838e-07 | 1.9236e-12 | -2.7483e-09 | 2.7255e-09 | 0 | 0 | 0 | 0 | 0 | 0 |  | 0.035592 | 1.6052 | 1.6119 | 0.035592 | 1.6052 | 1.6119 | 0.88903 | -149.4393 | 149.0393 | 0.88904 | -149.4393 | 149.0393
Line1_1_3 | 2.643e-06 | 2.6422e-06 | 2.6422e-06 | 2.3133e-06 | 2.3125e-06 | 2.3125e-06 | 6.1037e-07 | 6.1018e-07 | 6.1018e-07 | 5.3424e-07 | 5.3406e-07 | 5.3406e-07 | -1.3995e-09 | 5.3843e-07 | -4.6441e-07 | 1.3439e-09 | -4.757e-07 | 4.0174e-07 | 2.1679e-08 | -8.1823e-07 | -8.6703e-07 | -1.8967e-08 | 7.132e-07 | 7.6138e-07 | -92.8047 | -92.7858 | -92.7858 | 86.8362 | 86.8576 | 86.8576 |  | 0.035592 | 1.6052 | 1.6119 | 0.035592 | 1.6052 | 1.6119 | 0.88899 | -149.4393 | 149.0393 | 0.88917 | -149.4393 | 149.0393
Line2_1_4 | 0.029651 | 0.029651 | 0.029651 | 0.029651 | 0.029651 | 0.029651 | 0.0068476 | 0.0068476 | 0.0068476 | 0.0068476 | 0.0068476 | 0.0068476 | -0.00016876 | 0.0026875 | 0.010695 | 0.0001772 | -0.002679 | -0.010686 | -0.00017584 | 0.010658 | 0.0027313 | 0.00018463 | -0.01065 | -0.0027226 | 134.7127 | 134.7127 | 134.7127 | -45.2878 | -45.2878 | -45.2878 |  | 0.035592 | 1.6052 | 1.6119 | 0.037372 | 1.6037 | 1.6104 | 0.88899 | -149.4393 | 149.0393 | 0.88864 | -149.4078 | 149.0059
Line3_1_5 | 0 | 0 | 0 | 0 | 0 | 0 | 0 | 0 | 0 | 0 | 0 | 0 | -3.4987e-10 | 1.3461e-07 | -1.161e-07 | 2.9426e-10 | -7.1882e-08 | 5.3433e-08 | 5.4197e-09 | -2.0456e-07 | -2.1676e-07 | -2.7079e-09 | 9.9531e-08 | 1.111e-07 | 0 | 0 | 0 | 0 | 0 | 0 |  | 0.035592 | 1.6052 | 1.6119 | 0.035592 | 1.6052 | 1.6119 | 0.88899 | -149.4393 | 149.0393 | 0.88903 | -149.4393 | 149.0393
Line4_2_6 | 0.088943 | 1.6613e-06 | 1.6613e-06 | 0.088943 | 1.3307e-06 | 1.3307e-06 | 0.02054 | 3.8366e-07 | 3.8366e-07 | 0.02054 | 3.0732e-07 | 3.0732e-07 | 0.00037971 | 3.3816e-07 | -2.9242e-07 | -0.00025314 | -2.7522e-07 | 2.2959e-07 | 0.00039554 | -5.1402e-07 | -5.4428e-07 | -0.00026369 | 4.0828e-07 | 4.3791e-07 | -45.2806 | -92.7472 | -92.7472 | 134.7196 | 86.6401 | 86.6401 |  | 0.026694 | 1.6037 | 1.6104 | 0.017796 | 1.6022 | 1.6089 | 0.88904 | -149.4079 | 149.0059 | 0.88909 | -149.3763 | 148.9724
Line5_6_7 | 0.088943 | 1.3301e-06 | 1.3301e-06 | 0.088942 | 0 | 0 | 0.02054 | 3.0717e-07 | 3.0717e-07 | 0.02054 | 0 | 0 | 0.00025314 | 2.7067e-07 | -2.3418e-07 | -0.00012657 | -2.0762e-07 | 1.7122e-07 | 0.00026369 | -4.1101e-07 | -4.352e-07 | -0.00013185 | 3.0533e-07 | 3.289e-07 | -45.2804 | -92.7426 | -92.7426 | 134.7198 | 0 | 0 |  | 0.017796 | 1.6022 | 1.6089 | 0.0088979 | 1.6006 | 1.6074 | 0.88909 | -149.3763 | 148.9724 | 0.88913 | -149.3447 | 148.9389
Line6_7_8 | 0.088942 | 0 | 0 | 0.088942 | 0 | 0 | 0.02054 | 0 | 0 | 0.02054 | 0 | 0 | 0.00012657 | 2.0309e-07 | -1.758e-07 | 1.6962e-15 | -1.3993e-07 | 1.127e-07 | 0.00013185 | -3.0806e-07 | -3.2619e-07 | -5.2261e-15 | 2.0244e-07 | 2.1996e-07 | -45.2802 | 0 | 0 | 134.7199 | 0 | 0 |  | 0.0088979 | 1.6006 | 1.6074 | 0 | 1.5991 | 1.6059 | 0.88913 | -149.3447 | 148.9389 | 0 | -149.3131 | 148.9053
Line7_8_9 | 0 | 0 | 0 | 0 | 0 | 0 | 0 | 0 | 0 | 0 | 0 | 0 | -1.8729e-20 | 6.7706e-08 | -5.8629e-08 | -2.2714e-17 | -4.5189e-09 | -4.5589e-09 | 8.5059e-21 | -1.0259e-07 | -1.0863e-07 | 2.6565e-17 | -2.727e-09 | 2.7039e-09 | 0 | 0 | 0 | 0 | 0 | 0 |  | 0 | 1.5991 | 1.6059 | 0 | 1.5991 | 1.6059 | 0 | -149.3131 | 148.9053 | 0 | -149.3131 | 148.9053
Line8_8_10 | 0 | 0 | 0 | 0 | 0 | 0 | 0 | 0 | 0 | 0 | 0 | 0 | -1.8729e-20 | 6.7706e-08 | -5.8629e-08 | -2.2714e-17 | -4.5189e-09 | -4.5589e-09 | 8.5059e-21 | -1.0259e-07 | -1.0863e-07 | 2.6565e-17 | -2.727e-09 | 2.7039e-09 | 0 | 0 | 0 | 0 | 0 | 0 |  | 0 | 1.5991 | 1.6059 | 0 | 1.5991 | 1.6059 | 0 | -149.3131 | 148.9053 | 0 | -149.3131 | 148.9053
Line9_3_11 | 2.3126e-06 | 2.3119e-06 | 2.3119e-06 | 1.983e-06 | 1.9823e-06 | 1.9823e-06 | 5.3407e-07 | 5.3391e-07 | 5.3391e-07 | 4.5795e-07 | 4.5779e-07 | 4.5779e-07 | -1.2246e-09 | 4.7112e-07 | -4.0636e-07 | 1.169e-09 | -4.084e-07 | 3.4369e-07 | 1.8969e-08 | -7.1595e-07 | -7.5865e-07 | -1.6257e-08 | 6.1093e-07 | 6.53e-07 | -92.8047 | -92.7858 | -92.7858 | 86.7763 | 86.7982 | 86.7982 |  | 0.035592 | 1.6052 | 1.6119 | 0.035592 | 1.6052 | 1.6119 | 0.88917 | -149.4393 | 149.0393 | 0.88932 | -149.4393 | 149.0393

## LG_min_10
name | pf_ikss_a_from_ka | pf_ikss_b_from_ka | pf_ikss_c_from_ka | pf_ikss_a_to_ka | pf_ikss_b_to_ka | pf_ikss_c_to_ka | pf_skss_a_from_mw | pf_skss_b_from_mw | pf_skss_c_from_mw | pf_skss_a_to_mw | pf_skss_b_to_mw | pf_skss_c_to_mw | pf_p_a_from_mw | pf_p_b_from_mw | pf_p_c_from_mw | pf_p_a_to_mw | pf_p_b_to_mw | pf_p_c_to_mw | pf_q_a_from_mvar | pf_q_b_from_mvar | pf_q_c_from_mvar | pf_q_a_to_mvar | pf_q_b_to_mvar | pf_q_c_to_mvar | pf_ikss_a_from_degree | pf_ikss_b_from_degree | pf_ikss_c_from_degree | pf_ikss_a_to_degree | pf_ikss_b_to_degree | pf_ikss_c_to_degree | 3xI0 | pf_vm_a_from_pu | pf_vm_b_from_pu | pf_vm_c_from_pu | pf_vm_a_to_pu | pf_vm_b_to_pu | pf_vm_c_to_pu | pf_va_a_from_degree | pf_va_b_from_degree | pf_va_c_from_degree | pf_va_a_to_degree | pf_va_b_to_degree | pf_va_c_to_degree
Line0_1_2 | 0.084262 | 1.8871e-06 | 1.8871e-06 | 0.084262 | 1.5745e-06 | 1.5745e-06 | 0.019459 | 4.358e-07 | 4.358e-07 | 0.019459 | 3.6361e-07 | 3.6361e-07 | 0.00045439 | 3.6399e-07 | -3.1457e-07 | -0.0003408 | -3.0759e-07 | 2.5831e-07 | 0.00047334 | -5.5385e-07 | -5.8647e-07 | -0.000355 | 4.5888e-07 | 4.9094e-07 | -45.2807 | -92.7522 | -92.7522 | 134.7194 | 86.7576 | 86.7576 |  | 0.033718 | 1.5208 | 1.5271 | 0.025289 | 1.5193 | 1.5257 | 0.88899 | -149.4393 | 149.0393 | 0.88904 | -149.4079 | 149.0059
Line10_11_12 | 1.8779e-06 | 1.8773e-06 | 1.8773e-06 | 1.5656e-06 | 1.5651e-06 | 1.5651e-06 | 4.3368e-07 | 4.3355e-07 | 4.3355e-07 | 3.6157e-07 | 3.6144e-07 | 3.6144e-07 | -9.4213e-10 | 3.6243e-07 | -3.1261e-07 | 8.9222e-10 | -3.0614e-07 | 2.5636e-07 | 1.4593e-08 | -5.5078e-07 | -5.8362e-07 | -1.2159e-08 | 4.5651e-07 | 4.888e-07 | -92.8047 | -92.7858 | -92.7858 | 86.6926 | 86.715 | 86.715 |  | 0.033718 | 1.5208 | 1.5271 | 0.033718 | 1.5208 | 1.5271 | 0.88932 | -149.4393 | 149.0393 | 0.88945 | -149.4393 | 149.0393
Line11_12_13 | 1.5649e-06 | 1.5644e-06 | 1.5644e-06 | 1.2527e-06 | 1.2522e-06 | 1.2522e-06 | 3.614e-07 | 3.6129e-07 | 3.6129e-07 | 2.8929e-07 | 2.8918e-07 | 2.8918e-07 | -7.8513e-10 | 3.0203e-07 | -2.6051e-07 | 7.3521e-10 | -2.4573e-07 | 2.0426e-07 | 1.216e-08 | -4.5898e-07 | -4.8635e-07 | -9.7267e-09 | 3.6472e-07 | 3.9153e-07 | -92.8047 | -92.7858 | -92.7858 | 86.5669 | 86.5903 | 86.5903 |  | 0.033718 | 1.5208 | 1.5271 | 0.033718 | 1.5208 | 1.5271 | 0.88945 | -149.4393 | 149.0393 | 0.88956 | -149.4393 | 149.0393
Line12_13_15 | 0 | 0 | 0 | 0 | 0 | 0 | 0 | 0 | 0 | 0 | 0 | 0 | -4.7109e-10 | 1.8122e-07 | -1.563e-07 | 4.2115e-10 | -1.2492e-07 | 1.0006e-07 | 7.2963e-09 | -2.7539e-07 | -2.9181e-07 | -4.8625e-09 | 1.8113e-07 | 1.9699e-07 | 0 | 0 | 0 | 0 | 0 | 0 |  | 0.033718 | 1.5208 | 1.5271 | 0.033718 | 1.5208 | 1.5271 | 0.88956 | -149.4393 | 149.0393 | 0.88962 | -149.4394 | 149.0393
Line13_13_14 | 0 | 0 | 0 | 0 | 0 | 0 | 0 | 0 | 0 | 0 | 0 | 0 | -1.5703e-10 | 6.0405e-08 | -5.2101e-08 | 1.0709e-10 | -4.1095e-09 | -4.1448e-09 | 2.4321e-09 | -9.1796e-08 | -9.7271e-08 | 1.7275e-12 | -2.4666e-09 | 2.4462e-09 | 0 | 0 | 0 | 0 | 0 | 0 |  | 0.033718 | 1.5208 | 1.5271 | 0.033718 | 1.5208 | 1.5271 | 0.88956 | -149.4393 | 149.0393 | 0.88957 | -149.4393 | 149.0393
Line14_15_16 | 0 | 0 | 0 | 0 | 0 | 0 | 0 | 0 | 0 | 0 | 0 | 0 | -3.1407e-10 | 1.2081e-07 | -1.042e-07 | 2.6412e-10 | -6.4515e-08 | 4.7956e-08 | 4.8642e-09 | -1.8359e-07 | -1.9454e-07 | -2.4304e-09 | 8.9329e-08 | 9.9717e-08 | 0 | 0 | 0 | 0 | 0 | 0 |  | 0.033718 | 1.5208 | 1.5271 | 0.033718 | 1.5208 | 1.5271 | 0.88962 | -149.4394 | 149.0393 | 0.88966 | -149.4394 | 149.0393
Line15_16_17 | 0 | 0 | 0 | 0 | 0 | 0 | 0 | 0 | 0 | 0 | 0 | 0 | -1.5703e-10 | 6.0405e-08 | -5.2101e-08 | 1.0709e-10 | -4.1095e-09 | -4.1448e-09 | 2.4321e-09 | -9.1796e-08 | -9.7271e-08 | 1.7277e-12 | -2.4666e-09 | 2.4462e-09 | 0 | 0 | 0 | 0 | 0 | 0 |  | 0.033718 | 1.5208 | 1.5271 | 0.033718 | 1.5208 | 1.5271 | 0.88966 | -149.4394 | 149.0393 | 0.88967 | -149.4394 | 149.0393
Line16_4_18 | 0 | 0 | 0 | 0 | 0 | 0 | 0 | 0 | 0 | 0 | 0 | 0 | -1.6462e-10 | 6.0283e-08 | -5.2003e-08 | 1.1222e-10 | -4.096e-09 | -4.1315e-09 | 2.5487e-09 | -9.1493e-08 | -9.6961e-08 | 1.812e-12 | -2.4618e-09 | 2.4413e-09 | 0 | 0 | 0 | 0 | 0 | 0 |  | 0.035405 | 1.5193 | 1.5257 | 0.035405 | 1.5193 | 1.5257 | 0.88864 | -149.4078 | 149.0059 | 0.88865 | -149.4078 | 149.0059
Line17_5_19 | 0 | 0 | 0 | 0 | 0 | 0 | 0 | 0 | 0 | 0 | 0 | 0 | -1.5701e-10 | 6.0405e-08 | -5.2101e-08 | 1.0709e-10 | -4.1095e-09 | -4.1448e-09 | 2.4321e-09 | -9.1796e-08 | -9.7271e-08 | 1.7265e-12 | -2.4666e-09 | 2.4462e-09 | 0 | 0 | 0 | 0 | 0 | 0 |  | 0.033718 | 1.5208 | 1.5271 | 0.033718 | 1.5208 | 1.5271 | 0.88903 | -149.4393 | 149.0393 | 0.88904 | -149.4393 | 149.0393
Line1_1_3 | 2.5039e-06 | 2.5031e-06 | 2.5031e-06 | 2.1916e-06 | 2.1908e-06 | 2.1908e-06 | 5.7824e-07 | 5.7807e-07 | 5.7807e-07 | 5.0613e-07 | 5.0595e-07 | 5.0595e-07 | -1.2561e-09 | 4.8324e-07 | -4.1681e-07 | 1.2062e-09 | -4.2695e-07 | 3.6056e-07 | 1.9457e-08 | -7.3437e-07 | -7.7816e-07 | -1.7023e-08 | 6.4011e-07 | 6.8334e-07 | -92.8047 | -92.7858 | -92.7858 | 86.8362 | 86.8576 | 86.8576 |  | 0.033718 | 1.5208 | 1.5271 | 0.033718 | 1.5208 | 1.5271 | 0.88899 | -149.4393 | 149.0393 | 0.88917 | -149.4393 | 149.0393
Line2_1_4 | 0.02809 | 0.02809 | 0.02809 | 0.02809 | 0.02809 | 0.02809 | 0.0064872 | 0.0064872 | 0.0064872 | 0.0064872 | 0.0064872 | 0.0064872 | -0.00015146 | 0.002412 | 0.0095984 | 0.00015904 | -0.0024044 | -0.0095909 | -0.00015781 | 0.009566 | 0.0024514 | 0.00016571 | -0.0095582 | -0.0024436 | 134.7127 | 134.7127 | 134.7127 | -45.2878 | -45.2878 | -45.2878 |  | 0.033718 | 1.5208 | 1.5271 | 0.035405 | 1.5193 | 1.5257 | 0.88899 | -149.4393 | 149.0393 | 0.88864 | -149.4078 | 149.0059
Line3_1_5 | 0 | 0 | 0 | 0 | 0 | 0 | 0 | 0 | 0 | 0 | 0 | 0 | -3.1401e-10 | 1.2081e-07 | -1.042e-07 | 2.641e-10 | -6.4515e-08 | 4.7956e-08 | 4.8642e-09 | -1.8359e-07 | -1.9454e-07 | -2.4304e-09 | 8.9329e-08 | 9.9717e-08 | 0 | 0 | 0 | 0 | 0 | 0 |  | 0.033718 | 1.5208 | 1.5271 | 0.033718 | 1.5208 | 1.5271 | 0.88899 | -149.4393 | 149.0393 | 0.88903 | -149.4393 | 149.0393
Line4_2_6 | 0.084262 | 1.5739e-06 | 1.5739e-06 | 0.084261 | 1.2607e-06 | 1.2607e-06 | 0.019459 | 3.6347e-07 | 3.6347e-07 | 0.019459 | 2.9115e-07 | 2.9115e-07 | 0.0003408 | 3.035e-07 | -2.6244e-07 | -0.0002272 | -2.4701e-07 | 2.0606e-07 | 0.000355 | -4.6134e-07 | -4.885e-07 | -0.00023667 | 3.6643e-07 | 3.9303e-07 | -45.2806 | -92.7472 | -92.7472 | 134.7196 | 86.6401 | 86.6401 |  | 0.025289 | 1.5193 | 1.5257 | 0.016859 | 1.5178 | 1.5242 | 0.88904 | -149.4079 | 149.0059 | 0.88909 | -149.3763 | 148.9724
Line5_6_7 | 0.084261 | 1.2601e-06 | 1.2601e-06 | 0.084261 | 0 | 0 | 0.019459 | 2.91e-07 | 2.91e-07 | 0.019459 | 0 | 0 | 0.0002272 | 2.4293e-07 | -2.1018e-07 | -0.0001136 | -1.8634e-07 | 1.5367e-07 | 0.00023667 | -3.6889e-07 | -3.9059e-07 | -0.00011833 | 2.7404e-07 | 2.9519e-07 | -45.2804 | -92.7426 | -92.7426 | 134.7198 | 0 | 0 |  | 0.016859 | 1.5178 | 1.5242 | 0.0084296 | 1.5164 | 1.5228 | 0.88909 | -149.3763 | 148.9724 | 0.88913 | -149.3447 | 148.9389
Line6_7_8 | 0.084261 | 0 | 0 | 0.084261 | 0 | 0 | 0.019459 | 0 | 0 | 0.019459 | 0 | 0 | 0.0001136 | 1.8227e-07 | -1.5778e-07 | 1.5227e-15 | -1.2559e-07 | 1.0115e-07 | 0.00011833 | -2.7649e-07 | -2.9276e-07 | -4.6973e-15 | 1.8169e-07 | 1.9741e-07 | -45.2802 | 0 | 0 | 134.7199 | 0 | 0 |  | 0.0084296 | 1.5164 | 1.5228 | 0 | 1.5149 | 1.5214 | 0.88913 | -149.3447 | 148.9389 | 0 | -149.3131 | 148.9053
Line7_8_9 | 0 | 0 | 0 | 0 | 0 | 0 | 0 | 0 | 0 | 0 | 0 | 0 | -1.683e-20 | 6.0767e-08 | -5.262e-08 | -2.0386e-17 | -4.0557e-09 | -4.0917e-09 | 7.6506e-21 | -9.2071e-08 | -9.7493e-08 | 2.3842e-17 | -2.4475e-09 | 2.4267e-09 | 0 | 0 | 0 | 0 | 0 | 0 |  | 0 | 1.5149 | 1.5214 | 0 | 1.5149 | 1.5214 | 0 | -149.3131 | 148.9053 | 0 | -149.3131 | 148.9053
Line8_8_10 | 0 | 0 | 0 | 0 | 0 | 0 | 0 | 0 | 0 | 0 | 0 | 0 | -1.683e-20 | 6.0767e-08 | -5.262e-08 | -2.0386e-17 | -4.0557e-09 | -4.0917e-09 | 7.6506e-21 | -9.2071e-08 | -9.7493e-08 | 2.3842e-17 | -2.4475e-09 | 2.4267e-09 | 0 | 0 | 0 | 0 | 0 | 0 |  | 0 | 1.5149 | 1.5214 | 0 | 1.5149 | 1.5214 | 0 | -149.3131 | 148.9053 | 0 | -149.3131 | 148.9053
Line9_3_11 | 2.1909e-06 | 2.1902e-06 | 2.1902e-06 | 1.8786e-06 | 1.8779e-06 | 1.8779e-06 | 5.0596e-07 | 5.0581e-07 | 5.0581e-07 | 4.3385e-07 | 4.3369e-07 | 4.3369e-07 | -1.0991e-09 | 4.2284e-07 | -3.6471e-07 | 1.0492e-09 | -3.6654e-07 | 3.0846e-07 | 1.7025e-08 | -6.4257e-07 | -6.8089e-07 | -1.4591e-08 | 5.4831e-07 | 5.8607e-07 | -92.8047 | -92.7858 | -92.7858 | 86.7763 | 86.7982 | 86.7982 |  | 0.033718 | 1.5208 | 1.5271 | 0.033718 | 1.5208 | 1.5271 | 0.88917 | -149.4393 | 149.0393 | 0.88932 | -149.4393 | 149.0393

## LG_min_fault_6
name | pf_ikss_a_from_ka | pf_ikss_b_from_ka | pf_ikss_c_from_ka | pf_ikss_a_to_ka | pf_ikss_b_to_ka | pf_ikss_c_to_ka | pf_skss_a_from_mw | pf_skss_b_from_mw | pf_skss_c_from_mw | pf_skss_a_to_mw | pf_skss_b_to_mw | pf_skss_c_to_mw | pf_p_a_from_mw | pf_p_b_from_mw | pf_p_c_from_mw | pf_p_a_to_mw | pf_p_b_to_mw | pf_p_c_to_mw | pf_q_a_from_mvar | pf_q_b_from_mvar | pf_q_c_from_mvar | pf_q_a_to_mvar | pf_q_b_to_mvar | pf_q_c_to_mvar | pf_ikss_a_from_degree | pf_ikss_b_from_degree | pf_ikss_c_from_degree | pf_ikss_a_to_degree | pf_ikss_b_to_degree | pf_ikss_c_to_degree | 3xI0 | pf_vm_a_from_pu | pf_vm_b_from_pu | pf_vm_c_from_pu | pf_vm_a_to_pu | pf_vm_b_to_pu | pf_vm_c_to_pu | pf_va_a_from_degree | pf_va_b_from_degree | pf_va_c_from_degree | pf_va_a_to_degree | pf_va_b_to_degree | pf_va_c_to_degree
Line0_1_2 | 0.023003 | 0 | 0 | 0.023003 | 0 | 0 | 0.0053123 | 0 | 0 | 0.0053123 | 0 | 0 | 0.0026795 | 1.0143e-07 | -9.4134e-08 | -0.002671 | -8.5195e-08 | 7.7909e-08 | 0.002681 | -8.0002e-08 | -8.8694e-08 | -0.0026721 | 6.5978e-08 | 7.4626e-08 | -45.0733 | 0 | 0 | 134.9268 | 0 | 0 |  | 0.71351 | 1.0859 | 1.0871 | 0.71121 | 1.0856 | 1.0868 | -0.057277 | -130.8086 | 130.7507 | -0.061009 | -130.7905 | 130.732
Line10_11_12 | 0 | 0 | 0 | 0 | 0 | 0 | 0 | 0 | 0 | 0 | 0 | 0 | -3.7436e-09 | 1.0096e-07 | -9.3597e-08 | 3.7384e-09 | -8.4737e-08 | 7.7384e-08 | 8.4391e-08 | -7.953e-08 | -8.8291e-08 | -7.0329e-08 | 6.5566e-08 | 7.4282e-08 | 0 | 0 | 0 | 0 | 0 | 0 |  | 0.71351 | 1.0859 | 1.0871 | 0.71351 | 1.0859 | 1.0871 | -0.057273 | -130.8086 | 130.7507 | -0.057271 | -130.8086 | 130.7507
Line11_12_13 | 0 | 0 | 0 | 0 | 0 | 0 | 0 | 0 | 0 | 0 | 0 | 0 | -3.1197e-09 | 8.4129e-08 | -7.7998e-08 | 3.1145e-09 | -6.7912e-08 | 6.1785e-08 | 7.0326e-08 | -6.6275e-08 | -7.3576e-08 | -5.6263e-08 | 5.2311e-08 | 5.9567e-08 | 0 | 0 | 0 | 0 | 0 | 0 |  | 0.71351 | 1.0859 | 1.0871 | 0.71351 | 1.0859 | 1.0871 | -0.057271 | -130.8086 | 130.7507 | -0.05727 | -130.8086 | 130.7507
Line12_13_15 | 0 | 0 | 0 | 0 | 0 | 0 | 0 | 0 | 0 | 0 | 0 | 0 | -1.8718e-09 | 5.0478e-08 | -4.6799e-08 | 1.8666e-09 | -3.426e-08 | 3.0586e-08 | 4.2196e-08 | -3.9765e-08 | -4.4146e-08 | -2.8133e-08 | 2.5801e-08 | 3.0137e-08 | 0 | 0 | 0 | 0 | 0 | 0 |  | 0.71351 | 1.0859 | 1.0871 | 0.71351 | 1.0859 | 1.0871 | -0.05727 | -130.8086 | 130.7507 | -0.057269 | -130.8086 | 130.7507
Line13_13_14 | 0 | 0 | 0 | 0 | 0 | 0 | 0 | 0 | 0 | 0 | 0 | 0 | -6.2394e-10 | 1.6826e-08 | -1.56e-08 | 6.187e-10 | -6.0803e-10 | -6.131e-10 | 1.4065e-08 | -1.3255e-08 | -1.4715e-08 | -2.4842e-12 | -7.0931e-10 | 7.0638e-10 | 0 | 0 | 0 | 0 | 0 | 0 |  | 0.71351 | 1.0859 | 1.0871 | 0.71351 | 1.0859 | 1.0871 | -0.05727 | -130.8086 | 130.7507 | -0.05727 | -130.8086 | 130.7507
Line14_15_16 | 0 | 0 | 0 | 0 | 0 | 0 | 0 | 0 | 0 | 0 | 0 | 0 | -1.2479e-09 | 3.3652e-08 | -3.1199e-08 | 1.2426e-09 | -1.7434e-08 | 1.4986e-08 | 2.813e-08 | -2.651e-08 | -2.943e-08 | -1.4068e-08 | 1.2546e-08 | 1.5422e-08 | 0 | 0 | 0 | 0 | 0 | 0 |  | 0.71351 | 1.0859 | 1.0871 | 0.71351 | 1.0859 | 1.0871 | -0.057269 | -130.8086 | 130.7507 | -0.057269 | -130.8086 | 130.7507
Line15_16_17 | 0 | 0 | 0 | 0 | 0 | 0 | 0 | 0 | 0 | 0 | 0 | 0 | -6.2394e-10 | 1.6826e-08 | -1.56e-08 | 6.187e-10 | -6.0803e-10 | -6.131e-10 | 1.4065e-08 | -1.3255e-08 | -1.4715e-08 | -2.4844e-12 | -7.0931e-10 | 7.0638e-10 | 0 | 0 | 0 | 0 | 0 | 0 |  | 0.71351 | 1.0859 | 1.0871 | 0.71351 | 1.0859 | 1.0871 | -0.057269 | -130.8086 | 130.7507 | -0.057268 | -130.8086 | 130.7507
Line16_4_18 | 0 | 0 | 0 | 0 | 0 | 0 | 0 | 0 | 0 | 0 | 0 | 0 | -6.2386e-10 | 1.6793e-08 | -1.5569e-08 | 6.179e-10 | -6.0641e-10 | -6.1153e-10 | 1.4047e-08 | -1.3219e-08 | -1.4678e-08 | -2.4542e-12 | -7.0794e-10 | 7.0498e-10 | 0 | 0 | 0 | 0 | 0 | 0 |  | 0.71397 | 1.0856 | 1.0868 | 0.71397 | 1.0856 | 1.0868 | -0.056538 | -130.7905 | 130.732 | -0.056538 | -130.7905 | 130.732
Line17_5_19 | 0 | 0 | 0 | 0 | 0 | 0 | 0 | 0 | 0 | 0 | 0 | 0 | -6.2393e-10 | 1.6826e-08 | -1.56e-08 | 6.187e-10 | -6.0803e-10 | -6.131e-10 | 1.4065e-08 | -1.3255e-08 | -1.4715e-08 | -2.4847e-12 | -7.0931e-10 | 7.0638e-10 | 0 | 0 | 0 | 0 | 0 | 0 |  | 0.71351 | 1.0859 | 1.0871 | 0.71351 | 1.0859 | 1.0871 | -0.057277 | -130.8086 | 130.7507 | -0.057276 | -130.8086 | 130.7507
Line1_1_3 | 0 | 0 | 0 | 0 | 0 | 0 | 0 | 0 | 0 | 0 | 0 | 0 | -4.9915e-09 | 1.3461e-07 | -1.248e-07 | 4.9863e-09 | -1.1839e-07 | 1.0858e-07 | 1.1252e-07 | -1.0604e-07 | -1.1772e-07 | -9.8459e-08 | 9.2076e-08 | 1.0371e-07 | 0 | 0 | 0 | 0 | 0 | 0 |  | 0.71351 | 1.0859 | 1.0871 | 0.71351 | 1.0859 | 1.0871 | -0.057277 | -130.8086 | 130.7507 | -0.057275 | -130.8086 | 130.7507
Line2_1_4 | 0.0076685 | 0.0076685 | 0.0076685 | 0.0076685 | 0.0076685 | 0.0076685 | 0.001771 | 0.001771 | 0.001771 | 0.001771 | 0.001771 | 0.001771 | -0.00089314 | -0.00014322 | 0.0019202 | 0.00089371 | 0.0001438 | -0.0019196 | -0.00089385 | 0.0019177 | -0.00013998 | 0.00089445 | -0.0019171 | 0.00014055 | 134.9201 | 134.9201 | 134.9201 | -45.0804 | -45.0804 | -45.0804 |  | 0.71351 | 1.0859 | 1.0871 | 0.71397 | 1.0856 | 1.0868 | -0.057277 | -130.8086 | 130.7507 | -0.056538 | -130.7905 | 130.732
Line3_1_5 | 0 | 0 | 0 | 0 | 0 | 0 | 0 | 0 | 0 | 0 | 0 | 0 | -1.2479e-09 | 3.3652e-08 | -3.1199e-08 | 1.2426e-09 | -1.7434e-08 | 1.4986e-08 | 2.813e-08 | -2.651e-08 | -2.943e-08 | -1.4068e-08 | 1.2546e-08 | 1.5422e-08 | 0 | 0 | 0 | 0 | 0 | 0 |  | 0.71351 | 1.0859 | 1.0871 | 0.71351 | 1.0859 | 1.0871 | -0.057277 | -130.8086 | 130.7507 | -0.057277 | -130.8086 | 130.7507
Line4_2_6 | 0.023003 | 0 | 0 | 0.023003 | 0 | 0 | 0.0053123 | 0 | 0 | 0.0053123 | 0 | 0 | 0.002671 | 8.4589e-08 | -7.8521e-08 | -0.0026625 | -6.8322e-08 | 6.2262e-08 | 0.0026721 | -6.6686e-08 | -7.3921e-08 | -0.0026633 | 5.2653e-08 | 5.9845e-08 | -45.0731 | 0 | 0 | 134.927 | 0 | 0 |  | 0.71121 | 1.0856 | 1.0868 | 0.70891 | 1.0852 | 1.0865 | -0.061009 | -130.7905 | 130.732 | -0.064766 | -130.7725 | 130.7133
Line5_6_7 | 0.023003 | 0 | 0 | 0.023003 | 0 | 0 | 0.0053123 | 0 | 0 | 0.0053123 | 0 | 0 | 0.0026625 | 6.7717e-08 | -6.2872e-08 | -0.0026541 | -5.1419e-08 | 4.6581e-08 | 0.0026633 | -5.3359e-08 | -5.9141e-08 | -0.0026545 | 3.9316e-08 | 4.5056e-08 | -45.073 | 0 | 0 | 134.9272 | 0 | 0 |  | 0.70891 | 1.0852 | 1.0865 | 0.70661 | 1.0849 | 1.0863 | -0.064766 | -130.7725 | 130.7133 | -0.068547 | -130.7544 | 130.6946
Line6_7_8 | 0.023003 | 0 | 0 | 0.023003 | 0 | 0 | 0.0053123 | 0 | 0 | 0.0053122 | 0 | 0 | 0.0026541 | 5.0816e-08 | -4.7189e-08 | -0.0026456 | -3.4488e-08 | 3.0864e-08 | 0.0026545 | -4.0021e-08 | -4.4354e-08 | -0.0026456 | 2.5968e-08 | 3.0261e-08 | -45.0728 | 0 | 0 | 134.9273 | 0 | 0 |  | 0.70661 | 1.0849 | 1.0863 | 0.70431 | 1.0846 | 1.086 | -0.068547 | -130.7544 | 130.6946 | -0.072354 | -130.7363 | 130.6759
Line7_8_9 | 0 | 0 | 0 | 0 | 0 | 0 | 0 | 0 | 0 | 0 | 0 | 0 | -6.3378e-10 | 1.6943e-08 | -1.5736e-08 | 6.3449e-10 | -6.0156e-10 | -6.0684e-10 | 1.3993e-08 | -1.3336e-08 | -1.478e-08 | -3.0982e-12 | -7.0382e-10 | 7.0077e-10 | 0 | 0 | 0 | 0 | 0 | 0 |  | 0.70431 | 1.0846 | 1.086 | 0.70431 | 1.0846 | 1.086 | -0.072354 | -130.7363 | 130.6759 | -0.072354 | -130.7363 | 130.6759
Line8_8_10 | 0 | 0 | 0 | 0 | 0 | 0 | 0 | 0 | 0 | 0 | 0 | 0 | -6.3378e-10 | 1.6943e-08 | -1.5736e-08 | 6.3449e-10 | -6.0156e-10 | -6.0684e-10 | 1.3993e-08 | -1.3336e-08 | -1.478e-08 | -3.0981e-12 | -7.0382e-10 | 7.0077e-10 | 0 | 0 | 0 | 0 | 0 | 0 |  | 0.70431 | 1.0846 | 1.086 | 0.70431 | 1.0846 | 1.086 | -0.072354 | -130.7363 | 130.6759 | -0.072354 | -130.7363 | 130.6759
Line9_3_11 | 0 | 0 | 0 | 0 | 0 | 0 | 0 | 0 | 0 | 0 | 0 | 0 | -4.3676e-09 | 1.1778e-07 | -1.092e-07 | 4.3623e-09 | -1.0156e-07 | 9.2984e-08 | 9.8457e-08 | -9.2785e-08 | -1.0301e-07 | -8.4394e-08 | 7.8821e-08 | 8.8998e-08 | 0 | 0 | 0 | 0 | 0 | 0 |  | 0.71351 | 1.0859 | 1.0871 | 0.71351 | 1.0859 | 1.0871 | -0.057275 | -130.8086 | 130.7507 | -0.057273 | -130.8086 | 130.7507

## LG_min_fault_10
name | pf_ikss_a_from_ka | pf_ikss_b_from_ka | pf_ikss_c_from_ka | pf_ikss_a_to_ka | pf_ikss_b_to_ka | pf_ikss_c_to_ka | pf_skss_a_from_mw | pf_skss_b_from_mw | pf_skss_c_from_mw | pf_skss_a_to_mw | pf_skss_b_to_mw | pf_skss_c_to_mw | pf_p_a_from_mw | pf_p_b_from_mw | pf_p_c_from_mw | pf_p_a_to_mw | pf_p_b_to_mw | pf_p_c_to_mw | pf_q_a_from_mvar | pf_q_b_from_mvar | pf_q_c_from_mvar | pf_q_a_to_mvar | pf_q_b_to_mvar | pf_q_c_to_mvar | pf_ikss_a_from_degree | pf_ikss_b_from_degree | pf_ikss_c_from_degree | pf_ikss_a_to_degree | pf_ikss_b_to_degree | pf_ikss_c_to_degree | 3xI0 | pf_vm_a_from_pu | pf_vm_b_from_pu | pf_vm_c_from_pu | pf_vm_a_to_pu | pf_vm_b_to_pu | pf_vm_c_to_pu | pf_va_a_from_degree | pf_va_b_from_degree | pf_va_c_from_degree | pf_va_a_to_degree | pf_va_b_to_degree | pf_va_c_to_degree
Line0_1_2 | 0.021792 | 0 | 0 | 0.021792 | 0 | 0 | 0.0050327 | 0 | 0 | 0.0050327 | 0 | 0 | 0.0024048 | 9.1036e-08 | -8.4486e-08 | -0.0023972 | -7.6463e-08 | 6.9924e-08 | 0.0024062 | -7.1802e-08 | -7.9603e-08 | -0.0023982 | 5.9216e-08 | 6.6977e-08 | -45.0733 | 0 | 0 | 134.9268 | 0 | 0 |  | 0.67596 | 1.0287 | 1.0299 | 0.67378 | 1.0284 | 1.0296 | -0.057277 | -130.8086 | 130.7507 | -0.061009 | -130.7905 | 130.732
Line10_11_12 | 0 | 0 | 0 | 0 | 0 | 0 | 0 | 0 | 0 | 0 | 0 | 0 | -3.3599e-09 | 9.0608e-08 | -8.4004e-08 | 3.3552e-09 | -7.6052e-08 | 6.9453e-08 | 7.5742e-08 | -7.1379e-08 | -7.9242e-08 | -6.312e-08 | 5.8846e-08 | 6.6669e-08 | 0 | 0 | 0 | 0 | 0 | 0 |  | 0.67596 | 1.0287 | 1.0299 | 0.67596 | 1.0287 | 1.0299 | -0.057273 | -130.8086 | 130.7507 | -0.057271 | -130.8086 | 130.7507
Line11_12_13 | 0 | 0 | 0 | 0 | 0 | 0 | 0 | 0 | 0 | 0 | 0 | 0 | -2.7999e-09 | 7.5507e-08 | -7.0003e-08 | 2.7952e-09 | -6.0951e-08 | 5.5452e-08 | 6.3118e-08 | -5.9482e-08 | -6.6035e-08 | -5.0497e-08 | 4.6949e-08 | 5.3462e-08 | 0 | 0 | 0 | 0 | 0 | 0 |  | 0.67596 | 1.0287 | 1.0299 | 0.67596 | 1.0287 | 1.0299 | -0.057271 | -130.8086 | 130.7507 | -0.05727 | -130.8086 | 130.7507
Line12_13_15 | 0 | 0 | 0 | 0 | 0 | 0 | 0 | 0 | 0 | 0 | 0 | 0 | -1.68e-09 | 4.5304e-08 | -4.2002e-08 | 1.6753e-09 | -3.0748e-08 | 2.7451e-08 | 3.7871e-08 | -3.5689e-08 | -3.9621e-08 | -2.5249e-08 | 2.3156e-08 | 2.7048e-08 | 0 | 0 | 0 | 0 | 0 | 0 |  | 0.67596 | 1.0287 | 1.0299 | 0.67596 | 1.0287 | 1.0299 | -0.05727 | -130.8086 | 130.7507 | -0.057269 | -130.8086 | 130.7507
Line13_13_14 | 0 | 0 | 0 | 0 | 0 | 0 | 0 | 0 | 0 | 0 | 0 | 0 | -5.5999e-10 | 1.5101e-08 | -1.4001e-08 | 5.5529e-10 | -5.4571e-10 | -5.5026e-10 | 1.2624e-08 | -1.1896e-08 | -1.3207e-08 | -2.2297e-12 | -6.3661e-10 | 6.3399e-10 | 0 | 0 | 0 | 0 | 0 | 0 |  | 0.67596 | 1.0287 | 1.0299 | 0.67596 | 1.0287 | 1.0299 | -0.05727 | -130.8086 | 130.7507 | -0.05727 | -130.8086 | 130.7507
Line14_15_16 | 0 | 0 | 0 | 0 | 0 | 0 | 0 | 0 | 0 | 0 | 0 | 0 | -1.12e-09 | 3.0203e-08 | -2.8001e-08 | 1.1153e-09 | -1.5647e-08 | 1.345e-08 | 2.5247e-08 | -2.3793e-08 | -2.6414e-08 | -1.2626e-08 | 1.126e-08 | 1.3841e-08 | 0 | 0 | 0 | 0 | 0 | 0 |  | 0.67596 | 1.0287 | 1.0299 | 0.67596 | 1.0287 | 1.0299 | -0.057269 | -130.8086 | 130.7507 | -0.057269 | -130.8086 | 130.7507
Line15_16_17 | 0 | 0 | 0 | 0 | 0 | 0 | 0 | 0 | 0 | 0 | 0 | 0 | -5.5999e-10 | 1.5101e-08 | -1.4001e-08 | 5.5529e-10 | -5.4571e-10 | -5.5026e-10 | 1.2624e-08 | -1.1896e-08 | -1.3207e-08 | -2.2297e-12 | -6.3661e-10 | 6.3398e-10 | 0 | 0 | 0 | 0 | 0 | 0 |  | 0.67596 | 1.0287 | 1.0299 | 0.67596 | 1.0287 | 1.0299 | -0.057269 | -130.8086 | 130.7507 | -0.057268 | -130.8086 | 130.7507
Line16_4_18 | 0 | 0 | 0 | 0 | 0 | 0 | 0 | 0 | 0 | 0 | 0 | 0 | -5.5992e-10 | 1.5072e-08 | -1.3973e-08 | 5.5457e-10 | -5.4426e-10 | -5.4885e-10 | 1.2607e-08 | -1.1864e-08 | -1.3174e-08 | -2.2025e-12 | -6.3538e-10 | 6.3273e-10 | 0 | 0 | 0 | 0 | 0 | 0 |  | 0.67639 | 1.0284 | 1.0296 | 0.67639 | 1.0284 | 1.0296 | -0.056538 | -130.7905 | 130.732 | -0.056538 | -130.7905 | 130.732
Line17_5_19 | 0 | 0 | 0 | 0 | 0 | 0 | 0 | 0 | 0 | 0 | 0 | 0 | -5.5998e-10 | 1.5101e-08 | -1.4001e-08 | 5.5529e-10 | -5.4571e-10 | -5.5026e-10 | 1.2624e-08 | -1.1896e-08 | -1.3207e-08 | -2.2299e-12 | -6.3661e-10 | 6.3398e-10 | 0 | 0 | 0 | 0 | 0 | 0 |  | 0.67596 | 1.0287 | 1.0299 | 0.67596 | 1.0287 | 1.0299 | -0.057277 | -130.8086 | 130.7507 | -0.057276 | -130.8086 | 130.7507
Line1_1_3 | 0 | 0 | 0 | 0 | 0 | 0 | 0 | 0 | 0 | 0 | 0 | 0 | -4.4799e-09 | 1.2081e-07 | -1.1201e-07 | 4.4752e-09 | -1.0626e-07 | 9.7454e-08 | 1.0099e-07 | -9.5172e-08 | -1.0566e-07 | -8.8368e-08 | 8.2639e-08 | 9.3083e-08 | 0 | 0 | 0 | 0 | 0 | 0 |  | 0.67596 | 1.0287 | 1.0299 | 0.67596 | 1.0287 | 1.0299 | -0.057277 | -130.8086 | 130.7507 | -0.057275 | -130.8086 | 130.7507
Line2_1_4 | 0.0072649 | 0.0072649 | 0.0072649 | 0.0072649 | 0.0072649 | 0.0072649 | 0.0016777 | 0.0016777 | 0.0016777 | 0.0016778 | 0.0016778 | 0.0016778 | -0.0008016 | -0.00012854 | 0.0017234 | 0.00080211 | 0.00012907 | -0.0017229 | -0.00080224 | 0.0017211 | -0.00012563 | 0.00080278 | -0.0017206 | 0.00012614 | 134.9201 | 134.9201 | 134.9201 | -45.0804 | -45.0804 | -45.0804 |  | 0.67596 | 1.0287 | 1.0299 | 0.67639 | 1.0284 | 1.0296 | -0.057277 | -130.8086 | 130.7507 | -0.056538 | -130.7905 | 130.732
Line3_1_5 | 0 | 0 | 0 | 0 | 0 | 0 | 0 | 0 | 0 | 0 | 0 | 0 | -1.12e-09 | 3.0203e-08 | -2.8001e-08 | 1.1153e-09 | -1.5647e-08 | 1.345e-08 | 2.5247e-08 | -2.3793e-08 | -2.6414e-08 | -1.2626e-08 | 1.126e-08 | 1.3841e-08 | 0 | 0 | 0 | 0 | 0 | 0 |  | 0.67596 | 1.0287 | 1.0299 | 0.67596 | 1.0287 | 1.0299 | -0.057277 | -130.8086 | 130.7507 | -0.057277 | -130.8086 | 130.7507
Line4_2_6 | 0.021792 | 0 | 0 | 0.021792 | 0 | 0 | 0.0050327 | 0 | 0 | 0.0050327 | 0 | 0 | 0.0023972 | 7.5919e-08 | -7.0473e-08 | -0.0023896 | -6.1319e-08 | 5.5881e-08 | 0.0023982 | -5.9851e-08 | -6.6345e-08 | -0.0023903 | 4.7256e-08 | 5.3711e-08 | -45.0731 | 0 | 0 | 134.927 | 0 | 0 |  | 0.67378 | 1.0284 | 1.0296 | 0.6716 | 1.0281 | 1.0294 | -0.061009 | -130.7905 | 130.732 | -0.064766 | -130.7725 | 130.7133
Line5_6_7 | 0.021792 | 0 | 0 | 0.021792 | 0 | 0 | 0.0050327 | 0 | 0 | 0.0050327 | 0 | 0 | 0.0023896 | 6.0776e-08 | -5.6428e-08 | -0.002382 | -4.6149e-08 | 4.1806e-08 | 0.0023903 | -4.789e-08 | -5.308e-08 | -0.0023824 | 3.5286e-08 | 4.0438e-08 | -45.073 | 0 | 0 | 134.9272 | 0 | 0 |  | 0.6716 | 1.0281 | 1.0294 | 0.66942 | 1.0278 | 1.0291 | -0.064766 | -130.7725 | 130.7133 | -0.068547 | -130.7544 | 130.6946
Line6_7_8 | 0.021792 | 0 | 0 | 0.021792 | 0 | 0 | 0.0050327 | 0 | 0 | 0.0050327 | 0 | 0 | 0.002382 | 4.5608e-08 | -4.2352e-08 | -0.0023744 | -3.0953e-08 | 2.7701e-08 | 0.0023824 | -3.5919e-08 | -3.9808e-08 | -0.0023745 | 2.3306e-08 | 2.7159e-08 | -45.0728 | 0 | 0 | 134.9273 | 0 | 0 |  | 0.66942 | 1.0278 | 1.0291 | 0.66724 | 1.0275 | 1.0288 | -0.068547 | -130.7544 | 130.6946 | -0.072354 | -130.7363 | 130.6759
Line7_8_9 | 0 | 0 | 0 | 0 | 0 | 0 | 0 | 0 | 0 | 0 | 0 | 0 | -5.6883e-10 | 1.5207e-08 | -1.4123e-08 | 5.6946e-10 | -5.399e-10 | -5.4465e-10 | 1.2559e-08 | -1.1969e-08 | -1.3265e-08 | -2.7806e-12 | -6.3168e-10 | 6.2895e-10 | 0 | 0 | 0 | 0 | 0 | 0 |  | 0.66724 | 1.0275 | 1.0288 | 0.66724 | 1.0275 | 1.0288 | -0.072354 | -130.7363 | 130.6759 | -0.072354 | -130.7363 | 130.6759
Line8_8_10 | 0 | 0 | 0 | 0 | 0 | 0 | 0 | 0 | 0 | 0 | 0 | 0 | -5.6883e-10 | 1.5207e-08 | -1.4123e-08 | 5.6946e-10 | -5.399e-10 | -5.4465e-10 | 1.2559e-08 | -1.1969e-08 | -1.3265e-08 | -2.7806e-12 | -6.3168e-10 | 6.2895e-10 | 0 | 0 | 0 | 0 | 0 | 0 |  | 0.66724 | 1.0275 | 1.0288 | 0.66724 | 1.0275 | 1.0288 | -0.072354 | -130.7363 | 130.6759 | -0.072354 | -130.7363 | 130.6759
Line9_3_11 | 0 | 0 | 0 | 0 | 0 | 0 | 0 | 0 | 0 | 0 | 0 | 0 | -3.9199e-09 | 1.0571e-07 | -9.8005e-08 | 3.9152e-09 | -9.1154e-08 | 8.3454e-08 | 8.8365e-08 | -8.3275e-08 | -9.2449e-08 | -7.5744e-08 | 7.0742e-08 | 7.9876e-08 | 0 | 0 | 0 | 0 | 0 | 0 |  | 0.67596 | 1.0287 | 1.0299 | 0.67596 | 1.0287 | 1.0299 | -0.057275 | -130.8086 | 130.7507 | -0.057273 | -130.8086 | 130.7507

## LLG_max_6
name | pf_ikss_a_from_ka | pf_ikss_b_from_ka | pf_ikss_c_from_ka | pf_ikss_a_to_ka | pf_ikss_b_to_ka | pf_ikss_c_to_ka | pf_skss_a_from_mw | pf_skss_b_from_mw | pf_skss_c_from_mw | pf_skss_a_to_mw | pf_skss_b_to_mw | pf_skss_c_to_mw | pf_p_a_from_mw | pf_p_b_from_mw | pf_p_c_from_mw | pf_p_a_to_mw | pf_p_b_to_mw | pf_p_c_to_mw | pf_q_a_from_mvar | pf_q_b_from_mvar | pf_q_c_from_mvar | pf_q_a_to_mvar | pf_q_b_to_mvar | pf_q_c_to_mvar | pf_ikss_a_from_degree | pf_ikss_b_from_degree | pf_ikss_c_from_degree | pf_ikss_a_to_degree | pf_ikss_b_to_degree | pf_ikss_c_to_degree | 3xI0 | pf_vm_a_from_pu | pf_vm_b_from_pu | pf_vm_c_from_pu | pf_vm_a_to_pu | pf_vm_b_to_pu | pf_vm_c_to_pu | pf_va_a_from_degree | pf_va_b_from_degree | pf_va_c_from_degree | pf_va_a_to_degree | pf_va_b_to_degree | pf_va_c_to_degree
Line0_1_2 | 1.1331e-06 | 1.8949 | 1.8755 | 0 | 1.8949 | 1.8755 | 2.6167e-07 | 0.43761 | 0.43312 | 0 | 0.43761 | 0.43312 | 1.8273e-08 | 0.1422 | 0.14211 | -1.8046e-08 | -0.10665 | -0.10658 | -4.0959e-07 | 0.28734 | 0.28127 | 3.4136e-07 | -0.2155 | -0.21095 | 87.3111 | -158.5904 | 22.8321 | 0 | 21.4096 | -157.168 |  | 1.5668 | 0.73261 | 0.72759 | 1.566 | 0.54946 | 0.54569 | -0.1344 | -94.9204 | 86.0279 | -0.14378 | -94.9204 | 86.0279
Line10_11_12 | 1.1287e-06 | 1.1459e-06 | 1.1119e-06 | 0 | 0 | 0 | 2.6067e-07 | 2.6464e-07 | 2.5678e-07 | 0 | 0 | 0 | 1.8892e-08 | -1.937e-07 | 1.8681e-07 | -1.8712e-08 | 1.62e-07 | -1.5529e-07 | -4.0798e-07 | 8.2446e-09 | -2.7925e-09 | 3.3997e-07 | -5.6749e-09 | 7.6177e-10 | 87.2144 | 87.5168 | 86.8843 | 0 | 0 | 0 |  | 1.5668 | 0.73261 | 0.72759 | 1.5668 | 0.73261 | 0.72759 | -0.1344 | -94.9204 | 86.0279 | -0.1344 | -94.9204 | 86.0279
Line11_12_13 | 0 | 0 | 0 | 0 | 0 | 0 | 0 | 0 | 0 | 0 | 0 | 0 | 1.5743e-08 | -1.6142e-07 | 1.5568e-07 | -1.5564e-08 | 1.2972e-07 | -1.2416e-07 | -3.3999e-07 | 6.8704e-09 | -2.3271e-09 | 2.7197e-07 | -4.3008e-09 | 2.9636e-10 | 0 | 0 | 0 | 0 | 0 | 0 |  | 1.5668 | 0.73261 | 0.72759 | 1.5668 | 0.73261 | 0.72759 | -0.1344 | -94.9204 | 86.0279 | -0.1344 | -94.9204 | 86.0279
Line12_13_15 | 0 | 0 | 0 | 0 | 0 | 0 | 0 | 0 | 0 | 0 | 0 | 0 | 9.4459e-09 | -9.685e-08 | 9.3406e-08 | -9.2665e-09 | 6.5153e-08 | -6.1888e-08 | -2.0399e-07 | 4.1223e-09 | -1.3962e-09 | 1.3598e-07 | -1.5526e-09 | -6.3446e-10 | 0 | 0 | 0 | 0 | 0 | 0 |  | 1.5668 | 0.73261 | 0.72759 | 1.5668 | 0.73261 | 0.72759 | -0.1344 | -94.9204 | 86.0279 | -0.1344 | -94.9204 | 86.0279
Line13_13_14 | 0 | 0 | 0 | 0 | 0 | 0 | 0 | 0 | 0 | 0 | 0 | 0 | 3.1486e-09 | -3.2283e-08 | 3.1135e-08 | -2.9692e-09 | 5.8666e-10 | 3.82e-10 | -6.7997e-08 | 1.3741e-09 | -4.6541e-10 | -1.415e-11 | 1.1956e-09 | -1.5653e-09 | 0 | 0 | 0 | 0 | 0 | 0 |  | 1.5668 | 0.73261 | 0.72759 | 1.5668 | 0.73261 | 0.72759 | -0.1344 | -94.9204 | 86.0279 | -0.1344 | -94.9204 | 86.0279
Line14_15_16 | 0 | 0 | 0 | 0 | 0 | 0 | 0 | 0 | 0 | 0 | 0 | 0 | 6.2973e-09 | -6.4567e-08 | 6.227e-08 | -6.1178e-09 | 3.287e-08 | -3.0753e-08 | -1.3599e-07 | 2.7482e-09 | -9.3083e-10 | 6.7983e-08 | -1.7852e-10 | -1.0999e-09 | 0 | 0 | 0 | 0 | 0 | 0 |  | 1.5668 | 0.73261 | 0.72759 | 1.5668 | 0.73261 | 0.72759 | -0.1344 | -94.9204 | 86.0279 | -0.1344 | -94.9204 | 86.0279
Line15_16_17 | 0 | 0 | 0 | 0 | 0 | 0 | 0 | 0 | 0 | 0 | 0 | 0 | 3.1486e-09 | -3.2283e-08 | 3.1135e-08 | -2.9692e-09 | 5.8666e-10 | 3.82e-10 | -6.7997e-08 | 1.3741e-09 | -4.6541e-10 | -1.415e-11 | 1.1956e-09 | -1.5653e-09 | 0 | 0 | 0 | 0 | 0 | 0 |  | 1.5668 | 0.73261 | 0.72759 | 1.5668 | 0.73261 | 0.72759 | -0.1344 | -94.9204 | 86.0279 | -0.1344 | -94.9204 | 86.0279
Line16_4_18 | 0 | 0 | 0 | 0 | 0 | 0 | 0 | 0 | 0 | 0 | 0 | 0 | 3.1651e-09 | -3.2249e-08 | 3.1075e-08 | -2.9633e-09 | 5.8728e-10 | 3.8428e-10 | -6.786e-08 | 1.3902e-09 | -4.161e-10 | -1.513e-11 | 1.1935e-09 | -1.5622e-09 | 0 | 0 | 0 | 0 | 0 | 0 |  | 1.566 | 0.73293 | 0.72728 | 1.566 | 0.73293 | 0.72728 | -0.14377 | -94.9793 | 86.0876 | -0.14377 | -94.9793 | 86.0876
Line17_5_19 | 0 | 0 | 0 | 0 | 0 | 0 | 0 | 0 | 0 | 0 | 0 | 0 | 3.1486e-09 | -3.2283e-08 | 3.1135e-08 | -2.9692e-09 | 5.8666e-10 | 3.82e-10 | -6.7997e-08 | 1.3741e-09 | -4.6541e-10 | -1.415e-11 | 1.1956e-09 | -1.5653e-09 | 0 | 0 | 0 | 0 | 0 | 0 |  | 1.5668 | 0.73261 | 0.72759 | 1.5668 | 0.73261 | 0.72759 | -0.1344 | -94.9204 | 86.0279 | -0.1344 | -94.9204 | 86.0279
Line1_1_3 | 1.505e-06 | 1.5279e-06 | 1.4825e-06 | 1.3172e-06 | 1.3401e-06 | 1.2948e-06 | 3.4756e-07 | 3.5285e-07 | 3.4238e-07 | 3.042e-07 | 3.0948e-07 | 2.9903e-07 | 2.5189e-08 | -2.5827e-07 | 2.4908e-07 | -2.501e-08 | 2.2657e-07 | -2.1756e-07 | -5.4398e-07 | 1.0993e-08 | -3.7232e-09 | 4.7597e-07 | -8.4231e-09 | 1.6926e-09 | 87.2144 | 87.5168 | 86.8843 | -93.1423 | -92.7914 | -93.5264 |  | 1.5668 | 0.73261 | 0.72759 | 1.5668 | 0.73261 | 0.72759 | -0.1344 | -94.9204 | 86.0279 | -0.1344 | -94.9204 | 86.0279
Line2_1_4 | 0.016897 | 0.016897 | 0.016897 | 0.016897 | 0.016897 | 0.016897 | 0.0039021 | 0.0039021 | 0.0039021 | 0.0039021 | 0.0039021 | 0.0039021 | 0.0043097 | 0.0018525 | -0.0018754 | -0.0043082 | -0.0018511 | 0.0018768 | 0.0043367 | -0.0021773 | 0.0021316 | -0.0043339 | 0.0021801 | -0.0021287 | -45.3132 | -45.3132 | -45.3132 | 134.6863 | 134.6863 | 134.6863 |  | 1.5668 | 0.73261 | 0.72759 | 1.566 | 0.73293 | 0.72728 | -0.1344 | -94.9204 | 86.0279 | -0.14377 | -94.9793 | 86.0876
Line3_1_5 | 0 | 0 | 0 | 0 | 0 | 0 | 0 | 0 | 0 | 0 | 0 | 0 | 6.2973e-09 | -6.4567e-08 | 6.227e-08 | -6.1178e-09 | 3.287e-08 | -3.0753e-08 | -1.3599e-07 | 2.7482e-09 | -9.3082e-10 | 6.7983e-08 | -1.7854e-10 | -1.0999e-09 | 0 | 0 | 0 | 0 | 0 | 0 |  | 1.5668 | 0.73261 | 0.72759 | 1.5668 | 0.73261 | 0.72759 | -0.1344 | -94.9204 | 86.0279 | -0.1344 | -94.9204 | 86.0279
Line4_2_6 | 0 | 1.8949 | 1.8755 | 0 | 1.8949 | 1.8755 | 0 | 0.43761 | 0.43312 | 0 | 0.43761 | 0.43312 | 1.5082e-08 | 0.10665 | 0.10658 | -1.4913e-08 | -0.0711 | -0.071053 | -3.4137e-07 | 0.2155 | 0.21095 | 2.7311e-07 | -0.14367 | -0.14064 | 0 | -158.5904 | 22.832 | 0 | 21.4096 | -157.168 |  | 1.566 | 0.54946 | 0.54569 | 1.5653 | 0.36631 | 0.36379 | -0.14378 | -94.9204 | 86.0279 | -0.15317 | -94.9204 | 86.0279
Line5_6_7 | 0 | 1.8949 | 1.8755 | 0 | 1.8949 | 1.8755 | 0 | 0.43761 | 0.43312 | 0 | 0.43761 | 0.43312 | 1.1955e-08 | 0.0711 | 0.071053 | -1.1843e-08 | -0.03555 | -0.035527 | -2.7313e-07 | 0.14367 | 0.14064 | 2.0483e-07 | -0.071835 | -0.070318 | 0 | -158.5904 | 22.832 | 0 | 21.4096 | -157.168 |  | 1.5653 | 0.36631 | 0.36379 | 1.5645 | 0.18315 | 0.1819 | -0.15317 | -94.9204 | 86.0279 | -0.16256 | -94.9204 | 86.0279
Line6_7_8 | 0 | 1.8949 | 1.8755 | 0 | 1.8949 | 1.8755 | 0 | 0.43761 | 0.43312 | 0 | 0.43761 | 0.43312 | 8.8914e-09 | 0.03555 | 0.035527 | -8.8365e-09 | 5.4163e-14 | -4.9796e-16 | -2.0485e-07 | 0.071835 | 0.070318 | 1.3651e-07 | 1.5531e-13 | -1.2449e-13 | 0 | -158.5904 | 22.832 | 0 | 21.4096 | -157.168 |  | 1.5645 | 0.18315 | 0.1819 | 1.5637 | 0 | 0 | -0.16256 | -94.9204 | 86.0279 | -0.17197 | 0 | 0
Line7_8_9 | 0 | 0 | 0 | 0 | 0 | 0 | 0 | 0 | 0 | 0 | 0 | 0 | 2.9455e-09 | 1.7624e-20 | 1.0475e-20 | -2.9455e-09 | 2.3499e-19 | -1.1108e-17 | -6.8265e-08 | 1.4454e-21 | 5.001e-21 | -1.8069e-11 | 2.3063e-17 | -5.3966e-18 | 0 | 0 | 0 | 0 | 0 | 0 |  | 1.5637 | 0 | 0 | 1.5637 | 0 | 0 | -0.17197 | 0 | 0 | -0.17197 | 0 | 0
Line8_8_10 | 0 | 0 | 0 | 0 | 0 | 0 | 0 | 0 | 0 | 0 | 0 | 0 | 2.9455e-09 | 1.7624e-20 | 1.0475e-20 | -2.9455e-09 | 2.35e-19 | -1.1108e-17 | -6.8265e-08 | 1.4454e-21 | 5.001e-21 | -1.8069e-11 | 2.3063e-17 | -5.3966e-18 | 0 | 0 | 0 | 0 | 0 | 0 |  | 1.5637 | 0 | 0 | 1.5637 | 0 | 0 | -0.17197 | 0 | 0 | -0.17197 | 0 | 0
Line9_3_11 | 1.3168e-06 | 1.3369e-06 | 1.2972e-06 | 1.1291e-06 | 1.1491e-06 | 1.1095e-06 | 3.0411e-07 | 3.0874e-07 | 2.9958e-07 | 2.6075e-07 | 2.6537e-07 | 2.5623e-07 | 2.204e-08 | -2.2598e-07 | 2.1795e-07 | -2.1861e-08 | 1.9429e-07 | -1.8643e-07 | -4.7598e-07 | 9.6187e-09 | -3.2579e-09 | 4.0797e-07 | -7.049e-09 | 1.2272e-09 | 87.2144 | 87.5168 | 86.8843 | -93.2017 | -92.8426 | -93.595 |  | 1.5668 | 0.73261 | 0.72759 | 1.5668 | 0.73261 | 0.72759 | -0.1344 | -94.9204 | 86.0279 | -0.1344 | -94.9204 | 86.0279

## LLG_max_10
name | pf_ikss_a_from_ka | pf_ikss_b_from_ka | pf_ikss_c_from_ka | pf_ikss_a_to_ka | pf_ikss_b_to_ka | pf_ikss_c_to_ka | pf_skss_a_from_mw | pf_skss_b_from_mw | pf_skss_c_from_mw | pf_skss_a_to_mw | pf_skss_b_to_mw | pf_skss_c_to_mw | pf_p_a_from_mw | pf_p_b_from_mw | pf_p_c_from_mw | pf_p_a_to_mw | pf_p_b_to_mw | pf_p_c_to_mw | pf_q_a_from_mvar | pf_q_b_from_mvar | pf_q_c_from_mvar | pf_q_a_to_mvar | pf_q_b_to_mvar | pf_q_c_to_mvar | pf_ikss_a_from_degree | pf_ikss_b_from_degree | pf_ikss_c_from_degree | pf_ikss_a_to_degree | pf_ikss_b_to_degree | pf_ikss_c_to_degree | 3xI0 | pf_vm_a_from_pu | pf_vm_b_from_pu | pf_vm_c_from_pu | pf_vm_a_to_pu | pf_vm_b_to_pu | pf_vm_c_to_pu | pf_va_a_from_degree | pf_va_b_from_degree | pf_va_c_from_degree | pf_va_a_to_degree | pf_va_b_to_degree | pf_va_c_to_degree
Line0_1_2 | 1.187e-06 | 1.9668 | 1.9462 | 0 | 1.9668 | 1.9462 | 2.7412e-07 | 0.45421 | 0.44947 | 0 | 0.45421 | 0.44947 | 2.005e-08 | 0.15317 | 0.15305 | -1.9801e-08 | -0.11488 | -0.11479 | -4.4947e-07 | 0.30954 | 0.30291 | 3.746e-07 | -0.23215 | -0.22718 | 87.3086 | -158.7632 | 22.6709 | 0 | 21.2368 | -157.3291 |  | 1.6413 | 0.76037 | 0.75507 | 1.6405 | 0.57028 | 0.5663 | -0.13722 | -95.0914 | 85.8647 | -0.1466 | -95.0914 | 85.8647
Line10_11_12 | 1.1824e-06 | 1.2011e-06 | 1.1641e-06 | 0 | 1.0044e-06 | 0 | 2.7306e-07 | 2.7738e-07 | 2.6884e-07 | 0 | 2.3195e-07 | 0 | 2.0729e-08 | -2.1069e-07 | 2.0296e-07 | -2.0532e-08 | 1.7624e-07 | -1.687e-07 | -4.4771e-07 | 9.6197e-09 | -3.5673e-09 | 3.7307e-07 | -6.7248e-09 | 1.2638e-09 | 87.2118 | 87.5228 | 86.8717 | 0 | -92.9062 | 0 |  | 1.6413 | 0.76037 | 0.75507 | 1.6413 | 0.76037 | 0.75507 | -0.13722 | -95.0914 | 85.8647 | -0.13722 | -95.0914 | 85.8647
Line11_12_13 | 0 | 1.0009e-06 | 0 | 0 | 0 | 0 | 0 | 2.3115e-07 | 0 | 0 | 0 | 0 | 1.7274e-08 | -1.7558e-07 | 1.6913e-07 | -1.7077e-08 | 1.4112e-07 | -1.3488e-07 | -3.7309e-07 | 8.0164e-09 | -2.9728e-09 | 2.9846e-07 | -5.1215e-09 | 6.6929e-10 | 0 | 87.5228 | 0 | 0 | 0 | 0 |  | 1.6413 | 0.76037 | 0.75507 | 1.6413 | 0.76037 | 0.75507 | -0.13722 | -95.0914 | 85.8647 | -0.13722 | -95.0914 | 85.8647
Line12_13_15 | 0 | 0 | 0 | 0 | 0 | 0 | 0 | 0 | 0 | 0 | 0 | 0 | 1.0365e-08 | -1.0535e-07 | 1.0148e-07 | -1.0168e-08 | 7.0892e-08 | -6.7223e-08 | -2.2385e-07 | 4.8099e-09 | -1.7837e-09 | 1.4922e-07 | -1.9149e-09 | -5.1983e-10 | 0 | 0 | 0 | 0 | 0 | 0 |  | 1.6413 | 0.76037 | 0.75507 | 1.6413 | 0.76037 | 0.75507 | -0.13722 | -95.0914 | 85.8647 | -0.13722 | -95.0913 | 85.8647
Line13_13_14 | 0 | 0 | 0 | 0 | 0 | 0 | 0 | 0 | 0 | 0 | 0 | 0 | 3.4549e-09 | -3.5115e-08 | 3.3826e-08 | -3.2579e-09 | 6.6162e-10 | 4.3029e-10 | -7.4618e-08 | 1.6033e-09 | -5.9456e-10 | -1.5856e-11 | 1.2917e-09 | -1.7089e-09 | 0 | 0 | 0 | 0 | 0 | 0 |  | 1.6413 | 0.76037 | 0.75507 | 1.6413 | 0.76037 | 0.75507 | -0.13722 | -95.0914 | 85.8647 | -0.13722 | -95.0914 | 85.8647
Line14_15_16 | 0 | 0 | 0 | 0 | 0 | 0 | 0 | 0 | 0 | 0 | 0 | 0 | 6.9097e-09 | -7.0231e-08 | 6.7653e-08 | -6.7128e-09 | 3.5777e-08 | -3.3396e-08 | -1.4924e-07 | 3.2066e-09 | -1.1891e-09 | 7.4602e-08 | -3.1162e-10 | -1.1144e-09 | 0 | 0 | 0 | 0 | 0 | 0 |  | 1.6413 | 0.76037 | 0.75507 | 1.6413 | 0.76037 | 0.75507 | -0.13722 | -95.0913 | 85.8647 | -0.13722 | -95.0913 | 85.8647
Line15_16_17 | 0 | 0 | 0 | 0 | 0 | 0 | 0 | 0 | 0 | 0 | 0 | 0 | 3.4549e-09 | -3.5115e-08 | 3.3826e-08 | -3.2579e-09 | 6.6163e-10 | 4.3028e-10 | -7.4618e-08 | 1.6033e-09 | -5.9456e-10 | -1.5855e-11 | 1.2917e-09 | -1.7089e-09 | 0 | 0 | 0 | 0 | 0 | 0 |  | 1.6413 | 0.76037 | 0.75507 | 1.6413 | 0.76037 | 0.75507 | -0.13722 | -95.0913 | 85.8647 | -0.13722 | -95.0913 | 85.8647
Line16_4_18 | 0 | 0 | 0 | 0 | 0 | 0 | 0 | 0 | 0 | 0 | 0 | 0 | 3.4729e-09 | -3.5078e-08 | 3.3761e-08 | -3.2514e-09 | 6.6231e-10 | 4.3279e-10 | -7.4468e-08 | 1.621e-09 | -5.405e-10 | -1.6928e-11 | 1.2894e-09 | -1.7056e-09 | 0 | 0 | 0 | 0 | 0 | 0 |  | 1.6405 | 0.76071 | 0.75475 | 1.6405 | 0.76071 | 0.75475 | -0.14659 | -95.1507 | 85.9249 | -0.14659 | -95.1507 | 85.9249
Line17_5_19 | 0 | 0 | 0 | 0 | 0 | 0 | 0 | 0 | 0 | 0 | 0 | 0 | 3.4548e-09 | -3.5115e-08 | 3.3826e-08 | -3.2579e-09 | 6.6163e-10 | 4.3029e-10 | -7.4618e-08 | 1.6033e-09 | -5.9456e-10 | -1.5853e-11 | 1.2917e-09 | -1.7089e-09 | 0 | 0 | 0 | 0 | 0 | 0 |  | 1.6413 | 0.76037 | 0.75507 | 1.6413 | 0.76037 | 0.75507 | -0.13722 | -95.0914 | 85.8647 | -0.13722 | -95.0914 | 85.8647
Line1_1_3 | 1.5765e-06 | 1.6015e-06 | 1.5521e-06 | 1.3798e-06 | 1.4047e-06 | 1.3555e-06 | 3.6408e-07 | 3.6984e-07 | 3.5845e-07 | 3.1866e-07 | 3.2441e-07 | 3.1304e-07 | 2.7639e-08 | -2.8092e-07 | 2.7061e-07 | -2.7442e-08 | 2.4647e-07 | -2.3636e-07 | -5.9694e-07 | 1.2826e-08 | -4.7564e-09 | 5.2231e-07 | -9.9314e-09 | 2.4529e-09 | 87.2118 | 87.5228 | 86.8717 | -93.1447 | -92.7839 | -93.5407 |  | 1.6413 | 0.76037 | 0.75507 | 1.6413 | 0.76037 | 0.75507 | -0.13722 | -95.0914 | 85.8647 | -0.13722 | -95.0914 | 85.8647
Line2_1_4 | 0.0177 | 0.0177 | 0.0177 | 0.0177 | 0.0177 | 0.0177 | 0.0040877 | 0.0040877 | 0.0040877 | 0.0040877 | 0.0040877 | 0.0040877 | 0.0047293 | 0.0020072 | -0.0020323 | -0.0047278 | -0.0020057 | 0.0020339 | 0.004759 | -0.0023731 | 0.002323 | -0.0047559 | 0.0023763 | -0.0023199 | -45.316 | -45.316 | -45.3161 | 134.6835 | 134.6835 | 134.6835 |  | 1.6413 | 0.76037 | 0.75507 | 1.6405 | 0.76071 | 0.75475 | -0.13722 | -95.0914 | 85.8647 | -0.14659 | -95.1507 | 85.9249
Line3_1_5 | 0 | 0 | 0 | 0 | 0 | 0 | 0 | 0 | 0 | 0 | 0 | 0 | 6.9097e-09 | -7.0231e-08 | 6.7653e-08 | -6.7128e-09 | 3.5777e-08 | -3.3396e-08 | -1.4924e-07 | 3.2066e-09 | -1.1891e-09 | 7.4602e-08 | -3.1164e-10 | -1.1144e-09 | 0 | 0 | 0 | 0 | 0 | 0 |  | 1.6413 | 0.76037 | 0.75507 | 1.6413 | 0.76037 | 0.75507 | -0.13722 | -95.0914 | 85.8647 | -0.13722 | -95.0914 | 85.8647
Line4_2_6 | 0 | 1.9668 | 1.9462 | 0 | 1.9668 | 1.9462 | 0 | 0.45421 | 0.44947 | 0 | 0.45421 | 0.44947 | 1.6549e-08 | 0.11488 | 0.11479 | -1.6363e-08 | -0.076586 | -0.076525 | -3.7461e-07 | 0.23215 | 0.22718 | 2.997e-07 | -0.15477 | -0.15145 | 0 | -158.7632 | 22.6709 | 0 | 21.2368 | -157.3291 |  | 1.6405 | 0.57028 | 0.5663 | 1.6397 | 0.38018 | 0.37753 | -0.1466 | -95.0914 | 85.8647 | -0.15598 | -95.0914 | 85.8647
Line5_6_7 | 0 | 1.9668 | 1.9462 | 0 | 1.9668 | 1.9462 | 0 | 0.45421 | 0.44947 | 0 | 0.45421 | 0.44947 | 1.3118e-08 | 0.076586 | 0.076525 | -1.2994e-08 | -0.038293 | -0.038263 | -2.9972e-07 | 0.15477 | 0.15145 | 2.2477e-07 | -0.077385 | -0.075727 | 0 | -158.7632 | 22.6709 | 0 | 21.2368 | -157.3292 |  | 1.6397 | 0.38018 | 0.37753 | 1.6389 | 0.19009 | 0.18877 | -0.15598 | -95.0914 | 85.8647 | -0.16538 | -95.0914 | 85.8647
Line6_7_8 | 0 | 1.9668 | 1.9462 | 0 | 1.9668 | 1.9462 | 0 | 0.45421 | 0.44947 | 0 | 0.45421 | 0.44947 | 9.756e-09 | 0.038293 | 0.038263 | -9.6958e-09 | 1.5542e-13 | -8.3068e-14 | -2.2479e-07 | 0.077385 | 0.075727 | 1.498e-07 | 5.9704e-14 | -4.1824e-14 | 0 | -158.7632 | 22.6708 | 0 | 21.2368 | -157.3292 |  | 1.6389 | 0.19009 | 0.18877 | 1.6381 | 0 | 0 | -0.16538 | -95.0914 | 85.8647 | -0.17479 | 0 | 0
Line7_8_9 | 0 | 0 | 0 | 0 | 0 | 0 | 0 | 0 | 0 | 0 | 0 | 0 | 3.2319e-09 | 1.272e-20 | 6.9278e-21 | -3.2319e-09 | 2.5895e-19 | -1.2192e-17 | -7.4912e-08 | -1.2828e-20 | -5.3512e-21 | -2.0155e-11 | 2.5312e-17 | -5.922e-18 | 0 | 0 | 0 | 0 | 0 | 0 |  | 1.6381 | 0 | 0 | 1.6381 | 0 | 0 | -0.17479 | 0 | 0 | -0.17479 | 0 | 0
Line8_8_10 | 0 | 0 | 0 | 0 | 0 | 0 | 0 | 0 | 0 | 0 | 0 | 0 | 3.2319e-09 | 1.272e-20 | 6.9278e-21 | -3.2319e-09 | 2.5895e-19 | -1.2192e-17 | -7.4912e-08 | -1.2828e-20 | -5.3512e-21 | -2.0154e-11 | 2.5312e-17 | -5.9219e-18 | 0 | 0 | 0 | 0 | 0 | 0 |  | 1.6381 | 0 | 0 | 1.6381 | 0 | 0 | -0.17479 | 0 | 0 | -0.17479 | 0 | 0
Line9_3_11 | 1.3795e-06 | 1.4013e-06 | 1.3581e-06 | 1.1828e-06 | 1.2045e-06 | 1.1615e-06 | 3.1857e-07 | 3.2361e-07 | 3.1364e-07 | 2.7315e-07 | 2.7818e-07 | 2.6824e-07 | 2.4184e-08 | -2.4581e-07 | 2.3679e-07 | -2.3987e-08 | 2.1135e-07 | -2.0253e-07 | -5.2233e-07 | 1.1223e-08 | -4.1619e-09 | 4.4769e-07 | -8.3281e-09 | 1.8584e-09 | 87.2118 | 87.5228 | 86.8717 | -93.2042 | -92.8349 | -93.6096 |  | 1.6413 | 0.76037 | 0.75507 | 1.6413 | 0.76037 | 0.75507 | -0.13722 | -95.0914 | 85.8647 | -0.13722 | -95.0914 | 85.8647

## LLG_max_fault_6
name | pf_ikss_a_from_ka | pf_ikss_b_from_ka | pf_ikss_c_from_ka | pf_ikss_a_to_ka | pf_ikss_b_to_ka | pf_ikss_c_to_ka | pf_skss_a_from_mw | pf_skss_b_from_mw | pf_skss_c_from_mw | pf_skss_a_to_mw | pf_skss_b_to_mw | pf_skss_c_to_mw | pf_p_a_from_mw | pf_p_b_from_mw | pf_p_c_from_mw | pf_p_a_to_mw | pf_p_b_to_mw | pf_p_c_to_mw | pf_q_a_from_mvar | pf_q_b_from_mvar | pf_q_c_from_mvar | pf_q_a_to_mvar | pf_q_b_to_mvar | pf_q_c_to_mvar | pf_ikss_a_from_degree | pf_ikss_b_from_degree | pf_ikss_c_from_degree | pf_ikss_a_to_degree | pf_ikss_b_to_degree | pf_ikss_c_to_degree | 3xI0 | pf_vm_a_from_pu | pf_vm_b_from_pu | pf_vm_c_from_pu | pf_vm_a_to_pu | pf_vm_b_to_pu | pf_vm_c_to_pu | pf_va_a_from_degree | pf_va_b_from_degree | pf_va_c_from_degree | pf_va_a_to_degree | pf_va_b_to_degree | pf_va_c_to_degree
Line0_1_2 | 0 | 0.031045 | 0.030971 | 0 | 0.031045 | 0.030971 | 0 | 0.0071696 | 0.0071524 | 0 | 0.0071696 | 0.0071524 | 5.726e-09 | 0.0048482 | 0.0048409 | -5.6955e-09 | -0.0048409 | -0.0048297 | -1.3278e-07 | 0.0048974 | 0.0048659 | 1.1069e-07 | -0.0048779 | -0.0048484 | 0 | -154.5799 | 63.936 | 0 | 25.4202 | -116.0641 |  | 1.2586 | 0.96118 | 0.95964 | 1.2583 | 0.95853 | 0.9568 | -0.037309 | -109.2904 | 109.0833 | -0.042041 | -109.362 | 109.0467
Line10_11_12 | 0 | 0 | 0 | 0 | 0 | 0 | 0 | 0 | 0 | 0 | 0 | 0 | 5.9273e-09 | -9.6903e-08 | 9.3753e-08 | -5.9019e-09 | 8.1001e-08 | -7.7877e-08 | -1.3226e-07 | 2.9076e-08 | 3.7346e-08 | 1.1021e-07 | -2.3542e-08 | -3.1821e-08 | 0 | 0 | 0 | 0 | 0 | 0 |  | 1.2586 | 0.96118 | 0.95964 | 1.2586 | 0.96118 | 0.95964 | -0.03731 | -109.2904 | 109.0833 | -0.03731 | -109.2904 | 109.0833
Line11_12_13 | 0 | 0 | 0 | 0 | 0 | 0 | 0 | 0 | 0 | 0 | 0 | 0 | 4.9394e-09 | -8.0753e-08 | 7.8128e-08 | -4.914e-09 | 6.4851e-08 | -6.2251e-08 | -1.1022e-07 | 2.423e-08 | 3.1122e-08 | 8.8171e-08 | -1.8696e-08 | -2.5597e-08 | 0 | 0 | 0 | 0 | 0 | 0 |  | 1.2586 | 0.96118 | 0.95964 | 1.2586 | 0.96118 | 0.95964 | -0.03731 | -109.2904 | 109.0833 | -0.037311 | -109.2904 | 109.0833
Line12_13_15 | 0 | 0 | 0 | 0 | 0 | 0 | 0 | 0 | 0 | 0 | 0 | 0 | 2.9637e-09 | -4.8452e-08 | 4.6877e-08 | -2.9383e-09 | 3.255e-08 | -3.1e-08 | -6.6131e-08 | 1.4538e-08 | 1.8673e-08 | 4.4084e-08 | -9.0043e-09 | -1.3148e-08 | 0 | 0 | 0 | 0 | 0 | 0 |  | 1.2586 | 0.96118 | 0.95964 | 1.2586 | 0.96118 | 0.95964 | -0.037311 | -109.2904 | 109.0833 | -0.037311 | -109.2904 | 109.0833
Line13_13_14 | 0 | 0 | 0 | 0 | 0 | 0 | 0 | 0 | 0 | 0 | 0 | 0 | 9.8788e-10 | -1.6151e-08 | 1.5626e-08 | -9.6251e-10 | 2.4857e-10 | 2.5108e-10 | -2.2044e-08 | 4.846e-09 | 6.2243e-09 | -3.1553e-12 | 6.8768e-10 | -6.997e-10 | 0 | 0 | 0 | 0 | 0 | 0 |  | 1.2586 | 0.96118 | 0.95964 | 1.2586 | 0.96118 | 0.95964 | -0.037311 | -109.2904 | 109.0833 | -0.037311 | -109.2904 | 109.0833
Line14_15_16 | 0 | 0 | 0 | 0 | 0 | 0 | 0 | 0 | 0 | 0 | 0 | 0 | 1.9758e-09 | -3.2301e-08 | 3.1251e-08 | -1.9504e-09 | 1.6399e-08 | -1.5374e-08 | -4.4087e-08 | 9.692e-09 | 1.2449e-08 | 2.204e-08 | -4.1583e-09 | -6.924e-09 | 0 | 0 | 0 | 0 | 0 | 0 |  | 1.2586 | 0.96118 | 0.95964 | 1.2586 | 0.96118 | 0.95964 | -0.037311 | -109.2904 | 109.0833 | -0.037311 | -109.2904 | 109.0833
Line15_16_17 | 0 | 0 | 0 | 0 | 0 | 0 | 0 | 0 | 0 | 0 | 0 | 0 | 9.8789e-10 | -1.6151e-08 | 1.5626e-08 | -9.6251e-10 | 2.4857e-10 | 2.5108e-10 | -2.2044e-08 | 4.846e-09 | 6.2243e-09 | -3.1554e-12 | 6.8768e-10 | -6.997e-10 | 0 | 0 | 0 | 0 | 0 | 0 |  | 1.2586 | 0.96118 | 0.95964 | 1.2586 | 0.96118 | 0.95964 | -0.037311 | -109.2904 | 109.0833 | -0.037311 | -109.2904 | 109.0833
Line16_4_18 | 0 | 0 | 0 | 0 | 0 | 0 | 0 | 0 | 0 | 0 | 0 | 0 | 9.9532e-10 | -1.6131e-08 | 1.5597e-08 | -9.6082e-10 | 2.481e-10 | 2.513e-10 | -2.2005e-08 | 4.8361e-09 | 6.2282e-09 | -3.5543e-12 | 6.8683e-10 | -6.9845e-10 | 0 | 0 | 0 | 0 | 0 | 0 |  | 1.2583 | 0.96138 | 0.95965 | 1.2583 | 0.96138 | 0.95965 | -0.042039 | -109.306 | 109.103 | -0.042039 | -109.306 | 109.103
Line17_5_19 | 0 | 0 | 0 | 0 | 0 | 0 | 0 | 0 | 0 | 0 | 0 | 0 | 9.8788e-10 | -1.6151e-08 | 1.5626e-08 | -9.6251e-10 | 2.4857e-10 | 2.5108e-10 | -2.2044e-08 | 4.846e-09 | 6.2243e-09 | -3.1549e-12 | 6.8768e-10 | -6.997e-10 | 0 | 0 | 0 | 0 | 0 | 0 |  | 1.2586 | 0.96118 | 0.95964 | 1.2586 | 0.96118 | 0.95964 | -0.037309 | -109.2904 | 109.0833 | -0.037309 | -109.2904 | 109.0833
Line1_1_3 | 0 | 0 | 0 | 0 | 0 | 0 | 0 | 0 | 0 | 0 | 0 | 0 | 7.9031e-09 | -1.292e-07 | 1.25e-07 | -7.8777e-09 | 1.133e-07 | -1.0913e-07 | -1.7635e-07 | 3.8768e-08 | 4.9795e-08 | 1.543e-07 | -3.3234e-08 | -4.427e-08 | 0 | 0 | 0 | 0 | 0 | 0 |  | 1.2586 | 0.96118 | 0.95964 | 1.2586 | 0.96118 | 0.95964 | -0.037309 | -109.2904 | 109.0833 | -0.037309 | -109.2904 | 109.0833
Line2_1_4 | 0.0068188 | 0.0068188 | 0.0068188 | 0.0068188 | 0.0068188 | 0.0068188 | 0.0015747 | 0.0015747 | 0.0015747 | 0.0015747 | 0.0015747 | 0.0015747 | 0.0013991 | 0.00065973 | -0.0013607 | -0.0013989 | -0.00065951 | 0.0013609 | 0.0014037 | -0.0013623 | 0.00065737 | -0.0014033 | 0.0013627 | -0.0006569 | -45.1309 | -45.1309 | -45.1309 | 134.8686 | 134.8686 | 134.8686 |  | 1.2586 | 0.96118 | 0.95964 | 1.2583 | 0.96138 | 0.95965 | -0.037309 | -109.2904 | 109.0833 | -0.042039 | -109.306 | 109.103
Line3_1_5 | 0 | 0 | 0 | 0 | 0 | 0 | 0 | 0 | 0 | 0 | 0 | 0 | 1.9758e-09 | -3.2301e-08 | 3.1251e-08 | -1.9504e-09 | 1.6399e-08 | -1.5374e-08 | -4.4087e-08 | 9.692e-09 | 1.2449e-08 | 2.204e-08 | -4.1583e-09 | -6.924e-09 | 0 | 0 | 0 | 0 | 0 | 0 |  | 1.2586 | 0.96118 | 0.95964 | 1.2586 | 0.96118 | 0.95964 | -0.037309 | -109.2904 | 109.0833 | -0.037309 | -109.2904 | 109.0833
Line4_2_6 | 0 | 0.031045 | 0.030971 | 0 | 0.031045 | 0.030971 | 0 | 0.0071696 | 0.0071524 | 0 | 0.0071696 | 0.0071524 | 4.7347e-09 | 0.0048409 | 0.0048297 | -4.7191e-09 | -0.0048337 | -0.0048184 | -1.1069e-07 | 0.0048779 | 0.0048484 | 8.8582e-08 | -0.0048583 | -0.0048309 | 0 | -154.5798 | 63.9359 | 0 | 25.4203 | -116.0641 |  | 1.2583 | 0.95853 | 0.9568 | 1.2579 | 0.95587 | 0.95396 | -0.042041 | -109.362 | 109.0467 | -0.046775 | -109.434 | 109.0099
Line5_6_7 | 0 | 0.031045 | 0.030971 | 0 | 0.031045 | 0.030971 | 0 | 0.0071696 | 0.0071524 | 0 | 0.0071696 | 0.0071524 | 3.76e-09 | 0.0048337 | 0.0048184 | -3.7592e-09 | -0.0048264 | -0.0048072 | -8.8586e-08 | 0.0048583 | 0.0048309 | 6.6452e-08 | -0.0048387 | -0.0048134 | 0 | -154.5797 | 63.9359 | 0 | 25.4205 | -116.0642 |  | 1.2579 | 0.95587 | 0.95396 | 1.2576 | 0.95322 | 0.95112 | -0.046775 | -109.434 | 109.0099 | -0.051511 | -109.5064 | 108.9729
Line6_7_8 | 0 | 0.031045 | 0.030971 | 0 | 0.031045 | 0.030971 | 0 | 0.0071696 | 0.0071524 | 0 | 0.0071696 | 0.0071524 | 2.8017e-09 | 0.0048264 | 0.0048072 | -2.8158e-09 | -0.0048191 | -0.0047959 | -6.6456e-08 | 0.0048387 | 0.0048134 | 4.4299e-08 | -0.0048191 | -0.0047959 | 0 | -154.5795 | 63.9358 | 0 | 25.4206 | -116.0643 |  | 1.2576 | 0.95322 | 0.95112 | 1.2573 | 0.95057 | 0.94828 | -0.051511 | -109.5064 | 108.9729 | -0.05625 | -109.5792 | 108.9356
Line7_8_9 | 0 | 0 | 0 | 0 | 0 | 0 | 0 | 0 | 0 | 0 | 0 | 0 | 9.3002e-10 | -1.6068e-08 | 1.5522e-08 | -9.5577e-10 | 2.8618e-10 | 2.8584e-10 | -2.2152e-08 | 4.9544e-09 | 6.1205e-09 | -4.7521e-12 | 6.6196e-10 | -7.0064e-10 | 0 | 0 | 0 | 0 | 0 | 0 |  | 1.2573 | 0.95057 | 0.94828 | 1.2573 | 0.95057 | 0.94828 | -0.05625 | -109.5792 | 108.9356 | -0.05625 | -109.5792 | 108.9356
Line8_8_10 | 0 | 0 | 0 | 0 | 0 | 0 | 0 | 0 | 0 | 0 | 0 | 0 | 9.3002e-10 | -1.6068e-08 | 1.5522e-08 | -9.5577e-10 | 2.8618e-10 | 2.8584e-10 | -2.2152e-08 | 4.9544e-09 | 6.1205e-09 | -4.7523e-12 | 6.6196e-10 | -7.0064e-10 | 0 | 0 | 0 | 0 | 0 | 0 |  | 1.2573 | 0.95057 | 0.94828 | 1.2573 | 0.95057 | 0.94828 | -0.05625 | -109.5792 | 108.9356 | -0.05625 | -109.5792 | 108.9356
Line9_3_11 | 0 | 0 | 0 | 0 | 0 | 0 | 0 | 0 | 0 | 0 | 0 | 0 | 6.9152e-09 | -1.1305e-07 | 1.0938e-07 | -6.8898e-09 | 9.7152e-08 | -9.3502e-08 | -1.5431e-07 | 3.3922e-08 | 4.357e-08 | 1.3226e-07 | -2.8388e-08 | -3.8046e-08 | 0 | 0 | 0 | 0 | 0 | 0 |  | 1.2586 | 0.96118 | 0.95964 | 1.2586 | 0.96118 | 0.95964 | -0.037309 | -109.2904 | 109.0833 | -0.03731 | -109.2904 | 109.0833

## LLG_max_fault_10
name | pf_ikss_a_from_ka | pf_ikss_b_from_ka | pf_ikss_c_from_ka | pf_ikss_a_to_ka | pf_ikss_b_to_ka | pf_ikss_c_to_ka | pf_skss_a_from_mw | pf_skss_b_from_mw | pf_skss_c_from_mw | pf_skss_a_to_mw | pf_skss_b_to_mw | pf_skss_c_to_mw | pf_p_a_from_mw | pf_p_b_from_mw | pf_p_c_from_mw | pf_p_a_to_mw | pf_p_b_to_mw | pf_p_c_to_mw | pf_q_a_from_mvar | pf_q_b_from_mvar | pf_q_c_from_mvar | pf_q_a_to_mvar | pf_q_b_to_mvar | pf_q_c_to_mvar | pf_ikss_a_from_degree | pf_ikss_b_from_degree | pf_ikss_c_from_degree | pf_ikss_a_to_degree | pf_ikss_b_to_degree | pf_ikss_c_to_degree | 3xI0 | pf_vm_a_from_pu | pf_vm_b_from_pu | pf_vm_c_from_pu | pf_vm_a_to_pu | pf_vm_b_to_pu | pf_vm_c_to_pu | pf_va_a_from_degree | pf_va_b_from_degree | pf_va_c_from_degree | pf_va_a_to_degree | pf_va_b_to_degree | pf_va_c_to_degree
Line0_1_2 | 0 | 0.032521 | 0.032441 | 0 | 0.032521 | 0.032441 | 0 | 0.0075104 | 0.007492 | 0 | 0.0075104 | 0.007492 | 6.2832e-09 | 0.00532 | 0.0053116 | -6.2498e-09 | -0.0053121 | -0.0052992 | -1.4572e-07 | 0.0053741 | 0.0053389 | 1.2148e-07 | -0.0053526 | -0.0053197 | 0 | -154.5867 | 63.9325 | 0 | 25.4134 | -116.0676 |  | 1.3185 | 1.0069 | 1.0052 | 1.3181 | 1.0041 | 1.0022 | -0.038451 | -109.2972 | 109.0798 | -0.043183 | -109.3688 | 109.0432
Line10_11_12 | 0 | 0 | 0 | 0 | 0 | 0 | 0 | 0 | 0 | 0 | 0 | 0 | 6.5042e-09 | -1.0634e-07 | 1.0288e-07 | -6.4763e-09 | 8.8889e-08 | -8.5455e-08 | -1.4515e-07 | 3.1921e-08 | 4.0978e-08 | 1.2096e-07 | -2.5846e-08 | -3.4917e-08 | 0 | 0 | 0 | 0 | 0 | 0 |  | 1.3185 | 1.0069 | 1.0052 | 1.3185 | 1.0069 | 1.0052 | -0.038452 | -109.2972 | 109.0798 | -0.038452 | -109.2972 | 109.0798
Line11_12_13 | 0 | 0 | 0 | 0 | 0 | 0 | 0 | 0 | 0 | 0 | 0 | 0 | 5.4202e-09 | -8.8616e-08 | 8.5731e-08 | -5.3923e-09 | 7.1166e-08 | -6.8309e-08 | -1.2096e-07 | 2.6601e-08 | 3.4149e-08 | 9.6763e-08 | -2.0526e-08 | -2.8087e-08 | 0 | 0 | 0 | 0 | 0 | 0 |  | 1.3185 | 1.0069 | 1.0052 | 1.3185 | 1.0069 | 1.0052 | -0.038452 | -109.2972 | 109.0798 | -0.038453 | -109.2972 | 109.0798
Line12_13_15 | 0 | 0 | 0 | 0 | 0 | 0 | 0 | 0 | 0 | 0 | 0 | 0 | 3.2521e-09 | -5.317e-08 | 5.1439e-08 | -3.2242e-09 | 3.572e-08 | -3.4017e-08 | -7.2575e-08 | 1.596e-08 | 2.0489e-08 | 4.838e-08 | -9.886e-09 | -1.4428e-08 | 0 | 0 | 0 | 0 | 0 | 0 |  | 1.3185 | 1.0069 | 1.0052 | 1.3185 | 1.0069 | 1.0052 | -0.038453 | -109.2972 | 109.0798 | -0.038453 | -109.2972 | 109.0798
Line13_13_14 | 0 | 0 | 0 | 0 | 0 | 0 | 0 | 0 | 0 | 0 | 0 | 0 | 1.084e-09 | -1.7723e-08 | 1.7146e-08 | -1.0562e-09 | 2.7318e-10 | 2.7596e-10 | -2.4192e-08 | 5.3201e-09 | 6.8297e-09 | -3.569e-12 | 7.5419e-10 | -7.6806e-10 | 0 | 0 | 0 | 0 | 0 | 0 |  | 1.3185 | 1.0069 | 1.0052 | 1.3185 | 1.0069 | 1.0052 | -0.038453 | -109.2972 | 109.0798 | -0.038453 | -109.2972 | 109.0798
Line14_15_16 | 0 | 0 | 0 | 0 | 0 | 0 | 0 | 0 | 0 | 0 | 0 | 0 | 2.1681e-09 | -3.5446e-08 | 3.4292e-08 | -2.1402e-09 | 1.7996e-08 | -1.687e-08 | -4.8383e-08 | 1.064e-08 | 1.3659e-08 | 2.4188e-08 | -4.5659e-09 | -7.5978e-09 | 0 | 0 | 0 | 0 | 0 | 0 |  | 1.3185 | 1.0069 | 1.0052 | 1.3185 | 1.0069 | 1.0052 | -0.038453 | -109.2972 | 109.0798 | -0.038453 | -109.2972 | 109.0798
Line15_16_17 | 0 | 0 | 0 | 0 | 0 | 0 | 0 | 0 | 0 | 0 | 0 | 0 | 1.084e-09 | -1.7723e-08 | 1.7146e-08 | -1.0562e-09 | 2.7318e-10 | 2.7596e-10 | -2.4192e-08 | 5.3201e-09 | 6.8297e-09 | -3.5688e-12 | 7.5419e-10 | -7.6806e-10 | 0 | 0 | 0 | 0 | 0 | 0 |  | 1.3185 | 1.0069 | 1.0052 | 1.3185 | 1.0069 | 1.0052 | -0.038453 | -109.2972 | 109.0798 | -0.038453 | -109.2972 | 109.0798
Line16_4_18 | 0 | 0 | 0 | 0 | 0 | 0 | 0 | 0 | 0 | 0 | 0 | 0 | 1.0922e-09 | -1.7702e-08 | 1.7115e-08 | -1.0543e-09 | 2.7267e-10 | 2.7621e-10 | -2.4149e-08 | 5.3092e-09 | 6.834e-09 | -4.0066e-12 | 7.5326e-10 | -7.6669e-10 | 0 | 0 | 0 | 0 | 0 | 0 |  | 1.3181 | 1.0071 | 1.0052 | 1.3181 | 1.0071 | 1.0052 | -0.043181 | -109.3128 | 109.0995 | -0.043181 | -109.3128 | 109.0995
Line17_5_19 | 0 | 0 | 0 | 0 | 0 | 0 | 0 | 0 | 0 | 0 | 0 | 0 | 1.084e-09 | -1.7723e-08 | 1.7146e-08 | -1.0562e-09 | 2.7318e-10 | 2.7596e-10 | -2.4192e-08 | 5.3201e-09 | 6.8297e-09 | -3.5687e-12 | 7.5419e-10 | -7.6806e-10 | 0 | 0 | 0 | 0 | 0 | 0 |  | 1.3185 | 1.0069 | 1.0052 | 1.3185 | 1.0069 | 1.0052 | -0.038451 | -109.2972 | 109.0798 | -0.038451 | -109.2972 | 109.0798
Line1_1_3 | 0 | 0 | 0 | 0 | 0 | 0 | 0 | 0 | 0 | 0 | 0 | 0 | 8.6723e-09 | -1.4179e-07 | 1.3717e-07 | -8.6444e-09 | 1.2434e-07 | -1.1975e-07 | -1.9353e-07 | 4.2561e-08 | 5.4638e-08 | 1.6934e-07 | -3.6487e-08 | -4.8576e-08 | 0 | 0 | 0 | 0 | 0 | 0 |  | 1.3185 | 1.0069 | 1.0052 | 1.3185 | 1.0069 | 1.0052 | -0.038451 | -109.2972 | 109.0798 | -0.038451 | -109.2972 | 109.0798
Line2_1_4 | 0.0071433 | 0.0071433 | 0.0071433 | 0.0071433 | 0.0071433 | 0.0071433 | 0.0016497 | 0.0016497 | 0.0016497 | 0.0016497 | 0.0016497 | 0.0016497 | 0.0015355 | 0.00072383 | -0.0014931 | -0.0015352 | -0.00072359 | 0.0014934 | 0.0015405 | -0.001495 | 0.00072142 | -0.00154 | 0.0014955 | -0.0007209 | -45.1321 | -45.1321 | -45.1321 | 134.8675 | 134.8675 | 134.8675 |  | 1.3185 | 1.0069 | 1.0052 | 1.3181 | 1.0071 | 1.0052 | -0.038451 | -109.2972 | 109.0798 | -0.043181 | -109.3128 | 109.0995
Line3_1_5 | 0 | 0 | 0 | 0 | 0 | 0 | 0 | 0 | 0 | 0 | 0 | 0 | 2.1681e-09 | -3.5446e-08 | 3.4292e-08 | -2.1402e-09 | 1.7996e-08 | -1.687e-08 | -4.8383e-08 | 1.064e-08 | 1.3659e-08 | 2.4188e-08 | -4.5659e-09 | -7.5978e-09 | 0 | 0 | 0 | 0 | 0 | 0 |  | 1.3185 | 1.0069 | 1.0052 | 1.3185 | 1.0069 | 1.0052 | -0.038451 | -109.2972 | 109.0798 | -0.038451 | -109.2972 | 109.0798
Line4_2_6 | 0 | 0.032521 | 0.032441 | 0 | 0.032521 | 0.032441 | 0 | 0.0075104 | 0.007492 | 0 | 0.0075104 | 0.007492 | 5.1955e-09 | 0.0053121 | 0.0052992 | -5.1784e-09 | -0.0053041 | -0.0052868 | -1.2148e-07 | 0.0053526 | 0.0053197 | 9.7214e-08 | -0.0053311 | -0.0053005 | 0 | -154.5866 | 63.9324 | 0 | 25.4135 | -116.0676 |  | 1.3181 | 1.0041 | 1.0022 | 1.3178 | 1.0013 | 0.99925 | -0.043183 | -109.3688 | 109.0432 | -0.047917 | -109.4408 | 109.0064
Line5_6_7 | 0 | 0.032521 | 0.032441 | 0 | 0.032521 | 0.032441 | 0 | 0.0075104 | 0.007492 | 0 | 0.0075104 | 0.007492 | 4.1259e-09 | 0.0053041 | 0.0052868 | -4.125e-09 | -0.0052961 | -0.0052745 | -9.7219e-08 | 0.0053311 | 0.0053005 | 7.2927e-08 | -0.0053096 | -0.0052813 | 0 | -154.5865 | 63.9324 | 0 | 25.4136 | -116.0677 |  | 1.3178 | 1.0013 | 0.99925 | 1.3175 | 0.99853 | 0.99628 | -0.047917 | -109.4408 | 109.0064 | -0.052653 | -109.5132 | 108.9694
Line6_7_8 | 0 | 0.032521 | 0.032441 | 0 | 0.032521 | 0.032441 | 0 | 0.0075104 | 0.007492 | 0 | 0.0075104 | 0.007492 | 3.0744e-09 | 0.0052961 | 0.0052745 | -3.0898e-09 | -0.0052881 | -0.0052621 | -7.2932e-08 | 0.0053096 | 0.0052813 | 4.8616e-08 | -0.0052882 | -0.0052621 | 0 | -154.5864 | 63.9323 | 0 | 25.4138 | -116.0677 |  | 1.3175 | 0.99853 | 0.99628 | 1.3172 | 0.99576 | 0.9933 | -0.052653 | -109.5132 | 108.9694 | -0.057392 | -109.586 | 108.9322
Line7_8_9 | 0 | 0 | 0 | 0 | 0 | 0 | 0 | 0 | 0 | 0 | 0 | 0 | 1.0205e-09 | -1.7632e-08 | 1.7032e-08 | -1.0488e-09 | 3.1445e-10 | 3.141e-10 | -2.4311e-08 | 5.4391e-09 | 6.7158e-09 | -5.3211e-12 | 7.2597e-10 | -7.691e-10 | 0 | 0 | 0 | 0 | 0 | 0 |  | 1.3172 | 0.99576 | 0.9933 | 1.3172 | 0.99576 | 0.9933 | -0.057392 | -109.586 | 108.9322 | -0.057392 | -109.586 | 108.9322
Line8_8_10 | 0 | 0 | 0 | 0 | 0 | 0 | 0 | 0 | 0 | 0 | 0 | 0 | 1.0205e-09 | -1.7632e-08 | 1.7032e-08 | -1.0488e-09 | 3.1445e-10 | 3.141e-10 | -2.4311e-08 | 5.4391e-09 | 6.7158e-09 | -5.3209e-12 | 7.2597e-10 | -7.691e-10 | 0 | 0 | 0 | 0 | 0 | 0 |  | 1.3172 | 0.99576 | 0.9933 | 1.3172 | 0.99576 | 0.9933 | -0.057392 | -109.586 | 108.9322 | -0.057392 | -109.586 | 108.9322
Line9_3_11 | 0 | 0 | 0 | 0 | 0 | 0 | 0 | 0 | 0 | 0 | 0 | 0 | 7.5882e-09 | -1.2406e-07 | 1.2002e-07 | -7.5604e-09 | 1.0661e-07 | -1.026e-07 | -1.6934e-07 | 3.7241e-08 | 4.7808e-08 | 1.4515e-07 | -3.1166e-08 | -4.1746e-08 | 0 | 0 | 0 | 0 | 0 | 0 |  | 1.3185 | 1.0069 | 1.0052 | 1.3185 | 1.0069 | 1.0052 | -0.038451 | -109.2972 | 109.0798 | -0.038452 | -109.2972 | 109.0798

## LLG_min_6
name | pf_ikss_a_from_ka | pf_ikss_b_from_ka | pf_ikss_c_from_ka | pf_ikss_a_to_ka | pf_ikss_b_to_ka | pf_ikss_c_to_ka | pf_skss_a_from_mw | pf_skss_b_from_mw | pf_skss_c_from_mw | pf_skss_a_to_mw | pf_skss_b_to_mw | pf_skss_c_to_mw | pf_p_a_from_mw | pf_p_b_from_mw | pf_p_c_from_mw | pf_p_a_to_mw | pf_p_b_to_mw | pf_p_c_to_mw | pf_q_a_from_mvar | pf_q_b_from_mvar | pf_q_c_from_mvar | pf_q_a_to_mvar | pf_q_b_to_mvar | pf_q_c_to_mvar | pf_ikss_a_from_degree | pf_ikss_b_from_degree | pf_ikss_c_from_degree | pf_ikss_a_to_degree | pf_ikss_b_to_degree | pf_ikss_c_to_degree | 3xI0 | pf_vm_a_from_pu | pf_vm_b_from_pu | pf_vm_c_from_pu | pf_vm_a_to_pu | pf_vm_b_to_pu | pf_vm_c_to_pu | pf_va_a_from_degree | pf_va_b_from_degree | pf_va_c_from_degree | pf_va_a_to_degree | pf_va_b_to_degree | pf_va_c_to_degree
Line0_1_2 | 1.0228e-06 | 1.4583 | 1.4521 | 0 | 1.4583 | 1.4521 | 2.362e-07 | 0.33677 | 0.33534 | 0 | 0.33677 | 0.33534 | 1.4461e-08 | 0.16231 | 0.16291 | -1.4437e-08 | -0.12173 | -0.12218 | -3.3411e-07 | 0.17083 | 0.16794 | 2.7848e-07 | -0.12812 | -0.12596 | 87.4536 | -143.7617 | 38.02 | 0 | 36.2383 | -141.98 |  | 1.4159 | 0.69971 | 0.69773 | 1.4149 | 0.52478 | 0.5233 | -0.068068 | -97.2966 | 83.8912 | -0.068821 | -97.2966 | 83.8912
Line10_11_12 | 1.0175e-06 | 1.0296e-06 | 1.0058e-06 | 0 | 0 | 0 | 2.3498e-07 | 2.3778e-07 | 2.3228e-07 | 0 | 0 | 0 | 1.4582e-08 | -1.657e-07 | 1.6184e-07 | -1.457e-08 | 1.3853e-07 | -1.3469e-07 | -3.3238e-07 | 1.4992e-08 | -8.6108e-09 | 2.7698e-07 | -1.1553e-08 | 5.7433e-09 | 87.42 | 87.8733 | 86.9368 | 0 | 0 | 0 |  | 1.4159 | 0.69971 | 0.69773 | 1.4159 | 0.69971 | 0.69773 | -0.068073 | -97.2966 | 83.8912 | -0.068074 | -97.2966 | 83.8912
Line11_12_13 | 0 | 0 | 0 | 0 | 0 | 0 | 0 | 0 | 0 | 0 | 0 | 0 | 1.2151e-08 | -1.3808e-07 | 1.3486e-07 | -1.214e-08 | 1.1092e-07 | -1.0771e-07 | -2.7699e-07 | 1.2493e-08 | -7.1756e-09 | 2.2158e-07 | -9.054e-09 | 4.3082e-09 | 0 | 0 | 0 | 0 | 0 | 0 |  | 1.4159 | 0.69971 | 0.69773 | 1.4159 | 0.69971 | 0.69773 | -0.068074 | -97.2966 | 83.8912 | -0.068076 | -97.2966 | 83.8912
Line12_13_15 | 0 | 0 | 0 | 0 | 0 | 0 | 0 | 0 | 0 | 0 | 0 | 0 | 7.2908e-09 | -8.2849e-08 | 8.0918e-08 | -7.2791e-09 | 5.5686e-08 | -5.3767e-08 | -1.6619e-07 | 7.496e-09 | -4.3054e-09 | 1.1079e-07 | -4.0566e-09 | 1.438e-09 | 0 | 0 | 0 | 0 | 0 | 0 |  | 1.4159 | 0.69971 | 0.69773 | 1.4159 | 0.69971 | 0.69773 | -0.068076 | -97.2966 | 83.8912 | -0.068076 | -97.2966 | 83.8912
Line13_13_14 | 0 | 0 | 0 | 0 | 0 | 0 | 0 | 0 | 0 | 0 | 0 | 0 | 2.4303e-09 | -2.7616e-08 | 2.6973e-08 | -2.4185e-09 | 4.5329e-10 | 1.7851e-10 | -5.5397e-08 | 2.4987e-09 | -1.4351e-09 | -5.8595e-12 | 9.4071e-10 | -1.4323e-09 | 0 | 0 | 0 | 0 | 0 | 0 |  | 1.4159 | 0.69971 | 0.69773 | 1.4159 | 0.69971 | 0.69773 | -0.068076 | -97.2966 | 83.8912 | -0.068076 | -97.2966 | 83.8912
Line14_15_16 | 0 | 0 | 0 | 0 | 0 | 0 | 0 | 0 | 0 | 0 | 0 | 0 | 4.8605e-09 | -5.5233e-08 | 5.3945e-08 | -4.8488e-09 | 2.807e-08 | -2.6794e-08 | -1.1079e-07 | 4.9974e-09 | -2.8703e-09 | 5.5391e-08 | -1.558e-09 | 2.8312e-12 | 0 | 0 | 0 | 0 | 0 | 0 |  | 1.4159 | 0.69971 | 0.69773 | 1.4159 | 0.69971 | 0.69773 | -0.068076 | -97.2966 | 83.8912 | -0.068077 | -97.2966 | 83.8912
Line15_16_17 | 0 | 0 | 0 | 0 | 0 | 0 | 0 | 0 | 0 | 0 | 0 | 0 | 2.4303e-09 | -2.7616e-08 | 2.6973e-08 | -2.4185e-09 | 4.5328e-10 | 1.7851e-10 | -5.5397e-08 | 2.4987e-09 | -1.4351e-09 | -5.8599e-12 | 9.4071e-10 | -1.4323e-09 | 0 | 0 | 0 | 0 | 0 | 0 |  | 1.4159 | 0.69971 | 0.69773 | 1.4159 | 0.69971 | 0.69773 | -0.068077 | -97.2966 | 83.8912 | -0.068077 | -97.2966 | 83.8912
Line16_4_18 | 0 | 0 | 0 | 0 | 0 | 0 | 0 | 0 | 0 | 0 | 0 | 0 | 2.4254e-09 | -2.7565e-08 | 2.6917e-08 | -2.4122e-09 | 4.5424e-10 | 1.8063e-10 | -5.5253e-08 | 2.5293e-09 | -1.3955e-09 | -5.9195e-12 | 9.3799e-10 | -1.4295e-09 | 0 | 0 | 0 | 0 | 0 | 0 |  | 1.4149 | 0.69985 | 0.69761 | 1.4149 | 0.69985 | 0.69761 | -0.068815 | -97.3707 | 83.9656 | -0.068815 | -97.3707 | 83.9656
Line17_5_19 | 0 | 0 | 0 | 0 | 0 | 0 | 0 | 0 | 0 | 0 | 0 | 0 | 2.4303e-09 | -2.7616e-08 | 2.6973e-08 | -2.4185e-09 | 4.5329e-10 | 1.7851e-10 | -5.5397e-08 | 2.4987e-09 | -1.4351e-09 | -5.8593e-12 | 9.4071e-10 | -1.4323e-09 | 0 | 0 | 0 | 0 | 0 | 0 |  | 1.4159 | 0.69971 | 0.69773 | 1.4159 | 0.69971 | 0.69773 | -0.068069 | -97.2966 | 83.8912 | -0.068069 | -97.2966 | 83.8912
Line1_1_3 | 1.3567e-06 | 1.3728e-06 | 1.341e-06 | 1.1874e-06 | 1.2035e-06 | 1.1719e-06 | 3.1331e-07 | 3.1703e-07 | 3.097e-07 | 2.7422e-07 | 2.7793e-07 | 2.7063e-07 | 1.9442e-08 | -2.2093e-07 | 2.1578e-07 | -1.943e-08 | 1.9377e-07 | -1.8863e-07 | -4.4318e-07 | 1.9989e-08 | -1.1481e-08 | 3.8777e-07 | -1.655e-08 | 8.6136e-09 | 87.42 | 87.8733 | 86.9368 | -92.9366 | -92.4147 | -93.4943 |  | 1.4159 | 0.69971 | 0.69773 | 1.4159 | 0.69971 | 0.69773 | -0.068068 | -97.2966 | 83.8912 | -0.068071 | -97.2966 | 83.8912
Line2_1_4 | 0.015225 | 0.015225 | 0.015225 | 0.015225 | 0.015225 | 0.015225 | 0.003516 | 0.003516 | 0.003516 | 0.003516 | 0.003516 | 0.003516 | 0.0035193 | 0.0015074 | -0.001543 | -0.0035171 | -0.0015052 | 0.0015452 | 0.0035209 | -0.0019443 | 0.0019072 | -0.0035187 | 0.0019467 | -0.0019049 | -45.0815 | -45.0815 | -45.0815 | 134.918 | 134.918 | 134.918 |  | 1.4159 | 0.69971 | 0.69773 | 1.4149 | 0.69985 | 0.69761 | -0.068068 | -97.2966 | 83.8912 | -0.068815 | -97.3707 | 83.9656
Line3_1_5 | 0 | 0 | 0 | 0 | 0 | 0 | 0 | 0 | 0 | 0 | 0 | 0 | 4.8605e-09 | -5.5233e-08 | 5.3945e-08 | -4.8488e-09 | 2.807e-08 | -2.6794e-08 | -1.1079e-07 | 4.9974e-09 | -2.8703e-09 | 5.5391e-08 | -1.558e-09 | 2.8349e-12 | 0 | 0 | 0 | 0 | 0 | 0 |  | 1.4159 | 0.69971 | 0.69773 | 1.4159 | 0.69971 | 0.69773 | -0.068068 | -97.2966 | 83.8912 | -0.068069 | -97.2966 | 83.8912
Line4_2_6 | 0 | 1.4583 | 1.4521 | 0 | 1.4583 | 1.4521 | 0 | 0.33677 | 0.33534 | 0 | 0.33677 | 0.33534 | 1.2025e-08 | 0.12173 | 0.12218 | -1.2007e-08 | -0.081155 | -0.081456 | -2.7848e-07 | 0.12812 | 0.12596 | 2.2281e-07 | -0.085415 | -0.083971 | 0 | -143.7617 | 38.02 | 0 | 36.2383 | -141.98 |  | 1.4149 | 0.52478 | 0.5233 | 1.414 | 0.34986 | 0.34886 | -0.068821 | -97.2966 | 83.8912 | -0.069575 | -97.2966 | 83.8912
Line5_6_7 | 0 | 1.4583 | 1.4521 | 0 | 1.4583 | 1.4521 | 0 | 0.33677 | 0.33534 | 0 | 0.33677 | 0.33534 | 9.6009e-09 | 0.081155 | 0.081456 | -9.5877e-09 | -0.040577 | -0.040728 | -2.2282e-07 | 0.085415 | 0.083971 | 1.6711e-07 | -0.042707 | -0.041986 | 0 | -143.7617 | 38.02 | 0 | 36.2383 | -141.98 |  | 1.414 | 0.34986 | 0.34886 | 1.4131 | 0.17493 | 0.17443 | -0.069575 | -97.2966 | 83.8912 | -0.070329 | -97.2966 | 83.8912
Line6_7_8 | 0 | 1.4583 | 1.4521 | 0 | 1.4583 | 1.4521 | 0 | 0.33677 | 0.33534 | 0 | 0.33677 | 0.33534 | 7.188e-09 | 0.040577 | 0.040728 | -7.1801e-09 | -3.3037e-14 | 3.079e-14 | -1.6711e-07 | 0.042707 | 0.041986 | 1.1137e-07 | -5.2413e-14 | 7.0208e-14 | 0 | -143.7617 | 38.02 | 0 | 36.2384 | -141.98 |  | 1.4131 | 0.17493 | 0.17443 | 1.4122 | 0 | 0 | -0.070329 | -97.2966 | 83.8912 | -0.071084 | 0 | 0
Line7_8_9 | 0 | 0 | 0 | 0 | 0 | 0 | 0 | 0 | 0 | 0 | 0 | 0 | 2.3934e-09 | -7.7679e-21 | -7.9652e-21 | -2.3934e-09 | 7.1409e-18 | -1.2352e-17 | -5.5686e-08 | -8.7534e-22 | -2.4587e-21 | -6.1028e-12 | 2.2255e-17 | -1.9012e-18 | 0 | 0 | 0 | 0 | 0 | 0 |  | 1.4122 | 0 | 0 | 1.4122 | 0 | 0 | -0.071084 | 0 | 0 | -0.071084 | 0 | 0
Line8_8_10 | 0 | 0 | 0 | 0 | 0 | 0 | 0 | 0 | 0 | 0 | 0 | 0 | 2.3934e-09 | -7.7679e-21 | -7.9652e-21 | -2.3934e-09 | 7.1409e-18 | -1.2352e-17 | -5.5686e-08 | -8.7534e-22 | -2.4587e-21 | -6.1028e-12 | 2.2255e-17 | -1.9012e-18 | 0 | 0 | 0 | 0 | 0 | 0 |  | 1.4122 | 0 | 0 | 1.4122 | 0 | 0 | -0.071084 | 0 | 0 | -0.071084 | 0 | 0
Line9_3_11 | 1.1871e-06 | 1.2012e-06 | 1.1734e-06 | 1.0178e-06 | 1.0319e-06 | 1.0042e-06 | 2.7415e-07 | 2.774e-07 | 2.7099e-07 | 2.3506e-07 | 2.383e-07 | 2.3192e-07 | 1.7012e-08 | -1.9331e-07 | 1.8881e-07 | -1.7e-08 | 1.6615e-07 | -1.6166e-07 | -3.8778e-07 | 1.7491e-08 | -1.0046e-08 | 3.3238e-07 | -1.4051e-08 | 7.1785e-09 | 87.42 | 87.8733 | 86.9368 | -92.996 | -92.4626 | -93.5663 |  | 1.4159 | 0.69971 | 0.69773 | 1.4159 | 0.69971 | 0.69773 | -0.068071 | -97.2966 | 83.8912 | -0.068073 | -97.2966 | 83.8912

## LLG_min_10
name | pf_ikss_a_from_ka | pf_ikss_b_from_ka | pf_ikss_c_from_ka | pf_ikss_a_to_ka | pf_ikss_b_to_ka | pf_ikss_c_to_ka | pf_skss_a_from_mw | pf_skss_b_from_mw | pf_skss_c_from_mw | pf_skss_a_to_mw | pf_skss_b_to_mw | pf_skss_c_to_mw | pf_p_a_from_mw | pf_p_b_from_mw | pf_p_c_from_mw | pf_p_a_to_mw | pf_p_b_to_mw | pf_p_c_to_mw | pf_q_a_from_mvar | pf_q_b_from_mvar | pf_q_c_from_mvar | pf_q_a_to_mvar | pf_q_b_to_mvar | pf_q_c_to_mvar | pf_ikss_a_from_degree | pf_ikss_b_from_degree | pf_ikss_c_from_degree | pf_ikss_a_to_degree | pf_ikss_b_to_degree | pf_ikss_c_to_degree | 3xI0 | pf_vm_a_from_pu | pf_vm_b_from_pu | pf_vm_c_from_pu | pf_vm_a_to_pu | pf_vm_b_to_pu | pf_vm_c_to_pu | pf_va_a_from_degree | pf_va_b_from_degree | pf_va_c_from_degree | pf_va_a_to_degree | pf_va_b_to_degree | pf_va_c_to_degree
Line0_1_2 | 0 | 1.3815 | 1.3756 | 0 | 1.3815 | 1.3756 | 0 | 0.31905 | 0.31769 | 0 | 0.31905 | 0.31769 | 1.2979e-08 | 0.14567 | 0.14621 | -1.2958e-08 | -0.10926 | -0.10966 | -2.9987e-07 | 0.15332 | 0.15073 | 2.4994e-07 | -0.11499 | -0.11305 | 0 | -143.7617 | 38.02 | 0 | 36.2383 | -141.98 |  | 1.3413 | 0.66289 | 0.66101 | 1.3405 | 0.49716 | 0.49575 | -0.068068 | -97.2966 | 83.8912 | -0.068821 | -97.2966 | 83.8912
Line10_11_12 | 0 | 0 | 0 | 0 | 0 | 0 | 0 | 0 | 0 | 0 | 0 | 0 | 1.3087e-08 | -1.4871e-07 | 1.4525e-07 | -1.3077e-08 | 1.2434e-07 | -1.2088e-07 | -2.9832e-07 | 1.3456e-08 | -7.7282e-09 | 2.4859e-07 | -1.0369e-08 | 5.1547e-09 | 0 | 0 | 0 | 0 | 0 | 0 |  | 1.3413 | 0.66289 | 0.66101 | 1.3413 | 0.66289 | 0.66101 | -0.068073 | -97.2966 | 83.8912 | -0.068074 | -97.2966 | 83.8912
Line11_12_13 | 0 | 0 | 0 | 0 | 0 | 0 | 0 | 0 | 0 | 0 | 0 | 0 | 1.0906e-08 | -1.2393e-07 | 1.2104e-07 | -1.0895e-08 | 9.955e-08 | -9.6673e-08 | -2.486e-07 | 1.1213e-08 | -6.4402e-09 | 1.9887e-07 | -8.126e-09 | 3.8667e-09 | 0 | 0 | 0 | 0 | 0 | 0 |  | 1.3413 | 0.66289 | 0.66101 | 1.3413 | 0.66289 | 0.66101 | -0.068074 | -97.2966 | 83.8912 | -0.068076 | -97.2966 | 83.8912
Line12_13_15 | 0 | 0 | 0 | 0 | 0 | 0 | 0 | 0 | 0 | 0 | 0 | 0 | 6.5436e-09 | -7.4357e-08 | 7.2625e-08 | -6.533e-09 | 4.9978e-08 | -4.8256e-08 | -1.4916e-07 | 6.7277e-09 | -3.8641e-09 | 9.9433e-08 | -3.6409e-09 | 1.2906e-09 | 0 | 0 | 0 | 0 | 0 | 0 |  | 1.3413 | 0.66289 | 0.66101 | 1.3413 | 0.66289 | 0.66101 | -0.068076 | -97.2966 | 83.8912 | -0.068076 | -97.2966 | 83.8912
Line13_13_14 | 0 | 0 | 0 | 0 | 0 | 0 | 0 | 0 | 0 | 0 | 0 | 0 | 2.1812e-09 | -2.4786e-08 | 2.4208e-08 | -2.1706e-09 | 4.0683e-10 | 1.6021e-10 | -4.9719e-08 | 2.2426e-09 | -1.288e-09 | -5.259e-12 | 8.443e-10 | -1.2855e-09 | 0 | 0 | 0 | 0 | 0 | 0 |  | 1.3413 | 0.66289 | 0.66101 | 1.3413 | 0.66289 | 0.66101 | -0.068076 | -97.2966 | 83.8912 | -0.068076 | -97.2966 | 83.8912
Line14_15_16 | 0 | 0 | 0 | 0 | 0 | 0 | 0 | 0 | 0 | 0 | 0 | 0 | 4.3624e-09 | -4.9572e-08 | 4.8416e-08 | -4.3518e-09 | 2.5193e-08 | -2.4048e-08 | -9.9439e-08 | 4.4852e-09 | -2.5761e-09 | 4.9714e-08 | -1.3983e-09 | 2.5408e-12 | 0 | 0 | 0 | 0 | 0 | 0 |  | 1.3413 | 0.66289 | 0.66101 | 1.3413 | 0.66289 | 0.66101 | -0.068076 | -97.2966 | 83.8912 | -0.068077 | -97.2966 | 83.8912
Line15_16_17 | 0 | 0 | 0 | 0 | 0 | 0 | 0 | 0 | 0 | 0 | 0 | 0 | 2.1812e-09 | -2.4786e-08 | 2.4208e-08 | -2.1706e-09 | 4.0683e-10 | 1.6021e-10 | -4.9719e-08 | 2.2426e-09 | -1.288e-09 | -5.2592e-12 | 8.443e-10 | -1.2855e-09 | 0 | 0 | 0 | 0 | 0 | 0 |  | 1.3413 | 0.66289 | 0.66101 | 1.3413 | 0.66289 | 0.66101 | -0.068077 | -97.2966 | 83.8912 | -0.068077 | -97.2966 | 83.8912
Line16_4_18 | 0 | 0 | 0 | 0 | 0 | 0 | 0 | 0 | 0 | 0 | 0 | 0 | 2.1768e-09 | -2.474e-08 | 2.4158e-08 | -2.165e-09 | 4.0769e-10 | 1.6212e-10 | -4.959e-08 | 2.2701e-09 | -1.2525e-09 | -5.3126e-12 | 8.4185e-10 | -1.283e-09 | 0 | 0 | 0 | 0 | 0 | 0 |  | 1.3405 | 0.66301 | 0.6609 | 1.3405 | 0.66301 | 0.6609 | -0.068815 | -97.3707 | 83.9656 | -0.068815 | -97.3707 | 83.9656
Line17_5_19 | 0 | 0 | 0 | 0 | 0 | 0 | 0 | 0 | 0 | 0 | 0 | 0 | 2.1812e-09 | -2.4786e-08 | 2.4208e-08 | -2.1706e-09 | 4.0683e-10 | 1.6021e-10 | -4.9719e-08 | 2.2426e-09 | -1.288e-09 | -5.2586e-12 | 8.443e-10 | -1.2855e-09 | 0 | 0 | 0 | 0 | 0 | 0 |  | 1.3413 | 0.66289 | 0.66101 | 1.3413 | 0.66289 | 0.66101 | -0.068069 | -97.2966 | 83.8912 | -0.068069 | -97.2966 | 83.8912
Line1_1_3 | 1.2853e-06 | 1.3005e-06 | 1.2705e-06 | 1.1249e-06 | 1.1401e-06 | 1.1102e-06 | 2.9682e-07 | 3.0035e-07 | 2.934e-07 | 2.5979e-07 | 2.633e-07 | 2.5639e-07 | 1.7449e-08 | -1.9829e-07 | 1.9367e-07 | -1.7439e-08 | 1.7391e-07 | -1.693e-07 | -3.9775e-07 | 1.7941e-08 | -1.0304e-08 | 3.4803e-07 | -1.4854e-08 | 7.7308e-09 | 87.42 | 87.8733 | 86.9368 | -92.9366 | -92.4147 | -93.4943 |  | 1.3413 | 0.66289 | 0.66101 | 1.3413 | 0.66289 | 0.66101 | -0.068068 | -97.2966 | 83.8912 | -0.068071 | -97.2966 | 83.8912
Line2_1_4 | 0.014423 | 0.014423 | 0.014423 | 0.014424 | 0.014424 | 0.014424 | 0.003331 | 0.003331 | 0.003331 | 0.003331 | 0.003331 | 0.003331 | 0.0031586 | 0.0013529 | -0.0013848 | -0.0031566 | -0.0013509 | 0.0013868 | 0.0031601 | -0.0017451 | 0.0017118 | -0.003158 | 0.0017471 | -0.0017097 | -45.0815 | -45.0815 | -45.0815 | 134.918 | 134.918 | 134.918 |  | 1.3413 | 0.66289 | 0.66101 | 1.3405 | 0.66301 | 0.6609 | -0.068068 | -97.2966 | 83.8912 | -0.068815 | -97.3707 | 83.9656
Line3_1_5 | 0 | 0 | 0 | 0 | 0 | 0 | 0 | 0 | 0 | 0 | 0 | 0 | 4.3623e-09 | -4.9572e-08 | 4.8416e-08 | -4.3518e-09 | 2.5193e-08 | -2.4048e-08 | -9.9439e-08 | 4.4852e-09 | -2.5761e-09 | 4.9714e-08 | -1.3983e-09 | 2.5442e-12 | 0 | 0 | 0 | 0 | 0 | 0 |  | 1.3413 | 0.66289 | 0.66101 | 1.3413 | 0.66289 | 0.66101 | -0.068068 | -97.2966 | 83.8912 | -0.068069 | -97.2966 | 83.8912
Line4_2_6 | 0 | 1.3815 | 1.3756 | 0 | 1.3815 | 1.3756 | 0 | 0.31905 | 0.31769 | 0 | 0.31905 | 0.31769 | 1.0793e-08 | 0.10926 | 0.10966 | -1.0776e-08 | -0.072837 | -0.073107 | -2.4994e-07 | 0.11499 | 0.11305 | 1.9997e-07 | -0.07666 | -0.075365 | 0 | -143.7617 | 38.02 | 0 | 36.2383 | -141.98 |  | 1.3405 | 0.49716 | 0.49575 | 1.3396 | 0.33144 | 0.3305 | -0.068821 | -97.2966 | 83.8912 | -0.069575 | -97.2966 | 83.8912
Line5_6_7 | 0 | 1.3815 | 1.3756 | 0 | 1.3815 | 1.3756 | 0 | 0.31905 | 0.31769 | 0 | 0.31905 | 0.31769 | 8.6168e-09 | 0.072837 | 0.073107 | -8.605e-09 | -0.036419 | -0.036554 | -1.9998e-07 | 0.07666 | 0.075365 | 1.4998e-07 | -0.03833 | -0.037682 | 0 | -143.7617 | 38.02 | 0 | 36.2383 | -141.98 |  | 1.3396 | 0.33144 | 0.3305 | 1.3387 | 0.16572 | 0.16525 | -0.069575 | -97.2966 | 83.8912 | -0.070329 | -97.2966 | 83.8912
Line6_7_8 | 0 | 1.3815 | 1.3756 | 0 | 1.3815 | 1.3756 | 0 | 0.31905 | 0.31769 | 0 | 0.31905 | 0.31769 | 6.4513e-09 | 0.036419 | 0.036554 | -6.4442e-09 | -2.8002e-14 | 2.5879e-14 | -1.4998e-07 | 0.03833 | 0.037682 | 9.9952e-08 | -4.7283e-14 | 6.322e-14 | 0 | -143.7617 | 38.02 | 0 | 36.2384 | -141.98 |  | 1.3387 | 0.16572 | 0.16525 | 1.3379 | 0 | 0 | -0.070329 | -97.2966 | 83.8912 | -0.071084 | 0 | 0
Line7_8_9 | 0 | 0 | 0 | 0 | 0 | 0 | 0 | 0 | 0 | 0 | 0 | 0 | 2.1481e-09 | -6.8657e-21 | -7.0411e-21 | -2.1481e-09 | 6.409e-18 | -1.1086e-17 | -4.9979e-08 | -9.6726e-22 | -2.3659e-21 | -5.4772e-12 | 1.9974e-17 | -1.7064e-18 | 0 | 0 | 0 | 0 | 0 | 0 |  | 1.3379 | 0 | 0 | 1.3379 | 0 | 0 | -0.071084 | 0 | 0 | -0.071084 | 0 | 0
Line8_8_10 | 0 | 0 | 0 | 0 | 0 | 0 | 0 | 0 | 0 | 0 | 0 | 0 | 2.1481e-09 | -6.8657e-21 | -7.0411e-21 | -2.1481e-09 | 6.409e-18 | -1.1086e-17 | -4.9979e-08 | -9.6726e-22 | -2.3659e-21 | -5.4774e-12 | 1.9974e-17 | -1.7064e-18 | 0 | 0 | 0 | 0 | 0 | 0 |  | 1.3379 | 0 | 0 | 1.3379 | 0 | 0 | -0.071084 | 0 | 0 | -0.071084 | 0 | 0
Line9_3_11 | 1.1246e-06 | 1.138e-06 | 1.1117e-06 | 0 | 0 | 0 | 2.5972e-07 | 2.628e-07 | 2.5673e-07 | 0 | 0 | 0 | 1.5268e-08 | -1.735e-07 | 1.6946e-07 | -1.5258e-08 | 1.4912e-07 | -1.4509e-07 | -3.4803e-07 | 1.5698e-08 | -9.0163e-09 | 2.9831e-07 | -1.2611e-08 | 6.4427e-09 | 87.42 | 87.8733 | 86.9368 | 0 | 0 | 0 |  | 1.3413 | 0.66289 | 0.66101 | 1.3413 | 0.66289 | 0.66101 | -0.068071 | -97.2966 | 83.8912 | -0.068073 | -97.2966 | 83.8912

## LLG_min_fault_6
name | pf_ikss_a_from_ka | pf_ikss_b_from_ka | pf_ikss_c_from_ka | pf_ikss_a_to_ka | pf_ikss_b_to_ka | pf_ikss_c_to_ka | pf_skss_a_from_mw | pf_skss_b_from_mw | pf_skss_c_from_mw | pf_skss_a_to_mw | pf_skss_b_to_mw | pf_skss_c_to_mw | pf_p_a_from_mw | pf_p_b_from_mw | pf_p_c_from_mw | pf_p_a_to_mw | pf_p_b_to_mw | pf_p_c_to_mw | pf_q_a_from_mvar | pf_q_b_from_mvar | pf_q_c_from_mvar | pf_q_a_to_mvar | pf_q_b_to_mvar | pf_q_c_to_mvar | pf_ikss_a_from_degree | pf_ikss_b_from_degree | pf_ikss_c_from_degree | pf_ikss_a_to_degree | pf_ikss_b_to_degree | pf_ikss_c_to_degree | 3xI0 | pf_vm_a_from_pu | pf_vm_b_from_pu | pf_vm_c_from_pu | pf_vm_a_to_pu | pf_vm_b_to_pu | pf_vm_c_to_pu | pf_va_a_from_degree | pf_va_b_from_degree | pf_va_c_from_degree | pf_va_a_to_degree | pf_va_b_to_degree | pf_va_c_to_degree
Line0_1_2 | 0 | 0.027974 | 0.027941 | 0 | 0.027974 | 0.027941 | 0 | 0.0064604 | 0.0064526 | 0 | 0.0064604 | 0.0064526 | 4.6984e-09 | 0.0039642 | 0.0039677 | -4.6937e-09 | -0.0039514 | -0.0039516 | -1.0868e-07 | 0.0039795 | 0.0039573 | 9.0614e-08 | -0.0039628 | -0.0039438 | 0 | -154.4247 | 64.1642 | 0 | 25.5754 | -115.8359 |  | 1.1385 | 0.86946 | 0.86845 | 1.1381 | 0.86623 | 0.86521 | -0.026955 | -109.3147 | 109.0891 | -0.027335 | -109.3417 | 109.1076
Line10_11_12 | 0 | 0 | 0 | 0 | 0 | 0 | 0 | 0 | 0 | 0 | 0 | 0 | 4.7377e-09 | -7.9175e-08 | 7.6702e-08 | -4.7348e-09 | 6.6184e-08 | -6.3714e-08 | -1.0812e-07 | 2.3896e-08 | 3.0461e-08 | 9.0098e-08 | -1.9351e-08 | -2.5956e-08 | 0 | 0 | 0 | 0 | 0 | 0 |  | 1.1385 | 0.86946 | 0.86845 | 1.1385 | 0.86946 | 0.86845 | -0.026957 | -109.3147 | 109.0891 | -0.026958 | -109.3147 | 109.0891
Line11_12_13 | 0 | 0 | 0 | 0 | 0 | 0 | 0 | 0 | 0 | 0 | 0 | 0 | 3.9481e-09 | -6.5979e-08 | 6.3919e-08 | -3.9452e-09 | 5.2988e-08 | -5.093e-08 | -9.01e-08 | 1.9913e-08 | 2.5384e-08 | 7.2078e-08 | -1.5369e-08 | -2.088e-08 | 0 | 0 | 0 | 0 | 0 | 0 |  | 1.1385 | 0.86946 | 0.86845 | 1.1385 | 0.86946 | 0.86845 | -0.026958 | -109.3147 | 109.0891 | -0.026959 | -109.3147 | 109.0891
Line12_13_15 | 0 | 0 | 0 | 0 | 0 | 0 | 0 | 0 | 0 | 0 | 0 | 0 | 2.3688e-09 | -3.9588e-08 | 3.8351e-08 | -2.3659e-09 | 2.6596e-08 | -2.5363e-08 | -5.406e-08 | 1.1948e-08 | 1.523e-08 | 3.6038e-08 | -7.4036e-09 | -1.0726e-08 | 0 | 0 | 0 | 0 | 0 | 0 |  | 1.1385 | 0.86946 | 0.86845 | 1.1385 | 0.86946 | 0.86845 | -0.026959 | -109.3147 | 109.0891 | -0.026959 | -109.3147 | 109.0891
Line13_13_14 | 0 | 0 | 0 | 0 | 0 | 0 | 0 | 0 | 0 | 0 | 0 | 0 | 7.8961e-10 | -1.3196e-08 | 1.2784e-08 | -7.8671e-10 | 2.0426e-10 | 2.0499e-10 | -1.802e-08 | 3.9826e-09 | 5.0768e-09 | -1.8658e-12 | 5.6155e-10 | -5.726e-10 | 0 | 0 | 0 | 0 | 0 | 0 |  | 1.1385 | 0.86946 | 0.86845 | 1.1385 | 0.86946 | 0.86845 | -0.026959 | -109.3147 | 109.0891 | -0.026959 | -109.3147 | 109.0891
Line14_15_16 | 0 | 0 | 0 | 0 | 0 | 0 | 0 | 0 | 0 | 0 | 0 | 0 | 1.5792e-09 | -2.6392e-08 | 2.5567e-08 | -1.5763e-09 | 1.34e-08 | -1.2579e-08 | -3.604e-08 | 7.9652e-09 | 1.0154e-08 | 1.8018e-08 | -3.421e-09 | -5.6494e-09 | 0 | 0 | 0 | 0 | 0 | 0 |  | 1.1385 | 0.86946 | 0.86845 | 1.1385 | 0.86946 | 0.86845 | -0.026959 | -109.3147 | 109.0891 | -0.026959 | -109.3147 | 109.0891
Line15_16_17 | 0 | 0 | 0 | 0 | 0 | 0 | 0 | 0 | 0 | 0 | 0 | 0 | 7.8961e-10 | -1.3196e-08 | 1.2784e-08 | -7.8671e-10 | 2.0426e-10 | 2.0499e-10 | -1.802e-08 | 3.9826e-09 | 5.0768e-09 | -1.8659e-12 | 5.6155e-10 | -5.726e-10 | 0 | 0 | 0 | 0 | 0 | 0 |  | 1.1385 | 0.86946 | 0.86845 | 1.1385 | 0.86946 | 0.86845 | -0.026959 | -109.3147 | 109.0891 | -0.026959 | -109.3147 | 109.0891
Line16_4_18 | 0 | 0 | 0 | 0 | 0 | 0 | 0 | 0 | 0 | 0 | 0 | 0 | 7.884e-10 | -1.3171e-08 | 1.2758e-08 | -7.8492e-10 | 2.041e-10 | 2.0488e-10 | -1.7979e-08 | 3.9801e-09 | 5.0732e-09 | -1.8911e-12 | 5.6045e-10 | -5.7147e-10 | 0 | 0 | 0 | 0 | 0 | 0 |  | 1.1381 | 0.86958 | 0.86857 | 1.1381 | 0.86958 | 0.86857 | -0.027331 | -109.3375 | 109.1123 | -0.027331 | -109.3375 | 109.1123
Line17_5_19 | 0 | 0 | 0 | 0 | 0 | 0 | 0 | 0 | 0 | 0 | 0 | 0 | 7.8961e-10 | -1.3196e-08 | 1.2784e-08 | -7.8671e-10 | 2.0426e-10 | 2.0499e-10 | -1.802e-08 | 3.9826e-09 | 5.0768e-09 | -1.8658e-12 | 5.6155e-10 | -5.726e-10 | 0 | 0 | 0 | 0 | 0 | 0 |  | 1.1385 | 0.86946 | 0.86845 | 1.1385 | 0.86946 | 0.86845 | -0.026955 | -109.3147 | 109.0891 | -0.026955 | -109.3147 | 109.0891
Line1_1_3 | 0 | 0 | 0 | 0 | 0 | 0 | 0 | 0 | 0 | 0 | 0 | 0 | 6.3169e-09 | -1.0557e-07 | 1.0227e-07 | -6.314e-09 | 9.2576e-08 | -8.9281e-08 | -1.4416e-07 | 3.1861e-08 | 4.0614e-08 | 1.2614e-07 | -2.7317e-08 | -3.611e-08 | 0 | 0 | 0 | 0 | 0 | 0 |  | 1.1385 | 0.86946 | 0.86845 | 1.1385 | 0.86946 | 0.86845 | -0.026955 | -109.3147 | 109.0891 | -0.026956 | -109.3147 | 109.0891
Line2_1_4 | 0.0061591 | 0.0061591 | 0.0061591 | 0.0061592 | 0.0061592 | 0.0061592 | 0.0014224 | 0.0014224 | 0.0014224 | 0.0014224 | 0.0014224 | 0.0014224 | 0.0011448 | 0.00053675 | -0.0011115 | -0.0011445 | -0.0005364 | 0.0011118 | 0.0011453 | -0.0011141 | 0.00053905 | -0.0011449 | 0.0011145 | -0.00053867 | -45.0375 | -45.0375 | -45.0375 | 134.9621 | 134.9621 | 134.9621 |  | 1.1385 | 0.86946 | 0.86845 | 1.1381 | 0.86958 | 0.86857 | -0.026955 | -109.3147 | 109.0891 | -0.027331 | -109.3375 | 109.1123
Line3_1_5 | 0 | 0 | 0 | 0 | 0 | 0 | 0 | 0 | 0 | 0 | 0 | 0 | 1.5792e-09 | -2.6392e-08 | 2.5567e-08 | -1.5763e-09 | 1.34e-08 | -1.2579e-08 | -3.604e-08 | 7.9652e-09 | 1.0154e-08 | 1.8018e-08 | -3.421e-09 | -5.6494e-09 | 0 | 0 | 0 | 0 | 0 | 0 |  | 1.1385 | 0.86946 | 0.86845 | 1.1385 | 0.86946 | 0.86845 | -0.026955 | -109.3147 | 109.0891 | -0.026955 | -109.3147 | 109.0891
Line4_2_6 | 0 | 0.027974 | 0.027941 | 0 | 0.027974 | 0.027941 | 0 | 0.0064604 | 0.0064526 | 0 | 0.0064604 | 0.0064526 | 3.9088e-09 | 0.0039514 | 0.0039516 | -3.9054e-09 | -0.0039385 | -0.0039355 | -9.0616e-08 | 0.0039628 | 0.0039438 | 7.2524e-08 | -0.0039462 | -0.0039303 | 0 | -154.4246 | 64.1641 | 0 | 25.5755 | -115.8359 |  | 1.1381 | 0.86623 | 0.86521 | 1.1377 | 0.863 | 0.86197 | -0.027335 | -109.3417 | 109.1076 | -0.027714 | -109.3689 | 109.1262
Line5_6_7 | 0 | 0.027974 | 0.027941 | 0 | 0.027974 | 0.027941 | 0 | 0.0064604 | 0.0064526 | 0 | 0.0064604 | 0.0064526 | 3.1223e-09 | 0.0039385 | 0.0039355 | -3.12e-09 | -0.0039257 | -0.0039194 | -7.2526e-08 | 0.0039462 | 0.0039303 | 5.441e-08 | -0.0039295 | -0.0039168 | 0 | -154.4245 | 64.1641 | 0 | 25.5757 | -115.836 |  | 1.1377 | 0.863 | 0.86197 | 1.1374 | 0.85977 | 0.85873 | -0.027714 | -109.3689 | 109.1262 | -0.028094 | -109.3963 | 109.145
Line6_7_8 | 0 | 0.027974 | 0.027941 | 0 | 0.027974 | 0.02794 | 0 | 0.0064604 | 0.0064526 | 0 | 0.0064604 | 0.0064526 | 2.3387e-09 | 0.0039257 | 0.0039194 | -2.3377e-09 | -0.0039129 | -0.0039033 | -5.4412e-08 | 0.0039295 | 0.0039168 | 3.6272e-08 | -0.0039129 | -0.0039033 | 0 | -154.4243 | 64.164 | 0 | 25.5758 | -115.836 |  | 1.1374 | 0.85977 | 0.85873 | 1.137 | 0.85654 | 0.8555 | -0.028094 | -109.3963 | 109.145 | -0.028474 | -109.424 | 109.1638
Line7_8_9 | 0 | 0 | 0 | 0 | 0 | 0 | 0 | 0 | 0 | 0 | 0 | 0 | 7.7907e-10 | -1.3132e-08 | 1.2647e-08 | -7.7953e-10 | 2.4283e-10 | 2.4331e-10 | -1.8137e-08 | 3.9907e-09 | 5.0467e-09 | -1.9683e-12 | 5.4761e-10 | -5.6024e-10 | 0 | 0 | 0 | 0 | 0 | 0 |  | 1.137 | 0.85654 | 0.8555 | 1.137 | 0.85654 | 0.8555 | -0.028474 | -109.424 | 109.1638 | -0.028474 | -109.424 | 109.1638
Line8_8_10 | 0 | 0 | 0 | 0 | 0 | 0 | 0 | 0 | 0 | 0 | 0 | 0 | 7.7907e-10 | -1.3132e-08 | 1.2647e-08 | -7.7953e-10 | 2.4283e-10 | 2.4331e-10 | -1.8137e-08 | 3.9907e-09 | 5.0467e-09 | -1.9683e-12 | 5.4761e-10 | -5.6024e-10 | 0 | 0 | 0 | 0 | 0 | 0 |  | 1.137 | 0.85654 | 0.8555 | 1.137 | 0.85654 | 0.8555 | -0.028474 | -109.424 | 109.1638 | -0.028474 | -109.424 | 109.1638
Line9_3_11 | 0 | 0 | 0 | 0 | 0 | 0 | 0 | 0 | 0 | 0 | 0 | 0 | 5.5273e-09 | -9.2371e-08 | 8.9486e-08 | -5.5244e-09 | 7.938e-08 | -7.6498e-08 | -1.2614e-07 | 2.7878e-08 | 3.5537e-08 | 1.0812e-07 | -2.3334e-08 | -3.1033e-08 | 0 | 0 | 0 | 0 | 0 | 0 |  | 1.1385 | 0.86946 | 0.86845 | 1.1385 | 0.86946 | 0.86845 | -0.026956 | -109.3147 | 109.0891 | -0.026957 | -109.3147 | 109.0891

## LLG_min_fault_10
name | pf_ikss_a_from_ka | pf_ikss_b_from_ka | pf_ikss_c_from_ka | pf_ikss_a_to_ka | pf_ikss_b_to_ka | pf_ikss_c_to_ka | pf_skss_a_from_mw | pf_skss_b_from_mw | pf_skss_c_from_mw | pf_skss_a_to_mw | pf_skss_b_to_mw | pf_skss_c_to_mw | pf_p_a_from_mw | pf_p_b_from_mw | pf_p_c_from_mw | pf_p_a_to_mw | pf_p_b_to_mw | pf_p_c_to_mw | pf_q_a_from_mvar | pf_q_b_from_mvar | pf_q_c_from_mvar | pf_q_a_to_mvar | pf_q_b_to_mvar | pf_q_c_to_mvar | pf_ikss_a_from_degree | pf_ikss_b_from_degree | pf_ikss_c_from_degree | pf_ikss_a_to_degree | pf_ikss_b_to_degree | pf_ikss_c_to_degree | 3xI0 | pf_vm_a_from_pu | pf_vm_b_from_pu | pf_vm_c_from_pu | pf_vm_a_to_pu | pf_vm_b_to_pu | pf_vm_c_to_pu | pf_va_a_from_degree | pf_va_b_from_degree | pf_va_c_from_degree | pf_va_a_to_degree | pf_va_b_to_degree | pf_va_c_to_degree
Line0_1_2 | 0 | 0.026502 | 0.02647 | 0 | 0.026502 | 0.02647 | 0 | 0.0061204 | 0.006113 | 0 | 0.0061204 | 0.006113 | 4.2168e-09 | 0.0035579 | 0.003561 | -4.2127e-09 | -0.0035464 | -0.0035466 | -9.7544e-08 | 0.0035716 | 0.0035517 | 8.1327e-08 | -0.0035567 | -0.0035396 | 0 | -154.4247 | 64.1642 | 0 | 25.5754 | -115.8359 |  | 1.0785 | 0.82369 | 0.82274 | 1.0782 | 0.82064 | 0.81968 | -0.026955 | -109.3147 | 109.0891 | -0.027335 | -109.3417 | 109.1076
Line10_11_12 | 0 | 0 | 0 | 0 | 0 | 0 | 0 | 0 | 0 | 0 | 0 | 0 | 4.2521e-09 | -7.106e-08 | 6.8841e-08 | -4.2495e-09 | 5.94e-08 | -5.7184e-08 | -9.7038e-08 | 2.1446e-08 | 2.7339e-08 | 8.0863e-08 | -1.7368e-08 | -2.3296e-08 | 0 | 0 | 0 | 0 | 0 | 0 |  | 1.0785 | 0.82369 | 0.82274 | 1.0785 | 0.82369 | 0.82274 | -0.026957 | -109.3147 | 109.0891 | -0.026958 | -109.3147 | 109.0891
Line11_12_13 | 0 | 0 | 0 | 0 | 0 | 0 | 0 | 0 | 0 | 0 | 0 | 0 | 3.5434e-09 | -5.9217e-08 | 5.7368e-08 | -3.5408e-09 | 4.7557e-08 | -4.571e-08 | -8.0865e-08 | 1.7872e-08 | 2.2782e-08 | 6.469e-08 | -1.3794e-08 | -1.874e-08 | 0 | 0 | 0 | 0 | 0 | 0 |  | 1.0785 | 0.82369 | 0.82274 | 1.0785 | 0.82369 | 0.82274 | -0.026958 | -109.3147 | 109.0891 | -0.026959 | -109.3147 | 109.0891
Line12_13_15 | 0 | 0 | 0 | 0 | 0 | 0 | 0 | 0 | 0 | 0 | 0 | 0 | 2.126e-09 | -3.553e-08 | 3.4421e-08 | -2.1234e-09 | 2.387e-08 | -2.2763e-08 | -4.8519e-08 | 1.0723e-08 | 1.3669e-08 | 3.2344e-08 | -6.6448e-09 | -9.6268e-09 | 0 | 0 | 0 | 0 | 0 | 0 |  | 1.0785 | 0.82369 | 0.82274 | 1.0785 | 0.82369 | 0.82274 | -0.026959 | -109.3147 | 109.0891 | -0.026959 | -109.3147 | 109.0891
Line13_13_14 | 0 | 0 | 0 | 0 | 0 | 0 | 0 | 0 | 0 | 0 | 0 | 0 | 7.0868e-10 | -1.1843e-08 | 1.1474e-08 | -7.0608e-10 | 1.8333e-10 | 1.8398e-10 | -1.6173e-08 | 3.5744e-09 | 4.5564e-09 | -1.6746e-12 | 5.0399e-10 | -5.1391e-10 | 0 | 0 | 0 | 0 | 0 | 0 |  | 1.0785 | 0.82369 | 0.82274 | 1.0785 | 0.82369 | 0.82274 | -0.026959 | -109.3147 | 109.0891 | -0.026959 | -109.3147 | 109.0891
Line14_15_16 | 0 | 0 | 0 | 0 | 0 | 0 | 0 | 0 | 0 | 0 | 0 | 0 | 1.4174e-09 | -2.3687e-08 | 2.2947e-08 | -1.4148e-09 | 1.2027e-08 | -1.129e-08 | -3.2346e-08 | 7.1488e-09 | 9.1129e-09 | 1.6171e-08 | -3.0704e-09 | -5.0704e-09 | 0 | 0 | 0 | 0 | 0 | 0 |  | 1.0785 | 0.82369 | 0.82274 | 1.0785 | 0.82369 | 0.82274 | -0.026959 | -109.3147 | 109.0891 | -0.026959 | -109.3147 | 109.0891
Line15_16_17 | 0 | 0 | 0 | 0 | 0 | 0 | 0 | 0 | 0 | 0 | 0 | 0 | 7.0868e-10 | -1.1843e-08 | 1.1474e-08 | -7.0608e-10 | 1.8333e-10 | 1.8398e-10 | -1.6173e-08 | 3.5744e-09 | 4.5564e-09 | -1.6746e-12 | 5.0399e-10 | -5.1391e-10 | 0 | 0 | 0 | 0 | 0 | 0 |  | 1.0785 | 0.82369 | 0.82274 | 1.0785 | 0.82369 | 0.82274 | -0.026959 | -109.3147 | 109.0891 | -0.026959 | -109.3147 | 109.0891
Line16_4_18 | 0 | 0 | 0 | 0 | 0 | 0 | 0 | 0 | 0 | 0 | 0 | 0 | 7.076e-10 | -1.1821e-08 | 1.1451e-08 | -7.0447e-10 | 1.8318e-10 | 1.8388e-10 | -1.6136e-08 | 3.5722e-09 | 4.5532e-09 | -1.6972e-12 | 5.03e-10 | -5.129e-10 | 0 | 0 | 0 | 0 | 0 | 0 |  | 1.0782 | 0.82382 | 0.82285 | 1.0782 | 0.82382 | 0.82285 | -0.027331 | -109.3375 | 109.1123 | -0.027331 | -109.3375 | 109.1123
Line17_5_19 | 0 | 0 | 0 | 0 | 0 | 0 | 0 | 0 | 0 | 0 | 0 | 0 | 7.0868e-10 | -1.1843e-08 | 1.1474e-08 | -7.0608e-10 | 1.8333e-10 | 1.8398e-10 | -1.6173e-08 | 3.5744e-09 | 4.5564e-09 | -1.6745e-12 | 5.0399e-10 | -5.1391e-10 | 0 | 0 | 0 | 0 | 0 | 0 |  | 1.0785 | 0.82369 | 0.82274 | 1.0785 | 0.82369 | 0.82274 | -0.026955 | -109.3147 | 109.0891 | -0.026955 | -109.3147 | 109.0891
Line1_1_3 | 0 | 0 | 0 | 0 | 0 | 0 | 0 | 0 | 0 | 0 | 0 | 0 | 5.6694e-09 | -9.4747e-08 | 9.1788e-08 | -5.6668e-09 | 8.3087e-08 | -8.0131e-08 | -1.2938e-07 | 2.8595e-08 | 3.6452e-08 | 1.1321e-07 | -2.4517e-08 | -3.2409e-08 | 0 | 0 | 0 | 0 | 0 | 0 |  | 1.0785 | 0.82369 | 0.82274 | 1.0785 | 0.82369 | 0.82274 | -0.026955 | -109.3147 | 109.0891 | -0.026956 | -109.3147 | 109.0891
Line2_1_4 | 0.0058349 | 0.0058349 | 0.0058349 | 0.005835 | 0.005835 | 0.005835 | 0.0013475 | 0.0013475 | 0.0013475 | 0.0013475 | 0.0013475 | 0.0013475 | 0.0010275 | 0.00048174 | -0.00099753 | -0.0010272 | -0.00048142 | 0.00099787 | 0.0010279 | -0.00099996 | 0.0004838 | -0.0010275 | 0.0010003 | -0.00048346 | -45.0375 | -45.0375 | -45.0375 | 134.9621 | 134.9621 | 134.9621 |  | 1.0785 | 0.82369 | 0.82274 | 1.0782 | 0.82382 | 0.82285 | -0.026955 | -109.3147 | 109.0891 | -0.027331 | -109.3375 | 109.1123
Line3_1_5 | 0 | 0 | 0 | 0 | 0 | 0 | 0 | 0 | 0 | 0 | 0 | 0 | 1.4174e-09 | -2.3687e-08 | 2.2947e-08 | -1.4148e-09 | 1.2027e-08 | -1.129e-08 | -3.2346e-08 | 7.1488e-09 | 9.1129e-09 | 1.6171e-08 | -3.0704e-09 | -5.0703e-09 | 0 | 0 | 0 | 0 | 0 | 0 |  | 1.0785 | 0.82369 | 0.82274 | 1.0785 | 0.82369 | 0.82274 | -0.026955 | -109.3147 | 109.0891 | -0.026955 | -109.3147 | 109.0891
Line4_2_6 | 0 | 0.026502 | 0.02647 | 0 | 0.026502 | 0.02647 | 0 | 0.0061204 | 0.006113 | 0 | 0.0061204 | 0.006113 | 3.5082e-09 | 0.0035464 | 0.0035466 | -3.5051e-09 | -0.0035349 | -0.0035321 | -8.1329e-08 | 0.0035567 | 0.0035396 | 6.5091e-08 | -0.0035417 | -0.0035275 | 0 | -154.4246 | 64.1641 | 0 | 25.5755 | -115.8359 |  | 1.0782 | 0.82064 | 0.81968 | 1.0778 | 0.81758 | 0.81661 | -0.027335 | -109.3417 | 109.1076 | -0.027714 | -109.3689 | 109.1262
Line5_6_7 | 0 | 0.026502 | 0.02647 | 0 | 0.026502 | 0.02647 | 0 | 0.0061204 | 0.006113 | 0 | 0.0061204 | 0.006113 | 2.8022e-09 | 0.0035349 | 0.0035321 | -2.8002e-09 | -0.0035233 | -0.0035177 | -6.5092e-08 | 0.0035417 | 0.0035275 | 4.8833e-08 | -0.0035268 | -0.0035154 | 0 | -154.4245 | 64.1641 | 0 | 25.5757 | -115.836 |  | 1.0778 | 0.81758 | 0.81661 | 1.0775 | 0.81452 | 0.81354 | -0.027714 | -109.3689 | 109.1262 | -0.028094 | -109.3963 | 109.145
Line6_7_8 | 0 | 0.026502 | 0.02647 | 0 | 0.026502 | 0.02647 | 0 | 0.0061204 | 0.006113 | 0 | 0.0061204 | 0.006113 | 2.099e-09 | 0.0035233 | 0.0035177 | -2.0981e-09 | -0.0035118 | -0.0035033 | -4.8835e-08 | 0.0035268 | 0.0035154 | 3.2555e-08 | -0.0035118 | -0.0035033 | 0 | -154.4243 | 64.164 | 0 | 25.5758 | -115.836 |  | 1.0775 | 0.81452 | 0.81354 | 1.0771 | 0.81146 | 0.81047 | -0.028094 | -109.3963 | 109.145 | -0.028474 | -109.424 | 109.1638
Line7_8_9 | 0 | 0 | 0 | 0 | 0 | 0 | 0 | 0 | 0 | 0 | 0 | 0 | 6.9922e-10 | -1.1786e-08 | 1.135e-08 | -6.9963e-10 | 2.1794e-10 | 2.1837e-10 | -1.6278e-08 | 3.5817e-09 | 4.5294e-09 | -1.7665e-12 | 4.9149e-10 | -5.0282e-10 | 0 | 0 | 0 | 0 | 0 | 0 |  | 1.0771 | 0.81146 | 0.81047 | 1.0771 | 0.81146 | 0.81047 | -0.028474 | -109.424 | 109.1638 | -0.028474 | -109.424 | 109.1638
Line8_8_10 | 0 | 0 | 0 | 0 | 0 | 0 | 0 | 0 | 0 | 0 | 0 | 0 | 6.9922e-10 | -1.1786e-08 | 1.135e-08 | -6.9963e-10 | 2.1794e-10 | 2.1837e-10 | -1.6278e-08 | 3.5817e-09 | 4.5294e-09 | -1.7666e-12 | 4.9149e-10 | -5.0282e-10 | 0 | 0 | 0 | 0 | 0 | 0 |  | 1.0771 | 0.81146 | 0.81047 | 1.0771 | 0.81146 | 0.81047 | -0.028474 | -109.424 | 109.1638 | -0.028474 | -109.424 | 109.1638
Line9_3_11 | 0 | 0 | 0 | 0 | 0 | 0 | 0 | 0 | 0 | 0 | 0 | 0 | 4.9608e-09 | -8.2904e-08 | 8.0315e-08 | -4.9582e-09 | 7.1244e-08 | -6.8657e-08 | -1.1321e-07 | 2.5021e-08 | 3.1895e-08 | 9.7036e-08 | -2.0942e-08 | -2.7853e-08 | 0 | 0 | 0 | 0 | 0 | 0 |  | 1.0785 | 0.82369 | 0.82274 | 1.0785 | 0.82369 | 0.82274 | -0.026956 | -109.3147 | 109.0891 | -0.026957 | -109.3147 | 109.0891