## LLL_max_6
name | pf_ikss_from_ka | pf_ikss_to_ka | pf_ip_from_ka | pf_ip_to_ka | pf_skss_from_mw | pf_skss_to_mw | pf_p_from_mw | pf_p_to_mw | pf_q_from_mvar | pf_q_to_mvar | pf_ikss_from_degree | pf_ikss_to_degree | pf_vm_from_pu | pf_vm_to_pu | pf_va_from_degree | pf_va_to_degree
Line0_1_2 | 2.1767 | 2.1767 | 0 | 0 | 1.508 | 1.508 | 0.56854 | -0.42641 | 1.1371 | -0.85282 | -67.8829 | 112.1171 | 0.84302 | 0.63226 | -4.4479 | -4.4479
Line10_11_12 | 0 | 0 | 0 | 0 | 0 | 0 | 0 | 0 | 0 | 0 | 0 | 0 | 0.84302 | 0.84302 | -4.4479 | -4.4479
Line11_12_13 | 0 | 0 | 0 | 0 | 0 | 0 | 0 | 0 | 0 | 0 | 0 | 0 | 0.84302 | 0.84302 | -4.4479 | -4.4479
Line12_13_15 | 0 | 0 | 0 | 0 | 0 | 0 | 0 | 0 | 0 | 0 | 0 | 0 | 0.84302 | 0.84302 | -4.4479 | -4.4479
Line13_13_14 | 0 | 0 | 0 | 0 | 0 | 0 | 0 | 0 | 0 | 0 | 0 | 0 | 0.84302 | 0.84302 | -4.4479 | -4.4479
Line14_15_16 | 0 | 0 | 0 | 0 | 0 | 0 | 0 | 0 | 0 | 0 | 0 | 0 | 0.84302 | 0.84302 | -4.4479 | -4.4479
Line15_16_17 | 0 | 0 | 0 | 0 | 0 | 0 | 0 | 0 | 0 | 0 | 0 | 0 | 0.84302 | 0.84302 | -4.4479 | -4.4479
Line16_4_18 | 0 | 0 | 0 | 0 | 0 | 0 | 0 | 0 | 0 | 0 | 0 | 0 | 0.84302 | 0.84302 | -4.4479 | -4.4479
Line17_5_19 | 0 | 0 | 0 | 0 | 0 | 0 | 0 | 0 | 0 | 0 | 0 | 0 | 0.84302 | 0.84302 | -4.4479 | -4.4479
Line1_1_3 | 0 | 0 | 0 | 0 | 0 | 0 | 0 | 0 | 0 | 0 | 0 | 0 | 0.84302 | 0.84302 | -4.4479 | -4.4479
Line2_1_4 | 0 | 0 | 0 | 0 | 0 | 0 | 0 | 0 | 0 | 0 | 0 | 0 | 0.84302 | 0.84302 | -4.4479 | -4.4479
Line3_1_5 | 0 | 0 | 0 | 0 | 0 | 0 | 0 | 0 | 0 | 0 | 0 | 0 | 0.84302 | 0.84302 | -4.4479 | -4.4479
Line4_2_6 | 2.1767 | 2.1767 | 0 | 0 | 1.508 | 1.508 | 0.42641 | -0.28427 | 0.85282 | -0.56854 | -67.8829 | 112.1171 | 0.63226 | 0.42151 | -4.4479 | -4.4479
Line5_6_7 | 2.1767 | 2.1767 | 0 | 0 | 1.508 | 1.508 | 0.28427 | -0.14214 | 0.56854 | -0.28427 | -67.8829 | 112.1171 | 0.42151 | 0.21075 | -4.4479 | -4.4479
Line6_7_8 | 2.1767 | 2.1767 | 0 | 4.0311 | 1.508 | 1.508 | 0.14214 | -1e-07 | 0.28427 | -1e-07 | -67.8829 | 112.1171 | 0.21075 | 0 | -4.4479 | 0
Line7_8_9 | 0 | 0 | 0 | 0 | 0 | 0 | 7.9247e-22 | 0 | 4.6423e-22 | 0 | 0 | 0 | 0 | 0 | 0 | 0
Line8_8_10 | 0 | 0 | 0 | 0 | 0 | 0 | 7.9247e-22 | 0 | 4.6423e-22 | 0 | 0 | 0 | 0 | 0 | 0 | 0
Line9_3_11 | 0 | 0 | 0 | 0 | 0 | 0 | 0 | 0 | 0 | 0 | 0 | 0 | 0.84302 | 0.84302 | -4.4479 | -4.4479

## LLL_max_10
name | pf_ikss_from_ka | pf_ikss_to_ka | pf_ip_from_ka | pf_ip_to_ka | pf_skss_from_mw | pf_skss_to_mw | pf_p_from_mw | pf_p_to_mw | pf_q_from_mvar | pf_q_to_mvar | pf_ikss_from_degree | pf_ikss_to_degree | pf_vm_from_pu | pf_vm_to_pu | pf_va_from_degree | pf_va_to_degree
Line0_1_2 | 2.259 | 2.259 | 0 | 0 | 1.5651 | 1.5651 | 0.61237 | -0.45928 | 1.2247 | -0.91856 | -68.05 | 111.95 | 0.87491 | 0.65618 | -4.615 | -4.615
Line10_11_12 | 0 | 0 | 0 | 0 | 0 | 0 | 0 | 0 | 0 | 0 | 0 | 0 | 0.87491 | 0.87491 | -4.615 | -4.615
Line11_12_13 | 0 | 0 | 0 | 0 | 0 | 0 | 0 | 0 | 0 | 0 | 0 | 0 | 0.87491 | 0.87491 | -4.615 | -4.615
Line12_13_15 | 0 | 0 | 0 | 0 | 0 | 0 | 0 | 0 | 0 | 0 | 0 | 0 | 0.87491 | 0.87491 | -4.615 | -4.615
Line13_13_14 | 0 | 0 | 0 | 0 | 0 | 0 | 0 | 0 | 0 | 0 | 0 | 0 | 0.87491 | 0.87491 | -4.615 | -4.615
Line14_15_16 | 0 | 0 | 0 | 0 | 0 | 0 | 0 | 0 | 0 | 0 | 0 | 0 | 0.87491 | 0.87491 | -4.615 | -4.615
Line15_16_17 | 0 | 0 | 0 | 0 | 0 | 0 | 0 | 0 | 0 | 0 | 0 | 0 | 0.87491 | 0.87491 | -4.615 | -4.615
Line16_4_18 | 0 | 0 | 0 | 0 | 0 | 0 | 0 | 0 | 0 | 0 | 0 | 0 | 0.87491 | 0.87491 | -4.615 | -4.615
Line17_5_19 | 0 | 0 | 0 | 0 | 0 | 0 | 0 | 0 | 0 | 0 | 0 | 0 | 0.87491 | 0.87491 | -4.615 | -4.615
Line1_1_3 | 0 | 0 | 0 | 0 | 0 | 0 | 0 | 0 | 0 | 0 | 0 | 0 | 0.87491 | 0.87491 | -4.615 | -4.615
Line2_1_4 | 0 | 0 | 0 | 0 | 0 | 0 | 0 | 0 | 0 | 0 | 0 | 0 | 0.87491 | 0.87491 | -4.615 | -4.615
Line3_1_5 | 0 | 0 | 0 | 0 | 0 | 0 | 0 | 0 | 0 | 0 | 0 | 0 | 0.87491 | 0.87491 | -4.615 | -4.615
Line4_2_6 | 2.259 | 2.259 | 0 | 0 | 1.5651 | 1.5651 | 0.45928 | -0.30619 | 0.91856 | -0.61237 | -68.05 | 111.95 | 0.65618 | 0.43745 | -4.615 | -4.615
Line5_6_7 | 2.259 | 2.259 | 0 | 0 | 1.5651 | 1.5651 | 0.30619 | -0.15309 | 0.61237 | -0.30619 | -68.05 | 111.95 | 0.43745 | 0.21873 | -4.615 | -4.615
Line6_7_8 | 2.259 | 2.259 | 0 | 4.1931 | 1.5651 | 1.5651 | 0.15309 | -1e-07 | 0.30619 | -1e-07 | -68.05 | 111.95 | 0.21873 | 0 | -4.615 | 0
Line7_8_9 | 0 | 0 | 0 | 0 | 0 | 0 | 1.1123e-21 | 0 | -5.2195e-22 | 0 | 0 | 0 | 0 | 0 | 0 | 0
Line8_8_10 | 0 | 0 | 0 | 0 | 0 | 0 | 1.1123e-21 | 0 | -5.2195e-22 | 0 | 0 | 0 | 0 | 0 | 0 | 0
Line9_3_11 | 0 | 0 | 0 | 0 | 0 | 0 | 0 | 0 | 0 | 0 | 0 | 0 | 0.87491 | 0.87491 | -4.615 | -4.615

## LLL_max_fault_6
name | pf_ikss_from_ka | pf_ikss_to_ka | pf_ip_from_ka | pf_ip_to_ka | pf_skss_from_mw | pf_skss_to_mw | pf_p_from_mw | pf_p_to_mw | pf_q_from_mvar | pf_q_to_mvar | pf_ikss_from_degree | pf_ikss_to_degree | pf_vm_from_pu | pf_vm_to_pu | pf_va_from_degree | pf_va_to_degree
Line0_1_2 | 0.033802 | 0.033802 | 0 | 0 | 0.023418 | 0.023418 | 0.017275 | -0.017241 | 0.017412 | -0.017344 | -45.346 | 134.654 | 1.0474 | 1.0443 | -0.11952 | -0.17563
Line10_11_12 | 0 | 0 | 0 | 0 | 0 | 0 | 0 | 0 | 0 | 0 | 0 | 0 | 1.0474 | 1.0474 | -0.11952 | -0.11952
Line11_12_13 | 0 | 0 | 0 | 0 | 0 | 0 | 0 | 0 | 0 | 0 | 0 | 0 | 1.0474 | 1.0474 | -0.11952 | -0.11952
Line12_13_15 | 0 | 0 | 0 | 0 | 0 | 0 | 0 | 0 | 0 | 0 | 0 | 0 | 1.0474 | 1.0474 | -0.11952 | -0.11952
Line13_13_14 | 0 | 0 | 0 | 0 | 0 | 0 | 0 | 0 | 0 | 0 | 0 | 0 | 1.0474 | 1.0474 | -0.11952 | -0.11952
Line14_15_16 | 0 | 0 | 0 | 0 | 0 | 0 | 0 | 0 | 0 | 0 | 0 | 0 | 1.0474 | 1.0474 | -0.11952 | -0.11952
Line15_16_17 | 0 | 0 | 0 | 0 | 0 | 0 | 0 | 0 | 0 | 0 | 0 | 0 | 1.0474 | 1.0474 | -0.11952 | -0.11952
Line16_4_18 | 0 | 0 | 0 | 0 | 0 | 0 | 0 | 0 | 0 | 0 | 0 | 0 | 1.0474 | 1.0474 | -0.11952 | -0.11952
Line17_5_19 | 0 | 0 | 0 | 0 | 0 | 0 | 0 | 0 | 0 | 0 | 0 | 0 | 1.0474 | 1.0474 | -0.11952 | -0.11952
Line1_1_3 | 0 | 0 | 0 | 0 | 0 | 0 | 0 | 0 | 0 | 0 | 0 | 0 | 1.0474 | 1.0474 | -0.11952 | -0.11952
Line2_1_4 | 0 | 0 | 0 | 0 | 0 | 0 | 0 | 0 | 0 | 0 | 0 | 0 | 1.0474 | 1.0474 | -0.11952 | -0.11952
Line3_1_5 | 0 | 0 | 0 | 0 | 0 | 0 | 0 | 0 | 0 | 0 | 0 | 0 | 1.0474 | 1.0474 | -0.11952 | -0.11952
Line4_2_6 | 0.033802 | 0.033802 | 0 | 0 | 0.023418 | 0.023418 | 0.017241 | -0.017207 | 0.017344 | -0.017275 | -45.346 | 134.654 | 1.0443 | 1.0412 | -0.17563 | -0.23207
Line5_6_7 | 0.033802 | 0.033802 | 0 | 0 | 0.023418 | 0.023418 | 0.017207 | -0.017173 | 0.017275 | -0.017207 | -45.346 | 134.654 | 1.0412 | 1.0381 | -0.23207 | -0.28886
Line6_7_8 | 0.033802 | 0.033802 | 0 | 0.0626 | 0.023418 | 0.023418 | 0.017173 | -0.017138 | 0.017207 | -0.017138 | -45.346 | 134.654 | 1.0381 | 1.035 | -0.28886 | -0.34598
Line7_8_9 | 0 | 0 | 0 | 0 | 0 | 0 | -1.7102e-10 | 0 | 7.2182e-11 | 0 | 0 | 0 | 1.035 | 1.035 | -0.34598 | -0.34598
Line8_8_10 | 0 | 0 | 0 | 0 | 0 | 0 | -1.7102e-10 | 0 | 7.2182e-11 | 0 | 0 | 0 | 1.035 | 1.035 | -0.34598 | -0.34598
Line9_3_11 | 0 | 0 | 0 | 0 | 0 | 0 | 0 | 0 | 0 | 0 | 0 | 0 | 1.0474 | 1.0474 | -0.11952 | -0.11952

## LLL_max_fault_10
name | pf_ikss_from_ka | pf_ikss_to_ka | pf_ip_from_ka | pf_ip_to_ka | pf_skss_from_mw | pf_skss_to_mw | pf_p_from_mw | pf_p_to_mw | pf_q_from_mvar | pf_q_to_mvar | pf_ikss_from_degree | pf_ikss_to_degree | pf_vm_from_pu | pf_vm_to_pu | pf_va_from_degree | pf_va_to_degree
Line0_1_2 | 0.035407 | 0.035407 | 0 | 0 | 0.024531 | 0.024531 | 0.018955 | -0.018918 | 0.019106 | -0.019031 | -45.3516 | 134.6484 | 1.0971 | 1.0939 | -0.12515 | -0.18126
Line10_11_12 | 0 | 0 | 0 | 0 | 0 | 0 | 0 | 0 | 0 | 0 | 0 | 0 | 1.0971 | 1.0971 | -0.12515 | -0.12515
Line11_12_13 | 0 | 0 | 0 | 0 | 0 | 0 | 0 | 0 | 0 | 0 | 0 | 0 | 1.0971 | 1.0971 | -0.12515 | -0.12515
Line12_13_15 | 0 | 0 | 0 | 0 | 0 | 0 | 0 | 0 | 0 | 0 | 0 | 0 | 1.0971 | 1.0971 | -0.12515 | -0.12515
Line13_13_14 | 0 | 0 | 0 | 0 | 0 | 0 | 0 | 0 | 0 | 0 | 0 | 0 | 1.0971 | 1.0971 | -0.12515 | -0.12515
Line14_15_16 | 0 | 0 | 0 | 0 | 0 | 0 | 0 | 0 | 0 | 0 | 0 | 0 | 1.0971 | 1.0971 | -0.12515 | -0.12515
Line15_16_17 | 0 | 0 | 0 | 0 | 0 | 0 | 0 | 0 | 0 | 0 | 0 | 0 | 1.0971 | 1.0971 | -0.12515 | -0.12515
Line16_4_18 | 0 | 0 | 0 | 0 | 0 | 0 | 0 | 0 | 0 | 0 | 0 | 0 | 1.0971 | 1.0971 | -0.12515 | -0.12515
Line17_5_19 | 0 | 0 | 0 | 0 | 0 | 0 | 0 | 0 | 0 | 0 | 0 | 0 | 1.0971 | 1.0971 | -0.12515 | -0.12515
Line1_1_3 | 0 | 0 | 0 | 0 | 0 | 0 | 0 | 0 | 0 | 0 | 0 | 0 | 1.0971 | 1.0971 | -0.12515 | -0.12515
Line2_1_4 | 0 | 0 | 0 | 0 | 0 | 0 | 0 | 0 | 0 | 0 | 0 | 0 | 1.0971 | 1.0971 | -0.12515 | -0.12515
Line3_1_5 | 0 | 0 | 0 | 0 | 0 | 0 | 0 | 0 | 0 | 0 | 0 | 0 | 1.0971 | 1.0971 | -0.12515 | -0.12515
Line4_2_6 | 0.035407 | 0.035407 | 0 | 0 | 0.024531 | 0.024531 | 0.018918 | -0.01888 | 0.019031 | -0.018955 | -45.3516 | 134.6484 | 1.0939 | 1.0906 | -0.18126 | -0.23771
Line5_6_7 | 0.035407 | 0.035407 | 0 | 0 | 0.024531 | 0.024531 | 0.01888 | -0.018842 | 0.018955 | -0.01888 | -45.3516 | 134.6484 | 1.0906 | 1.0874 | -0.23771 | -0.29449
Line6_7_8 | 0.035407 | 0.035407 | 0 | 0.065722 | 0.024531 | 0.024531 | 0.018842 | -0.018805 | 0.01888 | -0.018805 | -45.3516 | 134.6484 | 1.0874 | 1.0841 | -0.29449 | -0.35161
Line7_8_9 | 0 | 0 | 0 | 0 | 0 | 0 | -1.8919e-10 | 0 | 8.0501e-11 | 0 | 0 | 0 | 1.0841 | 1.0841 | -0.35161 | -0.35161
Line8_8_10 | 0 | 0 | 0 | 0 | 0 | 0 | -1.8919e-10 | 0 | 8.0501e-11 | 0 | 0 | 0 | 1.0841 | 1.0841 | -0.35161 | -0.35161
Line9_3_11 | 0 | 0 | 0 | 0 | 0 | 0 | 0 | 0 | 0 | 0 | 0 | 0 | 1.0971 | 1.0971 | -0.12515 | -0.12515

## LLL_min_6
name | pf_ikss_from_ka | pf_ikss_to_ka | pf_ip_from_ka | pf_ip_to_ka | pf_skss_from_mw | pf_skss_to_mw | pf_p_from_mw | pf_p_to_mw | pf_q_from_mvar | pf_q_to_mvar | pf_ikss_from_degree | pf_ikss_to_degree | pf_vm_from_pu | pf_vm_to_pu | pf_va_from_degree | pf_va_to_degree
Line0_1_2 | 1.6801 | 1.6801 | 0 | 0 | 1.164 | 1.164 | 0.65034 | -0.48775 | 0.67743 | -0.50807 | -52.8727 | 127.1273 | 0.80677 | 0.60508 | -6.7036 | -6.7036
Line10_11_12 | 0 | 0 | 0 | 0 | 0 | 0 | 0 | 0 | 0 | 0 | 0 | 0 | 0.80677 | 0.80677 | -6.7036 | -6.7036
Line11_12_13 | 0 | 0 | 0 | 0 | 0 | 0 | 0 | 0 | 0 | 0 | 0 | 0 | 0.80677 | 0.80677 | -6.7036 | -6.7036
Line12_13_15 | 0 | 0 | 0 | 0 | 0 | 0 | 0 | 0 | 0 | 0 | 0 | 0 | 0.80677 | 0.80677 | -6.7036 | -6.7036
Line13_13_14 | 0 | 0 | 0 | 0 | 0 | 0 | 0 | 0 | 0 | 0 | 0 | 0 | 0.80677 | 0.80677 | -6.7036 | -6.7036
Line14_15_16 | 0 | 0 | 0 | 0 | 0 | 0 | 0 | 0 | 0 | 0 | 0 | 0 | 0.80677 | 0.80677 | -6.7036 | -6.7036
Line15_16_17 | 0 | 0 | 0 | 0 | 0 | 0 | 0 | 0 | 0 | 0 | 0 | 0 | 0.80677 | 0.80677 | -6.7036 | -6.7036
Line16_4_18 | 0 | 0 | 0 | 0 | 0 | 0 | 0 | 0 | 0 | 0 | 0 | 0 | 0.80677 | 0.80677 | -6.7036 | -6.7036
Line17_5_19 | 0 | 0 | 0 | 0 | 0 | 0 | 0 | 0 | 0 | 0 | 0 | 0 | 0.80677 | 0.80677 | -6.7036 | -6.7036
Line1_1_3 | 0 | 0 | 0 | 0 | 0 | 0 | 0 | 0 | 0 | 0 | 0 | 0 | 0.80677 | 0.80677 | -6.7036 | -6.7036
Line2_1_4 | 0 | 0 | 0 | 0 | 0 | 0 | 0 | 0 | 0 | 0 | 0 | 0 | 0.80677 | 0.80677 | -6.7036 | -6.7036
Line3_1_5 | 0 | 0 | 0 | 0 | 0 | 0 | 0 | 0 | 0 | 0 | 0 | 0 | 0.80677 | 0.80677 | -6.7036 | -6.7036
Line4_2_6 | 1.6801 | 1.6801 | 0 | 0 | 1.164 | 1.164 | 0.48775 | -0.32517 | 0.50807 | -0.33872 | -52.8727 | 127.1273 | 0.60508 | 0.40338 | -6.7036 | -6.7036
Line5_6_7 | 1.6801 | 1.6801 | 0 | 0 | 1.164 | 1.164 | 0.32517 | -0.16258 | 0.33872 | -0.16936 | -52.8727 | 127.1273 | 0.40338 | 0.20169 | -6.7036 | -6.7036
Line6_7_8 | 1.6801 | 1.6801 | 0 | 2.6638 | 1.164 | 1.164 | 0.16258 | -1e-07 | 0.16936 | -1e-07 | -52.8727 | 127.1273 | 0.20169 | 0 | -6.7036 | 0
Line7_8_9 | 0 | 0 | 0 | 0 | 0 | 0 | 6.7987e-22 | 0 | 9.0104e-22 | 0 | 0 | 0 | 0 | 0 | 0 | 0
Line8_8_10 | 0 | 0 | 0 | 0 | 0 | 0 | 6.7987e-22 | 0 | 9.0104e-22 | 0 | 0 | 0 | 0 | 0 | 0 | 0
Line9_3_11 | 0 | 0 | 0 | 0 | 0 | 0 | 0 | 0 | 0 | 0 | 0 | 0 | 0.80677 | 0.80677 | -6.7036 | -6.7036

## LLL_min_10
name | pf_ikss_from_ka | pf_ikss_to_ka | pf_ip_from_ka | pf_ip_to_ka | pf_skss_from_mw | pf_skss_to_mw | pf_p_from_mw | pf_p_to_mw | pf_q_from_mvar | pf_q_to_mvar | pf_ikss_from_degree | pf_ikss_to_degree | pf_vm_from_pu | pf_vm_to_pu | pf_va_from_degree | pf_va_to_degree
Line0_1_2 | 1.5916 | 1.5916 | 0 | 0 | 1.1027 | 1.1027 | 0.58368 | -0.43776 | 0.608 | -0.456 | -52.8727 | 127.1273 | 0.76431 | 0.57323 | -6.7036 | -6.7036
Line10_11_12 | 0 | 0 | 0 | 0 | 0 | 0 | 0 | 0 | 0 | 0 | 0 | 0 | 0.76431 | 0.76431 | -6.7036 | -6.7036
Line11_12_13 | 0 | 0 | 0 | 0 | 0 | 0 | 0 | 0 | 0 | 0 | 0 | 0 | 0.76431 | 0.76431 | -6.7036 | -6.7036
Line12_13_15 | 0 | 0 | 0 | 0 | 0 | 0 | 0 | 0 | 0 | 0 | 0 | 0 | 0.76431 | 0.76431 | -6.7036 | -6.7036
Line13_13_14 | 0 | 0 | 0 | 0 | 0 | 0 | 0 | 0 | 0 | 0 | 0 | 0 | 0.76431 | 0.76431 | -6.7036 | -6.7036
Line14_15_16 | 0 | 0 | 0 | 0 | 0 | 0 | 0 | 0 | 0 | 0 | 0 | 0 | 0.76431 | 0.76431 | -6.7036 | -6.7036
Line15_16_17 | 0 | 0 | 0 | 0 | 0 | 0 | 0 | 0 | 0 | 0 | 0 | 0 | 0.76431 | 0.76431 | -6.7036 | -6.7036
Line16_4_18 | 0 | 0 | 0 | 0 | 0 | 0 | 0 | 0 | 0 | 0 | 0 | 0 | 0.76431 | 0.76431 | -6.7036 | -6.7036
Line17_5_19 | 0 | 0 | 0 | 0 | 0 | 0 | 0 | 0 | 0 | 0 | 0 | 0 | 0.76431 | 0.76431 | -6.7036 | -6.7036
Line1_1_3 | 0 | 0 | 0 | 0 | 0 | 0 | 0 | 0 | 0 | 0 | 0 | 0 | 0.76431 | 0.76431 | -6.7036 | -6.7036
Line2_1_4 | 0 | 0 | 0 | 0 | 0 | 0 | 0 | 0 | 0 | 0 | 0 | 0 | 0.76431 | 0.76431 | -6.7036 | -6.7036
Line3_1_5 | 0 | 0 | 0 | 0 | 0 | 0 | 0 | 0 | 0 | 0 | 0 | 0 | 0.76431 | 0.76431 | -6.7036 | -6.7036
Line4_2_6 | 1.5916 | 1.5916 | 0 | 0 | 1.1027 | 1.1027 | 0.43776 | -0.29184 | 0.456 | -0.304 | -52.8727 | 127.1273 | 0.57323 | 0.38215 | -6.7036 | -6.7036
Line5_6_7 | 1.5916 | 1.5916 | 0 | 0 | 1.1027 | 1.1027 | 0.29184 | -0.14592 | 0.304 | -0.152 | -52.8727 | 127.1273 | 0.38215 | 0.19108 | -6.7036 | -6.7036
Line6_7_8 | 1.5916 | 1.5916 | 0 | 2.5236 | 1.1027 | 1.1027 | 0.14592 | -1e-07 | 0.152 | -1e-07 | -52.8727 | 127.1273 | 0.19108 | 0 | -6.7036 | 0
Line7_8_9 | 0 | 0 | 0 | 0 | 0 | 0 | 6.1001e-22 | 0 | 8.0913e-22 | 0 | 0 | 0 | 0 | 0 | 0 | 0
Line8_8_10 | 0 | 0 | 0 | 0 | 0 | 0 | 6.1001e-22 | 0 | 8.0913e-22 | 0 | 0 | 0 | 0 | 0 | 0 | 0
Line9_3_11 | 0 | 0 | 0 | 0 | 0 | 0 | 0 | 0 | 0 | 0 | 0 | 0 | 0.76431 | 0.76431 | -6.7036 | -6.7036

## LLL_min_fault_6
name | pf_ikss_from_ka | pf_ikss_to_ka | pf_ip_from_ka | pf_ip_to_ka | pf_skss_from_mw | pf_skss_to_mw | pf_p_from_mw | pf_p_to_mw | pf_q_from_mvar | pf_q_to_mvar | pf_ikss_from_degree | pf_ikss_to_degree | pf_vm_from_pu | pf_vm_to_pu | pf_va_from_degree | pf_va_to_degree
Line0_1_2 | 0.030469 | 0.030469 | 0 | 0 | 0.02111 | 0.02111 | 0.01414 | -0.014086 | 0.014149 | -0.014093 | -45.1423 | 134.8577 | 0.94756 | 0.9439 | -0.12428 | -0.12874
Line10_11_12 | 0 | 0 | 0 | 0 | 0 | 0 | 0 | 0 | 0 | 0 | 0 | 0 | 0.94756 | 0.94756 | -0.12428 | -0.12428
Line11_12_13 | 0 | 0 | 0 | 0 | 0 | 0 | 0 | 0 | 0 | 0 | 0 | 0 | 0.94756 | 0.94756 | -0.12428 | -0.12428
Line12_13_15 | 0 | 0 | 0 | 0 | 0 | 0 | 0 | 0 | 0 | 0 | 0 | 0 | 0.94756 | 0.94756 | -0.12428 | -0.12428
Line13_13_14 | 0 | 0 | 0 | 0 | 0 | 0 | 0 | 0 | 0 | 0 | 0 | 0 | 0.94756 | 0.94756 | -0.12428 | -0.12428
Line14_15_16 | 0 | 0 | 0 | 0 | 0 | 0 | 0 | 0 | 0 | 0 | 0 | 0 | 0.94756 | 0.94756 | -0.12428 | -0.12428
Line15_16_17 | 0 | 0 | 0 | 0 | 0 | 0 | 0 | 0 | 0 | 0 | 0 | 0 | 0.94756 | 0.94756 | -0.12428 | -0.12428
Line16_4_18 | 0 | 0 | 0 | 0 | 0 | 0 | 0 | 0 | 0 | 0 | 0 | 0 | 0.94756 | 0.94756 | -0.12428 | -0.12428
Line17_5_19 | 0 | 0 | 0 | 0 | 0 | 0 | 0 | 0 | 0 | 0 | 0 | 0 | 0.94756 | 0.94756 | -0.12428 | -0.12428
Line1_1_3 | 0 | 0 | 0 | 0 | 0 | 0 | 0 | 0 | 0 | 0 | 0 | 0 | 0.94756 | 0.94756 | -0.12428 | -0.12428
Line2_1_4 | 0 | 0 | 0 | 0 | 0 | 0 | 0 | 0 | 0 | 0 | 0 | 0 | 0.94756 | 0.94756 | -0.12428 | -0.12428
Line3_1_5 | 0 | 0 | 0 | 0 | 0 | 0 | 0 | 0 | 0 | 0 | 0 | 0 | 0.94756 | 0.94756 | -0.12428 | -0.12428
Line4_2_6 | 0.030469 | 0.030469 | 0 | 0 | 0.02111 | 0.02111 | 0.014086 | -0.014033 | 0.014093 | -0.014037 | -45.1423 | 134.8577 | 0.9439 | 0.94024 | -0.12874 | -0.13323
Line5_6_7 | 0.030469 | 0.030469 | 0 | 0 | 0.02111 | 0.02111 | 0.014033 | -0.013979 | 0.014037 | -0.013981 | -45.1423 | 134.8577 | 0.94024 | 0.93659 | -0.13323 | -0.13776
Line6_7_8 | 0.030469 | 0.030469 | 0 | 0.04831 | 0.02111 | 0.02111 | 0.013979 | -0.013926 | 0.013981 | -0.013926 | -45.1423 | 134.8577 | 0.93659 | 0.93293 | -0.13776 | -0.14233
Line7_8_9 | 0 | 0 | 0 | 0 | 0 | 0 | -1.7514e-10 | 0 | 2.4218e-11 | 0 | 0 | 0 | 0.93293 | 0.93293 | -0.14233 | -0.14233
Line8_8_10 | 0 | 0 | 0 | 0 | 0 | 0 | -1.7514e-10 | 0 | 2.4218e-11 | 0 | 0 | 0 | 0.93293 | 0.93293 | -0.14233 | -0.14233
Line9_3_11 | 0 | 0 | 0 | 0 | 0 | 0 | 0 | 0 | 0 | 0 | 0 | 0 | 0.94756 | 0.94756 | -0.12428 | -0.12428

## LLL_min_fault_10
name | pf_ikss_from_ka | pf_ikss_to_ka | pf_ip_from_ka | pf_ip_to_ka | pf_skss_from_mw | pf_skss_to_mw | pf_p_from_mw | pf_p_to_mw | pf_q_from_mvar | pf_q_to_mvar | pf_ikss_from_degree | pf_ikss_to_degree | pf_vm_from_pu | pf_vm_to_pu | pf_va_from_degree | pf_va_to_degree
Line0_1_2 | 0.028866 | 0.028866 | 0 | 0 | 0.019999 | 0.019999 | 0.01269 | -0.012642 | 0.012698 | -0.012648 | -45.1423 | 134.8577 | 0.89769 | 0.89422 | -0.12428 | -0.12874
Line10_11_12 | 0 | 0 | 0 | 0 | 0 | 0 | 0 | 0 | 0 | 0 | 0 | 0 | 0.89769 | 0.89769 | -0.12428 | -0.12428
Line11_12_13 | 0 | 0 | 0 | 0 | 0 | 0 | 0 | 0 | 0 | 0 | 0 | 0 | 0.89769 | 0.89769 | -0.12428 | -0.12428
Line12_13_15 | 0 | 0 | 0 | 0 | 0 | 0 | 0 | 0 | 0 | 0 | 0 | 0 | 0.89769 | 0.89769 | -0.12428 | -0.12428
Line13_13_14 | 0 | 0 | 0 | 0 | 0 | 0 | 0 | 0 | 0 | 0 | 0 | 0 | 0.89769 | 0.89769 | -0.12428 | -0.12428
Line14_15_16 | 0 | 0 | 0 | 0 | 0 | 0 | 0 | 0 | 0 | 0 | 0 | 0 | 0.89769 | 0.89769 | -0.12428 | -0.12428
Line15_16_17 | 0 | 0 | 0 | 0 | 0 | 0 | 0 | 0 | 0 | 0 | 0 | 0 | 0.89769 | 0.89769 | -0.12428 | -0.12428
Line16_4_18 | 0 | 0 | 0 | 0 | 0 | 0 | 0 | 0 | 0 | 0 | 0 | 0 | 0.89769 | 0.89769 | -0.12428 | -0.12428
Line17_5_19 | 0 | 0 | 0 | 0 | 0 | 0 | 0 | 0 | 0 | 0 | 0 | 0 | 0.89769 | 0.89769 | -0.12428 | -0.12428
Line1_1_3 | 0 | 0 | 0 | 0 | 0 | 0 | 0 | 0 | 0 | 0 | 0 | 0 | 0.89769 | 0.89769 | -0.12428 | -0.12428
Line2_1_4 | 0 | 0 | 0 | 0 | 0 | 0 | 0 | 0 | 0 | 0 | 0 | 0 | 0.89769 | 0.89769 | -0.12428 | -0.12428
Line3_1_5 | 0 | 0 | 0 | 0 | 0 | 0 | 0 | 0 | 0 | 0 | 0 | 0 | 0.89769 | 0.89769 | -0.12428 | -0.12428
Line4_2_6 | 0.028866 | 0.028866 | 0 | 0 | 0.019999 | 0.019999 | 0.012642 | -0.012594 | 0.012648 | -0.012598 | -45.1423 | 134.8577 | 0.89422 | 0.89076 | -0.12874 | -0.13323
Line5_6_7 | 0.028866 | 0.028866 | 0 | 0 | 0.019999 | 0.019999 | 0.012594 | -0.012546 | 0.012598 | -0.012548 | -45.1423 | 134.8577 | 0.89076 | 0.88729 | -0.13323 | -0.13776
Line6_7_8 | 0.028866 | 0.028866 | 0 | 0.045767 | 0.019999 | 0.019999 | 0.012546 | -0.012498 | 0.012548 | -0.012498 | -45.1423 | 134.8577 | 0.88729 | 0.88383 | -0.13776 | -0.14233
Line7_8_9 | 0 | 0 | 0 | 0 | 0 | 0 | -1.5719e-10 | 0 | 2.1736e-11 | 0 | 0 | 0 | 0.88383 | 0.88383 | -0.14233 | -0.14233
Line8_8_10 | 0 | 0 | 0 | 0 | 0 | 0 | -1.5719e-10 | 0 | 2.1736e-11 | 0 | 0 | 0 | 0.88383 | 0.88383 | -0.14233 | -0.14233
Line9_3_11 | 0 | 0 | 0 | 0 | 0 | 0 | 0 | 0 | 0 | 0 | 0 | 0 | 0.89769 | 0.89769 | -0.12428 | -0.12428

## LL_max_6
name | pf_ikss_a_from_ka | pf_ikss_b_from_ka | pf_ikss_c_from_ka | pf_ikss_a_to_ka | pf_ikss_b_to_ka | pf_ikss_c_to_ka | pf_skss_a_from_mw | pf_skss_b_from_mw | pf_skss_c_from_mw | pf_skss_a_to_mw | pf_skss_b_to_mw | pf_skss_c_to_mw | pf_p_a_from_mw | pf_p_b_from_mw | pf_p_c_from_mw | pf_p_a_to_mw | pf_p_b_to_mw | pf_p_c_to_mw | pf_q_a_from_mvar | pf_q_b_from_mvar | pf_q_c_from_mvar | pf_q_a_to_mvar | pf_q_b_to_mvar | pf_q_c_to_mvar | pf_ikss_a_from_degree | pf_ikss_b_from_degree | pf_ikss_c_from_degree | pf_ikss_a_to_degree | pf_ikss_b_to_degree | pf_ikss_c_to_degree | pf_vm_a_from_pu | pf_vm_b_from_pu | pf_vm_c_from_pu | pf_vm_a_to_pu | pf_vm_b_to_pu | pf_vm_c_to_pu | pf_va_a_from_degree | pf_va_b_from_degree | pf_va_c_from_degree | pf_va_a_to_degree | pf_va_b_to_degree | pf_va_c_to_degree
Line0_1_2 | 0 | 1.885 | 1.885 | 0 | 1.885 | 1.885 | 0 | 0.43533 | 0.43533 | 0 | 0.43533 | 0.43533 | 8.5487e-16 | 0.35387 | -0.069596 | -8.5487e-16 | -0.31833 | 0.10513 | -1.9429e-16 | 0.19822 | 0.37032 | 1.7486e-16 | -0.12715 | -0.29925 | 0 | -157.8829 | 22.1171 | 0 | 22.1171 | -157.8829 | 1.05 | 0.93171 | 0.86555 | 1.05 | 0.78742 | 0.7286 | 1.0203e-13 | -128.6271 | 122.7608 | 8.9881e-14 | -136.1092 | 131.4739
Line10_11_12 | 0 | 0 | 0 | 0 | 0 | 0 | 0 | 0 | 0 | 0 | 0 | 0 | 3.3029e-16 | -2.1811e-09 | -3.489e-09 | -3.1086e-16 | 2.1811e-09 | 3.489e-09 | 3.8858e-17 | 3.2284e-09 | -9.6307e-10 | -3.8858e-17 | -3.2284e-09 | 9.6307e-10 | 0 | 0 | 0 | 0 | 0 | 0 | 1.05 | 0.93171 | 0.86555 | 1.05 | 0.93171 | 0.86555 | 8.8507e-14 | -128.6271 | 122.7608 | 8.2967e-14 | -128.6271 | 122.7608
Line11_12_13 | 0 | 0 | 0 | 0 | 0 | 0 | 0 | 0 | 0 | 0 | 0 | 0 | 2.5258e-16 | -1.8176e-09 | -2.9075e-09 | -2.9143e-16 | 1.8176e-09 | 2.9075e-09 | -3.8858e-17 | 2.6904e-09 | -8.0256e-10 | 1.9429e-17 | -2.6904e-09 | 8.0256e-10 | 0 | 0 | 0 | 0 | 0 | 0 | 1.05 | 0.93171 | 0.86555 | 1.05 | 0.93171 | 0.86555 | 8.2967e-14 | -128.6271 | 122.7608 | 7.8639e-14 | -128.6271 | 122.7608
Line12_13_15 | 0 | 0 | 0 | 0 | 0 | 0 | 0 | 0 | 0 | 0 | 0 | 0 | 1.5543e-16 | -1.0906e-09 | -1.7445e-09 | -1.36e-16 | 1.0906e-09 | 1.7445e-09 | 3.8858e-17 | 1.6142e-09 | -4.8153e-10 | -3.8858e-17 | -1.6142e-09 | 4.8153e-10 | 0 | 0 | 0 | 0 | 0 | 0 | 1.05 | 0.93171 | 0.86555 | 1.05 | 0.93171 | 0.86555 | 7.8639e-14 | -128.6271 | 122.7608 | 7.6518e-14 | -128.6271 | 122.7608
Line13_13_14 | 0 | 0 | 0 | 0 | 0 | 0 | 0 | 0 | 0 | 0 | 0 | 0 | -1.9429e-17 | -3.6352e-10 | -5.8151e-10 | 3.8858e-17 | 3.6352e-10 | 5.8151e-10 | -2.6666e-32 | 5.3807e-10 | -1.6051e-10 | 1.9429e-17 | -5.3807e-10 | 1.6051e-10 | 0 | 0 | 0 | 0 | 0 | 0 | 1.05 | 0.93171 | 0.86555 | 1.05 | 0.93171 | 0.86555 | 7.8639e-14 | -128.6271 | 122.7608 | 7.8025e-14 | -128.6271 | 122.7608
Line14_15_16 | 0 | 0 | 0 | 0 | 0 | 0 | 0 | 0 | 0 | 0 | 0 | 0 | 7.7716e-17 | -7.2704e-10 | -1.163e-09 | -9.7145e-17 | 7.2704e-10 | 1.163e-09 | 1.9429e-17 | 1.0761e-09 | -3.2102e-10 | -1.9429e-17 | -1.0761e-09 | 3.2102e-10 | 0 | 0 | 0 | 0 | 0 | 0 | 1.05 | 0.93171 | 0.86555 | 1.05 | 0.93171 | 0.86555 | 7.6518e-14 | -128.6271 | 122.7608 | 7.5453e-14 | -128.6271 | 122.7608
Line15_16_17 | 0 | 0 | 0 | 0 | 0 | 0 | 0 | 0 | 0 | 0 | 0 | 0 | -1.9429e-17 | -3.6352e-10 | -5.8151e-10 | 1.9429e-17 | 3.6352e-10 | 5.8151e-10 | -1.9429e-17 | 5.3807e-10 | -1.6051e-10 | 5.8287e-17 | -5.3807e-10 | 1.6051e-10 | 0 | 0 | 0 | 0 | 0 | 0 | 1.05 | 0.93171 | 0.86555 | 1.05 | 0.93171 | 0.86555 | 7.5453e-14 | -128.6271 | 122.7608 | 7.5102e-14 | -128.6271 | 122.7608
Line16_4_18 | 0 | 0 | 0 | 0 | 0 | 0 | 0 | 0 | 0 | 0 | 0 | 0 | -1.9429e-17 | -3.6352e-10 | -5.8151e-10 | 1.9429e-17 | 3.6352e-10 | 5.8151e-10 | -3.7295e-32 | 5.3807e-10 | -1.6051e-10 | 3.7177e-32 | -5.3807e-10 | 1.6051e-10 | 0 | 0 | 0 | 0 | 0 | 0 | 1.05 | 0.93171 | 0.86555 | 1.05 | 0.93171 | 0.86555 | 1.0998e-13 | -128.6271 | 122.7608 | 1.0963e-13 | -128.6271 | 122.7608
Line17_5_19 | 0 | 0 | 0 | 0 | 0 | 0 | 0 | 0 | 0 | 0 | 0 | 0 | -1.9429e-17 | -3.6352e-10 | -5.8151e-10 | -3.387e-32 | 3.6352e-10 | 5.8151e-10 | -1.9429e-17 | 5.3807e-10 | -1.6051e-10 | 1.9429e-17 | -5.3807e-10 | 1.6051e-10 | 0 | 0 | 0 | 0 | 0 | 0 | 1.05 | 0.93171 | 0.86555 | 1.05 | 0.93171 | 0.86555 | 1.0023e-13 | -128.6271 | 122.7608 | 9.9882e-14 | -128.6271 | 122.7608
Line1_1_3 | 0 | 0 | 0 | 0 | 0 | 0 | 0 | 0 | 0 | 0 | 0 | 0 | 4.2744e-16 | -2.9082e-09 | -4.6521e-09 | -4.4686e-16 | 2.9082e-09 | 4.6521e-09 | 7.7716e-17 | 4.3046e-09 | -1.2841e-09 | -1.1657e-16 | -4.3046e-09 | 1.2841e-09 | 0 | 0 | 0 | 0 | 0 | 0 | 1.05 | 0.93171 | 0.86555 | 1.05 | 0.93171 | 0.86555 | 1.0203e-13 | -128.6271 | 122.7608 | 9.4754e-14 | -128.6271 | 122.7608
Line2_1_4 | 0 | 0 | 0 | 0 | 0 | 0 | 0 | 0 | 0 | 0 | 0 | 0 | -3.1086e-16 | -7.2704e-10 | -1.163e-09 | 3.3029e-16 | 7.2704e-10 | 1.163e-09 | 9.5202e-16 | 1.0761e-09 | -3.2102e-10 | -9.5202e-16 | -1.0761e-09 | 3.2102e-10 | 0 | 0 | 0 | 0 | 0 | 0 | 1.05 | 0.93171 | 0.86555 | 1.05 | 0.93171 | 0.86555 | 1.0203e-13 | -128.6271 | 122.7608 | 1.0998e-13 | -128.6271 | 122.7608
Line3_1_5 | 0 | 0 | 0 | 0 | 0 | 0 | 0 | 0 | 0 | 0 | 0 | 0 | 7.7716e-17 | -7.2704e-10 | -1.163e-09 | -7.7716e-17 | 7.2704e-10 | 1.163e-09 | 1.3839e-31 | 1.0761e-09 | -3.2102e-10 | -1.9429e-17 | -1.0761e-09 | 3.2102e-10 | 0 | 0 | 0 | 0 | 0 | 0 | 1.05 | 0.93171 | 0.86555 | 1.05 | 0.93171 | 0.86555 | 1.0203e-13 | -128.6271 | 122.7608 | 1.0023e-13 | -128.6271 | 122.7608
Line4_2_6 | 0 | 1.885 | 1.885 | 0 | 1.885 | 1.885 | 0 | 0.43533 | 0.43533 | 0 | 0.43533 | 0.43533 | 6.9944e-16 | 0.31833 | -0.10513 | -6.9944e-16 | -0.2828 | 0.14066 | -1.9429e-16 | 0.12715 | 0.29925 | 1.5543e-16 | -0.056087 | -0.22819 | 0 | -157.8829 | 22.1171 | 0 | 22.1171 | -157.8829 | 1.05 | 0.78742 | 0.7286 | 1.05 | 0.66227 | 0.61575 | 8.9881e-14 | -136.1092 | 131.4739 | 7.9562e-14 | -146.6652 | 143.7688
Line5_6_7 | 0 | 1.885 | 1.885 | 0 | 1.885 | 1.885 | 0 | 0.43533 | 0.43533 | 0 | 0.43533 | 0.43533 | 6.2172e-16 | 0.2828 | -0.14066 | -6.2172e-16 | -0.24727 | 0.1762 | -3.1086e-16 | 0.056087 | 0.22819 | 3.1086e-16 | 0.014981 | -0.15712 | 0 | -157.8829 | 22.1171 | 0 | 22.1171 | -157.8829 | 1.05 | 0.66227 | 0.61575 | 1.05 | 0.56903 | 0.54229 | 7.9562e-14 | -146.6652 | 143.7688 | 7.1405e-14 | -161.35 | 160.3935
Line6_7_8 | 0 | 1.885 | 1.885 | 0 | 1.885 | 1.885 | 0 | 0.43533 | 0.43533 | 0 | 0.43533 | 0.43533 | 3.8858e-16 | 0.24727 | -0.1762 | -3.1086e-16 | -0.21173 | 0.21173 | -2.3315e-16 | -0.014981 | 0.15712 | 2.3315e-16 | 0.086049 | -0.086049 | 0 | -157.8829 | 22.1171 | 0 | 22.1171 | -157.8829 | 1.05 | 0.56903 | 0.54229 | 1.05 | 0.525 | 0.525 | 7.1405e-14 | -161.35 | 160.3935 | 6.4966e-14 | 180 | -180
Line7_8_9 | 0 | 0 | 0 | 0 | 0 | 0 | 0 | 0 | 0 | 0 | 0 | 0 | 1.5543e-16 | 1.5543e-16 | -3.1086e-16 | -1.5543e-16 | 1.5752e-16 | 2.0844e-18 | -7.7716e-17 | 1.7505e-09 | -1.7505e-09 | 7.7716e-17 | -1.7505e-09 | 1.7505e-09 | 0 | 0 | 0 | 0 | 0 | 0 | 1.05 | 0.525 | 0.525 | 1.05 | 0.525 | 0.525 | 6.4966e-14 | 180 | -180 | 6.1769e-14 | -180 | 180
Line8_8_10 | 0 | 0 | 0 | 0 | 0 | 0 | 0 | 0 | 0 | 0 | 0 | 0 | 7.7716e-17 | 3.1086e-16 | -3.1086e-16 | -7.7716e-17 | 2.0843e-18 | 2.0844e-18 | -3.8858e-17 | 1.7505e-09 | -1.7505e-09 | 3.8858e-17 | -1.7505e-09 | 1.7505e-09 | 0 | 0 | 0 | 0 | 0 | 0 | 1.05 | 0.525 | 0.525 | 1.05 | 0.525 | 0.525 | 6.4966e-14 | 180 | -180 | 6.1769e-14 | -180 | 180
Line9_3_11 | 0 | 0 | 0 | 0 | 0 | 0 | 0 | 0 | 0 | 0 | 0 | 0 | 3.6915e-16 | -2.5447e-09 | -4.0705e-09 | -3.4972e-16 | 2.5447e-09 | 4.0705e-09 | 9.7145e-17 | 3.7665e-09 | -1.1236e-09 | -7.7716e-17 | -3.7665e-09 | 1.1236e-09 | 0 | 0 | 0 | 0 | 0 | 0 | 1.05 | 0.93171 | 0.86555 | 1.05 | 0.93171 | 0.86555 | 9.4754e-14 | -128.6271 | 122.7608 | 8.8507e-14 | -128.6271 | 122.7608

## LL_max_10
name | pf_ikss_a_from_ka | pf_ikss_b_from_ka | pf_ikss_c_from_ka | pf_ikss_a_to_ka | pf_ikss_b_to_ka | pf_ikss_c_to_ka | pf_skss_a_from_mw | pf_skss_b_from_mw | pf_skss_c_from_mw | pf_skss_a_to_mw | pf_skss_b_to_mw | pf_skss_c_to_mw | pf_p_a_from_mw | pf_p_b_from_mw | pf_p_c_from_mw | pf_p_a_to_mw | pf_p_b_to_mw | pf_p_c_to_mw | pf_q_a_from_mvar | pf_q_b_from_mvar | pf_q_c_from_mvar | pf_q_a_to_mvar | pf_q_b_to_mvar | pf_q_c_to_mvar | pf_ikss_a_from_degree | pf_ikss_b_from_degree | pf_ikss_c_from_degree | pf_ikss_a_to_degree | pf_ikss_b_to_degree | pf_ikss_c_to_degree | pf_vm_a_from_pu | pf_vm_b_from_pu | pf_vm_c_from_pu | pf_vm_a_to_pu | pf_vm_b_to_pu | pf_vm_c_to_pu | pf_va_a_from_degree | pf_va_b_from_degree | pf_va_c_from_degree | pf_va_a_to_degree | pf_va_b_to_degree | pf_va_c_to_degree
Line0_1_2 | 0 | 1.9564 | 1.9564 | 0 | 1.9564 | 1.9564 | 0 | 0.4518 | 0.4518 | 0 | 0.4518 | 0.4518 | 8.9558e-16 | 0.38357 | -0.077384 | -8.9558e-16 | -0.3453 | 0.11566 | -2.0354e-16 | 0.2133 | 0.39907 | 2.4425e-16 | -0.13675 | -0.32252 | 0 | -158.05 | 21.95 | 0 | 21.95 | -158.05 | 1.1 | 0.97142 | 0.89974 | 1.1 | 0.82203 | 0.75838 | 1.2222e-13 | -128.9719 | 122.9242 | 1.1213e-13 | -136.444 | 131.678
Line10_11_12 | 0 | 0 | 0 | 0 | 0 | 0 | 0 | 0 | 0 | 0 | 0 | 0 | 3.2567e-16 | -2.4603e-09 | -3.9356e-09 | -3.2567e-16 | 2.4603e-09 | 3.9356e-09 | 4.0708e-17 | 3.6661e-09 | -1.1108e-09 | -6.1062e-17 | -3.6661e-09 | 1.1108e-09 | 0 | 0 | 0 | 0 | 0 | 0 | 1.1 | 0.97142 | 0.89974 | 1.1 | 0.97142 | 0.89974 | 1.0871e-13 | -128.9719 | 122.9242 | 1.0296e-13 | -128.9719 | 122.9242
Line11_12_13 | 0 | 0 | 0 | 0 | 0 | 0 | 0 | 0 | 0 | 0 | 0 | 0 | 2.2389e-16 | -2.0502e-09 | -3.2797e-09 | -2.646e-16 | 2.0502e-09 | 3.2797e-09 | 4.0233e-31 | 3.0551e-09 | -9.2564e-10 | -4.5474e-31 | -3.0551e-09 | 9.2564e-10 | 0 | 0 | 0 | 0 | 0 | 0 | 1.1 | 0.97142 | 0.89974 | 1.1 | 0.97142 | 0.89974 | 1.0296e-13 | -128.9719 | 122.9242 | 9.8467e-14 | -128.9719 | 122.9242
Line12_13_15 | 0 | 0 | 0 | 0 | 0 | 0 | 0 | 0 | 0 | 0 | 0 | 0 | 1.4248e-16 | -1.2301e-09 | -1.9678e-09 | -1.4248e-16 | 1.2301e-09 | 1.9678e-09 | 8.1416e-17 | 1.8331e-09 | -5.5539e-10 | -6.1062e-17 | -1.8331e-09 | 5.5539e-10 | 0 | 0 | 0 | 0 | 0 | 0 | 1.1 | 0.97142 | 0.89974 | 1.1 | 0.97142 | 0.89974 | 9.8467e-14 | -128.9719 | 122.9242 | 9.6266e-14 | -128.9719 | 122.9242
Line13_13_14 | 0 | 0 | 0 | 0 | 0 | 0 | 0 | 0 | 0 | 0 | 0 | 0 | 4.0708e-17 | -4.1005e-10 | -6.5593e-10 | -4.0708e-17 | 4.1005e-10 | 6.5593e-10 | -2.0354e-17 | 6.1102e-10 | -1.8513e-10 | -6.9507e-32 | -6.1102e-10 | 1.8513e-10 | 0 | 0 | 0 | 0 | 0 | 0 | 1.1 | 0.97142 | 0.89974 | 1.1 | 0.97142 | 0.89974 | 9.8467e-14 | -128.9719 | 122.9242 | 9.7829e-14 | -128.9719 | 122.9242
Line14_15_16 | 0 | 0 | 0 | 0 | 0 | 0 | 0 | 0 | 0 | 0 | 0 | 0 | 1.0177e-16 | -8.2009e-10 | -1.3119e-09 | -1.0177e-16 | 8.2009e-10 | 1.3119e-09 | -2.0354e-17 | 1.222e-09 | -3.7026e-10 | -2.0354e-17 | -1.222e-09 | 3.7026e-10 | 0 | 0 | 0 | 0 | 0 | 0 | 1.1 | 0.97142 | 0.89974 | 1.1 | 0.97142 | 0.89974 | 9.6266e-14 | -128.9719 | 122.9242 | 9.5161e-14 | -128.9719 | 122.9242
Line15_16_17 | 0 | 0 | 0 | 0 | 0 | 0 | 0 | 0 | 0 | 0 | 0 | 0 | -4.0708e-17 | -4.1005e-10 | -6.5593e-10 | 2.0354e-17 | 4.1005e-10 | 6.5593e-10 | -2.0354e-17 | 6.1102e-10 | -1.8513e-10 | -2.0354e-17 | -6.1102e-10 | 1.8513e-10 | 0 | 0 | 0 | 0 | 0 | 0 | 1.1 | 0.97142 | 0.89974 | 1.1 | 0.97142 | 0.89974 | 9.5161e-14 | -128.9719 | 122.9242 | 9.4799e-14 | -128.9719 | 122.9242
Line16_4_18 | 0 | 0 | 0 | 0 | 0 | 0 | 0 | 0 | 0 | 0 | 0 | 0 | 4.6744e-32 | -4.1005e-10 | -6.5593e-10 | -9.323e-32 | 4.1005e-10 | 6.5593e-10 | -2.0354e-17 | 6.1102e-10 | -1.8513e-10 | 4.0708e-17 | -6.1102e-10 | 1.8513e-10 | 0 | 0 | 0 | 0 | 0 | 0 | 1.1 | 0.97142 | 0.89974 | 1.1 | 0.97142 | 0.89974 | 1.3158e-13 | -128.9719 | 122.9242 | 1.3122e-13 | -128.9719 | 122.9242
Line17_5_19 | 0 | 0 | 0 | 0 | 0 | 0 | 0 | 0 | 0 | 0 | 0 | 0 | -2.0354e-17 | -4.1005e-10 | -6.5593e-10 | 2.0354e-17 | 4.1005e-10 | 6.5593e-10 | -2.0354e-17 | 6.1102e-10 | -1.8513e-10 | 4.0708e-17 | -6.1102e-10 | 1.8513e-10 | 0 | 0 | 0 | 0 | 0 | 0 | 1.1 | 0.97142 | 0.89974 | 1.1 | 0.97142 | 0.89974 | 1.2135e-13 | -128.9719 | 122.9242 | 1.2098e-13 | -128.9719 | 122.9242
Line1_1_3 | 0 | 0 | 0 | 0 | 0 | 0 | 0 | 0 | 0 | 0 | 0 | 0 | 4.6814e-16 | -3.2804e-09 | -5.2475e-09 | -4.6814e-16 | 3.2804e-09 | 5.2475e-09 | 1.0177e-16 | 4.8882e-09 | -1.481e-09 | -1.0177e-16 | -4.8882e-09 | 1.481e-09 | 0 | 0 | 0 | 0 | 0 | 0 | 1.1 | 0.97142 | 0.89974 | 1.1 | 0.97142 | 0.89974 | 1.2222e-13 | -128.9719 | 122.9242 | 1.1519e-13 | -128.9719 | 122.9242
Line2_1_4 | 0 | 0 | 0 | 0 | 0 | 0 | 0 | 0 | 0 | 0 | 0 | 0 | -4.4779e-16 | -8.2009e-10 | -1.3119e-09 | 4.4779e-16 | 8.2009e-10 | 1.3119e-09 | 1.2823e-15 | 1.222e-09 | -3.7026e-10 | -1.2823e-15 | -1.222e-09 | 3.7026e-10 | 0 | 0 | 0 | 0 | 0 | 0 | 1.1 | 0.97142 | 0.89974 | 1.1 | 0.97142 | 0.89974 | 1.2222e-13 | -128.9719 | 122.9242 | 1.3158e-13 | -128.9719 | 122.9242
Line3_1_5 | 0 | 0 | 0 | 0 | 0 | 0 | 0 | 0 | 0 | 0 | 0 | 0 | 8.1416e-17 | -8.2009e-10 | -1.3119e-09 | -8.1416e-17 | 8.2009e-10 | 1.3119e-09 | 1.7367e-31 | 1.222e-09 | -3.7026e-10 | -1.7243e-31 | -1.222e-09 | 3.7026e-10 | 0 | 0 | 0 | 0 | 0 | 0 | 1.1 | 0.97142 | 0.89974 | 1.1 | 0.97142 | 0.89974 | 1.2222e-13 | -128.9719 | 122.9242 | 1.2135e-13 | -128.9719 | 122.9242
Line4_2_6 | 0 | 1.9564 | 1.9564 | 0 | 1.9564 | 1.9564 | 0 | 0.4518 | 0.4518 | 0 | 0.4518 | 0.4518 | 8.9558e-16 | 0.3453 | -0.11566 | -8.9558e-16 | -0.30702 | 0.15393 | -2.4425e-16 | 0.13675 | 0.32252 | 2.8496e-16 | -0.060208 | -0.24598 | 0 | -158.05 | 21.95 | 0 | 21.95 | -158.05 | 1.1 | 0.82203 | 0.75838 | 1.1 | 0.6925 | 0.64226 | 1.1213e-13 | -136.444 | 131.678 | 1.029e-13 | -146.955 | 143.988
Line5_6_7 | 0 | 1.9564 | 1.9564 | 0 | 1.9564 | 1.9564 | 0 | 0.4518 | 0.4518 | 0 | 0.4518 | 0.4518 | 6.5133e-16 | 0.30702 | -0.15393 | -6.5133e-16 | -0.26875 | 0.1922 | -3.2567e-16 | 0.060208 | 0.24598 | 3.2567e-16 | 0.016339 | -0.16943 | 0 | -158.05 | 21.95 | 0 | 21.95 | -158.05 | 1.1 | 0.6925 | 0.64226 | 1.1 | 0.59594 | 0.56711 | 1.029e-13 | -146.955 | 143.988 | 9.5452e-14 | -161.529 | 160.5532
Line6_7_8 | 0 | 1.9564 | 1.9564 | 0 | 1.9564 | 1.9564 | 0 | 0.4518 | 0.4518 | 0 | 0.4518 | 0.4518 | 3.2567e-16 | 0.26875 | -0.1922 | -3.2567e-16 | -0.23048 | 0.23048 | -2.4425e-16 | -0.016339 | 0.16943 | 2.4425e-16 | 0.092885 | -0.092885 | 0 | -158.05 | 21.95 | 0 | 21.95 | -158.05 | 1.1 | 0.59594 | 0.56711 | 1.1 | 0.55 | 0.55 | 9.5452e-14 | -161.529 | 160.5532 | 8.9231e-14 | 180 | -180
Line7_8_9 | 0 | 0 | 0 | 0 | 0 | 0 | 0 | 0 | 0 | 0 | 0 | 0 | 3.2567e-16 | 5.0801e-23 | -6.5133e-16 | -3.2567e-16 | 8.3704e-17 | 3.2795e-16 | -1.6283e-16 | 1.9211e-09 | -1.9211e-09 | 1.6283e-16 | -1.9211e-09 | 1.9211e-09 | 0 | 0 | 0 | 0 | 0 | 0 | 1.1 | 0.55 | 0.55 | 1.1 | 0.55 | 0.55 | 8.9231e-14 | 180 | -180 | 8.6034e-14 | -180 | 180
Line8_8_10 | 0 | 0 | 0 | 0 | 0 | 0 | 0 | 0 | 0 | 0 | 0 | 0 | 3.2567e-16 | 5.0801e-23 | -6.5133e-16 | -3.2567e-16 | 8.3704e-17 | 3.2795e-16 | -1.6283e-16 | 1.9211e-09 | -1.9211e-09 | 1.6283e-16 | -1.9211e-09 | 1.9211e-09 | 0 | 0 | 0 | 0 | 0 | 0 | 1.1 | 0.55 | 0.55 | 1.1 | 0.55 | 0.55 | 8.9231e-14 | 180 | -180 | 8.6034e-14 | -180 | 180
Line9_3_11 | 0 | 0 | 0 | 0 | 0 | 0 | 0 | 0 | 0 | 0 | 0 | 0 | 4.2744e-16 | -2.8703e-09 | -4.5915e-09 | -4.0708e-16 | 2.8703e-09 | 4.5915e-09 | 1.0177e-16 | 4.2771e-09 | -1.2959e-09 | -8.1416e-17 | -4.2771e-09 | 1.2959e-09 | 0 | 0 | 0 | 0 | 0 | 0 | 1.1 | 0.97142 | 0.89974 | 1.1 | 0.97142 | 0.89974 | 1.1519e-13 | -128.9719 | 122.9242 | 1.0871e-13 | -128.9719 | 122.9242

## LL_max_fault_6
name | pf_ikss_a_from_ka | pf_ikss_b_from_ka | pf_ikss_c_from_ka | pf_ikss_a_to_ka | pf_ikss_b_to_ka | pf_ikss_c_to_ka | pf_skss_a_from_mw | pf_skss_b_from_mw | pf_skss_c_from_mw | pf_skss_a_to_mw | pf_skss_b_to_mw | pf_skss_c_to_mw | pf_p_a_from_mw | pf_p_b_from_mw | pf_p_c_from_mw | pf_p_a_to_mw | pf_p_b_to_mw | pf_p_c_to_mw | pf_q_a_from_mvar | pf_q_b_from_mvar | pf_q_c_from_mvar | pf_q_a_to_mvar | pf_q_b_to_mvar | pf_q_c_to_mvar | pf_ikss_a_from_degree | pf_ikss_b_from_degree | pf_ikss_c_from_degree | pf_ikss_a_to_degree | pf_ikss_b_to_degree | pf_ikss_c_to_degree | pf_vm_a_from_pu | pf_vm_b_from_pu | pf_vm_c_from_pu | pf_vm_a_to_pu | pf_vm_b_to_pu | pf_vm_c_to_pu | pf_va_a_from_degree | pf_va_b_from_degree | pf_va_c_from_degree | pf_va_a_to_degree | pf_va_b_to_degree | pf_va_c_to_degree
Line0_1_2 | 0 | 0.057717 | 0.057717 | 0 | 0.057717 | 0.057717 | 0 | 0.013329 | 0.013329 | 0 | 0.013329 | 0.013329 | 2.7322e-17 | 0.013468 | 0.0034547 | -2.6108e-17 | -0.013435 | -0.0034214 | 1.102e-33 | 0.0037057 | 0.013484 | -1.2143e-18 | -0.0036391 | -0.013417 | 0 | -135.6822 | 44.3178 | 0 | 44.3178 | -135.6822 | 1.05 | 1.048 | 1.0443 | 1.05 | 1.0443 | 1.0388 | 2.3109e-15 | -120.2981 | 119.9471 | 1.9751e-15 | -120.5262 | 120.0122
Line10_11_12 | 0 | 0 | 0 | 0 | 0 | 0 | 0 | 0 | 0 | 0 | 0 | 0 | 6.9823e-18 | -4.627e-11 | -1.3184e-10 | -6.3751e-18 | 4.627e-11 | 1.3184e-10 | 3.0358e-18 | 1.2595e-10 | 2.226e-11 | -2.4286e-18 | -1.2595e-10 | -2.226e-11 | 0 | 0 | 0 | 0 | 0 | 0 | 1.05 | 1.048 | 1.0443 | 1.05 | 1.048 | 1.0443 | 1.9558e-15 | -120.2981 | 119.9471 | 1.8063e-15 | -120.2981 | 119.9471
Line11_12_13 | 0 | 0 | 0 | 0 | 0 | 0 | 0 | 0 | 0 | 0 | 0 | 0 | 6.9823e-18 | -3.8558e-11 | -1.0987e-10 | -6.3751e-18 | 3.8558e-11 | 1.0987e-10 | 1.2143e-18 | 1.0496e-10 | 1.855e-11 | -1.8215e-18 | -1.0496e-10 | -1.855e-11 | 0 | 0 | 0 | 0 | 0 | 0 | 1.05 | 1.048 | 1.0443 | 1.05 | 1.048 | 1.0443 | 1.8063e-15 | -120.2981 | 119.9471 | 1.6849e-15 | -120.2981 | 119.9471
Line12_13_15 | 0 | 0 | 0 | 0 | 0 | 0 | 0 | 0 | 0 | 0 | 0 | 0 | 4.8572e-18 | -2.3135e-11 | -6.592e-11 | -4.2501e-18 | 2.3135e-11 | 6.592e-11 | 3.6429e-18 | 6.2976e-11 | 1.113e-11 | -3.6429e-18 | -6.2976e-11 | -1.113e-11 | 0 | 0 | 0 | 0 | 0 | 0 | 1.05 | 1.048 | 1.0443 | 1.05 | 1.048 | 1.0443 | 1.6849e-15 | -120.2981 | 119.9471 | 1.6252e-15 | -120.2981 | 119.9471
Line13_13_14 | 0 | 0 | 0 | 0 | 0 | 0 | 0 | 0 | 0 | 0 | 0 | 0 | 1.2143e-18 | -7.7116e-12 | -2.1973e-11 | -6.0715e-19 | 7.7116e-12 | 2.1973e-11 | 3.5709e-35 | 2.0992e-11 | 3.71e-12 | -6.0715e-19 | -2.0992e-11 | -3.71e-12 | 0 | 0 | 0 | 0 | 0 | 0 | 1.05 | 1.048 | 1.0443 | 1.05 | 1.048 | 1.0443 | 1.6849e-15 | -120.2981 | 119.9471 | 1.6706e-15 | -120.2981 | 119.9471
Line14_15_16 | 0 | 0 | 0 | 0 | 0 | 0 | 0 | 0 | 0 | 0 | 0 | 0 | 2.125e-18 | -1.5423e-11 | -4.3946e-11 | -3.3393e-18 | 1.5423e-11 | 4.3946e-11 | -6.0715e-19 | 4.1984e-11 | 7.42e-12 | 6.0715e-19 | -4.1984e-11 | -7.42e-12 | 0 | 0 | 0 | 0 | 0 | 0 | 1.05 | 1.048 | 1.0443 | 1.05 | 1.048 | 1.0443 | 1.6252e-15 | -120.2981 | 119.9471 | 1.5963e-15 | -120.2981 | 119.9471
Line15_16_17 | 0 | 0 | 0 | 0 | 0 | 0 | 0 | 0 | 0 | 0 | 0 | 0 | -3.0358e-19 | -7.7116e-12 | -2.1973e-11 | -3.0358e-19 | 7.7116e-12 | 2.1973e-11 | 6.0715e-19 | 2.0992e-11 | 3.71e-12 | 6.0715e-19 | -2.0992e-11 | -3.71e-12 | 0 | 0 | 0 | 0 | 0 | 0 | 1.05 | 1.048 | 1.0443 | 1.05 | 1.048 | 1.0443 | 1.5963e-15 | -120.2981 | 119.9471 | 1.5777e-15 | -120.2981 | 119.9471
Line16_4_18 | 0 | 0 | 0 | 0 | 0 | 0 | 0 | 0 | 0 | 0 | 0 | 0 | 6.0715e-19 | -7.7116e-12 | -2.1973e-11 | 2.4084e-35 | 7.7116e-12 | 2.1973e-11 | 6.0715e-19 | 2.0992e-11 | 3.71e-12 | -6.0715e-19 | -2.0992e-11 | -3.71e-12 | 0 | 0 | 0 | 0 | 0 | 0 | 1.05 | 1.048 | 1.0443 | 1.05 | 1.048 | 1.0443 | 2.2913e-15 | -120.2981 | 119.9471 | 2.2728e-15 | -120.2981 | 119.9471
Line17_5_19 | 0 | 0 | 0 | 0 | 0 | 0 | 0 | 0 | 0 | 0 | 0 | 0 | 1.5179e-18 | -7.7116e-12 | -2.1973e-11 | -9.1073e-19 | 7.7116e-12 | 2.1973e-11 | 6.0715e-19 | 2.0992e-11 | 3.71e-12 | -6.0715e-19 | -2.0992e-11 | -3.71e-12 | 0 | 0 | 0 | 0 | 0 | 0 | 1.05 | 1.048 | 1.0443 | 1.05 | 1.048 | 1.0443 | 2.2579e-15 | -120.2981 | 119.9471 | 2.2393e-15 | -120.2981 | 119.9471
Line1_1_3 | 0 | 0 | 0 | 0 | 0 | 0 | 0 | 0 | 0 | 0 | 0 | 0 | 9.7145e-18 | -6.1693e-11 | -1.7579e-10 | -1.0322e-17 | 6.1693e-11 | 1.7579e-10 | 6.6787e-18 | 1.6794e-10 | 2.968e-11 | -6.6787e-18 | -1.6794e-10 | -2.968e-11 | 0 | 0 | 0 | 0 | 0 | 0 | 1.05 | 1.048 | 1.0443 | 1.05 | 1.048 | 1.0443 | 2.3109e-15 | -120.2981 | 119.9471 | 2.1205e-15 | -120.2981 | 119.9471
Line2_1_4 | 0 | 0 | 0 | 0 | 0 | 0 | 0 | 0 | 0 | 0 | 0 | 0 | 7.2858e-18 | -1.5423e-11 | -4.3947e-11 | -7.2858e-18 | 1.5423e-11 | 4.3947e-11 | 2.1858e-17 | 4.1984e-11 | 7.4199e-12 | -2.1858e-17 | -4.1984e-11 | -7.4199e-12 | 0 | 0 | 0 | 0 | 0 | 0 | 1.05 | 1.048 | 1.0443 | 1.05 | 1.048 | 1.0443 | 2.3109e-15 | -120.2981 | 119.9471 | 2.2913e-15 | -120.2981 | 119.9471
Line3_1_5 | 0 | 0 | 0 | 0 | 0 | 0 | 0 | 0 | 0 | 0 | 0 | 0 | 1.5179e-18 | -1.5423e-11 | -4.3946e-11 | -1.5179e-18 | 1.5423e-11 | 4.3946e-11 | 6.0715e-19 | 4.1984e-11 | 7.42e-12 | -5.9816e-35 | -4.1984e-11 | -7.42e-12 | 0 | 0 | 0 | 0 | 0 | 0 | 1.05 | 1.048 | 1.0443 | 1.05 | 1.048 | 1.0443 | 2.3109e-15 | -120.2981 | 119.9471 | 2.2579e-15 | -120.2981 | 119.9471
Line4_2_6 | 0 | 0.057717 | 0.057717 | 0 | 0.057717 | 0.057717 | 0 | 0.013329 | 0.013329 | 0 | 0.013329 | 0.013329 | 2.3072e-17 | 0.013435 | 0.0034214 | -2.1858e-17 | -0.013402 | -0.003388 | -2.4286e-18 | 0.0036391 | 0.013417 | -6.3939e-34 | -0.0035725 | -0.01335 | 0 | -135.6822 | 44.3178 | 0 | 44.3178 | -135.6822 | 1.05 | 1.0443 | 1.0388 | 1.05 | 1.0405 | 1.0333 | 1.9751e-15 | -120.5262 | 120.0122 | 1.6761e-15 | -120.7558 | 120.078
Line5_6_7 | 0 | 0.057717 | 0.057717 | 0 | 0.057717 | 0.057717 | 0 | 0.013329 | 0.013329 | 0 | 0.013329 | 0.013329 | 1.9429e-17 | 0.013402 | 0.003388 | -1.7e-17 | -0.013368 | -0.0033547 | -2.4286e-18 | 0.0035725 | 0.01335 | 4.8572e-18 | -0.0035059 | -0.013284 | 0 | -135.6822 | 44.3178 | 0 | 44.3178 | -135.6822 | 1.05 | 1.0405 | 1.0333 | 1.05 | 1.0368 | 1.0279 | 1.6761e-15 | -120.7558 | 120.078 | 1.4187e-15 | -120.9872 | 120.1445
Line6_7_8 | 0 | 0.057717 | 0.057717 | 0 | 0.057717 | 0.057717 | 0 | 0.013329 | 0.013329 | 0 | 0.013329 | 0.013329 | 1.2143e-17 | 0.013368 | 0.0033547 | -1.4572e-17 | -0.013335 | -0.0033214 | -4.8572e-18 | 0.0035059 | 0.013284 | 2.4286e-18 | -0.0034392 | -0.013217 | 0 | -135.6822 | 44.3178 | 0 | 44.3178 | -135.6822 | 1.05 | 1.0368 | 1.0279 | 1.05 | 1.0332 | 1.0224 | 1.4187e-15 | -120.9872 | 120.1445 | 1.1885e-15 | -121.2201 | 120.2117
Line7_8_9 | 0 | 0 | 0 | 0 | 0 | 0 | 0 | 0 | 0 | 0 | 0 | 0 | -2.4286e-18 | -6.2856e-11 | -1.0336e-10 | 4.8572e-18 | 6.2856e-11 | 1.0336e-10 | -5.0377e-35 | 8.4699e-11 | -1.4546e-11 | 9.3436e-35 | -8.4699e-11 | 1.4546e-11 | 0 | 0 | 0 | 0 | 0 | 0 | 1.05 | 1.0332 | 1.0224 | 1.05 | 1.0332 | 1.0224 | 1.1885e-15 | -121.2201 | 120.2117 | 1.1022e-15 | -121.2201 | 120.2117
Line8_8_10 | 0 | 0 | 0 | 0 | 0 | 0 | 0 | 0 | 0 | 0 | 0 | 0 | -2.4286e-18 | -6.2856e-11 | -1.0336e-10 | 4.8572e-18 | 6.2856e-11 | 1.0336e-10 | -5.0377e-35 | 8.4699e-11 | -1.4546e-11 | 9.3436e-35 | -8.4699e-11 | 1.4546e-11 | 0 | 0 | 0 | 0 | 0 | 0 | 1.05 | 1.0332 | 1.0224 | 1.05 | 1.0332 | 1.0224 | 1.1885e-15 | -121.2201 | 120.2117 | 1.1022e-15 | -121.2201 | 120.2117
Line9_3_11 | 0 | 0 | 0 | 0 | 0 | 0 | 0 | 0 | 0 | 0 | 0 | 0 | 8.8037e-18 | -5.3981e-11 | -1.5381e-10 | -9.4109e-18 | 5.3981e-11 | 1.5381e-10 | 5.4644e-18 | 1.4694e-10 | 2.597e-11 | -4.8572e-18 | -1.4694e-10 | -2.597e-11 | 0 | 0 | 0 | 0 | 0 | 0 | 1.05 | 1.048 | 1.0443 | 1.05 | 1.048 | 1.0443 | 2.1205e-15 | -120.2981 | 119.9471 | 1.9558e-15 | -120.2981 | 119.9471

## LL_max_fault_10
name | pf_ikss_a_from_ka | pf_ikss_b_from_ka | pf_ikss_c_from_ka | pf_ikss_a_to_ka | pf_ikss_b_to_ka | pf_ikss_c_to_ka | pf_skss_a_from_mw | pf_skss_b_from_mw | pf_skss_c_from_mw | pf_skss_a_to_mw | pf_skss_b_to_mw | pf_skss_c_to_mw | pf_p_a_from_mw | pf_p_b_from_mw | pf_p_c_from_mw | pf_p_a_to_mw | pf_p_b_to_mw | pf_p_c_to_mw | pf_q_a_from_mvar | pf_q_b_from_mvar | pf_q_c_from_mvar | pf_q_a_to_mvar | pf_q_b_to_mvar | pf_q_c_to_mvar | pf_ikss_a_from_degree | pf_ikss_b_from_degree | pf_ikss_c_from_degree | pf_ikss_a_to_degree | pf_ikss_b_to_degree | pf_ikss_c_to_degree | pf_vm_a_from_pu | pf_vm_b_from_pu | pf_vm_c_from_pu | pf_vm_a_to_pu | pf_vm_b_to_pu | pf_vm_c_to_pu | pf_va_a_from_degree | pf_va_b_from_degree | pf_va_c_from_degree | pf_va_a_to_degree | pf_va_b_to_degree | pf_va_c_to_degree
Line0_1_2 | 0 | 0.060452 | 0.060452 | 0 | 0.060452 | 0.060452 | 0 | 0.013961 | 0.013961 | 0 | 0.013961 | 0.013961 | 2.7987e-17 | 0.014777 | 0.0037874 | -2.6715e-17 | -0.01474 | -0.0037509 | 1.2721e-18 | 0.004065 | 0.014792 | -2.5443e-18 | -0.0039919 | -0.014719 | 0 | -135.6932 | 44.3068 | 0 | 44.3068 | -135.6932 | 1.1 | 1.0978 | 1.0937 | 1.1 | 1.0939 | 1.088 | 2.8668e-15 | -120.3121 | 119.9447 | 2.5245e-15 | -120.5402 | 120.0098
Line10_11_12 | 0 | 0 | 0 | 0 | 0 | 0 | 0 | 0 | 0 | 0 | 0 | 0 | 8.9049e-18 | -5.3155e-11 | -1.5146e-10 | -9.541e-18 | 5.3155e-11 | 1.5146e-10 | 3.1803e-18 | 1.4472e-10 | 2.555e-11 | -4.4525e-18 | -1.4472e-10 | -2.555e-11 | 0 | 0 | 0 | 0 | 0 | 0 | 1.1 | 1.0978 | 1.0937 | 1.1 | 1.0978 | 1.0937 | 2.5121e-15 | -120.3121 | 119.9447 | 2.3555e-15 | -120.3121 | 119.9447
Line11_12_13 | 0 | 0 | 0 | 0 | 0 | 0 | 0 | 0 | 0 | 0 | 0 | 0 | 7.3148e-18 | -4.4296e-11 | -1.2622e-10 | -7.9508e-18 | 4.4296e-11 | 1.2622e-10 | 6.3607e-19 | 1.206e-10 | 2.1292e-11 | -6.3607e-19 | -1.206e-10 | -2.1292e-11 | 0 | 0 | 0 | 0 | 0 | 0 | 1.1 | 1.0978 | 1.0937 | 1.1 | 1.0978 | 1.0937 | 2.3555e-15 | -120.3121 | 119.9447 | 2.2284e-15 | -120.3121 | 119.9447
Line12_13_15 | 0 | 0 | 0 | 0 | 0 | 0 | 0 | 0 | 0 | 0 | 0 | 0 | 3.8164e-18 | -2.6578e-11 | -7.5731e-11 | -3.8164e-18 | 2.6578e-11 | 7.5731e-11 | 1.9082e-18 | 7.2361e-11 | 1.2775e-11 | -2.5443e-18 | -7.2361e-11 | -1.2775e-11 | 0 | 0 | 0 | 0 | 0 | 0 | 1.1 | 1.0978 | 1.0937 | 1.1 | 1.0978 | 1.0937 | 2.2284e-15 | -120.3121 | 119.9447 | 2.1659e-15 | -120.3121 | 119.9447
Line13_13_14 | 0 | 0 | 0 | 0 | 0 | 0 | 0 | 0 | 0 | 0 | 0 | 0 | 3.1803e-19 | -8.8592e-12 | -2.5244e-11 | 3.1803e-19 | 8.8592e-12 | 2.5244e-11 | -1.2721e-18 | 2.412e-11 | 4.2584e-12 | 1.2721e-18 | -2.412e-11 | -4.2584e-12 | 0 | 0 | 0 | 0 | 0 | 0 | 1.1 | 1.0978 | 1.0937 | 1.1 | 1.0978 | 1.0937 | 2.2284e-15 | -120.3121 | 119.9447 | 2.2134e-15 | -120.3121 | 119.9447
Line14_15_16 | 0 | 0 | 0 | 0 | 0 | 0 | 0 | 0 | 0 | 0 | 0 | 0 | 4.1344e-18 | -1.7718e-11 | -5.0487e-11 | -4.1344e-18 | 1.7718e-11 | 5.0487e-11 | 1.9082e-18 | 4.824e-11 | 8.5168e-12 | -1.2721e-18 | -4.824e-11 | -8.5168e-12 | 0 | 0 | 0 | 0 | 0 | 0 | 1.1 | 1.0978 | 1.0937 | 1.1 | 1.0978 | 1.0937 | 2.1659e-15 | -120.3121 | 119.9447 | 2.1356e-15 | -120.3121 | 119.9447
Line15_16_17 | 0 | 0 | 0 | 0 | 0 | 0 | 0 | 0 | 0 | 0 | 0 | 0 | 6.3607e-19 | -8.8592e-12 | -2.5244e-11 | -6.3607e-19 | 8.8592e-12 | 2.5244e-11 | -2.5443e-18 | 2.412e-11 | 4.2584e-12 | 1.9082e-18 | -2.412e-11 | -4.2584e-12 | 0 | 0 | 0 | 0 | 0 | 0 | 1.1 | 1.0978 | 1.0937 | 1.1 | 1.0978 | 1.0937 | 2.1356e-15 | -120.3121 | 119.9447 | 2.1162e-15 | -120.3121 | 119.9447
Line16_4_18 | 0 | 0 | 0 | 0 | 0 | 0 | 0 | 0 | 0 | 0 | 0 | 0 | 6.4102e-35 | -8.8592e-12 | -2.5244e-11 | -6.367e-35 | 8.8592e-12 | 2.5244e-11 | -1.2721e-18 | 2.412e-11 | 4.2584e-12 | 1.2721e-18 | -2.412e-11 | -4.2584e-12 | 0 | 0 | 0 | 0 | 0 | 0 | 1.1 | 1.0978 | 1.0937 | 1.1 | 1.0978 | 1.0937 | 2.8871e-15 | -120.3121 | 119.9447 | 2.8677e-15 | -120.3121 | 119.9447
Line17_5_19 | 0 | 0 | 0 | 0 | 0 | 0 | 0 | 0 | 0 | 0 | 0 | 0 | 3.1803e-19 | -8.8592e-12 | -2.5244e-11 | -3.1803e-19 | 8.8592e-12 | 2.5244e-11 | -1.2721e-18 | 2.412e-11 | 4.2584e-12 | 1.2721e-18 | -2.412e-11 | -4.2584e-12 | 0 | 0 | 0 | 0 | 0 | 0 | 1.1 | 1.0978 | 1.0937 | 1.1 | 1.0978 | 1.0937 | 2.8397e-15 | -120.3121 | 119.9447 | 2.8203e-15 | -120.3121 | 119.9447
Line1_1_3 | 0 | 0 | 0 | 0 | 0 | 0 | 0 | 0 | 0 | 0 | 0 | 0 | 1.1131e-17 | -7.0874e-11 | -2.0195e-10 | -1.1767e-17 | 7.0874e-11 | 2.0195e-10 | 8.2688e-18 | 1.9296e-10 | 3.4067e-11 | -8.9049e-18 | -1.9296e-10 | -3.4067e-11 | 0 | 0 | 0 | 0 | 0 | 0 | 1.1 | 1.0978 | 1.0937 | 1.1 | 1.0978 | 1.0937 | 2.8668e-15 | -120.3121 | 119.9447 | 2.6846e-15 | -120.3121 | 119.9447
Line2_1_4 | 0 | 0 | 0 | 0 | 0 | 0 | 0 | 0 | 0 | 0 | 0 | 0 | 6.6787e-18 | -1.7718e-11 | -5.0487e-11 | -7.3148e-18 | 1.7718e-11 | 5.0487e-11 | 2.7987e-17 | 4.824e-11 | 8.5168e-12 | -2.8623e-17 | -4.824e-11 | -8.5168e-12 | 0 | 0 | 0 | 0 | 0 | 0 | 1.1 | 1.0978 | 1.0937 | 1.1 | 1.0978 | 1.0937 | 2.8668e-15 | -120.3121 | 119.9447 | 2.8871e-15 | -120.3121 | 119.9447
Line3_1_5 | 0 | 0 | 0 | 0 | 0 | 0 | 0 | 0 | 0 | 0 | 0 | 0 | 6.3607e-19 | -1.7718e-11 | -5.0487e-11 | -1.2721e-18 | 1.7718e-11 | 5.0487e-11 | 1.2721e-18 | 4.824e-11 | 8.5168e-12 | -1.9082e-18 | -4.824e-11 | -8.5168e-12 | 0 | 0 | 0 | 0 | 0 | 0 | 1.1 | 1.0978 | 1.0937 | 1.1 | 1.0978 | 1.0937 | 2.8668e-15 | -120.3121 | 119.9447 | 2.8397e-15 | -120.3121 | 119.9447
Line4_2_6 | 0 | 0.060452 | 0.060452 | 0 | 0.060452 | 0.060452 | 0 | 0.013961 | 0.013961 | 0 | 0.013961 | 0.013961 | 2.7987e-17 | 0.01474 | 0.0037509 | -2.7987e-17 | -0.014704 | -0.0037143 | 1.2331e-33 | 0.0039919 | 0.014719 | 2.5443e-18 | -0.0039188 | -0.014646 | 0 | -135.6932 | 44.3068 | 0 | 44.3068 | -135.6932 | 1.1 | 1.0939 | 1.088 | 1.1 | 1.09 | 1.0823 | 2.5245e-15 | -120.5402 | 120.0098 | 2.1974e-15 | -120.7698 | 120.0757
Line5_6_7 | 0 | 0.060452 | 0.060452 | 0 | 0.060452 | 0.060452 | 0 | 0.013961 | 0.013961 | 0 | 0.013961 | 0.013961 | 1.2721e-17 | 0.014704 | 0.0037143 | -1.5266e-17 | -0.014667 | -0.0036778 | 4.8788e-34 | 0.0039188 | 0.014646 | 5.0885e-18 | -0.0038457 | -0.014572 | 0 | -135.6932 | 44.3068 | 0 | 44.3068 | -135.6932 | 1.1 | 1.09 | 1.0823 | 1.1 | 1.0861 | 1.0765 | 2.1974e-15 | -120.7698 | 120.0757 | 1.9315e-15 | -121.0011 | 120.1422
Line6_7_8 | 0 | 0.060452 | 0.060452 | 0 | 0.060452 | 0.060452 | 0 | 0.013961 | 0.013961 | 0 | 0.013961 | 0.013961 | 1.0177e-17 | 0.014667 | 0.0036778 | -1.5266e-17 | -0.014631 | -0.0036413 | -2.5443e-18 | 0.0038457 | 0.014572 | 2.5443e-18 | -0.0037726 | -0.014499 | 0 | -135.6932 | 44.3068 | 0 | 44.3068 | -135.6932 | 1.1 | 1.0861 | 1.0765 | 1.1 | 1.0823 | 1.0708 | 1.9315e-15 | -121.0011 | 120.1422 | 1.6743e-15 | -121.2341 | 120.2095
Line7_8_9 | 0 | 0 | 0 | 0 | 0 | 0 | 0 | 0 | 0 | 0 | 0 | 0 | -7.6328e-18 | -6.9334e-11 | -1.1449e-10 | 7.6328e-18 | 6.9334e-11 | 1.1449e-10 | -2.2305e-34 | 9.4011e-11 | -1.5791e-11 | 2.1146e-34 | -9.4011e-11 | 1.5791e-11 | 0 | 0 | 0 | 0 | 0 | 0 | 1.1 | 1.0823 | 1.0708 | 1.1 | 1.0823 | 1.0708 | 1.6743e-15 | -121.2341 | 120.2095 | 1.5873e-15 | -121.2341 | 120.2095
Line8_8_10 | 0 | 0 | 0 | 0 | 0 | 0 | 0 | 0 | 0 | 0 | 0 | 0 | -2.5443e-18 | -6.9334e-11 | -1.1449e-10 | -2.5443e-18 | 6.9334e-11 | 1.1449e-10 | -7.4349e-35 | 9.4011e-11 | -1.5791e-11 | 2.5443e-18 | -9.4011e-11 | 1.5791e-11 | 0 | 0 | 0 | 0 | 0 | 0 | 1.1 | 1.0823 | 1.0708 | 1.1 | 1.0823 | 1.0708 | 1.6743e-15 | -121.2341 | 120.2095 | 1.5873e-15 | -121.2341 | 120.2095
Line9_3_11 | 0 | 0 | 0 | 0 | 0 | 0 | 0 | 0 | 0 | 0 | 0 | 0 | 8.9049e-18 | -6.2015e-11 | -1.7671e-10 | -9.541e-18 | 6.2015e-11 | 1.7671e-10 | 4.4525e-18 | 1.6884e-10 | 2.9809e-11 | -3.8164e-18 | -1.6884e-10 | -2.9809e-11 | 0 | 0 | 0 | 0 | 0 | 0 | 1.1 | 1.0978 | 1.0937 | 1.1 | 1.0978 | 1.0937 | 2.6846e-15 | -120.3121 | 119.9447 | 2.5121e-15 | -120.3121 | 119.9447

## LL_min_6
name | pf_ikss_a_from_ka | pf_ikss_b_from_ka | pf_ikss_c_from_ka | pf_ikss_a_to_ka | pf_ikss_b_to_ka | pf_ikss_c_to_ka | pf_skss_a_from_mw | pf_skss_b_from_mw | pf_skss_c_from_mw | pf_skss_a_to_mw | pf_skss_b_to_mw | pf_skss_c_to_mw | pf_p_a_from_mw | pf_p_b_from_mw | pf_p_c_from_mw | pf_p_a_to_mw | pf_p_b_to_mw | pf_p_c_to_mw | pf_q_a_from_mvar | pf_q_b_from_mvar | pf_q_c_from_mvar | pf_q_a_to_mvar | pf_q_b_to_mvar | pf_q_c_to_mvar | pf_ikss_a_from_degree | pf_ikss_b_from_degree | pf_ikss_c_from_degree | pf_ikss_a_to_degree | pf_ikss_b_to_degree | pf_ikss_c_to_degree | pf_vm_a_from_pu | pf_vm_b_from_pu | pf_vm_c_from_pu | pf_vm_a_to_pu | pf_vm_b_to_pu | pf_vm_c_to_pu | pf_va_a_from_degree | pf_va_b_from_degree | pf_va_c_from_degree | pf_va_a_to_degree | pf_va_b_to_degree | pf_va_c_to_degree
Line0_1_2 | 0 | 1.455 | 1.455 | 0 | 1.455 | 1.455 | 0 | 0.33601 | 0.33601 | 0 | 0.33601 | 0.33601 | 3.5157e-17 | 0.28984 | 0.03533 | -3.5157e-17 | -0.24919 | 0.005316 | 1.9336e-16 | 0.073022 | 0.26569 | -2.1094e-16 | -0.030682 | -0.22336 | 0 | -142.8727 | 37.1273 | 0 | 37.1273 | -142.8727 | 0.95 | 0.88953 | 0.79769 | 0.95 | 0.74721 | 0.66491 | 9.0622e-14 | -128.7319 | 119.553 | 9.2252e-14 | -135.8534 | 128.4907
Line10_11_12 | 0 | 0 | 0 | 0 | 0 | 0 | 0 | 0 | 0 | 0 | 0 | 0 | 3.5157e-17 | -9.6789e-10 | -2.6725e-09 | -3.5157e-17 | 9.6789e-10 | 2.6725e-09 | 3.5157e-17 | 2.8224e-09 | 1.3007e-10 | -5.2736e-17 | -2.8224e-09 | -1.3007e-10 | 0 | 0 | 0 | 0 | 0 | 0 | 0.95 | 0.88953 | 0.79769 | 0.95 | 0.88953 | 0.79769 | 9.3142e-14 | -128.7319 | 119.553 | 9.4778e-14 | -128.7319 | 119.553
Line11_12_13 | 0 | 0 | 0 | 0 | 0 | 0 | 0 | 0 | 0 | 0 | 0 | 0 | 8.7893e-18 | -8.0657e-10 | -2.2271e-09 | -8.7893e-18 | 8.0657e-10 | 2.2271e-09 | 7.0314e-17 | 2.352e-09 | 1.0839e-10 | -7.0314e-17 | -2.352e-09 | -1.0839e-10 | 0 | 0 | 0 | 0 | 0 | 0 | 0.95 | 0.88953 | 0.79769 | 0.95 | 0.88953 | 0.79769 | 9.4778e-14 | -128.7319 | 119.553 | 9.6283e-14 | -128.7319 | 119.553
Line12_13_15 | 0 | 0 | 0 | 0 | 0 | 0 | 0 | 0 | 0 | 0 | 0 | 0 | 8.7893e-18 | -4.8394e-10 | -1.3362e-09 | -1.7579e-17 | 4.8394e-10 | 1.3362e-09 | 3.5157e-17 | 1.4112e-09 | 6.5035e-11 | -5.2736e-17 | -1.4112e-09 | -6.5035e-11 | 0 | 0 | 0 | 0 | 0 | 0 | 0.95 | 0.88953 | 0.79769 | 0.95 | 0.88953 | 0.79769 | 9.6283e-14 | -128.7319 | 119.553 | 9.6878e-14 | -128.7319 | 119.553
Line13_13_14 | 0 | 0 | 0 | 0 | 0 | 0 | 0 | 0 | 0 | 0 | 0 | 0 | -8.7893e-18 | -1.6131e-10 | -4.4541e-10 | 5.9039e-32 | 1.6131e-10 | 4.4541e-10 | 3.5157e-17 | 4.7039e-10 | 2.1678e-11 | -3.5157e-17 | -4.7039e-10 | -2.1679e-11 | 0 | 0 | 0 | 0 | 0 | 0 | 0.95 | 0.88953 | 0.79769 | 0.95 | 0.88953 | 0.79769 | 9.6283e-14 | -128.7319 | 119.553 | 9.6216e-14 | -128.7319 | 119.553
Line14_15_16 | 0 | 0 | 0 | 0 | 0 | 0 | 0 | 0 | 0 | 0 | 0 | 0 | 0 | -3.2263e-10 | -8.9083e-10 | 0 | 3.2263e-10 | 8.9083e-10 | 0 | 9.4079e-10 | 4.3357e-11 | 0 | -9.4079e-10 | -4.3357e-11 | 0 | 0 | 0 | 0 | 0 | 0 | 0.95 | 0.88953 | 0.79769 | 0.95 | 0.88953 | 0.79769 | 9.6878e-14 | -128.7319 | 119.553 | 9.7289e-14 | -128.7319 | 119.553
Line15_16_17 | 0 | 0 | 0 | 0 | 0 | 0 | 0 | 0 | 0 | 0 | 0 | 0 | -5.9697e-32 | -1.6131e-10 | -4.4541e-10 | 2.9784e-32 | 1.6131e-10 | 4.4541e-10 | 3.5157e-17 | 4.7039e-10 | 2.1678e-11 | -1.7579e-17 | -4.7039e-10 | -2.1678e-11 | 0 | 0 | 0 | 0 | 0 | 0 | 0.95 | 0.88953 | 0.79769 | 0.95 | 0.88953 | 0.79769 | 9.7289e-14 | -128.7319 | 119.553 | 9.7078e-14 | -128.7319 | 119.553
Line16_4_18 | 0 | 0 | 0 | 0 | 0 | 0 | 0 | 0 | 0 | 0 | 0 | 0 | 1.3184e-17 | -1.6131e-10 | -4.4541e-10 | -1.3184e-17 | 1.6131e-10 | 4.4541e-10 | 1.7579e-17 | 4.7039e-10 | 2.1678e-11 | -1.7579e-17 | -4.7039e-10 | -2.1678e-11 | 0 | 0 | 0 | 0 | 0 | 0 | 0.95 | 0.88953 | 0.79769 | 0.95 | 0.88953 | 0.79769 | 9.5456e-14 | -128.7319 | 119.553 | 9.5246e-14 | -128.7319 | 119.553
Line17_5_19 | 0 | 0 | 0 | 0 | 0 | 0 | 0 | 0 | 0 | 0 | 0 | 0 | -1.7579e-17 | -1.6131e-10 | -4.4541e-10 | 2.6368e-17 | 1.6131e-10 | 4.4541e-10 | 1.7579e-17 | 4.7039e-10 | 2.1678e-11 | 4.1669e-32 | -4.7039e-10 | -2.1678e-11 | 0 | 0 | 0 | 0 | 0 | 0 | 0.95 | 0.88953 | 0.79769 | 0.95 | 0.88953 | 0.79769 | 9.0755e-14 | -128.7319 | 119.553 | 9.0544e-14 | -128.7319 | 119.553
Line1_1_3 | 0 | 0 | 0 | 0 | 0 | 0 | 0 | 0 | 0 | 0 | 0 | 0 | 4.3946e-17 | -1.2905e-09 | -3.5633e-09 | -4.3946e-17 | 1.2905e-09 | 3.5633e-09 | 5.2736e-17 | 3.7632e-09 | 1.7343e-10 | -8.7893e-17 | -3.7632e-09 | -1.7343e-10 | 0 | 0 | 0 | 0 | 0 | 0 | 0.95 | 0.88953 | 0.79769 | 0.95 | 0.88953 | 0.79769 | 9.0622e-14 | -128.7319 | 119.553 | 9.1591e-14 | -128.7319 | 119.553
Line2_1_4 | 0 | 0 | 0 | 0 | 0 | 0 | 0 | 0 | 0 | 0 | 0 | 0 | 3.3839e-16 | -3.2263e-10 | -8.9083e-10 | -3.3839e-16 | 3.2263e-10 | 8.9083e-10 | 5.8009e-16 | 9.4079e-10 | 4.3357e-11 | -5.8009e-16 | -9.4079e-10 | -4.3357e-11 | 0 | 0 | 0 | 0 | 0 | 0 | 0.95 | 0.88953 | 0.79769 | 0.95 | 0.88953 | 0.79769 | 9.0622e-14 | -128.7319 | 119.553 | 9.5456e-14 | -128.7319 | 119.553
Line3_1_5 | 0 | 0 | 0 | 0 | 0 | 0 | 0 | 0 | 0 | 0 | 0 | 0 | 8.7893e-18 | -3.2263e-10 | -8.9083e-10 | -8.7893e-18 | 3.2263e-10 | 8.9083e-10 | 1.7579e-17 | 9.4079e-10 | 4.3357e-11 | -5.2736e-17 | -9.4079e-10 | -4.3357e-11 | 0 | 0 | 0 | 0 | 0 | 0 | 0.95 | 0.88953 | 0.79769 | 0.95 | 0.88953 | 0.79769 | 9.0622e-14 | -128.7319 | 119.553 | 9.0755e-14 | -128.7319 | 119.553
Line4_2_6 | 0 | 1.455 | 1.455 | 0 | 1.455 | 1.455 | 0 | 0.33601 | 0.33601 | 0 | 0.33601 | 0.33601 | -3.5157e-17 | 0.24919 | -0.005316 | 3.5157e-17 | -0.20855 | 0.045962 | 1.7579e-16 | 0.030682 | 0.22336 | -1.7579e-16 | 0.011658 | -0.18102 | 0 | -142.8727 | 37.1273 | 0 | 37.1273 | -142.8727 | 0.95 | 0.74721 | 0.66491 | 0.95 | 0.62161 | 0.55581 | 9.2252e-14 | -135.8534 | 128.4907 | 9.3854e-14 | -146.0722 | 141.3743
Line5_6_7 | 0 | 1.455 | 1.455 | 0 | 1.455 | 1.455 | 0 | 0.33601 | 0.33601 | 0 | 0.33601 | 0.33601 | -7.0314e-17 | 0.20855 | -0.045962 | 7.0314e-17 | -0.1679 | 0.086608 | 1.7579e-16 | -0.011658 | 0.18102 | -2.1094e-16 | 0.053997 | -0.13868 | 0 | -142.8727 | 37.1273 | 0 | 37.1273 | -142.8727 | 0.95 | 0.62161 | 0.55581 | 0.95 | 0.52489 | 0.48658 | 9.3854e-14 | -146.0722 | 141.3743 | 9.4147e-14 | -160.7007 | 159.1134
Line6_7_8 | 0 | 1.455 | 1.455 | 0 | 1.455 | 1.455 | 0 | 0.33601 | 0.33601 | 0 | 0.33601 | 0.33601 | 7.0314e-17 | 0.1679 | -0.086608 | 4.7057e-31 | -0.12725 | 0.12725 | 2.8126e-16 | -0.053997 | 0.13868 | -2.8126e-16 | 0.096337 | -0.096337 | 0 | -142.8727 | 37.1273 | 0 | 37.1273 | -142.8727 | 0.95 | 0.52489 | 0.48658 | 0.95 | 0.475 | 0.475 | 9.4147e-14 | -160.7007 | 159.1134 | 9.5862e-14 | -180 | 180
Line7_8_9 | 0 | 0 | 0 | 0 | 0 | 0 | 0 | 0 | 0 | 0 | 0 | 0 | 0 | 7.0314e-17 | -5.2247e-23 | -7.0314e-17 | -1.3735e-16 | 3.2761e-18 | 0 | 1.4329e-09 | -1.4329e-09 | 7.0314e-17 | -1.4329e-09 | 1.4329e-09 | 0 | 0 | 0 | 0 | 0 | 0 | 0.95 | 0.475 | 0.475 | 0.95 | 0.475 | 0.475 | 9.5862e-14 | -180 | 180 | 9.4775e-14 | -180 | 180
Line8_8_10 | 0 | 0 | 0 | 0 | 0 | 0 | 0 | 0 | 0 | 0 | 0 | 0 | 0 | 7.0314e-17 | -5.2247e-23 | -7.0314e-17 | -1.3735e-16 | 3.2761e-18 | 0 | 1.4329e-09 | -1.4329e-09 | 7.0314e-17 | -1.4329e-09 | 1.4329e-09 | 0 | 0 | 0 | 0 | 0 | 0 | 0.95 | 0.475 | 0.475 | 0.95 | 0.475 | 0.475 | 9.5862e-14 | -180 | 180 | 9.4775e-14 | -180 | 180
Line9_3_11 | 0 | 0 | 0 | 0 | 0 | 0 | 0 | 0 | 0 | 0 | 0 | 0 | 4.8341e-17 | -1.1292e-09 | -3.1179e-09 | -4.8341e-17 | 1.1292e-09 | 3.1179e-09 | 7.0314e-17 | 3.2928e-09 | 1.5175e-10 | -8.7893e-17 | -3.2928e-09 | -1.5175e-10 | 0 | 0 | 0 | 0 | 0 | 0 | 0.95 | 0.88953 | 0.79769 | 0.95 | 0.88953 | 0.79769 | 9.1591e-14 | -128.7319 | 119.553 | 9.3142e-14 | -128.7319 | 119.553

## LL_min_10
name | pf_ikss_a_from_ka | pf_ikss_b_from_ka | pf_ikss_c_from_ka | pf_ikss_a_to_ka | pf_ikss_b_to_ka | pf_ikss_c_to_ka | pf_skss_a_from_mw | pf_skss_b_from_mw | pf_skss_c_from_mw | pf_skss_a_to_mw | pf_skss_b_to_mw | pf_skss_c_to_mw | pf_p_a_from_mw | pf_p_b_from_mw | pf_p_c_from_mw | pf_p_a_to_mw | pf_p_b_to_mw | pf_p_c_to_mw | pf_q_a_from_mvar | pf_q_b_from_mvar | pf_q_c_from_mvar | pf_q_a_to_mvar | pf_q_b_to_mvar | pf_q_c_to_mvar | pf_ikss_a_from_degree | pf_ikss_b_from_degree | pf_ikss_c_from_degree | pf_ikss_a_to_degree | pf_ikss_b_to_degree | pf_ikss_c_to_degree | pf_vm_a_from_pu | pf_vm_b_from_pu | pf_vm_c_from_pu | pf_vm_a_to_pu | pf_vm_b_to_pu | pf_vm_c_to_pu | pf_va_a_from_degree | pf_va_b_from_degree | pf_va_c_from_degree | pf_va_a_to_degree | pf_va_b_to_degree | pf_va_c_to_degree
Line0_1_2 | 0 | 1.3784 | 1.3784 | 0 | 1.3784 | 1.3784 | 0 | 0.31833 | 0.31833 | 0 | 0.31833 | 0.31833 | 1.6653e-17 | 0.26013 | 0.031709 | -1.6653e-17 | -0.22365 | 0.0047711 | 1.4988e-16 | 0.065537 | 0.23846 | -1.6653e-16 | -0.027537 | -0.20046 | 0 | -142.8727 | 37.1273 | 0 | 37.1273 | -142.8727 | 0.9 | 0.84271 | 0.7557 | 0.9 | 0.70788 | 0.62991 | 9.0876e-14 | -128.7319 | 119.553 | 9.2607e-14 | -135.8534 | 128.4907
Line10_11_12 | 0 | 0 | 0 | 0 | 0 | 0 | 0 | 0 | 0 | 0 | 0 | 0 | 2.0817e-17 | -8.6869e-10 | -2.3986e-09 | -2.9143e-17 | 8.6869e-10 | 2.3986e-09 | 3.3307e-17 | 2.5331e-09 | 1.1674e-10 | -3.3307e-17 | -2.5331e-09 | -1.1674e-10 | 0 | 0 | 0 | 0 | 0 | 0 | 0.9 | 0.84271 | 0.7557 | 0.9 | 0.84271 | 0.7557 | 9.3397e-14 | -128.7319 | 119.553 | 9.5033e-14 | -128.7319 | 119.553
Line11_12_13 | 0 | 0 | 0 | 0 | 0 | 0 | 0 | 0 | 0 | 0 | 0 | 0 | 1.249e-17 | -7.2391e-10 | -1.9988e-09 | -1.249e-17 | 7.2391e-10 | 1.9988e-09 | 6.6613e-17 | 2.1109e-09 | 9.7283e-11 | -6.6613e-17 | -2.1109e-09 | -9.7283e-11 | 0 | 0 | 0 | 0 | 0 | 0 | 0.9 | 0.84271 | 0.7557 | 0.9 | 0.84271 | 0.7557 | 9.5033e-14 | -128.7319 | 119.553 | 9.6538e-14 | -128.7319 | 119.553
Line12_13_15 | 0 | 0 | 0 | 0 | 0 | 0 | 0 | 0 | 0 | 0 | 0 | 0 | 8.3267e-18 | -4.3434e-10 | -1.1993e-09 | -8.3267e-18 | 4.3434e-10 | 1.1993e-09 | 6.6613e-17 | 1.2665e-09 | 5.837e-11 | -3.3307e-17 | -1.2665e-09 | -5.837e-11 | 0 | 0 | 0 | 0 | 0 | 0 | 0.9 | 0.84271 | 0.7557 | 0.9 | 0.84271 | 0.7557 | 9.6538e-14 | -128.7319 | 119.553 | 9.7133e-14 | -128.7319 | 119.553
Line13_13_14 | 0 | 0 | 0 | 0 | 0 | 0 | 0 | 0 | 0 | 0 | 0 | 0 | -8.3267e-18 | -1.4478e-10 | -3.9976e-10 | 1.6653e-17 | 1.4478e-10 | 3.9976e-10 | 1.6653e-17 | 4.2218e-10 | 1.9457e-11 | 2.804e-32 | -4.2218e-10 | -1.9457e-11 | 0 | 0 | 0 | 0 | 0 | 0 | 0.9 | 0.84271 | 0.7557 | 0.9 | 0.84271 | 0.7557 | 9.6538e-14 | -128.7319 | 119.553 | 9.6471e-14 | -128.7319 | 119.553
Line14_15_16 | 0 | 0 | 0 | 0 | 0 | 0 | 0 | 0 | 0 | 0 | 0 | 0 | -8.3267e-18 | -2.8956e-10 | -7.9952e-10 | -8.3267e-18 | 2.8956e-10 | 7.9952e-10 | -1.4116e-32 | 8.4436e-10 | 3.8913e-11 | 1.6653e-17 | -8.4436e-10 | -3.8913e-11 | 0 | 0 | 0 | 0 | 0 | 0 | 0.9 | 0.84271 | 0.7557 | 0.9 | 0.84271 | 0.7557 | 9.7133e-14 | -128.7319 | 119.553 | 9.7544e-14 | -128.7319 | 119.553
Line15_16_17 | 0 | 0 | 0 | 0 | 0 | 0 | 0 | 0 | 0 | 0 | 0 | 0 | -2.8352e-32 | -1.4478e-10 | -3.9976e-10 | -1.6653e-17 | 1.4478e-10 | 3.9976e-10 | 1.6653e-17 | 4.2218e-10 | 1.9457e-11 | -1.6653e-17 | -4.2218e-10 | -1.9457e-11 | 0 | 0 | 0 | 0 | 0 | 0 | 0.9 | 0.84271 | 0.7557 | 0.9 | 0.84271 | 0.7557 | 9.7544e-14 | -128.7319 | 119.553 | 9.7333e-14 | -128.7319 | 119.553
Line16_4_18 | 0 | 0 | 0 | 0 | 0 | 0 | 0 | 0 | 0 | 0 | 0 | 0 | 2.9143e-17 | -1.4478e-10 | -3.9976e-10 | -1.249e-17 | 1.4478e-10 | 3.9976e-10 | 4.5317e-32 | 4.2218e-10 | 1.9457e-11 | -1.6653e-17 | -4.2218e-10 | -1.9457e-11 | 0 | 0 | 0 | 0 | 0 | 0 | 0.9 | 0.84271 | 0.7557 | 0.9 | 0.84271 | 0.7557 | 8.9093e-14 | -128.7319 | 119.553 | 8.8882e-14 | -128.7319 | 119.553
Line17_5_19 | 0 | 0 | 0 | 0 | 0 | 0 | 0 | 0 | 0 | 0 | 0 | 0 | 2.0817e-17 | -1.4478e-10 | -3.9976e-10 | -2.0817e-17 | 1.4478e-10 | 3.9976e-10 | 3.3066e-32 | 4.2218e-10 | 1.9457e-11 | -3.2989e-32 | -4.2218e-10 | -1.9457e-11 | 0 | 0 | 0 | 0 | 0 | 0 | 0.9 | 0.84271 | 0.7557 | 0.9 | 0.84271 | 0.7557 | 9.101e-14 | -128.7319 | 119.553 | 9.0799e-14 | -128.7319 | 119.553
Line1_1_3 | 0 | 0 | 0 | 0 | 0 | 0 | 0 | 0 | 0 | 0 | 0 | 0 | 4.1633e-17 | -1.1582e-09 | -3.1981e-09 | -4.1633e-17 | 1.1582e-09 | 3.1981e-09 | 4.996e-17 | 3.3775e-09 | 1.5565e-10 | -6.6613e-17 | -3.3775e-09 | -1.5565e-10 | 0 | 0 | 0 | 0 | 0 | 0 | 0.9 | 0.84271 | 0.7557 | 0.9 | 0.84271 | 0.7557 | 9.0876e-14 | -128.7319 | 119.553 | 9.1846e-14 | -128.7319 | 119.553
Line2_1_4 | 0 | 0 | 0 | 0 | 0 | 0 | 0 | 0 | 0 | 0 | 0 | 0 | 4.0801e-16 | -2.8956e-10 | -7.9952e-10 | -3.9968e-16 | 2.8956e-10 | 7.9952e-10 | 3.4972e-16 | 8.4436e-10 | 3.8913e-11 | -3.6637e-16 | -8.4436e-10 | -3.8913e-11 | 0 | 0 | 0 | 0 | 0 | 0 | 0.9 | 0.84271 | 0.7557 | 0.9 | 0.84271 | 0.7557 | 9.0876e-14 | -128.7319 | 119.553 | 8.9093e-14 | -128.7319 | 119.553
Line3_1_5 | 0 | 0 | 0 | 0 | 0 | 0 | 0 | 0 | 0 | 0 | 0 | 0 | 1.249e-17 | -2.8956e-10 | -7.9952e-10 | -1.249e-17 | 2.8956e-10 | 7.9952e-10 | -1.6653e-17 | 8.4436e-10 | 3.8913e-11 | -1.9839e-32 | -8.4436e-10 | -3.8913e-11 | 0 | 0 | 0 | 0 | 0 | 0 | 0.9 | 0.84271 | 0.7557 | 0.9 | 0.84271 | 0.7557 | 9.0876e-14 | -128.7319 | 119.553 | 9.101e-14 | -128.7319 | 119.553
Line4_2_6 | 0 | 1.3784 | 1.3784 | 0 | 1.3784 | 1.3784 | 0 | 0.31833 | 0.31833 | 0 | 0.31833 | 0.31833 | 3.3307e-17 | 0.22365 | -0.0047711 | -3.3307e-17 | -0.18717 | 0.041251 | 1.3323e-16 | 0.027537 | 0.20046 | -1.3323e-16 | 0.010463 | -0.16246 | 0 | -142.8727 | 37.1273 | 0 | 37.1273 | -142.8727 | 0.9 | 0.70788 | 0.62991 | 0.9 | 0.5889 | 0.52656 | 9.2607e-14 | -135.8534 | 128.4907 | 9.3516e-14 | -146.0722 | 141.3743
Line5_6_7 | 0 | 1.3784 | 1.3784 | 0 | 1.3784 | 1.3784 | 0 | 0.31833 | 0.31833 | 0 | 0.31833 | 0.31833 | 3.3307e-17 | 0.18717 | -0.041251 | -3.3307e-17 | -0.15069 | 0.077731 | 1.9984e-16 | -0.010463 | 0.16246 | -1.9984e-16 | 0.048463 | -0.12446 | 0 | -142.8727 | 37.1273 | 0 | 37.1273 | -142.8727 | 0.9 | 0.5889 | 0.52656 | 0.9 | 0.49726 | 0.46097 | 9.3516e-14 | -146.0722 | 141.3743 | 9.3225e-14 | -160.7007 | 159.1134
Line6_7_8 | 0 | 1.3784 | 1.3784 | 0 | 1.3784 | 1.3784 | 0 | 0.31833 | 0.31833 | 0 | 0.31833 | 0.31833 | 6.6613e-17 | 0.15069 | -0.077731 | -6.6613e-17 | -0.11421 | 0.11421 | 6.6613e-17 | -0.048463 | 0.12446 | -6.6613e-17 | 0.086463 | -0.086463 | 0 | -142.8727 | 37.1273 | 0 | 37.1273 | -142.8727 | 0.9 | 0.49726 | 0.46097 | 0.9 | 0.45 | 0.45 | 9.3225e-14 | -160.7007 | 159.1134 | 9.4941e-14 | -180 | 180
Line7_8_9 | 0 | 0 | 0 | 0 | 0 | 0 | 0 | 0 | 0 | 0 | 0 | 0 | -1.3323e-16 | 6.6613e-17 | 2.6645e-16 | 1.9984e-16 | -2.9682e-16 | -1.3029e-16 | 1.3323e-16 | 1.286e-09 | -1.286e-09 | -1.3323e-16 | -1.286e-09 | 1.286e-09 | 0 | 0 | 0 | 0 | 0 | 0 | 0.9 | 0.45 | 0.45 | 0.9 | 0.45 | 0.45 | 9.4941e-14 | -180 | 180 | 9.3854e-14 | -180 | 180
Line8_8_10 | 0 | 0 | 0 | 0 | 0 | 0 | 0 | 0 | 0 | 0 | 0 | 0 | -6.6613e-17 | 3.3307e-17 | 1.3323e-16 | 1.9984e-16 | -2.9682e-16 | -1.3029e-16 | 1.3323e-16 | 1.286e-09 | -1.286e-09 | -1.3323e-16 | -1.286e-09 | 1.286e-09 | 0 | 0 | 0 | 0 | 0 | 0 | 0.9 | 0.45 | 0.45 | 0.9 | 0.45 | 0.45 | 9.4941e-14 | -180 | 180 | 9.3854e-14 | -180 | 180
Line9_3_11 | 0 | 0 | 0 | 0 | 0 | 0 | 0 | 0 | 0 | 0 | 0 | 0 | 4.996e-17 | -1.0135e-09 | -2.7983e-09 | -4.996e-17 | 1.0135e-09 | 2.7983e-09 | 4.996e-17 | 2.9553e-09 | 1.362e-10 | -3.3307e-17 | -2.9553e-09 | -1.362e-10 | 0 | 0 | 0 | 0 | 0 | 0 | 0.9 | 0.84271 | 0.7557 | 0.9 | 0.84271 | 0.7557 | 9.1846e-14 | -128.7319 | 119.553 | 9.3397e-14 | -128.7319 | 119.553

## LL_min_fault_6
name | pf_ikss_a_from_ka | pf_ikss_b_from_ka | pf_ikss_c_from_ka | pf_ikss_a_to_ka | pf_ikss_b_to_ka | pf_ikss_c_to_ka | pf_skss_a_from_mw | pf_skss_b_from_mw | pf_skss_c_from_mw | pf_skss_a_to_mw | pf_skss_b_to_mw | pf_skss_c_to_mw | pf_p_a_from_mw | pf_p_b_from_mw | pf_p_c_from_mw | pf_p_a_to_mw | pf_p_b_to_mw | pf_p_c_to_mw | pf_q_a_from_mvar | pf_q_b_from_mvar | pf_q_c_from_mvar | pf_q_a_to_mvar | pf_q_b_to_mvar | pf_q_c_to_mvar | pf_ikss_a_from_degree | pf_ikss_b_from_degree | pf_ikss_c_from_degree | pf_ikss_a_to_degree | pf_ikss_b_to_degree | pf_ikss_c_to_degree | pf_vm_a_from_pu | pf_vm_b_from_pu | pf_vm_c_from_pu | pf_vm_a_to_pu | pf_vm_b_to_pu | pf_vm_c_to_pu | pf_va_a_from_degree | pf_va_b_from_degree | pf_va_c_from_degree | pf_va_a_to_degree | pf_va_b_to_degree | pf_va_c_to_degree
Line0_1_2 | 0 | 0.051843 | 0.051843 | 0 | 0.051843 | 0.051843 | 0 | 0.011973 | 0.011973 | 0 | 0.011973 | 0.011973 | 1.0987e-18 | 0.010966 | 0.0028847 | -2.1973e-18 | -0.010915 | -0.0028331 | 8.7893e-18 | 0.0029326 | 0.010936 | -8.7893e-18 | -0.0028788 | -0.010882 | 0 | -135.2796 | 44.7204 | 0 | 44.7204 | -135.2796 | 0.95 | 0.94815 | 0.94465 | 0.95 | 0.94283 | 0.93921 | 2.8147e-15 | -120.3084 | 119.9432 | 2.8809e-15 | -120.5043 | 120.1275
Line10_11_12 | 0 | 0 | 0 | 0 | 0 | 0 | 0 | 0 | 0 | 0 | 0 | 0 | 2.3346e-18 | -3.8309e-11 | -1.1119e-10 | -2.3346e-18 | 3.8309e-11 | 1.1119e-10 | 2.1973e-18 | 1.0665e-10 | 1.9584e-11 | -3.296e-18 | -1.0665e-10 | -1.9584e-11 | 0 | 0 | 0 | 0 | 0 | 0 | 0.95 | 0.94815 | 0.94465 | 0.95 | 0.94815 | 0.94465 | 2.8767e-15 | -120.3084 | 119.9432 | 2.9236e-15 | -120.3084 | 119.9432
Line11_12_13 | 0 | 0 | 0 | 0 | 0 | 0 | 0 | 0 | 0 | 0 | 0 | 0 | 8.9266e-19 | -3.1925e-11 | -9.2658e-11 | -8.9266e-19 | 3.1925e-11 | 9.2658e-11 | 2.1973e-18 | 8.8872e-11 | 1.632e-11 | -2.1973e-18 | -8.8872e-11 | -1.632e-11 | 0 | 0 | 0 | 0 | 0 | 0 | 0.95 | 0.94815 | 0.94465 | 0.95 | 0.94815 | 0.94465 | 2.9236e-15 | -120.3084 | 119.9432 | 2.9692e-15 | -120.3084 | 119.9432
Line12_13_15 | 0 | 0 | 0 | 0 | 0 | 0 | 0 | 0 | 0 | 0 | 0 | 0 | 5.4933e-19 | -1.9155e-11 | -5.5595e-11 | -5.4933e-19 | 1.9155e-11 | 5.5595e-11 | 1.0987e-18 | 5.3323e-11 | 9.7921e-12 | -1.648e-18 | -5.3323e-11 | -9.7921e-12 | 0 | 0 | 0 | 0 | 0 | 0 | 0.95 | 0.94815 | 0.94465 | 0.95 | 0.94815 | 0.94465 | 2.9692e-15 | -120.3084 | 119.9432 | 2.9893e-15 | -120.3084 | 119.9432
Line13_13_14 | 0 | 0 | 0 | 0 | 0 | 0 | 0 | 0 | 0 | 0 | 0 | 0 | -3.4333e-19 | -6.3849e-12 | -1.8532e-11 | -2.06e-19 | 6.3849e-12 | 1.8532e-11 | 1.0987e-18 | 1.7774e-11 | 3.264e-12 | -1.648e-18 | -1.7774e-11 | -3.264e-12 | 0 | 0 | 0 | 0 | 0 | 0 | 0.95 | 0.94815 | 0.94465 | 0.95 | 0.94815 | 0.94465 | 2.9692e-15 | -120.3084 | 119.9432 | 2.9681e-15 | -120.3084 | 119.9432
Line14_15_16 | 0 | 0 | 0 | 0 | 0 | 0 | 0 | 0 | 0 | 0 | 0 | 0 | 4.8066e-19 | -1.277e-11 | -3.7063e-11 | -2.06e-19 | 1.277e-11 | 3.7063e-11 | 5.4933e-19 | 3.5549e-11 | 6.5281e-12 | -5.4933e-19 | -3.5549e-11 | -6.5281e-12 | 0 | 0 | 0 | 0 | 0 | 0 | 0.95 | 0.94815 | 0.94465 | 0.95 | 0.94815 | 0.94465 | 2.9893e-15 | -120.3084 | 119.9432 | 3.0046e-15 | -120.3084 | 119.9432
Line15_16_17 | 0 | 0 | 0 | 0 | 0 | 0 | 0 | 0 | 0 | 0 | 0 | 0 | -5.7614e-35 | -6.3849e-12 | -1.8532e-11 | 0 | 6.3849e-12 | 1.8532e-11 | 1.0987e-18 | 1.7774e-11 | 3.264e-12 | 0 | -1.7774e-11 | -3.264e-12 | 0 | 0 | 0 | 0 | 0 | 0 | 0.95 | 0.94815 | 0.94465 | 0.95 | 0.94815 | 0.94465 | 3.0046e-15 | -120.3084 | 119.9432 | 2.9976e-15 | -120.3084 | 119.9432
Line16_4_18 | 0 | 0 | 0 | 0 | 0 | 0 | 0 | 0 | 0 | 0 | 0 | 0 | 5.4933e-19 | -6.3849e-12 | -1.8532e-11 | -5.4933e-19 | 6.3849e-12 | 1.8532e-11 | 5.4933e-19 | 1.7774e-11 | 3.264e-12 | -5.4933e-19 | -1.7774e-11 | -3.264e-12 | 0 | 0 | 0 | 0 | 0 | 0 | 0.95 | 0.94815 | 0.94465 | 0.95 | 0.94815 | 0.94465 | 2.826e-15 | -120.3084 | 119.9432 | 2.819e-15 | -120.3084 | 119.9432
Line17_5_19 | 0 | 0 | 0 | 0 | 0 | 0 | 0 | 0 | 0 | 0 | 0 | 0 | 8.2399e-19 | -6.3849e-12 | -1.8532e-11 | -8.2399e-19 | 6.3849e-12 | 1.8532e-11 | 4.0521e-35 | 1.7774e-11 | 3.264e-12 | -5.4933e-19 | -1.7774e-11 | -3.264e-12 | 0 | 0 | 0 | 0 | 0 | 0 | 0.95 | 0.94815 | 0.94465 | 0.95 | 0.94815 | 0.94465 | 2.8176e-15 | -120.3084 | 119.9432 | 2.8106e-15 | -120.3084 | 119.9432
Line1_1_3 | 0 | 0 | 0 | 0 | 0 | 0 | 0 | 0 | 0 | 0 | 0 | 0 | 2.884e-18 | -5.1079e-11 | -1.4825e-10 | -2.884e-18 | 5.1079e-11 | 1.4825e-10 | 2.7466e-18 | 1.422e-10 | 2.6112e-11 | -2.1973e-18 | -1.422e-10 | -2.6112e-11 | 0 | 0 | 0 | 0 | 0 | 0 | 0.95 | 0.94815 | 0.94465 | 0.95 | 0.94815 | 0.94465 | 2.8147e-15 | -120.3084 | 119.9432 | 2.8344e-15 | -120.3084 | 119.9432
Line2_1_4 | 0 | 0 | 0 | 0 | 0 | 0 | 0 | 0 | 0 | 0 | 0 | 0 | 1.2291e-17 | -1.277e-11 | -3.7063e-11 | -1.2291e-17 | 1.277e-11 | 3.7063e-11 | 1.5931e-17 | 3.5549e-11 | 6.5281e-12 | -1.4832e-17 | -3.5549e-11 | -6.5281e-12 | 0 | 0 | 0 | 0 | 0 | 0 | 0.95 | 0.94815 | 0.94465 | 0.95 | 0.94815 | 0.94465 | 2.8147e-15 | -120.3084 | 119.9432 | 2.826e-15 | -120.3084 | 119.9432
Line3_1_5 | 0 | 0 | 0 | 0 | 0 | 0 | 0 | 0 | 0 | 0 | 0 | 0 | -3.4333e-19 | -1.277e-11 | -3.7063e-11 | 3.4333e-19 | 1.277e-11 | 3.7063e-11 | 1.648e-18 | 3.5549e-11 | 6.5281e-12 | -1.0987e-18 | -3.5549e-11 | -6.5281e-12 | 0 | 0 | 0 | 0 | 0 | 0 | 0.95 | 0.94815 | 0.94465 | 0.95 | 0.94815 | 0.94465 | 2.8147e-15 | -120.3084 | 119.9432 | 2.8176e-15 | -120.3084 | 119.9432
Line4_2_6 | 0 | 0.051843 | 0.051843 | 0 | 0.051843 | 0.051843 | 0 | 0.011973 | 0.011973 | 0 | 0.011973 | 0.011973 | 4.3946e-18 | 0.010915 | 0.0028331 | -4.3946e-18 | -0.010863 | -0.0027815 | 6.5919e-18 | 0.0028788 | 0.010882 | -7.6906e-18 | -0.0028251 | -0.010828 | 0 | -135.2796 | 44.7204 | 0 | 44.7204 | -135.2796 | 0.95 | 0.94283 | 0.93921 | 0.95 | 0.93752 | 0.93379 | 2.8809e-15 | -120.5043 | 120.1275 | 2.9613e-15 | -120.7024 | 120.3141
Line5_6_7 | 0 | 0.051843 | 0.051843 | 0 | 0.051843 | 0.051843 | 0 | 0.011973 | 0.011973 | 0 | 0.011973 | 0.011973 | -4.5427e-34 | 0.010863 | 0.0027815 | -2.1973e-18 | -0.010812 | -0.0027299 | 8.7893e-18 | 0.0028251 | 0.010828 | -8.7893e-18 | -0.0027713 | -0.010775 | 0 | -135.2796 | 44.7204 | 0 | 44.7204 | -135.2796 | 0.95 | 0.93752 | 0.93379 | 0.95 | 0.93223 | 0.92837 | 2.9613e-15 | -120.7024 | 120.3141 | 2.9907e-15 | -120.9028 | 120.5028
Line6_7_8 | 0 | 0.051843 | 0.051843 | 0 | 0.051843 | 0.051843 | 0 | 0.011973 | 0.011973 | 0 | 0.011973 | 0.011973 | 2.1973e-18 | 0.010812 | 0.0027299 | -2.1973e-18 | -0.01076 | -0.0026783 | 8.7893e-18 | 0.0027713 | 0.010775 | -1.0987e-17 | -0.0027175 | -0.010721 | 0 | -135.2796 | 44.7204 | 0 | 44.7204 | -135.2796 | 0.95 | 0.93223 | 0.92837 | 0.95 | 0.92694 | 0.92297 | 2.9907e-15 | -120.9028 | 120.5028 | 3.0813e-15 | -121.1055 | 120.6937
Line7_8_9 | 0 | 0 | 0 | 0 | 0 | 0 | 0 | 0 | 0 | 0 | 0 | 0 | 0 | -7.7759e-11 | -9.1252e-11 | 0 | 7.7759e-11 | 9.1252e-11 | 0 | 6.2294e-11 | -3.8923e-11 | 0 | -6.2294e-11 | 3.8923e-11 | 0 | 0 | 0 | 0 | 0 | 0 | 0.95 | 0.92694 | 0.92297 | 0.95 | 0.92694 | 0.92297 | 3.0813e-15 | -121.1055 | 120.6937 | 3.0478e-15 | -121.1055 | 120.6937
Line8_8_10 | 0 | 0 | 0 | 0 | 0 | 0 | 0 | 0 | 0 | 0 | 0 | 0 | 2.1973e-18 | -7.7759e-11 | -9.1252e-11 | -2.1973e-18 | 7.7759e-11 | 9.1252e-11 | 1.1817e-34 | 6.2294e-11 | -3.8923e-11 | -1.1689e-34 | -6.2294e-11 | 3.8923e-11 | 0 | 0 | 0 | 0 | 0 | 0 | 0.95 | 0.92694 | 0.92297 | 0.95 | 0.92694 | 0.92297 | 3.0813e-15 | -121.1055 | 120.6937 | 3.0478e-15 | -121.1055 | 120.6937
Line9_3_11 | 0 | 0 | 0 | 0 | 0 | 0 | 0 | 0 | 0 | 0 | 0 | 0 | 2.472e-18 | -4.4694e-11 | -1.2972e-10 | -2.472e-18 | 4.4694e-11 | 1.2972e-10 | 3.296e-18 | 1.2442e-10 | 2.2848e-11 | -3.296e-18 | -1.2442e-10 | -2.2848e-11 | 0 | 0 | 0 | 0 | 0 | 0 | 0.95 | 0.94815 | 0.94465 | 0.95 | 0.94815 | 0.94465 | 2.8344e-15 | -120.3084 | 119.9432 | 2.8767e-15 | -120.3084 | 119.9432

## LL_min_fault_10
name | pf_ikss_a_from_ka | pf_ikss_b_from_ka | pf_ikss_c_from_ka | pf_ikss_a_to_ka | pf_ikss_b_to_ka | pf_ikss_c_to_ka | pf_skss_a_from_mw | pf_skss_b_from_mw | pf_skss_c_from_mw | pf_skss_a_to_mw | pf_skss_b_to_mw | pf_skss_c_to_mw | pf_p_a_from_mw | pf_p_b_from_mw | pf_p_c_from_mw | pf_p_a_to_mw | pf_p_b_to_mw | pf_p_c_to_mw | pf_q_a_from_mvar | pf_q_b_from_mvar | pf_q_c_from_mvar | pf_q_a_to_mvar | pf_q_b_to_mvar | pf_q_c_to_mvar | pf_ikss_a_from_degree | pf_ikss_b_from_degree | pf_ikss_c_from_degree | pf_ikss_a_to_degree | pf_ikss_b_to_degree | pf_ikss_c_to_degree | pf_vm_a_from_pu | pf_vm_b_from_pu | pf_vm_c_from_pu | pf_vm_a_to_pu | pf_vm_b_to_pu | pf_vm_c_to_pu | pf_va_a_from_degree | pf_va_b_from_degree | pf_va_c_from_degree | pf_va_a_to_degree | pf_va_b_to_degree | pf_va_c_to_degree
Line0_1_2 | 0 | 0.049114 | 0.049114 | 0 | 0.049114 | 0.049114 | 0 | 0.011342 | 0.011342 | 0 | 0.011342 | 0.011342 | 3.1225e-18 | 0.0098425 | 0.002589 | -2.6021e-18 | -0.0097961 | -0.0025427 | 5.2042e-18 | 0.002632 | 0.009815 | -6.245e-18 | -0.0025837 | -0.0097667 | 0 | -135.2796 | 44.7204 | 0 | 44.7204 | -135.2796 | 0.9 | 0.89825 | 0.89493 | 0.9 | 0.89321 | 0.88978 | 2.832e-15 | -120.3084 | 119.9432 | 2.9358e-15 | -120.5043 | 120.1275
Line10_11_12 | 0 | 0 | 0 | 0 | 0 | 0 | 0 | 0 | 0 | 0 | 0 | 0 | 1.9516e-18 | -3.4383e-11 | -9.9793e-11 | -1.9516e-18 | 3.4383e-11 | 9.9793e-11 | 2.0817e-18 | 9.5716e-11 | 1.7577e-11 | -2.0817e-18 | -9.5716e-11 | -1.7577e-11 | 0 | 0 | 0 | 0 | 0 | 0 | 0.9 | 0.89825 | 0.89493 | 0.9 | 0.89825 | 0.89493 | 2.8941e-15 | -120.3084 | 119.9432 | 2.941e-15 | -120.3084 | 119.9432
Line11_12_13 | 0 | 0 | 0 | 0 | 0 | 0 | 0 | 0 | 0 | 0 | 0 | 0 | 1.0408e-18 | -2.8652e-11 | -8.3161e-11 | -1.0408e-18 | 2.8652e-11 | 8.3161e-11 | 2.6021e-18 | 7.9764e-11 | 1.4648e-11 | -2.6021e-18 | -7.9764e-11 | -1.4648e-11 | 0 | 0 | 0 | 0 | 0 | 0 | 0.9 | 0.89825 | 0.89493 | 0.9 | 0.89825 | 0.89493 | 2.941e-15 | -120.3084 | 119.9432 | 2.9866e-15 | -120.3084 | 119.9432
Line12_13_15 | 0 | 0 | 0 | 0 | 0 | 0 | 0 | 0 | 0 | 0 | 0 | 0 | 4.5536e-19 | -1.7191e-11 | -4.9896e-11 | -4.5536e-19 | 1.7191e-11 | 4.9896e-11 | 1.0408e-18 | 4.7858e-11 | 8.7885e-12 | -1.0408e-18 | -4.7858e-11 | -8.7885e-12 | 0 | 0 | 0 | 0 | 0 | 0 | 0.9 | 0.89825 | 0.89493 | 0.9 | 0.89825 | 0.89493 | 2.9866e-15 | -120.3084 | 119.9432 | 3.0066e-15 | -120.3084 | 119.9432
Line13_13_14 | 0 | 0 | 0 | 0 | 0 | 0 | 0 | 0 | 0 | 0 | 0 | 0 | -1.301e-19 | -5.7305e-12 | -1.6632e-11 | 1.301e-19 | 5.7305e-12 | 1.6632e-11 | 5.2042e-19 | 1.5953e-11 | 2.9295e-12 | -1.0408e-18 | -1.5953e-11 | -2.9295e-12 | 0 | 0 | 0 | 0 | 0 | 0 | 0.9 | 0.89825 | 0.89493 | 0.9 | 0.89825 | 0.89493 | 2.9866e-15 | -120.3084 | 119.9432 | 2.9855e-15 | -120.3084 | 119.9432
Line14_15_16 | 0 | 0 | 0 | 0 | 0 | 0 | 0 | 0 | 0 | 0 | 0 | 0 | -3.2526e-19 | -1.1461e-11 | -3.3264e-11 | 6.5052e-20 | 1.1461e-11 | 3.3264e-11 | 1.5613e-18 | 3.1905e-11 | 5.859e-12 | -1.5613e-18 | -3.1905e-11 | -5.859e-12 | 0 | 0 | 0 | 0 | 0 | 0 | 0.9 | 0.89825 | 0.89493 | 0.9 | 0.89825 | 0.89493 | 3.0066e-15 | -120.3084 | 119.9432 | 3.022e-15 | -120.3084 | 119.9432
Line15_16_17 | 0 | 0 | 0 | 0 | 0 | 0 | 0 | 0 | 0 | 0 | 0 | 0 | -6.5052e-20 | -5.7305e-12 | -1.6632e-11 | -1.9516e-19 | 5.7305e-12 | 1.6632e-11 | -3.4311e-36 | 1.5953e-11 | 2.9295e-12 | -1.0269e-35 | -1.5953e-11 | -2.9295e-12 | 0 | 0 | 0 | 0 | 0 | 0 | 0.9 | 0.89825 | 0.89493 | 0.9 | 0.89825 | 0.89493 | 3.022e-15 | -120.3084 | 119.9432 | 3.015e-15 | -120.3084 | 119.9432
Line16_4_18 | 0 | 0 | 0 | 0 | 0 | 0 | 0 | 0 | 0 | 0 | 0 | 0 | 9.7578e-19 | -5.7305e-12 | -1.6632e-11 | -1.4962e-18 | 5.7305e-12 | 1.6632e-11 | 5.0803e-35 | 1.5953e-11 | 2.9295e-12 | 5.2042e-19 | -1.5953e-11 | -2.9295e-12 | 0 | 0 | 0 | 0 | 0 | 0 | 0.9 | 0.89825 | 0.89493 | 0.9 | 0.89825 | 0.89493 | 2.983e-15 | -120.3084 | 119.9432 | 2.976e-15 | -120.3084 | 119.9432
Line17_5_19 | 0 | 0 | 0 | 0 | 0 | 0 | 0 | 0 | 0 | 0 | 0 | 0 | 1.9516e-19 | -5.7305e-12 | -1.6632e-11 | -4.5536e-19 | 5.7305e-12 | 1.6632e-11 | 1.0408e-18 | 1.5953e-11 | 2.9295e-12 | -1.0408e-18 | -1.5953e-11 | -2.9295e-12 | 0 | 0 | 0 | 0 | 0 | 0 | 0.9 | 0.89825 | 0.89493 | 0.9 | 0.89825 | 0.89493 | 2.8349e-15 | -120.3084 | 119.9432 | 2.8279e-15 | -120.3084 | 119.9432
Line1_1_3 | 0 | 0 | 0 | 0 | 0 | 0 | 0 | 0 | 0 | 0 | 0 | 0 | 2.7322e-18 | -4.5844e-11 | -1.3306e-10 | -2.7322e-18 | 4.5844e-11 | 1.3306e-10 | 1.5613e-18 | 1.2762e-10 | 2.3436e-11 | -2.6021e-18 | -1.2762e-10 | -2.3436e-11 | 0 | 0 | 0 | 0 | 0 | 0 | 0.9 | 0.89825 | 0.89493 | 0.9 | 0.89825 | 0.89493 | 2.832e-15 | -120.3084 | 119.9432 | 2.8518e-15 | -120.3084 | 119.9432
Line2_1_4 | 0 | 0 | 0 | 0 | 0 | 0 | 0 | 0 | 0 | 0 | 0 | 0 | 7.9364e-18 | -1.1461e-11 | -3.3264e-11 | -8.1966e-18 | 1.1461e-11 | 3.3264e-11 | 1.7694e-17 | 3.1905e-11 | 5.859e-12 | -1.8215e-17 | -3.1905e-11 | -5.859e-12 | 0 | 0 | 0 | 0 | 0 | 0 | 0.9 | 0.89825 | 0.89493 | 0.9 | 0.89825 | 0.89493 | 2.832e-15 | -120.3084 | 119.9432 | 2.983e-15 | -120.3084 | 119.9432
Line3_1_5 | 0 | 0 | 0 | 0 | 0 | 0 | 0 | 0 | 0 | 0 | 0 | 0 | 1.9516e-19 | -1.1461e-11 | -3.3264e-11 | -4.5536e-19 | 1.1461e-11 | 3.3264e-11 | -5.2042e-19 | 3.1905e-11 | 5.859e-12 | -2.2531e-35 | -3.1905e-11 | -5.859e-12 | 0 | 0 | 0 | 0 | 0 | 0 | 0.9 | 0.89825 | 0.89493 | 0.9 | 0.89825 | 0.89493 | 2.832e-15 | -120.3084 | 119.9432 | 2.8349e-15 | -120.3084 | 119.9432
Line4_2_6 | 0 | 0.049114 | 0.049114 | 0 | 0.049114 | 0.049114 | 0 | 0.011342 | 0.011342 | 0 | 0.011342 | 0.011342 | 2.0817e-18 | 0.0097961 | 0.0025427 | -2.0817e-18 | -0.0097498 | -0.0024964 | 7.2858e-18 | 0.0025837 | 0.0097667 | -7.2858e-18 | -0.0025355 | -0.0097185 | 0 | -135.2796 | 44.7204 | 0 | 44.7204 | -135.2796 | 0.9 | 0.89321 | 0.88978 | 0.9 | 0.88818 | 0.88464 | 2.9358e-15 | -120.5043 | 120.1275 | 3.0345e-15 | -120.7024 | 120.3141
Line5_6_7 | 0 | 0.049114 | 0.049114 | 0 | 0.049114 | 0.049114 | 0 | 0.011342 | 0.011342 | 0 | 0.011342 | 0.011342 | 2.0817e-18 | 0.0097498 | 0.0024964 | -2.0817e-18 | -0.0097035 | -0.0024501 | 8.3267e-18 | 0.0025355 | 0.0097185 | -6.245e-18 | -0.0024873 | -0.0096702 | 0 | -135.2796 | 44.7204 | 0 | 44.7204 | -135.2796 | 0.9 | 0.88818 | 0.88464 | 0.9 | 0.88316 | 0.87951 | 3.0345e-15 | -120.7024 | 120.3141 | 3.0848e-15 | -120.9028 | 120.5028
Line6_7_8 | 0 | 0.049114 | 0.049114 | 0 | 0.049114 | 0.049114 | 0 | 0.011342 | 0.011342 | 0 | 0.011342 | 0.011342 | -4.1633e-18 | 0.0097035 | 0.0024501 | -2.0817e-18 | -0.0096572 | -0.0024038 | 1.0408e-17 | 0.0024873 | 0.0096702 | -1.0408e-17 | -0.002439 | -0.009622 | 0 | -135.2796 | 44.7204 | 0 | 44.7204 | -135.2796 | 0.9 | 0.88316 | 0.87951 | 0.9 | 0.87816 | 0.87439 | 3.0848e-15 | -120.9028 | 120.5028 | 3.1942e-15 | -121.1055 | 120.6937
Line7_8_9 | 0 | 0 | 0 | 0 | 0 | 0 | 0 | 0 | 0 | 0 | 0 | 0 | -4.1633e-18 | -6.9789e-11 | -8.1899e-11 | 2.0817e-18 | 6.9789e-11 | 8.1899e-11 | 8.3267e-18 | 5.5909e-11 | -3.4934e-11 | -6.245e-18 | -5.5909e-11 | 3.4934e-11 | 0 | 0 | 0 | 0 | 0 | 0 | 0.9 | 0.87816 | 0.87439 | 0.9 | 0.87816 | 0.87439 | 3.1942e-15 | -121.1055 | 120.6937 | 3.1608e-15 | -121.1055 | 120.6937
Line8_8_10 | 0 | 0 | 0 | 0 | 0 | 0 | 0 | 0 | 0 | 0 | 0 | 0 | -4.1633e-18 | -6.9789e-11 | -8.1899e-11 | 2.0817e-18 | 6.9789e-11 | 8.1899e-11 | 8.3267e-18 | 5.5909e-11 | -3.4934e-11 | -6.245e-18 | -5.5909e-11 | 3.4934e-11 | 0 | 0 | 0 | 0 | 0 | 0 | 0.9 | 0.87816 | 0.87439 | 0.9 | 0.87816 | 0.87439 | 3.1942e-15 | -121.1055 | 120.6937 | 3.1608e-15 | -121.1055 | 120.6937
Line9_3_11 | 0 | 0 | 0 | 0 | 0 | 0 | 0 | 0 | 0 | 0 | 0 | 0 | 1.4311e-18 | -4.0113e-11 | -1.1643e-10 | -1.4311e-18 | 4.0113e-11 | 1.1643e-10 | 3.1225e-18 | 1.1167e-10 | 2.0507e-11 | -3.1225e-18 | -1.1167e-10 | -2.0507e-11 | 0 | 0 | 0 | 0 | 0 | 0 | 0.9 | 0.89825 | 0.89493 | 0.9 | 0.89825 | 0.89493 | 2.8518e-15 | -120.3084 | 119.9432 | 2.8941e-15 | -120.3084 | 119.9432

## LG_max_6
name | pf_ikss_a_from_ka | pf_ikss_b_from_ka | pf_ikss_c_from_ka | pf_ikss_a_to_ka | pf_ikss_b_to_ka | pf_ikss_c_to_ka | pf_skss_a_from_mw | pf_skss_b_from_mw | pf_skss_c_from_mw | pf_skss_a_to_mw | pf_skss_b_to_mw | pf_skss_c_to_mw | pf_p_a_from_mw | pf_p_b_from_mw | pf_p_c_from_mw | pf_p_a_to_mw | pf_p_b_to_mw | pf_p_c_to_mw | pf_q_a_from_mvar | pf_q_b_from_mvar | pf_q_c_from_mvar | pf_q_a_to_mvar | pf_q_b_to_mvar | pf_q_c_to_mvar | pf_ikss_a_from_degree | pf_ikss_b_from_degree | pf_ikss_c_from_degree | pf_ikss_a_to_degree | pf_ikss_b_to_degree | pf_ikss_c_to_degree | 3xI0 | pf_vm_a_from_pu | pf_vm_b_from_pu | pf_vm_c_from_pu | pf_vm_a_to_pu | pf_vm_b_to_pu | pf_vm_c_to_pu | pf_va_a_from_degree | pf_va_b_from_degree | pf_va_c_from_degree | pf_va_a_to_degree | pf_va_b_to_degree | pf_va_c_to_degree
Line0_1_2 | 2.6114 | 0 | 0 | 2.6114 | 0 | 0 | 0.60307 | 0 | 0 | 0.60307 | 0 | 0 | 0.22731 | 6.8278e-08 | -7.1813e-08 | -0.17048 | -6.3626e-08 | 6.6854e-08 | 0.45462 | -3.6263e-08 | -3.8323e-08 | -0.34097 | 3.0975e-08 | 3.2438e-08 | -66.9912 | 0 | 0 | 113.0088 | 0 | 0 |  | 0.84282 | 1.0035 | 1.0566 | 0.63211 | 0.98628 | 1.0357 | -3.5562 | -118.8154 | 117.2438 | -3.5562 | -116.6008 | 115.2409
Line10_11_12 | 0 | 0 | 0 | 0 | 0 | 0 | 0 | 0 | 0 | 0 | 0 | 0 | -3.8041e-09 | 1.8204e-08 | -1.9043e-08 | 3.8041e-09 | -1.4999e-08 | 1.5839e-08 | 1.9061e-08 | -9.5499e-09 | -1.0287e-08 | -1.6085e-08 | 8.0382e-09 | 8.3765e-09 | 0 | 0 | 0 | 0 | 0 | 0 |  | 0.84282 | 1.0035 | 1.0566 | 0.84282 | 1.0035 | 1.0566 | -3.5562 | -118.8154 | 117.2438 | -3.5562 | -118.8154 | 117.2438
Line11_12_13 | 0 | 0 | 0 | 0 | 0 | 0 | 0 | 0 | 0 | 0 | 0 | 0 | -3.17e-09 | 1.517e-08 | -1.5869e-08 | 3.17e-09 | -1.1966e-08 | 1.2665e-08 | 1.5884e-08 | -7.9583e-09 | -8.5721e-09 | -1.2908e-08 | 6.4465e-09 | 6.6621e-09 | 0 | 0 | 0 | 0 | 0 | 0 |  | 0.84282 | 1.0035 | 1.0566 | 0.84282 | 1.0035 | 1.0566 | -3.5562 | -118.8154 | 117.2438 | -3.5562 | -118.8154 | 117.2438
Line12_13_15 | 0 | 0 | 0 | 0 | 0 | 0 | 0 | 0 | 0 | 0 | 0 | 0 | -1.902e-09 | 9.1018e-09 | -9.5215e-09 | 1.902e-09 | -5.8977e-09 | 6.3174e-09 | 9.5303e-09 | -4.775e-09 | -5.1433e-09 | -6.5548e-09 | 3.2632e-09 | 3.2333e-09 | 0 | 0 | 0 | 0 | 0 | 0 |  | 0.84282 | 1.0035 | 1.0566 | 0.84282 | 1.0035 | 1.0566 | -3.5562 | -118.8154 | 117.2438 | -3.5562 | -118.8154 | 117.2438
Line13_13_14 | 0 | 0 | 0 | 0 | 0 | 0 | 0 | 0 | 0 | 0 | 0 | 0 | -6.3401e-10 | 3.0339e-09 | -3.1738e-09 | 6.3401e-10 | 1.7018e-10 | -3.0272e-11 | 3.1768e-09 | -1.5917e-09 | -1.7144e-09 | -2.0127e-10 | 7.9876e-11 | -1.9561e-10 | 0 | 0 | 0 | 0 | 0 | 0 |  | 0.84282 | 1.0035 | 1.0566 | 0.84282 | 1.0035 | 1.0566 | -3.5562 | -118.8154 | 117.2438 | -3.5562 | -118.8154 | 117.2438
Line14_15_16 | 0 | 0 | 0 | 0 | 0 | 0 | 0 | 0 | 0 | 0 | 0 | 0 | -1.268e-09 | 6.0678e-09 | -6.3477e-09 | 1.268e-09 | -2.8637e-09 | 3.1436e-09 | 6.3535e-09 | -3.1833e-09 | -3.4289e-09 | -3.378e-09 | 1.6715e-09 | 1.5188e-09 | 0 | 0 | 0 | 0 | 0 | 0 |  | 0.84282 | 1.0035 | 1.0566 | 0.84282 | 1.0035 | 1.0566 | -3.5562 | -118.8154 | 117.2438 | -3.5562 | -118.8154 | 117.2438
Line15_16_17 | 0 | 0 | 0 | 0 | 0 | 0 | 0 | 0 | 0 | 0 | 0 | 0 | -6.3401e-10 | 3.0339e-09 | -3.1738e-09 | 6.3401e-10 | 1.7018e-10 | -3.0272e-11 | 3.1768e-09 | -1.5917e-09 | -1.7144e-09 | -2.0127e-10 | 7.9876e-11 | -1.9561e-10 | 0 | 0 | 0 | 0 | 0 | 0 |  | 0.84282 | 1.0035 | 1.0566 | 0.84282 | 1.0035 | 1.0566 | -3.5562 | -118.8154 | 117.2438 | -3.5562 | -118.8154 | 117.2438
Line16_4_18 | 0 | 0 | 0 | 0 | 0 | 0 | 0 | 0 | 0 | 0 | 0 | 0 | -5.2897e-10 | -2.2375e-10 | -4.0731e-11 | 5.2897e-10 | 2.2375e-10 | 4.0731e-11 | 2.1133e-10 | -2.2514e-10 | 3.3081e-10 | -2.1133e-10 | 2.2514e-10 | -3.3081e-10 | 0 | 0 | 0 | 0 | 0 | 0 |  | 0.88496 | 0.98628 | 1.0357 | 0.88496 | 0.98628 | 1.0357 | -3.5562 | -116.6008 | 115.2409 | -3.5562 | -116.6008 | 115.2409
Line17_5_19 | 0 | 0 | 0 | 0 | 0 | 0 | 0 | 0 | 0 | 0 | 0 | 0 | -6.3401e-10 | 3.0339e-09 | -3.1738e-09 | 6.3401e-10 | 1.7018e-10 | -3.0272e-11 | 3.1768e-09 | -1.5917e-09 | -1.7144e-09 | -2.0127e-10 | 7.9876e-11 | -1.9561e-10 | 0 | 0 | 0 | 0 | 0 | 0 |  | 0.84282 | 1.0035 | 1.0566 | 0.84282 | 1.0035 | 1.0566 | -3.5562 | -118.8154 | 117.2438 | -3.5562 | -118.8154 | 117.2438
Line1_1_3 | 0 | 0 | 0 | 0 | 0 | 0 | 0 | 0 | 0 | 0 | 0 | 0 | -5.0721e-09 | 2.4271e-08 | -2.5391e-08 | 5.0721e-09 | -2.1067e-08 | 2.2187e-08 | 2.5414e-08 | -1.2733e-08 | -1.3715e-08 | -2.2439e-08 | 1.1221e-08 | 1.1805e-08 | 0 | 0 | 0 | 0 | 0 | 0 |  | 0.84282 | 1.0035 | 1.0566 | 0.84282 | 1.0035 | 1.0566 | -3.5562 | -118.8154 | 117.2438 | -3.5562 | -118.8154 | 117.2438
Line2_1_4 | 0.87046 | 0.87046 | 0.87046 | 0.87046 | 0.87046 | 0.87046 | 0.20102 | 0.20102 | 0.20102 | 0.20102 | 0.20102 | 0.20102 | -0.07577 | -0.12469 | 0.21182 | 0.079559 | 0.12847 | -0.20803 | -0.15154 | 0.15859 | 0.015685 | 0.15912 | -0.15101 | -0.0081084 | 113.0088 | 113.0088 | 113.0088 | -66.9912 | -66.9912 | -66.9912 |  | 0.84282 | 1.0035 | 1.0566 | 0.88496 | 0.98628 | 1.0357 | -3.5562 | -118.8154 | 117.2438 | -3.5562 | -116.6008 | 115.2409
Line3_1_5 | 0 | 0 | 0 | 0 | 0 | 0 | 0 | 0 | 0 | 0 | 0 | 0 | -1.268e-09 | 6.0678e-09 | -6.3477e-09 | 1.268e-09 | -2.8637e-09 | 3.1436e-09 | 6.3535e-09 | -3.1833e-09 | -3.4289e-09 | -3.378e-09 | 1.6715e-09 | 1.5188e-09 | 0 | 0 | 0 | 0 | 0 | 0 |  | 0.84282 | 1.0035 | 1.0566 | 0.84282 | 1.0035 | 1.0566 | -3.5562 | -118.8154 | 117.2438 | -3.5562 | -118.8154 | 117.2438
Line4_2_6 | 2.6114 | 0 | 0 | 2.6114 | 0 | 0 | 0.60307 | 0 | 0 | 0.60307 | 0 | 0 | 0.17048 | 6.3849e-08 | -6.6813e-08 | -0.11366 | -5.598e-08 | 5.8661e-08 | 0.34097 | -3.075e-08 | -3.2769e-08 | -0.22731 | 2.469e-08 | 2.5713e-08 | -66.9912 | 0 | 0 | 113.0088 | 0 | 0 |  | 0.63211 | 0.98628 | 1.0357 | 0.42141 | 0.97056 | 1.016 | -3.5562 | -116.6008 | 115.2409 | -3.5562 | -114.311 | 113.1579
Line5_6_7 | 2.6114 | 0 | 0 | 2.6114 | 0 | 0 | 0.60307 | 0 | 0 | 0.60307 | 0 | 0 | 0.11366 | 5.6245e-08 | -5.8563e-08 | -0.056828 | -4.5152e-08 | 4.7226e-08 | 0.22731 | -2.4319e-08 | -2.6179e-08 | -0.11366 | 1.7933e-08 | 1.8398e-08 | -66.9912 | 0 | 0 | 113.0088 | 0 | 0 |  | 0.42141 | 0.97056 | 1.016 | 0.2107 | 0.95644 | 0.99779 | -3.5562 | -114.311 | 113.1579 | -3.5562 | -111.9497 | 110.9958
Line6_7_8 | 2.6114 | 0 | 0 | 2.6114 | 0 | 0 | 0.60307 | 0 | 0 | 0.60307 | 0 | 0 | 0.056828 | 4.5444e-08 | -4.7083e-08 | -1.3079e-16 | -3.1122e-08 | 3.2568e-08 | 0.11366 | -1.7417e-08 | -1.8999e-08 | 4.3991e-14 | 1.115e-08 | 1.094e-08 | -66.9912 | 0 | 0 | 113.0088 | 0 | 0 |  | 0.2107 | 0.95644 | 0.99779 | 0 | 0.94399 | 0.98103 | -3.5562 | -111.9497 | 110.9958 | 0 | -109.5218 | 108.7566
Line7_8_9 | 0 | 0 | 0 | 0 | 0 | 0 | 0 | 0 | 0 | 0 | 0 | 0 | 8.3744e-22 | 1.5714e-08 | -1.6196e-08 | -3.6953e-18 | 3.0633e-10 | 1.756e-10 | -1.0394e-21 | -5.2444e-09 | -5.8383e-09 | 8.5937e-18 | 6.6095e-10 | -7.3642e-10 | 0 | 0 | 0 | 0 | 0 | 0 |  | 0 | 0.94399 | 0.98103 | 0 | 0.94399 | 0.98103 | 0 | -109.5218 | 108.7566 | 0 | -109.5218 | 108.7566
Line8_8_10 | 0 | 0 | 0 | 0 | 0 | 0 | 0 | 0 | 0 | 0 | 0 | 0 | 8.3744e-22 | 1.5714e-08 | -1.6196e-08 | -3.6953e-18 | 3.0633e-10 | 1.756e-10 | -1.0394e-21 | -5.2444e-09 | -5.8383e-09 | 8.5937e-18 | 6.6095e-10 | -7.3642e-10 | 0 | 0 | 0 | 0 | 0 | 0 |  | 0 | 0.94399 | 0.98103 | 0 | 0.94399 | 0.98103 | 0 | -109.5218 | 108.7566 | 0 | -109.5218 | 108.7566
Line9_3_11 | 0 | 0 | 0 | 0 | 0 | 0 | 0 | 0 | 0 | 0 | 0 | 0 | -4.4381e-09 | 2.1237e-08 | -2.2217e-08 | 4.4381e-09 | -1.8033e-08 | 1.9013e-08 | 2.2237e-08 | -1.1142e-08 | -1.2001e-08 | -1.9262e-08 | 9.6298e-09 | 1.0091e-08 | 0 | 0 | 0 | 0 | 0 | 0 |  | 0.84282 | 1.0035 | 1.0566 | 0.84282 | 1.0035 | 1.0566 | -3.5562 | -118.8154 | 117.2438 | -3.5562 | -118.8154 | 117.2438

## LG_max_10
name | pf_ikss_a_from_ka | pf_ikss_b_from_ka | pf_ikss_c_from_ka | pf_ikss_a_to_ka | pf_ikss_b_to_ka | pf_ikss_c_to_ka | pf_skss_a_from_mw | pf_skss_b_from_mw | pf_skss_c_from_mw | pf_skss_a_to_mw | pf_skss_b_to_mw | pf_skss_c_to_mw | pf_p_a_from_mw | pf_p_b_from_mw | pf_p_c_from_mw | pf_p_a_to_mw | pf_p_b_to_mw | pf_p_c_to_mw | pf_q_a_from_mvar | pf_q_b_from_mvar | pf_q_c_from_mvar | pf_q_a_to_mvar | pf_q_b_to_mvar | pf_q_c_to_mvar | pf_ikss_a_from_degree | pf_ikss_b_from_degree | pf_ikss_c_from_degree | pf_ikss_a_to_degree | pf_ikss_b_to_degree | pf_ikss_c_to_degree | 3xI0 | pf_vm_a_from_pu | pf_vm_b_from_pu | pf_vm_c_from_pu | pf_vm_a_to_pu | pf_vm_b_to_pu | pf_vm_c_to_pu | pf_va_a_from_degree | pf_va_b_from_degree | pf_va_c_from_degree | pf_va_a_to_degree | pf_va_b_to_degree | pf_va_c_to_degree
Line0_1_2 | 2.7153 | 0 | 0 | 2.7153 | 0 | 0 | 0.62708 | 0 | 0 | 0.62708 | 0 | 0 | 0.24577 | 7.4316e-08 | -7.8227e-08 | -0.18433 | -6.9252e-08 | 7.2823e-08 | 0.49154 | -3.908e-08 | -4.1527e-08 | -0.36866 | 3.338e-08 | 3.5151e-08 | -67.1317 | 0 | 0 | 112.8683 | 0 | 0 |  | 0.87637 | 1.0486 | 1.106 | 0.65728 | 1.0309 | 1.0843 | -3.6968 | -118.6572 | 117.0427 | -3.6968 | -116.4486 | 115.0521
Line10_11_12 | 0 | 0 | 0 | 0 | 0 | 0 | 0 | 0 | 0 | 0 | 0 | 0 | -4.2674e-09 | 1.976e-08 | -2.0756e-08 | 4.2674e-09 | -1.627e-08 | 1.7266e-08 | 2.067e-08 | -1.0341e-08 | -1.1071e-08 | -1.7453e-08 | 8.7165e-09 | 8.9957e-09 | 0 | 0 | 0 | 0 | 0 | 0 |  | 0.87637 | 1.0486 | 1.106 | 0.87637 | 1.0486 | 1.106 | -3.6968 | -118.6572 | 117.0427 | -3.6968 | -118.6572 | 117.0427
Line11_12_13 | 0 | 0 | 0 | 0 | 0 | 0 | 0 | 0 | 0 | 0 | 0 | 0 | -3.5562e-09 | 1.6466e-08 | -1.7297e-08 | 3.5562e-09 | -1.2976e-08 | 1.3807e-08 | 1.7225e-08 | -8.6174e-09 | -9.2259e-09 | -1.4008e-08 | 6.9931e-09 | 7.1505e-09 | 0 | 0 | 0 | 0 | 0 | 0 |  | 0.87637 | 1.0486 | 1.106 | 0.87637 | 1.0486 | 1.106 | -3.6968 | -118.6572 | 117.0427 | -3.6968 | -118.6572 | 117.0427
Line12_13_15 | 0 | 0 | 0 | 0 | 0 | 0 | 0 | 0 | 0 | 0 | 0 | 0 | -2.1337e-09 | 9.8798e-09 | -1.0378e-08 | 2.1337e-09 | -6.39e-09 | 6.8882e-09 | 1.0335e-08 | -5.1705e-09 | -5.5355e-09 | -7.118e-09 | 3.5461e-09 | 3.4602e-09 | 0 | 0 | 0 | 0 | 0 | 0 |  | 0.87637 | 1.0486 | 1.106 | 0.87637 | 1.0486 | 1.106 | -3.6968 | -118.6572 | 117.0427 | -3.6968 | -118.6572 | 117.0427
Line13_13_14 | 0 | 0 | 0 | 0 | 0 | 0 | 0 | 0 | 0 | 0 | 0 | 0 | -7.1124e-10 | 3.2933e-09 | -3.4593e-09 | 7.1124e-10 | 1.9652e-10 | -3.0453e-11 | 3.445e-09 | -1.7235e-09 | -1.8452e-09 | -2.279e-10 | 9.9112e-11 | -2.3016e-10 | 0 | 0 | 0 | 0 | 0 | 0 |  | 0.87637 | 1.0486 | 1.106 | 0.87637 | 1.0486 | 1.106 | -3.6968 | -118.6572 | 117.0427 | -3.6968 | -118.6572 | 117.0427
Line14_15_16 | 0 | 0 | 0 | 0 | 0 | 0 | 0 | 0 | 0 | 0 | 0 | 0 | -1.4225e-09 | 6.5865e-09 | -6.9186e-09 | 1.4225e-09 | -3.0967e-09 | 3.4289e-09 | 6.8901e-09 | -3.447e-09 | -3.6903e-09 | -3.6729e-09 | 1.8226e-09 | 1.615e-09 | 0 | 0 | 0 | 0 | 0 | 0 |  | 0.87637 | 1.0486 | 1.106 | 0.87637 | 1.0486 | 1.106 | -3.6968 | -118.6572 | 117.0427 | -3.6968 | -118.6572 | 117.0427
Line15_16_17 | 0 | 0 | 0 | 0 | 0 | 0 | 0 | 0 | 0 | 0 | 0 | 0 | -7.1124e-10 | 3.2933e-09 | -3.4593e-09 | 7.1124e-10 | 1.9652e-10 | -3.0453e-11 | 3.445e-09 | -1.7235e-09 | -1.8452e-09 | -2.279e-10 | 9.9112e-11 | -2.3016e-10 | 0 | 0 | 0 | 0 | 0 | 0 |  | 0.87637 | 1.0486 | 1.106 | 0.87637 | 1.0486 | 1.106 | -3.6968 | -118.6572 | 117.0427 | -3.6968 | -118.6572 | 117.0427
Line16_4_18 | 0 | 0 | 0 | 0 | 0 | 0 | 0 | 0 | 0 | 0 | 0 | 0 | -5.9895e-10 | -2.5336e-10 | -4.6119e-11 | 5.9895e-10 | 2.5336e-10 | 4.6119e-11 | 2.393e-10 | -2.5755e-10 | 3.772e-10 | -2.393e-10 | 2.5755e-10 | -3.772e-10 | 0 | 0 | 0 | 0 | 0 | 0 |  | 0.92019 | 1.0309 | 1.0843 | 0.92019 | 1.0309 | 1.0843 | -3.6968 | -116.4486 | 115.0521 | -3.6968 | -116.4486 | 115.0521
Line17_5_19 | 0 | 0 | 0 | 0 | 0 | 0 | 0 | 0 | 0 | 0 | 0 | 0 | -7.1124e-10 | 3.2933e-09 | -3.4593e-09 | 7.1124e-10 | 1.9652e-10 | -3.0453e-11 | 3.445e-09 | -1.7235e-09 | -1.8452e-09 | -2.279e-10 | 9.9112e-11 | -2.3016e-10 | 0 | 0 | 0 | 0 | 0 | 0 |  | 0.87637 | 1.0486 | 1.106 | 0.87637 | 1.0486 | 1.106 | -3.6968 | -118.6572 | 117.0427 | -3.6968 | -118.6572 | 117.0427
Line1_1_3 | 0 | 0 | 0 | 0 | 0 | 0 | 0 | 0 | 0 | 0 | 0 | 0 | -5.6899e-09 | 2.6346e-08 | -2.7675e-08 | 5.6899e-09 | -2.2856e-08 | 2.4185e-08 | 2.756e-08 | -1.3788e-08 | -1.4761e-08 | -2.4343e-08 | 1.2164e-08 | 1.2686e-08 | 0 | 0 | 0 | 0 | 0 | 0 |  | 0.87637 | 1.0486 | 1.106 | 0.87637 | 1.0486 | 1.106 | -3.6968 | -118.6572 | 117.0427 | -3.6968 | -118.6572 | 117.0427
Line2_1_4 | 0.90512 | 0.90512 | 0.90512 | 0.90512 | 0.90512 | 0.90512 | 0.20903 | 0.20903 | 0.20903 | 0.20903 | 0.20903 | 0.20903 | -0.081923 | -0.13637 | 0.23058 | 0.08602 | 0.14046 | -0.22648 | -0.16385 | 0.1716 | 0.016829 | 0.17204 | -0.1634 | -0.0086367 | 112.8683 | 112.8683 | 112.8683 | -67.1317 | -67.1317 | -67.1317 |  | 0.87637 | 1.0486 | 1.106 | 0.92019 | 1.0309 | 1.0843 | -3.6968 | -118.6572 | 117.0427 | -3.6968 | -116.4486 | 115.0521
Line3_1_5 | 0 | 0 | 0 | 0 | 0 | 0 | 0 | 0 | 0 | 0 | 0 | 0 | -1.4225e-09 | 6.5865e-09 | -6.9186e-09 | 1.4225e-09 | -3.0967e-09 | 3.4289e-09 | 6.8901e-09 | -3.447e-09 | -3.6903e-09 | -3.6729e-09 | 1.8226e-09 | 1.615e-09 | 0 | 0 | 0 | 0 | 0 | 0 |  | 0.87637 | 1.0486 | 1.106 | 0.87637 | 1.0486 | 1.106 | -3.6968 | -118.6572 | 117.0427 | -3.6968 | -118.6572 | 117.0427
Line4_2_6 | 2.7153 | 0 | 0 | 2.7153 | 0 | 0 | 0.62708 | 0 | 0 | 0.62708 | 0 | 0 | 0.18433 | 6.9505e-08 | -7.2776e-08 | -0.12289 | -6.0936e-08 | 6.3896e-08 | 0.36866 | -3.3123e-08 | -3.5528e-08 | -0.24577 | 2.6597e-08 | 2.7875e-08 | -67.1317 | 0 | 0 | 112.8683 | 0 | 0 |  | 0.65728 | 1.0309 | 1.0843 | 0.43819 | 1.0147 | 1.0639 | -3.6968 | -116.4486 | 115.0521 | -3.6968 | -114.1663 | 112.9828
Line5_6_7 | 2.7153 | 0 | 0 | 2.7153 | 0 | 0 | 0.62708 | 0 | 0 | 0.62708 | 0 | 0 | 0.12289 | 6.1232e-08 | -6.3788e-08 | -0.061443 | -4.9153e-08 | 5.1439e-08 | 0.24577 | -2.6181e-08 | -2.8399e-08 | -0.12289 | 1.9312e-08 | 1.9952e-08 | -67.1317 | 0 | 0 | 112.8683 | 0 | 0 |  | 0.43819 | 1.0147 | 1.0639 | 0.21909 | 1.0002 | 1.045 | -3.6968 | -114.1663 | 112.9828 | -3.6968 | -111.8141 | 110.8355
Line6_7_8 | 2.7153 | 0 | 0 | 2.7153 | 0 | 0 | 0.62708 | 0 | 0 | 0.62708 | 0 | 0 | 0.061443 | 4.9477e-08 | -5.1282e-08 | 4.6427e-14 | -3.388e-08 | 3.5472e-08 | 0.12289 | -1.8738e-08 | -2.0623e-08 | -5.2676e-14 | 1.2008e-08 | 1.1864e-08 | -67.1317 | 0 | 0 | 112.8683 | 0 | 0 |  | 0.21909 | 1.0002 | 1.045 | 0 | 0.98749 | 1.0276 | -3.6968 | -111.8141 | 110.8355 | 0 | -109.397 | 108.6122
Line7_8_9 | 0 | 0 | 0 | 0 | 0 | 0 | 0 | 0 | 0 | 0 | 0 | 0 | -2.1011e-21 | 1.7109e-08 | -1.764e-08 | -3.9941e-18 | 3.3938e-10 | 1.9135e-10 | 3.6452e-22 | -5.6376e-09 | -6.3412e-09 | 9.4246e-18 | 7.3286e-10 | -8.1832e-10 | 0 | 0 | 0 | 0 | 0 | 0 |  | 0 | 0.98749 | 1.0276 | 0 | 0.98749 | 1.0276 | 0 | -109.397 | 108.6122 | 0 | -109.397 | 108.6122
Line8_8_10 | 0 | 0 | 0 | 0 | 0 | 0 | 0 | 0 | 0 | 0 | 0 | 0 | -2.1011e-21 | 1.7109e-08 | -1.764e-08 | -3.9941e-18 | 3.3938e-10 | 1.9135e-10 | 3.6452e-22 | -5.6376e-09 | -6.3412e-09 | 9.4246e-18 | 7.3286e-10 | -8.1832e-10 | 0 | 0 | 0 | 0 | 0 | 0 |  | 0 | 0.98749 | 1.0276 | 0 | 0.98749 | 1.0276 | 0 | -109.397 | 108.6122 | 0 | -109.397 | 108.6122
Line9_3_11 | 0 | 0 | 0 | 0 | 0 | 0 | 0 | 0 | 0 | 0 | 0 | 0 | -4.9787e-09 | 2.3053e-08 | -2.4215e-08 | 4.9787e-09 | -1.9563e-08 | 2.0725e-08 | 2.4115e-08 | -1.2064e-08 | -1.2916e-08 | -2.0898e-08 | 1.044e-08 | 1.0841e-08 | 0 | 0 | 0 | 0 | 0 | 0 |  | 0.87637 | 1.0486 | 1.106 | 0.87637 | 1.0486 | 1.106 | -3.6968 | -118.6572 | 117.0427 | -3.6968 | -118.6572 | 117.0427

## LG_max_fault_6
name | pf_ikss_a_from_ka | pf_ikss_b_from_ka | pf_ikss_c_from_ka | pf_ikss_a_to_ka | pf_ikss_b_to_ka | pf_ikss_c_to_ka | pf_skss_a_from_mw | pf_skss_b_from_mw | pf_skss_c_from_mw | pf_skss_a_to_mw | pf_skss_b_to_mw | pf_skss_c_to_mw | pf_p_a_from_mw | pf_p_b_from_mw | pf_p_c_from_mw | pf_p_a_to_mw | pf_p_b_to_mw | pf_p_c_to_mw | pf_q_a_from_mvar | pf_q_b_from_mvar | pf_q_c_from_mvar | pf_q_a_to_mvar | pf_q_b_to_mvar | pf_q_c_to_mvar | pf_ikss_a_from_degree | pf_ikss_b_from_degree | pf_ikss_c_from_degree | pf_ikss_a_to_degree | pf_ikss_b_to_degree | pf_ikss_c_to_degree | 3xI0 | pf_vm_a_from_pu | pf_vm_b_from_pu | pf_vm_c_from_pu | pf_vm_a_to_pu | pf_vm_b_to_pu | pf_vm_c_to_pu | pf_va_a_from_degree | pf_va_b_from_degree | pf_va_c_from_degree | pf_va_a_to_degree | pf_va_b_to_degree | pf_va_c_to_degree
Line0_1_2 | 0.03388 | 0 | 0 | 0.03388 | 0 | 0 | 0.0078242 | 0 | 0 | 0.0078242 | 0 | 0 | 0.0057775 | 6.619e-10 | -1.0366e-09 | -0.0057679 | -6.1383e-10 | 9.6591e-10 | 0.0058158 | -8.1356e-10 | -1.6599e-10 | -0.0057966 | 7.5935e-10 | 1.5071e-10 | -45.2784 | 0 | 0 | 134.7216 | 0 | 0 |  | 1.0477 | 1.0493 | 1.0503 | 1.0451 | 1.0489 | 1.0502 | -0.089265 | -119.9986 | 119.968 | -0.13619 | -119.9787 | 119.9388
Line10_11_12 | 0 | 0 | 0 | 0 | 0 | 0 | 0 | 0 | 0 | 0 | 0 | 0 | 3.7982e-11 | 1.7709e-10 | -2.7539e-10 | -2.2956e-11 | -1.4503e-10 | 2.283e-10 | 3.1117e-10 | -2.1543e-10 | -4.5533e-11 | -2.6559e-10 | 1.7962e-10 | 3.5686e-11 | 0 | 0 | 0 | 0 | 0 | 0 |  | 1.0477 | 1.0493 | 1.0503 | 1.0477 | 1.0493 | 1.0503 | -0.089265 | -119.9986 | 119.968 | -0.089265 | -119.9986 | 119.968
Line11_12_13 | 0 | 0 | 0 | 0 | 0 | 0 | 0 | 0 | 0 | 0 | 0 | 0 | 3.1651e-11 | 1.4758e-10 | -2.2949e-10 | -1.6626e-11 | -1.1551e-10 | 1.8241e-10 | 2.5931e-10 | -1.7952e-10 | -3.7944e-11 | -2.1373e-10 | 1.4372e-10 | 2.8097e-11 | 0 | 0 | 0 | 0 | 0 | 0 |  | 1.0477 | 1.0493 | 1.0503 | 1.0477 | 1.0493 | 1.0503 | -0.089265 | -119.9986 | 119.968 | -0.089265 | -119.9986 | 119.968
Line12_13_15 | 0 | 0 | 0 | 0 | 0 | 0 | 0 | 0 | 0 | 0 | 0 | 0 | 1.8991e-11 | 8.8546e-11 | -1.377e-10 | -3.9656e-12 | -5.6482e-11 | 9.0608e-11 | 1.5558e-10 | -1.0771e-10 | -2.2766e-11 | -1.1001e-10 | 7.1909e-11 | 1.2919e-11 | 0 | 0 | 0 | 0 | 0 | 0 |  | 1.0477 | 1.0493 | 1.0503 | 1.0477 | 1.0493 | 1.0503 | -0.089265 | -119.9986 | 119.968 | -0.089265 | -119.9986 | 119.968
Line13_13_14 | 0 | 0 | 0 | 0 | 0 | 0 | 0 | 0 | 0 | 0 | 0 | 0 | 6.3303e-12 | 2.9515e-11 | -4.5899e-11 | 8.695e-12 | 2.5484e-12 | -1.19e-12 | 5.1861e-11 | -3.5905e-11 | -7.5888e-12 | -6.2845e-12 | 1.0002e-13 | -2.2584e-12 | 0 | 0 | 0 | 0 | 0 | 0 |  | 1.0477 | 1.0493 | 1.0503 | 1.0477 | 1.0493 | 1.0503 | -0.089265 | -119.9986 | 119.968 | -0.089265 | -119.9986 | 119.968
Line14_15_16 | 0 | 0 | 0 | 0 | 0 | 0 | 0 | 0 | 0 | 0 | 0 | 0 | 1.2661e-11 | 5.903e-11 | -9.1798e-11 | 2.3647e-12 | -2.6967e-11 | 4.4709e-11 | 1.0372e-10 | -7.1809e-11 | -1.5178e-11 | -5.8146e-11 | 3.6005e-11 | 5.3304e-12 | 0 | 0 | 0 | 0 | 0 | 0 |  | 1.0477 | 1.0493 | 1.0503 | 1.0477 | 1.0493 | 1.0503 | -0.089265 | -119.9986 | 119.968 | -0.089265 | -119.9986 | 119.968
Line15_16_17 | 0 | 0 | 0 | 0 | 0 | 0 | 0 | 0 | 0 | 0 | 0 | 0 | 6.3303e-12 | 2.9515e-11 | -4.5899e-11 | 8.695e-12 | 2.5484e-12 | -1.19e-12 | 5.1861e-11 | -3.5905e-11 | -7.5888e-12 | -6.2845e-12 | 1.0002e-13 | -2.2584e-12 | 0 | 0 | 0 | 0 | 0 | 0 |  | 1.0477 | 1.0493 | 1.0503 | 1.0477 | 1.0493 | 1.0503 | -0.089265 | -119.9986 | 119.968 | -0.089265 | -119.9986 | 119.968
Line16_4_18 | 0 | 0 | 0 | 0 | 0 | 0 | 0 | 0 | 0 | 0 | 0 | 0 | -6.7045e-12 | -4.1134e-12 | 7.6113e-13 | 6.7045e-12 | 4.1134e-12 | -7.6113e-13 | 5.6286e-12 | -1.5042e-12 | 4.3185e-12 | -5.6286e-12 | 1.5042e-12 | -4.3185e-12 | 0 | 0 | 0 | 0 | 0 | 0 |  | 1.0483 | 1.0489 | 1.0502 | 1.0483 | 1.0489 | 1.0502 | -0.079909 | -119.9787 | 119.9388 | -0.079909 | -119.9787 | 119.9388
Line17_5_19 | 0 | 0 | 0 | 0 | 0 | 0 | 0 | 0 | 0 | 0 | 0 | 0 | 6.3303e-12 | 2.9515e-11 | -4.5899e-11 | 8.695e-12 | 2.5484e-12 | -1.19e-12 | 5.1861e-11 | -3.5905e-11 | -7.5888e-12 | -6.2845e-12 | 1.0002e-13 | -2.2584e-12 | 0 | 0 | 0 | 0 | 0 | 0 |  | 1.0477 | 1.0493 | 1.0503 | 1.0477 | 1.0493 | 1.0503 | -0.089265 | -119.9986 | 119.968 | -0.089265 | -119.9986 | 119.968
Line1_1_3 | 0 | 0 | 0 | 0 | 0 | 0 | 0 | 0 | 0 | 0 | 0 | 0 | 5.0642e-11 | 2.3612e-10 | -3.6719e-10 | -3.5617e-11 | -2.0406e-10 | 3.201e-10 | 4.1489e-10 | -2.8724e-10 | -6.0711e-11 | -3.6931e-10 | 2.5143e-10 | 5.0863e-11 | 0 | 0 | 0 | 0 | 0 | 0 |  | 1.0477 | 1.0493 | 1.0503 | 1.0477 | 1.0493 | 1.0503 | -0.089265 | -119.9986 | 119.968 | -0.089265 | -119.9986 | 119.968
Line2_1_4 | 0.011293 | 0.011293 | 0.011293 | 0.011293 | 0.011293 | 0.011293 | 0.0026081 | 0.0026081 | 0.0026081 | 0.0026081 | 0.0026081 | 0.0026081 | -0.0019258 | -0.00072122 | 0.002649 | 0.0019265 | 0.00072186 | -0.0026483 | -0.0019386 | 0.00264 | -0.0006976 | 0.0019399 | -0.0026387 | 0.00069887 | 134.7216 | 134.7216 | 134.7216 | -45.2784 | -45.2784 | -45.2784 |  | 1.0477 | 1.0493 | 1.0503 | 1.0483 | 1.0489 | 1.0502 | -0.089265 | -119.9986 | 119.968 | -0.079909 | -119.9787 | 119.9388
Line3_1_5 | 0 | 0 | 0 | 0 | 0 | 0 | 0 | 0 | 0 | 0 | 0 | 0 | 1.2661e-11 | 5.903e-11 | -9.1798e-11 | 2.3647e-12 | -2.6967e-11 | 4.4709e-11 | 1.0372e-10 | -7.1809e-11 | -1.5178e-11 | -5.8146e-11 | 3.6005e-11 | 5.3304e-12 | 0 | 0 | 0 | 0 | 0 | 0 |  | 1.0477 | 1.0493 | 1.0503 | 1.0477 | 1.0493 | 1.0503 | -0.089265 | -119.9986 | 119.968 | -0.089265 | -119.9986 | 119.968
Line4_2_6 | 0.03388 | 0 | 0 | 0.03388 | 0 | 0 | 0.0078242 | 0 | 0 | 0.0078242 | 0 | 0 | 0.0057679 | 6.1794e-10 | -9.6667e-10 | -0.0057584 | -5.3781e-10 | 8.4893e-10 | 0.0057966 | -7.5784e-10 | -1.5503e-10 | -0.0057775 | 6.6795e-10 | 1.3003e-10 | -45.2784 | 0 | 0 | 134.7216 | 0 | 0 |  | 1.0451 | 1.0489 | 1.0502 | 1.0425 | 1.0485 | 1.0501 | -0.13619 | -119.9787 | 119.9388 | -0.18334 | -119.9587 | 119.9096
Line5_6_7 | 0.03388 | 0 | 0 | 0.03388 | 0 | 0 | 0.0078242 | 0 | 0 | 0.0078242 | 0 | 0 | 0.0057584 | 5.4349e-10 | -8.4926e-10 | -0.0057488 | -4.3128e-10 | 6.8443e-10 | 0.0057775 | -6.6504e-10 | -1.3641e-10 | -0.0057584 | 5.3954e-10 | 1.0176e-10 | -45.2784 | 0 | 0 | 134.7216 | 0 | 0 |  | 1.0425 | 1.0485 | 1.0501 | 1.0399 | 1.0481 | 1.05 | -0.18334 | -119.9587 | 119.9096 | -0.23073 | -119.9388 | 119.8804
Line6_7_8 | 0.03388 | 0 | 0 | 0.03388 | 0 | 0 | 0.0078242 | 0 | 0 | 0.0078242 | 0 | 0 | 0.0057488 | 4.3852e-10 | -6.8434e-10 | -0.0057392 | -2.9425e-10 | 4.7243e-10 | 0.0057584 | -5.3523e-10 | -1.102e-10 | -0.0057392 | 3.742e-10 | 6.5973e-11 | -45.2784 | 0 | 0 | 134.7216 | 0 | 0 |  | 1.0399 | 1.0481 | 1.05 | 1.0374 | 1.0477 | 1.0499 | -0.23073 | -119.9388 | 119.8804 | -0.27836 | -119.9188 | 119.8512
Line7_8_9 | 0 | 0 | 0 | 0 | 0 | 0 | 0 | 0 | 0 | 0 | 0 | 0 | 2.7081e-11 | 1.5152e-10 | -2.3596e-10 | 4.8046e-11 | 8.7951e-12 | 5.1232e-13 | 2.4478e-10 | -1.8424e-10 | -3.8236e-11 | -1.9403e-11 | 5.7168e-12 | -1.0499e-11 | 0 | 0 | 0 | 0 | 0 | 0 |  | 1.0374 | 1.0477 | 1.0499 | 1.0374 | 1.0477 | 1.0499 | -0.27836 | -119.9188 | 119.8512 | -0.27836 | -119.9188 | 119.8512
Line8_8_10 | 0 | 0 | 0 | 0 | 0 | 0 | 0 | 0 | 0 | 0 | 0 | 0 | 2.7081e-11 | 1.5152e-10 | -2.3596e-10 | 4.8046e-11 | 8.7951e-12 | 5.1232e-13 | 2.4478e-10 | -1.8424e-10 | -3.8236e-11 | -1.9403e-11 | 5.7168e-12 | -1.0499e-11 | 0 | 0 | 0 | 0 | 0 | 0 |  | 1.0374 | 1.0477 | 1.0499 | 1.0374 | 1.0477 | 1.0499 | -0.27836 | -119.9188 | 119.8512 | -0.27836 | -119.9188 | 119.8512
Line9_3_11 | 0 | 0 | 0 | 0 | 0 | 0 | 0 | 0 | 0 | 0 | 0 | 0 | 4.4312e-11 | 2.0661e-10 | -3.2129e-10 | -2.9287e-11 | -1.7454e-10 | 2.742e-10 | 3.6303e-10 | -2.5133e-10 | -5.3122e-11 | -3.1745e-10 | 2.1553e-10 | 4.3275e-11 | 0 | 0 | 0 | 0 | 0 | 0 |  | 1.0477 | 1.0493 | 1.0503 | 1.0477 | 1.0493 | 1.0503 | -0.089265 | -119.9986 | 119.968 | -0.089265 | -119.9986 | 119.968

## LG_max_fault_10
name | pf_ikss_a_from_ka | pf_ikss_b_from_ka | pf_ikss_c_from_ka | pf_ikss_a_to_ka | pf_ikss_b_to_ka | pf_ikss_c_to_ka | pf_skss_a_from_mw | pf_skss_b_from_mw | pf_skss_c_from_mw | pf_skss_a_to_mw | pf_skss_b_to_mw | pf_skss_c_to_mw | pf_p_a_from_mw | pf_p_b_from_mw | pf_p_c_from_mw | pf_p_a_to_mw | pf_p_b_to_mw | pf_p_c_to_mw | pf_q_a_from_mvar | pf_q_b_from_mvar | pf_q_c_from_mvar | pf_q_a_to_mvar | pf_q_b_to_mvar | pf_q_c_to_mvar | pf_ikss_a_from_degree | pf_ikss_b_from_degree | pf_ikss_c_from_degree | pf_ikss_a_to_degree | pf_ikss_b_to_degree | pf_ikss_c_to_degree | 3xI0 | pf_vm_a_from_pu | pf_vm_b_from_pu | pf_vm_c_from_pu | pf_vm_a_to_pu | pf_vm_b_to_pu | pf_vm_c_to_pu | pf_va_a_from_degree | pf_va_b_from_degree | pf_va_c_from_degree | pf_va_a_to_degree | pf_va_b_to_degree | pf_va_c_to_degree
Line0_1_2 | 0.03549 | 0 | 0 | 0.03549 | 0 | 0 | 0.0081962 | 0 | 0 | 0.0081962 | 0 | 0 | 0.0063398 | 7.2514e-10 | -1.1373e-09 | -0.0063293 | -6.7239e-10 | 1.0598e-09 | 0.0063818 | -8.9319e-10 | -1.8084e-10 | -0.0063608 | 8.337e-10 | 1.6407e-10 | -45.2821 | 0 | 0 | 134.7179 | 0 | 0 |  | 1.0975 | 1.0993 | 1.1003 | 1.0948 | 1.0988 | 1.1002 | -0.093035 | -119.9976 | 119.9651 | -0.13996 | -119.9776 | 119.9359
Line10_11_12 | 0 | 0 | 0 | 0 | 0 | 0 | 0 | 0 | 0 | 0 | 0 | 0 | 3.9594e-11 | 1.9307e-10 | -3.0199e-10 | -2.3106e-11 | -1.5788e-10 | 2.5031e-10 | 3.4321e-10 | -2.3686e-10 | -4.863e-11 | -2.9319e-10 | 1.9757e-10 | 3.7822e-11 | 0 | 0 | 0 | 0 | 0 | 0 |  | 1.0975 | 1.0993 | 1.1003 | 1.0975 | 1.0993 | 1.1003 | -0.093035 | -119.9976 | 119.9651 | -0.093035 | -119.9976 | 119.9651
Line11_12_13 | 0 | 0 | 0 | 0 | 0 | 0 | 0 | 0 | 0 | 0 | 0 | 0 | 3.2995e-11 | 1.6089e-10 | -2.5166e-10 | -1.6507e-11 | -1.2571e-10 | 1.9998e-10 | 2.86e-10 | -1.9738e-10 | -4.0525e-11 | -2.3599e-10 | 1.5809e-10 | 2.9717e-11 | 0 | 0 | 0 | 0 | 0 | 0 |  | 1.0975 | 1.0993 | 1.1003 | 1.0975 | 1.0993 | 1.1003 | -0.093035 | -119.9976 | 119.9651 | -0.093035 | -119.9976 | 119.9651
Line12_13_15 | 0 | 0 | 0 | 0 | 0 | 0 | 0 | 0 | 0 | 0 | 0 | 0 | 1.9797e-11 | 9.6537e-11 | -1.5099e-10 | -3.3092e-12 | -6.1348e-11 | 9.9317e-11 | 1.716e-10 | -1.1843e-10 | -2.4315e-11 | -1.2159e-10 | 7.914e-11 | 1.3507e-11 | 0 | 0 | 0 | 0 | 0 | 0 |  | 1.0975 | 1.0993 | 1.1003 | 1.0975 | 1.0993 | 1.1003 | -0.093035 | -119.9976 | 119.9651 | -0.093035 | -119.9976 | 119.9651
Line13_13_14 | 0 | 0 | 0 | 0 | 0 | 0 | 0 | 0 | 0 | 0 | 0 | 0 | 6.599e-12 | 3.2179e-11 | -5.0331e-11 | 9.8888e-12 | 3.0099e-12 | -1.3453e-12 | 5.7201e-11 | -3.9476e-11 | -8.105e-12 | -7.188e-12 | 1.8795e-13 | -2.7024e-12 | 0 | 0 | 0 | 0 | 0 | 0 |  | 1.0975 | 1.0993 | 1.1003 | 1.0975 | 1.0993 | 1.1003 | -0.093035 | -119.9976 | 119.9651 | -0.093035 | -119.9976 | 119.9651
Line14_15_16 | 0 | 0 | 0 | 0 | 0 | 0 | 0 | 0 | 0 | 0 | 0 | 0 | 1.3198e-11 | 6.4358e-11 | -1.0066e-10 | 3.2898e-12 | -2.9169e-11 | 4.8986e-11 | 1.144e-10 | -7.8952e-11 | -1.621e-11 | -6.4389e-11 | 3.9664e-11 | 5.4025e-12 | 0 | 0 | 0 | 0 | 0 | 0 |  | 1.0975 | 1.0993 | 1.1003 | 1.0975 | 1.0993 | 1.1003 | -0.093035 | -119.9976 | 119.9651 | -0.093035 | -119.9976 | 119.9651
Line15_16_17 | 0 | 0 | 0 | 0 | 0 | 0 | 0 | 0 | 0 | 0 | 0 | 0 | 6.599e-12 | 3.2179e-11 | -5.0331e-11 | 9.8888e-12 | 3.0099e-12 | -1.3453e-12 | 5.7201e-11 | -3.9476e-11 | -8.105e-12 | -7.188e-12 | 1.8795e-13 | -2.7024e-12 | 0 | 0 | 0 | 0 | 0 | 0 |  | 1.0975 | 1.0993 | 1.1003 | 1.0975 | 1.0993 | 1.1003 | -0.093035 | -119.9976 | 119.9651 | -0.093035 | -119.9976 | 119.9651
Line16_4_18 | 0 | 0 | 0 | 0 | 0 | 0 | 0 | 0 | 0 | 0 | 0 | 0 | -7.7047e-12 | -4.727e-12 | 8.7471e-13 | 7.7047e-12 | 4.727e-12 | -8.7471e-13 | 6.4684e-12 | -1.729e-12 | 4.9632e-12 | -6.4684e-12 | 1.729e-12 | -4.9632e-12 | 0 | 0 | 0 | 0 | 0 | 0 |  | 1.0981 | 1.0988 | 1.1002 | 1.0981 | 1.0988 | 1.1002 | -0.083679 | -119.9776 | 119.9359 | -0.083679 | -119.9776 | 119.9359
Line17_5_19 | 0 | 0 | 0 | 0 | 0 | 0 | 0 | 0 | 0 | 0 | 0 | 0 | 6.599e-12 | 3.2179e-11 | -5.0331e-11 | 9.8888e-12 | 3.0099e-12 | -1.3453e-12 | 5.7201e-11 | -3.9476e-11 | -8.1049e-12 | -7.188e-12 | 1.8795e-13 | -2.7024e-12 | 0 | 0 | 0 | 0 | 0 | 0 |  | 1.0975 | 1.0993 | 1.1003 | 1.0975 | 1.0993 | 1.1003 | -0.093035 | -119.9976 | 119.9651 | -0.093035 | -119.9976 | 119.9651
Line1_1_3 | 0 | 0 | 0 | 0 | 0 | 0 | 0 | 0 | 0 | 0 | 0 | 0 | 5.2792e-11 | 2.5743e-10 | -4.0265e-10 | -3.6304e-11 | -2.2224e-10 | 3.5097e-10 | 4.5761e-10 | -3.1581e-10 | -6.484e-11 | -4.0759e-10 | 2.7652e-10 | 5.4032e-11 | 0 | 0 | 0 | 0 | 0 | 0 |  | 1.0975 | 1.0993 | 1.1003 | 1.0975 | 1.0993 | 1.1003 | -0.093035 | -119.9976 | 119.9651 | -0.093035 | -119.9976 | 119.9651
Line2_1_4 | 0.01183 | 0.01183 | 0.01183 | 0.01183 | 0.01183 | 0.01183 | 0.0027321 | 0.0027321 | 0.0027321 | 0.0027321 | 0.0027321 | 0.0027321 | -0.0021133 | -0.00079169 | 0.0029071 | 0.002114 | 0.00079239 | -0.0029064 | -0.0021273 | 0.002897 | -0.00076552 | 0.0021287 | -0.0028956 | 0.00076692 | 134.7179 | 134.7179 | 134.7179 | -45.2821 | -45.2821 | -45.2821 |  | 1.0975 | 1.0993 | 1.1003 | 1.0981 | 1.0988 | 1.1002 | -0.093035 | -119.9976 | 119.9651 | -0.083679 | -119.9776 | 119.9359
Line3_1_5 | 0 | 0 | 0 | 0 | 0 | 0 | 0 | 0 | 0 | 0 | 0 | 0 | 1.3198e-11 | 6.4358e-11 | -1.0066e-10 | 3.2897e-12 | -2.9169e-11 | 4.8986e-11 | 1.144e-10 | -7.8952e-11 | -1.621e-11 | -6.4389e-11 | 3.9664e-11 | 5.4025e-12 | 0 | 0 | 0 | 0 | 0 | 0 |  | 1.0975 | 1.0993 | 1.1003 | 1.0975 | 1.0993 | 1.1003 | -0.093035 | -119.9976 | 119.9651 | -0.093035 | -119.9976 | 119.9651
Line4_2_6 | 0.03549 | 0 | 0 | 0.03549 | 0 | 0 | 0.0081962 | 0 | 0 | 0.0081962 | 0 | 0 | 0.0063293 | 6.7711e-10 | -1.0607e-09 | -0.0063189 | -5.8917e-10 | 9.3144e-10 | 0.0063608 | -8.3197e-10 | -1.6903e-10 | -0.0063398 | 7.3333e-10 | 1.4159e-10 | -45.2821 | 0 | 0 | 134.7179 | 0 | 0 |  | 1.0948 | 1.0988 | 1.1002 | 1.0921 | 1.0984 | 1.1001 | -0.13996 | -119.9776 | 119.9359 | -0.18711 | -119.9577 | 119.9067
Line5_6_7 | 0.03549 | 0 | 0 | 0.03549 | 0 | 0 | 0.0081962 | 0 | 0 | 0.0081962 | 0 | 0 | 0.0063189 | 5.9561e-10 | -9.3185e-10 | -0.0063084 | -4.7247e-10 | 7.5095e-10 | 0.0063398 | -7.3006e-10 | -1.4882e-10 | -0.0063189 | 5.9235e-10 | 1.1079e-10 | -45.2821 | 0 | 0 | 134.7179 | 0 | 0 |  | 1.0921 | 1.0984 | 1.1001 | 1.0894 | 1.098 | 1.1 | -0.18711 | -119.9577 | 119.9067 | -0.2345 | -119.9378 | 119.8775
Line6_7_8 | 0.03549 | 0 | 0 | 0.03549 | 0 | 0 | 0.0081962 | 0 | 0 | 0.0081962 | 0 | 0 | 0.0063084 | 4.8063e-10 | -7.509e-10 | -0.0062979 | -3.223e-10 | 5.1833e-10 | 0.0063189 | -5.8753e-10 | -1.2027e-10 | -0.0062979 | 4.1084e-10 | 7.1738e-11 | -45.2821 | 0 | 0 | 134.7179 | 0 | 0 |  | 1.0894 | 1.098 | 1.1 | 1.0867 | 1.0975 | 1.0999 | -0.2345 | -119.9378 | 119.8775 | -0.28213 | -119.9178 | 119.8483
Line7_8_9 | 0 | 0 | 0 | 0 | 0 | 0 | 0 | 0 | 0 | 0 | 0 | 0 | 2.9374e-11 | 1.6608e-10 | -2.5891e-10 | 5.3065e-11 | 9.8639e-12 | 5.2259e-13 | 2.689e-10 | -2.0224e-10 | -4.1742e-11 | -2.1582e-11 | 6.3523e-12 | -1.1746e-11 | 0 | 0 | 0 | 0 | 0 | 0 |  | 1.0867 | 1.0975 | 1.0999 | 1.0867 | 1.0975 | 1.0999 | -0.28213 | -119.9178 | 119.8483 | -0.28213 | -119.9178 | 119.8483
Line8_8_10 | 0 | 0 | 0 | 0 | 0 | 0 | 0 | 0 | 0 | 0 | 0 | 0 | 2.9374e-11 | 1.6608e-10 | -2.5891e-10 | 5.3065e-11 | 9.8639e-12 | 5.2259e-13 | 2.689e-10 | -2.0224e-10 | -4.1742e-11 | -2.1582e-11 | 6.3523e-12 | -1.1746e-11 | 0 | 0 | 0 | 0 | 0 | 0 |  | 1.0867 | 1.0975 | 1.0999 | 1.0867 | 1.0975 | 1.0999 | -0.28213 | -119.9178 | 119.8483 | -0.28213 | -119.9178 | 119.8483
Line9_3_11 | 0 | 0 | 0 | 0 | 0 | 0 | 0 | 0 | 0 | 0 | 0 | 0 | 4.6193e-11 | 2.2525e-10 | -3.5232e-10 | -2.9705e-11 | -1.9006e-10 | 3.0064e-10 | 4.0041e-10 | -2.7633e-10 | -5.6735e-11 | -3.5039e-10 | 2.3704e-10 | 4.5927e-11 | 0 | 0 | 0 | 0 | 0 | 0 |  | 1.0975 | 1.0993 | 1.1003 | 1.0975 | 1.0993 | 1.1003 | -0.093035 | -119.9976 | 119.9651 | -0.093035 | -119.9976 | 119.9651

## LG_min_6
name | pf_ikss_a_from_ka | pf_ikss_b_from_ka | pf_ikss_c_from_ka | pf_ikss_a_to_ka | pf_ikss_b_to_ka | pf_ikss_c_to_ka | pf_skss_a_from_mw | pf_skss_b_from_mw | pf_skss_c_from_mw | pf_skss_a_to_mw | pf_skss_b_to_mw | pf_skss_c_to_mw | pf_p_a_from_mw | pf_p_b_from_mw | pf_p_c_from_mw | pf_p_a_to_mw | pf_p_b_to_mw | pf_p_c_to_mw | pf_q_a_from_mvar | pf_q_b_from_mvar | pf_q_c_from_mvar | pf_q_a_to_mvar | pf_q_b_to_mvar | pf_q_c_to_mvar | pf_ikss_a_from_degree | pf_ikss_b_from_degree | pf_ikss_c_from_degree | pf_ikss_a_to_degree | pf_ikss_b_to_degree | pf_ikss_c_to_degree | 3xI0 | pf_vm_a_from_pu | pf_vm_b_from_pu | pf_vm_c_from_pu | pf_vm_a_to_pu | pf_vm_b_to_pu | pf_vm_c_to_pu | pf_va_a_from_degree | pf_va_b_from_degree | pf_va_c_from_degree | pf_va_a_to_degree | pf_va_b_to_degree | pf_va_c_to_degree
Line0_1_2 | 1.9938 | 0 | 0 | 1.9938 | 0 | 0 | 0.46046 | 0 | 0 | 0.46046 | 0 | 0 | 0.25442 | 5.8315e-08 | -6.1017e-08 | -0.19082 | -5.4326e-08 | 5.6793e-08 | 0.26502 | -3.0188e-08 | -3.639e-08 | -0.19877 | 2.5575e-08 | 3.1014e-08 | -51.4683 | 0 | 0 | 128.5317 | 0 | 0 |  | 0.79787 | 0.90423 | 0.9783 | 0.5984 | 0.88808 | 0.95707 | -5.2991 | -120.3443 | 117.8362 | -5.2991 | -118.0119 | 115.836
Line10_11_12 | 0 | 0 | 0 | 0 | 0 | 0 | 0 | 0 | 0 | 0 | 0 | 0 | -2.5992e-09 | 1.5517e-08 | -1.5804e-08 | 2.5992e-09 | -1.2779e-08 | 1.3066e-08 | 1.7539e-08 | -7.5623e-09 | -9.9513e-09 | -1.4873e-08 | 6.283e-09 | 8.1641e-09 | 0 | 0 | 0 | 0 | 0 | 0 |  | 0.79787 | 0.90423 | 0.9783 | 0.79787 | 0.90423 | 0.9783 | -5.2991 | -120.3443 | 117.8362 | -5.2991 | -120.3443 | 117.8362
Line11_12_13 | 0 | 0 | 0 | 0 | 0 | 0 | 0 | 0 | 0 | 0 | 0 | 0 | -2.166e-09 | 1.2931e-08 | -1.317e-08 | 2.166e-09 | -1.0193e-08 | 1.0432e-08 | 1.4616e-08 | -6.3019e-09 | -8.2927e-09 | -1.195e-08 | 5.0226e-09 | 6.5055e-09 | 0 | 0 | 0 | 0 | 0 | 0 |  | 0.79787 | 0.90423 | 0.9783 | 0.79787 | 0.90423 | 0.9783 | -5.2991 | -120.3443 | 117.8362 | -5.2991 | -120.3443 | 117.8362
Line12_13_15 | 0 | 0 | 0 | 0 | 0 | 0 | 0 | 0 | 0 | 0 | 0 | 0 | -1.2996e-09 | 7.7585e-09 | -7.9018e-09 | 1.2996e-09 | -5.0206e-09 | 5.1639e-09 | 8.7697e-09 | -3.7812e-09 | -4.9756e-09 | -6.1031e-09 | 2.5018e-09 | 3.1884e-09 | 0 | 0 | 0 | 0 | 0 | 0 |  | 0.79787 | 0.90423 | 0.9783 | 0.79787 | 0.90423 | 0.9783 | -5.2991 | -120.3443 | 117.8362 | -5.2991 | -120.3443 | 117.8362
Line13_13_14 | 0 | 0 | 0 | 0 | 0 | 0 | 0 | 0 | 0 | 0 | 0 | 0 | -4.332e-10 | 2.5862e-09 | -2.6339e-09 | 4.3319e-10 | 1.517e-10 | -1.0393e-10 | 2.9232e-09 | -1.2604e-09 | -1.6585e-09 | -2.5668e-10 | -1.8928e-11 | -1.2866e-10 | 0 | 0 | 0 | 0 | 0 | 0 |  | 0.79787 | 0.90423 | 0.9783 | 0.79787 | 0.90423 | 0.9783 | -5.2991 | -120.3443 | 117.8362 | -5.2991 | -120.3443 | 117.8362
Line14_15_16 | 0 | 0 | 0 | 0 | 0 | 0 | 0 | 0 | 0 | 0 | 0 | 0 | -8.6639e-10 | 5.1723e-09 | -5.2679e-09 | 8.6639e-10 | -2.4345e-09 | 2.53e-09 | 5.8464e-09 | -2.5208e-09 | -3.3171e-09 | -3.1799e-09 | 1.2415e-09 | 1.5299e-09 | 0 | 0 | 0 | 0 | 0 | 0 |  | 0.79787 | 0.90423 | 0.9783 | 0.79787 | 0.90423 | 0.9783 | -5.2991 | -120.3443 | 117.8362 | -5.2991 | -120.3443 | 117.8362
Line15_16_17 | 0 | 0 | 0 | 0 | 0 | 0 | 0 | 0 | 0 | 0 | 0 | 0 | -4.332e-10 | 2.5862e-09 | -2.6339e-09 | 4.3319e-10 | 1.517e-10 | -1.0393e-10 | 2.9232e-09 | -1.2604e-09 | -1.6585e-09 | -2.5668e-10 | -1.8928e-11 | -1.2866e-10 | 0 | 0 | 0 | 0 | 0 | 0 |  | 0.79787 | 0.90423 | 0.9783 | 0.79787 | 0.90423 | 0.9783 | -5.2991 | -120.3443 | 117.8362 | -5.2991 | -120.3443 | 117.8362
Line16_4_18 | 0 | 0 | 0 | 0 | 0 | 0 | 0 | 0 | 0 | 0 | 0 | 0 | -3.3231e-10 | -1.9978e-10 | 3.3625e-11 | 3.3231e-10 | 1.9978e-10 | -3.3625e-11 | 2.6951e-10 | -1.0732e-10 | 2.4208e-10 | -2.6951e-10 | 1.0732e-10 | -2.4208e-10 | 0 | 0 | 0 | 0 | 0 | 0 |  | 0.83776 | 0.88808 | 0.95707 | 0.83776 | 0.88808 | 0.95707 | -5.2991 | -118.0119 | 115.836 | -5.2991 | -118.0119 | 115.836
Line17_5_19 | 0 | 0 | 0 | 0 | 0 | 0 | 0 | 0 | 0 | 0 | 0 | 0 | -4.3319e-10 | 2.5862e-09 | -2.6339e-09 | 4.3319e-10 | 1.517e-10 | -1.0393e-10 | 2.9232e-09 | -1.2604e-09 | -1.6585e-09 | -2.5668e-10 | -1.8927e-11 | -1.2866e-10 | 0 | 0 | 0 | 0 | 0 | 0 |  | 0.79787 | 0.90423 | 0.9783 | 0.79787 | 0.90423 | 0.9783 | -5.2991 | -120.3443 | 117.8362 | -5.2991 | -120.3443 | 117.8362
Line1_1_3 | 0 | 0 | 0 | 0 | 0 | 0 | 0 | 0 | 0 | 0 | 0 | 0 | -3.4656e-09 | 2.0689e-08 | -2.1071e-08 | 3.4656e-09 | -1.7952e-08 | 1.8334e-08 | 2.3386e-08 | -1.0083e-08 | -1.3268e-08 | -2.0719e-08 | 8.8038e-09 | 1.1481e-08 | 0 | 0 | 0 | 0 | 0 | 0 |  | 0.79787 | 0.90423 | 0.9783 | 0.79787 | 0.90423 | 0.9783 | -5.2991 | -120.3443 | 117.8362 | -5.2991 | -120.3443 | 117.8362
Line2_1_4 | 0.66461 | 0.66461 | 0.66461 | 0.66461 | 0.66461 | 0.66461 | 0.15349 | 0.15349 | 0.15349 | 0.15349 | 0.15349 | 0.15349 | -0.084808 | -0.050017 | 0.14755 | 0.089048 | 0.054257 | -0.14331 | -0.088342 | 0.12946 | -0.027867 | 0.092759 | -0.12504 | 0.032284 | 128.5317 | 128.5317 | 128.5317 | -51.4683 | -51.4683 | -51.4683 |  | 0.79787 | 0.90423 | 0.9783 | 0.83776 | 0.88808 | 0.95707 | -5.2991 | -120.3443 | 117.8362 | -5.2991 | -118.0119 | 115.836
Line3_1_5 | 0 | 0 | 0 | 0 | 0 | 0 | 0 | 0 | 0 | 0 | 0 | 0 | -8.6639e-10 | 5.1723e-09 | -5.2679e-09 | 8.6639e-10 | -2.4345e-09 | 2.53e-09 | 5.8464e-09 | -2.5208e-09 | -3.3171e-09 | -3.1799e-09 | 1.2415e-09 | 1.5299e-09 | 0 | 0 | 0 | 0 | 0 | 0 |  | 0.79787 | 0.90423 | 0.9783 | 0.79787 | 0.90423 | 0.9783 | -5.2991 | -120.3443 | 117.8362 | -5.2991 | -120.3443 | 117.8362
Line4_2_6 | 1.9938 | 0 | 0 | 1.9938 | 0 | 0 | 0.46046 | 0 | 0 | 0.46046 | 0 | 0 | 0.19082 | 5.4526e-08 | -5.6827e-08 | -0.12721 | -4.779e-08 | 4.9873e-08 | 0.19877 | -2.5467e-08 | -3.1256e-08 | -0.13251 | 2.0235e-08 | 2.4754e-08 | -51.4683 | 0 | 0 | 128.5317 | 0 | 0 |  | 0.5984 | 0.88808 | 0.95707 | 0.39893 | 0.87345 | 0.93707 | -5.2991 | -118.0119 | 115.836 | -5.2991 | -115.5972 | 113.7477
Line5_6_7 | 1.9938 | 0 | 0 | 1.9938 | 0 | 0 | 0.46046 | 0 | 0 | 0.46046 | 0 | 0 | 0.12721 | 4.8027e-08 | -4.9848e-08 | -0.063606 | -3.854e-08 | 4.0169e-08 | 0.13251 | -2.0001e-08 | -2.5109e-08 | -0.066256 | 1.4549e-08 | 1.788e-08 | -51.4683 | 0 | 0 | 128.5317 | 0 | 0 |  | 0.39893 | 0.87345 | 0.93707 | 0.19947 | 0.86042 | 0.91836 | -5.2991 | -115.5972 | 113.7477 | -5.2991 | -113.1049 | 111.5713
Line6_7_8 | 1.9938 | 0 | 0 | 1.9938 | 0 | 0 | 0.46046 | 0 | 0 | 0.46046 | 0 | 0 | 0.063606 | 3.8801e-08 | -4.0097e-08 | -1.74e-14 | -2.6557e-08 | 2.7701e-08 | 0.066256 | -1.4189e-08 | -1.8349e-08 | 4.2676e-14 | 8.9183e-09 | 1.0792e-08 | -51.4683 | 0 | 0 | 128.5317 | 0 | 0 |  | 0.19947 | 0.86042 | 0.91836 | 0 | 0.84907 | 0.90103 | -5.2991 | -113.1049 | 111.5713 | 0 | -110.541 | 109.3078
Line7_8_9 | 0 | 0 | 0 | 0 | 0 | 0 | 0 | 0 | 0 | 0 | 0 | 0 | 1.6987e-21 | 1.3415e-08 | -1.3797e-08 | -1.0827e-18 | 2.74e-10 | 1.0728e-10 | -3.7585e-22 | -4.2161e-09 | -5.6872e-09 | 9.8368e-18 | 4.8606e-10 | -5.8231e-10 | 0 | 0 | 0 | 0 | 0 | 0 |  | 0 | 0.84907 | 0.90103 | 0 | 0.84907 | 0.90103 | 0 | -110.541 | 109.3078 | 0 | -110.541 | 109.3078
Line8_8_10 | 0 | 0 | 0 | 0 | 0 | 0 | 0 | 0 | 0 | 0 | 0 | 0 | 1.6987e-21 | 1.3415e-08 | -1.3797e-08 | -1.0827e-18 | 2.74e-10 | 1.0728e-10 | -3.7585e-22 | -4.2161e-09 | -5.6872e-09 | 9.8368e-18 | 4.8606e-10 | -5.8231e-10 | 0 | 0 | 0 | 0 | 0 | 0 |  | 0 | 0.84907 | 0.90103 | 0 | 0.84907 | 0.90103 | 0 | -110.541 | 109.3078 | 0 | -110.541 | 109.3078
Line9_3_11 | 0 | 0 | 0 | 0 | 0 | 0 | 0 | 0 | 0 | 0 | 0 | 0 | -3.0324e-09 | 1.8103e-08 | -1.8438e-08 | 3.0324e-09 | -1.5365e-08 | 1.57e-08 | 2.0463e-08 | -8.8227e-09 | -1.161e-08 | -1.7796e-08 | 7.5434e-09 | 9.8226e-09 | 0 | 0 | 0 | 0 | 0 | 0 |  | 0.79787 | 0.90423 | 0.9783 | 0.79787 | 0.90423 | 0.9783 | -5.2991 | -120.3443 | 117.8362 | -5.2991 | -120.3443 | 117.8362

## LG_min_10
name | pf_ikss_a_from_ka | pf_ikss_b_from_ka | pf_ikss_c_from_ka | pf_ikss_a_to_ka | pf_ikss_b_to_ka | pf_ikss_c_to_ka | pf_skss_a_from_mw | pf_skss_b_from_mw | pf_skss_c_from_mw | pf_skss_a_to_mw | pf_skss_b_to_mw | pf_skss_c_to_mw | pf_p_a_from_mw | pf_p_b_from_mw | pf_p_c_from_mw | pf_p_a_to_mw | pf_p_b_to_mw | pf_p_c_to_mw | pf_q_a_from_mvar | pf_q_b_from_mvar | pf_q_c_from_mvar | pf_q_a_to_mvar | pf_q_b_to_mvar | pf_q_c_to_mvar | pf_ikss_a_from_degree | pf_ikss_b_from_degree | pf_ikss_c_from_degree | pf_ikss_a_to_degree | pf_ikss_b_to_degree | pf_ikss_c_to_degree | 3xI0 | pf_vm_a_from_pu | pf_vm_b_from_pu | pf_vm_c_from_pu | pf_vm_a_to_pu | pf_vm_b_to_pu | pf_vm_c_to_pu | pf_va_a_from_degree | pf_va_b_from_degree | pf_va_c_from_degree | pf_va_a_to_degree | pf_va_b_to_degree | pf_va_c_to_degree
Line0_1_2 | 1.8889 | 0 | 0 | 1.8889 | 0 | 0 | 0.43622 | 0 | 0 | 0.43622 | 0 | 0 | 0.22835 | 5.2338e-08 | -5.4764e-08 | -0.17126 | -4.8758e-08 | 5.0972e-08 | 0.23786 | -2.7094e-08 | -3.266e-08 | -0.1784 | 2.2953e-08 | 2.7835e-08 | -51.4683 | 0 | 0 | 128.5317 | 0 | 0 |  | 0.75587 | 0.85664 | 0.92681 | 0.5669 | 0.84134 | 0.9067 | -5.2991 | -120.3443 | 117.8362 | -5.2991 | -118.0119 | 115.836
Line10_11_12 | 0 | 0 | 0 | 0 | 0 | 0 | 0 | 0 | 0 | 0 | 0 | 0 | -2.3328e-09 | 1.3927e-08 | -1.4184e-08 | 2.3328e-09 | -1.1469e-08 | 1.1727e-08 | 1.5742e-08 | -6.7872e-09 | -8.9313e-09 | -1.3348e-08 | 5.639e-09 | 7.3273e-09 | 0 | 0 | 0 | 0 | 0 | 0 |  | 0.75587 | 0.85664 | 0.92681 | 0.75587 | 0.85664 | 0.92681 | -5.2991 | -120.3443 | 117.8362 | -5.2991 | -120.3443 | 117.8362
Line11_12_13 | 0 | 0 | 0 | 0 | 0 | 0 | 0 | 0 | 0 | 0 | 0 | 0 | -1.944e-09 | 1.1606e-08 | -1.182e-08 | 1.944e-09 | -9.1483e-09 | 9.3626e-09 | 1.3118e-08 | -5.656e-09 | -7.4428e-09 | -1.0725e-08 | 4.5078e-09 | 5.8387e-09 | 0 | 0 | 0 | 0 | 0 | 0 |  | 0.75587 | 0.85664 | 0.92681 | 0.75587 | 0.85664 | 0.92681 | -5.2991 | -120.3443 | 117.8362 | -5.2991 | -120.3443 | 117.8362
Line12_13_15 | 0 | 0 | 0 | 0 | 0 | 0 | 0 | 0 | 0 | 0 | 0 | 0 | -1.1664e-09 | 6.9633e-09 | -7.0919e-09 | 1.1664e-09 | -4.5061e-09 | 4.6347e-09 | 7.8708e-09 | -3.3936e-09 | -4.4657e-09 | -5.4776e-09 | 2.2454e-09 | 2.8616e-09 | 0 | 0 | 0 | 0 | 0 | 0 |  | 0.75587 | 0.85664 | 0.92681 | 0.75587 | 0.85664 | 0.92681 | -5.2991 | -120.3443 | 117.8362 | -5.2991 | -120.3443 | 117.8362
Line13_13_14 | 0 | 0 | 0 | 0 | 0 | 0 | 0 | 0 | 0 | 0 | 0 | 0 | -3.888e-10 | 2.3211e-09 | -2.364e-09 | 3.8879e-10 | 1.3615e-10 | -9.3282e-11 | 2.6236e-09 | -1.1312e-09 | -1.4886e-09 | -2.3037e-10 | -1.6988e-11 | -1.1548e-10 | 0 | 0 | 0 | 0 | 0 | 0 |  | 0.75587 | 0.85664 | 0.92681 | 0.75587 | 0.85664 | 0.92681 | -5.2991 | -120.3443 | 117.8362 | -5.2991 | -120.3443 | 117.8362
Line14_15_16 | 0 | 0 | 0 | 0 | 0 | 0 | 0 | 0 | 0 | 0 | 0 | 0 | -7.7759e-10 | 4.6422e-09 | -4.7279e-09 | 7.7759e-10 | -2.185e-09 | 2.2707e-09 | 5.2472e-09 | -2.2624e-09 | -2.9771e-09 | -2.854e-09 | 1.1142e-09 | 1.3731e-09 | 0 | 0 | 0 | 0 | 0 | 0 |  | 0.75587 | 0.85664 | 0.92681 | 0.75587 | 0.85664 | 0.92681 | -5.2991 | -120.3443 | 117.8362 | -5.2991 | -120.3443 | 117.8362
Line15_16_17 | 0 | 0 | 0 | 0 | 0 | 0 | 0 | 0 | 0 | 0 | 0 | 0 | -3.888e-10 | 2.3211e-09 | -2.364e-09 | 3.8879e-10 | 1.3615e-10 | -9.3282e-11 | 2.6236e-09 | -1.1312e-09 | -1.4886e-09 | -2.3037e-10 | -1.6988e-11 | -1.1548e-10 | 0 | 0 | 0 | 0 | 0 | 0 |  | 0.75587 | 0.85664 | 0.92681 | 0.75587 | 0.85664 | 0.92681 | -5.2991 | -120.3443 | 117.8362 | -5.2991 | -120.3443 | 117.8362
Line16_4_18 | 0 | 0 | 0 | 0 | 0 | 0 | 0 | 0 | 0 | 0 | 0 | 0 | -2.9825e-10 | -1.793e-10 | 3.0178e-11 | 2.9825e-10 | 1.793e-10 | -3.0178e-11 | 2.4189e-10 | -9.632e-11 | 2.1726e-10 | -2.4189e-10 | 9.632e-11 | -2.1726e-10 | 0 | 0 | 0 | 0 | 0 | 0 |  | 0.79367 | 0.84134 | 0.9067 | 0.79367 | 0.84134 | 0.9067 | -5.2991 | -118.0119 | 115.836 | -5.2991 | -118.0119 | 115.836
Line17_5_19 | 0 | 0 | 0 | 0 | 0 | 0 | 0 | 0 | 0 | 0 | 0 | 0 | -3.8879e-10 | 2.3211e-09 | -2.364e-09 | 3.8879e-10 | 1.3615e-10 | -9.3282e-11 | 2.6236e-09 | -1.1312e-09 | -1.4886e-09 | -2.3037e-10 | -1.6988e-11 | -1.1548e-10 | 0 | 0 | 0 | 0 | 0 | 0 |  | 0.75587 | 0.85664 | 0.92681 | 0.75587 | 0.85664 | 0.92681 | -5.2991 | -120.3443 | 117.8362 | -5.2991 | -120.3443 | 117.8362
Line1_1_3 | 0 | 0 | 0 | 0 | 0 | 0 | 0 | 0 | 0 | 0 | 0 | 0 | -3.1104e-09 | 1.8569e-08 | -1.8912e-08 | 3.1104e-09 | -1.6112e-08 | 1.6455e-08 | 2.0989e-08 | -9.0497e-09 | -1.1908e-08 | -1.8596e-08 | 7.9015e-09 | 1.0304e-08 | 0 | 0 | 0 | 0 | 0 | 0 |  | 0.75587 | 0.85664 | 0.92681 | 0.75587 | 0.85664 | 0.92681 | -5.2991 | -120.3443 | 117.8362 | -5.2991 | -120.3443 | 117.8362
Line2_1_4 | 0.62963 | 0.62963 | 0.62963 | 0.62963 | 0.62963 | 0.62963 | 0.14541 | 0.14541 | 0.14541 | 0.14541 | 0.14541 | 0.14541 | -0.076116 | -0.04489 | 0.13242 | 0.079921 | 0.048696 | -0.12862 | -0.079287 | 0.11619 | -0.025011 | 0.083252 | -0.11223 | 0.028975 | 128.5317 | 128.5317 | 128.5317 | -51.4683 | -51.4683 | -51.4683 |  | 0.75587 | 0.85664 | 0.92681 | 0.79367 | 0.84134 | 0.9067 | -5.2991 | -120.3443 | 117.8362 | -5.2991 | -118.0119 | 115.836
Line3_1_5 | 0 | 0 | 0 | 0 | 0 | 0 | 0 | 0 | 0 | 0 | 0 | 0 | -7.7759e-10 | 4.6422e-09 | -4.7279e-09 | 7.7759e-10 | -2.185e-09 | 2.2707e-09 | 5.2472e-09 | -2.2624e-09 | -2.9771e-09 | -2.854e-09 | 1.1142e-09 | 1.3731e-09 | 0 | 0 | 0 | 0 | 0 | 0 |  | 0.75587 | 0.85664 | 0.92681 | 0.75587 | 0.85664 | 0.92681 | -5.2991 | -120.3443 | 117.8362 | -5.2991 | -120.3443 | 117.8362
Line4_2_6 | 1.8889 | 0 | 0 | 1.8889 | 0 | 0 | 0.43622 | 0 | 0 | 0.43622 | 0 | 0 | 0.17126 | 4.8937e-08 | -5.1002e-08 | -0.11417 | -4.2892e-08 | 4.4761e-08 | 0.1784 | -2.2857e-08 | -2.8053e-08 | -0.11893 | 1.8161e-08 | 2.2217e-08 | -51.4683 | 0 | 0 | 128.5317 | 0 | 0 |  | 0.5669 | 0.84134 | 0.9067 | 0.37794 | 0.82748 | 0.88775 | -5.2991 | -118.0119 | 115.836 | -5.2991 | -115.5972 | 113.7477
Line5_6_7 | 1.8889 | 0 | 0 | 1.8889 | 0 | 0 | 0.43622 | 0 | 0 | 0.43622 | 0 | 0 | 0.11417 | 4.3104e-08 | -4.4739e-08 | -0.057087 | -3.459e-08 | 3.6052e-08 | 0.11893 | -1.7951e-08 | -2.2536e-08 | -0.059465 | 1.3058e-08 | 1.6047e-08 | -51.4683 | 0 | 0 | 128.5317 | 0 | 0 |  | 0.37794 | 0.82748 | 0.88775 | 0.18897 | 0.81514 | 0.87003 | -5.2991 | -115.5972 | 113.7477 | -5.2991 | -113.1049 | 111.5713
Line6_7_8 | 1.8889 | 0 | 0 | 1.8889 | 0 | 0 | 0.43622 | 0 | 0 | 0.43622 | 0 | 0 | 0.057087 | 3.4824e-08 | -3.5987e-08 | -1.5736e-14 | -2.3835e-08 | 2.4861e-08 | 0.059465 | -1.2735e-08 | -1.6468e-08 | 3.8348e-14 | 8.0042e-09 | 9.6859e-09 | -51.4683 | 0 | 0 | 128.5317 | 0 | 0 |  | 0.18897 | 0.81514 | 0.87003 | 0 | 0.80439 | 0.85361 | -5.2991 | -113.1049 | 111.5713 | 0 | -110.541 | 109.3078
Line7_8_9 | 0 | 0 | 0 | 0 | 0 | 0 | 0 | 0 | 0 | 0 | 0 | 0 | 1.5285e-21 | 1.204e-08 | -1.2383e-08 | -9.7169e-19 | 2.4591e-10 | 9.6283e-11 | -3.3461e-22 | -3.784e-09 | -5.1043e-09 | 8.8286e-18 | 4.3624e-10 | -5.2263e-10 | 0 | 0 | 0 | 0 | 0 | 0 |  | 0 | 0.80439 | 0.85361 | 0 | 0.80439 | 0.85361 | 0 | -110.541 | 109.3078 | 0 | -110.541 | 109.3078
Line8_8_10 | 0 | 0 | 0 | 0 | 0 | 0 | 0 | 0 | 0 | 0 | 0 | 0 | 1.5285e-21 | 1.204e-08 | -1.2383e-08 | -9.7169e-19 | 2.4591e-10 | 9.6283e-11 | -3.3461e-22 | -3.784e-09 | -5.1043e-09 | 8.8286e-18 | 4.3624e-10 | -5.2263e-10 | 0 | 0 | 0 | 0 | 0 | 0 |  | 0 | 0.80439 | 0.85361 | 0 | 0.80439 | 0.85361 | 0 | -110.541 | 109.3078 | 0 | -110.541 | 109.3078
Line9_3_11 | 0 | 0 | 0 | 0 | 0 | 0 | 0 | 0 | 0 | 0 | 0 | 0 | -2.7216e-09 | 1.6248e-08 | -1.6548e-08 | 2.7216e-09 | -1.379e-08 | 1.4091e-08 | 1.8365e-08 | -7.9185e-09 | -1.042e-08 | -1.5972e-08 | 6.7703e-09 | 8.8159e-09 | 0 | 0 | 0 | 0 | 0 | 0 |  | 0.75587 | 0.85664 | 0.92681 | 0.75587 | 0.85664 | 0.92681 | -5.2991 | -120.3443 | 117.8362 | -5.2991 | -120.3443 | 117.8362

## LG_min_fault_6
name | pf_ikss_a_from_ka | pf_ikss_b_from_ka | pf_ikss_c_from_ka | pf_ikss_a_to_ka | pf_ikss_b_to_ka | pf_ikss_c_to_ka | pf_skss_a_from_mw | pf_skss_b_from_mw | pf_skss_c_from_mw | pf_skss_a_to_mw | pf_skss_b_to_mw | pf_skss_c_to_mw | pf_p_a_from_mw | pf_p_b_from_mw | pf_p_c_from_mw | pf_p_a_to_mw | pf_p_b_to_mw | pf_p_c_to_mw | pf_q_a_from_mvar | pf_q_b_from_mvar | pf_q_c_from_mvar | pf_q_a_to_mvar | pf_q_b_to_mvar | pf_q_c_to_mvar | pf_ikss_a_from_degree | pf_ikss_b_from_degree | pf_ikss_c_from_degree | pf_ikss_a_to_degree | pf_ikss_b_to_degree | pf_ikss_c_to_degree | 3xI0 | pf_vm_a_from_pu | pf_vm_b_from_pu | pf_vm_c_from_pu | pf_vm_a_to_pu | pf_vm_b_to_pu | pf_vm_c_to_pu | pf_va_a_from_degree | pf_va_b_from_degree | pf_va_c_from_degree | pf_va_a_to_degree | pf_va_b_to_degree | pf_va_c_to_degree
Line0_1_2 | 0.030554 | 0 | 0 | 0.030554 | 0 | 0 | 0.0070562 | 0 | 0 | 0.0070562 | 0 | 0 | 0.0047276 | 8.8194e-10 | -9.4602e-10 | -0.0047127 | -8.1951e-10 | 8.8206e-10 | 0.0047301 | -5.8163e-10 | -4.732e-10 | -0.0047145 | 5.4335e-10 | 4.3728e-10 | -45.0989 | 0 | 0 | 134.9011 | 0 | 0 |  | 0.94776 | 0.94931 | 0.95048 | 0.9447 | 0.949 | 0.95019 | -0.083831 | -120.0097 | 119.9689 | -0.087564 | -119.9781 | 119.9366
Line10_11_12 | 0 | 0 | 0 | 0 | 0 | 0 | 0 | 0 | 0 | 0 | 0 | 0 | -4.0874e-11 | 2.3547e-10 | -2.456e-10 | 4.1851e-11 | -1.9383e-10 | 2.0298e-10 | 3.2016e-10 | -1.4724e-10 | -1.3037e-10 | -2.7163e-10 | 1.2214e-10 | 1.0685e-10 | 0 | 0 | 0 | 0 | 0 | 0 |  | 0.94776 | 0.94931 | 0.95048 | 0.94776 | 0.94931 | 0.95048 | -0.083831 | -120.0097 | 119.9689 | -0.083831 | -120.0097 | 119.9689
Line11_12_13 | 0 | 0 | 0 | 0 | 0 | 0 | 0 | 0 | 0 | 0 | 0 | 0 | -3.4061e-11 | 1.9623e-10 | -2.0467e-10 | 3.5039e-11 | -1.5459e-10 | 1.6205e-10 | 2.668e-10 | -1.227e-10 | -1.0865e-10 | -2.1827e-10 | 9.7599e-11 | 8.512e-11 | 0 | 0 | 0 | 0 | 0 | 0 |  | 0.94776 | 0.94931 | 0.95048 | 0.94776 | 0.94931 | 0.95048 | -0.083831 | -120.0097 | 119.9689 | -0.083831 | -120.0097 | 119.9689
Line12_13_15 | 0 | 0 | 0 | 0 | 0 | 0 | 0 | 0 | 0 | 0 | 0 | 0 | -2.0437e-11 | 1.1774e-10 | -1.228e-10 | 2.1414e-11 | -7.6095e-11 | 8.0181e-11 | 1.6008e-10 | -7.3619e-11 | -6.5187e-11 | -1.1155e-10 | 4.852e-11 | 4.1662e-11 | 0 | 0 | 0 | 0 | 0 | 0 |  | 0.94776 | 0.94931 | 0.95048 | 0.94776 | 0.94931 | 0.95048 | -0.083831 | -120.0097 | 119.9689 | -0.083831 | -120.0097 | 119.9689
Line13_13_14 | 0 | 0 | 0 | 0 | 0 | 0 | 0 | 0 | 0 | 0 | 0 | 0 | -6.8123e-12 | 3.9245e-11 | -4.0933e-11 | 7.7899e-12 | 2.3951e-12 | -1.6847e-12 | 5.3361e-11 | -2.454e-11 | -2.1729e-11 | -4.8303e-12 | -5.5941e-13 | -1.7961e-12 | 0 | 0 | 0 | 0 | 0 | 0 |  | 0.94776 | 0.94931 | 0.95048 | 0.94776 | 0.94931 | 0.95048 | -0.083831 | -120.0097 | 119.9689 | -0.083831 | -120.0097 | 119.9689
Line14_15_16 | 0 | 0 | 0 | 0 | 0 | 0 | 0 | 0 | 0 | 0 | 0 | 0 | -1.3625e-11 | 7.849e-11 | -8.1866e-11 | 1.4602e-11 | -3.685e-11 | 3.9248e-11 | 1.0672e-10 | -4.9079e-11 | -4.3458e-11 | -5.8191e-11 | 2.398e-11 | 1.9933e-11 | 0 | 0 | 0 | 0 | 0 | 0 |  | 0.94776 | 0.94931 | 0.95048 | 0.94776 | 0.94931 | 0.95048 | -0.083831 | -120.0097 | 119.9689 | -0.083831 | -120.0097 | 119.9689
Line15_16_17 | 0 | 0 | 0 | 0 | 0 | 0 | 0 | 0 | 0 | 0 | 0 | 0 | -6.8123e-12 | 3.9245e-11 | -4.0933e-11 | 7.7899e-12 | 2.3951e-12 | -1.6847e-12 | 5.3361e-11 | -2.454e-11 | -2.1729e-11 | -4.8303e-12 | -5.5941e-13 | -1.7961e-12 | 0 | 0 | 0 | 0 | 0 | 0 |  | 0.94776 | 0.94931 | 0.95048 | 0.94776 | 0.94931 | 0.95048 | -0.083831 | -120.0097 | 119.9689 | -0.083831 | -120.0097 | 119.9689
Line16_4_18 | 0 | 0 | 0 | 0 | 0 | 0 | 0 | 0 | 0 | 0 | 0 | 0 | -5.6695e-12 | -3.4917e-12 | 6.5696e-13 | 5.6695e-12 | 3.4917e-12 | -6.5696e-13 | 4.7905e-12 | -1.2646e-12 | 3.6598e-12 | -4.7905e-12 | 1.2646e-12 | -3.6598e-12 | 0 | 0 | 0 | 0 | 0 | 0 |  | 0.94837 | 0.949 | 0.95019 | 0.94837 | 0.949 | 0.95019 | -0.083087 | -119.9781 | 119.9366 | -0.083087 | -119.9781 | 119.9366
Line17_5_19 | 0 | 0 | 0 | 0 | 0 | 0 | 0 | 0 | 0 | 0 | 0 | 0 | -6.8123e-12 | 3.9245e-11 | -4.0933e-11 | 7.7899e-12 | 2.3951e-12 | -1.6847e-12 | 5.336e-11 | -2.454e-11 | -2.1729e-11 | -4.8303e-12 | -5.5941e-13 | -1.7961e-12 | 0 | 0 | 0 | 0 | 0 | 0 |  | 0.94776 | 0.94931 | 0.95048 | 0.94776 | 0.94931 | 0.95048 | -0.083831 | -120.0097 | 119.9689 | -0.083831 | -120.0097 | 119.9689
Line1_1_3 | 0 | 0 | 0 | 0 | 0 | 0 | 0 | 0 | 0 | 0 | 0 | 0 | -5.4498e-11 | 3.1396e-10 | -3.2746e-10 | 5.5476e-11 | -2.7232e-10 | 2.8485e-10 | 4.2688e-10 | -1.9632e-10 | -1.7383e-10 | -3.7835e-10 | 1.7122e-10 | 1.5031e-10 | 0 | 0 | 0 | 0 | 0 | 0 |  | 0.94776 | 0.94931 | 0.95048 | 0.94776 | 0.94931 | 0.95048 | -0.083831 | -120.0097 | 119.9689 | -0.083831 | -120.0097 | 119.9689
Line2_1_4 | 0.010185 | 0.010185 | 0.010185 | 0.010185 | 0.010185 | 0.010185 | 0.0023521 | 0.0023521 | 0.0023521 | 0.0023521 | 0.0023521 | 0.0023521 | -0.0015759 | -0.00058126 | 0.0021601 | 0.0015769 | 0.00058226 | -0.0021591 | -0.0015767 | 0.0021559 | -0.00057606 | 0.0015777 | -0.0021548 | 0.0005771 | 134.9011 | 134.9011 | 134.9011 | -45.0989 | -45.0989 | -45.0989 |  | 0.94776 | 0.94931 | 0.95048 | 0.94837 | 0.949 | 0.95019 | -0.083831 | -120.0097 | 119.9689 | -0.083087 | -119.9781 | 119.9366
Line3_1_5 | 0 | 0 | 0 | 0 | 0 | 0 | 0 | 0 | 0 | 0 | 0 | 0 | -1.3625e-11 | 7.849e-11 | -8.1866e-11 | 1.4602e-11 | -3.685e-11 | 3.9248e-11 | 1.0672e-10 | -4.9079e-11 | -4.3458e-11 | -5.8191e-11 | 2.398e-11 | 1.9933e-11 | 0 | 0 | 0 | 0 | 0 | 0 |  | 0.94776 | 0.94931 | 0.95048 | 0.94776 | 0.94931 | 0.95048 | -0.083831 | -120.0097 | 119.9689 | -0.083831 | -120.0097 | 119.9689
Line4_2_6 | 0.030554 | 0 | 0 | 0.030554 | 0 | 0 | 0.0070562 | 0 | 0 | 0.0070562 | 0 | 0 | 0.0047127 | 8.23e-10 | -8.8272e-10 | -0.0046977 | -7.1893e-10 | 7.7615e-10 | 0.0047145 | -5.4208e-10 | -4.4094e-10 | -0.004699 | 4.7886e-10 | 3.8165e-10 | -45.0989 | 0 | 0 | 134.9011 | 0 | 0 |  | 0.9447 | 0.949 | 0.95019 | 0.94165 | 0.94868 | 0.94989 | -0.087564 | -119.9781 | 119.9366 | -0.091322 | -119.9464 | 119.9044
Line5_6_7 | 0.030554 | 0 | 0 | 0.030554 | 0 | 0 | 0.0070562 | 0 | 0 | 0.0070562 | 0 | 0 | 0.0046977 | 7.2351e-10 | -7.7578e-10 | -0.0046828 | -5.7779e-10 | 6.266e-10 | 0.004699 | -4.7577e-10 | -3.8717e-10 | -0.0046834 | 3.8769e-10 | 3.0461e-10 | -45.0989 | 0 | 0 | 134.9011 | 0 | 0 |  | 0.94165 | 0.94868 | 0.94989 | 0.93859 | 0.94837 | 0.9496 | -0.091322 | -119.9464 | 119.9044 | -0.095105 | -119.9148 | 119.872
Line6_7_8 | 0.030554 | 0 | 0 | 0.030554 | 0 | 0 | 0.0070562 | 0 | 0 | 0.0070562 | 0 | 0 | 0.0046828 | 5.8347e-10 | -6.2521e-10 | -0.0046679 | -3.9611e-10 | 4.3341e-10 | 0.0046834 | -3.8278e-10 | -3.1199e-10 | -0.0046679 | 2.6995e-10 | 2.0624e-10 | -45.0989 | 0 | 0 | 134.9011 | 0 | 0 |  | 0.93859 | 0.94837 | 0.9496 | 0.93553 | 0.94805 | 0.9493 | -0.095105 | -119.9148 | 119.872 | -0.098912 | -119.8831 | 119.8397
Line7_8_9 | 0 | 0 | 0 | 0 | 0 | 0 | 0 | 0 | 0 | 0 | 0 | 0 | -4.4733e-11 | 2.0144e-10 | -2.155e-10 | 4.9621e-11 | 6.7653e-12 | 2.4099e-12 | 2.4515e-10 | -1.3161e-10 | -1.0775e-10 | -5.6258e-12 | 6.7366e-12 | -9.2512e-12 | 0 | 0 | 0 | 0 | 0 | 0 |  | 0.93553 | 0.94805 | 0.9493 | 0.93553 | 0.94805 | 0.9493 | -0.098912 | -119.8831 | 119.8397 | -0.098912 | -119.8831 | 119.8397
Line8_8_10 | 0 | 0 | 0 | 0 | 0 | 0 | 0 | 0 | 0 | 0 | 0 | 0 | -4.4733e-11 | 2.0144e-10 | -2.155e-10 | 4.9621e-11 | 6.7653e-12 | 2.4099e-12 | 2.4515e-10 | -1.3161e-10 | -1.0775e-10 | -5.6258e-12 | 6.7366e-12 | -9.2512e-12 | 0 | 0 | 0 | 0 | 0 | 0 |  | 0.93553 | 0.94805 | 0.9493 | 0.93553 | 0.94805 | 0.9493 | -0.098912 | -119.8831 | 119.8397 | -0.098912 | -119.8831 | 119.8397
Line9_3_11 | 0 | 0 | 0 | 0 | 0 | 0 | 0 | 0 | 0 | 0 | 0 | 0 | -4.7686e-11 | 2.7472e-10 | -2.8653e-10 | 4.8664e-11 | -2.3308e-10 | 2.4391e-10 | 3.7352e-10 | -1.7178e-10 | -1.521e-10 | -3.2499e-10 | 1.4668e-10 | 1.2858e-10 | 0 | 0 | 0 | 0 | 0 | 0 |  | 0.94776 | 0.94931 | 0.95048 | 0.94776 | 0.94931 | 0.95048 | -0.083831 | -120.0097 | 119.9689 | -0.083831 | -120.0097 | 119.9689

## LG_min_fault_10
name | pf_ikss_a_from_ka | pf_ikss_b_from_ka | pf_ikss_c_from_ka | pf_ikss_a_to_ka | pf_ikss_b_to_ka | pf_ikss_c_to_ka | pf_skss_a_from_mw | pf_skss_b_from_mw | pf_skss_c_from_mw | pf_skss_a_to_mw | pf_skss_b_to_mw | pf_skss_c_to_mw | pf_p_a_from_mw | pf_p_b_from_mw | pf_p_c_from_mw | pf_p_a_to_mw | pf_p_b_to_mw | pf_p_c_to_mw | pf_q_a_from_mvar | pf_q_b_from_mvar | pf_q_c_from_mvar | pf_q_a_to_mvar | pf_q_b_to_mvar | pf_q_c_to_mvar | pf_ikss_a_from_degree | pf_ikss_b_from_degree | pf_ikss_c_from_degree | pf_ikss_a_to_degree | pf_ikss_b_to_degree | pf_ikss_c_to_degree | 3xI0 | pf_vm_a_from_pu | pf_vm_b_from_pu | pf_vm_c_from_pu | pf_vm_a_to_pu | pf_vm_b_to_pu | pf_vm_c_to_pu | pf_va_a_from_degree | pf_va_b_from_degree | pf_va_c_from_degree | pf_va_a_to_degree | pf_va_b_to_degree | pf_va_c_to_degree
Line0_1_2 | 0.028946 | 0 | 0 | 0.028946 | 0 | 0 | 0.0066849 | 0 | 0 | 0.0066849 | 0 | 0 | 0.0042431 | 7.9155e-10 | -8.4906e-10 | -0.0042296 | -7.3551e-10 | 7.9166e-10 | 0.0042453 | -5.2202e-10 | -4.247e-10 | -0.0042313 | 4.8766e-10 | 3.9246e-10 | -45.0989 | 0 | 0 | 134.9011 | 0 | 0 |  | 0.89788 | 0.89935 | 0.90046 | 0.89498 | 0.89905 | 0.90018 | -0.083831 | -120.0097 | 119.9689 | -0.087564 | -119.9781 | 119.9366
Line10_11_12 | 0 | 0 | 0 | 0 | 0 | 0 | 0 | 0 | 0 | 0 | 0 | 0 | -3.6684e-11 | 2.1134e-10 | -2.2043e-10 | 3.7562e-11 | -1.7396e-10 | 1.8218e-10 | 2.8735e-10 | -1.3215e-10 | -1.1701e-10 | -2.4379e-10 | 1.0962e-10 | 9.5898e-11 | 0 | 0 | 0 | 0 | 0 | 0 |  | 0.89788 | 0.89935 | 0.90046 | 0.89788 | 0.89935 | 0.90046 | -0.083831 | -120.0097 | 119.9689 | -0.083831 | -120.0097 | 119.9689
Line11_12_13 | 0 | 0 | 0 | 0 | 0 | 0 | 0 | 0 | 0 | 0 | 0 | 0 | -3.057e-11 | 1.7611e-10 | -1.8369e-10 | 3.1448e-11 | -1.3874e-10 | 1.4544e-10 | 2.3946e-10 | -1.1012e-10 | -9.751e-11 | -1.959e-10 | 8.7596e-11 | 7.6396e-11 | 0 | 0 | 0 | 0 | 0 | 0 |  | 0.89788 | 0.89935 | 0.90046 | 0.89788 | 0.89935 | 0.90046 | -0.083831 | -120.0097 | 119.9689 | -0.083831 | -120.0097 | 119.9689
Line12_13_15 | 0 | 0 | 0 | 0 | 0 | 0 | 0 | 0 | 0 | 0 | 0 | 0 | -1.8342e-11 | 1.0567e-10 | -1.1021e-10 | 1.922e-11 | -6.8296e-11 | 7.1963e-11 | 1.4367e-10 | -6.6074e-11 | -5.8506e-11 | -1.0012e-10 | 4.3547e-11 | 3.7392e-11 | 0 | 0 | 0 | 0 | 0 | 0 |  | 0.89788 | 0.89935 | 0.90046 | 0.89788 | 0.89935 | 0.90046 | -0.083831 | -120.0097 | 119.9689 | -0.083831 | -120.0097 | 119.9689
Line13_13_14 | 0 | 0 | 0 | 0 | 0 | 0 | 0 | 0 | 0 | 0 | 0 | 0 | -6.1141e-12 | 3.5223e-11 | -3.6738e-11 | 6.9915e-12 | 2.1496e-12 | -1.5121e-12 | 4.7891e-11 | -2.2025e-11 | -1.9502e-11 | -4.3352e-12 | -5.0208e-13 | -1.612e-12 | 0 | 0 | 0 | 0 | 0 | 0 |  | 0.89788 | 0.89935 | 0.90046 | 0.89788 | 0.89935 | 0.90046 | -0.083831 | -120.0097 | 119.9689 | -0.083831 | -120.0097 | 119.9689
Line14_15_16 | 0 | 0 | 0 | 0 | 0 | 0 | 0 | 0 | 0 | 0 | 0 | 0 | -1.2228e-11 | 7.0446e-11 | -7.3476e-11 | 1.3106e-11 | -3.3073e-11 | 3.5226e-11 | 9.5783e-11 | -4.4049e-11 | -3.9004e-11 | -5.2227e-11 | 2.1522e-11 | 1.789e-11 | 0 | 0 | 0 | 0 | 0 | 0 |  | 0.89788 | 0.89935 | 0.90046 | 0.89788 | 0.89935 | 0.90046 | -0.083831 | -120.0097 | 119.9689 | -0.083831 | -120.0097 | 119.9689
Line15_16_17 | 0 | 0 | 0 | 0 | 0 | 0 | 0 | 0 | 0 | 0 | 0 | 0 | -6.1141e-12 | 3.5223e-11 | -3.6738e-11 | 6.9915e-12 | 2.1496e-12 | -1.5121e-12 | 4.7891e-11 | -2.2025e-11 | -1.9502e-11 | -4.3352e-12 | -5.0208e-13 | -1.612e-12 | 0 | 0 | 0 | 0 | 0 | 0 |  | 0.89788 | 0.89935 | 0.90046 | 0.89788 | 0.89935 | 0.90046 | -0.083831 | -120.0097 | 119.9689 | -0.083831 | -120.0097 | 119.9689
Line16_4_18 | 0 | 0 | 0 | 0 | 0 | 0 | 0 | 0 | 0 | 0 | 0 | 0 | -5.0884e-12 | -3.1339e-12 | 5.8963e-13 | 5.0884e-12 | 3.1339e-12 | -5.8963e-13 | 4.2995e-12 | -1.135e-12 | 3.2847e-12 | -4.2995e-12 | 1.135e-12 | -3.2847e-12 | 0 | 0 | 0 | 0 | 0 | 0 |  | 0.89845 | 0.89905 | 0.90018 | 0.89845 | 0.89905 | 0.90018 | -0.083087 | -119.9781 | 119.9366 | -0.083087 | -119.9781 | 119.9366
Line17_5_19 | 0 | 0 | 0 | 0 | 0 | 0 | 0 | 0 | 0 | 0 | 0 | 0 | -6.1141e-12 | 3.5223e-11 | -3.6738e-11 | 6.9915e-12 | 2.1496e-12 | -1.5121e-12 | 4.7891e-11 | -2.2025e-11 | -1.9502e-11 | -4.3352e-12 | -5.0208e-13 | -1.612e-12 | 0 | 0 | 0 | 0 | 0 | 0 |  | 0.89788 | 0.89935 | 0.90046 | 0.89788 | 0.89935 | 0.90046 | -0.083831 | -120.0097 | 119.9689 | -0.083831 | -120.0097 | 119.9689
Line1_1_3 | 0 | 0 | 0 | 0 | 0 | 0 | 0 | 0 | 0 | 0 | 0 | 0 | -4.8913e-11 | 2.8178e-10 | -2.939e-10 | 4.979e-11 | -2.4441e-10 | 2.5565e-10 | 3.8313e-10 | -1.762e-10 | -1.5602e-10 | -3.3958e-10 | 1.5367e-10 | 1.349e-10 | 0 | 0 | 0 | 0 | 0 | 0 |  | 0.89788 | 0.89935 | 0.90046 | 0.89788 | 0.89935 | 0.90046 | -0.083831 | -120.0097 | 119.9689 | -0.083831 | -120.0097 | 119.9689
Line2_1_4 | 0.0096488 | 0.0096488 | 0.0096488 | 0.0096488 | 0.0096488 | 0.0096488 | 0.0022283 | 0.0022283 | 0.0022283 | 0.0022283 | 0.0022283 | 0.0022283 | -0.0014144 | -0.00052169 | 0.0019387 | 0.0014152 | 0.00052258 | -0.0019378 | -0.0014151 | 0.0019349 | -0.00051702 | 0.001416 | -0.001934 | 0.00051795 | 134.9011 | 134.9011 | 134.9011 | -45.0989 | -45.0989 | -45.0989 |  | 0.89788 | 0.89935 | 0.90046 | 0.89845 | 0.89905 | 0.90018 | -0.083831 | -120.0097 | 119.9689 | -0.083087 | -119.9781 | 119.9366
Line3_1_5 | 0 | 0 | 0 | 0 | 0 | 0 | 0 | 0 | 0 | 0 | 0 | 0 | -1.2228e-11 | 7.0446e-11 | -7.3476e-11 | 1.3106e-11 | -3.3073e-11 | 3.5226e-11 | 9.5783e-11 | -4.4049e-11 | -3.9004e-11 | -5.2227e-11 | 2.1522e-11 | 1.789e-11 | 0 | 0 | 0 | 0 | 0 | 0 |  | 0.89788 | 0.89935 | 0.90046 | 0.89788 | 0.89935 | 0.90046 | -0.083831 | -120.0097 | 119.9689 | -0.083831 | -120.0097 | 119.9689
Line4_2_6 | 0.028946 | 0 | 0 | 0.028946 | 0 | 0 | 0.0066849 | 0 | 0 | 0.0066849 | 0 | 0 | 0.0042296 | 7.3865e-10 | -7.9225e-10 | -0.0042162 | -6.4524e-10 | 6.966e-10 | 0.0042313 | -4.8652e-10 | -3.9575e-10 | -0.0042174 | 4.2978e-10 | 3.4253e-10 | -45.0989 | 0 | 0 | 134.9011 | 0 | 0 |  | 0.89498 | 0.89905 | 0.90018 | 0.89208 | 0.89875 | 0.8999 | -0.087564 | -119.9781 | 119.9366 | -0.091322 | -119.9464 | 119.9044
Line5_6_7 | 0.028946 | 0 | 0 | 0.028946 | 0 | 0 | 0.0066849 | 0 | 0 | 0.0066849 | 0 | 0 | 0.0042162 | 6.4936e-10 | -6.9627e-10 | -0.0042028 | -5.1857e-10 | 5.6238e-10 | 0.0042174 | -4.2701e-10 | -3.4749e-10 | -0.0042034 | 3.4796e-10 | 2.7339e-10 | -45.0989 | 0 | 0 | 134.9011 | 0 | 0 |  | 0.89208 | 0.89875 | 0.8999 | 0.88919 | 0.89845 | 0.89962 | -0.091322 | -119.9464 | 119.9044 | -0.095105 | -119.9148 | 119.872
Line6_7_8 | 0.028946 | 0 | 0 | 0.028946 | 0 | 0 | 0.0066849 | 0 | 0 | 0.0066849 | 0 | 0 | 0.0042028 | 5.2367e-10 | -5.6113e-10 | -0.0041894 | -3.5551e-10 | 3.8899e-10 | 0.0042034 | -3.4355e-10 | -2.8002e-10 | -0.0041894 | 2.4228e-10 | 1.8511e-10 | -45.0989 | 0 | 0 | 134.9011 | 0 | 0 |  | 0.88919 | 0.89845 | 0.89962 | 0.88629 | 0.89815 | 0.89934 | -0.095105 | -119.9148 | 119.872 | -0.098912 | -119.8831 | 119.8397
Line7_8_9 | 0 | 0 | 0 | 0 | 0 | 0 | 0 | 0 | 0 | 0 | 0 | 0 | -4.0148e-11 | 1.8079e-10 | -1.9341e-10 | 4.4535e-11 | 6.0719e-12 | 2.1629e-12 | 2.2002e-10 | -1.1812e-10 | -9.6705e-11 | -5.0492e-12 | 6.0461e-12 | -8.303e-12 | 0 | 0 | 0 | 0 | 0 | 0 |  | 0.88629 | 0.89815 | 0.89934 | 0.88629 | 0.89815 | 0.89934 | -0.098912 | -119.8831 | 119.8397 | -0.098912 | -119.8831 | 119.8397
Line8_8_10 | 0 | 0 | 0 | 0 | 0 | 0 | 0 | 0 | 0 | 0 | 0 | 0 | -4.0148e-11 | 1.8079e-10 | -1.9341e-10 | 4.4535e-11 | 6.0719e-12 | 2.1629e-12 | 2.2002e-10 | -1.1812e-10 | -9.6705e-11 | -5.0492e-12 | 6.0461e-12 | -8.303e-12 | 0 | 0 | 0 | 0 | 0 | 0 |  | 0.88629 | 0.89815 | 0.89934 | 0.88629 | 0.89815 | 0.89934 | -0.098912 | -119.8831 | 119.8397 | -0.098912 | -119.8831 | 119.8397
Line9_3_11 | 0 | 0 | 0 | 0 | 0 | 0 | 0 | 0 | 0 | 0 | 0 | 0 | -4.2798e-11 | 2.4656e-10 | -2.5716e-10 | 4.3676e-11 | -2.0919e-10 | 2.1891e-10 | 3.3524e-10 | -1.5417e-10 | -1.3651e-10 | -2.9168e-10 | 1.3164e-10 | 1.154e-10 | 0 | 0 | 0 | 0 | 0 | 0 |  | 0.89788 | 0.89935 | 0.90046 | 0.89788 | 0.89935 | 0.90046 | -0.083831 | -120.0097 | 119.9689 | -0.083831 | -120.0097 | 119.9689

## LLG_max_6
name | pf_ikss_a_from_ka | pf_ikss_b_from_ka | pf_ikss_c_from_ka | pf_ikss_a_to_ka | pf_ikss_b_to_ka | pf_ikss_c_to_ka | pf_skss_a_from_mw | pf_skss_b_from_mw | pf_skss_c_from_mw | pf_skss_a_to_mw | pf_skss_b_to_mw | pf_skss_c_to_mw | pf_p_a_from_mw | pf_p_b_from_mw | pf_p_c_from_mw | pf_p_a_to_mw | pf_p_b_to_mw | pf_p_c_to_mw | pf_q_a_from_mvar | pf_q_b_from_mvar | pf_q_c_from_mvar | pf_q_a_to_mvar | pf_q_b_to_mvar | pf_q_c_to_mvar | pf_ikss_a_from_degree | pf_ikss_b_from_degree | pf_ikss_c_from_degree | pf_ikss_a_to_degree | pf_ikss_b_to_degree | pf_ikss_c_to_degree | 3xI0 | pf_vm_a_from_pu | pf_vm_b_from_pu | pf_vm_c_from_pu | pf_vm_a_to_pu | pf_vm_b_to_pu | pf_vm_c_to_pu | pf_va_a_from_degree | pf_va_b_from_degree | pf_va_c_from_degree | pf_va_a_to_degree | pf_va_b_to_degree | pf_va_c_to_degree
Line0_1_2 | 0 | 2.5401 | 2.4442 | 0 | 2.5401 | 2.4442 | 0 | 0.5866 | 0.56445 | 0 | 0.5866 | 0.56445 | -4.5557e-09 | 0.13911 | 0.287 | 4.316e-09 | -0.10433 | -0.21525 | -9.6117e-08 | 0.483 | 0.36922 | 8.4792e-08 | -0.36225 | -0.27692 | 0 | 162.21 | 63.9315 | 0 | -17.79 | -116.0685 |  | 1 | 0.85686 | 0.8285 | 0.94741 | 0.64265 | 0.62137 | -2.22 | -123.8568 | 116.0728 | -2.22 | -123.8568 | 116.0728
Line10_11_12 | 0 | 0 | 0 | 0 | 0 | 0 | 0 | 0 | 0 | 0 | 0 | 0 | -1.0818e-09 | -2.2897e-08 | 1.5308e-08 | 1.0818e-09 | 1.968e-08 | -1.2092e-08 | -2.5563e-08 | 1.3222e-08 | 1.17e-08 | 2.1153e-08 | -1.1241e-08 | -9.9685e-09 | 0 | 0 | 0 | 0 | 0 | 0 |  | 1 | 0.85686 | 0.8285 | 1 | 0.85686 | 0.8285 | -2.22 | -123.8568 | 116.0728 | -2.22 | -123.8568 | 116.0728
Line11_12_13 | 0 | 0 | 0 | 0 | 0 | 0 | 0 | 0 | 0 | 0 | 0 | 0 | -9.0148e-10 | -1.9081e-08 | 1.2757e-08 | 9.0148e-10 | 1.5864e-08 | -9.5402e-09 | -2.1302e-08 | 1.1019e-08 | 9.75e-09 | 1.6893e-08 | -9.0368e-09 | -8.0185e-09 | 0 | 0 | 0 | 0 | 0 | 0 |  | 1 | 0.85686 | 0.8285 | 1 | 0.85686 | 0.8285 | -2.22 | -123.8568 | 116.0728 | -2.22 | -123.8568 | 116.0728
Line12_13_15 | 0 | 0 | 0 | 0 | 0 | 0 | 0 | 0 | 0 | 0 | 0 | 0 | -5.4089e-10 | -1.1448e-08 | 7.6542e-09 | 5.4089e-10 | 8.2316e-09 | -4.4374e-09 | -1.2781e-08 | 6.6112e-09 | 5.85e-09 | 8.3718e-09 | -4.6293e-09 | -4.1185e-09 | 0 | 0 | 0 | 0 | 0 | 0 |  | 1 | 0.85686 | 0.8285 | 1 | 0.85686 | 0.8285 | -2.22 | -123.8568 | 116.0728 | -2.22 | -123.8568 | 116.0728
Line13_13_14 | 0 | 0 | 0 | 0 | 0 | 0 | 0 | 0 | 0 | 0 | 0 | 0 | -1.803e-10 | -3.8161e-09 | 2.5514e-09 | 1.803e-10 | 5.9934e-10 | 6.654e-10 | -4.2605e-09 | 2.2037e-09 | 1.95e-09 | -1.4914e-10 | -2.2189e-10 | -2.1846e-10 | 0 | 0 | 0 | 0 | 0 | 0 |  | 1 | 0.85686 | 0.8285 | 1 | 0.85686 | 0.8285 | -2.22 | -123.8568 | 116.0728 | -2.22 | -123.8568 | 116.0728
Line14_15_16 | 0 | 0 | 0 | 0 | 0 | 0 | 0 | 0 | 0 | 0 | 0 | 0 | -3.6059e-10 | -7.6323e-09 | 5.1028e-09 | 3.6059e-10 | 4.4155e-09 | -1.886e-09 | -8.521e-09 | 4.4075e-09 | 3.9e-09 | 4.1113e-09 | -2.4256e-09 | -2.1685e-09 | 0 | 0 | 0 | 0 | 0 | 0 |  | 1 | 0.85686 | 0.8285 | 1 | 0.85686 | 0.8285 | -2.22 | -123.8568 | 116.0728 | -2.22 | -123.8568 | 116.0728
Line15_16_17 | 0 | 0 | 0 | 0 | 0 | 0 | 0 | 0 | 0 | 0 | 0 | 0 | -1.803e-10 | -3.8161e-09 | 2.5514e-09 | 1.803e-10 | 5.9934e-10 | 6.654e-10 | -4.2605e-09 | 2.2037e-09 | 1.95e-09 | -1.4914e-10 | -2.2189e-10 | -2.1846e-10 | 0 | 0 | 0 | 0 | 0 | 0 |  | 1 | 0.85686 | 0.8285 | 1 | 0.85686 | 0.8285 | -2.22 | -123.8568 | 116.0728 | -2.22 | -123.8568 | 116.0728
Line16_4_18 | 0 | 0 | 0 | 0 | 0 | 0 | 0 | 0 | 0 | 0 | 0 | 0 | -3.5365e-10 | -5.1014e-10 | -6.1171e-10 | 3.5365e-10 | 5.1014e-10 | 6.1171e-10 | 1.4129e-10 | 4.0118e-10 | 4.7027e-11 | -1.4129e-10 | -4.0118e-10 | -4.7027e-11 | 0 | 0 | 0 | 0 | 0 | 0 |  | 0.94741 | 0.8856 | 0.8547 | 0.94741 | 0.8856 | 0.8547 | -2.22 | -126.7572 | 119.1811 | -2.22 | -126.7572 | 119.1811
Line17_5_19 | 0 | 0 | 0 | 0 | 0 | 0 | 0 | 0 | 0 | 0 | 0 | 0 | -1.803e-10 | -3.8161e-09 | 2.5514e-09 | 1.803e-10 | 5.9934e-10 | 6.654e-10 | -4.2605e-09 | 2.2037e-09 | 1.95e-09 | -1.4914e-10 | -2.2189e-10 | -2.1846e-10 | 0 | 0 | 0 | 0 | 0 | 0 |  | 1 | 0.85686 | 0.8285 | 1 | 0.85686 | 0.8285 | -2.22 | -123.8568 | 116.0728 | -2.22 | -123.8568 | 116.0728
Line1_1_3 | 0 | 0 | 0 | 0 | 0 | 0 | 0 | 0 | 0 | 0 | 0 | 0 | -1.4424e-09 | -3.0529e-08 | 2.0411e-08 | 1.4424e-09 | 2.7312e-08 | -1.7194e-08 | -3.4084e-08 | 1.763e-08 | 1.56e-08 | 2.9674e-08 | -1.5648e-08 | -1.3868e-08 | 0 | 0 | 0 | 0 | 0 | 0 |  | 1 | 0.85686 | 0.8285 | 1 | 0.85686 | 0.8285 | -2.22 | -123.8568 | 116.0728 | -2.22 | -123.8568 | 116.0728
Line2_1_4 | 1.0872 | 1.0872 | 1.0872 | 1.0872 | 1.0872 | 1.0872 | 0.25108 | 0.25108 | 0.25108 | 0.25108 | 0.25108 | 0.25108 | 0.11229 | 0.11336 | -0.20792 | -0.10638 | -0.10745 | 0.21383 | 0.22458 | -0.18285 | -0.0062716 | -0.21276 | 0.19467 | 0.018092 | -65.6549 | -65.6549 | -65.6549 | 114.3451 | 114.3451 | 114.3451 |  | 1 | 0.85686 | 0.8285 | 0.94741 | 0.8856 | 0.8547 | -2.22 | -123.8568 | 116.0728 | -2.22 | -126.7572 | 119.1811
Line3_1_5 | 0 | 0 | 0 | 0 | 0 | 0 | 0 | 0 | 0 | 0 | 0 | 0 | -3.6059e-10 | -7.6323e-09 | 5.1028e-09 | 3.6059e-10 | 4.4155e-09 | -1.886e-09 | -8.521e-09 | 4.4075e-09 | 3.9e-09 | 4.1113e-09 | -2.4256e-09 | -2.1685e-09 | 0 | 0 | 0 | 0 | 0 | 0 |  | 1 | 0.85686 | 0.8285 | 1 | 0.85686 | 0.8285 | -2.22 | -123.8568 | 116.0728 | -2.22 | -123.8568 | 116.0728
Line4_2_6 | 0 | 2.5401 | 2.4442 | 0 | 2.5401 | 2.4442 | 0 | 0.5866 | 0.56445 | 0 | 0.5866 | 0.56445 | -3.9623e-09 | 0.10433 | 0.21525 | 3.7422e-09 | -0.069554 | -0.1435 | -8.4933e-08 | 0.36225 | 0.27692 | 7.0351e-08 | -0.2415 | -0.18461 | 0 | 162.21 | 63.9315 | 0 | -17.79 | -116.0685 |  | 0.94741 | 0.64265 | 0.62137 | 0.89477 | 0.42843 | 0.41425 | -2.22 | -123.8568 | 116.0728 | -2.22 | -123.8568 | 116.0728
Line5_6_7 | 0 | 2.5401 | 2.4442 | 0 | 2.5401 | 2.4442 | 0 | 0.5866 | 0.56445 | 0 | 0.5866 | 0.56445 | -3.2355e-09 | 0.069554 | 0.1435 | 3.0452e-09 | -0.034777 | -0.071751 | -7.0484e-08 | 0.2415 | 0.18461 | 5.3341e-08 | -0.12075 | -0.092305 | 0 | 162.21 | 63.9315 | 0 | -17.79 | -116.0685 |  | 0.89477 | 0.42843 | 0.41425 | 0.84214 | 0.21422 | 0.20712 | -2.22 | -123.8568 | 116.0728 | -2.22 | -123.8568 | 116.0728
Line6_7_8 | 0 | 2.5401 | 2.4442 | 0 | 2.5401 | 2.4442 | 0 | 0.5866 | 0.56445 | 0 | 0.5866 | 0.56445 | -2.4058e-09 | 0.034777 | 0.071751 | 2.2554e-09 | 2.3679e-14 | 1.1771e-14 | -5.3467e-08 | 0.12075 | 0.092305 | 3.446e-08 | 1.9567e-14 | 1.6153e-14 | 0 | 162.21 | 63.9315 | 0 | -17.79 | -116.0685 |  | 0.84214 | 0.21422 | 0.20712 | 0.78951 | 0 | 0 | -2.22 | -123.8568 | 116.0728 | -2.22 | 0 | 0
Line7_8_9 | 0 | 0 | 0 | 0 | 0 | 0 | 0 | 0 | 0 | 0 | 0 | 0 | -7.5181e-10 | 6.2795e-22 | -5.3938e-22 | 7.5181e-10 | 1.8118e-18 | -4.4262e-18 | -1.7289e-08 | -1.1794e-21 | -3.9629e-22 | -1.1774e-10 | 1.4437e-17 | 2.8155e-19 | 0 | 0 | 0 | 0 | 0 | 0 |  | 0.78951 | 0 | 0 | 0.78951 | 0 | 0 | -2.22 | 0 | 0 | -2.22 | 0 | 0
Line8_8_10 | 0 | 0 | 0 | 0 | 0 | 0 | 0 | 0 | 0 | 0 | 0 | 0 | -7.5181e-10 | 6.2795e-22 | -5.3938e-22 | 7.5181e-10 | 1.8118e-18 | -4.4262e-18 | -1.7289e-08 | -1.1794e-21 | -3.9629e-22 | -1.1774e-10 | 1.4437e-17 | 2.8155e-19 | 0 | 0 | 0 | 0 | 0 | 0 |  | 0.78951 | 0 | 0 | 0.78951 | 0 | 0 | -2.22 | 0 | 0 | -2.22 | 0 | 0
Line9_3_11 | 0 | 0 | 0 | 0 | 0 | 0 | 0 | 0 | 0 | 0 | 0 | 0 | -1.2621e-09 | -2.6713e-08 | 1.786e-08 | 1.2621e-09 | 2.3496e-08 | -1.4643e-08 | -2.9823e-08 | 1.5426e-08 | 1.365e-08 | 2.5414e-08 | -1.3444e-08 | -1.1918e-08 | 0 | 0 | 0 | 0 | 0 | 0 |  | 1 | 0.85686 | 0.8285 | 1 | 0.85686 | 0.8285 | -2.22 | -123.8568 | 116.0728 | -2.22 | -123.8568 | 116.0728

## LLG_max_10
name | pf_ikss_a_from_ka | pf_ikss_b_from_ka | pf_ikss_c_from_ka | pf_ikss_a_to_ka | pf_ikss_b_to_ka | pf_ikss_c_to_ka | pf_skss_a_from_mw | pf_skss_b_from_mw | pf_skss_c_from_mw | pf_skss_a_to_mw | pf_skss_b_to_mw | pf_skss_c_to_mw | pf_p_a_from_mw | pf_p_b_from_mw | pf_p_c_from_mw | pf_p_a_to_mw | pf_p_b_to_mw | pf_p_c_to_mw | pf_q_a_from_mvar | pf_q_b_from_mvar | pf_q_c_from_mvar | pf_q_a_to_mvar | pf_q_b_to_mvar | pf_q_c_to_mvar | pf_ikss_a_from_degree | pf_ikss_b_from_degree | pf_ikss_c_from_degree | pf_ikss_a_to_degree | pf_ikss_b_to_degree | pf_ikss_c_to_degree | 3xI0 | pf_vm_a_from_pu | pf_vm_b_from_pu | pf_vm_c_from_pu | pf_vm_a_to_pu | pf_vm_b_to_pu | pf_vm_c_to_pu | pf_va_a_from_degree | pf_va_b_from_degree | pf_va_c_from_degree | pf_va_a_to_degree | pf_va_b_to_degree | pf_va_c_to_degree
Line0_1_2 | 0 | 2.6432 | 2.5401 | 0 | 2.6432 | 2.5401 | 0 | 0.61041 | 0.58661 | 0 | 0.61041 | 0.58661 | -5.0689e-09 | 0.15047 | 0.30995 | 4.8021e-09 | -0.11285 | -0.23246 | -1.0447e-07 | 0.52255 | 0.39829 | 9.2156e-08 | -0.39191 | -0.29872 | 0 | 161.9448 | 63.9356 | 0 | -18.0552 | -116.0644 |  | 1.0428 | 0.89084 | 0.86034 | 0.98793 | 0.66813 | 0.64525 | -2.3142 | -124.119 | 116.0453 | -2.3142 | -124.119 | 116.0453
Line10_11_12 | 0 | 0 | 0 | 0 | 0 | 0 | 0 | 0 | 0 | 0 | 0 | 0 | -1.2914e-09 | -2.493e-08 | 1.64e-08 | 1.2914e-09 | 2.1449e-08 | -1.2919e-08 | -2.775e-08 | 1.4501e-08 | 1.271e-08 | 2.2955e-08 | -1.2342e-08 | -1.0831e-08 | 0 | 0 | 0 | 0 | 0 | 0 |  | 1.0428 | 0.89084 | 0.86034 | 1.0428 | 0.89084 | 0.86034 | -2.3142 | -124.119 | 116.0453 | -2.3142 | -124.119 | 116.0453
Line11_12_13 | 0 | 0 | 0 | 0 | 0 | 0 | 0 | 0 | 0 | 0 | 0 | 0 | -1.0761e-09 | -2.0775e-08 | 1.3667e-08 | 1.0761e-09 | 1.7294e-08 | -1.0185e-08 | -2.3125e-08 | 1.2084e-08 | 1.0592e-08 | 1.833e-08 | -9.9255e-09 | -8.7128e-09 | 0 | 0 | 0 | 0 | 0 | 0 |  | 1.0428 | 0.89084 | 0.86034 | 1.0428 | 0.89084 | 0.86034 | -2.3142 | -124.119 | 116.0453 | -2.3142 | -124.119 | 116.0453
Line12_13_15 | 0 | 0 | 0 | 0 | 0 | 0 | 0 | 0 | 0 | 0 | 0 | 0 | -6.4569e-10 | -1.2465e-08 | 8.1999e-09 | 6.4569e-10 | 8.9839e-09 | -4.7188e-09 | -1.3875e-08 | 7.2505e-09 | 6.3551e-09 | 9.0803e-09 | -5.0918e-09 | -4.476e-09 | 0 | 0 | 0 | 0 | 0 | 0 |  | 1.0428 | 0.89084 | 0.86034 | 1.0428 | 0.89084 | 0.86034 | -2.3142 | -124.119 | 116.0453 | -2.3142 | -124.119 | 116.0453
Line13_13_14 | 0 | 0 | 0 | 0 | 0 | 0 | 0 | 0 | 0 | 0 | 0 | 0 | -2.1523e-10 | -4.155e-09 | 2.7333e-09 | 2.1523e-10 | 6.7392e-10 | 7.4778e-10 | -4.6251e-09 | 2.4168e-09 | 2.1184e-09 | -1.6984e-10 | -2.5808e-10 | -2.3932e-10 | 0 | 0 | 0 | 0 | 0 | 0 |  | 1.0428 | 0.89084 | 0.86034 | 1.0428 | 0.89084 | 0.86034 | -2.3142 | -124.119 | 116.0453 | -2.3142 | -124.119 | 116.0453
Line14_15_16 | 0 | 0 | 0 | 0 | 0 | 0 | 0 | 0 | 0 | 0 | 0 | 0 | -4.3046e-10 | -8.31e-09 | 5.4666e-09 | 4.3046e-10 | 4.8289e-09 | -1.9855e-09 | -9.2501e-09 | 4.8337e-09 | 4.2367e-09 | 4.4552e-09 | -2.6749e-09 | -2.3577e-09 | 0 | 0 | 0 | 0 | 0 | 0 |  | 1.0428 | 0.89084 | 0.86034 | 1.0428 | 0.89084 | 0.86034 | -2.3142 | -124.119 | 116.0453 | -2.3142 | -124.119 | 116.0453
Line15_16_17 | 0 | 0 | 0 | 0 | 0 | 0 | 0 | 0 | 0 | 0 | 0 | 0 | -2.1523e-10 | -4.155e-09 | 2.7333e-09 | 2.1523e-10 | 6.7392e-10 | 7.4778e-10 | -4.6251e-09 | 2.4168e-09 | 2.1184e-09 | -1.6984e-10 | -2.5808e-10 | -2.3932e-10 | 0 | 0 | 0 | 0 | 0 | 0 |  | 1.0428 | 0.89084 | 0.86034 | 1.0428 | 0.89084 | 0.86034 | -2.3142 | -124.119 | 116.0453 | -2.3142 | -124.119 | 116.0453
Line16_4_18 | 0 | 0 | 0 | 0 | 0 | 0 | 0 | 0 | 0 | 0 | 0 | 0 | -4.0272e-10 | -5.7676e-10 | -6.9058e-10 | 4.0272e-10 | 5.7676e-10 | 6.9058e-10 | 1.609e-10 | 4.5411e-10 | 5.2234e-11 | -1.609e-10 | -4.5411e-10 | -5.2234e-11 | 0 | 0 | 0 | 0 | 0 | 0 |  | 0.98793 | 0.92095 | 0.88772 | 0.98793 | 0.92095 | 0.88772 | -2.3142 | -127.0221 | 119.1641 | -2.3142 | -127.0221 | 119.1641
Line17_5_19 | 0 | 0 | 0 | 0 | 0 | 0 | 0 | 0 | 0 | 0 | 0 | 0 | -2.1523e-10 | -4.155e-09 | 2.7333e-09 | 2.1523e-10 | 6.7392e-10 | 7.4778e-10 | -4.6251e-09 | 2.4168e-09 | 2.1184e-09 | -1.6984e-10 | -2.5808e-10 | -2.3932e-10 | 0 | 0 | 0 | 0 | 0 | 0 |  | 1.0428 | 0.89084 | 0.86034 | 1.0428 | 0.89084 | 0.86034 | -2.3142 | -124.119 | 116.0453 | -2.3142 | -124.119 | 116.0453
Line1_1_3 | 0 | 0 | 0 | 0 | 0 | 0 | 0 | 0 | 0 | 0 | 0 | 0 | -1.7218e-09 | -3.324e-08 | 2.1866e-08 | 1.7218e-09 | 2.9759e-08 | -1.8385e-08 | -3.7e-08 | 1.9335e-08 | 1.6947e-08 | 3.2206e-08 | -1.7176e-08 | -1.5068e-08 | 0 | 0 | 0 | 0 | 0 | 0 |  | 1.0428 | 0.89084 | 0.86034 | 1.0428 | 0.89084 | 0.86034 | -2.3142 | -124.119 | 116.0453 | -2.3142 | -124.119 | 116.0453
Line2_1_4 | 1.1337 | 1.1337 | 1.1337 | 1.1337 | 1.1337 | 1.1337 | 0.26182 | 0.26182 | 0.26182 | 0.26182 | 0.26182 | 0.26182 | 0.1221 | 0.12232 | -0.22514 | -0.11567 | -0.11589 | 0.23157 | 0.2442 | -0.19859 | -0.0070535 | -0.23135 | 0.21144 | 0.019906 | -65.7492 | -65.7492 | -65.7492 | 114.2508 | 114.2508 | 114.2508 |  | 1.0428 | 0.89084 | 0.86034 | 0.98793 | 0.92095 | 0.88772 | -2.3142 | -124.119 | 116.0453 | -2.3142 | -127.0221 | 119.1641
Line3_1_5 | 0 | 0 | 0 | 0 | 0 | 0 | 0 | 0 | 0 | 0 | 0 | 0 | -4.3046e-10 | -8.31e-09 | 5.4666e-09 | 4.3046e-10 | 4.8289e-09 | -1.9855e-09 | -9.2501e-09 | 4.8337e-09 | 4.2367e-09 | 4.4552e-09 | -2.6749e-09 | -2.3577e-09 | 0 | 0 | 0 | 0 | 0 | 0 |  | 1.0428 | 0.89084 | 0.86034 | 1.0428 | 0.89084 | 0.86034 | -2.3142 | -124.119 | 116.0453 | -2.3142 | -124.119 | 116.0453
Line4_2_6 | 0 | 2.6432 | 2.5401 | 0 | 2.6432 | 2.5401 | 0 | 0.61041 | 0.58661 | 0 | 0.61041 | 0.58661 | -4.3994e-09 | 0.11285 | 0.23246 | 4.155e-09 | -0.075234 | -0.15498 | -9.2317e-08 | 0.39191 | 0.29872 | 7.6463e-08 | -0.26127 | -0.19914 | 0 | 161.9448 | 63.9356 | 0 | -18.0552 | -116.0644 |  | 0.98793 | 0.66813 | 0.64525 | 0.93304 | 0.44542 | 0.43017 | -2.3142 | -124.119 | 116.0453 | -2.3142 | -124.119 | 116.0453
Line5_6_7 | 0 | 2.6432 | 2.5401 | 0 | 2.6432 | 2.5401 | 0 | 0.61041 | 0.58661 | 0 | 0.61041 | 0.58661 | -3.5868e-09 | 0.075234 | 0.15498 | 3.3759e-09 | -0.037617 | -0.077488 | -7.6615e-08 | 0.26127 | 0.19914 | 5.7976e-08 | -0.13064 | -0.099572 | 0 | 161.9448 | 63.9356 | 0 | -18.0552 | -116.0644 |  | 0.93304 | 0.44542 | 0.43017 | 0.87816 | 0.22271 | 0.21508 | -2.3142 | -124.119 | 116.0453 | -2.3142 | -124.119 | 116.0453
Line6_7_8 | 0 | 2.6432 | 2.5401 | 0 | 2.6432 | 2.5401 | 0 | 0.61041 | 0.58661 | 0 | 0.61041 | 0.58661 | -2.6644e-09 | 0.037617 | 0.077488 | 2.4979e-09 | 7.5277e-14 | 3.3074e-14 | -5.8119e-08 | 0.13064 | 0.099572 | 3.7452e-08 | -4.3532e-14 | -5.828e-14 | 0 | 161.9448 | 63.9356 | 0 | -18.0552 | -116.0644 |  | 0.87816 | 0.22271 | 0.21508 | 0.82327 | 0 | 0 | -2.3142 | -124.119 | 116.0453 | -2.3142 | 0 | 0
Line7_8_9 | 0 | 0 | 0 | 0 | 0 | 0 | 0 | 0 | 0 | 0 | 0 | 0 | -8.3264e-10 | -2.5257e-21 | -4.7203e-22 | 8.3264e-10 | 2.0097e-18 | -4.8303e-18 | -1.8793e-08 | -2.8302e-21 | 2.2003e-21 | -1.3408e-10 | 1.5802e-17 | 3.4918e-19 | 0 | 0 | 0 | 0 | 0 | 0 |  | 0.82327 | 0 | 0 | 0.82327 | 0 | 0 | -2.3142 | 0 | 0 | -2.3142 | 0 | 0
Line8_8_10 | 0 | 0 | 0 | 0 | 0 | 0 | 0 | 0 | 0 | 0 | 0 | 0 | -8.3264e-10 | -2.5257e-21 | -4.7203e-22 | 8.3264e-10 | 2.0097e-18 | -4.8303e-18 | -1.8793e-08 | -2.8302e-21 | 2.2003e-21 | -1.3408e-10 | 1.5802e-17 | 3.4918e-19 | 0 | 0 | 0 | 0 | 0 | 0 |  | 0.82327 | 0 | 0 | 0.82327 | 0 | 0 | -2.3142 | 0 | 0 | -2.3142 | 0 | 0
Line9_3_11 | 0 | 0 | 0 | 0 | 0 | 0 | 0 | 0 | 0 | 0 | 0 | 0 | -1.5066e-09 | -2.9085e-08 | 1.9133e-08 | 1.5066e-09 | 2.5604e-08 | -1.5652e-08 | -3.2375e-08 | 1.6918e-08 | 1.4829e-08 | 2.758e-08 | -1.4759e-08 | -1.2949e-08 | 0 | 0 | 0 | 0 | 0 | 0 |  | 1.0428 | 0.89084 | 0.86034 | 1.0428 | 0.89084 | 0.86034 | -2.3142 | -124.119 | 116.0453 | -2.3142 | -124.119 | 116.0453

## LLG_max_fault_6
name | pf_ikss_a_from_ka | pf_ikss_b_from_ka | pf_ikss_c_from_ka | pf_ikss_a_to_ka | pf_ikss_b_to_ka | pf_ikss_c_to_ka | pf_skss_a_from_mw | pf_skss_b_from_mw | pf_skss_c_from_mw | pf_skss_a_to_mw | pf_skss_b_to_mw | pf_skss_c_to_mw | pf_p_a_from_mw | pf_p_b_from_mw | pf_p_c_from_mw | pf_p_a_to_mw | pf_p_b_to_mw | pf_p_c_to_mw | pf_q_a_from_mvar | pf_q_b_from_mvar | pf_q_c_from_mvar | pf_q_a_to_mvar | pf_q_b_to_mvar | pf_q_c_to_mvar | pf_ikss_a_from_degree | pf_ikss_b_from_degree | pf_ikss_c_from_degree | pf_ikss_a_to_degree | pf_ikss_b_to_degree | pf_ikss_c_to_degree | 3xI0 | pf_vm_a_from_pu | pf_vm_b_from_pu | pf_vm_c_from_pu | pf_vm_a_to_pu | pf_vm_b_to_pu | pf_vm_c_to_pu | pf_va_a_from_degree | pf_va_b_from_degree | pf_va_c_from_degree | pf_va_a_to_degree | pf_va_b_to_degree | pf_va_c_to_degree
Line0_1_2 | 0 | 0.033876 | 0.033806 | 0 | 0.033876 | 0.033806 | 0 | 0.0078232 | 0.0078072 | 0 | 0.0078232 | 0.0078072 | -3.7631e-10 | 0.0057666 | 0.0057694 | 3.5364e-10 | -0.0057594 | -0.0057556 | -9.8191e-10 | 0.0058285 | 0.0057914 | 9.1276e-10 | -0.0058058 | -0.0057721 | 0 | -165.4269 | 74.8032 | 0 | 14.5731 | -105.1968 |  | 1.0496 | 1.048 | 1.0471 | 1.0491 | 1.0453 | 1.0441 | -0.030695 | -120.1209 | 119.9122 | -0.04007 | -120.1968 | 119.8852
Line10_11_12 | 0 | 0 | 0 | 0 | 0 | 0 | 0 | 0 | 0 | 0 | 0 | 0 | -9.8734e-11 | -2.3698e-10 | 2.1522e-10 | 8.3639e-11 | 2.05e-10 | -1.6814e-10 | -2.6159e-10 | 2.6678e-10 | 9.5488e-11 | 2.1583e-10 | -2.3083e-10 | -8.575e-11 | 0 | 0 | 0 | 0 | 0 | 0 |  | 1.0496 | 1.048 | 1.0471 | 1.0496 | 1.048 | 1.0471 | -0.030695 | -120.1209 | 119.9122 | -0.030695 | -120.1209 | 119.9122
Line11_12_13 | 0 | 0 | 0 | 0 | 0 | 0 | 0 | 0 | 0 | 0 | 0 | 0 | -8.2278e-11 | -1.9748e-10 | 1.7935e-10 | 6.7183e-11 | 1.6551e-10 | -1.3228e-10 | -2.1799e-10 | 2.2231e-10 | 7.9573e-11 | 1.7223e-10 | -1.8636e-10 | -6.9835e-11 | 0 | 0 | 0 | 0 | 0 | 0 |  | 1.0496 | 1.048 | 1.0471 | 1.0496 | 1.048 | 1.0471 | -0.030695 | -120.1209 | 119.9122 | -0.030695 | -120.1209 | 119.9122
Line12_13_15 | 0 | 0 | 0 | 0 | 0 | 0 | 0 | 0 | 0 | 0 | 0 | 0 | -4.9367e-11 | -1.1849e-10 | 1.0761e-10 | 3.4272e-11 | 8.6511e-11 | -6.0535e-11 | -1.308e-10 | 1.3339e-10 | 4.7744e-11 | 8.5032e-11 | -9.7438e-11 | -3.8006e-11 | 0 | 0 | 0 | 0 | 0 | 0 |  | 1.0496 | 1.048 | 1.0471 | 1.0496 | 1.048 | 1.0471 | -0.030695 | -120.1209 | 119.9122 | -0.030695 | -120.1209 | 119.9122
Line13_13_14 | 0 | 0 | 0 | 0 | 0 | 0 | 0 | 0 | 0 | 0 | 0 | 0 | -1.6456e-11 | -3.9497e-11 | 3.587e-11 | 1.3606e-12 | 7.5177e-12 | 1.1204e-11 | -4.3598e-11 | 4.4463e-11 | 1.5915e-11 | -2.165e-12 | -8.5128e-12 | -6.1766e-12 | 0 | 0 | 0 | 0 | 0 | 0 |  | 1.0496 | 1.048 | 1.0471 | 1.0496 | 1.048 | 1.0471 | -0.030695 | -120.1209 | 119.9122 | -0.030695 | -120.1209 | 119.9122
Line14_15_16 | 0 | 0 | 0 | 0 | 0 | 0 | 0 | 0 | 0 | 0 | 0 | 0 | -3.2911e-11 | -7.8994e-11 | 7.174e-11 | 1.7816e-11 | 4.7015e-11 | -2.4665e-11 | -8.7197e-11 | 8.8925e-11 | 3.1829e-11 | 4.1433e-11 | -5.2976e-11 | -2.2091e-11 | 0 | 0 | 0 | 0 | 0 | 0 |  | 1.0496 | 1.048 | 1.0471 | 1.0496 | 1.048 | 1.0471 | -0.030695 | -120.1209 | 119.9122 | -0.030695 | -120.1209 | 119.9122
Line15_16_17 | 0 | 0 | 0 | 0 | 0 | 0 | 0 | 0 | 0 | 0 | 0 | 0 | -1.6456e-11 | -3.9497e-11 | 3.587e-11 | 1.3606e-12 | 7.5177e-12 | 1.1204e-11 | -4.3598e-11 | 4.4463e-11 | 1.5915e-11 | -2.165e-12 | -8.5128e-12 | -6.1766e-12 | 0 | 0 | 0 | 0 | 0 | 0 |  | 1.0496 | 1.048 | 1.0471 | 1.0496 | 1.048 | 1.0471 | -0.030695 | -120.1209 | 119.9122 | -0.030695 | -120.1209 | 119.9122
Line16_4_18 | 0 | 0 | 0 | 0 | 0 | 0 | 0 | 0 | 0 | 0 | 0 | 0 | -3.3614e-12 | -5.9432e-12 | -1.0781e-11 | 3.3614e-12 | 5.9432e-12 | 1.0781e-11 | 2.8248e-12 | 9.9184e-12 | 4.1112e-12 | -2.8248e-12 | -9.9184e-12 | -4.1112e-12 | 0 | 0 | 0 | 0 | 0 | 0 |  | 1.0491 | 1.0485 | 1.0472 | 1.0491 | 1.0485 | 1.0472 | -0.04007 | -120.1408 | 119.9416 | -0.04007 | -120.1408 | 119.9416
Line17_5_19 | 0 | 0 | 0 | 0 | 0 | 0 | 0 | 0 | 0 | 0 | 0 | 0 | -1.6456e-11 | -3.9497e-11 | 3.587e-11 | 1.3606e-12 | 7.5177e-12 | 1.1204e-11 | -4.3598e-11 | 4.4463e-11 | 1.5915e-11 | -2.165e-12 | -8.5128e-12 | -6.1766e-12 | 0 | 0 | 0 | 0 | 0 | 0 |  | 1.0496 | 1.048 | 1.0471 | 1.0496 | 1.048 | 1.0471 | -0.030695 | -120.1209 | 119.9122 | -0.030695 | -120.1209 | 119.9122
Line1_1_3 | 0 | 0 | 0 | 0 | 0 | 0 | 0 | 0 | 0 | 0 | 0 | 0 | -1.3165e-10 | -3.1597e-10 | 2.8696e-10 | 1.1655e-10 | 2.84e-10 | -2.3988e-10 | -3.4879e-10 | 3.557e-10 | 1.2732e-10 | 3.0302e-10 | -3.1975e-10 | -1.1758e-10 | 0 | 0 | 0 | 0 | 0 | 0 |  | 1.0496 | 1.048 | 1.0471 | 1.0496 | 1.048 | 1.0471 | -0.030695 | -120.1209 | 119.9122 | -0.030695 | -120.1209 | 119.9122
Line2_1_4 | 0.01132 | 0.01132 | 0.01132 | 0.01132 | 0.01132 | 0.01132 | 0.0026141 | 0.0026141 | 0.0026141 | 0.0026141 | 0.0026141 | 0.0026141 | 0.0019341 | 0.00071323 | -0.0026454 | -0.0019335 | -0.00071259 | 0.0026461 | 0.0019463 | -0.0026453 | 0.00070278 | -0.001945 | 0.0026465 | -0.0007015 | -45.2104 | -45.2104 | -45.2104 | 134.7896 | 134.7896 | 134.7896 |  | 1.0496 | 1.048 | 1.0471 | 1.0491 | 1.0485 | 1.0472 | -0.030695 | -120.1209 | 119.9122 | -0.04007 | -120.1408 | 119.9416
Line3_1_5 | 0 | 0 | 0 | 0 | 0 | 0 | 0 | 0 | 0 | 0 | 0 | 0 | -3.2911e-11 | -7.8994e-11 | 7.174e-11 | 1.7816e-11 | 4.7015e-11 | -2.4665e-11 | -8.7197e-11 | 8.8925e-11 | 3.1829e-11 | 4.1433e-11 | -5.2976e-11 | -2.2091e-11 | 0 | 0 | 0 | 0 | 0 | 0 |  | 1.0496 | 1.048 | 1.0471 | 1.0496 | 1.048 | 1.0471 | -0.030695 | -120.1209 | 119.9122 | -0.030695 | -120.1209 | 119.9122
Line4_2_6 | 0 | 0.033876 | 0.033806 | 0 | 0.033876 | 0.033806 | 0 | 0.0078232 | 0.0078072 | 0 | 0.0078232 | 0.0078072 | -3.5028e-10 | 0.0057594 | 0.0057556 | 3.1252e-10 | -0.0057522 | -0.0057418 | -9.1558e-10 | 0.0058058 | 0.0057721 | 8.0079e-10 | -0.0057831 | -0.0057528 | 0 | -165.4269 | 74.8032 | 0 | 14.5731 | -105.1968 |  | 1.0491 | 1.0453 | 1.0441 | 1.0486 | 1.0426 | 1.0411 | -0.04007 | -120.1968 | 119.8852 | -0.049455 | -120.2731 | 119.858
Line5_6_7 | 0 | 0.033876 | 0.033806 | 0 | 0.033876 | 0.033806 | 0 | 0.0078232 | 0.0078072 | 0 | 0.0078232 | 0.0078072 | -3.0716e-10 | 0.0057522 | 0.0057418 | 2.543e-10 | -0.005745 | -0.0057281 | -8.0427e-10 | 0.0057831 | 0.0057528 | 6.4391e-10 | -0.0057605 | -0.0057336 | 0 | -165.4269 | 74.8032 | 0 | 14.5731 | -105.1968 |  | 1.0486 | 1.0426 | 1.0411 | 1.0481 | 1.0399 | 1.0381 | -0.049455 | -120.2731 | 119.858 | -0.058848 | -120.3498 | 119.8307
Line6_7_8 | 0 | 0.033876 | 0.033806 | 0 | 0.033876 | 0.033806 | 0 | 0.0078232 | 0.0078072 | 0 | 0.0078232 | 0.0078072 | -2.4695e-10 | 0.005745 | 0.0057281 | 1.79e-10 | -0.0057378 | -0.0057143 | -6.4806e-10 | 0.0057605 | 0.0057336 | 4.4221e-10 | -0.0057378 | -0.0057143 | 0 | -165.4269 | 74.8032 | 0 | 14.5731 | -105.1968 |  | 1.0481 | 1.0399 | 1.0381 | 1.0476 | 1.0372 | 1.0351 | -0.058848 | -120.3498 | 119.8307 | -0.068251 | -120.4269 | 119.8032
Line7_8_9 | 0 | 0 | 0 | 0 | 0 | 0 | 0 | 0 | 0 | 0 | 0 | 0 | -8.4826e-11 | -2.0577e-10 | 1.7623e-10 | 9.3507e-12 | 4.8474e-11 | 5.6537e-11 | -2.2351e-10 | 2.0849e-10 | 6.1381e-11 | -4.8043e-12 | -2.9751e-11 | -1.3691e-11 | 0 | 0 | 0 | 0 | 0 | 0 |  | 1.0476 | 1.0372 | 1.0351 | 1.0476 | 1.0372 | 1.0351 | -0.068251 | -120.4269 | 119.8032 | -0.068251 | -120.4269 | 119.8032
Line8_8_10 | 0 | 0 | 0 | 0 | 0 | 0 | 0 | 0 | 0 | 0 | 0 | 0 | -8.4826e-11 | -2.0577e-10 | 1.7623e-10 | 9.3507e-12 | 4.8474e-11 | 5.6537e-11 | -2.2351e-10 | 2.0849e-10 | 6.1381e-11 | -4.8043e-12 | -2.9751e-11 | -1.3691e-11 | 0 | 0 | 0 | 0 | 0 | 0 |  | 1.0476 | 1.0372 | 1.0351 | 1.0476 | 1.0372 | 1.0351 | -0.068251 | -120.4269 | 119.8032 | -0.068251 | -120.4269 | 119.8032
Line9_3_11 | 0 | 0 | 0 | 0 | 0 | 0 | 0 | 0 | 0 | 0 | 0 | 0 | -1.1519e-10 | -2.7648e-10 | 2.5109e-10 | 1.0009e-10 | 2.445e-10 | -2.0401e-10 | -3.0519e-10 | 3.1124e-10 | 1.114e-10 | 2.5943e-10 | -2.7529e-10 | -1.0166e-10 | 0 | 0 | 0 | 0 | 0 | 0 |  | 1.0496 | 1.048 | 1.0471 | 1.0496 | 1.048 | 1.0471 | -0.030695 | -120.1209 | 119.9122 | -0.030695 | -120.1209 | 119.9122

## LLG_max_fault_10
name | pf_ikss_a_from_ka | pf_ikss_b_from_ka | pf_ikss_c_from_ka | pf_ikss_a_to_ka | pf_ikss_b_to_ka | pf_ikss_c_to_ka | pf_skss_a_from_mw | pf_skss_b_from_mw | pf_skss_c_from_mw | pf_skss_a_to_mw | pf_skss_b_to_mw | pf_skss_c_to_mw | pf_p_a_from_mw | pf_p_b_from_mw | pf_p_c_from_mw | pf_p_a_to_mw | pf_p_b_to_mw | pf_p_c_to_mw | pf_q_a_from_mvar | pf_q_b_from_mvar | pf_q_c_from_mvar | pf_q_a_to_mvar | pf_q_b_to_mvar | pf_q_c_to_mvar | pf_ikss_a_from_degree | pf_ikss_b_from_degree | pf_ikss_c_from_degree | pf_ikss_a_to_degree | pf_ikss_b_to_degree | pf_ikss_c_to_degree | 3xI0 | pf_vm_a_from_pu | pf_vm_b_from_pu | pf_vm_c_from_pu | pf_vm_a_to_pu | pf_vm_b_to_pu | pf_vm_c_to_pu | pf_va_a_from_degree | pf_va_b_from_degree | pf_va_c_from_degree | pf_va_a_to_degree | pf_va_b_to_degree | pf_va_c_to_degree
Line0_1_2 | 0 | 0.035486 | 0.035411 | 0 | 0.035486 | 0.035411 | 0 | 0.0081952 | 0.0081779 | 0 | 0.0081952 | 0.0081779 | -4.1402e-10 | 0.006328 | 0.0063304 | 3.8914e-10 | -0.0063201 | -0.0063152 | -1.0767e-09 | 0.0063959 | 0.0063545 | 1.0008e-09 | -0.006371 | -0.0063333 | 0 | -165.4335 | 74.8004 | 0 | 14.5665 | -105.1996 |  | 1.0996 | 1.0979 | 1.0968 | 1.099 | 1.095 | 1.0937 | -0.032588 | -120.1275 | 119.9095 | -0.041963 | -120.2034 | 119.8824
Line10_11_12 | 0 | 0 | 0 | 0 | 0 | 0 | 0 | 0 | 0 | 0 | 0 | 0 | -1.094e-10 | -2.6189e-10 | 2.3282e-10 | 9.2834e-11 | 2.268e-10 | -1.8116e-10 | -2.862e-10 | 2.9586e-10 | 1.0605e-10 | 2.3597e-10 | -2.564e-10 | -9.5368e-11 | 0 | 0 | 0 | 0 | 0 | 0 |  | 1.0996 | 1.0979 | 1.0968 | 1.0996 | 1.0979 | 1.0968 | -0.032588 | -120.1275 | 119.9095 | -0.032588 | -120.1275 | 119.9095
Line11_12_13 | 0 | 0 | 0 | 0 | 0 | 0 | 0 | 0 | 0 | 0 | 0 | 0 | -9.1166e-11 | -2.1824e-10 | 1.9402e-10 | 7.46e-11 | 1.8315e-10 | -1.4236e-10 | -2.385e-10 | 2.4655e-10 | 8.8377e-11 | 1.8827e-10 | -2.0709e-10 | -7.7692e-11 | 0 | 0 | 0 | 0 | 0 | 0 |  | 1.0996 | 1.0979 | 1.0968 | 1.0996 | 1.0979 | 1.0968 | -0.032588 | -120.1275 | 119.9095 | -0.032588 | -120.1275 | 119.9095
Line12_13_15 | 0 | 0 | 0 | 0 | 0 | 0 | 0 | 0 | 0 | 0 | 0 | 0 | -5.47e-11 | -1.3094e-10 | 1.1641e-10 | 3.8134e-11 | 9.5853e-11 | -6.4753e-11 | -1.431e-10 | 1.4793e-10 | 5.3026e-11 | 9.2876e-11 | -1.0847e-10 | -4.2341e-11 | 0 | 0 | 0 | 0 | 0 | 0 |  | 1.0996 | 1.0979 | 1.0968 | 1.0996 | 1.0979 | 1.0968 | -0.032588 | -120.1275 | 119.9095 | -0.032588 | -120.1275 | 119.9095
Line13_13_14 | 0 | 0 | 0 | 0 | 0 | 0 | 0 | 0 | 0 | 0 | 0 | 0 | -1.8233e-11 | -4.3648e-11 | 3.8803e-11 | 1.6676e-12 | 8.5577e-12 | 1.2853e-11 | -4.7699e-11 | 4.9309e-11 | 1.7675e-11 | -2.5225e-12 | -9.8554e-12 | -6.9904e-12 | 0 | 0 | 0 | 0 | 0 | 0 |  | 1.0996 | 1.0979 | 1.0968 | 1.0996 | 1.0979 | 1.0968 | -0.032588 | -120.1275 | 119.9095 | -0.032588 | -120.1275 | 119.9095
Line14_15_16 | 0 | 0 | 0 | 0 | 0 | 0 | 0 | 0 | 0 | 0 | 0 | 0 | -3.6466e-11 | -8.7296e-11 | 7.7606e-11 | 1.9901e-11 | 5.2206e-11 | -2.595e-11 | -9.5398e-11 | 9.8618e-11 | 3.5351e-11 | 4.5177e-11 | -5.9165e-11 | -2.4666e-11 | 0 | 0 | 0 | 0 | 0 | 0 |  | 1.0996 | 1.0979 | 1.0968 | 1.0996 | 1.0979 | 1.0968 | -0.032588 | -120.1275 | 119.9095 | -0.032588 | -120.1275 | 119.9095
Line15_16_17 | 0 | 0 | 0 | 0 | 0 | 0 | 0 | 0 | 0 | 0 | 0 | 0 | -1.8233e-11 | -4.3648e-11 | 3.8803e-11 | 1.6676e-12 | 8.5577e-12 | 1.2853e-11 | -4.7699e-11 | 4.9309e-11 | 1.7675e-11 | -2.5225e-12 | -9.8554e-12 | -6.9904e-12 | 0 | 0 | 0 | 0 | 0 | 0 |  | 1.0996 | 1.0979 | 1.0968 | 1.0996 | 1.0979 | 1.0968 | -0.032588 | -120.1275 | 119.9095 | -0.032588 | -120.1275 | 119.9095
Line16_4_18 | 0 | 0 | 0 | 0 | 0 | 0 | 0 | 0 | 0 | 0 | 0 | 0 | -3.8632e-12 | -6.8296e-12 | -1.2389e-11 | 3.8632e-12 | 6.8296e-12 | 1.2389e-11 | 3.2465e-12 | 1.1398e-11 | 4.7237e-12 | -3.2465e-12 | -1.1398e-11 | -4.7237e-12 | 0 | 0 | 0 | 0 | 0 | 0 |  | 1.099 | 1.0983 | 1.0969 | 1.099 | 1.0983 | 1.0969 | -0.041963 | -120.1474 | 119.9388 | -0.041963 | -120.1474 | 119.9388
Line17_5_19 | 0 | 0 | 0 | 0 | 0 | 0 | 0 | 0 | 0 | 0 | 0 | 0 | -1.8233e-11 | -4.3648e-11 | 3.8803e-11 | 1.6676e-12 | 8.5577e-12 | 1.2853e-11 | -4.7699e-11 | 4.9309e-11 | 1.7675e-11 | -2.5225e-12 | -9.8554e-12 | -6.9904e-12 | 0 | 0 | 0 | 0 | 0 | 0 |  | 1.0996 | 1.0979 | 1.0968 | 1.0996 | 1.0979 | 1.0968 | -0.032588 | -120.1275 | 119.9095 | -0.032588 | -120.1275 | 119.9095
Line1_1_3 | 0 | 0 | 0 | 0 | 0 | 0 | 0 | 0 | 0 | 0 | 0 | 0 | -1.4587e-10 | -3.4918e-10 | 3.1042e-10 | 1.293e-10 | 3.1409e-10 | -2.5877e-10 | -3.8159e-10 | 3.9447e-10 | 1.414e-10 | 3.3137e-10 | -3.5502e-10 | -1.3072e-10 | 0 | 0 | 0 | 0 | 0 | 0 |  | 1.0996 | 1.0979 | 1.0968 | 1.0996 | 1.0979 | 1.0968 | -0.032588 | -120.1275 | 119.9095 | -0.032588 | -120.1275 | 119.9095
Line2_1_4 | 0.011858 | 0.011858 | 0.011858 | 0.011858 | 0.011858 | 0.011858 | 0.0027385 | 0.0027385 | 0.0027385 | 0.0027385 | 0.0027385 | 0.0027385 | 0.0021226 | 0.00078244 | -0.0029029 | -0.0021219 | -0.00078174 | 0.0029036 | 0.0021359 | -0.0029029 | 0.00077122 | -0.0021345 | 0.0029043 | -0.00076981 | -45.2123 | -45.2123 | -45.2123 | 134.7877 | 134.7877 | 134.7877 |  | 1.0996 | 1.0979 | 1.0968 | 1.099 | 1.0983 | 1.0969 | -0.032588 | -120.1275 | 119.9095 | -0.041963 | -120.1474 | 119.9388
Line3_1_5 | 0 | 0 | 0 | 0 | 0 | 0 | 0 | 0 | 0 | 0 | 0 | 0 | -3.6466e-11 | -8.7296e-11 | 7.7606e-11 | 1.9901e-11 | 5.2206e-11 | -2.595e-11 | -9.5398e-11 | 9.8618e-11 | 3.5351e-11 | 4.5177e-11 | -5.9165e-11 | -2.4666e-11 | 0 | 0 | 0 | 0 | 0 | 0 |  | 1.0996 | 1.0979 | 1.0968 | 1.0996 | 1.0979 | 1.0968 | -0.032588 | -120.1275 | 119.9095 | -0.032588 | -120.1275 | 119.9095
Line4_2_6 | 0 | 0.035486 | 0.035411 | 0 | 0.035486 | 0.035411 | 0 | 0.0081952 | 0.0081779 | 0 | 0.0081952 | 0.0081779 | -3.8527e-10 | 0.0063201 | 0.0063152 | 3.4383e-10 | -0.0063122 | -0.0063001 | -1.004e-09 | 0.006371 | 0.0063333 | 8.7807e-10 | -0.0063462 | -0.0063122 | 0 | -165.4335 | 74.8004 | 0 | 14.5665 | -105.1996 |  | 1.099 | 1.095 | 1.0937 | 1.0985 | 1.0922 | 1.0905 | -0.041963 | -120.2034 | 119.8824 | -0.051347 | -120.2797 | 119.8553
Line5_6_7 | 0 | 0.035486 | 0.035411 | 0 | 0.035486 | 0.035411 | 0 | 0.0081952 | 0.0081779 | 0 | 0.0081952 | 0.0081779 | -3.3778e-10 | 0.0063122 | 0.0063001 | 2.7977e-10 | -0.0063043 | -0.006285 | -8.8204e-10 | 0.0063462 | 0.0063122 | 7.0606e-10 | -0.0063213 | -0.006291 | 0 | -165.4335 | 74.8004 | 0 | 14.5665 | -105.1996 |  | 1.0985 | 1.0922 | 1.0905 | 1.098 | 1.0894 | 1.0874 | -0.051347 | -120.2797 | 119.8553 | -0.060741 | -120.3564 | 119.8279
Line6_7_8 | 0 | 0.035486 | 0.035411 | 0 | 0.035486 | 0.035411 | 0 | 0.0081952 | 0.0081779 | 0 | 0.0081952 | 0.0081779 | -2.7153e-10 | 0.0063043 | 0.006285 | 1.9696e-10 | -0.0062964 | -0.0062699 | -7.1075e-10 | 0.0063213 | 0.006291 | 4.8486e-10 | -0.0062964 | -0.0062699 | 0 | -165.4335 | 74.8004 | 0 | 14.5665 | -105.1996 |  | 1.098 | 1.0894 | 1.0874 | 1.0974 | 1.0865 | 1.0843 | -0.060741 | -120.3564 | 119.8279 | -0.070143 | -120.4335 | 119.8004
Line7_8_9 | 0 | 0 | 0 | 0 | 0 | 0 | 0 | 0 | 0 | 0 | 0 | 0 | -9.3264e-11 | -2.2609e-10 | 1.9284e-10 | 1.0436e-11 | 5.3494e-11 | 6.2587e-11 | -2.4514e-10 | 2.2931e-10 | 6.7561e-11 | -5.4187e-12 | -3.3157e-11 | -1.5233e-11 | 0 | 0 | 0 | 0 | 0 | 0 |  | 1.0974 | 1.0865 | 1.0843 | 1.0974 | 1.0865 | 1.0843 | -0.070143 | -120.4335 | 119.8004 | -0.070143 | -120.4335 | 119.8004
Line8_8_10 | 0 | 0 | 0 | 0 | 0 | 0 | 0 | 0 | 0 | 0 | 0 | 0 | -9.3264e-11 | -2.2609e-10 | 1.9284e-10 | 1.0436e-11 | 5.3494e-11 | 6.2587e-11 | -2.4514e-10 | 2.2931e-10 | 6.7561e-11 | -5.4187e-12 | -3.3157e-11 | -1.5233e-11 | 0 | 0 | 0 | 0 | 0 | 0 |  | 1.0974 | 1.0865 | 1.0843 | 1.0974 | 1.0865 | 1.0843 | -0.070143 | -120.4335 | 119.8004 | -0.070143 | -120.4335 | 119.8004
Line9_3_11 | 0 | 0 | 0 | 0 | 0 | 0 | 0 | 0 | 0 | 0 | 0 | 0 | -1.2763e-10 | -3.0554e-10 | 2.7162e-10 | 1.1107e-10 | 2.7044e-10 | -2.1997e-10 | -3.3389e-10 | 3.4516e-10 | 1.2373e-10 | 2.8367e-10 | -3.0571e-10 | -1.1304e-10 | 0 | 0 | 0 | 0 | 0 | 0 |  | 1.0996 | 1.0979 | 1.0968 | 1.0996 | 1.0979 | 1.0968 | -0.032588 | -120.1275 | 119.9095 | -0.032588 | -120.1275 | 119.9095

## LLG_min_6
name | pf_ikss_a_from_ka | pf_ikss_b_from_ka | pf_ikss_c_from_ka | pf_ikss_a_to_ka | pf_ikss_b_to_ka | pf_ikss_c_to_ka | pf_skss_a_from_mw | pf_skss_b_from_mw | pf_skss_c_from_mw | pf_skss_a_to_mw | pf_skss_b_to_mw | pf_skss_c_to_mw | pf_p_a_from_mw | pf_p_b_from_mw | pf_p_c_from_mw | pf_p_a_to_mw | pf_p_b_to_mw | pf_p_c_to_mw | pf_q_a_from_mvar | pf_q_b_from_mvar | pf_q_c_from_mvar | pf_q_a_to_mvar | pf_q_b_to_mvar | pf_q_c_to_mvar | pf_ikss_a_from_degree | pf_ikss_b_from_degree | pf_ikss_c_from_degree | pf_ikss_a_to_degree | pf_ikss_b_to_degree | pf_ikss_c_to_degree | 3xI0 | pf_vm_a_from_pu | pf_vm_b_from_pu | pf_vm_c_from_pu | pf_vm_a_to_pu | pf_vm_b_to_pu | pf_vm_c_to_pu | pf_va_a_from_degree | pf_va_b_from_degree | pf_va_c_from_degree | pf_va_a_to_degree | pf_va_b_to_degree | pf_va_c_to_degree
Line0_1_2 | 0 | 1.9573 | 1.8444 | 0 | 1.9573 | 1.8444 | 0 | 0.45202 | 0.42595 | 0 | 0.45202 | 0.42595 | -3.3682e-09 | 0.20566 | 0.27305 | 3.191e-09 | -0.15425 | -0.20479 | -8.2981e-08 | 0.30916 | 0.1895 | 7.3182e-08 | -0.23187 | -0.14212 | 0 | 178.4826 | 78.6338 | 0 | -1.5174 | -101.3662 |  | 0.93103 | 0.82147 | 0.78029 | 0.88203 | 0.6161 | 0.58522 | -3.2516 | -125.1504 | 113.3947 | -3.2516 | -125.1504 | 113.3947
Line10_11_12 | 0 | 0 | 0 | 0 | 0 | 0 | 0 | 0 | 0 | 0 | 0 | 0 | -3.5718e-10 | -1.9432e-08 | 1.4373e-08 | 3.5718e-10 | 1.6569e-08 | -1.151e-08 | -2.1828e-08 | 1.2233e-08 | 1.0495e-08 | 1.8006e-08 | -1.0451e-08 | -9.0588e-09 | 0 | 0 | 0 | 0 | 0 | 0 |  | 0.93103 | 0.82147 | 0.78029 | 0.93103 | 0.82147 | 0.78029 | -3.2516 | -125.1504 | 113.3947 | -3.2516 | -125.1504 | 113.3947
Line11_12_13 | 0 | 0 | 0 | 0 | 0 | 0 | 0 | 0 | 0 | 0 | 0 | 0 | -2.9765e-10 | -1.6193e-08 | 1.1977e-08 | 2.9765e-10 | 1.333e-08 | -9.1144e-09 | -1.819e-08 | 1.0194e-08 | 8.7462e-09 | 1.4368e-08 | -8.4123e-09 | -7.3096e-09 | 0 | 0 | 0 | 0 | 0 | 0 |  | 0.93103 | 0.82147 | 0.78029 | 0.93103 | 0.82147 | 0.78029 | -3.2516 | -125.1504 | 113.3947 | -3.2516 | -125.1504 | 113.3947
Line12_13_15 | 0 | 0 | 0 | 0 | 0 | 0 | 0 | 0 | 0 | 0 | 0 | 0 | -1.7859e-10 | -9.7158e-09 | 7.1865e-09 | 1.7859e-10 | 6.8528e-09 | -4.3235e-09 | -1.0914e-08 | 6.1165e-09 | 5.2477e-09 | 7.0922e-09 | -4.3346e-09 | -3.8111e-09 | 0 | 0 | 0 | 0 | 0 | 0 |  | 0.93103 | 0.82147 | 0.78029 | 0.93103 | 0.82147 | 0.78029 | -3.2516 | -125.1504 | 113.3947 | -3.2516 | -125.1504 | 113.3947
Line13_13_14 | 0 | 0 | 0 | 0 | 0 | 0 | 0 | 0 | 0 | 0 | 0 | 0 | -5.953e-11 | -3.2386e-09 | 2.3955e-09 | 5.9532e-11 | 3.7558e-10 | 4.6751e-10 | -3.6381e-09 | 2.0388e-09 | 1.7492e-09 | -1.8395e-10 | -2.5687e-10 | -3.1265e-10 | 0 | 0 | 0 | 0 | 0 | 0 |  | 0.93103 | 0.82147 | 0.78029 | 0.93103 | 0.82147 | 0.78029 | -3.2516 | -125.1504 | 113.3947 | -3.2516 | -125.1504 | 113.3947
Line14_15_16 | 0 | 0 | 0 | 0 | 0 | 0 | 0 | 0 | 0 | 0 | 0 | 0 | -1.1906e-10 | -6.4772e-09 | 4.791e-09 | 1.1906e-10 | 3.6142e-09 | -1.928e-09 | -7.2762e-09 | 4.0777e-09 | 3.4985e-09 | 3.4541e-09 | -2.2957e-09 | -2.0619e-09 | 0 | 0 | 0 | 0 | 0 | 0 |  | 0.93103 | 0.82147 | 0.78029 | 0.93103 | 0.82147 | 0.78029 | -3.2516 | -125.1504 | 113.3947 | -3.2516 | -125.1504 | 113.3947
Line15_16_17 | 0 | 0 | 0 | 0 | 0 | 0 | 0 | 0 | 0 | 0 | 0 | 0 | -5.9529e-11 | -3.2386e-09 | 2.3955e-09 | 5.9532e-11 | 3.7558e-10 | 4.6751e-10 | -3.6381e-09 | 2.0388e-09 | 1.7492e-09 | -1.8395e-10 | -2.5687e-10 | -3.1265e-10 | 0 | 0 | 0 | 0 | 0 | 0 |  | 0.93103 | 0.82147 | 0.78029 | 0.93103 | 0.82147 | 0.78029 | -3.2516 | -125.1504 | 113.3947 | -3.2516 | -125.1504 | 113.3947
Line16_4_18 | 0 | 0 | 0 | 0 | 0 | 0 | 0 | 0 | 0 | 0 | 0 | 0 | -2.1488e-10 | -2.8762e-10 | -4.2655e-10 | 2.1488e-10 | 2.8762e-10 | 4.2655e-10 | 1.7427e-10 | 4.093e-10 | 1.6991e-10 | -1.7427e-10 | -4.093e-10 | -1.6991e-10 | 0 | 0 | 0 | 0 | 0 | 0 |  | 0.88203 | 0.84839 | 0.80346 | 0.88203 | 0.84839 | 0.80346 | -3.2516 | -127.9611 | 116.5195 | -3.2516 | -127.9611 | 116.5195
Line17_5_19 | 0 | 0 | 0 | 0 | 0 | 0 | 0 | 0 | 0 | 0 | 0 | 0 | -5.9531e-11 | -3.2386e-09 | 2.3955e-09 | 5.9532e-11 | 3.7558e-10 | 4.6751e-10 | -3.6381e-09 | 2.0388e-09 | 1.7492e-09 | -1.8395e-10 | -2.5687e-10 | -3.1265e-10 | 0 | 0 | 0 | 0 | 0 | 0 |  | 0.93103 | 0.82147 | 0.78029 | 0.93103 | 0.82147 | 0.78029 | -3.2516 | -125.1504 | 113.3947 | -3.2516 | -125.1504 | 113.3947
Line1_1_3 | 0 | 0 | 0 | 0 | 0 | 0 | 0 | 0 | 0 | 0 | 0 | 0 | -4.7624e-10 | -2.5909e-08 | 1.9164e-08 | 4.7624e-10 | 2.3046e-08 | -1.6301e-08 | -2.9105e-08 | 1.6311e-08 | 1.3994e-08 | 2.5283e-08 | -1.4529e-08 | -1.2557e-08 | 0 | 0 | 0 | 0 | 0 | 0 |  | 0.93103 | 0.82147 | 0.78029 | 0.93103 | 0.82147 | 0.78029 | -3.2516 | -125.1504 | 113.3947 | -3.2516 | -125.1504 | 113.3947
Line2_1_4 | 0.81635 | 0.81635 | 0.81635 | 0.81635 | 0.81635 | 0.81635 | 0.18853 | 0.18853 | 0.18853 | 0.18853 | 0.18853 | 0.18853 | 0.12156 | 0.038175 | -0.14054 | -0.11516 | -0.031778 | 0.14694 | 0.12662 | -0.15009 | 0.043463 | -0.11996 | 0.15676 | -0.036798 | -49.4208 | -49.4208 | -49.4208 | 130.5792 | 130.5792 | 130.5792 |  | 0.93103 | 0.82147 | 0.78029 | 0.88203 | 0.84839 | 0.80346 | -3.2516 | -125.1504 | 113.3947 | -3.2516 | -127.9611 | 116.5195
Line3_1_5 | 0 | 0 | 0 | 0 | 0 | 0 | 0 | 0 | 0 | 0 | 0 | 0 | -1.1906e-10 | -6.4772e-09 | 4.791e-09 | 1.1906e-10 | 3.6142e-09 | -1.928e-09 | -7.2762e-09 | 4.0777e-09 | 3.4985e-09 | 3.4541e-09 | -2.2957e-09 | -2.0619e-09 | 0 | 0 | 0 | 0 | 0 | 0 |  | 0.93103 | 0.82147 | 0.78029 | 0.93103 | 0.82147 | 0.78029 | -3.2516 | -125.1504 | 113.3947 | -3.2516 | -125.1504 | 113.3947
Line4_2_6 | 0 | 1.9573 | 1.8444 | 0 | 1.9573 | 1.8444 | 0 | 0.45202 | 0.42595 | 0 | 0.45202 | 0.42595 | -2.9761e-09 | 0.15425 | 0.20479 | 2.8108e-09 | -0.10283 | -0.13653 | -7.3356e-08 | 0.23187 | 0.14212 | 6.0732e-08 | -0.15458 | -0.094749 | 0 | 178.4826 | 78.6338 | 0 | -1.5174 | -101.3662 |  | 0.88203 | 0.6161 | 0.58522 | 0.83303 | 0.41074 | 0.39014 | -3.2516 | -125.1504 | 113.3947 | -3.2516 | -125.1504 | 113.3947
Line5_6_7 | 0 | 1.9573 | 1.8444 | 0 | 1.9573 | 1.8444 | 0 | 0.45202 | 0.42595 | 0 | 0.45202 | 0.42595 | -2.4581e-09 | 0.10283 | 0.13653 | 2.3136e-09 | -0.051416 | -0.068263 | -6.0896e-08 | 0.15458 | 0.094749 | 4.6049e-08 | -0.077291 | -0.047375 | 0 | 178.4826 | 78.6338 | 0 | -1.5174 | -101.3662 |  | 0.83303 | 0.41074 | 0.39014 | 0.78403 | 0.20537 | 0.19507 | -3.2516 | -125.1504 | 113.3947 | -3.2516 | -125.1504 | 113.3947
Line6_7_8 | 0 | 1.9573 | 1.8444 | 0 | 1.9573 | 1.8444 | 0 | 0.45202 | 0.42595 | 0 | 0.45202 | 0.42595 | -1.8408e-09 | 0.051416 | 0.068263 | 1.7258e-09 | -2.7825e-14 | -2.9025e-14 | -4.6204e-08 | 0.077291 | 0.047375 | 2.9738e-08 | 1.849e-14 | 3.425e-14 | 0 | 178.4826 | 78.6338 | 0 | -1.5174 | -101.3662 |  | 0.78403 | 0.20537 | 0.19507 | 0.73503 | 0 | 0 | -3.2516 | -125.1504 | 113.3947 | -3.2516 | 0 | 0
Line7_8_9 | 0 | 0 | 0 | 0 | 0 | 0 | 0 | 0 | 0 | 0 | 0 | 0 | -5.7525e-10 | 8.2399e-22 | 1.1587e-21 | 5.7525e-10 | 6.32e-18 | -4.5067e-18 | -1.4942e-08 | 1.5447e-21 | -1.4643e-21 | -1.4523e-10 | 1.3671e-17 | 1.6798e-18 | 0 | 0 | 0 | 0 | 0 | 0 |  | 0.73503 | 0 | 0 | 0.73503 | 0 | 0 | -3.2516 | 0 | 0 | -3.2516 | 0 | 0
Line8_8_10 | 0 | 0 | 0 | 0 | 0 | 0 | 0 | 0 | 0 | 0 | 0 | 0 | -5.7525e-10 | 8.2399e-22 | 1.1587e-21 | 5.7525e-10 | 6.32e-18 | -4.5067e-18 | -1.4942e-08 | 1.5447e-21 | -1.4643e-21 | -1.4523e-10 | 1.3671e-17 | 1.6798e-18 | 0 | 0 | 0 | 0 | 0 | 0 |  | 0.73503 | 0 | 0 | 0.73503 | 0 | 0 | -3.2516 | 0 | 0 | -3.2516 | 0 | 0
Line9_3_11 | 0 | 0 | 0 | 0 | 0 | 0 | 0 | 0 | 0 | 0 | 0 | 0 | -4.1671e-10 | -2.267e-08 | 1.6768e-08 | 4.1671e-10 | 1.9807e-08 | -1.3905e-08 | -2.5467e-08 | 1.4272e-08 | 1.2245e-08 | 2.1645e-08 | -1.249e-08 | -1.0808e-08 | 0 | 0 | 0 | 0 | 0 | 0 |  | 0.93103 | 0.82147 | 0.78029 | 0.93103 | 0.82147 | 0.78029 | -3.2516 | -125.1504 | 113.3947 | -3.2516 | -125.1504 | 113.3947

## LLG_min_10
name | pf_ikss_a_from_ka | pf_ikss_b_from_ka | pf_ikss_c_from_ka | pf_ikss_a_to_ka | pf_ikss_b_to_ka | pf_ikss_c_to_ka | pf_skss_a_from_mw | pf_skss_b_from_mw | pf_skss_c_from_mw | pf_skss_a_to_mw | pf_skss_b_to_mw | pf_skss_c_to_mw | pf_p_a_from_mw | pf_p_b_from_mw | pf_p_c_from_mw | pf_p_a_to_mw | pf_p_b_to_mw | pf_p_c_to_mw | pf_q_a_from_mvar | pf_q_b_from_mvar | pf_q_c_from_mvar | pf_q_a_to_mvar | pf_q_b_to_mvar | pf_q_c_to_mvar | pf_ikss_a_from_degree | pf_ikss_b_from_degree | pf_ikss_c_from_degree | pf_ikss_a_to_degree | pf_ikss_b_to_degree | pf_ikss_c_to_degree | 3xI0 | pf_vm_a_from_pu | pf_vm_b_from_pu | pf_vm_c_from_pu | pf_vm_a_to_pu | pf_vm_b_to_pu | pf_vm_c_to_pu | pf_va_a_from_degree | pf_va_b_from_degree | pf_va_c_from_degree | pf_va_a_to_degree | pf_va_b_to_degree | pf_va_c_to_degree
Line0_1_2 | 0 | 1.8543 | 1.7473 | 0 | 1.8543 | 1.7473 | 0 | 0.42823 | 0.40353 | 0 | 0.42823 | 0.40353 | -3.023e-09 | 0.18458 | 0.24506 | 2.8639e-09 | -0.13844 | -0.1838 | -7.4476e-08 | 0.27748 | 0.17008 | 6.5682e-08 | -0.20811 | -0.12756 | 0 | 178.4826 | 78.6338 | 0 | -1.5174 | -101.3662 |  | 0.88203 | 0.77824 | 0.73922 | 0.83561 | 0.58368 | 0.55442 | -3.2516 | -125.1504 | 113.3947 | -3.2516 | -125.1504 | 113.3947
Line10_11_12 | 0 | 0 | 0 | 0 | 0 | 0 | 0 | 0 | 0 | 0 | 0 | 0 | -3.2057e-10 | -1.744e-08 | 1.29e-08 | 3.2057e-10 | 1.487e-08 | -1.033e-08 | -1.9591e-08 | 1.0979e-08 | 9.4197e-09 | 1.6161e-08 | -9.3799e-09 | -8.1303e-09 | 0 | 0 | 0 | 0 | 0 | 0 |  | 0.88203 | 0.77824 | 0.73922 | 0.88203 | 0.77824 | 0.73922 | -3.2516 | -125.1504 | 113.3947 | -3.2516 | -125.1504 | 113.3947
Line11_12_13 | 0 | 0 | 0 | 0 | 0 | 0 | 0 | 0 | 0 | 0 | 0 | 0 | -2.6714e-10 | -1.4533e-08 | 1.075e-08 | 2.6714e-10 | 1.1964e-08 | -8.1803e-09 | -1.6326e-08 | 9.1494e-09 | 7.8497e-09 | 1.2896e-08 | -7.5501e-09 | -6.5604e-09 | 0 | 0 | 0 | 0 | 0 | 0 |  | 0.88203 | 0.77824 | 0.73922 | 0.88203 | 0.77824 | 0.73922 | -3.2516 | -125.1504 | 113.3947 | -3.2516 | -125.1504 | 113.3947
Line12_13_15 | 0 | 0 | 0 | 0 | 0 | 0 | 0 | 0 | 0 | 0 | 0 | 0 | -1.6028e-10 | -8.72e-09 | 6.4499e-09 | 1.6029e-10 | 6.1504e-09 | -3.8803e-09 | -9.7956e-09 | 5.4896e-09 | 4.7098e-09 | 6.3653e-09 | -3.8903e-09 | -3.4205e-09 | 0 | 0 | 0 | 0 | 0 | 0 |  | 0.88203 | 0.77824 | 0.73922 | 0.88203 | 0.77824 | 0.73922 | -3.2516 | -125.1504 | 113.3947 | -3.2516 | -125.1504 | 113.3947
Line13_13_14 | 0 | 0 | 0 | 0 | 0 | 0 | 0 | 0 | 0 | 0 | 0 | 0 | -5.3428e-11 | -2.9067e-09 | 2.15e-09 | 5.3431e-11 | 3.3709e-10 | 4.196e-10 | -3.2652e-09 | 1.8299e-09 | 1.5699e-09 | -1.651e-10 | -2.3055e-10 | -2.8061e-10 | 0 | 0 | 0 | 0 | 0 | 0 |  | 0.88203 | 0.77824 | 0.73922 | 0.88203 | 0.77824 | 0.73922 | -3.2516 | -125.1504 | 113.3947 | -3.2516 | -125.1504 | 113.3947
Line14_15_16 | 0 | 0 | 0 | 0 | 0 | 0 | 0 | 0 | 0 | 0 | 0 | 0 | -1.0686e-10 | -5.8133e-09 | 4.2999e-09 | 1.0686e-10 | 3.2437e-09 | -1.7304e-09 | -6.5304e-09 | 3.6598e-09 | 3.1399e-09 | 3.1001e-09 | -2.0604e-09 | -1.8506e-09 | 0 | 0 | 0 | 0 | 0 | 0 |  | 0.88203 | 0.77824 | 0.73922 | 0.88203 | 0.77824 | 0.73922 | -3.2516 | -125.1504 | 113.3947 | -3.2516 | -125.1504 | 113.3947
Line15_16_17 | 0 | 0 | 0 | 0 | 0 | 0 | 0 | 0 | 0 | 0 | 0 | 0 | -5.3428e-11 | -2.9067e-09 | 2.15e-09 | 5.3431e-11 | 3.3709e-10 | 4.196e-10 | -3.2652e-09 | 1.8299e-09 | 1.5699e-09 | -1.651e-10 | -2.3055e-10 | -2.8061e-10 | 0 | 0 | 0 | 0 | 0 | 0 |  | 0.88203 | 0.77824 | 0.73922 | 0.88203 | 0.77824 | 0.73922 | -3.2516 | -125.1504 | 113.3947 | -3.2516 | -125.1504 | 113.3947
Line16_4_18 | 0 | 0 | 0 | 0 | 0 | 0 | 0 | 0 | 0 | 0 | 0 | 0 | -1.9285e-10 | -2.5814e-10 | -3.8283e-10 | 1.9285e-10 | 2.5814e-10 | 3.8283e-10 | 1.5641e-10 | 3.6735e-10 | 1.5249e-10 | -1.5641e-10 | -3.6735e-10 | -1.5249e-10 | 0 | 0 | 0 | 0 | 0 | 0 |  | 0.83561 | 0.80373 | 0.76117 | 0.83561 | 0.80373 | 0.76117 | -3.2516 | -127.9611 | 116.5195 | -3.2516 | -127.9611 | 116.5195
Line17_5_19 | 0 | 0 | 0 | 0 | 0 | 0 | 0 | 0 | 0 | 0 | 0 | 0 | -5.3429e-11 | -2.9066e-09 | 2.15e-09 | 5.3431e-11 | 3.3709e-10 | 4.196e-10 | -3.2652e-09 | 1.8299e-09 | 1.5699e-09 | -1.651e-10 | -2.3055e-10 | -2.8061e-10 | 0 | 0 | 0 | 0 | 0 | 0 |  | 0.88203 | 0.77824 | 0.73922 | 0.88203 | 0.77824 | 0.73922 | -3.2516 | -125.1504 | 113.3947 | -3.2516 | -125.1504 | 113.3947
Line1_1_3 | 0 | 0 | 0 | 0 | 0 | 0 | 0 | 0 | 0 | 0 | 0 | 0 | -4.2743e-10 | -2.3253e-08 | 1.72e-08 | 4.2743e-10 | 2.0684e-08 | -1.463e-08 | -2.6122e-08 | 1.4639e-08 | 1.256e-08 | 2.2691e-08 | -1.304e-08 | -1.127e-08 | 0 | 0 | 0 | 0 | 0 | 0 |  | 0.88203 | 0.77824 | 0.73922 | 0.88203 | 0.77824 | 0.73922 | -3.2516 | -125.1504 | 113.3947 | -3.2516 | -125.1504 | 113.3947
Line2_1_4 | 0.77339 | 0.77339 | 0.77339 | 0.77339 | 0.77339 | 0.77339 | 0.17861 | 0.17861 | 0.17861 | 0.17861 | 0.17861 | 0.17861 | 0.1091 | 0.034263 | -0.12614 | -0.10336 | -0.028521 | 0.13188 | 0.11364 | -0.13471 | 0.039008 | -0.10766 | 0.14069 | -0.033027 | -49.4208 | -49.4208 | -49.4208 | 130.5792 | 130.5792 | 130.5792 |  | 0.88203 | 0.77824 | 0.73922 | 0.83561 | 0.80373 | 0.76117 | -3.2516 | -125.1504 | 113.3947 | -3.2516 | -127.9611 | 116.5195
Line3_1_5 | 0 | 0 | 0 | 0 | 0 | 0 | 0 | 0 | 0 | 0 | 0 | 0 | -1.0686e-10 | -5.8133e-09 | 4.2999e-09 | 1.0686e-10 | 3.2437e-09 | -1.7304e-09 | -6.5304e-09 | 3.6598e-09 | 3.1399e-09 | 3.1001e-09 | -2.0604e-09 | -1.8506e-09 | 0 | 0 | 0 | 0 | 0 | 0 |  | 0.88203 | 0.77824 | 0.73922 | 0.88203 | 0.77824 | 0.73922 | -3.2516 | -125.1504 | 113.3947 | -3.2516 | -125.1504 | 113.3947
Line4_2_6 | 0 | 1.8543 | 1.7473 | 0 | 1.8543 | 1.7473 | 0 | 0.42823 | 0.40353 | 0 | 0.42823 | 0.40353 | -2.6711e-09 | 0.13844 | 0.1838 | 2.5227e-09 | -0.092292 | -0.12253 | -6.5838e-08 | 0.20811 | 0.12756 | 5.4507e-08 | -0.13874 | -0.085038 | 0 | 178.4826 | 78.6338 | 0 | -1.5174 | -101.3662 |  | 0.83561 | 0.58368 | 0.55442 | 0.78918 | 0.38912 | 0.36961 | -3.2516 | -125.1504 | 113.3947 | -3.2516 | -125.1504 | 113.3947
Line5_6_7 | 0 | 1.8543 | 1.7473 | 0 | 1.8543 | 1.7473 | 0 | 0.42823 | 0.40353 | 0 | 0.42823 | 0.40353 | -2.2062e-09 | 0.092292 | 0.12253 | 2.0764e-09 | -0.046146 | -0.061266 | -5.4655e-08 | 0.13874 | 0.085038 | 4.133e-08 | -0.069369 | -0.042519 | 0 | 178.4826 | 78.6338 | 0 | -1.5174 | -101.3662 |  | 0.78918 | 0.38912 | 0.36961 | 0.74276 | 0.19456 | 0.18481 | -3.2516 | -125.1504 | 113.3947 | -3.2516 | -125.1504 | 113.3947
Line6_7_8 | 0 | 1.8543 | 1.7473 | 0 | 1.8543 | 1.7473 | 0 | 0.42823 | 0.40353 | 0 | 0.42823 | 0.40353 | -1.6521e-09 | 0.046146 | 0.061266 | 1.5489e-09 | -2.4955e-14 | -2.6152e-14 | -4.1469e-08 | 0.069369 | 0.042519 | 2.669e-08 | 1.6555e-14 | 3.0753e-14 | 0 | 178.4826 | 78.6338 | 0 | -1.5174 | -101.3662 |  | 0.74276 | 0.19456 | 0.18481 | 0.69634 | 0 | 0 | -3.2516 | -125.1504 | 113.3947 | -3.2516 | 0 | 0
Line7_8_9 | 0 | 0 | 0 | 0 | 0 | 0 | 0 | 0 | 0 | 0 | 0 | 0 | -5.163e-10 | 7.3756e-22 | 1.0441e-21 | 5.163e-10 | 5.6723e-18 | -4.0448e-18 | -1.341e-08 | 1.3853e-21 | -1.3149e-21 | -1.3034e-10 | 1.2269e-17 | 1.5076e-18 | 0 | 0 | 0 | 0 | 0 | 0 |  | 0.69634 | 0 | 0 | 0.69634 | 0 | 0 | -3.2516 | 0 | 0 | -3.2516 | 0 | 0
Line8_8_10 | 0 | 0 | 0 | 0 | 0 | 0 | 0 | 0 | 0 | 0 | 0 | 0 | -5.163e-10 | 7.3756e-22 | 1.0441e-21 | 5.163e-10 | 5.6723e-18 | -4.0448e-18 | -1.341e-08 | 1.3853e-21 | -1.3149e-21 | -1.3034e-10 | 1.2269e-17 | 1.5076e-18 | 0 | 0 | 0 | 0 | 0 | 0 |  | 0.69634 | 0 | 0 | 0.69634 | 0 | 0 | -3.2516 | 0 | 0 | -3.2516 | 0 | 0
Line9_3_11 | 0 | 0 | 0 | 0 | 0 | 0 | 0 | 0 | 0 | 0 | 0 | 0 | -3.74e-10 | -2.0347e-08 | 1.505e-08 | 3.74e-10 | 1.7777e-08 | -1.248e-08 | -2.2856e-08 | 1.2809e-08 | 1.099e-08 | 1.9426e-08 | -1.121e-08 | -9.7003e-09 | 0 | 0 | 0 | 0 | 0 | 0 |  | 0.88203 | 0.77824 | 0.73922 | 0.88203 | 0.77824 | 0.73922 | -3.2516 | -125.1504 | 113.3947 | -3.2516 | -125.1504 | 113.3947

## LLG_min_fault_6
name | pf_ikss_a_from_ka | pf_ikss_b_from_ka | pf_ikss_c_from_ka | pf_ikss_a_to_ka | pf_ikss_b_to_ka | pf_ikss_c_to_ka | pf_skss_a_from_mw | pf_skss_b_from_mw | pf_skss_c_from_mw | pf_skss_a_to_mw | pf_skss_b_to_mw | pf_skss_c_to_mw | pf_p_a_from_mw | pf_p_b_from_mw | pf_p_c_from_mw | pf_p_a_to_mw | pf_p_b_to_mw | pf_p_c_to_mw | pf_q_a_from_mvar | pf_q_b_from_mvar | pf_q_c_from_mvar | pf_q_a_to_mvar | pf_q_b_to_mvar | pf_q_c_to_mvar | pf_ikss_a_from_degree | pf_ikss_b_from_degree | pf_ikss_c_from_degree | pf_ikss_a_to_degree | pf_ikss_b_to_degree | pf_ikss_c_to_degree | 3xI0 | pf_vm_a_from_pu | pf_vm_b_from_pu | pf_vm_c_from_pu | pf_vm_a_to_pu | pf_vm_b_to_pu | pf_vm_c_to_pu | pf_va_a_from_degree | pf_va_b_from_degree | pf_va_c_from_degree | pf_va_a_to_degree | pf_va_b_to_degree | pf_va_c_to_degree
Line0_1_2 | 0 | 0.030532 | 0.030492 | 0 | 0.030532 | 0.030492 | 0 | 0.0070511 | 0.0070418 | 0 | 0.0070511 | 0.0070418 | -6.4324e-11 | 0.0047159 | 0.004725 | 6.2822e-11 | -0.0047022 | -0.0047059 | -1.058e-09 | 0.0047397 | 0.0047066 | 9.8421e-10 | -0.0047201 | -0.0046921 | 0 | -165.259 | 75.0182 | 0 | 14.741 | -104.9818 |  | 0.9498 | 0.94824 | 0.94708 | 0.94918 | 0.94489 | 0.94371 | -0.040916 | -120.1144 | 119.9064 | -0.041661 | -120.1501 | 119.9341
Line10_11_12 | 0 | 0 | 0 | 0 | 0 | 0 | 0 | 0 | 0 | 0 | 0 | 0 | -1.0172e-11 | -2.8656e-10 | 1.9489e-10 | 9.1893e-12 | 2.4491e-10 | -1.5226e-10 | -2.7845e-10 | 1.9106e-10 | 1.729e-10 | 2.2968e-10 | -1.6581e-10 | -1.4947e-10 | 0 | 0 | 0 | 0 | 0 | 0 |  | 0.9498 | 0.94824 | 0.94708 | 0.9498 | 0.94824 | 0.94708 | -0.040916 | -120.1144 | 119.9064 | -0.040916 | -120.1144 | 119.9064
Line11_12_13 | 0 | 0 | 0 | 0 | 0 | 0 | 0 | 0 | 0 | 0 | 0 | 0 | -8.477e-12 | -2.388e-10 | 1.6241e-10 | 7.4939e-12 | 1.9715e-10 | -1.1978e-10 | -2.3204e-10 | 1.5921e-10 | 1.4408e-10 | 1.8327e-10 | -1.3396e-10 | -1.2065e-10 | 0 | 0 | 0 | 0 | 0 | 0 |  | 0.9498 | 0.94824 | 0.94708 | 0.9498 | 0.94824 | 0.94708 | -0.040916 | -120.1144 | 119.9064 | -0.040916 | -120.1144 | 119.9064
Line12_13_15 | 0 | 0 | 0 | 0 | 0 | 0 | 0 | 0 | 0 | 0 | 0 | 0 | -5.0862e-12 | -1.4328e-10 | 9.7444e-11 | 4.1031e-12 | 1.0164e-10 | -5.4816e-11 | -1.3922e-10 | 9.5528e-11 | 8.6448e-11 | 9.0453e-11 | -7.0279e-11 | -6.3021e-11 | 0 | 0 | 0 | 0 | 0 | 0 |  | 0.9498 | 0.94824 | 0.94708 | 0.9498 | 0.94824 | 0.94708 | -0.040916 | -120.1144 | 119.9064 | -0.040916 | -120.1144 | 119.9064
Line13_13_14 | 0 | 0 | 0 | 0 | 0 | 0 | 0 | 0 | 0 | 0 | 0 | 0 | -1.6954e-12 | -4.776e-11 | 3.2481e-11 | 7.1234e-13 | 6.1155e-12 | 1.0146e-11 | -4.6408e-11 | 3.1843e-11 | 2.8816e-11 | -2.3626e-12 | -6.5939e-12 | -5.3886e-12 | 0 | 0 | 0 | 0 | 0 | 0 |  | 0.9498 | 0.94824 | 0.94708 | 0.9498 | 0.94824 | 0.94708 | -0.040916 | -120.1144 | 119.9064 | -0.040916 | -120.1144 | 119.9064
Line14_15_16 | 0 | 0 | 0 | 0 | 0 | 0 | 0 | 0 | 0 | 0 | 0 | 0 | -3.3908e-12 | -9.552e-11 | 6.4963e-11 | 2.4077e-12 | 5.3875e-11 | -2.2335e-11 | -9.2816e-11 | 6.3685e-11 | 5.7632e-11 | 4.4045e-11 | -3.8437e-11 | -3.4205e-11 | 0 | 0 | 0 | 0 | 0 | 0 |  | 0.9498 | 0.94824 | 0.94708 | 0.9498 | 0.94824 | 0.94708 | -0.040916 | -120.1144 | 119.9064 | -0.040916 | -120.1144 | 119.9064
Line15_16_17 | 0 | 0 | 0 | 0 | 0 | 0 | 0 | 0 | 0 | 0 | 0 | 0 | -1.6954e-12 | -4.776e-11 | 3.2481e-11 | 7.1234e-13 | 6.1155e-12 | 1.0146e-11 | -4.6408e-11 | 3.1843e-11 | 2.8816e-11 | -2.3626e-12 | -6.5939e-12 | -5.3886e-12 | 0 | 0 | 0 | 0 | 0 | 0 |  | 0.9498 | 0.94824 | 0.94708 | 0.9498 | 0.94824 | 0.94708 | -0.040916 | -120.1144 | 119.9064 | -0.040916 | -120.1144 | 119.9064
Line16_4_18 | 0 | 0 | 0 | 0 | 0 | 0 | 0 | 0 | 0 | 0 | 0 | 0 | -2.845e-12 | -5.0074e-12 | -9.1256e-12 | 2.845e-12 | 5.0074e-12 | 9.1256e-12 | 2.4041e-12 | 8.4222e-12 | 3.5189e-12 | -2.4041e-12 | -8.4222e-12 | -3.5189e-12 | 0 | 0 | 0 | 0 | 0 | 0 |  | 0.94918 | 0.94856 | 0.94737 | 0.94918 | 0.94856 | 0.94737 | -0.041661 | -120.146 | 119.9389 | -0.041661 | -120.146 | 119.9389
Line17_5_19 | 0 | 0 | 0 | 0 | 0 | 0 | 0 | 0 | 0 | 0 | 0 | 0 | -1.6954e-12 | -4.776e-11 | 3.2481e-11 | 7.1234e-13 | 6.1155e-12 | 1.0146e-11 | -4.6408e-11 | 3.1843e-11 | 2.8816e-11 | -2.3626e-12 | -6.5939e-12 | -5.3886e-12 | 0 | 0 | 0 | 0 | 0 | 0 |  | 0.9498 | 0.94824 | 0.94708 | 0.9498 | 0.94824 | 0.94708 | -0.040916 | -120.1144 | 119.9064 | -0.040916 | -120.1144 | 119.9064
Line1_1_3 | 0 | 0 | 0 | 0 | 0 | 0 | 0 | 0 | 0 | 0 | 0 | 0 | -1.3563e-11 | -3.8208e-10 | 2.5985e-10 | 1.258e-11 | 3.4043e-10 | -2.1722e-10 | -3.7126e-10 | 2.5474e-10 | 2.3053e-10 | 3.2249e-10 | -2.2949e-10 | -2.071e-10 | 0 | 0 | 0 | 0 | 0 | 0 |  | 0.9498 | 0.94824 | 0.94708 | 0.9498 | 0.94824 | 0.94708 | -0.040916 | -120.1144 | 119.9064 | -0.040916 | -120.1144 | 119.9064
Line2_1_4 | 0.010213 | 0.010213 | 0.010213 | 0.010213 | 0.010213 | 0.010213 | 0.0023587 | 0.0023587 | 0.0023587 | 0.0023587 | 0.0023587 | 0.0023587 | 0.0015837 | 0.00057664 | -0.0021573 | -0.0015827 | -0.00057564 | 0.0021583 | 0.0015845 | -0.002161 | 0.0005796 | -0.0015834 | 0.002162 | -0.00057856 | -45.0553 | -45.0553 | -45.0553 | 134.9447 | 134.9447 | 134.9447 |  | 0.9498 | 0.94824 | 0.94708 | 0.94918 | 0.94856 | 0.94737 | -0.040916 | -120.1144 | 119.9064 | -0.041661 | -120.146 | 119.9389
Line3_1_5 | 0 | 0 | 0 | 0 | 0 | 0 | 0 | 0 | 0 | 0 | 0 | 0 | -3.3908e-12 | -9.552e-11 | 6.4963e-11 | 2.4078e-12 | 5.3875e-11 | -2.2335e-11 | -9.2816e-11 | 6.3685e-11 | 5.7632e-11 | 4.4045e-11 | -3.8437e-11 | -3.4205e-11 | 0 | 0 | 0 | 0 | 0 | 0 |  | 0.9498 | 0.94824 | 0.94708 | 0.9498 | 0.94824 | 0.94708 | -0.040916 | -120.1144 | 119.9064 | -0.040916 | -120.1144 | 119.9064
Line4_2_6 | 0 | 0.030532 | 0.030492 | 0 | 0.030532 | 0.030492 | 0 | 0.0070511 | 0.0070418 | 0 | 0.0070511 | 0.0070418 | -5.9977e-11 | 0.0047022 | 0.0047059 | 5.7493e-11 | -0.0046885 | -0.0046869 | -9.8661e-10 | 0.0047201 | 0.0046921 | 8.6421e-10 | -0.0047004 | -0.0046777 | 0 | -165.259 | 75.0182 | 0 | 14.741 | -104.9818 |  | 0.94918 | 0.94489 | 0.94371 | 0.94857 | 0.94155 | 0.94035 | -0.041661 | -120.1501 | 119.9341 | -0.042408 | -120.1862 | 119.9619
Line5_6_7 | 0 | 0.030532 | 0.030492 | 0 | 0.030532 | 0.030492 | 0 | 0.0070511 | 0.0070418 | 0 | 0.0070511 | 0.0070418 | -5.2518e-11 | 0.0046885 | 0.0046869 | 4.9055e-11 | -0.0046748 | -0.0046678 | -8.6665e-10 | 0.0047004 | 0.0046777 | 6.9573e-10 | -0.0046807 | -0.0046632 | 0 | -165.259 | 75.0182 | 0 | 14.741 | -104.9818 |  | 0.94857 | 0.94155 | 0.94035 | 0.94796 | 0.9382 | 0.93698 | -0.042408 | -120.1862 | 119.9619 | -0.043156 | -120.2224 | 119.99
Line6_7_8 | 0 | 0.030532 | 0.030492 | 0 | 0.030532 | 0.030492 | 0 | 0.0070511 | 0.0070418 | 0 | 0.0070511 | 0.0070418 | -4.1953e-11 | 0.0046748 | 0.0046678 | 3.7511e-11 | -0.0046611 | -0.0046488 | -6.9821e-10 | 0.0046807 | 0.0046632 | 4.7886e-10 | -0.0046611 | -0.0046488 | 0 | -165.259 | 75.0182 | 0 | 14.741 | -104.9818 |  | 0.94796 | 0.9382 | 0.93698 | 0.94734 | 0.93485 | 0.93362 | -0.043156 | -120.2224 | 119.99 | -0.043905 | -120.259 | 120.0182
Line7_8_9 | 0 | 0 | 0 | 0 | 0 | 0 | 0 | 0 | 0 | 0 | 0 | 0 | -1.4142e-11 | -2.5685e-10 | 1.5381e-10 | 9.2266e-12 | 5.1883e-11 | 5.6069e-11 | -2.4069e-10 | 1.397e-10 | 1.1485e-10 | -2.5287e-12 | -1.4718e-11 | 1.0336e-12 | 0 | 0 | 0 | 0 | 0 | 0 |  | 0.94734 | 0.93485 | 0.93362 | 0.94734 | 0.93485 | 0.93362 | -0.043905 | -120.259 | 120.0182 | -0.043905 | -120.259 | 120.0182
Line8_8_10 | 0 | 0 | 0 | 0 | 0 | 0 | 0 | 0 | 0 | 0 | 0 | 0 | -1.4142e-11 | -2.5685e-10 | 1.5381e-10 | 9.2266e-12 | 5.1883e-11 | 5.6069e-11 | -2.4069e-10 | 1.397e-10 | 1.1485e-10 | -2.5287e-12 | -1.4718e-11 | 1.0336e-12 | 0 | 0 | 0 | 0 | 0 | 0 |  | 0.94734 | 0.93485 | 0.93362 | 0.94734 | 0.93485 | 0.93362 | -0.043905 | -120.259 | 120.0182 | -0.043905 | -120.259 | 120.0182
Line9_3_11 | 0 | 0 | 0 | 0 | 0 | 0 | 0 | 0 | 0 | 0 | 0 | 0 | -1.1868e-11 | -3.3432e-10 | 2.2737e-10 | 1.0885e-11 | 2.9267e-10 | -1.8474e-10 | -3.2486e-10 | 2.229e-10 | 2.0171e-10 | 2.7609e-10 | -1.9765e-10 | -1.7829e-10 | 0 | 0 | 0 | 0 | 0 | 0 |  | 0.9498 | 0.94824 | 0.94708 | 0.9498 | 0.94824 | 0.94708 | -0.040916 | -120.1144 | 119.9064 | -0.040916 | -120.1144 | 119.9064

## LLG_min_fault_10
name | pf_ikss_a_from_ka | pf_ikss_b_from_ka | pf_ikss_c_from_ka | pf_ikss_a_to_ka | pf_ikss_b_to_ka | pf_ikss_c_to_ka | pf_skss_a_from_mw | pf_skss_b_from_mw | pf_skss_c_from_mw | pf_skss_a_to_mw | pf_skss_b_to_mw | pf_skss_c_to_mw | pf_p_a_from_mw | pf_p_b_from_mw | pf_p_c_from_mw | pf_p_a_to_mw | pf_p_b_to_mw | pf_p_c_to_mw | pf_q_a_from_mvar | pf_q_b_from_mvar | pf_q_c_from_mvar | pf_q_a_to_mvar | pf_q_b_to_mvar | pf_q_c_to_mvar | pf_ikss_a_from_degree | pf_ikss_b_from_degree | pf_ikss_c_from_degree | pf_ikss_a_to_degree | pf_ikss_b_to_degree | pf_ikss_c_to_degree | 3xI0 | pf_vm_a_from_pu | pf_vm_b_from_pu | pf_vm_c_from_pu | pf_vm_a_to_pu | pf_vm_b_to_pu | pf_vm_c_to_pu | pf_va_a_from_degree | pf_va_b_from_degree | pf_va_c_from_degree | pf_va_a_to_degree | pf_va_b_to_degree | pf_va_c_to_degree
Line0_1_2 | 0 | 0.028925 | 0.028887 | 0 | 0.028925 | 0.028887 | 0 | 0.00668 | 0.0066712 | 0 | 0.00668 | 0.0066712 | -5.7732e-11 | 0.0042325 | 0.0042407 | 5.6383e-11 | -0.0042202 | -0.0042236 | -9.4956e-10 | 0.0042539 | 0.0042242 | 8.8334e-10 | -0.0042363 | -0.0042112 | 0 | -165.259 | 75.0182 | 0 | 14.741 | -104.9818 |  | 0.89981 | 0.89833 | 0.89723 | 0.89923 | 0.89516 | 0.89404 | -0.040916 | -120.1144 | 119.9064 | -0.041661 | -120.1501 | 119.9341
Line10_11_12 | 0 | 0 | 0 | 0 | 0 | 0 | 0 | 0 | 0 | 0 | 0 | 0 | -9.1298e-12 | -2.5719e-10 | 1.7491e-10 | 8.2475e-12 | 2.1981e-10 | -1.3665e-10 | -2.4991e-10 | 1.7147e-10 | 1.5518e-10 | 2.0614e-10 | -1.4881e-10 | -1.3415e-10 | 0 | 0 | 0 | 0 | 0 | 0 |  | 0.89981 | 0.89833 | 0.89723 | 0.89981 | 0.89833 | 0.89723 | -0.040916 | -120.1144 | 119.9064 | -0.040916 | -120.1144 | 119.9064
Line11_12_13 | 0 | 0 | 0 | 0 | 0 | 0 | 0 | 0 | 0 | 0 | 0 | 0 | -7.6082e-12 | -2.1432e-10 | 1.4576e-10 | 6.7259e-12 | 1.7695e-10 | -1.075e-10 | -2.0826e-10 | 1.4289e-10 | 1.2931e-10 | 1.6449e-10 | -1.2023e-10 | -1.0829e-10 | 0 | 0 | 0 | 0 | 0 | 0 |  | 0.89981 | 0.89833 | 0.89723 | 0.89981 | 0.89833 | 0.89723 | -0.040916 | -120.1144 | 119.9064 | -0.040916 | -120.1144 | 119.9064
Line12_13_15 | 0 | 0 | 0 | 0 | 0 | 0 | 0 | 0 | 0 | 0 | 0 | 0 | -4.5649e-12 | -1.2859e-10 | 8.7456e-11 | 3.6826e-12 | 9.1218e-11 | -4.9198e-11 | -1.2495e-10 | 8.5737e-11 | 7.7588e-11 | 8.1183e-11 | -6.3076e-11 | -5.6562e-11 | 0 | 0 | 0 | 0 | 0 | 0 |  | 0.89981 | 0.89833 | 0.89723 | 0.89981 | 0.89833 | 0.89723 | -0.040916 | -120.1144 | 119.9064 | -0.040916 | -120.1144 | 119.9064
Line13_13_14 | 0 | 0 | 0 | 0 | 0 | 0 | 0 | 0 | 0 | 0 | 0 | 0 | -1.5216e-12 | -4.2865e-11 | 2.9152e-11 | 6.3933e-13 | 5.4887e-12 | 9.1062e-12 | -4.1651e-11 | 2.8579e-11 | 2.5863e-11 | -2.1205e-12 | -5.9181e-12 | -4.8364e-12 | 0 | 0 | 0 | 0 | 0 | 0 |  | 0.89981 | 0.89833 | 0.89723 | 0.89981 | 0.89833 | 0.89723 | -0.040916 | -120.1144 | 119.9064 | -0.040916 | -120.1144 | 119.9064
Line14_15_16 | 0 | 0 | 0 | 0 | 0 | 0 | 0 | 0 | 0 | 0 | 0 | 0 | -3.0433e-12 | -8.573e-11 | 5.8304e-11 | 2.161e-12 | 4.8353e-11 | -2.0046e-11 | -8.3303e-11 | 5.7158e-11 | 5.1725e-11 | 3.9531e-11 | -3.4497e-11 | -3.0699e-11 | 0 | 0 | 0 | 0 | 0 | 0 |  | 0.89981 | 0.89833 | 0.89723 | 0.89981 | 0.89833 | 0.89723 | -0.040916 | -120.1144 | 119.9064 | -0.040916 | -120.1144 | 119.9064
Line15_16_17 | 0 | 0 | 0 | 0 | 0 | 0 | 0 | 0 | 0 | 0 | 0 | 0 | -1.5216e-12 | -4.2865e-11 | 2.9152e-11 | 6.3933e-13 | 5.4887e-12 | 9.1062e-12 | -4.1651e-11 | 2.8579e-11 | 2.5863e-11 | -2.1205e-12 | -5.9181e-12 | -4.8363e-12 | 0 | 0 | 0 | 0 | 0 | 0 |  | 0.89981 | 0.89833 | 0.89723 | 0.89981 | 0.89833 | 0.89723 | -0.040916 | -120.1144 | 119.9064 | -0.040916 | -120.1144 | 119.9064
Line16_4_18 | 0 | 0 | 0 | 0 | 0 | 0 | 0 | 0 | 0 | 0 | 0 | 0 | -2.5534e-12 | -4.4942e-12 | -8.1903e-12 | 2.5534e-12 | 4.4942e-12 | 8.1903e-12 | 2.1577e-12 | 7.5589e-12 | 3.1582e-12 | -2.1577e-12 | -7.5589e-12 | -3.1582e-12 | 0 | 0 | 0 | 0 | 0 | 0 |  | 0.89923 | 0.89863 | 0.89751 | 0.89923 | 0.89863 | 0.89751 | -0.041661 | -120.146 | 119.9389 | -0.041661 | -120.146 | 119.9389
Line17_5_19 | 0 | 0 | 0 | 0 | 0 | 0 | 0 | 0 | 0 | 0 | 0 | 0 | -1.5217e-12 | -4.2865e-11 | 2.9152e-11 | 6.3933e-13 | 5.4887e-12 | 9.1062e-12 | -4.1651e-11 | 2.8579e-11 | 2.5863e-11 | -2.1205e-12 | -5.9181e-12 | -4.8363e-12 | 0 | 0 | 0 | 0 | 0 | 0 |  | 0.89981 | 0.89833 | 0.89723 | 0.89981 | 0.89833 | 0.89723 | -0.040916 | -120.1144 | 119.9064 | -0.040916 | -120.1144 | 119.9064
Line1_1_3 | 0 | 0 | 0 | 0 | 0 | 0 | 0 | 0 | 0 | 0 | 0 | 0 | -1.2173e-11 | -3.4292e-10 | 2.3322e-10 | 1.1291e-11 | 3.0554e-10 | -1.9496e-10 | -3.3321e-10 | 2.2863e-10 | 2.069e-10 | 2.8944e-10 | -2.0597e-10 | -1.8587e-10 | 0 | 0 | 0 | 0 | 0 | 0 |  | 0.89981 | 0.89833 | 0.89723 | 0.89981 | 0.89833 | 0.89723 | -0.040916 | -120.1144 | 119.9064 | -0.040916 | -120.1144 | 119.9064
Line2_1_4 | 0.0096757 | 0.0096757 | 0.0096757 | 0.0096757 | 0.0096757 | 0.0096757 | 0.0022345 | 0.0022345 | 0.0022345 | 0.0022345 | 0.0022345 | 0.0022345 | 0.0014214 | 0.00051754 | -0.0019362 | -0.0014205 | -0.00051664 | 0.0019371 | 0.0014221 | -0.0019395 | 0.0005202 | -0.0014212 | 0.0019404 | -0.00051926 | -45.0553 | -45.0553 | -45.0553 | 134.9447 | 134.9447 | 134.9447 |  | 0.89981 | 0.89833 | 0.89723 | 0.89923 | 0.89863 | 0.89751 | -0.040916 | -120.1144 | 119.9064 | -0.041661 | -120.146 | 119.9389
Line3_1_5 | 0 | 0 | 0 | 0 | 0 | 0 | 0 | 0 | 0 | 0 | 0 | 0 | -3.0433e-12 | -8.5729e-11 | 5.8304e-11 | 2.161e-12 | 4.8353e-11 | -2.0046e-11 | -8.3303e-11 | 5.7158e-11 | 5.1725e-11 | 3.9531e-11 | -3.4497e-11 | -3.0699e-11 | 0 | 0 | 0 | 0 | 0 | 0 |  | 0.89981 | 0.89833 | 0.89723 | 0.89981 | 0.89833 | 0.89723 | -0.040916 | -120.1144 | 119.9064 | -0.040916 | -120.1144 | 119.9064
Line4_2_6 | 0 | 0.028925 | 0.028887 | 0 | 0.028925 | 0.028887 | 0 | 0.00668 | 0.0066712 | 0 | 0.00668 | 0.0066712 | -5.383e-11 | 0.0042202 | 0.0042236 | 5.1601e-11 | -0.0042079 | -0.0042065 | -8.8549e-10 | 0.0042363 | 0.0042112 | 7.7563e-10 | -0.0042186 | -0.0041983 | 0 | -165.259 | 75.0182 | 0 | 14.741 | -104.9818 |  | 0.89923 | 0.89516 | 0.89404 | 0.89864 | 0.89199 | 0.89086 | -0.041661 | -120.1501 | 119.9341 | -0.042408 | -120.1862 | 119.9619
Line5_6_7 | 0 | 0.028925 | 0.028887 | 0 | 0.028925 | 0.028887 | 0 | 0.00668 | 0.0066712 | 0 | 0.00668 | 0.0066712 | -4.7136e-11 | 0.0042079 | 0.0042065 | 4.4027e-11 | -0.0041956 | -0.0041894 | -7.7783e-10 | 0.0042186 | 0.0041983 | 6.2442e-10 | -0.004201 | -0.0041853 | 0 | -165.259 | 75.0182 | 0 | 14.741 | -104.9818 |  | 0.89864 | 0.89199 | 0.89086 | 0.89806 | 0.88882 | 0.88767 | -0.042408 | -120.1862 | 119.9619 | -0.043156 | -120.2224 | 119.99
Line6_7_8 | 0 | 0.028925 | 0.028887 | 0 | 0.028925 | 0.028887 | 0 | 0.00668 | 0.0066712 | 0 | 0.00668 | 0.0066712 | -3.7653e-11 | 0.0041956 | 0.0041894 | 3.3666e-11 | -0.0041834 | -0.0041723 | -6.2665e-10 | 0.004201 | 0.0041853 | 4.2978e-10 | -0.0041834 | -0.0041723 | 0 | -165.259 | 75.0182 | 0 | 14.741 | -104.9818 |  | 0.89806 | 0.88882 | 0.88767 | 0.89748 | 0.88565 | 0.88448 | -0.043156 | -120.2224 | 119.99 | -0.043905 | -120.259 | 120.0182
Line7_8_9 | 0 | 0 | 0 | 0 | 0 | 0 | 0 | 0 | 0 | 0 | 0 | 0 | -1.2693e-11 | -2.3053e-10 | 1.3805e-10 | 8.2809e-12 | 4.6565e-11 | 5.0322e-11 | -2.1602e-10 | 1.2538e-10 | 1.0308e-10 | -2.2695e-12 | -1.321e-11 | 9.2762e-13 | 0 | 0 | 0 | 0 | 0 | 0 |  | 0.89748 | 0.88565 | 0.88448 | 0.89748 | 0.88565 | 0.88448 | -0.043905 | -120.259 | 120.0182 | -0.043905 | -120.259 | 120.0182
Line8_8_10 | 0 | 0 | 0 | 0 | 0 | 0 | 0 | 0 | 0 | 0 | 0 | 0 | -1.2693e-11 | -2.3053e-10 | 1.3805e-10 | 8.2809e-12 | 4.6565e-11 | 5.0322e-11 | -2.1602e-10 | 1.2538e-10 | 1.0308e-10 | -2.2695e-12 | -1.321e-11 | 9.2762e-13 | 0 | 0 | 0 | 0 | 0 | 0 |  | 0.89748 | 0.88565 | 0.88448 | 0.89748 | 0.88565 | 0.88448 | -0.043905 | -120.259 | 120.0182 | -0.043905 | -120.259 | 120.0182
Line9_3_11 | 0 | 0 | 0 | 0 | 0 | 0 | 0 | 0 | 0 | 0 | 0 | 0 | -1.0651e-11 | -3.0005e-10 | 2.0407e-10 | 9.7691e-12 | 2.6268e-10 | -1.6581e-10 | -2.9156e-10 | 2.0005e-10 | 1.8104e-10 | 2.4779e-10 | -1.7739e-10 | -1.6001e-10 | 0 | 0 | 0 | 0 | 0 | 0 |  | 0.89981 | 0.89833 | 0.89723 | 0.89981 | 0.89833 | 0.89723 | -0.040916 | -120.1144 | 119.9064 | -0.040916 | -120.1144 | 119.9064