## LLL_max_6
name | pf_ikss_from_ka | pf_ikss_to_ka | pf_ip_from_ka | pf_ip_to_ka | pf_skss_from_mw | pf_skss_to_mw | pf_p_from_mw | pf_p_to_mw | pf_q_from_mvar | pf_q_to_mvar | pf_ikss_from_degree | pf_ikss_to_degree | pf_vm_from_pu | pf_vm_to_pu | pf_va_from_degree | pf_va_to_degree
Line0_1_2 | 2.1767 | 2.1767 | 0 | 0 | 1.508 | 1.508 | 0.56854 | -0.42641 | 1.1371 | -0.85282 | -67.8829 | 112.1171 | 0.84302 | 0.63226 | -4.4479 | -4.4479
Line10_11_12 | 0 | 0 | 0 | 0 | 0 | 0 | 0 | 0 | 0 | 0 | 0 | 0 | 0.84302 | 0.84302 | -4.4479 | -4.4479
Line11_12_13 | 0 | 0 | 0 | 0 | 0 | 0 | 0 | 0 | 0 | 0 | 0 | 0 | 0.84302 | 0.84302 | -4.4479 | -4.4479
Line12_13_15 | 0 | 0 | 0 | 0 | 0 | 0 | 0 | 0 | 0 | 0 | 0 | 0 | 0.84302 | 0.84302 | -4.4479 | -4.4479
Line13_13_14 | 0 | 0 | 0 | 0 | 0 | 0 | 0 | 0 | 0 | 0 | 0 | 0 | 0.84302 | 0.84302 | -4.4479 | -4.4479
Line14_15_16 | 0 | 0 | 0 | 0 | 0 | 0 | 0 | 0 | 0 | 0 | 0 | 0 | 0.84302 | 0.84302 | -4.4479 | -4.4479
Line15_16_17 | 0 | 0 | 0 | 0 | 0 | 0 | 0 | 0 | 0 | 0 | 0 | 0 | 0.84302 | 0.84302 | -4.4479 | -4.4479
Line16_4_18 | 0 | 0 | 0 | 0 | 0 | 0 | 0 | 0 | 0 | 0 | 0 | 0 | 0.84302 | 0.84302 | -4.4479 | -4.4479
Line17_5_19 | 0 | 0 | 0 | 0 | 0 | 0 | 0 | 0 | 0 | 0 | 0 | 0 | 0.84302 | 0.84302 | -4.4479 | -4.4479
Line1_1_3 | 0 | 0 | 0 | 0 | 0 | 0 | 0 | 0 | 0 | 0 | 0 | 0 | 0.84302 | 0.84302 | -4.4479 | -4.4479
Line2_1_4 | 0 | 0 | 0 | 0 | 0 | 0 | 0 | 0 | 0 | 0 | 0 | 0 | 0.84302 | 0.84302 | -4.4479 | -4.4479
Line3_1_5 | 0 | 0 | 0 | 0 | 0 | 0 | 0 | 0 | 0 | 0 | 0 | 0 | 0.84302 | 0.84302 | -4.4479 | -4.4479
Line4_2_6 | 2.1767 | 2.1767 | 0 | 0 | 1.508 | 1.508 | 0.42641 | -0.28427 | 0.85282 | -0.56854 | -67.8829 | 112.1171 | 0.63226 | 0.42151 | -4.4479 | -4.4479
Line5_6_7 | 2.1767 | 2.1767 | 0 | 0 | 1.508 | 1.508 | 0.28427 | -0.14214 | 0.56854 | -0.28427 | -67.8829 | 112.1171 | 0.42151 | 0.21075 | -4.4479 | -4.4479
Line6_7_8 | 2.1767 | 2.1767 | 0 | 4.0311 | 1.508 | 1.508 | 0.14214 | -1e-07 | 0.28427 | -1e-07 | -67.8829 | 112.1171 | 0.21075 | 0 | -4.4479 | 0
Line7_8_9 | 0 | 0 | 0 | 0 | 0 | 0 | 7.9247e-22 | 0 | 4.6423e-22 | 0 | 0 | 0 | 0 | 0 | 0 | 0
Line8_8_10 | 0 | 0 | 0 | 0 | 0 | 0 | 7.9247e-22 | 0 | 4.6423e-22 | 0 | 0 | 0 | 0 | 0 | 0 | 0
Line9_3_11 | 0 | 0 | 0 | 0 | 0 | 0 | 0 | 0 | 0 | 0 | 0 | 0 | 0.84302 | 0.84302 | -4.4479 | -4.4479

## LLL_max_10
name | pf_ikss_from_ka | pf_ikss_to_ka | pf_ip_from_ka | pf_ip_to_ka | pf_skss_from_mw | pf_skss_to_mw | pf_p_from_mw | pf_p_to_mw | pf_q_from_mvar | pf_q_to_mvar | pf_ikss_from_degree | pf_ikss_to_degree | pf_vm_from_pu | pf_vm_to_pu | pf_va_from_degree | pf_va_to_degree
Line0_1_2 | 2.259 | 2.259 | 0 | 0 | 1.5651 | 1.5651 | 0.61237 | -0.45928 | 1.2247 | -0.91856 | -68.05 | 111.95 | 0.87491 | 0.65618 | -4.615 | -4.615
Line10_11_12 | 0 | 0 | 0 | 0 | 0 | 0 | 0 | 0 | 0 | 0 | 0 | 0 | 0.87491 | 0.87491 | -4.615 | -4.615
Line11_12_13 | 0 | 0 | 0 | 0 | 0 | 0 | 0 | 0 | 0 | 0 | 0 | 0 | 0.87491 | 0.87491 | -4.615 | -4.615
Line12_13_15 | 0 | 0 | 0 | 0 | 0 | 0 | 0 | 0 | 0 | 0 | 0 | 0 | 0.87491 | 0.87491 | -4.615 | -4.615
Line13_13_14 | 0 | 0 | 0 | 0 | 0 | 0 | 0 | 0 | 0 | 0 | 0 | 0 | 0.87491 | 0.87491 | -4.615 | -4.615
Line14_15_16 | 0 | 0 | 0 | 0 | 0 | 0 | 0 | 0 | 0 | 0 | 0 | 0 | 0.87491 | 0.87491 | -4.615 | -4.615
Line15_16_17 | 0 | 0 | 0 | 0 | 0 | 0 | 0 | 0 | 0 | 0 | 0 | 0 | 0.87491 | 0.87491 | -4.615 | -4.615
Line16_4_18 | 0 | 0 | 0 | 0 | 0 | 0 | 0 | 0 | 0 | 0 | 0 | 0 | 0.87491 | 0.87491 | -4.615 | -4.615
Line17_5_19 | 0 | 0 | 0 | 0 | 0 | 0 | 0 | 0 | 0 | 0 | 0 | 0 | 0.87491 | 0.87491 | -4.615 | -4.615
Line1_1_3 | 0 | 0 | 0 | 0 | 0 | 0 | 0 | 0 | 0 | 0 | 0 | 0 | 0.87491 | 0.87491 | -4.615 | -4.615
Line2_1_4 | 0 | 0 | 0 | 0 | 0 | 0 | 0 | 0 | 0 | 0 | 0 | 0 | 0.87491 | 0.87491 | -4.615 | -4.615
Line3_1_5 | 0 | 0 | 0 | 0 | 0 | 0 | 0 | 0 | 0 | 0 | 0 | 0 | 0.87491 | 0.87491 | -4.615 | -4.615
Line4_2_6 | 2.259 | 2.259 | 0 | 0 | 1.5651 | 1.5651 | 0.45928 | -0.30619 | 0.91856 | -0.61237 | -68.05 | 111.95 | 0.65618 | 0.43745 | -4.615 | -4.615
Line5_6_7 | 2.259 | 2.259 | 0 | 0 | 1.5651 | 1.5651 | 0.30619 | -0.15309 | 0.61237 | -0.30619 | -68.05 | 111.95 | 0.43745 | 0.21873 | -4.615 | -4.615
Line6_7_8 | 2.259 | 2.259 | 0 | 4.1931 | 1.5651 | 1.5651 | 0.15309 | -1e-07 | 0.30619 | -1e-07 | -68.05 | 111.95 | 0.21873 | 0 | -4.615 | 0
Line7_8_9 | 0 | 0 | 0 | 0 | 0 | 0 | 1.1123e-21 | 0 | -5.2195e-22 | 0 | 0 | 0 | 0 | 0 | 0 | 0
Line8_8_10 | 0 | 0 | 0 | 0 | 0 | 0 | 1.1123e-21 | 0 | -5.2195e-22 | 0 | 0 | 0 | 0 | 0 | 0 | 0
Line9_3_11 | 0 | 0 | 0 | 0 | 0 | 0 | 0 | 0 | 0 | 0 | 0 | 0 | 0.87491 | 0.87491 | -4.615 | -4.615

## LLL_max_fault_6
name | pf_ikss_from_ka | pf_ikss_to_ka | pf_ip_from_ka | pf_ip_to_ka | pf_skss_from_mw | pf_skss_to_mw | pf_p_from_mw | pf_p_to_mw | pf_q_from_mvar | pf_q_to_mvar | pf_ikss_from_degree | pf_ikss_to_degree | pf_vm_from_pu | pf_vm_to_pu | pf_va_from_degree | pf_va_to_degree
Line0_1_2 | 0.033802 | 0.033802 | 0 | 0 | 0.023418 | 0.023418 | 0.017275 | -0.017241 | 0.017412 | -0.017344 | -45.346 | 134.654 | 1.0474 | 1.0443 | -0.11952 | -0.17563
Line10_11_12 | 0 | 0 | 0 | 0 | 0 | 0 | 0 | 0 | 0 | 0 | 0 | 0 | 1.0474 | 1.0474 | -0.11952 | -0.11952
Line11_12_13 | 0 | 0 | 0 | 0 | 0 | 0 | 0 | 0 | 0 | 0 | 0 | 0 | 1.0474 | 1.0474 | -0.11952 | -0.11952
Line12_13_15 | 0 | 0 | 0 | 0 | 0 | 0 | 0 | 0 | 0 | 0 | 0 | 0 | 1.0474 | 1.0474 | -0.11952 | -0.11952
Line13_13_14 | 0 | 0 | 0 | 0 | 0 | 0 | 0 | 0 | 0 | 0 | 0 | 0 | 1.0474 | 1.0474 | -0.11952 | -0.11952
Line14_15_16 | 0 | 0 | 0 | 0 | 0 | 0 | 0 | 0 | 0 | 0 | 0 | 0 | 1.0474 | 1.0474 | -0.11952 | -0.11952
Line15_16_17 | 0 | 0 | 0 | 0 | 0 | 0 | 0 | 0 | 0 | 0 | 0 | 0 | 1.0474 | 1.0474 | -0.11952 | -0.11952
Line16_4_18 | 0 | 0 | 0 | 0 | 0 | 0 | 0 | 0 | 0 | 0 | 0 | 0 | 1.0474 | 1.0474 | -0.11952 | -0.11952
Line17_5_19 | 0 | 0 | 0 | 0 | 0 | 0 | 0 | 0 | 0 | 0 | 0 | 0 | 1.0474 | 1.0474 | -0.11952 | -0.11952
Line1_1_3 | 0 | 0 | 0 | 0 | 0 | 0 | 0 | 0 | 0 | 0 | 0 | 0 | 1.0474 | 1.0474 | -0.11952 | -0.11952
Line2_1_4 | 0 | 0 | 0 | 0 | 0 | 0 | 0 | 0 | 0 | 0 | 0 | 0 | 1.0474 | 1.0474 | -0.11952 | -0.11952
Line3_1_5 | 0 | 0 | 0 | 0 | 0 | 0 | 0 | 0 | 0 | 0 | 0 | 0 | 1.0474 | 1.0474 | -0.11952 | -0.11952
Line4_2_6 | 0.033802 | 0.033802 | 0 | 0 | 0.023418 | 0.023418 | 0.017241 | -0.017207 | 0.017344 | -0.017275 | -45.346 | 134.654 | 1.0443 | 1.0412 | -0.17563 | -0.23207
Line5_6_7 | 0.033802 | 0.033802 | 0 | 0 | 0.023418 | 0.023418 | 0.017207 | -0.017173 | 0.017275 | -0.017207 | -45.346 | 134.654 | 1.0412 | 1.0381 | -0.23207 | -0.28886
Line6_7_8 | 0.033802 | 0.033802 | 0 | 0.0626 | 0.023418 | 0.023418 | 0.017173 | -0.017138 | 0.017207 | -0.017138 | -45.346 | 134.654 | 1.0381 | 1.035 | -0.28886 | -0.34598
Line7_8_9 | 0 | 0 | 0 | 0 | 0 | 0 | -1.7102e-10 | 0 | 7.2182e-11 | 0 | 0 | 0 | 1.035 | 1.035 | -0.34598 | -0.34598
Line8_8_10 | 0 | 0 | 0 | 0 | 0 | 0 | -1.7102e-10 | 0 | 7.2182e-11 | 0 | 0 | 0 | 1.035 | 1.035 | -0.34598 | -0.34598
Line9_3_11 | 0 | 0 | 0 | 0 | 0 | 0 | 0 | 0 | 0 | 0 | 0 | 0 | 1.0474 | 1.0474 | -0.11952 | -0.11952

## LLL_max_fault_10
name | pf_ikss_from_ka | pf_ikss_to_ka | pf_ip_from_ka | pf_ip_to_ka | pf_skss_from_mw | pf_skss_to_mw | pf_p_from_mw | pf_p_to_mw | pf_q_from_mvar | pf_q_to_mvar | pf_ikss_from_degree | pf_ikss_to_degree | pf_vm_from_pu | pf_vm_to_pu | pf_va_from_degree | pf_va_to_degree
Line0_1_2 | 0.035407 | 0.035407 | 0 | 0 | 0.024531 | 0.024531 | 0.018955 | -0.018918 | 0.019106 | -0.019031 | -45.3516 | 134.6484 | 1.0971 | 1.0939 | -0.12515 | -0.18126
Line10_11_12 | 0 | 0 | 0 | 0 | 0 | 0 | 0 | 0 | 0 | 0 | 0 | 0 | 1.0971 | 1.0971 | -0.12515 | -0.12515
Line11_12_13 | 0 | 0 | 0 | 0 | 0 | 0 | 0 | 0 | 0 | 0 | 0 | 0 | 1.0971 | 1.0971 | -0.12515 | -0.12515
Line12_13_15 | 0 | 0 | 0 | 0 | 0 | 0 | 0 | 0 | 0 | 0 | 0 | 0 | 1.0971 | 1.0971 | -0.12515 | -0.12515
Line13_13_14 | 0 | 0 | 0 | 0 | 0 | 0 | 0 | 0 | 0 | 0 | 0 | 0 | 1.0971 | 1.0971 | -0.12515 | -0.12515
Line14_15_16 | 0 | 0 | 0 | 0 | 0 | 0 | 0 | 0 | 0 | 0 | 0 | 0 | 1.0971 | 1.0971 | -0.12515 | -0.12515
Line15_16_17 | 0 | 0 | 0 | 0 | 0 | 0 | 0 | 0 | 0 | 0 | 0 | 0 | 1.0971 | 1.0971 | -0.12515 | -0.12515
Line16_4_18 | 0 | 0 | 0 | 0 | 0 | 0 | 0 | 0 | 0 | 0 | 0 | 0 | 1.0971 | 1.0971 | -0.12515 | -0.12515
Line17_5_19 | 0 | 0 | 0 | 0 | 0 | 0 | 0 | 0 | 0 | 0 | 0 | 0 | 1.0971 | 1.0971 | -0.12515 | -0.12515
Line1_1_3 | 0 | 0 | 0 | 0 | 0 | 0 | 0 | 0 | 0 | 0 | 0 | 0 | 1.0971 | 1.0971 | -0.12515 | -0.12515
Line2_1_4 | 0 | 0 | 0 | 0 | 0 | 0 | 0 | 0 | 0 | 0 | 0 | 0 | 1.0971 | 1.0971 | -0.12515 | -0.12515
Line3_1_5 | 0 | 0 | 0 | 0 | 0 | 0 | 0 | 0 | 0 | 0 | 0 | 0 | 1.0971 | 1.0971 | -0.12515 | -0.12515
Line4_2_6 | 0.035407 | 0.035407 | 0 | 0 | 0.024531 | 0.024531 | 0.018918 | -0.01888 | 0.019031 | -0.018955 | -45.3516 | 134.6484 | 1.0939 | 1.0906 | -0.18126 | -0.23771
Line5_6_7 | 0.035407 | 0.035407 | 0 | 0 | 0.024531 | 0.024531 | 0.01888 | -0.018842 | 0.018955 | -0.01888 | -45.3516 | 134.6484 | 1.0906 | 1.0874 | -0.23771 | -0.29449
Line6_7_8 | 0.035407 | 0.035407 | 0 | 0.065722 | 0.024531 | 0.024531 | 0.018842 | -0.018805 | 0.01888 | -0.018805 | -45.3516 | 134.6484 | 1.0874 | 1.0841 | -0.29449 | -0.35161
Line7_8_9 | 0 | 0 | 0 | 0 | 0 | 0 | -1.8919e-10 | 0 | 8.0501e-11 | 0 | 0 | 0 | 1.0841 | 1.0841 | -0.35161 | -0.35161
Line8_8_10 | 0 | 0 | 0 | 0 | 0 | 0 | -1.8919e-10 | 0 | 8.0501e-11 | 0 | 0 | 0 | 1.0841 | 1.0841 | -0.35161 | -0.35161
Line9_3_11 | 0 | 0 | 0 | 0 | 0 | 0 | 0 | 0 | 0 | 0 | 0 | 0 | 1.0971 | 1.0971 | -0.12515 | -0.12515

## LLL_min_6
name | pf_ikss_from_ka | pf_ikss_to_ka | pf_ip_from_ka | pf_ip_to_ka | pf_skss_from_mw | pf_skss_to_mw | pf_p_from_mw | pf_p_to_mw | pf_q_from_mvar | pf_q_to_mvar | pf_ikss_from_degree | pf_ikss_to_degree | pf_vm_from_pu | pf_vm_to_pu | pf_va_from_degree | pf_va_to_degree
Line0_1_2 | 1.6801 | 1.6801 | 0 | 0 | 1.164 | 1.164 | 0.65034 | -0.48775 | 0.67743 | -0.50807 | -52.8727 | 127.1273 | 0.80677 | 0.60508 | -6.7036 | -6.7036
Line10_11_12 | 0 | 0 | 0 | 0 | 0 | 0 | 0 | 0 | 0 | 0 | 0 | 0 | 0.80677 | 0.80677 | -6.7036 | -6.7036
Line11_12_13 | 0 | 0 | 0 | 0 | 0 | 0 | 0 | 0 | 0 | 0 | 0 | 0 | 0.80677 | 0.80677 | -6.7036 | -6.7036
Line12_13_15 | 0 | 0 | 0 | 0 | 0 | 0 | 0 | 0 | 0 | 0 | 0 | 0 | 0.80677 | 0.80677 | -6.7036 | -6.7036
Line13_13_14 | 0 | 0 | 0 | 0 | 0 | 0 | 0 | 0 | 0 | 0 | 0 | 0 | 0.80677 | 0.80677 | -6.7036 | -6.7036
Line14_15_16 | 0 | 0 | 0 | 0 | 0 | 0 | 0 | 0 | 0 | 0 | 0 | 0 | 0.80677 | 0.80677 | -6.7036 | -6.7036
Line15_16_17 | 0 | 0 | 0 | 0 | 0 | 0 | 0 | 0 | 0 | 0 | 0 | 0 | 0.80677 | 0.80677 | -6.7036 | -6.7036
Line16_4_18 | 0 | 0 | 0 | 0 | 0 | 0 | 0 | 0 | 0 | 0 | 0 | 0 | 0.80677 | 0.80677 | -6.7036 | -6.7036
Line17_5_19 | 0 | 0 | 0 | 0 | 0 | 0 | 0 | 0 | 0 | 0 | 0 | 0 | 0.80677 | 0.80677 | -6.7036 | -6.7036
Line1_1_3 | 0 | 0 | 0 | 0 | 0 | 0 | 0 | 0 | 0 | 0 | 0 | 0 | 0.80677 | 0.80677 | -6.7036 | -6.7036
Line2_1_4 | 0 | 0 | 0 | 0 | 0 | 0 | 0 | 0 | 0 | 0 | 0 | 0 | 0.80677 | 0.80677 | -6.7036 | -6.7036
Line3_1_5 | 0 | 0 | 0 | 0 | 0 | 0 | 0 | 0 | 0 | 0 | 0 | 0 | 0.80677 | 0.80677 | -6.7036 | -6.7036
Line4_2_6 | 1.6801 | 1.6801 | 0 | 0 | 1.164 | 1.164 | 0.48775 | -0.32517 | 0.50807 | -0.33872 | -52.8727 | 127.1273 | 0.60508 | 0.40338 | -6.7036 | -6.7036
Line5_6_7 | 1.6801 | 1.6801 | 0 | 0 | 1.164 | 1.164 | 0.32517 | -0.16258 | 0.33872 | -0.16936 | -52.8727 | 127.1273 | 0.40338 | 0.20169 | -6.7036 | -6.7036
Line6_7_8 | 1.6801 | 1.6801 | 0 | 2.6638 | 1.164 | 1.164 | 0.16258 | -1e-07 | 0.16936 | -1e-07 | -52.8727 | 127.1273 | 0.20169 | 0 | -6.7036 | 0
Line7_8_9 | 0 | 0 | 0 | 0 | 0 | 0 | 6.7987e-22 | 0 | 9.0104e-22 | 0 | 0 | 0 | 0 | 0 | 0 | 0
Line8_8_10 | 0 | 0 | 0 | 0 | 0 | 0 | 6.7987e-22 | 0 | 9.0104e-22 | 0 | 0 | 0 | 0 | 0 | 0 | 0
Line9_3_11 | 0 | 0 | 0 | 0 | 0 | 0 | 0 | 0 | 0 | 0 | 0 | 0 | 0.80677 | 0.80677 | -6.7036 | -6.7036

## LLL_min_10
name | pf_ikss_from_ka | pf_ikss_to_ka | pf_ip_from_ka | pf_ip_to_ka | pf_skss_from_mw | pf_skss_to_mw | pf_p_from_mw | pf_p_to_mw | pf_q_from_mvar | pf_q_to_mvar | pf_ikss_from_degree | pf_ikss_to_degree | pf_vm_from_pu | pf_vm_to_pu | pf_va_from_degree | pf_va_to_degree
Line0_1_2 | 1.5916 | 1.5916 | 0 | 0 | 1.1027 | 1.1027 | 0.58368 | -0.43776 | 0.608 | -0.456 | -52.8727 | 127.1273 | 0.76431 | 0.57323 | -6.7036 | -6.7036
Line10_11_12 | 0 | 0 | 0 | 0 | 0 | 0 | 0 | 0 | 0 | 0 | 0 | 0 | 0.76431 | 0.76431 | -6.7036 | -6.7036
Line11_12_13 | 0 | 0 | 0 | 0 | 0 | 0 | 0 | 0 | 0 | 0 | 0 | 0 | 0.76431 | 0.76431 | -6.7036 | -6.7036
Line12_13_15 | 0 | 0 | 0 | 0 | 0 | 0 | 0 | 0 | 0 | 0 | 0 | 0 | 0.76431 | 0.76431 | -6.7036 | -6.7036
Line13_13_14 | 0 | 0 | 0 | 0 | 0 | 0 | 0 | 0 | 0 | 0 | 0 | 0 | 0.76431 | 0.76431 | -6.7036 | -6.7036
Line14_15_16 | 0 | 0 | 0 | 0 | 0 | 0 | 0 | 0 | 0 | 0 | 0 | 0 | 0.76431 | 0.76431 | -6.7036 | -6.7036
Line15_16_17 | 0 | 0 | 0 | 0 | 0 | 0 | 0 | 0 | 0 | 0 | 0 | 0 | 0.76431 | 0.76431 | -6.7036 | -6.7036
Line16_4_18 | 0 | 0 | 0 | 0 | 0 | 0 | 0 | 0 | 0 | 0 | 0 | 0 | 0.76431 | 0.76431 | -6.7036 | -6.7036
Line17_5_19 | 0 | 0 | 0 | 0 | 0 | 0 | 0 | 0 | 0 | 0 | 0 | 0 | 0.76431 | 0.76431 | -6.7036 | -6.7036
Line1_1_3 | 0 | 0 | 0 | 0 | 0 | 0 | 0 | 0 | 0 | 0 | 0 | 0 | 0.76431 | 0.76431 | -6.7036 | -6.7036
Line2_1_4 | 0 | 0 | 0 | 0 | 0 | 0 | 0 | 0 | 0 | 0 | 0 | 0 | 0.76431 | 0.76431 | -6.7036 | -6.7036
Line3_1_5 | 0 | 0 | 0 | 0 | 0 | 0 | 0 | 0 | 0 | 0 | 0 | 0 | 0.76431 | 0.76431 | -6.7036 | -6.7036
Line4_2_6 | 1.5916 | 1.5916 | 0 | 0 | 1.1027 | 1.1027 | 0.43776 | -0.29184 | 0.456 | -0.304 | -52.8727 | 127.1273 | 0.57323 | 0.38215 | -6.7036 | -6.7036
Line5_6_7 | 1.5916 | 1.5916 | 0 | 0 | 1.1027 | 1.1027 | 0.29184 | -0.14592 | 0.304 | -0.152 | -52.8727 | 127.1273 | 0.38215 | 0.19108 | -6.7036 | -6.7036
Line6_7_8 | 1.5916 | 1.5916 | 0 | 2.5236 | 1.1027 | 1.1027 | 0.14592 | -1e-07 | 0.152 | -1e-07 | -52.8727 | 127.1273 | 0.19108 | 0 | -6.7036 | 0
Line7_8_9 | 0 | 0 | 0 | 0 | 0 | 0 | 6.1001e-22 | 0 | 8.0913e-22 | 0 | 0 | 0 | 0 | 0 | 0 | 0
Line8_8_10 | 0 | 0 | 0 | 0 | 0 | 0 | 6.1001e-22 | 0 | 8.0913e-22 | 0 | 0 | 0 | 0 | 0 | 0 | 0
Line9_3_11 | 0 | 0 | 0 | 0 | 0 | 0 | 0 | 0 | 0 | 0 | 0 | 0 | 0.76431 | 0.76431 | -6.7036 | -6.7036

## LLL_min_fault_6
name | pf_ikss_from_ka | pf_ikss_to_ka | pf_ip_from_ka | pf_ip_to_ka | pf_skss_from_mw | pf_skss_to_mw | pf_p_from_mw | pf_p_to_mw | pf_q_from_mvar | pf_q_to_mvar | pf_ikss_from_degree | pf_ikss_to_degree | pf_vm_from_pu | pf_vm_to_pu | pf_va_from_degree | pf_va_to_degree
Line0_1_2 | 0.030469 | 0.030469 | 0 | 0 | 0.02111 | 0.02111 | 0.01414 | -0.014086 | 0.014149 | -0.014093 | -45.1423 | 134.8577 | 0.94756 | 0.9439 | -0.12428 | -0.12874
Line10_11_12 | 0 | 0 | 0 | 0 | 0 | 0 | 0 | 0 | 0 | 0 | 0 | 0 | 0.94756 | 0.94756 | -0.12428 | -0.12428
Line11_12_13 | 0 | 0 | 0 | 0 | 0 | 0 | 0 | 0 | 0 | 0 | 0 | 0 | 0.94756 | 0.94756 | -0.12428 | -0.12428
Line12_13_15 | 0 | 0 | 0 | 0 | 0 | 0 | 0 | 0 | 0 | 0 | 0 | 0 | 0.94756 | 0.94756 | -0.12428 | -0.12428
Line13_13_14 | 0 | 0 | 0 | 0 | 0 | 0 | 0 | 0 | 0 | 0 | 0 | 0 | 0.94756 | 0.94756 | -0.12428 | -0.12428
Line14_15_16 | 0 | 0 | 0 | 0 | 0 | 0 | 0 | 0 | 0 | 0 | 0 | 0 | 0.94756 | 0.94756 | -0.12428 | -0.12428
Line15_16_17 | 0 | 0 | 0 | 0 | 0 | 0 | 0 | 0 | 0 | 0 | 0 | 0 | 0.94756 | 0.94756 | -0.12428 | -0.12428
Line16_4_18 | 0 | 0 | 0 | 0 | 0 | 0 | 0 | 0 | 0 | 0 | 0 | 0 | 0.94756 | 0.94756 | -0.12428 | -0.12428
Line17_5_19 | 0 | 0 | 0 | 0 | 0 | 0 | 0 | 0 | 0 | 0 | 0 | 0 | 0.94756 | 0.94756 | -0.12428 | -0.12428
Line1_1_3 | 0 | 0 | 0 | 0 | 0 | 0 | 0 | 0 | 0 | 0 | 0 | 0 | 0.94756 | 0.94756 | -0.12428 | -0.12428
Line2_1_4 | 0 | 0 | 0 | 0 | 0 | 0 | 0 | 0 | 0 | 0 | 0 | 0 | 0.94756 | 0.94756 | -0.12428 | -0.12428
Line3_1_5 | 0 | 0 | 0 | 0 | 0 | 0 | 0 | 0 | 0 | 0 | 0 | 0 | 0.94756 | 0.94756 | -0.12428 | -0.12428
Line4_2_6 | 0.030469 | 0.030469 | 0 | 0 | 0.02111 | 0.02111 | 0.014086 | -0.014033 | 0.014093 | -0.014037 | -45.1423 | 134.8577 | 0.9439 | 0.94024 | -0.12874 | -0.13323
Line5_6_7 | 0.030469 | 0.030469 | 0 | 0 | 0.02111 | 0.02111 | 0.014033 | -0.013979 | 0.014037 | -0.013981 | -45.1423 | 134.8577 | 0.94024 | 0.93659 | -0.13323 | -0.13776
Line6_7_8 | 0.030469 | 0.030469 | 0 | 0.04831 | 0.02111 | 0.02111 | 0.013979 | -0.013926 | 0.013981 | -0.013926 | -45.1423 | 134.8577 | 0.93659 | 0.93293 | -0.13776 | -0.14233
Line7_8_9 | 0 | 0 | 0 | 0 | 0 | 0 | -1.7514e-10 | 0 | 2.4218e-11 | 0 | 0 | 0 | 0.93293 | 0.93293 | -0.14233 | -0.14233
Line8_8_10 | 0 | 0 | 0 | 0 | 0 | 0 | -1.7514e-10 | 0 | 2.4218e-11 | 0 | 0 | 0 | 0.93293 | 0.93293 | -0.14233 | -0.14233
Line9_3_11 | 0 | 0 | 0 | 0 | 0 | 0 | 0 | 0 | 0 | 0 | 0 | 0 | 0.94756 | 0.94756 | -0.12428 | -0.12428

## LLL_min_fault_10
name | pf_ikss_from_ka | pf_ikss_to_ka | pf_ip_from_ka | pf_ip_to_ka | pf_skss_from_mw | pf_skss_to_mw | pf_p_from_mw | pf_p_to_mw | pf_q_from_mvar | pf_q_to_mvar | pf_ikss_from_degree | pf_ikss_to_degree | pf_vm_from_pu | pf_vm_to_pu | pf_va_from_degree | pf_va_to_degree
Line0_1_2 | 0.028866 | 0.028866 | 0 | 0 | 0.019999 | 0.019999 | 0.01269 | -0.012642 | 0.012698 | -0.012648 | -45.1423 | 134.8577 | 0.89769 | 0.89422 | -0.12428 | -0.12874
Line10_11_12 | 0 | 0 | 0 | 0 | 0 | 0 | 0 | 0 | 0 | 0 | 0 | 0 | 0.89769 | 0.89769 | -0.12428 | -0.12428
Line11_12_13 | 0 | 0 | 0 | 0 | 0 | 0 | 0 | 0 | 0 | 0 | 0 | 0 | 0.89769 | 0.89769 | -0.12428 | -0.12428
Line12_13_15 | 0 | 0 | 0 | 0 | 0 | 0 | 0 | 0 | 0 | 0 | 0 | 0 | 0.89769 | 0.89769 | -0.12428 | -0.12428
Line13_13_14 | 0 | 0 | 0 | 0 | 0 | 0 | 0 | 0 | 0 | 0 | 0 | 0 | 0.89769 | 0.89769 | -0.12428 | -0.12428
Line14_15_16 | 0 | 0 | 0 | 0 | 0 | 0 | 0 | 0 | 0 | 0 | 0 | 0 | 0.89769 | 0.89769 | -0.12428 | -0.12428
Line15_16_17 | 0 | 0 | 0 | 0 | 0 | 0 | 0 | 0 | 0 | 0 | 0 | 0 | 0.89769 | 0.89769 | -0.12428 | -0.12428
Line16_4_18 | 0 | 0 | 0 | 0 | 0 | 0 | 0 | 0 | 0 | 0 | 0 | 0 | 0.89769 | 0.89769 | -0.12428 | -0.12428
Line17_5_19 | 0 | 0 | 0 | 0 | 0 | 0 | 0 | 0 | 0 | 0 | 0 | 0 | 0.89769 | 0.89769 | -0.12428 | -0.12428
Line1_1_3 | 0 | 0 | 0 | 0 | 0 | 0 | 0 | 0 | 0 | 0 | 0 | 0 | 0.89769 | 0.89769 | -0.12428 | -0.12428
Line2_1_4 | 0 | 0 | 0 | 0 | 0 | 0 | 0 | 0 | 0 | 0 | 0 | 0 | 0.89769 | 0.89769 | -0.12428 | -0.12428
Line3_1_5 | 0 | 0 | 0 | 0 | 0 | 0 | 0 | 0 | 0 | 0 | 0 | 0 | 0.89769 | 0.89769 | -0.12428 | -0.12428
Line4_2_6 | 0.028866 | 0.028866 | 0 | 0 | 0.019999 | 0.019999 | 0.012642 | -0.012594 | 0.012648 | -0.012598 | -45.1423 | 134.8577 | 0.89422 | 0.89076 | -0.12874 | -0.13323
Line5_6_7 | 0.028866 | 0.028866 | 0 | 0 | 0.019999 | 0.019999 | 0.012594 | -0.012546 | 0.012598 | -0.012548 | -45.1423 | 134.8577 | 0.89076 | 0.88729 | -0.13323 | -0.13776
Line6_7_8 | 0.028866 | 0.028866 | 0 | 0.045767 | 0.019999 | 0.019999 | 0.012546 | -0.012498 | 0.012548 | -0.012498 | -45.1423 | 134.8577 | 0.88729 | 0.88383 | -0.13776 | -0.14233
Line7_8_9 | 0 | 0 | 0 | 0 | 0 | 0 | -1.5719e-10 | 0 | 2.1736e-11 | 0 | 0 | 0 | 0.88383 | 0.88383 | -0.14233 | -0.14233
Line8_8_10 | 0 | 0 | 0 | 0 | 0 | 0 | -1.5719e-10 | 0 | 2.1736e-11 | 0 | 0 | 0 | 0.88383 | 0.88383 | -0.14233 | -0.14233
Line9_3_11 | 0 | 0 | 0 | 0 | 0 | 0 | 0 | 0 | 0 | 0 | 0 | 0 | 0.89769 | 0.89769 | -0.12428 | -0.12428

## LL_max_6
name | pf_ikss_a_from_ka | pf_ikss_b_from_ka | pf_ikss_c_from_ka | pf_ikss_a_to_ka | pf_ikss_b_to_ka | pf_ikss_c_to_ka | pf_skss_a_from_mw | pf_skss_b_from_mw | pf_skss_c_from_mw | pf_skss_a_to_mw | pf_skss_b_to_mw | pf_skss_c_to_mw | pf_p_a_from_mw | pf_p_b_from_mw | pf_p_c_from_mw | pf_p_a_to_mw | pf_p_b_to_mw | pf_p_c_to_mw | pf_q_a_from_mvar | pf_q_b_from_mvar | pf_q_c_from_mvar | pf_q_a_to_mvar | pf_q_b_to_mvar | pf_q_c_to_mvar | pf_ikss_a_from_degree | pf_ikss_b_from_degree | pf_ikss_c_from_degree | pf_ikss_a_to_degree | pf_ikss_b_to_degree | pf_ikss_c_to_degree | pf_vm_a_from_pu | pf_vm_b_from_pu | pf_vm_c_from_pu | pf_vm_a_to_pu | pf_vm_b_to_pu | pf_vm_c_to_pu | pf_va_a_from_degree | pf_va_b_from_degree | pf_va_c_from_degree | pf_va_a_to_degree | pf_va_b_to_degree | pf_va_c_to_degree
Line0_1_2 | 0 | 1.885 | 1.885 | 0 | 1.885 | 1.885 | 0 | 0.43533 | 0.43533 | 0 | 0.43533 | 0.43533 | 6.2172e-16 | 0.35387 | -0.069596 | -6.6058e-16 | -0.31833 | 0.10513 | -3.8858e-17 | 0.19822 | 0.37032 | 3.8858e-17 | -0.12715 | -0.29925 | 0 | -157.8829 | 22.1171 | 0 | 22.1171 | -157.8829 | 1.05 | 0.93171 | 0.86555 | 1.05 | 0.78742 | 0.7286 | -2.9422e-13 | -128.6271 | 122.7608 | -3.0503e-13 | -136.1092 | 131.4739
Line10_11_12 | 0 | 0 | 0 | 0 | 0 | 0 | 0 | 0 | 0 | 0 | 0 | 0 | 2.72e-16 | -2.1811e-09 | -3.489e-09 | -2.9143e-16 | 2.1811e-09 | 3.489e-09 | 1.36e-16 | 3.2284e-09 | -9.6307e-10 | -1.36e-16 | -3.2284e-09 | 9.6307e-10 | 0 | 0 | 0 | 0 | 0 | 0 | 1.05 | 0.93171 | 0.86555 | 1.05 | 0.93171 | 0.86555 | -3.0586e-13 | -128.6271 | 122.7608 | -3.1064e-13 | -128.6271 | 122.7608
Line11_12_13 | 0 | 0 | 0 | 0 | 0 | 0 | 0 | 0 | 0 | 0 | 0 | 0 | 2.9143e-16 | -1.8176e-09 | -2.9075e-09 | -2.9143e-16 | 1.8176e-09 | 2.9075e-09 | 9.7145e-17 | 2.6904e-09 | -8.0256e-10 | -9.7145e-17 | -2.6904e-09 | 8.0256e-10 | 0 | 0 | 0 | 0 | 0 | 0 | 1.05 | 0.93171 | 0.86555 | 1.05 | 0.93171 | 0.86555 | -3.1064e-13 | -128.6271 | 122.7608 | -3.1561e-13 | -128.6271 | 122.7608
Line12_13_15 | 0 | 0 | 0 | 0 | 0 | 0 | 0 | 0 | 0 | 0 | 0 | 0 | 1.36e-16 | -1.0906e-09 | -1.7445e-09 | -1.5543e-16 | 1.0906e-09 | 1.7445e-09 | 3.8858e-17 | 1.6142e-09 | -4.8153e-10 | -5.8287e-17 | -1.6142e-09 | 4.8153e-10 | 0 | 0 | 0 | 0 | 0 | 0 | 1.05 | 0.93171 | 0.86555 | 1.05 | 0.93171 | 0.86555 | -3.1561e-13 | -128.6271 | 122.7608 | -3.1773e-13 | -128.6271 | 122.7608
Line13_13_14 | 0 | 0 | 0 | 0 | 0 | 0 | 0 | 0 | 0 | 0 | 0 | 0 | 5.8287e-17 | -3.6352e-10 | -5.8151e-10 | -3.8858e-17 | 3.6352e-10 | 5.8151e-10 | 9.7145e-17 | 5.3807e-10 | -1.6051e-10 | -1.1657e-16 | -5.3807e-10 | 1.6051e-10 | 0 | 0 | 0 | 0 | 0 | 0 | 1.05 | 0.93171 | 0.86555 | 1.05 | 0.93171 | 0.86555 | -3.1561e-13 | -128.6271 | 122.7608 | -3.1604e-13 | -128.6271 | 122.7608
Line14_15_16 | 0 | 0 | 0 | 0 | 0 | 0 | 0 | 0 | 0 | 0 | 0 | 0 | 9.7145e-17 | -7.2704e-10 | -1.163e-09 | -7.7716e-17 | 7.2704e-10 | 1.163e-09 | -5.3871e-31 | 1.0761e-09 | -3.2102e-10 | 4.3241e-31 | -1.0761e-09 | 3.2102e-10 | 0 | 0 | 0 | 0 | 0 | 0 | 1.05 | 0.93171 | 0.86555 | 1.05 | 0.93171 | 0.86555 | -3.1773e-13 | -128.6271 | 122.7608 | -3.188e-13 | -128.6271 | 122.7608
Line15_16_17 | 0 | 0 | 0 | 0 | 0 | 0 | 0 | 0 | 0 | 0 | 0 | 0 | -5.8287e-17 | -3.6352e-10 | -5.8151e-10 | 5.8287e-17 | 3.6352e-10 | 5.8151e-10 | -3.8858e-17 | 5.3807e-10 | -1.6051e-10 | 1.9429e-17 | -5.3807e-10 | 1.6051e-10 | 0 | 0 | 0 | 0 | 0 | 0 | 1.05 | 0.93171 | 0.86555 | 1.05 | 0.93171 | 0.86555 | -3.188e-13 | -128.6271 | 122.7608 | -3.1915e-13 | -128.6271 | 122.7608
Line16_4_18 | 0 | 0 | 0 | 0 | 0 | 0 | 0 | 0 | 0 | 0 | 0 | 0 | 1.9429e-17 | -3.6352e-10 | -5.8151e-10 | 0 | 3.6352e-10 | 5.8151e-10 | -1.9429e-17 | 5.3807e-10 | -1.6051e-10 | 0 | -5.3807e-10 | 1.6051e-10 | 0 | 0 | 0 | 0 | 0 | 0 | 1.05 | 0.93171 | 0.86555 | 1.05 | 0.93171 | 0.86555 | -2.9661e-13 | -128.6271 | 122.7608 | -2.9696e-13 | -128.6271 | 122.7608
Line17_5_19 | 0 | 0 | 0 | 0 | 0 | 0 | 0 | 0 | 0 | 0 | 0 | 0 | 1.9429e-17 | -3.6352e-10 | -5.8151e-10 | -5.037e-31 | 3.6352e-10 | 5.8151e-10 | 9.7145e-17 | 5.3807e-10 | -1.6051e-10 | -9.7145e-17 | -5.3807e-10 | 1.6051e-10 | 0 | 0 | 0 | 0 | 0 | 0 | 1.05 | 0.93171 | 0.86555 | 1.05 | 0.93171 | 0.86555 | -2.9605e-13 | -128.6271 | 122.7608 | -2.9708e-13 | -128.6271 | 122.7608
Line1_1_3 | 0 | 0 | 0 | 0 | 0 | 0 | 0 | 0 | 0 | 0 | 0 | 0 | 4.0801e-16 | -2.9082e-09 | -4.6521e-09 | -4.0801e-16 | 2.9082e-09 | 4.6521e-09 | 2.3315e-16 | 4.3046e-09 | -1.2841e-09 | -2.3315e-16 | -4.3046e-09 | 1.2841e-09 | 0 | 0 | 0 | 0 | 0 | 0 | 1.05 | 0.93171 | 0.86555 | 1.05 | 0.93171 | 0.86555 | -2.9422e-13 | -128.6271 | 122.7608 | -3.0073e-13 | -128.6271 | 122.7608
Line2_1_4 | 0 | 0 | 0 | 0 | 0 | 0 | 0 | 0 | 0 | 0 | 0 | 0 | 9.7145e-17 | -7.2704e-10 | -1.163e-09 | -1.1657e-16 | 7.2704e-10 | 1.163e-09 | 1.5543e-16 | 1.0761e-09 | -3.2102e-10 | -1.5543e-16 | -1.0761e-09 | 3.2102e-10 | 0 | 0 | 0 | 0 | 0 | 0 | 1.05 | 0.93171 | 0.86555 | 1.05 | 0.93171 | 0.86555 | -2.9422e-13 | -128.6271 | 122.7608 | -2.9661e-13 | -128.6271 | 122.7608
Line3_1_5 | 0 | 0 | 0 | 0 | 0 | 0 | 0 | 0 | 0 | 0 | 0 | 0 | 3.8858e-17 | -7.2704e-10 | -1.163e-09 | -5.8287e-17 | 7.2704e-10 | 1.163e-09 | 1.36e-16 | 1.0761e-09 | -3.2102e-10 | -1.36e-16 | -1.0761e-09 | 3.2102e-10 | 0 | 0 | 0 | 0 | 0 | 0 | 1.05 | 0.93171 | 0.86555 | 1.05 | 0.93171 | 0.86555 | -2.9422e-13 | -128.6271 | 122.7608 | -2.9605e-13 | -128.6271 | 122.7608
Line4_2_6 | 0 | 1.885 | 1.885 | 0 | 1.885 | 1.885 | 0 | 0.43533 | 0.43533 | 0 | 0.43533 | 0.43533 | 5.4401e-16 | 0.31833 | -0.10513 | -5.4401e-16 | -0.2828 | 0.14066 | -7.7716e-17 | 0.12715 | 0.29925 | 1.1657e-16 | -0.056087 | -0.22819 | 0 | -157.8829 | 22.1171 | 0 | 22.1171 | -157.8829 | 1.05 | 0.78742 | 0.7286 | 1.05 | 0.66227 | 0.61575 | -3.0503e-13 | -136.1092 | 131.4739 | -3.1385e-13 | -146.6652 | 143.7688
Line5_6_7 | 0 | 1.885 | 1.885 | 0 | 1.885 | 1.885 | 0 | 0.43533 | 0.43533 | 0 | 0.43533 | 0.43533 | 2.3315e-16 | 0.2828 | -0.14066 | -2.3315e-16 | -0.24727 | 0.1762 | -3.8858e-17 | 0.056087 | 0.22819 | 1.3014e-30 | 0.014981 | -0.15712 | 0 | -157.8829 | 22.1171 | 0 | 22.1171 | -157.8829 | 1.05 | 0.66227 | 0.61575 | 1.05 | 0.56903 | 0.54229 | -3.1385e-13 | -146.6652 | 143.7688 | -3.1982e-13 | -161.35 | 160.3935
Line6_7_8 | 0 | 1.885 | 1.885 | 0 | 1.885 | 1.885 | 0 | 0.43533 | 0.43533 | 0 | 0.43533 | 0.43533 | 4.6629e-16 | 0.24727 | -0.1762 | -3.8858e-16 | -0.21173 | 0.21173 | -2.72e-16 | -0.014981 | 0.15712 | 2.3315e-16 | 0.086049 | -0.086049 | 0 | -157.8829 | 22.1171 | 0 | 22.1171 | -157.8829 | 1.05 | 0.56903 | 0.54229 | 1.05 | 0.525 | 0.525 | -3.1982e-13 | -161.35 | 160.3935 | -3.2017e-13 | 180 | -180
Line7_8_9 | 0 | 0 | 0 | 0 | 0 | 0 | 0 | 0 | 0 | 0 | 0 | 0 | -7.7716e-17 | 5.0515e-16 | 6.8852e-23 | 1.5543e-16 | -3.0878e-16 | -1.5335e-16 | 4.3427e-31 | 1.7505e-09 | -1.7505e-09 | -8.7722e-31 | -1.7505e-09 | 1.7505e-09 | 0 | 0 | 0 | 0 | 0 | 0 | 1.05 | 0.525 | 0.525 | 1.05 | 0.525 | 0.525 | -3.2017e-13 | 180 | -180 | -3.2336e-13 | -180 | 180
Line8_8_10 | 0 | 0 | 0 | 0 | 0 | 0 | 0 | 0 | 0 | 0 | 0 | 0 | -1.5543e-16 | 2.3315e-16 | 6.8852e-23 | 1.5543e-16 | 1.1866e-16 | -1.5335e-16 | -7.7716e-17 | 1.7505e-09 | -1.7505e-09 | 3.8858e-17 | -1.7505e-09 | 1.7505e-09 | 0 | 0 | 0 | 0 | 0 | 0 | 1.05 | 0.525 | 0.525 | 1.05 | 0.525 | 0.525 | -3.2017e-13 | 180 | -180 | -3.2022e-13 | -180 | 180
Line9_3_11 | 0 | 0 | 0 | 0 | 0 | 0 | 0 | 0 | 0 | 0 | 0 | 0 | 3.4972e-16 | -2.5447e-09 | -4.0705e-09 | -3.8858e-16 | 2.5447e-09 | 4.0705e-09 | 1.5543e-16 | 3.7665e-09 | -1.1236e-09 | -1.9429e-16 | -3.7665e-09 | 1.1236e-09 | 0 | 0 | 0 | 0 | 0 | 0 | 1.05 | 0.93171 | 0.86555 | 1.05 | 0.93171 | 0.86555 | -3.0073e-13 | -128.6271 | 122.7608 | -3.0586e-13 | -128.6271 | 122.7608

## LL_max_10
name | pf_ikss_a_from_ka | pf_ikss_b_from_ka | pf_ikss_c_from_ka | pf_ikss_a_to_ka | pf_ikss_b_to_ka | pf_ikss_c_to_ka | pf_skss_a_from_mw | pf_skss_b_from_mw | pf_skss_c_from_mw | pf_skss_a_to_mw | pf_skss_b_to_mw | pf_skss_c_to_mw | pf_p_a_from_mw | pf_p_b_from_mw | pf_p_c_from_mw | pf_p_a_to_mw | pf_p_b_to_mw | pf_p_c_to_mw | pf_q_a_from_mvar | pf_q_b_from_mvar | pf_q_c_from_mvar | pf_q_a_to_mvar | pf_q_b_to_mvar | pf_q_c_to_mvar | pf_ikss_a_from_degree | pf_ikss_b_from_degree | pf_ikss_c_from_degree | pf_ikss_a_to_degree | pf_ikss_b_to_degree | pf_ikss_c_to_degree | pf_vm_a_from_pu | pf_vm_b_from_pu | pf_vm_c_from_pu | pf_vm_a_to_pu | pf_vm_b_to_pu | pf_vm_c_to_pu | pf_va_a_from_degree | pf_va_b_from_degree | pf_va_c_from_degree | pf_va_a_to_degree | pf_va_b_to_degree | pf_va_c_to_degree
Line0_1_2 | 0 | 1.9564 | 1.9564 | 0 | 1.9564 | 1.9564 | 0 | 0.4518 | 0.4518 | 0 | 0.4518 | 0.4518 | 8.5487e-16 | 0.38357 | -0.077384 | -8.5487e-16 | -0.3453 | 0.11566 | -1.8556e-29 | 0.2133 | 0.39907 | 1.8692e-29 | -0.13675 | -0.32252 | 0 | -158.05 | 21.95 | 0 | 21.95 | -158.05 | 1.1 | 0.97142 | 0.89974 | 1.1 | 0.82203 | 0.75838 | -1.2437e-12 | -128.9719 | 122.9242 | -1.2528e-12 | -136.444 | 131.678
Line10_11_12 | 0 | 0 | 0 | 0 | 0 | 0 | 0 | 0 | 0 | 0 | 0 | 0 | 2.646e-16 | -2.4603e-09 | -3.9356e-09 | -2.8496e-16 | 2.4603e-09 | 3.9356e-09 | 2.646e-16 | 3.6661e-09 | -1.1108e-09 | -2.8496e-16 | -3.6661e-09 | 1.1108e-09 | 0 | 0 | 0 | 0 | 0 | 0 | 1.1 | 0.97142 | 0.89974 | 1.1 | 0.97142 | 0.89974 | -1.2523e-12 | -128.9719 | 122.9242 | -1.2559e-12 | -128.9719 | 122.9242
Line11_12_13 | 0 | 0 | 0 | 0 | 0 | 0 | 0 | 0 | 0 | 0 | 0 | 0 | 2.2389e-16 | -2.0502e-09 | -3.2797e-09 | -2.2389e-16 | 2.0502e-09 | 3.2797e-09 | 2.4425e-16 | 3.0551e-09 | -9.2564e-10 | -2.4425e-16 | -3.0551e-09 | 9.2564e-10 | 0 | 0 | 0 | 0 | 0 | 0 | 1.1 | 0.97142 | 0.89974 | 1.1 | 0.97142 | 0.89974 | -1.2559e-12 | -128.9719 | 122.9242 | -1.2597e-12 | -128.9719 | 122.9242
Line12_13_15 | 0 | 0 | 0 | 0 | 0 | 0 | 0 | 0 | 0 | 0 | 0 | 0 | 1.4248e-16 | -1.2301e-09 | -1.9678e-09 | -1.2212e-16 | 1.2301e-09 | 1.9678e-09 | 6.1062e-17 | 1.8331e-09 | -5.5539e-10 | -6.1062e-17 | -1.8331e-09 | 5.5539e-10 | 0 | 0 | 0 | 0 | 0 | 0 | 1.1 | 0.97142 | 0.89974 | 1.1 | 0.97142 | 0.89974 | -1.2597e-12 | -128.9719 | 122.9242 | -1.2619e-12 | -128.9719 | 122.9242
Line13_13_14 | 0 | 0 | 0 | 0 | 0 | 0 | 0 | 0 | 0 | 0 | 0 | 0 | -4.0708e-17 | -4.1005e-10 | -6.5593e-10 | 4.0708e-17 | 4.1005e-10 | 6.5593e-10 | 2.2389e-16 | 6.1102e-10 | -1.8513e-10 | -2.0354e-16 | -6.1102e-10 | 1.8513e-10 | 0 | 0 | 0 | 0 | 0 | 0 | 1.1 | 0.97142 | 0.89974 | 1.1 | 0.97142 | 0.89974 | -1.2597e-12 | -128.9719 | 122.9242 | -1.2604e-12 | -128.9719 | 122.9242
Line14_15_16 | 0 | 0 | 0 | 0 | 0 | 0 | 0 | 0 | 0 | 0 | 0 | 0 | 8.1416e-17 | -8.2009e-10 | -1.3119e-09 | -1.0177e-16 | 8.2009e-10 | 1.3119e-09 | 2.0354e-17 | 1.222e-09 | -3.7026e-10 | -4.0708e-17 | -1.222e-09 | 3.7026e-10 | 0 | 0 | 0 | 0 | 0 | 0 | 1.1 | 0.97142 | 0.89974 | 1.1 | 0.97142 | 0.89974 | -1.2619e-12 | -128.9719 | 122.9242 | -1.263e-12 | -128.9719 | 122.9242
Line15_16_17 | 0 | 0 | 0 | 0 | 0 | 0 | 0 | 0 | 0 | 0 | 0 | 0 | 6.1062e-17 | -4.1005e-10 | -6.5593e-10 | -4.0708e-17 | 4.1005e-10 | 6.5593e-10 | -4.0708e-17 | 6.1102e-10 | -1.8513e-10 | 8.1416e-17 | -6.1102e-10 | 1.8513e-10 | 0 | 0 | 0 | 0 | 0 | 0 | 1.1 | 0.97142 | 0.89974 | 1.1 | 0.97142 | 0.89974 | -1.263e-12 | -128.9719 | 122.9242 | -1.2634e-12 | -128.9719 | 122.9242
Line16_4_18 | 0 | 0 | 0 | 0 | 0 | 0 | 0 | 0 | 0 | 0 | 0 | 0 | 2.0354e-17 | -4.1005e-10 | -6.5593e-10 | -4.0708e-17 | 4.1005e-10 | 6.5593e-10 | -2.0354e-17 | 6.1102e-10 | -1.8513e-10 | 2.0354e-17 | -6.1102e-10 | 1.8513e-10 | 0 | 0 | 0 | 0 | 0 | 0 | 1.1 | 0.97142 | 0.89974 | 1.1 | 0.97142 | 0.89974 | -1.2445e-12 | -128.9719 | 122.9242 | -1.2449e-12 | -128.9719 | 122.9242
Line17_5_19 | 0 | 0 | 0 | 0 | 0 | 0 | 0 | 0 | 0 | 0 | 0 | 0 | -1.4248e-16 | -4.1005e-10 | -6.5593e-10 | 1.2212e-16 | 4.1005e-10 | 6.5593e-10 | 2.2389e-16 | 6.1102e-10 | -1.8513e-10 | -2.646e-16 | -6.1102e-10 | 1.8513e-10 | 0 | 0 | 0 | 0 | 0 | 0 | 1.1 | 0.97142 | 0.89974 | 1.1 | 0.97142 | 0.89974 | -1.2444e-12 | -128.9719 | 122.9242 | -1.2437e-12 | -128.9719 | 122.9242
Line1_1_3 | 0 | 0 | 0 | 0 | 0 | 0 | 0 | 0 | 0 | 0 | 0 | 0 | 4.0708e-16 | -3.2804e-09 | -5.2475e-09 | -3.6637e-16 | 3.2804e-09 | 5.2475e-09 | 3.2567e-16 | 4.8882e-09 | -1.481e-09 | -3.0531e-16 | -4.8882e-09 | 1.481e-09 | 0 | 0 | 0 | 0 | 0 | 0 | 1.1 | 0.97142 | 0.89974 | 1.1 | 0.97142 | 0.89974 | -1.2437e-12 | -128.9719 | 122.9242 | -1.2484e-12 | -128.9719 | 122.9242
Line2_1_4 | 0 | 0 | 0 | 0 | 0 | 0 | 0 | 0 | 0 | 0 | 0 | 0 | 6.1062e-17 | -8.2009e-10 | -1.3119e-09 | -2.0354e-17 | 8.2009e-10 | 1.3119e-09 | 2.646e-16 | 1.222e-09 | -3.7026e-10 | -2.4425e-16 | -1.222e-09 | 3.7026e-10 | 0 | 0 | 0 | 0 | 0 | 0 | 1.1 | 0.97142 | 0.89974 | 1.1 | 0.97142 | 0.89974 | -1.2437e-12 | -128.9719 | 122.9242 | -1.2445e-12 | -128.9719 | 122.9242
Line3_1_5 | 0 | 0 | 0 | 0 | 0 | 0 | 0 | 0 | 0 | 0 | 0 | 0 | -2.0354e-17 | -8.2009e-10 | -1.3119e-09 | 6.1062e-17 | 8.2009e-10 | 1.3119e-09 | 2.4425e-16 | 1.222e-09 | -3.7026e-10 | -2.4425e-16 | -1.222e-09 | 3.7026e-10 | 0 | 0 | 0 | 0 | 0 | 0 | 1.1 | 0.97142 | 0.89974 | 1.1 | 0.97142 | 0.89974 | -1.2437e-12 | -128.9719 | 122.9242 | -1.2444e-12 | -128.9719 | 122.9242
Line4_2_6 | 0 | 1.9564 | 1.9564 | 0 | 1.9564 | 1.9564 | 0 | 0.4518 | 0.4518 | 0 | 0.4518 | 0.4518 | 7.3275e-16 | 0.3453 | -0.11566 | -6.5133e-16 | -0.30702 | 0.15393 | 4.0708e-17 | 0.13675 | 0.32252 | -8.1416e-17 | -0.060208 | -0.24598 | 0 | -158.05 | 21.95 | 0 | 21.95 | -158.05 | 1.1 | 0.82203 | 0.75838 | 1.1 | 0.6925 | 0.64226 | -1.2528e-12 | -136.444 | 131.678 | -1.2602e-12 | -146.955 | 143.988
Line5_6_7 | 0 | 1.9564 | 1.9564 | 0 | 1.9564 | 1.9564 | 0 | 0.4518 | 0.4518 | 0 | 0.4518 | 0.4518 | 3.2567e-16 | 0.30702 | -0.15393 | -1.6283e-16 | -0.26875 | 0.1922 | 8.1416e-17 | 0.060208 | 0.24598 | -8.1416e-17 | 0.016339 | -0.16943 | 0 | -158.05 | 21.95 | 0 | 21.95 | -158.05 | 1.1 | 0.6925 | 0.64226 | 1.1 | 0.59594 | 0.56711 | -1.2602e-12 | -146.955 | 143.988 | -1.2666e-12 | -161.529 | 160.5532
Line6_7_8 | 0 | 1.9564 | 1.9564 | 0 | 1.9564 | 1.9564 | 0 | 0.4518 | 0.4518 | 0 | 0.4518 | 0.4518 | 3.2567e-16 | 0.26875 | -0.1922 | -3.2567e-16 | -0.23048 | 0.23048 | -2.4425e-16 | -0.016339 | 0.16943 | 2.4425e-16 | 0.092885 | -0.092885 | 0 | -158.05 | 21.95 | 0 | 21.95 | -158.05 | 1.1 | 0.59594 | 0.56711 | 1.1 | 0.55 | 0.55 | -1.2666e-12 | -161.529 | 160.5532 | -1.2703e-12 | -180 | -180
Line7_8_9 | 0 | 0 | 0 | 0 | 0 | 0 | 0 | 0 | 0 | 0 | 0 | 0 | 3.2567e-16 | 2.4425e-16 | -3.2567e-16 | -3.2567e-16 | -1.6055e-16 | 2.2876e-18 | -8.1416e-17 | 1.9211e-09 | -1.9211e-09 | 8.1416e-17 | -1.9211e-09 | 1.9211e-09 | 0 | 0 | 0 | 0 | 0 | 0 | 1.1 | 0.55 | 0.55 | 1.1 | 0.55 | 0.55 | -1.2703e-12 | -180 | -180 | -1.2735e-12 | -180 | 180
Line8_8_10 | 0 | 0 | 0 | 0 | 0 | 0 | 0 | 0 | 0 | 0 | 0 | 0 | -1.8051e-30 | 8.1416e-16 | -6.5133e-16 | 3.6167e-30 | -7.3046e-16 | 2.2876e-18 | -8.1416e-17 | 1.9211e-09 | -1.9211e-09 | 1.6283e-16 | -1.9211e-09 | 1.9211e-09 | 0 | 0 | 0 | 0 | 0 | 0 | 1.1 | 0.55 | 0.55 | 1.1 | 0.55 | 0.55 | -1.2703e-12 | -180 | -180 | -1.2726e-12 | -180 | 180
Line9_3_11 | 0 | 0 | 0 | 0 | 0 | 0 | 0 | 0 | 0 | 0 | 0 | 0 | 3.4602e-16 | -2.8703e-09 | -4.5915e-09 | -3.4602e-16 | 2.8703e-09 | 4.5915e-09 | 3.2567e-16 | 4.2771e-09 | -1.2959e-09 | -3.4602e-16 | -4.2771e-09 | 1.2959e-09 | 0 | 0 | 0 | 0 | 0 | 0 | 1.1 | 0.97142 | 0.89974 | 1.1 | 0.97142 | 0.89974 | -1.2484e-12 | -128.9719 | 122.9242 | -1.2523e-12 | -128.9719 | 122.9242

## LL_max_fault_6
name | pf_ikss_a_from_ka | pf_ikss_b_from_ka | pf_ikss_c_from_ka | pf_ikss_a_to_ka | pf_ikss_b_to_ka | pf_ikss_c_to_ka | pf_skss_a_from_mw | pf_skss_b_from_mw | pf_skss_c_from_mw | pf_skss_a_to_mw | pf_skss_b_to_mw | pf_skss_c_to_mw | pf_p_a_from_mw | pf_p_b_from_mw | pf_p_c_from_mw | pf_p_a_to_mw | pf_p_b_to_mw | pf_p_c_to_mw | pf_q_a_from_mvar | pf_q_b_from_mvar | pf_q_c_from_mvar | pf_q_a_to_mvar | pf_q_b_to_mvar | pf_q_c_to_mvar | pf_ikss_a_from_degree | pf_ikss_b_from_degree | pf_ikss_c_from_degree | pf_ikss_a_to_degree | pf_ikss_b_to_degree | pf_ikss_c_to_degree | pf_vm_a_from_pu | pf_vm_b_from_pu | pf_vm_c_from_pu | pf_vm_a_to_pu | pf_vm_b_to_pu | pf_vm_c_to_pu | pf_va_a_from_degree | pf_va_b_from_degree | pf_va_c_from_degree | pf_va_a_to_degree | pf_va_b_to_degree | pf_va_c_to_degree
Line0_1_2 | 0 | 0.057717 | 0.057717 | 0 | 0.057717 | 0.057717 | 0 | 0.013329 | 0.013329 | 0 | 0.013329 | 0.013329 | 2.4893e-17 | 0.013468 | 0.0034547 | -2.3679e-17 | -0.013435 | -0.0034214 | 6.0715e-18 | 0.0037057 | 0.013484 | -6.0715e-18 | -0.0036391 | -0.013417 | 0 | -135.6822 | 44.3178 | 0 | 44.3178 | -135.6822 | 1.05 | 1.048 | 1.0443 | 1.05 | 1.0443 | 1.0388 | 2.4041e-14 | -120.2981 | 119.9471 | 2.3625e-14 | -120.5262 | 120.0122
Line10_11_12 | 0 | 0 | 0 | 0 | 0 | 0 | 0 | 0 | 0 | 0 | 0 | 0 | 1.0625e-17 | -4.627e-11 | -1.3184e-10 | -1.0625e-17 | 4.627e-11 | 1.3184e-10 | 1.2143e-18 | 1.2595e-10 | 2.226e-11 | -1.2143e-18 | -1.2595e-10 | -2.226e-11 | 0 | 0 | 0 | 0 | 0 | 0 | 1.05 | 1.048 | 1.0443 | 1.05 | 1.048 | 1.0443 | 2.3625e-14 | -120.2981 | 119.9471 | 2.3438e-14 | -120.2981 | 119.9471
Line11_12_13 | 0 | 0 | 0 | 0 | 0 | 0 | 0 | 0 | 0 | 0 | 0 | 0 | 9.4109e-18 | -3.8558e-11 | -1.0987e-10 | -9.4109e-18 | 3.8558e-11 | 1.0987e-10 | -1.8215e-18 | 1.0496e-10 | 1.855e-11 | 1.8215e-18 | -1.0496e-10 | -1.855e-11 | 0 | 0 | 0 | 0 | 0 | 0 | 1.05 | 1.048 | 1.0443 | 1.05 | 1.048 | 1.0443 | 2.3438e-14 | -120.2981 | 119.9471 | 2.3233e-14 | -120.2981 | 119.9471
Line12_13_15 | 0 | 0 | 0 | 0 | 0 | 0 | 0 | 0 | 0 | 0 | 0 | 0 | 4.5536e-18 | -2.3135e-11 | -6.592e-11 | -4.5536e-18 | 2.3135e-11 | 6.592e-11 | 1.8215e-18 | 6.2976e-11 | 1.113e-11 | -1.2143e-18 | -6.2976e-11 | -1.113e-11 | 0 | 0 | 0 | 0 | 0 | 0 | 1.05 | 1.048 | 1.0443 | 1.05 | 1.048 | 1.0443 | 2.3233e-14 | -120.2981 | 119.9471 | 2.3173e-14 | -120.2981 | 119.9471
Line13_13_14 | 0 | 0 | 0 | 0 | 0 | 0 | 0 | 0 | 0 | 0 | 0 | 0 | 2.7322e-18 | -7.7116e-12 | -2.1973e-11 | -2.7322e-18 | 7.7116e-12 | 2.1973e-11 | -6.0715e-19 | 2.0992e-11 | 3.71e-12 | 6.0715e-19 | -2.0992e-11 | -3.71e-12 | 0 | 0 | 0 | 0 | 0 | 0 | 1.05 | 1.048 | 1.0443 | 1.05 | 1.048 | 1.0443 | 2.3233e-14 | -120.2981 | 119.9471 | 2.3193e-14 | -120.2981 | 119.9471
Line14_15_16 | 0 | 0 | 0 | 0 | 0 | 0 | 0 | 0 | 0 | 0 | 0 | 0 | 2.125e-18 | -1.5423e-11 | -4.3946e-11 | -3.3393e-18 | 1.5423e-11 | 4.3946e-11 | 6.0715e-19 | 4.1984e-11 | 7.42e-12 | -1.3489e-33 | -4.1984e-11 | -7.42e-12 | 0 | 0 | 0 | 0 | 0 | 0 | 1.05 | 1.048 | 1.0443 | 1.05 | 1.048 | 1.0443 | 2.3173e-14 | -120.2981 | 119.9471 | 2.3144e-14 | -120.2981 | 119.9471
Line15_16_17 | 0 | 0 | 0 | 0 | 0 | 0 | 0 | 0 | 0 | 0 | 0 | 0 | -2.4526e-34 | -7.7116e-12 | -2.1973e-11 | 2.4506e-34 | 7.7116e-12 | 2.1973e-11 | 6.0715e-19 | 2.0992e-11 | 3.71e-12 | -6.0715e-19 | -2.0992e-11 | -3.71e-12 | 0 | 0 | 0 | 0 | 0 | 0 | 1.05 | 1.048 | 1.0443 | 1.05 | 1.048 | 1.0443 | 2.3144e-14 | -120.2981 | 119.9471 | 2.3126e-14 | -120.2981 | 119.9471
Line16_4_18 | 0 | 0 | 0 | 0 | 0 | 0 | 0 | 0 | 0 | 0 | 0 | 0 | -9.1073e-19 | -7.7116e-12 | -2.1973e-11 | 9.1073e-19 | 7.7116e-12 | 2.1973e-11 | 6.0715e-19 | 2.0992e-11 | 3.71e-12 | -6.0715e-19 | -2.0992e-11 | -3.71e-12 | 0 | 0 | 0 | 0 | 0 | 0 | 1.05 | 1.048 | 1.0443 | 1.05 | 1.048 | 1.0443 | 2.3931e-14 | -120.2981 | 119.9471 | 2.3912e-14 | -120.2981 | 119.9471
Line17_5_19 | 0 | 0 | 0 | 0 | 0 | 0 | 0 | 0 | 0 | 0 | 0 | 0 | 2.125e-18 | -7.7116e-12 | -2.1973e-11 | -2.125e-18 | 7.7116e-12 | 2.1973e-11 | -6.0715e-19 | 2.0992e-11 | 3.71e-12 | 1.2143e-18 | -2.0992e-11 | -3.71e-12 | 0 | 0 | 0 | 0 | 0 | 0 | 1.05 | 1.048 | 1.0443 | 1.05 | 1.048 | 1.0443 | 2.3943e-14 | -120.2981 | 119.9471 | 2.3874e-14 | -120.2981 | 119.9471
Line1_1_3 | 0 | 0 | 0 | 0 | 0 | 0 | 0 | 0 | 0 | 0 | 0 | 0 | 1.3357e-17 | -6.1693e-11 | -1.7579e-10 | -1.3357e-17 | 6.1693e-11 | 1.7579e-10 | 6.6787e-18 | 1.6794e-10 | 2.968e-11 | -6.0715e-18 | -1.6794e-10 | -2.968e-11 | 0 | 0 | 0 | 0 | 0 | 0 | 1.05 | 1.048 | 1.0443 | 1.05 | 1.048 | 1.0443 | 2.4041e-14 | -120.2981 | 119.9471 | 2.3815e-14 | -120.2981 | 119.9471
Line2_1_4 | 0 | 0 | 0 | 0 | 0 | 0 | 0 | 0 | 0 | 0 | 0 | 0 | 6.0715e-18 | -1.5423e-11 | -4.3946e-11 | -6.0715e-18 | 1.5423e-11 | 4.3946e-11 | 6.0715e-19 | 4.1984e-11 | 7.42e-12 | -6.0715e-19 | -4.1984e-11 | -7.42e-12 | 0 | 0 | 0 | 0 | 0 | 0 | 1.05 | 1.048 | 1.0443 | 1.05 | 1.048 | 1.0443 | 2.4041e-14 | -120.2981 | 119.9471 | 2.3931e-14 | -120.2981 | 119.9471
Line3_1_5 | 0 | 0 | 0 | 0 | 0 | 0 | 0 | 0 | 0 | 0 | 0 | 0 | 4.2501e-18 | -1.5423e-11 | -4.3946e-11 | -4.2501e-18 | 1.5423e-11 | 4.3946e-11 | 1.7833e-33 | 4.1984e-11 | 7.42e-12 | -1.7761e-33 | -4.1984e-11 | -7.4199e-12 | 0 | 0 | 0 | 0 | 0 | 0 | 1.05 | 1.048 | 1.0443 | 1.05 | 1.048 | 1.0443 | 2.4041e-14 | -120.2981 | 119.9471 | 2.3943e-14 | -120.2981 | 119.9471
Line4_2_6 | 0 | 0.057717 | 0.057717 | 0 | 0.057717 | 0.057717 | 0 | 0.013329 | 0.013329 | 0 | 0.013329 | 0.013329 | 2.0643e-17 | 0.013435 | 0.0034214 | -2.0643e-17 | -0.013402 | -0.003388 | 4.8572e-18 | 0.0036391 | 0.013417 | -4.8572e-18 | -0.0035725 | -0.01335 | 0 | -135.6822 | 44.3178 | 0 | 44.3178 | -135.6822 | 1.05 | 1.0443 | 1.0388 | 1.05 | 1.0405 | 1.0333 | 2.3625e-14 | -120.5262 | 120.0122 | 2.3233e-14 | -120.7558 | 120.078
Line5_6_7 | 0 | 0.057717 | 0.057717 | 0 | 0.057717 | 0.057717 | 0 | 0.013329 | 0.013329 | 0 | 0.013329 | 0.013329 | 1.4572e-17 | 0.013402 | 0.003388 | -1.2143e-17 | -0.013368 | -0.0033547 | -2.4286e-18 | 0.0035725 | 0.01335 | -4.8542e-33 | -0.0035059 | -0.013284 | 0 | -135.6822 | 44.3178 | 0 | 44.3178 | -135.6822 | 1.05 | 1.0405 | 1.0333 | 1.05 | 1.0368 | 1.0279 | 2.3233e-14 | -120.7558 | 120.078 | 2.2904e-14 | -120.9872 | 120.1445
Line6_7_8 | 0 | 0.057717 | 0.057717 | 0 | 0.057717 | 0.057717 | 0 | 0.013329 | 0.013329 | 0 | 0.013329 | 0.013329 | 4.8572e-18 | 0.013368 | 0.0033547 | -4.8572e-18 | -0.013335 | -0.0033214 | -2.4286e-18 | 0.0035059 | 0.013284 | 7.2858e-18 | -0.0034392 | -0.013217 | 0 | -135.6822 | 44.3178 | 0 | 44.3178 | -135.6822 | 1.05 | 1.0368 | 1.0279 | 1.05 | 1.0332 | 1.0224 | 2.2904e-14 | -120.9872 | 120.1445 | 2.2788e-14 | -121.2201 | 120.2117
Line7_8_9 | 0 | 0 | 0 | 0 | 0 | 0 | 0 | 0 | 0 | 0 | 0 | 0 | 2.4286e-18 | -6.2856e-11 | -1.0336e-10 | -4.8572e-18 | 6.2856e-11 | 1.0336e-10 | 4.8572e-18 | 8.4699e-11 | -1.4546e-11 | -4.8572e-18 | -8.4699e-11 | 1.4546e-11 | 0 | 0 | 0 | 0 | 0 | 0 | 1.05 | 1.0332 | 1.0224 | 1.05 | 1.0332 | 1.0224 | 2.2788e-14 | -121.2201 | 120.2117 | 2.2702e-14 | -121.2201 | 120.2117
Line8_8_10 | 0 | 0 | 0 | 0 | 0 | 0 | 0 | 0 | 0 | 0 | 0 | 0 | 9.6593e-34 | -6.2856e-11 | -1.0336e-10 | 2.4286e-18 | 6.2856e-11 | 1.0336e-10 | -2.4286e-18 | 8.4699e-11 | -1.4546e-11 | 2.4286e-18 | -8.4699e-11 | 1.4546e-11 | 0 | 0 | 0 | 0 | 0 | 0 | 1.05 | 1.0332 | 1.0224 | 1.05 | 1.0332 | 1.0224 | 2.2788e-14 | -121.2201 | 120.2117 | 2.2781e-14 | -121.2201 | 120.2117
Line9_3_11 | 0 | 0 | 0 | 0 | 0 | 0 | 0 | 0 | 0 | 0 | 0 | 0 | 1.3054e-17 | -5.3981e-11 | -1.5381e-10 | -1.3661e-17 | 5.3981e-11 | 1.5381e-10 | 2.4286e-18 | 1.4694e-10 | 2.597e-11 | -4.2501e-18 | -1.4694e-10 | -2.597e-11 | 0 | 0 | 0 | 0 | 0 | 0 | 1.05 | 1.048 | 1.0443 | 1.05 | 1.048 | 1.0443 | 2.3815e-14 | -120.2981 | 119.9471 | 2.3625e-14 | -120.2981 | 119.9471

## LL_max_fault_10
name | pf_ikss_a_from_ka | pf_ikss_b_from_ka | pf_ikss_c_from_ka | pf_ikss_a_to_ka | pf_ikss_b_to_ka | pf_ikss_c_to_ka | pf_skss_a_from_mw | pf_skss_b_from_mw | pf_skss_c_from_mw | pf_skss_a_to_mw | pf_skss_b_to_mw | pf_skss_c_to_mw | pf_p_a_from_mw | pf_p_b_from_mw | pf_p_c_from_mw | pf_p_a_to_mw | pf_p_b_to_mw | pf_p_c_to_mw | pf_q_a_from_mvar | pf_q_b_from_mvar | pf_q_c_from_mvar | pf_q_a_to_mvar | pf_q_b_to_mvar | pf_q_c_to_mvar | pf_ikss_a_from_degree | pf_ikss_b_from_degree | pf_ikss_c_from_degree | pf_ikss_a_to_degree | pf_ikss_b_to_degree | pf_ikss_c_to_degree | pf_vm_a_from_pu | pf_vm_b_from_pu | pf_vm_c_from_pu | pf_vm_a_to_pu | pf_vm_b_to_pu | pf_vm_c_to_pu | pf_va_a_from_degree | pf_va_b_from_degree | pf_va_c_from_degree | pf_va_a_to_degree | pf_va_b_to_degree | pf_va_c_to_degree
Line0_1_2 | 0 | 0.060452 | 0.060452 | 0 | 0.060452 | 0.060452 | 0 | 0.013961 | 0.013961 | 0 | 0.013961 | 0.013961 | 2.5443e-17 | 0.014777 | 0.0037874 | -2.5443e-17 | -0.01474 | -0.0037509 | 6.3607e-18 | 0.004065 | 0.014792 | -6.3607e-18 | -0.0039919 | -0.014719 | 0 | -135.6932 | 44.3068 | 0 | 44.3068 | -135.6932 | 1.1 | 1.0978 | 1.0937 | 1.1 | 1.0939 | 1.088 | -3.7537e-15 | -120.3121 | 119.9447 | -4.154e-15 | -120.5402 | 120.0098
Line10_11_12 | 0 | 0 | 0 | 0 | 0 | 0 | 0 | 0 | 0 | 0 | 0 | 0 | 1.1449e-17 | -5.3155e-11 | -1.5146e-10 | -1.0813e-17 | 5.3155e-11 | 1.5146e-10 | 7.6328e-18 | 1.4472e-10 | 2.555e-11 | -6.9967e-18 | -1.4472e-10 | -2.555e-11 | 0 | 0 | 0 | 0 | 0 | 0 | 1.1 | 1.0978 | 1.0937 | 1.1 | 1.0978 | 1.0937 | -4.0953e-15 | -120.3121 | 119.9447 | -4.2554e-15 | -120.3121 | 119.9447
Line11_12_13 | 0 | 0 | 0 | 0 | 0 | 0 | 0 | 0 | 0 | 0 | 0 | 0 | 9.541e-18 | -4.4296e-11 | -1.2622e-10 | -1.0813e-17 | 4.4296e-11 | 1.2622e-10 | 3.1803e-18 | 1.206e-10 | 2.1292e-11 | -1.9082e-18 | -1.206e-10 | -2.1292e-11 | 0 | 0 | 0 | 0 | 0 | 0 | 1.1 | 1.0978 | 1.0937 | 1.1 | 1.0978 | 1.0937 | -4.2554e-15 | -120.3121 | 119.9447 | -4.4335e-15 | -120.3121 | 119.9447
Line12_13_15 | 0 | 0 | 0 | 0 | 0 | 0 | 0 | 0 | 0 | 0 | 0 | 0 | 5.4066e-18 | -2.6578e-11 | -7.5731e-11 | -5.4066e-18 | 2.6578e-11 | 7.5731e-11 | 3.1803e-18 | 7.2361e-11 | 1.2775e-11 | -3.1803e-18 | -7.2361e-11 | -1.2775e-11 | 0 | 0 | 0 | 0 | 0 | 0 | 1.1 | 1.0978 | 1.0937 | 1.1 | 1.0978 | 1.0937 | -4.4335e-15 | -120.3121 | 119.9447 | -4.496e-15 | -120.3121 | 119.9447
Line13_13_14 | 0 | 0 | 0 | 0 | 0 | 0 | 0 | 0 | 0 | 0 | 0 | 0 | 3.1803e-18 | -8.8592e-12 | -2.5244e-11 | -3.1803e-18 | 8.8592e-12 | 2.5244e-11 | 3.8164e-18 | 2.412e-11 | 4.2584e-12 | -3.8164e-18 | -2.412e-11 | -4.2584e-12 | 0 | 0 | 0 | 0 | 0 | 0 | 1.1 | 1.0978 | 1.0937 | 1.1 | 1.0978 | 1.0937 | -4.4335e-15 | -120.3121 | 119.9447 | -4.4641e-15 | -120.3121 | 119.9447
Line14_15_16 | 0 | 0 | 0 | 0 | 0 | 0 | 0 | 0 | 0 | 0 | 0 | 0 | 2.2262e-18 | -1.7718e-11 | -5.0487e-11 | -2.8623e-18 | 1.7718e-11 | 5.0487e-11 | 6.3607e-19 | 4.824e-11 | 8.5168e-12 | -6.3607e-19 | -4.824e-11 | -8.5168e-12 | 0 | 0 | 0 | 0 | 0 | 0 | 1.1 | 1.0978 | 1.0937 | 1.1 | 1.0978 | 1.0937 | -4.496e-15 | -120.3121 | 119.9447 | -4.5263e-15 | -120.3121 | 119.9447
Line15_16_17 | 0 | 0 | 0 | 0 | 0 | 0 | 0 | 0 | 0 | 0 | 0 | 0 | 3.1803e-19 | -8.8592e-12 | -2.5244e-11 | -3.1803e-19 | 8.8592e-12 | 2.5244e-11 | -6.3607e-19 | 2.412e-11 | 4.2584e-12 | 1.2721e-18 | -2.412e-11 | -4.2584e-12 | 0 | 0 | 0 | 0 | 0 | 0 | 1.1 | 1.0978 | 1.0937 | 1.1 | 1.0978 | 1.0937 | -4.5263e-15 | -120.3121 | 119.9447 | -4.5457e-15 | -120.3121 | 119.9447
Line16_4_18 | 0 | 0 | 0 | 0 | 0 | 0 | 0 | 0 | 0 | 0 | 0 | 0 | -3.1803e-19 | -8.8592e-12 | -2.5244e-11 | -9.541e-19 | 8.8592e-12 | 2.5244e-11 | -6.3607e-19 | 2.412e-11 | 4.2584e-12 | 6.3607e-19 | -2.412e-11 | -4.2584e-12 | 0 | 0 | 0 | 0 | 0 | 0 | 1.1 | 1.0978 | 1.0937 | 1.1 | 1.0978 | 1.0937 | -3.8188e-15 | -120.3121 | 119.9447 | -3.8383e-15 | -120.3121 | 119.9447
Line17_5_19 | 0 | 0 | 0 | 0 | 0 | 0 | 0 | 0 | 0 | 0 | 0 | 0 | -6.3607e-19 | -8.8592e-12 | -2.5244e-11 | -6.3607e-19 | 8.8592e-12 | 2.5244e-11 | 3.1803e-18 | 2.412e-11 | 4.2584e-12 | -3.1803e-18 | -2.412e-11 | -4.2584e-12 | 0 | 0 | 0 | 0 | 0 | 0 | 1.1 | 1.0978 | 1.0937 | 1.1 | 1.0978 | 1.0937 | -3.8242e-15 | -120.3121 | 119.9447 | -3.8432e-15 | -120.3121 | 119.9447
Line1_1_3 | 0 | 0 | 0 | 0 | 0 | 0 | 0 | 0 | 0 | 0 | 0 | 0 | 1.3675e-17 | -7.0874e-11 | -2.0195e-10 | -1.3039e-17 | 7.0874e-11 | 2.0195e-10 | 1.2085e-17 | 1.9296e-10 | 3.4067e-11 | -1.2085e-17 | -1.9296e-10 | -3.4067e-11 | 0 | 0 | 0 | 0 | 0 | 0 | 1.1 | 1.0978 | 1.0937 | 1.1 | 1.0978 | 1.0937 | -3.7537e-15 | -120.3121 | 119.9447 | -3.9331e-15 | -120.3121 | 119.9447
Line2_1_4 | 0 | 0 | 0 | 0 | 0 | 0 | 0 | 0 | 0 | 0 | 0 | 0 | 5.0885e-18 | -1.7718e-11 | -5.0487e-11 | -4.4525e-18 | 1.7718e-11 | 5.0487e-11 | 5.0885e-18 | 4.824e-11 | 8.5168e-12 | -6.3607e-18 | -4.824e-11 | -8.5168e-12 | 0 | 0 | 0 | 0 | 0 | 0 | 1.1 | 1.0978 | 1.0937 | 1.1 | 1.0978 | 1.0937 | -3.7537e-15 | -120.3121 | 119.9447 | -3.8188e-15 | -120.3121 | 119.9447
Line3_1_5 | 0 | 0 | 0 | 0 | 0 | 0 | 0 | 0 | 0 | 0 | 0 | 0 | 4.1344e-18 | -1.7718e-11 | -5.0487e-11 | -3.4984e-18 | 1.7718e-11 | 5.0487e-11 | 4.4525e-18 | 4.824e-11 | 8.5168e-12 | -5.0885e-18 | -4.824e-11 | -8.5168e-12 | 0 | 0 | 0 | 0 | 0 | 0 | 1.1 | 1.0978 | 1.0937 | 1.1 | 1.0978 | 1.0937 | -3.7537e-15 | -120.3121 | 119.9447 | -3.8242e-15 | -120.3121 | 119.9447
Line4_2_6 | 0 | 0.060452 | 0.060452 | 0 | 0.060452 | 0.060452 | 0 | 0.013961 | 0.013961 | 0 | 0.013961 | 0.013961 | 2.1626e-17 | 0.01474 | 0.0037509 | -2.2898e-17 | -0.014704 | -0.0037143 | 5.0885e-18 | 0.0039919 | 0.014719 | -2.5443e-18 | -0.0039188 | -0.014646 | 0 | -135.6932 | 44.3068 | 0 | 44.3068 | -135.6932 | 1.1 | 1.0939 | 1.088 | 1.1 | 1.09 | 1.0823 | -4.154e-15 | -120.5402 | 120.0098 | -4.5737e-15 | -120.7698 | 120.0757
Line5_6_7 | 0 | 0.060452 | 0.060452 | 0 | 0.060452 | 0.060452 | 0 | 0.013961 | 0.013961 | 0 | 0.013961 | 0.013961 | 2.5443e-17 | 0.014704 | 0.0037143 | -2.2898e-17 | -0.014667 | -0.0036778 | 2.5443e-18 | 0.0039188 | 0.014646 | 1.9671e-33 | -0.0038457 | -0.014572 | 0 | -135.6932 | 44.3068 | 0 | 44.3068 | -135.6932 | 1.1 | 1.09 | 1.0823 | 1.1 | 1.0861 | 1.0765 | -4.5737e-15 | -120.7698 | 120.0757 | -4.9221e-15 | -121.0011 | 120.1422
Line6_7_8 | 0 | 0.060452 | 0.060452 | 0 | 0.060452 | 0.060452 | 0 | 0.013961 | 0.013961 | 0 | 0.013961 | 0.013961 | 5.0885e-18 | 0.014667 | 0.0036778 | -7.6328e-18 | -0.014631 | -0.0036413 | -1.5266e-17 | 0.0038457 | 0.014572 | 1.5266e-17 | -0.0037726 | -0.014499 | 0 | -135.6932 | 44.3068 | 0 | 44.3068 | -135.6932 | 1.1 | 1.0861 | 1.0765 | 1.1 | 1.0823 | 1.0708 | -4.9221e-15 | -121.0011 | 120.1422 | -5.1622e-15 | -121.2341 | 120.2095
Line7_8_9 | 0 | 0 | 0 | 0 | 0 | 0 | 0 | 0 | 0 | 0 | 0 | 0 | 7.6328e-18 | -6.9334e-11 | -1.1449e-10 | -7.6328e-18 | 6.9334e-11 | 1.1449e-10 | 2.5443e-18 | 9.4011e-11 | -1.5791e-11 | 2.5443e-18 | -9.4011e-11 | 1.5791e-11 | 0 | 0 | 0 | 0 | 0 | 0 | 1.1 | 1.0823 | 1.0708 | 1.1 | 1.0823 | 1.0708 | -5.1622e-15 | -121.2341 | 120.2095 | -5.2492e-15 | -121.2341 | 120.2095
Line8_8_10 | 0 | 0 | 0 | 0 | 0 | 0 | 0 | 0 | 0 | 0 | 0 | 0 | -2.5443e-18 | -6.9334e-11 | -1.1449e-10 | 2.5443e-18 | 6.9334e-11 | 1.1449e-10 | 2.2923e-34 | 9.4011e-11 | -1.5791e-11 | -2.5443e-18 | -9.4011e-11 | 1.5791e-11 | 0 | 0 | 0 | 0 | 0 | 0 | 1.1 | 1.0823 | 1.0708 | 1.1 | 1.0823 | 1.0708 | -5.1622e-15 | -121.2341 | 120.2095 | -5.2113e-15 | -121.2341 | 120.2095
Line9_3_11 | 0 | 0 | 0 | 0 | 0 | 0 | 0 | 0 | 0 | 0 | 0 | 0 | 1.2085e-17 | -6.2015e-11 | -1.7671e-10 | -1.2721e-17 | 6.2015e-11 | 1.7671e-10 | 9.541e-18 | 1.6884e-10 | 2.9809e-11 | -9.541e-18 | -1.6884e-10 | -2.9809e-11 | 0 | 0 | 0 | 0 | 0 | 0 | 1.1 | 1.0978 | 1.0937 | 1.1 | 1.0978 | 1.0937 | -3.9331e-15 | -120.3121 | 119.9447 | -4.0953e-15 | -120.3121 | 119.9447

## LL_min_6
name | pf_ikss_a_from_ka | pf_ikss_b_from_ka | pf_ikss_c_from_ka | pf_ikss_a_to_ka | pf_ikss_b_to_ka | pf_ikss_c_to_ka | pf_skss_a_from_mw | pf_skss_b_from_mw | pf_skss_c_from_mw | pf_skss_a_to_mw | pf_skss_b_to_mw | pf_skss_c_to_mw | pf_p_a_from_mw | pf_p_b_from_mw | pf_p_c_from_mw | pf_p_a_to_mw | pf_p_b_to_mw | pf_p_c_to_mw | pf_q_a_from_mvar | pf_q_b_from_mvar | pf_q_c_from_mvar | pf_q_a_to_mvar | pf_q_b_to_mvar | pf_q_c_to_mvar | pf_ikss_a_from_degree | pf_ikss_b_from_degree | pf_ikss_c_from_degree | pf_ikss_a_to_degree | pf_ikss_b_to_degree | pf_ikss_c_to_degree | pf_vm_a_from_pu | pf_vm_b_from_pu | pf_vm_c_from_pu | pf_vm_a_to_pu | pf_vm_b_to_pu | pf_vm_c_to_pu | pf_va_a_from_degree | pf_va_b_from_degree | pf_va_c_from_degree | pf_va_a_to_degree | pf_va_b_to_degree | pf_va_c_to_degree
Line0_1_2 | 0 | 1.455 | 1.455 | 0 | 1.455 | 1.455 | 0 | 0.33601 | 0.33601 | 0 | 0.33601 | 0.33601 | -1.7579e-17 | 0.28984 | 0.03533 | 1.7579e-17 | -0.24919 | 0.005316 | 5.8009e-16 | 0.073022 | 0.26569 | -5.8009e-16 | -0.030682 | -0.22336 | 0 | -142.8727 | 37.1273 | 0 | 37.1273 | -142.8727 | 0.95 | 0.88953 | 0.79769 | 0.95 | 0.74721 | 0.66491 | -8.6148e-13 | -128.7319 | 119.553 | -8.4519e-13 | -135.8534 | 128.4907
Line10_11_12 | 0 | 0 | 0 | 0 | 0 | 0 | 0 | 0 | 0 | 0 | 0 | 0 | 1.4063e-16 | -9.6789e-10 | -2.6725e-09 | -1.4063e-16 | 9.6789e-10 | 2.6725e-09 | 2.461e-16 | 2.8224e-09 | 1.3007e-10 | -2.6368e-16 | -2.8224e-09 | -1.3007e-10 | 0 | 0 | 0 | 0 | 0 | 0 | 0.95 | 0.88953 | 0.79769 | 0.95 | 0.88953 | 0.79769 | -8.5561e-13 | -128.7319 | 119.553 | -8.5333e-13 | -128.7319 | 119.553
Line11_12_13 | 0 | 0 | 0 | 0 | 0 | 0 | 0 | 0 | 0 | 0 | 0 | 0 | 5.713e-17 | -8.0657e-10 | -2.2271e-09 | -4.8341e-17 | 8.0657e-10 | 2.2271e-09 | 2.9884e-16 | 2.352e-09 | 1.0839e-10 | -2.8126e-16 | -2.352e-09 | -1.0839e-10 | 0 | 0 | 0 | 0 | 0 | 0 | 0.95 | 0.88953 | 0.79769 | 0.95 | 0.88953 | 0.79769 | -8.5333e-13 | -128.7319 | 119.553 | -8.4982e-13 | -128.7319 | 119.553
Line12_13_15 | 0 | 0 | 0 | 0 | 0 | 0 | 0 | 0 | 0 | 0 | 0 | 0 | 4.3946e-18 | -4.8394e-10 | -1.3362e-09 | -1.3184e-17 | 4.8394e-10 | 1.3362e-09 | 1.7579e-17 | 1.4112e-09 | 6.5035e-11 | -1.7579e-17 | -1.4112e-09 | -6.5035e-11 | 0 | 0 | 0 | 0 | 0 | 0 | 0.95 | 0.88953 | 0.79769 | 0.95 | 0.88953 | 0.79769 | -8.4982e-13 | -128.7319 | 119.553 | -8.4922e-13 | -128.7319 | 119.553
Line13_13_14 | 0 | 0 | 0 | 0 | 0 | 0 | 0 | 0 | 0 | 0 | 0 | 0 | 1.3184e-17 | -1.6131e-10 | -4.4541e-10 | -2.1973e-17 | 1.6131e-10 | 4.4541e-10 | 2.461e-16 | 4.7039e-10 | 2.1678e-11 | -2.461e-16 | -4.7039e-10 | -2.1678e-11 | 0 | 0 | 0 | 0 | 0 | 0 | 0.95 | 0.88953 | 0.79769 | 0.95 | 0.88953 | 0.79769 | -8.4982e-13 | -128.7319 | 119.553 | -8.4697e-13 | -128.7319 | 119.553
Line14_15_16 | 0 | 0 | 0 | 0 | 0 | 0 | 0 | 0 | 0 | 0 | 0 | 0 | 7.8163e-31 | -3.2263e-10 | -8.9083e-10 | -7.8125e-31 | 3.2263e-10 | 8.9083e-10 | 5.2736e-17 | 9.4079e-10 | 4.3357e-11 | -5.2736e-17 | -9.4079e-10 | -4.3357e-11 | 0 | 0 | 0 | 0 | 0 | 0 | 0.95 | 0.88953 | 0.79769 | 0.95 | 0.88953 | 0.79769 | -8.4922e-13 | -128.7319 | 119.553 | -8.4881e-13 | -128.7319 | 119.553
Line15_16_17 | 0 | 0 | 0 | 0 | 0 | 0 | 0 | 0 | 0 | 0 | 0 | 0 | 2.1973e-17 | -1.6131e-10 | -4.4541e-10 | -2.1973e-17 | 1.6131e-10 | 4.4541e-10 | 1.7579e-17 | 4.7039e-10 | 2.1678e-11 | -1.7579e-17 | -4.7039e-10 | -2.1678e-11 | 0 | 0 | 0 | 0 | 0 | 0 | 0.95 | 0.88953 | 0.79769 | 0.95 | 0.88953 | 0.79769 | -8.4881e-13 | -128.7319 | 119.553 | -8.4902e-13 | -128.7319 | 119.553
Line16_4_18 | 0 | 0 | 0 | 0 | 0 | 0 | 0 | 0 | 0 | 0 | 0 | 0 | 8.7893e-18 | -1.6131e-10 | -4.4541e-10 | 8.7893e-18 | 1.6131e-10 | 4.4541e-10 | 1.7579e-17 | 4.7039e-10 | 2.1678e-11 | -1.7579e-17 | -4.7039e-10 | -2.1678e-11 | 0 | 0 | 0 | 0 | 0 | 0 | 0.95 | 0.88953 | 0.79769 | 0.95 | 0.88953 | 0.79769 | -8.6037e-13 | -128.7319 | 119.553 | -8.6058e-13 | -128.7319 | 119.553
Line17_5_19 | 0 | 0 | 0 | 0 | 0 | 0 | 0 | 0 | 0 | 0 | 0 | 0 | 3.5157e-17 | -1.6131e-10 | -4.4541e-10 | -4.3946e-17 | 1.6131e-10 | 4.4541e-10 | 2.1094e-16 | 4.7039e-10 | 2.1678e-11 | -2.1094e-16 | -4.7039e-10 | -2.1678e-11 | 0 | 0 | 0 | 0 | 0 | 0 | 0.95 | 0.88953 | 0.79769 | 0.95 | 0.88953 | 0.79769 | -8.5962e-13 | -128.7319 | 119.553 | -8.5829e-13 | -128.7319 | 119.553
Line1_1_3 | 0 | 0 | 0 | 0 | 0 | 0 | 0 | 0 | 0 | 0 | 0 | 0 | 1.2744e-16 | -1.2905e-09 | -3.5633e-09 | -1.1866e-16 | 1.2905e-09 | 3.5633e-09 | 2.2852e-16 | 3.7632e-09 | 1.7343e-10 | -2.461e-16 | -3.7632e-09 | -1.7343e-10 | 0 | 0 | 0 | 0 | 0 | 0 | 0.95 | 0.88953 | 0.79769 | 0.95 | 0.88953 | 0.79769 | -8.6148e-13 | -128.7319 | 119.553 | -8.5834e-13 | -128.7319 | 119.553
Line2_1_4 | 0 | 0 | 0 | 0 | 0 | 0 | 0 | 0 | 0 | 0 | 0 | 0 | 1.0987e-16 | -3.2263e-10 | -8.9083e-10 | -9.2287e-17 | 3.2263e-10 | 8.9083e-10 | 2.1094e-16 | 9.4079e-10 | 4.3357e-11 | -2.1094e-16 | -9.4079e-10 | -4.3357e-11 | 0 | 0 | 0 | 0 | 0 | 0 | 0.95 | 0.88953 | 0.79769 | 0.95 | 0.88953 | 0.79769 | -8.6148e-13 | -128.7319 | 119.553 | -8.6037e-13 | -128.7319 | 119.553
Line3_1_5 | 0 | 0 | 0 | 0 | 0 | 0 | 0 | 0 | 0 | 0 | 0 | 0 | 9.2287e-17 | -3.2263e-10 | -8.9083e-10 | -9.2287e-17 | 3.2263e-10 | 8.9083e-10 | 2.461e-16 | 9.4079e-10 | 4.3357e-11 | -2.461e-16 | -9.4079e-10 | -4.3357e-11 | 0 | 0 | 0 | 0 | 0 | 0 | 0.95 | 0.88953 | 0.79769 | 0.95 | 0.88953 | 0.79769 | -8.6148e-13 | -128.7319 | 119.553 | -8.5962e-13 | -128.7319 | 119.553
Line4_2_6 | 0 | 1.455 | 1.455 | 0 | 1.455 | 1.455 | 0 | 0.33601 | 0.33601 | 0 | 0.33601 | 0.33601 | -3.5157e-17 | 0.24919 | -0.005316 | 3.5157e-17 | -0.20855 | 0.045962 | 4.922e-16 | 0.030682 | 0.22336 | -4.922e-16 | 0.011658 | -0.18102 | 0 | -142.8727 | 37.1273 | 0 | 37.1273 | -142.8727 | 0.95 | 0.74721 | 0.66491 | 0.95 | 0.62161 | 0.55581 | -8.4519e-13 | -135.8534 | 128.4907 | -8.2809e-13 | -146.0722 | 141.3743
Line5_6_7 | 0 | 1.455 | 1.455 | 0 | 1.455 | 1.455 | 0 | 0.33601 | 0.33601 | 0 | 0.33601 | 0.33601 | 9.1462e-30 | 0.20855 | -0.045962 | -9.0144e-30 | -0.1679 | 0.086608 | 6.3283e-16 | -0.011658 | 0.18102 | -6.3283e-16 | 0.053997 | -0.13868 | 0 | -142.8727 | 37.1273 | 0 | 37.1273 | -142.8727 | 0.95 | 0.62161 | 0.55581 | 0.95 | 0.52489 | 0.48658 | -8.2809e-13 | -146.0722 | 141.3743 | -8.1616e-13 | -160.7007 | 159.1134
Line6_7_8 | 0 | 1.455 | 1.455 | 0 | 1.455 | 1.455 | 0 | 0.33601 | 0.33601 | 0 | 0.33601 | 0.33601 | -7.0314e-17 | 0.1679 | -0.086608 | 7.0314e-17 | -0.12725 | 0.12725 | 2.8126e-16 | -0.053997 | 0.13868 | -2.8126e-16 | 0.096337 | -0.096337 | 0 | -142.8727 | 37.1273 | 0 | 37.1273 | -142.8727 | 0.95 | 0.52489 | 0.48658 | 0.95 | 0.475 | 0.475 | -8.1616e-13 | -160.7007 | 159.1134 | -8.1087e-13 | -180 | 180
Line7_8_9 | 0 | 0 | 0 | 0 | 0 | 0 | 0 | 0 | 0 | 0 | 0 | 0 | 0 | 2.1094e-16 | -7.0332e-24 | -7.0314e-17 | -2.4282e-16 | 1.439e-16 | 0 | 1.4329e-09 | -1.4329e-09 | -7.0314e-17 | -1.4329e-09 | 1.4329e-09 | 0 | 0 | 0 | 0 | 0 | 0 | 0.95 | 0.475 | 0.475 | 0.95 | 0.475 | 0.475 | -8.1087e-13 | -180 | 180 | -8.1195e-13 | -180 | 180
Line8_8_10 | 0 | 0 | 0 | 0 | 0 | 0 | 0 | 0 | 0 | 0 | 0 | 0 | -1.4063e-16 | 2.1094e-16 | -7.0332e-24 | 1.4063e-16 | -2.4282e-16 | 1.439e-16 | 7.0314e-17 | 1.4329e-09 | -1.4329e-09 | -7.0314e-17 | -1.4329e-09 | 1.4329e-09 | 0 | 0 | 0 | 0 | 0 | 0 | 0.95 | 0.475 | 0.475 | 0.95 | 0.475 | 0.475 | -8.1087e-13 | -180 | 180 | -8.0684e-13 | -180 | 180
Line9_3_11 | 0 | 0 | 0 | 0 | 0 | 0 | 0 | 0 | 0 | 0 | 0 | 0 | 1.3184e-16 | -1.1292e-09 | -3.1179e-09 | -1.3184e-16 | 1.1292e-09 | 3.1179e-09 | 2.6368e-16 | 3.2928e-09 | 1.5175e-10 | -2.8126e-16 | -3.2928e-09 | -1.5175e-10 | 0 | 0 | 0 | 0 | 0 | 0 | 0.95 | 0.88953 | 0.79769 | 0.95 | 0.88953 | 0.79769 | -8.5834e-13 | -128.7319 | 119.553 | -8.5561e-13 | -128.7319 | 119.553

## LL_min_10
name | pf_ikss_a_from_ka | pf_ikss_b_from_ka | pf_ikss_c_from_ka | pf_ikss_a_to_ka | pf_ikss_b_to_ka | pf_ikss_c_to_ka | pf_skss_a_from_mw | pf_skss_b_from_mw | pf_skss_c_from_mw | pf_skss_a_to_mw | pf_skss_b_to_mw | pf_skss_c_to_mw | pf_p_a_from_mw | pf_p_b_from_mw | pf_p_c_from_mw | pf_p_a_to_mw | pf_p_b_to_mw | pf_p_c_to_mw | pf_q_a_from_mvar | pf_q_b_from_mvar | pf_q_c_from_mvar | pf_q_a_to_mvar | pf_q_b_to_mvar | pf_q_c_to_mvar | pf_ikss_a_from_degree | pf_ikss_b_from_degree | pf_ikss_c_from_degree | pf_ikss_a_to_degree | pf_ikss_b_to_degree | pf_ikss_c_to_degree | pf_vm_a_from_pu | pf_vm_b_from_pu | pf_vm_c_from_pu | pf_vm_a_to_pu | pf_vm_b_to_pu | pf_vm_c_to_pu | pf_va_a_from_degree | pf_va_b_from_degree | pf_va_c_from_degree | pf_va_a_to_degree | pf_va_b_to_degree | pf_va_c_to_degree
Line0_1_2 | 0 | 1.3784 | 1.3784 | 0 | 1.3784 | 1.3784 | 0 | 0.31833 | 0.31833 | 0 | 0.31833 | 0.31833 | -3.3307e-17 | 0.26013 | 0.031709 | 4.996e-17 | -0.22365 | 0.0047711 | 4.996e-16 | 0.065537 | 0.23846 | -4.996e-16 | -0.027537 | -0.20046 | 0 | -142.8727 | 37.1273 | 0 | 37.1273 | -142.8727 | 0.9 | 0.84271 | 0.7557 | 0.9 | 0.70788 | 0.62991 | -8.8744e-13 | -128.7319 | 119.553 | -8.6962e-13 | -135.8534 | 128.4907
Line10_11_12 | 0 | 0 | 0 | 0 | 0 | 0 | 0 | 0 | 0 | 0 | 0 | 0 | 1.249e-16 | -8.6869e-10 | -2.3986e-09 | -1.0825e-16 | 8.6869e-10 | 2.3986e-09 | 2.3315e-16 | 2.5331e-09 | 1.1674e-10 | -2.3315e-16 | -2.5331e-09 | -1.1674e-10 | 0 | 0 | 0 | 0 | 0 | 0 | 0.9 | 0.84271 | 0.7557 | 0.9 | 0.84271 | 0.7557 | -8.8147e-13 | -128.7319 | 119.553 | -8.7913e-13 | -128.7319 | 119.553
Line11_12_13 | 0 | 0 | 0 | 0 | 0 | 0 | 0 | 0 | 0 | 0 | 0 | 0 | 7.0777e-17 | -7.2391e-10 | -1.9988e-09 | -6.245e-17 | 7.2391e-10 | 1.9988e-09 | 2.3315e-16 | 2.1109e-09 | 9.7283e-11 | -2.3315e-16 | -2.1109e-09 | -9.7283e-11 | 0 | 0 | 0 | 0 | 0 | 0 | 0.9 | 0.84271 | 0.7557 | 0.9 | 0.84271 | 0.7557 | -8.7913e-13 | -128.7319 | 119.553 | -8.7557e-13 | -128.7319 | 119.553
Line12_13_15 | 0 | 0 | 0 | 0 | 0 | 0 | 0 | 0 | 0 | 0 | 0 | 0 | 8.3267e-18 | -4.3434e-10 | -1.1993e-09 | -8.3267e-18 | 4.3434e-10 | 1.1993e-09 | 1.6653e-17 | 1.2665e-09 | 5.837e-11 | 1.2716e-31 | -1.2665e-09 | -5.837e-11 | 0 | 0 | 0 | 0 | 0 | 0 | 0.9 | 0.84271 | 0.7557 | 0.9 | 0.84271 | 0.7557 | -8.7557e-13 | -128.7319 | 119.553 | -8.7497e-13 | -128.7319 | 119.553
Line13_13_14 | 0 | 0 | 0 | 0 | 0 | 0 | 0 | 0 | 0 | 0 | 0 | 0 | 4.5797e-17 | -1.4478e-10 | -3.9976e-10 | -3.747e-17 | 1.4478e-10 | 3.9976e-10 | 1.9984e-16 | 4.2218e-10 | 1.9457e-11 | -1.8319e-16 | -4.2218e-10 | -1.9457e-11 | 0 | 0 | 0 | 0 | 0 | 0 | 0.9 | 0.84271 | 0.7557 | 0.9 | 0.84271 | 0.7557 | -8.7557e-13 | -128.7319 | 119.553 | -8.7332e-13 | -128.7319 | 119.553
Line14_15_16 | 0 | 0 | 0 | 0 | 0 | 0 | 0 | 0 | 0 | 0 | 0 | 0 | 1.249e-17 | -2.8956e-10 | -7.9952e-10 | -1.249e-17 | 2.8956e-10 | 7.9952e-10 | 6.6613e-17 | 8.4436e-10 | 3.8913e-11 | -4.996e-17 | -8.4436e-10 | -3.8913e-11 | 0 | 0 | 0 | 0 | 0 | 0 | 0.9 | 0.84271 | 0.7557 | 0.9 | 0.84271 | 0.7557 | -8.7497e-13 | -128.7319 | 119.553 | -8.7456e-13 | -128.7319 | 119.553
Line15_16_17 | 0 | 0 | 0 | 0 | 0 | 0 | 0 | 0 | 0 | 0 | 0 | 0 | -4.1633e-18 | -1.4478e-10 | -3.9976e-10 | 4.1633e-18 | 1.4478e-10 | 3.9976e-10 | 1.6653e-17 | 4.2218e-10 | 1.9457e-11 | -1.6653e-17 | -4.2218e-10 | -1.9457e-11 | 0 | 0 | 0 | 0 | 0 | 0 | 0.9 | 0.84271 | 0.7557 | 0.9 | 0.84271 | 0.7557 | -8.7456e-13 | -128.7319 | 119.553 | -8.7477e-13 | -128.7319 | 119.553
Line16_4_18 | 0 | 0 | 0 | 0 | 0 | 0 | 0 | 0 | 0 | 0 | 0 | 0 | -2.576e-31 | -1.4478e-10 | -3.9976e-10 | 2.5766e-31 | 1.4478e-10 | 3.9976e-10 | -1.6653e-17 | 4.2218e-10 | 1.9457e-11 | 1.6653e-17 | -4.2218e-10 | -1.9457e-11 | 0 | 0 | 0 | 0 | 0 | 0 | 0.9 | 0.84271 | 0.7557 | 0.9 | 0.84271 | 0.7557 | -8.8627e-13 | -128.7319 | 119.553 | -8.8648e-13 | -128.7319 | 119.553
Line17_5_19 | 0 | 0 | 0 | 0 | 0 | 0 | 0 | 0 | 0 | 0 | 0 | 0 | 3.3307e-17 | -1.4478e-10 | -3.9976e-10 | -3.3307e-17 | 1.4478e-10 | 3.9976e-10 | 2.1649e-16 | 4.2218e-10 | 1.9457e-11 | -2.1649e-16 | -4.2218e-10 | -1.9457e-11 | 0 | 0 | 0 | 0 | 0 | 0 | 0.9 | 0.84271 | 0.7557 | 0.9 | 0.84271 | 0.7557 | -8.8553e-13 | -128.7319 | 119.553 | -8.8347e-13 | -128.7319 | 119.553
Line1_1_3 | 0 | 0 | 0 | 0 | 0 | 0 | 0 | 0 | 0 | 0 | 0 | 0 | 1.0408e-16 | -1.1582e-09 | -3.1981e-09 | -1.0408e-16 | 1.1582e-09 | 3.1981e-09 | 1.9984e-16 | 3.3775e-09 | 1.5565e-10 | -2.1649e-16 | -3.3775e-09 | -1.5565e-10 | 0 | 0 | 0 | 0 | 0 | 0 | 0.9 | 0.84271 | 0.7557 | 0.9 | 0.84271 | 0.7557 | -8.8744e-13 | -128.7319 | 119.553 | -8.8425e-13 | -128.7319 | 119.553
Line2_1_4 | 0 | 0 | 0 | 0 | 0 | 0 | 0 | 0 | 0 | 0 | 0 | 0 | 7.0777e-17 | -2.8956e-10 | -7.9952e-10 | -7.0777e-17 | 2.8956e-10 | 7.9952e-10 | 1.9984e-16 | 8.4436e-10 | 3.8913e-11 | -1.9984e-16 | -8.4436e-10 | -3.8913e-11 | 0 | 0 | 0 | 0 | 0 | 0 | 0.9 | 0.84271 | 0.7557 | 0.9 | 0.84271 | 0.7557 | -8.8744e-13 | -128.7319 | 119.553 | -8.8627e-13 | -128.7319 | 119.553
Line3_1_5 | 0 | 0 | 0 | 0 | 0 | 0 | 0 | 0 | 0 | 0 | 0 | 0 | 5.8287e-17 | -2.8956e-10 | -7.9952e-10 | -5.8287e-17 | 2.8956e-10 | 7.9952e-10 | 1.8319e-16 | 8.4436e-10 | 3.8913e-11 | -1.8319e-16 | -8.4436e-10 | -3.8913e-11 | 0 | 0 | 0 | 0 | 0 | 0 | 0.9 | 0.84271 | 0.7557 | 0.9 | 0.84271 | 0.7557 | -8.8744e-13 | -128.7319 | 119.553 | -8.8553e-13 | -128.7319 | 119.553
Line4_2_6 | 0 | 1.3784 | 1.3784 | 0 | 1.3784 | 1.3784 | 0 | 0.31833 | 0.31833 | 0 | 0.31833 | 0.31833 | -6.6613e-17 | 0.22365 | -0.0047711 | 6.6613e-17 | -0.18717 | 0.041251 | 4.996e-16 | 0.027537 | 0.20046 | -4.996e-16 | 0.010463 | -0.16246 | 0 | -142.8727 | 37.1273 | 0 | 37.1273 | -142.8727 | 0.9 | 0.70788 | 0.62991 | 0.9 | 0.5889 | 0.52656 | -8.6962e-13 | -135.8534 | 128.4907 | -8.5308e-13 | -146.0722 | 141.3743
Line5_6_7 | 0 | 1.3784 | 1.3784 | 0 | 1.3784 | 1.3784 | 0 | 0.31833 | 0.31833 | 0 | 0.31833 | 0.31833 | -6.6613e-17 | 0.18717 | -0.041251 | 6.6613e-17 | -0.15069 | 0.077731 | 4.996e-16 | -0.010463 | 0.16246 | -4.996e-16 | 0.048463 | -0.12446 | 0 | -142.8727 | 37.1273 | 0 | 37.1273 | -142.8727 | 0.9 | 0.5889 | 0.52656 | 0.9 | 0.49726 | 0.46097 | -8.5308e-13 | -146.0722 | 141.3743 | -8.4077e-13 | -160.7007 | 159.1134
Line6_7_8 | 0 | 1.3784 | 1.3784 | 0 | 1.3784 | 1.3784 | 0 | 0.31833 | 0.31833 | 0 | 0.31833 | 0.31833 | 3.91e-30 | 0.15069 | -0.077731 | -3.8817e-30 | -0.11421 | 0.11421 | 2.6645e-16 | -0.048463 | 0.12446 | -2.6645e-16 | 0.086463 | -0.086463 | 0 | -142.8727 | 37.1273 | 0 | 37.1273 | -142.8727 | 0.9 | 0.49726 | 0.46097 | 0.9 | 0.45 | 0.45 | -8.4077e-13 | -160.7007 | 159.1134 | -8.3468e-13 | -180 | 180
Line7_8_9 | 0 | 0 | 0 | 0 | 0 | 0 | 0 | 0 | 0 | 0 | 0 | 0 | -1.3323e-16 | 1.6653e-16 | 1.3323e-16 | 1.9984e-16 | -2.9682e-16 | -1.3029e-16 | 1.3323e-16 | 1.286e-09 | -1.286e-09 | -6.6613e-17 | -1.286e-09 | 1.286e-09 | 0 | 0 | 0 | 0 | 0 | 0 | 0.9 | 0.45 | 0.45 | 0.9 | 0.45 | 0.45 | -8.3468e-13 | -180 | 180 | -8.3577e-13 | -180 | 180
Line8_8_10 | 0 | 0 | 0 | 0 | 0 | 0 | 0 | 0 | 0 | 0 | 0 | 0 | -6.6613e-17 | -3.3307e-17 | 1.3323e-16 | 1.9984e-16 | -2.3021e-16 | -1.3029e-16 | 6.6613e-17 | 1.286e-09 | -1.286e-09 | -6.6613e-17 | -1.286e-09 | 1.286e-09 | 0 | 0 | 0 | 0 | 0 | 0 | 0.9 | 0.45 | 0.45 | 0.9 | 0.45 | 0.45 | -8.3468e-13 | -180 | 180 | -8.3125e-13 | -180 | 180
Line9_3_11 | 0 | 0 | 0 | 0 | 0 | 0 | 0 | 0 | 0 | 0 | 0 | 0 | 9.992e-17 | -1.0135e-09 | -2.7983e-09 | -9.992e-17 | 1.0135e-09 | 2.7983e-09 | 2.3315e-16 | 2.9553e-09 | 1.362e-10 | -2.3315e-16 | -2.9553e-09 | -1.362e-10 | 0 | 0 | 0 | 0 | 0 | 0 | 0.9 | 0.84271 | 0.7557 | 0.9 | 0.84271 | 0.7557 | -8.8425e-13 | -128.7319 | 119.553 | -8.8147e-13 | -128.7319 | 119.553

## LL_min_fault_6
name | pf_ikss_a_from_ka | pf_ikss_b_from_ka | pf_ikss_c_from_ka | pf_ikss_a_to_ka | pf_ikss_b_to_ka | pf_ikss_c_to_ka | pf_skss_a_from_mw | pf_skss_b_from_mw | pf_skss_c_from_mw | pf_skss_a_to_mw | pf_skss_b_to_mw | pf_skss_c_to_mw | pf_p_a_from_mw | pf_p_b_from_mw | pf_p_c_from_mw | pf_p_a_to_mw | pf_p_b_to_mw | pf_p_c_to_mw | pf_q_a_from_mvar | pf_q_b_from_mvar | pf_q_c_from_mvar | pf_q_a_to_mvar | pf_q_b_to_mvar | pf_q_c_to_mvar | pf_ikss_a_from_degree | pf_ikss_b_from_degree | pf_ikss_c_from_degree | pf_ikss_a_to_degree | pf_ikss_b_to_degree | pf_ikss_c_to_degree | pf_vm_a_from_pu | pf_vm_b_from_pu | pf_vm_c_from_pu | pf_vm_a_to_pu | pf_vm_b_to_pu | pf_vm_c_to_pu | pf_va_a_from_degree | pf_va_b_from_degree | pf_va_c_from_degree | pf_va_a_to_degree | pf_va_b_to_degree | pf_va_c_to_degree
Line0_1_2 | 0 | 0.051843 | 0.051843 | 0 | 0.051843 | 0.051843 | 0 | 0.011973 | 0.011973 | 0 | 0.011973 | 0.011973 | -5.4933e-19 | 0.010966 | 0.0028847 | -1.572e-32 | -0.010915 | -0.0028331 | 2.1973e-17 | 0.0029326 | 0.010936 | -2.3072e-17 | -0.0028788 | -0.010882 | 0 | -135.2796 | 44.7204 | 0 | 44.7204 | -135.2796 | 0.95 | 0.94815 | 0.94465 | 0.95 | 0.94283 | 0.93921 | -3.9678e-14 | -120.3084 | 119.9432 | -3.9039e-14 | -120.5043 | 120.1275
Line10_11_12 | 0 | 0 | 0 | 0 | 0 | 0 | 0 | 0 | 0 | 0 | 0 | 0 | 4.2573e-18 | -3.8309e-11 | -1.1119e-10 | -3.9826e-18 | 3.8309e-11 | 1.1119e-10 | 1.0437e-17 | 1.0665e-10 | 1.9584e-11 | -1.0987e-17 | -1.0665e-10 | -1.9584e-11 | 0 | 0 | 0 | 0 | 0 | 0 | 0.95 | 0.94815 | 0.94465 | 0.95 | 0.94815 | 0.94465 | -3.9448e-14 | -120.3084 | 119.9432 | -3.9351e-14 | -120.3084 | 119.9432
Line11_12_13 | 0 | 0 | 0 | 0 | 0 | 0 | 0 | 0 | 0 | 0 | 0 | 0 | 3.2273e-18 | -3.1925e-11 | -9.2658e-11 | -2.9526e-18 | 3.1925e-11 | 9.2658e-11 | 1.0987e-17 | 8.8872e-11 | 1.632e-11 | -1.0987e-17 | -8.8872e-11 | -1.632e-11 | 0 | 0 | 0 | 0 | 0 | 0 | 0.95 | 0.94815 | 0.94465 | 0.95 | 0.94815 | 0.94465 | -3.9351e-14 | -120.3084 | 119.9432 | -3.9209e-14 | -120.3084 | 119.9432
Line12_13_15 | 0 | 0 | 0 | 0 | 0 | 0 | 0 | 0 | 0 | 0 | 0 | 0 | 1.0987e-18 | -1.9155e-11 | -5.5595e-11 | -1.0987e-18 | 1.9155e-11 | 5.5595e-11 | -7.5185e-34 | 5.3323e-11 | 9.7921e-12 | -5.4933e-19 | -5.3323e-11 | -9.7921e-12 | 0 | 0 | 0 | 0 | 0 | 0 | 0.95 | 0.94815 | 0.94465 | 0.95 | 0.94815 | 0.94465 | -3.9209e-14 | -120.3084 | 119.9432 | -3.9189e-14 | -120.3084 | 119.9432
Line13_13_14 | 0 | 0 | 0 | 0 | 0 | 0 | 0 | 0 | 0 | 0 | 0 | 0 | 1.236e-18 | -6.3849e-12 | -1.8532e-11 | -1.236e-18 | 6.3849e-12 | 1.8532e-11 | 9.3386e-18 | 1.7774e-11 | 3.264e-12 | -9.3386e-18 | -1.7774e-11 | -3.264e-12 | 0 | 0 | 0 | 0 | 0 | 0 | 0.95 | 0.94815 | 0.94465 | 0.95 | 0.94815 | 0.94465 | -3.9209e-14 | -120.3084 | 119.9432 | -3.9119e-14 | -120.3084 | 119.9432
Line14_15_16 | 0 | 0 | 0 | 0 | 0 | 0 | 0 | 0 | 0 | 0 | 0 | 0 | 4.8066e-19 | -1.277e-11 | -3.7063e-11 | -2.06e-19 | 1.277e-11 | 3.7063e-11 | 1.648e-18 | 3.5549e-11 | 6.5281e-12 | -1.0987e-18 | -3.5549e-11 | -6.5281e-12 | 0 | 0 | 0 | 0 | 0 | 0 | 0.95 | 0.94815 | 0.94465 | 0.95 | 0.94815 | 0.94465 | -3.9189e-14 | -120.3084 | 119.9432 | -3.9174e-14 | -120.3084 | 119.9432
Line15_16_17 | 0 | 0 | 0 | 0 | 0 | 0 | 0 | 0 | 0 | 0 | 0 | 0 | 2.7466e-19 | -6.3849e-12 | -1.8532e-11 | -2.7466e-19 | 6.3849e-12 | 1.8532e-11 | 5.4933e-19 | 1.7774e-11 | 3.264e-12 | -5.4933e-19 | -1.7774e-11 | -3.264e-12 | 0 | 0 | 0 | 0 | 0 | 0 | 0.95 | 0.94815 | 0.94465 | 0.95 | 0.94815 | 0.94465 | -3.9174e-14 | -120.3084 | 119.9432 | -3.9181e-14 | -120.3084 | 119.9432
Line16_4_18 | 0 | 0 | 0 | 0 | 0 | 0 | 0 | 0 | 0 | 0 | 0 | 0 | 8.2399e-19 | -6.3849e-12 | -1.8532e-11 | -8.2399e-19 | 6.3849e-12 | 1.8532e-11 | 1.0987e-18 | 1.7774e-11 | 3.264e-12 | -5.4933e-19 | -1.7774e-11 | -3.264e-12 | 0 | 0 | 0 | 0 | 0 | 0 | 0.95 | 0.94815 | 0.94465 | 0.95 | 0.94815 | 0.94465 | -3.9622e-14 | -120.3084 | 119.9432 | -3.9629e-14 | -120.3084 | 119.9432
Line17_5_19 | 0 | 0 | 0 | 0 | 0 | 0 | 0 | 0 | 0 | 0 | 0 | 0 | 8.9266e-19 | -6.3849e-12 | -1.8532e-11 | -8.9266e-19 | 6.3849e-12 | 1.8532e-11 | 8.7893e-18 | 1.7774e-11 | 3.264e-12 | -8.2399e-18 | -1.7774e-11 | -3.264e-12 | 0 | 0 | 0 | 0 | 0 | 0 | 0.95 | 0.94815 | 0.94465 | 0.95 | 0.94815 | 0.94465 | -3.9594e-14 | -120.3084 | 119.9432 | -3.9522e-14 | -120.3084 | 119.9432
Line1_1_3 | 0 | 0 | 0 | 0 | 0 | 0 | 0 | 0 | 0 | 0 | 0 | 0 | 4.738e-18 | -5.1079e-11 | -1.4825e-10 | -4.738e-18 | 5.1079e-11 | 1.4825e-10 | 9.3386e-18 | 1.422e-10 | 2.6112e-11 | -9.3386e-18 | -1.422e-10 | -2.6112e-11 | 0 | 0 | 0 | 0 | 0 | 0 | 0.95 | 0.94815 | 0.94465 | 0.95 | 0.94815 | 0.94465 | -3.9678e-14 | -120.3084 | 119.9432 | -3.9558e-14 | -120.3084 | 119.9432
Line2_1_4 | 0 | 0 | 0 | 0 | 0 | 0 | 0 | 0 | 0 | 0 | 0 | 0 | 2.472e-18 | -1.277e-11 | -3.7063e-11 | -2.472e-18 | 1.277e-11 | 3.7063e-11 | 8.7893e-18 | 3.5549e-11 | 6.5281e-12 | -8.7893e-18 | -3.5549e-11 | -6.5281e-12 | 0 | 0 | 0 | 0 | 0 | 0 | 0.95 | 0.94815 | 0.94465 | 0.95 | 0.94815 | 0.94465 | -3.9678e-14 | -120.3084 | 119.9432 | -3.9622e-14 | -120.3084 | 119.9432
Line3_1_5 | 0 | 0 | 0 | 0 | 0 | 0 | 0 | 0 | 0 | 0 | 0 | 0 | 1.7853e-18 | -1.277e-11 | -3.7063e-11 | -1.7853e-18 | 1.277e-11 | 3.7063e-11 | 9.3386e-18 | 3.5549e-11 | 6.5281e-12 | -9.8879e-18 | -3.5549e-11 | -6.5281e-12 | 0 | 0 | 0 | 0 | 0 | 0 | 0.95 | 0.94815 | 0.94465 | 0.95 | 0.94815 | 0.94465 | -3.9678e-14 | -120.3084 | 119.9432 | -3.9594e-14 | -120.3084 | 119.9432
Line4_2_6 | 0 | 0.051843 | 0.051843 | 0 | 0.051843 | 0.051843 | 0 | 0.011973 | 0.011973 | 0 | 0.011973 | 0.011973 | -1.0987e-18 | 0.010915 | 0.0028331 | 1.0987e-18 | -0.010863 | -0.0027815 | 2.3072e-17 | 0.0028788 | 0.010882 | -2.3072e-17 | -0.0028251 | -0.010828 | 0 | -135.2796 | 44.7204 | 0 | 44.7204 | -135.2796 | 0.95 | 0.94283 | 0.93921 | 0.95 | 0.93752 | 0.93379 | -3.9039e-14 | -120.5043 | 120.1275 | -3.8386e-14 | -120.7024 | 120.3141
Line5_6_7 | 0 | 0.051843 | 0.051843 | 0 | 0.051843 | 0.051843 | 0 | 0.011973 | 0.011973 | 0 | 0.011973 | 0.011973 | 1.0987e-18 | 0.010863 | 0.0027815 | -1.455e-32 | -0.010812 | -0.0027299 | 2.417e-17 | 0.0028251 | 0.010828 | -2.1973e-17 | -0.0027713 | -0.010775 | 0 | -135.2796 | 44.7204 | 0 | 44.7204 | -135.2796 | 0.95 | 0.93752 | 0.93379 | 0.95 | 0.93223 | 0.92837 | -3.8386e-14 | -120.7024 | 120.3141 | -3.794e-14 | -120.9028 | 120.5028
Line6_7_8 | 0 | 0.051843 | 0.051843 | 0 | 0.051843 | 0.051843 | 0 | 0.011973 | 0.011973 | 0 | 0.011973 | 0.011973 | -2.1973e-18 | 0.010812 | 0.0027299 | 2.1973e-18 | -0.01076 | -0.0026783 | 1.0987e-17 | 0.0027713 | 0.010775 | -8.7893e-18 | -0.0027175 | -0.010721 | 0 | -135.2796 | 44.7204 | 0 | 44.7204 | -135.2796 | 0.95 | 0.93223 | 0.92837 | 0.95 | 0.92694 | 0.92297 | -3.794e-14 | -120.9028 | 120.5028 | -3.7667e-14 | -121.1055 | 120.6937
Line7_8_9 | 0 | 0 | 0 | 0 | 0 | 0 | 0 | 0 | 0 | 0 | 0 | 0 | 4.3946e-18 | -7.7759e-11 | -9.1252e-11 | 0 | 7.7759e-11 | 9.1252e-11 | -2.1973e-18 | 6.2294e-11 | -3.8923e-11 | 0 | -6.2294e-11 | 3.8923e-11 | 0 | 0 | 0 | 0 | 0 | 0 | 0.95 | 0.92694 | 0.92297 | 0.95 | 0.92694 | 0.92297 | -3.7667e-14 | -121.1055 | 120.6937 | -3.7701e-14 | -121.1055 | 120.6937
Line8_8_10 | 0 | 0 | 0 | 0 | 0 | 0 | 0 | 0 | 0 | 0 | 0 | 0 | 2.1973e-18 | -7.7759e-11 | -9.1252e-11 | 0 | 7.7759e-11 | 9.1252e-11 | -1.4446e-33 | 6.2294e-11 | -3.8923e-11 | 0 | -6.2294e-11 | 3.8923e-11 | 0 | 0 | 0 | 0 | 0 | 0 | 0.95 | 0.92694 | 0.92297 | 0.95 | 0.92694 | 0.92297 | -3.7667e-14 | -121.1055 | 120.6937 | -3.7526e-14 | -121.1055 | 120.6937
Line9_3_11 | 0 | 0 | 0 | 0 | 0 | 0 | 0 | 0 | 0 | 0 | 0 | 0 | 4.8066e-18 | -4.4694e-11 | -1.2972e-10 | -4.532e-18 | 4.4694e-11 | 1.2972e-10 | 9.8879e-18 | 1.2442e-10 | 2.2848e-11 | -9.8879e-18 | -1.2442e-10 | -2.2848e-11 | 0 | 0 | 0 | 0 | 0 | 0 | 0.95 | 0.94815 | 0.94465 | 0.95 | 0.94815 | 0.94465 | -3.9558e-14 | -120.3084 | 119.9432 | -3.9448e-14 | -120.3084 | 119.9432

## LL_min_fault_10
name | pf_ikss_a_from_ka | pf_ikss_b_from_ka | pf_ikss_c_from_ka | pf_ikss_a_to_ka | pf_ikss_b_to_ka | pf_ikss_c_to_ka | pf_skss_a_from_mw | pf_skss_b_from_mw | pf_skss_c_from_mw | pf_skss_a_to_mw | pf_skss_b_to_mw | pf_skss_c_to_mw | pf_p_a_from_mw | pf_p_b_from_mw | pf_p_c_from_mw | pf_p_a_to_mw | pf_p_b_to_mw | pf_p_c_to_mw | pf_q_a_from_mvar | pf_q_b_from_mvar | pf_q_c_from_mvar | pf_q_a_to_mvar | pf_q_b_to_mvar | pf_q_c_to_mvar | pf_ikss_a_from_degree | pf_ikss_b_from_degree | pf_ikss_c_from_degree | pf_ikss_a_to_degree | pf_ikss_b_to_degree | pf_ikss_c_to_degree | pf_vm_a_from_pu | pf_vm_b_from_pu | pf_vm_c_from_pu | pf_vm_a_to_pu | pf_vm_b_to_pu | pf_vm_c_to_pu | pf_va_a_from_degree | pf_va_b_from_degree | pf_va_c_from_degree | pf_va_a_to_degree | pf_va_b_to_degree | pf_va_c_to_degree
Line0_1_2 | 0 | 0.049114 | 0.049114 | 0 | 0.049114 | 0.049114 | 0 | 0.011342 | 0.011342 | 0 | 0.011342 | 0.011342 | 2.0817e-18 | 0.0098425 | 0.002589 | -2.0817e-18 | -0.0097961 | -0.0025427 | 1.7694e-17 | 0.002632 | 0.009815 | -1.6653e-17 | -0.0025837 | -0.0097667 | 0 | -135.2796 | 44.7204 | 0 | 44.7204 | -135.2796 | 0.9 | 0.89825 | 0.89493 | 0.9 | 0.89321 | 0.88978 | -3.5445e-14 | -120.3084 | 119.9432 | -3.492e-14 | -120.5043 | 120.1275
Line10_11_12 | 0 | 0 | 0 | 0 | 0 | 0 | 0 | 0 | 0 | 0 | 0 | 0 | 4.2284e-18 | -3.4383e-11 | -9.9793e-11 | -4.4886e-18 | 3.4383e-11 | 9.9793e-11 | 8.8471e-18 | 9.5716e-11 | 1.7577e-11 | -8.3267e-18 | -9.5716e-11 | -1.7577e-11 | 0 | 0 | 0 | 0 | 0 | 0 | 0.9 | 0.89825 | 0.89493 | 0.9 | 0.89825 | 0.89493 | -3.5232e-14 | -120.3084 | 119.9432 | -3.5144e-14 | -120.3084 | 119.9432
Line11_12_13 | 0 | 0 | 0 | 0 | 0 | 0 | 0 | 0 | 0 | 0 | 0 | 0 | 3.0575e-18 | -2.8652e-11 | -8.3161e-11 | -2.7972e-18 | 2.8652e-11 | 8.3161e-11 | 9.8879e-18 | 7.9764e-11 | 1.4648e-11 | -9.3675e-18 | -7.9764e-11 | -1.4648e-11 | 0 | 0 | 0 | 0 | 0 | 0 | 0.9 | 0.89825 | 0.89493 | 0.9 | 0.89825 | 0.89493 | -3.5144e-14 | -120.3084 | 119.9432 | -3.501e-14 | -120.3084 | 119.9432
Line12_13_15 | 0 | 0 | 0 | 0 | 0 | 0 | 0 | 0 | 0 | 0 | 0 | 0 | 7.1557e-19 | -1.7191e-11 | -4.9896e-11 | -9.7578e-19 | 1.7191e-11 | 4.9896e-11 | 1.5613e-18 | 4.7858e-11 | 8.7885e-12 | -1.5613e-18 | -4.7858e-11 | -8.7885e-12 | 0 | 0 | 0 | 0 | 0 | 0 | 0.9 | 0.89825 | 0.89493 | 0.9 | 0.89825 | 0.89493 | -3.501e-14 | -120.3084 | 119.9432 | -3.499e-14 | -120.3084 | 119.9432
Line13_13_14 | 0 | 0 | 0 | 0 | 0 | 0 | 0 | 0 | 0 | 0 | 0 | 0 | 9.7578e-19 | -5.7305e-12 | -1.6632e-11 | -7.1557e-19 | 5.7305e-12 | 1.6632e-11 | 8.3267e-18 | 1.5953e-11 | 2.9295e-12 | -8.3267e-18 | -1.5953e-11 | -2.9295e-12 | 0 | 0 | 0 | 0 | 0 | 0 | 0.9 | 0.89825 | 0.89493 | 0.9 | 0.89825 | 0.89493 | -3.501e-14 | -120.3084 | 119.9432 | -3.4921e-14 | -120.3084 | 119.9432
Line14_15_16 | 0 | 0 | 0 | 0 | 0 | 0 | 0 | 0 | 0 | 0 | 0 | 0 | -6.5052e-20 | -1.1461e-11 | -3.3264e-11 | -1.9516e-19 | 1.1461e-11 | 3.3264e-11 | 5.2042e-19 | 3.1905e-11 | 5.859e-12 | -1.0408e-18 | -3.1905e-11 | -5.859e-12 | 0 | 0 | 0 | 0 | 0 | 0 | 0.9 | 0.89825 | 0.89493 | 0.9 | 0.89825 | 0.89493 | -3.499e-14 | -120.3084 | 119.9432 | -3.4975e-14 | -120.3084 | 119.9432
Line15_16_17 | 0 | 0 | 0 | 0 | 0 | 0 | 0 | 0 | 0 | 0 | 0 | 0 | 4.5536e-19 | -5.7305e-12 | -1.6632e-11 | -4.5536e-19 | 5.7305e-12 | 1.6632e-11 | -2.7797e-34 | 1.5953e-11 | 2.9295e-12 | 2.7802e-34 | -1.5953e-11 | -2.9295e-12 | 0 | 0 | 0 | 0 | 0 | 0 | 0.9 | 0.89825 | 0.89493 | 0.9 | 0.89825 | 0.89493 | -3.4975e-14 | -120.3084 | 119.9432 | -3.4982e-14 | -120.3084 | 119.9432
Line16_4_18 | 0 | 0 | 0 | 0 | 0 | 0 | 0 | 0 | 0 | 0 | 0 | 0 | 1.0408e-18 | -5.7305e-12 | -1.6632e-11 | -1.0408e-18 | 5.7305e-12 | 1.6632e-11 | 5.2042e-19 | 1.5953e-11 | 2.9295e-12 | -5.2042e-19 | -1.5953e-11 | -2.9295e-12 | 0 | 0 | 0 | 0 | 0 | 0 | 0.9 | 0.89825 | 0.89493 | 0.9 | 0.89825 | 0.89493 | -3.5397e-14 | -120.3084 | 119.9432 | -3.5404e-14 | -120.3084 | 119.9432
Line17_5_19 | 0 | 0 | 0 | 0 | 0 | 0 | 0 | 0 | 0 | 0 | 0 | 0 | 1.236e-18 | -5.7305e-12 | -1.6632e-11 | -1.4962e-18 | 5.7305e-12 | 1.6632e-11 | 7.8063e-18 | 1.5953e-11 | 2.9295e-12 | -7.8063e-18 | -1.5953e-11 | -2.9295e-12 | 0 | 0 | 0 | 0 | 0 | 0 | 0.9 | 0.89825 | 0.89493 | 0.9 | 0.89825 | 0.89493 | -3.5369e-14 | -120.3084 | 119.9432 | -3.5296e-14 | -120.3084 | 119.9432
Line1_1_3 | 0 | 0 | 0 | 0 | 0 | 0 | 0 | 0 | 0 | 0 | 0 | 0 | 4.0983e-18 | -4.5844e-11 | -1.3306e-10 | -4.6187e-18 | 4.5844e-11 | 1.3306e-10 | 7.8063e-18 | 1.2762e-10 | 2.3436e-11 | -8.3267e-18 | -1.2762e-10 | -2.3436e-11 | 0 | 0 | 0 | 0 | 0 | 0 | 0.9 | 0.89825 | 0.89493 | 0.9 | 0.89825 | 0.89493 | -3.5445e-14 | -120.3084 | 119.9432 | -3.5333e-14 | -120.3084 | 119.9432
Line2_1_4 | 0 | 0 | 0 | 0 | 0 | 0 | 0 | 0 | 0 | 0 | 0 | 0 | 2.8623e-18 | -1.1461e-11 | -3.3264e-11 | -3.1225e-18 | 1.1461e-11 | 3.3264e-11 | 7.2858e-18 | 3.1905e-11 | 5.859e-12 | -7.8063e-18 | -3.1905e-11 | -5.859e-12 | 0 | 0 | 0 | 0 | 0 | 0 | 0.9 | 0.89825 | 0.89493 | 0.9 | 0.89825 | 0.89493 | -3.5445e-14 | -120.3084 | 119.9432 | -3.5397e-14 | -120.3084 | 119.9432
Line3_1_5 | 0 | 0 | 0 | 0 | 0 | 0 | 0 | 0 | 0 | 0 | 0 | 0 | 2.2118e-18 | -1.1461e-11 | -3.3264e-11 | -2.7322e-18 | 1.1461e-11 | 3.3264e-11 | 7.2858e-18 | 3.1905e-11 | 5.859e-12 | -8.3267e-18 | -3.1905e-11 | -5.859e-12 | 0 | 0 | 0 | 0 | 0 | 0 | 0.9 | 0.89825 | 0.89493 | 0.9 | 0.89825 | 0.89493 | -3.5445e-14 | -120.3084 | 119.9432 | -3.5369e-14 | -120.3084 | 119.9432
Line4_2_6 | 0 | 0.049114 | 0.049114 | 0 | 0.049114 | 0.049114 | 0 | 0.011342 | 0.011342 | 0 | 0.011342 | 0.011342 | 2.0817e-18 | 0.0097961 | 0.0025427 | -2.0817e-18 | -0.0097498 | -0.0024964 | 1.7694e-17 | 0.0025837 | 0.0097667 | -1.7694e-17 | -0.0025355 | -0.0097185 | 0 | -135.2796 | 44.7204 | 0 | 44.7204 | -135.2796 | 0.9 | 0.89321 | 0.88978 | 0.9 | 0.88818 | 0.88464 | -3.492e-14 | -120.5043 | 120.1275 | -3.4392e-14 | -120.7024 | 120.3141
Line5_6_7 | 0 | 0.049114 | 0.049114 | 0 | 0.049114 | 0.049114 | 0 | 0.011342 | 0.011342 | 0 | 0.011342 | 0.011342 | 3.1225e-18 | 0.0097498 | 0.0024964 | -3.1225e-18 | -0.0097035 | -0.0024501 | 1.6653e-17 | 0.0025355 | 0.0097185 | -1.6653e-17 | -0.0024873 | -0.0096702 | 0 | -135.2796 | 44.7204 | 0 | 44.7204 | -135.2796 | 0.9 | 0.88818 | 0.88464 | 0.9 | 0.88316 | 0.87951 | -3.4392e-14 | -120.7024 | 120.3141 | -3.4019e-14 | -120.9028 | 120.5028
Line6_7_8 | 0 | 0.049114 | 0.049114 | 0 | 0.049114 | 0.049114 | 0 | 0.011342 | 0.011342 | 0 | 0.011342 | 0.011342 | 2.0817e-18 | 0.0097035 | 0.0024501 | -4.1633e-18 | -0.0096572 | -0.0024038 | 1.0408e-17 | 0.0024873 | 0.0096702 | -1.0408e-17 | -0.002439 | -0.009622 | 0 | -135.2796 | 44.7204 | 0 | 44.7204 | -135.2796 | 0.9 | 0.88316 | 0.87951 | 0.9 | 0.87816 | 0.87439 | -3.4019e-14 | -120.9028 | 120.5028 | -3.3786e-14 | -121.1055 | 120.6937
Line7_8_9 | 0 | 0 | 0 | 0 | 0 | 0 | 0 | 0 | 0 | 0 | 0 | 0 | 4.1633e-18 | -6.9789e-11 | -8.1899e-11 | -4.1633e-18 | 6.9789e-11 | 8.1899e-11 | -2.0817e-18 | 5.5909e-11 | -3.4934e-11 | 2.0817e-18 | -5.5909e-11 | 3.4934e-11 | 0 | 0 | 0 | 0 | 0 | 0 | 0.9 | 0.87816 | 0.87439 | 0.9 | 0.87816 | 0.87439 | -3.3786e-14 | -121.1055 | 120.6937 | -3.3819e-14 | -121.1055 | 120.6937
Line8_8_10 | 0 | 0 | 0 | 0 | 0 | 0 | 0 | 0 | 0 | 0 | 0 | 0 | -2.0817e-18 | -6.9789e-11 | -8.1899e-11 | 0 | 6.9789e-11 | 8.1899e-11 | 1.2275e-33 | 5.5909e-11 | -3.4934e-11 | 0 | -5.5909e-11 | 3.4934e-11 | 0 | 0 | 0 | 0 | 0 | 0 | 0.9 | 0.87816 | 0.87439 | 0.9 | 0.87816 | 0.87439 | -3.3786e-14 | -121.1055 | 120.6937 | -3.3657e-14 | -121.1055 | 120.6937
Line9_3_11 | 0 | 0 | 0 | 0 | 0 | 0 | 0 | 0 | 0 | 0 | 0 | 0 | 4.2284e-18 | -4.0113e-11 | -1.1643e-10 | -4.7488e-18 | 4.0113e-11 | 1.1643e-10 | 9.3675e-18 | 1.1167e-10 | 2.0507e-11 | -8.8471e-18 | -1.1167e-10 | -2.0507e-11 | 0 | 0 | 0 | 0 | 0 | 0 | 0.9 | 0.89825 | 0.89493 | 0.9 | 0.89825 | 0.89493 | -3.5333e-14 | -120.3084 | 119.9432 | -3.5232e-14 | -120.3084 | 119.9432

## LG_max_6
name | pf_ikss_a_from_ka | pf_ikss_b_from_ka | pf_ikss_c_from_ka | pf_ikss_a_to_ka | pf_ikss_b_to_ka | pf_ikss_c_to_ka | pf_skss_a_from_mw | pf_skss_b_from_mw | pf_skss_c_from_mw | pf_skss_a_to_mw | pf_skss_b_to_mw | pf_skss_c_to_mw | pf_p_a_from_mw | pf_p_b_from_mw | pf_p_c_from_mw | pf_p_a_to_mw | pf_p_b_to_mw | pf_p_c_to_mw | pf_q_a_from_mvar | pf_q_b_from_mvar | pf_q_c_from_mvar | pf_q_a_to_mvar | pf_q_b_to_mvar | pf_q_c_to_mvar | pf_ikss_a_from_degree | pf_ikss_b_from_degree | pf_ikss_c_from_degree | pf_ikss_a_to_degree | pf_ikss_b_to_degree | pf_ikss_c_to_degree | 3xI0 | pf_vm_a_from_pu | pf_vm_b_from_pu | pf_vm_c_from_pu | pf_vm_a_to_pu | pf_vm_b_to_pu | pf_vm_c_to_pu | pf_va_a_from_degree | pf_va_b_from_degree | pf_va_c_from_degree | pf_va_a_to_degree | pf_va_b_to_degree | pf_va_c_to_degree
Line0_1_2 | 0.3315 | 0.030567 | 0.030567 | 0.3315 | 0.030567 | 0.030567 | 0.076557 | 0.007059 | 0.007059 | 0.076557 | 0.0070591 | 0.0070591 | 0.0038471 | 0.0023885 | 0.01186 | -0.0028979 | -0.0023651 | -0.011837 | 0.0076986 | 0.011571 | 0.0029048 | -0.0057993 | -0.011525 | -0.0028588 | -47.8118 | 132.4566 | 132.4566 | 132.1882 | -47.5438 | -47.5438 |  | 0.11242 | 1.6737 | 1.7298 | 0.084683 | 1.6666 | 1.7251 | 15.6361 | -149.2068 | 146.2186 | 15.6372 | -149.1412 | 146.0337
Line10_11_12 | 0.029936 | 0.029936 | 0.029936 | 0.029936 | 0.029936 | 0.029936 | 0.0069134 | 0.0069134 | 0.0069134 | 0.0069135 | 0.0069135 | 0.0069135 | -0.00035484 | 0.0022522 | 0.011587 | 0.00035932 | -0.0022476 | -0.011582 | -0.0007139 | 0.01133 | 0.0029069 | 0.00072287 | -0.011321 | -0.002898 | 132.0621 | 132.0621 | 132.0621 | -47.9384 | -47.9384 | -47.9384 |  | 0.11532 | 1.6709 | 1.7279 | 0.11677 | 1.6695 | 1.727 | 15.6326 | -149.1805 | 146.1458 | 15.6309 | -149.1674 | 146.1093
Line11_12_13 | 0.029936 | 0.029936 | 0.029936 | 0.029936 | 0.029936 | 0.029936 | 0.0069135 | 0.0069135 | 0.0069135 | 0.0069135 | 0.0069135 | 0.0069135 | -0.00035932 | 0.0022476 | 0.011582 | 0.0003638 | -0.002243 | -0.011578 | -0.00072287 | 0.011321 | 0.002898 | 0.00073184 | -0.011312 | -0.0028892 | 132.0616 | 132.0616 | 132.0616 | -47.9389 | -47.9389 | -47.9389 |  | 0.11677 | 1.6695 | 1.727 | 0.11821 | 1.6681 | 1.726 | 15.6309 | -149.1674 | 146.1093 | 15.6293 | -149.1542 | 146.0728
Line12_13_15 | 1.0008e-06 | 0 | 0 | 0 | 0 | 0 | 2.3112e-07 | 0 | 0 | 0 | 0 | 0 | -9.8342e-09 | 2.2765e-07 | -1.9033e-07 | 6.9432e-09 | -1.5636e-07 | 1.2193e-07 | 2.5491e-08 | -3.1059e-07 | -3.5006e-07 | -1.6871e-08 | 2.0393e-07 | 2.3629e-07 | -95.4669 | 0 | 0 | 0 | 0 | 0 |  | 0.11821 | 1.6681 | 1.726 | 0.11821 | 1.6681 | 1.726 | 15.6293 | -149.1542 | 146.0728 | 15.6293 | -149.1542 | 146.0728
Line13_13_14 | 0.029937 | 0.029937 | 0.029937 | 0.029937 | 0.029937 | 0.029937 | 0.0069137 | 0.0069137 | 0.0069137 | 0.0069137 | 0.0069137 | 0.0069137 | -0.00036379 | 0.0022428 | 0.011578 | 0.00036826 | -0.0022383 | -0.011574 | -0.00073187 | 0.011313 | 0.0028895 | 0.00074084 | -0.011304 | -0.0028807 | 132.0597 | 132.0597 | 132.0597 | -47.9407 | -47.9407 | -47.9407 |  | 0.11821 | 1.6681 | 1.726 | 0.11966 | 1.6667 | 1.7251 | 15.6293 | -149.1542 | 146.0728 | 15.6276 | -149.141 | 146.0362
Line14_15_16 | 0 | 0 | 0 | 0 | 0 | 0 | 0 | 0 | 0 | 0 | 0 | 0 | -6.5562e-09 | 1.5177e-07 | -1.2689e-07 | 3.6651e-09 | -8.0478e-08 | 5.8489e-08 | 1.6994e-08 | -2.0706e-07 | -2.3337e-07 | -8.3744e-09 | 1.004e-07 | 1.1961e-07 | 0 | 0 | 0 | 0 | 0 | 0 |  | 0.11821 | 1.6681 | 1.726 | 0.11821 | 1.6681 | 1.726 | 15.6293 | -149.1542 | 146.0728 | 15.6293 | -149.1542 | 146.0728
Line15_16_17 | 0 | 0 | 0 | 0 | 0 | 0 | 0 | 0 | 0 | 0 | 0 | 0 | -3.2781e-09 | 7.5883e-08 | -6.3443e-08 | 3.8706e-10 | -4.5943e-09 | -4.9546e-09 | 8.497e-09 | -1.0353e-07 | -1.1669e-07 | 1.2262e-10 | -3.1287e-09 | 2.9206e-09 | 0 | 0 | 0 | 0 | 0 | 0 |  | 0.11821 | 1.6681 | 1.726 | 0.11821 | 1.6681 | 1.726 | 15.6293 | -149.1542 | 146.0728 | 15.6293 | -149.1542 | 146.0728
Line16_4_18 | 0 | 0 | 0 | 0 | 0 | 0 | 0 | 0 | 0 | 0 | 0 | 0 | -3.1606e-09 | 7.6189e-08 | -6.3783e-08 | 3.7465e-10 | -4.6336e-09 | -4.9862e-09 | 8.2262e-09 | -1.0442e-07 | -1.1743e-07 | 1.1816e-10 | -3.1404e-09 | 2.9368e-09 | 0 | 0 | 0 | 0 | 0 | 0 |  | 0.11388 | 1.6723 | 1.7289 | 0.11388 | 1.6723 | 1.7289 | 15.6357 | -149.1937 | 146.1819 | 15.6357 | -149.1937 | 146.1819
Line17_5_19 | 0.030071 | 0.030071 | 0.030071 | 0.030072 | 0.030072 | 0.030072 | 0.0069447 | 0.0069447 | 0.0069447 | 0.0069448 | 0.0069448 | 0.0069448 | -0.00035298 | 0.0022833 | 0.011648 | 0.00035749 | -0.0022787 | -0.011643 | -0.00070767 | 0.011387 | 0.0029122 | 0.00071672 | -0.011378 | -0.0029032 | 132.1448 | 132.1448 | 132.1448 | -47.8557 | -47.8557 | -47.8557 |  | 0.11387 | 1.6723 | 1.7289 | 0.11533 | 1.6709 | 1.7279 | 15.6354 | -149.1937 | 146.182 | 15.6347 | -149.1806 | 146.1453
Line1_1_3 | 0.029935 | 0.029935 | 0.029935 | 0.029936 | 0.029936 | 0.029936 | 0.0069133 | 0.0069133 | 0.0069133 | 0.0069134 | 0.0069134 | 0.0069134 | -0.00034589 | 0.0022613 | 0.011595 | 0.00035036 | -0.0022567 | -0.011591 | -0.00069596 | 0.011348 | 0.0029246 | 0.00070493 | -0.011339 | -0.0029157 | 132.063 | 132.063 | 132.063 | -47.9374 | -47.9374 | -47.9374 |  | 0.11242 | 1.6737 | 1.7298 | 0.11387 | 1.6723 | 1.7289 | 15.6361 | -149.2068 | 146.2186 | 15.6343 | -149.1937 | 146.1822
Line2_1_4 | 0.030116 | 0.030116 | 0.030116 | 0.030116 | 0.030116 | 0.030116 | 0.006955 | 0.006955 | 0.006955 | 0.0069551 | 0.0069551 | 0.0069551 | -0.00034933 | 0.002297 | 0.011671 | 0.00035386 | -0.0022924 | -0.011667 | -0.00069949 | 0.011412 | 0.0029197 | 0.00070857 | -0.011403 | -0.0029107 | 132.1738 | 132.1738 | 132.1738 | -47.8267 | -47.8267 | -47.8267 |  | 0.11242 | 1.6737 | 1.7298 | 0.11388 | 1.6723 | 1.7289 | 15.6361 | -149.2068 | 146.2186 | 15.6357 | -149.1937 | 146.1819
Line3_1_5 | 0.030071 | 0.030071 | 0.030071 | 0.030071 | 0.030071 | 0.030071 | 0.0069446 | 0.0069446 | 0.0069446 | 0.0069447 | 0.0069447 | 0.0069447 | -0.00034846 | 0.0022879 | 0.011652 | 0.00035298 | -0.0022833 | -0.011648 | -0.00069862 | 0.011396 | 0.0029211 | 0.00070767 | -0.011387 | -0.0029122 | 132.1452 | 132.1452 | 132.1452 | -47.8552 | -47.8552 | -47.8552 |  | 0.11242 | 1.6737 | 1.7298 | 0.11387 | 1.6723 | 1.7289 | 15.6361 | -149.2068 | 146.2186 | 15.6354 | -149.1937 | 146.182
Line4_2_6 | 0.3315 | 0.030567 | 0.030567 | 0.3315 | 0.030567 | 0.030567 | 0.076557 | 0.0070591 | 0.0070591 | 0.076557 | 0.0070591 | 0.0070591 | 0.0028979 | 0.0023651 | 0.011837 | -0.0019487 | -0.0023418 | -0.011814 | 0.0057993 | 0.011525 | 0.0028588 | -0.0039001 | -0.011479 | -0.0028127 | -47.8118 | 132.4562 | 132.4562 | 132.1883 | -47.5443 | -47.5443 |  | 0.084683 | 1.6666 | 1.7251 | 0.056949 | 1.6596 | 1.7203 | 15.6372 | -149.1412 | 146.0337 | 15.6394 | -149.0751 | 145.8478
Line5_6_7 | 0.3315 | 0.030567 | 0.030567 | 0.3315 | 0.030567 | 0.030567 | 0.076557 | 0.0070591 | 0.0070591 | 0.076557 | 0.0070592 | 0.0070592 | 0.0019487 | 0.0023418 | 0.011814 | -0.00099943 | -0.0023184 | -0.011791 | 0.0039001 | 0.011479 | 0.0028127 | -0.0020008 | -0.011433 | -0.0027667 | -47.8117 | 132.4557 | 132.4557 | 132.1883 | -47.5447 | -47.5447 |  | 0.056949 | 1.6596 | 1.7203 | 0.029214 | 1.6525 | 1.7156 | 15.6394 | -149.0751 | 145.8478 | 15.6457 | -149.0084 | 145.6609
Line6_7_8 | 0.36207 | 1.0234e-06 | 1.0234e-06 | 0.36207 | 0 | 0 | 0.083616 | 2.3635e-07 | 2.3635e-07 | 0.083616 | 0 | 0 | 0.0010924 | 2.2854e-07 | -1.9978e-07 | -1.2387e-14 | -1.5651e-07 | 1.2893e-07 | 0.0021849 | -3.1673e-07 | -3.5286e-07 | 8.8546e-15 | 2.0748e-07 | 2.3739e-07 | -47.7893 | -94.8215 | -94.8215 | 132.2108 | 0 | 0 |  | 0.029214 | 1.6525 | 1.7156 | 0 | 1.6469 | 1.7119 | 15.6457 | -149.0084 | 145.6609 | 0 | -148.9546 | 145.5111
Line7_8_9 | 0 | 0 | 0 | 0 | 0 | 0 | 0 | 0 | 0 | 0 | 0 | 0 | 1.4101e-20 | 7.6055e-08 | -6.6861e-08 | -2.641e-17 | -4.3968e-09 | -4.7969e-09 | 2.9648e-21 | -1.0527e-07 | -1.1728e-07 | 1.8552e-17 | -3.0695e-09 | 2.8385e-09 | 0 | 0 | 0 | 0 | 0 | 0 |  | 0 | 1.6469 | 1.7119 | 0 | 1.6469 | 1.7119 | 0 | -148.9546 | 145.5111 | 0 | -148.9546 | 145.5111
Line8_8_10 | 0 | 0 | 0 | 0 | 0 | 0 | 0 | 0 | 0 | 0 | 0 | 0 | 1.4101e-20 | 7.6055e-08 | -6.6861e-08 | -2.641e-17 | -4.3968e-09 | -4.7969e-09 | 2.9648e-21 | -1.0527e-07 | -1.1728e-07 | 1.8552e-17 | -3.0695e-09 | 2.8385e-09 | 0 | 0 | 0 | 0 | 0 | 0 |  | 0 | 1.6469 | 1.7119 | 0 | 1.6469 | 1.7119 | 0 | -148.9546 | 145.5111 | 0 | -148.9546 | 145.5111
Line9_3_11 | 0.029936 | 0.029936 | 0.029936 | 0.029936 | 0.029936 | 0.029936 | 0.0069133 | 0.0069133 | 0.0069133 | 0.0069134 | 0.0069134 | 0.0069134 | -0.00035036 | 0.0022567 | 0.011591 | 0.00035484 | -0.0022522 | -0.011587 | -0.00070493 | 0.011339 | 0.0029157 | 0.0007139 | -0.01133 | -0.0029069 | 132.0625 | 132.0625 | 132.0625 | -47.9379 | -47.9379 | -47.9379 |  | 0.11387 | 1.6723 | 1.7289 | 0.11532 | 1.6709 | 1.7279 | 15.6343 | -149.1937 | 146.1822 | 15.6326 | -149.1805 | 146.1458

## LG_max_10
name | pf_ikss_a_from_ka | pf_ikss_b_from_ka | pf_ikss_c_from_ka | pf_ikss_a_to_ka | pf_ikss_b_to_ka | pf_ikss_c_to_ka | pf_skss_a_from_mw | pf_skss_b_from_mw | pf_skss_c_from_mw | pf_skss_a_to_mw | pf_skss_b_to_mw | pf_skss_c_to_mw | pf_p_a_from_mw | pf_p_b_from_mw | pf_p_c_from_mw | pf_p_a_to_mw | pf_p_b_to_mw | pf_p_c_to_mw | pf_q_a_from_mvar | pf_q_b_from_mvar | pf_q_c_from_mvar | pf_q_a_to_mvar | pf_q_b_to_mvar | pf_q_c_to_mvar | pf_ikss_a_from_degree | pf_ikss_b_from_degree | pf_ikss_c_from_degree | pf_ikss_a_to_degree | pf_ikss_b_to_degree | pf_ikss_c_to_degree | 3xI0 | pf_vm_a_from_pu | pf_vm_b_from_pu | pf_vm_c_from_pu | pf_vm_a_to_pu | pf_vm_b_to_pu | pf_vm_c_to_pu | pf_va_a_from_degree | pf_va_b_from_degree | pf_va_c_from_degree | pf_va_a_to_degree | pf_va_b_to_degree | pf_va_c_to_degree
Line0_1_2 | 0.34698 | 0.031994 | 0.031994 | 0.34698 | 0.031994 | 0.031994 | 0.080133 | 0.0073887 | 0.0073887 | 0.080133 | 0.0073888 | 0.0073888 | 0.0042149 | 0.0026092 | 0.013002 | -0.0031749 | -0.0025836 | -0.012976 | 0.0084346 | 0.012678 | 0.0031818 | -0.0063537 | -0.012627 | -0.0031314 | -47.8499 | 132.4185 | 132.4185 | 132.1501 | -47.5819 | -47.5819 |  | 0.11767 | 1.7518 | 1.8116 | 0.088638 | 1.7444 | 1.8066 | 15.598 | -149.211 | 146.1699 | 15.5991 | -149.1453 | 145.9851
Line10_11_12 | 0.031334 | 0.031334 | 0.031334 | 0.031334 | 0.031334 | 0.031334 | 0.0072363 | 0.0072363 | 0.0072363 | 0.0072364 | 0.0072364 | 0.0072364 | -0.00038876 | 0.0024599 | 0.012702 | 0.00039367 | -0.002455 | -0.012697 | -0.00078215 | 0.012414 | 0.0031841 | 0.00079198 | -0.012404 | -0.0031745 | 132.024 | 132.0239 | 132.0239 | -47.9765 | -47.9765 | -47.9765 |  | 0.1207 | 1.7488 | 1.8096 | 0.12222 | 1.7474 | 1.8086 | 15.5945 | -149.1847 | 146.0971 | 15.5928 | -149.1715 | 146.0606
Line11_12_13 | 0.031334 | 0.031334 | 0.031334 | 0.031335 | 0.031335 | 0.031335 | 0.0072364 | 0.0072364 | 0.0072364 | 0.0072364 | 0.0072364 | 0.0072364 | -0.00039367 | 0.0024549 | 0.012697 | 0.00039858 | -0.00245 | -0.012692 | -0.00079198 | 0.012404 | 0.0031745 | 0.0008018 | -0.012394 | -0.0031648 | 132.0235 | 132.0235 | 132.0235 | -47.977 | -47.977 | -47.977 |  | 0.12222 | 1.7474 | 1.8086 | 0.12374 | 1.7459 | 1.8076 | 15.5928 | -149.1715 | 146.0606 | 15.5912 | -149.1584 | 146.0241
Line12_13_15 | 1.0476e-06 | 1.0463e-06 | 1.0463e-06 | 0 | 0 | 0 | 2.4193e-07 | 2.4163e-07 | 2.4163e-07 | 0 | 0 | 0 | -1.0776e-08 | 2.4959e-07 | -2.0871e-07 | 7.6085e-09 | -1.7142e-07 | 1.3371e-07 | 2.7929e-08 | -3.4011e-07 | -3.8368e-07 | -1.8485e-08 | 2.2331e-07 | 2.5899e-07 | -95.5073 | -95.4309 | -95.4309 | 0 | 0 | 0 |  | 0.12374 | 1.7459 | 1.8076 | 0.12374 | 1.7459 | 1.8076 | 15.5912 | -149.1584 | 146.0241 | 15.5912 | -149.1584 | 146.0241
Line13_13_14 | 0.031335 | 0.031335 | 0.031335 | 0.031336 | 0.031336 | 0.031336 | 0.0072366 | 0.0072366 | 0.0072366 | 0.0072366 | 0.0072366 | 0.0072366 | -0.00039856 | 0.0024497 | 0.012692 | 0.00040347 | -0.0024447 | -0.012688 | -0.00080183 | 0.012395 | 0.0031652 | 0.00081166 | -0.012385 | -0.0031555 | 132.0216 | 132.0216 | 132.0216 | -47.9789 | -47.9789 | -47.9789 |  | 0.12374 | 1.7459 | 1.8076 | 0.12525 | 1.7444 | 1.8066 | 15.5912 | -149.1584 | 146.0241 | 15.5895 | -149.1451 | 145.9875
Line14_15_16 | 0 | 0 | 0 | 0 | 0 | 0 | 0 | 0 | 0 | 0 | 0 | 0 | -7.1839e-09 | 1.6639e-07 | -1.3914e-07 | 4.0165e-09 | -8.8223e-08 | 6.4142e-08 | 1.8619e-08 | -2.2674e-07 | -2.5579e-07 | -9.1754e-09 | 1.0994e-07 | 1.3109e-07 | 0 | 0 | 0 | 0 | 0 | 0 |  | 0.12374 | 1.7459 | 1.8076 | 0.12374 | 1.7459 | 1.8076 | 15.5912 | -149.1584 | 146.0241 | 15.5912 | -149.1584 | 146.0241
Line15_16_17 | 0 | 0 | 0 | 0 | 0 | 0 | 0 | 0 | 0 | 0 | 0 | 0 | -3.592e-09 | 8.3195e-08 | -6.9571e-08 | 4.2457e-10 | -5.0273e-09 | -5.4294e-09 | 9.3095e-09 | -1.1337e-07 | -1.2789e-07 | 1.3414e-10 | -3.431e-09 | 3.1988e-09 | 0 | 0 | 0 | 0 | 0 | 0 |  | 0.12374 | 1.7459 | 1.8076 | 0.12374 | 1.7459 | 1.8076 | 15.5912 | -149.1584 | 146.0241 | 15.5912 | -149.1584 | 146.0241
Line16_4_18 | 0 | 0 | 0 | 0 | 0 | 0 | 0 | 0 | 0 | 0 | 0 | 0 | -3.4633e-09 | 8.353e-08 | -6.9944e-08 | 4.1095e-10 | -5.0704e-09 | -5.464e-09 | 9.0128e-09 | -1.1435e-07 | -1.2871e-07 | 1.2926e-10 | -3.4438e-09 | 3.2166e-09 | 0 | 0 | 0 | 0 | 0 | 0 |  | 0.11919 | 1.7503 | 1.8106 | 0.11919 | 1.7503 | 1.8106 | 15.5976 | -149.1979 | 146.1332 | 15.5976 | -149.1979 | 146.1332
Line17_5_19 | 0.031476 | 0.031476 | 0.031476 | 0.031476 | 0.031476 | 0.031476 | 0.0072691 | 0.0072691 | 0.0072691 | 0.0072691 | 0.0072691 | 0.0072691 | -0.00038672 | 0.002494 | 0.012769 | 0.00039167 | -0.002489 | -0.012764 | -0.00077532 | 0.012476 | 0.0031899 | 0.00078524 | -0.012466 | -0.0031802 | 132.1067 | 132.1067 | 132.1067 | -47.8938 | -47.8938 | -47.8938 |  | 0.11919 | 1.7503 | 1.8106 | 0.12072 | 1.7488 | 1.8096 | 15.5973 | -149.1979 | 146.1333 | 15.5965 | -149.1847 | 146.0966
Line1_1_3 | 0.031334 | 0.031334 | 0.031334 | 0.031334 | 0.031334 | 0.031334 | 0.0072362 | 0.0072362 | 0.0072362 | 0.0072363 | 0.0072363 | 0.0072363 | -0.00037895 | 0.0024699 | 0.012712 | 0.00038386 | -0.0024649 | -0.012707 | -0.00076249 | 0.012433 | 0.0032035 | 0.00077232 | -0.012423 | -0.0031938 | 132.0249 | 132.0249 | 132.0249 | -47.9756 | -47.9756 | -47.9756 |  | 0.11767 | 1.7518 | 1.8116 | 0.11919 | 1.7503 | 1.8106 | 15.598 | -149.211 | 146.1699 | 15.5962 | -149.1979 | 146.1335
Line2_1_4 | 0.031523 | 0.031523 | 0.031523 | 0.031523 | 0.031523 | 0.031523 | 0.0072799 | 0.0072799 | 0.0072799 | 0.00728 | 0.00728 | 0.00728 | -0.00038272 | 0.002509 | 0.012794 | 0.00038769 | -0.002504 | -0.01279 | -0.00076636 | 0.012503 | 0.0031981 | 0.00077631 | -0.012494 | -0.0031883 | 132.1356 | 132.1356 | 132.1356 | -47.8648 | -47.8648 | -47.8648 |  | 0.11767 | 1.7518 | 1.8116 | 0.11919 | 1.7503 | 1.8106 | 15.598 | -149.211 | 146.1699 | 15.5976 | -149.1979 | 146.1332
Line3_1_5 | 0.031476 | 0.031476 | 0.031476 | 0.031476 | 0.031476 | 0.031476 | 0.007269 | 0.007269 | 0.007269 | 0.0072691 | 0.0072691 | 0.0072691 | -0.00038177 | 0.002499 | 0.012774 | 0.00038672 | -0.002494 | -0.012769 | -0.0007654 | 0.012486 | 0.0031997 | 0.00077532 | -0.012476 | -0.0031899 | 132.1071 | 132.1071 | 132.1071 | -47.8933 | -47.8933 | -47.8933 |  | 0.11767 | 1.7518 | 1.8116 | 0.11919 | 1.7503 | 1.8106 | 15.598 | -149.211 | 146.1699 | 15.5973 | -149.1979 | 146.1333
Line4_2_6 | 0.34698 | 0.031994 | 0.031994 | 0.34698 | 0.031995 | 0.031995 | 0.080133 | 0.0073888 | 0.0073888 | 0.080133 | 0.0073889 | 0.0073889 | 0.0031749 | 0.0025836 | 0.012976 | -0.0021349 | -0.002558 | -0.012951 | 0.0063537 | 0.012627 | 0.0031314 | -0.0042729 | -0.012577 | -0.0030809 | -47.8499 | 132.4181 | 132.4181 | 132.1501 | -47.5824 | -47.5824 |  | 0.088638 | 1.7444 | 1.8066 | 0.059609 | 1.737 | 1.8017 | 15.5991 | -149.1453 | 145.9851 | 15.6013 | -149.079 | 145.7992
Line5_6_7 | 0.34698 | 0.031995 | 0.031995 | 0.34698 | 0.031995 | 0.031995 | 0.080133 | 0.0073889 | 0.0073889 | 0.080133 | 0.0073889 | 0.0073889 | 0.0021349 | 0.002558 | 0.012951 | -0.001095 | -0.0025324 | -0.012925 | 0.0042729 | 0.012577 | 0.0030809 | -0.0021921 | -0.012526 | -0.0030305 | -47.8499 | 132.4176 | 132.4176 | 132.1502 | -47.5829 | -47.5829 |  | 0.059609 | 1.737 | 1.8017 | 0.030579 | 1.7296 | 1.7967 | 15.6013 | -149.079 | 145.7992 | 15.6076 | -149.0122 | 145.6124
Line6_7_8 | 0.37898 | 1.0712e-06 | 1.0712e-06 | 0.37898 | 0 | 0 | 0.087522 | 2.4739e-07 | 2.4739e-07 | 0.087521 | 0 | 0 | 0.0011969 | 2.5057e-07 | -2.1907e-07 | -6.7981e-15 | -1.7158e-07 | 1.4138e-07 | 0.0023938 | -3.4683e-07 | -3.8675e-07 | 1.4471e-14 | 2.2719e-07 | 2.6019e-07 | -47.8274 | -94.8584 | -94.8584 | 132.1726 | 0 | 0 |  | 0.030579 | 1.7296 | 1.7967 | 0 | 1.7237 | 1.7928 | 15.6076 | -149.0122 | 145.6124 | 0 | -148.9582 | 145.4627
Line7_8_9 | 0 | 0 | 0 | 0 | 0 | 0 | 0 | 0 | 0 | 0 | 0 | 0 | 1.4439e-20 | 8.3386e-08 | -7.3318e-08 | -2.8948e-17 | -4.811e-09 | -5.2566e-09 | -4.5253e-21 | -1.1528e-07 | -1.2854e-07 | 2.037e-17 | -3.3661e-09 | 3.1088e-09 | 0 | 0 | 0 | 0 | 0 | 0 |  | 0 | 1.7237 | 1.7928 | 0 | 1.7237 | 1.7928 | 0 | -148.9582 | 145.4627 | 0 | -148.9582 | 145.4627
Line8_8_10 | 0 | 0 | 0 | 0 | 0 | 0 | 0 | 0 | 0 | 0 | 0 | 0 | 1.4439e-20 | 8.3386e-08 | -7.3318e-08 | -2.8948e-17 | -4.811e-09 | -5.2566e-09 | -4.5253e-21 | -1.1528e-07 | -1.2854e-07 | 2.037e-17 | -3.3661e-09 | 3.1088e-09 | 0 | 0 | 0 | 0 | 0 | 0 |  | 0 | 1.7237 | 1.7928 | 0 | 1.7237 | 1.7928 | 0 | -148.9582 | 145.4627 | 0 | -148.9582 | 145.4627
Line9_3_11 | 0.031334 | 0.031334 | 0.031334 | 0.031334 | 0.031334 | 0.031334 | 0.0072363 | 0.0072363 | 0.0072363 | 0.0072363 | 0.0072363 | 0.0072363 | -0.00038386 | 0.0024649 | 0.012707 | 0.00038876 | -0.0024599 | -0.012702 | -0.00077232 | 0.012423 | 0.0031938 | 0.00078215 | -0.012414 | -0.0031841 | 132.0244 | 132.0244 | 132.0244 | -47.976 | -47.976 | -47.976 |  | 0.11919 | 1.7503 | 1.8106 | 0.1207 | 1.7488 | 1.8096 | 15.5962 | -149.1979 | 146.1335 | 15.5945 | -149.1847 | 146.0971

## LG_max_fault_6
name | pf_ikss_a_from_ka | pf_ikss_b_from_ka | pf_ikss_c_from_ka | pf_ikss_a_to_ka | pf_ikss_b_to_ka | pf_ikss_c_to_ka | pf_skss_a_from_mw | pf_skss_b_from_mw | pf_skss_c_from_mw | pf_skss_a_to_mw | pf_skss_b_to_mw | pf_skss_c_to_mw | pf_p_a_from_mw | pf_p_b_from_mw | pf_p_c_from_mw | pf_p_a_to_mw | pf_p_b_to_mw | pf_p_c_to_mw | pf_q_a_from_mvar | pf_q_b_from_mvar | pf_q_c_from_mvar | pf_q_a_to_mvar | pf_q_b_to_mvar | pf_q_c_to_mvar | pf_ikss_a_from_degree | pf_ikss_b_from_degree | pf_ikss_c_from_degree | pf_ikss_a_to_degree | pf_ikss_b_to_degree | pf_ikss_c_to_degree | 3xI0 | pf_vm_a_from_pu | pf_vm_b_from_pu | pf_vm_c_from_pu | pf_vm_a_to_pu | pf_vm_b_to_pu | pf_vm_c_to_pu | pf_va_a_from_degree | pf_va_b_from_degree | pf_va_c_from_degree | pf_va_a_to_degree | pf_va_b_to_degree | pf_va_c_to_degree
Line0_1_2 | 0.028684 | 0.0026448 | 0.0026448 | 0.028684 | 0.0026449 | 0.0026449 | 0.0066243 | 0.0006108 | 0.0006108 | 0.0066243 | 0.00061081 | 0.00061081 | 0.0045202 | -0.00013133 | 0.00065408 | -0.0045131 | 0.00013151 | -0.00065392 | 0.0045526 | 0.00065322 | -0.00013232 | -0.0045384 | -0.00065288 | 0.00013266 | -45.2639 | 135.0046 | 135.0046 | 134.7361 | -44.9959 | -44.9959 |  | 0.96848 | 1.0908 | 1.0926 | 0.9662 | 1.0903 | 1.0924 | -0.059358 | -123.6275 | 123.5679 | -0.1039 | -123.6069 | 123.5358
Line10_11_12 | 0.0025903 | 0.0025903 | 0.0025903 | 0.0025903 | 0.0025903 | 0.0025903 | 0.0005982 | 0.0005982 | 0.0005982 | 0.0005982 | 0.0005982 | 0.0005982 | -0.00040735 | -0.00013309 | 0.0006414 | 0.00040739 | 0.00013313 | -0.00064137 | -0.00041215 | 0.00063871 | -0.00012531 | 0.00041222 | -0.00063865 | 0.00012538 | 134.61 | 134.61 | 134.61 | -45.3905 | -45.3905 | -45.3905 |  | 0.96872 | 1.0907 | 1.0925 | 0.96884 | 1.0906 | 1.0925 | -0.054749 | -123.6193 | 123.5552 | -0.052445 | -123.6152 | 123.5489
Line11_12_13 | 0.0025903 | 0.0025903 | 0.0025903 | 0.0025903 | 0.0025903 | 0.0025903 | 0.0005982 | 0.0005982 | 0.0005982 | 0.00059821 | 0.00059821 | 0.00059821 | -0.00040739 | -0.00013313 | 0.00064137 | 0.00040742 | 0.00013317 | -0.00064135 | -0.00041222 | 0.00063864 | -0.00012537 | 0.0004123 | -0.00063858 | 0.00012544 | 134.6095 | 134.6095 | 134.6095 | -45.3909 | -45.3909 | -45.3909 |  | 0.96884 | 1.0906 | 1.0925 | 0.96895 | 1.0905 | 1.0924 | -0.052445 | -123.6152 | 123.5489 | -0.050141 | -123.6111 | 123.5425
Line12_13_15 | 0 | 0 | 0 | 0 | 0 | 0 | 0 | 0 | 0 | 0 | 0 | 0 | -9.6986e-10 | 1.8717e-08 | -1.7566e-08 | 9.3451e-10 | -1.2648e-08 | 1.1533e-08 | 1.9354e-08 | -1.1142e-08 | -1.2946e-08 | -1.2906e-08 | 7.1635e-09 | 8.8903e-09 | 0 | 0 | 0 | 0 | 0 | 0 |  | 0.96895 | 1.0905 | 1.0924 | 0.96895 | 1.0905 | 1.0924 | -0.050141 | -123.6111 | 123.5425 | -0.050141 | -123.6111 | 123.5425
Line13_13_14 | 0.0025904 | 0.0025904 | 0.0025904 | 0.0025904 | 0.0025904 | 0.0025904 | 0.00059822 | 0.00059822 | 0.00059822 | 0.00059823 | 0.00059823 | 0.00059823 | -0.00040742 | -0.00013319 | 0.00064136 | 0.00040745 | 0.00013323 | -0.00064134 | -0.00041232 | 0.00063859 | -0.00012542 | 0.00041239 | -0.00063853 | 0.00012549 | 134.6076 | 134.6076 | 134.6076 | -45.3928 | -45.3928 | -45.3928 |  | 0.96895 | 1.0905 | 1.0924 | 0.96907 | 1.0904 | 1.0924 | -0.050141 | -123.6111 | 123.5425 | -0.047839 | -123.6071 | 123.5362
Line14_15_16 | 0 | 0 | 0 | 0 | 0 | 0 | 0 | 0 | 0 | 0 | 0 | 0 | -6.4657e-10 | 1.2478e-08 | -1.1711e-08 | 6.1123e-10 | -6.4089e-09 | 5.6775e-09 | 1.2902e-08 | -7.4279e-09 | -8.6304e-09 | -6.4544e-09 | 3.4495e-09 | 4.5751e-09 | 0 | 0 | 0 | 0 | 0 | 0 |  | 0.96895 | 1.0905 | 1.0924 | 0.96895 | 1.0905 | 1.0924 | -0.050141 | -123.6111 | 123.5425 | -0.050141 | -123.6111 | 123.5425
Line15_16_17 | 0 | 0 | 0 | 0 | 0 | 0 | 0 | 0 | 0 | 0 | 0 | 0 | -3.2329e-10 | 6.2388e-09 | -5.8554e-09 | 2.8794e-10 | -1.7009e-10 | -1.7796e-10 | 6.4512e-09 | -3.714e-09 | -4.3152e-09 | -3.2646e-12 | -2.6442e-10 | 2.5988e-10 | 0 | 0 | 0 | 0 | 0 | 0 |  | 0.96895 | 1.0905 | 1.0924 | 0.96895 | 1.0905 | 1.0924 | -0.050141 | -123.6111 | 123.5425 | -0.050141 | -123.6111 | 123.5425
Line16_4_18 | 0 | 0 | 0 | 0 | 0 | 0 | 0 | 0 | 0 | 0 | 0 | 0 | -3.1421e-10 | 6.2622e-09 | -5.8873e-09 | 2.891e-10 | -1.7137e-10 | -1.7847e-10 | 6.4782e-09 | -3.7423e-09 | -4.3282e-09 | -3.7116e-12 | -2.6539e-10 | 2.6129e-10 | 0 | 0 | 0 | 0 | 0 | 0 |  | 0.9686 | 1.0907 | 1.0925 | 0.9686 | 1.0907 | 1.0925 | -0.057026 | -123.6234 | 123.5615 | -0.057026 | -123.6234 | 123.5615
Line17_5_19 | 0.002602 | 0.002602 | 0.002602 | 0.002602 | 0.002602 | 0.002602 | 0.00060091 | 0.00060091 | 0.00060091 | 0.00060091 | 0.00060091 | 0.00060091 | -0.00040976 | -0.00013273 | 0.00064416 | 0.00040979 | 0.00013277 | -0.00064413 | -0.00041336 | 0.00064186 | -0.00012674 | 0.00041343 | -0.00064179 | 0.00012681 | 134.6927 | 134.6927 | 134.6927 | -45.3078 | -45.3078 | -45.3078 |  | 0.9686 | 1.0907 | 1.0925 | 0.96872 | 1.0906 | 1.0925 | -0.057033 | -123.6234 | 123.5615 | -0.054707 | -123.6193 | 123.5552
Line1_1_3 | 0.0025902 | 0.0025902 | 0.0025902 | 0.0025903 | 0.0025903 | 0.0025903 | 0.00059819 | 0.00059819 | 0.00059819 | 0.0005982 | 0.0005982 | 0.0005982 | -0.00040729 | -0.00013301 | 0.00064146 | 0.00040732 | 0.00013305 | -0.00064143 | -0.000412 | 0.00063883 | -0.00012519 | 0.00041208 | -0.00063877 | 0.00012525 | 134.6109 | 134.6109 | 134.6109 | -45.3895 | -45.3895 | -45.3895 |  | 0.96848 | 1.0908 | 1.0926 | 0.9686 | 1.0907 | 1.0925 | -0.059358 | -123.6275 | 123.5679 | -0.057053 | -123.6234 | 123.5616
Line2_1_4 | 0.0026059 | 0.0026059 | 0.0026059 | 0.0026059 | 0.0026059 | 0.0026059 | 0.0006018 | 0.0006018 | 0.0006018 | 0.00060181 | 0.00060181 | 0.00060181 | -0.00041055 | -0.00013257 | 0.00064509 | 0.00041058 | 0.00013261 | -0.00064506 | -0.0004137 | 0.00064295 | -0.00012719 | 0.00041377 | -0.00064289 | 0.00012725 | 134.7217 | 134.7217 | 134.7217 | -45.2788 | -45.2788 | -45.2788 |  | 0.96848 | 1.0908 | 1.0926 | 0.9686 | 1.0907 | 1.0925 | -0.059358 | -123.6275 | 123.5679 | -0.057026 | -123.6234 | 123.5615
Line3_1_5 | 0.002602 | 0.002602 | 0.002602 | 0.002602 | 0.002602 | 0.002602 | 0.0006009 | 0.0006009 | 0.0006009 | 0.00060091 | 0.00060091 | 0.00060091 | -0.00040973 | -0.00013269 | 0.00064418 | 0.00040976 | 0.00013273 | -0.00064416 | -0.00041328 | 0.00064192 | -0.00012668 | 0.00041336 | -0.00064186 | 0.00012674 | 134.6932 | 134.6932 | 134.6932 | -45.3073 | -45.3073 | -45.3073 |  | 0.96848 | 1.0908 | 1.0926 | 0.9686 | 1.0907 | 1.0925 | -0.059358 | -123.6275 | 123.5679 | -0.057033 | -123.6234 | 123.5615
Line4_2_6 | 0.028684 | 0.0026449 | 0.0026449 | 0.028684 | 0.0026449 | 0.0026449 | 0.0066243 | 0.00061081 | 0.00061081 | 0.0066243 | 0.00061081 | 0.00061081 | 0.0045131 | -0.00013151 | 0.00065392 | -0.004506 | 0.00013169 | -0.00065375 | 0.0045384 | 0.00065288 | -0.00013266 | -0.0045241 | -0.00065254 | 0.00013301 | -45.2639 | 135.0041 | 135.0041 | 134.7362 | -44.9964 | -44.9964 |  | 0.9662 | 1.0903 | 1.0924 | 0.96392 | 1.0899 | 1.0922 | -0.1039 | -123.6069 | 123.5358 | -0.14865 | -123.5864 | 123.5038
Line5_6_7 | 0.028684 | 0.0026449 | 0.0026449 | 0.028684 | 0.0026449 | 0.0026449 | 0.0066243 | 0.00061081 | 0.00061081 | 0.0066243 | 0.00061082 | 0.00061082 | 0.004506 | -0.00013169 | 0.00065375 | -0.0044989 | 0.00013187 | -0.00065358 | 0.0045241 | 0.00065254 | -0.000133 | -0.0045099 | -0.00065219 | 0.00013335 | -45.2638 | 135.0036 | 135.0036 | 134.7362 | -44.9968 | -44.9968 |  | 0.96392 | 1.0899 | 1.0922 | 0.96164 | 1.0894 | 1.0921 | -0.14865 | -123.5864 | 123.5038 | -0.19362 | -123.5658 | 123.4717
Line6_7_8 | 0.031329 | 0 | 0 | 0.031329 | 0 | 0 | 0.0072351 | 0 | 0 | 0.0072351 | 0 | 0 | 0.0049156 | 1.9037e-08 | -1.8126e-08 | -0.0049075 | -1.2862e-08 | 1.1926e-08 | 0.0049238 | -1.1571e-08 | -1.3047e-08 | -0.0049075 | 7.4603e-09 | 8.9482e-09 | -45.2414 | 0 | 0 | 134.7587 | 0 | 0 |  | 0.96164 | 1.0894 | 1.0921 | 0.95924 | 1.089 | 1.0919 | -0.19362 | -123.5658 | 123.4717 | -0.24125 | -123.5493 | 123.4461
Line7_8_9 | 0 | 0 | 0 | 0 | 0 | 0 | 0 | 0 | 0 | 0 | 0 | 0 | -2.7873e-10 | 6.3494e-09 | -6.0508e-09 | 3.1918e-10 | -1.6359e-10 | -1.7545e-10 | 6.5621e-09 | -3.8599e-09 | -4.3478e-09 | -1.555e-11 | -2.5954e-10 | 2.527e-10 | 0 | 0 | 0 | 0 | 0 | 0 |  | 0.95924 | 1.089 | 1.0919 | 0.95924 | 1.089 | 1.0919 | -0.24125 | -123.5493 | 123.4461 | -0.24125 | -123.5493 | 123.4461
Line8_8_10 | 0 | 0 | 0 | 0 | 0 | 0 | 0 | 0 | 0 | 0 | 0 | 0 | -2.7873e-10 | 6.3494e-09 | -6.0508e-09 | 3.1918e-10 | -1.6359e-10 | -1.7545e-10 | 6.5621e-09 | -3.8599e-09 | -4.3478e-09 | -1.555e-11 | -2.5954e-10 | 2.527e-10 | 0 | 0 | 0 | 0 | 0 | 0 |  | 0.95924 | 1.089 | 1.0919 | 0.95924 | 1.089 | 1.0919 | -0.24125 | -123.5493 | 123.4461 | -0.24125 | -123.5493 | 123.4461
Line9_3_11 | 0.0025903 | 0.0025903 | 0.0025903 | 0.0025903 | 0.0025903 | 0.0025903 | 0.0005982 | 0.0005982 | 0.0005982 | 0.0005982 | 0.0005982 | 0.0005982 | -0.00040732 | -0.00013305 | 0.00064143 | 0.00040735 | 0.00013309 | -0.0006414 | -0.00041208 | 0.00063877 | -0.00012525 | 0.00041215 | -0.00063871 | 0.00012531 | 134.6105 | 134.6105 | 134.6105 | -45.39 | -45.39 | -45.39 |  | 0.9686 | 1.0907 | 1.0925 | 0.96872 | 1.0907 | 1.0925 | -0.057053 | -123.6234 | 123.5616 | -0.054749 | -123.6193 | 123.5552

## LG_max_fault_10
name | pf_ikss_a_from_ka | pf_ikss_b_from_ka | pf_ikss_c_from_ka | pf_ikss_a_to_ka | pf_ikss_b_to_ka | pf_ikss_c_to_ka | pf_skss_a_from_mw | pf_skss_b_from_mw | pf_skss_c_from_mw | pf_skss_a_to_mw | pf_skss_b_to_mw | pf_skss_c_to_mw | pf_p_a_from_mw | pf_p_b_from_mw | pf_p_c_from_mw | pf_p_a_to_mw | pf_p_b_to_mw | pf_p_c_to_mw | pf_q_a_from_mvar | pf_q_b_from_mvar | pf_q_c_from_mvar | pf_q_a_to_mvar | pf_q_b_to_mvar | pf_q_c_to_mvar | pf_ikss_a_from_degree | pf_ikss_b_from_degree | pf_ikss_c_from_degree | pf_ikss_a_to_degree | pf_ikss_b_to_degree | pf_ikss_c_to_degree | 3xI0 | pf_vm_a_from_pu | pf_vm_b_from_pu | pf_vm_c_from_pu | pf_vm_a_to_pu | pf_vm_b_to_pu | pf_vm_c_to_pu | pf_va_a_from_degree | pf_va_b_from_degree | pf_va_c_from_degree | pf_va_a_to_degree | pf_va_b_to_degree | pf_va_c_to_degree
Line0_1_2 | 0.030048 | 0.0027706 | 0.0027706 | 0.030048 | 0.0027706 | 0.0027706 | 0.0069392 | 0.00063984 | 0.00063984 | 0.0069392 | 0.00063985 | 0.00063985 | 0.0049602 | -0.00014417 | 0.00071782 | -0.0049524 | 0.00014437 | -0.00071763 | 0.0049958 | 0.00071681 | -0.00014521 | -0.0049802 | -0.00071644 | 0.00014558 | -45.2674 | 135.0011 | 135.0011 | 134.7326 | -44.9994 | -44.9994 |  | 1.0145 | 1.1427 | 1.1446 | 1.0121 | 1.1422 | 1.1444 | -0.062848 | -123.6266 | 123.5649 | -0.10739 | -123.6061 | 123.5329
Line10_11_12 | 0.0027134 | 0.0027134 | 0.0027134 | 0.0027135 | 0.0027135 | 0.0027135 | 0.00062664 | 0.00062664 | 0.00062664 | 0.00062665 | 0.00062665 | 0.00062665 | -0.00044701 | -0.0001461 | 0.0007039 | 0.00044704 | 0.00014615 | -0.00070387 | -0.00045227 | 0.00070089 | -0.00013752 | 0.00045235 | -0.00070082 | 0.00013758 | 134.6065 | 134.6065 | 134.6065 | -45.394 | -45.394 | -45.394 |  | 1.0148 | 1.1425 | 1.1445 | 1.0149 | 1.1424 | 1.1445 | -0.058238 | -123.6185 | 123.5522 | -0.055934 | -123.6144 | 123.5459
Line11_12_13 | 0.0027135 | 0.0027135 | 0.0027135 | 0.0027135 | 0.0027135 | 0.0027135 | 0.00062664 | 0.00062664 | 0.00062664 | 0.00062665 | 0.00062665 | 0.00062665 | -0.00044704 | -0.00014615 | 0.00070386 | 0.00044708 | 0.00014619 | -0.00070383 | -0.00045235 | 0.00070082 | -0.00013758 | 0.00045243 | -0.00070075 | 0.00013765 | 134.606 | 134.606 | 134.606 | -45.3944 | -45.3944 | -45.3944 |  | 1.0149 | 1.1424 | 1.1445 | 1.015 | 1.1423 | 1.1444 | -0.055934 | -123.6144 | 123.5459 | -0.053631 | -123.6103 | 123.5396
Line12_13_15 | 0 | 0 | 0 | 0 | 0 | 0 | 0 | 0 | 0 | 0 | 0 | 0 | -1.0652e-09 | 2.0539e-08 | -1.9278e-08 | 1.0264e-09 | -1.3879e-08 | 1.2656e-08 | 2.1238e-08 | -1.2225e-08 | -1.4206e-08 | -1.4163e-08 | 7.8601e-09 | 9.7559e-09 | 0 | 0 | 0 | 0 | 0 | 0 |  | 1.015 | 1.1423 | 1.1444 | 1.015 | 1.1423 | 1.1444 | -0.053631 | -123.6103 | 123.5396 | -0.053631 | -123.6103 | 123.5396
Line13_13_14 | 0.0027135 | 0.0027135 | 0.0027135 | 0.0027136 | 0.0027136 | 0.0027136 | 0.00062666 | 0.00062666 | 0.00062666 | 0.00062667 | 0.00062667 | 0.00062667 | -0.00044708 | -0.00014621 | 0.00070385 | 0.00044712 | 0.00014626 | -0.00070382 | -0.00045245 | 0.00070076 | -0.00013764 | 0.00045253 | -0.00070069 | 0.00013771 | 134.6041 | 134.6041 | 134.6041 | -45.3963 | -45.3963 | -45.3963 |  | 1.015 | 1.1423 | 1.1444 | 1.0151 | 1.1422 | 1.1444 | -0.053631 | -123.6103 | 123.5396 | -0.051328 | -123.6062 | 123.5332
Line14_15_16 | 0 | 0 | 0 | 0 | 0 | 0 | 0 | 0 | 0 | 0 | 0 | 0 | -7.1011e-10 | 1.3693e-08 | -1.2852e-08 | 6.7132e-10 | -7.0328e-09 | 6.2306e-09 | 1.4159e-08 | -8.1503e-09 | -9.4709e-09 | -7.0833e-09 | 3.785e-09 | 5.0205e-09 | 0 | 0 | 0 | 0 | 0 | 0 |  | 1.015 | 1.1423 | 1.1444 | 1.015 | 1.1423 | 1.1444 | -0.053631 | -123.6103 | 123.5396 | -0.05363 | -123.6103 | 123.5396
Line15_16_17 | 0 | 0 | 0 | 0 | 0 | 0 | 0 | 0 | 0 | 0 | 0 | 0 | -3.5506e-10 | 6.8464e-09 | -6.4259e-09 | 3.1627e-10 | -1.8642e-10 | -1.9533e-10 | 7.0794e-09 | -4.0751e-09 | -4.7355e-09 | -3.8321e-12 | -2.9012e-10 | 2.8498e-10 | 0 | 0 | 0 | 0 | 0 | 0 |  | 1.015 | 1.1423 | 1.1444 | 1.015 | 1.1423 | 1.1444 | -0.05363 | -123.6103 | 123.5396 | -0.05363 | -123.6103 | 123.5396
Line16_4_18 | 0 | 0 | 0 | 0 | 0 | 0 | 0 | 0 | 0 | 0 | 0 | 0 | -3.451e-10 | 6.8721e-09 | -6.4608e-09 | 3.1754e-10 | -1.8782e-10 | -1.9589e-10 | 7.1091e-09 | -4.1062e-09 | -4.7497e-09 | -4.3224e-12 | -2.9119e-10 | 2.8653e-10 | 0 | 0 | 0 | 0 | 0 | 0 |  | 1.0146 | 1.1426 | 1.1446 | 1.0146 | 1.1426 | 1.1446 | -0.060515 | -123.6225 | 123.5585 | -0.060515 | -123.6225 | 123.5585
Line17_5_19 | 0.0027257 | 0.0027257 | 0.0027257 | 0.0027257 | 0.0027257 | 0.0027257 | 0.00062948 | 0.00062948 | 0.00062948 | 0.00062948 | 0.00062948 | 0.00062948 | -0.00044965 | -0.00014571 | 0.00070692 | 0.00044969 | 0.00014576 | -0.00070689 | -0.0004536 | 0.00070435 | -0.00013908 | 0.00045368 | -0.00070428 | 0.00013915 | 134.6892 | 134.6892 | 134.6892 | -45.3112 | -45.3113 | -45.3113 |  | 1.0146 | 1.1426 | 1.1446 | 1.0148 | 1.1425 | 1.1445 | -0.060522 | -123.6225 | 123.5585 | -0.058197 | -123.6184 | 123.5522
Line1_1_3 | 0.0027134 | 0.0027134 | 0.0027134 | 0.0027134 | 0.0027134 | 0.0027134 | 0.00062663 | 0.00062663 | 0.00062663 | 0.00062664 | 0.00062664 | 0.00062664 | -0.00044694 | -0.00014602 | 0.00070396 | 0.00044697 | 0.00014606 | -0.00070393 | -0.00045211 | 0.00070103 | -0.00013738 | 0.00045219 | -0.00070096 | 0.00013745 | 134.6074 | 134.6074 | 134.6074 | -45.393 | -45.393 | -45.393 |  | 1.0145 | 1.1427 | 1.1446 | 1.0146 | 1.1426 | 1.1446 | -0.062848 | -123.6266 | 123.5649 | -0.060542 | -123.6225 | 123.5586
Line2_1_4 | 0.0027298 | 0.0027298 | 0.0027298 | 0.0027298 | 0.0027298 | 0.0027298 | 0.00063042 | 0.00063042 | 0.00063042 | 0.00063042 | 0.00063042 | 0.00063042 | -0.00045051 | -0.00014554 | 0.00070794 | 0.00045055 | 0.00014558 | -0.00070791 | -0.00045397 | 0.00070554 | -0.00013958 | 0.00045405 | -0.00070547 | 0.00013965 | 134.7182 | 134.7182 | 134.7182 | -45.2823 | -45.2823 | -45.2823 |  | 1.0145 | 1.1427 | 1.1446 | 1.0146 | 1.1426 | 1.1446 | -0.062848 | -123.6266 | 123.5649 | -0.060515 | -123.6225 | 123.5585
Line3_1_5 | 0.0027257 | 0.0027257 | 0.0027257 | 0.0027257 | 0.0027257 | 0.0027257 | 0.00062947 | 0.00062947 | 0.00062947 | 0.00062948 | 0.00062948 | 0.00062948 | -0.00044961 | -0.00014567 | 0.00070695 | 0.00044965 | 0.00014571 | -0.00070692 | -0.00045351 | 0.00070442 | -0.00013902 | 0.0004536 | -0.00070435 | 0.00013909 | 134.6897 | 134.6897 | 134.6897 | -45.3108 | -45.3108 | -45.3108 |  | 1.0145 | 1.1427 | 1.1446 | 1.0146 | 1.1426 | 1.1446 | -0.062848 | -123.6266 | 123.5649 | -0.060522 | -123.6225 | 123.5585
Line4_2_6 | 0.030048 | 0.0027706 | 0.0027706 | 0.030048 | 0.0027706 | 0.0027706 | 0.0069392 | 0.00063985 | 0.00063985 | 0.0069392 | 0.00063985 | 0.00063985 | 0.0049524 | -0.00014437 | 0.00071763 | -0.0049446 | 0.00014457 | -0.00071745 | 0.0049802 | 0.00071644 | -0.00014558 | -0.0049645 | -0.00071606 | 0.00014596 | -45.2674 | 135.0006 | 135.0006 | 134.7327 | -44.9998 | -44.9998 |  | 1.0121 | 1.1422 | 1.1444 | 1.0097 | 1.1417 | 1.1442 | -0.10739 | -123.6061 | 123.5329 | -0.15214 | -123.5855 | 123.5008
Line5_6_7 | 0.030048 | 0.0027706 | 0.0027706 | 0.030048 | 0.0027707 | 0.0027707 | 0.0069392 | 0.00063985 | 0.00063985 | 0.0069392 | 0.00063986 | 0.00063986 | 0.0049446 | -0.00014457 | 0.00071745 | -0.0049368 | 0.00014477 | -0.00071726 | 0.0049645 | 0.00071606 | -0.00014596 | -0.0049489 | -0.00071569 | 0.00014633 | -45.2673 | 135.0001 | 135.0001 | 134.7327 | -45.0003 | -45.0003 |  | 1.0097 | 1.1417 | 1.1442 | 1.0074 | 1.1412 | 1.1441 | -0.15214 | -123.5855 | 123.5008 | -0.19711 | -123.5649 | 123.4687
Line6_7_8 | 0.032818 | 0 | 0 | 0.032818 | 0 | 0 | 0.0075791 | 0 | 0 | 0.0075791 | 0 | 0 | 0.0053942 | 2.0891e-08 | -1.9892e-08 | -0.0053852 | -1.4115e-08 | 1.3088e-08 | 0.0054032 | -1.2697e-08 | -1.4318e-08 | -0.0053852 | 8.1859e-09 | 9.8195e-09 | -45.2449 | 0 | 0 | 134.7552 | 0 | 0 |  | 1.0074 | 1.1412 | 1.1441 | 1.0048 | 1.1408 | 1.1439 | -0.19711 | -123.5649 | 123.4687 | -0.24473 | -123.5484 | 123.4431
Line7_8_9 | 0 | 0 | 0 | 0 | 0 | 0 | 0 | 0 | 0 | 0 | 0 | 0 | -3.0615e-10 | 6.9677e-09 | -6.6403e-09 | 3.5054e-10 | -1.7929e-10 | -1.9257e-10 | 7.2012e-09 | -4.2353e-09 | -4.7712e-09 | -1.7312e-11 | -2.8477e-10 | 2.771e-10 | 0 | 0 | 0 | 0 | 0 | 0 |  | 1.0048 | 1.1408 | 1.1439 | 1.0048 | 1.1408 | 1.1439 | -0.24473 | -123.5484 | 123.4431 | -0.24473 | -123.5484 | 123.4431
Line8_8_10 | 0 | 0 | 0 | 0 | 0 | 0 | 0 | 0 | 0 | 0 | 0 | 0 | -3.0615e-10 | 6.9677e-09 | -6.6403e-09 | 3.5054e-10 | -1.7929e-10 | -1.9257e-10 | 7.2012e-09 | -4.2353e-09 | -4.7712e-09 | -1.7312e-11 | -2.8477e-10 | 2.771e-10 | 0 | 0 | 0 | 0 | 0 | 0 |  | 1.0048 | 1.1408 | 1.1439 | 1.0048 | 1.1408 | 1.1439 | -0.24473 | -123.5484 | 123.4431 | -0.24473 | -123.5484 | 123.4431
Line9_3_11 | 0.0027134 | 0.0027134 | 0.0027134 | 0.0027134 | 0.0027134 | 0.0027134 | 0.00062664 | 0.00062664 | 0.00062664 | 0.00062664 | 0.00062664 | 0.00062664 | -0.00044697 | -0.00014606 | 0.00070393 | 0.00044701 | 0.0001461 | -0.0007039 | -0.00045219 | 0.00070096 | -0.00013745 | 0.00045227 | -0.00070089 | 0.00013752 | 134.607 | 134.607 | 134.607 | -45.3935 | -45.3935 | -45.3935 |  | 1.0146 | 1.1426 | 1.1446 | 1.0148 | 1.1425 | 1.1445 | -0.060542 | -123.6225 | 123.5586 | -0.058238 | -123.6185 | 123.5522

## LG_min_6
name | pf_ikss_a_from_ka | pf_ikss_b_from_ka | pf_ikss_c_from_ka | pf_ikss_a_to_ka | pf_ikss_b_to_ka | pf_ikss_c_to_ka | pf_skss_a_from_mw | pf_skss_b_from_mw | pf_skss_c_from_mw | pf_skss_a_to_mw | pf_skss_b_to_mw | pf_skss_c_to_mw | pf_p_a_from_mw | pf_p_b_from_mw | pf_p_c_from_mw | pf_p_a_to_mw | pf_p_b_to_mw | pf_p_c_to_mw | pf_q_a_from_mvar | pf_q_b_from_mvar | pf_q_c_from_mvar | pf_q_a_to_mvar | pf_q_b_to_mvar | pf_q_c_to_mvar | pf_ikss_a_from_degree | pf_ikss_b_from_degree | pf_ikss_c_from_degree | pf_ikss_a_to_degree | pf_ikss_b_to_degree | pf_ikss_c_to_degree | 3xI0 | pf_vm_a_from_pu | pf_vm_b_from_pu | pf_vm_c_from_pu | pf_vm_a_to_pu | pf_vm_b_to_pu | pf_vm_c_to_pu | pf_va_a_from_degree | pf_va_b_from_degree | pf_va_c_from_degree | pf_va_a_to_degree | pf_va_b_to_degree | pf_va_c_to_degree
Line0_1_2 | 0.29089 | 0.026937 | 0.026937 | 0.29089 | 0.026937 | 0.026937 | 0.067179 | 0.0062208 | 0.0062208 | 0.067179 | 0.0062209 | 0.0062209 | 0.0056913 | 0.001933 | 0.0092953 | -0.0042873 | -0.0018986 | -0.009261 | 0.0059287 | 0.0091764 | 0.0020649 | -0.0044661 | -0.0091407 | -0.0020292 | -46.0146 | 134.0075 | 134.0075 | 133.9854 | -45.993 | -45.993 |  | 0.12233 | 1.5075 | 1.5306 | 0.092155 | 1.5007 | 1.524 | 0.15561 | -147.888 | 146.532 | 0.1557 | -147.7269 | 146.366
Line10_11_12 | 0.026216 | 0.026216 | 0.026216 | 0.026216 | 0.026216 | 0.026216 | 0.0060542 | 0.0060542 | 0.0060542 | 0.0060543 | 0.0060543 | 0.0060543 | -0.00052601 | 0.0018632 | 0.009032 | 0.00053261 | -0.0018565 | -0.0090255 | -0.00054813 | 0.0089179 | 0.0020008 | 0.00055501 | -0.0089112 | -0.001994 | 133.976 | 133.976 | 133.976 | -46.0244 | -46.0245 | -46.0245 |  | 0.12548 | 1.5048 | 1.528 | 0.12706 | 1.5035 | 1.5267 | 0.15536 | -147.8246 | 146.4667 | 0.15523 | -147.7928 | 146.434
Line11_12_13 | 0.026216 | 0.026216 | 0.026216 | 0.026216 | 0.026216 | 0.026216 | 0.0060543 | 0.0060543 | 0.0060543 | 0.0060543 | 0.0060543 | 0.0060543 | -0.00053261 | 0.0018565 | 0.0090255 | 0.00053921 | -0.0018498 | -0.009019 | -0.00055501 | 0.0089112 | 0.001994 | 0.00056189 | -0.0089044 | -0.0019873 | 133.9755 | 133.9755 | 133.9755 | -46.0249 | -46.0249 | -46.0249 |  | 0.12706 | 1.5035 | 1.5267 | 0.12863 | 1.5021 | 1.5254 | 0.15523 | -147.7928 | 146.434 | 0.1551 | -147.7609 | 146.4012
Line12_13_15 | 0 | 0 | 0 | 0 | 0 | 0 | 0 | 0 | 0 | 0 | 0 | 0 | -1.6975e-09 | 1.7748e-07 | -1.5469e-07 | 1.519e-09 | -1.2196e-07 | 9.9357e-08 | 2.5992e-08 | -2.4658e-07 | -2.6693e-07 | -1.7327e-08 | 1.6195e-07 | 1.8032e-07 | 0 | 0 | 0 | 0 | 0 | 0 |  | 0.12863 | 1.5021 | 1.5254 | 0.12863 | 1.5021 | 1.5254 | 0.1551 | -147.7609 | 146.4012 | 0.15511 | -147.7609 | 146.4012
Line13_13_14 | 0.026217 | 0.026217 | 0.026217 | 0.026217 | 0.026217 | 0.026217 | 0.0060545 | 0.0060545 | 0.0060545 | 0.0060545 | 0.0060545 | 0.0060545 | -0.00053921 | 0.0018497 | 0.0090191 | 0.00054581 | -0.001843 | -0.0090126 | -0.00056192 | 0.0089046 | 0.0019875 | 0.0005688 | -0.0088978 | -0.0019807 | 133.9736 | 133.9736 | 133.9736 | -46.0268 | -46.0268 | -46.0268 |  | 0.12863 | 1.5021 | 1.5254 | 0.1302 | 1.5008 | 1.5241 | 0.1551 | -147.7609 | 146.4012 | 0.15495 | -147.729 | 146.3683
Line14_15_16 | 0 | 0 | 0 | 0 | 0 | 0 | 0 | 0 | 0 | 0 | 0 | 0 | -1.1316e-09 | 1.1832e-07 | -1.0313e-07 | 9.5321e-10 | -6.2803e-08 | 4.7792e-08 | 1.7328e-08 | -1.6439e-07 | -1.7795e-07 | -8.6628e-09 | 7.9757e-08 | 9.134e-08 | 0 | 0 | 0 | 0 | 0 | 0 |  | 0.12863 | 1.5021 | 1.5254 | 0.12863 | 1.5021 | 1.5254 | 0.15511 | -147.7609 | 146.4012 | 0.15512 | -147.7609 | 146.4012
Line15_16_17 | 0 | 0 | 0 | 0 | 0 | 0 | 0 | 0 | 0 | 0 | 0 | 0 | -5.6582e-10 | 5.9159e-08 | -5.1565e-08 | 3.8739e-10 | -3.6434e-09 | -3.7725e-09 | 8.664e-09 | -8.2195e-08 | -8.8977e-08 | 1.213e-12 | -2.4372e-09 | 2.3627e-09 | 0 | 0 | 0 | 0 | 0 | 0 |  | 0.12863 | 1.5021 | 1.5254 | 0.12863 | 1.5021 | 1.5254 | 0.15512 | -147.7609 | 146.4012 | 0.15512 | -147.7609 | 146.4012
Line16_4_18 | 0 | 0 | 0 | 0 | 0 | 0 | 0 | 0 | 0 | 0 | 0 | 0 | -5.4732e-10 | 5.9516e-08 | -5.1857e-08 | 3.7535e-10 | -3.6792e-09 | -3.8082e-09 | 8.3957e-09 | -8.3001e-08 | -8.981e-08 | 1.172e-12 | -2.4514e-09 | 2.3769e-09 | 0 | 0 | 0 | 0 | 0 | 0 |  | 0.12392 | 1.5061 | 1.5293 | 0.12392 | 1.5061 | 1.5293 | 0.15556 | -147.8561 | 146.4991 | 0.15557 | -147.8561 | 146.4991
Line17_5_19 | 0.02637 | 0.02637 | 0.02637 | 0.02637 | 0.02637 | 0.02637 | 0.0060899 | 0.0060899 | 0.0060899 | 0.00609 | 0.00609 | 0.00609 | -0.00052256 | 0.0018814 | 0.009092 | 0.00052923 | -0.0018747 | -0.0090854 | -0.00054445 | 0.0089772 | 0.0020188 | 0.00055141 | -0.0089704 | -0.0020119 | 133.9805 | 133.9804 | 133.9804 | -46.02 | -46.02 | -46.02 |  | 0.12392 | 1.5061 | 1.5293 | 0.1255 | 1.5048 | 1.528 | 0.15554 | -147.8561 | 146.4992 | 0.15546 | -147.8242 | 146.4663
Line1_1_3 | 0.026215 | 0.026215 | 0.026215 | 0.026215 | 0.026215 | 0.026215 | 0.0060541 | 0.0060541 | 0.0060541 | 0.0060542 | 0.0060542 | 0.0060542 | -0.00051282 | 0.0018765 | 0.0090451 | 0.00051942 | -0.0018698 | -0.0090386 | -0.00053437 | 0.0089315 | 0.0020144 | 0.00054125 | -0.0089247 | -0.0020076 | 133.977 | 133.9769 | 133.9769 | -46.0235 | -46.0235 | -46.0235 |  | 0.12233 | 1.5075 | 1.5306 | 0.12391 | 1.5062 | 1.5293 | 0.15561 | -147.888 | 146.532 | 0.15549 | -147.8563 | 146.4994
Line2_1_4 | 0.026421 | 0.026421 | 0.026421 | 0.026422 | 0.026422 | 0.026422 | 0.0061018 | 0.0061018 | 0.0061018 | 0.0061018 | 0.0061018 | 0.0061018 | -0.00051691 | 0.0018922 | 0.0091165 | 0.00052362 | -0.0018855 | -0.0091099 | -0.00053851 | 0.0090016 | 0.0020292 | 0.0005455 | -0.0089947 | -0.0020224 | 133.9832 | 133.9832 | 133.9832 | -46.0173 | -46.0173 | -46.0173 |  | 0.12233 | 1.5075 | 1.5306 | 0.12392 | 1.5061 | 1.5293 | 0.15561 | -147.888 | 146.532 | 0.15556 | -147.8561 | 146.4991
Line3_1_5 | 0.02637 | 0.02637 | 0.02637 | 0.02637 | 0.02637 | 0.02637 | 0.0060899 | 0.0060899 | 0.0060899 | 0.0060899 | 0.0060899 | 0.0060899 | -0.00051588 | 0.0018882 | 0.0090987 | 0.00052256 | -0.0018814 | -0.009092 | -0.00053748 | 0.0089841 | 0.0020256 | 0.00054445 | -0.0089772 | -0.0020188 | 133.9809 | 133.9809 | 133.9809 | -46.0195 | -46.0195 | -46.0195 |  | 0.12233 | 1.5075 | 1.5306 | 0.12392 | 1.5061 | 1.5293 | 0.15561 | -147.888 | 146.532 | 0.15554 | -147.8561 | 146.4992
Line4_2_6 | 0.29089 | 0.026937 | 0.026937 | 0.29089 | 0.026937 | 0.026937 | 0.067179 | 0.0062209 | 0.0062209 | 0.067179 | 0.0062209 | 0.0062209 | 0.0042873 | 0.0018986 | 0.009261 | -0.0028833 | -0.0018642 | -0.0092267 | 0.0044661 | 0.0091407 | 0.0020292 | -0.0030035 | -0.009105 | -0.0019935 | -46.0146 | 134.007 | 134.007 | 133.9855 | -45.9935 | -45.9935 |  | 0.092155 | 1.5007 | 1.524 | 0.061976 | 1.494 | 1.5174 | 0.1557 | -147.7269 | 146.366 | 0.15587 | -147.5643 | 146.1985
Line5_6_7 | 0.29089 | 0.026937 | 0.026937 | 0.29089 | 0.026938 | 0.026938 | 0.067179 | 0.0062209 | 0.0062209 | 0.067179 | 0.006221 | 0.006221 | 0.0028833 | 0.0018642 | 0.0092267 | -0.0014792 | -0.0018297 | -0.0091923 | 0.0030035 | 0.009105 | 0.0019935 | -0.001541 | -0.0090693 | -0.0019578 | -46.0145 | 134.0065 | 134.0065 | 133.9855 | -45.9939 | -45.9939 |  | 0.061976 | 1.494 | 1.5174 | 0.031796 | 1.4872 | 1.5108 | 0.15587 | -147.5643 | 146.1985 | 0.15634 | -147.4002 | 146.0295
Line6_7_8 | 0.31783 | 0 | 0 | 0.31783 | 0 | 0 | 0.0734 | 0 | 0 | 0.0734 | 0 | 0 | 0.0016163 | 1.821e-07 | -1.6075e-07 | -2.7257e-15 | -1.2495e-07 | 1.0378e-07 | 0.0016836 | -2.5138e-07 | -2.7126e-07 | -2.1373e-15 | 1.6456e-07 | 1.8247e-07 | -46.0129 | 0 | 0 | 133.9872 | 0 | 0 |  | 0.031796 | 1.4872 | 1.5108 | 0 | 1.4819 | 1.5055 | 0.15634 | -147.4002 | 146.0295 | 0 | -147.2683 | 145.8937
Line7_8_9 | 0 | 0 | 0 | 0 | 0 | 0 | 0 | 0 | 0 | 0 | 0 | 0 | 2.3337e-22 | 6.0743e-08 | -5.3686e-08 | -1.9937e-17 | -3.4636e-09 | -3.5931e-09 | 3.2846e-21 | -8.3462e-08 | -9.009e-08 | 2.4811e-17 | -2.3649e-09 | 2.2902e-09 | 0 | 0 | 0 | 0 | 0 | 0 |  | 0 | 1.4819 | 1.5055 | 0 | 1.4819 | 1.5055 | 0 | -147.2683 | 145.8937 | 0 | -147.2683 | 145.8937
Line8_8_10 | 0 | 0 | 0 | 0 | 0 | 0 | 0 | 0 | 0 | 0 | 0 | 0 | 2.3337e-22 | 6.0743e-08 | -5.3686e-08 | -1.9936e-17 | -3.4636e-09 | -3.5931e-09 | 3.2846e-21 | -8.3462e-08 | -9.009e-08 | 2.4811e-17 | -2.3649e-09 | 2.2902e-09 | 0 | 0 | 0 | 0 | 0 | 0 |  | 0 | 1.4819 | 1.5055 | 0 | 1.4819 | 1.5055 | 0 | -147.2683 | 145.8937 | 0 | -147.2683 | 145.8937
Line9_3_11 | 0.026215 | 0.026215 | 0.026215 | 0.026216 | 0.026216 | 0.026216 | 0.0060542 | 0.0060542 | 0.0060542 | 0.0060542 | 0.0060542 | 0.0060542 | -0.00051942 | 0.0018698 | 0.0090386 | 0.00052601 | -0.0018632 | -0.0090321 | -0.00054125 | 0.0089247 | 0.0020076 | 0.00054813 | -0.0089179 | -0.0020008 | 133.9765 | 133.9765 | 133.9765 | -46.024 | -46.024 | -46.024 |  | 0.12391 | 1.5062 | 1.5293 | 0.12548 | 1.5048 | 1.528 | 0.15549 | -147.8563 | 146.4994 | 0.15536 | -147.8246 | 146.4667

## LG_min_10
name | pf_ikss_a_from_ka | pf_ikss_b_from_ka | pf_ikss_c_from_ka | pf_ikss_a_to_ka | pf_ikss_b_to_ka | pf_ikss_c_to_ka | pf_skss_a_from_mw | pf_skss_b_from_mw | pf_skss_c_from_mw | pf_skss_a_to_mw | pf_skss_b_to_mw | pf_skss_c_to_mw | pf_p_a_from_mw | pf_p_b_from_mw | pf_p_c_from_mw | pf_p_a_to_mw | pf_p_b_to_mw | pf_p_c_to_mw | pf_q_a_from_mvar | pf_q_b_from_mvar | pf_q_c_from_mvar | pf_q_a_to_mvar | pf_q_b_to_mvar | pf_q_c_to_mvar | pf_ikss_a_from_degree | pf_ikss_b_from_degree | pf_ikss_c_from_degree | pf_ikss_a_to_degree | pf_ikss_b_to_degree | pf_ikss_c_to_degree | 3xI0 | pf_vm_a_from_pu | pf_vm_b_from_pu | pf_vm_c_from_pu | pf_vm_a_to_pu | pf_vm_b_to_pu | pf_vm_c_to_pu | pf_va_a_from_degree | pf_va_b_from_degree | pf_va_c_from_degree | pf_va_a_to_degree | pf_va_b_to_degree | pf_va_c_to_degree
Line0_1_2 | 0.27558 | 0.025519 | 0.025519 | 0.27558 | 0.025519 | 0.025519 | 0.063643 | 0.0058934 | 0.0058934 | 0.063643 | 0.0058935 | 0.0058935 | 0.005108 | 0.0017349 | 0.0083426 | -0.0038479 | -0.001704 | -0.0083118 | 0.005321 | 0.0082359 | 0.0018533 | -0.0040084 | -0.0082039 | -0.0018212 | -46.0146 | 134.0075 | 134.0075 | 133.9854 | -45.993 | -45.993 |  | 0.1159 | 1.4281 | 1.4501 | 0.087305 | 1.4217 | 1.4438 | 0.15561 | -147.888 | 146.532 | 0.1557 | -147.7269 | 146.366
Line10_11_12 | 0.024836 | 0.024836 | 0.024836 | 0.024836 | 0.024836 | 0.024836 | 0.0057356 | 0.0057356 | 0.0057356 | 0.0057356 | 0.0057356 | 0.0057356 | -0.0004721 | 0.0016722 | 0.0081063 | 0.00047802 | -0.0016662 | -0.0081005 | -0.00049195 | 0.0080039 | 0.0017958 | 0.00049812 | -0.0079978 | -0.0017897 | 133.976 | 133.976 | 133.976 | -46.0244 | -46.0245 | -46.0245 |  | 0.11888 | 1.4256 | 1.4476 | 0.12037 | 1.4244 | 1.4464 | 0.15536 | -147.8246 | 146.4667 | 0.15523 | -147.7928 | 146.434
Line11_12_13 | 0.024836 | 0.024836 | 0.024836 | 0.024836 | 0.024836 | 0.024836 | 0.0057356 | 0.0057356 | 0.0057356 | 0.0057357 | 0.0057357 | 0.0057357 | -0.00047802 | 0.0016662 | 0.0081004 | 0.00048394 | -0.0016602 | -0.0080946 | -0.00049812 | 0.0079978 | 0.0017897 | 0.0005043 | -0.0079917 | -0.0017836 | 133.9755 | 133.9755 | 133.9755 | -46.0249 | -46.0249 | -46.0249 |  | 0.12037 | 1.4244 | 1.4464 | 0.12186 | 1.4231 | 1.4451 | 0.15523 | -147.7928 | 146.434 | 0.1551 | -147.7609 | 146.4012
Line12_13_15 | 0 | 0 | 0 | 0 | 0 | 0 | 0 | 0 | 0 | 0 | 0 | 0 | -1.5235e-09 | 1.5929e-07 | -1.3884e-07 | 1.3633e-09 | -1.0946e-07 | 8.9174e-08 | 2.3328e-08 | -2.2131e-07 | -2.3957e-07 | -1.5551e-08 | 1.4535e-07 | 1.6184e-07 | 0 | 0 | 0 | 0 | 0 | 0 |  | 0.12186 | 1.4231 | 1.4451 | 0.12186 | 1.4231 | 1.4451 | 0.1551 | -147.7609 | 146.4012 | 0.15511 | -147.7609 | 146.4012
Line13_13_14 | 0.024837 | 0.024837 | 0.024837 | 0.024837 | 0.024837 | 0.024837 | 0.0057358 | 0.0057358 | 0.0057358 | 0.0057358 | 0.0057358 | 0.0057358 | -0.00048394 | 0.0016601 | 0.0080947 | 0.00048986 | -0.0016541 | -0.0080888 | -0.00050432 | 0.0079919 | 0.0017838 | 0.0005105 | -0.0079859 | -0.0017777 | 133.9736 | 133.9736 | 133.9736 | -46.0268 | -46.0268 | -46.0268 |  | 0.12186 | 1.4231 | 1.4451 | 0.12335 | 1.4218 | 1.4439 | 0.1551 | -147.7609 | 146.4012 | 0.15495 | -147.729 | 146.3683
Line14_15_16 | 0 | 0 | 0 | 0 | 0 | 0 | 0 | 0 | 0 | 0 | 0 | 0 | -1.0157e-09 | 1.0619e-07 | -9.256e-08 | 8.5551e-10 | -5.6366e-08 | 4.2894e-08 | 1.5552e-08 | -1.4754e-07 | -1.5971e-07 | -7.7749e-09 | 7.1583e-08 | 8.1978e-08 | 0 | 0 | 0 | 0 | 0 | 0 |  | 0.12186 | 1.4231 | 1.4451 | 0.12186 | 1.4231 | 1.4451 | 0.15511 | -147.7609 | 146.4012 | 0.15512 | -147.7609 | 146.4012
Line15_16_17 | 0 | 0 | 0 | 0 | 0 | 0 | 0 | 0 | 0 | 0 | 0 | 0 | -5.0783e-10 | 5.3096e-08 | -4.628e-08 | 3.4768e-10 | -3.27e-09 | -3.3859e-09 | 7.776e-09 | -7.377e-08 | -7.9857e-08 | 1.0887e-12 | -2.1874e-09 | 2.1205e-09 | 0 | 0 | 0 | 0 | 0 | 0 |  | 0.12186 | 1.4231 | 1.4451 | 0.12186 | 1.4231 | 1.4451 | 0.15512 | -147.7609 | 146.4012 | 0.15512 | -147.7609 | 146.4012
Line16_4_18 | 0 | 0 | 0 | 0 | 0 | 0 | 0 | 0 | 0 | 0 | 0 | 0 | -4.9123e-10 | 5.3416e-08 | -4.6542e-08 | 3.3688e-10 | -3.3021e-09 | -3.4179e-09 | 7.5352e-09 | -7.4494e-08 | -8.0606e-08 | 1.0519e-12 | -2.2001e-09 | 2.1333e-09 | 0 | 0 | 0 | 0 | 0 | 0 |  | 0.1174 | 1.4269 | 1.4488 | 0.1174 | 1.4269 | 1.4488 | 0.15556 | -147.8561 | 146.4991 | 0.15557 | -147.8561 | 146.4991
Line17_5_19 | 0.024982 | 0.024982 | 0.024982 | 0.024982 | 0.024982 | 0.024982 | 0.0057694 | 0.0057694 | 0.0057694 | 0.0057694 | 0.0057694 | 0.0057694 | -0.000469 | 0.0016886 | 0.0081602 | 0.00047499 | -0.0016826 | -0.0081542 | -0.00048864 | 0.0080571 | 0.0018119 | 0.00049489 | -0.008051 | -0.0018057 | 133.9805 | 133.9804 | 133.9804 | -46.02 | -46.02 | -46.02 |  | 0.1174 | 1.4269 | 1.4488 | 0.11889 | 1.4256 | 1.4476 | 0.15554 | -147.8561 | 146.4992 | 0.15546 | -147.8242 | 146.4663
Line1_1_3 | 0.024835 | 0.024835 | 0.024835 | 0.024836 | 0.024836 | 0.024836 | 0.0057355 | 0.0057355 | 0.0057355 | 0.0057355 | 0.0057355 | 0.0057355 | -0.00046026 | 0.0016841 | 0.0081181 | 0.00046618 | -0.0016782 | -0.0081122 | -0.0004796 | 0.0080161 | 0.0018079 | 0.00048577 | -0.00801 | -0.0018018 | 133.977 | 133.9769 | 133.9769 | -46.0235 | -46.0235 | -46.0235 |  | 0.1159 | 1.4281 | 1.4501 | 0.11739 | 1.4269 | 1.4488 | 0.15561 | -147.888 | 146.532 | 0.15549 | -147.8563 | 146.4994
Line2_1_4 | 0.025031 | 0.025031 | 0.025031 | 0.025031 | 0.025031 | 0.025031 | 0.0057806 | 0.0057806 | 0.0057806 | 0.0057807 | 0.0057807 | 0.0057807 | -0.00046393 | 0.0016983 | 0.0081822 | 0.00046995 | -0.0016922 | -0.0081762 | -0.00048332 | 0.008079 | 0.0018213 | 0.00048959 | -0.0080728 | -0.0018151 | 133.9832 | 133.9832 | 133.9832 | -46.0173 | -46.0173 | -46.0173 |  | 0.1159 | 1.4281 | 1.4501 | 0.1174 | 1.4269 | 1.4488 | 0.15561 | -147.888 | 146.532 | 0.15556 | -147.8561 | 146.4991
Line3_1_5 | 0.024982 | 0.024982 | 0.024982 | 0.024982 | 0.024982 | 0.024982 | 0.0057693 | 0.0057693 | 0.0057693 | 0.0057694 | 0.0057694 | 0.0057694 | -0.00046301 | 0.0016946 | 0.0081661 | 0.000469 | -0.0016886 | -0.0081602 | -0.0004824 | 0.0080633 | 0.001818 | 0.00048864 | -0.0080571 | -0.0018119 | 133.9809 | 133.9809 | 133.9809 | -46.0195 | -46.0195 | -46.0195 |  | 0.1159 | 1.4281 | 1.4501 | 0.1174 | 1.4269 | 1.4488 | 0.15561 | -147.888 | 146.532 | 0.15554 | -147.8561 | 146.4992
Line4_2_6 | 0.27558 | 0.025519 | 0.025519 | 0.27558 | 0.02552 | 0.02552 | 0.063643 | 0.0058935 | 0.0058935 | 0.063643 | 0.0058935 | 0.0058935 | 0.0038479 | 0.001704 | 0.0083118 | -0.0025877 | -0.0016731 | -0.008281 | 0.0040084 | 0.0082039 | 0.0018212 | -0.0026957 | -0.0081718 | -0.0017892 | -46.0146 | 134.007 | 134.007 | 133.9855 | -45.9935 | -45.9935 |  | 0.087305 | 1.4217 | 1.4438 | 0.058714 | 1.4153 | 1.4375 | 0.1557 | -147.7269 | 146.366 | 0.15587 | -147.5643 | 146.1985
Line5_6_7 | 0.27558 | 0.02552 | 0.02552 | 0.27558 | 0.02552 | 0.02552 | 0.063643 | 0.0058935 | 0.0058935 | 0.063643 | 0.0058936 | 0.0058936 | 0.0025877 | 0.0016731 | 0.008281 | -0.0013276 | -0.0016422 | -0.0082502 | 0.0026957 | 0.0081718 | 0.0017892 | -0.001383 | -0.0081398 | -0.0017572 | -46.0145 | 134.0065 | 134.0065 | 133.9855 | -45.9939 | -45.9939 |  | 0.058714 | 1.4153 | 1.4375 | 0.030123 | 1.409 | 1.4313 | 0.15587 | -147.5643 | 146.1985 | 0.15634 | -147.4002 | 146.0295
Line6_7_8 | 0.3011 | 0 | 0 | 0.3011 | 0 | 0 | 0.069537 | 0 | 0 | 0.069537 | 0 | 0 | 0.0014506 | 1.6343e-07 | -1.4428e-07 | -2.4325e-15 | -1.1214e-07 | 9.3143e-08 | 0.0015111 | -2.2561e-07 | -2.4346e-07 | -1.9332e-15 | 1.4769e-07 | 1.6377e-07 | -46.0129 | 0 | 0 | 133.9872 | 0 | 0 |  | 0.030123 | 1.409 | 1.4313 | 0 | 1.4039 | 1.4263 | 0.15634 | -147.4002 | 146.0295 | 0 | -147.2683 | 145.8937
Line7_8_9 | 0 | 0 | 0 | 0 | 0 | 0 | 0 | 0 | 0 | 0 | 0 | 0 | 1.9009e-22 | 5.4517e-08 | -4.8184e-08 | -1.7893e-17 | -3.1086e-09 | -3.2248e-09 | 2.9478e-21 | -7.4908e-08 | -8.0857e-08 | 2.2268e-17 | -2.1226e-09 | 2.0554e-09 | 0 | 0 | 0 | 0 | 0 | 0 |  | 0 | 1.4039 | 1.4263 | 0 | 1.4039 | 1.4263 | 0 | -147.2683 | 145.8937 | 0 | -147.2683 | 145.8937
Line8_8_10 | 0 | 0 | 0 | 0 | 0 | 0 | 0 | 0 | 0 | 0 | 0 | 0 | 1.9009e-22 | 5.4517e-08 | -4.8184e-08 | -1.7893e-17 | -3.1086e-09 | -3.2248e-09 | 2.9478e-21 | -7.4908e-08 | -8.0857e-08 | 2.2268e-17 | -2.1226e-09 | 2.0554e-09 | 0 | 0 | 0 | 0 | 0 | 0 |  | 0 | 1.4039 | 1.4263 | 0 | 1.4039 | 1.4263 | 0 | -147.2683 | 145.8937 | 0 | -147.2683 | 145.8937
Line9_3_11 | 0.024836 | 0.024836 | 0.024836 | 0.024836 | 0.024836 | 0.024836 | 0.0057355 | 0.0057355 | 0.0057355 | 0.0057356 | 0.0057356 | 0.0057356 | -0.00046618 | 0.0016782 | 0.0081122 | 0.0004721 | -0.0016722 | -0.0081063 | -0.00048577 | 0.00801 | 0.0018018 | 0.00049195 | -0.0080039 | -0.0017957 | 133.9765 | 133.9765 | 133.9765 | -46.024 | -46.024 | -46.024 |  | 0.11739 | 1.4269 | 1.4488 | 0.11888 | 1.4256 | 1.4476 | 0.15549 | -147.8563 | 146.4994 | 0.15536 | -147.8246 | 146.4667

## LG_min_fault_6
name | pf_ikss_a_from_ka | pf_ikss_b_from_ka | pf_ikss_c_from_ka | pf_ikss_a_to_ka | pf_ikss_b_to_ka | pf_ikss_c_to_ka | pf_skss_a_from_mw | pf_skss_b_from_mw | pf_skss_c_from_mw | pf_skss_a_to_mw | pf_skss_b_to_mw | pf_skss_c_to_mw | pf_p_a_from_mw | pf_p_b_from_mw | pf_p_c_from_mw | pf_p_a_to_mw | pf_p_b_to_mw | pf_p_c_to_mw | pf_q_a_from_mvar | pf_q_b_from_mvar | pf_q_c_from_mvar | pf_q_a_to_mvar | pf_q_b_to_mvar | pf_q_c_to_mvar | pf_ikss_a_from_degree | pf_ikss_b_from_degree | pf_ikss_c_from_degree | pf_ikss_a_to_degree | pf_ikss_b_to_degree | pf_ikss_c_to_degree | 3xI0 | pf_vm_a_from_pu | pf_vm_b_from_pu | pf_vm_c_from_pu | pf_vm_a_to_pu | pf_vm_b_to_pu | pf_vm_c_to_pu | pf_va_a_from_degree | pf_va_b_from_degree | pf_va_c_from_degree | pf_va_a_to_degree | pf_va_b_to_degree | pf_va_c_to_degree
Line0_1_2 | 0.025872 | 0.0023958 | 0.0023958 | 0.025872 | 0.0023958 | 0.0023958 | 0.0059749 | 0.00055328 | 0.00055328 | 0.0059749 | 0.00055328 | 0.00055328 | 0.0037016 | -0.00010849 | 0.00053604 | -0.0036905 | 0.00010876 | -0.00053577 | 0.0037037 | 0.00053519 | -0.00010777 | -0.0036922 | -0.00053491 | 0.00010805 | -45.0919 | 134.9301 | 134.9301 | 134.9081 | -45.0703 | -45.0703 |  | 0.8764 | 0.98698 | 0.98823 | 0.87371 | 0.98657 | 0.98785 | -0.075564 | -123.6107 | 123.5624 | -0.079108 | -123.5769 | 123.5277
Line10_11_12 | 0.0023316 | 0.0023316 | 0.0023316 | 0.0023316 | 0.0023316 | 0.0023316 | 0.00053846 | 0.00053846 | 0.00053846 | 0.00053846 | 0.00053846 | 0.00053846 | -0.00033364 | -0.00010597 | 0.00052164 | 0.00033369 | 0.00010603 | -0.00052159 | -0.00033395 | 0.00052069 | -0.00010471 | 0.00033401 | -0.00052064 | 0.00010476 | 134.8987 | 134.8987 | 134.8987 | -45.1018 | -45.1018 | -45.1018 |  | 0.87668 | 0.98682 | 0.98808 | 0.87682 | 0.98674 | 0.98801 | -0.075199 | -123.5974 | 123.5487 | -0.075017 | -123.5907 | 123.5419
Line11_12_13 | 0.0023316 | 0.0023316 | 0.0023316 | 0.0023316 | 0.0023316 | 0.0023316 | 0.00053846 | 0.00053846 | 0.00053846 | 0.00053847 | 0.00053847 | 0.00053847 | -0.00033369 | -0.00010603 | 0.00052159 | 0.00033375 | 0.00010609 | -0.00052154 | -0.00033401 | 0.00052064 | -0.00010476 | 0.00033407 | -0.00052058 | 0.00010481 | 134.8982 | 134.8982 | 134.8982 | -45.1022 | -45.1023 | -45.1023 |  | 0.87682 | 0.98674 | 0.98801 | 0.87696 | 0.98666 | 0.98793 | -0.075017 | -123.5907 | 123.5419 | -0.074834 | -123.584 | 123.535
Line12_13_15 | 0 | 0 | 0 | 0 | 0 | 0 | 0 | 0 | 0 | 0 | 0 | 0 | -7.1204e-10 | 1.5213e-08 | -1.4356e-08 | 7.0956e-10 | -1.0281e-08 | 9.4265e-09 | 1.5778e-08 | -9.1414e-09 | -1.0475e-08 | -1.0523e-08 | 5.8794e-09 | 7.1956e-09 | 0 | 0 | 0 | 0 | 0 | 0 |  | 0.87696 | 0.98666 | 0.98793 | 0.87696 | 0.98666 | 0.98793 | -0.074834 | -123.584 | 123.535 | -0.074834 | -123.584 | 123.535
Line13_13_14 | 0.0023317 | 0.0023317 | 0.0023317 | 0.0023317 | 0.0023317 | 0.0023317 | 0.00053848 | 0.00053848 | 0.00053848 | 0.00053849 | 0.00053849 | 0.00053849 | -0.00033375 | -0.0001061 | 0.00052156 | 0.0003338 | 0.00010616 | -0.00052151 | -0.00033408 | 0.00052059 | -0.0001048 | 0.00033414 | -0.00052054 | 0.00010485 | 134.8963 | 134.8963 | 134.8963 | -45.1041 | -45.1041 | -45.1041 |  | 0.87696 | 0.98666 | 0.98793 | 0.8771 | 0.98658 | 0.98785 | -0.074834 | -123.584 | 123.535 | -0.074652 | -123.5773 | 123.5282
Line14_15_16 | 0 | 0 | 0 | 0 | 0 | 0 | 0 | 0 | 0 | 0 | 0 | 0 | -4.7469e-10 | 1.0142e-08 | -9.5704e-09 | 4.7221e-10 | -5.2103e-09 | 4.6413e-09 | 1.0519e-08 | -6.0943e-09 | -6.9834e-09 | -5.2634e-09 | 2.8323e-09 | 3.7039e-09 | 0 | 0 | 0 | 0 | 0 | 0 |  | 0.87696 | 0.98666 | 0.98793 | 0.87696 | 0.98666 | 0.98793 | -0.074834 | -123.584 | 123.535 | -0.074834 | -123.584 | 123.535
Line15_16_17 | 0 | 0 | 0 | 0 | 0 | 0 | 0 | 0 | 0 | 0 | 0 | 0 | -2.3735e-10 | 5.071e-09 | -4.7852e-09 | 2.3487e-10 | -1.3934e-10 | -1.4395e-10 | 5.2594e-09 | -3.0471e-09 | -3.4917e-09 | -3.9898e-12 | -2.1484e-10 | 2.1218e-10 | 0 | 0 | 0 | 0 | 0 | 0 |  | 0.87696 | 0.98666 | 0.98793 | 0.87696 | 0.98666 | 0.98793 | -0.074834 | -123.584 | 123.535 | -0.074834 | -123.584 | 123.535
Line16_4_18 | 0 | 0 | 0 | 0 | 0 | 0 | 0 | 0 | 0 | 0 | 0 | 0 | -2.3792e-10 | 5.1005e-09 | -4.8135e-09 | 2.361e-10 | -1.4031e-10 | -1.4487e-10 | 5.2877e-09 | -3.0681e-09 | -3.5141e-09 | -4.0169e-12 | -2.1609e-10 | 2.1346e-10 | 0 | 0 | 0 | 0 | 0 | 0 |  | 0.87654 | 0.9869 | 0.98816 | 0.87654 | 0.9869 | 0.98816 | -0.075379 | -123.604 | 123.5555 | -0.075379 | -123.604 | 123.5555
Line17_5_19 | 0.0023453 | 0.0023453 | 0.0023453 | 0.0023454 | 0.0023454 | 0.0023454 | 0.00054163 | 0.00054163 | 0.00054163 | 0.00054164 | 0.00054164 | 0.00054164 | -0.00033558 | -0.0001065 | 0.00052476 | 0.00033564 | 0.00010656 | -0.00052471 | -0.00033583 | 0.00052382 | -0.00010531 | 0.00033589 | -0.00052377 | 0.00010536 | 134.9031 | 134.9031 | 134.9031 | -45.0973 | -45.0973 | -45.0973 |  | 0.87654 | 0.9869 | 0.98816 | 0.87668 | 0.98682 | 0.98808 | -0.07538 | -123.604 | 123.5555 | -0.075196 | -123.5973 | 123.5486
Line1_1_3 | 0.0023316 | 0.0023316 | 0.0023316 | 0.0023316 | 0.0023316 | 0.0023316 | 0.00053845 | 0.00053845 | 0.00053845 | 0.00053846 | 0.00053846 | 0.00053846 | -0.00033354 | -0.00010586 | 0.00052173 | 0.00033359 | 0.00010592 | -0.00052168 | -0.00033383 | 0.00052079 | -0.0001046 | 0.00033389 | -0.00052074 | 0.00010466 | 134.8996 | 134.8996 | 134.8996 | -45.1008 | -45.1008 | -45.1008 |  | 0.8764 | 0.98698 | 0.98823 | 0.87654 | 0.9869 | 0.98816 | -0.075564 | -123.6107 | 123.5624 | -0.075381 | -123.604 | 123.5555
Line2_1_4 | 0.0023499 | 0.0023499 | 0.0023499 | 0.0023499 | 0.0023499 | 0.0023499 | 0.00054269 | 0.00054269 | 0.00054269 | 0.00054269 | 0.00054269 | 0.00054269 | -0.0003362 | -0.00010663 | 0.00052583 | 0.00033625 | 0.00010669 | -0.00052578 | -0.00033642 | 0.0005249 | -0.00010549 | 0.00033648 | -0.00052485 | 0.00010554 | 134.9059 | 134.9059 | 134.9059 | -45.0946 | -45.0946 | -45.0946 |  | 0.8764 | 0.98698 | 0.98823 | 0.87654 | 0.9869 | 0.98816 | -0.075564 | -123.6107 | 123.5624 | -0.075379 | -123.604 | 123.5555
Line3_1_5 | 0.0023453 | 0.0023453 | 0.0023453 | 0.0023453 | 0.0023453 | 0.0023453 | 0.00054163 | 0.00054163 | 0.00054163 | 0.00054163 | 0.00054163 | 0.00054163 | -0.00033553 | -0.00010645 | 0.0005248 | 0.00033558 | 0.0001065 | -0.00052476 | -0.00033577 | 0.00052387 | -0.00010526 | 0.00033583 | -0.00052382 | 0.00010531 | 134.9036 | 134.9036 | 134.9036 | -45.0969 | -45.0969 | -45.0969 |  | 0.8764 | 0.98698 | 0.98823 | 0.87654 | 0.9869 | 0.98816 | -0.075564 | -123.6107 | 123.5624 | -0.07538 | -123.604 | 123.5555
Line4_2_6 | 0.025872 | 0.0023958 | 0.0023958 | 0.025872 | 0.0023958 | 0.0023958 | 0.0059749 | 0.00055328 | 0.00055328 | 0.0059749 | 0.00055329 | 0.00055329 | 0.0036905 | -0.00010876 | 0.00053577 | -0.0036794 | 0.00010904 | -0.00053551 | 0.0036922 | 0.00053491 | -0.00010805 | -0.0036806 | -0.00053463 | 0.00010833 | -45.0919 | 134.9297 | 134.9297 | 134.9081 | -45.0708 | -45.0708 |  | 0.87371 | 0.98657 | 0.98785 | 0.87103 | 0.98617 | 0.98747 | -0.079108 | -123.5769 | 123.5277 | -0.082673 | -123.543 | 123.4929
Line5_6_7 | 0.025872 | 0.0023958 | 0.0023958 | 0.025872 | 0.0023958 | 0.0023958 | 0.0059749 | 0.00055329 | 0.00055329 | 0.0059749 | 0.00055329 | 0.00055329 | 0.0036794 | -0.00010904 | 0.00053551 | -0.0036683 | 0.00010932 | -0.00053524 | 0.0036806 | 0.00053463 | -0.00010833 | -0.003669 | -0.00053435 | 0.00010861 | -45.0919 | 134.9292 | 134.9292 | 134.9082 | -45.0713 | -45.0713 |  | 0.87103 | 0.98617 | 0.98747 | 0.86835 | 0.98577 | 0.98709 | -0.082673 | -123.543 | 123.4929 | -0.086261 | -123.509 | 123.4582
Line6_7_8 | 0.028268 | 0 | 0 | 0.028268 | 0 | 0 | 0.0065282 | 0 | 0 | 0.0065282 | 0 | 0 | 0.0040081 | 1.5666e-08 | -1.4851e-08 | -0.0039953 | -1.0591e-08 | 9.775e-09 | 0.0040087 | -9.4552e-09 | -1.0732e-08 | -0.0039953 | 6.0968e-09 | 7.362e-09 | -45.0902 | 0 | 0 | 134.9098 | 0 | 0 |  | 0.86835 | 0.98577 | 0.98709 | 0.86552 | 0.98545 | 0.98679 | -0.086261 | -123.509 | 123.4582 | -0.090068 | -123.482 | 123.4305
Line7_8_9 | 0 | 0 | 0 | 0 | 0 | 0 | 0 | 0 | 0 | 0 | 0 | 0 | -2.6565e-10 | 5.2283e-09 | -4.9571e-09 | 2.681e-10 | -1.3441e-10 | -1.3926e-10 | 5.3649e-09 | -3.1527e-09 | -3.5782e-09 | -4.7394e-12 | -2.0848e-10 | 2.0568e-10 | 0 | 0 | 0 | 0 | 0 | 0 |  | 0.86552 | 0.98545 | 0.98679 | 0.86552 | 0.98545 | 0.98679 | -0.090068 | -123.482 | 123.4305 | -0.090068 | -123.482 | 123.4305
Line8_8_10 | 0 | 0 | 0 | 0 | 0 | 0 | 0 | 0 | 0 | 0 | 0 | 0 | -2.6565e-10 | 5.2283e-09 | -4.9571e-09 | 2.681e-10 | -1.3441e-10 | -1.3926e-10 | 5.3649e-09 | -3.1527e-09 | -3.5782e-09 | -4.7394e-12 | -2.0848e-10 | 2.0568e-10 | 0 | 0 | 0 | 0 | 0 | 0 |  | 0.86552 | 0.98545 | 0.98679 | 0.86552 | 0.98545 | 0.98679 | -0.090068 | -123.482 | 123.4305 | -0.090068 | -123.482 | 123.4305
Line9_3_11 | 0.0023316 | 0.0023316 | 0.0023316 | 0.0023316 | 0.0023316 | 0.0023316 | 0.00053846 | 0.00053846 | 0.00053846 | 0.00053846 | 0.00053846 | 0.00053846 | -0.00033359 | -0.00010592 | 0.00052168 | 0.00033364 | 0.00010597 | -0.00052164 | -0.00033389 | 0.00052074 | -0.00010466 | 0.00033395 | -0.00052069 | 0.00010471 | 134.8992 | 134.8991 | 134.8991 | -45.1013 | -45.1013 | -45.1013 |  | 0.87654 | 0.9869 | 0.98816 | 0.87668 | 0.98682 | 0.98808 | -0.075381 | -123.604 | 123.5555 | -0.075199 | -123.5974 | 123.5487

## LG_min_fault_10
name | pf_ikss_a_from_ka | pf_ikss_b_from_ka | pf_ikss_c_from_ka | pf_ikss_a_to_ka | pf_ikss_b_to_ka | pf_ikss_c_to_ka | pf_skss_a_from_mw | pf_skss_b_from_mw | pf_skss_c_from_mw | pf_skss_a_to_mw | pf_skss_b_to_mw | pf_skss_c_to_mw | pf_p_a_from_mw | pf_p_b_from_mw | pf_p_c_from_mw | pf_p_a_to_mw | pf_p_b_to_mw | pf_p_c_to_mw | pf_q_a_from_mvar | pf_q_b_from_mvar | pf_q_c_from_mvar | pf_q_a_to_mvar | pf_q_b_to_mvar | pf_q_c_to_mvar | pf_ikss_a_from_degree | pf_ikss_b_from_degree | pf_ikss_c_from_degree | pf_ikss_a_to_degree | pf_ikss_b_to_degree | pf_ikss_c_to_degree | 3xI0 | pf_vm_a_from_pu | pf_vm_b_from_pu | pf_vm_c_from_pu | pf_vm_a_to_pu | pf_vm_b_to_pu | pf_vm_c_to_pu | pf_va_a_from_degree | pf_va_b_from_degree | pf_va_c_from_degree | pf_va_a_to_degree | pf_va_b_to_degree | pf_va_c_to_degree
Line0_1_2 | 0.02451 | 0.0022697 | 0.0022697 | 0.02451 | 0.0022697 | 0.0022697 | 0.0056604 | 0.00052416 | 0.00052416 | 0.0056604 | 0.00052416 | 0.00052416 | 0.0033222 | -9.7369e-05 | 0.0004811 | -0.0033123 | 9.7617e-05 | -0.00048086 | 0.0033241 | 0.00048033 | -9.6725e-05 | -0.0033137 | -0.00048008 | 9.6976e-05 | -45.0919 | 134.9301 | 134.9301 | 134.9081 | -45.0703 | -45.0703 |  | 0.83027 | 0.93503 | 0.93622 | 0.82773 | 0.93465 | 0.93586 | -0.075564 | -123.6107 | 123.5624 | -0.079108 | -123.5769 | 123.5277
Line10_11_12 | 0.0022089 | 0.0022089 | 0.0022089 | 0.0022089 | 0.0022089 | 0.0022089 | 0.00051012 | 0.00051012 | 0.00051012 | 0.00051012 | 0.00051012 | 0.00051012 | -0.00029945 | -9.5111e-05 | 0.00046817 | 0.00029949 | 9.5162e-05 | -0.00046813 | -0.00029972 | 0.00046732 | -9.3975e-05 | 0.00029977 | -0.00046727 | 9.4021e-05 | 134.8987 | 134.8987 | 134.8987 | -45.1018 | -45.1018 | -45.1018 |  | 0.83054 | 0.93488 | 0.93608 | 0.83067 | 0.9348 | 0.936 | -0.075199 | -123.5974 | 123.5487 | -0.075017 | -123.5907 | 123.5419
Line11_12_13 | 0.0022089 | 0.0022089 | 0.0022089 | 0.0022089 | 0.0022089 | 0.0022089 | 0.00051012 | 0.00051012 | 0.00051012 | 0.00051013 | 0.00051013 | 0.00051013 | -0.00029949 | -9.5163e-05 | 0.00046813 | 0.00029954 | 9.5214e-05 | -0.00046809 | -0.00029977 | 0.00046727 | -9.4021e-05 | 0.00029983 | -0.00046723 | 9.4066e-05 | 134.8982 | 134.8982 | 134.8982 | -45.1022 | -45.1023 | -45.1023 |  | 0.83067 | 0.9348 | 0.936 | 0.8308 | 0.93473 | 0.93593 | -0.075017 | -123.5907 | 123.5419 | -0.074834 | -123.584 | 123.535
Line12_13_15 | 0 | 0 | 0 | 0 | 0 | 0 | 0 | 0 | 0 | 0 | 0 | 0 | -6.3906e-10 | 1.3654e-08 | -1.2884e-08 | 6.3684e-10 | -9.2275e-09 | 8.4603e-09 | 1.4161e-08 | -8.2045e-09 | -9.4014e-09 | -9.4443e-09 | 5.2768e-09 | 6.4581e-09 | 0 | 0 | 0 | 0 | 0 | 0 |  | 0.8308 | 0.93473 | 0.93593 | 0.8308 | 0.93473 | 0.93593 | -0.074834 | -123.584 | 123.535 | -0.074834 | -123.584 | 123.535
Line13_13_14 | 0.002209 | 0.002209 | 0.002209 | 0.002209 | 0.002209 | 0.002209 | 0.00051014 | 0.00051014 | 0.00051014 | 0.00051014 | 0.00051014 | 0.00051014 | -0.00029954 | -9.5228e-05 | 0.0004681 | 0.00029959 | 9.5279e-05 | -0.00046806 | -0.00029984 | 0.00046724 | -9.4057e-05 | 0.00029989 | -0.00046719 | 9.4103e-05 | 134.8963 | 134.8963 | 134.8963 | -45.1041 | -45.1041 | -45.1041 |  | 0.8308 | 0.93473 | 0.93593 | 0.83093 | 0.93465 | 0.93586 | -0.074834 | -123.584 | 123.535 | -0.074652 | -123.5773 | 123.5282
Line14_15_16 | 0 | 0 | 0 | 0 | 0 | 0 | 0 | 0 | 0 | 0 | 0 | 0 | -4.2604e-10 | 9.1025e-09 | -8.5895e-09 | 4.2382e-10 | -4.6763e-09 | 4.1656e-09 | 9.4407e-09 | -5.4696e-09 | -6.2676e-09 | -4.7239e-09 | 2.542e-09 | 3.3243e-09 | 0 | 0 | 0 | 0 | 0 | 0 |  | 0.8308 | 0.93473 | 0.93593 | 0.8308 | 0.93473 | 0.93593 | -0.074834 | -123.584 | 123.535 | -0.074834 | -123.584 | 123.535
Line15_16_17 | 0 | 0 | 0 | 0 | 0 | 0 | 0 | 0 | 0 | 0 | 0 | 0 | -2.1302e-10 | 4.5512e-09 | -4.2948e-09 | 2.1079e-10 | -1.2506e-10 | -1.2919e-10 | 4.7204e-09 | -2.7348e-09 | -3.1338e-09 | -3.5809e-12 | -1.9282e-10 | 1.9044e-10 | 0 | 0 | 0 | 0 | 0 | 0 |  | 0.8308 | 0.93473 | 0.93593 | 0.8308 | 0.93473 | 0.93593 | -0.074834 | -123.584 | 123.535 | -0.074834 | -123.584 | 123.535
Line16_4_18 | 0 | 0 | 0 | 0 | 0 | 0 | 0 | 0 | 0 | 0 | 0 | 0 | -2.1353e-10 | 4.5777e-09 | -4.3201e-09 | 2.119e-10 | -1.2593e-10 | -1.3002e-10 | 4.7457e-09 | -2.7536e-09 | -3.1539e-09 | -3.6053e-12 | -1.9395e-10 | 1.9158e-10 | 0 | 0 | 0 | 0 | 0 | 0 |  | 0.8304 | 0.93495 | 0.93615 | 0.8304 | 0.93495 | 0.93615 | -0.075379 | -123.604 | 123.5555 | -0.075379 | -123.604 | 123.5555
Line17_5_19 | 0.0022219 | 0.0022219 | 0.0022219 | 0.0022219 | 0.0022219 | 0.0022219 | 0.00051313 | 0.00051313 | 0.00051313 | 0.00051313 | 0.00051313 | 0.00051313 | -0.00030119 | -9.5588e-05 | 0.00047097 | 0.00030123 | 9.564e-05 | -0.00047093 | -0.00030141 | 0.00047013 | -9.4517e-05 | 0.00030147 | -0.00047008 | 9.4563e-05 | 134.9031 | 134.9031 | 134.9031 | -45.0973 | -45.0973 | -45.0973 |  | 0.8304 | 0.93495 | 0.93615 | 0.83054 | 0.93488 | 0.93608 | -0.07538 | -123.604 | 123.5555 | -0.075196 | -123.5973 | 123.5486
Line1_1_3 | 0.0022089 | 0.0022089 | 0.0022089 | 0.0022089 | 0.0022089 | 0.0022089 | 0.00051011 | 0.00051011 | 0.00051011 | 0.00051012 | 0.00051012 | 0.00051012 | -0.00029935 | -9.5008e-05 | 0.00046826 | 0.0002994 | 9.506e-05 | -0.00046822 | -0.00029961 | 0.00046741 | -9.3884e-05 | 0.00029967 | -0.00046737 | 9.3929e-05 | 134.8996 | 134.8996 | 134.8996 | -45.1008 | -45.1008 | -45.1008 |  | 0.83027 | 0.93503 | 0.93622 | 0.8304 | 0.93495 | 0.93615 | -0.075564 | -123.6107 | 123.5624 | -0.075381 | -123.604 | 123.5555
Line2_1_4 | 0.0022262 | 0.0022262 | 0.0022262 | 0.0022263 | 0.0022263 | 0.0022263 | 0.00051413 | 0.00051413 | 0.00051413 | 0.00051413 | 0.00051413 | 0.00051413 | -0.00030174 | -9.5705e-05 | 0.00047193 | 0.00030179 | 9.5757e-05 | -0.00047189 | -0.00030194 | 0.0004711 | -9.4674e-05 | 0.00030199 | -0.00047105 | 9.4721e-05 | 134.9059 | 134.9059 | 134.9059 | -45.0946 | -45.0946 | -45.0946 |  | 0.83027 | 0.93503 | 0.93622 | 0.8304 | 0.93495 | 0.93615 | -0.075564 | -123.6107 | 123.5624 | -0.075379 | -123.604 | 123.5555
Line3_1_5 | 0.0022219 | 0.0022219 | 0.0022219 | 0.0022219 | 0.0022219 | 0.0022219 | 0.00051312 | 0.00051312 | 0.00051312 | 0.00051313 | 0.00051313 | 0.00051313 | -0.00030114 | -9.5536e-05 | 0.00047102 | 0.00030119 | 9.5588e-05 | -0.00047097 | -0.00030136 | 0.00047018 | -9.447e-05 | 0.00030141 | -0.00047013 | 9.4517e-05 | 134.9036 | 134.9036 | 134.9036 | -45.0969 | -45.0969 | -45.0969 |  | 0.83027 | 0.93503 | 0.93622 | 0.8304 | 0.93495 | 0.93615 | -0.075564 | -123.6107 | 123.5624 | -0.07538 | -123.604 | 123.5555
Line4_2_6 | 0.02451 | 0.0022697 | 0.0022697 | 0.02451 | 0.0022697 | 0.0022697 | 0.0056604 | 0.00052416 | 0.00052416 | 0.0056604 | 0.00052417 | 0.00052417 | 0.0033123 | -9.7617e-05 | 0.00048086 | -0.0033023 | 9.7866e-05 | -0.00048062 | 0.0033137 | 0.00048008 | -9.6976e-05 | -0.0033033 | -0.00047983 | 9.7227e-05 | -45.0919 | 134.9297 | 134.9297 | 134.9081 | -45.0708 | -45.0708 |  | 0.82773 | 0.93465 | 0.93586 | 0.82519 | 0.93427 | 0.9355 | -0.079108 | -123.5769 | 123.5277 | -0.082673 | -123.543 | 123.4929
Line5_6_7 | 0.02451 | 0.0022697 | 0.0022697 | 0.02451 | 0.0022697 | 0.0022697 | 0.0056604 | 0.00052417 | 0.00052417 | 0.0056604 | 0.00052417 | 0.00052417 | 0.0033023 | -9.7866e-05 | 0.00048062 | -0.0032923 | 9.8114e-05 | -0.00048038 | 0.0033033 | 0.00047983 | -9.7227e-05 | -0.003293 | -0.00047958 | 9.7478e-05 | -45.0919 | 134.9292 | 134.9292 | 134.9082 | -45.0713 | -45.0713 |  | 0.82519 | 0.93427 | 0.9355 | 0.82264 | 0.93388 | 0.93514 | -0.082673 | -123.543 | 123.4929 | -0.086261 | -123.509 | 123.4582
Line6_7_8 | 0.02678 | 0 | 0 | 0.02678 | 0 | 0 | 0.0061846 | 0 | 0 | 0.0061846 | 0 | 0 | 0.0035973 | 1.4061e-08 | -1.3329e-08 | -0.0035858 | -9.5056e-09 | 8.7731e-09 | 0.0035978 | -8.4861e-09 | -9.6325e-09 | -0.0035858 | 5.472e-09 | 6.6075e-09 | -45.0902 | 0 | 0 | 134.9098 | 0 | 0 |  | 0.82264 | 0.93388 | 0.93514 | 0.81997 | 0.93358 | 0.93485 | -0.086261 | -123.509 | 123.4582 | -0.090068 | -123.482 | 123.4305
Line7_8_9 | 0 | 0 | 0 | 0 | 0 | 0 | 0 | 0 | 0 | 0 | 0 | 0 | -2.3842e-10 | 4.6925e-09 | -4.449e-09 | 2.4062e-10 | -1.2064e-10 | -1.2499e-10 | 4.8151e-09 | -2.8295e-09 | -3.2114e-09 | -4.2536e-12 | -1.8711e-10 | 1.846e-10 | 0 | 0 | 0 | 0 | 0 | 0 |  | 0.81997 | 0.93358 | 0.93485 | 0.81997 | 0.93358 | 0.93485 | -0.090068 | -123.482 | 123.4305 | -0.090068 | -123.482 | 123.4305
Line8_8_10 | 0 | 0 | 0 | 0 | 0 | 0 | 0 | 0 | 0 | 0 | 0 | 0 | -2.3842e-10 | 4.6925e-09 | -4.449e-09 | 2.4062e-10 | -1.2064e-10 | -1.2499e-10 | 4.8151e-09 | -2.8295e-09 | -3.2114e-09 | -4.2536e-12 | -1.8711e-10 | 1.846e-10 | 0 | 0 | 0 | 0 | 0 | 0 |  | 0.81997 | 0.93358 | 0.93485 | 0.81997 | 0.93358 | 0.93485 | -0.090068 | -123.482 | 123.4305 | -0.090068 | -123.482 | 123.4305
Line9_3_11 | 0.0022089 | 0.0022089 | 0.0022089 | 0.0022089 | 0.0022089 | 0.0022089 | 0.00051012 | 0.00051012 | 0.00051012 | 0.00051012 | 0.00051012 | 0.00051012 | -0.0002994 | -9.506e-05 | 0.00046822 | 0.00029945 | 9.5111e-05 | -0.00046817 | -0.00029967 | 0.00046737 | -9.3929e-05 | 0.00029972 | -0.00046732 | 9.3975e-05 | 134.8992 | 134.8991 | 134.8991 | -45.1013 | -45.1013 | -45.1013 |  | 0.8304 | 0.93495 | 0.93615 | 0.83054 | 0.93488 | 0.93608 | -0.075381 | -123.604 | 123.5555 | -0.075199 | -123.5974 | 123.5487

## LLG_max_6
name | pf_ikss_a_from_ka | pf_ikss_b_from_ka | pf_ikss_c_from_ka | pf_ikss_a_to_ka | pf_ikss_b_to_ka | pf_ikss_c_to_ka | pf_skss_a_from_mw | pf_skss_b_from_mw | pf_skss_c_from_mw | pf_skss_a_to_mw | pf_skss_b_to_mw | pf_skss_c_to_mw | pf_p_a_from_mw | pf_p_b_from_mw | pf_p_c_from_mw | pf_p_a_to_mw | pf_p_b_to_mw | pf_p_c_to_mw | pf_q_a_from_mvar | pf_q_b_from_mvar | pf_q_c_from_mvar | pf_q_a_to_mvar | pf_q_b_to_mvar | pf_q_c_to_mvar | pf_ikss_a_from_degree | pf_ikss_b_from_degree | pf_ikss_c_from_degree | pf_ikss_a_to_degree | pf_ikss_b_to_degree | pf_ikss_c_to_degree | 3xI0 | pf_vm_a_from_pu | pf_vm_b_from_pu | pf_vm_c_from_pu | pf_vm_a_to_pu | pf_vm_b_to_pu | pf_vm_c_to_pu | pf_va_a_from_degree | pf_va_b_from_degree | pf_va_c_from_degree | pf_va_a_to_degree | pf_va_b_to_degree | pf_va_c_to_degree
Line0_1_2 | 0.01657 | 1.9169 | 1.8563 | 0.01657 | 1.9169 | 1.8563 | 0.0038267 | 0.44268 | 0.42869 | 0.0038267 | 0.44268 | 0.42869 | 0.0041613 | 0.14314 | 0.14151 | -0.0041545 | -0.10745 | -0.10605 | 0.0042025 | 0.29412 | 0.2752 | -0.004189 | -0.22059 | -0.20641 | -45.7681 | -160.1469 | 24.4551 | 134.2315 | 19.8531 | -155.5449 |  | 1.5455 | 0.73891 | 0.72186 | 1.5417 | 0.55427 | 0.54132 | -0.48604 | -96.0987 | 87.2419 | -0.53152 | -96.1177 | 87.2618
Line10_11_12 | 0.016228 | 0.016228 | 0.016228 | 0.016228 | 0.016228 | 0.016228 | 0.0037478 | 0.0037478 | 0.0037478 | 0.0037478 | 0.0037478 | 0.0037478 | 0.0040444 | 0.0017798 | -0.0018616 | -0.0040431 | -0.0017785 | 0.001863 | 0.0041385 | -0.0021247 | 0.0019602 | -0.0041359 | 0.0021273 | -0.0019576 | -46.1627 | -46.1626 | -46.1627 | 133.8369 | 133.8369 | 133.8369 |  | 1.544 | 0.73954 | 0.72132 | 1.5433 | 0.73985 | 0.72105 | -0.50382 | -96.2104 | 87.3591 | -0.51273 | -96.2662 | 87.4178
Line11_12_13 | 0.016228 | 0.016228 | 0.016228 | 0.016229 | 0.016229 | 0.016229 | 0.0037478 | 0.0037478 | 0.0037478 | 0.0037478 | 0.0037478 | 0.0037478 | 0.0040431 | 0.0017785 | -0.001863 | -0.0040418 | -0.0017772 | 0.0018643 | 0.0041359 | -0.0021273 | 0.0019576 | -0.0041334 | 0.0021299 | -0.001955 | -46.1631 | -46.1631 | -46.1631 | 133.8364 | 133.8365 | 133.8364 |  | 1.5433 | 0.73985 | 0.72105 | 1.5425 | 0.74017 | 0.72079 | -0.51273 | -96.2662 | 87.4178 | -0.52164 | -96.322 | 87.4766
Line12_13_15 | 0 | 0 | 0 | 0 | 0 | 0 | 0 | 0 | 0 | 0 | 0 | 0 | 1.0429e-08 | -9.4e-08 | 8.8821e-08 | -9.7385e-09 | 6.3268e-08 | -5.8779e-08 | -1.9276e-07 | 4.9333e-09 | 2.2945e-09 | 1.2845e-07 | -2.1445e-09 | -3.0216e-09 | 0 | 0 | 0 | 0 | 0 | 0 |  | 1.5425 | 0.74017 | 0.72079 | 1.5425 | 0.74017 | 0.72079 | -0.52164 | -96.322 | 87.4766 | -0.52164 | -96.322 | 87.4766
Line13_13_14 | 0.016229 | 0.016229 | 0.016229 | 0.016229 | 0.016229 | 0.016229 | 0.0037479 | 0.0037479 | 0.0037479 | 0.0037479 | 0.0037479 | 0.0037479 | 0.0040418 | 0.0017773 | -0.0018644 | -0.0040404 | -0.001776 | 0.0018657 | 0.0041336 | -0.0021299 | 0.001955 | -0.004131 | 0.0021326 | -0.0019523 | -46.165 | -46.165 | -46.165 | 133.8345 | 133.8346 | 133.8345 |  | 1.5425 | 0.74017 | 0.72079 | 1.5418 | 0.74048 | 0.72052 | -0.52164 | -96.322 | 87.4766 | -0.53056 | -96.3777 | 87.5354
Line14_15_16 | 0 | 0 | 0 | 0 | 0 | 0 | 0 | 0 | 0 | 0 | 0 | 0 | 6.9527e-09 | -6.2667e-08 | 5.9214e-08 | -6.2622e-09 | 3.1934e-08 | -2.9172e-08 | -1.285e-07 | 3.2889e-09 | 1.5296e-09 | 6.4198e-08 | -5.0002e-10 | -2.2568e-09 | 0 | 0 | 0 | 0 | 0 | 0 |  | 1.5425 | 0.74017 | 0.72079 | 1.5425 | 0.74017 | 0.72079 | -0.52164 | -96.322 | 87.4766 | -0.52164 | -96.322 | 87.4766
Line15_16_17 | 0 | 0 | 0 | 0 | 0 | 0 | 0 | 0 | 0 | 0 | 0 | 0 | 3.4763e-09 | -3.1333e-08 | 2.9607e-08 | -2.7858e-09 | 6.0098e-10 | 4.3487e-10 | -6.4252e-08 | 1.6444e-09 | 7.6482e-10 | -5.4066e-11 | 1.1444e-09 | -1.492e-09 | 0 | 0 | 0 | 0 | 0 | 0 |  | 1.5425 | 0.74017 | 0.72079 | 1.5425 | 0.74017 | 0.72079 | -0.52164 | -96.322 | 87.4766 | -0.52164 | -96.322 | 87.4766
Line16_4_18 | 0 | 0 | 0 | 0 | 0 | 0 | 0 | 0 | 0 | 0 | 0 | 0 | 3.4313e-09 | -3.1435e-08 | 2.9778e-08 | -2.8025e-09 | 5.9941e-10 | 4.2865e-10 | -6.4638e-08 | 1.603e-09 | 6.321e-10 | -5.1384e-11 | 1.1506e-09 | -1.5008e-09 | 0 | 0 | 0 | 0 | 0 | 0 |  | 1.5448 | 0.73923 | 0.72158 | 1.5448 | 0.73923 | 0.72158 | -0.49504 | -96.1549 | 87.3008 | -0.49504 | -96.1549 | 87.3008
Line17_5_19 | 0.016302 | 0.016302 | 0.016302 | 0.016302 | 0.016302 | 0.016302 | 0.0037647 | 0.0037647 | 0.0037647 | 0.0037648 | 0.0037648 | 0.0037648 | 0.00407 | 0.0017861 | -0.0018659 | -0.0040687 | -0.0017848 | 0.0018672 | 0.004154 | -0.0021342 | 0.0019744 | -0.0041514 | 0.0021369 | -0.0019718 | -46.0799 | -46.0799 | -46.0799 | 133.9196 | 133.9196 | 133.9196 |  | 1.5448 | 0.73923 | 0.72159 | 1.544 | 0.73954 | 0.72132 | -0.49501 | -96.1548 | 87.3007 | -0.50399 | -96.2109 | 87.3596
Line1_1_3 | 0.016228 | 0.016228 | 0.016228 | 0.016228 | 0.016228 | 0.016228 | 0.0037477 | 0.0037477 | 0.0037477 | 0.0037477 | 0.0037477 | 0.0037477 | 0.0040471 | 0.0017824 | -0.0018589 | -0.0040457 | -0.0017811 | 0.0018603 | 0.0041436 | -0.0021194 | 0.0019655 | -0.0041411 | 0.002122 | -0.0019629 | -46.1617 | -46.1617 | -46.1617 | 133.8378 | 133.8379 | 133.8378 |  | 1.5455 | 0.73891 | 0.72186 | 1.5448 | 0.73923 | 0.72159 | -0.48604 | -96.0987 | 87.2419 | -0.49493 | -96.1546 | 87.3005
Line2_1_4 | 0.016326 | 0.016326 | 0.016326 | 0.016326 | 0.016326 | 0.016326 | 0.0037703 | 0.0037703 | 0.0037703 | 0.0037704 | 0.0037704 | 0.0037704 | 0.0040795 | 0.001789 | -0.0018663 | -0.0040782 | -0.0017877 | 0.0018677 | 0.0041608 | -0.0021357 | 0.001981 | -0.0041582 | 0.0021383 | -0.0019783 | -46.051 | -46.0509 | -46.051 | 133.9486 | 133.9486 | 133.9486 |  | 1.5455 | 0.73891 | 0.72186 | 1.5448 | 0.73923 | 0.72158 | -0.48604 | -96.0987 | 87.2419 | -0.49504 | -96.1549 | 87.3008
Line3_1_5 | 0.016302 | 0.016302 | 0.016302 | 0.016302 | 0.016302 | 0.016302 | 0.0037647 | 0.0037647 | 0.0037647 | 0.0037647 | 0.0037647 | 0.0037647 | 0.0040714 | 0.0017874 | -0.0018645 | -0.00407 | -0.0017861 | 0.0018659 | 0.0041566 | -0.0021316 | 0.0019771 | -0.004154 | 0.0021342 | -0.0019744 | -46.0795 | -46.0795 | -46.0795 | 133.9201 | 133.9201 | 133.9201 |  | 1.5455 | 0.73891 | 0.72186 | 1.5448 | 0.73923 | 0.72159 | -0.48604 | -96.0987 | 87.2419 | -0.49501 | -96.1548 | 87.3007
Line4_2_6 | 0.01657 | 1.9169 | 1.8563 | 0.01657 | 1.9169 | 1.8563 | 0.0038267 | 0.44268 | 0.42869 | 0.0038268 | 0.44268 | 0.42869 | 0.0041545 | 0.10745 | 0.10605 | -0.0041477 | -0.07175 | -0.070586 | 0.004189 | 0.22059 | 0.20641 | -0.0041755 | -0.14705 | -0.13762 | -45.7685 | -160.1469 | 24.4551 | 134.231 | 19.8531 | -155.5449 |  | 1.5417 | 0.55427 | 0.54132 | 1.538 | 0.36962 | 0.36079 | -0.53152 | -96.1177 | 87.2618 | -0.57723 | -96.1556 | 87.3016
Line5_6_7 | 0.01657 | 1.9169 | 1.8563 | 0.016571 | 1.9169 | 1.8563 | 0.0038268 | 0.44268 | 0.42869 | 0.0038268 | 0.44268 | 0.42869 | 0.0041477 | 0.07175 | 0.070586 | -0.0041408 | -0.036052 | -0.035122 | 0.0041755 | 0.14705 | 0.13762 | -0.004162 | -0.073519 | -0.06883 | -45.769 | -160.1469 | 24.4551 | 134.2306 | 19.8531 | -155.5449 |  | 1.538 | 0.36962 | 0.36079 | 1.5342 | 0.18497 | 0.18026 | -0.57723 | -96.1556 | 87.3016 | -0.62316 | -96.2693 | 87.4211
Line6_7_8 | 0 | 1.9238 | 1.8507 | 0 | 1.9238 | 1.8507 | 0 | 0.44427 | 0.42741 | 0 | 0.44427 | 0.42741 | 8.3104e-09 | 0.035602 | 0.035594 | -8.1054e-09 | 4.3872e-14 | 8.4522e-15 | -1.9639e-07 | 0.074066 | 0.068327 | 1.3074e-07 | 4.364e-14 | -1.1309e-14 | 0 | -160.5964 | 24.9379 | 0 | 19.4036 | -155.0621 |  | 1.5342 | 0.18497 | 0.18026 | 1.5312 | 0 | 0 | -0.62316 | -96.2693 | 87.4211 | -0.65987 | 0 | 0
Line7_8_9 | 0 | 0 | 0 | 0 | 0 | 0 | 0 | 0 | 0 | 0 | 0 | 0 | 2.7018e-09 | 5.9285e-21 | 5.4679e-22 | -2.7018e-09 | 4.3467e-19 | -1.0911e-17 | -6.5402e-08 | -2.4855e-21 | 1.1845e-21 | -6.789e-11 | 2.272e-17 | -5.0521e-18 | 0 | 0 | 0 | 0 | 0 | 0 |  | 1.5312 | 0 | 0 | 1.5312 | 0 | 0 | -0.65987 | 0 | 0 | -0.65987 | 0 | 0
Line8_8_10 | 0 | 0 | 0 | 0 | 0 | 0 | 0 | 0 | 0 | 0 | 0 | 0 | 2.7018e-09 | 5.9285e-21 | 5.4679e-22 | -2.7018e-09 | 4.3466e-19 | -1.0911e-17 | -6.5402e-08 | -2.4855e-21 | 1.1845e-21 | -6.789e-11 | 2.272e-17 | -5.0521e-18 | 0 | 0 | 0 | 0 | 0 | 0 |  | 1.5312 | 0 | 0 | 1.5312 | 0 | 0 | -0.65987 | 0 | 0 | -0.65987 | 0 | 0
Line9_3_11 | 0.016228 | 0.016228 | 0.016228 | 0.016228 | 0.016228 | 0.016228 | 0.0037477 | 0.0037477 | 0.0037477 | 0.0037478 | 0.0037478 | 0.0037478 | 0.0040457 | 0.0017811 | -0.0018603 | -0.0040444 | -0.0017798 | 0.0018616 | 0.0041411 | -0.002122 | 0.0019629 | -0.0041385 | 0.0021247 | -0.0019602 | -46.1622 | -46.1621 | -46.1622 | 133.8374 | 133.8374 | 133.8373 |  | 1.5448 | 0.73923 | 0.72159 | 1.544 | 0.73954 | 0.72132 | -0.49493 | -96.1546 | 87.3005 | -0.50382 | -96.2104 | 87.3591

## LLG_max_10
name | pf_ikss_a_from_ka | pf_ikss_b_from_ka | pf_ikss_c_from_ka | pf_ikss_a_to_ka | pf_ikss_b_to_ka | pf_ikss_c_to_ka | pf_skss_a_from_mw | pf_skss_b_from_mw | pf_skss_c_from_mw | pf_skss_a_to_mw | pf_skss_b_to_mw | pf_skss_c_to_mw | pf_p_a_from_mw | pf_p_b_from_mw | pf_p_c_from_mw | pf_p_a_to_mw | pf_p_b_to_mw | pf_p_c_to_mw | pf_q_a_from_mvar | pf_q_b_from_mvar | pf_q_c_from_mvar | pf_q_a_to_mvar | pf_q_b_to_mvar | pf_q_c_to_mvar | pf_ikss_a_from_degree | pf_ikss_b_from_degree | pf_ikss_c_from_degree | pf_ikss_a_to_degree | pf_ikss_b_to_degree | pf_ikss_c_to_degree | 3xI0 | pf_vm_a_from_pu | pf_vm_b_from_pu | pf_vm_c_from_pu | pf_vm_a_to_pu | pf_vm_b_to_pu | pf_vm_c_to_pu | pf_va_a_from_degree | pf_va_b_from_degree | pf_va_c_from_degree | pf_va_a_to_degree | pf_va_b_to_degree | pf_va_c_to_degree
Line0_1_2 | 0.017355 | 1.9899 | 1.926 | 0.017355 | 1.9899 | 1.926 | 0.004008 | 0.45955 | 0.44479 | 0.0040081 | 0.45955 | 0.44479 | 0.004565 | 0.15422 | 0.15238 | -0.0045575 | -0.11576 | -0.1142 | 0.0046102 | 0.31695 | 0.29627 | -0.0045953 | -0.23771 | -0.22221 | -45.7788 | -160.3317 | 24.3076 | 134.2207 | 19.6683 | -155.6924 |  | 1.6187 | 0.76701 | 0.74903 | 1.6148 | 0.57535 | 0.5617 | -0.49679 | -96.2788 | 87.0888 | -0.54227 | -96.2979 | 87.1088
Line10_11_12 | 0.016997 | 0.016997 | 0.016997 | 0.016997 | 0.016997 | 0.016997 | 0.0039253 | 0.0039253 | 0.0039253 | 0.0039254 | 0.0039254 | 0.0039254 | 0.0044367 | 0.0019282 | -0.0020179 | -0.0044353 | -0.0019267 | 0.0020194 | 0.0045399 | -0.0023157 | 0.0021353 | -0.0045371 | 0.0023186 | -0.0021324 | -46.1734 | -46.1734 | -46.1734 | 133.8261 | 133.8262 | 133.8261 |  | 1.6172 | 0.76767 | 0.74846 | 1.6164 | 0.768 | 0.74818 | -0.51458 | -96.3914 | 87.207 | -0.52348 | -96.4477 | 87.2662
Line11_12_13 | 0.016997 | 0.016997 | 0.016997 | 0.016997 | 0.016997 | 0.016997 | 0.0039254 | 0.0039254 | 0.0039254 | 0.0039254 | 0.0039254 | 0.0039254 | 0.0044353 | 0.0019267 | -0.0020194 | -0.0044338 | -0.0019253 | 0.0020209 | 0.0045371 | -0.0023186 | 0.0021324 | -0.0045343 | 0.0023215 | -0.0021296 | -46.1739 | -46.1738 | -46.1739 | 133.8257 | 133.8257 | 133.8257 |  | 1.6164 | 0.768 | 0.74818 | 1.6156 | 0.76833 | 0.7479 | -0.52348 | -96.4477 | 87.2662 | -0.53239 | -96.5039 | 87.3255
Line12_13_15 | 0 | 0 | 0 | 0 | 0 | 0 | 0 | 0 | 0 | 0 | 0 | 0 | 1.1436e-08 | -1.0225e-07 | 9.6476e-08 | -1.0679e-08 | 6.8841e-08 | -6.3829e-08 | -2.1145e-07 | 5.6891e-09 | 2.2749e-09 | 1.4091e-07 | -2.5572e-09 | -3.1451e-09 | 0 | 0 | 0 | 0 | 0 | 0 |  | 1.6156 | 0.76833 | 0.7479 | 1.6156 | 0.76833 | 0.7479 | -0.53239 | -96.5039 | 87.3255 | -0.53239 | -96.5039 | 87.3255
Line13_13_14 | 0.016998 | 0.016998 | 0.016998 | 0.016998 | 0.016998 | 0.016998 | 0.0039255 | 0.0039255 | 0.0039255 | 0.0039255 | 0.0039255 | 0.0039255 | 0.0044338 | 0.0019254 | -0.002021 | -0.0044324 | -0.001924 | 0.0020224 | 0.0045345 | -0.0023215 | 0.0021296 | -0.0045317 | 0.0023244 | -0.0021267 | -46.1758 | -46.1757 | -46.1758 | 133.8238 | 133.8238 | 133.8238 |  | 1.6156 | 0.76833 | 0.7479 | 1.6148 | 0.76867 | 0.74762 | -0.53239 | -96.5039 | 87.3255 | -0.54132 | -96.56 | 87.3848
Line14_15_16 | 0 | 0 | 0 | 0 | 0 | 0 | 0 | 0 | 0 | 0 | 0 | 0 | 7.6241e-09 | -6.8163e-08 | 6.4317e-08 | -6.8666e-09 | 3.4759e-08 | -3.167e-08 | -1.4097e-07 | 3.7928e-09 | 1.5166e-09 | 7.0423e-08 | -6.6087e-10 | -2.3868e-09 | 0 | 0 | 0 | 0 | 0 | 0 |  | 1.6156 | 0.76833 | 0.7479 | 1.6156 | 0.76833 | 0.7479 | -0.53239 | -96.5039 | 87.3255 | -0.5324 | -96.5038 | 87.3255
Line15_16_17 | 0 | 0 | 0 | 0 | 0 | 0 | 0 | 0 | 0 | 0 | 0 | 0 | 3.8121e-09 | -3.4082e-08 | 3.2159e-08 | -3.0546e-09 | 6.7743e-10 | 4.8821e-10 | -7.0483e-08 | 1.8964e-09 | 7.5829e-10 | -6.0547e-11 | 1.2355e-09 | -1.6285e-09 | 0 | 0 | 0 | 0 | 0 | 0 |  | 1.6156 | 0.76833 | 0.7479 | 1.6156 | 0.76833 | 0.7479 | -0.5324 | -96.5038 | 87.3255 | -0.5324 | -96.5038 | 87.3255
Line16_4_18 | 0 | 0 | 0 | 0 | 0 | 0 | 0 | 0 | 0 | 0 | 0 | 0 | 3.7626e-09 | -3.4191e-08 | 3.2344e-08 | -3.0729e-09 | 6.757e-10 | 4.8139e-10 | -7.0906e-08 | 1.8508e-09 | 6.1284e-10 | -5.7606e-11 | 1.2423e-09 | -1.6382e-09 | 0 | 0 | 0 | 0 | 0 | 0 |  | 1.6179 | 0.76735 | 0.74874 | 1.6179 | 0.76735 | 0.74874 | -0.50579 | -96.3354 | 87.1482 | -0.50579 | -96.3354 | 87.1482
Line17_5_19 | 0.017074 | 0.017074 | 0.017074 | 0.017074 | 0.017074 | 0.017074 | 0.0039431 | 0.0039431 | 0.0039431 | 0.0039431 | 0.0039431 | 0.0039431 | 0.0044648 | 0.001935 | -0.0020225 | -0.0044634 | -0.0019336 | 0.002024 | 0.0045569 | -0.0023261 | 0.0021508 | -0.0045541 | 0.002329 | -0.0021479 | -46.0907 | -46.0907 | -46.0907 | 133.9089 | 133.9089 | 133.9089 |  | 1.6179 | 0.76735 | 0.74874 | 1.6172 | 0.76768 | 0.74846 | -0.50576 | -96.3354 | 87.1481 | -0.51474 | -96.3919 | 87.2075
Line1_1_3 | 0.016997 | 0.016997 | 0.016997 | 0.016997 | 0.016997 | 0.016997 | 0.0039253 | 0.0039253 | 0.0039253 | 0.0039253 | 0.0039253 | 0.0039253 | 0.0044396 | 0.001931 | -0.002015 | -0.0044382 | -0.0019296 | 0.0020164 | 0.0045456 | -0.0023099 | 0.0021411 | -0.0045428 | 0.0023128 | -0.0021382 | -46.1725 | -46.1724 | -46.1725 | 133.8271 | 133.8271 | 133.8271 |  | 1.6187 | 0.76701 | 0.74903 | 1.6179 | 0.76734 | 0.74874 | -0.49679 | -96.2788 | 87.0888 | -0.50568 | -96.3352 | 87.1479
Line2_1_4 | 0.0171 | 0.0171 | 0.0171 | 0.0171 | 0.0171 | 0.0171 | 0.003949 | 0.003949 | 0.003949 | 0.003949 | 0.003949 | 0.003949 | 0.0044753 | 0.0019381 | -0.002023 | -0.0044738 | -0.0019367 | 0.0020244 | 0.0045644 | -0.0023276 | 0.002158 | -0.0045615 | 0.0023306 | -0.002155 | -46.0617 | -46.0617 | -46.0617 | 133.9378 | 133.9379 | 133.9378 |  | 1.6187 | 0.76701 | 0.74903 | 1.6179 | 0.76735 | 0.74874 | -0.49679 | -96.2788 | 87.0888 | -0.50579 | -96.3354 | 87.1482
Line3_1_5 | 0.017074 | 0.017074 | 0.017074 | 0.017074 | 0.017074 | 0.017074 | 0.0039431 | 0.0039431 | 0.0039431 | 0.0039431 | 0.0039431 | 0.0039431 | 0.0044663 | 0.0019364 | -0.002021 | -0.0044648 | -0.001935 | 0.0020225 | 0.0045598 | -0.0023232 | 0.0021537 | -0.0045569 | 0.0023261 | -0.0021508 | -46.0902 | -46.0902 | -46.0902 | 133.9093 | 133.9093 | 133.9093 |  | 1.6187 | 0.76701 | 0.74903 | 1.6179 | 0.76735 | 0.74874 | -0.49679 | -96.2788 | 87.0888 | -0.50576 | -96.3354 | 87.1481
Line4_2_6 | 0.017355 | 1.9899 | 1.926 | 0.017356 | 1.9899 | 1.926 | 0.0040081 | 0.45955 | 0.44479 | 0.0040081 | 0.45955 | 0.44479 | 0.0045575 | 0.11576 | 0.1142 | -0.00455 | -0.077305 | -0.076007 | 0.0045953 | 0.23771 | 0.22221 | -0.0045805 | -0.15847 | -0.14816 | -45.7793 | -160.3317 | 24.3076 | 134.2203 | 19.6683 | -155.6925 |  | 1.6148 | 0.57535 | 0.5617 | 1.6108 | 0.38368 | 0.37437 | -0.54227 | -96.2979 | 87.1088 | -0.58798 | -96.3362 | 87.149
Line5_6_7 | 0.017356 | 1.9899 | 1.926 | 0.017356 | 1.9899 | 1.926 | 0.0040081 | 0.45955 | 0.44479 | 0.0040081 | 0.45955 | 0.44479 | 0.00455 | 0.077305 | 0.076007 | -0.0045425 | -0.038845 | -0.037818 | 0.0045805 | 0.15847 | 0.14816 | -0.0045657 | -0.079227 | -0.0741 | -45.7798 | -160.3317 | 24.3075 | 134.2198 | 19.6683 | -155.6925 |  | 1.6108 | 0.38368 | 0.37437 | 1.6069 | 0.19201 | 0.18704 | -0.58798 | -96.3362 | 87.149 | -0.63391 | -96.4507 | 87.2695
Line6_7_8 | 0 | 1.9972 | 1.9202 | 0 | 1.9972 | 1.9202 | 0 | 0.46123 | 0.44344 | 0 | 0.46123 | 0.44344 | 9.112e-09 | 0.038358 | 0.03833 | -8.8872e-09 | 7.4006e-14 | -2.6255e-15 | -2.1544e-07 | 0.079822 | 0.073552 | 1.4341e-07 | 2.236e-14 | -5.5661e-15 | 0 | -160.7846 | 24.7945 | 0 | 19.2154 | -155.2055 |  | 1.6069 | 0.19201 | 0.18704 | 1.6037 | 0 | 0 | -0.63391 | -96.4507 | 87.2695 | -0.67062 | 0 | 0
Line7_8_9 | 0 | 0 | 0 | 0 | 0 | 0 | 0 | 0 | 0 | 0 | 0 | 0 | 2.9624e-09 | 5.1037e-21 | 5.7327e-22 | -2.9624e-09 | 4.8114e-19 | -1.1973e-17 | -7.1745e-08 | -6.2934e-21 | 3.0677e-23 | -7.5705e-11 | 2.4931e-17 | -5.5393e-18 | 0 | 0 | 0 | 0 | 0 | 0 |  | 1.6037 | 0 | 0 | 1.6037 | 0 | 0 | -0.67062 | 0 | 0 | -0.67062 | 0 | 0
Line8_8_10 | 0 | 0 | 0 | 0 | 0 | 0 | 0 | 0 | 0 | 0 | 0 | 0 | 2.9624e-09 | 5.1037e-21 | 5.7327e-22 | -2.9624e-09 | 4.8115e-19 | -1.1973e-17 | -7.1745e-08 | -6.2934e-21 | 3.0677e-23 | -7.5705e-11 | 2.4931e-17 | -5.5393e-18 | 0 | 0 | 0 | 0 | 0 | 0 |  | 1.6037 | 0 | 0 | 1.6037 | 0 | 0 | -0.67062 | 0 | 0 | -0.67062 | 0 | 0
Line9_3_11 | 0.016997 | 0.016997 | 0.016997 | 0.016997 | 0.016997 | 0.016997 | 0.0039253 | 0.0039253 | 0.0039253 | 0.0039253 | 0.0039253 | 0.0039253 | 0.0044382 | 0.0019296 | -0.0020164 | -0.0044367 | -0.0019282 | 0.0020179 | 0.0045428 | -0.0023128 | 0.0021382 | -0.00454 | 0.0023157 | -0.0021353 | -46.1729 | -46.1729 | -46.173 | 133.8266 | 133.8267 | 133.8266 |  | 1.6179 | 0.76734 | 0.74874 | 1.6172 | 0.76767 | 0.74846 | -0.50568 | -96.3352 | 87.1479 | -0.51458 | -96.3914 | 87.207

## LLG_max_fault_6
name | pf_ikss_a_from_ka | pf_ikss_b_from_ka | pf_ikss_c_from_ka | pf_ikss_a_to_ka | pf_ikss_b_to_ka | pf_ikss_c_to_ka | pf_skss_a_from_mw | pf_skss_b_from_mw | pf_skss_c_from_mw | pf_skss_a_to_mw | pf_skss_b_to_mw | pf_skss_c_to_mw | pf_p_a_from_mw | pf_p_b_from_mw | pf_p_c_from_mw | pf_p_a_to_mw | pf_p_b_to_mw | pf_p_c_to_mw | pf_q_a_from_mvar | pf_q_b_from_mvar | pf_q_c_from_mvar | pf_q_a_to_mvar | pf_q_b_to_mvar | pf_q_c_to_mvar | pf_ikss_a_from_degree | pf_ikss_b_from_degree | pf_ikss_c_from_degree | pf_ikss_a_to_degree | pf_ikss_b_to_degree | pf_ikss_c_to_degree | 3xI0 | pf_vm_a_from_pu | pf_vm_b_from_pu | pf_vm_c_from_pu | pf_vm_a_to_pu | pf_vm_b_to_pu | pf_vm_c_to_pu | pf_va_a_from_degree | pf_va_b_from_degree | pf_va_c_from_degree | pf_va_a_to_degree | pf_va_b_to_degree | pf_va_c_to_degree
Line0_1_2 | 0.0024645 | 0.031716 | 0.031659 | 0.0024646 | 0.031716 | 0.031659 | 0.00056916 | 0.0073245 | 0.0073113 | 0.00056917 | 0.0073245 | 0.0073113 | 0.00045333 | 0.0055725 | 0.004843 | -0.00045318 | -0.005565 | -0.0048313 | 0.00045116 | 0.0049029 | 0.0055928 | -0.00045086 | -0.0048827 | -0.0055747 | -44.905 | -157.8359 | 67.1865 | 135.0946 | 22.1642 | -112.8135 |  | 1.1237 | 1.0134 | 1.0119 | 1.1232 | 1.0108 | 1.009 | -0.042816 | -116.4931 | 116.2959 | -0.052312 | -116.5728 | 116.2727
Line10_11_12 | 0.0024137 | 0.0024137 | 0.0024137 | 0.0024137 | 0.0024137 | 0.0024137 | 0.00055742 | 0.00055742 | 0.00055742 | 0.00055742 | 0.00055742 | 0.00055742 | 0.00044087 | 0.00018204 | -0.00053525 | -0.00044084 | -0.00018202 | 0.00053528 | 0.00044478 | -0.00053483 | 0.00017796 | -0.00044473 | 0.00053489 | -0.0001779 | -45.2996 | -45.2996 | -45.2996 | 134.7 | 134.7 | 134.7 |  | 1.1235 | 1.0135 | 1.0119 | 1.1234 | 1.0136 | 1.0119 | -0.046535 | -116.5026 | 116.309 | -0.048394 | -116.5073 | 116.3156
Line11_12_13 | 0.0024137 | 0.0024137 | 0.0024137 | 0.0024137 | 0.0024137 | 0.0024137 | 0.00055742 | 0.00055742 | 0.00055742 | 0.00055743 | 0.00055743 | 0.00055743 | 0.00044084 | 0.00018202 | -0.00053528 | -0.00044081 | -0.00018199 | 0.00053532 | 0.00044473 | -0.00053489 | 0.0001779 | -0.00044468 | 0.00053495 | -0.00017784 | -45.3 | -45.3 | -45.3 | 134.6995 | 134.6995 | 134.6995 |  | 1.1234 | 1.0136 | 1.0119 | 1.1233 | 1.0137 | 1.0119 | -0.048394 | -116.5073 | 116.3156 | -0.050254 | -116.512 | 116.3221
Line12_13_15 | 0 | 0 | 0 | 0 | 0 | 0 | 0 | 0 | 0 | 0 | 0 | 0 | 9.8681e-10 | -1.7298e-08 | 1.6434e-08 | -9.5963e-10 | 1.166e-08 | -1.0823e-08 | -2.0884e-08 | 7.6247e-09 | 9.1776e-09 | 1.3919e-08 | -4.8457e-09 | -6.3683e-09 | 0 | 0 | 0 | 0 | 0 | 0 |  | 1.1233 | 1.0137 | 1.0119 | 1.1233 | 1.0137 | 1.0119 | -0.050254 | -116.512 | 116.3221 | -0.050254 | -116.512 | 116.3221
Line13_13_14 | 0.0024138 | 0.0024138 | 0.0024138 | 0.0024138 | 0.0024138 | 0.0024138 | 0.00055744 | 0.00055744 | 0.00055744 | 0.00055744 | 0.00055744 | 0.00055744 | 0.00044081 | 0.00018201 | -0.00053534 | -0.00044078 | -0.00018199 | 0.00053537 | 0.0004447 | -0.00053496 | 0.00017783 | -0.00044465 | 0.00053502 | -0.00017777 | -45.3019 | -45.3019 | -45.3019 | 134.6976 | 134.6976 | 134.6976 |  | 1.1233 | 1.0137 | 1.0119 | 1.1232 | 1.0138 | 1.012 | -0.050254 | -116.512 | 116.3221 | -0.052114 | -116.5167 | 116.3287
Line14_15_16 | 0 | 0 | 0 | 0 | 0 | 0 | 0 | 0 | 0 | 0 | 0 | 0 | 6.5787e-10 | -1.1532e-08 | 1.0956e-08 | -6.307e-10 | 5.8936e-09 | -5.3447e-09 | -1.3923e-08 | 5.0831e-09 | 6.1184e-09 | 6.9577e-09 | -2.3041e-09 | -3.3091e-09 | 0 | 0 | 0 | 0 | 0 | 0 |  | 1.1233 | 1.0137 | 1.0119 | 1.1233 | 1.0137 | 1.0119 | -0.050254 | -116.512 | 116.3221 | -0.050254 | -116.512 | 116.3221
Line15_16_17 | 0 | 0 | 0 | 0 | 0 | 0 | 0 | 0 | 0 | 0 | 0 | 0 | 3.2894e-10 | -5.7659e-09 | 5.4779e-09 | -3.0176e-10 | 1.277e-10 | 1.3317e-10 | -6.9615e-09 | 2.5416e-09 | 3.0592e-09 | -3.793e-12 | 2.3744e-10 | -2.4992e-10 | 0 | 0 | 0 | 0 | 0 | 0 |  | 1.1233 | 1.0137 | 1.0119 | 1.1233 | 1.0137 | 1.0119 | -0.050254 | -116.512 | 116.3221 | -0.050254 | -116.512 | 116.3221
Line16_4_18 | 0 | 0 | 0 | 0 | 0 | 0 | 0 | 0 | 0 | 0 | 0 | 0 | 3.2082e-10 | -5.7872e-09 | 5.5078e-09 | -3.0322e-10 | 1.2852e-10 | 1.3326e-10 | -6.9952e-09 | 2.5595e-09 | 3.0627e-09 | -3.3746e-12 | 2.3834e-10 | -2.5123e-10 | 0 | 0 | 0 | 0 | 0 | 0 |  | 1.1236 | 1.0135 | 1.0119 | 1.1236 | 1.0135 | 1.0119 | -0.044697 | -116.4979 | 116.3025 | -0.044697 | -116.4979 | 116.3025
Line17_5_19 | 0.0024246 | 0.0024246 | 0.0024246 | 0.0024246 | 0.0024246 | 0.0024246 | 0.00055994 | 0.00055994 | 0.00055994 | 0.00055995 | 0.00055995 | 0.00055995 | 0.00044354 | 0.00018212 | -0.00053738 | -0.00044351 | -0.00018209 | 0.00053742 | 0.00044621 | -0.00053746 | 0.0001796 | -0.00044616 | 0.00053752 | -0.00017954 | -45.2169 | -45.2169 | -45.2169 | 134.7827 | 134.7827 | 134.7827 |  | 1.1236 | 1.0135 | 1.0119 | 1.1235 | 1.0135 | 1.0119 | -0.044692 | -116.4979 | 116.3025 | -0.046568 | -116.5026 | 116.3091
Line1_1_3 | 0.0024137 | 0.0024137 | 0.0024137 | 0.0024137 | 0.0024137 | 0.0024137 | 0.00055741 | 0.00055741 | 0.00055741 | 0.00055742 | 0.00055742 | 0.00055742 | 0.00044093 | 0.00018209 | -0.00053518 | -0.0004409 | -0.00018206 | 0.00053522 | 0.00044488 | -0.00053471 | 0.00017809 | -0.00044483 | 0.00053477 | -0.00017803 | -45.2986 | -45.2986 | -45.2986 | 134.7009 | 134.7009 | 134.7009 |  | 1.1237 | 1.0134 | 1.0119 | 1.1236 | 1.0135 | 1.0119 | -0.042816 | -116.4931 | 116.2959 | -0.044675 | -116.4979 | 116.3025
Line2_1_4 | 0.0024282 | 0.0024282 | 0.0024282 | 0.0024283 | 0.0024283 | 0.0024283 | 0.00056078 | 0.00056078 | 0.00056078 | 0.00056078 | 0.00056078 | 0.00056078 | 0.00044445 | 0.00018215 | -0.00053807 | -0.00044443 | -0.00018212 | 0.0005381 | 0.00044671 | -0.00053829 | 0.0001802 | -0.00044666 | 0.00053835 | -0.00018014 | -45.1879 | -45.1879 | -45.1879 | 134.8117 | 134.8117 | 134.8117 |  | 1.1237 | 1.0134 | 1.0119 | 1.1236 | 1.0135 | 1.0119 | -0.042816 | -116.4931 | 116.2959 | -0.044697 | -116.4979 | 116.3025
Line3_1_5 | 0.0024246 | 0.0024246 | 0.0024246 | 0.0024246 | 0.0024246 | 0.0024246 | 0.00055994 | 0.00055994 | 0.00055994 | 0.00055994 | 0.00055994 | 0.00055994 | 0.00044357 | 0.00018214 | -0.00053735 | -0.00044354 | -0.00018212 | 0.00053739 | 0.00044626 | -0.0005374 | 0.00017967 | -0.00044621 | 0.00053746 | -0.0001796 | -45.2164 | -45.2164 | -45.2164 | 134.7832 | 134.7832 | 134.7832 |  | 1.1237 | 1.0134 | 1.0119 | 1.1236 | 1.0135 | 1.0119 | -0.042816 | -116.4931 | 116.2959 | -0.044692 | -116.4979 | 116.3025
Line4_2_6 | 0.0024646 | 0.031716 | 0.031659 | 0.0024646 | 0.031716 | 0.031659 | 0.00056917 | 0.0073245 | 0.0073113 | 0.00056917 | 0.0073245 | 0.0073113 | 0.00045318 | 0.005565 | 0.0048313 | -0.00045303 | -0.0055576 | -0.0048196 | 0.00045086 | 0.0048827 | 0.0055747 | -0.00045057 | -0.0048624 | -0.0055565 | -44.9054 | -157.8358 | 67.1865 | 135.0941 | 22.1642 | -112.8136 |  | 1.1232 | 1.0108 | 1.009 | 1.1226 | 1.0082 | 1.006 | -0.052312 | -116.5728 | 116.2727 | -0.061816 | -116.6528 | 116.2492
Line5_6_7 | 0.0024646 | 0.031716 | 0.031659 | 0.0024646 | 0.031716 | 0.031659 | 0.00056917 | 0.0073245 | 0.0073113 | 0.00056917 | 0.0073245 | 0.0073113 | 0.00045303 | 0.0055576 | 0.0048196 | -0.00045288 | -0.0055501 | -0.0048078 | 0.00045057 | 0.0048624 | 0.0055565 | -0.00045028 | -0.0048421 | -0.0055384 | -44.9059 | -157.8358 | 67.1864 | 135.0936 | 22.1643 | -112.8136 |  | 1.1226 | 1.0082 | 1.006 | 1.122 | 1.0056 | 1.0031 | -0.061816 | -116.6528 | 116.2492 | -0.071331 | -116.7333 | 116.2257
Line6_7_8 | 0 | 0.032755 | 0.032666 | 0 | 0.032755 | 0.032666 | 0 | 0.0075644 | 0.0075439 | 0 | 0.0075644 | 0.0075439 | 7.8791e-10 | 0.0053716 | 0.0053481 | -8.1292e-10 | -0.0053644 | -0.0053353 | -2.1368e-08 | 0.0053859 | 0.0053538 | 1.4248e-08 | -0.0053644 | -0.0053353 | 0 | -161.8095 | 71.1952 | 0 | 18.1905 | -108.8048 |  | 1.122 | 1.0056 | 1.0031 | 1.1216 | 1.0029 | 1.0002 | -0.071331 | -116.7333 | 116.2257 | -0.078909 | -116.8094 | 116.1952
Line7_8_9 | 0 | 0 | 0 | 0 | 0 | 0 | 0 | 0 | 0 | 0 | 0 | 0 | 2.5927e-10 | -5.8495e-09 | 5.5432e-09 | -2.9439e-10 | 1.6719e-10 | 1.7421e-10 | -7.1268e-09 | 2.6819e-09 | 3.0431e-09 | -5.947e-12 | 2.149e-10 | -2.5552e-10 | 0 | 0 | 0 | 0 | 0 | 0 |  | 1.1216 | 1.0029 | 1.0002 | 1.1216 | 1.0029 | 1.0002 | -0.078909 | -116.8094 | 116.1952 | -0.078909 | -116.8094 | 116.1952
Line8_8_10 | 0 | 0 | 0 | 0 | 0 | 0 | 0 | 0 | 0 | 0 | 0 | 0 | 2.5927e-10 | -5.8495e-09 | 5.5432e-09 | -2.9439e-10 | 1.6719e-10 | 1.7421e-10 | -7.1268e-09 | 2.6819e-09 | 3.0431e-09 | -5.9469e-12 | 2.149e-10 | -2.5552e-10 | 0 | 0 | 0 | 0 | 0 | 0 |  | 1.1216 | 1.0029 | 1.0002 | 1.1216 | 1.0029 | 1.0002 | -0.078909 | -116.8094 | 116.1952 | -0.078909 | -116.8094 | 116.1952
Line9_3_11 | 0.0024137 | 0.0024137 | 0.0024137 | 0.0024137 | 0.0024137 | 0.0024137 | 0.00055742 | 0.00055742 | 0.00055742 | 0.00055742 | 0.00055742 | 0.00055742 | 0.0004409 | 0.00018206 | -0.00053522 | -0.00044087 | -0.00018204 | 0.00053525 | 0.00044483 | -0.00053477 | 0.00017803 | -0.00044478 | 0.00053483 | -0.00017796 | -45.2991 | -45.2991 | -45.2991 | 134.7005 | 134.7005 | 134.7005 |  | 1.1236 | 1.0135 | 1.0119 | 1.1235 | 1.0135 | 1.0119 | -0.044675 | -116.4979 | 116.3025 | -0.046535 | -116.5026 | 116.309

## LLG_max_fault_10
name | pf_ikss_a_from_ka | pf_ikss_b_from_ka | pf_ikss_c_from_ka | pf_ikss_a_to_ka | pf_ikss_b_to_ka | pf_ikss_c_to_ka | pf_skss_a_from_mw | pf_skss_b_from_mw | pf_skss_c_from_mw | pf_skss_a_to_mw | pf_skss_b_to_mw | pf_skss_c_to_mw | pf_p_a_from_mw | pf_p_b_from_mw | pf_p_c_from_mw | pf_p_a_to_mw | pf_p_b_to_mw | pf_p_c_to_mw | pf_q_a_from_mvar | pf_q_b_from_mvar | pf_q_c_from_mvar | pf_q_a_to_mvar | pf_q_b_to_mvar | pf_q_c_to_mvar | pf_ikss_a_from_degree | pf_ikss_b_from_degree | pf_ikss_c_from_degree | pf_ikss_a_to_degree | pf_ikss_b_to_degree | pf_ikss_c_to_degree | 3xI0 | pf_vm_a_from_pu | pf_vm_b_from_pu | pf_vm_c_from_pu | pf_vm_a_to_pu | pf_vm_b_to_pu | pf_vm_c_to_pu | pf_va_a_from_degree | pf_va_b_from_degree | pf_va_c_from_degree | pf_va_a_to_degree | pf_va_b_to_degree | pf_va_c_to_degree
Line0_1_2 | 0.0025818 | 0.033223 | 0.033162 | 0.0025818 | 0.033223 | 0.033162 | 0.00059624 | 0.0076726 | 0.0076585 | 0.00059625 | 0.0076726 | 0.0076585 | 0.0004975 | 0.0061149 | 0.0053138 | -0.00049734 | -0.0061067 | -0.0053009 | 0.00049511 | 0.0053802 | 0.0061365 | -0.00049479 | -0.0053579 | -0.0061167 | -44.9066 | -157.8426 | 67.1831 | 135.0929 | 22.1574 | -112.8169 |  | 1.1772 | 1.0615 | 1.0599 | 1.1766 | 1.0588 | 1.0569 | -0.044445 | -116.4999 | 116.293 | -0.05394 | -116.5795 | 116.2697
Line10_11_12 | 0.0025285 | 0.0025285 | 0.0025285 | 0.0025286 | 0.0025286 | 0.0025286 | 0.00058394 | 0.00058394 | 0.00058394 | 0.00058395 | 0.00058395 | 0.00058395 | 0.00048382 | 0.00019972 | -0.00058734 | -0.00048379 | -0.00019969 | 0.00058738 | 0.00048812 | -0.00058694 | 0.0001953 | -0.00048806 | 0.000587 | -0.00019523 | -45.3012 | -45.3012 | -45.3012 | 134.6984 | 134.6984 | 134.6984 |  | 1.1769 | 1.0617 | 1.06 | 1.1768 | 1.0618 | 1.06 | -0.048163 | -116.5093 | 116.3061 | -0.050023 | -116.514 | 116.3127
Line11_12_13 | 0.0025286 | 0.0025286 | 0.0025286 | 0.0025286 | 0.0025286 | 0.0025286 | 0.00058395 | 0.00058395 | 0.00058395 | 0.00058395 | 0.00058395 | 0.00058395 | 0.00048379 | 0.00019969 | -0.00058738 | -0.00048376 | -0.00019967 | 0.00058742 | 0.00048806 | -0.000587 | 0.00019523 | -0.000488 | 0.00058707 | -0.00019516 | -45.3017 | -45.3017 | -45.3017 | 134.6979 | 134.6979 | 134.6979 |  | 1.1768 | 1.0618 | 1.06 | 1.1767 | 1.0619 | 1.06 | -0.050023 | -116.514 | 116.3127 | -0.051883 | -116.5187 | 116.3192
Line12_13_15 | 0 | 0 | 0 | 0 | 0 | 0 | 0 | 0 | 0 | 0 | 0 | 0 | 1.0825e-09 | -1.8983e-08 | 1.8032e-08 | -1.0527e-09 | 1.2795e-08 | -1.1874e-08 | -2.2919e-08 | 8.3704e-09 | 1.0071e-08 | 1.5275e-08 | -5.3202e-09 | -6.9886e-09 | 0 | 0 | 0 | 0 | 0 | 0 |  | 1.1767 | 1.0619 | 1.06 | 1.1767 | 1.0619 | 1.06 | -0.051883 | -116.5187 | 116.3192 | -0.051883 | -116.5187 | 116.3192
Line13_13_14 | 0.0025286 | 0.0025286 | 0.0025286 | 0.0025287 | 0.0025287 | 0.0025287 | 0.00058397 | 0.00058397 | 0.00058397 | 0.00058397 | 0.00058397 | 0.00058397 | 0.00048376 | 0.00019968 | -0.00058743 | -0.00048373 | -0.00019966 | 0.00058747 | 0.00048803 | -0.00058708 | 0.00019515 | -0.00048797 | 0.00058714 | -0.00019509 | -45.3035 | -45.3035 | -45.3035 | 134.696 | 134.696 | 134.696 |  | 1.1767 | 1.0619 | 1.06 | 1.1766 | 1.062 | 1.06 | -0.051883 | -116.5187 | 116.3192 | -0.053743 | -116.5234 | 116.3258
Line14_15_16 | 0 | 0 | 0 | 0 | 0 | 0 | 0 | 0 | 0 | 0 | 0 | 0 | 7.2165e-10 | -1.2655e-08 | 1.2021e-08 | -6.9183e-10 | 6.468e-09 | -5.8639e-09 | -1.5279e-08 | 5.5803e-09 | 6.7141e-09 | 7.6353e-09 | -2.5301e-09 | -3.6315e-09 | 0 | 0 | 0 | 0 | 0 | 0 |  | 1.1767 | 1.0619 | 1.06 | 1.1767 | 1.0619 | 1.06 | -0.051883 | -116.5187 | 116.3192 | -0.051883 | -116.5187 | 116.3192
Line15_16_17 | 0 | 0 | 0 | 0 | 0 | 0 | 0 | 0 | 0 | 0 | 0 | 0 | 3.6082e-10 | -6.3275e-09 | 6.0106e-09 | -3.31e-10 | 1.4047e-10 | 1.4666e-10 | -7.6396e-09 | 2.7901e-09 | 3.357e-09 | -4.2977e-12 | 2.6007e-10 | -2.7447e-10 | 0 | 0 | 0 | 0 | 0 | 0 |  | 1.1767 | 1.0619 | 1.06 | 1.1767 | 1.0619 | 1.06 | -0.051883 | -116.5187 | 116.3192 | -0.051883 | -116.5187 | 116.3192
Line16_4_18 | 0 | 0 | 0 | 0 | 0 | 0 | 0 | 0 | 0 | 0 | 0 | 0 | 3.5192e-10 | -6.3509e-09 | 6.0434e-09 | -3.326e-10 | 1.4138e-10 | 1.4676e-10 | -7.6767e-09 | 2.8098e-09 | 3.3609e-09 | -3.8386e-12 | 2.6106e-10 | -2.7591e-10 | 0 | 0 | 0 | 0 | 0 | 0 |  | 1.1771 | 1.0616 | 1.0599 | 1.1771 | 1.0616 | 1.0599 | -0.046326 | -116.5046 | 116.2996 | -0.046326 | -116.5046 | 116.2996
Line17_5_19 | 0.00254 | 0.00254 | 0.00254 | 0.00254 | 0.00254 | 0.00254 | 0.00058659 | 0.00058659 | 0.00058659 | 0.00058659 | 0.00058659 | 0.00058659 | 0.00048675 | 0.0001998 | -0.00058968 | -0.00048672 | -0.00019978 | 0.00058972 | 0.00048969 | -0.00058982 | 0.0001971 | -0.00048963 | 0.00058989 | -0.00019703 | -45.2185 | -45.2185 | -45.2185 | 134.7811 | 134.7811 | 134.7811 |  | 1.1771 | 1.0616 | 1.0599 | 1.1769 | 1.0617 | 1.06 | -0.046321 | -116.5046 | 116.2996 | -0.048196 | -116.5093 | 116.3062
Line1_1_3 | 0.0025285 | 0.0025285 | 0.0025285 | 0.0025285 | 0.0025285 | 0.0025285 | 0.00058393 | 0.00058393 | 0.00058393 | 0.00058394 | 0.00058394 | 0.00058394 | 0.00048389 | 0.00019977 | -0.00058726 | -0.00048386 | -0.00019974 | 0.0005873 | 0.00048823 | -0.0005868 | 0.00019543 | -0.00048817 | 0.00058687 | -0.00019537 | -45.3003 | -45.3002 | -45.3002 | 134.6993 | 134.6993 | 134.6993 |  | 1.1772 | 1.0615 | 1.0599 | 1.1771 | 1.0616 | 1.0599 | -0.044445 | -116.4999 | 116.293 | -0.046304 | -116.5046 | 116.2996
Line2_1_4 | 0.0025438 | 0.0025438 | 0.0025438 | 0.0025438 | 0.0025438 | 0.0025438 | 0.00058746 | 0.00058746 | 0.00058746 | 0.00058747 | 0.00058747 | 0.00058747 | 0.00048776 | 0.00019983 | -0.00059043 | -0.00048773 | -0.00019981 | 0.00059047 | 0.00049023 | -0.00059073 | 0.00019776 | -0.00049018 | 0.0005908 | -0.00019769 | -45.1895 | -45.1895 | -45.1895 | 134.8101 | 134.8101 | 134.8101 |  | 1.1772 | 1.0615 | 1.0599 | 1.1771 | 1.0616 | 1.0599 | -0.044445 | -116.4999 | 116.293 | -0.046326 | -116.5046 | 116.2996
Line3_1_5 | 0.00254 | 0.00254 | 0.00254 | 0.00254 | 0.00254 | 0.00254 | 0.00058658 | 0.00058658 | 0.00058658 | 0.00058659 | 0.00058659 | 0.00058659 | 0.00048679 | 0.00019983 | -0.00058964 | -0.00048675 | -0.0001998 | 0.00058968 | 0.00048974 | -0.00058975 | 0.00019717 | -0.00048969 | 0.00058982 | -0.0001971 | -45.218 | -45.218 | -45.218 | 134.7815 | 134.7815 | 134.7815 |  | 1.1772 | 1.0615 | 1.0599 | 1.1771 | 1.0616 | 1.0599 | -0.044445 | -116.4999 | 116.293 | -0.046321 | -116.5046 | 116.2996
Line4_2_6 | 0.0025818 | 0.033224 | 0.033162 | 0.0025819 | 0.033224 | 0.033162 | 0.00059625 | 0.0076726 | 0.0076585 | 0.00059625 | 0.0076726 | 0.0076585 | 0.00049734 | 0.0061067 | 0.0053009 | -0.00049717 | -0.0060985 | -0.0052881 | 0.00049479 | 0.0053579 | 0.0061167 | -0.00049447 | -0.0053356 | -0.0060968 | -44.9071 | -157.8426 | 67.1831 | 135.0925 | 22.1575 | -112.8169 |  | 1.1766 | 1.0588 | 1.0569 | 1.176 | 1.0561 | 1.0538 | -0.05394 | -116.5795 | 116.2697 | -0.063445 | -116.6596 | 116.2463
Line5_6_7 | 0.0025819 | 0.033224 | 0.033162 | 0.0025819 | 0.033224 | 0.033162 | 0.00059625 | 0.0076726 | 0.0076585 | 0.00059626 | 0.0076726 | 0.0076585 | 0.00049717 | 0.0060985 | 0.0052881 | -0.000497 | -0.0060903 | -0.0052752 | 0.00049447 | 0.0053356 | 0.0060968 | -0.00049415 | -0.0053134 | -0.0060769 | -44.9075 | -157.8425 | 67.1831 | 135.092 | 22.1575 | -112.8169 |  | 1.176 | 1.0561 | 1.0538 | 1.1754 | 1.0534 | 1.0508 | -0.063445 | -116.6596 | 116.2463 | -0.072959 | -116.7401 | 116.2227
Line6_7_8 | 0 | 0.034312 | 0.034217 | 0 | 0.034312 | 0.034217 | 0 | 0.007924 | 0.0079021 | 0 | 0.007924 | 0.0079021 | 8.6419e-10 | 0.0058944 | 0.0058681 | -8.9164e-10 | -0.0058866 | -0.005854 | -2.3449e-08 | 0.0059102 | 0.0058743 | 1.5635e-08 | -0.0058866 | -0.005854 | 0 | -161.8163 | 71.1923 | 0 | 18.1838 | -108.8077 |  | 1.1754 | 1.0534 | 1.0508 | 1.175 | 1.0506 | 1.0477 | -0.072959 | -116.7401 | 116.2227 | -0.080538 | -116.8162 | 116.1923
Line7_8_9 | 0 | 0 | 0 | 0 | 0 | 0 | 0 | 0 | 0 | 0 | 0 | 0 | 2.8437e-10 | -6.4192e-09 | 6.0823e-09 | -3.2291e-10 | 1.838e-10 | 1.9167e-10 | -7.821e-09 | 2.9442e-09 | 3.3394e-09 | -6.6613e-12 | 2.3534e-10 | -2.8062e-10 | 0 | 0 | 0 | 0 | 0 | 0 |  | 1.175 | 1.0506 | 1.0477 | 1.175 | 1.0506 | 1.0477 | -0.080538 | -116.8162 | 116.1923 | -0.080538 | -116.8162 | 116.1923
Line8_8_10 | 0 | 0 | 0 | 0 | 0 | 0 | 0 | 0 | 0 | 0 | 0 | 0 | 2.8437e-10 | -6.4192e-09 | 6.0823e-09 | -3.2291e-10 | 1.838e-10 | 1.9167e-10 | -7.821e-09 | 2.9442e-09 | 3.3394e-09 | -6.6613e-12 | 2.3534e-10 | -2.8062e-10 | 0 | 0 | 0 | 0 | 0 | 0 |  | 1.175 | 1.0506 | 1.0477 | 1.175 | 1.0506 | 1.0477 | -0.080538 | -116.8162 | 116.1923 | -0.080538 | -116.8162 | 116.1923
Line9_3_11 | 0.0025285 | 0.0025285 | 0.0025285 | 0.0025286 | 0.0025286 | 0.0025286 | 0.00058394 | 0.00058394 | 0.00058394 | 0.00058394 | 0.00058394 | 0.00058394 | 0.00048386 | 0.00019974 | -0.0005873 | -0.00048382 | -0.00019972 | 0.00058734 | 0.00048817 | -0.00058687 | 0.00019537 | -0.00048812 | 0.00058694 | -0.0001953 | -45.3007 | -45.3007 | -45.3007 | 134.6988 | 134.6988 | 134.6988 |  | 1.1771 | 1.0616 | 1.0599 | 1.1769 | 1.0617 | 1.06 | -0.046304 | -116.5046 | 116.2996 | -0.048163 | -116.5093 | 116.3061

## LLG_min_6
name | pf_ikss_a_from_ka | pf_ikss_b_from_ka | pf_ikss_c_from_ka | pf_ikss_a_to_ka | pf_ikss_b_to_ka | pf_ikss_c_to_ka | pf_skss_a_from_mw | pf_skss_b_from_mw | pf_skss_c_from_mw | pf_skss_a_to_mw | pf_skss_b_to_mw | pf_skss_c_to_mw | pf_p_a_from_mw | pf_p_b_from_mw | pf_p_c_from_mw | pf_p_a_to_mw | pf_p_b_to_mw | pf_p_c_to_mw | pf_q_a_from_mvar | pf_q_b_from_mvar | pf_q_c_from_mvar | pf_q_a_to_mvar | pf_q_b_to_mvar | pf_q_c_to_mvar | pf_ikss_a_from_degree | pf_ikss_b_from_degree | pf_ikss_c_from_degree | pf_ikss_a_to_degree | pf_ikss_b_to_degree | pf_ikss_c_to_degree | 3xI0 | pf_vm_a_from_pu | pf_vm_b_from_pu | pf_vm_c_from_pu | pf_vm_a_to_pu | pf_vm_b_to_pu | pf_vm_c_to_pu | pf_va_a_from_degree | pf_va_b_from_degree | pf_va_c_from_degree | pf_va_a_to_degree | pf_va_b_to_degree | pf_va_c_to_degree
Line0_1_2 | 0.014863 | 1.4664 | 1.4472 | 0.014863 | 1.4664 | 1.4472 | 0.0034325 | 0.33864 | 0.33421 | 0.0034326 | 0.33864 | 0.33421 | 0.0033788 | 0.16243 | 0.16333 | -0.0033684 | -0.12189 | -0.12244 | 0.0033812 | 0.1738 | 0.16553 | -0.0033703 | -0.13031 | -0.12419 | -45.2782 | -145.6945 | 39.9865 | 134.7214 | 34.3055 | -140.0135 |  | 1.3926 | 0.70248 | 0.69579 | 1.3882 | 0.5269 | 0.52182 | -0.25841 | -98.7572 | 85.3698 | -0.262 | -98.7811 | 85.3942
Line10_11_12 | 0.014465 | 0.014465 | 0.014465 | 0.014465 | 0.014465 | 0.014465 | 0.0033406 | 0.0033406 | 0.0033406 | 0.0033406 | 0.0033406 | 0.0033406 | 0.0032825 | 0.0013936 | -0.0015191 | -0.0032805 | -0.0013916 | 0.0015211 | 0.0032882 | -0.0018893 | 0.0017585 | -0.0032862 | 0.0018914 | -0.0017564 | -45.3096 | -45.3096 | -45.3096 | 134.6899 | 134.6899 | 134.6899 |  | 1.3908 | 0.70277 | 0.69563 | 1.39 | 0.70292 | 0.69555 | -0.25981 | -98.8968 | 85.5122 | -0.26051 | -98.9665 | 85.5834
Line11_12_13 | 0.014465 | 0.014465 | 0.014465 | 0.014465 | 0.014465 | 0.014465 | 0.0033406 | 0.0033406 | 0.0033406 | 0.0033406 | 0.0033406 | 0.0033406 | 0.0032805 | 0.0013916 | -0.0015211 | -0.0032785 | -0.0013896 | 0.0015232 | 0.0032862 | -0.0018914 | 0.0017564 | -0.0032842 | 0.0018935 | -0.0017544 | -45.3101 | -45.3101 | -45.3101 | 134.6895 | 134.6895 | 134.6895 |  | 1.39 | 0.70292 | 0.69555 | 1.3891 | 0.70307 | 0.69547 | -0.26051 | -98.9665 | 85.5834 | -0.26121 | -99.0363 | 85.6546
Line12_13_15 | 0 | 0 | 0 | 0 | 0 | 0 | 0 | 0 | 0 | 0 | 0 | 0 | 6.8421e-09 | -7.8934e-08 | 7.6698e-08 | -6.7979e-09 | 5.3097e-08 | -5.0905e-08 | -1.5487e-07 | 9.2683e-09 | -1.3584e-09 | 1.0322e-07 | -5.3027e-09 | -4.6117e-10 | 0 | 0 | 0 | 0 | 0 | 0 |  | 1.3891 | 0.70307 | 0.69547 | 1.3891 | 0.70307 | 0.69547 | -0.26121 | -99.0363 | 85.6546 | -0.26121 | -99.0363 | 85.6546
Line13_13_14 | 0.014466 | 0.014466 | 0.014466 | 0.014466 | 0.014466 | 0.014466 | 0.0033407 | 0.0033407 | 0.0033407 | 0.0033407 | 0.0033407 | 0.0033407 | 0.0032785 | 0.0013897 | -0.0015232 | -0.0032765 | -0.0013877 | 0.0015253 | 0.0032843 | -0.0018935 | 0.0017544 | -0.0032823 | 0.0018956 | -0.0017523 | -45.312 | -45.312 | -45.312 | 134.6876 | 134.6876 | 134.6876 |  | 1.3891 | 0.70307 | 0.69547 | 1.3882 | 0.70322 | 0.69539 | -0.26121 | -99.0363 | 85.6546 | -0.26191 | -99.106 | 85.7259
Line14_15_16 | 0 | 0 | 0 | 0 | 0 | 0 | 0 | 0 | 0 | 0 | 0 | 0 | 4.5614e-09 | -5.2623e-08 | 5.1132e-08 | -4.5172e-09 | 2.6786e-08 | -2.5339e-08 | -1.0325e-07 | 6.1789e-09 | -9.0558e-10 | 5.1601e-08 | -2.2132e-09 | -9.1396e-10 | 0 | 0 | 0 | 0 | 0 | 0 |  | 1.3891 | 0.70307 | 0.69547 | 1.3891 | 0.70307 | 0.69547 | -0.26121 | -99.0363 | 85.6546 | -0.26121 | -99.0363 | 85.6546
Line15_16_17 | 0 | 0 | 0 | 0 | 0 | 0 | 0 | 0 | 0 | 0 | 0 | 0 | 2.2807e-09 | -2.6311e-08 | 2.5566e-08 | -2.2366e-09 | 4.7446e-10 | 2.267e-10 | -5.1623e-08 | 3.0894e-09 | -4.5279e-10 | -2.2059e-11 | 8.762e-10 | -1.3668e-09 | 0 | 0 | 0 | 0 | 0 | 0 |  | 1.3891 | 0.70307 | 0.69547 | 1.3891 | 0.70307 | 0.69547 | -0.26121 | -99.0363 | 85.6546 | -0.26121 | -99.0363 | 85.6546
Line16_4_18 | 0 | 0 | 0 | 0 | 0 | 0 | 0 | 0 | 0 | 0 | 0 | 0 | 2.2942e-09 | -2.6458e-08 | 2.5724e-08 | -2.254e-09 | 4.721e-10 | 2.2107e-10 | -5.2023e-08 | 3.0108e-09 | -5.5575e-10 | -2.1923e-11 | 8.8397e-10 | -1.3747e-09 | 0 | 0 | 0 | 0 | 0 | 0 |  | 1.3917 | 0.70263 | 0.69571 | 1.3917 | 0.70263 | 0.69571 | -0.25912 | -98.8276 | 85.4415 | -0.25912 | -98.8276 | 85.4415
Line17_5_19 | 0.01455 | 0.01455 | 0.01455 | 0.014551 | 0.014551 | 0.014551 | 0.0033603 | 0.0033603 | 0.0033603 | 0.0033603 | 0.0033603 | 0.0033603 | 0.0033041 | 0.0014037 | -0.0015259 | -0.0033021 | -0.0014016 | 0.001528 | 0.0033095 | -0.0018985 | 0.0017711 | -0.0033074 | 0.0019006 | -0.001769 | -45.3052 | -45.3052 | -45.3052 | 134.6944 | 134.6944 | 134.6944 |  | 1.3917 | 0.70263 | 0.69571 | 1.3908 | 0.70277 | 0.69563 | -0.25912 | -98.8274 | 85.4414 | -0.25982 | -98.8976 | 85.513
Line1_1_3 | 0.014465 | 0.014465 | 0.014465 | 0.014465 | 0.014465 | 0.014465 | 0.0033405 | 0.0033405 | 0.0033405 | 0.0033406 | 0.0033406 | 0.0033406 | 0.0032865 | 0.0013975 | -0.001515 | -0.0032845 | -0.0013956 | 0.0015171 | 0.0032923 | -0.0018851 | 0.0017627 | -0.0032903 | 0.0018872 | -0.0017606 | -45.3087 | -45.3087 | -45.3087 | 134.6909 | 134.6909 | 134.6909 |  | 1.3926 | 0.70248 | 0.69579 | 1.3917 | 0.70263 | 0.69571 | -0.25841 | -98.7572 | 85.3698 | -0.25911 | -98.827 | 85.441
Line2_1_4 | 0.014579 | 0.014579 | 0.014579 | 0.014579 | 0.014579 | 0.014579 | 0.0033668 | 0.0033668 | 0.0033668 | 0.0033669 | 0.0033669 | 0.0033669 | 0.0033128 | 0.0014083 | -0.0015268 | -0.0033107 | -0.0014063 | 0.0015288 | 0.0033179 | -0.0019001 | 0.0017768 | -0.0033158 | 0.0019022 | -0.0017746 | -45.3024 | -45.3024 | -45.3024 | 134.6971 | 134.6971 | 134.6971 |  | 1.3926 | 0.70248 | 0.69579 | 1.3917 | 0.70263 | 0.69571 | -0.25841 | -98.7572 | 85.3698 | -0.25912 | -98.8276 | 85.4415
Line3_1_5 | 0.01455 | 0.01455 | 0.01455 | 0.01455 | 0.01455 | 0.01455 | 0.0033603 | 0.0033603 | 0.0033603 | 0.0033603 | 0.0033603 | 0.0033603 | 0.0033062 | 0.0014057 | -0.0015238 | -0.0033041 | -0.0014037 | 0.0015259 | 0.0033115 | -0.0018964 | 0.0017732 | -0.0033095 | 0.0018985 | -0.0017711 | -45.3047 | -45.3047 | -45.3047 | 134.6948 | 134.6949 | 134.6948 |  | 1.3926 | 0.70248 | 0.69579 | 1.3917 | 0.70263 | 0.69571 | -0.25841 | -98.7572 | 85.3698 | -0.25912 | -98.8274 | 85.4414
Line4_2_6 | 0.014863 | 1.4664 | 1.4472 | 0.014864 | 1.4664 | 1.4472 | 0.0034326 | 0.33864 | 0.33421 | 0.0034326 | 0.33864 | 0.33421 | 0.0033684 | 0.12189 | 0.12244 | -0.0033579 | -0.081341 | -0.081549 | 0.0033703 | 0.13031 | 0.12419 | -0.0033595 | -0.086818 | -0.082859 | -45.2786 | -145.6945 | 39.9865 | 134.7209 | 34.3055 | -140.0135 |  | 1.3882 | 0.5269 | 0.52182 | 1.3838 | 0.35132 | 0.34785 | -0.262 | -98.7811 | 85.3942 | -0.26562 | -98.8289 | 85.4429
Line5_6_7 | 0.014864 | 1.4664 | 1.4472 | 0.014864 | 1.4664 | 1.4472 | 0.0034326 | 0.33864 | 0.33421 | 0.0034326 | 0.33864 | 0.33421 | 0.0033579 | 0.081341 | 0.081549 | -0.0033474 | -0.040797 | -0.040659 | 0.0033595 | 0.086818 | 0.082859 | -0.0033486 | -0.043326 | -0.041523 | -45.2791 | -145.6945 | 39.9865 | 134.7205 | 34.3055 | -140.0135 |  | 1.3838 | 0.35132 | 0.34785 | 1.3794 | 0.17573 | 0.17388 | -0.26562 | -98.8289 | 85.4429 | -0.26926 | -98.9723 | 85.5893
Line6_7_8 | 0 | 1.4691 | 1.446 | 0 | 1.4691 | 1.446 | 0 | 0.33928 | 0.33395 | 0 | 0.33928 | 0.33395 | 6.474e-09 | 0.040439 | 0.041049 | -6.4454e-09 | -1.2589e-15 | -2.645e-15 | -1.5872e-07 | 0.043812 | 0.041072 | 1.0566e-07 | -1.9899e-17 | 1.8373e-14 | 0 | -146.2647 | 40.5734 | 0 | 33.7353 | -139.4266 |  | 1.3794 | 0.17573 | 0.17388 | 1.3759 | 0 | 0 | -0.26926 | -98.9723 | 85.5893 | -0.27217 | 0 | 0
Line7_8_9 | 0 | 0 | 0 | 0 | 0 | 0 | 0 | 0 | 0 | 0 | 0 | 0 | 2.1485e-09 | -9.3284e-23 | -1.2167e-21 | -2.1485e-09 | 7.1296e-18 | -1.1943e-17 | -5.284e-08 | 1.2245e-22 | -1.5504e-21 | -2.2765e-11 | 2.179e-17 | -1.6783e-18 | 0 | 0 | 0 | 0 | 0 | 0 |  | 1.3759 | 0 | 0 | 1.3759 | 0 | 0 | -0.27217 | 0 | 0 | -0.27217 | 0 | 0
Line8_8_10 | 0 | 0 | 0 | 0 | 0 | 0 | 0 | 0 | 0 | 0 | 0 | 0 | 2.1485e-09 | -9.3284e-23 | -1.2167e-21 | -2.1485e-09 | 7.1296e-18 | -1.1943e-17 | -5.284e-08 | 1.2245e-22 | -1.5504e-21 | -2.2765e-11 | 2.179e-17 | -1.6783e-18 | 0 | 0 | 0 | 0 | 0 | 0 |  | 1.3759 | 0 | 0 | 1.3759 | 0 | 0 | -0.27217 | 0 | 0 | -0.27217 | 0 | 0
Line9_3_11 | 0.014465 | 0.014465 | 0.014465 | 0.014465 | 0.014465 | 0.014465 | 0.0033406 | 0.0033406 | 0.0033406 | 0.0033406 | 0.0033406 | 0.0033406 | 0.0032845 | 0.0013956 | -0.0015171 | -0.0032825 | -0.0013936 | 0.0015191 | 0.0032903 | -0.0018872 | 0.0017606 | -0.0032882 | 0.0018893 | -0.0017585 | -45.3091 | -45.3091 | -45.3092 | 134.6904 | 134.6904 | 134.6904 |  | 1.3917 | 0.70263 | 0.69571 | 1.3908 | 0.70277 | 0.69563 | -0.25911 | -98.827 | 85.441 | -0.25981 | -98.8968 | 85.5122

## LLG_min_10
name | pf_ikss_a_from_ka | pf_ikss_b_from_ka | pf_ikss_c_from_ka | pf_ikss_a_to_ka | pf_ikss_b_to_ka | pf_ikss_c_to_ka | pf_skss_a_from_mw | pf_skss_b_from_mw | pf_skss_c_from_mw | pf_skss_a_to_mw | pf_skss_b_to_mw | pf_skss_c_to_mw | pf_p_a_from_mw | pf_p_b_from_mw | pf_p_c_from_mw | pf_p_a_to_mw | pf_p_b_to_mw | pf_p_c_to_mw | pf_q_a_from_mvar | pf_q_b_from_mvar | pf_q_c_from_mvar | pf_q_a_to_mvar | pf_q_b_to_mvar | pf_q_c_to_mvar | pf_ikss_a_from_degree | pf_ikss_b_from_degree | pf_ikss_c_from_degree | pf_ikss_a_to_degree | pf_ikss_b_to_degree | pf_ikss_c_to_degree | 3xI0 | pf_vm_a_from_pu | pf_vm_b_from_pu | pf_vm_c_from_pu | pf_vm_a_to_pu | pf_vm_b_to_pu | pf_vm_c_to_pu | pf_va_a_from_degree | pf_va_b_from_degree | pf_va_c_from_degree | pf_va_a_to_degree | pf_va_b_to_degree | pf_va_c_to_degree
Line0_1_2 | 0.014081 | 1.3892 | 1.371 | 0.014081 | 1.3892 | 1.371 | 0.0032519 | 0.32082 | 0.31662 | 0.0032519 | 0.32082 | 0.31662 | 0.0030325 | 0.14578 | 0.14659 | -0.0030231 | -0.10939 | -0.10989 | 0.0030346 | 0.15599 | 0.14856 | -0.0030249 | -0.11695 | -0.11147 | -45.2782 | -145.6945 | 39.9865 | 134.7214 | 34.3055 | -140.0135 |  | 1.3193 | 0.66551 | 0.65917 | 1.3151 | 0.49917 | 0.49436 | -0.25841 | -98.7572 | 85.3698 | -0.262 | -98.7811 | 85.3942
Line10_11_12 | 0.013704 | 0.013704 | 0.013704 | 0.013704 | 0.013704 | 0.013704 | 0.0031648 | 0.0031648 | 0.0031648 | 0.0031648 | 0.0031648 | 0.0031648 | 0.0029461 | 0.0012507 | -0.0013634 | -0.0029443 | -0.001249 | 0.0013652 | 0.0029512 | -0.0016957 | 0.0015783 | -0.0029494 | 0.0016976 | -0.0015764 | -45.3096 | -45.3096 | -45.3096 | 134.6899 | 134.6899 | 134.6899 |  | 1.3176 | 0.66578 | 0.65902 | 1.3168 | 0.66592 | 0.65894 | -0.25981 | -98.8968 | 85.5122 | -0.26051 | -98.9665 | 85.5834
Line11_12_13 | 0.013704 | 0.013704 | 0.013704 | 0.013704 | 0.013704 | 0.013704 | 0.0031648 | 0.0031648 | 0.0031648 | 0.0031648 | 0.0031648 | 0.0031648 | 0.0029443 | 0.001249 | -0.0013652 | -0.0029425 | -0.0012472 | 0.0013671 | 0.0029494 | -0.0016976 | 0.0015764 | -0.0029476 | 0.0016994 | -0.0015745 | -45.3101 | -45.3101 | -45.3101 | 134.6895 | 134.6895 | 134.6895 |  | 1.3168 | 0.66592 | 0.65894 | 1.316 | 0.66607 | 0.65886 | -0.26051 | -98.9665 | 85.5834 | -0.26121 | -99.0363 | 85.6546
Line12_13_15 | 0 | 0 | 0 | 0 | 0 | 0 | 0 | 0 | 0 | 0 | 0 | 0 | 6.1408e-09 | -7.0844e-08 | 6.8837e-08 | -6.1012e-09 | 4.7655e-08 | -4.5688e-08 | -1.39e-07 | 8.3184e-09 | -1.2192e-09 | 9.2645e-08 | -4.7592e-09 | -4.139e-10 | 0 | 0 | 0 | 0 | 0 | 0 |  | 1.316 | 0.66607 | 0.65886 | 1.316 | 0.66607 | 0.65886 | -0.26121 | -99.0363 | 85.6546 | -0.26121 | -99.0363 | 85.6546
Line13_13_14 | 0.013704 | 0.013704 | 0.013704 | 0.013705 | 0.013704 | 0.013705 | 0.0031649 | 0.0031649 | 0.0031649 | 0.0031649 | 0.0031649 | 0.0031649 | 0.0029425 | 0.0012473 | -0.0013671 | -0.0029407 | -0.0012455 | 0.0013689 | 0.0029477 | -0.0016994 | 0.0015745 | -0.0029459 | 0.0017013 | -0.0015727 | -45.312 | -45.312 | -45.312 | 134.6876 | 134.6876 | 134.6876 |  | 1.316 | 0.66607 | 0.65886 | 1.3152 | 0.66621 | 0.65879 | -0.26121 | -99.0363 | 85.6546 | -0.26191 | -99.106 | 85.7259
Line14_15_16 | 0 | 0 | 0 | 0 | 0 | 0 | 0 | 0 | 0 | 0 | 0 | 0 | 4.0939e-09 | -4.7229e-08 | 4.5891e-08 | -4.0543e-09 | 2.404e-08 | -2.2742e-08 | -9.2665e-08 | 5.5456e-09 | -8.1277e-10 | 4.6313e-08 | -1.9864e-09 | -8.2029e-10 | 0 | 0 | 0 | 0 | 0 | 0 |  | 1.316 | 0.66607 | 0.65886 | 1.316 | 0.66607 | 0.65886 | -0.26121 | -99.0363 | 85.6546 | -0.26121 | -99.0363 | 85.6546
Line15_16_17 | 0 | 0 | 0 | 0 | 0 | 0 | 0 | 0 | 0 | 0 | 0 | 0 | 2.0469e-09 | -2.3615e-08 | 2.2946e-08 | -2.0073e-09 | 4.2583e-10 | 2.0347e-10 | -4.6332e-08 | 2.7728e-09 | -4.0638e-10 | -1.9798e-11 | 7.864e-10 | -1.2267e-09 | 0 | 0 | 0 | 0 | 0 | 0 |  | 1.316 | 0.66607 | 0.65886 | 1.316 | 0.66607 | 0.65886 | -0.26121 | -99.0363 | 85.6546 | -0.26121 | -99.0363 | 85.6546
Line16_4_18 | 0 | 0 | 0 | 0 | 0 | 0 | 0 | 0 | 0 | 0 | 0 | 0 | 2.059e-09 | -2.3746e-08 | 2.3088e-08 | -2.023e-09 | 4.2371e-10 | 1.9841e-10 | -4.6691e-08 | 2.7022e-09 | -4.9879e-10 | -1.9677e-11 | 7.9337e-10 | -1.2338e-09 | 0 | 0 | 0 | 0 | 0 | 0 |  | 1.3185 | 0.66565 | 0.65909 | 1.3185 | 0.66565 | 0.65909 | -0.25912 | -98.8276 | 85.4415 | -0.25912 | -98.8276 | 85.4415
Line17_5_19 | 0.013785 | 0.013785 | 0.013785 | 0.013785 | 0.013785 | 0.013785 | 0.0031834 | 0.0031834 | 0.0031834 | 0.0031835 | 0.0031835 | 0.0031835 | 0.0029655 | 0.0012598 | -0.0013695 | -0.0029637 | -0.001258 | 0.0013714 | 0.0029703 | -0.0017039 | 0.0015896 | -0.0029684 | 0.0017058 | -0.0015877 | -45.3052 | -45.3052 | -45.3052 | 134.6944 | 134.6944 | 134.6944 |  | 1.3185 | 0.66565 | 0.65909 | 1.3176 | 0.66579 | 0.65902 | -0.25912 | -98.8274 | 85.4414 | -0.25982 | -98.8976 | 85.513
Line1_1_3 | 0.013704 | 0.013704 | 0.013704 | 0.013704 | 0.013704 | 0.013704 | 0.0031647 | 0.0031647 | 0.0031647 | 0.0031648 | 0.0031647 | 0.0031648 | 0.0029497 | 0.0012543 | -0.0013597 | -0.0029479 | -0.0012525 | 0.0013616 | 0.0029549 | -0.0016919 | 0.0015821 | -0.002953 | 0.0016938 | -0.0015802 | -45.3087 | -45.3087 | -45.3087 | 134.6909 | 134.6909 | 134.6909 |  | 1.3193 | 0.66551 | 0.65917 | 1.3185 | 0.66565 | 0.65909 | -0.25841 | -98.7572 | 85.3698 | -0.25911 | -98.827 | 85.441
Line2_1_4 | 0.013812 | 0.013812 | 0.013812 | 0.013812 | 0.013812 | 0.013812 | 0.0031896 | 0.0031896 | 0.0031896 | 0.0031897 | 0.0031897 | 0.0031897 | 0.0029732 | 0.001264 | -0.0013703 | -0.0029714 | -0.0012622 | 0.0013721 | 0.0029778 | -0.0017054 | 0.0015947 | -0.0029759 | 0.0017073 | -0.0015927 | -45.3024 | -45.3024 | -45.3024 | 134.6971 | 134.6971 | 134.6971 |  | 1.3193 | 0.66551 | 0.65917 | 1.3185 | 0.66565 | 0.65909 | -0.25841 | -98.7572 | 85.3698 | -0.25912 | -98.8276 | 85.4415
Line3_1_5 | 0.013785 | 0.013785 | 0.013785 | 0.013785 | 0.013785 | 0.013785 | 0.0031834 | 0.0031834 | 0.0031834 | 0.0031834 | 0.0031834 | 0.0031834 | 0.0029673 | 0.0012616 | -0.0013677 | -0.0029655 | -0.0012598 | 0.0013695 | 0.0029721 | -0.001702 | 0.0015915 | -0.0029703 | 0.0017039 | -0.0015896 | -45.3047 | -45.3047 | -45.3047 | 134.6948 | 134.6949 | 134.6948 |  | 1.3193 | 0.66551 | 0.65917 | 1.3185 | 0.66565 | 0.65909 | -0.25841 | -98.7572 | 85.3698 | -0.25912 | -98.8274 | 85.4414
Line4_2_6 | 0.014081 | 1.3892 | 1.371 | 0.014081 | 1.3892 | 1.371 | 0.0032519 | 0.32082 | 0.31662 | 0.0032519 | 0.32082 | 0.31662 | 0.0030231 | 0.10939 | 0.10989 | -0.0030137 | -0.073004 | -0.073191 | 0.0030249 | 0.11695 | 0.11147 | -0.0030152 | -0.07792 | -0.074366 | -45.2786 | -145.6945 | 39.9865 | 134.7209 | 34.3055 | -140.0135 |  | 1.3151 | 0.49917 | 0.49436 | 1.3109 | 0.33283 | 0.32955 | -0.262 | -98.7811 | 85.3942 | -0.26562 | -98.8289 | 85.4429
Line5_6_7 | 0.014081 | 1.3892 | 1.371 | 0.014081 | 1.3892 | 1.371 | 0.0032519 | 0.32082 | 0.31662 | 0.0032519 | 0.32082 | 0.31662 | 0.0030137 | 0.073004 | 0.073191 | -0.0030044 | -0.036615 | -0.036492 | 0.0030152 | 0.07792 | 0.074366 | -0.0030054 | -0.038885 | -0.037268 | -45.2791 | -145.6945 | 39.9865 | 134.7205 | 34.3055 | -140.0135 |  | 1.3109 | 0.33283 | 0.32955 | 1.3068 | 0.16648 | 0.16473 | -0.26562 | -98.8289 | 85.4429 | -0.26926 | -98.9723 | 85.5893
Line6_7_8 | 0 | 1.3918 | 1.3699 | 0 | 1.3918 | 1.3699 | 0 | 0.32142 | 0.31637 | 0 | 0.32142 | 0.31637 | 5.8104e-09 | 0.036295 | 0.036842 | -5.7848e-09 | -1.1926e-15 | -2.3205e-15 | -1.4245e-07 | 0.039322 | 0.036862 | 9.4828e-08 | -1.8852e-17 | 1.6461e-14 | 0 | -146.2647 | 40.5734 | 0 | 33.7353 | -139.4266 |  | 1.3068 | 0.16648 | 0.16473 | 1.3035 | 0 | 0 | -0.26926 | -98.9723 | 85.5893 | -0.27217 | 0 | 0
Line7_8_9 | 0 | 0 | 0 | 0 | 0 | 0 | 0 | 0 | 0 | 0 | 0 | 0 | 1.9283e-09 | -8.8375e-23 | -1.0937e-21 | -1.9283e-09 | 6.3988e-18 | -1.0719e-17 | -4.7424e-08 | 1.1601e-22 | -1.3853e-21 | -2.0432e-11 | 1.9556e-17 | -1.5063e-18 | 0 | 0 | 0 | 0 | 0 | 0 |  | 1.3035 | 0 | 0 | 1.3035 | 0 | 0 | -0.27217 | 0 | 0 | -0.27217 | 0 | 0
Line8_8_10 | 0 | 0 | 0 | 0 | 0 | 0 | 0 | 0 | 0 | 0 | 0 | 0 | 1.9283e-09 | -8.8375e-23 | -1.0937e-21 | -1.9283e-09 | 6.3988e-18 | -1.0719e-17 | -4.7424e-08 | 1.1601e-22 | -1.3853e-21 | -2.0432e-11 | 1.9556e-17 | -1.5063e-18 | 0 | 0 | 0 | 0 | 0 | 0 |  | 1.3035 | 0 | 0 | 1.3035 | 0 | 0 | -0.27217 | 0 | 0 | -0.27217 | 0 | 0
Line9_3_11 | 0.013704 | 0.013704 | 0.013704 | 0.013704 | 0.013704 | 0.013704 | 0.0031648 | 0.0031647 | 0.0031648 | 0.0031648 | 0.0031648 | 0.0031648 | 0.0029479 | 0.0012525 | -0.0013616 | -0.0029461 | -0.0012507 | 0.0013634 | 0.002953 | -0.0016938 | 0.0015802 | -0.0029512 | 0.0016957 | -0.0015783 | -45.3091 | -45.3091 | -45.3092 | 134.6904 | 134.6904 | 134.6904 |  | 1.3185 | 0.66565 | 0.65909 | 1.3176 | 0.66578 | 0.65902 | -0.25911 | -98.827 | 85.441 | -0.25981 | -98.8968 | 85.5122

## LLG_min_fault_6
name | pf_ikss_a_from_ka | pf_ikss_b_from_ka | pf_ikss_c_from_ka | pf_ikss_a_to_ka | pf_ikss_b_to_ka | pf_ikss_c_to_ka | pf_skss_a_from_mw | pf_skss_b_from_mw | pf_skss_c_from_mw | pf_skss_a_to_mw | pf_skss_b_to_mw | pf_skss_c_to_mw | pf_p_a_from_mw | pf_p_b_from_mw | pf_p_c_from_mw | pf_p_a_to_mw | pf_p_b_to_mw | pf_p_c_to_mw | pf_q_a_from_mvar | pf_q_b_from_mvar | pf_q_c_from_mvar | pf_q_a_to_mvar | pf_q_b_to_mvar | pf_q_c_to_mvar | pf_ikss_a_from_degree | pf_ikss_b_from_degree | pf_ikss_c_from_degree | pf_ikss_a_to_degree | pf_ikss_b_to_degree | pf_ikss_c_to_degree | 3xI0 | pf_vm_a_from_pu | pf_vm_b_from_pu | pf_vm_c_from_pu | pf_vm_a_to_pu | pf_vm_b_to_pu | pf_vm_c_to_pu | pf_va_a_from_degree | pf_va_b_from_degree | pf_va_c_from_degree | pf_va_a_to_degree | pf_va_b_to_degree | pf_va_c_to_degree
Line0_1_2 | 0.0022343 | 0.028584 | 0.028551 | 0.0022343 | 0.028584 | 0.028551 | 0.00051599 | 0.0066013 | 0.0065937 | 0.000516 | 0.0066013 | 0.0065937 | 0.00037097 | 0.0045569 | 0.0039692 | -0.00037074 | -0.0045436 | -0.0039525 | 0.00037082 | 0.0039823 | 0.004549 | -0.00037058 | -0.003965 | -0.004535 | -45.0247 | -157.6603 | 67.4031 | 134.9749 | 22.3397 | -112.5969 |  | 1.0165 | 0.91676 | 0.9156 | 1.0159 | 0.91352 | 0.91235 | -0.036624 | -116.5097 | 116.2969 | -0.037383 | -116.5504 | 116.3295
Line10_11_12 | 0.0021745 | 0.0021745 | 0.0021745 | 0.0021745 | 0.0021745 | 0.0021745 | 0.00050217 | 0.00050217 | 0.00050217 | 0.00050218 | 0.00050218 | 0.00050218 | 0.00036075 | 0.00014634 | -0.00043575 | -0.0003607 | -0.0001463 | 0.0004358 | 0.00036099 | -0.00043656 | 0.00014692 | -0.00036095 | 0.00043661 | -0.00014687 | -45.0561 | -45.0561 | -45.0561 | 134.9434 | 134.9434 | 134.9434 |  | 1.0163 | 0.91688 | 0.91572 | 1.0161 | 0.91694 | 0.91577 | -0.03692 | -116.5241 | 116.3117 | -0.037067 | -116.5314 | 116.319
Line11_12_13 | 0.0021745 | 0.0021745 | 0.0021745 | 0.0021745 | 0.0021745 | 0.0021745 | 0.00050218 | 0.00050218 | 0.00050218 | 0.00050218 | 0.00050218 | 0.00050218 | 0.0003607 | 0.0001463 | -0.0004358 | -0.00036066 | -0.00014626 | 0.00043585 | 0.00036095 | -0.00043661 | 0.00014687 | -0.00036091 | 0.00043666 | -0.00014682 | -45.0566 | -45.0566 | -45.0566 | 134.943 | 134.943 | 134.943 |  | 1.0161 | 0.91694 | 0.91577 | 1.016 | 0.917 | 0.91583 | -0.037067 | -116.5314 | 116.319 | -0.037215 | -116.5386 | 116.3264
Line12_13_15 | 0 | 0 | 0 | 0 | 0 | 0 | 0 | 0 | 0 | 0 | 0 | 0 | 7.4351e-10 | -1.4077e-08 | 1.3432e-08 | -7.4158e-10 | 9.49e-09 | -8.8462e-09 | -1.7028e-08 | 6.2775e-09 | 7.4367e-09 | 1.135e-08 | -3.9921e-09 | -5.1622e-09 | 0 | 0 | 0 | 0 | 0 | 0 |  | 1.016 | 0.917 | 0.91583 | 1.016 | 0.917 | 0.91583 | -0.037215 | -116.5386 | 116.3264 | -0.037215 | -116.5386 | 116.3264
Line13_13_14 | 0.0021746 | 0.0021746 | 0.0021746 | 0.0021746 | 0.0021746 | 0.0021746 | 0.00050219 | 0.00050219 | 0.00050219 | 0.0005022 | 0.0005022 | 0.0005022 | 0.00036066 | 0.00014627 | -0.00043586 | -0.00036061 | -0.00014623 | 0.00043591 | 0.00036092 | -0.00043666 | 0.00014681 | -0.00036088 | 0.00043671 | -0.00014676 | -45.0585 | -45.0585 | -45.0585 | 134.9411 | 134.9411 | 134.9411 |  | 1.016 | 0.917 | 0.91583 | 1.0159 | 0.91706 | 0.91588 | -0.037215 | -116.5386 | 116.3264 | -0.037362 | -116.5458 | 116.3338
Line14_15_16 | 0 | 0 | 0 | 0 | 0 | 0 | 0 | 0 | 0 | 0 | 0 | 0 | 4.9567e-10 | -9.3849e-09 | 8.9543e-09 | -4.9375e-10 | 4.7976e-09 | -4.369e-09 | -1.1352e-08 | 4.185e-09 | 4.9578e-09 | 5.6738e-09 | -1.8996e-09 | -2.6833e-09 | 0 | 0 | 0 | 0 | 0 | 0 |  | 1.016 | 0.917 | 0.91583 | 1.016 | 0.917 | 0.91583 | -0.037215 | -116.5386 | 116.3264 | -0.037215 | -116.5386 | 116.3264
Line15_16_17 | 0 | 0 | 0 | 0 | 0 | 0 | 0 | 0 | 0 | 0 | 0 | 0 | 2.4784e-10 | -4.6924e-09 | 4.4772e-09 | -2.4591e-10 | 1.0514e-10 | 1.082e-10 | -5.6761e-09 | 2.0925e-09 | 2.4789e-09 | -2.2987e-12 | 1.9285e-10 | -2.044e-10 | 0 | 0 | 0 | 0 | 0 | 0 |  | 1.016 | 0.917 | 0.91583 | 1.016 | 0.917 | 0.91583 | -0.037215 | -116.5386 | 116.3264 | -0.037215 | -116.5386 | 116.3264
Line16_4_18 | 0 | 0 | 0 | 0 | 0 | 0 | 0 | 0 | 0 | 0 | 0 | 0 | 2.4876e-10 | -4.7195e-09 | 4.5039e-09 | -2.4746e-10 | 1.0565e-10 | 1.0866e-10 | -5.7116e-09 | 2.103e-09 | 2.4907e-09 | -2.2724e-12 | 1.9402e-10 | -2.0559e-10 | 0 | 0 | 0 | 0 | 0 | 0 |  | 1.0164 | 0.91682 | 0.91566 | 1.0164 | 0.91682 | 0.91566 | -0.036774 | -116.517 | 116.3043 | -0.036774 | -116.517 | 116.3043
Line17_5_19 | 0.0021873 | 0.0021873 | 0.0021873 | 0.0021873 | 0.0021873 | 0.0021873 | 0.00050513 | 0.00050513 | 0.00050513 | 0.00050514 | 0.00050514 | 0.00050514 | 0.00036295 | 0.00014721 | -0.00043826 | -0.0003629 | -0.00014717 | 0.00043831 | 0.00036314 | -0.00043909 | 0.00014787 | -0.00036309 | 0.00043914 | -0.00014782 | -45.0517 | -45.0517 | -45.0517 | 134.9479 | 134.9479 | 134.9479 |  | 1.0164 | 0.91682 | 0.91566 | 1.0163 | 0.91688 | 0.91572 | -0.036773 | -116.517 | 116.3043 | -0.036922 | -116.5242 | 116.3117
Line1_1_3 | 0.0021744 | 0.0021744 | 0.0021744 | 0.0021745 | 0.0021745 | 0.0021745 | 0.00050217 | 0.00050217 | 0.00050217 | 0.00050217 | 0.00050217 | 0.00050217 | 0.00036084 | 0.00014642 | -0.00043565 | -0.00036079 | -0.00014638 | 0.0004357 | 0.00036107 | -0.00043646 | 0.00014702 | -0.00036103 | 0.00043651 | -0.00014697 | -45.0552 | -45.0552 | -45.0552 | 134.9444 | 134.9444 | 134.9444 |  | 1.0165 | 0.91676 | 0.9156 | 1.0164 | 0.91682 | 0.91566 | -0.036624 | -116.5097 | 116.2969 | -0.036772 | -116.5169 | 116.3043
Line2_1_4 | 0.0021916 | 0.0021916 | 0.0021916 | 0.0021916 | 0.0021916 | 0.0021916 | 0.00050612 | 0.00050612 | 0.00050612 | 0.00050612 | 0.00050612 | 0.00050612 | 0.00036372 | 0.00014753 | -0.00043906 | -0.00036367 | -0.00014749 | 0.00043911 | 0.00036387 | -0.00043991 | 0.00014822 | -0.00036383 | 0.00043996 | -0.00014817 | -45.0489 | -45.0489 | -45.0489 | 134.9506 | 134.9506 | 134.9506 |  | 1.0165 | 0.91676 | 0.9156 | 1.0164 | 0.91682 | 0.91566 | -0.036624 | -116.5097 | 116.2969 | -0.036774 | -116.517 | 116.3043
Line3_1_5 | 0.0021873 | 0.0021873 | 0.0021873 | 0.0021873 | 0.0021873 | 0.0021873 | 0.00050513 | 0.00050513 | 0.00050513 | 0.00050513 | 0.00050513 | 0.00050513 | 0.00036299 | 0.00014726 | -0.00043821 | -0.00036295 | -0.00014721 | 0.00043826 | 0.00036318 | -0.00043904 | 0.00014792 | -0.00036314 | 0.00043909 | -0.00014787 | -45.0512 | -45.0512 | -45.0512 | 134.9484 | 134.9484 | 134.9484 |  | 1.0165 | 0.91676 | 0.9156 | 1.0164 | 0.91682 | 0.91566 | -0.036624 | -116.5097 | 116.2969 | -0.036773 | -116.517 | 116.3043
Line4_2_6 | 0.0022343 | 0.028584 | 0.028551 | 0.0022344 | 0.028584 | 0.028551 | 0.000516 | 0.0066013 | 0.0065937 | 0.000516 | 0.0066013 | 0.0065937 | 0.00037074 | 0.0045436 | 0.0039525 | -0.0003705 | -0.0045303 | -0.0039358 | 0.00037058 | 0.003965 | 0.004535 | -0.00037034 | -0.0039477 | -0.0045211 | -45.0251 | -157.6603 | 67.4031 | 134.9744 | 22.3397 | -112.5969 |  | 1.0159 | 0.91352 | 0.91235 | 1.0152 | 0.91028 | 0.90909 | -0.037383 | -116.5504 | 116.3295 | -0.038142 | -116.5914 | 116.3623
Line5_6_7 | 0.0022344 | 0.028584 | 0.028551 | 0.0022344 | 0.028584 | 0.028551 | 0.000516 | 0.0066013 | 0.0065937 | 0.00051601 | 0.0066013 | 0.0065937 | 0.0003705 | 0.0045303 | 0.0039358 | -0.00037026 | -0.0045171 | -0.0039191 | 0.00037034 | 0.0039477 | 0.0045211 | -0.0003701 | -0.0039305 | -0.0045072 | -45.0256 | -157.6603 | 67.4031 | 134.974 | 22.3398 | -112.597 |  | 1.0152 | 0.91028 | 0.90909 | 1.0145 | 0.90705 | 0.90584 | -0.038142 | -116.5914 | 116.3623 | -0.038903 | -116.6326 | 116.3953
Line6_7_8 | 0 | 0.029516 | 0.029476 | 0 | 0.029516 | 0.029476 | 0 | 0.0068165 | 0.0068073 | 0 | 0.0068165 | 0.0068073 | 7.0871e-10 | 0.0043694 | 0.0043622 | -7.0983e-10 | -0.0043561 | -0.0043443 | -1.7549e-08 | 0.0043746 | 0.0043583 | 1.1706e-08 | -0.0043561 | -0.0043443 | 0 | -161.6668 | 71.421 | 0 | 18.3332 | -108.579 |  | 1.0145 | 0.90705 | 0.90584 | 1.014 | 0.90375 | 0.90252 | -0.038903 | -116.6326 | 116.3953 | -0.039508 | -116.6667 | 116.4209
Line7_8_9 | 0 | 0 | 0 | 0 | 0 | 0 | 0 | 0 | 0 | 0 | 0 | 0 | 2.359e-10 | -4.8133e-09 | 4.5165e-09 | -2.3803e-10 | 1.4793e-10 | 1.5098e-10 | -5.8542e-09 | 2.1581e-09 | 2.5172e-09 | -2.4355e-12 | 1.8304e-10 | -1.9625e-10 | 0 | 0 | 0 | 0 | 0 | 0 |  | 1.014 | 0.90375 | 0.90252 | 1.014 | 0.90375 | 0.90252 | -0.039508 | -116.6667 | 116.4209 | -0.039508 | -116.6667 | 116.4209
Line8_8_10 | 0 | 0 | 0 | 0 | 0 | 0 | 0 | 0 | 0 | 0 | 0 | 0 | 2.359e-10 | -4.8133e-09 | 4.5165e-09 | -2.3803e-10 | 1.4793e-10 | 1.5098e-10 | -5.8542e-09 | 2.1581e-09 | 2.5172e-09 | -2.4355e-12 | 1.8304e-10 | -1.9625e-10 | 0 | 0 | 0 | 0 | 0 | 0 |  | 1.014 | 0.90375 | 0.90252 | 1.014 | 0.90375 | 0.90252 | -0.039508 | -116.6667 | 116.4209 | -0.039508 | -116.6667 | 116.4209
Line9_3_11 | 0.0021745 | 0.0021745 | 0.0021745 | 0.0021745 | 0.0021745 | 0.0021745 | 0.00050217 | 0.00050217 | 0.00050217 | 0.00050217 | 0.00050217 | 0.00050217 | 0.00036079 | 0.00014638 | -0.0004357 | -0.00036075 | -0.00014634 | 0.00043575 | 0.00036103 | -0.00043651 | 0.00014697 | -0.00036099 | 0.00043656 | -0.00014692 | -45.0556 | -45.0556 | -45.0556 | 134.9439 | 134.9439 | 134.9439 |  | 1.0164 | 0.91682 | 0.91566 | 1.0163 | 0.91688 | 0.91572 | -0.036772 | -116.5169 | 116.3043 | -0.03692 | -116.5241 | 116.3117

## LLG_min_fault_10
name | pf_ikss_a_from_ka | pf_ikss_b_from_ka | pf_ikss_c_from_ka | pf_ikss_a_to_ka | pf_ikss_b_to_ka | pf_ikss_c_to_ka | pf_skss_a_from_mw | pf_skss_b_from_mw | pf_skss_c_from_mw | pf_skss_a_to_mw | pf_skss_b_to_mw | pf_skss_c_to_mw | pf_p_a_from_mw | pf_p_b_from_mw | pf_p_c_from_mw | pf_p_a_to_mw | pf_p_b_to_mw | pf_p_c_to_mw | pf_q_a_from_mvar | pf_q_b_from_mvar | pf_q_c_from_mvar | pf_q_a_to_mvar | pf_q_b_to_mvar | pf_q_c_to_mvar | pf_ikss_a_from_degree | pf_ikss_b_from_degree | pf_ikss_c_from_degree | pf_ikss_a_to_degree | pf_ikss_b_to_degree | pf_ikss_c_to_degree | 3xI0 | pf_vm_a_from_pu | pf_vm_b_from_pu | pf_vm_c_from_pu | pf_vm_a_to_pu | pf_vm_b_to_pu | pf_vm_c_to_pu | pf_va_a_from_degree | pf_va_b_from_degree | pf_va_c_from_degree | pf_va_a_to_degree | pf_va_b_to_degree | pf_va_c_to_degree
Line0_1_2 | 0.0021167 | 0.02708 | 0.027049 | 0.0021167 | 0.02708 | 0.027049 | 0.00048884 | 0.0062538 | 0.0062466 | 0.00048884 | 0.0062538 | 0.0062466 | 0.00033295 | 0.0040898 | 0.0035624 | -0.00033274 | -0.0040779 | -0.0035474 | 0.00033281 | 0.0035742 | 0.0040827 | -0.0003326 | -0.0035586 | -0.0040702 | -45.0247 | -157.6603 | 67.4031 | 134.9749 | 22.3397 | -112.5969 |  | 0.96303 | 0.86851 | 0.86741 | 0.9624 | 0.86544 | 0.86433 | -0.036624 | -116.5097 | 116.2969 | -0.037383 | -116.5504 | 116.3295
Line10_11_12 | 0.00206 | 0.00206 | 0.00206 | 0.00206 | 0.00206 | 0.00206 | 0.00047574 | 0.00047574 | 0.00047574 | 0.00047575 | 0.00047575 | 0.00047575 | 0.00032377 | 0.00013134 | -0.00039109 | -0.00032373 | -0.00013131 | 0.00039113 | 0.00032399 | -0.00039181 | 0.00013186 | -0.00032395 | 0.00039186 | -0.00013182 | -45.0561 | -45.0561 | -45.0561 | 134.9434 | 134.9434 | 134.9434 |  | 0.96278 | 0.86862 | 0.86752 | 0.96266 | 0.86868 | 0.86757 | -0.03692 | -116.5241 | 116.3117 | -0.037067 | -116.5314 | 116.319
Line11_12_13 | 0.00206 | 0.00206 | 0.00206 | 0.0020601 | 0.0020601 | 0.0020601 | 0.00047575 | 0.00047575 | 0.00047575 | 0.00047575 | 0.00047575 | 0.00047575 | 0.00032373 | 0.00013131 | -0.00039113 | -0.00032369 | -0.00013127 | 0.00039118 | 0.00032395 | -0.00039186 | 0.00013182 | -0.00032392 | 0.0003919 | -0.00013177 | -45.0566 | -45.0566 | -45.0566 | 134.943 | 134.943 | 134.943 |  | 0.96266 | 0.86868 | 0.86757 | 0.96254 | 0.86873 | 0.86763 | -0.037067 | -116.5314 | 116.319 | -0.037215 | -116.5386 | 116.3264
Line12_13_15 | 0 | 0 | 0 | 0 | 0 | 0 | 0 | 0 | 0 | 0 | 0 | 0 | 6.6731e-10 | -1.2634e-08 | 1.2055e-08 | -6.6558e-10 | 8.5174e-09 | -7.9395e-09 | -1.5283e-08 | 5.6341e-09 | 6.6745e-09 | 1.0187e-08 | -3.583e-09 | -4.6331e-09 | 0 | 0 | 0 | 0 | 0 | 0 |  | 0.96254 | 0.86873 | 0.86763 | 0.96254 | 0.86873 | 0.86763 | -0.037215 | -116.5386 | 116.3264 | -0.037215 | -116.5386 | 116.3264
Line13_13_14 | 0.0020601 | 0.0020601 | 0.0020601 | 0.0020601 | 0.0020601 | 0.0020601 | 0.00047576 | 0.00047576 | 0.00047576 | 0.00047577 | 0.00047577 | 0.00047577 | 0.00032369 | 0.00013128 | -0.00039119 | -0.00032365 | -0.00013124 | 0.00039123 | 0.00032393 | -0.00039191 | 0.00013176 | -0.00032389 | 0.00039195 | -0.00013172 | -45.0585 | -45.0585 | -45.0585 | 134.9411 | 134.9411 | 134.9411 |  | 0.96254 | 0.86873 | 0.86763 | 0.96241 | 0.86879 | 0.86768 | -0.037215 | -116.5386 | 116.3264 | -0.037362 | -116.5458 | 116.3338
Line14_15_16 | 0 | 0 | 0 | 0 | 0 | 0 | 0 | 0 | 0 | 0 | 0 | 0 | 4.4487e-10 | -8.423e-09 | 8.0366e-09 | -4.4314e-10 | 4.3059e-09 | -3.9212e-09 | -1.0189e-08 | 3.756e-09 | 4.4497e-09 | 5.0923e-09 | -1.7049e-09 | -2.4083e-09 | 0 | 0 | 0 | 0 | 0 | 0 |  | 0.96254 | 0.86873 | 0.86763 | 0.96254 | 0.86873 | 0.86763 | -0.037215 | -116.5386 | 116.3264 | -0.037215 | -116.5386 | 116.3264
Line15_16_17 | 0 | 0 | 0 | 0 | 0 | 0 | 0 | 0 | 0 | 0 | 0 | 0 | 2.2244e-10 | -4.2115e-09 | 4.0183e-09 | -2.2071e-10 | 9.4361e-11 | 9.711e-11 | -5.0944e-09 | 1.878e-09 | 2.2248e-09 | -2.0631e-12 | 1.7309e-10 | -1.8345e-10 | 0 | 0 | 0 | 0 | 0 | 0 |  | 0.96254 | 0.86873 | 0.86763 | 0.96254 | 0.86873 | 0.86763 | -0.037215 | -116.5386 | 116.3264 | -0.037215 | -116.5386 | 116.3264
Line16_4_18 | 0 | 0 | 0 | 0 | 0 | 0 | 0 | 0 | 0 | 0 | 0 | 0 | 2.2327e-10 | -4.2358e-09 | 4.0423e-09 | -2.221e-10 | 9.4823e-11 | 9.7522e-11 | -5.1262e-09 | 1.8875e-09 | 2.2354e-09 | -2.0395e-12 | 1.7413e-10 | -1.8452e-10 | 0 | 0 | 0 | 0 | 0 | 0 |  | 0.96291 | 0.86856 | 0.86747 | 0.96291 | 0.86856 | 0.86747 | -0.036774 | -116.517 | 116.3043 | -0.036774 | -116.517 | 116.3043
Line17_5_19 | 0.0020722 | 0.0020722 | 0.0020722 | 0.0020722 | 0.0020722 | 0.0020722 | 0.00047855 | 0.00047855 | 0.00047855 | 0.00047855 | 0.00047855 | 0.00047855 | 0.00032575 | 0.00013213 | -0.00039334 | -0.00032571 | -0.00013209 | 0.00039339 | 0.00032592 | -0.00039409 | 0.00013271 | -0.00032588 | 0.00039414 | -0.00013267 | -45.0517 | -45.0517 | -45.0517 | 134.9479 | 134.9479 | 134.9479 |  | 0.96291 | 0.86856 | 0.86747 | 0.96278 | 0.86862 | 0.86752 | -0.036773 | -116.517 | 116.3043 | -0.036922 | -116.5242 | 116.3117
Line1_1_3 | 0.00206 | 0.00206 | 0.00206 | 0.00206 | 0.00206 | 0.00206 | 0.00047574 | 0.00047574 | 0.00047574 | 0.00047574 | 0.00047574 | 0.00047574 | 0.00032386 | 0.00013141 | -0.000391 | -0.00032381 | -0.00013138 | 0.00039104 | 0.00032406 | -0.00039172 | 0.00013195 | -0.00032403 | 0.00039177 | -0.00013191 | -45.0552 | -45.0552 | -45.0552 | 134.9444 | 134.9444 | 134.9444 |  | 0.96303 | 0.86851 | 0.86741 | 0.96291 | 0.86856 | 0.86747 | -0.036624 | -116.5097 | 116.2969 | -0.036772 | -116.5169 | 116.3043
Line2_1_4 | 0.0020762 | 0.0020762 | 0.0020762 | 0.0020762 | 0.0020762 | 0.0020762 | 0.00047948 | 0.00047948 | 0.00047948 | 0.00047948 | 0.00047948 | 0.00047948 | 0.00032644 | 0.00013241 | -0.00039406 | -0.0003264 | -0.00013237 | 0.00039411 | 0.00032658 | -0.00039482 | 0.00013303 | -0.00032654 | 0.00039487 | -0.00013299 | -45.0489 | -45.0489 | -45.0489 | 134.9506 | 134.9506 | 134.9506 |  | 0.96303 | 0.86851 | 0.86741 | 0.96291 | 0.86856 | 0.86747 | -0.036624 | -116.5097 | 116.2969 | -0.036774 | -116.517 | 116.3043
Line3_1_5 | 0.0020722 | 0.0020722 | 0.0020722 | 0.0020722 | 0.0020722 | 0.0020722 | 0.00047854 | 0.00047854 | 0.00047854 | 0.00047855 | 0.00047855 | 0.00047855 | 0.00032579 | 0.00013216 | -0.0003933 | -0.00032575 | -0.00013213 | 0.00039334 | 0.00032596 | -0.00039405 | 0.00013276 | -0.00032592 | 0.00039409 | -0.00013271 | -45.0512 | -45.0512 | -45.0512 | 134.9484 | 134.9484 | 134.9484 |  | 0.96303 | 0.86851 | 0.86741 | 0.96291 | 0.86856 | 0.86747 | -0.036624 | -116.5097 | 116.2969 | -0.036773 | -116.517 | 116.3043
Line4_2_6 | 0.0021167 | 0.02708 | 0.027049 | 0.0021168 | 0.02708 | 0.027049 | 0.00048884 | 0.0062538 | 0.0062466 | 0.00048884 | 0.0062539 | 0.0062466 | 0.00033274 | 0.0040779 | 0.0035474 | -0.00033253 | -0.004066 | -0.0035324 | 0.0003326 | 0.0035586 | 0.0040702 | -0.00033238 | -0.0035431 | -0.0040577 | -45.0251 | -157.6603 | 67.4031 | 134.9744 | 22.3397 | -112.5969 |  | 0.9624 | 0.86544 | 0.86433 | 0.96178 | 0.86237 | 0.86125 | -0.037383 | -116.5504 | 116.3295 | -0.038142 | -116.5914 | 116.3623
Line5_6_7 | 0.0021168 | 0.02708 | 0.027049 | 0.0021168 | 0.02708 | 0.027049 | 0.00048884 | 0.0062539 | 0.0062466 | 0.00048885 | 0.0062539 | 0.0062466 | 0.00033253 | 0.004066 | 0.0035324 | -0.00033231 | -0.0040541 | -0.0035174 | 0.00033238 | 0.0035431 | 0.0040577 | -0.00033216 | -0.0035276 | -0.0040452 | -45.0256 | -157.6603 | 67.4031 | 134.974 | 22.3398 | -112.597 |  | 0.96178 | 0.86237 | 0.86125 | 0.96115 | 0.85931 | 0.85816 | -0.038142 | -116.5914 | 116.3623 | -0.038903 | -116.6326 | 116.3953
Line6_7_8 | 0 | 0.027963 | 0.027925 | 0 | 0.027963 | 0.027925 | 0 | 0.0064578 | 0.006449 | 0 | 0.0064578 | 0.006449 | 6.3607e-10 | 0.0039215 | 0.0039151 | -6.3708e-10 | -0.0039096 | -0.003899 | -1.5751e-08 | 0.0039262 | 0.0039116 | 1.0506e-08 | -0.0039096 | -0.003899 | 0 | -161.6668 | 71.421 | 0 | 18.3332 | -108.579 |  | 0.96115 | 0.85931 | 0.85816 | 0.96065 | 0.85619 | 0.85502 | -0.038903 | -116.6326 | 116.3953 | -0.039508 | -116.6667 | 116.4209
Line7_8_9 | 0 | 0 | 0 | 0 | 0 | 0 | 0 | 0 | 0 | 0 | 0 | 0 | 2.1172e-10 | -4.3199e-09 | 4.0536e-09 | -2.1363e-10 | 1.3276e-10 | 1.355e-10 | -5.2542e-09 | 1.9369e-09 | 2.2592e-09 | -2.1859e-12 | 1.6428e-10 | -1.7614e-10 | 0 | 0 | 0 | 0 | 0 | 0 |  | 0.96065 | 0.85619 | 0.85502 | 0.96065 | 0.85619 | 0.85502 | -0.039508 | -116.6667 | 116.4209 | -0.039508 | -116.6667 | 116.4209
Line8_8_10 | 0 | 0 | 0 | 0 | 0 | 0 | 0 | 0 | 0 | 0 | 0 | 0 | 2.1172e-10 | -4.3199e-09 | 4.0536e-09 | -2.1363e-10 | 1.3276e-10 | 1.355e-10 | -5.2542e-09 | 1.9369e-09 | 2.2592e-09 | -2.1859e-12 | 1.6428e-10 | -1.7614e-10 | 0 | 0 | 0 | 0 | 0 | 0 |  | 0.96065 | 0.85619 | 0.85502 | 0.96065 | 0.85619 | 0.85502 | -0.039508 | -116.6667 | 116.4209 | -0.039508 | -116.6667 | 116.4209
Line9_3_11 | 0.00206 | 0.00206 | 0.00206 | 0.00206 | 0.00206 | 0.00206 | 0.00047574 | 0.00047574 | 0.00047574 | 0.00047574 | 0.00047574 | 0.00047574 | 0.00032381 | 0.00013138 | -0.00039104 | -0.00032377 | -0.00013134 | 0.00039109 | 0.00032403 | -0.00039177 | 0.0001319 | -0.00032399 | 0.00039181 | -0.00013186 | -45.0556 | -45.0556 | -45.0556 | 134.9439 | 134.9439 | 134.9439 |  | 0.96291 | 0.86856 | 0.86747 | 0.96278 | 0.86862 | 0.86752 | -0.036772 | -116.5169 | 116.3043 | -0.03692 | -116.5241 | 116.3117