## LLL_max_6
name | pf_ikss_from_ka | pf_ikss_to_ka | pf_ip_from_ka | pf_ip_to_ka | pf_skss_from_mw | pf_skss_to_mw | pf_p_from_mw | pf_p_to_mw | pf_q_from_mvar | pf_q_to_mvar | pf_ikss_from_degree | pf_ikss_to_degree | pf_vm_from_pu | pf_vm_to_pu | pf_va_from_degree | pf_va_to_degree
Line0_1_2 | 0 | 0 | 0 | 0 | 0 | 0 | 0 | 0 | 0 | 0 | 0 | 0 | 0.70184 | 0.70184 | -7.4193 | -7.4193
Line10_11_12 | 0 | 0 | 0 | 0 | 0 | 0 | 0 | 0 | 0 | 0 | 0 | 0 | 0.70184 | 0.70184 | -7.4193 | -7.4193
Line11_12_13 | 0 | 0 | 0 | 0 | 0 | 0 | 0 | 0 | 0 | 0 | 0 | 0 | 0.70184 | 0.70184 | -7.4193 | -7.4193
Line12_13_15 | 0 | 0 | 0 | 0 | 0 | 0 | 0 | 0 | 0 | 0 | 0 | 0 | 0.70184 | 0.70184 | -7.4193 | -7.4193
Line13_13_14 | 0 | 0 | 0 | 0 | 0 | 0 | 0 | 0 | 0 | 0 | 0 | 0 | 0.70184 | 0.70184 | -7.4193 | -7.4193
Line14_15_16 | 0 | 0 | 0 | 0 | 0 | 0 | 0 | 0 | 0 | 0 | 0 | 0 | 0.70184 | 0.70184 | -7.4193 | -7.4193
Line15_16_17 | 0 | 0 | 0 | 0 | 0 | 0 | 0 | 0 | 0 | 0 | 0 | 0 | 0.70184 | 0.70184 | -7.4193 | -7.4193
Line16_4_18 | 3.6243 | 3.6243 | 0 | 7.0007 | 2.511 | 2.511 | 0.39406 | -1e-07 | 0.78812 | -1e-07 | -70.8543 | 109.1457 | 0.35092 | 0 | -7.4193 | 0
Line17_5_19 | 0 | 0 | 0 | 0 | 0 | 0 | 0 | 0 | 0 | 0 | 0 | 0 | 0.70184 | 0.70184 | -7.4193 | -7.4193
Line1_1_3 | 0 | 0 | 0 | 0 | 0 | 0 | 0 | 0 | 0 | 0 | 0 | 0 | 0.70184 | 0.70184 | -7.4193 | -7.4193
Line2_1_4 | 3.6243 | 3.6243 | 0 | 0 | 2.511 | 2.511 | 0.78812 | -0.39406 | 1.5762 | -0.78812 | -70.8543 | 109.1457 | 0.70184 | 0.35092 | -7.4193 | -7.4193
Line3_1_5 | 0 | 0 | 0 | 0 | 0 | 0 | 0 | 0 | 0 | 0 | 0 | 0 | 0.70184 | 0.70184 | -7.4193 | -7.4193
Line4_2_6 | 0 | 0 | 0 | 0 | 0 | 0 | 0 | 0 | 0 | 0 | 0 | 0 | 0.70184 | 0.70184 | -7.4193 | -7.4193
Line5_6_7 | 0 | 0 | 0 | 0 | 0 | 0 | 0 | 0 | 0 | 0 | 0 | 0 | 0.70184 | 0.70184 | -7.4193 | -7.4193
Line6_7_8 | 0 | 0 | 0 | 0 | 0 | 0 | 0 | 0 | 0 | 0 | 0 | 0 | 0.70184 | 0.70184 | -7.4193 | -7.4193
Line7_8_9 | 0 | 0 | 0 | 0 | 0 | 0 | 0 | 0 | 0 | 0 | 0 | 0 | 0.70184 | 0.70184 | -7.4193 | -7.4193
Line8_8_10 | 0 | 0 | 0 | 0 | 0 | 0 | 0 | 0 | 0 | 0 | 0 | 0 | 0.70184 | 0.70184 | -7.4193 | -7.4193
Line9_3_11 | 0 | 0 | 0 | 0 | 0 | 0 | 0 | 0 | 0 | 0 | 0 | 0 | 0.70184 | 0.70184 | -7.4193 | -7.4193

## LLL_max_10
name | pf_ikss_from_ka | pf_ikss_to_ka | pf_ip_from_ka | pf_ip_to_ka | pf_skss_from_mw | pf_skss_to_mw | pf_p_from_mw | pf_p_to_mw | pf_q_from_mvar | pf_q_to_mvar | pf_ikss_from_degree | pf_ikss_to_degree | pf_vm_from_pu | pf_vm_to_pu | pf_va_from_degree | pf_va_to_degree
Line0_1_2 | 0 | 0 | 0 | 0 | 0 | 0 | 0 | 0 | 0 | 0 | 0 | 0 | 0.72372 | 0.72372 | -7.6495 | -7.6495
Line10_11_12 | 0 | 0 | 0 | 0 | 0 | 0 | 0 | 0 | 0 | 0 | 0 | 0 | 0.72372 | 0.72372 | -7.6495 | -7.6495
Line11_12_13 | 0 | 0 | 0 | 0 | 0 | 0 | 0 | 0 | 0 | 0 | 0 | 0 | 0.72372 | 0.72372 | -7.6495 | -7.6495
Line12_13_15 | 0 | 0 | 0 | 0 | 0 | 0 | 0 | 0 | 0 | 0 | 0 | 0 | 0.72372 | 0.72372 | -7.6495 | -7.6495
Line13_13_14 | 0 | 0 | 0 | 0 | 0 | 0 | 0 | 0 | 0 | 0 | 0 | 0 | 0.72372 | 0.72372 | -7.6495 | -7.6495
Line14_15_16 | 0 | 0 | 0 | 0 | 0 | 0 | 0 | 0 | 0 | 0 | 0 | 0 | 0.72372 | 0.72372 | -7.6495 | -7.6495
Line15_16_17 | 0 | 0 | 0 | 0 | 0 | 0 | 0 | 0 | 0 | 0 | 0 | 0 | 0.72372 | 0.72372 | -7.6495 | -7.6495
Line16_4_18 | 3.7373 | 3.7373 | 0 | 7.2438 | 2.5893 | 2.5893 | 0.41902 | -1e-07 | 0.83803 | -1e-07 | -71.0844 | 108.9156 | 0.36186 | 0 | -7.6495 | 0
Line17_5_19 | 0 | 0 | 0 | 0 | 0 | 0 | 0 | 0 | 0 | 0 | 0 | 0 | 0.72372 | 0.72372 | -7.6495 | -7.6495
Line1_1_3 | 0 | 0 | 0 | 0 | 0 | 0 | 0 | 0 | 0 | 0 | 0 | 0 | 0.72372 | 0.72372 | -7.6495 | -7.6495
Line2_1_4 | 3.7373 | 3.7373 | 0 | 0 | 2.5893 | 2.5893 | 0.83803 | -0.41902 | 1.6761 | -0.83803 | -71.0844 | 108.9156 | 0.72372 | 0.36186 | -7.6495 | -7.6495
Line3_1_5 | 0 | 0 | 0 | 0 | 0 | 0 | 0 | 0 | 0 | 0 | 0 | 0 | 0.72372 | 0.72372 | -7.6495 | -7.6495
Line4_2_6 | 0 | 0 | 0 | 0 | 0 | 0 | 0 | 0 | 0 | 0 | 0 | 0 | 0.72372 | 0.72372 | -7.6495 | -7.6495
Line5_6_7 | 0 | 0 | 0 | 0 | 0 | 0 | 0 | 0 | 0 | 0 | 0 | 0 | 0.72372 | 0.72372 | -7.6495 | -7.6495
Line6_7_8 | 0 | 0 | 0 | 0 | 0 | 0 | 0 | 0 | 0 | 0 | 0 | 0 | 0.72372 | 0.72372 | -7.6495 | -7.6495
Line7_8_9 | 0 | 0 | 0 | 0 | 0 | 0 | 0 | 0 | 0 | 0 | 0 | 0 | 0.72372 | 0.72372 | -7.6495 | -7.6495
Line8_8_10 | 0 | 0 | 0 | 0 | 0 | 0 | 0 | 0 | 0 | 0 | 0 | 0 | 0.72372 | 0.72372 | -7.6495 | -7.6495
Line9_3_11 | 0 | 0 | 0 | 0 | 0 | 0 | 0 | 0 | 0 | 0 | 0 | 0 | 0.72372 | 0.72372 | -7.6495 | -7.6495

## LLL_max_fault_6
name | pf_ikss_from_ka | pf_ikss_to_ka | pf_ip_from_ka | pf_ip_to_ka | pf_skss_from_mw | pf_skss_to_mw | pf_p_from_mw | pf_p_to_mw | pf_q_from_mvar | pf_q_to_mvar | pf_ikss_from_degree | pf_ikss_to_degree | pf_vm_from_pu | pf_vm_to_pu | pf_va_from_degree | pf_va_to_degree
Line0_1_2 | 0 | 0 | 0 | 0 | 0 | 0 | 0 | 0 | 0 | 0 | 0 | 0 | 1.0474 | 1.0474 | -0.12051 | -0.12051
Line10_11_12 | 0 | 0 | 0 | 0 | 0 | 0 | 0 | 0 | 0 | 0 | 0 | 0 | 1.0474 | 1.0474 | -0.12051 | -0.12051
Line11_12_13 | 0 | 0 | 0 | 0 | 0 | 0 | 0 | 0 | 0 | 0 | 0 | 0 | 1.0474 | 1.0474 | -0.12051 | -0.12051
Line12_13_15 | 0 | 0 | 0 | 0 | 0 | 0 | 0 | 0 | 0 | 0 | 0 | 0 | 1.0474 | 1.0474 | -0.12051 | -0.12051
Line13_13_14 | 0 | 0 | 0 | 0 | 0 | 0 | 0 | 0 | 0 | 0 | 0 | 0 | 1.0474 | 1.0474 | -0.12051 | -0.12051
Line14_15_16 | 0 | 0 | 0 | 0 | 0 | 0 | 0 | 0 | 0 | 0 | 0 | 0 | 1.0474 | 1.0474 | -0.12051 | -0.12051
Line15_16_17 | 0 | 0 | 0 | 0 | 0 | 0 | 0 | 0 | 0 | 0 | 0 | 0 | 1.0474 | 1.0474 | -0.12051 | -0.12051
Line16_4_18 | 0.034003 | 0.034003 | 0 | 0.065681 | 0.023558 | 0.023558 | 0.017378 | -0.017343 | 0.017412 | -0.017343 | -45.2344 | 134.7656 | 1.0442 | 1.0411 | -0.17729 | -0.23442
Line17_5_19 | 0 | 0 | 0 | 0 | 0 | 0 | 0 | 0 | 0 | 0 | 0 | 0 | 1.0474 | 1.0474 | -0.12051 | -0.12051
Line1_1_3 | 0 | 0 | 0 | 0 | 0 | 0 | 0 | 0 | 0 | 0 | 0 | 0 | 1.0474 | 1.0474 | -0.12051 | -0.12051
Line2_1_4 | 0.034003 | 0.034003 | 0 | 0 | 0.023558 | 0.023558 | 0.017412 | -0.017378 | 0.017482 | -0.017412 | -45.2344 | 134.7656 | 1.0474 | 1.0442 | -0.12051 | -0.17729
Line3_1_5 | 0 | 0 | 0 | 0 | 0 | 0 | 0 | 0 | 0 | 0 | 0 | 0 | 1.0474 | 1.0474 | -0.12051 | -0.12051
Line4_2_6 | 0 | 0 | 0 | 0 | 0 | 0 | 0 | 0 | 0 | 0 | 0 | 0 | 1.0474 | 1.0474 | -0.12051 | -0.12051
Line5_6_7 | 0 | 0 | 0 | 0 | 0 | 0 | 0 | 0 | 0 | 0 | 0 | 0 | 1.0474 | 1.0474 | -0.12051 | -0.12051
Line6_7_8 | 0 | 0 | 0 | 0 | 0 | 0 | 0 | 0 | 0 | 0 | 0 | 0 | 1.0474 | 1.0474 | -0.12051 | -0.12051
Line7_8_9 | 0 | 0 | 0 | 0 | 0 | 0 | 0 | 0 | 0 | 0 | 0 | 0 | 1.0474 | 1.0474 | -0.12051 | -0.12051
Line8_8_10 | 0 | 0 | 0 | 0 | 0 | 0 | 0 | 0 | 0 | 0 | 0 | 0 | 1.0474 | 1.0474 | -0.12051 | -0.12051
Line9_3_11 | 0 | 0 | 0 | 0 | 0 | 0 | 0 | 0 | 0 | 0 | 0 | 0 | 1.0474 | 1.0474 | -0.12051 | -0.12051

## LLL_max_fault_10
name | pf_ikss_from_ka | pf_ikss_to_ka | pf_ip_from_ka | pf_ip_to_ka | pf_skss_from_mw | pf_skss_to_mw | pf_p_from_mw | pf_p_to_mw | pf_q_from_mvar | pf_q_to_mvar | pf_ikss_from_degree | pf_ikss_to_degree | pf_vm_from_pu | pf_vm_to_pu | pf_va_from_degree | pf_va_to_degree
Line0_1_2 | 0 | 0 | 0 | 0 | 0 | 0 | 0 | 0 | 0 | 0 | 0 | 0 | 1.0971 | 1.0971 | -0.12619 | -0.12619
Line10_11_12 | 0 | 0 | 0 | 0 | 0 | 0 | 0 | 0 | 0 | 0 | 0 | 0 | 1.0971 | 1.0971 | -0.12619 | -0.12619
Line11_12_13 | 0 | 0 | 0 | 0 | 0 | 0 | 0 | 0 | 0 | 0 | 0 | 0 | 1.0971 | 1.0971 | -0.12619 | -0.12619
Line12_13_15 | 0 | 0 | 0 | 0 | 0 | 0 | 0 | 0 | 0 | 0 | 0 | 0 | 1.0971 | 1.0971 | -0.12619 | -0.12619
Line13_13_14 | 0 | 0 | 0 | 0 | 0 | 0 | 0 | 0 | 0 | 0 | 0 | 0 | 1.0971 | 1.0971 | -0.12619 | -0.12619
Line14_15_16 | 0 | 0 | 0 | 0 | 0 | 0 | 0 | 0 | 0 | 0 | 0 | 0 | 1.0971 | 1.0971 | -0.12619 | -0.12619
Line15_16_17 | 0 | 0 | 0 | 0 | 0 | 0 | 0 | 0 | 0 | 0 | 0 | 0 | 1.0971 | 1.0971 | -0.12619 | -0.12619
Line16_4_18 | 0.035618 | 0.035618 | 0 | 0.069037 | 0.024677 | 0.024677 | 0.019068 | -0.01903 | 0.019106 | -0.01903 | -45.2401 | 134.7599 | 1.0938 | 1.0906 | -0.18297 | -0.2401
Line17_5_19 | 0 | 0 | 0 | 0 | 0 | 0 | 0 | 0 | 0 | 0 | 0 | 0 | 1.0971 | 1.0971 | -0.12619 | -0.12619
Line1_1_3 | 0 | 0 | 0 | 0 | 0 | 0 | 0 | 0 | 0 | 0 | 0 | 0 | 1.0971 | 1.0971 | -0.12619 | -0.12619
Line2_1_4 | 0.035618 | 0.035618 | 0 | 0 | 0.024677 | 0.024677 | 0.019106 | -0.019068 | 0.019182 | -0.019106 | -45.2401 | 134.7599 | 1.0971 | 1.0938 | -0.12619 | -0.18297
Line3_1_5 | 0 | 0 | 0 | 0 | 0 | 0 | 0 | 0 | 0 | 0 | 0 | 0 | 1.0971 | 1.0971 | -0.12619 | -0.12619
Line4_2_6 | 0 | 0 | 0 | 0 | 0 | 0 | 0 | 0 | 0 | 0 | 0 | 0 | 1.0971 | 1.0971 | -0.12619 | -0.12619
Line5_6_7 | 0 | 0 | 0 | 0 | 0 | 0 | 0 | 0 | 0 | 0 | 0 | 0 | 1.0971 | 1.0971 | -0.12619 | -0.12619
Line6_7_8 | 0 | 0 | 0 | 0 | 0 | 0 | 0 | 0 | 0 | 0 | 0 | 0 | 1.0971 | 1.0971 | -0.12619 | -0.12619
Line7_8_9 | 0 | 0 | 0 | 0 | 0 | 0 | 0 | 0 | 0 | 0 | 0 | 0 | 1.0971 | 1.0971 | -0.12619 | -0.12619
Line8_8_10 | 0 | 0 | 0 | 0 | 0 | 0 | 0 | 0 | 0 | 0 | 0 | 0 | 1.0971 | 1.0971 | -0.12619 | -0.12619
Line9_3_11 | 0 | 0 | 0 | 0 | 0 | 0 | 0 | 0 | 0 | 0 | 0 | 0 | 1.0971 | 1.0971 | -0.12619 | -0.12619

## LLL_min_6
name | pf_ikss_from_ka | pf_ikss_to_ka | pf_ip_from_ka | pf_ip_to_ka | pf_skss_from_mw | pf_skss_to_mw | pf_p_from_mw | pf_p_to_mw | pf_q_from_mvar | pf_q_to_mvar | pf_ikss_from_degree | pf_ikss_to_degree | pf_vm_from_pu | pf_vm_to_pu | pf_va_from_degree | pf_va_to_degree
Line0_1_2 | 0 | 0 | 0 | 0 | 0 | 0 | 0 | 0 | 0 | 0 | 0 | 0 | 0.695 | 0.695 | -11.6026 | -11.6026
Line10_11_12 | 0 | 0 | 0 | 0 | 0 | 0 | 0 | 0 | 0 | 0 | 0 | 0 | 0.695 | 0.695 | -11.6026 | -11.6026
Line11_12_13 | 0 | 0 | 0 | 0 | 0 | 0 | 0 | 0 | 0 | 0 | 0 | 0 | 0.695 | 0.695 | -11.6026 | -11.6026
Line12_13_15 | 0 | 0 | 0 | 0 | 0 | 0 | 0 | 0 | 0 | 0 | 0 | 0 | 0.695 | 0.695 | -11.6026 | -11.6026
Line13_13_14 | 0 | 0 | 0 | 0 | 0 | 0 | 0 | 0 | 0 | 0 | 0 | 0 | 0.695 | 0.695 | -11.6026 | -11.6026
Line14_15_16 | 0 | 0 | 0 | 0 | 0 | 0 | 0 | 0 | 0 | 0 | 0 | 0 | 0.695 | 0.695 | -11.6026 | -11.6026
Line15_16_17 | 0 | 0 | 0 | 0 | 0 | 0 | 0 | 0 | 0 | 0 | 0 | 0 | 0.695 | 0.695 | -11.6026 | -11.6026
Line16_4_18 | 2.8946 | 2.8946 | 0 | 4.7808 | 2.0055 | 2.0055 | 0.48263 | -1e-07 | 0.50274 | -1e-07 | -57.7717 | 122.2283 | 0.3475 | 0 | -11.6026 | 0
Line17_5_19 | 0 | 0 | 0 | 0 | 0 | 0 | 0 | 0 | 0 | 0 | 0 | 0 | 0.695 | 0.695 | -11.6026 | -11.6026
Line1_1_3 | 0 | 0 | 0 | 0 | 0 | 0 | 0 | 0 | 0 | 0 | 0 | 0 | 0.695 | 0.695 | -11.6026 | -11.6026
Line2_1_4 | 2.8946 | 2.8946 | 0 | 0 | 2.0055 | 2.0055 | 0.96525 | -0.48263 | 1.0055 | -0.50274 | -57.7717 | 122.2283 | 0.695 | 0.3475 | -11.6026 | -11.6026
Line3_1_5 | 0 | 0 | 0 | 0 | 0 | 0 | 0 | 0 | 0 | 0 | 0 | 0 | 0.695 | 0.695 | -11.6026 | -11.6026
Line4_2_6 | 0 | 0 | 0 | 0 | 0 | 0 | 0 | 0 | 0 | 0 | 0 | 0 | 0.695 | 0.695 | -11.6026 | -11.6026
Line5_6_7 | 0 | 0 | 0 | 0 | 0 | 0 | 0 | 0 | 0 | 0 | 0 | 0 | 0.695 | 0.695 | -11.6026 | -11.6026
Line6_7_8 | 0 | 0 | 0 | 0 | 0 | 0 | 0 | 0 | 0 | 0 | 0 | 0 | 0.695 | 0.695 | -11.6026 | -11.6026
Line7_8_9 | 0 | 0 | 0 | 0 | 0 | 0 | 0 | 0 | 0 | 0 | 0 | 0 | 0.695 | 0.695 | -11.6026 | -11.6026
Line8_8_10 | 0 | 0 | 0 | 0 | 0 | 0 | 0 | 0 | 0 | 0 | 0 | 0 | 0.695 | 0.695 | -11.6026 | -11.6026
Line9_3_11 | 0 | 0 | 0 | 0 | 0 | 0 | 0 | 0 | 0 | 0 | 0 | 0 | 0.695 | 0.695 | -11.6026 | -11.6026

## LLL_min_10
name | pf_ikss_from_ka | pf_ikss_to_ka | pf_ip_from_ka | pf_ip_to_ka | pf_skss_from_mw | pf_skss_to_mw | pf_p_from_mw | pf_p_to_mw | pf_q_from_mvar | pf_q_to_mvar | pf_ikss_from_degree | pf_ikss_to_degree | pf_vm_from_pu | pf_vm_to_pu | pf_va_from_degree | pf_va_to_degree
Line0_1_2 | 0 | 0 | 0 | 0 | 0 | 0 | 0 | 0 | 0 | 0 | 0 | 0 | 0.65842 | 0.65842 | -11.6026 | -11.6026
Line10_11_12 | 0 | 0 | 0 | 0 | 0 | 0 | 0 | 0 | 0 | 0 | 0 | 0 | 0.65842 | 0.65842 | -11.6026 | -11.6026
Line11_12_13 | 0 | 0 | 0 | 0 | 0 | 0 | 0 | 0 | 0 | 0 | 0 | 0 | 0.65842 | 0.65842 | -11.6026 | -11.6026
Line12_13_15 | 0 | 0 | 0 | 0 | 0 | 0 | 0 | 0 | 0 | 0 | 0 | 0 | 0.65842 | 0.65842 | -11.6026 | -11.6026
Line13_13_14 | 0 | 0 | 0 | 0 | 0 | 0 | 0 | 0 | 0 | 0 | 0 | 0 | 0.65842 | 0.65842 | -11.6026 | -11.6026
Line14_15_16 | 0 | 0 | 0 | 0 | 0 | 0 | 0 | 0 | 0 | 0 | 0 | 0 | 0.65842 | 0.65842 | -11.6026 | -11.6026
Line15_16_17 | 0 | 0 | 0 | 0 | 0 | 0 | 0 | 0 | 0 | 0 | 0 | 0 | 0.65842 | 0.65842 | -11.6026 | -11.6026
Line16_4_18 | 2.7423 | 2.7423 | 0 | 4.5292 | 1.8999 | 1.8999 | 0.43316 | -1e-07 | 0.45121 | -1e-07 | -57.7717 | 122.2283 | 0.32921 | 0 | -11.6026 | 0
Line17_5_19 | 0 | 0 | 0 | 0 | 0 | 0 | 0 | 0 | 0 | 0 | 0 | 0 | 0.65842 | 0.65842 | -11.6026 | -11.6026
Line1_1_3 | 0 | 0 | 0 | 0 | 0 | 0 | 0 | 0 | 0 | 0 | 0 | 0 | 0.65842 | 0.65842 | -11.6026 | -11.6026
Line2_1_4 | 2.7423 | 2.7423 | 0 | 0 | 1.8999 | 1.8999 | 0.86632 | -0.43316 | 0.90242 | -0.45121 | -57.7717 | 122.2283 | 0.65842 | 0.32921 | -11.6026 | -11.6026
Line3_1_5 | 0 | 0 | 0 | 0 | 0 | 0 | 0 | 0 | 0 | 0 | 0 | 0 | 0.65842 | 0.65842 | -11.6026 | -11.6026
Line4_2_6 | 0 | 0 | 0 | 0 | 0 | 0 | 0 | 0 | 0 | 0 | 0 | 0 | 0.65842 | 0.65842 | -11.6026 | -11.6026
Line5_6_7 | 0 | 0 | 0 | 0 | 0 | 0 | 0 | 0 | 0 | 0 | 0 | 0 | 0.65842 | 0.65842 | -11.6026 | -11.6026
Line6_7_8 | 0 | 0 | 0 | 0 | 0 | 0 | 0 | 0 | 0 | 0 | 0 | 0 | 0.65842 | 0.65842 | -11.6026 | -11.6026
Line7_8_9 | 0 | 0 | 0 | 0 | 0 | 0 | 0 | 0 | 0 | 0 | 0 | 0 | 0.65842 | 0.65842 | -11.6026 | -11.6026
Line8_8_10 | 0 | 0 | 0 | 0 | 0 | 0 | 0 | 0 | 0 | 0 | 0 | 0 | 0.65842 | 0.65842 | -11.6026 | -11.6026
Line9_3_11 | 0 | 0 | 0 | 0 | 0 | 0 | 0 | 0 | 0 | 0 | 0 | 0 | 0.65842 | 0.65842 | -11.6026 | -11.6026

## LLL_min_fault_6
name | pf_ikss_from_ka | pf_ikss_to_ka | pf_ip_from_ka | pf_ip_to_ka | pf_skss_from_mw | pf_skss_to_mw | pf_p_from_mw | pf_p_to_mw | pf_q_from_mvar | pf_q_to_mvar | pf_ikss_from_degree | pf_ikss_to_degree | pf_vm_from_pu | pf_vm_to_pu | pf_va_from_degree | pf_va_to_degree
Line0_1_2 | 0 | 0 | 0 | 0 | 0 | 0 | 0 | 0 | 0 | 0 | 0 | 0 | 0.94754 | 0.94754 | -0.12527 | -0.12527
Line10_11_12 | 0 | 0 | 0 | 0 | 0 | 0 | 0 | 0 | 0 | 0 | 0 | 0 | 0.94754 | 0.94754 | -0.12527 | -0.12527
Line11_12_13 | 0 | 0 | 0 | 0 | 0 | 0 | 0 | 0 | 0 | 0 | 0 | 0 | 0.94754 | 0.94754 | -0.12527 | -0.12527
Line12_13_15 | 0 | 0 | 0 | 0 | 0 | 0 | 0 | 0 | 0 | 0 | 0 | 0 | 0.94754 | 0.94754 | -0.12527 | -0.12527
Line13_13_14 | 0 | 0 | 0 | 0 | 0 | 0 | 0 | 0 | 0 | 0 | 0 | 0 | 0.94754 | 0.94754 | -0.12527 | -0.12527
Line14_15_16 | 0 | 0 | 0 | 0 | 0 | 0 | 0 | 0 | 0 | 0 | 0 | 0 | 0.94754 | 0.94754 | -0.12527 | -0.12527
Line15_16_17 | 0 | 0 | 0 | 0 | 0 | 0 | 0 | 0 | 0 | 0 | 0 | 0 | 0.94754 | 0.94754 | -0.12527 | -0.12527
Line16_4_18 | 0.030706 | 0.030706 | 0 | 0.050714 | 0.021274 | 0.021274 | 0.014197 | -0.014143 | 0.014199 | -0.014143 | -45.1344 | 134.8656 | 0.94385 | 0.94017 | -0.1298 | -0.13436
Line17_5_19 | 0 | 0 | 0 | 0 | 0 | 0 | 0 | 0 | 0 | 0 | 0 | 0 | 0.94754 | 0.94754 | -0.12527 | -0.12527
Line1_1_3 | 0 | 0 | 0 | 0 | 0 | 0 | 0 | 0 | 0 | 0 | 0 | 0 | 0.94754 | 0.94754 | -0.12527 | -0.12527
Line2_1_4 | 0.030706 | 0.030706 | 0 | 0 | 0.021274 | 0.021274 | 0.014251 | -0.014197 | 0.014256 | -0.014199 | -45.1344 | 134.8656 | 0.94754 | 0.94385 | -0.12527 | -0.1298
Line3_1_5 | 0 | 0 | 0 | 0 | 0 | 0 | 0 | 0 | 0 | 0 | 0 | 0 | 0.94754 | 0.94754 | -0.12527 | -0.12527
Line4_2_6 | 0 | 0 | 0 | 0 | 0 | 0 | 0 | 0 | 0 | 0 | 0 | 0 | 0.94754 | 0.94754 | -0.12527 | -0.12527
Line5_6_7 | 0 | 0 | 0 | 0 | 0 | 0 | 0 | 0 | 0 | 0 | 0 | 0 | 0.94754 | 0.94754 | -0.12527 | -0.12527
Line6_7_8 | 0 | 0 | 0 | 0 | 0 | 0 | 0 | 0 | 0 | 0 | 0 | 0 | 0.94754 | 0.94754 | -0.12527 | -0.12527
Line7_8_9 | 0 | 0 | 0 | 0 | 0 | 0 | 0 | 0 | 0 | 0 | 0 | 0 | 0.94754 | 0.94754 | -0.12527 | -0.12527
Line8_8_10 | 0 | 0 | 0 | 0 | 0 | 0 | 0 | 0 | 0 | 0 | 0 | 0 | 0.94754 | 0.94754 | -0.12527 | -0.12527
Line9_3_11 | 0 | 0 | 0 | 0 | 0 | 0 | 0 | 0 | 0 | 0 | 0 | 0 | 0.94754 | 0.94754 | -0.12527 | -0.12527

## LLL_min_fault_10
name | pf_ikss_from_ka | pf_ikss_to_ka | pf_ip_from_ka | pf_ip_to_ka | pf_skss_from_mw | pf_skss_to_mw | pf_p_from_mw | pf_p_to_mw | pf_q_from_mvar | pf_q_to_mvar | pf_ikss_from_degree | pf_ikss_to_degree | pf_vm_from_pu | pf_vm_to_pu | pf_va_from_degree | pf_va_to_degree
Line0_1_2 | 0 | 0 | 0 | 0 | 0 | 0 | 0 | 0 | 0 | 0 | 0 | 0 | 0.89767 | 0.89767 | -0.12527 | -0.12527
Line10_11_12 | 0 | 0 | 0 | 0 | 0 | 0 | 0 | 0 | 0 | 0 | 0 | 0 | 0.89767 | 0.89767 | -0.12527 | -0.12527
Line11_12_13 | 0 | 0 | 0 | 0 | 0 | 0 | 0 | 0 | 0 | 0 | 0 | 0 | 0.89767 | 0.89767 | -0.12527 | -0.12527
Line12_13_15 | 0 | 0 | 0 | 0 | 0 | 0 | 0 | 0 | 0 | 0 | 0 | 0 | 0.89767 | 0.89767 | -0.12527 | -0.12527
Line13_13_14 | 0 | 0 | 0 | 0 | 0 | 0 | 0 | 0 | 0 | 0 | 0 | 0 | 0.89767 | 0.89767 | -0.12527 | -0.12527
Line14_15_16 | 0 | 0 | 0 | 0 | 0 | 0 | 0 | 0 | 0 | 0 | 0 | 0 | 0.89767 | 0.89767 | -0.12527 | -0.12527
Line15_16_17 | 0 | 0 | 0 | 0 | 0 | 0 | 0 | 0 | 0 | 0 | 0 | 0 | 0.89767 | 0.89767 | -0.12527 | -0.12527
Line16_4_18 | 0.02909 | 0.02909 | 0 | 0.048045 | 0.020154 | 0.020154 | 0.012742 | -0.012693 | 0.012744 | -0.012693 | -45.1344 | 134.8656 | 0.89418 | 0.89069 | -0.1298 | -0.13436
Line17_5_19 | 0 | 0 | 0 | 0 | 0 | 0 | 0 | 0 | 0 | 0 | 0 | 0 | 0.89767 | 0.89767 | -0.12527 | -0.12527
Line1_1_3 | 0 | 0 | 0 | 0 | 0 | 0 | 0 | 0 | 0 | 0 | 0 | 0 | 0.89767 | 0.89767 | -0.12527 | -0.12527
Line2_1_4 | 0.02909 | 0.02909 | 0 | 0 | 0.020154 | 0.020154 | 0.012791 | -0.012742 | 0.012795 | -0.012744 | -45.1344 | 134.8656 | 0.89767 | 0.89418 | -0.12527 | -0.1298
Line3_1_5 | 0 | 0 | 0 | 0 | 0 | 0 | 0 | 0 | 0 | 0 | 0 | 0 | 0.89767 | 0.89767 | -0.12527 | -0.12527
Line4_2_6 | 0 | 0 | 0 | 0 | 0 | 0 | 0 | 0 | 0 | 0 | 0 | 0 | 0.89767 | 0.89767 | -0.12527 | -0.12527
Line5_6_7 | 0 | 0 | 0 | 0 | 0 | 0 | 0 | 0 | 0 | 0 | 0 | 0 | 0.89767 | 0.89767 | -0.12527 | -0.12527
Line6_7_8 | 0 | 0 | 0 | 0 | 0 | 0 | 0 | 0 | 0 | 0 | 0 | 0 | 0.89767 | 0.89767 | -0.12527 | -0.12527
Line7_8_9 | 0 | 0 | 0 | 0 | 0 | 0 | 0 | 0 | 0 | 0 | 0 | 0 | 0.89767 | 0.89767 | -0.12527 | -0.12527
Line8_8_10 | 0 | 0 | 0 | 0 | 0 | 0 | 0 | 0 | 0 | 0 | 0 | 0 | 0.89767 | 0.89767 | -0.12527 | -0.12527
Line9_3_11 | 0 | 0 | 0 | 0 | 0 | 0 | 0 | 0 | 0 | 0 | 0 | 0 | 0.89767 | 0.89767 | -0.12527 | -0.12527

## LL_max_6
name | pf_ikss_a_from_ka | pf_ikss_b_from_ka | pf_ikss_c_from_ka | pf_ikss_a_to_ka | pf_ikss_b_to_ka | pf_ikss_c_to_ka | pf_skss_a_from_mw | pf_skss_b_from_mw | pf_skss_c_from_mw | pf_skss_a_to_mw | pf_skss_b_to_mw | pf_skss_c_to_mw | pf_p_a_from_mw | pf_p_b_from_mw | pf_p_c_from_mw | pf_p_a_to_mw | pf_p_b_to_mw | pf_p_c_to_mw | pf_q_a_from_mvar | pf_q_b_from_mvar | pf_q_c_from_mvar | pf_q_a_to_mvar | pf_q_b_to_mvar | pf_q_c_to_mvar | pf_ikss_a_from_degree | pf_ikss_b_from_degree | pf_ikss_c_from_degree | pf_ikss_a_to_degree | pf_ikss_b_to_degree | pf_ikss_c_to_degree | pf_vm_a_from_pu | pf_vm_b_from_pu | pf_vm_c_from_pu | pf_vm_a_to_pu | pf_vm_b_to_pu | pf_vm_c_to_pu | pf_va_a_from_degree | pf_va_b_from_degree | pf_va_c_from_degree | pf_va_a_to_degree | pf_va_b_to_degree | pf_va_c_to_degree
Line0_1_2 | 0 | 0 | 0 | 0 | 0 | 0 | 0 | 0 | 0 | 0 | 0 | 0 | 5.8287e-16 | -3.0235e-09 | -4.8365e-09 | -5.4401e-16 | 3.0235e-09 | 4.8365e-09 | 3.1086e-16 | 5.1114e-09 | -1.9712e-09 | -3.1086e-16 | -5.1114e-09 | 1.9712e-09 | 0 | 0 | 0 | 0 | 0 | 0 | 1.05 | 0.85292 | 0.7501 | 1.05 | 0.85292 | 0.7501 | 7.0691e-13 | -135.0364 | 126.5322 | 6.9807e-13 | -135.0364 | 126.5322
Line10_11_12 | 0 | 0 | 0 | 0 | 0 | 0 | 0 | 0 | 0 | 0 | 0 | 0 | 6.9944e-16 | -3.0235e-09 | -4.8365e-09 | -6.9944e-16 | 3.0235e-09 | 4.8365e-09 | 3.3029e-16 | 5.1114e-09 | -1.9712e-09 | -3.3029e-16 | -5.1114e-09 | 1.9712e-09 | 0 | 0 | 0 | 0 | 0 | 0 | 1.05 | 0.85292 | 0.7501 | 1.05 | 0.85292 | 0.7501 | 6.8483e-13 | -135.0364 | 126.5322 | 6.7651e-13 | -135.0364 | 126.5322
Line11_12_13 | 0 | 0 | 0 | 0 | 0 | 0 | 0 | 0 | 0 | 0 | 0 | 0 | 7.383e-16 | -2.5196e-09 | -4.0305e-09 | -7.383e-16 | 2.5196e-09 | 4.0305e-09 | 2.3315e-16 | 4.2595e-09 | -1.6426e-09 | -2.5258e-16 | -4.2595e-09 | 1.6426e-09 | 0 | 0 | 0 | 0 | 0 | 0 | 1.05 | 0.85292 | 0.7501 | 1.05 | 0.85292 | 0.7501 | 6.7651e-13 | -135.0364 | 126.5322 | 6.684e-13 | -135.0364 | 126.5322
Line12_13_15 | 0 | 0 | 0 | 0 | 0 | 0 | 0 | 0 | 0 | 0 | 0 | 0 | 2.3315e-16 | -1.5118e-09 | -2.4183e-09 | -1.9429e-16 | 1.5118e-09 | 2.4183e-09 | 7.7716e-17 | 2.5557e-09 | -9.8558e-10 | -9.7145e-17 | -2.5557e-09 | 9.8558e-10 | 0 | 0 | 0 | 0 | 0 | 0 | 1.05 | 0.85292 | 0.7501 | 1.05 | 0.85292 | 0.7501 | 6.684e-13 | -135.0364 | 126.5322 | 6.6486e-13 | -135.0364 | 126.5322
Line13_13_14 | 0 | 0 | 0 | 0 | 0 | 0 | 0 | 0 | 0 | 0 | 0 | 0 | 1.5543e-16 | -5.0392e-10 | -8.0609e-10 | -7.7716e-17 | 5.0392e-10 | 8.0609e-10 | 2.9143e-16 | 8.5191e-10 | -3.2853e-10 | -2.9143e-16 | -8.5191e-10 | 3.2853e-10 | 0 | 0 | 0 | 0 | 0 | 0 | 1.05 | 0.85292 | 0.7501 | 1.05 | 0.85292 | 0.7501 | 6.684e-13 | -135.0364 | 126.5322 | 6.6717e-13 | -135.0364 | 126.5322
Line14_15_16 | 0 | 0 | 0 | 0 | 0 | 0 | 0 | 0 | 0 | 0 | 0 | 0 | 7.7716e-17 | -1.0078e-09 | -1.6122e-09 | -1.1657e-16 | 1.0078e-09 | 1.6122e-09 | 3.8858e-17 | 1.7038e-09 | -6.5706e-10 | -5.8287e-17 | -1.7038e-09 | 6.5706e-10 | 0 | 0 | 0 | 0 | 0 | 0 | 1.05 | 0.85292 | 0.7501 | 1.05 | 0.85292 | 0.7501 | 6.6486e-13 | -135.0364 | 126.5322 | 6.6308e-13 | -135.0364 | 126.5322
Line15_16_17 | 0 | 0 | 0 | 0 | 0 | 0 | 0 | 0 | 0 | 0 | 0 | 0 | 3.8858e-17 | -5.0392e-10 | -8.0609e-10 | -6.7402e-31 | 5.0392e-10 | 8.0609e-10 | -3.8858e-17 | 8.5191e-10 | -3.2853e-10 | 5.8287e-17 | -8.5191e-10 | 3.2853e-10 | 0 | 0 | 0 | 0 | 0 | 0 | 1.05 | 0.85292 | 0.7501 | 1.05 | 0.85292 | 0.7501 | 6.6308e-13 | -135.0364 | 126.5322 | 6.6257e-13 | -135.0364 | 126.5322
Line16_4_18 | 0 | 3.1387 | 3.1387 | 0 | 3.1387 | 3.1387 | 0 | 0.72485 | 0.72485 | 0 | 0.72485 | 0.72485 | 1.5543e-16 | 0.45801 | -0.26098 | -1.5543e-16 | -0.3595 | 0.3595 | -1.5543e-16 | 0.072221 | 0.32184 | 1.1657e-16 | 0.12481 | -0.12481 | 0 | -160.8543 | 19.1457 | 0 | 19.1457 | -160.8543 | 1.05 | 0.63968 | 0.57164 | 1.05 | 0.525 | 0.525 | 7.0092e-13 | -151.8935 | 148.1848 | 6.9889e-13 | 180 | -180
Line17_5_19 | 0 | 0 | 0 | 0 | 0 | 0 | 0 | 0 | 0 | 0 | 0 | 0 | -3.8858e-17 | -5.0392e-10 | -8.0609e-10 | 3.8858e-17 | 5.0392e-10 | 8.0609e-10 | -1.9429e-17 | 8.5191e-10 | -3.2853e-10 | 4.7706e-31 | -8.5191e-10 | 3.2853e-10 | 0 | 0 | 0 | 0 | 0 | 0 | 1.05 | 0.85292 | 0.7501 | 1.05 | 0.85292 | 0.7501 | 7.0394e-13 | -135.0364 | 126.5322 | 7.0342e-13 | -135.0364 | 126.5322
Line1_1_3 | 0 | 0 | 0 | 0 | 0 | 0 | 0 | 0 | 0 | 0 | 0 | 0 | 1.0103e-15 | -4.0313e-09 | -6.4487e-09 | -9.7145e-16 | 4.0313e-09 | 6.4487e-09 | 3.3029e-16 | 6.8153e-09 | -2.6282e-09 | -3.1086e-16 | -6.8153e-09 | 2.6282e-09 | 0 | 0 | 0 | 0 | 0 | 0 | 1.05 | 0.85292 | 0.7501 | 1.05 | 0.85292 | 0.7501 | 7.0691e-13 | -135.0364 | 126.5322 | 6.9442e-13 | -135.0364 | 126.5322
Line2_1_4 | 0 | 3.1387 | 3.1387 | 0 | 3.1387 | 3.1387 | 0 | 0.72485 | 0.72485 | 0 | 0.72485 | 0.72485 | 2.3315e-16 | 0.55653 | -0.16247 | -1.5543e-16 | -0.45801 | 0.26098 | 3.1086e-16 | 0.26925 | 0.51887 | -3.1086e-16 | -0.072221 | -0.32184 | 0 | -160.8543 | 19.1457 | 0 | 19.1457 | -160.8543 | 1.05 | 0.85292 | 0.7501 | 1.05 | 0.63968 | 0.57164 | 7.0691e-13 | -135.0364 | 126.5322 | 7.0092e-13 | -151.8935 | 148.1848
Line3_1_5 | 0 | 0 | 0 | 0 | 0 | 0 | 0 | 0 | 0 | 0 | 0 | 0 | 1.1657e-16 | -1.0078e-09 | -1.6122e-09 | -7.7716e-17 | 1.0078e-09 | 1.6122e-09 | 1.9429e-17 | 1.7038e-09 | -6.5706e-10 | -3.8858e-17 | -1.7038e-09 | 6.5706e-10 | 0 | 0 | 0 | 0 | 0 | 0 | 1.05 | 0.85292 | 0.7501 | 1.05 | 0.85292 | 0.7501 | 7.0691e-13 | -135.0364 | 126.5322 | 7.0394e-13 | -135.0364 | 126.5322
Line4_2_6 | 0 | 0 | 0 | 0 | 0 | 0 | 0 | 0 | 0 | 0 | 0 | 0 | 5.0515e-16 | -2.5196e-09 | -4.0305e-09 | -5.0515e-16 | 2.5196e-09 | 4.0305e-09 | 2.9143e-16 | 4.2595e-09 | -1.6426e-09 | -2.72e-16 | -4.2595e-09 | 1.6426e-09 | 0 | 0 | 0 | 0 | 0 | 0 | 1.05 | 0.85292 | 0.7501 | 1.05 | 0.85292 | 0.7501 | 6.9807e-13 | -135.0364 | 126.5322 | 6.9132e-13 | -135.0364 | 126.5322
Line5_6_7 | 0 | 0 | 0 | 0 | 0 | 0 | 0 | 0 | 0 | 0 | 0 | 0 | 3.8858e-16 | -2.0157e-09 | -3.2244e-09 | -3.8858e-16 | 2.0157e-09 | 3.2244e-09 | 2.3315e-16 | 3.4076e-09 | -1.3141e-09 | -2.5258e-16 | -3.4076e-09 | 1.3141e-09 | 0 | 0 | 0 | 0 | 0 | 0 | 1.05 | 0.85292 | 0.7501 | 1.05 | 0.85292 | 0.7501 | 6.9132e-13 | -135.0364 | 126.5322 | 6.85e-13 | -135.0364 | 126.5322
Line6_7_8 | 0 | 0 | 0 | 0 | 0 | 0 | 0 | 0 | 0 | 0 | 0 | 0 | 1.9429e-16 | -1.5118e-09 | -2.4183e-09 | -1.5543e-16 | 1.5118e-09 | 2.4183e-09 | -5.8287e-17 | 2.5557e-09 | -9.8558e-10 | 9.7145e-17 | -2.5557e-09 | 9.8558e-10 | 0 | 0 | 0 | 0 | 0 | 0 | 1.05 | 0.85292 | 0.7501 | 1.05 | 0.85292 | 0.7501 | 6.85e-13 | -135.0364 | 126.5322 | 6.824e-13 | -135.0364 | 126.5322
Line7_8_9 | 0 | 0 | 0 | 0 | 0 | 0 | 0 | 0 | 0 | 0 | 0 | 0 | 3.8858e-17 | -5.0392e-10 | -8.0609e-10 | -3.8858e-17 | 5.0392e-10 | 8.0609e-10 | -3.8858e-17 | 8.5191e-10 | -3.2853e-10 | 1.9429e-17 | -8.5191e-10 | 3.2853e-10 | 0 | 0 | 0 | 0 | 0 | 0 | 1.05 | 0.85292 | 0.7501 | 1.05 | 0.85292 | 0.7501 | 6.824e-13 | -135.0364 | 126.5322 | 6.8135e-13 | -135.0364 | 126.5322
Line8_8_10 | 0 | 0 | 0 | 0 | 0 | 0 | 0 | 0 | 0 | 0 | 0 | 0 | -3.8858e-17 | -5.0392e-10 | -8.0609e-10 | 3.8858e-17 | 5.0392e-10 | 8.0609e-10 | -4.628e-31 | 8.5191e-10 | -3.2853e-10 | 4.6159e-31 | -8.5191e-10 | 3.2853e-10 | 0 | 0 | 0 | 0 | 0 | 0 | 1.05 | 0.85292 | 0.7501 | 1.05 | 0.85292 | 0.7501 | 6.824e-13 | -135.0364 | 126.5322 | 6.8061e-13 | -135.0364 | 126.5322
Line9_3_11 | 0 | 0 | 0 | 0 | 0 | 0 | 0 | 0 | 0 | 0 | 0 | 0 | 6.9944e-16 | -3.5274e-09 | -5.6426e-09 | -7.383e-16 | 3.5274e-09 | 5.6426e-09 | 2.9143e-16 | 5.9633e-09 | -2.2997e-09 | -2.9143e-16 | -5.9633e-09 | 2.2997e-09 | 0 | 0 | 0 | 0 | 0 | 0 | 1.05 | 0.85292 | 0.7501 | 1.05 | 0.85292 | 0.7501 | 6.9442e-13 | -135.0364 | 126.5322 | 6.8483e-13 | -135.0364 | 126.5322

## LL_max_10
name | pf_ikss_a_from_ka | pf_ikss_b_from_ka | pf_ikss_c_from_ka | pf_ikss_a_to_ka | pf_ikss_b_to_ka | pf_ikss_c_to_ka | pf_skss_a_from_mw | pf_skss_b_from_mw | pf_skss_c_from_mw | pf_skss_a_to_mw | pf_skss_b_to_mw | pf_skss_c_to_mw | pf_p_a_from_mw | pf_p_b_from_mw | pf_p_c_from_mw | pf_p_a_to_mw | pf_p_b_to_mw | pf_p_c_to_mw | pf_q_a_from_mvar | pf_q_b_from_mvar | pf_q_c_from_mvar | pf_q_a_to_mvar | pf_q_b_to_mvar | pf_q_c_to_mvar | pf_ikss_a_from_degree | pf_ikss_b_from_degree | pf_ikss_c_from_degree | pf_ikss_a_to_degree | pf_ikss_b_to_degree | pf_ikss_c_to_degree | pf_vm_a_from_pu | pf_vm_b_from_pu | pf_vm_c_from_pu | pf_vm_a_to_pu | pf_vm_b_to_pu | pf_vm_c_to_pu | pf_va_a_from_degree | pf_va_b_from_degree | pf_va_c_from_degree | pf_va_a_to_degree | pf_va_b_to_degree | pf_va_c_to_degree
Line0_1_2 | 0 | 0 | 0 | 0 | 0 | 0 | 0 | 0 | 0 | 0 | 0 | 0 | 8.9558e-16 | -3.3669e-09 | -5.3859e-09 | -9.77e-16 | 3.3669e-09 | 5.3859e-09 | 6.5133e-16 | 5.759e-09 | -2.262e-09 | -6.5133e-16 | -5.759e-09 | 2.262e-09 | 0 | 0 | 0 | 0 | 0 | 0 | 1.1 | 0.88719 | 0.77689 | 1.1 | 0.88719 | 0.77689 | 9.9577e-13 | -135.5593 | 126.9102 | 9.8504e-13 | -135.5593 | 126.9102
Line10_11_12 | 0 | 0 | 0 | 0 | 0 | 0 | 0 | 0 | 0 | 0 | 0 | 0 | 7.3275e-16 | -3.3669e-09 | -5.3859e-09 | -7.7346e-16 | 3.3669e-09 | 5.3859e-09 | 5.2921e-16 | 5.759e-09 | -2.262e-09 | -4.885e-16 | -5.759e-09 | 2.262e-09 | 0 | 0 | 0 | 0 | 0 | 0 | 1.1 | 0.88719 | 0.77689 | 1.1 | 0.88719 | 0.77689 | 9.7375e-13 | -135.5593 | 126.9102 | 9.6515e-13 | -135.5593 | 126.9102
Line11_12_13 | 0 | 0 | 0 | 0 | 0 | 0 | 0 | 0 | 0 | 0 | 0 | 0 | 8.1416e-16 | -2.8058e-09 | -4.4883e-09 | -8.5487e-16 | 2.8058e-09 | 4.4883e-09 | 4.4779e-16 | 4.7992e-09 | -1.885e-09 | -4.4779e-16 | -4.7992e-09 | 1.885e-09 | 0 | 0 | 0 | 0 | 0 | 0 | 1.1 | 0.88719 | 0.77689 | 1.1 | 0.88719 | 0.77689 | 9.6515e-13 | -135.5593 | 126.9102 | 9.5676e-13 | -135.5593 | 126.9102
Line12_13_15 | 0 | 0 | 0 | 0 | 0 | 0 | 0 | 0 | 0 | 0 | 0 | 0 | 2.8496e-16 | -1.6835e-09 | -2.693e-09 | -3.2567e-16 | 1.6835e-09 | 2.693e-09 | 8.1416e-17 | 2.8795e-09 | -1.131e-09 | -4.0708e-17 | -2.8795e-09 | 1.131e-09 | 0 | 0 | 0 | 0 | 0 | 0 | 1.1 | 0.88719 | 0.77689 | 1.1 | 0.88719 | 0.77689 | 9.5676e-13 | -135.5593 | 126.9102 | 9.5312e-13 | -135.5593 | 126.9102
Line13_13_14 | 0 | 0 | 0 | 0 | 0 | 0 | 0 | 0 | 0 | 0 | 0 | 0 | 2.8496e-16 | -5.6115e-10 | -8.9765e-10 | -3.2567e-16 | 5.6115e-10 | 8.9765e-10 | 4.4779e-16 | 9.5983e-10 | -3.77e-10 | -3.6637e-16 | -9.5983e-10 | 3.77e-10 | 0 | 0 | 0 | 0 | 0 | 0 | 1.1 | 0.88719 | 0.77689 | 1.1 | 0.88719 | 0.77689 | 9.5676e-13 | -135.5593 | 126.9102 | 9.5377e-13 | -135.5593 | 126.9102
Line14_15_16 | 0 | 0 | 0 | 0 | 0 | 0 | 0 | 0 | 0 | 0 | 0 | 0 | -1.3544e-30 | -1.1223e-09 | -1.7953e-09 | -4.0708e-17 | 1.1223e-09 | 1.7953e-09 | 8.1416e-17 | 1.9197e-09 | -7.54e-10 | -8.1416e-17 | -1.9197e-09 | 7.54e-10 | 0 | 0 | 0 | 0 | 0 | 0 | 1.1 | 0.88719 | 0.77689 | 1.1 | 0.88719 | 0.77689 | 9.5312e-13 | -135.5593 | 126.9102 | 9.5129e-13 | -135.5593 | 126.9102
Line15_16_17 | 0 | 0 | 0 | 0 | 0 | 0 | 0 | 0 | 0 | 0 | 0 | 0 | -4.0708e-17 | -5.6115e-10 | -8.9765e-10 | 4.0708e-17 | 5.6115e-10 | 8.9765e-10 | -6.7588e-31 | 9.5983e-10 | -3.77e-10 | 4.0708e-17 | -9.5983e-10 | 3.77e-10 | 0 | 0 | 0 | 0 | 0 | 0 | 1.1 | 0.88719 | 0.77689 | 1.1 | 0.88719 | 0.77689 | 9.5129e-13 | -135.5593 | 126.9102 | 9.5076e-13 | -135.5593 | 126.9102
Line16_4_18 | 0 | 3.2366 | 3.2366 | 0 | 3.2366 | 3.2366 | 0 | 0.74746 | 0.74746 | 0 | 0.74746 | 0.74746 | 1.4058e-30 | 0.49365 | -0.28415 | -1.4022e-30 | -0.3889 | 0.3889 | -8.1416e-17 | 0.07624 | 0.34278 | 8.1416e-17 | 0.13327 | -0.13327 | 0 | -161.0844 | 18.9156 | 0 | 18.9156 | -161.0844 | 1.1 | 0.66828 | 0.59567 | 1.1 | 0.55 | 0.55 | 9.8931e-13 | -152.305 | 148.5727 | 9.868e-13 | 180 | 180
Line17_5_19 | 0 | 0 | 0 | 0 | 0 | 0 | 0 | 0 | 0 | 0 | 0 | 0 | -4.0708e-17 | -5.6115e-10 | -8.9765e-10 | -7.0609e-31 | 5.6115e-10 | 8.9765e-10 | -4.0708e-17 | 9.5983e-10 | -3.77e-10 | 4.0708e-17 | -9.5983e-10 | 3.77e-10 | 0 | 0 | 0 | 0 | 0 | 0 | 1.1 | 0.88719 | 0.77689 | 1.1 | 0.88719 | 0.77689 | 9.9434e-13 | -135.5593 | 126.9102 | 9.9381e-13 | -135.5593 | 126.9102
Line1_1_3 | 0 | 0 | 0 | 0 | 0 | 0 | 0 | 0 | 0 | 0 | 0 | 0 | 1.1398e-15 | -4.4892e-09 | -7.1812e-09 | -1.1805e-15 | 4.4892e-09 | 7.1812e-09 | 4.885e-16 | 7.6787e-09 | -3.016e-09 | -4.885e-16 | -7.6787e-09 | 3.016e-09 | 0 | 0 | 0 | 0 | 0 | 0 | 1.1 | 0.88719 | 0.77689 | 1.1 | 0.88719 | 0.77689 | 9.9577e-13 | -135.5593 | 126.9102 | 9.8366e-13 | -135.5593 | 126.9102
Line2_1_4 | 0 | 3.2366 | 3.2366 | 0 | 3.2366 | 3.2366 | 0 | 0.74746 | 0.74746 | 0 | 0.74746 | 0.74746 | 4.0708e-16 | 0.59841 | -0.17939 | -3.2567e-16 | -0.49365 | 0.28415 | 4.0708e-16 | 0.28575 | 0.55229 | -4.0708e-16 | -0.07624 | -0.34278 | 0 | -161.0844 | 18.9156 | 0 | 18.9156 | -161.0844 | 1.1 | 0.88719 | 0.77689 | 1.1 | 0.66828 | 0.59567 | 9.9577e-13 | -135.5593 | 126.9102 | 9.8931e-13 | -152.305 | 148.5727
Line3_1_5 | 0 | 0 | 0 | 0 | 0 | 0 | 0 | 0 | 0 | 0 | 0 | 0 | 8.1416e-17 | -1.1223e-09 | -1.7953e-09 | -8.1416e-17 | 1.1223e-09 | 1.7953e-09 | 4.0708e-17 | 1.9197e-09 | -7.5399e-10 | -4.0708e-17 | -1.9197e-09 | 7.5399e-10 | 0 | 0 | 0 | 0 | 0 | 0 | 1.1 | 0.88719 | 0.77689 | 1.1 | 0.88719 | 0.77689 | 9.9577e-13 | -135.5593 | 126.9102 | 9.9434e-13 | -135.5593 | 126.9102
Line4_2_6 | 0 | 0 | 0 | 0 | 0 | 0 | 0 | 0 | 0 | 0 | 0 | 0 | 6.1062e-16 | -2.8058e-09 | -4.4883e-09 | -5.6991e-16 | 2.8058e-09 | 4.4883e-09 | 6.5133e-16 | 4.7992e-09 | -1.885e-09 | -6.1062e-16 | -4.7992e-09 | 1.885e-09 | 0 | 0 | 0 | 0 | 0 | 0 | 1.1 | 0.88719 | 0.77689 | 1.1 | 0.88719 | 0.77689 | 9.8504e-13 | -135.5593 | 126.9102 | 9.7705e-13 | -135.5593 | 126.9102
Line5_6_7 | 0 | 0 | 0 | 0 | 0 | 0 | 0 | 0 | 0 | 0 | 0 | 0 | 5.6991e-16 | -2.2446e-09 | -3.5906e-09 | -5.6991e-16 | 2.2446e-09 | 3.5906e-09 | 5.2921e-16 | 3.8393e-09 | -1.508e-09 | -5.6991e-16 | -3.8393e-09 | 1.508e-09 | 0 | 0 | 0 | 0 | 0 | 0 | 1.1 | 0.88719 | 0.77689 | 1.1 | 0.88719 | 0.77689 | 9.7705e-13 | -135.5593 | 126.9102 | 9.7167e-13 | -135.5593 | 126.9102
Line6_7_8 | 0 | 0 | 0 | 0 | 0 | 0 | 0 | 0 | 0 | 0 | 0 | 0 | 4.0708e-17 | -1.6835e-09 | -2.693e-09 | -4.0708e-17 | 1.6835e-09 | 2.693e-09 | 4.0708e-17 | 2.8795e-09 | -1.131e-09 | -4.0708e-17 | -2.8795e-09 | 1.131e-09 | 0 | 0 | 0 | 0 | 0 | 0 | 1.1 | 0.88719 | 0.77689 | 1.1 | 0.88719 | 0.77689 | 9.7167e-13 | -135.5593 | 126.9102 | 9.6914e-13 | -135.5593 | 126.9102
Line7_8_9 | 0 | 0 | 0 | 0 | 0 | 0 | 0 | 0 | 0 | 0 | 0 | 0 | 4.0708e-17 | -5.6115e-10 | -8.9765e-10 | -4.0708e-17 | 5.6115e-10 | 8.9765e-10 | 6.8856e-31 | 9.5983e-10 | -3.77e-10 | -6.878e-31 | -9.5983e-10 | 3.77e-10 | 0 | 0 | 0 | 0 | 0 | 0 | 1.1 | 0.88719 | 0.77689 | 1.1 | 0.88719 | 0.77689 | 9.6914e-13 | -135.5593 | 126.9102 | 9.6806e-13 | -135.5593 | 126.9102
Line8_8_10 | 0 | 0 | 0 | 0 | 0 | 0 | 0 | 0 | 0 | 0 | 0 | 0 | 8.1416e-17 | -5.6115e-10 | -8.9765e-10 | -8.1416e-17 | 5.6115e-10 | 8.9765e-10 | -4.0708e-17 | 9.5983e-10 | -3.77e-10 | 4.0708e-17 | -9.5983e-10 | 3.77e-10 | 0 | 0 | 0 | 0 | 0 | 0 | 1.1 | 0.88719 | 0.77689 | 1.1 | 0.88719 | 0.77689 | 9.6914e-13 | -135.5593 | 126.9102 | 9.677e-13 | -135.5593 | 126.9102
Line9_3_11 | 0 | 0 | 0 | 0 | 0 | 0 | 0 | 0 | 0 | 0 | 0 | 0 | 8.9558e-16 | -3.9281e-09 | -6.2836e-09 | -8.5487e-16 | 3.9281e-09 | 6.2836e-09 | 4.0708e-16 | 6.7188e-09 | -2.639e-09 | -4.4779e-16 | -6.7188e-09 | 2.639e-09 | 0 | 0 | 0 | 0 | 0 | 0 | 1.1 | 0.88719 | 0.77689 | 1.1 | 0.88719 | 0.77689 | 9.8366e-13 | -135.5593 | 126.9102 | 9.7375e-13 | -135.5593 | 126.9102

## LL_max_fault_6
name | pf_ikss_a_from_ka | pf_ikss_b_from_ka | pf_ikss_c_from_ka | pf_ikss_a_to_ka | pf_ikss_b_to_ka | pf_ikss_c_to_ka | pf_skss_a_from_mw | pf_skss_b_from_mw | pf_skss_c_from_mw | pf_skss_a_to_mw | pf_skss_b_to_mw | pf_skss_c_to_mw | pf_p_a_from_mw | pf_p_b_from_mw | pf_p_c_from_mw | pf_p_a_to_mw | pf_p_b_to_mw | pf_p_c_to_mw | pf_q_a_from_mvar | pf_q_b_from_mvar | pf_q_c_from_mvar | pf_q_a_to_mvar | pf_q_b_to_mvar | pf_q_c_to_mvar | pf_ikss_a_from_degree | pf_ikss_b_from_degree | pf_ikss_c_from_degree | pf_ikss_a_to_degree | pf_ikss_b_to_degree | pf_ikss_c_to_degree | pf_vm_a_from_pu | pf_vm_b_from_pu | pf_vm_c_from_pu | pf_vm_a_to_pu | pf_vm_b_to_pu | pf_vm_c_to_pu | pf_va_a_from_degree | pf_va_b_from_degree | pf_va_c_from_degree | pf_va_a_to_degree | pf_va_b_to_degree | pf_va_c_to_degree
Line0_1_2 | 0 | 0 | 0 | 0 | 0 | 0 | 0 | 0 | 0 | 0 | 0 | 0 | 9.1073e-18 | -4.6325e-11 | -1.333e-10 | -9.7145e-18 | 4.6325e-11 | 1.333e-10 | 3.6429e-18 | 1.2762e-10 | 2.3032e-11 | -6.0715e-18 | -1.2762e-10 | -2.3032e-11 | 0 | 0 | 0 | 0 | 0 | 0 | 1.05 | 1.048 | 1.0442 | 1.05 | 1.048 | 1.0442 | 2.584e-14 | -120.3021 | 119.9453 | 2.5652e-14 | -120.3021 | 119.9453
Line10_11_12 | 0 | 0 | 0 | 0 | 0 | 0 | 0 | 0 | 0 | 0 | 0 | 0 | 1.2447e-17 | -4.6325e-11 | -1.333e-10 | -1.3054e-17 | 4.6325e-11 | 1.333e-10 | 6.0715e-19 | 1.2762e-10 | 2.3032e-11 | -1.2143e-18 | -1.2762e-10 | -2.3032e-11 | 0 | 0 | 0 | 0 | 0 | 0 | 1.05 | 1.048 | 1.0442 | 1.05 | 1.048 | 1.0442 | 2.5394e-14 | -120.3021 | 119.9453 | 2.5213e-14 | -120.3021 | 119.9453
Line11_12_13 | 0 | 0 | 0 | 0 | 0 | 0 | 0 | 0 | 0 | 0 | 0 | 0 | 1.2143e-17 | -3.8604e-11 | -1.1109e-10 | -1.2143e-17 | 3.8604e-11 | 1.1109e-10 | -6.0715e-19 | 1.0635e-10 | 1.9193e-11 | 1.2143e-18 | -1.0635e-10 | -1.9193e-11 | 0 | 0 | 0 | 0 | 0 | 0 | 1.05 | 1.048 | 1.0442 | 1.05 | 1.048 | 1.0442 | 2.5213e-14 | -120.3021 | 119.9453 | 2.5024e-14 | -120.3021 | 119.9453
Line12_13_15 | 0 | 0 | 0 | 0 | 0 | 0 | 0 | 0 | 0 | 0 | 0 | 0 | 3.9465e-18 | -2.3162e-11 | -6.6652e-11 | -3.9465e-18 | 2.3162e-11 | 6.6652e-11 | 1.8215e-18 | 6.3811e-11 | 1.1516e-11 | -2.4286e-18 | -6.3811e-11 | -1.1516e-11 | 0 | 0 | 0 | 0 | 0 | 0 | 1.05 | 1.048 | 1.0442 | 1.05 | 1.048 | 1.0442 | 2.5024e-14 | -120.3021 | 119.9453 | 2.4964e-14 | -120.3021 | 119.9453
Line13_13_14 | 0 | 0 | 0 | 0 | 0 | 0 | 0 | 0 | 0 | 0 | 0 | 0 | 5.768e-18 | -7.7208e-12 | -2.2217e-11 | -5.768e-18 | 7.7208e-12 | 2.2217e-11 | -6.0715e-19 | 2.127e-11 | 3.8387e-12 | -2.5093e-33 | -2.127e-11 | -3.8387e-12 | 0 | 0 | 0 | 0 | 0 | 0 | 1.05 | 1.048 | 1.0442 | 1.05 | 1.048 | 1.0442 | 2.5024e-14 | -120.3021 | 119.9453 | 2.4926e-14 | -120.3021 | 119.9453
Line14_15_16 | 0 | 0 | 0 | 0 | 0 | 0 | 0 | 0 | 0 | 0 | 0 | 0 | 2.7322e-18 | -1.5442e-11 | -4.4435e-11 | -2.125e-18 | 1.5442e-11 | 4.4435e-11 | 1.1904e-33 | 4.2541e-11 | 7.6773e-12 | -9.2479e-34 | -4.2541e-11 | -7.6773e-12 | 0 | 0 | 0 | 0 | 0 | 0 | 1.05 | 1.048 | 1.0442 | 1.05 | 1.048 | 1.0442 | 2.4964e-14 | -120.3021 | 119.9453 | 2.4934e-14 | -120.3021 | 119.9453
Line15_16_17 | 0 | 0 | 0 | 0 | 0 | 0 | 0 | 0 | 0 | 0 | 0 | 0 | 0 | -7.7208e-12 | -2.2217e-11 | -2.6403e-34 | 7.7208e-12 | 2.2217e-11 | 0 | 2.127e-11 | 3.8387e-12 | 6.0715e-19 | -2.127e-11 | -3.8387e-12 | 0 | 0 | 0 | 0 | 0 | 0 | 1.05 | 1.048 | 1.0442 | 1.05 | 1.048 | 1.0442 | 2.4934e-14 | -120.3021 | 119.9453 | 2.4916e-14 | -120.3021 | 119.9453
Line16_4_18 | 0 | 0.0584 | 0.0584 | 0 | 0.0584 | 0.0584 | 0 | 0.013487 | 0.013487 | 0 | 0.013487 | 0.013487 | -2.4286e-18 | 0.013608 | 0.0035134 | 2.4286e-18 | -0.013574 | -0.0034793 | -2.4286e-18 | 0.0036287 | 0.013561 | 2.4286e-18 | -0.0035605 | -0.013493 | 0 | -135.4649 | 44.5351 | 0 | 44.5351 | -135.4649 | 1.05 | 1.0442 | 1.0387 | 1.05 | 1.0405 | 1.0331 | 2.5672e-14 | -120.5336 | 120.01 | 2.56e-14 | -120.7668 | 120.0754
Line17_5_19 | 0 | 0 | 0 | 0 | 0 | 0 | 0 | 0 | 0 | 0 | 0 | 0 | 3.0358e-19 | -7.7208e-12 | -2.2217e-11 | 3.0358e-19 | 7.7208e-12 | 2.2217e-11 | -1.2143e-18 | 2.127e-11 | 3.8387e-12 | 1.2143e-18 | -2.127e-11 | -3.8387e-12 | 0 | 0 | 0 | 0 | 0 | 0 | 1.05 | 1.048 | 1.0442 | 1.05 | 1.048 | 1.0442 | 2.5786e-14 | -120.3021 | 119.9453 | 2.5767e-14 | -120.3021 | 119.9453
Line1_1_3 | 0 | 0 | 0 | 0 | 0 | 0 | 0 | 0 | 0 | 0 | 0 | 0 | 1.8518e-17 | -6.1766e-11 | -1.7774e-10 | -1.9125e-17 | 6.1766e-11 | 1.7774e-10 | 2.4286e-18 | 1.7016e-10 | 3.0709e-11 | -3.6429e-18 | -1.7016e-10 | -3.0709e-11 | 0 | 0 | 0 | 0 | 0 | 0 | 1.05 | 1.048 | 1.0442 | 1.05 | 1.048 | 1.0442 | 2.584e-14 | -120.3021 | 119.9453 | 2.5595e-14 | -120.3021 | 119.9453
Line2_1_4 | 0 | 0.0584 | 0.0584 | 0 | 0.0584 | 0.0584 | 0 | 0.013487 | 0.013487 | 0 | 0.013487 | 0.013487 | 7.2858e-18 | 0.013642 | 0.0035475 | -7.893e-18 | -0.013608 | -0.0035134 | -1.2143e-18 | 0.003697 | 0.013629 | -3.5366e-33 | -0.0036287 | -0.013561 | 0 | -135.4649 | 44.5351 | 0 | 44.5351 | -135.4649 | 1.05 | 1.048 | 1.0442 | 1.05 | 1.0442 | 1.0387 | 2.584e-14 | -120.3021 | 119.9453 | 2.5672e-14 | -120.5336 | 120.01
Line3_1_5 | 0 | 0 | 0 | 0 | 0 | 0 | 0 | 0 | 0 | 0 | 0 | 0 | 1.5179e-18 | -1.5442e-11 | -4.4435e-11 | -2.125e-18 | 1.5442e-11 | 4.4435e-11 | 1.2143e-18 | 4.2541e-11 | 7.6773e-12 | -2.4286e-18 | -4.2541e-11 | -7.6773e-12 | 0 | 0 | 0 | 0 | 0 | 0 | 1.05 | 1.048 | 1.0442 | 1.05 | 1.048 | 1.0442 | 2.584e-14 | -120.3021 | 119.9453 | 2.5786e-14 | -120.3021 | 119.9453
Line4_2_6 | 0 | 0 | 0 | 0 | 0 | 0 | 0 | 0 | 0 | 0 | 0 | 0 | 9.7145e-18 | -3.8604e-11 | -1.1109e-10 | -1.0322e-17 | 3.8604e-11 | 1.1109e-10 | 2.4286e-18 | 1.0635e-10 | 1.9193e-11 | -2.4286e-18 | -1.0635e-10 | -1.9193e-11 | 0 | 0 | 0 | 0 | 0 | 0 | 1.05 | 1.048 | 1.0442 | 1.05 | 1.048 | 1.0442 | 2.5652e-14 | -120.3021 | 119.9453 | 2.5483e-14 | -120.3021 | 119.9453
Line5_6_7 | 0 | 0 | 0 | 0 | 0 | 0 | 0 | 0 | 0 | 0 | 0 | 0 | 9.1073e-18 | -3.0883e-11 | -8.887e-11 | -8.5001e-18 | 3.0883e-11 | 8.887e-11 | -1.2143e-18 | 8.5081e-11 | 1.5355e-11 | 1.2143e-18 | -8.5081e-11 | -1.5355e-11 | 0 | 0 | 0 | 0 | 0 | 0 | 1.05 | 1.048 | 1.0442 | 1.05 | 1.048 | 1.0442 | 2.5483e-14 | -120.3021 | 119.9453 | 2.5321e-14 | -120.3021 | 119.9453
Line6_7_8 | 0 | 0 | 0 | 0 | 0 | 0 | 0 | 0 | 0 | 0 | 0 | 0 | 2.125e-18 | -2.3162e-11 | -6.6652e-11 | -1.5179e-18 | 2.3162e-11 | 6.6652e-11 | -1.2143e-18 | 6.3811e-11 | 1.1516e-11 | -6.6933e-34 | -6.3811e-11 | -1.1516e-11 | 0 | 0 | 0 | 0 | 0 | 0 | 1.05 | 1.048 | 1.0442 | 1.05 | 1.048 | 1.0442 | 2.5321e-14 | -120.3021 | 119.9453 | 2.5265e-14 | -120.3021 | 119.9453
Line7_8_9 | 0 | 0 | 0 | 0 | 0 | 0 | 0 | 0 | 0 | 0 | 0 | 0 | 1.2143e-18 | -7.7208e-12 | -2.2217e-11 | -6.0715e-19 | 7.7208e-12 | 2.2217e-11 | 1.2143e-18 | 2.127e-11 | 3.8387e-12 | -1.2143e-18 | -2.127e-11 | -3.8387e-12 | 0 | 0 | 0 | 0 | 0 | 0 | 1.05 | 1.048 | 1.0442 | 1.05 | 1.048 | 1.0442 | 2.5265e-14 | -120.3021 | 119.9453 | 2.5251e-14 | -120.3021 | 119.9453
Line8_8_10 | 0 | 0 | 0 | 0 | 0 | 0 | 0 | 0 | 0 | 0 | 0 | 0 | 3.0358e-19 | -7.7208e-12 | -2.2217e-11 | 3.0358e-19 | 7.7208e-12 | 2.2217e-11 | 3.0358e-18 | 2.127e-11 | 3.8387e-12 | -1.8215e-18 | -2.127e-11 | -3.8386e-12 | 0 | 0 | 0 | 0 | 0 | 0 | 1.05 | 1.048 | 1.0442 | 1.05 | 1.048 | 1.0442 | 2.5265e-14 | -120.3021 | 119.9453 | 2.5243e-14 | -120.3021 | 119.9453
Line9_3_11 | 0 | 0 | 0 | 0 | 0 | 0 | 0 | 0 | 0 | 0 | 0 | 0 | 1.3661e-17 | -5.4045e-11 | -1.5552e-10 | -1.3661e-17 | 5.4045e-11 | 1.5552e-10 | 1.8215e-18 | 1.4889e-10 | 2.6871e-11 | -2.4286e-18 | -1.4889e-10 | -2.6871e-11 | 0 | 0 | 0 | 0 | 0 | 0 | 1.05 | 1.048 | 1.0442 | 1.05 | 1.048 | 1.0442 | 2.5595e-14 | -120.3021 | 119.9453 | 2.5394e-14 | -120.3021 | 119.9453

## LL_max_fault_10
name | pf_ikss_a_from_ka | pf_ikss_b_from_ka | pf_ikss_c_from_ka | pf_ikss_a_to_ka | pf_ikss_b_to_ka | pf_ikss_c_to_ka | pf_skss_a_from_mw | pf_skss_b_from_mw | pf_skss_c_from_mw | pf_skss_a_to_mw | pf_skss_b_to_mw | pf_skss_c_to_mw | pf_p_a_from_mw | pf_p_b_from_mw | pf_p_c_from_mw | pf_p_a_to_mw | pf_p_b_to_mw | pf_p_c_to_mw | pf_q_a_from_mvar | pf_q_b_from_mvar | pf_q_c_from_mvar | pf_q_a_to_mvar | pf_q_b_to_mvar | pf_q_c_to_mvar | pf_ikss_a_from_degree | pf_ikss_b_from_degree | pf_ikss_c_from_degree | pf_ikss_a_to_degree | pf_ikss_b_to_degree | pf_ikss_c_to_degree | pf_vm_a_from_pu | pf_vm_b_from_pu | pf_vm_c_from_pu | pf_vm_a_to_pu | pf_vm_b_to_pu | pf_vm_c_to_pu | pf_va_a_from_degree | pf_va_b_from_degree | pf_va_c_from_degree | pf_va_a_to_degree | pf_va_b_to_degree | pf_va_c_to_degree
Line0_1_2 | 0 | 0 | 0 | 0 | 0 | 0 | 0 | 0 | 0 | 0 | 0 | 0 | 1.3675e-17 | -5.3219e-11 | -1.5314e-10 | -1.3675e-17 | 5.3219e-11 | 1.5314e-10 | 1.2085e-17 | 1.4664e-10 | 2.6437e-11 | -1.1449e-17 | -1.4664e-10 | -2.6437e-11 | 0 | 0 | 0 | 0 | 0 | 0 | 1.1 | 1.0978 | 1.0936 | 1.1 | 1.0978 | 1.0936 | 3.3596e-14 | -120.3163 | 119.9428 | 3.3399e-14 | -120.3163 | 119.9428
Line10_11_12 | 0 | 0 | 0 | 0 | 0 | 0 | 0 | 0 | 0 | 0 | 0 | 0 | 1.7492e-17 | -5.3219e-11 | -1.5314e-10 | -1.6856e-17 | 5.3219e-11 | 1.5314e-10 | 5.7246e-18 | 1.4664e-10 | 2.6437e-11 | -5.0885e-18 | -1.4664e-10 | -2.6437e-11 | 0 | 0 | 0 | 0 | 0 | 0 | 1.1 | 1.0978 | 1.0936 | 1.1 | 1.0978 | 1.0936 | 3.3149e-14 | -120.3163 | 119.9428 | 3.2962e-14 | -120.3163 | 119.9428
Line11_12_13 | 0 | 0 | 0 | 0 | 0 | 0 | 0 | 0 | 0 | 0 | 0 | 0 | 1.5902e-17 | -4.4349e-11 | -1.2762e-10 | -1.463e-17 | 4.4349e-11 | 1.2762e-10 | 2.5443e-18 | 1.222e-10 | 2.2031e-11 | -1.9082e-18 | -1.222e-10 | -2.2031e-11 | 0 | 0 | 0 | 0 | 0 | 0 | 1.1 | 1.0978 | 1.0936 | 1.1 | 1.0978 | 1.0936 | 3.2962e-14 | -120.3163 | 119.9428 | 3.2767e-14 | -120.3163 | 119.9428
Line12_13_15 | 0 | 0 | 0 | 0 | 0 | 0 | 0 | 0 | 0 | 0 | 0 | 0 | 5.7246e-18 | -2.6609e-11 | -7.6572e-11 | -5.0885e-18 | 2.6609e-11 | 7.6572e-11 | 3.8164e-18 | 7.332e-11 | 1.3218e-11 | -3.8164e-18 | -7.332e-11 | -1.3218e-11 | 0 | 0 | 0 | 0 | 0 | 0 | 1.1 | 1.0978 | 1.0936 | 1.1 | 1.0978 | 1.0936 | 3.2767e-14 | -120.3163 | 119.9428 | 3.2704e-14 | -120.3163 | 119.9428
Line13_13_14 | 0 | 0 | 0 | 0 | 0 | 0 | 0 | 0 | 0 | 0 | 0 | 0 | 9.541e-18 | -8.8697e-12 | -2.5524e-11 | -8.9049e-18 | 8.8698e-12 | 2.5524e-11 | 2.5443e-18 | 2.444e-11 | 4.4061e-12 | -3.1803e-18 | -2.444e-11 | -4.4061e-12 | 0 | 0 | 0 | 0 | 0 | 0 | 1.1 | 1.0978 | 1.0936 | 1.1 | 1.0978 | 1.0936 | 3.2767e-14 | -120.3163 | 119.9428 | 3.268e-14 | -120.3163 | 119.9428
Line14_15_16 | 0 | 0 | 0 | 0 | 0 | 0 | 0 | 0 | 0 | 0 | 0 | 0 | 1.2721e-18 | -1.7739e-11 | -5.1048e-11 | -1.2721e-18 | 1.774e-11 | 5.1048e-11 | 1.2721e-18 | 4.888e-11 | 8.8123e-12 | 6.3607e-19 | -4.888e-11 | -8.8123e-12 | 0 | 0 | 0 | 0 | 0 | 0 | 1.1 | 1.0978 | 1.0936 | 1.1 | 1.0978 | 1.0936 | 3.2704e-14 | -120.3163 | 119.9428 | 3.2673e-14 | -120.3163 | 119.9428
Line15_16_17 | 0 | 0 | 0 | 0 | 0 | 0 | 0 | 0 | 0 | 0 | 0 | 0 | 1.9082e-18 | -8.8698e-12 | -2.5524e-11 | -1.2721e-18 | 8.8698e-12 | 2.5524e-11 | -6.3607e-19 | 2.444e-11 | 4.4061e-12 | 6.3607e-19 | -2.444e-11 | -4.4061e-12 | 0 | 0 | 0 | 0 | 0 | 0 | 1.1 | 1.0978 | 1.0936 | 1.1 | 1.0978 | 1.0936 | 3.2673e-14 | -120.3163 | 119.9428 | 3.2653e-14 | -120.3163 | 119.9428
Line16_4_18 | 0 | 0.061167 | 0.061167 | 0 | 0.061167 | 0.061167 | 0 | 0.014126 | 0.014126 | 0 | 0.014126 | 0.014126 | 0 | 0.01493 | 0.0038518 | -1.2721e-18 | -0.014893 | -0.0038144 | 0 | 0.0039805 | 0.014876 | 2.5443e-18 | -0.0039057 | -0.014801 | 0 | -135.4761 | 44.5239 | 0 | 44.5239 | -135.4761 | 1.1 | 1.0938 | 1.0878 | 1.1 | 1.0899 | 1.0821 | 3.3433e-14 | -120.5478 | 120.0075 | 3.3386e-14 | -120.781 | 120.073
Line17_5_19 | 0 | 0 | 0 | 0 | 0 | 0 | 0 | 0 | 0 | 0 | 0 | 0 | -3.1803e-19 | -8.8697e-12 | -2.5524e-11 | 3.1803e-19 | 8.8698e-12 | 2.5524e-11 | 6.3607e-19 | 2.444e-11 | 4.4061e-12 | 1.9082e-18 | -2.444e-11 | -4.4061e-12 | 0 | 0 | 0 | 0 | 0 | 0 | 1.1 | 1.0978 | 1.0936 | 1.1 | 1.0978 | 1.0936 | 3.3569e-14 | -120.3163 | 119.9428 | 3.3549e-14 | -120.3163 | 119.9428
Line1_1_3 | 0 | 0 | 0 | 0 | 0 | 0 | 0 | 0 | 0 | 0 | 0 | 0 | 1.8764e-17 | -7.0958e-11 | -2.0419e-10 | -1.8764e-17 | 7.0958e-11 | 2.0419e-10 | 6.9967e-18 | 1.9552e-10 | 3.5249e-11 | -5.7246e-18 | -1.9552e-10 | -3.5249e-11 | 0 | 0 | 0 | 0 | 0 | 0 | 1.1 | 1.0978 | 1.0936 | 1.1 | 1.0978 | 1.0936 | 3.3596e-14 | -120.3163 | 119.9428 | 3.3357e-14 | -120.3163 | 119.9428
Line2_1_4 | 0 | 0.061167 | 0.061167 | 0 | 0.061167 | 0.061167 | 0 | 0.014126 | 0.014126 | 0 | 0.014126 | 0.014126 | 8.9049e-18 | 0.014968 | 0.0038892 | -1.0177e-17 | -0.01493 | -0.0038518 | 5.0885e-18 | 0.0040553 | 0.014951 | -5.0885e-18 | -0.0039805 | -0.014876 | 0 | -135.4761 | 44.5239 | 0 | 44.5239 | -135.4761 | 1.1 | 1.0978 | 1.0936 | 1.1 | 1.0938 | 1.0878 | 3.3596e-14 | -120.3163 | 119.9428 | 3.3433e-14 | -120.5478 | 120.0075
Line3_1_5 | 0 | 0 | 0 | 0 | 0 | 0 | 0 | 0 | 0 | 0 | 0 | 0 | 1.2721e-18 | -1.7739e-11 | -5.1048e-11 | -1.2721e-18 | 1.7739e-11 | 5.1048e-11 | 6.3607e-19 | 4.888e-11 | 8.8123e-12 | -6.3607e-19 | -4.888e-11 | -8.8123e-12 | 0 | 0 | 0 | 0 | 0 | 0 | 1.1 | 1.0978 | 1.0936 | 1.1 | 1.0978 | 1.0936 | 3.3596e-14 | -120.3163 | 119.9428 | 3.3569e-14 | -120.3163 | 119.9428
Line4_2_6 | 0 | 0 | 0 | 0 | 0 | 0 | 0 | 0 | 0 | 0 | 0 | 0 | 1.3357e-17 | -4.4349e-11 | -1.2762e-10 | -1.463e-17 | 4.4349e-11 | 1.2762e-10 | 1.2085e-17 | 1.222e-10 | 2.2031e-11 | -1.2085e-17 | -1.222e-10 | -2.2031e-11 | 0 | 0 | 0 | 0 | 0 | 0 | 1.1 | 1.0978 | 1.0936 | 1.1 | 1.0978 | 1.0936 | 3.3399e-14 | -120.3163 | 119.9428 | 3.3214e-14 | -120.3163 | 119.9428
Line5_6_7 | 0 | 0 | 0 | 0 | 0 | 0 | 0 | 0 | 0 | 0 | 0 | 0 | 1.3039e-17 | -3.5479e-11 | -1.021e-10 | -1.2403e-17 | 3.5479e-11 | 1.021e-10 | 8.9049e-18 | 9.776e-11 | 1.7624e-11 | -8.9049e-18 | -9.776e-11 | -1.7624e-11 | 0 | 0 | 0 | 0 | 0 | 0 | 1.1 | 1.0978 | 1.0936 | 1.1 | 1.0978 | 1.0936 | 3.3214e-14 | -120.3163 | 119.9428 | 3.3063e-14 | -120.3163 | 119.9428
Line6_7_8 | 0 | 0 | 0 | 0 | 0 | 0 | 0 | 0 | 0 | 0 | 0 | 0 | 3.4984e-18 | -2.6609e-11 | -7.6572e-11 | -4.1344e-18 | 2.6609e-11 | 7.6572e-11 | 1.9082e-18 | 7.332e-11 | 1.3218e-11 | -1.9082e-18 | -7.332e-11 | -1.3218e-11 | 0 | 0 | 0 | 0 | 0 | 0 | 1.1 | 1.0978 | 1.0936 | 1.1 | 1.0978 | 1.0936 | 3.3063e-14 | -120.3163 | 119.9428 | 3.3e-14 | -120.3163 | 119.9428
Line7_8_9 | 0 | 0 | 0 | 0 | 0 | 0 | 0 | 0 | 0 | 0 | 0 | 0 | -7.3269e-34 | -8.8698e-12 | -2.5524e-11 | 7.3236e-34 | 8.8698e-12 | 2.5524e-11 | 1.2721e-18 | 2.444e-11 | 4.4061e-12 | -1.2721e-18 | -2.444e-11 | -4.4061e-12 | 0 | 0 | 0 | 0 | 0 | 0 | 1.1 | 1.0978 | 1.0936 | 1.1 | 1.0978 | 1.0936 | 3.3e-14 | -120.3163 | 119.9428 | 3.2985e-14 | -120.3163 | 119.9428
Line8_8_10 | 0 | 0 | 0 | 0 | 0 | 0 | 0 | 0 | 0 | 0 | 0 | 0 | 3.1803e-19 | -8.8698e-12 | -2.5524e-11 | -3.1803e-19 | 8.8698e-12 | 2.5524e-11 | 1.2721e-18 | 2.444e-11 | 4.4061e-12 | -1.2721e-18 | -2.444e-11 | -4.4061e-12 | 0 | 0 | 0 | 0 | 0 | 0 | 1.1 | 1.0978 | 1.0936 | 1.1 | 1.0978 | 1.0936 | 3.3e-14 | -120.3163 | 119.9428 | 3.2978e-14 | -120.3163 | 119.9428
Line9_3_11 | 0 | 0 | 0 | 0 | 0 | 0 | 0 | 0 | 0 | 0 | 0 | 0 | 1.7174e-17 | -6.2088e-11 | -1.7867e-10 | -1.781e-17 | 6.2088e-11 | 1.7867e-10 | 6.3607e-18 | 1.7108e-10 | 3.0843e-11 | -5.7246e-18 | -1.7108e-10 | -3.0843e-11 | 0 | 0 | 0 | 0 | 0 | 0 | 1.1 | 1.0978 | 1.0936 | 1.1 | 1.0978 | 1.0936 | 3.3357e-14 | -120.3163 | 119.9428 | 3.3149e-14 | -120.3163 | 119.9428

## LL_min_6
name | pf_ikss_a_from_ka | pf_ikss_b_from_ka | pf_ikss_c_from_ka | pf_ikss_a_to_ka | pf_ikss_b_to_ka | pf_ikss_c_to_ka | pf_skss_a_from_mw | pf_skss_b_from_mw | pf_skss_c_from_mw | pf_skss_a_to_mw | pf_skss_b_to_mw | pf_skss_c_to_mw | pf_p_a_from_mw | pf_p_b_from_mw | pf_p_c_from_mw | pf_p_a_to_mw | pf_p_b_to_mw | pf_p_c_to_mw | pf_q_a_from_mvar | pf_q_b_from_mvar | pf_q_c_from_mvar | pf_q_a_to_mvar | pf_q_b_to_mvar | pf_q_c_to_mvar | pf_ikss_a_from_degree | pf_ikss_b_from_degree | pf_ikss_c_from_degree | pf_ikss_a_to_degree | pf_ikss_b_to_degree | pf_ikss_c_to_degree | pf_vm_a_from_pu | pf_vm_b_from_pu | pf_vm_c_from_pu | pf_vm_a_to_pu | pf_vm_b_to_pu | pf_vm_c_to_pu | pf_va_a_from_degree | pf_va_b_from_degree | pf_va_c_from_degree | pf_va_a_to_degree | pf_va_b_to_degree | pf_va_c_to_degree
Line0_1_2 | 0 | 0 | 0 | 0 | 0 | 0 | 0 | 0 | 0 | 0 | 0 | 0 | 1.2305e-16 | -1.4366e-09 | -3.9666e-09 | -1.2305e-16 | 1.4366e-09 | 3.9666e-09 | 4.5704e-16 | 4.6273e-09 | -2.4518e-10 | -4.7462e-16 | -4.6273e-09 | 2.4518e-10 | 0 | 0 | 0 | 0 | 0 | 0 | 0.95 | 0.83839 | 0.68767 | 0.95 | 0.83839 | 0.68767 | 7.7131e-13 | -135.3123 | 120.9775 | 7.8031e-13 | -135.3123 | 120.9775
Line10_11_12 | 0 | 0 | 0 | 0 | 0 | 0 | 0 | 0 | 0 | 0 | 0 | 0 | 1.3184e-16 | -1.4366e-09 | -3.9666e-09 | -1.4942e-16 | 1.4366e-09 | 3.9666e-09 | 4.7462e-16 | 4.6273e-09 | -2.4519e-10 | -4.7462e-16 | -4.6273e-09 | 2.4519e-10 | 0 | 0 | 0 | 0 | 0 | 0 | 0.95 | 0.83839 | 0.68767 | 0.95 | 0.83839 | 0.68767 | 7.8483e-13 | -135.3123 | 120.9775 | 7.9135e-13 | -135.3123 | 120.9775
Line11_12_13 | 0 | 0 | 0 | 0 | 0 | 0 | 0 | 0 | 0 | 0 | 0 | 0 | 7.0314e-17 | -1.1971e-09 | -3.3055e-09 | -7.0314e-17 | 1.1971e-09 | 3.3055e-09 | 5.2736e-16 | 3.8561e-09 | -2.0432e-10 | -5.6251e-16 | -3.8561e-09 | 2.0432e-10 | 0 | 0 | 0 | 0 | 0 | 0 | 0.95 | 0.83839 | 0.68767 | 0.95 | 0.83839 | 0.68767 | 7.9135e-13 | -135.3123 | 120.9775 | 7.9926e-13 | -135.3123 | 120.9775
Line12_13_15 | 0 | 0 | 0 | 0 | 0 | 0 | 0 | 0 | 0 | 0 | 0 | 0 | 5.2736e-17 | -7.1829e-10 | -1.9833e-09 | -5.2736e-17 | 7.1829e-10 | 1.9833e-09 | -1.7579e-17 | 2.3136e-09 | -1.2259e-10 | -1.7579e-17 | -2.3136e-09 | 1.2259e-10 | 0 | 0 | 0 | 0 | 0 | 0 | 0.95 | 0.83839 | 0.68767 | 0.95 | 0.83839 | 0.68767 | 7.9926e-13 | -135.3123 | 120.9775 | 8.0031e-13 | -135.3123 | 120.9775
Line13_13_14 | 0 | 0 | 0 | 0 | 0 | 0 | 0 | 0 | 0 | 0 | 0 | 0 | 9.6682e-17 | -2.3943e-10 | -6.611e-10 | -9.6682e-17 | 2.3943e-10 | 6.611e-10 | 4.0431e-16 | 7.7122e-10 | -4.0864e-11 | -4.5704e-16 | -7.7122e-10 | 4.0864e-11 | 0 | 0 | 0 | 0 | 0 | 0 | 0.95 | 0.83839 | 0.68767 | 0.95 | 0.83839 | 0.68767 | 7.9926e-13 | -135.3123 | 120.9775 | 8.0443e-13 | -135.3123 | 120.9775
Line14_15_16 | 0 | 0 | 0 | 0 | 0 | 0 | 0 | 0 | 0 | 0 | 0 | 0 | -2.6368e-17 | -4.7886e-10 | -1.3222e-09 | 8.7893e-18 | 4.7886e-10 | 1.3222e-09 | 1.7579e-17 | 1.5424e-09 | -8.1728e-11 | -3.5157e-17 | -1.5424e-09 | 8.1728e-11 | 0 | 0 | 0 | 0 | 0 | 0 | 0.95 | 0.83839 | 0.68767 | 0.95 | 0.83839 | 0.68767 | 8.0031e-13 | -135.3123 | 120.9775 | 8.0099e-13 | -135.3123 | 120.9775
Line15_16_17 | 0 | 0 | 0 | 0 | 0 | 0 | 0 | 0 | 0 | 0 | 0 | 0 | 2.6368e-17 | -2.3943e-10 | -6.611e-10 | -2.6368e-17 | 2.3943e-10 | 6.611e-10 | -3.5157e-17 | 7.7122e-10 | -4.0864e-11 | -3.6845e-31 | -7.7122e-10 | 4.0864e-11 | 0 | 0 | 0 | 0 | 0 | 0 | 0.95 | 0.83839 | 0.68767 | 0.95 | 0.83839 | 0.68767 | 8.0099e-13 | -135.3123 | 120.9775 | 8.0062e-13 | -135.3123 | 120.9775
Line16_4_18 | 0 | 2.5068 | 2.5068 | 0 | 2.5068 | 2.5068 | 0 | 0.57893 | 0.57893 | 0 | 0.57893 | 0.57893 | -9.5111e-31 | 0.35328 | -0.11197 | -1.4063e-16 | -0.23262 | 0.23262 | 7.0314e-17 | -0.020967 | 0.27233 | -7.0314e-17 | 0.14665 | -0.14665 | 0 | -147.7717 | 32.2283 | 0 | 32.2283 | -147.7717 | 0.95 | 0.6113 | 0.50862 | 0.95 | 0.475 | 0.475 | 7.7501e-13 | -151.1682 | 144.5775 | 7.7341e-13 | -180 | 180
Line17_5_19 | 0 | 0 | 0 | 0 | 0 | 0 | 0 | 0 | 0 | 0 | 0 | 0 | -8.7893e-18 | -2.3943e-10 | -6.611e-10 | -8.7893e-18 | 2.3943e-10 | 6.611e-10 | 1.7579e-17 | 7.7122e-10 | -4.0864e-11 | -1.7579e-17 | -7.7122e-10 | 4.0864e-11 | 0 | 0 | 0 | 0 | 0 | 0 | 0.95 | 0.83839 | 0.68767 | 0.95 | 0.83839 | 0.68767 | 7.7159e-13 | -135.3123 | 120.9775 | 7.7122e-13 | -135.3123 | 120.9775
Line1_1_3 | 0 | 0 | 0 | 0 | 0 | 0 | 0 | 0 | 0 | 0 | 0 | 0 | 1.4063e-16 | -1.9154e-09 | -5.2888e-09 | -1.4063e-16 | 1.9154e-09 | 5.2888e-09 | 4.5704e-16 | 6.1697e-09 | -3.2691e-10 | -4.5704e-16 | -6.1697e-09 | 3.2691e-10 | 0 | 0 | 0 | 0 | 0 | 0 | 0.95 | 0.83839 | 0.68767 | 0.95 | 0.83839 | 0.68767 | 7.7131e-13 | -135.3123 | 120.9775 | 7.7832e-13 | -135.3123 | 120.9775
Line2_1_4 | 0 | 2.5068 | 2.5068 | 0 | 2.5068 | 2.5068 | 0 | 0.57893 | 0.57893 | 0 | 0.57893 | 0.57893 | 3.5157e-17 | 0.47394 | 0.0086903 | -7.0314e-17 | -0.35328 | 0.11197 | 3.5157e-16 | 0.10472 | 0.39802 | -3.1641e-16 | 0.020967 | -0.27233 | 0 | -147.7717 | 32.2283 | 0 | 32.2283 | -147.7717 | 0.95 | 0.83839 | 0.68767 | 0.95 | 0.6113 | 0.50862 | 7.7131e-13 | -135.3123 | 120.9775 | 7.7501e-13 | -151.1682 | 144.5775
Line3_1_5 | 0 | 0 | 0 | 0 | 0 | 0 | 0 | 0 | 0 | 0 | 0 | 0 | 1.7579e-17 | -4.7886e-10 | -1.3222e-09 | -3.5157e-17 | 4.7886e-10 | 1.3222e-09 | 1.7579e-17 | 1.5424e-09 | -8.1728e-11 | -4.7345e-31 | -1.5424e-09 | 8.1728e-11 | 0 | 0 | 0 | 0 | 0 | 0 | 0.95 | 0.83839 | 0.68767 | 0.95 | 0.83839 | 0.68767 | 7.7131e-13 | -135.3123 | 120.9775 | 7.7159e-13 | -135.3123 | 120.9775
Line4_2_6 | 0 | 0 | 0 | 0 | 0 | 0 | 0 | 0 | 0 | 0 | 0 | 0 | 1.1426e-16 | -1.1971e-09 | -3.3055e-09 | -1.3184e-16 | 1.1971e-09 | 3.3055e-09 | 4.2188e-16 | 3.8561e-09 | -2.0432e-10 | -4.3946e-16 | -3.8561e-09 | 2.0432e-10 | 0 | 0 | 0 | 0 | 0 | 0 | 0.95 | 0.83839 | 0.68767 | 0.95 | 0.83839 | 0.68767 | 7.8031e-13 | -135.3123 | 120.9775 | 7.8662e-13 | -135.3123 | 120.9775
Line5_6_7 | 0 | 0 | 0 | 0 | 0 | 0 | 0 | 0 | 0 | 0 | 0 | 0 | 1.2305e-16 | -9.5772e-10 | -2.6444e-09 | -1.2305e-16 | 9.5772e-10 | 2.6444e-09 | 4.5704e-16 | 3.0849e-09 | -1.6346e-10 | -4.5704e-16 | -3.0849e-09 | 1.6346e-10 | 0 | 0 | 0 | 0 | 0 | 0 | 0.95 | 0.83839 | 0.68767 | 0.95 | 0.83839 | 0.68767 | 7.8662e-13 | -135.3123 | 120.9775 | 7.9107e-13 | -135.3123 | 120.9775
Line6_7_8 | 0 | 0 | 0 | 0 | 0 | 0 | 0 | 0 | 0 | 0 | 0 | 0 | 4.3946e-17 | -7.1829e-10 | -1.9833e-09 | -4.3946e-17 | 7.1829e-10 | 1.9833e-09 | 3.5157e-17 | 2.3136e-09 | -1.2259e-10 | -1.7579e-17 | -2.3136e-09 | 1.2259e-10 | 0 | 0 | 0 | 0 | 0 | 0 | 0.95 | 0.83839 | 0.68767 | 0.95 | 0.83839 | 0.68767 | 7.9107e-13 | -135.3123 | 120.9775 | 7.9177e-13 | -135.3123 | 120.9775
Line7_8_9 | 0 | 0 | 0 | 0 | 0 | 0 | 0 | 0 | 0 | 0 | 0 | 0 | -1.7579e-17 | -2.3943e-10 | -6.611e-10 | 1.7579e-17 | 2.3943e-10 | 6.611e-10 | 7.0314e-17 | 7.7122e-10 | -4.0864e-11 | -7.0314e-17 | -7.7122e-10 | 4.0864e-11 | 0 | 0 | 0 | 0 | 0 | 0 | 0.95 | 0.83839 | 0.68767 | 0.95 | 0.83839 | 0.68767 | 7.9177e-13 | -135.3123 | 120.9775 | 7.9161e-13 | -135.3123 | 120.9775
Line8_8_10 | 0 | 0 | 0 | 0 | 0 | 0 | 0 | 0 | 0 | 0 | 0 | 0 | 8.7893e-18 | -2.3943e-10 | -6.611e-10 | -8.7893e-18 | 2.3943e-10 | 6.611e-10 | 5.2736e-17 | 7.7122e-10 | -4.0864e-11 | -5.2736e-17 | -7.7122e-10 | 4.0864e-11 | 0 | 0 | 0 | 0 | 0 | 0 | 0.95 | 0.83839 | 0.68767 | 0.95 | 0.83839 | 0.68767 | 7.9177e-13 | -135.3123 | 120.9775 | 7.9228e-13 | -135.3123 | 120.9775
Line9_3_11 | 0 | 0 | 0 | 0 | 0 | 0 | 0 | 0 | 0 | 0 | 0 | 0 | 9.6682e-17 | -1.676e-09 | -4.6277e-09 | -1.1426e-16 | 1.676e-09 | 4.6277e-09 | 4.3946e-16 | 5.3985e-09 | -2.8605e-10 | -4.7462e-16 | -5.3985e-09 | 2.8605e-10 | 0 | 0 | 0 | 0 | 0 | 0 | 0.95 | 0.83839 | 0.68767 | 0.95 | 0.83839 | 0.68767 | 7.7832e-13 | -135.3123 | 120.9775 | 7.8483e-13 | -135.3123 | 120.9775

## LL_min_10
name | pf_ikss_a_from_ka | pf_ikss_b_from_ka | pf_ikss_c_from_ka | pf_ikss_a_to_ka | pf_ikss_b_to_ka | pf_ikss_c_to_ka | pf_skss_a_from_mw | pf_skss_b_from_mw | pf_skss_c_from_mw | pf_skss_a_to_mw | pf_skss_b_to_mw | pf_skss_c_to_mw | pf_p_a_from_mw | pf_p_b_from_mw | pf_p_c_from_mw | pf_p_a_to_mw | pf_p_b_to_mw | pf_p_c_to_mw | pf_q_a_from_mvar | pf_q_b_from_mvar | pf_q_c_from_mvar | pf_q_a_to_mvar | pf_q_b_to_mvar | pf_q_c_to_mvar | pf_ikss_a_from_degree | pf_ikss_b_from_degree | pf_ikss_c_from_degree | pf_ikss_a_to_degree | pf_ikss_b_to_degree | pf_ikss_c_to_degree | pf_vm_a_from_pu | pf_vm_b_from_pu | pf_vm_c_from_pu | pf_vm_a_to_pu | pf_vm_b_to_pu | pf_vm_c_to_pu | pf_va_a_from_degree | pf_va_b_from_degree | pf_va_c_from_degree | pf_va_a_to_degree | pf_va_b_to_degree | pf_va_c_to_degree
Line0_1_2 | 0 | 0 | 0 | 0 | 0 | 0 | 0 | 0 | 0 | 0 | 0 | 0 | 1.5821e-16 | -1.2893e-09 | -3.56e-09 | -1.5821e-16 | 1.2893e-09 | 3.56e-09 | 3.1641e-16 | 4.153e-09 | -2.2005e-10 | -3.1641e-16 | -4.153e-09 | 2.2005e-10 | 0 | 0 | 0 | 0 | 0 | 0 | 0.9 | 0.79426 | 0.65148 | 0.9 | 0.79426 | 0.65148 | 1.0243e-12 | -135.3123 | 120.9775 | 1.0321e-12 | -135.3123 | 120.9775
Line10_11_12 | 0 | 0 | 0 | 0 | 0 | 0 | 0 | 0 | 0 | 0 | 0 | 0 | 1.3323e-16 | -1.2893e-09 | -3.56e-09 | -1.3323e-16 | 1.2893e-09 | 3.56e-09 | 3.8303e-16 | 4.153e-09 | -2.2006e-10 | -4.3299e-16 | -4.153e-09 | 2.2006e-10 | 0 | 0 | 0 | 0 | 0 | 0 | 0.9 | 0.79426 | 0.65148 | 0.9 | 0.79426 | 0.65148 | 1.0361e-12 | -135.3123 | 120.9775 | 1.0417e-12 | -135.3123 | 120.9775
Line11_12_13 | 0 | 0 | 0 | 0 | 0 | 0 | 0 | 0 | 0 | 0 | 0 | 0 | 8.3267e-17 | -1.0744e-09 | -2.9667e-09 | -8.3267e-17 | 1.0744e-09 | 2.9667e-09 | 4.8295e-16 | 3.4609e-09 | -1.8338e-10 | -4.8295e-16 | -3.4609e-09 | 1.8338e-10 | 0 | 0 | 0 | 0 | 0 | 0 | 0.9 | 0.79426 | 0.65148 | 0.9 | 0.79426 | 0.65148 | 1.0417e-12 | -135.3123 | 120.9775 | 1.0488e-12 | -135.3123 | 120.9775
Line12_13_15 | 0 | 0 | 0 | 0 | 0 | 0 | 0 | 0 | 0 | 0 | 0 | 0 | 2.498e-17 | -6.4467e-10 | -1.78e-09 | -8.3267e-18 | 6.4467e-10 | 1.78e-09 | 3.3307e-17 | 2.0765e-09 | -1.1003e-10 | -1.6653e-17 | -2.0765e-09 | 1.1003e-10 | 0 | 0 | 0 | 0 | 0 | 0 | 0.9 | 0.79426 | 0.65148 | 0.9 | 0.79426 | 0.65148 | 1.0488e-12 | -135.3123 | 120.9775 | 1.0498e-12 | -135.3123 | 120.9775
Line13_13_14 | 0 | 0 | 0 | 0 | 0 | 0 | 0 | 0 | 0 | 0 | 0 | 0 | 1.3323e-16 | -2.1489e-10 | -5.9334e-10 | -1.1657e-16 | 2.1489e-10 | 5.9334e-10 | 3.4972e-16 | 6.9217e-10 | -3.6676e-11 | -3.3307e-16 | -6.9217e-10 | 3.6676e-11 | 0 | 0 | 0 | 0 | 0 | 0 | 0.9 | 0.79426 | 0.65148 | 0.9 | 0.79426 | 0.65148 | 1.0488e-12 | -135.3123 | 120.9775 | 1.0526e-12 | -135.3123 | 120.9775
Line14_15_16 | 0 | 0 | 0 | 0 | 0 | 0 | 0 | 0 | 0 | 0 | 0 | 0 | 8.3267e-18 | -4.2978e-10 | -1.1867e-09 | 2.498e-17 | 4.2978e-10 | 1.1867e-09 | 3.3307e-17 | 1.3843e-09 | -7.3352e-11 | -3.3307e-17 | -1.3843e-09 | 7.3352e-11 | 0 | 0 | 0 | 0 | 0 | 0 | 0.9 | 0.79426 | 0.65148 | 0.9 | 0.79426 | 0.65148 | 1.0498e-12 | -135.3123 | 120.9775 | 1.0505e-12 | -135.3123 | 120.9775
Line15_16_17 | 0 | 0 | 0 | 0 | 0 | 0 | 0 | 0 | 0 | 0 | 0 | 0 | 1.6653e-17 | -2.1489e-10 | -5.9334e-10 | -1.6653e-17 | 2.1489e-10 | 5.9334e-10 | 1.6653e-17 | 6.9217e-10 | -3.6676e-11 | -3.0523e-31 | -6.9217e-10 | 3.6676e-11 | 0 | 0 | 0 | 0 | 0 | 0 | 0.9 | 0.79426 | 0.65148 | 0.9 | 0.79426 | 0.65148 | 1.0505e-12 | -135.3123 | 120.9775 | 1.0501e-12 | -135.3123 | 120.9775
Line16_4_18 | 0 | 2.3749 | 2.3749 | 0 | 2.3749 | 2.3749 | 0 | 0.54846 | 0.54846 | 0 | 0.54846 | 0.54846 | 1.1942e-30 | 0.31707 | -0.10049 | -1.1925e-30 | -0.20878 | 0.20878 | -6.6613e-17 | -0.018818 | 0.24442 | 6.6613e-17 | 0.13162 | -0.13162 | 0 | -147.7717 | 32.2283 | 0 | 32.2283 | -147.7717 | 0.9 | 0.57913 | 0.48185 | 0.9 | 0.45 | 0.45 | 1.0272e-12 | -151.1682 | 144.5775 | 1.0257e-12 | 180 | 180
Line17_5_19 | 0 | 0 | 0 | 0 | 0 | 0 | 0 | 0 | 0 | 0 | 0 | 0 | -5.9563e-31 | -2.1489e-10 | -5.9334e-10 | 3.3307e-17 | 2.1489e-10 | 5.9334e-10 | 3.3307e-17 | 6.9217e-10 | -3.6676e-11 | -1.6653e-17 | -6.9217e-10 | 3.6676e-11 | 0 | 0 | 0 | 0 | 0 | 0 | 0.9 | 0.79426 | 0.65148 | 0.9 | 0.79426 | 0.65148 | 1.0246e-12 | -135.3123 | 120.9775 | 1.0243e-12 | -135.3123 | 120.9775
Line1_1_3 | 0 | 0 | 0 | 0 | 0 | 0 | 0 | 0 | 0 | 0 | 0 | 0 | 1.7486e-16 | -1.7191e-09 | -4.7467e-09 | -1.5821e-16 | 1.7191e-09 | 4.7467e-09 | 3.4972e-16 | 5.5374e-09 | -2.9341e-10 | -3.4972e-16 | -5.5374e-09 | 2.9341e-10 | 0 | 0 | 0 | 0 | 0 | 0 | 0.9 | 0.79426 | 0.65148 | 0.9 | 0.79426 | 0.65148 | 1.0243e-12 | -135.3123 | 120.9775 | 1.0305e-12 | -135.3123 | 120.9775
Line2_1_4 | 0 | 2.3749 | 2.3749 | 0 | 2.3749 | 2.3749 | 0 | 0.54846 | 0.54846 | 0 | 0.54846 | 0.54846 | -5.9546e-30 | 0.42536 | 0.0077996 | 5.971e-30 | -0.31707 | 0.10049 | 3.3307e-16 | 0.093984 | 0.35722 | -3.3307e-16 | 0.018818 | -0.24442 | 0 | -147.7717 | 32.2283 | 0 | 32.2283 | -147.7717 | 0.9 | 0.79426 | 0.65148 | 0.9 | 0.57913 | 0.48185 | 1.0243e-12 | -135.3123 | 120.9775 | 1.0272e-12 | -151.1682 | 144.5775
Line3_1_5 | 0 | 0 | 0 | 0 | 0 | 0 | 0 | 0 | 0 | 0 | 0 | 0 | 8.3267e-18 | -4.2978e-10 | -1.1867e-09 | 8.3267e-18 | 4.2978e-10 | 1.1867e-09 | -1.6653e-17 | 1.3843e-09 | -7.3352e-11 | 1.4891e-31 | -1.3843e-09 | 7.3352e-11 | 0 | 0 | 0 | 0 | 0 | 0 | 0.9 | 0.79426 | 0.65148 | 0.9 | 0.79426 | 0.65148 | 1.0243e-12 | -135.3123 | 120.9775 | 1.0246e-12 | -135.3123 | 120.9775
Line4_2_6 | 0 | 0 | 0 | 0 | 0 | 0 | 0 | 0 | 0 | 0 | 0 | 0 | 1.249e-16 | -1.0744e-09 | -2.9667e-09 | -1.0825e-16 | 1.0744e-09 | 2.9667e-09 | 3.9968e-16 | 3.4609e-09 | -1.8338e-10 | -3.8303e-16 | -3.4609e-09 | 1.8338e-10 | 0 | 0 | 0 | 0 | 0 | 0 | 0.9 | 0.79426 | 0.65148 | 0.9 | 0.79426 | 0.65148 | 1.0321e-12 | -135.3123 | 120.9775 | 1.0365e-12 | -135.3123 | 120.9775
Line5_6_7 | 0 | 0 | 0 | 0 | 0 | 0 | 0 | 0 | 0 | 0 | 0 | 0 | 1.8319e-16 | -8.5956e-10 | -2.3734e-09 | -1.6653e-16 | 8.5956e-10 | 2.3734e-09 | 3.9968e-16 | 2.7687e-09 | -1.467e-10 | -3.6637e-16 | -2.7687e-09 | 1.467e-10 | 0 | 0 | 0 | 0 | 0 | 0 | 0.9 | 0.79426 | 0.65148 | 0.9 | 0.79426 | 0.65148 | 1.0365e-12 | -135.3123 | 120.9775 | 1.039e-12 | -135.3123 | 120.9775
Line6_7_8 | 0 | 0 | 0 | 0 | 0 | 0 | 0 | 0 | 0 | 0 | 0 | 0 | 6.6613e-17 | -6.4467e-10 | -1.78e-09 | -6.6613e-17 | 6.4467e-10 | 1.78e-09 | 4.996e-17 | 2.0765e-09 | -1.1003e-10 | -4.996e-17 | -2.0765e-09 | 1.1003e-10 | 0 | 0 | 0 | 0 | 0 | 0 | 0.9 | 0.79426 | 0.65148 | 0.9 | 0.79426 | 0.65148 | 1.039e-12 | -135.3123 | 120.9775 | 1.0395e-12 | -135.3123 | 120.9775
Line7_8_9 | 0 | 0 | 0 | 0 | 0 | 0 | 0 | 0 | 0 | 0 | 0 | 0 | 2.498e-17 | -2.1489e-10 | -5.9334e-10 | -8.3267e-18 | 2.1489e-10 | 5.9334e-10 | 3.3307e-17 | 6.9217e-10 | -3.6676e-11 | -1.6653e-17 | -6.9217e-10 | 3.6676e-11 | 0 | 0 | 0 | 0 | 0 | 0 | 0.9 | 0.79426 | 0.65148 | 0.9 | 0.79426 | 0.65148 | 1.0395e-12 | -135.3123 | 120.9775 | 1.0393e-12 | -135.3123 | 120.9775
Line8_8_10 | 0 | 0 | 0 | 0 | 0 | 0 | 0 | 0 | 0 | 0 | 0 | 0 | 8.3267e-18 | -2.1489e-10 | -5.9334e-10 | 8.3267e-18 | 2.1489e-10 | 5.9334e-10 | 4.996e-17 | 6.9217e-10 | -3.6676e-11 | -4.996e-17 | -6.9217e-10 | 3.6676e-11 | 0 | 0 | 0 | 0 | 0 | 0 | 0.9 | 0.79426 | 0.65148 | 0.9 | 0.79426 | 0.65148 | 1.0395e-12 | -135.3123 | 120.9775 | 1.0398e-12 | -135.3123 | 120.9775
Line9_3_11 | 0 | 0 | 0 | 0 | 0 | 0 | 0 | 0 | 0 | 0 | 0 | 0 | 1.8319e-16 | -1.5042e-09 | -4.1534e-09 | -1.6653e-16 | 1.5042e-09 | 4.1534e-09 | 3.4972e-16 | 4.8452e-09 | -2.5673e-10 | -3.6637e-16 | -4.8452e-09 | 2.5673e-10 | 0 | 0 | 0 | 0 | 0 | 0 | 0.9 | 0.79426 | 0.65148 | 0.9 | 0.79426 | 0.65148 | 1.0305e-12 | -135.3123 | 120.9775 | 1.0361e-12 | -135.3123 | 120.9775

## LL_min_fault_6
name | pf_ikss_a_from_ka | pf_ikss_b_from_ka | pf_ikss_c_from_ka | pf_ikss_a_to_ka | pf_ikss_b_to_ka | pf_ikss_c_to_ka | pf_skss_a_from_mw | pf_skss_b_from_mw | pf_skss_c_from_mw | pf_skss_a_to_mw | pf_skss_b_to_mw | pf_skss_c_to_mw | pf_p_a_from_mw | pf_p_b_from_mw | pf_p_c_from_mw | pf_p_a_to_mw | pf_p_b_to_mw | pf_p_c_to_mw | pf_q_a_from_mvar | pf_q_b_from_mvar | pf_q_c_from_mvar | pf_q_a_to_mvar | pf_q_b_to_mvar | pf_q_c_to_mvar | pf_ikss_a_from_degree | pf_ikss_b_from_degree | pf_ikss_c_from_degree | pf_ikss_a_to_degree | pf_ikss_b_to_degree | pf_ikss_c_to_degree | pf_vm_a_from_pu | pf_vm_b_from_pu | pf_vm_c_from_pu | pf_vm_a_to_pu | pf_vm_b_to_pu | pf_vm_c_to_pu | pf_va_a_from_degree | pf_va_b_from_degree | pf_va_c_from_degree | pf_va_a_to_degree | pf_va_b_to_degree | pf_va_c_to_degree
Line0_1_2 | 0 | 0 | 0 | 0 | 0 | 0 | 0 | 0 | 0 | 0 | 0 | 0 | 5.9053e-18 | -3.8862e-11 | -1.1288e-10 | -5.6306e-18 | 3.8862e-11 | 1.1288e-10 | 9.3386e-18 | 1.0829e-10 | 1.9912e-11 | -9.8879e-18 | -1.0829e-10 | -1.9912e-11 | 0 | 0 | 0 | 0 | 0 | 0 | 0.95 | 0.94812 | 0.94457 | 0.95 | 0.94812 | 0.94457 | 1.9378e-14 | -120.3131 | 119.9422 | 1.9503e-14 | -120.3131 | 119.9422
Line10_11_12 | 0 | 0 | 0 | 0 | 0 | 0 | 0 | 0 | 0 | 0 | 0 | 0 | 3.296e-18 | -3.8862e-11 | -1.1288e-10 | -3.5706e-18 | 3.8862e-11 | 1.1288e-10 | 1.0987e-17 | 1.0829e-10 | 1.9912e-11 | -1.0987e-17 | -1.0829e-10 | -1.9912e-11 | 0 | 0 | 0 | 0 | 0 | 0 | 0.95 | 0.94812 | 0.94457 | 0.95 | 0.94812 | 0.94457 | 1.9626e-14 | -120.3131 | 119.9422 | 1.9749e-14 | -120.3131 | 119.9422
Line11_12_13 | 0 | 0 | 0 | 0 | 0 | 0 | 0 | 0 | 0 | 0 | 0 | 0 | 3.3646e-18 | -3.2385e-11 | -9.4068e-11 | -3.3646e-18 | 3.2385e-11 | 9.4068e-11 | 9.8879e-18 | 9.0245e-11 | 1.6593e-11 | -1.0437e-17 | -9.0245e-11 | -1.6593e-11 | 0 | 0 | 0 | 0 | 0 | 0 | 0.95 | 0.94812 | 0.94457 | 0.95 | 0.94812 | 0.94457 | 1.9749e-14 | -120.3131 | 119.9422 | 1.9906e-14 | -120.3131 | 119.9422
Line12_13_15 | 0 | 0 | 0 | 0 | 0 | 0 | 0 | 0 | 0 | 0 | 0 | 0 | 2.7466e-19 | -1.9431e-11 | -5.6441e-11 | -2.7466e-19 | 1.9431e-11 | 5.6441e-11 | 5.4933e-19 | 5.4147e-11 | 9.9561e-12 | -5.4933e-19 | -5.4147e-11 | -9.9561e-12 | 0 | 0 | 0 | 0 | 0 | 0 | 0.95 | 0.94812 | 0.94457 | 0.95 | 0.94812 | 0.94457 | 1.9906e-14 | -120.3131 | 119.9422 | 1.9926e-14 | -120.3131 | 119.9422
Line13_13_14 | 0 | 0 | 0 | 0 | 0 | 0 | 0 | 0 | 0 | 0 | 0 | 0 | 2.6093e-18 | -6.477e-12 | -1.8814e-11 | -2.6093e-18 | 6.477e-12 | 1.8814e-11 | 7.6906e-18 | 1.8049e-11 | 3.3187e-12 | -7.6906e-18 | -1.8049e-11 | -3.3187e-12 | 0 | 0 | 0 | 0 | 0 | 0 | 0.95 | 0.94812 | 0.94457 | 0.95 | 0.94812 | 0.94457 | 1.9906e-14 | -120.3131 | 119.9422 | 2.0003e-14 | -120.3131 | 119.9422
Line14_15_16 | 0 | 0 | 0 | 0 | 0 | 0 | 0 | 0 | 0 | 0 | 0 | 0 | 1.3047e-18 | -1.2954e-11 | -3.7627e-11 | -1.3047e-18 | 1.2954e-11 | 3.7627e-11 | 1.0987e-18 | 3.6098e-11 | 6.6374e-12 | -1.0987e-18 | -3.6098e-11 | -6.6374e-12 | 0 | 0 | 0 | 0 | 0 | 0 | 0.95 | 0.94812 | 0.94457 | 0.95 | 0.94812 | 0.94457 | 1.9926e-14 | -120.3131 | 119.9422 | 1.9942e-14 | -120.3131 | 119.9422
Line15_16_17 | 0 | 0 | 0 | 0 | 0 | 0 | 0 | 0 | 0 | 0 | 0 | 0 | 5.4933e-19 | -6.477e-12 | -1.8814e-11 | -5.4933e-19 | 6.477e-12 | 1.8814e-11 | 1.912e-34 | 1.8049e-11 | 3.3187e-12 | -5.4933e-19 | -1.8049e-11 | -3.3187e-12 | 0 | 0 | 0 | 0 | 0 | 0 | 0.95 | 0.94812 | 0.94457 | 0.95 | 0.94812 | 0.94457 | 1.9942e-14 | -120.3131 | 119.9422 | 1.9935e-14 | -120.3131 | 119.9422
Line16_4_18 | 0 | 0.052639 | 0.052639 | 0 | 0.052639 | 0.052639 | 0 | 0.012156 | 0.012156 | 0 | 0.012156 | 0.012156 | -3.7366e-34 | 0.011082 | 0.0028784 | 1.0987e-18 | -0.011029 | -0.0028252 | 1.0987e-18 | 0.0029185 | 0.011047 | -1.0987e-18 | -0.0028631 | -0.010991 | 0 | -135.266 | 44.734 | 0 | 44.734 | -135.266 | 0.95 | 0.94272 | 0.93905 | 0.95 | 0.93734 | 0.93354 | 1.9487e-14 | -120.5122 | 120.1294 | 1.9464e-14 | -120.7135 | 120.3187
Line17_5_19 | 0 | 0 | 0 | 0 | 0 | 0 | 0 | 0 | 0 | 0 | 0 | 0 | 1.0987e-18 | -6.477e-12 | -1.8814e-11 | -1.3733e-18 | 6.477e-12 | 1.8814e-11 | 3.7163e-34 | 1.8049e-11 | 3.3187e-12 | -5.4933e-19 | -1.8049e-11 | -3.3187e-12 | 0 | 0 | 0 | 0 | 0 | 0 | 0.95 | 0.94812 | 0.94457 | 0.95 | 0.94812 | 0.94457 | 1.9381e-14 | -120.3131 | 119.9422 | 1.9374e-14 | -120.3131 | 119.9422
Line1_1_3 | 0 | 0 | 0 | 0 | 0 | 0 | 0 | 0 | 0 | 0 | 0 | 0 | 4.532e-18 | -5.1816e-11 | -1.5051e-10 | -4.8066e-18 | 5.1816e-11 | 1.5051e-10 | 8.2399e-18 | 1.4439e-10 | 2.655e-11 | -8.7893e-18 | -1.4439e-10 | -2.655e-11 | 0 | 0 | 0 | 0 | 0 | 0 | 0.95 | 0.94812 | 0.94457 | 0.95 | 0.94812 | 0.94457 | 1.9378e-14 | -120.3131 | 119.9422 | 1.9502e-14 | -120.3131 | 119.9422
Line2_1_4 | 0 | 0.052639 | 0.052639 | 0 | 0.052639 | 0.052639 | 0 | 0.012156 | 0.012156 | 0 | 0.012156 | 0.012156 | 1.648e-18 | 0.011136 | 0.0029316 | -1.648e-18 | -0.011082 | -0.0028784 | 7.6906e-18 | 0.0029739 | 0.011102 | -8.7893e-18 | -0.0029185 | -0.011047 | 0 | -135.266 | 44.734 | 0 | 44.734 | -135.266 | 0.95 | 0.94812 | 0.94457 | 0.95 | 0.94272 | 0.93905 | 1.9378e-14 | -120.3131 | 119.9422 | 1.9487e-14 | -120.5122 | 120.1294
Line3_1_5 | 0 | 0 | 0 | 0 | 0 | 0 | 0 | 0 | 0 | 0 | 0 | 0 | 7.5533e-19 | -1.2954e-11 | -3.7627e-11 | -7.5533e-19 | 1.2954e-11 | 3.7627e-11 | 5.4933e-19 | 3.6098e-11 | 6.6374e-12 | -1.0987e-18 | -3.6098e-11 | -6.6374e-12 | 0 | 0 | 0 | 0 | 0 | 0 | 0.95 | 0.94812 | 0.94457 | 0.95 | 0.94812 | 0.94457 | 1.9378e-14 | -120.3131 | 119.9422 | 1.9381e-14 | -120.3131 | 119.9422
Line4_2_6 | 0 | 0 | 0 | 0 | 0 | 0 | 0 | 0 | 0 | 0 | 0 | 0 | 3.708e-18 | -3.2385e-11 | -9.4068e-11 | -3.4333e-18 | 3.2385e-11 | 9.4068e-11 | 8.7893e-18 | 9.0245e-11 | 1.6593e-11 | -8.7893e-18 | -9.0245e-11 | -1.6593e-11 | 0 | 0 | 0 | 0 | 0 | 0 | 0.95 | 0.94812 | 0.94457 | 0.95 | 0.94812 | 0.94457 | 1.9503e-14 | -120.3131 | 119.9422 | 1.9597e-14 | -120.3131 | 119.9422
Line5_6_7 | 0 | 0 | 0 | 0 | 0 | 0 | 0 | 0 | 0 | 0 | 0 | 0 | 5.4246e-18 | -2.5908e-11 | -7.5255e-11 | -5.6993e-18 | 2.5908e-11 | 7.5255e-11 | 1.0437e-17 | 7.2196e-11 | 1.3275e-11 | -9.8879e-18 | -7.2196e-11 | -1.3275e-11 | 0 | 0 | 0 | 0 | 0 | 0 | 0.95 | 0.94812 | 0.94457 | 0.95 | 0.94812 | 0.94457 | 1.9597e-14 | -120.3131 | 119.9422 | 1.9672e-14 | -120.3131 | 119.9422
Line6_7_8 | 0 | 0 | 0 | 0 | 0 | 0 | 0 | 0 | 0 | 0 | 0 | 0 | 1.7167e-18 | -1.9431e-11 | -5.6441e-11 | -1.9913e-18 | 1.9431e-11 | 5.6441e-11 | 5.4933e-19 | 5.4147e-11 | 9.9561e-12 | -1.0987e-18 | -5.4147e-11 | -9.9561e-12 | 0 | 0 | 0 | 0 | 0 | 0 | 0.95 | 0.94812 | 0.94457 | 0.95 | 0.94812 | 0.94457 | 1.9672e-14 | -120.3131 | 119.9422 | 1.9686e-14 | -120.3131 | 119.9422
Line7_8_9 | 0 | 0 | 0 | 0 | 0 | 0 | 0 | 0 | 0 | 0 | 0 | 0 | -6.18e-19 | -6.477e-12 | -1.8814e-11 | 6.18e-19 | 6.477e-12 | 1.8814e-11 | 5.4933e-19 | 1.8049e-11 | 3.3187e-12 | -1.0987e-18 | -1.8049e-11 | -3.3187e-12 | 0 | 0 | 0 | 0 | 0 | 0 | 0.95 | 0.94812 | 0.94457 | 0.95 | 0.94812 | 0.94457 | 1.9686e-14 | -120.3131 | 119.9422 | 1.9685e-14 | -120.3131 | 119.9422
Line8_8_10 | 0 | 0 | 0 | 0 | 0 | 0 | 0 | 0 | 0 | 0 | 0 | 0 | -8.2399e-19 | -6.477e-12 | -1.8814e-11 | 8.2399e-19 | 6.477e-12 | 1.8814e-11 | 5.4933e-19 | 1.8049e-11 | 3.3187e-12 | -1.0987e-18 | -1.8049e-11 | -3.3187e-12 | 0 | 0 | 0 | 0 | 0 | 0 | 0.95 | 0.94812 | 0.94457 | 0.95 | 0.94812 | 0.94457 | 1.9686e-14 | -120.3131 | 119.9422 | 1.9697e-14 | -120.3131 | 119.9422
Line9_3_11 | 0 | 0 | 0 | 0 | 0 | 0 | 0 | 0 | 0 | 0 | 0 | 0 | 3.914e-18 | -4.5339e-11 | -1.317e-10 | -4.1886e-18 | 4.5339e-11 | 1.317e-10 | 1.1536e-17 | 1.2634e-10 | 2.3231e-11 | -1.0987e-17 | -1.2634e-10 | -2.3231e-11 | 0 | 0 | 0 | 0 | 0 | 0 | 0.95 | 0.94812 | 0.94457 | 0.95 | 0.94812 | 0.94457 | 1.9502e-14 | -120.3131 | 119.9422 | 1.9626e-14 | -120.3131 | 119.9422

## LL_min_fault_10
name | pf_ikss_a_from_ka | pf_ikss_b_from_ka | pf_ikss_c_from_ka | pf_ikss_a_to_ka | pf_ikss_b_to_ka | pf_ikss_c_to_ka | pf_skss_a_from_mw | pf_skss_b_from_mw | pf_skss_c_from_mw | pf_skss_a_to_mw | pf_skss_b_to_mw | pf_skss_c_to_mw | pf_p_a_from_mw | pf_p_b_from_mw | pf_p_c_from_mw | pf_p_a_to_mw | pf_p_b_to_mw | pf_p_c_to_mw | pf_q_a_from_mvar | pf_q_b_from_mvar | pf_q_c_from_mvar | pf_q_a_to_mvar | pf_q_b_to_mvar | pf_q_c_to_mvar | pf_ikss_a_from_degree | pf_ikss_b_from_degree | pf_ikss_c_from_degree | pf_ikss_a_to_degree | pf_ikss_b_to_degree | pf_ikss_c_to_degree | pf_vm_a_from_pu | pf_vm_b_from_pu | pf_vm_c_from_pu | pf_vm_a_to_pu | pf_vm_b_to_pu | pf_vm_c_to_pu | pf_va_a_from_degree | pf_va_b_from_degree | pf_va_c_from_degree | pf_va_a_to_degree | pf_va_b_to_degree | pf_va_c_to_degree
Line0_1_2 | 0 | 0 | 0 | 0 | 0 | 0 | 0 | 0 | 0 | 0 | 0 | 0 | 4.2934e-18 | -3.4879e-11 | -1.0131e-10 | -4.5536e-18 | 3.4879e-11 | 1.0131e-10 | 7.2858e-18 | 9.7195e-11 | 1.7871e-11 | -7.2858e-18 | -9.7195e-11 | -1.7871e-11 | 0 | 0 | 0 | 0 | 0 | 0 | 0.9 | 0.89822 | 0.89485 | 0.9 | 0.89822 | 0.89485 | 2.1458e-14 | -120.3131 | 119.9422 | 2.1572e-14 | -120.3131 | 119.9422
Line10_11_12 | 0 | 0 | 0 | 0 | 0 | 0 | 0 | 0 | 0 | 0 | 0 | 0 | 3.3827e-18 | -3.4879e-11 | -1.0131e-10 | -3.1225e-18 | 3.4879e-11 | 1.0131e-10 | 8.8471e-18 | 9.7195e-11 | 1.7871e-11 | -8.8471e-18 | -9.7195e-11 | -1.7871e-11 | 0 | 0 | 0 | 0 | 0 | 0 | 0.9 | 0.89822 | 0.89485 | 0.9 | 0.89822 | 0.89485 | 2.1674e-14 | -120.3131 | 119.9422 | 2.1783e-14 | -120.3131 | 119.9422
Line11_12_13 | 0 | 0 | 0 | 0 | 0 | 0 | 0 | 0 | 0 | 0 | 0 | 0 | 3.4478e-18 | -2.9066e-11 | -8.4427e-11 | -3.4478e-18 | 2.9066e-11 | 8.4427e-11 | 9.3675e-18 | 8.0996e-11 | 1.4893e-11 | -9.3675e-18 | -8.0996e-11 | -1.4893e-11 | 0 | 0 | 0 | 0 | 0 | 0 | 0.9 | 0.89822 | 0.89485 | 0.9 | 0.89822 | 0.89485 | 2.1783e-14 | -120.3131 | 119.9422 | 2.1924e-14 | -120.3131 | 119.9422
Line12_13_15 | 0 | 0 | 0 | 0 | 0 | 0 | 0 | 0 | 0 | 0 | 0 | 0 | 2.6021e-19 | -1.7439e-11 | -5.0656e-11 | -7.8063e-19 | 1.7439e-11 | 5.0656e-11 | 1.5613e-18 | 4.8598e-11 | 8.9356e-12 | -1.0408e-18 | -4.8598e-11 | -8.9356e-12 | 0 | 0 | 0 | 0 | 0 | 0 | 0.9 | 0.89822 | 0.89485 | 0.9 | 0.89822 | 0.89485 | 2.1924e-14 | -120.3131 | 119.9422 | 2.1944e-14 | -120.3131 | 119.9422
Line13_13_14 | 0 | 0 | 0 | 0 | 0 | 0 | 0 | 0 | 0 | 0 | 0 | 0 | 1.9516e-18 | -5.8131e-12 | -1.6885e-11 | -1.9516e-18 | 5.8131e-12 | 1.6885e-11 | 7.2858e-18 | 1.6199e-11 | 2.9785e-12 | -6.7654e-18 | -1.6199e-11 | -2.9785e-12 | 0 | 0 | 0 | 0 | 0 | 0 | 0.9 | 0.89822 | 0.89485 | 0.9 | 0.89822 | 0.89485 | 2.1924e-14 | -120.3131 | 119.9422 | 2.201e-14 | -120.3131 | 119.9422
Line14_15_16 | 0 | 0 | 0 | 0 | 0 | 0 | 0 | 0 | 0 | 0 | 0 | 0 | -5.8547e-19 | -1.1626e-11 | -3.3771e-11 | 6.5052e-20 | 1.1626e-11 | 3.3771e-11 | 1.0408e-18 | 3.2398e-11 | 5.9571e-12 | -1.0408e-18 | -3.2398e-11 | -5.9571e-12 | 0 | 0 | 0 | 0 | 0 | 0 | 0.9 | 0.89822 | 0.89485 | 0.9 | 0.89822 | 0.89485 | 2.1944e-14 | -120.3131 | 119.9422 | 2.196e-14 | -120.3131 | 119.9422
Line15_16_17 | 0 | 0 | 0 | 0 | 0 | 0 | 0 | 0 | 0 | 0 | 0 | 0 | 1.9516e-19 | -5.8131e-12 | -1.6885e-11 | -4.5536e-19 | 5.8131e-12 | 1.6885e-11 | 5.2042e-19 | 1.6199e-11 | 2.9785e-12 | -5.2042e-19 | -1.6199e-11 | -2.9786e-12 | 0 | 0 | 0 | 0 | 0 | 0 | 0.9 | 0.89822 | 0.89485 | 0.9 | 0.89822 | 0.89485 | 2.196e-14 | -120.3131 | 119.9422 | 2.1953e-14 | -120.3131 | 119.9422
Line16_4_18 | 0 | 0.049869 | 0.049869 | 0 | 0.049869 | 0.049869 | 0 | 0.011517 | 0.011517 | 0 | 0.011517 | 0.011517 | 1.0408e-18 | 0.0099465 | 0.0025834 | 7.8212e-34 | -0.0098987 | -0.0025356 | 1.0408e-18 | 0.0026194 | 0.0099144 | -2.0817e-18 | -0.0025697 | -0.0098647 | 0 | -135.266 | 44.734 | 0 | 44.734 | -135.266 | 0.9 | 0.89311 | 0.88962 | 0.9 | 0.888 | 0.8844 | 2.1543e-14 | -120.5122 | 120.1294 | 2.1527e-14 | -120.7135 | 120.3187
Line17_5_19 | 0 | 0 | 0 | 0 | 0 | 0 | 0 | 0 | 0 | 0 | 0 | 0 | 5.2042e-19 | -5.8131e-12 | -1.6885e-11 | -5.2042e-19 | 5.8131e-12 | 1.6885e-11 | 5.2042e-19 | 1.6199e-11 | 2.9786e-12 | -5.2042e-19 | -1.6199e-11 | -2.9785e-12 | 0 | 0 | 0 | 0 | 0 | 0 | 0.9 | 0.89822 | 0.89485 | 0.9 | 0.89822 | 0.89485 | 2.146e-14 | -120.3131 | 119.9422 | 2.1453e-14 | -120.3131 | 119.9422
Line1_1_3 | 0 | 0 | 0 | 0 | 0 | 0 | 0 | 0 | 0 | 0 | 0 | 0 | 4.7488e-18 | -4.6505e-11 | -1.3508e-10 | -5.009e-18 | 4.6505e-11 | 1.3508e-10 | 7.8063e-18 | 1.2959e-10 | 2.3828e-11 | -6.7654e-18 | -1.2959e-10 | -2.3828e-11 | 0 | 0 | 0 | 0 | 0 | 0 | 0.9 | 0.89822 | 0.89485 | 0.9 | 0.89822 | 0.89485 | 2.1458e-14 | -120.3131 | 119.9422 | 2.1566e-14 | -120.3131 | 119.9422
Line2_1_4 | 0 | 0.049869 | 0.049869 | 0 | 0.049869 | 0.049869 | 0 | 0.011517 | 0.011517 | 0 | 0.011517 | 0.011517 | 1.0408e-18 | 0.0099942 | 0.0026311 | -1.0408e-18 | -0.0099465 | -0.0025834 | 8.3267e-18 | 0.0026691 | 0.0099642 | -8.3267e-18 | -0.0026194 | -0.0099144 | 0 | -135.266 | 44.734 | 0 | 44.734 | -135.266 | 0.9 | 0.89822 | 0.89485 | 0.9 | 0.89311 | 0.88962 | 2.1458e-14 | -120.3131 | 119.9422 | 2.1543e-14 | -120.5122 | 120.1294
Line3_1_5 | 0 | 0 | 0 | 0 | 0 | 0 | 0 | 0 | 0 | 0 | 0 | 0 | 1.301e-19 | -1.1626e-11 | -3.3771e-11 | -3.9031e-19 | 1.1626e-11 | 3.3771e-11 | 5.2042e-19 | 3.2398e-11 | 5.9571e-12 | -1.4619e-34 | -3.2398e-11 | -5.9571e-12 | 0 | 0 | 0 | 0 | 0 | 0 | 0.9 | 0.89822 | 0.89485 | 0.9 | 0.89822 | 0.89485 | 2.1458e-14 | -120.3131 | 119.9422 | 2.146e-14 | -120.3131 | 119.9422
Line4_2_6 | 0 | 0 | 0 | 0 | 0 | 0 | 0 | 0 | 0 | 0 | 0 | 0 | 4.2934e-18 | -2.9066e-11 | -8.4427e-11 | -4.2934e-18 | 2.9066e-11 | 8.4427e-11 | 7.8063e-18 | 8.0996e-11 | 1.4893e-11 | -6.7654e-18 | -8.0996e-11 | -1.4893e-11 | 0 | 0 | 0 | 0 | 0 | 0 | 0.9 | 0.89822 | 0.89485 | 0.9 | 0.89822 | 0.89485 | 2.1572e-14 | -120.3131 | 119.9422 | 2.1657e-14 | -120.3131 | 119.9422
Line5_6_7 | 0 | 0 | 0 | 0 | 0 | 0 | 0 | 0 | 0 | 0 | 0 | 0 | 4.8789e-18 | -2.3253e-11 | -6.7542e-11 | -4.6187e-18 | 2.3253e-11 | 6.7542e-11 | 7.8063e-18 | 6.4797e-11 | 1.1914e-11 | -8.3267e-18 | -6.4797e-11 | -1.1914e-11 | 0 | 0 | 0 | 0 | 0 | 0 | 0.9 | 0.89822 | 0.89485 | 0.9 | 0.89822 | 0.89485 | 2.1657e-14 | -120.3131 | 119.9422 | 2.1725e-14 | -120.3131 | 119.9422
Line6_7_8 | 0 | 0 | 0 | 0 | 0 | 0 | 0 | 0 | 0 | 0 | 0 | 0 | 1.236e-18 | -1.7439e-11 | -5.0656e-11 | -1.236e-18 | 1.7439e-11 | 5.0656e-11 | 1.5613e-18 | 4.8598e-11 | 8.9357e-12 | -1.5613e-18 | -4.8598e-11 | -8.9357e-12 | 0 | 0 | 0 | 0 | 0 | 0 | 0.9 | 0.89822 | 0.89485 | 0.9 | 0.89822 | 0.89485 | 2.1725e-14 | -120.3131 | 119.9422 | 2.1752e-14 | -120.3131 | 119.9422
Line7_8_9 | 0 | 0 | 0 | 0 | 0 | 0 | 0 | 0 | 0 | 0 | 0 | 0 | 1.301e-19 | -5.8131e-12 | -1.6885e-11 | -3.9031e-19 | 5.8131e-12 | 1.6885e-11 | 1.5613e-18 | 1.6199e-11 | 2.9785e-12 | -2.0817e-18 | -1.6199e-11 | -2.9785e-12 | 0 | 0 | 0 | 0 | 0 | 0 | 0.9 | 0.89822 | 0.89485 | 0.9 | 0.89822 | 0.89485 | 2.1752e-14 | -120.3131 | 119.9422 | 2.1751e-14 | -120.3131 | 119.9422
Line8_8_10 | 0 | 0 | 0 | 0 | 0 | 0 | 0 | 0 | 0 | 0 | 0 | 0 | -6.5052e-20 | -5.8131e-12 | -1.6885e-11 | 6.5052e-20 | 5.8131e-12 | 1.6885e-11 | 1.0408e-18 | 1.6199e-11 | 2.9785e-12 | -1.0408e-18 | -1.6199e-11 | -2.9785e-12 | 0 | 0 | 0 | 0 | 0 | 0 | 0.9 | 0.89822 | 0.89485 | 0.9 | 0.89822 | 0.89485 | 2.1752e-14 | -120.3131 | 119.9422 | 2.1765e-14 | -120.3131 | 119.9422
Line9_3_11 | 0 | 0 | 0 | 0 | 0 | 0 | 0 | 0 | 0 | 0 | 0 | 0 | 3.9031e-18 | -4.0692e-11 | -1.182e-10 | -3.9031e-18 | 4.0692e-11 | 1.182e-10 | 8.3267e-18 | 1.1339e-10 | 2.085e-11 | -7.8063e-18 | -1.1339e-10 | -2.085e-11 | 0 | 0 | 0 | 0 | 0 | 0 | 0.9 | 0.89822 | 0.89485 | 0.9 | 0.89822 | 0.89485 | 2.1566e-14 | -120.3131 | 119.9422 | 2.1674e-14 | -120.3131 | 119.9422

## LG_max_6
name | pf_ikss_a_from_ka | pf_ikss_b_from_ka | pf_ikss_c_from_ka | pf_ikss_a_to_ka | pf_ikss_b_to_ka | pf_ikss_c_to_ka | pf_skss_a_from_mw | pf_skss_b_from_mw | pf_skss_c_from_mw | pf_skss_a_to_mw | pf_skss_b_to_mw | pf_skss_c_to_mw | pf_p_a_from_mw | pf_p_b_from_mw | pf_p_c_from_mw | pf_p_a_to_mw | pf_p_b_to_mw | pf_p_c_to_mw | pf_q_a_from_mvar | pf_q_b_from_mvar | pf_q_c_from_mvar | pf_q_a_to_mvar | pf_q_b_to_mvar | pf_q_c_to_mvar | pf_ikss_a_from_degree | pf_ikss_b_from_degree | pf_ikss_c_from_degree | pf_ikss_a_to_degree | pf_ikss_b_to_degree | pf_ikss_c_to_degree | 3xI0 | pf_vm_a_from_pu | pf_vm_b_from_pu | pf_vm_c_from_pu | pf_vm_a_to_pu | pf_vm_b_to_pu | pf_vm_c_to_pu | pf_va_a_from_degree | pf_va_b_from_degree | pf_va_c_from_degree | pf_va_a_to_degree | pf_va_b_to_degree | pf_va_c_to_degree
Line0_1_2 | 0.044389 | 0.044389 | 0.044389 | 0.044389 | 0.044389 | 0.044389 | 0.010251 | 0.010251 | 0.010251 | 0.010251 | 0.010251 | 0.010251 | -0.00028669 | -0.0091292 | 0.0095047 | 0.00029655 | 0.0091392 | -0.0094949 | -0.00057214 | 0.015447 | 0.014859 | 0.00059185 | -0.015427 | -0.014839 | 91.8079 | 91.8078 | 91.8078 | -88.1922 | -88.1922 | -88.1922 |  | 0.062427 | 1.7504 | 1.7207 | 0.064576 | 1.7492 | 1.7185 | -24.8071 | -147.609 | 149.2024 | -24.8055 | -147.5499 | 149.1949
Line10_11_12 | 0.044212 | 0.044212 | 0.044212 | 0.044213 | 0.044213 | 0.044213 | 0.01021 | 0.01021 | 0.01021 | 0.01021 | 0.01021 | 0.01021 | -0.00030622 | -0.0090823 | 0.0094765 | 0.000316 | 0.0090921 | -0.0094668 | -0.0006084 | 0.015365 | 0.014742 | 0.00062795 | -0.015345 | -0.014723 | 91.9206 | 91.9206 | 91.9206 | -88.0794 | -88.0794 | -88.0794 |  | 0.066708 | 1.748 | 1.7164 | 0.068849 | 1.7469 | 1.7143 | -24.7967 | -147.4913 | 149.1871 | -24.792 | -147.4323 | 149.1794
Line11_12_13 | 0.044213 | 0.044213 | 0.044213 | 0.044213 | 0.044213 | 0.044213 | 0.01021 | 0.01021 | 0.01021 | 0.010211 | 0.010211 | 0.010211 | -0.000316 | -0.0090921 | 0.0094668 | 0.00032578 | 0.009102 | -0.0094571 | -0.00062795 | 0.015345 | 0.014723 | 0.00064751 | -0.015326 | -0.014703 | 91.9206 | 91.9206 | 91.9206 | -88.0794 | -88.0794 | -88.0794 |  | 0.068849 | 1.7469 | 1.7143 | 0.070989 | 1.7457 | 1.7122 | -24.792 | -147.4323 | 149.1794 | -24.7875 | -147.3732 | 149.1717
Line12_13_15 | 1.0448e-06 | 1.0449e-06 | 1.0449e-06 | 0 | 0 | 0 | 2.4129e-07 | 2.4131e-07 | 2.4131e-07 | 0 | 0 | 0 | 6.9873e-09 | 2.3087e-07 | -2.0795e-07 | -4.4285e-09 | -1.5912e-07 | 1.3364e-07 | 1.5639e-08 | -3.5235e-07 | -3.5701e-07 | -1.0541e-08 | 2.3181e-07 | 2.4122e-07 | -90.713 | -90.6077 | -90.6077 | 0 | 0 | 0 |  | 0.070989 | 1.7457 | 1.7122 | 0.070989 | 1.7457 | 1.7122 | -24.7875 | -147.3732 | 149.1717 | -24.7875 | -147.3732 | 149.1717
Line13_13_14 | 0.044214 | 0.044214 | 0.044214 | 0.044214 | 0.044214 | 0.044214 | 0.010211 | 0.010211 | 0.010211 | 0.010211 | 0.010211 | 0.010211 | -0.00032578 | -0.0091022 | 0.0094573 | 0.00033556 | 0.009112 | -0.0094476 | -0.00064752 | 0.015326 | 0.014704 | 0.00066708 | -0.015307 | -0.014684 | 91.9205 | 91.9205 | 91.9205 | -88.0795 | -88.0795 | -88.0795 |  | 0.070989 | 1.7457 | 1.7122 | 0.07313 | 1.7446 | 1.71 | -24.7875 | -147.3732 | 149.1717 | -24.7833 | -147.3141 | 149.164
Line14_15_16 | 0 | 0 | 0 | 0 | 0 | 0 | 0 | 0 | 0 | 0 | 0 | 0 | 4.6582e-09 | 1.5392e-07 | -1.3864e-07 | -2.0994e-09 | -8.2164e-08 | 6.4325e-08 | 1.0426e-08 | -2.349e-07 | -2.38e-07 | -5.3276e-09 | 1.1436e-07 | 1.2221e-07 | 0 | 0 | 0 | 0 | 0 | 0 |  | 0.070989 | 1.7457 | 1.7122 | 0.070989 | 1.7457 | 1.7122 | -24.7875 | -147.3732 | 149.1717 | -24.7875 | -147.3732 | 149.1717
Line15_16_17 | 0 | 0 | 0 | 0 | 0 | 0 | 0 | 0 | 0 | 0 | 0 | 0 | 2.3291e-09 | 7.6958e-08 | -6.9318e-08 | 2.2965e-10 | -5.2058e-09 | -4.9931e-09 | 5.213e-09 | -1.1745e-07 | -1.19e-07 | -1.1459e-10 | -3.0902e-09 | 3.213e-09 | 0 | 0 | 0 | 0 | 0 | 0 |  | 0.070989 | 1.7457 | 1.7122 | 0.070989 | 1.7457 | 1.7122 | -24.7875 | -147.3732 | 149.1717 | -24.7875 | -147.3732 | 149.1717
Line16_4_18 | 0.4003 | 0 | 0 | 0.4003 | 0 | 0 | 0.092445 | 0 | 0 | 0.092445 | 0 | 0 | 0.0013353 | 7.892e-08 | -6.9601e-08 | -2.0866e-14 | -5.1635e-09 | -4.9323e-09 | 0.0026707 | -1.1875e-07 | -1.2129e-07 | 6.5726e-15 | -3.0652e-09 | 3.1987e-09 | -88.2499 | 0 | 0 | 91.7501 | 0 | 0 |  | 0.032299 | 1.7457 | 1.7121 | 0 | 1.7422 | 1.7057 | -24.815 | -147.3707 | 149.1726 | 0 | -147.1917 | 149.1499
Line17_5_19 | 0 | 0 | 0 | 0 | 0 | 0 | 0 | 0 | 0 | 0 | 0 | 0 | 2.0479e-09 | 7.7761e-08 | -6.9677e-08 | 2.0388e-10 | -5.2623e-09 | -5.0733e-09 | 4.6283e-09 | -1.1872e-07 | -1.2086e-07 | -1.0084e-10 | -3.123e-09 | 3.2321e-09 | 0 | 0 | 0 | 0 | 0 | 0 |  | 0.062427 | 1.7504 | 1.7207 | 0.062427 | 1.7504 | 1.7207 | -24.8071 | -147.609 | 149.2024 | -24.8071 | -147.609 | 149.2024
Line1_1_3 | 0.044212 | 0.044212 | 0.044212 | 0.044212 | 0.044212 | 0.044212 | 0.01021 | 0.01021 | 0.01021 | 0.01021 | 0.01021 | 0.01021 | -0.00028667 | -0.0090626 | 0.0094959 | 0.00029645 | 0.0090724 | -0.0094862 | -0.0005693 | 0.015403 | 0.014781 | 0.00058885 | -0.015384 | -0.014762 | 91.9207 | 91.9207 | 91.9207 | -88.0793 | -88.0793 | -88.0793 |  | 0.062427 | 1.7504 | 1.7207 | 0.064568 | 1.7492 | 1.7185 | -24.8071 | -147.609 | 149.2024 | -24.8017 | -147.5502 | 149.1948
Line2_1_4 | 0.35547 | 0.044834 | 0.044834 | 0.35547 | 0.044834 | 0.044834 | 0.082091 | 0.010354 | 0.010354 | 0.082091 | 0.010354 | 0.010354 | 0.0022935 | -0.0092979 | 0.0095258 | -0.0011869 | 0.0093377 | -0.0094861 | 0.0045829 | 0.015556 | 0.015055 | -0.002371 | -0.015476 | -0.014975 | -88.2215 | 91.5246 | 91.5246 | 91.7785 | -88.4754 | -88.4754 |  | 0.062427 | 1.7504 | 1.7207 | 0.032299 | 1.7457 | 1.7121 | -24.8071 | -147.609 | 149.2024 | -24.815 | -147.3707 | 149.1726
Line3_1_5 | 0 | 0 | 0 | 0 | 0 | 0 | 0 | 0 | 0 | 0 | 0 | 0 | 4.0959e-09 | 1.5552e-07 | -1.3935e-07 | -1.8441e-09 | -8.3023e-08 | 6.4604e-08 | 9.2567e-09 | -2.3743e-07 | -2.4173e-07 | -4.7292e-09 | 1.1559e-07 | 1.241e-07 | 0 | 0 | 0 | 0 | 0 | 0 |  | 0.062427 | 1.7504 | 1.7207 | 0.062427 | 1.7504 | 1.7207 | -24.8071 | -147.609 | 149.2024 | -24.8071 | -147.609 | 149.2024
Line4_2_6 | 0.044389 | 0.044389 | 0.044389 | 0.044389 | 0.044389 | 0.044389 | 0.010251 | 0.010251 | 0.010251 | 0.010251 | 0.010251 | 0.010251 | -0.00029655 | -0.0091392 | 0.0094949 | 0.0003064 | 0.0091491 | -0.0094851 | -0.00059185 | 0.015427 | 0.014839 | 0.00061156 | -0.015408 | -0.01482 | 91.8078 | 91.8078 | 91.8078 | -88.1922 | -88.1922 | -88.1922 |  | 0.064576 | 1.7492 | 1.7185 | 0.066725 | 1.748 | 1.7164 | -24.8055 | -147.5499 | 149.1949 | -24.8039 | -147.4907 | 149.1873
Line5_6_7 | 0.044389 | 0.044389 | 0.044389 | 0.04439 | 0.04439 | 0.04439 | 0.010251 | 0.010251 | 0.010251 | 0.010251 | 0.010251 | 0.010251 | -0.0003064 | -0.0091491 | 0.0094851 | 0.00031626 | 0.009159 | -0.0094753 | -0.00061156 | 0.015408 | 0.01482 | 0.00063127 | -0.015388 | -0.0148 | 91.8078 | 91.8078 | 91.8078 | -88.1922 | -88.1922 | -88.1922 |  | 0.066725 | 1.748 | 1.7164 | 0.068874 | 1.7469 | 1.7143 | -24.8039 | -147.4907 | 149.1873 | -24.8025 | -147.4314 | 149.1797
Line6_7_8 | 1.0469e-06 | 1.047e-06 | 1.047e-06 | 0 | 0 | 0 | 2.4177e-07 | 2.4178e-07 | 2.4178e-07 | 0 | 0 | 0 | 6.7818e-09 | 2.3147e-07 | -2.0822e-07 | -4.2979e-09 | -1.5953e-07 | 1.338e-07 | 1.5208e-08 | -3.5329e-07 | -3.5838e-07 | -1.025e-08 | 2.3243e-07 | 2.4214e-07 | -90.7685 | -90.6633 | -90.6633 | 0 | 0 | 0 |  | 0.068874 | 1.7469 | 1.7143 | 0.068874 | 1.7469 | 1.7143 | -24.8025 | -147.4314 | 149.1797 | -24.8025 | -147.4314 | 149.1797
Line7_8_9 | 0 | 0 | 0 | 0 | 0 | 0 | 0 | 0 | 0 | 0 | 0 | 0 | 2.2606e-09 | 7.7156e-08 | -6.9408e-08 | 2.2331e-10 | -5.2198e-09 | -5.0129e-09 | 5.0693e-09 | -1.1776e-07 | -1.1946e-07 | -1.1123e-10 | -3.0983e-09 | 3.2178e-09 | 0 | 0 | 0 | 0 | 0 | 0 |  | 0.068874 | 1.7469 | 1.7143 | 0.068874 | 1.7469 | 1.7143 | -24.8025 | -147.4314 | 149.1797 | -24.8025 | -147.4314 | 149.1797
Line8_8_10 | 0 | 0 | 0 | 0 | 0 | 0 | 0 | 0 | 0 | 0 | 0 | 0 | 2.2606e-09 | 7.7156e-08 | -6.9408e-08 | 2.2331e-10 | -5.2198e-09 | -5.0129e-09 | 5.0693e-09 | -1.1776e-07 | -1.1946e-07 | -1.1123e-10 | -3.0983e-09 | 3.2178e-09 | 0 | 0 | 0 | 0 | 0 | 0 |  | 0.068874 | 1.7469 | 1.7143 | 0.068874 | 1.7469 | 1.7143 | -24.8025 | -147.4314 | 149.1797 | -24.8025 | -147.4314 | 149.1797
Line9_3_11 | 0.044212 | 0.044212 | 0.044212 | 0.044212 | 0.044212 | 0.044212 | 0.01021 | 0.01021 | 0.01021 | 0.01021 | 0.01021 | 0.01021 | -0.00029645 | -0.0090724 | 0.0094862 | 0.00030622 | 0.0090823 | -0.0094765 | -0.00058885 | 0.015384 | 0.014762 | 0.0006084 | -0.015365 | -0.014742 | 91.9206 | 91.9206 | 91.9206 | -88.0794 | -88.0794 | -88.0794 |  | 0.064568 | 1.7492 | 1.7185 | 0.066708 | 1.748 | 1.7164 | -24.8017 | -147.5502 | 149.1948 | -24.7967 | -147.4913 | 149.1871

## LG_max_10
name | pf_ikss_a_from_ka | pf_ikss_b_from_ka | pf_ikss_c_from_ka | pf_ikss_a_to_ka | pf_ikss_b_to_ka | pf_ikss_c_to_ka | pf_skss_a_from_mw | pf_skss_b_from_mw | pf_skss_c_from_mw | pf_skss_a_to_mw | pf_skss_b_to_mw | pf_skss_c_to_mw | pf_p_a_from_mw | pf_p_b_from_mw | pf_p_c_from_mw | pf_p_a_to_mw | pf_p_b_to_mw | pf_p_c_to_mw | pf_q_a_from_mvar | pf_q_b_from_mvar | pf_q_c_from_mvar | pf_q_a_to_mvar | pf_q_b_to_mvar | pf_q_c_to_mvar | pf_ikss_a_from_degree | pf_ikss_b_from_degree | pf_ikss_c_from_degree | pf_ikss_a_to_degree | pf_ikss_b_to_degree | pf_ikss_c_to_degree | 3xI0 | pf_vm_a_from_pu | pf_vm_b_from_pu | pf_vm_c_from_pu | pf_vm_a_to_pu | pf_vm_b_to_pu | pf_vm_c_to_pu | pf_va_a_from_degree | pf_va_b_from_degree | pf_va_c_from_degree | pf_va_a_to_degree | pf_va_b_to_degree | pf_va_c_to_degree
Line0_1_2 | 0.046446 | 0.046446 | 0.046446 | 0.046446 | 0.046446 | 0.046446 | 0.010726 | 0.010726 | 0.010726 | 0.010726 | 0.010726 | 0.010726 | -0.00031389 | -0.010008 | 0.010419 | 0.00032468 | 0.010018 | -0.010408 | -0.00062641 | 0.016913 | 0.016267 | 0.00064799 | -0.016892 | -0.016246 | 91.8115 | 91.8115 | 91.8115 | -88.1885 | -88.1885 | -88.1885 |  | 0.065321 | 1.8322 | 1.801 | 0.06757 | 1.8309 | 1.7987 | -24.8035 | -147.576 | 149.1736 | -24.8018 | -147.5168 | 149.1661
Line10_11_12 | 0.046262 | 0.046262 | 0.046262 | 0.046262 | 0.046262 | 0.046262 | 0.010684 | 0.010684 | 0.010684 | 0.010684 | 0.010684 | 0.010684 | -0.00033527 | -0.009956 | 0.010388 | 0.00034597 | 0.0099668 | -0.010377 | -0.00066611 | 0.016823 | 0.01614 | 0.00068752 | -0.016802 | -0.016118 | 91.9243 | 91.9243 | 91.9243 | -88.0757 | -88.0757 | -88.0757 |  | 0.0698 | 1.8297 | 1.7965 | 0.07204 | 1.8285 | 1.7943 | -24.793 | -147.4583 | 149.1582 | -24.7883 | -147.3993 | 149.1505
Line11_12_13 | 0.046262 | 0.046262 | 0.046262 | 0.046263 | 0.046263 | 0.046263 | 0.010684 | 0.010684 | 0.010684 | 0.010684 | 0.010684 | 0.010684 | -0.00034597 | -0.0099668 | 0.010377 | 0.00035668 | 0.0099776 | -0.010366 | -0.00068752 | 0.016802 | 0.016118 | 0.00070892 | -0.01678 | -0.016097 | 91.9243 | 91.9243 | 91.9243 | -88.0757 | -88.0757 | -88.0757 |  | 0.07204 | 1.8285 | 1.7943 | 0.07428 | 1.8273 | 1.7921 | -24.7883 | -147.3993 | 149.1505 | -24.7838 | -147.3402 | 149.1428
Line12_13_15 | 1.0932e-06 | 1.0933e-06 | 1.0933e-06 | 0 | 0 | 0 | 2.5247e-07 | 2.5249e-07 | 2.5249e-07 | 0 | 0 | 0 | 7.6491e-09 | 2.5305e-07 | -2.2798e-07 | -4.8476e-09 | -1.744e-07 | 1.4653e-07 | 1.7123e-08 | -3.8579e-07 | -3.9085e-07 | -1.1541e-08 | 2.5381e-07 | 2.6409e-07 | -90.7127 | -90.6023 | -90.6023 | 0 | 0 | 0 |  | 0.07428 | 1.8273 | 1.7921 | 0.07428 | 1.8273 | 1.7921 | -24.7838 | -147.3402 | 149.1428 | -24.7838 | -147.3402 | 149.1428
Line13_13_14 | 0.046264 | 0.046264 | 0.046264 | 0.046264 | 0.046264 | 0.046264 | 0.010684 | 0.010684 | 0.010684 | 0.010684 | 0.010684 | 0.010684 | -0.00035669 | -0.0099779 | 0.010367 | 0.00036739 | 0.0099886 | -0.010356 | -0.00070894 | 0.016781 | 0.016097 | 0.00073035 | -0.01676 | -0.016076 | 91.9242 | 91.9242 | 91.9242 | -88.0758 | -88.0758 | -88.0758 |  | 0.07428 | 1.8273 | 1.7921 | 0.076519 | 1.8261 | 1.7898 | -24.7838 | -147.3402 | 149.1428 | -24.7797 | -147.2811 | 149.135
Line14_15_16 | 0 | 0 | 0 | 0 | 0 | 0 | 0 | 0 | 0 | 0 | 0 | 0 | 5.0994e-09 | 1.687e-07 | -1.5199e-07 | -2.2979e-09 | -9.0048e-08 | 7.0532e-08 | 1.1415e-08 | -2.572e-07 | -2.6057e-07 | -5.8332e-09 | 1.2521e-07 | 1.338e-07 | 0 | 0 | 0 | 0 | 0 | 0 |  | 0.07428 | 1.8273 | 1.7921 | 0.07428 | 1.8273 | 1.7921 | -24.7838 | -147.3402 | 149.1428 | -24.7838 | -147.3402 | 149.1428
Line15_16_17 | 0 | 0 | 0 | 0 | 0 | 0 | 0 | 0 | 0 | 0 | 0 | 0 | 2.5497e-09 | 8.4351e-08 | -7.5994e-08 | 2.5177e-10 | -5.6963e-09 | -5.4625e-09 | 5.7076e-09 | -1.286e-07 | -1.3028e-07 | -1.2559e-10 | -3.3849e-09 | 3.5199e-09 | 0 | 0 | 0 | 0 | 0 | 0 |  | 0.07428 | 1.8273 | 1.7921 | 0.07428 | 1.8273 | 1.7921 | -24.7838 | -147.3402 | 149.1428 | -24.7838 | -147.3402 | 149.1428
Line16_4_18 | 0.41885 | 0 | 0 | 0.41885 | 0 | 0 | 0.09673 | 0 | 0 | 0.09673 | 0 | 0 | 0.001462 | 8.6501e-08 | -7.6305e-08 | -1.5152e-14 | -5.65e-09 | -5.3959e-09 | 0.002924 | -1.3002e-07 | -1.3279e-07 | 1.239e-14 | -3.3575e-09 | 3.5042e-09 | -88.2463 | 0 | 0 | 91.7537 | 0 | 0 |  | 0.033796 | 1.8273 | 1.792 | 0 | 1.8237 | 1.7853 | -24.8113 | -147.3377 | 149.1437 | 0 | -147.1587 | 149.1208
Line17_5_19 | 0 | 0 | 0 | 0 | 0 | 0 | 0 | 0 | 0 | 0 | 0 | 0 | 2.2419e-09 | 8.5231e-08 | -7.6388e-08 | 2.2351e-10 | -5.7581e-09 | -5.5503e-09 | 5.0675e-09 | -1.2998e-07 | -1.3232e-07 | -1.1052e-10 | -3.4209e-09 | 3.5409e-09 | 0 | 0 | 0 | 0 | 0 | 0 |  | 0.065321 | 1.8322 | 1.801 | 0.065321 | 1.8322 | 1.801 | -24.8035 | -147.576 | 149.1736 | -24.8035 | -147.576 | 149.1736
Line1_1_3 | 0.046261 | 0.046261 | 0.046261 | 0.046261 | 0.046261 | 0.046261 | 0.010684 | 0.010684 | 0.010684 | 0.010684 | 0.010684 | 0.010684 | -0.00031387 | -0.0099345 | 0.010409 | 0.00032457 | 0.0099452 | -0.010398 | -0.0006233 | 0.016866 | 0.016182 | 0.0006447 | -0.016844 | -0.016161 | 91.9243 | 91.9243 | 91.9243 | -88.0757 | -88.0757 | -88.0757 |  | 0.065321 | 1.8322 | 1.801 | 0.067561 | 1.8309 | 1.7987 | -24.8035 | -147.576 | 149.1736 | -24.7981 | -147.5172 | 149.1659
Line2_1_4 | 0.37194 | 0.046912 | 0.046912 | 0.37194 | 0.046913 | 0.046913 | 0.085896 | 0.010834 | 0.010834 | 0.085896 | 0.010834 | 0.010834 | 0.0025111 | -0.010192 | 0.010442 | -0.0012995 | 0.010236 | -0.010398 | 0.0050176 | 0.017033 | 0.016482 | -0.0025958 | -0.016945 | -0.016395 | -88.2178 | 91.5282 | 91.5282 | 91.7822 | -88.4717 | -88.4717 |  | 0.065321 | 1.8322 | 1.801 | 0.033796 | 1.8273 | 1.792 | -24.8035 | -147.576 | 149.1736 | -24.8113 | -147.3377 | 149.1437
Line3_1_5 | 0 | 0 | 0 | 0 | 0 | 0 | 0 | 0 | 0 | 0 | 0 | 0 | 4.4838e-09 | 1.7046e-07 | -1.5278e-07 | -2.0184e-09 | -9.0989e-08 | 7.0838e-08 | 1.0135e-08 | -2.5997e-07 | -2.6464e-07 | -5.178e-09 | 1.2656e-07 | 1.3586e-07 | 0 | 0 | 0 | 0 | 0 | 0 |  | 0.065321 | 1.8322 | 1.801 | 0.065321 | 1.8322 | 1.801 | -24.8035 | -147.576 | 149.1736 | -24.8035 | -147.576 | 149.1736
Line4_2_6 | 0.046446 | 0.046446 | 0.046446 | 0.046447 | 0.046447 | 0.046447 | 0.010726 | 0.010726 | 0.010726 | 0.010726 | 0.010726 | 0.010726 | -0.00032468 | -0.010018 | 0.010408 | 0.00033547 | 0.010029 | -0.010397 | -0.00064799 | 0.016892 | 0.016246 | 0.00066957 | -0.01687 | -0.016224 | 91.8115 | 91.8115 | 91.8115 | -88.1885 | -88.1885 | -88.1885 |  | 0.06757 | 1.8309 | 1.7987 | 0.069818 | 1.8297 | 1.7965 | -24.8018 | -147.5168 | 149.1661 | -24.8003 | -147.4576 | 149.1585
Line5_6_7 | 0.046447 | 0.046447 | 0.046447 | 0.046447 | 0.046447 | 0.046447 | 0.010726 | 0.010726 | 0.010726 | 0.010727 | 0.010727 | 0.010727 | -0.00033546 | -0.010029 | 0.010397 | 0.00034625 | 0.01004 | -0.010386 | -0.00066957 | 0.01687 | 0.016224 | 0.00069114 | -0.016849 | -0.016203 | 91.8115 | 91.8115 | 91.8115 | -88.1885 | -88.1885 | -88.1885 |  | 0.069818 | 1.8297 | 1.7965 | 0.072067 | 1.8285 | 1.7943 | -24.8003 | -147.4576 | 149.1585 | -24.7988 | -147.3983 | 149.1508
Line6_7_8 | 1.0954e-06 | 1.0955e-06 | 1.0955e-06 | 0 | 0 | 0 | 2.5297e-07 | 2.5299e-07 | 2.5299e-07 | 0 | 0 | 0 | 7.4241e-09 | 2.5371e-07 | -2.2828e-07 | -4.7046e-09 | -1.7485e-07 | 1.467e-07 | 1.6651e-08 | -3.8682e-07 | -3.9236e-07 | -1.1222e-08 | 2.5449e-07 | 2.651e-07 | -90.7681 | -90.658 | -90.658 | 0 | 0 | 0 |  | 0.072067 | 1.8285 | 1.7943 | 0.072067 | 1.8285 | 1.7943 | -24.7988 | -147.3983 | 149.1508 | -24.7988 | -147.3983 | 149.1508
Line7_8_9 | 0 | 0 | 0 | 0 | 0 | 0 | 0 | 0 | 0 | 0 | 0 | 0 | 2.4747e-09 | 8.4569e-08 | -7.6092e-08 | 2.4482e-10 | -5.7116e-09 | -5.4841e-09 | 5.5503e-09 | -1.2894e-07 | -1.3079e-07 | -1.2192e-10 | -3.3938e-09 | 3.5251e-09 | 0 | 0 | 0 | 0 | 0 | 0 |  | 0.072067 | 1.8285 | 1.7943 | 0.072067 | 1.8285 | 1.7943 | -24.7988 | -147.3983 | 149.1508 | -24.7988 | -147.3983 | 149.1508
Line8_8_10 | 0 | 0 | 0 | 0 | 0 | 0 | 0 | 0 | 0 | 0 | 0 | 0 | 2.4747e-09 | 8.4569e-08 | -7.6092e-08 | 2.4482e-10 | -5.7116e-09 | -5.4841e-09 | 5.5503e-09 | -1.2894e-07 | -1.3079e-07 | -1.2192e-10 | -3.3938e-09 | 3.5251e-09 | 0 | 0 | 0 | 0 | 0 | 0 |  | 0.072067 | 1.8285 | 1.7943 | 0.072067 | 1.8285 | 1.7943 | -24.7988 | -147.3983 | 149.1508 | -24.7988 | -147.3983 | 149.1508
Line9_3_11 | 0.046261 | 0.046261 | 0.046261 | 0.046262 | 0.046262 | 0.046262 | 0.010684 | 0.010684 | 0.010684 | 0.010684 | 0.010684 | 0.010684 | -0.00032457 | -0.0099452 | 0.010398 | 0.00033527 | 0.009956 | -0.010388 | -0.0006447 | 0.016844 | 0.016161 | 0.00066611 | -0.016823 | -0.01614 | 91.9243 | 91.9243 | 91.9243 | -88.0757 | -88.0757 | -88.0757 |  | 0.067561 | 1.8309 | 1.7987 | 0.0698 | 1.8297 | 1.7965 | -24.7981 | -147.5172 | 149.1659 | -24.793 | -147.4583 | 149.1582

## LG_max_fault_6
name | pf_ikss_a_from_ka | pf_ikss_b_from_ka | pf_ikss_c_from_ka | pf_ikss_a_to_ka | pf_ikss_b_to_ka | pf_ikss_c_to_ka | pf_skss_a_from_mw | pf_skss_b_from_mw | pf_skss_c_from_mw | pf_skss_a_to_mw | pf_skss_b_to_mw | pf_skss_c_to_mw | pf_p_a_from_mw | pf_p_b_from_mw | pf_p_c_from_mw | pf_p_a_to_mw | pf_p_b_to_mw | pf_p_c_to_mw | pf_q_a_from_mvar | pf_q_b_from_mvar | pf_q_c_from_mvar | pf_q_a_to_mvar | pf_q_b_to_mvar | pf_q_c_to_mvar | pf_ikss_a_from_degree | pf_ikss_b_from_degree | pf_ikss_c_from_degree | pf_ikss_a_to_degree | pf_ikss_b_to_degree | pf_ikss_c_to_degree | 3xI0 | pf_vm_a_from_pu | pf_vm_b_from_pu | pf_vm_c_from_pu | pf_vm_a_to_pu | pf_vm_b_to_pu | pf_vm_c_to_pu | pf_va_a_from_degree | pf_va_b_from_degree | pf_va_c_from_degree | pf_va_a_to_degree | pf_va_b_to_degree | pf_va_c_to_degree
Line0_1_2 | 0.0035739 | 0.0035739 | 0.0035739 | 0.0035739 | 0.0035739 | 0.0035739 | 0.00082535 | 0.00082535 | 0.00082535 | 0.00082536 | 0.00082536 | 0.00082536 | -0.00057836 | -0.00026919 | 0.00084813 | 0.00057843 | 0.00026926 | -0.00084807 | -0.00057905 | 0.00088707 | -0.00011527 | 0.00057918 | -0.00088695 | 0.0001154 | 131.8954 | 131.8954 | 131.8954 | -48.1046 | -48.1046 | -48.1046 |  | 0.99159 | 1.1232 | 1.037 | 0.99176 | 1.1231 | 1.037 | -3.0705 | -121.2238 | 124.1554 | -3.0674 | -121.2178 | 124.1464
Line10_11_12 | 0.0035597 | 0.0035597 | 0.0035597 | 0.0035597 | 0.0035597 | 0.0035597 | 0.00082208 | 0.00082208 | 0.00082208 | 0.00082208 | 0.00082208 | 0.00082208 | -0.00057733 | -0.00026651 | 0.00084441 | 0.0005774 | 0.00026657 | -0.00084435 | -0.00057587 | 0.00088383 | -0.00011673 | 0.000576 | -0.00088371 | 0.00011686 | 132.0081 | 132.0081 | 132.0081 | -47.9919 | -47.9919 | -47.9919 |  | 0.99192 | 1.1229 | 1.0369 | 0.99208 | 1.1228 | 1.0369 | -3.0642 | -121.2118 | 124.1374 | -3.0611 | -121.2057 | 124.1283
Line11_12_13 | 0.0035597 | 0.0035597 | 0.0035597 | 0.0035598 | 0.0035598 | 0.0035598 | 0.00082208 | 0.00082208 | 0.00082208 | 0.00082209 | 0.00082209 | 0.00082209 | -0.0005774 | -0.00026657 | 0.00084435 | 0.00057746 | 0.00026664 | -0.00084429 | -0.000576 | 0.00088371 | -0.00011686 | 0.00057614 | -0.00088359 | 0.00011699 | 132.0081 | 132.0081 | 132.0081 | -47.9919 | -47.9919 | -47.9919 |  | 0.99208 | 1.1228 | 1.0369 | 0.99225 | 1.1227 | 1.0368 | -3.0611 | -121.2057 | 124.1283 | -3.0579 | -121.1997 | 124.1193
Line12_13_15 | 0 | 0 | 0 | 0 | 0 | 0 | 0 | 0 | 0 | 0 | 0 | 0 | 1.3006e-08 | 7.2165e-09 | -2.0056e-08 | -8.4661e-09 | -5.1111e-09 | 1.341e-08 | 1.4227e-08 | -2.0584e-08 | 1.8819e-09 | -9.6887e-09 | 1.3632e-08 | -9.6785e-10 | 0 | 0 | 0 | 0 | 0 | 0 |  | 0.99225 | 1.1227 | 1.0368 | 0.99225 | 1.1227 | 1.0368 | -3.0579 | -121.1997 | 124.1193 | -3.0579 | -121.1997 | 124.1193
Line13_13_14 | 0.0035598 | 0.0035598 | 0.0035598 | 0.0035599 | 0.0035599 | 0.0035599 | 0.00082211 | 0.00082211 | 0.00082211 | 0.00082212 | 0.00082212 | 0.00082212 | -0.00057748 | -0.00026665 | 0.00084431 | 0.00057754 | 0.00026671 | -0.00084426 | -0.00057615 | 0.00088361 | -0.00011699 | 0.00057628 | -0.00088349 | 0.00011712 | 132.008 | 132.008 | 132.008 | -47.992 | -47.992 | -47.992 |  | 0.99225 | 1.1227 | 1.0368 | 0.99241 | 1.1226 | 1.0368 | -3.0579 | -121.1997 | 124.1193 | -3.0547 | -121.1936 | 124.1103
Line14_15_16 | 0 | 0 | 0 | 0 | 0 | 0 | 0 | 0 | 0 | 0 | 0 | 0 | 8.6708e-09 | 4.811e-09 | -1.3371e-08 | -4.1307e-09 | -2.7056e-09 | 6.7251e-09 | 9.485e-09 | -1.3722e-08 | 1.2546e-09 | -4.9463e-09 | 6.7707e-09 | -3.4055e-10 | 0 | 0 | 0 | 0 | 0 | 0 |  | 0.99225 | 1.1227 | 1.0368 | 0.99225 | 1.1227 | 1.0368 | -3.0579 | -121.1997 | 124.1193 | -3.0579 | -121.1997 | 124.1193
Line15_16_17 | 0 | 0 | 0 | 0 | 0 | 0 | 0 | 0 | 0 | 0 | 0 | 0 | 4.3354e-09 | 2.4055e-09 | -6.6853e-09 | 2.0468e-10 | -3.0012e-10 | 3.9795e-11 | 4.7425e-09 | -6.8612e-09 | 6.2729e-10 | -2.0379e-10 | -9.0495e-11 | 2.8674e-10 | 0 | 0 | 0 | 0 | 0 | 0 |  | 0.99225 | 1.1227 | 1.0368 | 0.99225 | 1.1227 | 1.0368 | -3.0579 | -121.1997 | 124.1193 | -3.0579 | -121.1997 | 124.1193
Line16_4_18 | 0.03223 | 0 | 0 | 0.03223 | 0 | 0 | 0.0074431 | 0 | 0 | 0.0074431 | 0 | 0 | 0.0052024 | 2.4877e-09 | -6.7924e-09 | -0.0051937 | -2.9843e-10 | 4.058e-11 | 0.005211 | -6.9511e-09 | 5.931e-10 | -0.0051937 | -8.9064e-11 | 2.8479e-10 | -48.1624 | 0 | 0 | 131.8376 | 0 | 0 |  | 0.98929 | 1.1227 | 1.0368 | 0.98682 | 1.1223 | 1.0366 | -3.1148 | -121.1994 | 124.1191 | -3.1624 | -121.1811 | 124.0919
Line17_5_19 | 0 | 0 | 0 | 0 | 0 | 0 | 0 | 0 | 0 | 0 | 0 | 0 | 4.3494e-09 | 2.4503e-09 | -6.743e-09 | 2.0687e-10 | -3.0235e-10 | 3.8782e-11 | 4.7935e-09 | -6.9105e-09 | 6.0152e-10 | -2.0449e-10 | -9.2357e-11 | 2.8931e-10 | 0 | 0 | 0 | 0 | 0 | 0 |  | 0.99159 | 1.1232 | 1.037 | 0.99159 | 1.1232 | 1.037 | -3.0705 | -121.2238 | 124.1554 | -3.0705 | -121.2238 | 124.1554
Line1_1_3 | 0.0035596 | 0.0035596 | 0.0035596 | 0.0035597 | 0.0035597 | 0.0035597 | 0.00082207 | 0.00082207 | 0.00082207 | 0.00082207 | 0.00082207 | 0.00082207 | -0.00057719 | -0.00026638 | 0.00084452 | 0.00057726 | 0.00026644 | -0.00084446 | -0.00057561 | 0.00088407 | -0.00011648 | 0.00057574 | -0.00088395 | 0.00011661 | 132.0082 | 132.0082 | 132.0082 | -47.9918 | -47.9918 | -47.9918 |  | 0.99159 | 1.1232 | 1.037 | 0.99176 | 1.1231 | 1.037 | -3.0705 | -121.2238 | 124.1554 | -3.0674 | -121.2178 | 124.1464
Line2_1_4 | 0.02862 | 0.0036098 | 0.0036098 | 0.02862 | 0.0036098 | 0.0036098 | 0.0066095 | 0.00083364 | 0.00083364 | 0.0066095 | 0.00083364 | 0.00083364 | 0.0046292 | -0.00027632 | 0.00085721 | -0.004622 | 0.00027658 | -0.00085695 | 0.0046394 | 0.00089462 | -0.00011219 | -0.0046251 | -0.00089411 | 0.00011271 | -48.134 | 131.6121 | 131.6121 | 131.866 | -48.3879 | -48.3879 |  | 0.99159 | 1.1232 | 1.037 | 0.98929 | 1.1227 | 1.0368 | -3.0705 | -121.2238 | 124.1554 | -3.1148 | -121.1994 | 124.1191
Line3_1_5 | 0 | 0 | 0 | 0 | 0 | 0 | 0 | 0 | 0 | 0 | 0 | 0 | 8.6988e-09 | 4.9005e-09 | -1.3486e-08 | -4.1425e-09 | -2.7526e-09 | 6.7817e-09 | 9.587e-09 | -1.3821e-08 | 1.203e-09 | -4.998e-09 | 6.8181e-09 | -3.1221e-10 | 0 | 0 | 0 | 0 | 0 | 0 |  | 0.99159 | 1.1232 | 1.037 | 0.99159 | 1.1232 | 1.037 | -3.0705 | -121.2238 | 124.1554 | -3.0705 | -121.2238 | 124.1554
Line4_2_6 | 0.0035739 | 0.0035739 | 0.0035739 | 0.0035739 | 0.0035739 | 0.0035739 | 0.00082536 | 0.00082536 | 0.00082536 | 0.00082537 | 0.00082537 | 0.00082537 | -0.00057843 | -0.00026926 | 0.00084807 | 0.0005785 | 0.00026932 | -0.00084801 | -0.00057918 | 0.00088695 | -0.0001154 | 0.00057932 | -0.00088683 | 0.00011553 | 131.8953 | 131.8953 | 131.8953 | -48.1047 | -48.1047 | -48.1047 |  | 0.99176 | 1.1231 | 1.037 | 0.99192 | 1.1229 | 1.0369 | -3.0674 | -121.2178 | 124.1464 | -3.0642 | -121.2117 | 124.1373
Line5_6_7 | 0.0035739 | 0.0035739 | 0.0035739 | 0.003574 | 0.003574 | 0.003574 | 0.00082537 | 0.00082537 | 0.00082537 | 0.00082537 | 0.00082537 | 0.00082537 | -0.0005785 | -0.00026932 | 0.00084801 | 0.00057857 | 0.00026939 | -0.00084796 | -0.00057932 | 0.00088683 | -0.00011553 | 0.00057945 | -0.00088671 | 0.00011566 | 131.8953 | 131.8953 | 131.8953 | -48.1047 | -48.1047 | -48.1047 |  | 0.99192 | 1.1229 | 1.0369 | 0.99209 | 1.1228 | 1.0369 | -3.0642 | -121.2117 | 124.1373 | -3.0611 | -121.2056 | 124.1283
Line6_7_8 | 0 | 0 | 0 | 0 | 0 | 0 | 0 | 0 | 0 | 0 | 0 | 0 | 1.3017e-08 | 7.2495e-09 | -2.0099e-08 | -8.4727e-09 | -5.1337e-09 | 1.3439e-08 | 1.4265e-08 | -2.062e-08 | 1.863e-09 | -9.7141e-09 | 1.3656e-08 | -9.5465e-10 | 0 | 0 | 0 | 0 | 0 | 0 |  | 0.99209 | 1.1228 | 1.0369 | 0.99209 | 1.1228 | 1.0369 | -3.0611 | -121.2056 | 124.1283 | -3.0611 | -121.2056 | 124.1283
Line7_8_9 | 0 | 0 | 0 | 0 | 0 | 0 | 0 | 0 | 0 | 0 | 0 | 0 | 4.3389e-09 | 2.4165e-09 | -6.6995e-09 | 2.0522e-10 | -3.0067e-10 | 3.9548e-11 | 4.7551e-09 | -6.8734e-09 | 6.2102e-10 | -2.0396e-10 | -9.0952e-11 | 2.8738e-10 | 0 | 0 | 0 | 0 | 0 | 0 |  | 0.99209 | 1.1228 | 1.0369 | 0.99209 | 1.1228 | 1.0369 | -3.0611 | -121.2056 | 124.1283 | -3.0611 | -121.2056 | 124.1283
Line8_8_10 | 0 | 0 | 0 | 0 | 0 | 0 | 0 | 0 | 0 | 0 | 0 | 0 | 4.3389e-09 | 2.4165e-09 | -6.6995e-09 | 2.0522e-10 | -3.0067e-10 | 3.9548e-11 | 4.7551e-09 | -6.8734e-09 | 6.2102e-10 | -2.0396e-10 | -9.0952e-11 | 2.8738e-10 | 0 | 0 | 0 | 0 | 0 | 0 |  | 0.99209 | 1.1228 | 1.0369 | 0.99209 | 1.1228 | 1.0369 | -3.0611 | -121.2056 | 124.1283 | -3.0611 | -121.2056 | 124.1283
Line9_3_11 | 0.0035597 | 0.0035597 | 0.0035597 | 0.0035597 | 0.0035597 | 0.0035597 | 0.00082207 | 0.00082207 | 0.00082207 | 0.00082208 | 0.00082208 | 0.00082208 | -0.00057726 | -0.00026644 | 0.00084446 | 0.00057733 | 0.00026651 | -0.00084441 | -0.00057574 | 0.00088395 | -0.0001166 | 0.00057587 | -0.00088383 | 0.00011673 | 132.0082 | 132.0082 | 132.0082 | -47.9918 | -47.9919 | -47.9919 |  | 0.99176 | 1.1231 | 1.037 | 0.99192 | 1.1229 | 1.0369 | -3.0674 | -121.2178 | 124.1464 | -3.0642 | -121.2118 | 124.1374

## LG_max_fault_10
name | pf_ikss_a_from_ka | pf_ikss_b_from_ka | pf_ikss_c_from_ka | pf_ikss_a_to_ka | pf_ikss_b_to_ka | pf_ikss_c_to_ka | pf_skss_a_from_mw | pf_skss_b_from_mw | pf_skss_c_from_mw | pf_skss_a_to_mw | pf_skss_b_to_mw | pf_skss_c_to_mw | pf_p_a_from_mw | pf_p_b_from_mw | pf_p_c_from_mw | pf_p_a_to_mw | pf_p_b_to_mw | pf_p_c_to_mw | pf_q_a_from_mvar | pf_q_b_from_mvar | pf_q_c_from_mvar | pf_q_a_to_mvar | pf_q_b_to_mvar | pf_q_c_to_mvar | pf_ikss_a_from_degree | pf_ikss_b_from_degree | pf_ikss_c_from_degree | pf_ikss_a_to_degree | pf_ikss_b_to_degree | pf_ikss_c_to_degree | 3xI0 | pf_vm_a_from_pu | pf_vm_b_from_pu | pf_vm_c_from_pu | pf_vm_a_to_pu | pf_vm_b_to_pu | pf_vm_c_to_pu | pf_va_a_from_degree | pf_va_b_from_degree | pf_va_c_from_degree | pf_va_a_to_degree | pf_va_b_to_degree | pf_va_c_to_degree
Line0_1_2 | 0.0037438 | 0.0037438 | 0.0037438 | 0.0037438 | 0.0037438 | 0.0037438 | 0.00086459 | 0.00086459 | 0.00086459 | 0.0008646 | 0.0008646 | 0.0008646 | -0.00063466 | -0.00029547 | 0.00093076 | 0.00063473 | 0.00029554 | -0.0009307 | -0.00063541 | 0.00097342 | -0.0001265 | 0.00063556 | -0.00097329 | 0.00012664 | 131.892 | 131.892 | 131.892 | -48.108 | -48.108 | -48.108 |  | 1.0387 | 1.1766 | 1.0864 | 1.0389 | 1.1765 | 1.0864 | -3.0739 | -121.223 | 124.1523 | -3.0707 | -121.2169 | 124.1432
Line10_11_12 | 0.0037289 | 0.0037289 | 0.0037289 | 0.003729 | 0.003729 | 0.003729 | 0.00086116 | 0.00086116 | 0.00086116 | 0.00086116 | 0.00086116 | 0.00086116 | -0.00063352 | -0.00029253 | 0.00092668 | 0.0006336 | 0.0002926 | -0.00092662 | -0.00063192 | 0.00096986 | -0.0001281 | 0.00063207 | -0.00096973 | 0.00012824 | 132.0048 | 132.0048 | 132.0048 | -47.9952 | -47.9952 | -47.9952 |  | 1.0391 | 1.1763 | 1.0863 | 1.0392 | 1.1762 | 1.0863 | -3.0676 | -121.2109 | 124.1342 | -3.0644 | -121.2049 | 124.1252
Line11_12_13 | 0.003729 | 0.003729 | 0.003729 | 0.003729 | 0.003729 | 0.003729 | 0.00086116 | 0.00086116 | 0.00086116 | 0.00086117 | 0.00086117 | 0.00086117 | -0.0006336 | -0.0002926 | 0.00092662 | 0.00063367 | 0.00029267 | -0.00092655 | -0.00063207 | 0.00096973 | -0.00012824 | 0.00063221 | -0.0009696 | 0.00012838 | 132.0047 | 132.0047 | 132.0047 | -47.9953 | -47.9953 | -47.9953 |  | 1.0392 | 1.1762 | 1.0863 | 1.0394 | 1.1761 | 1.0862 | -3.0644 | -121.2049 | 124.1252 | -3.0613 | -121.1988 | 124.1162
Line12_13_15 | 0 | 0 | 0 | 0 | 0 | 0 | 0 | 0 | 0 | 0 | 0 | 0 | 1.4271e-08 | 7.9202e-09 | -2.201e-08 | -9.2892e-09 | -5.6092e-09 | 1.4717e-08 | 1.5613e-08 | -2.2587e-08 | 2.0658e-09 | -1.0633e-08 | 1.4959e-08 | -1.0627e-09 | 0 | 0 | 0 | 0 | 0 | 0 |  | 1.0394 | 1.1761 | 1.0862 | 1.0394 | 1.1761 | 1.0862 | -3.0613 | -121.1988 | 124.1162 | -3.0613 | -121.1988 | 124.1162
Line13_13_14 | 0.0037291 | 0.0037291 | 0.0037291 | 0.0037291 | 0.0037291 | 0.0037291 | 0.00086119 | 0.00086119 | 0.00086119 | 0.0008612 | 0.0008612 | 0.0008612 | -0.00063369 | -0.00029268 | 0.00092658 | 0.00063376 | 0.00029275 | -0.00092651 | -0.00063223 | 0.00096962 | -0.00012838 | 0.00063237 | -0.00096949 | 0.00012852 | 132.0047 | 132.0047 | 132.0047 | -47.9953 | -47.9953 | -47.9953 |  | 1.0394 | 1.1761 | 1.0862 | 1.0396 | 1.1759 | 1.0861 | -3.0613 | -121.1988 | 124.1162 | -3.0581 | -121.1928 | 124.1072
Line14_15_16 | 0 | 0 | 0 | 0 | 0 | 0 | 0 | 0 | 0 | 0 | 0 | 0 | 9.5141e-09 | 5.2801e-09 | -1.4673e-08 | -4.5322e-09 | -2.9692e-09 | 7.3802e-09 | 1.0409e-08 | -1.5058e-08 | 1.3772e-09 | -5.4282e-09 | 7.4299e-09 | -3.7413e-10 | 0 | 0 | 0 | 0 | 0 | 0 |  | 1.0394 | 1.1761 | 1.0862 | 1.0394 | 1.1761 | 1.0862 | -3.0613 | -121.1988 | 124.1162 | -3.0613 | -121.1988 | 124.1162
Line15_16_17 | 0 | 0 | 0 | 0 | 0 | 0 | 0 | 0 | 0 | 0 | 0 | 0 | 4.7571e-09 | 2.6401e-09 | -7.3366e-09 | 2.2491e-10 | -3.2912e-10 | 4.366e-11 | 5.2044e-09 | -7.5291e-09 | 6.8859e-10 | -2.2389e-10 | -9.9245e-11 | 3.1447e-10 | 0 | 0 | 0 | 0 | 0 | 0 |  | 1.0394 | 1.1761 | 1.0862 | 1.0394 | 1.1761 | 1.0862 | -3.0613 | -121.1988 | 124.1162 | -3.0613 | -121.1988 | 124.1162
Line16_4_18 | 0.033762 | 0 | 0 | 0.033762 | 0 | 0 | 0.0077969 | 0 | 0 | 0.0077969 | 0 | 0 | 0.0057088 | 2.7302e-09 | -7.4542e-09 | -0.0056993 | -3.2726e-10 | 4.4521e-11 | 0.0057183 | -7.6278e-09 | 6.5107e-10 | -0.0056993 | -9.7674e-11 | 3.1232e-10 | -48.1658 | 0 | 0 | 131.8342 | 0 | 0 |  | 1.0363 | 1.1761 | 1.0862 | 1.0337 | 1.1757 | 1.086 | -3.1182 | -121.1985 | 124.116 | -3.1658 | -121.1803 | 124.0888
Line17_5_19 | 0 | 0 | 0 | 0 | 0 | 0 | 0 | 0 | 0 | 0 | 0 | 0 | 4.7724e-09 | 2.6892e-09 | -7.3999e-09 | 2.2732e-10 | -3.3157e-10 | 4.2548e-11 | 5.2603e-09 | -7.5832e-09 | 6.6031e-10 | -2.2466e-10 | -1.0129e-10 | 3.1729e-10 | 0 | 0 | 0 | 0 | 0 | 0 |  | 1.0387 | 1.1766 | 1.0864 | 1.0387 | 1.1766 | 1.0864 | -3.0739 | -121.223 | 124.1523 | -3.0739 | -121.223 | 124.1523
Line1_1_3 | 0.0037289 | 0.0037289 | 0.0037289 | 0.0037289 | 0.0037289 | 0.0037289 | 0.00086114 | 0.00086114 | 0.00086114 | 0.00086115 | 0.00086115 | 0.00086115 | -0.00063337 | -0.00029238 | 0.0009268 | 0.00063345 | 0.00029246 | -0.00092674 | -0.00063164 | 0.00097012 | -0.00012782 | 0.00063178 | -0.00096999 | 0.00012796 | 132.0048 | 132.0048 | 132.0048 | -47.9952 | -47.9952 | -47.9952 |  | 1.0387 | 1.1766 | 1.0864 | 1.0389 | 1.1765 | 1.0864 | -3.0739 | -121.223 | 124.1523 | -3.0707 | -121.217 | 124.1433
Line2_1_4 | 0.02998 | 0.0037814 | 0.0037814 | 0.02998 | 0.0037814 | 0.0037814 | 0.0069237 | 0.00087327 | 0.00087327 | 0.0069237 | 0.00087327 | 0.00087327 | 0.0050798 | -0.00030329 | 0.00094072 | -0.0050719 | 0.00030358 | -0.00094045 | 0.005091 | 0.00098171 | -0.00012312 | -0.0050753 | -0.00098115 | 0.00012369 | -48.1373 | 131.6087 | 131.6087 | 131.8627 | -48.3913 | -48.3913 |  | 1.0387 | 1.1766 | 1.0864 | 1.0363 | 1.1761 | 1.0862 | -3.0739 | -121.223 | 124.1523 | -3.1182 | -121.1985 | 124.116
Line3_1_5 | 0 | 0 | 0 | 0 | 0 | 0 | 0 | 0 | 0 | 0 | 0 | 0 | 9.5449e-09 | 5.3784e-09 | -1.48e-08 | -4.5451e-09 | -3.0207e-09 | 7.4425e-09 | 1.0521e-08 | -1.5166e-08 | 1.3206e-09 | -5.485e-09 | 7.4819e-09 | -3.4302e-10 | 0 | 0 | 0 | 0 | 0 | 0 |  | 1.0387 | 1.1766 | 1.0864 | 1.0387 | 1.1766 | 1.0864 | -3.0739 | -121.223 | 124.1523 | -3.0739 | -121.223 | 124.1523
Line4_2_6 | 0.0037438 | 0.0037438 | 0.0037438 | 0.0037438 | 0.0037438 | 0.0037438 | 0.0008646 | 0.0008646 | 0.0008646 | 0.0008646 | 0.0008646 | 0.0008646 | -0.00063473 | -0.00029554 | 0.0009307 | 0.00063481 | 0.00029562 | -0.00093063 | -0.00063556 | 0.00097329 | -0.00012664 | 0.0006357 | -0.00097316 | 0.00012678 | 131.892 | 131.892 | 131.892 | -48.108 | -48.108 | -48.108 |  | 1.0389 | 1.1765 | 1.0864 | 1.0391 | 1.1763 | 1.0863 | -3.0707 | -121.2169 | 124.1432 | -3.0676 | -121.2108 | 124.1342
Line5_6_7 | 0.0037438 | 0.0037438 | 0.0037438 | 0.0037439 | 0.0037439 | 0.0037439 | 0.0008646 | 0.0008646 | 0.0008646 | 0.00086461 | 0.00086461 | 0.00086461 | -0.00063481 | -0.00029562 | 0.00093063 | 0.00063488 | 0.00029569 | -0.00093057 | -0.0006357 | 0.00097316 | -0.00012678 | 0.00063585 | -0.00097303 | 0.00012692 | 131.892 | 131.8919 | 131.8919 | -48.108 | -48.1081 | -48.1081 |  | 1.0391 | 1.1763 | 1.0863 | 1.0392 | 1.1762 | 1.0863 | -3.0676 | -121.2108 | 124.1342 | -3.0644 | -121.2048 | 124.1251
Line6_7_8 | 0 | 0 | 0 | 0 | 0 | 0 | 0 | 0 | 0 | 0 | 0 | 0 | 1.4283e-08 | 7.9564e-09 | -2.2057e-08 | -9.2964e-09 | -5.634e-09 | 1.4748e-08 | 1.5654e-08 | -2.2628e-08 | 2.0451e-09 | -1.066e-08 | 1.4985e-08 | -1.0482e-09 | 0 | 0 | 0 | 0 | 0 | 0 |  | 1.0392 | 1.1762 | 1.0863 | 1.0392 | 1.1762 | 1.0863 | -3.0644 | -121.2048 | 124.1251 | -3.0644 | -121.2048 | 124.1251
Line7_8_9 | 0 | 0 | 0 | 0 | 0 | 0 | 0 | 0 | 0 | 0 | 0 | 0 | 4.761e-09 | 2.6521e-09 | -7.3523e-09 | 2.2551e-10 | -3.2972e-10 | 4.3389e-11 | 5.2182e-09 | -7.5426e-09 | 6.817e-10 | -2.2408e-10 | -9.9747e-11 | 3.1516e-10 | 0 | 0 | 0 | 0 | 0 | 0 |  | 1.0392 | 1.1762 | 1.0863 | 1.0392 | 1.1762 | 1.0863 | -3.0644 | -121.2048 | 124.1251 | -3.0644 | -121.2048 | 124.1251
Line8_8_10 | 0 | 0 | 0 | 0 | 0 | 0 | 0 | 0 | 0 | 0 | 0 | 0 | 4.761e-09 | 2.6521e-09 | -7.3523e-09 | 2.2551e-10 | -3.2972e-10 | 4.3389e-11 | 5.2182e-09 | -7.5426e-09 | 6.817e-10 | -2.2408e-10 | -9.9747e-11 | 3.1516e-10 | 0 | 0 | 0 | 0 | 0 | 0 |  | 1.0392 | 1.1762 | 1.0863 | 1.0392 | 1.1762 | 1.0863 | -3.0644 | -121.2048 | 124.1251 | -3.0644 | -121.2048 | 124.1251
Line9_3_11 | 0.0037289 | 0.0037289 | 0.0037289 | 0.0037289 | 0.0037289 | 0.0037289 | 0.00086115 | 0.00086115 | 0.00086115 | 0.00086116 | 0.00086116 | 0.00086116 | -0.00063345 | -0.00029246 | 0.00092674 | 0.00063352 | 0.00029253 | -0.00092668 | -0.00063178 | 0.00096999 | -0.00012796 | 0.00063192 | -0.00096986 | 0.0001281 | 132.0048 | 132.0048 | 132.0048 | -47.9952 | -47.9952 | -47.9952 |  | 1.0389 | 1.1765 | 1.0864 | 1.0391 | 1.1763 | 1.0863 | -3.0707 | -121.217 | 124.1433 | -3.0676 | -121.2109 | 124.1342

## LG_min_6
name | pf_ikss_a_from_ka | pf_ikss_b_from_ka | pf_ikss_c_from_ka | pf_ikss_a_to_ka | pf_ikss_b_to_ka | pf_ikss_c_to_ka | pf_skss_a_from_mw | pf_skss_b_from_mw | pf_skss_c_from_mw | pf_skss_a_to_mw | pf_skss_b_to_mw | pf_skss_c_to_mw | pf_p_a_from_mw | pf_p_b_from_mw | pf_p_c_from_mw | pf_p_a_to_mw | pf_p_b_to_mw | pf_p_c_to_mw | pf_q_a_from_mvar | pf_q_b_from_mvar | pf_q_c_from_mvar | pf_q_a_to_mvar | pf_q_b_to_mvar | pf_q_c_to_mvar | pf_ikss_a_from_degree | pf_ikss_b_from_degree | pf_ikss_c_from_degree | pf_ikss_a_to_degree | pf_ikss_b_to_degree | pf_ikss_c_to_degree | 3xI0 | pf_vm_a_from_pu | pf_vm_b_from_pu | pf_vm_c_from_pu | pf_vm_a_to_pu | pf_vm_b_to_pu | pf_vm_c_to_pu | pf_va_a_from_degree | pf_va_b_from_degree | pf_va_c_from_degree | pf_va_a_to_degree | pf_va_b_to_degree | pf_va_c_to_degree
Line0_1_2 | 0.040075 | 0.040075 | 0.040075 | 0.040075 | 0.040075 | 0.040075 | 0.0092548 | 0.0092548 | 0.0092548 | 0.0092549 | 0.0092549 | 0.0092549 | -0.00044865 | -0.0073074 | 0.0078948 | 0.00046407 | 0.0073228 | -0.0078795 | -0.00046578 | 0.012796 | 0.011905 | 0.00048185 | -0.01278 | -0.011889 | 93.3572 | 93.3572 | 93.3572 | -86.6428 | -86.6428 | -86.6428 |  | 0.069879 | 1.5922 | 1.5435 | 0.072285 | 1.5916 | 1.5411 | -40.5695 | -146.9143 | 149.8059 | -40.5663 | -146.8312 | 149.8219
Line10_11_12 | 0.039915 | 0.039915 | 0.039915 | 0.039915 | 0.039915 | 0.039915 | 0.0092179 | 0.0092179 | 0.0092179 | 0.009218 | 0.009218 | 0.009218 | -0.0004792 | -0.0072606 | 0.0078775 | 0.0004945 | 0.0072759 | -0.0078623 | -0.0004941 | 0.012741 | 0.011795 | 0.00051003 | -0.012725 | -0.01178 | 93.5738 | 93.5738 | 93.5738 | -86.4262 | -86.4262 | -86.4262 |  | 0.074671 | 1.5909 | 1.5388 | 0.077067 | 1.5902 | 1.5364 | -40.5495 | -146.749 | 149.8371 | -40.5404 | -146.6662 | 149.8528
Line11_12_13 | 0.039915 | 0.039915 | 0.039915 | 0.039915 | 0.039915 | 0.039915 | 0.009218 | 0.009218 | 0.009218 | 0.009218 | 0.009218 | 0.009218 | -0.0004945 | -0.0072759 | 0.0078623 | 0.0005098 | 0.0072913 | -0.007847 | -0.00051003 | 0.012725 | 0.01178 | 0.00052597 | -0.012709 | -0.011764 | 93.5737 | 93.5737 | 93.5737 | -86.4263 | -86.4263 | -86.4263 |  | 0.077067 | 1.5902 | 1.5364 | 0.079463 | 1.5895 | 1.534 | -40.5404 | -146.6662 | 149.8528 | -40.5318 | -146.5833 | 149.8685
Line12_13_15 | 0 | 0 | 0 | 0 | 0 | 0 | 0 | 0 | 0 | 0 | 0 | 0 | 1.1451e-08 | 1.8566e-07 | -1.7275e-07 | -7.4466e-09 | -1.2809e-07 | 1.1117e-07 | 1.2981e-08 | -2.923e-07 | -2.8608e-07 | -8.8337e-09 | 1.9239e-07 | 1.9338e-07 | 0 | 0 | 0 | 0 | 0 | 0 |  | 0.079463 | 1.5895 | 1.534 | 0.079462 | 1.5895 | 1.534 | -40.5318 | -146.5833 | 149.8685 | -40.5318 | -146.5833 | 149.8685
Line13_13_14 | 0.039916 | 0.039916 | 0.039916 | 0.039917 | 0.039917 | 0.039917 | 0.0092183 | 0.0092183 | 0.0092183 | 0.0092183 | 0.0092183 | 0.0092183 | -0.00050981 | -0.0072915 | 0.0078472 | 0.00052511 | 0.0073068 | -0.007832 | -0.00052598 | 0.01271 | 0.011764 | 0.00054192 | -0.012694 | -0.011748 | 93.5737 | 93.5737 | 93.5737 | -86.4263 | -86.4263 | -86.4263 |  | 0.079463 | 1.5895 | 1.534 | 0.081858 | 1.5888 | 1.5317 | -40.5318 | -146.5833 | 149.8685 | -40.5238 | -146.5004 | 149.8842
Line14_15_16 | 0 | 0 | 0 | 0 | 0 | 0 | 0 | 0 | 0 | 0 | 0 | 0 | 7.6339e-09 | 1.2377e-07 | -1.1517e-07 | -3.6297e-09 | -6.6199e-08 | 5.3588e-08 | 8.6539e-09 | -1.9487e-07 | -1.9072e-07 | -4.5068e-09 | 9.4955e-08 | 9.8021e-08 | 0 | 0 | 0 | 0 | 0 | 0 |  | 0.079462 | 1.5895 | 1.534 | 0.079462 | 1.5895 | 1.534 | -40.5318 | -146.5833 | 149.8685 | -40.5318 | -146.5833 | 149.8685
Line15_16_17 | 0 | 0 | 0 | 0 | 0 | 0 | 0 | 0 | 0 | 0 | 0 | 0 | 3.8169e-09 | 6.1886e-08 | -5.7583e-08 | 1.8722e-10 | -4.3126e-09 | -3.9949e-09 | 4.3269e-09 | -9.7433e-08 | -9.536e-08 | -1.7988e-10 | -2.4777e-09 | 2.6611e-09 | 0 | 0 | 0 | 0 | 0 | 0 |  | 0.079462 | 1.5895 | 1.534 | 0.079462 | 1.5895 | 1.534 | -40.5318 | -146.5833 | 149.8685 | -40.5318 | -146.5833 | 149.8685
Line16_4_18 | 0.36139 | 0 | 0 | 0.36139 | 0 | 0 | 0.08346 | 0 | 0 | 0.08346 | 0 | 0 | 0.0020897 | 6.4184e-08 | -5.7205e-08 | -2.2942e-16 | -4.2852e-09 | -3.9384e-09 | 0.0021768 | -9.8143e-08 | -9.7643e-08 | 1.7021e-15 | -2.4527e-09 | 2.6529e-09 | -86.7537 | 0 | 0 | 93.2463 | 0 | 0 |  | 0.036154 | 1.5896 | 1.534 | 0 | 1.5876 | 1.5269 | -40.5846 | -146.5799 | 149.8717 | 0 | -146.3291 | 149.9209
Line17_5_19 | 0 | 0 | 0 | 0 | 0 | 0 | 0 | 0 | 0 | 0 | 0 | 0 | 3.3569e-09 | 6.2668e-08 | -5.7772e-08 | 1.67e-10 | -4.3502e-09 | -4.0699e-09 | 3.859e-09 | -9.8269e-08 | -9.7094e-08 | -1.5831e-10 | -2.5106e-09 | 2.6724e-09 | 0 | 0 | 0 | 0 | 0 | 0 |  | 0.069879 | 1.5922 | 1.5435 | 0.069879 | 1.5922 | 1.5435 | -40.5695 | -146.9143 | 149.8059 | -40.5695 | -146.9143 | 149.8059
Line1_1_3 | 0.039914 | 0.039914 | 0.039914 | 0.039914 | 0.039914 | 0.039914 | 0.0092178 | 0.0092178 | 0.0092178 | 0.0092178 | 0.0092178 | 0.0092178 | -0.00044861 | -0.0072299 | 0.007908 | 0.0004639 | 0.0072452 | -0.0078927 | -0.00046223 | 0.012773 | 0.011827 | 0.00047816 | -0.012757 | -0.011811 | 93.5738 | 93.5738 | 93.5738 | -86.4262 | -86.4262 | -86.4262 |  | 0.069879 | 1.5922 | 1.5435 | 0.072275 | 1.5916 | 1.5411 | -40.5695 | -146.9143 | 149.8059 | -40.5591 | -146.8317 | 149.8215
Line2_1_4 | 0.32092 | 0.040478 | 0.040478 | 0.32092 | 0.040479 | 0.040479 | 0.074112 | 0.0093481 | 0.0093481 | 0.074112 | 0.0093481 | 0.0093481 | 0.0035891 | -0.0075033 | 0.0078599 | -0.0018575 | 0.0075656 | -0.0077978 | 0.0037335 | 0.012855 | 0.0121 | -0.0019312 | -0.012789 | -0.012034 | -86.6991 | 92.8135 | 92.8135 | 93.3009 | -87.1865 | -87.1865 |  | 0.069879 | 1.5922 | 1.5435 | 0.036154 | 1.5896 | 1.534 | -40.5695 | -146.9143 | 149.8059 | -40.5846 | -146.5799 | 149.8717
Line3_1_5 | 0 | 0 | 0 | 0 | 0 | 0 | 0 | 0 | 0 | 0 | 0 | 0 | 6.7139e-09 | 1.2534e-07 | -1.1554e-07 | -3.19e-09 | -6.7019e-08 | 5.3702e-08 | 7.718e-09 | -1.9654e-07 | -1.9419e-07 | -4.0173e-09 | 9.5759e-08 | 9.9766e-08 | 0 | 0 | 0 | 0 | 0 | 0 |  | 0.069879 | 1.5922 | 1.5435 | 0.069879 | 1.5922 | 1.5435 | -40.5695 | -146.9143 | 149.8059 | -40.5695 | -146.9143 | 149.8059
Line4_2_6 | 0.040075 | 0.040075 | 0.040075 | 0.040075 | 0.040075 | 0.040075 | 0.0092549 | 0.0092549 | 0.0092549 | 0.009255 | 0.009255 | 0.009255 | -0.00046407 | -0.0073228 | 0.0078795 | 0.0004795 | 0.0073383 | -0.0078641 | -0.00048185 | 0.01278 | 0.011889 | 0.00049791 | -0.012764 | -0.011873 | 93.3572 | 93.3572 | 93.3572 | -86.6428 | -86.6428 | -86.6428 |  | 0.072285 | 1.5916 | 1.5411 | 0.07469 | 1.5909 | 1.5387 | -40.5663 | -146.8312 | 149.8219 | -40.5633 | -146.7481 | 149.8379
Line5_6_7 | 0.040075 | 0.040075 | 0.040075 | 0.040075 | 0.040075 | 0.040075 | 0.009255 | 0.009255 | 0.009255 | 0.009255 | 0.009255 | 0.009255 | -0.0004795 | -0.0073383 | 0.0078641 | 0.00049492 | 0.0073538 | -0.0078488 | -0.00049791 | 0.012764 | 0.011873 | 0.00051398 | -0.012749 | -0.011857 | 93.3572 | 93.3572 | 93.3572 | -86.6428 | -86.6428 | -86.6428 |  | 0.07469 | 1.5909 | 1.5387 | 0.077096 | 1.5902 | 1.5364 | -40.5633 | -146.7481 | 149.8379 | -40.5605 | -146.6649 | 149.854
Line6_7_8 | 0 | 0 | 0 | 0 | 0 | 0 | 0 | 0 | 0 | 0 | 0 | 0 | 1.1115e-08 | 1.8624e-07 | -1.729e-07 | -7.2276e-09 | -1.2848e-07 | 1.1125e-07 | 1.2634e-08 | -2.9293e-07 | -2.8737e-07 | -8.5976e-09 | 1.928e-07 | 1.9424e-07 | 0 | 0 | 0 | 0 | 0 | 0 |  | 0.077096 | 1.5902 | 1.5364 | 0.077096 | 1.5902 | 1.5364 | -40.5605 | -146.6649 | 149.854 | -40.5605 | -146.6649 | 149.854
Line7_8_9 | 0 | 0 | 0 | 0 | 0 | 0 | 0 | 0 | 0 | 0 | 0 | 0 | 3.7049e-09 | 6.208e-08 | -5.7632e-08 | 1.8223e-10 | -4.322e-09 | -4.0134e-09 | 4.2115e-09 | -9.7643e-08 | -9.5789e-08 | -1.7462e-10 | -2.4858e-09 | 2.664e-09 | 0 | 0 | 0 | 0 | 0 | 0 |  | 0.077096 | 1.5902 | 1.5364 | 0.077096 | 1.5902 | 1.5364 | -40.5605 | -146.6649 | 149.854 | -40.5605 | -146.6649 | 149.854
Line8_8_10 | 0 | 0 | 0 | 0 | 0 | 0 | 0 | 0 | 0 | 0 | 0 | 0 | 3.7049e-09 | 6.208e-08 | -5.7632e-08 | 1.8223e-10 | -4.322e-09 | -4.0134e-09 | 4.2115e-09 | -9.7643e-08 | -9.5789e-08 | -1.7462e-10 | -2.4858e-09 | 2.664e-09 | 0 | 0 | 0 | 0 | 0 | 0 |  | 0.077096 | 1.5902 | 1.5364 | 0.077096 | 1.5902 | 1.5364 | -40.5605 | -146.6649 | 149.854 | -40.5605 | -146.6649 | 149.854
Line9_3_11 | 0.039914 | 0.039914 | 0.039914 | 0.039915 | 0.039915 | 0.039915 | 0.0092178 | 0.0092178 | 0.0092178 | 0.0092179 | 0.0092179 | 0.0092179 | -0.0004639 | -0.0072452 | 0.0078927 | 0.0004792 | 0.0072606 | -0.0078775 | -0.00047816 | 0.012757 | 0.011811 | 0.0004941 | -0.012741 | -0.011795 | 93.5738 | 93.5738 | 93.5738 | -86.4262 | -86.4262 | -86.4262 |  | 0.072275 | 1.5916 | 1.5411 | 0.074671 | 1.5909 | 1.5388 | -40.5591 | -146.8317 | 149.8215 | -40.5495 | -146.749 | 149.8371

## LG_min_10
name | pf_ikss_a_from_ka | pf_ikss_b_from_ka | pf_ikss_c_from_ka | pf_ikss_a_to_ka | pf_ikss_b_to_ka | pf_ikss_c_to_ka | pf_skss_a_from_mw | pf_skss_b_from_mw | pf_skss_c_from_mw | pf_skss_a_to_mw | pf_skss_b_to_mw | pf_skss_c_to_mw | pf_p_a_from_mw | pf_p_b_from_mw | pf_p_c_from_mw | pf_p_a_to_mw | pf_p_b_to_mw | pf_p_c_to_mw | pf_q_a_from_mvar | pf_q_b_from_mvar | pf_q_c_from_mvar | pf_q_a_to_mvar | pf_q_b_to_mvar | pf_q_c_to_mvar | pf_ikss_a_from_degree | pf_ikss_b_from_degree | pf_ikss_c_from_degree | pf_ikss_a_to_degree | pf_ikss_b_to_degree | pf_ikss_c_to_degree | 3xI0 | pf_vm_a_from_pu | pf_vm_b_from_pu | pf_vm_c_from_pu | pf_vm_a_to_pu | pf_vm_b_to_pu | pf_vm_c_to_pu | pf_va_a_from_degree | pf_va_b_from_degree | pf_va_c_from_degree | pf_va_a_to_degree | pf_va_b_to_degree | pf_va_c_to_degree
Line0_1_2 | 0.037965 | 0.037965 | 0.037965 | 0.037966 | 0.037966 | 0.037966 | 0.0087677 | 0.0087677 | 0.0087677 | 0.0087678 | 0.0087678 | 0.0087678 | -0.00040267 | -0.0065584 | 0.0070857 | 0.00041651 | 0.0065723 | -0.0070719 | -0.00041804 | 0.011485 | 0.010684 | 0.00043246 | -0.011471 | -0.01067 | 93.3572 | 93.3572 | 93.3572 | -86.6428 | -86.6428 | -86.6428 |  | 0.066201 | 1.5084 | 1.4622 | 0.06848 | 1.5078 | 1.46 | -40.5695 | -146.9143 | 149.8059 | -40.5663 | -146.8312 | 149.8219
Line10_11_12 | 0.037814 | 0.037814 | 0.037814 | 0.037814 | 0.037814 | 0.037814 | 0.0087328 | 0.0087328 | 0.0087328 | 0.0087328 | 0.0087328 | 0.0087328 | -0.00043009 | -0.0065164 | 0.0070701 | 0.00044382 | 0.0065302 | -0.0070564 | -0.00044346 | 0.011435 | 0.010587 | 0.00045776 | -0.011421 | -0.010572 | 93.5738 | 93.5738 | 93.5738 | -86.4262 | -86.4262 | -86.4262 |  | 0.070741 | 1.5071 | 1.4578 | 0.073011 | 1.5065 | 1.4555 | -40.5495 | -146.749 | 149.8371 | -40.5404 | -146.6662 | 149.8528
Line11_12_13 | 0.037814 | 0.037814 | 0.037814 | 0.037815 | 0.037815 | 0.037815 | 0.0087328 | 0.0087328 | 0.0087328 | 0.0087329 | 0.0087329 | 0.0087329 | -0.00044382 | -0.0065302 | 0.0070564 | 0.00045755 | 0.006544 | -0.0070428 | -0.00045776 | 0.011421 | 0.010572 | 0.00047206 | -0.011407 | -0.010558 | 93.5737 | 93.5737 | 93.5737 | -86.4263 | -86.4263 | -86.4263 |  | 0.073011 | 1.5065 | 1.4555 | 0.07528 | 1.5059 | 1.4533 | -40.5404 | -146.6662 | 149.8528 | -40.5318 | -146.5833 | 149.8685
Line12_13_15 | 0 | 0 | 0 | 0 | 0 | 0 | 0 | 0 | 0 | 0 | 0 | 0 | 1.0277e-08 | 1.6663e-07 | -1.5504e-07 | -6.6834e-09 | -1.1496e-07 | 9.9777e-08 | 1.165e-08 | -2.6234e-07 | -2.5676e-07 | -7.9283e-09 | 1.7267e-07 | 1.7356e-07 | 0 | 0 | 0 | 0 | 0 | 0 |  | 0.07528 | 1.5059 | 1.4533 | 0.07528 | 1.5059 | 1.4533 | -40.5318 | -146.5833 | 149.8685 | -40.5318 | -146.5833 | 149.8685
Line13_13_14 | 0.037815 | 0.037815 | 0.037815 | 0.037816 | 0.037816 | 0.037816 | 0.0087331 | 0.0087331 | 0.0087331 | 0.0087332 | 0.0087332 | 0.0087332 | -0.00045756 | -0.0065442 | 0.0070429 | 0.00047129 | 0.0065579 | -0.0070292 | -0.00047207 | 0.011407 | 0.010558 | 0.00048638 | -0.011393 | -0.010544 | 93.5737 | 93.5737 | 93.5737 | -86.4263 | -86.4263 | -86.4263 |  | 0.07528 | 1.5059 | 1.4533 | 0.07755 | 1.5052 | 1.4511 | -40.5318 | -146.5833 | 149.8685 | -40.5238 | -146.5004 | 149.8842
Line14_15_16 | 0 | 0 | 0 | 0 | 0 | 0 | 0 | 0 | 0 | 0 | 0 | 0 | 6.8514e-09 | 1.1109e-07 | -1.0336e-07 | -3.2577e-09 | -5.9414e-08 | 4.8096e-08 | 7.7669e-09 | -1.7489e-07 | -1.7117e-07 | -4.0449e-09 | 8.5223e-08 | 8.7974e-08 | 0 | 0 | 0 | 0 | 0 | 0 |  | 0.07528 | 1.5059 | 1.4533 | 0.07528 | 1.5059 | 1.4533 | -40.5318 | -146.5833 | 149.8685 | -40.5318 | -146.5833 | 149.8685
Line15_16_17 | 0 | 0 | 0 | 0 | 0 | 0 | 0 | 0 | 0 | 0 | 0 | 0 | 3.4257e-09 | 5.5544e-08 | -5.1681e-08 | 1.6803e-10 | -3.8706e-09 | -3.5854e-09 | 3.8834e-09 | -8.7447e-08 | -8.5586e-08 | -1.6144e-10 | -2.2238e-09 | 2.3884e-09 | 0 | 0 | 0 | 0 | 0 | 0 |  | 0.07528 | 1.5059 | 1.4533 | 0.07528 | 1.5059 | 1.4533 | -40.5318 | -146.5833 | 149.8685 | -40.5318 | -146.5833 | 149.8685
Line16_4_18 | 0.34237 | 0 | 0 | 0.34237 | 0 | 0 | 0.079068 | 0 | 0 | 0.079068 | 0 | 0 | 0.0018755 | 5.7606e-08 | -5.1342e-08 | -2.1155e-16 | -3.846e-09 | -3.5348e-09 | 0.0019537 | -8.8084e-08 | -8.7636e-08 | 1.4803e-15 | -2.2014e-09 | 2.381e-09 | -86.7537 | 0 | 0 | 93.2463 | 0 | 0 |  | 0.034252 | 1.5059 | 1.4532 | 0 | 1.504 | 1.4465 | -40.5846 | -146.5799 | 149.8717 | 0 | -146.3291 | 149.9209
Line17_5_19 | 0 | 0 | 0 | 0 | 0 | 0 | 0 | 0 | 0 | 0 | 0 | 0 | 3.0129e-09 | 5.6245e-08 | -5.1851e-08 | 1.4988e-10 | -3.9044e-09 | -3.6528e-09 | 3.4635e-09 | -8.8197e-08 | -8.7142e-08 | -1.4208e-10 | -2.2533e-09 | 2.3985e-09 | 0 | 0 | 0 | 0 | 0 | 0 |  | 0.066201 | 1.5084 | 1.4622 | 0.066201 | 1.5084 | 1.4622 | -40.5695 | -146.9143 | 149.8059 | -40.5695 | -146.9143 | 149.8059
Line1_1_3 | 0.037813 | 0.037813 | 0.037813 | 0.037814 | 0.037814 | 0.037814 | 0.0087326 | 0.0087326 | 0.0087326 | 0.0087327 | 0.0087327 | 0.0087327 | -0.00040263 | -0.0064889 | 0.0070975 | 0.00041636 | 0.0065026 | -0.0070838 | -0.00041485 | 0.011463 | 0.010615 | 0.00042915 | -0.011449 | -0.010601 | 93.5738 | 93.5738 | 93.5738 | -86.4262 | -86.4262 | -86.4262 |  | 0.066201 | 1.5084 | 1.4622 | 0.068471 | 1.5078 | 1.46 | -40.5695 | -146.9143 | 149.8059 | -40.5591 | -146.8317 | 149.8215
Line2_1_4 | 0.30403 | 0.038348 | 0.038348 | 0.30403 | 0.038348 | 0.038348 | 0.070212 | 0.0088561 | 0.0088561 | 0.070212 | 0.0088561 | 0.0088561 | 0.0032213 | -0.0067343 | 0.0070543 | -0.0016671 | 0.0067901 | -0.0069986 | 0.0033509 | 0.011537 | 0.01086 | -0.0017332 | -0.011478 | -0.010801 | -86.6991 | 92.8135 | 92.8135 | 93.3009 | -87.1865 | -87.1865 |  | 0.066201 | 1.5084 | 1.4622 | 0.034252 | 1.5059 | 1.4532 | -40.5695 | -146.9143 | 149.8059 | -40.5846 | -146.5799 | 149.8717
Line3_1_5 | 0 | 0 | 0 | 0 | 0 | 0 | 0 | 0 | 0 | 0 | 0 | 0 | 6.0258e-09 | 1.1249e-07 | -1.037e-07 | -2.863e-09 | -6.015e-08 | 4.8198e-08 | 6.927e-09 | -1.7639e-07 | -1.7428e-07 | -3.6056e-09 | 8.5944e-08 | 8.9541e-08 | 0 | 0 | 0 | 0 | 0 | 0 |  | 0.066201 | 1.5084 | 1.4622 | 0.066201 | 1.5084 | 1.4622 | -40.5695 | -146.9143 | 149.8059 | -40.5695 | -146.9143 | 149.8059
Line4_2_6 | 0.037966 | 0.037966 | 0.037966 | 0.037966 | 0.037966 | 0.037966 | 0.0087678 | 0.0087678 | 0.0087678 | 0.0087679 | 0.0087679 | 0.0087679 | -0.00041651 | -0.0065723 | 0.0070719 | 0.00043035 | 0.0065862 | -0.0070581 | -0.00043246 | 0.011471 | 0.01067 | 0.00044688 | -0.011456 | -0.010656 | 93.3572 | 93.3572 | 93.3572 | -86.6428 | -86.6428 | -86.6428 |  | 0.06848 | 1.5078 | 1.46 | 0.070759 | 1.5071 | 1.4578 | -40.5663 | -146.8312 | 149.8219 | -40.5633 | -146.7481 | 149.8379
Line5_6_7 | 0.037966 | 0.037966 | 0.037966 | 0.037966 | 0.037966 | 0.037966 | 0.0087679 | 0.0087679 | 0.0087679 | 0.0087679 | 0.0087679 | 0.0087679 | -0.00043035 | -0.0065862 | 0.0070581 | 0.00044419 | 0.0066001 | -0.0070443 | -0.00044688 | 0.011456 | 0.010656 | 0.0004613 | -0.011442 | -0.010641 | 93.3572 | 93.3572 | 93.3572 | -86.6428 | -86.6428 | -86.6428 |  | 0.070759 | 1.5071 | 1.4578 | 0.073038 | 1.5065 | 1.4555 | -40.5633 | -146.7481 | 149.8379 | -40.5605 | -146.6649 | 149.854
Line6_7_8 | 0 | 0 | 0 | 0 | 0 | 0 | 0 | 0 | 0 | 0 | 0 | 0 | 9.9756e-09 | 1.6715e-07 | -1.5518e-07 | -6.4868e-09 | -1.1531e-07 | 9.9848e-08 | 1.134e-08 | -2.6291e-07 | -2.5791e-07 | -7.7164e-09 | 1.7304e-07 | 1.7433e-07 | 0 | 0 | 0 | 0 | 0 | 0 |  | 0.073038 | 1.5065 | 1.4555 | 0.073038 | 1.5065 | 1.4555 | -40.5605 | -146.6649 | 149.854 | -40.5605 | -146.6649 | 149.854
Line7_8_9 | 0 | 0 | 0 | 0 | 0 | 0 | 0 | 0 | 0 | 0 | 0 | 0 | 3.3252e-09 | 5.5717e-08 | -5.1725e-08 | 1.6355e-10 | -3.879e-09 | -3.6021e-09 | 3.7798e-09 | -8.7635e-08 | -8.5971e-08 | -1.5673e-10 | -2.2311e-09 | 2.391e-09 | 0 | 0 | 0 | 0 | 0 | 0 |  | 0.073038 | 1.5065 | 1.4555 | 0.073038 | 1.5065 | 1.4555 | -40.5605 | -146.6649 | 149.854 | -40.5605 | -146.6649 | 149.854
Line8_8_10 | 0 | 0 | 0 | 0 | 0 | 0 | 0 | 0 | 0 | 0 | 0 | 0 | 3.3252e-09 | 5.5717e-08 | -5.1725e-08 | 1.6355e-10 | -3.879e-09 | -3.6021e-09 | 3.7798e-09 | -8.7635e-08 | -8.5971e-08 | -1.5673e-10 | -2.2311e-09 | 2.391e-09 | 0 | 0 | 0 | 0 | 0 | 0 |  | 0.073038 | 1.5065 | 1.4555 | 0.073038 | 1.5065 | 1.4555 | -40.5605 | -146.6649 | 149.854 | -40.5605 | -146.6649 | 149.854
Line9_3_11 | 0.037814 | 0.037814 | 0.037814 | 0.037814 | 0.037814 | 0.037814 | 0.0087327 | 0.0087327 | 0.0087327 | 0.0087328 | 0.0087328 | 0.0087328 | -0.00041636 | -0.0065026 | 0.0070838 | 0.00043009 | 0.0065164 | -0.0070701 | -0.00042915 | 0.011449 | 0.010601 | 0.00044346 | -0.011435 | -0.010587 | 93.5738 | 93.5738 | 93.5738 | -86.4262 | -86.4262 | -86.4262 |  | 0.068471 | 1.5078 | 1.46 | 0.070741 | 1.5071 | 1.4578 | -40.5591 | -146.8317 | 149.8215 | -40.5495 | -146.749 | 149.8371

## LG_min_fault_6
name | pf_ikss_a_from_ka | pf_ikss_b_from_ka | pf_ikss_c_from_ka | pf_ikss_a_to_ka | pf_ikss_b_to_ka | pf_ikss_c_to_ka | pf_skss_a_from_mw | pf_skss_b_from_mw | pf_skss_c_from_mw | pf_skss_a_to_mw | pf_skss_b_to_mw | pf_skss_c_to_mw | pf_p_a_from_mw | pf_p_b_from_mw | pf_p_c_from_mw | pf_p_a_to_mw | pf_p_b_to_mw | pf_p_c_to_mw | pf_q_a_from_mvar | pf_q_b_from_mvar | pf_q_c_from_mvar | pf_q_a_to_mvar | pf_q_b_to_mvar | pf_q_c_to_mvar | pf_ikss_a_from_degree | pf_ikss_b_from_degree | pf_ikss_c_from_degree | pf_ikss_a_to_degree | pf_ikss_b_to_degree | pf_ikss_c_to_degree | 3xI0 | pf_vm_a_from_pu | pf_vm_b_from_pu | pf_vm_c_from_pu | pf_vm_a_to_pu | pf_vm_b_to_pu | pf_vm_c_to_pu | pf_va_a_from_degree | pf_va_b_from_degree | pf_va_c_from_degree | pf_va_a_to_degree | pf_va_b_to_degree | pf_va_c_to_degree
Line0_1_2 | 0.0032288 | 0.0032288 | 0.0032288 | 0.0032288 | 0.0032288 | 0.0032288 | 0.00074566 | 0.00074566 | 0.00074566 | 0.00074566 | 0.00074566 | 0.00074566 | -0.00047389 | -0.00021825 | 0.00069304 | 0.00047399 | 0.00021835 | -0.00069294 | -0.00047218 | 0.00072552 | -9.6021e-05 | 0.00047229 | -0.00072542 | 9.6126e-05 | 132.0353 | 132.0353 | 132.0353 | -47.9647 | -47.9647 | -47.9647 |  | 0.89716 | 1.0161 | 0.93831 | 0.89735 | 1.016 | 0.9382 | -3.0682 | -121.2226 | 124.1471 | -3.0679 | -121.2131 | 124.1376
Line10_11_12 | 0.0032159 | 0.0032159 | 0.0032159 | 0.0032159 | 0.0032159 | 0.0032159 | 0.00074268 | 0.00074268 | 0.00074268 | 0.00074269 | 0.00074269 | 0.00074269 | -0.00047397 | -0.00021484 | 0.00068971 | 0.00047407 | 0.00021495 | -0.00068962 | -0.00046872 | 0.00072324 | -9.8453e-05 | 0.00046882 | -0.00072314 | 9.8557e-05 | 132.2519 | 132.2518 | 132.2518 | -47.7481 | -47.7482 | -47.7482 |  | 0.89755 | 1.0159 | 0.93809 | 0.89774 | 1.0158 | 0.93797 | -3.0675 | -121.2037 | 124.128 | -3.0672 | -121.1942 | 124.1184
Line11_12_13 | 0.0032159 | 0.0032159 | 0.0032159 | 0.003216 | 0.003216 | 0.003216 | 0.00074269 | 0.00074269 | 0.00074269 | 0.00074269 | 0.00074269 | 0.00074269 | -0.00047407 | -0.00021495 | 0.00068962 | 0.00047418 | 0.00021505 | -0.00068952 | -0.00046882 | 0.00072314 | -9.8557e-05 | 0.00046893 | -0.00072304 | 9.8661e-05 | 132.2518 | 132.2518 | 132.2518 | -47.7482 | -47.7482 | -47.7482 |  | 0.89774 | 1.0158 | 0.93797 | 0.89793 | 1.0157 | 0.93786 | -3.0672 | -121.1942 | 124.1184 | -3.0669 | -121.1847 | 124.1088
Line12_13_15 | 0 | 0 | 0 | 0 | 0 | 0 | 0 | 0 | 0 | 0 | 0 | 0 | 1.0673e-08 | 5.8461e-09 | -1.6384e-08 | -6.9485e-09 | -4.1428e-09 | 1.0956e-08 | 1.1595e-08 | -1.6842e-08 | 1.5959e-09 | -7.8973e-09 | 1.1155e-08 | -8.2987e-10 | 0 | 0 | 0 | 0 | 0 | 0 |  | 0.89793 | 1.0157 | 0.93786 | 0.89793 | 1.0157 | 0.93786 | -3.0669 | -121.1847 | 124.1088 | -3.0669 | -121.1847 | 124.1088
Line13_13_14 | 0.003216 | 0.003216 | 0.003216 | 0.0032161 | 0.0032161 | 0.0032161 | 0.00074271 | 0.00074271 | 0.00074271 | 0.00074272 | 0.00074272 | 0.00074272 | -0.00047419 | -0.00021505 | 0.00068954 | 0.00047429 | 0.00021515 | -0.00068944 | -0.00046894 | 0.00072306 | -9.8663e-05 | 0.00046905 | -0.00072296 | 9.8767e-05 | 132.2517 | 132.2517 | 132.2517 | -47.7483 | -47.7483 | -47.7483 |  | 0.89793 | 1.0157 | 0.93786 | 0.89812 | 1.0156 | 0.93775 | -3.0669 | -121.1847 | 124.1088 | -3.0666 | -121.1753 | 124.0993
Line14_15_16 | 0 | 0 | 0 | 0 | 0 | 0 | 0 | 0 | 0 | 0 | 0 | 0 | 7.1154e-09 | 3.8974e-09 | -1.0923e-08 | -3.3908e-09 | -2.1941e-09 | 5.4947e-09 | 7.7299e-09 | -1.1228e-08 | 1.0639e-09 | -4.0323e-09 | 5.5408e-09 | -2.979e-10 | 0 | 0 | 0 | 0 | 0 | 0 |  | 0.89793 | 1.0157 | 0.93786 | 0.89793 | 1.0157 | 0.93786 | -3.0669 | -121.1847 | 124.1088 | -3.0669 | -121.1847 | 124.1088
Line15_16_17 | 0 | 0 | 0 | 0 | 0 | 0 | 0 | 0 | 0 | 0 | 0 | 0 | 3.5577e-09 | 1.9487e-09 | -5.4613e-09 | 1.6695e-10 | -2.4539e-10 | 3.3343e-11 | 3.865e-09 | -5.6139e-09 | 5.3197e-10 | -1.6734e-10 | -7.3151e-11 | 2.3408e-10 | 0 | 0 | 0 | 0 | 0 | 0 |  | 0.89793 | 1.0157 | 0.93786 | 0.89793 | 1.0157 | 0.93786 | -3.0669 | -121.1847 | 124.1088 | -3.0669 | -121.1847 | 124.1088
Line16_4_18 | 0.029117 | 0 | 0 | 0.029117 | 0 | 0 | 0.0067244 | 0 | 0 | 0.0067243 | 0 | 0 | 0.0042526 | 2.0551e-09 | -5.5549e-09 | -0.0042391 | -2.4423e-10 | 3.4655e-11 | 0.0042532 | -5.6766e-09 | 4.6698e-10 | -0.0042391 | -7.1332e-11 | 2.3235e-10 | -48.0756 | 0 | 0 | 131.9244 | 0 | 0 |  | 0.89444 | 1.0157 | 0.93785 | 0.89153 | 1.0154 | 0.93751 | -3.0718 | -121.1843 | 124.1087 | -3.0756 | -121.1556 | 124.08
Line17_5_19 | 0 | 0 | 0 | 0 | 0 | 0 | 0 | 0 | 0 | 0 | 0 | 0 | 3.5537e-09 | 2.0043e-09 | -5.512e-09 | 1.6934e-10 | -2.4695e-10 | 3.1652e-11 | 3.9196e-09 | -5.6473e-09 | 4.9098e-10 | -1.6727e-10 | -7.5516e-11 | 2.3637e-10 | 0 | 0 | 0 | 0 | 0 | 0 |  | 0.89716 | 1.0161 | 0.93831 | 0.89716 | 1.0161 | 0.93831 | -3.0682 | -121.2226 | 124.1471 | -3.0682 | -121.2226 | 124.1471
Line1_1_3 | 0.0032159 | 0.0032159 | 0.0032159 | 0.0032159 | 0.0032159 | 0.0032159 | 0.00074267 | 0.00074267 | 0.00074267 | 0.00074268 | 0.00074268 | 0.00074268 | -0.00047377 | -0.00021464 | 0.0006899 | 0.00047387 | 0.00021474 | -0.0006898 | -0.0004685 | 0.00072343 | -9.8245e-05 | 0.00046861 | -0.00072334 | 9.8349e-05 | 132.2519 | 132.2519 | 132.2519 | -47.7481 | -47.7481 | -47.7481 |  | 0.89716 | 1.0161 | 0.93831 | 0.89735 | 1.016 | 0.9382 | -3.0682 | -121.2226 | 124.1471 | -3.0679 | -121.2131 | 124.1376
Line2_1_4 | 0.025856 | 0.0032613 | 0.0032613 | 0.025856 | 0.0032613 | 0.0032613 | 0.0059712 | 0.00075317 | 0.00075317 | 0.0059712 | 0.00075318 | 0.00075318 | 0.0037912 | -0.00022739 | 0.00070091 | -0.0037799 | 0.0002278 | -0.00070051 | 0.0037849 | 0.00073071 | -9.0341e-05 | -0.0037732 | -0.00073029 | 9.0767e-05 | -48.021 | 131.4916 | 131.4916 | 131.979 | -48.5084 | -48.5084 |  | 0.89716 | 1.0161 | 0.93831 | 0.89444 | 1.0157 | 0.93785 | -3.0682 | -121.2226 | 124.1471 | -3.0718 | -121.1843 | 124.1087
Line3_1_5 | 0 | 0 | 0 | 0 | 0 | 0 | 0 | 0 | 0 | 0 | 0 | 0 | 7.1074e-09 | 4.0085e-09 | -1.1024e-08 | -3.3844e-09 | -2.2512e-09 | 5.5437e-09 | 7.8393e-09 | -1.1295e-08 | 9.8196e-10 | -4.0869e-09 | 5.5718e-09 | -2.5461e-10 | 0 | 0 | 0 | 0 | 0 | 0 |  | 0.89716 | 1.0161 | 0.93831 | 0.89716 | 1.0161 | 0.93831 | -3.0682 | -121.2226 | 124.1471 | -3.0682 | -121.2226 | 124.1471
Line4_2_6 | 0.0032288 | 0.0032288 | 0.0032288 | 0.0032288 | 0.0032288 | 0.0032288 | 0.00074566 | 0.00074566 | 0.00074566 | 0.00074567 | 0.00074567 | 0.00074567 | -0.00047399 | -0.00021835 | 0.00069294 | 0.0004741 | 0.00021845 | -0.00069285 | -0.00047229 | 0.00072542 | -9.6126e-05 | 0.0004724 | -0.00072533 | 9.6231e-05 | 132.0353 | 132.0353 | 132.0353 | -47.9647 | -47.9647 | -47.9647 |  | 0.89735 | 1.016 | 0.9382 | 0.89755 | 1.0159 | 0.93809 | -3.0679 | -121.2131 | 124.1376 | -3.0676 | -121.2035 | 124.128
Line5_6_7 | 0.0032288 | 0.0032288 | 0.0032288 | 0.0032289 | 0.0032289 | 0.0032289 | 0.00074567 | 0.00074567 | 0.00074567 | 0.00074567 | 0.00074567 | 0.00074567 | -0.0004741 | -0.00021845 | 0.00069285 | 0.0004742 | 0.00021855 | -0.00069275 | -0.0004724 | 0.00072533 | -9.6231e-05 | 0.0004725 | -0.00072523 | 9.6336e-05 | 132.0353 | 132.0353 | 132.0353 | -47.9647 | -47.9647 | -47.9647 |  | 0.89755 | 1.0159 | 0.93809 | 0.89774 | 1.0158 | 0.93797 | -3.0676 | -121.2035 | 124.128 | -3.0673 | -121.194 | 124.1184
Line6_7_8 | 0 | 0 | 0 | 0 | 0 | 0 | 0 | 0 | 0 | 0 | 0 | 0 | 1.0671e-08 | 5.8871e-09 | -1.6422e-08 | -6.9463e-09 | -4.1705e-09 | 1.0981e-08 | 1.1635e-08 | -1.6867e-08 | 1.566e-09 | -7.9243e-09 | 1.1171e-08 | -8.0932e-10 | 0 | 0 | 0 | 0 | 0 | 0 |  | 0.89774 | 1.0158 | 0.93797 | 0.89774 | 1.0158 | 0.93797 | -3.0673 | -121.194 | 124.1184 | -3.0673 | -121.194 | 124.1184
Line7_8_9 | 0 | 0 | 0 | 0 | 0 | 0 | 0 | 0 | 0 | 0 | 0 | 0 | 3.5569e-09 | 1.9624e-09 | -5.4739e-09 | 1.6754e-10 | -2.4578e-10 | 3.2932e-11 | 3.8785e-09 | -5.6223e-09 | 5.2198e-10 | -1.6733e-10 | -7.3731e-11 | 2.3465e-10 | 0 | 0 | 0 | 0 | 0 | 0 |  | 0.89774 | 1.0158 | 0.93797 | 0.89774 | 1.0158 | 0.93797 | -3.0673 | -121.194 | 124.1184 | -3.0673 | -121.194 | 124.1184
Line8_8_10 | 0 | 0 | 0 | 0 | 0 | 0 | 0 | 0 | 0 | 0 | 0 | 0 | 3.5569e-09 | 1.9624e-09 | -5.4739e-09 | 1.6754e-10 | -2.4578e-10 | 3.2932e-11 | 3.8785e-09 | -5.6223e-09 | 5.2198e-10 | -1.6733e-10 | -7.3731e-11 | 2.3465e-10 | 0 | 0 | 0 | 0 | 0 | 0 |  | 0.89774 | 1.0158 | 0.93797 | 0.89774 | 1.0158 | 0.93797 | -3.0673 | -121.194 | 124.1184 | -3.0673 | -121.194 | 124.1184
Line9_3_11 | 0.0032159 | 0.0032159 | 0.0032159 | 0.0032159 | 0.0032159 | 0.0032159 | 0.00074268 | 0.00074268 | 0.00074268 | 0.00074268 | 0.00074268 | 0.00074268 | -0.00047387 | -0.00021474 | 0.0006898 | 0.00047397 | 0.00021484 | -0.00068971 | -0.00046861 | 0.00072334 | -9.8349e-05 | 0.00046872 | -0.00072324 | 9.8453e-05 | 132.2519 | 132.2519 | 132.2519 | -47.7481 | -47.7481 | -47.7481 |  | 0.89735 | 1.016 | 0.9382 | 0.89755 | 1.0159 | 0.93809 | -3.0679 | -121.2131 | 124.1376 | -3.0675 | -121.2037 | 124.128

## LG_min_fault_10
name | pf_ikss_a_from_ka | pf_ikss_b_from_ka | pf_ikss_c_from_ka | pf_ikss_a_to_ka | pf_ikss_b_to_ka | pf_ikss_c_to_ka | pf_skss_a_from_mw | pf_skss_b_from_mw | pf_skss_c_from_mw | pf_skss_a_to_mw | pf_skss_b_to_mw | pf_skss_c_to_mw | pf_p_a_from_mw | pf_p_b_from_mw | pf_p_c_from_mw | pf_p_a_to_mw | pf_p_b_to_mw | pf_p_c_to_mw | pf_q_a_from_mvar | pf_q_b_from_mvar | pf_q_c_from_mvar | pf_q_a_to_mvar | pf_q_b_to_mvar | pf_q_c_to_mvar | pf_ikss_a_from_degree | pf_ikss_b_from_degree | pf_ikss_c_from_degree | pf_ikss_a_to_degree | pf_ikss_b_to_degree | pf_ikss_c_to_degree | 3xI0 | pf_vm_a_from_pu | pf_vm_b_from_pu | pf_vm_c_from_pu | pf_vm_a_to_pu | pf_vm_b_to_pu | pf_vm_c_to_pu | pf_va_a_from_degree | pf_va_b_from_degree | pf_va_c_from_degree | pf_va_a_to_degree | pf_va_b_to_degree | pf_va_c_to_degree
Line0_1_2 | 0.0030589 | 0.0030589 | 0.0030589 | 0.0030589 | 0.0030589 | 0.0030589 | 0.00070641 | 0.00070641 | 0.00070641 | 0.00070642 | 0.00070642 | 0.00070642 | -0.00042532 | -0.00019588 | 0.00062201 | 0.00042541 | 0.00019597 | -0.00062192 | -0.00042378 | 0.00065116 | -8.618e-05 | 0.00042388 | -0.00065107 | 8.6274e-05 | 132.0353 | 132.0353 | 132.0353 | -47.9647 | -47.9647 | -47.9647 |  | 0.84994 | 0.96259 | 0.88893 | 0.85012 | 0.9625 | 0.88882 | -3.0682 | -121.2226 | 124.1471 | -3.0679 | -121.2131 | 124.1376
Line10_11_12 | 0.0030466 | 0.0030466 | 0.0030466 | 0.0030467 | 0.0030467 | 0.0030467 | 0.00070359 | 0.00070359 | 0.00070359 | 0.0007036 | 0.0007036 | 0.0007036 | -0.00042539 | -0.00019282 | 0.00061902 | 0.00042548 | 0.00019291 | -0.00061893 | -0.00042068 | 0.00064911 | -8.8362e-05 | 0.00042077 | -0.00064902 | 8.8456e-05 | 132.2519 | 132.2518 | 132.2518 | -47.7481 | -47.7482 | -47.7482 |  | 0.85031 | 0.96241 | 0.88871 | 0.85049 | 0.96232 | 0.88861 | -3.0675 | -121.2037 | 124.128 | -3.0672 | -121.1942 | 124.1184
Line11_12_13 | 0.0030467 | 0.0030467 | 0.0030467 | 0.0030467 | 0.0030467 | 0.0030467 | 0.0007036 | 0.0007036 | 0.0007036 | 0.0007036 | 0.0007036 | 0.0007036 | -0.00042548 | -0.00019291 | 0.00061893 | 0.00042558 | 0.00019301 | -0.00061885 | -0.00042077 | 0.00064902 | -8.8456e-05 | 0.00042087 | -0.00064894 | 8.8549e-05 | 132.2518 | 132.2518 | 132.2518 | -47.7482 | -47.7482 | -47.7482 |  | 0.85049 | 0.96232 | 0.88861 | 0.85067 | 0.96223 | 0.8885 | -3.0672 | -121.1942 | 124.1184 | -3.0669 | -121.1847 | 124.1088
Line12_13_15 | 0 | 0 | 0 | 0 | 0 | 0 | 0 | 0 | 0 | 0 | 0 | 0 | 9.5792e-09 | 5.2469e-09 | -1.4705e-08 | -6.2363e-09 | -3.7182e-09 | 9.8331e-09 | 1.0406e-08 | -1.5116e-08 | 1.4323e-09 | -7.0878e-09 | 1.0011e-08 | -7.4481e-10 | 0 | 0 | 0 | 0 | 0 | 0 |  | 0.85067 | 0.96223 | 0.8885 | 0.85067 | 0.96223 | 0.8885 | -3.0669 | -121.1847 | 124.1088 | -3.0669 | -121.1847 | 124.1088
Line13_13_14 | 0.0030468 | 0.0030468 | 0.0030468 | 0.0030468 | 0.0030468 | 0.0030468 | 0.00070362 | 0.00070362 | 0.00070362 | 0.00070363 | 0.00070363 | 0.00070363 | -0.00042559 | -0.00019301 | 0.00061886 | 0.00042568 | 0.0001931 | -0.00061878 | -0.00042088 | 0.00064895 | -8.855e-05 | 0.00042098 | -0.00064886 | 8.8644e-05 | 132.2517 | 132.2517 | 132.2517 | -47.7483 | -47.7483 | -47.7483 |  | 0.85067 | 0.96223 | 0.8885 | 0.85085 | 0.96214 | 0.88839 | -3.0669 | -121.1847 | 124.1088 | -3.0666 | -121.1753 | 124.0993
Line14_15_16 | 0 | 0 | 0 | 0 | 0 | 0 | 0 | 0 | 0 | 0 | 0 | 0 | 6.3861e-09 | 3.498e-09 | -9.8032e-09 | -3.0432e-09 | -1.9692e-09 | 4.9315e-09 | 6.9376e-09 | -1.0077e-08 | 9.549e-10 | -3.619e-09 | 4.9729e-09 | -2.6736e-10 | 0 | 0 | 0 | 0 | 0 | 0 |  | 0.85067 | 0.96223 | 0.8885 | 0.85067 | 0.96223 | 0.8885 | -3.0669 | -121.1847 | 124.1088 | -3.0669 | -121.1847 | 124.1088
Line15_16_17 | 0 | 0 | 0 | 0 | 0 | 0 | 0 | 0 | 0 | 0 | 0 | 0 | 3.1931e-09 | 1.749e-09 | -4.9016e-09 | 1.4984e-10 | -2.2024e-10 | 2.9926e-11 | 3.4688e-09 | -5.0385e-09 | 4.7745e-10 | -1.5019e-10 | -6.5653e-11 | 2.1009e-10 | 0 | 0 | 0 | 0 | 0 | 0 |  | 0.85067 | 0.96223 | 0.8885 | 0.85067 | 0.96223 | 0.8885 | -3.0669 | -121.1847 | 124.1088 | -3.0669 | -121.1847 | 124.1088
Line16_4_18 | 0.027585 | 0 | 0 | 0.027585 | 0 | 0 | 0.0063704 | 0 | 0 | 0.0063704 | 0 | 0 | 0.0038168 | 1.8445e-09 | -4.9856e-09 | -0.0038046 | -2.192e-10 | 3.1103e-11 | 0.0038173 | -5.0948e-09 | 4.1912e-10 | -0.0038046 | -6.4021e-11 | 2.0853e-10 | -48.0756 | 0 | 0 | 131.9244 | 0 | 0 |  | 0.84737 | 0.96223 | 0.88849 | 0.84461 | 0.96196 | 0.88817 | -3.0718 | -121.1843 | 124.1087 | -3.0756 | -121.1556 | 124.08
Line17_5_19 | 0 | 0 | 0 | 0 | 0 | 0 | 0 | 0 | 0 | 0 | 0 | 0 | 3.1895e-09 | 1.7988e-09 | -4.9471e-09 | 1.5199e-10 | -2.2164e-10 | 2.8408e-11 | 3.5179e-09 | -5.0685e-09 | 4.4066e-10 | -1.5012e-10 | -6.7776e-11 | 2.1214e-10 | 0 | 0 | 0 | 0 | 0 | 0 |  | 0.84994 | 0.96259 | 0.88893 | 0.84994 | 0.96259 | 0.88893 | -3.0682 | -121.2226 | 124.1471 | -3.0682 | -121.2226 | 124.1471
Line1_1_3 | 0.0030466 | 0.0030466 | 0.0030466 | 0.0030466 | 0.0030466 | 0.0030466 | 0.00070358 | 0.00070358 | 0.00070358 | 0.00070359 | 0.00070359 | 0.00070359 | -0.00042521 | -0.00019264 | 0.00061919 | 0.0004253 | 0.00019273 | -0.0006191 | -0.00042048 | 0.00064929 | -8.8176e-05 | 0.00042058 | -0.0006492 | 8.8269e-05 | 132.2519 | 132.2519 | 132.2519 | -47.7481 | -47.7481 | -47.7481 |  | 0.84994 | 0.96259 | 0.88893 | 0.85012 | 0.9625 | 0.88882 | -3.0682 | -121.2226 | 124.1471 | -3.0679 | -121.2131 | 124.1376
Line2_1_4 | 0.024495 | 0.0030897 | 0.0030897 | 0.024495 | 0.0030897 | 0.0030897 | 0.0056569 | 0.00071353 | 0.00071353 | 0.0056569 | 0.00071353 | 0.00071353 | 0.0034026 | -0.00020409 | 0.00062907 | -0.0033925 | 0.00020445 | -0.00062871 | 0.003397 | 0.00065582 | -8.1082e-05 | -0.0033865 | -0.00065544 | 8.1464e-05 | -48.021 | 131.4916 | 131.4916 | 131.979 | -48.5084 | -48.5084 |  | 0.84994 | 0.96259 | 0.88893 | 0.84737 | 0.96223 | 0.88849 | -3.0682 | -121.2226 | 124.1471 | -3.0718 | -121.1843 | 124.1087
Line3_1_5 | 0 | 0 | 0 | 0 | 0 | 0 | 0 | 0 | 0 | 0 | 0 | 0 | 6.379e-09 | 3.5977e-09 | -9.8942e-09 | -3.0375e-09 | -2.0205e-09 | 4.9755e-09 | 7.0358e-09 | -1.0137e-08 | 8.8131e-10 | -3.668e-09 | 5.0007e-09 | -2.2851e-10 | 0 | 0 | 0 | 0 | 0 | 0 |  | 0.84994 | 0.96259 | 0.88893 | 0.84994 | 0.96259 | 0.88893 | -3.0682 | -121.2226 | 124.1471 | -3.0682 | -121.2226 | 124.1471
Line4_2_6 | 0.0030589 | 0.0030589 | 0.0030589 | 0.0030589 | 0.0030589 | 0.0030589 | 0.00070642 | 0.00070642 | 0.00070642 | 0.00070642 | 0.00070642 | 0.00070642 | -0.00042541 | -0.00019597 | 0.00062192 | 0.0004255 | 0.00019606 | -0.00062184 | -0.00042388 | 0.00065107 | -8.6274e-05 | 0.00042398 | -0.00065098 | 8.6368e-05 | 132.0353 | 132.0353 | 132.0353 | -47.9647 | -47.9647 | -47.9647 |  | 0.85012 | 0.9625 | 0.88882 | 0.85031 | 0.96241 | 0.88871 | -3.0679 | -121.2131 | 124.1376 | -3.0676 | -121.2035 | 124.128
Line5_6_7 | 0.0030589 | 0.0030589 | 0.0030589 | 0.0030589 | 0.0030589 | 0.0030589 | 0.00070642 | 0.00070642 | 0.00070642 | 0.00070643 | 0.00070643 | 0.00070643 | -0.0004255 | -0.00019606 | 0.00062184 | 0.0004256 | 0.00019615 | -0.00062175 | -0.00042398 | 0.00065098 | -8.6368e-05 | 0.00042408 | -0.0006509 | 8.6462e-05 | 132.0353 | 132.0353 | 132.0353 | -47.9647 | -47.9647 | -47.9647 |  | 0.85031 | 0.96241 | 0.88871 | 0.85049 | 0.96232 | 0.8886 | -3.0676 | -121.2035 | 124.128 | -3.0673 | -121.194 | 124.1184
Line6_7_8 | 0 | 0 | 0 | 0 | 0 | 0 | 0 | 0 | 0 | 0 | 0 | 0 | 9.577e-09 | 5.2837e-09 | -1.4739e-08 | -6.2343e-09 | -3.743e-09 | 9.8554e-09 | 1.0443e-08 | -1.5138e-08 | 1.4055e-09 | -7.1121e-09 | 1.0026e-08 | -7.2637e-10 | 0 | 0 | 0 | 0 | 0 | 0 |  | 0.85049 | 0.96232 | 0.8886 | 0.85049 | 0.96232 | 0.8886 | -3.0673 | -121.194 | 124.1184 | -3.0673 | -121.194 | 124.1184
Line7_8_9 | 0 | 0 | 0 | 0 | 0 | 0 | 0 | 0 | 0 | 0 | 0 | 0 | 3.1923e-09 | 1.7612e-09 | -4.9129e-09 | 1.5037e-10 | -2.2059e-10 | 2.9556e-11 | 3.4809e-09 | -5.0461e-09 | 4.6848e-10 | -1.5018e-10 | -6.6174e-11 | 2.106e-10 | 0 | 0 | 0 | 0 | 0 | 0 |  | 0.85049 | 0.96232 | 0.8886 | 0.85049 | 0.96232 | 0.8886 | -3.0673 | -121.194 | 124.1184 | -3.0673 | -121.194 | 124.1184
Line8_8_10 | 0 | 0 | 0 | 0 | 0 | 0 | 0 | 0 | 0 | 0 | 0 | 0 | 3.1923e-09 | 1.7612e-09 | -4.9129e-09 | 1.5037e-10 | -2.2059e-10 | 2.9556e-11 | 3.4809e-09 | -5.0461e-09 | 4.6848e-10 | -1.5018e-10 | -6.6174e-11 | 2.106e-10 | 0 | 0 | 0 | 0 | 0 | 0 |  | 0.85049 | 0.96232 | 0.8886 | 0.85049 | 0.96232 | 0.8886 | -3.0673 | -121.194 | 124.1184 | -3.0673 | -121.194 | 124.1184
Line9_3_11 | 0.0030466 | 0.0030466 | 0.0030466 | 0.0030466 | 0.0030466 | 0.0030466 | 0.00070359 | 0.00070359 | 0.00070359 | 0.00070359 | 0.00070359 | 0.00070359 | -0.0004253 | -0.00019273 | 0.0006191 | 0.00042539 | 0.00019282 | -0.00061902 | -0.00042058 | 0.0006492 | -8.8269e-05 | 0.00042068 | -0.00064911 | 8.8363e-05 | 132.2519 | 132.2519 | 132.2519 | -47.7481 | -47.7481 | -47.7481 |  | 0.85012 | 0.9625 | 0.88882 | 0.85031 | 0.96241 | 0.88871 | -3.0679 | -121.2131 | 124.1376 | -3.0675 | -121.2037 | 124.128

## LLG_max_6
name | pf_ikss_a_from_ka | pf_ikss_b_from_ka | pf_ikss_c_from_ka | pf_ikss_a_to_ka | pf_ikss_b_to_ka | pf_ikss_c_to_ka | pf_skss_a_from_mw | pf_skss_b_from_mw | pf_skss_c_from_mw | pf_skss_a_to_mw | pf_skss_b_to_mw | pf_skss_c_to_mw | pf_p_a_from_mw | pf_p_b_from_mw | pf_p_c_from_mw | pf_p_a_to_mw | pf_p_b_to_mw | pf_p_c_to_mw | pf_q_a_from_mvar | pf_q_b_from_mvar | pf_q_c_from_mvar | pf_q_a_to_mvar | pf_q_b_to_mvar | pf_q_c_to_mvar | pf_ikss_a_from_degree | pf_ikss_b_from_degree | pf_ikss_c_from_degree | pf_ikss_a_to_degree | pf_ikss_b_to_degree | pf_ikss_c_to_degree | 3xI0 | pf_vm_a_from_pu | pf_vm_b_from_pu | pf_vm_c_from_pu | pf_vm_a_to_pu | pf_vm_b_to_pu | pf_vm_c_to_pu | pf_va_a_from_degree | pf_va_b_from_degree | pf_va_c_from_degree | pf_va_a_to_degree | pf_va_b_to_degree | pf_va_c_to_degree
Line0_1_2 | 0.023425 | 0.023425 | 0.023425 | 0.023426 | 0.023426 | 0.023426 | 0.0054099 | 0.0054099 | 0.0054099 | 0.0054099 | 0.0054099 | 0.0054099 | 8.5229e-05 | 0.003224 | -0.0032846 | -8.2486e-05 | -0.0032213 | 0.0032873 | 0.0084018 | -0.00053103 | 0.0004102 | -0.0083964 | 0.00053653 | -0.00040471 | -89.1907 | -89.1907 | -89.1906 | 90.8093 | 90.8093 | 90.8094 |  | 1.5531 | 0.60399 | 0.61186 | 1.5521 | 0.60365 | 0.61224 | 0.22815 | -98.5439 | 83.6908 | 0.24649 | -98.6467 | 83.7909
Line10_11_12 | 0.023332 | 0.023332 | 0.023332 | 0.023333 | 0.023333 | 0.023333 | 0.0053884 | 0.0053884 | 0.0053884 | 0.0053884 | 0.0053884 | 0.0053884 | 9.5918e-05 | 0.0032048 | -0.0032762 | -9.3197e-05 | -0.0032021 | 0.0032789 | 0.0083574 | -0.00054613 | 0.00040412 | -0.0083521 | 0.00055158 | -0.00039868 | -89.0779 | -89.0779 | -89.0779 | 90.9221 | 90.9221 | 90.9221 |  | 1.5511 | 0.60333 | 0.61261 | 1.5501 | 0.603 | 0.61299 | 0.26456 | -98.749 | 83.8902 | 0.28281 | -98.8517 | 83.9897
Line11_12_13 | 0.023333 | 0.023333 | 0.023333 | 0.023333 | 0.023333 | 0.023333 | 0.0053884 | 0.0053884 | 0.0053884 | 0.0053885 | 0.0053885 | 0.0053885 | 9.3194e-05 | 0.0032021 | -0.0032789 | -9.0472e-05 | -0.0031994 | 0.0032817 | 0.0083521 | -0.00055158 | 0.00039868 | -0.0083467 | 0.00055703 | -0.00039324 | -89.0779 | -89.0779 | -89.0779 | 90.9221 | 90.9221 | 90.9221 |  | 1.5501 | 0.603 | 0.61299 | 1.5491 | 0.60268 | 0.61337 | 0.28281 | -98.8517 | 83.9897 | 0.30107 | -98.9545 | 84.089
Line12_13_15 | 0 | 0 | 0 | 0 | 0 | 0 | 0 | 0 | 0 | 0 | 0 | 0 | 6.5654e-09 | -7.8051e-08 | 7.5889e-08 | -7.2118e-09 | 5.2868e-08 | -5.006e-08 | -1.9716e-07 | 1.0576e-08 | -5.0515e-09 | 1.3147e-07 | -6.2175e-09 | 1.9826e-09 | 0 | 0 | 0 | 0 | 0 | 0 |  | 1.5491 | 0.60268 | 0.61337 | 1.5491 | 0.60268 | 0.61337 | 0.30107 | -98.9545 | 84.089 | 0.30107 | -98.9545 | 84.089
Line13_13_14 | 0.023333 | 0.023333 | 0.023333 | 0.023334 | 0.023334 | 0.023334 | 0.0053886 | 0.0053886 | 0.0053886 | 0.0053886 | 0.0053886 | 0.0053887 | 9.0463e-05 | 0.0031994 | -0.0032817 | -8.7741e-05 | -0.0031968 | 0.0032845 | 0.0083469 | -0.00055704 | 0.00039324 | -0.0083415 | 0.00056249 | -0.0003878 | -89.078 | -89.078 | -89.078 | 90.922 | 90.922 | 90.922 |  | 1.5491 | 0.60268 | 0.61337 | 1.5481 | 0.60235 | 0.61375 | 0.30107 | -98.9545 | 84.089 | 0.31936 | -99.0574 | 84.1883
Line14_15_16 | 0 | 0 | 0 | 0 | 0 | 0 | 0 | 0 | 0 | 0 | 0 | 0 | 4.377e-09 | -5.2034e-08 | 5.0593e-08 | -5.0233e-09 | 2.6851e-08 | -2.4763e-08 | -1.3144e-07 | 7.0508e-09 | -3.3677e-09 | 6.5751e-08 | -2.6921e-09 | 2.9877e-10 | 0 | 0 | 0 | 0 | 0 | 0 |  | 1.5491 | 0.60268 | 0.61337 | 1.5491 | 0.60268 | 0.61337 | 0.30107 | -98.9545 | 84.089 | 0.30107 | -98.9545 | 84.089
Line15_16_17 | 0 | 0 | 0 | 0 | 0 | 0 | 0 | 0 | 0 | 0 | 0 | 0 | 2.1885e-09 | -2.6017e-08 | 2.5296e-08 | -2.8348e-09 | 8.3373e-10 | 5.3314e-10 | -6.572e-08 | 3.5254e-09 | -1.6838e-09 | 3.1339e-11 | 8.3324e-10 | -1.3851e-09 | 0 | 0 | 0 | 0 | 0 | 0 |  | 1.5491 | 0.60268 | 0.61337 | 1.5491 | 0.60268 | 0.61337 | 0.30107 | -98.9545 | 84.089 | 0.30107 | -98.9545 | 84.089
Line16_4_18 | 0 | 3.107 | 3.1736 | 0 | 3.107 | 3.1736 | 0 | 0.71753 | 0.73292 | 0 | 0.71753 | 0.73292 | 2.655e-09 | 0.094749 | 0.10243 | -2.8117e-09 | 1.0334e-13 | 3.1178e-14 | -6.6717e-08 | 0.19474 | 0.19962 | 3.7178e-11 | 2.2134e-14 | -1.9608e-14 | 0 | -162.7029 | 20.9555 | 0 | 17.2971 | -159.0445 |  | 1.5491 | 0.30182 | 0.30612 | 1.546 | 0 | 0 | 0.30226 | -98.6476 | 83.7917 | 0.35787 | 0 | 0
Line17_5_19 | 0 | 0 | 0 | 0 | 0 | 0 | 0 | 0 | 0 | 0 | 0 | 0 | 2.39e-09 | -2.6314e-08 | 2.5437e-08 | -2.8654e-09 | 8.266e-10 | 5.2557e-10 | -6.6413e-08 | 3.2694e-09 | -1.7688e-09 | 2.3812e-11 | 8.5059e-10 | -1.3949e-09 | 0 | 0 | 0 | 0 | 0 | 0 |  | 1.5531 | 0.60399 | 0.61186 | 1.5531 | 0.60399 | 0.61186 | 0.22815 | -98.5439 | 83.6908 | 0.22815 | -98.5439 | 83.6908
Line1_1_3 | 0.023332 | 0.023332 | 0.023332 | 0.023332 | 0.023332 | 0.023332 | 0.0053883 | 0.0053883 | 0.0053883 | 0.0053884 | 0.0053883 | 0.0053884 | 0.00010137 | 0.0032102 | -0.0032707 | -9.8645e-05 | -0.0032075 | 0.0032734 | 0.0083682 | -0.00053524 | 0.000415 | -0.0083628 | 0.00054069 | -0.00040956 | -89.0778 | -89.0779 | -89.0778 | 90.9222 | 90.9221 | 90.9222 |  | 1.5531 | 0.60399 | 0.61186 | 1.5521 | 0.60366 | 0.61224 | 0.22815 | -98.5439 | 83.6908 | 0.24634 | -98.6464 | 83.7905
Line2_1_4 | 0.023661 | 3.1139 | 3.1654 | 0.023661 | 3.1139 | 3.1654 | 0.0054642 | 0.71913 | 0.73103 | 0.0054642 | 0.71913 | 0.73103 | 4.4129e-05 | 0.19216 | 0.20211 | -3.3066e-05 | -0.096377 | -0.10077 | 0.0084865 | 0.38952 | 0.39902 | -0.0084643 | -0.19448 | -0.19981 | -89.4739 | -162.2861 | 20.5542 | 90.5261 | 17.7139 | -159.4458 |  | 1.5531 | 0.60399 | 0.61186 | 1.5491 | 0.30182 | 0.30612 | 0.22815 | -98.5439 | 83.6908 | 0.30226 | -98.6476 | 83.7917
Line3_1_5 | 0 | 0 | 0 | 0 | 0 | 0 | 0 | 0 | 0 | 0 | 0 | 0 | 4.7801e-09 | -5.2628e-08 | 5.0874e-08 | -5.2554e-09 | 2.714e-08 | -2.4911e-08 | -1.3283e-07 | 6.5387e-09 | -3.5376e-09 | 6.6437e-08 | -2.4188e-09 | 3.7392e-10 | 0 | 0 | 0 | 0 | 0 | 0 |  | 1.5531 | 0.60399 | 0.61186 | 1.5531 | 0.60399 | 0.61186 | 0.22815 | -98.5439 | 83.6908 | 0.22815 | -98.5439 | 83.6908
Line4_2_6 | 0.023426 | 0.023426 | 0.023426 | 0.023426 | 0.023426 | 0.023426 | 0.0054099 | 0.0054099 | 0.0054099 | 0.0054099 | 0.0054099 | 0.00541 | 8.2483e-05 | 0.0032213 | -0.0032873 | -7.9739e-05 | -0.0032186 | 0.0032901 | 0.0083964 | -0.00053652 | 0.00040471 | -0.008391 | 0.00054202 | -0.00039923 | -89.1907 | -89.1907 | -89.1907 | 90.8093 | 90.8093 | 90.8093 |  | 1.5521 | 0.60365 | 0.61224 | 1.5511 | 0.60332 | 0.61262 | 0.24649 | -98.6467 | 83.7909 | 0.26486 | -98.7497 | 83.8908
Line5_6_7 | 0.023426 | 0.023426 | 0.023426 | 0.023426 | 0.023426 | 0.023426 | 0.0054099 | 0.0054099 | 0.00541 | 0.00541 | 0.00541 | 0.00541 | 7.9737e-05 | 0.0032186 | -0.0032901 | -7.6993e-05 | -0.0032159 | 0.0032929 | 0.008391 | -0.00054202 | 0.00039923 | -0.0083856 | 0.00054751 | -0.00039374 | -89.1907 | -89.1907 | -89.1907 | 90.8093 | 90.8093 | 90.8093 |  | 1.5511 | 0.60332 | 0.61262 | 1.5501 | 0.60299 | 0.613 | 0.26486 | -98.7497 | 83.8908 | 0.28325 | -98.8527 | 83.9906
Line6_7_8 | 0 | 0 | 0 | 0 | 0 | 0 | 0 | 0 | 0 | 0 | 0 | 0 | 6.7132e-09 | -7.8271e-08 | 7.5995e-08 | -7.3179e-09 | 5.3012e-08 | -5.0132e-08 | -1.9767e-07 | 1.0388e-08 | -5.1148e-09 | 1.3181e-07 | -6.0878e-09 | 2.0224e-09 | 0 | 0 | 0 | 0 | 0 | 0 |  | 1.5501 | 0.60299 | 0.613 | 1.5501 | 0.60299 | 0.613 | 0.28325 | -98.8527 | 83.9906 | 0.28325 | -98.8527 | 83.9906
Line7_8_9 | 0 | 0 | 0 | 0 | 0 | 0 | 0 | 0 | 0 | 0 | 0 | 0 | 2.2377e-09 | -2.609e-08 | 2.5332e-08 | -2.8424e-09 | 8.3198e-10 | 5.3127e-10 | -6.5891e-08 | 3.4627e-09 | -1.7049e-09 | 2.9502e-11 | 8.3752e-10 | -1.3875e-09 | 0 | 0 | 0 | 0 | 0 | 0 |  | 1.5501 | 0.60299 | 0.613 | 1.5501 | 0.60299 | 0.613 | 0.28325 | -98.8527 | 83.9906 | 0.28325 | -98.8527 | 83.9906
Line8_8_10 | 0 | 0 | 0 | 0 | 0 | 0 | 0 | 0 | 0 | 0 | 0 | 0 | 2.2377e-09 | -2.609e-08 | 2.5332e-08 | -2.8424e-09 | 8.3198e-10 | 5.3127e-10 | -6.5891e-08 | 3.4627e-09 | -1.7049e-09 | 2.9503e-11 | 8.3752e-10 | -1.3875e-09 | 0 | 0 | 0 | 0 | 0 | 0 |  | 1.5501 | 0.60299 | 0.613 | 1.5501 | 0.60299 | 0.613 | 0.28325 | -98.8527 | 83.9906 | 0.28325 | -98.8527 | 83.9906
Line9_3_11 | 0.023332 | 0.023332 | 0.023332 | 0.023332 | 0.023332 | 0.023332 | 0.0053884 | 0.0053883 | 0.0053884 | 0.0053884 | 0.0053884 | 0.0053884 | 9.8642e-05 | 0.0032075 | -0.0032734 | -9.5921e-05 | -0.0032048 | 0.0032762 | 0.0083628 | -0.00054069 | 0.00040956 | -0.0083574 | 0.00054614 | -0.00040412 | -89.0779 | -89.0779 | -89.0778 | 90.9221 | 90.9221 | 90.9222 |  | 1.5521 | 0.60366 | 0.61224 | 1.5511 | 0.60333 | 0.61261 | 0.24634 | -98.6464 | 83.7905 | 0.26456 | -98.749 | 83.8902

## LLG_max_10
name | pf_ikss_a_from_ka | pf_ikss_b_from_ka | pf_ikss_c_from_ka | pf_ikss_a_to_ka | pf_ikss_b_to_ka | pf_ikss_c_to_ka | pf_skss_a_from_mw | pf_skss_b_from_mw | pf_skss_c_from_mw | pf_skss_a_to_mw | pf_skss_b_to_mw | pf_skss_c_to_mw | pf_p_a_from_mw | pf_p_b_from_mw | pf_p_c_from_mw | pf_p_a_to_mw | pf_p_b_to_mw | pf_p_c_to_mw | pf_q_a_from_mvar | pf_q_b_from_mvar | pf_q_c_from_mvar | pf_q_a_to_mvar | pf_q_b_to_mvar | pf_q_c_to_mvar | pf_ikss_a_from_degree | pf_ikss_b_from_degree | pf_ikss_c_from_degree | pf_ikss_a_to_degree | pf_ikss_b_to_degree | pf_ikss_c_to_degree | 3xI0 | pf_vm_a_from_pu | pf_vm_b_from_pu | pf_vm_c_from_pu | pf_vm_a_to_pu | pf_vm_b_to_pu | pf_vm_c_to_pu | pf_va_a_from_degree | pf_va_b_from_degree | pf_va_c_from_degree | pf_va_a_to_degree | pf_va_b_to_degree | pf_va_c_to_degree
Line0_1_2 | 0.024533 | 0.024533 | 0.024533 | 0.024533 | 0.024533 | 0.024533 | 0.0056657 | 0.0056657 | 0.0056657 | 0.0056657 | 0.0056657 | 0.0056657 | 9.348e-05 | 0.0034792 | -0.0035456 | -9.0471e-05 | -0.0034762 | 0.0035486 | 0.0092152 | -0.0005887 | 0.00045616 | -0.0092093 | 0.00059472 | -0.00045015 | -89.1894 | -89.1894 | -89.1894 | 90.8106 | 90.8106 | 90.8106 |  | 1.6266 | 0.62281 | 0.63096 | 1.6255 | 0.62247 | 0.63135 | 0.22944 | -98.7932 | 83.4794 | 0.24778 | -98.8977 | 83.5812
Line10_11_12 | 0.024436 | 0.024436 | 0.024436 | 0.024436 | 0.024436 | 0.024436 | 0.0056432 | 0.0056432 | 0.0056432 | 0.0056432 | 0.0056432 | 0.0056432 | 0.0001052 | 0.0034582 | -0.0035366 | -0.00010222 | -0.0034553 | 0.0035396 | 0.0091665 | -0.00060512 | 0.00044936 | -0.0091606 | 0.0006111 | -0.00044339 | -89.0766 | -89.0766 | -89.0766 | 90.9234 | 90.9234 | 90.9234 |  | 1.6245 | 0.62213 | 0.63173 | 1.6234 | 0.62179 | 0.63213 | 0.26585 | -99.0017 | 83.6822 | 0.28409 | -99.1062 | 83.7834
Line11_12_13 | 0.024436 | 0.024436 | 0.024436 | 0.024436 | 0.024436 | 0.024436 | 0.0056432 | 0.0056432 | 0.0056432 | 0.0056433 | 0.0056433 | 0.0056433 | 0.00010222 | 0.0034553 | -0.0035396 | -9.9231e-05 | -0.0034523 | 0.0035426 | 0.0091606 | -0.0006111 | 0.00044339 | -0.0091547 | 0.00061707 | -0.00043742 | -89.0766 | -89.0766 | -89.0766 | 90.9234 | 90.9234 | 90.9234 |  | 1.6234 | 0.62179 | 0.63213 | 1.6223 | 0.62146 | 0.63252 | 0.28409 | -99.1062 | 83.7834 | 0.30236 | -99.2107 | 83.8844
Line12_13_15 | 0 | 0 | 0 | 0 | 0 | 0 | 0 | 0 | 0 | 0 | 0 | 0 | 7.1947e-09 | -8.4305e-08 | 8.1868e-08 | -7.9037e-09 | 5.7131e-08 | -5.3985e-08 | -2.1625e-07 | 1.1819e-08 | -5.7327e-09 | 1.442e-07 | -6.9894e-09 | 2.3181e-09 | 0 | 0 | 0 | 0 | 0 | 0 |  | 1.6223 | 0.62146 | 0.63252 | 1.6223 | 0.62146 | 0.63252 | 0.30236 | -99.2107 | 83.8844 | 0.30236 | -99.2107 | 83.8844
Line13_13_14 | 0.024437 | 0.024437 | 0.024437 | 0.024437 | 0.024437 | 0.024437 | 0.0056434 | 0.0056434 | 0.0056434 | 0.0056435 | 0.0056435 | 0.0056435 | 9.922e-05 | 0.0034524 | -0.0035427 | -9.6235e-05 | -0.0034495 | 0.0035457 | 0.0091549 | -0.00061708 | 0.00043743 | -0.009149 | 0.00062306 | -0.00043146 | -89.0767 | -89.0767 | -89.0767 | 90.9233 | 90.9233 | 90.9233 |  | 1.6223 | 0.62146 | 0.63252 | 1.6213 | 0.62112 | 0.63292 | 0.30236 | -99.2107 | 83.8844 | 0.32065 | -99.3154 | 83.9854
Line14_15_16 | 0 | 0 | 0 | 0 | 0 | 0 | 0 | 0 | 0 | 0 | 0 | 0 | 4.7965e-09 | -5.6204e-08 | 5.4579e-08 | -5.5054e-09 | 2.9029e-08 | -2.6696e-08 | -1.4416e-07 | 7.879e-09 | -3.8218e-09 | 7.2117e-08 | -3.0499e-09 | 4.072e-10 | 0 | 0 | 0 | 0 | 0 | 0 |  | 1.6223 | 0.62146 | 0.63252 | 1.6223 | 0.62146 | 0.63252 | 0.30236 | -99.2107 | 83.8844 | 0.30236 | -99.2107 | 83.8844
Line15_16_17 | 0 | 0 | 0 | 0 | 0 | 0 | 0 | 0 | 0 | 0 | 0 | 0 | 2.3982e-09 | -2.8102e-08 | 2.7289e-08 | -3.1072e-09 | 9.2725e-10 | 5.9394e-10 | -7.2082e-08 | 3.9395e-09 | -1.9109e-09 | 3.4531e-11 | 8.8965e-10 | -1.5037e-09 | 0 | 0 | 0 | 0 | 0 | 0 |  | 1.6223 | 0.62146 | 0.63252 | 1.6223 | 0.62146 | 0.63252 | 0.30236 | -99.2107 | 83.8844 | 0.30236 | -99.2107 | 83.8844
Line16_4_18 | 0 | 3.2038 | 3.2727 | 0 | 3.2038 | 3.2727 | 0 | 0.73989 | 0.75581 | 0 | 0.73989 | 0.75581 | 2.9099e-09 | 0.10071 | 0.10896 | -3.0818e-09 | 1.4444e-13 | 3.4083e-14 | -7.3176e-08 | 0.20709 | 0.21226 | 4.0937e-11 | -4.0306e-14 | -1.7002e-15 | 0 | -162.9645 | 20.756 | 0 | 17.0355 | -159.244 |  | 1.6223 | 0.31123 | 0.31568 | 1.6191 | 0 | 0 | 0.30354 | -98.8986 | 83.582 | 0.35916 | 0 | 0
Line17_5_19 | 0 | 0 | 0 | 0 | 0 | 0 | 0 | 0 | 0 | 0 | 0 | 0 | 2.6193e-09 | -2.8424e-08 | 2.7441e-08 | -3.1407e-09 | 9.1962e-10 | 5.8544e-10 | -7.2842e-08 | 3.6609e-09 | -2.0063e-09 | 2.6272e-11 | 9.0868e-10 | -1.5145e-09 | 0 | 0 | 0 | 0 | 0 | 0 |  | 1.6266 | 0.62281 | 0.63096 | 1.6266 | 0.62281 | 0.63096 | 0.22944 | -98.7932 | 83.4794 | 0.22944 | -98.7932 | 83.4794
Line1_1_3 | 0.024435 | 0.024435 | 0.024435 | 0.024436 | 0.024435 | 0.024436 | 0.0056431 | 0.0056431 | 0.0056431 | 0.0056431 | 0.0056431 | 0.0056432 | 0.00011118 | 0.0034642 | -0.0035305 | -0.00010819 | -0.0034612 | 0.0035336 | 0.0091783 | -0.00059317 | 0.0004613 | -0.0091724 | 0.00059915 | -0.00045533 | -89.0766 | -89.0766 | -89.0765 | 90.9234 | 90.9234 | 90.9235 |  | 1.6266 | 0.62281 | 0.63096 | 1.6255 | 0.62247 | 0.63134 | 0.22944 | -98.7932 | 83.4794 | 0.24763 | -98.8974 | 83.5809
Line2_1_4 | 0.024779 | 3.2109 | 3.2643 | 0.02478 | 3.2109 | 3.2643 | 0.0057225 | 0.74154 | 0.75385 | 0.0057226 | 0.74154 | 0.75385 | 4.8401e-05 | 0.20428 | 0.21497 | -3.6267e-05 | -0.10246 | -0.10717 | 0.0093081 | 0.4142 | 0.4243 | -0.0092837 | -0.20679 | -0.21248 | -89.4726 | -162.5406 | 20.3479 | 90.5274 | 17.4594 | -159.6521 |  | 1.6266 | 0.62281 | 0.63096 | 1.6223 | 0.31123 | 0.31568 | 0.22944 | -98.7932 | 83.4794 | 0.30354 | -98.8986 | 83.582
Line3_1_5 | 0 | 0 | 0 | 0 | 0 | 0 | 0 | 0 | 0 | 0 | 0 | 0 | 5.2386e-09 | -5.6848e-08 | 5.4881e-08 | -5.76e-09 | 2.9344e-08 | -2.6855e-08 | -1.4568e-07 | 7.3217e-09 | -4.0125e-09 | 7.2868e-08 | -2.7522e-09 | 4.9179e-10 | 0 | 0 | 0 | 0 | 0 | 0 |  | 1.6266 | 0.62281 | 0.63096 | 1.6266 | 0.62281 | 0.63096 | 0.22944 | -98.7932 | 83.4794 | 0.22944 | -98.7932 | 83.4794
Line4_2_6 | 0.024533 | 0.024533 | 0.024533 | 0.024533 | 0.024533 | 0.024533 | 0.0056657 | 0.0056657 | 0.0056657 | 0.0056658 | 0.0056658 | 0.0056658 | 9.0468e-05 | 0.0034762 | -0.0035486 | -8.7459e-05 | -0.0034732 | 0.0035516 | 0.0092093 | -0.00059472 | 0.00045014 | -0.0092033 | 0.00060074 | -0.00044413 | -89.1894 | -89.1894 | -89.1894 | 90.8106 | 90.8106 | 90.8106 |  | 1.6255 | 0.62247 | 0.63135 | 1.6244 | 0.62212 | 0.63174 | 0.24778 | -98.8977 | 83.5812 | 0.26614 | -99.0024 | 83.6828
Line5_6_7 | 0.024533 | 0.024533 | 0.024533 | 0.024534 | 0.024534 | 0.024534 | 0.0056658 | 0.0056658 | 0.0056658 | 0.0056658 | 0.0056658 | 0.0056658 | 8.7456e-05 | 0.0034732 | -0.0035516 | -8.4447e-05 | -0.0034702 | 0.0035547 | 0.0092033 | -0.00060074 | 0.00044413 | -0.0091974 | 0.00060676 | -0.00043811 | -89.1894 | -89.1894 | -89.1894 | 90.8106 | 90.8106 | 90.8106 |  | 1.6244 | 0.62212 | 0.63174 | 1.6234 | 0.62178 | 0.63214 | 0.26614 | -99.0024 | 83.6828 | 0.28453 | -99.1072 | 83.7844
Line6_7_8 | 0 | 0 | 0 | 0 | 0 | 0 | 0 | 0 | 0 | 0 | 0 | 0 | 7.3569e-09 | -8.4544e-08 | 8.1982e-08 | -8.02e-09 | 5.7288e-08 | -5.4063e-08 | -2.1681e-07 | 1.1614e-08 | -5.8037e-09 | 1.4457e-07 | -6.8481e-09 | 2.3628e-09 | 0 | 0 | 0 | 0 | 0 | 0 |  | 1.6234 | 0.62178 | 0.63214 | 1.6234 | 0.62178 | 0.63214 | 0.28453 | -99.1072 | 83.7844 | 0.28453 | -99.1072 | 83.7844
Line7_8_9 | 0 | 0 | 0 | 0 | 0 | 0 | 0 | 0 | 0 | 0 | 0 | 0 | 2.4523e-09 | -2.8181e-08 | 2.7327e-08 | -3.1154e-09 | 9.2538e-10 | 5.9184e-10 | -7.227e-08 | 3.8712e-09 | -1.9346e-09 | 3.2516e-11 | 8.9435e-10 | -1.5064e-09 | 0 | 0 | 0 | 0 | 0 | 0 |  | 1.6234 | 0.62178 | 0.63214 | 1.6234 | 0.62178 | 0.63214 | 0.28453 | -99.1072 | 83.7844 | 0.28453 | -99.1072 | 83.7844
Line8_8_10 | 0 | 0 | 0 | 0 | 0 | 0 | 0 | 0 | 0 | 0 | 0 | 0 | 2.4523e-09 | -2.8181e-08 | 2.7327e-08 | -3.1154e-09 | 9.2538e-10 | 5.9184e-10 | -7.227e-08 | 3.8713e-09 | -1.9346e-09 | 3.2516e-11 | 8.9435e-10 | -1.5064e-09 | 0 | 0 | 0 | 0 | 0 | 0 |  | 1.6234 | 0.62178 | 0.63214 | 1.6234 | 0.62178 | 0.63214 | 0.28453 | -99.1072 | 83.7844 | 0.28453 | -99.1072 | 83.7844
Line9_3_11 | 0.024436 | 0.024435 | 0.024436 | 0.024436 | 0.024436 | 0.024436 | 0.0056431 | 0.0056431 | 0.0056432 | 0.0056432 | 0.0056432 | 0.0056432 | 0.00010819 | 0.0034612 | -0.0035336 | -0.00010521 | -0.0034582 | 0.0035366 | 0.0091724 | -0.00059915 | 0.00045533 | -0.0091665 | 0.00060512 | -0.00044936 | -89.0766 | -89.0766 | -89.0766 | 90.9234 | 90.9234 | 90.9234 |  | 1.6255 | 0.62247 | 0.63134 | 1.6245 | 0.62213 | 0.63173 | 0.24763 | -98.8974 | 83.5809 | 0.26585 | -99.0017 | 83.6822

## LLG_max_fault_6
name | pf_ikss_a_from_ka | pf_ikss_b_from_ka | pf_ikss_c_from_ka | pf_ikss_a_to_ka | pf_ikss_b_to_ka | pf_ikss_c_to_ka | pf_skss_a_from_mw | pf_skss_b_from_mw | pf_skss_c_from_mw | pf_skss_a_to_mw | pf_skss_b_to_mw | pf_skss_c_to_mw | pf_p_a_from_mw | pf_p_b_from_mw | pf_p_c_from_mw | pf_p_a_to_mw | pf_p_b_to_mw | pf_p_c_to_mw | pf_q_a_from_mvar | pf_q_b_from_mvar | pf_q_c_from_mvar | pf_q_a_to_mvar | pf_q_b_to_mvar | pf_q_c_to_mvar | pf_ikss_a_from_degree | pf_ikss_b_from_degree | pf_ikss_c_from_degree | pf_ikss_a_to_degree | pf_ikss_b_to_degree | pf_ikss_c_to_degree | 3xI0 | pf_vm_a_from_pu | pf_vm_b_from_pu | pf_vm_c_from_pu | pf_vm_a_to_pu | pf_vm_b_to_pu | pf_vm_c_to_pu | pf_va_a_from_degree | pf_va_b_from_degree | pf_va_c_from_degree | pf_va_a_to_degree | pf_va_b_to_degree | pf_va_c_to_degree
Line0_1_2 | 0.0033892 | 0.0033892 | 0.0033892 | 0.0033892 | 0.0033892 | 0.0033892 | 0.00078269 | 0.00078269 | 0.00078269 | 0.0007827 | 0.0007827 | 0.0007827 | 0.00052023 | 0.00028886 | -0.00080858 | -0.00052018 | -0.00028881 | 0.00080864 | 0.00069327 | -0.00071044 | 0.00019051 | -0.00069316 | 0.00071056 | -0.00019039 | -50.7363 | -50.7363 | -50.7363 | 129.2637 | 129.2637 | 129.2637 |  | 1.1074 | 0.97985 | 1.0614 | 1.1072 | 0.97996 | 1.0614 | 2.3791 | -118.6096 | 116.0063 | 2.3776 | -118.6168 | 116.0149
Line10_11_12 | 0.0033757 | 0.0033757 | 0.0033757 | 0.0033757 | 0.0033757 | 0.0033757 | 0.00077959 | 0.00077959 | 0.00077959 | 0.00077959 | 0.00077959 | 0.00077959 | 0.00051941 | 0.00028621 | -0.00080511 | -0.00051936 | -0.00028616 | 0.00080517 | 0.00068927 | -0.00070841 | 0.00019111 | -0.00068916 | 0.00070853 | -0.00019099 | -50.6235 | -50.6235 | -50.6235 | 129.3765 | 129.3765 | 129.3765 |  | 1.1071 | 0.98006 | 1.0614 | 1.1069 | 0.98017 | 1.0615 | 2.376 | -118.6239 | 116.0235 | 2.3745 | -118.6311 | 116.0321
Line11_12_13 | 0.0033757 | 0.0033757 | 0.0033757 | 0.0033758 | 0.0033758 | 0.0033758 | 0.00077959 | 0.00077959 | 0.00077959 | 0.0007796 | 0.0007796 | 0.0007796 | 0.00051936 | 0.00028616 | -0.00080517 | -0.00051931 | -0.0002861 | 0.00080524 | 0.00068916 | -0.00070853 | 0.00019099 | -0.00068905 | 0.00070865 | -0.00019088 | -50.6235 | -50.6235 | -50.6235 | 129.3765 | 129.3765 | 129.3765 |  | 1.1069 | 0.98017 | 1.0615 | 1.1068 | 0.98028 | 1.0615 | 2.3745 | -118.6311 | 116.0321 | 2.373 | -118.6383 | 116.0406
Line12_13_15 | 0 | 0 | 0 | 0 | 0 | 0 | 0 | 0 | 0 | 0 | 0 | 0 | -1.1542e-08 | -7.5201e-09 | 1.918e-08 | 7.461e-09 | 5.2629e-09 | -1.2841e-08 | -1.681e-08 | 1.6455e-08 | -3.6411e-09 | 1.1383e-08 | -1.0881e-08 | 2.1452e-09 | 0 | 0 | 0 | 0 | 0 | 0 |  | 1.1068 | 0.98028 | 1.0615 | 1.1068 | 0.98028 | 1.0615 | 2.373 | -118.6383 | 116.0406 | 2.373 | -118.6383 | 116.0406
Line13_13_14 | 0.0033758 | 0.0033758 | 0.0033758 | 0.0033759 | 0.0033759 | 0.0033759 | 0.00077962 | 0.00077962 | 0.00077962 | 0.00077962 | 0.00077962 | 0.00077962 | 0.00051932 | 0.00028611 | -0.00080525 | -0.00051926 | -0.00028605 | 0.00080532 | 0.00068907 | -0.00070867 | 0.00019089 | -0.00068896 | 0.00070879 | -0.00019077 | -50.6236 | -50.6236 | -50.6236 | 129.3764 | 129.3764 | 129.3764 |  | 1.1068 | 0.98028 | 1.0615 | 1.1066 | 0.98039 | 1.0615 | 2.373 | -118.6383 | 116.0406 | 2.3714 | -118.6454 | 116.0492
Line14_15_16 | 0 | 0 | 0 | 0 | 0 | 0 | 0 | 0 | 0 | 0 | 0 | 0 | -7.695e-09 | -5.0134e-09 | 1.2786e-08 | 3.6135e-09 | 2.7562e-09 | -6.4477e-09 | -1.1207e-08 | 1.097e-08 | -2.4274e-09 | 5.7797e-09 | -5.3954e-09 | 9.3151e-10 | 0 | 0 | 0 | 0 | 0 | 0 |  | 1.1068 | 0.98028 | 1.0615 | 1.1068 | 0.98028 | 1.0615 | 2.373 | -118.6383 | 116.0406 | 2.373 | -118.6383 | 116.0406
Line15_16_17 | 0 | 0 | 0 | 0 | 0 | 0 | 0 | 0 | 0 | 0 | 0 | 0 | -3.8475e-09 | -2.5067e-09 | 6.3932e-09 | -2.3399e-10 | 2.4953e-10 | -5.4546e-11 | -5.6033e-09 | 5.4851e-09 | -1.2137e-09 | 1.7642e-10 | 8.969e-11 | -2.8219e-10 | 0 | 0 | 0 | 0 | 0 | 0 |  | 1.1068 | 0.98028 | 1.0615 | 1.1068 | 0.98028 | 1.0615 | 2.373 | -118.6383 | 116.0406 | 2.373 | -118.6383 | 116.0406
Line16_4_18 | 0 | 0.031835 | 0.034466 | 0 | 0.031835 | 0.034466 | 0 | 0.0073521 | 0.0079595 | 0 | 0.0073521 | 0.0079595 | -3.87e-09 | 0.005074 | 0.0059534 | -2.3188e-10 | -0.0050675 | -0.0059394 | -5.7149e-09 | 0.005088 | 0.0059598 | 1.7601e-10 | -0.0050675 | -0.0059394 | 0 | -163.7742 | 70.9529 | 0 | 16.2258 | -109.0471 |  | 1.1068 | 0.97736 | 1.0583 | 1.1063 | 0.97476 | 1.0553 | 2.3731 | -118.6953 | 115.984 | 2.3685 | -118.7742 | 115.9529
Line17_5_19 | 0 | 0 | 0 | 0 | 0 | 0 | 0 | 0 | 0 | 0 | 0 | 0 | -3.8575e-09 | -2.5501e-09 | 6.4476e-09 | -2.3675e-10 | 2.5093e-10 | -5.4127e-11 | -5.6671e-09 | 5.5152e-09 | -1.2016e-09 | 1.7698e-10 | 9.1536e-11 | -2.8459e-10 | 0 | 0 | 0 | 0 | 0 | 0 |  | 1.1074 | 0.97985 | 1.0614 | 1.1074 | 0.97985 | 1.0614 | 2.3791 | -118.6096 | 116.0063 | 2.3791 | -118.6096 | 116.0063
Line1_1_3 | 0.0033757 | 0.0033757 | 0.0033757 | 0.0033757 | 0.0033757 | 0.0033757 | 0.00077957 | 0.00077957 | 0.00077957 | 0.00077958 | 0.00077958 | 0.00077958 | 0.00051952 | 0.00028632 | -0.00080498 | -0.00051946 | -0.00028626 | 0.00080505 | 0.00068949 | -0.00070817 | 0.00019133 | -0.00068938 | 0.00070829 | -0.00019122 | -50.6234 | -50.6234 | -50.6234 | 129.3766 | 129.3766 | 129.3766 |  | 1.1074 | 0.97985 | 1.0614 | 1.1072 | 0.97996 | 1.0614 | 2.3791 | -118.6096 | 116.0063 | 2.3776 | -118.6168 | 116.0149
Line2_1_4 | 0.0034232 | 0.030674 | 0.032782 | 0.0034232 | 0.030674 | 0.032782 | 0.00079055 | 0.0070839 | 0.0075707 | 0.00079055 | 0.0070839 | 0.0075707 | 0.00052198 | 0.0053746 | 0.0051504 | -0.00052176 | -0.0053675 | -0.0051381 | 0.00070282 | 0.0043924 | 0.0061675 | -0.00070236 | -0.0043732 | -0.006148 | -51.0195 | -157.8673 | 65.8708 | 128.9805 | 22.1328 | -114.1292 |  | 1.1074 | 0.97985 | 1.0614 | 1.1068 | 0.97736 | 1.0583 | 2.3791 | -118.6096 | 116.0063 | 2.3731 | -118.6953 | 115.984
Line3_1_5 | 0 | 0 | 0 | 0 | 0 | 0 | 0 | 0 | 0 | 0 | 0 | 0 | -7.715e-09 | -5.1003e-09 | 1.2895e-08 | 3.6207e-09 | 2.8011e-09 | -6.5017e-09 | -1.1334e-08 | 1.103e-08 | -2.4032e-09 | 5.8441e-09 | -5.4236e-09 | 9.1703e-10 | 0 | 0 | 0 | 0 | 0 | 0 |  | 1.1074 | 0.97985 | 1.0614 | 1.1074 | 0.97985 | 1.0614 | 2.3791 | -118.6096 | 116.0063 | 2.3791 | -118.6096 | 116.0063
Line4_2_6 | 0.0033892 | 0.0033892 | 0.0033892 | 0.0033892 | 0.0033892 | 0.0033892 | 0.0007827 | 0.0007827 | 0.0007827 | 0.0007827 | 0.0007827 | 0.0007827 | 0.00052018 | 0.00028881 | -0.00080864 | -0.00052012 | -0.00028875 | 0.00080871 | 0.00069316 | -0.00071056 | 0.00019039 | -0.00069305 | 0.00071068 | -0.00019028 | -50.7363 | -50.7363 | -50.7363 | 129.2637 | 129.2637 | 129.2637 |  | 1.1072 | 0.97996 | 1.0614 | 1.1071 | 0.98006 | 1.0614 | 2.3776 | -118.6168 | 116.0149 | 2.3761 | -118.624 | 116.0235
Line5_6_7 | 0.0033892 | 0.0033892 | 0.0033892 | 0.0033892 | 0.0033892 | 0.0033892 | 0.0007827 | 0.0007827 | 0.0007827 | 0.00078271 | 0.00078271 | 0.00078271 | 0.00052012 | 0.00028875 | -0.00080871 | -0.00052007 | -0.0002887 | 0.00080877 | 0.00069305 | -0.00071068 | 0.00019028 | -0.00069294 | 0.0007108 | -0.00019017 | -50.7363 | -50.7363 | -50.7363 | 129.2637 | 129.2637 | 129.2637 |  | 1.1071 | 0.98006 | 1.0614 | 1.1069 | 0.98017 | 1.0615 | 2.3761 | -118.624 | 116.0235 | 2.3745 | -118.6312 | 116.0321
Line6_7_8 | 0 | 0 | 0 | 0 | 0 | 0 | 0 | 0 | 0 | 0 | 0 | 0 | -1.155e-08 | -7.5521e-09 | 1.922e-08 | 7.4654e-09 | 5.2846e-09 | -1.2868e-08 | -1.6857e-08 | 1.6478e-08 | -3.6324e-09 | 1.1415e-08 | -1.0895e-08 | 2.1388e-09 | 0 | 0 | 0 | 0 | 0 | 0 |  | 1.1069 | 0.98017 | 1.0615 | 1.1069 | 0.98017 | 1.0615 | 2.3745 | -118.6312 | 116.0321 | 2.3745 | -118.6312 | 116.0321
Line7_8_9 | 0 | 0 | 0 | 0 | 0 | 0 | 0 | 0 | 0 | 0 | 0 | 0 | -3.85e-09 | -2.5174e-09 | 6.4067e-09 | -2.3467e-10 | 2.4988e-10 | -5.4446e-11 | -5.6191e-09 | 5.4926e-09 | -1.2108e-09 | 1.7657e-10 | 9.0143e-11 | -2.8278e-10 | 0 | 0 | 0 | 0 | 0 | 0 |  | 1.1069 | 0.98017 | 1.0615 | 1.1069 | 0.98017 | 1.0615 | 2.3745 | -118.6312 | 116.0321 | 2.3745 | -118.6312 | 116.0321
Line8_8_10 | 0 | 0 | 0 | 0 | 0 | 0 | 0 | 0 | 0 | 0 | 0 | 0 | -3.85e-09 | -2.5174e-09 | 6.4067e-09 | -2.3467e-10 | 2.4988e-10 | -5.4446e-11 | -5.6191e-09 | 5.4926e-09 | -1.2108e-09 | 1.7657e-10 | 9.0143e-11 | -2.8278e-10 | 0 | 0 | 0 | 0 | 0 | 0 |  | 1.1069 | 0.98017 | 1.0615 | 1.1069 | 0.98017 | 1.0615 | 2.3745 | -118.6312 | 116.0321 | 2.3745 | -118.6312 | 116.0321
Line9_3_11 | 0.0033757 | 0.0033757 | 0.0033757 | 0.0033757 | 0.0033757 | 0.0033757 | 0.00077958 | 0.00077958 | 0.00077958 | 0.00077959 | 0.00077959 | 0.00077959 | 0.00051946 | 0.00028626 | -0.00080505 | -0.00051941 | -0.00028621 | 0.00080511 | 0.00068938 | -0.00070829 | 0.00019122 | -0.00068927 | 0.00070841 | -0.00019111 | -50.6235 | -50.6235 | -50.6235 | 129.3765 | 129.3765 | 129.3765 |  | 1.1072 | 0.97996 | 1.0614 | 1.1071 | 0.98006 | 1.0614 | 2.3776 | -118.6168 | 116.0149 | 2.376 | -118.6239 | 116.0235

## LLG_max_fault_10
name | pf_ikss_a_from_ka | pf_ikss_b_from_ka | pf_ikss_c_from_ka | pf_ikss_a_to_ka | pf_ikss_b_to_ka | pf_ikss_c_to_ka | pf_skss_a_from_mw | pf_skss_b_from_mw | pf_skss_c_from_mw | pf_skss_a_to_mw | pf_skss_b_to_mw | pf_skss_c_to_mw | pf_p_a_from_mw | pf_p_b_from_mw | pf_p_c_from_mw | pf_p_a_to_mw | pf_p_b_to_mw | pf_p_c_to_mw | pf_q_a_from_mvar | pf_q_b_from_mvar | pf_q_c_from_mvar | pf_q_a_to_mvar | pf_q_b_to_mvar | pf_q_c_to_mvar | pf_ikss_a_from_degree | pf_ikss_b_from_degree | pf_ikss_c_from_degree | pf_ikss_a_to_degree | pf_ikss_b_to_degree | pf_ikss_c_to_degree | 3xI0 | pf_vm_a_from_pu | pf_vm_b_from_pu | pf_vm_c_from_pu | pf_vm_a_to_pu | pf_vm_b_to_pu | pf_vm_c_to_pu | pf_va_a_from_degree | pf_va_b_from_degree | pf_va_c_from_degree | pf_va_a_to_degree | pf_va_b_to_degree | pf_va_c_to_degree
Line0_1_2 | 0.0035504 | 0.0035504 | 0.0035504 | 0.0035504 | 0.0035504 | 0.0035504 | 0.00081993 | 0.00081993 | 0.00081993 | 0.00081994 | 0.00081994 | 0.00081994 | 0.00057091 | 0.00031692 | -0.00088727 | -0.00057085 | -0.00031686 | 0.00088734 | 0.00076081 | -0.00077965 | 0.00020907 | -0.00076069 | 0.00077979 | -0.00020895 | -50.7378 | -50.7378 | -50.7378 | 129.2622 | 129.2622 | 129.2622 |  | 1.1601 | 1.0264 | 1.1118 | 1.1599 | 1.0265 | 1.1118 | 2.3776 | -118.6165 | 116.0033 | 2.3761 | -118.6237 | 116.0119
Line10_11_12 | 0.0035363 | 0.0035363 | 0.0035363 | 0.0035363 | 0.0035363 | 0.0035363 | 0.00081668 | 0.00081668 | 0.00081668 | 0.00081668 | 0.00081668 | 0.00081669 | 0.00057001 | 0.00031401 | -0.00088346 | -0.00056996 | -0.00031395 | 0.00088353 | 0.00075642 | -0.00077743 | 0.00020973 | -0.0007563 | 0.00077756 | -0.00020961 | -50.625 | -50.625 | -50.625 | 129.375 | 129.375 | 129.375 |  | 1.1598 | 1.0267 | 1.1118 | 1.1596 | 1.0268 | 1.1119 | 2.3745 | -118.6309 | 116.0205 | 2.373 | -118.638 | 116.0291
Line11_12_13 | 0.0035363 | 0.0035363 | 0.0035363 | 0.0035364 | 0.0035364 | 0.0035364 | 0.00081668 | 0.00081668 | 0.00081668 | 0.00081669 | 0.00081669 | 0.00081669 | 0.00056995 | 0.00031395 | -0.00088353 | -0.0005699 | -0.00031389 | 0.0008836 | 0.0007563 | -0.00077756 | 0.00020961 | -0.00075618 | 0.00077769 | -0.00020948 | -50.625 | -50.625 | -50.625 | 129.375 | 129.375 | 129.375 |  | 1.1596 | 1.0268 | 1.1119 | 1.1594 | 1.0269 | 1.1119 | 2.373 | -118.638 | 116.0291 | 2.3715 | -118.6452 | 116.0377
Line12_13_15 | 0 | 0 | 0 | 0 | 0 | 0 | 0 | 0 | 0 | 0 | 0 | 0 | -1.2668e-08 | -8.2516e-09 | 2.1044e-08 | 8.1884e-09 | 5.7752e-09 | -1.4089e-08 | -1.8447e-08 | 1.806e-08 | -3.9953e-09 | 1.2492e-08 | -1.1942e-08 | 2.3536e-09 | 0 | 0 | 0 | 0 | 0 | 0 |  | 1.1594 | 1.0269 | 1.1119 | 1.1594 | 1.0269 | 1.1119 | 2.3715 | -118.6452 | 116.0377 | 2.3715 | -118.6452 | 116.0377
Line13_13_14 | 0.0035365 | 0.0035365 | 0.0035365 | 0.0035365 | 0.0035365 | 0.0035365 | 0.00081671 | 0.00081671 | 0.00081671 | 0.00081672 | 0.00081672 | 0.00081672 | 0.00056991 | 0.0003139 | -0.00088362 | -0.00056985 | -0.00031384 | 0.00088369 | 0.0007562 | -0.00077771 | 0.00020949 | -0.00075608 | 0.00077784 | -0.00020936 | -50.6251 | -50.6251 | -50.6251 | 129.3749 | 129.3749 | 129.3749 |  | 1.1594 | 1.0269 | 1.1119 | 1.1592 | 1.027 | 1.112 | 2.3715 | -118.6452 | 116.0377 | 2.3699 | -118.6523 | 116.0463
Line14_15_16 | 0 | 0 | 0 | 0 | 0 | 0 | 0 | 0 | 0 | 0 | 0 | 0 | -8.445e-09 | -5.5011e-09 | 1.403e-08 | 3.9659e-09 | 3.0247e-09 | -7.0741e-09 | -1.2298e-08 | 1.204e-08 | -2.6635e-09 | 6.3426e-09 | -5.9221e-09 | 1.0219e-09 | 0 | 0 | 0 | 0 | 0 | 0 |  | 1.1594 | 1.0269 | 1.1119 | 1.1594 | 1.0269 | 1.1119 | 2.3715 | -118.6452 | 116.0377 | 2.3715 | -118.6452 | 116.0377
Line15_16_17 | 0 | 0 | 0 | 0 | 0 | 0 | 0 | 0 | 0 | 0 | 0 | 0 | -4.2225e-09 | -2.7505e-09 | 7.0148e-09 | -2.566e-10 | 2.7413e-10 | -5.9297e-11 | -6.1491e-09 | 6.02e-09 | -1.3318e-09 | 1.935e-10 | 9.7927e-11 | -3.099e-10 | 0 | 0 | 0 | 0 | 0 | 0 |  | 1.1594 | 1.0269 | 1.1119 | 1.1594 | 1.0269 | 1.1119 | 2.3715 | -118.6452 | 116.0377 | 2.3715 | -118.6452 | 116.0377
Line16_4_18 | 0 | 0.033349 | 0.036102 | 0 | 0.033349 | 0.036102 | 0 | 0.0077016 | 0.0083375 | 0 | 0.0077016 | 0.0083375 | -4.2472e-09 | 0.0055679 | 0.0065322 | -2.5429e-10 | -0.0055608 | -0.0065169 | -6.2716e-09 | 0.0055833 | 0.0065393 | 1.9305e-10 | -0.0055608 | -0.0065169 | 0 | -163.7811 | 70.9499 | 0 | 16.2189 | -109.0501 |  | 1.1594 | 1.0238 | 1.1086 | 1.1589 | 1.0211 | 1.1054 | 2.3716 | -118.7023 | 115.981 | 2.367 | -118.7811 | 115.9499
Line17_5_19 | 0 | 0 | 0 | 0 | 0 | 0 | 0 | 0 | 0 | 0 | 0 | 0 | -4.2335e-09 | -2.7982e-09 | 7.0745e-09 | -2.5964e-10 | 2.7567e-10 | -5.8837e-11 | -6.2191e-09 | 6.053e-09 | -1.3185e-09 | 1.9411e-10 | 9.9953e-11 | -3.1254e-10 | 0 | 0 | 0 | 0 | 0 | 0 |  | 1.1601 | 1.0264 | 1.1118 | 1.1601 | 1.0264 | 1.1118 | 2.3776 | -118.6165 | 116.0033 | 2.3776 | -118.6165 | 116.0033
Line1_1_3 | 0.0035363 | 0.0035363 | 0.0035363 | 0.0035363 | 0.0035363 | 0.0035363 | 0.00081667 | 0.00081667 | 0.00081667 | 0.00081667 | 0.00081667 | 0.00081667 | 0.00057013 | 0.00031413 | -0.00088332 | -0.00057007 | -0.00031407 | 0.00088339 | 0.00075666 | -0.00077717 | 0.00020998 | -0.00075654 | 0.0007773 | -0.00020985 | -50.6249 | -50.6249 | -50.6249 | 129.3751 | 129.3751 | 129.3751 |  | 1.1601 | 1.0264 | 1.1118 | 1.1599 | 1.0265 | 1.1118 | 2.3776 | -118.6165 | 116.0033 | 2.3761 | -118.6237 | 116.0119
Line2_1_4 | 0.003586 | 0.032132 | 0.034339 | 0.0035861 | 0.032132 | 0.034339 | 0.00082816 | 0.0074206 | 0.0079302 | 0.00082817 | 0.0074206 | 0.0079302 | 0.00057284 | 0.0058977 | 0.005651 | -0.00057259 | -0.0058899 | -0.0056376 | 0.00077129 | 0.00482 | 0.0067672 | -0.00077078 | -0.0047989 | -0.0067458 | -51.021 | -157.8742 | 65.8673 | 128.979 | 22.1259 | -114.1327 |  | 1.1601 | 1.0264 | 1.1118 | 1.1594 | 1.0238 | 1.1086 | 2.3776 | -118.6165 | 116.0033 | 2.3716 | -118.7023 | 115.981
Line3_1_5 | 0 | 0 | 0 | 0 | 0 | 0 | 0 | 0 | 0 | 0 | 0 | 0 | -8.467e-09 | -5.5964e-09 | 1.4149e-08 | 3.9738e-09 | 3.0739e-09 | -7.1333e-09 | -1.2438e-08 | 1.2106e-08 | -2.637e-09 | 6.4132e-09 | -5.953e-09 | 1.006e-09 | 0 | 0 | 0 | 0 | 0 | 0 |  | 1.1601 | 1.0264 | 1.1118 | 1.1601 | 1.0264 | 1.1118 | 2.3776 | -118.6165 | 116.0033 | 2.3776 | -118.6165 | 116.0033
Line4_2_6 | 0.0035504 | 0.0035504 | 0.0035504 | 0.0035505 | 0.0035505 | 0.0035505 | 0.00081994 | 0.00081994 | 0.00081994 | 0.00081994 | 0.00081994 | 0.00081995 | 0.00057085 | 0.00031686 | -0.00088734 | -0.0005708 | -0.0003168 | 0.00088741 | 0.00076069 | -0.00077979 | 0.00020895 | -0.00076057 | 0.00077992 | -0.00020882 | -50.7378 | -50.7378 | -50.7378 | 129.2622 | 129.2622 | 129.2622 |  | 1.1599 | 1.0265 | 1.1118 | 1.1598 | 1.0267 | 1.1118 | 2.3761 | -118.6237 | 116.0119 | 2.3746 | -118.6309 | 116.0205
Line5_6_7 | 0.0035505 | 0.0035505 | 0.0035505 | 0.0035505 | 0.0035505 | 0.0035505 | 0.00081994 | 0.00081994 | 0.00081994 | 0.00081995 | 0.00081995 | 0.00081995 | 0.0005708 | 0.0003168 | -0.00088741 | -0.00057074 | -0.00031674 | 0.00088748 | 0.00076057 | -0.00077992 | 0.00020882 | -0.00076045 | 0.00078005 | -0.0002087 | -50.7378 | -50.7378 | -50.7378 | 129.2622 | 129.2622 | 129.2622 |  | 1.1598 | 1.0267 | 1.1118 | 1.1596 | 1.0268 | 1.1119 | 2.3746 | -118.6309 | 116.0205 | 2.373 | -118.6381 | 116.0292
Line6_7_8 | 0 | 0 | 0 | 0 | 0 | 0 | 0 | 0 | 0 | 0 | 0 | 0 | -1.2676e-08 | -8.2868e-09 | 2.1089e-08 | 8.1933e-09 | 5.799e-09 | -1.4118e-08 | -1.8499e-08 | 1.8085e-08 | -3.9857e-09 | 1.2526e-08 | -1.1958e-08 | 2.3466e-09 | 0 | 0 | 0 | 0 | 0 | 0 |  | 1.1596 | 1.0268 | 1.1119 | 1.1596 | 1.0268 | 1.1119 | 2.373 | -118.6381 | 116.0292 | 2.373 | -118.6381 | 116.0292
Line7_8_9 | 0 | 0 | 0 | 0 | 0 | 0 | 0 | 0 | 0 | 0 | 0 | 0 | -4.2253e-09 | -2.7623e-09 | 7.0296e-09 | -2.5735e-10 | 2.7451e-10 | -5.9187e-11 | -6.1664e-09 | 6.0282e-09 | -1.3286e-09 | 1.9365e-10 | 9.8425e-11 | -3.1055e-10 | 0 | 0 | 0 | 0 | 0 | 0 |  | 1.1596 | 1.0268 | 1.1119 | 1.1596 | 1.0268 | 1.1119 | 2.373 | -118.6381 | 116.0292 | 2.373 | -118.6381 | 116.0292
Line8_8_10 | 0 | 0 | 0 | 0 | 0 | 0 | 0 | 0 | 0 | 0 | 0 | 0 | -4.2253e-09 | -2.7623e-09 | 7.0296e-09 | -2.5735e-10 | 2.7451e-10 | -5.9187e-11 | -6.1664e-09 | 6.0282e-09 | -1.3286e-09 | 1.9365e-10 | 9.8425e-11 | -3.1055e-10 | 0 | 0 | 0 | 0 | 0 | 0 |  | 1.1596 | 1.0268 | 1.1119 | 1.1596 | 1.0268 | 1.1119 | 2.373 | -118.6381 | 116.0292 | 2.373 | -118.6381 | 116.0292
Line9_3_11 | 0.0035363 | 0.0035363 | 0.0035363 | 0.0035363 | 0.0035363 | 0.0035363 | 0.00081667 | 0.00081667 | 0.00081667 | 0.00081668 | 0.00081668 | 0.00081668 | 0.00057007 | 0.00031407 | -0.00088339 | -0.00057001 | -0.00031401 | 0.00088346 | 0.00075654 | -0.0007773 | 0.00020985 | -0.00075642 | 0.00077743 | -0.00020973 | -50.625 | -50.625 | -50.625 | 129.375 | 129.375 | 129.375 |  | 1.1599 | 1.0265 | 1.1118 | 1.1598 | 1.0267 | 1.1118 | 2.3761 | -118.6237 | 116.0119 | 2.3745 | -118.6309 | 116.0205

## LLG_min_6
name | pf_ikss_a_from_ka | pf_ikss_b_from_ka | pf_ikss_c_from_ka | pf_ikss_a_to_ka | pf_ikss_b_to_ka | pf_ikss_c_to_ka | pf_skss_a_from_mw | pf_skss_b_from_mw | pf_skss_c_from_mw | pf_skss_a_to_mw | pf_skss_b_to_mw | pf_skss_c_to_mw | pf_p_a_from_mw | pf_p_b_from_mw | pf_p_c_from_mw | pf_p_a_to_mw | pf_p_b_to_mw | pf_p_c_to_mw | pf_q_a_from_mvar | pf_q_b_from_mvar | pf_q_c_from_mvar | pf_q_a_to_mvar | pf_q_b_to_mvar | pf_q_c_to_mvar | pf_ikss_a_from_degree | pf_ikss_b_from_degree | pf_ikss_c_from_degree | pf_ikss_a_to_degree | pf_ikss_b_to_degree | pf_ikss_c_to_degree | 3xI0 | pf_vm_a_from_pu | pf_vm_b_from_pu | pf_vm_c_from_pu | pf_vm_a_to_pu | pf_vm_b_to_pu | pf_vm_c_to_pu | pf_va_a_from_degree | pf_va_b_from_degree | pf_va_c_from_degree | pf_va_a_to_degree | pf_va_b_to_degree | pf_va_c_to_degree
Line0_1_2 | 0.021184 | 0.021184 | 0.021184 | 0.021184 | 0.021184 | 0.021184 | 0.0048922 | 0.0048922 | 0.0048922 | 0.0048922 | 0.0048922 | 0.0048922 | 0.00013381 | 0.0028201 | -0.0029151 | -0.0001295 | -0.0028158 | 0.0029195 | 0.0068708 | -0.00071812 | 0.00061939 | -0.0068663 | 0.00072261 | -0.00061491 | -88.4753 | -88.4753 | -88.4752 | 91.5247 | 91.5247 | 91.5248 |  | 1.4047 | 0.59485 | 0.60917 | 1.4038 | 0.59422 | 0.60985 | 0.40906 | -102.7617 | 79.5292 | 0.44426 | -102.8683 | 79.6307
Line10_11_12 | 0.021099 | 0.021099 | 0.021099 | 0.021099 | 0.021099 | 0.0211 | 0.0048727 | 0.0048727 | 0.0048727 | 0.0048727 | 0.0048727 | 0.0048727 | 0.00015059 | 0.0027976 | -0.0029097 | -0.00014631 | -0.0027933 | 0.002914 | 0.0068339 | -0.00073477 | 0.00061899 | -0.0068295 | 0.00073923 | -0.00061454 | -88.2587 | -88.2588 | -88.2587 | 91.7413 | 91.7412 | 91.7413 |  | 1.4028 | 0.59361 | 0.61051 | 1.4019 | 0.59299 | 0.61117 | 0.47895 | -102.9748 | 79.7317 | 0.51396 | -103.0817 | 79.8325
Line11_12_13 | 0.021099 | 0.021099 | 0.0211 | 0.0211 | 0.0211 | 0.0211 | 0.0048727 | 0.0048727 | 0.0048727 | 0.0048728 | 0.0048728 | 0.0048728 | 0.00014631 | 0.0027933 | -0.002914 | -0.00014204 | -0.0027891 | 0.0029183 | 0.0068295 | -0.00073923 | 0.00061454 | -0.0068251 | 0.00074368 | -0.00061009 | -88.2588 | -88.2588 | -88.2587 | 91.7412 | 91.7412 | 91.7413 |  | 1.4019 | 0.59299 | 0.61117 | 1.401 | 0.59238 | 0.61185 | 0.51396 | -103.0817 | 79.8325 | 0.54902 | -103.1889 | 79.9332
Line12_13_15 | 0 | 0 | 0 | 0 | 0 | 0 | 0 | 0 | 0 | 0 | 0 | 0 | 3.9059e-09 | -6.7949e-08 | 6.8153e-08 | -4.9207e-09 | 4.5988e-08 | -4.5177e-08 | -1.6129e-07 | 1.5642e-08 | -1.0156e-08 | 1.0757e-07 | -9.831e-09 | 5.3991e-09 | 0 | 0 | 0 | 0 | 0 | 0 |  | 1.401 | 0.59238 | 0.61185 | 1.401 | 0.59238 | 0.61185 | 0.54902 | -103.1889 | 79.9332 | 0.54902 | -103.1889 | 79.9332
Line13_13_14 | 0.0211 | 0.0211 | 0.0211 | 0.0211 | 0.0211 | 0.0211 | 0.0048729 | 0.0048729 | 0.0048729 | 0.0048729 | 0.0048729 | 0.0048729 | 0.00014203 | 0.0027891 | -0.0029184 | -0.00013776 | -0.0027849 | 0.0029227 | 0.0068253 | -0.0007437 | 0.0006101 | -0.0068209 | 0.00074816 | -0.00060565 | -88.2588 | -88.2588 | -88.2588 | 91.7412 | 91.7412 | 91.7412 |  | 1.401 | 0.59238 | 0.61185 | 1.4 | 0.59177 | 0.61252 | 0.54902 | -103.1889 | 79.9332 | 0.58413 | -103.2962 | 80.0337
Line14_15_16 | 0 | 0 | 0 | 0 | 0 | 0 | 0 | 0 | 0 | 0 | 0 | 0 | 2.604e-09 | -4.5299e-08 | 4.5435e-08 | -3.6188e-09 | 2.3338e-08 | -2.2459e-08 | -1.0752e-07 | 1.0428e-08 | -6.7709e-09 | 5.3809e-08 | -4.6171e-09 | 2.0136e-09 | 0 | 0 | 0 | 0 | 0 | 0 |  | 1.401 | 0.59238 | 0.61185 | 1.401 | 0.59238 | 0.61185 | 0.54902 | -103.1889 | 79.9332 | 0.54902 | -103.1889 | 79.9332
Line15_16_17 | 0 | 0 | 0 | 0 | 0 | 0 | 0 | 0 | 0 | 0 | 0 | 0 | 1.302e-09 | -2.265e-08 | 2.2718e-08 | -2.3168e-09 | 6.8859e-10 | 2.5841e-10 | -5.3762e-08 | 5.2139e-09 | -3.3855e-09 | 4.6761e-11 | 5.9679e-10 | -1.3719e-09 | 0 | 0 | 0 | 0 | 0 | 0 |  | 1.401 | 0.59238 | 0.61185 | 1.401 | 0.59238 | 0.61185 | 0.54902 | -103.1889 | 79.9332 | 0.54902 | -103.1889 | 79.9332
Line16_4_18 | 0 | 2.4593 | 2.5571 | 0 | 2.4593 | 2.5571 | 0 | 0.56794 | 0.59053 | 0 | 0.56794 | 0.59053 | 2.0476e-09 | 0.11548 | 0.12607 | -2.2979e-09 | -5.6873e-16 | -1.9833e-14 | -5.4596e-08 | 0.12303 | 0.12858 | 5.5937e-11 | -2.2895e-14 | 1.4678e-14 | 0 | -149.6833 | 34.0667 | 0 | 30.3167 | -145.9333 |  | 1.401 | 0.2971 | 0.30493 | 1.3982 | 0 | 0 | 0.55132 | -102.8688 | 79.6311 | 0.65808 | 0 | 0
Line17_5_19 | 0 | 0 | 0 | 0 | 0 | 0 | 0 | 0 | 0 | 0 | 0 | 0 | 1.5957e-09 | -2.2997e-08 | 2.2808e-08 | -2.3421e-09 | 6.8155e-10 | 2.5358e-10 | -5.433e-08 | 4.9326e-09 | -3.3849e-09 | 3.4933e-11 | 6.1404e-10 | -1.3773e-09 | 0 | 0 | 0 | 0 | 0 | 0 |  | 1.4047 | 0.59485 | 0.60917 | 1.4047 | 0.59485 | 0.60917 | 0.40905 | -102.7617 | 79.5292 | 0.40905 | -102.7617 | 79.5292
Line1_1_3 | 0.021099 | 0.021099 | 0.021099 | 0.021099 | 0.021099 | 0.021099 | 0.0048726 | 0.0048726 | 0.0048726 | 0.0048726 | 0.0048726 | 0.0048726 | 0.00015914 | 0.0028061 | -0.0029011 | -0.00015486 | -0.0028018 | 0.0029054 | 0.0068427 | -0.00072586 | 0.00062788 | -0.0068383 | 0.00073031 | -0.00062344 | -88.2587 | -88.2587 | -88.2586 | 91.7413 | 91.7413 | 91.7413 |  | 1.4047 | 0.59485 | 0.60917 | 1.4038 | 0.59423 | 0.60984 | 0.40906 | -102.7617 | 79.5292 | 0.44398 | -102.8681 | 79.6306
Line2_1_4 | 0.021397 | 2.4698 | 2.5455 | 0.021397 | 2.4698 | 2.5455 | 0.0049415 | 0.57038 | 0.58785 | 0.0049415 | 0.57038 | 0.58785 | 6.9286e-05 | 0.2336 | 0.24936 | -5.1914e-05 | -0.1169 | -0.12459 | 0.006941 | 0.24607 | 0.25702 | -0.0069227 | -0.12268 | -0.12887 | -89.019 | -149.2506 | 33.6632 | 90.981 | 30.7494 | -146.3368 |  | 1.4047 | 0.59485 | 0.60917 | 1.401 | 0.2971 | 0.30493 | 0.40906 | -102.7617 | 79.5292 | 0.55132 | -102.8688 | 79.6311
Line3_1_5 | 0 | 0 | 0 | 0 | 0 | 0 | 0 | 0 | 0 | 0 | 0 | 0 | 3.1915e-09 | -4.5994e-08 | 4.5616e-08 | -3.9378e-09 | 2.3679e-08 | -2.2555e-08 | -1.0866e-07 | 9.8651e-09 | -6.7698e-09 | 5.4365e-08 | -4.3185e-09 | 2.0076e-09 | 0 | 0 | 0 | 0 | 0 | 0 |  | 1.4047 | 0.59485 | 0.60917 | 1.4047 | 0.59485 | 0.60917 | 0.40906 | -102.7617 | 79.5292 | 0.40905 | -102.7617 | 79.5292
Line4_2_6 | 0.021184 | 0.021184 | 0.021184 | 0.021184 | 0.021184 | 0.021184 | 0.0048922 | 0.0048922 | 0.0048922 | 0.0048923 | 0.0048923 | 0.0048923 | 0.0001295 | 0.0028158 | -0.0029195 | -0.00012519 | -0.0028115 | 0.0029238 | 0.0068663 | -0.00072261 | 0.00061491 | -0.0068619 | 0.00072711 | -0.00061043 | -88.4753 | -88.4753 | -88.4753 | 91.5247 | 91.5247 | 91.5247 |  | 1.4038 | 0.59422 | 0.60985 | 1.4028 | 0.5936 | 0.61052 | 0.44426 | -102.8683 | 79.6307 | 0.47952 | -102.9752 | 79.732
Line5_6_7 | 0.021184 | 0.021184 | 0.021184 | 0.021184 | 0.021184 | 0.021184 | 0.0048923 | 0.0048923 | 0.0048923 | 0.0048923 | 0.0048923 | 0.0048923 | 0.00012519 | 0.0028115 | -0.0029238 | -0.00012088 | -0.0028072 | 0.0029281 | 0.0068619 | -0.00072711 | 0.00061042 | -0.0068575 | 0.0007316 | -0.00060594 | -88.4753 | -88.4753 | -88.4753 | 91.5247 | 91.5247 | 91.5247 |  | 1.4028 | 0.5936 | 0.61052 | 1.4019 | 0.59297 | 0.6112 | 0.47952 | -102.9752 | 79.732 | 0.51482 | -103.0823 | 79.833
Line6_7_8 | 0 | 0 | 0 | 0 | 0 | 0 | 0 | 0 | 0 | 0 | 0 | 0 | 4.1212e-09 | -6.8206e-08 | 6.8222e-08 | -5.0706e-09 | 4.6158e-08 | -4.5224e-08 | -1.6171e-07 | 1.5435e-08 | -1.0158e-08 | 1.0785e-07 | -9.689e-09 | 5.3985e-09 | 0 | 0 | 0 | 0 | 0 | 0 |  | 1.4019 | 0.59297 | 0.6112 | 1.4019 | 0.59297 | 0.6112 | 0.51482 | -103.0823 | 79.833 | 0.51482 | -103.0823 | 79.833
Line7_8_9 | 0 | 0 | 0 | 0 | 0 | 0 | 0 | 0 | 0 | 0 | 0 | 0 | 1.3737e-09 | -2.2735e-08 | 2.2741e-08 | -2.3231e-09 | 6.8687e-10 | 2.5719e-10 | -5.3903e-08 | 5.145e-09 | -3.3859e-09 | 4.3877e-11 | 6.0106e-10 | -1.3732e-09 | 0 | 0 | 0 | 0 | 0 | 0 |  | 1.4019 | 0.59297 | 0.6112 | 1.4019 | 0.59297 | 0.6112 | 0.51482 | -103.0823 | 79.833 | 0.51482 | -103.0823 | 79.833
Line8_8_10 | 0 | 0 | 0 | 0 | 0 | 0 | 0 | 0 | 0 | 0 | 0 | 0 | 1.3737e-09 | -2.2735e-08 | 2.2741e-08 | -2.3231e-09 | 6.8687e-10 | 2.5719e-10 | -5.3903e-08 | 5.145e-09 | -3.3859e-09 | 4.3877e-11 | 6.0106e-10 | -1.3732e-09 | 0 | 0 | 0 | 0 | 0 | 0 |  | 1.4019 | 0.59297 | 0.6112 | 1.4019 | 0.59297 | 0.6112 | 0.51482 | -103.0823 | 79.833 | 0.51482 | -103.0823 | 79.833
Line9_3_11 | 0.021099 | 0.021099 | 0.021099 | 0.021099 | 0.021099 | 0.021099 | 0.0048726 | 0.0048726 | 0.0048726 | 0.0048727 | 0.0048727 | 0.0048727 | 0.00015486 | 0.0028018 | -0.0029054 | -0.00015059 | -0.0027976 | 0.0029097 | 0.0068383 | -0.00073031 | 0.00062343 | -0.0068339 | 0.00073477 | -0.00061899 | -88.2587 | -88.2587 | -88.2587 | 91.7413 | 91.7413 | 91.7413 |  | 1.4038 | 0.59423 | 0.60984 | 1.4028 | 0.59361 | 0.61051 | 0.44398 | -102.8681 | 79.6306 | 0.47895 | -102.9748 | 79.7317

## LLG_min_10
name | pf_ikss_a_from_ka | pf_ikss_b_from_ka | pf_ikss_c_from_ka | pf_ikss_a_to_ka | pf_ikss_b_to_ka | pf_ikss_c_to_ka | pf_skss_a_from_mw | pf_skss_b_from_mw | pf_skss_c_from_mw | pf_skss_a_to_mw | pf_skss_b_to_mw | pf_skss_c_to_mw | pf_p_a_from_mw | pf_p_b_from_mw | pf_p_c_from_mw | pf_p_a_to_mw | pf_p_b_to_mw | pf_p_c_to_mw | pf_q_a_from_mvar | pf_q_b_from_mvar | pf_q_c_from_mvar | pf_q_a_to_mvar | pf_q_b_to_mvar | pf_q_c_to_mvar | pf_ikss_a_from_degree | pf_ikss_b_from_degree | pf_ikss_c_from_degree | pf_ikss_a_to_degree | pf_ikss_b_to_degree | pf_ikss_c_to_degree | 3xI0 | pf_vm_a_from_pu | pf_vm_b_from_pu | pf_vm_c_from_pu | pf_vm_a_to_pu | pf_vm_b_to_pu | pf_vm_c_to_pu | pf_va_a_from_degree | pf_va_b_from_degree | pf_va_c_from_degree | pf_va_a_to_degree | pf_va_b_to_degree | pf_va_c_to_degree
Line0_1_2 | 0.020069 | 0.020069 | 0.020069 | 0.020069 | 0.020069 | 0.020069 | 0.0046347 | 0.0046347 | 0.0046347 | 0.0046347 | 0.0046347 | 0.0046348 | 0.00012009 | 0.0025311 | -0.0026163 | -0.00011623 | -0.0025272 | 0.0026202 | 0.0061665 | -0.00064452 | 0.00055591 | -0.0061626 | 0.00064855 | -0.00055189 | -88.4753 | -88.4753 | -88.4752 | 91.5247 | 91.5247 | 91.5248 |  | 1.3308 | 0.56354 | 0.57711 | 1.3299 | 0.56294 | 0.57775 | 0.40906 | -102.7617 | 79.5292 | 0.44426 | -102.8683 | 79.6307
Line10_11_12 | 0.019989 | 0.019989 | 0.019989 | 0.019989 | 0.019989 | 0.019989 | 0.0046162 | 0.0046162 | 0.0046162 | 0.0046163 | 0.0046163 | 0.0046163 | 0.00013515 | 0.0025108 | -0.0026115 | -0.00013132 | -0.002507 | 0.0026153 | 0.0061335 | -0.00065946 | 0.00055554 | -0.0061295 | 0.00066346 | -0.00055155 | -88.2587 | -88.2588 | -88.2587 | 91.7413 | 91.7412 | 91.7413 |  | 1.329 | 0.56237 | 0.57837 | 1.3281 | 0.56178 | 0.57901 | 0.47895 | -102.9748 | 79.7317 | 0.51396 | -103.0817 | 79.8325
Line11_12_13 | 0.019989 | 0.019989 | 0.019989 | 0.019989 | 0.019989 | 0.019989 | 0.0046163 | 0.0046163 | 0.0046163 | 0.0046163 | 0.0046163 | 0.0046163 | 0.00013131 | 0.002507 | -0.0026153 | -0.00012748 | -0.0025032 | 0.0026192 | 0.0061295 | -0.00066346 | 0.00055155 | -0.0061256 | 0.00066746 | -0.00054756 | -88.2588 | -88.2588 | -88.2587 | 91.7412 | 91.7412 | 91.7413 |  | 1.3281 | 0.56178 | 0.57901 | 1.3272 | 0.5612 | 0.57964 | 0.51396 | -103.0817 | 79.8325 | 0.54902 | -103.1889 | 79.9332
Line12_13_15 | 0 | 0 | 0 | 0 | 0 | 0 | 0 | 0 | 0 | 0 | 0 | 0 | 3.5056e-09 | -6.0985e-08 | 6.1167e-08 | -4.4164e-09 | 4.1275e-08 | -4.0546e-08 | -1.4476e-07 | 1.4038e-08 | -9.1154e-09 | 9.6545e-08 | -8.8234e-09 | 4.8457e-09 | 0 | 0 | 0 | 0 | 0 | 0 |  | 1.3272 | 0.5612 | 0.57964 | 1.3272 | 0.5612 | 0.57964 | 0.54902 | -103.1889 | 79.9332 | 0.54902 | -103.1889 | 79.9332
Line13_13_14 | 0.01999 | 0.01999 | 0.01999 | 0.01999 | 0.01999 | 0.01999 | 0.0046164 | 0.0046164 | 0.0046164 | 0.0046164 | 0.0046164 | 0.0046164 | 0.00012747 | 0.0025033 | -0.0026192 | -0.00012364 | -0.0024995 | 0.0026231 | 0.0061257 | -0.00066748 | 0.00054757 | -0.0061218 | 0.00067148 | -0.00054358 | -88.2588 | -88.2588 | -88.2588 | 91.7412 | 91.7412 | 91.7412 |  | 1.3272 | 0.5612 | 0.57964 | 1.3263 | 0.56062 | 0.58028 | 0.54902 | -103.1889 | 79.9332 | 0.58413 | -103.2962 | 80.0337
Line14_15_16 | 0 | 0 | 0 | 0 | 0 | 0 | 0 | 0 | 0 | 0 | 0 | 0 | 2.3371e-09 | -4.0657e-08 | 4.0778e-08 | -3.2479e-09 | 2.0946e-08 | -2.0157e-08 | -9.6503e-08 | 9.359e-09 | -6.0769e-09 | 4.8294e-08 | -4.1439e-09 | 1.8072e-09 | 0 | 0 | 0 | 0 | 0 | 0 |  | 1.3272 | 0.5612 | 0.57964 | 1.3272 | 0.5612 | 0.57964 | 0.54902 | -103.1889 | 79.9332 | 0.54902 | -103.1889 | 79.9332
Line15_16_17 | 0 | 0 | 0 | 0 | 0 | 0 | 0 | 0 | 0 | 0 | 0 | 0 | 1.1685e-09 | -2.0328e-08 | 2.0389e-08 | -2.0793e-09 | 6.1801e-10 | 2.3192e-10 | -4.8252e-08 | 4.6795e-09 | -3.0385e-09 | 4.1969e-11 | 5.3562e-10 | -1.2312e-09 | 0 | 0 | 0 | 0 | 0 | 0 |  | 1.3272 | 0.5612 | 0.57964 | 1.3272 | 0.5612 | 0.57964 | 0.54902 | -103.1889 | 79.9332 | 0.54902 | -103.1889 | 79.9332
Line16_4_18 | 0 | 2.3298 | 2.4225 | 0 | 2.3298 | 2.4225 | 0 | 0.53805 | 0.55945 | 0 | 0.53805 | 0.55945 | 1.8377e-09 | 0.10364 | 0.11315 | -2.0624e-09 | -2.849e-16 | -1.8099e-14 | -4.9e-08 | 0.11042 | 0.1154 | 5.0204e-11 | -2.1493e-14 | 1.4038e-14 | 0 | -149.6833 | 34.0667 | 0 | 30.3167 | -145.9333 |  | 1.3272 | 0.28146 | 0.28888 | 1.3246 | 0 | 0 | 0.55132 | -102.8688 | 79.6311 | 0.65808 | 0 | 0
Line17_5_19 | 0 | 0 | 0 | 0 | 0 | 0 | 0 | 0 | 0 | 0 | 0 | 0 | 1.4322e-09 | -2.064e-08 | 2.0471e-08 | -2.102e-09 | 6.117e-10 | 2.2759e-10 | -4.8762e-08 | 4.427e-09 | -3.038e-09 | 3.1353e-11 | 5.5111e-10 | -1.2361e-09 | 0 | 0 | 0 | 0 | 0 | 0 |  | 1.3308 | 0.56354 | 0.57711 | 1.3308 | 0.56354 | 0.57711 | 0.40905 | -102.7617 | 79.5292 | 0.40905 | -102.7617 | 79.5292
Line1_1_3 | 0.019989 | 0.019988 | 0.019989 | 0.019989 | 0.019989 | 0.019989 | 0.0046161 | 0.0046161 | 0.0046162 | 0.0046162 | 0.0046162 | 0.0046162 | 0.00014283 | 0.0025185 | -0.0026038 | -0.00013899 | -0.0025147 | 0.0026076 | 0.0061414 | -0.00065146 | 0.00056353 | -0.0061374 | 0.00065546 | -0.00055954 | -88.2587 | -88.2587 | -88.2586 | 91.7413 | 91.7413 | 91.7413 |  | 1.3308 | 0.56354 | 0.57711 | 1.3299 | 0.56295 | 0.57774 | 0.40906 | -102.7617 | 79.5292 | 0.44398 | -102.8681 | 79.6306
Line2_1_4 | 0.020271 | 2.3398 | 2.4115 | 0.020271 | 2.3398 | 2.4115 | 0.0046814 | 0.54036 | 0.55691 | 0.0046814 | 0.54036 | 0.55691 | 6.2185e-05 | 0.20966 | 0.2238 | -4.6593e-05 | -0.10492 | -0.11182 | 0.0062296 | 0.22085 | 0.23067 | -0.0062132 | -0.11011 | -0.11567 | -89.019 | -149.2506 | 33.6632 | 90.981 | 30.7494 | -146.3368 |  | 1.3308 | 0.56354 | 0.57711 | 1.3272 | 0.28146 | 0.28888 | 0.40906 | -102.7617 | 79.5292 | 0.55132 | -102.8688 | 79.6311
Line3_1_5 | 0 | 0 | 0 | 0 | 0 | 0 | 0 | 0 | 0 | 0 | 0 | 0 | 2.8644e-09 | -4.128e-08 | 4.0941e-08 | -3.5342e-09 | 2.1252e-08 | -2.0243e-08 | -9.7523e-08 | 8.854e-09 | -6.0759e-09 | 4.8793e-08 | -3.8759e-09 | 1.8018e-09 | 0 | 0 | 0 | 0 | 0 | 0 |  | 1.3308 | 0.56354 | 0.57711 | 1.3308 | 0.56354 | 0.57711 | 0.40906 | -102.7617 | 79.5292 | 0.40905 | -102.7617 | 79.5292
Line4_2_6 | 0.020069 | 0.020069 | 0.020069 | 0.020069 | 0.020069 | 0.020069 | 0.0046347 | 0.0046347 | 0.0046348 | 0.0046348 | 0.0046348 | 0.0046348 | 0.00011623 | 0.0025272 | -0.0026202 | -0.00011236 | -0.0025234 | 0.0026241 | 0.0061626 | -0.00064855 | 0.00055188 | -0.0061586 | 0.00065258 | -0.00054786 | -88.4753 | -88.4753 | -88.4753 | 91.5247 | 91.5247 | 91.5247 |  | 1.3299 | 0.56294 | 0.57775 | 1.329 | 0.56235 | 0.57839 | 0.44426 | -102.8683 | 79.6307 | 0.47952 | -102.9752 | 79.732
Line5_6_7 | 0.020069 | 0.020069 | 0.020069 | 0.020069 | 0.020069 | 0.020069 | 0.0046348 | 0.0046348 | 0.0046348 | 0.0046348 | 0.0046348 | 0.0046348 | 0.00011236 | 0.0025234 | -0.0026241 | -0.00010849 | -0.0025195 | 0.002628 | 0.0061586 | -0.00065258 | 0.00054786 | -0.0061546 | 0.00065662 | -0.00054384 | -88.4753 | -88.4753 | -88.4753 | 91.5247 | 91.5247 | 91.5247 |  | 1.329 | 0.56235 | 0.57839 | 1.3281 | 0.56176 | 0.57903 | 0.47952 | -102.9752 | 79.732 | 0.51482 | -103.0823 | 79.833
Line6_7_8 | 0 | 0 | 0 | 0 | 0 | 0 | 0 | 0 | 0 | 0 | 0 | 0 | 3.6988e-09 | -6.1216e-08 | 6.123e-08 | -4.5509e-09 | 4.1427e-08 | -4.0589e-08 | -1.4514e-07 | 1.3853e-08 | -9.1165e-09 | 9.6797e-08 | -8.6959e-09 | 4.8452e-09 | 0 | 0 | 0 | 0 | 0 | 0 |  | 1.3281 | 0.56176 | 0.57903 | 1.3281 | 0.56176 | 0.57903 | 0.51482 | -103.0823 | 79.833 | 0.51482 | -103.0823 | 79.833
Line7_8_9 | 0 | 0 | 0 | 0 | 0 | 0 | 0 | 0 | 0 | 0 | 0 | 0 | 1.2329e-09 | -2.0405e-08 | 2.041e-08 | -2.085e-09 | 6.1647e-10 | 2.3083e-10 | -4.8379e-08 | 4.6177e-09 | -3.0388e-09 | 3.938e-11 | 5.3946e-10 | -1.2325e-09 | 0 | 0 | 0 | 0 | 0 | 0 |  | 1.3281 | 0.56176 | 0.57903 | 1.3281 | 0.56176 | 0.57903 | 0.51482 | -103.0823 | 79.833 | 0.51482 | -103.0823 | 79.833
Line8_8_10 | 0 | 0 | 0 | 0 | 0 | 0 | 0 | 0 | 0 | 0 | 0 | 0 | 1.2329e-09 | -2.0405e-08 | 2.041e-08 | -2.085e-09 | 6.1647e-10 | 2.3083e-10 | -4.8379e-08 | 4.6177e-09 | -3.0388e-09 | 3.938e-11 | 5.3946e-10 | -1.2325e-09 | 0 | 0 | 0 | 0 | 0 | 0 |  | 1.3281 | 0.56176 | 0.57903 | 1.3281 | 0.56176 | 0.57903 | 0.51482 | -103.0823 | 79.833 | 0.51482 | -103.0823 | 79.833
Line9_3_11 | 0.019989 | 0.019989 | 0.019989 | 0.019989 | 0.019989 | 0.019989 | 0.0046162 | 0.0046162 | 0.0046162 | 0.0046162 | 0.0046162 | 0.0046162 | 0.00013899 | 0.0025147 | -0.0026076 | -0.00013515 | -0.0025108 | 0.0026115 | 0.0061374 | -0.00065546 | 0.00055954 | -0.0061335 | 0.00065946 | -0.00055555 | -88.2587 | -88.2587 | -88.2587 | 91.7413 | 91.7413 | 91.7413 |  | 1.3299 | 0.56295 | 0.57774 | 1.329 | 0.56237 | 0.57837 | 0.44398 | -102.8681 | 79.6306 | 0.47895 | -102.9748 | 79.7317

## LLG_min_fault_6
name | pf_ikss_a_from_ka | pf_ikss_b_from_ka | pf_ikss_c_from_ka | pf_ikss_a_to_ka | pf_ikss_b_to_ka | pf_ikss_c_to_ka | pf_skss_a_from_mw | pf_skss_b_from_mw | pf_skss_c_from_mw | pf_skss_a_to_mw | pf_skss_b_to_mw | pf_skss_c_to_mw | pf_p_a_from_mw | pf_p_b_from_mw | pf_p_c_from_mw | pf_p_a_to_mw | pf_p_b_to_mw | pf_p_c_to_mw | pf_q_a_from_mvar | pf_q_b_from_mvar | pf_q_c_from_mvar | pf_q_a_to_mvar | pf_q_b_to_mvar | pf_q_c_to_mvar | pf_ikss_a_from_degree | pf_ikss_b_from_degree | pf_ikss_c_from_degree | pf_ikss_a_to_degree | pf_ikss_b_to_degree | pf_ikss_c_to_degree | 3xI0 | pf_vm_a_from_pu | pf_vm_b_from_pu | pf_vm_c_from_pu | pf_vm_a_to_pu | pf_vm_b_to_pu | pf_vm_c_to_pu | pf_va_a_from_degree | pf_va_b_from_degree | pf_va_c_from_degree | pf_va_a_to_degree | pf_va_b_to_degree | pf_va_c_to_degree
Line0_1_2 | 0.0030631 | 0.0030631 | 0.0030631 | 0.0030631 | 0.0030631 | 0.0030631 | 0.00070738 | 0.00070738 | 0.00070738 | 0.00070739 | 0.00070739 | 0.00070739 | 0.00042667 | 0.00023488 | -0.00066074 | -0.00042658 | -0.0002348 | 0.00066083 | 0.00056588 | -0.00058149 | 0.0001572 | -0.00056579 | 0.00058159 | -0.0001571 | -50.6104 | -50.6104 | -50.6104 | 129.3896 | 129.3896 | 129.3896 |  | 1.0019 | 0.88656 | 0.96013 | 1.0017 | 0.88664 | 0.96023 | 2.3738 | -118.6148 | 116.0072 | 2.3751 | -118.6257 | 116.0167
Line10_11_12 | 0.0030508 | 0.0030508 | 0.0030508 | 0.0030509 | 0.0030509 | 0.0030509 | 0.00070456 | 0.00070456 | 0.00070456 | 0.00070457 | 0.00070457 | 0.00070457 | 0.00042691 | 0.00023158 | -0.00065769 | -0.00042683 | -0.00023149 | 0.00065778 | 0.00056183 | -0.00058024 | 0.00015887 | -0.00056174 | 0.00058033 | -0.00015878 | -50.3938 | -50.3938 | -50.3938 | 129.6061 | 129.6062 | 129.6062 |  | 1.0015 | 0.88671 | 0.96032 | 1.0013 | 0.88679 | 0.96041 | 2.3763 | -118.6364 | 116.0261 | 2.3775 | -118.6472 | 116.0355
Line11_12_13 | 0.0030509 | 0.0030509 | 0.0030509 | 0.0030509 | 0.0030509 | 0.0030509 | 0.00070457 | 0.00070457 | 0.00070457 | 0.00070457 | 0.00070457 | 0.00070457 | 0.00042683 | 0.00023149 | -0.00065778 | -0.00042674 | -0.0002314 | 0.00065787 | 0.00056174 | -0.00058033 | 0.00015878 | -0.00056165 | 0.00058043 | -0.00015868 | -50.3939 | -50.3939 | -50.3939 | 129.6061 | 129.6061 | 129.6061 |  | 1.0013 | 0.88679 | 0.96041 | 1.0011 | 0.88686 | 0.9605 | 2.3775 | -118.6472 | 116.0355 | 2.3787 | -118.6579 | 116.045
Line12_13_15 | 0 | 0 | 0 | 0 | 0 | 0 | 0 | 0 | 0 | 0 | 0 | 0 | -9.4776e-09 | -6.1031e-09 | 1.5674e-08 | 6.1276e-09 | 4.2732e-09 | -1.0495e-08 | -1.3714e-08 | 1.3476e-08 | -3.0244e-09 | 9.2874e-09 | -8.9119e-09 | 1.7855e-09 | 0 | 0 | 0 | 0 | 0 | 0 |  | 1.0011 | 0.88686 | 0.9605 | 1.0011 | 0.88686 | 0.9605 | 2.3787 | -118.6579 | 116.045 | 2.3787 | -118.6579 | 116.045
Line13_13_14 | 0.003051 | 0.003051 | 0.003051 | 0.003051 | 0.003051 | 0.003051 | 0.00070459 | 0.00070459 | 0.00070459 | 0.00070459 | 0.00070459 | 0.00070459 | 0.00042675 | 0.00023141 | -0.00065789 | -0.00042666 | -0.00023132 | 0.00065799 | 0.00056166 | -0.00058045 | 0.00015869 | -0.00056157 | 0.00058054 | -0.0001586 | -50.394 | -50.394 | -50.394 | 129.606 | 129.606 | 129.606 |  | 1.0011 | 0.88686 | 0.9605 | 1.001 | 0.88694 | 0.96059 | 2.3787 | -118.6579 | 116.045 | 2.3799 | -118.6687 | 116.0544
Line14_15_16 | 0 | 0 | 0 | 0 | 0 | 0 | 0 | 0 | 0 | 0 | 0 | 0 | -6.3184e-09 | -4.0687e-09 | 1.045e-08 | 2.9685e-09 | 2.2388e-09 | -5.2697e-09 | -9.1426e-09 | 8.9842e-09 | -2.0163e-09 | 4.7161e-09 | -4.4198e-09 | 7.7737e-10 | 0 | 0 | 0 | 0 | 0 | 0 |  | 1.0011 | 0.88686 | 0.9605 | 1.0011 | 0.88686 | 0.9605 | 2.3787 | -118.6579 | 116.045 | 2.3787 | -118.6579 | 116.045
Line15_16_17 | 0 | 0 | 0 | 0 | 0 | 0 | 0 | 0 | 0 | 0 | 0 | 0 | -3.1592e-09 | -2.0344e-09 | 5.2248e-09 | -1.9074e-10 | 2.0446e-10 | -4.4953e-11 | -4.5713e-09 | 4.4921e-09 | -1.0081e-09 | 1.4474e-10 | 7.2354e-11 | -2.3077e-10 | 0 | 0 | 0 | 0 | 0 | 0 |  | 1.0011 | 0.88686 | 0.9605 | 1.0011 | 0.88686 | 0.9605 | 2.3787 | -118.6579 | 116.045 | 2.3787 | -118.6579 | 116.045
Line16_4_18 | 0 | 0.028747 | 0.031135 | 0 | 0.028747 | 0.031135 | 0 | 0.0066388 | 0.0071904 | 0 | 0.0066388 | 0.0071904 | -3.1477e-09 | 0.0041443 | 0.0048666 | -1.8861e-10 | -0.0041319 | -0.004847 | -4.6862e-09 | 0.0041497 | 0.0048625 | 1.4491e-10 | -0.0041319 | -0.004847 | 0 | -163.7002 | 71.0644 | 0 | 16.2999 | -108.9356 |  | 1.0011 | 0.88341 | 0.95677 | 1.0006 | 0.88019 | 0.95332 | 2.379 | -118.6628 | 116.0404 | 2.3828 | -118.7001 | 116.0644
Line17_5_19 | 0 | 0 | 0 | 0 | 0 | 0 | 0 | 0 | 0 | 0 | 0 | 0 | -3.1521e-09 | -2.0876e-09 | 5.2717e-09 | -1.9354e-10 | 2.0532e-10 | -4.3789e-11 | -4.6351e-09 | 4.5093e-09 | -9.793e-10 | 1.4455e-10 | 7.4652e-11 | -2.3288e-10 | 0 | 0 | 0 | 0 | 0 | 0 |  | 1.0019 | 0.88656 | 0.96013 | 1.0019 | 0.88656 | 0.96013 | 2.3738 | -118.6148 | 116.0072 | 2.3738 | -118.6148 | 116.0072
Line1_1_3 | 0.0030508 | 0.0030508 | 0.0030508 | 0.0030508 | 0.0030508 | 0.0030508 | 0.00070455 | 0.00070455 | 0.00070455 | 0.00070456 | 0.00070455 | 0.00070456 | 0.00042708 | 0.00023175 | -0.0006575 | -0.000427 | -0.00023167 | 0.00065759 | 0.000562 | -0.00058004 | 0.00015905 | -0.00056191 | 0.00058014 | -0.00015896 | -50.3938 | -50.3938 | -50.3938 | 129.6062 | 129.6062 | 129.6062 |  | 1.0019 | 0.88656 | 0.96013 | 1.0017 | 0.88664 | 0.96022 | 2.3738 | -118.6148 | 116.0072 | 2.375 | -118.6256 | 116.0166
Line2_1_4 | 0.0030939 | 0.027708 | 0.029602 | 0.0030939 | 0.027708 | 0.029602 | 0.00071451 | 0.0063989 | 0.0068362 | 0.00071452 | 0.0063989 | 0.0068362 | 0.00042552 | 0.0043984 | 0.0042176 | -0.00042516 | -0.0043858 | -0.0042 | 0.00057565 | 0.0035829 | 0.0050292 | -0.00057527 | -0.0035665 | -0.0050141 | -51.1541 | -157.7809 | 65.9914 | 128.8459 | 22.2192 | -114.0087 |  | 1.0019 | 0.88656 | 0.96013 | 1.0011 | 0.88341 | 0.95677 | 2.3738 | -118.6148 | 116.0072 | 2.379 | -118.6628 | 116.0404
Line3_1_5 | 0 | 0 | 0 | 0 | 0 | 0 | 0 | 0 | 0 | 0 | 0 | 0 | -6.3043e-09 | -4.1751e-09 | 1.0543e-08 | 2.9586e-09 | 2.2929e-09 | -5.3155e-09 | -9.2703e-09 | 9.0187e-09 | -1.9586e-09 | 4.7797e-09 | -4.4347e-09 | 7.4642e-10 | 0 | 0 | 0 | 0 | 0 | 0 |  | 1.0019 | 0.88656 | 0.96013 | 1.0019 | 0.88656 | 0.96013 | 2.3738 | -118.6148 | 116.0072 | 2.3738 | -118.6148 | 116.0072
Line4_2_6 | 0.0030631 | 0.0030631 | 0.0030631 | 0.0030631 | 0.0030631 | 0.0030631 | 0.00070739 | 0.00070739 | 0.00070739 | 0.00070739 | 0.00070739 | 0.00070739 | 0.00042658 | 0.0002348 | -0.00066083 | -0.00042649 | -0.00023471 | 0.00066093 | 0.00056579 | -0.00058159 | 0.0001571 | -0.0005657 | 0.00058169 | -0.00015701 | -50.6104 | -50.6104 | -50.6104 | 129.3896 | 129.3896 | 129.3896 |  | 1.0017 | 0.88664 | 0.96023 | 1.0015 | 0.88671 | 0.96032 | 2.3751 | -118.6257 | 116.0167 | 2.3763 | -118.6365 | 116.0261
Line5_6_7 | 0.0030631 | 0.0030631 | 0.0030631 | 0.0030631 | 0.0030631 | 0.0030631 | 0.00070739 | 0.00070739 | 0.00070739 | 0.0007074 | 0.0007074 | 0.0007074 | 0.00042649 | 0.00023471 | -0.00066093 | -0.0004264 | -0.00023462 | 0.00066102 | 0.0005657 | -0.00058169 | 0.00015701 | -0.00056561 | 0.00058179 | -0.00015692 | -50.6104 | -50.6104 | -50.6104 | 129.3896 | 129.3896 | 129.3896 |  | 1.0015 | 0.88671 | 0.96032 | 1.0013 | 0.88679 | 0.96041 | 2.3763 | -118.6365 | 116.0261 | 2.3776 | -118.6473 | 116.0356
Line6_7_8 | 0 | 0 | 0 | 0 | 0 | 0 | 0 | 0 | 0 | 0 | 0 | 0 | -9.4728e-09 | -6.1423e-09 | 1.5709e-08 | 6.1238e-09 | 4.2995e-09 | -1.0518e-08 | -1.3761e-08 | 1.349e-08 | -3.0035e-09 | 9.3189e-09 | -8.9201e-09 | 1.771e-09 | 0 | 0 | 0 | 0 | 0 | 0 |  | 1.0013 | 0.88679 | 0.96041 | 1.0013 | 0.88679 | 0.96041 | 2.3776 | -118.6473 | 116.0356 | 2.3776 | -118.6473 | 116.0356
Line7_8_9 | 0 | 0 | 0 | 0 | 0 | 0 | 0 | 0 | 0 | 0 | 0 | 0 | -3.1576e-09 | -2.0474e-09 | 5.2365e-09 | -1.9143e-10 | 2.0468e-10 | -4.4672e-11 | -4.5871e-09 | 4.4965e-09 | -1.0012e-09 | 1.447e-10 | 7.2919e-11 | -2.3129e-10 | 0 | 0 | 0 | 0 | 0 | 0 |  | 1.0013 | 0.88679 | 0.96041 | 1.0013 | 0.88679 | 0.96041 | 2.3776 | -118.6473 | 116.0356 | 2.3776 | -118.6473 | 116.0356
Line8_8_10 | 0 | 0 | 0 | 0 | 0 | 0 | 0 | 0 | 0 | 0 | 0 | 0 | -3.1576e-09 | -2.0474e-09 | 5.2365e-09 | -1.9143e-10 | 2.0468e-10 | -4.4672e-11 | -4.5871e-09 | 4.4965e-09 | -1.0012e-09 | 1.447e-10 | 7.2919e-11 | -2.3129e-10 | 0 | 0 | 0 | 0 | 0 | 0 |  | 1.0013 | 0.88679 | 0.96041 | 1.0013 | 0.88679 | 0.96041 | 2.3776 | -118.6473 | 116.0356 | 2.3776 | -118.6473 | 116.0356
Line9_3_11 | 0.0030508 | 0.0030508 | 0.0030508 | 0.0030508 | 0.0030508 | 0.0030508 | 0.00070456 | 0.00070456 | 0.00070456 | 0.00070456 | 0.00070456 | 0.00070456 | 0.000427 | 0.00023167 | -0.00065759 | -0.00042691 | -0.00023158 | 0.00065769 | 0.00056191 | -0.00058014 | 0.00015896 | -0.00056183 | 0.00058024 | -0.00015887 | -50.3938 | -50.3938 | -50.3938 | 129.6062 | 129.6062 | 129.6062 |  | 1.0017 | 0.88664 | 0.96022 | 1.0015 | 0.88671 | 0.96032 | 2.375 | -118.6256 | 116.0166 | 2.3763 | -118.6364 | 116.0261

## LLG_min_fault_10
name | pf_ikss_a_from_ka | pf_ikss_b_from_ka | pf_ikss_c_from_ka | pf_ikss_a_to_ka | pf_ikss_b_to_ka | pf_ikss_c_to_ka | pf_skss_a_from_mw | pf_skss_b_from_mw | pf_skss_c_from_mw | pf_skss_a_to_mw | pf_skss_b_to_mw | pf_skss_c_to_mw | pf_p_a_from_mw | pf_p_b_from_mw | pf_p_c_from_mw | pf_p_a_to_mw | pf_p_b_to_mw | pf_p_c_to_mw | pf_q_a_from_mvar | pf_q_b_from_mvar | pf_q_c_from_mvar | pf_q_a_to_mvar | pf_q_b_to_mvar | pf_q_c_to_mvar | pf_ikss_a_from_degree | pf_ikss_b_from_degree | pf_ikss_c_from_degree | pf_ikss_a_to_degree | pf_ikss_b_to_degree | pf_ikss_c_to_degree | 3xI0 | pf_vm_a_from_pu | pf_vm_b_from_pu | pf_vm_c_from_pu | pf_vm_a_to_pu | pf_vm_b_to_pu | pf_vm_c_to_pu | pf_va_a_from_degree | pf_va_b_from_degree | pf_va_c_from_degree | pf_va_a_to_degree | pf_va_b_to_degree | pf_va_c_to_degree
Line0_1_2 | 0.0029018 | 0.0029018 | 0.0029018 | 0.0029019 | 0.0029019 | 0.0029019 | 0.00067015 | 0.00067015 | 0.00067015 | 0.00067016 | 0.00067016 | 0.00067016 | 0.00038294 | 0.00021081 | -0.00059302 | -0.00038286 | -0.00021073 | 0.0005931 | 0.00050788 | -0.00052189 | 0.00014108 | -0.0005078 | 0.00052198 | -0.000141 | -50.6104 | -50.6104 | -50.6104 | 129.3896 | 129.3896 | 129.3896 |  | 0.94914 | 0.8399 | 0.9096 | 0.94897 | 0.83997 | 0.90969 | 2.3738 | -118.6148 | 116.0072 | 2.3751 | -118.6257 | 116.0167
Line10_11_12 | 0.0028903 | 0.0028903 | 0.0028903 | 0.0028903 | 0.0028903 | 0.0028903 | 0.00066748 | 0.00066748 | 0.00066748 | 0.00066748 | 0.00066748 | 0.00066748 | 0.00038316 | 0.00020784 | -0.00059028 | -0.00038308 | -0.00020776 | 0.00059036 | 0.00050424 | -0.00052077 | 0.00014259 | -0.00050416 | 0.00052085 | -0.0001425 | -50.3938 | -50.3938 | -50.3938 | 129.6061 | 129.6062 | 129.6062 |  | 0.9488 | 0.84004 | 0.90977 | 0.94862 | 0.84011 | 0.90986 | 2.3763 | -118.6364 | 116.0261 | 2.3775 | -118.6472 | 116.0355
Line11_12_13 | 0.0028903 | 0.0028903 | 0.0028903 | 0.0028903 | 0.0028903 | 0.0028903 | 0.00066748 | 0.00066748 | 0.00066748 | 0.00066749 | 0.00066749 | 0.00066749 | 0.00038308 | 0.00020776 | -0.00059036 | -0.000383 | -0.00020769 | 0.00059045 | 0.00050416 | -0.00052085 | 0.0001425 | -0.00050408 | 0.00052094 | -0.00014242 | -50.3939 | -50.3939 | -50.3939 | 129.6061 | 129.6061 | 129.6061 |  | 0.94862 | 0.84011 | 0.90986 | 0.94845 | 0.84019 | 0.90995 | 2.3775 | -118.6472 | 116.0355 | 2.3787 | -118.6579 | 116.045
Line12_13_15 | 0 | 0 | 0 | 0 | 0 | 0 | 0 | 0 | 0 | 0 | 0 | 0 | -8.5062e-09 | -5.4775e-09 | 1.4068e-08 | 5.4996e-09 | 3.8352e-09 | -9.4189e-09 | -1.2308e-08 | 1.2095e-08 | -2.7144e-09 | 8.3355e-09 | -7.9985e-09 | 1.6025e-09 | 0 | 0 | 0 | 0 | 0 | 0 |  | 0.94845 | 0.84019 | 0.90995 | 0.94845 | 0.84019 | 0.90995 | 2.3787 | -118.6579 | 116.045 | 2.3787 | -118.6579 | 116.045
Line13_13_14 | 0.0028904 | 0.0028904 | 0.0028904 | 0.0028904 | 0.0028904 | 0.0028904 | 0.0006675 | 0.0006675 | 0.0006675 | 0.00066751 | 0.00066751 | 0.00066751 | 0.00038301 | 0.00020769 | -0.00059046 | -0.00038293 | -0.00020761 | 0.00059055 | 0.0005041 | -0.00052095 | 0.00014242 | -0.00050402 | 0.00052104 | -0.00014234 | -50.394 | -50.394 | -50.394 | 129.606 | 129.606 | 129.606 |  | 0.94845 | 0.84019 | 0.90995 | 0.94828 | 0.84026 | 0.91004 | 2.3787 | -118.6579 | 116.045 | 2.3799 | -118.6687 | 116.0544
Line14_15_16 | 0 | 0 | 0 | 0 | 0 | 0 | 0 | 0 | 0 | 0 | 0 | 0 | -5.6708e-09 | -3.6517e-09 | 9.3786e-09 | 2.6642e-09 | 2.0094e-09 | -4.7296e-09 | -8.2056e-09 | 8.0634e-09 | -1.8096e-09 | 4.2327e-09 | -3.9668e-09 | 6.977e-10 | 0 | 0 | 0 | 0 | 0 | 0 |  | 0.94845 | 0.84019 | 0.90995 | 0.94845 | 0.84019 | 0.90995 | 2.3787 | -118.6579 | 116.045 | 2.3787 | -118.6579 | 116.045
Line15_16_17 | 0 | 0 | 0 | 0 | 0 | 0 | 0 | 0 | 0 | 0 | 0 | 0 | -2.8354e-09 | -1.8258e-09 | 4.6893e-09 | -1.7119e-10 | 1.8351e-10 | -4.0345e-11 | -4.1028e-09 | 4.0317e-09 | -9.0481e-10 | 1.299e-10 | 6.4938e-11 | -2.0712e-10 | 0 | 0 | 0 | 0 | 0 | 0 |  | 0.94845 | 0.84019 | 0.90995 | 0.94845 | 0.84019 | 0.90995 | 2.3787 | -118.6579 | 116.045 | 2.3787 | -118.6579 | 116.045
Line16_4_18 | 0 | 0.027234 | 0.029497 | 0 | 0.027234 | 0.029497 | 0 | 0.0062894 | 0.0068119 | 0 | 0.0062894 | 0.0068119 | -2.8251e-09 | 0.0037196 | 0.0043678 | -1.6928e-10 | -0.0037084 | -0.0043502 | -4.2059e-09 | 0.0037244 | 0.0043642 | 1.3006e-10 | -0.0037084 | -0.0043502 | 0 | -163.7002 | 71.0644 | 0 | 16.2999 | -108.9356 |  | 0.94845 | 0.83692 | 0.90642 | 0.94793 | 0.83386 | 0.90314 | 2.379 | -118.6628 | 116.0404 | 2.3828 | -118.7001 | 116.0644
Line17_5_19 | 0 | 0 | 0 | 0 | 0 | 0 | 0 | 0 | 0 | 0 | 0 | 0 | -2.8291e-09 | -1.8736e-09 | 4.7314e-09 | -1.737e-10 | 1.8428e-10 | -3.9301e-11 | -4.1601e-09 | 4.0472e-09 | -8.7893e-10 | 1.2973e-10 | 6.7001e-11 | -2.0901e-10 | 0 | 0 | 0 | 0 | 0 | 0 |  | 0.94914 | 0.8399 | 0.9096 | 0.94914 | 0.8399 | 0.9096 | 2.3738 | -118.6148 | 116.0072 | 2.3738 | -118.6148 | 116.0072
Line1_1_3 | 0.0028902 | 0.0028902 | 0.0028902 | 0.0028902 | 0.0028902 | 0.0028902 | 0.00066747 | 0.00066747 | 0.00066747 | 0.00066747 | 0.00066747 | 0.00066747 | 0.00038331 | 0.000208 | -0.00059011 | -0.00038323 | -0.00020792 | 0.00059019 | 0.0005044 | -0.00052059 | 0.00014275 | -0.00050432 | 0.00052068 | -0.00014267 | -50.3938 | -50.3938 | -50.3938 | 129.6062 | 129.6062 | 129.6062 |  | 0.94914 | 0.8399 | 0.9096 | 0.94897 | 0.83997 | 0.90969 | 2.3738 | -118.6148 | 116.0072 | 2.375 | -118.6256 | 116.0166
Line2_1_4 | 0.0029311 | 0.02625 | 0.028044 | 0.0029311 | 0.02625 | 0.028044 | 0.0006769 | 0.0060621 | 0.0064764 | 0.00067691 | 0.0060621 | 0.0064764 | 0.00038191 | 0.0039476 | 0.0037854 | -0.00038158 | -0.0039363 | -0.0037695 | 0.00051665 | 0.0032157 | 0.0045138 | -0.00051631 | -0.003201 | -0.0045002 | -51.1541 | -157.7809 | 65.9914 | 128.8459 | 22.2192 | -114.0087 |  | 0.94914 | 0.8399 | 0.9096 | 0.94845 | 0.83692 | 0.90642 | 2.3738 | -118.6148 | 116.0072 | 2.379 | -118.6628 | 116.0404
Line3_1_5 | 0 | 0 | 0 | 0 | 0 | 0 | 0 | 0 | 0 | 0 | 0 | 0 | -5.6581e-09 | -3.7472e-09 | 9.4628e-09 | 2.6554e-09 | 2.0579e-09 | -4.7707e-09 | -8.3201e-09 | 8.0943e-09 | -1.7579e-09 | 4.2898e-09 | -3.9802e-09 | 6.6992e-10 | 0 | 0 | 0 | 0 | 0 | 0 |  | 0.94914 | 0.8399 | 0.9096 | 0.94914 | 0.8399 | 0.9096 | 2.3738 | -118.6148 | 116.0072 | 2.3738 | -118.6148 | 116.0072
Line4_2_6 | 0.0029019 | 0.0029019 | 0.0029019 | 0.0029019 | 0.0029019 | 0.0029019 | 0.00067016 | 0.00067016 | 0.00067016 | 0.00067016 | 0.00067016 | 0.00067016 | 0.00038286 | 0.00021073 | -0.0005931 | -0.00038278 | -0.00021065 | 0.00059319 | 0.0005078 | -0.00052198 | 0.000141 | -0.00050772 | 0.00052207 | -0.00014092 | -50.6104 | -50.6104 | -50.6104 | 129.3896 | 129.3896 | 129.3896 |  | 0.94897 | 0.83997 | 0.90969 | 0.94879 | 0.84004 | 0.90978 | 2.3751 | -118.6257 | 116.0167 | 2.3763 | -118.6365 | 116.0261
Line5_6_7 | 0.0029019 | 0.0029019 | 0.0029019 | 0.0029019 | 0.0029019 | 0.0029019 | 0.00067016 | 0.00067016 | 0.00067016 | 0.00067017 | 0.00067017 | 0.00067017 | 0.00038278 | 0.00021065 | -0.00059319 | -0.0003827 | -0.00021057 | 0.00059327 | 0.00050772 | -0.00052207 | 0.00014092 | -0.00050764 | 0.00052216 | -0.00014083 | -50.6104 | -50.6104 | -50.6104 | 129.3896 | 129.3896 | 129.3896 |  | 0.94879 | 0.84004 | 0.90978 | 0.94862 | 0.84011 | 0.90986 | 2.3763 | -118.6365 | 116.0261 | 2.3776 | -118.6473 | 116.0356
Line6_7_8 | 0 | 0 | 0 | 0 | 0 | 0 | 0 | 0 | 0 | 0 | 0 | 0 | -8.5019e-09 | -5.5128e-09 | 1.4099e-08 | 5.4961e-09 | 3.8589e-09 | -9.4396e-09 | -1.2351e-08 | 1.2107e-08 | -2.6956e-09 | 8.3638e-09 | -8.0059e-09 | 1.5895e-09 | 0 | 0 | 0 | 0 | 0 | 0 |  | 0.94862 | 0.84011 | 0.90986 | 0.94862 | 0.84011 | 0.90986 | 2.3776 | -118.6473 | 116.0356 | 2.3776 | -118.6473 | 116.0356
Line7_8_9 | 0 | 0 | 0 | 0 | 0 | 0 | 0 | 0 | 0 | 0 | 0 | 0 | -2.834e-09 | -1.8376e-09 | 4.6998e-09 | -1.7181e-10 | 1.837e-10 | -4.0093e-11 | -4.117e-09 | 4.0357e-09 | -8.9855e-10 | 1.2987e-10 | 6.5445e-11 | -2.0759e-10 | 0 | 0 | 0 | 0 | 0 | 0 |  | 0.94862 | 0.84011 | 0.90986 | 0.94862 | 0.84011 | 0.90986 | 2.3776 | -118.6473 | 116.0356 | 2.3776 | -118.6473 | 116.0356
Line8_8_10 | 0 | 0 | 0 | 0 | 0 | 0 | 0 | 0 | 0 | 0 | 0 | 0 | -2.834e-09 | -1.8376e-09 | 4.6998e-09 | -1.7181e-10 | 1.837e-10 | -4.0093e-11 | -4.117e-09 | 4.0357e-09 | -8.9855e-10 | 1.2987e-10 | 6.5445e-11 | -2.0759e-10 | 0 | 0 | 0 | 0 | 0 | 0 |  | 0.94862 | 0.84011 | 0.90986 | 0.94862 | 0.84011 | 0.90986 | 2.3776 | -118.6473 | 116.0356 | 2.3776 | -118.6473 | 116.0356
Line9_3_11 | 0.0028902 | 0.0028902 | 0.0028902 | 0.0028903 | 0.0028903 | 0.0028903 | 0.00066747 | 0.00066747 | 0.00066747 | 0.00066748 | 0.00066748 | 0.00066748 | 0.00038323 | 0.00020792 | -0.00059019 | -0.00038316 | -0.00020784 | 0.00059028 | 0.00050432 | -0.00052068 | 0.00014267 | -0.00050424 | 0.00052077 | -0.00014259 | -50.3938 | -50.3938 | -50.3938 | 129.6062 | 129.6062 | 129.6062 |  | 0.94897 | 0.83997 | 0.90969 | 0.9488 | 0.84004 | 0.90977 | 2.375 | -118.6256 | 116.0166 | 2.3763 | -118.6364 | 116.0261