## LLL_max_6
name | pf_ikss_from_ka | pf_ikss_to_ka | pf_ip_from_ka | pf_ip_to_ka | pf_skss_from_mw | pf_skss_to_mw | pf_p_from_mw | pf_p_to_mw | pf_q_from_mvar | pf_q_to_mvar | pf_ikss_from_degree | pf_ikss_to_degree | pf_vm_from_pu | pf_vm_to_pu | pf_va_from_degree | pf_va_to_degree
Line0_1_2 | 0 | 0 | 0 | 0 | 0 | 0 | 0 | 0 | 0 | 0 | 0 | 0 | 0.70184 | 0.70184 | -7.4193 | -7.4193
Line10_11_12 | 0 | 0 | 0 | 0 | 0 | 0 | 0 | 0 | 0 | 0 | 0 | 0 | 0.70184 | 0.70184 | -7.4193 | -7.4193
Line11_12_13 | 0 | 0 | 0 | 0 | 0 | 0 | 0 | 0 | 0 | 0 | 0 | 0 | 0.70184 | 0.70184 | -7.4193 | -7.4193
Line12_13_15 | 0 | 0 | 0 | 0 | 0 | 0 | 0 | 0 | 0 | 0 | 0 | 0 | 0.70184 | 0.70184 | -7.4193 | -7.4193
Line13_13_14 | 0 | 0 | 0 | 0 | 0 | 0 | 0 | 0 | 0 | 0 | 0 | 0 | 0.70184 | 0.70184 | -7.4193 | -7.4193
Line14_15_16 | 0 | 0 | 0 | 0 | 0 | 0 | 0 | 0 | 0 | 0 | 0 | 0 | 0.70184 | 0.70184 | -7.4193 | -7.4193
Line15_16_17 | 0 | 0 | 0 | 0 | 0 | 0 | 0 | 0 | 0 | 0 | 0 | 0 | 0.70184 | 0.70184 | -7.4193 | -7.4193
Line16_4_18 | 3.6243 | 3.6243 | 0 | 7.0007 | 2.511 | 2.511 | 0.39406 | -1e-07 | 0.78812 | -1e-07 | -70.8543 | 109.1457 | 0.35092 | 0 | -7.4193 | 0
Line17_5_19 | 0 | 0 | 0 | 0 | 0 | 0 | 0 | 0 | 0 | 0 | 0 | 0 | 0.70184 | 0.70184 | -7.4193 | -7.4193
Line1_1_3 | 0 | 0 | 0 | 0 | 0 | 0 | 0 | 0 | 0 | 0 | 0 | 0 | 0.70184 | 0.70184 | -7.4193 | -7.4193
Line2_1_4 | 3.6243 | 3.6243 | 0 | 0 | 2.511 | 2.511 | 0.78812 | -0.39406 | 1.5762 | -0.78812 | -70.8543 | 109.1457 | 0.70184 | 0.35092 | -7.4193 | -7.4193
Line3_1_5 | 0 | 0 | 0 | 0 | 0 | 0 | 0 | 0 | 0 | 0 | 0 | 0 | 0.70184 | 0.70184 | -7.4193 | -7.4193
Line4_2_6 | 0 | 0 | 0 | 0 | 0 | 0 | 0 | 0 | 0 | 0 | 0 | 0 | 0.70184 | 0.70184 | -7.4193 | -7.4193
Line5_6_7 | 0 | 0 | 0 | 0 | 0 | 0 | 0 | 0 | 0 | 0 | 0 | 0 | 0.70184 | 0.70184 | -7.4193 | -7.4193
Line6_7_8 | 0 | 0 | 0 | 0 | 0 | 0 | 0 | 0 | 0 | 0 | 0 | 0 | 0.70184 | 0.70184 | -7.4193 | -7.4193
Line7_8_9 | 0 | 0 | 0 | 0 | 0 | 0 | 0 | 0 | 0 | 0 | 0 | 0 | 0.70184 | 0.70184 | -7.4193 | -7.4193
Line8_8_10 | 0 | 0 | 0 | 0 | 0 | 0 | 0 | 0 | 0 | 0 | 0 | 0 | 0.70184 | 0.70184 | -7.4193 | -7.4193
Line9_3_11 | 0 | 0 | 0 | 0 | 0 | 0 | 0 | 0 | 0 | 0 | 0 | 0 | 0.70184 | 0.70184 | -7.4193 | -7.4193

## LLL_max_10
name | pf_ikss_from_ka | pf_ikss_to_ka | pf_ip_from_ka | pf_ip_to_ka | pf_skss_from_mw | pf_skss_to_mw | pf_p_from_mw | pf_p_to_mw | pf_q_from_mvar | pf_q_to_mvar | pf_ikss_from_degree | pf_ikss_to_degree | pf_vm_from_pu | pf_vm_to_pu | pf_va_from_degree | pf_va_to_degree
Line0_1_2 | 0 | 0 | 0 | 0 | 0 | 0 | 0 | 0 | 0 | 0 | 0 | 0 | 0.72372 | 0.72372 | -7.6495 | -7.6495
Line10_11_12 | 0 | 0 | 0 | 0 | 0 | 0 | 0 | 0 | 0 | 0 | 0 | 0 | 0.72372 | 0.72372 | -7.6495 | -7.6495
Line11_12_13 | 0 | 0 | 0 | 0 | 0 | 0 | 0 | 0 | 0 | 0 | 0 | 0 | 0.72372 | 0.72372 | -7.6495 | -7.6495
Line12_13_15 | 0 | 0 | 0 | 0 | 0 | 0 | 0 | 0 | 0 | 0 | 0 | 0 | 0.72372 | 0.72372 | -7.6495 | -7.6495
Line13_13_14 | 0 | 0 | 0 | 0 | 0 | 0 | 0 | 0 | 0 | 0 | 0 | 0 | 0.72372 | 0.72372 | -7.6495 | -7.6495
Line14_15_16 | 0 | 0 | 0 | 0 | 0 | 0 | 0 | 0 | 0 | 0 | 0 | 0 | 0.72372 | 0.72372 | -7.6495 | -7.6495
Line15_16_17 | 0 | 0 | 0 | 0 | 0 | 0 | 0 | 0 | 0 | 0 | 0 | 0 | 0.72372 | 0.72372 | -7.6495 | -7.6495
Line16_4_18 | 3.7373 | 3.7373 | 0 | 7.2438 | 2.5893 | 2.5893 | 0.41902 | -1e-07 | 0.83803 | -1e-07 | -71.0844 | 108.9156 | 0.36186 | 0 | -7.6495 | 0
Line17_5_19 | 0 | 0 | 0 | 0 | 0 | 0 | 0 | 0 | 0 | 0 | 0 | 0 | 0.72372 | 0.72372 | -7.6495 | -7.6495
Line1_1_3 | 0 | 0 | 0 | 0 | 0 | 0 | 0 | 0 | 0 | 0 | 0 | 0 | 0.72372 | 0.72372 | -7.6495 | -7.6495
Line2_1_4 | 3.7373 | 3.7373 | 0 | 0 | 2.5893 | 2.5893 | 0.83803 | -0.41902 | 1.6761 | -0.83803 | -71.0844 | 108.9156 | 0.72372 | 0.36186 | -7.6495 | -7.6495
Line3_1_5 | 0 | 0 | 0 | 0 | 0 | 0 | 0 | 0 | 0 | 0 | 0 | 0 | 0.72372 | 0.72372 | -7.6495 | -7.6495
Line4_2_6 | 0 | 0 | 0 | 0 | 0 | 0 | 0 | 0 | 0 | 0 | 0 | 0 | 0.72372 | 0.72372 | -7.6495 | -7.6495
Line5_6_7 | 0 | 0 | 0 | 0 | 0 | 0 | 0 | 0 | 0 | 0 | 0 | 0 | 0.72372 | 0.72372 | -7.6495 | -7.6495
Line6_7_8 | 0 | 0 | 0 | 0 | 0 | 0 | 0 | 0 | 0 | 0 | 0 | 0 | 0.72372 | 0.72372 | -7.6495 | -7.6495
Line7_8_9 | 0 | 0 | 0 | 0 | 0 | 0 | 0 | 0 | 0 | 0 | 0 | 0 | 0.72372 | 0.72372 | -7.6495 | -7.6495
Line8_8_10 | 0 | 0 | 0 | 0 | 0 | 0 | 0 | 0 | 0 | 0 | 0 | 0 | 0.72372 | 0.72372 | -7.6495 | -7.6495
Line9_3_11 | 0 | 0 | 0 | 0 | 0 | 0 | 0 | 0 | 0 | 0 | 0 | 0 | 0.72372 | 0.72372 | -7.6495 | -7.6495

## LLL_max_fault_6
name | pf_ikss_from_ka | pf_ikss_to_ka | pf_ip_from_ka | pf_ip_to_ka | pf_skss_from_mw | pf_skss_to_mw | pf_p_from_mw | pf_p_to_mw | pf_q_from_mvar | pf_q_to_mvar | pf_ikss_from_degree | pf_ikss_to_degree | pf_vm_from_pu | pf_vm_to_pu | pf_va_from_degree | pf_va_to_degree
Line0_1_2 | 0 | 0 | 0 | 0 | 0 | 0 | 0 | 0 | 0 | 0 | 0 | 0 | 1.0474 | 1.0474 | -0.12051 | -0.12051
Line10_11_12 | 0 | 0 | 0 | 0 | 0 | 0 | 0 | 0 | 0 | 0 | 0 | 0 | 1.0474 | 1.0474 | -0.12051 | -0.12051
Line11_12_13 | 0 | 0 | 0 | 0 | 0 | 0 | 0 | 0 | 0 | 0 | 0 | 0 | 1.0474 | 1.0474 | -0.12051 | -0.12051
Line12_13_15 | 0 | 0 | 0 | 0 | 0 | 0 | 0 | 0 | 0 | 0 | 0 | 0 | 1.0474 | 1.0474 | -0.12051 | -0.12051
Line13_13_14 | 0 | 0 | 0 | 0 | 0 | 0 | 0 | 0 | 0 | 0 | 0 | 0 | 1.0474 | 1.0474 | -0.12051 | -0.12051
Line14_15_16 | 0 | 0 | 0 | 0 | 0 | 0 | 0 | 0 | 0 | 0 | 0 | 0 | 1.0474 | 1.0474 | -0.12051 | -0.12051
Line15_16_17 | 0 | 0 | 0 | 0 | 0 | 0 | 0 | 0 | 0 | 0 | 0 | 0 | 1.0474 | 1.0474 | -0.12051 | -0.12051
Line16_4_18 | 0.034003 | 0.034003 | 0 | 0.065681 | 0.023558 | 0.023558 | 0.017378 | -0.017343 | 0.017412 | -0.017343 | -45.2344 | 134.7656 | 1.0442 | 1.0411 | -0.17729 | -0.23442
Line17_5_19 | 0 | 0 | 0 | 0 | 0 | 0 | 0 | 0 | 0 | 0 | 0 | 0 | 1.0474 | 1.0474 | -0.12051 | -0.12051
Line1_1_3 | 0 | 0 | 0 | 0 | 0 | 0 | 0 | 0 | 0 | 0 | 0 | 0 | 1.0474 | 1.0474 | -0.12051 | -0.12051
Line2_1_4 | 0.034003 | 0.034003 | 0 | 0 | 0.023558 | 0.023558 | 0.017412 | -0.017378 | 0.017482 | -0.017412 | -45.2344 | 134.7656 | 1.0474 | 1.0442 | -0.12051 | -0.17729
Line3_1_5 | 0 | 0 | 0 | 0 | 0 | 0 | 0 | 0 | 0 | 0 | 0 | 0 | 1.0474 | 1.0474 | -0.12051 | -0.12051
Line4_2_6 | 0 | 0 | 0 | 0 | 0 | 0 | 0 | 0 | 0 | 0 | 0 | 0 | 1.0474 | 1.0474 | -0.12051 | -0.12051
Line5_6_7 | 0 | 0 | 0 | 0 | 0 | 0 | 0 | 0 | 0 | 0 | 0 | 0 | 1.0474 | 1.0474 | -0.12051 | -0.12051
Line6_7_8 | 0 | 0 | 0 | 0 | 0 | 0 | 0 | 0 | 0 | 0 | 0 | 0 | 1.0474 | 1.0474 | -0.12051 | -0.12051
Line7_8_9 | 0 | 0 | 0 | 0 | 0 | 0 | 0 | 0 | 0 | 0 | 0 | 0 | 1.0474 | 1.0474 | -0.12051 | -0.12051
Line8_8_10 | 0 | 0 | 0 | 0 | 0 | 0 | 0 | 0 | 0 | 0 | 0 | 0 | 1.0474 | 1.0474 | -0.12051 | -0.12051
Line9_3_11 | 0 | 0 | 0 | 0 | 0 | 0 | 0 | 0 | 0 | 0 | 0 | 0 | 1.0474 | 1.0474 | -0.12051 | -0.12051

## LLL_max_fault_10
name | pf_ikss_from_ka | pf_ikss_to_ka | pf_ip_from_ka | pf_ip_to_ka | pf_skss_from_mw | pf_skss_to_mw | pf_p_from_mw | pf_p_to_mw | pf_q_from_mvar | pf_q_to_mvar | pf_ikss_from_degree | pf_ikss_to_degree | pf_vm_from_pu | pf_vm_to_pu | pf_va_from_degree | pf_va_to_degree
Line0_1_2 | 0 | 0 | 0 | 0 | 0 | 0 | 0 | 0 | 0 | 0 | 0 | 0 | 1.0971 | 1.0971 | -0.12619 | -0.12619
Line10_11_12 | 0 | 0 | 0 | 0 | 0 | 0 | 0 | 0 | 0 | 0 | 0 | 0 | 1.0971 | 1.0971 | -0.12619 | -0.12619
Line11_12_13 | 0 | 0 | 0 | 0 | 0 | 0 | 0 | 0 | 0 | 0 | 0 | 0 | 1.0971 | 1.0971 | -0.12619 | -0.12619
Line12_13_15 | 0 | 0 | 0 | 0 | 0 | 0 | 0 | 0 | 0 | 0 | 0 | 0 | 1.0971 | 1.0971 | -0.12619 | -0.12619
Line13_13_14 | 0 | 0 | 0 | 0 | 0 | 0 | 0 | 0 | 0 | 0 | 0 | 0 | 1.0971 | 1.0971 | -0.12619 | -0.12619
Line14_15_16 | 0 | 0 | 0 | 0 | 0 | 0 | 0 | 0 | 0 | 0 | 0 | 0 | 1.0971 | 1.0971 | -0.12619 | -0.12619
Line15_16_17 | 0 | 0 | 0 | 0 | 0 | 0 | 0 | 0 | 0 | 0 | 0 | 0 | 1.0971 | 1.0971 | -0.12619 | -0.12619
Line16_4_18 | 0.035618 | 0.035618 | 0 | 0.069037 | 0.024677 | 0.024677 | 0.019068 | -0.01903 | 0.019106 | -0.01903 | -45.2401 | 134.7599 | 1.0938 | 1.0906 | -0.18297 | -0.2401
Line17_5_19 | 0 | 0 | 0 | 0 | 0 | 0 | 0 | 0 | 0 | 0 | 0 | 0 | 1.0971 | 1.0971 | -0.12619 | -0.12619
Line1_1_3 | 0 | 0 | 0 | 0 | 0 | 0 | 0 | 0 | 0 | 0 | 0 | 0 | 1.0971 | 1.0971 | -0.12619 | -0.12619
Line2_1_4 | 0.035618 | 0.035618 | 0 | 0 | 0.024677 | 0.024677 | 0.019106 | -0.019068 | 0.019182 | -0.019106 | -45.2401 | 134.7599 | 1.0971 | 1.0938 | -0.12619 | -0.18297
Line3_1_5 | 0 | 0 | 0 | 0 | 0 | 0 | 0 | 0 | 0 | 0 | 0 | 0 | 1.0971 | 1.0971 | -0.12619 | -0.12619
Line4_2_6 | 0 | 0 | 0 | 0 | 0 | 0 | 0 | 0 | 0 | 0 | 0 | 0 | 1.0971 | 1.0971 | -0.12619 | -0.12619
Line5_6_7 | 0 | 0 | 0 | 0 | 0 | 0 | 0 | 0 | 0 | 0 | 0 | 0 | 1.0971 | 1.0971 | -0.12619 | -0.12619
Line6_7_8 | 0 | 0 | 0 | 0 | 0 | 0 | 0 | 0 | 0 | 0 | 0 | 0 | 1.0971 | 1.0971 | -0.12619 | -0.12619
Line7_8_9 | 0 | 0 | 0 | 0 | 0 | 0 | 0 | 0 | 0 | 0 | 0 | 0 | 1.0971 | 1.0971 | -0.12619 | -0.12619
Line8_8_10 | 0 | 0 | 0 | 0 | 0 | 0 | 0 | 0 | 0 | 0 | 0 | 0 | 1.0971 | 1.0971 | -0.12619 | -0.12619
Line9_3_11 | 0 | 0 | 0 | 0 | 0 | 0 | 0 | 0 | 0 | 0 | 0 | 0 | 1.0971 | 1.0971 | -0.12619 | -0.12619

## LLL_min_6
name | pf_ikss_from_ka | pf_ikss_to_ka | pf_ip_from_ka | pf_ip_to_ka | pf_skss_from_mw | pf_skss_to_mw | pf_p_from_mw | pf_p_to_mw | pf_q_from_mvar | pf_q_to_mvar | pf_ikss_from_degree | pf_ikss_to_degree | pf_vm_from_pu | pf_vm_to_pu | pf_va_from_degree | pf_va_to_degree
Line0_1_2 | 0 | 0 | 0 | 0 | 0 | 0 | 0 | 0 | 0 | 0 | 0 | 0 | 0.695 | 0.695 | -11.6026 | -11.6026
Line10_11_12 | 0 | 0 | 0 | 0 | 0 | 0 | 0 | 0 | 0 | 0 | 0 | 0 | 0.695 | 0.695 | -11.6026 | -11.6026
Line11_12_13 | 0 | 0 | 0 | 0 | 0 | 0 | 0 | 0 | 0 | 0 | 0 | 0 | 0.695 | 0.695 | -11.6026 | -11.6026
Line12_13_15 | 0 | 0 | 0 | 0 | 0 | 0 | 0 | 0 | 0 | 0 | 0 | 0 | 0.695 | 0.695 | -11.6026 | -11.6026
Line13_13_14 | 0 | 0 | 0 | 0 | 0 | 0 | 0 | 0 | 0 | 0 | 0 | 0 | 0.695 | 0.695 | -11.6026 | -11.6026
Line14_15_16 | 0 | 0 | 0 | 0 | 0 | 0 | 0 | 0 | 0 | 0 | 0 | 0 | 0.695 | 0.695 | -11.6026 | -11.6026
Line15_16_17 | 0 | 0 | 0 | 0 | 0 | 0 | 0 | 0 | 0 | 0 | 0 | 0 | 0.695 | 0.695 | -11.6026 | -11.6026
Line16_4_18 | 2.8946 | 2.8946 | 0 | 4.7808 | 2.0055 | 2.0055 | 0.48263 | -1e-07 | 0.50274 | -1e-07 | -57.7717 | 122.2283 | 0.3475 | 0 | -11.6026 | 0
Line17_5_19 | 0 | 0 | 0 | 0 | 0 | 0 | 0 | 0 | 0 | 0 | 0 | 0 | 0.695 | 0.695 | -11.6026 | -11.6026
Line1_1_3 | 0 | 0 | 0 | 0 | 0 | 0 | 0 | 0 | 0 | 0 | 0 | 0 | 0.695 | 0.695 | -11.6026 | -11.6026
Line2_1_4 | 2.8946 | 2.8946 | 0 | 0 | 2.0055 | 2.0055 | 0.96525 | -0.48263 | 1.0055 | -0.50274 | -57.7717 | 122.2283 | 0.695 | 0.3475 | -11.6026 | -11.6026
Line3_1_5 | 0 | 0 | 0 | 0 | 0 | 0 | 0 | 0 | 0 | 0 | 0 | 0 | 0.695 | 0.695 | -11.6026 | -11.6026
Line4_2_6 | 0 | 0 | 0 | 0 | 0 | 0 | 0 | 0 | 0 | 0 | 0 | 0 | 0.695 | 0.695 | -11.6026 | -11.6026
Line5_6_7 | 0 | 0 | 0 | 0 | 0 | 0 | 0 | 0 | 0 | 0 | 0 | 0 | 0.695 | 0.695 | -11.6026 | -11.6026
Line6_7_8 | 0 | 0 | 0 | 0 | 0 | 0 | 0 | 0 | 0 | 0 | 0 | 0 | 0.695 | 0.695 | -11.6026 | -11.6026
Line7_8_9 | 0 | 0 | 0 | 0 | 0 | 0 | 0 | 0 | 0 | 0 | 0 | 0 | 0.695 | 0.695 | -11.6026 | -11.6026
Line8_8_10 | 0 | 0 | 0 | 0 | 0 | 0 | 0 | 0 | 0 | 0 | 0 | 0 | 0.695 | 0.695 | -11.6026 | -11.6026
Line9_3_11 | 0 | 0 | 0 | 0 | 0 | 0 | 0 | 0 | 0 | 0 | 0 | 0 | 0.695 | 0.695 | -11.6026 | -11.6026

## LLL_min_10
name | pf_ikss_from_ka | pf_ikss_to_ka | pf_ip_from_ka | pf_ip_to_ka | pf_skss_from_mw | pf_skss_to_mw | pf_p_from_mw | pf_p_to_mw | pf_q_from_mvar | pf_q_to_mvar | pf_ikss_from_degree | pf_ikss_to_degree | pf_vm_from_pu | pf_vm_to_pu | pf_va_from_degree | pf_va_to_degree
Line0_1_2 | 0 | 0 | 0 | 0 | 0 | 0 | 0 | 0 | 0 | 0 | 0 | 0 | 0.65842 | 0.65842 | -11.6026 | -11.6026
Line10_11_12 | 0 | 0 | 0 | 0 | 0 | 0 | 0 | 0 | 0 | 0 | 0 | 0 | 0.65842 | 0.65842 | -11.6026 | -11.6026
Line11_12_13 | 0 | 0 | 0 | 0 | 0 | 0 | 0 | 0 | 0 | 0 | 0 | 0 | 0.65842 | 0.65842 | -11.6026 | -11.6026
Line12_13_15 | 0 | 0 | 0 | 0 | 0 | 0 | 0 | 0 | 0 | 0 | 0 | 0 | 0.65842 | 0.65842 | -11.6026 | -11.6026
Line13_13_14 | 0 | 0 | 0 | 0 | 0 | 0 | 0 | 0 | 0 | 0 | 0 | 0 | 0.65842 | 0.65842 | -11.6026 | -11.6026
Line14_15_16 | 0 | 0 | 0 | 0 | 0 | 0 | 0 | 0 | 0 | 0 | 0 | 0 | 0.65842 | 0.65842 | -11.6026 | -11.6026
Line15_16_17 | 0 | 0 | 0 | 0 | 0 | 0 | 0 | 0 | 0 | 0 | 0 | 0 | 0.65842 | 0.65842 | -11.6026 | -11.6026
Line16_4_18 | 2.7423 | 2.7423 | 0 | 4.5292 | 1.8999 | 1.8999 | 0.43316 | -1e-07 | 0.45121 | -1e-07 | -57.7717 | 122.2283 | 0.32921 | 0 | -11.6026 | 0
Line17_5_19 | 0 | 0 | 0 | 0 | 0 | 0 | 0 | 0 | 0 | 0 | 0 | 0 | 0.65842 | 0.65842 | -11.6026 | -11.6026
Line1_1_3 | 0 | 0 | 0 | 0 | 0 | 0 | 0 | 0 | 0 | 0 | 0 | 0 | 0.65842 | 0.65842 | -11.6026 | -11.6026
Line2_1_4 | 2.7423 | 2.7423 | 0 | 0 | 1.8999 | 1.8999 | 0.86632 | -0.43316 | 0.90242 | -0.45121 | -57.7717 | 122.2283 | 0.65842 | 0.32921 | -11.6026 | -11.6026
Line3_1_5 | 0 | 0 | 0 | 0 | 0 | 0 | 0 | 0 | 0 | 0 | 0 | 0 | 0.65842 | 0.65842 | -11.6026 | -11.6026
Line4_2_6 | 0 | 0 | 0 | 0 | 0 | 0 | 0 | 0 | 0 | 0 | 0 | 0 | 0.65842 | 0.65842 | -11.6026 | -11.6026
Line5_6_7 | 0 | 0 | 0 | 0 | 0 | 0 | 0 | 0 | 0 | 0 | 0 | 0 | 0.65842 | 0.65842 | -11.6026 | -11.6026
Line6_7_8 | 0 | 0 | 0 | 0 | 0 | 0 | 0 | 0 | 0 | 0 | 0 | 0 | 0.65842 | 0.65842 | -11.6026 | -11.6026
Line7_8_9 | 0 | 0 | 0 | 0 | 0 | 0 | 0 | 0 | 0 | 0 | 0 | 0 | 0.65842 | 0.65842 | -11.6026 | -11.6026
Line8_8_10 | 0 | 0 | 0 | 0 | 0 | 0 | 0 | 0 | 0 | 0 | 0 | 0 | 0.65842 | 0.65842 | -11.6026 | -11.6026
Line9_3_11 | 0 | 0 | 0 | 0 | 0 | 0 | 0 | 0 | 0 | 0 | 0 | 0 | 0.65842 | 0.65842 | -11.6026 | -11.6026

## LLL_min_fault_6
name | pf_ikss_from_ka | pf_ikss_to_ka | pf_ip_from_ka | pf_ip_to_ka | pf_skss_from_mw | pf_skss_to_mw | pf_p_from_mw | pf_p_to_mw | pf_q_from_mvar | pf_q_to_mvar | pf_ikss_from_degree | pf_ikss_to_degree | pf_vm_from_pu | pf_vm_to_pu | pf_va_from_degree | pf_va_to_degree
Line0_1_2 | 0 | 0 | 0 | 0 | 0 | 0 | 0 | 0 | 0 | 0 | 0 | 0 | 0.94754 | 0.94754 | -0.12527 | -0.12527
Line10_11_12 | 0 | 0 | 0 | 0 | 0 | 0 | 0 | 0 | 0 | 0 | 0 | 0 | 0.94754 | 0.94754 | -0.12527 | -0.12527
Line11_12_13 | 0 | 0 | 0 | 0 | 0 | 0 | 0 | 0 | 0 | 0 | 0 | 0 | 0.94754 | 0.94754 | -0.12527 | -0.12527
Line12_13_15 | 0 | 0 | 0 | 0 | 0 | 0 | 0 | 0 | 0 | 0 | 0 | 0 | 0.94754 | 0.94754 | -0.12527 | -0.12527
Line13_13_14 | 0 | 0 | 0 | 0 | 0 | 0 | 0 | 0 | 0 | 0 | 0 | 0 | 0.94754 | 0.94754 | -0.12527 | -0.12527
Line14_15_16 | 0 | 0 | 0 | 0 | 0 | 0 | 0 | 0 | 0 | 0 | 0 | 0 | 0.94754 | 0.94754 | -0.12527 | -0.12527
Line15_16_17 | 0 | 0 | 0 | 0 | 0 | 0 | 0 | 0 | 0 | 0 | 0 | 0 | 0.94754 | 0.94754 | -0.12527 | -0.12527
Line16_4_18 | 0.030706 | 0.030706 | 0 | 0.050714 | 0.021274 | 0.021274 | 0.014197 | -0.014143 | 0.014199 | -0.014143 | -45.1344 | 134.8656 | 0.94385 | 0.94017 | -0.1298 | -0.13436
Line17_5_19 | 0 | 0 | 0 | 0 | 0 | 0 | 0 | 0 | 0 | 0 | 0 | 0 | 0.94754 | 0.94754 | -0.12527 | -0.12527
Line1_1_3 | 0 | 0 | 0 | 0 | 0 | 0 | 0 | 0 | 0 | 0 | 0 | 0 | 0.94754 | 0.94754 | -0.12527 | -0.12527
Line2_1_4 | 0.030706 | 0.030706 | 0 | 0 | 0.021274 | 0.021274 | 0.014251 | -0.014197 | 0.014256 | -0.014199 | -45.1344 | 134.8656 | 0.94754 | 0.94385 | -0.12527 | -0.1298
Line3_1_5 | 0 | 0 | 0 | 0 | 0 | 0 | 0 | 0 | 0 | 0 | 0 | 0 | 0.94754 | 0.94754 | -0.12527 | -0.12527
Line4_2_6 | 0 | 0 | 0 | 0 | 0 | 0 | 0 | 0 | 0 | 0 | 0 | 0 | 0.94754 | 0.94754 | -0.12527 | -0.12527
Line5_6_7 | 0 | 0 | 0 | 0 | 0 | 0 | 0 | 0 | 0 | 0 | 0 | 0 | 0.94754 | 0.94754 | -0.12527 | -0.12527
Line6_7_8 | 0 | 0 | 0 | 0 | 0 | 0 | 0 | 0 | 0 | 0 | 0 | 0 | 0.94754 | 0.94754 | -0.12527 | -0.12527
Line7_8_9 | 0 | 0 | 0 | 0 | 0 | 0 | 0 | 0 | 0 | 0 | 0 | 0 | 0.94754 | 0.94754 | -0.12527 | -0.12527
Line8_8_10 | 0 | 0 | 0 | 0 | 0 | 0 | 0 | 0 | 0 | 0 | 0 | 0 | 0.94754 | 0.94754 | -0.12527 | -0.12527
Line9_3_11 | 0 | 0 | 0 | 0 | 0 | 0 | 0 | 0 | 0 | 0 | 0 | 0 | 0.94754 | 0.94754 | -0.12527 | -0.12527

## LLL_min_fault_10
name | pf_ikss_from_ka | pf_ikss_to_ka | pf_ip_from_ka | pf_ip_to_ka | pf_skss_from_mw | pf_skss_to_mw | pf_p_from_mw | pf_p_to_mw | pf_q_from_mvar | pf_q_to_mvar | pf_ikss_from_degree | pf_ikss_to_degree | pf_vm_from_pu | pf_vm_to_pu | pf_va_from_degree | pf_va_to_degree
Line0_1_2 | 0 | 0 | 0 | 0 | 0 | 0 | 0 | 0 | 0 | 0 | 0 | 0 | 0.89767 | 0.89767 | -0.12527 | -0.12527
Line10_11_12 | 0 | 0 | 0 | 0 | 0 | 0 | 0 | 0 | 0 | 0 | 0 | 0 | 0.89767 | 0.89767 | -0.12527 | -0.12527
Line11_12_13 | 0 | 0 | 0 | 0 | 0 | 0 | 0 | 0 | 0 | 0 | 0 | 0 | 0.89767 | 0.89767 | -0.12527 | -0.12527
Line12_13_15 | 0 | 0 | 0 | 0 | 0 | 0 | 0 | 0 | 0 | 0 | 0 | 0 | 0.89767 | 0.89767 | -0.12527 | -0.12527
Line13_13_14 | 0 | 0 | 0 | 0 | 0 | 0 | 0 | 0 | 0 | 0 | 0 | 0 | 0.89767 | 0.89767 | -0.12527 | -0.12527
Line14_15_16 | 0 | 0 | 0 | 0 | 0 | 0 | 0 | 0 | 0 | 0 | 0 | 0 | 0.89767 | 0.89767 | -0.12527 | -0.12527
Line15_16_17 | 0 | 0 | 0 | 0 | 0 | 0 | 0 | 0 | 0 | 0 | 0 | 0 | 0.89767 | 0.89767 | -0.12527 | -0.12527
Line16_4_18 | 0.02909 | 0.02909 | 0 | 0.048045 | 0.020154 | 0.020154 | 0.012742 | -0.012693 | 0.012744 | -0.012693 | -45.1344 | 134.8656 | 0.89418 | 0.89069 | -0.1298 | -0.13436
Line17_5_19 | 0 | 0 | 0 | 0 | 0 | 0 | 0 | 0 | 0 | 0 | 0 | 0 | 0.89767 | 0.89767 | -0.12527 | -0.12527
Line1_1_3 | 0 | 0 | 0 | 0 | 0 | 0 | 0 | 0 | 0 | 0 | 0 | 0 | 0.89767 | 0.89767 | -0.12527 | -0.12527
Line2_1_4 | 0.02909 | 0.02909 | 0 | 0 | 0.020154 | 0.020154 | 0.012791 | -0.012742 | 0.012795 | -0.012744 | -45.1344 | 134.8656 | 0.89767 | 0.89418 | -0.12527 | -0.1298
Line3_1_5 | 0 | 0 | 0 | 0 | 0 | 0 | 0 | 0 | 0 | 0 | 0 | 0 | 0.89767 | 0.89767 | -0.12527 | -0.12527
Line4_2_6 | 0 | 0 | 0 | 0 | 0 | 0 | 0 | 0 | 0 | 0 | 0 | 0 | 0.89767 | 0.89767 | -0.12527 | -0.12527
Line5_6_7 | 0 | 0 | 0 | 0 | 0 | 0 | 0 | 0 | 0 | 0 | 0 | 0 | 0.89767 | 0.89767 | -0.12527 | -0.12527
Line6_7_8 | 0 | 0 | 0 | 0 | 0 | 0 | 0 | 0 | 0 | 0 | 0 | 0 | 0.89767 | 0.89767 | -0.12527 | -0.12527
Line7_8_9 | 0 | 0 | 0 | 0 | 0 | 0 | 0 | 0 | 0 | 0 | 0 | 0 | 0.89767 | 0.89767 | -0.12527 | -0.12527
Line8_8_10 | 0 | 0 | 0 | 0 | 0 | 0 | 0 | 0 | 0 | 0 | 0 | 0 | 0.89767 | 0.89767 | -0.12527 | -0.12527
Line9_3_11 | 0 | 0 | 0 | 0 | 0 | 0 | 0 | 0 | 0 | 0 | 0 | 0 | 0.89767 | 0.89767 | -0.12527 | -0.12527

## LL_max_6
name | pf_ikss_a_from_ka | pf_ikss_b_from_ka | pf_ikss_c_from_ka | pf_ikss_a_to_ka | pf_ikss_b_to_ka | pf_ikss_c_to_ka | pf_skss_a_from_mw | pf_skss_b_from_mw | pf_skss_c_from_mw | pf_skss_a_to_mw | pf_skss_b_to_mw | pf_skss_c_to_mw | pf_p_a_from_mw | pf_p_b_from_mw | pf_p_c_from_mw | pf_p_a_to_mw | pf_p_b_to_mw | pf_p_c_to_mw | pf_q_a_from_mvar | pf_q_b_from_mvar | pf_q_c_from_mvar | pf_q_a_to_mvar | pf_q_b_to_mvar | pf_q_c_to_mvar | pf_ikss_a_from_degree | pf_ikss_b_from_degree | pf_ikss_c_from_degree | pf_ikss_a_to_degree | pf_ikss_b_to_degree | pf_ikss_c_to_degree | pf_vm_a_from_pu | pf_vm_b_from_pu | pf_vm_c_from_pu | pf_vm_a_to_pu | pf_vm_b_to_pu | pf_vm_c_to_pu | pf_va_a_from_degree | pf_va_b_from_degree | pf_va_c_from_degree | pf_va_a_to_degree | pf_va_b_to_degree | pf_va_c_to_degree
Line0_1_2 | 0 | 0 | 0 | 0 | 0 | 0 | 0 | 0 | 0 | 0 | 0 | 0 | 3.4972e-16 | -3.0235e-09 | -4.8365e-09 | -3.8858e-16 | 3.0235e-09 | 4.8365e-09 | 4.6629e-16 | 5.1114e-09 | -1.9712e-09 | -4.8572e-16 | -5.1114e-09 | 1.9712e-09 | 0 | 0 | 0 | 0 | 0 | 0 | 1.05 | 0.85292 | 0.7501 | 1.05 | 0.85292 | 0.7501 | -8.427e-13 | -135.0364 | 126.5322 | -8.4644e-13 | -135.0364 | 126.5322
Line10_11_12 | 0 | 0 | 0 | 0 | 0 | 0 | 0 | 0 | 0 | 0 | 0 | 0 | 4.2744e-16 | -3.0235e-09 | -4.8365e-09 | -4.2744e-16 | 3.0235e-09 | 4.8365e-09 | 3.4972e-16 | 5.1114e-09 | -1.9712e-09 | -3.4972e-16 | -5.1114e-09 | 1.9712e-09 | 0 | 0 | 0 | 0 | 0 | 0 | 1.05 | 0.85292 | 0.7501 | 1.05 | 0.85292 | 0.7501 | -8.5476e-13 | -135.0364 | 126.5322 | -8.5924e-13 | -135.0364 | 126.5322
Line11_12_13 | 0 | 0 | 0 | 0 | 0 | 0 | 0 | 0 | 0 | 0 | 0 | 0 | 3.4972e-16 | -2.5196e-09 | -4.0305e-09 | -3.4972e-16 | 2.5196e-09 | 4.0305e-09 | 3.1086e-16 | 4.2595e-09 | -1.6426e-09 | -3.3029e-16 | -4.2595e-09 | 1.6426e-09 | 0 | 0 | 0 | 0 | 0 | 0 | 1.05 | 0.85292 | 0.7501 | 1.05 | 0.85292 | 0.7501 | -8.5924e-13 | -135.0364 | 126.5322 | -8.6252e-13 | -135.0364 | 126.5322
Line12_13_15 | 0 | 0 | 0 | 0 | 0 | 0 | 0 | 0 | 0 | 0 | 0 | 0 | 3.1086e-16 | -1.5118e-09 | -2.4183e-09 | -3.1086e-16 | 1.5118e-09 | 2.4183e-09 | 3.8858e-17 | 2.5557e-09 | -9.8558e-10 | -1.9429e-17 | -2.5557e-09 | 9.8558e-10 | 0 | 0 | 0 | 0 | 0 | 0 | 1.05 | 0.85292 | 0.7501 | 1.05 | 0.85292 | 0.7501 | -8.6252e-13 | -135.0364 | 126.5322 | -8.6606e-13 | -135.0364 | 126.5322
Line13_13_14 | 0 | 0 | 0 | 0 | 0 | 0 | 0 | 0 | 0 | 0 | 0 | 0 | -7.7716e-17 | -5.0392e-10 | -8.0609e-10 | 3.8858e-17 | 5.0392e-10 | 8.0609e-10 | 4.4686e-16 | 8.5191e-10 | -3.2853e-10 | -4.2744e-16 | -8.5191e-10 | 3.2853e-10 | 0 | 0 | 0 | 0 | 0 | 0 | 1.05 | 0.85292 | 0.7501 | 1.05 | 0.85292 | 0.7501 | -8.6252e-13 | -135.0364 | 126.5322 | -8.5948e-13 | -135.0364 | 126.5322
Line14_15_16 | 0 | 0 | 0 | 0 | 0 | 0 | 0 | 0 | 0 | 0 | 0 | 0 | 7.7716e-17 | -1.0078e-09 | -1.6122e-09 | -1.9429e-16 | 1.0078e-09 | 1.6122e-09 | -1.1747e-30 | 1.7038e-09 | -6.5706e-10 | -1.9429e-17 | -1.7038e-09 | 6.5706e-10 | 0 | 0 | 0 | 0 | 0 | 0 | 1.05 | 0.85292 | 0.7501 | 1.05 | 0.85292 | 0.7501 | -8.6606e-13 | -135.0364 | 126.5322 | -8.6784e-13 | -135.0364 | 126.5322
Line15_16_17 | 0 | 0 | 0 | 0 | 0 | 0 | 0 | 0 | 0 | 0 | 0 | 0 | 3.8858e-17 | -5.0392e-10 | -8.0609e-10 | 3.8858e-17 | 5.0392e-10 | 8.0609e-10 | -1.9429e-17 | 8.5191e-10 | -3.2853e-10 | 7.7716e-17 | -8.5191e-10 | 3.2853e-10 | 0 | 0 | 0 | 0 | 0 | 0 | 1.05 | 0.85292 | 0.7501 | 1.05 | 0.85292 | 0.7501 | -8.6784e-13 | -135.0364 | 126.5322 | -8.6836e-13 | -135.0364 | 126.5322
Line16_4_18 | 0 | 3.1387 | 3.1387 | 0 | 3.1387 | 3.1387 | 0 | 0.72485 | 0.72485 | 0 | 0.72485 | 0.72485 | -1.5543e-16 | 0.45801 | -0.26098 | 7.7716e-17 | -0.3595 | 0.3595 | -3.8858e-17 | 0.072221 | 0.32184 | -1.1505e-30 | 0.12481 | -0.12481 | 0 | -160.8543 | 19.1457 | 0 | 19.1457 | -160.8543 | 1.05 | 0.63968 | 0.57164 | 1.05 | 0.525 | 0.525 | -8.4609e-13 | -151.8935 | 148.1848 | -8.4824e-13 | 180 | -180
Line17_5_19 | 0 | 0 | 0 | 0 | 0 | 0 | 0 | 0 | 0 | 0 | 0 | 0 | -3.8858e-17 | -5.0392e-10 | -8.0609e-10 | 3.8858e-17 | 5.0392e-10 | 8.0609e-10 | 5.7353e-31 | 8.5191e-10 | -3.2853e-10 | 1.9429e-17 | -8.5191e-10 | 3.2853e-10 | 0 | 0 | 0 | 0 | 0 | 0 | 1.05 | 0.85292 | 0.7501 | 1.05 | 0.85292 | 0.7501 | -8.4567e-13 | -135.0364 | 126.5322 | -8.4619e-13 | -135.0364 | 126.5322
Line1_1_3 | 0 | 0 | 0 | 0 | 0 | 0 | 0 | 0 | 0 | 0 | 0 | 0 | 5.8287e-16 | -4.0313e-09 | -6.4487e-09 | -6.2172e-16 | 4.0313e-09 | 6.4487e-09 | 4.2744e-16 | 6.8153e-09 | -2.6282e-09 | -4.2744e-16 | -6.8153e-09 | 2.6282e-09 | 0 | 0 | 0 | 0 | 0 | 0 | 1.05 | 0.85292 | 0.7501 | 1.05 | 0.85292 | 0.7501 | -8.427e-13 | -135.0364 | 126.5322 | -8.5027e-13 | -135.0364 | 126.5322
Line2_1_4 | 0 | 3.1387 | 3.1387 | 0 | 3.1387 | 3.1387 | 0 | 0.72485 | 0.72485 | 0 | 0.72485 | 0.72485 | 2.3315e-16 | 0.55653 | -0.16247 | -1.5543e-16 | -0.45801 | 0.26098 | 3.4972e-16 | 0.26925 | 0.51887 | -3.8858e-16 | -0.072221 | -0.32184 | 0 | -160.8543 | 19.1457 | 0 | 19.1457 | -160.8543 | 1.05 | 0.85292 | 0.7501 | 1.05 | 0.63968 | 0.57164 | -8.427e-13 | -135.0364 | 126.5322 | -8.4609e-13 | -151.8935 | 148.1848
Line3_1_5 | 0 | 0 | 0 | 0 | 0 | 0 | 0 | 0 | 0 | 0 | 0 | 0 | 1.1657e-16 | -1.0078e-09 | -1.6122e-09 | -1.9429e-16 | 1.0078e-09 | 1.6122e-09 | 3.8858e-17 | 1.7038e-09 | -6.5706e-10 | -3.8858e-17 | -1.7038e-09 | 6.5706e-10 | 0 | 0 | 0 | 0 | 0 | 0 | 1.05 | 0.85292 | 0.7501 | 1.05 | 0.85292 | 0.7501 | -8.427e-13 | -135.0364 | 126.5322 | -8.4567e-13 | -135.0364 | 126.5322
Line4_2_6 | 0 | 0 | 0 | 0 | 0 | 0 | 0 | 0 | 0 | 0 | 0 | 0 | 1.9429e-16 | -2.5196e-09 | -4.0305e-09 | -1.9429e-16 | 2.5196e-09 | 4.0305e-09 | 4.8572e-16 | 4.2595e-09 | -1.6426e-09 | -4.6629e-16 | -4.2595e-09 | 1.6426e-09 | 0 | 0 | 0 | 0 | 0 | 0 | 1.05 | 0.85292 | 0.7501 | 1.05 | 0.85292 | 0.7501 | -8.4644e-13 | -135.0364 | 126.5322 | -8.4736e-13 | -135.0364 | 126.5322
Line5_6_7 | 0 | 0 | 0 | 0 | 0 | 0 | 0 | 0 | 0 | 0 | 0 | 0 | 2.3315e-16 | -2.0157e-09 | -3.2244e-09 | -2.3315e-16 | 2.0157e-09 | 3.2244e-09 | 3.6915e-16 | 3.4076e-09 | -1.3141e-09 | -3.4972e-16 | -3.4076e-09 | 1.3141e-09 | 0 | 0 | 0 | 0 | 0 | 0 | 1.05 | 0.85292 | 0.7501 | 1.05 | 0.85292 | 0.7501 | -8.4736e-13 | -135.0364 | 126.5322 | -8.4657e-13 | -135.0364 | 126.5322
Line6_7_8 | 0 | 0 | 0 | 0 | 0 | 0 | 0 | 0 | 0 | 0 | 0 | 0 | -3.8858e-17 | -1.5118e-09 | -2.4183e-09 | 1.1657e-16 | 1.5118e-09 | 2.4183e-09 | 1.9429e-17 | 2.5557e-09 | -9.8558e-10 | -1.7226e-30 | -2.5557e-09 | 9.8558e-10 | 0 | 0 | 0 | 0 | 0 | 0 | 1.05 | 0.85292 | 0.7501 | 1.05 | 0.85292 | 0.7501 | -8.4657e-13 | -135.0364 | 126.5322 | -8.4668e-13 | -135.0364 | 126.5322
Line7_8_9 | 0 | 0 | 0 | 0 | 0 | 0 | 0 | 0 | 0 | 0 | 0 | 0 | 3.8858e-17 | -5.0392e-10 | -8.0609e-10 | -3.8858e-17 | 5.0392e-10 | 8.0609e-10 | -5.8287e-17 | 8.5191e-10 | -3.2853e-10 | 5.8287e-17 | -8.5191e-10 | 3.2853e-10 | 0 | 0 | 0 | 0 | 0 | 0 | 1.05 | 0.85292 | 0.7501 | 1.05 | 0.85292 | 0.7501 | -8.4668e-13 | -135.0364 | 126.5322 | -8.4772e-13 | -135.0364 | 126.5322
Line8_8_10 | 0 | 0 | 0 | 0 | 0 | 0 | 0 | 0 | 0 | 0 | 0 | 0 | 0 | -5.0392e-10 | -8.0609e-10 | 0 | 5.0392e-10 | 8.0609e-10 | 0 | 8.5191e-10 | -3.2853e-10 | 0 | -8.5191e-10 | 3.2853e-10 | 0 | 0 | 0 | 0 | 0 | 0 | 1.05 | 0.85292 | 0.7501 | 1.05 | 0.85292 | 0.7501 | -8.4668e-13 | -135.0364 | 126.5322 | -8.4801e-13 | -135.0364 | 126.5322
Line9_3_11 | 0 | 0 | 0 | 0 | 0 | 0 | 0 | 0 | 0 | 0 | 0 | 0 | 3.8858e-16 | -3.5274e-09 | -5.6426e-09 | -4.2744e-16 | 3.5274e-09 | 5.6426e-09 | 3.8858e-16 | 5.9633e-09 | -2.2997e-09 | -4.2744e-16 | -5.9633e-09 | 2.2997e-09 | 0 | 0 | 0 | 0 | 0 | 0 | 1.05 | 0.85292 | 0.7501 | 1.05 | 0.85292 | 0.7501 | -8.5027e-13 | -135.0364 | 126.5322 | -8.5476e-13 | -135.0364 | 126.5322

## LL_max_10
name | pf_ikss_a_from_ka | pf_ikss_b_from_ka | pf_ikss_c_from_ka | pf_ikss_a_to_ka | pf_ikss_b_to_ka | pf_ikss_c_to_ka | pf_skss_a_from_mw | pf_skss_b_from_mw | pf_skss_c_from_mw | pf_skss_a_to_mw | pf_skss_b_to_mw | pf_skss_c_to_mw | pf_p_a_from_mw | pf_p_b_from_mw | pf_p_c_from_mw | pf_p_a_to_mw | pf_p_b_to_mw | pf_p_c_to_mw | pf_q_a_from_mvar | pf_q_b_from_mvar | pf_q_c_from_mvar | pf_q_a_to_mvar | pf_q_b_to_mvar | pf_q_c_to_mvar | pf_ikss_a_from_degree | pf_ikss_b_from_degree | pf_ikss_c_from_degree | pf_ikss_a_to_degree | pf_ikss_b_to_degree | pf_ikss_c_to_degree | pf_vm_a_from_pu | pf_vm_b_from_pu | pf_vm_c_from_pu | pf_vm_a_to_pu | pf_vm_b_to_pu | pf_vm_c_to_pu | pf_va_a_from_degree | pf_va_b_from_degree | pf_va_c_from_degree | pf_va_a_to_degree | pf_va_b_to_degree | pf_va_c_to_degree
Line0_1_2 | 0 | 0 | 0 | 0 | 0 | 0 | 0 | 0 | 0 | 0 | 0 | 0 | 8.5487e-16 | -3.3669e-09 | -5.3859e-09 | -8.5487e-16 | 3.3669e-09 | 5.3859e-09 | 5.6991e-16 | 5.759e-09 | -2.262e-09 | -5.6991e-16 | -5.759e-09 | 2.262e-09 | 0 | 0 | 0 | 0 | 0 | 0 | 1.1 | 0.88719 | 0.77689 | 1.1 | 0.88719 | 0.77689 | 3.9351e-11 | -135.5593 | 126.9102 | 3.9345e-11 | -135.5593 | 126.9102
Line10_11_12 | 0 | 0 | 0 | 0 | 0 | 0 | 0 | 0 | 0 | 0 | 0 | 0 | 5.6991e-16 | -3.3669e-09 | -5.3859e-09 | -4.885e-16 | 3.3669e-09 | 5.3859e-09 | 4.885e-16 | 5.759e-09 | -2.262e-09 | -4.4779e-16 | -5.759e-09 | 2.262e-09 | 0 | 0 | 0 | 0 | 0 | 0 | 1.1 | 0.88719 | 0.77689 | 1.1 | 0.88719 | 0.77689 | 3.9339e-11 | -135.5593 | 126.9102 | 3.9334e-11 | -135.5593 | 126.9102
Line11_12_13 | 0 | 0 | 0 | 0 | 0 | 0 | 0 | 0 | 0 | 0 | 0 | 0 | 4.4779e-16 | -2.8058e-09 | -4.4883e-09 | -4.4779e-16 | 2.8058e-09 | 4.4883e-09 | 5.2921e-16 | 4.7992e-09 | -1.885e-09 | -4.885e-16 | -4.7992e-09 | 1.885e-09 | 0 | 0 | 0 | 0 | 0 | 0 | 1.1 | 0.88719 | 0.77689 | 1.1 | 0.88719 | 0.77689 | 3.9334e-11 | -135.5593 | 126.9102 | 3.933e-11 | -135.5593 | 126.9102
Line12_13_15 | 0 | 0 | 0 | 0 | 0 | 0 | 0 | 0 | 0 | 0 | 0 | 0 | 2.4425e-16 | -1.6835e-09 | -2.693e-09 | -2.4425e-16 | 1.6835e-09 | 2.693e-09 | 8.1416e-17 | 2.8795e-09 | -1.131e-09 | -4.0708e-17 | -2.8795e-09 | 1.131e-09 | 0 | 0 | 0 | 0 | 0 | 0 | 1.1 | 0.88719 | 0.77689 | 1.1 | 0.88719 | 0.77689 | 3.933e-11 | -135.5593 | 126.9102 | 3.9327e-11 | -135.5593 | 126.9102
Line13_13_14 | 0 | 0 | 0 | 0 | 0 | 0 | 0 | 0 | 0 | 0 | 0 | 0 | -4.1916e-28 | -5.6115e-10 | -8.9765e-10 | 3.9124e-28 | 5.6115e-10 | 8.9765e-10 | 6.1062e-16 | 9.5983e-10 | -3.77e-10 | -5.6991e-16 | -9.5983e-10 | 3.77e-10 | 0 | 0 | 0 | 0 | 0 | 0 | 1.1 | 0.88719 | 0.77689 | 1.1 | 0.88719 | 0.77689 | 3.933e-11 | -135.5593 | 126.9102 | 3.9333e-11 | -135.5593 | 126.9102
Line14_15_16 | 0 | 0 | 0 | 0 | 0 | 0 | 0 | 0 | 0 | 0 | 0 | 0 | 1.2212e-16 | -1.1223e-09 | -1.7953e-09 | -1.2212e-16 | 1.1223e-09 | 1.7953e-09 | 4.0708e-17 | 1.9197e-09 | -7.5399e-10 | -4.0708e-17 | -1.9197e-09 | 7.54e-10 | 0 | 0 | 0 | 0 | 0 | 0 | 1.1 | 0.88719 | 0.77689 | 1.1 | 0.88719 | 0.77689 | 3.9327e-11 | -135.5593 | 126.9102 | 3.9325e-11 | -135.5593 | 126.9102
Line15_16_17 | 0 | 0 | 0 | 0 | 0 | 0 | 0 | 0 | 0 | 0 | 0 | 0 | 4.0708e-17 | -5.6115e-10 | -8.9765e-10 | -2.794e-29 | 5.6115e-10 | 8.9765e-10 | -4.0708e-17 | 9.5983e-10 | -3.77e-10 | 4.0708e-17 | -9.5983e-10 | 3.77e-10 | 0 | 0 | 0 | 0 | 0 | 0 | 1.1 | 0.88719 | 0.77689 | 1.1 | 0.88719 | 0.77689 | 3.9325e-11 | -135.5593 | 126.9102 | 3.9324e-11 | -135.5593 | 126.9102
Line16_4_18 | 0 | 3.2366 | 3.2366 | 0 | 3.2366 | 3.2366 | 0 | 0.74746 | 0.74746 | 0 | 0.74746 | 0.74746 | 1.6283e-16 | 0.49365 | -0.28415 | -1.1182e-28 | -0.3889 | 0.3889 | -8.1416e-17 | 0.07624 | 0.34278 | 1.6283e-16 | 0.13327 | -0.13327 | 0 | -161.0844 | 18.9156 | 0 | 18.9156 | -161.0844 | 1.1 | 0.66828 | 0.59567 | 1.1 | 0.55 | 0.55 | 3.9347e-11 | -152.305 | 148.5727 | 3.9345e-11 | 180 | 180
Line17_5_19 | 0 | 0 | 0 | 0 | 0 | 0 | 0 | 0 | 0 | 0 | 0 | 0 | -1.2212e-16 | -5.6115e-10 | -8.9765e-10 | 8.1416e-17 | 5.6115e-10 | 8.9765e-10 | -8.3873e-29 | 9.5983e-10 | -3.77e-10 | 4.0708e-17 | -9.5983e-10 | 3.77e-10 | 0 | 0 | 0 | 0 | 0 | 0 | 1.1 | 0.88719 | 0.77689 | 1.1 | 0.88719 | 0.77689 | 3.935e-11 | -135.5593 | 126.9102 | 3.9349e-11 | -135.5593 | 126.9102
Line1_1_3 | 0 | 0 | 0 | 0 | 0 | 0 | 0 | 0 | 0 | 0 | 0 | 0 | 6.5133e-16 | -4.4892e-09 | -7.1812e-09 | -6.5133e-16 | 4.4892e-09 | 7.1812e-09 | 5.2921e-16 | 7.6787e-09 | -3.016e-09 | -5.2921e-16 | -7.6787e-09 | 3.016e-09 | 0 | 0 | 0 | 0 | 0 | 0 | 1.1 | 0.88719 | 0.77689 | 1.1 | 0.88719 | 0.77689 | 3.9351e-11 | -135.5593 | 126.9102 | 3.9343e-11 | -135.5593 | 126.9102
Line2_1_4 | 0 | 3.2366 | 3.2366 | 0 | 3.2366 | 3.2366 | 0 | 0.74746 | 0.74746 | 0 | 0.74746 | 0.74746 | 3.2567e-16 | 0.59841 | -0.17939 | -3.2567e-16 | -0.49365 | 0.28415 | 5.2921e-16 | 0.28575 | 0.55229 | -4.885e-16 | -0.07624 | -0.34278 | 0 | -161.0844 | 18.9156 | 0 | 18.9156 | -161.0844 | 1.1 | 0.88719 | 0.77689 | 1.1 | 0.66828 | 0.59567 | 3.9351e-11 | -135.5593 | 126.9102 | 3.9347e-11 | -152.305 | 148.5727
Line3_1_5 | 0 | 0 | 0 | 0 | 0 | 0 | 0 | 0 | 0 | 0 | 0 | 0 | 4.0708e-17 | -1.1223e-09 | -1.7953e-09 | -8.1416e-17 | 1.1223e-09 | 1.7953e-09 | 4.0708e-17 | 1.9197e-09 | -7.5399e-10 | -5.5915e-29 | -1.9197e-09 | 7.54e-10 | 0 | 0 | 0 | 0 | 0 | 0 | 1.1 | 0.88719 | 0.77689 | 1.1 | 0.88719 | 0.77689 | 3.9351e-11 | -135.5593 | 126.9102 | 3.935e-11 | -135.5593 | 126.9102
Line4_2_6 | 0 | 0 | 0 | 0 | 0 | 0 | 0 | 0 | 0 | 0 | 0 | 0 | 7.3275e-16 | -2.8058e-09 | -4.4883e-09 | -7.3275e-16 | 2.8058e-09 | 4.4883e-09 | 6.1062e-16 | 4.7992e-09 | -1.885e-09 | -6.5133e-16 | -4.7992e-09 | 1.885e-09 | 0 | 0 | 0 | 0 | 0 | 0 | 1.1 | 0.88719 | 0.77689 | 1.1 | 0.88719 | 0.77689 | 3.9345e-11 | -135.5593 | 126.9102 | 3.9341e-11 | -135.5593 | 126.9102
Line5_6_7 | 0 | 0 | 0 | 0 | 0 | 0 | 0 | 0 | 0 | 0 | 0 | 0 | 4.0708e-16 | -2.2446e-09 | -3.5906e-09 | -4.0708e-16 | 2.2446e-09 | 3.5906e-09 | 4.885e-16 | 3.8393e-09 | -1.508e-09 | -5.6991e-16 | -3.8393e-09 | 1.508e-09 | 0 | 0 | 0 | 0 | 0 | 0 | 1.1 | 0.88719 | 0.77689 | 1.1 | 0.88719 | 0.77689 | 3.9341e-11 | -135.5593 | 126.9102 | 3.9337e-11 | -135.5593 | 126.9102
Line6_7_8 | 0 | 0 | 0 | 0 | 0 | 0 | 0 | 0 | 0 | 0 | 0 | 0 | 3.2567e-16 | -1.6835e-09 | -2.693e-09 | -3.6637e-16 | 1.6835e-09 | 2.693e-09 | -1.2212e-16 | 2.8795e-09 | -1.131e-09 | 1.2212e-16 | -2.8795e-09 | 1.131e-09 | 0 | 0 | 0 | 0 | 0 | 0 | 1.1 | 0.88719 | 0.77689 | 1.1 | 0.88719 | 0.77689 | 3.9337e-11 | -135.5593 | 126.9102 | 3.9334e-11 | -135.5593 | 126.9102
Line7_8_9 | 0 | 0 | 0 | 0 | 0 | 0 | 0 | 0 | 0 | 0 | 0 | 0 | 8.1416e-17 | -5.6115e-10 | -8.9765e-10 | -4.0708e-17 | 5.6115e-10 | 8.9765e-10 | -8.1416e-17 | 9.5983e-10 | -3.77e-10 | 4.0708e-17 | -9.5983e-10 | 3.77e-10 | 0 | 0 | 0 | 0 | 0 | 0 | 1.1 | 0.88719 | 0.77689 | 1.1 | 0.88719 | 0.77689 | 3.9334e-11 | -135.5593 | 126.9102 | 3.9333e-11 | -135.5593 | 126.9102
Line8_8_10 | 0 | 0 | 0 | 0 | 0 | 0 | 0 | 0 | 0 | 0 | 0 | 0 | -1.2212e-16 | -5.6115e-10 | -8.9765e-10 | 1.6283e-16 | 5.6115e-10 | 8.9765e-10 | 4.0708e-17 | 9.5983e-10 | -3.77e-10 | 1.1178e-28 | -9.5983e-10 | 3.77e-10 | 0 | 0 | 0 | 0 | 0 | 0 | 1.1 | 0.88719 | 0.77689 | 1.1 | 0.88719 | 0.77689 | 3.9334e-11 | -135.5593 | 126.9102 | 3.9333e-11 | -135.5593 | 126.9102
Line9_3_11 | 0 | 0 | 0 | 0 | 0 | 0 | 0 | 0 | 0 | 0 | 0 | 0 | 4.885e-16 | -3.9281e-09 | -6.2836e-09 | -5.2921e-16 | 3.9281e-09 | 6.2836e-09 | 5.6991e-16 | 6.7188e-09 | -2.639e-09 | -5.6991e-16 | -6.7188e-09 | 2.639e-09 | 0 | 0 | 0 | 0 | 0 | 0 | 1.1 | 0.88719 | 0.77689 | 1.1 | 0.88719 | 0.77689 | 3.9343e-11 | -135.5593 | 126.9102 | 3.9339e-11 | -135.5593 | 126.9102

## LL_max_fault_6
name | pf_ikss_a_from_ka | pf_ikss_b_from_ka | pf_ikss_c_from_ka | pf_ikss_a_to_ka | pf_ikss_b_to_ka | pf_ikss_c_to_ka | pf_skss_a_from_mw | pf_skss_b_from_mw | pf_skss_c_from_mw | pf_skss_a_to_mw | pf_skss_b_to_mw | pf_skss_c_to_mw | pf_p_a_from_mw | pf_p_b_from_mw | pf_p_c_from_mw | pf_p_a_to_mw | pf_p_b_to_mw | pf_p_c_to_mw | pf_q_a_from_mvar | pf_q_b_from_mvar | pf_q_c_from_mvar | pf_q_a_to_mvar | pf_q_b_to_mvar | pf_q_c_to_mvar | pf_ikss_a_from_degree | pf_ikss_b_from_degree | pf_ikss_c_from_degree | pf_ikss_a_to_degree | pf_ikss_b_to_degree | pf_ikss_c_to_degree | pf_vm_a_from_pu | pf_vm_b_from_pu | pf_vm_c_from_pu | pf_vm_a_to_pu | pf_vm_b_to_pu | pf_vm_c_to_pu | pf_va_a_from_degree | pf_va_b_from_degree | pf_va_c_from_degree | pf_va_a_to_degree | pf_va_b_to_degree | pf_va_c_to_degree
Line0_1_2 | 0 | 0 | 0 | 0 | 0 | 0 | 0 | 0 | 0 | 0 | 0 | 0 | 6.0715e-18 | -4.6325e-11 | -1.333e-10 | -6.0715e-18 | 4.6325e-11 | 1.333e-10 | 6.0715e-18 | 1.2762e-10 | 2.3032e-11 | -6.0715e-18 | -1.2762e-10 | -2.3032e-11 | 0 | 0 | 0 | 0 | 0 | 0 | 1.05 | 1.048 | 1.0442 | 1.05 | 1.048 | 1.0442 | 9.1207e-13 | -120.3021 | 119.9453 | 9.1198e-13 | -120.3021 | 119.9453
Line10_11_12 | 0 | 0 | 0 | 0 | 0 | 0 | 0 | 0 | 0 | 0 | 0 | 0 | 7.2858e-18 | -4.6325e-11 | -1.333e-10 | -7.893e-18 | 4.6325e-11 | 1.333e-10 | 3.0358e-18 | 1.2762e-10 | 2.3032e-11 | -3.0358e-18 | -1.2762e-10 | -2.3032e-11 | 0 | 0 | 0 | 0 | 0 | 0 | 1.05 | 1.048 | 1.0442 | 1.05 | 1.048 | 1.0442 | 9.118e-13 | -120.3021 | 119.9453 | 9.1168e-13 | -120.3021 | 119.9453
Line11_12_13 | 0 | 0 | 0 | 0 | 0 | 0 | 0 | 0 | 0 | 0 | 0 | 0 | 6.3751e-18 | -3.8604e-11 | -1.1109e-10 | -5.768e-18 | 3.8604e-11 | 1.1109e-10 | -6.0715e-19 | 1.0635e-10 | 1.9193e-11 | -9.1767e-32 | -1.0635e-10 | -1.9193e-11 | 0 | 0 | 0 | 0 | 0 | 0 | 1.05 | 1.048 | 1.0442 | 1.05 | 1.048 | 1.0442 | 9.1168e-13 | -120.3021 | 119.9453 | 9.1157e-13 | -120.3021 | 119.9453
Line12_13_15 | 0 | 0 | 0 | 0 | 0 | 0 | 0 | 0 | 0 | 0 | 0 | 0 | 4.2501e-18 | -2.3162e-11 | -6.6652e-11 | -4.2501e-18 | 2.3162e-11 | 6.6652e-11 | 2.4286e-18 | 6.3811e-11 | 1.1516e-11 | -1.8215e-18 | -6.3811e-11 | -1.1516e-11 | 0 | 0 | 0 | 0 | 0 | 0 | 1.05 | 1.048 | 1.0442 | 1.05 | 1.048 | 1.0442 | 9.1157e-13 | -120.3021 | 119.9453 | 9.1151e-13 | -120.3021 | 119.9453
Line13_13_14 | 0 | 0 | 0 | 0 | 0 | 0 | 0 | 0 | 0 | 0 | 0 | 0 | 1.5179e-18 | -7.7208e-12 | -2.2217e-11 | -1.5179e-18 | 7.7208e-12 | 2.2217e-11 | 1.2143e-18 | 2.127e-11 | 3.8387e-12 | -6.0715e-19 | -2.127e-11 | -3.8387e-12 | 0 | 0 | 0 | 0 | 0 | 0 | 1.05 | 1.048 | 1.0442 | 1.05 | 1.048 | 1.0442 | 9.1157e-13 | -120.3021 | 119.9453 | 9.1157e-13 | -120.3021 | 119.9453
Line14_15_16 | 0 | 0 | 0 | 0 | 0 | 0 | 0 | 0 | 0 | 0 | 0 | 0 | 9.1073e-19 | -1.5442e-11 | -4.4435e-11 | -1.5179e-18 | 1.5442e-11 | 4.4435e-11 | 1.2143e-18 | 4.2541e-11 | 7.6773e-12 | -1.2143e-18 | -4.2541e-11 | -7.6773e-12 | 0 | 0 | 0 | 0 | 0 | 0 | 1.05 | 1.048 | 1.0442 | 1.05 | 1.048 | 1.0442 | 9.1151e-13 | -120.3021 | 119.9453 | 9.1148e-13 | -120.3021 | 119.9453
Line15_16_17 | 0 | 0 | 0 | 0 | 0 | 0 | 0 | 0 | 0 | 0 | 0 | 0 | -9.6588e-33 | -7.7208e-12 | -2.2217e-11 | 1.9317e-32 | 7.7208e-12 | 2.2217e-11 | 6.0715e-19 | 2.127e-11 | 3.8387e-12 | -1.2143e-18 | -2.127e-11 | -3.8387e-12 | 0 | 0 | 0 | 0 | 0 | 0 | 1.05 | 1.048 | 1.0442 | 1.05 | 1.048 | 1.0442 | 9.1148e-13 | -120.3021 | 119.9453 | 9.1146e-13 | -120.3021 | 119.9453
Line16_4_18 | 0 | 0.0584 | 0.0584 | 0 | 0.0584 | 0.0584 | 0 | 0.013487 | 0.013487 | 0 | 0.013487 | 0.013487 | 0 | 0.013608 | 0.0035134 | -3.8652e-32 | -0.013574 | -0.0034793 | 0 | 0.0036287 | 0.013561 | 2.4286e-18 | -0.0035605 | -0.013493 | 0 | -135.4649 | 44.5351 | 0 | 44.5351 | -135.4649 | 1.05 | 1.0442 | 1.0387 | 1.05 | 1.0405 | 1.0331 | 9.1194e-13 | -120.5336 | 120.01 | 9.1187e-13 | -120.7668 | 120.0754
Line17_5_19 | 0 | 0 | 0 | 0 | 0 | 0 | 0 | 0 | 0 | 0 | 0 | 0 | 2.8993e-32 | -7.7208e-12 | -2.2217e-11 | -2.8993e-32 | 7.7208e-12 | 2.2217e-11 | -1.8215e-18 | 2.127e-11 | 3.8387e-12 | 1.8215e-18 | -2.127e-11 | -3.8387e-12 | 0 | 0 | 0 | 0 | 0 | 0 | 1.05 | 1.048 | 1.0442 | 1.05 | 1.048 | 1.0442 | 9.1202e-13 | -120.3021 | 119.9453 | 9.12e-13 | -120.3021 | 119.9453
Line1_1_3 | 0 | 0 | 0 | 0 | 0 | 0 | 0 | 0 | 0 | 0 | 0 | 0 | 1.0018e-17 | -6.1766e-11 | -1.7774e-10 | -1.0018e-17 | 6.1766e-11 | 1.7774e-10 | 4.8572e-18 | 1.7016e-10 | 3.0709e-11 | -4.8572e-18 | -1.7016e-10 | -3.0709e-11 | 0 | 0 | 0 | 0 | 0 | 0 | 1.05 | 1.048 | 1.0442 | 1.05 | 1.048 | 1.0442 | 9.1207e-13 | -120.3021 | 119.9453 | 9.1191e-13 | -120.3021 | 119.9453
Line2_1_4 | 0 | 0.0584 | 0.0584 | 0 | 0.0584 | 0.0584 | 0 | 0.013487 | 0.013487 | 0 | 0.013487 | 0.013487 | 7.2858e-18 | 0.013642 | 0.0035475 | -6.0715e-18 | -0.013608 | -0.0035134 | -1.2143e-18 | 0.003697 | 0.013629 | 1.2143e-18 | -0.0036287 | -0.013561 | 0 | -135.4649 | 44.5351 | 0 | 44.5351 | -135.4649 | 1.05 | 1.048 | 1.0442 | 1.05 | 1.0442 | 1.0387 | 9.1207e-13 | -120.3021 | 119.9453 | 9.1194e-13 | -120.5336 | 120.01
Line3_1_5 | 0 | 0 | 0 | 0 | 0 | 0 | 0 | 0 | 0 | 0 | 0 | 0 | 1.5179e-18 | -1.5442e-11 | -4.4435e-11 | -1.5179e-18 | 1.5442e-11 | 4.4435e-11 | 2.4286e-18 | 4.2541e-11 | 7.6773e-12 | -2.4286e-18 | -4.2541e-11 | -7.6773e-12 | 0 | 0 | 0 | 0 | 0 | 0 | 1.05 | 1.048 | 1.0442 | 1.05 | 1.048 | 1.0442 | 9.1207e-13 | -120.3021 | 119.9453 | 9.1202e-13 | -120.3021 | 119.9453
Line4_2_6 | 0 | 0 | 0 | 0 | 0 | 0 | 0 | 0 | 0 | 0 | 0 | 0 | 6.0715e-18 | -3.8604e-11 | -1.1109e-10 | -6.0715e-18 | 3.8604e-11 | 1.1109e-10 | 3.0358e-18 | 1.0635e-10 | 1.9193e-11 | -3.0358e-18 | -1.0635e-10 | -1.9193e-11 | 0 | 0 | 0 | 0 | 0 | 0 | 1.05 | 1.048 | 1.0442 | 1.05 | 1.048 | 1.0442 | 9.1198e-13 | -120.3021 | 119.9453 | 9.119e-13 | -120.3021 | 119.9453
Line5_6_7 | 0 | 0 | 0 | 0 | 0 | 0 | 0 | 0 | 0 | 0 | 0 | 0 | 3.9465e-18 | -3.0883e-11 | -8.887e-11 | -3.3393e-18 | 3.0883e-11 | 8.887e-11 | 1.2143e-18 | 8.5081e-11 | 1.5355e-11 | -1.2143e-18 | -8.5081e-11 | -1.5355e-11 | 0 | 0 | 0 | 0 | 0 | 0 | 1.05 | 1.048 | 1.0442 | 1.05 | 1.048 | 1.0442 | 9.119e-13 | -120.3021 | 119.9453 | 9.1186e-13 | -120.3021 | 119.9453
Line6_7_8 | 0 | 0 | 0 | 0 | 0 | 0 | 0 | 0 | 0 | 0 | 0 | 0 | -3.0358e-19 | -2.3162e-11 | -6.6652e-11 | 3.0358e-19 | 2.3162e-11 | 6.6652e-11 | -4.8314e-33 | 6.3811e-11 | 1.1516e-11 | 4.8314e-33 | -6.3811e-11 | -1.1516e-11 | 0 | 0 | 0 | 0 | 0 | 0 | 1.05 | 1.048 | 1.0442 | 1.05 | 1.048 | 1.0442 | 9.1186e-13 | -120.3021 | 119.9453 | 9.1185e-13 | -120.3021 | 119.9453
Line7_8_9 | 0 | 0 | 0 | 0 | 0 | 0 | 0 | 0 | 0 | 0 | 0 | 0 | -3.0358e-19 | -7.7208e-12 | -2.2217e-11 | 3.0358e-19 | 7.7208e-12 | 2.2217e-11 | -4.8314e-33 | 2.127e-11 | 3.8387e-12 | 1.2143e-18 | -2.127e-11 | -3.8387e-12 | 0 | 0 | 0 | 0 | 0 | 0 | 1.05 | 1.048 | 1.0442 | 1.05 | 1.048 | 1.0442 | 9.1185e-13 | -120.3021 | 119.9453 | 9.1184e-13 | -120.3021 | 119.9453
Line8_8_10 | 0 | 0 | 0 | 0 | 0 | 0 | 0 | 0 | 0 | 0 | 0 | 0 | -6.0715e-19 | -7.7208e-12 | -2.2217e-11 | 6.0715e-19 | 7.7208e-12 | 2.2217e-11 | -6.0715e-19 | 2.127e-11 | 3.8387e-12 | 6.0715e-19 | -2.127e-11 | -3.8387e-12 | 0 | 0 | 0 | 0 | 0 | 0 | 1.05 | 1.048 | 1.0442 | 1.05 | 1.048 | 1.0442 | 9.1185e-13 | -120.3021 | 119.9453 | 9.1184e-13 | -120.3021 | 119.9453
Line9_3_11 | 0 | 0 | 0 | 0 | 0 | 0 | 0 | 0 | 0 | 0 | 0 | 0 | 7.2858e-18 | -5.4045e-11 | -1.5552e-10 | -6.6787e-18 | 5.4045e-11 | 1.5552e-10 | 5.4644e-18 | 1.4889e-10 | 2.6871e-11 | -5.4644e-18 | -1.4889e-10 | -2.6871e-11 | 0 | 0 | 0 | 0 | 0 | 0 | 1.05 | 1.048 | 1.0442 | 1.05 | 1.048 | 1.0442 | 9.1191e-13 | -120.3021 | 119.9453 | 9.118e-13 | -120.3021 | 119.9453

## LL_max_fault_10
name | pf_ikss_a_from_ka | pf_ikss_b_from_ka | pf_ikss_c_from_ka | pf_ikss_a_to_ka | pf_ikss_b_to_ka | pf_ikss_c_to_ka | pf_skss_a_from_mw | pf_skss_b_from_mw | pf_skss_c_from_mw | pf_skss_a_to_mw | pf_skss_b_to_mw | pf_skss_c_to_mw | pf_p_a_from_mw | pf_p_b_from_mw | pf_p_c_from_mw | pf_p_a_to_mw | pf_p_b_to_mw | pf_p_c_to_mw | pf_q_a_from_mvar | pf_q_b_from_mvar | pf_q_c_from_mvar | pf_q_a_to_mvar | pf_q_b_to_mvar | pf_q_c_to_mvar | pf_ikss_a_from_degree | pf_ikss_b_from_degree | pf_ikss_c_from_degree | pf_ikss_a_to_degree | pf_ikss_b_to_degree | pf_ikss_c_to_degree | pf_vm_a_from_pu | pf_vm_b_from_pu | pf_vm_c_from_pu | pf_vm_a_to_pu | pf_vm_b_to_pu | pf_vm_c_to_pu | pf_va_a_from_degree | pf_va_b_from_degree | pf_va_c_from_degree | pf_va_a_to_degree | pf_va_b_to_degree | pf_va_c_to_degree
Line0_1_2 | 0 | 0 | 0 | 0 | 0 | 0 | 0 | 0 | 0 | 0 | 0 | 0 | 1.2721e-17 | -5.3219e-11 | -1.5314e-10 | -1.2721e-17 | 5.3219e-11 | 1.5314e-10 | 7.6328e-18 | 1.4664e-10 | 2.6437e-11 | -8.2688e-18 | -1.4664e-10 | -2.6437e-11 | 0 | 0 | 0 | 0 | 0 | 0 | 1.1 | 1.0978 | 1.0936 | 1.1 | 1.0978 | 1.0936 | 1.1834e-12 | -120.3163 | 119.9428 | 1.1833e-12 | -120.3163 | 119.9428
Line10_11_12 | 0 | 0 | 0 | 0 | 0 | 0 | 0 | 0 | 0 | 0 | 0 | 0 | 9.859e-18 | -5.3219e-11 | -1.5314e-10 | -1.0495e-17 | 5.3219e-11 | 1.5314e-10 | 3.1803e-18 | 1.4664e-10 | 2.6437e-11 | -5.0885e-18 | -1.4664e-10 | -2.6437e-11 | 0 | 0 | 0 | 0 | 0 | 0 | 1.1 | 1.0978 | 1.0936 | 1.1 | 1.0978 | 1.0936 | 1.1831e-12 | -120.3163 | 119.9428 | 1.183e-12 | -120.3163 | 119.9428
Line11_12_13 | 0 | 0 | 0 | 0 | 0 | 0 | 0 | 0 | 0 | 0 | 0 | 0 | 7.3148e-18 | -4.4349e-11 | -1.2762e-10 | -6.6787e-18 | 4.4349e-11 | 1.2762e-10 | 3.8164e-18 | 1.222e-10 | 2.2031e-11 | -3.8164e-18 | -1.222e-10 | -2.2031e-11 | 0 | 0 | 0 | 0 | 0 | 0 | 1.1 | 1.0978 | 1.0936 | 1.1 | 1.0978 | 1.0936 | 1.183e-12 | -120.3163 | 119.9428 | 1.1829e-12 | -120.3163 | 119.9428
Line12_13_15 | 0 | 0 | 0 | 0 | 0 | 0 | 0 | 0 | 0 | 0 | 0 | 0 | 4.7705e-18 | -2.6609e-11 | -7.6572e-11 | -4.7705e-18 | 2.6609e-11 | 7.6572e-11 | 3.1803e-18 | 7.332e-11 | 1.3218e-11 | -3.1803e-18 | -7.332e-11 | -1.3218e-11 | 0 | 0 | 0 | 0 | 0 | 0 | 1.1 | 1.0978 | 1.0936 | 1.1 | 1.0978 | 1.0936 | 1.1829e-12 | -120.3163 | 119.9428 | 1.1828e-12 | -120.3163 | 119.9428
Line13_13_14 | 0 | 0 | 0 | 0 | 0 | 0 | 0 | 0 | 0 | 0 | 0 | 0 | 6.3607e-19 | -8.8698e-12 | -2.5524e-11 | -6.3607e-19 | 8.8697e-12 | 2.5524e-11 | 5.0885e-18 | 2.444e-11 | 4.4061e-12 | -5.0885e-18 | -2.444e-11 | -4.4061e-12 | 0 | 0 | 0 | 0 | 0 | 0 | 1.1 | 1.0978 | 1.0936 | 1.1 | 1.0978 | 1.0936 | 1.1829e-12 | -120.3163 | 119.9428 | 1.1829e-12 | -120.3163 | 119.9428
Line14_15_16 | 0 | 0 | 0 | 0 | 0 | 0 | 0 | 0 | 0 | 0 | 0 | 0 | 2.2262e-18 | -1.7739e-11 | -5.1048e-11 | -1.5902e-18 | 1.7739e-11 | 5.1048e-11 | 2.5443e-18 | 4.888e-11 | 8.8123e-12 | -1.9082e-18 | -4.888e-11 | -8.8123e-12 | 0 | 0 | 0 | 0 | 0 | 0 | 1.1 | 1.0978 | 1.0936 | 1.1 | 1.0978 | 1.0936 | 1.1828e-12 | -120.3163 | 119.9428 | 1.1828e-12 | -120.3163 | 119.9428
Line15_16_17 | 0 | 0 | 0 | 0 | 0 | 0 | 0 | 0 | 0 | 0 | 0 | 0 | -3.1803e-19 | -8.8697e-12 | -2.5524e-11 | 3.1803e-19 | 8.8697e-12 | 2.5524e-11 | -6.5655e-33 | 2.444e-11 | 4.4061e-12 | -1.2721e-18 | -2.444e-11 | -4.4061e-12 | 0 | 0 | 0 | 0 | 0 | 0 | 1.1 | 1.0978 | 1.0936 | 1.1 | 1.0978 | 1.0936 | 1.1828e-12 | -120.3163 | 119.9428 | 1.1828e-12 | -120.3163 | 119.9428
Line16_4_18 | 0 | 0.061167 | 0.061167 | 0 | 0.061167 | 0.061167 | 0 | 0.014126 | 0.014126 | 0 | 0.014126 | 0.014126 | 1.2721e-18 | 0.01493 | 0.0038518 | -1.0508e-31 | -0.014893 | -0.0038144 | -2.5443e-18 | 0.0039805 | 0.014876 | 5.0885e-18 | -0.0039057 | -0.014801 | 0 | -135.4761 | 44.5239 | 0 | 44.5239 | -135.4761 | 1.1 | 1.0938 | 1.0878 | 1.1 | 1.0899 | 1.0821 | 1.1833e-12 | -120.5478 | 120.0075 | 1.1832e-12 | -120.781 | 120.073
Line17_5_19 | 0 | 0 | 0 | 0 | 0 | 0 | 0 | 0 | 0 | 0 | 0 | 0 | 1.2721e-18 | -8.8698e-12 | -2.5524e-11 | -6.3607e-19 | 8.8698e-12 | 2.5524e-11 | -6.3607e-19 | 2.444e-11 | 4.4061e-12 | 6.3607e-19 | -2.444e-11 | -4.4061e-12 | 0 | 0 | 0 | 0 | 0 | 0 | 1.1 | 1.0978 | 1.0936 | 1.1 | 1.0978 | 1.0936 | 1.1834e-12 | -120.3163 | 119.9428 | 1.1833e-12 | -120.3163 | 119.9428
Line1_1_3 | 0 | 0 | 0 | 0 | 0 | 0 | 0 | 0 | 0 | 0 | 0 | 0 | 1.2085e-17 | -7.0958e-11 | -2.0419e-10 | -1.2721e-17 | 7.0958e-11 | 2.0419e-10 | 8.9049e-18 | 1.9552e-10 | 3.5249e-11 | -6.9967e-18 | -1.9552e-10 | -3.5249e-11 | 0 | 0 | 0 | 0 | 0 | 0 | 1.1 | 1.0978 | 1.0936 | 1.1 | 1.0978 | 1.0936 | 1.1834e-12 | -120.3163 | 119.9428 | 1.1832e-12 | -120.3163 | 119.9428
Line2_1_4 | 0 | 0.061167 | 0.061167 | 0 | 0.061167 | 0.061167 | 0 | 0.014126 | 0.014126 | 0 | 0.014126 | 0.014126 | 6.3607e-18 | 0.014968 | 0.0038892 | -5.0885e-18 | -0.01493 | -0.0038518 | 3.8164e-18 | 0.0040553 | 0.014951 | -2.5443e-18 | -0.0039805 | -0.014876 | 0 | -135.4761 | 44.5239 | 0 | 44.5239 | -135.4761 | 1.1 | 1.0978 | 1.0936 | 1.1 | 1.0938 | 1.0878 | 1.1834e-12 | -120.3163 | 119.9428 | 1.1833e-12 | -120.5478 | 120.0075
Line3_1_5 | 0 | 0 | 0 | 0 | 0 | 0 | 0 | 0 | 0 | 0 | 0 | 0 | 1.9082e-18 | -1.7739e-11 | -5.1048e-11 | -1.9082e-18 | 1.7739e-11 | 5.1048e-11 | 1.2721e-18 | 4.888e-11 | 8.8123e-12 | -6.3607e-19 | -4.888e-11 | -8.8123e-12 | 0 | 0 | 0 | 0 | 0 | 0 | 1.1 | 1.0978 | 1.0936 | 1.1 | 1.0978 | 1.0936 | 1.1834e-12 | -120.3163 | 119.9428 | 1.1834e-12 | -120.3163 | 119.9428
Line4_2_6 | 0 | 0 | 0 | 0 | 0 | 0 | 0 | 0 | 0 | 0 | 0 | 0 | 1.1131e-17 | -4.4349e-11 | -1.2762e-10 | -1.1131e-17 | 4.4349e-11 | 1.2762e-10 | 6.9967e-18 | 1.222e-10 | 2.2031e-11 | -4.4525e-18 | -1.222e-10 | -2.2031e-11 | 0 | 0 | 0 | 0 | 0 | 0 | 1.1 | 1.0978 | 1.0936 | 1.1 | 1.0978 | 1.0936 | 1.1833e-12 | -120.3163 | 119.9428 | 1.1832e-12 | -120.3163 | 119.9428
Line5_6_7 | 0 | 0 | 0 | 0 | 0 | 0 | 0 | 0 | 0 | 0 | 0 | 0 | 9.859e-18 | -3.5479e-11 | -1.021e-10 | -9.2229e-18 | 3.5479e-11 | 1.021e-10 | 3.8164e-18 | 9.776e-11 | 1.7625e-11 | -3.1803e-18 | -9.776e-11 | -1.7625e-11 | 0 | 0 | 0 | 0 | 0 | 0 | 1.1 | 1.0978 | 1.0936 | 1.1 | 1.0978 | 1.0936 | 1.1832e-12 | -120.3163 | 119.9428 | 1.1831e-12 | -120.3163 | 119.9428
Line6_7_8 | 0 | 0 | 0 | 0 | 0 | 0 | 0 | 0 | 0 | 0 | 0 | 0 | 4.4525e-18 | -2.6609e-11 | -7.6572e-11 | -4.4525e-18 | 2.6609e-11 | 7.6572e-11 | -6.3607e-19 | 7.332e-11 | 1.3218e-11 | -9.1931e-32 | -7.332e-11 | -1.3218e-11 | 0 | 0 | 0 | 0 | 0 | 0 | 1.1 | 1.0978 | 1.0936 | 1.1 | 1.0978 | 1.0936 | 1.1831e-12 | -120.3163 | 119.9428 | 1.183e-12 | -120.3163 | 119.9428
Line7_8_9 | 0 | 0 | 0 | 0 | 0 | 0 | 0 | 0 | 0 | 0 | 0 | 0 | 9.541e-19 | -8.8698e-12 | -2.5524e-11 | -3.1803e-19 | 8.8698e-12 | 2.5524e-11 | -1.2721e-18 | 2.444e-11 | 4.4061e-12 | 1.2721e-18 | -2.444e-11 | -4.4061e-12 | 0 | 0 | 0 | 0 | 0 | 0 | 1.1 | 1.0978 | 1.0936 | 1.1 | 1.0978 | 1.0936 | 1.183e-12 | -120.3163 | 119.9428 | 1.183e-12 | -120.3163 | 119.9428
Line8_8_10 | 0 | 0 | 0 | 0 | 0 | 0 | 0 | 0 | 0 | 0 | 0 | 0 | 1.2721e-18 | -8.8698e-12 | -2.5524e-11 | -6.3607e-19 | 8.8698e-12 | 2.5524e-11 | -1.2721e-18 | 2.444e-11 | 4.4061e-12 | 1.2721e-18 | -2.444e-11 | -4.4061e-12 | 0 | 0 | 0 | 0 | 0 | 0 | 1.1 | 1.0978 | 1.0936 | 1.1 | 1.0978 | 1.0936 | 1.183e-12 | -120.3163 | 119.9428 | 1.183e-12 | -120.3163 | 119.9428
Line9_3_11 | 0 | 0 | 0 | 0 | 0 | 0 | 0 | 0 | 0 | 0 | 0 | 0 | 9.541e-18 | -6.2088e-11 | -1.7867e-10 | -8.9049e-18 | 6.2088e-11 | 1.7867e-10 | 8.2688e-18 | 1.7108e-10 | 3.0843e-11 | -6.9967e-18 | -1.7108e-10 | -3.0843e-11 | 0 | 0 | 0 | 0 | 0 | 0 | 1.1 | 1.0978 | 1.0936 | 1.1 | 1.0978 | 1.0936 | 1.1832e-12 | -120.3163 | 119.9428 | 1.1831e-12 | -120.3163 | 119.9428

## LL_min_6
name | pf_ikss_a_from_ka | pf_ikss_b_from_ka | pf_ikss_c_from_ka | pf_ikss_a_to_ka | pf_ikss_b_to_ka | pf_ikss_c_to_ka | pf_skss_a_from_mw | pf_skss_b_from_mw | pf_skss_c_from_mw | pf_skss_a_to_mw | pf_skss_b_to_mw | pf_skss_c_to_mw | pf_p_a_from_mw | pf_p_b_from_mw | pf_p_c_from_mw | pf_p_a_to_mw | pf_p_b_to_mw | pf_p_c_to_mw | pf_q_a_from_mvar | pf_q_b_from_mvar | pf_q_c_from_mvar | pf_q_a_to_mvar | pf_q_b_to_mvar | pf_q_c_to_mvar | pf_ikss_a_from_degree | pf_ikss_b_from_degree | pf_ikss_c_from_degree | pf_ikss_a_to_degree | pf_ikss_b_to_degree | pf_ikss_c_to_degree | pf_vm_a_from_pu | pf_vm_b_from_pu | pf_vm_c_from_pu | pf_vm_a_to_pu | pf_vm_b_to_pu | pf_vm_c_to_pu | pf_va_a_from_degree | pf_va_b_from_degree | pf_va_c_from_degree | pf_va_a_to_degree | pf_va_b_to_degree | pf_va_c_to_degree
Line0_1_2 | 0 | 0 | 0 | 0 | 0 | 0 | 0 | 0 | 0 | 0 | 0 | 0 | 1.7579e-16 | -1.4366e-09 | -3.9666e-09 | -1.7579e-16 | 1.4366e-09 | 3.9666e-09 | 4.5704e-16 | 4.6273e-09 | -2.4519e-10 | -4.5704e-16 | -4.6273e-09 | 2.4519e-10 | 0 | 0 | 0 | 0 | 0 | 0 | 0.95 | 0.83839 | 0.68767 | 0.95 | 0.83839 | 0.68767 | 1.9977e-11 | -135.3123 | 120.9775 | 1.9982e-11 | -135.3123 | 120.9775
Line10_11_12 | 0 | 0 | 0 | 0 | 0 | 0 | 0 | 0 | 0 | 0 | 0 | 0 | 1.3184e-16 | -1.4366e-09 | -3.9666e-09 | -1.4942e-16 | 1.4366e-09 | 3.9666e-09 | 4.7462e-16 | 4.6273e-09 | -2.4518e-10 | -4.5704e-16 | -4.6273e-09 | 2.4518e-10 | 0 | 0 | 0 | 0 | 0 | 0 | 0.95 | 0.83839 | 0.68767 | 0.95 | 0.83839 | 0.68767 | 1.9993e-11 | -135.3123 | 120.9775 | 1.9999e-11 | -135.3123 | 120.9775
Line11_12_13 | 0 | 0 | 0 | 0 | 0 | 0 | 0 | 0 | 0 | 0 | 0 | 0 | 6.1525e-17 | -1.1971e-09 | -3.3055e-09 | -6.1525e-17 | 1.1971e-09 | 3.3055e-09 | 4.2188e-16 | 3.8561e-09 | -2.0432e-10 | -4.3946e-16 | -3.8561e-09 | 2.0432e-10 | 0 | 0 | 0 | 0 | 0 | 0 | 0.95 | 0.83839 | 0.68767 | 0.95 | 0.83839 | 0.68767 | 1.9999e-11 | -135.3123 | 120.9775 | 2.0005e-11 | -135.3123 | 120.9775
Line12_13_15 | 0 | 0 | 0 | 0 | 0 | 0 | 0 | 0 | 0 | 0 | 0 | 0 | -8.7893e-18 | -7.1829e-10 | -1.9833e-09 | -8.7893e-18 | 7.1829e-10 | 1.9833e-09 | 3.5157e-17 | 2.3137e-09 | -1.2259e-10 | -5.2736e-17 | -2.3137e-09 | 1.2259e-10 | 0 | 0 | 0 | 0 | 0 | 0 | 0.95 | 0.83839 | 0.68767 | 0.95 | 0.83839 | 0.68767 | 2.0005e-11 | -135.3123 | 120.9775 | 2.0006e-11 | -135.3123 | 120.9775
Line13_13_14 | 0 | 0 | 0 | 0 | 0 | 0 | 0 | 0 | 0 | 0 | 0 | 0 | 5.2736e-17 | -2.3943e-10 | -6.611e-10 | -5.2736e-17 | 2.3943e-10 | 6.611e-10 | 3.6915e-16 | 7.7122e-10 | -4.0864e-11 | -3.6915e-16 | -7.7122e-10 | 4.0864e-11 | 0 | 0 | 0 | 0 | 0 | 0 | 0.95 | 0.83839 | 0.68767 | 0.95 | 0.83839 | 0.68767 | 2.0005e-11 | -135.3123 | 120.9775 | 2.0008e-11 | -135.3123 | 120.9775
Line14_15_16 | 0 | 0 | 0 | 0 | 0 | 0 | 0 | 0 | 0 | 0 | 0 | 0 | 2.6368e-17 | -4.7886e-10 | -1.3222e-09 | -2.6368e-17 | 4.7886e-10 | 1.3222e-09 | 1.7579e-17 | 1.5424e-09 | -8.1728e-11 | -9.2073e-30 | -1.5424e-09 | 8.1728e-11 | 0 | 0 | 0 | 0 | 0 | 0 | 0.95 | 0.83839 | 0.68767 | 0.95 | 0.83839 | 0.68767 | 2.0006e-11 | -135.3123 | 120.9775 | 2.0007e-11 | -135.3123 | 120.9775
Line15_16_17 | 0 | 0 | 0 | 0 | 0 | 0 | 0 | 0 | 0 | 0 | 0 | 0 | 1.7579e-17 | -2.3943e-10 | -6.611e-10 | -2.6368e-17 | 2.3943e-10 | 6.611e-10 | 1.7579e-17 | 7.7122e-10 | -4.0864e-11 | -9.2071e-30 | -7.7122e-10 | 4.0864e-11 | 0 | 0 | 0 | 0 | 0 | 0 | 0.95 | 0.83839 | 0.68767 | 0.95 | 0.83839 | 0.68767 | 2.0007e-11 | -135.3123 | 120.9775 | 2.0007e-11 | -135.3123 | 120.9775
Line16_4_18 | 0 | 2.5068 | 2.5068 | 0 | 2.5068 | 2.5068 | 0 | 0.57893 | 0.57893 | 0 | 0.57893 | 0.57893 | 7.0314e-17 | 0.35328 | -0.11197 | -7.0314e-17 | -0.23262 | 0.23262 | -1.4063e-16 | -0.020967 | 0.27233 | 1.4063e-16 | 0.14665 | -0.14665 | 0 | -147.7717 | 32.2283 | 0 | 32.2283 | -147.7717 | 0.95 | 0.6113 | 0.50862 | 0.95 | 0.475 | 0.475 | 1.9979e-11 | -151.1682 | 144.5775 | 1.9977e-11 | 180 | 180
Line17_5_19 | 0 | 0 | 0 | 0 | 0 | 0 | 0 | 0 | 0 | 0 | 0 | 0 | 8.7893e-18 | -2.3943e-10 | -6.611e-10 | -8.7893e-18 | 2.3943e-10 | 6.611e-10 | 1.7579e-17 | 7.7122e-10 | -4.0864e-11 | -3.0645e-30 | -7.7122e-10 | 4.0864e-11 | 0 | 0 | 0 | 0 | 0 | 0 | 0.95 | 0.83839 | 0.68767 | 0.95 | 0.83839 | 0.68767 | 1.9977e-11 | -135.3123 | 120.9775 | 1.9977e-11 | -135.3123 | 120.9775
Line1_1_3 | 0 | 0 | 0 | 0 | 0 | 0 | 0 | 0 | 0 | 0 | 0 | 0 | 1.3184e-16 | -1.9154e-09 | -5.2888e-09 | -1.3184e-16 | 1.9154e-09 | 5.2888e-09 | 4.5704e-16 | 6.1697e-09 | -3.2691e-10 | -4.5704e-16 | -6.1697e-09 | 3.2691e-10 | 0 | 0 | 0 | 0 | 0 | 0 | 0.95 | 0.83839 | 0.68767 | 0.95 | 0.83839 | 0.68767 | 1.9977e-11 | -135.3123 | 120.9775 | 1.9985e-11 | -135.3123 | 120.9775
Line2_1_4 | 0 | 2.5068 | 2.5068 | 0 | 2.5068 | 2.5068 | 0 | 0.57893 | 0.57893 | 0 | 0.57893 | 0.57893 | -3.5157e-17 | 0.47394 | 0.0086903 | 3.5157e-17 | -0.35328 | 0.11197 | 3.1641e-16 | 0.10472 | 0.39802 | -3.1641e-16 | 0.020967 | -0.27233 | 0 | -147.7717 | 32.2283 | 0 | 32.2283 | -147.7717 | 0.95 | 0.83839 | 0.68767 | 0.95 | 0.6113 | 0.50862 | 1.9977e-11 | -135.3123 | 120.9775 | 1.9979e-11 | -151.1682 | 144.5775
Line3_1_5 | 0 | 0 | 0 | 0 | 0 | 0 | 0 | 0 | 0 | 0 | 0 | 0 | -2.6368e-17 | -4.7886e-10 | -1.3222e-09 | 8.7893e-18 | 4.7886e-10 | 1.3222e-09 | 3.5157e-17 | 1.5424e-09 | -8.1728e-11 | -3.5157e-17 | -1.5424e-09 | 8.1728e-11 | 0 | 0 | 0 | 0 | 0 | 0 | 0.95 | 0.83839 | 0.68767 | 0.95 | 0.83839 | 0.68767 | 1.9977e-11 | -135.3123 | 120.9775 | 1.9977e-11 | -135.3123 | 120.9775
Line4_2_6 | 0 | 0 | 0 | 0 | 0 | 0 | 0 | 0 | 0 | 0 | 0 | 0 | 1.67e-16 | -1.1971e-09 | -3.3055e-09 | -1.8457e-16 | 1.1971e-09 | 3.3055e-09 | 4.2188e-16 | 3.8561e-09 | -2.0432e-10 | -4.5704e-16 | -3.8561e-09 | 2.0432e-10 | 0 | 0 | 0 | 0 | 0 | 0 | 0.95 | 0.83839 | 0.68767 | 0.95 | 0.83839 | 0.68767 | 1.9982e-11 | -135.3123 | 120.9775 | 1.9987e-11 | -135.3123 | 120.9775
Line5_6_7 | 0 | 0 | 0 | 0 | 0 | 0 | 0 | 0 | 0 | 0 | 0 | 0 | 1.4942e-16 | -9.5772e-10 | -2.6444e-09 | -1.3184e-16 | 9.5772e-10 | 2.6444e-09 | 4.3946e-16 | 3.0849e-09 | -1.6346e-10 | -4.5704e-16 | -3.0849e-09 | 1.6346e-10 | 0 | 0 | 0 | 0 | 0 | 0 | 0.95 | 0.83839 | 0.68767 | 0.95 | 0.83839 | 0.68767 | 1.9987e-11 | -135.3123 | 120.9775 | 1.9992e-11 | -135.3123 | 120.9775
Line6_7_8 | 0 | 0 | 0 | 0 | 0 | 0 | 0 | 0 | 0 | 0 | 0 | 0 | 5.2736e-17 | -7.1829e-10 | -1.9833e-09 | -5.2736e-17 | 7.1829e-10 | 1.9833e-09 | 1.0547e-16 | 2.3136e-09 | -1.2259e-10 | -7.0314e-17 | -2.3136e-09 | 1.2259e-10 | 0 | 0 | 0 | 0 | 0 | 0 | 0.95 | 0.83839 | 0.68767 | 0.95 | 0.83839 | 0.68767 | 1.9992e-11 | -135.3123 | 120.9775 | 1.9992e-11 | -135.3123 | 120.9775
Line7_8_9 | 0 | 0 | 0 | 0 | 0 | 0 | 0 | 0 | 0 | 0 | 0 | 0 | -3.5157e-17 | -2.3943e-10 | -6.611e-10 | 3.5157e-17 | 2.3943e-10 | 6.611e-10 | 3.5157e-17 | 7.7122e-10 | -4.0864e-11 | -3.5157e-17 | -7.7122e-10 | 4.0864e-11 | 0 | 0 | 0 | 0 | 0 | 0 | 0.95 | 0.83839 | 0.68767 | 0.95 | 0.83839 | 0.68767 | 1.9992e-11 | -135.3123 | 120.9775 | 1.9992e-11 | -135.3123 | 120.9775
Line8_8_10 | 0 | 0 | 0 | 0 | 0 | 0 | 0 | 0 | 0 | 0 | 0 | 0 | -2.6368e-17 | -2.3943e-10 | -6.611e-10 | 2.6368e-17 | 2.3943e-10 | 6.611e-10 | 1.7579e-17 | 7.7122e-10 | -4.0864e-11 | -1.7579e-17 | -7.7122e-10 | 4.0864e-11 | 0 | 0 | 0 | 0 | 0 | 0 | 0.95 | 0.83839 | 0.68767 | 0.95 | 0.83839 | 0.68767 | 1.9992e-11 | -135.3123 | 120.9775 | 1.9993e-11 | -135.3123 | 120.9775
Line9_3_11 | 0 | 0 | 0 | 0 | 0 | 0 | 0 | 0 | 0 | 0 | 0 | 0 | 1.3184e-16 | -1.676e-09 | -4.6277e-09 | -1.4942e-16 | 1.676e-09 | 4.6277e-09 | 4.0431e-16 | 5.3985e-09 | -2.8605e-10 | -4.2188e-16 | -5.3985e-09 | 2.8605e-10 | 0 | 0 | 0 | 0 | 0 | 0 | 0.95 | 0.83839 | 0.68767 | 0.95 | 0.83839 | 0.68767 | 1.9985e-11 | -135.3123 | 120.9775 | 1.9993e-11 | -135.3123 | 120.9775

## LL_min_10
name | pf_ikss_a_from_ka | pf_ikss_b_from_ka | pf_ikss_c_from_ka | pf_ikss_a_to_ka | pf_ikss_b_to_ka | pf_ikss_c_to_ka | pf_skss_a_from_mw | pf_skss_b_from_mw | pf_skss_c_from_mw | pf_skss_a_to_mw | pf_skss_b_to_mw | pf_skss_c_to_mw | pf_p_a_from_mw | pf_p_b_from_mw | pf_p_c_from_mw | pf_p_a_to_mw | pf_p_b_to_mw | pf_p_c_to_mw | pf_q_a_from_mvar | pf_q_b_from_mvar | pf_q_c_from_mvar | pf_q_a_to_mvar | pf_q_b_to_mvar | pf_q_c_to_mvar | pf_ikss_a_from_degree | pf_ikss_b_from_degree | pf_ikss_c_from_degree | pf_ikss_a_to_degree | pf_ikss_b_to_degree | pf_ikss_c_to_degree | pf_vm_a_from_pu | pf_vm_b_from_pu | pf_vm_c_from_pu | pf_vm_a_to_pu | pf_vm_b_to_pu | pf_vm_c_to_pu | pf_va_a_from_degree | pf_va_b_from_degree | pf_va_c_from_degree | pf_va_a_to_degree | pf_va_b_to_degree | pf_va_c_to_degree
Line0_1_2 | 0 | 0 | 0 | 0 | 0 | 0 | 0 | 0 | 0 | 0 | 0 | 0 | 1.9151e-16 | -1.2893e-09 | -3.56e-09 | -1.9151e-16 | 1.2893e-09 | 3.56e-09 | 4.1633e-16 | 4.153e-09 | -2.2006e-10 | -4.1633e-16 | -4.153e-09 | 2.2006e-10 | 0 | 0 | 0 | 0 | 0 | 0 | 0.9 | 0.79426 | 0.65148 | 0.9 | 0.79426 | 0.65148 | 4.4325e-11 | -135.3123 | 120.9775 | 4.433e-11 | -135.3123 | 120.9775
Line10_11_12 | 0 | 0 | 0 | 0 | 0 | 0 | 0 | 0 | 0 | 0 | 0 | 0 | 1.3323e-16 | -1.2893e-09 | -3.56e-09 | -1.4988e-16 | 1.2893e-09 | 3.56e-09 | 3.8303e-16 | 4.153e-09 | -2.2006e-10 | -3.8303e-16 | -4.153e-09 | 2.2006e-10 | 0 | 0 | 0 | 0 | 0 | 0 | 0.9 | 0.79426 | 0.65148 | 0.9 | 0.79426 | 0.65148 | 4.434e-11 | -135.3123 | 120.9775 | 4.4346e-11 | -135.3123 | 120.9775
Line11_12_13 | 0 | 0 | 0 | 0 | 0 | 0 | 0 | 0 | 0 | 0 | 0 | 0 | 1.1657e-16 | -1.0744e-09 | -2.9667e-09 | -1.3323e-16 | 1.0744e-09 | 2.9667e-09 | 3.8303e-16 | 3.4609e-09 | -1.8338e-10 | -4.1633e-16 | -3.4609e-09 | 1.8338e-10 | 0 | 0 | 0 | 0 | 0 | 0 | 0.9 | 0.79426 | 0.65148 | 0.9 | 0.79426 | 0.65148 | 4.4346e-11 | -135.3123 | 120.9775 | 4.4352e-11 | -135.3123 | 120.9775
Line12_13_15 | 0 | 0 | 0 | 0 | 0 | 0 | 0 | 0 | 0 | 0 | 0 | 0 | -1.2891e-29 | -6.4467e-10 | -1.78e-09 | 0 | 6.4467e-10 | 1.78e-09 | 1.6653e-17 | 2.0765e-09 | -1.1003e-10 | 0 | -2.0765e-09 | 1.1003e-10 | 0 | 0 | 0 | 0 | 0 | 0 | 0.9 | 0.79426 | 0.65148 | 0.9 | 0.79426 | 0.65148 | 4.4352e-11 | -135.3123 | 120.9775 | 4.4353e-11 | -135.3123 | 120.9775
Line13_13_14 | 0 | 0 | 0 | 0 | 0 | 0 | 0 | 0 | 0 | 0 | 0 | 0 | 3.3307e-17 | -2.1489e-10 | -5.9334e-10 | -3.3307e-17 | 2.1489e-10 | 5.9334e-10 | 3.3307e-16 | 6.9217e-10 | -3.6676e-11 | -3.1641e-16 | -6.9217e-10 | 3.6676e-11 | 0 | 0 | 0 | 0 | 0 | 0 | 0.9 | 0.79426 | 0.65148 | 0.9 | 0.79426 | 0.65148 | 4.4352e-11 | -135.3123 | 120.9775 | 4.4357e-11 | -135.3123 | 120.9775
Line14_15_16 | 0 | 0 | 0 | 0 | 0 | 0 | 0 | 0 | 0 | 0 | 0 | 0 | 1.6653e-17 | -4.2978e-10 | -1.1867e-09 | 3.8675e-29 | 4.2978e-10 | 1.1867e-09 | 3.3307e-17 | 1.3843e-09 | -7.3352e-11 | -4.996e-17 | -1.3843e-09 | 7.3352e-11 | 0 | 0 | 0 | 0 | 0 | 0 | 0.9 | 0.79426 | 0.65148 | 0.9 | 0.79426 | 0.65148 | 4.4353e-11 | -135.3123 | 120.9775 | 4.4354e-11 | -135.3123 | 120.9775
Line15_16_17 | 0 | 0 | 0 | 0 | 0 | 0 | 0 | 0 | 0 | 0 | 0 | 0 | 2.498e-17 | -2.1489e-10 | -5.9334e-10 | -8.3267e-18 | 2.1489e-10 | 5.9334e-10 | 1.6653e-17 | 6.9217e-10 | -3.6676e-11 | -6.4458e-30 | -6.9217e-10 | 3.6676e-11 | 0 | 0 | 0 | 0 | 0 | 0 | 0.9 | 0.79426 | 0.65148 | 0.9 | 0.79426 | 0.65148 | 4.4354e-11 | -135.3123 | 120.9775 | 4.4354e-11 | -135.3123 | 120.9775
Line16_4_18 | 0 | 2.3749 | 2.3749 | 0 | 2.3749 | 2.3749 | 0 | 0.54846 | 0.54846 | 0 | 0.54846 | 0.54846 | 0 | 0.31707 | -0.10049 | 0 | -0.20878 | 0.20878 | 0 | -0.018818 | 0.24442 | 0 | 0.13162 | -0.13162 | 0 | -147.7717 | 32.2283 | 0 | 32.2283 | -147.7717 | 0.9 | 0.57913 | 0.48185 | 0.9 | 0.45 | 0.45 | 4.4328e-11 | -151.1682 | 144.5775 | 4.4327e-11 | 180 | 180
Line17_5_19 | 0 | 0 | 0 | 0 | 0 | 0 | 0 | 0 | 0 | 0 | 0 | 0 | -1.6653e-17 | -2.1489e-10 | -5.9334e-10 | 2.5767e-29 | 2.1489e-10 | 5.9334e-10 | 3.3307e-17 | 6.9217e-10 | -3.6676e-11 | -3.3307e-17 | -6.9217e-10 | 3.6676e-11 | 0 | 0 | 0 | 0 | 0 | 0 | 0.9 | 0.79426 | 0.65148 | 0.9 | 0.79426 | 0.65148 | 4.4326e-11 | -135.3123 | 120.9775 | 4.4325e-11 | -135.3123 | 120.9775
Line1_1_3 | 0 | 0 | 0 | 0 | 0 | 0 | 0 | 0 | 0 | 0 | 0 | 0 | 1.7486e-16 | -1.7191e-09 | -4.7467e-09 | -1.7486e-16 | 1.7191e-09 | 4.7467e-09 | 4.1633e-16 | 5.5374e-09 | -2.9341e-10 | -4.3299e-16 | -5.5374e-09 | 2.9341e-10 | 0 | 0 | 0 | 0 | 0 | 0 | 0.9 | 0.79426 | 0.65148 | 0.9 | 0.79426 | 0.65148 | 4.4325e-11 | -135.3123 | 120.9775 | 4.4333e-11 | -135.3123 | 120.9775
Line2_1_4 | 0 | 2.3749 | 2.3749 | 0 | 2.3749 | 2.3749 | 0 | 0.54846 | 0.54846 | 0 | 0.54846 | 0.54846 | 9.992e-17 | 0.42536 | 0.0077996 | -6.6613e-17 | -0.31707 | 0.10049 | 3.3307e-16 | 0.093984 | 0.35722 | -3.6637e-16 | 0.018818 | -0.24442 | 0 | -147.7717 | 32.2283 | 0 | 32.2283 | -147.7717 | 0.9 | 0.79426 | 0.65148 | 0.9 | 0.57913 | 0.48185 | 4.4325e-11 | -135.3123 | 120.9775 | 4.4328e-11 | -151.1682 | 144.5775
Line3_1_5 | 0 | 0 | 0 | 0 | 0 | 0 | 0 | 0 | 0 | 0 | 0 | 0 | 1.6653e-17 | -4.2978e-10 | -1.1867e-09 | -3.3307e-17 | 4.2978e-10 | 1.1867e-09 | 3.3307e-17 | 1.3843e-09 | -7.3352e-11 | -4.996e-17 | -1.3843e-09 | 7.3352e-11 | 0 | 0 | 0 | 0 | 0 | 0 | 0.9 | 0.79426 | 0.65148 | 0.9 | 0.79426 | 0.65148 | 4.4325e-11 | -135.3123 | 120.9775 | 4.4326e-11 | -135.3123 | 120.9775
Line4_2_6 | 0 | 0 | 0 | 0 | 0 | 0 | 0 | 0 | 0 | 0 | 0 | 0 | 1.6653e-16 | -1.0744e-09 | -2.9667e-09 | -1.4988e-16 | 1.0744e-09 | 2.9667e-09 | 4.3299e-16 | 3.4609e-09 | -1.8338e-10 | -4.1633e-16 | -3.4609e-09 | 1.8338e-10 | 0 | 0 | 0 | 0 | 0 | 0 | 0.9 | 0.79426 | 0.65148 | 0.9 | 0.79426 | 0.65148 | 4.433e-11 | -135.3123 | 120.9775 | 4.4336e-11 | -135.3123 | 120.9775
Line5_6_7 | 0 | 0 | 0 | 0 | 0 | 0 | 0 | 0 | 0 | 0 | 0 | 0 | 1.0825e-16 | -8.5956e-10 | -2.3734e-09 | -1.249e-16 | 8.5956e-10 | 2.3734e-09 | 3.9968e-16 | 2.7687e-09 | -1.467e-10 | -4.1633e-16 | -2.7687e-09 | 1.467e-10 | 0 | 0 | 0 | 0 | 0 | 0 | 0.9 | 0.79426 | 0.65148 | 0.9 | 0.79426 | 0.65148 | 4.4336e-11 | -135.3123 | 120.9775 | 4.4341e-11 | -135.3123 | 120.9775
Line6_7_8 | 0 | 0 | 0 | 0 | 0 | 0 | 0 | 0 | 0 | 0 | 0 | 0 | 3.3307e-17 | -6.4467e-10 | -1.78e-09 | -1.6653e-17 | 6.4467e-10 | 1.78e-09 | 9.992e-17 | 2.0765e-09 | -1.1003e-10 | -8.3267e-17 | -2.0765e-09 | 1.1003e-10 | 0 | 0 | 0 | 0 | 0 | 0 | 0.9 | 0.79426 | 0.65148 | 0.9 | 0.79426 | 0.65148 | 4.4341e-11 | -135.3123 | 120.9775 | 4.4342e-11 | -135.3123 | 120.9775
Line7_8_9 | 0 | 0 | 0 | 0 | 0 | 0 | 0 | 0 | 0 | 0 | 0 | 0 | 5.8287e-17 | -2.1489e-10 | -5.9334e-10 | -4.1633e-17 | 2.1489e-10 | 5.9334e-10 | 1.6653e-17 | 6.9217e-10 | -3.6676e-11 | -3.222e-29 | -6.9217e-10 | 3.6676e-11 | 0 | 0 | 0 | 0 | 0 | 0 | 0.9 | 0.79426 | 0.65148 | 0.9 | 0.79426 | 0.65148 | 4.4342e-11 | -135.3123 | 120.9775 | 4.4342e-11 | -135.3123 | 120.9775
Line8_8_10 | 0 | 0 | 0 | 0 | 0 | 0 | 0 | 0 | 0 | 0 | 0 | 0 | -2.498e-17 | -2.1489e-10 | -5.9334e-10 | 8.3267e-18 | 2.1489e-10 | 5.9334e-10 | 1.6653e-17 | 6.9217e-10 | -3.6676e-11 | 6.4442e-30 | -6.9217e-10 | 3.6676e-11 | 0 | 0 | 0 | 0 | 0 | 0 | 0.9 | 0.79426 | 0.65148 | 0.9 | 0.79426 | 0.65148 | 4.4342e-11 | -135.3123 | 120.9775 | 4.4342e-11 | -135.3123 | 120.9775
Line9_3_11 | 0 | 0 | 0 | 0 | 0 | 0 | 0 | 0 | 0 | 0 | 0 | 0 | 1.4155e-16 | -1.5042e-09 | -4.1534e-09 | -1.249e-16 | 1.5042e-09 | 4.1534e-09 | 4.6629e-16 | 4.8452e-09 | -2.5673e-10 | -4.3299e-16 | -4.8452e-09 | 2.5673e-10 | 0 | 0 | 0 | 0 | 0 | 0 | 0.9 | 0.79426 | 0.65148 | 0.9 | 0.79426 | 0.65148 | 4.4333e-11 | -135.3123 | 120.9775 | 4.434e-11 | -135.3123 | 120.9775

## LL_min_fault_6
name | pf_ikss_a_from_ka | pf_ikss_b_from_ka | pf_ikss_c_from_ka | pf_ikss_a_to_ka | pf_ikss_b_to_ka | pf_ikss_c_to_ka | pf_skss_a_from_mw | pf_skss_b_from_mw | pf_skss_c_from_mw | pf_skss_a_to_mw | pf_skss_b_to_mw | pf_skss_c_to_mw | pf_p_a_from_mw | pf_p_b_from_mw | pf_p_c_from_mw | pf_p_a_to_mw | pf_p_b_to_mw | pf_p_c_to_mw | pf_q_a_from_mvar | pf_q_b_from_mvar | pf_q_c_from_mvar | pf_q_a_to_mvar | pf_q_b_to_mvar | pf_q_c_to_mvar | pf_ikss_a_from_degree | pf_ikss_b_from_degree | pf_ikss_c_from_degree | pf_ikss_a_to_degree | pf_ikss_b_to_degree | pf_ikss_c_to_degree | pf_vm_a_from_pu | pf_vm_b_from_pu | pf_vm_c_from_pu | pf_vm_a_to_pu | pf_vm_b_to_pu | pf_vm_c_to_pu | pf_va_a_from_degree | pf_va_b_from_degree | pf_va_c_from_degree | pf_va_a_to_degree | pf_va_b_to_degree | pf_va_c_to_degree
Line0_1_2 | 0 | 0 | 0 | 0 | 0 | 0 | 0 | 0 | 0 | 0 | 0 | 0 | 6.1113e-18 | -3.8862e-11 | -1.1288e-10 | -6.386e-18 | 3.8862e-11 | 1.1288e-10 | 9.3386e-18 | 1.0829e-10 | 1.9912e-11 | -9.3386e-18 | -1.0829e-10 | -1.9912e-11 | 0 | 0 | 0 | 0 | 0 | 0 | 0.95 | 0.94812 | 0.94457 | 0.95 | 0.94812 | 0.94457 | 9.3063e-13 | -120.3131 | 119.9422 | 9.3072e-13 | -120.3131 | 119.9422
Line10_11_12 | 0 | 0 | 0 | 0 | 0 | 0 | 0 | 0 | 0 | 0 | 0 | 0 | 4.12e-18 | -3.8862e-11 | -1.1288e-10 | -4.12e-18 | 3.8862e-11 | 1.1288e-10 | 1.0437e-17 | 1.0829e-10 | 1.9912e-11 | -1.0437e-17 | -1.0829e-10 | -1.9912e-11 | 0 | 0 | 0 | 0 | 0 | 0 | 0.95 | 0.94812 | 0.94457 | 0.95 | 0.94812 | 0.94457 | 9.3087e-13 | -120.3131 | 119.9422 | 9.3097e-13 | -120.3131 | 119.9422
Line11_12_13 | 0 | 0 | 0 | 0 | 0 | 0 | 0 | 0 | 0 | 0 | 0 | 0 | 3.5706e-18 | -3.2385e-11 | -9.4068e-11 | -3.5706e-18 | 3.2385e-11 | 9.4068e-11 | 8.2399e-18 | 9.0245e-11 | 1.6593e-11 | -8.2399e-18 | -9.0245e-11 | -1.6593e-11 | 0 | 0 | 0 | 0 | 0 | 0 | 0.95 | 0.94812 | 0.94457 | 0.95 | 0.94812 | 0.94457 | 9.3097e-13 | -120.3131 | 119.9422 | 9.3108e-13 | -120.3131 | 119.9422
Line12_13_15 | 0 | 0 | 0 | 0 | 0 | 0 | 0 | 0 | 0 | 0 | 0 | 0 | 8.2399e-19 | -1.9431e-11 | -5.6441e-11 | -1.0987e-18 | 1.9431e-11 | 5.6441e-11 | 1.339e-32 | 5.4147e-11 | 9.9561e-12 | -1.0987e-18 | -5.4147e-11 | -9.9561e-12 | 0 | 0 | 0 | 0 | 0 | 0 | 0.95 | 0.94812 | 0.94457 | 0.95 | 0.94812 | 0.94457 | 9.3108e-13 | -120.3131 | 119.9422 | 9.311e-13 | -120.3131 | 119.9422
Line13_13_14 | 0 | 0 | 0 | 0 | 0 | 0 | 0 | 0 | 0 | 0 | 0 | 0 | 1.5107e-18 | -6.477e-12 | -1.8814e-11 | -1.236e-18 | 6.477e-12 | 1.8814e-11 | 7.1413e-18 | 1.8049e-11 | 3.3187e-12 | -7.6906e-18 | -1.8049e-11 | -3.3187e-12 | 0 | 0 | 0 | 0 | 0 | 0 | 0.95 | 0.94812 | 0.94457 | 0.95 | 0.94812 | 0.94457 | 9.3108e-13 | -120.3131 | 119.9422 | 9.3114e-13 | -120.3131 | 119.9422
Line14_15_16 | 0 | 0 | 0 | 0 | 0 | 0 | 0 | 0 | 0 | 0 | 0 | 0 | 2.7466e-19 | -1.2954e-11 | -3.7627e-11 | -2.7466e-19 | 1.2954e-11 | 3.7627e-11 | 5.4933e-19 | 3.6098e-11 | 6.6374e-12 | -1.0987e-18 | -3.6098e-11 | -6.6374e-12 | 0 | 0 | 0 | 0 | 0 | 0 | 0.95 | 0.94812 | 0.94457 | 0.95 | 0.94812 | 0.94457 | 9.311e-13 | -120.3131 | 119.9422 | 9.3112e-13 | -120.3131 | 119.9422
Line15_16_17 | 0 | 0 | 0 | 0 | 0 | 0 | 0 | 0 | 0 | 0 | 0 | 0 | 0 | -6.477e-12 | -1.8814e-11 | 1.7854e-32 | 6.477e-12 | 1.8814e-11 | 0 | 1.8049e-11 | 3.3187e-12 | -1.0987e-18 | -1.8049e-11 | -3.3187e-12 | 0 | 0 | 0 | 0 | 0 | 0 | 0.95 | 0.94812 | 0.94457 | 0.95 | 0.94812 | 0.94457 | 9.3112e-13 | -120.3131 | 119.9422 | 9.3111e-13 | -120.3131 | 119.9422
Line16_4_18 | 0 | 0.052639 | 0.052639 | 0 | 0.052639 | 0.052639 | 0 | 0.012156 | 0.012156 | 0 | 0.012156 | 0.012156 | 1.7846e-32 | 0.011082 | 0.0028784 | -1.0987e-18 | -0.011029 | -0.0028252 | -1.0987e-18 | 0.0029185 | 0.011047 | -1.7846e-32 | -0.0028631 | -0.010991 | 0 | -135.266 | 44.734 | 0 | 44.734 | -135.266 | 0.95 | 0.94272 | 0.93905 | 0.95 | 0.93734 | 0.93354 | 9.3068e-13 | -120.5122 | 120.1294 | 9.3066e-13 | -120.7135 | 120.3187
Line17_5_19 | 0 | 0 | 0 | 0 | 0 | 0 | 0 | 0 | 0 | 0 | 0 | 0 | 5.4933e-19 | -6.477e-12 | -1.8814e-11 | -8.2399e-19 | 6.477e-12 | 1.8814e-11 | 5.4933e-19 | 1.8049e-11 | 3.3187e-12 | -5.4933e-19 | -1.8049e-11 | -3.3187e-12 | 0 | 0 | 0 | 0 | 0 | 0 | 0.95 | 0.94812 | 0.94457 | 0.95 | 0.94812 | 0.94457 | 9.3064e-13 | -120.3131 | 119.9422 | 9.3063e-13 | -120.3131 | 119.9422
Line1_1_3 | 0 | 0 | 0 | 0 | 0 | 0 | 0 | 0 | 0 | 0 | 0 | 0 | 5.8366e-18 | -5.1816e-11 | -1.5051e-10 | -5.8366e-18 | 5.1816e-11 | 1.5051e-10 | 8.7893e-18 | 1.4439e-10 | 2.655e-11 | -8.7893e-18 | -1.4439e-10 | -2.655e-11 | 0 | 0 | 0 | 0 | 0 | 0 | 0.95 | 0.94812 | 0.94457 | 0.95 | 0.94812 | 0.94457 | 9.3063e-13 | -120.3131 | 119.9422 | 9.3076e-13 | -120.3131 | 119.9422
Line2_1_4 | 0 | 0.052639 | 0.052639 | 0 | 0.052639 | 0.052639 | 0 | 0.012156 | 0.012156 | 0 | 0.012156 | 0.012156 | 3.296e-18 | 0.011136 | 0.0029316 | -3.296e-18 | -0.011082 | -0.0028784 | 7.6906e-18 | 0.0029739 | 0.011102 | -6.5919e-18 | -0.0029185 | -0.011047 | 0 | -135.266 | 44.734 | 0 | 44.734 | -135.266 | 0.95 | 0.94812 | 0.94457 | 0.95 | 0.94272 | 0.93905 | 9.3063e-13 | -120.3131 | 119.9422 | 9.3068e-13 | -120.5122 | 120.1294
Line3_1_5 | 0 | 0 | 0 | 0 | 0 | 0 | 0 | 0 | 0 | 0 | 0 | 0 | 4.8066e-19 | -1.2954e-11 | -3.7627e-11 | -4.8066e-19 | 1.2954e-11 | 3.7627e-11 | 1.0987e-18 | 3.6098e-11 | 6.6374e-12 | -7.8072e-33 | -3.6098e-11 | -6.6374e-12 | 0 | 0 | 0 | 0 | 0 | 0 | 0.95 | 0.94812 | 0.94457 | 0.95 | 0.94812 | 0.94457 | 9.3063e-13 | -120.3131 | 119.9422 | 9.3064e-13 | -120.3131 | 119.9422
Line4_2_6 | 0 | 0 | 0 | 0 | 0 | 0 | 0 | 0 | 0 | 0 | 0 | 0 | 3.9826e-18 | -3.2385e-11 | -9.4068e-11 | -4.532e-18 | 3.2385e-11 | 9.4068e-11 | 9.3386e-18 | 9.0245e-11 | 1.6593e-11 | -9.8879e-18 | -9.0245e-11 | -1.6593e-11 | 0 | 0 | 0 | 0 | 0 | 0 | 0.95 | 0.94812 | 0.94457 | 0.95 | 0.94812 | 0.94457 | 9.3072e-13 | -120.3131 | 119.9422 | 9.3082e-13 | -120.3131 | 119.9422
Line5_6_7 | 0 | 0 | 0 | 0 | 0 | 0 | 0 | 0 | 0 | 0 | 0 | 0 | 3.502e-18 | -2.5908e-11 | -7.5255e-11 | -3.502e-18 | 2.5908e-11 | 7.5255e-11 | 9.3386e-18 | 7.2196e-11 | 1.3275e-11 | -8.7893e-18 | -7.2196e-11 | -1.3275e-11 | 0 | 0 | 0 | 0 | 0 | 0 | 0.95 | 0.94812 | 0.94457 | 0.95 | 0.94812 | 0.94457 | 9.3082e-13 | -120.3131 | 119.9422 | 9.309e-13 | -120.3131 | 119.9422
Line6_7_8 | 0 | 0 | 0 | 0 | 0 | 0 | 0 | 0 | 0 | 0 | 0 | 0 | 1.3047e-18 | -1.9431e-11 | -5.6441e-11 | -1.03e-18 | 1.9431e-11 | 5.6441e-11 | 2.7466e-18 | 5.4147e-11 | 9.9561e-12 | -2.1973e-18 | -5.4147e-11 | -9.9561e-12 | 0 | 0 | 0 | 0 | 0 | 0 | 0.95 | 0.94812 | 0.94457 | 0.95 | 0.94812 | 0.94457 | 9.309e-13 | -120.3131 | 119.9422 | 9.3092e-13 | -120.3131 | 119.9422
Line7_8_9 | 0 | 0 | 0 | 0 | 0 | 0 | 0 | 0 | 0 | 0 | 0 | 0 | -3.4333e-19 | -6.477e-12 | -1.8814e-11 | 6.18e-19 | 6.477e-12 | 1.8814e-11 | 1.0987e-18 | 1.8049e-11 | 3.3187e-12 | -5.4933e-19 | -1.8049e-11 | -3.3187e-12 | 0 | 0 | 0 | 0 | 0 | 0 | 0.95 | 0.94812 | 0.94457 | 0.95 | 0.94812 | 0.94457 | 9.3092e-13 | -120.3131 | 119.9422 | 9.3092e-13 | -120.3131 | 119.9422
Line8_8_10 | 0 | 0 | 0 | 0 | 0 | 0 | 0 | 0 | 0 | 0 | 0 | 0 | -7.5533e-19 | -6.477e-12 | -1.8814e-11 | 1.03e-18 | 6.477e-12 | 1.8814e-11 | 1.0987e-18 | 1.8049e-11 | 3.3187e-12 | -1.0987e-18 | -1.8049e-11 | -3.3187e-12 | 0 | 0 | 0 | 0 | 0 | 0 | 0.95 | 0.94812 | 0.94457 | 0.95 | 0.94812 | 0.94457 | 9.3092e-13 | -120.3131 | 119.9422 | 9.3093e-13 | -120.3131 | 119.9422
Line9_3_11 | 0 | 0 | 0 | 0 | 0 | 0 | 0 | 0 | 0 | 0 | 0 | 0 | 4.8066e-18 | -4.5339e-11 | -1.317e-10 | -4.8066e-18 | 4.5339e-11 | 1.317e-10 | 9.3386e-18 | 1.2634e-10 | 2.3231e-11 | -9.8879e-18 | -1.2634e-10 | -2.3231e-11 | 0 | 0 | 0 | 0 | 0 | 0 | 0.95 | 0.94812 | 0.94457 | 0.95 | 0.94812 | 0.94457 | 9.3076e-13 | -120.3131 | 119.9422 | 9.3087e-13 | -120.3131 | 119.9422

## LL_min_fault_10
name | pf_ikss_a_from_ka | pf_ikss_b_from_ka | pf_ikss_c_from_ka | pf_ikss_a_to_ka | pf_ikss_b_to_ka | pf_ikss_c_to_ka | pf_skss_a_from_mw | pf_skss_b_from_mw | pf_skss_c_from_mw | pf_skss_a_to_mw | pf_skss_b_to_mw | pf_skss_c_to_mw | pf_p_a_from_mw | pf_p_b_from_mw | pf_p_c_from_mw | pf_p_a_to_mw | pf_p_b_to_mw | pf_p_c_to_mw | pf_q_a_from_mvar | pf_q_b_from_mvar | pf_q_c_from_mvar | pf_q_a_to_mvar | pf_q_b_to_mvar | pf_q_c_to_mvar | pf_ikss_a_from_degree | pf_ikss_b_from_degree | pf_ikss_c_from_degree | pf_ikss_a_to_degree | pf_ikss_b_to_degree | pf_ikss_c_to_degree | pf_vm_a_from_pu | pf_vm_b_from_pu | pf_vm_c_from_pu | pf_vm_a_to_pu | pf_vm_b_to_pu | pf_vm_c_to_pu | pf_va_a_from_degree | pf_va_b_from_degree | pf_va_c_from_degree | pf_va_a_to_degree | pf_va_b_to_degree | pf_va_c_to_degree
Line0_1_2 | 0 | 0 | 0 | 0 | 0 | 0 | 0 | 0 | 0 | 0 | 0 | 0 | 4.8789e-18 | -3.4879e-11 | -1.0131e-10 | -4.8789e-18 | 3.4879e-11 | 1.0131e-10 | 8.8471e-18 | 9.7195e-11 | 1.7871e-11 | -8.3267e-18 | -9.7195e-11 | -1.7871e-11 | 0 | 0 | 0 | 0 | 0 | 0 | 0.9 | 0.89822 | 0.89485 | 0.9 | 0.89822 | 0.89485 | 9.385e-13 | -120.3131 | 119.9422 | 9.3857e-13 | -120.3131 | 119.9422
Line10_11_12 | 0 | 0 | 0 | 0 | 0 | 0 | 0 | 0 | 0 | 0 | 0 | 0 | 3.8381e-18 | -3.4879e-11 | -1.0131e-10 | -4.0983e-18 | 3.4879e-11 | 1.0131e-10 | 8.3267e-18 | 9.7195e-11 | 1.7871e-11 | -9.3675e-18 | -9.7195e-11 | -1.7871e-11 | 0 | 0 | 0 | 0 | 0 | 0 | 0.9 | 0.89822 | 0.89485 | 0.9 | 0.89822 | 0.89485 | 9.3874e-13 | -120.3131 | 119.9422 | 9.3884e-13 | -120.3131 | 119.9422
Line11_12_13 | 0 | 0 | 0 | 0 | 0 | 0 | 0 | 0 | 0 | 0 | 0 | 0 | 2.6671e-18 | -2.9066e-11 | -8.4427e-11 | -2.6671e-18 | 2.9066e-11 | 8.4427e-11 | 9.8879e-18 | 8.0996e-11 | 1.4893e-11 | -8.8471e-18 | -8.0996e-11 | -1.4893e-11 | 0 | 0 | 0 | 0 | 0 | 0 | 0.9 | 0.89822 | 0.89485 | 0.9 | 0.89822 | 0.89485 | 9.3884e-13 | -120.3131 | 119.9422 | 9.3895e-13 | -120.3131 | 119.9422
Line12_13_15 | 0 | 0 | 0 | 0 | 0 | 0 | 0 | 0 | 0 | 0 | 0 | 0 | 1.0408e-18 | -1.7439e-11 | -5.0656e-11 | -5.2042e-19 | 1.7439e-11 | 5.0656e-11 | 1.0408e-18 | 4.8598e-11 | 8.9357e-12 | -5.2042e-19 | -4.8598e-11 | -8.9356e-12 | 0 | 0 | 0 | 0 | 0 | 0 | 0.9 | 0.89822 | 0.89485 | 0.9 | 0.89822 | 0.89485 | 9.3895e-13 | -120.3131 | 119.9422 | 9.3897e-13 | -120.3131 | 119.9422
Line13_13_14 | 0 | 0 | 0 | 0 | 0 | 0 | 0 | 0 | 0 | 0 | 0 | 0 | 2.7322e-18 | -5.8131e-12 | -1.6885e-11 | -2.2118e-18 | 5.8131e-12 | 1.6885e-11 | 5.7246e-18 | 1.6199e-11 | 2.9785e-12 | -5.7246e-18 | -1.6199e-11 | -2.9785e-12 | 0 | 0 | 0 | 0 | 0 | 0 | 0.9 | 0.89822 | 0.89485 | 0.9 | 0.89822 | 0.89485 | 9.3895e-13 | -120.3131 | 119.9422 | 9.3897e-13 | -120.3131 | 119.9422
Line14_15_16 | 0 | 0 | 0 | 0 | 0 | 0 | 0 | 0 | 0 | 0 | 0 | 0 | 4.5536e-19 | -1.1626e-11 | -3.3771e-11 | -4.5536e-19 | 1.1626e-11 | 3.3771e-11 | 1.5613e-18 | 3.2398e-11 | 5.9571e-12 | -5.2042e-19 | -3.2398e-11 | -5.9571e-12 | 0 | 0 | 0 | 0 | 0 | 0 | 0.9 | 0.89822 | 0.89485 | 0.9 | 0.89822 | 0.89485 | 9.3897e-13 | -120.3131 | 119.9422 | 9.3899e-13 | -120.3131 | 119.9422
Line15_16_17 | 0 | 0 | 0 | 0 | 0 | 0 | 0 | 0 | 0 | 0 | 0 | 0 | -3.2526e-19 | -5.8131e-12 | -1.6885e-11 | 3.2526e-19 | 5.8131e-12 | 1.6885e-11 | 5.2042e-19 | 1.6199e-11 | 2.9785e-12 | -1.0408e-18 | -1.6199e-11 | -2.9785e-12 | 0 | 0 | 0 | 0 | 0 | 0 | 0.9 | 0.89822 | 0.89485 | 0.9 | 0.89822 | 0.89485 | 9.3899e-13 | -120.3131 | 119.9422 | 9.3898e-13 | -120.3131 | 119.9422
Line16_4_18 | 0 | 0.049869 | 0.049869 | 0 | 0.049869 | 0.049869 | 0 | 0.011517 | 0.011517 | 0 | 0.011517 | 0.011517 | 1.0408e-18 | 0.0099465 | 0.0025834 | -2.0817e-18 | -0.0098987 | -0.0025356 | 1.705e-32 | 0.0026194 | 0.0099144 | -1.0408e-18 | -0.0025697 | -0.0098647 | 0 | -135.266 | 44.734 | 0 | 44.734 | -135.266 | 0.9 | 0.89311 | 0.88962 | 0.9 | 0.888 | 0.8844 | 9.3855e-13 | -120.5122 | 120.1294 | 9.3852e-13 | -120.7135 | 120.3187
Line17_5_19 | 0 | 0 | 0 | 0 | 0 | 0 | 0 | 0 | 0 | 0 | 0 | 0 | -1.301e-18 | -5.8131e-12 | -1.6885e-11 | 1.0408e-18 | 5.8131e-12 | 1.6885e-11 | 5.2042e-19 | 1.6199e-11 | 2.9785e-12 | -1.0408e-18 | -1.6199e-11 | -2.9785e-12 | 0 | 0 | 0 | 0 | 0 | 0 | 0.9 | 0.89822 | 0.89485 | 0.9 | 0.89822 | 0.89485 | 9.385e-13 | -120.3131 | 119.9422 | 9.3849e-13 | -120.3131 | 119.9422
Line1_1_3 | 0 | 0 | 0 | 0 | 0 | 0 | 0 | 0 | 0 | 0 | 0 | 0 | 5.2042e-18 | -4.6505e-11 | -1.3508e-10 | -5.2042e-18 | 4.6505e-11 | 1.3508e-10 | 8.3267e-18 | 1.2959e-10 | 2.3828e-11 | -9.3675e-18 | -1.2959e-10 | -2.3828e-11 | 0 | 0 | 0 | 0 | 0 | 0 | 0.9 | 0.89822 | 0.89485 | 0.9 | 0.89822 | 0.89485 | 9.385e-13 | -120.3131 | 119.9422 | 9.3863e-13 | -120.3131 | 119.9422
Line2_1_4 | 0 | 0.049869 | 0.049869 | 0 | 0.049869 | 0.049869 | 0 | 0.011517 | 0.011517 | 0 | 0.011517 | 0.011517 | 5.2042e-19 | 0.0099942 | 0.0026311 | -5.2042e-19 | -0.0099465 | -0.0025834 | 8.3267e-18 | 0.0026691 | 0.0099642 | -8.3267e-18 | -0.0026194 | -0.0099144 | 0 | -135.266 | 44.734 | 0 | 44.734 | -135.266 | 0.9 | 0.89822 | 0.89485 | 0.9 | 0.89311 | 0.88962 | 9.385e-13 | -120.3131 | 119.9422 | 9.3855e-13 | -120.5122 | 120.1294
Line3_1_5 | 0 | 0 | 0 | 0 | 0 | 0 | 0 | 0 | 0 | 0 | 0 | 0 | 6.5052e-19 | -1.1626e-11 | -3.3771e-11 | -9.1073e-19 | 1.1626e-11 | 3.3771e-11 | 5.2042e-19 | 3.2398e-11 | 5.9571e-12 | -5.2042e-19 | -3.2398e-11 | -5.9571e-12 | 0 | 0 | 0 | 0 | 0 | 0 | 0.9 | 0.89822 | 0.89485 | 0.9 | 0.89822 | 0.89485 | 9.385e-13 | -120.3131 | 119.9422 | 9.385e-13 | -120.3131 | 119.9422
Line4_2_6 | 0 | 0 | 0 | 0 | 0 | 0 | 0 | 0 | 0 | 0 | 0 | 0 | 4.0983e-18 | -2.9066e-11 | -8.4427e-11 | -4.0983e-18 | 2.9066e-11 | 8.4427e-11 | 6.7654e-18 | 8.0996e-11 | 1.4893e-11 | -7.2858e-18 | -8.0996e-11 | -1.4893e-11 | 0 | 0 | 0 | 0 | 0 | 0 | 0.9 | 0.89822 | 0.89485 | 0.9 | 0.89822 | 0.89485 | 9.3857e-13 | -120.3131 | 119.9422 | 9.3867e-13 | -120.3131 | 119.9422
Line5_6_7 | 0 | 0 | 0 | 0 | 0 | 0 | 0 | 0 | 0 | 0 | 0 | 0 | 3.4478e-18 | -2.3253e-11 | -6.7542e-11 | -3.1876e-18 | 2.3253e-11 | 6.7542e-11 | 7.2858e-18 | 6.4797e-11 | 1.1914e-11 | -8.3267e-18 | -6.4797e-11 | -1.1914e-11 | 0 | 0 | 0 | 0 | 0 | 0 | 0.9 | 0.89822 | 0.89485 | 0.9 | 0.89822 | 0.89485 | 9.3867e-13 | -120.3131 | 119.9422 | 9.3875e-13 | -120.3131 | 119.9422
Line6_7_8 | 0 | 0 | 0 | 0 | 0 | 0 | 0 | 0 | 0 | 0 | 0 | 0 | 1.5613e-18 | -1.7439e-11 | -5.0656e-11 | -1.0408e-18 | 1.7439e-11 | 5.0656e-11 | 2.6021e-18 | 4.8598e-11 | 8.9356e-12 | -2.6021e-18 | -4.8598e-11 | -8.9356e-12 | 0 | 0 | 0 | 0 | 0 | 0 | 0.9 | 0.89822 | 0.89485 | 0.9 | 0.89822 | 0.89485 | 9.3875e-13 | -120.3131 | 119.9422 | 9.3878e-13 | -120.3131 | 119.9422
Line7_8_9 | 0 | 0 | 0 | 0 | 0 | 0 | 0 | 0 | 0 | 0 | 0 | 0 | 1.301e-19 | -5.8131e-12 | -1.6885e-11 | 1.301e-19 | 5.8131e-12 | 1.6885e-11 | 5.2042e-19 | 1.6199e-11 | 2.9786e-12 | -1.0408e-18 | -1.6199e-11 | -2.9786e-12 | 0 | 0 | 0 | 0 | 0 | 0 | 0.9 | 0.89822 | 0.89485 | 0.9 | 0.89822 | 0.89485 | 9.3878e-13 | -120.3131 | 119.9422 | 9.3878e-13 | -120.3131 | 119.9422
Line8_8_10 | 0 | 0 | 0 | 0 | 0 | 0 | 0 | 0 | 0 | 0 | 0 | 0 | -1.301e-19 | -5.8131e-12 | -1.6885e-11 | 6.5052e-19 | 5.8131e-12 | 1.6885e-11 | -2.1317e-33 | 1.6199e-11 | 2.9786e-12 | -5.2042e-19 | -1.6199e-11 | -2.9786e-12 | 0 | 0 | 0 | 0 | 0 | 0 | 0.9 | 0.89822 | 0.89485 | 0.9 | 0.89822 | 0.89485 | 9.3878e-13 | -120.3131 | 119.9422 | 9.3879e-13 | -120.3131 | 119.9422
Line9_3_11 | 0 | 0 | 0 | 0 | 0 | 0 | 0 | 0 | 0 | 0 | 0 | 0 | 4.0332e-18 | -4.0692e-11 | -1.182e-10 | -4.2934e-18 | 4.0692e-11 | 1.182e-10 | 8.3267e-18 | 1.1339e-10 | 2.085e-11 | -8.3267e-18 | -1.1339e-10 | -2.085e-11 | 0 | 0 | 0 | 0 | 0 | 0 | 0.9 | 0.89822 | 0.89485 | 0.9 | 0.89822 | 0.89485 | 9.3863e-13 | -120.3131 | 119.9422 | 9.3874e-13 | -120.3131 | 119.9422

## LG_max_6
name | pf_ikss_a_from_ka | pf_ikss_b_from_ka | pf_ikss_c_from_ka | pf_ikss_a_to_ka | pf_ikss_b_to_ka | pf_ikss_c_to_ka | pf_skss_a_from_mw | pf_skss_b_from_mw | pf_skss_c_from_mw | pf_skss_a_to_mw | pf_skss_b_to_mw | pf_skss_c_to_mw | pf_p_a_from_mw | pf_p_b_from_mw | pf_p_c_from_mw | pf_p_a_to_mw | pf_p_b_to_mw | pf_p_c_to_mw | pf_q_a_from_mvar | pf_q_b_from_mvar | pf_q_c_from_mvar | pf_q_a_to_mvar | pf_q_b_to_mvar | pf_q_c_to_mvar | pf_ikss_a_from_degree | pf_ikss_b_from_degree | pf_ikss_c_from_degree | pf_ikss_a_to_degree | pf_ikss_b_to_degree | pf_ikss_c_to_degree | 3xI0 | pf_vm_a_from_pu | pf_vm_b_from_pu | pf_vm_c_from_pu | pf_vm_a_to_pu | pf_vm_b_to_pu | pf_vm_c_to_pu | pf_va_a_from_degree | pf_va_b_from_degree | pf_va_c_from_degree | pf_va_a_to_degree | pf_va_b_to_degree | pf_va_c_to_degree
Line0_1_2 | 0.00030961 | 0.00030961 | 0.00030961 | 0.00030999 | 0.00030999 | 0.00030999 | 7.1502e-05 | 7.1502e-05 | 7.1502e-05 | 7.159e-05 | 7.159e-05 | 7.159e-05 | -1.3897e-08 | -6.4974e-05 | 6.5064e-05 | 1.4394e-08 | 6.5054e-05 | -6.5144e-05 | -2.7796e-08 | 0.0001126 | 0.00011253 | 2.879e-08 | -0.00011274 | -0.00011267 | 90.0311 | 90.031 | 90.031 | -89.969 | -89.969 | -89.969 |  | 0.00043462 | 1.8182 | 1.818 | 0.00044961 | 1.8182 | 1.818 | -26.5325 | -149.9835 | 149.9954 | -26.5326 | -149.9831 | 149.9954
Line10_11_12 | 0.00030961 | 0.00030961 | 0.00030961 | 0.00030999 | 0.00030999 | 0.00030999 | 7.15e-05 | 7.15e-05 | 7.15e-05 | 7.1588e-05 | 7.1588e-05 | 7.1588e-05 | -1.4854e-08 | -6.4971e-05 | 6.5063e-05 | 1.5353e-08 | 6.5052e-05 | -6.5143e-05 | -2.971e-08 | 0.0001126 | 0.00011253 | 3.0706e-08 | -0.00011274 | -0.00011266 | 90.0318 | 90.0318 | 90.0318 | -89.9682 | -89.9682 | -89.9682 |  | 0.00046456 | 1.8182 | 1.8179 | 0.00047955 | 1.8182 | 1.8179 | -26.5323 | -149.9827 | 149.9953 | -26.5323 | -149.9823 | 149.9953
Line11_12_13 | 0.00030999 | 0.00030999 | 0.00030999 | 0.00031037 | 0.00031037 | 0.00031037 | 7.1588e-05 | 7.1588e-05 | 7.1588e-05 | 7.1676e-05 | 7.1676e-05 | 7.1676e-05 | -1.5351e-08 | -6.5058e-05 | 6.5137e-05 | 1.5851e-08 | 6.5138e-05 | -6.5216e-05 | -3.0707e-08 | 0.00011273 | 0.00011267 | 3.1708e-08 | -0.00011287 | -0.00011281 | 90.0287 | 90.0287 | 90.0287 | -89.9713 | -89.9713 | -89.9713 |  | 0.00047955 | 1.8182 | 1.8179 | 0.00049457 | 1.8181 | 1.8179 | -26.5323 | -149.9823 | 149.9953 | -26.5324 | -149.982 | 149.9953
Line12_13_15 | 1.1431e-06 | 1.1431e-06 | 1.1431e-06 | 0 | 0 | 0 | 2.6399e-07 | 2.6399e-07 | 2.6399e-07 | 0 | 0 | 0 | 5.3185e-11 | 2.5797e-07 | -2.2168e-07 | -3.375e-11 | -1.7803e-07 | 1.4173e-07 | 1.1924e-10 | -4.0475e-07 | -4.2564e-07 | -8.0335e-11 | 2.6634e-07 | 2.8726e-07 | -92.4936 | -92.493 | -92.493 | 0 | 0 | 0 |  | 0.00049457 | 1.8181 | 1.8179 | 0.00049452 | 1.8181 | 1.8179 | -26.5324 | -149.982 | 149.9953 | -26.5321 | -149.982 | 149.9953
Line13_13_14 | 0.00031151 | 0.00031151 | 0.00031151 | 0.00031189 | 0.00031189 | 0.00031189 | 7.194e-05 | 7.194e-05 | 7.194e-05 | 7.2028e-05 | 7.2028e-05 | 7.2028e-05 | -1.5903e-08 | -6.5402e-05 | 6.5432e-05 | 1.6408e-08 | 6.5483e-05 | -6.5511e-05 | -3.1828e-08 | 0.00011327 | 0.00011323 | 3.2839e-08 | -0.00011341 | -0.00011337 | 90.0163 | 90.0163 | 90.0163 | -89.9837 | -89.9837 | -89.9837 |  | 0.00049457 | 1.8181 | 1.8179 | 0.00050966 | 1.8181 | 1.8179 | -26.5324 | -149.982 | 149.9953 | -26.5329 | -149.9816 | 149.9953
Line14_15_16 | 0 | 0 | 0 | 0 | 0 | 0 | 0 | 0 | 0 | 0 | 0 | 0 | 3.5453e-11 | 1.7198e-07 | -1.4779e-07 | -1.6023e-11 | -9.2046e-08 | 6.7838e-08 | 7.9484e-11 | -2.6984e-07 | -2.8376e-07 | -4.059e-11 | 1.3142e-07 | 1.4538e-07 | 0 | 0 | 0 | 0 | 0 | 0 |  | 0.00049452 | 1.8181 | 1.8179 | 0.0004945 | 1.8181 | 1.8179 | -26.5321 | -149.982 | 149.9953 | -26.5319 | -149.982 | 149.9953
Line15_16_17 | 0 | 0 | 0 | 0 | 0 | 0 | 0 | 0 | 0 | 0 | 0 | 0 | 1.7725e-11 | 8.5989e-08 | -7.3894e-08 | 1.7024e-12 | -6.0576e-09 | -6.056e-09 | 3.974e-11 | -1.3492e-07 | -1.4188e-07 | -8.5041e-13 | -3.498e-09 | 3.499e-09 | 0 | 0 | 0 | 0 | 0 | 0 |  | 0.0004945 | 1.8181 | 1.8179 | 0.00049449 | 1.8181 | 1.8179 | -26.5319 | -149.982 | 149.9953 | -26.5319 | -149.982 | 149.9953
Line16_4_18 | 0.0027869 | 0 | 0 | 0.0027866 | 0 | 0 | 0.00064362 | 0 | 0 | 0.00064353 | 0 | 0 | 6.4719e-08 | 8.6003e-08 | -7.3896e-08 | -1.9425e-14 | -6.0573e-09 | -6.0555e-09 | 1.2944e-07 | -1.3493e-07 | -1.419e-07 | 4.8368e-15 | -3.4979e-09 | 3.4989e-09 | -89.9682 | 0 | 0 | 90.0318 | 0 | 0 |  | 0.00022485 | 1.8181 | 1.8179 | 0 | 1.8181 | 1.8179 | -26.5331 | -149.9819 | 149.9953 | 0 | -149.9808 | 149.9952
Line17_5_19 | 0 | 0 | 0 | 0 | 0 | 0 | 0 | 0 | 0 | 0 | 0 | 0 | 1.5578e-11 | 8.5994e-08 | -7.3897e-08 | 1.4962e-12 | -6.058e-09 | -6.0566e-09 | 3.4928e-11 | -1.3493e-07 | -1.4189e-07 | -7.4739e-13 | -3.4983e-09 | 3.4991e-09 | 0 | 0 | 0 | 0 | 0 | 0 |  | 0.00043459 | 1.8182 | 1.818 | 0.00043458 | 1.8182 | 1.818 | -26.5323 | -149.9835 | 149.9954 | -26.5322 | -149.9835 | 149.9954
Line1_1_3 | 0.00030884 | 0.00030884 | 0.00030884 | 0.00030923 | 0.00030923 | 0.00030923 | 7.1325e-05 | 7.1325e-05 | 7.1325e-05 | 7.1413e-05 | 7.1413e-05 | 7.1413e-05 | -1.3866e-08 | -6.4798e-05 | 6.4916e-05 | 1.4361e-08 | 6.4879e-05 | -6.4996e-05 | -2.7725e-08 | 0.00011233 | 0.00011225 | 2.8715e-08 | -0.00011247 | -0.00011238 | 90.038 | 90.038 | 90.038 | -89.962 | -89.962 | -89.962 |  | 0.00043462 | 1.8182 | 1.818 | 0.00044958 | 1.8182 | 1.818 | -26.5325 | -149.9835 | 149.9954 | -26.5323 | -149.9831 | 149.9954
Line2_1_4 | 0.0024754 | 0.00031116 | 0.00031116 | 0.002475 | 0.00031154 | 0.00031154 | 0.00057167 | 7.1859e-05 | 7.1859e-05 | 0.00057158 | 7.1946e-05 | 7.1946e-05 | 1.1112e-07 | -6.5325e-05 | 6.5361e-05 | -5.748e-08 | 6.5407e-05 | -6.5439e-05 | 2.2222e-07 | 0.00011315 | 0.00011311 | -1.1495e-07 | -0.00011328 | -0.00011324 | -89.966 | 90.0169 | 90.0169 | 90.034 | -89.9832 | -89.9832 |  | 0.00043462 | 1.8182 | 1.818 | 0.00022485 | 1.8181 | 1.8179 | -26.5325 | -149.9835 | 149.9954 | -26.5331 | -149.9819 | 149.9953
Line3_1_5 | 0 | 0 | 0 | 0 | 0 | 0 | 0 | 0 | 0 | 0 | 0 | 0 | 3.1158e-11 | 1.7199e-07 | -1.4779e-07 | -1.4082e-11 | -9.2052e-08 | 6.784e-08 | 6.9859e-11 | -2.6985e-07 | -2.8379e-07 | -3.5675e-11 | 1.3143e-07 | 1.4539e-07 | 0 | 0 | 0 | 0 | 0 | 0 |  | 0.00043462 | 1.8182 | 1.818 | 0.00043459 | 1.8182 | 1.818 | -26.5325 | -149.9835 | 149.9954 | -26.5323 | -149.9835 | 149.9954
Line4_2_6 | 0.00030999 | 0.00030999 | 0.00030999 | 0.00031038 | 0.00031038 | 0.00031038 | 7.159e-05 | 7.159e-05 | 7.159e-05 | 7.1678e-05 | 7.1678e-05 | 7.1678e-05 | -1.4393e-08 | -6.506e-05 | 6.5138e-05 | 1.4892e-08 | 6.514e-05 | -6.5217e-05 | -2.8791e-08 | 0.00011274 | 0.00011267 | 2.9789e-08 | -0.00011287 | -0.00011281 | 90.0279 | 90.0279 | 90.0279 | -89.9721 | -89.9721 | -89.9721 |  | 0.00044961 | 1.8182 | 1.818 | 0.00046463 | 1.8182 | 1.8179 | -26.5326 | -149.9831 | 149.9954 | -26.5327 | -149.9827 | 149.9953
Line5_6_7 | 0.00031038 | 0.00031038 | 0.00031038 | 0.00031076 | 0.00031076 | 0.00031076 | 7.1678e-05 | 7.1678e-05 | 7.1678e-05 | 7.1766e-05 | 7.1766e-05 | 7.1766e-05 | -1.489e-08 | -6.5146e-05 | 6.5211e-05 | 1.5391e-08 | 6.5227e-05 | -6.5291e-05 | -2.979e-08 | 0.00011287 | 0.00011281 | 3.0791e-08 | -0.00011301 | -0.00011295 | 90.0249 | 90.0248 | 90.0248 | -89.9752 | -89.9752 | -89.9752 |  | 0.00046463 | 1.8182 | 1.8179 | 0.00047967 | 1.8182 | 1.8179 | -26.5327 | -149.9827 | 149.9953 | -26.5329 | -149.9823 | 149.9953
Line6_7_8 | 1.1431e-06 | 1.1431e-06 | 1.1431e-06 | 0 | 0 | 0 | 2.6399e-07 | 2.6399e-07 | 2.6399e-07 | 0 | 0 | 0 | 5.1583e-11 | 2.5797e-07 | -2.2168e-07 | -3.2734e-11 | -1.7804e-07 | 1.4173e-07 | 1.1565e-10 | -4.0476e-07 | -4.2565e-07 | -7.7914e-11 | 2.6634e-07 | 2.8726e-07 | -92.494 | -92.4933 | -92.4933 | 0 | 0 | 0 |  | 0.00047967 | 1.8182 | 1.8179 | 0.00047962 | 1.8182 | 1.8179 | -26.5329 | -149.9823 | 149.9953 | -26.5327 | -149.9823 | 149.9953
Line7_8_9 | 0 | 0 | 0 | 0 | 0 | 0 | 0 | 0 | 0 | 0 | 0 | 0 | 1.7192e-11 | 8.599e-08 | -7.3895e-08 | 1.6512e-12 | -6.0577e-09 | -6.0561e-09 | 3.8545e-11 | -1.3492e-07 | -1.4188e-07 | -8.2484e-13 | -3.4981e-09 | 3.499e-09 | 0 | 0 | 0 | 0 | 0 | 0 |  | 0.00047962 | 1.8182 | 1.8179 | 0.00047961 | 1.8182 | 1.8179 | -26.5327 | -149.9823 | 149.9953 | -26.5326 | -149.9823 | 149.9953
Line8_8_10 | 0 | 0 | 0 | 0 | 0 | 0 | 0 | 0 | 0 | 0 | 0 | 0 | 1.7192e-11 | 8.599e-08 | -7.3895e-08 | 1.6512e-12 | -6.0577e-09 | -6.0561e-09 | 3.8545e-11 | -1.3492e-07 | -1.4188e-07 | -8.2484e-13 | -3.4981e-09 | 3.499e-09 | 0 | 0 | 0 | 0 | 0 | 0 |  | 0.00047962 | 1.8182 | 1.8179 | 0.00047961 | 1.8182 | 1.8179 | -26.5327 | -149.9823 | 149.9953 | -26.5326 | -149.9823 | 149.9953
Line9_3_11 | 0.00030923 | 0.00030923 | 0.00030923 | 0.00030961 | 0.00030961 | 0.00030961 | 7.1413e-05 | 7.1413e-05 | 7.1413e-05 | 7.15e-05 | 7.15e-05 | 7.15e-05 | -1.4359e-08 | -6.4885e-05 | 6.499e-05 | 1.4856e-08 | 6.4965e-05 | -6.5069e-05 | -2.8715e-08 | 0.00011247 | 0.00011239 | 2.9709e-08 | -0.0001126 | -0.00011252 | 90.0349 | 90.0349 | 90.0349 | -89.9651 | -89.9651 | -89.9651 |  | 0.00044958 | 1.8182 | 1.818 | 0.00046456 | 1.8182 | 1.8179 | -26.5323 | -149.9831 | 149.9954 | -26.5323 | -149.9827 | 149.9953

## LG_max_10
name | pf_ikss_a_from_ka | pf_ikss_b_from_ka | pf_ikss_c_from_ka | pf_ikss_a_to_ka | pf_ikss_b_to_ka | pf_ikss_c_to_ka | pf_skss_a_from_mw | pf_skss_b_from_mw | pf_skss_c_from_mw | pf_skss_a_to_mw | pf_skss_b_to_mw | pf_skss_c_to_mw | pf_p_a_from_mw | pf_p_b_from_mw | pf_p_c_from_mw | pf_p_a_to_mw | pf_p_b_to_mw | pf_p_c_to_mw | pf_q_a_from_mvar | pf_q_b_from_mvar | pf_q_c_from_mvar | pf_q_a_to_mvar | pf_q_b_to_mvar | pf_q_c_to_mvar | pf_ikss_a_from_degree | pf_ikss_b_from_degree | pf_ikss_c_from_degree | pf_ikss_a_to_degree | pf_ikss_b_to_degree | pf_ikss_c_to_degree | 3xI0 | pf_vm_a_from_pu | pf_vm_b_from_pu | pf_vm_c_from_pu | pf_vm_a_to_pu | pf_vm_b_to_pu | pf_vm_c_to_pu | pf_va_a_from_degree | pf_va_b_from_degree | pf_va_c_from_degree | pf_va_a_to_degree | pf_va_b_to_degree | pf_va_c_to_degree
Line0_1_2 | 0.00032435 | 0.00032435 | 0.00032435 | 0.00032475 | 0.00032475 | 0.00032475 | 7.4907e-05 | 7.4907e-05 | 7.4907e-05 | 7.4999e-05 | 7.4999e-05 | 7.4999e-05 | -1.5252e-08 | -7.1308e-05 | 7.1408e-05 | 1.5797e-08 | 7.1396e-05 | -7.1495e-05 | -3.0505e-08 | 0.00012358 | 0.0001235 | 3.1597e-08 | -0.00012373 | -0.00012365 | 90.0311 | 90.0311 | 90.0311 | -89.9689 | -89.9689 | -89.9689 |  | 0.00045531 | 1.9048 | 1.9045 | 0.00047102 | 1.9047 | 1.9045 | -26.5325 | -149.9833 | 149.9952 | -26.5325 | -149.9829 | 149.9952
Line10_11_12 | 0.00032435 | 0.00032435 | 0.00032435 | 0.00032475 | 0.00032475 | 0.00032475 | 7.4905e-05 | 7.4905e-05 | 7.4905e-05 | 7.4997e-05 | 7.4997e-05 | 7.4997e-05 | -1.6302e-08 | -7.1306e-05 | 7.1407e-05 | 1.6849e-08 | 7.1394e-05 | -7.1494e-05 | -3.2606e-08 | 0.00012358 | 0.0001235 | 3.37e-08 | -0.00012373 | -0.00012365 | 90.0318 | 90.0318 | 90.0318 | -89.9682 | -89.9682 | -89.9682 |  | 0.00048667 | 1.9047 | 1.9045 | 0.00050239 | 1.9047 | 1.9045 | -26.5322 | -149.9825 | 149.9952 | -26.5323 | -149.9821 | 149.9951
Line11_12_13 | 0.00032475 | 0.00032475 | 0.00032475 | 0.00032514 | 0.00032514 | 0.00032514 | 7.4997e-05 | 7.4997e-05 | 7.4997e-05 | 7.5089e-05 | 7.5089e-05 | 7.5089e-05 | -1.6847e-08 | -7.1401e-05 | 7.1487e-05 | 1.7396e-08 | 7.1489e-05 | -7.1574e-05 | -3.3701e-08 | 0.00012372 | 0.00012365 | 3.4799e-08 | -0.00012387 | -0.0001238 | 90.0287 | 90.0287 | 90.0287 | -89.9713 | -89.9713 | -89.9713 |  | 0.00050239 | 1.9047 | 1.9045 | 0.00051812 | 1.9047 | 1.9045 | -26.5323 | -149.9821 | 149.9951 | -26.5324 | -149.9817 | 149.9951
Line12_13_15 | 1.1975e-06 | 1.1975e-06 | 1.1975e-06 | 0 | 0 | 0 | 2.7656e-07 | 2.7656e-07 | 2.7656e-07 | 0 | 0 | 0 | 5.8369e-11 | 2.8312e-07 | -2.433e-07 | -3.704e-11 | -1.9539e-07 | 1.5555e-07 | 1.3086e-10 | -4.4421e-07 | -4.6713e-07 | -8.8166e-11 | 2.923e-07 | 3.1526e-07 | -92.4936 | -92.4929 | -92.4929 | 0 | 0 | 0 |  | 0.00051812 | 1.9047 | 1.9045 | 0.00051807 | 1.9047 | 1.9045 | -26.5324 | -149.9817 | 149.9951 | -26.5321 | -149.9817 | 149.9951
Line13_13_14 | 0.00032634 | 0.00032634 | 0.00032634 | 0.00032674 | 0.00032674 | 0.00032674 | 7.5365e-05 | 7.5365e-05 | 7.5365e-05 | 7.5457e-05 | 7.5457e-05 | 7.5457e-05 | -1.7453e-08 | -7.1779e-05 | 7.1811e-05 | 1.8008e-08 | 7.1867e-05 | -7.1898e-05 | -3.4931e-08 | 0.00012431 | 0.00012427 | 3.604e-08 | -0.00012447 | -0.00012442 | 90.0164 | 90.0164 | 90.0164 | -89.9836 | -89.9836 | -89.9836 |  | 0.00051812 | 1.9047 | 1.9045 | 0.00053393 | 1.9047 | 1.9044 | -26.5324 | -149.9817 | 149.9951 | -26.5329 | -149.9813 | 149.9951
Line14_15_16 | 0 | 0 | 0 | 0 | 0 | 0 | 0 | 0 | 0 | 0 | 0 | 0 | 3.8909e-11 | 1.8874e-07 | -1.622e-07 | -1.7585e-11 | -1.0102e-07 | 7.4453e-08 | 8.7233e-11 | -2.9614e-07 | -3.1142e-07 | -4.4547e-11 | 1.4423e-07 | 1.5955e-07 | 0 | 0 | 0 | 0 | 0 | 0 |  | 0.00051807 | 1.9047 | 1.9045 | 0.00051804 | 1.9047 | 1.9045 | -26.5321 | -149.9817 | 149.9951 | -26.5319 | -149.9817 | 149.9951
Line15_16_17 | 0 | 0 | 0 | 0 | 0 | 0 | 0 | 0 | 0 | 0 | 0 | 0 | 1.9453e-11 | 9.4372e-08 | -8.1099e-08 | 1.8684e-12 | -6.6481e-09 | -6.6463e-09 | 4.3614e-11 | -1.4807e-07 | -1.5571e-07 | -9.3332e-13 | -3.8391e-09 | 3.8401e-09 | 0 | 0 | 0 | 0 | 0 | 0 |  | 0.00051804 | 1.9047 | 1.9045 | 0.00051803 | 1.9047 | 1.9045 | -26.5319 | -149.9817 | 149.9951 | -26.5318 | -149.9817 | 149.9951
Line16_4_18 | 0.0029196 | 0 | 0 | 0.0029192 | 0 | 0 | 0.00067426 | 0 | 0 | 0.00067417 | 0 | 0 | 7.1028e-08 | 9.4388e-08 | -8.11e-08 | -1.2487e-14 | -6.6478e-09 | -6.6458e-09 | 1.4206e-07 | -1.4808e-07 | -1.5573e-07 | 2.3899e-14 | -3.8389e-09 | 3.84e-09 | -89.9682 | 0 | 0 | 90.0318 | 0 | 0 |  | 0.00023555 | 1.9047 | 1.9045 | 0 | 1.9047 | 1.9044 | -26.5331 | -149.9817 | 149.9951 | 0 | -149.9805 | 149.995
Line17_5_19 | 0 | 0 | 0 | 0 | 0 | 0 | 0 | 0 | 0 | 0 | 0 | 0 | 1.7097e-11 | 9.4378e-08 | -8.1101e-08 | 1.6421e-12 | -6.6486e-09 | -6.647e-09 | 3.8333e-11 | -1.4808e-07 | -1.5573e-07 | -8.2025e-13 | -3.8393e-09 | 3.8402e-09 | 0 | 0 | 0 | 0 | 0 | 0 |  | 0.00045528 | 1.9048 | 1.9045 | 0.00045527 | 1.9048 | 1.9045 | -26.5323 | -149.9833 | 149.9952 | -26.5322 | -149.9833 | 149.9952
Line1_1_3 | 0.00032355 | 0.00032355 | 0.00032355 | 0.00032395 | 0.00032395 | 0.00032395 | 7.472e-05 | 7.472e-05 | 7.472e-05 | 7.4813e-05 | 7.4813e-05 | 7.4813e-05 | -1.5217e-08 | -7.1116e-05 | 7.1246e-05 | 1.5761e-08 | 7.1204e-05 | -7.1333e-05 | -3.0428e-08 | 0.00012328 | 0.00012319 | 3.1514e-08 | -0.00012343 | -0.00012334 | 90.0381 | 90.0381 | 90.0381 | -89.962 | -89.962 | -89.962 |  | 0.00045531 | 1.9048 | 1.9045 | 0.00047098 | 1.9047 | 1.9045 | -26.5325 | -149.9833 | 149.9952 | -26.5323 | -149.9829 | 149.9952
Line2_1_4 | 0.0025933 | 0.00032597 | 0.00032597 | 0.0025929 | 0.00032637 | 0.00032637 | 0.00059889 | 7.528e-05 | 7.528e-05 | 0.0005988 | 7.5372e-05 | 7.5372e-05 | 1.2195e-07 | -7.1694e-05 | 7.1733e-05 | -6.3084e-08 | 7.1784e-05 | -7.1819e-05 | 2.4389e-07 | 0.00012418 | 0.00012414 | -1.2616e-07 | -0.00012433 | -0.00012428 | -89.9659 | 90.0169 | 90.0169 | 90.0341 | -89.9831 | -89.9831 |  | 0.00045531 | 1.9048 | 1.9045 | 0.00023555 | 1.9047 | 1.9045 | -26.5325 | -149.9833 | 149.9952 | -26.5331 | -149.9817 | 149.9951
Line3_1_5 | 0 | 0 | 0 | 0 | 0 | 0 | 0 | 0 | 0 | 0 | 0 | 0 | 3.4196e-11 | 1.8876e-07 | -1.622e-07 | -1.5454e-11 | -1.0103e-07 | 7.4454e-08 | 7.667e-11 | -2.9616e-07 | -3.1145e-07 | -3.9153e-11 | 1.4424e-07 | 1.5957e-07 | 0 | 0 | 0 | 0 | 0 | 0 |  | 0.00045531 | 1.9048 | 1.9045 | 0.00045528 | 1.9048 | 1.9045 | -26.5325 | -149.9833 | 149.9952 | -26.5323 | -149.9833 | 149.9952
Line4_2_6 | 0.00032475 | 0.00032475 | 0.00032475 | 0.00032515 | 0.00032515 | 0.00032515 | 7.4999e-05 | 7.4999e-05 | 7.4999e-05 | 7.5091e-05 | 7.5091e-05 | 7.5091e-05 | -1.5796e-08 | -7.1403e-05 | 7.1489e-05 | 1.6343e-08 | 7.1491e-05 | -7.1576e-05 | -3.1598e-08 | 0.00012373 | 0.00012366 | 3.2693e-08 | -0.00012388 | -0.00012381 | 90.028 | 90.028 | 90.028 | -89.972 | -89.972 | -89.972 |  | 0.00047102 | 1.9047 | 1.9045 | 0.00048675 | 1.9047 | 1.9045 | -26.5325 | -149.9829 | 149.9952 | -26.5327 | -149.9825 | 149.9952
Line5_6_7 | 0.00032515 | 0.00032515 | 0.00032515 | 0.00032555 | 0.00032555 | 0.00032555 | 7.5091e-05 | 7.5091e-05 | 7.5091e-05 | 7.5183e-05 | 7.5183e-05 | 7.5183e-05 | -1.6342e-08 | -7.1498e-05 | 7.1569e-05 | 1.6891e-08 | 7.1586e-05 | -7.1656e-05 | -3.2694e-08 | 0.00012388 | 0.00012381 | 3.3793e-08 | -0.00012403 | -0.00012396 | 90.0249 | 90.0249 | 90.0249 | -89.9751 | -89.9751 | -89.9751 |  | 0.00048675 | 1.9047 | 1.9045 | 0.0005025 | 1.9047 | 1.9045 | -26.5327 | -149.9825 | 149.9952 | -26.5329 | -149.9821 | 149.9951
Line6_7_8 | 1.1975e-06 | 1.1975e-06 | 1.1975e-06 | 0 | 0 | 0 | 2.7656e-07 | 2.7656e-07 | 2.7656e-07 | 0 | 0 | 0 | 5.6611e-11 | 2.8312e-07 | -2.433e-07 | -3.5925e-11 | -1.954e-07 | 1.5555e-07 | 1.2692e-10 | -4.4422e-07 | -4.6714e-07 | -8.551e-11 | 2.9231e-07 | 3.1527e-07 | -92.494 | -92.4933 | -92.4933 | 0 | 0 | 0 |  | 0.0005025 | 1.9047 | 1.9045 | 0.00050245 | 1.9047 | 1.9045 | -26.5329 | -149.9821 | 149.9951 | -26.5326 | -149.9821 | 149.9951
Line7_8_9 | 0 | 0 | 0 | 0 | 0 | 0 | 0 | 0 | 0 | 0 | 0 | 0 | 1.8868e-11 | 9.4374e-08 | -8.11e-08 | 1.8122e-12 | -6.6482e-09 | -6.6465e-09 | 4.2302e-11 | -1.4807e-07 | -1.5571e-07 | -9.0526e-13 | -3.8391e-09 | 3.8401e-09 | 0 | 0 | 0 | 0 | 0 | 0 |  | 0.00050245 | 1.9047 | 1.9045 | 0.00050245 | 1.9047 | 1.9045 | -26.5326 | -149.9821 | 149.9951 | -26.5325 | -149.9821 | 149.9951
Line8_8_10 | 0 | 0 | 0 | 0 | 0 | 0 | 0 | 0 | 0 | 0 | 0 | 0 | 1.8868e-11 | 9.4374e-08 | -8.11e-08 | 1.8122e-12 | -6.6482e-09 | -6.6465e-09 | 4.2302e-11 | -1.4807e-07 | -1.5571e-07 | -9.0526e-13 | -3.8391e-09 | 3.8401e-09 | 0 | 0 | 0 | 0 | 0 | 0 |  | 0.00050245 | 1.9047 | 1.9045 | 0.00050245 | 1.9047 | 1.9045 | -26.5326 | -149.9821 | 149.9951 | -26.5325 | -149.9821 | 149.9951
Line9_3_11 | 0.00032395 | 0.00032395 | 0.00032395 | 0.00032435 | 0.00032435 | 0.00032435 | 7.4813e-05 | 7.4813e-05 | 7.4813e-05 | 7.4905e-05 | 7.4905e-05 | 7.4905e-05 | -1.5759e-08 | -7.1211e-05 | 7.1326e-05 | 1.6304e-08 | 7.1299e-05 | -7.1413e-05 | -3.1515e-08 | 0.00012343 | 0.00012334 | 3.2605e-08 | -0.00012358 | -0.00012349 | 90.0349 | 90.0349 | 90.0349 | -89.9651 | -89.9651 | -89.9651 |  | 0.00047098 | 1.9047 | 1.9045 | 0.00048667 | 1.9047 | 1.9045 | -26.5323 | -149.9829 | 149.9952 | -26.5322 | -149.9825 | 149.9952

## LG_max_fault_6
name | pf_ikss_a_from_ka | pf_ikss_b_from_ka | pf_ikss_c_from_ka | pf_ikss_a_to_ka | pf_ikss_b_to_ka | pf_ikss_c_to_ka | pf_skss_a_from_mw | pf_skss_b_from_mw | pf_skss_c_from_mw | pf_skss_a_to_mw | pf_skss_b_to_mw | pf_skss_c_to_mw | pf_p_a_from_mw | pf_p_b_from_mw | pf_p_c_from_mw | pf_p_a_to_mw | pf_p_b_to_mw | pf_p_c_to_mw | pf_q_a_from_mvar | pf_q_b_from_mvar | pf_q_c_from_mvar | pf_q_a_to_mvar | pf_q_b_to_mvar | pf_q_c_to_mvar | pf_ikss_a_from_degree | pf_ikss_b_from_degree | pf_ikss_c_from_degree | pf_ikss_a_to_degree | pf_ikss_b_to_degree | pf_ikss_c_to_degree | 3xI0 | pf_vm_a_from_pu | pf_vm_b_from_pu | pf_vm_c_from_pu | pf_vm_a_to_pu | pf_vm_b_to_pu | pf_vm_c_to_pu | pf_va_a_from_degree | pf_va_b_from_degree | pf_va_c_from_degree | pf_va_a_to_degree | pf_va_b_to_degree | pf_va_c_to_degree
Line0_1_2 | 0.00029235 | 0.00029235 | 0.00029235 | 0.00029271 | 0.00029271 | 0.00029271 | 6.7516e-05 | 6.7516e-05 | 6.7516e-05 | 6.7599e-05 | 6.7599e-05 | 6.7599e-05 | -3.8585e-06 | -5.9338e-05 | 6.3265e-05 | 3.8637e-06 | 5.9411e-05 | -6.3343e-05 | -3.871e-06 | 0.00010565 | 9.8926e-05 | 3.8766e-06 | -0.00010578 | -9.9047e-05 | 93.1394 | 93.1394 | 93.1394 | -86.8606 | -86.8607 | -86.8607 |  | 0.080953 | 1.7948 | 1.7392 | 0.080966 | 1.7947 | 1.7392 | -41.7677 | -147.5402 | 150.5397 | -41.7645 | -147.5398 | 150.5397
Line10_11_12 | 0.00029234 | 0.00029234 | 0.00029234 | 0.0002927 | 0.0002927 | 0.0002927 | 6.7514e-05 | 6.7514e-05 | 6.7514e-05 | 6.7597e-05 | 6.7597e-05 | 6.7597e-05 | -3.8593e-06 | -5.9336e-05 | 6.3264e-05 | 3.8645e-06 | 5.9409e-05 | -6.3341e-05 | -3.8726e-06 | 0.00010565 | 9.8921e-05 | 3.8782e-06 | -0.00010578 | -9.9042e-05 | 93.1401 | 93.1401 | 93.1401 | -86.8599 | -86.8599 | -86.8599 |  | 0.08098 | 1.7947 | 1.7392 | 0.080993 | 1.7947 | 1.7392 | -41.7614 | -147.5395 | 150.5396 | -41.7583 | -147.5391 | 150.5396
Line11_12_13 | 0.0002927 | 0.0002927 | 0.0002927 | 0.00029306 | 0.00029306 | 0.00029306 | 6.7597e-05 | 6.7597e-05 | 6.7597e-05 | 6.768e-05 | 6.768e-05 | 6.768e-05 | -3.8643e-06 | -5.9415e-05 | 6.3336e-05 | 3.8694e-06 | 5.9489e-05 | -6.3413e-05 | -3.8784e-06 | 0.00010577 | 9.9046e-05 | 3.884e-06 | -0.0001059 | -9.9166e-05 | 93.137 | 93.137 | 93.137 | -86.863 | -86.863 | -86.863 |  | 0.080993 | 1.7947 | 1.7392 | 0.081007 | 1.7947 | 1.7392 | -41.7583 | -147.5391 | 150.5396 | -41.7551 | -147.5387 | 150.5395
Line12_13_15 | 1.0794e-06 | 1.0794e-06 | 1.0794e-06 | 0 | 0 | 0 | 2.4927e-07 | 2.4927e-07 | 2.4927e-07 | 0 | 0 | 0 | 1.3608e-08 | 2.3605e-07 | -2.1726e-07 | -8.8634e-09 | -1.6305e-07 | 1.3952e-07 | 1.4918e-08 | -3.8003e-07 | -3.7516e-07 | -1.0153e-08 | 2.5016e-07 | 2.5351e-07 | -89.3853 | -89.3846 | -89.3846 | 0 | 0 | 0 |  | 0.081007 | 1.7947 | 1.7392 | 0.081007 | 1.7947 | 1.7392 | -41.7551 | -147.5387 | 150.5395 | -41.7551 | -147.5387 | 150.5395
Line13_13_14 | 0.00029414 | 0.00029414 | 0.00029414 | 0.0002945 | 0.0002945 | 0.0002945 | 6.7929e-05 | 6.7929e-05 | 6.7929e-05 | 6.8012e-05 | 6.8012e-05 | 6.8012e-05 | -3.8828e-06 | -5.973e-05 | 6.3625e-05 | 3.888e-06 | 5.9804e-05 | -6.3703e-05 | -3.8992e-06 | 0.00010628 | 9.9545e-05 | 3.9048e-06 | -0.00010641 | -9.9666e-05 | 93.1247 | 93.1247 | 93.1247 | -86.8753 | -86.8753 | -86.8753 |  | 0.081007 | 1.7947 | 1.7392 | 0.08102 | 1.7947 | 1.7392 | -41.7551 | -147.5387 | 150.5395 | -41.7519 | -147.5383 | 150.5395
Line14_15_16 | 0 | 0 | 0 | 0 | 0 | 0 | 0 | 0 | 0 | 0 | 0 | 0 | 9.072e-09 | 1.5737e-07 | -1.4484e-07 | -4.3274e-09 | -8.4366e-08 | 6.7096e-08 | 9.9456e-09 | -2.5335e-07 | -2.5011e-07 | -5.1805e-09 | 1.2348e-07 | 1.2845e-07 | 0 | 0 | 0 | 0 | 0 | 0 |  | 0.081007 | 1.7947 | 1.7392 | 0.081007 | 1.7947 | 1.7392 | -41.7551 | -147.5387 | 150.5395 | -41.7551 | -147.5387 | 150.5395
Line15_16_17 | 0 | 0 | 0 | 0 | 0 | 0 | 0 | 0 | 0 | 0 | 0 | 0 | 4.536e-09 | 7.8683e-08 | -7.242e-08 | 2.086e-10 | -5.6836e-09 | -5.3238e-09 | 4.9728e-09 | -1.2668e-07 | -1.2505e-07 | -2.0769e-10 | -3.1947e-09 | 3.4024e-09 | 0 | 0 | 0 | 0 | 0 | 0 |  | 0.081007 | 1.7947 | 1.7392 | 0.081007 | 1.7947 | 1.7392 | -41.7551 | -147.5387 | 150.5395 | -41.7551 | -147.5387 | 150.5395
Line16_4_18 | 0.0026316 | 0 | 0 | 0.0026312 | 0 | 0 | 0.00060773 | 0 | 0 | 0.00060765 | 0 | 0 | 3.4678e-05 | 7.8696e-08 | -7.2422e-08 | -3.4616e-05 | -5.6833e-09 | -5.3234e-09 | 3.4736e-05 | -1.2668e-07 | -1.2507e-07 | -3.4616e-05 | -3.1945e-09 | 3.4023e-09 | -86.8599 | 0 | 0 | 93.1401 | 0 | 0 |  | 0.080765 | 1.7947 | 1.7392 | 0.080564 | 1.7947 | 1.7391 | -41.8119 | -147.5387 | 150.5395 | -41.8596 | -147.5376 | 150.5394
Line17_5_19 | 0 | 0 | 0 | 0 | 0 | 0 | 0 | 0 | 0 | 0 | 0 | 0 | 4.5342e-09 | 7.8688e-08 | -7.2422e-08 | 2.0843e-10 | -5.684e-09 | -5.3244e-09 | 4.9689e-09 | -1.2668e-07 | -1.2507e-07 | -2.0761e-10 | -3.1949e-09 | 3.4025e-09 | 0 | 0 | 0 | 0 | 0 | 0 |  | 0.080953 | 1.7948 | 1.7392 | 0.080953 | 1.7948 | 1.7392 | -41.7677 | -147.5402 | 150.5397 | -41.7677 | -147.5402 | 150.5397
Line1_1_3 | 0.00029162 | 0.00029162 | 0.00029162 | 0.00029198 | 0.00029198 | 0.00029198 | 6.7348e-05 | 6.7348e-05 | 6.7348e-05 | 6.7431e-05 | 6.7431e-05 | 6.7431e-05 | -3.8494e-06 | -5.9178e-05 | 6.312e-05 | 3.8545e-06 | 5.9251e-05 | -6.3197e-05 | -3.8609e-06 | 0.0001054 | 9.8673e-05 | 3.8665e-06 | -0.00010552 | -9.8794e-05 | 93.1463 | 93.1463 | 93.1463 | -86.8537 | -86.8537 | -86.8537 |  | 0.080953 | 1.7948 | 1.7392 | 0.080966 | 1.7947 | 1.7392 | -41.7677 | -147.5402 | 150.5397 | -41.7646 | -147.5398 | 150.5397
Line2_1_4 | 0.0023374 | 0.00029381 | 0.00029381 | 0.002337 | 0.00029417 | 0.00029417 | 0.0005398 | 6.7852e-05 | 6.7852e-05 | 0.00053971 | 6.7935e-05 | 6.7935e-05 | 3.0851e-05 | -5.966e-05 | 6.3556e-05 | -3.0798e-05 | 5.9735e-05 | -6.3632e-05 | 3.0948e-05 | 0.00010616 | 9.9435e-05 | -3.0847e-05 | -0.00010629 | -9.9553e-05 | -86.8576 | 93.1252 | 93.1252 | 93.1424 | -86.8748 | -86.8748 |  | 0.080953 | 1.7948 | 1.7392 | 0.080765 | 1.7947 | 1.7392 | -41.7677 | -147.5402 | 150.5397 | -41.8119 | -147.5387 | 150.5395
Line3_1_5 | 0 | 0 | 0 | 0 | 0 | 0 | 0 | 0 | 0 | 0 | 0 | 0 | 9.0684e-09 | 1.5738e-07 | -1.4484e-07 | -4.3258e-09 | -8.4372e-08 | 6.7098e-08 | 9.9378e-09 | -2.5337e-07 | -2.5013e-07 | -5.1765e-09 | 1.2349e-07 | 1.2847e-07 | 0 | 0 | 0 | 0 | 0 | 0 |  | 0.080953 | 1.7948 | 1.7392 | 0.080953 | 1.7948 | 1.7392 | -41.7677 | -147.5402 | 150.5397 | -41.7677 | -147.5402 | 150.5397
Line4_2_6 | 0.00029271 | 0.00029271 | 0.00029271 | 0.00029307 | 0.00029307 | 0.00029307 | 6.7599e-05 | 6.7599e-05 | 6.7599e-05 | 6.7682e-05 | 6.7682e-05 | 6.7682e-05 | -3.8634e-06 | -5.9417e-05 | 6.3337e-05 | 3.8686e-06 | 5.9491e-05 | -6.3415e-05 | -3.8768e-06 | 0.00010578 | 9.9051e-05 | 3.8825e-06 | -0.00010591 | -9.9171e-05 | 93.1363 | 93.1363 | 93.1363 | -86.8637 | -86.8637 | -86.8637 |  | 0.080966 | 1.7947 | 1.7392 | 0.08098 | 1.7947 | 1.7392 | -41.7645 | -147.5398 | 150.5397 | -41.7614 | -147.5394 | 150.5396
Line5_6_7 | 0.00029307 | 0.00029307 | 0.00029307 | 0.00029343 | 0.00029343 | 0.00029343 | 6.7682e-05 | 6.7682e-05 | 6.7682e-05 | 6.7765e-05 | 6.7765e-05 | 6.7765e-05 | -3.8684e-06 | -5.9496e-05 | 6.3409e-05 | 3.8736e-06 | 5.957e-05 | -6.3487e-05 | -3.8827e-06 | 0.0001059 | 9.9175e-05 | 3.8883e-06 | -0.00010603 | -9.9296e-05 | 93.1332 | 93.1332 | 93.1332 | -86.8668 | -86.8668 | -86.8668 |  | 0.08098 | 1.7947 | 1.7392 | 0.080993 | 1.7947 | 1.7392 | -41.7614 | -147.5394 | 150.5396 | -41.7582 | -147.5391 | 150.5396
Line6_7_8 | 1.0794e-06 | 1.0794e-06 | 1.0794e-06 | 0 | 0 | 0 | 2.4927e-07 | 2.4927e-07 | 2.4927e-07 | 0 | 0 | 0 | 1.3607e-08 | 2.3605e-07 | -2.1726e-07 | -8.8625e-09 | -1.6305e-07 | 1.3952e-07 | 1.4915e-08 | -3.8003e-07 | -3.7517e-07 | -1.0151e-08 | 2.5016e-07 | 2.5351e-07 | -89.3857 | -89.385 | -89.385 | 0 | 0 | 0 |  | 0.080993 | 1.7947 | 1.7392 | 0.080993 | 1.7947 | 1.7392 | -41.7582 | -147.5391 | 150.5396 | -41.7582 | -147.5391 | 150.5396
Line7_8_9 | 0 | 0 | 0 | 0 | 0 | 0 | 0 | 0 | 0 | 0 | 0 | 0 | 4.5355e-09 | 7.8684e-08 | -7.2421e-08 | 2.0856e-10 | -5.6837e-09 | -5.324e-09 | 4.9718e-09 | -1.2668e-07 | -1.2506e-07 | -2.0767e-10 | -3.1947e-09 | 3.4024e-09 | 0 | 0 | 0 | 0 | 0 | 0 |  | 0.080993 | 1.7947 | 1.7392 | 0.080993 | 1.7947 | 1.7392 | -41.7582 | -147.5391 | 150.5396 | -41.7582 | -147.5391 | 150.5396
Line8_8_10 | 0 | 0 | 0 | 0 | 0 | 0 | 0 | 0 | 0 | 0 | 0 | 0 | 4.5355e-09 | 7.8684e-08 | -7.2421e-08 | 2.0856e-10 | -5.6837e-09 | -5.324e-09 | 4.9718e-09 | -1.2668e-07 | -1.2506e-07 | -2.0767e-10 | -3.1947e-09 | 3.4024e-09 | 0 | 0 | 0 | 0 | 0 | 0 |  | 0.080993 | 1.7947 | 1.7392 | 0.080993 | 1.7947 | 1.7392 | -41.7582 | -147.5391 | 150.5396 | -41.7582 | -147.5391 | 150.5396
Line9_3_11 | 0.00029198 | 0.00029198 | 0.00029198 | 0.00029234 | 0.00029234 | 0.00029234 | 6.7431e-05 | 6.7431e-05 | 6.7431e-05 | 6.7514e-05 | 6.7514e-05 | 6.7514e-05 | -3.8543e-06 | -5.9257e-05 | 6.3192e-05 | 3.8595e-06 | 5.933e-05 | -6.3269e-05 | -3.8668e-06 | 0.00010552 | 9.8797e-05 | 3.8724e-06 | -0.00010565 | -9.8918e-05 | 93.1432 | 93.1432 | 93.1432 | -86.8568 | -86.8568 | -86.8568 |  | 0.080966 | 1.7947 | 1.7392 | 0.08098 | 1.7947 | 1.7392 | -41.7646 | -147.5398 | 150.5397 | -41.7614 | -147.5395 | 150.5396

## LG_max_fault_10
name | pf_ikss_a_from_ka | pf_ikss_b_from_ka | pf_ikss_c_from_ka | pf_ikss_a_to_ka | pf_ikss_b_to_ka | pf_ikss_c_to_ka | pf_skss_a_from_mw | pf_skss_b_from_mw | pf_skss_c_from_mw | pf_skss_a_to_mw | pf_skss_b_to_mw | pf_skss_c_to_mw | pf_p_a_from_mw | pf_p_b_from_mw | pf_p_c_from_mw | pf_p_a_to_mw | pf_p_b_to_mw | pf_p_c_to_mw | pf_q_a_from_mvar | pf_q_b_from_mvar | pf_q_c_from_mvar | pf_q_a_to_mvar | pf_q_b_to_mvar | pf_q_c_to_mvar | pf_ikss_a_from_degree | pf_ikss_b_from_degree | pf_ikss_c_from_degree | pf_ikss_a_to_degree | pf_ikss_b_to_degree | pf_ikss_c_to_degree | 3xI0 | pf_vm_a_from_pu | pf_vm_b_from_pu | pf_vm_c_from_pu | pf_vm_a_to_pu | pf_vm_b_to_pu | pf_vm_c_to_pu | pf_va_a_from_degree | pf_va_b_from_degree | pf_va_c_from_degree | pf_va_a_to_degree | pf_va_b_to_degree | pf_va_c_to_degree
Line0_1_2 | 0.00030627 | 0.00030627 | 0.00030627 | 0.00030665 | 0.00030665 | 0.00030665 | 7.073e-05 | 7.073e-05 | 7.073e-05 | 7.0817e-05 | 7.0817e-05 | 7.0817e-05 | -4.2346e-06 | -6.5123e-05 | 6.9433e-05 | 4.2403e-06 | 6.5204e-05 | -6.9518e-05 | -4.2484e-06 | 0.00011595 | 0.00010857 | 4.2546e-06 | -0.00011609 | -0.0001087 | 93.1394 | 93.1394 | 93.1394 | -86.8606 | -86.8606 | -86.8606 |  | 0.084807 | 1.8802 | 1.8221 | 0.084821 | 1.8802 | 1.822 | -41.7677 | -147.54 | 150.5395 | -41.7645 | -147.5396 | 150.5395
Line10_11_12 | 0.00030626 | 0.00030626 | 0.00030626 | 0.00030664 | 0.00030664 | 0.00030664 | 7.0728e-05 | 7.0728e-05 | 7.0728e-05 | 7.0815e-05 | 7.0815e-05 | 7.0815e-05 | -4.2355e-06 | -6.5121e-05 | 6.9432e-05 | 4.2412e-06 | 6.5202e-05 | -6.9517e-05 | -4.2501e-06 | 0.00011595 | 0.00010857 | 4.2563e-06 | -0.00011609 | -0.0001087 | 93.1401 | 93.1401 | 93.1401 | -86.8599 | -86.8599 | -86.8599 |  | 0.084835 | 1.8802 | 1.822 | 0.084849 | 1.8802 | 1.822 | -41.7614 | -147.5392 | 150.5394 | -41.7582 | -147.5389 | 150.5394
Line11_12_13 | 0.00030664 | 0.00030664 | 0.00030664 | 0.00030702 | 0.00030702 | 0.00030702 | 7.0815e-05 | 7.0815e-05 | 7.0815e-05 | 7.0902e-05 | 7.0902e-05 | 7.0902e-05 | -4.241e-06 | -6.5208e-05 | 6.9511e-05 | 4.2467e-06 | 6.5289e-05 | -6.9596e-05 | -4.2565e-06 | 0.00011608 | 0.0001087 | 4.2627e-06 | -0.00011623 | -0.00010883 | 93.137 | 93.137 | 93.137 | -86.863 | -86.863 | -86.863 |  | 0.084849 | 1.8802 | 1.822 | 0.084864 | 1.8802 | 1.822 | -41.7582 | -147.5389 | 150.5394 | -41.7551 | -147.5385 | 150.5393
Line12_13_15 | 1.1308e-06 | 1.1308e-06 | 1.1308e-06 | 0 | 0 | 0 | 2.6114e-07 | 2.6114e-07 | 2.6114e-07 | 0 | 0 | 0 | 1.4935e-08 | 2.5906e-07 | -2.3844e-07 | -9.7275e-09 | -1.7895e-07 | 1.5312e-07 | 1.6373e-08 | -4.1707e-07 | -4.1173e-07 | -1.1143e-08 | 2.7454e-07 | 2.7822e-07 | -89.3853 | -89.3846 | -89.3846 | 0 | 0 | 0 |  | 0.084864 | 1.8802 | 1.822 | 0.084863 | 1.8802 | 1.822 | -41.7551 | -147.5385 | 150.5393 | -41.7551 | -147.5385 | 150.5393
Line13_13_14 | 0.00030815 | 0.00030815 | 0.00030815 | 0.00030852 | 0.00030852 | 0.00030852 | 7.1163e-05 | 7.1163e-05 | 7.1163e-05 | 7.125e-05 | 7.125e-05 | 7.125e-05 | -4.2614e-06 | -6.5554e-05 | 6.9829e-05 | 4.267e-06 | 6.5634e-05 | -6.9913e-05 | -4.2793e-06 | 0.00011664 | 0.00010925 | 4.2855e-06 | -0.00011678 | -0.00010938 | 93.1247 | 93.1247 | 93.1247 | -86.8753 | -86.8753 | -86.8753 |  | 0.084864 | 1.8802 | 1.822 | 0.084878 | 1.8802 | 1.822 | -41.7551 | -147.5385 | 150.5393 | -41.7519 | -147.5381 | 150.5393
Line14_15_16 | 0 | 0 | 0 | 0 | 0 | 0 | 0 | 0 | 0 | 0 | 0 | 0 | 9.9564e-09 | 1.7271e-07 | -1.5896e-07 | -4.7493e-09 | -9.2592e-08 | 7.3638e-08 | 1.0915e-08 | -2.7805e-07 | -2.7449e-07 | -5.6855e-09 | 1.3552e-07 | 1.4098e-07 | 0 | 0 | 0 | 0 | 0 | 0 |  | 0.084863 | 1.8802 | 1.822 | 0.084863 | 1.8802 | 1.822 | -41.7551 | -147.5385 | 150.5393 | -41.7551 | -147.5385 | 150.5393
Line15_16_17 | 0 | 0 | 0 | 0 | 0 | 0 | 0 | 0 | 0 | 0 | 0 | 0 | 4.9782e-09 | 8.6354e-08 | -7.9481e-08 | 2.2894e-10 | -6.2377e-09 | -5.8428e-09 | 5.4576e-09 | -1.3902e-07 | -1.3724e-07 | -2.2794e-10 | -3.5061e-09 | 3.7341e-09 | 0 | 0 | 0 | 0 | 0 | 0 |  | 0.084863 | 1.8802 | 1.822 | 0.084863 | 1.8802 | 1.822 | -41.7551 | -147.5385 | 150.5393 | -41.7551 | -147.5385 | 150.5393
Line16_4_18 | 0.0027568 | 0 | 0 | 0.0027565 | 0 | 0 | 0.00063667 | 0 | 0 | 0.00063658 | 0 | 0 | 3.8059e-05 | 8.6368e-08 | -7.9483e-08 | -3.799e-05 | -6.2374e-09 | -5.8424e-09 | 3.8123e-05 | -1.3903e-07 | -1.3726e-07 | -3.7991e-05 | -3.5059e-09 | 3.734e-09 | -86.8599 | 0 | 0 | 93.1401 | 0 | 0 |  | 0.08461 | 1.8802 | 1.822 | 0.084399 | 1.8801 | 1.822 | -41.8119 | -147.5385 | 150.5393 | -41.8595 | -147.5374 | 150.5392
Line17_5_19 | 0 | 0 | 0 | 0 | 0 | 0 | 0 | 0 | 0 | 0 | 0 | 0 | 4.9762e-09 | 8.636e-08 | -7.9483e-08 | 2.2875e-10 | -6.2381e-09 | -5.8434e-09 | 5.4533e-09 | -1.3903e-07 | -1.3726e-07 | -2.2785e-10 | -3.5064e-09 | 3.7342e-09 | 0 | 0 | 0 | 0 | 0 | 0 |  | 0.084807 | 1.8802 | 1.8221 | 0.084807 | 1.8802 | 1.8221 | -41.7677 | -147.54 | 150.5395 | -41.7677 | -147.54 | 150.5395
Line1_1_3 | 0.00030551 | 0.00030551 | 0.00030551 | 0.00030589 | 0.00030589 | 0.00030589 | 7.0554e-05 | 7.0554e-05 | 7.0554e-05 | 7.0641e-05 | 7.0641e-05 | 7.0641e-05 | -4.2246e-06 | -6.4948e-05 | 6.9274e-05 | 4.2303e-06 | 6.5028e-05 | -6.9359e-05 | -4.2373e-06 | 0.00011567 | 0.00010829 | 4.2435e-06 | -0.00011581 | -0.00010842 | 93.1464 | 93.1463 | 93.1463 | -86.8537 | -86.8537 | -86.8537 |  | 0.084807 | 1.8802 | 1.8221 | 0.084821 | 1.8802 | 1.822 | -41.7677 | -147.54 | 150.5395 | -41.7645 | -147.5396 | 150.5395
Line2_1_4 | 0.0024487 | 0.0003078 | 0.0003078 | 0.0024483 | 0.00030817 | 0.00030817 | 0.0005655 | 7.1083e-05 | 7.1083e-05 | 0.00056541 | 7.1169e-05 | 7.1169e-05 | 3.3858e-05 | -6.5477e-05 | 6.9752e-05 | -3.3801e-05 | 6.5559e-05 | -6.9836e-05 | 3.3965e-05 | 0.00011651 | 0.00010913 | -3.3855e-05 | -0.00011665 | -0.00010926 | -86.8576 | 93.1252 | 93.1252 | 93.1424 | -86.8748 | -86.8748 |  | 0.084807 | 1.8802 | 1.8221 | 0.08461 | 1.8802 | 1.822 | -41.7677 | -147.54 | 150.5395 | -41.8119 | -147.5385 | 150.5393
Line3_1_5 | 0 | 0 | 0 | 0 | 0 | 0 | 0 | 0 | 0 | 0 | 0 | 0 | 9.9524e-09 | 1.7272e-07 | -1.5897e-07 | -4.7475e-09 | -9.2598e-08 | 7.364e-08 | 1.0907e-08 | -2.7807e-07 | -2.7451e-07 | -5.6811e-09 | 1.3553e-07 | 1.4099e-07 | 0 | 0 | 0 | 0 | 0 | 0 |  | 0.084807 | 1.8802 | 1.8221 | 0.084807 | 1.8802 | 1.8221 | -41.7677 | -147.54 | 150.5395 | -41.7677 | -147.54 | 150.5395
Line4_2_6 | 0.00030665 | 0.00030665 | 0.00030665 | 0.00030702 | 0.00030702 | 0.00030702 | 7.0817e-05 | 7.0817e-05 | 7.0817e-05 | 7.0904e-05 | 7.0904e-05 | 7.0904e-05 | -4.2401e-06 | -6.521e-05 | 6.9512e-05 | 4.2458e-06 | 6.5291e-05 | -6.9597e-05 | -4.2548e-06 | 0.00011609 | 0.00010871 | 4.261e-06 | -0.00011623 | -0.00010884 | 93.1363 | 93.1363 | 93.1363 | -86.8637 | -86.8637 | -86.8637 |  | 0.084821 | 1.8802 | 1.822 | 0.084835 | 1.8802 | 1.822 | -41.7645 | -147.5396 | 150.5395 | -41.7614 | -147.5392 | 150.5394
Line5_6_7 | 0.00030702 | 0.00030702 | 0.00030702 | 0.0003074 | 0.0003074 | 0.0003074 | 7.0904e-05 | 7.0904e-05 | 7.0904e-05 | 7.0991e-05 | 7.0991e-05 | 7.0991e-05 | -4.2455e-06 | -6.5297e-05 | 6.9591e-05 | 4.2512e-06 | 6.5378e-05 | -6.9676e-05 | -4.2612e-06 | 0.00011623 | 0.00010884 | 4.2674e-06 | -0.00011637 | -0.00010898 | 93.1332 | 93.1332 | 93.1332 | -86.8668 | -86.8668 | -86.8668 |  | 0.084835 | 1.8802 | 1.822 | 0.08485 | 1.8802 | 1.822 | -41.7614 | -147.5392 | 150.5394 | -41.7582 | -147.5389 | 150.5394
Line6_7_8 | 1.1308e-06 | 1.1308e-06 | 1.1308e-06 | 0 | 0 | 0 | 2.6114e-07 | 2.6114e-07 | 2.6114e-07 | 0 | 0 | 0 | 1.4933e-08 | 2.5907e-07 | -2.3844e-07 | -9.7265e-09 | -1.7895e-07 | 1.5312e-07 | 1.637e-08 | -4.1708e-07 | -4.1174e-07 | -1.1141e-08 | 2.7455e-07 | 2.7823e-07 | -89.3857 | -89.385 | -89.385 | 0 | 0 | 0 |  | 0.08485 | 1.8802 | 1.822 | 0.08485 | 1.8802 | 1.822 | -41.7582 | -147.5389 | 150.5394 | -41.7582 | -147.5389 | 150.5394
Line7_8_9 | 0 | 0 | 0 | 0 | 0 | 0 | 0 | 0 | 0 | 0 | 0 | 0 | 4.9777e-09 | 8.6356e-08 | -7.9481e-08 | 2.2889e-10 | -6.2378e-09 | -5.843e-09 | 5.4565e-09 | -1.3903e-07 | -1.3725e-07 | -2.2792e-10 | -3.5062e-09 | 3.7341e-09 | 0 | 0 | 0 | 0 | 0 | 0 |  | 0.08485 | 1.8802 | 1.822 | 0.084849 | 1.8802 | 1.822 | -41.7582 | -147.5389 | 150.5394 | -41.7582 | -147.5389 | 150.5394
Line8_8_10 | 0 | 0 | 0 | 0 | 0 | 0 | 0 | 0 | 0 | 0 | 0 | 0 | 4.9777e-09 | 8.6356e-08 | -7.9481e-08 | 2.2889e-10 | -6.2378e-09 | -5.843e-09 | 5.4565e-09 | -1.3903e-07 | -1.3725e-07 | -2.2792e-10 | -3.5062e-09 | 3.7341e-09 | 0 | 0 | 0 | 0 | 0 | 0 |  | 0.08485 | 1.8802 | 1.822 | 0.084849 | 1.8802 | 1.822 | -41.7582 | -147.5389 | 150.5394 | -41.7582 | -147.5389 | 150.5394
Line9_3_11 | 0.00030589 | 0.00030589 | 0.00030589 | 0.00030626 | 0.00030626 | 0.00030626 | 7.0641e-05 | 7.0641e-05 | 7.0641e-05 | 7.0728e-05 | 7.0728e-05 | 7.0728e-05 | -4.2301e-06 | -6.5034e-05 | 6.9353e-05 | 4.2358e-06 | 6.5115e-05 | -6.9438e-05 | -4.2437e-06 | 0.00011581 | 0.00010843 | 4.2499e-06 | -0.00011595 | -0.00010856 | 93.1432 | 93.1432 | 93.1432 | -86.8568 | -86.8568 | -86.8568 |  | 0.084821 | 1.8802 | 1.822 | 0.084835 | 1.8802 | 1.822 | -41.7645 | -147.5396 | 150.5395 | -41.7614 | -147.5392 | 150.5394

## LG_min_6
name | pf_ikss_a_from_ka | pf_ikss_b_from_ka | pf_ikss_c_from_ka | pf_ikss_a_to_ka | pf_ikss_b_to_ka | pf_ikss_c_to_ka | pf_skss_a_from_mw | pf_skss_b_from_mw | pf_skss_c_from_mw | pf_skss_a_to_mw | pf_skss_b_to_mw | pf_skss_c_to_mw | pf_p_a_from_mw | pf_p_b_from_mw | pf_p_c_from_mw | pf_p_a_to_mw | pf_p_b_to_mw | pf_p_c_to_mw | pf_q_a_from_mvar | pf_q_b_from_mvar | pf_q_c_from_mvar | pf_q_a_to_mvar | pf_q_b_to_mvar | pf_q_c_to_mvar | pf_ikss_a_from_degree | pf_ikss_b_from_degree | pf_ikss_c_from_degree | pf_ikss_a_to_degree | pf_ikss_b_to_degree | pf_ikss_c_to_degree | 3xI0 | pf_vm_a_from_pu | pf_vm_b_from_pu | pf_vm_c_from_pu | pf_vm_a_to_pu | pf_vm_b_to_pu | pf_vm_c_to_pu | pf_va_a_from_degree | pf_va_b_from_degree | pf_va_c_from_degree | pf_va_a_to_degree | pf_va_b_to_degree | pf_va_c_to_degree
Line0_1_2 | 0.00028013 | 0.00028013 | 0.00028013 | 0.00028047 | 0.00028047 | 0.00028047 | 6.4692e-05 | 6.4692e-05 | 6.4692e-05 | 6.4772e-05 | 6.4772e-05 | 6.4772e-05 | -2.1842e-08 | -5.318e-05 | 5.3268e-05 | 2.2624e-08 | 5.3246e-05 | -5.3333e-05 | -2.2753e-08 | 9.2185e-05 | 9.2108e-05 | 2.3567e-08 | -9.2298e-05 | -9.222e-05 | 90.0419 | 90.0419 | 90.0419 | -89.9582 | -89.9582 | -89.9582 |  | 0.00048754 | 1.6451 | 1.6447 | 0.00050437 | 1.6451 | 1.6447 | -43.7878 | -149.9785 | 150.0001 | -43.7878 | -149.9779 | 150.0003
Line10_11_12 | 0.00028012 | 0.00028012 | 0.00028012 | 0.00028046 | 0.00028046 | 0.00028046 | 6.469e-05 | 6.469e-05 | 6.469e-05 | 6.477e-05 | 6.477e-05 | 6.477e-05 | -2.3347e-08 | -5.3178e-05 | 5.3267e-05 | 2.413e-08 | 5.3244e-05 | -5.3332e-05 | -2.432e-08 | 9.2183e-05 | 9.2102e-05 | 2.5136e-08 | -9.2295e-05 | -9.2215e-05 | 90.0433 | 90.0433 | 90.0433 | -89.9568 | -89.9568 | -89.9568 |  | 0.00052113 | 1.6451 | 1.6447 | 0.00053795 | 1.6451 | 1.6447 | -43.7875 | -149.9773 | 150.0004 | -43.7875 | -149.9768 | 150.0005
Line11_12_13 | 0.00028046 | 0.00028046 | 0.00028046 | 0.00028081 | 0.00028081 | 0.00028081 | 6.477e-05 | 6.477e-05 | 6.477e-05 | 6.485e-05 | 6.485e-05 | 6.485e-05 | -2.4129e-08 | -5.3249e-05 | 5.3327e-05 | 2.4915e-08 | 5.3315e-05 | -5.3392e-05 | -2.5137e-08 | 9.2292e-05 | 9.2218e-05 | 2.5956e-08 | -9.2405e-05 | -9.233e-05 | 90.0402 | 90.0402 | 90.0402 | -89.9599 | -89.9599 | -89.9599 |  | 0.00053795 | 1.6451 | 1.6447 | 0.0005548 | 1.6451 | 1.6447 | -43.7875 | -149.9768 | 150.0005 | -43.7876 | -149.9762 | 150.0007
Line12_13_15 | 1.0342e-06 | 1.0342e-06 | 1.0342e-06 | 0 | 0 | 0 | 2.3884e-07 | 2.3884e-07 | 2.3884e-07 | 0 | 0 | 0 | 8.7466e-11 | 2.1115e-07 | -1.8149e-07 | -5.6911e-11 | -1.4572e-07 | 1.1604e-07 | 9.9543e-11 | -3.3136e-07 | -3.4838e-07 | -6.7693e-11 | 2.1805e-07 | 2.3512e-07 | -92.4825 | -92.4818 | -92.4818 | 0 | 0 | 0 |  | 0.0005548 | 1.6451 | 1.6447 | 0.00055475 | 1.6451 | 1.6447 | -43.7876 | -149.9762 | 150.0007 | -43.7873 | -149.9762 | 150.0007
Line13_13_14 | 0.00028184 | 0.00028184 | 0.00028184 | 0.00028218 | 0.00028218 | 0.00028218 | 6.5088e-05 | 6.5088e-05 | 6.5088e-05 | 6.5168e-05 | 6.5168e-05 | 6.5168e-05 | -2.5001e-08 | -5.3531e-05 | 5.3568e-05 | 2.5795e-08 | 5.3597e-05 | -5.3633e-05 | -2.6057e-08 | 9.2733e-05 | 9.2681e-05 | 2.6884e-08 | -9.2846e-05 | -9.2794e-05 | 90.0278 | 90.0278 | 90.0278 | -89.9722 | -89.9722 | -89.9722 |  | 0.0005548 | 1.6451 | 1.6447 | 0.00057173 | 1.6451 | 1.6447 | -43.7876 | -149.9762 | 150.0007 | -43.788 | -149.9756 | 150.0008
Line14_15_16 | 0 | 0 | 0 | 0 | 0 | 0 | 0 | 0 | 0 | 0 | 0 | 0 | 5.8305e-11 | 1.4076e-07 | -1.2099e-07 | -2.7757e-11 | -7.5342e-08 | 5.554e-08 | 6.6356e-11 | -2.2091e-07 | -2.3225e-07 | -3.4513e-11 | 1.0759e-07 | 1.1899e-07 | 0 | 0 | 0 | 0 | 0 | 0 |  | 0.00055475 | 1.6451 | 1.6447 | 0.00055472 | 1.6451 | 1.6447 | -43.7873 | -149.9762 | 150.0007 | -43.7871 | -149.9762 | 150.0007
Line15_16_17 | 0 | 0 | 0 | 0 | 0 | 0 | 0 | 0 | 0 | 0 | 0 | 0 | 2.9151e-11 | 7.0382e-08 | -6.0497e-08 | 1.3938e-12 | -4.9592e-09 | -4.9567e-09 | 3.3176e-11 | -1.1045e-07 | -1.1613e-07 | -1.3371e-12 | -2.8631e-09 | 2.8645e-09 | 0 | 0 | 0 | 0 | 0 | 0 |  | 0.00055472 | 1.6451 | 1.6447 | 0.00055471 | 1.6451 | 1.6447 | -43.7871 | -149.9762 | 150.0007 | -43.787 | -149.9762 | 150.0007
Line16_4_18 | 0.0025215 | 0 | 0 | 0.0025212 | 0 | 0 | 0.00058232 | 0 | 0 | 0.00058224 | 0 | 0 | 1.0172e-07 | 7.0399e-08 | -6.0493e-08 | 7.3416e-15 | -4.959e-09 | -4.9563e-09 | 1.0596e-07 | -1.1046e-07 | -1.1614e-07 | -1.0638e-15 | -2.8629e-09 | 2.8645e-09 | -89.9578 | 0 | 0 | 90.0422 | 0 | 0 |  | 0.00025223 | 1.6451 | 1.6447 | 0 | 1.6451 | 1.6446 | -43.7885 | -149.9762 | 150.0007 | 0 | -149.9745 | 150.0011
Line17_5_19 | 0 | 0 | 0 | 0 | 0 | 0 | 0 | 0 | 0 | 0 | 0 | 0 | 2.5619e-11 | 7.0388e-08 | -6.0498e-08 | 1.225e-12 | -4.9595e-09 | -4.9573e-09 | 2.9159e-11 | -1.1046e-07 | -1.1614e-07 | -1.1751e-12 | -2.8633e-09 | 2.8646e-09 | 0 | 0 | 0 | 0 | 0 | 0 |  | 0.00048751 | 1.6451 | 1.6447 | 0.0004875 | 1.6451 | 1.6447 | -43.7876 | -149.9785 | 150.0001 | -43.7875 | -149.9785 | 150.0001
Line1_1_3 | 0.00027943 | 0.00027943 | 0.00027943 | 0.00027977 | 0.00027977 | 0.00027977 | 6.4531e-05 | 6.4531e-05 | 6.4531e-05 | 6.4611e-05 | 6.4611e-05 | 6.4611e-05 | -2.1791e-08 | -5.3035e-05 | 5.3148e-05 | 2.2569e-08 | 5.3101e-05 | -5.3212e-05 | -2.2694e-08 | 9.1963e-05 | 9.1872e-05 | 2.3504e-08 | -9.2076e-05 | -9.1984e-05 | 90.0495 | 90.0495 | 90.0495 | -89.9505 | -89.9505 | -89.9505 |  | 0.00048754 | 1.6451 | 1.6447 | 0.00050433 | 1.6451 | 1.6447 | -43.7878 | -149.9785 | 150.0001 | -43.7876 | -149.9779 | 150.0003
Line2_1_4 | 0.0022396 | 0.00028152 | 0.00028152 | 0.0022393 | 0.00028187 | 0.00028187 | 0.00051722 | 6.5014e-05 | 6.5014e-05 | 0.00051714 | 6.5094e-05 | 6.5094e-05 | 1.7464e-07 | -5.347e-05 | 5.3508e-05 | -9.0337e-08 | 5.3539e-05 | -5.357e-05 | 1.8191e-07 | 9.263e-05 | 9.2581e-05 | -9.4094e-08 | -9.274e-05 | -9.2691e-05 | -89.9553 | 90.026 | 90.026 | 90.0447 | -89.974 | -89.974 |  | 0.00048754 | 1.6451 | 1.6447 | 0.00025223 | 1.6451 | 1.6447 | -43.7878 | -149.9785 | 150.0001 | -43.7885 | -149.9762 | 150.0007
Line3_1_5 | 0 | 0 | 0 | 0 | 0 | 0 | 0 | 0 | 0 | 0 | 0 | 0 | 5.1242e-11 | 1.4078e-07 | -1.21e-07 | -2.4394e-11 | -7.5347e-08 | 5.5541e-08 | 5.8322e-11 | -2.2092e-07 | -2.3228e-07 | -3.0335e-11 | 1.076e-07 | 1.19e-07 | 0 | 0 | 0 | 0 | 0 | 0 |  | 0.00048754 | 1.6451 | 1.6447 | 0.00048751 | 1.6451 | 1.6447 | -43.7878 | -149.9785 | 150.0001 | -43.7876 | -149.9785 | 150.0001
Line4_2_6 | 0.00028047 | 0.00028047 | 0.00028047 | 0.00028081 | 0.00028081 | 0.00028081 | 6.4772e-05 | 6.4772e-05 | 6.4772e-05 | 6.4851e-05 | 6.4851e-05 | 6.4851e-05 | -2.2622e-08 | -5.3251e-05 | 5.3328e-05 | 2.3407e-08 | 5.3317e-05 | -5.3392e-05 | -2.3569e-08 | 9.2295e-05 | 9.2223e-05 | 2.4386e-08 | -9.2408e-05 | -9.2335e-05 | 90.0388 | 90.0387 | 90.0387 | -89.9613 | -89.9613 | -89.9613 |  | 0.00050437 | 1.6451 | 1.6447 | 0.00052121 | 1.6451 | 1.6447 | -43.7878 | -149.9779 | 150.0003 | -43.788 | -149.9773 | 150.0004
Line5_6_7 | 0.00028081 | 0.00028081 | 0.00028081 | 0.00028116 | 0.00028116 | 0.00028116 | 6.4851e-05 | 6.4851e-05 | 6.4851e-05 | 6.4931e-05 | 6.4931e-05 | 6.4931e-05 | -2.3405e-08 | -5.3322e-05 | 5.3387e-05 | 2.4193e-08 | 5.3388e-05 | -5.3452e-05 | -2.4387e-08 | 9.2405e-05 | 9.2338e-05 | 2.5207e-08 | -9.2517e-05 | -9.2451e-05 | 90.0357 | 90.0357 | 90.0357 | -89.9644 | -89.9644 | -89.9644 |  | 0.00052121 | 1.6451 | 1.6447 | 0.00053808 | 1.6451 | 1.6447 | -43.788 | -149.9773 | 150.0004 | -43.7882 | -149.9768 | 150.0005
Line6_7_8 | 1.0342e-06 | 1.0342e-06 | 1.0342e-06 | 0 | 0 | 0 | 2.3885e-07 | 2.3885e-07 | 2.3885e-07 | 0 | 0 | 0 | 8.4831e-11 | 2.1115e-07 | -1.8149e-07 | -5.5197e-11 | -1.4573e-07 | 1.1604e-07 | 9.6544e-11 | -3.3137e-07 | -3.4839e-07 | -6.5654e-11 | 2.1805e-07 | 2.3513e-07 | -92.4832 | -92.4825 | -92.4825 | 0 | 0 | 0 |  | 0.00053808 | 1.6451 | 1.6447 | 0.00053803 | 1.6451 | 1.6447 | -43.7882 | -149.9768 | 150.0005 | -43.7879 | -149.9768 | 150.0005
Line7_8_9 | 0 | 0 | 0 | 0 | 0 | 0 | 0 | 0 | 0 | 0 | 0 | 0 | 2.8274e-11 | 7.0384e-08 | -6.0497e-08 | 1.3519e-12 | -4.9593e-09 | -4.9569e-09 | 3.2179e-11 | -1.1046e-07 | -1.1613e-07 | -1.2969e-12 | -2.8632e-09 | 2.8645e-09 | 0 | 0 | 0 | 0 | 0 | 0 |  | 0.00053803 | 1.6451 | 1.6447 | 0.00053802 | 1.6451 | 1.6447 | -43.7879 | -149.9768 | 150.0005 | -43.7878 | -149.9768 | 150.0005
Line8_8_10 | 0 | 0 | 0 | 0 | 0 | 0 | 0 | 0 | 0 | 0 | 0 | 0 | 2.8274e-11 | 7.0384e-08 | -6.0497e-08 | 1.3519e-12 | -4.9593e-09 | -4.9569e-09 | 3.2179e-11 | -1.1046e-07 | -1.1613e-07 | -1.2969e-12 | -2.8632e-09 | 2.8645e-09 | 0 | 0 | 0 | 0 | 0 | 0 |  | 0.00053803 | 1.6451 | 1.6447 | 0.00053802 | 1.6451 | 1.6447 | -43.7879 | -149.9768 | 150.0005 | -43.7878 | -149.9768 | 150.0005
Line9_3_11 | 0.00027977 | 0.00027977 | 0.00027977 | 0.00028012 | 0.00028012 | 0.00028012 | 6.4611e-05 | 6.4611e-05 | 6.4611e-05 | 6.469e-05 | 6.469e-05 | 6.469e-05 | -2.2567e-08 | -5.3106e-05 | 5.3207e-05 | 2.3348e-08 | 5.3173e-05 | -5.3272e-05 | -2.3505e-08 | 9.2073e-05 | 9.1987e-05 | 2.4318e-08 | -9.2186e-05 | -9.2099e-05 | 90.0464 | 90.0464 | 90.0464 | -89.9537 | -89.9537 | -89.9537 |  | 0.00050433 | 1.6451 | 1.6447 | 0.00052113 | 1.6451 | 1.6447 | -43.7876 | -149.9779 | 150.0003 | -43.7875 | -149.9773 | 150.0004

## LG_min_10
name | pf_ikss_a_from_ka | pf_ikss_b_from_ka | pf_ikss_c_from_ka | pf_ikss_a_to_ka | pf_ikss_b_to_ka | pf_ikss_c_to_ka | pf_skss_a_from_mw | pf_skss_b_from_mw | pf_skss_c_from_mw | pf_skss_a_to_mw | pf_skss_b_to_mw | pf_skss_c_to_mw | pf_p_a_from_mw | pf_p_b_from_mw | pf_p_c_from_mw | pf_p_a_to_mw | pf_p_b_to_mw | pf_p_c_to_mw | pf_q_a_from_mvar | pf_q_b_from_mvar | pf_q_c_from_mvar | pf_q_a_to_mvar | pf_q_b_to_mvar | pf_q_c_to_mvar | pf_ikss_a_from_degree | pf_ikss_b_from_degree | pf_ikss_c_from_degree | pf_ikss_a_to_degree | pf_ikss_b_to_degree | pf_ikss_c_to_degree | 3xI0 | pf_vm_a_from_pu | pf_vm_b_from_pu | pf_vm_c_from_pu | pf_vm_a_to_pu | pf_vm_b_to_pu | pf_vm_c_to_pu | pf_va_a_from_degree | pf_va_b_from_degree | pf_va_c_from_degree | pf_va_a_to_degree | pf_va_b_to_degree | pf_va_c_to_degree
Line0_1_2 | 0.00026538 | 0.00026538 | 0.00026538 | 0.00026571 | 0.00026571 | 0.00026571 | 6.1287e-05 | 6.1287e-05 | 6.1287e-05 | 6.1363e-05 | 6.1363e-05 | 6.1363e-05 | -1.9603e-08 | -4.7729e-05 | 4.7808e-05 | 2.0305e-08 | 4.7789e-05 | -4.7866e-05 | -2.0421e-08 | 8.2737e-05 | 8.2667e-05 | 2.1152e-08 | -8.2838e-05 | -8.2768e-05 | 90.0419 | 90.0419 | 90.0419 | -89.9582 | -89.9582 | -89.9582 |  | 0.00046188 | 1.5585 | 1.5582 | 0.00047782 | 1.5585 | 1.5582 | -43.7878 | -149.9785 | 150.0001 | -43.7878 | -149.9779 | 150.0003
Line10_11_12 | 0.00026537 | 0.00026537 | 0.00026537 | 0.0002657 | 0.0002657 | 0.0002657 | 6.1286e-05 | 6.1286e-05 | 6.1286e-05 | 6.1361e-05 | 6.1361e-05 | 6.1361e-05 | -2.0954e-08 | -4.7727e-05 | 4.7808e-05 | 2.1657e-08 | 4.7787e-05 | -4.7866e-05 | -2.1827e-08 | 8.2735e-05 | 8.2662e-05 | 2.2559e-08 | -8.2836e-05 | -8.2763e-05 | 90.0433 | 90.0433 | 90.0433 | -89.9568 | -89.9568 | -89.9568 |  | 0.0004937 | 1.5585 | 1.5581 | 0.00050964 | 1.5585 | 1.5581 | -43.7875 | -149.9773 | 150.0004 | -43.7875 | -149.9768 | 150.0005
Line11_12_13 | 0.0002657 | 0.0002657 | 0.0002657 | 0.00026603 | 0.00026603 | 0.00026603 | 6.1361e-05 | 6.1361e-05 | 6.1361e-05 | 6.1436e-05 | 6.1436e-05 | 6.1436e-05 | -2.1656e-08 | -4.7791e-05 | 4.7861e-05 | 2.2361e-08 | 4.785e-05 | -4.7919e-05 | -2.2561e-08 | 8.2833e-05 | 8.2766e-05 | 2.3296e-08 | -8.2934e-05 | -8.2867e-05 | 90.0402 | 90.0402 | 90.0402 | -89.9599 | -89.9599 | -89.9599 |  | 0.00050964 | 1.5585 | 1.5581 | 0.0005256 | 1.5585 | 1.5581 | -43.7875 | -149.9768 | 150.0005 | -43.7876 | -149.9762 | 150.0007
Line12_13_15 | 0 | 0 | 0 | 0 | 0 | 0 | 0 | 0 | 0 | 0 | 0 | 0 | 7.8502e-11 | 1.8951e-07 | -1.6289e-07 | -5.1078e-11 | -1.3079e-07 | 1.0414e-07 | 8.9341e-11 | -2.974e-07 | -3.1267e-07 | -6.0755e-11 | 1.957e-07 | 2.1102e-07 | 0 | 0 | 0 | 0 | 0 | 0 |  | 0.0005256 | 1.5585 | 1.5581 | 0.00052555 | 1.5585 | 1.5581 | -43.7876 | -149.9762 | 150.0007 | -43.7873 | -149.9762 | 150.0007
Line13_13_14 | 0.00026701 | 0.00026701 | 0.00026701 | 0.00026733 | 0.00026733 | 0.00026733 | 6.1662e-05 | 6.1662e-05 | 6.1662e-05 | 6.1738e-05 | 6.1738e-05 | 6.1738e-05 | -2.2438e-08 | -4.8044e-05 | 4.8078e-05 | 2.3152e-08 | 4.8104e-05 | -4.8136e-05 | -2.3386e-08 | 8.3229e-05 | 8.3182e-05 | 2.4129e-08 | -8.333e-05 | -8.3283e-05 | 90.0278 | 90.0278 | 90.0278 | -89.9722 | -89.9722 | -89.9722 |  | 0.0005256 | 1.5585 | 1.5581 | 0.00054164 | 1.5585 | 1.5581 | -43.7876 | -149.9762 | 150.0007 | -43.788 | -149.9756 | 150.0008
Line14_15_16 | 0 | 0 | 0 | 0 | 0 | 0 | 0 | 0 | 0 | 0 | 0 | 0 | 5.2329e-11 | 1.2634e-07 | -1.0859e-07 | -2.4912e-11 | -6.762e-08 | 4.9848e-08 | 5.9555e-11 | -1.9827e-07 | -2.0845e-07 | -3.0976e-11 | 9.6564e-08 | 1.068e-07 | 0 | 0 | 0 | 0 | 0 | 0 |  | 0.00052555 | 1.5585 | 1.5581 | 0.00052552 | 1.5585 | 1.5581 | -43.7873 | -149.9762 | 150.0007 | -43.7871 | -149.9762 | 150.0007
Line15_16_17 | 0 | 0 | 0 | 0 | 0 | 0 | 0 | 0 | 0 | 0 | 0 | 0 | 2.6163e-11 | 6.3169e-08 | -5.4296e-08 | 1.2509e-12 | -4.4509e-09 | -4.4487e-09 | 2.9776e-11 | -9.9134e-08 | -1.0422e-07 | -1.2e-12 | -2.5697e-09 | 2.5709e-09 | 0 | 0 | 0 | 0 | 0 | 0 |  | 0.00052552 | 1.5585 | 1.5581 | 0.00052551 | 1.5585 | 1.5581 | -43.7871 | -149.9762 | 150.0007 | -43.787 | -149.9762 | 150.0007
Line16_4_18 | 0.0023888 | 0 | 0 | 0.0023885 | 0 | 0 | 0.00055167 | 0 | 0 | 0.00055159 | 0 | 0 | 9.1292e-08 | 6.3184e-08 | -5.4293e-08 | 6.5893e-15 | -4.4507e-09 | -4.4483e-09 | 9.5097e-08 | -9.9138e-08 | -1.0424e-07 | -9.5468e-16 | -2.5695e-09 | 2.5709e-09 | -89.9578 | 0 | 0 | 90.0422 | 0 | 0 |  | 0.00023896 | 1.5585 | 1.5581 | 0 | 1.5585 | 1.5581 | -43.7885 | -149.9762 | 150.0007 | 0 | -149.9745 | 150.0011
Line17_5_19 | 0 | 0 | 0 | 0 | 0 | 0 | 0 | 0 | 0 | 0 | 0 | 0 | 2.2993e-11 | 6.3174e-08 | -5.4297e-08 | 1.0995e-12 | -4.4512e-09 | -4.4492e-09 | 2.6171e-11 | -9.9139e-08 | -1.0424e-07 | -1.0546e-12 | -2.5699e-09 | 2.571e-09 | 0 | 0 | 0 | 0 | 0 | 0 |  | 0.00046185 | 1.5585 | 1.5582 | 0.00046184 | 1.5585 | 1.5582 | -43.7876 | -149.9785 | 150.0001 | -43.7875 | -149.9785 | 150.0001
Line1_1_3 | 0.00026472 | 0.00026472 | 0.00026472 | 0.00026505 | 0.00026505 | 0.00026505 | 6.1135e-05 | 6.1135e-05 | 6.1135e-05 | 6.121e-05 | 6.121e-05 | 6.121e-05 | -1.9557e-08 | -4.76e-05 | 4.77e-05 | 2.0256e-08 | 4.7659e-05 | -4.7759e-05 | -2.0368e-08 | 8.2538e-05 | 8.2455e-05 | 2.1095e-08 | -8.2639e-05 | -8.2556e-05 | 90.0495 | 90.0495 | 90.0495 | -89.9505 | -89.9505 | -89.9505 |  | 0.00046188 | 1.5585 | 1.5582 | 0.00047778 | 1.5585 | 1.5582 | -43.7878 | -149.9785 | 150.0001 | -43.7876 | -149.9779 | 150.0003
Line2_1_4 | 0.0021218 | 0.0002667 | 0.0002667 | 0.0021214 | 0.00026703 | 0.00026703 | 0.00049 | 6.1593e-05 | 6.1593e-05 | 0.00048992 | 6.1668e-05 | 6.1668e-05 | 1.5674e-07 | -4.799e-05 | 4.8023e-05 | -8.1078e-08 | 4.8051e-05 | -4.8079e-05 | 1.6326e-07 | 8.3136e-05 | 8.3092e-05 | -8.445e-08 | -8.3235e-05 | -8.3191e-05 | -89.9553 | 90.026 | 90.026 | 90.0447 | -89.974 | -89.974 |  | 0.00046188 | 1.5585 | 1.5582 | 0.00023896 | 1.5585 | 1.5581 | -43.7878 | -149.9785 | 150.0001 | -43.7885 | -149.9762 | 150.0007
Line3_1_5 | 0 | 0 | 0 | 0 | 0 | 0 | 0 | 0 | 0 | 0 | 0 | 0 | 4.599e-11 | 1.2635e-07 | -1.0859e-07 | -2.1894e-11 | -6.7625e-08 | 4.9848e-08 | 5.2345e-11 | -1.9828e-07 | -2.0847e-07 | -2.7226e-11 | 9.6569e-08 | 1.0681e-07 | 0 | 0 | 0 | 0 | 0 | 0 |  | 0.00046188 | 1.5585 | 1.5582 | 0.00046185 | 1.5585 | 1.5582 | -43.7878 | -149.9785 | 150.0001 | -43.7876 | -149.9785 | 150.0001
Line4_2_6 | 0.00026571 | 0.00026571 | 0.00026571 | 0.00026603 | 0.00026603 | 0.00026603 | 6.1363e-05 | 6.1363e-05 | 6.1363e-05 | 6.1438e-05 | 6.1438e-05 | 6.1438e-05 | -2.0304e-08 | -4.7793e-05 | 4.7862e-05 | 2.1008e-08 | 4.7852e-05 | -4.792e-05 | -2.1153e-08 | 8.2835e-05 | 8.2771e-05 | 2.1886e-08 | -8.2936e-05 | -8.2872e-05 | 90.0388 | 90.0387 | 90.0387 | -89.9613 | -89.9613 | -89.9613 |  | 0.00047782 | 1.5585 | 1.5582 | 0.00049378 | 1.5585 | 1.5581 | -43.7878 | -149.9779 | 150.0003 | -43.788 | -149.9773 | 150.0004
Line5_6_7 | 0.00026603 | 0.00026603 | 0.00026603 | 0.00026636 | 0.00026636 | 0.00026636 | 6.1438e-05 | 6.1438e-05 | 6.1438e-05 | 6.1513e-05 | 6.1513e-05 | 6.1513e-05 | -2.1007e-08 | -4.7857e-05 | 4.7915e-05 | 2.1713e-08 | 4.7916e-05 | -4.7974e-05 | -2.1887e-08 | 8.2934e-05 | 8.2874e-05 | 2.2623e-08 | -8.3035e-05 | -8.2975e-05 | 90.0357 | 90.0357 | 90.0357 | -89.9644 | -89.9644 | -89.9644 |  | 0.00049378 | 1.5585 | 1.5581 | 0.00050976 | 1.5585 | 1.5581 | -43.788 | -149.9773 | 150.0004 | -43.7882 | -149.9768 | 150.0005
Line6_7_8 | 0 | 0 | 0 | 0 | 0 | 0 | 0 | 0 | 0 | 0 | 0 | 0 | 7.6137e-11 | 1.8951e-07 | -1.6289e-07 | -4.9539e-11 | -1.3079e-07 | 1.0414e-07 | 8.6649e-11 | -2.974e-07 | -3.1268e-07 | -5.8925e-11 | 1.957e-07 | 2.1103e-07 | 0 | 0 | 0 | 0 | 0 | 0 |  | 0.00050976 | 1.5585 | 1.5581 | 0.00050971 | 1.5585 | 1.5581 | -43.7882 | -149.9768 | 150.0005 | -43.7879 | -149.9768 | 150.0005
Line7_8_9 | 0 | 0 | 0 | 0 | 0 | 0 | 0 | 0 | 0 | 0 | 0 | 0 | 2.5376e-11 | 6.317e-08 | -5.4297e-08 | 1.2133e-12 | -4.451e-09 | -4.4488e-09 | 2.888e-11 | -9.9135e-08 | -1.0423e-07 | -1.1639e-12 | -2.5697e-09 | 2.5709e-09 | 0 | 0 | 0 | 0 | 0 | 0 |  | 0.00050971 | 1.5585 | 1.5581 | 0.0005097 | 1.5585 | 1.5581 | -43.7879 | -149.9768 | 150.0005 | -43.7878 | -149.9768 | 150.0005
Line8_8_10 | 0 | 0 | 0 | 0 | 0 | 0 | 0 | 0 | 0 | 0 | 0 | 0 | 2.5376e-11 | 6.317e-08 | -5.4297e-08 | 1.2133e-12 | -4.451e-09 | -4.4488e-09 | 2.888e-11 | -9.9135e-08 | -1.0423e-07 | -1.1639e-12 | -2.5697e-09 | 2.5709e-09 | 0 | 0 | 0 | 0 | 0 | 0 |  | 0.00050971 | 1.5585 | 1.5581 | 0.0005097 | 1.5585 | 1.5581 | -43.7879 | -149.9768 | 150.0005 | -43.7878 | -149.9768 | 150.0005
Line9_3_11 | 0.00026505 | 0.00026505 | 0.00026505 | 0.00026537 | 0.00026537 | 0.00026537 | 6.121e-05 | 6.121e-05 | 6.121e-05 | 6.1286e-05 | 6.1286e-05 | 6.1286e-05 | -2.0254e-08 | -4.7663e-05 | 4.7754e-05 | 2.0955e-08 | 4.7723e-05 | -4.7812e-05 | -2.1096e-08 | 8.2636e-05 | 8.2559e-05 | 2.1826e-08 | -8.2737e-05 | -8.266e-05 | 90.0464 | 90.0464 | 90.0464 | -89.9537 | -89.9537 | -89.9537 |  | 0.00047778 | 1.5585 | 1.5582 | 0.0004937 | 1.5585 | 1.5581 | -43.7876 | -149.9779 | 150.0003 | -43.7875 | -149.9773 | 150.0004

## LG_min_fault_6
name | pf_ikss_a_from_ka | pf_ikss_b_from_ka | pf_ikss_c_from_ka | pf_ikss_a_to_ka | pf_ikss_b_to_ka | pf_ikss_c_to_ka | pf_skss_a_from_mw | pf_skss_b_from_mw | pf_skss_c_from_mw | pf_skss_a_to_mw | pf_skss_b_to_mw | pf_skss_c_to_mw | pf_p_a_from_mw | pf_p_b_from_mw | pf_p_c_from_mw | pf_p_a_to_mw | pf_p_b_to_mw | pf_p_c_to_mw | pf_q_a_from_mvar | pf_q_b_from_mvar | pf_q_c_from_mvar | pf_q_a_to_mvar | pf_q_b_to_mvar | pf_q_c_to_mvar | pf_ikss_a_from_degree | pf_ikss_b_from_degree | pf_ikss_c_from_degree | pf_ikss_a_to_degree | pf_ikss_b_to_degree | pf_ikss_c_to_degree | 3xI0 | pf_vm_a_from_pu | pf_vm_b_from_pu | pf_vm_c_from_pu | pf_vm_a_to_pu | pf_vm_b_to_pu | pf_vm_c_to_pu | pf_va_a_from_degree | pf_va_b_from_degree | pf_va_c_from_degree | pf_va_a_to_degree | pf_va_b_to_degree | pf_va_c_to_degree
Line0_1_2 | 0.0002645 | 0.0002645 | 0.0002645 | 0.00026483 | 0.00026483 | 0.00026483 | 6.1085e-05 | 6.1085e-05 | 6.1085e-05 | 6.116e-05 | 6.116e-05 | 6.116e-05 | -3.1678e-06 | -4.8566e-05 | 5.1793e-05 | 3.1723e-06 | 4.8627e-05 | -5.1856e-05 | -3.1687e-06 | 8.6491e-05 | 8.0969e-05 | 3.1733e-06 | -8.6597e-05 | -8.1068e-05 | 93.1496 | 93.1496 | 93.1496 | -86.8505 | -86.8505 | -86.8505 |  | 0.07335 | 1.6239 | 1.5735 | 0.073366 | 1.6239 | 1.5735 | -41.8424 | -147.5355 | 150.5438 | -41.8421 | -147.5349 | 150.5439
Line10_11_12 | 0.0002645 | 0.0002645 | 0.0002645 | 0.00026482 | 0.00026482 | 0.00026482 | 6.1083e-05 | 6.1083e-05 | 6.1083e-05 | 6.1158e-05 | 6.1158e-05 | 6.1158e-05 | -3.1691e-06 | -4.8564e-05 | 5.1793e-05 | 3.1737e-06 | 4.8625e-05 | -5.1856e-05 | -3.1699e-06 | 8.6489e-05 | 8.0964e-05 | 3.1745e-06 | -8.6595e-05 | -8.1063e-05 | 93.151 | 93.151 | 93.151 | -86.8491 | -86.8491 | -86.8491 |  | 0.073382 | 1.6239 | 1.5735 | 0.073398 | 1.6239 | 1.5735 | -41.8419 | -147.5344 | 150.544 | -41.8416 | -147.5339 | 150.5441
Line11_12_13 | 0.00026482 | 0.00026482 | 0.00026482 | 0.00026515 | 0.00026515 | 0.00026515 | 6.1158e-05 | 6.1158e-05 | 6.1158e-05 | 6.1233e-05 | 6.1233e-05 | 6.1233e-05 | -3.1735e-06 | -4.8629e-05 | 5.1851e-05 | 3.1781e-06 | 4.869e-05 | -5.1914e-05 | -3.1747e-06 | 8.6592e-05 | 8.1066e-05 | 3.1793e-06 | -8.6698e-05 | -8.1165e-05 | 93.1479 | 93.1479 | 93.1479 | -86.8522 | -86.8522 | -86.8522 |  | 0.073398 | 1.6239 | 1.5735 | 0.073413 | 1.6239 | 1.5734 | -41.8416 | -147.5339 | 150.5441 | -41.8414 | -147.5333 | 150.5443
Line12_13_15 | 0 | 0 | 0 | 0 | 0 | 0 | 0 | 0 | 0 | 0 | 0 | 0 | 1.1178e-08 | 1.932e-07 | -1.7786e-07 | -7.2815e-09 | -1.3346e-07 | 1.1422e-07 | 1.2213e-08 | -3.1111e-07 | -3.0706e-07 | -8.3128e-09 | 2.0479e-07 | 2.0749e-07 | 0 | 0 | 0 | 0 | 0 | 0 |  | 0.073413 | 1.6239 | 1.5734 | 0.073413 | 1.6239 | 1.5734 | -41.8414 | -147.5333 | 150.5443 | -41.8414 | -147.5333 | 150.5443
Line13_13_14 | 0.00026612 | 0.00026612 | 0.00026612 | 0.00026645 | 0.00026645 | 0.00026645 | 6.1459e-05 | 6.1459e-05 | 6.1459e-05 | 6.1534e-05 | 6.1534e-05 | 6.1534e-05 | -3.1891e-06 | -4.8888e-05 | 5.2088e-05 | 3.1937e-06 | 4.8948e-05 | -5.2151e-05 | -3.1917e-06 | 8.7006e-05 | 8.1475e-05 | 3.1963e-06 | -8.7112e-05 | -8.1574e-05 | 93.1355 | 93.1355 | 93.1355 | -86.8645 | -86.8645 | -86.8645 |  | 0.073413 | 1.6239 | 1.5734 | 0.073429 | 1.6239 | 1.5734 | -41.8414 | -147.5333 | 150.5443 | -41.8411 | -147.5328 | 150.5444
Line14_15_16 | 0 | 0 | 0 | 0 | 0 | 0 | 0 | 0 | 0 | 0 | 0 | 0 | 7.4522e-09 | 1.288e-07 | -1.1858e-07 | -3.5554e-09 | -6.9054e-08 | 5.4931e-08 | 8.1422e-09 | -2.0741e-07 | -2.0471e-07 | -4.2417e-09 | 1.0109e-07 | 1.0514e-07 | 0 | 0 | 0 | 0 | 0 | 0 |  | 0.073413 | 1.6239 | 1.5734 | 0.073413 | 1.6239 | 1.5734 | -41.8414 | -147.5333 | 150.5443 | -41.8414 | -147.5333 | 150.5443
Line15_16_17 | 0 | 0 | 0 | 0 | 0 | 0 | 0 | 0 | 0 | 0 | 0 | 0 | 3.7261e-09 | 6.4402e-08 | -5.9288e-08 | 1.7075e-10 | -4.6529e-09 | -4.3574e-09 | 4.0711e-09 | -1.037e-07 | -1.0235e-07 | -1.7059e-10 | -2.6148e-09 | 2.7854e-09 | 0 | 0 | 0 | 0 | 0 | 0 |  | 0.073413 | 1.6239 | 1.5734 | 0.073413 | 1.6239 | 1.5734 | -41.8414 | -147.5333 | 150.5443 | -41.8414 | -147.5333 | 150.5443
Line16_4_18 | 0.0023809 | 0 | 0 | 0.0023806 | 0 | 0 | 0.00054984 | 0 | 0 | 0.00054977 | 0 | 0 | 2.843e-05 | 6.4417e-08 | -5.9285e-08 | -2.8335e-05 | -4.6527e-09 | -4.357e-09 | 2.8434e-05 | -1.0371e-07 | -1.0237e-07 | -2.8336e-05 | -2.6146e-09 | 2.7853e-09 | -86.8501 | 0 | 0 | 93.15 | 0 | 0 |  | 0.073128 | 1.6239 | 1.5734 | 0.07289 | 1.6238 | 1.5734 | -41.8459 | -147.5333 | 150.5443 | -41.8497 | -147.5317 | 150.5446
Line17_5_19 | 0 | 0 | 0 | 0 | 0 | 0 | 0 | 0 | 0 | 0 | 0 | 0 | 3.723e-09 | 6.4407e-08 | -5.9289e-08 | 1.7062e-10 | -4.6532e-09 | -4.3579e-09 | 4.0679e-09 | -1.0371e-07 | -1.0236e-07 | -1.7044e-10 | -2.615e-09 | 2.7855e-09 | 0 | 0 | 0 | 0 | 0 | 0 |  | 0.07335 | 1.6239 | 1.5735 | 0.07335 | 1.6239 | 1.5735 | -41.8424 | -147.5355 | 150.5438 | -41.8424 | -147.5355 | 150.5438
Line1_1_3 | 0.00026385 | 0.00026385 | 0.00026385 | 0.00026417 | 0.00026417 | 0.00026417 | 6.0933e-05 | 6.0933e-05 | 6.0933e-05 | 6.1008e-05 | 6.1008e-05 | 6.1008e-05 | -3.1603e-06 | -4.8434e-05 | 5.1675e-05 | 3.1649e-06 | 4.8495e-05 | -5.1738e-05 | -3.1604e-06 | 8.6283e-05 | 8.0761e-05 | 3.165e-06 | -8.6389e-05 | -8.086e-05 | 93.1572 | 93.1572 | 93.1572 | -86.8428 | -86.8428 | -86.8428 |  | 0.07335 | 1.6239 | 1.5735 | 0.073366 | 1.6239 | 1.5735 | -41.8424 | -147.5355 | 150.5438 | -41.8421 | -147.5349 | 150.5439
Line2_1_4 | 0.0021147 | 0.00026582 | 0.00026582 | 0.0021144 | 0.00026615 | 0.00026615 | 0.00048838 | 6.1389e-05 | 6.1389e-05 | 0.0004883 | 6.1464e-05 | 6.1464e-05 | 2.5328e-05 | -4.8832e-05 | 5.2029e-05 | -2.5249e-05 | 4.8895e-05 | -5.209e-05 | 2.5333e-05 | 8.6909e-05 | 8.1387e-05 | -2.5251e-05 | -8.7012e-05 | -8.1484e-05 | -86.8476 | 93.1337 | 93.1337 | 93.1524 | -86.8663 | -86.8663 |  | 0.07335 | 1.6239 | 1.5735 | 0.073128 | 1.6239 | 1.5734 | -41.8424 | -147.5355 | 150.5438 | -41.8459 | -147.5333 | 150.5443
Line3_1_5 | 0 | 0 | 0 | 0 | 0 | 0 | 0 | 0 | 0 | 0 | 0 | 0 | 7.4459e-09 | 1.2881e-07 | -1.1858e-07 | -3.5523e-09 | -6.906e-08 | 5.4931e-08 | 8.1358e-09 | -2.0742e-07 | -2.0473e-07 | -4.2384e-09 | 1.0109e-07 | 1.0515e-07 | 0 | 0 | 0 | 0 | 0 | 0 |  | 0.07335 | 1.6239 | 1.5735 | 0.07335 | 1.6239 | 1.5735 | -41.8424 | -147.5355 | 150.5438 | -41.8424 | -147.5355 | 150.5438
Line4_2_6 | 0.00026483 | 0.00026483 | 0.00026483 | 0.00026515 | 0.00026515 | 0.00026515 | 6.116e-05 | 6.116e-05 | 6.116e-05 | 6.1235e-05 | 6.1235e-05 | 6.1235e-05 | -3.1722e-06 | -4.8632e-05 | 5.1852e-05 | 3.1767e-06 | 4.8692e-05 | -5.1915e-05 | -3.1734e-06 | 8.6594e-05 | 8.1071e-05 | 3.178e-06 | -8.67e-05 | -8.117e-05 | 93.1465 | 93.1465 | 93.1465 | -86.8536 | -86.8536 | -86.8536 |  | 0.073366 | 1.6239 | 1.5735 | 0.073382 | 1.6239 | 1.5735 | -41.8421 | -147.5349 | 150.5439 | -41.8419 | -147.5344 | 150.544
Line5_6_7 | 0.00026515 | 0.00026515 | 0.00026515 | 0.00026548 | 0.00026548 | 0.00026548 | 6.1235e-05 | 6.1235e-05 | 6.1235e-05 | 6.131e-05 | 6.131e-05 | 6.131e-05 | -3.1766e-06 | -4.8697e-05 | 5.1911e-05 | 3.1811e-06 | 4.8757e-05 | -5.1974e-05 | -3.1782e-06 | 8.6697e-05 | 8.1172e-05 | 3.1828e-06 | -8.6803e-05 | -8.1271e-05 | 93.1434 | 93.1434 | 93.1434 | -86.8567 | -86.8567 | -86.8567 |  | 0.073382 | 1.6239 | 1.5735 | 0.073398 | 1.6239 | 1.5735 | -41.8419 | -147.5344 | 150.544 | -41.8416 | -147.5339 | 150.5441
Line6_7_8 | 0 | 0 | 0 | 0 | 0 | 0 | 0 | 0 | 0 | 0 | 0 | 0 | 1.1176e-08 | 1.9321e-07 | -1.7787e-07 | -7.2799e-09 | -1.3346e-07 | 1.1422e-07 | 1.2211e-08 | -3.1112e-07 | -3.0707e-07 | -8.3112e-09 | 2.048e-07 | 2.075e-07 | 0 | 0 | 0 | 0 | 0 | 0 |  | 0.073398 | 1.6239 | 1.5735 | 0.073398 | 1.6239 | 1.5735 | -41.8416 | -147.5339 | 150.5441 | -41.8416 | -147.5339 | 150.5441
Line7_8_9 | 0 | 0 | 0 | 0 | 0 | 0 | 0 | 0 | 0 | 0 | 0 | 0 | 3.7253e-09 | 6.4403e-08 | -5.9288e-08 | 1.7072e-10 | -4.653e-09 | -4.3575e-09 | 4.0703e-09 | -1.0371e-07 | -1.0236e-07 | -1.7055e-10 | -2.6148e-09 | 2.7854e-09 | 0 | 0 | 0 | 0 | 0 | 0 |  | 0.073398 | 1.6239 | 1.5735 | 0.073398 | 1.6239 | 1.5735 | -41.8416 | -147.5339 | 150.5441 | -41.8416 | -147.5339 | 150.5441
Line8_8_10 | 0 | 0 | 0 | 0 | 0 | 0 | 0 | 0 | 0 | 0 | 0 | 0 | 3.7253e-09 | 6.4403e-08 | -5.9288e-08 | 1.7072e-10 | -4.653e-09 | -4.3575e-09 | 4.0703e-09 | -1.0371e-07 | -1.0236e-07 | -1.7055e-10 | -2.6148e-09 | 2.7854e-09 | 0 | 0 | 0 | 0 | 0 | 0 |  | 0.073398 | 1.6239 | 1.5735 | 0.073398 | 1.6239 | 1.5735 | -41.8416 | -147.5339 | 150.5441 | -41.8416 | -147.5339 | 150.5441
Line9_3_11 | 0.00026417 | 0.00026417 | 0.00026417 | 0.0002645 | 0.0002645 | 0.0002645 | 6.1008e-05 | 6.1008e-05 | 6.1008e-05 | 6.1083e-05 | 6.1083e-05 | 6.1083e-05 | -3.1647e-06 | -4.8499e-05 | 5.1734e-05 | 3.1693e-06 | 4.856e-05 | -5.1797e-05 | -3.1651e-06 | 8.6386e-05 | 8.0863e-05 | 3.1697e-06 | -8.6492e-05 | -8.0962e-05 | 93.1541 | 93.1541 | 93.1541 | -86.8459 | -86.846 | -86.846 |  | 0.073366 | 1.6239 | 1.5735 | 0.073382 | 1.6239 | 1.5735 | -41.8421 | -147.5349 | 150.5439 | -41.8419 | -147.5344 | 150.544

## LG_min_fault_10
name | pf_ikss_a_from_ka | pf_ikss_b_from_ka | pf_ikss_c_from_ka | pf_ikss_a_to_ka | pf_ikss_b_to_ka | pf_ikss_c_to_ka | pf_skss_a_from_mw | pf_skss_b_from_mw | pf_skss_c_from_mw | pf_skss_a_to_mw | pf_skss_b_to_mw | pf_skss_c_to_mw | pf_p_a_from_mw | pf_p_b_from_mw | pf_p_c_from_mw | pf_p_a_to_mw | pf_p_b_to_mw | pf_p_c_to_mw | pf_q_a_from_mvar | pf_q_b_from_mvar | pf_q_c_from_mvar | pf_q_a_to_mvar | pf_q_b_to_mvar | pf_q_c_to_mvar | pf_ikss_a_from_degree | pf_ikss_b_from_degree | pf_ikss_c_from_degree | pf_ikss_a_to_degree | pf_ikss_b_to_degree | pf_ikss_c_to_degree | 3xI0 | pf_vm_a_from_pu | pf_vm_b_from_pu | pf_vm_c_from_pu | pf_vm_a_to_pu | pf_vm_b_to_pu | pf_vm_c_to_pu | pf_va_a_from_degree | pf_va_b_from_degree | pf_va_c_from_degree | pf_va_a_to_degree | pf_va_b_to_degree | pf_va_c_to_degree
Line0_1_2 | 0.00025058 | 0.00025058 | 0.00025058 | 0.00025089 | 0.00025089 | 0.00025089 | 5.787e-05 | 5.787e-05 | 5.787e-05 | 5.7941e-05 | 5.7941e-05 | 5.7941e-05 | -2.8431e-06 | -4.3589e-05 | 4.6485e-05 | 2.8472e-06 | 4.3643e-05 | -4.6541e-05 | -2.8439e-06 | 7.7627e-05 | 7.267e-05 | 2.848e-06 | -7.7721e-05 | -7.2759e-05 | 93.1496 | 93.1496 | 93.1496 | -86.8505 | -86.8505 | -86.8505 |  | 0.069489 | 1.5384 | 1.4907 | 0.069504 | 1.5384 | 1.4907 | -41.8424 | -147.5355 | 150.5438 | -41.8421 | -147.5349 | 150.5439
Line10_11_12 | 0.00025058 | 0.00025058 | 0.00025058 | 0.00025088 | 0.00025088 | 0.00025088 | 5.7868e-05 | 5.7868e-05 | 5.7868e-05 | 5.7939e-05 | 5.7939e-05 | 5.7939e-05 | -2.8443e-06 | -4.3587e-05 | 4.6484e-05 | 2.8484e-06 | 4.3641e-05 | -4.6541e-05 | -2.845e-06 | 7.7624e-05 | 7.2666e-05 | 2.8491e-06 | -7.7719e-05 | -7.2755e-05 | 93.151 | 93.151 | 93.151 | -86.8491 | -86.8491 | -86.8491 |  | 0.069519 | 1.5384 | 1.4907 | 0.069535 | 1.5384 | 1.4907 | -41.8419 | -147.5344 | 150.544 | -41.8416 | -147.5339 | 150.5441
Line11_12_13 | 0.00025088 | 0.00025088 | 0.00025088 | 0.00025119 | 0.00025119 | 0.00025119 | 5.7939e-05 | 5.7939e-05 | 5.7939e-05 | 5.801e-05 | 5.801e-05 | 5.801e-05 | -2.8483e-06 | -4.3645e-05 | 4.6537e-05 | 2.8524e-06 | 4.37e-05 | -4.6593e-05 | -2.8493e-06 | 7.7717e-05 | 7.2757e-05 | 2.8534e-06 | -7.7812e-05 | -7.2846e-05 | 93.1479 | 93.1479 | 93.1479 | -86.8522 | -86.8522 | -86.8522 |  | 0.069535 | 1.5384 | 1.4907 | 0.06955 | 1.5384 | 1.4906 | -41.8416 | -147.5339 | 150.5441 | -41.8414 | -147.5333 | 150.5443
Line12_13_15 | 0 | 0 | 0 | 0 | 0 | 0 | 0 | 0 | 0 | 0 | 0 | 0 | 1.0033e-08 | 1.734e-07 | -1.5963e-07 | -6.5352e-09 | -1.1978e-07 | 1.0251e-07 | 1.0962e-08 | -2.7923e-07 | -2.7559e-07 | -7.4608e-09 | 1.838e-07 | 1.8622e-07 | 0 | 0 | 0 | 0 | 0 | 0 |  | 0.06955 | 1.5384 | 1.4906 | 0.06955 | 1.5384 | 1.4906 | -41.8414 | -147.5333 | 150.5443 | -41.8414 | -147.5333 | 150.5443
Line13_13_14 | 0.00025212 | 0.00025212 | 0.00025212 | 0.00025242 | 0.00025242 | 0.00025242 | 5.8224e-05 | 5.8224e-05 | 5.8224e-05 | 5.8295e-05 | 5.8295e-05 | 5.8295e-05 | -2.8622e-06 | -4.3877e-05 | 4.6749e-05 | 2.8663e-06 | 4.3931e-05 | -4.6806e-05 | -2.8645e-06 | 7.8089e-05 | 7.3124e-05 | 2.8687e-06 | -7.8183e-05 | -7.3213e-05 | 93.1355 | 93.1355 | 93.1355 | -86.8645 | -86.8645 | -86.8645 |  | 0.06955 | 1.5384 | 1.4906 | 0.069565 | 1.5384 | 1.4906 | -41.8414 | -147.5333 | 150.5443 | -41.8411 | -147.5328 | 150.5444
Line14_15_16 | 0 | 0 | 0 | 0 | 0 | 0 | 0 | 0 | 0 | 0 | 0 | 0 | 6.6884e-09 | 1.156e-07 | -1.0642e-07 | -3.191e-09 | -6.1977e-08 | 4.9301e-08 | 7.3077e-09 | -1.8615e-07 | -1.8372e-07 | -3.807e-09 | 9.0728e-08 | 9.4362e-08 | 0 | 0 | 0 | 0 | 0 | 0 |  | 0.06955 | 1.5384 | 1.4906 | 0.06955 | 1.5384 | 1.4906 | -41.8414 | -147.5333 | 150.5443 | -41.8414 | -147.5333 | 150.5443
Line15_16_17 | 0 | 0 | 0 | 0 | 0 | 0 | 0 | 0 | 0 | 0 | 0 | 0 | 3.3442e-09 | 5.7801e-08 | -5.3211e-08 | 1.5325e-10 | -4.176e-09 | -3.9108e-09 | 3.6539e-09 | -9.3075e-08 | -9.1862e-08 | -1.531e-10 | -2.3468e-09 | 2.4999e-09 | 0 | 0 | 0 | 0 | 0 | 0 |  | 0.06955 | 1.5384 | 1.4906 | 0.069549 | 1.5384 | 1.4906 | -41.8414 | -147.5333 | 150.5443 | -41.8414 | -147.5333 | 150.5443
Line16_4_18 | 0.0022556 | 0 | 0 | 0.0022553 | 0 | 0 | 0.0005209 | 0 | 0 | 0.00052083 | 0 | 0 | 2.5516e-05 | 5.7815e-08 | -5.3209e-08 | -2.5431e-05 | -4.1758e-09 | -3.9105e-09 | 2.552e-05 | -9.308e-08 | -9.1876e-08 | -2.5431e-05 | -2.3466e-09 | 2.4999e-09 | -86.8501 | 0 | 0 | 93.15 | 0 | 0 |  | 0.069279 | 1.5384 | 1.4906 | 0.069053 | 1.5384 | 1.4906 | -41.8459 | -147.5333 | 150.5443 | -41.8497 | -147.5317 | 150.5446
Line17_5_19 | 0 | 0 | 0 | 0 | 0 | 0 | 0 | 0 | 0 | 0 | 0 | 0 | 3.3414e-09 | 5.7806e-08 | -5.3213e-08 | 1.5313e-10 | -4.1763e-09 | -3.9113e-09 | 3.651e-09 | -9.308e-08 | -9.1873e-08 | -1.5297e-10 | -2.347e-09 | 2.5e-09 | 0 | 0 | 0 | 0 | 0 | 0 |  | 0.069489 | 1.5384 | 1.4907 | 0.069489 | 1.5384 | 1.4907 | -41.8424 | -147.5355 | 150.5438 | -41.8424 | -147.5355 | 150.5438
Line1_1_3 | 0.00024996 | 0.00024996 | 0.00024996 | 0.00025027 | 0.00025027 | 0.00025027 | 5.7726e-05 | 5.7726e-05 | 5.7726e-05 | 5.7797e-05 | 5.7797e-05 | 5.7797e-05 | -2.8364e-06 | -4.347e-05 | 4.6379e-05 | 2.8405e-06 | 4.3524e-05 | -4.6436e-05 | -2.8365e-06 | 7.744e-05 | 7.2484e-05 | 2.8406e-06 | -7.7534e-05 | -7.2572e-05 | 93.1572 | 93.1572 | 93.1572 | -86.8428 | -86.8428 | -86.8428 |  | 0.069489 | 1.5384 | 1.4907 | 0.069504 | 1.5384 | 1.4907 | -41.8424 | -147.5355 | 150.5438 | -41.8421 | -147.5349 | 150.5439
Line2_1_4 | 0.0020034 | 0.00025183 | 0.00025183 | 0.0020031 | 0.00025214 | 0.00025214 | 0.00046268 | 5.8158e-05 | 5.8158e-05 | 0.0004626 | 5.8229e-05 | 5.8229e-05 | 2.2732e-05 | -4.3827e-05 | 4.6696e-05 | -2.2661e-05 | 4.3884e-05 | -4.6751e-05 | 2.2736e-05 | 7.8001e-05 | 7.3045e-05 | -2.2663e-05 | -7.8094e-05 | -7.3132e-05 | -86.8476 | 93.1337 | 93.1337 | 93.1524 | -86.8663 | -86.8663 |  | 0.069489 | 1.5384 | 1.4907 | 0.069279 | 1.5384 | 1.4906 | -41.8424 | -147.5355 | 150.5438 | -41.8459 | -147.5333 | 150.5443
Line3_1_5 | 0 | 0 | 0 | 0 | 0 | 0 | 0 | 0 | 0 | 0 | 0 | 0 | 6.6828e-09 | 1.1561e-07 | -1.0642e-07 | -3.1882e-09 | -6.1982e-08 | 4.9301e-08 | 7.302e-09 | -1.8616e-07 | -1.8375e-07 | -3.804e-09 | 9.0733e-08 | 9.4373e-08 | 0 | 0 | 0 | 0 | 0 | 0 |  | 0.069489 | 1.5384 | 1.4907 | 0.069489 | 1.5384 | 1.4907 | -41.8424 | -147.5355 | 150.5438 | -41.8424 | -147.5355 | 150.5438
Line4_2_6 | 0.00025089 | 0.00025089 | 0.00025089 | 0.0002512 | 0.0002512 | 0.0002512 | 5.7941e-05 | 5.7941e-05 | 5.7941e-05 | 5.8012e-05 | 5.8012e-05 | 5.8012e-05 | -2.8471e-06 | -4.3647e-05 | 4.6537e-05 | 2.8512e-06 | 4.3701e-05 | -4.6594e-05 | -2.8482e-06 | 7.7719e-05 | 7.2762e-05 | 2.8523e-06 | -7.7814e-05 | -7.285e-05 | 93.1465 | 93.1465 | 93.1465 | -86.8536 | -86.8536 | -86.8536 |  | 0.069504 | 1.5384 | 1.4907 | 0.06952 | 1.5384 | 1.4907 | -41.8421 | -147.5349 | 150.5439 | -41.8419 | -147.5344 | 150.544
Line5_6_7 | 0.0002512 | 0.0002512 | 0.0002512 | 0.00025151 | 0.00025151 | 0.00025151 | 5.8012e-05 | 5.8012e-05 | 5.8012e-05 | 5.8083e-05 | 5.8083e-05 | 5.8083e-05 | -2.851e-06 | -4.3706e-05 | 4.659e-05 | 2.8551e-06 | 4.376e-05 | -4.6647e-05 | -2.8525e-06 | 7.7812e-05 | 7.2853e-05 | 2.8566e-06 | -7.7906e-05 | -7.2941e-05 | 93.1434 | 93.1434 | 93.1434 | -86.8567 | -86.8567 | -86.8567 |  | 0.06952 | 1.5384 | 1.4907 | 0.069535 | 1.5384 | 1.4907 | -41.8419 | -147.5344 | 150.544 | -41.8416 | -147.5339 | 150.5441
Line6_7_8 | 0 | 0 | 0 | 0 | 0 | 0 | 0 | 0 | 0 | 0 | 0 | 0 | 1.0031e-08 | 1.7341e-07 | -1.5964e-07 | -6.5338e-09 | -1.1978e-07 | 1.0251e-07 | 1.0959e-08 | -2.7923e-07 | -2.756e-07 | -7.4593e-09 | 1.8381e-07 | 1.8623e-07 | 0 | 0 | 0 | 0 | 0 | 0 |  | 0.069535 | 1.5384 | 1.4907 | 0.069535 | 1.5384 | 1.4907 | -41.8416 | -147.5339 | 150.5441 | -41.8416 | -147.5339 | 150.5441
Line7_8_9 | 0 | 0 | 0 | 0 | 0 | 0 | 0 | 0 | 0 | 0 | 0 | 0 | 3.3435e-09 | 5.7802e-08 | -5.3212e-08 | 1.5322e-10 | -4.1761e-09 | -3.9109e-09 | 3.6531e-09 | -9.3076e-08 | -9.1865e-08 | -1.5307e-10 | -2.3468e-09 | 2.4999e-09 | 0 | 0 | 0 | 0 | 0 | 0 |  | 0.069535 | 1.5384 | 1.4907 | 0.069535 | 1.5384 | 1.4907 | -41.8416 | -147.5339 | 150.5441 | -41.8416 | -147.5339 | 150.5441
Line8_8_10 | 0 | 0 | 0 | 0 | 0 | 0 | 0 | 0 | 0 | 0 | 0 | 0 | 3.3435e-09 | 5.7802e-08 | -5.3212e-08 | 1.5322e-10 | -4.1761e-09 | -3.9109e-09 | 3.6531e-09 | -9.3076e-08 | -9.1865e-08 | -1.5307e-10 | -2.3468e-09 | 2.4999e-09 | 0 | 0 | 0 | 0 | 0 | 0 |  | 0.069535 | 1.5384 | 1.4907 | 0.069535 | 1.5384 | 1.4907 | -41.8416 | -147.5339 | 150.5441 | -41.8416 | -147.5339 | 150.5441
Line9_3_11 | 0.00025027 | 0.00025027 | 0.00025027 | 0.00025058 | 0.00025058 | 0.00025058 | 5.7797e-05 | 5.7797e-05 | 5.7797e-05 | 5.7868e-05 | 5.7868e-05 | 5.7868e-05 | -2.8404e-06 | -4.3528e-05 | 4.6432e-05 | 2.8445e-06 | 4.3583e-05 | -4.6488e-05 | -2.8407e-06 | 7.7532e-05 | 7.2575e-05 | 2.8449e-06 | -7.7627e-05 | -7.2664e-05 | 93.1541 | 93.1541 | 93.1541 | -86.8459 | -86.846 | -86.846 |  | 0.069504 | 1.5384 | 1.4907 | 0.069519 | 1.5384 | 1.4907 | -41.8421 | -147.5349 | 150.5439 | -41.8419 | -147.5344 | 150.544

## LLG_max_6
name | pf_ikss_a_from_ka | pf_ikss_b_from_ka | pf_ikss_c_from_ka | pf_ikss_a_to_ka | pf_ikss_b_to_ka | pf_ikss_c_to_ka | pf_skss_a_from_mw | pf_skss_b_from_mw | pf_skss_c_from_mw | pf_skss_a_to_mw | pf_skss_b_to_mw | pf_skss_c_to_mw | pf_p_a_from_mw | pf_p_b_from_mw | pf_p_c_from_mw | pf_p_a_to_mw | pf_p_b_to_mw | pf_p_c_to_mw | pf_q_a_from_mvar | pf_q_b_from_mvar | pf_q_c_from_mvar | pf_q_a_to_mvar | pf_q_b_to_mvar | pf_q_c_to_mvar | pf_ikss_a_from_degree | pf_ikss_b_from_degree | pf_ikss_c_from_degree | pf_ikss_a_to_degree | pf_ikss_b_to_degree | pf_ikss_c_to_degree | 3xI0 | pf_vm_a_from_pu | pf_vm_b_from_pu | pf_vm_c_from_pu | pf_vm_a_to_pu | pf_vm_b_to_pu | pf_vm_c_to_pu | pf_va_a_from_degree | pf_va_b_from_degree | pf_va_c_from_degree | pf_va_a_to_degree | pf_va_b_to_degree | pf_va_c_to_degree
Line0_1_2 | 0.00015486 | 0.00015483 | 0.00015489 | 0.00015505 | 0.00015502 | 0.00015508 | 3.5764e-05 | 3.5757e-05 | 3.5771e-05 | 3.5808e-05 | 3.5801e-05 | 3.5815e-05 | 2.1902e-08 | 2.1549e-05 | -2.156e-05 | -2.1785e-08 | -2.1576e-05 | 2.1586e-05 | 5.6323e-05 | -2.817e-06 | 2.8149e-06 | -5.6392e-05 | 2.8207e-06 | -2.8181e-06 | -89.9762 | -89.9789 | -89.9734 | 90.0238 | 90.0211 | 90.0266 |  | 1.5749 | 0.60778 | 0.60784 | 1.5748 | 0.60778 | 0.60784 | 0.0015523 | -97.4267 | 82.588 | 0.0016742 | -97.4273 | 82.5887
Line10_11_12 | 0.00015486 | 0.00015483 | 0.00015489 | 0.00015505 | 0.00015502 | 0.00015508 | 3.5763e-05 | 3.5756e-05 | 3.577e-05 | 3.5807e-05 | 3.58e-05 | 3.5814e-05 | 2.2383e-08 | 2.1549e-05 | -2.156e-05 | -2.2266e-08 | -2.1575e-05 | 2.1586e-05 | 5.6321e-05 | -2.8177e-06 | 2.8146e-06 | -5.639e-05 | 2.8214e-06 | -2.8178e-06 | -89.9754 | -89.9782 | -89.9727 | 90.0245 | 90.0218 | 90.0273 |  | 1.5748 | 0.60778 | 0.60784 | 1.5748 | 0.60777 | 0.60784 | 0.0017957 | -97.428 | 82.5894 | 0.0019177 | -97.4287 | 82.59
Line11_12_13 | 0.00015505 | 0.00015503 | 0.00015507 | 0.00015524 | 0.00015522 | 0.00015526 | 3.5807e-05 | 3.5802e-05 | 3.5813e-05 | 3.5851e-05 | 3.5846e-05 | 3.5857e-05 | 1.9236e-08 | 2.1576e-05 | -2.1586e-05 | -1.912e-08 | -2.1602e-05 | 2.1612e-05 | 5.639e-05 | -2.8205e-06 | 2.8164e-06 | -5.6459e-05 | 2.8242e-06 | -2.8196e-06 | -89.9785 | -89.9808 | -89.9762 | 90.0214 | 90.0191 | 90.0237 |  | 1.5748 | 0.60777 | 0.60784 | 1.5748 | 0.60777 | 0.60785 | 0.0019177 | -97.4287 | 82.59 | 0.0020398 | -97.4293 | 82.5907
Line12_13_15 | 0 | 0 | 0 | 0 | 0 | 0 | 0 | 0 | 0 | 0 | 0 | 0 | 9.0784e-09 | -8.192e-08 | 7.8002e-08 | -9.0829e-09 | 5.5419e-08 | -5.1497e-08 | -2.0775e-07 | 7.6804e-09 | -6.0832e-09 | 1.385e-07 | -4.2222e-09 | 2.6338e-09 | 0 | 0 | 0 | 0 | 0 | 0 |  | 1.5748 | 0.60777 | 0.60785 | 1.5748 | 0.60777 | 0.60785 | 0.0020398 | -97.4293 | 82.5907 | 0.0020394 | -97.4293 | 82.5907
Line13_13_14 | 0.00015581 | 0.00015581 | 0.00015582 | 0.000156 | 0.000156 | 0.00015601 | 3.5983e-05 | 3.5982e-05 | 3.5984e-05 | 3.6027e-05 | 3.6026e-05 | 3.6028e-05 | 7.0108e-09 | 2.1685e-05 | -2.169e-05 | -6.8938e-09 | -2.1711e-05 | 2.1716e-05 | 5.6667e-05 | -2.831e-06 | 2.8243e-06 | -5.6736e-05 | 2.8347e-06 | -2.8275e-06 | -89.9909 | -89.9913 | -89.9904 | 90.0091 | 90.0087 | 90.0096 |  | 1.5748 | 0.60777 | 0.60785 | 1.5748 | 0.60777 | 0.60785 | 0.0020398 | -97.4293 | 82.5907 | 0.0021626 | -97.43 | 82.5914
Line14_15_16 | 0 | 0 | 0 | 0 | 0 | 0 | 0 | 0 | 0 | 0 | 0 | 0 | 6.0523e-09 | -5.4613e-08 | 5.2001e-08 | -6.0567e-09 | 2.8113e-08 | -2.5496e-08 | -1.385e-07 | 5.1203e-09 | -4.0554e-09 | 6.9249e-08 | -1.662e-09 | 6.0604e-10 | 0 | 0 | 0 | 0 | 0 | 0 |  | 1.5748 | 0.60777 | 0.60785 | 1.5748 | 0.60777 | 0.60785 | 0.0020394 | -97.4293 | 82.5907 | 0.0020391 | -97.4293 | 82.5907
Line15_16_17 | 0 | 0 | 0 | 0 | 0 | 0 | 0 | 0 | 0 | 0 | 0 | 0 | 3.0261e-09 | -2.7307e-08 | 2.6001e-08 | -3.0306e-09 | 8.0628e-10 | 5.0412e-10 | -6.9248e-08 | 2.5601e-09 | -2.0277e-09 | 2.163e-13 | 8.9812e-10 | -1.4217e-09 | 0 | 0 | 0 | 0 | 0 | 0 |  | 1.5748 | 0.60777 | 0.60785 | 1.5748 | 0.60777 | 0.60785 | 0.0020391 | -97.4293 | 82.5907 | 0.002039 | -97.4293 | 82.5907
Line16_4_18 | 0 | 3.1385 | 3.1389 | 0 | 3.1385 | 3.1389 | 0 | 0.7248 | 0.72491 | 0 | 0.7248 | 0.72491 | 3.0293e-09 | 0.098489 | 0.098541 | -3.0304e-09 | 4.2321e-12 | -4.0716e-12 | -6.9255e-08 | 0.19701 | 0.19705 | 2.5459e-13 | 8.2086e-12 | -8.1435e-12 | 0 | -160.8663 | 19.1577 | 0 | 19.1337 | -160.8423 |  | 1.5748 | 0.30389 | 0.30392 | 1.5748 | 0 | 0 | 0.0020406 | -97.4273 | 82.5887 | 0.0024061 | 0 | 0
Line17_5_19 | 0 | 0 | 0 | 0 | 0 | 0 | 0 | 0 | 0 | 0 | 0 | 0 | 3.0275e-09 | -2.7308e-08 | 2.6001e-08 | -3.0308e-09 | 8.0623e-10 | 5.0406e-10 | -6.9253e-08 | 2.5583e-09 | -2.0283e-09 | 1.656e-13 | 8.9823e-10 | -1.4218e-09 | 0 | 0 | 0 | 0 | 0 | 0 |  | 1.5749 | 0.60778 | 0.60784 | 1.5749 | 0.60778 | 0.60784 | 0.001552 | -97.4267 | 82.588 | 0.0015519 | -97.4267 | 82.588
Line1_1_3 | 0.00015448 | 0.00015444 | 0.00015452 | 0.00015467 | 0.00015463 | 0.00015471 | 3.5675e-05 | 3.5666e-05 | 3.5684e-05 | 3.5719e-05 | 3.571e-05 | 3.5728e-05 | 2.8676e-08 | 2.1494e-05 | -2.1507e-05 | -2.856e-08 | -2.1521e-05 | 2.1534e-05 | 5.6183e-05 | -2.8121e-06 | 2.811e-06 | -5.6252e-05 | 2.8158e-06 | -2.8143e-06 | -89.9692 | -89.9729 | -89.9655 | 90.0308 | 90.0271 | 90.0345 |  | 1.5749 | 0.60778 | 0.60784 | 1.5748 | 0.60778 | 0.60784 | 0.0015523 | -97.4267 | 82.588 | 0.0016739 | -97.4273 | 82.5887
Line2_1_4 | 0.00015563 | 3.1385 | 3.1389 | 0.00015583 | 3.1385 | 3.1389 | 3.5942e-05 | 0.72481 | 0.7249 | 3.5986e-05 | 0.72481 | 0.7249 | 7.989e-09 | 0.197 | 0.19706 | -7.5087e-09 | -0.0985 | -0.09853 | 5.6604e-05 | 0.39403 | 0.39409 | -5.6672e-05 | -0.19701 | -0.19705 | -89.9904 | -160.8636 | 19.1551 | 90.0096 | 19.1364 | -160.8449 |  | 1.5749 | 0.60778 | 0.60784 | 1.5748 | 0.30389 | 0.30392 | 0.0015523 | -97.4267 | 82.588 | 0.0020406 | -97.4273 | 82.5887
Line3_1_5 | 0 | 0 | 0 | 0 | 0 | 0 | 0 | 0 | 0 | 0 | 0 | 0 | 6.0551e-09 | -5.4617e-08 | 5.2003e-08 | -6.0583e-09 | 2.8115e-08 | -2.5497e-08 | -1.3851e-07 | 5.1167e-09 | -4.0567e-09 | 6.9253e-08 | -1.6601e-09 | 6.0659e-10 | 0 | 0 | 0 | 0 | 0 | 0 |  | 1.5749 | 0.60778 | 0.60784 | 1.5749 | 0.60778 | 0.60784 | 0.0015523 | -97.4267 | 82.588 | 0.001552 | -97.4267 | 82.588
Line4_2_6 | 0.00015505 | 0.00015503 | 0.00015508 | 0.00015524 | 0.00015522 | 0.00015527 | 3.5808e-05 | 3.5803e-05 | 3.5814e-05 | 3.5852e-05 | 3.5846e-05 | 3.5858e-05 | 1.8754e-08 | 2.1577e-05 | -2.1586e-05 | -1.8638e-08 | -2.1603e-05 | 2.1613e-05 | 5.6392e-05 | -2.8198e-06 | 2.8167e-06 | -5.6461e-05 | 2.8235e-06 | -2.8199e-06 | -89.9793 | -89.9816 | -89.977 | 90.0207 | 90.0184 | 90.023 |  | 1.5748 | 0.60778 | 0.60784 | 1.5748 | 0.60778 | 0.60784 | 0.0016742 | -97.4273 | 82.5887 | 0.0017964 | -97.428 | 82.5894
Line5_6_7 | 0.00015524 | 0.00015522 | 0.00015526 | 0.00015543 | 0.00015542 | 0.00015545 | 3.5852e-05 | 3.5848e-05 | 3.5857e-05 | 3.5896e-05 | 3.5892e-05 | 3.5901e-05 | 1.5607e-08 | 2.1604e-05 | -2.1612e-05 | -1.549e-08 | -2.163e-05 | 2.1639e-05 | 5.6461e-05 | -2.8226e-06 | 2.8185e-06 | -5.653e-05 | 2.8263e-06 | -2.8217e-06 | -89.9824 | -89.9842 | -89.9805 | 90.0176 | 90.0158 | 90.0195 |  | 1.5748 | 0.60778 | 0.60784 | 1.5748 | 0.60777 | 0.60784 | 0.0017964 | -97.428 | 82.5894 | 0.0019187 | -97.4287 | 82.59
Line6_7_8 | 0 | 0 | 0 | 0 | 0 | 0 | 0 | 0 | 0 | 0 | 0 | 0 | 9.0795e-09 | -8.1921e-08 | 7.8002e-08 | -9.0836e-09 | 5.542e-08 | -5.1497e-08 | -2.0775e-07 | 7.6791e-09 | -6.0836e-09 | 1.385e-07 | -4.2212e-09 | 2.6341e-09 | 0 | 0 | 0 | 0 | 0 | 0 |  | 1.5748 | 0.60777 | 0.60784 | 1.5748 | 0.60777 | 0.60784 | 0.0019187 | -97.4287 | 82.59 | 0.0019182 | -97.4287 | 82.59
Line7_8_9 | 0 | 0 | 0 | 0 | 0 | 0 | 0 | 0 | 0 | 0 | 0 | 0 | 3.0265e-09 | -2.7307e-08 | 2.6001e-08 | -3.0306e-09 | 8.0627e-10 | 5.041e-10 | -6.925e-08 | 2.5597e-09 | -2.0279e-09 | 2.0288e-13 | 8.9814e-10 | -1.4217e-09 | 0 | 0 | 0 | 0 | 0 | 0 |  | 1.5748 | 0.60777 | 0.60784 | 1.5748 | 0.60777 | 0.60784 | 0.0019182 | -97.4287 | 82.59 | 0.0019181 | -97.4287 | 82.59
Line8_8_10 | 0 | 0 | 0 | 0 | 0 | 0 | 0 | 0 | 0 | 0 | 0 | 0 | 3.0265e-09 | -2.7307e-08 | 2.6001e-08 | -3.0306e-09 | 8.0627e-10 | 5.041e-10 | -6.925e-08 | 2.5597e-09 | -2.0279e-09 | 2.0335e-13 | 8.9814e-10 | -1.4217e-09 | 0 | 0 | 0 | 0 | 0 | 0 |  | 1.5748 | 0.60777 | 0.60784 | 1.5748 | 0.60777 | 0.60784 | 0.0019182 | -97.4287 | 82.59 | 0.0019181 | -97.4287 | 82.59
Line9_3_11 | 0.00015467 | 0.00015463 | 0.0001547 | 0.00015486 | 0.00015483 | 0.00015489 | 3.5719e-05 | 3.5711e-05 | 3.5727e-05 | 3.5763e-05 | 3.5755e-05 | 3.5771e-05 | 2.5529e-08 | 2.1521e-05 | -2.1533e-05 | -2.5413e-08 | -2.1548e-05 | 2.156e-05 | 5.6252e-05 | -2.8149e-06 | 2.8128e-06 | -5.6321e-05 | 2.8186e-06 | -2.816e-06 | -89.9723 | -89.9755 | -89.9691 | 90.0276 | 90.0244 | 90.0309 |  | 1.5748 | 0.60778 | 0.60784 | 1.5748 | 0.60778 | 0.60784 | 0.0016739 | -97.4273 | 82.5887 | 0.0017957 | -97.428 | 82.5894

## LLG_max_10
name | pf_ikss_a_from_ka | pf_ikss_b_from_ka | pf_ikss_c_from_ka | pf_ikss_a_to_ka | pf_ikss_b_to_ka | pf_ikss_c_to_ka | pf_skss_a_from_mw | pf_skss_b_from_mw | pf_skss_c_from_mw | pf_skss_a_to_mw | pf_skss_b_to_mw | pf_skss_c_to_mw | pf_p_a_from_mw | pf_p_b_from_mw | pf_p_c_from_mw | pf_p_a_to_mw | pf_p_b_to_mw | pf_p_c_to_mw | pf_q_a_from_mvar | pf_q_b_from_mvar | pf_q_c_from_mvar | pf_q_a_to_mvar | pf_q_b_to_mvar | pf_q_c_to_mvar | pf_ikss_a_from_degree | pf_ikss_b_from_degree | pf_ikss_c_from_degree | pf_ikss_a_to_degree | pf_ikss_b_to_degree | pf_ikss_c_to_degree | 3xI0 | pf_vm_a_from_pu | pf_vm_b_from_pu | pf_vm_c_from_pu | pf_vm_a_to_pu | pf_vm_b_to_pu | pf_vm_c_to_pu | pf_va_a_from_degree | pf_va_b_from_degree | pf_va_c_from_degree | pf_va_a_to_degree | pf_va_b_to_degree | pf_va_c_to_degree
Line0_1_2 | 0.00016224 | 0.00016221 | 0.00016227 | 0.00016244 | 0.00016241 | 0.00016247 | 3.7467e-05 | 3.746e-05 | 3.7474e-05 | 3.7513e-05 | 3.7506e-05 | 3.752e-05 | 2.4037e-08 | 2.3267e-05 | -2.3278e-05 | -2.3909e-08 | -2.3295e-05 | 2.3307e-05 | 6.1815e-05 | -3.1367e-06 | 3.1344e-06 | -6.1891e-05 | 3.1408e-06 | -3.138e-06 | -89.9762 | -89.979 | -89.9734 | 90.0238 | 90.021 | 90.0266 |  | 1.6498 | 0.62673 | 0.62679 | 1.6498 | 0.62673 | 0.62679 | 0.0015623 | -97.657 | 82.358 | 0.0016842 | -97.6576 | 82.3587
Line10_11_12 | 0.00016223 | 0.0001622 | 0.00016226 | 0.00016243 | 0.0001624 | 0.00016246 | 3.7466e-05 | 3.7459e-05 | 3.7473e-05 | 3.7512e-05 | 3.7505e-05 | 3.752e-05 | 2.4565e-08 | 2.3266e-05 | -2.3278e-05 | -2.4437e-08 | -2.3294e-05 | 2.3307e-05 | 6.1813e-05 | -3.1374e-06 | 3.1341e-06 | -6.1889e-05 | 3.1416e-06 | -3.1377e-06 | -89.9754 | -89.9782 | -89.9726 | 90.0246 | 90.0218 | 90.0274 |  | 1.6498 | 0.62673 | 0.62679 | 1.6498 | 0.62672 | 0.6268 | 0.0018057 | -97.6583 | 82.3593 | 0.0019277 | -97.659 | 82.36
Line11_12_13 | 0.00016243 | 0.00016241 | 0.00016246 | 0.00016263 | 0.00016261 | 0.00016266 | 3.7512e-05 | 3.7506e-05 | 3.7518e-05 | 3.7558e-05 | 3.7552e-05 | 3.7564e-05 | 2.1111e-08 | 2.3295e-05 | -2.3306e-05 | -2.0984e-08 | -2.3324e-05 | 2.3335e-05 | 6.1889e-05 | -3.1406e-06 | 3.1361e-06 | -6.1964e-05 | 3.1447e-06 | -3.1397e-06 | -89.9785 | -89.9809 | -89.9762 | 90.0215 | 90.0191 | 90.0238 |  | 1.6498 | 0.62672 | 0.6268 | 1.6498 | 0.62672 | 0.6268 | 0.0019277 | -97.659 | 82.36 | 0.0020498 | -97.6597 | 82.3607
Line12_13_15 | 0 | 0 | 0 | 0 | 0 | 0 | 0 | 0 | 0 | 0 | 0 | 0 | 9.9636e-09 | -8.8531e-08 | 8.4168e-08 | -9.9684e-09 | 5.9918e-08 | -5.555e-08 | -2.28e-07 | 8.6704e-09 | -6.8921e-09 | 1.52e-07 | -4.8194e-09 | 3.0509e-09 | 0 | 0 | 0 | 0 | 0 | 0 |  | 1.6498 | 0.62672 | 0.6268 | 1.6498 | 0.62672 | 0.6268 | 0.0020498 | -97.6597 | 82.3607 | 0.0020494 | -97.6597 | 82.3607
Line13_13_14 | 0.00016323 | 0.00016323 | 0.00016324 | 0.00016343 | 0.00016342 | 0.00016344 | 3.7696e-05 | 3.7695e-05 | 3.7698e-05 | 3.7743e-05 | 3.7741e-05 | 3.7744e-05 | 7.6943e-09 | 2.3413e-05 | -2.3419e-05 | -7.566e-09 | -2.3442e-05 | 2.3447e-05 | 6.2192e-05 | -3.1524e-06 | 3.1451e-06 | -6.2268e-05 | 3.1565e-06 | -3.1486e-06 | -89.9909 | -89.9913 | -89.9904 | 90.0091 | 90.0087 | 90.0096 |  | 1.6498 | 0.62672 | 0.6268 | 1.6498 | 0.62672 | 0.6268 | 0.0020498 | -97.6597 | 82.3607 | 0.0021726 | -97.6604 | 82.3614
Line14_15_16 | 0 | 0 | 0 | 0 | 0 | 0 | 0 | 0 | 0 | 0 | 0 | 0 | 6.6424e-09 | -5.9021e-08 | 5.6112e-08 | -6.6472e-09 | 3.0408e-08 | -2.7495e-08 | -1.52e-07 | 5.7802e-09 | -4.5947e-09 | 7.6001e-08 | -1.9293e-09 | 7.5349e-10 | 0 | 0 | 0 | 0 | 0 | 0 |  | 1.6498 | 0.62672 | 0.6268 | 1.6498 | 0.62672 | 0.6268 | 0.0020494 | -97.6597 | 82.3607 | 0.0020491 | -97.6597 | 82.3607
Line15_16_17 | 0 | 0 | 0 | 0 | 0 | 0 | 0 | 0 | 0 | 0 | 0 | 0 | 3.3212e-09 | -2.951e-08 | 2.8056e-08 | -3.326e-09 | 8.9785e-10 | 5.6137e-10 | -7.6e-08 | 2.8901e-09 | -2.2974e-09 | 2.3835e-13 | 9.6083e-10 | -1.5439e-09 | 0 | 0 | 0 | 0 | 0 | 0 |  | 1.6498 | 0.62672 | 0.6268 | 1.6498 | 0.62672 | 0.6268 | 0.0020491 | -97.6597 | 82.3607 | 0.002049 | -97.6597 | 82.3607
Line16_4_18 | 0 | 3.2363 | 3.2368 | 0 | 3.2363 | 3.2368 | 0 | 0.7474 | 0.74751 | 0 | 0.7474 | 0.74751 | 3.3247e-09 | 0.10473 | 0.10478 | -3.3259e-09 | 1.3089e-11 | -1.2891e-11 | -7.6008e-08 | 0.20949 | 0.20953 | 2.8127e-13 | 2.0363e-13 | -1.6165e-14 | 0 | -161.0967 | 18.9278 | 0 | 18.9033 | -161.0722 |  | 1.6498 | 0.31336 | 0.3134 | 1.6498 | 0 | 0 | 0.0020506 | -97.6576 | 82.3587 | 0.0024162 | 0 | 0
Line17_5_19 | 0 | 0 | 0 | 0 | 0 | 0 | 0 | 0 | 0 | 0 | 0 | 0 | 3.3227e-09 | -2.9512e-08 | 2.8057e-08 | -3.3263e-09 | 8.978e-10 | 5.6131e-10 | -7.6005e-08 | 2.8882e-09 | -2.2981e-09 | 1.8225e-13 | 9.6095e-10 | -1.5439e-09 | 0 | 0 | 0 | 0 | 0 | 0 |  | 1.6498 | 0.62673 | 0.62679 | 1.6498 | 0.62673 | 0.62679 | 0.001562 | -97.657 | 82.358 | 0.0015619 | -97.657 | 82.358
Line1_1_3 | 0.00016183 | 0.00016179 | 0.00016188 | 0.00016203 | 0.00016199 | 0.00016208 | 3.7374e-05 | 3.7364e-05 | 3.7384e-05 | 3.742e-05 | 3.741e-05 | 3.743e-05 | 3.1472e-08 | 2.3207e-05 | -2.3222e-05 | -3.1345e-08 | -2.3236e-05 | 2.325e-05 | 6.1661e-05 | -3.1311e-06 | 3.13e-06 | -6.1737e-05 | 3.1352e-06 | -3.1336e-06 | -89.9692 | -89.9729 | -89.9654 | 90.0308 | 90.027 | 90.0345 |  | 1.6498 | 0.62673 | 0.62679 | 1.6498 | 0.62673 | 0.62679 | 0.0015623 | -97.657 | 82.358 | 0.0016839 | -97.6576 | 82.3587
Line2_1_4 | 0.00016305 | 3.2364 | 3.2368 | 0.00016325 | 3.2364 | 3.2368 | 3.7654e-05 | 0.74741 | 0.7475 | 3.77e-05 | 0.74741 | 0.7475 | 8.7679e-09 | 0.20947 | 0.20954 | -8.2408e-09 | -0.10474 | -0.10477 | 6.2123e-05 | 0.41898 | 0.41905 | -6.2198e-05 | -0.20949 | -0.20953 | -89.9904 | -161.0939 | 18.9251 | 90.0096 | 18.9061 | -161.0749 |  | 1.6498 | 0.62673 | 0.62679 | 1.6498 | 0.31336 | 0.3134 | 0.0015623 | -97.657 | 82.358 | 0.0020506 | -97.6576 | 82.3587
Line3_1_5 | 0 | 0 | 0 | 0 | 0 | 0 | 0 | 0 | 0 | 0 | 0 | 0 | 6.6454e-09 | -5.9025e-08 | 5.6114e-08 | -6.649e-09 | 3.041e-08 | -2.7496e-08 | -1.5201e-07 | 5.7763e-09 | -4.5961e-09 | 7.6006e-08 | -1.9272e-09 | 7.5411e-10 | 0 | 0 | 0 | 0 | 0 | 0 |  | 1.6498 | 0.62673 | 0.62679 | 1.6498 | 0.62673 | 0.62679 | 0.0015623 | -97.657 | 82.358 | 0.001562 | -97.657 | 82.358
Line4_2_6 | 0.00016244 | 0.00016241 | 0.00016246 | 0.00016264 | 0.00016261 | 0.00016266 | 3.7513e-05 | 3.7507e-05 | 3.7519e-05 | 3.7559e-05 | 3.7553e-05 | 3.7565e-05 | 2.0583e-08 | 2.3296e-05 | -2.3307e-05 | -2.0455e-08 | -2.3325e-05 | 2.3335e-05 | 6.1891e-05 | -3.1398e-06 | 3.1364e-06 | -6.1966e-05 | 3.144e-06 | -3.14e-06 | -89.9793 | -89.9816 | -89.9769 | 90.0207 | 90.0184 | 90.0231 |  | 1.6498 | 0.62673 | 0.62679 | 1.6498 | 0.62673 | 0.62679 | 0.0016842 | -97.6576 | 82.3587 | 0.0018064 | -97.6583 | 82.3593
Line5_6_7 | 0.00016264 | 0.00016262 | 0.00016266 | 0.00016284 | 0.00016281 | 0.00016286 | 3.7559e-05 | 3.7554e-05 | 3.7564e-05 | 3.7605e-05 | 3.76e-05 | 3.761e-05 | 1.7129e-08 | 2.3326e-05 | -2.3335e-05 | -1.7001e-08 | -2.3354e-05 | 2.3364e-05 | 6.1966e-05 | -3.143e-06 | 3.1385e-06 | -6.2042e-05 | 3.1471e-06 | -3.1421e-06 | -89.9824 | -89.9842 | -89.9805 | 90.0176 | 90.0158 | 90.0195 |  | 1.6498 | 0.62673 | 0.62679 | 1.6498 | 0.62672 | 0.6268 | 0.0018064 | -97.6583 | 82.3593 | 0.0019287 | -97.659 | 82.36
Line6_7_8 | 0 | 0 | 0 | 0 | 0 | 0 | 0 | 0 | 0 | 0 | 0 | 0 | 9.9647e-09 | -8.8532e-08 | 8.4168e-08 | -9.9692e-09 | 5.9919e-08 | -5.5551e-08 | -2.28e-07 | 8.6689e-09 | -6.8926e-09 | 1.52e-07 | -4.8184e-09 | 3.0512e-09 | 0 | 0 | 0 | 0 | 0 | 0 |  | 1.6498 | 0.62672 | 0.6268 | 1.6498 | 0.62672 | 0.6268 | 0.0019287 | -97.659 | 82.36 | 0.0019283 | -97.659 | 82.36
Line7_8_9 | 0 | 0 | 0 | 0 | 0 | 0 | 0 | 0 | 0 | 0 | 0 | 0 | 3.3216e-09 | -2.9511e-08 | 2.8056e-08 | -3.3261e-09 | 8.9784e-10 | 5.6136e-10 | -7.6002e-08 | 2.8896e-09 | -2.2975e-09 | 2.2412e-13 | 9.6086e-10 | -1.5439e-09 | 0 | 0 | 0 | 0 | 0 | 0 |  | 1.6498 | 0.62672 | 0.6268 | 1.6498 | 0.62672 | 0.6268 | 0.0019283 | -97.659 | 82.36 | 0.0019282 | -97.659 | 82.36
Line8_8_10 | 0 | 0 | 0 | 0 | 0 | 0 | 0 | 0 | 0 | 0 | 0 | 0 | 3.3216e-09 | -2.9511e-08 | 2.8056e-08 | -3.3261e-09 | 8.9784e-10 | 5.6136e-10 | -7.6002e-08 | 2.8896e-09 | -2.2975e-09 | 2.2387e-13 | 9.6086e-10 | -1.5439e-09 | 0 | 0 | 0 | 0 | 0 | 0 |  | 1.6498 | 0.62672 | 0.6268 | 1.6498 | 0.62672 | 0.6268 | 0.0019283 | -97.659 | 82.36 | 0.0019282 | -97.659 | 82.36
Line9_3_11 | 0.00016203 | 0.000162 | 0.00016207 | 0.00016223 | 0.0001622 | 0.00016227 | 3.742e-05 | 3.7412e-05 | 3.7429e-05 | 3.7466e-05 | 3.7458e-05 | 3.7475e-05 | 2.8018e-08 | 2.3237e-05 | -2.325e-05 | -2.7891e-08 | -2.3265e-05 | 2.3279e-05 | 6.1737e-05 | -3.1343e-06 | 3.1321e-06 | -6.1813e-05 | 3.1384e-06 | -3.1356e-06 | -89.9723 | -89.9756 | -89.969 | 90.0277 | 90.0244 | 90.0309 |  | 1.6498 | 0.62673 | 0.62679 | 1.6498 | 0.62673 | 0.62679 | 0.0016839 | -97.6576 | 82.3587 | 0.0018057 | -97.6583 | 82.3593

## LLG_max_fault_6
name | pf_ikss_a_from_ka | pf_ikss_b_from_ka | pf_ikss_c_from_ka | pf_ikss_a_to_ka | pf_ikss_b_to_ka | pf_ikss_c_to_ka | pf_skss_a_from_mw | pf_skss_b_from_mw | pf_skss_c_from_mw | pf_skss_a_to_mw | pf_skss_b_to_mw | pf_skss_c_to_mw | pf_p_a_from_mw | pf_p_b_from_mw | pf_p_c_from_mw | pf_p_a_to_mw | pf_p_b_to_mw | pf_p_c_to_mw | pf_q_a_from_mvar | pf_q_b_from_mvar | pf_q_c_from_mvar | pf_q_a_to_mvar | pf_q_b_to_mvar | pf_q_c_to_mvar | pf_ikss_a_from_degree | pf_ikss_b_from_degree | pf_ikss_c_from_degree | pf_ikss_a_to_degree | pf_ikss_b_to_degree | pf_ikss_c_to_degree | 3xI0 | pf_vm_a_from_pu | pf_vm_b_from_pu | pf_vm_c_from_pu | pf_vm_a_to_pu | pf_vm_b_to_pu | pf_vm_c_to_pu | pf_va_a_from_degree | pf_va_b_from_degree | pf_va_c_from_degree | pf_va_a_to_degree | pf_va_b_to_degree | pf_va_c_to_degree
Line0_1_2 | 0.00015048 | 0.00015048 | 0.00015048 | 0.00015066 | 0.00015066 | 0.00015066 | 3.4751e-05 | 3.4751e-05 | 3.4751e-05 | 3.4794e-05 | 3.4794e-05 | 3.4794e-05 | 1.0396e-06 | 3.0996e-05 | -3.2017e-05 | -1.0408e-06 | -3.1034e-05 | 3.2057e-05 | 5.4197e-05 | -1.4712e-06 | 4.4729e-07 | -5.4263e-05 | 1.4732e-06 | -4.476e-07 | -88.3767 | -88.3767 | -88.3766 | 91.6233 | 91.6233 | 91.6234 |  | 1.5599 | 0.89294 | 0.92142 | 1.5598 | 0.89294 | 0.92142 | 0.52442 | -91.0941 | 90.823 | 0.52453 | -91.0946 | 90.8234
Line10_11_12 | 0.00015047 | 0.00015047 | 0.00015047 | 0.00015066 | 0.00015066 | 0.00015066 | 3.475e-05 | 3.475e-05 | 3.475e-05 | 3.4793e-05 | 3.4793e-05 | 3.4793e-05 | 1.0401e-06 | 3.0995e-05 | -3.2017e-05 | -1.0412e-06 | -3.1033e-05 | 3.2056e-05 | 5.4195e-05 | -1.472e-06 | 4.4724e-07 | -5.4261e-05 | 1.474e-06 | -4.4755e-07 | -88.3759 | -88.376 | -88.3759 | 91.6241 | 91.624 | 91.6241 |  | 1.5598 | 0.89294 | 0.92143 | 1.5598 | 0.89293 | 0.92143 | 0.52465 | -91.095 | 90.8238 | 0.52476 | -91.0954 | 90.8243
Line11_12_13 | 0.00015066 | 0.00015066 | 0.00015066 | 0.00015084 | 0.00015084 | 0.00015084 | 3.4793e-05 | 3.4793e-05 | 3.4793e-05 | 3.4836e-05 | 3.4836e-05 | 3.4836e-05 | 1.0383e-06 | 3.1033e-05 | -3.2056e-05 | -1.0394e-06 | -3.1071e-05 | 3.2096e-05 | 5.4261e-05 | -1.4723e-06 | 4.4582e-07 | -5.4328e-05 | 1.4744e-06 | -4.4613e-07 | -88.379 | -88.3791 | -88.379 | 91.621 | 91.6209 | 91.621 |  | 1.5598 | 0.89293 | 0.92143 | 1.5598 | 0.89293 | 0.92143 | 0.52476 | -91.0954 | 90.8243 | 0.52488 | -91.0959 | 90.8247
Line12_13_15 | 0 | 0 | 0 | 0 | 0 | 0 | 0 | 0 | 0 | 0 | 0 | 0 | 4.9788e-09 | -1.1459e-07 | 1.1814e-07 | -6.2353e-09 | 7.6476e-08 | -7.8779e-08 | -2.0007e-07 | 4.0877e-10 | 3.5791e-09 | 1.3343e-07 | 1.3891e-09 | -4.1154e-09 | 0 | 0 | 0 | 0 | 0 | 0 |  | 1.5598 | 0.89293 | 0.92143 | 1.5598 | 0.89293 | 0.92143 | 0.52488 | -91.0959 | 90.8247 | 0.52488 | -91.0959 | 90.8247
Line13_13_14 | 0.0001514 | 0.0001514 | 0.0001514 | 0.00015158 | 0.00015158 | 0.00015158 | 3.4964e-05 | 3.4964e-05 | 3.4964e-05 | 3.5007e-05 | 3.5007e-05 | 3.5007e-05 | 1.0315e-06 | 3.1185e-05 | -3.2214e-05 | -1.0327e-06 | -3.1223e-05 | 3.2253e-05 | 5.4528e-05 | -1.4731e-06 | 4.4082e-07 | -5.4594e-05 | 1.4751e-06 | -4.4112e-07 | -88.3914 | -88.3914 | -88.3913 | 91.6086 | 91.6086 | 91.6087 |  | 1.5598 | 0.89293 | 0.92143 | 1.5598 | 0.89293 | 0.92144 | 0.52488 | -91.0959 | 90.8247 | 0.52499 | -91.0963 | 90.8251
Line14_15_16 | 0 | 0 | 0 | 0 | 0 | 0 | 0 | 0 | 0 | 0 | 0 | 0 | 3.3192e-09 | -7.639e-08 | 7.8763e-08 | -4.5757e-09 | 3.8281e-08 | -3.9397e-08 | -1.3338e-07 | 2.7251e-10 | 2.3861e-09 | 6.6744e-08 | 1.5254e-09 | -2.9224e-09 | 0 | 0 | 0 | 0 | 0 | 0 |  | 1.5598 | 0.89293 | 0.92143 | 1.5598 | 0.89293 | 0.92143 | 0.52488 | -91.0959 | 90.8247 | 0.52488 | -91.0959 | 90.8247
Line15_16_17 | 0 | 0 | 0 | 0 | 0 | 0 | 0 | 0 | 0 | 0 | 0 | 0 | 1.6596e-09 | -3.8195e-08 | 3.9381e-08 | -2.9161e-09 | 8.6016e-11 | -1.5689e-11 | -6.6689e-08 | 1.3626e-10 | 1.193e-09 | 5.5014e-11 | 1.6616e-09 | -1.7294e-09 | 0 | 0 | 0 | 0 | 0 | 0 |  | 1.5598 | 0.89293 | 0.92143 | 1.5598 | 0.89293 | 0.92143 | 0.52488 | -91.0959 | 90.8247 | 0.52488 | -91.0959 | 90.8247
Line16_4_18 | 0 | 0.028989 | 0.029915 | 0 | 0.028989 | 0.029915 | 0 | 0.0066946 | 0.0069085 | 0 | 0.0066946 | 0.0069085 | 1.6625e-09 | 0.00421 | 0.0044835 | -2.916e-09 | -0.0042017 | -0.0044744 | -6.6695e-08 | 0.0042187 | 0.0044922 | 5.505e-11 | -0.0042017 | -0.0044744 | 0 | -136.2113 | 45.7122 | 0 | 43.789 | -134.288 |  | 1.5598 | 0.89027 | 0.91868 | 1.5598 | 0.88759 | 0.91594 | 0.52488 | -91.1526 | 90.7679 | 0.52522 | -91.211 | 90.712
Line17_5_19 | 0 | 0 | 0 | 0 | 0 | 0 | 0 | 0 | 0 | 0 | 0 | 0 | 1.6609e-09 | -3.8198e-08 | 3.9383e-08 | -2.9163e-09 | 8.5929e-11 | -1.5695e-11 | -6.6693e-08 | 1.3415e-10 | 1.193e-09 | 5.4966e-11 | 1.6617e-09 | -1.7294e-09 | 0 | 0 | 0 | 0 | 0 | 0 |  | 1.5599 | 0.89294 | 0.92142 | 1.5599 | 0.89294 | 0.92142 | 0.52442 | -91.0941 | 90.823 | 0.52442 | -91.0941 | 90.823
Line1_1_3 | 0.0001501 | 0.0001501 | 0.0001501 | 0.00015029 | 0.00015029 | 0.00015029 | 3.4665e-05 | 3.4665e-05 | 3.4665e-05 | 3.4707e-05 | 3.4707e-05 | 3.4708e-05 | 1.0436e-06 | 3.0918e-05 | -3.1938e-05 | -1.0447e-06 | -3.0956e-05 | 3.1977e-05 | 5.4062e-05 | -1.4713e-06 | 4.5007e-07 | -5.4128e-05 | 1.4733e-06 | -4.5038e-07 | -88.3697 | -88.3698 | -88.3696 | 91.6303 | 91.6302 | 91.6304 |  | 1.5599 | 0.89294 | 0.92142 | 1.5598 | 0.89294 | 0.92142 | 0.52442 | -91.0941 | 90.823 | 0.52453 | -91.0946 | 90.8234
Line2_1_4 | 0.00015123 | 0.02909 | 0.02981 | 0.00015141 | 0.029091 | 0.029809 | 3.4924e-05 | 0.0067181 | 0.0068842 | 3.4967e-05 | 0.0067182 | 0.0068842 | 1.0313e-06 | 0.0042495 | 0.0044603 | -1.0321e-06 | -0.0042412 | -0.0044513 | 5.4467e-05 | 0.0042342 | 0.0045103 | -5.4533e-05 | -0.0042172 | -0.0044926 | -88.3908 | -135.9903 | 45.5033 | 91.6091 | 44.0099 | -134.497 |  | 1.5599 | 0.89294 | 0.92142 | 1.5598 | 0.89027 | 0.91868 | 0.52442 | -91.0941 | 90.823 | 0.52488 | -91.1526 | 90.7679
Line3_1_5 | 0 | 0 | 0 | 0 | 0 | 0 | 0 | 0 | 0 | 0 | 0 | 0 | 3.3217e-09 | -7.6395e-08 | 7.8766e-08 | -4.5772e-09 | 3.8284e-08 | -3.9399e-08 | -1.3339e-07 | 2.683e-10 | 2.3859e-09 | 6.6748e-08 | 1.5276e-09 | -2.9224e-09 | 0 | 0 | 0 | 0 | 0 | 0 |  | 1.5599 | 0.89294 | 0.92142 | 1.5599 | 0.89294 | 0.92142 | 0.52442 | -91.0941 | 90.823 | 0.52442 | -91.0941 | 90.823
Line4_2_6 | 0.00015066 | 0.00015066 | 0.00015066 | 0.00015085 | 0.00015085 | 0.00015085 | 3.4794e-05 | 3.4794e-05 | 3.4794e-05 | 3.4837e-05 | 3.4836e-05 | 3.4837e-05 | 1.0378e-06 | 3.1034e-05 | -3.2057e-05 | -1.039e-06 | -3.1072e-05 | 3.2096e-05 | 5.4263e-05 | -1.4715e-06 | 4.4587e-07 | -5.4329e-05 | 1.4736e-06 | -4.4618e-07 | -88.3798 | -88.3798 | -88.3797 | 91.6202 | 91.6202 | 91.6203 |  | 1.5598 | 0.89294 | 0.92142 | 1.5598 | 0.89294 | 0.92143 | 0.52453 | -91.0946 | 90.8234 | 0.52465 | -91.095 | 90.8238
Line5_6_7 | 0.00015085 | 0.00015085 | 0.00015085 | 0.00015103 | 0.00015103 | 0.00015103 | 3.4837e-05 | 3.4836e-05 | 3.4837e-05 | 3.4879e-05 | 3.4879e-05 | 3.4879e-05 | 1.0361e-06 | 3.1072e-05 | -3.2096e-05 | -1.0372e-06 | -3.111e-05 | 3.2136e-05 | 5.433e-05 | -1.4719e-06 | 4.4445e-07 | -5.4396e-05 | 1.4739e-06 | -4.4476e-07 | -88.3829 | -88.3829 | -88.3828 | 91.6171 | 91.6171 | 91.6172 |  | 1.5598 | 0.89294 | 0.92143 | 1.5598 | 0.89293 | 0.92143 | 0.52465 | -91.095 | 90.8238 | 0.52476 | -91.0954 | 90.8243
Line6_7_8 | 0 | 0 | 0 | 0 | 0 | 0 | 0 | 0 | 0 | 0 | 0 | 0 | 4.9797e-09 | -1.1459e-07 | 1.1815e-07 | -6.236e-09 | 7.6478e-08 | -7.8779e-08 | -2.0007e-07 | 4.072e-10 | 3.5791e-09 | 1.3343e-07 | 1.3902e-09 | -4.1154e-09 | 0 | 0 | 0 | 0 | 0 | 0 |  | 1.5598 | 0.89293 | 0.92143 | 1.5598 | 0.89293 | 0.92143 | 0.52476 | -91.0954 | 90.8243 | 0.52476 | -91.0954 | 90.8243
Line7_8_9 | 0 | 0 | 0 | 0 | 0 | 0 | 0 | 0 | 0 | 0 | 0 | 0 | 1.6599e-09 | -3.8196e-08 | 3.9382e-08 | -2.9162e-09 | 8.5994e-11 | -1.569e-11 | -6.669e-08 | 1.3573e-10 | 1.193e-09 | 5.5002e-11 | 1.6617e-09 | -1.7294e-09 | 0 | 0 | 0 | 0 | 0 | 0 |  | 1.5598 | 0.89293 | 0.92143 | 1.5598 | 0.89293 | 0.92143 | 0.52476 | -91.0954 | 90.8243 | 0.52476 | -91.0954 | 90.8243
Line8_8_10 | 0 | 0 | 0 | 0 | 0 | 0 | 0 | 0 | 0 | 0 | 0 | 0 | 1.6599e-09 | -3.8196e-08 | 3.9382e-08 | -2.9162e-09 | 8.5994e-11 | -1.569e-11 | -6.669e-08 | 1.3573e-10 | 1.193e-09 | 5.5003e-11 | 1.6617e-09 | -1.7294e-09 | 0 | 0 | 0 | 0 | 0 | 0 |  | 1.5598 | 0.89293 | 0.92143 | 1.5598 | 0.89293 | 0.92143 | 0.52476 | -91.0954 | 90.8243 | 0.52476 | -91.0954 | 90.8243
Line9_3_11 | 0.00015029 | 0.00015029 | 0.00015029 | 0.00015047 | 0.00015047 | 0.00015047 | 3.4707e-05 | 3.4707e-05 | 3.4708e-05 | 3.475e-05 | 3.475e-05 | 3.475e-05 | 1.0418e-06 | 3.0957e-05 | -3.1977e-05 | -1.043e-06 | -3.0995e-05 | 3.2017e-05 | 5.4128e-05 | -1.4716e-06 | 4.4866e-07 | -5.4195e-05 | 1.4736e-06 | -4.4897e-07 | -88.3728 | -88.3729 | -88.3727 | 91.6272 | 91.6271 | 91.6272 |  | 1.5598 | 0.89294 | 0.92142 | 1.5598 | 0.89294 | 0.92143 | 0.52453 | -91.0946 | 90.8234 | 0.52465 | -91.095 | 90.8238

## LLG_max_fault_10
name | pf_ikss_a_from_ka | pf_ikss_b_from_ka | pf_ikss_c_from_ka | pf_ikss_a_to_ka | pf_ikss_b_to_ka | pf_ikss_c_to_ka | pf_skss_a_from_mw | pf_skss_b_from_mw | pf_skss_c_from_mw | pf_skss_a_to_mw | pf_skss_b_to_mw | pf_skss_c_to_mw | pf_p_a_from_mw | pf_p_b_from_mw | pf_p_c_from_mw | pf_p_a_to_mw | pf_p_b_to_mw | pf_p_c_to_mw | pf_q_a_from_mvar | pf_q_b_from_mvar | pf_q_c_from_mvar | pf_q_a_to_mvar | pf_q_b_to_mvar | pf_q_c_to_mvar | pf_ikss_a_from_degree | pf_ikss_b_from_degree | pf_ikss_c_from_degree | pf_ikss_a_to_degree | pf_ikss_b_to_degree | pf_ikss_c_to_degree | 3xI0 | pf_vm_a_from_pu | pf_vm_b_from_pu | pf_vm_c_from_pu | pf_vm_a_to_pu | pf_vm_b_to_pu | pf_vm_c_to_pu | pf_va_a_from_degree | pf_va_b_from_degree | pf_va_c_from_degree | pf_va_a_to_degree | pf_va_b_to_degree | pf_va_c_to_degree
Line0_1_2 | 0.00015764 | 0.00015764 | 0.00015764 | 0.00015784 | 0.00015784 | 0.00015784 | 3.6406e-05 | 3.6406e-05 | 3.6406e-05 | 3.6451e-05 | 3.6451e-05 | 3.6451e-05 | 1.141e-06 | 3.4014e-05 | -3.5135e-05 | -1.1422e-06 | -3.4055e-05 | 3.5178e-05 | 5.9481e-05 | -1.6179e-06 | 4.9421e-07 | -5.9554e-05 | 1.6201e-06 | -4.9456e-07 | -88.3766 | -88.3767 | -88.3766 | 91.6233 | 91.6233 | 91.6234 |  | 1.6341 | 0.93535 | 0.96518 | 1.6341 | 0.93535 | 0.96519 | 0.52442 | -91.1 | 90.8175 | 0.52454 | -91.1005 | 90.818
Line10_11_12 | 0.00015764 | 0.00015764 | 0.00015764 | 0.00015783 | 0.00015783 | 0.00015783 | 3.6405e-05 | 3.6405e-05 | 3.6405e-05 | 3.645e-05 | 3.645e-05 | 3.645e-05 | 1.1415e-06 | 3.4013e-05 | -3.5134e-05 | -1.1427e-06 | -3.4054e-05 | 3.5177e-05 | 5.9479e-05 | -1.6188e-06 | 4.9415e-07 | -5.9552e-05 | 1.621e-06 | -4.945e-07 | -88.3759 | -88.376 | -88.3758 | 91.6241 | 91.624 | 91.6241 |  | 1.6341 | 0.93535 | 0.96519 | 1.6341 | 0.93534 | 0.96519 | 0.52465 | -91.1009 | 90.8184 | 0.52477 | -91.1013 | 90.8188
Line11_12_13 | 0.00015783 | 0.00015783 | 0.00015783 | 0.00015803 | 0.00015803 | 0.00015803 | 3.645e-05 | 3.645e-05 | 3.645e-05 | 3.6494e-05 | 3.6494e-05 | 3.6494e-05 | 1.1395e-06 | 3.4054e-05 | -3.5178e-05 | -1.1408e-06 | -3.4096e-05 | 3.5221e-05 | 5.9552e-05 | -1.6192e-06 | 4.926e-07 | -5.9625e-05 | 1.6214e-06 | -4.9294e-07 | -88.379 | -88.3791 | -88.379 | 91.621 | 91.6209 | 91.621 |  | 1.6341 | 0.93534 | 0.96519 | 1.6341 | 0.93534 | 0.9652 | 0.52477 | -91.1013 | 90.8188 | 0.52488 | -91.1017 | 90.8192
Line12_13_15 | 0 | 0 | 0 | 0 | 0 | 0 | 0 | 0 | 0 | 0 | 0 | 0 | 5.4642e-09 | -1.2574e-07 | 1.2965e-07 | -6.8432e-09 | 8.3925e-08 | -8.6449e-08 | -2.1957e-07 | 4.6248e-10 | 3.9162e-09 | 1.4644e-07 | 1.5148e-09 | -4.5089e-09 | 0 | 0 | 0 | 0 | 0 | 0 |  | 1.6341 | 0.93534 | 0.9652 | 1.6341 | 0.93534 | 0.9652 | 0.52488 | -91.1017 | 90.8192 | 0.52488 | -91.1017 | 90.8192
Line13_13_14 | 0.00015861 | 0.00015861 | 0.00015861 | 0.0001588 | 0.0001588 | 0.0001588 | 3.6629e-05 | 3.6629e-05 | 3.6629e-05 | 3.6673e-05 | 3.6673e-05 | 3.6673e-05 | 1.1321e-06 | 3.4222e-05 | -3.535e-05 | -1.1334e-06 | -3.4264e-05 | 3.5394e-05 | 5.9844e-05 | -1.6201e-06 | 4.8713e-07 | -5.9917e-05 | 1.6223e-06 | -4.8747e-07 | -88.3914 | -88.3914 | -88.3913 | 91.6086 | 91.6086 | 91.6087 |  | 1.6341 | 0.93534 | 0.9652 | 1.6341 | 0.93534 | 0.9652 | 0.52488 | -91.1017 | 90.8192 | 0.525 | -91.1022 | 90.8196
Line14_15_16 | 0 | 0 | 0 | 0 | 0 | 0 | 0 | 0 | 0 | 0 | 0 | 0 | 3.6428e-09 | -8.383e-08 | 8.6432e-08 | -5.0218e-09 | 4.201e-08 | -4.3233e-08 | -1.4638e-07 | 3.0832e-10 | 2.6108e-09 | 7.3252e-08 | 1.6689e-09 | -3.2035e-09 | 0 | 0 | 0 | 0 | 0 | 0 |  | 1.6341 | 0.93534 | 0.9652 | 1.6341 | 0.93534 | 0.9652 | 0.52488 | -91.1017 | 90.8192 | 0.52488 | -91.1017 | 90.8192
Line15_16_17 | 0 | 0 | 0 | 0 | 0 | 0 | 0 | 0 | 0 | 0 | 0 | 0 | 1.8214e-09 | -4.1915e-08 | 4.3216e-08 | -3.2005e-09 | 9.4959e-11 | -1.6995e-11 | -7.3191e-08 | 1.5416e-10 | 1.3054e-09 | 6.0378e-11 | 1.8231e-09 | -1.8981e-09 | 0 | 0 | 0 | 0 | 0 | 0 |  | 1.6341 | 0.93534 | 0.9652 | 1.6341 | 0.93534 | 0.9652 | 0.52488 | -91.1017 | 90.8192 | 0.52488 | -91.1017 | 90.8192
Line16_4_18 | 0 | 0.030365 | 0.031336 | 0 | 0.030365 | 0.031335 | 0 | 0.0070126 | 0.0072366 | 0 | 0.0070126 | 0.0072366 | 1.8246e-09 | 0.0046194 | 0.0049195 | -3.2003e-09 | -0.0046103 | -0.0049095 | -7.3198e-08 | 0.0046289 | 0.004929 | 6.0418e-11 | -0.0046103 | -0.0049095 | 0 | -136.2172 | 45.7067 | 0 | 43.7831 | -134.2935 |  | 1.6341 | 0.93255 | 0.96232 | 1.6341 | 0.92975 | 0.95945 | 0.52488 | -91.1585 | 90.7624 | 0.52523 | -91.2169 | 90.7065
Line17_5_19 | 0 | 0 | 0 | 0 | 0 | 0 | 0 | 0 | 0 | 0 | 0 | 0 | 1.8228e-09 | -4.1917e-08 | 4.3218e-08 | -3.2007e-09 | 9.4863e-11 | -1.7002e-11 | -7.3196e-08 | 1.5185e-10 | 1.3053e-09 | 6.0326e-11 | 1.8232e-09 | -1.8981e-09 | 0 | 0 | 0 | 0 | 0 | 0 |  | 1.6341 | 0.93535 | 0.96518 | 1.6341 | 0.93535 | 0.96518 | 0.52442 | -91.1 | 90.8175 | 0.52442 | -91.1 | 90.8175
Line1_1_3 | 0.00015725 | 0.00015725 | 0.00015725 | 0.00015744 | 0.00015744 | 0.00015744 | 3.6315e-05 | 3.6315e-05 | 3.6315e-05 | 3.636e-05 | 3.636e-05 | 3.636e-05 | 1.1454e-06 | 3.3929e-05 | -3.5047e-05 | -1.1466e-06 | -3.3971e-05 | 3.5091e-05 | 5.9333e-05 | -1.618e-06 | 4.9726e-07 | -5.9406e-05 | 1.6202e-06 | -4.9761e-07 | -88.3697 | -88.3698 | -88.3696 | 91.6303 | 91.6302 | 91.6304 |  | 1.6341 | 0.93535 | 0.96518 | 1.6341 | 0.93535 | 0.96519 | 0.52442 | -91.1 | 90.8175 | 0.52454 | -91.1005 | 90.818
Line2_1_4 | 0.00015843 | 0.030472 | 0.031225 | 0.00015862 | 0.030472 | 0.031225 | 3.6587e-05 | 0.0070372 | 0.0072112 | 3.6632e-05 | 0.0070373 | 0.0072112 | 1.1319e-06 | 0.0046628 | 0.004894 | -1.1327e-06 | -0.0046536 | -0.0048842 | 5.9777e-05 | 0.0046459 | 0.0049489 | -5.985e-05 | -0.0046273 | -0.0049295 | -88.3908 | -135.9962 | 45.4977 | 91.6092 | 44.0041 | -134.5025 |  | 1.6341 | 0.93535 | 0.96518 | 1.6341 | 0.93255 | 0.96232 | 0.52442 | -91.1 | 90.8175 | 0.52488 | -91.1585 | 90.7624
Line3_1_5 | 0 | 0 | 0 | 0 | 0 | 0 | 0 | 0 | 0 | 0 | 0 | 0 | 3.6456e-09 | -8.3835e-08 | 8.6435e-08 | -5.0235e-09 | 4.2012e-08 | -4.3235e-08 | -1.4639e-07 | 3.037e-10 | 2.6106e-09 | 7.3256e-08 | 1.6714e-09 | -3.2035e-09 | 0 | 0 | 0 | 0 | 0 | 0 |  | 1.6341 | 0.93535 | 0.96518 | 1.6341 | 0.93535 | 0.96518 | 0.52442 | -91.1 | 90.8175 | 0.52442 | -91.1 | 90.8175
Line4_2_6 | 0.00015784 | 0.00015784 | 0.00015784 | 0.00015803 | 0.00015803 | 0.00015803 | 3.6451e-05 | 3.6451e-05 | 3.6451e-05 | 3.6495e-05 | 3.6495e-05 | 3.6495e-05 | 1.139e-06 | 3.4055e-05 | -3.5178e-05 | -1.1403e-06 | -3.4097e-05 | 3.5221e-05 | 5.9554e-05 | -1.6183e-06 | 4.9266e-07 | -5.9627e-05 | 1.6205e-06 | -4.93e-07 | -88.3797 | -88.3798 | -88.3797 | 91.6202 | 91.6202 | 91.6203 |  | 1.6341 | 0.93535 | 0.96519 | 1.6341 | 0.93535 | 0.96519 | 0.52454 | -91.1005 | 90.818 | 0.52465 | -91.1009 | 90.8184
Line5_6_7 | 0.00015803 | 0.00015803 | 0.00015803 | 0.00015822 | 0.00015822 | 0.00015822 | 3.6495e-05 | 3.6495e-05 | 3.6495e-05 | 3.654e-05 | 3.654e-05 | 3.654e-05 | 1.1371e-06 | 3.4097e-05 | -3.5222e-05 | -1.1383e-06 | -3.4139e-05 | 3.5265e-05 | 5.9627e-05 | -1.6187e-06 | 4.911e-07 | -5.97e-05 | 1.6209e-06 | -4.9145e-07 | -88.3828 | -88.3829 | -88.3828 | 91.6171 | 91.6171 | 91.6172 |  | 1.6341 | 0.93535 | 0.96519 | 1.6341 | 0.93534 | 0.96519 | 0.52465 | -91.1009 | 90.8184 | 0.52477 | -91.1013 | 90.8188
Line6_7_8 | 0 | 0 | 0 | 0 | 0 | 0 | 0 | 0 | 0 | 0 | 0 | 0 | 5.4652e-09 | -1.2575e-07 | 1.2965e-07 | -6.844e-09 | 8.3926e-08 | -8.645e-08 | -2.1958e-07 | 4.6076e-10 | 3.9161e-09 | 1.4645e-07 | 1.516e-09 | -4.5089e-09 | 0 | 0 | 0 | 0 | 0 | 0 |  | 1.6341 | 0.93534 | 0.96519 | 1.6341 | 0.93534 | 0.96519 | 0.52477 | -91.1013 | 90.8188 | 0.52477 | -91.1013 | 90.8188
Line7_8_9 | 0 | 0 | 0 | 0 | 0 | 0 | 0 | 0 | 0 | 0 | 0 | 0 | 1.8217e-09 | -4.1915e-08 | 4.3216e-08 | -3.2005e-09 | 9.4934e-11 | -1.6996e-11 | -7.3192e-08 | 1.5359e-10 | 1.3054e-09 | 6.0365e-11 | 1.8231e-09 | -1.8981e-09 | 0 | 0 | 0 | 0 | 0 | 0 |  | 1.6341 | 0.93534 | 0.96519 | 1.6341 | 0.93534 | 0.96519 | 0.52477 | -91.1013 | 90.8188 | 0.52477 | -91.1013 | 90.8188
Line8_8_10 | 0 | 0 | 0 | 0 | 0 | 0 | 0 | 0 | 0 | 0 | 0 | 0 | 1.8217e-09 | -4.1915e-08 | 4.3216e-08 | -3.2005e-09 | 9.4935e-11 | -1.6997e-11 | -7.3192e-08 | 1.5359e-10 | 1.3054e-09 | 6.0366e-11 | 1.8231e-09 | -1.8981e-09 | 0 | 0 | 0 | 0 | 0 | 0 |  | 1.6341 | 0.93534 | 0.96519 | 1.6341 | 0.93534 | 0.96519 | 0.52477 | -91.1013 | 90.8188 | 0.52477 | -91.1013 | 90.8188
Line9_3_11 | 0.00015744 | 0.00015744 | 0.00015744 | 0.00015764 | 0.00015764 | 0.00015764 | 3.636e-05 | 3.636e-05 | 3.636e-05 | 3.6405e-05 | 3.6405e-05 | 3.6405e-05 | 1.1434e-06 | 3.3971e-05 | -3.5091e-05 | -1.1447e-06 | -3.4012e-05 | 3.5134e-05 | 5.9406e-05 | -1.6184e-06 | 4.9571e-07 | -5.9479e-05 | 1.6206e-06 | -4.9605e-07 | -88.3728 | -88.3729 | -88.3727 | 91.6272 | 91.6271 | 91.6273 |  | 1.6341 | 0.93535 | 0.96519 | 1.6341 | 0.93535 | 0.96519 | 0.52454 | -91.1005 | 90.818 | 0.52465 | -91.1009 | 90.8184

## LLG_min_6
name | pf_ikss_a_from_ka | pf_ikss_b_from_ka | pf_ikss_c_from_ka | pf_ikss_a_to_ka | pf_ikss_b_to_ka | pf_ikss_c_to_ka | pf_skss_a_from_mw | pf_skss_b_from_mw | pf_skss_c_from_mw | pf_skss_a_to_mw | pf_skss_b_to_mw | pf_skss_c_to_mw | pf_p_a_from_mw | pf_p_b_from_mw | pf_p_c_from_mw | pf_p_a_to_mw | pf_p_b_to_mw | pf_p_c_to_mw | pf_q_a_from_mvar | pf_q_b_from_mvar | pf_q_c_from_mvar | pf_q_a_to_mvar | pf_q_b_to_mvar | pf_q_c_to_mvar | pf_ikss_a_from_degree | pf_ikss_b_from_degree | pf_ikss_c_from_degree | pf_ikss_a_to_degree | pf_ikss_b_to_degree | pf_ikss_c_to_degree | 3xI0 | pf_vm_a_from_pu | pf_vm_b_from_pu | pf_vm_c_from_pu | pf_vm_a_to_pu | pf_vm_b_to_pu | pf_vm_c_to_pu | pf_va_a_from_degree | pf_va_b_from_degree | pf_va_c_from_degree | pf_va_a_to_degree | pf_va_b_to_degree | pf_va_c_to_degree
Line0_1_2 | 0.00014011 | 0.00014009 | 0.00014014 | 0.00014029 | 0.00014026 | 0.00014031 | 3.2358e-05 | 3.2353e-05 | 3.2363e-05 | 3.2398e-05 | 3.2393e-05 | 3.2403e-05 | 2.073e-08 | 1.9071e-05 | -1.9081e-05 | -2.0547e-08 | -1.9095e-05 | 1.9104e-05 | 4.6106e-05 | -3.9265e-06 | 3.9266e-06 | -4.6162e-05 | 3.9315e-06 | -3.9312e-06 | -89.9714 | -89.9762 | -89.9667 | 90.0285 | 90.0238 | 90.0332 |  | 1.4249 | 0.60184 | 0.60194 | 1.4249 | 0.60184 | 0.60194 | 0.0027941 | -101.61 | 78.4049 | 0.0030284 | -101.6107 | 78.4055
Line10_11_12 | 0.00014011 | 0.00014009 | 0.00014013 | 0.00014028 | 0.00014026 | 0.00014031 | 3.2357e-05 | 3.2352e-05 | 3.2362e-05 | 3.2397e-05 | 3.2392e-05 | 3.2402e-05 | 2.1487e-08 | 1.907e-05 | -1.9081e-05 | -2.1304e-08 | -1.9094e-05 | 1.9104e-05 | 4.6104e-05 | -3.9273e-06 | 3.9266e-06 | -4.6161e-05 | 3.9323e-06 | -3.9312e-06 | -89.97 | -89.9747 | -89.9653 | 90.0299 | 90.0252 | 90.0346 |  | 1.4249 | 0.60183 | 0.60195 | 1.4248 | 0.60183 | 0.60195 | 0.0032617 | -101.6114 | 78.4062 | 0.0034959 | -101.6121 | 78.4069
Line11_12_13 | 0.00014028 | 0.00014026 | 0.0001403 | 0.00014046 | 0.00014044 | 0.00014047 | 3.2397e-05 | 3.2393e-05 | 3.2401e-05 | 3.2437e-05 | 3.2432e-05 | 3.2441e-05 | 1.8823e-08 | 1.9094e-05 | -1.9104e-05 | -1.8641e-08 | -1.9117e-05 | 1.9128e-05 | 4.6161e-05 | -3.9316e-06 | 3.9298e-06 | -4.6217e-05 | 3.9367e-06 | -3.9344e-06 | -89.9731 | -89.9771 | -89.9692 | 90.0268 | 90.0229 | 90.0308 |  | 1.4248 | 0.60183 | 0.60195 | 1.4248 | 0.60182 | 0.60196 | 0.0034959 | -101.6121 | 78.4069 | 0.0037305 | -101.6127 | 78.4076
Line12_13_15 | 0 | 0 | 0 | 0 | 0 | 0 | 0 | 0 | 0 | 0 | 0 | 0 | 7.4215e-09 | -7.234e-08 | 6.9658e-08 | -7.4285e-09 | 4.8888e-08 | -4.6199e-08 | -1.7006e-07 | 1.2488e-08 | -1.0275e-08 | 1.1337e-07 | -7.6642e-09 | 5.4578e-09 | 0 | 0 | 0 | 0 | 0 | 0 |  | 1.4248 | 0.60182 | 0.60196 | 1.4248 | 0.60182 | 0.60196 | 0.0037305 | -101.6127 | 78.4076 | 0.0037297 | -101.6127 | 78.4076
Line13_13_14 | 0.00014097 | 0.00014097 | 0.00014098 | 0.00014114 | 0.00014114 | 0.00014115 | 3.2556e-05 | 3.2555e-05 | 3.2557e-05 | 3.2596e-05 | 3.2595e-05 | 3.2597e-05 | 8.7385e-09 | 1.919e-05 | -1.9197e-05 | -8.5547e-09 | -1.9214e-05 | 1.9221e-05 | 4.6387e-05 | -3.9485e-06 | 3.9433e-06 | -4.6444e-05 | 3.9535e-06 | -3.9479e-06 | -89.9855 | -89.9863 | -89.9847 | 90.0145 | 90.0137 | 90.0153 |  | 1.4248 | 0.60182 | 0.60196 | 1.4248 | 0.60182 | 0.60196 | 0.0037305 | -101.6127 | 78.4076 | 0.0039662 | -101.6134 | 78.4083
Line14_15_16 | 0 | 0 | 0 | 0 | 0 | 0 | 0 | 0 | 0 | 0 | 0 | 0 | 4.9477e-09 | -4.8226e-08 | 4.6439e-08 | -4.9546e-09 | 2.4775e-08 | -2.298e-08 | -1.1337e-07 | 8.3255e-09 | -6.8497e-09 | 5.6687e-08 | -3.5015e-09 | 2.0329e-09 | 0 | 0 | 0 | 0 | 0 | 0 |  | 1.4248 | 0.60182 | 0.60196 | 1.4248 | 0.60182 | 0.60196 | 0.0037297 | -101.6127 | 78.4076 | 0.0037293 | -101.6127 | 78.4076
Line15_16_17 | 0 | 0 | 0 | 0 | 0 | 0 | 0 | 0 | 0 | 0 | 0 | 0 | 2.4738e-09 | -2.4113e-08 | 2.3219e-08 | -2.4808e-09 | 6.6129e-10 | 2.3955e-10 | -5.6686e-08 | 4.1627e-09 | -3.4248e-09 | 3.2355e-13 | 6.6127e-10 | -1.3919e-09 | 0 | 0 | 0 | 0 | 0 | 0 |  | 1.4248 | 0.60182 | 0.60196 | 1.4248 | 0.60182 | 0.60196 | 0.0037293 | -101.6127 | 78.4076 | 0.0037291 | -101.6127 | 78.4076
Line16_4_18 | 0 | 2.5065 | 2.5072 | 0 | 2.5065 | 2.5072 | 0 | 0.57885 | 0.57901 | 0 | 0.57885 | 0.57901 | 2.4789e-09 | 0.12062 | 0.12069 | -2.4807e-09 | -1.8057e-12 | 1.8461e-12 | -5.6692e-08 | 0.12566 | 0.1257 | 3.8456e-13 | -4.7388e-12 | 4.5677e-12 | 0 | -147.7839 | 32.2405 | 0 | 32.2161 | -147.7595 |  | 1.4248 | 0.30092 | 0.30097 | 1.4248 | 0 | 0 | 0.0037319 | -101.6107 | 78.4055 | 0.0044341 | 0 | 0
Line17_5_19 | 0 | 0 | 0 | 0 | 0 | 0 | 0 | 0 | 0 | 0 | 0 | 0 | 2.4759e-09 | -2.4116e-08 | 2.322e-08 | -2.481e-09 | 6.6124e-10 | 2.3952e-10 | -5.669e-08 | 4.1608e-09 | -3.4249e-09 | 2.4161e-13 | 6.6138e-10 | -1.392e-09 | 0 | 0 | 0 | 0 | 0 | 0 |  | 1.4249 | 0.60184 | 0.60194 | 1.4249 | 0.60184 | 0.60194 | 0.0027937 | -101.61 | 78.4049 | 0.0027935 | -101.61 | 78.4049
Line1_1_3 | 0.00013977 | 0.00013974 | 0.0001398 | 0.00013994 | 0.00013991 | 0.00013997 | 3.2278e-05 | 3.2271e-05 | 3.2284e-05 | 3.2317e-05 | 3.2311e-05 | 3.2324e-05 | 2.6813e-08 | 1.9022e-05 | -1.9034e-05 | -2.6631e-08 | -1.9046e-05 | 1.9057e-05 | 4.5991e-05 | -3.9186e-06 | 3.9201e-06 | -4.6048e-05 | 3.9236e-06 | -3.9247e-06 | -89.9638 | -89.9701 | -89.9575 | 90.0362 | 90.0299 | 90.0425 |  | 1.4249 | 0.60184 | 0.60194 | 1.4249 | 0.60184 | 0.60194 | 0.0027941 | -101.61 | 78.4049 | 0.0030278 | -101.6107 | 78.4055
Line2_1_4 | 0.00014081 | 2.5066 | 2.5071 | 0.00014098 | 2.5066 | 2.5071 | 3.2519e-05 | 0.57887 | 0.57899 | 3.2559e-05 | 0.57887 | 0.57899 | 7.9926e-09 | 0.24126 | 0.24137 | -7.2375e-09 | -0.12063 | -0.12068 | 4.6336e-05 | 0.25133 | 0.25141 | -4.6391e-05 | -0.12566 | -0.12571 | -89.9873 | -147.7812 | 32.2377 | 90.0127 | 32.2188 | -147.7623 |  | 1.4249 | 0.60184 | 0.60194 | 1.4248 | 0.30092 | 0.30097 | 0.0027941 | -101.61 | 78.4049 | 0.0037319 | -101.6107 | 78.4055
Line3_1_5 | 0 | 0 | 0 | 0 | 0 | 0 | 0 | 0 | 0 | 0 | 0 | 0 | 4.9517e-09 | -4.8231e-08 | 4.644e-08 | -4.9568e-09 | 2.4777e-08 | -2.298e-08 | -1.1338e-07 | 8.3215e-09 | -6.8498e-09 | 5.669e-08 | -3.4994e-09 | 2.0329e-09 | 0 | 0 | 0 | 0 | 0 | 0 |  | 1.4249 | 0.60184 | 0.60194 | 1.4249 | 0.60184 | 0.60194 | 0.0027941 | -101.61 | 78.4049 | 0.0027937 | -101.61 | 78.4049
Line4_2_6 | 0.00014029 | 0.00014027 | 0.0001403 | 0.00014046 | 0.00014044 | 0.00014048 | 3.2398e-05 | 3.2393e-05 | 3.2402e-05 | 3.2438e-05 | 3.2433e-05 | 3.2442e-05 | 1.8066e-08 | 1.9095e-05 | -1.9104e-05 | -1.7882e-08 | -1.9118e-05 | 1.9128e-05 | 4.6162e-05 | -3.9309e-06 | 3.9298e-06 | -4.6219e-05 | 3.9359e-06 | -3.9344e-06 | -89.9745 | -89.9785 | -89.9706 | 90.0254 | 90.0215 | 90.0293 |  | 1.4249 | 0.60184 | 0.60194 | 1.4249 | 0.60183 | 0.60195 | 0.0030284 | -101.6107 | 78.4055 | 0.0032629 | -101.6114 | 78.4062
Line5_6_7 | 0.00014046 | 0.00014044 | 0.00014047 | 0.00014063 | 0.00014062 | 0.00014065 | 3.2438e-05 | 3.2434e-05 | 3.2441e-05 | 3.2477e-05 | 3.2474e-05 | 3.2481e-05 | 1.5402e-08 | 1.9119e-05 | -1.9128e-05 | -1.5218e-08 | -1.9142e-05 | 1.9151e-05 | 4.6219e-05 | -3.9352e-06 | 3.933e-06 | -4.6275e-05 | 3.9403e-06 | -3.9377e-06 | -89.9776 | -89.9808 | -89.9745 | 90.0223 | 90.0192 | 90.0255 |  | 1.4249 | 0.60183 | 0.60195 | 1.4248 | 0.60183 | 0.60195 | 0.0032629 | -101.6114 | 78.4062 | 0.0034978 | -101.6121 | 78.4069
Line6_7_8 | 0 | 0 | 0 | 0 | 0 | 0 | 0 | 0 | 0 | 0 | 0 | 0 | 7.423e-09 | -7.2341e-08 | 6.9658e-08 | -7.4295e-09 | 4.8889e-08 | -4.6199e-08 | -1.7006e-07 | 1.2487e-08 | -1.0275e-08 | 1.1337e-07 | -7.6632e-09 | 5.4578e-09 | 0 | 0 | 0 | 0 | 0 | 0 |  | 1.4248 | 0.60183 | 0.60195 | 1.4248 | 0.60183 | 0.60195 | 0.0034978 | -101.6121 | 78.4069 | 0.003497 | -101.6121 | 78.4069
Line7_8_9 | 0 | 0 | 0 | 0 | 0 | 0 | 0 | 0 | 0 | 0 | 0 | 0 | 2.4743e-09 | -2.4114e-08 | 2.3219e-08 | -2.4808e-09 | 6.6128e-10 | 2.3955e-10 | -5.6687e-08 | 4.1623e-09 | -3.4249e-09 | 3.0281e-13 | 6.613e-10 | -1.3919e-09 | 0 | 0 | 0 | 0 | 0 | 0 |  | 1.4248 | 0.60183 | 0.60195 | 1.4248 | 0.60183 | 0.60195 | 0.003497 | -101.6121 | 78.4069 | 0.0034969 | -101.6121 | 78.4069
Line8_8_10 | 0 | 0 | 0 | 0 | 0 | 0 | 0 | 0 | 0 | 0 | 0 | 0 | 2.4743e-09 | -2.4114e-08 | 2.3219e-08 | -2.4808e-09 | 6.6128e-10 | 2.3955e-10 | -5.6687e-08 | 4.1623e-09 | -3.4249e-09 | 3.0291e-13 | 6.613e-10 | -1.3919e-09 | 0 | 0 | 0 | 0 | 0 | 0 |  | 1.4248 | 0.60183 | 0.60195 | 1.4248 | 0.60183 | 0.60195 | 0.003497 | -101.6121 | 78.4069 | 0.0034969 | -101.6121 | 78.4069
Line9_3_11 | 0.00013994 | 0.00013991 | 0.00013996 | 0.00014011 | 0.00014008 | 0.00014014 | 3.2317e-05 | 3.2311e-05 | 3.2323e-05 | 3.2357e-05 | 3.2351e-05 | 3.2363e-05 | 2.415e-08 | 1.9046e-05 | -1.9057e-05 | -2.3967e-08 | -1.907e-05 | 1.9081e-05 | 4.6048e-05 | -3.9229e-06 | 3.9233e-06 | -4.6104e-05 | 3.9279e-06 | -3.928e-06 | -89.9669 | -89.9724 | -89.9614 | 90.033 | 90.0276 | 90.0385 |  | 1.4249 | 0.60184 | 0.60194 | 1.4249 | 0.60183 | 0.60195 | 0.0030278 | -101.6107 | 78.4055 | 0.0032617 | -101.6114 | 78.4062

## LLG_min_10
name | pf_ikss_a_from_ka | pf_ikss_b_from_ka | pf_ikss_c_from_ka | pf_ikss_a_to_ka | pf_ikss_b_to_ka | pf_ikss_c_to_ka | pf_skss_a_from_mw | pf_skss_b_from_mw | pf_skss_c_from_mw | pf_skss_a_to_mw | pf_skss_b_to_mw | pf_skss_c_to_mw | pf_p_a_from_mw | pf_p_b_from_mw | pf_p_c_from_mw | pf_p_a_to_mw | pf_p_b_to_mw | pf_p_c_to_mw | pf_q_a_from_mvar | pf_q_b_from_mvar | pf_q_c_from_mvar | pf_q_a_to_mvar | pf_q_b_to_mvar | pf_q_c_to_mvar | pf_ikss_a_from_degree | pf_ikss_b_from_degree | pf_ikss_c_from_degree | pf_ikss_a_to_degree | pf_ikss_b_to_degree | pf_ikss_c_to_degree | 3xI0 | pf_vm_a_from_pu | pf_vm_b_from_pu | pf_vm_c_from_pu | pf_vm_a_to_pu | pf_vm_b_to_pu | pf_vm_c_to_pu | pf_va_a_from_degree | pf_va_b_from_degree | pf_va_c_from_degree | pf_va_a_to_degree | pf_va_b_to_degree | pf_va_c_to_degree
Line0_1_2 | 0.00013274 | 0.00013272 | 0.00013276 | 0.0001329 | 0.00013288 | 0.00013292 | 3.0655e-05 | 3.065e-05 | 3.066e-05 | 3.0693e-05 | 3.0688e-05 | 3.0697e-05 | 1.8605e-08 | 1.7117e-05 | -1.7125e-05 | -1.8441e-08 | -1.7137e-05 | 1.7146e-05 | 4.138e-05 | -3.5241e-06 | 3.5241e-06 | -4.1431e-05 | 3.5286e-06 | -3.5283e-06 | -89.9714 | -89.9762 | -89.9667 | 90.0285 | 90.0238 | 90.0332 |  | 1.3499 | 0.57016 | 0.57026 | 1.3499 | 0.57016 | 0.57026 | 0.0027941 | -101.61 | 78.4049 | 0.0030284 | -101.6107 | 78.4055
Line10_11_12 | 0.00013274 | 0.00013272 | 0.00013276 | 0.0001329 | 0.00013288 | 0.00013292 | 3.0654e-05 | 3.0649e-05 | 3.0659e-05 | 3.0692e-05 | 3.0687e-05 | 3.0697e-05 | 1.9284e-08 | 1.7116e-05 | -1.7125e-05 | -1.9121e-08 | -1.7137e-05 | 1.7146e-05 | 4.1379e-05 | -3.5248e-06 | 3.5241e-06 | -4.143e-05 | 3.5293e-06 | -3.5283e-06 | -89.97 | -89.9747 | -89.9653 | 90.0299 | 90.0252 | 90.0346 |  | 1.3499 | 0.57016 | 0.57027 | 1.3499 | 0.57015 | 0.57027 | 0.0032617 | -101.6114 | 78.4062 | 0.0034959 | -101.6121 | 78.4069
Line11_12_13 | 0.0001329 | 0.00013288 | 0.00013292 | 0.00013306 | 0.00013305 | 0.00013308 | 3.0692e-05 | 3.0688e-05 | 3.0696e-05 | 3.073e-05 | 3.0725e-05 | 3.0734e-05 | 1.6894e-08 | 1.7137e-05 | -1.7146e-05 | -1.673e-08 | -1.7158e-05 | 1.7167e-05 | 4.143e-05 | -3.5287e-06 | 3.527e-06 | -4.148e-05 | 3.5332e-06 | -3.5312e-06 | -89.9731 | -89.9771 | -89.9692 | 90.0268 | 90.0229 | 90.0308 |  | 1.3499 | 0.57015 | 0.57027 | 1.3499 | 0.57015 | 0.57028 | 0.0034959 | -101.6121 | 78.4069 | 0.0037305 | -101.6127 | 78.4076
Line12_13_15 | 0 | 0 | 0 | 0 | 0 | 0 | 0 | 0 | 0 | 0 | 0 | 0 | 6.6609e-09 | -6.4925e-08 | 6.2519e-08 | -6.6671e-09 | 4.3877e-08 | -4.1464e-08 | -1.5263e-07 | 1.1208e-08 | -9.2215e-09 | 1.0175e-07 | -6.8787e-09 | 4.8984e-09 | 0 | 0 | 0 | 0 | 0 | 0 |  | 1.3499 | 0.57015 | 0.57028 | 1.3499 | 0.57015 | 0.57028 | 0.0037305 | -101.6127 | 78.4076 | 0.0037297 | -101.6127 | 78.4076
Line13_13_14 | 0.00013355 | 0.00013355 | 0.00013356 | 0.00013372 | 0.00013371 | 0.00013372 | 3.0843e-05 | 3.0842e-05 | 3.0843e-05 | 3.088e-05 | 3.0879e-05 | 3.0881e-05 | 7.8429e-09 | 1.7224e-05 | -1.7229e-05 | -7.6779e-09 | -1.7244e-05 | 1.7251e-05 | 4.1633e-05 | -3.5438e-06 | 3.5391e-06 | -4.1684e-05 | 3.5483e-06 | -3.5433e-06 | -89.9855 | -89.9863 | -89.9847 | 90.0145 | 90.0137 | 90.0153 |  | 1.3499 | 0.57015 | 0.57028 | 1.3498 | 0.57014 | 0.57028 | 0.0037305 | -101.6127 | 78.4076 | 0.0039662 | -101.6134 | 78.4083
Line14_15_16 | 0 | 0 | 0 | 0 | 0 | 0 | 0 | 0 | 0 | 0 | 0 | 0 | 4.4406e-09 | -4.3284e-08 | 4.1679e-08 | -4.4468e-09 | 2.2235e-08 | -2.0625e-08 | -1.0175e-07 | 7.4722e-09 | -6.1477e-09 | 5.0877e-08 | -3.1426e-09 | 1.8246e-09 | 0 | 0 | 0 | 0 | 0 | 0 |  | 1.3499 | 0.57015 | 0.57028 | 1.3499 | 0.57015 | 0.57028 | 0.0037297 | -101.6127 | 78.4076 | 0.0037293 | -101.6127 | 78.4076
Line15_16_17 | 0 | 0 | 0 | 0 | 0 | 0 | 0 | 0 | 0 | 0 | 0 | 0 | 2.2203e-09 | -2.1642e-08 | 2.084e-08 | -2.2265e-09 | 5.9351e-10 | 2.15e-10 | -5.0876e-08 | 3.7361e-09 | -3.0738e-09 | 2.8999e-13 | 5.9349e-10 | -1.2493e-09 | 0 | 0 | 0 | 0 | 0 | 0 |  | 1.3499 | 0.57015 | 0.57028 | 1.3499 | 0.57015 | 0.57028 | 0.0037293 | -101.6127 | 78.4076 | 0.0037291 | -101.6127 | 78.4076
Line16_4_18 | 0 | 2.3746 | 2.3752 | 0 | 2.3746 | 2.3752 | 0 | 0.54838 | 0.54853 | 0 | 0.54838 | 0.54853 | 2.2249e-09 | 0.10826 | 0.10832 | -2.2264e-09 | -1.3604e-12 | 1.3967e-12 | -5.0881e-08 | 0.11278 | 0.11282 | 3.4542e-13 | -4.1575e-12 | 4.0043e-12 | 0 | -147.7839 | 32.2405 | 0 | 32.2161 | -147.7595 |  | 1.3499 | 0.28508 | 0.28513 | 1.3498 | 0 | 0 | 0.0037319 | -101.6107 | 78.4055 | 0.0044341 | 0 | 0
Line17_5_19 | 0 | 0 | 0 | 0 | 0 | 0 | 0 | 0 | 0 | 0 | 0 | 0 | 2.2221e-09 | -2.1644e-08 | 2.084e-08 | -2.2267e-09 | 5.9347e-10 | 2.1497e-10 | -5.088e-08 | 3.7343e-09 | -3.0739e-09 | 2.1735e-13 | 5.9359e-10 | -1.2493e-09 | 0 | 0 | 0 | 0 | 0 | 0 |  | 1.3499 | 0.57016 | 0.57026 | 1.3499 | 0.57016 | 0.57026 | 0.0027937 | -101.61 | 78.4049 | 0.0027935 | -101.61 | 78.4049
Line1_1_3 | 0.00013241 | 0.00013238 | 0.00013244 | 0.00013257 | 0.00013255 | 0.0001326 | 3.0579e-05 | 3.0572e-05 | 3.0585e-05 | 3.0616e-05 | 3.061e-05 | 3.0623e-05 | 2.4065e-08 | 1.7073e-05 | -1.7083e-05 | -2.3901e-08 | -1.7094e-05 | 1.7104e-05 | 4.1277e-05 | -3.5169e-06 | 3.5183e-06 | -4.1328e-05 | 3.5214e-06 | -3.5225e-06 | -89.9638 | -89.9701 | -89.9575 | 90.0362 | 90.0299 | 90.0425 |  | 1.3499 | 0.57016 | 0.57026 | 1.3499 | 0.57016 | 0.57026 | 0.0027941 | -101.61 | 78.4049 | 0.0030278 | -101.6107 | 78.4055
Line2_1_4 | 0.0001334 | 2.3746 | 2.3751 | 0.00013356 | 2.3746 | 2.3751 | 3.0808e-05 | 0.5484 | 0.54851 | 3.0845e-05 | 0.5484 | 0.54851 | 7.1734e-09 | 0.21653 | 0.21663 | -6.4957e-09 | -0.10827 | -0.10831 | 4.1586e-05 | 0.22557 | 0.22564 | -4.1637e-05 | -0.11278 | -0.11282 | -89.9873 | -147.7812 | 32.2377 | 90.0127 | 32.2188 | -147.7623 |  | 1.3499 | 0.57016 | 0.57026 | 1.3499 | 0.28508 | 0.28513 | 0.0027941 | -101.61 | 78.4049 | 0.0037319 | -101.6107 | 78.4055
Line3_1_5 | 0 | 0 | 0 | 0 | 0 | 0 | 0 | 0 | 0 | 0 | 0 | 0 | 4.4442e-09 | -4.3288e-08 | 4.168e-08 | -4.4488e-09 | 2.2237e-08 | -2.0625e-08 | -1.0176e-07 | 7.4686e-09 | -6.1477e-09 | 5.088e-08 | -3.1407e-09 | 1.8246e-09 | 0 | 0 | 0 | 0 | 0 | 0 |  | 1.3499 | 0.57016 | 0.57026 | 1.3499 | 0.57016 | 0.57026 | 0.0027941 | -101.61 | 78.4049 | 0.0027937 | -101.61 | 78.4049
Line4_2_6 | 0.0001329 | 0.00013289 | 0.00013292 | 0.00013307 | 0.00013305 | 0.00013308 | 3.0693e-05 | 3.0689e-05 | 3.0697e-05 | 3.073e-05 | 3.0726e-05 | 3.0734e-05 | 1.6214e-08 | 1.7138e-05 | -1.7146e-05 | -1.605e-08 | -1.7159e-05 | 1.7167e-05 | 4.1431e-05 | -3.528e-06 | 3.527e-06 | -4.1482e-05 | 3.5325e-06 | -3.5312e-06 | -89.9745 | -89.9785 | -89.9706 | 90.0254 | 90.0215 | 90.0293 |  | 1.3499 | 0.57016 | 0.57026 | 1.3499 | 0.57016 | 0.57027 | 0.0030284 | -101.6107 | 78.4055 | 0.0032629 | -101.6114 | 78.4062
Line5_6_7 | 0.00013307 | 0.00013305 | 0.00013308 | 0.00013323 | 0.00013322 | 0.00013324 | 3.073e-05 | 3.0727e-05 | 3.0734e-05 | 3.0768e-05 | 3.0765e-05 | 3.0771e-05 | 1.3823e-08 | 1.716e-05 | -1.7167e-05 | -1.3658e-08 | -1.718e-05 | 1.7188e-05 | 4.1482e-05 | -3.5319e-06 | 3.5299e-06 | -4.1532e-05 | 3.5364e-06 | -3.5341e-06 | -89.9776 | -89.9808 | -89.9745 | 90.0223 | 90.0192 | 90.0255 |  | 1.3499 | 0.57016 | 0.57027 | 1.3499 | 0.57015 | 0.57027 | 0.0032629 | -101.6114 | 78.4062 | 0.0034978 | -101.6121 | 78.4069
Line6_7_8 | 0 | 0 | 0 | 0 | 0 | 0 | 0 | 0 | 0 | 0 | 0 | 0 | 6.6622e-09 | -6.4927e-08 | 6.2519e-08 | -6.668e-09 | 4.3878e-08 | -4.1464e-08 | -1.5263e-07 | 1.1207e-08 | -9.2215e-09 | 1.0175e-07 | -6.8778e-09 | 4.8984e-09 | 0 | 0 | 0 | 0 | 0 | 0 |  | 1.3499 | 0.57015 | 0.57027 | 1.3499 | 0.57015 | 0.57027 | 0.0034978 | -101.6121 | 78.4069 | 0.003497 | -101.6121 | 78.4069
Line7_8_9 | 0 | 0 | 0 | 0 | 0 | 0 | 0 | 0 | 0 | 0 | 0 | 0 | 2.2207e-09 | -2.1642e-08 | 2.084e-08 | -2.2266e-09 | 5.935e-10 | 2.1499e-10 | -5.0877e-08 | 3.7357e-09 | -3.0738e-09 | 2.7214e-13 | 5.9352e-10 | -1.2493e-09 | 0 | 0 | 0 | 0 | 0 | 0 |  | 1.3499 | 0.57015 | 0.57027 | 1.3499 | 0.57015 | 0.57027 | 0.003497 | -101.6121 | 78.4069 | 0.0034969 | -101.6121 | 78.4069
Line8_8_10 | 0 | 0 | 0 | 0 | 0 | 0 | 0 | 0 | 0 | 0 | 0 | 0 | 2.2207e-09 | -2.1642e-08 | 2.084e-08 | -2.2266e-09 | 5.935e-10 | 2.1499e-10 | -5.0877e-08 | 3.7357e-09 | -3.0738e-09 | 2.7184e-13 | 5.9352e-10 | -1.2493e-09 | 0 | 0 | 0 | 0 | 0 | 0 |  | 1.3499 | 0.57015 | 0.57027 | 1.3499 | 0.57015 | 0.57027 | 0.003497 | -101.6121 | 78.4069 | 0.0034969 | -101.6121 | 78.4069
Line9_3_11 | 0.00013257 | 0.00013255 | 0.0001326 | 0.00013274 | 0.00013271 | 0.00013276 | 3.0616e-05 | 3.0611e-05 | 3.0622e-05 | 3.0654e-05 | 3.0648e-05 | 3.066e-05 | 2.1675e-08 | 1.7094e-05 | -1.7104e-05 | -2.1511e-08 | -1.7115e-05 | 1.7125e-05 | 4.1328e-05 | -3.5208e-06 | 3.5212e-06 | -4.1379e-05 | 3.5254e-06 | -3.5254e-06 | -89.9669 | -89.9724 | -89.9614 | 90.033 | 90.0276 | 90.0385 |  | 1.3499 | 0.57016 | 0.57026 | 1.3499 | 0.57016 | 0.57027 | 0.0030278 | -101.6107 | 78.4055 | 0.0032617 | -101.6114 | 78.4062

## LLG_min_fault_6
name | pf_ikss_a_from_ka | pf_ikss_b_from_ka | pf_ikss_c_from_ka | pf_ikss_a_to_ka | pf_ikss_b_to_ka | pf_ikss_c_to_ka | pf_skss_a_from_mw | pf_skss_b_from_mw | pf_skss_c_from_mw | pf_skss_a_to_mw | pf_skss_b_to_mw | pf_skss_c_to_mw | pf_p_a_from_mw | pf_p_b_from_mw | pf_p_c_from_mw | pf_p_a_to_mw | pf_p_b_to_mw | pf_p_c_to_mw | pf_q_a_from_mvar | pf_q_b_from_mvar | pf_q_c_from_mvar | pf_q_a_to_mvar | pf_q_b_to_mvar | pf_q_c_to_mvar | pf_ikss_a_from_degree | pf_ikss_b_from_degree | pf_ikss_c_from_degree | pf_ikss_a_to_degree | pf_ikss_b_to_degree | pf_ikss_c_to_degree | 3xI0 | pf_vm_a_from_pu | pf_vm_b_from_pu | pf_vm_c_from_pu | pf_vm_a_to_pu | pf_vm_b_to_pu | pf_vm_c_to_pu | pf_va_a_from_degree | pf_va_b_from_degree | pf_va_c_from_degree | pf_va_a_to_degree | pf_va_b_to_degree | pf_va_c_to_degree
Line0_1_2 | 0.00013614 | 0.00013614 | 0.00013615 | 0.00013631 | 0.00013631 | 0.00013631 | 3.1441e-05 | 3.1441e-05 | 3.1441e-05 | 3.148e-05 | 3.148e-05 | 3.148e-05 | 8.5367e-07 | 2.5369e-05 | -2.6208e-05 | -8.5452e-07 | -2.54e-05 | 2.624e-05 | 4.4365e-05 | -1.2084e-06 | 3.7029e-07 | -4.4419e-05 | 1.2101e-06 | -3.7055e-07 | -88.3721 | -88.3721 | -88.372 | 91.6279 | 91.6279 | 91.628 |  | 1.4113 | 0.8078 | 0.83362 | 1.4113 | 0.80779 | 0.83363 | 0.52559 | -91.0992 | 90.8185 | 0.52582 | -91.0997 | 90.8189
Line10_11_12 | 0.00013614 | 0.00013614 | 0.00013614 | 0.00013631 | 0.00013631 | 0.00013631 | 3.1441e-05 | 3.144e-05 | 3.1441e-05 | 3.1479e-05 | 3.1479e-05 | 3.1479e-05 | 8.5438e-07 | 2.5368e-05 | -2.6207e-05 | -8.5523e-07 | -2.5399e-05 | 2.624e-05 | 4.4363e-05 | -1.2094e-06 | 3.7056e-07 | -4.4418e-05 | 1.211e-06 | -3.7081e-07 | -88.3706 | -88.3707 | -88.3706 | 91.6293 | 91.6293 | 91.6294 |  | 1.4113 | 0.80779 | 0.83363 | 1.4113 | 0.80778 | 0.83364 | 0.52604 | -91.1001 | 90.8193 | 0.52627 | -91.1005 | 90.8198
Line11_12_13 | 0.00013631 | 0.00013631 | 0.00013631 | 0.00013648 | 0.00013648 | 0.00013648 | 3.1479e-05 | 3.1479e-05 | 3.1479e-05 | 3.1518e-05 | 3.1518e-05 | 3.1518e-05 | 8.5285e-07 | 2.5399e-05 | -2.624e-05 | -8.537e-07 | -2.543e-05 | 2.6272e-05 | 4.4418e-05 | -1.2097e-06 | 3.694e-07 | -4.4472e-05 | 1.2113e-06 | -3.6966e-07 | -88.3738 | -88.3738 | -88.3737 | 91.6262 | 91.6262 | 91.6263 |  | 1.4113 | 0.80778 | 0.83364 | 1.4113 | 0.80778 | 0.83364 | 0.52627 | -91.1005 | 90.8198 | 0.52649 | -91.101 | 90.8202
Line12_13_15 | 0 | 0 | 0 | 0 | 0 | 0 | 0 | 0 | 0 | 0 | 0 | 0 | 4.0661e-09 | -9.3786e-08 | 9.6708e-08 | -5.0978e-09 | 6.2595e-08 | -6.4485e-08 | -1.6377e-07 | 3.5162e-10 | 2.9144e-09 | 1.0923e-07 | 1.1254e-09 | -3.3587e-09 | 0 | 0 | 0 | 0 | 0 | 0 |  | 1.4113 | 0.80778 | 0.83364 | 1.4113 | 0.80778 | 0.83364 | 0.52649 | -91.101 | 90.8202 | 0.52649 | -91.101 | 90.8202
Line13_13_14 | 0.00013698 | 0.00013698 | 0.00013698 | 0.00013715 | 0.00013715 | 0.00013715 | 3.1634e-05 | 3.1634e-05 | 3.1634e-05 | 3.1672e-05 | 3.1672e-05 | 3.1672e-05 | 8.4725e-07 | 2.5524e-05 | -2.6369e-05 | -8.481e-07 | -2.5555e-05 | 2.6401e-05 | 4.4636e-05 | -1.2103e-06 | 3.6533e-07 | -4.469e-05 | 1.212e-06 | -3.6558e-07 | -88.3861 | -88.3861 | -88.3861 | 91.6139 | 91.6139 | 91.6139 |  | 1.4113 | 0.80778 | 0.83364 | 1.4113 | 0.80777 | 0.83365 | 0.52649 | -91.101 | 90.8202 | 0.52672 | -91.1014 | 90.8206
Line14_15_16 | 0 | 0 | 0 | 0 | 0 | 0 | 0 | 0 | 0 | 0 | 0 | 0 | 2.7107e-09 | -6.2524e-08 | 6.4472e-08 | -3.7425e-09 | 3.1333e-08 | -3.2249e-08 | -1.0918e-07 | 2.3441e-10 | 1.9429e-09 | 5.4636e-08 | 1.2426e-09 | -2.3873e-09 | 0 | 0 | 0 | 0 | 0 | 0 |  | 1.4113 | 0.80778 | 0.83364 | 1.4113 | 0.80778 | 0.83364 | 0.52649 | -91.101 | 90.8202 | 0.52649 | -91.101 | 90.8202
Line15_16_17 | 0 | 0 | 0 | 0 | 0 | 0 | 0 | 0 | 0 | 0 | 0 | 0 | 1.3554e-09 | -3.1262e-08 | 3.2236e-08 | -2.3871e-09 | 7.0854e-11 | -1.2846e-11 | -5.4591e-08 | 1.172e-10 | 9.7147e-10 | 4.5172e-11 | 1.3598e-09 | -1.4158e-09 | 0 | 0 | 0 | 0 | 0 | 0 |  | 1.4113 | 0.80778 | 0.83364 | 1.4113 | 0.80778 | 0.83364 | 0.52649 | -91.101 | 90.8202 | 0.52649 | -91.101 | 90.8202
Line16_4_18 | 0 | 0.026176 | 0.027015 | 0 | 0.026176 | 0.027015 | 0 | 0.0060451 | 0.006239 | 0 | 0.0060451 | 0.0062389 | 1.3602e-09 | 0.0034391 | 0.0036632 | -2.387e-09 | -0.0034259 | -0.0036492 | -5.4596e-08 | 0.0034398 | 0.0036636 | 4.523e-11 | -0.0034259 | -0.0036492 | 0 | -136.1116 | 45.8125 | 0 | 43.8886 | -134.1877 |  | 1.4113 | 0.80463 | 0.8304 | 1.4113 | 0.80148 | 0.82717 | 0.52649 | -91.1055 | 90.8156 | 0.52717 | -91.1114 | 90.8123
Line17_5_19 | 0 | 0 | 0 | 0 | 0 | 0 | 0 | 0 | 0 | 0 | 0 | 0 | 1.3573e-09 | -3.1265e-08 | 3.2237e-08 | -2.3873e-09 | 7.0751e-11 | -1.2819e-11 | -5.4595e-08 | 1.1473e-10 | 9.7215e-10 | 4.5095e-11 | 1.3599e-09 | -1.4158e-09 | 0 | 0 | 0 | 0 | 0 | 0 |  | 1.4113 | 0.8078 | 0.83362 | 1.4113 | 0.8078 | 0.83362 | 0.52559 | -91.0992 | 90.8185 | 0.52559 | -91.0992 | 90.8185
Line1_1_3 | 0.00013581 | 0.00013581 | 0.00013581 | 0.00013597 | 0.00013597 | 0.00013597 | 3.1363e-05 | 3.1363e-05 | 3.1363e-05 | 3.1402e-05 | 3.1402e-05 | 3.1402e-05 | 8.5745e-07 | 2.5306e-05 | -2.6142e-05 | -8.583e-07 | -2.5337e-05 | 2.6175e-05 | 4.4254e-05 | -1.2088e-06 | 3.7287e-07 | -4.4309e-05 | 1.2104e-06 | -3.7313e-07 | -88.3644 | -88.3645 | -88.3643 | 91.6355 | 91.6355 | 91.6356 |  | 1.4113 | 0.8078 | 0.83362 | 1.4113 | 0.80779 | 0.83363 | 0.52559 | -91.0992 | 90.8185 | 0.52582 | -91.0997 | 90.8189
Line2_1_4 | 0.00013682 | 0.026268 | 0.02692 | 0.00013699 | 0.026268 | 0.02692 | 3.1598e-05 | 0.0060664 | 0.0062169 | 3.1637e-05 | 0.0060664 | 0.0062169 | 8.4556e-07 | 0.0034777 | 0.0036509 | -8.4588e-07 | -0.0034645 | -0.0036369 | 4.4586e-05 | 0.0034525 | 0.0036784 | -4.464e-05 | -0.0034386 | -0.003664 | -88.3879 | -135.8906 | 45.6035 | 91.6121 | 44.1097 | -134.3967 |  | 1.4113 | 0.8078 | 0.83362 | 1.4113 | 0.80463 | 0.8304 | 0.52559 | -91.0992 | 90.8185 | 0.52649 | -91.1055 | 90.8156
Line3_1_5 | 0 | 0 | 0 | 0 | 0 | 0 | 0 | 0 | 0 | 0 | 0 | 0 | 2.7145e-09 | -6.2529e-08 | 6.4473e-08 | -3.7445e-09 | 3.1335e-08 | -3.2249e-08 | -1.0919e-07 | 2.2946e-10 | 1.9443e-09 | 5.464e-08 | 1.2452e-09 | -2.388e-09 | 0 | 0 | 0 | 0 | 0 | 0 |  | 1.4113 | 0.8078 | 0.83362 | 1.4113 | 0.8078 | 0.83362 | 0.52559 | -91.0992 | 90.8185 | 0.52559 | -91.0992 | 90.8185
Line4_2_6 | 0.00013631 | 0.00013631 | 0.00013631 | 0.00013648 | 0.00013648 | 0.00013648 | 3.148e-05 | 3.148e-05 | 3.148e-05 | 3.1519e-05 | 3.1519e-05 | 3.1519e-05 | 8.5213e-07 | 2.5401e-05 | -2.624e-05 | -8.5298e-07 | -2.5432e-05 | 2.6272e-05 | 4.4419e-05 | -1.2087e-06 | 3.6913e-07 | -4.4473e-05 | 1.2104e-06 | -3.6939e-07 | -88.3752 | -88.3752 | -88.3751 | 91.6248 | 91.6248 | 91.6249 |  | 1.4113 | 0.80779 | 0.83363 | 1.4113 | 0.80779 | 0.83363 | 0.52582 | -91.0997 | 90.8189 | 0.52604 | -91.1001 | 90.8193
Line5_6_7 | 0.00013648 | 0.00013648 | 0.00013648 | 0.00013665 | 0.00013665 | 0.00013665 | 3.1519e-05 | 3.1519e-05 | 3.1519e-05 | 3.1557e-05 | 3.1557e-05 | 3.1557e-05 | 8.506e-07 | 2.5432e-05 | -2.6272e-05 | -8.5145e-07 | -2.5463e-05 | 2.6305e-05 | 4.4473e-05 | -1.209e-06 | 3.6798e-07 | -4.4528e-05 | 1.2107e-06 | -3.6823e-07 | -88.3783 | -88.3783 | -88.3782 | 91.6217 | 91.6217 | 91.6218 |  | 1.4113 | 0.80779 | 0.83363 | 1.4113 | 0.80778 | 0.83364 | 0.52604 | -91.1001 | 90.8193 | 0.52627 | -91.1005 | 90.8198
Line6_7_8 | 0 | 0 | 0 | 0 | 0 | 0 | 0 | 0 | 0 | 0 | 0 | 0 | 4.0675e-09 | -9.3788e-08 | 9.6708e-08 | -5.0988e-09 | 6.2596e-08 | -6.4485e-08 | -1.6378e-07 | 3.4977e-10 | 2.9149e-09 | 1.0923e-07 | 1.1266e-09 | -3.3591e-09 | 0 | 0 | 0 | 0 | 0 | 0 |  | 1.4113 | 0.80778 | 0.83364 | 1.4113 | 0.80778 | 0.83364 | 0.52627 | -91.1005 | 90.8198 | 0.52627 | -91.1005 | 90.8198
Line7_8_9 | 0 | 0 | 0 | 0 | 0 | 0 | 0 | 0 | 0 | 0 | 0 | 0 | 1.3558e-09 | -3.1263e-08 | 3.2236e-08 | -2.3872e-09 | 7.0829e-11 | -1.284e-11 | -5.4592e-08 | 1.1659e-10 | 9.7164e-10 | 4.5153e-11 | 1.3598e-09 | -1.4158e-09 | 0 | 0 | 0 | 0 | 0 | 0 |  | 1.4113 | 0.80778 | 0.83364 | 1.4113 | 0.80778 | 0.83364 | 0.52627 | -91.1005 | 90.8198 | 0.52627 | -91.1005 | 90.8198
Line8_8_10 | 0 | 0 | 0 | 0 | 0 | 0 | 0 | 0 | 0 | 0 | 0 | 0 | 1.3558e-09 | -3.1263e-08 | 3.2236e-08 | -2.3872e-09 | 7.0829e-11 | -1.284e-11 | -5.4592e-08 | 1.1659e-10 | 9.7164e-10 | 4.5153e-11 | 1.3598e-09 | -1.4158e-09 | 0 | 0 | 0 | 0 | 0 | 0 |  | 1.4113 | 0.80778 | 0.83364 | 1.4113 | 0.80778 | 0.83364 | 0.52627 | -91.1005 | 90.8198 | 0.52627 | -91.1005 | 90.8198
Line9_3_11 | 0.00013597 | 0.00013597 | 0.00013597 | 0.00013614 | 0.00013614 | 0.00013614 | 3.1402e-05 | 3.1402e-05 | 3.1402e-05 | 3.1441e-05 | 3.144e-05 | 3.1441e-05 | 8.5591e-07 | 2.5337e-05 | -2.6175e-05 | -8.5677e-07 | -2.5368e-05 | 2.6207e-05 | 4.4309e-05 | -1.2091e-06 | 3.7171e-07 | -4.4363e-05 | 1.2107e-06 | -3.7197e-07 | -88.3675 | -88.3676 | -88.3675 | 91.6324 | 91.6324 | 91.6325 |  | 1.4113 | 0.80779 | 0.83363 | 1.4113 | 0.80779 | 0.83363 | 0.52582 | -91.0997 | 90.8189 | 0.52604 | -91.1001 | 90.8193

## LLG_min_fault_10
name | pf_ikss_a_from_ka | pf_ikss_b_from_ka | pf_ikss_c_from_ka | pf_ikss_a_to_ka | pf_ikss_b_to_ka | pf_ikss_c_to_ka | pf_skss_a_from_mw | pf_skss_b_from_mw | pf_skss_c_from_mw | pf_skss_a_to_mw | pf_skss_b_to_mw | pf_skss_c_to_mw | pf_p_a_from_mw | pf_p_b_from_mw | pf_p_c_from_mw | pf_p_a_to_mw | pf_p_b_to_mw | pf_p_c_to_mw | pf_q_a_from_mvar | pf_q_b_from_mvar | pf_q_c_from_mvar | pf_q_a_to_mvar | pf_q_b_to_mvar | pf_q_c_to_mvar | pf_ikss_a_from_degree | pf_ikss_b_from_degree | pf_ikss_c_from_degree | pf_ikss_a_to_degree | pf_ikss_b_to_degree | pf_ikss_c_to_degree | 3xI0 | pf_vm_a_from_pu | pf_vm_b_from_pu | pf_vm_c_from_pu | pf_vm_a_to_pu | pf_vm_b_to_pu | pf_vm_c_to_pu | pf_va_a_from_degree | pf_va_b_from_degree | pf_va_c_from_degree | pf_va_a_to_degree | pf_va_b_to_degree | pf_va_c_to_degree
Line0_1_2 | 0.00012898 | 0.00012898 | 0.00012898 | 0.00012914 | 0.00012914 | 0.00012914 | 2.9787e-05 | 2.9786e-05 | 2.9787e-05 | 2.9823e-05 | 2.9823e-05 | 2.9823e-05 | 7.6617e-07 | 2.2769e-05 | -2.3521e-05 | -7.6694e-07 | -2.2797e-05 | 2.3551e-05 | 3.9818e-05 | -1.0846e-06 | 3.3234e-07 | -3.9866e-05 | 1.0861e-06 | -3.3257e-07 | -88.3721 | -88.3721 | -88.372 | 91.6279 | 91.6279 | 91.628 |  | 1.337 | 0.76528 | 0.78974 | 1.337 | 0.76528 | 0.78975 | 0.52559 | -91.0992 | 90.8185 | 0.52582 | -91.0997 | 90.8189
Line10_11_12 | 0.00012898 | 0.00012898 | 0.00012898 | 0.00012913 | 0.00012913 | 0.00012913 | 2.9786e-05 | 2.9786e-05 | 2.9786e-05 | 2.9822e-05 | 2.9822e-05 | 2.9822e-05 | 7.6681e-07 | 2.2768e-05 | -2.3521e-05 | -7.6758e-07 | -2.2796e-05 | 2.355e-05 | 3.9816e-05 | -1.0854e-06 | 3.3258e-07 | -3.9865e-05 | 1.0869e-06 | -3.3281e-07 | -88.3706 | -88.3707 | -88.3706 | 91.6293 | 91.6293 | 91.6294 |  | 1.337 | 0.76527 | 0.78976 | 1.337 | 0.76527 | 0.78976 | 0.52604 | -91.1001 | 90.8193 | 0.52627 | -91.1005 | 90.8198
Line11_12_13 | 0.00012913 | 0.00012913 | 0.00012913 | 0.00012929 | 0.00012929 | 0.00012929 | 2.9822e-05 | 2.9822e-05 | 2.9822e-05 | 2.9859e-05 | 2.9859e-05 | 2.9859e-05 | 7.6543e-07 | 2.2796e-05 | -2.355e-05 | -7.662e-07 | -2.2824e-05 | 2.3579e-05 | 3.9865e-05 | -1.0857e-06 | 3.3154e-07 | -3.9914e-05 | 1.0872e-06 | -3.3177e-07 | -88.3738 | -88.3738 | -88.3737 | 91.6262 | 91.6262 | 91.6263 |  | 1.337 | 0.76527 | 0.78976 | 1.337 | 0.76526 | 0.78977 | 0.52627 | -91.1005 | 90.8198 | 0.52649 | -91.101 | 90.8202
Line12_13_15 | 0 | 0 | 0 | 0 | 0 | 0 | 0 | 0 | 0 | 0 | 0 | 0 | 3.6493e-09 | -8.4174e-08 | 8.6796e-08 | -4.5753e-09 | 5.618e-08 | -5.7875e-08 | -1.4699e-07 | 3.1558e-10 | 2.6157e-09 | 9.8032e-08 | 1.01e-09 | -3.0145e-09 | 0 | 0 | 0 | 0 | 0 | 0 |  | 1.337 | 0.76526 | 0.78977 | 1.337 | 0.76526 | 0.78977 | 0.52649 | -91.101 | 90.8202 | 0.52649 | -91.101 | 90.8202
Line13_13_14 | 0.00012977 | 0.00012977 | 0.00012977 | 0.00012993 | 0.00012993 | 0.00012993 | 2.9969e-05 | 2.9969e-05 | 2.9969e-05 | 3.0005e-05 | 3.0005e-05 | 3.0005e-05 | 7.6041e-07 | 2.2908e-05 | -2.3666e-05 | -7.6117e-07 | -2.2936e-05 | 2.3695e-05 | 4.0061e-05 | -1.0863e-06 | 3.2788e-07 | -4.011e-05 | 1.0878e-06 | -3.2811e-07 | -88.3861 | -88.3861 | -88.3861 | 91.6139 | 91.6139 | 91.6139 |  | 1.337 | 0.76526 | 0.78977 | 1.337 | 0.76526 | 0.78977 | 0.52649 | -91.101 | 90.8202 | 0.52672 | -91.1014 | 90.8206
Line14_15_16 | 0 | 0 | 0 | 0 | 0 | 0 | 0 | 0 | 0 | 0 | 0 | 0 | 2.4329e-09 | -5.6116e-08 | 5.7864e-08 | -3.3589e-09 | 2.8122e-08 | -2.8943e-08 | -9.7991e-08 | 2.1039e-10 | 1.7438e-09 | 4.9036e-08 | 1.1152e-09 | -2.1426e-09 | 0 | 0 | 0 | 0 | 0 | 0 |  | 1.337 | 0.76526 | 0.78977 | 1.337 | 0.76526 | 0.78977 | 0.52649 | -91.101 | 90.8202 | 0.52649 | -91.101 | 90.8202
Line15_16_17 | 0 | 0 | 0 | 0 | 0 | 0 | 0 | 0 | 0 | 0 | 0 | 0 | 1.2164e-09 | -2.8058e-08 | 2.8932e-08 | -2.1424e-09 | 6.3593e-11 | -1.153e-11 | -4.8996e-08 | 1.0519e-10 | 8.7191e-10 | 4.0541e-11 | 1.2204e-09 | -1.2707e-09 | 0 | 0 | 0 | 0 | 0 | 0 |  | 1.337 | 0.76526 | 0.78977 | 1.337 | 0.76526 | 0.78977 | 0.52649 | -91.101 | 90.8202 | 0.52649 | -91.101 | 90.8202
Line16_4_18 | 0 | 0.024798 | 0.025594 | 0 | 0.024798 | 0.025594 | 0 | 0.0057269 | 0.0059106 | 0 | 0.005727 | 0.0059106 | 1.2208e-09 | 0.0030866 | 0.0032877 | -2.1423e-09 | -0.0030748 | -0.0032751 | -4.9e-08 | 0.0030872 | 0.0032881 | 4.0594e-11 | -0.0030748 | -0.0032751 | 0 | -136.1116 | 45.8125 | 0 | 43.8886 | -134.1877 |  | 1.337 | 0.76229 | 0.78669 | 1.337 | 0.75929 | 0.78364 | 0.52649 | -91.1055 | 90.8156 | 0.52717 | -91.1114 | 90.8123
Line17_5_19 | 0 | 0 | 0 | 0 | 0 | 0 | 0 | 0 | 0 | 0 | 0 | 0 | 1.2182e-09 | -2.806e-08 | 2.8933e-08 | -2.1426e-09 | 6.35e-11 | -1.1505e-11 | -4.8999e-08 | 1.0297e-10 | 8.7252e-10 | 4.0474e-11 | 1.2205e-09 | -1.2707e-09 | 0 | 0 | 0 | 0 | 0 | 0 |  | 1.337 | 0.76528 | 0.78974 | 1.337 | 0.76528 | 0.78974 | 0.52559 | -91.0992 | 90.8185 | 0.52559 | -91.0992 | 90.8185
Line1_1_3 | 0.00012866 | 0.00012866 | 0.00012866 | 0.00012882 | 0.00012882 | 0.00012882 | 2.9712e-05 | 2.9712e-05 | 2.9713e-05 | 2.9749e-05 | 2.9749e-05 | 2.9749e-05 | 7.6957e-07 | 2.2713e-05 | -2.3463e-05 | -7.7033e-07 | -2.274e-05 | 2.3492e-05 | 3.9719e-05 | -1.0849e-06 | 3.3465e-07 | -3.9767e-05 | 1.0864e-06 | -3.3489e-07 | -88.3644 | -88.3645 | -88.3643 | 91.6355 | 91.6355 | 91.6356 |  | 1.337 | 0.76528 | 0.78974 | 1.337 | 0.76528 | 0.78975 | 0.52559 | -91.0992 | 90.8185 | 0.52582 | -91.0997 | 90.8189
Line2_1_4 | 0.00012962 | 0.024886 | 0.025503 | 0.00012978 | 0.024886 | 0.025503 | 2.9935e-05 | 0.0057471 | 0.0058897 | 2.9972e-05 | 0.0057472 | 0.0058897 | 7.589e-07 | 0.0031213 | 0.0032767 | -7.5918e-07 | -0.0031094 | -0.0032641 | 4.0016e-05 | 0.0030986 | 0.0033013 | -4.0064e-05 | -0.0030862 | -0.0032884 | -88.3879 | -135.8906 | 45.6035 | 91.6121 | 44.1097 | -134.3967 |  | 1.337 | 0.76528 | 0.78974 | 1.337 | 0.76229 | 0.78669 | 0.52559 | -91.0992 | 90.8185 | 0.52649 | -91.1055 | 90.8156
Line3_1_5 | 0 | 0 | 0 | 0 | 0 | 0 | 0 | 0 | 0 | 0 | 0 | 0 | 2.4363e-09 | -5.612e-08 | 5.7865e-08 | -3.3608e-09 | 2.8124e-08 | -2.8944e-08 | -9.7998e-08 | 2.0594e-10 | 1.745e-09 | 4.9039e-08 | 1.1176e-09 | -2.1432e-09 | 0 | 0 | 0 | 0 | 0 | 0 |  | 1.337 | 0.76528 | 0.78974 | 1.337 | 0.76528 | 0.78974 | 0.52559 | -91.0992 | 90.8185 | 0.52559 | -91.0992 | 90.8185
Line4_2_6 | 0.00012914 | 0.00012914 | 0.00012914 | 0.0001293 | 0.0001293 | 0.0001293 | 2.9823e-05 | 2.9823e-05 | 2.9823e-05 | 2.986e-05 | 2.986e-05 | 2.986e-05 | 7.6479e-07 | 2.2797e-05 | -2.3551e-05 | -7.6556e-07 | -2.2825e-05 | 2.358e-05 | 3.9866e-05 | -1.0848e-06 | 3.313e-07 | -3.9915e-05 | 1.0863e-06 | -3.3153e-07 | -88.3752 | -88.3752 | -88.3751 | 91.6248 | 91.6248 | 91.6249 |  | 1.337 | 0.76528 | 0.78975 | 1.337 | 0.76527 | 0.78976 | 0.52582 | -91.0997 | 90.8189 | 0.52604 | -91.1001 | 90.8193
Line5_6_7 | 0.0001293 | 0.0001293 | 0.0001293 | 0.00012946 | 0.00012945 | 0.00012946 | 2.986e-05 | 2.986e-05 | 2.986e-05 | 2.9896e-05 | 2.9896e-05 | 2.9896e-05 | 7.6342e-07 | 2.2825e-05 | -2.358e-05 | -7.6418e-07 | -2.2853e-05 | 2.3609e-05 | 3.9915e-05 | -1.0851e-06 | 3.3026e-07 | -3.9964e-05 | 1.0866e-06 | -3.3049e-07 | -88.3783 | -88.3783 | -88.3782 | 91.6217 | 91.6217 | 91.6218 |  | 1.337 | 0.76527 | 0.78976 | 1.337 | 0.76527 | 0.78976 | 0.52604 | -91.1001 | 90.8193 | 0.52627 | -91.1005 | 90.8198
Line6_7_8 | 0 | 0 | 0 | 0 | 0 | 0 | 0 | 0 | 0 | 0 | 0 | 0 | 3.6506e-09 | -8.4176e-08 | 8.6796e-08 | -4.5762e-09 | 5.6181e-08 | -5.7876e-08 | -1.4699e-07 | 3.1393e-10 | 2.6162e-09 | 9.8033e-08 | 1.0112e-09 | -3.0148e-09 | 0 | 0 | 0 | 0 | 0 | 0 |  | 1.337 | 0.76527 | 0.78976 | 1.337 | 0.76527 | 0.78976 | 0.52627 | -91.1005 | 90.8198 | 0.52627 | -91.1005 | 90.8198
Line7_8_9 | 0 | 0 | 0 | 0 | 0 | 0 | 0 | 0 | 0 | 0 | 0 | 0 | 1.2169e-09 | -2.8059e-08 | 2.8932e-08 | -2.1425e-09 | 6.3569e-11 | -1.1524e-11 | -4.8996e-08 | 1.0464e-10 | 8.7206e-10 | 4.0525e-11 | 1.2205e-09 | -1.2707e-09 | 0 | 0 | 0 | 0 | 0 | 0 |  | 1.337 | 0.76527 | 0.78976 | 1.337 | 0.76527 | 0.78976 | 0.52627 | -91.1005 | 90.8198 | 0.52627 | -91.1005 | 90.8198
Line8_8_10 | 0 | 0 | 0 | 0 | 0 | 0 | 0 | 0 | 0 | 0 | 0 | 0 | 1.2169e-09 | -2.8059e-08 | 2.8932e-08 | -2.1425e-09 | 6.3569e-11 | -1.1524e-11 | -4.8996e-08 | 1.0464e-10 | 8.7206e-10 | 4.0525e-11 | 1.2205e-09 | -1.2707e-09 | 0 | 0 | 0 | 0 | 0 | 0 |  | 1.337 | 0.76527 | 0.78976 | 1.337 | 0.76527 | 0.78976 | 0.52627 | -91.1005 | 90.8198 | 0.52627 | -91.1005 | 90.8198
Line9_3_11 | 0.00012882 | 0.00012882 | 0.00012882 | 0.00012898 | 0.00012898 | 0.00012898 | 2.9749e-05 | 2.9749e-05 | 2.9749e-05 | 2.9786e-05 | 2.9786e-05 | 2.9786e-05 | 7.6819e-07 | 2.274e-05 | -2.3492e-05 | -7.6895e-07 | -2.2768e-05 | 2.3521e-05 | 3.9767e-05 | -1.0852e-06 | 3.3361e-07 | -3.9816e-05 | 1.0866e-06 | -3.3385e-07 | -88.3675 | -88.3676 | -88.3675 | 91.6324 | 91.6324 | 91.6325 |  | 1.337 | 0.76528 | 0.78975 | 1.337 | 0.76527 | 0.78976 | 0.52582 | -91.0997 | 90.8189 | 0.52604 | -91.1001 | 90.8193