## LLL_max_6
name | pf_ikss_from_ka | pf_ikss_to_ka | pf_ip_from_ka | pf_ip_to_ka | pf_skss_from_mw | pf_skss_to_mw | pf_p_from_mw | pf_p_to_mw | pf_q_from_mvar | pf_q_to_mvar | pf_ikss_from_degree | pf_ikss_to_degree | pf_vm_from_pu | pf_vm_to_pu | pf_va_from_degree | pf_va_to_degree
Line0_1_2 | 2.1767 | 2.1767 | 0 | 0 | 1.508 | 1.508 | 0.56854 | -0.42641 | 1.1371 | -0.85282 | -67.8829 | 112.1171 | 0.84302 | 0.63226 | -4.4479 | -4.4479
Line10_11_12 | 0 | 0 | 0 | 0 | 0 | 0 | 0 | 0 | 0 | 0 | 0 | 0 | 0.84302 | 0.84302 | -4.4479 | -4.4479
Line11_12_13 | 0 | 0 | 0 | 0 | 0 | 0 | 0 | 0 | 0 | 0 | 0 | 0 | 0.84302 | 0.84302 | -4.4479 | -4.4479
Line12_13_15 | 0 | 0 | 0 | 0 | 0 | 0 | 0 | 0 | 0 | 0 | 0 | 0 | 0.84302 | 0.84302 | -4.4479 | -4.4479
Line13_13_14 | 0 | 0 | 0 | 0 | 0 | 0 | 0 | 0 | 0 | 0 | 0 | 0 | 0.84302 | 0.84302 | -4.4479 | -4.4479
Line14_15_16 | 0 | 0 | 0 | 0 | 0 | 0 | 0 | 0 | 0 | 0 | 0 | 0 | 0.84302 | 0.84302 | -4.4479 | -4.4479
Line15_16_17 | 0 | 0 | 0 | 0 | 0 | 0 | 0 | 0 | 0 | 0 | 0 | 0 | 0.84302 | 0.84302 | -4.4479 | -4.4479
Line16_4_18 | 0 | 0 | 0 | 0 | 0 | 0 | 0 | 0 | 0 | 0 | 0 | 0 | 0.84302 | 0.84302 | -4.4479 | -4.4479
Line17_5_19 | 0 | 0 | 0 | 0 | 0 | 0 | 0 | 0 | 0 | 0 | 0 | 0 | 0.84302 | 0.84302 | -4.4479 | -4.4479
Line1_1_3 | 0 | 0 | 0 | 0 | 0 | 0 | 0 | 0 | 0 | 0 | 0 | 0 | 0.84302 | 0.84302 | -4.4479 | -4.4479
Line2_1_4 | 0 | 0 | 0 | 0 | 0 | 0 | 0 | 0 | 0 | 0 | 0 | 0 | 0.84302 | 0.84302 | -4.4479 | -4.4479
Line3_1_5 | 0 | 0 | 0 | 0 | 0 | 0 | 0 | 0 | 0 | 0 | 0 | 0 | 0.84302 | 0.84302 | -4.4479 | -4.4479
Line4_2_6 | 2.1767 | 2.1767 | 0 | 0 | 1.508 | 1.508 | 0.42641 | -0.28427 | 0.85282 | -0.56854 | -67.8829 | 112.1171 | 0.63226 | 0.42151 | -4.4479 | -4.4479
Line5_6_7 | 2.1767 | 2.1767 | 0 | 0 | 1.508 | 1.508 | 0.28427 | -0.14214 | 0.56854 | -0.28427 | -67.8829 | 112.1171 | 0.42151 | 0.21075 | -4.4479 | -4.4479
Line6_7_8 | 2.1767 | 2.1767 | 0 | 4.0311 | 1.508 | 1.508 | 0.14214 | -1e-07 | 0.28427 | -1e-07 | -67.8829 | 112.1171 | 0.21075 | 0 | -4.4479 | 0
Line7_8_9 | 0 | 0 | 0 | 0 | 0 | 0 | 7.9247e-22 | 0 | 4.6423e-22 | 0 | 0 | 0 | 0 | 0 | 0 | 0
Line8_8_10 | 0 | 0 | 0 | 0 | 0 | 0 | 7.9247e-22 | 0 | 4.6423e-22 | 0 | 0 | 0 | 0 | 0 | 0 | 0
Line9_3_11 | 0 | 0 | 0 | 0 | 0 | 0 | 0 | 0 | 0 | 0 | 0 | 0 | 0.84302 | 0.84302 | -4.4479 | -4.4479

## LLL_max_10
name | pf_ikss_from_ka | pf_ikss_to_ka | pf_ip_from_ka | pf_ip_to_ka | pf_skss_from_mw | pf_skss_to_mw | pf_p_from_mw | pf_p_to_mw | pf_q_from_mvar | pf_q_to_mvar | pf_ikss_from_degree | pf_ikss_to_degree | pf_vm_from_pu | pf_vm_to_pu | pf_va_from_degree | pf_va_to_degree
Line0_1_2 | 2.259 | 2.259 | 0 | 0 | 1.5651 | 1.5651 | 0.61237 | -0.45928 | 1.2247 | -0.91856 | -68.05 | 111.95 | 0.87491 | 0.65618 | -4.615 | -4.615
Line10_11_12 | 0 | 0 | 0 | 0 | 0 | 0 | 0 | 0 | 0 | 0 | 0 | 0 | 0.87491 | 0.87491 | -4.615 | -4.615
Line11_12_13 | 0 | 0 | 0 | 0 | 0 | 0 | 0 | 0 | 0 | 0 | 0 | 0 | 0.87491 | 0.87491 | -4.615 | -4.615
Line12_13_15 | 0 | 0 | 0 | 0 | 0 | 0 | 0 | 0 | 0 | 0 | 0 | 0 | 0.87491 | 0.87491 | -4.615 | -4.615
Line13_13_14 | 0 | 0 | 0 | 0 | 0 | 0 | 0 | 0 | 0 | 0 | 0 | 0 | 0.87491 | 0.87491 | -4.615 | -4.615
Line14_15_16 | 0 | 0 | 0 | 0 | 0 | 0 | 0 | 0 | 0 | 0 | 0 | 0 | 0.87491 | 0.87491 | -4.615 | -4.615
Line15_16_17 | 0 | 0 | 0 | 0 | 0 | 0 | 0 | 0 | 0 | 0 | 0 | 0 | 0.87491 | 0.87491 | -4.615 | -4.615
Line16_4_18 | 0 | 0 | 0 | 0 | 0 | 0 | 0 | 0 | 0 | 0 | 0 | 0 | 0.87491 | 0.87491 | -4.615 | -4.615
Line17_5_19 | 0 | 0 | 0 | 0 | 0 | 0 | 0 | 0 | 0 | 0 | 0 | 0 | 0.87491 | 0.87491 | -4.615 | -4.615
Line1_1_3 | 0 | 0 | 0 | 0 | 0 | 0 | 0 | 0 | 0 | 0 | 0 | 0 | 0.87491 | 0.87491 | -4.615 | -4.615
Line2_1_4 | 0 | 0 | 0 | 0 | 0 | 0 | 0 | 0 | 0 | 0 | 0 | 0 | 0.87491 | 0.87491 | -4.615 | -4.615
Line3_1_5 | 0 | 0 | 0 | 0 | 0 | 0 | 0 | 0 | 0 | 0 | 0 | 0 | 0.87491 | 0.87491 | -4.615 | -4.615
Line4_2_6 | 2.259 | 2.259 | 0 | 0 | 1.5651 | 1.5651 | 0.45928 | -0.30619 | 0.91856 | -0.61237 | -68.05 | 111.95 | 0.65618 | 0.43745 | -4.615 | -4.615
Line5_6_7 | 2.259 | 2.259 | 0 | 0 | 1.5651 | 1.5651 | 0.30619 | -0.15309 | 0.61237 | -0.30619 | -68.05 | 111.95 | 0.43745 | 0.21873 | -4.615 | -4.615
Line6_7_8 | 2.259 | 2.259 | 0 | 4.1931 | 1.5651 | 1.5651 | 0.15309 | -1e-07 | 0.30619 | -1e-07 | -68.05 | 111.95 | 0.21873 | 0 | -4.615 | 0
Line7_8_9 | 0 | 0 | 0 | 0 | 0 | 0 | 1.1123e-21 | 0 | -5.2195e-22 | 0 | 0 | 0 | 0 | 0 | 0 | 0
Line8_8_10 | 0 | 0 | 0 | 0 | 0 | 0 | 1.1123e-21 | 0 | -5.2195e-22 | 0 | 0 | 0 | 0 | 0 | 0 | 0
Line9_3_11 | 0 | 0 | 0 | 0 | 0 | 0 | 0 | 0 | 0 | 0 | 0 | 0 | 0.87491 | 0.87491 | -4.615 | -4.615

## LLL_max_fault_6
name | pf_ikss_from_ka | pf_ikss_to_ka | pf_ip_from_ka | pf_ip_to_ka | pf_skss_from_mw | pf_skss_to_mw | pf_p_from_mw | pf_p_to_mw | pf_q_from_mvar | pf_q_to_mvar | pf_ikss_from_degree | pf_ikss_to_degree | pf_vm_from_pu | pf_vm_to_pu | pf_va_from_degree | pf_va_to_degree
Line0_1_2 | 0.033802 | 0.033802 | 0 | 0 | 0.023418 | 0.023418 | 0.017275 | -0.017241 | 0.017412 | -0.017344 | -45.346 | 134.654 | 1.0474 | 1.0443 | -0.11952 | -0.17563
Line10_11_12 | 0 | 0 | 0 | 0 | 0 | 0 | 0 | 0 | 0 | 0 | 0 | 0 | 1.0474 | 1.0474 | -0.11952 | -0.11952
Line11_12_13 | 0 | 0 | 0 | 0 | 0 | 0 | 0 | 0 | 0 | 0 | 0 | 0 | 1.0474 | 1.0474 | -0.11952 | -0.11952
Line12_13_15 | 0 | 0 | 0 | 0 | 0 | 0 | 0 | 0 | 0 | 0 | 0 | 0 | 1.0474 | 1.0474 | -0.11952 | -0.11952
Line13_13_14 | 0 | 0 | 0 | 0 | 0 | 0 | 0 | 0 | 0 | 0 | 0 | 0 | 1.0474 | 1.0474 | -0.11952 | -0.11952
Line14_15_16 | 0 | 0 | 0 | 0 | 0 | 0 | 0 | 0 | 0 | 0 | 0 | 0 | 1.0474 | 1.0474 | -0.11952 | -0.11952
Line15_16_17 | 0 | 0 | 0 | 0 | 0 | 0 | 0 | 0 | 0 | 0 | 0 | 0 | 1.0474 | 1.0474 | -0.11952 | -0.11952
Line16_4_18 | 0 | 0 | 0 | 0 | 0 | 0 | 0 | 0 | 0 | 0 | 0 | 0 | 1.0474 | 1.0474 | -0.11952 | -0.11952
Line17_5_19 | 0 | 0 | 0 | 0 | 0 | 0 | 0 | 0 | 0 | 0 | 0 | 0 | 1.0474 | 1.0474 | -0.11952 | -0.11952
Line1_1_3 | 0 | 0 | 0 | 0 | 0 | 0 | 0 | 0 | 0 | 0 | 0 | 0 | 1.0474 | 1.0474 | -0.11952 | -0.11952
Line2_1_4 | 0 | 0 | 0 | 0 | 0 | 0 | 0 | 0 | 0 | 0 | 0 | 0 | 1.0474 | 1.0474 | -0.11952 | -0.11952
Line3_1_5 | 0 | 0 | 0 | 0 | 0 | 0 | 0 | 0 | 0 | 0 | 0 | 0 | 1.0474 | 1.0474 | -0.11952 | -0.11952
Line4_2_6 | 0.033802 | 0.033802 | 0 | 0 | 0.023418 | 0.023418 | 0.017241 | -0.017207 | 0.017344 | -0.017275 | -45.346 | 134.654 | 1.0443 | 1.0412 | -0.17563 | -0.23207
Line5_6_7 | 0.033802 | 0.033802 | 0 | 0 | 0.023418 | 0.023418 | 0.017207 | -0.017173 | 0.017275 | -0.017207 | -45.346 | 134.654 | 1.0412 | 1.0381 | -0.23207 | -0.28886
Line6_7_8 | 0.033802 | 0.033802 | 0 | 0.0626 | 0.023418 | 0.023418 | 0.017173 | -0.017138 | 0.017207 | -0.017138 | -45.346 | 134.654 | 1.0381 | 1.035 | -0.28886 | -0.34598
Line7_8_9 | 0 | 0 | 0 | 0 | 0 | 0 | -1.7102e-10 | 0 | 7.2182e-11 | 0 | 0 | 0 | 1.035 | 1.035 | -0.34598 | -0.34598
Line8_8_10 | 0 | 0 | 0 | 0 | 0 | 0 | -1.7102e-10 | 0 | 7.2182e-11 | 0 | 0 | 0 | 1.035 | 1.035 | -0.34598 | -0.34598
Line9_3_11 | 0 | 0 | 0 | 0 | 0 | 0 | 0 | 0 | 0 | 0 | 0 | 0 | 1.0474 | 1.0474 | -0.11952 | -0.11952

## LLL_max_fault_10
name | pf_ikss_from_ka | pf_ikss_to_ka | pf_ip_from_ka | pf_ip_to_ka | pf_skss_from_mw | pf_skss_to_mw | pf_p_from_mw | pf_p_to_mw | pf_q_from_mvar | pf_q_to_mvar | pf_ikss_from_degree | pf_ikss_to_degree | pf_vm_from_pu | pf_vm_to_pu | pf_va_from_degree | pf_va_to_degree
Line0_1_2 | 0.035407 | 0.035407 | 0 | 0 | 0.024531 | 0.024531 | 0.018955 | -0.018918 | 0.019106 | -0.019031 | -45.3516 | 134.6484 | 1.0971 | 1.0939 | -0.12515 | -0.18126
Line10_11_12 | 0 | 0 | 0 | 0 | 0 | 0 | 0 | 0 | 0 | 0 | 0 | 0 | 1.0971 | 1.0971 | -0.12515 | -0.12515
Line11_12_13 | 0 | 0 | 0 | 0 | 0 | 0 | 0 | 0 | 0 | 0 | 0 | 0 | 1.0971 | 1.0971 | -0.12515 | -0.12515
Line12_13_15 | 0 | 0 | 0 | 0 | 0 | 0 | 0 | 0 | 0 | 0 | 0 | 0 | 1.0971 | 1.0971 | -0.12515 | -0.12515
Line13_13_14 | 0 | 0 | 0 | 0 | 0 | 0 | 0 | 0 | 0 | 0 | 0 | 0 | 1.0971 | 1.0971 | -0.12515 | -0.12515
Line14_15_16 | 0 | 0 | 0 | 0 | 0 | 0 | 0 | 0 | 0 | 0 | 0 | 0 | 1.0971 | 1.0971 | -0.12515 | -0.12515
Line15_16_17 | 0 | 0 | 0 | 0 | 0 | 0 | 0 | 0 | 0 | 0 | 0 | 0 | 1.0971 | 1.0971 | -0.12515 | -0.12515
Line16_4_18 | 0 | 0 | 0 | 0 | 0 | 0 | 0 | 0 | 0 | 0 | 0 | 0 | 1.0971 | 1.0971 | -0.12515 | -0.12515
Line17_5_19 | 0 | 0 | 0 | 0 | 0 | 0 | 0 | 0 | 0 | 0 | 0 | 0 | 1.0971 | 1.0971 | -0.12515 | -0.12515
Line1_1_3 | 0 | 0 | 0 | 0 | 0 | 0 | 0 | 0 | 0 | 0 | 0 | 0 | 1.0971 | 1.0971 | -0.12515 | -0.12515
Line2_1_4 | 0 | 0 | 0 | 0 | 0 | 0 | 0 | 0 | 0 | 0 | 0 | 0 | 1.0971 | 1.0971 | -0.12515 | -0.12515
Line3_1_5 | 0 | 0 | 0 | 0 | 0 | 0 | 0 | 0 | 0 | 0 | 0 | 0 | 1.0971 | 1.0971 | -0.12515 | -0.12515
Line4_2_6 | 0.035407 | 0.035407 | 0 | 0 | 0.024531 | 0.024531 | 0.018918 | -0.01888 | 0.019031 | -0.018955 | -45.3516 | 134.6484 | 1.0939 | 1.0906 | -0.18126 | -0.23771
Line5_6_7 | 0.035407 | 0.035407 | 0 | 0 | 0.024531 | 0.024531 | 0.01888 | -0.018842 | 0.018955 | -0.01888 | -45.3516 | 134.6484 | 1.0906 | 1.0874 | -0.23771 | -0.29449
Line6_7_8 | 0.035407 | 0.035407 | 0 | 0.065722 | 0.024531 | 0.024531 | 0.018842 | -0.018805 | 0.01888 | -0.018805 | -45.3516 | 134.6484 | 1.0874 | 1.0841 | -0.29449 | -0.35161
Line7_8_9 | 0 | 0 | 0 | 0 | 0 | 0 | -1.8919e-10 | 0 | 8.0501e-11 | 0 | 0 | 0 | 1.0841 | 1.0841 | -0.35161 | -0.35161
Line8_8_10 | 0 | 0 | 0 | 0 | 0 | 0 | -1.8919e-10 | 0 | 8.0501e-11 | 0 | 0 | 0 | 1.0841 | 1.0841 | -0.35161 | -0.35161
Line9_3_11 | 0 | 0 | 0 | 0 | 0 | 0 | 0 | 0 | 0 | 0 | 0 | 0 | 1.0971 | 1.0971 | -0.12515 | -0.12515

## LLL_min_6
name | pf_ikss_from_ka | pf_ikss_to_ka | pf_ip_from_ka | pf_ip_to_ka | pf_skss_from_mw | pf_skss_to_mw | pf_p_from_mw | pf_p_to_mw | pf_q_from_mvar | pf_q_to_mvar | pf_ikss_from_degree | pf_ikss_to_degree | pf_vm_from_pu | pf_vm_to_pu | pf_va_from_degree | pf_va_to_degree
Line0_1_2 | 1.6801 | 1.6801 | 0 | 0 | 1.164 | 1.164 | 0.65034 | -0.48775 | 0.67743 | -0.50807 | -52.8727 | 127.1273 | 0.80677 | 0.60508 | -6.7036 | -6.7036
Line10_11_12 | 0 | 0 | 0 | 0 | 0 | 0 | 0 | 0 | 0 | 0 | 0 | 0 | 0.80677 | 0.80677 | -6.7036 | -6.7036
Line11_12_13 | 0 | 0 | 0 | 0 | 0 | 0 | 0 | 0 | 0 | 0 | 0 | 0 | 0.80677 | 0.80677 | -6.7036 | -6.7036
Line12_13_15 | 0 | 0 | 0 | 0 | 0 | 0 | 0 | 0 | 0 | 0 | 0 | 0 | 0.80677 | 0.80677 | -6.7036 | -6.7036
Line13_13_14 | 0 | 0 | 0 | 0 | 0 | 0 | 0 | 0 | 0 | 0 | 0 | 0 | 0.80677 | 0.80677 | -6.7036 | -6.7036
Line14_15_16 | 0 | 0 | 0 | 0 | 0 | 0 | 0 | 0 | 0 | 0 | 0 | 0 | 0.80677 | 0.80677 | -6.7036 | -6.7036
Line15_16_17 | 0 | 0 | 0 | 0 | 0 | 0 | 0 | 0 | 0 | 0 | 0 | 0 | 0.80677 | 0.80677 | -6.7036 | -6.7036
Line16_4_18 | 0 | 0 | 0 | 0 | 0 | 0 | 0 | 0 | 0 | 0 | 0 | 0 | 0.80677 | 0.80677 | -6.7036 | -6.7036
Line17_5_19 | 0 | 0 | 0 | 0 | 0 | 0 | 0 | 0 | 0 | 0 | 0 | 0 | 0.80677 | 0.80677 | -6.7036 | -6.7036
Line1_1_3 | 0 | 0 | 0 | 0 | 0 | 0 | 0 | 0 | 0 | 0 | 0 | 0 | 0.80677 | 0.80677 | -6.7036 | -6.7036
Line2_1_4 | 0 | 0 | 0 | 0 | 0 | 0 | 0 | 0 | 0 | 0 | 0 | 0 | 0.80677 | 0.80677 | -6.7036 | -6.7036
Line3_1_5 | 0 | 0 | 0 | 0 | 0 | 0 | 0 | 0 | 0 | 0 | 0 | 0 | 0.80677 | 0.80677 | -6.7036 | -6.7036
Line4_2_6 | 1.6801 | 1.6801 | 0 | 0 | 1.164 | 1.164 | 0.48775 | -0.32517 | 0.50807 | -0.33872 | -52.8727 | 127.1273 | 0.60508 | 0.40338 | -6.7036 | -6.7036
Line5_6_7 | 1.6801 | 1.6801 | 0 | 0 | 1.164 | 1.164 | 0.32517 | -0.16258 | 0.33872 | -0.16936 | -52.8727 | 127.1273 | 0.40338 | 0.20169 | -6.7036 | -6.7036
Line6_7_8 | 1.6801 | 1.6801 | 0 | 2.6638 | 1.164 | 1.164 | 0.16258 | -1e-07 | 0.16936 | -1e-07 | -52.8727 | 127.1273 | 0.20169 | 0 | -6.7036 | 0
Line7_8_9 | 0 | 0 | 0 | 0 | 0 | 0 | 6.7987e-22 | 0 | 9.0104e-22 | 0 | 0 | 0 | 0 | 0 | 0 | 0
Line8_8_10 | 0 | 0 | 0 | 0 | 0 | 0 | 6.7987e-22 | 0 | 9.0104e-22 | 0 | 0 | 0 | 0 | 0 | 0 | 0
Line9_3_11 | 0 | 0 | 0 | 0 | 0 | 0 | 0 | 0 | 0 | 0 | 0 | 0 | 0.80677 | 0.80677 | -6.7036 | -6.7036

## LLL_min_10
name | pf_ikss_from_ka | pf_ikss_to_ka | pf_ip_from_ka | pf_ip_to_ka | pf_skss_from_mw | pf_skss_to_mw | pf_p_from_mw | pf_p_to_mw | pf_q_from_mvar | pf_q_to_mvar | pf_ikss_from_degree | pf_ikss_to_degree | pf_vm_from_pu | pf_vm_to_pu | pf_va_from_degree | pf_va_to_degree
Line0_1_2 | 1.5916 | 1.5916 | 0 | 0 | 1.1027 | 1.1027 | 0.58368 | -0.43776 | 0.608 | -0.456 | -52.8727 | 127.1273 | 0.76431 | 0.57323 | -6.7036 | -6.7036
Line10_11_12 | 0 | 0 | 0 | 0 | 0 | 0 | 0 | 0 | 0 | 0 | 0 | 0 | 0.76431 | 0.76431 | -6.7036 | -6.7036
Line11_12_13 | 0 | 0 | 0 | 0 | 0 | 0 | 0 | 0 | 0 | 0 | 0 | 0 | 0.76431 | 0.76431 | -6.7036 | -6.7036
Line12_13_15 | 0 | 0 | 0 | 0 | 0 | 0 | 0 | 0 | 0 | 0 | 0 | 0 | 0.76431 | 0.76431 | -6.7036 | -6.7036
Line13_13_14 | 0 | 0 | 0 | 0 | 0 | 0 | 0 | 0 | 0 | 0 | 0 | 0 | 0.76431 | 0.76431 | -6.7036 | -6.7036
Line14_15_16 | 0 | 0 | 0 | 0 | 0 | 0 | 0 | 0 | 0 | 0 | 0 | 0 | 0.76431 | 0.76431 | -6.7036 | -6.7036
Line15_16_17 | 0 | 0 | 0 | 0 | 0 | 0 | 0 | 0 | 0 | 0 | 0 | 0 | 0.76431 | 0.76431 | -6.7036 | -6.7036
Line16_4_18 | 0 | 0 | 0 | 0 | 0 | 0 | 0 | 0 | 0 | 0 | 0 | 0 | 0.76431 | 0.76431 | -6.7036 | -6.7036
Line17_5_19 | 0 | 0 | 0 | 0 | 0 | 0 | 0 | 0 | 0 | 0 | 0 | 0 | 0.76431 | 0.76431 | -6.7036 | -6.7036
Line1_1_3 | 0 | 0 | 0 | 0 | 0 | 0 | 0 | 0 | 0 | 0 | 0 | 0 | 0.76431 | 0.76431 | -6.7036 | -6.7036
Line2_1_4 | 0 | 0 | 0 | 0 | 0 | 0 | 0 | 0 | 0 | 0 | 0 | 0 | 0.76431 | 0.76431 | -6.7036 | -6.7036
Line3_1_5 | 0 | 0 | 0 | 0 | 0 | 0 | 0 | 0 | 0 | 0 | 0 | 0 | 0.76431 | 0.76431 | -6.7036 | -6.7036
Line4_2_6 | 1.5916 | 1.5916 | 0 | 0 | 1.1027 | 1.1027 | 0.43776 | -0.29184 | 0.456 | -0.304 | -52.8727 | 127.1273 | 0.57323 | 0.38215 | -6.7036 | -6.7036
Line5_6_7 | 1.5916 | 1.5916 | 0 | 0 | 1.1027 | 1.1027 | 0.29184 | -0.14592 | 0.304 | -0.152 | -52.8727 | 127.1273 | 0.38215 | 0.19108 | -6.7036 | -6.7036
Line6_7_8 | 1.5916 | 1.5916 | 0 | 2.5236 | 1.1027 | 1.1027 | 0.14592 | -1e-07 | 0.152 | -1e-07 | -52.8727 | 127.1273 | 0.19108 | 0 | -6.7036 | 0
Line7_8_9 | 0 | 0 | 0 | 0 | 0 | 0 | 6.1001e-22 | 0 | 8.0913e-22 | 0 | 0 | 0 | 0 | 0 | 0 | 0
Line8_8_10 | 0 | 0 | 0 | 0 | 0 | 0 | 6.1001e-22 | 0 | 8.0913e-22 | 0 | 0 | 0 | 0 | 0 | 0 | 0
Line9_3_11 | 0 | 0 | 0 | 0 | 0 | 0 | 0 | 0 | 0 | 0 | 0 | 0 | 0.76431 | 0.76431 | -6.7036 | -6.7036

## LLL_min_fault_6
name | pf_ikss_from_ka | pf_ikss_to_ka | pf_ip_from_ka | pf_ip_to_ka | pf_skss_from_mw | pf_skss_to_mw | pf_p_from_mw | pf_p_to_mw | pf_q_from_mvar | pf_q_to_mvar | pf_ikss_from_degree | pf_ikss_to_degree | pf_vm_from_pu | pf_vm_to_pu | pf_va_from_degree | pf_va_to_degree
Line0_1_2 | 0.030469 | 0.030469 | 0 | 0 | 0.02111 | 0.02111 | 0.01414 | -0.014086 | 0.014149 | -0.014093 | -45.1423 | 134.8577 | 0.94756 | 0.9439 | -0.12428 | -0.12874
Line10_11_12 | 0 | 0 | 0 | 0 | 0 | 0 | 0 | 0 | 0 | 0 | 0 | 0 | 0.94756 | 0.94756 | -0.12428 | -0.12428
Line11_12_13 | 0 | 0 | 0 | 0 | 0 | 0 | 0 | 0 | 0 | 0 | 0 | 0 | 0.94756 | 0.94756 | -0.12428 | -0.12428
Line12_13_15 | 0 | 0 | 0 | 0 | 0 | 0 | 0 | 0 | 0 | 0 | 0 | 0 | 0.94756 | 0.94756 | -0.12428 | -0.12428
Line13_13_14 | 0 | 0 | 0 | 0 | 0 | 0 | 0 | 0 | 0 | 0 | 0 | 0 | 0.94756 | 0.94756 | -0.12428 | -0.12428
Line14_15_16 | 0 | 0 | 0 | 0 | 0 | 0 | 0 | 0 | 0 | 0 | 0 | 0 | 0.94756 | 0.94756 | -0.12428 | -0.12428
Line15_16_17 | 0 | 0 | 0 | 0 | 0 | 0 | 0 | 0 | 0 | 0 | 0 | 0 | 0.94756 | 0.94756 | -0.12428 | -0.12428
Line16_4_18 | 0 | 0 | 0 | 0 | 0 | 0 | 0 | 0 | 0 | 0 | 0 | 0 | 0.94756 | 0.94756 | -0.12428 | -0.12428
Line17_5_19 | 0 | 0 | 0 | 0 | 0 | 0 | 0 | 0 | 0 | 0 | 0 | 0 | 0.94756 | 0.94756 | -0.12428 | -0.12428
Line1_1_3 | 0 | 0 | 0 | 0 | 0 | 0 | 0 | 0 | 0 | 0 | 0 | 0 | 0.94756 | 0.94756 | -0.12428 | -0.12428
Line2_1_4 | 0 | 0 | 0 | 0 | 0 | 0 | 0 | 0 | 0 | 0 | 0 | 0 | 0.94756 | 0.94756 | -0.12428 | -0.12428
Line3_1_5 | 0 | 0 | 0 | 0 | 0 | 0 | 0 | 0 | 0 | 0 | 0 | 0 | 0.94756 | 0.94756 | -0.12428 | -0.12428
Line4_2_6 | 0.030469 | 0.030469 | 0 | 0 | 0.02111 | 0.02111 | 0.014086 | -0.014033 | 0.014093 | -0.014037 | -45.1423 | 134.8577 | 0.9439 | 0.94024 | -0.12874 | -0.13323
Line5_6_7 | 0.030469 | 0.030469 | 0 | 0 | 0.02111 | 0.02111 | 0.014033 | -0.013979 | 0.014037 | -0.013981 | -45.1423 | 134.8577 | 0.94024 | 0.93659 | -0.13323 | -0.13776
Line6_7_8 | 0.030469 | 0.030469 | 0 | 0.04831 | 0.02111 | 0.02111 | 0.013979 | -0.013926 | 0.013981 | -0.013926 | -45.1423 | 134.8577 | 0.93659 | 0.93293 | -0.13776 | -0.14233
Line7_8_9 | 0 | 0 | 0 | 0 | 0 | 0 | -1.7514e-10 | 0 | 2.4218e-11 | 0 | 0 | 0 | 0.93293 | 0.93293 | -0.14233 | -0.14233
Line8_8_10 | 0 | 0 | 0 | 0 | 0 | 0 | -1.7514e-10 | 0 | 2.4218e-11 | 0 | 0 | 0 | 0.93293 | 0.93293 | -0.14233 | -0.14233
Line9_3_11 | 0 | 0 | 0 | 0 | 0 | 0 | 0 | 0 | 0 | 0 | 0 | 0 | 0.94756 | 0.94756 | -0.12428 | -0.12428

## LLL_min_fault_10
name | pf_ikss_from_ka | pf_ikss_to_ka | pf_ip_from_ka | pf_ip_to_ka | pf_skss_from_mw | pf_skss_to_mw | pf_p_from_mw | pf_p_to_mw | pf_q_from_mvar | pf_q_to_mvar | pf_ikss_from_degree | pf_ikss_to_degree | pf_vm_from_pu | pf_vm_to_pu | pf_va_from_degree | pf_va_to_degree
Line0_1_2 | 0.028866 | 0.028866 | 0 | 0 | 0.019999 | 0.019999 | 0.01269 | -0.012642 | 0.012698 | -0.012648 | -45.1423 | 134.8577 | 0.89769 | 0.89422 | -0.12428 | -0.12874
Line10_11_12 | 0 | 0 | 0 | 0 | 0 | 0 | 0 | 0 | 0 | 0 | 0 | 0 | 0.89769 | 0.89769 | -0.12428 | -0.12428
Line11_12_13 | 0 | 0 | 0 | 0 | 0 | 0 | 0 | 0 | 0 | 0 | 0 | 0 | 0.89769 | 0.89769 | -0.12428 | -0.12428
Line12_13_15 | 0 | 0 | 0 | 0 | 0 | 0 | 0 | 0 | 0 | 0 | 0 | 0 | 0.89769 | 0.89769 | -0.12428 | -0.12428
Line13_13_14 | 0 | 0 | 0 | 0 | 0 | 0 | 0 | 0 | 0 | 0 | 0 | 0 | 0.89769 | 0.89769 | -0.12428 | -0.12428
Line14_15_16 | 0 | 0 | 0 | 0 | 0 | 0 | 0 | 0 | 0 | 0 | 0 | 0 | 0.89769 | 0.89769 | -0.12428 | -0.12428
Line15_16_17 | 0 | 0 | 0 | 0 | 0 | 0 | 0 | 0 | 0 | 0 | 0 | 0 | 0.89769 | 0.89769 | -0.12428 | -0.12428
Line16_4_18 | 0 | 0 | 0 | 0 | 0 | 0 | 0 | 0 | 0 | 0 | 0 | 0 | 0.89769 | 0.89769 | -0.12428 | -0.12428
Line17_5_19 | 0 | 0 | 0 | 0 | 0 | 0 | 0 | 0 | 0 | 0 | 0 | 0 | 0.89769 | 0.89769 | -0.12428 | -0.12428
Line1_1_3 | 0 | 0 | 0 | 0 | 0 | 0 | 0 | 0 | 0 | 0 | 0 | 0 | 0.89769 | 0.89769 | -0.12428 | -0.12428
Line2_1_4 | 0 | 0 | 0 | 0 | 0 | 0 | 0 | 0 | 0 | 0 | 0 | 0 | 0.89769 | 0.89769 | -0.12428 | -0.12428
Line3_1_5 | 0 | 0 | 0 | 0 | 0 | 0 | 0 | 0 | 0 | 0 | 0 | 0 | 0.89769 | 0.89769 | -0.12428 | -0.12428
Line4_2_6 | 0.028866 | 0.028866 | 0 | 0 | 0.019999 | 0.019999 | 0.012642 | -0.012594 | 0.012648 | -0.012598 | -45.1423 | 134.8577 | 0.89422 | 0.89076 | -0.12874 | -0.13323
Line5_6_7 | 0.028866 | 0.028866 | 0 | 0 | 0.019999 | 0.019999 | 0.012594 | -0.012546 | 0.012598 | -0.012548 | -45.1423 | 134.8577 | 0.89076 | 0.88729 | -0.13323 | -0.13776
Line6_7_8 | 0.028866 | 0.028866 | 0 | 0.045767 | 0.019999 | 0.019999 | 0.012546 | -0.012498 | 0.012548 | -0.012498 | -45.1423 | 134.8577 | 0.88729 | 0.88383 | -0.13776 | -0.14233
Line7_8_9 | 0 | 0 | 0 | 0 | 0 | 0 | -1.5719e-10 | 0 | 2.1736e-11 | 0 | 0 | 0 | 0.88383 | 0.88383 | -0.14233 | -0.14233
Line8_8_10 | 0 | 0 | 0 | 0 | 0 | 0 | -1.5719e-10 | 0 | 2.1736e-11 | 0 | 0 | 0 | 0.88383 | 0.88383 | -0.14233 | -0.14233
Line9_3_11 | 0 | 0 | 0 | 0 | 0 | 0 | 0 | 0 | 0 | 0 | 0 | 0 | 0.89769 | 0.89769 | -0.12428 | -0.12428

## LL_max_6
name | pf_ikss_a_from_ka | pf_ikss_b_from_ka | pf_ikss_c_from_ka | pf_ikss_a_to_ka | pf_ikss_b_to_ka | pf_ikss_c_to_ka | pf_skss_a_from_mw | pf_skss_b_from_mw | pf_skss_c_from_mw | pf_skss_a_to_mw | pf_skss_b_to_mw | pf_skss_c_to_mw | pf_p_a_from_mw | pf_p_b_from_mw | pf_p_c_from_mw | pf_p_a_to_mw | pf_p_b_to_mw | pf_p_c_to_mw | pf_q_a_from_mvar | pf_q_b_from_mvar | pf_q_c_from_mvar | pf_q_a_to_mvar | pf_q_b_to_mvar | pf_q_c_to_mvar | pf_ikss_a_from_degree | pf_ikss_b_from_degree | pf_ikss_c_from_degree | pf_ikss_a_to_degree | pf_ikss_b_to_degree | pf_ikss_c_to_degree | pf_vm_a_from_pu | pf_vm_b_from_pu | pf_vm_c_from_pu | pf_vm_a_to_pu | pf_vm_b_to_pu | pf_vm_c_to_pu | pf_va_a_from_degree | pf_va_b_from_degree | pf_va_c_from_degree | pf_va_a_to_degree | pf_va_b_to_degree | pf_va_c_to_degree
Line0_1_2 | 0 | 1.885 | 1.885 | 0 | 1.885 | 1.885 | 0 | 0.43533 | 0.43533 | 0 | 0.43533 | 0.43533 | 1.1657e-15 | 0.35387 | -0.069596 | -1.1269e-15 | -0.31833 | 0.10513 | -5.7161e-30 | 0.19822 | 0.37032 | -1.9429e-17 | -0.12715 | -0.29925 | 0 | -157.8829 | 22.1171 | 0 | 22.1171 | -157.8829 | 1.05 | 0.93171 | 0.86555 | 1.05 | 0.78742 | 0.7286 | -2.8094e-13 | -128.6271 | 122.7608 | -3.0285e-13 | -136.1092 | 131.4739
Line10_11_12 | 0 | 0 | 0 | 0 | 0 | 0 | 0 | 0 | 0 | 0 | 0 | 0 | 3.8858e-16 | -2.1811e-09 | -3.489e-09 | -4.0801e-16 | 2.1811e-09 | 3.489e-09 | 1.9429e-16 | 3.2284e-09 | -9.6307e-10 | -1.9429e-16 | -3.2284e-09 | 9.6307e-10 | 0 | 0 | 0 | 0 | 0 | 0 | 1.05 | 0.93171 | 0.86555 | 1.05 | 0.93171 | 0.86555 | -2.9346e-13 | -128.6271 | 122.7608 | -2.9868e-13 | -128.6271 | 122.7608
Line11_12_13 | 0 | 0 | 0 | 0 | 0 | 0 | 0 | 0 | 0 | 0 | 0 | 0 | 3.4972e-16 | -1.8176e-09 | -2.9075e-09 | -3.4972e-16 | 1.8176e-09 | 2.9075e-09 | 1.7486e-16 | 2.6904e-09 | -8.0256e-10 | -1.9429e-16 | -2.6904e-09 | 8.0256e-10 | 0 | 0 | 0 | 0 | 0 | 0 | 1.05 | 0.93171 | 0.86555 | 1.05 | 0.93171 | 0.86555 | -2.9868e-13 | -128.6271 | 122.7608 | -3.041e-13 | -128.6271 | 122.7608
Line12_13_15 | 0 | 0 | 0 | 0 | 0 | 0 | 0 | 0 | 0 | 0 | 0 | 0 | 1.7486e-16 | -1.0906e-09 | -1.7445e-09 | -1.5543e-16 | 1.0906e-09 | 1.7445e-09 | 1.9429e-17 | 1.6142e-09 | -4.8153e-10 | -1.9429e-17 | -1.6142e-09 | 4.8153e-10 | 0 | 0 | 0 | 0 | 0 | 0 | 1.05 | 0.93171 | 0.86555 | 1.05 | 0.93171 | 0.86555 | -3.041e-13 | -128.6271 | 122.7608 | -3.0622e-13 | -128.6271 | 122.7608
Line13_13_14 | 0 | 0 | 0 | 0 | 0 | 0 | 0 | 0 | 0 | 0 | 0 | 0 | 1.1657e-16 | -3.6352e-10 | -5.8151e-10 | -1.1657e-16 | 3.6352e-10 | 5.8151e-10 | 1.9429e-16 | 5.3807e-10 | -1.6051e-10 | -1.7486e-16 | -5.3807e-10 | 1.6051e-10 | 0 | 0 | 0 | 0 | 0 | 0 | 1.05 | 0.93171 | 0.86555 | 1.05 | 0.93171 | 0.86555 | -3.041e-13 | -128.6271 | 122.7608 | -3.0474e-13 | -128.6271 | 122.7608
Line14_15_16 | 0 | 0 | 0 | 0 | 0 | 0 | 0 | 0 | 0 | 0 | 0 | 0 | 7.7716e-17 | -7.2704e-10 | -1.163e-09 | -5.8287e-17 | 7.2704e-10 | 1.163e-09 | 1.9429e-17 | 1.0761e-09 | -3.2102e-10 | -1.9429e-17 | -1.0761e-09 | 3.2102e-10 | 0 | 0 | 0 | 0 | 0 | 0 | 1.05 | 0.93171 | 0.86555 | 1.05 | 0.93171 | 0.86555 | -3.0622e-13 | -128.6271 | 122.7608 | -3.0728e-13 | -128.6271 | 122.7608
Line15_16_17 | 0 | 0 | 0 | 0 | 0 | 0 | 0 | 0 | 0 | 0 | 0 | 0 | -3.8858e-17 | -3.6352e-10 | -5.8151e-10 | 3.8858e-17 | 3.6352e-10 | 5.8151e-10 | -1.9429e-17 | 5.3807e-10 | -1.6051e-10 | -2.0864e-31 | -5.3807e-10 | 1.6051e-10 | 0 | 0 | 0 | 0 | 0 | 0 | 1.05 | 0.93171 | 0.86555 | 1.05 | 0.93171 | 0.86555 | -3.0728e-13 | -128.6271 | 122.7608 | -3.0763e-13 | -128.6271 | 122.7608
Line16_4_18 | 0 | 0 | 0 | 0 | 0 | 0 | 0 | 0 | 0 | 0 | 0 | 0 | -5.8287e-17 | -3.6352e-10 | -5.8151e-10 | 5.8287e-17 | 3.6352e-10 | 5.8151e-10 | 2.8868e-31 | 5.3807e-10 | -1.6051e-10 | -2.8904e-31 | -5.3807e-10 | 1.6051e-10 | 0 | 0 | 0 | 0 | 0 | 0 | 1.05 | 0.93171 | 0.86555 | 1.05 | 0.93171 | 0.86555 | -2.8378e-13 | -128.6271 | 122.7608 | -2.8413e-13 | -128.6271 | 122.7608
Line17_5_19 | 0 | 0 | 0 | 0 | 0 | 0 | 0 | 0 | 0 | 0 | 0 | 0 | -1.9429e-17 | -3.6352e-10 | -5.8151e-10 | 1.9429e-17 | 3.6352e-10 | 5.8151e-10 | -1.9429e-17 | 5.3807e-10 | -1.6051e-10 | 1.9429e-17 | -5.3807e-10 | 1.6051e-10 | 0 | 0 | 0 | 0 | 0 | 0 | 1.05 | 0.93171 | 0.86555 | 1.05 | 0.93171 | 0.86555 | -2.8274e-13 | -128.6271 | 122.7608 | -2.8309e-13 | -128.6271 | 122.7608
Line1_1_3 | 0 | 0 | 0 | 0 | 0 | 0 | 0 | 0 | 0 | 0 | 0 | 0 | 5.8287e-16 | -2.9082e-09 | -4.6521e-09 | -5.4401e-16 | 2.9082e-09 | 4.6521e-09 | 2.5258e-16 | 4.3046e-09 | -1.2841e-09 | -2.72e-16 | -4.3046e-09 | 1.2841e-09 | 0 | 0 | 0 | 0 | 0 | 0 | 1.05 | 0.93171 | 0.86555 | 1.05 | 0.93171 | 0.86555 | -2.8094e-13 | -128.6271 | 122.7608 | -2.8789e-13 | -128.6271 | 122.7608
Line2_1_4 | 0 | 0 | 0 | 0 | 0 | 0 | 0 | 0 | 0 | 0 | 0 | 0 | 2.3315e-16 | -7.2704e-10 | -1.163e-09 | -2.1372e-16 | 7.2704e-10 | 1.163e-09 | 1.9429e-16 | 1.0761e-09 | -3.2102e-10 | -1.9429e-16 | -1.0761e-09 | 3.2102e-10 | 0 | 0 | 0 | 0 | 0 | 0 | 1.05 | 0.93171 | 0.86555 | 1.05 | 0.93171 | 0.86555 | -2.8094e-13 | -128.6271 | 122.7608 | -2.8378e-13 | -128.6271 | 122.7608
Line3_1_5 | 0 | 0 | 0 | 0 | 0 | 0 | 0 | 0 | 0 | 0 | 0 | 0 | 7.7716e-17 | -7.2704e-10 | -1.163e-09 | -5.8287e-17 | 7.2704e-10 | 1.163e-09 | 1.9429e-17 | 1.0761e-09 | -3.2102e-10 | -1.9429e-17 | -1.0761e-09 | 3.2102e-10 | 0 | 0 | 0 | 0 | 0 | 0 | 1.05 | 0.93171 | 0.86555 | 1.05 | 0.93171 | 0.86555 | -2.8094e-13 | -128.6271 | 122.7608 | -2.8274e-13 | -128.6271 | 122.7608
Line4_2_6 | 0 | 1.885 | 1.885 | 0 | 1.885 | 1.885 | 0 | 0.43533 | 0.43533 | 0 | 0.43533 | 0.43533 | 1.0103e-15 | 0.31833 | -0.10513 | -1.0103e-15 | -0.2828 | 0.14066 | -5.3402e-30 | 0.12715 | 0.29925 | 5.6887e-30 | -0.056087 | -0.22819 | 0 | -157.8829 | 22.1171 | 0 | 22.1171 | -157.8829 | 1.05 | 0.78742 | 0.7286 | 1.05 | 0.66227 | 0.61575 | -3.0285e-13 | -136.1092 | 131.4739 | -3.2262e-13 | -146.6652 | 143.7688
Line5_6_7 | 0 | 1.885 | 1.885 | 0 | 1.885 | 1.885 | 0 | 0.43533 | 0.43533 | 0 | 0.43533 | 0.43533 | 6.9944e-16 | 0.2828 | -0.14066 | -6.9944e-16 | -0.24727 | 0.1762 | -3.9383e-30 | 0.056087 | 0.22819 | -7.7716e-17 | 0.014981 | -0.15712 | 0 | -157.8829 | 22.1171 | 0 | 22.1171 | -157.8829 | 1.05 | 0.66227 | 0.61575 | 1.05 | 0.56903 | 0.54229 | -3.2262e-13 | -146.6652 | 143.7688 | -3.3836e-13 | -161.35 | 160.3935
Line6_7_8 | 0 | 1.885 | 1.885 | 0 | 1.885 | 1.885 | 0 | 0.43533 | 0.43533 | 0 | 0.43533 | 0.43533 | 5.4401e-16 | 0.24727 | -0.1762 | -5.4401e-16 | -0.21173 | 0.21173 | -3.4972e-16 | -0.014981 | 0.15712 | 3.1086e-16 | 0.086049 | -0.086049 | 0 | -157.8829 | 22.1171 | 0 | 22.1171 | -157.8829 | 1.05 | 0.56903 | 0.54229 | 1.05 | 0.525 | 0.525 | -3.3836e-13 | -161.35 | 160.3935 | -3.4512e-13 | 180 | -180
Line7_8_9 | 0 | 0 | 0 | 0 | 0 | 0 | 0 | 0 | 0 | 0 | 0 | 0 | -7.7716e-17 | 3.4972e-16 | 6.2929e-23 | -2.3623e-31 | 2.0843e-18 | -3.0878e-16 | 4.6812e-31 | 1.7505e-09 | -1.7505e-09 | -3.8858e-17 | -1.7505e-09 | 1.7505e-09 | 0 | 0 | 0 | 0 | 0 | 0 | 1.05 | 0.525 | 0.525 | 1.05 | 0.525 | 0.525 | -3.4512e-13 | 180 | -180 | -3.4832e-13 | -180 | 180
Line8_8_10 | 0 | 0 | 0 | 0 | 0 | 0 | 0 | 0 | 0 | 0 | 0 | 0 | -2.3406e-31 | 3.1086e-16 | -1.5543e-16 | -7.7716e-17 | 4.0942e-17 | -1.5335e-16 | -3.8858e-17 | 1.7505e-09 | -1.7505e-09 | 3.8858e-17 | -1.7505e-09 | 1.7505e-09 | 0 | 0 | 0 | 0 | 0 | 0 | 1.05 | 0.525 | 0.525 | 1.05 | 0.525 | 0.525 | -3.4512e-13 | 180 | -180 | -3.4881e-13 | -180 | 180
Line9_3_11 | 0 | 0 | 0 | 0 | 0 | 0 | 0 | 0 | 0 | 0 | 0 | 0 | 4.4686e-16 | -2.5447e-09 | -4.0705e-09 | -4.6629e-16 | 2.5447e-09 | 4.0705e-09 | 2.9143e-16 | 3.7665e-09 | -1.1236e-09 | -2.72e-16 | -3.7665e-09 | 1.1236e-09 | 0 | 0 | 0 | 0 | 0 | 0 | 1.05 | 0.93171 | 0.86555 | 1.05 | 0.93171 | 0.86555 | -2.8789e-13 | -128.6271 | 122.7608 | -2.9346e-13 | -128.6271 | 122.7608

## LL_max_10
name | pf_ikss_a_from_ka | pf_ikss_b_from_ka | pf_ikss_c_from_ka | pf_ikss_a_to_ka | pf_ikss_b_to_ka | pf_ikss_c_to_ka | pf_skss_a_from_mw | pf_skss_b_from_mw | pf_skss_c_from_mw | pf_skss_a_to_mw | pf_skss_b_to_mw | pf_skss_c_to_mw | pf_p_a_from_mw | pf_p_b_from_mw | pf_p_c_from_mw | pf_p_a_to_mw | pf_p_b_to_mw | pf_p_c_to_mw | pf_q_a_from_mvar | pf_q_b_from_mvar | pf_q_c_from_mvar | pf_q_a_to_mvar | pf_q_b_to_mvar | pf_q_c_to_mvar | pf_ikss_a_from_degree | pf_ikss_b_from_degree | pf_ikss_c_from_degree | pf_ikss_a_to_degree | pf_ikss_b_to_degree | pf_ikss_c_to_degree | pf_vm_a_from_pu | pf_vm_b_from_pu | pf_vm_c_from_pu | pf_vm_a_to_pu | pf_vm_b_to_pu | pf_vm_c_to_pu | pf_va_a_from_degree | pf_va_b_from_degree | pf_va_c_from_degree | pf_va_a_to_degree | pf_va_b_to_degree | pf_va_c_to_degree
Line0_1_2 | 0 | 1.9564 | 1.9564 | 0 | 1.9564 | 1.9564 | 0 | 0.4518 | 0.4518 | 0 | 0.4518 | 0.4518 | 7.7346e-16 | 0.38357 | -0.077384 | -8.1416e-16 | -0.3453 | 0.11566 | 4.0708e-16 | 0.2133 | 0.39907 | -4.4779e-16 | -0.13675 | -0.32252 | 0 | -158.05 | 21.95 | 0 | 21.95 | -158.05 | 1.1 | 0.97142 | 0.89974 | 1.1 | 0.82203 | 0.75838 | -2.4977e-12 | -128.9719 | 122.9242 | -2.5066e-12 | -136.444 | 131.678
Line10_11_12 | 0 | 0 | 0 | 0 | 0 | 0 | 0 | 0 | 0 | 0 | 0 | 0 | 2.646e-16 | -2.4603e-09 | -3.9356e-09 | -2.8496e-16 | 2.4603e-09 | 3.9356e-09 | 5.0885e-16 | 3.6661e-09 | -1.1108e-09 | -4.885e-16 | -3.6661e-09 | 1.1108e-09 | 0 | 0 | 0 | 0 | 0 | 0 | 1.1 | 0.97142 | 0.89974 | 1.1 | 0.97142 | 0.89974 | -2.5034e-12 | -128.9719 | 122.9242 | -2.5056e-12 | -128.9719 | 122.9242
Line11_12_13 | 0 | 0 | 0 | 0 | 0 | 0 | 0 | 0 | 0 | 0 | 0 | 0 | 1.6283e-16 | -2.0502e-09 | -3.2797e-09 | -1.8319e-16 | 2.0502e-09 | 3.2797e-09 | 4.885e-16 | 3.0551e-09 | -9.2564e-10 | -4.6814e-16 | -3.0551e-09 | 9.2564e-10 | 0 | 0 | 0 | 0 | 0 | 0 | 1.1 | 0.97142 | 0.89974 | 1.1 | 0.97142 | 0.89974 | -2.5056e-12 | -128.9719 | 122.9242 | -2.508e-12 | -128.9719 | 122.9242
Line12_13_15 | 0 | 0 | 0 | 0 | 0 | 0 | 0 | 0 | 0 | 0 | 0 | 0 | 1.8319e-16 | -1.2301e-09 | -1.9678e-09 | -1.6283e-16 | 1.2301e-09 | 1.9678e-09 | -8.0185e-30 | 1.8331e-09 | -5.5539e-10 | 7.1338e-30 | -1.8331e-09 | 5.5539e-10 | 0 | 0 | 0 | 0 | 0 | 0 | 1.1 | 0.97142 | 0.89974 | 1.1 | 0.97142 | 0.89974 | -2.508e-12 | -128.9719 | 122.9242 | -2.5102e-12 | -128.9719 | 122.9242
Line13_13_14 | 0 | 0 | 0 | 0 | 0 | 0 | 0 | 0 | 0 | 0 | 0 | 0 | -8.1416e-17 | -4.1005e-10 | -6.5593e-10 | 1.2212e-16 | 4.1005e-10 | 6.5593e-10 | 4.0708e-16 | 6.1102e-10 | -1.8513e-10 | -4.2744e-16 | -6.1102e-10 | 1.8513e-10 | 0 | 0 | 0 | 0 | 0 | 0 | 1.1 | 0.97142 | 0.89974 | 1.1 | 0.97142 | 0.89974 | -2.508e-12 | -128.9719 | 122.9242 | -2.506e-12 | -128.9719 | 122.9242
Line14_15_16 | 0 | 0 | 0 | 0 | 0 | 0 | 0 | 0 | 0 | 0 | 0 | 0 | 1.0177e-16 | -8.2009e-10 | -1.3119e-09 | -1.2212e-16 | 8.2009e-10 | 1.3119e-09 | 2.0354e-17 | 1.222e-09 | -3.7026e-10 | -2.0354e-17 | -1.222e-09 | 3.7026e-10 | 0 | 0 | 0 | 0 | 0 | 0 | 1.1 | 0.97142 | 0.89974 | 1.1 | 0.97142 | 0.89974 | -2.5102e-12 | -128.9719 | 122.9242 | -2.5113e-12 | -128.9719 | 122.9242
Line15_16_17 | 0 | 0 | 0 | 0 | 0 | 0 | 0 | 0 | 0 | 0 | 0 | 0 | 0 | -4.1005e-10 | -6.5593e-10 | -6.1062e-17 | 4.1005e-10 | 6.5593e-10 | 0 | 6.1102e-10 | -1.8513e-10 | 2.6767e-30 | -6.1102e-10 | 1.8513e-10 | 0 | 0 | 0 | 0 | 0 | 0 | 1.1 | 0.97142 | 0.89974 | 1.1 | 0.97142 | 0.89974 | -2.5113e-12 | -128.9719 | 122.9242 | -2.5116e-12 | -128.9719 | 122.9242
Line16_4_18 | 0 | 0 | 0 | 0 | 0 | 0 | 0 | 0 | 0 | 0 | 0 | 0 | 4.0708e-17 | -4.1005e-10 | -6.5593e-10 | -4.0708e-17 | 4.1005e-10 | 6.5593e-10 | -6.1062e-17 | 6.1102e-10 | -1.8513e-10 | 4.0708e-17 | -6.1102e-10 | 1.8513e-10 | 0 | 0 | 0 | 0 | 0 | 0 | 1.1 | 0.97142 | 0.89974 | 1.1 | 0.97142 | 0.89974 | -2.4971e-12 | -128.9719 | 122.9242 | -2.4974e-12 | -128.9719 | 122.9242
Line17_5_19 | 0 | 0 | 0 | 0 | 0 | 0 | 0 | 0 | 0 | 0 | 0 | 0 | -8.8759e-31 | -4.1005e-10 | -6.5593e-10 | 1.7754e-30 | 4.1005e-10 | 6.5593e-10 | -2.0354e-17 | 6.1102e-10 | -1.8513e-10 | 4.0708e-17 | -6.1102e-10 | 1.8513e-10 | 0 | 0 | 0 | 0 | 0 | 0 | 1.1 | 0.97142 | 0.89974 | 1.1 | 0.97142 | 0.89974 | -2.4985e-12 | -128.9719 | 122.9242 | -2.4989e-12 | -128.9719 | 122.9242
Line1_1_3 | 0 | 0 | 0 | 0 | 0 | 0 | 0 | 0 | 0 | 0 | 0 | 0 | 3.6637e-16 | -3.2804e-09 | -5.2475e-09 | -3.6637e-16 | 3.2804e-09 | 5.2475e-09 | 5.4956e-16 | 4.8882e-09 | -1.481e-09 | -5.6991e-16 | -4.8882e-09 | 1.481e-09 | 0 | 0 | 0 | 0 | 0 | 0 | 1.1 | 0.97142 | 0.89974 | 1.1 | 0.97142 | 0.89974 | -2.4977e-12 | -128.9719 | 122.9242 | -2.5009e-12 | -128.9719 | 122.9242
Line2_1_4 | 0 | 0 | 0 | 0 | 0 | 0 | 0 | 0 | 0 | 0 | 0 | 0 | 2.3069e-29 | -8.2009e-10 | -1.3119e-09 | -2.3064e-29 | 8.2009e-10 | 1.3119e-09 | 5.2921e-16 | 1.222e-09 | -3.7026e-10 | -5.2921e-16 | -1.222e-09 | 3.7026e-10 | 0 | 0 | 0 | 0 | 0 | 0 | 1.1 | 0.97142 | 0.89974 | 1.1 | 0.97142 | 0.89974 | -2.4977e-12 | -128.9719 | 122.9242 | -2.4971e-12 | -128.9719 | 122.9242
Line3_1_5 | 0 | 0 | 0 | 0 | 0 | 0 | 0 | 0 | 0 | 0 | 0 | 0 | 4.0708e-17 | -8.2009e-10 | -1.3119e-09 | -6.1062e-17 | 8.2009e-10 | 1.3119e-09 | 2.0354e-17 | 1.222e-09 | -3.7026e-10 | -4.0708e-17 | -1.222e-09 | 3.7026e-10 | 0 | 0 | 0 | 0 | 0 | 0 | 1.1 | 0.97142 | 0.89974 | 1.1 | 0.97142 | 0.89974 | -2.4977e-12 | -128.9719 | 122.9242 | -2.4985e-12 | -128.9719 | 122.9242
Line4_2_6 | 0 | 1.9564 | 1.9564 | 0 | 1.9564 | 1.9564 | 0 | 0.4518 | 0.4518 | 0 | 0.4518 | 0.4518 | 7.3275e-16 | 0.3453 | -0.11566 | -7.3275e-16 | -0.30702 | 0.15393 | 2.8496e-16 | 0.13675 | 0.32252 | -3.2567e-16 | -0.060208 | -0.24598 | 0 | -158.05 | 21.95 | 0 | 21.95 | -158.05 | 1.1 | 0.82203 | 0.75838 | 1.1 | 0.6925 | 0.64226 | -2.5066e-12 | -136.444 | 131.678 | -2.516e-12 | -146.955 | 143.988
Line5_6_7 | 0 | 1.9564 | 1.9564 | 0 | 1.9564 | 1.9564 | 0 | 0.4518 | 0.4518 | 0 | 0.4518 | 0.4518 | 2.4425e-16 | 0.30702 | -0.15393 | -2.4425e-16 | -0.26875 | 0.1922 | 4.0708e-16 | 0.060208 | 0.24598 | -4.4779e-16 | 0.016339 | -0.16943 | 0 | -158.05 | 21.95 | 0 | 21.95 | -158.05 | 1.1 | 0.6925 | 0.64226 | 1.1 | 0.59594 | 0.56711 | -2.516e-12 | -146.955 | 143.988 | -2.5221e-12 | -161.529 | 160.5532
Line6_7_8 | 0 | 1.9564 | 1.9564 | 0 | 1.9564 | 1.9564 | 0 | 0.4518 | 0.4518 | 0 | 0.4518 | 0.4518 | 3.2567e-16 | 0.26875 | -0.1922 | -3.2567e-16 | -0.23048 | 0.23048 | -3.2567e-16 | -0.016339 | 0.16943 | 3.2567e-16 | 0.092885 | -0.092885 | 0 | -158.05 | 21.95 | 0 | 21.95 | -158.05 | 1.1 | 0.59594 | 0.56711 | 1.1 | 0.55 | 0.55 | -2.5221e-12 | -161.529 | 160.5532 | -2.5233e-12 | -180 | -180
Line7_8_9 | 0 | 0 | 0 | 0 | 0 | 0 | 0 | 0 | 0 | 0 | 0 | 0 | 0 | 1.6283e-16 | -3.2567e-16 | -1.6283e-16 | -7.9129e-17 | 2.2875e-18 | 0 | 1.9211e-09 | -1.9211e-09 | 8.1416e-17 | -1.9211e-09 | 1.9211e-09 | 0 | 0 | 0 | 0 | 0 | 0 | 1.1 | 0.55 | 0.55 | 1.1 | 0.55 | 0.55 | -2.5233e-12 | -180 | -180 | -2.5265e-12 | -180 | 180
Line8_8_10 | 0 | 0 | 0 | 0 | 0 | 0 | 0 | 0 | 0 | 0 | 0 | 0 | 0 | -1.6283e-16 | -6.5133e-16 | -1.6283e-16 | 2.4654e-16 | 2.2875e-18 | 0 | 1.9211e-09 | -1.9211e-09 | 7.1724e-30 | -1.9211e-09 | 1.9211e-09 | 0 | 0 | 0 | 0 | 0 | 0 | 1.1 | 0.55 | 0.55 | 1.1 | 0.55 | 0.55 | -2.5233e-12 | -180 | -180 | -2.5237e-12 | -180 | 180
Line9_3_11 | 0 | 0 | 0 | 0 | 0 | 0 | 0 | 0 | 0 | 0 | 0 | 0 | 2.8496e-16 | -2.8703e-09 | -4.5915e-09 | -2.8496e-16 | 2.8703e-09 | 4.5915e-09 | 5.9027e-16 | 4.2771e-09 | -1.2959e-09 | -5.6991e-16 | -4.2771e-09 | 1.2959e-09 | 0 | 0 | 0 | 0 | 0 | 0 | 1.1 | 0.97142 | 0.89974 | 1.1 | 0.97142 | 0.89974 | -2.5009e-12 | -128.9719 | 122.9242 | -2.5034e-12 | -128.9719 | 122.9242

## LL_max_fault_6
name | pf_ikss_a_from_ka | pf_ikss_b_from_ka | pf_ikss_c_from_ka | pf_ikss_a_to_ka | pf_ikss_b_to_ka | pf_ikss_c_to_ka | pf_skss_a_from_mw | pf_skss_b_from_mw | pf_skss_c_from_mw | pf_skss_a_to_mw | pf_skss_b_to_mw | pf_skss_c_to_mw | pf_p_a_from_mw | pf_p_b_from_mw | pf_p_c_from_mw | pf_p_a_to_mw | pf_p_b_to_mw | pf_p_c_to_mw | pf_q_a_from_mvar | pf_q_b_from_mvar | pf_q_c_from_mvar | pf_q_a_to_mvar | pf_q_b_to_mvar | pf_q_c_to_mvar | pf_ikss_a_from_degree | pf_ikss_b_from_degree | pf_ikss_c_from_degree | pf_ikss_a_to_degree | pf_ikss_b_to_degree | pf_ikss_c_to_degree | pf_vm_a_from_pu | pf_vm_b_from_pu | pf_vm_c_from_pu | pf_vm_a_to_pu | pf_vm_b_to_pu | pf_vm_c_to_pu | pf_va_a_from_degree | pf_va_b_from_degree | pf_va_c_from_degree | pf_va_a_to_degree | pf_va_b_to_degree | pf_va_c_to_degree
Line0_1_2 | 0 | 0.057717 | 0.057717 | 0 | 0.057717 | 0.057717 | 0 | 0.013329 | 0.013329 | 0 | 0.013329 | 0.013329 | 3.2786e-17 | 0.013468 | 0.0034547 | -3.2786e-17 | -0.013435 | -0.0034214 | 7.2858e-18 | 0.0037057 | 0.013484 | -7.2858e-18 | -0.0036391 | -0.013417 | 0 | -135.6822 | 44.3178 | 0 | 44.3178 | -135.6822 | 1.05 | 1.048 | 1.0443 | 1.05 | 1.0443 | 1.0388 | 3.1228e-14 | -120.2981 | 119.9471 | 3.0613e-14 | -120.5262 | 120.0122
Line10_11_12 | 0 | 0 | 0 | 0 | 0 | 0 | 0 | 0 | 0 | 0 | 0 | 0 | 1.5179e-17 | -4.627e-11 | -1.3184e-10 | -1.4572e-17 | 4.627e-11 | 1.3184e-10 | 3.0358e-18 | 1.2595e-10 | 2.226e-11 | -3.0358e-18 | -1.2595e-10 | -2.226e-11 | 0 | 0 | 0 | 0 | 0 | 0 | 1.05 | 1.048 | 1.0443 | 1.05 | 1.048 | 1.0443 | 3.0764e-14 | -120.2981 | 119.9471 | 3.0553e-14 | -120.2981 | 119.9471
Line11_12_13 | 0 | 0 | 0 | 0 | 0 | 0 | 0 | 0 | 0 | 0 | 0 | 0 | 1.3357e-17 | -3.8558e-11 | -1.0987e-10 | -1.275e-17 | 3.8558e-11 | 1.0987e-10 | 1.2143e-18 | 1.0496e-10 | 1.855e-11 | -6.0715e-19 | -1.0496e-10 | -1.855e-11 | 0 | 0 | 0 | 0 | 0 | 0 | 1.05 | 1.048 | 1.0443 | 1.05 | 1.048 | 1.0443 | 3.0553e-14 | -120.2981 | 119.9471 | 3.0325e-14 | -120.2981 | 119.9471
Line12_13_15 | 0 | 0 | 0 | 0 | 0 | 0 | 0 | 0 | 0 | 0 | 0 | 0 | 5.768e-18 | -2.3135e-11 | -6.592e-11 | -6.3751e-18 | 2.3135e-11 | 6.592e-11 | 1.2143e-18 | 6.2976e-11 | 1.113e-11 | -1.8215e-18 | -6.2976e-11 | -1.113e-11 | 0 | 0 | 0 | 0 | 0 | 0 | 1.05 | 1.048 | 1.0443 | 1.05 | 1.048 | 1.0443 | 3.0325e-14 | -120.2981 | 119.9471 | 3.0265e-14 | -120.2981 | 119.9471
Line13_13_14 | 0 | 0 | 0 | 0 | 0 | 0 | 0 | 0 | 0 | 0 | 0 | 0 | 6.9823e-18 | -7.7116e-12 | -2.1973e-11 | -7.5894e-18 | 7.7116e-12 | 2.1973e-11 | 6.0715e-19 | 2.0992e-11 | 3.71e-12 | -6.0715e-19 | -2.0992e-11 | -3.71e-12 | 0 | 0 | 0 | 0 | 0 | 0 | 1.05 | 1.048 | 1.0443 | 1.05 | 1.048 | 1.0443 | 3.0325e-14 | -120.2981 | 119.9471 | 3.024e-14 | -120.2981 | 119.9471
Line14_15_16 | 0 | 0 | 0 | 0 | 0 | 0 | 0 | 0 | 0 | 0 | 0 | 0 | 3.6429e-18 | -1.5423e-11 | -4.3946e-11 | -3.6429e-18 | 1.5423e-11 | 4.3946e-11 | 1.9243e-33 | 4.1984e-11 | 7.42e-12 | -1.9224e-33 | -4.1984e-11 | -7.42e-12 | 0 | 0 | 0 | 0 | 0 | 0 | 1.05 | 1.048 | 1.0443 | 1.05 | 1.048 | 1.0443 | 3.0265e-14 | -120.2981 | 119.9471 | 3.0236e-14 | -120.2981 | 119.9471
Line15_16_17 | 0 | 0 | 0 | 0 | 0 | 0 | 0 | 0 | 0 | 0 | 0 | 0 | 3.0358e-19 | -7.7116e-12 | -2.1973e-11 | 3.0358e-19 | 7.7116e-12 | 2.1973e-11 | 1.602e-34 | 2.0992e-11 | 3.71e-12 | 1.601e-34 | -2.0992e-11 | -3.71e-12 | 0 | 0 | 0 | 0 | 0 | 0 | 1.05 | 1.048 | 1.0443 | 1.05 | 1.048 | 1.0443 | 3.0236e-14 | -120.2981 | 119.9471 | 3.0217e-14 | -120.2981 | 119.9471
Line16_4_18 | 0 | 0 | 0 | 0 | 0 | 0 | 0 | 0 | 0 | 0 | 0 | 0 | 3.0358e-19 | -7.7116e-12 | -2.1973e-11 | -3.0358e-19 | 7.7116e-12 | 2.1973e-11 | -1.2143e-18 | 2.0992e-11 | 3.71e-12 | 1.2143e-18 | -2.0992e-11 | -3.71e-12 | 0 | 0 | 0 | 0 | 0 | 0 | 1.05 | 1.048 | 1.0443 | 1.05 | 1.048 | 1.0443 | 3.1094e-14 | -120.2981 | 119.9471 | 3.1075e-14 | -120.2981 | 119.9471
Line17_5_19 | 0 | 0 | 0 | 0 | 0 | 0 | 0 | 0 | 0 | 0 | 0 | 0 | 6.0715e-19 | -7.7116e-12 | -2.1973e-11 | -6.0715e-19 | 7.7116e-12 | 2.1973e-11 | -1.2143e-18 | 2.0992e-11 | 3.71e-12 | 1.2143e-18 | -2.0992e-11 | -3.71e-12 | 0 | 0 | 0 | 0 | 0 | 0 | 1.05 | 1.048 | 1.0443 | 1.05 | 1.048 | 1.0443 | 3.1175e-14 | -120.2981 | 119.9471 | 3.1157e-14 | -120.2981 | 119.9471
Line1_1_3 | 0 | 0 | 0 | 0 | 0 | 0 | 0 | 0 | 0 | 0 | 0 | 0 | 1.8822e-17 | -6.1693e-11 | -1.7579e-10 | -1.8215e-17 | 6.1693e-11 | 1.7579e-10 | 5.4644e-18 | 1.6794e-10 | 2.968e-11 | -7.2858e-18 | -1.6794e-10 | -2.968e-11 | 0 | 0 | 0 | 0 | 0 | 0 | 1.05 | 1.048 | 1.0443 | 1.05 | 1.048 | 1.0443 | 3.1228e-14 | -120.2981 | 119.9471 | 3.0978e-14 | -120.2981 | 119.9471
Line2_1_4 | 0 | 0 | 0 | 0 | 0 | 0 | 0 | 0 | 0 | 0 | 0 | 0 | 1.0322e-17 | -1.5423e-11 | -4.3946e-11 | -1.0322e-17 | 1.5423e-11 | 4.3947e-11 | 6.0715e-19 | 4.1984e-11 | 7.42e-12 | -1.2143e-18 | -4.1984e-11 | -7.42e-12 | 0 | 0 | 0 | 0 | 0 | 0 | 1.05 | 1.048 | 1.0443 | 1.05 | 1.048 | 1.0443 | 3.1228e-14 | -120.2981 | 119.9471 | 3.1094e-14 | -120.2981 | 119.9471
Line3_1_5 | 0 | 0 | 0 | 0 | 0 | 0 | 0 | 0 | 0 | 0 | 0 | 0 | 1.5179e-18 | -1.5423e-11 | -4.3946e-11 | -2.125e-18 | 1.5423e-11 | 4.3946e-11 | 1.2143e-18 | 4.1984e-11 | 7.42e-12 | -1.8215e-18 | -4.1984e-11 | -7.42e-12 | 0 | 0 | 0 | 0 | 0 | 0 | 1.05 | 1.048 | 1.0443 | 1.05 | 1.048 | 1.0443 | 3.1228e-14 | -120.2981 | 119.9471 | 3.1175e-14 | -120.2981 | 119.9471
Line4_2_6 | 0 | 0.057717 | 0.057717 | 0 | 0.057717 | 0.057717 | 0 | 0.013329 | 0.013329 | 0 | 0.013329 | 0.013329 | 2.7929e-17 | 0.013435 | 0.0034214 | -2.9143e-17 | -0.013402 | -0.003388 | 7.2858e-18 | 0.0036391 | 0.013417 | -7.2858e-18 | -0.0035725 | -0.01335 | 0 | -135.6822 | 44.3178 | 0 | 44.3178 | -135.6822 | 1.05 | 1.0443 | 1.0388 | 1.05 | 1.0405 | 1.0333 | 3.0613e-14 | -120.5262 | 120.0122 | 3.0004e-14 | -120.7558 | 120.078
Line5_6_7 | 0 | 0.057717 | 0.057717 | 0 | 0.057717 | 0.057717 | 0 | 0.013329 | 0.013329 | 0 | 0.013329 | 0.013329 | 2.1858e-17 | 0.013402 | 0.003388 | -2.1858e-17 | -0.013368 | -0.0033547 | 4.8572e-18 | 0.0035725 | 0.01335 | -2.4286e-18 | -0.0035059 | -0.013284 | 0 | -135.6822 | 44.3178 | 0 | 44.3178 | -135.6822 | 1.05 | 1.0405 | 1.0333 | 1.05 | 1.0368 | 1.0279 | 3.0004e-14 | -120.7558 | 120.078 | 2.9494e-14 | -120.9872 | 120.1445
Line6_7_8 | 0 | 0.057717 | 0.057717 | 0 | 0.057717 | 0.057717 | 0 | 0.013329 | 0.013329 | 0 | 0.013329 | 0.013329 | 1.2143e-17 | 0.013368 | 0.0033547 | -9.7145e-18 | -0.013335 | -0.0033214 | -9.7145e-18 | 0.0035059 | 0.013284 | 1.2143e-17 | -0.0034392 | -0.013217 | 0 | -135.6822 | 44.3178 | 0 | 44.3178 | -135.6822 | 1.05 | 1.0368 | 1.0279 | 1.05 | 1.0332 | 1.0224 | 2.9494e-14 | -120.9872 | 120.1445 | 2.9214e-14 | -121.2201 | 120.2117
Line7_8_9 | 0 | 0 | 0 | 0 | 0 | 0 | 0 | 0 | 0 | 0 | 0 | 0 | -7.2858e-18 | -6.2856e-11 | -1.0336e-10 | 4.8572e-18 | 6.2856e-11 | 1.0336e-10 | 4.8572e-18 | 8.4699e-11 | -1.4546e-11 | -2.4286e-18 | -8.4699e-11 | 1.4546e-11 | 0 | 0 | 0 | 0 | 0 | 0 | 1.05 | 1.0332 | 1.0224 | 1.05 | 1.0332 | 1.0224 | 2.9214e-14 | -121.2201 | 120.2117 | 2.9127e-14 | -121.2201 | 120.2117
Line8_8_10 | 0 | 0 | 0 | 0 | 0 | 0 | 0 | 0 | 0 | 0 | 0 | 0 | 4.8572e-18 | -6.2856e-11 | -1.0336e-10 | -2.4286e-18 | 6.2856e-11 | 1.0336e-10 | 4.8572e-18 | 8.4699e-11 | -1.4546e-11 | -2.4286e-18 | -8.4699e-11 | 1.4546e-11 | 0 | 0 | 0 | 0 | 0 | 0 | 1.05 | 1.0332 | 1.0224 | 1.05 | 1.0332 | 1.0224 | 2.9214e-14 | -121.2201 | 120.2117 | 2.9094e-14 | -121.2201 | 120.2117
Line9_3_11 | 0 | 0 | 0 | 0 | 0 | 0 | 0 | 0 | 0 | 0 | 0 | 0 | 1.5786e-17 | -5.3981e-11 | -1.5381e-10 | -1.5786e-17 | 5.3981e-11 | 1.5381e-10 | 6.0715e-18 | 1.4694e-10 | 2.597e-11 | -4.8572e-18 | -1.4694e-10 | -2.597e-11 | 0 | 0 | 0 | 0 | 0 | 0 | 1.05 | 1.048 | 1.0443 | 1.05 | 1.048 | 1.0443 | 3.0978e-14 | -120.2981 | 119.9471 | 3.0764e-14 | -120.2981 | 119.9471

## LL_max_fault_10
name | pf_ikss_a_from_ka | pf_ikss_b_from_ka | pf_ikss_c_from_ka | pf_ikss_a_to_ka | pf_ikss_b_to_ka | pf_ikss_c_to_ka | pf_skss_a_from_mw | pf_skss_b_from_mw | pf_skss_c_from_mw | pf_skss_a_to_mw | pf_skss_b_to_mw | pf_skss_c_to_mw | pf_p_a_from_mw | pf_p_b_from_mw | pf_p_c_from_mw | pf_p_a_to_mw | pf_p_b_to_mw | pf_p_c_to_mw | pf_q_a_from_mvar | pf_q_b_from_mvar | pf_q_c_from_mvar | pf_q_a_to_mvar | pf_q_b_to_mvar | pf_q_c_to_mvar | pf_ikss_a_from_degree | pf_ikss_b_from_degree | pf_ikss_c_from_degree | pf_ikss_a_to_degree | pf_ikss_b_to_degree | pf_ikss_c_to_degree | pf_vm_a_from_pu | pf_vm_b_from_pu | pf_vm_c_from_pu | pf_vm_a_to_pu | pf_vm_b_to_pu | pf_vm_c_to_pu | pf_va_a_from_degree | pf_va_b_from_degree | pf_va_c_from_degree | pf_va_a_to_degree | pf_va_b_to_degree | pf_va_c_to_degree
Line0_1_2 | 0 | 0.060452 | 0.060452 | 0 | 0.060452 | 0.060452 | 0 | 0.013961 | 0.013961 | 0 | 0.013961 | 0.013961 | 2.7987e-17 | 0.014777 | 0.0037874 | -2.7987e-17 | -0.01474 | -0.0037509 | 2.2898e-17 | 0.004065 | 0.014792 | -2.5443e-17 | -0.0039919 | -0.014719 | 0 | -135.6932 | 44.3068 | 0 | 44.3068 | -135.6932 | 1.1 | 1.0978 | 1.0937 | 1.1 | 1.0939 | 1.088 | -2.8154e-14 | -120.3121 | 119.9447 | -2.8404e-14 | -120.5402 | 120.0098
Line10_11_12 | 0 | 0 | 0 | 0 | 0 | 0 | 0 | 0 | 0 | 0 | 0 | 0 | 1.0813e-17 | -5.3155e-11 | -1.5146e-10 | -1.0813e-17 | 5.3155e-11 | 1.5146e-10 | 1.1449e-17 | 1.4472e-10 | 2.555e-11 | -1.0813e-17 | -1.4472e-10 | -2.555e-11 | 0 | 0 | 0 | 0 | 0 | 0 | 1.1 | 1.0978 | 1.0937 | 1.1 | 1.0978 | 1.0937 | -2.8444e-14 | -120.3121 | 119.9447 | -2.8579e-14 | -120.3121 | 119.9447
Line11_12_13 | 0 | 0 | 0 | 0 | 0 | 0 | 0 | 0 | 0 | 0 | 0 | 0 | 8.5869e-18 | -4.4296e-11 | -1.2622e-10 | -9.2229e-18 | 4.4296e-11 | 1.2622e-10 | 8.9049e-18 | 1.206e-10 | 2.1292e-11 | -8.9049e-18 | -1.206e-10 | -2.1292e-11 | 0 | 0 | 0 | 0 | 0 | 0 | 1.1 | 1.0978 | 1.0937 | 1.1 | 1.0978 | 1.0937 | -2.8579e-14 | -120.3121 | 119.9447 | -2.8731e-14 | -120.3121 | 119.9447
Line12_13_15 | 0 | 0 | 0 | 0 | 0 | 0 | 0 | 0 | 0 | 0 | 0 | 0 | 3.1803e-18 | -2.6578e-11 | -7.5731e-11 | -3.8164e-18 | 2.6578e-11 | 7.5731e-11 | 3.8164e-18 | 7.2361e-11 | 1.2775e-11 | -4.4525e-18 | -7.2361e-11 | -1.2775e-11 | 0 | 0 | 0 | 0 | 0 | 0 | 1.1 | 1.0978 | 1.0937 | 1.1 | 1.0978 | 1.0937 | -2.8731e-14 | -120.3121 | 119.9447 | -2.8794e-14 | -120.3121 | 119.9447
Line13_13_14 | 0 | 0 | 0 | 0 | 0 | 0 | 0 | 0 | 0 | 0 | 0 | 0 | 1.9082e-18 | -8.8592e-12 | -2.5244e-11 | -2.5443e-18 | 8.8592e-12 | 2.5244e-11 | 8.2688e-18 | 2.412e-11 | 4.2584e-12 | -8.9049e-18 | -2.412e-11 | -4.2584e-12 | 0 | 0 | 0 | 0 | 0 | 0 | 1.1 | 1.0978 | 1.0937 | 1.1 | 1.0978 | 1.0937 | -2.8731e-14 | -120.3121 | 119.9447 | -2.8741e-14 | -120.3121 | 119.9447
Line14_15_16 | 0 | 0 | 0 | 0 | 0 | 0 | 0 | 0 | 0 | 0 | 0 | 0 | 5.4066e-18 | -1.7718e-11 | -5.0487e-11 | -5.4066e-18 | 1.7718e-11 | 5.0487e-11 | 1.9082e-18 | 4.824e-11 | 8.5168e-12 | -2.5443e-18 | -4.824e-11 | -8.5168e-12 | 0 | 0 | 0 | 0 | 0 | 0 | 1.1 | 1.0978 | 1.0937 | 1.1 | 1.0978 | 1.0937 | -2.8794e-14 | -120.3121 | 119.9447 | -2.8824e-14 | -120.3121 | 119.9447
Line15_16_17 | 0 | 0 | 0 | 0 | 0 | 0 | 0 | 0 | 0 | 0 | 0 | 0 | 3.1999e-34 | -8.8592e-12 | -2.5244e-11 | 0 | 8.8592e-12 | 2.5244e-11 | 6.3607e-19 | 2.412e-11 | 4.2584e-12 | 0 | -2.412e-11 | -4.2584e-12 | 0 | 0 | 0 | 0 | 0 | 0 | 1.1 | 1.0978 | 1.0937 | 1.1 | 1.0978 | 1.0937 | -2.8824e-14 | -120.3121 | 119.9447 | -2.8843e-14 | -120.3121 | 119.9447
Line16_4_18 | 0 | 0 | 0 | 0 | 0 | 0 | 0 | 0 | 0 | 0 | 0 | 0 | 6.3607e-19 | -8.8592e-12 | -2.5244e-11 | -6.3607e-19 | 8.8592e-12 | 2.5244e-11 | -1.9082e-18 | 2.412e-11 | 4.2584e-12 | 1.9082e-18 | -2.412e-11 | -4.2584e-12 | 0 | 0 | 0 | 0 | 0 | 0 | 1.1 | 1.0978 | 1.0937 | 1.1 | 1.0978 | 1.0937 | -2.8193e-14 | -120.3121 | 119.9447 | -2.8213e-14 | -120.3121 | 119.9447
Line17_5_19 | 0 | 0 | 0 | 0 | 0 | 0 | 0 | 0 | 0 | 0 | 0 | 0 | 3.1803e-19 | -8.8592e-12 | -2.5244e-11 | -3.1803e-19 | 8.8592e-12 | 2.5244e-11 | -1.2721e-18 | 2.412e-11 | 4.2584e-12 | 1.2721e-18 | -2.412e-11 | -4.2584e-12 | 0 | 0 | 0 | 0 | 0 | 0 | 1.1 | 1.0978 | 1.0937 | 1.1 | 1.0978 | 1.0937 | -2.8181e-14 | -120.3121 | 119.9447 | -2.82e-14 | -120.3121 | 119.9447
Line1_1_3 | 0 | 0 | 0 | 0 | 0 | 0 | 0 | 0 | 0 | 0 | 0 | 0 | 1.4948e-17 | -7.0874e-11 | -2.0195e-10 | -1.4311e-17 | 7.0874e-11 | 2.0195e-10 | 1.5902e-17 | 1.9296e-10 | 3.4067e-11 | -1.7174e-17 | -1.9296e-10 | -3.4067e-11 | 0 | 0 | 0 | 0 | 0 | 0 | 1.1 | 1.0978 | 1.0937 | 1.1 | 1.0978 | 1.0937 | -2.8154e-14 | -120.3121 | 119.9447 | -2.8308e-14 | -120.3121 | 119.9447
Line2_1_4 | 0 | 0 | 0 | 0 | 0 | 0 | 0 | 0 | 0 | 0 | 0 | 0 | 6.6787e-18 | -1.7718e-11 | -5.0487e-11 | -6.6787e-18 | 1.7718e-11 | 5.0487e-11 | 1.1449e-17 | 4.824e-11 | 8.5168e-12 | -1.2085e-17 | -4.824e-11 | -8.5168e-12 | 0 | 0 | 0 | 0 | 0 | 0 | 1.1 | 1.0978 | 1.0937 | 1.1 | 1.0978 | 1.0937 | -2.8154e-14 | -120.3121 | 119.9447 | -2.8193e-14 | -120.3121 | 119.9447
Line3_1_5 | 0 | 0 | 0 | 0 | 0 | 0 | 0 | 0 | 0 | 0 | 0 | 0 | 1.5902e-18 | -1.7718e-11 | -5.0487e-11 | -1.5902e-18 | 1.7718e-11 | 5.0487e-11 | -6.3607e-19 | 4.824e-11 | 8.5168e-12 | -6.3607e-19 | -4.824e-11 | -8.5168e-12 | 0 | 0 | 0 | 0 | 0 | 0 | 1.1 | 1.0978 | 1.0937 | 1.1 | 1.0978 | 1.0937 | -2.8154e-14 | -120.3121 | 119.9447 | -2.8181e-14 | -120.3121 | 119.9447
Line4_2_6 | 0 | 0.060452 | 0.060452 | 0 | 0.060452 | 0.060452 | 0 | 0.013961 | 0.013961 | 0 | 0.013961 | 0.013961 | 2.1626e-17 | 0.01474 | 0.0037509 | -2.1626e-17 | -0.014704 | -0.0037143 | 2.0354e-17 | 0.0039919 | 0.014719 | -2.0354e-17 | -0.0039188 | -0.014646 | 0 | -135.6932 | 44.3068 | 0 | 44.3068 | -135.6932 | 1.1 | 1.0939 | 1.088 | 1.1 | 1.09 | 1.0823 | -2.8404e-14 | -120.5402 | 120.0098 | -2.8725e-14 | -120.7698 | 120.0757
Line5_6_7 | 0 | 0.060452 | 0.060452 | 0 | 0.060452 | 0.060452 | 0 | 0.013961 | 0.013961 | 0 | 0.013961 | 0.013961 | 1.781e-17 | 0.014704 | 0.0037143 | -2.0354e-17 | -0.014667 | -0.0036778 | 1.0177e-17 | 0.0039188 | 0.014646 | -2.0354e-17 | -0.0038457 | -0.014572 | 0 | -135.6932 | 44.3068 | 0 | 44.3068 | -135.6932 | 1.1 | 1.09 | 1.0823 | 1.1 | 1.0861 | 1.0765 | -2.8725e-14 | -120.7698 | 120.0757 | -2.8953e-14 | -121.0011 | 120.1422
Line6_7_8 | 0 | 0.060452 | 0.060452 | 0 | 0.060452 | 0.060452 | 0 | 0.013961 | 0.013961 | 0 | 0.013961 | 0.013961 | -2.5713e-33 | 0.014667 | 0.0036778 | -2.5443e-18 | -0.014631 | -0.0036413 | -5.0885e-18 | 0.0038457 | 0.014572 | 7.6328e-18 | -0.0037726 | -0.014499 | 0 | -135.6932 | 44.3068 | 0 | 44.3068 | -135.6932 | 1.1 | 1.0861 | 1.0765 | 1.1 | 1.0823 | 1.0708 | -2.8953e-14 | -121.0011 | 120.1422 | -2.8998e-14 | -121.2341 | 120.2095
Line7_8_9 | 0 | 0 | 0 | 0 | 0 | 0 | 0 | 0 | 0 | 0 | 0 | 0 | 2.5443e-18 | -6.9334e-11 | -1.1449e-10 | -2.5443e-18 | 6.9334e-11 | 1.1449e-10 | -1.2877e-33 | 9.4011e-11 | -1.5791e-11 | 1.2915e-33 | -9.4011e-11 | 1.5791e-11 | 0 | 0 | 0 | 0 | 0 | 0 | 1.1 | 1.0823 | 1.0708 | 1.1 | 1.0823 | 1.0708 | -2.8998e-14 | -121.2341 | 120.2095 | -2.9085e-14 | -121.2341 | 120.2095
Line8_8_10 | 0 | 0 | 0 | 0 | 0 | 0 | 0 | 0 | 0 | 0 | 0 | 0 | 0 | -6.9334e-11 | -1.1449e-10 | 0 | 6.9334e-11 | 1.1449e-10 | 0 | 9.4011e-11 | -1.5791e-11 | 0 | -9.4011e-11 | 1.5791e-11 | 0 | 0 | 0 | 0 | 0 | 0 | 1.1 | 1.0823 | 1.0708 | 1.1 | 1.0823 | 1.0708 | -2.8998e-14 | -121.2341 | 120.2095 | -2.8986e-14 | -121.2341 | 120.2095
Line9_3_11 | 0 | 0 | 0 | 0 | 0 | 0 | 0 | 0 | 0 | 0 | 0 | 0 | 1.2085e-17 | -6.2015e-11 | -1.7671e-10 | -1.2085e-17 | 6.2015e-11 | 1.7671e-10 | 1.2721e-17 | 1.6884e-10 | 2.9809e-11 | -1.3993e-17 | -1.6884e-10 | -2.9809e-11 | 0 | 0 | 0 | 0 | 0 | 0 | 1.1 | 1.0978 | 1.0937 | 1.1 | 1.0978 | 1.0937 | -2.8308e-14 | -120.3121 | 119.9447 | -2.8444e-14 | -120.3121 | 119.9447

## LL_min_6
name | pf_ikss_a_from_ka | pf_ikss_b_from_ka | pf_ikss_c_from_ka | pf_ikss_a_to_ka | pf_ikss_b_to_ka | pf_ikss_c_to_ka | pf_skss_a_from_mw | pf_skss_b_from_mw | pf_skss_c_from_mw | pf_skss_a_to_mw | pf_skss_b_to_mw | pf_skss_c_to_mw | pf_p_a_from_mw | pf_p_b_from_mw | pf_p_c_from_mw | pf_p_a_to_mw | pf_p_b_to_mw | pf_p_c_to_mw | pf_q_a_from_mvar | pf_q_b_from_mvar | pf_q_c_from_mvar | pf_q_a_to_mvar | pf_q_b_to_mvar | pf_q_c_to_mvar | pf_ikss_a_from_degree | pf_ikss_b_from_degree | pf_ikss_c_from_degree | pf_ikss_a_to_degree | pf_ikss_b_to_degree | pf_ikss_c_to_degree | pf_vm_a_from_pu | pf_vm_b_from_pu | pf_vm_c_from_pu | pf_vm_a_to_pu | pf_vm_b_to_pu | pf_vm_c_to_pu | pf_va_a_from_degree | pf_va_b_from_degree | pf_va_c_from_degree | pf_va_a_to_degree | pf_va_b_to_degree | pf_va_c_to_degree
Line0_1_2 | 0 | 1.455 | 1.455 | 0 | 1.455 | 1.455 | 0 | 0.33601 | 0.33601 | 0 | 0.33601 | 0.33601 | 1.2305e-16 | 0.28984 | 0.03533 | -1.5821e-16 | -0.24919 | 0.005316 | 2.8126e-16 | 0.073022 | 0.26569 | -2.8126e-16 | -0.030682 | -0.22336 | 0 | -142.8727 | 37.1273 | 0 | 37.1273 | -142.8727 | 0.95 | 0.88953 | 0.79769 | 0.95 | 0.74721 | 0.66491 | -7.2104e-13 | -128.7319 | 119.553 | -7.1914e-13 | -135.8534 | 128.4907
Line10_11_12 | 0 | 0 | 0 | 0 | 0 | 0 | 0 | 0 | 0 | 0 | 0 | 0 | 1.1426e-16 | -9.6789e-10 | -2.6725e-09 | -1.2305e-16 | 9.6789e-10 | 2.6725e-09 | 2.2852e-16 | 2.8224e-09 | 1.3007e-10 | -2.2852e-16 | -2.8224e-09 | -1.3007e-10 | 0 | 0 | 0 | 0 | 0 | 0 | 0.95 | 0.88953 | 0.79769 | 0.95 | 0.88953 | 0.79769 | -7.1571e-13 | -128.7319 | 119.553 | -7.137e-13 | -128.7319 | 119.553
Line11_12_13 | 0 | 0 | 0 | 0 | 0 | 0 | 0 | 0 | 0 | 0 | 0 | 0 | 8.7893e-17 | -8.0657e-10 | -2.2271e-09 | -8.7893e-17 | 8.0657e-10 | 2.2271e-09 | 2.2852e-16 | 2.352e-09 | 1.0839e-10 | -2.1094e-16 | -2.352e-09 | -1.0839e-10 | 0 | 0 | 0 | 0 | 0 | 0 | 0.95 | 0.88953 | 0.79769 | 0.95 | 0.88953 | 0.79769 | -7.137e-13 | -128.7319 | 119.553 | -7.1046e-13 | -128.7319 | 119.553
Line12_13_15 | 0 | 0 | 0 | 0 | 0 | 0 | 0 | 0 | 0 | 0 | 0 | 0 | 8.7893e-18 | -4.8394e-10 | -1.3362e-09 | -1.7579e-17 | 4.8394e-10 | 1.3362e-09 | 5.2736e-17 | 1.4112e-09 | 6.5035e-11 | -1.7579e-17 | -1.4112e-09 | -6.5035e-11 | 0 | 0 | 0 | 0 | 0 | 0 | 0.95 | 0.88953 | 0.79769 | 0.95 | 0.88953 | 0.79769 | -7.1046e-13 | -128.7319 | 119.553 | -7.0987e-13 | -128.7319 | 119.553
Line13_13_14 | 0 | 0 | 0 | 0 | 0 | 0 | 0 | 0 | 0 | 0 | 0 | 0 | 3.5157e-17 | -1.6131e-10 | -4.4541e-10 | -3.5157e-17 | 1.6131e-10 | 4.4541e-10 | 2.1094e-16 | 4.7039e-10 | 2.1678e-11 | -1.7579e-16 | -4.7039e-10 | -2.1678e-11 | 0 | 0 | 0 | 0 | 0 | 0 | 0.95 | 0.88953 | 0.79769 | 0.95 | 0.88953 | 0.79769 | -7.1046e-13 | -128.7319 | 119.553 | -7.0845e-13 | -128.7319 | 119.553
Line14_15_16 | 0 | 0 | 0 | 0 | 0 | 0 | 0 | 0 | 0 | 0 | 0 | 0 | 4.3946e-18 | -3.2263e-10 | -8.9083e-10 | -1.3184e-17 | 3.2263e-10 | 8.9083e-10 | 3.5157e-17 | 9.4079e-10 | 4.3357e-11 | -1.7579e-17 | -9.4079e-10 | -4.3357e-11 | 0 | 0 | 0 | 0 | 0 | 0 | 0.95 | 0.88953 | 0.79769 | 0.95 | 0.88953 | 0.79769 | -7.0987e-13 | -128.7319 | 119.553 | -7.0945e-13 | -128.7319 | 119.553
Line15_16_17 | 0 | 0 | 0 | 0 | 0 | 0 | 0 | 0 | 0 | 0 | 0 | 0 | 8.7893e-18 | -1.6131e-10 | -4.4541e-10 | -8.7893e-18 | 1.6131e-10 | 4.4541e-10 | -1.0883e-31 | 4.7039e-10 | 2.1678e-11 | 1.0886e-31 | -4.7039e-10 | -2.1678e-11 | 0 | 0 | 0 | 0 | 0 | 0 | 0.95 | 0.88953 | 0.79769 | 0.95 | 0.88953 | 0.79769 | -7.0945e-13 | -128.7319 | 119.553 | -7.0967e-13 | -128.7319 | 119.553
Line16_4_18 | 0 | 0 | 0 | 0 | 0 | 0 | 0 | 0 | 0 | 0 | 0 | 0 | 4.3946e-18 | -1.6131e-10 | -4.4541e-10 | -4.3946e-18 | 1.6131e-10 | 4.4541e-10 | 1.7579e-17 | 4.7039e-10 | 2.1678e-11 | 5.5256e-32 | -4.7039e-10 | -2.1678e-11 | 0 | 0 | 0 | 0 | 0 | 0 | 0.95 | 0.88953 | 0.79769 | 0.95 | 0.88953 | 0.79769 | -7.202e-13 | -128.7319 | 119.553 | -7.2041e-13 | -128.7319 | 119.553
Line17_5_19 | 0 | 0 | 0 | 0 | 0 | 0 | 0 | 0 | 0 | 0 | 0 | 0 | 8.7893e-18 | -1.6131e-10 | -4.4541e-10 | -1.7579e-17 | 1.6131e-10 | 4.4541e-10 | 1.7579e-17 | 4.7039e-10 | 2.1678e-11 | 2.2124e-31 | -4.7039e-10 | -2.1678e-11 | 0 | 0 | 0 | 0 | 0 | 0 | 0.95 | 0.88953 | 0.79769 | 0.95 | 0.88953 | 0.79769 | -7.2091e-13 | -128.7319 | 119.553 | -7.2112e-13 | -128.7319 | 119.553
Line1_1_3 | 0 | 0 | 0 | 0 | 0 | 0 | 0 | 0 | 0 | 0 | 0 | 0 | 1.2744e-16 | -1.2905e-09 | -3.5633e-09 | -1.2744e-16 | 1.2905e-09 | 3.5633e-09 | 2.461e-16 | 3.7632e-09 | 1.7343e-10 | -2.461e-16 | -3.7632e-09 | -1.7343e-10 | 0 | 0 | 0 | 0 | 0 | 0 | 0.95 | 0.88953 | 0.79769 | 0.95 | 0.88953 | 0.79769 | -7.2104e-13 | -128.7319 | 119.553 | -7.1817e-13 | -128.7319 | 119.553
Line2_1_4 | 0 | 0 | 0 | 0 | 0 | 0 | 0 | 0 | 0 | 0 | 0 | 0 | 7.9103e-17 | -3.2263e-10 | -8.9083e-10 | -7.9103e-17 | 3.2263e-10 | 8.9083e-10 | 2.1094e-16 | 9.4079e-10 | 4.3357e-11 | -1.9336e-16 | -9.4079e-10 | -4.3357e-11 | 0 | 0 | 0 | 0 | 0 | 0 | 0.95 | 0.88953 | 0.79769 | 0.95 | 0.88953 | 0.79769 | -7.2104e-13 | -128.7319 | 119.553 | -7.202e-13 | -128.7319 | 119.553
Line3_1_5 | 0 | 0 | 0 | 0 | 0 | 0 | 0 | 0 | 0 | 0 | 0 | 0 | -8.7893e-18 | -3.2263e-10 | -8.9083e-10 | 8.7893e-18 | 3.2263e-10 | 8.9083e-10 | 3.5157e-17 | 9.4079e-10 | 4.3357e-11 | -3.5157e-17 | -9.4079e-10 | -4.3357e-11 | 0 | 0 | 0 | 0 | 0 | 0 | 0.95 | 0.88953 | 0.79769 | 0.95 | 0.88953 | 0.79769 | -7.2104e-13 | -128.7319 | 119.553 | -7.2091e-13 | -128.7319 | 119.553
Line4_2_6 | 0 | 1.455 | 1.455 | 0 | 1.455 | 1.455 | 0 | 0.33601 | 0.33601 | 0 | 0.33601 | 0.33601 | 3.5157e-17 | 0.24919 | -0.005316 | -3.5157e-17 | -0.20855 | 0.045962 | 3.1641e-16 | 0.030682 | 0.22336 | -3.5157e-16 | 0.011658 | -0.18102 | 0 | -142.8727 | 37.1273 | 0 | 37.1273 | -142.8727 | 0.95 | 0.74721 | 0.66491 | 0.95 | 0.62161 | 0.55581 | -7.1914e-13 | -135.8534 | 128.4907 | -7.1697e-13 | -146.0722 | 141.3743
Line5_6_7 | 0 | 1.455 | 1.455 | 0 | 1.455 | 1.455 | 0 | 0.33601 | 0.33601 | 0 | 0.33601 | 0.33601 | 1.0547e-16 | 0.20855 | -0.045962 | -1.0547e-16 | -0.1679 | 0.086608 | 4.2188e-16 | -0.011658 | 0.18102 | -4.2188e-16 | 0.053997 | -0.13868 | 0 | -142.8727 | 37.1273 | 0 | 37.1273 | -142.8727 | 0.95 | 0.62161 | 0.55581 | 0.95 | 0.52489 | 0.48658 | -7.1697e-13 | -146.0722 | 141.3743 | -7.1134e-13 | -160.7007 | 159.1134
Line6_7_8 | 0 | 1.455 | 1.455 | 0 | 1.455 | 1.455 | 0 | 0.33601 | 0.33601 | 0 | 0.33601 | 0.33601 | 1.7459e-30 | 0.1679 | -0.086608 | -1.7399e-30 | -0.12725 | 0.12725 | 1.4063e-16 | -0.053997 | 0.13868 | -1.4063e-16 | 0.096337 | -0.096337 | 0 | -142.8727 | 37.1273 | 0 | 37.1273 | -142.8727 | 0.95 | 0.52489 | 0.48658 | 0.95 | 0.475 | 0.475 | -7.1134e-13 | -160.7007 | 159.1134 | -7.0886e-13 | -180 | 180
Line7_8_9 | 0 | 0 | 0 | 0 | 0 | 0 | 0 | 0 | 0 | 0 | 0 | 0 | 8.6993e-31 | 1.4063e-16 | 1.4063e-16 | -8.7126e-31 | -2.0767e-16 | -1.3735e-16 | 7.0314e-17 | 1.4329e-09 | -1.4329e-09 | -7.0314e-17 | -1.4329e-09 | 1.4329e-09 | 0 | 0 | 0 | 0 | 0 | 0 | 0.95 | 0.475 | 0.475 | 0.95 | 0.475 | 0.475 | -7.0886e-13 | -180 | 180 | -7.0995e-13 | -180 | 180
Line8_8_10 | 0 | 0 | 0 | 0 | 0 | 0 | 0 | 0 | 0 | 0 | 0 | 0 | 7.0314e-17 | 7.0314e-17 | -1.4063e-16 | -8.6837e-31 | -1.7251e-16 | 1.439e-16 | 7.0314e-17 | 1.4329e-09 | -1.4329e-09 | -7.0314e-17 | -1.4329e-09 | 1.4329e-09 | 0 | 0 | 0 | 0 | 0 | 0 | 0.95 | 0.475 | 0.475 | 0.95 | 0.475 | 0.475 | -7.0886e-13 | -180 | 180 | -7.0759e-13 | -180 | 180
Line9_3_11 | 0 | 0 | 0 | 0 | 0 | 0 | 0 | 0 | 0 | 0 | 0 | 0 | 9.6682e-17 | -1.1292e-09 | -3.1179e-09 | -1.0547e-16 | 1.1292e-09 | 3.1179e-09 | 2.2852e-16 | 3.2928e-09 | 1.5175e-10 | -2.461e-16 | -3.2928e-09 | -1.5175e-10 | 0 | 0 | 0 | 0 | 0 | 0 | 0.95 | 0.88953 | 0.79769 | 0.95 | 0.88953 | 0.79769 | -7.1817e-13 | -128.7319 | 119.553 | -7.1571e-13 | -128.7319 | 119.553

## LL_min_10
name | pf_ikss_a_from_ka | pf_ikss_b_from_ka | pf_ikss_c_from_ka | pf_ikss_a_to_ka | pf_ikss_b_to_ka | pf_ikss_c_to_ka | pf_skss_a_from_mw | pf_skss_b_from_mw | pf_skss_c_from_mw | pf_skss_a_to_mw | pf_skss_b_to_mw | pf_skss_c_to_mw | pf_p_a_from_mw | pf_p_b_from_mw | pf_p_c_from_mw | pf_p_a_to_mw | pf_p_b_to_mw | pf_p_c_to_mw | pf_q_a_from_mvar | pf_q_b_from_mvar | pf_q_c_from_mvar | pf_q_a_to_mvar | pf_q_b_to_mvar | pf_q_c_to_mvar | pf_ikss_a_from_degree | pf_ikss_b_from_degree | pf_ikss_c_from_degree | pf_ikss_a_to_degree | pf_ikss_b_to_degree | pf_ikss_c_to_degree | pf_vm_a_from_pu | pf_vm_b_from_pu | pf_vm_c_from_pu | pf_vm_a_to_pu | pf_vm_b_to_pu | pf_vm_c_to_pu | pf_va_a_from_degree | pf_va_b_from_degree | pf_va_c_from_degree | pf_va_a_to_degree | pf_va_b_to_degree | pf_va_c_to_degree
Line0_1_2 | 0 | 1.3784 | 1.3784 | 0 | 1.3784 | 1.3784 | 0 | 0.31833 | 0.31833 | 0 | 0.31833 | 0.31833 | 1.6653e-16 | 0.26013 | 0.031709 | -1.6653e-16 | -0.22365 | 0.0047711 | 2.498e-16 | 0.065537 | 0.23846 | -2.6645e-16 | -0.027537 | -0.20046 | 0 | -142.8727 | 37.1273 | 0 | 37.1273 | -142.8727 | 0.9 | 0.84271 | 0.7557 | 0.9 | 0.70788 | 0.62991 | -7.7157e-13 | -128.7319 | 119.553 | -7.6968e-13 | -135.8534 | 128.4907
Line10_11_12 | 0 | 0 | 0 | 0 | 0 | 0 | 0 | 0 | 0 | 0 | 0 | 0 | 9.5757e-17 | -8.6869e-10 | -2.3986e-09 | -1.0408e-16 | 8.6869e-10 | 2.3986e-09 | 2.1649e-16 | 2.5331e-09 | 1.1674e-10 | -1.9984e-16 | -2.5331e-09 | -1.1674e-10 | 0 | 0 | 0 | 0 | 0 | 0 | 0.9 | 0.84271 | 0.7557 | 0.9 | 0.84271 | 0.7557 | -7.6606e-13 | -128.7319 | 119.553 | -7.6395e-13 | -128.7319 | 119.553
Line11_12_13 | 0 | 0 | 0 | 0 | 0 | 0 | 0 | 0 | 0 | 0 | 0 | 0 | 8.3267e-17 | -7.2391e-10 | -1.9988e-09 | -8.3267e-17 | 7.2391e-10 | 1.9988e-09 | 2.1649e-16 | 2.1109e-09 | 9.7283e-11 | -2.1649e-16 | -2.1109e-09 | -9.7283e-11 | 0 | 0 | 0 | 0 | 0 | 0 | 0.9 | 0.84271 | 0.7557 | 0.9 | 0.84271 | 0.7557 | -7.6395e-13 | -128.7319 | 119.553 | -7.6061e-13 | -128.7319 | 119.553
Line12_13_15 | 0 | 0 | 0 | 0 | 0 | 0 | 0 | 0 | 0 | 0 | 0 | 0 | 2.498e-17 | -4.3434e-10 | -1.1993e-09 | -1.6653e-17 | 4.3434e-10 | 1.1993e-09 | -3.3161e-31 | 1.2665e-09 | 5.837e-11 | -1.6653e-17 | -1.2665e-09 | -5.837e-11 | 0 | 0 | 0 | 0 | 0 | 0 | 0.9 | 0.84271 | 0.7557 | 0.9 | 0.84271 | 0.7557 | -7.6061e-13 | -128.7319 | 119.553 | -7.6002e-13 | -128.7319 | 119.553
Line13_13_14 | 0 | 0 | 0 | 0 | 0 | 0 | 0 | 0 | 0 | 0 | 0 | 0 | 3.747e-17 | -1.4478e-10 | -3.9976e-10 | -4.5797e-17 | 1.4478e-10 | 3.9976e-10 | 1.8319e-16 | 4.2218e-10 | 1.9456e-11 | -1.8319e-16 | -4.2218e-10 | -1.9457e-11 | 0 | 0 | 0 | 0 | 0 | 0 | 0.9 | 0.84271 | 0.7557 | 0.9 | 0.84271 | 0.7557 | -7.6061e-13 | -128.7319 | 119.553 | -7.5885e-13 | -128.7319 | 119.553
Line14_15_16 | 0 | 0 | 0 | 0 | 0 | 0 | 0 | 0 | 0 | 0 | 0 | 0 | -8.3267e-18 | -2.8956e-10 | -7.9952e-10 | 1.6653e-17 | 2.8956e-10 | 7.9952e-10 | 3.3307e-17 | 8.4436e-10 | 3.8913e-11 | -4.996e-17 | -8.4436e-10 | -3.8913e-11 | 0 | 0 | 0 | 0 | 0 | 0 | 0.9 | 0.84271 | 0.7557 | 0.9 | 0.84271 | 0.7557 | -7.6002e-13 | -128.7319 | 119.553 | -7.5961e-13 | -128.7319 | 119.553
Line15_16_17 | 0 | 0 | 0 | 0 | 0 | 0 | 0 | 0 | 0 | 0 | 0 | 0 | 4.1633e-18 | -1.4478e-10 | -3.9976e-10 | -1.249e-17 | 1.4478e-10 | 3.9976e-10 | -5.5196e-32 | 4.2218e-10 | 1.9457e-11 | 1.6563e-31 | -4.2218e-10 | -1.9457e-11 | 0 | 0 | 0 | 0 | 0 | 0 | 0.9 | 0.84271 | 0.7557 | 0.9 | 0.84271 | 0.7557 | -7.5961e-13 | -128.7319 | 119.553 | -7.5982e-13 | -128.7319 | 119.553
Line16_4_18 | 0 | 0 | 0 | 0 | 0 | 0 | 0 | 0 | 0 | 0 | 0 | 0 | 2.0817e-17 | -1.4478e-10 | -3.9976e-10 | -2.9143e-17 | 1.4478e-10 | 3.9976e-10 | -2.7999e-31 | 4.2218e-10 | 1.9457e-11 | 3.9209e-31 | -4.2218e-10 | -1.9457e-11 | 0 | 0 | 0 | 0 | 0 | 0 | 0.9 | 0.84271 | 0.7557 | 0.9 | 0.84271 | 0.7557 | -7.7064e-13 | -128.7319 | 119.553 | -7.7085e-13 | -128.7319 | 119.553
Line17_5_19 | 0 | 0 | 0 | 0 | 0 | 0 | 0 | 0 | 0 | 0 | 0 | 0 | 8.3267e-18 | -1.4478e-10 | -3.9976e-10 | -8.3267e-18 | 1.4478e-10 | 3.9976e-10 | -1.1211e-31 | 4.2218e-10 | 1.9457e-11 | 1.1214e-31 | -4.2218e-10 | -1.9457e-11 | 0 | 0 | 0 | 0 | 0 | 0 | 0.9 | 0.84271 | 0.7557 | 0.9 | 0.84271 | 0.7557 | -7.7144e-13 | -128.7319 | 119.553 | -7.7165e-13 | -128.7319 | 119.553
Line1_1_3 | 0 | 0 | 0 | 0 | 0 | 0 | 0 | 0 | 0 | 0 | 0 | 0 | 1.0825e-16 | -1.1582e-09 | -3.1981e-09 | -9.992e-17 | 1.1582e-09 | 3.1981e-09 | 1.8319e-16 | 3.3775e-09 | 1.5565e-10 | -1.8319e-16 | -3.3775e-09 | -1.5565e-10 | 0 | 0 | 0 | 0 | 0 | 0 | 0.9 | 0.84271 | 0.7557 | 0.9 | 0.84271 | 0.7557 | -7.7157e-13 | -128.7319 | 119.553 | -7.6861e-13 | -128.7319 | 119.553
Line2_1_4 | 0 | 0 | 0 | 0 | 0 | 0 | 0 | 0 | 0 | 0 | 0 | 0 | 5.8287e-17 | -2.8956e-10 | -7.9952e-10 | -5.8287e-17 | 2.8956e-10 | 7.9952e-10 | 1.4988e-16 | 8.4436e-10 | 3.8913e-11 | -1.6653e-16 | -8.4436e-10 | -3.8913e-11 | 0 | 0 | 0 | 0 | 0 | 0 | 0.9 | 0.84271 | 0.7557 | 0.9 | 0.84271 | 0.7557 | -7.7157e-13 | -128.7319 | 119.553 | -7.7064e-13 | -128.7319 | 119.553
Line3_1_5 | 0 | 0 | 0 | 0 | 0 | 0 | 0 | 0 | 0 | 0 | 0 | 0 | 1.6653e-17 | -2.8956e-10 | -7.9952e-10 | -1.6653e-17 | 2.8956e-10 | 7.9952e-10 | -2.2426e-31 | 8.4436e-10 | 3.8913e-11 | -1.6653e-17 | -8.4436e-10 | -3.8913e-11 | 0 | 0 | 0 | 0 | 0 | 0 | 0.9 | 0.84271 | 0.7557 | 0.9 | 0.84271 | 0.7557 | -7.7157e-13 | -128.7319 | 119.553 | -7.7144e-13 | -128.7319 | 119.553
Line4_2_6 | 0 | 1.3784 | 1.3784 | 0 | 1.3784 | 1.3784 | 0 | 0.31833 | 0.31833 | 0 | 0.31833 | 0.31833 | 9.992e-17 | 0.22365 | -0.0047711 | -1.6653e-16 | -0.18717 | 0.041251 | 3.3307e-16 | 0.027537 | 0.20046 | -3.3307e-16 | 0.010463 | -0.16246 | 0 | -142.8727 | 37.1273 | 0 | 37.1273 | -142.8727 | 0.9 | 0.70788 | 0.62991 | 0.9 | 0.5889 | 0.52656 | -7.6968e-13 | -135.8534 | 128.4907 | -7.6786e-13 | -146.0722 | 141.3743
Line5_6_7 | 0 | 1.3784 | 1.3784 | 0 | 1.3784 | 1.3784 | 0 | 0.31833 | 0.31833 | 0 | 0.31833 | 0.31833 | 1.6653e-16 | 0.18717 | -0.041251 | -1.3323e-16 | -0.15069 | 0.077731 | 3.6637e-16 | -0.010463 | 0.16246 | -3.6637e-16 | 0.048463 | -0.12446 | 0 | -142.8727 | 37.1273 | 0 | 37.1273 | -142.8727 | 0.9 | 0.5889 | 0.52656 | 0.9 | 0.49726 | 0.46097 | -7.6786e-13 | -146.0722 | 141.3743 | -7.6133e-13 | -160.7007 | 159.1134
Line6_7_8 | 0 | 1.3784 | 1.3784 | 0 | 1.3784 | 1.3784 | 0 | 0.31833 | 0.31833 | 0 | 0.31833 | 0.31833 | -1.3323e-16 | 0.15069 | -0.077731 | 6.6613e-17 | -0.11421 | 0.11421 | 2.6645e-16 | -0.048463 | 0.12446 | -2.6645e-16 | 0.086463 | -0.086463 | 0 | -142.8727 | 37.1273 | 0 | 37.1273 | -142.8727 | 0.9 | 0.49726 | 0.46097 | 0.9 | 0.45 | 0.45 | -7.6133e-13 | -160.7007 | 159.1134 | -7.595e-13 | -180 | 180
Line7_8_9 | 0 | 0 | 0 | 0 | 0 | 0 | 0 | 0 | 0 | 0 | 0 | 0 | 0 | 3.3307e-17 | 1.3323e-16 | 0 | -1.3029e-16 | -1.3029e-16 | 0 | 1.286e-09 | -1.286e-09 | 0 | -1.286e-09 | 1.286e-09 | 0 | 0 | 0 | 0 | 0 | 0 | 0.9 | 0.45 | 0.45 | 0.9 | 0.45 | 0.45 | -7.595e-13 | -180 | 180 | -7.6058e-13 | -180 | 180
Line8_8_10 | 0 | 0 | 0 | 0 | 0 | 0 | 0 | 0 | 0 | 0 | 0 | 0 | 6.6613e-17 | -9.992e-17 | 1.3323e-16 | -6.6613e-17 | 1.0286e-16 | -1.3029e-16 | -8.8301e-31 | 1.286e-09 | -1.286e-09 | 6.6613e-17 | -1.286e-09 | 1.286e-09 | 0 | 0 | 0 | 0 | 0 | 0 | 0.9 | 0.45 | 0.45 | 0.9 | 0.45 | 0.45 | -7.595e-13 | -180 | 180 | -7.591e-13 | -180 | 180
Line9_3_11 | 0 | 0 | 0 | 0 | 0 | 0 | 0 | 0 | 0 | 0 | 0 | 0 | 1.0825e-16 | -1.0135e-09 | -2.7983e-09 | -9.992e-17 | 1.0135e-09 | 2.7983e-09 | 1.9984e-16 | 2.9553e-09 | 1.362e-10 | -1.9984e-16 | -2.9553e-09 | -1.362e-10 | 0 | 0 | 0 | 0 | 0 | 0 | 0.9 | 0.84271 | 0.7557 | 0.9 | 0.84271 | 0.7557 | -7.6861e-13 | -128.7319 | 119.553 | -7.6606e-13 | -128.7319 | 119.553

## LL_min_fault_6
name | pf_ikss_a_from_ka | pf_ikss_b_from_ka | pf_ikss_c_from_ka | pf_ikss_a_to_ka | pf_ikss_b_to_ka | pf_ikss_c_to_ka | pf_skss_a_from_mw | pf_skss_b_from_mw | pf_skss_c_from_mw | pf_skss_a_to_mw | pf_skss_b_to_mw | pf_skss_c_to_mw | pf_p_a_from_mw | pf_p_b_from_mw | pf_p_c_from_mw | pf_p_a_to_mw | pf_p_b_to_mw | pf_p_c_to_mw | pf_q_a_from_mvar | pf_q_b_from_mvar | pf_q_c_from_mvar | pf_q_a_to_mvar | pf_q_b_to_mvar | pf_q_c_to_mvar | pf_ikss_a_from_degree | pf_ikss_b_from_degree | pf_ikss_c_from_degree | pf_ikss_a_to_degree | pf_ikss_b_to_degree | pf_ikss_c_to_degree | pf_vm_a_from_pu | pf_vm_b_from_pu | pf_vm_c_from_pu | pf_vm_a_to_pu | pf_vm_b_to_pu | pf_vm_c_to_pu | pf_va_a_from_degree | pf_va_b_from_degree | pf_va_c_from_degree | pf_va_a_to_degree | pf_va_b_to_degree | pf_va_c_to_degree
Line0_1_2 | 0 | 0.051843 | 0.051843 | 0 | 0.051843 | 0.051843 | 0 | 0.011973 | 0.011973 | 0 | 0.011973 | 0.011973 | 9.3386e-18 | 0.010966 | 0.0028847 | -8.7893e-18 | -0.010915 | -0.0028331 | 1.2085e-17 | 0.0029326 | 0.010936 | -1.3184e-17 | -0.0028788 | -0.010882 | 0 | -135.2796 | 44.7204 | 0 | 44.7204 | -135.2796 | 0.95 | 0.94815 | 0.94465 | 0.95 | 0.94283 | 0.93921 | -3.6226e-14 | -120.3084 | 119.9432 | -3.6164e-14 | -120.5043 | 120.1275
Line10_11_12 | 0 | 0 | 0 | 0 | 0 | 0 | 0 | 0 | 0 | 0 | 0 | 0 | 4.4633e-18 | -3.8309e-11 | -1.1119e-10 | -4.1886e-18 | 3.8309e-11 | 1.1119e-10 | 1.0437e-17 | 1.0665e-10 | 1.9584e-11 | -1.0437e-17 | -1.0665e-10 | -1.9584e-11 | 0 | 0 | 0 | 0 | 0 | 0 | 0.95 | 0.94815 | 0.94465 | 0.95 | 0.94815 | 0.94465 | -3.601e-14 | -120.3084 | 119.9432 | -3.5921e-14 | -120.3084 | 119.9432
Line11_12_13 | 0 | 0 | 0 | 0 | 0 | 0 | 0 | 0 | 0 | 0 | 0 | 0 | 2.884e-18 | -3.1925e-11 | -9.2658e-11 | -2.884e-18 | 3.1925e-11 | 9.2658e-11 | 1.2085e-17 | 8.8872e-11 | 1.632e-11 | -1.1536e-17 | -8.8872e-11 | -1.632e-11 | 0 | 0 | 0 | 0 | 0 | 0 | 0.95 | 0.94815 | 0.94465 | 0.95 | 0.94815 | 0.94465 | -3.5921e-14 | -120.3084 | 119.9432 | -3.5786e-14 | -120.3084 | 119.9432
Line12_13_15 | 0 | 0 | 0 | 0 | 0 | 0 | 0 | 0 | 0 | 0 | 0 | 0 | 8.2399e-19 | -1.9155e-11 | -5.5595e-11 | -8.2399e-19 | 1.9155e-11 | 5.5595e-11 | 1.0987e-18 | 5.3323e-11 | 9.7921e-12 | 5.1436e-34 | -5.3323e-11 | -9.7921e-12 | 0 | 0 | 0 | 0 | 0 | 0 | 0.95 | 0.94815 | 0.94465 | 0.95 | 0.94815 | 0.94465 | -3.5786e-14 | -120.3084 | 119.9432 | -3.5766e-14 | -120.3084 | 119.9432
Line13_13_14 | 0 | 0 | 0 | 0 | 0 | 0 | 0 | 0 | 0 | 0 | 0 | 0 | 9.6133e-19 | -6.3849e-12 | -1.8532e-11 | -9.6133e-19 | 6.3849e-12 | 1.8532e-11 | 8.7893e-18 | 1.7774e-11 | 3.264e-12 | -8.2399e-18 | -1.7774e-11 | -3.264e-12 | 0 | 0 | 0 | 0 | 0 | 0 | 0.95 | 0.94815 | 0.94465 | 0.95 | 0.94815 | 0.94465 | -3.5786e-14 | -120.3084 | 119.9432 | -3.5699e-14 | -120.3084 | 119.9432
Line14_15_16 | 0 | 0 | 0 | 0 | 0 | 0 | 0 | 0 | 0 | 0 | 0 | 0 | 4.8066e-19 | -1.277e-11 | -3.7063e-11 | -4.8066e-19 | 1.277e-11 | 3.7063e-11 | -3.0004e-34 | 3.5549e-11 | 6.5281e-12 | 5.4933e-19 | -3.5549e-11 | -6.5281e-12 | 0 | 0 | 0 | 0 | 0 | 0 | 0.95 | 0.94815 | 0.94465 | 0.95 | 0.94815 | 0.94465 | -3.5766e-14 | -120.3084 | 119.9432 | -3.575e-14 | -120.3084 | 119.9432
Line15_16_17 | 0 | 0 | 0 | 0 | 0 | 0 | 0 | 0 | 0 | 0 | 0 | 0 | -5.4933e-19 | -6.3849e-12 | -1.8532e-11 | 5.4933e-19 | 6.3849e-12 | 1.8532e-11 | 1.0987e-18 | 1.7774e-11 | 3.264e-12 | -5.4933e-19 | -1.7774e-11 | -3.264e-12 | 0 | 0 | 0 | 0 | 0 | 0 | 0.95 | 0.94815 | 0.94465 | 0.95 | 0.94815 | 0.94465 | -3.575e-14 | -120.3084 | 119.9432 | -3.5757e-14 | -120.3084 | 119.9432
Line16_4_18 | 0 | 0 | 0 | 0 | 0 | 0 | 0 | 0 | 0 | 0 | 0 | 0 | 5.4933e-19 | -6.3849e-12 | -1.8532e-11 | -5.4933e-19 | 6.3849e-12 | 1.8532e-11 | 5.4933e-19 | 1.7774e-11 | 3.264e-12 | -1.0987e-18 | -1.7774e-11 | -3.264e-12 | 0 | 0 | 0 | 0 | 0 | 0 | 0.95 | 0.94815 | 0.94465 | 0.95 | 0.94815 | 0.94465 | -3.6177e-14 | -120.3084 | 119.9432 | -3.6184e-14 | -120.3084 | 119.9432
Line17_5_19 | 0 | 0 | 0 | 0 | 0 | 0 | 0 | 0 | 0 | 0 | 0 | 0 | 6.9459e-34 | -6.3849e-12 | -1.8532e-11 | -6.9473e-34 | 6.3849e-12 | 1.8532e-11 | 1.0987e-18 | 1.7774e-11 | 3.264e-12 | -1.0987e-18 | -1.7775e-11 | -3.264e-12 | 0 | 0 | 0 | 0 | 0 | 0 | 0.95 | 0.94815 | 0.94465 | 0.95 | 0.94815 | 0.94465 | -3.6223e-14 | -120.3084 | 119.9432 | -3.6231e-14 | -120.3084 | 119.9432
Line1_1_3 | 0 | 0 | 0 | 0 | 0 | 0 | 0 | 0 | 0 | 0 | 0 | 0 | 3.5706e-18 | -5.1079e-11 | -1.4825e-10 | -3.5706e-18 | 5.1079e-11 | 1.4825e-10 | 8.7893e-18 | 1.422e-10 | 2.6112e-11 | -8.7893e-18 | -1.422e-10 | -2.6112e-11 | 0 | 0 | 0 | 0 | 0 | 0 | 0.95 | 0.94815 | 0.94465 | 0.95 | 0.94815 | 0.94465 | -3.6226e-14 | -120.3084 | 119.9432 | -3.6113e-14 | -120.3084 | 119.9432
Line2_1_4 | 0 | 0 | 0 | 0 | 0 | 0 | 0 | 0 | 0 | 0 | 0 | 0 | 1.7853e-18 | -1.277e-11 | -3.7063e-11 | -1.7853e-18 | 1.277e-11 | 3.7063e-11 | 8.2399e-18 | 3.5549e-11 | 6.5281e-12 | -8.7893e-18 | -3.5549e-11 | -6.5281e-12 | 0 | 0 | 0 | 0 | 0 | 0 | 0.95 | 0.94815 | 0.94465 | 0.95 | 0.94815 | 0.94465 | -3.6226e-14 | -120.3084 | 119.9432 | -3.6177e-14 | -120.3084 | 119.9432
Line3_1_5 | 0 | 0 | 0 | 0 | 0 | 0 | 0 | 0 | 0 | 0 | 0 | 0 | 1.3733e-19 | -1.277e-11 | -3.7063e-11 | -1.3733e-19 | 1.277e-11 | 3.7063e-11 | 5.4933e-19 | 3.5549e-11 | 6.5281e-12 | -5.4933e-19 | -3.5549e-11 | -6.5281e-12 | 0 | 0 | 0 | 0 | 0 | 0 | 0.95 | 0.94815 | 0.94465 | 0.95 | 0.94815 | 0.94465 | -3.6226e-14 | -120.3084 | 119.9432 | -3.6223e-14 | -120.3084 | 119.9432
Line4_2_6 | 0 | 0.051843 | 0.051843 | 0 | 0.051843 | 0.051843 | 0 | 0.011973 | 0.011973 | 0 | 0.011973 | 0.011973 | 6.5919e-18 | 0.010915 | 0.0028331 | -6.5919e-18 | -0.010863 | -0.0027815 | 1.3184e-17 | 0.0028788 | 0.010882 | -1.3184e-17 | -0.0028251 | -0.010828 | 0 | -135.2796 | 44.7204 | 0 | 44.7204 | -135.2796 | 0.95 | 0.94283 | 0.93921 | 0.95 | 0.93752 | 0.93379 | -3.6164e-14 | -120.5043 | 120.1275 | -3.6072e-14 | -120.7024 | 120.3141
Line5_6_7 | 0 | 0.051843 | 0.051843 | 0 | 0.051843 | 0.051843 | 0 | 0.011973 | 0.011973 | 0 | 0.011973 | 0.011973 | 5.4933e-18 | 0.010863 | 0.0027815 | -5.4933e-18 | -0.010812 | -0.0027299 | 1.3184e-17 | 0.0028251 | 0.010828 | -1.3184e-17 | -0.0027713 | -0.010775 | 0 | -135.2796 | 44.7204 | 0 | 44.7204 | -135.2796 | 0.95 | 0.93752 | 0.93379 | 0.95 | 0.93223 | 0.92837 | -3.6072e-14 | -120.7024 | 120.3141 | -3.5827e-14 | -120.9028 | 120.5028
Line6_7_8 | 0 | 0.051843 | 0.051843 | 0 | 0.051843 | 0.051843 | 0 | 0.011973 | 0.011973 | 0 | 0.011973 | 0.011973 | 2.1973e-18 | 0.010812 | 0.0027299 | -2.1973e-18 | -0.01076 | -0.0026783 | 8.7893e-18 | 0.0027713 | 0.010775 | -8.7893e-18 | -0.0027175 | -0.010721 | 0 | -135.2796 | 44.7204 | 0 | 44.7204 | -135.2796 | 0.95 | 0.93223 | 0.92837 | 0.95 | 0.92694 | 0.92297 | -3.5827e-14 | -120.9028 | 120.5028 | -3.574e-14 | -121.1055 | 120.6937
Line7_8_9 | 0 | 0 | 0 | 0 | 0 | 0 | 0 | 0 | 0 | 0 | 0 | 0 | -4.3946e-18 | -7.7759e-11 | -9.1252e-11 | 4.3946e-18 | 7.7759e-11 | 9.1252e-11 | 4.3946e-18 | 6.2294e-11 | -3.8923e-11 | -4.3946e-18 | -6.2294e-11 | 3.8923e-11 | 0 | 0 | 0 | 0 | 0 | 0 | 0.95 | 0.92694 | 0.92297 | 0.95 | 0.92694 | 0.92297 | -3.574e-14 | -121.1055 | 120.6937 | -3.5773e-14 | -121.1055 | 120.6937
Line8_8_10 | 0 | 0 | 0 | 0 | 0 | 0 | 0 | 0 | 0 | 0 | 0 | 0 | 2.7413e-33 | -7.7759e-11 | -9.1252e-11 | 2.1973e-18 | 7.7759e-11 | 9.1252e-11 | 4.3946e-18 | 6.2294e-11 | -3.8923e-11 | -4.3946e-18 | -6.2294e-11 | 3.8923e-11 | 0 | 0 | 0 | 0 | 0 | 0 | 0.95 | 0.92694 | 0.92297 | 0.95 | 0.92694 | 0.92297 | -3.574e-14 | -121.1055 | 120.6937 | -3.5698e-14 | -121.1055 | 120.6937
Line9_3_11 | 0 | 0 | 0 | 0 | 0 | 0 | 0 | 0 | 0 | 0 | 0 | 0 | 4.738e-18 | -4.4694e-11 | -1.2972e-10 | -4.738e-18 | 4.4694e-11 | 1.2972e-10 | 9.8879e-18 | 1.2442e-10 | 2.2848e-11 | -9.3386e-18 | -1.2442e-10 | -2.2848e-11 | 0 | 0 | 0 | 0 | 0 | 0 | 0.95 | 0.94815 | 0.94465 | 0.95 | 0.94815 | 0.94465 | -3.6113e-14 | -120.3084 | 119.9432 | -3.601e-14 | -120.3084 | 119.9432

## LL_min_fault_10
name | pf_ikss_a_from_ka | pf_ikss_b_from_ka | pf_ikss_c_from_ka | pf_ikss_a_to_ka | pf_ikss_b_to_ka | pf_ikss_c_to_ka | pf_skss_a_from_mw | pf_skss_b_from_mw | pf_skss_c_from_mw | pf_skss_a_to_mw | pf_skss_b_to_mw | pf_skss_c_to_mw | pf_p_a_from_mw | pf_p_b_from_mw | pf_p_c_from_mw | pf_p_a_to_mw | pf_p_b_to_mw | pf_p_c_to_mw | pf_q_a_from_mvar | pf_q_b_from_mvar | pf_q_c_from_mvar | pf_q_a_to_mvar | pf_q_b_to_mvar | pf_q_c_to_mvar | pf_ikss_a_from_degree | pf_ikss_b_from_degree | pf_ikss_c_from_degree | pf_ikss_a_to_degree | pf_ikss_b_to_degree | pf_ikss_c_to_degree | pf_vm_a_from_pu | pf_vm_b_from_pu | pf_vm_c_from_pu | pf_vm_a_to_pu | pf_vm_b_to_pu | pf_vm_c_to_pu | pf_va_a_from_degree | pf_va_b_from_degree | pf_va_c_from_degree | pf_va_a_to_degree | pf_va_b_to_degree | pf_va_c_to_degree
Line0_1_2 | 0 | 0.049114 | 0.049114 | 0 | 0.049114 | 0.049114 | 0 | 0.011342 | 0.011342 | 0 | 0.011342 | 0.011342 | 6.7654e-18 | 0.0098425 | 0.002589 | -7.8063e-18 | -0.0097961 | -0.0025427 | 1.0408e-17 | 0.002632 | 0.009815 | -1.0408e-17 | -0.0025837 | -0.0097667 | 0 | -135.2796 | 44.7204 | 0 | 44.7204 | -135.2796 | 0.9 | 0.89825 | 0.89493 | 0.9 | 0.89321 | 0.88978 | -3.2139e-14 | -120.3084 | 119.9432 | -3.2056e-14 | -120.5043 | 120.1275
Line10_11_12 | 0 | 0 | 0 | 0 | 0 | 0 | 0 | 0 | 0 | 0 | 0 | 0 | 4.2934e-18 | -3.4383e-11 | -9.9793e-11 | -4.2934e-18 | 3.4383e-11 | 9.9793e-11 | 8.8471e-18 | 9.5716e-11 | 1.7577e-11 | -8.8471e-18 | -9.5716e-11 | -1.7577e-11 | 0 | 0 | 0 | 0 | 0 | 0 | 0.9 | 0.89825 | 0.89493 | 0.9 | 0.89825 | 0.89493 | -3.1939e-14 | -120.3084 | 119.9432 | -3.1857e-14 | -120.3084 | 119.9432
Line11_12_13 | 0 | 0 | 0 | 0 | 0 | 0 | 0 | 0 | 0 | 0 | 0 | 0 | 2.6021e-18 | -2.8652e-11 | -8.3161e-11 | -2.6021e-18 | 2.8652e-11 | 8.3161e-11 | 8.3267e-18 | 7.9764e-11 | 1.4648e-11 | -8.3267e-18 | -7.9764e-11 | -1.4648e-11 | 0 | 0 | 0 | 0 | 0 | 0 | 0.9 | 0.89825 | 0.89493 | 0.9 | 0.89825 | 0.89493 | -3.1857e-14 | -120.3084 | 119.9432 | -3.173e-14 | -120.3084 | 119.9432
Line12_13_15 | 0 | 0 | 0 | 0 | 0 | 0 | 0 | 0 | 0 | 0 | 0 | 0 | 9.7578e-19 | -1.7191e-11 | -4.9896e-11 | -9.7578e-19 | 1.7191e-11 | 4.9896e-11 | 1.0408e-18 | 4.7858e-11 | 8.7885e-12 | -1.0408e-18 | -4.7858e-11 | -8.7885e-12 | 0 | 0 | 0 | 0 | 0 | 0 | 0.9 | 0.89825 | 0.89493 | 0.9 | 0.89825 | 0.89493 | -3.173e-14 | -120.3084 | 119.9432 | -3.171e-14 | -120.3084 | 119.9432
Line13_13_14 | 0 | 0 | 0 | 0 | 0 | 0 | 0 | 0 | 0 | 0 | 0 | 0 | 3.9031e-19 | -5.7305e-12 | -1.6632e-11 | -3.9031e-19 | 5.7305e-12 | 1.6632e-11 | 6.7654e-18 | 1.5953e-11 | 2.9295e-12 | -6.245e-18 | -1.5953e-11 | -2.9295e-12 | 0 | 0 | 0 | 0 | 0 | 0 | 0.9 | 0.89825 | 0.89493 | 0.9 | 0.89825 | 0.89493 | -3.173e-14 | -120.3084 | 119.9432 | -3.162e-14 | -120.3084 | 119.9432
Line14_15_16 | 0 | 0 | 0 | 0 | 0 | 0 | 0 | 0 | 0 | 0 | 0 | 0 | 4.5536e-19 | -1.1461e-11 | -3.3264e-11 | -7.1557e-19 | 1.1461e-11 | 3.3264e-11 | 1.5613e-18 | 3.1905e-11 | 5.859e-12 | -1.0408e-18 | -3.1905e-11 | -5.859e-12 | 0 | 0 | 0 | 0 | 0 | 0 | 0.9 | 0.89825 | 0.89493 | 0.9 | 0.89825 | 0.89493 | -3.171e-14 | -120.3084 | 119.9432 | -3.1694e-14 | -120.3084 | 119.9432
Line15_16_17 | 0 | 0 | 0 | 0 | 0 | 0 | 0 | 0 | 0 | 0 | 0 | 0 | -6.5052e-20 | -5.7305e-12 | -1.6632e-11 | 6.5052e-20 | 5.7305e-12 | 1.6632e-11 | 3.5985e-35 | 1.5953e-11 | 2.9295e-12 | 5.2042e-19 | -1.5953e-11 | -2.9295e-12 | 0 | 0 | 0 | 0 | 0 | 0 | 0.9 | 0.89825 | 0.89493 | 0.9 | 0.89825 | 0.89493 | -3.1694e-14 | -120.3084 | 119.9432 | -3.1701e-14 | -120.3084 | 119.9432
Line16_4_18 | 0 | 0 | 0 | 0 | 0 | 0 | 0 | 0 | 0 | 0 | 0 | 0 | 1.4962e-18 | -5.7305e-12 | -1.6632e-11 | -9.7578e-19 | 5.7305e-12 | 1.6632e-11 | 5.2042e-19 | 1.5953e-11 | 2.9295e-12 | 5.4677e-34 | -1.5953e-11 | -2.9295e-12 | 0 | 0 | 0 | 0 | 0 | 0 | 0.9 | 0.89825 | 0.89493 | 0.9 | 0.89825 | 0.89493 | -3.2098e-14 | -120.3084 | 119.9432 | -3.2105e-14 | -120.3084 | 119.9432
Line17_5_19 | 0 | 0 | 0 | 0 | 0 | 0 | 0 | 0 | 0 | 0 | 0 | 0 | 1.4962e-18 | -5.7305e-12 | -1.6632e-11 | -1.236e-18 | 5.7305e-12 | 1.6632e-11 | 5.2042e-19 | 1.5953e-11 | 2.9295e-12 | 6.9339e-34 | -1.5953e-11 | -2.9295e-12 | 0 | 0 | 0 | 0 | 0 | 0 | 0.9 | 0.89825 | 0.89493 | 0.9 | 0.89825 | 0.89493 | -3.2136e-14 | -120.3084 | 119.9432 | -3.2143e-14 | -120.3084 | 119.9432
Line1_1_3 | 0 | 0 | 0 | 0 | 0 | 0 | 0 | 0 | 0 | 0 | 0 | 0 | 3.9031e-18 | -4.5844e-11 | -1.3306e-10 | -4.1633e-18 | 4.5844e-11 | 1.3306e-10 | 7.8063e-18 | 1.2762e-10 | 2.3436e-11 | -6.7654e-18 | -1.2762e-10 | -2.3436e-11 | 0 | 0 | 0 | 0 | 0 | 0 | 0.9 | 0.89825 | 0.89493 | 0.9 | 0.89825 | 0.89493 | -3.2139e-14 | -120.3084 | 119.9432 | -3.2033e-14 | -120.3084 | 119.9432
Line2_1_4 | 0 | 0 | 0 | 0 | 0 | 0 | 0 | 0 | 0 | 0 | 0 | 0 | 2.4069e-18 | -1.1461e-11 | -3.3264e-11 | -2.1467e-18 | 1.1461e-11 | 3.3264e-11 | 7.2858e-18 | 3.1905e-11 | 5.859e-12 | -6.7654e-18 | -3.1905e-11 | -5.859e-12 | 0 | 0 | 0 | 0 | 0 | 0 | 0.9 | 0.89825 | 0.89493 | 0.9 | 0.89825 | 0.89493 | -3.2139e-14 | -120.3084 | 119.9432 | -3.2098e-14 | -120.3084 | 119.9432
Line3_1_5 | 0 | 0 | 0 | 0 | 0 | 0 | 0 | 0 | 0 | 0 | 0 | 0 | -9.1073e-19 | -1.1461e-11 | -3.3264e-11 | 9.1073e-19 | 1.1461e-11 | 3.3264e-11 | 1.0408e-18 | 3.1905e-11 | 5.859e-12 | -5.2042e-19 | -3.1905e-11 | -5.859e-12 | 0 | 0 | 0 | 0 | 0 | 0 | 0.9 | 0.89825 | 0.89493 | 0.9 | 0.89825 | 0.89493 | -3.2139e-14 | -120.3084 | 119.9432 | -3.2136e-14 | -120.3084 | 119.9432
Line4_2_6 | 0 | 0.049114 | 0.049114 | 0 | 0.049114 | 0.049114 | 0 | 0.011342 | 0.011342 | 0 | 0.011342 | 0.011342 | 5.2042e-18 | 0.0097961 | 0.0025427 | -5.2042e-18 | -0.0097498 | -0.0024964 | 1.1449e-17 | 0.0025837 | 0.0097667 | -1.249e-17 | -0.0025355 | -0.0097185 | 0 | -135.2796 | 44.7204 | 0 | 44.7204 | -135.2796 | 0.9 | 0.89321 | 0.88978 | 0.9 | 0.88818 | 0.88464 | -3.2056e-14 | -120.5043 | 120.1275 | -3.1972e-14 | -120.7024 | 120.3141
Line5_6_7 | 0 | 0.049114 | 0.049114 | 0 | 0.049114 | 0.049114 | 0 | 0.011342 | 0.011342 | 0 | 0.011342 | 0.011342 | 4.1633e-18 | 0.0097498 | 0.0024964 | -4.1633e-18 | -0.0097035 | -0.0024501 | 1.4572e-17 | 0.0025355 | 0.0097185 | -1.6653e-17 | -0.0024873 | -0.0096702 | 0 | -135.2796 | 44.7204 | 0 | 44.7204 | -135.2796 | 0.9 | 0.88818 | 0.88464 | 0.9 | 0.88316 | 0.87951 | -3.1972e-14 | -120.7024 | 120.3141 | -3.1741e-14 | -120.9028 | 120.5028
Line6_7_8 | 0 | 0.049114 | 0.049114 | 0 | 0.049114 | 0.049114 | 0 | 0.011342 | 0.011342 | 0 | 0.011342 | 0.011342 | 2.0817e-18 | 0.0097035 | 0.0024501 | -4.5997e-33 | -0.0096572 | -0.0024038 | 8.3267e-18 | 0.0024873 | 0.0096702 | -8.3267e-18 | -0.002439 | -0.009622 | 0 | -135.2796 | 44.7204 | 0 | 44.7204 | -135.2796 | 0.9 | 0.88316 | 0.87951 | 0.9 | 0.87816 | 0.87439 | -3.1741e-14 | -120.9028 | 120.5028 | -3.1651e-14 | -121.1055 | 120.6937
Line7_8_9 | 0 | 0 | 0 | 0 | 0 | 0 | 0 | 0 | 0 | 0 | 0 | 0 | 2.0817e-18 | -6.9789e-11 | -8.1899e-11 | -4.1633e-18 | 6.9789e-11 | 8.1899e-11 | -1.1499e-33 | 5.5909e-11 | -3.4934e-11 | 2.3023e-33 | -5.5909e-11 | 3.4934e-11 | 0 | 0 | 0 | 0 | 0 | 0 | 0.9 | 0.87816 | 0.87439 | 0.9 | 0.87816 | 0.87439 | -3.1651e-14 | -121.1055 | 120.6937 | -3.1684e-14 | -121.1055 | 120.6937
Line8_8_10 | 0 | 0 | 0 | 0 | 0 | 0 | 0 | 0 | 0 | 0 | 0 | 0 | 2.0817e-18 | -6.9789e-11 | -8.1899e-11 | -4.1633e-18 | 6.9789e-11 | 8.1899e-11 | 2.0817e-18 | 5.5909e-11 | -3.4934e-11 | -2.0817e-18 | -5.5909e-11 | 3.4934e-11 | 0 | 0 | 0 | 0 | 0 | 0 | 0.9 | 0.87816 | 0.87439 | 0.9 | 0.87816 | 0.87439 | -3.1651e-14 | -121.1055 | 120.6937 | -3.16e-14 | -121.1055 | 120.6937
Line9_3_11 | 0 | 0 | 0 | 0 | 0 | 0 | 0 | 0 | 0 | 0 | 0 | 0 | 3.773e-18 | -4.0113e-11 | -1.1643e-10 | -4.0332e-18 | 4.0113e-11 | 1.1643e-10 | 8.3267e-18 | 1.1167e-10 | 2.0507e-11 | -8.3267e-18 | -1.1167e-10 | -2.0507e-11 | 0 | 0 | 0 | 0 | 0 | 0 | 0.9 | 0.89825 | 0.89493 | 0.9 | 0.89825 | 0.89493 | -3.2033e-14 | -120.3084 | 119.9432 | -3.1939e-14 | -120.3084 | 119.9432

## LG_max_6
name | pf_ikss_a_from_ka | pf_ikss_b_from_ka | pf_ikss_c_from_ka | pf_ikss_a_to_ka | pf_ikss_b_to_ka | pf_ikss_c_to_ka | pf_skss_a_from_mw | pf_skss_b_from_mw | pf_skss_c_from_mw | pf_skss_a_to_mw | pf_skss_b_to_mw | pf_skss_c_to_mw | pf_p_a_from_mw | pf_p_b_from_mw | pf_p_c_from_mw | pf_p_a_to_mw | pf_p_b_to_mw | pf_p_c_to_mw | pf_q_a_from_mvar | pf_q_b_from_mvar | pf_q_c_from_mvar | pf_q_a_to_mvar | pf_q_b_to_mvar | pf_q_c_to_mvar | pf_ikss_a_from_degree | pf_ikss_b_from_degree | pf_ikss_c_from_degree | pf_ikss_a_to_degree | pf_ikss_b_to_degree | pf_ikss_c_to_degree | 3xI0 | pf_vm_a_from_pu | pf_vm_b_from_pu | pf_vm_c_from_pu | pf_vm_a_to_pu | pf_vm_b_to_pu | pf_vm_c_to_pu | pf_va_a_from_degree | pf_va_b_from_degree | pf_va_c_from_degree | pf_va_a_to_degree | pf_va_b_to_degree | pf_va_c_to_degree
Line0_1_2 | 0.24881 | 0.031416 | 0.031416 | 0.24881 | 0.031416 | 0.031416 | 0.057461 | 0.0072552 | 0.0072552 | 0.057461 | 0.0072552 | 0.0072552 | 0.002206 | 0.0026759 | 0.012322 | -0.0016642 | -0.0026561 | -0.012302 | 0.0044143 | 0.012094 | 0.0030913 | -0.0033303 | -0.012055 | -0.0030523 | -47.1639 | 133.026 | 133.026 | 132.8361 | -46.9745 | -46.9745 |  | 0.085881 | 1.7073 | 1.751 | 0.064791 | 1.7015 | 1.747 | 16.2834 | -149.4497 | 147.1099 | 16.2844 | -149.3997 | 146.9598
Line10_11_12 | 0.030905 | 0.030905 | 0.030905 | 0.030905 | 0.030905 | 0.030905 | 0.0071371 | 0.0071371 | 0.0071371 | 0.0071372 | 0.0071372 | 0.0071372 | -0.00028239 | 0.0025582 | 0.012095 | 0.00028716 | -0.0025533 | -0.01209 | -0.00056797 | 0.011893 | 0.0030877 | 0.00057753 | -0.011883 | -0.0030783 | 132.7149 | 132.7149 | 132.7149 | -47.2855 | -47.2855 | -47.2855 |  | 0.088874 | 1.7044 | 1.749 | 0.09037 | 1.703 | 1.748 | 16.2789 | -149.4247 | 147.0359 | 16.2767 | -149.4122 | 146.9988
Line11_12_13 | 0.030905 | 0.030905 | 0.030905 | 0.030905 | 0.030905 | 0.030905 | 0.0071372 | 0.0071372 | 0.0071372 | 0.0071372 | 0.0071372 | 0.0071372 | -0.00028716 | 0.0025533 | 0.01209 | 0.00029194 | -0.0025485 | -0.012086 | -0.00057753 | 0.011883 | 0.0030783 | 0.00058709 | -0.011874 | -0.0030688 | 132.7145 | 132.7145 | 132.7145 | -47.286 | -47.286 | -47.286 |  | 0.09037 | 1.703 | 1.748 | 0.091866 | 1.7015 | 1.7471 | 16.2767 | -149.4122 | 146.9988 | 16.2747 | -149.3996 | 146.9617
Line12_13_15 | 1.033e-06 | 1.0321e-06 | 1.0321e-06 | 0 | 0 | 0 | 2.3856e-07 | 2.3835e-07 | 2.3835e-07 | 0 | 0 | 0 | -7.8811e-09 | 2.3463e-07 | -1.9736e-07 | 5.5626e-09 | -1.6133e-07 | 1.2637e-07 | 2.0449e-08 | -3.3079e-07 | -3.6666e-07 | -1.3534e-08 | 2.1731e-07 | 2.4749e-07 | -94.8019 | -94.7471 | -94.7471 | 0 | 0 | 0 |  | 0.091866 | 1.7015 | 1.7471 | 0.091866 | 1.7015 | 1.7471 | 16.2747 | -149.3996 | 146.9617 | 16.2747 | -149.3996 | 146.9617
Line13_13_14 | 0.030906 | 0.030906 | 0.030906 | 0.030906 | 0.030906 | 0.030906 | 0.0071374 | 0.0071374 | 0.0071374 | 0.0071375 | 0.0071375 | 0.0071375 | -0.00029193 | 0.0025482 | 0.012086 | 0.0002967 | -0.0025434 | -0.012081 | -0.00058711 | 0.011874 | 0.0030692 | 0.00059667 | -0.011865 | -0.0030598 | 132.7126 | 132.7126 | 132.7126 | -47.2879 | -47.2879 | -47.2879 |  | 0.091866 | 1.7015 | 1.7471 | 0.093362 | 1.7001 | 1.7461 | 16.2747 | -149.3996 | 146.9617 | 16.2726 | -149.387 | 146.9245
Line14_15_16 | 0 | 0 | 0 | 0 | 0 | 0 | 0 | 0 | 0 | 0 | 0 | 0 | -5.254e-09 | 1.5642e-07 | -1.3157e-07 | 2.9356e-09 | -8.3117e-08 | 6.0589e-08 | 1.3633e-08 | -2.2053e-07 | -2.4444e-07 | -6.7173e-09 | 1.0705e-07 | 1.2527e-07 | 0 | 0 | 0 | 0 | 0 | 0 |  | 0.091866 | 1.7015 | 1.7471 | 0.091866 | 1.7015 | 1.7471 | 16.2747 | -149.3996 | 146.9617 | 16.2747 | -149.3996 | 146.9617
Line15_16_17 | 0 | 0 | 0 | 0 | 0 | 0 | 0 | 0 | 0 | 0 | 0 | 0 | -2.627e-09 | 7.8209e-08 | -6.5785e-08 | 3.0857e-10 | -4.9085e-09 | -5.1963e-09 | 6.8164e-09 | -1.1026e-07 | -1.2222e-07 | 9.9117e-11 | -3.2158e-09 | 3.0496e-09 | 0 | 0 | 0 | 0 | 0 | 0 |  | 0.091866 | 1.7015 | 1.7471 | 0.091866 | 1.7015 | 1.7471 | 16.2747 | -149.3996 | 146.9617 | 16.2747 | -149.3996 | 146.9617
Line16_4_18 | 0 | 0 | 0 | 0 | 0 | 0 | 0 | 0 | 0 | 0 | 0 | 0 | -2.5014e-09 | 7.8522e-08 | -6.6136e-08 | 2.9494e-10 | -4.9502e-09 | -5.2298e-09 | 6.5164e-09 | -1.1121e-07 | -1.2301e-07 | 9.4331e-11 | -3.2278e-09 | 3.0664e-09 | 0 | 0 | 0 | 0 | 0 | 0 |  | 0.087386 | 1.7059 | 1.75 | 0.087386 | 1.7059 | 1.75 | 16.283 | -149.4372 | 147.0726 | 16.283 | -149.4372 | 147.0726
Line17_5_19 | 0 | 0 | 0 | 0 | 0 | 0 | 0 | 0 | 0 | 0 | 0 | 0 | -2.4588e-09 | 7.8627e-08 | -6.6253e-08 | 2.9034e-10 | -4.9643e-09 | -5.2411e-09 | 6.415e-09 | -1.1153e-07 | -1.2327e-07 | 9.2708e-11 | -3.2318e-09 | 3.072e-09 | 0 | 0 | 0 | 0 | 0 | 0 |  | 0.085881 | 1.7073 | 1.751 | 0.085881 | 1.7073 | 1.751 | 16.2834 | -149.4497 | 147.1099 | 16.2834 | -149.4497 | 147.1099
Line1_1_3 | 0.030904 | 0.030904 | 0.030904 | 0.030904 | 0.030904 | 0.030904 | 0.007137 | 0.007137 | 0.007137 | 0.0071371 | 0.0071371 | 0.0071371 | -0.00027284 | 0.0025679 | 0.012104 | 0.00027762 | -0.002563 | -0.0121 | -0.00054886 | 0.011912 | 0.0031066 | 0.00055842 | -0.011902 | -0.0030971 | 132.7159 | 132.7159 | 132.7159 | -47.2846 | -47.2846 | -47.2846 |  | 0.085881 | 1.7073 | 1.751 | 0.087377 | 1.7059 | 1.75 | 16.2834 | -149.4497 | 147.1099 | 16.2811 | -149.4372 | 147.0729
Line2_1_4 | 0.031091 | 0.031091 | 0.031091 | 0.031091 | 0.031091 | 0.031091 | 0.0071801 | 0.0071801 | 0.0071801 | 0.0071802 | 0.0071802 | 0.0071802 | -0.00027556 | 0.0026066 | 0.012184 | 0.00028039 | -0.0026016 | -0.012179 | -0.00055164 | 0.011978 | 0.0031018 | 0.00056132 | -0.011969 | -0.0030922 | 132.8266 | 132.8266 | 132.8266 | -47.1738 | -47.1738 | -47.1738 |  | 0.085881 | 1.7073 | 1.751 | 0.087386 | 1.7059 | 1.75 | 16.2834 | -149.4497 | 147.1099 | 16.283 | -149.4372 | 147.0726
Line3_1_5 | 0 | 0 | 0 | 0 | 0 | 0 | 0 | 0 | 0 | 0 | 0 | 0 | -4.9177e-09 | 1.5725e-07 | -1.3251e-07 | 2.7492e-09 | -8.3592e-08 | 6.1012e-08 | 1.283e-08 | -2.2306e-07 | -2.4654e-07 | -6.3223e-09 | 1.083e-07 | 1.2634e-07 | 0 | 0 | 0 | 0 | 0 | 0 |  | 0.085881 | 1.7073 | 1.751 | 0.085881 | 1.7073 | 1.751 | 16.2834 | -149.4497 | 147.1099 | 16.2834 | -149.4497 | 147.1099
Line4_2_6 | 0.24881 | 0.031416 | 0.031416 | 0.24881 | 0.031416 | 0.031416 | 0.057461 | 0.0072552 | 0.0072552 | 0.057461 | 0.0072553 | 0.0072553 | 0.0016642 | 0.0026561 | 0.012302 | -0.0011224 | -0.0026363 | -0.012283 | 0.0033303 | 0.012055 | 0.0030523 | -0.0022463 | -0.012016 | -0.0030132 | -47.1639 | 133.0255 | 133.0255 | 132.8362 | -46.9749 | -46.9749 |  | 0.064791 | 1.7015 | 1.747 | 0.043701 | 1.6956 | 1.7431 | 16.2844 | -149.3997 | 146.9598 | 16.2864 | -149.3494 | 146.8091
Line5_6_7 | 0.24881 | 0.031416 | 0.031416 | 0.24881 | 0.031417 | 0.031417 | 0.057461 | 0.0072553 | 0.0072553 | 0.057461 | 0.0072553 | 0.0072553 | 0.0011224 | 0.0026363 | 0.012282 | -0.00058062 | -0.0026166 | -0.012263 | 0.0022463 | 0.012016 | 0.0030132 | -0.0011623 | -0.011977 | -0.0029742 | -47.1638 | 133.025 | 133.025 | 132.8362 | -46.9754 | -46.9754 |  | 0.043701 | 1.6956 | 1.7431 | 0.022611 | 1.6898 | 1.7392 | 16.2864 | -149.3494 | 146.8091 | 16.2922 | -149.2988 | 146.6576
Line6_7_8 | 0.28023 | 1.0509e-06 | 1.0509e-06 | 0.28023 | 0 | 0 | 0.064717 | 2.4269e-07 | 2.4269e-07 | 0.064717 | 0 | 0 | 0.00065441 | 2.3527e-07 | -2.0485e-07 | -9.3962e-15 | -1.614e-07 | 1.3192e-07 | 0.0013088 | -3.3588e-07 | -3.6904e-07 | 1.0796e-14 | 2.2027e-07 | 2.4847e-07 | -47.1428 | -94.3087 | -94.3087 | 132.8572 | 0 | 0 |  | 0.022611 | 1.6898 | 1.7392 | 0 | 1.6854 | 1.7363 | 16.2922 | -149.2988 | 146.6576 | 0 | -149.2605 | 146.5439
Line7_8_9 | 0 | 0 | 0 | 0 | 0 | 0 | 0 | 0 | 0 | 0 | 0 | 0 | 1.7944e-20 | 7.8322e-08 | -6.8495e-08 | -2.7302e-17 | -4.7543e-09 | -5.0736e-09 | -4.6965e-22 | -1.1172e-07 | -1.2274e-07 | 1.8609e-17 | -3.1716e-09 | 2.9872e-09 | 0 | 0 | 0 | 0 | 0 | 0 |  | 0 | 1.6854 | 1.7363 | 0 | 1.6854 | 1.7363 | 0 | -149.2605 | 146.5439 | 0 | -149.2605 | 146.5439
Line8_8_10 | 0 | 0 | 0 | 0 | 0 | 0 | 0 | 0 | 0 | 0 | 0 | 0 | 1.7944e-20 | 7.8322e-08 | -6.8495e-08 | -2.7302e-17 | -4.7543e-09 | -5.0736e-09 | -4.6965e-22 | -1.1172e-07 | -1.2274e-07 | 1.8609e-17 | -3.1716e-09 | 2.9872e-09 | 0 | 0 | 0 | 0 | 0 | 0 |  | 0 | 1.6854 | 1.7363 | 0 | 1.6854 | 1.7363 | 0 | -149.2605 | 146.5439 | 0 | -149.2605 | 146.5439
Line9_3_11 | 0.030904 | 0.030904 | 0.030904 | 0.030905 | 0.030905 | 0.030905 | 0.0071371 | 0.0071371 | 0.0071371 | 0.0071371 | 0.0071371 | 0.0071371 | -0.00027762 | 0.002563 | 0.0121 | 0.00028239 | -0.0025582 | -0.012095 | -0.00055842 | 0.011902 | 0.0030971 | 0.00056797 | -0.011893 | -0.0030877 | 132.7154 | 132.7154 | 132.7154 | -47.285 | -47.285 | -47.285 |  | 0.087377 | 1.7059 | 1.75 | 0.088874 | 1.7044 | 1.749 | 16.2811 | -149.4372 | 147.0729 | 16.2789 | -149.4247 | 147.0359

## LG_max_10
name | pf_ikss_a_from_ka | pf_ikss_b_from_ka | pf_ikss_c_from_ka | pf_ikss_a_to_ka | pf_ikss_b_to_ka | pf_ikss_c_to_ka | pf_skss_a_from_mw | pf_skss_b_from_mw | pf_skss_c_from_mw | pf_skss_a_to_mw | pf_skss_b_to_mw | pf_skss_c_to_mw | pf_p_a_from_mw | pf_p_b_from_mw | pf_p_c_from_mw | pf_p_a_to_mw | pf_p_b_to_mw | pf_p_c_to_mw | pf_q_a_from_mvar | pf_q_b_from_mvar | pf_q_c_from_mvar | pf_q_a_to_mvar | pf_q_b_to_mvar | pf_q_c_to_mvar | pf_ikss_a_from_degree | pf_ikss_b_from_degree | pf_ikss_c_from_degree | pf_ikss_a_to_degree | pf_ikss_b_to_degree | pf_ikss_c_to_degree | 3xI0 | pf_vm_a_from_pu | pf_vm_b_from_pu | pf_vm_c_from_pu | pf_vm_a_to_pu | pf_vm_b_to_pu | pf_vm_c_to_pu | pf_va_a_from_degree | pf_va_b_from_degree | pf_va_c_from_degree | pf_va_a_to_degree | pf_va_b_to_degree | pf_va_c_to_degree
Line0_1_2 | 0.26049 | 0.03289 | 0.03289 | 0.26049 | 0.03289 | 0.03289 | 0.060157 | 0.0075956 | 0.0075956 | 0.060157 | 0.0075956 | 0.0075956 | 0.0024179 | 0.0029268 | 0.013511 | -0.001824 | -0.0029051 | -0.01349 | 0.0048383 | 0.013257 | 0.0033877 | -0.0036502 | -0.013214 | -0.0033449 | -47.1939 | 132.996 | 132.996 | 132.8062 | -47.0044 | -47.0044 |  | 0.089911 | 1.7873 | 1.8339 | 0.067831 | 1.7812 | 1.8298 | 16.2534 | -149.454 | 147.0717 | 16.2545 | -149.4039 | 146.9217
Line10_11_12 | 0.032355 | 0.032355 | 0.032355 | 0.032355 | 0.032355 | 0.032355 | 0.007472 | 0.007472 | 0.007472 | 0.0074721 | 0.0074721 | 0.0074721 | -0.00030951 | 0.0027979 | 0.013263 | 0.00031474 | -0.0027925 | -0.013258 | -0.00062252 | 0.013035 | 0.0033838 | 0.000633 | -0.013025 | -0.0033734 | 132.685 | 132.685 | 132.685 | -47.3155 | -47.3155 | -47.3155 |  | 0.093044 | 1.7843 | 1.8318 | 0.09461 | 1.7828 | 1.8308 | 16.2489 | -149.4289 | 146.9977 | 16.2468 | -149.4164 | 146.9607
Line11_12_13 | 0.032355 | 0.032355 | 0.032355 | 0.032355 | 0.032355 | 0.032355 | 0.0074721 | 0.0074721 | 0.0074721 | 0.0074721 | 0.0074721 | 0.0074721 | -0.00031474 | 0.0027925 | 0.013258 | 0.00031998 | -0.0027872 | -0.013252 | -0.000633 | 0.013025 | 0.0033734 | 0.00064348 | -0.013015 | -0.0033631 | 132.6845 | 132.6845 | 132.6845 | -47.3159 | -47.3159 | -47.3159 |  | 0.09461 | 1.7828 | 1.8308 | 0.096176 | 1.7813 | 1.8298 | 16.2468 | -149.4164 | 146.9607 | 16.2447 | -149.4038 | 146.9236
Line12_13_15 | 1.0815e-06 | 1.0805e-06 | 1.0805e-06 | 0 | 0 | 0 | 2.4976e-07 | 2.4953e-07 | 2.4953e-07 | 0 | 0 | 0 | -8.6389e-09 | 2.573e-07 | -2.1646e-07 | 6.0978e-09 | -1.7691e-07 | 1.3861e-07 | 2.2414e-08 | -3.6242e-07 | -4.0201e-07 | -1.4834e-08 | 2.3809e-07 | 2.7135e-07 | -94.8335 | -94.7762 | -94.7762 | 0 | 0 | 0 |  | 0.096176 | 1.7813 | 1.8298 | 0.096176 | 1.7813 | 1.8298 | 16.2447 | -149.4038 | 146.9236 | 16.2447 | -149.4038 | 146.9236
Line13_13_14 | 0.032356 | 0.032356 | 0.032356 | 0.032356 | 0.032356 | 0.032356 | 0.0074723 | 0.0074723 | 0.0074723 | 0.0074723 | 0.0074723 | 0.0074723 | -0.00031997 | 0.002787 | 0.013253 | 0.0003252 | -0.0027816 | -0.013247 | -0.0006435 | 0.013015 | 0.0033635 | 0.00065398 | -0.013005 | -0.0033532 | 132.6826 | 132.6826 | 132.6826 | -47.3178 | -47.3178 | -47.3178 |  | 0.096176 | 1.7813 | 1.8298 | 0.097743 | 1.7797 | 1.8288 | 16.2447 | -149.4038 | 146.9236 | 16.2427 | -149.3912 | 146.8864
Line14_15_16 | 0 | 0 | 0 | 0 | 0 | 0 | 0 | 0 | 0 | 0 | 0 | 0 | -5.7593e-09 | 1.7153e-07 | -1.4431e-07 | 3.2181e-09 | -9.1141e-08 | 6.6457e-08 | 1.4942e-08 | -2.4162e-07 | -2.6801e-07 | -7.3627e-09 | 1.1728e-07 | 1.3734e-07 | 0 | 0 | 0 | 0 | 0 | 0 |  | 0.096176 | 1.7813 | 1.8298 | 0.096176 | 1.7813 | 1.8298 | 16.2447 | -149.4038 | 146.9236 | 16.2448 | -149.4038 | 146.9236
Line15_16_17 | 0 | 0 | 0 | 0 | 0 | 0 | 0 | 0 | 0 | 0 | 0 | 0 | -2.8796e-09 | 8.5766e-08 | -7.2154e-08 | 3.3851e-10 | -5.375e-09 | -5.6963e-09 | 7.4712e-09 | -1.2081e-07 | -1.34e-07 | 1.0851e-10 | -3.5273e-09 | 3.3418e-09 | 0 | 0 | 0 | 0 | 0 | 0 |  | 0.096176 | 1.7813 | 1.8298 | 0.096176 | 1.7813 | 1.8298 | 16.2448 | -149.4038 | 146.9236 | 16.2448 | -149.4038 | 146.9236
Line16_4_18 | 0 | 0 | 0 | 0 | 0 | 0 | 0 | 0 | 0 | 0 | 0 | 0 | -2.7419e-09 | 8.611e-08 | -7.2538e-08 | 3.2356e-10 | -5.4207e-09 | -5.733e-09 | 7.1424e-09 | -1.2184e-07 | -1.3486e-07 | 1.0327e-10 | -3.5404e-09 | 3.3601e-09 | 0 | 0 | 0 | 0 | 0 | 0 |  | 0.091487 | 1.7858 | 1.8329 | 0.091487 | 1.7858 | 1.8329 | 16.253 | -149.4415 | 147.0345 | 16.253 | -149.4415 | 147.0345
Line17_5_19 | 0 | 0 | 0 | 0 | 0 | 0 | 0 | 0 | 0 | 0 | 0 | 0 | -2.6953e-09 | 8.6225e-08 | -7.2667e-08 | 3.1851e-10 | -5.4361e-09 | -5.7453e-09 | 7.0312e-09 | -1.2219e-07 | -1.3515e-07 | 1.015e-10 | -3.5448e-09 | 3.3663e-09 | 0 | 0 | 0 | 0 | 0 | 0 |  | 0.089911 | 1.7873 | 1.8339 | 0.089911 | 1.7873 | 1.8339 | 16.2534 | -149.454 | 147.0717 | 16.2534 | -149.454 | 147.0717
Line1_1_3 | 0.032354 | 0.032354 | 0.032354 | 0.032355 | 0.032355 | 0.032355 | 0.0074719 | 0.0074719 | 0.0074719 | 0.007472 | 0.007472 | 0.007472 | -0.00029905 | 0.0028085 | 0.013273 | 0.00030428 | -0.0028032 | -0.013268 | -0.00060157 | 0.013056 | 0.0034044 | 0.00061205 | -0.013046 | -0.0033941 | 132.6859 | 132.6859 | 132.6859 | -47.3145 | -47.3145 | -47.3145 |  | 0.089911 | 1.7873 | 1.8339 | 0.091477 | 1.7858 | 1.8329 | 16.2534 | -149.454 | 147.0717 | 16.2511 | -149.4415 | 147.0348
Line2_1_4 | 0.03255 | 0.03255 | 0.03255 | 0.03255 | 0.03255 | 0.03255 | 0.007517 | 0.007517 | 0.007517 | 0.0075171 | 0.0075171 | 0.0075171 | -0.00030202 | 0.0028508 | 0.01336 | 0.00030732 | -0.0028455 | -0.013355 | -0.00060462 | 0.013129 | 0.0033992 | 0.00061523 | -0.013119 | -0.0033887 | 132.7967 | 132.7967 | 132.7967 | -47.2038 | -47.2038 | -47.2038 |  | 0.089911 | 1.7873 | 1.8339 | 0.091487 | 1.7858 | 1.8329 | 16.2534 | -149.454 | 147.0717 | 16.253 | -149.4415 | 147.0345
Line3_1_5 | 0 | 0 | 0 | 0 | 0 | 0 | 0 | 0 | 0 | 0 | 0 | 0 | -5.3905e-09 | 1.7245e-07 | -1.4533e-07 | 3.0138e-09 | -9.1662e-08 | 6.6922e-08 | 1.4062e-08 | -2.4439e-07 | -2.703e-07 | -6.9297e-09 | 1.1865e-07 | 1.3852e-07 | 0 | 0 | 0 | 0 | 0 | 0 |  | 0.089911 | 1.7873 | 1.8339 | 0.089911 | 1.7873 | 1.8339 | 16.2534 | -149.454 | 147.0717 | 16.2534 | -149.454 | 147.0717
Line4_2_6 | 0.26049 | 0.03289 | 0.03289 | 0.26049 | 0.03289 | 0.03289 | 0.060157 | 0.0075956 | 0.0075956 | 0.060157 | 0.0075957 | 0.0075957 | 0.001824 | 0.0029051 | 0.01349 | -0.0012302 | -0.0028834 | -0.013468 | 0.0036502 | 0.013214 | 0.0033449 | -0.0024621 | -0.013171 | -0.0033021 | -47.1938 | 132.9956 | 132.9956 | 132.8062 | -47.0049 | -47.0049 |  | 0.067831 | 1.7812 | 1.8298 | 0.045752 | 1.7751 | 1.8257 | 16.2545 | -149.4039 | 146.9217 | 16.2565 | -149.3535 | 146.771
Line5_6_7 | 0.26049 | 0.03289 | 0.03289 | 0.26049 | 0.032891 | 0.032891 | 0.060157 | 0.0075957 | 0.0075957 | 0.060157 | 0.0075958 | 0.0075958 | 0.0012302 | 0.0028834 | 0.013468 | -0.00063638 | -0.0028618 | -0.013447 | 0.0024621 | 0.013171 | 0.0033021 | -0.0012739 | -0.013128 | -0.0032593 | -47.1938 | 132.9951 | 132.9951 | 132.8063 | -47.0054 | -47.0054 |  | 0.045752 | 1.7751 | 1.8257 | 0.023672 | 1.7689 | 1.8216 | 16.2565 | -149.3535 | 146.771 | 16.2623 | -149.3028 | 146.6196
Line6_7_8 | 0.29338 | 1.1002e-06 | 1.1002e-06 | 0.29338 | 0 | 0 | 0.067753 | 2.5407e-07 | 2.5407e-07 | 0.067753 | 0 | 0 | 0.00071726 | 2.5801e-07 | -2.2467e-07 | -6.7004e-15 | -1.7699e-07 | 1.4469e-07 | 0.0014345 | -3.68e-07 | -4.0461e-07 | 8.5491e-15 | 2.4133e-07 | 2.7242e-07 | -47.1727 | -94.3378 | -94.3378 | 132.8273 | 0 | 0 |  | 0.023672 | 1.7689 | 1.8216 | 0 | 1.7644 | 1.8185 | 16.2623 | -149.3028 | 146.6196 | 0 | -149.2644 | 146.5059
Line7_8_9 | 0 | 0 | 0 | 0 | 0 | 0 | 0 | 0 | 0 | 0 | 0 | 0 | 1.3582e-20 | 8.5892e-08 | -7.5124e-08 | -2.9935e-17 | -5.2061e-09 | -5.5617e-09 | -1.0554e-21 | -1.224e-07 | -1.3457e-07 | 2.0432e-17 | -3.4787e-09 | 3.2734e-09 | 0 | 0 | 0 | 0 | 0 | 0 |  | 0 | 1.7644 | 1.8185 | 0 | 1.7644 | 1.8185 | 0 | -149.2644 | 146.5059 | 0 | -149.2644 | 146.5059
Line8_8_10 | 0 | 0 | 0 | 0 | 0 | 0 | 0 | 0 | 0 | 0 | 0 | 0 | 1.3582e-20 | 8.5892e-08 | -7.5124e-08 | -2.9935e-17 | -5.2061e-09 | -5.5617e-09 | -1.0554e-21 | -1.224e-07 | -1.3457e-07 | 2.0432e-17 | -3.4787e-09 | 3.2734e-09 | 0 | 0 | 0 | 0 | 0 | 0 |  | 0 | 1.7644 | 1.8185 | 0 | 1.7644 | 1.8185 | 0 | -149.2644 | 146.5059 | 0 | -149.2644 | 146.5059
Line9_3_11 | 0.032355 | 0.032355 | 0.032355 | 0.032355 | 0.032355 | 0.032355 | 0.007472 | 0.007472 | 0.007472 | 0.007472 | 0.007472 | 0.007472 | -0.00030428 | 0.0028032 | 0.013268 | 0.00030951 | -0.0027979 | -0.013263 | -0.00061205 | 0.013046 | 0.0033941 | 0.00062252 | -0.013035 | -0.0033838 | 132.6855 | 132.6855 | 132.6855 | -47.315 | -47.315 | -47.315 |  | 0.091477 | 1.7858 | 1.8329 | 0.093044 | 1.7843 | 1.8318 | 16.2511 | -149.4415 | 147.0348 | 16.2489 | -149.4289 | 146.9977

## LG_max_fault_6
name | pf_ikss_a_from_ka | pf_ikss_b_from_ka | pf_ikss_c_from_ka | pf_ikss_a_to_ka | pf_ikss_b_to_ka | pf_ikss_c_to_ka | pf_skss_a_from_mw | pf_skss_b_from_mw | pf_skss_c_from_mw | pf_skss_a_to_mw | pf_skss_b_to_mw | pf_skss_c_to_mw | pf_p_a_from_mw | pf_p_b_from_mw | pf_p_c_from_mw | pf_p_a_to_mw | pf_p_b_to_mw | pf_p_c_to_mw | pf_q_a_from_mvar | pf_q_b_from_mvar | pf_q_c_from_mvar | pf_q_a_to_mvar | pf_q_b_to_mvar | pf_q_c_to_mvar | pf_ikss_a_from_degree | pf_ikss_b_from_degree | pf_ikss_c_from_degree | pf_ikss_a_to_degree | pf_ikss_b_to_degree | pf_ikss_c_to_degree | 3xI0 | pf_vm_a_from_pu | pf_vm_b_from_pu | pf_vm_c_from_pu | pf_vm_a_to_pu | pf_vm_b_to_pu | pf_vm_c_to_pu | pf_va_a_from_degree | pf_va_b_from_degree | pf_va_c_from_degree | pf_va_a_to_degree | pf_va_b_to_degree | pf_va_c_to_degree
Line0_1_2 | 0.02713 | 0.0034255 | 0.0034255 | 0.02713 | 0.0034256 | 0.0034256 | 0.0062655 | 0.00079109 | 0.00079109 | 0.0062655 | 0.0007911 | 0.0007911 | 0.0041697 | -0.00015764 | 0.00086084 | -0.0041632 | 0.00015788 | -0.00086062 | 0.004199 | 0.00085927 | -0.00015691 | -0.0041861 | -0.00085881 | 0.00015737 | -45.2549 | 134.935 | 134.935 | 134.7452 | -45.0654 | -45.0654 |  | 0.94447 | 1.1043 | 1.1061 | 0.94229 | 1.1038 | 1.1059 | -0.054017 | -124.6691 | 124.6049 | -0.09779 | -124.6485 | 124.5722
Line10_11_12 | 0.0033698 | 0.0033698 | 0.0033698 | 0.0033698 | 0.0033698 | 0.0033698 | 0.00077822 | 0.00077822 | 0.00077822 | 0.00077823 | 0.00077823 | 0.00077823 | -0.00051691 | -0.00015978 | 0.00084755 | 0.00051697 | 0.00015984 | -0.0008475 | -0.00052287 | 0.00084421 | -0.00014998 | 0.00052299 | -0.0008441 | 0.00015009 | 134.624 | 134.624 | 134.624 | -45.3764 | -45.3765 | -45.3765 |  | 0.94478 | 1.104 | 1.106 | 0.94493 | 1.1039 | 1.106 | -0.047865 | -124.6589 | 124.5887 | -0.04479 | -124.6537 | 124.5806
Line11_12_13 | 0.0033698 | 0.0033698 | 0.0033698 | 0.0033699 | 0.0033699 | 0.0033699 | 0.00077823 | 0.00077823 | 0.00077823 | 0.00077823 | 0.00077823 | 0.00077823 | -0.00051697 | -0.00015984 | 0.0008475 | 0.00051703 | 0.00015991 | -0.00084745 | -0.00052299 | 0.0008441 | -0.00015009 | 0.00052311 | -0.00084399 | 0.0001502 | 134.6235 | 134.6235 | 134.6235 | -45.3769 | -45.3769 | -45.3769 |  | 0.94493 | 1.1039 | 1.106 | 0.94509 | 1.1038 | 1.1059 | -0.04479 | -124.6537 | 124.5806 | -0.041717 | -124.6486 | 124.5725
Line12_13_15 | 0 | 0 | 0 | 0 | 0 | 0 | 0 | 0 | 0 | 0 | 0 | 0 | -1.2228e-09 | 2.4377e-08 | -2.2829e-08 | 1.1787e-09 | -1.6483e-08 | 1.4979e-08 | 2.4553e-08 | -1.5121e-08 | -1.7461e-08 | -1.6371e-08 | 9.7362e-09 | 1.198e-08 | 0 | 0 | 0 | 0 | 0 | 0 |  | 0.94509 | 1.1038 | 1.1059 | 0.94509 | 1.1038 | 1.1059 | -0.041717 | -124.6486 | 124.5725 | -0.041717 | -124.6486 | 124.5725
Line13_13_14 | 0.0033699 | 0.0033699 | 0.0033699 | 0.00337 | 0.00337 | 0.00337 | 0.00077825 | 0.00077825 | 0.00077825 | 0.00077826 | 0.00077826 | 0.00077826 | -0.00051703 | -0.00015993 | 0.00084747 | 0.00051708 | 0.00015999 | -0.00084743 | -0.00052314 | 0.00084401 | -0.00015018 | 0.00052326 | -0.0008439 | 0.00015029 | 134.6217 | 134.6217 | 134.6217 | -45.3788 | -45.3788 | -45.3788 |  | 0.94509 | 1.1038 | 1.1059 | 0.94525 | 1.1037 | 1.1059 | -0.041717 | -124.6486 | 124.5725 | -0.038645 | -124.6435 | 124.5644
Line14_15_16 | 0 | 0 | 0 | 0 | 0 | 0 | 0 | 0 | 0 | 0 | 0 | 0 | -8.152e-10 | 1.6252e-08 | -1.522e-08 | 7.7115e-10 | -8.3575e-09 | 7.3695e-09 | 1.6369e-08 | -1.0081e-08 | -1.1641e-08 | -8.1871e-09 | 4.6959e-09 | 6.1598e-09 | 0 | 0 | 0 | 0 | 0 | 0 |  | 0.94509 | 1.1038 | 1.1059 | 0.94509 | 1.1038 | 1.1059 | -0.041717 | -124.6486 | 124.5725 | -0.041717 | -124.6486 | 124.5725
Line15_16_17 | 0 | 0 | 0 | 0 | 0 | 0 | 0 | 0 | 0 | 0 | 0 | 0 | -4.076e-10 | 8.1258e-09 | -7.6098e-09 | 3.6355e-10 | -2.3167e-10 | -2.4028e-10 | 8.1844e-09 | -5.0403e-09 | -5.8204e-09 | -2.6493e-12 | -3.4441e-10 | 3.3943e-10 | 0 | 0 | 0 | 0 | 0 | 0 |  | 0.94509 | 1.1038 | 1.1059 | 0.94509 | 1.1038 | 1.1059 | -0.041717 | -124.6486 | 124.5725 | -0.041717 | -124.6486 | 124.5725
Line16_4_18 | 0 | 0 | 0 | 0 | 0 | 0 | 0 | 0 | 0 | 0 | 0 | 0 | -3.9571e-10 | 8.1563e-09 | -7.6511e-09 | 3.6498e-10 | -2.3341e-10 | -2.4102e-10 | 8.2177e-09 | -5.079e-09 | -5.8391e-09 | -3.2311e-12 | -3.4566e-10 | 3.4127e-10 | 0 | 0 | 0 | 0 | 0 | 0 |  | 0.94463 | 1.1042 | 1.1061 | 0.94463 | 1.1042 | 1.1061 | -0.050903 | -124.664 | 124.5968 | -0.050903 | -124.664 | 124.5968
Line17_5_19 | 0 | 0 | 0 | 0 | 0 | 0 | 0 | 0 | 0 | 0 | 0 | 0 | -3.9167e-10 | 8.1665e-09 | -7.665e-09 | 3.6546e-10 | -2.34e-10 | -2.4127e-10 | 8.2289e-09 | -5.092e-09 | -5.8454e-09 | -3.4282e-12 | -3.4608e-10 | 3.4189e-10 | 0 | 0 | 0 | 0 | 0 | 0 |  | 0.94447 | 1.1043 | 1.1061 | 0.94447 | 1.1043 | 1.1061 | -0.054016 | -124.6691 | 124.6049 | -0.054016 | -124.6691 | 124.6049
Line1_1_3 | 0.0033698 | 0.0033698 | 0.0033698 | 0.0033698 | 0.0033698 | 0.0033698 | 0.00077821 | 0.00077821 | 0.00077821 | 0.00077822 | 0.00077822 | 0.00077822 | -0.0005168 | -0.00015965 | 0.00084765 | 0.00051686 | 0.00015971 | -0.0008476 | -0.00052263 | 0.00084442 | -0.00014977 | 0.00052275 | -0.00084432 | 0.00014988 | 134.625 | 134.6249 | 134.6249 | -45.3755 | -45.3755 | -45.3755 |  | 0.94447 | 1.1043 | 1.1061 | 0.94462 | 1.1042 | 1.1061 | -0.054017 | -124.6691 | 124.6049 | -0.05094 | -124.664 | 124.5968
Line2_1_4 | 0.0033901 | 0.0033901 | 0.0033901 | 0.0033901 | 0.0033901 | 0.0033901 | 0.00078291 | 0.00078291 | 0.00078291 | 0.00078292 | 0.00078292 | 0.00078292 | -0.00052094 | -0.00015897 | 0.00085247 | 0.00052099 | 0.00015903 | -0.00085243 | -0.00052478 | 0.00084983 | -0.00015232 | 0.0005249 | -0.00084972 | 0.00015243 | 134.7357 | 134.7357 | 134.7357 | -45.2647 | -45.2648 | -45.2648 |  | 0.94447 | 1.1043 | 1.1061 | 0.94463 | 1.1042 | 1.1061 | -0.054017 | -124.6691 | 124.6049 | -0.050903 | -124.664 | 124.5968
Line3_1_5 | 0 | 0 | 0 | 0 | 0 | 0 | 0 | 0 | 0 | 0 | 0 | 0 | -7.8334e-10 | 1.6333e-08 | -1.533e-08 | 7.5713e-10 | -8.4005e-09 | 7.4237e-09 | 1.6458e-08 | -1.0184e-08 | -1.1691e-08 | -8.2323e-09 | 4.7459e-09 | 6.1873e-09 | 0 | 0 | 0 | 0 | 0 | 0 |  | 0.94447 | 1.1043 | 1.1061 | 0.94447 | 1.1043 | 1.1061 | -0.054017 | -124.6691 | 124.6049 | -0.054016 | -124.6691 | 124.6049
Line4_2_6 | 0.02713 | 0.0034256 | 0.0034256 | 0.02713 | 0.0034256 | 0.0034256 | 0.0062655 | 0.0007911 | 0.0007911 | 0.0062655 | 0.00079111 | 0.00079111 | 0.0041632 | -0.00015788 | 0.00086062 | -0.0041568 | 0.00015813 | -0.00086039 | 0.0041861 | 0.00085881 | -0.00015737 | -0.0041732 | -0.00085835 | 0.00015783 | -45.2548 | 134.9346 | 134.9346 | 134.7452 | -45.0659 | -45.0659 |  | 0.94229 | 1.1038 | 1.1059 | 0.9401 | 1.1033 | 1.1057 | -0.09779 | -124.6485 | 124.5722 | -0.14177 | -124.6279 | 124.5394
Line5_6_7 | 0.02713 | 0.0034256 | 0.0034256 | 0.02713 | 0.0034256 | 0.0034256 | 0.0062655 | 0.0007911 | 0.0007911 | 0.0062655 | 0.00079111 | 0.00079111 | 0.0041568 | -0.00015813 | 0.00086039 | -0.0041503 | 0.00015837 | -0.00086016 | 0.0041732 | 0.00085835 | -0.00015783 | -0.0041603 | -0.00085789 | 0.00015829 | -45.2548 | 134.9341 | 134.9341 | 134.7453 | -45.0663 | -45.0663 |  | 0.9401 | 1.1033 | 1.1057 | 0.93792 | 1.1027 | 1.1055 | -0.14177 | -124.6279 | 124.5394 | -0.18595 | -124.6072 | 124.5066
Line6_7_8 | 0.030556 | 0 | 0 | 0.030556 | 0 | 0 | 0.0070566 | 0 | 0 | 0.0070566 | 0 | 0 | 0.0046761 | 2.4691e-08 | -2.3393e-08 | -0.0046683 | -1.6692e-08 | 1.5376e-08 | 0.0046839 | -1.5553e-08 | -1.7568e-08 | -0.0046683 | 1.0033e-08 | 1.2041e-08 | -45.2337 | 0 | 0 | 134.7663 | 0 | 0 |  | 0.93792 | 1.1027 | 1.1055 | 0.93558 | 1.1023 | 1.1054 | -0.18595 | -124.6072 | 124.5066 | -0.23358 | -124.5917 | 124.4821
Line7_8_9 | 0 | 0 | 0 | 0 | 0 | 0 | 0 | 0 | 0 | 0 | 0 | 0 | -3.5647e-10 | 8.2333e-09 | -7.8066e-09 | 3.9248e-10 | -2.2516e-10 | -2.3758e-10 | 8.2725e-09 | -5.1863e-09 | -5.8541e-09 | -1.4684e-11 | -3.3975e-10 | 3.3258e-10 | 0 | 0 | 0 | 0 | 0 | 0 |  | 0.93558 | 1.1023 | 1.1054 | 0.93558 | 1.1023 | 1.1054 | -0.23358 | -124.5917 | 124.4821 | -0.23358 | -124.5917 | 124.4821
Line8_8_10 | 0 | 0 | 0 | 0 | 0 | 0 | 0 | 0 | 0 | 0 | 0 | 0 | -3.5647e-10 | 8.2333e-09 | -7.8066e-09 | 3.9248e-10 | -2.2516e-10 | -2.3758e-10 | 8.2725e-09 | -5.1863e-09 | -5.8541e-09 | -1.4684e-11 | -3.3975e-10 | 3.3258e-10 | 0 | 0 | 0 | 0 | 0 | 0 |  | 0.93558 | 1.1023 | 1.1054 | 0.93558 | 1.1023 | 1.1054 | -0.23358 | -124.5917 | 124.4821 | -0.23358 | -124.5917 | 124.4821
Line9_3_11 | 0.0033698 | 0.0033698 | 0.0033698 | 0.0033698 | 0.0033698 | 0.0033698 | 0.00077822 | 0.00077822 | 0.00077822 | 0.00077822 | 0.00077822 | 0.00077822 | -0.00051686 | -0.00015971 | 0.0008476 | 0.00051691 | 0.00015978 | -0.00084755 | -0.00052275 | 0.00084432 | -0.00014988 | 0.00052287 | -0.00084421 | 0.00014998 | 134.6245 | 134.6245 | 134.6245 | -45.376 | -45.376 | -45.376 |  | 0.94462 | 1.1042 | 1.1061 | 0.94478 | 1.104 | 1.106 | -0.05094 | -124.664 | 124.5968 | -0.047865 | -124.6589 | 124.5887

## LG_max_fault_10
name | pf_ikss_a_from_ka | pf_ikss_b_from_ka | pf_ikss_c_from_ka | pf_ikss_a_to_ka | pf_ikss_b_to_ka | pf_ikss_c_to_ka | pf_skss_a_from_mw | pf_skss_b_from_mw | pf_skss_c_from_mw | pf_skss_a_to_mw | pf_skss_b_to_mw | pf_skss_c_to_mw | pf_p_a_from_mw | pf_p_b_from_mw | pf_p_c_from_mw | pf_p_a_to_mw | pf_p_b_to_mw | pf_p_c_to_mw | pf_q_a_from_mvar | pf_q_b_from_mvar | pf_q_c_from_mvar | pf_q_a_to_mvar | pf_q_b_to_mvar | pf_q_c_to_mvar | pf_ikss_a_from_degree | pf_ikss_b_from_degree | pf_ikss_c_from_degree | pf_ikss_a_to_degree | pf_ikss_b_to_degree | pf_ikss_c_to_degree | 3xI0 | pf_vm_a_from_pu | pf_vm_b_from_pu | pf_vm_c_from_pu | pf_vm_a_to_pu | pf_vm_b_to_pu | pf_vm_c_to_pu | pf_va_a_from_degree | pf_va_b_from_degree | pf_va_c_from_degree | pf_va_a_to_degree | pf_va_b_to_degree | pf_va_c_to_degree
Line0_1_2 | 0.02842 | 0.0035884 | 0.0035884 | 0.02842 | 0.0035884 | 0.0035884 | 0.0065634 | 0.00082871 | 0.00082871 | 0.0065634 | 0.00082871 | 0.00082871 | 0.0045756 | -0.00017306 | 0.00094472 | -0.0045685 | 0.00017333 | -0.00094447 | 0.0046078 | 0.00094292 | -0.00017219 | -0.0045936 | -0.00094242 | 0.0001727 | -45.2583 | 134.9316 | 134.9316 | 134.7418 | -45.0688 | -45.0688 |  | 0.98937 | 1.1568 | 1.1588 | 0.98709 | 1.1563 | 1.1586 | -0.05742 | -124.6683 | 124.6019 | -0.10119 | -124.6477 | 124.5692
Line10_11_12 | 0.00353 | 0.00353 | 0.00353 | 0.00353 | 0.00353 | 0.00353 | 0.00081522 | 0.00081522 | 0.00081522 | 0.00081523 | 0.00081523 | 0.00081523 | -0.00056724 | -0.0001754 | 0.00093013 | 0.0005673 | 0.00017547 | -0.00093008 | -0.00057377 | 0.0009264 | -0.00016459 | 0.0005739 | -0.00092628 | 0.00016471 | 134.6206 | 134.6206 | 134.6206 | -45.3798 | -45.3799 | -45.3799 |  | 0.9897 | 1.1566 | 1.1587 | 0.98986 | 1.1564 | 1.1586 | -0.051268 | -124.6581 | 124.5857 | -0.048194 | -124.6529 | 124.5776
Line11_12_13 | 0.00353 | 0.00353 | 0.00353 | 0.0035301 | 0.0035301 | 0.0035301 | 0.00081523 | 0.00081523 | 0.00081523 | 0.00081524 | 0.00081524 | 0.00081524 | -0.0005673 | -0.00017547 | 0.00093008 | 0.00056736 | 0.00017554 | -0.00093002 | -0.0005739 | 0.00092628 | -0.00016471 | 0.00057404 | -0.00092616 | 0.00016483 | 134.6201 | 134.6201 | 134.6201 | -45.3803 | -45.3803 | -45.3803 |  | 0.98986 | 1.1564 | 1.1586 | 0.99002 | 1.1563 | 1.1586 | -0.048194 | -124.6529 | 124.5776 | -0.045121 | -124.6478 | 124.5695
Line12_13_15 | 0 | 0 | 0 | 0 | 0 | 0 | 0 | 0 | 0 | 0 | 0 | 0 | -1.3427e-09 | 2.6752e-08 | -2.5054e-08 | 1.2943e-09 | -1.8088e-08 | 1.6439e-08 | 2.6944e-08 | -1.6591e-08 | -1.9162e-08 | -1.7966e-08 | 1.0683e-08 | 1.3147e-08 | 0 | 0 | 0 | 0 | 0 | 0 |  | 0.99002 | 1.1563 | 1.1586 | 0.99002 | 1.1563 | 1.1586 | -0.045121 | -124.6478 | 124.5695 | -0.045121 | -124.6478 | 124.5695
Line13_13_14 | 0.0035302 | 0.0035302 | 0.0035302 | 0.0035302 | 0.0035302 | 0.0035302 | 0.00081525 | 0.00081525 | 0.00081525 | 0.00081526 | 0.00081526 | 0.00081526 | -0.00056736 | -0.00017557 | 0.00093005 | 0.00056742 | 0.00017564 | -0.00092999 | -0.00057406 | 0.00092618 | -0.00016481 | 0.0005742 | -0.00092606 | 0.00016493 | 134.6182 | 134.6182 | 134.6182 | -45.3822 | -45.3822 | -45.3822 |  | 0.99002 | 1.1563 | 1.1586 | 0.99019 | 1.1562 | 1.1585 | -0.045121 | -124.6478 | 124.5695 | -0.042049 | -124.6427 | 124.5614
Line14_15_16 | 0 | 0 | 0 | 0 | 0 | 0 | 0 | 0 | 0 | 0 | 0 | 0 | -8.9513e-10 | 1.7834e-08 | -1.6702e-08 | 8.4678e-10 | -9.1712e-09 | 8.0875e-09 | 1.7963e-08 | -1.1061e-08 | -1.2775e-08 | -8.9845e-09 | 5.1526e-09 | 6.7596e-09 | 0 | 0 | 0 | 0 | 0 | 0 |  | 0.99002 | 1.1563 | 1.1586 | 0.99002 | 1.1563 | 1.1586 | -0.045121 | -124.6478 | 124.5695 | -0.045121 | -124.6478 | 124.5695
Line15_16_17 | 0 | 0 | 0 | 0 | 0 | 0 | 0 | 0 | 0 | 0 | 0 | 0 | -4.4756e-10 | 8.9172e-09 | -8.3512e-09 | 3.9922e-10 | -2.5399e-10 | -2.6371e-10 | 8.9814e-09 | -5.5305e-09 | -6.3873e-09 | -3.1446e-12 | -3.779e-10 | 3.7229e-10 | 0 | 0 | 0 | 0 | 0 | 0 |  | 0.99002 | 1.1563 | 1.1586 | 0.99002 | 1.1563 | 1.1586 | -0.045121 | -124.6478 | 124.5695 | -0.045121 | -124.6478 | 124.5695
Line16_4_18 | 0 | 0 | 0 | 0 | 0 | 0 | 0 | 0 | 0 | 0 | 0 | 0 | -4.3451e-10 | 8.9507e-09 | -8.3965e-09 | 4.0079e-10 | -2.5591e-10 | -2.6452e-10 | 9.018e-09 | -5.5729e-09 | -6.4079e-09 | -3.783e-12 | -3.7928e-10 | 3.7431e-10 | 0 | 0 | 0 | 0 | 0 | 0 |  | 0.98954 | 1.1567 | 1.1587 | 0.98954 | 1.1567 | 1.1587 | -0.054307 | -124.6632 | 124.5938 | -0.054307 | -124.6632 | 124.5938
Line17_5_19 | 0 | 0 | 0 | 0 | 0 | 0 | 0 | 0 | 0 | 0 | 0 | 0 | -4.3008e-10 | 8.9619e-09 | -8.4118e-09 | 4.0132e-10 | -2.5655e-10 | -2.648e-10 | 9.0302e-09 | -5.5872e-09 | -6.4148e-09 | -3.9992e-12 | -3.7975e-10 | 3.7499e-10 | 0 | 0 | 0 | 0 | 0 | 0 |  | 0.98937 | 1.1568 | 1.1588 | 0.98937 | 1.1568 | 1.1588 | -0.05742 | -124.6683 | 124.6019 | -0.05742 | -124.6683 | 124.6019
Line1_1_3 | 0.00353 | 0.00353 | 0.00353 | 0.00353 | 0.00353 | 0.00353 | 0.00081521 | 0.00081521 | 0.00081521 | 0.00081522 | 0.00081522 | 0.00081522 | -0.00056711 | -0.00017526 | 0.00093024 | 0.00056717 | 0.00017533 | -0.00093019 | -0.0005735 | 0.00092664 | -0.00016435 | 0.00057364 | -0.00092652 | 0.00016447 | 134.6215 | 134.6215 | 134.6215 | -45.3789 | -45.3789 | -45.3789 |  | 0.98937 | 1.1568 | 1.1588 | 0.98954 | 1.1567 | 1.1587 | -0.05742 | -124.6683 | 124.6019 | -0.054344 | -124.6632 | 124.5938
Line2_1_4 | 0.0035513 | 0.0035513 | 0.0035513 | 0.0035513 | 0.0035513 | 0.0035513 | 0.00082013 | 0.00082013 | 0.00082013 | 0.00082014 | 0.00082014 | 0.00082014 | -0.00057165 | -0.00017452 | 0.00093554 | 0.00057171 | 0.00017459 | -0.00093548 | -0.00057586 | 0.00093257 | -0.00016716 | 0.000576 | -0.00093245 | 0.00016728 | 134.7323 | 134.7323 | 134.7323 | -45.2682 | -45.2682 | -45.2682 |  | 0.98937 | 1.1568 | 1.1588 | 0.98954 | 1.1567 | 1.1587 | -0.05742 | -124.6683 | 124.6019 | -0.054307 | -124.6632 | 124.5938
Line3_1_5 | 0 | 0 | 0 | 0 | 0 | 0 | 0 | 0 | 0 | 0 | 0 | 0 | -8.6017e-10 | 1.7924e-08 | -1.6824e-08 | 8.314e-10 | -9.2184e-09 | 8.147e-09 | 1.806e-08 | -1.1174e-08 | -1.283e-08 | -9.0342e-09 | 5.2075e-09 | 6.7898e-09 | 0 | 0 | 0 | 0 | 0 | 0 |  | 0.98937 | 1.1568 | 1.1588 | 0.98937 | 1.1568 | 1.1588 | -0.05742 | -124.6683 | 124.6019 | -0.05742 | -124.6683 | 124.6019
Line4_2_6 | 0.02842 | 0.0035884 | 0.0035884 | 0.02842 | 0.0035885 | 0.0035885 | 0.0065634 | 0.00082871 | 0.00082871 | 0.0065634 | 0.00082872 | 0.00082872 | 0.0045685 | -0.00017333 | 0.00094447 | -0.0045614 | 0.00017359 | -0.00094422 | 0.0045936 | 0.00094242 | -0.0001727 | -0.0045795 | -0.00094191 | 0.0001732 | -45.2582 | 134.9312 | 134.9312 | 134.7418 | -45.0693 | -45.0693 |  | 0.98709 | 1.1563 | 1.1586 | 0.9848 | 1.1557 | 1.1584 | -0.10119 | -124.6477 | 124.5692 | -0.14517 | -124.627 | 124.5364
Line5_6_7 | 0.02842 | 0.0035885 | 0.0035885 | 0.02842 | 0.0035885 | 0.0035885 | 0.0065634 | 0.00082872 | 0.00082872 | 0.0065634 | 0.00082872 | 0.00082872 | 0.0045614 | -0.00017359 | 0.00094422 | -0.0045544 | 0.00017386 | -0.00094397 | 0.0045795 | 0.00094191 | -0.0001732 | -0.0045653 | -0.00094141 | 0.0001737 | -45.2582 | 134.9307 | 134.9307 | 134.7419 | -45.0697 | -45.0697 |  | 0.9848 | 1.1557 | 1.1584 | 0.98251 | 1.1552 | 1.1582 | -0.14517 | -124.627 | 124.5364 | -0.18935 | -124.6064 | 124.5036
Line6_7_8 | 0.032009 | 0 | 0 | 0.032009 | 0 | 0 | 0.0073921 | 0 | 0 | 0.0073921 | 0 | 0 | 0.0051313 | 2.7096e-08 | -2.5672e-08 | -0.0051228 | -1.8317e-08 | 1.6873e-08 | 0.0051399 | -1.7066e-08 | -1.9279e-08 | -0.0051228 | 1.1009e-08 | 1.3213e-08 | -45.2371 | 0 | 0 | 134.7629 | 0 | 0 |  | 0.98251 | 1.1552 | 1.1582 | 0.98006 | 1.1548 | 1.158 | -0.18935 | -124.6064 | 124.5036 | -0.23698 | -124.5909 | 124.4791
Line7_8_9 | 0 | 0 | 0 | 0 | 0 | 0 | 0 | 0 | 0 | 0 | 0 | 0 | -3.9145e-10 | 9.0352e-09 | -8.5671e-09 | 4.3097e-10 | -2.4685e-10 | -2.6075e-10 | 9.078e-09 | -5.6907e-09 | -6.4243e-09 | -1.635e-11 | -3.7279e-10 | 3.6477e-10 | 0 | 0 | 0 | 0 | 0 | 0 |  | 0.98006 | 1.1548 | 1.158 | 0.98006 | 1.1548 | 1.158 | -0.23698 | -124.5909 | 124.4791 | -0.23698 | -124.5909 | 124.4791
Line8_8_10 | 0 | 0 | 0 | 0 | 0 | 0 | 0 | 0 | 0 | 0 | 0 | 0 | -3.9145e-10 | 9.0352e-09 | -8.5671e-09 | 4.3097e-10 | -2.4685e-10 | -2.6075e-10 | 9.078e-09 | -5.6907e-09 | -6.4243e-09 | -1.635e-11 | -3.7279e-10 | 3.6477e-10 | 0 | 0 | 0 | 0 | 0 | 0 |  | 0.98006 | 1.1548 | 1.158 | 0.98006 | 1.1548 | 1.158 | -0.23698 | -124.5909 | 124.4791 | -0.23698 | -124.5909 | 124.4791
Line9_3_11 | 0.00353 | 0.00353 | 0.00353 | 0.00353 | 0.00353 | 0.00353 | 0.00081522 | 0.00081522 | 0.00081522 | 0.00081522 | 0.00081522 | 0.00081522 | -0.00056717 | -0.00017533 | 0.00093019 | 0.00056724 | 0.0001754 | -0.00093013 | -0.00057364 | 0.00092652 | -0.00016447 | 0.00057377 | -0.0009264 | 0.00016459 | 134.6211 | 134.6211 | 134.6211 | -45.3794 | -45.3794 | -45.3794 |  | 0.98954 | 1.1567 | 1.1587 | 0.9897 | 1.1566 | 1.1587 | -0.054344 | -124.6632 | 124.5938 | -0.051268 | -124.6581 | 124.5857

## LG_min_6
name | pf_ikss_a_from_ka | pf_ikss_b_from_ka | pf_ikss_c_from_ka | pf_ikss_a_to_ka | pf_ikss_b_to_ka | pf_ikss_c_to_ka | pf_skss_a_from_mw | pf_skss_b_from_mw | pf_skss_c_from_mw | pf_skss_a_to_mw | pf_skss_b_to_mw | pf_skss_c_to_mw | pf_p_a_from_mw | pf_p_b_from_mw | pf_p_c_from_mw | pf_p_a_to_mw | pf_p_b_to_mw | pf_p_c_to_mw | pf_q_a_from_mvar | pf_q_b_from_mvar | pf_q_c_from_mvar | pf_q_a_to_mvar | pf_q_b_to_mvar | pf_q_c_to_mvar | pf_ikss_a_from_degree | pf_ikss_b_from_degree | pf_ikss_c_from_degree | pf_ikss_a_to_degree | pf_ikss_b_to_degree | pf_ikss_c_to_degree | 3xI0 | pf_vm_a_from_pu | pf_vm_b_from_pu | pf_vm_c_from_pu | pf_vm_a_to_pu | pf_vm_b_to_pu | pf_vm_c_to_pu | pf_va_a_from_degree | pf_va_b_from_degree | pf_va_c_from_degree | pf_va_a_to_degree | pf_va_b_to_degree | pf_va_c_to_degree
Line0_1_2 | 0.21983 | 0.02784 | 0.02784 | 0.21983 | 0.027841 | 0.027841 | 0.050768 | 0.0064295 | 0.0064295 | 0.050768 | 0.0064295 | 0.0064295 | 0.0033082 | 0.0021669 | 0.0097479 | -0.0024958 | -0.0021373 | -0.0097185 | 0.0034461 | 0.0096523 | 0.0022732 | -0.0025999 | -0.0096216 | -0.0022426 | -45.7886 | 134.2265 | 134.2265 | 134.2114 | -45.7739 | -45.7739 |  | 0.094096 | 1.5386 | 1.5568 | 0.07099 | 1.533 | 1.5513 | 0.38151 | -148.4263 | 147.3534 | 0.3816 | -148.2981 | 147.22
Line10_11_12 | 0.027252 | 0.027252 | 0.027252 | 0.027252 | 0.027252 | 0.027252 | 0.0062935 | 0.0062935 | 0.0062935 | 0.0062935 | 0.0062935 | 0.0062935 | -0.00042429 | 0.0021027 | 0.0095265 | 0.00043142 | -0.0020955 | -0.0095195 | -0.00044213 | 0.0094342 | 0.0022144 | 0.00044956 | -0.0094269 | -0.0022071 | 134.2017 | 134.2017 | 134.2017 | -45.7988 | -45.7988 | -45.7988 |  | 0.097368 | 1.5358 | 1.5541 | 0.099003 | 1.5344 | 1.5527 | 0.38117 | -148.3631 | 147.2877 | 0.381 | -148.3314 | 147.2547
Line11_12_13 | 0.027252 | 0.027252 | 0.027252 | 0.027252 | 0.027252 | 0.027252 | 0.0062935 | 0.0062935 | 0.0062935 | 0.0062936 | 0.0062936 | 0.0062936 | -0.00043142 | 0.0020955 | 0.0095195 | 0.00043855 | -0.0020883 | -0.0095124 | -0.00044956 | 0.0094269 | 0.0022071 | 0.000457 | -0.0094195 | -0.0021998 | 134.2012 | 134.2012 | 134.2012 | -45.7992 | -45.7993 | -45.7993 |  | 0.099003 | 1.5344 | 1.5527 | 0.10064 | 1.533 | 1.5513 | 0.381 | -148.3314 | 147.2547 | 0.38082 | -148.2996 | 147.2217
Line12_13_15 | 0 | 0 | 0 | 0 | 0 | 0 | 0 | 0 | 0 | 0 | 0 | 0 | -1.3756e-09 | 1.8483e-07 | -1.6059e-07 | 1.2305e-09 | -1.2713e-07 | 1.0304e-07 | 2.1136e-08 | -2.6409e-07 | -2.8392e-07 | -1.4088e-08 | 1.7353e-07 | 1.9176e-07 | 0 | 0 | 0 | 0 | 0 | 0 |  | 0.10064 | 1.533 | 1.5513 | 0.10064 | 1.533 | 1.5513 | 0.38082 | -148.2996 | 147.2217 | 0.38084 | -148.2996 | 147.2217
Line13_13_14 | 0.027253 | 0.027253 | 0.027253 | 0.027253 | 0.027253 | 0.027253 | 0.0062937 | 0.0062937 | 0.0062937 | 0.0062938 | 0.0062938 | 0.0062938 | -0.00043855 | 0.0020881 | 0.0095125 | 0.00044568 | -0.002081 | -0.0095055 | -0.00045702 | 0.0094198 | 0.0022001 | 0.00046445 | -0.0094125 | -0.0021927 | 134.1993 | 134.1993 | 134.1993 | -45.8011 | -45.8011 | -45.8011 |  | 0.10064 | 1.533 | 1.5513 | 0.10227 | 1.5316 | 1.55 | 0.38082 | -148.2996 | 147.2217 | 0.38062 | -148.2678 | 147.1886
Line14_15_16 | 0 | 0 | 0 | 0 | 0 | 0 | 0 | 0 | 0 | 0 | 0 | 0 | -9.1709e-10 | 1.2322e-07 | -1.0706e-07 | 7.7196e-10 | -6.5524e-08 | 4.951e-08 | 1.4091e-08 | -1.7606e-07 | -1.8928e-07 | -7.0429e-09 | 8.55e-08 | 9.7114e-08 | 0 | 0 | 0 | 0 | 0 | 0 |  | 0.10064 | 1.533 | 1.5513 | 0.10064 | 1.533 | 1.5513 | 0.38084 | -148.2996 | 147.2217 | 0.38085 | -148.2996 | 147.2217
Line15_16_17 | 0 | 0 | 0 | 0 | 0 | 0 | 0 | 0 | 0 | 0 | 0 | 0 | -4.5855e-10 | 6.1609e-08 | -5.3529e-08 | 3.1341e-10 | -3.9155e-09 | -4.019e-09 | 7.0453e-09 | -8.8031e-08 | -9.4642e-08 | 2.3302e-12 | -2.5316e-09 | 2.4719e-09 | 0 | 0 | 0 | 0 | 0 | 0 |  | 0.10064 | 1.533 | 1.5513 | 0.10064 | 1.533 | 1.5513 | 0.38085 | -148.2996 | 147.2217 | 0.38085 | -148.2996 | 147.2217
Line16_4_18 | 0 | 0 | 0 | 0 | 0 | 0 | 0 | 0 | 0 | 0 | 0 | 0 | -4.3804e-10 | 6.1981e-08 | -5.3832e-08 | 2.9989e-10 | -3.954e-09 | -4.0573e-09 | 6.7419e-09 | -8.8898e-08 | -9.5534e-08 | 2.2203e-12 | -2.5463e-09 | 2.4867e-09 | 0 | 0 | 0 | 0 | 0 | 0 |  | 0.095745 | 1.5372 | 1.5554 | 0.095745 | 1.5372 | 1.5554 | 0.38145 | -148.3945 | 147.3203 | 0.38145 | -148.3945 | 147.3203
Line17_5_19 | 0 | 0 | 0 | 0 | 0 | 0 | 0 | 0 | 0 | 0 | 0 | 0 | -4.3108e-10 | 6.2107e-08 | -5.3934e-08 | 2.953e-10 | -3.967e-09 | -4.0702e-09 | 6.6388e-09 | -8.9191e-08 | -9.5835e-08 | 2.1825e-12 | -2.5513e-09 | 2.4917e-09 | 0 | 0 | 0 | 0 | 0 | 0 |  | 0.094096 | 1.5386 | 1.5568 | 0.094096 | 1.5386 | 1.5568 | 0.38153 | -148.4263 | 147.3534 | 0.38153 | -148.4263 | 147.3534
Line1_1_3 | 0.027251 | 0.027251 | 0.027251 | 0.027251 | 0.027251 | 0.027251 | 0.0062934 | 0.0062934 | 0.0062934 | 0.0062934 | 0.0062934 | 0.0062934 | -0.00041003 | 0.0021171 | 0.0095407 | 0.00041716 | -0.0021099 | -0.0095336 | -0.00042726 | 0.0094489 | 0.0022291 | 0.0004347 | -0.0094416 | -0.0022218 | 134.2026 | 134.2026 | 134.2026 | -45.7978 | -45.7978 | -45.7978 |  | 0.094096 | 1.5386 | 1.5568 | 0.095732 | 1.5372 | 1.5554 | 0.38151 | -148.4263 | 147.3534 | 0.38134 | -148.3947 | 147.3205
Line2_1_4 | 0.027466 | 0.027466 | 0.027466 | 0.027466 | 0.027466 | 0.027466 | 0.0063429 | 0.0063429 | 0.0063429 | 0.006343 | 0.006343 | 0.006343 | -0.00041331 | 0.0021348 | 0.009616 | 0.00042055 | -0.0021275 | -0.0096088 | -0.00043058 | 0.009523 | 0.0022456 | 0.00043813 | -0.0095156 | -0.0022381 | 134.2089 | 134.2089 | 134.2089 | -45.7916 | -45.7916 | -45.7916 |  | 0.094096 | 1.5386 | 1.5568 | 0.095745 | 1.5372 | 1.5554 | 0.38151 | -148.4263 | 147.3534 | 0.38145 | -148.3945 | 147.3203
Line3_1_5 | 0 | 0 | 0 | 0 | 0 | 0 | 0 | 0 | 0 | 0 | 0 | 0 | -8.6215e-10 | 1.2421e-07 | -1.0787e-07 | 7.2637e-10 | -6.6074e-08 | 4.9863e-08 | 1.3278e-08 | -1.7838e-07 | -1.9167e-07 | -6.6366e-09 | 8.664e-08 | 9.8327e-08 | 0 | 0 | 0 | 0 | 0 | 0 |  | 0.094096 | 1.5386 | 1.5568 | 0.094096 | 1.5386 | 1.5568 | 0.38151 | -148.4263 | 147.3534 | 0.38153 | -148.4263 | 147.3534
Line4_2_6 | 0.21983 | 0.027841 | 0.027841 | 0.21983 | 0.027841 | 0.027841 | 0.050768 | 0.0064295 | 0.0064295 | 0.050767 | 0.0064296 | 0.0064296 | 0.0024958 | 0.0021373 | 0.0097185 | -0.0016835 | -0.0021077 | -0.009689 | 0.0025999 | 0.0096216 | 0.0022426 | -0.0017537 | -0.009591 | -0.002212 | -45.7886 | 134.226 | 134.226 | 134.2115 | -45.7744 | -45.7744 |  | 0.07099 | 1.533 | 1.5513 | 0.047884 | 1.5273 | 1.5457 | 0.3816 | -148.2981 | 147.22 | 0.38174 | -148.1689 | 147.0856
Line5_6_7 | 0.21983 | 0.027841 | 0.027841 | 0.21983 | 0.027841 | 0.027841 | 0.050767 | 0.0064296 | 0.0064296 | 0.050767 | 0.0064296 | 0.0064296 | 0.0016835 | 0.0021077 | 0.009689 | -0.0008711 | -0.0020782 | -0.0096595 | 0.0017537 | 0.009591 | 0.002212 | -0.00090744 | -0.0095604 | -0.0021813 | -45.7885 | 134.2256 | 134.2256 | 134.2115 | -45.7749 | -45.7749 |  | 0.047884 | 1.5273 | 1.5457 | 0.024777 | 1.5217 | 1.5402 | 0.38174 | -148.1689 | 147.0856 | 0.38213 | -148.0387 | 146.9502
Line6_7_8 | 0.24767 | 0 | 0 | 0.24767 | 0 | 0 | 0.057197 | 0 | 0 | 0.057197 | 0 | 0 | 0.00098145 | 1.885e-07 | -1.654e-07 | -6.559e-17 | -1.295e-07 | 1.0655e-07 | 0.0010223 | -2.6814e-07 | -2.8759e-07 | -1.4423e-15 | 1.7575e-07 | 1.9361e-07 | -45.7871 | 0 | 0 | 134.213 | 0 | 0 |  | 0.024777 | 1.5217 | 1.5402 | 0 | 1.5174 | 1.5361 | 0.38213 | -148.0387 | 146.9502 | 0 | -147.9407 | 146.8484
Line7_8_9 | 0 | 0 | 0 | 0 | 0 | 0 | 0 | 0 | 0 | 0 | 0 | 0 | -1.2879e-21 | 6.2866e-08 | -5.5215e-08 | -2.0783e-17 | -3.7733e-09 | -3.8775e-09 | 1.2811e-21 | -8.9115e-08 | -9.5596e-08 | 2.5356e-17 | -2.4767e-09 | 2.4165e-09 | 0 | 0 | 0 | 0 | 0 | 0 |  | 0 | 1.5174 | 1.5361 | 0 | 1.5174 | 1.5361 | 0 | -147.9407 | 146.8484 | 0 | -147.9407 | 146.8484
Line8_8_10 | 0 | 0 | 0 | 0 | 0 | 0 | 0 | 0 | 0 | 0 | 0 | 0 | -1.2879e-21 | 6.2866e-08 | -5.5215e-08 | -2.0783e-17 | -3.7733e-09 | -3.8775e-09 | 1.2811e-21 | -8.9115e-08 | -9.5596e-08 | 2.5356e-17 | -2.4767e-09 | 2.4165e-09 | 0 | 0 | 0 | 0 | 0 | 0 |  | 0 | 1.5174 | 1.5361 | 0 | 1.5174 | 1.5361 | 0 | -147.9407 | 146.8484 | 0 | -147.9407 | 146.8484
Line9_3_11 | 0.027251 | 0.027251 | 0.027251 | 0.027252 | 0.027252 | 0.027252 | 0.0062934 | 0.0062934 | 0.0062934 | 0.0062935 | 0.0062935 | 0.0062935 | -0.00041716 | 0.0021099 | 0.0095336 | 0.00042429 | -0.0021027 | -0.0095265 | -0.0004347 | 0.0094416 | 0.0022218 | 0.00044213 | -0.0094342 | -0.0022144 | 134.2021 | 134.2021 | 134.2021 | -45.7983 | -45.7983 | -45.7983 |  | 0.095732 | 1.5372 | 1.5554 | 0.097368 | 1.5358 | 1.5541 | 0.38134 | -148.3947 | 147.3205 | 0.38117 | -148.3631 | 147.2877

## LG_min_10
name | pf_ikss_a_from_ka | pf_ikss_b_from_ka | pf_ikss_c_from_ka | pf_ikss_a_to_ka | pf_ikss_b_to_ka | pf_ikss_c_to_ka | pf_skss_a_from_mw | pf_skss_b_from_mw | pf_skss_c_from_mw | pf_skss_a_to_mw | pf_skss_b_to_mw | pf_skss_c_to_mw | pf_p_a_from_mw | pf_p_b_from_mw | pf_p_c_from_mw | pf_p_a_to_mw | pf_p_b_to_mw | pf_p_c_to_mw | pf_q_a_from_mvar | pf_q_b_from_mvar | pf_q_c_from_mvar | pf_q_a_to_mvar | pf_q_b_to_mvar | pf_q_c_to_mvar | pf_ikss_a_from_degree | pf_ikss_b_from_degree | pf_ikss_c_from_degree | pf_ikss_a_to_degree | pf_ikss_b_to_degree | pf_ikss_c_to_degree | 3xI0 | pf_vm_a_from_pu | pf_vm_b_from_pu | pf_vm_c_from_pu | pf_vm_a_to_pu | pf_vm_b_to_pu | pf_vm_c_to_pu | pf_va_a_from_degree | pf_va_b_from_degree | pf_va_c_from_degree | pf_va_a_to_degree | pf_va_b_to_degree | pf_va_c_to_degree
Line0_1_2 | 0.20826 | 0.026375 | 0.026375 | 0.20826 | 0.026375 | 0.026375 | 0.048096 | 0.0060911 | 0.0060911 | 0.048096 | 0.0060911 | 0.0060911 | 0.0029691 | 0.0019448 | 0.0087488 | -0.00224 | -0.0019183 | -0.0087224 | 0.0030929 | 0.008663 | 0.0020402 | -0.0023334 | -0.0086355 | -0.0020127 | -45.7886 | 134.2265 | 134.2265 | 134.2114 | -45.7739 | -45.7739 |  | 0.089144 | 1.4576 | 1.4749 | 0.067253 | 1.4523 | 1.4696 | 0.38151 | -148.4263 | 147.3534 | 0.3816 | -148.2981 | 147.22
Line10_11_12 | 0.025817 | 0.025817 | 0.025817 | 0.025817 | 0.025817 | 0.025817 | 0.0059622 | 0.0059622 | 0.0059622 | 0.0059623 | 0.0059623 | 0.0059623 | -0.0003808 | 0.0018872 | 0.0085501 | 0.0003872 | -0.0018807 | -0.0085438 | -0.00039681 | 0.0084673 | 0.0019875 | 0.00040349 | -0.0084607 | -0.0019809 | 134.2017 | 134.2017 | 134.2017 | -45.7988 | -45.7988 | -45.7988 |  | 0.092243 | 1.455 | 1.4723 | 0.093793 | 1.4537 | 1.471 | 0.38117 | -148.3631 | 147.2877 | 0.381 | -148.3314 | 147.2547
Line11_12_13 | 0.025817 | 0.025817 | 0.025817 | 0.025818 | 0.025818 | 0.025818 | 0.0059623 | 0.0059623 | 0.0059623 | 0.0059623 | 0.0059623 | 0.0059623 | -0.0003872 | 0.0018807 | 0.0085438 | 0.0003936 | -0.0018743 | -0.0085374 | -0.00040349 | 0.0084607 | 0.0019809 | 0.00041016 | -0.0084541 | -0.0019743 | 134.2012 | 134.2012 | 134.2012 | -45.7992 | -45.7993 | -45.7993 |  | 0.093793 | 1.4537 | 1.471 | 0.095342 | 1.4523 | 1.4697 | 0.381 | -148.3314 | 147.2547 | 0.38082 | -148.2996 | 147.2217
Line12_13_15 | 0 | 0 | 0 | 0 | 0 | 0 | 0 | 0 | 0 | 0 | 0 | 0 | -1.2346e-09 | 1.6588e-07 | -1.4413e-07 | 1.1044e-09 | -1.141e-07 | 9.2478e-08 | 1.897e-08 | -2.3703e-07 | -2.5482e-07 | -1.2644e-08 | 1.5575e-07 | 1.721e-07 | 0 | 0 | 0 | 0 | 0 | 0 |  | 0.095342 | 1.4523 | 1.4697 | 0.095342 | 1.4523 | 1.4697 | 0.38082 | -148.2996 | 147.2217 | 0.38084 | -148.2996 | 147.2217
Line13_13_14 | 0.025818 | 0.025818 | 0.025818 | 0.025818 | 0.025818 | 0.025818 | 0.0059625 | 0.0059625 | 0.0059625 | 0.0059625 | 0.0059625 | 0.0059625 | -0.0003936 | 0.0018741 | 0.0085376 | 0.0004 | -0.0018677 | -0.0085312 | -0.00041018 | 0.0084543 | 0.0019746 | 0.00041685 | -0.0084478 | -0.001968 | 134.1993 | 134.1993 | 134.1993 | -45.8011 | -45.8011 | -45.8011 |  | 0.095342 | 1.4523 | 1.4697 | 0.096892 | 1.451 | 1.4684 | 0.38082 | -148.2996 | 147.2217 | 0.38062 | -148.2678 | 147.1886
Line14_15_16 | 0 | 0 | 0 | 0 | 0 | 0 | 0 | 0 | 0 | 0 | 0 | 0 | -8.2309e-10 | 1.1059e-07 | -9.6085e-08 | 6.9284e-10 | -5.8808e-08 | 4.4436e-08 | 1.2646e-08 | -1.5802e-07 | -1.6988e-07 | -6.3211e-09 | 7.6736e-08 | 8.716e-08 | 0 | 0 | 0 | 0 | 0 | 0 |  | 0.095342 | 1.4523 | 1.4697 | 0.095342 | 1.4523 | 1.4697 | 0.38084 | -148.2996 | 147.2217 | 0.38085 | -148.2996 | 147.2217
Line15_16_17 | 0 | 0 | 0 | 0 | 0 | 0 | 0 | 0 | 0 | 0 | 0 | 0 | -4.1155e-10 | 5.5294e-08 | -4.8043e-08 | 2.8129e-10 | -3.5142e-09 | -3.6071e-09 | 6.3232e-09 | -7.9009e-08 | -8.4942e-08 | 2.0913e-12 | -2.2722e-09 | 2.2185e-09 | 0 | 0 | 0 | 0 | 0 | 0 |  | 0.095342 | 1.4523 | 1.4697 | 0.095342 | 1.4523 | 1.4697 | 0.38085 | -148.2996 | 147.2217 | 0.38085 | -148.2996 | 147.2217
Line16_4_18 | 0 | 0 | 0 | 0 | 0 | 0 | 0 | 0 | 0 | 0 | 0 | 0 | -3.9315e-10 | 5.5628e-08 | -4.8314e-08 | 2.6915e-10 | -3.5487e-09 | -3.6414e-09 | 6.0509e-09 | -7.9787e-08 | -8.5742e-08 | 1.9929e-12 | -2.2854e-09 | 2.2318e-09 | 0 | 0 | 0 | 0 | 0 | 0 |  | 0.090705 | 1.4563 | 1.4736 | 0.090705 | 1.4563 | 1.4736 | 0.38145 | -148.3945 | 147.3203 | 0.38145 | -148.3945 | 147.3203
Line17_5_19 | 0 | 0 | 0 | 0 | 0 | 0 | 0 | 0 | 0 | 0 | 0 | 0 | -3.8689e-10 | 5.5741e-08 | -4.8406e-08 | 2.6503e-10 | -3.5604e-09 | -3.6531e-09 | 5.9584e-09 | -8.005e-08 | -8.6013e-08 | 1.9588e-12 | -2.2898e-09 | 2.2363e-09 | 0 | 0 | 0 | 0 | 0 | 0 |  | 0.089144 | 1.4576 | 1.4749 | 0.089144 | 1.4576 | 1.4749 | 0.38153 | -148.4263 | 147.3534 | 0.38153 | -148.4263 | 147.3534
Line1_1_3 | 0.025817 | 0.025817 | 0.025817 | 0.025817 | 0.025817 | 0.025817 | 0.0059622 | 0.0059622 | 0.0059622 | 0.0059622 | 0.0059622 | 0.0059622 | -0.00036801 | 0.0019001 | 0.0085628 | 0.00037441 | -0.0018937 | -0.0085565 | -0.00038347 | 0.0084804 | 0.0020006 | 0.00039014 | -0.0084739 | -0.0019941 | 134.2026 | 134.2026 | 134.2026 | -45.7978 | -45.7978 | -45.7978 |  | 0.089144 | 1.4576 | 1.4749 | 0.090693 | 1.4563 | 1.4736 | 0.38151 | -148.4263 | 147.3534 | 0.38134 | -148.3947 | 147.3205
Line2_1_4 | 0.02602 | 0.02602 | 0.02602 | 0.02602 | 0.02602 | 0.02602 | 0.0060091 | 0.0060091 | 0.0060091 | 0.0060091 | 0.0060091 | 0.0060091 | -0.00037095 | 0.001916 | 0.0086304 | 0.00037745 | -0.0019094 | -0.008624 | -0.00038645 | 0.008547 | 0.0020154 | 0.00039323 | -0.0085403 | -0.0020087 | 134.2089 | 134.2089 | 134.2089 | -45.7916 | -45.7916 | -45.7916 |  | 0.089144 | 1.4576 | 1.4749 | 0.090705 | 1.4563 | 1.4736 | 0.38151 | -148.4263 | 147.3534 | 0.38145 | -148.3945 | 147.3203
Line3_1_5 | 0 | 0 | 0 | 0 | 0 | 0 | 0 | 0 | 0 | 0 | 0 | 0 | -7.7379e-10 | 1.1148e-07 | -9.6811e-08 | 6.5192e-10 | -5.9301e-08 | 4.4753e-08 | 1.1917e-08 | -1.601e-07 | -1.7203e-07 | -5.9564e-09 | 7.776e-08 | 8.8249e-08 | 0 | 0 | 0 | 0 | 0 | 0 |  | 0.089144 | 1.4576 | 1.4749 | 0.089144 | 1.4576 | 1.4749 | 0.38151 | -148.4263 | 147.3534 | 0.38153 | -148.4263 | 147.3534
Line4_2_6 | 0.20826 | 0.026375 | 0.026375 | 0.20826 | 0.026375 | 0.026375 | 0.048096 | 0.0060911 | 0.0060911 | 0.048095 | 0.0060912 | 0.0060912 | 0.00224 | 0.0019183 | 0.0087224 | -0.0015109 | -0.0018917 | -0.0086959 | 0.0023334 | 0.0086355 | 0.0020127 | -0.0015739 | -0.008608 | -0.0019852 | -45.7886 | 134.226 | 134.226 | 134.2115 | -45.7744 | -45.7744 |  | 0.067253 | 1.4523 | 1.4696 | 0.045363 | 1.4469 | 1.4644 | 0.3816 | -148.2981 | 147.22 | 0.38174 | -148.1689 | 147.0856
Line5_6_7 | 0.20826 | 0.026375 | 0.026375 | 0.20826 | 0.026376 | 0.026376 | 0.048095 | 0.0060912 | 0.0060912 | 0.048095 | 0.0060912 | 0.0060912 | 0.0015109 | 0.0018917 | 0.0086959 | -0.00078182 | -0.0018652 | -0.0086695 | 0.0015739 | 0.008608 | 0.0019853 | -0.00081444 | -0.0085805 | -0.0019578 | -45.7885 | 134.2256 | 134.2256 | 134.2115 | -45.7749 | -45.7749 |  | 0.045363 | 1.4469 | 1.4644 | 0.023473 | 1.4416 | 1.4591 | 0.38174 | -148.1689 | 147.0856 | 0.38213 | -148.0387 | 146.9502
Line6_7_8 | 0.23464 | 0 | 0 | 0.23464 | 0 | 0 | 0.054187 | 0 | 0 | 0.054187 | 0 | 0 | 0.00088086 | 1.6918e-07 | -1.4845e-07 | -6.0276e-17 | -1.1623e-07 | 9.5631e-08 | 0.00091756 | -2.4066e-07 | -2.5811e-07 | -1.3011e-15 | 1.5774e-07 | 1.7376e-07 | -45.7871 | 0 | 0 | 134.213 | 0 | 0 |  | 0.023473 | 1.4416 | 1.4591 | 0 | 1.4376 | 1.4552 | 0.38213 | -148.0387 | 146.9502 | 0 | -147.9407 | 146.8484
Line7_8_9 | 0 | 0 | 0 | 0 | 0 | 0 | 0 | 0 | 0 | 0 | 0 | 0 | -1.1608e-21 | 5.6422e-08 | -4.9556e-08 | -1.8653e-17 | -3.3866e-09 | -3.4801e-09 | 1.1566e-21 | -7.9981e-08 | -8.5798e-08 | 2.2757e-17 | -2.2228e-09 | 2.1688e-09 | 0 | 0 | 0 | 0 | 0 | 0 |  | 0 | 1.4376 | 1.4552 | 0 | 1.4376 | 1.4552 | 0 | -147.9407 | 146.8484 | 0 | -147.9407 | 146.8484
Line8_8_10 | 0 | 0 | 0 | 0 | 0 | 0 | 0 | 0 | 0 | 0 | 0 | 0 | -1.1608e-21 | 5.6422e-08 | -4.9556e-08 | -1.8653e-17 | -3.3866e-09 | -3.4801e-09 | 1.1566e-21 | -7.9981e-08 | -8.5798e-08 | 2.2757e-17 | -2.2228e-09 | 2.1688e-09 | 0 | 0 | 0 | 0 | 0 | 0 |  | 0 | 1.4376 | 1.4552 | 0 | 1.4376 | 1.4552 | 0 | -147.9407 | 146.8484 | 0 | -147.9407 | 146.8484
Line9_3_11 | 0.025817 | 0.025817 | 0.025817 | 0.025817 | 0.025817 | 0.025817 | 0.0059622 | 0.0059622 | 0.0059622 | 0.0059623 | 0.0059623 | 0.0059623 | -0.00037441 | 0.0018936 | 0.0085565 | 0.0003808 | -0.0018872 | -0.0085501 | -0.00039014 | 0.0084739 | 0.0019941 | 0.00039681 | -0.0084673 | -0.0019875 | 134.2021 | 134.2021 | 134.2021 | -45.7983 | -45.7983 | -45.7983 |  | 0.090693 | 1.4563 | 1.4736 | 0.092243 | 1.455 | 1.4723 | 0.38134 | -148.3947 | 147.3205 | 0.38117 | -148.3631 | 147.2877

## LG_min_fault_6
name | pf_ikss_a_from_ka | pf_ikss_b_from_ka | pf_ikss_c_from_ka | pf_ikss_a_to_ka | pf_ikss_b_to_ka | pf_ikss_c_to_ka | pf_skss_a_from_mw | pf_skss_b_from_mw | pf_skss_c_from_mw | pf_skss_a_to_mw | pf_skss_b_to_mw | pf_skss_c_to_mw | pf_p_a_from_mw | pf_p_b_from_mw | pf_p_c_from_mw | pf_p_a_to_mw | pf_p_b_to_mw | pf_p_c_to_mw | pf_q_a_from_mvar | pf_q_b_from_mvar | pf_q_c_from_mvar | pf_q_a_to_mvar | pf_q_b_to_mvar | pf_q_c_to_mvar | pf_ikss_a_from_degree | pf_ikss_b_from_degree | pf_ikss_c_from_degree | pf_ikss_a_to_degree | pf_ikss_b_to_degree | pf_ikss_c_to_degree | 3xI0 | pf_vm_a_from_pu | pf_vm_b_from_pu | pf_vm_c_from_pu | pf_vm_a_to_pu | pf_vm_b_to_pu | pf_vm_c_to_pu | pf_va_a_from_degree | pf_va_b_from_degree | pf_va_c_from_degree | pf_va_a_to_degree | pf_va_b_to_degree | pf_va_c_to_degree
Line0_1_2 | 0.024474 | 0.0030994 | 0.0030994 | 0.024473 | 0.0030995 | 0.0030995 | 0.0056519 | 0.00071579 | 0.00071579 | 0.0056519 | 0.00071579 | 0.00071579 | 0.0034149 | -0.00012941 | 0.00070449 | -0.0034049 | 0.00012978 | -0.00070413 | 0.0034168 | 0.00070338 | -0.00012837 | -0.0034064 | -0.000703 | 0.00012874 | -45.0893 | 134.9258 | 134.9258 | 134.9107 | -45.0746 | -45.0746 |  | 0.85472 | 0.99916 | 1.0004 | 0.85215 | 0.99873 | 1 | -0.073285 | -124.6492 | 124.5992 | -0.076768 | -124.6149 | 124.5639
Line10_11_12 | 0.0030339 | 0.0030339 | 0.0030339 | 0.0030339 | 0.0030339 | 0.0030339 | 0.00070065 | 0.00070065 | 0.00070065 | 0.00070065 | 0.00070065 | 0.00070065 | -0.00042344 | -0.00012715 | 0.00068947 | 0.00042353 | 0.00012724 | -0.00068939 | -0.00042383 | 0.00068826 | -0.00012554 | 0.00042393 | -0.00068818 | 0.00012562 | 134.901 | 134.901 | 134.901 | -45.0995 | -45.0995 | -45.0995 |  | 0.85508 | 0.99895 | 1.0002 | 0.85527 | 0.99884 | 1.0001 | -0.072798 | -124.6323 | 124.5818 | -0.072555 | -124.6238 | 124.5731
Line11_12_13 | 0.0030339 | 0.0030339 | 0.0030339 | 0.0030339 | 0.0030339 | 0.0030339 | 0.00070065 | 0.00070065 | 0.00070065 | 0.00070066 | 0.00070066 | 0.00070066 | -0.00042353 | -0.00012724 | 0.00068939 | 0.00042362 | 0.00012734 | -0.0006893 | -0.00042393 | 0.00068818 | -0.00012562 | 0.00042403 | -0.00068809 | 0.00012571 | 134.9005 | 134.9005 | 134.9005 | -45.0999 | -45.0999 | -45.0999 |  | 0.85527 | 0.99884 | 1.0001 | 0.85545 | 0.99873 | 1 | -0.072555 | -124.6238 | 124.5731 | -0.072312 | -124.6153 | 124.5644
Line12_13_15 | 0 | 0 | 0 | 0 | 0 | 0 | 0 | 0 | 0 | 0 | 0 | 0 | -8.9923e-10 | 1.982e-08 | -1.8658e-08 | 8.9606e-10 | -1.3403e-08 | 1.2244e-08 | 2.0023e-08 | -1.2399e-08 | -1.4137e-08 | -1.3353e-08 | 7.9861e-09 | 9.7021e-09 | 0 | 0 | 0 | 0 | 0 | 0 |  | 0.85545 | 0.99873 | 1 | 0.85545 | 0.99873 | 1 | -0.072312 | -124.6153 | 124.5644 | -0.072312 | -124.6153 | 124.5644
Line13_13_14 | 0.003034 | 0.003034 | 0.003034 | 0.003034 | 0.003034 | 0.003034 | 0.00070068 | 0.00070068 | 0.00070068 | 0.00070068 | 0.00070068 | 0.00070068 | -0.00042362 | -0.00012736 | 0.00068932 | 0.00042371 | 0.00012745 | -0.00068924 | -0.00042405 | 0.0006881 | -0.0001257 | 0.00042415 | -0.00068801 | 0.00012578 | 134.8986 | 134.8986 | 134.8986 | -45.1018 | -45.1018 | -45.1018 |  | 0.85545 | 0.99873 | 1 | 0.85563 | 0.99863 | 0.99992 | -0.072312 | -124.6153 | 124.5644 | -0.072069 | -124.6068 | 124.5557
Line14_15_16 | 0 | 0 | 0 | 0 | 0 | 0 | 0 | 0 | 0 | 0 | 0 | 0 | -5.9949e-10 | 1.3214e-08 | -1.2439e-08 | 5.9632e-10 | -6.7965e-09 | 6.025e-09 | 1.3349e-08 | -8.266e-09 | -9.4248e-09 | -6.6782e-09 | 3.8531e-09 | 4.9896e-09 | 0 | 0 | 0 | 0 | 0 | 0 |  | 0.85545 | 0.99873 | 1 | 0.85545 | 0.99873 | 1 | -0.072312 | -124.6153 | 124.5644 | -0.072311 | -124.6153 | 124.5644
Line15_16_17 | 0 | 0 | 0 | 0 | 0 | 0 | 0 | 0 | 0 | 0 | 0 | 0 | -2.9975e-10 | 6.6068e-09 | -6.2194e-09 | 2.9657e-10 | -1.8974e-10 | -1.9446e-10 | 6.6744e-09 | -4.133e-09 | -4.7124e-09 | -3.7607e-12 | -2.7993e-10 | 2.7721e-10 | 0 | 0 | 0 | 0 | 0 | 0 |  | 0.85545 | 0.99873 | 1 | 0.85545 | 0.99873 | 1 | -0.072311 | -124.6153 | 124.5644 | -0.072311 | -124.6153 | 124.5644
Line16_4_18 | 0 | 0 | 0 | 0 | 0 | 0 | 0 | 0 | 0 | 0 | 0 | 0 | -3.004e-10 | 6.6453e-09 | -6.2561e-09 | 2.9809e-10 | -1.9109e-10 | -1.9575e-10 | 6.7092e-09 | -4.1622e-09 | -4.7435e-09 | -3.7962e-12 | -2.8156e-10 | 2.7887e-10 | 0 | 0 | 0 | 0 | 0 | 0 |  | 0.8549 | 0.99905 | 1.0003 | 0.8549 | 0.99905 | 1.0003 | -0.073038 | -124.6407 | 124.5904 | -0.073038 | -124.6407 | 124.5904
Line17_5_19 | 0 | 0 | 0 | 0 | 0 | 0 | 0 | 0 | 0 | 0 | 0 | 0 | -3.0062e-10 | 6.6582e-09 | -6.2685e-09 | 2.986e-10 | -1.9155e-10 | -1.9618e-10 | 6.7209e-09 | -4.1721e-09 | -4.754e-09 | -3.8082e-12 | -2.821e-10 | 2.7943e-10 | 0 | 0 | 0 | 0 | 0 | 0 |  | 0.85472 | 0.99916 | 1.0004 | 0.85472 | 0.99916 | 1.0004 | -0.073285 | -124.6492 | 124.5992 | -0.073285 | -124.6492 | 124.5992
Line1_1_3 | 0.0030339 | 0.0030339 | 0.0030339 | 0.0030339 | 0.0030339 | 0.0030339 | 0.00070064 | 0.00070064 | 0.00070064 | 0.00070064 | 0.00070064 | 0.00070064 | -0.00042327 | -0.00012696 | 0.00068963 | 0.00042336 | 0.00012705 | -0.00068955 | -0.00042363 | 0.00068844 | -0.00012536 | 0.00042373 | -0.00068835 | 0.00012545 | 134.9019 | 134.9019 | 134.9019 | -45.0985 | -45.0985 | -45.0985 |  | 0.85472 | 0.99916 | 1.0004 | 0.8549 | 0.99905 | 1.0003 | -0.073285 | -124.6492 | 124.5992 | -0.073042 | -124.6407 | 124.5905
Line2_1_4 | 0.0030577 | 0.0030577 | 0.0030577 | 0.0030578 | 0.0030578 | 0.0030578 | 0.00070615 | 0.00070615 | 0.00070615 | 0.00070616 | 0.00070616 | 0.00070616 | -0.00042665 | -0.00012788 | 0.00069505 | 0.00042673 | 0.00012798 | -0.00069496 | -0.00042692 | 0.00069387 | -0.00012642 | 0.00042702 | -0.00069378 | 0.00012651 | 134.9082 | 134.9082 | 134.9082 | -45.0923 | -45.0923 | -45.0923 |  | 0.85472 | 0.99916 | 1.0004 | 0.8549 | 0.99905 | 1.0003 | -0.073285 | -124.6492 | 124.5992 | -0.073038 | -124.6407 | 124.5904
Line3_1_5 | 0 | 0 | 0 | 0 | 0 | 0 | 0 | 0 | 0 | 0 | 0 | 0 | -6.0124e-10 | 1.3316e-08 | -1.2537e-08 | 5.9922e-10 | -6.8498e-09 | 6.0723e-09 | 1.3442e-08 | -8.3442e-09 | -9.5081e-09 | -6.7247e-09 | 3.89e-09 | 5.0335e-09 | 0 | 0 | 0 | 0 | 0 | 0 |  | 0.85472 | 0.99916 | 1.0004 | 0.85472 | 0.99916 | 1.0004 | -0.073285 | -124.6492 | 124.5992 | -0.073285 | -124.6492 | 124.5992
Line4_2_6 | 0.024473 | 0.0030995 | 0.0030995 | 0.024473 | 0.0030995 | 0.0030995 | 0.0056519 | 0.00071579 | 0.00071579 | 0.0056519 | 0.0007158 | 0.0007158 | 0.0034049 | -0.00012978 | 0.00070413 | -0.0033948 | 0.00013016 | -0.00070377 | 0.0034064 | 0.000703 | -0.00012874 | -0.0033959 | -0.00070263 | 0.00012912 | -45.0892 | 134.9254 | 134.9254 | 134.9108 | -45.0751 | -45.0751 |  | 0.85215 | 0.99873 | 1 | 0.84958 | 0.9983 | 0.99961 | -0.076768 | -124.6149 | 124.5639 | -0.080273 | -124.5805 | 124.5286
Line5_6_7 | 0.024473 | 0.0030995 | 0.0030995 | 0.024473 | 0.0030995 | 0.0030995 | 0.0056519 | 0.0007158 | 0.0007158 | 0.0056519 | 0.0007158 | 0.0007158 | 0.0033948 | -0.00013016 | 0.00070377 | -0.0033847 | 0.00013053 | -0.00070341 | 0.0033959 | 0.00070262 | -0.00012912 | -0.0033854 | -0.00070225 | 0.00012949 | -45.0892 | 134.9249 | 134.9249 | 134.9109 | -45.0756 | -45.0756 |  | 0.84958 | 0.9983 | 0.99961 | 0.847 | 0.99787 | 0.9992 | -0.080273 | -124.5805 | 124.5286 | -0.083798 | -124.5461 | 124.4933
Line6_7_8 | 0.027573 | 0 | 0 | 0.027573 | 0 | 0 | 0.0063677 | 0 | 0 | 0.0063677 | 0 | 0 | 0.0038135 | 2.0271e-08 | -1.9152e-08 | -0.0038013 | -1.3711e-08 | 1.2592e-08 | 0.003814 | -1.2716e-08 | -1.44e-08 | -0.0038014 | 8.2038e-09 | 9.8706e-09 | -45.0878 | 0 | 0 | 134.9123 | 0 | 0 |  | 0.847 | 0.99787 | 0.9992 | 0.84425 | 0.99755 | 0.9989 | -0.083798 | -124.5461 | 124.4933 | -0.087605 | -124.5203 | 124.4669
Line7_8_9 | 0 | 0 | 0 | 0 | 0 | 0 | 0 | 0 | 0 | 0 | 0 | 0 | -3.2533e-10 | 6.763e-09 | -6.3906e-09 | 3.2737e-10 | -1.8471e-10 | -1.8967e-10 | 6.7559e-09 | -4.2388e-09 | -4.7998e-09 | -4.4965e-12 | -2.7386e-10 | 2.71e-10 | 0 | 0 | 0 | 0 | 0 | 0 |  | 0.84425 | 0.99755 | 0.9989 | 0.84425 | 0.99755 | 0.9989 | -0.087605 | -124.5203 | 124.4669 | -0.087605 | -124.5203 | 124.4669
Line8_8_10 | 0 | 0 | 0 | 0 | 0 | 0 | 0 | 0 | 0 | 0 | 0 | 0 | -3.2533e-10 | 6.763e-09 | -6.3906e-09 | 3.2737e-10 | -1.8471e-10 | -1.8967e-10 | 6.7559e-09 | -4.2388e-09 | -4.7998e-09 | -4.4965e-12 | -2.7386e-10 | 2.71e-10 | 0 | 0 | 0 | 0 | 0 | 0 |  | 0.84425 | 0.99755 | 0.9989 | 0.84425 | 0.99755 | 0.9989 | -0.087605 | -124.5203 | 124.4669 | -0.087605 | -124.5203 | 124.4669
Line9_3_11 | 0.0030339 | 0.0030339 | 0.0030339 | 0.0030339 | 0.0030339 | 0.0030339 | 0.00070064 | 0.00070064 | 0.00070064 | 0.00070065 | 0.00070065 | 0.00070065 | -0.00042336 | -0.00012705 | 0.00068955 | 0.00042344 | 0.00012715 | -0.00068947 | -0.00042373 | 0.00068835 | -0.00012545 | 0.00042383 | -0.00068826 | 0.00012554 | 134.9015 | 134.9015 | 134.9015 | -45.099 | -45.099 | -45.099 |  | 0.8549 | 0.99905 | 1.0003 | 0.85508 | 0.99895 | 1.0002 | -0.073042 | -124.6407 | 124.5905 | -0.072798 | -124.6323 | 124.5818

## LG_min_fault_10
name | pf_ikss_a_from_ka | pf_ikss_b_from_ka | pf_ikss_c_from_ka | pf_ikss_a_to_ka | pf_ikss_b_to_ka | pf_ikss_c_to_ka | pf_skss_a_from_mw | pf_skss_b_from_mw | pf_skss_c_from_mw | pf_skss_a_to_mw | pf_skss_b_to_mw | pf_skss_c_to_mw | pf_p_a_from_mw | pf_p_b_from_mw | pf_p_c_from_mw | pf_p_a_to_mw | pf_p_b_to_mw | pf_p_c_to_mw | pf_q_a_from_mvar | pf_q_b_from_mvar | pf_q_c_from_mvar | pf_q_a_to_mvar | pf_q_b_to_mvar | pf_q_c_to_mvar | pf_ikss_a_from_degree | pf_ikss_b_from_degree | pf_ikss_c_from_degree | pf_ikss_a_to_degree | pf_ikss_b_to_degree | pf_ikss_c_to_degree | 3xI0 | pf_vm_a_from_pu | pf_vm_b_from_pu | pf_vm_c_from_pu | pf_vm_a_to_pu | pf_vm_b_to_pu | pf_vm_c_to_pu | pf_va_a_from_degree | pf_va_b_from_degree | pf_va_c_from_degree | pf_va_a_to_degree | pf_va_b_to_degree | pf_va_c_to_degree
Line0_1_2 | 0.023185 | 0.0029363 | 0.0029363 | 0.023185 | 0.0029363 | 0.0029363 | 0.0053544 | 0.00067811 | 0.00067811 | 0.0053544 | 0.00067812 | 0.00067812 | 0.0030649 | -0.00011615 | 0.00063228 | -0.0030559 | 0.00011648 | -0.00063196 | 0.0030666 | 0.00063129 | -0.00011521 | -0.0030572 | -0.00063095 | 0.00011555 | -45.0893 | 134.9258 | 134.9258 | 134.9107 | -45.0746 | -45.0746 |  | 0.80973 | 0.94657 | 0.94777 | 0.8073 | 0.94616 | 0.94738 | -0.073285 | -124.6492 | 124.5992 | -0.076768 | -124.6149 | 124.5639
Line10_11_12 | 0.0028742 | 0.0028742 | 0.0028742 | 0.0028742 | 0.0028742 | 0.0028742 | 0.00066377 | 0.00066377 | 0.00066377 | 0.00066378 | 0.00066378 | 0.00066378 | -0.00038004 | -0.00011412 | 0.0006188 | 0.00038012 | 0.0001142 | -0.00061873 | -0.00038039 | 0.00061772 | -0.00011267 | 0.00038048 | -0.00061764 | 0.00011275 | 134.901 | 134.901 | 134.901 | -45.0995 | -45.0995 | -45.0995 |  | 0.81008 | 0.94637 | 0.94758 | 0.81025 | 0.94627 | 0.94748 | -0.072798 | -124.6323 | 124.5818 | -0.072555 | -124.6238 | 124.5731
Line11_12_13 | 0.0028742 | 0.0028742 | 0.0028742 | 0.0028743 | 0.0028743 | 0.0028743 | 0.00066378 | 0.00066378 | 0.00066378 | 0.00066378 | 0.00066378 | 0.00066378 | -0.00038012 | -0.0001142 | 0.00061873 | 0.0003802 | 0.00011429 | -0.00061866 | -0.00038048 | 0.00061764 | -0.00011275 | 0.00038057 | -0.00061756 | 0.00011283 | 134.9005 | 134.9005 | 134.9005 | -45.0999 | -45.0999 | -45.0999 |  | 0.81025 | 0.94627 | 0.94748 | 0.81042 | 0.94617 | 0.94739 | -0.072555 | -124.6238 | 124.5731 | -0.072312 | -124.6153 | 124.5644
Line12_13_15 | 0 | 0 | 0 | 0 | 0 | 0 | 0 | 0 | 0 | 0 | 0 | 0 | -8.0707e-10 | 1.7789e-08 | -1.6746e-08 | 8.0422e-10 | -1.203e-08 | 1.0989e-08 | 1.7971e-08 | -1.1128e-08 | -1.2688e-08 | -1.1984e-08 | 7.1675e-09 | 8.7077e-09 | 0 | 0 | 0 | 0 | 0 | 0 |  | 0.81042 | 0.94617 | 0.94739 | 0.81042 | 0.94617 | 0.94739 | -0.072312 | -124.6153 | 124.5644 | -0.072312 | -124.6153 | 124.5644
Line13_13_14 | 0.0028743 | 0.0028743 | 0.0028743 | 0.0028744 | 0.0028744 | 0.0028744 | 0.0006638 | 0.0006638 | 0.0006638 | 0.0006638 | 0.0006638 | 0.0006638 | -0.0003802 | -0.00011431 | 0.00061867 | 0.00038028 | 0.00011439 | -0.0006186 | -0.00038059 | 0.00061757 | -0.00011281 | 0.00038068 | -0.0006175 | 0.00011289 | 134.8986 | 134.8986 | 134.8986 | -45.1018 | -45.1018 | -45.1018 |  | 0.81042 | 0.94617 | 0.94739 | 0.8106 | 0.94607 | 0.94729 | -0.072312 | -124.6153 | 124.5644 | -0.072069 | -124.6068 | 124.5557
Line14_15_16 | 0 | 0 | 0 | 0 | 0 | 0 | 0 | 0 | 0 | 0 | 0 | 0 | -5.3805e-10 | 1.1859e-08 | -1.1164e-08 | 5.352e-10 | -6.0999e-09 | 5.4075e-09 | 1.1981e-08 | -7.4188e-09 | -8.4589e-09 | -5.9937e-09 | 3.4581e-09 | 4.4782e-09 | 0 | 0 | 0 | 0 | 0 | 0 |  | 0.81042 | 0.94617 | 0.94739 | 0.81042 | 0.94617 | 0.94739 | -0.072312 | -124.6153 | 124.5644 | -0.072311 | -124.6153 | 124.5644
Line15_16_17 | 0 | 0 | 0 | 0 | 0 | 0 | 0 | 0 | 0 | 0 | 0 | 0 | -2.6902e-10 | 5.9297e-09 | -5.582e-09 | 2.6618e-10 | -1.7029e-10 | -1.7453e-10 | 5.9903e-09 | -3.7094e-09 | -4.2294e-09 | -3.3753e-12 | -2.5124e-10 | 2.4879e-10 | 0 | 0 | 0 | 0 | 0 | 0 |  | 0.81042 | 0.94617 | 0.94739 | 0.81042 | 0.94617 | 0.94739 | -0.072311 | -124.6153 | 124.5644 | -0.072311 | -124.6153 | 124.5644
Line16_4_18 | 0 | 0 | 0 | 0 | 0 | 0 | 0 | 0 | 0 | 0 | 0 | 0 | -2.6961e-10 | 5.9642e-09 | -5.6149e-09 | 2.6754e-10 | -1.715e-10 | -1.7569e-10 | 6.0216e-09 | -3.7356e-09 | -4.2574e-09 | -3.4071e-12 | -2.527e-10 | 2.5029e-10 | 0 | 0 | 0 | 0 | 0 | 0 |  | 0.80991 | 0.94647 | 0.94767 | 0.80991 | 0.94647 | 0.94767 | -0.073038 | -124.6407 | 124.5904 | -0.073038 | -124.6407 | 124.5904
Line17_5_19 | 0 | 0 | 0 | 0 | 0 | 0 | 0 | 0 | 0 | 0 | 0 | 0 | -2.6981e-10 | 5.9758e-09 | -5.626e-09 | 2.68e-10 | -1.7191e-10 | -1.7608e-10 | 6.0321e-09 | -3.7445e-09 | -4.2668e-09 | -3.4179e-12 | -2.5319e-10 | 2.5079e-10 | 0 | 0 | 0 | 0 | 0 | 0 |  | 0.80973 | 0.94657 | 0.94777 | 0.80973 | 0.94657 | 0.94777 | -0.073285 | -124.6492 | 124.5992 | -0.073285 | -124.6492 | 124.5992
Line1_1_3 | 0.0028742 | 0.0028742 | 0.0028742 | 0.0028742 | 0.0028742 | 0.0028742 | 0.00066376 | 0.00066376 | 0.00066376 | 0.00066377 | 0.00066377 | 0.00066377 | -0.00037989 | -0.00011395 | 0.00061895 | 0.00037996 | 0.00011403 | -0.00061888 | -0.00038021 | 0.00061788 | -0.00011251 | 0.0003803 | -0.0006178 | 0.00011259 | 134.9019 | 134.9019 | 134.9019 | -45.0985 | -45.0985 | -45.0985 |  | 0.80973 | 0.94657 | 0.94777 | 0.80991 | 0.94647 | 0.94767 | -0.073285 | -124.6492 | 124.5992 | -0.073042 | -124.6407 | 124.5905
Line2_1_4 | 0.0028968 | 0.0028968 | 0.0028968 | 0.0028968 | 0.0028968 | 0.0028968 | 0.00066899 | 0.00066899 | 0.00066899 | 0.00066899 | 0.00066899 | 0.00066899 | -0.00038292 | -0.00011478 | 0.00062381 | 0.000383 | 0.00011486 | -0.00062373 | -0.00038316 | 0.00062275 | -0.00011347 | 0.00038325 | -0.00062267 | 0.00011355 | 134.9082 | 134.9082 | 134.9082 | -45.0923 | -45.0923 | -45.0923 |  | 0.80973 | 0.94657 | 0.94777 | 0.80991 | 0.94647 | 0.94767 | -0.073285 | -124.6492 | 124.5992 | -0.073038 | -124.6407 | 124.5904
Line3_1_5 | 0 | 0 | 0 | 0 | 0 | 0 | 0 | 0 | 0 | 0 | 0 | 0 | -5.3961e-10 | 1.1952e-08 | -1.1252e-08 | 5.3781e-10 | -6.1477e-09 | 5.4499e-09 | 1.2064e-08 | -7.489e-09 | -8.5336e-09 | -6.0355e-09 | 3.4913e-09 | 4.5176e-09 | 0 | 0 | 0 | 0 | 0 | 0 |  | 0.80973 | 0.94657 | 0.94777 | 0.80973 | 0.94657 | 0.94777 | -0.073285 | -124.6492 | 124.5992 | -0.073285 | -124.6492 | 124.5992
Line4_2_6 | 0.023185 | 0.0029363 | 0.0029363 | 0.023185 | 0.0029364 | 0.0029364 | 0.0053544 | 0.00067812 | 0.00067812 | 0.0053544 | 0.00067812 | 0.00067812 | 0.0030559 | -0.00011648 | 0.00063196 | -0.0030469 | 0.00011682 | -0.00063164 | 0.0030572 | 0.00063095 | -0.00011555 | -0.0030478 | -0.00063061 | 0.00011588 | -45.0892 | 134.9254 | 134.9254 | 134.9108 | -45.0751 | -45.0751 |  | 0.8073 | 0.94616 | 0.94738 | 0.80486 | 0.94575 | 0.947 | -0.076768 | -124.6149 | 124.5639 | -0.080273 | -124.5805 | 124.5286
Line5_6_7 | 0.023185 | 0.0029364 | 0.0029364 | 0.023185 | 0.0029364 | 0.0029364 | 0.0053544 | 0.00067812 | 0.00067812 | 0.0053544 | 0.00067813 | 0.00067813 | 0.0030469 | -0.00011682 | 0.00063164 | -0.0030378 | 0.00011715 | -0.00063132 | 0.0030478 | 0.00063061 | -0.00011588 | -0.0030384 | -0.00063027 | 0.00011622 | -45.0892 | 134.9249 | 134.9249 | 134.9109 | -45.0756 | -45.0756 |  | 0.80486 | 0.94575 | 0.947 | 0.80242 | 0.94535 | 0.94661 | -0.080273 | -124.5805 | 124.5286 | -0.083798 | -124.5461 | 124.4933
Line6_7_8 | 0.026122 | 0 | 0 | 0.026122 | 0 | 0 | 0.0060326 | 0 | 0 | 0.0060326 | 0 | 0 | 0.0034226 | 1.8193e-08 | -1.7189e-08 | -0.0034117 | -1.2305e-08 | 1.1301e-08 | 0.0034231 | -1.1413e-08 | -1.2924e-08 | -0.0034117 | 7.3629e-09 | 8.859e-09 | -45.0878 | 0 | 0 | 134.9123 | 0 | 0 |  | 0.80242 | 0.94535 | 0.94661 | 0.79981 | 0.94504 | 0.94633 | -0.083798 | -124.5461 | 124.4933 | -0.087605 | -124.5203 | 124.4669
Line7_8_9 | 0 | 0 | 0 | 0 | 0 | 0 | 0 | 0 | 0 | 0 | 0 | 0 | -2.9198e-10 | 6.0698e-09 | -5.7356e-09 | 2.9381e-10 | -1.6578e-10 | -1.7023e-10 | 6.0635e-09 | -3.8044e-09 | -4.3079e-09 | -4.0356e-12 | -2.4579e-10 | 2.4322e-10 | 0 | 0 | 0 | 0 | 0 | 0 |  | 0.79981 | 0.94504 | 0.94633 | 0.79981 | 0.94504 | 0.94633 | -0.087605 | -124.5203 | 124.4669 | -0.087605 | -124.5203 | 124.4669
Line8_8_10 | 0 | 0 | 0 | 0 | 0 | 0 | 0 | 0 | 0 | 0 | 0 | 0 | -2.9198e-10 | 6.0698e-09 | -5.7356e-09 | 2.9381e-10 | -1.6578e-10 | -1.7023e-10 | 6.0635e-09 | -3.8044e-09 | -4.3079e-09 | -4.0357e-12 | -2.4579e-10 | 2.4322e-10 | 0 | 0 | 0 | 0 | 0 | 0 |  | 0.79981 | 0.94504 | 0.94633 | 0.79981 | 0.94504 | 0.94633 | -0.087605 | -124.5203 | 124.4669 | -0.087605 | -124.5203 | 124.4669
Line9_3_11 | 0.0028742 | 0.0028742 | 0.0028742 | 0.0028742 | 0.0028742 | 0.0028742 | 0.00066377 | 0.00066377 | 0.00066377 | 0.00066377 | 0.00066377 | 0.00066377 | -0.00037996 | -0.00011403 | 0.00061888 | 0.00038004 | 0.00011412 | -0.0006188 | -0.0003803 | 0.0006178 | -0.00011259 | 0.00038039 | -0.00061772 | 0.00011267 | 134.9015 | 134.9015 | 134.9015 | -45.099 | -45.099 | -45.099 |  | 0.80991 | 0.94647 | 0.94767 | 0.81008 | 0.94637 | 0.94758 | -0.073042 | -124.6407 | 124.5905 | -0.072798 | -124.6323 | 124.5818

## LLG_max_6
name | pf_ikss_a_from_ka | pf_ikss_b_from_ka | pf_ikss_c_from_ka | pf_ikss_a_to_ka | pf_ikss_b_to_ka | pf_ikss_c_to_ka | pf_skss_a_from_mw | pf_skss_b_from_mw | pf_skss_c_from_mw | pf_skss_a_to_mw | pf_skss_b_to_mw | pf_skss_c_to_mw | pf_p_a_from_mw | pf_p_b_from_mw | pf_p_c_from_mw | pf_p_a_to_mw | pf_p_b_to_mw | pf_p_c_to_mw | pf_q_a_from_mvar | pf_q_b_from_mvar | pf_q_c_from_mvar | pf_q_a_to_mvar | pf_q_b_to_mvar | pf_q_c_to_mvar | pf_ikss_a_from_degree | pf_ikss_b_from_degree | pf_ikss_c_from_degree | pf_ikss_a_to_degree | pf_ikss_b_to_degree | pf_ikss_c_to_degree | 3xI0 | pf_vm_a_from_pu | pf_vm_b_from_pu | pf_vm_c_from_pu | pf_vm_a_to_pu | pf_vm_b_to_pu | pf_vm_c_to_pu | pf_va_a_from_degree | pf_va_b_from_degree | pf_va_c_from_degree | pf_va_a_to_degree | pf_va_b_to_degree | pf_va_c_to_degree
Line0_1_2 | 0.016709 | 1.9075 | 1.8641 | 0.016709 | 1.9075 | 1.8641 | 0.0038588 | 0.44053 | 0.43049 | 0.0038588 | 0.44053 | 0.43049 | 0.0042218 | 0.14309 | 0.14138 | -0.0042162 | -0.10741 | -0.10595 | 0.0042543 | 0.29122 | 0.27772 | -0.0042433 | -0.21841 | -0.2083 | -45.5845 | -159.4923 | 23.764 | 134.415 | 20.5078 | -156.236 |  | 1.5532 | 0.73657 | 0.72392 | 1.5502 | 0.55251 | 0.54286 | -0.36432 | -95.6599 | 86.7852 | -0.40121 | -95.6791 | 86.8051
Line10_11_12 | 0.016437 | 0.016437 | 0.016437 | 0.016437 | 0.016437 | 0.016437 | 0.003796 | 0.003796 | 0.003796 | 0.0037961 | 0.0037961 | 0.0037961 | 0.0041276 | 0.0018034 | -0.0018656 | -0.0041262 | -0.001802 | 0.001867 | 0.0042022 | -0.0021399 | 0.0020148 | -0.0041996 | 0.0021426 | -0.0020121 | -45.8956 | -45.8955 | -45.8956 | 134.104 | 134.104 | 134.104 |  | 1.5517 | 0.7372 | 0.72335 | 1.5509 | 0.73751 | 0.72307 | -0.38239 | -95.7736 | 86.9031 | -0.39144 | -95.8303 | 86.9621
Line11_12_13 | 0.016437 | 0.016437 | 0.016437 | 0.016438 | 0.016438 | 0.016438 | 0.0037961 | 0.0037961 | 0.0037961 | 0.0037961 | 0.0037961 | 0.0037961 | 0.0041262 | 0.001802 | -0.001867 | -0.0041249 | -0.0018007 | 0.0018684 | 0.0041996 | -0.0021426 | 0.0020121 | -0.0041969 | 0.0021453 | -0.0020094 | -45.896 | -45.896 | -45.8961 | 134.1035 | 134.1035 | 134.1035 |  | 1.5509 | 0.73751 | 0.72307 | 1.5502 | 0.73783 | 0.72279 | -0.39144 | -95.8303 | 86.9621 | -0.40049 | -95.8871 | 87.0212
Line12_13_15 | 0 | 0 | 0 | 0 | 0 | 0 | 0 | 0 | 0 | 0 | 0 | 0 | 1.0138e-08 | -9.4904e-08 | 9.0249e-08 | -9.6018e-09 | 6.3866e-08 | -5.9747e-08 | -1.9625e-07 | 4.6932e-09 | 1.1744e-09 | 1.3079e-07 | -1.9683e-09 | -2.2976e-09 | 0 | 0 | 0 | 0 | 0 | 0 |  | 1.5502 | 0.73783 | 0.72279 | 1.5502 | 0.73783 | 0.72279 | -0.40049 | -95.8871 | 87.0212 | -0.40049 | -95.8871 | 87.0212
Line13_13_14 | 0.016438 | 0.016438 | 0.016438 | 0.016438 | 0.016438 | 0.016438 | 0.0037962 | 0.0037962 | 0.0037962 | 0.0037962 | 0.0037962 | 0.0037962 | 0.0041249 | 0.0018008 | -0.0018685 | -0.0041235 | -0.0017995 | 0.0018699 | 0.0041971 | -0.0021453 | 0.0020094 | -0.0041945 | 0.002148 | -0.0020067 | -45.8979 | -45.8979 | -45.8979 | 134.1016 | 134.1016 | 134.1016 |  | 1.5502 | 0.73783 | 0.72279 | 1.5494 | 0.73814 | 0.72251 | -0.40049 | -95.8871 | 87.0212 | -0.40955 | -95.9437 | 87.0803
Line14_15_16 | 0 | 0 | 0 | 0 | 0 | 0 | 0 | 0 | 0 | 0 | 0 | 0 | 6.7586e-09 | -6.3269e-08 | 6.0166e-08 | -6.2225e-09 | 3.2231e-08 | -2.9664e-08 | -1.3084e-07 | 3.1288e-09 | 7.829e-10 | 6.5376e-08 | -4.039e-10 | -1.9062e-09 | 0 | 0 | 0 | 0 | 0 | 0 |  | 1.5502 | 0.73783 | 0.72279 | 1.5502 | 0.73783 | 0.72279 | -0.40049 | -95.8871 | 87.0212 | -0.40049 | -95.8871 | 87.0212
Line15_16_17 | 0 | 0 | 0 | 0 | 0 | 0 | 0 | 0 | 0 | 0 | 0 | 0 | 3.3793e-09 | -3.1635e-08 | 3.0083e-08 | -2.8432e-09 | 5.9667e-10 | 4.188e-10 | -6.5418e-08 | 1.5644e-09 | 3.9145e-10 | -4.1716e-11 | 1.1605e-09 | -1.5147e-09 | 0 | 0 | 0 | 0 | 0 | 0 |  | 1.5502 | 0.73783 | 0.72279 | 1.5502 | 0.73783 | 0.72279 | -0.40049 | -95.8871 | 87.0212 | -0.40049 | -95.8871 | 87.0212
Line16_4_18 | 0 | 0 | 0 | 0 | 0 | 0 | 0 | 0 | 0 | 0 | 0 | 0 | 3.333e-09 | -3.1736e-08 | 3.0256e-08 | -2.8602e-09 | 5.9501e-10 | 4.1237e-10 | -6.5811e-08 | 1.5207e-09 | 2.5397e-10 | -3.8957e-11 | 1.1667e-09 | -1.5237e-09 | 0 | 0 | 0 | 0 | 0 | 0 |  | 1.5524 | 0.73688 | 0.72363 | 1.5524 | 0.73688 | 0.72363 | -0.37346 | -95.717 | 86.8444 | -0.37346 | -95.717 | 86.8444
Line17_5_19 | 0 | 0 | 0 | 0 | 0 | 0 | 0 | 0 | 0 | 0 | 0 | 0 | 3.3172e-09 | -3.1771e-08 | 3.0315e-08 | -2.8659e-09 | 5.9444e-10 | 4.102e-10 | -6.5943e-08 | 1.506e-09 | 2.0747e-10 | -3.8023e-11 | 1.1688e-09 | -1.5267e-09 | 0 | 0 | 0 | 0 | 0 | 0 |  | 1.5532 | 0.73657 | 0.72392 | 1.5532 | 0.73657 | 0.72392 | -0.36432 | -95.6599 | 86.7852 | -0.36432 | -95.6599 | 86.7852
Line1_1_3 | 0.016437 | 0.016437 | 0.016437 | 0.016437 | 0.016437 | 0.016437 | 0.003796 | 0.003796 | 0.003796 | 0.003796 | 0.003796 | 0.003796 | 0.0041303 | 0.001806 | -0.0018629 | -0.0041289 | -0.0018047 | 0.0018642 | 0.0042075 | -0.0021345 | 0.0020202 | -0.0042048 | 0.0021372 | -0.0020175 | -45.8946 | -45.8946 | -45.8947 | 134.1049 | 134.105 | 134.1049 |  | 1.5532 | 0.73657 | 0.72392 | 1.5524 | 0.73688 | 0.72363 | -0.36432 | -95.6599 | 86.7852 | -0.37335 | -95.7167 | 86.8441
Line2_1_4 | 0.016536 | 0.016536 | 0.016536 | 0.016536 | 0.016536 | 0.016536 | 0.0038189 | 0.0038189 | 0.0038189 | 0.0038189 | 0.0038189 | 0.0038189 | 0.0041634 | 0.0018127 | -0.0018702 | -0.004162 | -0.0018114 | 0.0018716 | 0.0042248 | -0.0021509 | 0.002036 | -0.0042222 | 0.0021536 | -0.0020333 | -45.7839 | -45.7838 | -45.7839 | 134.2157 | 134.2157 | 134.2157 |  | 1.5532 | 0.73657 | 0.72392 | 1.5524 | 0.73688 | 0.72363 | -0.36432 | -95.6599 | 86.7852 | -0.37346 | -95.717 | 86.8444
Line3_1_5 | 0 | 0 | 0 | 0 | 0 | 0 | 0 | 0 | 0 | 0 | 0 | 0 | 6.6344e-09 | -6.3541e-08 | 6.0629e-08 | -6.1831e-09 | 3.2365e-08 | -2.9904e-08 | -1.3189e-07 | 3.0119e-09 | 4.1495e-10 | 6.5905e-08 | -3.3719e-10 | -1.7342e-09 | 0 | 0 | 0 | 0 | 0 | 0 |  | 1.5532 | 0.73657 | 0.72392 | 1.5532 | 0.73657 | 0.72392 | -0.36432 | -95.6599 | 86.7852 | -0.36432 | -95.6599 | 86.7852
Line4_2_6 | 0.016709 | 1.9075 | 1.8641 | 0.016709 | 1.9075 | 1.8641 | 0.0038588 | 0.44053 | 0.43049 | 0.0038589 | 0.44053 | 0.43049 | 0.0042162 | 0.10741 | 0.10595 | -0.0042106 | -0.071725 | -0.070516 | 0.0042433 | 0.21841 | 0.2083 | -0.0042323 | -0.1456 | -0.13888 | -45.585 | -159.4922 | 23.764 | 134.4146 | 20.5078 | -156.236 |  | 1.5502 | 0.55251 | 0.54286 | 1.5471 | 0.36845 | 0.36181 | -0.40121 | -95.6791 | 86.8051 | -0.43824 | -95.7175 | 86.845
Line5_6_7 | 0.016709 | 1.9075 | 1.8641 | 0.01671 | 1.9075 | 1.8641 | 0.0038589 | 0.44053 | 0.43049 | 0.0038589 | 0.44053 | 0.43049 | 0.0042106 | 0.071725 | 0.070516 | -0.004205 | -0.03604 | -0.035085 | 0.0042323 | 0.1456 | 0.13888 | -0.0042213 | -0.072793 | -0.069458 | -45.5855 | -159.4922 | 23.764 | 134.4141 | 20.5078 | -156.236 |  | 1.5471 | 0.36845 | 0.36181 | 1.544 | 0.18438 | 0.18076 | -0.43824 | -95.7175 | 86.845 | -0.47542 | -95.8327 | 86.9647
Line6_7_8 | 0 | 1.9144 | 1.8583 | 0 | 1.9144 | 1.8583 | 0 | 0.4421 | 0.42915 | 0 | 0.4421 | 0.42915 | 8.4983e-09 | 0.035585 | 0.035557 | -8.3406e-09 | 5.8608e-14 | -5.879e-15 | -1.9912e-07 | 0.07334 | 0.068944 | 1.326e-07 | 4.6483e-14 | -1.491e-14 | 0 | -159.9495 | 24.2462 | 0 | 20.0505 | -155.7538 |  | 1.544 | 0.18438 | 0.18076 | 1.5418 | 0 | 0 | -0.47542 | -95.8327 | 86.9647 | -0.50327 | 0 | 0
Line7_8_9 | 0 | 0 | 0 | 0 | 0 | 0 | 0 | 0 | 0 | 0 | 0 | 0 | 2.7802e-09 | 6.8936e-21 | 1.4775e-21 | -2.7802e-09 | 3.7112e-19 | -1.0976e-17 | -6.6327e-08 | -3.7723e-21 | 1.5647e-22 | -5.2138e-11 | 2.2832e-17 | -5.1633e-18 | 0 | 0 | 0 | 0 | 0 | 0 |  | 1.5418 | 0 | 0 | 1.5418 | 0 | 0 | -0.50327 | 0 | 0 | -0.50327 | 0 | 0
Line8_8_10 | 0 | 0 | 0 | 0 | 0 | 0 | 0 | 0 | 0 | 0 | 0 | 0 | 2.7802e-09 | 6.8936e-21 | 1.4775e-21 | -2.7802e-09 | 3.7112e-19 | -1.0976e-17 | -6.6327e-08 | -3.7723e-21 | 1.5647e-22 | -5.2137e-11 | 2.2832e-17 | -5.1633e-18 | 0 | 0 | 0 | 0 | 0 | 0 |  | 1.5418 | 0 | 0 | 1.5418 | 0 | 0 | -0.50327 | 0 | 0 | -0.50327 | 0 | 0
Line9_3_11 | 0.016437 | 0.016437 | 0.016437 | 0.016437 | 0.016437 | 0.016437 | 0.003796 | 0.003796 | 0.003796 | 0.003796 | 0.003796 | 0.003796 | 0.0041289 | 0.0018047 | -0.0018642 | -0.0041276 | -0.0018034 | 0.0018656 | 0.0042048 | -0.0021372 | 0.0020175 | -0.0042022 | 0.0021399 | -0.0020148 | -45.8951 | -45.8951 | -45.8951 | 134.1045 | 134.1045 | 134.1044 |  | 1.5524 | 0.73688 | 0.72363 | 1.5517 | 0.7372 | 0.72335 | -0.37335 | -95.7167 | 86.8441 | -0.38239 | -95.7736 | 86.9031

## LLG_max_10
name | pf_ikss_a_from_ka | pf_ikss_b_from_ka | pf_ikss_c_from_ka | pf_ikss_a_to_ka | pf_ikss_b_to_ka | pf_ikss_c_to_ka | pf_skss_a_from_mw | pf_skss_b_from_mw | pf_skss_c_from_mw | pf_skss_a_to_mw | pf_skss_b_to_mw | pf_skss_c_to_mw | pf_p_a_from_mw | pf_p_b_from_mw | pf_p_c_from_mw | pf_p_a_to_mw | pf_p_b_to_mw | pf_p_c_to_mw | pf_q_a_from_mvar | pf_q_b_from_mvar | pf_q_c_from_mvar | pf_q_a_to_mvar | pf_q_b_to_mvar | pf_q_c_to_mvar | pf_ikss_a_from_degree | pf_ikss_b_from_degree | pf_ikss_c_from_degree | pf_ikss_a_to_degree | pf_ikss_b_to_degree | pf_ikss_c_to_degree | 3xI0 | pf_vm_a_from_pu | pf_vm_b_from_pu | pf_vm_c_from_pu | pf_vm_a_to_pu | pf_vm_b_to_pu | pf_vm_c_to_pu | pf_va_a_from_degree | pf_va_b_from_degree | pf_va_c_from_degree | pf_va_a_to_degree | pf_va_b_to_degree | pf_va_c_to_degree
Line0_1_2 | 0.017502 | 1.9801 | 1.9342 | 0.017502 | 1.9801 | 1.9342 | 0.0040419 | 0.45728 | 0.44669 | 0.0040419 | 0.45728 | 0.44669 | 0.0046318 | 0.15416 | 0.15225 | -0.0046257 | -0.11572 | -0.11409 | 0.0046675 | 0.31378 | 0.29903 | -0.0046554 | -0.23533 | -0.22428 | -45.5927 | -159.6721 | 23.6106 | 134.4068 | 20.3279 | -156.3894 |  | 1.6269 | 0.76454 | 0.7512 | 1.6237 | 0.57349 | 0.56332 | -0.37253 | -95.8366 | 86.6283 | -0.40942 | -95.856 | 86.6484
Line10_11_12 | 0.017217 | 0.017217 | 0.017217 | 0.017217 | 0.017217 | 0.017217 | 0.0039761 | 0.0039761 | 0.0039761 | 0.0039761 | 0.0039761 | 0.0039761 | 0.0045285 | 0.0019538 | -0.0020221 | -0.004527 | -0.0019523 | 0.0020236 | 0.0046103 | -0.0023323 | 0.0021951 | -0.0046074 | 0.0023353 | -0.0021921 | -45.9038 | -45.9037 | -45.9038 | 134.0958 | 134.0958 | 134.0958 |  | 1.6253 | 0.7652 | 0.7506 | 1.6245 | 0.76553 | 0.75031 | -0.3906 | -95.9512 | 86.7472 | -0.39965 | -96.0084 | 86.8067
Line11_12_13 | 0.017217 | 0.017217 | 0.017217 | 0.017217 | 0.017217 | 0.017217 | 0.0039761 | 0.0039761 | 0.0039761 | 0.0039762 | 0.0039762 | 0.0039762 | 0.004527 | 0.0019523 | -0.0020236 | -0.0045255 | -0.0019509 | 0.0020251 | 0.0046074 | -0.0023353 | 0.0021921 | -0.0046045 | 0.0023383 | -0.0021891 | -45.9042 | -45.9042 | -45.9043 | 134.0953 | 134.0953 | 134.0953 |  | 1.6245 | 0.76553 | 0.75031 | 1.6237 | 0.76587 | 0.75001 | -0.39965 | -96.0084 | 86.8067 | -0.4087 | -96.0656 | 86.8662
Line12_13_15 | 0 | 0 | 0 | 0 | 0 | 0 | 0 | 0 | 0 | 0 | 0 | 0 | 1.1119e-08 | -1.0323e-07 | 9.8034e-08 | -1.0531e-08 | 6.9492e-08 | -6.4886e-08 | -2.1531e-07 | 5.4293e-09 | 1.0432e-09 | 1.4349e-07 | -2.3663e-09 | -2.3489e-09 | 0 | 0 | 0 | 0 | 0 | 0 |  | 1.6237 | 0.76587 | 0.75001 | 1.6237 | 0.76587 | 0.75001 | -0.4087 | -96.0656 | 86.8662 | -0.4087 | -96.0656 | 86.8662
Line13_13_14 | 0.017218 | 0.017218 | 0.017218 | 0.017218 | 0.017218 | 0.017218 | 0.0039763 | 0.0039763 | 0.0039763 | 0.0039763 | 0.0039763 | 0.0039763 | 0.0045255 | 0.001951 | -0.0020252 | -0.004524 | -0.0019495 | 0.0020267 | 0.0046048 | -0.0023383 | 0.0021891 | -0.0046019 | 0.0023412 | -0.0021862 | -45.9061 | -45.9061 | -45.9061 | 134.0934 | 134.0934 | 134.0934 |  | 1.6237 | 0.76587 | 0.75001 | 1.6229 | 0.7662 | 0.74972 | -0.4087 | -96.0656 | 86.8662 | -0.41776 | -96.1227 | 86.9259
Line14_15_16 | 0 | 0 | 0 | 0 | 0 | 0 | 0 | 0 | 0 | 0 | 0 | 0 | 7.4128e-09 | -6.8819e-08 | 6.5356e-08 | -6.8245e-09 | 3.5082e-08 | -3.2207e-08 | -1.4354e-07 | 3.6195e-09 | 6.9544e-10 | 7.1724e-08 | -5.5658e-10 | -2.0012e-09 | 0 | 0 | 0 | 0 | 0 | 0 |  | 1.6237 | 0.76587 | 0.75001 | 1.6237 | 0.76587 | 0.75001 | -0.4087 | -96.0656 | 86.8662 | -0.4087 | -96.0656 | 86.8662
Line15_16_17 | 0 | 0 | 0 | 0 | 0 | 0 | 0 | 0 | 0 | 0 | 0 | 0 | 3.7064e-09 | -3.441e-08 | 3.2678e-08 | -3.1182e-09 | 6.7268e-10 | 4.706e-10 | -7.1771e-08 | 1.8098e-09 | 3.4772e-10 | -4.6714e-11 | 1.2532e-09 | -1.6535e-09 | 0 | 0 | 0 | 0 | 0 | 0 |  | 1.6237 | 0.76587 | 0.75001 | 1.6237 | 0.76587 | 0.75001 | -0.4087 | -96.0656 | 86.8662 | -0.4087 | -96.0656 | 86.8662
Line16_4_18 | 0 | 0 | 0 | 0 | 0 | 0 | 0 | 0 | 0 | 0 | 0 | 0 | 3.6555e-09 | -3.452e-08 | 3.2867e-08 | -3.1369e-09 | 6.7084e-10 | 4.6356e-10 | -7.2202e-08 | 1.7617e-09 | 1.9703e-10 | -4.3688e-11 | 1.26e-09 | -1.6633e-09 | 0 | 0 | 0 | 0 | 0 | 0 |  | 1.6261 | 0.76487 | 0.7509 | 1.6261 | 0.76487 | 0.7509 | -0.38167 | -95.8942 | 86.688 | -0.38167 | -95.8942 | 86.688
Line17_5_19 | 0 | 0 | 0 | 0 | 0 | 0 | 0 | 0 | 0 | 0 | 0 | 0 | 3.6383e-09 | -3.4557e-08 | 3.293e-08 | -3.1431e-09 | 6.7022e-10 | 4.6118e-10 | -7.2347e-08 | 1.7455e-09 | 1.4607e-10 | -4.2663e-11 | 1.2623e-09 | -1.6666e-09 | 0 | 0 | 0 | 0 | 0 | 0 |  | 1.6269 | 0.76454 | 0.7512 | 1.6269 | 0.76454 | 0.7512 | -0.37253 | -95.8366 | 86.6283 | -0.37253 | -95.8366 | 86.6283
Line1_1_3 | 0.017217 | 0.017217 | 0.017217 | 0.017217 | 0.017217 | 0.017217 | 0.0039761 | 0.003976 | 0.0039761 | 0.0039761 | 0.0039761 | 0.0039761 | 0.0045314 | 0.0019567 | -0.002019 | -0.00453 | -0.0019552 | 0.0020206 | 0.0046161 | -0.0023264 | 0.002201 | -0.0046132 | 0.0023294 | -0.002198 | -45.9028 | -45.9028 | -45.9029 | 134.0967 | 134.0968 | 134.0967 |  | 1.6269 | 0.76454 | 0.7512 | 1.6261 | 0.76487 | 0.7509 | -0.37253 | -95.8366 | 86.6283 | -0.38156 | -95.8939 | 86.6877
Line2_1_4 | 0.017321 | 0.017321 | 0.017321 | 0.017321 | 0.017321 | 0.017321 | 0.0040001 | 0.0040001 | 0.0040001 | 0.0040001 | 0.0040001 | 0.0040001 | 0.0045678 | 0.001964 | -0.002027 | -0.0045663 | -0.0019625 | 0.0020285 | 0.0046352 | -0.0023442 | 0.0022182 | -0.0046322 | 0.0023473 | -0.0022152 | -45.7921 | -45.7921 | -45.7921 | 134.2075 | 134.2075 | 134.2075 |  | 1.6269 | 0.76454 | 0.7512 | 1.6261 | 0.76487 | 0.7509 | -0.37253 | -95.8366 | 86.6283 | -0.38167 | -95.8942 | 86.688
Line3_1_5 | 0 | 0 | 0 | 0 | 0 | 0 | 0 | 0 | 0 | 0 | 0 | 0 | 7.2765e-09 | -6.9113e-08 | 6.586e-08 | -6.7814e-09 | 3.5227e-08 | -3.2469e-08 | -1.4469e-07 | 3.4909e-09 | 2.9213e-10 | 7.2304e-08 | -4.832e-10 | -1.8127e-09 | 0 | 0 | 0 | 0 | 0 | 0 |  | 1.6269 | 0.76454 | 0.7512 | 1.6269 | 0.76454 | 0.7512 | -0.37253 | -95.8366 | 86.6283 | -0.37253 | -95.8366 | 86.6283
Line4_2_6 | 0.017502 | 1.9801 | 1.9342 | 0.017502 | 1.9801 | 1.9342 | 0.0040419 | 0.45728 | 0.44669 | 0.0040419 | 0.45728 | 0.44669 | 0.0046257 | 0.11572 | 0.11409 | -0.0046196 | -0.077273 | -0.075935 | 0.0046554 | 0.23533 | 0.22428 | -0.0046434 | -0.15688 | -0.14953 | -45.5932 | -159.6721 | 23.6106 | 134.4064 | 20.3279 | -156.3894 |  | 1.6237 | 0.57349 | 0.56332 | 1.6205 | 0.38244 | 0.37545 | -0.40942 | -95.856 | 86.6484 | -0.44645 | -95.8947 | 86.6886
Line5_6_7 | 0.017502 | 1.9801 | 1.9342 | 0.017502 | 1.9801 | 1.9342 | 0.0040419 | 0.45728 | 0.44669 | 0.004042 | 0.45728 | 0.44669 | 0.0046196 | 0.077273 | 0.075935 | -0.0046134 | -0.03883 | -0.037779 | 0.0046434 | 0.15688 | 0.14953 | -0.0046313 | -0.078433 | -0.074786 | -45.5937 | -159.6721 | 23.6106 | 134.4059 | 20.3279 | -156.3894 |  | 1.6205 | 0.38244 | 0.37545 | 1.6173 | 0.19139 | 0.18757 | -0.44645 | -95.8947 | 86.6886 | -0.48363 | -96.0108 | 86.8093
Line6_7_8 | 0 | 1.9873 | 1.9281 | 0 | 1.9873 | 1.9281 | 0 | 0.45894 | 0.44528 | 0 | 0.45894 | 0.44528 | 9.3203e-09 | 0.038337 | 0.038291 | -9.1473e-09 | 5.8886e-14 | 1.2681e-14 | -2.1846e-07 | 0.079029 | 0.074226 | 1.4548e-07 | 2.3526e-14 | -9.7875e-15 | 0 | -160.1328 | 24.0969 | 0 | 19.8672 | -155.9032 |  | 1.6173 | 0.19139 | 0.18757 | 1.6149 | 0 | 0 | -0.48363 | -96.0108 | 86.8093 | -0.51148 | 0 | 0
Line7_8_9 | 0 | 0 | 0 | 0 | 0 | 0 | 0 | 0 | 0 | 0 | 0 | 0 | 3.0491e-09 | 4.7109e-21 | 2.6642e-22 | -3.0491e-09 | 4.1067e-19 | -1.2046e-17 | -7.2768e-08 | -4.7946e-21 | 1.4753e-21 | -5.8145e-11 | 2.5055e-17 | -5.6624e-18 | 0 | 0 | 0 | 0 | 0 | 0 |  | 1.6149 | 0 | 0 | 1.6149 | 0 | 0 | -0.51148 | 0 | 0 | -0.51148 | 0 | 0
Line8_8_10 | 0 | 0 | 0 | 0 | 0 | 0 | 0 | 0 | 0 | 0 | 0 | 0 | 3.0491e-09 | 4.7109e-21 | 2.6642e-22 | -3.0491e-09 | 4.1067e-19 | -1.2046e-17 | -7.2768e-08 | -4.7946e-21 | 1.4753e-21 | -5.8145e-11 | 2.5055e-17 | -5.6624e-18 | 0 | 0 | 0 | 0 | 0 | 0 |  | 1.6149 | 0 | 0 | 1.6149 | 0 | 0 | -0.51148 | 0 | 0 | -0.51148 | 0 | 0
Line9_3_11 | 0.017217 | 0.017217 | 0.017217 | 0.017217 | 0.017217 | 0.017217 | 0.0039761 | 0.0039761 | 0.0039761 | 0.0039761 | 0.0039761 | 0.0039761 | 0.00453 | 0.0019552 | -0.0020206 | -0.0045285 | -0.0019538 | 0.0020221 | 0.0046132 | -0.0023294 | 0.002198 | -0.0046103 | 0.0023323 | -0.0021951 | -45.9033 | -45.9033 | -45.9033 | 134.0963 | 134.0963 | 134.0962 |  | 1.6261 | 0.76487 | 0.7509 | 1.6253 | 0.7652 | 0.7506 | -0.38156 | -95.8939 | 86.6877 | -0.3906 | -95.9512 | 86.7472

## LLG_max_fault_6
name | pf_ikss_a_from_ka | pf_ikss_b_from_ka | pf_ikss_c_from_ka | pf_ikss_a_to_ka | pf_ikss_b_to_ka | pf_ikss_c_to_ka | pf_skss_a_from_mw | pf_skss_b_from_mw | pf_skss_c_from_mw | pf_skss_a_to_mw | pf_skss_b_to_mw | pf_skss_c_to_mw | pf_p_a_from_mw | pf_p_b_from_mw | pf_p_c_from_mw | pf_p_a_to_mw | pf_p_b_to_mw | pf_p_c_to_mw | pf_q_a_from_mvar | pf_q_b_from_mvar | pf_q_c_from_mvar | pf_q_a_to_mvar | pf_q_b_to_mvar | pf_q_c_to_mvar | pf_ikss_a_from_degree | pf_ikss_b_from_degree | pf_ikss_c_from_degree | pf_ikss_a_to_degree | pf_ikss_b_to_degree | pf_ikss_c_to_degree | 3xI0 | pf_vm_a_from_pu | pf_vm_b_from_pu | pf_vm_c_from_pu | pf_vm_a_to_pu | pf_vm_b_to_pu | pf_vm_c_to_pu | pf_va_a_from_degree | pf_va_b_from_degree | pf_va_c_from_degree | pf_va_a_to_degree | pf_va_b_to_degree | pf_va_c_to_degree
Line0_1_2 | 0.0031254 | 0.031234 | 0.031179 | 0.0031254 | 0.031234 | 0.031179 | 0.00072178 | 0.0072133 | 0.0072005 | 0.00072179 | 0.0072133 | 0.0072005 | 0.00058465 | 0.0055382 | 0.0046126 | -0.00058446 | -0.0055306 | -0.0046014 | 0.00058323 | 0.004672 | 0.005557 | -0.00058285 | -0.0046522 | -0.0055391 | -44.9723 | -155.6024 | 64.948 | 135.0273 | 24.3977 | -115.052 |  | 1.1441 | 1.0045 | 1.003 | 1.1436 | 1.0019 | 1.0001 | -0.04214 | -115.452 | 115.2537 | -0.051637 | -115.5328 | 115.2314
Line10_11_12 | 0.0030746 | 0.0030746 | 0.0030746 | 0.0030746 | 0.0030746 | 0.0030746 | 0.00071004 | 0.00071004 | 0.00071004 | 0.00071005 | 0.00071005 | 0.00071005 | 0.00057192 | 0.00024187 | -0.00067156 | -0.00057188 | -0.00024183 | 0.00067161 | 0.00057666 | -0.00067112 | 0.0002371 | -0.00057658 | 0.00067122 | -0.000237 | -45.2833 | -45.2833 | -45.2833 | 134.7163 | 134.7163 | 134.7163 |  | 1.1438 | 1.0047 | 1.003 | 1.1437 | 1.0048 | 1.003 | -0.046796 | -115.4643 | 115.2706 | -0.049125 | -115.4705 | 115.279
Line11_12_13 | 0.0030746 | 0.0030746 | 0.0030746 | 0.0030746 | 0.0030746 | 0.0030746 | 0.00071005 | 0.00071005 | 0.00071005 | 0.00071005 | 0.00071005 | 0.00071005 | 0.00057188 | 0.00024183 | -0.00067161 | -0.00057183 | -0.00024179 | 0.00067167 | 0.00057658 | -0.00067122 | 0.000237 | -0.00057649 | 0.00067132 | -0.0002369 | -45.2838 | -45.2838 | -45.2838 | 134.7158 | 134.7158 | 134.7158 |  | 1.1437 | 1.0048 | 1.003 | 1.1436 | 1.0049 | 1.0031 | -0.049125 | -115.4705 | 115.279 | -0.051454 | -115.4766 | 115.2875
Line12_13_15 | 0 | 0 | 0 | 0 | 0 | 0 | 0 | 0 | 0 | 0 | 0 | 0 | 1.2745e-09 | -2.2005e-08 | 2.0966e-08 | -1.242e-09 | 1.4824e-08 | -1.3818e-08 | -2.7086e-08 | 9.2306e-09 | 1.1201e-08 | 1.8054e-08 | -5.8486e-09 | -7.7848e-09 | 0 | 0 | 0 | 0 | 0 | 0 |  | 1.1436 | 1.0049 | 1.0031 | 1.1436 | 1.0049 | 1.0031 | -0.051454 | -115.4766 | 115.2875 | -0.051454 | -115.4766 | 115.2875
Line13_13_14 | 0.0030747 | 0.0030747 | 0.0030747 | 0.0030747 | 0.0030747 | 0.0030747 | 0.00071007 | 0.00071007 | 0.00071007 | 0.00071007 | 0.00071007 | 0.00071007 | 0.00057183 | 0.00024181 | -0.00067169 | -0.00057178 | -0.00024177 | 0.00067174 | 0.00057652 | -0.00067132 | 0.00023689 | -0.00057643 | 0.00067142 | -0.00023679 | -45.2856 | -45.2856 | -45.2856 | 134.7139 | 134.7139 | 134.7139 |  | 1.1436 | 1.0049 | 1.0031 | 1.1434 | 1.005 | 1.0031 | -0.051454 | -115.4766 | 115.2875 | -0.053784 | -115.4828 | 115.2959
Line14_15_16 | 0 | 0 | 0 | 0 | 0 | 0 | 0 | 0 | 0 | 0 | 0 | 0 | 8.4964e-10 | -1.467e-08 | 1.3978e-08 | -8.1716e-10 | 7.4892e-09 | -6.8292e-09 | -1.8058e-08 | 6.1538e-09 | 7.4676e-09 | 9.0248e-09 | -2.7718e-09 | -4.051e-09 | 0 | 0 | 0 | 0 | 0 | 0 |  | 1.1436 | 1.0049 | 1.0031 | 1.1436 | 1.0049 | 1.0031 | -0.051454 | -115.4766 | 115.2875 | -0.051454 | -115.4766 | 115.2875
Line15_16_17 | 0 | 0 | 0 | 0 | 0 | 0 | 0 | 0 | 0 | 0 | 0 | 0 | 4.2482e-10 | -7.335e-09 | 6.9888e-09 | -3.9234e-10 | 1.5413e-10 | 1.596e-10 | -9.0288e-09 | 3.0769e-09 | 3.7338e-09 | -3.9537e-12 | 3.0512e-10 | -3.1727e-10 | 0 | 0 | 0 | 0 | 0 | 0 |  | 1.1436 | 1.0049 | 1.0031 | 1.1436 | 1.0049 | 1.0031 | -0.051454 | -115.4766 | 115.2875 | -0.051454 | -115.4766 | 115.2875
Line16_4_18 | 0 | 0 | 0 | 0 | 0 | 0 | 0 | 0 | 0 | 0 | 0 | 0 | 4.1454e-10 | -7.3621e-09 | 7.027e-09 | -3.9426e-10 | 1.5512e-10 | 1.5965e-10 | -9.0732e-09 | 3.0982e-09 | 3.7368e-09 | -3.4204e-12 | 3.0627e-10 | -3.1895e-10 | 0 | 0 | 0 | 0 | 0 | 0 |  | 1.144 | 1.0046 | 1.003 | 1.144 | 1.0046 | 1.003 | -0.044496 | -115.4582 | 115.2622 | -0.044496 | -115.4582 | 115.2622
Line17_5_19 | 0 | 0 | 0 | 0 | 0 | 0 | 0 | 0 | 0 | 0 | 0 | 0 | 4.1105e-10 | -7.3711e-09 | 7.0399e-09 | -3.949e-10 | 1.5545e-10 | 1.5967e-10 | -9.0881e-09 | 3.1054e-09 | 3.7377e-09 | -3.2397e-12 | 3.0665e-10 | -3.1951e-10 | 0 | 0 | 0 | 0 | 0 | 0 |  | 1.1441 | 1.0045 | 1.003 | 1.1441 | 1.0045 | 1.003 | -0.04214 | -115.452 | 115.2537 | -0.04214 | -115.452 | 115.2537
Line1_1_3 | 0.0030745 | 0.0030745 | 0.0030745 | 0.0030745 | 0.0030745 | 0.0030745 | 0.00071003 | 0.00071003 | 0.00071003 | 0.00071004 | 0.00071004 | 0.00071004 | 0.00057202 | 0.00024195 | -0.00067145 | -0.00057197 | -0.00024191 | 0.0006715 | 0.00057684 | -0.00067092 | 0.0002373 | -0.00057675 | 0.00067102 | -0.0002372 | -45.2823 | -45.2823 | -45.2823 | 134.7172 | 134.7172 | 134.7172 |  | 1.1441 | 1.0045 | 1.003 | 1.144 | 1.0046 | 1.003 | -0.04214 | -115.452 | 115.2537 | -0.044468 | -115.4582 | 115.2622
Line2_1_4 | 0.0030931 | 0.0030931 | 0.0030931 | 0.0030931 | 0.0030931 | 0.0030931 | 0.00071432 | 0.00071432 | 0.00071432 | 0.00071432 | 0.00071432 | 0.00071432 | 0.00057659 | 0.0002421 | -0.00067504 | -0.00057655 | -0.00024206 | 0.0006751 | 0.00057921 | -0.00067545 | 0.00024004 | -0.00057912 | 0.00067554 | -0.00023994 | -45.1716 | -45.1716 | -45.1716 | 134.828 | 134.828 | 134.828 |  | 1.1441 | 1.0045 | 1.003 | 1.144 | 1.0046 | 1.003 | -0.04214 | -115.452 | 115.2537 | -0.044496 | -115.4582 | 115.2622
Line3_1_5 | 0 | 0 | 0 | 0 | 0 | 0 | 0 | 0 | 0 | 0 | 0 | 0 | 8.2211e-10 | -1.4742e-08 | 1.408e-08 | -8.0595e-10 | 7.5266e-09 | -6.8802e-09 | -1.8176e-08 | 6.2109e-09 | 7.4755e-09 | 9.0849e-09 | -2.7988e-09 | -4.0573e-09 | 0 | 0 | 0 | 0 | 0 | 0 |  | 1.1441 | 1.0045 | 1.003 | 1.1441 | 1.0045 | 1.003 | -0.04214 | -115.452 | 115.2537 | -0.04214 | -115.452 | 115.2537
Line4_2_6 | 0.0031254 | 0.031234 | 0.031179 | 0.0031255 | 0.031234 | 0.031179 | 0.00072179 | 0.0072133 | 0.0072005 | 0.0007218 | 0.0072133 | 0.0072005 | 0.00058446 | 0.0055306 | 0.0046014 | -0.00058426 | -0.005523 | -0.0045902 | 0.00058285 | 0.0046522 | 0.0055391 | -0.00058247 | -0.0046325 | -0.0055213 | -44.9727 | -155.6023 | 64.948 | 135.0268 | 24.3977 | -115.0521 |  | 1.1436 | 1.0019 | 1.0001 | 1.143 | 0.99935 | 0.99718 | -0.051637 | -115.5328 | 115.2314 | -0.061144 | -115.6139 | 115.209
Line5_6_7 | 0.0031255 | 0.031234 | 0.031179 | 0.0031255 | 0.031234 | 0.031179 | 0.0007218 | 0.0072133 | 0.0072005 | 0.0007218 | 0.0072133 | 0.0072004 | 0.00058426 | 0.005523 | 0.0045902 | -0.00058407 | -0.0055154 | -0.004579 | 0.00058247 | 0.0046325 | 0.0055213 | -0.00058209 | -0.0046127 | -0.0055034 | -44.9732 | -155.6023 | 64.9479 | 135.0264 | 24.3978 | -115.0521 |  | 1.143 | 0.99935 | 0.99718 | 1.1424 | 0.99678 | 0.99427 | -0.061144 | -115.6139 | 115.209 | -0.07066 | -115.6954 | 115.1864
Line6_7_8 | 0 | 0.032467 | 0.032378 | 0 | 0.032468 | 0.032377 | 0 | 0.007498 | 0.0074773 | 0 | 0.0074981 | 0.0074773 | 1.0763e-09 | 0.0052779 | 0.0052541 | -1.0957e-09 | -0.0052707 | -0.0052415 | -2.7562e-08 | 0.0052919 | 0.0052598 | 1.8375e-08 | -0.0052707 | -0.0052415 | 0 | -160.7713 | 70.1551 | 0 | 19.2287 | -109.8449 |  | 1.1424 | 0.99678 | 0.99427 | 1.142 | 0.99411 | 0.99135 | -0.07066 | -115.6954 | 115.1864 | -0.077772 | -115.7712 | 115.155
Line7_8_9 | 0 | 0 | 0 | 0 | 0 | 0 | 0 | 0 | 0 | 0 | 0 | 0 | 3.5523e-10 | -7.3961e-09 | 7.0333e-09 | -3.8521e-10 | 1.933e-10 | 1.9954e-10 | -9.1907e-09 | 3.2122e-09 | 3.7022e-09 | -5.9679e-12 | 2.8223e-10 | -3.2236e-10 | 0 | 0 | 0 | 0 | 0 | 0 |  | 1.142 | 0.99411 | 0.99135 | 1.142 | 0.99411 | 0.99135 | -0.077772 | -115.7712 | 115.155 | -0.077772 | -115.7712 | 115.155
Line8_8_10 | 0 | 0 | 0 | 0 | 0 | 0 | 0 | 0 | 0 | 0 | 0 | 0 | 3.5523e-10 | -7.3961e-09 | 7.0333e-09 | -3.8521e-10 | 1.933e-10 | 1.9954e-10 | -9.1907e-09 | 3.2122e-09 | 3.7022e-09 | -5.9679e-12 | 2.8223e-10 | -3.2236e-10 | 0 | 0 | 0 | 0 | 0 | 0 |  | 1.142 | 0.99411 | 0.99135 | 1.142 | 0.99411 | 0.99135 | -0.077772 | -115.7712 | 115.155 | -0.077772 | -115.7712 | 115.155
Line9_3_11 | 0.0030745 | 0.0030745 | 0.0030745 | 0.0030746 | 0.0030746 | 0.0030746 | 0.00071004 | 0.00071004 | 0.00071004 | 0.00071004 | 0.00071004 | 0.00071004 | 0.00057197 | 0.00024191 | -0.0006715 | -0.00057192 | -0.00024187 | 0.00067156 | 0.00057675 | -0.00067102 | 0.0002372 | -0.00057666 | 0.00067112 | -0.0002371 | -45.2828 | -45.2828 | -45.2828 | 134.7167 | 134.7167 | 134.7167 |  | 1.144 | 1.0046 | 1.003 | 1.1438 | 1.0047 | 1.003 | -0.044468 | -115.4582 | 115.2622 | -0.046796 | -115.4643 | 115.2706

## LLG_max_fault_10
name | pf_ikss_a_from_ka | pf_ikss_b_from_ka | pf_ikss_c_from_ka | pf_ikss_a_to_ka | pf_ikss_b_to_ka | pf_ikss_c_to_ka | pf_skss_a_from_mw | pf_skss_b_from_mw | pf_skss_c_from_mw | pf_skss_a_to_mw | pf_skss_b_to_mw | pf_skss_c_to_mw | pf_p_a_from_mw | pf_p_b_from_mw | pf_p_c_from_mw | pf_p_a_to_mw | pf_p_b_to_mw | pf_p_c_to_mw | pf_q_a_from_mvar | pf_q_b_from_mvar | pf_q_c_from_mvar | pf_q_a_to_mvar | pf_q_b_to_mvar | pf_q_c_to_mvar | pf_ikss_a_from_degree | pf_ikss_b_from_degree | pf_ikss_c_from_degree | pf_ikss_a_to_degree | pf_ikss_b_to_degree | pf_ikss_c_to_degree | 3xI0 | pf_vm_a_from_pu | pf_vm_b_from_pu | pf_vm_c_from_pu | pf_vm_a_to_pu | pf_vm_b_to_pu | pf_vm_c_to_pu | pf_va_a_from_degree | pf_va_b_from_degree | pf_va_c_from_degree | pf_va_a_to_degree | pf_va_b_to_degree | pf_va_c_to_degree
Line0_1_2 | 0.0032741 | 0.032719 | 0.032659 | 0.0032742 | 0.032719 | 0.032659 | 0.00075613 | 0.0075561 | 0.0075424 | 0.00075614 | 0.0075561 | 0.0075424 | 0.00064162 | 0.0060773 | 0.005061 | -0.0006414 | -0.0060689 | -0.0050487 | 0.00064005 | 0.0051267 | 0.0060973 | -0.00063964 | -0.005105 | -0.0060777 | -44.9738 | -155.6091 | 64.9444 | 135.0257 | 24.3909 | -115.0556 |  | 1.1986 | 1.0522 | 1.0506 | 1.198 | 1.0495 | 1.0476 | -0.043696 | -115.4588 | 115.2507 | -0.053193 | -115.5395 | 115.2284
Line10_11_12 | 0.0032209 | 0.0032209 | 0.0032209 | 0.0032209 | 0.0032209 | 0.0032209 | 0.00074383 | 0.00074383 | 0.00074383 | 0.00074384 | 0.00074383 | 0.00074384 | 0.00062765 | 0.00026536 | -0.00073691 | -0.0006276 | -0.00026531 | 0.00073697 | 0.00063285 | -0.0007365 | 0.0002602 | -0.00063276 | 0.00073661 | -0.00026009 | -45.2848 | -45.2848 | -45.2848 | 134.7147 | 134.7147 | 134.7147 |  | 1.1983 | 1.0525 | 1.0506 | 1.1981 | 1.0526 | 1.0507 | -0.048352 | -115.4711 | 115.2676 | -0.050681 | -115.4773 | 115.2761
Line11_12_13 | 0.0032209 | 0.0032209 | 0.0032209 | 0.0032209 | 0.0032209 | 0.0032209 | 0.00074383 | 0.00074383 | 0.00074383 | 0.00074384 | 0.00074384 | 0.00074384 | 0.0006276 | 0.00026531 | -0.00073697 | -0.00062754 | -0.00026527 | 0.00073703 | 0.00063276 | -0.00073661 | 0.00026009 | -0.00063266 | 0.00073672 | -0.00025998 | -45.2853 | -45.2853 | -45.2853 | 134.7142 | 134.7142 | 134.7142 |  | 1.1981 | 1.0526 | 1.0507 | 1.198 | 1.0527 | 1.0507 | -0.050681 | -115.4773 | 115.2761 | -0.05301 | -115.4834 | 115.2845
Line12_13_15 | 0 | 0 | 0 | 0 | 0 | 0 | 0 | 0 | 0 | 0 | 0 | 0 | 1.3982e-09 | -2.4148e-08 | 2.3006e-08 | -1.3625e-09 | 1.6268e-08 | -1.5162e-08 | -2.9725e-08 | 1.0133e-08 | 1.2292e-08 | 1.9812e-08 | -6.4211e-09 | -8.5428e-09 | 0 | 0 | 0 | 0 | 0 | 0 |  | 1.198 | 1.0527 | 1.0507 | 1.198 | 1.0527 | 1.0507 | -0.05301 | -115.4834 | 115.2845 | -0.05301 | -115.4834 | 115.2845
Line13_13_14 | 0.003221 | 0.003221 | 0.003221 | 0.003221 | 0.003221 | 0.003221 | 0.00074386 | 0.00074386 | 0.00074386 | 0.00074386 | 0.00074386 | 0.00074386 | 0.00062754 | 0.00026529 | -0.00073706 | -0.00062749 | -0.00026525 | 0.00073712 | 0.00063269 | -0.00073673 | 0.00025997 | -0.0006326 | 0.00073684 | -0.00025986 | -45.2872 | -45.2872 | -45.2872 | 134.7124 | 134.7124 | 134.7124 |  | 1.198 | 1.0527 | 1.0507 | 1.1978 | 1.0528 | 1.0507 | -0.05301 | -115.4834 | 115.2845 | -0.05534 | -115.4895 | 115.2929
Line14_15_16 | 0 | 0 | 0 | 0 | 0 | 0 | 0 | 0 | 0 | 0 | 0 | 0 | 9.3211e-10 | -1.6099e-08 | 1.5337e-08 | -8.9646e-10 | 8.2189e-09 | -7.493e-09 | -1.9817e-08 | 6.7555e-09 | 8.1944e-09 | 9.9039e-09 | -3.0434e-09 | -4.4456e-09 | 0 | 0 | 0 | 0 | 0 | 0 |  | 1.198 | 1.0527 | 1.0507 | 1.198 | 1.0527 | 1.0507 | -0.05301 | -115.4834 | 115.2845 | -0.05301 | -115.4834 | 115.2845
Line15_16_17 | 0 | 0 | 0 | 0 | 0 | 0 | 0 | 0 | 0 | 0 | 0 | 0 | 4.6606e-10 | -8.0494e-09 | 7.6686e-09 | -4.3041e-10 | 1.6949e-10 | 1.7565e-10 | -9.9083e-09 | 3.3777e-09 | 4.0972e-09 | -4.4704e-12 | 3.3435e-10 | -3.4838e-10 | 0 | 0 | 0 | 0 | 0 | 0 |  | 1.198 | 1.0527 | 1.0507 | 1.198 | 1.0527 | 1.0507 | -0.05301 | -115.4834 | 115.2845 | -0.05301 | -115.4834 | 115.2845
Line16_4_18 | 0 | 0 | 0 | 0 | 0 | 0 | 0 | 0 | 0 | 0 | 0 | 0 | 4.5477e-10 | -8.0791e-09 | 7.7105e-09 | -4.3252e-10 | 1.7057e-10 | 1.7571e-10 | -9.9571e-09 | 3.4012e-09 | 4.1005e-09 | -3.885e-12 | 3.356e-10 | -3.5022e-10 | 0 | 0 | 0 | 0 | 0 | 0 |  | 1.1984 | 1.0524 | 1.0506 | 1.1984 | 1.0524 | 1.0506 | -0.046051 | -115.465 | 115.2592 | -0.046051 | -115.465 | 115.2592
Line17_5_19 | 0 | 0 | 0 | 0 | 0 | 0 | 0 | 0 | 0 | 0 | 0 | 0 | 4.5095e-10 | -8.089e-09 | 7.7246e-09 | -4.3322e-10 | 1.7094e-10 | 1.7572e-10 | -9.9735e-09 | 3.4091e-09 | 4.1016e-09 | -3.6867e-12 | 3.3602e-10 | -3.5084e-10 | 0 | 0 | 0 | 0 | 0 | 0 |  | 1.1986 | 1.0522 | 1.0506 | 1.1986 | 1.0522 | 1.0506 | -0.043696 | -115.4588 | 115.2507 | -0.043696 | -115.4588 | 115.2507
Line1_1_3 | 0.0032208 | 0.0032208 | 0.0032208 | 0.0032209 | 0.0032209 | 0.0032209 | 0.00074382 | 0.00074382 | 0.00074382 | 0.00074382 | 0.00074382 | 0.00074382 | 0.00062775 | 0.00026544 | -0.00073679 | -0.0006277 | -0.0002654 | 0.00073685 | 0.00063304 | -0.00073629 | 0.00026041 | -0.00063295 | 0.0007364 | -0.0002603 | -45.2839 | -45.2839 | -45.2839 | 134.7156 | 134.7156 | 134.7156 |  | 1.1986 | 1.0522 | 1.0506 | 1.1984 | 1.0523 | 1.0506 | -0.043696 | -115.4588 | 115.2507 | -0.046024 | -115.465 | 115.2592
Line2_1_4 | 0.0032403 | 0.0032403 | 0.0032403 | 0.0032403 | 0.0032403 | 0.0032403 | 0.00074831 | 0.00074831 | 0.00074831 | 0.00074832 | 0.00074832 | 0.00074832 | 0.00063277 | 0.00026562 | -0.00074074 | -0.00063272 | -0.00026557 | 0.0007408 | 0.00063564 | -0.00074125 | 0.00026342 | -0.00063555 | 0.00074136 | -0.00026331 | -45.1731 | -45.1731 | -45.1731 | 134.8264 | 134.8264 | 134.8264 |  | 1.1986 | 1.0522 | 1.0506 | 1.1984 | 1.0524 | 1.0506 | -0.043696 | -115.4588 | 115.2507 | -0.046051 | -115.465 | 115.2592
Line3_1_5 | 0 | 0 | 0 | 0 | 0 | 0 | 0 | 0 | 0 | 0 | 0 | 0 | 9.019e-10 | -1.6178e-08 | 1.5449e-08 | -8.8417e-10 | 8.26e-09 | -7.5489e-09 | -1.9947e-08 | 6.8182e-09 | 8.2031e-09 | 9.9698e-09 | -3.0731e-09 | -4.4524e-09 | 0 | 0 | 0 | 0 | 0 | 0 |  | 1.1986 | 1.0522 | 1.0506 | 1.1986 | 1.0522 | 1.0506 | -0.043696 | -115.4588 | 115.2507 | -0.043696 | -115.4588 | 115.2507
Line4_2_6 | 0.0032742 | 0.032719 | 0.032659 | 0.0032742 | 0.032719 | 0.032659 | 0.00075614 | 0.0075561 | 0.0075424 | 0.00075614 | 0.0075561 | 0.0075423 | 0.0006414 | 0.0060689 | 0.0050487 | -0.00064119 | -0.0060606 | -0.0050364 | 0.00063964 | 0.005105 | 0.0060777 | -0.00063922 | -0.0050833 | -0.0060581 | -44.9743 | -155.6091 | 64.9444 | 135.0253 | 24.391 | -115.0556 |  | 1.198 | 1.0495 | 1.0476 | 1.1974 | 1.0469 | 1.0445 | -0.053193 | -115.5395 | 115.2284 | -0.0627 | -115.6207 | 115.206
Line5_6_7 | 0.0032742 | 0.032719 | 0.032659 | 0.0032742 | 0.032719 | 0.032659 | 0.00075614 | 0.0075561 | 0.0075423 | 0.00075615 | 0.0075561 | 0.0075423 | 0.00064119 | 0.0060606 | 0.0050364 | -0.00064098 | -0.0060522 | -0.0050241 | 0.00063922 | 0.0050833 | 0.0060581 | -0.00063881 | -0.0050617 | -0.0060385 | -44.9747 | -155.609 | 64.9444 | 135.0248 | 24.3911 | -115.0556 |  | 1.1974 | 1.0469 | 1.0445 | 1.1968 | 1.0442 | 1.0415 | -0.0627 | -115.6207 | 115.206 | -0.072216 | -115.7022 | 115.1834
Line6_7_8 | 0 | 0.034011 | 0.033915 | 0 | 0.034011 | 0.033915 | 0 | 0.0078545 | 0.0078323 | 0 | 0.0078545 | 0.0078323 | 1.1807e-09 | 0.0057916 | 0.0057649 | -1.202e-09 | -0.0057838 | -0.0057511 | -3.0247e-08 | 0.005807 | 0.0057712 | 2.0165e-08 | -0.0057838 | -0.0057511 | 0 | -160.7781 | 70.1521 | 0 | 19.2219 | -109.8479 |  | 1.1968 | 1.0442 | 1.0415 | 1.1963 | 1.0414 | 1.0384 | -0.072216 | -115.7022 | 115.1834 | -0.079328 | -115.7779 | 115.1521
Line7_8_9 | 0 | 0 | 0 | 0 | 0 | 0 | 0 | 0 | 0 | 0 | 0 | 0 | 3.8969e-10 | -8.1164e-09 | 7.7174e-09 | -4.2259e-10 | 2.1246e-10 | 2.1947e-10 | -1.0086e-08 | 3.5262e-09 | 4.0625e-09 | -6.6807e-12 | 3.0923e-10 | -3.5396e-10 | 0 | 0 | 0 | 0 | 0 | 0 |  | 1.1963 | 1.0414 | 1.0384 | 1.1963 | 1.0414 | 1.0384 | -0.079328 | -115.7779 | 115.1521 | -0.079328 | -115.7779 | 115.1521
Line8_8_10 | 0 | 0 | 0 | 0 | 0 | 0 | 0 | 0 | 0 | 0 | 0 | 0 | 3.8969e-10 | -8.1164e-09 | 7.7174e-09 | -4.2259e-10 | 2.1246e-10 | 2.1947e-10 | -1.0086e-08 | 3.5262e-09 | 4.0625e-09 | -6.6808e-12 | 3.0923e-10 | -3.5396e-10 | 0 | 0 | 0 | 0 | 0 | 0 |  | 1.1963 | 1.0414 | 1.0384 | 1.1963 | 1.0414 | 1.0384 | -0.079328 | -115.7779 | 115.1521 | -0.079328 | -115.7779 | 115.1521
Line9_3_11 | 0.0032209 | 0.0032209 | 0.0032209 | 0.0032209 | 0.0032209 | 0.0032209 | 0.00074382 | 0.00074382 | 0.00074382 | 0.00074383 | 0.00074383 | 0.00074383 | 0.0006277 | 0.0002654 | -0.00073685 | -0.00062765 | -0.00026536 | 0.00073691 | 0.00063295 | -0.0007364 | 0.0002603 | -0.00063285 | 0.0007365 | -0.0002602 | -45.2844 | -45.2844 | -45.2844 | 134.7152 | 134.7152 | 134.7152 |  | 1.1984 | 1.0523 | 1.0506 | 1.1983 | 1.0525 | 1.0506 | -0.046024 | -115.465 | 115.2592 | -0.048352 | -115.4711 | 115.2676

## LLG_min_6
name | pf_ikss_a_from_ka | pf_ikss_b_from_ka | pf_ikss_c_from_ka | pf_ikss_a_to_ka | pf_ikss_b_to_ka | pf_ikss_c_to_ka | pf_skss_a_from_mw | pf_skss_b_from_mw | pf_skss_c_from_mw | pf_skss_a_to_mw | pf_skss_b_to_mw | pf_skss_c_to_mw | pf_p_a_from_mw | pf_p_b_from_mw | pf_p_c_from_mw | pf_p_a_to_mw | pf_p_b_to_mw | pf_p_c_to_mw | pf_q_a_from_mvar | pf_q_b_from_mvar | pf_q_c_from_mvar | pf_q_a_to_mvar | pf_q_b_to_mvar | pf_q_c_to_mvar | pf_ikss_a_from_degree | pf_ikss_b_from_degree | pf_ikss_c_from_degree | pf_ikss_a_to_degree | pf_ikss_b_to_degree | pf_ikss_c_to_degree | 3xI0 | pf_vm_a_from_pu | pf_vm_b_from_pu | pf_vm_c_from_pu | pf_vm_a_to_pu | pf_vm_b_to_pu | pf_vm_c_to_pu | pf_va_a_from_degree | pf_va_b_from_degree | pf_va_c_from_degree | pf_va_a_to_degree | pf_va_b_to_degree | pf_va_c_to_degree
Line0_1_2 | 0.015018 | 1.4628 | 1.449 | 0.015018 | 1.4628 | 1.449 | 0.0034683 | 0.33781 | 0.33463 | 0.0034683 | 0.33781 | 0.33463 | 0.0034349 | 0.1626 | 0.16288 | -0.0034263 | -0.12201 | -0.1221 | 0.0034367 | 0.17235 | 0.16669 | -0.0034278 | -0.12922 | -0.12506 | -45.2115 | -144.8834 | 39.1571 | 134.7881 | 35.1166 | -140.8429 |  | 1.401 | 0.70141 | 0.69644 | 1.3974 | 0.5261 | 0.52231 | -0.19653 | -98.2162 | 84.8198 | -0.19946 | -98.2404 | 84.8444
Line10_11_12 | 0.0147 | 0.0147 | 0.0147 | 0.014701 | 0.014701 | 0.014701 | 0.0033949 | 0.0033949 | 0.0033949 | 0.0033949 | 0.0033949 | 0.0033949 | 0.0033566 | 0.0014296 | -0.0015257 | -0.0033546 | -0.0014275 | 0.0015278 | 0.0033611 | -0.0019056 | 0.0018054 | -0.003359 | 0.0019077 | -0.0018032 | -45.2363 | -45.2363 | -45.2363 | 134.7633 | 134.7633 | 134.7633 |  | 1.3992 | 0.7017 | 0.69626 | 1.3983 | 0.70184 | 0.69617 | -0.19796 | -98.3584 | 84.9642 | -0.19867 | -98.4295 | 85.0364
Line11_12_13 | 0.014701 | 0.014701 | 0.014701 | 0.014701 | 0.014701 | 0.014701 | 0.0033949 | 0.0033949 | 0.0033949 | 0.003395 | 0.003395 | 0.003395 | 0.0033546 | 0.0014275 | -0.0015278 | -0.0033525 | -0.0014255 | 0.0015299 | 0.003359 | -0.0019077 | 0.0018032 | -0.0033569 | 0.0019099 | -0.0018011 | -45.2368 | -45.2367 | -45.2368 | 134.7628 | 134.7628 | 134.7628 |  | 1.3983 | 0.70184 | 0.69617 | 1.3974 | 0.70198 | 0.69608 | -0.19867 | -98.4295 | 85.0364 | -0.19939 | -98.5006 | 85.1087
Line12_13_15 | 0 | 0 | 0 | 0 | 0 | 0 | 0 | 0 | 0 | 0 | 0 | 0 | 6.9815e-09 | -8.0149e-08 | 7.8004e-08 | -6.947e-09 | 5.3901e-08 | -5.179e-08 | -1.5835e-07 | 8.7482e-09 | -2.2417e-09 | 1.0555e-07 | -4.936e-09 | 1.0751e-10 | 0 | 0 | 0 | 0 | 0 | 0 |  | 1.3974 | 0.70198 | 0.69608 | 1.3974 | 0.70198 | 0.69608 | -0.19939 | -98.5006 | 85.1087 | -0.19939 | -98.5006 | 85.1087
Line13_13_14 | 0.014701 | 0.014701 | 0.014701 | 0.014701 | 0.014701 | 0.014701 | 0.003395 | 0.003395 | 0.003395 | 0.0033951 | 0.0033951 | 0.0033951 | 0.0033525 | 0.0014256 | -0.00153 | -0.0033504 | -0.0014235 | 0.0015321 | 0.0033571 | -0.0019099 | 0.0018011 | -0.003355 | 0.0019121 | -0.0017989 | -45.2386 | -45.2386 | -45.2386 | 134.7609 | 134.7609 | 134.7609 |  | 1.3974 | 0.70198 | 0.69608 | 1.3966 | 0.70213 | 0.69599 | -0.19939 | -98.5006 | 85.1087 | -0.2001 | -98.5716 | 85.1809
Line14_15_16 | 0 | 0 | 0 | 0 | 0 | 0 | 0 | 0 | 0 | 0 | 0 | 0 | 4.6543e-09 | -5.3433e-08 | 5.2003e-08 | -4.6198e-09 | 2.7185e-08 | -2.5789e-08 | -1.0557e-07 | 5.8321e-09 | -1.4945e-09 | 5.2766e-08 | -2.0199e-09 | -6.3973e-10 | 0 | 0 | 0 | 0 | 0 | 0 |  | 1.3974 | 0.70198 | 0.69608 | 1.3974 | 0.70198 | 0.69608 | -0.19939 | -98.5006 | 85.1087 | -0.19939 | -98.5006 | 85.1087
Line15_16_17 | 0 | 0 | 0 | 0 | 0 | 0 | 0 | 0 | 0 | 0 | 0 | 0 | 2.3272e-09 | -2.6716e-08 | 2.6001e-08 | -2.2927e-09 | 4.6824e-10 | 2.1222e-10 | -5.2783e-08 | 2.9161e-09 | -7.4724e-10 | -1.6939e-11 | 8.9616e-10 | -1.387e-09 | 0 | 0 | 0 | 0 | 0 | 0 |  | 1.3974 | 0.70198 | 0.69608 | 1.3974 | 0.70198 | 0.69608 | -0.19939 | -98.5006 | 85.1087 | -0.19939 | -98.5006 | 85.1087
Line16_4_18 | 0 | 0 | 0 | 0 | 0 | 0 | 0 | 0 | 0 | 0 | 0 | 0 | 2.341e-09 | -2.6865e-08 | 2.6162e-08 | -2.3106e-09 | 4.6572e-10 | 2.0636e-10 | -5.3193e-08 | 2.8333e-09 | -8.5514e-10 | -1.6789e-11 | 9.0405e-10 | -1.395e-09 | 0 | 0 | 0 | 0 | 0 | 0 |  | 1.4001 | 0.70155 | 0.69635 | 1.4001 | 0.70155 | 0.69635 | -0.19726 | -98.2879 | 84.8925 | -0.19726 | -98.2879 | 84.8925
Line17_5_19 | 0 | 0 | 0 | 0 | 0 | 0 | 0 | 0 | 0 | 0 | 0 | 0 | 2.3456e-09 | -2.6915e-08 | 2.6217e-08 | -2.3166e-09 | 4.6486e-10 | 2.0437e-10 | -5.3331e-08 | 2.8052e-09 | -8.9175e-10 | -1.6739e-11 | 9.0671e-10 | -1.3977e-09 | 0 | 0 | 0 | 0 | 0 | 0 |  | 1.401 | 0.70141 | 0.69644 | 1.401 | 0.70141 | 0.69644 | -0.19653 | -98.2162 | 84.8198 | -0.19653 | -98.2162 | 84.8198
Line1_1_3 | 0.0147 | 0.0147 | 0.0147 | 0.0147 | 0.0147 | 0.0147 | 0.0033949 | 0.0033949 | 0.0033949 | 0.0033949 | 0.0033949 | 0.0033949 | 0.0033608 | 0.0014337 | -0.0015215 | -0.0033587 | -0.0014316 | 0.0015236 | 0.0033653 | -0.0019012 | 0.0018097 | -0.0033632 | 0.0019034 | -0.0018076 | -45.2353 | -45.2353 | -45.2353 | 134.7642 | 134.7642 | 134.7642 |  | 1.401 | 0.70141 | 0.69644 | 1.4001 | 0.70155 | 0.69635 | -0.19653 | -98.2162 | 84.8198 | -0.19725 | -98.2873 | 84.892
Line2_1_4 | 0.014816 | 0.014816 | 0.014816 | 0.014816 | 0.014816 | 0.014816 | 0.0034216 | 0.0034216 | 0.0034216 | 0.0034216 | 0.0034216 | 0.0034216 | 0.0033876 | 0.0014448 | -0.0015333 | -0.0033855 | -0.0014427 | 0.0015354 | 0.0033915 | -0.0019164 | 0.0018241 | -0.0033893 | 0.0019185 | -0.0018219 | -45.2291 | -45.2291 | -45.2291 | 134.7705 | 134.7705 | 134.7705 |  | 1.401 | 0.70141 | 0.69644 | 1.4001 | 0.70155 | 0.69635 | -0.19653 | -98.2162 | 84.8198 | -0.19726 | -98.2879 | 84.8925
Line3_1_5 | 0 | 0 | 0 | 0 | 0 | 0 | 0 | 0 | 0 | 0 | 0 | 0 | 4.6913e-09 | -5.383e-08 | 5.2433e-08 | -4.6622e-09 | 2.738e-08 | -2.6012e-08 | -1.0666e-07 | 5.6103e-09 | -1.7835e-09 | 5.3314e-08 | -1.8985e-09 | -5.0595e-10 | 0 | 0 | 0 | 0 | 0 | 0 |  | 1.401 | 0.70141 | 0.69644 | 1.401 | 0.70141 | 0.69644 | -0.19653 | -98.2162 | 84.8198 | -0.19653 | -98.2162 | 84.8198
Line4_2_6 | 0.015018 | 1.4628 | 1.449 | 0.015018 | 1.4628 | 1.449 | 0.0034683 | 0.33781 | 0.33463 | 0.0034683 | 0.33781 | 0.33463 | 0.0034263 | 0.12201 | 0.1221 | -0.0034177 | -0.081426 | -0.08132 | 0.0034278 | 0.12922 | 0.12506 | -0.0034189 | -0.08609 | -0.083438 | -45.2119 | -144.8834 | 39.1571 | 134.7876 | 35.1166 | -140.8429 |  | 1.3974 | 0.5261 | 0.52231 | 1.3938 | 0.35078 | 0.34817 | -0.19946 | -98.2404 | 84.8444 | -0.2024 | -98.2888 | 84.8935
Line5_6_7 | 0.015018 | 1.4628 | 1.449 | 0.015018 | 1.4628 | 1.449 | 0.0034683 | 0.33781 | 0.33463 | 0.0034683 | 0.33781 | 0.33463 | 0.0034177 | 0.081426 | 0.08132 | -0.0034091 | -0.040839 | -0.040541 | 0.0034189 | 0.08609 | 0.083438 | -0.00341 | -0.042959 | -0.041812 | -45.2124 | -144.8834 | 39.1571 | 134.7872 | 35.1166 | -140.8429 |  | 1.3938 | 0.35078 | 0.34817 | 1.3902 | 0.17546 | 0.17404 | -0.2024 | -98.2888 | 84.8935 | -0.20536 | -98.4341 | 85.0411
Line6_7_8 | 0 | 1.4654 | 1.4476 | 0 | 1.4654 | 1.4476 | 0 | 0.33841 | 0.33431 | 0 | 0.33841 | 0.33431 | 6.7011e-09 | 0.040475 | 0.040931 | -6.6789e-09 | 1.0819e-15 | -4.0034e-15 | -1.614e-07 | 0.043447 | 0.041351 | 1.0748e-07 | -7.1756e-15 | 2.5922e-14 | 0 | -145.4623 | 39.7486 | 0 | 34.5377 | -140.2514 |  | 1.3902 | 0.17546 | 0.17404 | 1.3876 | 0 | 0 | -0.20536 | -98.4341 | 85.0411 | -0.20757 | 0 | 0
Line7_8_9 | 0 | 0 | 0 | 0 | 0 | 0 | 0 | 0 | 0 | 0 | 0 | 0 | 2.2263e-09 | -6.2621e-22 | -1.7459e-21 | -2.2263e-09 | 7.1335e-18 | -1.2075e-17 | -5.3749e-08 | -6.4152e-22 | -2.1983e-21 | -1.751e-11 | 2.194e-17 | -1.7498e-18 | 0 | 0 | 0 | 0 | 0 | 0 |  | 1.3876 | 0 | 0 | 1.3876 | 0 | 0 | -0.20757 | 0 | 0 | -0.20757 | 0 | 0
Line8_8_10 | 0 | 0 | 0 | 0 | 0 | 0 | 0 | 0 | 0 | 0 | 0 | 0 | 2.2263e-09 | -6.2621e-22 | -1.7459e-21 | -2.2263e-09 | 7.1335e-18 | -1.2075e-17 | -5.3749e-08 | -6.4152e-22 | -2.1983e-21 | -1.7511e-11 | 2.194e-17 | -1.7498e-18 | 0 | 0 | 0 | 0 | 0 | 0 |  | 1.3876 | 0 | 0 | 1.3876 | 0 | 0 | -0.20757 | 0 | 0 | -0.20757 | 0 | 0
Line9_3_11 | 0.0147 | 0.0147 | 0.0147 | 0.0147 | 0.0147 | 0.0147 | 0.0033949 | 0.0033949 | 0.0033949 | 0.0033949 | 0.0033949 | 0.0033949 | 0.0033587 | 0.0014316 | -0.0015236 | -0.0033566 | -0.0014296 | 0.0015257 | 0.0033632 | -0.0019034 | 0.0018076 | -0.0033611 | 0.0019056 | -0.0018054 | -45.2358 | -45.2358 | -45.2358 | 134.7637 | 134.7638 | 134.7637 |  | 1.4001 | 0.70155 | 0.69635 | 1.3992 | 0.7017 | 0.69626 | -0.19725 | -98.2873 | 84.892 | -0.19796 | -98.3584 | 84.9642

## LLG_min_10
name | pf_ikss_a_from_ka | pf_ikss_b_from_ka | pf_ikss_c_from_ka | pf_ikss_a_to_ka | pf_ikss_b_to_ka | pf_ikss_c_to_ka | pf_skss_a_from_mw | pf_skss_b_from_mw | pf_skss_c_from_mw | pf_skss_a_to_mw | pf_skss_b_to_mw | pf_skss_c_to_mw | pf_p_a_from_mw | pf_p_b_from_mw | pf_p_c_from_mw | pf_p_a_to_mw | pf_p_b_to_mw | pf_p_c_to_mw | pf_q_a_from_mvar | pf_q_b_from_mvar | pf_q_c_from_mvar | pf_q_a_to_mvar | pf_q_b_to_mvar | pf_q_c_to_mvar | pf_ikss_a_from_degree | pf_ikss_b_from_degree | pf_ikss_c_from_degree | pf_ikss_a_to_degree | pf_ikss_b_to_degree | pf_ikss_c_to_degree | 3xI0 | pf_vm_a_from_pu | pf_vm_b_from_pu | pf_vm_c_from_pu | pf_vm_a_to_pu | pf_vm_b_to_pu | pf_vm_c_to_pu | pf_va_a_from_degree | pf_va_b_from_degree | pf_va_c_from_degree | pf_va_a_to_degree | pf_va_b_to_degree | pf_va_c_to_degree
Line0_1_2 | 0.014228 | 1.3858 | 1.3727 | 0.014228 | 1.3858 | 1.3727 | 0.0032857 | 0.32003 | 0.31702 | 0.0032857 | 0.32003 | 0.31702 | 0.0030828 | 0.14594 | 0.14618 | -0.0030751 | -0.10951 | -0.10958 | 0.0030844 | 0.15469 | 0.1496 | -0.0030765 | -0.11598 | -0.11224 | -45.2115 | -144.8834 | 39.1571 | 134.7881 | 35.1166 | -140.8429 |  | 1.3272 | 0.6645 | 0.65979 | 1.3238 | 0.49841 | 0.49482 | -0.19653 | -98.2162 | 84.8198 | -0.19946 | -98.2404 | 84.8444
Line10_11_12 | 0.013927 | 0.013927 | 0.013927 | 0.013927 | 0.013927 | 0.013927 | 0.0032162 | 0.0032162 | 0.0032162 | 0.0032163 | 0.0032163 | 0.0032163 | 0.0030126 | 0.0012831 | -0.0013693 | -0.0030107 | -0.0012812 | 0.0013712 | 0.0030166 | -0.0017103 | 0.0016204 | -0.0030147 | 0.0017122 | -0.0016184 | -45.2363 | -45.2363 | -45.2363 | 134.7633 | 134.7633 | 134.7633 |  | 1.3256 | 0.66476 | 0.65961 | 1.3247 | 0.6649 | 0.65953 | -0.19796 | -98.3584 | 84.9642 | -0.19867 | -98.4295 | 85.0364
Line11_12_13 | 0.013927 | 0.013927 | 0.013927 | 0.013927 | 0.013927 | 0.013927 | 0.0032163 | 0.0032163 | 0.0032163 | 0.0032163 | 0.0032163 | 0.0032163 | 0.0030107 | 0.0012812 | -0.0013712 | -0.0030089 | -0.0012794 | 0.0013731 | 0.0030147 | -0.0017122 | 0.0016184 | -0.0030128 | 0.0017141 | -0.0016165 | -45.2368 | -45.2367 | -45.2368 | 134.7628 | 134.7628 | 134.7628 |  | 1.3247 | 0.6649 | 0.65953 | 1.3239 | 0.66504 | 0.65944 | -0.19867 | -98.4295 | 85.0364 | -0.19939 | -98.5006 | 85.1087
Line12_13_15 | 0 | 0 | 0 | 0 | 0 | 0 | 0 | 0 | 0 | 0 | 0 | 0 | 6.266e-09 | -7.1934e-08 | 7.0009e-08 | -6.235e-09 | 4.8376e-08 | -4.6482e-08 | -1.4212e-07 | 7.8515e-09 | -2.012e-09 | 9.4732e-08 | -4.4301e-09 | 9.6493e-11 | 0 | 0 | 0 | 0 | 0 | 0 |  | 1.3239 | 0.66504 | 0.65944 | 1.3239 | 0.66504 | 0.65944 | -0.19939 | -98.5006 | 85.1087 | -0.19939 | -98.5006 | 85.1087
Line13_13_14 | 0.013927 | 0.013927 | 0.013927 | 0.013927 | 0.013927 | 0.013927 | 0.0032164 | 0.0032164 | 0.0032164 | 0.0032164 | 0.0032164 | 0.0032164 | 0.0030089 | 0.0012795 | -0.0013732 | -0.003007 | -0.0012776 | 0.0013751 | 0.003013 | -0.0017141 | 0.0016165 | -0.0030111 | 0.0017161 | -0.0016145 | -45.2386 | -45.2386 | -45.2386 | 134.7609 | 134.7609 | 134.7609 |  | 1.3239 | 0.66504 | 0.65944 | 1.3231 | 0.66517 | 0.65936 | -0.19939 | -98.5006 | 85.1087 | -0.2001 | -98.5716 | 85.1809
Line14_15_16 | 0 | 0 | 0 | 0 | 0 | 0 | 0 | 0 | 0 | 0 | 0 | 0 | 4.1773e-09 | -4.7956e-08 | 4.6673e-08 | -4.1463e-09 | 2.4398e-08 | -2.3146e-08 | -9.4747e-08 | 5.2344e-09 | -1.3413e-09 | 4.7358e-08 | -1.8129e-09 | -5.7416e-10 | 0 | 0 | 0 | 0 | 0 | 0 |  | 1.3239 | 0.66504 | 0.65944 | 1.3239 | 0.66504 | 0.65944 | -0.19939 | -98.5006 | 85.1087 | -0.19939 | -98.5006 | 85.1087
Line15_16_17 | 0 | 0 | 0 | 0 | 0 | 0 | 0 | 0 | 0 | 0 | 0 | 0 | 2.0887e-09 | -2.3978e-08 | 2.3336e-08 | -2.0577e-09 | 4.2025e-10 | 1.9047e-10 | -4.7373e-08 | 2.6172e-09 | -6.7065e-10 | -1.5203e-11 | 8.0431e-10 | -1.2448e-09 | 0 | 0 | 0 | 0 | 0 | 0 |  | 1.3239 | 0.66504 | 0.65944 | 1.3239 | 0.66504 | 0.65944 | -0.19939 | -98.5006 | 85.1087 | -0.19939 | -98.5006 | 85.1087
Line16_4_18 | 0 | 0 | 0 | 0 | 0 | 0 | 0 | 0 | 0 | 0 | 0 | 0 | 2.1011e-09 | -2.4111e-08 | 2.3481e-08 | -2.0737e-09 | 4.1799e-10 | 1.8521e-10 | -4.7741e-08 | 2.5429e-09 | -7.6749e-10 | -1.5069e-11 | 8.1139e-10 | -1.252e-09 | 0 | 0 | 0 | 0 | 0 | 0 |  | 1.3264 | 0.66463 | 0.6597 | 1.3264 | 0.66463 | 0.6597 | -0.19726 | -98.2879 | 84.8925 | -0.19726 | -98.2879 | 84.8925
Line17_5_19 | 0 | 0 | 0 | 0 | 0 | 0 | 0 | 0 | 0 | 0 | 0 | 0 | 2.1052e-09 | -2.4156e-08 | 2.353e-08 | -2.0792e-09 | 4.1721e-10 | 1.8343e-10 | -4.7865e-08 | 2.5176e-09 | -8.0036e-10 | -1.5024e-11 | 8.1378e-10 | -1.2545e-09 | 0 | 0 | 0 | 0 | 0 | 0 |  | 1.3272 | 0.6645 | 0.65979 | 1.3272 | 0.6645 | 0.65979 | -0.19653 | -98.2162 | 84.8198 | -0.19653 | -98.2162 | 84.8198
Line1_1_3 | 0.013926 | 0.013926 | 0.013927 | 0.013927 | 0.013927 | 0.013927 | 0.0032162 | 0.0032162 | 0.0032162 | 0.0032162 | 0.0032162 | 0.0032162 | 0.0030163 | 0.0012867 | -0.0013656 | -0.0030145 | -0.0012849 | 0.0013674 | 0.0030204 | -0.0017064 | 0.0016242 | -0.0030185 | 0.0017083 | -0.0016223 | -45.2353 | -45.2353 | -45.2353 | 134.7642 | 134.7642 | 134.7642 |  | 1.3272 | 0.6645 | 0.65979 | 1.3264 | 0.66463 | 0.6597 | -0.19653 | -98.2162 | 84.8198 | -0.19725 | -98.2873 | 84.892
Line2_1_4 | 0.014036 | 0.014036 | 0.014036 | 0.014036 | 0.014036 | 0.014036 | 0.0032415 | 0.0032415 | 0.0032415 | 0.0032415 | 0.0032415 | 0.0032415 | 0.0030404 | 0.0012967 | -0.0013761 | -0.0030385 | -0.0012948 | 0.001378 | 0.0030439 | -0.0017199 | 0.0016372 | -0.0030419 | 0.0017219 | -0.0016352 | -45.2291 | -45.2291 | -45.2291 | 134.7705 | 134.7705 | 134.7705 |  | 1.3272 | 0.6645 | 0.65979 | 1.3264 | 0.66463 | 0.6597 | -0.19653 | -98.2162 | 84.8198 | -0.19726 | -98.2879 | 84.8925
Line3_1_5 | 0 | 0 | 0 | 0 | 0 | 0 | 0 | 0 | 0 | 0 | 0 | 0 | 4.2105e-09 | -4.8313e-08 | 4.7059e-08 | -4.1844e-09 | 2.4574e-08 | -2.3346e-08 | -9.573e-08 | 5.0353e-09 | -1.6007e-09 | 4.785e-08 | -1.7039e-09 | -4.541e-10 | 0 | 0 | 0 | 0 | 0 | 0 |  | 1.3272 | 0.6645 | 0.65979 | 1.3272 | 0.6645 | 0.65979 | -0.19653 | -98.2162 | 84.8198 | -0.19653 | -98.2162 | 84.8198
Line4_2_6 | 0.014228 | 1.3858 | 1.3727 | 0.014228 | 1.3858 | 1.3727 | 0.0032857 | 0.32003 | 0.31702 | 0.0032858 | 0.32003 | 0.31702 | 0.0030751 | 0.10951 | 0.10958 | -0.0030674 | -0.073081 | -0.072985 | 0.0030765 | 0.11598 | 0.11224 | -0.0030685 | -0.077266 | -0.074886 | -45.2119 | -144.8834 | 39.1571 | 134.7876 | 35.1166 | -140.8429 |  | 1.3238 | 0.49841 | 0.49482 | 1.3205 | 0.33232 | 0.32985 | -0.19946 | -98.2404 | 84.8444 | -0.2024 | -98.2888 | 84.8935
Line5_6_7 | 0.014228 | 1.3858 | 1.3727 | 0.014228 | 1.3858 | 1.3727 | 0.0032858 | 0.32003 | 0.31702 | 0.0032858 | 0.32003 | 0.31702 | 0.0030674 | 0.073081 | 0.072985 | -0.0030597 | -0.036653 | -0.036386 | 0.0030685 | 0.077266 | 0.074886 | -0.0030605 | -0.038556 | -0.037527 | -45.2124 | -144.8834 | 39.1571 | 134.7872 | 35.1166 | -140.8429 |  | 1.3205 | 0.33232 | 0.32985 | 1.3171 | 0.16623 | 0.16488 | -0.2024 | -98.2888 | 84.8935 | -0.20536 | -98.4341 | 85.0411
Line6_7_8 | 0 | 1.3882 | 1.3714 | 0 | 1.3882 | 1.3714 | 0 | 0.3206 | 0.31672 | 0 | 0.3206 | 0.31672 | 6.0143e-09 | 0.036326 | 0.036736 | -5.9944e-09 | 1.4522e-15 | -4.1157e-15 | -1.4486e-07 | 0.038994 | 0.037113 | 9.6464e-08 | -6.6167e-15 | 2.3454e-14 | 0 | -145.4623 | 39.7486 | 0 | 34.5377 | -140.2514 |  | 1.3171 | 0.16623 | 0.16488 | 1.3145 | 0 | 0 | -0.20536 | -98.4341 | 85.0411 | -0.20757 | 0 | 0
Line7_8_9 | 0 | 0 | 0 | 0 | 0 | 0 | 0 | 0 | 0 | 0 | 0 | 0 | 1.9981e-09 | -5.4355e-22 | -1.5438e-21 | -1.9981e-09 | 6.4023e-18 | -1.0837e-17 | -4.824e-08 | -6.3633e-22 | -2.0278e-21 | -1.5716e-11 | 1.9691e-17 | -1.5705e-18 | 0 | 0 | 0 | 0 | 0 | 0 |  | 1.3145 | 0 | 0 | 1.3145 | 0 | 0 | -0.20757 | 0 | 0 | -0.20757 | 0 | 0
Line8_8_10 | 0 | 0 | 0 | 0 | 0 | 0 | 0 | 0 | 0 | 0 | 0 | 0 | 1.9981e-09 | -5.4355e-22 | -1.5438e-21 | -1.9981e-09 | 6.4023e-18 | -1.0837e-17 | -4.824e-08 | -6.3633e-22 | -2.0278e-21 | -1.5716e-11 | 1.9691e-17 | -1.5705e-18 | 0 | 0 | 0 | 0 | 0 | 0 |  | 1.3145 | 0 | 0 | 1.3145 | 0 | 0 | -0.20757 | 0 | 0 | -0.20757 | 0 | 0
Line9_3_11 | 0.013927 | 0.013927 | 0.013927 | 0.013927 | 0.013927 | 0.013927 | 0.0032162 | 0.0032162 | 0.0032162 | 0.0032162 | 0.0032162 | 0.0032162 | 0.0030145 | 0.0012849 | -0.0013674 | -0.0030126 | -0.0012831 | 0.0013693 | 0.0030185 | -0.0017083 | 0.0016223 | -0.0030166 | 0.0017103 | -0.0016204 | -45.2358 | -45.2358 | -45.2358 | 134.7637 | 134.7638 | 134.7637 |  | 1.3264 | 0.66463 | 0.6597 | 1.3256 | 0.66476 | 0.65961 | -0.19725 | -98.2873 | 84.892 | -0.19796 | -98.3584 | 84.9642

## LLG_min_fault_6
name | pf_ikss_a_from_ka | pf_ikss_b_from_ka | pf_ikss_c_from_ka | pf_ikss_a_to_ka | pf_ikss_b_to_ka | pf_ikss_c_to_ka | pf_skss_a_from_mw | pf_skss_b_from_mw | pf_skss_c_from_mw | pf_skss_a_to_mw | pf_skss_b_to_mw | pf_skss_c_to_mw | pf_p_a_from_mw | pf_p_b_from_mw | pf_p_c_from_mw | pf_p_a_to_mw | pf_p_b_to_mw | pf_p_c_to_mw | pf_q_a_from_mvar | pf_q_b_from_mvar | pf_q_c_from_mvar | pf_q_a_to_mvar | pf_q_b_to_mvar | pf_q_c_to_mvar | pf_ikss_a_from_degree | pf_ikss_b_from_degree | pf_ikss_c_from_degree | pf_ikss_a_to_degree | pf_ikss_b_to_degree | pf_ikss_c_to_degree | 3xI0 | pf_vm_a_from_pu | pf_vm_b_from_pu | pf_vm_c_from_pu | pf_vm_a_to_pu | pf_vm_b_to_pu | pf_vm_c_to_pu | pf_va_a_from_degree | pf_va_b_from_degree | pf_va_c_from_degree | pf_va_a_to_degree | pf_va_b_to_degree | pf_va_c_to_degree
Line0_1_2 | 0.0028304 | 0.02815 | 0.028119 | 0.0028304 | 0.02815 | 0.028119 | 0.00065365 | 0.0065009 | 0.0064938 | 0.00065366 | 0.0065009 | 0.0064938 | 0.00047843 | 0.0045281 | 0.0037813 | -0.00047812 | -0.0045149 | -0.0037651 | 0.00047832 | 0.0037938 | 0.0045206 | -0.00047801 | -0.0037771 | -0.0045068 | -45.029 | -155.4276 | 65.1661 | 134.9706 | 24.5724 | -114.8339 |  | 1.035 | 0.90871 | 0.90757 | 1.0343 | 0.9055 | 0.90434 | -0.035151 | -115.47 | 115.2553 | -0.03591 | -115.512 | 115.2893
Line10_11_12 | 0.0027705 | 0.0027705 | 0.0027705 | 0.0027706 | 0.0027706 | 0.0027706 | 0.00063983 | 0.00063983 | 0.00063983 | 0.00063983 | 0.00063983 | 0.00063983 | 0.00046796 | 0.00019473 | -0.00054688 | -0.00046788 | -0.00019467 | 0.00054696 | 0.00046826 | -0.00054794 | 0.00019551 | -0.00046819 | 0.00054802 | -0.00019543 | -45.0538 | -45.0538 | -45.0538 | 134.9458 | 134.9458 | 134.9458 |  | 1.0347 | 0.90886 | 0.90771 | 1.0345 | 0.90893 | 0.90778 | -0.035521 | -115.4887 | 115.2745 | -0.035706 | -115.4981 | 115.2841
Line11_12_13 | 0.0027706 | 0.0027706 | 0.0027706 | 0.0027706 | 0.0027706 | 0.0027706 | 0.00063983 | 0.00063983 | 0.00063983 | 0.00063984 | 0.00063984 | 0.00063984 | 0.00046788 | 0.00019467 | -0.00054696 | -0.00046781 | -0.0001946 | 0.00054704 | 0.00046819 | -0.00054802 | 0.00019543 | -0.00046812 | 0.00054809 | -0.00019535 | -45.0543 | -45.0543 | -45.0543 | 134.9453 | 134.9453 | 134.9453 |  | 1.0345 | 0.90893 | 0.90778 | 1.0343 | 0.90901 | 0.90785 | -0.035706 | -115.4981 | 115.2841 | -0.035891 | -115.5074 | 115.2936
Line12_13_15 | 0 | 0 | 0 | 0 | 0 | 0 | 0 | 0 | 0 | 0 | 0 | 0 | 9.6656e-10 | -1.7915e-08 | 1.7138e-08 | -9.6419e-10 | 1.207e-08 | -1.1296e-08 | -2.2089e-08 | 7.6017e-09 | 9.0813e-09 | 1.4724e-08 | -4.8198e-09 | -6.3137e-09 | 0 | 0 | 0 | 0 | 0 | 0 |  | 1.0343 | 0.90901 | 0.90785 | 1.0343 | 0.90901 | 0.90785 | -0.035891 | -115.5074 | 115.2936 | -0.035891 | -115.5074 | 115.2936
Line13_13_14 | 0.0027706 | 0.0027706 | 0.0027706 | 0.0027707 | 0.0027707 | 0.0027707 | 0.00063985 | 0.00063985 | 0.00063985 | 0.00063986 | 0.00063986 | 0.00063986 | 0.00046781 | 0.00019462 | -0.00054706 | -0.00046774 | -0.00019455 | 0.00054714 | 0.00046814 | -0.0005481 | 0.00019534 | -0.00046807 | 0.00054818 | -0.00019526 | -45.0561 | -45.0561 | -45.0561 | 134.9434 | 134.9434 | 134.9434 |  | 1.0343 | 0.90901 | 0.90785 | 1.0342 | 0.90908 | 0.90791 | -0.035891 | -115.5074 | 115.2936 | -0.036076 | -115.5168 | 115.3032
Line14_15_16 | 0 | 0 | 0 | 0 | 0 | 0 | 0 | 0 | 0 | 0 | 0 | 0 | 6.4438e-10 | -1.1943e-08 | 1.1425e-08 | -6.4201e-10 | 6.0985e-09 | -5.583e-09 | -1.4726e-08 | 5.0678e-09 | 6.0542e-09 | 7.3609e-09 | -2.2859e-09 | -3.2866e-09 | 0 | 0 | 0 | 0 | 0 | 0 |  | 1.0343 | 0.90901 | 0.90785 | 1.0343 | 0.90901 | 0.90785 | -0.035891 | -115.5074 | 115.2936 | -0.035891 | -115.5074 | 115.2936
Line15_16_17 | 0 | 0 | 0 | 0 | 0 | 0 | 0 | 0 | 0 | 0 | 0 | 0 | 3.2219e-10 | -5.9716e-09 | 5.7127e-09 | -3.1982e-10 | 1.269e-10 | 1.2966e-10 | -7.3631e-09 | 2.5339e-09 | 3.0271e-09 | -2.257e-12 | 2.4802e-10 | -2.5947e-10 | 0 | 0 | 0 | 0 | 0 | 0 |  | 1.0343 | 0.90901 | 0.90785 | 1.0343 | 0.90901 | 0.90785 | -0.035891 | -115.5074 | 115.2936 | -0.035891 | -115.5074 | 115.2936
Line16_4_18 | 0 | 0 | 0 | 0 | 0 | 0 | 0 | 0 | 0 | 0 | 0 | 0 | 3.2344e-10 | -6.006e-09 | 5.7467e-09 | -3.2186e-10 | 1.2749e-10 | 1.3018e-10 | -7.4098e-09 | 2.5458e-09 | 3.0406e-09 | -2.2232e-12 | 2.495e-10 | -2.6098e-10 | 0 | 0 | 0 | 0 | 0 | 0 |  | 1.0348 | 0.90878 | 0.90764 | 1.0348 | 0.90878 | 0.90764 | -0.035338 | -115.4794 | 115.265 | -0.035339 | -115.4794 | 115.265
Line17_5_19 | 0 | 0 | 0 | 0 | 0 | 0 | 0 | 0 | 0 | 0 | 0 | 0 | 3.2386e-10 | -6.0176e-09 | 5.7582e-09 | -3.2255e-10 | 1.2769e-10 | 1.3035e-10 | -7.4256e-09 | 2.5498e-09 | 3.0451e-09 | -2.2118e-12 | 2.5e-10 | -2.615e-10 | 0 | 0 | 0 | 0 | 0 | 0 |  | 1.035 | 0.90871 | 0.90757 | 1.035 | 0.90871 | 0.90757 | -0.035151 | -115.47 | 115.2553 | -0.035151 | -115.47 | 115.2553
Line1_1_3 | 0.0027705 | 0.0027705 | 0.0027705 | 0.0027705 | 0.0027705 | 0.0027705 | 0.00063982 | 0.00063982 | 0.00063982 | 0.00063982 | 0.00063982 | 0.00063982 | 0.00046811 | 0.00019487 | -0.00054672 | -0.00046803 | -0.0001948 | 0.0005468 | 0.0004684 | -0.00054778 | 0.00019567 | -0.00046833 | 0.00054786 | -0.00019559 | -45.0528 | -45.0528 | -45.0528 | 134.9467 | 134.9467 | 134.9467 |  | 1.035 | 0.90871 | 0.90757 | 1.0348 | 0.90878 | 0.90764 | -0.035151 | -115.47 | 115.2553 | -0.035336 | -115.4793 | 115.2649
Line2_1_4 | 0.0027923 | 0.0027923 | 0.0027923 | 0.0027923 | 0.0027923 | 0.0027923 | 0.00064485 | 0.00064485 | 0.00064485 | 0.00064486 | 0.00064486 | 0.00064486 | 0.00047184 | 0.00019634 | -0.000551 | -0.00047177 | -0.00019627 | 0.00055108 | 0.00047203 | -0.00055211 | 0.00019727 | -0.00047196 | 0.00055219 | -0.00019719 | -45.0466 | -45.0466 | -45.0466 | 134.953 | 134.953 | 134.953 |  | 1.035 | 0.90871 | 0.90757 | 1.0348 | 0.90878 | 0.90764 | -0.035151 | -115.47 | 115.2553 | -0.035338 | -115.4794 | 115.265
Line3_1_5 | 0 | 0 | 0 | 0 | 0 | 0 | 0 | 0 | 0 | 0 | 0 | 0 | 6.4771e-10 | -1.2035e-08 | 1.1516e-08 | -6.464e-10 | 6.1453e-09 | -5.6279e-09 | -1.4851e-08 | 5.0997e-09 | 6.0902e-09 | 7.4234e-09 | -2.2998e-09 | -3.3066e-09 | 0 | 0 | 0 | 0 | 0 | 0 |  | 1.035 | 0.90871 | 0.90757 | 1.035 | 0.90871 | 0.90757 | -0.035151 | -115.47 | 115.2553 | -0.035151 | -115.47 | 115.2553
Line4_2_6 | 0.0028304 | 0.02815 | 0.028119 | 0.0028304 | 0.02815 | 0.028119 | 0.00065366 | 0.0065009 | 0.0064938 | 0.00065366 | 0.0065009 | 0.0064937 | 0.00047812 | 0.0045149 | 0.0037651 | -0.00047782 | -0.0045017 | -0.003749 | 0.00047801 | 0.0037771 | 0.0045068 | -0.0004777 | -0.0037604 | -0.0044929 | -45.0294 | -155.4276 | 65.1661 | 134.9701 | 24.5725 | -114.834 |  | 1.0343 | 0.9055 | 0.90434 | 1.0336 | 0.90229 | 0.90111 | -0.03591 | -115.512 | 115.2893 | -0.03667 | -115.5543 | 115.3234
Line5_6_7 | 0.0028304 | 0.02815 | 0.028119 | 0.0028305 | 0.02815 | 0.028119 | 0.00065366 | 0.0065009 | 0.0064937 | 0.00065367 | 0.0065009 | 0.0064937 | 0.00047782 | 0.0045017 | 0.003749 | -0.00047751 | -0.0044885 | -0.0037329 | 0.0004777 | 0.0037604 | 0.0044929 | -0.00047739 | -0.0037437 | -0.004479 | -45.0299 | -155.4275 | 65.166 | 134.9697 | 24.5725 | -114.834 |  | 1.0336 | 0.90229 | 0.90111 | 1.033 | 0.89908 | 0.89788 | -0.03667 | -115.5543 | 115.3234 | -0.037431 | -115.5969 | 115.3578
Line6_7_8 | 0 | 0.029257 | 0.029217 | 0 | 0.029257 | 0.029217 | 0 | 0.0067565 | 0.0067474 | 0 | 0.0067565 | 0.0067474 | 9.3263e-10 | 0.0042929 | 0.0042858 | -9.3321e-10 | -0.0042797 | -0.0042682 | -2.2602e-08 | 0.0042979 | 0.004282 | 1.5073e-08 | -0.0042797 | -0.0042682 | 0 | -160.6303 | 70.3826 | 0 | 19.3697 | -109.6174 |  | 1.033 | 0.89908 | 0.89788 | 1.0325 | 0.8958 | 0.89458 | -0.037431 | -115.5969 | 115.3578 | -0.037999 | -115.6302 | 115.3826
Line7_8_9 | 0 | 0 | 0 | 0 | 0 | 0 | 0 | 0 | 0 | 0 | 0 | 0 | 3.105e-10 | -6.0683e-09 | 5.7294e-09 | -3.122e-10 | 1.6897e-10 | 1.7166e-10 | -7.5375e-09 | 2.5894e-09 | 3.0538e-09 | -2.3851e-12 | 2.3775e-10 | -2.5085e-10 | 0 | 0 | 0 | 0 | 0 | 0 |  | 1.0325 | 0.8958 | 0.89458 | 1.0325 | 0.8958 | 0.89458 | -0.037999 | -115.6302 | 115.3826 | -0.037999 | -115.6302 | 115.3826
Line8_8_10 | 0 | 0 | 0 | 0 | 0 | 0 | 0 | 0 | 0 | 0 | 0 | 0 | 3.105e-10 | -6.0683e-09 | 5.7294e-09 | -3.122e-10 | 1.6897e-10 | 1.7166e-10 | -7.5375e-09 | 2.5894e-09 | 3.0538e-09 | -2.385e-12 | 2.3775e-10 | -2.5085e-10 | 0 | 0 | 0 | 0 | 0 | 0 |  | 1.0325 | 0.8958 | 0.89458 | 1.0325 | 0.8958 | 0.89458 | -0.037999 | -115.6302 | 115.3826 | -0.037999 | -115.6302 | 115.3826
Line9_3_11 | 0.0027705 | 0.0027705 | 0.0027705 | 0.0027705 | 0.0027705 | 0.0027705 | 0.00063982 | 0.00063982 | 0.00063982 | 0.00063983 | 0.00063983 | 0.00063983 | 0.00046803 | 0.0001948 | -0.0005468 | -0.00046796 | -0.00019473 | 0.00054688 | 0.00046833 | -0.00054786 | 0.00019559 | -0.00046826 | 0.00054794 | -0.00019551 | -45.0533 | -45.0533 | -45.0533 | 134.9462 | 134.9462 | 134.9462 |  | 1.0348 | 0.90878 | 0.90764 | 1.0347 | 0.90886 | 0.90771 | -0.035336 | -115.4793 | 115.2649 | -0.035521 | -115.4887 | 115.2745

## LLG_min_fault_10
name | pf_ikss_a_from_ka | pf_ikss_b_from_ka | pf_ikss_c_from_ka | pf_ikss_a_to_ka | pf_ikss_b_to_ka | pf_ikss_c_to_ka | pf_skss_a_from_mw | pf_skss_b_from_mw | pf_skss_c_from_mw | pf_skss_a_to_mw | pf_skss_b_to_mw | pf_skss_c_to_mw | pf_p_a_from_mw | pf_p_b_from_mw | pf_p_c_from_mw | pf_p_a_to_mw | pf_p_b_to_mw | pf_p_c_to_mw | pf_q_a_from_mvar | pf_q_b_from_mvar | pf_q_c_from_mvar | pf_q_a_to_mvar | pf_q_b_to_mvar | pf_q_c_to_mvar | pf_ikss_a_from_degree | pf_ikss_b_from_degree | pf_ikss_c_from_degree | pf_ikss_a_to_degree | pf_ikss_b_to_degree | pf_ikss_c_to_degree | 3xI0 | pf_vm_a_from_pu | pf_vm_b_from_pu | pf_vm_c_from_pu | pf_vm_a_to_pu | pf_vm_b_to_pu | pf_vm_c_to_pu | pf_va_a_from_degree | pf_va_b_from_degree | pf_va_c_from_degree | pf_va_a_to_degree | pf_va_b_to_degree | pf_va_c_to_degree
Line0_1_2 | 0.0026814 | 0.026668 | 0.026639 | 0.0026814 | 0.026668 | 0.026639 | 0.00061925 | 0.0061587 | 0.006152 | 0.00061925 | 0.0061587 | 0.006152 | 0.00042939 | 0.004064 | 0.0033937 | -0.00042912 | -0.0040522 | -0.0033792 | 0.0004293 | 0.003405 | 0.0040573 | -0.00042902 | -0.00339 | -0.0040449 | -45.029 | -155.4276 | 65.1661 | 134.9706 | 24.5724 | -114.8339 |  | 0.98052 | 0.86088 | 0.85981 | 0.97988 | 0.85784 | 0.85675 | -0.035151 | -115.47 | 115.2553 | -0.03591 | -115.512 | 115.2893
Line10_11_12 | 0.0026247 | 0.0026247 | 0.0026247 | 0.0026247 | 0.0026247 | 0.0026247 | 0.00060615 | 0.00060615 | 0.00060615 | 0.00060616 | 0.00060616 | 0.00060616 | 0.00042 | 0.00017478 | -0.00049083 | -0.00041993 | -0.00017472 | 0.0004909 | 0.00042026 | -0.00049178 | 0.00017547 | -0.0004202 | 0.00049185 | -0.0001754 | -45.0538 | -45.0538 | -45.0538 | 134.9458 | 134.9458 | 134.9458 |  | 0.9802 | 0.86102 | 0.85994 | 0.98005 | 0.86109 | 0.86 | -0.035521 | -115.4887 | 115.2745 | -0.035706 | -115.4981 | 115.2841
Line11_12_13 | 0.0026247 | 0.0026247 | 0.0026247 | 0.0026248 | 0.0026248 | 0.0026248 | 0.00060616 | 0.00060616 | 0.00060616 | 0.00060616 | 0.00060616 | 0.00060616 | 0.00041993 | 0.00017472 | -0.0004909 | -0.00041986 | -0.00017465 | 0.00049097 | 0.0004202 | -0.00049185 | 0.0001754 | -0.00042014 | 0.00049192 | -0.00017533 | -45.0543 | -45.0543 | -45.0543 | 134.9453 | 134.9453 | 134.9453 |  | 0.98005 | 0.86109 | 0.86 | 0.97989 | 0.86116 | 0.86006 | -0.035706 | -115.4981 | 115.2841 | -0.035891 | -115.5074 | 115.2936
Line12_13_15 | 0 | 0 | 0 | 0 | 0 | 0 | 0 | 0 | 0 | 0 | 0 | 0 | 8.675e-10 | -1.6079e-08 | 1.5381e-08 | -8.6537e-10 | 1.0833e-08 | -1.0138e-08 | -1.9825e-08 | 6.8225e-09 | 8.1505e-09 | 1.3215e-08 | -4.3258e-09 | -5.6666e-09 | 0 | 0 | 0 | 0 | 0 | 0 |  | 0.97989 | 0.86116 | 0.86006 | 0.97989 | 0.86116 | 0.86006 | -0.035891 | -115.5074 | 115.2936 | -0.035891 | -115.5074 | 115.2936
Line13_13_14 | 0.0026248 | 0.0026248 | 0.0026248 | 0.0026248 | 0.0026248 | 0.0026248 | 0.00060617 | 0.00060617 | 0.00060617 | 0.00060618 | 0.00060618 | 0.00060618 | 0.00041986 | 0.00017467 | -0.00049099 | -0.0004198 | -0.00017461 | 0.00049106 | 0.00042016 | -0.00049193 | 0.00017532 | -0.0004201 | 0.000492 | -0.00017525 | -45.0561 | -45.0561 | -45.0561 | 134.9434 | 134.9434 | 134.9434 |  | 0.97989 | 0.86116 | 0.86006 | 0.97973 | 0.86123 | 0.86013 | -0.035891 | -115.5074 | 115.2936 | -0.036076 | -115.5168 | 115.3032
Line14_15_16 | 0 | 0 | 0 | 0 | 0 | 0 | 0 | 0 | 0 | 0 | 0 | 0 | 5.7833e-10 | -1.0719e-08 | 1.0254e-08 | -5.762e-10 | 5.4734e-09 | -5.0108e-09 | -1.3217e-08 | 4.5484e-09 | 5.4337e-09 | 6.6064e-09 | -2.0516e-09 | -2.9497e-09 | 0 | 0 | 0 | 0 | 0 | 0 |  | 0.97989 | 0.86116 | 0.86006 | 0.97989 | 0.86116 | 0.86006 | -0.035891 | -115.5074 | 115.2936 | -0.035891 | -115.5074 | 115.2936
Line15_16_17 | 0 | 0 | 0 | 0 | 0 | 0 | 0 | 0 | 0 | 0 | 0 | 0 | 2.8917e-10 | -5.3596e-09 | 5.1272e-09 | -2.8704e-10 | 1.139e-10 | 1.1637e-10 | -6.6085e-09 | 2.2742e-09 | 2.7168e-09 | -2.0256e-12 | 2.226e-10 | -2.3287e-10 | 0 | 0 | 0 | 0 | 0 | 0 |  | 0.97989 | 0.86116 | 0.86006 | 0.97989 | 0.86116 | 0.86006 | -0.035891 | -115.5074 | 115.2936 | -0.035891 | -115.5074 | 115.2936
Line16_4_18 | 0 | 0 | 0 | 0 | 0 | 0 | 0 | 0 | 0 | 0 | 0 | 0 | 2.9029e-10 | -5.3904e-09 | 5.1577e-09 | -2.8887e-10 | 1.1443e-10 | 1.1683e-10 | -6.6504e-09 | 2.2849e-09 | 2.7289e-09 | -1.9954e-12 | 2.2393e-10 | -2.3424e-10 | 0 | 0 | 0 | 0 | 0 | 0 |  | 0.98036 | 0.86095 | 0.85987 | 0.98036 | 0.86095 | 0.85987 | -0.035338 | -115.4794 | 115.265 | -0.035339 | -115.4794 | 115.265
Line17_5_19 | 0 | 0 | 0 | 0 | 0 | 0 | 0 | 0 | 0 | 0 | 0 | 0 | 2.9066e-10 | -5.4008e-09 | 5.168e-09 | -2.8949e-10 | 1.146e-10 | 1.1699e-10 | -6.6645e-09 | 2.2885e-09 | 2.733e-09 | -1.9851e-12 | 2.2438e-10 | -2.3469e-10 | 0 | 0 | 0 | 0 | 0 | 0 |  | 0.98052 | 0.86088 | 0.85981 | 0.98052 | 0.86088 | 0.85981 | -0.035151 | -115.47 | 115.2553 | -0.035151 | -115.47 | 115.2553
Line1_1_3 | 0.0026247 | 0.0026247 | 0.0026247 | 0.0026247 | 0.0026247 | 0.0026247 | 0.00060614 | 0.00060614 | 0.00060614 | 0.00060615 | 0.00060615 | 0.00060615 | 0.00042013 | 0.0001749 | -0.00049069 | -0.00042006 | -0.00017484 | 0.00049076 | 0.00042039 | -0.00049163 | 0.00017561 | -0.00042033 | 0.00049171 | -0.00017554 | -45.0528 | -45.0528 | -45.0528 | 134.9467 | 134.9467 | 134.9467 |  | 0.98052 | 0.86088 | 0.85981 | 0.98036 | 0.86095 | 0.85987 | -0.035151 | -115.47 | 115.2553 | -0.035336 | -115.4793 | 115.2649
Line2_1_4 | 0.0026453 | 0.0026453 | 0.0026453 | 0.0026454 | 0.0026454 | 0.0026454 | 0.00061091 | 0.00061091 | 0.00061091 | 0.00061092 | 0.00061092 | 0.00061092 | 0.00042348 | 0.00017622 | -0.00049453 | -0.00042341 | -0.00017616 | 0.0004946 | 0.00042365 | -0.00049552 | 0.00017705 | -0.00042359 | 0.00049559 | -0.00017698 | -45.0466 | -45.0466 | -45.0466 | 134.953 | 134.953 | 134.953 |  | 0.98052 | 0.86088 | 0.85981 | 0.98036 | 0.86095 | 0.85987 | -0.035151 | -115.47 | 115.2553 | -0.035338 | -115.4794 | 115.265
Line3_1_5 | 0 | 0 | 0 | 0 | 0 | 0 | 0 | 0 | 0 | 0 | 0 | 0 | 5.8133e-10 | -1.0802e-08 | 1.0336e-08 | -5.8015e-10 | 5.5154e-09 | -5.0511e-09 | -1.3329e-08 | 4.577e-09 | 5.466e-09 | 6.6625e-09 | -2.0641e-09 | -2.9677e-09 | 0 | 0 | 0 | 0 | 0 | 0 |  | 0.98052 | 0.86088 | 0.85981 | 0.98052 | 0.86088 | 0.85981 | -0.035151 | -115.47 | 115.2553 | -0.035151 | -115.47 | 115.2553
Line4_2_6 | 0.0026814 | 0.026668 | 0.026639 | 0.0026815 | 0.026668 | 0.026639 | 0.00061925 | 0.0061587 | 0.006152 | 0.00061926 | 0.0061587 | 0.006152 | 0.00042912 | 0.0040522 | 0.0033792 | -0.00042884 | -0.0040403 | -0.0033648 | 0.00042902 | 0.00339 | 0.0040449 | -0.00042874 | -0.003375 | -0.0040324 | -45.0294 | -155.4276 | 65.1661 | 134.9701 | 24.5725 | -114.834 |  | 0.97988 | 0.85784 | 0.85675 | 0.97924 | 0.8548 | 0.85369 | -0.03591 | -115.512 | 115.2893 | -0.03667 | -115.5543 | 115.3234
Line5_6_7 | 0.0026815 | 0.026668 | 0.026639 | 0.0026815 | 0.026668 | 0.026639 | 0.00061926 | 0.0061587 | 0.006152 | 0.00061926 | 0.0061587 | 0.006152 | 0.00042884 | 0.0040403 | 0.0033648 | -0.00042857 | -0.0040284 | -0.0033503 | 0.00042874 | 0.003375 | 0.0040324 | -0.00042846 | -0.00336 | -0.00402 | -45.0299 | -155.4275 | 65.166 | 134.9697 | 24.5725 | -114.834 |  | 0.97924 | 0.8548 | 0.85369 | 0.97861 | 0.85176 | 0.85062 | -0.03667 | -115.5543 | 115.3234 | -0.037431 | -115.5969 | 115.3578
Line6_7_8 | 0 | 0.027717 | 0.027679 | 0 | 0.027717 | 0.027679 | 0 | 0.0064009 | 0.0063923 | 0 | 0.0064009 | 0.0063922 | 8.3704e-10 | 0.0038529 | 0.0038465 | -8.3756e-10 | -0.0038411 | -0.0038307 | -2.0285e-08 | 0.0038574 | 0.0038432 | 1.3528e-08 | -0.0038411 | -0.0038307 | 0 | -160.6303 | 70.3826 | 0 | 19.3697 | -109.6174 |  | 0.97861 | 0.85176 | 0.85062 | 0.97813 | 0.84865 | 0.8475 | -0.037431 | -115.5969 | 115.3578 | -0.037999 | -115.6302 | 115.3826
Line7_8_9 | 0 | 0 | 0 | 0 | 0 | 0 | 0 | 0 | 0 | 0 | 0 | 0 | 2.7868e-10 | -5.4463e-09 | 5.1422e-09 | -2.8021e-10 | 1.5165e-10 | 1.5407e-10 | -6.7649e-09 | 2.324e-09 | 2.7408e-09 | -2.1406e-12 | 2.1338e-10 | -2.2514e-10 | 0 | 0 | 0 | 0 | 0 | 0 |  | 0.97813 | 0.84865 | 0.8475 | 0.97813 | 0.84865 | 0.8475 | -0.037999 | -115.6302 | 115.3826 | -0.037999 | -115.6302 | 115.3826
Line8_8_10 | 0 | 0 | 0 | 0 | 0 | 0 | 0 | 0 | 0 | 0 | 0 | 0 | 2.7868e-10 | -5.4463e-09 | 5.1422e-09 | -2.8021e-10 | 1.5165e-10 | 1.5407e-10 | -6.7649e-09 | 2.324e-09 | 2.7408e-09 | -2.1406e-12 | 2.1338e-10 | -2.2514e-10 | 0 | 0 | 0 | 0 | 0 | 0 |  | 0.97813 | 0.84865 | 0.8475 | 0.97813 | 0.84865 | 0.8475 | -0.037999 | -115.6302 | 115.3826 | -0.037999 | -115.6302 | 115.3826
Line9_3_11 | 0.0026247 | 0.0026247 | 0.0026247 | 0.0026247 | 0.0026247 | 0.0026247 | 0.00060615 | 0.00060615 | 0.00060615 | 0.00060615 | 0.00060615 | 0.00060615 | 0.00042006 | 0.00017484 | -0.00049076 | -0.00042 | -0.00017478 | 0.00049083 | 0.00042033 | -0.0004917 | 0.00017554 | -0.00042026 | 0.00049178 | -0.00017547 | -45.0533 | -45.0533 | -45.0533 | 134.9462 | 134.9462 | 134.9462 |  | 0.98036 | 0.86095 | 0.85987 | 0.9802 | 0.86102 | 0.85994 | -0.035336 | -115.4793 | 115.2649 | -0.035521 | -115.4887 | 115.2745