## LLL_max_6
name | pf_ikss_from_ka | pf_ikss_to_ka | pf_ip_from_ka | pf_ip_to_ka | pf_skss_from_mw | pf_skss_to_mw | pf_p_from_mw | pf_p_to_mw | pf_q_from_mvar | pf_q_to_mvar | pf_ikss_from_degree | pf_ikss_to_degree | pf_vm_from_pu | pf_vm_to_pu | pf_va_from_degree | pf_va_to_degree
Line0_1_2 | 2.1767 | 2.1767 | 0 | 0 | 1.508 | 1.508 | 0.56854 | -0.42641 | 1.1371 | -0.85282 | -67.8829 | 112.1171 | 0.84302 | 0.63226 | -4.4479 | -4.4479
Line10_11_12 | 0 | 0 | 0 | 0 | 0 | 0 | 0 | 0 | 0 | 0 | 0 | 0 | 0.84302 | 0.84302 | -4.4479 | -4.4479
Line11_12_13 | 0 | 0 | 0 | 0 | 0 | 0 | 0 | 0 | 0 | 0 | 0 | 0 | 0.84302 | 0.84302 | -4.4479 | -4.4479
Line12_13_15 | 0 | 0 | 0 | 0 | 0 | 0 | 0 | 0 | 0 | 0 | 0 | 0 | 0.84302 | 0.84302 | -4.4479 | -4.4479
Line13_13_14 | 0 | 0 | 0 | 0 | 0 | 0 | 0 | 0 | 0 | 0 | 0 | 0 | 0.84302 | 0.84302 | -4.4479 | -4.4479
Line14_15_16 | 0 | 0 | 0 | 0 | 0 | 0 | 0 | 0 | 0 | 0 | 0 | 0 | 0.84302 | 0.84302 | -4.4479 | -4.4479
Line15_16_17 | 0 | 0 | 0 | 0 | 0 | 0 | 0 | 0 | 0 | 0 | 0 | 0 | 0.84302 | 0.84302 | -4.4479 | -4.4479
Line16_4_18 | 0 | 0 | 0 | 0 | 0 | 0 | 0 | 0 | 0 | 0 | 0 | 0 | 0.84302 | 0.84302 | -4.4479 | -4.4479
Line17_5_19 | 0 | 0 | 0 | 0 | 0 | 0 | 0 | 0 | 0 | 0 | 0 | 0 | 0.84302 | 0.84302 | -4.4479 | -4.4479
Line1_1_3 | 0 | 0 | 0 | 0 | 0 | 0 | 0 | 0 | 0 | 0 | 0 | 0 | 0.84302 | 0.84302 | -4.4479 | -4.4479
Line2_1_4 | 0 | 0 | 0 | 0 | 0 | 0 | 0 | 0 | 0 | 0 | 0 | 0 | 0.84302 | 0.84302 | -4.4479 | -4.4479
Line3_1_5 | 0 | 0 | 0 | 0 | 0 | 0 | 0 | 0 | 0 | 0 | 0 | 0 | 0.84302 | 0.84302 | -4.4479 | -4.4479
Line4_2_6 | 2.1767 | 2.1767 | 0 | 0 | 1.508 | 1.508 | 0.42641 | -0.28427 | 0.85282 | -0.56854 | -67.8829 | 112.1171 | 0.63226 | 0.42151 | -4.4479 | -4.4479
Line5_6_7 | 2.1767 | 2.1767 | 0 | 0 | 1.508 | 1.508 | 0.28427 | -0.14214 | 0.56854 | -0.28427 | -67.8829 | 112.1171 | 0.42151 | 0.21075 | -4.4479 | -4.4479
Line6_7_8 | 2.1767 | 2.1767 | 0 | 4.0311 | 1.508 | 1.508 | 0.14214 | -1e-07 | 0.28427 | -1e-07 | -67.8829 | 112.1171 | 0.21075 | 0 | -4.4479 | 0
Line7_8_9 | 0 | 0 | 0 | 0 | 0 | 0 | 7.9247e-22 | 0 | 4.6423e-22 | 0 | 0 | 0 | 0 | 0 | 0 | 0
Line8_8_10 | 0 | 0 | 0 | 0 | 0 | 0 | 7.9247e-22 | 0 | 4.6423e-22 | 0 | 0 | 0 | 0 | 0 | 0 | 0
Line9_3_11 | 0 | 0 | 0 | 0 | 0 | 0 | 0 | 0 | 0 | 0 | 0 | 0 | 0.84302 | 0.84302 | -4.4479 | -4.4479

## LLL_max_10
name | pf_ikss_from_ka | pf_ikss_to_ka | pf_ip_from_ka | pf_ip_to_ka | pf_skss_from_mw | pf_skss_to_mw | pf_p_from_mw | pf_p_to_mw | pf_q_from_mvar | pf_q_to_mvar | pf_ikss_from_degree | pf_ikss_to_degree | pf_vm_from_pu | pf_vm_to_pu | pf_va_from_degree | pf_va_to_degree
Line0_1_2 | 2.259 | 2.259 | 0 | 0 | 1.5651 | 1.5651 | 0.61237 | -0.45928 | 1.2247 | -0.91856 | -68.05 | 111.95 | 0.87491 | 0.65618 | -4.615 | -4.615
Line10_11_12 | 0 | 0 | 0 | 0 | 0 | 0 | 0 | 0 | 0 | 0 | 0 | 0 | 0.87491 | 0.87491 | -4.615 | -4.615
Line11_12_13 | 0 | 0 | 0 | 0 | 0 | 0 | 0 | 0 | 0 | 0 | 0 | 0 | 0.87491 | 0.87491 | -4.615 | -4.615
Line12_13_15 | 0 | 0 | 0 | 0 | 0 | 0 | 0 | 0 | 0 | 0 | 0 | 0 | 0.87491 | 0.87491 | -4.615 | -4.615
Line13_13_14 | 0 | 0 | 0 | 0 | 0 | 0 | 0 | 0 | 0 | 0 | 0 | 0 | 0.87491 | 0.87491 | -4.615 | -4.615
Line14_15_16 | 0 | 0 | 0 | 0 | 0 | 0 | 0 | 0 | 0 | 0 | 0 | 0 | 0.87491 | 0.87491 | -4.615 | -4.615
Line15_16_17 | 0 | 0 | 0 | 0 | 0 | 0 | 0 | 0 | 0 | 0 | 0 | 0 | 0.87491 | 0.87491 | -4.615 | -4.615
Line16_4_18 | 0 | 0 | 0 | 0 | 0 | 0 | 0 | 0 | 0 | 0 | 0 | 0 | 0.87491 | 0.87491 | -4.615 | -4.615
Line17_5_19 | 0 | 0 | 0 | 0 | 0 | 0 | 0 | 0 | 0 | 0 | 0 | 0 | 0.87491 | 0.87491 | -4.615 | -4.615
Line1_1_3 | 0 | 0 | 0 | 0 | 0 | 0 | 0 | 0 | 0 | 0 | 0 | 0 | 0.87491 | 0.87491 | -4.615 | -4.615
Line2_1_4 | 0 | 0 | 0 | 0 | 0 | 0 | 0 | 0 | 0 | 0 | 0 | 0 | 0.87491 | 0.87491 | -4.615 | -4.615
Line3_1_5 | 0 | 0 | 0 | 0 | 0 | 0 | 0 | 0 | 0 | 0 | 0 | 0 | 0.87491 | 0.87491 | -4.615 | -4.615
Line4_2_6 | 2.259 | 2.259 | 0 | 0 | 1.5651 | 1.5651 | 0.45928 | -0.30619 | 0.91856 | -0.61237 | -68.05 | 111.95 | 0.65618 | 0.43745 | -4.615 | -4.615
Line5_6_7 | 2.259 | 2.259 | 0 | 0 | 1.5651 | 1.5651 | 0.30619 | -0.15309 | 0.61237 | -0.30619 | -68.05 | 111.95 | 0.43745 | 0.21873 | -4.615 | -4.615
Line6_7_8 | 2.259 | 2.259 | 0 | 4.1931 | 1.5651 | 1.5651 | 0.15309 | -1e-07 | 0.30619 | -1e-07 | -68.05 | 111.95 | 0.21873 | 0 | -4.615 | 0
Line7_8_9 | 0 | 0 | 0 | 0 | 0 | 0 | 1.1123e-21 | 0 | -5.2195e-22 | 0 | 0 | 0 | 0 | 0 | 0 | 0
Line8_8_10 | 0 | 0 | 0 | 0 | 0 | 0 | 1.1123e-21 | 0 | -5.2195e-22 | 0 | 0 | 0 | 0 | 0 | 0 | 0
Line9_3_11 | 0 | 0 | 0 | 0 | 0 | 0 | 0 | 0 | 0 | 0 | 0 | 0 | 0.87491 | 0.87491 | -4.615 | -4.615

## LLL_max_fault_6
name | pf_ikss_from_ka | pf_ikss_to_ka | pf_ip_from_ka | pf_ip_to_ka | pf_skss_from_mw | pf_skss_to_mw | pf_p_from_mw | pf_p_to_mw | pf_q_from_mvar | pf_q_to_mvar | pf_ikss_from_degree | pf_ikss_to_degree | pf_vm_from_pu | pf_vm_to_pu | pf_va_from_degree | pf_va_to_degree
Line0_1_2 | 0.033802 | 0.033802 | 0 | 0 | 0.023418 | 0.023418 | 0.017275 | -0.017241 | 0.017412 | -0.017344 | -45.346 | 134.654 | 1.0474 | 1.0443 | -0.11952 | -0.17563
Line10_11_12 | 0 | 0 | 0 | 0 | 0 | 0 | 0 | 0 | 0 | 0 | 0 | 0 | 1.0474 | 1.0474 | -0.11952 | -0.11952
Line11_12_13 | 0 | 0 | 0 | 0 | 0 | 0 | 0 | 0 | 0 | 0 | 0 | 0 | 1.0474 | 1.0474 | -0.11952 | -0.11952
Line12_13_15 | 0 | 0 | 0 | 0 | 0 | 0 | 0 | 0 | 0 | 0 | 0 | 0 | 1.0474 | 1.0474 | -0.11952 | -0.11952
Line13_13_14 | 0 | 0 | 0 | 0 | 0 | 0 | 0 | 0 | 0 | 0 | 0 | 0 | 1.0474 | 1.0474 | -0.11952 | -0.11952
Line14_15_16 | 0 | 0 | 0 | 0 | 0 | 0 | 0 | 0 | 0 | 0 | 0 | 0 | 1.0474 | 1.0474 | -0.11952 | -0.11952
Line15_16_17 | 0 | 0 | 0 | 0 | 0 | 0 | 0 | 0 | 0 | 0 | 0 | 0 | 1.0474 | 1.0474 | -0.11952 | -0.11952
Line16_4_18 | 0 | 0 | 0 | 0 | 0 | 0 | 0 | 0 | 0 | 0 | 0 | 0 | 1.0474 | 1.0474 | -0.11952 | -0.11952
Line17_5_19 | 0 | 0 | 0 | 0 | 0 | 0 | 0 | 0 | 0 | 0 | 0 | 0 | 1.0474 | 1.0474 | -0.11952 | -0.11952
Line1_1_3 | 0 | 0 | 0 | 0 | 0 | 0 | 0 | 0 | 0 | 0 | 0 | 0 | 1.0474 | 1.0474 | -0.11952 | -0.11952
Line2_1_4 | 0 | 0 | 0 | 0 | 0 | 0 | 0 | 0 | 0 | 0 | 0 | 0 | 1.0474 | 1.0474 | -0.11952 | -0.11952
Line3_1_5 | 0 | 0 | 0 | 0 | 0 | 0 | 0 | 0 | 0 | 0 | 0 | 0 | 1.0474 | 1.0474 | -0.11952 | -0.11952
Line4_2_6 | 0.033802 | 0.033802 | 0 | 0 | 0.023418 | 0.023418 | 0.017241 | -0.017207 | 0.017344 | -0.017275 | -45.346 | 134.654 | 1.0443 | 1.0412 | -0.17563 | -0.23207
Line5_6_7 | 0.033802 | 0.033802 | 0 | 0 | 0.023418 | 0.023418 | 0.017207 | -0.017173 | 0.017275 | -0.017207 | -45.346 | 134.654 | 1.0412 | 1.0381 | -0.23207 | -0.28886
Line6_7_8 | 0.033802 | 0.033802 | 0 | 0.0626 | 0.023418 | 0.023418 | 0.017173 | -0.017138 | 0.017207 | -0.017138 | -45.346 | 134.654 | 1.0381 | 1.035 | -0.28886 | -0.34598
Line7_8_9 | 0 | 0 | 0 | 0 | 0 | 0 | -1.7102e-10 | 0 | 7.2182e-11 | 0 | 0 | 0 | 1.035 | 1.035 | -0.34598 | -0.34598
Line8_8_10 | 0 | 0 | 0 | 0 | 0 | 0 | -1.7102e-10 | 0 | 7.2182e-11 | 0 | 0 | 0 | 1.035 | 1.035 | -0.34598 | -0.34598
Line9_3_11 | 0 | 0 | 0 | 0 | 0 | 0 | 0 | 0 | 0 | 0 | 0 | 0 | 1.0474 | 1.0474 | -0.11952 | -0.11952

## LLL_max_fault_10
name | pf_ikss_from_ka | pf_ikss_to_ka | pf_ip_from_ka | pf_ip_to_ka | pf_skss_from_mw | pf_skss_to_mw | pf_p_from_mw | pf_p_to_mw | pf_q_from_mvar | pf_q_to_mvar | pf_ikss_from_degree | pf_ikss_to_degree | pf_vm_from_pu | pf_vm_to_pu | pf_va_from_degree | pf_va_to_degree
Line0_1_2 | 0.035407 | 0.035407 | 0 | 0 | 0.024531 | 0.024531 | 0.018955 | -0.018918 | 0.019106 | -0.019031 | -45.3516 | 134.6484 | 1.0971 | 1.0939 | -0.12515 | -0.18126
Line10_11_12 | 0 | 0 | 0 | 0 | 0 | 0 | 0 | 0 | 0 | 0 | 0 | 0 | 1.0971 | 1.0971 | -0.12515 | -0.12515
Line11_12_13 | 0 | 0 | 0 | 0 | 0 | 0 | 0 | 0 | 0 | 0 | 0 | 0 | 1.0971 | 1.0971 | -0.12515 | -0.12515
Line12_13_15 | 0 | 0 | 0 | 0 | 0 | 0 | 0 | 0 | 0 | 0 | 0 | 0 | 1.0971 | 1.0971 | -0.12515 | -0.12515
Line13_13_14 | 0 | 0 | 0 | 0 | 0 | 0 | 0 | 0 | 0 | 0 | 0 | 0 | 1.0971 | 1.0971 | -0.12515 | -0.12515
Line14_15_16 | 0 | 0 | 0 | 0 | 0 | 0 | 0 | 0 | 0 | 0 | 0 | 0 | 1.0971 | 1.0971 | -0.12515 | -0.12515
Line15_16_17 | 0 | 0 | 0 | 0 | 0 | 0 | 0 | 0 | 0 | 0 | 0 | 0 | 1.0971 | 1.0971 | -0.12515 | -0.12515
Line16_4_18 | 0 | 0 | 0 | 0 | 0 | 0 | 0 | 0 | 0 | 0 | 0 | 0 | 1.0971 | 1.0971 | -0.12515 | -0.12515
Line17_5_19 | 0 | 0 | 0 | 0 | 0 | 0 | 0 | 0 | 0 | 0 | 0 | 0 | 1.0971 | 1.0971 | -0.12515 | -0.12515
Line1_1_3 | 0 | 0 | 0 | 0 | 0 | 0 | 0 | 0 | 0 | 0 | 0 | 0 | 1.0971 | 1.0971 | -0.12515 | -0.12515
Line2_1_4 | 0 | 0 | 0 | 0 | 0 | 0 | 0 | 0 | 0 | 0 | 0 | 0 | 1.0971 | 1.0971 | -0.12515 | -0.12515
Line3_1_5 | 0 | 0 | 0 | 0 | 0 | 0 | 0 | 0 | 0 | 0 | 0 | 0 | 1.0971 | 1.0971 | -0.12515 | -0.12515
Line4_2_6 | 0.035407 | 0.035407 | 0 | 0 | 0.024531 | 0.024531 | 0.018918 | -0.01888 | 0.019031 | -0.018955 | -45.3516 | 134.6484 | 1.0939 | 1.0906 | -0.18126 | -0.23771
Line5_6_7 | 0.035407 | 0.035407 | 0 | 0 | 0.024531 | 0.024531 | 0.01888 | -0.018842 | 0.018955 | -0.01888 | -45.3516 | 134.6484 | 1.0906 | 1.0874 | -0.23771 | -0.29449
Line6_7_8 | 0.035407 | 0.035407 | 0 | 0.065722 | 0.024531 | 0.024531 | 0.018842 | -0.018805 | 0.01888 | -0.018805 | -45.3516 | 134.6484 | 1.0874 | 1.0841 | -0.29449 | -0.35161
Line7_8_9 | 0 | 0 | 0 | 0 | 0 | 0 | -1.8919e-10 | 0 | 8.0501e-11 | 0 | 0 | 0 | 1.0841 | 1.0841 | -0.35161 | -0.35161
Line8_8_10 | 0 | 0 | 0 | 0 | 0 | 0 | -1.8919e-10 | 0 | 8.0501e-11 | 0 | 0 | 0 | 1.0841 | 1.0841 | -0.35161 | -0.35161
Line9_3_11 | 0 | 0 | 0 | 0 | 0 | 0 | 0 | 0 | 0 | 0 | 0 | 0 | 1.0971 | 1.0971 | -0.12515 | -0.12515

## LLL_min_6
name | pf_ikss_from_ka | pf_ikss_to_ka | pf_ip_from_ka | pf_ip_to_ka | pf_skss_from_mw | pf_skss_to_mw | pf_p_from_mw | pf_p_to_mw | pf_q_from_mvar | pf_q_to_mvar | pf_ikss_from_degree | pf_ikss_to_degree | pf_vm_from_pu | pf_vm_to_pu | pf_va_from_degree | pf_va_to_degree
Line0_1_2 | 1.6801 | 1.6801 | 0 | 0 | 1.164 | 1.164 | 0.65034 | -0.48775 | 0.67743 | -0.50807 | -52.8727 | 127.1273 | 0.80677 | 0.60508 | -6.7036 | -6.7036
Line10_11_12 | 0 | 0 | 0 | 0 | 0 | 0 | 0 | 0 | 0 | 0 | 0 | 0 | 0.80677 | 0.80677 | -6.7036 | -6.7036
Line11_12_13 | 0 | 0 | 0 | 0 | 0 | 0 | 0 | 0 | 0 | 0 | 0 | 0 | 0.80677 | 0.80677 | -6.7036 | -6.7036
Line12_13_15 | 0 | 0 | 0 | 0 | 0 | 0 | 0 | 0 | 0 | 0 | 0 | 0 | 0.80677 | 0.80677 | -6.7036 | -6.7036
Line13_13_14 | 0 | 0 | 0 | 0 | 0 | 0 | 0 | 0 | 0 | 0 | 0 | 0 | 0.80677 | 0.80677 | -6.7036 | -6.7036
Line14_15_16 | 0 | 0 | 0 | 0 | 0 | 0 | 0 | 0 | 0 | 0 | 0 | 0 | 0.80677 | 0.80677 | -6.7036 | -6.7036
Line15_16_17 | 0 | 0 | 0 | 0 | 0 | 0 | 0 | 0 | 0 | 0 | 0 | 0 | 0.80677 | 0.80677 | -6.7036 | -6.7036
Line16_4_18 | 0 | 0 | 0 | 0 | 0 | 0 | 0 | 0 | 0 | 0 | 0 | 0 | 0.80677 | 0.80677 | -6.7036 | -6.7036
Line17_5_19 | 0 | 0 | 0 | 0 | 0 | 0 | 0 | 0 | 0 | 0 | 0 | 0 | 0.80677 | 0.80677 | -6.7036 | -6.7036
Line1_1_3 | 0 | 0 | 0 | 0 | 0 | 0 | 0 | 0 | 0 | 0 | 0 | 0 | 0.80677 | 0.80677 | -6.7036 | -6.7036
Line2_1_4 | 0 | 0 | 0 | 0 | 0 | 0 | 0 | 0 | 0 | 0 | 0 | 0 | 0.80677 | 0.80677 | -6.7036 | -6.7036
Line3_1_5 | 0 | 0 | 0 | 0 | 0 | 0 | 0 | 0 | 0 | 0 | 0 | 0 | 0.80677 | 0.80677 | -6.7036 | -6.7036
Line4_2_6 | 1.6801 | 1.6801 | 0 | 0 | 1.164 | 1.164 | 0.48775 | -0.32517 | 0.50807 | -0.33872 | -52.8727 | 127.1273 | 0.60508 | 0.40338 | -6.7036 | -6.7036
Line5_6_7 | 1.6801 | 1.6801 | 0 | 0 | 1.164 | 1.164 | 0.32517 | -0.16258 | 0.33872 | -0.16936 | -52.8727 | 127.1273 | 0.40338 | 0.20169 | -6.7036 | -6.7036
Line6_7_8 | 1.6801 | 1.6801 | 0 | 2.6638 | 1.164 | 1.164 | 0.16258 | -1e-07 | 0.16936 | -1e-07 | -52.8727 | 127.1273 | 0.20169 | 0 | -6.7036 | 0
Line7_8_9 | 0 | 0 | 0 | 0 | 0 | 0 | 6.7987e-22 | 0 | 9.0104e-22 | 0 | 0 | 0 | 0 | 0 | 0 | 0
Line8_8_10 | 0 | 0 | 0 | 0 | 0 | 0 | 6.7987e-22 | 0 | 9.0104e-22 | 0 | 0 | 0 | 0 | 0 | 0 | 0
Line9_3_11 | 0 | 0 | 0 | 0 | 0 | 0 | 0 | 0 | 0 | 0 | 0 | 0 | 0.80677 | 0.80677 | -6.7036 | -6.7036

## LLL_min_10
name | pf_ikss_from_ka | pf_ikss_to_ka | pf_ip_from_ka | pf_ip_to_ka | pf_skss_from_mw | pf_skss_to_mw | pf_p_from_mw | pf_p_to_mw | pf_q_from_mvar | pf_q_to_mvar | pf_ikss_from_degree | pf_ikss_to_degree | pf_vm_from_pu | pf_vm_to_pu | pf_va_from_degree | pf_va_to_degree
Line0_1_2 | 1.5916 | 1.5916 | 0 | 0 | 1.1027 | 1.1027 | 0.58368 | -0.43776 | 0.608 | -0.456 | -52.8727 | 127.1273 | 0.76431 | 0.57323 | -6.7036 | -6.7036
Line10_11_12 | 0 | 0 | 0 | 0 | 0 | 0 | 0 | 0 | 0 | 0 | 0 | 0 | 0.76431 | 0.76431 | -6.7036 | -6.7036
Line11_12_13 | 0 | 0 | 0 | 0 | 0 | 0 | 0 | 0 | 0 | 0 | 0 | 0 | 0.76431 | 0.76431 | -6.7036 | -6.7036
Line12_13_15 | 0 | 0 | 0 | 0 | 0 | 0 | 0 | 0 | 0 | 0 | 0 | 0 | 0.76431 | 0.76431 | -6.7036 | -6.7036
Line13_13_14 | 0 | 0 | 0 | 0 | 0 | 0 | 0 | 0 | 0 | 0 | 0 | 0 | 0.76431 | 0.76431 | -6.7036 | -6.7036
Line14_15_16 | 0 | 0 | 0 | 0 | 0 | 0 | 0 | 0 | 0 | 0 | 0 | 0 | 0.76431 | 0.76431 | -6.7036 | -6.7036
Line15_16_17 | 0 | 0 | 0 | 0 | 0 | 0 | 0 | 0 | 0 | 0 | 0 | 0 | 0.76431 | 0.76431 | -6.7036 | -6.7036
Line16_4_18 | 0 | 0 | 0 | 0 | 0 | 0 | 0 | 0 | 0 | 0 | 0 | 0 | 0.76431 | 0.76431 | -6.7036 | -6.7036
Line17_5_19 | 0 | 0 | 0 | 0 | 0 | 0 | 0 | 0 | 0 | 0 | 0 | 0 | 0.76431 | 0.76431 | -6.7036 | -6.7036
Line1_1_3 | 0 | 0 | 0 | 0 | 0 | 0 | 0 | 0 | 0 | 0 | 0 | 0 | 0.76431 | 0.76431 | -6.7036 | -6.7036
Line2_1_4 | 0 | 0 | 0 | 0 | 0 | 0 | 0 | 0 | 0 | 0 | 0 | 0 | 0.76431 | 0.76431 | -6.7036 | -6.7036
Line3_1_5 | 0 | 0 | 0 | 0 | 0 | 0 | 0 | 0 | 0 | 0 | 0 | 0 | 0.76431 | 0.76431 | -6.7036 | -6.7036
Line4_2_6 | 1.5916 | 1.5916 | 0 | 0 | 1.1027 | 1.1027 | 0.43776 | -0.29184 | 0.456 | -0.304 | -52.8727 | 127.1273 | 0.57323 | 0.38215 | -6.7036 | -6.7036
Line5_6_7 | 1.5916 | 1.5916 | 0 | 0 | 1.1027 | 1.1027 | 0.29184 | -0.14592 | 0.304 | -0.152 | -52.8727 | 127.1273 | 0.38215 | 0.19108 | -6.7036 | -6.7036
Line6_7_8 | 1.5916 | 1.5916 | 0 | 2.5236 | 1.1027 | 1.1027 | 0.14592 | -1e-07 | 0.152 | -1e-07 | -52.8727 | 127.1273 | 0.19108 | 0 | -6.7036 | 0
Line7_8_9 | 0 | 0 | 0 | 0 | 0 | 0 | 6.1001e-22 | 0 | 8.0913e-22 | 0 | 0 | 0 | 0 | 0 | 0 | 0
Line8_8_10 | 0 | 0 | 0 | 0 | 0 | 0 | 6.1001e-22 | 0 | 8.0913e-22 | 0 | 0 | 0 | 0 | 0 | 0 | 0
Line9_3_11 | 0 | 0 | 0 | 0 | 0 | 0 | 0 | 0 | 0 | 0 | 0 | 0 | 0.76431 | 0.76431 | -6.7036 | -6.7036

## LLL_min_fault_6
name | pf_ikss_from_ka | pf_ikss_to_ka | pf_ip_from_ka | pf_ip_to_ka | pf_skss_from_mw | pf_skss_to_mw | pf_p_from_mw | pf_p_to_mw | pf_q_from_mvar | pf_q_to_mvar | pf_ikss_from_degree | pf_ikss_to_degree | pf_vm_from_pu | pf_vm_to_pu | pf_va_from_degree | pf_va_to_degree
Line0_1_2 | 0.030469 | 0.030469 | 0 | 0 | 0.02111 | 0.02111 | 0.01414 | -0.014086 | 0.014149 | -0.014093 | -45.1423 | 134.8577 | 0.94756 | 0.9439 | -0.12428 | -0.12874
Line10_11_12 | 0 | 0 | 0 | 0 | 0 | 0 | 0 | 0 | 0 | 0 | 0 | 0 | 0.94756 | 0.94756 | -0.12428 | -0.12428
Line11_12_13 | 0 | 0 | 0 | 0 | 0 | 0 | 0 | 0 | 0 | 0 | 0 | 0 | 0.94756 | 0.94756 | -0.12428 | -0.12428
Line12_13_15 | 0 | 0 | 0 | 0 | 0 | 0 | 0 | 0 | 0 | 0 | 0 | 0 | 0.94756 | 0.94756 | -0.12428 | -0.12428
Line13_13_14 | 0 | 0 | 0 | 0 | 0 | 0 | 0 | 0 | 0 | 0 | 0 | 0 | 0.94756 | 0.94756 | -0.12428 | -0.12428
Line14_15_16 | 0 | 0 | 0 | 0 | 0 | 0 | 0 | 0 | 0 | 0 | 0 | 0 | 0.94756 | 0.94756 | -0.12428 | -0.12428
Line15_16_17 | 0 | 0 | 0 | 0 | 0 | 0 | 0 | 0 | 0 | 0 | 0 | 0 | 0.94756 | 0.94756 | -0.12428 | -0.12428
Line16_4_18 | 0 | 0 | 0 | 0 | 0 | 0 | 0 | 0 | 0 | 0 | 0 | 0 | 0.94756 | 0.94756 | -0.12428 | -0.12428
Line17_5_19 | 0 | 0 | 0 | 0 | 0 | 0 | 0 | 0 | 0 | 0 | 0 | 0 | 0.94756 | 0.94756 | -0.12428 | -0.12428
Line1_1_3 | 0 | 0 | 0 | 0 | 0 | 0 | 0 | 0 | 0 | 0 | 0 | 0 | 0.94756 | 0.94756 | -0.12428 | -0.12428
Line2_1_4 | 0 | 0 | 0 | 0 | 0 | 0 | 0 | 0 | 0 | 0 | 0 | 0 | 0.94756 | 0.94756 | -0.12428 | -0.12428
Line3_1_5 | 0 | 0 | 0 | 0 | 0 | 0 | 0 | 0 | 0 | 0 | 0 | 0 | 0.94756 | 0.94756 | -0.12428 | -0.12428
Line4_2_6 | 0.030469 | 0.030469 | 0 | 0 | 0.02111 | 0.02111 | 0.014086 | -0.014033 | 0.014093 | -0.014037 | -45.1423 | 134.8577 | 0.9439 | 0.94024 | -0.12874 | -0.13323
Line5_6_7 | 0.030469 | 0.030469 | 0 | 0 | 0.02111 | 0.02111 | 0.014033 | -0.013979 | 0.014037 | -0.013981 | -45.1423 | 134.8577 | 0.94024 | 0.93659 | -0.13323 | -0.13776
Line6_7_8 | 0.030469 | 0.030469 | 0 | 0.04831 | 0.02111 | 0.02111 | 0.013979 | -0.013926 | 0.013981 | -0.013926 | -45.1423 | 134.8577 | 0.93659 | 0.93293 | -0.13776 | -0.14233
Line7_8_9 | 0 | 0 | 0 | 0 | 0 | 0 | -1.7514e-10 | 0 | 2.4218e-11 | 0 | 0 | 0 | 0.93293 | 0.93293 | -0.14233 | -0.14233
Line8_8_10 | 0 | 0 | 0 | 0 | 0 | 0 | -1.7514e-10 | 0 | 2.4218e-11 | 0 | 0 | 0 | 0.93293 | 0.93293 | -0.14233 | -0.14233
Line9_3_11 | 0 | 0 | 0 | 0 | 0 | 0 | 0 | 0 | 0 | 0 | 0 | 0 | 0.94756 | 0.94756 | -0.12428 | -0.12428

## LLL_min_fault_10
name | pf_ikss_from_ka | pf_ikss_to_ka | pf_ip_from_ka | pf_ip_to_ka | pf_skss_from_mw | pf_skss_to_mw | pf_p_from_mw | pf_p_to_mw | pf_q_from_mvar | pf_q_to_mvar | pf_ikss_from_degree | pf_ikss_to_degree | pf_vm_from_pu | pf_vm_to_pu | pf_va_from_degree | pf_va_to_degree
Line0_1_2 | 0.028866 | 0.028866 | 0 | 0 | 0.019999 | 0.019999 | 0.01269 | -0.012642 | 0.012698 | -0.012648 | -45.1423 | 134.8577 | 0.89769 | 0.89422 | -0.12428 | -0.12874
Line10_11_12 | 0 | 0 | 0 | 0 | 0 | 0 | 0 | 0 | 0 | 0 | 0 | 0 | 0.89769 | 0.89769 | -0.12428 | -0.12428
Line11_12_13 | 0 | 0 | 0 | 0 | 0 | 0 | 0 | 0 | 0 | 0 | 0 | 0 | 0.89769 | 0.89769 | -0.12428 | -0.12428
Line12_13_15 | 0 | 0 | 0 | 0 | 0 | 0 | 0 | 0 | 0 | 0 | 0 | 0 | 0.89769 | 0.89769 | -0.12428 | -0.12428
Line13_13_14 | 0 | 0 | 0 | 0 | 0 | 0 | 0 | 0 | 0 | 0 | 0 | 0 | 0.89769 | 0.89769 | -0.12428 | -0.12428
Line14_15_16 | 0 | 0 | 0 | 0 | 0 | 0 | 0 | 0 | 0 | 0 | 0 | 0 | 0.89769 | 0.89769 | -0.12428 | -0.12428
Line15_16_17 | 0 | 0 | 0 | 0 | 0 | 0 | 0 | 0 | 0 | 0 | 0 | 0 | 0.89769 | 0.89769 | -0.12428 | -0.12428
Line16_4_18 | 0 | 0 | 0 | 0 | 0 | 0 | 0 | 0 | 0 | 0 | 0 | 0 | 0.89769 | 0.89769 | -0.12428 | -0.12428
Line17_5_19 | 0 | 0 | 0 | 0 | 0 | 0 | 0 | 0 | 0 | 0 | 0 | 0 | 0.89769 | 0.89769 | -0.12428 | -0.12428
Line1_1_3 | 0 | 0 | 0 | 0 | 0 | 0 | 0 | 0 | 0 | 0 | 0 | 0 | 0.89769 | 0.89769 | -0.12428 | -0.12428
Line2_1_4 | 0 | 0 | 0 | 0 | 0 | 0 | 0 | 0 | 0 | 0 | 0 | 0 | 0.89769 | 0.89769 | -0.12428 | -0.12428
Line3_1_5 | 0 | 0 | 0 | 0 | 0 | 0 | 0 | 0 | 0 | 0 | 0 | 0 | 0.89769 | 0.89769 | -0.12428 | -0.12428
Line4_2_6 | 0.028866 | 0.028866 | 0 | 0 | 0.019999 | 0.019999 | 0.012642 | -0.012594 | 0.012648 | -0.012598 | -45.1423 | 134.8577 | 0.89422 | 0.89076 | -0.12874 | -0.13323
Line5_6_7 | 0.028866 | 0.028866 | 0 | 0 | 0.019999 | 0.019999 | 0.012594 | -0.012546 | 0.012598 | -0.012548 | -45.1423 | 134.8577 | 0.89076 | 0.88729 | -0.13323 | -0.13776
Line6_7_8 | 0.028866 | 0.028866 | 0 | 0.045767 | 0.019999 | 0.019999 | 0.012546 | -0.012498 | 0.012548 | -0.012498 | -45.1423 | 134.8577 | 0.88729 | 0.88383 | -0.13776 | -0.14233
Line7_8_9 | 0 | 0 | 0 | 0 | 0 | 0 | -1.5719e-10 | 0 | 2.1736e-11 | 0 | 0 | 0 | 0.88383 | 0.88383 | -0.14233 | -0.14233
Line8_8_10 | 0 | 0 | 0 | 0 | 0 | 0 | -1.5719e-10 | 0 | 2.1736e-11 | 0 | 0 | 0 | 0.88383 | 0.88383 | -0.14233 | -0.14233
Line9_3_11 | 0 | 0 | 0 | 0 | 0 | 0 | 0 | 0 | 0 | 0 | 0 | 0 | 0.89769 | 0.89769 | -0.12428 | -0.12428

## LL_max_6
name | pf_ikss_a_from_ka | pf_ikss_b_from_ka | pf_ikss_c_from_ka | pf_ikss_a_to_ka | pf_ikss_b_to_ka | pf_ikss_c_to_ka | pf_skss_a_from_mw | pf_skss_b_from_mw | pf_skss_c_from_mw | pf_skss_a_to_mw | pf_skss_b_to_mw | pf_skss_c_to_mw | pf_p_a_from_mw | pf_p_b_from_mw | pf_p_c_from_mw | pf_p_a_to_mw | pf_p_b_to_mw | pf_p_c_to_mw | pf_q_a_from_mvar | pf_q_b_from_mvar | pf_q_c_from_mvar | pf_q_a_to_mvar | pf_q_b_to_mvar | pf_q_c_to_mvar | pf_ikss_a_from_degree | pf_ikss_b_from_degree | pf_ikss_c_from_degree | pf_ikss_a_to_degree | pf_ikss_b_to_degree | pf_ikss_c_to_degree | pf_vm_a_from_pu | pf_vm_b_from_pu | pf_vm_c_from_pu | pf_vm_a_to_pu | pf_vm_b_to_pu | pf_vm_c_to_pu | pf_va_a_from_degree | pf_va_b_from_degree | pf_va_c_from_degree | pf_va_a_to_degree | pf_va_b_to_degree | pf_va_c_to_degree
Line0_1_2 | 0 | 1.885 | 1.885 | 0 | 1.885 | 1.885 | 0 | 0.43533 | 0.43533 | 0 | 0.43533 | 0.43533 | 8.1601e-16 | 0.35387 | -0.069596 | -8.1601e-16 | -0.31833 | 0.10513 | 7.7716e-17 | 0.19822 | 0.37032 | -7.7716e-17 | -0.12715 | -0.29925 | 0 | -157.8829 | 22.1171 | 0 | 22.1171 | -157.8829 | 1.05 | 0.93171 | 0.86555 | 1.05 | 0.78742 | 0.7286 | 1.9041e-13 | -128.6271 | 122.7608 | 1.7816e-13 | -136.1092 | 131.4739
Line10_11_12 | 0 | 0 | 0 | 0 | 0 | 0 | 0 | 0 | 0 | 0 | 0 | 0 | 3.4972e-16 | -2.1811e-09 | -3.489e-09 | -3.4972e-16 | 2.1811e-09 | 3.489e-09 | 3.3029e-16 | 3.2284e-09 | -9.6307e-10 | -3.3029e-16 | -3.2284e-09 | 9.6307e-10 | 0 | 0 | 0 | 0 | 0 | 0 | 1.05 | 0.93171 | 0.86555 | 1.05 | 0.93171 | 0.86555 | 1.7961e-13 | -128.6271 | 122.7608 | 1.7583e-13 | -128.6271 | 122.7608
Line11_12_13 | 0 | 0 | 0 | 0 | 0 | 0 | 0 | 0 | 0 | 0 | 0 | 0 | 4.4686e-16 | -1.8176e-09 | -2.9075e-09 | -4.2744e-16 | 1.8176e-09 | 2.9075e-09 | 2.5258e-16 | 2.6904e-09 | -8.0256e-10 | -2.5258e-16 | -2.6904e-09 | 8.0256e-10 | 0 | 0 | 0 | 0 | 0 | 0 | 1.05 | 0.93171 | 0.86555 | 1.05 | 0.93171 | 0.86555 | 1.7583e-13 | -128.6271 | 122.7608 | 1.7213e-13 | -128.6271 | 122.7608
Line12_13_15 | 0 | 0 | 0 | 0 | 0 | 0 | 0 | 0 | 0 | 0 | 0 | 0 | 1.36e-16 | -1.0906e-09 | -1.7445e-09 | -1.36e-16 | 1.0906e-09 | 1.7445e-09 | 3.8858e-17 | 1.6142e-09 | -4.8153e-10 | -3.8858e-17 | -1.6142e-09 | 4.8153e-10 | 0 | 0 | 0 | 0 | 0 | 0 | 1.05 | 0.93171 | 0.86555 | 1.05 | 0.93171 | 0.86555 | 1.7213e-13 | -128.6271 | 122.7608 | 1.7001e-13 | -128.6271 | 122.7608
Line13_13_14 | 0 | 0 | 0 | 0 | 0 | 0 | 0 | 0 | 0 | 0 | 0 | 0 | 1.9429e-17 | -3.6352e-10 | -5.8151e-10 | -3.8858e-17 | 3.6352e-10 | 5.8151e-10 | 3.4972e-16 | 5.3807e-10 | -1.6051e-10 | -3.4972e-16 | -5.3807e-10 | 1.6051e-10 | 0 | 0 | 0 | 0 | 0 | 0 | 1.05 | 0.93171 | 0.86555 | 1.05 | 0.93171 | 0.86555 | 1.7213e-13 | -128.6271 | 122.7608 | 1.7171e-13 | -128.6271 | 122.7608
Line14_15_16 | 0 | 0 | 0 | 0 | 0 | 0 | 0 | 0 | 0 | 0 | 0 | 0 | 1.1657e-16 | -7.2704e-10 | -1.163e-09 | -1.1657e-16 | 7.2704e-10 | 1.163e-09 | 1.9429e-17 | 1.0761e-09 | -3.2102e-10 | -3.4373e-31 | -1.0761e-09 | 3.2102e-10 | 0 | 0 | 0 | 0 | 0 | 0 | 1.05 | 0.93171 | 0.86555 | 1.05 | 0.93171 | 0.86555 | 1.7001e-13 | -128.6271 | 122.7608 | 1.6894e-13 | -128.6271 | 122.7608
Line15_16_17 | 0 | 0 | 0 | 0 | 0 | 0 | 0 | 0 | 0 | 0 | 0 | 0 | -1.9429e-17 | -3.6352e-10 | -5.8151e-10 | 1.9429e-17 | 3.6352e-10 | 5.8151e-10 | -3.8858e-17 | 5.3807e-10 | -1.6051e-10 | 3.8858e-17 | -5.3807e-10 | 1.6051e-10 | 0 | 0 | 0 | 0 | 0 | 0 | 1.05 | 0.93171 | 0.86555 | 1.05 | 0.93171 | 0.86555 | 1.6894e-13 | -128.6271 | 122.7608 | 1.6859e-13 | -128.6271 | 122.7608
Line16_4_18 | 0 | 0 | 0 | 0 | 0 | 0 | 0 | 0 | 0 | 0 | 0 | 0 | 3.8858e-17 | -3.6352e-10 | -5.8151e-10 | -3.8858e-17 | 3.6352e-10 | 5.8151e-10 | -1.9429e-17 | 5.3807e-10 | -1.6051e-10 | -1.2848e-31 | -5.3807e-10 | 1.6051e-10 | 0 | 0 | 0 | 0 | 0 | 0 | 1.05 | 0.93171 | 0.86555 | 1.05 | 0.93171 | 0.86555 | 1.8979e-13 | -128.6271 | 122.7608 | 1.8944e-13 | -128.6271 | 122.7608
Line17_5_19 | 0 | 0 | 0 | 0 | 0 | 0 | 0 | 0 | 0 | 0 | 0 | 0 | 1.9429e-17 | -3.6352e-10 | -5.8151e-10 | -1.9429e-17 | 3.6352e-10 | 5.8151e-10 | -1.9429e-17 | 5.3807e-10 | -1.6051e-10 | 1.9429e-17 | -5.3807e-10 | 1.6051e-10 | 0 | 0 | 0 | 0 | 0 | 0 | 1.05 | 0.93171 | 0.86555 | 1.05 | 0.93171 | 0.86555 | 1.8862e-13 | -128.6271 | 122.7608 | 1.8827e-13 | -128.6271 | 122.7608
Line1_1_3 | 0 | 0 | 0 | 0 | 0 | 0 | 0 | 0 | 0 | 0 | 0 | 0 | 5.8287e-16 | -2.9082e-09 | -4.6521e-09 | -5.8287e-16 | 2.9082e-09 | 4.6521e-09 | 3.3029e-16 | 4.3046e-09 | -1.2841e-09 | -3.3029e-16 | -4.3046e-09 | 1.2841e-09 | 0 | 0 | 0 | 0 | 0 | 0 | 1.05 | 0.93171 | 0.86555 | 1.05 | 0.93171 | 0.86555 | 1.9041e-13 | -128.6271 | 122.7608 | 1.8416e-13 | -128.6271 | 122.7608
Line2_1_4 | 0 | 0 | 0 | 0 | 0 | 0 | 0 | 0 | 0 | 0 | 0 | 0 | 7.7716e-17 | -7.2704e-10 | -1.163e-09 | -7.7716e-17 | 7.2704e-10 | 1.163e-09 | 3.3029e-16 | 1.0761e-09 | -3.2102e-10 | -3.3029e-16 | -1.0761e-09 | 3.2102e-10 | 0 | 0 | 0 | 0 | 0 | 0 | 1.05 | 0.93171 | 0.86555 | 1.05 | 0.93171 | 0.86555 | 1.9041e-13 | -128.6271 | 122.7608 | 1.8979e-13 | -128.6271 | 122.7608
Line3_1_5 | 0 | 0 | 0 | 0 | 0 | 0 | 0 | 0 | 0 | 0 | 0 | 0 | 1.36e-16 | -7.2704e-10 | -1.163e-09 | -1.36e-16 | 7.2704e-10 | 1.163e-09 | 1.9429e-17 | 1.0761e-09 | -3.2102e-10 | -1.9429e-17 | -1.0761e-09 | 3.2102e-10 | 0 | 0 | 0 | 0 | 0 | 0 | 1.05 | 0.93171 | 0.86555 | 1.05 | 0.93171 | 0.86555 | 1.9041e-13 | -128.6271 | 122.7608 | 1.8862e-13 | -128.6271 | 122.7608
Line4_2_6 | 0 | 1.885 | 1.885 | 0 | 1.885 | 1.885 | 0 | 0.43533 | 0.43533 | 0 | 0.43533 | 0.43533 | 6.2172e-16 | 0.31833 | -0.10513 | -6.2172e-16 | -0.2828 | 0.14066 | 1.1657e-16 | 0.12715 | 0.29925 | -1.5543e-16 | -0.056087 | -0.22819 | 0 | -157.8829 | 22.1171 | 0 | 22.1171 | -157.8829 | 1.05 | 0.78742 | 0.7286 | 1.05 | 0.66227 | 0.61575 | 1.7816e-13 | -136.1092 | 131.4739 | 1.6637e-13 | -146.6652 | 143.7688
Line5_6_7 | 0 | 1.885 | 1.885 | 0 | 1.885 | 1.885 | 0 | 0.43533 | 0.43533 | 0 | 0.43533 | 0.43533 | 5.4401e-16 | 0.2828 | -0.14066 | -5.4401e-16 | -0.24727 | 0.1762 | 1.5796e-30 | 0.056087 | 0.22819 | -1.4776e-30 | 0.014981 | -0.15712 | 0 | -157.8829 | 22.1171 | 0 | 22.1171 | -157.8829 | 1.05 | 0.66227 | 0.61575 | 1.05 | 0.56903 | 0.54229 | 1.6637e-13 | -146.6652 | 143.7688 | 1.5563e-13 | -161.35 | 160.3935
Line6_7_8 | 0 | 1.885 | 1.885 | 0 | 1.885 | 1.885 | 0 | 0.43533 | 0.43533 | 0 | 0.43533 | 0.43533 | 3.1086e-16 | 0.24727 | -0.1762 | -3.1086e-16 | -0.21173 | 0.21173 | -1.9429e-16 | -0.014981 | 0.15712 | 1.9429e-16 | 0.086049 | -0.086049 | 0 | -157.8829 | 22.1171 | 0 | 22.1171 | -157.8829 | 1.05 | 0.56903 | 0.54229 | 1.05 | 0.525 | 0.525 | 1.5563e-13 | -161.35 | 160.3935 | 1.4942e-13 | 180 | -180
Line7_8_9 | 0 | 0 | 0 | 0 | 0 | 0 | 0 | 0 | 0 | 0 | 0 | 0 | 7.7716e-17 | 3.1086e-16 | -3.1086e-16 | -7.7716e-17 | 2.0843e-18 | 2.0844e-18 | 2.0267e-31 | 1.7505e-09 | -1.7505e-09 | 3.8858e-17 | -1.7505e-09 | 1.7505e-09 | 0 | 0 | 0 | 0 | 0 | 0 | 1.05 | 0.525 | 0.525 | 1.05 | 0.525 | 0.525 | 1.4942e-13 | 180 | -180 | 1.4622e-13 | -180 | 180
Line8_8_10 | 0 | 0 | 0 | 0 | 0 | 0 | 0 | 0 | 0 | 0 | 0 | 0 | 7.7716e-17 | 3.1086e-16 | -3.1086e-16 | -7.7716e-17 | 2.0843e-18 | 2.0844e-18 | 2.0267e-31 | 1.7505e-09 | -1.7505e-09 | 3.8858e-17 | -1.7505e-09 | 1.7505e-09 | 0 | 0 | 0 | 0 | 0 | 0 | 1.05 | 0.525 | 0.525 | 1.05 | 0.525 | 0.525 | 1.4942e-13 | 180 | -180 | 1.4569e-13 | -180 | 180
Line9_3_11 | 0 | 0 | 0 | 0 | 0 | 0 | 0 | 0 | 0 | 0 | 0 | 0 | 4.4686e-16 | -2.5447e-09 | -4.0705e-09 | -4.0801e-16 | 2.5447e-09 | 4.0705e-09 | 3.3029e-16 | 3.7665e-09 | -1.1236e-09 | -3.4972e-16 | -3.7665e-09 | 1.1236e-09 | 0 | 0 | 0 | 0 | 0 | 0 | 1.05 | 0.93171 | 0.86555 | 1.05 | 0.93171 | 0.86555 | 1.8416e-13 | -128.6271 | 122.7608 | 1.7961e-13 | -128.6271 | 122.7608

## LL_max_10
name | pf_ikss_a_from_ka | pf_ikss_b_from_ka | pf_ikss_c_from_ka | pf_ikss_a_to_ka | pf_ikss_b_to_ka | pf_ikss_c_to_ka | pf_skss_a_from_mw | pf_skss_b_from_mw | pf_skss_c_from_mw | pf_skss_a_to_mw | pf_skss_b_to_mw | pf_skss_c_to_mw | pf_p_a_from_mw | pf_p_b_from_mw | pf_p_c_from_mw | pf_p_a_to_mw | pf_p_b_to_mw | pf_p_c_to_mw | pf_q_a_from_mvar | pf_q_b_from_mvar | pf_q_c_from_mvar | pf_q_a_to_mvar | pf_q_b_to_mvar | pf_q_c_to_mvar | pf_ikss_a_from_degree | pf_ikss_b_from_degree | pf_ikss_c_from_degree | pf_ikss_a_to_degree | pf_ikss_b_to_degree | pf_ikss_c_to_degree | pf_vm_a_from_pu | pf_vm_b_from_pu | pf_vm_c_from_pu | pf_vm_a_to_pu | pf_vm_b_to_pu | pf_vm_c_to_pu | pf_va_a_from_degree | pf_va_b_from_degree | pf_va_c_from_degree | pf_va_a_to_degree | pf_va_b_to_degree | pf_va_c_to_degree
Line0_1_2 | 0 | 1.9564 | 1.9564 | 0 | 1.9564 | 1.9564 | 0 | 0.4518 | 0.4518 | 0 | 0.4518 | 0.4518 | 1.262e-15 | 0.38357 | -0.077384 | -1.3027e-15 | -0.3453 | 0.11566 | 4.4779e-16 | 0.2133 | 0.39907 | -4.4779e-16 | -0.13675 | -0.32252 | 0 | -158.05 | 21.95 | 0 | 21.95 | -158.05 | 1.1 | 0.97142 | 0.89974 | 1.1 | 0.82203 | 0.75838 | 1.1314e-12 | -128.9719 | 122.9242 | 1.1103e-12 | -136.444 | 131.678
Line10_11_12 | 0 | 0 | 0 | 0 | 0 | 0 | 0 | 0 | 0 | 0 | 0 | 0 | 5.9027e-16 | -2.4603e-09 | -3.9356e-09 | -5.9027e-16 | 2.4603e-09 | 3.9356e-09 | 4.0708e-16 | 3.6661e-09 | -1.1108e-09 | -4.2744e-16 | -3.6661e-09 | 1.1108e-09 | 0 | 0 | 0 | 0 | 0 | 0 | 1.1 | 0.97142 | 0.89974 | 1.1 | 0.97142 | 0.89974 | 1.1171e-12 | -128.9719 | 122.9242 | 1.1115e-12 | -128.9719 | 122.9242
Line11_12_13 | 0 | 0 | 0 | 0 | 0 | 0 | 0 | 0 | 0 | 0 | 0 | 0 | 6.5133e-16 | -2.0502e-09 | -3.2797e-09 | -6.3098e-16 | 2.0502e-09 | 3.2797e-09 | 3.8673e-16 | 3.0551e-09 | -9.2564e-10 | -3.8673e-16 | -3.0551e-09 | 9.2564e-10 | 0 | 0 | 0 | 0 | 0 | 0 | 1.1 | 0.97142 | 0.89974 | 1.1 | 0.97142 | 0.89974 | 1.1115e-12 | -128.9719 | 122.9242 | 1.1059e-12 | -128.9719 | 122.9242
Line12_13_15 | 0 | 0 | 0 | 0 | 0 | 0 | 0 | 0 | 0 | 0 | 0 | 0 | 8.1416e-17 | -1.2301e-09 | -1.9678e-09 | -1.0177e-16 | 1.2301e-09 | 1.9678e-09 | 1.0177e-16 | 1.8331e-09 | -5.5539e-10 | -8.1416e-17 | -1.8331e-09 | 5.5539e-10 | 0 | 0 | 0 | 0 | 0 | 0 | 1.1 | 0.97142 | 0.89974 | 1.1 | 0.97142 | 0.89974 | 1.1059e-12 | -128.9719 | 122.9242 | 1.1037e-12 | -128.9719 | 122.9242
Line13_13_14 | 0 | 0 | 0 | 0 | 0 | 0 | 0 | 0 | 0 | 0 | 0 | 0 | 2.2389e-16 | -4.1005e-10 | -6.5593e-10 | -2.4425e-16 | 4.1005e-10 | 6.5593e-10 | 4.0708e-16 | 6.1102e-10 | -1.8513e-10 | -4.0708e-16 | -6.1102e-10 | 1.8513e-10 | 0 | 0 | 0 | 0 | 0 | 0 | 1.1 | 0.97142 | 0.89974 | 1.1 | 0.97142 | 0.89974 | 1.1059e-12 | -128.9719 | 122.9242 | 1.1036e-12 | -128.9719 | 122.9242
Line14_15_16 | 0 | 0 | 0 | 0 | 0 | 0 | 0 | 0 | 0 | 0 | 0 | 0 | 8.1416e-17 | -8.2009e-10 | -1.3119e-09 | -8.1416e-17 | 8.2009e-10 | 1.3119e-09 | 2.0354e-17 | 1.222e-09 | -3.7026e-10 | -1.5667e-30 | -1.222e-09 | 3.7026e-10 | 0 | 0 | 0 | 0 | 0 | 0 | 1.1 | 0.97142 | 0.89974 | 1.1 | 0.97142 | 0.89974 | 1.1037e-12 | -128.9719 | 122.9242 | 1.1026e-12 | -128.9719 | 122.9242
Line15_16_17 | 0 | 0 | 0 | 0 | 0 | 0 | 0 | 0 | 0 | 0 | 0 | 0 | 2.0354e-17 | -4.1005e-10 | -6.5593e-10 | -2.0354e-17 | 4.1005e-10 | 6.5593e-10 | -2.0354e-17 | 6.1102e-10 | -1.8513e-10 | -3.9156e-31 | -6.1102e-10 | 1.8513e-10 | 0 | 0 | 0 | 0 | 0 | 0 | 1.1 | 0.97142 | 0.89974 | 1.1 | 0.97142 | 0.89974 | 1.1026e-12 | -128.9719 | 122.9242 | 1.1022e-12 | -128.9719 | 122.9242
Line16_4_18 | 0 | 0 | 0 | 0 | 0 | 0 | 0 | 0 | 0 | 0 | 0 | 0 | 4.0108e-31 | -4.1005e-10 | -6.5593e-10 | -4.0095e-31 | 4.1005e-10 | 6.5593e-10 | -2.0354e-17 | 6.1102e-10 | -1.8513e-10 | 2.0354e-17 | -6.1102e-10 | 1.8513e-10 | 0 | 0 | 0 | 0 | 0 | 0 | 1.1 | 0.97142 | 0.89974 | 1.1 | 0.97142 | 0.89974 | 1.129e-12 | -128.9719 | 122.9242 | 1.1287e-12 | -128.9719 | 122.9242
Line17_5_19 | 0 | 0 | 0 | 0 | 0 | 0 | 0 | 0 | 0 | 0 | 0 | 0 | 2.0354e-17 | -4.1005e-10 | -6.5593e-10 | 2.0354e-17 | 4.1005e-10 | 6.5593e-10 | -6.1062e-17 | 6.1102e-10 | -1.8513e-10 | 6.1062e-17 | -6.1102e-10 | 1.8513e-10 | 0 | 0 | 0 | 0 | 0 | 0 | 1.1 | 0.97142 | 0.89974 | 1.1 | 0.97142 | 0.89974 | 1.1305e-12 | -128.9719 | 122.9242 | 1.1301e-12 | -128.9719 | 122.9242
Line1_1_3 | 0 | 0 | 0 | 0 | 0 | 0 | 0 | 0 | 0 | 0 | 0 | 0 | 7.7346e-16 | -3.2804e-09 | -5.2475e-09 | -7.7346e-16 | 3.2804e-09 | 5.2475e-09 | 4.0708e-16 | 4.8882e-09 | -1.481e-09 | -4.0708e-16 | -4.8882e-09 | 1.481e-09 | 0 | 0 | 0 | 0 | 0 | 0 | 1.1 | 0.97142 | 0.89974 | 1.1 | 0.97142 | 0.89974 | 1.1314e-12 | -128.9719 | 122.9242 | 1.1236e-12 | -128.9719 | 122.9242
Line2_1_4 | 0 | 0 | 0 | 0 | 0 | 0 | 0 | 0 | 0 | 0 | 0 | 0 | 2.646e-16 | -8.2009e-10 | -1.3119e-09 | -2.646e-16 | 8.2009e-10 | 1.3119e-09 | 4.0708e-16 | 1.222e-09 | -3.7026e-10 | -4.0708e-16 | -1.222e-09 | 3.7026e-10 | 0 | 0 | 0 | 0 | 0 | 0 | 1.1 | 0.97142 | 0.89974 | 1.1 | 0.97142 | 0.89974 | 1.1314e-12 | -128.9719 | 122.9242 | 1.129e-12 | -128.9719 | 122.9242
Line3_1_5 | 0 | 0 | 0 | 0 | 0 | 0 | 0 | 0 | 0 | 0 | 0 | 0 | -8.0382e-31 | -8.2009e-10 | -1.3119e-09 | -2.0354e-17 | 8.2009e-10 | 1.3119e-09 | 4.0708e-17 | 1.222e-09 | -3.7026e-10 | -2.0354e-17 | -1.222e-09 | 3.7026e-10 | 0 | 0 | 0 | 0 | 0 | 0 | 1.1 | 0.97142 | 0.89974 | 1.1 | 0.97142 | 0.89974 | 1.1314e-12 | -128.9719 | 122.9242 | 1.1305e-12 | -128.9719 | 122.9242
Line4_2_6 | 0 | 1.9564 | 1.9564 | 0 | 1.9564 | 1.9564 | 0 | 0.4518 | 0.4518 | 0 | 0.4518 | 0.4518 | 1.0584e-15 | 0.3453 | -0.11566 | -1.0584e-15 | -0.30702 | 0.15393 | 4.0708e-16 | 0.13675 | 0.32252 | -4.0708e-16 | -0.060208 | -0.24598 | 0 | -158.05 | 21.95 | 0 | 21.95 | -158.05 | 1.1 | 0.82203 | 0.75838 | 1.1 | 0.6925 | 0.64226 | 1.1103e-12 | -136.444 | 131.678 | 1.0914e-12 | -146.955 | 143.988
Line5_6_7 | 0 | 1.9564 | 1.9564 | 0 | 1.9564 | 1.9564 | 0 | 0.4518 | 0.4518 | 0 | 0.4518 | 0.4518 | 7.3275e-16 | 0.30702 | -0.15393 | -7.3275e-16 | -0.26875 | 0.1922 | 3.6637e-16 | 0.060208 | 0.24598 | -4.0708e-16 | 0.016339 | -0.16943 | 0 | -158.05 | 21.95 | 0 | 21.95 | -158.05 | 1.1 | 0.6925 | 0.64226 | 1.1 | 0.59594 | 0.56711 | 1.0914e-12 | -146.955 | 143.988 | 1.0785e-12 | -161.529 | 160.5532
Line6_7_8 | 0 | 1.9564 | 1.9564 | 0 | 1.9564 | 1.9564 | 0 | 0.4518 | 0.4518 | 0 | 0.4518 | 0.4518 | 4.885e-16 | 0.26875 | -0.1922 | -3.2567e-16 | -0.23048 | 0.23048 | -2.4425e-16 | -0.016339 | 0.16943 | 2.4425e-16 | 0.092885 | -0.092885 | 0 | -158.05 | 21.95 | 0 | 21.95 | -158.05 | 1.1 | 0.59594 | 0.56711 | 1.1 | 0.55 | 0.55 | 1.0785e-12 | -161.529 | 160.5532 | 1.0715e-12 | 180 | 180
Line7_8_9 | 0 | 0 | 0 | 0 | 0 | 0 | 0 | 0 | 0 | 0 | 0 | 0 | -1.6283e-16 | 4.0708e-16 | -6.9416e-23 | 1.6283e-16 | 2.2875e-18 | -3.2338e-16 | 8.1416e-17 | 1.9211e-09 | -1.9211e-09 | -1.6283e-16 | -1.9211e-09 | 1.9211e-09 | 0 | 0 | 0 | 0 | 0 | 0 | 1.1 | 0.55 | 0.55 | 1.1 | 0.55 | 0.55 | 1.0715e-12 | 180 | 180 | 1.0683e-12 | -180 | 180
Line8_8_10 | 0 | 0 | 0 | 0 | 0 | 0 | 0 | 0 | 0 | 0 | 0 | 0 | 1.6283e-16 | 3.2567e-16 | -3.2567e-16 | -1.6283e-16 | 8.3704e-17 | -3.2338e-16 | 3.0452e-30 | 1.9211e-09 | -1.9211e-09 | -8.1416e-17 | -1.9211e-09 | 1.9211e-09 | 0 | 0 | 0 | 0 | 0 | 0 | 1.1 | 0.55 | 0.55 | 1.1 | 0.55 | 0.55 | 1.0715e-12 | 180 | 180 | 1.0683e-12 | -180 | 180
Line9_3_11 | 0 | 0 | 0 | 0 | 0 | 0 | 0 | 0 | 0 | 0 | 0 | 0 | 6.7168e-16 | -2.8703e-09 | -4.5915e-09 | -6.7168e-16 | 2.8703e-09 | 4.5915e-09 | 4.4779e-16 | 4.2771e-09 | -1.2959e-09 | -4.0708e-16 | -4.2771e-09 | 1.2959e-09 | 0 | 0 | 0 | 0 | 0 | 0 | 1.1 | 0.97142 | 0.89974 | 1.1 | 0.97142 | 0.89974 | 1.1236e-12 | -128.9719 | 122.9242 | 1.1171e-12 | -128.9719 | 122.9242

## LL_max_fault_6
name | pf_ikss_a_from_ka | pf_ikss_b_from_ka | pf_ikss_c_from_ka | pf_ikss_a_to_ka | pf_ikss_b_to_ka | pf_ikss_c_to_ka | pf_skss_a_from_mw | pf_skss_b_from_mw | pf_skss_c_from_mw | pf_skss_a_to_mw | pf_skss_b_to_mw | pf_skss_c_to_mw | pf_p_a_from_mw | pf_p_b_from_mw | pf_p_c_from_mw | pf_p_a_to_mw | pf_p_b_to_mw | pf_p_c_to_mw | pf_q_a_from_mvar | pf_q_b_from_mvar | pf_q_c_from_mvar | pf_q_a_to_mvar | pf_q_b_to_mvar | pf_q_c_to_mvar | pf_ikss_a_from_degree | pf_ikss_b_from_degree | pf_ikss_c_from_degree | pf_ikss_a_to_degree | pf_ikss_b_to_degree | pf_ikss_c_to_degree | pf_vm_a_from_pu | pf_vm_b_from_pu | pf_vm_c_from_pu | pf_vm_a_to_pu | pf_vm_b_to_pu | pf_vm_c_to_pu | pf_va_a_from_degree | pf_va_b_from_degree | pf_va_c_from_degree | pf_va_a_to_degree | pf_va_b_to_degree | pf_va_c_to_degree
Line0_1_2 | 0 | 0.057717 | 0.057717 | 0 | 0.057717 | 0.057717 | 0 | 0.013329 | 0.013329 | 0 | 0.013329 | 0.013329 | 2.6715e-17 | 0.013468 | 0.0034547 | -2.6715e-17 | -0.013435 | -0.0034214 | 8.5001e-18 | 0.0037057 | 0.013484 | -8.5001e-18 | -0.0036391 | -0.013417 | 0 | -135.6822 | 44.3178 | 0 | 44.3178 | -135.6822 | 1.05 | 1.048 | 1.0443 | 1.05 | 1.0443 | 1.0388 | 2.7054e-14 | -120.2981 | 119.9471 | 2.6555e-14 | -120.5262 | 120.0122
Line10_11_12 | 0 | 0 | 0 | 0 | 0 | 0 | 0 | 0 | 0 | 0 | 0 | 0 | 1.3661e-17 | -4.627e-11 | -1.3184e-10 | -1.3661e-17 | 4.627e-11 | 1.3184e-10 | 7.2858e-18 | 1.2595e-10 | 2.226e-11 | -7.2858e-18 | -1.2595e-10 | -2.226e-11 | 0 | 0 | 0 | 0 | 0 | 0 | 1.05 | 1.048 | 1.0443 | 1.05 | 1.048 | 1.0443 | 2.6652e-14 | -120.2981 | 119.9471 | 2.6493e-14 | -120.2981 | 119.9471
Line11_12_13 | 0 | 0 | 0 | 0 | 0 | 0 | 0 | 0 | 0 | 0 | 0 | 0 | 1.3357e-17 | -3.8558e-11 | -1.0987e-10 | -1.3357e-17 | 3.8558e-11 | 1.0987e-10 | 4.8572e-18 | 1.0496e-10 | 1.855e-11 | -4.8572e-18 | -1.0496e-10 | -1.855e-11 | 0 | 0 | 0 | 0 | 0 | 0 | 1.05 | 1.048 | 1.0443 | 1.05 | 1.048 | 1.0443 | 2.6493e-14 | -120.2981 | 119.9471 | 2.6325e-14 | -120.2981 | 119.9471
Line12_13_15 | 0 | 0 | 0 | 0 | 0 | 0 | 0 | 0 | 0 | 0 | 0 | 0 | 2.4286e-18 | -2.3135e-11 | -6.592e-11 | -2.4286e-18 | 2.3135e-11 | 6.592e-11 | 1.8215e-18 | 6.2976e-11 | 1.113e-11 | -2.4286e-18 | -6.2976e-11 | -1.113e-11 | 0 | 0 | 0 | 0 | 0 | 0 | 1.05 | 1.048 | 1.0443 | 1.05 | 1.048 | 1.0443 | 2.6325e-14 | -120.2981 | 119.9471 | 2.6266e-14 | -120.2981 | 119.9471
Line13_13_14 | 0 | 0 | 0 | 0 | 0 | 0 | 0 | 0 | 0 | 0 | 0 | 0 | 5.1608e-18 | -7.7116e-12 | -2.1973e-11 | -4.5536e-18 | 7.7116e-12 | 2.1973e-11 | 3.6429e-18 | 2.0992e-11 | 3.71e-12 | -3.6429e-18 | -2.0992e-11 | -3.71e-12 | 0 | 0 | 0 | 0 | 0 | 0 | 1.05 | 1.048 | 1.0443 | 1.05 | 1.048 | 1.0443 | 2.6325e-14 | -120.2981 | 119.9471 | 2.6271e-14 | -120.2981 | 119.9471
Line14_15_16 | 0 | 0 | 0 | 0 | 0 | 0 | 0 | 0 | 0 | 0 | 0 | 0 | 3.0358e-18 | -1.5423e-11 | -4.3946e-11 | -2.4286e-18 | 1.5423e-11 | 4.3946e-11 | 6.0715e-19 | 4.1984e-11 | 7.42e-12 | -1.1121e-33 | -4.1984e-11 | -7.42e-12 | 0 | 0 | 0 | 0 | 0 | 0 | 1.05 | 1.048 | 1.0443 | 1.05 | 1.048 | 1.0443 | 2.6266e-14 | -120.2981 | 119.9471 | 2.6237e-14 | -120.2981 | 119.9471
Line15_16_17 | 0 | 0 | 0 | 0 | 0 | 0 | 0 | 0 | 0 | 0 | 0 | 0 | -6.0715e-19 | -7.7116e-12 | -2.1973e-11 | 6.0715e-19 | 7.7116e-12 | 2.1973e-11 | -2.7802e-34 | 2.0992e-11 | 3.71e-12 | 2.7783e-34 | -2.0992e-11 | -3.71e-12 | 0 | 0 | 0 | 0 | 0 | 0 | 1.05 | 1.048 | 1.0443 | 1.05 | 1.048 | 1.0443 | 2.6237e-14 | -120.2981 | 119.9471 | 2.6218e-14 | -120.2981 | 119.9471
Line16_4_18 | 0 | 0 | 0 | 0 | 0 | 0 | 0 | 0 | 0 | 0 | 0 | 0 | -1.2143e-18 | -7.7116e-12 | -2.1973e-11 | 1.2143e-18 | 7.7116e-12 | 2.1973e-11 | 6.0715e-19 | 2.0992e-11 | 3.71e-12 | -6.0715e-19 | -2.0992e-11 | -3.71e-12 | 0 | 0 | 0 | 0 | 0 | 0 | 1.05 | 1.048 | 1.0443 | 1.05 | 1.048 | 1.0443 | 2.6969e-14 | -120.2981 | 119.9471 | 2.6951e-14 | -120.2981 | 119.9471
Line17_5_19 | 0 | 0 | 0 | 0 | 0 | 0 | 0 | 0 | 0 | 0 | 0 | 0 | -6.0715e-19 | -7.7116e-12 | -2.1973e-11 | 1.2143e-18 | 7.7116e-12 | 2.1973e-11 | -2.8613e-34 | 2.0992e-11 | 3.71e-12 | 5.7186e-34 | -2.0992e-11 | -3.71e-12 | 0 | 0 | 0 | 0 | 0 | 0 | 1.05 | 1.048 | 1.0443 | 1.05 | 1.048 | 1.0443 | 2.7001e-14 | -120.2981 | 119.9471 | 2.6983e-14 | -120.2981 | 119.9471
Line1_1_3 | 0 | 0 | 0 | 0 | 0 | 0 | 0 | 0 | 0 | 0 | 0 | 0 | 1.7607e-17 | -6.1693e-11 | -1.7579e-10 | -1.7e-17 | 6.1693e-11 | 1.7579e-10 | 8.5001e-18 | 1.6794e-10 | 2.968e-11 | -8.5001e-18 | -1.6794e-10 | -2.968e-11 | 0 | 0 | 0 | 0 | 0 | 0 | 1.05 | 1.048 | 1.0443 | 1.05 | 1.048 | 1.0443 | 2.7054e-14 | -120.2981 | 119.9471 | 2.6832e-14 | -120.2981 | 119.9471
Line2_1_4 | 0 | 0 | 0 | 0 | 0 | 0 | 0 | 0 | 0 | 0 | 0 | 0 | 7.5894e-18 | -1.5423e-11 | -4.3947e-11 | -7.5894e-18 | 1.5423e-11 | 4.3947e-11 | 6.0715e-18 | 4.1984e-11 | 7.42e-12 | -5.4644e-18 | -4.1984e-11 | -7.4199e-12 | 0 | 0 | 0 | 0 | 0 | 0 | 1.05 | 1.048 | 1.0443 | 1.05 | 1.048 | 1.0443 | 2.7054e-14 | -120.2981 | 119.9471 | 2.6969e-14 | -120.2981 | 119.9471
Line3_1_5 | 0 | 0 | 0 | 0 | 0 | 0 | 0 | 0 | 0 | 0 | 0 | 0 | 2.7322e-18 | -1.5423e-11 | -4.3946e-11 | -2.7322e-18 | 1.5423e-11 | 4.3946e-11 | 6.0715e-19 | 4.1984e-11 | 7.42e-12 | -1.2876e-33 | -4.1984e-11 | -7.42e-12 | 0 | 0 | 0 | 0 | 0 | 0 | 1.05 | 1.048 | 1.0443 | 1.05 | 1.048 | 1.0443 | 2.7054e-14 | -120.2981 | 119.9471 | 2.7001e-14 | -120.2981 | 119.9471
Line4_2_6 | 0 | 0.057717 | 0.057717 | 0 | 0.057717 | 0.057717 | 0 | 0.013329 | 0.013329 | 0 | 0.013329 | 0.013329 | 2.55e-17 | 0.013435 | 0.0034214 | -2.3072e-17 | -0.013402 | -0.003388 | 2.4286e-18 | 0.0036391 | 0.013417 | -2.4286e-18 | -0.0035725 | -0.01335 | 0 | -135.6822 | 44.3178 | 0 | 44.3178 | -135.6822 | 1.05 | 1.0443 | 1.0388 | 1.05 | 1.0405 | 1.0333 | 2.6555e-14 | -120.5262 | 120.0122 | 2.6079e-14 | -120.7558 | 120.078
Line5_6_7 | 0 | 0.057717 | 0.057717 | 0 | 0.057717 | 0.057717 | 0 | 0.013329 | 0.013329 | 0 | 0.013329 | 0.013329 | 2.1858e-17 | 0.013402 | 0.003388 | -1.9429e-17 | -0.013368 | -0.0033547 | 2.4286e-18 | 0.0035725 | 0.01335 | -2.4286e-18 | -0.0035059 | -0.013284 | 0 | -135.6822 | 44.3178 | 0 | 44.3178 | -135.6822 | 1.05 | 1.0405 | 1.0333 | 1.05 | 1.0368 | 1.0279 | 2.6079e-14 | -120.7558 | 120.078 | 2.5645e-14 | -120.9872 | 120.1445
Line6_7_8 | 0 | 0.057717 | 0.057717 | 0 | 0.057717 | 0.057717 | 0 | 0.013329 | 0.013329 | 0 | 0.013329 | 0.013329 | 1.2143e-17 | 0.013368 | 0.0033547 | -1.2143e-17 | -0.013335 | -0.0033214 | -2.4286e-18 | 0.0035059 | 0.013284 | 2.4286e-18 | -0.0034392 | -0.013217 | 0 | -135.6822 | 44.3178 | 0 | 44.3178 | -135.6822 | 1.05 | 1.0368 | 1.0279 | 1.05 | 1.0332 | 1.0224 | 2.5645e-14 | -120.9872 | 120.1445 | 2.5409e-14 | -121.2201 | 120.2117
Line7_8_9 | 0 | 0 | 0 | 0 | 0 | 0 | 0 | 0 | 0 | 0 | 0 | 0 | -2.4286e-18 | -6.2856e-11 | -1.0336e-10 | -2.4286e-18 | 6.2856e-11 | 1.0336e-10 | 4.8572e-18 | 8.4699e-11 | -1.4546e-11 | -4.8572e-18 | -8.4699e-11 | 1.4546e-11 | 0 | 0 | 0 | 0 | 0 | 0 | 1.05 | 1.0332 | 1.0224 | 1.05 | 1.0332 | 1.0224 | 2.5409e-14 | -121.2201 | 120.2117 | 2.5322e-14 | -121.2201 | 120.2117
Line8_8_10 | 0 | 0 | 0 | 0 | 0 | 0 | 0 | 0 | 0 | 0 | 0 | 0 | -2.4286e-18 | -6.2856e-11 | -1.0336e-10 | -2.4286e-18 | 6.2856e-11 | 1.0336e-10 | 7.2858e-18 | 8.4699e-11 | -1.4546e-11 | -7.2858e-18 | -8.4699e-11 | 1.4546e-11 | 0 | 0 | 0 | 0 | 0 | 0 | 1.05 | 1.0332 | 1.0224 | 1.05 | 1.0332 | 1.0224 | 2.5409e-14 | -121.2201 | 120.2117 | 2.5264e-14 | -121.2201 | 120.2117
Line9_3_11 | 0 | 0 | 0 | 0 | 0 | 0 | 0 | 0 | 0 | 0 | 0 | 0 | 1.5482e-17 | -5.3981e-11 | -1.5381e-10 | -1.5482e-17 | 5.3981e-11 | 1.5381e-10 | 6.0715e-18 | 1.4694e-10 | 2.597e-11 | -6.0715e-18 | -1.4694e-10 | -2.597e-11 | 0 | 0 | 0 | 0 | 0 | 0 | 1.05 | 1.048 | 1.0443 | 1.05 | 1.048 | 1.0443 | 2.6832e-14 | -120.2981 | 119.9471 | 2.6652e-14 | -120.2981 | 119.9471

## LL_max_fault_10
name | pf_ikss_a_from_ka | pf_ikss_b_from_ka | pf_ikss_c_from_ka | pf_ikss_a_to_ka | pf_ikss_b_to_ka | pf_ikss_c_to_ka | pf_skss_a_from_mw | pf_skss_b_from_mw | pf_skss_c_from_mw | pf_skss_a_to_mw | pf_skss_b_to_mw | pf_skss_c_to_mw | pf_p_a_from_mw | pf_p_b_from_mw | pf_p_c_from_mw | pf_p_a_to_mw | pf_p_b_to_mw | pf_p_c_to_mw | pf_q_a_from_mvar | pf_q_b_from_mvar | pf_q_c_from_mvar | pf_q_a_to_mvar | pf_q_b_to_mvar | pf_q_c_to_mvar | pf_ikss_a_from_degree | pf_ikss_b_from_degree | pf_ikss_c_from_degree | pf_ikss_a_to_degree | pf_ikss_b_to_degree | pf_ikss_c_to_degree | pf_vm_a_from_pu | pf_vm_b_from_pu | pf_vm_c_from_pu | pf_vm_a_to_pu | pf_vm_b_to_pu | pf_vm_c_to_pu | pf_va_a_from_degree | pf_va_b_from_degree | pf_va_c_from_degree | pf_va_a_to_degree | pf_va_b_to_degree | pf_va_c_to_degree
Line0_1_2 | 0 | 0.060452 | 0.060452 | 0 | 0.060452 | 0.060452 | 0 | 0.013961 | 0.013961 | 0 | 0.013961 | 0.013961 | 4.0708e-17 | 0.014777 | 0.0037874 | -4.198e-17 | -0.01474 | -0.0037509 | 3.0531e-17 | 0.004065 | 0.014792 | -2.9259e-17 | -0.0039919 | -0.014719 | 0 | -135.6932 | 44.3068 | 0 | 44.3068 | -135.6932 | 1.1 | 1.0978 | 1.0937 | 1.1 | 1.0939 | 1.088 | 5.5277e-14 | -120.3121 | 119.9447 | 5.4654e-14 | -120.5402 | 120.0098
Line10_11_12 | 0 | 0 | 0 | 0 | 0 | 0 | 0 | 0 | 0 | 0 | 0 | 0 | 2.1626e-17 | -5.3155e-11 | -1.5146e-10 | -2.1626e-17 | 5.3155e-11 | 1.5146e-10 | 1.2721e-17 | 1.4472e-10 | 2.555e-11 | -1.3357e-17 | -1.4472e-10 | -2.555e-11 | 0 | 0 | 0 | 0 | 0 | 0 | 1.1 | 1.0978 | 1.0937 | 1.1 | 1.0978 | 1.0937 | 5.4802e-14 | -120.3121 | 119.9447 | 5.4601e-14 | -120.3121 | 119.9447
Line11_12_13 | 0 | 0 | 0 | 0 | 0 | 0 | 0 | 0 | 0 | 0 | 0 | 0 | 2.1944e-17 | -4.4296e-11 | -1.2622e-10 | -2.0672e-17 | 4.4296e-11 | 1.2622e-10 | 1.1449e-17 | 1.206e-10 | 2.1292e-11 | -1.0177e-17 | -1.206e-10 | -2.1292e-11 | 0 | 0 | 0 | 0 | 0 | 0 | 1.1 | 1.0978 | 1.0937 | 1.1 | 1.0978 | 1.0937 | 5.4601e-14 | -120.3121 | 119.9447 | 5.4392e-14 | -120.3121 | 119.9447
Line12_13_15 | 0 | 0 | 0 | 0 | 0 | 0 | 0 | 0 | 0 | 0 | 0 | 0 | 4.4525e-18 | -2.6578e-11 | -7.5731e-11 | -4.4525e-18 | 2.6578e-11 | 7.5731e-11 | 1.9082e-18 | 7.2361e-11 | 1.2775e-11 | -1.9082e-18 | -7.2361e-11 | -1.2775e-11 | 0 | 0 | 0 | 0 | 0 | 0 | 1.1 | 1.0978 | 1.0937 | 1.1 | 1.0978 | 1.0937 | 5.4392e-14 | -120.3121 | 119.9447 | 5.4329e-14 | -120.3121 | 119.9447
Line13_13_14 | 0 | 0 | 0 | 0 | 0 | 0 | 0 | 0 | 0 | 0 | 0 | 0 | 1.2403e-17 | -8.8592e-12 | -2.5244e-11 | -1.2403e-17 | 8.8592e-12 | 2.5244e-11 | 1.0813e-17 | 2.412e-11 | 4.2584e-12 | -1.1449e-17 | -2.412e-11 | -4.2584e-12 | 0 | 0 | 0 | 0 | 0 | 0 | 1.1 | 1.0978 | 1.0937 | 1.1 | 1.0978 | 1.0937 | 5.4392e-14 | -120.3121 | 119.9447 | 5.4299e-14 | -120.3121 | 119.9447
Line14_15_16 | 0 | 0 | 0 | 0 | 0 | 0 | 0 | 0 | 0 | 0 | 0 | 0 | 2.2262e-18 | -1.7718e-11 | -5.0487e-11 | -1.5902e-18 | 1.7718e-11 | 5.0487e-11 | -6.3607e-19 | 4.824e-11 | 8.5168e-12 | 6.3607e-19 | -4.824e-11 | -8.5168e-12 | 0 | 0 | 0 | 0 | 0 | 0 | 1.1 | 1.0978 | 1.0937 | 1.1 | 1.0978 | 1.0937 | 5.4329e-14 | -120.3121 | 119.9447 | 5.4299e-14 | -120.3121 | 119.9447
Line15_16_17 | 0 | 0 | 0 | 0 | 0 | 0 | 0 | 0 | 0 | 0 | 0 | 0 | 3.1803e-19 | -8.8592e-12 | -2.5244e-11 | -3.1803e-19 | 8.8592e-12 | 2.5244e-11 | 3.014e-34 | 2.412e-11 | 4.2584e-12 | -3.0129e-34 | -2.412e-11 | -4.2584e-12 | 0 | 0 | 0 | 0 | 0 | 0 | 1.1 | 1.0978 | 1.0937 | 1.1 | 1.0978 | 1.0937 | 5.4299e-14 | -120.3121 | 119.9447 | 5.428e-14 | -120.3121 | 119.9447
Line16_4_18 | 0 | 0 | 0 | 0 | 0 | 0 | 0 | 0 | 0 | 0 | 0 | 0 | 0 | -8.8592e-12 | -2.5244e-11 | -6.3607e-19 | 8.8592e-12 | 2.5244e-11 | 0 | 2.412e-11 | 4.2584e-12 | -6.1217e-34 | -2.412e-11 | -4.2584e-12 | 0 | 0 | 0 | 0 | 0 | 0 | 1.1 | 1.0978 | 1.0937 | 1.1 | 1.0978 | 1.0937 | 5.5163e-14 | -120.3121 | 119.9447 | 5.5143e-14 | -120.3121 | 119.9447
Line17_5_19 | 0 | 0 | 0 | 0 | 0 | 0 | 0 | 0 | 0 | 0 | 0 | 0 | -9.541e-19 | -8.8592e-12 | -2.5244e-11 | 1.5902e-18 | 8.8592e-12 | 2.5244e-11 | -1.2721e-18 | 2.412e-11 | 4.2584e-12 | 1.2721e-18 | -2.412e-11 | -4.2584e-12 | 0 | 0 | 0 | 0 | 0 | 0 | 1.1 | 1.0978 | 1.0937 | 1.1 | 1.0978 | 1.0937 | 5.525e-14 | -120.3121 | 119.9447 | 5.5231e-14 | -120.3121 | 119.9447
Line1_1_3 | 0 | 0 | 0 | 0 | 0 | 0 | 0 | 0 | 0 | 0 | 0 | 0 | 2.5443e-17 | -7.0874e-11 | -2.0195e-10 | -2.6079e-17 | 7.0874e-11 | 2.0195e-10 | 1.3357e-17 | 1.9296e-10 | 3.4067e-11 | -1.2721e-17 | -1.9296e-10 | -3.4067e-11 | 0 | 0 | 0 | 0 | 0 | 0 | 1.1 | 1.0978 | 1.0937 | 1.1 | 1.0978 | 1.0937 | 5.5277e-14 | -120.3121 | 119.9447 | 5.5024e-14 | -120.3121 | 119.9447
Line2_1_4 | 0 | 0 | 0 | 0 | 0 | 0 | 0 | 0 | 0 | 0 | 0 | 0 | 1.4311e-17 | -1.7718e-11 | -5.0487e-11 | -1.4311e-17 | 1.7718e-11 | 5.0487e-11 | 9.541e-18 | 4.824e-11 | 8.5168e-12 | -8.9049e-18 | -4.824e-11 | -8.5168e-12 | 0 | 0 | 0 | 0 | 0 | 0 | 1.1 | 1.0978 | 1.0937 | 1.1 | 1.0978 | 1.0937 | 5.5277e-14 | -120.3121 | 119.9447 | 5.5163e-14 | -120.3121 | 119.9447
Line3_1_5 | 0 | 0 | 0 | 0 | 0 | 0 | 0 | 0 | 0 | 0 | 0 | 0 | 2.5443e-18 | -1.7718e-11 | -5.0487e-11 | -3.1803e-18 | 1.7718e-11 | 5.0487e-11 | 2.5443e-18 | 4.824e-11 | 8.5168e-12 | -1.9082e-18 | -4.824e-11 | -8.5168e-12 | 0 | 0 | 0 | 0 | 0 | 0 | 1.1 | 1.0978 | 1.0937 | 1.1 | 1.0978 | 1.0937 | 5.5277e-14 | -120.3121 | 119.9447 | 5.525e-14 | -120.3121 | 119.9447
Line4_2_6 | 0 | 0.060452 | 0.060452 | 0 | 0.060452 | 0.060452 | 0 | 0.013961 | 0.013961 | 0 | 0.013961 | 0.013961 | 3.6892e-17 | 0.01474 | 0.0037509 | -3.562e-17 | -0.014704 | -0.0037143 | 2.2898e-17 | 0.0039919 | 0.014719 | -2.2898e-17 | -0.0039188 | -0.014646 | 0 | -135.6932 | 44.3068 | 0 | 44.3068 | -135.6932 | 1.1 | 1.0939 | 1.088 | 1.1 | 1.09 | 1.0823 | 5.4654e-14 | -120.5402 | 120.0098 | 5.4099e-14 | -120.7698 | 120.0757
Line5_6_7 | 0 | 0.060452 | 0.060452 | 0 | 0.060452 | 0.060452 | 0 | 0.013961 | 0.013961 | 0 | 0.013961 | 0.013961 | 3.3075e-17 | 0.014704 | 0.0037143 | -3.0531e-17 | -0.014667 | -0.0036778 | 1.781e-17 | 0.0039188 | 0.014646 | -2.2898e-17 | -0.0038457 | -0.014572 | 0 | -135.6932 | 44.3068 | 0 | 44.3068 | -135.6932 | 1.1 | 1.09 | 1.0823 | 1.1 | 1.0861 | 1.0765 | 5.4099e-14 | -120.7698 | 120.0757 | 5.3665e-14 | -121.0011 | 120.1422
Line6_7_8 | 0 | 0.060452 | 0.060452 | 0 | 0.060452 | 0.060452 | 0 | 0.013961 | 0.013961 | 0 | 0.013961 | 0.013961 | 1.0177e-17 | 0.014667 | 0.0036778 | -1.5266e-17 | -0.014631 | -0.0036413 | 2.5443e-18 | 0.0038457 | 0.014572 | -1.424e-32 | -0.0037726 | -0.014499 | 0 | -135.6932 | 44.3068 | 0 | 44.3068 | -135.6932 | 1.1 | 1.0861 | 1.0765 | 1.1 | 1.0823 | 1.0708 | 5.3665e-14 | -121.0011 | 120.1422 | 5.3447e-14 | -121.2341 | 120.2095
Line7_8_9 | 0 | 0 | 0 | 0 | 0 | 0 | 0 | 0 | 0 | 0 | 0 | 0 | 2.5443e-18 | -6.9334e-11 | -1.1449e-10 | -2.3695e-33 | 6.9334e-11 | 1.1449e-10 | -5.0885e-18 | 9.4011e-11 | -1.5791e-11 | 2.5443e-18 | -9.4011e-11 | 1.5791e-11 | 0 | 0 | 0 | 0 | 0 | 0 | 1.1 | 1.0823 | 1.0708 | 1.1 | 1.0823 | 1.0708 | 5.3447e-14 | -121.2341 | 120.2095 | 5.336e-14 | -121.2341 | 120.2095
Line8_8_10 | 0 | 0 | 0 | 0 | 0 | 0 | 0 | 0 | 0 | 0 | 0 | 0 | 5.0885e-18 | -6.9334e-11 | -1.1449e-10 | -5.0885e-18 | 6.9334e-11 | 1.1449e-10 | 2.5443e-18 | 9.4011e-11 | -1.5791e-11 | -4.7399e-33 | -9.4011e-11 | 1.5791e-11 | 0 | 0 | 0 | 0 | 0 | 0 | 1.1 | 1.0823 | 1.0708 | 1.1 | 1.0823 | 1.0708 | 5.3447e-14 | -121.2341 | 120.2095 | 5.337e-14 | -121.2341 | 120.2095
Line9_3_11 | 0 | 0 | 0 | 0 | 0 | 0 | 0 | 0 | 0 | 0 | 0 | 0 | 2.3534e-17 | -6.2015e-11 | -1.7671e-10 | -2.2898e-17 | 6.2015e-11 | 1.7671e-10 | 1.1449e-17 | 1.6884e-10 | 2.9809e-11 | -1.0813e-17 | -1.6884e-10 | -2.9809e-11 | 0 | 0 | 0 | 0 | 0 | 0 | 1.1 | 1.0978 | 1.0937 | 1.1 | 1.0978 | 1.0937 | 5.5024e-14 | -120.3121 | 119.9447 | 5.4802e-14 | -120.3121 | 119.9447

## LL_min_6
name | pf_ikss_a_from_ka | pf_ikss_b_from_ka | pf_ikss_c_from_ka | pf_ikss_a_to_ka | pf_ikss_b_to_ka | pf_ikss_c_to_ka | pf_skss_a_from_mw | pf_skss_b_from_mw | pf_skss_c_from_mw | pf_skss_a_to_mw | pf_skss_b_to_mw | pf_skss_c_to_mw | pf_p_a_from_mw | pf_p_b_from_mw | pf_p_c_from_mw | pf_p_a_to_mw | pf_p_b_to_mw | pf_p_c_to_mw | pf_q_a_from_mvar | pf_q_b_from_mvar | pf_q_c_from_mvar | pf_q_a_to_mvar | pf_q_b_to_mvar | pf_q_c_to_mvar | pf_ikss_a_from_degree | pf_ikss_b_from_degree | pf_ikss_c_from_degree | pf_ikss_a_to_degree | pf_ikss_b_to_degree | pf_ikss_c_to_degree | pf_vm_a_from_pu | pf_vm_b_from_pu | pf_vm_c_from_pu | pf_vm_a_to_pu | pf_vm_b_to_pu | pf_vm_c_to_pu | pf_va_a_from_degree | pf_va_b_from_degree | pf_va_c_from_degree | pf_va_a_to_degree | pf_va_b_to_degree | pf_va_c_to_degree
Line0_1_2 | 0 | 1.455 | 1.455 | 0 | 1.455 | 1.455 | 0 | 0.33601 | 0.33601 | 0 | 0.33601 | 0.33601 | -3.5157e-17 | 0.28984 | 0.03533 | 3.5157e-17 | -0.24919 | 0.005316 | 3.6915e-16 | 0.073022 | 0.26569 | -3.6915e-16 | -0.030682 | -0.22336 | 0 | -142.8727 | 37.1273 | 0 | 37.1273 | -142.8727 | 0.95 | 0.88953 | 0.79769 | 0.95 | 0.74721 | 0.66491 | 8.9263e-13 | -128.7319 | 119.553 | 9.0125e-13 | -135.8534 | 128.4907
Line10_11_12 | 0 | 0 | 0 | 0 | 0 | 0 | 0 | 0 | 0 | 0 | 0 | 0 | 1.4942e-16 | -9.6789e-10 | -2.6725e-09 | -1.4942e-16 | 9.6789e-10 | 2.6725e-09 | 3.8673e-16 | 2.8224e-09 | 1.3007e-10 | -3.8673e-16 | -2.8224e-09 | -1.3007e-10 | 0 | 0 | 0 | 0 | 0 | 0 | 0.95 | 0.88953 | 0.79769 | 0.95 | 0.88953 | 0.79769 | 9.0048e-13 | -128.7319 | 119.553 | 9.0433e-13 | -128.7319 | 119.553
Line11_12_13 | 0 | 0 | 0 | 0 | 0 | 0 | 0 | 0 | 0 | 0 | 0 | 0 | 1.3623e-16 | -8.0657e-10 | -2.2271e-09 | -1.3623e-16 | 8.0657e-10 | 2.2271e-09 | 4.0431e-16 | 2.352e-09 | 1.0839e-10 | -3.8673e-16 | -2.352e-09 | -1.0839e-10 | 0 | 0 | 0 | 0 | 0 | 0 | 0.95 | 0.88953 | 0.79769 | 0.95 | 0.88953 | 0.79769 | 9.0433e-13 | -128.7319 | 119.553 | 9.0902e-13 | -128.7319 | 119.553
Line12_13_15 | 0 | 0 | 0 | 0 | 0 | 0 | 0 | 0 | 0 | 0 | 0 | 0 | 2.6368e-17 | -4.8394e-10 | -1.3362e-09 | -2.6368e-17 | 4.8394e-10 | 1.3362e-09 | 3.5157e-17 | 1.4112e-09 | 6.5035e-11 | -1.7579e-17 | -1.4112e-09 | -6.5035e-11 | 0 | 0 | 0 | 0 | 0 | 0 | 0.95 | 0.88953 | 0.79769 | 0.95 | 0.88953 | 0.79769 | 9.0902e-13 | -128.7319 | 119.553 | 9.0961e-13 | -128.7319 | 119.553
Line13_13_14 | 0 | 0 | 0 | 0 | 0 | 0 | 0 | 0 | 0 | 0 | 0 | 0 | 1.3184e-16 | -1.6131e-10 | -4.4541e-10 | -1.3184e-16 | 1.6131e-10 | 4.4541e-10 | 3.5157e-16 | 4.7039e-10 | 2.1678e-11 | -3.3399e-16 | -4.7039e-10 | -2.1678e-11 | 0 | 0 | 0 | 0 | 0 | 0 | 0.95 | 0.88953 | 0.79769 | 0.95 | 0.88953 | 0.79769 | 9.0902e-13 | -128.7319 | 119.553 | 9.1185e-13 | -128.7319 | 119.553
Line14_15_16 | 0 | 0 | 0 | 0 | 0 | 0 | 0 | 0 | 0 | 0 | 0 | 0 | 1.7579e-17 | -3.2263e-10 | -8.9083e-10 | -8.7893e-18 | 3.2263e-10 | 8.9083e-10 | 3.5157e-17 | 9.4079e-10 | 4.3357e-11 | -3.5157e-17 | -9.4079e-10 | -4.3357e-11 | 0 | 0 | 0 | 0 | 0 | 0 | 0.95 | 0.88953 | 0.79769 | 0.95 | 0.88953 | 0.79769 | 9.0961e-13 | -128.7319 | 119.553 | 9.1002e-13 | -128.7319 | 119.553
Line15_16_17 | 0 | 0 | 0 | 0 | 0 | 0 | 0 | 0 | 0 | 0 | 0 | 0 | -8.7893e-18 | -1.6131e-10 | -4.4541e-10 | 1.7579e-17 | 1.6131e-10 | 4.4541e-10 | 1.7579e-17 | 4.7039e-10 | 2.1678e-11 | -1.7579e-17 | -4.7039e-10 | -2.1678e-11 | 0 | 0 | 0 | 0 | 0 | 0 | 0.95 | 0.88953 | 0.79769 | 0.95 | 0.88953 | 0.79769 | 9.1002e-13 | -128.7319 | 119.553 | 9.0981e-13 | -128.7319 | 119.553
Line16_4_18 | 0 | 0 | 0 | 0 | 0 | 0 | 0 | 0 | 0 | 0 | 0 | 0 | 8.7893e-18 | -1.6131e-10 | -4.4541e-10 | -8.7893e-18 | 1.6131e-10 | 4.4541e-10 | 1.7579e-17 | 4.7039e-10 | 2.1678e-11 | -1.7579e-17 | -4.7039e-10 | -2.1678e-11 | 0 | 0 | 0 | 0 | 0 | 0 | 0.95 | 0.88953 | 0.79769 | 0.95 | 0.88953 | 0.79769 | 8.9517e-13 | -128.7319 | 119.553 | 8.9496e-13 | -128.7319 | 119.553
Line17_5_19 | 0 | 0 | 0 | 0 | 0 | 0 | 0 | 0 | 0 | 0 | 0 | 0 | 4.3946e-18 | -1.6131e-10 | -4.4541e-10 | -4.3946e-18 | 1.6131e-10 | 4.4541e-10 | 1.7579e-17 | 4.7039e-10 | 2.1678e-11 | -1.7579e-17 | -4.7039e-10 | -2.1678e-11 | 0 | 0 | 0 | 0 | 0 | 0 | 0.95 | 0.88953 | 0.79769 | 0.95 | 0.88953 | 0.79769 | 8.9277e-13 | -128.7319 | 119.553 | 8.9256e-13 | -128.7319 | 119.553
Line1_1_3 | 0 | 0 | 0 | 0 | 0 | 0 | 0 | 0 | 0 | 0 | 0 | 0 | 1.9776e-16 | -1.2905e-09 | -3.5633e-09 | -2.0655e-16 | 1.2905e-09 | 3.5633e-09 | 3.5157e-16 | 3.7632e-09 | 1.7343e-10 | -3.3399e-16 | -3.7632e-09 | -1.7343e-10 | 0 | 0 | 0 | 0 | 0 | 0 | 0.95 | 0.88953 | 0.79769 | 0.95 | 0.88953 | 0.79769 | 8.9263e-13 | -128.7319 | 119.553 | 8.9665e-13 | -128.7319 | 119.553
Line2_1_4 | 0 | 0 | 0 | 0 | 0 | 0 | 0 | 0 | 0 | 0 | 0 | 0 | 1.3623e-16 | -3.2263e-10 | -8.9083e-10 | -1.4502e-16 | 3.2263e-10 | 8.9083e-10 | 3.5157e-16 | 9.4079e-10 | 4.3357e-11 | -3.5157e-16 | -9.4079e-10 | -4.3357e-11 | 0 | 0 | 0 | 0 | 0 | 0 | 0.95 | 0.88953 | 0.79769 | 0.95 | 0.88953 | 0.79769 | 8.9263e-13 | -128.7319 | 119.553 | 8.9517e-13 | -128.7319 | 119.553
Line3_1_5 | 0 | 0 | 0 | 0 | 0 | 0 | 0 | 0 | 0 | 0 | 0 | 0 | 1.3184e-17 | -3.2263e-10 | -8.9083e-10 | -2.1973e-17 | 3.2263e-10 | 8.9083e-10 | 1.7579e-17 | 9.4079e-10 | 4.3357e-11 | -1.7579e-17 | -9.4079e-10 | -4.3357e-11 | 0 | 0 | 0 | 0 | 0 | 0 | 0.95 | 0.88953 | 0.79769 | 0.95 | 0.88953 | 0.79769 | 8.9263e-13 | -128.7319 | 119.553 | 8.9277e-13 | -128.7319 | 119.553
Line4_2_6 | 0 | 1.455 | 1.455 | 0 | 1.455 | 1.455 | 0 | 0.33601 | 0.33601 | 0 | 0.33601 | 0.33601 | 3.5157e-17 | 0.24919 | -0.005316 | -3.5157e-17 | -0.20855 | 0.045962 | 3.8673e-16 | 0.030682 | 0.22336 | -3.5157e-16 | 0.011658 | -0.18102 | 0 | -142.8727 | 37.1273 | 0 | 37.1273 | -142.8727 | 0.95 | 0.74721 | 0.66491 | 0.95 | 0.62161 | 0.55581 | 9.0125e-13 | -135.8534 | 128.4907 | 9.0728e-13 | -146.0722 | 141.3743
Line5_6_7 | 0 | 1.455 | 1.455 | 0 | 1.455 | 1.455 | 0 | 0.33601 | 0.33601 | 0 | 0.33601 | 0.33601 | 7.0314e-17 | 0.20855 | -0.045962 | -7.0314e-17 | -0.1679 | 0.086608 | 3.1641e-16 | -0.011658 | 0.18102 | -2.8126e-16 | 0.053997 | -0.13868 | 0 | -142.8727 | 37.1273 | 0 | 37.1273 | -142.8727 | 0.95 | 0.62161 | 0.55581 | 0.95 | 0.52489 | 0.48658 | 9.0728e-13 | -146.0722 | 141.3743 | 9.1161e-13 | -160.7007 | 159.1134
Line6_7_8 | 0 | 1.455 | 1.455 | 0 | 1.455 | 1.455 | 0 | 0.33601 | 0.33601 | 0 | 0.33601 | 0.33601 | 1.4063e-16 | 0.1679 | -0.086608 | -2.1094e-16 | -0.12725 | 0.12725 | 1.4063e-16 | -0.053997 | 0.13868 | -1.4063e-16 | 0.096337 | -0.096337 | 0 | -142.8727 | 37.1273 | 0 | 37.1273 | -142.8727 | 0.95 | 0.52489 | 0.48658 | 0.95 | 0.475 | 0.475 | 9.1161e-13 | -160.7007 | 159.1134 | 9.1205e-13 | 180 | 180
Line7_8_9 | 0 | 0 | 0 | 0 | 0 | 0 | 0 | 0 | 0 | 0 | 0 | 0 | -7.0314e-17 | 1.4063e-16 | -1.4063e-16 | 7.0314e-17 | -1.7251e-16 | 1.439e-16 | -1.1193e-30 | 1.4329e-09 | -1.4329e-09 | 1.118e-30 | -1.4329e-09 | 1.4329e-09 | 0 | 0 | 0 | 0 | 0 | 0 | 0.95 | 0.475 | 0.475 | 0.95 | 0.475 | 0.475 | 9.1205e-13 | 180 | 180 | 9.1097e-13 | -180 | 180
Line8_8_10 | 0 | 0 | 0 | 0 | 0 | 0 | 0 | 0 | 0 | 0 | 0 | 0 | -1.4063e-16 | 7.0314e-17 | 1.4063e-16 | 7.0314e-17 | -1.022e-16 | 3.2762e-18 | 7.0314e-17 | 1.4329e-09 | -1.4329e-09 | -7.0314e-17 | -1.4329e-09 | 1.4329e-09 | 0 | 0 | 0 | 0 | 0 | 0 | 0.95 | 0.475 | 0.475 | 0.95 | 0.475 | 0.475 | 9.1205e-13 | 180 | 180 | 9.1236e-13 | -180 | 180
Line9_3_11 | 0 | 0 | 0 | 0 | 0 | 0 | 0 | 0 | 0 | 0 | 0 | 0 | 1.4942e-16 | -1.1292e-09 | -3.1179e-09 | -1.4942e-16 | 1.1292e-09 | 3.1179e-09 | 3.5157e-16 | 3.2928e-09 | 1.5175e-10 | -3.5157e-16 | -3.2928e-09 | -1.5175e-10 | 0 | 0 | 0 | 0 | 0 | 0 | 0.95 | 0.88953 | 0.79769 | 0.95 | 0.88953 | 0.79769 | 8.9665e-13 | -128.7319 | 119.553 | 9.0048e-13 | -128.7319 | 119.553

## LL_min_10
name | pf_ikss_a_from_ka | pf_ikss_b_from_ka | pf_ikss_c_from_ka | pf_ikss_a_to_ka | pf_ikss_b_to_ka | pf_ikss_c_to_ka | pf_skss_a_from_mw | pf_skss_b_from_mw | pf_skss_c_from_mw | pf_skss_a_to_mw | pf_skss_b_to_mw | pf_skss_c_to_mw | pf_p_a_from_mw | pf_p_b_from_mw | pf_p_c_from_mw | pf_p_a_to_mw | pf_p_b_to_mw | pf_p_c_to_mw | pf_q_a_from_mvar | pf_q_b_from_mvar | pf_q_c_from_mvar | pf_q_a_to_mvar | pf_q_b_to_mvar | pf_q_c_to_mvar | pf_ikss_a_from_degree | pf_ikss_b_from_degree | pf_ikss_c_from_degree | pf_ikss_a_to_degree | pf_ikss_b_to_degree | pf_ikss_c_to_degree | pf_vm_a_from_pu | pf_vm_b_from_pu | pf_vm_c_from_pu | pf_vm_a_to_pu | pf_vm_b_to_pu | pf_vm_c_to_pu | pf_va_a_from_degree | pf_va_b_from_degree | pf_va_c_from_degree | pf_va_a_to_degree | pf_va_b_to_degree | pf_va_c_to_degree
Line0_1_2 | 0 | 1.3784 | 1.3784 | 0 | 1.3784 | 1.3784 | 0 | 0.31833 | 0.31833 | 0 | 0.31833 | 0.31833 | -3.3307e-17 | 0.26013 | 0.031709 | 3.3307e-17 | -0.22365 | 0.0047711 | 2.8311e-16 | 0.065537 | 0.23846 | -2.6645e-16 | -0.027537 | -0.20046 | 0 | -142.8727 | 37.1273 | 0 | 37.1273 | -142.8727 | 0.9 | 0.84271 | 0.7557 | 0.9 | 0.70788 | 0.62991 | 9.1297e-13 | -128.7319 | 119.553 | 9.2222e-13 | -135.8534 | 128.4907
Line10_11_12 | 0 | 0 | 0 | 0 | 0 | 0 | 0 | 0 | 0 | 0 | 0 | 0 | 1.4155e-16 | -8.6869e-10 | -2.3986e-09 | -1.249e-16 | 8.6869e-10 | 2.3986e-09 | 3.4972e-16 | 2.5331e-09 | 1.1674e-10 | -3.4972e-16 | -2.5331e-09 | -1.1674e-10 | 0 | 0 | 0 | 0 | 0 | 0 | 0.9 | 0.84271 | 0.7557 | 0.9 | 0.84271 | 0.7557 | 9.2078e-13 | -128.7319 | 119.553 | 9.2461e-13 | -128.7319 | 119.553
Line11_12_13 | 0 | 0 | 0 | 0 | 0 | 0 | 0 | 0 | 0 | 0 | 0 | 0 | 1.4155e-16 | -7.2391e-10 | -1.9988e-09 | -1.3323e-16 | 7.2391e-10 | 1.9988e-09 | 3.8303e-16 | 2.1109e-09 | 9.7283e-11 | -3.6637e-16 | -2.1109e-09 | -9.7283e-11 | 0 | 0 | 0 | 0 | 0 | 0 | 0.9 | 0.84271 | 0.7557 | 0.9 | 0.84271 | 0.7557 | 9.2461e-13 | -128.7319 | 119.553 | 9.2928e-13 | -128.7319 | 119.553
Line12_13_15 | 0 | 0 | 0 | 0 | 0 | 0 | 0 | 0 | 0 | 0 | 0 | 0 | 1.249e-17 | -4.3434e-10 | -1.1993e-09 | -1.249e-17 | 4.3434e-10 | 1.1993e-09 | 3.3307e-17 | 1.2665e-09 | 5.837e-11 | -1.6653e-17 | -1.2665e-09 | -5.837e-11 | 0 | 0 | 0 | 0 | 0 | 0 | 0.9 | 0.84271 | 0.7557 | 0.9 | 0.84271 | 0.7557 | 9.2928e-13 | -128.7319 | 119.553 | 9.2988e-13 | -128.7319 | 119.553
Line13_13_14 | 0 | 0 | 0 | 0 | 0 | 0 | 0 | 0 | 0 | 0 | 0 | 0 | 1.1241e-16 | -1.4478e-10 | -3.9976e-10 | -1.1241e-16 | 1.4478e-10 | 3.9976e-10 | 2.8311e-16 | 4.2218e-10 | 1.9457e-11 | -2.9976e-16 | -4.2218e-10 | -1.9457e-11 | 0 | 0 | 0 | 0 | 0 | 0 | 0.9 | 0.84271 | 0.7557 | 0.9 | 0.84271 | 0.7557 | 9.2928e-13 | -128.7319 | 119.553 | 9.3236e-13 | -128.7319 | 119.553
Line14_15_16 | 0 | 0 | 0 | 0 | 0 | 0 | 0 | 0 | 0 | 0 | 0 | 0 | 1.249e-17 | -2.8956e-10 | -7.9952e-10 | -4.1633e-18 | 2.8956e-10 | 7.9952e-10 | 2.0271e-31 | 8.4436e-10 | 3.8913e-11 | -6.7598e-32 | -8.4436e-10 | -3.8913e-11 | 0 | 0 | 0 | 0 | 0 | 0 | 0.9 | 0.84271 | 0.7557 | 0.9 | 0.84271 | 0.7557 | 9.2988e-13 | -128.7319 | 119.553 | 9.3029e-13 | -128.7319 | 119.553
Line15_16_17 | 0 | 0 | 0 | 0 | 0 | 0 | 0 | 0 | 0 | 0 | 0 | 0 | 2.0817e-17 | -1.4478e-10 | -3.9976e-10 | -4.1633e-18 | 1.4478e-10 | 3.9976e-10 | 3.3799e-31 | 4.2218e-10 | 1.9457e-11 | -6.7583e-32 | -4.2218e-10 | -1.9457e-11 | 0 | 0 | 0 | 0 | 0 | 0 | 0.9 | 0.84271 | 0.7557 | 0.9 | 0.84271 | 0.7557 | 9.3029e-13 | -128.7319 | 119.553 | 9.3008e-13 | -128.7319 | 119.553
Line16_4_18 | 0 | 0 | 0 | 0 | 0 | 0 | 0 | 0 | 0 | 0 | 0 | 0 | 2.0817e-17 | -1.4478e-10 | -3.9976e-10 | -2.9143e-17 | 1.4478e-10 | 3.9976e-10 | 3.3261e-31 | 4.2218e-10 | 1.9457e-11 | -1.6653e-17 | -4.2218e-10 | -1.9457e-11 | 0 | 0 | 0 | 0 | 0 | 0 | 0.9 | 0.84271 | 0.7557 | 0.9 | 0.84271 | 0.7557 | 9.1549e-13 | -128.7319 | 119.553 | 9.1528e-13 | -128.7319 | 119.553
Line17_5_19 | 0 | 0 | 0 | 0 | 0 | 0 | 0 | 0 | 0 | 0 | 0 | 0 | -2.654e-31 | -1.4478e-10 | -3.9976e-10 | 8.3267e-18 | 1.4478e-10 | 3.9976e-10 | 1.6653e-17 | 4.2218e-10 | 1.9457e-11 | -1.6653e-17 | -4.2218e-10 | -1.9457e-11 | 0 | 0 | 0 | 0 | 0 | 0 | 0.9 | 0.84271 | 0.7557 | 0.9 | 0.84271 | 0.7557 | 9.131e-13 | -128.7319 | 119.553 | 9.1289e-13 | -128.7319 | 119.553
Line1_1_3 | 0 | 0 | 0 | 0 | 0 | 0 | 0 | 0 | 0 | 0 | 0 | 0 | 1.707e-16 | -1.1582e-09 | -3.1981e-09 | -1.707e-16 | 1.1582e-09 | 3.1981e-09 | 3.1641e-16 | 3.3775e-09 | 1.5565e-10 | -3.3307e-16 | -3.3775e-09 | -1.5565e-10 | 0 | 0 | 0 | 0 | 0 | 0 | 0.9 | 0.84271 | 0.7557 | 0.9 | 0.84271 | 0.7557 | 9.1297e-13 | -128.7319 | 119.553 | 9.1696e-13 | -128.7319 | 119.553
Line2_1_4 | 0 | 0 | 0 | 0 | 0 | 0 | 0 | 0 | 0 | 0 | 0 | 0 | 1.3323e-16 | -2.8956e-10 | -7.9952e-10 | -1.3323e-16 | 2.8956e-10 | 7.9952e-10 | 3.3307e-16 | 8.4436e-10 | 3.8913e-11 | -3.3307e-16 | -8.4436e-10 | -3.8913e-11 | 0 | 0 | 0 | 0 | 0 | 0 | 0.9 | 0.84271 | 0.7557 | 0.9 | 0.84271 | 0.7557 | 9.1297e-13 | -128.7319 | 119.553 | 9.1549e-13 | -128.7319 | 119.553
Line3_1_5 | 0 | 0 | 0 | 0 | 0 | 0 | 0 | 0 | 0 | 0 | 0 | 0 | -8.3267e-18 | -2.8956e-10 | -7.9952e-10 | 8.3267e-18 | 2.8956e-10 | 7.9952e-10 | 1.6653e-17 | 8.4436e-10 | 3.8913e-11 | -1.6653e-17 | -8.4436e-10 | -3.8913e-11 | 0 | 0 | 0 | 0 | 0 | 0 | 0.9 | 0.84271 | 0.7557 | 0.9 | 0.84271 | 0.7557 | 9.1297e-13 | -128.7319 | 119.553 | 9.131e-13 | -128.7319 | 119.553
Line4_2_6 | 0 | 1.3784 | 1.3784 | 0 | 1.3784 | 1.3784 | 0 | 0.31833 | 0.31833 | 0 | 0.31833 | 0.31833 | -3.3307e-17 | 0.22365 | -0.0047711 | 3.3307e-17 | -0.18717 | 0.041251 | 3.3307e-16 | 0.027537 | 0.20046 | -2.9976e-16 | 0.010463 | -0.16246 | 0 | -142.8727 | 37.1273 | 0 | 37.1273 | -142.8727 | 0.9 | 0.70788 | 0.62991 | 0.9 | 0.5889 | 0.52656 | 9.2222e-13 | -135.8534 | 128.4907 | 9.283e-13 | -146.0722 | 141.3743
Line5_6_7 | 0 | 1.3784 | 1.3784 | 0 | 1.3784 | 1.3784 | 0 | 0.31833 | 0.31833 | 0 | 0.31833 | 0.31833 | 3.3307e-17 | 0.18717 | -0.041251 | -3.3307e-17 | -0.15069 | 0.077731 | 2.9976e-16 | -0.010463 | 0.16246 | -2.9976e-16 | 0.048463 | -0.12446 | 0 | -142.8727 | 37.1273 | 0 | 37.1273 | -142.8727 | 0.9 | 0.5889 | 0.52656 | 0.9 | 0.49726 | 0.46097 | 9.283e-13 | -146.0722 | 141.3743 | 9.3288e-13 | -160.7007 | 159.1134
Line6_7_8 | 0 | 1.3784 | 1.3784 | 0 | 1.3784 | 1.3784 | 0 | 0.31833 | 0.31833 | 0 | 0.31833 | 0.31833 | 1.3323e-16 | 0.15069 | -0.077731 | -1.3323e-16 | -0.11421 | 0.11421 | 6.6613e-17 | -0.048463 | 0.12446 | -6.6613e-17 | 0.086463 | -0.086463 | 0 | -142.8727 | 37.1273 | 0 | 37.1273 | -142.8727 | 0.9 | 0.49726 | 0.46097 | 0.9 | 0.45 | 0.45 | 9.3288e-13 | -160.7007 | 159.1134 | 9.3227e-13 | 180 | 180
Line7_8_9 | 0 | 0 | 0 | 0 | 0 | 0 | 0 | 0 | 0 | 0 | 0 | 0 | 1.3323e-16 | -9.992e-17 | -1.3323e-16 | -6.6613e-17 | -3.0366e-17 | 1.3617e-16 | 2.1678e-30 | 1.286e-09 | -1.286e-09 | 6.6613e-17 | -1.286e-09 | 1.286e-09 | 0 | 0 | 0 | 0 | 0 | 0 | 0.9 | 0.45 | 0.45 | 0.9 | 0.45 | 0.45 | 9.3227e-13 | 180 | 180 | 9.3119e-13 | -180 | 180
Line8_8_10 | 0 | 0 | 0 | 0 | 0 | 0 | 0 | 0 | 0 | 0 | 0 | 0 | -6.6613e-17 | -3.3307e-17 | 1.3323e-16 | 6.6613e-17 | -6.3673e-17 | -1.3029e-16 | 1.3323e-16 | 1.286e-09 | -1.286e-09 | -1.3323e-16 | -1.286e-09 | 1.286e-09 | 0 | 0 | 0 | 0 | 0 | 0 | 0.9 | 0.45 | 0.45 | 0.9 | 0.45 | 0.45 | 9.3227e-13 | 180 | 180 | 9.328e-13 | -180 | 180
Line9_3_11 | 0 | 0 | 0 | 0 | 0 | 0 | 0 | 0 | 0 | 0 | 0 | 0 | 1.4572e-16 | -1.0135e-09 | -2.7983e-09 | -1.3739e-16 | 1.0135e-09 | 2.7983e-09 | 2.9976e-16 | 2.9553e-09 | 1.362e-10 | -3.1641e-16 | -2.9553e-09 | -1.362e-10 | 0 | 0 | 0 | 0 | 0 | 0 | 0.9 | 0.84271 | 0.7557 | 0.9 | 0.84271 | 0.7557 | 9.1696e-13 | -128.7319 | 119.553 | 9.2078e-13 | -128.7319 | 119.553

## LL_min_fault_6
name | pf_ikss_a_from_ka | pf_ikss_b_from_ka | pf_ikss_c_from_ka | pf_ikss_a_to_ka | pf_ikss_b_to_ka | pf_ikss_c_to_ka | pf_skss_a_from_mw | pf_skss_b_from_mw | pf_skss_c_from_mw | pf_skss_a_to_mw | pf_skss_b_to_mw | pf_skss_c_to_mw | pf_p_a_from_mw | pf_p_b_from_mw | pf_p_c_from_mw | pf_p_a_to_mw | pf_p_b_to_mw | pf_p_c_to_mw | pf_q_a_from_mvar | pf_q_b_from_mvar | pf_q_c_from_mvar | pf_q_a_to_mvar | pf_q_b_to_mvar | pf_q_c_to_mvar | pf_ikss_a_from_degree | pf_ikss_b_from_degree | pf_ikss_c_from_degree | pf_ikss_a_to_degree | pf_ikss_b_to_degree | pf_ikss_c_to_degree | pf_vm_a_from_pu | pf_vm_b_from_pu | pf_vm_c_from_pu | pf_vm_a_to_pu | pf_vm_b_to_pu | pf_vm_c_to_pu | pf_va_a_from_degree | pf_va_b_from_degree | pf_va_c_from_degree | pf_va_a_to_degree | pf_va_b_to_degree | pf_va_c_to_degree
Line0_1_2 | 0 | 0.051843 | 0.051843 | 0 | 0.051843 | 0.051843 | 0 | 0.011973 | 0.011973 | 0 | 0.011973 | 0.011973 | 2.7466e-18 | 0.010966 | 0.0028847 | -3.296e-18 | -0.010915 | -0.0028331 | 1.3184e-17 | 0.0029326 | 0.010936 | -1.3184e-17 | -0.0028788 | -0.010882 | 0 | -135.2796 | 44.7204 | 0 | 44.7204 | -135.2796 | 0.95 | 0.94815 | 0.94465 | 0.95 | 0.94283 | 0.93921 | 2.9582e-14 | -120.3084 | 119.9432 | 2.991e-14 | -120.5043 | 120.1275
Line10_11_12 | 0 | 0 | 0 | 0 | 0 | 0 | 0 | 0 | 0 | 0 | 0 | 0 | 5.8366e-18 | -3.8309e-11 | -1.1119e-10 | -6.1113e-18 | 3.8309e-11 | 1.1119e-10 | 1.4283e-17 | 1.0665e-10 | 1.9584e-11 | -1.4832e-17 | -1.0665e-10 | -1.9584e-11 | 0 | 0 | 0 | 0 | 0 | 0 | 0.95 | 0.94815 | 0.94465 | 0.95 | 0.94815 | 0.94465 | 2.988e-14 | -120.3084 | 119.9432 | 3.0028e-14 | -120.3084 | 119.9432
Line11_12_13 | 0 | 0 | 0 | 0 | 0 | 0 | 0 | 0 | 0 | 0 | 0 | 0 | 4.738e-18 | -3.1925e-11 | -9.2658e-11 | -5.0126e-18 | 3.1925e-11 | 9.2658e-11 | 1.5931e-17 | 8.8872e-11 | 1.632e-11 | -1.5931e-17 | -8.8872e-11 | -1.632e-11 | 0 | 0 | 0 | 0 | 0 | 0 | 0.95 | 0.94815 | 0.94465 | 0.95 | 0.94815 | 0.94465 | 3.0028e-14 | -120.3084 | 119.9432 | 3.0209e-14 | -120.3084 | 119.9432
Line12_13_15 | 0 | 0 | 0 | 0 | 0 | 0 | 0 | 0 | 0 | 0 | 0 | 0 | 1.3733e-18 | -1.9155e-11 | -5.5595e-11 | -1.3733e-18 | 1.9155e-11 | 5.5595e-11 | 5.4933e-19 | 5.3323e-11 | 9.7921e-12 | -1.0987e-18 | -5.3323e-11 | -9.7921e-12 | 0 | 0 | 0 | 0 | 0 | 0 | 0.95 | 0.94815 | 0.94465 | 0.95 | 0.94815 | 0.94465 | 3.0209e-14 | -120.3084 | 119.9432 | 3.0229e-14 | -120.3084 | 119.9432
Line13_13_14 | 0 | 0 | 0 | 0 | 0 | 0 | 0 | 0 | 0 | 0 | 0 | 0 | 3.708e-18 | -6.3849e-12 | -1.8532e-11 | -3.708e-18 | 6.3849e-12 | 1.8532e-11 | 1.2085e-17 | 1.7774e-11 | 3.264e-12 | -1.2085e-17 | -1.7774e-11 | -3.264e-12 | 0 | 0 | 0 | 0 | 0 | 0 | 0.95 | 0.94815 | 0.94465 | 0.95 | 0.94815 | 0.94465 | 3.0209e-14 | -120.3084 | 119.9432 | 3.0339e-14 | -120.3084 | 119.9432
Line14_15_16 | 0 | 0 | 0 | 0 | 0 | 0 | 0 | 0 | 0 | 0 | 0 | 0 | -3.4333e-19 | -1.277e-11 | -3.7063e-11 | 3.4333e-19 | 1.277e-11 | 3.7063e-11 | 1.648e-18 | 3.5549e-11 | 6.5281e-12 | -1.0987e-18 | -3.5549e-11 | -6.5281e-12 | 0 | 0 | 0 | 0 | 0 | 0 | 0.95 | 0.94815 | 0.94465 | 0.95 | 0.94815 | 0.94465 | 3.0229e-14 | -120.3084 | 119.9432 | 3.0244e-14 | -120.3084 | 119.9432
Line15_16_17 | 0 | 0 | 0 | 0 | 0 | 0 | 0 | 0 | 0 | 0 | 0 | 0 | 5.4933e-19 | -6.3849e-12 | -1.8532e-11 | -5.4933e-19 | 6.3849e-12 | 1.8532e-11 | 5.4933e-19 | 1.7774e-11 | 3.264e-12 | 5.4933e-19 | -1.7774e-11 | -3.264e-12 | 0 | 0 | 0 | 0 | 0 | 0 | 0.95 | 0.94815 | 0.94465 | 0.95 | 0.94815 | 0.94465 | 3.0244e-14 | -120.3084 | 119.9432 | 3.0237e-14 | -120.3084 | 119.9432
Line16_4_18 | 0 | 0 | 0 | 0 | 0 | 0 | 0 | 0 | 0 | 0 | 0 | 0 | 2.7466e-19 | -6.3849e-12 | -1.8532e-11 | -2.7466e-19 | 6.3849e-12 | 1.8532e-11 | 1.648e-18 | 1.7774e-11 | 3.264e-12 | -1.0987e-18 | -1.7774e-11 | -3.264e-12 | 0 | 0 | 0 | 0 | 0 | 0 | 0.95 | 0.94815 | 0.94465 | 0.95 | 0.94815 | 0.94465 | 2.9686e-14 | -120.3084 | 119.9432 | 2.9679e-14 | -120.3084 | 119.9432
Line17_5_19 | 0 | 0 | 0 | 0 | 0 | 0 | 0 | 0 | 0 | 0 | 0 | 0 | 5.4933e-19 | -6.3849e-12 | -1.8532e-11 | -5.4933e-19 | 6.3849e-12 | 1.8532e-11 | 1.648e-18 | 1.7774e-11 | 3.264e-12 | -5.4933e-19 | -1.7774e-11 | -3.264e-12 | 0 | 0 | 0 | 0 | 0 | 0 | 0.95 | 0.94815 | 0.94465 | 0.95 | 0.94815 | 0.94465 | 2.9585e-14 | -120.3084 | 119.9432 | 2.9578e-14 | -120.3084 | 119.9432
Line1_1_3 | 0 | 0 | 0 | 0 | 0 | 0 | 0 | 0 | 0 | 0 | 0 | 0 | 6.2486e-18 | -5.1079e-11 | -1.4825e-10 | -6.2486e-18 | 5.1079e-11 | 1.4825e-10 | 1.3733e-17 | 1.422e-10 | 2.6112e-11 | -1.4283e-17 | -1.422e-10 | -2.6112e-11 | 0 | 0 | 0 | 0 | 0 | 0 | 0.95 | 0.94815 | 0.94465 | 0.95 | 0.94815 | 0.94465 | 2.9582e-14 | -120.3084 | 119.9432 | 2.9731e-14 | -120.3084 | 119.9432
Line2_1_4 | 0 | 0 | 0 | 0 | 0 | 0 | 0 | 0 | 0 | 0 | 0 | 0 | 5.15e-18 | -1.277e-11 | -3.7063e-11 | -5.4246e-18 | 1.277e-11 | 3.7063e-11 | 1.3733e-17 | 3.5549e-11 | 6.5281e-12 | -1.3733e-17 | -3.5549e-11 | -6.5281e-12 | 0 | 0 | 0 | 0 | 0 | 0 | 0.95 | 0.94815 | 0.94465 | 0.95 | 0.94815 | 0.94465 | 2.9582e-14 | -120.3084 | 119.9432 | 2.9686e-14 | -120.3084 | 119.9432
Line3_1_5 | 0 | 0 | 0 | 0 | 0 | 0 | 0 | 0 | 0 | 0 | 0 | 0 | 2.06e-19 | -1.277e-11 | -3.7063e-11 | -2.06e-19 | 1.277e-11 | 3.7063e-11 | 1.0987e-18 | 3.5549e-11 | 6.5281e-12 | -1.0987e-18 | -3.5549e-11 | -6.5281e-12 | 0 | 0 | 0 | 0 | 0 | 0 | 0.95 | 0.94815 | 0.94465 | 0.95 | 0.94815 | 0.94465 | 2.9582e-14 | -120.3084 | 119.9432 | 2.9585e-14 | -120.3084 | 119.9432
Line4_2_6 | 0 | 0.051843 | 0.051843 | 0 | 0.051843 | 0.051843 | 0 | 0.011973 | 0.011973 | 0 | 0.011973 | 0.011973 | 1.0987e-18 | 0.010915 | 0.0028331 | -2.1973e-18 | -0.010863 | -0.0027815 | 1.3184e-17 | 0.0028788 | 0.010882 | -1.3184e-17 | -0.0028251 | -0.010828 | 0 | -135.2796 | 44.7204 | 0 | 44.7204 | -135.2796 | 0.95 | 0.94283 | 0.93921 | 0.95 | 0.93752 | 0.93379 | 2.991e-14 | -120.5043 | 120.1275 | 3.0202e-14 | -120.7024 | 120.3141
Line5_6_7 | 0 | 0.051843 | 0.051843 | 0 | 0.051843 | 0.051843 | 0 | 0.011973 | 0.011973 | 0 | 0.011973 | 0.011973 | 3.296e-18 | 0.010863 | 0.0027815 | -3.296e-18 | -0.010812 | -0.0027299 | 1.5381e-17 | 0.0028251 | 0.010828 | -1.5381e-17 | -0.0027713 | -0.010775 | 0 | -135.2796 | 44.7204 | 0 | 44.7204 | -135.2796 | 0.95 | 0.93752 | 0.93379 | 0.95 | 0.93223 | 0.92837 | 3.0202e-14 | -120.7024 | 120.3141 | 3.0438e-14 | -120.9028 | 120.5028
Line6_7_8 | 0 | 0.051843 | 0.051843 | 0 | 0.051843 | 0.051843 | 0 | 0.011973 | 0.011973 | 0 | 0.011973 | 0.011973 | 2.1973e-18 | 0.010812 | 0.0027299 | -2.1973e-18 | -0.01076 | -0.0026783 | 6.5919e-18 | 0.0027713 | 0.010775 | -8.7893e-18 | -0.0027175 | -0.010721 | 0 | -135.2796 | 44.7204 | 0 | 44.7204 | -135.2796 | 0.95 | 0.93223 | 0.92837 | 0.95 | 0.92694 | 0.92297 | 3.0438e-14 | -120.9028 | 120.5028 | 3.0454e-14 | -121.1055 | 120.6937
Line7_8_9 | 0 | 0 | 0 | 0 | 0 | 0 | 0 | 0 | 0 | 0 | 0 | 0 | 4.3946e-18 | -7.7759e-11 | -9.1252e-11 | -2.1973e-18 | 7.7759e-11 | 9.1252e-11 | 2.1973e-18 | 6.2294e-11 | -3.8923e-11 | -1.1666e-33 | -6.2294e-11 | 3.8923e-11 | 0 | 0 | 0 | 0 | 0 | 0 | 0.95 | 0.92694 | 0.92297 | 0.95 | 0.92694 | 0.92297 | 3.0454e-14 | -121.1055 | 120.6937 | 3.0421e-14 | -121.1055 | 120.6937
Line8_8_10 | 0 | 0 | 0 | 0 | 0 | 0 | 0 | 0 | 0 | 0 | 0 | 0 | 4.3946e-18 | -7.7759e-11 | -9.1252e-11 | -4.3946e-18 | 7.7759e-11 | 9.1252e-11 | -2.1973e-18 | 6.2294e-11 | -3.8923e-11 | 2.1973e-18 | -6.2294e-11 | 3.8923e-11 | 0 | 0 | 0 | 0 | 0 | 0 | 0.95 | 0.92694 | 0.92297 | 0.95 | 0.92694 | 0.92297 | 3.0454e-14 | -121.1055 | 120.6937 | 3.0473e-14 | -121.1055 | 120.6937
Line9_3_11 | 0 | 0 | 0 | 0 | 0 | 0 | 0 | 0 | 0 | 0 | 0 | 0 | 6.386e-18 | -4.4694e-11 | -1.2972e-10 | -6.386e-18 | 4.4694e-11 | 1.2972e-10 | 1.3733e-17 | 1.2442e-10 | 2.2848e-11 | -1.4283e-17 | -1.2442e-10 | -2.2848e-11 | 0 | 0 | 0 | 0 | 0 | 0 | 0.95 | 0.94815 | 0.94465 | 0.95 | 0.94815 | 0.94465 | 2.9731e-14 | -120.3084 | 119.9432 | 2.988e-14 | -120.3084 | 119.9432

## LL_min_fault_10
name | pf_ikss_a_from_ka | pf_ikss_b_from_ka | pf_ikss_c_from_ka | pf_ikss_a_to_ka | pf_ikss_b_to_ka | pf_ikss_c_to_ka | pf_skss_a_from_mw | pf_skss_b_from_mw | pf_skss_c_from_mw | pf_skss_a_to_mw | pf_skss_b_to_mw | pf_skss_c_to_mw | pf_p_a_from_mw | pf_p_b_from_mw | pf_p_c_from_mw | pf_p_a_to_mw | pf_p_b_to_mw | pf_p_c_to_mw | pf_q_a_from_mvar | pf_q_b_from_mvar | pf_q_c_from_mvar | pf_q_a_to_mvar | pf_q_b_to_mvar | pf_q_c_to_mvar | pf_ikss_a_from_degree | pf_ikss_b_from_degree | pf_ikss_c_from_degree | pf_ikss_a_to_degree | pf_ikss_b_to_degree | pf_ikss_c_to_degree | pf_vm_a_from_pu | pf_vm_b_from_pu | pf_vm_c_from_pu | pf_vm_a_to_pu | pf_vm_b_to_pu | pf_vm_c_to_pu | pf_va_a_from_degree | pf_va_b_from_degree | pf_va_c_from_degree | pf_va_a_to_degree | pf_va_b_to_degree | pf_va_c_to_degree
Line0_1_2 | 0 | 0.049114 | 0.049114 | 0 | 0.049114 | 0.049114 | 0 | 0.011342 | 0.011342 | 0 | 0.011342 | 0.011342 | -2.0817e-18 | 0.0098425 | 0.002589 | 2.0817e-18 | -0.0097961 | -0.0025427 | 1.3531e-17 | 0.002632 | 0.009815 | -1.4572e-17 | -0.0025837 | -0.0097667 | 0 | -135.2796 | 44.7204 | 0 | 44.7204 | -135.2796 | 0.9 | 0.89825 | 0.89493 | 0.9 | 0.89321 | 0.88978 | 2.7788e-14 | -120.3084 | 119.9432 | 2.8266e-14 | -120.5043 | 120.1275
Line10_11_12 | 0 | 0 | 0 | 0 | 0 | 0 | 0 | 0 | 0 | 0 | 0 | 0 | 4.0332e-18 | -3.4383e-11 | -9.9793e-11 | -4.2934e-18 | 3.4383e-11 | 9.9793e-11 | 1.3531e-17 | 9.5716e-11 | 1.7577e-11 | -1.301e-17 | -9.5716e-11 | -1.7577e-11 | 0 | 0 | 0 | 0 | 0 | 0 | 0.9 | 0.89825 | 0.89493 | 0.9 | 0.89825 | 0.89493 | 2.8095e-14 | -120.3084 | 119.9432 | 2.8248e-14 | -120.3084 | 119.9432
Line11_12_13 | 0 | 0 | 0 | 0 | 0 | 0 | 0 | 0 | 0 | 0 | 0 | 0 | 4.2934e-18 | -2.8652e-11 | -8.3161e-11 | -4.2934e-18 | 2.8652e-11 | 8.3161e-11 | 1.4572e-17 | 7.9764e-11 | 1.4647e-11 | -1.4572e-17 | -7.9764e-11 | -1.4648e-11 | 0 | 0 | 0 | 0 | 0 | 0 | 0.9 | 0.89825 | 0.89493 | 0.9 | 0.89825 | 0.89493 | 2.8248e-14 | -120.3084 | 119.9432 | 2.8434e-14 | -120.3084 | 119.9432
Line12_13_15 | 0 | 0 | 0 | 0 | 0 | 0 | 0 | 0 | 0 | 0 | 0 | 0 | 1.0408e-18 | -1.7191e-11 | -4.9896e-11 | -7.8063e-19 | 1.7191e-11 | 4.9896e-11 | 5.2042e-19 | 4.7858e-11 | 8.7885e-12 | -1.0408e-18 | -4.7858e-11 | -8.7885e-12 | 0 | 0 | 0 | 0 | 0 | 0 | 0.9 | 0.89825 | 0.89493 | 0.9 | 0.89825 | 0.89493 | 2.8434e-14 | -120.3084 | 119.9432 | 2.8454e-14 | -120.3084 | 119.9432
Line13_13_14 | 0 | 0 | 0 | 0 | 0 | 0 | 0 | 0 | 0 | 0 | 0 | 0 | 4.1633e-18 | -5.7305e-12 | -1.6632e-11 | -4.1633e-18 | 5.7305e-12 | 1.6632e-11 | 1.0929e-17 | 1.5953e-11 | 2.9295e-12 | -1.1449e-17 | -1.5953e-11 | -2.9295e-12 | 0 | 0 | 0 | 0 | 0 | 0 | 0.9 | 0.89825 | 0.89493 | 0.9 | 0.89825 | 0.89493 | 2.8434e-14 | -120.3084 | 119.9432 | 2.854e-14 | -120.3084 | 119.9432
Line14_15_16 | 0 | 0 | 0 | 0 | 0 | 0 | 0 | 0 | 0 | 0 | 0 | 0 | 1.301e-19 | -1.1461e-11 | -3.3264e-11 | 1.301e-19 | 1.1461e-11 | 3.3264e-11 | 5.2042e-19 | 3.1905e-11 | 5.859e-12 | -1.0408e-18 | -3.1905e-11 | -5.859e-12 | 0 | 0 | 0 | 0 | 0 | 0 | 0.9 | 0.89825 | 0.89493 | 0.9 | 0.89825 | 0.89493 | 2.8454e-14 | -120.3084 | 119.9432 | 2.8469e-14 | -120.3084 | 119.9432
Line15_16_17 | 0 | 0 | 0 | 0 | 0 | 0 | 0 | 0 | 0 | 0 | 0 | 0 | 1.0408e-18 | -5.7305e-12 | -1.6632e-11 | -1.0408e-18 | 5.7305e-12 | 1.6632e-11 | 5.1717e-34 | 1.5953e-11 | 2.9295e-12 | -5.1705e-34 | -1.5953e-11 | -2.9295e-12 | 0 | 0 | 0 | 0 | 0 | 0 | 0.9 | 0.89825 | 0.89493 | 0.9 | 0.89825 | 0.89493 | 2.8469e-14 | -120.3084 | 119.9432 | 2.8462e-14 | -120.3084 | 119.9432
Line16_4_18 | 0 | 0 | 0 | 0 | 0 | 0 | 0 | 0 | 0 | 0 | 0 | 0 | 1.0408e-18 | -5.7305e-12 | -1.6632e-11 | -7.8063e-19 | 5.7305e-12 | 1.6632e-11 | 1.5613e-18 | 1.5953e-11 | 2.9295e-12 | -1.5613e-18 | -1.5953e-11 | -2.9295e-12 | 0 | 0 | 0 | 0 | 0 | 0 | 0.9 | 0.89825 | 0.89493 | 0.9 | 0.89825 | 0.89493 | 2.7896e-14 | -120.3084 | 119.9432 | 2.7889e-14 | -120.3084 | 119.9432
Line17_5_19 | 0 | 0 | 0 | 0 | 0 | 0 | 0 | 0 | 0 | 0 | 0 | 0 | 9.7578e-19 | -5.7305e-12 | -1.6632e-11 | -7.1557e-19 | 5.7305e-12 | 1.6632e-11 | 1.0408e-18 | 1.5953e-11 | 2.9295e-12 | -1.0408e-18 | -1.5953e-11 | -2.9295e-12 | 0 | 0 | 0 | 0 | 0 | 0 | 0.9 | 0.89825 | 0.89493 | 0.9 | 0.89825 | 0.89493 | 2.7791e-14 | -120.3084 | 119.9432 | 2.7784e-14 | -120.3084 | 119.9432
Line1_1_3 | 0 | 0 | 0 | 0 | 0 | 0 | 0 | 0 | 0 | 0 | 0 | 0 | 4.8139e-18 | -4.5844e-11 | -1.3306e-10 | -5.0741e-18 | 4.5844e-11 | 1.3306e-10 | 1.249e-17 | 1.2762e-10 | 2.3436e-11 | -1.197e-17 | -1.2762e-10 | -2.3436e-11 | 0 | 0 | 0 | 0 | 0 | 0 | 0.9 | 0.89825 | 0.89493 | 0.9 | 0.89825 | 0.89493 | 2.7788e-14 | -120.3084 | 119.9432 | 2.7941e-14 | -120.3084 | 119.9432
Line2_1_4 | 0 | 0 | 0 | 0 | 0 | 0 | 0 | 0 | 0 | 0 | 0 | 0 | 4.1633e-18 | -1.1461e-11 | -3.3264e-11 | -4.1633e-18 | 1.1461e-11 | 3.3264e-11 | 1.249e-17 | 3.1905e-11 | 5.859e-12 | -1.197e-17 | -3.1905e-11 | -5.859e-12 | 0 | 0 | 0 | 0 | 0 | 0 | 0.9 | 0.89825 | 0.89493 | 0.9 | 0.89825 | 0.89493 | 2.7788e-14 | -120.3084 | 119.9432 | 2.7896e-14 | -120.3084 | 119.9432
Line3_1_5 | 0 | 0 | 0 | 0 | 0 | 0 | 0 | 0 | 0 | 0 | 0 | 0 | -6.5052e-19 | -1.1461e-11 | -3.3264e-11 | 3.9031e-19 | 1.1461e-11 | 3.3264e-11 | 1.0408e-18 | 3.1905e-11 | 5.859e-12 | -1.5613e-18 | -3.1905e-11 | -5.859e-12 | 0 | 0 | 0 | 0 | 0 | 0 | 0.9 | 0.89825 | 0.89493 | 0.9 | 0.89825 | 0.89493 | 2.7788e-14 | -120.3084 | 119.9432 | 2.7791e-14 | -120.3084 | 119.9432
Line4_2_6 | 0 | 0.049114 | 0.049114 | 0 | 0.049114 | 0.049114 | 0 | 0.011342 | 0.011342 | 0 | 0.011342 | 0.011342 | -1.0408e-18 | 0.0097961 | 0.0025427 | 2.0817e-18 | -0.0097498 | -0.0024964 | 1.3531e-17 | 0.0025837 | 0.0097667 | -1.5613e-17 | -0.0025355 | -0.0097185 | 0 | -135.2796 | 44.7204 | 0 | 44.7204 | -135.2796 | 0.9 | 0.89321 | 0.88978 | 0.9 | 0.88818 | 0.88464 | 2.8266e-14 | -120.5043 | 120.1275 | 2.8622e-14 | -120.7024 | 120.3141
Line5_6_7 | 0 | 0.049114 | 0.049114 | 0 | 0.049114 | 0.049114 | 0 | 0.011342 | 0.011342 | 0 | 0.011342 | 0.011342 | -1.0408e-18 | 0.0097498 | 0.0024964 | 1.0408e-18 | -0.0097035 | -0.0024501 | 1.4572e-17 | 0.0025355 | 0.0097185 | -1.4572e-17 | -0.0024873 | -0.0096702 | 0 | -135.2796 | 44.7204 | 0 | 44.7204 | -135.2796 | 0.9 | 0.88818 | 0.88464 | 0.9 | 0.88316 | 0.87951 | 2.8622e-14 | -120.7024 | 120.3141 | 2.8864e-14 | -120.9028 | 120.5028
Line6_7_8 | 0 | 0.049114 | 0.049114 | 0 | 0.049114 | 0.049114 | 0 | 0.011342 | 0.011342 | 0 | 0.011342 | 0.011342 | 4.1633e-18 | 0.0097035 | 0.0024501 | -6.245e-18 | -0.0096572 | -0.0024038 | 2.0817e-18 | 0.0024873 | 0.0096702 | -2.0817e-18 | -0.002439 | -0.009622 | 0 | -135.2796 | 44.7204 | 0 | 44.7204 | -135.2796 | 0.9 | 0.88316 | 0.87951 | 0.9 | 0.87816 | 0.87439 | 2.8864e-14 | -120.9028 | 120.5028 | 2.8905e-14 | -121.1055 | 120.6937
Line7_8_9 | 0 | 0 | 0 | 0 | 0 | 0 | 0 | 0 | 0 | 0 | 0 | 0 | 2.0817e-18 | -6.9789e-11 | -8.1899e-11 | -2.0817e-18 | 6.9789e-11 | 8.1899e-11 | 2.0817e-18 | 5.5909e-11 | -3.4934e-11 | -2.0817e-18 | -5.5909e-11 | 3.4934e-11 | 0 | 0 | 0 | 0 | 0 | 0 | 0.9 | 0.87816 | 0.87439 | 0.9 | 0.87816 | 0.87439 | 2.8905e-14 | -121.1055 | 120.6937 | 2.8871e-14 | -121.1055 | 120.6937
Line8_8_10 | 0 | 0 | 0 | 0 | 0 | 0 | 0 | 0 | 0 | 0 | 0 | 0 | -2.0817e-18 | -6.9789e-11 | -8.1899e-11 | 2.0817e-18 | 6.9789e-11 | 8.1899e-11 | 2.0817e-18 | 5.5909e-11 | -3.4934e-11 | -2.0817e-18 | -5.5909e-11 | 3.4934e-11 | 0 | 0 | 0 | 0 | 0 | 0 | 0.9 | 0.87816 | 0.87439 | 0.9 | 0.87816 | 0.87439 | 2.8905e-14 | -121.1055 | 120.6937 | 2.8932e-14 | -121.1055 | 120.6937
Line9_3_11 | 0 | 0 | 0 | 0 | 0 | 0 | 0 | 0 | 0 | 0 | 0 | 0 | 5.3343e-18 | -4.0113e-11 | -1.1643e-10 | -5.5945e-18 | 4.0113e-11 | 1.1643e-10 | 1.301e-17 | 1.1167e-10 | 2.0507e-11 | -1.4051e-17 | -1.1167e-10 | -2.0506e-11 | 0 | 0 | 0 | 0 | 0 | 0 | 0.9 | 0.89825 | 0.89493 | 0.9 | 0.89825 | 0.89493 | 2.7941e-14 | -120.3084 | 119.9432 | 2.8095e-14 | -120.3084 | 119.9432

## LG_max_6
name | pf_ikss_a_from_ka | pf_ikss_b_from_ka | pf_ikss_c_from_ka | pf_ikss_a_to_ka | pf_ikss_b_to_ka | pf_ikss_c_to_ka | pf_skss_a_from_mw | pf_skss_b_from_mw | pf_skss_c_from_mw | pf_skss_a_to_mw | pf_skss_b_to_mw | pf_skss_c_to_mw | pf_p_a_from_mw | pf_p_b_from_mw | pf_p_c_from_mw | pf_p_a_to_mw | pf_p_b_to_mw | pf_p_c_to_mw | pf_q_a_from_mvar | pf_q_b_from_mvar | pf_q_c_from_mvar | pf_q_a_to_mvar | pf_q_b_to_mvar | pf_q_c_to_mvar | pf_ikss_a_from_degree | pf_ikss_b_from_degree | pf_ikss_c_from_degree | pf_ikss_a_to_degree | pf_ikss_b_to_degree | pf_ikss_c_to_degree | 3xI0 | pf_vm_a_from_pu | pf_vm_b_from_pu | pf_vm_c_from_pu | pf_vm_a_to_pu | pf_vm_b_to_pu | pf_vm_c_to_pu | pf_va_a_from_degree | pf_va_b_from_degree | pf_va_c_from_degree | pf_va_a_to_degree | pf_va_b_to_degree | pf_va_c_to_degree
Line0_1_2 | 0.33882 | 0.042923 | 0.042923 | 0.33882 | 0.042924 | 0.042924 | 0.078248 | 0.0099127 | 0.0099127 | 0.078248 | 0.0099128 | 0.0099128 | 0.0040969 | -0.0088283 | 0.0091805 | -0.0030911 | 0.0088645 | -0.0091443 | 0.0081849 | 0.01459 | 0.013761 | -0.0061749 | -0.014517 | -0.013688 | -86.987 | 92.6355 | 92.6355 | 93.013 | -87.3645 | -87.3645 |  | 0.11697 | 1.7203 | 1.6688 | 0.08825 | 1.7159 | 1.6606 | -23.5766 | -146.1864 | 148.9264 | -23.5787 | -145.9544 | 148.8898
Line10_11_12 | 0.041995 | 0.041995 | 0.041995 | 0.041996 | 0.041996 | 0.041996 | 0.0096984 | 0.0096984 | 0.0096984 | 0.0096985 | 0.0096985 | 0.0096985 | -0.0005297 | -0.0085003 | 0.0091094 | 0.00053852 | 0.0085091 | -0.0091006 | -0.0010476 | 0.014332 | 0.01333 | 0.0010652 | -0.014314 | -0.013313 | 93.2548 | 93.2548 | 93.2548 | -86.7452 | -86.7452 | -86.7452 |  | 0.12104 | 1.7181 | 1.6647 | 0.12307 | 1.717 | 1.6627 | -23.5677 | -146.0726 | 148.9075 | -23.5634 | -146.0155 | 148.898
Line11_12_13 | 0.041996 | 0.041996 | 0.041996 | 0.041996 | 0.041996 | 0.041996 | 0.0096985 | 0.0096985 | 0.0096985 | 0.0096986 | 0.0096986 | 0.0096986 | -0.00053852 | -0.0085092 | 0.0091006 | 0.00054734 | 0.008518 | -0.0090919 | -0.0010652 | 0.014314 | 0.013313 | 0.0010829 | -0.014297 | -0.013295 | 93.2548 | 93.2548 | 93.2548 | -86.7452 | -86.7452 | -86.7452 |  | 0.12307 | 1.717 | 1.6627 | 0.12511 | 1.7159 | 1.6607 | -23.5634 | -146.0155 | 148.898 | -23.5593 | -145.9584 | 148.8885
Line12_13_15 | 0 | 0 | 0 | 0 | 0 | 0 | 0 | 0 | 0 | 0 | 0 | 0 | 1.1745e-08 | 2.1602e-07 | -2.008e-07 | -7.4457e-09 | -1.4887e-07 | 1.2935e-07 | 2.6157e-08 | -3.2866e-07 | -3.2338e-07 | -1.7631e-08 | 2.1622e-07 | 2.1867e-07 | 0 | 0 | 0 | 0 | 0 | 0 |  | 0.12511 | 1.7159 | 1.6607 | 0.12511 | 1.7159 | 1.6607 | -23.5593 | -145.9584 | 148.8885 | -23.5593 | -145.9584 | 148.8885
Line13_13_14 | 0.041997 | 0.041997 | 0.041997 | 0.041997 | 0.041997 | 0.041997 | 0.0096988 | 0.0096988 | 0.0096988 | 0.0096989 | 0.0096989 | 0.0096989 | -0.00054735 | -0.0085183 | 0.0090921 | 0.00055618 | 0.0085271 | -0.0090833 | -0.0010829 | 0.014297 | 0.013295 | 0.0011006 | -0.014279 | -0.013278 | 93.2547 | 93.2547 | 93.2547 | -86.7453 | -86.7453 | -86.7453 |  | 0.12511 | 1.7159 | 1.6607 | 0.12714 | 1.7148 | 1.6587 | -23.5593 | -145.9584 | 148.8885 | -23.5553 | -145.9012 | 148.879
Line14_15_16 | 0 | 0 | 0 | 0 | 0 | 0 | 0 | 0 | 0 | 0 | 0 | 0 | 7.8298e-09 | 1.4401e-07 | -1.3387e-07 | -3.5308e-09 | -7.6861e-08 | 6.2419e-08 | 1.7438e-08 | -2.1911e-07 | -2.1559e-07 | -8.9116e-09 | 1.0666e-07 | 1.1088e-07 | 0 | 0 | 0 | 0 | 0 | 0 |  | 0.12511 | 1.7159 | 1.6607 | 0.12511 | 1.7159 | 1.6607 | -23.5593 | -145.9584 | 148.8885 | -23.5593 | -145.9584 | 148.8885
Line15_16_17 | 0 | 0 | 0 | 0 | 0 | 0 | 0 | 0 | 0 | 0 | 0 | 0 | 3.9149e-09 | 7.2005e-08 | -6.6933e-08 | 3.8412e-10 | -4.8561e-09 | -4.5145e-09 | 8.7191e-09 | -1.0955e-07 | -1.0779e-07 | -1.9252e-10 | -2.8917e-09 | 3.0889e-09 | 0 | 0 | 0 | 0 | 0 | 0 |  | 0.12511 | 1.7159 | 1.6607 | 0.12511 | 1.7159 | 1.6607 | -23.5593 | -145.9584 | 148.8885 | -23.5593 | -145.9584 | 148.8885
Line16_4_18 | 0 | 0 | 0 | 0 | 0 | 0 | 0 | 0 | 0 | 0 | 0 | 0 | 3.7247e-09 | 7.2573e-08 | -6.7201e-08 | 3.6805e-10 | -4.8948e-09 | -4.5692e-09 | 8.3548e-09 | -1.1042e-07 | -1.0906e-07 | -1.8328e-10 | -2.9149e-09 | 3.1029e-09 | 0 | 0 | 0 | 0 | 0 | 0 |  | 0.11902 | 1.7192 | 1.6667 | 0.11902 | 1.7192 | 1.6667 | -23.576 | -146.1289 | 148.9172 | -23.5759 | -146.1289 | 148.9172
Line17_5_19 | 0 | 0 | 0 | 0 | 0 | 0 | 0 | 0 | 0 | 0 | 0 | 0 | 3.6598e-09 | 7.2764e-08 | -6.7291e-08 | 3.6259e-10 | -4.9079e-09 | -4.5877e-09 | 8.2309e-09 | -1.1072e-07 | -1.0949e-07 | -1.8013e-10 | -2.9228e-09 | 3.1076e-09 | 0 | 0 | 0 | 0 | 0 | 0 |  | 0.11697 | 1.7203 | 1.6688 | 0.11697 | 1.7203 | 1.6688 | -23.5766 | -146.1864 | 148.9264 | -23.5766 | -146.1864 | 148.9264
Line1_1_3 | 0.041995 | 0.041995 | 0.041995 | 0.041995 | 0.041995 | 0.041995 | 0.0096983 | 0.0096983 | 0.0096983 | 0.0096984 | 0.0096984 | 0.0096984 | -0.00051205 | -0.0084825 | 0.0091269 | 0.00052088 | 0.0084914 | -0.0091181 | -0.0010123 | 0.014367 | 0.013365 | 0.00103 | -0.014349 | -0.013348 | 93.2548 | 93.2548 | 93.2548 | -86.7452 | -86.7452 | -86.7452 |  | 0.11697 | 1.7203 | 1.6688 | 0.11901 | 1.7192 | 1.6668 | -23.5766 | -146.1864 | 148.9264 | -23.5721 | -146.1295 | 148.917
Line2_1_4 | 0.042333 | 0.042333 | 0.042333 | 0.042333 | 0.042333 | 0.042333 | 0.0097763 | 0.0097763 | 0.0097763 | 0.0097764 | 0.0097764 | 0.0097764 | -0.00051213 | -0.0086079 | 0.0091469 | 0.0005211 | 0.0086169 | -0.0091381 | -0.0010225 | 0.014448 | 0.013509 | 0.0010404 | -0.014431 | -0.013491 | 93.0283 | 93.0282 | 93.0282 | -86.9717 | -86.9718 | -86.9718 |  | 0.11697 | 1.7203 | 1.6688 | 0.11902 | 1.7192 | 1.6667 | -23.5766 | -146.1864 | 148.9264 | -23.576 | -146.1289 | 148.9172
Line3_1_5 | 0 | 0 | 0 | 0 | 0 | 0 | 0 | 0 | 0 | 0 | 0 | 0 | 7.3195e-09 | 1.4553e-07 | -1.3458e-07 | -3.2972e-09 | -7.7672e-08 | 6.2703e-08 | 1.6462e-08 | -2.2143e-07 | -2.1899e-07 | -8.4111e-09 | 1.0779e-07 | 1.126e-07 | 0 | 0 | 0 | 0 | 0 | 0 |  | 0.11697 | 1.7203 | 1.6688 | 0.11697 | 1.7203 | 1.6688 | -23.5766 | -146.1864 | 148.9264 | -23.5766 | -146.1864 | 148.9264
Line4_2_6 | 0.33882 | 0.042924 | 0.042924 | 0.33882 | 0.042924 | 0.042924 | 0.078248 | 0.0099128 | 0.0099128 | 0.078248 | 0.0099129 | 0.0099129 | 0.0030911 | -0.0088645 | 0.0091443 | -0.0020853 | 0.0089008 | -0.0091082 | 0.0061749 | 0.014517 | 0.013688 | -0.0041649 | -0.014444 | -0.013615 | -86.987 | 92.6355 | 92.6355 | 93.013 | -87.3645 | -87.3645 |  | 0.08825 | 1.7159 | 1.6606 | 0.059526 | 1.7115 | 1.6524 | -23.5787 | -145.9544 | 148.8898 | -23.5828 | -145.7213 | 148.8529
Line5_6_7 | 0.33882 | 0.042924 | 0.042924 | 0.33882 | 0.042924 | 0.042924 | 0.078248 | 0.0099129 | 0.0099129 | 0.078248 | 0.009913 | 0.009913 | 0.0020853 | -0.0089008 | 0.0091082 | -0.0010795 | 0.0089371 | -0.0090721 | 0.0041649 | 0.014444 | 0.013615 | -0.0021549 | -0.014371 | -0.013542 | -86.987 | 92.6354 | 92.6354 | 93.013 | -87.3646 | -87.3646 |  | 0.059526 | 1.7115 | 1.6524 | 0.030802 | 1.7071 | 1.6443 | -23.5828 | -145.7213 | 148.8529 | -23.5945 | -145.4869 | 148.8156
Line6_7_8 | 0.38175 | 1.0183e-06 | 1.0183e-06 | 0.38175 | 0 | 0 | 0.088161 | 2.3517e-07 | 2.3517e-07 | 0.088161 | 0 | 0 | 0.0012144 | 2.2665e-07 | -2.0105e-07 | -1.9032e-14 | -1.5645e-07 | 1.2937e-07 | 0.0024288 | -3.3138e-07 | -3.3032e-07 | 7.5935e-15 | 2.1739e-07 | 2.2264e-07 | -87.0294 | -89.857 | -89.857 | 92.9706 | 0 | 0 |  | 0.030802 | 1.7071 | 1.6443 | 0 | 1.7039 | 1.6382 | -23.5945 | -145.4869 | 148.8156 | 0 | -145.311 | 148.7871
Line7_8_9 | 0 | 0 | 0 | 0 | 0 | 0 | 0 | 0 | 0 | 0 | 0 | 0 | 1.7255e-20 | 7.5869e-08 | -6.6841e-08 | -2.7202e-17 | -4.7151e-09 | -4.3123e-09 | -5.7504e-21 | -1.101e-07 | -1.098e-07 | 1.5936e-17 | -2.8046e-09 | 3.0371e-09 | 0 | 0 | 0 | 0 | 0 | 0 |  | 0 | 1.7039 | 1.6382 | 0 | 1.7039 | 1.6382 | 0 | -145.311 | 148.7871 | 0 | -145.311 | 148.7871
Line8_8_10 | 0 | 0 | 0 | 0 | 0 | 0 | 0 | 0 | 0 | 0 | 0 | 0 | 1.7255e-20 | 7.5869e-08 | -6.6841e-08 | -2.7202e-17 | -4.7151e-09 | -4.3123e-09 | -5.7504e-21 | -1.101e-07 | -1.098e-07 | 1.5936e-17 | -2.8046e-09 | 3.0371e-09 | 0 | 0 | 0 | 0 | 0 | 0 |  | 0 | 1.7039 | 1.6382 | 0 | 1.7039 | 1.6382 | 0 | -145.311 | 148.7871 | 0 | -145.311 | 148.7871
Line9_3_11 | 0.041995 | 0.041995 | 0.041995 | 0.041995 | 0.041995 | 0.041995 | 0.0096984 | 0.0096984 | 0.0096984 | 0.0096984 | 0.0096984 | 0.0096984 | -0.00052087 | -0.0084914 | 0.0091181 | 0.0005297 | 0.0085003 | -0.0091094 | -0.00103 | 0.014349 | 0.013348 | 0.0010476 | -0.014332 | -0.01333 | 93.2548 | 93.2548 | 93.2548 | -86.7452 | -86.7452 | -86.7452 |  | 0.11901 | 1.7192 | 1.6668 | 0.12104 | 1.7181 | 1.6647 | -23.5721 | -146.1295 | 148.917 | -23.5677 | -146.0726 | 148.9075

## LG_max_10
name | pf_ikss_a_from_ka | pf_ikss_b_from_ka | pf_ikss_c_from_ka | pf_ikss_a_to_ka | pf_ikss_b_to_ka | pf_ikss_c_to_ka | pf_skss_a_from_mw | pf_skss_b_from_mw | pf_skss_c_from_mw | pf_skss_a_to_mw | pf_skss_b_to_mw | pf_skss_c_to_mw | pf_p_a_from_mw | pf_p_b_from_mw | pf_p_c_from_mw | pf_p_a_to_mw | pf_p_b_to_mw | pf_p_c_to_mw | pf_q_a_from_mvar | pf_q_b_from_mvar | pf_q_c_from_mvar | pf_q_a_to_mvar | pf_q_b_to_mvar | pf_q_c_to_mvar | pf_ikss_a_from_degree | pf_ikss_b_from_degree | pf_ikss_c_from_degree | pf_ikss_a_to_degree | pf_ikss_b_to_degree | pf_ikss_c_to_degree | 3xI0 | pf_vm_a_from_pu | pf_vm_b_from_pu | pf_vm_c_from_pu | pf_vm_a_to_pu | pf_vm_b_to_pu | pf_vm_c_to_pu | pf_va_a_from_degree | pf_va_b_from_degree | pf_va_c_from_degree | pf_va_a_to_degree | pf_va_b_to_degree | pf_va_c_to_degree
Line0_1_2 | 0.35455 | 0.044915 | 0.044915 | 0.35455 | 0.044916 | 0.044916 | 0.08188 | 0.010373 | 0.010373 | 0.08188 | 0.010373 | 0.010373 | 0.004486 | -0.0096781 | 0.010064 | -0.0033846 | 0.0097178 | -0.010024 | 0.0089623 | 0.015976 | 0.015067 | -0.0067614 | -0.015896 | -0.014987 | -86.9849 | 92.6376 | 92.6376 | 93.0151 | -87.3624 | -87.3624 |  | 0.1224 | 1.8008 | 1.7468 | 0.092346 | 1.7962 | 1.7382 | -23.5745 | -146.1559 | 148.8971 | -23.5766 | -145.9239 | 148.8603
Line10_11_12 | 0.043945 | 0.043945 | 0.043945 | 0.043945 | 0.043945 | 0.043945 | 0.010149 | 0.010149 | 0.010149 | 0.010149 | 0.010149 | 0.010149 | -0.00058001 | -0.0093187 | 0.0099857 | 0.00058967 | 0.0093284 | -0.0099761 | -0.0011471 | 0.015694 | 0.014595 | 0.0011664 | -0.015675 | -0.014576 | 93.2569 | 93.2569 | 93.2569 | -86.7431 | -86.7431 | -86.7431 |  | 0.12666 | 1.7985 | 1.7425 | 0.12879 | 1.7973 | 1.7404 | -23.5656 | -146.042 | 148.8781 | -23.5613 | -145.985 | 148.8686
Line11_12_13 | 0.043945 | 0.043945 | 0.043945 | 0.043945 | 0.043945 | 0.043945 | 0.010149 | 0.010149 | 0.010149 | 0.010149 | 0.010149 | 0.010149 | -0.00058967 | -0.0093284 | 0.0099761 | 0.00059933 | 0.0093382 | -0.0099665 | -0.0011664 | 0.015675 | 0.014576 | 0.0011857 | -0.015655 | -0.014557 | 93.2568 | 93.2568 | 93.2568 | -86.7432 | -86.7432 | -86.7432 |  | 0.12879 | 1.7973 | 1.7404 | 0.13091 | 1.7962 | 1.7383 | -23.5613 | -145.985 | 148.8686 | -23.5572 | -145.9279 | 148.859
Line12_13_15 | 1.0385e-06 | 1.0386e-06 | 1.0386e-06 | 0 | 0 | 0 | 2.3983e-07 | 2.3985e-07 | 2.3985e-07 | 0 | 0 | 0 | 1.2858e-08 | 2.3678e-07 | -2.2015e-07 | -8.1511e-09 | -1.6317e-07 | 1.4182e-07 | 2.8642e-08 | -3.599e-07 | -3.5407e-07 | -1.9306e-08 | 2.3676e-07 | 2.3943e-07 | -89.3804 | -89.2696 | -89.2696 | 0 | 0 | 0 |  | 0.13091 | 1.7962 | 1.7383 | 0.13091 | 1.7962 | 1.7383 | -23.5572 | -145.9279 | 148.859 | -23.5572 | -145.9279 | 148.859
Line13_13_14 | 0.043946 | 0.043946 | 0.043946 | 0.043947 | 0.043947 | 0.043947 | 0.010149 | 0.010149 | 0.010149 | 0.010149 | 0.010149 | 0.010149 | -0.00059934 | -0.0093384 | 0.0099667 | 0.000609 | 0.0093481 | -0.0099571 | -0.0011858 | 0.015656 | 0.014557 | 0.0012051 | -0.015637 | -0.014538 | 93.2568 | 93.2568 | 93.2568 | -86.7432 | -86.7432 | -86.7432 |  | 0.13091 | 1.7962 | 1.7383 | 0.13304 | 1.795 | 1.7362 | -23.5572 | -145.9279 | 148.859 | -23.5533 | -145.8707 | 148.8495
Line14_15_16 | 0 | 0 | 0 | 0 | 0 | 0 | 0 | 0 | 0 | 0 | 0 | 0 | 8.5723e-09 | 1.5786e-07 | -1.4676e-07 | -3.865e-09 | -8.4242e-08 | 6.8442e-08 | 1.9095e-08 | -2.3993e-07 | -2.3605e-07 | -9.7585e-09 | 1.168e-07 | 1.2141e-07 | 0 | 0 | 0 | 0 | 0 | 0 |  | 0.13091 | 1.7962 | 1.7383 | 0.13091 | 1.7962 | 1.7383 | -23.5572 | -145.9279 | 148.859 | -23.5572 | -145.9279 | 148.859
Line15_16_17 | 0 | 0 | 0 | 0 | 0 | 0 | 0 | 0 | 0 | 0 | 0 | 0 | 4.2862e-09 | 7.8928e-08 | -7.3382e-08 | 4.2117e-10 | -5.3142e-09 | -4.9394e-09 | 9.5474e-09 | -1.1997e-07 | -1.1802e-07 | -2.1103e-10 | -3.1676e-09 | 3.384e-09 | 0 | 0 | 0 | 0 | 0 | 0 |  | 0.13091 | 1.7962 | 1.7383 | 0.13091 | 1.7962 | 1.7383 | -23.5572 | -145.9279 | 148.859 | -23.5572 | -145.9279 | 148.859
Line16_4_18 | 0 | 0 | 0 | 0 | 0 | 0 | 0 | 0 | 0 | 0 | 0 | 0 | 4.0779e-09 | 7.955e-08 | -7.3676e-08 | 4.0354e-10 | -5.3567e-09 | -4.9993e-09 | 9.1485e-09 | -1.2092e-07 | -1.1942e-07 | -2.009e-10 | -3.1931e-09 | 3.3994e-09 | 0 | 0 | 0 | 0 | 0 | 0 |  | 0.12455 | 1.7996 | 1.7446 | 0.12455 | 1.7996 | 1.7446 | -23.5739 | -146.0984 | 148.8878 | -23.5739 | -146.0984 | 148.8878
Line17_5_19 | 0 | 0 | 0 | 0 | 0 | 0 | 0 | 0 | 0 | 0 | 0 | 0 | 4.0068e-09 | 7.976e-08 | -7.3774e-08 | 3.9755e-10 | -5.3709e-09 | -5.0196e-09 | 9.0129e-09 | -1.2124e-07 | -1.1989e-07 | -1.9745e-10 | -3.2017e-09 | 3.4045e-09 | 0 | 0 | 0 | 0 | 0 | 0 |  | 0.1224 | 1.8008 | 1.7468 | 0.1224 | 1.8008 | 1.7468 | -23.5745 | -146.1559 | 148.8971 | -23.5745 | -146.1559 | 148.8971
Line1_1_3 | 0.043944 | 0.043944 | 0.043944 | 0.043944 | 0.043944 | 0.043944 | 0.010148 | 0.010148 | 0.010148 | 0.010148 | 0.010148 | 0.010148 | -0.00056069 | -0.0092992 | 0.010005 | 0.00057035 | 0.009309 | -0.0099953 | -0.0011085 | 0.015732 | 0.014634 | 0.0011278 | -0.015713 | -0.014614 | 93.2569 | 93.2569 | 93.2569 | -86.7431 | -86.7431 | -86.7431 |  | 0.1224 | 1.8008 | 1.7468 | 0.12453 | 1.7996 | 1.7447 | -23.5745 | -146.1559 | 148.8971 | -23.57 | -146.099 | 148.8876
Line2_1_4 | 0.044297 | 0.044297 | 0.044297 | 0.044298 | 0.044298 | 0.044298 | 0.01023 | 0.01023 | 0.01023 | 0.01023 | 0.01023 | 0.01023 | -0.00056077 | -0.0094367 | 0.010027 | 0.00057059 | 0.0094465 | -0.010017 | -0.0011196 | 0.015822 | 0.014791 | 0.0011392 | -0.015802 | -0.014772 | 93.0303 | 93.0303 | 93.0303 | -86.9697 | -86.9697 | -86.9697 |  | 0.1224 | 1.8008 | 1.7468 | 0.12455 | 1.7996 | 1.7446 | -23.5745 | -146.1559 | 148.8971 | -23.5739 | -146.0984 | 148.8878
Line3_1_5 | 0 | 0 | 0 | 0 | 0 | 0 | 0 | 0 | 0 | 0 | 0 | 0 | 8.0137e-09 | 1.5952e-07 | -1.4755e-07 | -3.6093e-09 | -8.5131e-08 | 6.8754e-08 | 1.8026e-08 | -2.4247e-07 | -2.3977e-07 | -9.2103e-09 | 1.1803e-07 | 1.2329e-07 | 0 | 0 | 0 | 0 | 0 | 0 |  | 0.1224 | 1.8008 | 1.7468 | 0.1224 | 1.8008 | 1.7468 | -23.5745 | -146.1559 | 148.8971 | -23.5745 | -146.1559 | 148.8971
Line4_2_6 | 0.35455 | 0.044916 | 0.044916 | 0.35455 | 0.044916 | 0.044916 | 0.08188 | 0.010373 | 0.010373 | 0.081879 | 0.010373 | 0.010373 | 0.0033846 | -0.0097178 | 0.010024 | -0.0022833 | 0.0097575 | -0.0099846 | 0.0067614 | 0.015896 | 0.014987 | -0.0045605 | -0.015816 | -0.014907 | -86.9849 | 92.6375 | 92.6375 | 93.0151 | -87.3625 | -87.3625 |  | 0.092346 | 1.7962 | 1.7382 | 0.062289 | 1.7916 | 1.7297 | -23.5766 | -145.9239 | 148.8603 | -23.5807 | -145.6908 | 148.8233
Line5_6_7 | 0.35455 | 0.044916 | 0.044916 | 0.35455 | 0.044917 | 0.044917 | 0.081879 | 0.010373 | 0.010373 | 0.081879 | 0.010373 | 0.010373 | 0.0022833 | -0.0097575 | 0.0099846 | -0.001182 | 0.0097973 | -0.0099451 | 0.0045605 | 0.015816 | 0.014907 | -0.0023596 | -0.015736 | -0.014827 | -86.9849 | 92.6375 | 92.6375 | 93.0151 | -87.3625 | -87.3625 |  | 0.062289 | 1.7916 | 1.7297 | 0.032232 | 1.787 | 1.7211 | -23.5807 | -145.6908 | 148.8233 | -23.5924 | -145.4564 | 148.7858
Line6_7_8 | 0.39946 | 1.0656e-06 | 1.0656e-06 | 0.39946 | 0 | 0 | 0.092252 | 2.4609e-07 | 2.4609e-07 | 0.092252 | 0 | 0 | 0.0013298 | 2.4844e-07 | -2.2043e-07 | -1.3754e-14 | -1.7148e-07 | 1.4185e-07 | 0.0026595 | -3.6287e-07 | -3.6167e-07 | 1.1975e-14 | 2.3804e-07 | 2.4378e-07 | -87.0274 | -89.8533 | -89.8533 | 92.9726 | 0 | 0 |  | 0.032232 | 1.787 | 1.7211 | 0 | 1.7836 | 1.7147 | -23.5924 | -145.4564 | 148.7858 | 0 | -145.2805 | 148.7572
Line7_8_9 | 0 | 0 | 0 | 0 | 0 | 0 | 0 | 0 | 0 | 0 | 0 | 0 | 1.2803e-20 | 8.3161e-08 | -7.3283e-08 | -2.9817e-17 | -5.1599e-09 | -4.718e-09 | -9.9035e-21 | -1.2056e-07 | -1.2023e-07 | 1.7476e-17 | -3.0722e-09 | 3.3273e-09 | 0 | 0 | 0 | 0 | 0 | 0 |  | 0 | 1.7836 | 1.7147 | 0 | 1.7836 | 1.7147 | 0 | -145.2805 | 148.7572 | 0 | -145.2805 | 148.7572
Line8_8_10 | 0 | 0 | 0 | 0 | 0 | 0 | 0 | 0 | 0 | 0 | 0 | 0 | 1.2803e-20 | 8.3161e-08 | -7.3283e-08 | -2.9817e-17 | -5.1599e-09 | -4.718e-09 | -9.9035e-21 | -1.2056e-07 | -1.2023e-07 | 1.7476e-17 | -3.0722e-09 | 3.3273e-09 | 0 | 0 | 0 | 0 | 0 | 0 |  | 0 | 1.7836 | 1.7147 | 0 | 1.7836 | 1.7147 | 0 | -145.2805 | 148.7572 | 0 | -145.2805 | 148.7572
Line9_3_11 | 0.043944 | 0.043944 | 0.043944 | 0.043945 | 0.043945 | 0.043945 | 0.010148 | 0.010148 | 0.010148 | 0.010149 | 0.010149 | 0.010149 | -0.00057035 | -0.009309 | 0.0099952 | 0.00058001 | 0.0093187 | -0.0099857 | -0.0011278 | 0.015713 | 0.014614 | 0.0011471 | -0.015694 | -0.014595 | 93.2569 | 93.2569 | 93.2569 | -86.7431 | -86.7431 | -86.7431 |  | 0.12453 | 1.7996 | 1.7447 | 0.12666 | 1.7985 | 1.7425 | -23.57 | -146.099 | 148.8876 | -23.5656 | -146.042 | 148.8781

## LG_max_fault_6
name | pf_ikss_a_from_ka | pf_ikss_b_from_ka | pf_ikss_c_from_ka | pf_ikss_a_to_ka | pf_ikss_b_to_ka | pf_ikss_c_to_ka | pf_skss_a_from_mw | pf_skss_b_from_mw | pf_skss_c_from_mw | pf_skss_a_to_mw | pf_skss_b_to_mw | pf_skss_c_to_mw | pf_p_a_from_mw | pf_p_b_from_mw | pf_p_c_from_mw | pf_p_a_to_mw | pf_p_b_to_mw | pf_p_c_to_mw | pf_q_a_from_mvar | pf_q_b_from_mvar | pf_q_c_from_mvar | pf_q_a_to_mvar | pf_q_b_to_mvar | pf_q_c_to_mvar | pf_ikss_a_from_degree | pf_ikss_b_from_degree | pf_ikss_c_from_degree | pf_ikss_a_to_degree | pf_ikss_b_to_degree | pf_ikss_c_to_degree | 3xI0 | pf_vm_a_from_pu | pf_vm_b_from_pu | pf_vm_c_from_pu | pf_vm_a_to_pu | pf_vm_b_to_pu | pf_vm_c_to_pu | pf_va_a_from_degree | pf_va_b_from_degree | pf_va_c_from_degree | pf_va_a_to_degree | pf_va_b_to_degree | pf_va_c_to_degree
Line0_1_2 | 0.028488 | 0.0036089 | 0.0036089 | 0.028488 | 0.003609 | 0.003609 | 0.006579 | 0.00083345 | 0.00083345 | 0.006579 | 0.00083346 | 0.00083346 | 0.0046042 | -0.00027903 | 0.0008573 | -0.0045971 | 0.00027928 | -0.00085705 | 0.0046263 | 0.00089306 | -0.00011008 | -0.0046121 | -0.00089254 | 0.0001106 | -48.1845 | 131.4379 | 131.4379 | 131.8155 | -48.5621 | -48.5621 |  | 0.99209 | 1.1226 | 1.0371 | 0.9898 | 1.1221 | 1.0368 | -3.0472 | -121.2112 | 124.1207 | -3.0911 | -121.1868 | 124.0845
Line10_11_12 | 0.0035309 | 0.0035309 | 0.0035309 | 0.003531 | 0.003531 | 0.003531 | 0.00081543 | 0.00081543 | 0.00081543 | 0.00081544 | 0.00081544 | 0.00081544 | -0.00057321 | -0.00026366 | 0.00083743 | 0.00057327 | 0.00026372 | -0.00083737 | -0.00057124 | 0.0008764 | -0.00011701 | 0.00057137 | -0.00087628 | 0.00011714 | 132.0572 | 132.0572 | 132.0572 | -47.9428 | -47.9428 | -47.9428 |  | 0.99242 | 1.1224 | 1.0369 | 0.99258 | 1.1222 | 1.0369 | -3.0409 | -121.1992 | 124.1028 | -3.0378 | -121.1932 | 124.0938
Line11_12_13 | 0.003531 | 0.003531 | 0.003531 | 0.003531 | 0.003531 | 0.003531 | 0.00081544 | 0.00081544 | 0.00081544 | 0.00081545 | 0.00081545 | 0.00081545 | -0.00057327 | -0.00026372 | 0.00083737 | 0.00057334 | 0.00026379 | -0.00083731 | -0.00057137 | 0.00087628 | -0.00011714 | 0.0005715 | -0.00087616 | 0.00011726 | 132.0572 | 132.0572 | 132.0572 | -47.9428 | -47.9428 | -47.9428 |  | 0.99258 | 1.1222 | 1.0369 | 0.99274 | 1.1221 | 1.0368 | -3.0378 | -121.1932 | 124.0938 | -3.0347 | -121.1873 | 124.0849
Line12_13_15 | 0 | 0 | 0 | 0 | 0 | 0 | 0 | 0 | 0 | 0 | 0 | 0 | 1.2914e-08 | 7.1414e-09 | -1.9891e-08 | -8.4061e-09 | -5.0585e-09 | 1.3301e-08 | 1.4114e-08 | -2.0411e-08 | 1.8958e-09 | -9.6114e-09 | 1.3518e-08 | -9.7948e-10 | 0 | 0 | 0 | 0 | 0 | 0 |  | 0.99274 | 1.1221 | 1.0368 | 0.99274 | 1.1221 | 1.0368 | -3.0347 | -121.1873 | 124.0849 | -3.0347 | -121.1873 | 124.0849
Line13_13_14 | 0.0035311 | 0.0035311 | 0.0035311 | 0.0035311 | 0.0035311 | 0.0035311 | 0.00081546 | 0.00081546 | 0.00081546 | 0.00081547 | 0.00081547 | 0.00081547 | -0.00057335 | -0.0002638 | 0.00083733 | 0.00057342 | 0.00026386 | -0.00083728 | -0.00057152 | 0.00087619 | -0.00011727 | 0.00057165 | -0.00087607 | 0.00011739 | 132.0571 | 132.0571 | 132.0571 | -47.9429 | -47.9429 | -47.9429 |  | 0.99274 | 1.1221 | 1.0368 | 0.9929 | 1.122 | 1.0368 | -3.0347 | -121.1873 | 124.0849 | -3.0315 | -121.1813 | 124.0759
Line14_15_16 | 0 | 0 | 0 | 0 | 0 | 0 | 0 | 0 | 0 | 0 | 0 | 0 | 8.6092e-09 | 4.7609e-09 | -1.3261e-08 | -4.1015e-09 | -2.6781e-09 | 6.6703e-09 | 9.4091e-09 | -1.3608e-08 | 1.2638e-09 | -4.9069e-09 | 6.7143e-09 | -3.4756e-10 | 0 | 0 | 0 | 0 | 0 | 0 |  | 0.99274 | 1.1221 | 1.0368 | 0.99274 | 1.1221 | 1.0368 | -3.0347 | -121.1873 | 124.0849 | -3.0347 | -121.1873 | 124.0849
Line15_16_17 | 0 | 0 | 0 | 0 | 0 | 0 | 0 | 0 | 0 | 0 | 0 | 0 | 4.3046e-09 | 2.3805e-09 | -6.6304e-09 | 2.0307e-10 | -2.9758e-10 | 3.9896e-11 | 4.7045e-09 | -6.8038e-09 | 6.3192e-10 | -2.0234e-10 | -8.9513e-11 | 2.8436e-10 | 0 | 0 | 0 | 0 | 0 | 0 |  | 0.99274 | 1.1221 | 1.0368 | 0.99274 | 1.1221 | 1.0368 | -3.0347 | -121.1873 | 124.0849 | -3.0347 | -121.1873 | 124.0849
Line16_4_18 | 0 | 0 | 0 | 0 | 0 | 0 | 0 | 0 | 0 | 0 | 0 | 0 | 4.3151e-09 | 2.4136e-09 | -6.6733e-09 | 2.047e-10 | -2.9924e-10 | 3.915e-11 | 4.7424e-09 | -6.8404e-09 | 6.1294e-10 | -2.0287e-10 | -9.0891e-11 | 2.8626e-10 | 0 | 0 | 0 | 0 | 0 | 0 |  | 0.99226 | 1.1225 | 1.037 | 0.99226 | 1.1225 | 1.037 | -3.0441 | -121.2051 | 124.1117 | -3.0441 | -121.2051 | 124.1117
Line17_5_19 | 0 | 0 | 0 | 0 | 0 | 0 | 0 | 0 | 0 | 0 | 0 | 0 | 4.3185e-09 | 2.4248e-09 | -6.6877e-09 | 2.0525e-10 | -2.998e-10 | 3.8896e-11 | 4.7552e-09 | -6.8527e-09 | 6.0647e-10 | -2.0304e-10 | -9.1358e-11 | 2.869e-10 | 0 | 0 | 0 | 0 | 0 | 0 |  | 0.99209 | 1.1226 | 1.0371 | 0.99209 | 1.1226 | 1.0371 | -3.0472 | -121.2112 | 124.1207 | -3.0472 | -121.2112 | 124.1207
Line1_1_3 | 0.0035309 | 0.0035309 | 0.0035309 | 0.0035309 | 0.0035309 | 0.0035309 | 0.00081542 | 0.00081542 | 0.00081542 | 0.00081543 | 0.00081543 | 0.00081543 | -0.00057307 | -0.00026353 | 0.00083754 | 0.00057314 | 0.00026359 | -0.00083748 | -0.00057099 | 0.00087664 | -0.00011676 | 0.00057111 | -0.00087652 | 0.00011689 | 132.0573 | 132.0573 | 132.0573 | -47.9427 | -47.9427 | -47.9427 |  | 0.99209 | 1.1226 | 1.0371 | 0.99225 | 1.1225 | 1.037 | -3.0472 | -121.2112 | 124.1207 | -3.0441 | -121.2052 | 124.1117
Line2_1_4 | 0.0035593 | 0.0035593 | 0.0035593 | 0.0035593 | 0.0035593 | 0.0035593 | 0.00082198 | 0.00082198 | 0.00082198 | 0.00082198 | 0.00082198 | 0.00082198 | -0.0005754 | -0.00026914 | 0.00084473 | 0.00057547 | 0.00026921 | -0.00084468 | -0.00057786 | 0.00088263 | -0.00011436 | 0.00057799 | -0.00088251 | 0.00011449 | 131.8307 | 131.8307 | 131.8307 | -48.1693 | -48.1693 | -48.1693 |  | 0.99209 | 1.1226 | 1.0371 | 0.99226 | 1.1225 | 1.037 | -3.0472 | -121.2112 | 124.1207 | -3.0441 | -121.2051 | 124.1117
Line3_1_5 | 0 | 0 | 0 | 0 | 0 | 0 | 0 | 0 | 0 | 0 | 0 | 0 | 8.637e-09 | 4.8497e-09 | -1.3375e-08 | -4.1133e-09 | -2.7246e-09 | 6.7266e-09 | 9.5104e-09 | -1.3705e-08 | 1.2129e-09 | -4.9582e-09 | 6.7613e-09 | -3.1956e-10 | 0 | 0 | 0 | 0 | 0 | 0 |  | 0.99209 | 1.1226 | 1.0371 | 0.99209 | 1.1226 | 1.0371 | -3.0472 | -121.2112 | 124.1207 | -3.0472 | -121.2112 | 124.1207
Line4_2_6 | 0.028488 | 0.003609 | 0.003609 | 0.028488 | 0.003609 | 0.003609 | 0.006579 | 0.00083346 | 0.00083346 | 0.006579 | 0.00083346 | 0.00083346 | 0.0045971 | -0.00027928 | 0.00085705 | -0.00459 | 0.00027954 | -0.0008568 | 0.0046121 | 0.00089254 | -0.0001106 | -0.0045979 | -0.00089203 | 0.00011112 | -48.1845 | 131.4379 | 131.4379 | 131.8155 | -48.5621 | -48.5621 |  | 0.9898 | 1.1221 | 1.0368 | 0.98751 | 1.1216 | 1.0366 | -3.0911 | -121.1868 | 124.0845 | -3.1351 | -121.1623 | 124.0483
Line5_6_7 | 0.028488 | 0.003609 | 0.003609 | 0.028488 | 0.003609 | 0.003609 | 0.006579 | 0.00083346 | 0.00083346 | 0.006579 | 0.00083347 | 0.00083347 | 0.00459 | -0.00027954 | 0.0008568 | -0.0045828 | 0.0002798 | -0.00085655 | 0.0045979 | 0.00089203 | -0.00011112 | -0.0045837 | -0.00089152 | 0.00011164 | -48.1845 | 131.4379 | 131.4379 | 131.8155 | -48.5621 | -48.5621 |  | 0.98751 | 1.1216 | 1.0366 | 0.98522 | 1.1211 | 1.0364 | -3.1351 | -121.1623 | 124.0483 | -3.1794 | -121.1379 | 124.0121
Line6_7_8 | 0.032097 | 0 | 0 | 0.032097 | 0 | 0 | 0.0074124 | 0 | 0 | 0.0074124 | 0 | 0 | 0.0051596 | 7.5515e-09 | -2.0417e-08 | -0.005151 | -5.3397e-09 | 1.3665e-08 | 0.0051682 | -2.0842e-08 | 1.7623e-09 | -0.005151 | 1.3816e-08 | -8.9905e-10 | -48.227 | 0 | 0 | 131.773 | 0 | 0 |  | 0.98522 | 1.1211 | 1.0364 | 0.98276 | 1.1207 | 1.0362 | -3.1794 | -121.1379 | 124.0121 | -3.227 | -121.1196 | 123.985
Line7_8_9 | 0 | 0 | 0 | 0 | 0 | 0 | 0 | 0 | 0 | 0 | 0 | 0 | 4.2996e-09 | 2.5241e-09 | -6.8113e-09 | 2.363e-10 | -2.9145e-10 | 4.2729e-11 | 4.829e-09 | -6.95e-09 | 5.8814e-10 | -2.1299e-10 | -8.4308e-11 | 2.7724e-10 | 0 | 0 | 0 | 0 | 0 | 0 |  | 0.98276 | 1.1207 | 1.0362 | 0.98276 | 1.1207 | 1.0362 | -3.227 | -121.1196 | 123.985 | -3.227 | -121.1196 | 123.985
Line8_8_10 | 0 | 0 | 0 | 0 | 0 | 0 | 0 | 0 | 0 | 0 | 0 | 0 | 4.2996e-09 | 2.5241e-09 | -6.8113e-09 | 2.363e-10 | -2.9145e-10 | 4.2729e-11 | 4.829e-09 | -6.95e-09 | 5.8814e-10 | -2.1299e-10 | -8.4308e-11 | 2.7724e-10 | 0 | 0 | 0 | 0 | 0 | 0 |  | 0.98276 | 1.1207 | 1.0362 | 0.98276 | 1.1207 | 1.0362 | -3.227 | -121.1196 | 123.985 | -3.227 | -121.1196 | 123.985
Line9_3_11 | 0.0035309 | 0.0035309 | 0.0035309 | 0.0035309 | 0.0035309 | 0.0035309 | 0.00081543 | 0.00081543 | 0.00081543 | 0.00081543 | 0.00081543 | 0.00081543 | -0.00057314 | -0.00026359 | 0.00083748 | 0.00057321 | 0.00026366 | -0.00083743 | -0.00057111 | 0.00087652 | -0.00011689 | 0.00057124 | -0.0008764 | 0.00011701 | 132.0573 | 132.0573 | 132.0573 | -47.9427 | -47.9427 | -47.9427 |  | 0.99225 | 1.1225 | 1.037 | 0.99242 | 1.1224 | 1.0369 | -3.0441 | -121.2052 | 124.1117 | -3.0409 | -121.1992 | 124.1028

## LG_max_fault_10
name | pf_ikss_a_from_ka | pf_ikss_b_from_ka | pf_ikss_c_from_ka | pf_ikss_a_to_ka | pf_ikss_b_to_ka | pf_ikss_c_to_ka | pf_skss_a_from_mw | pf_skss_b_from_mw | pf_skss_c_from_mw | pf_skss_a_to_mw | pf_skss_b_to_mw | pf_skss_c_to_mw | pf_p_a_from_mw | pf_p_b_from_mw | pf_p_c_from_mw | pf_p_a_to_mw | pf_p_b_to_mw | pf_p_c_to_mw | pf_q_a_from_mvar | pf_q_b_from_mvar | pf_q_c_from_mvar | pf_q_a_to_mvar | pf_q_b_to_mvar | pf_q_c_to_mvar | pf_ikss_a_from_degree | pf_ikss_b_from_degree | pf_ikss_c_from_degree | pf_ikss_a_to_degree | pf_ikss_b_to_degree | pf_ikss_c_to_degree | 3xI0 | pf_vm_a_from_pu | pf_vm_b_from_pu | pf_vm_c_from_pu | pf_vm_a_to_pu | pf_vm_b_to_pu | pf_vm_c_to_pu | pf_va_a_from_degree | pf_va_b_from_degree | pf_va_c_from_degree | pf_va_a_to_degree | pf_va_b_to_degree | pf_va_c_to_degree
Line0_1_2 | 0.029842 | 0.0037805 | 0.0037805 | 0.029842 | 0.0037805 | 0.0037805 | 0.0068917 | 0.00087307 | 0.00087307 | 0.0068917 | 0.00087308 | 0.00087308 | 0.0050523 | -0.00030627 | 0.00094082 | -0.0050445 | 0.00030655 | -0.00094055 | 0.0050766 | 0.00097999 | -0.00012081 | -0.005061 | -0.00097943 | 0.00012137 | -48.1879 | 131.4346 | 131.4346 | 131.8121 | -48.5654 | -48.5654 |  | 1.0393 | 1.176 | 1.0864 | 1.0369 | 1.1755 | 1.0862 | -3.0505 | -121.2104 | 124.1176 | -3.0944 | -121.1859 | 124.0814
Line10_11_12 | 0.0036988 | 0.0036988 | 0.0036988 | 0.0036988 | 0.0036988 | 0.0036988 | 0.0008542 | 0.0008542 | 0.0008542 | 0.0008542 | 0.0008542 | 0.0008542 | -0.000629 | -0.0002894 | 0.00091902 | 0.00062907 | 0.00028947 | -0.00091895 | -0.00062685 | 0.00096171 | -0.00012841 | 0.00062699 | -0.00096158 | 0.00012855 | 132.0539 | 132.0539 | 132.0539 | -47.9461 | -47.9461 | -47.9461 |  | 1.0396 | 1.1757 | 1.0863 | 1.0398 | 1.1756 | 1.0863 | -3.0443 | -121.1984 | 124.0997 | -3.0411 | -121.1924 | 124.0907
Line11_12_13 | 0.0036988 | 0.0036988 | 0.0036988 | 0.0036988 | 0.0036988 | 0.0036988 | 0.0008542 | 0.0008542 | 0.0008542 | 0.00085421 | 0.00085421 | 0.00085421 | -0.00062907 | -0.00028947 | 0.00091895 | 0.00062914 | 0.00028954 | -0.00091889 | -0.00062699 | 0.00096158 | -0.00012855 | 0.00062713 | -0.00096145 | 0.00012869 | 132.0539 | 132.0539 | 132.0539 | -47.9461 | -47.9461 | -47.9461 |  | 1.0398 | 1.1756 | 1.0863 | 1.0399 | 1.1755 | 1.0862 | -3.0411 | -121.1924 | 124.0907 | -3.038 | -121.1864 | 124.0818
Line12_13_15 | 0 | 0 | 0 | 0 | 0 | 0 | 0 | 0 | 0 | 0 | 0 | 0 | 1.417e-08 | 7.8377e-09 | -2.1829e-08 | -9.2234e-09 | -5.5515e-09 | 1.4597e-08 | 1.5488e-08 | -2.2398e-08 | 2.081e-09 | -1.0548e-08 | 1.4834e-08 | -1.0755e-09 | 0 | 0 | 0 | 0 | 0 | 0 |  | 1.0399 | 1.1755 | 1.0862 | 1.0399 | 1.1755 | 1.0862 | -3.038 | -121.1864 | 124.0818 | -3.038 | -121.1864 | 124.0818
Line13_13_14 | 0.0036989 | 0.0036989 | 0.0036989 | 0.003699 | 0.003699 | 0.003699 | 0.00085423 | 0.00085423 | 0.00085423 | 0.00085424 | 0.00085424 | 0.00085424 | -0.00062916 | -0.00028955 | 0.00091891 | 0.00062923 | 0.00028962 | -0.00091885 | -0.00062715 | 0.00096148 | -0.00012869 | 0.00062729 | -0.00096135 | 0.00012882 | 132.0538 | 132.0538 | 132.0538 | -47.9462 | -47.9462 | -47.9462 |  | 1.0399 | 1.1755 | 1.0862 | 1.0401 | 1.1753 | 1.0862 | -3.038 | -121.1864 | 124.0818 | -3.0349 | -121.1804 | 124.0728
Line14_15_16 | 0 | 0 | 0 | 0 | 0 | 0 | 0 | 0 | 0 | 0 | 0 | 0 | 9.4465e-09 | 5.2252e-09 | -1.4553e-08 | -4.5001e-09 | -2.9389e-09 | 7.3202e-09 | 1.0325e-08 | -1.4932e-08 | 1.3873e-09 | -5.385e-09 | 7.368e-09 | -3.8182e-10 | 0 | 0 | 0 | 0 | 0 | 0 |  | 1.0399 | 1.1755 | 1.0862 | 1.0399 | 1.1755 | 1.0862 | -3.038 | -121.1864 | 124.0818 | -3.038 | -121.1864 | 124.0818
Line15_16_17 | 0 | 0 | 0 | 0 | 0 | 0 | 0 | 0 | 0 | 0 | 0 | 0 | 4.7233e-09 | 2.6126e-09 | -7.2764e-09 | 2.2314e-10 | -3.2634e-10 | 4.3771e-11 | 5.1627e-09 | -7.4661e-09 | 6.9367e-10 | -2.223e-10 | -9.8167e-11 | 3.1185e-10 | 0 | 0 | 0 | 0 | 0 | 0 |  | 1.0399 | 1.1755 | 1.0862 | 1.0399 | 1.1755 | 1.0862 | -3.038 | -121.1864 | 124.0818 | -3.038 | -121.1864 | 124.0818
Line16_4_18 | 0 | 0 | 0 | 0 | 0 | 0 | 0 | 0 | 0 | 0 | 0 | 0 | 4.7348e-09 | 2.649e-09 | -7.3234e-09 | 2.2493e-10 | -3.2816e-10 | 4.2953e-11 | 5.2043e-09 | -7.5063e-09 | 6.7284e-10 | -2.2288e-10 | -9.9679e-11 | 3.1394e-10 | 0 | 0 | 0 | 0 | 0 | 0 |  | 1.0394 | 1.1759 | 1.0864 | 1.0394 | 1.1759 | 1.0864 | -3.0474 | -121.2043 | 124.1086 | -3.0474 | -121.2043 | 124.1086
Line17_5_19 | 0 | 0 | 0 | 0 | 0 | 0 | 0 | 0 | 0 | 0 | 0 | 0 | 4.7385e-09 | 2.6613e-09 | -7.3392e-09 | 2.2554e-10 | -3.2877e-10 | 4.2673e-11 | 5.2183e-09 | -7.5198e-09 | 6.6574e-10 | -2.2307e-10 | -1.0019e-10 | 3.1464e-10 | 0 | 0 | 0 | 0 | 0 | 0 |  | 1.0393 | 1.176 | 1.0864 | 1.0393 | 1.176 | 1.0864 | -3.0505 | -121.2104 | 124.1176 | -3.0505 | -121.2104 | 124.1176
Line1_1_3 | 0.0036987 | 0.0036987 | 0.0036987 | 0.0036988 | 0.0036988 | 0.0036988 | 0.00085418 | 0.00085418 | 0.00085418 | 0.00085419 | 0.00085419 | 0.00085419 | -0.00062885 | -0.00028926 | 0.00091914 | 0.00062893 | 0.00028933 | -0.00091908 | -0.00062656 | 0.00096197 | -0.00012813 | 0.0006267 | -0.00096184 | 0.00012827 | 132.0539 | 132.0539 | 132.0539 | -47.9461 | -47.9461 | -47.9461 |  | 1.0393 | 1.176 | 1.0864 | 1.0394 | 1.1759 | 1.0864 | -3.0505 | -121.2104 | 124.1176 | -3.0474 | -121.2044 | 124.1086
Line2_1_4 | 0.0037285 | 0.0037285 | 0.0037285 | 0.0037285 | 0.0037285 | 0.0037285 | 0.00086105 | 0.00086105 | 0.00086105 | 0.00086106 | 0.00086106 | 0.00086106 | -0.00063141 | -0.00029542 | 0.00092703 | 0.00063148 | 0.00029549 | -0.00092697 | -0.0006341 | 0.00096855 | -0.0001255 | 0.00063425 | -0.00096842 | 0.00012564 | 131.8274 | 131.8274 | 131.8274 | -48.1726 | -48.1726 | -48.1726 |  | 1.0393 | 1.176 | 1.0864 | 1.0394 | 1.1759 | 1.0864 | -3.0505 | -121.2104 | 124.1176 | -3.0474 | -121.2043 | 124.1086
Line3_1_5 | 0 | 0 | 0 | 0 | 0 | 0 | 0 | 0 | 0 | 0 | 0 | 0 | 9.4771e-09 | 5.3225e-09 | -1.4678e-08 | -4.513e-09 | -2.99e-09 | 7.3819e-09 | 1.0437e-08 | -1.504e-08 | 1.3315e-09 | -5.4414e-09 | 7.4196e-09 | -3.5109e-10 | 0 | 0 | 0 | 0 | 0 | 0 |  | 1.0393 | 1.176 | 1.0864 | 1.0393 | 1.176 | 1.0864 | -3.0505 | -121.2104 | 124.1176 | -3.0505 | -121.2104 | 124.1176
Line4_2_6 | 0.029842 | 0.0037805 | 0.0037805 | 0.029842 | 0.0037806 | 0.0037806 | 0.0068917 | 0.00087308 | 0.00087308 | 0.0068917 | 0.00087308 | 0.00087308 | 0.0050445 | -0.00030655 | 0.00094055 | -0.0050367 | 0.00030683 | -0.00094027 | 0.005061 | 0.00097943 | -0.00012137 | -0.0050454 | -0.00097887 | 0.00012194 | -48.1879 | 131.4346 | 131.4346 | 131.8121 | -48.5654 | -48.5654 |  | 1.0369 | 1.1755 | 1.0862 | 1.0345 | 1.175 | 1.086 | -3.0944 | -121.1859 | 124.0814 | -3.1384 | -121.1615 | 124.0452
Line5_6_7 | 0.029842 | 0.0037806 | 0.0037806 | 0.029842 | 0.0037806 | 0.0037806 | 0.0068917 | 0.00087308 | 0.00087308 | 0.0068917 | 0.00087309 | 0.00087309 | 0.0050367 | -0.00030683 | 0.00094027 | -0.0050289 | 0.00030712 | -0.00094 | 0.0050454 | 0.00097887 | -0.00012194 | -0.0050298 | -0.00097831 | 0.00012251 | -48.1879 | 131.4345 | 131.4345 | 131.8121 | -48.5655 | -48.5655 |  | 1.0345 | 1.175 | 1.086 | 1.0321 | 1.1744 | 1.0857 | -3.1384 | -121.1615 | 124.0452 | -3.1827 | -121.137 | 124.009
Line6_7_8 | 0.033623 | 0 | 0 | 0.033623 | 0 | 0 | 0.0077648 | 0 | 0 | 0.0077648 | 0 | 0 | 0.0056618 | 8.2878e-09 | -2.2406e-08 | -0.0056524 | -5.8601e-09 | 1.4997e-08 | 0.0056712 | -2.2871e-08 | 1.9345e-09 | -0.0056524 | 1.5161e-08 | -9.8721e-10 | -48.2303 | 0 | 0 | 131.7697 | 0 | 0 |  | 1.0321 | 1.1744 | 1.0857 | 1.0295 | 1.174 | 1.0856 | -3.1827 | -121.137 | 124.009 | -3.2303 | -121.1188 | 123.9819
Line7_8_9 | 0 | 0 | 0 | 0 | 0 | 0 | 0 | 0 | 0 | 0 | 0 | 0 | 4.7177e-09 | 2.7703e-09 | -7.4749e-09 | 2.5961e-10 | -3.196e-10 | 4.688e-11 | 5.2993e-09 | -7.6266e-09 | 6.4563e-10 | -2.3398e-10 | -9.2455e-11 | 3.0404e-10 | 0 | 0 | 0 | 0 | 0 | 0 |  | 1.0295 | 1.174 | 1.0856 | 1.0295 | 1.174 | 1.0856 | -3.2303 | -121.1188 | 123.9819 | -3.2303 | -121.1188 | 123.9819
Line8_8_10 | 0 | 0 | 0 | 0 | 0 | 0 | 0 | 0 | 0 | 0 | 0 | 0 | 4.7177e-09 | 2.7703e-09 | -7.4749e-09 | 2.5961e-10 | -3.196e-10 | 4.688e-11 | 5.2993e-09 | -7.6266e-09 | 6.4563e-10 | -2.3398e-10 | -9.2455e-11 | 3.0404e-10 | 0 | 0 | 0 | 0 | 0 | 0 |  | 1.0295 | 1.174 | 1.0856 | 1.0295 | 1.174 | 1.0856 | -3.2303 | -121.1188 | 123.9819 | -3.2303 | -121.1188 | 123.9819
Line9_3_11 | 0.0036988 | 0.0036988 | 0.0036988 | 0.0036988 | 0.0036988 | 0.0036988 | 0.00085419 | 0.00085419 | 0.00085419 | 0.0008542 | 0.0008542 | 0.0008542 | -0.00062893 | -0.00028933 | 0.00091908 | 0.000629 | 0.0002894 | -0.00091902 | -0.0006267 | 0.00096184 | -0.00012827 | 0.00062685 | -0.00096171 | 0.00012841 | 132.0539 | 132.0539 | 132.0539 | -47.9461 | -47.9461 | -47.9461 |  | 1.0394 | 1.1759 | 1.0864 | 1.0396 | 1.1757 | 1.0863 | -3.0474 | -121.2044 | 124.1086 | -3.0443 | -121.1984 | 124.0997

## LG_min_6
name | pf_ikss_a_from_ka | pf_ikss_b_from_ka | pf_ikss_c_from_ka | pf_ikss_a_to_ka | pf_ikss_b_to_ka | pf_ikss_c_to_ka | pf_skss_a_from_mw | pf_skss_b_from_mw | pf_skss_c_from_mw | pf_skss_a_to_mw | pf_skss_b_to_mw | pf_skss_c_to_mw | pf_p_a_from_mw | pf_p_b_from_mw | pf_p_c_from_mw | pf_p_a_to_mw | pf_p_b_to_mw | pf_p_c_to_mw | pf_q_a_from_mvar | pf_q_b_from_mvar | pf_q_c_from_mvar | pf_q_a_to_mvar | pf_q_b_to_mvar | pf_q_c_to_mvar | pf_ikss_a_from_degree | pf_ikss_b_from_degree | pf_ikss_c_from_degree | pf_ikss_a_to_degree | pf_ikss_b_to_degree | pf_ikss_c_to_degree | 3xI0 | pf_vm_a_from_pu | pf_vm_b_from_pu | pf_vm_c_from_pu | pf_vm_a_to_pu | pf_vm_b_to_pu | pf_vm_c_to_pu | pf_va_a_from_degree | pf_va_b_from_degree | pf_va_c_from_degree | pf_va_a_to_degree | pf_va_b_to_degree | pf_va_c_to_degree
Line0_1_2 | 0.3052 | 0.038668 | 0.038668 | 0.3052 | 0.038669 | 0.038669 | 0.070484 | 0.0089301 | 0.0089301 | 0.070484 | 0.0089301 | 0.0089301 | 0.0063824 | -0.0070453 | 0.0075941 | -0.0048155 | 0.0071018 | -0.0075377 | 0.0066374 | 0.012139 | 0.010874 | -0.0050072 | -0.012079 | -0.010814 | -84.3364 | 94.9388 | 94.9388 | 95.6636 | -85.0612 | -85.0612 |  | 0.13064 | 1.5717 | 1.4852 | 0.098562 | 1.5691 | 1.4761 | -38.2145 | -144.9299 | 150.0084 | -38.2185 | -144.6078 | 150.0607
Line10_11_12 | 0.037828 | 0.037828 | 0.037828 | 0.037828 | 0.037828 | 0.037828 | 0.0087359 | 0.0087359 | 0.0087359 | 0.008736 | 0.008736 | 0.008736 | -0.00082516 | -0.0066718 | 0.0076206 | 0.00083891 | 0.0066856 | -0.0076069 | -0.00084484 | 0.011987 | 0.010452 | 0.00085915 | -0.011972 | -0.010438 | 96.1278 | 96.1278 | 96.1278 | -83.8722 | -83.8722 | -83.8722 |  | 0.13518 | 1.5703 | 1.4807 | 0.13745 | 1.5697 | 1.4784 | -38.1973 | -144.7717 | 150.032 | -38.1892 | -144.6924 | 150.0439
Line11_12_13 | 0.037828 | 0.037828 | 0.037828 | 0.037828 | 0.037828 | 0.037828 | 0.008736 | 0.008736 | 0.008736 | 0.0087361 | 0.0087361 | 0.0087361 | -0.00083891 | -0.0066856 | 0.0076069 | 0.00085265 | 0.0066993 | -0.0075933 | -0.00085915 | 0.011972 | 0.010438 | 0.00087347 | -0.011958 | -0.010424 | 96.1277 | 96.1277 | 96.1277 | -83.8723 | -83.8723 | -83.8723 |  | 0.13745 | 1.5697 | 1.4784 | 0.13972 | 1.569 | 1.4762 | -38.1892 | -144.6924 | 150.0439 | -38.1813 | -144.6131 | 150.0557
Line12_13_15 | 0 | 0 | 0 | 0 | 0 | 0 | 0 | 0 | 0 | 0 | 0 | 0 | 1.9158e-08 | 1.7088e-07 | -1.6818e-07 | -1.2461e-08 | -1.1798e-07 | 1.0858e-07 | 2.1564e-08 | -2.752e-07 | -2.5417e-07 | -1.4677e-08 | 1.8119e-07 | 1.7202e-07 | 0 | 0 | 0 | 0 | 0 | 0 |  | 0.13972 | 1.569 | 1.4762 | 0.13972 | 1.569 | 1.4762 | -38.1813 | -144.6131 | 150.0557 | -38.1813 | -144.6131 | 150.0557
Line13_13_14 | 0.037829 | 0.037829 | 0.037829 | 0.037829 | 0.037829 | 0.037829 | 0.0087363 | 0.0087363 | 0.0087363 | 0.0087363 | 0.0087363 | 0.0087363 | -0.00085267 | -0.0066995 | 0.0075934 | 0.00086641 | 0.0067133 | -0.0075797 | -0.00087349 | 0.011958 | 0.010424 | 0.00088781 | -0.011944 | -0.01041 | 96.1277 | 96.1277 | 96.1277 | -83.8723 | -83.8723 | -83.8723 |  | 0.13972 | 1.569 | 1.4762 | 0.14199 | 1.5683 | 1.4739 | -38.1813 | -144.6131 | 150.0557 | -38.1736 | -144.5338 | 150.0676
Line14_15_16 | 0 | 0 | 0 | 0 | 0 | 0 | 0 | 0 | 0 | 0 | 0 | 0 | 1.2772e-08 | 1.1392e-07 | -1.1212e-07 | -6.0751e-09 | -6.1019e-08 | 5.2522e-08 | 1.4376e-08 | -1.8346e-07 | -1.6945e-07 | -7.4887e-09 | 8.9456e-08 | 8.7299e-08 | 0 | 0 | 0 | 0 | 0 | 0 |  | 0.13972 | 1.569 | 1.4762 | 0.13972 | 1.569 | 1.4762 | -38.1813 | -144.6131 | 150.0557 | -38.1813 | -144.6131 | 150.0557
Line15_16_17 | 0 | 0 | 0 | 0 | 0 | 0 | 0 | 0 | 0 | 0 | 0 | 0 | 6.3861e-09 | 5.6962e-08 | -5.6062e-08 | 3.11e-10 | -4.0576e-09 | -3.5395e-09 | 7.1879e-09 | -9.1732e-08 | -8.4723e-08 | -3.0086e-10 | -2.2762e-09 | 2.5754e-09 | 0 | 0 | 0 | 0 | 0 | 0 |  | 0.13972 | 1.569 | 1.4762 | 0.13972 | 1.569 | 1.4762 | -38.1813 | -144.6131 | 150.0557 | -38.1813 | -144.6131 | 150.0557
Line16_4_18 | 0 | 0 | 0 | 0 | 0 | 0 | 0 | 0 | 0 | 0 | 0 | 0 | 6.077e-09 | 5.752e-08 | -5.6221e-08 | 2.9903e-10 | -4.0838e-09 | -3.5907e-09 | 6.9107e-09 | -9.2313e-08 | -8.5907e-08 | -2.8643e-10 | -2.2997e-09 | 2.5844e-09 | 0 | 0 | 0 | 0 | 0 | 0 |  | 0.13293 | 1.571 | 1.4829 | 0.13293 | 1.571 | 1.4829 | -38.2132 | -144.85 | 150.021 | -38.2132 | -144.85 | 150.021
Line17_5_19 | 0 | 0 | 0 | 0 | 0 | 0 | 0 | 0 | 0 | 0 | 0 | 0 | 5.9715e-09 | 5.7707e-08 | -5.6273e-08 | 2.9497e-10 | -4.0926e-09 | -3.608e-09 | 6.8166e-09 | -9.2506e-08 | -8.6307e-08 | -2.8151e-10 | -2.3076e-09 | 2.5874e-09 | 0 | 0 | 0 | 0 | 0 | 0 |  | 0.13064 | 1.5717 | 1.4852 | 0.13064 | 1.5717 | 1.4852 | -38.2145 | -144.9299 | 150.0084 | -38.2145 | -144.9299 | 150.0084
Line1_1_3 | 0.037827 | 0.037827 | 0.037827 | 0.037827 | 0.037827 | 0.037827 | 0.0087358 | 0.0087358 | 0.0087358 | 0.0087359 | 0.0087359 | 0.0087359 | -0.00079768 | -0.0066442 | 0.007648 | 0.00081142 | 0.006658 | -0.0076343 | -0.0008162 | 0.012015 | 0.010481 | 0.00083052 | -0.012001 | -0.010466 | 96.1278 | 96.1278 | 96.1278 | -83.8722 | -83.8722 | -83.8722 |  | 0.13064 | 1.5717 | 1.4852 | 0.13291 | 1.571 | 1.4829 | -38.2145 | -144.9299 | 150.0084 | -38.2058 | -144.8508 | 150.0202
Line2_1_4 | 0.038133 | 0.038133 | 0.038133 | 0.038133 | 0.038133 | 0.038133 | 0.0088063 | 0.0088063 | 0.0088063 | 0.0088064 | 0.0088064 | 0.0088064 | -0.00079785 | -0.0067896 | 0.0076293 | 0.00081182 | 0.0068036 | -0.0076154 | -0.00082887 | 0.012061 | 0.010623 | 0.00084342 | -0.012046 | -0.010609 | 95.6929 | 95.6929 | 95.6929 | -84.3071 | -84.3071 | -84.3071 |  | 0.13064 | 1.5717 | 1.4852 | 0.13293 | 1.571 | 1.4829 | -38.2145 | -144.9299 | 150.0084 | -38.2132 | -144.85 | 150.021
Line3_1_5 | 0 | 0 | 0 | 0 | 0 | 0 | 0 | 0 | 0 | 0 | 0 | 0 | 1.1943e-08 | 1.1541e-07 | -1.1255e-07 | -5.6765e-09 | -6.18e-08 | 5.2665e-08 | 1.3633e-08 | -1.8501e-07 | -1.7261e-07 | -7.0981e-09 | 9.0198e-08 | 8.8894e-08 | 0 | 0 | 0 | 0 | 0 | 0 |  | 0.13064 | 1.5717 | 1.4852 | 0.13064 | 1.5717 | 1.4852 | -38.2145 | -144.9299 | 150.0084 | -38.2145 | -144.9299 | 150.0084
Line4_2_6 | 0.3052 | 0.038669 | 0.038669 | 0.3052 | 0.038669 | 0.038669 | 0.070484 | 0.0089301 | 0.0089301 | 0.070484 | 0.0089302 | 0.0089302 | 0.0048155 | -0.0071018 | 0.0075377 | -0.0032486 | 0.0071583 | -0.0074814 | 0.0050072 | 0.012079 | 0.010814 | -0.003377 | -0.012019 | -0.010754 | -84.3364 | 94.9388 | 94.9388 | 95.6636 | -85.0612 | -85.0612 |  | 0.098562 | 1.5691 | 1.4761 | 0.066482 | 1.5665 | 1.467 | -38.2185 | -144.6078 | 150.0607 | -38.2263 | -144.2846 | 150.1137
Line5_6_7 | 0.3052 | 0.038669 | 0.038669 | 0.3052 | 0.038669 | 0.038669 | 0.070484 | 0.0089302 | 0.0089302 | 0.070484 | 0.0089303 | 0.0089303 | 0.0032486 | -0.0071583 | 0.0074814 | -0.0016817 | 0.0072147 | -0.007425 | 0.003377 | 0.012019 | 0.010754 | -0.0017468 | -0.01196 | -0.010695 | -84.3364 | 94.9388 | 94.9388 | 95.6636 | -85.0612 | -85.0612 |  | 0.066482 | 1.5665 | 1.467 | 0.034401 | 1.564 | 1.4579 | -38.2263 | -144.2846 | 150.1137 | -38.2488 | -143.9604 | 150.1673
Line6_7_8 | 0.34387 | 0 | 0 | 0.34387 | 0 | 0 | 0.079413 | 0 | 0 | 0.079413 | 0 | 0 | 0.0018919 | 1.8411e-07 | -1.6454e-07 | -2.8778e-16 | -1.2763e-07 | 1.0567e-07 | 0.0019708 | -2.7588e-07 | -2.6174e-07 | 1.5075e-15 | 1.8108e-07 | 1.7657e-07 | -84.4179 | 0 | 0 | 95.5821 | 0 | 0 |  | 0.034401 | 1.564 | 1.4579 | 0 | 1.5622 | 1.4511 | -38.2488 | -143.9604 | 150.1673 | 0 | -143.7175 | 150.207
Line7_8_9 | 0 | 0 | 0 | 0 | 0 | 0 | 0 | 0 | 0 | 0 | 0 | 0 | 3.4278e-22 | 6.183e-08 | -5.4511e-08 | -2.2149e-17 | -3.9662e-09 | -3.3525e-09 | -1.316e-21 | -9.1632e-08 | -8.7015e-08 | 2.2577e-17 | -2.1888e-09 | 2.5431e-09 | 0 | 0 | 0 | 0 | 0 | 0 |  | 0 | 1.5622 | 1.4511 | 0 | 1.5622 | 1.4511 | 0 | -143.7175 | 150.207 | 0 | -143.7175 | 150.207
Line8_8_10 | 0 | 0 | 0 | 0 | 0 | 0 | 0 | 0 | 0 | 0 | 0 | 0 | 3.4277e-22 | 6.183e-08 | -5.4511e-08 | -2.2149e-17 | -3.9662e-09 | -3.3525e-09 | -1.316e-21 | -9.1632e-08 | -8.7015e-08 | 2.2577e-17 | -2.1888e-09 | 2.5431e-09 | 0 | 0 | 0 | 0 | 0 | 0 |  | 0 | 1.5622 | 1.4511 | 0 | 1.5622 | 1.4511 | 0 | -143.7175 | 150.207 | 0 | -143.7175 | 150.207
Line9_3_11 | 0.037827 | 0.037827 | 0.037827 | 0.037828 | 0.037828 | 0.037828 | 0.0087359 | 0.0087359 | 0.0087359 | 0.0087359 | 0.0087359 | 0.0087359 | -0.00081142 | -0.006658 | 0.0076343 | 0.00082516 | 0.0066718 | -0.0076206 | -0.00083052 | 0.012001 | 0.010466 | 0.00084484 | -0.011987 | -0.010452 | 96.1278 | 96.1278 | 96.1278 | -83.8722 | -83.8722 | -83.8722 |  | 0.13291 | 1.571 | 1.4829 | 0.13518 | 1.5703 | 1.4807 | -38.2058 | -144.8508 | 150.0202 | -38.1973 | -144.7717 | 150.032

## LG_min_10
name | pf_ikss_a_from_ka | pf_ikss_b_from_ka | pf_ikss_c_from_ka | pf_ikss_a_to_ka | pf_ikss_b_to_ka | pf_ikss_c_to_ka | pf_skss_a_from_mw | pf_skss_b_from_mw | pf_skss_c_from_mw | pf_skss_a_to_mw | pf_skss_b_to_mw | pf_skss_c_to_mw | pf_p_a_from_mw | pf_p_b_from_mw | pf_p_c_from_mw | pf_p_a_to_mw | pf_p_b_to_mw | pf_p_c_to_mw | pf_q_a_from_mvar | pf_q_b_from_mvar | pf_q_c_from_mvar | pf_q_a_to_mvar | pf_q_b_to_mvar | pf_q_c_to_mvar | pf_ikss_a_from_degree | pf_ikss_b_from_degree | pf_ikss_c_from_degree | pf_ikss_a_to_degree | pf_ikss_b_to_degree | pf_ikss_c_to_degree | 3xI0 | pf_vm_a_from_pu | pf_vm_b_from_pu | pf_vm_c_from_pu | pf_vm_a_to_pu | pf_vm_b_to_pu | pf_vm_c_to_pu | pf_va_a_from_degree | pf_va_b_from_degree | pf_va_c_from_degree | pf_va_a_to_degree | pf_va_b_to_degree | pf_va_c_to_degree
Line0_1_2 | 0.28914 | 0.036633 | 0.036633 | 0.28914 | 0.036633 | 0.036633 | 0.066774 | 0.0084601 | 0.0084601 | 0.066774 | 0.0084601 | 0.0084601 | 0.0057283 | -0.0063232 | 0.0068157 | -0.0043219 | 0.0063739 | -0.0067651 | 0.0059571 | 0.010894 | 0.0097591 | -0.004494 | -0.010841 | -0.0097055 | -84.3364 | 94.9388 | 94.9388 | 95.6636 | -85.0612 | -85.0612 |  | 0.12377 | 1.4889 | 1.407 | 0.093374 | 1.4865 | 1.3984 | -38.2145 | -144.9299 | 150.0084 | -38.2185 | -144.6078 | 150.0607
Line10_11_12 | 0.035837 | 0.035837 | 0.035837 | 0.035837 | 0.035837 | 0.035837 | 0.0082761 | 0.0082761 | 0.0082761 | 0.0082762 | 0.0082762 | 0.0082762 | -0.00074059 | -0.005988 | 0.0068395 | 0.00075292 | 0.0060003 | -0.0068273 | -0.00075825 | 0.010758 | 0.0093808 | 0.00077109 | -0.010745 | -0.0093681 | 96.1278 | 96.1278 | 96.1278 | -83.8722 | -83.8722 | -83.8722 |  | 0.12807 | 1.4877 | 1.4028 | 0.13022 | 1.487 | 1.4006 | -38.1973 | -144.7717 | 150.032 | -38.1892 | -144.6924 | 150.0439
Line11_12_13 | 0.035837 | 0.035837 | 0.035837 | 0.035837 | 0.035837 | 0.035837 | 0.0082762 | 0.0082762 | 0.0082762 | 0.0082763 | 0.0082763 | 0.0082763 | -0.00075292 | -0.0060003 | 0.0068273 | 0.00076526 | 0.0060127 | -0.006815 | -0.00077109 | 0.010745 | 0.0093681 | 0.00078394 | -0.010732 | -0.0093553 | 96.1277 | 96.1277 | 96.1277 | -83.8723 | -83.8723 | -83.8723 |  | 0.13022 | 1.487 | 1.4006 | 0.13237 | 1.4864 | 1.3985 | -38.1892 | -144.6924 | 150.0439 | -38.1813 | -144.6131 | 150.0557
Line12_13_15 | 0 | 0 | 0 | 0 | 0 | 0 | 0 | 0 | 0 | 0 | 0 | 0 | 1.7195e-08 | 1.5337e-07 | -1.5095e-07 | -1.1184e-08 | -1.0589e-07 | 9.7454e-08 | 1.9353e-08 | -2.4699e-07 | -2.2812e-07 | -1.3172e-08 | 1.6262e-07 | 1.5439e-07 | 0 | 0 | 0 | 0 | 0 | 0 |  | 0.13237 | 1.4864 | 1.3985 | 0.13237 | 1.4864 | 1.3985 | -38.1813 | -144.6131 | 150.0557 | -38.1813 | -144.6131 | 150.0557
Line13_13_14 | 0.035838 | 0.035838 | 0.035838 | 0.035838 | 0.035838 | 0.035838 | 0.0082765 | 0.0082765 | 0.0082765 | 0.0082765 | 0.0082765 | 0.0082765 | -0.00076528 | -0.0060129 | 0.0068151 | 0.00077761 | 0.0060252 | -0.0068029 | -0.00078396 | 0.010733 | 0.0093555 | 0.00079681 | -0.01072 | -0.0093427 | 96.1277 | 96.1277 | 96.1277 | -83.8723 | -83.8723 | -83.8723 |  | 0.13237 | 1.4864 | 1.3985 | 0.13452 | 1.4858 | 1.3964 | -38.1813 | -144.6131 | 150.0557 | -38.1736 | -144.5338 | 150.0676
Line14_15_16 | 0 | 0 | 0 | 0 | 0 | 0 | 0 | 0 | 0 | 0 | 0 | 0 | 1.1463e-08 | 1.0225e-07 | -1.0063e-07 | -5.4525e-09 | -5.4765e-08 | 4.7139e-08 | 1.2902e-08 | -1.6466e-07 | -1.5208e-07 | -6.7212e-09 | 8.0287e-08 | 7.8351e-08 | 0 | 0 | 0 | 0 | 0 | 0 |  | 0.13237 | 1.4864 | 1.3985 | 0.13237 | 1.4864 | 1.3985 | -38.1813 | -144.6131 | 150.0557 | -38.1813 | -144.6131 | 150.0557
Line15_16_17 | 0 | 0 | 0 | 0 | 0 | 0 | 0 | 0 | 0 | 0 | 0 | 0 | 5.7316e-09 | 5.1123e-08 | -5.0316e-08 | 2.7912e-10 | -3.6418e-09 | -3.1768e-09 | 6.4512e-09 | -8.233e-08 | -7.604e-08 | -2.7002e-10 | -2.0429e-09 | 2.3114e-09 | 0 | 0 | 0 | 0 | 0 | 0 |  | 0.13237 | 1.4864 | 1.3985 | 0.13237 | 1.4864 | 1.3985 | -38.1813 | -144.6131 | 150.0557 | -38.1813 | -144.6131 | 150.0557
Line16_4_18 | 0 | 0 | 0 | 0 | 0 | 0 | 0 | 0 | 0 | 0 | 0 | 0 | 5.4542e-09 | 5.1624e-08 | -5.0459e-08 | 2.6838e-10 | -3.6653e-09 | -3.2227e-09 | 6.2024e-09 | -8.2851e-08 | -7.7102e-08 | -2.5708e-10 | -2.064e-09 | 2.3195e-09 | 0 | 0 | 0 | 0 | 0 | 0 |  | 0.12593 | 1.4883 | 1.4049 | 0.12593 | 1.4883 | 1.4049 | -38.2132 | -144.85 | 150.021 | -38.2132 | -144.85 | 150.021
Line17_5_19 | 0 | 0 | 0 | 0 | 0 | 0 | 0 | 0 | 0 | 0 | 0 | 0 | 5.3594e-09 | 5.1793e-08 | -5.0505e-08 | 2.6474e-10 | -3.6731e-09 | -3.2382e-09 | 6.118e-09 | -8.3025e-08 | -7.7461e-08 | -2.5266e-10 | -2.0711e-09 | 2.3222e-09 | 0 | 0 | 0 | 0 | 0 | 0 |  | 0.12377 | 1.4889 | 1.407 | 0.12377 | 1.4889 | 1.407 | -38.2145 | -144.9299 | 150.0084 | -38.2145 | -144.9299 | 150.0084
Line1_1_3 | 0.035836 | 0.035836 | 0.035836 | 0.035836 | 0.035836 | 0.035836 | 0.008276 | 0.008276 | 0.008276 | 0.0082761 | 0.0082761 | 0.0082761 | -0.00071592 | -0.0059632 | 0.0068641 | 0.00072826 | 0.0059756 | -0.0068518 | -0.00073255 | 0.010783 | 0.0094064 | 0.0007454 | -0.010771 | -0.0093936 | 96.1278 | 96.1278 | 96.1278 | -83.8722 | -83.8722 | -83.8722 |  | 0.12377 | 1.4889 | 1.407 | 0.12592 | 1.4883 | 1.4049 | -38.2145 | -144.9299 | 150.0084 | -38.2058 | -144.8508 | 150.0202
Line2_1_4 | 0.036126 | 0.036126 | 0.036126 | 0.036126 | 0.036126 | 0.036126 | 0.0083428 | 0.0083428 | 0.0083428 | 0.0083429 | 0.0083429 | 0.0083429 | -0.00071608 | -0.0060937 | 0.0068474 | 0.00072861 | 0.0061063 | -0.0068349 | -0.00074392 | 0.010825 | 0.0095346 | 0.00075698 | -0.010812 | -0.0095216 | 95.6929 | 95.6929 | 95.6929 | -84.3071 | -84.3071 | -84.3071 |  | 0.12377 | 1.4889 | 1.407 | 0.12593 | 1.4883 | 1.4049 | -38.2145 | -144.9299 | 150.0084 | -38.2132 | -144.85 | 150.021
Line3_1_5 | 0 | 0 | 0 | 0 | 0 | 0 | 0 | 0 | 0 | 0 | 0 | 0 | 1.0719e-08 | 1.0359e-07 | -1.0101e-07 | -5.0947e-09 | -5.5466e-08 | 4.7267e-08 | 1.2236e-08 | -1.6605e-07 | -1.5492e-07 | -6.3706e-09 | 8.0954e-08 | 7.9783e-08 | 0 | 0 | 0 | 0 | 0 | 0 |  | 0.12377 | 1.4889 | 1.407 | 0.12377 | 1.4889 | 1.407 | -38.2145 | -144.9299 | 150.0084 | -38.2145 | -144.9299 | 150.0084
Line4_2_6 | 0.28914 | 0.036633 | 0.036633 | 0.28914 | 0.036634 | 0.036634 | 0.066774 | 0.0084601 | 0.0084601 | 0.066774 | 0.0084602 | 0.0084602 | 0.0043219 | -0.0063739 | 0.0067651 | -0.0029156 | 0.0064246 | -0.0067146 | 0.004494 | 0.010841 | 0.0097055 | -0.0030309 | -0.010787 | -0.009652 | -84.3364 | 94.9388 | 94.9388 | 95.6636 | -85.0612 | -85.0612 |  | 0.093374 | 1.4865 | 1.3984 | 0.062983 | 1.4841 | 1.3898 | -38.2185 | -144.6078 | 150.0607 | -38.2263 | -144.2846 | 150.1137
Line5_6_7 | 0.28914 | 0.036634 | 0.036634 | 0.28914 | 0.036634 | 0.036634 | 0.066774 | 0.0084602 | 0.0084602 | 0.066774 | 0.0084603 | 0.0084603 | 0.0029156 | -0.0064246 | 0.0067146 | -0.0015093 | 0.0064753 | -0.006664 | 0.0030309 | 0.010787 | 0.009652 | -0.0015677 | -0.010734 | -0.0095984 | -84.3364 | 94.9388 | 94.9388 | 95.6636 | -85.0612 | -85.0612 |  | 0.062983 | 1.4841 | 1.3898 | 0.032591 | 1.4817 | 1.3812 | -38.2263 | -144.2846 | 150.1137 | -38.2488 | -143.9604 | 150.1673
Line6_7_8 | 0.32577 | 0 | 0 | 0.32577 | 0 | 0 | 0.075234 | 0 | 0 | 0.075234 | 0 | 0 | 0.001698 | 1.6524e-07 | -1.4768e-07 | -2.6436e-16 | -1.1455e-07 | 9.484e-08 | 0.0017688 | -2.4761e-07 | -2.3491e-07 | 1.3602e-15 | 1.6252e-07 | 1.5848e-07 | -84.4179 | 0 | 0 | 95.5821 | 0 | 0 |  | 0.032591 | 1.4817 | 1.3812 | 0 | 1.48 | 1.3747 | -38.2488 | -143.9604 | 150.1673 | 0 | -143.7175 | 150.207
Line7_8_9 | 0 | 0 | 0 | 0 | 0 | 0 | 0 | 0 | 0 | 0 | 0 | 0 | 3.1344e-22 | 5.5493e-08 | -4.8924e-08 | -1.9879e-17 | -3.5597e-09 | -3.0089e-09 | -1.1871e-21 | -8.224e-08 | -7.8097e-08 | 2.0263e-17 | -1.9644e-09 | 2.2825e-09 | 0 | 0 | 0 | 0 | 0 | 0 |  | 0 | 1.48 | 1.3747 | 0 | 1.48 | 1.3747 | 0 | -143.7175 | 150.207 | 0 | -143.7175 | 150.207
Line8_8_10 | 0 | 0 | 0 | 0 | 0 | 0 | 0 | 0 | 0 | 0 | 0 | 0 | 3.1344e-22 | 5.5493e-08 | -4.8924e-08 | -1.9879e-17 | -3.5597e-09 | -3.0089e-09 | -1.1871e-21 | -8.224e-08 | -7.8097e-08 | 2.0263e-17 | -1.9644e-09 | 2.2825e-09 | 0 | 0 | 0 | 0 | 0 | 0 |  | 0 | 1.48 | 1.3747 | 0 | 1.48 | 1.3747 | 0 | -143.7175 | 150.207 | 0 | -143.7175 | 150.207
Line9_3_11 | 0.035836 | 0.035836 | 0.035836 | 0.035837 | 0.035837 | 0.035837 | 0.0082761 | 0.0082761 | 0.0082761 | 0.0082761 | 0.0082761 | 0.0082761 | -0.00072826 | -0.0059756 | 0.0068518 | 0.00074059 | 0.005988 | -0.0068396 | -0.0007454 | 0.010771 | 0.0093936 | 0.00075825 | -0.010758 | -0.0093808 | 96.1278 | 96.1278 | 96.1278 | -83.8722 | -83.8722 | -83.8722 |  | 0.12592 | 1.4883 | 1.4049 | 0.12807 | 1.4877 | 1.4028 | -38.2058 | -144.8508 | 150.0202 | -38.1973 | -144.7717 | 150.032

## LG_min_fault_6
name | pf_ikss_a_from_ka | pf_ikss_b_from_ka | pf_ikss_c_from_ka | pf_ikss_a_to_ka | pf_ikss_b_to_ka | pf_ikss_c_to_ka | pf_skss_a_from_mw | pf_skss_b_from_mw | pf_skss_c_from_mw | pf_skss_a_to_mw | pf_skss_b_to_mw | pf_skss_c_to_mw | pf_p_a_from_mw | pf_p_b_from_mw | pf_p_c_from_mw | pf_p_a_to_mw | pf_p_b_to_mw | pf_p_c_to_mw | pf_q_a_from_mvar | pf_q_b_from_mvar | pf_q_c_from_mvar | pf_q_a_to_mvar | pf_q_b_to_mvar | pf_q_c_to_mvar | pf_ikss_a_from_degree | pf_ikss_b_from_degree | pf_ikss_c_from_degree | pf_ikss_a_to_degree | pf_ikss_b_to_degree | pf_ikss_c_to_degree | 3xI0 | pf_vm_a_from_pu | pf_vm_b_from_pu | pf_vm_c_from_pu | pf_vm_a_to_pu | pf_vm_b_to_pu | pf_vm_c_to_pu | pf_va_a_from_degree | pf_va_b_from_degree | pf_va_c_from_degree | pf_va_a_to_degree | pf_va_b_to_degree | pf_va_c_to_degree
Line0_1_2 | 0.025707 | 0.003257 | 0.003257 | 0.025707 | 0.003257 | 0.003257 | 0.0059367 | 0.00075217 | 0.00075217 | 0.0059367 | 0.00075217 | 0.00075217 | 0.0037734 | -0.00022985 | 0.00070008 | -0.0037623 | 0.00023025 | -0.00069969 | 0.0037646 | 0.00072845 | -8.8256e-05 | -0.003753 | -0.00072803 | 8.8681e-05 | -47.9843 | 131.2909 | 131.2909 | 132.0157 | -48.7091 | -48.7091 |  | 0.89783 | 1.0155 | 0.93812 | 0.89512 | 1.0152 | 0.93767 | -3.0511 | -121.197 | 124.1058 | -3.0547 | -121.1588 | 124.0676
Line10_11_12 | 0.0031862 | 0.0031862 | 0.0031862 | 0.0031862 | 0.0031862 | 0.0031862 | 0.00073581 | 0.00073581 | 0.00073581 | 0.00073582 | 0.00073582 | 0.00073582 | -0.00047164 | -0.00021021 | 0.00068273 | 0.00047174 | 0.00021031 | -0.00068264 | -0.00046299 | 0.00071692 | -0.00010073 | 0.0004631 | -0.00071682 | 0.00010084 | 132.4799 | 132.4799 | 132.4799 | -47.5201 | -47.5201 | -47.5201 |  | 0.89821 | 1.0153 | 0.9379 | 0.8984 | 1.0152 | 0.93779 | -3.0503 | -121.1782 | 124.0868 | -3.05 | -121.1689 | 124.0773
Line11_12_13 | 0.0031862 | 0.0031862 | 0.0031862 | 0.0031862 | 0.0031862 | 0.0031862 | 0.00073582 | 0.00073582 | 0.00073582 | 0.00073582 | 0.00073582 | 0.00073582 | -0.00047174 | -0.00021031 | 0.00068264 | 0.00047184 | 0.00021041 | -0.00068255 | -0.0004631 | 0.00071682 | -0.00010083 | 0.0004632 | -0.00071673 | 0.00010094 | 132.4799 | 132.4799 | 132.4799 | -47.5201 | -47.5201 | -47.5201 |  | 0.8984 | 1.0152 | 0.93779 | 0.89859 | 1.0152 | 0.93768 | -3.05 | -121.1689 | 124.0773 | -3.0496 | -121.1595 | 124.0678
Line12_13_15 | 0 | 0 | 0 | 0 | 0 | 0 | 0 | 0 | 0 | 0 | 0 | 0 | 1.0624e-08 | 5.7299e-09 | -1.6222e-08 | -6.9179e-09 | -4.0632e-09 | 1.0849e-08 | 1.1457e-08 | -1.6698e-08 | 1.6571e-09 | -7.8046e-09 | 1.106e-08 | -8.7305e-10 | 0 | 0 | 0 | 0 | 0 | 0 |  | 0.89859 | 1.0152 | 0.93768 | 0.89859 | 1.0152 | 0.93768 | -3.0496 | -121.1595 | 124.0678 | -3.0496 | -121.1595 | 124.0678
Line13_13_14 | 0.0031863 | 0.0031863 | 0.0031863 | 0.0031863 | 0.0031863 | 0.0031863 | 0.00073584 | 0.00073584 | 0.00073584 | 0.00073585 | 0.00073585 | 0.00073585 | -0.00047185 | -0.00021042 | 0.00068256 | 0.00047195 | 0.00021051 | -0.00068247 | -0.00046321 | 0.00071674 | -0.00010094 | 0.00046332 | -0.00071665 | 0.00010104 | 132.4798 | 132.4798 | 132.4798 | -47.5202 | -47.5202 | -47.5202 |  | 0.89859 | 1.0152 | 0.93768 | 0.89878 | 1.0151 | 0.93757 | -3.0496 | -121.1595 | 124.0678 | -3.0492 | -121.1501 | 124.0582
Line14_15_16 | 0 | 0 | 0 | 0 | 0 | 0 | 0 | 0 | 0 | 0 | 0 | 0 | 7.0829e-09 | 3.8199e-09 | -1.0814e-08 | -3.3765e-09 | -2.1532e-09 | 5.4414e-09 | 7.638e-09 | -1.1132e-08 | 1.1047e-09 | -3.9855e-09 | 5.4943e-09 | -3.2068e-10 | 0 | 0 | 0 | 0 | 0 | 0 |  | 0.89859 | 1.0152 | 0.93768 | 0.89859 | 1.0152 | 0.93768 | -3.0496 | -121.1595 | 124.0678 | -3.0496 | -121.1595 | 124.0678
Line15_16_17 | 0 | 0 | 0 | 0 | 0 | 0 | 0 | 0 | 0 | 0 | 0 | 0 | 3.5414e-09 | 1.91e-09 | -5.4072e-09 | 1.6495e-10 | -2.4324e-10 | 3.413e-11 | 3.819e-09 | -5.5659e-09 | 5.5237e-10 | -1.6652e-10 | -7.1557e-11 | 2.3169e-10 | 0 | 0 | 0 | 0 | 0 | 0 |  | 0.89859 | 1.0152 | 0.93768 | 0.89859 | 1.0152 | 0.93768 | -3.0496 | -121.1595 | 124.0678 | -3.0496 | -121.1595 | 124.0678
Line16_4_18 | 0 | 0 | 0 | 0 | 0 | 0 | 0 | 0 | 0 | 0 | 0 | 0 | 3.5388e-09 | 1.951e-09 | -5.445e-09 | 1.6673e-10 | -2.4441e-10 | 3.2889e-11 | 3.8596e-09 | -5.5909e-09 | 5.2228e-10 | -1.6648e-10 | -7.3303e-11 | 2.334e-10 | 0 | 0 | 0 | 0 | 0 | 0 |  | 0.89802 | 1.0154 | 0.93801 | 0.89802 | 1.0154 | 0.93801 | -3.0508 | -121.1875 | 124.0963 | -3.0508 | -121.1875 | 124.0963
Line17_5_19 | 0 | 0 | 0 | 0 | 0 | 0 | 0 | 0 | 0 | 0 | 0 | 0 | 3.5377e-09 | 1.9649e-09 | -5.4576e-09 | 1.6733e-10 | -2.4479e-10 | 3.2466e-11 | 3.8733e-09 | -5.5991e-09 | 5.1202e-10 | -1.6646e-10 | -7.3895e-11 | 2.3397e-10 | 0 | 0 | 0 | 0 | 0 | 0 |  | 0.89783 | 1.0155 | 0.93812 | 0.89783 | 1.0155 | 0.93812 | -3.0511 | -121.197 | 124.1058 | -3.0511 | -121.197 | 124.1058
Line1_1_3 | 0.0031861 | 0.0031861 | 0.0031861 | 0.0031861 | 0.0031861 | 0.0031861 | 0.0007358 | 0.0007358 | 0.0007358 | 0.00073581 | 0.00073581 | 0.00073581 | -0.00047144 | -0.00021001 | 0.00068291 | 0.00047154 | 0.00021011 | -0.00068282 | -0.00046278 | 0.00071711 | -0.00010053 | 0.00046289 | -0.00071702 | 0.00010063 | 132.48 | 132.48 | 132.48 | -47.52 | -47.5201 | -47.5201 |  | 0.89783 | 1.0155 | 0.93812 | 0.89802 | 1.0154 | 0.93801 | -3.0511 | -121.197 | 124.1058 | -3.0507 | -121.1876 | 124.0963
Line2_1_4 | 0.0032118 | 0.0032118 | 0.0032118 | 0.0032119 | 0.0032119 | 0.0032119 | 0.00074174 | 0.00074174 | 0.00074174 | 0.00074175 | 0.00074175 | 0.00074175 | -0.00047169 | -0.00021719 | 0.00068918 | 0.00047179 | 0.00021729 | -0.00068908 | -0.00047011 | 0.00072127 | -9.6112e-05 | 0.00047022 | -0.00072118 | 9.6216e-05 | 132.0451 | 132.0451 | 132.0451 | -47.9549 | -47.9549 | -47.9549 |  | 0.89783 | 1.0155 | 0.93812 | 0.89802 | 1.0154 | 0.93801 | -3.0511 | -121.197 | 124.1058 | -3.0508 | -121.1875 | 124.0963
Line3_1_5 | 0 | 0 | 0 | 0 | 0 | 0 | 0 | 0 | 0 | 0 | 0 | 0 | 7.0754e-09 | 3.9298e-09 | -1.0915e-08 | -3.3704e-09 | -2.2097e-09 | 5.4901e-09 | 7.7465e-09 | -1.1198e-08 | 1.024e-09 | -4.0397e-09 | 5.5252e-09 | -2.7805e-10 | 0 | 0 | 0 | 0 | 0 | 0 |  | 0.89783 | 1.0155 | 0.93812 | 0.89783 | 1.0155 | 0.93812 | -3.0511 | -121.197 | 124.1058 | -3.0511 | -121.197 | 124.1058
Line4_2_6 | 0.025707 | 0.003257 | 0.003257 | 0.025707 | 0.003257 | 0.003257 | 0.0059367 | 0.00075217 | 0.00075217 | 0.0059367 | 0.00075218 | 0.00075218 | 0.0037623 | -0.00023025 | 0.00069969 | -0.0037511 | 0.00023065 | -0.00069929 | 0.003753 | 0.00072803 | -8.8681e-05 | -0.0037415 | -0.00072761 | 8.9105e-05 | -47.9843 | 131.2909 | 131.2909 | 132.0157 | -48.7091 | -48.7091 |  | 0.89512 | 1.0152 | 0.93767 | 0.89242 | 1.0148 | 0.93721 | -3.0547 | -121.1588 | 124.0676 | -3.0583 | -121.1205 | 124.0293
Line5_6_7 | 0.025707 | 0.003257 | 0.003257 | 0.025707 | 0.003257 | 0.003257 | 0.0059367 | 0.00075218 | 0.00075218 | 0.0059367 | 0.00075218 | 0.00075218 | 0.0037511 | -0.00023065 | 0.00069929 | -0.00374 | 0.00023105 | -0.0006989 | 0.0037415 | 0.00072761 | -8.9105e-05 | -0.0037299 | -0.00072719 | 8.953e-05 | -47.9843 | 131.2909 | 131.2909 | 132.0157 | -48.7091 | -48.7091 |  | 0.89242 | 1.0148 | 0.93721 | 0.88972 | 1.0144 | 0.93675 | -3.0583 | -121.1205 | 124.0293 | -3.062 | -121.0823 | 123.991
Line6_7_8 | 0.028964 | 0 | 0 | 0.028964 | 0 | 0 | 0.0066889 | 0 | 0 | 0.0066889 | 0 | 0 | 0.0042079 | 6.2691e-09 | -1.6676e-08 | -0.0041944 | -4.4372e-09 | 1.1164e-08 | 0.0042084 | -1.7e-08 | 1.3664e-09 | -0.0041944 | 1.1271e-08 | -6.819e-10 | -48.0658 | 0 | 0 | 131.9342 | 0 | 0 |  | 0.88972 | 1.0144 | 0.93675 | 0.88682 | 1.0141 | 0.93641 | -3.062 | -121.0823 | 123.991 | -3.0658 | -121.0537 | 123.9623
Line7_8_9 | 0 | 0 | 0 | 0 | 0 | 0 | 0 | 0 | 0 | 0 | 0 | 0 | 3.4627e-09 | 2.0991e-09 | -5.5626e-09 | 2.0101e-10 | -2.3903e-10 | 3.8852e-11 | 3.9543e-09 | -5.668e-09 | 4.5364e-10 | -1.6521e-10 | -6.496e-11 | 2.2539e-10 | 0 | 0 | 0 | 0 | 0 | 0 |  | 0.88682 | 1.0141 | 0.93641 | 0.88682 | 1.0141 | 0.93641 | -3.0658 | -121.0537 | 123.9623 | -3.0658 | -121.0537 | 123.9623
Line8_8_10 | 0 | 0 | 0 | 0 | 0 | 0 | 0 | 0 | 0 | 0 | 0 | 0 | 3.4627e-09 | 2.0991e-09 | -5.5626e-09 | 2.0101e-10 | -2.3903e-10 | 3.8852e-11 | 3.9543e-09 | -5.668e-09 | 4.5364e-10 | -1.6521e-10 | -6.496e-11 | 2.2539e-10 | 0 | 0 | 0 | 0 | 0 | 0 |  | 0.88682 | 1.0141 | 0.93641 | 0.88682 | 1.0141 | 0.93641 | -3.0658 | -121.0537 | 123.9623 | -3.0658 | -121.0537 | 123.9623
Line9_3_11 | 0.0031861 | 0.0031861 | 0.0031861 | 0.0031862 | 0.0031862 | 0.0031862 | 0.00073581 | 0.00073581 | 0.00073581 | 0.00073581 | 0.00073581 | 0.00073581 | -0.00047154 | -0.00021011 | 0.00068282 | 0.00047164 | 0.00021021 | -0.00068273 | -0.00046289 | 0.00071702 | -0.00010063 | 0.00046299 | -0.00071692 | 0.00010073 | 132.4799 | 132.4799 | 132.4799 | -47.5201 | -47.5201 | -47.5201 |  | 0.89802 | 1.0154 | 0.93801 | 0.89821 | 1.0153 | 0.9379 | -3.0507 | -121.1876 | 124.0963 | -3.0503 | -121.1782 | 124.0868

## LG_min_fault_10
name | pf_ikss_a_from_ka | pf_ikss_b_from_ka | pf_ikss_c_from_ka | pf_ikss_a_to_ka | pf_ikss_b_to_ka | pf_ikss_c_to_ka | pf_skss_a_from_mw | pf_skss_b_from_mw | pf_skss_c_from_mw | pf_skss_a_to_mw | pf_skss_b_to_mw | pf_skss_c_to_mw | pf_p_a_from_mw | pf_p_b_from_mw | pf_p_c_from_mw | pf_p_a_to_mw | pf_p_b_to_mw | pf_p_c_to_mw | pf_q_a_from_mvar | pf_q_b_from_mvar | pf_q_c_from_mvar | pf_q_a_to_mvar | pf_q_b_to_mvar | pf_q_c_to_mvar | pf_ikss_a_from_degree | pf_ikss_b_from_degree | pf_ikss_c_from_degree | pf_ikss_a_to_degree | pf_ikss_b_to_degree | pf_ikss_c_to_degree | 3xI0 | pf_vm_a_from_pu | pf_vm_b_from_pu | pf_vm_c_from_pu | pf_vm_a_to_pu | pf_vm_b_to_pu | pf_vm_c_to_pu | pf_va_a_from_degree | pf_va_b_from_degree | pf_va_c_from_degree | pf_va_a_to_degree | pf_va_b_to_degree | pf_va_c_to_degree
Line0_1_2 | 0.024354 | 0.0030856 | 0.0030856 | 0.024354 | 0.0030856 | 0.0030856 | 0.0056243 | 0.00071258 | 0.00071258 | 0.0056243 | 0.00071258 | 0.00071258 | 0.0033866 | -0.00020629 | 0.00062833 | -0.0033767 | 0.00020665 | -0.00062797 | 0.0033788 | 0.00065379 | -7.921e-05 | -0.0033684 | -0.00065341 | 7.9592e-05 | -47.9843 | 131.2909 | 131.2909 | 132.0157 | -48.7091 | -48.7091 |  | 0.85057 | 0.96208 | 0.88875 | 0.84801 | 0.96173 | 0.88832 | -3.0511 | -121.197 | 124.1058 | -3.0547 | -121.1588 | 124.0676
Line10_11_12 | 0.0030185 | 0.0030185 | 0.0030185 | 0.0030185 | 0.0030185 | 0.0030185 | 0.00069709 | 0.00069709 | 0.00069709 | 0.00069709 | 0.00069709 | 0.00069709 | -0.0004233 | -0.00018867 | 0.00061275 | 0.00042339 | 0.00018875 | -0.00061267 | -0.00041554 | 0.00064344 | -9.0408e-05 | 0.00041563 | -0.00064335 | 9.05e-05 | 132.4799 | 132.4799 | 132.4799 | -47.5201 | -47.5201 | -47.5201 |  | 0.85093 | 0.9619 | 0.88854 | 0.85112 | 0.96181 | 0.88843 | -3.0503 | -121.1782 | 124.0868 | -3.05 | -121.1689 | 124.0773
Line11_12_13 | 0.0030185 | 0.0030185 | 0.0030185 | 0.0030185 | 0.0030185 | 0.0030185 | 0.00069709 | 0.00069709 | 0.00069709 | 0.0006971 | 0.0006971 | 0.0006971 | -0.00042339 | -0.00018875 | 0.00061267 | 0.00042348 | 0.00018884 | -0.00061259 | -0.00041563 | 0.00064335 | -9.05e-05 | 0.00041573 | -0.00064327 | 9.0592e-05 | 132.4799 | 132.4799 | 132.4799 | -47.5201 | -47.5201 | -47.5201 |  | 0.85112 | 0.96181 | 0.88843 | 0.8513 | 0.96172 | 0.88833 | -3.05 | -121.1689 | 124.0773 | -3.0496 | -121.1595 | 124.0678
Line12_13_15 | 0 | 0 | 0 | 0 | 0 | 0 | 0 | 0 | 0 | 0 | 0 | 0 | 9.5354e-09 | 5.1426e-09 | -1.4559e-08 | -6.2089e-09 | -3.6467e-09 | 9.7367e-09 | 1.0283e-08 | -1.4986e-08 | 1.4873e-09 | -7.0046e-09 | 9.9266e-09 | -7.8357e-10 | 0 | 0 | 0 | 0 | 0 | 0 |  | 0.8513 | 0.96172 | 0.88833 | 0.8513 | 0.96172 | 0.88833 | -3.0496 | -121.1595 | 124.0678 | -3.0496 | -121.1595 | 124.0678
Line13_13_14 | 0.0030186 | 0.0030186 | 0.0030186 | 0.0030186 | 0.0030186 | 0.0030186 | 0.00069711 | 0.00069711 | 0.00069711 | 0.00069712 | 0.00069712 | 0.00069712 | -0.00042349 | -0.00018885 | 0.0006126 | 0.00042358 | 0.00018894 | -0.00061252 | -0.00041574 | 0.00064328 | -9.0593e-05 | 0.00041583 | -0.0006432 | 9.0685e-05 | 132.4798 | 132.4798 | 132.4798 | -47.5202 | -47.5202 | -47.5202 |  | 0.8513 | 0.96172 | 0.88833 | 0.85148 | 0.96163 | 0.88822 | -3.0496 | -121.1595 | 124.0678 | -3.0492 | -121.1501 | 124.0582
Line14_15_16 | 0 | 0 | 0 | 0 | 0 | 0 | 0 | 0 | 0 | 0 | 0 | 0 | 6.3569e-09 | 3.4284e-09 | -9.7061e-09 | -3.0304e-09 | -1.9325e-09 | 4.8837e-09 | 6.8552e-09 | -9.9908e-09 | 9.9151e-10 | -3.577e-09 | 4.9312e-09 | -2.8781e-10 | 0 | 0 | 0 | 0 | 0 | 0 |  | 0.8513 | 0.96172 | 0.88833 | 0.8513 | 0.96172 | 0.88833 | -3.0496 | -121.1595 | 124.0678 | -3.0496 | -121.1595 | 124.0678
Line15_16_17 | 0 | 0 | 0 | 0 | 0 | 0 | 0 | 0 | 0 | 0 | 0 | 0 | 3.1785e-09 | 1.7142e-09 | -4.853e-09 | 1.4805e-10 | -2.1831e-10 | 3.0632e-11 | 3.4276e-09 | -4.9954e-09 | 4.9576e-10 | -1.4945e-10 | -6.4222e-11 | 2.0795e-10 | 0 | 0 | 0 | 0 | 0 | 0 |  | 0.8513 | 0.96172 | 0.88833 | 0.8513 | 0.96172 | 0.88833 | -3.0496 | -121.1595 | 124.0678 | -3.0496 | -121.1595 | 124.0678
Line16_4_18 | 0 | 0 | 0 | 0 | 0 | 0 | 0 | 0 | 0 | 0 | 0 | 0 | 3.1761e-09 | 1.751e-09 | -4.8869e-09 | 1.4964e-10 | -2.1936e-10 | 2.9518e-11 | 3.464e-09 | -5.0178e-09 | 4.6875e-10 | -1.4942e-10 | -6.579e-11 | 2.0948e-10 | 0 | 0 | 0 | 0 | 0 | 0 |  | 0.85075 | 0.96199 | 0.88864 | 0.85075 | 0.96199 | 0.88864 | -3.0508 | -121.1875 | 124.0963 | -3.0508 | -121.1875 | 124.0963
Line17_5_19 | 0 | 0 | 0 | 0 | 0 | 0 | 0 | 0 | 0 | 0 | 0 | 0 | 3.1751e-09 | 1.7635e-09 | -4.8982e-09 | 1.5018e-10 | -2.197e-10 | 2.9138e-11 | 3.4763e-09 | -5.0253e-09 | 4.5954e-10 | -1.494e-10 | -6.6321e-11 | 2.0999e-10 | 0 | 0 | 0 | 0 | 0 | 0 |  | 0.85057 | 0.96208 | 0.88875 | 0.85057 | 0.96208 | 0.88875 | -3.0511 | -121.197 | 124.1058 | -3.0511 | -121.197 | 124.1058
Line1_1_3 | 0.0030184 | 0.0030184 | 0.0030184 | 0.0030184 | 0.0030184 | 0.0030184 | 0.00069708 | 0.00069708 | 0.00069708 | 0.00069708 | 0.00069708 | 0.00069708 | -0.00042312 | -0.00018849 | 0.00061292 | 0.00042321 | 0.00018858 | -0.00061284 | -0.00041535 | 0.00064361 | -9.0225e-05 | 0.00041544 | -0.00064353 | 9.0317e-05 | 132.48 | 132.48 | 132.48 | -47.52 | -47.5201 | -47.5201 |  | 0.85057 | 0.96208 | 0.88875 | 0.85075 | 0.96199 | 0.88864 | -3.0511 | -121.197 | 124.1058 | -3.0507 | -121.1876 | 124.0963
Line2_1_4 | 0.0030428 | 0.0030428 | 0.0030428 | 0.0030428 | 0.0030428 | 0.0030428 | 0.0007027 | 0.0007027 | 0.0007027 | 0.00070271 | 0.00070271 | 0.00070271 | -0.00042335 | -0.00019493 | 0.00061854 | 0.00042344 | 0.00019502 | -0.00061846 | -0.00042193 | 0.00064735 | -8.6261e-05 | 0.00042202 | -0.00064726 | 8.6355e-05 | 132.0451 | 132.0451 | 132.0451 | -47.9549 | -47.9549 | -47.9549 |  | 0.85057 | 0.96208 | 0.88875 | 0.85075 | 0.96199 | 0.88864 | -3.0511 | -121.197 | 124.1058 | -3.0508 | -121.1875 | 124.0963
Line3_1_5 | 0 | 0 | 0 | 0 | 0 | 0 | 0 | 0 | 0 | 0 | 0 | 0 | 6.3502e-09 | 3.527e-09 | -9.7965e-09 | -3.0249e-09 | -1.9832e-09 | 4.9274e-09 | 6.9526e-09 | -1.0051e-08 | 9.1908e-10 | -3.6257e-09 | 4.9589e-09 | -2.4955e-10 | 0 | 0 | 0 | 0 | 0 | 0 |  | 0.85057 | 0.96208 | 0.88875 | 0.85057 | 0.96208 | 0.88875 | -3.0511 | -121.197 | 124.1058 | -3.0511 | -121.197 | 124.1058
Line4_2_6 | 0.024354 | 0.0030856 | 0.0030856 | 0.024354 | 0.0030856 | 0.0030856 | 0.0056243 | 0.00071258 | 0.00071258 | 0.0056243 | 0.00071259 | 0.00071259 | 0.0033767 | -0.00020665 | 0.00062797 | -0.0033667 | 0.00020701 | -0.00062762 | 0.0033684 | 0.00065341 | -7.9591e-05 | -0.003358 | -0.00065304 | 7.9972e-05 | -47.9843 | 131.2909 | 131.2909 | 132.0157 | -48.7091 | -48.7091 |  | 0.84801 | 0.96173 | 0.88832 | 0.84545 | 0.96137 | 0.88788 | -3.0547 | -121.1588 | 124.0676 | -3.0583 | -121.1205 | 124.0293
Line5_6_7 | 0.024354 | 0.0030856 | 0.0030856 | 0.024354 | 0.0030856 | 0.0030856 | 0.0056243 | 0.00071259 | 0.00071259 | 0.0056243 | 0.00071259 | 0.00071259 | 0.0033667 | -0.00020701 | 0.00062762 | -0.0033567 | 0.00020737 | -0.00062727 | 0.003358 | 0.00065304 | -7.9972e-05 | -0.0033476 | -0.00065266 | 8.0353e-05 | -47.9843 | 131.2909 | 131.2909 | 132.0157 | -48.7091 | -48.7091 |  | 0.84545 | 0.96137 | 0.88788 | 0.84289 | 0.96101 | 0.88745 | -3.0583 | -121.1205 | 124.0293 | -3.062 | -121.0823 | 123.991
Line6_7_8 | 0.027439 | 0 | 0 | 0.027439 | 0 | 0 | 0.0063368 | 0 | 0 | 0.0063368 | 0 | 0 | 0.0037766 | 5.6266e-09 | -1.4967e-08 | -0.0037645 | -3.9825e-09 | 1.002e-08 | 0.0037771 | -1.5258e-08 | 1.2263e-09 | -0.0037645 | 1.0116e-08 | -6.1201e-10 | -48.0658 | 0 | 0 | 131.9342 | 0 | 0 |  | 0.84289 | 0.96101 | 0.88745 | 0.84015 | 0.96075 | 0.88713 | -3.062 | -121.0823 | 123.991 | -3.0658 | -121.0537 | 123.9623
Line7_8_9 | 0 | 0 | 0 | 0 | 0 | 0 | 0 | 0 | 0 | 0 | 0 | 0 | 3.1078e-09 | 1.884e-09 | -4.9925e-09 | 1.804e-10 | -2.1453e-10 | 3.487e-11 | 3.549e-09 | -5.0871e-09 | 4.0715e-10 | -1.4828e-10 | -5.8302e-11 | 2.0229e-10 | 0 | 0 | 0 | 0 | 0 | 0 |  | 0.84015 | 0.96075 | 0.88713 | 0.84015 | 0.96075 | 0.88713 | -3.0658 | -121.0537 | 123.9623 | -3.0658 | -121.0537 | 123.9623
Line8_8_10 | 0 | 0 | 0 | 0 | 0 | 0 | 0 | 0 | 0 | 0 | 0 | 0 | 3.1078e-09 | 1.884e-09 | -4.9925e-09 | 1.804e-10 | -2.1453e-10 | 3.487e-11 | 3.549e-09 | -5.0871e-09 | 4.0715e-10 | -1.4828e-10 | -5.8302e-11 | 2.0229e-10 | 0 | 0 | 0 | 0 | 0 | 0 |  | 0.84015 | 0.96075 | 0.88713 | 0.84015 | 0.96075 | 0.88713 | -3.0658 | -121.0537 | 123.9623 | -3.0658 | -121.0537 | 123.9623
Line9_3_11 | 0.0030184 | 0.0030184 | 0.0030184 | 0.0030185 | 0.0030185 | 0.0030185 | 0.00069708 | 0.00069708 | 0.00069708 | 0.00069709 | 0.00069709 | 0.00069709 | -0.00042321 | -0.00018858 | 0.00061284 | 0.0004233 | 0.00018867 | -0.00061275 | -0.00041544 | 0.00064353 | -9.0317e-05 | 0.00041554 | -0.00064344 | 9.0409e-05 | 132.4799 | 132.4799 | 132.4799 | -47.5201 | -47.5201 | -47.5201 |  | 0.85075 | 0.96199 | 0.88864 | 0.85093 | 0.9619 | 0.88854 | -3.0507 | -121.1876 | 124.0963 | -3.0503 | -121.1782 | 124.0868

## LLG_max_6
name | pf_ikss_a_from_ka | pf_ikss_b_from_ka | pf_ikss_c_from_ka | pf_ikss_a_to_ka | pf_ikss_b_to_ka | pf_ikss_c_to_ka | pf_skss_a_from_mw | pf_skss_b_from_mw | pf_skss_c_from_mw | pf_skss_a_to_mw | pf_skss_b_to_mw | pf_skss_c_to_mw | pf_p_a_from_mw | pf_p_b_from_mw | pf_p_c_from_mw | pf_p_a_to_mw | pf_p_b_to_mw | pf_p_c_to_mw | pf_q_a_from_mvar | pf_q_b_from_mvar | pf_q_c_from_mvar | pf_q_a_to_mvar | pf_q_b_to_mvar | pf_q_c_to_mvar | pf_ikss_a_from_degree | pf_ikss_b_from_degree | pf_ikss_c_from_degree | pf_ikss_a_to_degree | pf_ikss_b_to_degree | pf_ikss_c_to_degree | 3xI0 | pf_vm_a_from_pu | pf_vm_b_from_pu | pf_vm_c_from_pu | pf_vm_a_to_pu | pf_vm_b_to_pu | pf_vm_c_to_pu | pf_va_a_from_degree | pf_va_b_from_degree | pf_va_c_from_degree | pf_va_a_to_degree | pf_va_b_to_degree | pf_va_c_to_degree
Line0_1_2 | 0.023389 | 1.8579 | 1.9152 | 0.023389 | 1.8579 | 1.9152 | 0.0054014 | 0.42906 | 0.4423 | 0.0054014 | 0.42906 | 0.4423 | 6.4316e-05 | 0.13571 | 0.14895 | -5.3568e-05 | -0.10187 | -0.11163 | 0.0083361 | 0.27849 | 0.29083 | -0.0083144 | -0.20878 | -0.21822 | -89.1607 | -160.2069 | 24.3716 | 90.8393 | 19.7931 | -155.6284 |  | 1.5434 | 0.72204 | 0.73877 | 1.5393 | 0.54144 | 0.55419 | 0.39727 | -96.1872 | 87.252 | 0.47018 | -96.2154 | 87.2789
Line10_11_12 | 0.022883 | 0.022883 | 0.022883 | 0.022883 | 0.022883 | 0.022883 | 0.0052846 | 0.0052846 | 0.0052846 | 0.0052847 | 0.0052847 | 0.0052847 | 0.00014584 | 0.0037765 | -0.0038988 | -0.00014322 | -0.003774 | 0.0039015 | 0.0081442 | -0.00051815 | 0.00027591 | -0.0081391 | 0.00052339 | -0.00027068 | -88.5414 | -88.5414 | -88.5414 | 91.4586 | 91.4586 | 91.4586 |  | 1.5414 | 0.72133 | 0.73961 | 1.5404 | 0.72097 | 0.74004 | 0.43273 | -96.3537 | 87.4107 | 0.45049 | -96.437 | 87.4899
Line11_12_13 | 0.022883 | 0.022883 | 0.022883 | 0.022883 | 0.022883 | 0.022883 | 0.0052847 | 0.0052847 | 0.0052847 | 0.0052847 | 0.0052847 | 0.0052847 | 0.00014322 | 0.003774 | -0.0039015 | -0.0001406 | -0.0037714 | 0.0039041 | 0.0081391 | -0.00052339 | 0.00027067 | -0.0081339 | 0.00052863 | -0.00026544 | -88.5414 | -88.5414 | -88.5414 | 91.4586 | 91.4586 | 91.4586 |  | 1.5404 | 0.72097 | 0.74004 | 1.5394 | 0.72062 | 0.74046 | 0.45049 | -96.437 | 87.4899 | 0.46828 | -96.5205 | 87.5691
Line12_13_15 | 0 | 0 | 0 | 0 | 0 | 0 | 0 | 0 | 0 | 0 | 0 | 0 | 5.1596e-09 | -9.0976e-08 | 9.0994e-08 | -6.2021e-09 | 6.1291e-08 | -6.0267e-08 | -1.9219e-07 | 9.0757e-09 | -1.5883e-09 | 1.2817e-07 | -4.9451e-09 | -4.6993e-10 | 0 | 0 | 0 | 0 | 0 | 0 |  | 1.5394 | 0.72062 | 0.74046 | 1.5394 | 0.72062 | 0.74046 | 0.46828 | -96.5205 | 87.5691 | 0.46828 | -96.5205 | 87.5691
Line13_13_14 | 0.022884 | 0.022884 | 0.022884 | 0.022884 | 0.022884 | 0.022884 | 0.0052848 | 0.0052848 | 0.0052848 | 0.0052849 | 0.0052849 | 0.0052849 | 0.00014059 | 0.0037715 | -0.0039042 | -0.00013798 | -0.0037689 | 0.0039069 | 0.0081341 | -0.00052863 | 0.00026544 | -0.0081289 | 0.00053388 | -0.00026021 | -88.5415 | -88.5415 | -88.5415 | 91.4585 | 91.4585 | 91.4585 |  | 1.5394 | 0.72062 | 0.74046 | 1.5384 | 0.72026 | 0.74089 | 0.46828 | -96.5205 | 87.5691 | 0.4861 | -96.604 | 87.6481
Line14_15_16 | 0 | 0 | 0 | 0 | 0 | 0 | 0 | 0 | 0 | 0 | 0 | 0 | 3.4397e-09 | -6.0651e-08 | 6.0663e-08 | -4.4823e-09 | 3.0966e-08 | -2.9936e-08 | -1.2813e-07 | 6.0504e-09 | -1.0589e-09 | 6.4111e-08 | -1.9198e-09 | -9.9938e-10 | 0 | 0 | 0 | 0 | 0 | 0 |  | 1.5394 | 0.72062 | 0.74046 | 1.5394 | 0.72062 | 0.74046 | 0.46828 | -96.5205 | 87.5691 | 0.46828 | -96.5205 | 87.5691
Line15_16_17 | 0 | 0 | 0 | 0 | 0 | 0 | 0 | 0 | 0 | 0 | 0 | 0 | 1.7199e-09 | -3.0325e-08 | 3.0331e-08 | -2.7624e-09 | 6.406e-10 | 3.9579e-10 | -6.4063e-08 | 3.0252e-09 | -5.2945e-10 | 4.8438e-11 | 1.1054e-09 | -1.5288e-09 | 0 | 0 | 0 | 0 | 0 | 0 |  | 1.5394 | 0.72062 | 0.74046 | 1.5394 | 0.72062 | 0.74046 | 0.46828 | -96.5205 | 87.5691 | 0.46828 | -96.5205 | 87.5691
Line16_4_18 | 0 | 0 | 0 | 0 | 0 | 0 | 0 | 0 | 0 | 0 | 0 | 0 | 1.8648e-09 | -3.057e-08 | 3.0463e-08 | -2.7846e-09 | 6.339e-10 | 3.9221e-10 | -6.4568e-08 | 2.8246e-09 | -5.6749e-10 | 4.3039e-11 | 1.1181e-09 | -1.5361e-09 | 0 | 0 | 0 | 0 | 0 | 0 |  | 1.5424 | 0.72168 | 0.7392 | 1.5424 | 0.72168 | 0.7392 | 0.41528 | -96.2709 | 87.3319 | 0.41528 | -96.2709 | 87.3319
Line17_5_19 | 0 | 0 | 0 | 0 | 0 | 0 | 0 | 0 | 0 | 0 | 0 | 0 | 1.914e-09 | -3.0652e-08 | 3.0508e-08 | -2.7921e-09 | 6.3161e-10 | 3.91e-10 | -6.4738e-08 | 2.7564e-09 | -5.8029e-10 | 4.12e-11 | 1.1224e-09 | -1.5386e-09 | 0 | 0 | 0 | 0 | 0 | 0 |  | 1.5434 | 0.72204 | 0.73877 | 1.5434 | 0.72204 | 0.73877 | 0.39727 | -96.1872 | 87.252 | 0.39727 | -96.1872 | 87.252
Line1_1_3 | 0.022883 | 0.022883 | 0.022883 | 0.022883 | 0.022883 | 0.022883 | 0.0052845 | 0.0052845 | 0.0052845 | 0.0052846 | 0.0052846 | 0.0052846 | 0.00015108 | 0.0037817 | -0.0038935 | -0.00014846 | -0.0037791 | 0.0038962 | 0.0081546 | -0.00050767 | 0.00028638 | -0.0081494 | 0.00051291 | -0.00028115 | -88.5413 | -88.5413 | -88.5413 | 91.4587 | 91.4586 | 91.4587 |  | 1.5434 | 0.72204 | 0.73877 | 1.5424 | 0.72168 | 0.73919 | 0.39727 | -96.1872 | 87.252 | 0.41499 | -96.2704 | 87.3314
Line2_1_4 | 0.023067 | 0.023067 | 0.023067 | 0.023067 | 0.023067 | 0.023067 | 0.005327 | 0.005327 | 0.005327 | 0.0053271 | 0.0053271 | 0.0053271 | 0.00011979 | 0.0038141 | -0.0039259 | -0.00011713 | -0.0038115 | 0.0039286 | 0.0082207 | -0.00049667 | 0.00027316 | -0.0082155 | 0.000502 | -0.00026784 | -88.7679 | -88.7679 | -88.7679 | 91.2321 | 91.2321 | 91.2321 |  | 1.5434 | 0.72204 | 0.73877 | 1.5424 | 0.72168 | 0.7392 | 0.39727 | -96.1872 | 87.252 | 0.41528 | -96.2709 | 87.3319
Line3_1_5 | 0 | 0 | 0 | 0 | 0 | 0 | 0 | 0 | 0 | 0 | 0 | 0 | 3.8281e-09 | -6.1304e-08 | 6.1015e-08 | -4.7062e-09 | 3.1284e-08 | -3.0117e-08 | -1.2948e-07 | 5.5128e-09 | -1.1606e-09 | 6.4779e-08 | -1.634e-09 | -9.583e-10 | 0 | 0 | 0 | 0 | 0 | 0 |  | 1.5434 | 0.72204 | 0.73877 | 1.5434 | 0.72204 | 0.73877 | 0.39727 | -96.1872 | 87.252 | 0.39727 | -96.1872 | 87.252
Line4_2_6 | 0.023389 | 1.8579 | 1.9152 | 0.023389 | 1.8579 | 1.9152 | 0.0054014 | 0.42906 | 0.4423 | 0.0054015 | 0.42906 | 0.4423 | 5.3566e-05 | 0.10187 | 0.11163 | -4.2817e-05 | -0.068026 | -0.074315 | 0.0083144 | 0.20878 | 0.21822 | -0.0082927 | -0.13907 | -0.14561 | -89.1607 | -160.2069 | 24.3716 | 90.8393 | 19.7931 | -155.6284 |  | 1.5393 | 0.54144 | 0.55419 | 1.5353 | 0.36083 | 0.3696 | 0.47018 | -96.2154 | 87.2789 | 0.54348 | -96.2719 | 87.3328
Line5_6_7 | 0.023389 | 1.8579 | 1.9152 | 0.023389 | 1.8579 | 1.9152 | 0.0054015 | 0.42906 | 0.4423 | 0.0054015 | 0.42906 | 0.4423 | 4.2815e-05 | 0.068026 | 0.074315 | -3.2066e-05 | -0.034183 | -0.036997 | 0.0082927 | 0.13907 | 0.14561 | -0.0082711 | -0.069363 | -0.072996 | -89.1607 | -160.2069 | 24.3716 | 90.8393 | 19.7931 | -155.6284 |  | 1.5353 | 0.36083 | 0.3696 | 1.5313 | 0.18023 | 0.18502 | 0.54348 | -96.2719 | 87.3328 | 0.61716 | -96.4416 | 87.4941
Line6_7_8 | 0 | 1.8504 | 1.9247 | 0 | 1.8504 | 1.9247 | 0 | 0.42734 | 0.44448 | 0 | 0.42734 | 0.44448 | 7.7734e-09 | 0.033217 | 0.037995 | -8.0409e-09 | 5.4418e-14 | 1.4736e-14 | -1.9607e-07 | 0.069487 | 0.072938 | 1.3065e-07 | 1.3885e-14 | -1.9889e-14 | 0 | -160.8919 | 25.01 | 0 | 19.1081 | -154.99 |  | 1.5313 | 0.18023 | 0.18502 | 1.5282 | 0 | 0 | 0.61716 | -96.4416 | 87.4941 | 0.67234 | 0 | 0
Line7_8_9 | 0 | 0 | 0 | 0 | 0 | 0 | 0 | 0 | 0 | 0 | 0 | 0 | 2.6803e-09 | 3.4866e-21 | 9.7412e-22 | -2.6803e-09 | 4.1625e-20 | -1.0635e-17 | -6.529e-08 | -4.9435e-21 | 1.9639e-21 | 6.9042e-11 | 2.2628e-17 | -5.3467e-18 | 0 | 0 | 0 | 0 | 0 | 0 |  | 1.5282 | 0 | 0 | 1.5282 | 0 | 0 | 0.67234 | 0 | 0 | 0.67234 | 0 | 0
Line8_8_10 | 0 | 0 | 0 | 0 | 0 | 0 | 0 | 0 | 0 | 0 | 0 | 0 | 2.6803e-09 | 3.4866e-21 | 9.7412e-22 | -2.6803e-09 | 4.1631e-20 | -1.0635e-17 | -6.529e-08 | -4.9435e-21 | 1.9639e-21 | 6.9043e-11 | 2.2628e-17 | -5.3467e-18 | 0 | 0 | 0 | 0 | 0 | 0 |  | 1.5282 | 0 | 0 | 1.5282 | 0 | 0 | 0.67234 | 0 | 0 | 0.67234 | 0 | 0
Line9_3_11 | 0.022883 | 0.022883 | 0.022883 | 0.022883 | 0.022883 | 0.022883 | 0.0052846 | 0.0052846 | 0.0052846 | 0.0052846 | 0.0052846 | 0.0052846 | 0.00014846 | 0.0037791 | -0.0038962 | -0.00014584 | -0.0037765 | 0.0038988 | 0.0081494 | -0.00051291 | 0.00028115 | -0.0081442 | 0.00051815 | -0.00027591 | -88.5414 | -88.5414 | -88.5413 | 91.4586 | 91.4586 | 91.4587 |  | 1.5424 | 0.72168 | 0.73919 | 1.5414 | 0.72133 | 0.73961 | 0.41499 | -96.2704 | 87.3314 | 0.43273 | -96.3537 | 87.4107

## LLG_max_10
name | pf_ikss_a_from_ka | pf_ikss_b_from_ka | pf_ikss_c_from_ka | pf_ikss_a_to_ka | pf_ikss_b_to_ka | pf_ikss_c_to_ka | pf_skss_a_from_mw | pf_skss_b_from_mw | pf_skss_c_from_mw | pf_skss_a_to_mw | pf_skss_b_to_mw | pf_skss_c_to_mw | pf_p_a_from_mw | pf_p_b_from_mw | pf_p_c_from_mw | pf_p_a_to_mw | pf_p_b_to_mw | pf_p_c_to_mw | pf_q_a_from_mvar | pf_q_b_from_mvar | pf_q_c_from_mvar | pf_q_a_to_mvar | pf_q_b_to_mvar | pf_q_c_to_mvar | pf_ikss_a_from_degree | pf_ikss_b_from_degree | pf_ikss_c_from_degree | pf_ikss_a_to_degree | pf_ikss_b_to_degree | pf_ikss_c_to_degree | 3xI0 | pf_vm_a_from_pu | pf_vm_b_from_pu | pf_vm_c_from_pu | pf_vm_a_to_pu | pf_vm_b_to_pu | pf_vm_c_to_pu | pf_va_a_from_degree | pf_va_b_from_degree | pf_va_c_from_degree | pf_va_a_to_degree | pf_va_b_to_degree | pf_va_c_to_degree
Line0_1_2 | 0.024495 | 1.9282 | 1.9877 | 0.024495 | 1.9282 | 1.9877 | 0.0056568 | 0.44529 | 0.45905 | 0.0056569 | 0.44529 | 0.45905 | 7.0543e-05 | 0.14614 | 0.16047 | -5.8755e-05 | -0.1097 | -0.12027 | 0.0091431 | 0.29997 | 0.31325 | -0.0091194 | -0.22489 | -0.23504 | -89.1595 | -160.3979 | 24.2275 | 90.8405 | 19.6021 | -155.7725 |  | 1.6164 | 0.74935 | 0.76673 | 1.6121 | 0.56191 | 0.57516 | 0.3984 | -96.3721 | 87.1022 | 0.47131 | -96.4006 | 87.1295
Line10_11_12 | 0.023965 | 0.023965 | 0.023965 | 0.023965 | 0.023965 | 0.023965 | 0.0055345 | 0.0055345 | 0.0055345 | 0.0055346 | 0.0055346 | 0.0055346 | 0.00015996 | 0.0041029 | -0.004237 | -0.00015709 | -0.0041 | 0.0042399 | 0.0089327 | -0.00057662 | 0.00031093 | -0.0089271 | 0.00058237 | -0.00030519 | -88.5402 | -88.5403 | -88.5402 | 91.4598 | 91.4597 | 91.4598 |  | 1.6143 | 0.74861 | 0.76761 | 1.6132 | 0.74824 | 0.76805 | 0.43386 | -96.5403 | 87.2626 | 0.45163 | -96.6245 | 87.3426
Line11_12_13 | 0.023965 | 0.023965 | 0.023965 | 0.023966 | 0.023966 | 0.023966 | 0.0055346 | 0.0055346 | 0.0055346 | 0.0055346 | 0.0055346 | 0.0055346 | 0.00015709 | 0.0041 | -0.0042399 | -0.00015422 | -0.0040972 | 0.0042428 | 0.0089271 | -0.00058237 | 0.00030519 | -0.0089214 | 0.00058812 | -0.00029945 | -88.5403 | -88.5403 | -88.5403 | 91.4597 | 91.4597 | 91.4597 |  | 1.6132 | 0.74824 | 0.76805 | 1.6122 | 0.74787 | 0.7685 | 0.45163 | -96.6245 | 87.3426 | 0.46942 | -96.7088 | 87.4226
Line12_13_15 | 0 | 0 | 0 | 0 | 0 | 0 | 0 | 0 | 0 | 0 | 0 | 0 | 5.653e-09 | -9.8907e-08 | 9.8839e-08 | -6.7965e-09 | 6.6658e-08 | -6.5446e-08 | -2.108e-07 | 1.0211e-08 | -1.9629e-09 | 1.4058e-07 | -5.6143e-09 | -3.6032e-10 | 0 | 0 | 0 | 0 | 0 | 0 |  | 1.6122 | 0.74787 | 0.7685 | 1.6122 | 0.74787 | 0.7685 | 0.46942 | -96.7088 | 87.4226 | 0.46942 | -96.7088 | 87.4226
Line13_13_14 | 0.023966 | 0.023966 | 0.023966 | 0.023966 | 0.023966 | 0.023966 | 0.0055347 | 0.0055347 | 0.0055347 | 0.0055348 | 0.0055348 | 0.0055348 | 0.00015421 | 0.0040973 | -0.0042429 | -0.00015134 | -0.0040944 | 0.0042458 | 0.0089216 | -0.00058813 | 0.00029945 | -0.0089159 | 0.00059387 | -0.00029371 | -88.5403 | -88.5403 | -88.5403 | 91.4597 | 91.4597 | 91.4597 |  | 1.6122 | 0.74787 | 0.7685 | 1.6111 | 0.74751 | 0.76894 | 0.46942 | -96.7088 | 87.4226 | 0.48723 | -96.7932 | 87.5024
Line14_15_16 | 0 | 0 | 0 | 0 | 0 | 0 | 0 | 0 | 0 | 0 | 0 | 0 | 3.7687e-09 | -6.5938e-08 | 6.5893e-08 | -4.9121e-09 | 3.3689e-08 | -3.25e-08 | -1.4053e-07 | 6.807e-09 | -1.3086e-09 | 7.0319e-08 | -2.2108e-09 | -1.0146e-09 | 0 | 0 | 0 | 0 | 0 | 0 |  | 1.6122 | 0.74787 | 0.7685 | 1.6122 | 0.74787 | 0.7685 | 0.46942 | -96.7088 | 87.4226 | 0.46942 | -96.7088 | 87.4226
Line15_16_17 | 0 | 0 | 0 | 0 | 0 | 0 | 0 | 0 | 0 | 0 | 0 | 0 | 1.8843e-09 | -3.2969e-08 | 3.2946e-08 | -3.0278e-09 | 7.1979e-10 | 4.4644e-10 | -7.0265e-08 | 3.4035e-09 | -6.5432e-10 | 5.3273e-11 | 1.1927e-09 | -1.6689e-09 | 0 | 0 | 0 | 0 | 0 | 0 |  | 1.6122 | 0.74787 | 0.7685 | 1.6122 | 0.74787 | 0.7685 | 0.46942 | -96.7088 | 87.4226 | 0.46942 | -96.7088 | 87.4226
Line16_4_18 | 0 | 0 | 0 | 0 | 0 | 0 | 0 | 0 | 0 | 0 | 0 | 0 | 2.0433e-09 | -3.3236e-08 | 3.309e-08 | -3.0522e-09 | 7.1254e-10 | 4.4239e-10 | -7.0819e-08 | 3.1848e-09 | -6.9735e-10 | 4.735e-11 | 1.2067e-09 | -1.677e-09 | 0 | 0 | 0 | 0 | 0 | 0 |  | 1.6153 | 0.74897 | 0.76718 | 1.6153 | 0.74897 | 0.76718 | 0.41641 | -96.4567 | 87.183 | 0.41641 | -96.4567 | 87.183
Line17_5_19 | 0 | 0 | 0 | 0 | 0 | 0 | 0 | 0 | 0 | 0 | 0 | 0 | 2.0973e-09 | -3.3325e-08 | 3.3137e-08 | -3.0604e-09 | 7.1008e-10 | 4.4103e-10 | -7.1005e-08 | 3.1104e-09 | -7.1183e-10 | 4.5332e-11 | 1.2114e-09 | -1.6797e-09 | 0 | 0 | 0 | 0 | 0 | 0 |  | 1.6164 | 0.74935 | 0.76673 | 1.6164 | 0.74935 | 0.76673 | 0.3984 | -96.3721 | 87.1022 | 0.3984 | -96.3721 | 87.1022
Line1_1_3 | 0.023965 | 0.023965 | 0.023965 | 0.023965 | 0.023965 | 0.023965 | 0.0055344 | 0.0055344 | 0.0055344 | 0.0055345 | 0.0055345 | 0.0055345 | 0.00016571 | 0.0041085 | -0.0042312 | -0.00016284 | -0.0041057 | 0.0042341 | 0.0089441 | -0.00056513 | 0.00032242 | -0.0089384 | 0.00057088 | -0.00031668 | -88.5402 | -88.5402 | -88.5402 | 91.4598 | 91.4598 | 91.4598 |  | 1.6164 | 0.74935 | 0.76673 | 1.6153 | 0.74898 | 0.76717 | 0.3984 | -96.3721 | 87.1022 | 0.41612 | -96.4561 | 87.1825
Line2_1_4 | 0.024158 | 0.024158 | 0.024158 | 0.024158 | 0.024158 | 0.024158 | 0.005579 | 0.0055789 | 0.005579 | 0.005579 | 0.005579 | 0.005579 | 0.00013139 | 0.0041438 | -0.0042664 | -0.00012847 | -0.0041409 | 0.0042694 | 0.0090166 | -0.00055329 | 0.00030814 | -0.0090109 | 0.00055913 | -0.00030231 | -88.7668 | -88.7668 | -88.7668 | 91.2332 | 91.2332 | 91.2332 |  | 1.6164 | 0.74935 | 0.76673 | 1.6153 | 0.74897 | 0.76718 | 0.3984 | -96.3721 | 87.1022 | 0.41641 | -96.4567 | 87.183
Line3_1_5 | 0 | 0 | 0 | 0 | 0 | 0 | 0 | 0 | 0 | 0 | 0 | 0 | 4.1946e-09 | -6.6651e-08 | 6.6275e-08 | -5.1577e-09 | 3.4036e-08 | -3.2696e-08 | -1.4201e-07 | 6.2208e-09 | -1.4237e-09 | 7.1051e-08 | -1.899e-09 | -9.6783e-10 | 0 | 0 | 0 | 0 | 0 | 0 |  | 1.6164 | 0.74935 | 0.76673 | 1.6164 | 0.74935 | 0.76673 | 0.3984 | -96.3721 | 87.1022 | 0.3984 | -96.3721 | 87.1022
Line4_2_6 | 0.024495 | 1.9282 | 1.9877 | 0.024495 | 1.9282 | 1.9877 | 0.0056569 | 0.44529 | 0.45905 | 0.0056569 | 0.44529 | 0.45905 | 5.8752e-05 | 0.1097 | 0.12027 | -4.6963e-05 | -0.073256 | -0.080062 | 0.0091194 | 0.22489 | 0.23504 | -0.0090956 | -0.1498 | -0.15684 | -89.1596 | -160.3979 | 24.2275 | 90.8404 | 19.6022 | -155.7725 |  | 1.6121 | 0.56191 | 0.57516 | 1.6079 | 0.37448 | 0.3836 | 0.47131 | -96.4006 | 87.1295 | 0.54461 | -96.4577 | 87.1839
Line5_6_7 | 0.024495 | 1.9282 | 1.9877 | 0.024495 | 1.9282 | 1.9877 | 0.0056569 | 0.44529 | 0.45905 | 0.0056569 | 0.44529 | 0.45905 | 4.696e-05 | 0.073256 | 0.080062 | -3.5171e-05 | -0.036813 | -0.039856 | 0.0090956 | 0.1498 | 0.15684 | -0.0090718 | -0.074712 | -0.078626 | -89.1596 | -160.3978 | 24.2275 | 90.8404 | 19.6022 | -155.7725 |  | 1.6079 | 0.37448 | 0.3836 | 1.6037 | 0.18704 | 0.19203 | 0.54461 | -96.4577 | 87.1839 | 0.61829 | -96.6291 | 87.3468
Line6_7_8 | 0 | 1.9204 | 1.9976 | 0 | 1.9204 | 1.9976 | 0 | 0.4435 | 0.46132 | 0 | 0.4435 | 0.46132 | 8.5199e-09 | 0.035764 | 0.04094 | -8.8133e-09 | 8.1108e-14 | 6.7446e-15 | -2.1505e-07 | 0.074849 | 0.07856 | 1.433e-07 | -1.5294e-14 | -9.5625e-15 | 0 | -161.0899 | 24.8724 | 0 | 18.9101 | -155.1276 |  | 1.6037 | 0.18704 | 0.19203 | 1.6005 | 0 | 0 | 0.61829 | -96.6291 | 87.3468 | 0.67347 | 0 | 0
Line7_8_9 | 0 | 0 | 0 | 0 | 0 | 0 | 0 | 0 | 0 | 0 | 0 | 0 | 2.9378e-09 | 1.5586e-21 | 4.8865e-22 | -2.9378e-09 | 4.6282e-20 | -1.1667e-17 | -7.1611e-08 | -8.8352e-21 | 9.2453e-22 | 7.5878e-11 | 2.4829e-17 | -5.8646e-18 | 0 | 0 | 0 | 0 | 0 | 0 |  | 1.6005 | 0 | 0 | 1.6005 | 0 | 0 | 0.67347 | 0 | 0 | 0.67347 | 0 | 0
Line8_8_10 | 0 | 0 | 0 | 0 | 0 | 0 | 0 | 0 | 0 | 0 | 0 | 0 | 2.9378e-09 | 1.5586e-21 | 4.8865e-22 | -2.9378e-09 | 4.6288e-20 | -1.1667e-17 | -7.1611e-08 | -8.8352e-21 | 9.2453e-22 | 7.5877e-11 | 2.4829e-17 | -5.8646e-18 | 0 | 0 | 0 | 0 | 0 | 0 |  | 1.6005 | 0 | 0 | 1.6005 | 0 | 0 | 0.67347 | 0 | 0 | 0.67347 | 0 | 0
Line9_3_11 | 0.023965 | 0.023965 | 0.023965 | 0.023965 | 0.023965 | 0.023965 | 0.0055345 | 0.0055345 | 0.0055345 | 0.0055345 | 0.0055345 | 0.0055345 | 0.00016283 | 0.0041057 | -0.0042341 | -0.00015996 | -0.0041029 | 0.004237 | 0.0089384 | -0.00057088 | 0.00031668 | -0.0089327 | 0.00057662 | -0.00031094 | -88.5402 | -88.5402 | -88.5402 | 91.4598 | 91.4598 | 91.4598 |  | 1.6153 | 0.74898 | 0.76717 | 1.6143 | 0.74861 | 0.76761 | 0.41612 | -96.4561 | 87.1825 | 0.43386 | -96.5403 | 87.2626

## LLG_max_fault_6
name | pf_ikss_a_from_ka | pf_ikss_b_from_ka | pf_ikss_c_from_ka | pf_ikss_a_to_ka | pf_ikss_b_to_ka | pf_ikss_c_to_ka | pf_skss_a_from_mw | pf_skss_b_from_mw | pf_skss_c_from_mw | pf_skss_a_to_mw | pf_skss_b_to_mw | pf_skss_c_to_mw | pf_p_a_from_mw | pf_p_b_from_mw | pf_p_c_from_mw | pf_p_a_to_mw | pf_p_b_to_mw | pf_p_c_to_mw | pf_q_a_from_mvar | pf_q_b_from_mvar | pf_q_c_from_mvar | pf_q_a_to_mvar | pf_q_b_to_mvar | pf_q_c_to_mvar | pf_ikss_a_from_degree | pf_ikss_b_from_degree | pf_ikss_c_from_degree | pf_ikss_a_to_degree | pf_ikss_b_to_degree | pf_ikss_c_to_degree | 3xI0 | pf_vm_a_from_pu | pf_vm_b_from_pu | pf_vm_c_from_pu | pf_vm_a_to_pu | pf_vm_b_to_pu | pf_vm_c_to_pu | pf_va_a_from_degree | pf_va_b_from_degree | pf_va_c_from_degree | pf_va_a_to_degree | pf_va_b_to_degree | pf_va_c_to_degree
Line0_1_2 | 0.0034282 | 0.030523 | 0.03258 | 0.0034282 | 0.030523 | 0.03258 | 0.00079171 | 0.007049 | 0.007524 | 0.00079172 | 0.007049 | 0.0075239 | 0.00052094 | 0.00534 | 0.0051105 | -0.00052071 | -0.005333 | -0.0050984 | 0.00070476 | 0.004385 | 0.0061363 | -0.0007043 | -0.004366 | -0.006117 | -51.1606 | -158.0164 | 65.8217 | 128.8394 | 21.9836 | -114.1784 |  | 1.107 | 0.98025 | 1.0614 | 1.1063 | 0.97776 | 1.0584 | 2.3689 | -118.6247 | 116.033 | 2.3629 | -118.7096 | 116.0111
Line10_11_12 | 0.0033541 | 0.0033541 | 0.0033541 | 0.0033541 | 0.0033541 | 0.0033541 | 0.0007746 | 0.0007746 | 0.0007746 | 0.0007746 | 0.0007746 | 0.0007746 | 0.00051699 | 0.0002833 | -0.00079978 | -0.00051693 | -0.00028324 | 0.00079984 | 0.00068375 | -0.00070465 | 0.00019066 | -0.00068365 | 0.00070476 | -0.00019055 | -50.5413 | -50.5413 | -50.5413 | 129.4587 | 129.4587 | 129.4587 |  | 1.1066 | 0.98046 | 1.0614 | 1.1065 | 0.98057 | 1.0615 | 2.3659 | -118.6389 | 116.0501 | 2.3643 | -118.646 | 116.0586
Line11_12_13 | 0.0033541 | 0.0033541 | 0.0033541 | 0.0033542 | 0.0033542 | 0.0033542 | 0.0007746 | 0.0007746 | 0.0007746 | 0.00077461 | 0.00077461 | 0.00077461 | 0.00051693 | 0.00028325 | -0.00079984 | -0.00051688 | -0.00028319 | 0.0007999 | 0.00068365 | -0.00070476 | 0.00019055 | -0.00068354 | 0.00070488 | -0.00019044 | -50.5413 | -50.5413 | -50.5413 | 129.4587 | 129.4587 | 129.4587 |  | 1.1065 | 0.98057 | 1.0615 | 1.1063 | 0.98068 | 1.0615 | 2.3643 | -118.646 | 116.0586 | 2.3628 | -118.6531 | 116.0672
Line12_13_15 | 0 | 0 | 0 | 0 | 0 | 0 | 0 | 0 | 0 | 0 | 0 | 0 | -1.1491e-08 | -7.4474e-09 | 1.9053e-08 | 7.4286e-09 | 5.2132e-09 | -1.2757e-08 | -1.6677e-08 | 1.6369e-08 | -3.6364e-09 | 1.1294e-08 | -1.0824e-08 | 2.144e-09 | 0 | 0 | 0 | 0 | 0 | 0 |  | 1.1063 | 0.98068 | 1.0615 | 1.1063 | 0.98068 | 1.0615 | 2.3628 | -118.6531 | 116.0672 | 2.3628 | -118.6531 | 116.0672
Line13_13_14 | 0.0033542 | 0.0033542 | 0.0033542 | 0.0033543 | 0.0033543 | 0.0033543 | 0.00077463 | 0.00077463 | 0.00077463 | 0.00077463 | 0.00077463 | 0.00077463 | 0.00051689 | 0.0002832 | -0.00079992 | -0.00051684 | -0.00028314 | 0.00079998 | 0.00068356 | -0.0007049 | 0.00019044 | -0.00068345 | 0.00070502 | -0.00019033 | -50.5414 | -50.5414 | -50.5414 | 129.4586 | 129.4586 | 129.4586 |  | 1.1063 | 0.98068 | 1.0615 | 1.1062 | 0.98079 | 1.0616 | 2.3628 | -118.6531 | 116.0672 | 2.3613 | -118.6602 | 116.0757
Line14_15_16 | 0 | 0 | 0 | 0 | 0 | 0 | 0 | 0 | 0 | 0 | 0 | 0 | -7.6607e-09 | -4.9649e-09 | 1.2702e-08 | 3.5982e-09 | 2.7307e-09 | -6.4056e-09 | -1.1118e-08 | 1.0913e-08 | -2.4243e-09 | 5.7347e-09 | -5.3677e-09 | 9.3184e-10 | 0 | 0 | 0 | 0 | 0 | 0 |  | 1.1063 | 0.98068 | 1.0615 | 1.1063 | 0.98068 | 1.0615 | 2.3628 | -118.6531 | 116.0672 | 2.3628 | -118.6531 | 116.0672
Line15_16_17 | 0 | 0 | 0 | 0 | 0 | 0 | 0 | 0 | 0 | 0 | 0 | 0 | -3.8303e-09 | -2.4825e-09 | 6.3511e-09 | -2.321e-10 | 2.4823e-10 | -5.4452e-11 | -5.5591e-09 | 5.4564e-09 | -1.2121e-09 | 1.756e-10 | 8.8746e-11 | -2.803e-10 | 0 | 0 | 0 | 0 | 0 | 0 |  | 1.1063 | 0.98068 | 1.0615 | 1.1063 | 0.98068 | 1.0615 | 2.3628 | -118.6531 | 116.0672 | 2.3628 | -118.6531 | 116.0672
Line16_4_18 | 0 | 0 | 0 | 0 | 0 | 0 | 0 | 0 | 0 | 0 | 0 | 0 | -3.8379e-09 | -2.5147e-09 | 6.3916e-09 | -2.3415e-10 | 2.4927e-10 | -5.4144e-11 | -5.6064e-09 | 5.4789e-09 | -1.2032e-09 | 1.7602e-10 | 9.0115e-11 | -2.8209e-10 | 0 | 0 | 0 | 0 | 0 | 0 |  | 1.1068 | 0.98036 | 1.0614 | 1.1068 | 0.98036 | 1.0614 | 2.3674 | -118.6319 | 116.0416 | 2.3674 | -118.6319 | 116.0416
Line17_5_19 | 0 | 0 | 0 | 0 | 0 | 0 | 0 | 0 | 0 | 0 | 0 | 0 | -3.8404e-09 | -2.5256e-09 | 6.4052e-09 | -2.3484e-10 | 2.4962e-10 | -5.4037e-11 | -5.6224e-09 | 5.4864e-09 | -1.2002e-09 | 1.7616e-10 | 9.0578e-11 | -2.8269e-10 | 0 | 0 | 0 | 0 | 0 | 0 |  | 1.107 | 0.98025 | 1.0614 | 1.107 | 0.98025 | 1.0614 | 2.3689 | -118.6247 | 116.033 | 2.3689 | -118.6247 | 116.033
Line1_1_3 | 0.003354 | 0.003354 | 0.003354 | 0.0033541 | 0.0033541 | 0.0033541 | 0.00077458 | 0.00077458 | 0.00077458 | 0.00077459 | 0.00077459 | 0.00077459 | 0.00051709 | 0.00028341 | -0.00079965 | -0.00051704 | -0.00028335 | 0.00079972 | 0.00068397 | -0.00070441 | 0.00019088 | -0.00068386 | 0.00070453 | -0.00019077 | -50.5412 | -50.5412 | -50.5412 | 129.4588 | 129.4588 | 129.4588 |  | 1.107 | 0.98025 | 1.0614 | 1.1068 | 0.98035 | 1.0614 | 2.3689 | -118.6247 | 116.033 | 2.3674 | -118.6318 | 116.0416
Line2_1_4 | 0.003381 | 0.003381 | 0.003381 | 0.0033811 | 0.0033811 | 0.0033811 | 0.00078081 | 0.00078081 | 0.00078081 | 0.00078082 | 0.00078082 | 0.00078082 | 0.00051852 | 0.00028849 | -0.00080684 | -0.00051847 | -0.00028844 | 0.0008069 | 0.00069153 | -0.00070894 | 0.00018923 | -0.00069142 | 0.00070906 | -0.00018912 | -50.7678 | -50.7678 | -50.7678 | 129.2322 | 129.2322 | 129.2322 |  | 1.107 | 0.98025 | 1.0614 | 1.1068 | 0.98036 | 1.0614 | 2.3689 | -118.6247 | 116.033 | 2.3674 | -118.6319 | 116.0416
Line3_1_5 | 0 | 0 | 0 | 0 | 0 | 0 | 0 | 0 | 0 | 0 | 0 | 0 | -7.6807e-09 | -5.0511e-09 | 1.281e-08 | 3.6055e-09 | 2.7752e-09 | -6.4592e-09 | -1.1245e-08 | 1.0973e-08 | -2.4003e-09 | 5.7986e-09 | -5.3958e-09 | 9.1748e-10 | 0 | 0 | 0 | 0 | 0 | 0 |  | 1.107 | 0.98025 | 1.0614 | 1.107 | 0.98025 | 1.0614 | 2.3689 | -118.6247 | 116.033 | 2.3689 | -118.6247 | 116.033
Line4_2_6 | 0.0034282 | 0.030523 | 0.03258 | 0.0034283 | 0.030523 | 0.03258 | 0.00079172 | 0.007049 | 0.0075239 | 0.00079172 | 0.007049 | 0.0075239 | 0.00052071 | 0.005333 | 0.0050984 | -0.00052048 | -0.0053259 | -0.0050863 | 0.0007043 | 0.004366 | 0.006117 | -0.00070384 | -0.004347 | -0.0060978 | -51.1606 | -158.0164 | 65.8216 | 128.8394 | 21.9837 | -114.1784 |  | 1.1063 | 0.97776 | 1.0584 | 1.1057 | 0.97528 | 1.0554 | 2.3629 | -118.7096 | 116.0111 | 2.3569 | -118.7949 | 115.9891
Line5_6_7 | 0.0034283 | 0.030523 | 0.03258 | 0.0034283 | 0.030523 | 0.03258 | 0.00079172 | 0.007049 | 0.0075239 | 0.00079173 | 0.007049 | 0.0075239 | 0.00052048 | 0.0053259 | 0.0050863 | -0.00052026 | -0.0053189 | -0.0050742 | 0.00070384 | 0.004347 | 0.0060978 | -0.00070338 | -0.004328 | -0.0060785 | -51.1606 | -158.0163 | 65.8216 | 128.8394 | 21.9837 | -114.1785 |  | 1.1057 | 0.97528 | 1.0554 | 1.105 | 0.97281 | 1.0524 | 2.3569 | -118.7949 | 115.9891 | 2.3509 | -118.8807 | 115.967
Line6_7_8 | 0 | 0.031687 | 0.034272 | 0 | 0.031687 | 0.034272 | 0 | 0.0073179 | 0.0079147 | 0 | 0.0073179 | 0.0079147 | -1.1605e-08 | 0.0050269 | 0.0058865 | 7.5126e-09 | -0.0050204 | -0.0058727 | -1.7208e-08 | 0.0050407 | 0.0058929 | 1.1655e-08 | -0.0050204 | -0.0058727 | 0 | -163.9597 | 70.936 | 0 | 16.0404 | -109.064 |  | 1.105 | 0.97281 | 1.0524 | 1.1045 | 0.97022 | 1.0493 | 2.3509 | -118.8807 | 115.967 | 2.3463 | -118.9595 | 115.9359
Line7_8_9 | 0 | 0 | 0 | 0 | 0 | 0 | 0 | 0 | 0 | 0 | 0 | 0 | -3.8685e-09 | -2.5928e-09 | 6.4102e-09 | -2.2443e-10 | 2.8319e-10 | -7.6469e-12 | -5.7406e-09 | 5.5446e-09 | -1.1608e-09 | 1.741e-10 | 6.783e-11 | -2.8632e-10 | 0 | 0 | 0 | 0 | 0 | 0 |  | 1.1045 | 0.97022 | 1.0493 | 1.1045 | 0.97022 | 1.0493 | 2.3463 | -118.9595 | 115.9359 | 2.3463 | -118.9595 | 115.9359
Line8_8_10 | 0 | 0 | 0 | 0 | 0 | 0 | 0 | 0 | 0 | 0 | 0 | 0 | -3.8685e-09 | -2.5928e-09 | 6.4102e-09 | -2.2443e-10 | 2.8319e-10 | -7.6468e-12 | -5.7406e-09 | 5.5446e-09 | -1.1608e-09 | 1.741e-10 | 6.783e-11 | -2.8632e-10 | 0 | 0 | 0 | 0 | 0 | 0 |  | 1.1045 | 0.97022 | 1.0493 | 1.1045 | 0.97022 | 1.0493 | 2.3463 | -118.9595 | 115.9359 | 2.3463 | -118.9595 | 115.9359
Line9_3_11 | 0.0033541 | 0.0033541 | 0.0033541 | 0.0033541 | 0.0033541 | 0.0033541 | 0.00077459 | 0.00077459 | 0.00077459 | 0.0007746 | 0.0007746 | 0.0007746 | 0.00051704 | 0.00028335 | -0.00079972 | -0.00051699 | -0.0002833 | 0.00079978 | 0.00068386 | -0.00070453 | 0.00019077 | -0.00068375 | 0.00070465 | -0.00019066 | -50.5412 | -50.5412 | -50.5412 | 129.4588 | 129.4588 | 129.4588 |  | 1.1068 | 0.98035 | 1.0614 | 1.1066 | 0.98046 | 1.0614 | 2.3674 | -118.6318 | 116.0416 | 2.3659 | -118.6389 | 116.0501

## LLG_max_fault_10
name | pf_ikss_a_from_ka | pf_ikss_b_from_ka | pf_ikss_c_from_ka | pf_ikss_a_to_ka | pf_ikss_b_to_ka | pf_ikss_c_to_ka | pf_skss_a_from_mw | pf_skss_b_from_mw | pf_skss_c_from_mw | pf_skss_a_to_mw | pf_skss_b_to_mw | pf_skss_c_to_mw | pf_p_a_from_mw | pf_p_b_from_mw | pf_p_c_from_mw | pf_p_a_to_mw | pf_p_b_to_mw | pf_p_c_to_mw | pf_q_a_from_mvar | pf_q_b_from_mvar | pf_q_c_from_mvar | pf_q_a_to_mvar | pf_q_b_to_mvar | pf_q_c_to_mvar | pf_ikss_a_from_degree | pf_ikss_b_from_degree | pf_ikss_c_from_degree | pf_ikss_a_to_degree | pf_ikss_b_to_degree | pf_ikss_c_to_degree | 3xI0 | pf_vm_a_from_pu | pf_vm_b_from_pu | pf_vm_c_from_pu | pf_vm_a_to_pu | pf_vm_b_to_pu | pf_vm_c_to_pu | pf_va_a_from_degree | pf_va_b_from_degree | pf_va_c_from_degree | pf_va_a_to_degree | pf_va_b_to_degree | pf_va_c_to_degree
Line0_1_2 | 0.0035913 | 0.031974 | 0.034127 | 0.0035913 | 0.031974 | 0.034127 | 0.00082938 | 0.007384 | 0.0078812 | 0.00082939 | 0.007384 | 0.0078812 | 0.00057169 | 0.0058598 | 0.0056073 | -0.00057144 | -0.0058521 | -0.005594 | 0.00077342 | 0.0048119 | 0.0067329 | -0.00077292 | -0.004791 | -0.0067118 | -51.1621 | -158.0233 | 65.8182 | 128.8379 | 21.9768 | -114.1819 |  | 1.1596 | 1.0269 | 1.1118 | 1.159 | 1.0243 | 1.1086 | 2.3674 | -118.6316 | 116.0301 | 2.3614 | -118.7165 | 116.0082
Line10_11_12 | 0.0035137 | 0.0035137 | 0.0035137 | 0.0035137 | 0.0035137 | 0.0035137 | 0.00081145 | 0.00081145 | 0.00081145 | 0.00081146 | 0.00081146 | 0.00081146 | 0.00056735 | 0.00031082 | -0.00087761 | -0.00056729 | -0.00031076 | 0.00087768 | 0.00075037 | -0.0007733 | 0.00020924 | -0.00075025 | 0.00077343 | -0.00020912 | -50.5428 | -50.5428 | -50.5428 | 129.4572 | 129.4572 | 129.4572 |  | 1.1593 | 1.0271 | 1.1118 | 1.1591 | 1.0272 | 1.1119 | 2.3644 | -118.6458 | 116.0471 | 2.3628 | -118.6529 | 116.0557
Line11_12_13 | 0.0035137 | 0.0035137 | 0.0035137 | 0.0035137 | 0.0035137 | 0.0035137 | 0.00081146 | 0.00081146 | 0.00081146 | 0.00081146 | 0.00081146 | 0.00081146 | 0.00056729 | 0.00031076 | -0.00087768 | -0.00056724 | -0.0003107 | 0.00087775 | 0.00075025 | -0.00077343 | 0.00020912 | -0.00075013 | 0.00077356 | -0.000209 | -50.5428 | -50.5428 | -50.5428 | 129.4572 | 129.4572 | 129.4572 |  | 1.1591 | 1.0272 | 1.1119 | 1.159 | 1.0273 | 1.1119 | 2.3628 | -118.6529 | 116.0557 | 2.3613 | -118.66 | 116.0642
Line12_13_15 | 0 | 0 | 0 | 0 | 0 | 0 | 0 | 0 | 0 | 0 | 0 | 0 | -1.2611e-08 | -8.1719e-09 | 2.0906e-08 | 8.1529e-09 | 5.7206e-09 | -1.3997e-08 | -1.8302e-08 | 1.7966e-08 | -3.9902e-09 | 1.2394e-08 | -1.188e-08 | 2.3523e-09 | 0 | 0 | 0 | 0 | 0 | 0 |  | 1.159 | 1.0273 | 1.1119 | 1.159 | 1.0273 | 1.1119 | 2.3613 | -118.66 | 116.0642 | 2.3613 | -118.66 | 116.0642
Line13_13_14 | 0.0035138 | 0.0035138 | 0.0035138 | 0.0035139 | 0.0035139 | 0.0035139 | 0.00081148 | 0.00081148 | 0.00081148 | 0.00081149 | 0.00081149 | 0.00081149 | 0.00056725 | 0.00031071 | -0.00087777 | -0.00056719 | -0.00031065 | 0.00087784 | 0.00075015 | -0.00077357 | 0.000209 | -0.00075003 | 0.0007737 | -0.00020888 | -50.5429 | -50.5429 | -50.5429 | 129.4571 | 129.4571 | 129.4571 |  | 1.159 | 1.0273 | 1.1119 | 1.1588 | 1.0274 | 1.112 | 2.3613 | -118.66 | 116.0642 | 2.3598 | -118.6671 | 116.0727
Line14_15_16 | 0 | 0 | 0 | 0 | 0 | 0 | 0 | 0 | 0 | 0 | 0 | 0 | -8.4074e-09 | -5.4479e-09 | 1.3937e-08 | 3.9492e-09 | 2.9966e-09 | -7.0279e-09 | -1.2201e-08 | 1.1977e-08 | -2.6601e-09 | 6.2931e-09 | -5.8916e-09 | 1.0222e-09 | 0 | 0 | 0 | 0 | 0 | 0 |  | 1.159 | 1.0273 | 1.1119 | 1.159 | 1.0273 | 1.1119 | 2.3613 | -118.66 | 116.0642 | 2.3613 | -118.66 | 116.0642
Line15_16_17 | 0 | 0 | 0 | 0 | 0 | 0 | 0 | 0 | 0 | 0 | 0 | 0 | -4.2037e-09 | -2.724e-09 | 6.9687e-09 | -2.5453e-10 | 2.727e-10 | -5.9197e-11 | -6.1005e-09 | 5.9885e-09 | -1.3301e-09 | 1.9259e-10 | 9.6895e-11 | -3.0783e-10 | 0 | 0 | 0 | 0 | 0 | 0 |  | 1.159 | 1.0273 | 1.1119 | 1.159 | 1.0273 | 1.1119 | 2.3613 | -118.66 | 116.0642 | 2.3613 | -118.66 | 116.0642
Line16_4_18 | 0 | 0 | 0 | 0 | 0 | 0 | 0 | 0 | 0 | 0 | 0 | 0 | -4.212e-09 | -2.7593e-09 | 7.0131e-09 | -2.5678e-10 | 2.7384e-10 | -5.8859e-11 | -6.1525e-09 | 6.0132e-09 | -1.3203e-09 | 1.9305e-10 | 9.8397e-11 | -3.0979e-10 | 0 | 0 | 0 | 0 | 0 | 0 |  | 1.1595 | 1.027 | 1.1118 | 1.1595 | 1.027 | 1.1118 | 2.3659 | -118.6388 | 116.0387 | 2.3659 | -118.6388 | 116.0387
Line17_5_19 | 0 | 0 | 0 | 0 | 0 | 0 | 0 | 0 | 0 | 0 | 0 | 0 | -4.2147e-09 | -2.7712e-09 | 7.028e-09 | -2.5754e-10 | 2.7423e-10 | -5.8742e-11 | -6.17e-09 | 6.0214e-09 | -1.3169e-09 | 1.932e-10 | 9.8906e-11 | -3.1045e-10 | 0 | 0 | 0 | 0 | 0 | 0 |  | 1.1596 | 1.0269 | 1.1118 | 1.1596 | 1.0269 | 1.1118 | 2.3674 | -118.6316 | 116.0301 | 2.3674 | -118.6316 | 116.0301
Line1_1_3 | 0.0035136 | 0.0035136 | 0.0035136 | 0.0035137 | 0.0035137 | 0.0035137 | 0.00081144 | 0.00081144 | 0.00081144 | 0.00081144 | 0.00081144 | 0.00081144 | 0.00056747 | 0.00031093 | -0.00087747 | -0.00056741 | -0.00031087 | 0.00087754 | 0.0007506 | -0.00077304 | 0.00020948 | -0.00075048 | 0.00077317 | -0.00020936 | -50.5427 | -50.5427 | -50.5427 | 129.4573 | 129.4573 | 129.4573 |  | 1.1596 | 1.0269 | 1.1118 | 1.1595 | 1.027 | 1.1118 | 2.3674 | -118.6316 | 116.0301 | 2.3659 | -118.6387 | 116.0386
Line2_1_4 | 0.0035419 | 0.0035419 | 0.0035419 | 0.0035419 | 0.0035419 | 0.0035419 | 0.00081796 | 0.00081796 | 0.00081796 | 0.00081797 | 0.00081797 | 0.00081797 | 0.00056903 | 0.00031651 | -0.00088536 | -0.00056898 | -0.00031645 | 0.00088543 | 0.0007589 | -0.00077801 | 0.00020767 | -0.00075878 | 0.00077814 | -0.00020755 | -50.7693 | -50.7693 | -50.7693 | 129.2307 | 129.2307 | 129.2307 |  | 1.1596 | 1.0269 | 1.1118 | 1.1595 | 1.027 | 1.1118 | 2.3674 | -118.6316 | 116.0301 | 2.3659 | -118.6388 | 116.0387
Line3_1_5 | 0 | 0 | 0 | 0 | 0 | 0 | 0 | 0 | 0 | 0 | 0 | 0 | -8.4294e-09 | -5.5425e-09 | 1.4056e-08 | 3.9572e-09 | 3.0455e-09 | -7.0867e-09 | -1.234e-08 | 1.2043e-08 | -2.6338e-09 | 6.3632e-09 | -5.9225e-09 | 1.0065e-09 | 0 | 0 | 0 | 0 | 0 | 0 |  | 1.1596 | 1.0269 | 1.1118 | 1.1596 | 1.0269 | 1.1118 | 2.3674 | -118.6316 | 116.0301 | 2.3674 | -118.6316 | 116.0301
Line4_2_6 | 0.0035913 | 0.031974 | 0.034127 | 0.0035914 | 0.031974 | 0.034127 | 0.00082939 | 0.007384 | 0.0078812 | 0.00082939 | 0.007384 | 0.0078812 | 0.00057144 | 0.0058521 | 0.005594 | -0.00057119 | -0.0058443 | -0.0055808 | 0.00077292 | 0.004791 | 0.0067118 | -0.00077241 | -0.0047702 | -0.0066907 | -51.1621 | -158.0232 | 65.8181 | 128.8379 | 21.9768 | -114.1819 |  | 1.159 | 1.0243 | 1.1086 | 1.1583 | 1.0217 | 1.1055 | 2.3614 | -118.7165 | 116.0082 | 2.3554 | -118.8018 | 115.9862
Line5_6_7 | 0.0035914 | 0.031974 | 0.034127 | 0.0035914 | 0.031974 | 0.034127 | 0.00082939 | 0.007384 | 0.0078812 | 0.0008294 | 0.007384 | 0.0078812 | 0.00057119 | 0.0058443 | 0.0055808 | -0.00057094 | -0.0058366 | -0.0055675 | 0.00077241 | 0.0047702 | 0.0066907 | -0.0007719 | -0.0047493 | -0.0066695 | -51.1621 | -158.0232 | 65.8181 | 128.8379 | 21.9769 | -114.1819 |  | 1.1583 | 1.0217 | 1.1055 | 1.1576 | 1.0191 | 1.1024 | 2.3554 | -118.8018 | 115.9862 | 2.3494 | -118.8876 | 115.9641
Line6_7_8 | 0 | 0.033194 | 0.035899 | 0 | 0.033194 | 0.035899 | 0 | 0.0076658 | 0.0082905 | 0 | 0.0076658 | 0.0082905 | -1.2736e-08 | 0.0055162 | 0.0064588 | 8.245e-09 | -0.0055092 | -0.0064437 | -1.8884e-08 | 0.0055315 | 0.0064658 | 1.279e-08 | -0.0055092 | -0.0064437 | 0 | -163.9665 | 70.9331 | 0 | 16.0335 | -109.0669 |  | 1.1576 | 1.0191 | 1.1024 | 1.1571 | 1.0164 | 1.0992 | 2.3494 | -118.8876 | 115.9641 | 2.3448 | -118.9664 | 115.933
Line7_8_9 | 0 | 0 | 0 | 0 | 0 | 0 | 0 | 0 | 0 | 0 | 0 | 0 | -4.2456e-09 | -2.845e-09 | 7.0335e-09 | -2.4611e-10 | 3.1106e-10 | -7.8474e-12 | -6.2998e-09 | 6.0853e-09 | -1.2738e-09 | 1.9094e-10 | 7.3947e-11 | -3.1443e-10 | 0 | 0 | 0 | 0 | 0 | 0 |  | 1.1571 | 1.0164 | 1.0992 | 1.1571 | 1.0164 | 1.0992 | 2.3448 | -118.9664 | 115.933 | 2.3448 | -118.9664 | 115.933
Line8_8_10 | 0 | 0 | 0 | 0 | 0 | 0 | 0 | 0 | 0 | 0 | 0 | 0 | -4.2456e-09 | -2.845e-09 | 7.0335e-09 | -2.4611e-10 | 3.1106e-10 | -7.8474e-12 | -6.2998e-09 | 6.0853e-09 | -1.2738e-09 | 1.9094e-10 | 7.3947e-11 | -3.1443e-10 | 0 | 0 | 0 | 0 | 0 | 0 |  | 1.1571 | 1.0164 | 1.0992 | 1.1571 | 1.0164 | 1.0992 | 2.3448 | -118.9664 | 115.933 | 2.3448 | -118.9664 | 115.933
Line9_3_11 | 0.0035137 | 0.0035137 | 0.0035137 | 0.0035137 | 0.0035137 | 0.0035137 | 0.00081144 | 0.00081144 | 0.00081144 | 0.00081145 | 0.00081145 | 0.00081145 | 0.00056741 | 0.00031087 | -0.00087754 | -0.00056735 | -0.00031082 | 0.00087761 | 0.00075048 | -0.00077317 | 0.00020936 | -0.00075037 | 0.0007733 | -0.00020924 | -50.5427 | -50.5427 | -50.5427 | 129.4573 | 129.4573 | 129.4573 |  | 1.1595 | 1.027 | 1.1118 | 1.1593 | 1.0271 | 1.1118 | 2.3659 | -118.6387 | 116.0386 | 2.3644 | -118.6458 | 116.0471

## LLG_min_6
name | pf_ikss_a_from_ka | pf_ikss_b_from_ka | pf_ikss_c_from_ka | pf_ikss_a_to_ka | pf_ikss_b_to_ka | pf_ikss_c_to_ka | pf_skss_a_from_mw | pf_skss_b_from_mw | pf_skss_c_from_mw | pf_skss_a_to_mw | pf_skss_b_to_mw | pf_skss_c_to_mw | pf_p_a_from_mw | pf_p_b_from_mw | pf_p_c_from_mw | pf_p_a_to_mw | pf_p_b_to_mw | pf_p_c_to_mw | pf_q_a_from_mvar | pf_q_b_from_mvar | pf_q_c_from_mvar | pf_q_a_to_mvar | pf_q_b_to_mvar | pf_q_c_to_mvar | pf_ikss_a_from_degree | pf_ikss_b_from_degree | pf_ikss_c_from_degree | pf_ikss_a_to_degree | pf_ikss_b_to_degree | pf_ikss_c_to_degree | 3xI0 | pf_vm_a_from_pu | pf_vm_b_from_pu | pf_vm_c_from_pu | pf_vm_a_to_pu | pf_vm_b_to_pu | pf_vm_c_to_pu | pf_va_a_from_degree | pf_va_b_from_degree | pf_va_c_from_degree | pf_va_a_to_degree | pf_va_b_to_degree | pf_va_c_to_degree
Line0_1_2 | 0.021145 | 1.4147 | 1.4977 | 0.021145 | 1.4147 | 1.4977 | 0.0048833 | 0.32672 | 0.34588 | 0.0048833 | 0.32672 | 0.34588 | 0.00010091 | 0.15302 | 0.17276 | -8.4043e-05 | -0.11479 | -0.12955 | 0.0068143 | 0.16288 | 0.17648 | -0.0067964 | -0.12206 | -0.13246 | -88.4181 | -145.2995 | 39.4196 | 91.5819 | 34.7005 | -140.5804 |  | 1.3956 | 0.68402 | 0.71402 | 1.3919 | 0.51284 | 0.53571 | 0.73351 | -98.5121 | 85.0289 | 0.87344 | -98.5416 | 85.0559
Line10_11_12 | 0.020685 | 0.020685 | 0.020685 | 0.020686 | 0.020686 | 0.020686 | 0.0047771 | 0.0047771 | 0.0047771 | 0.0047771 | 0.0047771 | 0.0047771 | 0.0002288 | 0.0031962 | -0.0033881 | -0.00022469 | -0.0031922 | 0.0033922 | 0.0066541 | -0.00064788 | 0.00045094 | -0.0066499 | 0.00065216 | -0.00044666 | -87.2291 | -87.2291 | -87.2291 | 92.7709 | 92.7709 | 92.7709 |  | 1.3937 | 0.68268 | 0.71548 | 1.3928 | 0.68202 | 0.71622 | 0.80155 | -98.6878 | 85.1896 | 0.83563 | -98.7759 | 85.2697
Line11_12_13 | 0.020686 | 0.020686 | 0.020686 | 0.020686 | 0.020686 | 0.020686 | 0.0047771 | 0.0047771 | 0.0047771 | 0.0047772 | 0.0047772 | 0.0047772 | 0.00022469 | 0.0031922 | -0.0033922 | -0.00022059 | -0.0031881 | 0.0033963 | 0.0066499 | -0.00065216 | 0.00044666 | -0.0066456 | 0.00065645 | -0.00044239 | -87.2291 | -87.2292 | -87.2291 | 92.7709 | 92.7708 | 92.7709 |  | 1.3928 | 0.68202 | 0.71622 | 1.3919 | 0.68136 | 0.71695 | 0.83563 | -98.7759 | 85.2697 | 0.86976 | -98.8641 | 85.3496
Line12_13_15 | 0 | 0 | 0 | 0 | 0 | 0 | 0 | 0 | 0 | 0 | 0 | 0 | 1.8602e-09 | -7.6834e-08 | 7.9698e-08 | -3.4959e-09 | 5.1734e-08 | -5.2962e-08 | -1.5713e-07 | 1.2787e-08 | -6.031e-09 | 1.0483e-07 | -7.6688e-09 | 2.6008e-09 | 0 | 0 | 0 | 0 | 0 | 0 |  | 1.3919 | 0.68136 | 0.71695 | 1.3919 | 0.68136 | 0.71695 | 0.86976 | -98.8641 | 85.3496 | 0.86976 | -98.8641 | 85.3496
Line13_13_14 | 0.020686 | 0.020686 | 0.020686 | 0.020686 | 0.020686 | 0.020686 | 0.0047773 | 0.0047773 | 0.0047773 | 0.0047773 | 0.0047773 | 0.0047773 | 0.00022058 | 0.0031882 | -0.0033964 | -0.00021647 | -0.0031841 | 0.0034005 | 0.0066458 | -0.00065646 | 0.00044239 | -0.0066416 | 0.00066074 | -0.00043811 | -87.2292 | -87.2292 | -87.2292 | 92.7708 | 92.7708 | 92.7708 |  | 1.3919 | 0.68136 | 0.71695 | 1.391 | 0.6807 | 0.71769 | 0.86976 | -98.8641 | 85.3496 | 0.90394 | -98.9526 | 85.4294
Line14_15_16 | 0 | 0 | 0 | 0 | 0 | 0 | 0 | 0 | 0 | 0 | 0 | 0 | 1.2402e-09 | -5.1223e-08 | 5.3132e-08 | -2.8758e-09 | 2.6123e-08 | -2.6396e-08 | -1.0476e-07 | 8.5246e-09 | -4.0207e-09 | 5.2451e-08 | -3.4065e-09 | 5.9041e-10 | 0 | 0 | 0 | 0 | 0 | 0 |  | 1.3919 | 0.68136 | 0.71695 | 1.3919 | 0.68136 | 0.71695 | 0.86976 | -98.8641 | 85.3496 | 0.86976 | -98.8641 | 85.3496
Line15_16_17 | 0 | 0 | 0 | 0 | 0 | 0 | 0 | 0 | 0 | 0 | 0 | 0 | 6.2008e-10 | -2.5611e-08 | 2.6566e-08 | -2.2558e-09 | 5.1149e-10 | 1.6969e-10 | -5.2378e-08 | 4.2623e-09 | -2.0103e-09 | 7.3597e-11 | 8.558e-10 | -1.4199e-09 | 0 | 0 | 0 | 0 | 0 | 0 |  | 1.3919 | 0.68136 | 0.71695 | 1.3919 | 0.68136 | 0.71695 | 0.86976 | -98.8641 | 85.3496 | 0.86976 | -98.8641 | 85.3496
Line16_4_18 | 0 | 0 | 0 | 0 | 0 | 0 | 0 | 0 | 0 | 0 | 0 | 0 | 8.3099e-10 | -2.588e-08 | 2.665e-08 | -2.2743e-09 | 5.0404e-10 | 1.6897e-10 | -5.2794e-08 | 4.0347e-09 | -1.9765e-09 | 6.5123e-11 | 8.6851e-10 | -1.4242e-09 | 0 | 0 | 0 | 0 | 0 | 0 |  | 1.3947 | 0.68333 | 0.71476 | 1.3947 | 0.68333 | 0.71476 | 0.76807 | -98.6001 | 85.1095 | 0.76807 | -98.6001 | 85.1095
Line17_5_19 | 0 | 0 | 0 | 0 | 0 | 0 | 0 | 0 | 0 | 0 | 0 | 0 | 9.0277e-10 | -2.597e-08 | 2.6678e-08 | -2.2805e-09 | 5.015e-10 | 1.6874e-10 | -5.2934e-08 | 3.9572e-09 | -1.9647e-09 | 6.2233e-11 | 8.7278e-10 | -1.4255e-09 | 0 | 0 | 0 | 0 | 0 | 0 |  | 1.3956 | 0.68402 | 0.71402 | 1.3956 | 0.68402 | 0.71402 | 0.73351 | -98.5121 | 85.0289 | 0.73351 | -98.5121 | 85.0289
Line1_1_3 | 0.020685 | 0.020685 | 0.020685 | 0.020685 | 0.020685 | 0.020685 | 0.004777 | 0.004777 | 0.004777 | 0.0047771 | 0.0047771 | 0.0047771 | 0.00023702 | 0.0032044 | -0.0033798 | -0.00023291 | -0.0032003 | 0.0033839 | 0.0066625 | -0.00063931 | 0.00045949 | -0.0066583 | 0.0006436 | -0.00045522 | -87.2291 | -87.2291 | -87.229 | 92.7709 | 92.7709 | 92.771 |  | 1.3956 | 0.68402 | 0.71402 | 1.3947 | 0.68335 | 0.71475 | 0.73351 | -98.5121 | 85.0289 | 0.7675 | -98.5998 | 85.1093
Line2_1_4 | 0.020852 | 0.020852 | 0.020852 | 0.020852 | 0.020852 | 0.020852 | 0.0048156 | 0.0048156 | 0.0048156 | 0.0048156 | 0.0048156 | 0.0048156 | 0.00018794 | 0.0032351 | -0.0034105 | -0.00018377 | -0.0032309 | 0.0034147 | 0.0067179 | -0.00061994 | 0.00043733 | -0.0067137 | 0.00062429 | -0.00043298 | -87.664 | -87.664 | -87.664 | 92.336 | 92.336 | 92.336 |  | 1.3956 | 0.68402 | 0.71402 | 1.3947 | 0.68333 | 0.71476 | 0.73351 | -98.5121 | 85.0289 | 0.76807 | -98.6001 | 85.1095
Line3_1_5 | 0 | 0 | 0 | 0 | 0 | 0 | 0 | 0 | 0 | 0 | 0 | 0 | 1.8055e-09 | -5.1941e-08 | 5.3356e-08 | -3.1833e-09 | 2.6472e-08 | -2.6509e-08 | -1.0587e-07 | 7.9145e-09 | -3.9294e-09 | 5.2996e-08 | -3.0845e-09 | 5.3913e-10 | 0 | 0 | 0 | 0 | 0 | 0 |  | 1.3956 | 0.68402 | 0.71402 | 1.3956 | 0.68402 | 0.71402 | 0.73351 | -98.5121 | 85.0289 | 0.73351 | -98.5121 | 85.0289
Line4_2_6 | 0.021145 | 1.4147 | 1.4977 | 0.021145 | 1.4147 | 1.4977 | 0.0048833 | 0.32672 | 0.34588 | 0.0048833 | 0.32672 | 0.34588 | 8.4041e-05 | 0.11479 | 0.12955 | -6.7175e-05 | -0.076557 | -0.086349 | 0.0067964 | 0.12206 | 0.13246 | -0.0067786 | -0.081237 | -0.088455 | -88.4181 | -145.2995 | 39.4196 | 91.5819 | 34.7005 | -140.5804 |  | 1.3919 | 0.51284 | 0.53571 | 1.3882 | 0.34166 | 0.35739 | 0.87344 | -98.5416 | 85.0559 | 1.0141 | -98.6006 | 85.1099
Line5_6_7 | 0.021145 | 1.4147 | 1.4977 | 0.021146 | 1.4147 | 1.4977 | 0.0048833 | 0.32672 | 0.34588 | 0.0048834 | 0.32672 | 0.34588 | 6.7173e-05 | 0.076557 | 0.086349 | -5.0307e-05 | -0.038325 | -0.043143 | 0.0067786 | 0.081237 | 0.088455 | -0.0067608 | -0.040417 | -0.044445 | -88.4181 | -145.2995 | 39.4196 | 91.5819 | 34.7005 | -140.5804 |  | 1.3882 | 0.34166 | 0.35739 | 1.3845 | 0.17048 | 0.17908 | 1.0141 | -98.6006 | 85.1099 | 1.1556 | -98.7781 | 85.2712
Line6_7_8 | 0 | 1.4033 | 1.5107 | 0 | 1.4033 | 1.5107 | 0 | 0.32408 | 0.34889 | 0 | 0.32408 | 0.34889 | 6.1335e-09 | 0.037506 | 0.044012 | -6.5655e-09 | 7.9921e-15 | -6.7871e-15 | -1.6043e-07 | 0.040566 | 0.044348 | 1.0695e-07 | -2.1136e-14 | 1.5523e-14 | 0 | -146.0226 | 40.0529 | 0 | 33.9774 | -139.9471 |  | 1.3845 | 0.17048 | 0.17908 | 1.3817 | 0 | 0 | 1.1556 | -98.7781 | 85.2712 | 1.2615 | 0 | 0
Line7_8_9 | 0 | 0 | 0 | 0 | 0 | 0 | 0 | 0 | 0 | 0 | 0 | 0 | 2.1885e-09 | -1.6255e-21 | -7.2706e-22 | -2.1885e-09 | 6.677e-18 | -1.1839e-17 | -5.3421e-08 | -2.4025e-21 | -1.5668e-21 | 1.0596e-10 | 2.1932e-17 | -2.141e-18 | 0 | 0 | 0 | 0 | 0 | 0 |  | 1.3817 | 0 | 0 | 1.3817 | 0 | 0 | 1.2615 | 0 | 0 | 1.2615 | 0 | 0
Line8_8_10 | 0 | 0 | 0 | 0 | 0 | 0 | 0 | 0 | 0 | 0 | 0 | 0 | 2.1885e-09 | -1.6255e-21 | -7.2706e-22 | -2.1885e-09 | 6.677e-18 | -1.1839e-17 | -5.3421e-08 | -2.4025e-21 | -1.5668e-21 | 1.0596e-10 | 2.1932e-17 | -2.141e-18 | 0 | 0 | 0 | 0 | 0 | 0 |  | 1.3817 | 0 | 0 | 1.3817 | 0 | 0 | 1.2615 | 0 | 0 | 1.2615 | 0 | 0
Line9_3_11 | 0.020685 | 0.020685 | 0.020685 | 0.020685 | 0.020685 | 0.020685 | 0.0047771 | 0.0047771 | 0.0047771 | 0.0047771 | 0.0047771 | 0.0047771 | 0.00023291 | 0.0032003 | -0.0033839 | -0.0002288 | -0.0031962 | 0.0033881 | 0.0066583 | -0.0006436 | 0.00045522 | -0.0066541 | 0.00064788 | -0.00045094 | -87.2291 | -87.2291 | -87.2291 | 92.7709 | 92.7709 | 92.7709 |  | 1.3947 | 0.68335 | 0.71475 | 1.3937 | 0.68268 | 0.71548 | 0.7675 | -98.5998 | 85.1093 | 0.80155 | -98.6878 | 85.1896

## LLG_min_10
name | pf_ikss_a_from_ka | pf_ikss_b_from_ka | pf_ikss_c_from_ka | pf_ikss_a_to_ka | pf_ikss_b_to_ka | pf_ikss_c_to_ka | pf_skss_a_from_mw | pf_skss_b_from_mw | pf_skss_c_from_mw | pf_skss_a_to_mw | pf_skss_b_to_mw | pf_skss_c_to_mw | pf_p_a_from_mw | pf_p_b_from_mw | pf_p_c_from_mw | pf_p_a_to_mw | pf_p_b_to_mw | pf_p_c_to_mw | pf_q_a_from_mvar | pf_q_b_from_mvar | pf_q_c_from_mvar | pf_q_a_to_mvar | pf_q_b_to_mvar | pf_q_c_to_mvar | pf_ikss_a_from_degree | pf_ikss_b_from_degree | pf_ikss_c_from_degree | pf_ikss_a_to_degree | pf_ikss_b_to_degree | pf_ikss_c_to_degree | 3xI0 | pf_vm_a_from_pu | pf_vm_b_from_pu | pf_vm_c_from_pu | pf_vm_a_to_pu | pf_vm_b_to_pu | pf_vm_c_to_pu | pf_va_a_from_degree | pf_va_b_from_degree | pf_va_c_from_degree | pf_va_a_to_degree | pf_va_b_to_degree | pf_va_c_to_degree
Line0_1_2 | 0.020032 | 1.3403 | 1.4189 | 0.020032 | 1.3403 | 1.4189 | 0.0046262 | 0.30953 | 0.32767 | 0.0046263 | 0.30953 | 0.32767 | 9.0566e-05 | 0.13734 | 0.15505 | -7.5429e-05 | -0.10302 | -0.11628 | 0.0061158 | 0.14618 | 0.15839 | -0.0060999 | -0.10955 | -0.11889 | -88.4181 | -145.2995 | 39.4196 | 91.5819 | 34.7005 | -140.5804 |  | 1.3221 | 0.64801 | 0.67644 | 1.3186 | 0.48584 | 0.50751 | 0.73351 | -98.5121 | 85.0289 | 0.87344 | -98.5416 | 85.0559
Line10_11_12 | 0.019597 | 0.019597 | 0.019597 | 0.019597 | 0.019597 | 0.019597 | 0.0045257 | 0.0045257 | 0.0045257 | 0.0045257 | 0.0045257 | 0.0045257 | 0.00020535 | 0.0028686 | -0.0030408 | -0.00020166 | -0.002865 | 0.0030445 | 0.0059721 | -0.00058148 | 0.00040472 | -0.0059683 | 0.00058532 | -0.00040088 | -87.2291 | -87.2291 | -87.2291 | 92.7709 | 92.7709 | 92.7709 |  | 1.3204 | 0.64675 | 0.67783 | 1.3195 | 0.64612 | 0.67852 | 0.80155 | -98.6878 | 85.1896 | 0.83563 | -98.7759 | 85.2697
Line11_12_13 | 0.019597 | 0.019597 | 0.019597 | 0.019597 | 0.019597 | 0.019597 | 0.0045257 | 0.0045257 | 0.0045257 | 0.0045257 | 0.0045257 | 0.0045257 | 0.00020166 | 0.002865 | -0.0030445 | -0.00019798 | -0.0028613 | 0.0030482 | 0.0059683 | -0.00058532 | 0.00040088 | -0.0059645 | 0.00058916 | -0.00039704 | -87.2291 | -87.2292 | -87.2291 | 92.7709 | 92.7708 | 92.7709 |  | 1.3195 | 0.64612 | 0.67852 | 1.3186 | 0.6455 | 0.67922 | 0.83563 | -98.7759 | 85.2697 | 0.86976 | -98.8641 | 85.3496
Line12_13_15 | 0 | 0 | 0 | 0 | 0 | 0 | 0 | 0 | 0 | 0 | 0 | 0 | 1.6696e-09 | -6.8959e-08 | 7.1529e-08 | -3.1376e-09 | 4.6432e-08 | -4.7534e-08 | -1.4103e-07 | 1.1476e-08 | -5.4129e-09 | 9.4085e-08 | -6.8828e-09 | 2.3342e-09 | 0 | 0 | 0 | 0 | 0 | 0 |  | 1.3186 | 0.6455 | 0.67922 | 1.3186 | 0.6455 | 0.67922 | 0.86976 | -98.8641 | 85.3496 | 0.86976 | -98.8641 | 85.3496
Line13_13_14 | 0.019598 | 0.019598 | 0.019598 | 0.019598 | 0.019598 | 0.019598 | 0.0045259 | 0.0045259 | 0.0045259 | 0.0045259 | 0.0045259 | 0.0045259 | 0.00019797 | 0.0028614 | -0.0030483 | -0.00019429 | -0.0028577 | 0.003052 | 0.0059646 | -0.00058918 | 0.00039705 | -0.0059608 | 0.00059302 | -0.00039321 | -87.2292 | -87.2292 | -87.2292 | 92.7708 | 92.7708 | 92.7708 |  | 1.3186 | 0.6455 | 0.67922 | 1.3178 | 0.64487 | 0.67992 | 0.86976 | -98.8641 | 85.3496 | 0.90394 | -98.9526 | 85.4294
Line14_15_16 | 0 | 0 | 0 | 0 | 0 | 0 | 0 | 0 | 0 | 0 | 0 | 0 | 1.113e-09 | -4.5973e-08 | 4.7686e-08 | -2.5811e-09 | 2.3445e-08 | -2.3691e-08 | -9.4018e-08 | 7.6508e-09 | -3.6086e-09 | 4.7075e-08 | -3.0573e-09 | 5.299e-10 | 0 | 0 | 0 | 0 | 0 | 0 |  | 1.3186 | 0.6455 | 0.67922 | 1.3186 | 0.6455 | 0.67922 | 0.86976 | -98.8641 | 85.3496 | 0.86976 | -98.8641 | 85.3496
Line15_16_17 | 0 | 0 | 0 | 0 | 0 | 0 | 0 | 0 | 0 | 0 | 0 | 0 | 5.5652e-10 | -2.2986e-08 | 2.3843e-08 | -2.0246e-09 | 4.5907e-10 | 1.523e-10 | -4.7009e-08 | 3.8254e-09 | -1.8043e-09 | 6.6054e-11 | 7.6809e-10 | -1.2744e-09 | 0 | 0 | 0 | 0 | 0 | 0 |  | 1.3186 | 0.6455 | 0.67922 | 1.3186 | 0.6455 | 0.67922 | 0.86976 | -98.8641 | 85.3496 | 0.86976 | -98.8641 | 85.3496
Line16_4_18 | 0 | 0 | 0 | 0 | 0 | 0 | 0 | 0 | 0 | 0 | 0 | 0 | 7.4582e-10 | -2.3227e-08 | 2.3919e-08 | -2.0412e-09 | 4.5238e-10 | 1.5165e-10 | -4.7383e-08 | 3.6212e-09 | -1.7739e-09 | 5.8447e-11 | 7.7949e-10 | -1.2782e-09 | 0 | 0 | 0 | 0 | 0 | 0 |  | 1.3213 | 0.64737 | 0.67714 | 1.3213 | 0.64737 | 0.67714 | 0.76807 | -98.6001 | 85.1095 | 0.76807 | -98.6001 | 85.1095
Line17_5_19 | 0 | 0 | 0 | 0 | 0 | 0 | 0 | 0 | 0 | 0 | 0 | 0 | 8.1024e-10 | -2.3309e-08 | 2.3944e-08 | -2.0468e-09 | 4.501e-10 | 1.5144e-10 | -4.7509e-08 | 3.5516e-09 | -1.7633e-09 | 5.5855e-11 | 7.8332e-10 | -1.2794e-09 | 0 | 0 | 0 | 0 | 0 | 0 |  | 1.3221 | 0.64801 | 0.67644 | 1.3221 | 0.64801 | 0.67644 | 0.73351 | -98.5121 | 85.0289 | 0.73351 | -98.5121 | 85.0289
Line1_1_3 | 0.019596 | 0.019596 | 0.019596 | 0.019597 | 0.019597 | 0.019597 | 0.0045256 | 0.0045256 | 0.0045256 | 0.0045256 | 0.0045256 | 0.0045256 | 0.00021272 | 0.002876 | -0.0030334 | -0.00020904 | -0.0028723 | 0.0030371 | 0.0059797 | -0.00057379 | 0.0004124 | -0.0059759 | 0.00057763 | -0.00040856 | -87.2291 | -87.2291 | -87.229 | 92.7709 | 92.7709 | 92.771 |  | 1.3221 | 0.64801 | 0.67644 | 1.3213 | 0.64738 | 0.67713 | 0.73351 | -98.5121 | 85.0289 | 0.7675 | -98.5998 | 85.1093
Line2_1_4 | 0.019755 | 0.019755 | 0.019755 | 0.019755 | 0.019755 | 0.019755 | 0.0045621 | 0.0045621 | 0.0045621 | 0.0045622 | 0.0045622 | 0.0045622 | 0.00016868 | 0.0029035 | -0.0030609 | -0.00016494 | -0.0028998 | 0.0030647 | 0.0060294 | -0.0005564 | 0.0003925 | -0.0060256 | 0.00056031 | -0.0003886 | -87.664 | -87.664 | -87.664 | 92.336 | 92.336 | 92.336 |  | 1.3221 | 0.64801 | 0.67644 | 1.3213 | 0.64737 | 0.67714 | 0.73351 | -98.5121 | 85.0289 | 0.76807 | -98.6001 | 85.1095
Line3_1_5 | 0 | 0 | 0 | 0 | 0 | 0 | 0 | 0 | 0 | 0 | 0 | 0 | 1.6205e-09 | -4.6617e-08 | 4.7887e-08 | -2.857e-09 | 2.3759e-08 | -2.3792e-08 | -9.5017e-08 | 7.1033e-09 | -3.5266e-09 | 4.7565e-08 | -2.7683e-09 | 4.8387e-10 | 0 | 0 | 0 | 0 | 0 | 0 |  | 1.3221 | 0.64801 | 0.67644 | 1.3221 | 0.64801 | 0.67644 | 0.73351 | -98.5121 | 85.0289 | 0.73351 | -98.5121 | 85.0289
Line4_2_6 | 0.020032 | 1.3403 | 1.4189 | 0.020033 | 1.3403 | 1.4189 | 0.0046263 | 0.30953 | 0.32767 | 0.0046263 | 0.30953 | 0.32767 | 7.5427e-05 | 0.10302 | 0.11628 | -6.029e-05 | -0.068711 | -0.077499 | 0.0060999 | 0.10955 | 0.11889 | -0.0060839 | -0.072911 | -0.079389 | -88.4181 | -145.2995 | 39.4196 | 91.5819 | 34.7005 | -140.5804 |  | 1.3186 | 0.48584 | 0.50751 | 1.3151 | 0.32367 | 0.33858 | 0.87344 | -98.5416 | 85.0559 | 1.0141 | -98.6006 | 85.1099
Line5_6_7 | 0.020033 | 1.3403 | 1.4189 | 0.020033 | 1.3403 | 1.4189 | 0.0046263 | 0.30953 | 0.32767 | 0.0046264 | 0.30953 | 0.32767 | 6.0288e-05 | 0.068711 | 0.077499 | -4.5151e-05 | -0.034397 | -0.038721 | 0.0060839 | 0.072911 | 0.079389 | -0.0060679 | -0.036274 | -0.039889 | -88.4181 | -145.2995 | 39.4196 | 91.5819 | 34.7005 | -140.5804 |  | 1.3151 | 0.32367 | 0.33858 | 1.3116 | 0.1615 | 0.16966 | 1.0141 | -98.6006 | 85.1099 | 1.1556 | -98.7781 | 85.2712
Line6_7_8 | 0 | 1.3294 | 1.4312 | 0 | 1.3294 | 1.4312 | 0 | 0.30702 | 0.33053 | 0 | 0.30702 | 0.33053 | 5.5049e-09 | 0.033662 | 0.039501 | -5.8925e-09 | 7.5924e-15 | -6.6129e-15 | -1.4399e-07 | 0.036409 | 0.039803 | 9.5986e-08 | -1.8681e-14 | 1.3661e-14 | 0 | -146.0226 | 40.0529 | 0 | 33.9774 | -139.9471 |  | 1.3116 | 0.1615 | 0.16966 | 1.309 | 0 | 0 | 1.1556 | -98.7781 | 85.2712 | 1.2615 | 0 | 0
Line7_8_9 | 0 | 0 | 0 | 0 | 0 | 0 | 0 | 0 | 0 | 0 | 0 | 0 | 1.9642e-09 | -1.3976e-21 | -5.9665e-22 | -1.9642e-09 | 5.9926e-18 | -1.0626e-17 | -4.7945e-08 | -2.1789e-21 | -1.4277e-21 | 9.51e-11 | 1.9684e-17 | -1.9216e-18 | 0 | 0 | 0 | 0 | 0 | 0 |  | 1.309 | 0 | 0 | 1.309 | 0 | 0 | 1.2615 | 0 | 0 | 1.2615 | 0 | 0
Line8_8_10 | 0 | 0 | 0 | 0 | 0 | 0 | 0 | 0 | 0 | 0 | 0 | 0 | 1.9642e-09 | -1.3976e-21 | -5.9665e-22 | -1.9642e-09 | 5.9926e-18 | -1.0626e-17 | -4.7945e-08 | -2.1789e-21 | -1.4277e-21 | 9.51e-11 | 1.9684e-17 | -1.9216e-18 | 0 | 0 | 0 | 0 | 0 | 0 |  | 1.309 | 0 | 0 | 1.309 | 0 | 0 | 1.2615 | 0 | 0 | 1.2615 | 0 | 0
Line9_3_11 | 0.019597 | 0.019597 | 0.019597 | 0.019597 | 0.019597 | 0.019597 | 0.0045256 | 0.0045256 | 0.0045256 | 0.0045257 | 0.0045257 | 0.0045257 | 0.00020904 | 0.0028723 | -0.0030371 | -0.00020535 | -0.0028686 | 0.0030408 | 0.0059759 | -0.00057763 | 0.00040856 | -0.0059721 | 0.00058148 | -0.00040472 | -87.2291 | -87.2291 | -87.2291 | 92.7709 | 92.7709 | 92.7709 |  | 1.3213 | 0.64738 | 0.67713 | 1.3204 | 0.64675 | 0.67783 | 0.7675 | -98.5998 | 85.1093 | 0.80155 | -98.6878 | 85.1896

## LLG_min_fault_6
name | pf_ikss_a_from_ka | pf_ikss_b_from_ka | pf_ikss_c_from_ka | pf_ikss_a_to_ka | pf_ikss_b_to_ka | pf_ikss_c_to_ka | pf_skss_a_from_mw | pf_skss_b_from_mw | pf_skss_c_from_mw | pf_skss_a_to_mw | pf_skss_b_to_mw | pf_skss_c_to_mw | pf_p_a_from_mw | pf_p_b_from_mw | pf_p_c_from_mw | pf_p_a_to_mw | pf_p_b_to_mw | pf_p_c_to_mw | pf_q_a_from_mvar | pf_q_b_from_mvar | pf_q_c_from_mvar | pf_q_a_to_mvar | pf_q_b_to_mvar | pf_q_c_to_mvar | pf_ikss_a_from_degree | pf_ikss_b_from_degree | pf_ikss_c_from_degree | pf_ikss_a_to_degree | pf_ikss_b_to_degree | pf_ikss_c_to_degree | 3xI0 | pf_vm_a_from_pu | pf_vm_b_from_pu | pf_vm_c_from_pu | pf_vm_a_to_pu | pf_vm_b_to_pu | pf_vm_c_to_pu | pf_va_a_from_degree | pf_va_b_from_degree | pf_va_c_from_degree | pf_va_a_to_degree | pf_va_b_to_degree | pf_va_c_to_degree
Line0_1_2 | 0.0030966 | 0.027521 | 0.029377 | 0.0030967 | 0.027521 | 0.029377 | 0.00071514 | 0.0063556 | 0.0067842 | 0.00071514 | 0.0063556 | 0.0067842 | 0.00042372 | 0.0043675 | 0.0041898 | -0.00042336 | -0.004355 | -0.0041724 | 0.00057728 | 0.0035636 | 0.004989 | -0.0005769 | -0.0035474 | -0.0049741 | -51.351 | -157.8538 | 66.0622 | 128.649 | 22.1463 | -113.9378 |  | 1.0013 | 0.8869 | 0.96031 | 1.0006 | 0.88378 | 0.95697 | 2.3701 | -118.6412 | 116.0386 | 2.3753 | -118.6887 | 116.0715
Line10_11_12 | 0.0030293 | 0.0030293 | 0.0030293 | 0.0030293 | 0.0030293 | 0.0030293 | 0.00069959 | 0.00069959 | 0.00069959 | 0.0006996 | 0.0006996 | 0.0006996 | 0.00042596 | 0.00022744 | -0.00065261 | -0.00042588 | -0.00022735 | 0.0006527 | 0.00055582 | -0.0005774 | 0.00016006 | -0.00055573 | 0.00057749 | -0.00015997 | -50.1621 | -50.1621 | -50.1621 | 129.8379 | 129.8379 | 129.8379 |  | 1.001 | 0.88706 | 0.96049 | 1.0008 | 0.88713 | 0.96058 | 2.3724 | -118.6625 | 116.0574 | 2.3736 | -118.6732 | 116.0668
Line11_12_13 | 0.0030293 | 0.0030293 | 0.0030293 | 0.0030294 | 0.0030294 | 0.0030294 | 0.0006996 | 0.0006996 | 0.0006996 | 0.0006996 | 0.0006996 | 0.0006996 | 0.00042588 | 0.00022735 | -0.0006527 | -0.00042579 | -0.00022727 | 0.0006528 | 0.00055573 | -0.00057749 | 0.00015997 | -0.00055565 | 0.00057759 | -0.00015988 | -50.1621 | -50.1621 | -50.1621 | 129.8379 | 129.8379 | 129.8379 |  | 1.0008 | 0.88713 | 0.96058 | 1.0006 | 0.88721 | 0.96067 | 2.3736 | -118.6732 | 116.0668 | 2.3747 | -118.6839 | 116.0762
Line12_13_15 | 0 | 0 | 0 | 0 | 0 | 0 | 0 | 0 | 0 | 0 | 0 | 0 | -9.4617e-09 | -6.0022e-09 | 1.5556e-08 | 6.1191e-09 | 4.2049e-09 | -1.0416e-08 | -1.3571e-08 | 1.3414e-08 | -3.0582e-09 | 9.1919e-09 | -8.8714e-09 | 1.8098e-09 | 0 | 0 | 0 | 0 | 0 | 0 |  | 1.0006 | 0.88721 | 0.96067 | 1.0006 | 0.88721 | 0.96067 | 2.3747 | -118.6839 | 116.0762 | 2.3747 | -118.6839 | 116.0762
Line13_13_14 | 0.0030294 | 0.0030294 | 0.0030294 | 0.0030295 | 0.0030295 | 0.0030295 | 0.00069962 | 0.00069962 | 0.00069962 | 0.00069962 | 0.00069962 | 0.00069962 | 0.0004258 | 0.00022727 | -0.00065281 | -0.00042572 | -0.00022719 | 0.0006529 | 0.00055566 | -0.0005776 | 0.00015988 | -0.00055557 | 0.0005777 | -0.00015979 | -50.1622 | -50.1622 | -50.1622 | 129.8378 | 129.8378 | 129.8378 |  | 1.0006 | 0.88721 | 0.96067 | 1.0004 | 0.88728 | 0.96076 | 2.3747 | -118.6839 | 116.0762 | 2.3759 | -118.6945 | 116.0856
Line14_15_16 | 0 | 0 | 0 | 0 | 0 | 0 | 0 | 0 | 0 | 0 | 0 | 0 | -6.3078e-09 | -4.0015e-09 | 1.0371e-08 | 2.9652e-09 | 2.2042e-09 | -5.2307e-09 | -9.0475e-09 | 8.9424e-09 | -2.0388e-09 | 4.6682e-09 | -4.4002e-09 | 7.9041e-10 | 0 | 0 | 0 | 0 | 0 | 0 |  | 1.0006 | 0.88721 | 0.96067 | 1.0006 | 0.88721 | 0.96067 | 2.3747 | -118.6839 | 116.0762 | 2.3747 | -118.6838 | 116.0762
Line15_16_17 | 0 | 0 | 0 | 0 | 0 | 0 | 0 | 0 | 0 | 0 | 0 | 0 | -3.1539e-09 | -2.0007e-09 | 5.1853e-09 | -1.8868e-10 | 2.0346e-10 | -4.5436e-11 | -4.5237e-09 | 4.4712e-09 | -1.0194e-09 | 1.4442e-10 | 7.0985e-11 | -2.2899e-10 | 0 | 0 | 0 | 0 | 0 | 0 |  | 1.0006 | 0.88721 | 0.96067 | 1.0006 | 0.88721 | 0.96067 | 2.3747 | -118.6838 | 116.0762 | 2.3747 | -118.6838 | 116.0762
Line16_4_18 | 0 | 0 | 0 | 0 | 0 | 0 | 0 | 0 | 0 | 0 | 0 | 0 | -3.1489e-09 | -2.0401e-09 | 5.2203e-09 | -1.9076e-10 | 2.0411e-10 | -4.4581e-11 | -4.5711e-09 | 4.4843e-09 | -9.9818e-10 | 1.4429e-10 | 7.2686e-11 | -2.3056e-10 | 0 | 0 | 0 | 0 | 0 | 0 |  | 1.0012 | 0.88698 | 0.9604 | 1.0012 | 0.88698 | 0.9604 | 2.3714 | -118.652 | 116.048 | 2.3714 | -118.652 | 116.048
Line17_5_19 | 0 | 0 | 0 | 0 | 0 | 0 | 0 | 0 | 0 | 0 | 0 | 0 | -3.1471e-09 | -2.0535e-09 | 5.232e-09 | -1.9146e-10 | 2.0432e-10 | -4.4287e-11 | -4.5871e-09 | 4.4885e-09 | -9.9091e-10 | 1.4424e-10 | 7.3262e-11 | -2.3109e-10 | 0 | 0 | 0 | 0 | 0 | 0 |  | 1.0013 | 0.8869 | 0.96031 | 1.0013 | 0.8869 | 0.96031 | 2.3701 | -118.6412 | 116.0386 | 2.3701 | -118.6412 | 116.0386
Line1_1_3 | 0.0030293 | 0.0030293 | 0.0030293 | 0.0030293 | 0.0030293 | 0.0030293 | 0.00069958 | 0.00069958 | 0.00069958 | 0.00069959 | 0.00069959 | 0.00069959 | 0.00042613 | 0.00022761 | -0.00065242 | -0.00042605 | -0.00022752 | 0.00065252 | 0.00055599 | -0.0005772 | 0.00016024 | -0.00055591 | 0.0005773 | -0.00016015 | -50.162 | -50.162 | -50.162 | 129.838 | 129.838 | 129.838 |  | 1.0013 | 0.8869 | 0.96031 | 1.0012 | 0.88698 | 0.9604 | 2.3701 | -118.6412 | 116.0386 | 2.3713 | -118.6518 | 116.048
Line2_1_4 | 0.0030537 | 0.0030537 | 0.0030537 | 0.0030538 | 0.0030538 | 0.0030538 | 0.00070523 | 0.00070523 | 0.00070523 | 0.00070523 | 0.00070523 | 0.00070523 | 0.00042531 | 0.00023386 | -0.0006589 | -0.00042522 | -0.00023377 | 0.00065899 | 0.00056373 | -0.00058011 | 0.00015654 | -0.00056364 | 0.0005802 | -0.00015645 | -50.5969 | -50.5969 | -50.5969 | 129.4031 | 129.4031 | 129.4031 |  | 1.0013 | 0.8869 | 0.96031 | 1.0012 | 0.88698 | 0.9604 | 2.3701 | -118.6412 | 116.0386 | 2.3714 | -118.652 | 116.048
Line3_1_5 | 0 | 0 | 0 | 0 | 0 | 0 | 0 | 0 | 0 | 0 | 0 | 0 | -6.2943e-09 | -4.107e-09 | 1.0464e-08 | 2.9557e-09 | 2.2578e-09 | -5.2763e-09 | -9.1742e-09 | 8.9771e-09 | -1.9818e-09 | 4.7313e-09 | -4.4153e-09 | 7.5982e-10 | 0 | 0 | 0 | 0 | 0 | 0 |  | 1.0013 | 0.8869 | 0.96031 | 1.0013 | 0.8869 | 0.96031 | 2.3701 | -118.6412 | 116.0386 | 2.3701 | -118.6412 | 116.0386
Line4_2_6 | 0.0030967 | 0.027521 | 0.029377 | 0.0030967 | 0.027521 | 0.029377 | 0.00071514 | 0.0063556 | 0.0067842 | 0.00071515 | 0.0063556 | 0.0067842 | 0.00042336 | 0.004355 | 0.0041724 | -0.00042301 | -0.0043425 | -0.004155 | 0.0005769 | 0.0035474 | 0.0049741 | -0.00057652 | -0.0035312 | -0.0049592 | -51.3511 | -157.8537 | 66.0622 | 128.6489 | 22.1463 | -113.9378 |  | 1.0006 | 0.88378 | 0.95697 | 0.99987 | 0.88065 | 0.95364 | 2.3753 | -118.6887 | 116.0715 | 2.3805 | -118.7365 | 116.1047
Line5_6_7 | 0.0030967 | 0.027521 | 0.029377 | 0.0030967 | 0.027521 | 0.029377 | 0.00071515 | 0.0063556 | 0.0067842 | 0.00071516 | 0.0063556 | 0.0067842 | 0.00042301 | 0.0043425 | 0.004155 | -0.00042265 | -0.0043301 | -0.0041376 | 0.00057652 | 0.0035312 | 0.0049592 | -0.00057614 | -0.0035151 | -0.0049442 | -51.3511 | -157.8537 | 66.0622 | 128.6489 | 22.1464 | -113.9379 |  | 0.99987 | 0.88065 | 0.95364 | 0.99914 | 0.87752 | 0.9503 | 2.3805 | -118.7365 | 116.1047 | 2.3857 | -118.7847 | 116.138
Line6_7_8 | 0 | 0.028555 | 0.030925 | 0 | 0.028555 | 0.030925 | 0 | 0.0065945 | 0.0071418 | 0 | 0.0065945 | 0.0071418 | -9.4016e-09 | 0.0040892 | 0.0048011 | 6.0809e-09 | -0.004077 | -0.0047817 | -1.4125e-08 | 0.0040946 | 0.004797 | 9.5723e-09 | -0.004077 | -0.0047817 | 0 | -163.8222 | 71.1621 | 0 | 16.1779 | -108.8379 |  | 0.99914 | 0.87752 | 0.9503 | 0.99859 | 0.87432 | 0.94687 | 2.3857 | -118.7847 | 116.138 | 2.3895 | -118.822 | 116.162
Line7_8_9 | 0 | 0 | 0 | 0 | 0 | 0 | 0 | 0 | 0 | 0 | 0 | 0 | -3.1309e-09 | -2.1604e-09 | 5.2269e-09 | -1.8095e-10 | 2.4197e-10 | 3.456e-12 | -4.7136e-09 | 4.4902e-09 | -9.0686e-10 | 1.4503e-10 | 6.2611e-11 | -2.2077e-10 | 0 | 0 | 0 | 0 | 0 | 0 |  | 0.99859 | 0.87432 | 0.94687 | 0.99859 | 0.87432 | 0.94687 | 2.3895 | -118.822 | 116.162 | 2.3895 | -118.822 | 116.162
Line8_8_10 | 0 | 0 | 0 | 0 | 0 | 0 | 0 | 0 | 0 | 0 | 0 | 0 | -3.1309e-09 | -2.1604e-09 | 5.2269e-09 | -1.8095e-10 | 2.4197e-10 | 3.456e-12 | -4.7136e-09 | 4.4902e-09 | -9.0686e-10 | 1.4503e-10 | 6.2611e-11 | -2.2077e-10 | 0 | 0 | 0 | 0 | 0 | 0 |  | 0.99859 | 0.87432 | 0.94687 | 0.99859 | 0.87432 | 0.94687 | 2.3895 | -118.822 | 116.162 | 2.3895 | -118.822 | 116.162
Line9_3_11 | 0.0030293 | 0.0030293 | 0.0030293 | 0.0030293 | 0.0030293 | 0.0030293 | 0.00069959 | 0.00069959 | 0.00069959 | 0.00069959 | 0.00069959 | 0.00069959 | 0.00042605 | 0.00022752 | -0.00065252 | -0.00042596 | -0.00022744 | 0.00065261 | 0.00055591 | -0.0005773 | 0.00016015 | -0.00055582 | 0.0005774 | -0.00016006 | -50.1621 | -50.162 | -50.162 | 129.8379 | 129.8379 | 129.8379 |  | 1.0012 | 0.88698 | 0.9604 | 1.001 | 0.88706 | 0.96049 | 2.3713 | -118.6518 | 116.048 | 2.3724 | -118.6625 | 116.0574

## LLG_min_fault_10
name | pf_ikss_a_from_ka | pf_ikss_b_from_ka | pf_ikss_c_from_ka | pf_ikss_a_to_ka | pf_ikss_b_to_ka | pf_ikss_c_to_ka | pf_skss_a_from_mw | pf_skss_b_from_mw | pf_skss_c_from_mw | pf_skss_a_to_mw | pf_skss_b_to_mw | pf_skss_c_to_mw | pf_p_a_from_mw | pf_p_b_from_mw | pf_p_c_from_mw | pf_p_a_to_mw | pf_p_b_to_mw | pf_p_c_to_mw | pf_q_a_from_mvar | pf_q_b_from_mvar | pf_q_c_from_mvar | pf_q_a_to_mvar | pf_q_b_to_mvar | pf_q_c_to_mvar | pf_ikss_a_from_degree | pf_ikss_b_from_degree | pf_ikss_c_from_degree | pf_ikss_a_to_degree | pf_ikss_b_to_degree | pf_ikss_c_to_degree | 3xI0 | pf_vm_a_from_pu | pf_vm_b_from_pu | pf_vm_c_from_pu | pf_vm_a_to_pu | pf_vm_b_to_pu | pf_vm_c_to_pu | pf_va_a_from_degree | pf_va_b_from_degree | pf_va_c_from_degree | pf_va_a_to_degree | pf_va_b_to_degree | pf_va_c_to_degree
Line0_1_2 | 0.0029337 | 0.026072 | 0.027831 | 0.0029337 | 0.026072 | 0.02783 | 0.0006775 | 0.0060211 | 0.0064272 | 0.0006775 | 0.0060211 | 0.0064272 | 0.00038029 | 0.0039198 | 0.0037604 | -0.00037997 | -0.0039086 | -0.0037447 | 0.00051811 | 0.0031984 | 0.0044777 | -0.00051777 | -0.0031838 | -0.0044643 | -51.351 | -157.8538 | 66.0622 | 128.649 | 22.1463 | -113.9378 |  | 0.94863 | 0.84022 | 0.90977 | 0.94794 | 0.83726 | 0.90661 | 2.3701 | -118.6412 | 116.0386 | 2.3753 | -118.6887 | 116.0715
Line10_11_12 | 0.0028699 | 0.0028699 | 0.0028699 | 0.0028699 | 0.0028699 | 0.0028699 | 0.00066277 | 0.00066277 | 0.00066277 | 0.00066278 | 0.00066278 | 0.00066278 | 0.00038231 | 0.00020413 | -0.00058572 | -0.00038223 | -0.00020405 | 0.0005858 | 0.00049885 | -0.00051822 | 0.00014366 | -0.00049877 | 0.0005183 | -0.00014357 | -50.1621 | -50.1621 | -50.1621 | 129.8379 | 129.8379 | 129.8379 |  | 0.94829 | 0.84037 | 0.90994 | 0.94812 | 0.84044 | 0.91002 | 2.3724 | -118.6625 | 116.0574 | 2.3736 | -118.6732 | 116.0668
Line11_12_13 | 0.0028699 | 0.0028699 | 0.0028699 | 0.0028699 | 0.0028699 | 0.0028699 | 0.00066278 | 0.00066278 | 0.00066278 | 0.00066278 | 0.00066278 | 0.00066278 | 0.00038223 | 0.00020405 | -0.0005858 | -0.00038215 | -0.00020397 | 0.00058589 | 0.00049877 | -0.0005183 | 0.00014357 | -0.0004987 | 0.00051839 | -0.00014349 | -50.1621 | -50.1621 | -50.1621 | 129.8379 | 129.8379 | 129.8379 |  | 0.94812 | 0.84044 | 0.91002 | 0.94795 | 0.84051 | 0.91011 | 2.3736 | -118.6732 | 116.0668 | 2.3747 | -118.6839 | 116.0762
Line12_13_15 | 0 | 0 | 0 | 0 | 0 | 0 | 0 | 0 | 0 | 0 | 0 | 0 | -8.492e-09 | -5.387e-09 | 1.3962e-08 | 5.492e-09 | 3.774e-09 | -9.3485e-09 | -1.218e-08 | 1.2039e-08 | -2.7448e-09 | 8.2498e-09 | -7.9621e-09 | 1.6243e-09 | 0 | 0 | 0 | 0 | 0 | 0 |  | 0.94795 | 0.84051 | 0.91011 | 0.94795 | 0.84051 | 0.91011 | 2.3747 | -118.6839 | 116.0762 | 2.3747 | -118.6839 | 116.0762
Line13_13_14 | 0.00287 | 0.00287 | 0.00287 | 0.00287 | 0.00287 | 0.00287 | 0.0006628 | 0.0006628 | 0.0006628 | 0.0006628 | 0.0006628 | 0.0006628 | 0.00038216 | 0.00020398 | -0.0005859 | -0.00038209 | -0.0002039 | 0.00058599 | 0.00049871 | -0.0005184 | 0.0001435 | -0.00049863 | 0.00051849 | -0.00014341 | -50.1622 | -50.1622 | -50.1622 | 129.8378 | 129.8378 | 129.8378 |  | 0.94795 | 0.84051 | 0.91011 | 0.94778 | 0.84058 | 0.9102 | 2.3747 | -118.6839 | 116.0762 | 2.3759 | -118.6945 | 116.0856
Line14_15_16 | 0 | 0 | 0 | 0 | 0 | 0 | 0 | 0 | 0 | 0 | 0 | 0 | -5.6613e-09 | -3.5913e-09 | 9.3077e-09 | 2.6613e-09 | 1.9783e-09 | -4.6946e-09 | -8.1202e-09 | 8.0258e-09 | -1.8298e-09 | 4.1897e-09 | -3.9492e-09 | 7.094e-10 | 0 | 0 | 0 | 0 | 0 | 0 |  | 0.94795 | 0.84051 | 0.91011 | 0.94795 | 0.84051 | 0.91011 | 2.3747 | -118.6839 | 116.0762 | 2.3747 | -118.6838 | 116.0762
Line15_16_17 | 0 | 0 | 0 | 0 | 0 | 0 | 0 | 0 | 0 | 0 | 0 | 0 | -2.8307e-09 | -1.7957e-09 | 4.6538e-09 | -1.6935e-10 | 1.826e-10 | -4.078e-11 | -4.0601e-09 | 4.0129e-09 | -9.1492e-10 | 1.2962e-10 | 6.3709e-11 | -2.0552e-10 | 0 | 0 | 0 | 0 | 0 | 0 |  | 0.94795 | 0.84051 | 0.91011 | 0.94795 | 0.84051 | 0.91011 | 2.3747 | -118.6838 | 116.0762 | 2.3747 | -118.6838 | 116.0762
Line16_4_18 | 0 | 0 | 0 | 0 | 0 | 0 | 0 | 0 | 0 | 0 | 0 | 0 | -2.8262e-09 | -1.831e-09 | 4.6853e-09 | -1.7121e-10 | 1.8319e-10 | -4.0012e-11 | -4.1026e-09 | 4.0247e-09 | -8.9587e-10 | 1.295e-10 | 6.5236e-11 | -2.0693e-10 | 0 | 0 | 0 | 0 | 0 | 0 |  | 0.94846 | 0.8403 | 0.90985 | 0.94846 | 0.8403 | 0.90985 | 2.3714 | -118.652 | 116.048 | 2.3714 | -118.652 | 116.048
Line17_5_19 | 0 | 0 | 0 | 0 | 0 | 0 | 0 | 0 | 0 | 0 | 0 | 0 | -2.8246e-09 | -1.843e-09 | 4.6958e-09 | -1.7184e-10 | 1.8338e-10 | -3.9748e-11 | -4.117e-09 | 4.0285e-09 | -8.8935e-10 | 1.2946e-10 | 6.5753e-11 | -2.0741e-10 | 0 | 0 | 0 | 0 | 0 | 0 |  | 0.94863 | 0.84022 | 0.90977 | 0.94863 | 0.84022 | 0.90977 | 2.3701 | -118.6412 | 116.0386 | 2.3701 | -118.6412 | 116.0386
Line1_1_3 | 0.0028698 | 0.0028698 | 0.0028698 | 0.0028699 | 0.0028699 | 0.0028699 | 0.00066276 | 0.00066276 | 0.00066276 | 0.00066277 | 0.00066277 | 0.00066277 | 0.00038246 | 0.00020428 | -0.00058555 | -0.00038238 | -0.0002042 | 0.00058564 | 0.00049901 | -0.00051804 | 0.00014382 | -0.00049893 | 0.00051813 | -0.00014374 | -50.162 | -50.162 | -50.162 | 129.838 | 129.838 | 129.838 |  | 0.94863 | 0.84022 | 0.90977 | 0.94846 | 0.8403 | 0.90985 | 2.3701 | -118.6412 | 116.0386 | 2.3713 | -118.6518 | 116.048
Line2_1_4 | 0.002893 | 0.002893 | 0.002893 | 0.002893 | 0.002893 | 0.002893 | 0.00066811 | 0.00066811 | 0.00066811 | 0.00066812 | 0.00066812 | 0.00066812 | 0.00038172 | 0.00020989 | -0.00059136 | -0.00038164 | -0.00020981 | 0.00059145 | 0.00050595 | -0.00052065 | 0.0001405 | -0.00050587 | 0.00052074 | -0.00014041 | -50.5969 | -50.5969 | -50.5969 | 129.4031 | 129.4031 | 129.4031 |  | 0.94863 | 0.84022 | 0.90977 | 0.94846 | 0.8403 | 0.90985 | 2.3701 | -118.6412 | 116.0386 | 2.3714 | -118.652 | 116.048
Line3_1_5 | 0 | 0 | 0 | 0 | 0 | 0 | 0 | 0 | 0 | 0 | 0 | 0 | -5.6491e-09 | -3.686e-09 | 9.3916e-09 | 2.6527e-09 | 2.0264e-09 | -4.7355e-09 | -8.2339e-09 | 8.057e-09 | -1.7787e-09 | 4.2464e-09 | -3.9627e-09 | 6.8194e-10 | 0 | 0 | 0 | 0 | 0 | 0 |  | 0.94863 | 0.84022 | 0.90977 | 0.94863 | 0.84022 | 0.90977 | 2.3701 | -118.6412 | 116.0386 | 2.3701 | -118.6412 | 116.0386
Line4_2_6 | 0.0029337 | 0.026072 | 0.02783 | 0.0029337 | 0.026072 | 0.02783 | 0.0006775 | 0.0060211 | 0.0064272 | 0.00067751 | 0.0060211 | 0.0064272 | 0.00037997 | 0.0039086 | 0.0037447 | -0.00037965 | -0.0038975 | -0.0037291 | 0.00051777 | 0.0031838 | 0.0044643 | -0.00051743 | -0.0031693 | -0.0044509 | -51.3511 | -157.8537 | 66.0622 | 128.6489 | 22.1463 | -113.9378 |  | 0.94794 | 0.83726 | 0.90661 | 0.94725 | 0.8343 | 0.90345 | 2.3753 | -118.6887 | 116.0715 | 2.3805 | -118.7365 | 116.1047
Line5_6_7 | 0.0029337 | 0.026072 | 0.02783 | 0.0029337 | 0.026072 | 0.02783 | 0.00067751 | 0.0060211 | 0.0064272 | 0.00067752 | 0.0060211 | 0.0064272 | 0.00037965 | 0.0038975 | 0.0037291 | -0.00037933 | -0.0038863 | -0.0037135 | 0.00051743 | 0.0031693 | 0.0044509 | -0.00051709 | -0.0031548 | -0.0044375 | -51.3511 | -157.8537 | 66.0622 | 128.6489 | 22.1464 | -113.9379 |  | 0.94725 | 0.8343 | 0.90345 | 0.94655 | 0.83134 | 0.90029 | 2.3805 | -118.7365 | 116.1047 | 2.3857 | -118.7847 | 116.138
Line6_7_8 | 0 | 0.027052 | 0.029297 | 0 | 0.027052 | 0.029297 | 0 | 0.0062475 | 0.0067659 | 0 | 0.0062475 | 0.0067659 | -8.438e-09 | 0.0036701 | 0.004309 | 5.4576e-09 | -0.0036591 | -0.0042916 | -1.2677e-08 | 0.0036749 | 0.0043054 | 8.5912e-09 | -0.0036591 | -0.0042916 | 0 | -163.8222 | 71.1621 | 0 | 16.1779 | -108.8379 |  | 0.94655 | 0.83134 | 0.90029 | 0.94604 | 0.8283 | 0.89704 | 2.3857 | -118.7847 | 116.138 | 2.3895 | -118.822 | 116.162
Line7_8_9 | 0 | 0 | 0 | 0 | 0 | 0 | 0 | 0 | 0 | 0 | 0 | 0 | -2.81e-09 | -1.939e-09 | 4.6911e-09 | -1.6241e-10 | 2.1717e-10 | 3.1018e-12 | -4.2305e-09 | 4.03e-09 | -8.1392e-10 | 1.3016e-10 | 5.6194e-11 | -1.9814e-10 | 0 | 0 | 0 | 0 | 0 | 0 |  | 0.94604 | 0.8283 | 0.89704 | 0.94604 | 0.8283 | 0.89704 | 2.3895 | -118.822 | 116.162 | 2.3895 | -118.822 | 116.162
Line8_8_10 | 0 | 0 | 0 | 0 | 0 | 0 | 0 | 0 | 0 | 0 | 0 | 0 | -2.81e-09 | -1.939e-09 | 4.6911e-09 | -1.6241e-10 | 2.1717e-10 | 3.1018e-12 | -4.2305e-09 | 4.03e-09 | -8.1392e-10 | 1.3016e-10 | 5.6194e-11 | -1.9814e-10 | 0 | 0 | 0 | 0 | 0 | 0 |  | 0.94604 | 0.8283 | 0.89704 | 0.94604 | 0.8283 | 0.89704 | 2.3895 | -118.822 | 116.162 | 2.3895 | -118.822 | 116.162
Line9_3_11 | 0.0028699 | 0.0028699 | 0.0028699 | 0.0028699 | 0.0028699 | 0.0028699 | 0.00066277 | 0.00066277 | 0.00066277 | 0.00066277 | 0.00066277 | 0.00066277 | 0.00038238 | 0.0002042 | -0.00058564 | -0.00038231 | -0.00020413 | 0.00058572 | 0.00049893 | -0.00051813 | 0.00014374 | -0.00049885 | 0.00051822 | -0.00014366 | -50.1621 | -50.162 | -50.162 | 129.8379 | 129.8379 | 129.8379 |  | 0.94846 | 0.8403 | 0.90985 | 0.94829 | 0.84037 | 0.90994 | 2.3713 | -118.6518 | 116.048 | 2.3724 | -118.6625 | 116.0574