## LLL_max_6
name | pf_ikss_from_ka | pf_ikss_to_ka | pf_ip_from_ka | pf_ip_to_ka | pf_skss_from_mw | pf_skss_to_mw | pf_p_from_mw | pf_p_to_mw | pf_q_from_mvar | pf_q_to_mvar | pf_ikss_from_degree | pf_ikss_to_degree | pf_vm_from_pu | pf_vm_to_pu | pf_va_from_degree | pf_va_to_degree
Line0_1_2 | 0 | 0 | 0 | 0 | 0 | 0 | 0 | 0 | 0 | 0 | 0 | 0 | 0.52377 | 0.52377 | -11.1125 | -11.1125
Line10_11_12 | 0 | 0 | 0 | 0 | 0 | 0 | 0 | 0 | 0 | 0 | 0 | 0 | 0 | 0 | 0 | 0
Line11_12_13 | 0 | 0 | 0 | 0 | 0 | 0 | 0 | 0 | 0 | 0 | 0 | 0 | 0 | 0 | 0 | 0
Line12_13_15 | 0 | 0 | 0 | 0 | 0 | 0 | 0 | 0 | 0 | 0 | 0 | 0 | 0 | 0 | 0 | 0
Line13_13_14 | 0 | 0 | 0 | 0 | 0 | 0 | 0 | 0 | 0 | 0 | 0 | 0 | 0 | 0 | 0 | 0
Line14_15_16 | 0 | 0 | 0 | 0 | 0 | 0 | 0 | 0 | 0 | 0 | 0 | 0 | 0 | 0 | 0 | 0
Line15_16_17 | 0 | 0 | 0 | 0 | 0 | 0 | 0 | 0 | 0 | 0 | 0 | 0 | 0 | 0 | 0 | 0
Line16_4_18 | 0 | 0 | 0 | 0 | 0 | 0 | 0 | 0 | 0 | 0 | 0 | 0 | 0.52377 | 0.52377 | -11.1125 | -11.1125
Line17_5_19 | 0 | 0 | 0 | 0 | 0 | 0 | 0 | 0 | 0 | 0 | 0 | 0 | 0.52377 | 0.52377 | -11.1125 | -11.1125
Line1_1_3 | 5.4095 | 5.4095 | 0 | 11.0747 | 3.7478 | 3.7478 | 0.87789 | -1e-07 | 1.7558 | -1e-07 | -74.5475 | 105.4525 | 0.52377 | 0 | -11.1125 | 0
Line2_1_4 | 0 | 0 | 0 | 0 | 0 | 0 | 0 | 0 | 0 | 0 | 0 | 0 | 0.52377 | 0.52377 | -11.1125 | -11.1125
Line3_1_5 | 0 | 0 | 0 | 0 | 0 | 0 | 0 | 0 | 0 | 0 | 0 | 0 | 0.52377 | 0.52377 | -11.1125 | -11.1125
Line4_2_6 | 0 | 0 | 0 | 0 | 0 | 0 | 0 | 0 | 0 | 0 | 0 | 0 | 0.52377 | 0.52377 | -11.1125 | -11.1125
Line5_6_7 | 0 | 0 | 0 | 0 | 0 | 0 | 0 | 0 | 0 | 0 | 0 | 0 | 0.52377 | 0.52377 | -11.1125 | -11.1125
Line6_7_8 | 0 | 0 | 0 | 0 | 0 | 0 | 0 | 0 | 0 | 0 | 0 | 0 | 0.52377 | 0.52377 | -11.1125 | -11.1125
Line7_8_9 | 0 | 0 | 0 | 0 | 0 | 0 | 0 | 0 | 0 | 0 | 0 | 0 | 0.52377 | 0.52377 | -11.1125 | -11.1125
Line8_8_10 | 0 | 0 | 0 | 0 | 0 | 0 | 0 | 0 | 0 | 0 | 0 | 0 | 0.52377 | 0.52377 | -11.1125 | -11.1125
Line9_3_11 | 0 | 0 | 0 | 0 | 0 | 0 | 8.1503e-21 | 0 | 4.8585e-21 | 0 | 0 | 0 | 0 | 0 | 0 | 0

## LLL_max_10
name | pf_ikss_from_ka | pf_ikss_to_ka | pf_ip_from_ka | pf_ip_to_ka | pf_skss_from_mw | pf_skss_to_mw | pf_p_from_mw | pf_p_to_mw | pf_q_from_mvar | pf_q_to_mvar | pf_ikss_from_degree | pf_ikss_to_degree | pf_vm_from_pu | pf_vm_to_pu | pf_va_from_degree | pf_va_to_degree
Line0_1_2 | 0 | 0 | 0 | 0 | 0 | 0 | 0 | 0 | 0 | 0 | 0 | 0 | 0.53578 | 0.53578 | -11.3669 | -11.3669
Line10_11_12 | 0 | 0 | 0 | 0 | 0 | 0 | 0 | 0 | 0 | 0 | 0 | 0 | 0 | 0 | 0 | 0
Line11_12_13 | 0 | 0 | 0 | 0 | 0 | 0 | 0 | 0 | 0 | 0 | 0 | 0 | 0 | 0 | 0 | 0
Line12_13_15 | 0 | 0 | 0 | 0 | 0 | 0 | 0 | 0 | 0 | 0 | 0 | 0 | 0 | 0 | 0 | 0
Line13_13_14 | 0 | 0 | 0 | 0 | 0 | 0 | 0 | 0 | 0 | 0 | 0 | 0 | 0 | 0 | 0 | 0
Line14_15_16 | 0 | 0 | 0 | 0 | 0 | 0 | 0 | 0 | 0 | 0 | 0 | 0 | 0 | 0 | 0 | 0
Line15_16_17 | 0 | 0 | 0 | 0 | 0 | 0 | 0 | 0 | 0 | 0 | 0 | 0 | 0 | 0 | 0 | 0
Line16_4_18 | 0 | 0 | 0 | 0 | 0 | 0 | 0 | 0 | 0 | 0 | 0 | 0 | 0.53578 | 0.53578 | -11.3669 | -11.3669
Line17_5_19 | 0 | 0 | 0 | 0 | 0 | 0 | 0 | 0 | 0 | 0 | 0 | 0 | 0.53578 | 0.53578 | -11.3669 | -11.3669
Line1_1_3 | 5.5336 | 5.5336 | 0 | 11.3769 | 3.8338 | 3.8338 | 0.91861 | -1e-07 | 1.8372 | -1e-07 | -74.8019 | 105.1981 | 0.53578 | 0 | -11.3669 | 0
Line2_1_4 | 0 | 0 | 0 | 0 | 0 | 0 | 0 | 0 | 0 | 0 | 0 | 0 | 0.53578 | 0.53578 | -11.3669 | -11.3669
Line3_1_5 | 0 | 0 | 0 | 0 | 0 | 0 | 0 | 0 | 0 | 0 | 0 | 0 | 0.53578 | 0.53578 | -11.3669 | -11.3669
Line4_2_6 | 0 | 0 | 0 | 0 | 0 | 0 | 0 | 0 | 0 | 0 | 0 | 0 | 0.53578 | 0.53578 | -11.3669 | -11.3669
Line5_6_7 | 0 | 0 | 0 | 0 | 0 | 0 | 0 | 0 | 0 | 0 | 0 | 0 | 0.53578 | 0.53578 | -11.3669 | -11.3669
Line6_7_8 | 0 | 0 | 0 | 0 | 0 | 0 | 0 | 0 | 0 | 0 | 0 | 0 | 0.53578 | 0.53578 | -11.3669 | -11.3669
Line7_8_9 | 0 | 0 | 0 | 0 | 0 | 0 | 0 | 0 | 0 | 0 | 0 | 0 | 0.53578 | 0.53578 | -11.3669 | -11.3669
Line8_8_10 | 0 | 0 | 0 | 0 | 0 | 0 | 0 | 0 | 0 | 0 | 0 | 0 | 0.53578 | 0.53578 | -11.3669 | -11.3669
Line9_3_11 | 0 | 0 | 0 | 0 | 0 | 0 | 1.3391e-20 | 0 | -1.3302e-20 | 0 | 0 | 0 | 0 | 0 | 0 | 0

## LLL_max_fault_6
name | pf_ikss_from_ka | pf_ikss_to_ka | pf_ip_from_ka | pf_ip_to_ka | pf_skss_from_mw | pf_skss_to_mw | pf_p_from_mw | pf_p_to_mw | pf_q_from_mvar | pf_q_to_mvar | pf_ikss_from_degree | pf_ikss_to_degree | pf_vm_from_pu | pf_vm_to_pu | pf_va_from_degree | pf_va_to_degree
Line0_1_2 | 0 | 0 | 0 | 0 | 0 | 0 | 0 | 0 | 0 | 0 | 0 | 0 | 1.0474 | 1.0474 | -0.12101 | -0.12101
Line10_11_12 | 0 | 0 | 0 | 0 | 0 | 0 | 0 | 0 | 0 | 0 | 0 | 0 | 1.0442 | 1.0442 | -0.17814 | -0.17814
Line11_12_13 | 0 | 0 | 0 | 0 | 0 | 0 | 0 | 0 | 0 | 0 | 0 | 0 | 1.0442 | 1.0442 | -0.17814 | -0.17814
Line12_13_15 | 0 | 0 | 0 | 0 | 0 | 0 | 0 | 0 | 0 | 0 | 0 | 0 | 1.0442 | 1.0442 | -0.17814 | -0.17814
Line13_13_14 | 0 | 0 | 0 | 0 | 0 | 0 | 0 | 0 | 0 | 0 | 0 | 0 | 1.0442 | 1.0442 | -0.17814 | -0.17814
Line14_15_16 | 0 | 0 | 0 | 0 | 0 | 0 | 0 | 0 | 0 | 0 | 0 | 0 | 1.0442 | 1.0442 | -0.17814 | -0.17814
Line15_16_17 | 0 | 0 | 0 | 0 | 0 | 0 | 0 | 0 | 0 | 0 | 0 | 0 | 1.0442 | 1.0442 | -0.17814 | -0.17814
Line16_4_18 | 0 | 0 | 0 | 0 | 0 | 0 | 0 | 0 | 0 | 0 | 0 | 0 | 1.0474 | 1.0474 | -0.12101 | -0.12101
Line17_5_19 | 0 | 0 | 0 | 0 | 0 | 0 | 0 | 0 | 0 | 0 | 0 | 0 | 1.0474 | 1.0474 | -0.12101 | -0.12101
Line1_1_3 | 0.034105 | 0.034105 | 0 | 0.069821 | 0.023628 | 0.023628 | 0.017482 | -0.017447 | 0.017517 | -0.017447 | -45.1781 | 134.8219 | 1.0474 | 1.0442 | -0.12101 | -0.17814
Line2_1_4 | 0 | 0 | 0 | 0 | 0 | 0 | 0 | 0 | 0 | 0 | 0 | 0 | 1.0474 | 1.0474 | -0.12101 | -0.12101
Line3_1_5 | 0 | 0 | 0 | 0 | 0 | 0 | 0 | 0 | 0 | 0 | 0 | 0 | 1.0474 | 1.0474 | -0.12101 | -0.12101
Line4_2_6 | 0 | 0 | 0 | 0 | 0 | 0 | 0 | 0 | 0 | 0 | 0 | 0 | 1.0474 | 1.0474 | -0.12101 | -0.12101
Line5_6_7 | 0 | 0 | 0 | 0 | 0 | 0 | 0 | 0 | 0 | 0 | 0 | 0 | 1.0474 | 1.0474 | -0.12101 | -0.12101
Line6_7_8 | 0 | 0 | 0 | 0 | 0 | 0 | 0 | 0 | 0 | 0 | 0 | 0 | 1.0474 | 1.0474 | -0.12101 | -0.12101
Line7_8_9 | 0 | 0 | 0 | 0 | 0 | 0 | 0 | 0 | 0 | 0 | 0 | 0 | 1.0474 | 1.0474 | -0.12101 | -0.12101
Line8_8_10 | 0 | 0 | 0 | 0 | 0 | 0 | 0 | 0 | 0 | 0 | 0 | 0 | 1.0474 | 1.0474 | -0.12101 | -0.12101
Line9_3_11 | 0 | 0 | 0 | 0 | 0 | 0 | -4.6305e-10 | 0 | 2.6249e-10 | 0 | 0 | 0 | 1.0442 | 1.0442 | -0.17814 | -0.17814

## LLL_max_fault_10
name | pf_ikss_from_ka | pf_ikss_to_ka | pf_ip_from_ka | pf_ip_to_ka | pf_skss_from_mw | pf_skss_to_mw | pf_p_from_mw | pf_p_to_mw | pf_q_from_mvar | pf_q_to_mvar | pf_ikss_from_degree | pf_ikss_to_degree | pf_vm_from_pu | pf_vm_to_pu | pf_va_from_degree | pf_va_to_degree
Line0_1_2 | 0 | 0 | 0 | 0 | 0 | 0 | 0 | 0 | 0 | 0 | 0 | 0 | 1.0971 | 1.0971 | -0.12672 | -0.12672
Line10_11_12 | 0 | 0 | 0 | 0 | 0 | 0 | 0 | 0 | 0 | 0 | 0 | 0 | 1.0938 | 1.0938 | -0.18384 | -0.18384
Line11_12_13 | 0 | 0 | 0 | 0 | 0 | 0 | 0 | 0 | 0 | 0 | 0 | 0 | 1.0938 | 1.0938 | -0.18384 | -0.18384
Line12_13_15 | 0 | 0 | 0 | 0 | 0 | 0 | 0 | 0 | 0 | 0 | 0 | 0 | 1.0938 | 1.0938 | -0.18384 | -0.18384
Line13_13_14 | 0 | 0 | 0 | 0 | 0 | 0 | 0 | 0 | 0 | 0 | 0 | 0 | 1.0938 | 1.0938 | -0.18384 | -0.18384
Line14_15_16 | 0 | 0 | 0 | 0 | 0 | 0 | 0 | 0 | 0 | 0 | 0 | 0 | 1.0938 | 1.0938 | -0.18384 | -0.18384
Line15_16_17 | 0 | 0 | 0 | 0 | 0 | 0 | 0 | 0 | 0 | 0 | 0 | 0 | 1.0938 | 1.0938 | -0.18384 | -0.18384
Line16_4_18 | 0 | 0 | 0 | 0 | 0 | 0 | 0 | 0 | 0 | 0 | 0 | 0 | 1.0971 | 1.0971 | -0.12672 | -0.12672
Line17_5_19 | 0 | 0 | 0 | 0 | 0 | 0 | 0 | 0 | 0 | 0 | 0 | 0 | 1.0971 | 1.0971 | -0.12672 | -0.12672
Line1_1_3 | 0.035724 | 0.035724 | 0 | 0.073449 | 0.024751 | 0.024751 | 0.019182 | -0.019143 | 0.01922 | -0.019143 | -45.1838 | 134.8162 | 1.0971 | 1.0938 | -0.12672 | -0.18384
Line2_1_4 | 0 | 0 | 0 | 0 | 0 | 0 | 0 | 0 | 0 | 0 | 0 | 0 | 1.0971 | 1.0971 | -0.12672 | -0.12672
Line3_1_5 | 0 | 0 | 0 | 0 | 0 | 0 | 0 | 0 | 0 | 0 | 0 | 0 | 1.0971 | 1.0971 | -0.12672 | -0.12672
Line4_2_6 | 0 | 0 | 0 | 0 | 0 | 0 | 0 | 0 | 0 | 0 | 0 | 0 | 1.0971 | 1.0971 | -0.12672 | -0.12672
Line5_6_7 | 0 | 0 | 0 | 0 | 0 | 0 | 0 | 0 | 0 | 0 | 0 | 0 | 1.0971 | 1.0971 | -0.12672 | -0.12672
Line6_7_8 | 0 | 0 | 0 | 0 | 0 | 0 | 0 | 0 | 0 | 0 | 0 | 0 | 1.0971 | 1.0971 | -0.12672 | -0.12672
Line7_8_9 | 0 | 0 | 0 | 0 | 0 | 0 | 0 | 0 | 0 | 0 | 0 | 0 | 1.0971 | 1.0971 | -0.12672 | -0.12672
Line8_8_10 | 0 | 0 | 0 | 0 | 0 | 0 | 0 | 0 | 0 | 0 | 0 | 0 | 1.0971 | 1.0971 | -0.12672 | -0.12672
Line9_3_11 | 0 | 0 | 0 | 0 | 0 | 0 | -5.1903e-10 | 0 | 2.9727e-10 | 0 | 0 | 0 | 1.0938 | 1.0938 | -0.18384 | -0.18384

## LLL_min_6
name | pf_ikss_from_ka | pf_ikss_to_ka | pf_ip_from_ka | pf_ip_to_ka | pf_skss_from_mw | pf_skss_to_mw | pf_p_from_mw | pf_p_to_mw | pf_q_from_mvar | pf_q_to_mvar | pf_ikss_from_degree | pf_ikss_to_degree | pf_vm_from_pu | pf_vm_to_pu | pf_va_from_degree | pf_va_to_degree
Line0_1_2 | 0 | 0 | 0 | 0 | 0 | 0 | 0 | 0 | 0 | 0 | 0 | 0 | 0.53802 | 0.53802 | -18.143 | -18.143
Line10_11_12 | 0 | 0 | 0 | 0 | 0 | 0 | 0 | 0 | 0 | 0 | 0 | 0 | 0 | 0 | 0 | 0
Line11_12_13 | 0 | 0 | 0 | 0 | 0 | 0 | 0 | 0 | 0 | 0 | 0 | 0 | 0 | 0 | 0 | 0
Line12_13_15 | 0 | 0 | 0 | 0 | 0 | 0 | 0 | 0 | 0 | 0 | 0 | 0 | 0 | 0 | 0 | 0
Line13_13_14 | 0 | 0 | 0 | 0 | 0 | 0 | 0 | 0 | 0 | 0 | 0 | 0 | 0 | 0 | 0 | 0
Line14_15_16 | 0 | 0 | 0 | 0 | 0 | 0 | 0 | 0 | 0 | 0 | 0 | 0 | 0 | 0 | 0 | 0
Line15_16_17 | 0 | 0 | 0 | 0 | 0 | 0 | 0 | 0 | 0 | 0 | 0 | 0 | 0 | 0 | 0 | 0
Line16_4_18 | 0 | 0 | 0 | 0 | 0 | 0 | 0 | 0 | 0 | 0 | 0 | 0 | 0.53802 | 0.53802 | -18.143 | -18.143
Line17_5_19 | 0 | 0 | 0 | 0 | 0 | 0 | 0 | 0 | 0 | 0 | 0 | 0 | 0.53802 | 0.53802 | -18.143 | -18.143
Line1_1_3 | 4.4816 | 4.4816 | 0 | 7.9319 | 3.105 | 3.105 | 1.1569 | -1e-07 | 1.2051 | -1e-07 | -64.3121 | 115.6879 | 0.53802 | 0 | -18.143 | 0
Line2_1_4 | 0 | 0 | 0 | 0 | 0 | 0 | 0 | 0 | 0 | 0 | 0 | 0 | 0.53802 | 0.53802 | -18.143 | -18.143
Line3_1_5 | 0 | 0 | 0 | 0 | 0 | 0 | 0 | 0 | 0 | 0 | 0 | 0 | 0.53802 | 0.53802 | -18.143 | -18.143
Line4_2_6 | 0 | 0 | 0 | 0 | 0 | 0 | 0 | 0 | 0 | 0 | 0 | 0 | 0.53802 | 0.53802 | -18.143 | -18.143
Line5_6_7 | 0 | 0 | 0 | 0 | 0 | 0 | 0 | 0 | 0 | 0 | 0 | 0 | 0.53802 | 0.53802 | -18.143 | -18.143
Line6_7_8 | 0 | 0 | 0 | 0 | 0 | 0 | 0 | 0 | 0 | 0 | 0 | 0 | 0.53802 | 0.53802 | -18.143 | -18.143
Line7_8_9 | 0 | 0 | 0 | 0 | 0 | 0 | 0 | 0 | 0 | 0 | 0 | 0 | 0.53802 | 0.53802 | -18.143 | -18.143
Line8_8_10 | 0 | 0 | 0 | 0 | 0 | 0 | 0 | 0 | 0 | 0 | 0 | 0 | 0.53802 | 0.53802 | -18.143 | -18.143
Line9_3_11 | 0 | 0 | 0 | 0 | 0 | 0 | 1.033e-20 | 0 | 1.5075e-20 | 0 | 0 | 0 | 0 | 0 | 0 | 0

## LLL_min_10
name | pf_ikss_from_ka | pf_ikss_to_ka | pf_ip_from_ka | pf_ip_to_ka | pf_skss_from_mw | pf_skss_to_mw | pf_p_from_mw | pf_p_to_mw | pf_q_from_mvar | pf_q_to_mvar | pf_ikss_from_degree | pf_ikss_to_degree | pf_vm_from_pu | pf_vm_to_pu | pf_va_from_degree | pf_va_to_degree
Line0_1_2 | 0 | 0 | 0 | 0 | 0 | 0 | 0 | 0 | 0 | 0 | 0 | 0 | 0.5097 | 0.5097 | -18.143 | -18.143
Line10_11_12 | 0 | 0 | 0 | 0 | 0 | 0 | 0 | 0 | 0 | 0 | 0 | 0 | 0 | 0 | 0 | 0
Line11_12_13 | 0 | 0 | 0 | 0 | 0 | 0 | 0 | 0 | 0 | 0 | 0 | 0 | 0 | 0 | 0 | 0
Line12_13_15 | 0 | 0 | 0 | 0 | 0 | 0 | 0 | 0 | 0 | 0 | 0 | 0 | 0 | 0 | 0 | 0
Line13_13_14 | 0 | 0 | 0 | 0 | 0 | 0 | 0 | 0 | 0 | 0 | 0 | 0 | 0 | 0 | 0 | 0
Line14_15_16 | 0 | 0 | 0 | 0 | 0 | 0 | 0 | 0 | 0 | 0 | 0 | 0 | 0 | 0 | 0 | 0
Line15_16_17 | 0 | 0 | 0 | 0 | 0 | 0 | 0 | 0 | 0 | 0 | 0 | 0 | 0 | 0 | 0 | 0
Line16_4_18 | 0 | 0 | 0 | 0 | 0 | 0 | 0 | 0 | 0 | 0 | 0 | 0 | 0.5097 | 0.5097 | -18.143 | -18.143
Line17_5_19 | 0 | 0 | 0 | 0 | 0 | 0 | 0 | 0 | 0 | 0 | 0 | 0 | 0.5097 | 0.5097 | -18.143 | -18.143
Line1_1_3 | 4.2458 | 4.2458 | 0 | 7.5145 | 2.9416 | 2.9416 | 1.0383 | -1e-07 | 1.0816 | -1e-07 | -64.3121 | 115.6879 | 0.5097 | 0 | -18.143 | 0
Line2_1_4 | 0 | 0 | 0 | 0 | 0 | 0 | 0 | 0 | 0 | 0 | 0 | 0 | 0.5097 | 0.5097 | -18.143 | -18.143
Line3_1_5 | 0 | 0 | 0 | 0 | 0 | 0 | 0 | 0 | 0 | 0 | 0 | 0 | 0.5097 | 0.5097 | -18.143 | -18.143
Line4_2_6 | 0 | 0 | 0 | 0 | 0 | 0 | 0 | 0 | 0 | 0 | 0 | 0 | 0.5097 | 0.5097 | -18.143 | -18.143
Line5_6_7 | 0 | 0 | 0 | 0 | 0 | 0 | 0 | 0 | 0 | 0 | 0 | 0 | 0.5097 | 0.5097 | -18.143 | -18.143
Line6_7_8 | 0 | 0 | 0 | 0 | 0 | 0 | 0 | 0 | 0 | 0 | 0 | 0 | 0.5097 | 0.5097 | -18.143 | -18.143
Line7_8_9 | 0 | 0 | 0 | 0 | 0 | 0 | 0 | 0 | 0 | 0 | 0 | 0 | 0.5097 | 0.5097 | -18.143 | -18.143
Line8_8_10 | 0 | 0 | 0 | 0 | 0 | 0 | 0 | 0 | 0 | 0 | 0 | 0 | 0.5097 | 0.5097 | -18.143 | -18.143
Line9_3_11 | 0 | 0 | 0 | 0 | 0 | 0 | 9.2634e-21 | 0 | 1.3535e-20 | 0 | 0 | 0 | 0 | 0 | 0 | 0

## LLL_min_fault_6
name | pf_ikss_from_ka | pf_ikss_to_ka | pf_ip_from_ka | pf_ip_to_ka | pf_skss_from_mw | pf_skss_to_mw | pf_p_from_mw | pf_p_to_mw | pf_q_from_mvar | pf_q_to_mvar | pf_ikss_from_degree | pf_ikss_to_degree | pf_vm_from_pu | pf_vm_to_pu | pf_va_from_degree | pf_va_to_degree
Line0_1_2 | 0 | 0 | 0 | 0 | 0 | 0 | 0 | 0 | 0 | 0 | 0 | 0 | 0.94753 | 0.94753 | -0.12576 | -0.12576
Line10_11_12 | 0 | 0 | 0 | 0 | 0 | 0 | 0 | 0 | 0 | 0 | 0 | 0 | 0.94383 | 0.94383 | -0.13033 | -0.13033
Line11_12_13 | 0 | 0 | 0 | 0 | 0 | 0 | 0 | 0 | 0 | 0 | 0 | 0 | 0.94383 | 0.94383 | -0.13033 | -0.13033
Line12_13_15 | 0 | 0 | 0 | 0 | 0 | 0 | 0 | 0 | 0 | 0 | 0 | 0 | 0.94383 | 0.94383 | -0.13033 | -0.13033
Line13_13_14 | 0 | 0 | 0 | 0 | 0 | 0 | 0 | 0 | 0 | 0 | 0 | 0 | 0.94383 | 0.94383 | -0.13033 | -0.13033
Line14_15_16 | 0 | 0 | 0 | 0 | 0 | 0 | 0 | 0 | 0 | 0 | 0 | 0 | 0.94383 | 0.94383 | -0.13033 | -0.13033
Line15_16_17 | 0 | 0 | 0 | 0 | 0 | 0 | 0 | 0 | 0 | 0 | 0 | 0 | 0.94383 | 0.94383 | -0.13033 | -0.13033
Line16_4_18 | 0 | 0 | 0 | 0 | 0 | 0 | 0 | 0 | 0 | 0 | 0 | 0 | 0.94753 | 0.94753 | -0.12576 | -0.12576
Line17_5_19 | 0 | 0 | 0 | 0 | 0 | 0 | 0 | 0 | 0 | 0 | 0 | 0 | 0.94753 | 0.94753 | -0.12576 | -0.12576
Line1_1_3 | 0.030825 | 0.030825 | 0 | 0.054557 | 0.021356 | 0.021356 | 0.014308 | -0.014253 | 0.01431 | -0.014253 | -45.1303 | 134.8697 | 0.94753 | 0.94383 | -0.12576 | -0.13033
Line2_1_4 | 0 | 0 | 0 | 0 | 0 | 0 | 0 | 0 | 0 | 0 | 0 | 0 | 0.94753 | 0.94753 | -0.12576 | -0.12576
Line3_1_5 | 0 | 0 | 0 | 0 | 0 | 0 | 0 | 0 | 0 | 0 | 0 | 0 | 0.94753 | 0.94753 | -0.12576 | -0.12576
Line4_2_6 | 0 | 0 | 0 | 0 | 0 | 0 | 0 | 0 | 0 | 0 | 0 | 0 | 0.94753 | 0.94753 | -0.12576 | -0.12576
Line5_6_7 | 0 | 0 | 0 | 0 | 0 | 0 | 0 | 0 | 0 | 0 | 0 | 0 | 0.94753 | 0.94753 | -0.12576 | -0.12576
Line6_7_8 | 0 | 0 | 0 | 0 | 0 | 0 | 0 | 0 | 0 | 0 | 0 | 0 | 0.94753 | 0.94753 | -0.12576 | -0.12576
Line7_8_9 | 0 | 0 | 0 | 0 | 0 | 0 | 0 | 0 | 0 | 0 | 0 | 0 | 0.94753 | 0.94753 | -0.12576 | -0.12576
Line8_8_10 | 0 | 0 | 0 | 0 | 0 | 0 | 0 | 0 | 0 | 0 | 0 | 0 | 0.94753 | 0.94753 | -0.12576 | -0.12576
Line9_3_11 | 0 | 0 | 0 | 0 | 0 | 0 | -4.4815e-10 | 0 | 1.5705e-10 | 0 | 0 | 0 | 0.94383 | 0.94383 | -0.13033 | -0.13033

## LLL_min_fault_10
name | pf_ikss_from_ka | pf_ikss_to_ka | pf_ip_from_ka | pf_ip_to_ka | pf_skss_from_mw | pf_skss_to_mw | pf_p_from_mw | pf_p_to_mw | pf_q_from_mvar | pf_q_to_mvar | pf_ikss_from_degree | pf_ikss_to_degree | pf_vm_from_pu | pf_vm_to_pu | pf_va_from_degree | pf_va_to_degree
Line0_1_2 | 0 | 0 | 0 | 0 | 0 | 0 | 0 | 0 | 0 | 0 | 0 | 0 | 0.89766 | 0.89766 | -0.12576 | -0.12576
Line10_11_12 | 0 | 0 | 0 | 0 | 0 | 0 | 0 | 0 | 0 | 0 | 0 | 0 | 0.89416 | 0.89416 | -0.13033 | -0.13033
Line11_12_13 | 0 | 0 | 0 | 0 | 0 | 0 | 0 | 0 | 0 | 0 | 0 | 0 | 0.89416 | 0.89416 | -0.13033 | -0.13033
Line12_13_15 | 0 | 0 | 0 | 0 | 0 | 0 | 0 | 0 | 0 | 0 | 0 | 0 | 0.89416 | 0.89416 | -0.13033 | -0.13033
Line13_13_14 | 0 | 0 | 0 | 0 | 0 | 0 | 0 | 0 | 0 | 0 | 0 | 0 | 0.89416 | 0.89416 | -0.13033 | -0.13033
Line14_15_16 | 0 | 0 | 0 | 0 | 0 | 0 | 0 | 0 | 0 | 0 | 0 | 0 | 0.89416 | 0.89416 | -0.13033 | -0.13033
Line15_16_17 | 0 | 0 | 0 | 0 | 0 | 0 | 0 | 0 | 0 | 0 | 0 | 0 | 0.89416 | 0.89416 | -0.13033 | -0.13033
Line16_4_18 | 0 | 0 | 0 | 0 | 0 | 0 | 0 | 0 | 0 | 0 | 0 | 0 | 0.89766 | 0.89766 | -0.12576 | -0.12576
Line17_5_19 | 0 | 0 | 0 | 0 | 0 | 0 | 0 | 0 | 0 | 0 | 0 | 0 | 0.89766 | 0.89766 | -0.12576 | -0.12576
Line1_1_3 | 0.029203 | 0.029203 | 0 | 0.051686 | 0.020232 | 0.020232 | 0.012841 | -0.012792 | 0.012843 | -0.012792 | -45.1303 | 134.8697 | 0.89766 | 0.89416 | -0.12576 | -0.13033
Line2_1_4 | 0 | 0 | 0 | 0 | 0 | 0 | 0 | 0 | 0 | 0 | 0 | 0 | 0.89766 | 0.89766 | -0.12576 | -0.12576
Line3_1_5 | 0 | 0 | 0 | 0 | 0 | 0 | 0 | 0 | 0 | 0 | 0 | 0 | 0.89766 | 0.89766 | -0.12576 | -0.12576
Line4_2_6 | 0 | 0 | 0 | 0 | 0 | 0 | 0 | 0 | 0 | 0 | 0 | 0 | 0.89766 | 0.89766 | -0.12576 | -0.12576
Line5_6_7 | 0 | 0 | 0 | 0 | 0 | 0 | 0 | 0 | 0 | 0 | 0 | 0 | 0.89766 | 0.89766 | -0.12576 | -0.12576
Line6_7_8 | 0 | 0 | 0 | 0 | 0 | 0 | 0 | 0 | 0 | 0 | 0 | 0 | 0.89766 | 0.89766 | -0.12576 | -0.12576
Line7_8_9 | 0 | 0 | 0 | 0 | 0 | 0 | 0 | 0 | 0 | 0 | 0 | 0 | 0.89766 | 0.89766 | -0.12576 | -0.12576
Line8_8_10 | 0 | 0 | 0 | 0 | 0 | 0 | 0 | 0 | 0 | 0 | 0 | 0 | 0.89766 | 0.89766 | -0.12576 | -0.12576
Line9_3_11 | 0 | 0 | 0 | 0 | 0 | 0 | -4.0222e-10 | 0 | 1.4095e-10 | 0 | 0 | 0 | 0.89416 | 0.89416 | -0.13033 | -0.13033

## LL_max_6
name | pf_ikss_a_from_ka | pf_ikss_b_from_ka | pf_ikss_c_from_ka | pf_ikss_a_to_ka | pf_ikss_b_to_ka | pf_ikss_c_to_ka | pf_skss_a_from_mw | pf_skss_b_from_mw | pf_skss_c_from_mw | pf_skss_a_to_mw | pf_skss_b_to_mw | pf_skss_c_to_mw | pf_p_a_from_mw | pf_p_b_from_mw | pf_p_c_from_mw | pf_p_a_to_mw | pf_p_b_to_mw | pf_p_c_to_mw | pf_q_a_from_mvar | pf_q_b_from_mvar | pf_q_c_from_mvar | pf_q_a_to_mvar | pf_q_b_to_mvar | pf_q_c_to_mvar | pf_ikss_a_from_degree | pf_ikss_b_from_degree | pf_ikss_c_from_degree | pf_ikss_a_to_degree | pf_ikss_b_to_degree | pf_ikss_c_to_degree | pf_vm_a_from_pu | pf_vm_b_from_pu | pf_vm_c_from_pu | pf_vm_a_to_pu | pf_vm_b_to_pu | pf_vm_c_to_pu | pf_va_a_from_degree | pf_va_b_from_degree | pf_va_c_from_degree | pf_va_a_to_degree | pf_va_b_to_degree | pf_va_c_to_degree
Line0_1_2 | 0 | 0 | 0 | 0 | 0 | 0 | 0 | 0 | 0 | 0 | 0 | 0 | 8.5487e-16 | -3.3679e-09 | -5.3874e-09 | -8.1601e-16 | 3.3679e-09 | 5.3874e-09 | -7.7716e-17 | 7.1108e-09 | -3.6129e-09 | 1.5543e-16 | -7.1108e-09 | 3.6129e-09 | 0 | 0 | 0 | 0 | 0 | 0 | 0.99361 | 0.52377 | 0.89647 | 0.99361 | 0.52377 | 0.89647 | 2.655e-13 | -143.9912 | 134.5117 | 2.5341e-13 | -143.9912 | 134.5117
Line10_11_12 | 0 | 0 | 0 | 0 | 0 | 0 | 0 | 0 | 0 | 0 | 0 | 0 | 1.4766e-15 | 1.6999e-15 | -1.1756e-15 | -1.3989e-15 | -1.4306e-15 | 7.8431e-16 | -1.5543e-16 | 1.0503e-08 | -1.0503e-08 | 1.1657e-16 | -1.0503e-08 | 1.0503e-08 | 0 | 0 | 0 | 0 | 0 | 0 | 0.90933 | 0 | 0.90933 | 0.90933 | 0 | 0.90933 | 1.9795e-13 | -180 | 180 | 1.7172e-13 | -180 | 180
Line11_12_13 | 0 | 0 | 0 | 0 | 0 | 0 | 0 | 0 | 0 | 0 | 0 | 0 | 1.1657e-15 | 1.5743e-15 | -1.5344e-15 | -1.088e-15 | -1.1336e-15 | 1.1202e-15 | -1.5543e-16 | 8.7523e-09 | -8.7523e-09 | 1.1657e-16 | -8.7523e-09 | 8.7523e-09 | 0 | 0 | 0 | 0 | 0 | 0 | 0.90933 | 0 | 0.90933 | 0.90933 | 0 | 0.90933 | 1.7172e-13 | -180 | 180 | 1.5181e-13 | -180 | 180
Line12_13_15 | 0 | 0 | 0 | 0 | 0 | 0 | 0 | 0 | 0 | 0 | 0 | 0 | 6.9944e-16 | 7.0346e-16 | -8.8971e-16 | -6.9944e-16 | -5.6812e-16 | 9.0847e-16 | 7.7716e-17 | 5.2514e-09 | -5.2514e-09 | -7.7716e-17 | -5.2514e-09 | 5.2514e-09 | 0 | 0 | 0 | 0 | 0 | 0 | 0.90933 | 0 | 0.90933 | 0.90933 | 0 | 0.90933 | 1.5181e-13 | -180 | 180 | 1.4206e-13 | -180 | 180
Line13_13_14 | 0 | 0 | 0 | 0 | 0 | 0 | 0 | 0 | 0 | 0 | 0 | 0 | 1.5543e-16 | 1.9563e-16 | -1.9295e-16 | -7.7716e-17 | -1.1583e-16 | -1.1583e-16 | -3.8858e-17 | 1.7505e-09 | -1.7505e-09 | 3.8858e-17 | -1.7505e-09 | 1.7505e-09 | 0 | 0 | 0 | 0 | 0 | 0 | 0.90933 | 0 | 0.90933 | 0.90933 | 0 | 0.90933 | 1.5181e-13 | -180 | 180 | 1.4861e-13 | -180 | 180
Line14_15_16 | 0 | 0 | 0 | 0 | 0 | 0 | 0 | 0 | 0 | 0 | 0 | 0 | 2.3315e-16 | 8.0618e-16 | -7.0927e-16 | -1.5543e-16 | -5.2584e-16 | 7.1761e-16 | 7.7716e-17 | 3.5009e-09 | -3.5009e-09 | -7.7716e-17 | -3.5009e-09 | 3.5009e-09 | 0 | 0 | 0 | 0 | 0 | 0 | 0.90933 | 0 | 0.90933 | 0.90933 | 0 | 0.90933 | 1.4206e-13 | -180 | 180 | 1.3705e-13 | -180 | 180
Line15_16_17 | 0 | 0 | 0 | 0 | 0 | 0 | 0 | 0 | 0 | 0 | 0 | 0 | -7.7716e-17 | 3.0178e-16 | -2.0337e-16 | 7.7716e-17 | -2.769e-17 | 5.0026e-17 | -1.8589e-31 | 1.7505e-09 | -1.7505e-09 | 1.8516e-31 | -1.7505e-09 | 1.7505e-09 | 0 | 0 | 0 | 0 | 0 | 0 | 0.90933 | 0 | 0.90933 | 0.90933 | 0 | 0.90933 | 1.3705e-13 | -180 | 180 | 1.3651e-13 | -180 | 180
Line16_4_18 | 0 | 0 | 0 | 0 | 0 | 0 | 0 | 0 | 0 | 0 | 0 | 0 | -1.1657e-16 | -5.6131e-10 | -8.979e-10 | 3.8858e-17 | 5.6131e-10 | 8.979e-10 | 3.8858e-17 | 1.1851e-09 | -6.0215e-10 | 1.762e-31 | -1.1851e-09 | 6.0215e-10 | 0 | 0 | 0 | 0 | 0 | 0 | 0.99361 | 0.52377 | 0.89647 | 0.99361 | 0.52377 | 0.89647 | 2.6046e-13 | -143.9912 | 134.5117 | 2.5981e-13 | -143.9912 | 134.5117
Line17_5_19 | 0 | 0 | 0 | 0 | 0 | 0 | 0 | 0 | 0 | 0 | 0 | 0 | -1.1657e-16 | -5.6131e-10 | -8.979e-10 | 3.8858e-17 | 5.6131e-10 | 8.979e-10 | 3.8858e-17 | 1.1851e-09 | -6.0215e-10 | 1.762e-31 | -1.1851e-09 | 6.0215e-10 | 0 | 0 | 0 | 0 | 0 | 0 | 0.99361 | 0.52377 | 0.89647 | 0.99361 | 0.52377 | 0.89647 | 2.6046e-13 | -143.9912 | 134.5117 | 2.5981e-13 | -143.9912 | 134.5117
Line1_1_3 | 0 | 4.6848 | 4.6848 | 0 | 4.6848 | 4.6848 | 0 | 1.0819 | 1.0819 | 0 | 1.0819 | 1.0819 | 2.0983e-15 | 0.76694 | -0.328 | -1.9429e-15 | -0.54747 | 0.54747 | 9.7232e-30 | 0.28761 | 0.59028 | 3.8858e-17 | 0.15134 | -0.15134 | 0 | -164.5475 | 15.4525 | 0 | 15.4525 | -164.5475 | 0.99361 | 0.52377 | 0.89647 | 0.90933 | 0 | 0.90933 | 2.655e-13 | -143.9912 | 134.5117 | 2.2801e-13 | 180 | -180
Line2_1_4 | 0 | 0 | 0 | 0 | 0 | 0 | 0 | 0 | 0 | 0 | 0 | 0 | 2.72e-16 | -1.1226e-09 | -1.7958e-09 | -2.3315e-16 | 1.1226e-09 | 1.7958e-09 | -3.8858e-17 | 2.3703e-09 | -1.2043e-09 | 7.7716e-17 | -2.3703e-09 | 1.2043e-09 | 0 | 0 | 0 | 0 | 0 | 0 | 0.99361 | 0.52377 | 0.89647 | 0.99361 | 0.52377 | 0.89647 | 2.655e-13 | -143.9912 | 134.5117 | 2.6046e-13 | -143.9912 | 134.5117
Line3_1_5 | 0 | 0 | 0 | 0 | 0 | 0 | 0 | 0 | 0 | 0 | 0 | 0 | 2.72e-16 | -1.1226e-09 | -1.7958e-09 | -2.3315e-16 | 1.1226e-09 | 1.7958e-09 | -3.8858e-17 | 2.3703e-09 | -1.2043e-09 | 7.7716e-17 | -2.3703e-09 | 1.2043e-09 | 0 | 0 | 0 | 0 | 0 | 0 | 0.99361 | 0.52377 | 0.89647 | 0.99361 | 0.52377 | 0.89647 | 2.655e-13 | -143.9912 | 134.5117 | 2.6046e-13 | -143.9912 | 134.5117
Line4_2_6 | 0 | 0 | 0 | 0 | 0 | 0 | 0 | 0 | 0 | 0 | 0 | 0 | 3.8858e-16 | -2.8066e-09 | -4.4895e-09 | -4.2744e-16 | 2.8066e-09 | 4.4895e-09 | -3.8858e-17 | 5.9257e-09 | -3.0107e-09 | 3.8858e-17 | -5.9257e-09 | 3.0107e-09 | 0 | 0 | 0 | 0 | 0 | 0 | 0.99361 | 0.52377 | 0.89647 | 0.99361 | 0.52377 | 0.89647 | 2.5341e-13 | -143.9912 | 134.5117 | 2.4471e-13 | -143.9912 | 134.5117
Line5_6_7 | 0 | 0 | 0 | 0 | 0 | 0 | 0 | 0 | 0 | 0 | 0 | 0 | 2.72e-16 | -2.2453e-09 | -3.5916e-09 | -3.1086e-16 | 2.2453e-09 | 3.5916e-09 | -7.7716e-17 | 4.7405e-09 | -2.4086e-09 | 1.1657e-16 | -4.7405e-09 | 2.4086e-09 | 0 | 0 | 0 | 0 | 0 | 0 | 0.99361 | 0.52377 | 0.89647 | 0.99361 | 0.52377 | 0.89647 | 2.4471e-13 | -143.9912 | 134.5117 | 2.3814e-13 | -143.9912 | 134.5117
Line6_7_8 | 0 | 0 | 0 | 0 | 0 | 0 | 0 | 0 | 0 | 0 | 0 | 0 | 4.2744e-16 | -1.6839e-09 | -2.6937e-09 | -3.8858e-16 | 1.6839e-09 | 2.6937e-09 | -1.9429e-16 | 3.5554e-09 | -1.8064e-09 | 1.5543e-16 | -3.5554e-09 | 1.8064e-09 | 0 | 0 | 0 | 0 | 0 | 0 | 0.99361 | 0.52377 | 0.89647 | 0.99361 | 0.52377 | 0.89647 | 2.3814e-13 | -143.9912 | 134.5117 | 2.3251e-13 | -143.9912 | 134.5117
Line7_8_9 | 0 | 0 | 0 | 0 | 0 | 0 | 0 | 0 | 0 | 0 | 0 | 0 | -7.7716e-17 | -5.6131e-10 | -8.979e-10 | 7.7716e-17 | 5.6131e-10 | 8.979e-10 | -3.1537e-31 | 1.1851e-09 | -6.0215e-10 | 3.1321e-31 | -1.1851e-09 | 6.0215e-10 | 0 | 0 | 0 | 0 | 0 | 0 | 0.99361 | 0.52377 | 0.89647 | 0.99361 | 0.52377 | 0.89647 | 2.3251e-13 | -143.9912 | 134.5117 | 2.3091e-13 | -143.9912 | 134.5117
Line8_8_10 | 0 | 0 | 0 | 0 | 0 | 0 | 0 | 0 | 0 | 0 | 0 | 0 | -3.8858e-17 | -5.6131e-10 | -8.979e-10 | 3.8858e-17 | 5.6131e-10 | 8.979e-10 | -3.8858e-17 | 1.1851e-09 | -6.0215e-10 | 1.5671e-31 | -1.1851e-09 | 6.0215e-10 | 0 | 0 | 0 | 0 | 0 | 0 | 0.99361 | 0.52377 | 0.89647 | 0.99361 | 0.52377 | 0.89647 | 2.3251e-13 | -143.9912 | 134.5117 | 2.3107e-13 | -143.9912 | 134.5117
Line9_3_11 | 0 | 0 | 0 | 0 | 0 | 0 | 0 | 0 | 0 | 0 | 0 | 0 | 1.8652e-15 | 1.7875e-15 | -1.2434e-15 | -1.8652e-15 | -1.491e-15 | 7.2386e-16 | -7.7716e-17 | 1.2253e-08 | -1.2253e-08 | 7.7716e-17 | -1.2253e-08 | 1.2253e-08 | 0 | 0 | 0 | 0 | 0 | 0 | 0.90933 | 0 | 0.90933 | 0.90933 | 0 | 0.90933 | 2.2801e-13 | 180 | -180 | 1.9795e-13 | -180 | 180

## LL_max_10
name | pf_ikss_a_from_ka | pf_ikss_b_from_ka | pf_ikss_c_from_ka | pf_ikss_a_to_ka | pf_ikss_b_to_ka | pf_ikss_c_to_ka | pf_skss_a_from_mw | pf_skss_b_from_mw | pf_skss_c_from_mw | pf_skss_a_to_mw | pf_skss_b_to_mw | pf_skss_c_to_mw | pf_p_a_from_mw | pf_p_b_from_mw | pf_p_c_from_mw | pf_p_a_to_mw | pf_p_b_to_mw | pf_p_c_to_mw | pf_q_a_from_mvar | pf_q_b_from_mvar | pf_q_c_from_mvar | pf_q_a_to_mvar | pf_q_b_to_mvar | pf_q_c_to_mvar | pf_ikss_a_from_degree | pf_ikss_b_from_degree | pf_ikss_c_from_degree | pf_ikss_a_to_degree | pf_ikss_b_to_degree | pf_ikss_c_to_degree | pf_vm_a_from_pu | pf_vm_b_from_pu | pf_vm_c_from_pu | pf_vm_a_to_pu | pf_vm_b_to_pu | pf_vm_c_to_pu | pf_va_a_from_degree | pf_va_b_from_degree | pf_va_c_from_degree | pf_va_a_to_degree | pf_va_b_to_degree | pf_va_c_to_degree
Line0_1_2 | 0 | 0 | 0 | 0 | 0 | 0 | 0 | 0 | 0 | 0 | 0 | 0 | 1.0177e-15 | -3.6906e-09 | -5.9037e-09 | -9.3629e-16 | 3.6906e-09 | 5.9037e-09 | 4.886e-30 | 7.9391e-09 | -4.1059e-09 | -4.0708e-17 | -7.9391e-09 | 4.1059e-09 | 0 | 0 | 0 | 0 | 0 | 0 | 1.0392 | 0.53578 | 0.93737 | 1.0392 | 0.53578 | 0.93737 | 2.7508e-13 | -144.6567 | 135.2288 | 2.6266e-13 | -144.6567 | 135.2288
Line10_11_12 | 0 | 0 | 0 | 0 | 0 | 0 | 0 | 0 | 0 | 0 | 0 | 0 | 1.7912e-15 | 1.4508e-15 | -1.0731e-15 | -1.6283e-15 | -9.6139e-16 | 1.1554e-15 | -2.4425e-16 | 1.1527e-08 | -1.1527e-08 | 2.4425e-16 | -1.1527e-08 | 1.1527e-08 | 0 | 0 | 0 | 0 | 0 | 0 | 0.95263 | 0 | 0.95263 | 0.95263 | 0 | 0.95263 | 2.0895e-13 | -180 | 180 | 1.8272e-13 | -180 | 180
Line11_12_13 | 0 | 0 | 0 | 0 | 0 | 0 | 0 | 0 | 0 | 0 | 0 | 0 | 1.7912e-15 | 9.9113e-16 | -2.1027e-15 | -1.6283e-15 | -7.7111e-16 | 1.5086e-15 | -3.2567e-16 | 9.6057e-09 | -9.6057e-09 | 3.2567e-16 | -9.6057e-09 | 9.6057e-09 | 0 | 0 | 0 | 0 | 0 | 0 | 0.95263 | 0 | 0.95263 | 0.95263 | 0 | 0.95263 | 1.8272e-13 | -180 | 180 | 1.6281e-13 | -180 | 180
Line12_13_15 | 0 | 0 | 0 | 0 | 0 | 0 | 0 | 0 | 0 | 0 | 0 | 0 | 8.1416e-16 | 1.2605e-15 | -1.1005e-15 | -6.5133e-16 | -9.1429e-16 | 7.9545e-16 | 2.3135e-30 | 5.7634e-09 | -5.7634e-09 | -1.7399e-30 | -5.7634e-09 | 5.7634e-09 | 0 | 0 | 0 | 0 | 0 | 0 | 0.95263 | 0 | 0.95263 | 0.95263 | 0 | 0.95263 | 1.6281e-13 | -180 | 180 | 1.5306e-13 | -180 | 180
Line13_13_14 | 0 | 0 | 0 | 0 | 0 | 0 | 0 | 0 | 0 | 0 | 0 | 0 | 1.6283e-16 | 4.0239e-17 | -3.6684e-16 | -3.2567e-16 | 3.6913e-16 | 3.6913e-16 | -8.1416e-17 | 1.9211e-09 | -1.9211e-09 | -9.0722e-31 | -1.9211e-09 | 1.9211e-09 | 0 | 0 | 0 | 0 | 0 | 0 | 0.95263 | 0 | 0.95263 | 0.95263 | 0 | 0.95263 | 1.6281e-13 | -180 | 180 | 1.5961e-13 | -180 | 180
Line14_15_16 | 0 | 0 | 0 | 0 | 0 | 0 | 0 | 0 | 0 | 0 | 0 | 0 | 4.885e-16 | 7.995e-16 | -1.3987e-15 | -4.885e-16 | -4.6468e-16 | 7.5656e-16 | 8.1416e-17 | 3.8423e-09 | -3.8423e-09 | -8.1416e-17 | -3.8423e-09 | 3.8423e-09 | 0 | 0 | 0 | 0 | 0 | 0 | 0.95263 | 0 | 0.95263 | 0.95263 | 0 | 0.95263 | 1.5306e-13 | -180 | 180 | 1.4804e-13 | -180 | 180
Line15_16_17 | 0 | 0 | 0 | 0 | 0 | 0 | 0 | 0 | 0 | 0 | 0 | 0 | -1.6283e-16 | 4.3588e-16 | -7.0395e-16 | 1.6283e-16 | 2.1774e-16 | 5.4904e-17 | -4.2074e-31 | 1.9211e-09 | -1.9211e-09 | 4.192e-31 | -1.9211e-09 | 1.9211e-09 | 0 | 0 | 0 | 0 | 0 | 0 | 0.95263 | 0 | 0.95263 | 0.95263 | 0 | 0.95263 | 1.4804e-13 | -180 | 180 | 1.475e-13 | -180 | 180
Line16_4_18 | 0 | 0 | 0 | 0 | 0 | 0 | 0 | 0 | 0 | 0 | 0 | 0 | 3.8356e-31 | -6.151e-10 | -9.8395e-10 | 8.1416e-17 | 6.151e-10 | 9.8395e-10 | -8.1416e-17 | 1.3232e-09 | -6.8431e-10 | 4.0708e-17 | -1.3232e-09 | 6.8431e-10 | 0 | 0 | 0 | 0 | 0 | 0 | 1.0392 | 0.53578 | 0.93737 | 1.0392 | 0.53578 | 0.93737 | 2.6992e-13 | -144.6567 | 135.2288 | 2.6927e-13 | -144.6567 | 135.2288
Line17_5_19 | 0 | 0 | 0 | 0 | 0 | 0 | 0 | 0 | 0 | 0 | 0 | 0 | 3.8356e-31 | -6.151e-10 | -9.8395e-10 | 8.1416e-17 | 6.151e-10 | 9.8395e-10 | -8.1416e-17 | 1.3232e-09 | -6.8431e-10 | 4.0708e-17 | -1.3232e-09 | 6.8431e-10 | 0 | 0 | 0 | 0 | 0 | 0 | 1.0392 | 0.53578 | 0.93737 | 1.0392 | 0.53578 | 0.93737 | 2.6992e-13 | -144.6567 | 135.2288 | 2.6927e-13 | -144.6567 | 135.2288
Line1_1_3 | 0 | 4.7922 | 4.7922 | 0 | 4.7922 | 4.7922 | 0 | 1.1067 | 1.1067 | 0 | 1.1067 | 1.1067 | 2.4425e-15 | 0.81705 | -0.35775 | -2.4425e-15 | -0.5874 | 0.5874 | -8.1416e-17 | 0.29973 | 0.61888 | 8.1416e-17 | 0.15957 | -0.15957 | 0 | -164.8019 | 15.1981 | 0 | 15.1981 | -164.8019 | 1.0392 | 0.53578 | 0.93737 | 0.95263 | 0 | 0.95263 | 2.7508e-13 | -144.6567 | 135.2288 | 2.3901e-13 | 180 | 180
Line2_1_4 | 0 | 0 | 0 | 0 | 0 | 0 | 0 | 0 | 0 | 0 | 0 | 0 | 2.0354e-16 | -1.2302e-09 | -1.9679e-09 | -2.0354e-16 | 1.2302e-09 | 1.9679e-09 | 9.772e-31 | 2.6464e-09 | -1.3686e-09 | -4.0708e-17 | -2.6464e-09 | 1.3686e-09 | 0 | 0 | 0 | 0 | 0 | 0 | 1.0392 | 0.53578 | 0.93737 | 1.0392 | 0.53578 | 0.93737 | 2.7508e-13 | -144.6567 | 135.2288 | 2.6992e-13 | -144.6567 | 135.2288
Line3_1_5 | 0 | 0 | 0 | 0 | 0 | 0 | 0 | 0 | 0 | 0 | 0 | 0 | 2.0354e-16 | -1.2302e-09 | -1.9679e-09 | -2.0354e-16 | 1.2302e-09 | 1.9679e-09 | 9.772e-31 | 2.6464e-09 | -1.3686e-09 | -4.0708e-17 | -2.6464e-09 | 1.3686e-09 | 0 | 0 | 0 | 0 | 0 | 0 | 1.0392 | 0.53578 | 0.93737 | 1.0392 | 0.53578 | 0.93737 | 2.7508e-13 | -144.6567 | 135.2288 | 2.6992e-13 | -144.6567 | 135.2288
Line4_2_6 | 0 | 0 | 0 | 0 | 0 | 0 | 0 | 0 | 0 | 0 | 0 | 0 | 6.9204e-16 | -3.0755e-09 | -4.9198e-09 | -6.1062e-16 | 3.0755e-09 | 4.9198e-09 | 3.1725e-30 | 6.6159e-09 | -3.4216e-09 | -2.6913e-30 | -6.6159e-09 | 3.4216e-09 | 0 | 0 | 0 | 0 | 0 | 0 | 1.0392 | 0.53578 | 0.93737 | 1.0392 | 0.53578 | 0.93737 | 2.6266e-13 | -144.6567 | 135.2288 | 2.5253e-13 | -144.6567 | 135.2288
Line5_6_7 | 0 | 0 | 0 | 0 | 0 | 0 | 0 | 0 | 0 | 0 | 0 | 0 | 4.0708e-16 | -2.4604e-09 | -3.9358e-09 | -4.885e-16 | 2.4604e-09 | 3.9358e-09 | -4.0708e-17 | 5.2927e-09 | -2.7373e-09 | 4.0708e-17 | -5.2927e-09 | 2.7373e-09 | 0 | 0 | 0 | 0 | 0 | 0 | 1.0392 | 0.53578 | 0.93737 | 1.0392 | 0.53578 | 0.93737 | 2.5253e-13 | -144.6567 | 135.2288 | 2.4647e-13 | -144.6567 | 135.2288
Line6_7_8 | 0 | 0 | 0 | 0 | 0 | 0 | 0 | 0 | 0 | 0 | 0 | 0 | 2.4425e-16 | -1.8453e-09 | -2.9519e-09 | -3.2567e-16 | 1.8453e-09 | 2.9519e-09 | -8.1416e-17 | 3.9696e-09 | -2.0529e-09 | 4.0708e-17 | -3.9696e-09 | 2.0529e-09 | 0 | 0 | 0 | 0 | 0 | 0 | 1.0392 | 0.53578 | 0.93737 | 1.0392 | 0.53578 | 0.93737 | 2.4647e-13 | -144.6567 | 135.2288 | 2.4294e-13 | -144.6567 | 135.2288
Line7_8_9 | 0 | 0 | 0 | 0 | 0 | 0 | 0 | 0 | 0 | 0 | 0 | 0 | -4.0708e-17 | -6.151e-10 | -9.8395e-10 | 4.0708e-17 | 6.151e-10 | 9.8395e-10 | -1.7261e-31 | 1.3232e-09 | -6.8431e-10 | -4.0708e-17 | -1.3232e-09 | 6.8431e-10 | 0 | 0 | 0 | 0 | 0 | 0 | 1.0392 | 0.53578 | 0.93737 | 1.0392 | 0.53578 | 0.93737 | 2.4294e-13 | -144.6567 | 135.2288 | 2.4131e-13 | -144.6567 | 135.2288
Line8_8_10 | 0 | 0 | 0 | 0 | 0 | 0 | 0 | 0 | 0 | 0 | 0 | 0 | -4.0708e-17 | -6.151e-10 | -9.8395e-10 | 4.0708e-17 | 6.151e-10 | 9.8395e-10 | 4.0708e-17 | 1.3232e-09 | -6.8431e-10 | -8.1416e-17 | -1.3232e-09 | 6.8431e-10 | 0 | 0 | 0 | 0 | 0 | 0 | 1.0392 | 0.53578 | 0.93737 | 1.0392 | 0.53578 | 0.93737 | 2.4294e-13 | -144.6567 | 135.2288 | 2.4124e-13 | -144.6567 | 135.2288
Line9_3_11 | 0 | 0 | 0 | 0 | 0 | 0 | 0 | 0 | 0 | 0 | 0 | 0 | 1.6283e-15 | 2.931e-15 | -1.3027e-15 | -1.954e-15 | -2.4932e-15 | 1.0891e-15 | 8.1416e-17 | 1.3448e-08 | -1.3448e-08 | -8.1416e-17 | -1.3448e-08 | 1.3448e-08 | 0 | 0 | 0 | 0 | 0 | 0 | 0.95263 | 0 | 0.95263 | 0.95263 | 0 | 0.95263 | 2.3901e-13 | 180 | 180 | 2.0895e-13 | -180 | 180

## LL_max_fault_6
name | pf_ikss_a_from_ka | pf_ikss_b_from_ka | pf_ikss_c_from_ka | pf_ikss_a_to_ka | pf_ikss_b_to_ka | pf_ikss_c_to_ka | pf_skss_a_from_mw | pf_skss_b_from_mw | pf_skss_c_from_mw | pf_skss_a_to_mw | pf_skss_b_to_mw | pf_skss_c_to_mw | pf_p_a_from_mw | pf_p_b_from_mw | pf_p_c_from_mw | pf_p_a_to_mw | pf_p_b_to_mw | pf_p_c_to_mw | pf_q_a_from_mvar | pf_q_b_from_mvar | pf_q_c_from_mvar | pf_q_a_to_mvar | pf_q_b_to_mvar | pf_q_c_to_mvar | pf_ikss_a_from_degree | pf_ikss_b_from_degree | pf_ikss_c_from_degree | pf_ikss_a_to_degree | pf_ikss_b_to_degree | pf_ikss_c_to_degree | pf_vm_a_from_pu | pf_vm_b_from_pu | pf_vm_c_from_pu | pf_vm_a_to_pu | pf_vm_b_to_pu | pf_vm_c_to_pu | pf_va_a_from_degree | pf_va_b_from_degree | pf_va_c_from_degree | pf_va_a_to_degree | pf_va_b_to_degree | pf_va_c_to_degree
Line0_1_2 | 0 | 0 | 0 | 0 | 0 | 0 | 0 | 0 | 0 | 0 | 0 | 0 | 6.3751e-18 | -4.6348e-11 | -1.3405e-10 | -6.3751e-18 | 4.6348e-11 | 1.3405e-10 | 4.2501e-18 | 1.2847e-10 | 2.3429e-11 | -5.4644e-18 | -1.2847e-10 | -2.3429e-11 | 0 | 0 | 0 | 0 | 0 | 0 | 1.0506 | 1.0448 | 1.0468 | 1.0506 | 1.0448 | 1.0468 | 2.4225e-15 | -120.3041 | 119.9443 | 2.3286e-15 | -120.3041 | 119.9443
Line10_11_12 | 0 | 0 | 0 | 0 | 0 | 0 | 0 | 0 | 0 | 0 | 0 | 0 | 1.3965e-17 | -1.3204e-10 | -2.6052e-10 | -1.5179e-17 | 1.3204e-10 | 2.6052e-10 | 4.8572e-18 | 2.2624e-10 | -3.7092e-12 | -3.6429e-18 | -2.2624e-10 | 3.7092e-12 | 0 | 0 | 0 | 0 | 0 | 0 | 1.0499 | 1.0385 | 1.0444 | 1.0499 | 1.0385 | 1.0444 | 1.6658e-15 | -120.5374 | 120.0089 | 1.3486e-15 | -120.5374 | 120.0089
Line11_12_13 | 0 | 0 | 0 | 0 | 0 | 0 | 0 | 0 | 0 | 0 | 0 | 0 | 1.3357e-17 | -1.1004e-10 | -2.171e-10 | -1.2143e-17 | 1.1004e-10 | 2.171e-10 | -1.2143e-18 | 1.8854e-10 | -3.091e-12 | -1.2143e-18 | -1.8854e-10 | 3.091e-12 | 0 | 0 | 0 | 0 | 0 | 0 | 1.0499 | 1.0385 | 1.0444 | 1.0499 | 1.0385 | 1.0444 | 1.3486e-15 | -120.5374 | 120.0089 | 1.0958e-15 | -120.5374 | 120.0089
Line12_13_15 | 0 | 0 | 0 | 0 | 0 | 0 | 0 | 0 | 0 | 0 | 0 | 0 | 1.0322e-17 | -6.6022e-11 | -1.3026e-10 | -7.893e-18 | 6.6022e-11 | 1.3026e-10 | 4.8572e-18 | 1.1312e-10 | -1.8546e-12 | -3.6429e-18 | -1.1312e-10 | 1.8546e-12 | 0 | 0 | 0 | 0 | 0 | 0 | 1.0499 | 1.0385 | 1.0444 | 1.0499 | 1.0385 | 1.0444 | 1.0958e-15 | -120.5374 | 120.0089 | 9.718e-16 | -120.5374 | 120.0089
Line13_13_14 | 0 | 0 | 0 | 0 | 0 | 0 | 0 | 0 | 0 | 0 | 0 | 0 | 4.2501e-18 | -2.2007e-11 | -4.3421e-11 | -1.8215e-18 | 2.2007e-11 | 4.3421e-11 | -1.2143e-18 | 3.7707e-11 | -6.1819e-13 | 2.4286e-18 | -3.7707e-11 | 6.182e-13 | 0 | 0 | 0 | 0 | 0 | 0 | 1.0499 | 1.0385 | 1.0444 | 1.0499 | 1.0385 | 1.0444 | 1.0958e-15 | -120.5374 | 120.0089 | 1.0631e-15 | -120.5374 | 120.0089
Line14_15_16 | 0 | 0 | 0 | 0 | 0 | 0 | 0 | 0 | 0 | 0 | 0 | 0 | 4.2501e-18 | -4.4015e-11 | -8.6842e-11 | -4.2501e-18 | 4.4015e-11 | 8.6842e-11 | 7.2086e-35 | 7.5415e-11 | -1.2364e-12 | -2.4286e-18 | -7.5415e-11 | 1.2364e-12 | 0 | 0 | 0 | 0 | 0 | 0 | 1.0499 | 1.0385 | 1.0444 | 1.0499 | 1.0385 | 1.0444 | 9.718e-16 | -120.5374 | 120.0089 | 9.1059e-16 | -120.5374 | 120.0089
Line15_16_17 | 0 | 0 | 0 | 0 | 0 | 0 | 0 | 0 | 0 | 0 | 0 | 0 | -6.0715e-19 | -2.2007e-11 | -4.3421e-11 | -1.8215e-18 | 2.2007e-11 | 4.3421e-11 | -1.2143e-18 | 3.7707e-11 | -6.1819e-13 | -2.8002e-35 | -3.7707e-11 | 6.182e-13 | 0 | 0 | 0 | 0 | 0 | 0 | 1.0499 | 1.0385 | 1.0444 | 1.0499 | 1.0385 | 1.0444 | 9.1059e-16 | -120.5374 | 120.0089 | 8.8082e-16 | -120.5374 | 120.0089
Line16_4_18 | 0 | 0 | 0 | 0 | 0 | 0 | 0 | 0 | 0 | 0 | 0 | 0 | 3.0358e-19 | -7.7246e-12 | -2.2341e-11 | -3.0358e-19 | 7.7246e-12 | 2.2341e-11 | 6.0715e-19 | 2.1412e-11 | 3.9049e-12 | -6.0715e-19 | -2.1412e-11 | -3.9049e-12 | 0 | 0 | 0 | 0 | 0 | 0 | 1.0506 | 1.0448 | 1.0468 | 1.0506 | 1.0448 | 1.0468 | 2.3641e-15 | -120.3041 | 119.9443 | 2.3451e-15 | -120.3041 | 119.9443
Line17_5_19 | 0 | 0 | 0 | 0 | 0 | 0 | 0 | 0 | 0 | 0 | 0 | 0 | 3.0358e-19 | -7.7246e-12 | -2.2341e-11 | -3.0358e-19 | 7.7246e-12 | 2.2341e-11 | 6.0715e-19 | 2.1412e-11 | 3.9049e-12 | -6.0715e-19 | -2.1412e-11 | -3.9049e-12 | 0 | 0 | 0 | 0 | 0 | 0 | 1.0506 | 1.0448 | 1.0468 | 1.0506 | 1.0448 | 1.0468 | 2.3641e-15 | -120.3041 | 119.9443 | 2.3451e-15 | -120.3041 | 119.9443
Line1_1_3 | 0 | 0.058748 | 0.058748 | 0 | 0.058748 | 0.058748 | 0 | 0.013567 | 0.013567 | 0 | 0.013567 | 0.013567 | 2.0643e-17 | 0.01373 | 0.0035952 | -2.0643e-17 | -0.013696 | -0.0035606 | 9.7145e-18 | 0.003692 | 0.013703 | -8.5001e-18 | -0.0036229 | -0.013634 | 0 | -135.3543 | 44.6457 | 0 | 44.6457 | -135.3543 | 1.0506 | 1.0448 | 1.0468 | 1.0499 | 1.0385 | 1.0444 | 2.4225e-15 | -120.3041 | 119.9443 | 2.0194e-15 | -120.5374 | 120.0089
Line2_1_4 | 0 | 0 | 0 | 0 | 0 | 0 | 0 | 0 | 0 | 0 | 0 | 0 | 2.4286e-18 | -1.5449e-11 | -4.4683e-11 | -2.4286e-18 | 1.5449e-11 | 4.4683e-11 | 1.0268e-34 | 4.2824e-11 | 7.8097e-12 | -1.0021e-34 | -4.2824e-11 | -7.8097e-12 | 0 | 0 | 0 | 0 | 0 | 0 | 1.0506 | 1.0448 | 1.0468 | 1.0506 | 1.0448 | 1.0468 | 2.4225e-15 | -120.3041 | 119.9443 | 2.3641e-15 | -120.3041 | 119.9443
Line3_1_5 | 0 | 0 | 0 | 0 | 0 | 0 | 0 | 0 | 0 | 0 | 0 | 0 | 2.4286e-18 | -1.5449e-11 | -4.4683e-11 | -2.4286e-18 | 1.5449e-11 | 4.4683e-11 | 1.0268e-34 | 4.2824e-11 | 7.8097e-12 | -1.0021e-34 | -4.2824e-11 | -7.8097e-12 | 0 | 0 | 0 | 0 | 0 | 0 | 1.0506 | 1.0448 | 1.0468 | 1.0506 | 1.0448 | 1.0468 | 2.4225e-15 | -120.3041 | 119.9443 | 2.3641e-15 | -120.3041 | 119.9443
Line4_2_6 | 0 | 0 | 0 | 0 | 0 | 0 | 0 | 0 | 0 | 0 | 0 | 0 | 3.9465e-18 | -3.8623e-11 | -1.1171e-10 | -3.3393e-18 | 3.8623e-11 | 1.1171e-10 | 2.4286e-18 | 1.0706e-10 | 1.9524e-11 | -2.4286e-18 | -1.0706e-10 | -1.9524e-11 | 0 | 0 | 0 | 0 | 0 | 0 | 1.0506 | 1.0448 | 1.0468 | 1.0506 | 1.0448 | 1.0468 | 2.3286e-15 | -120.3041 | 119.9443 | 2.2477e-15 | -120.3041 | 119.9443
Line5_6_7 | 0 | 0 | 0 | 0 | 0 | 0 | 0 | 0 | 0 | 0 | 0 | 0 | 3.0358e-18 | -3.0899e-11 | -8.9365e-11 | -2.4286e-18 | 3.0899e-11 | 8.9365e-11 | 1.8215e-18 | 8.5648e-11 | 1.5619e-11 | -1.8215e-18 | -8.5648e-11 | -1.5619e-11 | 0 | 0 | 0 | 0 | 0 | 0 | 1.0506 | 1.0448 | 1.0468 | 1.0506 | 1.0448 | 1.0468 | 2.2477e-15 | -120.3041 | 119.9443 | 2.1753e-15 | -120.3041 | 119.9443
Line6_7_8 | 0 | 0 | 0 | 0 | 0 | 0 | 0 | 0 | 0 | 0 | 0 | 0 | 2.4286e-18 | -2.3174e-11 | -6.7024e-11 | -2.4286e-18 | 2.3174e-11 | 6.7024e-11 | 6.0715e-19 | 6.4236e-11 | 1.1715e-11 | -1.2143e-18 | -6.4236e-11 | -1.1715e-11 | 0 | 0 | 0 | 0 | 0 | 0 | 1.0506 | 1.0448 | 1.0468 | 1.0506 | 1.0448 | 1.0468 | 2.1753e-15 | -120.3041 | 119.9443 | 2.1037e-15 | -120.3041 | 119.9443
Line7_8_9 | 0 | 0 | 0 | 0 | 0 | 0 | 0 | 0 | 0 | 0 | 0 | 0 | 1.2143e-18 | -7.7246e-12 | -2.2341e-11 | -1.2143e-18 | 7.7246e-12 | 2.2341e-11 | 4.4585e-35 | 2.1412e-11 | 3.9049e-12 | -4.4279e-35 | -2.1412e-11 | -3.9049e-12 | 0 | 0 | 0 | 0 | 0 | 0 | 1.0506 | 1.0448 | 1.0468 | 1.0506 | 1.0448 | 1.0468 | 2.1037e-15 | -120.3041 | 119.9443 | 2.0893e-15 | -120.3041 | 119.9443
Line8_8_10 | 0 | 0 | 0 | 0 | 0 | 0 | 0 | 0 | 0 | 0 | 0 | 0 | 6.0715e-19 | -7.7246e-12 | -2.2341e-11 | -6.0715e-19 | 7.7246e-12 | 2.2341e-11 | -6.0715e-19 | 2.1412e-11 | 3.9049e-12 | 6.0715e-19 | -2.1412e-11 | -3.9049e-12 | 0 | 0 | 0 | 0 | 0 | 0 | 1.0506 | 1.0448 | 1.0468 | 1.0506 | 1.0448 | 1.0468 | 2.1037e-15 | -120.3041 | 119.9443 | 2.0895e-15 | -120.3041 | 119.9443
Line9_3_11 | 0 | 0 | 0 | 0 | 0 | 0 | 0 | 0 | 0 | 0 | 0 | 0 | 2.2465e-17 | -1.5405e-10 | -3.0395e-10 | -2.3679e-17 | 1.5405e-10 | 3.0395e-10 | 6.0715e-18 | 2.6395e-10 | -4.3274e-12 | -6.0715e-18 | -2.6395e-10 | 4.3274e-12 | 0 | 0 | 0 | 0 | 0 | 0 | 1.0499 | 1.0385 | 1.0444 | 1.0499 | 1.0385 | 1.0444 | 2.0194e-15 | -120.5374 | 120.0089 | 1.6658e-15 | -120.5374 | 120.0089

## LL_max_fault_10
name | pf_ikss_a_from_ka | pf_ikss_b_from_ka | pf_ikss_c_from_ka | pf_ikss_a_to_ka | pf_ikss_b_to_ka | pf_ikss_c_to_ka | pf_skss_a_from_mw | pf_skss_b_from_mw | pf_skss_c_from_mw | pf_skss_a_to_mw | pf_skss_b_to_mw | pf_skss_c_to_mw | pf_p_a_from_mw | pf_p_b_from_mw | pf_p_c_from_mw | pf_p_a_to_mw | pf_p_b_to_mw | pf_p_c_to_mw | pf_q_a_from_mvar | pf_q_b_from_mvar | pf_q_c_from_mvar | pf_q_a_to_mvar | pf_q_b_to_mvar | pf_q_c_to_mvar | pf_ikss_a_from_degree | pf_ikss_b_from_degree | pf_ikss_c_from_degree | pf_ikss_a_to_degree | pf_ikss_b_to_degree | pf_ikss_c_to_degree | pf_vm_a_from_pu | pf_vm_b_from_pu | pf_vm_c_from_pu | pf_vm_a_to_pu | pf_vm_b_to_pu | pf_vm_c_to_pu | pf_va_a_from_degree | pf_va_b_from_degree | pf_va_c_from_degree | pf_va_a_to_degree | pf_va_b_to_degree | pf_va_c_to_degree
Line0_1_2 | 0 | 0 | 0 | 0 | 0 | 0 | 0 | 0 | 0 | 0 | 0 | 0 | 9.859e-18 | -5.3245e-11 | -1.54e-10 | -1.0495e-17 | 5.3245e-11 | 1.54e-10 | 5.0885e-18 | 1.4762e-10 | 2.6893e-11 | -3.8164e-18 | -1.4762e-10 | -2.6893e-11 | 0 | 0 | 0 | 0 | 0 | 0 | 1.1006 | 1.0943 | 1.0965 | 1.1006 | 1.0943 | 1.0965 | 2.6651e-15 | -120.3184 | 119.9418 | 2.5231e-15 | -120.3184 | 119.9418
Line10_11_12 | 0 | 0 | 0 | 0 | 0 | 0 | 0 | 0 | 0 | 0 | 0 | 0 | 2.0354e-17 | -1.4723e-10 | -2.927e-10 | -1.9082e-17 | 1.4723e-10 | 2.927e-10 | 2.5443e-18 | 2.5488e-10 | -2.9125e-12 | -2.5443e-18 | -2.5488e-10 | 2.9125e-12 | 0 | 0 | 0 | 0 | 0 | 0 | 1.1 | 1.0877 | 1.0939 | 1.1 | 1.0877 | 1.0939 | 1.8706e-15 | -120.5517 | 120.0063 | 1.5462e-15 | -120.5517 | 120.0063
Line11_12_13 | 0 | 0 | 0 | 0 | 0 | 0 | 0 | 0 | 0 | 0 | 0 | 0 | 1.5266e-17 | -1.2269e-10 | -2.4391e-10 | -1.781e-17 | 1.2269e-10 | 2.4391e-10 | 2.5443e-18 | 2.124e-10 | -2.4271e-12 | -2.5443e-18 | -2.124e-10 | 2.4271e-12 | 0 | 0 | 0 | 0 | 0 | 0 | 1.1 | 1.0877 | 1.0939 | 1.1 | 1.0877 | 1.0939 | 1.5462e-15 | -120.5517 | 120.0063 | 1.2877e-15 | -120.5517 | 120.0063
Line12_13_15 | 0 | 0 | 0 | 0 | 0 | 0 | 0 | 0 | 0 | 0 | 0 | 0 | 1.3993e-17 | -7.3613e-11 | -1.4635e-10 | -1.1449e-17 | 7.3613e-11 | 1.4635e-10 | 2.5443e-18 | 1.2744e-10 | -1.4562e-12 | -1.2721e-18 | -1.2744e-10 | 1.4562e-12 | 0 | 0 | 0 | 0 | 0 | 0 | 1.1 | 1.0877 | 1.0939 | 1.1 | 1.0877 | 1.0939 | 1.2877e-15 | -120.5517 | 120.0063 | 1.1608e-15 | -120.5517 | 120.0063
Line13_13_14 | 0 | 0 | 0 | 0 | 0 | 0 | 0 | 0 | 0 | 0 | 0 | 0 | 3.8164e-18 | -2.4538e-11 | -4.8783e-11 | -2.5443e-18 | 2.4538e-11 | 4.8783e-11 | -2.5443e-18 | 4.248e-11 | -4.8541e-13 | -5.5698e-35 | -4.248e-11 | 4.8541e-13 | 0 | 0 | 0 | 0 | 0 | 0 | 1.1 | 1.0877 | 1.0939 | 1.1 | 1.0877 | 1.0939 | 1.2877e-15 | -120.5517 | 120.0063 | 1.2543e-15 | -120.5517 | 120.0063
Line14_15_16 | 0 | 0 | 0 | 0 | 0 | 0 | 0 | 0 | 0 | 0 | 0 | 0 | 3.8164e-18 | -4.9075e-11 | -9.7566e-11 | -3.8164e-18 | 4.9075e-11 | 9.7566e-11 | 7.7319e-35 | 8.4959e-11 | -9.7082e-13 | -2.5443e-18 | -8.4959e-11 | 9.7082e-13 | 0 | 0 | 0 | 0 | 0 | 0 | 1.1 | 1.0877 | 1.0939 | 1.1 | 1.0877 | 1.0939 | 1.1608e-15 | -120.5517 | 120.0063 | 1.0982e-15 | -120.5517 | 120.0063
Line15_16_17 | 0 | 0 | 0 | 0 | 0 | 0 | 0 | 0 | 0 | 0 | 0 | 0 | 0 | -2.4538e-11 | -4.8783e-11 | 1.2721e-18 | 2.4538e-11 | 4.8783e-11 | 0 | 4.248e-11 | -4.8541e-13 | 1.2721e-18 | -4.248e-11 | 4.8543e-13 | 0 | 0 | 0 | 0 | 0 | 0 | 1.1 | 1.0877 | 1.0939 | 1.1 | 1.0877 | 1.0939 | 1.0982e-15 | -120.5517 | 120.0063 | 1.0676e-15 | -120.5517 | 120.0063
Line16_4_18 | 0 | 0 | 0 | 0 | 0 | 0 | 0 | 0 | 0 | 0 | 0 | 0 | 0 | -8.8742e-12 | -2.5666e-11 | -6.3607e-19 | 8.8742e-12 | 2.5666e-11 | 0 | 2.4603e-11 | 4.4821e-12 | -1.2721e-18 | -2.4603e-11 | -4.4821e-12 | 0 | 0 | 0 | 0 | 0 | 0 | 1.1006 | 1.0943 | 1.0965 | 1.1006 | 1.0943 | 1.0965 | 2.6039e-15 | -120.3184 | 119.9418 | 2.5841e-15 | -120.3184 | 119.9418
Line17_5_19 | 0 | 0 | 0 | 0 | 0 | 0 | 0 | 0 | 0 | 0 | 0 | 0 | 0 | -8.8742e-12 | -2.5666e-11 | -6.3607e-19 | 8.8742e-12 | 2.5666e-11 | 0 | 2.4603e-11 | 4.4821e-12 | -1.2721e-18 | -2.4603e-11 | -4.4821e-12 | 0 | 0 | 0 | 0 | 0 | 0 | 1.1006 | 1.0943 | 1.0965 | 1.1006 | 1.0943 | 1.0965 | 2.6039e-15 | -120.3184 | 119.9418 | 2.5841e-15 | -120.3184 | 119.9418
Line1_1_3 | 0 | 0.061531 | 0.061531 | 0 | 0.061531 | 0.061531 | 0 | 0.01421 | 0.01421 | 0 | 0.01421 | 0.01421 | 2.5443e-17 | 0.015064 | 0.0039414 | -2.7987e-17 | -0.015027 | -0.0039036 | 1.1449e-17 | 0.0040498 | 0.015032 | -8.9049e-18 | -0.0039741 | -0.014956 | 0 | -135.3656 | 44.6344 | 0 | 44.6344 | -135.3656 | 1.1006 | 1.0943 | 1.0965 | 1.1 | 1.0877 | 1.0939 | 2.6651e-15 | -120.3184 | 119.9418 | 2.232e-15 | -120.5517 | 120.0063
Line2_1_4 | 0 | 0 | 0 | 0 | 0 | 0 | 0 | 0 | 0 | 0 | 0 | 0 | 2.8623e-18 | -1.7748e-11 | -5.1333e-11 | -2.8623e-18 | 1.7748e-11 | 5.1333e-11 | 1.3314e-34 | 4.9206e-11 | 8.9643e-12 | 6.3607e-19 | -4.9206e-11 | -8.9643e-12 | 0 | 0 | 0 | 0 | 0 | 0 | 1.1006 | 1.0943 | 1.0965 | 1.1006 | 1.0943 | 1.0965 | 2.6651e-15 | -120.3184 | 119.9418 | 2.6039e-15 | -120.3184 | 119.9418
Line3_1_5 | 0 | 0 | 0 | 0 | 0 | 0 | 0 | 0 | 0 | 0 | 0 | 0 | 2.8623e-18 | -1.7748e-11 | -5.1333e-11 | -2.8623e-18 | 1.7748e-11 | 5.1333e-11 | 1.3314e-34 | 4.9206e-11 | 8.9643e-12 | 6.3607e-19 | -4.9206e-11 | -8.9643e-12 | 0 | 0 | 0 | 0 | 0 | 0 | 1.1006 | 1.0943 | 1.0965 | 1.1006 | 1.0943 | 1.0965 | 2.6651e-15 | -120.3184 | 119.9418 | 2.6039e-15 | -120.3184 | 119.9418
Line4_2_6 | 0 | 0 | 0 | 0 | 0 | 0 | 0 | 0 | 0 | 0 | 0 | 0 | 8.2688e-18 | -4.4371e-11 | -1.2833e-10 | -8.2688e-18 | 4.4371e-11 | 1.2833e-10 | 3.6413e-34 | 1.2301e-10 | 2.2411e-11 | -3.4764e-34 | -1.2301e-10 | -2.2411e-11 | 0 | 0 | 0 | 0 | 0 | 0 | 1.1006 | 1.0943 | 1.0965 | 1.1006 | 1.0943 | 1.0965 | 2.5231e-15 | -120.3184 | 119.9418 | 2.4088e-15 | -120.3184 | 119.9418
Line5_6_7 | 0 | 0 | 0 | 0 | 0 | 0 | 0 | 0 | 0 | 0 | 0 | 0 | 5.7246e-18 | -3.5497e-11 | -1.0267e-10 | -5.7246e-18 | 3.5497e-11 | 1.0267e-10 | 1.2721e-18 | 9.8412e-11 | 1.7929e-11 | -1.9082e-18 | -9.8412e-11 | -1.7929e-11 | 0 | 0 | 0 | 0 | 0 | 0 | 1.1006 | 1.0943 | 1.0965 | 1.1006 | 1.0943 | 1.0965 | 2.4088e-15 | -120.3184 | 119.9418 | 2.3317e-15 | -120.3184 | 119.9418
Line6_7_8 | 0 | 0 | 0 | 0 | 0 | 0 | 0 | 0 | 0 | 0 | 0 | 0 | 2.8623e-18 | -2.6622e-11 | -7.6999e-11 | -3.4984e-18 | 2.6622e-11 | 7.6999e-11 | 1.9082e-18 | 7.3809e-11 | 1.3446e-11 | -6.3607e-19 | -7.3809e-11 | -1.3446e-11 | 0 | 0 | 0 | 0 | 0 | 0 | 1.1006 | 1.0943 | 1.0965 | 1.1006 | 1.0943 | 1.0965 | 2.3317e-15 | -120.3184 | 119.9418 | 2.2746e-15 | -120.3184 | 119.9418
Line7_8_9 | 0 | 0 | 0 | 0 | 0 | 0 | 0 | 0 | 0 | 0 | 0 | 0 | -2.5251e-35 | -8.8742e-12 | -2.5666e-11 | 6.3607e-19 | 8.8742e-12 | 2.5666e-11 | 6.3607e-19 | 2.4603e-11 | 4.4821e-12 | 2.5083e-35 | -2.4603e-11 | -4.4821e-12 | 0 | 0 | 0 | 0 | 0 | 0 | 1.1006 | 1.0943 | 1.0965 | 1.1006 | 1.0943 | 1.0965 | 2.2746e-15 | -120.3184 | 119.9418 | 2.2594e-15 | -120.3184 | 119.9418
Line8_8_10 | 0 | 0 | 0 | 0 | 0 | 0 | 0 | 0 | 0 | 0 | 0 | 0 | 1.2721e-18 | -8.8742e-12 | -2.5666e-11 | -6.3607e-19 | 8.8742e-12 | 2.5666e-11 | 5.0502e-35 | 2.4603e-11 | 4.4821e-12 | 6.3607e-19 | -2.4603e-11 | -4.4821e-12 | 0 | 0 | 0 | 0 | 0 | 0 | 1.1006 | 1.0943 | 1.0965 | 1.1006 | 1.0943 | 1.0965 | 2.2746e-15 | -120.3184 | 119.9418 | 2.256e-15 | -120.3184 | 119.9418
Line9_3_11 | 0 | 0 | 0 | 0 | 0 | 0 | 0 | 0 | 0 | 0 | 0 | 0 | 2.417e-17 | -1.7176e-10 | -3.4148e-10 | -2.417e-17 | 1.7176e-10 | 3.4148e-10 | 6.3607e-18 | 2.9736e-10 | -3.3979e-12 | -7.6328e-18 | -2.9736e-10 | 3.3979e-12 | 0 | 0 | 0 | 0 | 0 | 0 | 1.1 | 1.0877 | 1.0939 | 1.1 | 1.0877 | 1.0939 | 2.232e-15 | -120.5517 | 120.0063 | 1.8706e-15 | -120.5517 | 120.0063

## LL_min_6
name | pf_ikss_a_from_ka | pf_ikss_b_from_ka | pf_ikss_c_from_ka | pf_ikss_a_to_ka | pf_ikss_b_to_ka | pf_ikss_c_to_ka | pf_skss_a_from_mw | pf_skss_b_from_mw | pf_skss_c_from_mw | pf_skss_a_to_mw | pf_skss_b_to_mw | pf_skss_c_to_mw | pf_p_a_from_mw | pf_p_b_from_mw | pf_p_c_from_mw | pf_p_a_to_mw | pf_p_b_to_mw | pf_p_c_to_mw | pf_q_a_from_mvar | pf_q_b_from_mvar | pf_q_c_from_mvar | pf_q_a_to_mvar | pf_q_b_to_mvar | pf_q_c_to_mvar | pf_ikss_a_from_degree | pf_ikss_b_from_degree | pf_ikss_c_from_degree | pf_ikss_a_to_degree | pf_ikss_b_to_degree | pf_ikss_c_to_degree | pf_vm_a_from_pu | pf_vm_b_from_pu | pf_vm_c_from_pu | pf_vm_a_to_pu | pf_vm_b_to_pu | pf_vm_c_to_pu | pf_va_a_from_degree | pf_va_b_from_degree | pf_va_c_from_degree | pf_va_a_to_degree | pf_va_b_to_degree | pf_va_c_to_degree
Line0_1_2 | 0 | 0 | 0 | 0 | 0 | 0 | 0 | 0 | 0 | 0 | 0 | 0 | 1.7579e-17 | -1.7218e-09 | -4.7542e-09 | -5.2736e-17 | 1.7218e-09 | 4.7542e-09 | -7.0314e-17 | 6.5966e-09 | -1.3444e-09 | 7.0314e-17 | -6.5966e-09 | 1.3444e-09 | 0 | 0 | 0 | 0 | 0 | 0 | 0.94185 | 0.53802 | 0.78193 | 0.94185 | 0.53802 | 0.78193 | 2.7107e-13 | -144.4712 | 126.6898 | 2.721e-13 | -144.4712 | 126.6898
Line10_11_12 | 0 | 0 | 0 | 0 | 0 | 0 | 0 | 0 | 0 | 0 | 0 | 0 | 2.1094e-16 | -6.2979e-16 | 9.8743e-16 | -1.4063e-16 | 6.7742e-16 | -1.0101e-15 | 1.0668e-30 | 8.5975e-09 | -8.5975e-09 | -7.0314e-17 | -8.5975e-09 | 8.5975e-09 | 0 | 0 | 0 | 0 | 0 | 0 | 0.82272 | 0 | 0.82272 | 0.82272 | 0 | 0.82272 | 2.8975e-13 | -180 | 180 | 2.954e-13 | -180 | 180
Line11_12_13 | 0 | 0 | 0 | 0 | 0 | 0 | 0 | 0 | 0 | 0 | 0 | 0 | 1.4063e-16 | -5.9967e-16 | 7.7145e-16 | -1.4063e-16 | 6.4642e-16 | -5.4892e-16 | 7.2504e-31 | 7.1646e-09 | -7.1646e-09 | -7.0314e-17 | -7.1646e-09 | 7.1646e-09 | 0 | 0 | 0 | 0 | 0 | 0 | 0.82272 | 0 | 0.82272 | 0.82272 | 0 | 0.82272 | 2.954e-13 | -180 | 180 | 3.0108e-13 | -180 | 180
Line12_13_15 | 0 | 0 | 0 | 0 | 0 | 0 | 0 | 0 | 0 | 0 | 0 | 0 | -2.8126e-16 | -1.7691e-16 | 3.856e-16 | 2.1094e-16 | 1.3608e-16 | -2.1549e-16 | 7.0314e-17 | 4.2987e-09 | -4.2987e-09 | -7.0314e-17 | -4.2987e-09 | 4.2987e-09 | 0 | 0 | 0 | 0 | 0 | 0 | 0.82272 | 0 | 0.82272 | 0.82272 | 0 | 0.82272 | 3.0108e-13 | -180 | 180 | 3.0501e-13 | -180 | 180
Line13_13_14 | 0 | 0 | 0 | 0 | 0 | 0 | 0 | 0 | 0 | 0 | 0 | 0 | -7.0314e-17 | -2.6991e-16 | 2.2229e-16 | 7.0314e-17 | 1.6772e-16 | -2.1901e-16 | 1.4063e-16 | 1.4329e-09 | -1.4329e-09 | -1.4063e-16 | -1.4329e-09 | 1.4329e-09 | 0 | 0 | 0 | 0 | 0 | 0 | 0.82272 | 0 | 0.82272 | 0.82272 | 0 | 0.82272 | 3.0108e-13 | -180 | 180 | 3.0177e-13 | -180 | 180
Line14_15_16 | 0 | 0 | 0 | 0 | 0 | 0 | 0 | 0 | 0 | 0 | 0 | 0 | 1.4063e-16 | -4.1885e-16 | 1.4366e-16 | 0 | 2.2101e-16 | -1.3056e-16 | 7.4862e-31 | 2.8658e-09 | -2.8658e-09 | 0 | -2.8658e-09 | 2.8658e-09 | 0 | 0 | 0 | 0 | 0 | 0 | 0.82272 | 0 | 0.82272 | 0.82272 | 0 | 0.82272 | 3.0501e-13 | -180 | 180 | 3.0778e-13 | -180 | 180
Line15_16_17 | 0 | 0 | 0 | 0 | 0 | 0 | 0 | 0 | 0 | 0 | 0 | 0 | -7.0314e-17 | -1.1051e-16 | 3.4653e-16 | 7.0314e-17 | 1.1378e-16 | -6.2002e-17 | -3.7771e-31 | 1.4329e-09 | -1.4329e-09 | 3.7674e-31 | -1.4329e-09 | 1.4329e-09 | 0 | 0 | 0 | 0 | 0 | 0 | 0.82272 | 0 | 0.82272 | 0.82272 | 0 | 0.82272 | 3.0778e-13 | -180 | 180 | 3.0699e-13 | -180 | 180
Line16_4_18 | 0 | 0 | 0 | 0 | 0 | 0 | 0 | 0 | 0 | 0 | 0 | 0 | 1.7579e-17 | -2.8697e-10 | -7.9236e-10 | -1.7579e-17 | 2.8697e-10 | 7.9236e-10 | -7.0314e-17 | 1.0994e-09 | -2.2406e-10 | 7.0314e-17 | -1.0994e-09 | 2.2406e-10 | 0 | 0 | 0 | 0 | 0 | 0 | 0.94185 | 0.53802 | 0.78193 | 0.94185 | 0.53802 | 0.78193 | 2.6967e-13 | -144.4712 | 126.6898 | 2.6864e-13 | -144.4712 | 126.6898
Line17_5_19 | 0 | 0 | 0 | 0 | 0 | 0 | 0 | 0 | 0 | 0 | 0 | 0 | 1.7579e-17 | -2.8697e-10 | -7.9236e-10 | -1.7579e-17 | 2.8697e-10 | 7.9236e-10 | -7.0314e-17 | 1.0994e-09 | -2.2406e-10 | 7.0314e-17 | -1.0994e-09 | 2.2406e-10 | 0 | 0 | 0 | 0 | 0 | 0 | 0.94185 | 0.53802 | 0.78193 | 0.94185 | 0.53802 | 0.78193 | 2.6967e-13 | -144.4712 | 126.6898 | 2.6864e-13 | -144.4712 | 126.6898
Line1_1_3 | 0 | 3.8812 | 3.8812 | 0 | 3.8812 | 3.8812 | 0 | 0.89633 | 0.89633 | 0 | 0.89633 | 0.89633 | 2.8126e-16 | 0.6729 | -0.094452 | -3.5157e-16 | -0.38368 | 0.38368 | 2.8126e-16 | 0.11673 | 0.48583 | -2.8126e-16 | 0.18455 | -0.18455 | 0 | -154.3121 | 25.6879 | 0 | 25.6879 | -154.3121 | 0.94185 | 0.53802 | 0.78193 | 0.82272 | 0 | 0.82272 | 2.7107e-13 | -144.4712 | 126.6898 | 2.8123e-13 | -180 | 180
Line2_1_4 | 0 | 0 | 0 | 0 | 0 | 0 | 0 | 0 | 0 | 0 | 0 | 0 | -5.2736e-17 | -5.7394e-10 | -1.5847e-09 | 1.7579e-17 | 5.7394e-10 | 1.5847e-09 | -2.495e-31 | 2.1989e-09 | -4.4812e-10 | 8.2735e-32 | -2.1989e-09 | 4.4812e-10 | 0 | 0 | 0 | 0 | 0 | 0 | 0.94185 | 0.53802 | 0.78193 | 0.94185 | 0.53802 | 0.78193 | 2.7107e-13 | -144.4712 | 126.6898 | 2.6967e-13 | -144.4712 | 126.6898
Line3_1_5 | 0 | 0 | 0 | 0 | 0 | 0 | 0 | 0 | 0 | 0 | 0 | 0 | -5.2736e-17 | -5.7394e-10 | -1.5847e-09 | 1.7579e-17 | 5.7394e-10 | 1.5847e-09 | -2.495e-31 | 2.1989e-09 | -4.4812e-10 | 8.2735e-32 | -2.1989e-09 | 4.4812e-10 | 0 | 0 | 0 | 0 | 0 | 0 | 0.94185 | 0.53802 | 0.78193 | 0.94185 | 0.53802 | 0.78193 | 2.7107e-13 | -144.4712 | 126.6898 | 2.6967e-13 | -144.4712 | 126.6898
Line4_2_6 | 0 | 0 | 0 | 0 | 0 | 0 | 0 | 0 | 0 | 0 | 0 | 0 | 1.7579e-16 | -1.4348e-09 | -3.9618e-09 | -2.1094e-16 | 1.4348e-09 | 3.9618e-09 | -1.0547e-16 | 5.4971e-09 | -1.1203e-09 | 7.0314e-17 | -5.4971e-09 | 1.1203e-09 | 0 | 0 | 0 | 0 | 0 | 0 | 0.94185 | 0.53802 | 0.78193 | 0.94185 | 0.53802 | 0.78193 | 2.721e-13 | -144.4712 | 126.6898 | 2.7265e-13 | -144.4712 | 126.6898
Line5_6_7 | 0 | 0 | 0 | 0 | 0 | 0 | 0 | 0 | 0 | 0 | 0 | 0 | 1.0547e-16 | -1.1479e-09 | -3.1694e-09 | -7.0314e-17 | 1.1479e-09 | 3.1694e-09 | -7.0314e-17 | 4.3977e-09 | -8.9625e-10 | 7.0314e-17 | -4.3977e-09 | 8.9625e-10 | 0 | 0 | 0 | 0 | 0 | 0 | 0.94185 | 0.53802 | 0.78193 | 0.94185 | 0.53802 | 0.78193 | 2.7265e-13 | -144.4712 | 126.6898 | 2.7322e-13 | -144.4712 | 126.6898
Line6_7_8 | 0 | 0 | 0 | 0 | 0 | 0 | 0 | 0 | 0 | 0 | 0 | 0 | 1.9336e-16 | -8.6091e-10 | -2.3771e-09 | -1.9336e-16 | 8.6091e-10 | 2.3771e-09 | -1.7579e-16 | 3.2983e-09 | -6.7219e-10 | 2.1094e-16 | -3.2983e-09 | 6.7219e-10 | 0 | 0 | 0 | 0 | 0 | 0 | 0.94185 | 0.53802 | 0.78193 | 0.94185 | 0.53802 | 0.78193 | 2.7322e-13 | -144.4712 | 126.6898 | 2.7165e-13 | -144.4712 | 126.6898
Line7_8_9 | 0 | 0 | 0 | 0 | 0 | 0 | 0 | 0 | 0 | 0 | 0 | 0 | 1.6668e-31 | -2.8697e-10 | -7.9236e-10 | -3.3364e-31 | 2.8697e-10 | 7.9236e-10 | -3.5157e-17 | 1.0994e-09 | -2.2406e-10 | 7.0314e-17 | -1.0994e-09 | 2.2406e-10 | 0 | 0 | 0 | 0 | 0 | 0 | 0.94185 | 0.53802 | 0.78193 | 0.94185 | 0.53802 | 0.78193 | 2.7165e-13 | -144.4712 | 126.6898 | 2.7187e-13 | -144.4712 | 126.6898
Line8_8_10 | 0 | 0 | 0 | 0 | 0 | 0 | 0 | 0 | 0 | 0 | 0 | 0 | 1.7579e-17 | -2.8697e-10 | -7.9236e-10 | -1.7579e-17 | 2.8697e-10 | 7.9236e-10 | 8.3342e-32 | 1.0994e-09 | -2.2406e-10 | 3.5157e-17 | -1.0994e-09 | 2.2406e-10 | 0 | 0 | 0 | 0 | 0 | 0 | 0.94185 | 0.53802 | 0.78193 | 0.94185 | 0.53802 | 0.78193 | 2.7165e-13 | -144.4712 | 126.6898 | 2.7242e-13 | -144.4712 | 126.6898
Line9_3_11 | 0 | 0 | 0 | 0 | 0 | 0 | 0 | 0 | 0 | 0 | 0 | 0 | 1.4063e-16 | -2.8126e-16 | 1.2657e-15 | -7.0314e-17 | 4.7694e-16 | -9.645e-16 | 1.4063e-16 | 1.003e-08 | -1.003e-08 | -1.4063e-16 | -1.003e-08 | 1.003e-08 | 0 | 0 | 0 | 0 | 0 | 0 | 0.82272 | 0 | 0.82272 | 0.82272 | 0 | 0.82272 | 2.8123e-13 | -180 | 180 | 2.8975e-13 | -180 | 180

## LL_min_10
name | pf_ikss_a_from_ka | pf_ikss_b_from_ka | pf_ikss_c_from_ka | pf_ikss_a_to_ka | pf_ikss_b_to_ka | pf_ikss_c_to_ka | pf_skss_a_from_mw | pf_skss_b_from_mw | pf_skss_c_from_mw | pf_skss_a_to_mw | pf_skss_b_to_mw | pf_skss_c_to_mw | pf_p_a_from_mw | pf_p_b_from_mw | pf_p_c_from_mw | pf_p_a_to_mw | pf_p_b_to_mw | pf_p_c_to_mw | pf_q_a_from_mvar | pf_q_b_from_mvar | pf_q_c_from_mvar | pf_q_a_to_mvar | pf_q_b_to_mvar | pf_q_c_to_mvar | pf_ikss_a_from_degree | pf_ikss_b_from_degree | pf_ikss_c_from_degree | pf_ikss_a_to_degree | pf_ikss_b_to_degree | pf_ikss_c_to_degree | pf_vm_a_from_pu | pf_vm_b_from_pu | pf_vm_c_from_pu | pf_vm_a_to_pu | pf_vm_b_to_pu | pf_vm_c_to_pu | pf_va_a_from_degree | pf_va_b_from_degree | pf_va_c_from_degree | pf_va_a_to_degree | pf_va_b_to_degree | pf_va_c_to_degree
Line0_1_2 | 0 | 0 | 0 | 0 | 0 | 0 | 0 | 0 | 0 | 0 | 0 | 0 | 1.6653e-16 | -1.5453e-09 | -4.2669e-09 | -1.6653e-16 | 1.5453e-09 | 4.2669e-09 | -9.992e-17 | 5.9205e-09 | -1.2066e-09 | 1.3323e-16 | -5.9205e-09 | 1.2066e-09 | 0 | 0 | 0 | 0 | 0 | 0 | 0.89228 | 0.5097 | 0.74077 | 0.89228 | 0.5097 | 0.74077 | 2.6984e-13 | -144.4712 | 126.6898 | 2.696e-13 | -144.4712 | 126.6898
Line10_11_12 | 0 | 0 | 0 | 0 | 0 | 0 | 0 | 0 | 0 | 0 | 0 | 0 | 2.6645e-16 | -5.2317e-16 | 6.7587e-16 | -1.9984e-16 | 4.2918e-16 | -4.3679e-16 | -6.6613e-17 | 7.7163e-09 | -7.7163e-09 | -6.6613e-17 | -7.7163e-09 | 7.7163e-09 | 0 | 0 | 0 | 0 | 0 | 0 | 0.77942 | 0 | 0.77942 | 0.77942 | 0 | 0.77942 | 2.8825e-13 | -180 | 180 | 2.939e-13 | -180 | 180
Line11_12_13 | 0 | 0 | 0 | 0 | 0 | 0 | 0 | 0 | 0 | 0 | 0 | 0 | -1.3323e-16 | -3.9096e-16 | 8.7469e-16 | 1.3323e-16 | 2.6463e-16 | -8.0119e-16 | 6.6613e-17 | 6.4302e-09 | -6.4302e-09 | -1.3323e-16 | -6.4302e-09 | 6.4302e-09 | 0 | 0 | 0 | 0 | 0 | 0 | 0.77942 | 0 | 0.77942 | 0.77942 | 0 | 0.77942 | 2.939e-13 | -180 | 180 | 2.9958e-13 | -180 | 180
Line12_13_15 | 0 | 0 | 0 | 0 | 0 | 0 | 0 | 0 | 0 | 0 | 0 | 0 | 6.6613e-17 | -5.9176e-16 | 1.0768e-16 | -6.6613e-17 | 5.5161e-16 | -8.1214e-17 | -6.6613e-17 | 3.8581e-09 | -3.8581e-09 | 6.6613e-17 | -3.8581e-09 | 3.8581e-09 | 0 | 0 | 0 | 0 | 0 | 0 | 0.77942 | 0 | 0.77942 | 0.77942 | 0 | 0.77942 | 2.9958e-13 | -180 | 180 | 3.0351e-13 | -180 | 180
Line13_13_14 | 0 | 0 | 0 | 0 | 0 | 0 | 0 | 0 | 0 | 0 | 0 | 0 | 2.6645e-16 | -5.8583e-16 | -1.8615e-16 | -2.6645e-16 | 5.2216e-16 | 1.8909e-16 | -1.9984e-16 | 1.286e-09 | -1.286e-09 | 1.9984e-16 | -1.286e-09 | 1.286e-09 | 0 | 0 | 0 | 0 | 0 | 0 | 0.77942 | 0 | 0.77942 | 0.77942 | 0 | 0.77942 | 2.9958e-13 | -180 | 180 | 3.0027e-13 | -180 | 180
Line14_15_16 | 0 | 0 | 0 | 0 | 0 | 0 | 0 | 0 | 0 | 0 | 0 | 0 | -1.3323e-16 | -9.0186e-17 | 2.7619e-16 | 6.6613e-17 | 1.3525e-16 | -2.6443e-16 | 6.6613e-17 | 2.5721e-09 | -2.5721e-09 | -6.6613e-17 | -2.5721e-09 | 2.5721e-09 | 0 | 0 | 0 | 0 | 0 | 0 | 0.77942 | 0 | 0.77942 | 0.77942 | 0 | 0.77942 | 3.0351e-13 | -180 | 180 | 3.0628e-13 | -180 | 180
Line15_16_17 | 0 | 0 | 0 | 0 | 0 | 0 | 0 | 0 | 0 | 0 | 0 | 0 | 0 | -3.432e-17 | 6.56e-17 | -3.5516e-31 | 1.3718e-16 | -6.2659e-17 | 0 | 1.286e-09 | -1.286e-09 | 6.6613e-17 | -1.286e-09 | 1.286e-09 | 0 | 0 | 0 | 0 | 0 | 0 | 0.77942 | 0 | 0.77942 | 0.77942 | 0 | 0.77942 | 3.0628e-13 | -180 | 180 | 3.0549e-13 | -180 | 180
Line16_4_18 | 0 | 0 | 0 | 0 | 0 | 0 | 0 | 0 | 0 | 0 | 0 | 0 | 1.6653e-17 | -2.5756e-10 | -7.1115e-10 | -4.996e-17 | 2.5756e-10 | 7.1115e-10 | -3.3307e-17 | 9.8674e-10 | -2.011e-10 | 3.3307e-17 | -9.8674e-10 | 2.011e-10 | 0 | 0 | 0 | 0 | 0 | 0 | 0.89228 | 0.5097 | 0.74077 | 0.89228 | 0.5097 | 0.74077 | 2.6843e-13 | -144.4712 | 126.6898 | 2.6741e-13 | -144.4712 | 126.6898
Line17_5_19 | 0 | 0 | 0 | 0 | 0 | 0 | 0 | 0 | 0 | 0 | 0 | 0 | 1.6653e-17 | -2.5756e-10 | -7.1115e-10 | -4.996e-17 | 2.5756e-10 | 7.1115e-10 | -3.3307e-17 | 9.8674e-10 | -2.011e-10 | 3.3307e-17 | -9.8674e-10 | 2.011e-10 | 0 | 0 | 0 | 0 | 0 | 0 | 0.89228 | 0.5097 | 0.74077 | 0.89228 | 0.5097 | 0.74077 | 2.6843e-13 | -144.4712 | 126.6898 | 2.6741e-13 | -144.4712 | 126.6898
Line1_1_3 | 0 | 3.6769 | 3.6769 | 0 | 3.6769 | 3.6769 | 0 | 0.84915 | 0.84915 | 0 | 0.84915 | 0.84915 | 1.9984e-16 | 0.60394 | -0.084771 | -1.9984e-16 | -0.34435 | 0.34435 | 2.6645e-16 | 0.10476 | 0.43604 | -2.6645e-16 | 0.16564 | -0.16564 | 0 | -154.3121 | 25.6879 | 0 | 25.6879 | -154.3121 | 0.89228 | 0.5097 | 0.74077 | 0.77942 | 0 | 0.77942 | 2.6984e-13 | -144.4712 | 126.6898 | 2.7973e-13 | -180 | 180
Line2_1_4 | 0 | 0 | 0 | 0 | 0 | 0 | 0 | 0 | 0 | 0 | 0 | 0 | 4.996e-17 | -5.1511e-10 | -1.4223e-09 | -4.996e-17 | 5.1511e-10 | 1.4223e-09 | -6.6613e-17 | 1.9735e-09 | -4.022e-10 | 9.992e-17 | -1.9735e-09 | 4.0219e-10 | 0 | 0 | 0 | 0 | 0 | 0 | 0.89228 | 0.5097 | 0.74077 | 0.89228 | 0.5097 | 0.74077 | 2.6984e-13 | -144.4712 | 126.6898 | 2.6843e-13 | -144.4712 | 126.6898
Line3_1_5 | 0 | 0 | 0 | 0 | 0 | 0 | 0 | 0 | 0 | 0 | 0 | 0 | 4.996e-17 | -5.1511e-10 | -1.4223e-09 | -4.996e-17 | 5.1511e-10 | 1.4223e-09 | -6.6613e-17 | 1.9735e-09 | -4.022e-10 | 9.992e-17 | -1.9735e-09 | 4.0219e-10 | 0 | 0 | 0 | 0 | 0 | 0 | 0.89228 | 0.5097 | 0.74077 | 0.89228 | 0.5097 | 0.74077 | 2.6984e-13 | -144.4712 | 126.6898 | 2.6843e-13 | -144.4712 | 126.6898
Line4_2_6 | 0 | 0 | 0 | 0 | 0 | 0 | 0 | 0 | 0 | 0 | 0 | 0 | 1.3323e-16 | -1.2878e-09 | -3.5557e-09 | -1.3323e-16 | 1.2878e-09 | 3.5557e-09 | -9.992e-17 | 4.9337e-09 | -1.0055e-09 | 9.992e-17 | -4.9337e-09 | 1.0055e-09 | 0 | 0 | 0 | 0 | 0 | 0 | 0.89228 | 0.5097 | 0.74077 | 0.89228 | 0.5097 | 0.74077 | 2.696e-13 | -144.4712 | 126.6898 | 2.6905e-13 | -144.4712 | 126.6898
Line5_6_7 | 0 | 0 | 0 | 0 | 0 | 0 | 0 | 0 | 0 | 0 | 0 | 0 | 8.3267e-17 | -1.0302e-09 | -2.8446e-09 | -4.996e-17 | 1.0302e-09 | 2.8446e-09 | -9.992e-17 | 3.947e-09 | -8.0439e-10 | 1.3323e-16 | -3.947e-09 | 8.0439e-10 | 0 | 0 | 0 | 0 | 0 | 0 | 0.89228 | 0.5097 | 0.74077 | 0.89228 | 0.5097 | 0.74077 | 2.6905e-13 | -144.4712 | 126.6898 | 2.6932e-13 | -144.4712 | 126.6898
Line6_7_8 | 0 | 0 | 0 | 0 | 0 | 0 | 0 | 0 | 0 | 0 | 0 | 0 | 1.3323e-16 | -7.7267e-10 | -2.1334e-09 | -1.1657e-16 | 7.7267e-10 | 2.1334e-09 | -6.6613e-17 | 2.9602e-09 | -6.0329e-10 | 1.3323e-16 | -2.9602e-09 | 6.0329e-10 | 0 | 0 | 0 | 0 | 0 | 0 | 0.89228 | 0.5097 | 0.74077 | 0.89228 | 0.5097 | 0.74077 | 2.6932e-13 | -144.4712 | 126.6898 | 2.6731e-13 | -144.4712 | 126.6898
Line7_8_9 | 0 | 0 | 0 | 0 | 0 | 0 | 0 | 0 | 0 | 0 | 0 | 0 | 4.996e-17 | -2.5756e-10 | -7.1115e-10 | -3.3307e-17 | 2.5756e-10 | 7.1115e-10 | -6.6613e-17 | 9.8674e-10 | -2.011e-10 | 3.3307e-17 | -9.8674e-10 | 2.011e-10 | 0 | 0 | 0 | 0 | 0 | 0 | 0.89228 | 0.5097 | 0.74077 | 0.89228 | 0.5097 | 0.74077 | 2.6731e-13 | -144.4712 | 126.6898 | 2.6753e-13 | -144.4712 | 126.6898
Line8_8_10 | 0 | 0 | 0 | 0 | 0 | 0 | 0 | 0 | 0 | 0 | 0 | 0 | 6.6613e-17 | -2.5756e-10 | -7.1115e-10 | -3.3307e-17 | 2.5756e-10 | 7.1115e-10 | -3.3307e-17 | 9.8674e-10 | -2.011e-10 | -1.5561e-31 | -9.8674e-10 | 2.011e-10 | 0 | 0 | 0 | 0 | 0 | 0 | 0.89228 | 0.5097 | 0.74077 | 0.89228 | 0.5097 | 0.74077 | 2.6731e-13 | -144.4712 | 126.6898 | 2.6769e-13 | -144.4712 | 126.6898
Line9_3_11 | 0 | 0 | 0 | 0 | 0 | 0 | 0 | 0 | 0 | 0 | 0 | 0 | 2.6645e-16 | -5.9952e-16 | 1.0658e-15 | -2.6645e-16 | 6.7698e-16 | -7.8851e-16 | 1.3323e-16 | 9.0023e-09 | -9.0023e-09 | -1.9984e-16 | -9.0023e-09 | 9.0023e-09 | 0 | 0 | 0 | 0 | 0 | 0 | 0.77942 | 0 | 0.77942 | 0.77942 | 0 | 0.77942 | 2.7973e-13 | -180 | 180 | 2.8825e-13 | -180 | 180

## LL_min_fault_6
name | pf_ikss_a_from_ka | pf_ikss_b_from_ka | pf_ikss_c_from_ka | pf_ikss_a_to_ka | pf_ikss_b_to_ka | pf_ikss_c_to_ka | pf_skss_a_from_mw | pf_skss_b_from_mw | pf_skss_c_from_mw | pf_skss_a_to_mw | pf_skss_b_to_mw | pf_skss_c_to_mw | pf_p_a_from_mw | pf_p_b_from_mw | pf_p_c_from_mw | pf_p_a_to_mw | pf_p_b_to_mw | pf_p_c_to_mw | pf_q_a_from_mvar | pf_q_b_from_mvar | pf_q_c_from_mvar | pf_q_a_to_mvar | pf_q_b_to_mvar | pf_q_c_to_mvar | pf_ikss_a_from_degree | pf_ikss_b_from_degree | pf_ikss_c_from_degree | pf_ikss_a_to_degree | pf_ikss_b_to_degree | pf_ikss_c_to_degree | pf_vm_a_from_pu | pf_vm_b_from_pu | pf_vm_c_from_pu | pf_vm_a_to_pu | pf_vm_b_to_pu | pf_vm_c_to_pu | pf_va_a_from_degree | pf_va_b_from_degree | pf_va_c_from_degree | pf_va_a_to_degree | pf_va_b_to_degree | pf_va_c_to_degree
Line0_1_2 | 0 | 0 | 0 | 0 | 0 | 0 | 0 | 0 | 0 | 0 | 0 | 0 | 2.4033e-18 | -3.9144e-11 | -1.1375e-10 | -2.4033e-18 | 3.9144e-11 | 1.1375e-10 | -2.1973e-18 | 1.0914e-10 | 2.008e-11 | 1.0987e-18 | -1.0914e-10 | -2.008e-11 | 0 | 0 | 0 | 0 | 0 | 0 | 0.95056 | 0.94509 | 0.94699 | 0.95056 | 0.94509 | 0.94699 | 2.8357e-15 | -120.3156 | 119.9417 | 2.8341e-15 | -120.3156 | 119.9417
Line10_11_12 | 0 | 0 | 0 | 0 | 0 | 0 | 0 | 0 | 0 | 0 | 0 | 0 | 2.7466e-18 | -1.5123e-10 | -2.2795e-10 | -3.296e-18 | 1.5123e-10 | 2.2795e-10 | 1.0987e-18 | 1.7751e-10 | -4.4628e-11 | -1.0987e-18 | -1.7751e-10 | 4.4628e-11 | 0 | 0 | 0 | 0 | 0 | 0 | 0.94879 | 0.93774 | 0.94511 | 0.94879 | 0.93774 | 0.94511 | 2.9561e-15 | -120.5162 | 120.1303 | 2.9644e-15 | -120.5162 | 120.1303
Line11_12_13 | 0 | 0 | 0 | 0 | 0 | 0 | 0 | 0 | 0 | 0 | 0 | 0 | 0 | -1.2603e-10 | -1.8996e-10 | -1.648e-18 | 1.2603e-10 | 1.8996e-10 | 0 | 1.4792e-10 | -3.719e-11 | 2.1973e-18 | -1.4792e-10 | 3.719e-11 | 0 | 0 | 0 | 0 | 0 | 0 | 0.94879 | 0.93774 | 0.94511 | 0.94879 | 0.93774 | 0.94511 | 2.9644e-15 | -120.5162 | 120.1303 | 2.9767e-15 | -120.5162 | 120.1303
Line12_13_15 | 0 | 0 | 0 | 0 | 0 | 0 | 0 | 0 | 0 | 0 | 0 | 0 | -2.7466e-18 | -7.5617e-11 | -1.1398e-10 | 2.1973e-18 | 7.5617e-11 | 1.1398e-10 | 1.0987e-18 | 8.8754e-11 | -2.2314e-11 | -1.0987e-18 | -8.8754e-11 | 2.2314e-11 | 0 | 0 | 0 | 0 | 0 | 0 | 0.94879 | 0.93774 | 0.94511 | 0.94879 | 0.93774 | 0.94511 | 2.9767e-15 | -120.5162 | 120.1303 | 3.0053e-15 | -120.5162 | 120.1303
Line13_13_14 | 0 | 0 | 0 | 0 | 0 | 0 | 0 | 0 | 0 | 0 | 0 | 0 | -1.0987e-18 | -2.5206e-11 | -3.7992e-11 | 1.0987e-18 | 2.5206e-11 | 3.7992e-11 | 2.1973e-18 | 2.9585e-11 | -7.4381e-12 | -2.1973e-18 | -2.9585e-11 | 7.4381e-12 | 0 | 0 | 0 | 0 | 0 | 0 | 0.94879 | 0.93774 | 0.94511 | 0.94879 | 0.93774 | 0.94511 | 2.9767e-15 | -120.5162 | 120.1303 | 2.9831e-15 | -120.5162 | 120.1303
Line14_15_16 | 0 | 0 | 0 | 0 | 0 | 0 | 0 | 0 | 0 | 0 | 0 | 0 | 1.0987e-18 | -5.0412e-11 | -7.5984e-11 | 5.7728e-35 | 5.0412e-11 | 7.5984e-11 | 5.7626e-35 | 5.9169e-11 | -1.4876e-11 | -1.0987e-18 | -5.9169e-11 | 1.4876e-11 | 0 | 0 | 0 | 0 | 0 | 0 | 0.94879 | 0.93774 | 0.94511 | 0.94879 | 0.93774 | 0.94511 | 3.0053e-15 | -120.5162 | 120.1303 | 3.0105e-15 | -120.5162 | 120.1303
Line15_16_17 | 0 | 0 | 0 | 0 | 0 | 0 | 0 | 0 | 0 | 0 | 0 | 0 | -5.4933e-19 | -2.5206e-11 | -3.7992e-11 | 1.0987e-18 | 2.5206e-11 | 3.7992e-11 | -1.0987e-18 | 2.9585e-11 | -7.4381e-12 | 5.7211e-35 | -2.9585e-11 | 7.4381e-12 | 0 | 0 | 0 | 0 | 0 | 0 | 0.94879 | 0.93774 | 0.94511 | 0.94879 | 0.93774 | 0.94511 | 3.0105e-15 | -120.5162 | 120.1303 | 2.9836e-15 | -120.5162 | 120.1303
Line16_4_18 | 0 | 0 | 0 | 0 | 0 | 0 | 0 | 0 | 0 | 0 | 0 | 0 | -6.8666e-20 | -6.524e-12 | -1.8958e-11 | -2.06e-19 | 6.524e-12 | 1.8958e-11 | 5.4933e-19 | 1.819e-11 | 3.3467e-12 | -9.9951e-36 | -1.819e-11 | -3.3467e-12 | 0 | 0 | 0 | 0 | 0 | 0 | 0.95056 | 0.94509 | 0.94699 | 0.95056 | 0.94509 | 0.94699 | 2.8003e-15 | -120.3156 | 119.9417 | 2.78e-15 | -120.3156 | 119.9417
Line17_5_19 | 0 | 0 | 0 | 0 | 0 | 0 | 0 | 0 | 0 | 0 | 0 | 0 | -6.8666e-20 | -6.524e-12 | -1.8958e-11 | -2.06e-19 | 6.524e-12 | 1.8958e-11 | 5.4933e-19 | 1.819e-11 | 3.3467e-12 | -9.9951e-36 | -1.819e-11 | -3.3467e-12 | 0 | 0 | 0 | 0 | 0 | 0 | 0.95056 | 0.94509 | 0.94699 | 0.95056 | 0.94509 | 0.94699 | 2.8003e-15 | -120.3156 | 119.9417 | 2.78e-15 | -120.3156 | 119.9417
Line1_1_3 | 0 | 0.053046 | 0.053046 | 0 | 0.053046 | 0.053046 | 0 | 0.012251 | 0.012251 | 0 | 0.012251 | 0.012251 | 4.944e-18 | 0.011222 | 0.0029556 | -4.944e-18 | -0.011168 | -0.0029016 | 2.4469e-34 | 0.0029951 | 0.011187 | -2.5089e-34 | -0.0029388 | -0.011131 | 0 | -135.259 | 44.741 | 0 | 44.741 | -135.259 | 0.95056 | 0.94509 | 0.94699 | 0.94879 | 0.93774 | 0.94511 | 2.8357e-15 | -120.3156 | 119.9417 | 2.9075e-15 | -120.5162 | 120.1303
Line2_1_4 | 0 | 0 | 0 | 0 | 0 | 0 | 0 | 0 | 0 | 0 | 0 | 0 | 2.7466e-19 | -1.3048e-11 | -3.7916e-11 | -5.4933e-19 | 1.3048e-11 | 3.7916e-11 | -5.4933e-19 | 3.6379e-11 | 6.6934e-12 | -2.6849e-35 | -3.6379e-11 | -6.6934e-12 | 0 | 0 | 0 | 0 | 0 | 0 | 0.95056 | 0.94509 | 0.94699 | 0.95056 | 0.94509 | 0.94699 | 2.8357e-15 | -120.3156 | 119.9417 | 2.8003e-15 | -120.3156 | 119.9417
Line3_1_5 | 0 | 0 | 0 | 0 | 0 | 0 | 0 | 0 | 0 | 0 | 0 | 0 | 2.7466e-19 | -1.3048e-11 | -3.7916e-11 | -5.4933e-19 | 1.3048e-11 | 3.7916e-11 | -5.4933e-19 | 3.6379e-11 | 6.6934e-12 | -2.6849e-35 | -3.6379e-11 | -6.6934e-12 | 0 | 0 | 0 | 0 | 0 | 0 | 0.95056 | 0.94509 | 0.94699 | 0.95056 | 0.94509 | 0.94699 | 2.8357e-15 | -120.3156 | 119.9417 | 2.8003e-15 | -120.3156 | 119.9417
Line4_2_6 | 0 | 0 | 0 | 0 | 0 | 0 | 0 | 0 | 0 | 0 | 0 | 0 | 2.1973e-18 | -3.262e-11 | -9.479e-11 | -2.1973e-18 | 3.262e-11 | 9.479e-11 | -1.0987e-18 | 9.0948e-11 | 1.6734e-11 | 1.0987e-18 | -9.0948e-11 | -1.6734e-11 | 0 | 0 | 0 | 0 | 0 | 0 | 0.95056 | 0.94509 | 0.94699 | 0.95056 | 0.94509 | 0.94699 | 2.8341e-15 | -120.3156 | 119.9417 | 2.8155e-15 | -120.3156 | 119.9417
Line5_6_7 | 0 | 0 | 0 | 0 | 0 | 0 | 0 | 0 | 0 | 0 | 0 | 0 | 1.9227e-18 | -2.6096e-11 | -7.5832e-11 | -1.9227e-18 | 2.6096e-11 | 7.5832e-11 | -1.648e-18 | 7.2758e-11 | 1.3387e-11 | 2.1973e-18 | -7.2758e-11 | -1.3387e-11 | 0 | 0 | 0 | 0 | 0 | 0 | 0.95056 | 0.94509 | 0.94699 | 0.95056 | 0.94509 | 0.94699 | 2.8155e-15 | -120.3156 | 119.9417 | 2.803e-15 | -120.3156 | 119.9417
Line6_7_8 | 0 | 0 | 0 | 0 | 0 | 0 | 0 | 0 | 0 | 0 | 0 | 0 | 1.7167e-18 | -1.9572e-11 | -5.6874e-11 | -1.7167e-18 | 1.9572e-11 | 5.6874e-11 | -2.1973e-18 | 5.4569e-11 | 1.004e-11 | 2.1973e-18 | -5.4569e-11 | -1.004e-11 | 0 | 0 | 0 | 0 | 0 | 0 | 0.95056 | 0.94509 | 0.94699 | 0.95056 | 0.94509 | 0.94699 | 2.803e-15 | -120.3156 | 119.9417 | 2.7612e-15 | -120.3156 | 119.9417
Line7_8_9 | 0 | 0 | 0 | 0 | 0 | 0 | 0 | 0 | 0 | 0 | 0 | 0 | -2.7466e-19 | -6.524e-12 | -1.8958e-11 | -2.7466e-19 | 6.524e-12 | 1.8958e-11 | -5.4933e-19 | 1.819e-11 | 3.3467e-12 | -1.3242e-35 | -1.819e-11 | -3.3467e-12 | 0 | 0 | 0 | 0 | 0 | 0 | 0.95056 | 0.94509 | 0.94699 | 0.95056 | 0.94509 | 0.94699 | 2.7612e-15 | -120.3156 | 119.9417 | 2.7623e-15 | -120.3156 | 119.9417
Line8_8_10 | 0 | 0 | 0 | 0 | 0 | 0 | 0 | 0 | 0 | 0 | 0 | 0 | -4.12e-19 | -6.524e-12 | -1.8958e-11 | -1.3733e-19 | 6.524e-12 | 1.8958e-11 | -1.9855e-35 | 1.819e-11 | 3.3467e-12 | -6.6207e-36 | -1.819e-11 | -3.3467e-12 | 0 | 0 | 0 | 0 | 0 | 0 | 0.95056 | 0.94509 | 0.94699 | 0.95056 | 0.94509 | 0.94699 | 2.7612e-15 | -120.3156 | 119.9417 | 2.7622e-15 | -120.3156 | 119.9417
Line9_3_11 | 0 | 0 | 0 | 0 | 0 | 0 | 0 | 0 | 0 | 0 | 0 | 0 | 3.296e-18 | -1.7644e-10 | -2.6595e-10 | -3.8453e-18 | 1.7644e-10 | 2.6595e-10 | 1.0987e-18 | 2.0709e-10 | -5.2066e-11 | -1.0987e-18 | -2.0709e-10 | 5.2066e-11 | 0 | 0 | 0 | 0 | 0 | 0 | 0.94879 | 0.93774 | 0.94511 | 0.94879 | 0.93774 | 0.94511 | 2.9075e-15 | -120.5162 | 120.1303 | 2.9561e-15 | -120.5162 | 120.1303

## LL_min_fault_10
name | pf_ikss_a_from_ka | pf_ikss_b_from_ka | pf_ikss_c_from_ka | pf_ikss_a_to_ka | pf_ikss_b_to_ka | pf_ikss_c_to_ka | pf_skss_a_from_mw | pf_skss_b_from_mw | pf_skss_c_from_mw | pf_skss_a_to_mw | pf_skss_b_to_mw | pf_skss_c_to_mw | pf_p_a_from_mw | pf_p_b_from_mw | pf_p_c_from_mw | pf_p_a_to_mw | pf_p_b_to_mw | pf_p_c_to_mw | pf_q_a_from_mvar | pf_q_b_from_mvar | pf_q_c_from_mvar | pf_q_a_to_mvar | pf_q_b_to_mvar | pf_q_c_to_mvar | pf_ikss_a_from_degree | pf_ikss_b_from_degree | pf_ikss_c_from_degree | pf_ikss_a_to_degree | pf_ikss_b_to_degree | pf_ikss_c_to_degree | pf_vm_a_from_pu | pf_vm_b_from_pu | pf_vm_c_from_pu | pf_vm_a_to_pu | pf_vm_b_to_pu | pf_vm_c_to_pu | pf_va_a_from_degree | pf_va_b_from_degree | pf_va_c_from_degree | pf_va_a_to_degree | pf_va_b_to_degree | pf_va_c_to_degree
Line0_1_2 | 0 | 0 | 0 | 0 | 0 | 0 | 0 | 0 | 0 | 0 | 0 | 0 | 1.8215e-18 | -3.5132e-11 | -1.0209e-10 | -1.8215e-18 | 3.5132e-11 | 1.0209e-10 | -5.2042e-19 | 9.7952e-11 | 1.8022e-11 | 1.0408e-18 | -9.7952e-11 | -1.8022e-11 | 0 | 0 | 0 | 0 | 0 | 0 | 0.90053 | 0.89535 | 0.89714 | 0.90053 | 0.89535 | 0.89714 | 2.784e-15 | -120.3156 | 119.9417 | 2.7551e-15 | -120.3156 | 119.9417
Line10_11_12 | 0 | 0 | 0 | 0 | 0 | 0 | 0 | 0 | 0 | 0 | 0 | 0 | 2.6021e-18 | -1.3573e-10 | -2.0459e-10 | -3.1225e-18 | 1.3573e-10 | 2.0459e-10 | -1.0408e-18 | 1.5931e-10 | -4.0054e-11 | -1.5681e-34 | -1.5931e-10 | 4.0054e-11 | 0 | 0 | 0 | 0 | 0 | 0 | 0.89885 | 0.88838 | 0.89536 | 0.89885 | 0.88838 | 0.89536 | 2.869e-15 | -120.5162 | 120.1303 | 2.8773e-15 | -120.5162 | 120.1303
Line11_12_13 | 0 | 0 | 0 | 0 | 0 | 0 | 0 | 0 | 0 | 0 | 0 | 0 | 5.2042e-19 | -1.1311e-10 | -1.7049e-10 | -5.2042e-19 | 1.1311e-10 | 1.7049e-10 | -1.0408e-18 | 1.3276e-10 | -3.3379e-11 | 1.0408e-18 | -1.3276e-10 | 3.3379e-11 | 0 | 0 | 0 | 0 | 0 | 0 | 0.89885 | 0.88838 | 0.89536 | 0.89885 | 0.88838 | 0.89536 | 2.8773e-15 | -120.5162 | 120.1303 | 2.8896e-15 | -120.5162 | 120.1303
Line12_13_15 | 0 | 0 | 0 | 0 | 0 | 0 | 0 | 0 | 0 | 0 | 0 | 0 | -5.2042e-19 | -6.7867e-11 | -1.0229e-10 | 1.0408e-18 | 6.7867e-11 | 1.0229e-10 | 1.0408e-18 | 7.9657e-11 | -2.0027e-11 | -1.0408e-18 | -7.9657e-11 | 2.0027e-11 | 0 | 0 | 0 | 0 | 0 | 0 | 0.89885 | 0.88838 | 0.89536 | 0.89885 | 0.88838 | 0.89536 | 2.8896e-15 | -120.5162 | 120.1303 | 2.9181e-15 | -120.5162 | 120.1303
Line13_13_14 | 0 | 0 | 0 | 0 | 0 | 0 | 0 | 0 | 0 | 0 | 0 | 0 | 5.2042e-19 | -2.2622e-11 | -3.4098e-11 | 5.2608e-35 | 2.2622e-11 | 3.4098e-11 | 1.0408e-18 | 2.6552e-11 | -6.6757e-12 | -1.0408e-18 | -2.6552e-11 | 6.6757e-12 | 0 | 0 | 0 | 0 | 0 | 0 | 0.89885 | 0.88838 | 0.89536 | 0.89885 | 0.88838 | 0.89536 | 2.8896e-15 | -120.5162 | 120.1303 | 2.896e-15 | -120.5162 | 120.1303
Line14_15_16 | 0 | 0 | 0 | 0 | 0 | 0 | 0 | 0 | 0 | 0 | 0 | 0 | 5.2042e-19 | -4.5245e-11 | -6.8196e-11 | -5.2042e-19 | 4.5245e-11 | 6.8196e-11 | -1.0408e-18 | 5.3105e-11 | -1.3351e-11 | 1.0408e-18 | -5.3105e-11 | 1.3351e-11 | 0 | 0 | 0 | 0 | 0 | 0 | 0.89885 | 0.88838 | 0.89536 | 0.89885 | 0.88838 | 0.89536 | 2.9181e-15 | -120.5162 | 120.1303 | 2.9234e-15 | -120.5162 | 120.1303
Line15_16_17 | 0 | 0 | 0 | 0 | 0 | 0 | 0 | 0 | 0 | 0 | 0 | 0 | 5.2042e-19 | -2.2622e-11 | -3.4098e-11 | -1.0523e-34 | 2.2622e-11 | 3.4098e-11 | -1.0408e-18 | 2.6552e-11 | -6.6757e-12 | 2.0817e-18 | -2.6552e-11 | 6.6757e-12 | 0 | 0 | 0 | 0 | 0 | 0 | 0.89885 | 0.88838 | 0.89536 | 0.89885 | 0.88838 | 0.89536 | 2.9234e-15 | -120.5162 | 120.1303 | 2.8965e-15 | -120.5162 | 120.1303
Line16_4_18 | 0 | 0 | 0 | 0 | 0 | 0 | 0 | 0 | 0 | 0 | 0 | 0 | -5.8547e-19 | -5.8554e-12 | -1.7015e-11 | 5.8547e-19 | 5.8554e-12 | 1.7015e-11 | -2.8087e-35 | 1.6325e-11 | 3.0037e-12 | 2.7879e-35 | -1.6325e-11 | -3.0037e-12 | 0 | 0 | 0 | 0 | 0 | 0 | 0.90053 | 0.89535 | 0.89714 | 0.90053 | 0.89535 | 0.89714 | 2.7487e-15 | -120.3156 | 119.9417 | 2.7283e-15 | -120.3156 | 119.9417
Line17_5_19 | 0 | 0 | 0 | 0 | 0 | 0 | 0 | 0 | 0 | 0 | 0 | 0 | -5.8547e-19 | -5.8554e-12 | -1.7015e-11 | 5.8547e-19 | 5.8554e-12 | 1.7015e-11 | -2.8087e-35 | 1.6325e-11 | 3.0037e-12 | 2.7879e-35 | -1.6325e-11 | -3.0037e-12 | 0 | 0 | 0 | 0 | 0 | 0 | 0.90053 | 0.89535 | 0.89714 | 0.90053 | 0.89535 | 0.89714 | 2.7487e-15 | -120.3156 | 119.9417 | 2.7283e-15 | -120.3156 | 119.9417
Line1_1_3 | 0 | 0.050254 | 0.050254 | 0 | 0.050254 | 0.050254 | 0 | 0.011606 | 0.011606 | 0 | 0.011606 | 0.011606 | 3.6429e-18 | 0.010072 | 0.0026527 | -4.6838e-18 | -0.010023 | -0.0026042 | 1.0408e-18 | 0.0026881 | 0.01004 | -2.3056e-34 | -0.0026376 | -0.00999 | 0 | -135.259 | 44.741 | 0 | 44.741 | -135.259 | 0.90053 | 0.89535 | 0.89714 | 0.89885 | 0.88838 | 0.89536 | 2.784e-15 | -120.3156 | 119.9417 | 2.8204e-15 | -120.5162 | 120.1303
Line2_1_4 | 0 | 0 | 0 | 0 | 0 | 0 | 0 | 0 | 0 | 0 | 0 | 0 | 1.9516e-19 | -1.1711e-11 | -3.403e-11 | -1.9516e-19 | 1.1711e-11 | 3.403e-11 | 9.4827e-36 | 3.2651e-11 | 6.0074e-12 | 5.2042e-19 | -3.2651e-11 | -6.0074e-12 | 0 | 0 | 0 | 0 | 0 | 0 | 0.90053 | 0.89535 | 0.89714 | 0.90053 | 0.89535 | 0.89714 | 2.784e-15 | -120.3156 | 119.9417 | 2.7487e-15 | -120.3156 | 119.9417
Line3_1_5 | 0 | 0 | 0 | 0 | 0 | 0 | 0 | 0 | 0 | 0 | 0 | 0 | 1.9516e-19 | -1.1711e-11 | -3.403e-11 | -1.9516e-19 | 1.1711e-11 | 3.403e-11 | 9.4827e-36 | 3.2651e-11 | 6.0074e-12 | 5.2042e-19 | -3.2651e-11 | -6.0074e-12 | 0 | 0 | 0 | 0 | 0 | 0 | 0.90053 | 0.89535 | 0.89714 | 0.90053 | 0.89535 | 0.89714 | 2.784e-15 | -120.3156 | 119.9417 | 2.7487e-15 | -120.3156 | 119.9417
Line4_2_6 | 0 | 0 | 0 | 0 | 0 | 0 | 0 | 0 | 0 | 0 | 0 | 0 | 2.9924e-18 | -2.9277e-11 | -8.5075e-11 | -2.7322e-18 | 2.9277e-11 | 8.5075e-11 | -3.1225e-18 | 8.1626e-11 | 1.5018e-11 | 2.0817e-18 | -8.1626e-11 | -1.5018e-11 | 0 | 0 | 0 | 0 | 0 | 0 | 0.90053 | 0.89535 | 0.89714 | 0.90053 | 0.89535 | 0.89714 | 2.7551e-15 | -120.3156 | 119.9417 | 2.7236e-15 | -120.3156 | 119.9417
Line5_6_7 | 0 | 0 | 0 | 0 | 0 | 0 | 0 | 0 | 0 | 0 | 0 | 0 | 1.6263e-18 | -2.3421e-11 | -6.806e-11 | -1.6263e-18 | 2.3421e-11 | 6.806e-11 | -5.2042e-19 | 6.5301e-11 | 1.2015e-11 | 1.0408e-18 | -6.5301e-11 | -1.2015e-11 | 0 | 0 | 0 | 0 | 0 | 0 | 0.90053 | 0.89535 | 0.89714 | 0.90053 | 0.89535 | 0.89714 | 2.7236e-15 | -120.3156 | 119.9417 | 2.7033e-15 | -120.3156 | 119.9417
Line6_7_8 | 0 | 0 | 0 | 0 | 0 | 0 | 0 | 0 | 0 | 0 | 0 | 0 | 2.2118e-18 | -1.7566e-11 | -5.1045e-11 | -1.9516e-18 | 1.7566e-11 | 5.1045e-11 | -2.0817e-18 | 4.8976e-11 | 9.0111e-12 | 2.6021e-18 | -4.8976e-11 | -9.0111e-12 | 0 | 0 | 0 | 0 | 0 | 0 | 0.90053 | 0.89535 | 0.89714 | 0.90053 | 0.89535 | 0.89714 | 2.7033e-15 | -120.3156 | 119.9417 | 2.6555e-15 | -120.3156 | 119.9417
Line7_8_9 | 0 | 0 | 0 | 0 | 0 | 0 | 0 | 0 | 0 | 0 | 0 | 0 | -2.6021e-19 | -5.8554e-12 | -1.7015e-11 | 2.6021e-19 | 5.8554e-12 | 1.7015e-11 | -1.206e-35 | 1.6325e-11 | 3.0037e-12 | 1.2065e-35 | -1.6325e-11 | -3.0037e-12 | 0 | 0 | 0 | 0 | 0 | 0 | 0.90053 | 0.89535 | 0.89714 | 0.90053 | 0.89535 | 0.89714 | 2.6555e-15 | -120.3156 | 119.9417 | 2.6566e-15 | -120.3156 | 119.9417
Line8_8_10 | 0 | 0 | 0 | 0 | 0 | 0 | 0 | 0 | 0 | 0 | 0 | 0 | -6.5052e-19 | -5.8554e-12 | -1.7015e-11 | 6.5052e-19 | 5.8554e-12 | 1.7015e-11 | -3.0149e-35 | 1.6325e-11 | 3.0037e-12 | 3.0148e-35 | -1.6325e-11 | -3.0037e-12 | 0 | 0 | 0 | 0 | 0 | 0 | 0.90053 | 0.89535 | 0.89714 | 0.90053 | 0.89535 | 0.89714 | 2.6555e-15 | -120.3156 | 119.9417 | 2.6553e-15 | -120.3156 | 119.9417
Line9_3_11 | 0 | 0 | 0 | 0 | 0 | 0 | 0 | 0 | 0 | 0 | 0 | 0 | 3.6429e-18 | -1.5836e-10 | -2.3869e-10 | -3.6429e-18 | 1.5836e-10 | 2.3869e-10 | 1.0408e-18 | 1.8587e-10 | -4.673e-11 | -1.8241e-34 | -1.8587e-10 | 4.673e-11 | 0 | 0 | 0 | 0 | 0 | 0 | 0.89885 | 0.88838 | 0.89536 | 0.89885 | 0.88838 | 0.89536 | 2.8204e-15 | -120.5162 | 120.1303 | 2.869e-15 | -120.5162 | 120.1303

## LG_max_6
name | pf_ikss_a_from_ka | pf_ikss_b_from_ka | pf_ikss_c_from_ka | pf_ikss_a_to_ka | pf_ikss_b_to_ka | pf_ikss_c_to_ka | pf_skss_a_from_mw | pf_skss_b_from_mw | pf_skss_c_from_mw | pf_skss_a_to_mw | pf_skss_b_to_mw | pf_skss_c_to_mw | pf_p_a_from_mw | pf_p_b_from_mw | pf_p_c_from_mw | pf_p_a_to_mw | pf_p_b_to_mw | pf_p_c_to_mw | pf_q_a_from_mvar | pf_q_b_from_mvar | pf_q_c_from_mvar | pf_q_a_to_mvar | pf_q_b_to_mvar | pf_q_c_to_mvar | pf_ikss_a_from_degree | pf_ikss_b_from_degree | pf_ikss_c_from_degree | pf_ikss_a_to_degree | pf_ikss_b_to_degree | pf_ikss_c_to_degree | pf_vm_a_from_pu | pf_vm_b_from_pu | pf_vm_c_from_pu | pf_vm_a_to_pu | pf_vm_b_to_pu | pf_vm_c_to_pu | pf_va_a_from_degree | pf_va_b_from_degree | pf_va_c_from_degree | pf_va_a_to_degree | pf_va_b_to_degree | pf_va_c_to_degree
Line0_1_2 | 0 | 0 | 0 | 0 | 0 | 0 | 0 | 0 | 0 | 0 | 0 | 0 | -2.3821e-09 | 4.5701e-08 | -5.1041e-08 | 2.9675e-09 | -3.7763e-08 | 4.2517e-08 | 3.0239e-08 | -2.2286e-08 | -2.2405e-08 | -2.5535e-08 | 1.8824e-08 | 1.8223e-08 | 0 | 0 | 0 | 0 | 0 | 0 | 0.70021 | 1.05 | 0.81089 | 0.70021 | 1.05 | 0.81089 | -9.5983 | -116.0662 | 113.6289 | -9.5983 | -116.0662 | 113.6289
Line10_11_12 | 0 | 0 | 0 | 0 | 0 | 0 | 0 | 0 | 0 | 0 | 0 | 0 | -1.8082e-15 | 9.4452e-08 | -9.7306e-08 | 2.6785e-15 | -7.8362e-08 | 8.1215e-08 | -2.4582e-15 | -2.7654e-08 | -3.9595e-08 | 3.9385e-15 | 2.3675e-08 | 3.2238e-08 | 0 | 0 | 0 | 0 | 0 | 0 | 0.53786 | 1.05 | 0.57412 | 0.53786 | 1.05 | 0.57412 | 0 | -109.8826 | 108.579 | 0 | -109.8826 | 108.579
Line11_12_13 | 0 | 0 | 0 | 0 | 0 | 0 | 0 | 0 | 0 | 0 | 0 | 0 | -2.7921e-15 | 7.871e-08 | -8.1088e-08 | 2.9289e-15 | -6.262e-08 | 6.4997e-08 | -3.7804e-15 | -2.3045e-08 | -3.2996e-08 | 4.3746e-15 | 1.9066e-08 | 2.5639e-08 | 0 | 0 | 0 | 0 | 0 | 0 | 0.53786 | 1.05 | 0.57412 | 0.53786 | 1.05 | 0.57412 | 0 | -109.8826 | 108.579 | 0 | -109.8826 | 108.579
Line12_13_15 | 0 | 0 | 0 | 0 | 0 | 0 | 0 | 0 | 0 | 0 | 0 | 0 | -2.3135e-15 | 4.7226e-08 | -4.8653e-08 | 1.6119e-15 | -3.1135e-08 | 3.2562e-08 | -3.1174e-15 | -1.3827e-08 | -1.9798e-08 | 2.6436e-15 | 9.8482e-09 | 1.244e-08 | 0 | 0 | 0 | 0 | 0 | 0 | 0.53786 | 1.05 | 0.57412 | 0.53786 | 1.05 | 0.57412 | 0 | -109.8826 | 108.579 | 0 | -109.8826 | 108.579
Line13_13_14 | 0 | 0 | 0 | 0 | 0 | 0 | 0 | 0 | 0 | 0 | 0 | 0 | -7.7116e-16 | 1.5742e-08 | -1.6218e-08 | -1.5938e-16 | 3.4867e-10 | 1.2688e-10 | -1.0391e-15 | -4.6091e-09 | -6.5992e-09 | 2.2692e-16 | 6.3005e-10 | -7.581e-10 | 0 | 0 | 0 | 0 | 0 | 0 | 0.53786 | 1.05 | 0.57412 | 0.53786 | 1.05 | 0.57412 | 0 | -109.8826 | 108.579 | 0 | -109.8826 | 108.579
Line14_15_16 | 0 | 0 | 0 | 0 | 0 | 0 | 0 | 0 | 0 | 0 | 0 | 0 | -1.7906e-15 | 3.1484e-08 | -3.2435e-08 | 7.8314e-16 | -1.5393e-08 | 1.6344e-08 | -2.3911e-15 | -9.2182e-09 | -1.3198e-08 | 1.5627e-15 | 5.2391e-09 | 5.8411e-09 | 0 | 0 | 0 | 0 | 0 | 0 | 0.53786 | 1.05 | 0.57412 | 0.53786 | 1.05 | 0.57412 | 0 | -109.8826 | 108.579 | 0 | -109.8826 | 108.579
Line15_16_17 | 0 | 0 | 0 | 0 | 0 | 0 | 0 | 0 | 0 | 0 | 0 | 0 | -9.7512e-16 | 1.5742e-08 | -1.6218e-08 | -1.9558e-16 | 3.4867e-10 | 1.2688e-10 | -1.2887e-15 | -4.6091e-09 | -6.5992e-09 | 2.8297e-16 | 6.3005e-10 | -7.581e-10 | 0 | 0 | 0 | 0 | 0 | 0 | 0.53786 | 1.05 | 0.57412 | 0.53786 | 1.05 | 0.57412 | 0 | -109.8826 | 108.579 | 0 | -109.8826 | 108.579
Line16_4_18 | 0 | 0 | 0 | 0 | 0 | 0 | 0 | 0 | 0 | 0 | 0 | 0 | -3.9701e-10 | 7.6169e-09 | -8.5068e-09 | 9.8241e-10 | 3.2133e-10 | -1.6803e-11 | 5.0399e-09 | -3.7143e-09 | -3.7342e-09 | -3.3586e-10 | 2.5246e-10 | -4.4768e-10 | 0 | 0 | 0 | 0 | 0 | 0 | 0.70021 | 1.05 | 0.81089 | 0.70021 | 1.05 | 0.81089 | -9.5983 | -116.0662 | 113.6289 | -9.5983 | -116.0662 | 113.6289
Line17_5_19 | 0 | 0 | 0 | 0 | 0 | 0 | 0 | 0 | 0 | 0 | 0 | 0 | -3.9701e-10 | 7.6169e-09 | -8.5068e-09 | 9.8241e-10 | 3.2133e-10 | -1.6803e-11 | 5.0399e-09 | -3.7143e-09 | -3.7342e-09 | -3.3586e-10 | 2.5246e-10 | -4.4768e-10 | 0 | 0 | 0 | 0 | 0 | 0 | 0.70021 | 1.05 | 0.81089 | 0.70021 | 1.05 | 0.81089 | -9.5983 | -116.0662 | 113.6289 | -9.5983 | -116.0662 | 113.6289
Line1_1_3 | 6.4842 | 0 | 0 | 6.4842 | 0 | 0 | 1.4975 | 0 | 0 | 1.4975 | 0 | 0 | 0.35038 | 1.2037e-07 | -1.2745e-07 | -6.1705e-15 | -1.0985e-07 | 1.1365e-07 | 0.70076 | -5.0343e-08 | -6.4935e-08 | 1.5415e-13 | 3.2894e-08 | 4.5437e-08 | -73.0332 | 0 | 0 | 106.9668 | 0 | 0 | 0.70021 | 1.05 | 0.81089 | 0.53786 | 1.05 | 0.57412 | -9.5983 | -116.0662 | 113.6289 | 0 | -109.8826 | 108.579
Line2_1_4 | 0 | 0 | 0 | 0 | 0 | 0 | 0 | 0 | 0 | 0 | 0 | 0 | -7.9402e-10 | 1.5234e-08 | -1.7014e-08 | 1.3794e-09 | -7.2956e-09 | 8.49e-09 | 1.008e-08 | -7.4286e-09 | -7.4683e-09 | -5.3758e-09 | 3.9667e-09 | 3.2865e-09 | 0 | 0 | 0 | 0 | 0 | 0 | 0.70021 | 1.05 | 0.81089 | 0.70021 | 1.05 | 0.81089 | -9.5983 | -116.0662 | 113.6289 | -9.5983 | -116.0662 | 113.6289
Line3_1_5 | 0 | 0 | 0 | 0 | 0 | 0 | 0 | 0 | 0 | 0 | 0 | 0 | -7.9402e-10 | 1.5234e-08 | -1.7014e-08 | 1.3794e-09 | -7.2956e-09 | 8.49e-09 | 1.008e-08 | -7.4286e-09 | -7.4683e-09 | -5.3758e-09 | 3.9667e-09 | 3.2865e-09 | 0 | 0 | 0 | 0 | 0 | 0 | 0.70021 | 1.05 | 0.81089 | 0.70021 | 1.05 | 0.81089 | -9.5983 | -116.0662 | 113.6289 | -9.5983 | -116.0662 | 113.6289
Line4_2_6 | 0 | 0 | 0 | 0 | 0 | 0 | 0 | 0 | 0 | 0 | 0 | 0 | -1.9851e-09 | 3.8085e-08 | -4.2534e-08 | 2.5705e-09 | -3.0146e-08 | 3.4011e-08 | 2.52e-08 | -1.8571e-08 | -1.8671e-08 | -2.0496e-08 | 1.511e-08 | 1.4489e-08 | 0 | 0 | 0 | 0 | 0 | 0 | 0.70021 | 1.05 | 0.81089 | 0.70021 | 1.05 | 0.81089 | -9.5983 | -116.0662 | 113.6289 | -9.5983 | -116.0662 | 113.6289
Line5_6_7 | 0 | 0 | 0 | 0 | 0 | 0 | 0 | 0 | 0 | 0 | 0 | 0 | -1.588e-09 | 3.0468e-08 | -3.4027e-08 | 2.1734e-09 | -2.2529e-08 | 2.5504e-08 | 2.016e-08 | -1.4857e-08 | -1.4937e-08 | -1.5456e-08 | 1.1395e-08 | 1.0755e-08 | 0 | 0 | 0 | 0 | 0 | 0 | 0.70021 | 1.05 | 0.81089 | 0.70021 | 1.05 | 0.81089 | -9.5983 | -116.0662 | 113.6289 | -9.5983 | -116.0662 | 113.6289
Line6_7_8 | 0 | 0 | 0 | 0 | 0 | 0 | 0 | 0 | 0 | 0 | 0 | 0 | -1.191e-09 | 2.2851e-08 | -2.5521e-08 | 1.7764e-09 | -1.4912e-08 | 1.6997e-08 | 1.512e-08 | -1.1143e-08 | -1.1203e-08 | -1.0416e-08 | 7.681e-09 | 7.0207e-09 | 0 | 0 | 0 | 0 | 0 | 0 | 0.70021 | 1.05 | 0.81089 | 0.70021 | 1.05 | 0.81089 | -9.5983 | -116.0662 | 113.6289 | -9.5983 | -116.0662 | 113.6289
Line7_8_9 | 0 | 0 | 0 | 0 | 0 | 0 | 0 | 0 | 0 | 0 | 0 | 0 | -3.9701e-10 | 7.6169e-09 | -8.5068e-09 | 9.8241e-10 | 3.2133e-10 | -1.6803e-11 | 5.0399e-09 | -3.7143e-09 | -3.7342e-09 | -3.3586e-10 | 2.5246e-10 | -4.4768e-10 | 0 | 0 | 0 | 0 | 0 | 0 | 0.70021 | 1.05 | 0.81089 | 0.70021 | 1.05 | 0.81089 | -9.5983 | -116.0662 | 113.6289 | -9.5983 | -116.0662 | 113.6289
Line8_8_10 | 0 | 0 | 0 | 0 | 0 | 0 | 0 | 0 | 0 | 0 | 0 | 0 | -3.9701e-10 | 7.6169e-09 | -8.5068e-09 | 9.8241e-10 | 3.2133e-10 | -1.6803e-11 | 5.0399e-09 | -3.7143e-09 | -3.7342e-09 | -3.3586e-10 | 2.5246e-10 | -4.4768e-10 | 0 | 0 | 0 | 0 | 0 | 0 | 0.70021 | 1.05 | 0.81089 | 0.70021 | 1.05 | 0.81089 | -9.5983 | -116.0662 | 113.6289 | -9.5983 | -116.0662 | 113.6289
Line9_3_11 | 0 | 0 | 0 | 0 | 0 | 0 | 0 | 0 | 0 | 0 | 0 | 0 | 8.0947e-21 | 1.1019e-07 | -1.1352e-07 | 1.7466e-15 | -9.4104e-08 | 9.7432e-08 | -1.0689e-20 | -3.2264e-08 | -4.6195e-08 | 2.5437e-15 | 2.8285e-08 | 3.8837e-08 | 0 | 0 | 0 | 0 | 0 | 0 | 0.53786 | 1.05 | 0.57412 | 0.53786 | 1.05 | 0.57412 | 0 | -109.8826 | 108.579 | 0 | -109.8826 | 108.579

## LG_max_10
name | pf_ikss_a_from_ka | pf_ikss_b_from_ka | pf_ikss_c_from_ka | pf_ikss_a_to_ka | pf_ikss_b_to_ka | pf_ikss_c_to_ka | pf_skss_a_from_mw | pf_skss_b_from_mw | pf_skss_c_from_mw | pf_skss_a_to_mw | pf_skss_b_to_mw | pf_skss_c_to_mw | pf_p_a_from_mw | pf_p_b_from_mw | pf_p_c_from_mw | pf_p_a_to_mw | pf_p_b_to_mw | pf_p_c_to_mw | pf_q_a_from_mvar | pf_q_b_from_mvar | pf_q_c_from_mvar | pf_q_a_to_mvar | pf_q_b_to_mvar | pf_q_c_to_mvar | pf_ikss_a_from_degree | pf_ikss_b_from_degree | pf_ikss_c_from_degree | pf_ikss_a_to_degree | pf_ikss_b_to_degree | pf_ikss_c_to_degree | pf_vm_a_from_pu | pf_vm_b_from_pu | pf_vm_c_from_pu | pf_vm_a_to_pu | pf_vm_b_to_pu | pf_vm_c_to_pu | pf_va_a_from_degree | pf_va_b_from_degree | pf_va_c_from_degree | pf_va_a_to_degree | pf_va_b_to_degree | pf_va_c_to_degree
Line0_1_2 | 0 | 0 | 0 | 0 | 0 | 0 | 0 | 0 | 0 | 0 | 0 | 0 | -2.6097e-09 | 5.1362e-08 | -5.7253e-08 | 3.2515e-09 | -4.2443e-08 | 4.7692e-08 | 3.3152e-08 | -2.4671e-08 | -2.5225e-08 | -2.7994e-08 | 2.0844e-08 | 2.0519e-08 | 0 | 0 | 0 | 0 | 0 | 0 | 0.72634 | 1.1 | 0.84377 | 0.72634 | 1.1 | 0.84377 | -9.818 | -115.9489 | 113.4857 | -9.818 | -115.9489 | 113.4857
Line10_11_12 | 0 | 0 | 0 | 0 | 0 | 0 | 0 | 0 | 0 | 0 | 0 | 0 | -1.9867e-15 | 1.0363e-07 | -1.0676e-07 | 2.9434e-15 | -8.5975e-08 | 8.9104e-08 | -2.7027e-15 | -3.0096e-08 | -4.3709e-08 | 4.3304e-15 | 2.577e-08 | 3.5591e-08 | 0 | 0 | 0 | 0 | 0 | 0 | 0.56303 | 1.1 | 0.60189 | 0.56303 | 1.1 | 0.60189 | 0 | -109.8961 | 108.5627 | 0 | -109.8961 | 108.5627
Line11_12_13 | 0 | 0 | 0 | 0 | 0 | 0 | 0 | 0 | 0 | 0 | 0 | 0 | -3.0677e-15 | 8.636e-08 | -8.8968e-08 | 3.2185e-15 | -6.8703e-08 | 7.131e-08 | -4.1565e-15 | -2.508e-08 | -3.6424e-08 | 4.81e-15 | 2.0754e-08 | 2.8306e-08 | 0 | 0 | 0 | 0 | 0 | 0 | 0.56303 | 1.1 | 0.60189 | 0.56303 | 1.1 | 0.60189 | 0 | -109.8961 | 108.5627 | 0 | -109.8961 | 108.5627
Line12_13_15 | 0 | 0 | 0 | 0 | 0 | 0 | 0 | 0 | 0 | 0 | 0 | 0 | -2.5419e-15 | 5.1816e-08 | -5.3381e-08 | 1.7716e-15 | -3.4159e-08 | 3.5723e-08 | -3.4276e-15 | -1.5048e-08 | -2.1855e-08 | 2.9068e-15 | 1.0722e-08 | 1.3736e-08 | 0 | 0 | 0 | 0 | 0 | 0 | 0.56303 | 1.1 | 0.60189 | 0.56303 | 1.1 | 0.60189 | 0 | -109.8961 | 108.5627 | 0 | -109.8961 | 108.5627
Line13_13_14 | 0 | 0 | 0 | 0 | 0 | 0 | 0 | 0 | 0 | 0 | 0 | 0 | -8.4729e-16 | 1.7272e-08 | -1.7794e-08 | -1.7462e-16 | 3.8527e-10 | 1.3627e-10 | -1.1425e-15 | -5.016e-09 | -7.2849e-09 | 2.4962e-16 | 6.9003e-10 | -8.3379e-10 | 0 | 0 | 0 | 0 | 0 | 0 | 0.56303 | 1.1 | 0.60189 | 0.56303 | 1.1 | 0.60189 | 0 | -109.8961 | 108.5627 | 0 | -109.8961 | 108.5627
Line14_15_16 | 0 | 0 | 0 | 0 | 0 | 0 | 0 | 0 | 0 | 0 | 0 | 0 | -1.9674e-15 | 3.4544e-08 | -3.5587e-08 | 8.6105e-16 | -1.6887e-08 | 1.793e-08 | -2.6291e-15 | -1.0032e-08 | -1.457e-08 | 1.7184e-15 | 5.706e-09 | 6.4511e-09 | 0 | 0 | 0 | 0 | 0 | 0 | 0.56303 | 1.1 | 0.60189 | 0.56303 | 1.1 | 0.60189 | 0 | -109.8961 | 108.5627 | 0 | -109.8961 | 108.5627
Line15_16_17 | 0 | 0 | 0 | 0 | 0 | 0 | 0 | 0 | 0 | 0 | 0 | 0 | -1.0714e-15 | 1.7272e-08 | -1.7794e-08 | -2.1429e-16 | 3.8527e-10 | 1.3628e-10 | -1.4169e-15 | -5.016e-09 | -7.2849e-09 | 3.1127e-16 | 6.9003e-10 | -8.3379e-10 | 0 | 0 | 0 | 0 | 0 | 0 | 0.56303 | 1.1 | 0.60189 | 0.56303 | 1.1 | 0.60189 | 0 | -109.8961 | 108.5627 | 0 | -109.8961 | 108.5627
Line16_4_18 | 0 | 0 | 0 | 0 | 0 | 0 | 0 | 0 | 0 | 0 | 0 | 0 | -4.3496e-10 | 8.5603e-09 | -9.5421e-09 | 1.0767e-09 | 3.5825e-10 | -1.8258e-11 | 5.5253e-09 | -4.1119e-09 | -4.2042e-09 | -3.681e-10 | 2.848e-10 | -5.0217e-10 | 0 | 0 | 0 | 0 | 0 | 0 | 0.72634 | 1.1 | 0.84377 | 0.72634 | 1.1 | 0.84377 | -9.818 | -115.9489 | 113.4857 | -9.818 | -115.9489 | 113.4857
Line17_5_19 | 0 | 0 | 0 | 0 | 0 | 0 | 0 | 0 | 0 | 0 | 0 | 0 | -4.3496e-10 | 8.5603e-09 | -9.5421e-09 | 1.0767e-09 | 3.5825e-10 | -1.8258e-11 | 5.5253e-09 | -4.1119e-09 | -4.2042e-09 | -3.681e-10 | 2.848e-10 | -5.0217e-10 | 0 | 0 | 0 | 0 | 0 | 0 | 0.72634 | 1.1 | 0.84377 | 0.72634 | 1.1 | 0.84377 | -9.818 | -115.9489 | 113.4857 | -9.818 | -115.9489 | 113.4857
Line1_1_3 | 6.6333 | 0 | 0 | 6.6333 | 0 | 0 | 1.5319 | 0 | 0 | 1.5319 | 0 | 0 | 0.36667 | 1.3219e-07 | -1.3992e-07 | 3.4618e-13 | -1.2052e-07 | 1.2469e-07 | 0.73334 | -5.4587e-08 | -7.1281e-08 | -4.2635e-13 | 3.5802e-08 | 5.016e-08 | -73.2529 | 0 | 0 | 106.7471 | 0 | 0 | 0.72634 | 1.1 | 0.84377 | 0.56303 | 1.1 | 0.60189 | -9.818 | -115.9489 | 113.4857 | 0 | -109.8961 | 108.5627
Line2_1_4 | 0 | 0 | 0 | 0 | 0 | 0 | 0 | 0 | 0 | 0 | 0 | 0 | -8.6991e-10 | 1.7121e-08 | -1.9084e-08 | 1.5117e-09 | -8.2021e-09 | 9.5239e-09 | 1.1051e-08 | -8.2237e-09 | -8.4083e-09 | -5.8934e-09 | 4.3967e-09 | 3.702e-09 | 0 | 0 | 0 | 0 | 0 | 0 | 0.72634 | 1.1 | 0.84377 | 0.72634 | 1.1 | 0.84377 | -9.818 | -115.9489 | 113.4857 | -9.818 | -115.9489 | 113.4857
Line3_1_5 | 0 | 0 | 0 | 0 | 0 | 0 | 0 | 0 | 0 | 0 | 0 | 0 | -8.6991e-10 | 1.7121e-08 | -1.9084e-08 | 1.5117e-09 | -8.2021e-09 | 9.5239e-09 | 1.1051e-08 | -8.2237e-09 | -8.4083e-09 | -5.8934e-09 | 4.3967e-09 | 3.702e-09 | 0 | 0 | 0 | 0 | 0 | 0 | 0.72634 | 1.1 | 0.84377 | 0.72634 | 1.1 | 0.84377 | -9.818 | -115.9489 | 113.4857 | -9.818 | -115.9489 | 113.4857
Line4_2_6 | 0 | 0 | 0 | 0 | 0 | 0 | 0 | 0 | 0 | 0 | 0 | 0 | -2.1748e-09 | 4.2802e-08 | -4.7711e-08 | 2.8166e-09 | -3.3883e-08 | 3.815e-08 | 2.7626e-08 | -2.0559e-08 | -2.1021e-08 | -2.2469e-08 | 1.6732e-08 | 1.6314e-08 | 0 | 0 | 0 | 0 | 0 | 0 | 0.72634 | 1.1 | 0.84377 | 0.72634 | 1.1 | 0.84377 | -9.818 | -115.9489 | 113.4857 | -9.818 | -115.9489 | 113.4857
Line5_6_7 | 0 | 0 | 0 | 0 | 0 | 0 | 0 | 0 | 0 | 0 | 0 | 0 | -1.7398e-09 | 3.4241e-08 | -3.8169e-08 | 2.3816e-09 | -2.5323e-08 | 2.8608e-08 | 2.2101e-08 | -1.6447e-08 | -1.6817e-08 | -1.6944e-08 | 1.262e-08 | 1.211e-08 | 0 | 0 | 0 | 0 | 0 | 0 | 0.72634 | 1.1 | 0.84377 | 0.72634 | 1.1 | 0.84377 | -9.818 | -115.9489 | 113.4857 | -9.818 | -115.9489 | 113.4857
Line6_7_8 | 0 | 0 | 0 | 0 | 0 | 0 | 0 | 0 | 0 | 0 | 0 | 0 | -1.3049e-09 | 2.5681e-08 | -2.8626e-08 | 1.9467e-09 | -1.6762e-08 | 1.9066e-08 | 1.6576e-08 | -1.2336e-08 | -1.2612e-08 | -1.1419e-08 | 8.5085e-09 | 7.9061e-09 | 0 | 0 | 0 | 0 | 0 | 0 | 0.72634 | 1.1 | 0.84377 | 0.72634 | 1.1 | 0.84377 | -9.818 | -115.9489 | 113.4857 | -9.818 | -115.9489 | 113.4857
Line7_8_9 | 0 | 0 | 0 | 0 | 0 | 0 | 0 | 0 | 0 | 0 | 0 | 0 | -4.3496e-10 | 8.5603e-09 | -9.5421e-09 | 1.0767e-09 | 3.5825e-10 | -1.8258e-11 | 5.5253e-09 | -4.1119e-09 | -4.2042e-09 | -3.681e-10 | 2.848e-10 | -5.0217e-10 | 0 | 0 | 0 | 0 | 0 | 0 | 0.72634 | 1.1 | 0.84377 | 0.72634 | 1.1 | 0.84377 | -9.818 | -115.9489 | 113.4857 | -9.818 | -115.9489 | 113.4857
Line8_8_10 | 0 | 0 | 0 | 0 | 0 | 0 | 0 | 0 | 0 | 0 | 0 | 0 | -4.3496e-10 | 8.5603e-09 | -9.5421e-09 | 1.0768e-09 | 3.5825e-10 | -1.8258e-11 | 5.5253e-09 | -4.1119e-09 | -4.2042e-09 | -3.681e-10 | 2.848e-10 | -5.0217e-10 | 0 | 0 | 0 | 0 | 0 | 0 | 0.72634 | 1.1 | 0.84377 | 0.72634 | 1.1 | 0.84377 | -9.818 | -115.9489 | 113.4857 | -9.818 | -115.9489 | 113.4857
Line9_3_11 | 0 | 0 | 0 | 0 | 0 | 0 | 0 | 0 | 0 | 0 | 0 | 0 | -4.6975e-20 | 1.209e-07 | -1.2455e-07 | 1.9192e-15 | -1.0325e-07 | 1.069e-07 | 1.3624e-20 | -3.5112e-08 | -5.0994e-08 | 2.7967e-15 | 3.0786e-08 | 4.2876e-08 | 0 | 0 | 0 | 0 | 0 | 0 | 0.56303 | 1.1 | 0.60189 | 0.56303 | 1.1 | 0.60189 | 0 | -109.8961 | 108.5627 | 0 | -109.8961 | 108.5627

## LG_max_fault_6
name | pf_ikss_a_from_ka | pf_ikss_b_from_ka | pf_ikss_c_from_ka | pf_ikss_a_to_ka | pf_ikss_b_to_ka | pf_ikss_c_to_ka | pf_skss_a_from_mw | pf_skss_b_from_mw | pf_skss_c_from_mw | pf_skss_a_to_mw | pf_skss_b_to_mw | pf_skss_c_to_mw | pf_p_a_from_mw | pf_p_b_from_mw | pf_p_c_from_mw | pf_p_a_to_mw | pf_p_b_to_mw | pf_p_c_to_mw | pf_q_a_from_mvar | pf_q_b_from_mvar | pf_q_c_from_mvar | pf_q_a_to_mvar | pf_q_b_to_mvar | pf_q_c_to_mvar | pf_ikss_a_from_degree | pf_ikss_b_from_degree | pf_ikss_c_from_degree | pf_ikss_a_to_degree | pf_ikss_b_to_degree | pf_ikss_c_to_degree | pf_vm_a_from_pu | pf_vm_b_from_pu | pf_vm_c_from_pu | pf_vm_a_to_pu | pf_vm_b_to_pu | pf_vm_c_to_pu | pf_va_a_from_degree | pf_va_b_from_degree | pf_va_c_from_degree | pf_va_a_to_degree | pf_va_b_to_degree | pf_va_c_to_degree
Line0_1_2 | 0 | 0 | 0 | 0 | 0 | 0 | 0 | 0 | 0 | 0 | 0 | 0 | 7.6724e-11 | 1.5651e-10 | -2.9388e-10 | -5.5226e-11 | -1.2808e-10 | 2.4395e-10 | 3.1042e-10 | -2.487e-10 | -1.1025e-11 | -2.6531e-10 | 2.0751e-10 | 7.0235e-12 | 0 | 0 | 0 | 0 | 0 | 0 | 1.048 | 1.05 | 1.0493 | 1.048 | 1.05 | 1.0493 | -0.094123 | -119.9963 | 119.9693 | -0.094123 | -119.9963 | 119.9693
Line10_11_12 | 0 | 0 | 0 | 0 | 0 | 0 | 0 | 0 | 0 | 0 | 0 | 0 | 1.0822e-10 | 3.4037e-10 | -5.812e-10 | -7.1489e-11 | -2.7972e-10 | 4.8381e-10 | 6.0412e-10 | -4.7376e-10 | -5.7106e-11 | -5.1339e-10 | 3.9647e-10 | 4.3348e-11 | 0 | 0 | 0 | 0 | 0 | 0 | 1.0462 | 1.05 | 1.0481 | 1.0462 | 1.05 | 1.0481 | -0.14175 | -119.9763 | 119.9399 | -0.14175 | -119.9763 | 119.9399
Line11_12_13 | 0 | 0 | 0 | 0 | 0 | 0 | 0 | 0 | 0 | 0 | 0 | 0 | 9.0184e-11 | 2.8364e-10 | -4.8433e-10 | -5.3452e-11 | -2.2299e-10 | 3.8694e-10 | 5.0344e-10 | -3.948e-10 | -4.7589e-11 | -4.127e-10 | 3.1751e-10 | 3.383e-11 | 0 | 0 | 0 | 0 | 0 | 0 | 1.0462 | 1.05 | 1.0481 | 1.0462 | 1.05 | 1.0481 | -0.14175 | -119.9763 | 119.9399 | -0.14175 | -119.9763 | 119.9399
Line12_13_15 | 0 | 0 | 0 | 0 | 0 | 0 | 0 | 0 | 0 | 0 | 0 | 0 | 5.4111e-11 | 1.7019e-10 | -2.906e-10 | -1.7378e-11 | -1.0953e-10 | 1.9321e-10 | 3.0206e-10 | -2.3688e-10 | -2.8553e-11 | -2.1133e-10 | 1.5959e-10 | 1.4795e-11 | 0 | 0 | 0 | 0 | 0 | 0 | 1.0462 | 1.05 | 1.0481 | 1.0462 | 1.05 | 1.0481 | -0.14175 | -119.9763 | 119.9399 | -0.14175 | -119.9763 | 119.9399
Line13_13_14 | 0 | 0 | 0 | 0 | 0 | 0 | 0 | 0 | 0 | 0 | 0 | 0 | 1.8037e-11 | 5.6729e-11 | -9.6866e-11 | 1.8696e-11 | 3.9273e-12 | -5.229e-13 | 1.0069e-10 | -7.896e-11 | -9.5177e-12 | -9.9547e-12 | 1.6715e-12 | -4.2408e-12 | 0 | 0 | 0 | 0 | 0 | 0 | 1.0462 | 1.05 | 1.0481 | 1.0462 | 1.05 | 1.0481 | -0.14175 | -119.9763 | 119.9399 | -0.14175 | -119.9763 | 119.9399
Line14_15_16 | 0 | 0 | 0 | 0 | 0 | 0 | 0 | 0 | 0 | 0 | 0 | 0 | 3.6074e-11 | 1.1346e-10 | -1.9373e-10 | 6.5903e-13 | -5.2801e-11 | 9.6343e-11 | 2.0137e-10 | -1.5792e-10 | -1.9036e-11 | -1.1064e-10 | 8.0631e-11 | 5.2769e-12 | 0 | 0 | 0 | 0 | 0 | 0 | 1.0462 | 1.05 | 1.0481 | 1.0462 | 1.05 | 1.0481 | -0.14175 | -119.9763 | 119.9399 | -0.14175 | -119.9763 | 119.9399
Line15_16_17 | 0 | 0 | 0 | 0 | 0 | 0 | 0 | 0 | 0 | 0 | 0 | 0 | 1.8037e-11 | 5.6729e-11 | -9.6866e-11 | 1.8696e-11 | 3.9273e-12 | -5.229e-13 | 1.0069e-10 | -7.896e-11 | -9.5178e-12 | -9.9547e-12 | 1.6715e-12 | -4.2408e-12 | 0 | 0 | 0 | 0 | 0 | 0 | 1.0462 | 1.05 | 1.0481 | 1.0462 | 1.05 | 1.0481 | -0.14175 | -119.9763 | 119.9399 | -0.14175 | -119.9763 | 119.9399
Line16_4_18 | 0 | 0 | 0 | 0 | 0 | 0 | 0 | 0 | 0 | 0 | 0 | 0 | 1.2787e-11 | 2.6085e-11 | -4.898e-11 | 8.7107e-12 | 2.3473e-12 | -9.5006e-13 | 5.1736e-11 | -4.145e-11 | -1.8376e-12 | -6.6265e-12 | 2.6054e-13 | -2.1642e-12 | 0 | 0 | 0 | 0 | 0 | 0 | 1.048 | 1.05 | 1.0493 | 1.048 | 1.05 | 1.0493 | -0.094123 | -119.9963 | 119.9693 | -0.094123 | -119.9963 | 119.9693
Line17_5_19 | 0 | 0 | 0 | 0 | 0 | 0 | 0 | 0 | 0 | 0 | 0 | 0 | 1.2787e-11 | 2.6085e-11 | -4.898e-11 | 8.7107e-12 | 2.3473e-12 | -9.5006e-13 | 5.1736e-11 | -4.145e-11 | -1.8376e-12 | -6.6265e-12 | 2.6054e-13 | -2.1642e-12 | 0 | 0 | 0 | 0 | 0 | 0 | 1.048 | 1.05 | 1.0493 | 1.048 | 1.05 | 1.0493 | -0.094123 | -119.9963 | 119.9693 | -0.094123 | -119.9963 | 119.9693
Line1_1_3 | 0.034133 | 0 | 0 | 0.034133 | 0 | 0 | 0.0078828 | 0 | 0 | 0.0078828 | 0 | 0 | 0.0058352 | 4.3768e-10 | -7.5124e-10 | -0.0058254 | -3.9317e-10 | 6.7754e-10 | 0.0058449 | -6.1401e-10 | -7.1644e-11 | -0.0058254 | 5.5439e-10 | 6.2383e-11 | -45.1418 | 0 | 0 | 134.8582 | 0 | 0 | 1.048 | 1.05 | 1.0493 | 1.0462 | 1.05 | 1.0481 | -0.094123 | -119.9963 | 119.9693 | -0.14175 | -119.9763 | 119.9399
Line2_1_4 | 0 | 0 | 0 | 0 | 0 | 0 | 0 | 0 | 0 | 0 | 0 | 0 | 2.5575e-11 | 5.217e-11 | -9.7961e-11 | -4.0767e-12 | -2.3738e-11 | 4.803e-11 | 1.0347e-10 | -8.29e-11 | -3.6751e-12 | -5.8363e-11 | 4.1711e-11 | -3.2669e-13 | 0 | 0 | 0 | 0 | 0 | 0 | 1.048 | 1.05 | 1.0493 | 1.048 | 1.05 | 1.0493 | -0.094123 | -119.9963 | 119.9693 | -0.094123 | -119.9963 | 119.9693
Line3_1_5 | 0 | 0 | 0 | 0 | 0 | 0 | 0 | 0 | 0 | 0 | 0 | 0 | 2.5575e-11 | 5.217e-11 | -9.7961e-11 | -4.0767e-12 | -2.3738e-11 | 4.803e-11 | 1.0347e-10 | -8.29e-11 | -3.6751e-12 | -5.8363e-11 | 4.1711e-11 | -3.2669e-13 | 0 | 0 | 0 | 0 | 0 | 0 | 1.048 | 1.05 | 1.0493 | 1.048 | 1.05 | 1.0493 | -0.094123 | -119.9963 | 119.9693 | -0.094123 | -119.9963 | 119.9693
Line4_2_6 | 0 | 0 | 0 | 0 | 0 | 0 | 0 | 0 | 0 | 0 | 0 | 0 | 6.3937e-11 | 1.3043e-10 | -2.449e-10 | -4.2439e-11 | -1.0199e-10 | 1.9497e-10 | 2.5868e-10 | -2.0725e-10 | -9.1878e-12 | -2.1357e-10 | 1.6606e-10 | 5.186e-12 | 0 | 0 | 0 | 0 | 0 | 0 | 1.048 | 1.05 | 1.0493 | 1.048 | 1.05 | 1.0493 | -0.094123 | -119.9963 | 119.9693 | -0.094123 | -119.9963 | 119.9693
Line5_6_7 | 0 | 0 | 0 | 0 | 0 | 0 | 0 | 0 | 0 | 0 | 0 | 0 | 5.115e-11 | 1.0434e-10 | -1.9592e-10 | -2.9652e-11 | -7.5908e-11 | 1.4599e-10 | 2.0695e-10 | -1.658e-10 | -7.3502e-12 | -1.6184e-10 | 1.2461e-10 | 3.3484e-12 | 0 | 0 | 0 | 0 | 0 | 0 | 1.048 | 1.05 | 1.0493 | 1.048 | 1.05 | 1.0493 | -0.094123 | -119.9963 | 119.9693 | -0.094123 | -119.9963 | 119.9693
Line6_7_8 | 0 | 0 | 0 | 0 | 0 | 0 | 0 | 0 | 0 | 0 | 0 | 0 | 3.8362e-11 | 7.8256e-11 | -1.4694e-10 | -1.6864e-11 | -4.9823e-11 | 9.7011e-11 | 1.5521e-10 | -1.2435e-10 | -5.5127e-12 | -1.101e-10 | 8.3161e-11 | 1.5109e-12 | 0 | 0 | 0 | 0 | 0 | 0 | 1.048 | 1.05 | 1.0493 | 1.048 | 1.05 | 1.0493 | -0.094123 | -119.9963 | 119.9693 | -0.094123 | -119.9963 | 119.9693
Line7_8_9 | 0 | 0 | 0 | 0 | 0 | 0 | 0 | 0 | 0 | 0 | 0 | 0 | 1.2787e-11 | 2.6085e-11 | -4.898e-11 | 8.7107e-12 | 2.3473e-12 | -9.5006e-13 | 5.1736e-11 | -4.145e-11 | -1.8376e-12 | -6.6265e-12 | 2.6054e-13 | -2.1642e-12 | 0 | 0 | 0 | 0 | 0 | 0 | 1.048 | 1.05 | 1.0493 | 1.048 | 1.05 | 1.0493 | -0.094123 | -119.9963 | 119.9693 | -0.094123 | -119.9963 | 119.9693
Line8_8_10 | 0 | 0 | 0 | 0 | 0 | 0 | 0 | 0 | 0 | 0 | 0 | 0 | 1.2787e-11 | 2.6085e-11 | -4.898e-11 | 8.7107e-12 | 2.3473e-12 | -9.5006e-13 | 5.1736e-11 | -4.145e-11 | -1.8376e-12 | -6.6265e-12 | 2.6054e-13 | -2.1642e-12 | 0 | 0 | 0 | 0 | 0 | 0 | 1.048 | 1.05 | 1.0493 | 1.048 | 1.05 | 1.0493 | -0.094123 | -119.9963 | 119.9693 | -0.094123 | -119.9963 | 119.9693
Line9_3_11 | 0 | 0 | 0 | 0 | 0 | 0 | 0 | 0 | 0 | 0 | 0 | 0 | 1.2626e-10 | 3.971e-10 | -6.7806e-10 | -8.9525e-11 | -3.3645e-10 | 5.8067e-10 | 7.0481e-10 | -5.5272e-10 | -6.6624e-11 | -6.1408e-10 | 4.7543e-10 | 5.2866e-11 | 0 | 0 | 0 | 0 | 0 | 0 | 1.0462 | 1.05 | 1.0481 | 1.0462 | 1.05 | 1.0481 | -0.14175 | -119.9763 | 119.9399 | -0.14175 | -119.9763 | 119.9399

## LG_max_fault_10
name | pf_ikss_a_from_ka | pf_ikss_b_from_ka | pf_ikss_c_from_ka | pf_ikss_a_to_ka | pf_ikss_b_to_ka | pf_ikss_c_to_ka | pf_skss_a_from_mw | pf_skss_b_from_mw | pf_skss_c_from_mw | pf_skss_a_to_mw | pf_skss_b_to_mw | pf_skss_c_to_mw | pf_p_a_from_mw | pf_p_b_from_mw | pf_p_c_from_mw | pf_p_a_to_mw | pf_p_b_to_mw | pf_p_c_to_mw | pf_q_a_from_mvar | pf_q_b_from_mvar | pf_q_c_from_mvar | pf_q_a_to_mvar | pf_q_b_to_mvar | pf_q_c_to_mvar | pf_ikss_a_from_degree | pf_ikss_b_from_degree | pf_ikss_c_from_degree | pf_ikss_a_to_degree | pf_ikss_b_to_degree | pf_ikss_c_to_degree | pf_vm_a_from_pu | pf_vm_b_from_pu | pf_vm_c_from_pu | pf_vm_a_to_pu | pf_vm_b_to_pu | pf_vm_c_to_pu | pf_va_a_from_degree | pf_va_b_from_degree | pf_va_c_from_degree | pf_va_a_to_degree | pf_va_b_to_degree | pf_va_c_to_degree
Line0_1_2 | 0 | 0 | 0 | 0 | 0 | 0 | 0 | 0 | 0 | 0 | 0 | 0 | 8.8213e-11 | 1.7996e-10 | -3.3787e-10 | -6.3501e-11 | -1.4727e-10 | 2.8046e-10 | 3.5682e-10 | -2.8589e-10 | -1.2704e-11 | -3.0497e-10 | 2.3854e-10 | 8.0998e-12 | 0 | 0 | 0 | 0 | 0 | 0 | 1.0979 | 1.1 | 1.0993 | 1.0979 | 1.1 | 1.0993 | -0.098567 | -119.9961 | 119.9679 | -0.098567 | -119.9961 | 119.9679
Line10_11_12 | 0 | 0 | 0 | 0 | 0 | 0 | 0 | 0 | 0 | 0 | 0 | 0 | 1.2278e-10 | 3.8175e-10 | -6.5316e-10 | -8.1349e-11 | -3.1369e-10 | 5.4368e-10 | 6.7906e-10 | -5.3284e-10 | -6.3282e-11 | -5.7715e-10 | 4.4588e-10 | 4.797e-11 | 0 | 0 | 0 | 0 | 0 | 0 | 1.0959 | 1.1 | 1.0979 | 1.0959 | 1.1 | 1.0979 | -0.14619 | -119.9761 | 119.9385 | -0.14619 | -119.9761 | 119.9385
Line11_12_13 | 0 | 0 | 0 | 0 | 0 | 0 | 0 | 0 | 0 | 0 | 0 | 0 | 1.0231e-10 | 3.1812e-10 | -5.443e-10 | -6.0886e-11 | -2.5007e-10 | 4.3482e-10 | 5.6588e-10 | -4.4403e-10 | -5.2735e-11 | -4.6397e-10 | 3.5707e-10 | 3.7423e-11 | 0 | 0 | 0 | 0 | 0 | 0 | 1.0959 | 1.1 | 1.0979 | 1.0959 | 1.1 | 1.0979 | -0.14619 | -119.9761 | 119.9385 | -0.14619 | -119.9761 | 119.9385
Line12_13_15 | 0 | 0 | 0 | 0 | 0 | 0 | 0 | 0 | 0 | 0 | 0 | 0 | 6.1389e-11 | 1.9087e-10 | -3.2658e-10 | -1.996e-11 | -1.2282e-10 | 2.171e-10 | 3.3953e-10 | -2.6642e-10 | -3.1641e-11 | -2.3762e-10 | 1.7946e-10 | 1.6329e-11 | 0 | 0 | 0 | 0 | 0 | 0 | 1.0959 | 1.1 | 1.0979 | 1.0959 | 1.1 | 1.0979 | -0.14619 | -119.9761 | 119.9385 | -0.14619 | -119.9761 | 119.9385
Line13_13_14 | 0 | 0 | 0 | 0 | 0 | 0 | 0 | 0 | 0 | 0 | 0 | 0 | 2.0463e-11 | 6.3624e-11 | -1.0886e-10 | 2.0966e-11 | 4.4305e-12 | -6.2301e-13 | 1.1318e-10 | -8.8806e-11 | -1.0547e-11 | -1.1267e-11 | 1.8476e-12 | -4.7653e-12 | 0 | 0 | 0 | 0 | 0 | 0 | 1.0959 | 1.1 | 1.0979 | 1.0959 | 1.1 | 1.0979 | -0.14619 | -119.9761 | 119.9385 | -0.14619 | -119.9761 | 119.9385
Line14_15_16 | 0 | 0 | 0 | 0 | 0 | 0 | 0 | 0 | 0 | 0 | 0 | 0 | 4.0926e-11 | 1.2725e-10 | -2.1772e-10 | 5.0276e-13 | -5.9194e-11 | 1.0824e-10 | 2.2635e-10 | -1.7761e-10 | -2.1094e-11 | -1.2444e-10 | 9.0654e-11 | 5.7817e-12 | 0 | 0 | 0 | 0 | 0 | 0 | 1.0959 | 1.1 | 1.0979 | 1.0959 | 1.1 | 1.0979 | -0.14619 | -119.9761 | 119.9385 | -0.14619 | -119.9761 | 119.9385
Line15_16_17 | 0 | 0 | 0 | 0 | 0 | 0 | 0 | 0 | 0 | 0 | 0 | 0 | 2.0463e-11 | 6.3624e-11 | -1.0886e-10 | 2.0966e-11 | 4.4305e-12 | -6.2301e-13 | 1.1318e-10 | -8.8806e-11 | -1.0547e-11 | -1.1267e-11 | 1.8476e-12 | -4.7653e-12 | 0 | 0 | 0 | 0 | 0 | 0 | 1.0959 | 1.1 | 1.0979 | 1.0959 | 1.1 | 1.0979 | -0.14619 | -119.9761 | 119.9385 | -0.14619 | -119.9761 | 119.9385
Line16_4_18 | 0 | 0 | 0 | 0 | 0 | 0 | 0 | 0 | 0 | 0 | 0 | 0 | 1.4702e-11 | 2.9993e-11 | -5.6311e-11 | 1.001e-11 | 2.6968e-12 | -1.0918e-12 | 5.947e-11 | -4.7649e-11 | -2.1172e-12 | -7.6152e-12 | 2.9912e-13 | -2.4865e-12 | 0 | 0 | 0 | 0 | 0 | 0 | 1.0979 | 1.1 | 1.0993 | 1.0979 | 1.1 | 1.0993 | -0.098567 | -119.9961 | 119.9679 | -0.098567 | -119.9961 | 119.9679
Line17_5_19 | 0 | 0 | 0 | 0 | 0 | 0 | 0 | 0 | 0 | 0 | 0 | 0 | 1.4702e-11 | 2.9993e-11 | -5.6311e-11 | 1.001e-11 | 2.6968e-12 | -1.0918e-12 | 5.947e-11 | -4.7649e-11 | -2.1172e-12 | -7.6152e-12 | 2.9912e-13 | -2.4865e-12 | 0 | 0 | 0 | 0 | 0 | 0 | 1.0979 | 1.1 | 1.0993 | 1.0979 | 1.1 | 1.0993 | -0.098567 | -119.9961 | 119.9679 | -0.098567 | -119.9961 | 119.9679
Line1_1_3 | 0.035755 | 0 | 0 | 0.035755 | 0 | 0 | 0.0082573 | 0 | 0 | 0.0082573 | 0 | 0 | 0.0064028 | 4.9126e-10 | -8.4489e-10 | -0.0063922 | -4.4094e-10 | 7.614e-10 | 0.0064135 | -6.9107e-10 | -7.9449e-11 | -0.0063922 | 6.2349e-10 | 6.9064e-11 | -45.1462 | 0 | 0 | 134.8538 | 0 | 0 | 1.0979 | 1.1 | 1.0993 | 1.0959 | 1.1 | 1.0979 | -0.098567 | -119.9961 | 119.9679 | -0.14619 | -119.9761 | 119.9385
Line2_1_4 | 0 | 0 | 0 | 0 | 0 | 0 | 0 | 0 | 0 | 0 | 0 | 0 | 2.9404e-11 | 5.9987e-11 | -1.1262e-10 | -4.6917e-12 | -2.7297e-11 | 5.5219e-11 | 1.1894e-10 | -9.5297e-11 | -4.2345e-12 | -6.7086e-11 | 4.7948e-11 | -3.6925e-13 | 0 | 0 | 0 | 0 | 0 | 0 | 1.0979 | 1.1 | 1.0993 | 1.0979 | 1.1 | 1.0993 | -0.098567 | -119.9961 | 119.9679 | -0.098567 | -119.9961 | 119.9679
Line3_1_5 | 0 | 0 | 0 | 0 | 0 | 0 | 0 | 0 | 0 | 0 | 0 | 0 | 2.9404e-11 | 5.9987e-11 | -1.1262e-10 | -4.6917e-12 | -2.7297e-11 | 5.5219e-11 | 1.1894e-10 | -9.5297e-11 | -4.2345e-12 | -6.7086e-11 | 4.7948e-11 | -3.6925e-13 | 0 | 0 | 0 | 0 | 0 | 0 | 1.0979 | 1.1 | 1.0993 | 1.0979 | 1.1 | 1.0993 | -0.098567 | -119.9961 | 119.9679 | -0.098567 | -119.9961 | 119.9679
Line4_2_6 | 0 | 0 | 0 | 0 | 0 | 0 | 0 | 0 | 0 | 0 | 0 | 0 | 7.3511e-11 | 1.4997e-10 | -2.8156e-10 | -4.8798e-11 | -1.1728e-10 | 2.2415e-10 | 2.9735e-10 | -2.3824e-10 | -1.0586e-11 | -2.455e-10 | 1.9089e-10 | 5.9825e-12 | 0 | 0 | 0 | 0 | 0 | 0 | 1.0979 | 1.1 | 1.0993 | 1.0979 | 1.1 | 1.0993 | -0.098567 | -119.9961 | 119.9679 | -0.098567 | -119.9961 | 119.9679
Line5_6_7 | 0 | 0 | 0 | 0 | 0 | 0 | 0 | 0 | 0 | 0 | 0 | 0 | 5.8809e-11 | 1.1997e-10 | -2.2524e-10 | -3.4096e-11 | -8.7284e-11 | 1.6784e-10 | 2.3788e-10 | -1.9059e-10 | -8.469e-12 | -1.8603e-10 | 1.4325e-10 | 3.8653e-12 | 0 | 0 | 0 | 0 | 0 | 0 | 1.0979 | 1.1 | 1.0993 | 1.0979 | 1.1 | 1.0993 | -0.098567 | -119.9961 | 119.9679 | -0.098567 | -119.9961 | 119.9679
Line6_7_8 | 0 | 0 | 0 | 0 | 0 | 0 | 0 | 0 | 0 | 0 | 0 | 0 | 4.4107e-11 | 8.998e-11 | -1.6893e-10 | -1.9394e-11 | -5.729e-11 | 1.1153e-10 | 1.7841e-10 | -1.4295e-10 | -6.3518e-12 | -1.2656e-10 | 9.5597e-11 | 1.748e-12 | 0 | 0 | 0 | 0 | 0 | 0 | 1.0979 | 1.1 | 1.0993 | 1.0979 | 1.1 | 1.0993 | -0.098567 | -119.9961 | 119.9679 | -0.098567 | -119.9961 | 119.9679
Line7_8_9 | 0 | 0 | 0 | 0 | 0 | 0 | 0 | 0 | 0 | 0 | 0 | 0 | 1.4702e-11 | 2.9993e-11 | -5.6311e-11 | 1.001e-11 | 2.6968e-12 | -1.0918e-12 | 5.947e-11 | -4.7649e-11 | -2.1173e-12 | -7.6152e-12 | 2.9912e-13 | -2.4865e-12 | 0 | 0 | 0 | 0 | 0 | 0 | 1.0979 | 1.1 | 1.0993 | 1.0979 | 1.1 | 1.0993 | -0.098567 | -119.9961 | 119.9679 | -0.098567 | -119.9961 | 119.9679
Line8_8_10 | 0 | 0 | 0 | 0 | 0 | 0 | 0 | 0 | 0 | 0 | 0 | 0 | 1.4702e-11 | 2.9993e-11 | -5.6311e-11 | 1.001e-11 | 2.6968e-12 | -1.0918e-12 | 5.947e-11 | -4.7649e-11 | -2.1173e-12 | -7.6152e-12 | 2.9912e-13 | -2.4865e-12 | 0 | 0 | 0 | 0 | 0 | 0 | 1.0979 | 1.1 | 1.0993 | 1.0979 | 1.1 | 1.0993 | -0.098567 | -119.9961 | 119.9679 | -0.098567 | -119.9961 | 119.9679
Line9_3_11 | 0 | 0 | 0 | 0 | 0 | 0 | 0 | 0 | 0 | 0 | 0 | 0 | 1.4324e-10 | 4.4537e-10 | -7.6202e-10 | -1.0181e-10 | -3.7731e-10 | 6.5254e-10 | 7.9223e-10 | -6.2164e-10 | -7.3829e-11 | -6.9032e-10 | 5.3468e-10 | 5.8517e-11 | 0 | 0 | 0 | 0 | 0 | 0 | 1.0959 | 1.1 | 1.0979 | 1.0959 | 1.1 | 1.0979 | -0.14619 | -119.9761 | 119.9385 | -0.14619 | -119.9761 | 119.9385

## LG_min_6
name | pf_ikss_a_from_ka | pf_ikss_b_from_ka | pf_ikss_c_from_ka | pf_ikss_a_to_ka | pf_ikss_b_to_ka | pf_ikss_c_to_ka | pf_skss_a_from_mw | pf_skss_b_from_mw | pf_skss_c_from_mw | pf_skss_a_to_mw | pf_skss_b_to_mw | pf_skss_c_to_mw | pf_p_a_from_mw | pf_p_b_from_mw | pf_p_c_from_mw | pf_p_a_to_mw | pf_p_b_to_mw | pf_p_c_to_mw | pf_q_a_from_mvar | pf_q_b_from_mvar | pf_q_c_from_mvar | pf_q_a_to_mvar | pf_q_b_to_mvar | pf_q_c_to_mvar | pf_ikss_a_from_degree | pf_ikss_b_from_degree | pf_ikss_c_from_degree | pf_ikss_a_to_degree | pf_ikss_b_to_degree | pf_ikss_c_to_degree | pf_vm_a_from_pu | pf_vm_b_from_pu | pf_vm_c_from_pu | pf_vm_a_to_pu | pf_vm_b_to_pu | pf_vm_c_to_pu | pf_va_a_from_degree | pf_va_b_from_degree | pf_va_c_from_degree | pf_va_a_to_degree | pf_va_b_to_degree | pf_va_c_to_degree
Line0_1_2 | 0 | 0 | 0 | 0 | 0 | 0 | 0 | 0 | 0 | 0 | 0 | 0 | 5.8685e-09 | 3.1148e-08 | -4.2681e-08 | -4.1553e-09 | -2.5676e-08 | 3.5495e-08 | 2.5923e-08 | -2.3759e-08 | -1.0662e-08 | -2.2139e-08 | 1.9941e-08 | 8.5385e-09 | 0 | 0 | 0 | 0 | 0 | 0 | 0.63079 | 0.95 | 0.79452 | 0.63079 | 0.95 | 0.79452 | -16.7379 | -117.2756 | 114.085 | -16.7379 | -117.2756 | 114.085
Line10_11_12 | 0 | 0 | 0 | 0 | 0 | 0 | 0 | 0 | 0 | 0 | 0 | 0 | -2.5462e-15 | 7.8697e-08 | -8.1017e-08 | 3.8613e-15 | -6.5304e-08 | 6.7623e-08 | -1.8828e-15 | -2.4096e-08 | -3.2782e-08 | 3.0803e-15 | 2.0585e-08 | 2.6716e-08 | 0 | 0 | 0 | 0 | 0 | 0 | 0.48883 | 0.95 | 0.51909 | 0.48883 | 0.95 | 0.51909 | 0 | -110.1368 | 108.9168 | 0 | -110.1368 | 108.9168
Line11_12_13 | 0 | 0 | 0 | 0 | 0 | 0 | 0 | 0 | 0 | 0 | 0 | 0 | -3.9268e-15 | 6.5581e-08 | -6.7514e-08 | 4.2423e-15 | -5.2188e-08 | 5.4121e-08 | -2.892e-15 | -2.008e-08 | -2.7319e-08 | 3.4345e-15 | 1.6569e-08 | 2.1253e-08 | 0 | 0 | 0 | 0 | 0 | 0 | 0.48883 | 0.95 | 0.51909 | 0.48883 | 0.95 | 0.51909 | 0 | -110.1368 | 108.9168 | 0 | -110.1368 | 108.9168
Line12_13_15 | 0 | 0 | 0 | 0 | 0 | 0 | 0 | 0 | 0 | 0 | 0 | 0 | -3.2489e-15 | 3.9349e-08 | -4.0508e-08 | 2.4056e-15 | -2.5955e-08 | 2.7115e-08 | -2.3813e-15 | -1.2048e-08 | -1.6391e-08 | 2.1213e-15 | 8.5371e-09 | 1.0325e-08 | 0 | 0 | 0 | 0 | 0 | 0 | 0.48883 | 0.95 | 0.51909 | 0.48883 | 0.95 | 0.51909 | 0 | -110.1368 | 108.9168 | 0 | -110.1368 | 108.9168
Line13_13_14 | 0 | 0 | 0 | 0 | 0 | 0 | 0 | 0 | 0 | 0 | 0 | 0 | -1.083e-15 | 1.3116e-08 | -1.3503e-08 | -9.0538e-17 | 2.7717e-10 | 1.0944e-10 | -7.9377e-16 | -4.016e-09 | -5.4637e-09 | 2.6918e-16 | 5.052e-10 | -6.0204e-10 | 0 | 0 | 0 | 0 | 0 | 0 | 0.48883 | 0.95 | 0.51909 | 0.48883 | 0.95 | 0.51909 | 0 | -110.1368 | 108.9168 | 0 | -110.1368 | 108.9168
Line14_15_16 | 0 | 0 | 0 | 0 | 0 | 0 | 0 | 0 | 0 | 0 | 0 | 0 | -2.5077e-15 | 2.6232e-08 | -2.7006e-08 | 1.2525e-15 | -1.2839e-08 | 1.3612e-08 | -1.8214e-15 | -8.0319e-09 | -1.0927e-08 | 1.3034e-15 | 4.5212e-09 | 4.8617e-09 | 0 | 0 | 0 | 0 | 0 | 0 | 0.48883 | 0.95 | 0.51909 | 0.48883 | 0.95 | 0.51909 | 0 | -110.1368 | 108.9168 | 0 | -110.1368 | 108.9168
Line15_16_17 | 0 | 0 | 0 | 0 | 0 | 0 | 0 | 0 | 0 | 0 | 0 | 0 | -1.3614e-15 | 1.3116e-08 | -1.3503e-08 | -1.0979e-16 | 2.7717e-10 | 1.0944e-10 | -9.7847e-16 | -4.016e-09 | -5.4637e-09 | 3.347e-16 | 5.052e-10 | -6.0204e-10 | 0 | 0 | 0 | 0 | 0 | 0 | 0.48883 | 0.95 | 0.51909 | 0.48883 | 0.95 | 0.51909 | 0 | -110.1368 | 108.9168 | 0 | -110.1368 | 108.9168
Line16_4_18 | 0 | 0 | 0 | 0 | 0 | 0 | 0 | 0 | 0 | 0 | 0 | 0 | 9.7808e-10 | 5.1914e-09 | -7.1134e-09 | 7.3506e-10 | 2.813e-10 | -7.2399e-11 | 4.3205e-09 | -3.9598e-09 | -1.777e-09 | -5.3683e-10 | 1.4234e-10 | -3.4654e-10 | 0 | 0 | 0 | 0 | 0 | 0 | 0.63079 | 0.95 | 0.79452 | 0.63079 | 0.95 | 0.79452 | -16.7379 | -117.2756 | 114.085 | -16.7379 | -117.2756 | 114.085
Line17_5_19 | 0 | 0 | 0 | 0 | 0 | 0 | 0 | 0 | 0 | 0 | 0 | 0 | 9.7808e-10 | 5.1914e-09 | -7.1134e-09 | 7.3506e-10 | 2.813e-10 | -7.2399e-11 | 4.3205e-09 | -3.9598e-09 | -1.777e-09 | -5.3683e-10 | 1.4234e-10 | -3.4654e-10 | 0 | 0 | 0 | 0 | 0 | 0 | 0.63079 | 0.95 | 0.79452 | 0.63079 | 0.95 | 0.79452 | -16.7379 | -117.2756 | 114.085 | -16.7379 | -117.2756 | 114.085
Line1_1_3 | 5.349 | 0 | 0 | 5.349 | 0 | 0 | 1.2353 | 0 | 0 | 1.2353 | 0 | 0 | 0.45779 | 9.7873e-08 | -1.0801e-07 | -1.758e-13 | -9.1536e-08 | 9.4629e-08 | 0.47687 | -4.4904e-08 | -5.4361e-08 | 2.272e-13 | 2.8617e-08 | 3.7644e-08 | -62.9071 | 0 | 0 | 117.0929 | 0 | 0 | 0.63079 | 0.95 | 0.79452 | 0.48883 | 0.95 | 0.51909 | -16.7379 | -117.2756 | 114.085 | 0 | -110.1368 | 108.9168
Line2_1_4 | 0 | 0 | 0 | 0 | 0 | 0 | 0 | 0 | 0 | 0 | 0 | 0 | 1.9562e-09 | 1.0383e-08 | -1.4227e-08 | -2.4301e-10 | -4.9101e-09 | 7.041e-09 | 8.641e-09 | -7.9195e-09 | -3.554e-09 | -4.8573e-09 | 4.1021e-09 | 1.4305e-09 | 0 | 0 | 0 | 0 | 0 | 0 | 0.63079 | 0.95 | 0.79452 | 0.63079 | 0.95 | 0.79452 | -16.7379 | -117.2756 | 114.085 | -16.7379 | -117.2756 | 114.085
Line3_1_5 | 0 | 0 | 0 | 0 | 0 | 0 | 0 | 0 | 0 | 0 | 0 | 0 | 1.9562e-09 | 1.0383e-08 | -1.4227e-08 | -2.4301e-10 | -4.9101e-09 | 7.041e-09 | 8.641e-09 | -7.9195e-09 | -3.554e-09 | -4.8573e-09 | 4.1021e-09 | 1.4305e-09 | 0 | 0 | 0 | 0 | 0 | 0 | 0.63079 | 0.95 | 0.79452 | 0.63079 | 0.95 | 0.79452 | -16.7379 | -117.2756 | 114.085 | -16.7379 | -117.2756 | 114.085
Line4_2_6 | 0 | 0 | 0 | 0 | 0 | 0 | 0 | 0 | 0 | 0 | 0 | 0 | 4.8904e-09 | 2.5957e-08 | -3.5567e-08 | -3.1772e-09 | -2.0484e-08 | 2.8381e-08 | 2.1603e-08 | -1.9799e-08 | -8.885e-09 | -1.7819e-08 | 1.5981e-08 | 6.7615e-09 | 0 | 0 | 0 | 0 | 0 | 0 | 0.63079 | 0.95 | 0.79452 | 0.63079 | 0.95 | 0.79452 | -16.7379 | -117.2756 | 114.085 | -16.7379 | -117.2756 | 114.085
Line5_6_7 | 0 | 0 | 0 | 0 | 0 | 0 | 0 | 0 | 0 | 0 | 0 | 0 | 3.9123e-09 | 2.0766e-08 | -2.8454e-08 | -2.1992e-09 | -1.5293e-08 | 2.1268e-08 | 1.7282e-08 | -1.5839e-08 | -7.108e-09 | -1.3498e-08 | 1.2022e-08 | 4.9845e-09 | 0 | 0 | 0 | 0 | 0 | 0 | 0.63079 | 0.95 | 0.79452 | 0.63079 | 0.95 | 0.79452 | -16.7379 | -117.2756 | 114.085 | -16.7379 | -117.2756 | 114.085
Line6_7_8 | 0 | 0 | 0 | 0 | 0 | 0 | 0 | 0 | 0 | 0 | 0 | 0 | 2.9342e-09 | 1.5574e-08 | -2.134e-08 | -1.2211e-09 | -1.0102e-08 | 1.4154e-08 | 1.2962e-08 | -1.1879e-08 | -5.331e-09 | -9.1778e-09 | 8.0619e-09 | 3.2075e-09 | 0 | 0 | 0 | 0 | 0 | 0 | 0.63079 | 0.95 | 0.79452 | 0.63079 | 0.95 | 0.79452 | -16.7379 | -117.2756 | 114.085 | -16.7379 | -117.2756 | 114.085
Line7_8_9 | 0 | 0 | 0 | 0 | 0 | 0 | 0 | 0 | 0 | 0 | 0 | 0 | 9.7808e-10 | 5.1914e-09 | -7.1134e-09 | 7.3506e-10 | 2.813e-10 | -7.2399e-11 | 4.3205e-09 | -3.9598e-09 | -1.777e-09 | -5.3683e-10 | 1.4234e-10 | -3.4654e-10 | 0 | 0 | 0 | 0 | 0 | 0 | 0.63079 | 0.95 | 0.79452 | 0.63079 | 0.95 | 0.79452 | -16.7379 | -117.2756 | 114.085 | -16.7379 | -117.2756 | 114.085
Line8_8_10 | 0 | 0 | 0 | 0 | 0 | 0 | 0 | 0 | 0 | 0 | 0 | 0 | 9.7808e-10 | 5.1914e-09 | -7.1134e-09 | 7.3506e-10 | 2.813e-10 | -7.2399e-11 | 4.3205e-09 | -3.9598e-09 | -1.777e-09 | -5.3683e-10 | 1.4234e-10 | -3.4654e-10 | 0 | 0 | 0 | 0 | 0 | 0 | 0.63079 | 0.95 | 0.79452 | 0.63079 | 0.95 | 0.79452 | -16.7379 | -117.2756 | 114.085 | -16.7379 | -117.2756 | 114.085
Line9_3_11 | 0 | 0 | 0 | 0 | 0 | 0 | 0 | 0 | 0 | 0 | 0 | 0 | 2.7471e-20 | 9.1813e-08 | -9.452e-08 | 2.5105e-15 | -7.842e-08 | 8.1126e-08 | -3.8531e-21 | -2.8112e-08 | -3.8246e-08 | 1.9846e-15 | 2.4601e-08 | 3.218e-08 | 0 | 0 | 0 | 0 | 0 | 0 | 0.48883 | 0.95 | 0.51909 | 0.48883 | 0.95 | 0.51909 | 0 | -110.1368 | 108.9168 | 0 | -110.1368 | 108.9168

## LG_min_10
name | pf_ikss_a_from_ka | pf_ikss_b_from_ka | pf_ikss_c_from_ka | pf_ikss_a_to_ka | pf_ikss_b_to_ka | pf_ikss_c_to_ka | pf_skss_a_from_mw | pf_skss_b_from_mw | pf_skss_c_from_mw | pf_skss_a_to_mw | pf_skss_b_to_mw | pf_skss_c_to_mw | pf_p_a_from_mw | pf_p_b_from_mw | pf_p_c_from_mw | pf_p_a_to_mw | pf_p_b_to_mw | pf_p_c_to_mw | pf_q_a_from_mvar | pf_q_b_from_mvar | pf_q_c_from_mvar | pf_q_a_to_mvar | pf_q_b_to_mvar | pf_q_c_to_mvar | pf_ikss_a_from_degree | pf_ikss_b_from_degree | pf_ikss_c_from_degree | pf_ikss_a_to_degree | pf_ikss_b_to_degree | pf_ikss_c_to_degree | pf_vm_a_from_pu | pf_vm_b_from_pu | pf_vm_c_from_pu | pf_vm_a_to_pu | pf_vm_b_to_pu | pf_vm_c_to_pu | pf_va_a_from_degree | pf_va_b_from_degree | pf_va_c_from_degree | pf_va_a_to_degree | pf_va_b_to_degree | pf_va_c_to_degree
Line0_1_2 | 0 | 0 | 0 | 0 | 0 | 0 | 0 | 0 | 0 | 0 | 0 | 0 | 5.267e-09 | 2.7956e-08 | -3.8306e-08 | -3.7294e-09 | -2.3044e-08 | 3.1857e-08 | 2.3266e-08 | -2.1323e-08 | -9.5692e-09 | -1.987e-08 | 1.7897e-08 | 7.6633e-09 | 0 | 0 | 0 | 0 | 0 | 0 | 0.59759 | 0.9 | 0.7527 | 0.59759 | 0.9 | 0.7527 | -16.7379 | -117.2756 | 114.085 | -16.7379 | -117.2756 | 114.085
Line10_11_12 | 0 | 0 | 0 | 0 | 0 | 0 | 0 | 0 | 0 | 0 | 0 | 0 | -2.2852e-15 | 7.0631e-08 | -7.2713e-08 | 3.4655e-15 | -5.8611e-08 | 6.0693e-08 | -1.6898e-15 | -2.1626e-08 | -2.9422e-08 | 2.7646e-15 | 1.8475e-08 | 2.3978e-08 | 0 | 0 | 0 | 0 | 0 | 0 | 0.4631 | 0.9 | 0.49177 | 0.4631 | 0.9 | 0.49177 | 0 | -110.1368 | 108.9168 | 0 | -110.1368 | 108.9168
Line11_12_13 | 0 | 0 | 0 | 0 | 0 | 0 | 0 | 0 | 0 | 0 | 0 | 0 | -3.5243e-15 | 5.8859e-08 | -6.0594e-08 | 3.8075e-15 | -4.6839e-08 | 4.8574e-08 | -2.5956e-15 | -1.8022e-08 | -2.4519e-08 | 3.0825e-15 | 1.4871e-08 | 1.9075e-08 | 0 | 0 | 0 | 0 | 0 | 0 | 0.4631 | 0.9 | 0.49177 | 0.4631 | 0.9 | 0.49177 | 0 | -110.1368 | 108.9168 | 0 | -110.1368 | 108.9168
Line12_13_15 | 0 | 0 | 0 | 0 | 0 | 0 | 0 | 0 | 0 | 0 | 0 | 0 | -2.9159e-15 | 3.5316e-08 | -3.6357e-08 | 2.1591e-15 | -2.3295e-08 | 2.4336e-08 | -2.1372e-15 | -1.0813e-08 | -1.4711e-08 | 1.9039e-15 | 7.6621e-09 | 9.2671e-09 | 0 | 0 | 0 | 0 | 0 | 0 | 0.4631 | 0.9 | 0.49177 | 0.4631 | 0.9 | 0.49177 | 0 | -110.1368 | 108.9168 | 0 | -110.1368 | 108.9168
Line13_13_14 | 0 | 0 | 0 | 0 | 0 | 0 | 0 | 0 | 0 | 0 | 0 | 0 | -9.7198e-16 | 1.1772e-08 | -1.2119e-08 | -8.1259e-17 | 2.4877e-10 | 9.8219e-11 | -7.1241e-16 | -3.6043e-09 | -4.9037e-09 | 2.4159e-16 | 4.5342e-10 | -5.4033e-10 | 0 | 0 | 0 | 0 | 0 | 0 | 0.4631 | 0.9 | 0.49177 | 0.4631 | 0.9 | 0.49177 | 0 | -110.1368 | 108.9168 | 0 | -110.1368 | 108.9168
Line14_15_16 | 0 | 0 | 0 | 0 | 0 | 0 | 0 | 0 | 0 | 0 | 0 | 0 | -2.2507e-15 | 2.3544e-08 | -2.4238e-08 | 1.1242e-15 | -1.1523e-08 | 1.2217e-08 | -1.6348e-15 | -7.2087e-09 | -9.8074e-09 | 1.1698e-15 | 4.0578e-09 | 4.3634e-09 | 0 | 0 | 0 | 0 | 0 | 0 | 0.4631 | 0.9 | 0.49177 | 0.4631 | 0.9 | 0.49177 | 0 | -110.1368 | 108.9168 | 0 | -110.1368 | 108.9168
Line15_16_17 | 0 | 0 | 0 | 0 | 0 | 0 | 0 | 0 | 0 | 0 | 0 | 0 | -1.2218e-15 | 1.1772e-08 | -1.2119e-08 | -9.8536e-17 | 2.4877e-10 | 9.8219e-11 | -8.7818e-16 | -3.6043e-09 | -4.9037e-09 | 3.004e-16 | 4.5342e-10 | -5.4033e-10 | 0 | 0 | 0 | 0 | 0 | 0 | 0.4631 | 0.9 | 0.49177 | 0.4631 | 0.9 | 0.49177 | 0 | -110.1368 | 108.9168 | 0 | -110.1368 | 108.9168
Line16_4_18 | 0 | 0 | 0 | 0 | 0 | 0 | 0 | 0 | 0 | 0 | 0 | 0 | 8.7783e-10 | 4.6593e-09 | -6.3844e-09 | 6.5972e-10 | 2.5247e-10 | -6.4979e-11 | 3.8777e-09 | -3.5539e-09 | -1.5949e-09 | -4.8181e-10 | 1.2775e-10 | -3.1103e-10 | 0 | 0 | 0 | 0 | 0 | 0 | 0.59759 | 0.9 | 0.7527 | 0.59759 | 0.9 | 0.7527 | -16.7379 | -117.2756 | 114.085 | -16.7379 | -117.2756 | 114.085
Line17_5_19 | 0 | 0 | 0 | 0 | 0 | 0 | 0 | 0 | 0 | 0 | 0 | 0 | 8.7783e-10 | 4.6593e-09 | -6.3844e-09 | 6.5972e-10 | 2.5247e-10 | -6.4979e-11 | 3.8777e-09 | -3.5539e-09 | -1.5949e-09 | -4.8181e-10 | 1.2775e-10 | -3.1103e-10 | 0 | 0 | 0 | 0 | 0 | 0 | 0.59759 | 0.9 | 0.7527 | 0.59759 | 0.9 | 0.7527 | -16.7379 | -117.2756 | 114.085 | -16.7379 | -117.2756 | 114.085
Line1_1_3 | 5.0675 | 0 | 0 | 5.0675 | 0 | 0 | 1.1703 | 0 | 0 | 1.1703 | 0 | 0 | 0.41087 | 8.7842e-08 | -9.6944e-08 | -1.5784e-13 | -8.2154e-08 | 8.493e-08 | 0.42799 | -4.0302e-08 | -4.879e-08 | 2.0378e-13 | 2.5684e-08 | 3.3786e-08 | -62.9071 | 0 | 0 | 117.0929 | 0 | 0 | 0.59759 | 0.9 | 0.7527 | 0.4631 | 0.9 | 0.49177 | -16.7379 | -117.2756 | 114.085 | 0 | -110.1368 | 108.9168
Line2_1_4 | 0 | 0 | 0 | 0 | 0 | 0 | 0 | 0 | 0 | 0 | 0 | 0 | 1.7557e-09 | 9.3186e-09 | -1.2769e-08 | -2.1811e-10 | -4.4068e-09 | 6.3194e-09 | 7.7554e-09 | -7.1078e-09 | -3.1897e-09 | -4.3595e-09 | 3.6817e-09 | 1.2838e-09 | 0 | 0 | 0 | 0 | 0 | 0 | 0.59759 | 0.9 | 0.7527 | 0.59759 | 0.9 | 0.7527 | -16.7379 | -117.2756 | 114.085 | -16.7379 | -117.2756 | 114.085
Line3_1_5 | 0 | 0 | 0 | 0 | 0 | 0 | 0 | 0 | 0 | 0 | 0 | 0 | 1.7557e-09 | 9.3186e-09 | -1.2769e-08 | -2.1811e-10 | -4.4068e-09 | 6.3194e-09 | 7.7554e-09 | -7.1078e-09 | -3.1897e-09 | -4.3595e-09 | 3.6817e-09 | 1.2838e-09 | 0 | 0 | 0 | 0 | 0 | 0 | 0.59759 | 0.9 | 0.7527 | 0.59759 | 0.9 | 0.7527 | -16.7379 | -117.2756 | 114.085 | -16.7379 | -117.2756 | 114.085
Line4_2_6 | 0 | 0 | 0 | 0 | 0 | 0 | 0 | 0 | 0 | 0 | 0 | 0 | 4.3892e-09 | 2.3297e-08 | -3.1922e-08 | -2.8516e-09 | -1.8385e-08 | 2.5472e-08 | 1.9388e-08 | -1.777e-08 | -7.9744e-09 | -1.5993e-08 | 1.4343e-08 | 6.0685e-09 | 0 | 0 | 0 | 0 | 0 | 0 | 0.59759 | 0.9 | 0.7527 | 0.59759 | 0.9 | 0.7527 | -16.7379 | -117.2756 | 114.085 | -16.7379 | -117.2756 | 114.085
Line5_6_7 | 0 | 0 | 0 | 0 | 0 | 0 | 0 | 0 | 0 | 0 | 0 | 0 | 3.5113e-09 | 1.8637e-08 | -2.5537e-08 | -1.9738e-09 | -1.3725e-08 | 1.9088e-08 | 1.5511e-08 | -1.4216e-08 | -6.3795e-09 | -1.2115e-08 | 1.0789e-08 | 4.4736e-09 | 0 | 0 | 0 | 0 | 0 | 0 | 0.59759 | 0.9 | 0.7527 | 0.59759 | 0.9 | 0.7527 | -16.7379 | -117.2756 | 114.085 | -16.7379 | -117.2756 | 114.085
Line6_7_8 | 0 | 0 | 0 | 0 | 0 | 0 | 0 | 0 | 0 | 0 | 0 | 0 | 2.6335e-09 | 1.3978e-08 | -1.9153e-08 | -1.0959e-09 | -9.0662e-09 | 1.2704e-08 | 1.1633e-08 | -1.0662e-08 | -4.7846e-09 | -8.2372e-09 | 7.2356e-09 | 2.8787e-09 | 0 | 0 | 0 | 0 | 0 | 0 | 0.59759 | 0.9 | 0.7527 | 0.59759 | 0.9 | 0.7527 | -16.7379 | -117.2756 | 114.085 | -16.7379 | -117.2756 | 114.085
Line7_8_9 | 0 | 0 | 0 | 0 | 0 | 0 | 0 | 0 | 0 | 0 | 0 | 0 | 8.7783e-10 | 4.6593e-09 | -6.3844e-09 | 6.5972e-10 | 2.5247e-10 | -6.4979e-11 | 3.8777e-09 | -3.5539e-09 | -1.5949e-09 | -4.8181e-10 | 1.2775e-10 | -3.1103e-10 | 0 | 0 | 0 | 0 | 0 | 0 | 0.59759 | 0.9 | 0.7527 | 0.59759 | 0.9 | 0.7527 | -16.7379 | -117.2756 | 114.085 | -16.7379 | -117.2756 | 114.085
Line8_8_10 | 0 | 0 | 0 | 0 | 0 | 0 | 0 | 0 | 0 | 0 | 0 | 0 | 8.7783e-10 | 4.6593e-09 | -6.3844e-09 | 6.5972e-10 | 2.5247e-10 | -6.4979e-11 | 3.8777e-09 | -3.5539e-09 | -1.5949e-09 | -4.8181e-10 | 1.2775e-10 | -3.1103e-10 | 0 | 0 | 0 | 0 | 0 | 0 | 0.59759 | 0.9 | 0.7527 | 0.59759 | 0.9 | 0.7527 | -16.7379 | -117.2756 | 114.085 | -16.7379 | -117.2756 | 114.085
Line9_3_11 | 0 | 0 | 0 | 0 | 0 | 0 | 0 | 0 | 0 | 0 | 0 | 0 | 2.465e-20 | 8.2403e-08 | -8.4832e-08 | 2.2532e-15 | -7.0382e-08 | 7.2811e-08 | -3.4452e-21 | -2.523e-08 | -3.4326e-08 | 1.7812e-15 | 2.208e-08 | 2.8882e-08 | 0 | 0 | 0 | 0 | 0 | 0 | 0.4631 | 0.9 | 0.49177 | 0.4631 | 0.9 | 0.49177 | 0 | -110.1368 | 108.9168 | 0 | -110.1368 | 108.9168

## LG_min_fault_6
name | pf_ikss_a_from_ka | pf_ikss_b_from_ka | pf_ikss_c_from_ka | pf_ikss_a_to_ka | pf_ikss_b_to_ka | pf_ikss_c_to_ka | pf_skss_a_from_mw | pf_skss_b_from_mw | pf_skss_c_from_mw | pf_skss_a_to_mw | pf_skss_b_to_mw | pf_skss_c_to_mw | pf_p_a_from_mw | pf_p_b_from_mw | pf_p_c_from_mw | pf_p_a_to_mw | pf_p_b_to_mw | pf_p_c_to_mw | pf_q_a_from_mvar | pf_q_b_from_mvar | pf_q_c_from_mvar | pf_q_a_to_mvar | pf_q_b_to_mvar | pf_q_c_to_mvar | pf_ikss_a_from_degree | pf_ikss_b_from_degree | pf_ikss_c_from_degree | pf_ikss_a_to_degree | pf_ikss_b_to_degree | pf_ikss_c_to_degree | pf_vm_a_from_pu | pf_vm_b_from_pu | pf_vm_c_from_pu | pf_vm_a_to_pu | pf_vm_b_to_pu | pf_vm_c_to_pu | pf_va_a_from_degree | pf_va_b_from_degree | pf_va_c_from_degree | pf_va_a_to_degree | pf_va_b_to_degree | pf_va_c_to_degree
Line0_1_2 | 0 | 0 | 0 | 0 | 0 | 0 | 0 | 0 | 0 | 0 | 0 | 0 | 6.5339e-11 | 1.3277e-10 | -2.4962e-10 | -4.7051e-11 | -1.0865e-10 | 2.0721e-10 | 2.6361e-10 | -2.1133e-10 | -9.1689e-12 | -2.2531e-10 | 1.7633e-10 | 5.8004e-12 | 0 | 0 | 0 | 0 | 0 | 0 | 0.94816 | 0.95 | 0.94937 | 0.94816 | 0.95 | 0.94937 | -0.097819 | -119.9962 | 119.9681 | -0.097819 | -119.9962 | 119.9681
Line10_11_12 | 0 | 0 | 0 | 0 | 0 | 0 | 0 | 0 | 0 | 0 | 0 | 0 | 6.9763e-12 | 3.7858e-10 | -5.1394e-10 | 1.2251e-11 | -3.1238e-10 | 4.2851e-10 | 5.5719e-10 | -3.7407e-10 | -1.4005e-10 | -4.7016e-10 | 3.1379e-10 | 1.1299e-10 | 0 | 0 | 0 | 0 | 0 | 0 | 0.94629 | 0.95 | 0.94754 | 0.94629 | 0.95 | 0.94754 | -0.10163 | -119.9642 | 119.9355 | -0.10163 | -119.9642 | 119.9355
Line11_12_13 | 0 | 0 | 0 | 0 | 0 | 0 | 0 | 0 | 0 | 0 | 0 | 0 | 5.8136e-12 | 3.1549e-10 | -4.2828e-10 | 1.3414e-11 | -2.4929e-10 | 3.4285e-10 | 4.6433e-10 | -3.1173e-10 | -1.1671e-10 | -3.773e-10 | 2.5144e-10 | 8.9645e-11 | 0 | 0 | 0 | 0 | 0 | 0 | 0.94629 | 0.95 | 0.94754 | 0.94629 | 0.95 | 0.94754 | -0.10163 | -119.9642 | 119.9355 | -0.10163 | -119.9642 | 119.9355
Line12_13_15 | 0 | 0 | 0 | 0 | 0 | 0 | 0 | 0 | 0 | 0 | 0 | 0 | 3.4881e-12 | 1.8929e-10 | -2.5697e-10 | 1.5739e-11 | -1.2309e-10 | 1.7154e-10 | 2.786e-10 | -1.8704e-10 | -7.0025e-11 | -1.9157e-10 | 1.2675e-10 | 4.2961e-11 | 0 | 0 | 0 | 0 | 0 | 0 | 0.94629 | 0.95 | 0.94754 | 0.94629 | 0.95 | 0.94754 | -0.10163 | -119.9642 | 119.9355 | -0.10163 | -119.9642 | 119.9355
Line13_13_14 | 0 | 0 | 0 | 0 | 0 | 0 | 0 | 0 | 0 | 0 | 0 | 0 | 1.1627e-12 | 6.3097e-11 | -8.5657e-11 | 1.8065e-11 | 3.1031e-12 | 2.287e-13 | 9.2865e-11 | -6.2345e-11 | -2.3342e-11 | -5.8373e-12 | 2.0629e-12 | -3.7225e-12 | 0 | 0 | 0 | 0 | 0 | 0 | 0.94629 | 0.95 | 0.94754 | 0.94629 | 0.95 | 0.94754 | -0.10163 | -119.9642 | 119.9355 | -0.10163 | -119.9642 | 119.9355
Line14_15_16 | 0 | 0 | 0 | 0 | 0 | 0 | 0 | 0 | 0 | 0 | 0 | 0 | 2.3254e-12 | 1.2619e-10 | -1.7131e-10 | 1.6902e-11 | -5.9994e-11 | 8.5885e-11 | 1.8573e-10 | -1.2469e-10 | -4.6684e-11 | -9.8702e-11 | 6.4408e-11 | 1.9619e-11 | 0 | 0 | 0 | 0 | 0 | 0 | 0.94629 | 0.95 | 0.94754 | 0.94629 | 0.95 | 0.94754 | -0.10163 | -119.9642 | 119.9355 | -0.10163 | -119.9642 | 119.9355
Line15_16_17 | 0 | 0 | 0 | 0 | 0 | 0 | 0 | 0 | 0 | 0 | 0 | 0 | 1.1627e-12 | 6.3097e-11 | -8.5657e-11 | 1.8065e-11 | 3.1031e-12 | 2.287e-13 | 9.2865e-11 | -6.2345e-11 | -2.3342e-11 | -5.8373e-12 | 2.0629e-12 | -3.7225e-12 | 0 | 0 | 0 | 0 | 0 | 0 | 0.94629 | 0.95 | 0.94754 | 0.94629 | 0.95 | 0.94754 | -0.10163 | -119.9642 | 119.9355 | -0.10163 | -119.9642 | 119.9355
Line16_4_18 | 0 | 0 | 0 | 0 | 0 | 0 | 0 | 0 | 0 | 0 | 0 | 0 | 1.089e-11 | 2.2128e-11 | -4.1603e-11 | 7.3978e-12 | 1.9963e-12 | -8.0871e-13 | 4.3935e-11 | -3.5222e-11 | -1.5281e-12 | -5.6369e-12 | 2.2085e-13 | -1.8403e-12 | 0 | 0 | 0 | 0 | 0 | 0 | 0.94816 | 0.95 | 0.94937 | 0.94816 | 0.95 | 0.94937 | -0.097819 | -119.9962 | 119.9681 | -0.097819 | -119.9962 | 119.9681
Line17_5_19 | 0 | 0 | 0 | 0 | 0 | 0 | 0 | 0 | 0 | 0 | 0 | 0 | 1.089e-11 | 2.2128e-11 | -4.1603e-11 | 7.3978e-12 | 1.9963e-12 | -8.0871e-13 | 4.3935e-11 | -3.5222e-11 | -1.5281e-12 | -5.6369e-12 | 2.2085e-13 | -1.8403e-12 | 0 | 0 | 0 | 0 | 0 | 0 | 0.94816 | 0.95 | 0.94937 | 0.94816 | 0.95 | 0.94937 | -0.097819 | -119.9962 | 119.9681 | -0.097819 | -119.9962 | 119.9681
Line1_1_3 | 0.030857 | 0 | 0 | 0.030857 | 0 | 0 | 0.007126 | 0 | 0 | 0.007126 | 0 | 0 | 0.0047759 | 4.8364e-10 | -6.6385e-10 | -0.0047606 | -4.3858e-10 | 5.9982e-10 | 0.0047765 | -4.8654e-10 | -1.7531e-10 | -0.0047606 | 4.3848e-10 | 1.5967e-10 | -45.1016 | 0 | 0 | 134.8984 | 0 | 0 | 0.94816 | 0.95 | 0.94937 | 0.94629 | 0.95 | 0.94754 | -0.097819 | -119.9962 | 119.9681 | -0.10163 | -119.9642 | 119.9355
Line2_1_4 | 0 | 0 | 0 | 0 | 0 | 0 | 0 | 0 | 0 | 0 | 0 | 0 | 2.178e-11 | 4.4257e-11 | -8.3207e-11 | -3.492e-12 | -2.0132e-11 | 4.0795e-11 | 8.7869e-11 | -7.0444e-11 | -3.0563e-12 | -4.9572e-11 | 3.5443e-11 | -3.1218e-13 | 0 | 0 | 0 | 0 | 0 | 0 | 0.94816 | 0.95 | 0.94937 | 0.94816 | 0.95 | 0.94937 | -0.097819 | -119.9962 | 119.9681 | -0.097819 | -119.9962 | 119.9681
Line3_1_5 | 0 | 0 | 0 | 0 | 0 | 0 | 0 | 0 | 0 | 0 | 0 | 0 | 2.178e-11 | 4.4257e-11 | -8.3207e-11 | -3.492e-12 | -2.0132e-11 | 4.0795e-11 | 8.7869e-11 | -7.0444e-11 | -3.0563e-12 | -4.9572e-11 | 3.5443e-11 | -3.1218e-13 | 0 | 0 | 0 | 0 | 0 | 0 | 0.94816 | 0.95 | 0.94937 | 0.94816 | 0.95 | 0.94937 | -0.097819 | -119.9962 | 119.9681 | -0.097819 | -119.9962 | 119.9681
Line4_2_6 | 0 | 0 | 0 | 0 | 0 | 0 | 0 | 0 | 0 | 0 | 0 | 0 | 5.4449e-11 | 1.1064e-10 | -2.0802e-10 | -3.6161e-11 | -8.6517e-11 | 1.6561e-10 | 2.1967e-10 | -1.7611e-10 | -7.6407e-12 | -1.8138e-10 | 1.4111e-10 | 4.2723e-12 | 0 | 0 | 0 | 0 | 0 | 0 | 0.94816 | 0.95 | 0.94937 | 0.94816 | 0.95 | 0.94937 | -0.097819 | -119.9962 | 119.9681 | -0.097819 | -119.9962 | 119.9681
Line5_6_7 | 0 | 0 | 0 | 0 | 0 | 0 | 0 | 0 | 0 | 0 | 0 | 0 | 4.3559e-11 | 8.8513e-11 | -1.6641e-10 | -2.5272e-11 | -6.4389e-11 | 1.24e-10 | 1.7574e-10 | -1.4089e-10 | -6.1126e-12 | -1.3744e-10 | 1.0589e-10 | 2.7441e-12 | 0 | 0 | 0 | 0 | 0 | 0 | 0.94816 | 0.95 | 0.94937 | 0.94816 | 0.95 | 0.94937 | -0.097819 | -119.9962 | 119.9681 | -0.097819 | -119.9962 | 119.9681
Line6_7_8 | 0 | 0 | 0 | 0 | 0 | 0 | 0 | 0 | 0 | 0 | 0 | 0 | 3.2669e-11 | 6.6385e-11 | -1.2481e-10 | -1.4382e-11 | -4.226e-11 | 8.2398e-11 | 1.318e-10 | -1.0567e-10 | -4.5844e-12 | -9.3506e-11 | 7.0665e-11 | 1.216e-12 | 0 | 0 | 0 | 0 | 0 | 0 | 0.94816 | 0.95 | 0.94937 | 0.94816 | 0.95 | 0.94937 | -0.097819 | -119.9962 | 119.9681 | -0.097819 | -119.9962 | 119.9681
Line7_8_9 | 0 | 0 | 0 | 0 | 0 | 0 | 0 | 0 | 0 | 0 | 0 | 0 | 1.089e-11 | 2.2128e-11 | -4.1603e-11 | 7.3978e-12 | 1.9963e-12 | -8.0871e-13 | 4.3935e-11 | -3.5222e-11 | -1.5281e-12 | -5.6369e-12 | 2.2085e-13 | -1.8403e-12 | 0 | 0 | 0 | 0 | 0 | 0 | 0.94816 | 0.95 | 0.94937 | 0.94816 | 0.95 | 0.94937 | -0.097819 | -119.9962 | 119.9681 | -0.097819 | -119.9962 | 119.9681
Line8_8_10 | 0 | 0 | 0 | 0 | 0 | 0 | 0 | 0 | 0 | 0 | 0 | 0 | 1.089e-11 | 2.2128e-11 | -4.1603e-11 | 7.3978e-12 | 1.9963e-12 | -8.0871e-13 | 4.3935e-11 | -3.5222e-11 | -1.5281e-12 | -5.6369e-12 | 2.2085e-13 | -1.8403e-12 | 0 | 0 | 0 | 0 | 0 | 0 | 0.94816 | 0.95 | 0.94937 | 0.94816 | 0.95 | 0.94937 | -0.097819 | -119.9962 | 119.9681 | -0.097819 | -119.9962 | 119.9681
Line9_3_11 | 0 | 0 | 0 | 0 | 0 | 0 | 0 | 0 | 0 | 0 | 0 | 0 | 8.139e-12 | 4.4168e-10 | -5.996e-10 | 1.1089e-11 | -3.7548e-10 | 5.1417e-10 | 6.5006e-10 | -4.3642e-10 | -1.6339e-10 | -5.6303e-10 | 3.7613e-10 | 1.3633e-10 | 0 | 0 | 0 | 0 | 0 | 0 | 0.94629 | 0.95 | 0.94754 | 0.94629 | 0.95 | 0.94754 | -0.10163 | -119.9642 | 119.9355 | -0.10163 | -119.9642 | 119.9355

## LG_min_fault_10
name | pf_ikss_a_from_ka | pf_ikss_b_from_ka | pf_ikss_c_from_ka | pf_ikss_a_to_ka | pf_ikss_b_to_ka | pf_ikss_c_to_ka | pf_skss_a_from_mw | pf_skss_b_from_mw | pf_skss_c_from_mw | pf_skss_a_to_mw | pf_skss_b_to_mw | pf_skss_c_to_mw | pf_p_a_from_mw | pf_p_b_from_mw | pf_p_c_from_mw | pf_p_a_to_mw | pf_p_b_to_mw | pf_p_c_to_mw | pf_q_a_from_mvar | pf_q_b_from_mvar | pf_q_c_from_mvar | pf_q_a_to_mvar | pf_q_b_to_mvar | pf_q_c_to_mvar | pf_ikss_a_from_degree | pf_ikss_b_from_degree | pf_ikss_c_from_degree | pf_ikss_a_to_degree | pf_ikss_b_to_degree | pf_ikss_c_to_degree | pf_vm_a_from_pu | pf_vm_b_from_pu | pf_vm_c_from_pu | pf_vm_a_to_pu | pf_vm_b_to_pu | pf_vm_c_to_pu | pf_va_a_from_degree | pf_va_b_from_degree | pf_va_c_from_degree | pf_va_a_to_degree | pf_va_b_to_degree | pf_va_c_to_degree
Line0_1_2 | 0 | 0 | 0 | 0 | 0 | 0 | 0 | 0 | 0 | 0 | 0 | 0 | 5.8642e-11 | 1.1916e-10 | -2.2404e-10 | -4.2229e-11 | -9.751e-11 | 1.8597e-10 | 2.3659e-10 | -1.8967e-10 | -8.2291e-12 | -2.0222e-10 | 1.5826e-10 | 5.2059e-12 | 0 | 0 | 0 | 0 | 0 | 0 | 0.89826 | 0.9 | 0.8994 | 0.89826 | 0.9 | 0.8994 | -0.097819 | -119.9962 | 119.9681 | -0.097819 | -119.9962 | 119.9681
Line10_11_12 | 0 | 0 | 0 | 0 | 0 | 0 | 0 | 0 | 0 | 0 | 0 | 0 | 6.2613e-12 | 3.3978e-10 | -4.6126e-10 | 1.0996e-11 | -2.8037e-10 | 3.8459e-10 | 5.0008e-10 | -3.3573e-10 | -1.257e-10 | -4.2197e-10 | 2.8163e-10 | 1.0141e-10 | 0 | 0 | 0 | 0 | 0 | 0 | 0.89649 | 0.9 | 0.89767 | 0.89649 | 0.9 | 0.89767 | -0.10163 | -119.9642 | 119.9355 | -0.10163 | -119.9642 | 119.9355
Line11_12_13 | 0 | 0 | 0 | 0 | 0 | 0 | 0 | 0 | 0 | 0 | 0 | 0 | 5.2177e-12 | 2.8315e-10 | -3.8439e-10 | 1.2039e-11 | -2.2374e-10 | 3.0771e-10 | 4.1674e-10 | -2.7978e-10 | -1.0475e-10 | -3.3863e-10 | 2.2567e-10 | 8.0457e-11 | 0 | 0 | 0 | 0 | 0 | 0 | 0.89649 | 0.9 | 0.89767 | 0.89649 | 0.9 | 0.89767 | -0.10163 | -119.9642 | 119.9355 | -0.10163 | -119.9642 | 119.9355
Line12_13_15 | 0 | 0 | 0 | 0 | 0 | 0 | 0 | 0 | 0 | 0 | 0 | 0 | 3.1306e-12 | 1.6989e-10 | -2.3063e-10 | 1.4126e-11 | -1.1048e-10 | 1.5396e-10 | 2.5004e-10 | -1.6787e-10 | -6.2848e-11 | -1.7193e-10 | 1.1376e-10 | 3.8558e-11 | 0 | 0 | 0 | 0 | 0 | 0 | 0.89649 | 0.9 | 0.89767 | 0.89649 | 0.9 | 0.89767 | -0.10163 | -119.9642 | 119.9355 | -0.10163 | -119.9642 | 119.9355
Line13_13_14 | 0 | 0 | 0 | 0 | 0 | 0 | 0 | 0 | 0 | 0 | 0 | 0 | 1.0435e-12 | 5.663e-11 | -7.6877e-11 | 1.6213e-11 | 2.7851e-12 | 2.0526e-13 | 8.3347e-11 | -5.5955e-11 | -2.0949e-11 | -5.239e-12 | 1.8515e-12 | -3.3409e-12 | 0 | 0 | 0 | 0 | 0 | 0 | 0.89649 | 0.9 | 0.89767 | 0.89649 | 0.9 | 0.89767 | -0.10163 | -119.9642 | 119.9355 | -0.10163 | -119.9642 | 119.9355
Line14_15_16 | 0 | 0 | 0 | 0 | 0 | 0 | 0 | 0 | 0 | 0 | 0 | 0 | 2.0871e-12 | 1.1326e-10 | -1.5375e-10 | 1.517e-11 | -5.3845e-11 | 7.7083e-11 | 1.6669e-10 | -1.1191e-10 | -4.1899e-11 | -8.8586e-11 | 5.7807e-11 | 1.7608e-11 | 0 | 0 | 0 | 0 | 0 | 0 | 0.89649 | 0.9 | 0.89767 | 0.89649 | 0.9 | 0.89767 | -0.10163 | -119.9642 | 119.9355 | -0.10163 | -119.9642 | 119.9355
Line15_16_17 | 0 | 0 | 0 | 0 | 0 | 0 | 0 | 0 | 0 | 0 | 0 | 0 | 1.0435e-12 | 5.663e-11 | -7.6877e-11 | 1.6213e-11 | 2.7851e-12 | 2.0526e-13 | 8.3347e-11 | -5.5955e-11 | -2.0949e-11 | -5.239e-12 | 1.8515e-12 | -3.3409e-12 | 0 | 0 | 0 | 0 | 0 | 0 | 0.89649 | 0.9 | 0.89767 | 0.89649 | 0.9 | 0.89767 | -0.10163 | -119.9642 | 119.9355 | -0.10163 | -119.9642 | 119.9355
Line16_4_18 | 0 | 0 | 0 | 0 | 0 | 0 | 0 | 0 | 0 | 0 | 0 | 0 | 9.7737e-12 | 1.986e-11 | -3.7339e-11 | 6.6396e-12 | 1.7917e-12 | -7.2583e-13 | 3.9432e-11 | -3.1612e-11 | -1.3715e-12 | -5.0592e-12 | 1.9821e-13 | -1.6517e-12 | 0 | 0 | 0 | 0 | 0 | 0 | 0.89826 | 0.9 | 0.8994 | 0.89826 | 0.9 | 0.8994 | -0.097819 | -119.9962 | 119.9681 | -0.097819 | -119.9962 | 119.9681
Line17_5_19 | 0 | 0 | 0 | 0 | 0 | 0 | 0 | 0 | 0 | 0 | 0 | 0 | 9.7737e-12 | 1.986e-11 | -3.7339e-11 | 6.6396e-12 | 1.7917e-12 | -7.2583e-13 | 3.9432e-11 | -3.1612e-11 | -1.3715e-12 | -5.0592e-12 | 1.9821e-13 | -1.6517e-12 | 0 | 0 | 0 | 0 | 0 | 0 | 0.89826 | 0.9 | 0.8994 | 0.89826 | 0.9 | 0.8994 | -0.097819 | -119.9962 | 119.9681 | -0.097819 | -119.9962 | 119.9681
Line1_1_3 | 0.029232 | 0 | 0 | 0.029232 | 0 | 0 | 0.006751 | 0 | 0 | 0.006751 | 0 | 0 | 0.0042864 | 4.3407e-10 | -5.9581e-10 | -0.0042727 | -3.9363e-10 | 5.3835e-10 | 0.0042869 | -4.3667e-10 | -1.5734e-10 | -0.0042727 | 3.9354e-10 | 1.433e-10 | -45.1016 | 0 | 0 | 134.8984 | 0 | 0 | 0.89826 | 0.9 | 0.8994 | 0.89649 | 0.9 | 0.89767 | -0.097819 | -119.9962 | 119.9681 | -0.10163 | -119.9642 | 119.9355
Line2_1_4 | 0 | 0 | 0 | 0 | 0 | 0 | 0 | 0 | 0 | 0 | 0 | 0 | 1.9547e-11 | 3.9721e-11 | -7.4679e-11 | -3.1341e-12 | -1.8069e-11 | 3.6614e-11 | 7.8863e-11 | -6.3224e-11 | -2.743e-12 | -4.4491e-11 | 3.181e-11 | -2.8018e-13 | 0 | 0 | 0 | 0 | 0 | 0 | 0.89826 | 0.9 | 0.8994 | 0.89826 | 0.9 | 0.8994 | -0.097819 | -119.9962 | 119.9681 | -0.097819 | -119.9962 | 119.9681
Line3_1_5 | 0 | 0 | 0 | 0 | 0 | 0 | 0 | 0 | 0 | 0 | 0 | 0 | 1.9547e-11 | 3.9721e-11 | -7.4679e-11 | -3.1341e-12 | -1.8069e-11 | 3.6614e-11 | 7.8863e-11 | -6.3224e-11 | -2.743e-12 | -4.4491e-11 | 3.181e-11 | -2.8018e-13 | 0 | 0 | 0 | 0 | 0 | 0 | 0.89826 | 0.9 | 0.8994 | 0.89826 | 0.9 | 0.8994 | -0.097819 | -119.9962 | 119.9681 | -0.097819 | -119.9962 | 119.9681
Line4_2_6 | 0 | 0 | 0 | 0 | 0 | 0 | 0 | 0 | 0 | 0 | 0 | 0 | 4.8868e-11 | 9.9302e-11 | -1.867e-10 | -3.2455e-11 | -7.765e-11 | 1.4863e-10 | 1.9716e-10 | -1.5806e-10 | -6.8576e-12 | -1.6279e-10 | 1.2665e-10 | 3.8344e-12 | 0 | 0 | 0 | 0 | 0 | 0 | 0.89826 | 0.9 | 0.8994 | 0.89826 | 0.9 | 0.8994 | -0.097819 | -119.9962 | 119.9681 | -0.097819 | -119.9962 | 119.9681
Line5_6_7 | 0 | 0 | 0 | 0 | 0 | 0 | 0 | 0 | 0 | 0 | 0 | 0 | 3.9095e-11 | 7.9441e-11 | -1.4936e-10 | -2.2681e-11 | -5.7789e-11 | 1.1129e-10 | 1.5773e-10 | -1.2645e-10 | -5.4861e-12 | -1.2335e-10 | 9.5034e-11 | 2.4629e-12 | 0 | 0 | 0 | 0 | 0 | 0 | 0.89826 | 0.9 | 0.8994 | 0.89826 | 0.9 | 0.8994 | -0.097819 | -119.9962 | 119.9681 | -0.097819 | -119.9962 | 119.9681
Line6_7_8 | 0 | 0 | 0 | 0 | 0 | 0 | 0 | 0 | 0 | 0 | 0 | 0 | 2.9321e-11 | 5.9581e-11 | -1.1202e-10 | -1.2908e-11 | -3.7929e-11 | 7.3953e-11 | 1.183e-10 | -9.4836e-11 | -4.1146e-12 | -8.3923e-11 | 6.3422e-11 | 1.0914e-12 | 0 | 0 | 0 | 0 | 0 | 0 | 0.89826 | 0.9 | 0.8994 | 0.89826 | 0.9 | 0.8994 | -0.097819 | -119.9962 | 119.9681 | -0.097819 | -119.9962 | 119.9681
Line7_8_9 | 0 | 0 | 0 | 0 | 0 | 0 | 0 | 0 | 0 | 0 | 0 | 0 | 9.7737e-12 | 1.986e-11 | -3.7339e-11 | 6.6396e-12 | 1.7917e-12 | -7.2582e-13 | 3.9432e-11 | -3.1612e-11 | -1.3715e-12 | -5.0592e-12 | 1.9821e-13 | -1.6517e-12 | 0 | 0 | 0 | 0 | 0 | 0 | 0.89826 | 0.9 | 0.8994 | 0.89826 | 0.9 | 0.8994 | -0.097819 | -119.9962 | 119.9681 | -0.097819 | -119.9962 | 119.9681
Line8_8_10 | 0 | 0 | 0 | 0 | 0 | 0 | 0 | 0 | 0 | 0 | 0 | 0 | 9.7737e-12 | 1.986e-11 | -3.7339e-11 | 6.6396e-12 | 1.7917e-12 | -7.2582e-13 | 3.9432e-11 | -3.1612e-11 | -1.3715e-12 | -5.0592e-12 | 1.9821e-13 | -1.6517e-12 | 0 | 0 | 0 | 0 | 0 | 0 | 0.89826 | 0.9 | 0.8994 | 0.89826 | 0.9 | 0.8994 | -0.097819 | -119.9962 | 119.9681 | -0.097819 | -119.9962 | 119.9681
Line9_3_11 | 0 | 0 | 0 | 0 | 0 | 0 | 0 | 0 | 0 | 0 | 0 | 0 | 7.3048e-12 | 3.9641e-10 | -5.3814e-10 | 9.9521e-12 | -3.37e-10 | 4.6147e-10 | 5.8343e-10 | -3.9169e-10 | -1.4665e-10 | -5.0532e-10 | 3.3758e-10 | 1.2236e-10 | 0 | 0 | 0 | 0 | 0 | 0 | 0.89649 | 0.9 | 0.89767 | 0.89649 | 0.9 | 0.89767 | -0.10163 | -119.9642 | 119.9355 | -0.10163 | -119.9642 | 119.9355

## LLG_max_6
name | pf_ikss_a_from_ka | pf_ikss_b_from_ka | pf_ikss_c_from_ka | pf_ikss_a_to_ka | pf_ikss_b_to_ka | pf_ikss_c_to_ka | pf_skss_a_from_mw | pf_skss_b_from_mw | pf_skss_c_from_mw | pf_skss_a_to_mw | pf_skss_b_to_mw | pf_skss_c_to_mw | pf_p_a_from_mw | pf_p_b_from_mw | pf_p_c_from_mw | pf_p_a_to_mw | pf_p_b_to_mw | pf_p_c_to_mw | pf_q_a_from_mvar | pf_q_b_from_mvar | pf_q_c_from_mvar | pf_q_a_to_mvar | pf_q_b_to_mvar | pf_q_c_to_mvar | pf_ikss_a_from_degree | pf_ikss_b_from_degree | pf_ikss_c_from_degree | pf_ikss_a_to_degree | pf_ikss_b_to_degree | pf_ikss_c_to_degree | pf_vm_a_from_pu | pf_vm_b_from_pu | pf_vm_c_from_pu | pf_vm_a_to_pu | pf_vm_b_to_pu | pf_vm_c_to_pu | pf_va_a_from_degree | pf_va_b_from_degree | pf_va_c_from_degree | pf_va_a_to_degree | pf_va_b_to_degree | pf_va_c_to_degree
Line0_1_2 | 0 | 0 | 0 | 0 | 0 | 0 | 0 | 0 | 0 | 0 | 0 | 0 | -6.8628e-09 | -3.3868e-08 | 2.6495e-08 | 6.1354e-09 | 2.9202e-08 | -2.1101e-08 | -6.0891e-08 | 2.55e-08 | 1.384e-08 | 5.0479e-08 | -2.1611e-08 | -1.1883e-08 | 0 | 0 | 0 | 0 | 0 | 0 | 0.75838 | 0.52377 | 0.70559 | 0.75838 | 0.52377 | 0.70559 | -4.2387 | -130.0473 | 109.6971 | -4.2387 | -130.0473 | 109.6971
Line10_11_12 | 0 | 0 | 0 | 0 | 0 | 0 | 0 | 0 | 0 | 0 | 0 | 0 | -4.432e-09 | -2.9138e-15 | -1.3427e-15 | 4.432e-09 | 4.52e-15 | 1.9217e-15 | -1.0446e-07 | -5.5203e-15 | -2.0479e-15 | 8.685e-08 | 8.791e-15 | 3.0966e-15 | 0 | 0 | 0 | 0 | 0 | 0 | 0.45846 | 0 | 0.45846 | 0.45846 | 0 | 0.45846 | -3.7303 | 0 | 0 | -3.7303 | 0 | 0
Line11_12_13 | 0 | 0 | 0 | 0 | 0 | 0 | 0 | 0 | 0 | 0 | 0 | 0 | -3.6933e-09 | -4.493e-15 | -2.067e-15 | 3.6933e-09 | 4.993e-15 | 2.0761e-15 | -8.7048e-08 | -8.504e-15 | -3.1396e-15 | 6.944e-08 | 9.7644e-15 | 3.3807e-15 | 0 | 0 | 0 | 0 | 0 | 0 | 0.45846 | 0 | 0.45846 | 0.45846 | 0 | 0.45846 | -3.7303 | 0 | 0 | -3.7303 | 0 | 0
Line12_13_15 | 0 | 0 | 0 | 0 | 0 | 0 | 0 | 0 | 0 | 0 | 0 | 0 | -2.216e-09 | -3.7166e-15 | -1.7067e-15 | 2.216e-09 | 2.9113e-15 | 1.0833e-15 | -5.2229e-08 | -7.0267e-15 | -2.5794e-15 | 3.462e-08 | 5.867e-15 | 1.8985e-15 | 0 | 0 | 0 | 0 | 0 | 0 | 0.45846 | 0 | 0.45846 | 0.45846 | 0 | 0.45846 | -3.7303 | 0 | 0 | -3.7303 | 0 | 0
Line13_13_14 | 0 | 0 | 0 | 0 | 0 | 0 | 0 | 0 | 0 | 0 | 0 | 0 | -7.3867e-10 | -1.2389e-15 | -5.6888e-16 | 7.3867e-10 | 3.949e-17 | -2.0409e-16 | -1.741e-08 | -2.3422e-15 | -8.5981e-16 | -1.989e-10 | 4.0993e-16 | -5.808e-17 | 0 | 0 | 0 | 0 | 0 | 0 | 0.45846 | 0 | 0.45846 | 0.45846 | 0 | 0.45846 | -3.7303 | 0 | 0 | -3.7303 | 0 | 0
Line14_15_16 | 0 | 0 | 0 | 0 | 0 | 0 | 0 | 0 | 0 | 0 | 0 | 0 | -1.4773e-09 | -2.8676e-15 | -1.3121e-15 | 1.4773e-09 | 1.6039e-15 | 4.6326e-16 | -3.4819e-08 | -5.4102e-15 | -1.9646e-15 | 1.7211e-08 | 3.4235e-15 | 9.8043e-16 | 0 | 0 | 0 | 0 | 0 | 0 | 0.45846 | 0 | 0.45846 | 0.45846 | 0 | 0.45846 | -3.7303 | 0 | 0 | -3.7303 | 0 | 0
Line15_16_17 | 0 | 0 | 0 | 0 | 0 | 0 | 0 | 0 | 0 | 0 | 0 | 0 | -7.3867e-10 | -1.5561e-15 | -7.0908e-16 | 7.3867e-10 | 4.9839e-17 | -2.5043e-16 | -1.741e-08 | -2.9286e-15 | -1.05e-15 | -1.989e-10 | 5.0933e-16 | -6.9164e-17 | 0 | 0 | 0 | 0 | 0 | 0 | 0.45846 | 0 | 0.45846 | 0.45846 | 0 | 0.45846 | -3.7303 | 0 | 0 | -3.7303 | 0 | 0
Line16_4_18 | 0 | 0 | 0 | 0 | 0 | 0 | 0 | 0 | 0 | 0 | 0 | 0 | -1.1438e-09 | -5.6447e-09 | 4.4158e-09 | 4.1637e-10 | 9.7825e-10 | 9.7804e-10 | -1.0148e-08 | 4.25e-09 | 2.3066e-09 | -2.6301e-10 | -3.6132e-10 | -3.4989e-10 | 0 | 0 | 0 | 0 | 0 | 0 | 0.75838 | 0.52377 | 0.70559 | 0.75838 | 0.52377 | 0.70559 | -4.2387 | -130.0473 | 109.6971 | -4.2387 | -130.0473 | 109.6971
Line17_5_19 | 0 | 0 | 0 | 0 | 0 | 0 | 0 | 0 | 0 | 0 | 0 | 0 | -1.1438e-09 | -5.6447e-09 | 4.4158e-09 | 4.1637e-10 | 9.7825e-10 | 9.7804e-10 | -1.0148e-08 | 4.25e-09 | 2.3066e-09 | -2.6301e-10 | -3.6132e-10 | -3.4989e-10 | 0 | 0 | 0 | 0 | 0 | 0 | 0.75838 | 0.52377 | 0.70559 | 0.75838 | 0.52377 | 0.70559 | -4.2387 | -130.0473 | 109.6971 | -4.2387 | -130.0473 | 109.6971
Line1_1_3 | 0 | 6.385 | 5.9817 | 0 | 6.385 | 5.9817 | 0 | 1.4746 | 1.3814 | 0 | 1.4746 | 1.3814 | -8.5891e-09 | 0.22318 | 0.43346 | 5.9093e-09 | 1.1171e-13 | 7.6333e-14 | -1.57e-07 | 0.76116 | 0.55211 | 1.2167e-07 | 1.1288e-13 | 6.0692e-14 | 0 | 156.294 | 57.8324 | 0 | -23.706 | -122.1676 | 0.75838 | 0.52377 | 0.70559 | 0.45846 | 0 | 0.45846 | -4.2387 | -130.0473 | 109.6971 | -3.7303 | 0 | 0
Line2_1_4 | 0 | 0 | 0 | 0 | 0 | 0 | 0 | 0 | 0 | 0 | 0 | 0 | -2.2876e-09 | -1.1289e-08 | 8.8317e-09 | 1.5602e-09 | 6.6229e-09 | -3.4378e-09 | -2.0297e-08 | 8.5e-09 | 4.6132e-09 | 9.8854e-09 | -4.6113e-09 | -2.6565e-09 | 0 | 0 | 0 | 0 | 0 | 0 | 0.75838 | 0.52377 | 0.70559 | 0.75838 | 0.52377 | 0.70559 | -4.2387 | -130.0473 | 109.6971 | -4.2387 | -130.0473 | 109.6971
Line3_1_5 | 0 | 0 | 0 | 0 | 0 | 0 | 0 | 0 | 0 | 0 | 0 | 0 | -2.2876e-09 | -1.1289e-08 | 8.8317e-09 | 1.5602e-09 | 6.6229e-09 | -3.4378e-09 | -2.0297e-08 | 8.5e-09 | 4.6132e-09 | 9.8854e-09 | -4.6113e-09 | -2.6565e-09 | 0 | 0 | 0 | 0 | 0 | 0 | 0.75838 | 0.52377 | 0.70559 | 0.75838 | 0.52377 | 0.70559 | -4.2387 | -130.0473 | 109.6971 | -4.2387 | -130.0473 | 109.6971
Line4_2_6 | 0 | 0 | 0 | 0 | 0 | 0 | 0 | 0 | 0 | 0 | 0 | 0 | -5.719e-09 | -2.8223e-08 | 2.2079e-08 | 4.9916e-09 | 2.3557e-08 | -1.6685e-08 | -5.0742e-08 | 2.125e-08 | 1.1533e-08 | 4.0331e-08 | -1.7361e-08 | -9.5763e-09 | 0 | 0 | 0 | 0 | 0 | 0 | 0.75838 | 0.52377 | 0.70559 | 0.75838 | 0.52377 | 0.70559 | -4.2387 | -130.0473 | 109.6971 | -4.2387 | -130.0473 | 109.6971
Line5_6_7 | 0 | 0 | 0 | 0 | 0 | 0 | 0 | 0 | 0 | 0 | 0 | 0 | -4.5752e-09 | -2.2579e-08 | 1.7663e-08 | 3.8478e-09 | 1.7912e-08 | -1.2269e-08 | -4.0594e-08 | 1.7e-08 | 9.2264e-09 | 3.0182e-08 | -1.3111e-08 | -7.2697e-09 | 0 | 0 | 0 | 0 | 0 | 0 | 0.75838 | 0.52377 | 0.70559 | 0.75838 | 0.52377 | 0.70559 | -4.2387 | -130.0473 | 109.6971 | -4.2387 | -130.0473 | 109.6971
Line6_7_8 | 0 | 0 | 0 | 0 | 0 | 0 | 0 | 0 | 0 | 0 | 0 | 0 | -3.4314e-09 | -1.6934e-08 | 1.3248e-08 | 2.704e-09 | 1.2268e-08 | -7.8536e-09 | -3.0445e-08 | 1.275e-08 | 6.9198e-09 | 2.0034e-08 | -8.8613e-09 | -4.9631e-09 | 0 | 0 | 0 | 0 | 0 | 0 | 0.75838 | 0.52377 | 0.70559 | 0.75838 | 0.52377 | 0.70559 | -4.2387 | -130.0473 | 109.6971 | -4.2387 | -130.0473 | 109.6971
Line7_8_9 | 0 | 0 | 0 | 0 | 0 | 0 | 0 | 0 | 0 | 0 | 0 | 0 | -1.1438e-09 | -5.6447e-09 | 4.4158e-09 | 4.1637e-10 | 9.7825e-10 | 9.7804e-10 | -1.0148e-08 | 4.25e-09 | 2.3066e-09 | -2.6301e-10 | -3.6132e-10 | -3.4989e-10 | 0 | 0 | 0 | 0 | 0 | 0 | 0.75838 | 0.52377 | 0.70559 | 0.75838 | 0.52377 | 0.70559 | -4.2387 | -130.0473 | 109.6971 | -4.2387 | -130.0473 | 109.6971
Line8_8_10 | 0 | 0 | 0 | 0 | 0 | 0 | 0 | 0 | 0 | 0 | 0 | 0 | -1.1438e-09 | -5.6447e-09 | 4.4158e-09 | 4.1637e-10 | 9.7825e-10 | 9.7804e-10 | -1.0148e-08 | 4.25e-09 | 2.3066e-09 | -2.6301e-10 | -3.6132e-10 | -3.4989e-10 | 0 | 0 | 0 | 0 | 0 | 0 | 0.75838 | 0.52377 | 0.70559 | 0.75838 | 0.52377 | 0.70559 | -4.2387 | -130.0473 | 109.6971 | -4.2387 | -130.0473 | 109.6971
Line9_3_11 | 0 | 0 | 0 | 0 | 0 | 0 | 0 | 0 | 0 | 0 | 0 | 0 | -5.1707e-09 | 9.425e-21 | -9.0476e-21 | 5.1707e-09 | 2.9284e-15 | 1.2638e-15 | -1.2187e-07 | -1.6914e-20 | -2.6765e-21 | 1.0426e-07 | 5.6755e-15 | 2.0244e-15 | 0 | 0 | 0 | 0 | 0 | 0 | 0.45846 | 0 | 0.45846 | 0.45846 | 0 | 0.45846 | -3.7303 | 0 | 0 | -3.7303 | 0 | 0

## LLG_max_10
name | pf_ikss_a_from_ka | pf_ikss_b_from_ka | pf_ikss_c_from_ka | pf_ikss_a_to_ka | pf_ikss_b_to_ka | pf_ikss_c_to_ka | pf_skss_a_from_mw | pf_skss_b_from_mw | pf_skss_c_from_mw | pf_skss_a_to_mw | pf_skss_b_to_mw | pf_skss_c_to_mw | pf_p_a_from_mw | pf_p_b_from_mw | pf_p_c_from_mw | pf_p_a_to_mw | pf_p_b_to_mw | pf_p_c_to_mw | pf_q_a_from_mvar | pf_q_b_from_mvar | pf_q_c_from_mvar | pf_q_a_to_mvar | pf_q_b_to_mvar | pf_q_c_to_mvar | pf_ikss_a_from_degree | pf_ikss_b_from_degree | pf_ikss_c_from_degree | pf_ikss_a_to_degree | pf_ikss_b_to_degree | pf_ikss_c_to_degree | pf_vm_a_from_pu | pf_vm_b_from_pu | pf_vm_c_from_pu | pf_vm_a_to_pu | pf_vm_b_to_pu | pf_vm_c_to_pu | pf_va_a_from_degree | pf_va_b_from_degree | pf_va_c_from_degree | pf_va_a_to_degree | pf_va_b_to_degree | pf_va_c_to_degree
Line0_1_2 | 0 | 0 | 0 | 0 | 0 | 0 | 0 | 0 | 0 | 0 | 0 | 0 | -7.5815e-09 | -3.7126e-08 | 2.9047e-08 | 6.784e-09 | 3.2012e-08 | -2.3136e-08 | -6.8157e-08 | 2.8008e-08 | 1.512e-08 | 5.6504e-08 | -2.3736e-08 | -1.2983e-08 | 0 | 0 | 0 | 0 | 0 | 0 | 0.78715 | 0.53578 | 0.73163 | 0.78715 | 0.53578 | 0.73163 | -4.3249 | -130.2805 | 109.4646 | -4.3249 | -130.2805 | 109.4646
Line10_11_12 | 0 | 0 | 0 | 0 | 0 | 0 | 0 | 0 | 0 | 0 | 0 | 0 | -4.8608e-09 | -3.1983e-15 | -1.4758e-15 | 4.8608e-09 | 4.9616e-15 | 2.1123e-15 | -1.1464e-07 | -6.0619e-15 | -2.2496e-15 | 9.5313e-08 | 9.6534e-15 | 3.402e-15 | 0 | 0 | 0 | 0 | 0 | 0 | 0.48036 | 0 | 0.48036 | 0.48036 | 0 | 0.48036 | -3.8155 | 0 | 0 | -3.8155 | 0 | 0
Line11_12_13 | 0 | 0 | 0 | 0 | 0 | 0 | 0 | 0 | 0 | 0 | 0 | 0 | -4.0507e-09 | -4.9316e-15 | -2.2721e-15 | 4.0507e-09 | 5.4808e-15 | 2.282e-15 | -9.5537e-08 | -9.3383e-15 | -3.4489e-15 | 7.6206e-08 | 1.0722e-14 | 3.7142e-15 | 0 | 0 | 0 | 0 | 0 | 0 | 0.48036 | 0 | 0.48036 | 0.48036 | 0 | 0.48036 | -3.8155 | 0 | 0 | -3.8155 | 0 | 0
Line12_13_15 | 0 | 0 | 0 | 0 | 0 | 0 | 0 | 0 | 0 | 0 | 0 | 0 | -2.4304e-09 | -4.0794e-15 | -1.8759e-15 | 2.4304e-09 | 3.196e-15 | 1.1908e-15 | -5.7322e-08 | -7.7161e-15 | -2.8336e-15 | 3.7991e-08 | 6.4425e-15 | 2.0861e-15 | 0 | 0 | 0 | 0 | 0 | 0 | 0.48036 | 0 | 0.48036 | 0.48036 | 0 | 0.48036 | -3.8155 | 0 | 0 | -3.8155 | 0 | 0
Line13_13_14 | 0 | 0 | 0 | 0 | 0 | 0 | 0 | 0 | 0 | 0 | 0 | 0 | -8.1013e-10 | -1.3598e-15 | -6.2531e-16 | 8.1014e-10 | 4.3837e-17 | -2.2429e-16 | -1.9107e-08 | -2.572e-15 | -9.4452e-16 | -2.233e-10 | 4.4997e-16 | -6.3347e-17 | 0 | 0 | 0 | 0 | 0 | 0 | 0.48036 | 0 | 0.48036 | 0.48036 | 0 | 0.48036 | -3.8155 | 0 | 0 | -3.8155 | 0 | 0
Line14_15_16 | 0 | 0 | 0 | 0 | 0 | 0 | 0 | 0 | 0 | 0 | 0 | 0 | -1.6203e-09 | -3.1475e-15 | -1.4423e-15 | 1.6203e-09 | 1.761e-15 | 5.0929e-16 | -3.8215e-08 | -5.941e-15 | -2.1581e-15 | 1.8884e-08 | 3.7591e-15 | 1.0776e-15 | 0 | 0 | 0 | 0 | 0 | 0 | 0.48036 | 0 | 0.48036 | 0.48036 | 0 | 0.48036 | -3.8155 | 0 | 0 | -3.8155 | 0 | 0
Line15_16_17 | 0 | 0 | 0 | 0 | 0 | 0 | 0 | 0 | 0 | 0 | 0 | 0 | -8.1013e-10 | -1.7079e-15 | -7.7945e-16 | 8.1014e-10 | 5.5311e-17 | -2.7522e-16 | -1.9107e-08 | -3.216e-15 | -1.1535e-15 | -2.233e-10 | 5.5908e-16 | -7.5418e-17 | 0 | 0 | 0 | 0 | 0 | 0 | 0.48036 | 0 | 0.48036 | 0.48036 | 0 | 0.48036 | -3.8155 | 0 | 0 | -3.8155 | 0 | 0
Line16_4_18 | 0 | 0 | 0 | 0 | 0 | 0 | 0 | 0 | 0 | 0 | 0 | 0 | -1.2636e-09 | -6.1876e-09 | 4.8412e-09 | 4.6605e-10 | 1.0735e-09 | 1.0704e-09 | -1.1359e-08 | 4.668e-09 | 2.5201e-09 | -2.9357e-10 | -3.9634e-10 | -3.8306e-10 | 0 | 0 | 0 | 0 | 0 | 0 | 0.78715 | 0.53578 | 0.73163 | 0.78715 | 0.53578 | 0.73163 | -4.3249 | -130.2805 | 109.4646 | -4.3249 | -130.2805 | 109.4646
Line17_5_19 | 0 | 0 | 0 | 0 | 0 | 0 | 0 | 0 | 0 | 0 | 0 | 0 | -1.2636e-09 | -6.1876e-09 | 4.8412e-09 | 4.6605e-10 | 1.0735e-09 | 1.0704e-09 | -1.1359e-08 | 4.668e-09 | 2.5201e-09 | -2.9357e-10 | -3.9634e-10 | -3.8306e-10 | 0 | 0 | 0 | 0 | 0 | 0 | 0.78715 | 0.53578 | 0.73163 | 0.78715 | 0.53578 | 0.73163 | -4.3249 | -130.2805 | 109.4646 | -4.3249 | -130.2805 | 109.4646
Line1_1_3 | 0 | 6.5361 | 6.1141 | 0 | 6.5361 | 6.1141 | 0 | 1.5095 | 1.412 | 0 | 1.5095 | 1.412 | -9.3939e-09 | 0.23405 | 0.45308 | 6.4811e-09 | 4.4356e-13 | 2.4124e-13 | -1.7187e-07 | 0.7975 | 0.57676 | 1.3353e-07 | -2.324e-13 | -3.5433e-13 | 0 | 156.0753 | 57.6165 | 0 | -23.9247 | -122.3835 | 0.78715 | 0.53578 | 0.73163 | 0.48036 | 0 | 0.48036 | -4.3249 | -130.2805 | 109.4646 | -3.8155 | 0 | 0
Line2_1_4 | 0 | 0 | 0 | 0 | 0 | 0 | 0 | 0 | 0 | 0 | 0 | 0 | -2.5272e-09 | -1.2375e-08 | 9.6824e-09 | 1.7296e-09 | 7.2611e-09 | -3.7708e-09 | -2.2719e-08 | 9.3359e-09 | 5.0401e-09 | 1.1066e-08 | -5.0643e-09 | -2.9031e-09 | 0 | 0 | 0 | 0 | 0 | 0 | 0.78715 | 0.53578 | 0.73163 | 0.78715 | 0.53578 | 0.73163 | -4.3249 | -130.2805 | 109.4646 | -4.3249 | -130.2805 | 109.4646
Line3_1_5 | 0 | 0 | 0 | 0 | 0 | 0 | 0 | 0 | 0 | 0 | 0 | 0 | -2.5272e-09 | -1.2375e-08 | 9.6824e-09 | 1.7296e-09 | 7.2611e-09 | -3.7708e-09 | -2.2719e-08 | 9.3359e-09 | 5.0401e-09 | 1.1066e-08 | -5.0643e-09 | -2.9031e-09 | 0 | 0 | 0 | 0 | 0 | 0 | 0.78715 | 0.53578 | 0.73163 | 0.78715 | 0.53578 | 0.73163 | -4.3249 | -130.2805 | 109.4646 | -4.3249 | -130.2805 | 109.4646
Line4_2_6 | 0 | 0 | 0 | 0 | 0 | 0 | 0 | 0 | 0 | 0 | 0 | 0 | -6.3179e-09 | -3.0938e-08 | 2.4206e-08 | 5.5204e-09 | 2.5824e-08 | -1.8294e-08 | -5.6797e-08 | 2.334e-08 | 1.26e-08 | 4.5144e-08 | -1.9068e-08 | -1.0463e-08 | 0 | 0 | 0 | 0 | 0 | 0 | 0.78715 | 0.53578 | 0.73163 | 0.78715 | 0.53578 | 0.73163 | -4.3249 | -130.2805 | 109.4646 | -4.3249 | -130.2805 | 109.4646
Line5_6_7 | 0 | 0 | 0 | 0 | 0 | 0 | 0 | 0 | 0 | 0 | 0 | 0 | -5.0543e-09 | -2.475e-08 | 1.9365e-08 | 4.2568e-09 | 1.9636e-08 | -1.3453e-08 | -4.5438e-08 | 1.8672e-08 | 1.008e-08 | 3.3785e-08 | -1.44e-08 | -7.9432e-09 | 0 | 0 | 0 | 0 | 0 | 0 | 0.78715 | 0.53578 | 0.73163 | 0.78715 | 0.53578 | 0.73163 | -4.3249 | -130.2805 | 109.4646 | -4.3249 | -130.2805 | 109.4646
Line6_7_8 | 0 | 0 | 0 | 0 | 0 | 0 | 0 | 0 | 0 | 0 | 0 | 0 | -3.7908e-09 | -1.8563e-08 | 1.4524e-08 | 2.9932e-09 | 1.3449e-08 | -8.612e-09 | -3.4078e-08 | 1.4004e-08 | 7.5602e-09 | 2.2425e-08 | -9.7323e-09 | -5.4232e-09 | 0 | 0 | 0 | 0 | 0 | 0 | 0.78715 | 0.53578 | 0.73163 | 0.78715 | 0.53578 | 0.73163 | -4.3249 | -130.2805 | 109.4646 | -4.3249 | -130.2805 | 109.4646
Line7_8_9 | 0 | 0 | 0 | 0 | 0 | 0 | 0 | 0 | 0 | 0 | 0 | 0 | -1.2636e-09 | -6.1876e-09 | 4.8412e-09 | 4.6605e-10 | 1.0735e-09 | 1.0704e-09 | -1.1359e-08 | 4.668e-09 | 2.5201e-09 | -2.9357e-10 | -3.9634e-10 | -3.8306e-10 | 0 | 0 | 0 | 0 | 0 | 0 | 0.78715 | 0.53578 | 0.73163 | 0.78715 | 0.53578 | 0.73163 | -4.3249 | -130.2805 | 109.4646 | -4.3249 | -130.2805 | 109.4646
Line8_8_10 | 0 | 0 | 0 | 0 | 0 | 0 | 0 | 0 | 0 | 0 | 0 | 0 | -1.2636e-09 | -6.1876e-09 | 4.8412e-09 | 4.6605e-10 | 1.0735e-09 | 1.0704e-09 | -1.1359e-08 | 4.668e-09 | 2.5201e-09 | -2.9357e-10 | -3.9634e-10 | -3.8306e-10 | 0 | 0 | 0 | 0 | 0 | 0 | 0.78715 | 0.53578 | 0.73163 | 0.78715 | 0.53578 | 0.73163 | -4.3249 | -130.2805 | 109.4646 | -4.3249 | -130.2805 | 109.4646
Line9_3_11 | 0 | 0 | 0 | 0 | 0 | 0 | 0 | 0 | 0 | 0 | 0 | 0 | -5.6709e-09 | -4.3389e-20 | -8.929e-21 | 5.6709e-09 | 3.2145e-15 | 1.3892e-15 | -1.3375e-07 | -4.4979e-20 | 4.1573e-20 | 1.1442e-07 | 6.2323e-15 | 2.224e-15 | 0 | 0 | 0 | 0 | 0 | 0 | 0.48036 | 0 | 0.48036 | 0.48036 | 0 | 0.48036 | -3.8155 | 0 | 0 | -3.8155 | 0 | 0

## LLG_max_fault_6
name | pf_ikss_a_from_ka | pf_ikss_b_from_ka | pf_ikss_c_from_ka | pf_ikss_a_to_ka | pf_ikss_b_to_ka | pf_ikss_c_to_ka | pf_skss_a_from_mw | pf_skss_b_from_mw | pf_skss_c_from_mw | pf_skss_a_to_mw | pf_skss_b_to_mw | pf_skss_c_to_mw | pf_p_a_from_mw | pf_p_b_from_mw | pf_p_c_from_mw | pf_p_a_to_mw | pf_p_b_to_mw | pf_p_c_to_mw | pf_q_a_from_mvar | pf_q_b_from_mvar | pf_q_c_from_mvar | pf_q_a_to_mvar | pf_q_b_to_mvar | pf_q_c_to_mvar | pf_ikss_a_from_degree | pf_ikss_b_from_degree | pf_ikss_c_from_degree | pf_ikss_a_to_degree | pf_ikss_b_to_degree | pf_ikss_c_to_degree | pf_vm_a_from_pu | pf_vm_b_from_pu | pf_vm_c_from_pu | pf_vm_a_to_pu | pf_vm_b_to_pu | pf_vm_c_to_pu | pf_va_a_from_degree | pf_va_b_from_degree | pf_va_c_from_degree | pf_va_a_to_degree | pf_va_b_to_degree | pf_va_c_to_degree
Line0_1_2 | 0 | 0 | 0 | 0 | 0 | 0 | 0 | 0 | 0 | 0 | 0 | 0 | -1.3758e-10 | -2.1639e-10 | 2.3276e-10 | 1.1605e-10 | 1.8809e-10 | -1.8293e-10 | -2.6001e-10 | 3.0018e-10 | 6.1622e-11 | 2.1477e-10 | -2.5893e-10 | -5.7712e-11 | 0 | 0 | 0 | 0 | 0 | 0 | 1.0493 | 1.0474 | 1.048 | 1.0493 | 1.0474 | 1.048 | -0.027027 | -120.1247 | 119.9096 | -0.027027 | -120.1247 | 119.9096
Line10_11_12 | 0 | 0 | 0 | 0 | 0 | 0 | 0 | 0 | 0 | 0 | 0 | 0 | -2.4123e-10 | -4.6984e-10 | 4.4617e-10 | 2.0444e-10 | 4.0971e-10 | -3.4924e-10 | -5.3176e-10 | 5.4916e-10 | 1.3085e-10 | 4.4056e-10 | -4.7181e-10 | -1.1732e-10 | 0 | 0 | 0 | 0 | 0 | 0 | 1.0481 | 1.0442 | 1.0462 | 1.0481 | 1.0442 | 1.0462 | -0.036509 | -120.2018 | 119.882 | -0.036509 | -120.2018 | 119.882
Line11_12_13 | 0 | 0 | 0 | 0 | 0 | 0 | 0 | 0 | 0 | 0 | 0 | 0 | -2.0103e-10 | -3.9154e-10 | 3.7181e-10 | 1.6423e-10 | 3.314e-10 | -2.7488e-10 | -4.4313e-10 | 4.5764e-10 | 1.0904e-10 | 3.5193e-10 | -3.8028e-10 | -9.5511e-11 | 0 | 0 | 0 | 0 | 0 | 0 | 1.0481 | 1.0442 | 1.0462 | 1.0481 | 1.0442 | 1.0462 | -0.036509 | -120.2018 | 119.882 | -0.036509 | -120.2018 | 119.882
Line12_13_15 | 0 | 0 | 0 | 0 | 0 | 0 | 0 | 0 | 0 | 0 | 0 | 0 | -1.2062e-10 | -2.3492e-10 | 2.2309e-10 | 8.382e-11 | 1.7478e-10 | -1.2615e-10 | -2.6588e-10 | 2.7458e-10 | 6.5426e-11 | 1.7468e-10 | -1.9723e-10 | -5.1894e-11 | 0 | 0 | 0 | 0 | 0 | 0 | 1.0481 | 1.0442 | 1.0462 | 1.0481 | 1.0442 | 1.0462 | -0.036509 | -120.2018 | 119.882 | -0.036509 | -120.2018 | 119.882
Line13_13_14 | 0 | 0 | 0 | 0 | 0 | 0 | 0 | 0 | 0 | 0 | 0 | 0 | -4.0205e-11 | -7.8307e-11 | 7.4362e-11 | 3.4102e-12 | 1.8169e-11 | 2.2572e-11 | -8.8627e-11 | 9.1527e-11 | 2.1809e-11 | -2.5737e-12 | -1.4173e-11 | -8.277e-12 | 0 | 0 | 0 | 0 | 0 | 0 | 1.0481 | 1.0442 | 1.0462 | 1.0481 | 1.0442 | 1.0462 | -0.036509 | -120.2018 | 119.882 | -0.036509 | -120.2018 | 119.882
Line14_15_16 | 0 | 0 | 0 | 0 | 0 | 0 | 0 | 0 | 0 | 0 | 0 | 0 | -8.041e-11 | -1.5661e-10 | 1.4872e-10 | 4.3615e-11 | 9.6476e-11 | -5.1791e-11 | -1.7725e-10 | 1.8305e-10 | 4.3617e-11 | 8.6053e-11 | -1.057e-10 | -3.0086e-11 | 0 | 0 | 0 | 0 | 0 | 0 | 1.0481 | 1.0442 | 1.0462 | 1.0481 | 1.0442 | 1.0462 | -0.036509 | -120.2018 | 119.882 | -0.036509 | -120.2018 | 119.882
Line15_16_17 | 0 | 0 | 0 | 0 | 0 | 0 | 0 | 0 | 0 | 0 | 0 | 0 | -4.0205e-11 | -7.8307e-11 | 7.4362e-11 | 3.4102e-12 | 1.8169e-11 | 2.2572e-11 | -8.8627e-11 | 9.1527e-11 | 2.1809e-11 | -2.5737e-12 | -1.4173e-11 | -8.277e-12 | 0 | 0 | 0 | 0 | 0 | 0 | 1.0481 | 1.0442 | 1.0462 | 1.0481 | 1.0442 | 1.0462 | -0.036509 | -120.2018 | 119.882 | -0.036509 | -120.2018 | 119.882
Line16_4_18 | 0 | 0 | 0 | 0 | 0 | 0 | 0 | 0 | 0 | 0 | 0 | 0 | -2.293e-11 | -3.6065e-11 | 3.8793e-11 | 1.3985e-12 | 7.7657e-12 | 1.1037e-11 | -4.3335e-11 | 5.003e-11 | 1.027e-11 | -1.9062e-12 | -8.78e-12 | -6.3607e-12 | 0 | 0 | 0 | 0 | 0 | 0 | 1.0493 | 1.0474 | 1.048 | 1.0493 | 1.0474 | 1.048 | -0.027027 | -120.1247 | 119.9096 | -0.027027 | -120.1247 | 119.9096
Line17_5_19 | 0 | 0 | 0 | 0 | 0 | 0 | 0 | 0 | 0 | 0 | 0 | 0 | -2.293e-11 | -3.6065e-11 | 3.8793e-11 | 1.3985e-12 | 7.7657e-12 | 1.1037e-11 | -4.3335e-11 | 5.003e-11 | 1.027e-11 | -1.9062e-12 | -8.78e-12 | -6.3607e-12 | 0 | 0 | 0 | 0 | 0 | 0 | 1.0493 | 1.0474 | 1.048 | 1.0493 | 1.0474 | 1.048 | -0.027027 | -120.1247 | 119.9096 | -0.027027 | -120.1247 | 119.9096
Line1_1_3 | 0 | 0.034138 | 0.0341 | 0 | 0.034138 | 0.0341 | 0 | 0.0078838 | 0.0078751 | 0 | 0.0078838 | 0.0078751 | -3.1405e-10 | 0.0058343 | 0.0058281 | 2.8485e-10 | -0.005827 | -0.0058141 | -6.8642e-10 | 0.00585 | 0.0058338 | 6.1781e-10 | -0.005827 | -0.0058141 | 0 | -165.2018 | 74.882 | 0 | 14.7982 | -105.118 | 1.0493 | 1.0474 | 1.048 | 1.0481 | 1.0442 | 1.0462 | -0.027027 | -120.1247 | 119.9096 | -0.036509 | -120.2018 | 119.882
Line2_1_4 | 0 | 0 | 0 | 0 | 0 | 0 | 0 | 0 | 0 | 0 | 0 | 0 | -4.5859e-11 | -7.2131e-11 | 7.7586e-11 | 2.4328e-11 | 4.3831e-11 | -2.7756e-11 | -8.6671e-11 | 1.0006e-10 | 2.0541e-11 | 4.1429e-11 | -5.881e-11 | -1.6631e-11 | 0 | 0 | 0 | 0 | 0 | 0 | 1.0493 | 1.0474 | 1.048 | 1.0493 | 1.0474 | 1.048 | -0.027027 | -120.1247 | 119.9096 | -0.027027 | -120.1247 | 119.9096
Line3_1_5 | 0 | 0 | 0 | 0 | 0 | 0 | 0 | 0 | 0 | 0 | 0 | 0 | -4.5859e-11 | -7.2131e-11 | 7.7586e-11 | 2.4328e-11 | 4.3831e-11 | -2.7756e-11 | -8.6671e-11 | 1.0006e-10 | 2.0541e-11 | 4.1429e-11 | -5.881e-11 | -1.6631e-11 | 0 | 0 | 0 | 0 | 0 | 0 | 1.0493 | 1.0474 | 1.048 | 1.0493 | 1.0474 | 1.048 | -0.027027 | -120.1247 | 119.9096 | -0.027027 | -120.1247 | 119.9096
Line4_2_6 | 0 | 0 | 0 | 0 | 0 | 0 | 0 | 0 | 0 | 0 | 0 | 0 | -1.1465e-10 | -1.8033e-10 | 1.9397e-10 | 9.3117e-11 | 1.5203e-10 | -1.4414e-10 | -2.1668e-10 | 2.5015e-10 | 5.1351e-11 | 1.7144e-10 | -2.089e-10 | -4.7442e-11 | 0 | 0 | 0 | 0 | 0 | 0 | 1.0493 | 1.0474 | 1.048 | 1.0493 | 1.0474 | 1.048 | -0.027027 | -120.1247 | 119.9096 | -0.027027 | -120.1247 | 119.9096
Line5_6_7 | 0 | 0 | 0 | 0 | 0 | 0 | 0 | 0 | 0 | 0 | 0 | 0 | -9.1719e-11 | -1.4426e-10 | 1.5517e-10 | 7.0188e-11 | 1.1596e-10 | -1.0534e-10 | -1.7334e-10 | 2.0012e-10 | 4.1081e-11 | 1.281e-10 | -1.5887e-10 | -3.7172e-11 | 0 | 0 | 0 | 0 | 0 | 0 | 1.0493 | 1.0474 | 1.048 | 1.0493 | 1.0474 | 1.048 | -0.027027 | -120.1247 | 119.9096 | -0.027027 | -120.1247 | 119.9096
Line6_7_8 | 0 | 0 | 0 | 0 | 0 | 0 | 0 | 0 | 0 | 0 | 0 | 0 | -6.8789e-11 | -1.082e-10 | 1.1638e-10 | 4.7258e-11 | 7.9896e-11 | -6.6549e-11 | -1.3001e-10 | 1.5009e-10 | 3.0811e-11 | 8.4765e-11 | -1.0884e-10 | -2.6901e-11 | 0 | 0 | 0 | 0 | 0 | 0 | 1.0493 | 1.0474 | 1.048 | 1.0493 | 1.0474 | 1.048 | -0.027027 | -120.1247 | 119.9096 | -0.027027 | -120.1247 | 119.9096
Line7_8_9 | 0 | 0 | 0 | 0 | 0 | 0 | 0 | 0 | 0 | 0 | 0 | 0 | -2.293e-11 | -3.6065e-11 | 3.8793e-11 | 1.3985e-12 | 7.7657e-12 | 1.1037e-11 | -4.3335e-11 | 5.003e-11 | 1.027e-11 | -1.9062e-12 | -8.78e-12 | -6.3607e-12 | 0 | 0 | 0 | 0 | 0 | 0 | 1.0493 | 1.0474 | 1.048 | 1.0493 | 1.0474 | 1.048 | -0.027027 | -120.1247 | 119.9096 | -0.027027 | -120.1247 | 119.9096
Line8_8_10 | 0 | 0 | 0 | 0 | 0 | 0 | 0 | 0 | 0 | 0 | 0 | 0 | -2.293e-11 | -3.6065e-11 | 3.8793e-11 | 1.3985e-12 | 7.7657e-12 | 1.1037e-11 | -4.3335e-11 | 5.003e-11 | 1.027e-11 | -1.9062e-12 | -8.78e-12 | -6.3607e-12 | 0 | 0 | 0 | 0 | 0 | 0 | 1.0493 | 1.0474 | 1.048 | 1.0493 | 1.0474 | 1.048 | -0.027027 | -120.1247 | 119.9096 | -0.027027 | -120.1247 | 119.9096
Line9_3_11 | 0 | 0 | 0 | 0 | 0 | 0 | 0 | 0 | 0 | 0 | 0 | 0 | -2.8144e-10 | -5.4815e-10 | 5.2053e-10 | 2.4464e-10 | 4.8801e-10 | -4.236e-10 | -6.2039e-10 | 6.4069e-10 | 1.5266e-10 | 5.2919e-10 | -5.6334e-10 | -1.3913e-10 | 0 | 0 | 0 | 0 | 0 | 0 | 1.0481 | 1.0442 | 1.0462 | 1.0481 | 1.0442 | 1.0462 | -0.036509 | -120.2018 | 119.882 | -0.036509 | -120.2018 | 119.882

## LLG_max_fault_10
name | pf_ikss_a_from_ka | pf_ikss_b_from_ka | pf_ikss_c_from_ka | pf_ikss_a_to_ka | pf_ikss_b_to_ka | pf_ikss_c_to_ka | pf_skss_a_from_mw | pf_skss_b_from_mw | pf_skss_c_from_mw | pf_skss_a_to_mw | pf_skss_b_to_mw | pf_skss_c_to_mw | pf_p_a_from_mw | pf_p_b_from_mw | pf_p_c_from_mw | pf_p_a_to_mw | pf_p_b_to_mw | pf_p_c_to_mw | pf_q_a_from_mvar | pf_q_b_from_mvar | pf_q_c_from_mvar | pf_q_a_to_mvar | pf_q_b_to_mvar | pf_q_c_to_mvar | pf_ikss_a_from_degree | pf_ikss_b_from_degree | pf_ikss_c_from_degree | pf_ikss_a_to_degree | pf_ikss_b_to_degree | pf_ikss_c_to_degree | pf_vm_a_from_pu | pf_vm_b_from_pu | pf_vm_c_from_pu | pf_vm_a_to_pu | pf_vm_b_to_pu | pf_vm_c_to_pu | pf_va_a_from_degree | pf_va_b_from_degree | pf_va_c_from_degree | pf_va_a_to_degree | pf_va_b_to_degree | pf_va_c_to_degree
Line0_1_2 | 0 | 0 | 0 | 0 | 0 | 0 | 0 | 0 | 0 | 0 | 0 | 0 | -1.5815e-10 | -2.4873e-10 | 2.6759e-10 | 1.334e-10 | 2.162e-10 | -2.1031e-10 | -2.9893e-10 | 3.4506e-10 | 7.0817e-11 | 2.4692e-10 | -2.9764e-10 | -6.6324e-11 | 0 | 0 | 0 | 0 | 0 | 0 | 1.0993 | 1.0971 | 1.0979 | 1.0993 | 1.0971 | 1.0979 | -0.028296 | -120.1306 | 119.9053 | -0.028296 | -120.1306 | 119.9053
Line10_11_12 | 0 | 0 | 0 | 0 | 0 | 0 | 0 | 0 | 0 | 0 | 0 | 0 | -2.7188e-10 | -5.2678e-10 | 5.0173e-10 | 2.3038e-10 | 4.5932e-10 | -3.9277e-10 | -5.9715e-10 | 6.1826e-10 | 1.4676e-10 | 4.947e-10 | -5.3122e-10 | -1.3171e-10 | 0 | 0 | 0 | 0 | 0 | 0 | 1.0979 | 1.0938 | 1.0959 | 1.0979 | 1.0938 | 1.0959 | -0.037777 | -120.2077 | 119.8778 | -0.037777 | -120.2077 | 119.8778
Line11_12_13 | 0 | 0 | 0 | 0 | 0 | 0 | 0 | 0 | 0 | 0 | 0 | 0 | -2.2657e-10 | -4.3898e-10 | 4.1811e-10 | 1.8507e-10 | 3.7153e-10 | -3.0915e-10 | -4.9762e-10 | 5.1521e-10 | 1.223e-10 | 3.9517e-10 | -4.2818e-10 | -1.0725e-10 | 0 | 0 | 0 | 0 | 0 | 0 | 1.0979 | 1.0938 | 1.0959 | 1.0979 | 1.0938 | 1.0959 | -0.037777 | -120.2077 | 119.8778 | -0.037777 | -120.2077 | 119.8778
Line12_13_15 | 0 | 0 | 0 | 0 | 0 | 0 | 0 | 0 | 0 | 0 | 0 | 0 | -1.3594e-10 | -2.6339e-10 | 2.5087e-10 | 9.4442e-11 | 1.9593e-10 | -1.4191e-10 | -2.9857e-10 | 3.0913e-10 | 7.3379e-11 | 1.9613e-10 | -2.2209e-10 | -5.8331e-11 | 0 | 0 | 0 | 0 | 0 | 0 | 1.0979 | 1.0938 | 1.0959 | 1.0979 | 1.0938 | 1.0959 | -0.037777 | -120.2077 | 119.8778 | -0.037777 | -120.2077 | 119.8778
Line13_13_14 | 0 | 0 | 0 | 0 | 0 | 0 | 0 | 0 | 0 | 0 | 0 | 0 | -4.5314e-11 | -8.7797e-11 | 8.3622e-11 | 3.8141e-12 | 2.0338e-11 | 2.5337e-11 | -9.9524e-11 | 1.0304e-10 | 2.446e-11 | -2.9227e-12 | -1.6006e-11 | -9.4116e-12 | 0 | 0 | 0 | 0 | 0 | 0 | 1.0979 | 1.0938 | 1.0959 | 1.0979 | 1.0938 | 1.0959 | -0.037777 | -120.2077 | 119.8778 | -0.037777 | -120.2077 | 119.8778
Line14_15_16 | 0 | 0 | 0 | 0 | 0 | 0 | 0 | 0 | 0 | 0 | 0 | 0 | -9.0628e-11 | -1.7559e-10 | 1.6724e-10 | 4.9128e-11 | 1.0813e-10 | -5.8286e-11 | -1.9905e-10 | 2.0609e-10 | 4.8919e-11 | 9.6602e-11 | -1.1905e-10 | -3.3871e-11 | 0 | 0 | 0 | 0 | 0 | 0 | 1.0979 | 1.0938 | 1.0959 | 1.0979 | 1.0938 | 1.0959 | -0.037777 | -120.2077 | 119.8778 | -0.037777 | -120.2077 | 119.8778
Line15_16_17 | 0 | 0 | 0 | 0 | 0 | 0 | 0 | 0 | 0 | 0 | 0 | 0 | -4.5314e-11 | -8.7797e-11 | 8.3622e-11 | 3.8141e-12 | 2.0338e-11 | 2.5337e-11 | -9.9524e-11 | 1.0304e-10 | 2.446e-11 | -2.9227e-12 | -1.6006e-11 | -9.4116e-12 | 0 | 0 | 0 | 0 | 0 | 0 | 1.0979 | 1.0938 | 1.0959 | 1.0979 | 1.0938 | 1.0959 | -0.037777 | -120.2077 | 119.8778 | -0.037777 | -120.2077 | 119.8778
Line16_4_18 | 0 | 0 | 0 | 0 | 0 | 0 | 0 | 0 | 0 | 0 | 0 | 0 | -2.6358e-11 | -4.1455e-11 | 4.4598e-11 | 1.6066e-12 | 8.9247e-12 | 1.2683e-11 | -4.9822e-11 | 5.751e-11 | 1.1803e-11 | -2.1903e-12 | -1.0089e-11 | -7.3097e-12 | 0 | 0 | 0 | 0 | 0 | 0 | 1.0993 | 1.0971 | 1.0979 | 1.0993 | 1.0971 | 1.0979 | -0.028296 | -120.1306 | 119.9053 | -0.028296 | -120.1306 | 119.9053
Line17_5_19 | 0 | 0 | 0 | 0 | 0 | 0 | 0 | 0 | 0 | 0 | 0 | 0 | -2.6358e-11 | -4.1455e-11 | 4.4598e-11 | 1.6066e-12 | 8.9247e-12 | 1.2683e-11 | -4.9822e-11 | 5.751e-11 | 1.1803e-11 | -2.1903e-12 | -1.0089e-11 | -7.3097e-12 | 0 | 0 | 0 | 0 | 0 | 0 | 1.0993 | 1.0971 | 1.0979 | 1.0993 | 1.0971 | 1.0979 | -0.028296 | -120.1306 | 119.9053 | -0.028296 | -120.1306 | 119.9053
Line1_1_3 | 0 | 0.03576 | 0.035719 | 0 | 0.03576 | 0.035719 | 0 | 0.0082585 | 0.008249 | 0 | 0.0082585 | 0.008249 | -3.5419e-10 | 0.006402 | 0.0063948 | 3.2101e-10 | -0.0063939 | -0.0063794 | -7.7141e-10 | 0.0064192 | 0.0064009 | 6.9375e-10 | -0.0063939 | -0.0063794 | 0 | -165.2077 | 74.8778 | 0 | 14.7923 | -105.1222 | 1.0993 | 1.0971 | 1.0979 | 1.0979 | 1.0938 | 1.0959 | -0.028296 | -120.1306 | 119.9053 | -0.037777 | -120.2077 | 119.8778
Line2_1_4 | 0 | 0 | 0 | 0 | 0 | 0 | 0 | 0 | 0 | 0 | 0 | 0 | -5.2716e-11 | -8.2909e-11 | 8.9197e-11 | 2.7965e-11 | 5.0379e-11 | -3.1915e-11 | -9.9645e-11 | 1.1502e-10 | 2.3606e-11 | 4.7632e-11 | -6.7599e-11 | -1.9113e-11 | 0 | 0 | 0 | 0 | 0 | 0 | 1.0993 | 1.0971 | 1.0979 | 1.0993 | 1.0971 | 1.0979 | -0.028296 | -120.1306 | 119.9053 | -0.028296 | -120.1306 | 119.9053
Line3_1_5 | 0 | 0 | 0 | 0 | 0 | 0 | 0 | 0 | 0 | 0 | 0 | 0 | -5.2716e-11 | -8.2909e-11 | 8.9197e-11 | 2.7965e-11 | 5.0379e-11 | -3.1915e-11 | -9.9645e-11 | 1.1502e-10 | 2.3606e-11 | 4.7632e-11 | -6.7599e-11 | -1.9113e-11 | 0 | 0 | 0 | 0 | 0 | 0 | 1.0993 | 1.0971 | 1.0979 | 1.0993 | 1.0971 | 1.0979 | -0.028296 | -120.1306 | 119.9053 | -0.028296 | -120.1306 | 119.9053
Line4_2_6 | 0 | 0 | 0 | 0 | 0 | 0 | 0 | 0 | 0 | 0 | 0 | 0 | -1.3179e-10 | -2.0727e-10 | 2.2299e-10 | 1.0704e-10 | 1.7474e-10 | -1.6571e-10 | -2.4911e-10 | 2.8755e-10 | 5.9014e-11 | 1.971e-10 | -2.4013e-10 | -5.4521e-11 | 0 | 0 | 0 | 0 | 0 | 0 | 1.0993 | 1.0971 | 1.0979 | 1.0993 | 1.0971 | 1.0979 | -0.028296 | -120.1306 | 119.9053 | -0.028296 | -120.1306 | 119.9053
Line5_6_7 | 0 | 0 | 0 | 0 | 0 | 0 | 0 | 0 | 0 | 0 | 0 | 0 | -1.0543e-10 | -1.6582e-10 | 1.7839e-10 | 8.0681e-11 | 1.3329e-10 | -1.2111e-10 | -1.9929e-10 | 2.3004e-10 | 4.7211e-11 | 1.4728e-10 | -1.8262e-10 | -4.2718e-11 | 0 | 0 | 0 | 0 | 0 | 0 | 1.0993 | 1.0971 | 1.0979 | 1.0993 | 1.0971 | 1.0979 | -0.028296 | -120.1306 | 119.9053 | -0.028296 | -120.1306 | 119.9053
Line6_7_8 | 0 | 0 | 0 | 0 | 0 | 0 | 0 | 0 | 0 | 0 | 0 | 0 | -7.9074e-11 | -1.2436e-10 | 1.338e-10 | 5.4323e-11 | 9.1834e-11 | -7.6514e-11 | -1.4947e-10 | 1.7253e-10 | 3.5409e-11 | 9.7455e-11 | -1.2511e-10 | -3.0915e-11 | 0 | 0 | 0 | 0 | 0 | 0 | 1.0993 | 1.0971 | 1.0979 | 1.0993 | 1.0971 | 1.0979 | -0.028296 | -120.1306 | 119.9053 | -0.028296 | -120.1306 | 119.9053
Line7_8_9 | 0 | 0 | 0 | 0 | 0 | 0 | 0 | 0 | 0 | 0 | 0 | 0 | -2.6358e-11 | -4.1455e-11 | 4.4598e-11 | 1.6066e-12 | 8.9247e-12 | 1.2683e-11 | -4.9822e-11 | 5.751e-11 | 1.1803e-11 | -2.1903e-12 | -1.0089e-11 | -7.3097e-12 | 0 | 0 | 0 | 0 | 0 | 0 | 1.0993 | 1.0971 | 1.0979 | 1.0993 | 1.0971 | 1.0979 | -0.028296 | -120.1306 | 119.9053 | -0.028296 | -120.1306 | 119.9053
Line8_8_10 | 0 | 0 | 0 | 0 | 0 | 0 | 0 | 0 | 0 | 0 | 0 | 0 | -2.6358e-11 | -4.1455e-11 | 4.4598e-11 | 1.6066e-12 | 8.9247e-12 | 1.2683e-11 | -4.9822e-11 | 5.751e-11 | 1.1803e-11 | -2.1903e-12 | -1.0089e-11 | -7.3097e-12 | 0 | 0 | 0 | 0 | 0 | 0 | 1.0993 | 1.0971 | 1.0979 | 1.0993 | 1.0971 | 1.0979 | -0.028296 | -120.1306 | 119.9053 | -0.028296 | -120.1306 | 119.9053
Line9_3_11 | 0 | 0 | 0 | 0 | 0 | 0 | 0 | 0 | 0 | 0 | 0 | 0 | -3.172e-10 | -6.1458e-10 | 5.8536e-10 | 2.757e-10 | 5.4712e-10 | -4.764e-10 | -6.9667e-10 | 7.213e-10 | 1.7122e-10 | 5.9422e-10 | -6.3426e-10 | -1.5617e-10 | 0 | 0 | 0 | 0 | 0 | 0 | 1.0979 | 1.0938 | 1.0959 | 1.0979 | 1.0938 | 1.0959 | -0.037777 | -120.2077 | 119.8778 | -0.037777 | -120.2077 | 119.8778

## LLG_min_6
name | pf_ikss_a_from_ka | pf_ikss_b_from_ka | pf_ikss_c_from_ka | pf_ikss_a_to_ka | pf_ikss_b_to_ka | pf_ikss_c_to_ka | pf_skss_a_from_mw | pf_skss_b_from_mw | pf_skss_c_from_mw | pf_skss_a_to_mw | pf_skss_b_to_mw | pf_skss_c_to_mw | pf_p_a_from_mw | pf_p_b_from_mw | pf_p_c_from_mw | pf_p_a_to_mw | pf_p_b_to_mw | pf_p_c_to_mw | pf_q_a_from_mvar | pf_q_b_from_mvar | pf_q_c_from_mvar | pf_q_a_to_mvar | pf_q_b_to_mvar | pf_q_c_to_mvar | pf_ikss_a_from_degree | pf_ikss_b_from_degree | pf_ikss_c_from_degree | pf_ikss_a_to_degree | pf_ikss_b_to_degree | pf_ikss_c_to_degree | pf_vm_a_from_pu | pf_vm_b_from_pu | pf_vm_c_from_pu | pf_vm_a_to_pu | pf_vm_b_to_pu | pf_vm_c_to_pu | pf_va_a_from_degree | pf_va_b_from_degree | pf_va_c_from_degree | pf_va_a_to_degree | pf_va_b_to_degree | pf_va_c_to_degree
Line0_1_2 | 0 | 0 | 0 | 0 | 0 | 0 | 0 | 0 | 0 | 0 | 0 | 0 | -1.4319e-08 | -2.1801e-08 | 2.5673e-08 | 1.2217e-08 | 1.8891e-08 | -2.066e-08 | -4.6129e-08 | 2.9827e-08 | 4.6911e-09 | 3.8175e-08 | -2.5413e-08 | -4.4612e-09 | 0 | 0 | 0 | 0 | 0 | 0 | 0.74431 | 0.53802 | 0.65122 | 0.74431 | 0.53802 | 0.65122 | -5.109 | -136.9092 | 102.3251 | -5.109 | -136.9092 | 102.3251
Line10_11_12 | 0 | 0 | 0 | 0 | 0 | 0 | 0 | 0 | 0 | 0 | 0 | 0 | -3.5587e-09 | -4.5532e-15 | -1.9526e-15 | 3.5587e-09 | 7.1303e-15 | 2.8463e-15 | -8.7261e-08 | -4.5354e-15 | -1.6209e-15 | 7.2569e-08 | 7.2578e-15 | 2.4827e-15 | 0 | 0 | 0 | 0 | 0 | 0 | 0.41878 | 0 | 0.41878 | 0.41878 | 0 | 0.41878 | -3.3712 | 0 | 0 | -3.3712 | 0 | 0
Line11_12_13 | 0 | 0 | 0 | 0 | 0 | 0 | 0 | 0 | 0 | 0 | 0 | 0 | -2.9656e-09 | -7.0184e-15 | -3.0018e-15 | 2.9656e-09 | 7.8919e-15 | 3.0861e-15 | -7.2717e-08 | -6.9854e-15 | -2.4825e-15 | 5.8025e-08 | 8.0693e-15 | 2.717e-15 | 0 | 0 | 0 | 0 | 0 | 0 | 0.41878 | 0 | 0.41878 | 0.41878 | 0 | 0.41878 | -3.3712 | 0 | 0 | -3.3712 | 0 | 0
Line12_13_15 | 0 | 0 | 0 | 0 | 0 | 0 | 0 | 0 | 0 | 0 | 0 | 0 | -1.7794e-09 | -5.8032e-15 | -2.4745e-15 | 1.7794e-09 | 4.6526e-15 | 1.6523e-15 | -4.363e-08 | -5.7706e-15 | -2.0371e-15 | 2.8938e-08 | 4.8744e-15 | 1.5499e-15 | 0 | 0 | 0 | 0 | 0 | 0 | 0.41878 | 0 | 0.41878 | 0.41878 | 0 | 0.41878 | -3.3712 | 0 | 0 | -3.3712 | 0 | 0
Line13_13_14 | 0 | 0 | 0 | 0 | 0 | 0 | 0 | 0 | 0 | 0 | 0 | 0 | -5.9312e-10 | -1.9344e-15 | -8.2482e-16 | 5.9313e-10 | 1.6063e-16 | -2.1764e-16 | -1.4543e-08 | -1.9235e-15 | -6.7905e-16 | -1.4857e-10 | 3.8877e-16 | 2.5215e-18 | 0 | 0 | 0 | 0 | 0 | 0 | 0.41878 | 0 | 0.41878 | 0.41878 | 0 | 0.41878 | -3.3712 | 0 | 0 | -3.3712 | 0 | 0
Line14_15_16 | 0 | 0 | 0 | 0 | 0 | 0 | 0 | 0 | 0 | 0 | 0 | 0 | -1.1862e-09 | -4.474e-15 | -1.8966e-15 | 1.1863e-09 | 2.6195e-15 | 7.5925e-16 | -2.9087e-08 | -4.441e-15 | -1.548e-15 | 1.4395e-08 | 2.872e-15 | 8.2854e-16 | 0 | 0 | 0 | 0 | 0 | 0 | 0.41878 | 0 | 0.41878 | 0.41878 | 0 | 0.41878 | -3.3712 | 0 | 0 | -3.3712 | 0 | 0
Line15_16_17 | 0 | 0 | 0 | 0 | 0 | 0 | 0 | 0 | 0 | 0 | 0 | 0 | -5.9312e-10 | -2.4255e-15 | -1.0213e-15 | 5.9313e-10 | 2.0033e-16 | -2.6644e-16 | -1.4543e-08 | -2.4027e-15 | -8.2517e-16 | -1.4857e-10 | 4.8278e-16 | 5.1094e-18 | 0 | 0 | 0 | 0 | 0 | 0 | 0.41878 | 0 | 0.41878 | 0.41878 | 0 | 0.41878 | -3.3712 | 0 | 0 | -3.3712 | 0 | 0
Line16_4_18 | 0 | 0 | 0 | 0 | 0 | 0 | 0 | 0 | 0 | 0 | 0 | 0 | -2.3865e-09 | -3.6335e-09 | 4.2788e-09 | 2.8394e-10 | 7.239e-10 | 7.3341e-10 | -7.6881e-09 | 4.9711e-09 | 7.8185e-10 | -2.6544e-10 | -5.5714e-10 | -5.5196e-10 | 0 | 0 | 0 | 0 | 0 | 0 | 0.74431 | 0.53802 | 0.65122 | 0.74431 | 0.53802 | 0.65122 | -5.109 | -136.9092 | 102.3251 | -5.109 | -136.9092 | 102.3251
Line17_5_19 | 0 | 0 | 0 | 0 | 0 | 0 | 0 | 0 | 0 | 0 | 0 | 0 | -2.3865e-09 | -3.6335e-09 | 4.2788e-09 | 2.8394e-10 | 7.239e-10 | 7.3341e-10 | -7.6881e-09 | 4.9711e-09 | 7.8185e-10 | -2.6544e-10 | -5.5714e-10 | -5.5196e-10 | 0 | 0 | 0 | 0 | 0 | 0 | 0.74431 | 0.53802 | 0.65122 | 0.74431 | 0.53802 | 0.65122 | -5.109 | -136.9092 | 102.3251 | -5.109 | -136.9092 | 102.3251
Line1_1_3 | 0 | 5.2535 | 4.9473 | 0 | 5.2535 | 4.9473 | 0 | 1.2133 | 1.1425 | 0 | 1.2133 | 1.1425 | -1.0547e-08 | 0.36913 | 0.49026 | 4.745e-09 | -1.8981e-13 | -1.8555e-13 | -1.3234e-07 | 0.55576 | 0.33943 | 1.0166e-07 | 8.9336e-14 | 1.6087e-13 | 0 | 166.6821 | 67.6284 | 0 | -13.3179 | -112.3716 | 0.74431 | 0.53802 | 0.65122 | 0.41878 | 0 | 0.41878 | -5.109 | -136.9092 | 102.3251 | -3.3712 | 0 | 0
Line2_1_4 | 0 | 0 | 0 | 0 | 0 | 0 | 0 | 0 | 0 | 0 | 0 | 0 | -4.7731e-09 | -7.2669e-09 | 8.5575e-09 | 2.6705e-09 | 4.3574e-09 | -3.5454e-09 | -1.5376e-08 | 9.9422e-09 | 1.5637e-09 | 7.4226e-09 | -5.5283e-09 | -1.3338e-09 | 0 | 0 | 0 | 0 | 0 | 0 | 0.74431 | 0.53802 | 0.65122 | 0.74431 | 0.53802 | 0.65122 | -5.109 | -136.9092 | 102.3251 | -5.109 | -136.9092 | 102.3251
Line3_1_5 | 0 | 0 | 0 | 0 | 0 | 0 | 0 | 0 | 0 | 0 | 0 | 0 | -4.7731e-09 | -7.2669e-09 | 8.5575e-09 | 2.6705e-09 | 4.3574e-09 | -3.5454e-09 | -1.5376e-08 | 9.9422e-09 | 1.5637e-09 | 7.4226e-09 | -5.5283e-09 | -1.3338e-09 | 0 | 0 | 0 | 0 | 0 | 0 | 0.74431 | 0.53802 | 0.65122 | 0.74431 | 0.53802 | 0.65122 | -5.109 | -136.9092 | 102.3251 | -5.109 | -136.9092 | 102.3251
Line4_2_6 | 0 | 0 | 0 | 0 | 0 | 0 | 0 | 0 | 0 | 0 | 0 | 0 | -1.1933e-08 | -1.8167e-08 | 2.1394e-08 | 9.8301e-09 | 1.5258e-08 | -1.6382e-08 | -3.844e-08 | 2.4856e-08 | 3.9093e-09 | 3.0487e-08 | -2.0442e-08 | -3.6794e-09 | 0 | 0 | 0 | 0 | 0 | 0 | 0.74431 | 0.53802 | 0.65122 | 0.74431 | 0.53802 | 0.65122 | -5.109 | -136.9092 | 102.3251 | -5.109 | -136.9092 | 102.3251
Line5_6_7 | 0 | 0 | 0 | 0 | 0 | 0 | 0 | 0 | 0 | 0 | 0 | 0 | -9.5462e-09 | -1.4534e-08 | 1.7115e-08 | 7.4436e-09 | 1.1624e-08 | -1.2103e-08 | -3.0752e-08 | 1.9884e-08 | 3.1274e-09 | 2.2799e-08 | -1.547e-08 | -2.8975e-09 | 0 | 0 | 0 | 0 | 0 | 0 | 0.74431 | 0.53802 | 0.65122 | 0.74431 | 0.53802 | 0.65122 | -5.109 | -136.9092 | 102.3251 | -5.109 | -136.9092 | 102.3251
Line6_7_8 | 0 | 0 | 0 | 0 | 0 | 0 | 0 | 0 | 0 | 0 | 0 | 0 | -7.1596e-09 | -1.09e-08 | 1.2836e-08 | 5.057e-09 | 7.9909e-09 | -7.8241e-09 | -2.3064e-08 | 1.4913e-08 | 2.3456e-09 | 1.5111e-08 | -1.0499e-08 | -2.1157e-09 | 0 | 0 | 0 | 0 | 0 | 0 | 0.74431 | 0.53802 | 0.65122 | 0.74431 | 0.53802 | 0.65122 | -5.109 | -136.9092 | 102.3251 | -5.109 | -136.9092 | 102.3251
Line7_8_9 | 0 | 0 | 0 | 0 | 0 | 0 | 0 | 0 | 0 | 0 | 0 | 0 | -2.3865e-09 | -3.6335e-09 | 4.2788e-09 | 2.8394e-10 | 7.239e-10 | 7.3341e-10 | -7.6881e-09 | 4.9711e-09 | 7.8186e-10 | -2.6544e-10 | -5.5714e-10 | -5.5196e-10 | 0 | 0 | 0 | 0 | 0 | 0 | 0.74431 | 0.53802 | 0.65122 | 0.74431 | 0.53802 | 0.65122 | -5.109 | -136.9092 | 102.3251 | -5.109 | -136.9092 | 102.3251
Line8_8_10 | 0 | 0 | 0 | 0 | 0 | 0 | 0 | 0 | 0 | 0 | 0 | 0 | -2.3865e-09 | -3.6335e-09 | 4.2788e-09 | 2.8394e-10 | 7.239e-10 | 7.3341e-10 | -7.6881e-09 | 4.9711e-09 | 7.8186e-10 | -2.6544e-10 | -5.5714e-10 | -5.5196e-10 | 0 | 0 | 0 | 0 | 0 | 0 | 0.74431 | 0.53802 | 0.65122 | 0.74431 | 0.53802 | 0.65122 | -5.109 | -136.9092 | 102.3251 | -5.109 | -136.9092 | 102.3251
Line9_3_11 | 0 | 0 | 0 | 0 | 0 | 0 | 0 | 0 | 0 | 0 | 0 | 0 | -4.1519e-09 | 1.474e-20 | 1.5574e-20 | 4.1519e-09 | 4.6137e-15 | 1.8681e-15 | -1.018e-07 | 2.4215e-20 | -2.114e-20 | 8.7112e-08 | 4.6828e-15 | 1.6209e-15 | 0 | 0 | 0 | 0 | 0 | 0 | 0.41878 | 0 | 0.41878 | 0.41878 | 0 | 0.41878 | -3.3712 | 0 | 0 | -3.3712 | 0 | 0

## LLG_min_10
name | pf_ikss_a_from_ka | pf_ikss_b_from_ka | pf_ikss_c_from_ka | pf_ikss_a_to_ka | pf_ikss_b_to_ka | pf_ikss_c_to_ka | pf_skss_a_from_mw | pf_skss_b_from_mw | pf_skss_c_from_mw | pf_skss_a_to_mw | pf_skss_b_to_mw | pf_skss_c_to_mw | pf_p_a_from_mw | pf_p_b_from_mw | pf_p_c_from_mw | pf_p_a_to_mw | pf_p_b_to_mw | pf_p_c_to_mw | pf_q_a_from_mvar | pf_q_b_from_mvar | pf_q_c_from_mvar | pf_q_a_to_mvar | pf_q_b_to_mvar | pf_q_c_to_mvar | pf_ikss_a_from_degree | pf_ikss_b_from_degree | pf_ikss_c_from_degree | pf_ikss_a_to_degree | pf_ikss_b_to_degree | pf_ikss_c_to_degree | pf_vm_a_from_pu | pf_vm_b_from_pu | pf_vm_c_from_pu | pf_vm_a_to_pu | pf_vm_b_to_pu | pf_vm_c_to_pu | pf_va_a_from_degree | pf_va_b_from_degree | pf_va_c_from_degree | pf_va_a_to_degree | pf_va_b_to_degree | pf_va_c_to_degree
Line0_1_2 | 0 | 0 | 0 | 0 | 0 | 0 | 0 | 0 | 0 | 0 | 0 | 0 | -1.2852e-08 | -1.9566e-08 | 2.3041e-08 | 1.0965e-08 | 1.6955e-08 | -1.8543e-08 | -4.1401e-08 | 2.677e-08 | 4.2103e-09 | 3.4262e-08 | -2.2808e-08 | -4.004e-09 | 0 | 0 | 0 | 0 | 0 | 0 | 0.70513 | 0.5097 | 0.61695 | 0.70513 | 0.5097 | 0.61695 | -5.109 | -136.9092 | 102.3251 | -5.109 | -136.9092 | 102.3251
Line10_11_12 | 0 | 0 | 0 | 0 | 0 | 0 | 0 | 0 | 0 | 0 | 0 | 0 | -3.194e-09 | -4.0866e-15 | -1.7524e-15 | 3.194e-09 | 6.3995e-15 | 2.5546e-15 | -7.8317e-08 | -4.0706e-15 | -1.4548e-15 | 6.5131e-08 | 6.514e-15 | 2.2283e-15 | 0 | 0 | 0 | 0 | 0 | 0 | 0.39673 | 0 | 0.39673 | 0.39673 | 0 | 0.39673 | -3.3712 | 0 | 0 | -3.3712 | 0 | 0
Line11_12_13 | 0 | 0 | 0 | 0 | 0 | 0 | 0 | 0 | 0 | 0 | 0 | 0 | -2.6617e-09 | -6.299e-15 | -2.6942e-15 | 2.6617e-09 | 7.0831e-15 | 2.7698e-15 | -6.5264e-08 | -6.2694e-15 | -2.228e-15 | 5.2078e-08 | 7.2423e-15 | 2.4385e-15 | 0 | 0 | 0 | 0 | 0 | 0 | 0.39673 | 0 | 0.39673 | 0.39673 | 0 | 0.39673 | -3.3712 | 0 | 0 | -3.3712 | 0 | 0
Line12_13_15 | 0 | 0 | 0 | 0 | 0 | 0 | 0 | 0 | 0 | 0 | 0 | 0 | -1.597e-09 | -5.2084e-15 | -2.2209e-15 | 1.597e-09 | 4.1758e-15 | 1.4829e-15 | -3.9159e-08 | -5.1791e-15 | -1.8284e-15 | 2.5972e-08 | 4.3748e-15 | 1.3911e-15 | 0 | 0 | 0 | 0 | 0 | 0 | 0.39673 | 0 | 0.39673 | 0.39673 | 0 | 0.39673 | -3.3712 | 0 | 0 | -3.3712 | 0 | 0
Line13_13_14 | 0 | 0 | 0 | 0 | 0 | 0 | 0 | 0 | 0 | 0 | 0 | 0 | -5.3233e-10 | -1.7361e-15 | -7.4029e-16 | 5.3234e-10 | 1.4416e-16 | -1.9533e-16 | -1.3053e-08 | -1.7264e-15 | -6.0945e-16 | -1.3335e-10 | 3.4893e-16 | 2.2631e-18 | 0 | 0 | 0 | 0 | 0 | 0 | 0.39673 | 0 | 0.39673 | 0.39673 | 0 | 0.39673 | -3.3712 | 0 | 0 | -3.3712 | 0 | 0
Line14_15_16 | 0 | 0 | 0 | 0 | 0 | 0 | 0 | 0 | 0 | 0 | 0 | 0 | -1.0647e-09 | -4.0154e-15 | -1.7022e-15 | 1.0647e-09 | 2.351e-15 | 6.8143e-16 | -2.6106e-08 | -3.9858e-15 | -1.3894e-15 | 1.292e-08 | 2.5776e-15 | 7.4362e-16 | 0 | 0 | 0 | 0 | 0 | 0 | 0.39673 | 0 | 0.39673 | 0.39673 | 0 | 0.39673 | -3.3712 | 0 | 0 | -3.3712 | 0 | 0
Line15_16_17 | 0 | 0 | 0 | 0 | 0 | 0 | 0 | 0 | 0 | 0 | 0 | 0 | -5.3233e-10 | -2.1769e-15 | -9.1662e-16 | 5.3234e-10 | 1.7979e-16 | -2.3913e-16 | -1.3053e-08 | -2.1565e-15 | -7.4059e-16 | -1.3335e-10 | 4.333e-16 | 4.5858e-18 | 0 | 0 | 0 | 0 | 0 | 0 | 0.39673 | 0 | 0.39673 | 0.39673 | 0 | 0.39673 | -3.3712 | 0 | 0 | -3.3712 | 0 | 0
Line16_4_18 | 0 | 0 | 0 | 0 | 0 | 0 | 0 | 0 | 0 | 0 | 0 | 0 | -2.1419e-09 | -3.2611e-09 | 3.8402e-09 | 2.5484e-10 | 6.4971e-10 | 6.5824e-10 | -6.9001e-09 | 4.4616e-09 | 7.0172e-10 | -2.3824e-10 | -5.0004e-10 | -4.9539e-10 | 0 | 0 | 0 | 0 | 0 | 0 | 0.70513 | 0.5097 | 0.61695 | 0.70513 | 0.5097 | 0.61695 | -5.109 | -136.9092 | 102.3251 | -5.109 | -136.9092 | 102.3251
Line17_5_19 | 0 | 0 | 0 | 0 | 0 | 0 | 0 | 0 | 0 | 0 | 0 | 0 | -2.1419e-09 | -3.2611e-09 | 3.8402e-09 | 2.5484e-10 | 6.4971e-10 | 6.5824e-10 | -6.9001e-09 | 4.4616e-09 | 7.0172e-10 | -2.3824e-10 | -5.0004e-10 | -4.9539e-10 | 0 | 0 | 0 | 0 | 0 | 0 | 0.70513 | 0.5097 | 0.61695 | 0.70513 | 0.5097 | 0.61695 | -5.109 | -136.9092 | 102.3251 | -5.109 | -136.9092 | 102.3251
Line1_1_3 | 0 | 4.977 | 4.6869 | 0 | 4.977 | 4.6869 | 0 | 1.1494 | 1.0824 | 0 | 1.1494 | 1.0824 | -9.4656e-09 | 0.33129 | 0.44001 | 4.2587e-09 | -1.7035e-13 | -1.6669e-13 | -1.1878e-07 | 0.4988 | 0.30464 | 9.1237e-08 | 8.0058e-14 | 1.4451e-13 | 0 | 166.6821 | 67.6284 | 0 | -13.3179 | -112.3716 | 0.70513 | 0.5097 | 0.61695 | 0.39673 | 0 | 0.39673 | -5.109 | -136.9092 | 102.3251 | -3.3712 | 0 | 0
Line2_1_4 | 0 | 0 | 0 | 0 | 0 | 0 | 0 | 0 | 0 | 0 | 0 | 0 | -4.2839e-09 | -6.5221e-09 | 7.6804e-09 | 2.3968e-09 | 3.9108e-09 | -3.182e-09 | -1.38e-08 | 8.9232e-09 | 1.4034e-09 | 6.6619e-09 | -4.9616e-09 | -1.1971e-09 | 0 | 0 | 0 | 0 | 0 | 0 | 0.70513 | 0.5097 | 0.61695 | 0.70513 | 0.5097 | 0.61695 | -5.109 | -136.9092 | 102.3251 | -5.109 | -136.9092 | 102.3251
Line3_1_5 | 0 | 0 | 0 | 0 | 0 | 0 | 0 | 0 | 0 | 0 | 0 | 0 | -4.2839e-09 | -6.5221e-09 | 7.6804e-09 | 2.3968e-09 | 3.9108e-09 | -3.182e-09 | -1.38e-08 | 8.9232e-09 | 1.4034e-09 | 6.6619e-09 | -4.9616e-09 | -1.1971e-09 | 0 | 0 | 0 | 0 | 0 | 0 | 0.70513 | 0.5097 | 0.61695 | 0.70513 | 0.5097 | 0.61695 | -5.109 | -136.9092 | 102.3251 | -5.109 | -136.9092 | 102.3251
Line4_2_6 | 0 | 0 | 0 | 0 | 0 | 0 | 0 | 0 | 0 | 0 | 0 | 0 | -1.071e-08 | -1.6305e-08 | 1.9201e-08 | 8.8226e-09 | 1.3694e-08 | -1.4703e-08 | -3.4501e-08 | 2.2308e-08 | 3.5086e-09 | 2.7362e-08 | -1.8346e-08 | -3.3023e-09 | 0 | 0 | 0 | 0 | 0 | 0 | 0.70513 | 0.5097 | 0.61695 | 0.70513 | 0.5097 | 0.61695 | -5.109 | -136.9092 | 102.3251 | -5.109 | -136.9092 | 102.3251
Line5_6_7 | 0 | 0 | 0 | 0 | 0 | 0 | 0 | 0 | 0 | 0 | 0 | 0 | -8.5678e-09 | -1.3044e-08 | 1.5361e-08 | 6.6807e-09 | 1.0433e-08 | -1.0862e-08 | -2.76e-08 | 1.7846e-08 | 2.8069e-09 | 2.0462e-08 | -1.3885e-08 | -2.6006e-09 | 0 | 0 | 0 | 0 | 0 | 0 | 0.70513 | 0.5097 | 0.61695 | 0.70513 | 0.5097 | 0.61695 | -5.109 | -136.9092 | 102.3251 | -5.109 | -136.9092 | 102.3251
Line6_7_8 | 0 | 0 | 0 | 0 | 0 | 0 | 0 | 0 | 0 | 0 | 0 | 0 | -6.4258e-09 | -9.7832e-09 | 1.1521e-08 | 4.5387e-09 | 7.1718e-09 | -7.0222e-09 | -2.07e-08 | 1.3385e-08 | 2.1052e-09 | 1.3562e-08 | -9.4232e-09 | -1.8988e-09 | 0 | 0 | 0 | 0 | 0 | 0 | 0.70513 | 0.5097 | 0.61695 | 0.70513 | 0.5097 | 0.61695 | -5.109 | -136.9092 | 102.3251 | -5.109 | -136.9092 | 102.3251
Line7_8_9 | 0 | 0 | 0 | 0 | 0 | 0 | 0 | 0 | 0 | 0 | 0 | 0 | -2.1419e-09 | -3.2611e-09 | 3.8402e-09 | 2.5484e-10 | 6.4971e-10 | 6.5824e-10 | -6.9001e-09 | 4.4616e-09 | 7.0172e-10 | -2.3824e-10 | -5.0004e-10 | -4.9539e-10 | 0 | 0 | 0 | 0 | 0 | 0 | 0.70513 | 0.5097 | 0.61695 | 0.70513 | 0.5097 | 0.61695 | -5.109 | -136.9092 | 102.3251 | -5.109 | -136.9092 | 102.3251
Line8_8_10 | 0 | 0 | 0 | 0 | 0 | 0 | 0 | 0 | 0 | 0 | 0 | 0 | -2.1419e-09 | -3.2611e-09 | 3.8402e-09 | 2.5484e-10 | 6.4971e-10 | 6.5824e-10 | -6.9001e-09 | 4.4616e-09 | 7.0172e-10 | -2.3824e-10 | -5.0004e-10 | -4.9539e-10 | 0 | 0 | 0 | 0 | 0 | 0 | 0.70513 | 0.5097 | 0.61695 | 0.70513 | 0.5097 | 0.61695 | -5.109 | -136.9092 | 102.3251 | -5.109 | -136.9092 | 102.3251
Line9_3_11 | 0 | 0 | 0 | 0 | 0 | 0 | 0 | 0 | 0 | 0 | 0 | 0 | -3.7263e-09 | 1.3213e-20 | 1.3991e-20 | 3.7263e-09 | 4.1408e-15 | 1.6767e-15 | -9.137e-08 | 2.1734e-20 | -1.8991e-20 | 7.8184e-08 | 4.2028e-15 | 1.4547e-15 | 0 | 0 | 0 | 0 | 0 | 0 | 0.39673 | 0 | 0.39673 | 0.39673 | 0 | 0.39673 | -3.3712 | 0 | 0 | -3.3712 | 0 | 0

## LLG_min_fault_6
name | pf_ikss_a_from_ka | pf_ikss_b_from_ka | pf_ikss_c_from_ka | pf_ikss_a_to_ka | pf_ikss_b_to_ka | pf_ikss_c_to_ka | pf_skss_a_from_mw | pf_skss_b_from_mw | pf_skss_c_from_mw | pf_skss_a_to_mw | pf_skss_b_to_mw | pf_skss_c_to_mw | pf_p_a_from_mw | pf_p_b_from_mw | pf_p_c_from_mw | pf_p_a_to_mw | pf_p_b_to_mw | pf_p_c_to_mw | pf_q_a_from_mvar | pf_q_b_from_mvar | pf_q_c_from_mvar | pf_q_a_to_mvar | pf_q_b_to_mvar | pf_q_c_to_mvar | pf_ikss_a_from_degree | pf_ikss_b_from_degree | pf_ikss_c_from_degree | pf_ikss_a_to_degree | pf_ikss_b_to_degree | pf_ikss_c_to_degree | pf_vm_a_from_pu | pf_vm_b_from_pu | pf_vm_c_from_pu | pf_vm_a_to_pu | pf_vm_b_to_pu | pf_vm_c_to_pu | pf_va_a_from_degree | pf_va_b_from_degree | pf_va_c_from_degree | pf_va_a_to_degree | pf_va_b_to_degree | pf_va_c_to_degree
Line0_1_2 | 0 | 0 | 0 | 0 | 0 | 0 | 0 | 0 | 0 | 0 | 0 | 0 | -1.1701e-10 | -1.8365e-10 | 1.9773e-10 | 9.8701e-11 | 1.5963e-10 | -1.554e-10 | -2.208e-10 | 2.5513e-10 | 5.2245e-11 | 1.8238e-10 | -2.2008e-10 | -4.8951e-11 | 0 | 0 | 0 | 0 | 0 | 0 | 0.94936 | 0.94753 | 0.94816 | 0.94936 | 0.94753 | 0.94816 | -0.028089 | -120.1295 | 119.906 | -0.028089 | -120.1295 | 119.906
Line10_11_12 | 0 | 0 | 0 | 0 | 0 | 0 | 0 | 0 | 0 | 0 | 0 | 0 | -1.3563e-10 | -5.04e-10 | 3.832e-10 | 1.1636e-10 | 4.3828e-10 | -2.9822e-10 | -5.1516e-10 | 4.1919e-10 | 1.8391e-10 | 4.2764e-10 | -3.5886e-10 | -1.5703e-10 | 0 | 0 | 0 | 0 | 0 | 0 | 0.94753 | 0.94383 | 0.94629 | 0.94753 | 0.94383 | 0.94629 | -0.028821 | -120.166 | 119.9342 | -0.028821 | -120.166 | 119.9342
Line11_12_13 | 0 | 0 | 0 | 0 | 0 | 0 | 0 | 0 | 0 | 0 | 0 | 0 | -1.1302e-10 | -4.2e-10 | 3.1933e-10 | 9.3758e-11 | 3.5428e-10 | -2.3435e-10 | -4.293e-10 | 3.4932e-10 | 1.5326e-10 | 3.4178e-10 | -2.8899e-10 | -1.2638e-10 | 0 | 0 | 0 | 0 | 0 | 0 | 0.94753 | 0.94383 | 0.94629 | 0.94753 | 0.94383 | 0.94629 | -0.028821 | -120.166 | 119.9342 | -0.028821 | -120.166 | 119.9342
Line12_13_15 | 0 | 0 | 0 | 0 | 0 | 0 | 0 | 0 | 0 | 0 | 0 | 0 | -6.7815e-11 | -2.52e-10 | 1.916e-10 | 4.8549e-11 | 1.8628e-10 | -1.0662e-10 | -2.5758e-10 | 2.0959e-10 | 9.1955e-11 | 1.7006e-10 | -1.4926e-10 | -6.508e-11 | 0 | 0 | 0 | 0 | 0 | 0 | 0.94753 | 0.94383 | 0.94629 | 0.94753 | 0.94383 | 0.94629 | -0.028821 | -120.166 | 119.9342 | -0.028821 | -120.166 | 119.9342
Line13_13_14 | 0 | 0 | 0 | 0 | 0 | 0 | 0 | 0 | 0 | 0 | 0 | 0 | -2.2605e-11 | -8.3999e-11 | 6.3867e-11 | 3.3385e-12 | 1.8281e-11 | 2.1118e-11 | -8.586e-11 | 6.9865e-11 | 3.0652e-11 | -1.6629e-12 | -9.5355e-12 | -3.7768e-12 | 0 | 0 | 0 | 0 | 0 | 0 | 0.94753 | 0.94383 | 0.94629 | 0.94753 | 0.94383 | 0.94629 | -0.028821 | -120.166 | 119.9342 | -0.028821 | -120.166 | 119.9342
Line14_15_16 | 0 | 0 | 0 | 0 | 0 | 0 | 0 | 0 | 0 | 0 | 0 | 0 | -4.521e-11 | -1.68e-10 | 1.2773e-10 | 2.5944e-11 | 1.0228e-10 | -4.2749e-11 | -1.7172e-10 | 1.3973e-10 | 6.1303e-11 | 8.4197e-11 | -7.94e-11 | -3.4428e-11 | 0 | 0 | 0 | 0 | 0 | 0 | 0.94753 | 0.94383 | 0.94629 | 0.94753 | 0.94383 | 0.94629 | -0.028821 | -120.166 | 119.9342 | -0.028821 | -120.166 | 119.9342
Line15_16_17 | 0 | 0 | 0 | 0 | 0 | 0 | 0 | 0 | 0 | 0 | 0 | 0 | -2.2605e-11 | -8.3999e-11 | 6.3867e-11 | 3.3385e-12 | 1.8281e-11 | 2.1118e-11 | -8.586e-11 | 6.9865e-11 | 3.0652e-11 | -1.6629e-12 | -9.5355e-12 | -3.7768e-12 | 0 | 0 | 0 | 0 | 0 | 0 | 0.94753 | 0.94383 | 0.94629 | 0.94753 | 0.94383 | 0.94629 | -0.028821 | -120.166 | 119.9342 | -0.028821 | -120.166 | 119.9342
Line16_4_18 | 0 | 0 | 0 | 0 | 0 | 0 | 0 | 0 | 0 | 0 | 0 | 0 | -1.9502e-11 | -3.0608e-11 | 3.2954e-11 | 1.1892e-12 | 6.5919e-12 | 9.3751e-12 | -3.68e-11 | 4.2522e-11 | 8.7075e-12 | -1.6217e-12 | -7.4663e-12 | -5.4132e-12 | 0 | 0 | 0 | 0 | 0 | 0 | 0.94936 | 0.94753 | 0.94816 | 0.94936 | 0.94753 | 0.94816 | -0.028089 | -120.1295 | 119.906 | -0.028089 | -120.1295 | 119.906
Line17_5_19 | 0 | 0 | 0 | 0 | 0 | 0 | 0 | 0 | 0 | 0 | 0 | 0 | -1.9502e-11 | -3.0608e-11 | 3.2954e-11 | 1.1892e-12 | 6.5919e-12 | 9.3751e-12 | -3.68e-11 | 4.2522e-11 | 8.7075e-12 | -1.6217e-12 | -7.4663e-12 | -5.4132e-12 | 0 | 0 | 0 | 0 | 0 | 0 | 0.94936 | 0.94753 | 0.94816 | 0.94936 | 0.94753 | 0.94816 | -0.028089 | -120.1295 | 119.906 | -0.028089 | -120.1295 | 119.906
Line1_1_3 | 0 | 0.030854 | 0.030828 | 0 | 0.030854 | 0.030828 | 0 | 0.0071255 | 0.0071193 | 0 | 0.0071255 | 0.0071193 | -1.8047e-10 | 0.004774 | 0.0047712 | 1.6157e-10 | -0.00476 | -0.0047517 | -6.6275e-10 | 0.0047801 | 0.0047665 | 5.9936e-10 | -0.00476 | -0.0047517 | 0 | -165.166 | 74.9342 | 0 | 14.834 | -105.0658 | 0.94936 | 0.94753 | 0.94816 | 0.94753 | 0.94383 | 0.94629 | -0.028089 | -120.1295 | 119.906 | -0.028821 | -120.166 | 119.9342
Line2_1_4 | 0 | 0 | 0 | 0 | 0 | 0 | 0 | 0 | 0 | 0 | 0 | 0 | -3.9005e-11 | -6.1216e-11 | 6.5908e-11 | 2.0691e-11 | 3.72e-11 | -2.3579e-11 | -7.36e-11 | 8.5044e-11 | 1.7415e-11 | 3.5178e-11 | -4.9988e-11 | -1.4121e-11 | 0 | 0 | 0 | 0 | 0 | 0 | 0.94936 | 0.94753 | 0.94816 | 0.94936 | 0.94753 | 0.94816 | -0.028089 | -120.1295 | 119.906 | -0.028089 | -120.1295 | 119.906
Line3_1_5 | 0 | 0 | 0 | 0 | 0 | 0 | 0 | 0 | 0 | 0 | 0 | 0 | -3.9005e-11 | -6.1216e-11 | 6.5908e-11 | 2.0691e-11 | 3.72e-11 | -2.3579e-11 | -7.36e-11 | 8.5044e-11 | 1.7415e-11 | 3.5178e-11 | -4.9988e-11 | -1.4121e-11 | 0 | 0 | 0 | 0 | 0 | 0 | 0.94936 | 0.94753 | 0.94816 | 0.94936 | 0.94753 | 0.94816 | -0.028089 | -120.1295 | 119.906 | -0.028089 | -120.1295 | 119.906
Line4_2_6 | 0 | 0 | 0 | 0 | 0 | 0 | 0 | 0 | 0 | 0 | 0 | 0 | -9.7511e-11 | -1.5304e-10 | 1.6477e-10 | 7.9198e-11 | 1.2902e-10 | -1.2244e-10 | -1.84e-10 | 2.1261e-10 | 4.3538e-11 | 1.4558e-10 | -1.7755e-10 | -4.0243e-11 | 0 | 0 | 0 | 0 | 0 | 0 | 0.94936 | 0.94753 | 0.94816 | 0.94936 | 0.94753 | 0.94816 | -0.028089 | -120.1295 | 119.906 | -0.028089 | -120.1295 | 119.906
Line5_6_7 | 0 | 0 | 0 | 0 | 0 | 0 | 0 | 0 | 0 | 0 | 0 | 0 | -7.8009e-11 | -1.2243e-10 | 1.3182e-10 | 5.9696e-11 | 9.8416e-11 | -8.9488e-11 | -1.472e-10 | 1.7009e-10 | 3.483e-11 | 1.0878e-10 | -1.3503e-10 | -3.1536e-11 | 0 | 0 | 0 | 0 | 0 | 0 | 0.94936 | 0.94753 | 0.94816 | 0.94936 | 0.94753 | 0.94816 | -0.028089 | -120.1295 | 119.906 | -0.028089 | -120.1295 | 119.906
Line6_7_8 | 0 | 0 | 0 | 0 | 0 | 0 | 0 | 0 | 0 | 0 | 0 | 0 | -5.8507e-11 | -9.1824e-11 | 9.8863e-11 | 4.0194e-11 | 6.7808e-11 | -5.6533e-11 | -1.104e-10 | 1.2757e-10 | 2.6123e-11 | 7.1979e-11 | -9.251e-11 | -2.2828e-11 | 0 | 0 | 0 | 0 | 0 | 0 | 0.94936 | 0.94753 | 0.94816 | 0.94936 | 0.94753 | 0.94816 | -0.028089 | -120.1295 | 119.906 | -0.028089 | -120.1295 | 119.906
Line7_8_9 | 0 | 0 | 0 | 0 | 0 | 0 | 0 | 0 | 0 | 0 | 0 | 0 | -1.9502e-11 | -3.0608e-11 | 3.2954e-11 | 1.1892e-12 | 6.5919e-12 | 9.375e-12 | -3.68e-11 | 4.2522e-11 | 8.7075e-12 | -1.6217e-12 | -7.4663e-12 | -5.4132e-12 | 0 | 0 | 0 | 0 | 0 | 0 | 0.94936 | 0.94753 | 0.94816 | 0.94936 | 0.94753 | 0.94816 | -0.028089 | -120.1295 | 119.906 | -0.028089 | -120.1295 | 119.906
Line8_8_10 | 0 | 0 | 0 | 0 | 0 | 0 | 0 | 0 | 0 | 0 | 0 | 0 | -1.9502e-11 | -3.0608e-11 | 3.2954e-11 | 1.1892e-12 | 6.5919e-12 | 9.375e-12 | -3.68e-11 | 4.2522e-11 | 8.7075e-12 | -1.6217e-12 | -7.4663e-12 | -5.4132e-12 | 0 | 0 | 0 | 0 | 0 | 0 | 0.94936 | 0.94753 | 0.94816 | 0.94936 | 0.94753 | 0.94816 | -0.028089 | -120.1295 | 119.906 | -0.028089 | -120.1295 | 119.906
Line9_3_11 | 0 | 0 | 0 | 0 | 0 | 0 | 0 | 0 | 0 | 0 | 0 | 0 | -1.5823e-10 | -5.8799e-10 | 4.4707e-10 | 1.3897e-10 | 5.2228e-10 | -3.6208e-10 | -6.0102e-10 | 4.8905e-10 | 2.1456e-10 | 5.135e-10 | -4.2872e-10 | -1.8769e-10 | 0 | 0 | 0 | 0 | 0 | 0 | 0.94753 | 0.94383 | 0.94629 | 0.94753 | 0.94383 | 0.94629 | -0.028821 | -120.166 | 119.9342 | -0.028821 | -120.166 | 119.9342

## LLG_min_fault_10
name | pf_ikss_a_from_ka | pf_ikss_b_from_ka | pf_ikss_c_from_ka | pf_ikss_a_to_ka | pf_ikss_b_to_ka | pf_ikss_c_to_ka | pf_skss_a_from_mw | pf_skss_b_from_mw | pf_skss_c_from_mw | pf_skss_a_to_mw | pf_skss_b_to_mw | pf_skss_c_to_mw | pf_p_a_from_mw | pf_p_b_from_mw | pf_p_c_from_mw | pf_p_a_to_mw | pf_p_b_to_mw | pf_p_c_to_mw | pf_q_a_from_mvar | pf_q_b_from_mvar | pf_q_c_from_mvar | pf_q_a_to_mvar | pf_q_b_to_mvar | pf_q_c_to_mvar | pf_ikss_a_from_degree | pf_ikss_b_from_degree | pf_ikss_c_from_degree | pf_ikss_a_to_degree | pf_ikss_b_to_degree | pf_ikss_c_to_degree | pf_vm_a_from_pu | pf_vm_b_from_pu | pf_vm_c_from_pu | pf_vm_a_to_pu | pf_vm_b_to_pu | pf_vm_c_to_pu | pf_va_a_from_degree | pf_va_b_from_degree | pf_va_c_from_degree | pf_va_a_to_degree | pf_va_b_to_degree | pf_va_c_to_degree
Line0_1_2 | 0 | 0 | 0 | 0 | 0 | 0 | 0 | 0 | 0 | 0 | 0 | 0 | -1.0502e-10 | -1.6483e-10 | 1.7746e-10 | 8.8584e-11 | 1.4327e-10 | -1.3947e-10 | -1.9817e-10 | 2.2898e-10 | 4.689e-11 | 1.6369e-10 | -1.9752e-10 | -4.3934e-11 | 0 | 0 | 0 | 0 | 0 | 0 | 0.8994 | 0.89766 | 0.89826 | 0.8994 | 0.89766 | 0.89826 | -0.028089 | -120.1295 | 119.906 | -0.028089 | -120.1295 | 119.906
Line10_11_12 | 0 | 0 | 0 | 0 | 0 | 0 | 0 | 0 | 0 | 0 | 0 | 0 | -1.2173e-10 | -4.5234e-10 | 3.4393e-10 | 1.0444e-10 | 3.9336e-10 | -2.6765e-10 | -4.6236e-10 | 3.7622e-10 | 1.6506e-10 | 3.8381e-10 | -3.2208e-10 | -1.4094e-10 | 0 | 0 | 0 | 0 | 0 | 0 | 0.89766 | 0.89416 | 0.89649 | 0.89766 | 0.89416 | 0.89649 | -0.028821 | -120.166 | 119.9342 | -0.028821 | -120.166 | 119.9342
Line11_12_13 | 0 | 0 | 0 | 0 | 0 | 0 | 0 | 0 | 0 | 0 | 0 | 0 | -1.0144e-10 | -3.7695e-10 | 2.866e-10 | 8.4149e-11 | 3.1797e-10 | -2.1033e-10 | -3.853e-10 | 3.1352e-10 | 1.3755e-10 | 3.0675e-10 | -2.5937e-10 | -1.1343e-10 | 0 | 0 | 0 | 0 | 0 | 0 | 0.89766 | 0.89416 | 0.89649 | 0.89766 | 0.89416 | 0.89649 | -0.028821 | -120.166 | 119.9342 | -0.028821 | -120.166 | 119.9342
Line12_13_15 | 0 | 0 | 0 | 0 | 0 | 0 | 0 | 0 | 0 | 0 | 0 | 0 | -6.0864e-11 | -2.2617e-10 | 1.7196e-10 | 4.3573e-11 | 1.6719e-10 | -9.5688e-11 | -2.3118e-10 | 1.8811e-10 | 8.253e-11 | 1.5263e-10 | -1.3397e-10 | -5.841e-11 | 0 | 0 | 0 | 0 | 0 | 0 | 0.89766 | 0.89416 | 0.89649 | 0.89766 | 0.89416 | 0.89649 | -0.028821 | -120.166 | 119.9342 | -0.028821 | -120.166 | 119.9342
Line13_13_14 | 0 | 0 | 0 | 0 | 0 | 0 | 0 | 0 | 0 | 0 | 0 | 0 | -2.0288e-11 | -7.539e-11 | 5.7321e-11 | 2.9964e-12 | 1.6407e-11 | 1.8954e-11 | -7.706e-11 | 6.2704e-11 | 2.751e-11 | -1.4925e-12 | -8.5582e-12 | -3.3897e-12 | 0 | 0 | 0 | 0 | 0 | 0 | 0.89766 | 0.89416 | 0.89649 | 0.89766 | 0.89416 | 0.89649 | -0.028821 | -120.166 | 119.9342 | -0.028821 | -120.166 | 119.9342
Line14_15_16 | 0 | 0 | 0 | 0 | 0 | 0 | 0 | 0 | 0 | 0 | 0 | 0 | -4.0576e-11 | -1.5078e-10 | 1.1464e-10 | 2.3284e-11 | 9.1797e-11 | -3.8367e-11 | -1.5412e-10 | 1.2541e-10 | 5.502e-11 | 7.5568e-11 | -7.1262e-11 | -3.09e-11 | 0 | 0 | 0 | 0 | 0 | 0 | 0.89766 | 0.89416 | 0.89649 | 0.89766 | 0.89416 | 0.89649 | -0.028821 | -120.166 | 119.9342 | -0.028821 | -120.166 | 119.9342
Line15_16_17 | 0 | 0 | 0 | 0 | 0 | 0 | 0 | 0 | 0 | 0 | 0 | 0 | -2.0288e-11 | -7.539e-11 | 5.7321e-11 | 2.9964e-12 | 1.6407e-11 | 1.8954e-11 | -7.706e-11 | 6.2704e-11 | 2.751e-11 | -1.4925e-12 | -8.5582e-12 | -3.3897e-12 | 0 | 0 | 0 | 0 | 0 | 0 | 0.89766 | 0.89416 | 0.89649 | 0.89766 | 0.89416 | 0.89649 | -0.028821 | -120.166 | 119.9342 | -0.028821 | -120.166 | 119.9342
Line16_4_18 | 0 | 0 | 0 | 0 | 0 | 0 | 0 | 0 | 0 | 0 | 0 | 0 | -1.7503e-11 | -2.7471e-11 | 2.9577e-11 | 1.0673e-12 | 5.9162e-12 | 8.4142e-12 | -3.3028e-11 | 3.8164e-11 | 7.815e-12 | -1.4555e-12 | -6.701e-12 | -4.8584e-12 | 0 | 0 | 0 | 0 | 0 | 0 | 0.8994 | 0.89766 | 0.89826 | 0.8994 | 0.89766 | 0.89826 | -0.028089 | -120.1295 | 119.906 | -0.028089 | -120.1295 | 119.906
Line17_5_19 | 0 | 0 | 0 | 0 | 0 | 0 | 0 | 0 | 0 | 0 | 0 | 0 | -1.7503e-11 | -2.7471e-11 | 2.9577e-11 | 1.0673e-12 | 5.9162e-12 | 8.4142e-12 | -3.3028e-11 | 3.8164e-11 | 7.815e-12 | -1.4555e-12 | -6.701e-12 | -4.8584e-12 | 0 | 0 | 0 | 0 | 0 | 0 | 0.8994 | 0.89766 | 0.89826 | 0.8994 | 0.89766 | 0.89826 | -0.028089 | -120.1295 | 119.906 | -0.028089 | -120.1295 | 119.906
Line1_1_3 | 0 | 0.02923 | 0.029205 | 0 | 0.02923 | 0.029205 | 0 | 0.0067505 | 0.0067446 | 0 | 0.0067505 | 0.0067446 | -1.6197e-10 | 0.0042847 | 0.0042822 | 1.4501e-10 | -0.0042721 | -0.0042647 | -5.9482e-10 | 0.0042901 | 0.0042779 | 5.3793e-10 | -0.0042721 | -0.0042647 | 0 | -165.166 | 74.9342 | 0 | 14.834 | -105.0658 | 0.8994 | 0.89766 | 0.89826 | 0.89766 | 0.89416 | 0.89649 | -0.028089 | -120.1295 | 119.906 | -0.028821 | -120.166 | 119.9342
Line2_1_4 | 0 | 0 | 0 | 0 | 0 | 0 | 0 | 0 | 0 | 0 | 0 | 0 | -3.5007e-11 | -5.4942e-11 | 5.9153e-11 | 1.8571e-11 | 3.3387e-11 | -2.1162e-11 | -6.6057e-11 | 7.6327e-11 | 1.563e-11 | 3.1573e-11 | -4.4865e-11 | -1.2673e-11 | 0 | 0 | 0 | 0 | 0 | 0 | 0.8994 | 0.89766 | 0.89826 | 0.8994 | 0.89766 | 0.89826 | -0.028089 | -120.1295 | 119.906 | -0.028089 | -120.1295 | 119.906
Line3_1_5 | 0 | 0 | 0 | 0 | 0 | 0 | 0 | 0 | 0 | 0 | 0 | 0 | -3.5007e-11 | -5.4942e-11 | 5.9153e-11 | 1.8571e-11 | 3.3387e-11 | -2.1162e-11 | -6.6057e-11 | 7.6327e-11 | 1.563e-11 | 3.1573e-11 | -4.4865e-11 | -1.2673e-11 | 0 | 0 | 0 | 0 | 0 | 0 | 0.8994 | 0.89766 | 0.89826 | 0.8994 | 0.89766 | 0.89826 | -0.028089 | -120.1295 | 119.906 | -0.028089 | -120.1295 | 119.906
Line4_2_6 | 0 | 0 | 0 | 0 | 0 | 0 | 0 | 0 | 0 | 0 | 0 | 0 | -8.7517e-11 | -1.3735e-10 | 1.4788e-10 | 7.1081e-11 | 1.158e-10 | -1.0989e-10 | -1.6514e-10 | 1.9082e-10 | 3.9075e-11 | 1.3066e-10 | -1.5936e-10 | -3.6119e-11 | 0 | 0 | 0 | 0 | 0 | 0 | 0.8994 | 0.89766 | 0.89826 | 0.8994 | 0.89766 | 0.89826 | -0.028089 | -120.1295 | 119.906 | -0.028089 | -120.1295 | 119.906
Line5_6_7 | 0 | 0 | 0 | 0 | 0 | 0 | 0 | 0 | 0 | 0 | 0 | 0 | -7.0014e-11 | -1.0988e-10 | 1.1831e-10 | 5.3578e-11 | 8.8329e-11 | -8.0316e-11 | -1.3211e-10 | 1.5265e-10 | 3.126e-11 | 9.763e-11 | -1.2119e-10 | -2.8304e-11 | 0 | 0 | 0 | 0 | 0 | 0 | 0.8994 | 0.89766 | 0.89826 | 0.8994 | 0.89766 | 0.89826 | -0.028089 | -120.1295 | 119.906 | -0.028089 | -120.1295 | 119.906
Line6_7_8 | 0 | 0 | 0 | 0 | 0 | 0 | 0 | 0 | 0 | 0 | 0 | 0 | -5.251e-11 | -8.2413e-11 | 8.873e-11 | 3.6074e-11 | 6.0858e-11 | -5.0739e-11 | -9.9085e-11 | 1.1449e-10 | 2.3445e-11 | 6.4601e-11 | -8.3028e-11 | -2.0488e-11 | 0 | 0 | 0 | 0 | 0 | 0 | 0.8994 | 0.89766 | 0.89826 | 0.8994 | 0.89766 | 0.89826 | -0.028089 | -120.1295 | 119.906 | -0.028089 | -120.1295 | 119.906
Line7_8_9 | 0 | 0 | 0 | 0 | 0 | 0 | 0 | 0 | 0 | 0 | 0 | 0 | -1.7503e-11 | -2.7471e-11 | 2.9577e-11 | 1.0673e-12 | 5.9162e-12 | 8.4142e-12 | -3.3028e-11 | 3.8164e-11 | 7.815e-12 | -1.4555e-12 | -6.701e-12 | -4.8584e-12 | 0 | 0 | 0 | 0 | 0 | 0 | 0.8994 | 0.89766 | 0.89826 | 0.8994 | 0.89766 | 0.89826 | -0.028089 | -120.1295 | 119.906 | -0.028089 | -120.1295 | 119.906
Line8_8_10 | 0 | 0 | 0 | 0 | 0 | 0 | 0 | 0 | 0 | 0 | 0 | 0 | -1.7503e-11 | -2.7471e-11 | 2.9577e-11 | 1.0673e-12 | 5.9162e-12 | 8.4142e-12 | -3.3028e-11 | 3.8164e-11 | 7.815e-12 | -1.4555e-12 | -6.701e-12 | -4.8584e-12 | 0 | 0 | 0 | 0 | 0 | 0 | 0.8994 | 0.89766 | 0.89826 | 0.8994 | 0.89766 | 0.89826 | -0.028089 | -120.1295 | 119.906 | -0.028089 | -120.1295 | 119.906
Line9_3_11 | 0 | 0 | 0 | 0 | 0 | 0 | 0 | 0 | 0 | 0 | 0 | 0 | -1.4202e-10 | -5.2773e-10 | 4.0125e-10 | 1.2473e-10 | 4.6875e-10 | -3.2497e-10 | -5.3942e-10 | 4.3893e-10 | 1.9257e-10 | 4.6087e-10 | -3.8478e-10 | -1.6845e-10 | 0 | 0 | 0 | 0 | 0 | 0 | 0.89766 | 0.89416 | 0.89649 | 0.89766 | 0.89416 | 0.89649 | -0.028821 | -120.166 | 119.9342 | -0.028821 | -120.166 | 119.9342