## LLL_max_6
name | pf_ikss_from_ka | pf_ikss_to_ka | pf_ip_from_ka | pf_ip_to_ka | pf_skss_from_mw | pf_skss_to_mw | pf_p_from_mw | pf_p_to_mw | pf_q_from_mvar | pf_q_to_mvar | pf_ikss_from_degree | pf_ikss_to_degree | pf_vm_from_pu | pf_vm_to_pu | pf_va_from_degree | pf_va_to_degree
Line0_1_2 | 0 | 0 | 0 | 0 | 0 | 0 | 0 | 0 | 0 | 0 | 0 | 0 | 0.52377 | 0.52377 | -11.1125 | -11.1125
Line10_11_12 | 0 | 0 | 0 | 0 | 0 | 0 | 0 | 0 | 0 | 0 | 0 | 0 | 0 | 0 | 0 | 0
Line11_12_13 | 0 | 0 | 0 | 0 | 0 | 0 | 0 | 0 | 0 | 0 | 0 | 0 | 0 | 0 | 0 | 0
Line12_13_15 | 0 | 0 | 0 | 0 | 0 | 0 | 0 | 0 | 0 | 0 | 0 | 0 | 0 | 0 | 0 | 0
Line13_13_14 | 0 | 0 | 0 | 0 | 0 | 0 | 0 | 0 | 0 | 0 | 0 | 0 | 0 | 0 | 0 | 0
Line14_15_16 | 0 | 0 | 0 | 0 | 0 | 0 | 0 | 0 | 0 | 0 | 0 | 0 | 0 | 0 | 0 | 0
Line15_16_17 | 0 | 0 | 0 | 0 | 0 | 0 | 0 | 0 | 0 | 0 | 0 | 0 | 0 | 0 | 0 | 0
Line16_4_18 | 0 | 0 | 0 | 0 | 0 | 0 | 0 | 0 | 0 | 0 | 0 | 0 | 0.52377 | 0.52377 | -11.1125 | -11.1125
Line17_5_19 | 0 | 0 | 0 | 0 | 0 | 0 | 0 | 0 | 0 | 0 | 0 | 0 | 0.52377 | 0.52377 | -11.1125 | -11.1125
Line1_1_3 | 5.4095 | 5.4095 | 0 | 11.0747 | 3.7478 | 3.7478 | 0.87789 | -1e-07 | 1.7558 | -1e-07 | -74.5475 | 105.4525 | 0.52377 | 0 | -11.1125 | 0
Line2_1_4 | 0 | 0 | 0 | 0 | 0 | 0 | 0 | 0 | 0 | 0 | 0 | 0 | 0.52377 | 0.52377 | -11.1125 | -11.1125
Line3_1_5 | 0 | 0 | 0 | 0 | 0 | 0 | 0 | 0 | 0 | 0 | 0 | 0 | 0.52377 | 0.52377 | -11.1125 | -11.1125
Line4_2_6 | 0 | 0 | 0 | 0 | 0 | 0 | 0 | 0 | 0 | 0 | 0 | 0 | 0.52377 | 0.52377 | -11.1125 | -11.1125
Line5_6_7 | 0 | 0 | 0 | 0 | 0 | 0 | 0 | 0 | 0 | 0 | 0 | 0 | 0.52377 | 0.52377 | -11.1125 | -11.1125
Line6_7_8 | 0 | 0 | 0 | 0 | 0 | 0 | 0 | 0 | 0 | 0 | 0 | 0 | 0.52377 | 0.52377 | -11.1125 | -11.1125
Line7_8_9 | 0 | 0 | 0 | 0 | 0 | 0 | 0 | 0 | 0 | 0 | 0 | 0 | 0.52377 | 0.52377 | -11.1125 | -11.1125
Line8_8_10 | 0 | 0 | 0 | 0 | 0 | 0 | 0 | 0 | 0 | 0 | 0 | 0 | 0.52377 | 0.52377 | -11.1125 | -11.1125
Line9_3_11 | 0 | 0 | 0 | 0 | 0 | 0 | 8.1503e-21 | 0 | 4.8585e-21 | 0 | 0 | 0 | 0 | 0 | 0 | 0

## LLL_max_10
name | pf_ikss_from_ka | pf_ikss_to_ka | pf_ip_from_ka | pf_ip_to_ka | pf_skss_from_mw | pf_skss_to_mw | pf_p_from_mw | pf_p_to_mw | pf_q_from_mvar | pf_q_to_mvar | pf_ikss_from_degree | pf_ikss_to_degree | pf_vm_from_pu | pf_vm_to_pu | pf_va_from_degree | pf_va_to_degree
Line0_1_2 | 0 | 0 | 0 | 0 | 0 | 0 | 0 | 0 | 0 | 0 | 0 | 0 | 0.53578 | 0.53578 | -11.3669 | -11.3669
Line10_11_12 | 0 | 0 | 0 | 0 | 0 | 0 | 0 | 0 | 0 | 0 | 0 | 0 | 0 | 0 | 0 | 0
Line11_12_13 | 0 | 0 | 0 | 0 | 0 | 0 | 0 | 0 | 0 | 0 | 0 | 0 | 0 | 0 | 0 | 0
Line12_13_15 | 0 | 0 | 0 | 0 | 0 | 0 | 0 | 0 | 0 | 0 | 0 | 0 | 0 | 0 | 0 | 0
Line13_13_14 | 0 | 0 | 0 | 0 | 0 | 0 | 0 | 0 | 0 | 0 | 0 | 0 | 0 | 0 | 0 | 0
Line14_15_16 | 0 | 0 | 0 | 0 | 0 | 0 | 0 | 0 | 0 | 0 | 0 | 0 | 0 | 0 | 0 | 0
Line15_16_17 | 0 | 0 | 0 | 0 | 0 | 0 | 0 | 0 | 0 | 0 | 0 | 0 | 0 | 0 | 0 | 0
Line16_4_18 | 0 | 0 | 0 | 0 | 0 | 0 | 0 | 0 | 0 | 0 | 0 | 0 | 0.53578 | 0.53578 | -11.3669 | -11.3669
Line17_5_19 | 0 | 0 | 0 | 0 | 0 | 0 | 0 | 0 | 0 | 0 | 0 | 0 | 0.53578 | 0.53578 | -11.3669 | -11.3669
Line1_1_3 | 5.5336 | 5.5336 | 0 | 11.3769 | 3.8338 | 3.8338 | 0.91861 | -1e-07 | 1.8372 | -1e-07 | -74.8019 | 105.1981 | 0.53578 | 0 | -11.3669 | 0
Line2_1_4 | 0 | 0 | 0 | 0 | 0 | 0 | 0 | 0 | 0 | 0 | 0 | 0 | 0.53578 | 0.53578 | -11.3669 | -11.3669
Line3_1_5 | 0 | 0 | 0 | 0 | 0 | 0 | 0 | 0 | 0 | 0 | 0 | 0 | 0.53578 | 0.53578 | -11.3669 | -11.3669
Line4_2_6 | 0 | 0 | 0 | 0 | 0 | 0 | 0 | 0 | 0 | 0 | 0 | 0 | 0.53578 | 0.53578 | -11.3669 | -11.3669
Line5_6_7 | 0 | 0 | 0 | 0 | 0 | 0 | 0 | 0 | 0 | 0 | 0 | 0 | 0.53578 | 0.53578 | -11.3669 | -11.3669
Line6_7_8 | 0 | 0 | 0 | 0 | 0 | 0 | 0 | 0 | 0 | 0 | 0 | 0 | 0.53578 | 0.53578 | -11.3669 | -11.3669
Line7_8_9 | 0 | 0 | 0 | 0 | 0 | 0 | 0 | 0 | 0 | 0 | 0 | 0 | 0.53578 | 0.53578 | -11.3669 | -11.3669
Line8_8_10 | 0 | 0 | 0 | 0 | 0 | 0 | 0 | 0 | 0 | 0 | 0 | 0 | 0.53578 | 0.53578 | -11.3669 | -11.3669
Line9_3_11 | 0 | 0 | 0 | 0 | 0 | 0 | 1.3391e-20 | 0 | -1.3302e-20 | 0 | 0 | 0 | 0 | 0 | 0 | 0

## LLL_max_fault_6
name | pf_ikss_from_ka | pf_ikss_to_ka | pf_ip_from_ka | pf_ip_to_ka | pf_skss_from_mw | pf_skss_to_mw | pf_p_from_mw | pf_p_to_mw | pf_q_from_mvar | pf_q_to_mvar | pf_ikss_from_degree | pf_ikss_to_degree | pf_vm_from_pu | pf_vm_to_pu | pf_va_from_degree | pf_va_to_degree
Line0_1_2 | 0 | 0 | 0 | 0 | 0 | 0 | 0 | 0 | 0 | 0 | 0 | 0 | 1.0474 | 1.0474 | -0.12101 | -0.12101
Line10_11_12 | 0 | 0 | 0 | 0 | 0 | 0 | 0 | 0 | 0 | 0 | 0 | 0 | 1.0442 | 1.0442 | -0.17814 | -0.17814
Line11_12_13 | 0 | 0 | 0 | 0 | 0 | 0 | 0 | 0 | 0 | 0 | 0 | 0 | 1.0442 | 1.0442 | -0.17814 | -0.17814
Line12_13_15 | 0 | 0 | 0 | 0 | 0 | 0 | 0 | 0 | 0 | 0 | 0 | 0 | 1.0442 | 1.0442 | -0.17814 | -0.17814
Line13_13_14 | 0 | 0 | 0 | 0 | 0 | 0 | 0 | 0 | 0 | 0 | 0 | 0 | 1.0442 | 1.0442 | -0.17814 | -0.17814
Line14_15_16 | 0 | 0 | 0 | 0 | 0 | 0 | 0 | 0 | 0 | 0 | 0 | 0 | 1.0442 | 1.0442 | -0.17814 | -0.17814
Line15_16_17 | 0 | 0 | 0 | 0 | 0 | 0 | 0 | 0 | 0 | 0 | 0 | 0 | 1.0442 | 1.0442 | -0.17814 | -0.17814
Line16_4_18 | 0 | 0 | 0 | 0 | 0 | 0 | 0 | 0 | 0 | 0 | 0 | 0 | 1.0474 | 1.0474 | -0.12101 | -0.12101
Line17_5_19 | 0 | 0 | 0 | 0 | 0 | 0 | 0 | 0 | 0 | 0 | 0 | 0 | 1.0474 | 1.0474 | -0.12101 | -0.12101
Line1_1_3 | 0.034105 | 0.034105 | 0 | 0.069821 | 0.023628 | 0.023628 | 0.017482 | -0.017447 | 0.017517 | -0.017447 | -45.1781 | 134.8219 | 1.0474 | 1.0442 | -0.12101 | -0.17814
Line2_1_4 | 0 | 0 | 0 | 0 | 0 | 0 | 0 | 0 | 0 | 0 | 0 | 0 | 1.0474 | 1.0474 | -0.12101 | -0.12101
Line3_1_5 | 0 | 0 | 0 | 0 | 0 | 0 | 0 | 0 | 0 | 0 | 0 | 0 | 1.0474 | 1.0474 | -0.12101 | -0.12101
Line4_2_6 | 0 | 0 | 0 | 0 | 0 | 0 | 0 | 0 | 0 | 0 | 0 | 0 | 1.0474 | 1.0474 | -0.12101 | -0.12101
Line5_6_7 | 0 | 0 | 0 | 0 | 0 | 0 | 0 | 0 | 0 | 0 | 0 | 0 | 1.0474 | 1.0474 | -0.12101 | -0.12101
Line6_7_8 | 0 | 0 | 0 | 0 | 0 | 0 | 0 | 0 | 0 | 0 | 0 | 0 | 1.0474 | 1.0474 | -0.12101 | -0.12101
Line7_8_9 | 0 | 0 | 0 | 0 | 0 | 0 | 0 | 0 | 0 | 0 | 0 | 0 | 1.0474 | 1.0474 | -0.12101 | -0.12101
Line8_8_10 | 0 | 0 | 0 | 0 | 0 | 0 | 0 | 0 | 0 | 0 | 0 | 0 | 1.0474 | 1.0474 | -0.12101 | -0.12101
Line9_3_11 | 0 | 0 | 0 | 0 | 0 | 0 | -4.6305e-10 | 0 | 2.6249e-10 | 0 | 0 | 0 | 1.0442 | 1.0442 | -0.17814 | -0.17814

## LLL_max_fault_10
name | pf_ikss_from_ka | pf_ikss_to_ka | pf_ip_from_ka | pf_ip_to_ka | pf_skss_from_mw | pf_skss_to_mw | pf_p_from_mw | pf_p_to_mw | pf_q_from_mvar | pf_q_to_mvar | pf_ikss_from_degree | pf_ikss_to_degree | pf_vm_from_pu | pf_vm_to_pu | pf_va_from_degree | pf_va_to_degree
Line0_1_2 | 0 | 0 | 0 | 0 | 0 | 0 | 0 | 0 | 0 | 0 | 0 | 0 | 1.0971 | 1.0971 | -0.12672 | -0.12672
Line10_11_12 | 0 | 0 | 0 | 0 | 0 | 0 | 0 | 0 | 0 | 0 | 0 | 0 | 1.0938 | 1.0938 | -0.18384 | -0.18384
Line11_12_13 | 0 | 0 | 0 | 0 | 0 | 0 | 0 | 0 | 0 | 0 | 0 | 0 | 1.0938 | 1.0938 | -0.18384 | -0.18384
Line12_13_15 | 0 | 0 | 0 | 0 | 0 | 0 | 0 | 0 | 0 | 0 | 0 | 0 | 1.0938 | 1.0938 | -0.18384 | -0.18384
Line13_13_14 | 0 | 0 | 0 | 0 | 0 | 0 | 0 | 0 | 0 | 0 | 0 | 0 | 1.0938 | 1.0938 | -0.18384 | -0.18384
Line14_15_16 | 0 | 0 | 0 | 0 | 0 | 0 | 0 | 0 | 0 | 0 | 0 | 0 | 1.0938 | 1.0938 | -0.18384 | -0.18384
Line15_16_17 | 0 | 0 | 0 | 0 | 0 | 0 | 0 | 0 | 0 | 0 | 0 | 0 | 1.0938 | 1.0938 | -0.18384 | -0.18384
Line16_4_18 | 0 | 0 | 0 | 0 | 0 | 0 | 0 | 0 | 0 | 0 | 0 | 0 | 1.0971 | 1.0971 | -0.12672 | -0.12672
Line17_5_19 | 0 | 0 | 0 | 0 | 0 | 0 | 0 | 0 | 0 | 0 | 0 | 0 | 1.0971 | 1.0971 | -0.12672 | -0.12672
Line1_1_3 | 0.035724 | 0.035724 | 0 | 0.073449 | 0.024751 | 0.024751 | 0.019182 | -0.019143 | 0.01922 | -0.019143 | -45.1838 | 134.8162 | 1.0971 | 1.0938 | -0.12672 | -0.18384
Line2_1_4 | 0 | 0 | 0 | 0 | 0 | 0 | 0 | 0 | 0 | 0 | 0 | 0 | 1.0971 | 1.0971 | -0.12672 | -0.12672
Line3_1_5 | 0 | 0 | 0 | 0 | 0 | 0 | 0 | 0 | 0 | 0 | 0 | 0 | 1.0971 | 1.0971 | -0.12672 | -0.12672
Line4_2_6 | 0 | 0 | 0 | 0 | 0 | 0 | 0 | 0 | 0 | 0 | 0 | 0 | 1.0971 | 1.0971 | -0.12672 | -0.12672
Line5_6_7 | 0 | 0 | 0 | 0 | 0 | 0 | 0 | 0 | 0 | 0 | 0 | 0 | 1.0971 | 1.0971 | -0.12672 | -0.12672
Line6_7_8 | 0 | 0 | 0 | 0 | 0 | 0 | 0 | 0 | 0 | 0 | 0 | 0 | 1.0971 | 1.0971 | -0.12672 | -0.12672
Line7_8_9 | 0 | 0 | 0 | 0 | 0 | 0 | 0 | 0 | 0 | 0 | 0 | 0 | 1.0971 | 1.0971 | -0.12672 | -0.12672
Line8_8_10 | 0 | 0 | 0 | 0 | 0 | 0 | 0 | 0 | 0 | 0 | 0 | 0 | 1.0971 | 1.0971 | -0.12672 | -0.12672
Line9_3_11 | 0 | 0 | 0 | 0 | 0 | 0 | -5.1903e-10 | 0 | 2.9727e-10 | 0 | 0 | 0 | 1.0938 | 1.0938 | -0.18384 | -0.18384

## LLL_min_6
name | pf_ikss_from_ka | pf_ikss_to_ka | pf_ip_from_ka | pf_ip_to_ka | pf_skss_from_mw | pf_skss_to_mw | pf_p_from_mw | pf_p_to_mw | pf_q_from_mvar | pf_q_to_mvar | pf_ikss_from_degree | pf_ikss_to_degree | pf_vm_from_pu | pf_vm_to_pu | pf_va_from_degree | pf_va_to_degree
Line0_1_2 | 0 | 0 | 0 | 0 | 0 | 0 | 0 | 0 | 0 | 0 | 0 | 0 | 0.53802 | 0.53802 | -18.143 | -18.143
Line10_11_12 | 0 | 0 | 0 | 0 | 0 | 0 | 0 | 0 | 0 | 0 | 0 | 0 | 0 | 0 | 0 | 0
Line11_12_13 | 0 | 0 | 0 | 0 | 0 | 0 | 0 | 0 | 0 | 0 | 0 | 0 | 0 | 0 | 0 | 0
Line12_13_15 | 0 | 0 | 0 | 0 | 0 | 0 | 0 | 0 | 0 | 0 | 0 | 0 | 0 | 0 | 0 | 0
Line13_13_14 | 0 | 0 | 0 | 0 | 0 | 0 | 0 | 0 | 0 | 0 | 0 | 0 | 0 | 0 | 0 | 0
Line14_15_16 | 0 | 0 | 0 | 0 | 0 | 0 | 0 | 0 | 0 | 0 | 0 | 0 | 0 | 0 | 0 | 0
Line15_16_17 | 0 | 0 | 0 | 0 | 0 | 0 | 0 | 0 | 0 | 0 | 0 | 0 | 0 | 0 | 0 | 0
Line16_4_18 | 0 | 0 | 0 | 0 | 0 | 0 | 0 | 0 | 0 | 0 | 0 | 0 | 0.53802 | 0.53802 | -18.143 | -18.143
Line17_5_19 | 0 | 0 | 0 | 0 | 0 | 0 | 0 | 0 | 0 | 0 | 0 | 0 | 0.53802 | 0.53802 | -18.143 | -18.143
Line1_1_3 | 4.4816 | 4.4816 | 0 | 7.9319 | 3.105 | 3.105 | 1.1569 | -1e-07 | 1.2051 | -1e-07 | -64.3121 | 115.6879 | 0.53802 | 0 | -18.143 | 0
Line2_1_4 | 0 | 0 | 0 | 0 | 0 | 0 | 0 | 0 | 0 | 0 | 0 | 0 | 0.53802 | 0.53802 | -18.143 | -18.143
Line3_1_5 | 0 | 0 | 0 | 0 | 0 | 0 | 0 | 0 | 0 | 0 | 0 | 0 | 0.53802 | 0.53802 | -18.143 | -18.143
Line4_2_6 | 0 | 0 | 0 | 0 | 0 | 0 | 0 | 0 | 0 | 0 | 0 | 0 | 0.53802 | 0.53802 | -18.143 | -18.143
Line5_6_7 | 0 | 0 | 0 | 0 | 0 | 0 | 0 | 0 | 0 | 0 | 0 | 0 | 0.53802 | 0.53802 | -18.143 | -18.143
Line6_7_8 | 0 | 0 | 0 | 0 | 0 | 0 | 0 | 0 | 0 | 0 | 0 | 0 | 0.53802 | 0.53802 | -18.143 | -18.143
Line7_8_9 | 0 | 0 | 0 | 0 | 0 | 0 | 0 | 0 | 0 | 0 | 0 | 0 | 0.53802 | 0.53802 | -18.143 | -18.143
Line8_8_10 | 0 | 0 | 0 | 0 | 0 | 0 | 0 | 0 | 0 | 0 | 0 | 0 | 0.53802 | 0.53802 | -18.143 | -18.143
Line9_3_11 | 0 | 0 | 0 | 0 | 0 | 0 | 1.033e-20 | 0 | 1.5075e-20 | 0 | 0 | 0 | 0 | 0 | 0 | 0

## LLL_min_10
name | pf_ikss_from_ka | pf_ikss_to_ka | pf_ip_from_ka | pf_ip_to_ka | pf_skss_from_mw | pf_skss_to_mw | pf_p_from_mw | pf_p_to_mw | pf_q_from_mvar | pf_q_to_mvar | pf_ikss_from_degree | pf_ikss_to_degree | pf_vm_from_pu | pf_vm_to_pu | pf_va_from_degree | pf_va_to_degree
Line0_1_2 | 0 | 0 | 0 | 0 | 0 | 0 | 0 | 0 | 0 | 0 | 0 | 0 | 0.5097 | 0.5097 | -18.143 | -18.143
Line10_11_12 | 0 | 0 | 0 | 0 | 0 | 0 | 0 | 0 | 0 | 0 | 0 | 0 | 0 | 0 | 0 | 0
Line11_12_13 | 0 | 0 | 0 | 0 | 0 | 0 | 0 | 0 | 0 | 0 | 0 | 0 | 0 | 0 | 0 | 0
Line12_13_15 | 0 | 0 | 0 | 0 | 0 | 0 | 0 | 0 | 0 | 0 | 0 | 0 | 0 | 0 | 0 | 0
Line13_13_14 | 0 | 0 | 0 | 0 | 0 | 0 | 0 | 0 | 0 | 0 | 0 | 0 | 0 | 0 | 0 | 0
Line14_15_16 | 0 | 0 | 0 | 0 | 0 | 0 | 0 | 0 | 0 | 0 | 0 | 0 | 0 | 0 | 0 | 0
Line15_16_17 | 0 | 0 | 0 | 0 | 0 | 0 | 0 | 0 | 0 | 0 | 0 | 0 | 0 | 0 | 0 | 0
Line16_4_18 | 0 | 0 | 0 | 0 | 0 | 0 | 0 | 0 | 0 | 0 | 0 | 0 | 0.5097 | 0.5097 | -18.143 | -18.143
Line17_5_19 | 0 | 0 | 0 | 0 | 0 | 0 | 0 | 0 | 0 | 0 | 0 | 0 | 0.5097 | 0.5097 | -18.143 | -18.143
Line1_1_3 | 4.2458 | 4.2458 | 0 | 7.5145 | 2.9416 | 2.9416 | 1.0383 | -1e-07 | 1.0816 | -1e-07 | -64.3121 | 115.6879 | 0.5097 | 0 | -18.143 | 0
Line2_1_4 | 0 | 0 | 0 | 0 | 0 | 0 | 0 | 0 | 0 | 0 | 0 | 0 | 0.5097 | 0.5097 | -18.143 | -18.143
Line3_1_5 | 0 | 0 | 0 | 0 | 0 | 0 | 0 | 0 | 0 | 0 | 0 | 0 | 0.5097 | 0.5097 | -18.143 | -18.143
Line4_2_6 | 0 | 0 | 0 | 0 | 0 | 0 | 0 | 0 | 0 | 0 | 0 | 0 | 0.5097 | 0.5097 | -18.143 | -18.143
Line5_6_7 | 0 | 0 | 0 | 0 | 0 | 0 | 0 | 0 | 0 | 0 | 0 | 0 | 0.5097 | 0.5097 | -18.143 | -18.143
Line6_7_8 | 0 | 0 | 0 | 0 | 0 | 0 | 0 | 0 | 0 | 0 | 0 | 0 | 0.5097 | 0.5097 | -18.143 | -18.143
Line7_8_9 | 0 | 0 | 0 | 0 | 0 | 0 | 0 | 0 | 0 | 0 | 0 | 0 | 0.5097 | 0.5097 | -18.143 | -18.143
Line8_8_10 | 0 | 0 | 0 | 0 | 0 | 0 | 0 | 0 | 0 | 0 | 0 | 0 | 0.5097 | 0.5097 | -18.143 | -18.143
Line9_3_11 | 0 | 0 | 0 | 0 | 0 | 0 | 9.2634e-21 | 0 | 1.3535e-20 | 0 | 0 | 0 | 0 | 0 | 0 | 0

## LLL_min_fault_6
name | pf_ikss_from_ka | pf_ikss_to_ka | pf_ip_from_ka | pf_ip_to_ka | pf_skss_from_mw | pf_skss_to_mw | pf_p_from_mw | pf_p_to_mw | pf_q_from_mvar | pf_q_to_mvar | pf_ikss_from_degree | pf_ikss_to_degree | pf_vm_from_pu | pf_vm_to_pu | pf_va_from_degree | pf_va_to_degree
Line0_1_2 | 0 | 0 | 0 | 0 | 0 | 0 | 0 | 0 | 0 | 0 | 0 | 0 | 0.94753 | 0.94753 | -0.12576 | -0.12576
Line10_11_12 | 0 | 0 | 0 | 0 | 0 | 0 | 0 | 0 | 0 | 0 | 0 | 0 | 0.94383 | 0.94383 | -0.13033 | -0.13033
Line11_12_13 | 0 | 0 | 0 | 0 | 0 | 0 | 0 | 0 | 0 | 0 | 0 | 0 | 0.94383 | 0.94383 | -0.13033 | -0.13033
Line12_13_15 | 0 | 0 | 0 | 0 | 0 | 0 | 0 | 0 | 0 | 0 | 0 | 0 | 0.94383 | 0.94383 | -0.13033 | -0.13033
Line13_13_14 | 0 | 0 | 0 | 0 | 0 | 0 | 0 | 0 | 0 | 0 | 0 | 0 | 0.94383 | 0.94383 | -0.13033 | -0.13033
Line14_15_16 | 0 | 0 | 0 | 0 | 0 | 0 | 0 | 0 | 0 | 0 | 0 | 0 | 0.94383 | 0.94383 | -0.13033 | -0.13033
Line15_16_17 | 0 | 0 | 0 | 0 | 0 | 0 | 0 | 0 | 0 | 0 | 0 | 0 | 0.94383 | 0.94383 | -0.13033 | -0.13033
Line16_4_18 | 0 | 0 | 0 | 0 | 0 | 0 | 0 | 0 | 0 | 0 | 0 | 0 | 0.94753 | 0.94753 | -0.12576 | -0.12576
Line17_5_19 | 0 | 0 | 0 | 0 | 0 | 0 | 0 | 0 | 0 | 0 | 0 | 0 | 0.94753 | 0.94753 | -0.12576 | -0.12576
Line1_1_3 | 0.030825 | 0.030825 | 0 | 0.054557 | 0.021356 | 0.021356 | 0.014308 | -0.014253 | 0.01431 | -0.014253 | -45.1303 | 134.8697 | 0.94753 | 0.94383 | -0.12576 | -0.13033
Line2_1_4 | 0 | 0 | 0 | 0 | 0 | 0 | 0 | 0 | 0 | 0 | 0 | 0 | 0.94753 | 0.94753 | -0.12576 | -0.12576
Line3_1_5 | 0 | 0 | 0 | 0 | 0 | 0 | 0 | 0 | 0 | 0 | 0 | 0 | 0.94753 | 0.94753 | -0.12576 | -0.12576
Line4_2_6 | 0 | 0 | 0 | 0 | 0 | 0 | 0 | 0 | 0 | 0 | 0 | 0 | 0.94753 | 0.94753 | -0.12576 | -0.12576
Line5_6_7 | 0 | 0 | 0 | 0 | 0 | 0 | 0 | 0 | 0 | 0 | 0 | 0 | 0.94753 | 0.94753 | -0.12576 | -0.12576
Line6_7_8 | 0 | 0 | 0 | 0 | 0 | 0 | 0 | 0 | 0 | 0 | 0 | 0 | 0.94753 | 0.94753 | -0.12576 | -0.12576
Line7_8_9 | 0 | 0 | 0 | 0 | 0 | 0 | 0 | 0 | 0 | 0 | 0 | 0 | 0.94753 | 0.94753 | -0.12576 | -0.12576
Line8_8_10 | 0 | 0 | 0 | 0 | 0 | 0 | 0 | 0 | 0 | 0 | 0 | 0 | 0.94753 | 0.94753 | -0.12576 | -0.12576
Line9_3_11 | 0 | 0 | 0 | 0 | 0 | 0 | -4.4815e-10 | 0 | 1.5705e-10 | 0 | 0 | 0 | 0.94383 | 0.94383 | -0.13033 | -0.13033

## LLL_min_fault_10
name | pf_ikss_from_ka | pf_ikss_to_ka | pf_ip_from_ka | pf_ip_to_ka | pf_skss_from_mw | pf_skss_to_mw | pf_p_from_mw | pf_p_to_mw | pf_q_from_mvar | pf_q_to_mvar | pf_ikss_from_degree | pf_ikss_to_degree | pf_vm_from_pu | pf_vm_to_pu | pf_va_from_degree | pf_va_to_degree
Line0_1_2 | 0 | 0 | 0 | 0 | 0 | 0 | 0 | 0 | 0 | 0 | 0 | 0 | 0.89766 | 0.89766 | -0.12576 | -0.12576
Line10_11_12 | 0 | 0 | 0 | 0 | 0 | 0 | 0 | 0 | 0 | 0 | 0 | 0 | 0.89416 | 0.89416 | -0.13033 | -0.13033
Line11_12_13 | 0 | 0 | 0 | 0 | 0 | 0 | 0 | 0 | 0 | 0 | 0 | 0 | 0.89416 | 0.89416 | -0.13033 | -0.13033
Line12_13_15 | 0 | 0 | 0 | 0 | 0 | 0 | 0 | 0 | 0 | 0 | 0 | 0 | 0.89416 | 0.89416 | -0.13033 | -0.13033
Line13_13_14 | 0 | 0 | 0 | 0 | 0 | 0 | 0 | 0 | 0 | 0 | 0 | 0 | 0.89416 | 0.89416 | -0.13033 | -0.13033
Line14_15_16 | 0 | 0 | 0 | 0 | 0 | 0 | 0 | 0 | 0 | 0 | 0 | 0 | 0.89416 | 0.89416 | -0.13033 | -0.13033
Line15_16_17 | 0 | 0 | 0 | 0 | 0 | 0 | 0 | 0 | 0 | 0 | 0 | 0 | 0.89416 | 0.89416 | -0.13033 | -0.13033
Line16_4_18 | 0 | 0 | 0 | 0 | 0 | 0 | 0 | 0 | 0 | 0 | 0 | 0 | 0.89766 | 0.89766 | -0.12576 | -0.12576
Line17_5_19 | 0 | 0 | 0 | 0 | 0 | 0 | 0 | 0 | 0 | 0 | 0 | 0 | 0.89766 | 0.89766 | -0.12576 | -0.12576
Line1_1_3 | 0.029203 | 0.029203 | 0 | 0.051686 | 0.020232 | 0.020232 | 0.012841 | -0.012792 | 0.012843 | -0.012792 | -45.1303 | 134.8697 | 0.89766 | 0.89416 | -0.12576 | -0.13033
Line2_1_4 | 0 | 0 | 0 | 0 | 0 | 0 | 0 | 0 | 0 | 0 | 0 | 0 | 0.89766 | 0.89766 | -0.12576 | -0.12576
Line3_1_5 | 0 | 0 | 0 | 0 | 0 | 0 | 0 | 0 | 0 | 0 | 0 | 0 | 0.89766 | 0.89766 | -0.12576 | -0.12576
Line4_2_6 | 0 | 0 | 0 | 0 | 0 | 0 | 0 | 0 | 0 | 0 | 0 | 0 | 0.89766 | 0.89766 | -0.12576 | -0.12576
Line5_6_7 | 0 | 0 | 0 | 0 | 0 | 0 | 0 | 0 | 0 | 0 | 0 | 0 | 0.89766 | 0.89766 | -0.12576 | -0.12576
Line6_7_8 | 0 | 0 | 0 | 0 | 0 | 0 | 0 | 0 | 0 | 0 | 0 | 0 | 0.89766 | 0.89766 | -0.12576 | -0.12576
Line7_8_9 | 0 | 0 | 0 | 0 | 0 | 0 | 0 | 0 | 0 | 0 | 0 | 0 | 0.89766 | 0.89766 | -0.12576 | -0.12576
Line8_8_10 | 0 | 0 | 0 | 0 | 0 | 0 | 0 | 0 | 0 | 0 | 0 | 0 | 0.89766 | 0.89766 | -0.12576 | -0.12576
Line9_3_11 | 0 | 0 | 0 | 0 | 0 | 0 | -4.0222e-10 | 0 | 1.4095e-10 | 0 | 0 | 0 | 0.89416 | 0.89416 | -0.13033 | -0.13033

## LL_max_6
name | pf_ikss_a_from_ka | pf_ikss_b_from_ka | pf_ikss_c_from_ka | pf_ikss_a_to_ka | pf_ikss_b_to_ka | pf_ikss_c_to_ka | pf_skss_a_from_mw | pf_skss_b_from_mw | pf_skss_c_from_mw | pf_skss_a_to_mw | pf_skss_b_to_mw | pf_skss_c_to_mw | pf_p_a_from_mw | pf_p_b_from_mw | pf_p_c_from_mw | pf_p_a_to_mw | pf_p_b_to_mw | pf_p_c_to_mw | pf_q_a_from_mvar | pf_q_b_from_mvar | pf_q_c_from_mvar | pf_q_a_to_mvar | pf_q_b_to_mvar | pf_q_c_to_mvar | pf_ikss_a_from_degree | pf_ikss_b_from_degree | pf_ikss_c_from_degree | pf_ikss_a_to_degree | pf_ikss_b_to_degree | pf_ikss_c_to_degree | pf_vm_a_from_pu | pf_vm_b_from_pu | pf_vm_c_from_pu | pf_vm_a_to_pu | pf_vm_b_to_pu | pf_vm_c_to_pu | pf_va_a_from_degree | pf_va_b_from_degree | pf_va_c_from_degree | pf_va_a_to_degree | pf_va_b_to_degree | pf_va_c_to_degree
Line0_1_2 | 0 | 0 | 0 | 0 | 0 | 0 | 0 | 0 | 0 | 0 | 0 | 0 | 7.383e-16 | -3.3679e-09 | -5.3874e-09 | -7.7716e-16 | 3.3679e-09 | 5.3874e-09 | 3.8858e-17 | 7.1108e-09 | -3.6129e-09 | -3.8858e-17 | -7.1108e-09 | 3.6129e-09 | 0 | 0 | 0 | 0 | 0 | 0 | 0.99361 | 0.52377 | 0.89647 | 0.99361 | 0.52377 | 0.89647 | 2.8377e-13 | -143.9912 | 134.5117 | 2.7455e-13 | -143.9912 | 134.5117
Line10_11_12 | 0 | 0 | 0 | 0 | 0 | 0 | 0 | 0 | 0 | 0 | 0 | 0 | 1.632e-15 | 1.2725e-15 | -1.1756e-15 | -1.5543e-15 | -1.1197e-15 | 9.3974e-16 | -1.5543e-16 | 1.0503e-08 | -1.0503e-08 | 1.5543e-16 | -1.0503e-08 | 1.0503e-08 | 0 | 0 | 0 | 0 | 0 | 0 | 0.90933 | 0 | 0.90933 | 0.90933 | 0 | 0.90933 | 2.1717e-13 | -180 | 180 | 1.9094e-13 | -180 | 180
Line11_12_13 | 0 | 0 | 0 | 0 | 0 | 0 | 0 | 0 | 0 | 0 | 0 | 0 | 1.2434e-15 | 1.0691e-15 | -1.2235e-15 | -1.1657e-15 | -9.3928e-16 | 9.6475e-16 | -1.1657e-16 | 8.7523e-09 | -8.7523e-09 | 1.1657e-16 | -8.7523e-09 | 8.7523e-09 | 0 | 0 | 0 | 0 | 0 | 0 | 0.90933 | 0 | 0.90933 | 0.90933 | 0 | 0.90933 | 1.9094e-13 | -180 | 180 | 1.7103e-13 | -180 | 180
Line12_13_15 | 0 | 0 | 0 | 0 | 0 | 0 | 0 | 0 | 0 | 0 | 0 | 0 | 6.9944e-16 | 8.9775e-16 | -1.2006e-15 | -6.2172e-16 | -6.4584e-16 | 1.0639e-15 | 3.8858e-17 | 5.2514e-09 | -5.2514e-09 | -3.8858e-17 | -5.2514e-09 | 5.2514e-09 | 0 | 0 | 0 | 0 | 0 | 0 | 0.90933 | 0 | 0.90933 | 0.90933 | 0 | 0.90933 | 1.7103e-13 | -180 | 180 | 1.6128e-13 | -180 | 180
Line13_13_14 | 0 | 0 | 0 | 0 | 0 | 0 | 0 | 0 | 0 | 0 | 0 | 0 | 1.5543e-16 | 1.3385e-18 | -1.9295e-16 | -7.7716e-17 | 2.3389e-16 | 3.9604e-17 | -1.1657e-16 | 1.7505e-09 | -1.7505e-09 | 1.1657e-16 | -1.7505e-09 | 1.7505e-09 | 0 | 0 | 0 | 0 | 0 | 0 | 0.90933 | 0 | 0.90933 | 0.90933 | 0 | 0.90933 | 1.7103e-13 | -180 | 180 | 1.6783e-13 | -180 | 180
Line14_15_16 | 0 | 0 | 0 | 0 | 0 | 0 | 0 | 0 | 0 | 0 | 0 | 0 | -4.3752e-31 | 9.2276e-16 | -5.5384e-16 | 4.2392e-31 | -6.4242e-16 | 9.5883e-17 | 1.5543e-16 | 3.5009e-09 | -3.5009e-09 | -1.5543e-16 | -3.5009e-09 | 3.5009e-09 | 0 | 0 | 0 | 0 | 0 | 0 | 0.90933 | 0 | 0.90933 | 0.90933 | 0 | 0.90933 | 1.6128e-13 | -180 | 180 | 1.5627e-13 | -180 | 180
Line15_16_17 | 0 | 0 | 0 | 0 | 0 | 0 | 0 | 0 | 0 | 0 | 0 | 0 | -1.5543e-16 | 3.7949e-16 | -3.588e-16 | 7.7716e-17 | -1.0541e-16 | 5.0026e-17 | -3.8858e-17 | 1.7505e-09 | -1.7505e-09 | 3.8858e-17 | -1.7505e-09 | 1.7505e-09 | 0 | 0 | 0 | 0 | 0 | 0 | 0.90933 | 0 | 0.90933 | 0.90933 | 0 | 0.90933 | 1.5627e-13 | -180 | 180 | 1.5573e-13 | -180 | 180
Line16_4_18 | 0 | 0 | 0 | 0 | 0 | 0 | 0 | 0 | 0 | 0 | 0 | 0 | -1.1657e-16 | -5.6131e-10 | -8.979e-10 | 1.1657e-16 | 5.6131e-10 | 8.979e-10 | -3.8858e-17 | 1.1851e-09 | -6.0215e-10 | 3.8858e-17 | -1.1851e-09 | 6.0215e-10 | 0 | 0 | 0 | 0 | 0 | 0 | 0.99361 | 0.52377 | 0.89647 | 0.99361 | 0.52377 | 0.89647 | 2.8121e-13 | -143.9912 | 134.5117 | 2.8056e-13 | -143.9912 | 134.5117
Line17_5_19 | 0 | 0 | 0 | 0 | 0 | 0 | 0 | 0 | 0 | 0 | 0 | 0 | -1.1657e-16 | -5.6131e-10 | -8.979e-10 | 1.1657e-16 | 5.6131e-10 | 8.979e-10 | -3.8858e-17 | 1.1851e-09 | -6.0215e-10 | 3.8858e-17 | -1.1851e-09 | 6.0215e-10 | 0 | 0 | 0 | 0 | 0 | 0 | 0.99361 | 0.52377 | 0.89647 | 0.99361 | 0.52377 | 0.89647 | 2.8121e-13 | -143.9912 | 134.5117 | 2.8056e-13 | -143.9912 | 134.5117
Line1_1_3 | 0 | 4.6848 | 4.6848 | 0 | 4.6848 | 4.6848 | 0 | 1.0819 | 1.0819 | 0 | 1.0819 | 1.0819 | 2.176e-15 | 0.76694 | -0.328 | -2.0983e-15 | -0.54747 | 0.54747 | -3.8858e-17 | 0.28761 | 0.59028 | 3.8858e-17 | 0.15134 | -0.15134 | 0 | -164.5475 | 15.4525 | 0 | 15.4525 | -164.5475 | 0.99361 | 0.52377 | 0.89647 | 0.90933 | 0 | 0.90933 | 2.8377e-13 | -143.9912 | 134.5117 | 2.4723e-13 | 180 | -180
Line2_1_4 | 0 | 0 | 0 | 0 | 0 | 0 | 0 | 0 | 0 | 0 | 0 | 0 | 1.9429e-16 | -1.1226e-09 | -1.7958e-09 | -1.9429e-16 | 1.1226e-09 | 1.7958e-09 | 9.6225e-31 | 2.3703e-09 | -1.2043e-09 | -9.5359e-31 | -2.3703e-09 | 1.2043e-09 | 0 | 0 | 0 | 0 | 0 | 0 | 0.99361 | 0.52377 | 0.89647 | 0.99361 | 0.52377 | 0.89647 | 2.8377e-13 | -143.9912 | 134.5117 | 2.8121e-13 | -143.9912 | 134.5117
Line3_1_5 | 0 | 0 | 0 | 0 | 0 | 0 | 0 | 0 | 0 | 0 | 0 | 0 | 1.9429e-16 | -1.1226e-09 | -1.7958e-09 | -1.9429e-16 | 1.1226e-09 | 1.7958e-09 | 9.6225e-31 | 2.3703e-09 | -1.2043e-09 | -9.5359e-31 | -2.3703e-09 | 1.2043e-09 | 0 | 0 | 0 | 0 | 0 | 0 | 0.99361 | 0.52377 | 0.89647 | 0.99361 | 0.52377 | 0.89647 | 2.8377e-13 | -143.9912 | 134.5117 | 2.8121e-13 | -143.9912 | 134.5117
Line4_2_6 | 0 | 0 | 0 | 0 | 0 | 0 | 0 | 0 | 0 | 0 | 0 | 0 | 5.4401e-16 | -2.8066e-09 | -4.4895e-09 | -5.4401e-16 | 2.8066e-09 | 4.4895e-09 | 2.6068e-30 | 5.9257e-09 | -3.0107e-09 | -3.8858e-17 | -5.9257e-09 | 3.0107e-09 | 0 | 0 | 0 | 0 | 0 | 0 | 0.99361 | 0.52377 | 0.89647 | 0.99361 | 0.52377 | 0.89647 | 2.7455e-13 | -143.9912 | 134.5117 | 2.6547e-13 | -143.9912 | 134.5117
Line5_6_7 | 0 | 0 | 0 | 0 | 0 | 0 | 0 | 0 | 0 | 0 | 0 | 0 | 3.8858e-16 | -2.2453e-09 | -3.5916e-09 | -3.4972e-16 | 2.2453e-09 | 3.5916e-09 | -3.8858e-17 | 4.7405e-09 | -2.4086e-09 | -3.8858e-17 | -4.7405e-09 | 2.4086e-09 | 0 | 0 | 0 | 0 | 0 | 0 | 0.99361 | 0.52377 | 0.89647 | 0.99361 | 0.52377 | 0.89647 | 2.6547e-13 | -143.9912 | 134.5117 | 2.5842e-13 | -143.9912 | 134.5117
Line6_7_8 | 0 | 0 | 0 | 0 | 0 | 0 | 0 | 0 | 0 | 0 | 0 | 0 | 3.1086e-16 | -1.6839e-09 | -2.6937e-09 | -3.1086e-16 | 1.6839e-09 | 2.6937e-09 | -7.7716e-17 | 3.5554e-09 | -1.8064e-09 | 7.7716e-17 | -3.5554e-09 | 1.8064e-09 | 0 | 0 | 0 | 0 | 0 | 0 | 0.99361 | 0.52377 | 0.89647 | 0.99361 | 0.52377 | 0.89647 | 2.5842e-13 | -143.9912 | 134.5117 | 2.548e-13 | -143.9912 | 134.5117
Line7_8_9 | 0 | 0 | 0 | 0 | 0 | 0 | 0 | 0 | 0 | 0 | 0 | 0 | -3.8858e-17 | -5.6131e-10 | -8.979e-10 | 3.8858e-17 | 5.6131e-10 | 8.979e-10 | -1.728e-31 | 1.1851e-09 | -6.0215e-10 | 1.7172e-31 | -1.1851e-09 | 6.0215e-10 | 0 | 0 | 0 | 0 | 0 | 0 | 0.99361 | 0.52377 | 0.89647 | 0.99361 | 0.52377 | 0.89647 | 2.548e-13 | -143.9912 | 134.5117 | 2.532e-13 | -143.9912 | 134.5117
Line8_8_10 | 0 | 0 | 0 | 0 | 0 | 0 | 0 | 0 | 0 | 0 | 0 | 0 | 3.8858e-17 | -5.6131e-10 | -8.979e-10 | -3.8858e-17 | 5.6131e-10 | 8.979e-10 | -3.8858e-17 | 1.1851e-09 | -6.0215e-10 | -1.7217e-31 | -1.1851e-09 | 6.0215e-10 | 0 | 0 | 0 | 0 | 0 | 0 | 0.99361 | 0.52377 | 0.89647 | 0.99361 | 0.52377 | 0.89647 | 2.548e-13 | -143.9912 | 134.5117 | 2.5386e-13 | -143.9912 | 134.5117
Line9_3_11 | 0 | 0 | 0 | 0 | 0 | 0 | 0 | 0 | 0 | 0 | 0 | 0 | 1.9429e-15 | 1.9817e-15 | -1.3989e-15 | -1.9429e-15 | -1.6853e-15 | 1.1902e-15 | -1.1657e-16 | 1.2253e-08 | -1.2253e-08 | 1.1657e-16 | -1.2253e-08 | 1.2253e-08 | 0 | 0 | 0 | 0 | 0 | 0 | 0.90933 | 0 | 0.90933 | 0.90933 | 0 | 0.90933 | 2.4723e-13 | 180 | -180 | 2.1717e-13 | -180 | 180

## LL_max_10
name | pf_ikss_a_from_ka | pf_ikss_b_from_ka | pf_ikss_c_from_ka | pf_ikss_a_to_ka | pf_ikss_b_to_ka | pf_ikss_c_to_ka | pf_skss_a_from_mw | pf_skss_b_from_mw | pf_skss_c_from_mw | pf_skss_a_to_mw | pf_skss_b_to_mw | pf_skss_c_to_mw | pf_p_a_from_mw | pf_p_b_from_mw | pf_p_c_from_mw | pf_p_a_to_mw | pf_p_b_to_mw | pf_p_c_to_mw | pf_q_a_from_mvar | pf_q_b_from_mvar | pf_q_c_from_mvar | pf_q_a_to_mvar | pf_q_b_to_mvar | pf_q_c_to_mvar | pf_ikss_a_from_degree | pf_ikss_b_from_degree | pf_ikss_c_from_degree | pf_ikss_a_to_degree | pf_ikss_b_to_degree | pf_ikss_c_to_degree | pf_vm_a_from_pu | pf_vm_b_from_pu | pf_vm_c_from_pu | pf_vm_a_to_pu | pf_vm_b_to_pu | pf_vm_c_to_pu | pf_va_a_from_degree | pf_va_b_from_degree | pf_va_c_from_degree | pf_va_a_to_degree | pf_va_b_to_degree | pf_va_c_to_degree
Line0_1_2 | 0 | 0 | 0 | 0 | 0 | 0 | 0 | 0 | 0 | 0 | 0 | 0 | 7.7346e-16 | -3.6906e-09 | -5.9037e-09 | -7.7346e-16 | 3.6906e-09 | 5.9037e-09 | -8.1416e-17 | 7.9391e-09 | -4.1059e-09 | 1.6283e-16 | -7.9391e-09 | 4.1059e-09 | 0 | 0 | 0 | 0 | 0 | 0 | 1.0392 | 0.53578 | 0.93737 | 1.0392 | 0.53578 | 0.93737 | 2.7323e-13 | -144.6567 | 135.2288 | 2.6239e-13 | -144.6567 | 135.2288
Line10_11_12 | 0 | 0 | 0 | 0 | 0 | 0 | 0 | 0 | 0 | 0 | 0 | 0 | 1.6283e-15 | 1.5322e-15 | -1.0731e-15 | -1.7912e-15 | -9.6139e-16 | 8.2977e-16 | -1.6283e-16 | 1.1527e-08 | -1.1527e-08 | 8.1416e-17 | -1.1527e-08 | 1.1527e-08 | 0 | 0 | 0 | 0 | 0 | 0 | 0.95263 | 0 | 0.95263 | 0.95263 | 0 | 0.95263 | 2.0641e-13 | -180 | 180 | 1.8018e-13 | -180 | 180
Line11_12_13 | 0 | 0 | 0 | 0 | 0 | 0 | 0 | 0 | 0 | 0 | 0 | 0 | 1.6283e-15 | 1.154e-15 | -1.777e-15 | -1.4655e-15 | -6.0828e-16 | 1.8342e-15 | -2.4425e-16 | 9.6057e-09 | -9.6057e-09 | 2.4425e-16 | -9.6057e-09 | 9.6057e-09 | 0 | 0 | 0 | 0 | 0 | 0 | 0.95263 | 0 | 0.95263 | 0.95263 | 0 | 0.95263 | 1.8018e-13 | -180 | 180 | 1.6027e-13 | -180 | 180
Line12_13_15 | 0 | 0 | 0 | 0 | 0 | 0 | 0 | 0 | 0 | 0 | 0 | 0 | 4.885e-16 | 1.5862e-15 | -1.4262e-15 | -4.885e-16 | -1.24e-15 | 1.1211e-15 | 8.1416e-17 | 5.7634e-09 | -5.7634e-09 | -8.1416e-17 | -5.7634e-09 | 5.7634e-09 | 0 | 0 | 0 | 0 | 0 | 0 | 0.95263 | 0 | 0.95263 | 0.95263 | 0 | 0.95263 | 1.6027e-13 | -180 | 180 | 1.5052e-13 | -180 | 180
Line13_13_14 | 0 | 0 | 0 | 0 | 0 | 0 | 0 | 0 | 0 | 0 | 0 | 0 | 1.6283e-16 | 4.4732e-16 | -6.9251e-16 | -1.6283e-16 | -1.1937e-16 | 3.6913e-16 | -1.6283e-16 | 1.9211e-09 | -1.9211e-09 | 1.6283e-16 | -1.9211e-09 | 1.9211e-09 | 0 | 0 | 0 | 0 | 0 | 0 | 0.95263 | 0 | 0.95263 | 0.95263 | 0 | 0.95263 | 1.6027e-13 | -180 | 180 | 1.5707e-13 | -180 | 180
Line14_15_16 | 0 | 0 | 0 | 0 | 0 | 0 | 0 | 0 | 0 | 0 | 0 | 0 | 3.2567e-16 | 4.7383e-16 | -7.4741e-16 | -3.2567e-16 | -5.7601e-17 | 4.309e-16 | 8.5553e-31 | 3.8423e-09 | -3.8423e-09 | -8.2704e-31 | -3.8423e-09 | 3.8423e-09 | 0 | 0 | 0 | 0 | 0 | 0 | 0.95263 | 0 | 0.95263 | 0.95263 | 0 | 0.95263 | 1.5052e-13 | -180 | 180 | 1.455e-13 | -180 | 180
Line15_16_17 | 0 | 0 | 0 | 0 | 0 | 0 | 0 | 0 | 0 | 0 | 0 | 0 | 3.2567e-16 | 5.173e-16 | -1.0296e-15 | -1.6283e-16 | -3.5218e-16 | 1.0319e-15 | -8.1416e-17 | 1.9211e-09 | -1.9211e-09 | 8.1416e-17 | -1.9211e-09 | 1.9211e-09 | 0 | 0 | 0 | 0 | 0 | 0 | 0.95263 | 0 | 0.95263 | 0.95263 | 0 | 0.95263 | 1.455e-13 | -180 | 180 | 1.4496e-13 | -180 | 180
Line16_4_18 | 0 | 0 | 0 | 0 | 0 | 0 | 0 | 0 | 0 | 0 | 0 | 0 | 0 | -6.151e-10 | -9.8395e-10 | 0 | 6.151e-10 | 9.8395e-10 | 0 | 1.3232e-09 | -6.8431e-10 | 0 | -1.3232e-09 | 6.8431e-10 | 0 | 0 | 0 | 0 | 0 | 0 | 1.0392 | 0.53578 | 0.93737 | 1.0392 | 0.53578 | 0.93737 | 2.7062e-13 | -144.6567 | 135.2288 | 2.6996e-13 | -144.6567 | 135.2288
Line17_5_19 | 0 | 0 | 0 | 0 | 0 | 0 | 0 | 0 | 0 | 0 | 0 | 0 | 0 | -6.151e-10 | -9.8395e-10 | 0 | 6.151e-10 | 9.8395e-10 | 0 | 1.3232e-09 | -6.8431e-10 | 0 | -1.3232e-09 | 6.8431e-10 | 0 | 0 | 0 | 0 | 0 | 0 | 1.0392 | 0.53578 | 0.93737 | 1.0392 | 0.53578 | 0.93737 | 2.7062e-13 | -144.6567 | 135.2288 | 2.6996e-13 | -144.6567 | 135.2288
Line1_1_3 | 0 | 4.7922 | 4.7922 | 0 | 4.7922 | 4.7922 | 0 | 1.1067 | 1.1067 | 0 | 1.1067 | 1.1067 | 2.4425e-15 | 0.81705 | -0.35775 | -2.4425e-15 | -0.5874 | 0.5874 | 1.1648e-29 | 0.29973 | 0.61888 | 8.1416e-17 | 0.15957 | -0.15957 | 0 | -164.8019 | 15.1981 | 0 | 15.1981 | -164.8019 | 1.0392 | 0.53578 | 0.93737 | 0.95263 | 0 | 0.95263 | 2.7323e-13 | -144.6567 | 135.2288 | 2.3647e-13 | 180 | 180
Line2_1_4 | 0 | 0 | 0 | 0 | 0 | 0 | 0 | 0 | 0 | 0 | 0 | 0 | 1.2212e-16 | -1.2302e-09 | -1.9679e-09 | -4.0708e-17 | 1.2302e-09 | 1.9679e-09 | 8.1416e-17 | 2.6464e-09 | -1.3686e-09 | -4.0708e-17 | -2.6464e-09 | 1.3686e-09 | 0 | 0 | 0 | 0 | 0 | 0 | 1.0392 | 0.53578 | 0.93737 | 1.0392 | 0.53578 | 0.93737 | 2.7323e-13 | -144.6567 | 135.2288 | 2.7062e-13 | -144.6567 | 135.2288
Line3_1_5 | 0 | 0 | 0 | 0 | 0 | 0 | 0 | 0 | 0 | 0 | 0 | 0 | 1.2212e-16 | -1.2302e-09 | -1.9679e-09 | -4.0708e-17 | 1.2302e-09 | 1.9679e-09 | 8.1416e-17 | 2.6464e-09 | -1.3686e-09 | -4.0708e-17 | -2.6464e-09 | 1.3686e-09 | 0 | 0 | 0 | 0 | 0 | 0 | 1.0392 | 0.53578 | 0.93737 | 1.0392 | 0.53578 | 0.93737 | 2.7323e-13 | -144.6567 | 135.2288 | 2.7062e-13 | -144.6567 | 135.2288
Line4_2_6 | 0 | 0 | 0 | 0 | 0 | 0 | 0 | 0 | 0 | 0 | 0 | 0 | 3.6637e-16 | -3.0755e-09 | -4.9198e-09 | -4.4779e-16 | 3.0755e-09 | 4.9198e-09 | 1.6778e-30 | 6.6159e-09 | -3.4216e-09 | -1.9905e-30 | -6.6159e-09 | 3.4216e-09 | 0 | 0 | 0 | 0 | 0 | 0 | 1.0392 | 0.53578 | 0.93737 | 1.0392 | 0.53578 | 0.93737 | 2.6239e-13 | -144.6567 | 135.2288 | 2.5469e-13 | -144.6567 | 135.2288
Line5_6_7 | 0 | 0 | 0 | 0 | 0 | 0 | 0 | 0 | 0 | 0 | 0 | 0 | 3.2567e-16 | -2.4604e-09 | -3.9358e-09 | -4.0708e-16 | 2.4604e-09 | 3.9358e-09 | -2.4425e-16 | 5.2927e-09 | -2.7373e-09 | 2.0354e-16 | -5.2927e-09 | 2.7373e-09 | 0 | 0 | 0 | 0 | 0 | 0 | 1.0392 | 0.53578 | 0.93737 | 1.0392 | 0.53578 | 0.93737 | 2.5469e-13 | -144.6567 | 135.2288 | 2.5038e-13 | -144.6567 | 135.2288
Line6_7_8 | 0 | 0 | 0 | 0 | 0 | 0 | 0 | 0 | 0 | 0 | 0 | 0 | 8.1416e-17 | -1.8453e-09 | -2.9519e-09 | -3.5137e-31 | 1.8453e-09 | 2.9519e-09 | -8.1416e-17 | 3.9696e-09 | -2.0529e-09 | 8.1416e-17 | -3.9696e-09 | 2.0529e-09 | 0 | 0 | 0 | 0 | 0 | 0 | 1.0392 | 0.53578 | 0.93737 | 1.0392 | 0.53578 | 0.93737 | 2.5038e-13 | -144.6567 | 135.2288 | 2.4728e-13 | -144.6567 | 135.2288
Line7_8_9 | 0 | 0 | 0 | 0 | 0 | 0 | 0 | 0 | 0 | 0 | 0 | 0 | 8.1416e-17 | -6.151e-10 | -9.8395e-10 | 0 | 6.151e-10 | 9.8395e-10 | 3.5137e-31 | 1.3232e-09 | -6.8431e-10 | 0 | -1.3232e-09 | 6.8431e-10 | 0 | 0 | 0 | 0 | 0 | 0 | 1.0392 | 0.53578 | 0.93737 | 1.0392 | 0.53578 | 0.93737 | 2.4728e-13 | -144.6567 | 135.2288 | 2.4564e-13 | -144.6567 | 135.2288
Line8_8_10 | 0 | 0 | 0 | 0 | 0 | 0 | 0 | 0 | 0 | 0 | 0 | 0 | 8.1416e-17 | -6.151e-10 | -9.8395e-10 | -1.745e-31 | 6.151e-10 | 9.8395e-10 | -4.0708e-17 | 1.3232e-09 | -6.8431e-10 | 4.0708e-17 | -1.3232e-09 | 6.8431e-10 | 0 | 0 | 0 | 0 | 0 | 0 | 1.0392 | 0.53578 | 0.93737 | 1.0392 | 0.53578 | 0.93737 | 2.4728e-13 | -144.6567 | 135.2288 | 2.4561e-13 | -144.6567 | 135.2288
Line9_3_11 | 0 | 0 | 0 | 0 | 0 | 0 | 0 | 0 | 0 | 0 | 0 | 0 | 2.1168e-15 | 1.8726e-15 | -1.6283e-15 | -2.1168e-15 | -1.5162e-15 | 1.4148e-15 | -1.6283e-16 | 1.3448e-08 | -1.3448e-08 | 8.1416e-17 | -1.3448e-08 | 1.3448e-08 | 0 | 0 | 0 | 0 | 0 | 0 | 0.95263 | 0 | 0.95263 | 0.95263 | 0 | 0.95263 | 2.3647e-13 | 180 | 180 | 2.0641e-13 | -180 | 180

## LL_max_fault_6
name | pf_ikss_a_from_ka | pf_ikss_b_from_ka | pf_ikss_c_from_ka | pf_ikss_a_to_ka | pf_ikss_b_to_ka | pf_ikss_c_to_ka | pf_skss_a_from_mw | pf_skss_b_from_mw | pf_skss_c_from_mw | pf_skss_a_to_mw | pf_skss_b_to_mw | pf_skss_c_to_mw | pf_p_a_from_mw | pf_p_b_from_mw | pf_p_c_from_mw | pf_p_a_to_mw | pf_p_b_to_mw | pf_p_c_to_mw | pf_q_a_from_mvar | pf_q_b_from_mvar | pf_q_c_from_mvar | pf_q_a_to_mvar | pf_q_b_to_mvar | pf_q_c_to_mvar | pf_ikss_a_from_degree | pf_ikss_b_from_degree | pf_ikss_c_from_degree | pf_ikss_a_to_degree | pf_ikss_b_to_degree | pf_ikss_c_to_degree | pf_vm_a_from_pu | pf_vm_b_from_pu | pf_vm_c_from_pu | pf_vm_a_to_pu | pf_vm_b_to_pu | pf_vm_c_to_pu | pf_va_a_from_degree | pf_va_b_from_degree | pf_va_c_from_degree | pf_va_a_to_degree | pf_va_b_to_degree | pf_va_c_to_degree
Line0_1_2 | 0 | 0 | 0 | 0 | 0 | 0 | 0 | 0 | 0 | 0 | 0 | 0 | 6.0715e-18 | -4.6348e-11 | -1.3405e-10 | -6.0715e-18 | 4.6348e-11 | 1.3405e-10 | 6.6787e-18 | 1.2847e-10 | 2.3429e-11 | -6.6787e-18 | -1.2847e-10 | -2.3429e-11 | 0 | 0 | 0 | 0 | 0 | 0 | 1.0506 | 1.0448 | 1.0468 | 1.0506 | 1.0448 | 1.0468 | 2.7275e-15 | -120.3041 | 119.9443 | 2.6544e-15 | -120.3041 | 119.9443
Line10_11_12 | 0 | 0 | 0 | 0 | 0 | 0 | 0 | 0 | 0 | 0 | 0 | 0 | 1.5786e-17 | -1.3204e-10 | -2.6052e-10 | -1.5786e-17 | 1.3204e-10 | 2.6052e-10 | 2.4286e-18 | 2.2624e-10 | -3.7092e-12 | -3.6429e-18 | -2.2624e-10 | 3.7092e-12 | 0 | 0 | 0 | 0 | 0 | 0 | 1.0499 | 1.0385 | 1.0444 | 1.0499 | 1.0385 | 1.0444 | 1.9938e-15 | -120.5374 | 120.0089 | 1.6765e-15 | -120.5374 | 120.0089
Line11_12_13 | 0 | 0 | 0 | 0 | 0 | 0 | 0 | 0 | 0 | 0 | 0 | 0 | 1.4572e-17 | -1.1004e-10 | -2.171e-10 | -1.3357e-17 | 1.1004e-10 | 2.171e-10 | 4.2639e-34 | 1.8854e-10 | -3.091e-12 | 1.2143e-18 | -1.8854e-10 | 3.091e-12 | 0 | 0 | 0 | 0 | 0 | 0 | 1.0499 | 1.0385 | 1.0444 | 1.0499 | 1.0385 | 1.0444 | 1.6765e-15 | -120.5374 | 120.0089 | 1.4238e-15 | -120.5374 | 120.0089
Line12_13_15 | 0 | 0 | 0 | 0 | 0 | 0 | 0 | 0 | 0 | 0 | 0 | 0 | 8.5001e-18 | -6.6022e-11 | -1.3026e-10 | -1.0929e-17 | 6.6022e-11 | 1.3026e-10 | 3.6429e-18 | 1.1312e-10 | -1.8546e-12 | -1.2143e-18 | -1.1312e-10 | 1.8546e-12 | 0 | 0 | 0 | 0 | 0 | 0 | 1.0499 | 1.0385 | 1.0444 | 1.0499 | 1.0385 | 1.0444 | 1.4238e-15 | -120.5374 | 120.0089 | 1.2998e-15 | -120.5374 | 120.0089
Line13_13_14 | 0 | 0 | 0 | 0 | 0 | 0 | 0 | 0 | 0 | 0 | 0 | 0 | 1.8215e-18 | -2.2007e-11 | -4.3421e-11 | -3.0358e-18 | 2.2007e-11 | 4.3421e-11 | -1.2143e-18 | 3.7707e-11 | -6.1819e-13 | 1.2143e-18 | -3.7707e-11 | 6.182e-13 | 0 | 0 | 0 | 0 | 0 | 0 | 1.0499 | 1.0385 | 1.0444 | 1.0499 | 1.0385 | 1.0444 | 1.4238e-15 | -120.5374 | 120.0089 | 1.3911e-15 | -120.5374 | 120.0089
Line14_15_16 | 0 | 0 | 0 | 0 | 0 | 0 | 0 | 0 | 0 | 0 | 0 | 0 | 3.0358e-18 | -4.4015e-11 | -8.6842e-11 | -5.4644e-18 | 4.4015e-11 | 8.6842e-11 | 6.8866e-35 | 7.5415e-11 | -1.2364e-12 | -1.2143e-18 | -7.5415e-11 | 1.2364e-12 | 0 | 0 | 0 | 0 | 0 | 0 | 1.0499 | 1.0385 | 1.0444 | 1.0499 | 1.0385 | 1.0444 | 1.2998e-15 | -120.5374 | 120.0089 | 1.2385e-15 | -120.5374 | 120.0089
Line15_16_17 | 0 | 0 | 0 | 0 | 0 | 0 | 0 | 0 | 0 | 0 | 0 | 0 | -2.6249e-35 | -2.2007e-11 | -4.3421e-11 | -1.2143e-18 | 2.2007e-11 | 4.3421e-11 | 1.2143e-18 | 3.7707e-11 | -6.182e-13 | -1.2143e-18 | -3.7707e-11 | 6.182e-13 | 0 | 0 | 0 | 0 | 0 | 0 | 1.0499 | 1.0385 | 1.0444 | 1.0499 | 1.0385 | 1.0444 | 1.2385e-15 | -120.5374 | 120.0089 | 1.2088e-15 | -120.5374 | 120.0089
Line16_4_18 | 0 | 0 | 0 | 0 | 0 | 0 | 0 | 0 | 0 | 0 | 0 | 0 | 2.8628e-35 | -7.7246e-12 | -2.2341e-11 | -2.8427e-35 | 7.7246e-12 | 2.2341e-11 | -6.0715e-19 | 2.1412e-11 | 3.9049e-12 | 6.0715e-19 | -2.1412e-11 | -3.9049e-12 | 0 | 0 | 0 | 0 | 0 | 0 | 1.0506 | 1.0448 | 1.0468 | 1.0506 | 1.0448 | 1.0468 | 2.7016e-15 | -120.3041 | 119.9443 | 2.6826e-15 | -120.3041 | 119.9443
Line17_5_19 | 0 | 0 | 0 | 0 | 0 | 0 | 0 | 0 | 0 | 0 | 0 | 0 | 2.8628e-35 | -7.7246e-12 | -2.2341e-11 | -2.8427e-35 | 7.7246e-12 | 2.2341e-11 | -6.0715e-19 | 2.1412e-11 | 3.9049e-12 | 6.0715e-19 | -2.1412e-11 | -3.9049e-12 | 0 | 0 | 0 | 0 | 0 | 0 | 1.0506 | 1.0448 | 1.0468 | 1.0506 | 1.0448 | 1.0468 | 2.7016e-15 | -120.3041 | 119.9443 | 2.6826e-15 | -120.3041 | 119.9443
Line1_1_3 | 0 | 0.058748 | 0.058748 | 0 | 0.058748 | 0.058748 | 0 | 0.013567 | 0.013567 | 0 | 0.013567 | 0.013567 | 2.125e-17 | 0.01373 | 0.0035952 | -2.125e-17 | -0.013696 | -0.0035606 | 1.2143e-17 | 0.003692 | 0.013703 | -1.3357e-17 | -0.0036229 | -0.013634 | 0 | -135.3543 | 44.6457 | 0 | 44.6457 | -135.3543 | 1.0506 | 1.0448 | 1.0468 | 1.0499 | 1.0385 | 1.0444 | 2.7275e-15 | -120.3041 | 119.9443 | 2.3473e-15 | -120.5374 | 120.0089
Line2_1_4 | 0 | 0 | 0 | 0 | 0 | 0 | 0 | 0 | 0 | 0 | 0 | 0 | 1.5179e-18 | -1.5449e-11 | -4.4683e-11 | -1.5179e-18 | 1.5449e-11 | 4.4683e-11 | 1.2143e-18 | 4.2824e-11 | 7.8097e-12 | -7.1571e-35 | -4.2824e-11 | -7.8097e-12 | 0 | 0 | 0 | 0 | 0 | 0 | 1.0506 | 1.0448 | 1.0468 | 1.0506 | 1.0448 | 1.0468 | 2.7275e-15 | -120.3041 | 119.9443 | 2.7016e-15 | -120.3041 | 119.9443
Line3_1_5 | 0 | 0 | 0 | 0 | 0 | 0 | 0 | 0 | 0 | 0 | 0 | 0 | 1.5179e-18 | -1.5449e-11 | -4.4683e-11 | -1.5179e-18 | 1.5449e-11 | 4.4683e-11 | 1.2143e-18 | 4.2824e-11 | 7.8097e-12 | -7.1571e-35 | -4.2824e-11 | -7.8097e-12 | 0 | 0 | 0 | 0 | 0 | 0 | 1.0506 | 1.0448 | 1.0468 | 1.0506 | 1.0448 | 1.0468 | 2.7275e-15 | -120.3041 | 119.9443 | 2.7016e-15 | -120.3041 | 119.9443
Line4_2_6 | 0 | 0 | 0 | 0 | 0 | 0 | 0 | 0 | 0 | 0 | 0 | 0 | 5.768e-18 | -3.8623e-11 | -1.1171e-10 | -5.768e-18 | 3.8623e-11 | 1.1171e-10 | 1.2143e-18 | 1.0706e-10 | 1.9524e-11 | -6.0715e-19 | -1.0706e-10 | -1.9524e-11 | 0 | 0 | 0 | 0 | 0 | 0 | 1.0506 | 1.0448 | 1.0468 | 1.0506 | 1.0448 | 1.0468 | 2.6544e-15 | -120.3041 | 119.9443 | 2.5532e-15 | -120.3041 | 119.9443
Line5_6_7 | 0 | 0 | 0 | 0 | 0 | 0 | 0 | 0 | 0 | 0 | 0 | 0 | 3.6429e-18 | -3.0899e-11 | -8.9365e-11 | -4.2501e-18 | 3.0899e-11 | 8.9365e-11 | 1.8215e-18 | 8.5648e-11 | 1.5619e-11 | -1.2143e-18 | -8.5648e-11 | -1.5619e-11 | 0 | 0 | 0 | 0 | 0 | 0 | 1.0506 | 1.0448 | 1.0468 | 1.0506 | 1.0448 | 1.0468 | 2.5532e-15 | -120.3041 | 119.9443 | 2.4671e-15 | -120.3041 | 119.9443
Line6_7_8 | 0 | 0 | 0 | 0 | 0 | 0 | 0 | 0 | 0 | 0 | 0 | 0 | 2.125e-18 | -2.3174e-11 | -6.7024e-11 | -2.125e-18 | 2.3174e-11 | 6.7024e-11 | 6.0715e-19 | 6.4236e-11 | 1.1715e-11 | -8.9815e-35 | -6.4236e-11 | -1.1715e-11 | 0 | 0 | 0 | 0 | 0 | 0 | 1.0506 | 1.0448 | 1.0468 | 1.0506 | 1.0448 | 1.0468 | 2.4671e-15 | -120.3041 | 119.9443 | 2.4216e-15 | -120.3041 | 119.9443
Line7_8_9 | 0 | 0 | 0 | 0 | 0 | 0 | 0 | 0 | 0 | 0 | 0 | 0 | 6.0715e-19 | -7.7246e-12 | -2.2341e-11 | -6.0715e-19 | 7.7246e-12 | 2.2341e-11 | 2.5661e-35 | 2.1412e-11 | 3.9049e-12 | 1.8215e-18 | -2.1412e-11 | -3.9049e-12 | 0 | 0 | 0 | 0 | 0 | 0 | 1.0506 | 1.0448 | 1.0468 | 1.0506 | 1.0448 | 1.0468 | 2.4216e-15 | -120.3041 | 119.9443 | 2.4072e-15 | -120.3041 | 119.9443
Line8_8_10 | 0 | 0 | 0 | 0 | 0 | 0 | 0 | 0 | 0 | 0 | 0 | 0 | 9.1073e-19 | -7.7246e-12 | -2.2341e-11 | -9.1073e-19 | 7.7246e-12 | 2.2341e-11 | 1.2143e-18 | 2.1412e-11 | 3.9049e-12 | 6.0715e-19 | -2.1412e-11 | -3.9049e-12 | 0 | 0 | 0 | 0 | 0 | 0 | 1.0506 | 1.0448 | 1.0468 | 1.0506 | 1.0448 | 1.0468 | 2.4216e-15 | -120.3041 | 119.9443 | 2.4178e-15 | -120.3041 | 119.9443
Line9_3_11 | 0 | 0 | 0 | 0 | 0 | 0 | 0 | 0 | 0 | 0 | 0 | 0 | 2.0643e-17 | -1.5405e-10 | -3.0395e-10 | -2.0643e-17 | 1.5405e-10 | 3.0395e-10 | 6.0715e-18 | 2.6395e-10 | -4.3274e-12 | -4.8572e-18 | -2.6395e-10 | 4.3274e-12 | 0 | 0 | 0 | 0 | 0 | 0 | 1.0499 | 1.0385 | 1.0444 | 1.0499 | 1.0385 | 1.0444 | 2.3473e-15 | -120.5374 | 120.0089 | 1.9938e-15 | -120.5374 | 120.0089

## LL_max_fault_10
name | pf_ikss_a_from_ka | pf_ikss_b_from_ka | pf_ikss_c_from_ka | pf_ikss_a_to_ka | pf_ikss_b_to_ka | pf_ikss_c_to_ka | pf_skss_a_from_mw | pf_skss_b_from_mw | pf_skss_c_from_mw | pf_skss_a_to_mw | pf_skss_b_to_mw | pf_skss_c_to_mw | pf_p_a_from_mw | pf_p_b_from_mw | pf_p_c_from_mw | pf_p_a_to_mw | pf_p_b_to_mw | pf_p_c_to_mw | pf_q_a_from_mvar | pf_q_b_from_mvar | pf_q_c_from_mvar | pf_q_a_to_mvar | pf_q_b_to_mvar | pf_q_c_to_mvar | pf_ikss_a_from_degree | pf_ikss_b_from_degree | pf_ikss_c_from_degree | pf_ikss_a_to_degree | pf_ikss_b_to_degree | pf_ikss_c_to_degree | pf_vm_a_from_pu | pf_vm_b_from_pu | pf_vm_c_from_pu | pf_vm_a_to_pu | pf_vm_b_to_pu | pf_vm_c_to_pu | pf_va_a_from_degree | pf_va_b_from_degree | pf_va_c_from_degree | pf_va_a_to_degree | pf_va_b_to_degree | pf_va_c_to_degree
Line0_1_2 | 0 | 0 | 0 | 0 | 0 | 0 | 0 | 0 | 0 | 0 | 0 | 0 | 6.3607e-18 | -5.3245e-11 | -1.54e-10 | -6.3607e-18 | 5.3245e-11 | 1.54e-10 | 5.7246e-18 | 1.4762e-10 | 2.6893e-11 | -5.0885e-18 | -1.4762e-10 | -2.6893e-11 | 0 | 0 | 0 | 0 | 0 | 0 | 1.1006 | 1.0943 | 1.0965 | 1.1006 | 1.0943 | 1.0965 | 2.7452e-15 | -120.3184 | 119.9418 | 2.655e-15 | -120.3184 | 119.9418
Line10_11_12 | 0 | 0 | 0 | 0 | 0 | 0 | 0 | 0 | 0 | 0 | 0 | 0 | 1.9082e-17 | -1.4723e-10 | -2.927e-10 | -1.781e-17 | 1.4723e-10 | 2.927e-10 | 5.0885e-18 | 2.5488e-10 | -2.9125e-12 | -3.8164e-18 | -2.5488e-10 | 2.9125e-12 | 0 | 0 | 0 | 0 | 0 | 0 | 1.1 | 1.0877 | 1.0939 | 1.1 | 1.0877 | 1.0939 | 1.9747e-15 | -120.5517 | 120.0063 | 1.6504e-15 | -120.5517 | 120.0063
Line11_12_13 | 0 | 0 | 0 | 0 | 0 | 0 | 0 | 0 | 0 | 0 | 0 | 0 | 1.5266e-17 | -1.2269e-10 | -2.4391e-10 | -1.6538e-17 | 1.2269e-10 | 2.4391e-10 | 4.3972e-34 | 2.124e-10 | -2.4271e-12 | -1.2721e-18 | -2.124e-10 | 2.4271e-12 | 0 | 0 | 0 | 0 | 0 | 0 | 1.1 | 1.0877 | 1.0939 | 1.1 | 1.0877 | 1.0939 | 1.6504e-15 | -120.5517 | 120.0063 | 1.3919e-15 | -120.5517 | 120.0063
Line12_13_15 | 0 | 0 | 0 | 0 | 0 | 0 | 0 | 0 | 0 | 0 | 0 | 0 | 1.3993e-17 | -7.3613e-11 | -1.4635e-10 | -1.6538e-17 | 7.3613e-11 | 1.4635e-10 | 2.5443e-18 | 1.2744e-10 | -1.4562e-12 | -3.8164e-18 | -1.2744e-10 | 1.4562e-12 | 0 | 0 | 0 | 0 | 0 | 0 | 1.1 | 1.0877 | 1.0939 | 1.1 | 1.0877 | 1.0939 | 1.3919e-15 | -120.5517 | 120.0063 | 1.265e-15 | -120.5517 | 120.0063
Line13_13_14 | 0 | 0 | 0 | 0 | 0 | 0 | 0 | 0 | 0 | 0 | 0 | 0 | 3.8164e-18 | -2.4538e-11 | -4.8783e-11 | -3.8164e-18 | 2.4538e-11 | 4.8783e-11 | -2.5443e-18 | 4.248e-11 | -4.8541e-13 | 3.8164e-18 | -4.248e-11 | 4.8541e-13 | 0 | 0 | 0 | 0 | 0 | 0 | 1.1 | 1.0877 | 1.0939 | 1.1 | 1.0877 | 1.0939 | 1.3919e-15 | -120.5517 | 120.0063 | 1.3585e-15 | -120.5517 | 120.0063
Line14_15_16 | 0 | 0 | 0 | 0 | 0 | 0 | 0 | 0 | 0 | 0 | 0 | 0 | 5.0885e-18 | -4.9075e-11 | -9.7566e-11 | -3.8164e-18 | 4.9075e-11 | 9.7566e-11 | 1.2721e-18 | 8.4959e-11 | -9.7082e-13 | -8.009e-35 | -8.4959e-11 | 9.7083e-13 | 0 | 0 | 0 | 0 | 0 | 0 | 1.1 | 1.0877 | 1.0939 | 1.1 | 1.0877 | 1.0939 | 1.265e-15 | -120.5517 | 120.0063 | 1.2024e-15 | -120.5517 | 120.0063
Line15_16_17 | 0 | 0 | 0 | 0 | 0 | 0 | 0 | 0 | 0 | 0 | 0 | 0 | 2.5443e-18 | -2.4538e-11 | -4.8783e-11 | -1.2721e-18 | 2.4538e-11 | 4.8783e-11 | -2.5443e-18 | 4.248e-11 | -4.8541e-13 | 1.2721e-18 | -4.248e-11 | 4.8542e-13 | 0 | 0 | 0 | 0 | 0 | 0 | 1.1 | 1.0877 | 1.0939 | 1.1 | 1.0877 | 1.0939 | 1.2024e-15 | -120.5517 | 120.0063 | 1.1717e-15 | -120.5517 | 120.0063
Line16_4_18 | 0 | 0 | 0 | 0 | 0 | 0 | 0 | 0 | 0 | 0 | 0 | 0 | -3.1803e-19 | -8.8742e-12 | -2.5666e-11 | 3.1803e-19 | 8.8742e-12 | 2.5666e-11 | -6.3607e-19 | 2.4603e-11 | 4.4821e-12 | 1.4977e-35 | -2.4603e-11 | -4.4821e-12 | 0 | 0 | 0 | 0 | 0 | 0 | 1.1006 | 1.0943 | 1.0965 | 1.1006 | 1.0943 | 1.0965 | 2.7181e-15 | -120.3184 | 119.9418 | 2.6982e-15 | -120.3184 | 119.9418
Line17_5_19 | 0 | 0 | 0 | 0 | 0 | 0 | 0 | 0 | 0 | 0 | 0 | 0 | -3.1803e-19 | -8.8742e-12 | -2.5666e-11 | 3.1803e-19 | 8.8742e-12 | 2.5666e-11 | -6.3607e-19 | 2.4603e-11 | 4.4821e-12 | 1.4977e-35 | -2.4603e-11 | -4.4821e-12 | 0 | 0 | 0 | 0 | 0 | 0 | 1.1006 | 1.0943 | 1.0965 | 1.1006 | 1.0943 | 1.0965 | 2.7181e-15 | -120.3184 | 119.9418 | 2.6982e-15 | -120.3184 | 119.9418
Line1_1_3 | 0 | 0.061531 | 0.061531 | 0 | 0.061531 | 0.061531 | 0 | 0.01421 | 0.01421 | 0 | 0.01421 | 0.01421 | 2.6715e-17 | 0.015064 | 0.0039414 | -2.9259e-17 | -0.015027 | -0.0039036 | 1.0177e-17 | 0.0040498 | 0.015032 | -1.0177e-17 | -0.0039741 | -0.014956 | 0 | -135.3656 | 44.6344 | 0 | 44.6344 | -135.3656 | 1.1006 | 1.0943 | 1.0965 | 1.1 | 1.0877 | 1.0939 | 2.7452e-15 | -120.3184 | 119.9418 | 2.3361e-15 | -120.5517 | 120.0063
Line2_1_4 | 0 | 0 | 0 | 0 | 0 | 0 | 0 | 0 | 0 | 0 | 0 | 0 | 3.1803e-19 | -1.7748e-11 | -5.1333e-11 | -3.1803e-19 | 1.7748e-11 | 5.1333e-11 | 1.2721e-18 | 4.9206e-11 | 8.9643e-12 | -1.2721e-18 | -4.9206e-11 | -8.9643e-12 | 0 | 0 | 0 | 0 | 0 | 0 | 1.1006 | 1.0943 | 1.0965 | 1.1006 | 1.0943 | 1.0965 | 2.7452e-15 | -120.3184 | 119.9418 | 2.7181e-15 | -120.3184 | 119.9418
Line3_1_5 | 0 | 0 | 0 | 0 | 0 | 0 | 0 | 0 | 0 | 0 | 0 | 0 | 3.1803e-19 | -1.7748e-11 | -5.1333e-11 | -3.1803e-19 | 1.7748e-11 | 5.1333e-11 | 1.2721e-18 | 4.9206e-11 | 8.9643e-12 | -1.2721e-18 | -4.9206e-11 | -8.9643e-12 | 0 | 0 | 0 | 0 | 0 | 0 | 1.1006 | 1.0943 | 1.0965 | 1.1006 | 1.0943 | 1.0965 | 2.7452e-15 | -120.3184 | 119.9418 | 2.7181e-15 | -120.3184 | 119.9418
Line4_2_6 | 0 | 0 | 0 | 0 | 0 | 0 | 0 | 0 | 0 | 0 | 0 | 0 | 6.9967e-18 | -4.4371e-11 | -1.2833e-10 | -6.9967e-18 | 4.4371e-11 | 1.2833e-10 | 4.4525e-18 | 1.2301e-10 | 2.2411e-11 | -4.4525e-18 | -1.2301e-10 | -2.2411e-11 | 0 | 0 | 0 | 0 | 0 | 0 | 1.1006 | 1.0943 | 1.0965 | 1.1006 | 1.0943 | 1.0965 | 2.655e-15 | -120.3184 | 119.9418 | 2.5857e-15 | -120.3184 | 119.9418
Line5_6_7 | 0 | 0 | 0 | 0 | 0 | 0 | 0 | 0 | 0 | 0 | 0 | 0 | 3.1803e-18 | -3.5497e-11 | -1.0267e-10 | -3.1803e-18 | 3.5497e-11 | 1.0267e-10 | 2.5443e-18 | 9.8412e-11 | 1.7929e-11 | -2.5443e-18 | -9.8412e-11 | -1.7929e-11 | 0 | 0 | 0 | 0 | 0 | 0 | 1.1006 | 1.0943 | 1.0965 | 1.1006 | 1.0943 | 1.0965 | 2.5857e-15 | -120.3184 | 119.9418 | 2.5406e-15 | -120.3184 | 119.9418
Line6_7_8 | 0 | 0 | 0 | 0 | 0 | 0 | 0 | 0 | 0 | 0 | 0 | 0 | 9.541e-19 | -2.6622e-11 | -7.6999e-11 | -9.541e-19 | 2.6623e-11 | 7.6999e-11 | 6.3607e-19 | 7.3809e-11 | 1.3446e-11 | -6.3607e-19 | -7.3809e-11 | -1.3446e-11 | 0 | 0 | 0 | 0 | 0 | 0 | 1.1006 | 1.0943 | 1.0965 | 1.1006 | 1.0943 | 1.0965 | 2.5406e-15 | -120.3184 | 119.9418 | 2.5048e-15 | -120.3184 | 119.9418
Line7_8_9 | 0 | 0 | 0 | 0 | 0 | 0 | 0 | 0 | 0 | 0 | 0 | 0 | -3.1803e-19 | -8.8742e-12 | -2.5666e-11 | 9.541e-19 | 8.8742e-12 | 2.5666e-11 | -1.2721e-18 | 2.4603e-11 | 4.4821e-12 | 1.2721e-18 | -2.4603e-11 | -4.4821e-12 | 0 | 0 | 0 | 0 | 0 | 0 | 1.1006 | 1.0943 | 1.0965 | 1.1006 | 1.0943 | 1.0965 | 2.5048e-15 | -120.3184 | 119.9418 | 2.4897e-15 | -120.3184 | 119.9418
Line8_8_10 | 0 | 0 | 0 | 0 | 0 | 0 | 0 | 0 | 0 | 0 | 0 | 0 | -3.1803e-19 | -8.8742e-12 | -2.5666e-11 | 9.541e-19 | 8.8742e-12 | 2.5666e-11 | -1.2721e-18 | 2.4603e-11 | 4.4821e-12 | 1.2721e-18 | -2.4603e-11 | -4.4821e-12 | 0 | 0 | 0 | 0 | 0 | 0 | 1.1006 | 1.0943 | 1.0965 | 1.1006 | 1.0943 | 1.0965 | 2.5048e-15 | -120.3184 | 119.9418 | 2.4913e-15 | -120.3184 | 119.9418
Line9_3_11 | 0 | 0 | 0 | 0 | 0 | 0 | 0 | 0 | 0 | 0 | 0 | 0 | 2.417e-17 | -1.7176e-10 | -3.4148e-10 | -2.2898e-17 | 1.7176e-10 | 3.4148e-10 | 5.0885e-18 | 2.9736e-10 | -3.3979e-12 | -5.0885e-18 | -2.9736e-10 | 3.3979e-12 | 0 | 0 | 0 | 0 | 0 | 0 | 1.1 | 1.0877 | 1.0939 | 1.1 | 1.0877 | 1.0939 | 2.3361e-15 | -120.5517 | 120.0063 | 1.9747e-15 | -120.5517 | 120.0063

## LL_min_6
name | pf_ikss_a_from_ka | pf_ikss_b_from_ka | pf_ikss_c_from_ka | pf_ikss_a_to_ka | pf_ikss_b_to_ka | pf_ikss_c_to_ka | pf_skss_a_from_mw | pf_skss_b_from_mw | pf_skss_c_from_mw | pf_skss_a_to_mw | pf_skss_b_to_mw | pf_skss_c_to_mw | pf_p_a_from_mw | pf_p_b_from_mw | pf_p_c_from_mw | pf_p_a_to_mw | pf_p_b_to_mw | pf_p_c_to_mw | pf_q_a_from_mvar | pf_q_b_from_mvar | pf_q_c_from_mvar | pf_q_a_to_mvar | pf_q_b_to_mvar | pf_q_c_to_mvar | pf_ikss_a_from_degree | pf_ikss_b_from_degree | pf_ikss_c_from_degree | pf_ikss_a_to_degree | pf_ikss_b_to_degree | pf_ikss_c_to_degree | pf_vm_a_from_pu | pf_vm_b_from_pu | pf_vm_c_from_pu | pf_vm_a_to_pu | pf_vm_b_to_pu | pf_vm_c_to_pu | pf_va_a_from_degree | pf_va_b_from_degree | pf_va_c_from_degree | pf_va_a_to_degree | pf_va_b_to_degree | pf_va_c_to_degree
Line0_1_2 | 0 | 0 | 0 | 0 | 0 | 0 | 0 | 0 | 0 | 0 | 0 | 0 | 7.0314e-17 | -1.7218e-09 | -4.7542e-09 | -3.5157e-17 | 1.7218e-09 | 4.7542e-09 | -1.7579e-16 | 6.5966e-09 | -1.3444e-09 | 1.4063e-16 | -6.5966e-09 | 1.3444e-09 | 0 | 0 | 0 | 0 | 0 | 0 | 0.94185 | 0.53802 | 0.78193 | 0.94185 | 0.53802 | 0.78193 | 2.8709e-13 | -144.4712 | 126.6898 | 2.9215e-13 | -144.4712 | 126.6898
Line10_11_12 | 0 | 0 | 0 | 0 | 0 | 0 | 0 | 0 | 0 | 0 | 0 | 0 | 2.8126e-16 | -5.5948e-16 | 8.468e-16 | -2.1094e-16 | 4.6648e-16 | -7.2886e-16 | 1.5056e-30 | 8.5975e-09 | -8.5975e-09 | 7.0314e-17 | -8.5975e-09 | 8.5975e-09 | 0 | 0 | 0 | 0 | 0 | 0 | 0.82272 | 0 | 0.82272 | 0.82272 | 0 | 0.82272 | 3.0671e-13 | -180 | 180 | 3.1236e-13 | -180 | 180
Line11_12_13 | 0 | 0 | 0 | 0 | 0 | 0 | 0 | 0 | 0 | 0 | 0 | 0 | 7.0314e-17 | -6.6999e-16 | 7.7145e-16 | -7.0314e-17 | 7.1673e-16 | -4.0829e-16 | 1.4063e-16 | 7.1646e-09 | -7.1646e-09 | -1.4063e-16 | -7.1646e-09 | 7.1646e-09 | 0 | 0 | 0 | 0 | 0 | 0 | 0.82272 | 0 | 0.82272 | 0.82272 | 0 | 0.82272 | 3.1236e-13 | -180 | 180 | 3.1804e-13 | -180 | 180
Line12_13_15 | 0 | 0 | 0 | 0 | 0 | 0 | 0 | 0 | 0 | 0 | 0 | 0 | -1.4063e-16 | -3.1754e-16 | 2.4498e-16 | 1.4063e-16 | 2.0639e-16 | -2.1549e-16 | -7.806e-31 | 4.2987e-09 | -4.2987e-09 | -7.0314e-17 | -4.2987e-09 | 4.2987e-09 | 0 | 0 | 0 | 0 | 0 | 0 | 0.82272 | 0 | 0.82272 | 0.82272 | 0 | 0.82272 | 3.1804e-13 | -180 | 180 | 3.2197e-13 | -180 | 180
Line13_13_14 | 0 | 0 | 0 | 0 | 0 | 0 | 0 | 0 | 0 | 0 | 0 | 0 | -7.0314e-17 | -1.2928e-16 | 8.1659e-17 | 1.4063e-16 | 9.7403e-17 | -7.8383e-17 | -3.903e-31 | 1.4329e-09 | -1.4329e-09 | 7.8229e-31 | -1.4329e-09 | 1.4329e-09 | 0 | 0 | 0 | 0 | 0 | 0 | 0.82272 | 0 | 0.82272 | 0.82272 | 0 | 0.82272 | 3.1804e-13 | -180 | 180 | 3.1872e-13 | -180 | 180
Line14_15_16 | 0 | 0 | 0 | 0 | 0 | 0 | 0 | 0 | 0 | 0 | 0 | 0 | -7.0314e-17 | -1.7275e-16 | 1.4366e-16 | 3.9852e-31 | 1.8586e-16 | 1.0071e-17 | -3.9512e-31 | 2.8658e-09 | -2.8658e-09 | -7.0314e-17 | -2.8658e-09 | 2.8658e-09 | 0 | 0 | 0 | 0 | 0 | 0 | 0.82272 | 0 | 0.82272 | 0.82272 | 0 | 0.82272 | 3.2197e-13 | -180 | 180 | 3.2474e-13 | -180 | 180
Line15_16_17 | 0 | 0 | 0 | 0 | 0 | 0 | 0 | 0 | 0 | 0 | 0 | 0 | -7.0314e-17 | -1.4566e-16 | 6.5278e-17 | 7.0314e-17 | 1.4894e-16 | 7.8626e-17 | -7.0314e-17 | 1.4329e-09 | -1.4329e-09 | 7.0314e-17 | -1.4329e-09 | 1.4329e-09 | 0 | 0 | 0 | 0 | 0 | 0 | 0.82272 | 0 | 0.82272 | 0.82272 | 0 | 0.82272 | 3.2474e-13 | -180 | 180 | 3.2395e-13 | -180 | 180
Line16_4_18 | 0 | 0 | 0 | 0 | 0 | 0 | 0 | 0 | 0 | 0 | 0 | 0 | -1.7541e-31 | -2.8697e-10 | -7.9236e-10 | 3.4955e-31 | 2.8697e-10 | 7.9236e-10 | 3.5157e-17 | 1.0994e-09 | -2.2406e-10 | -7.0314e-17 | -1.0994e-09 | 2.2406e-10 | 0 | 0 | 0 | 0 | 0 | 0 | 0.94185 | 0.53802 | 0.78193 | 0.94185 | 0.53802 | 0.78193 | 2.8586e-13 | -144.4712 | 126.6898 | 2.8483e-13 | -144.4712 | 126.6898
Line17_5_19 | 0 | 0 | 0 | 0 | 0 | 0 | 0 | 0 | 0 | 0 | 0 | 0 | -1.7541e-31 | -2.8697e-10 | -7.9236e-10 | 3.4955e-31 | 2.8697e-10 | 7.9236e-10 | 3.5157e-17 | 1.0994e-09 | -2.2406e-10 | -7.0314e-17 | -1.0994e-09 | 2.2406e-10 | 0 | 0 | 0 | 0 | 0 | 0 | 0.94185 | 0.53802 | 0.78193 | 0.94185 | 0.53802 | 0.78193 | 2.8586e-13 | -144.4712 | 126.6898 | 2.8483e-13 | -144.4712 | 126.6898
Line1_1_3 | 0 | 3.8812 | 3.8812 | 0 | 3.8812 | 3.8812 | 0 | 0.89633 | 0.89633 | 0 | 0.89633 | 0.89633 | 2.8126e-16 | 0.6729 | -0.094452 | -3.5157e-16 | -0.38368 | 0.38368 | 1.4063e-16 | 0.11673 | 0.48583 | -1.4063e-16 | 0.18455 | -0.18455 | 0 | -154.3121 | 25.6879 | 0 | 25.6879 | -154.3121 | 0.94185 | 0.53802 | 0.78193 | 0.82272 | 0 | 0.82272 | 2.8709e-13 | -144.4712 | 126.6898 | 2.9819e-13 | -180 | 180
Line2_1_4 | 0 | 0 | 0 | 0 | 0 | 0 | 0 | 0 | 0 | 0 | 0 | 0 | 1.7579e-17 | -5.7394e-10 | -1.5847e-09 | -1.7579e-17 | 5.7394e-10 | 1.5847e-09 | -1.0547e-16 | 2.1989e-09 | -4.4812e-10 | 1.0547e-16 | -2.1989e-09 | 4.4812e-10 | 0 | 0 | 0 | 0 | 0 | 0 | 0.94185 | 0.53802 | 0.78193 | 0.94185 | 0.53802 | 0.78193 | 2.8709e-13 | -144.4712 | 126.6898 | 2.8586e-13 | -144.4712 | 126.6898
Line3_1_5 | 0 | 0 | 0 | 0 | 0 | 0 | 0 | 0 | 0 | 0 | 0 | 0 | 1.7579e-17 | -5.7394e-10 | -1.5847e-09 | -1.7579e-17 | 5.7394e-10 | 1.5847e-09 | -1.0547e-16 | 2.1989e-09 | -4.4812e-10 | 1.0547e-16 | -2.1989e-09 | 4.4812e-10 | 0 | 0 | 0 | 0 | 0 | 0 | 0.94185 | 0.53802 | 0.78193 | 0.94185 | 0.53802 | 0.78193 | 2.8709e-13 | -144.4712 | 126.6898 | 2.8586e-13 | -144.4712 | 126.6898
Line4_2_6 | 0 | 0 | 0 | 0 | 0 | 0 | 0 | 0 | 0 | 0 | 0 | 0 | 3.5157e-17 | -1.4348e-09 | -3.9618e-09 | -3.5157e-17 | 1.4348e-09 | 3.9618e-09 | -1.4063e-16 | 5.4971e-09 | -1.1203e-09 | 1.0547e-16 | -5.4971e-09 | 1.1203e-09 | 0 | 0 | 0 | 0 | 0 | 0 | 0.94185 | 0.53802 | 0.78193 | 0.94185 | 0.53802 | 0.78193 | 2.9215e-13 | -144.4712 | 126.6898 | 2.9605e-13 | -144.4712 | 126.6898
Line5_6_7 | 0 | 0 | 0 | 0 | 0 | 0 | 0 | 0 | 0 | 0 | 0 | 0 | 7.0314e-17 | -1.1479e-09 | -3.1694e-09 | -3.5157e-17 | 1.1479e-09 | 3.1694e-09 | -1.7579e-16 | 4.3977e-09 | -8.9625e-10 | 1.4063e-16 | -4.3977e-09 | 8.9625e-10 | 0 | 0 | 0 | 0 | 0 | 0 | 0.94185 | 0.53802 | 0.78193 | 0.94185 | 0.53802 | 0.78193 | 2.9605e-13 | -144.4712 | 126.6898 | 2.9818e-13 | -144.4712 | 126.6898
Line6_7_8 | 0 | 0 | 0 | 0 | 0 | 0 | 0 | 0 | 0 | 0 | 0 | 0 | 1.7579e-17 | -8.6091e-10 | -2.3771e-09 | -1.7579e-17 | 8.6091e-10 | 2.3771e-09 | -1.7579e-16 | 3.2983e-09 | -6.7219e-10 | 2.1094e-16 | -3.2983e-09 | 6.7219e-10 | 0 | 0 | 0 | 0 | 0 | 0 | 0.94185 | 0.53802 | 0.78193 | 0.94185 | 0.53802 | 0.78193 | 2.9818e-13 | -144.4712 | 126.6898 | 2.9776e-13 | -144.4712 | 126.6898
Line7_8_9 | 0 | 0 | 0 | 0 | 0 | 0 | 0 | 0 | 0 | 0 | 0 | 0 | 3.5157e-17 | -2.8697e-10 | -7.9236e-10 | -3.5157e-17 | 2.8697e-10 | 7.9236e-10 | 1.8271e-31 | 1.0994e-09 | -2.2406e-10 | -1.8284e-31 | -1.0994e-09 | 2.2406e-10 | 0 | 0 | 0 | 0 | 0 | 0 | 0.94185 | 0.53802 | 0.78193 | 0.94185 | 0.53802 | 0.78193 | 2.9776e-13 | -144.4712 | 126.6898 | 2.9798e-13 | -144.4712 | 126.6898
Line8_8_10 | 0 | 0 | 0 | 0 | 0 | 0 | 0 | 0 | 0 | 0 | 0 | 0 | -1.7579e-17 | -2.8697e-10 | -7.9236e-10 | 1.7579e-17 | 2.8697e-10 | 7.9236e-10 | -7.0314e-17 | 1.0994e-09 | -2.2406e-10 | 3.5157e-17 | -1.0994e-09 | 2.2406e-10 | 0 | 0 | 0 | 0 | 0 | 0 | 0.94185 | 0.53802 | 0.78193 | 0.94185 | 0.53802 | 0.78193 | 2.9776e-13 | -144.4712 | 126.6898 | 2.9813e-13 | -144.4712 | 126.6898
Line9_3_11 | 0 | 0 | 0 | 0 | 0 | 0 | 0 | 0 | 0 | 0 | 0 | 0 | 1.4063e-16 | -4.2188e-16 | 1.4063e-15 | -7.0314e-17 | 4.4178e-16 | -1.2458e-15 | 3.5157e-16 | 1.003e-08 | -1.003e-08 | -2.8126e-16 | -1.003e-08 | 1.003e-08 | 0 | 0 | 0 | 0 | 0 | 0 | 0.82272 | 0 | 0.82272 | 0.82272 | 0 | 0.82272 | 2.9819e-13 | -180 | 180 | 3.0671e-13 | -180 | 180

## LL_min_10
name | pf_ikss_a_from_ka | pf_ikss_b_from_ka | pf_ikss_c_from_ka | pf_ikss_a_to_ka | pf_ikss_b_to_ka | pf_ikss_c_to_ka | pf_skss_a_from_mw | pf_skss_b_from_mw | pf_skss_c_from_mw | pf_skss_a_to_mw | pf_skss_b_to_mw | pf_skss_c_to_mw | pf_p_a_from_mw | pf_p_b_from_mw | pf_p_c_from_mw | pf_p_a_to_mw | pf_p_b_to_mw | pf_p_c_to_mw | pf_q_a_from_mvar | pf_q_b_from_mvar | pf_q_c_from_mvar | pf_q_a_to_mvar | pf_q_b_to_mvar | pf_q_c_to_mvar | pf_ikss_a_from_degree | pf_ikss_b_from_degree | pf_ikss_c_from_degree | pf_ikss_a_to_degree | pf_ikss_b_to_degree | pf_ikss_c_to_degree | pf_vm_a_from_pu | pf_vm_b_from_pu | pf_vm_c_from_pu | pf_vm_a_to_pu | pf_vm_b_to_pu | pf_vm_c_to_pu | pf_va_a_from_degree | pf_va_b_from_degree | pf_va_c_from_degree | pf_va_a_to_degree | pf_va_b_to_degree | pf_va_c_to_degree
Line0_1_2 | 0 | 0 | 0 | 0 | 0 | 0 | 0 | 0 | 0 | 0 | 0 | 0 | 1.6653e-17 | -1.5453e-09 | -4.2669e-09 | -1.6653e-17 | 1.5453e-09 | 4.2669e-09 | -9.992e-17 | 5.9205e-09 | -1.2066e-09 | 1.3323e-16 | -5.9205e-09 | 1.2066e-09 | 0 | 0 | 0 | 0 | 0 | 0 | 0.89228 | 0.5097 | 0.74077 | 0.89228 | 0.5097 | 0.74077 | 2.8888e-13 | -144.4712 | 126.6898 | 2.9496e-13 | -144.4712 | 126.6898
Line10_11_12 | 0 | 0 | 0 | 0 | 0 | 0 | 0 | 0 | 0 | 0 | 0 | 0 | 6.6613e-17 | -3.2333e-16 | 9.4232e-16 | -1.3323e-16 | 4.2918e-16 | -5.7002e-16 | 3.5879e-31 | 7.7163e-09 | -7.7163e-09 | -6.6613e-17 | -7.7163e-09 | 7.7163e-09 | 0 | 0 | 0 | 0 | 0 | 0 | 0.77942 | 0 | 0.77942 | 0.77942 | 0 | 0.77942 | 3.086e-13 | -180 | 180 | 3.1425e-13 | -180 | 180
Line11_12_13 | 0 | 0 | 0 | 0 | 0 | 0 | 0 | 0 | 0 | 0 | 0 | 0 | -3.6535e-31 | -3.9096e-16 | 6.0824e-16 | -6.6613e-17 | 3.9785e-16 | -5.3473e-16 | 6.6613e-17 | 6.4302e-09 | -6.4302e-09 | -3.7196e-31 | -6.4302e-09 | 6.4302e-09 | 0 | 0 | 0 | 0 | 0 | 0 | 0.77942 | 0 | 0.77942 | 0.77942 | 0 | 0.77942 | 3.1425e-13 | -180 | 180 | 3.1993e-13 | -180 | 180
Line12_13_15 | 0 | 0 | 0 | 0 | 0 | 0 | 0 | 0 | 0 | 0 | 0 | 0 | -3.7196e-31 | -2.92e-16 | 2.409e-16 | 0 | 3.1847e-16 | -2.1444e-16 | 6.6613e-17 | 3.8581e-09 | -3.8581e-09 | 0 | -3.8581e-09 | 3.8581e-09 | 0 | 0 | 0 | 0 | 0 | 0 | 0.77942 | 0 | 0.77942 | 0.77942 | 0 | 0.77942 | 3.1993e-13 | -180 | 180 | 3.2386e-13 | -180 | 180
Line13_13_14 | 0 | 0 | 0 | 0 | 0 | 0 | 0 | 0 | 0 | 0 | 0 | 0 | 1.9984e-16 | -4.193e-16 | -5.2925e-17 | -1.9984e-16 | 2.8901e-16 | 5.5866e-17 | -6.6613e-17 | 1.286e-09 | -1.286e-09 | 1.3323e-16 | -1.286e-09 | 1.286e-09 | 0 | 0 | 0 | 0 | 0 | 0 | 0.77942 | 0 | 0.77942 | 0.77942 | 0 | 0.77942 | 3.1993e-13 | -180 | 180 | 3.2062e-13 | -180 | 180
Line14_15_16 | 0 | 0 | 0 | 0 | 0 | 0 | 0 | 0 | 0 | 0 | 0 | 0 | -6.6613e-17 | -3.2333e-16 | 1.4296e-16 | 6.6613e-17 | 2.3517e-16 | -1.312e-16 | 6.6613e-17 | 2.5721e-09 | -2.5721e-09 | -6.6613e-17 | -2.5721e-09 | 2.5721e-09 | 0 | 0 | 0 | 0 | 0 | 0 | 0.77942 | 0 | 0.77942 | 0.77942 | 0 | 0.77942 | 3.2386e-13 | -180 | 180 | 3.2663e-13 | -180 | 180
Line15_16_17 | 0 | 0 | 0 | 0 | 0 | 0 | 0 | 0 | 0 | 0 | 0 | 0 | 6.6613e-17 | -2.3416e-16 | -6.7627e-17 | -1.3323e-16 | 2.7041e-16 | 7.0567e-17 | 3.7974e-31 | 1.286e-09 | -1.286e-09 | 6.6613e-17 | -1.286e-09 | 1.286e-09 | 0 | 0 | 0 | 0 | 0 | 0 | 0.77942 | 0 | 0.77942 | 0.77942 | 0 | 0.77942 | 3.2663e-13 | -180 | 180 | 3.2584e-13 | -180 | 180
Line16_4_18 | 0 | 0 | 0 | 0 | 0 | 0 | 0 | 0 | 0 | 0 | 0 | 0 | -4.996e-17 | -2.5756e-10 | -7.1115e-10 | 4.996e-17 | 2.5756e-10 | 7.1115e-10 | -2.5082e-31 | 9.8674e-10 | -2.011e-10 | 2.4993e-31 | -9.8674e-10 | 2.011e-10 | 0 | 0 | 0 | 0 | 0 | 0 | 0.89228 | 0.5097 | 0.74077 | 0.89228 | 0.5097 | 0.74077 | 2.8765e-13 | -144.4712 | 126.6898 | 2.8662e-13 | -144.4712 | 126.6898
Line17_5_19 | 0 | 0 | 0 | 0 | 0 | 0 | 0 | 0 | 0 | 0 | 0 | 0 | -4.996e-17 | -2.5756e-10 | -7.1115e-10 | 4.996e-17 | 2.5756e-10 | 7.1115e-10 | -2.5082e-31 | 9.8674e-10 | -2.011e-10 | 2.4993e-31 | -9.8674e-10 | 2.011e-10 | 0 | 0 | 0 | 0 | 0 | 0 | 0.89228 | 0.5097 | 0.74077 | 0.89228 | 0.5097 | 0.74077 | 2.8765e-13 | -144.4712 | 126.6898 | 2.8662e-13 | -144.4712 | 126.6898
Line1_1_3 | 0 | 3.6769 | 3.6769 | 0 | 3.6769 | 3.6769 | 0 | 0.84915 | 0.84915 | 0 | 0.84915 | 0.84915 | 3.3307e-16 | 0.60394 | -0.084771 | -2.6645e-16 | -0.34435 | 0.34435 | 1.9984e-16 | 0.10476 | 0.43604 | -1.9984e-16 | 0.16564 | -0.16564 | 0 | -154.3121 | 25.6879 | 0 | 25.6879 | -154.3121 | 0.89228 | 0.5097 | 0.74077 | 0.77942 | 0 | 0.77942 | 2.8888e-13 | -144.4712 | 126.6898 | 3.0008e-13 | -180 | 180
Line2_1_4 | 0 | 0 | 0 | 0 | 0 | 0 | 0 | 0 | 0 | 0 | 0 | 0 | 3.3586e-31 | -5.1511e-10 | -1.4223e-09 | -1.6653e-17 | 5.1511e-10 | 1.4223e-09 | -6.6613e-17 | 1.9735e-09 | -4.022e-10 | 3.3307e-17 | -1.9735e-09 | 4.022e-10 | 0 | 0 | 0 | 0 | 0 | 0 | 0.89228 | 0.5097 | 0.74077 | 0.89228 | 0.5097 | 0.74077 | 2.8888e-13 | -144.4712 | 126.6898 | 2.8765e-13 | -144.4712 | 126.6898
Line3_1_5 | 0 | 0 | 0 | 0 | 0 | 0 | 0 | 0 | 0 | 0 | 0 | 0 | 3.3586e-31 | -5.1511e-10 | -1.4223e-09 | -1.6653e-17 | 5.1511e-10 | 1.4223e-09 | -6.6613e-17 | 1.9735e-09 | -4.022e-10 | 3.3307e-17 | -1.9735e-09 | 4.022e-10 | 0 | 0 | 0 | 0 | 0 | 0 | 0.89228 | 0.5097 | 0.74077 | 0.89228 | 0.5097 | 0.74077 | 2.8888e-13 | -144.4712 | 126.6898 | 2.8765e-13 | -144.4712 | 126.6898
Line4_2_6 | 0 | 0 | 0 | 0 | 0 | 0 | 0 | 0 | 0 | 0 | 0 | 0 | -8.3267e-17 | -1.2878e-09 | -3.5557e-09 | 6.6613e-17 | 1.2878e-09 | 3.5557e-09 | -6.6613e-17 | 4.9337e-09 | -1.0055e-09 | 9.992e-17 | -4.9337e-09 | 1.0055e-09 | 0 | 0 | 0 | 0 | 0 | 0 | 0.89228 | 0.5097 | 0.74077 | 0.89228 | 0.5097 | 0.74077 | 2.9496e-13 | -144.4712 | 126.6898 | 3.0032e-13 | -144.4712 | 126.6898
Line5_6_7 | 0 | 0 | 0 | 0 | 0 | 0 | 0 | 0 | 0 | 0 | 0 | 0 | -8.3267e-17 | -1.0302e-09 | -2.8446e-09 | 4.996e-17 | 1.0302e-09 | 2.8446e-09 | -1.6653e-16 | 3.947e-09 | -8.0439e-10 | 1.6653e-16 | -3.947e-09 | 8.0439e-10 | 0 | 0 | 0 | 0 | 0 | 0 | 0.89228 | 0.5097 | 0.74077 | 0.89228 | 0.5097 | 0.74077 | 3.0032e-13 | -144.4712 | 126.6898 | 3.0325e-13 | -144.4712 | 126.6898
Line6_7_8 | 0 | 0 | 0 | 0 | 0 | 0 | 0 | 0 | 0 | 0 | 0 | 0 | 8.3267e-17 | -7.7267e-10 | -2.1334e-09 | -3.3307e-17 | 7.7267e-10 | 2.1334e-09 | -9.992e-17 | 2.9602e-09 | -6.0329e-10 | 1.3323e-16 | -2.9602e-09 | 6.0329e-10 | 0 | 0 | 0 | 0 | 0 | 0 | 0.89228 | 0.5097 | 0.74077 | 0.89228 | 0.5097 | 0.74077 | 3.0325e-13 | -144.4712 | 126.6898 | 3.0341e-13 | -144.4712 | 126.6898
Line7_8_9 | 0 | 0 | 0 | 0 | 0 | 0 | 0 | 0 | 0 | 0 | 0 | 0 | 4.996e-17 | -2.5756e-10 | -7.1115e-10 | -1.6653e-17 | 2.5756e-10 | 7.1115e-10 | 2.6456e-31 | 9.8674e-10 | -2.011e-10 | 3.3307e-17 | -9.8674e-10 | 2.011e-10 | 0 | 0 | 0 | 0 | 0 | 0 | 0.89228 | 0.5097 | 0.74077 | 0.89228 | 0.5097 | 0.74077 | 3.0341e-13 | -144.4712 | 126.6898 | 3.0363e-13 | -144.4712 | 126.6898
Line8_8_10 | 0 | 0 | 0 | 0 | 0 | 0 | 0 | 0 | 0 | 0 | 0 | 0 | 3.3307e-17 | -2.5756e-10 | -7.1115e-10 | -1.6653e-17 | 2.5756e-10 | 7.1115e-10 | 1.7638e-31 | 9.8674e-10 | -2.011e-10 | 6.6613e-17 | -9.8674e-10 | 2.011e-10 | 0 | 0 | 0 | 0 | 0 | 0 | 0.89228 | 0.5097 | 0.74077 | 0.89228 | 0.5097 | 0.74077 | 3.0341e-13 | -144.4712 | 126.6898 | 3.0397e-13 | -144.4712 | 126.6898
Line9_3_11 | 0 | 0 | 0 | 0 | 0 | 0 | 0 | 0 | 0 | 0 | 0 | 0 | 2.6645e-16 | -4.996e-16 | 1.0658e-15 | -3.3307e-16 | 7.1029e-16 | -7.8851e-16 | 6.6613e-17 | 9.0023e-09 | -9.0023e-09 | -1.3323e-16 | -9.0023e-09 | 9.0023e-09 | 0 | 0 | 0 | 0 | 0 | 0 | 0.77942 | 0 | 0.77942 | 0.77942 | 0 | 0.77942 | 3.0008e-13 | -180 | 180 | 3.086e-13 | -180 | 180

## LL_min_fault_6
name | pf_ikss_a_from_ka | pf_ikss_b_from_ka | pf_ikss_c_from_ka | pf_ikss_a_to_ka | pf_ikss_b_to_ka | pf_ikss_c_to_ka | pf_skss_a_from_mw | pf_skss_b_from_mw | pf_skss_c_from_mw | pf_skss_a_to_mw | pf_skss_b_to_mw | pf_skss_c_to_mw | pf_p_a_from_mw | pf_p_b_from_mw | pf_p_c_from_mw | pf_p_a_to_mw | pf_p_b_to_mw | pf_p_c_to_mw | pf_q_a_from_mvar | pf_q_b_from_mvar | pf_q_c_from_mvar | pf_q_a_to_mvar | pf_q_b_to_mvar | pf_q_c_to_mvar | pf_ikss_a_from_degree | pf_ikss_b_from_degree | pf_ikss_c_from_degree | pf_ikss_a_to_degree | pf_ikss_b_to_degree | pf_ikss_c_to_degree | pf_vm_a_from_pu | pf_vm_b_from_pu | pf_vm_c_from_pu | pf_vm_a_to_pu | pf_vm_b_to_pu | pf_vm_c_to_pu | pf_va_a_from_degree | pf_va_b_from_degree | pf_va_c_from_degree | pf_va_a_to_degree | pf_va_b_to_degree | pf_va_c_to_degree
Line0_1_2 | 0 | 0 | 0 | 0 | 0 | 0 | 0 | 0 | 0 | 0 | 0 | 0 | 4.12e-19 | -3.9144e-11 | -1.1375e-10 | -4.12e-19 | 3.9144e-11 | 1.1375e-10 | -1.0987e-18 | 1.0914e-10 | 2.008e-11 | 1.0987e-18 | -1.0914e-10 | -2.008e-11 | 0 | 0 | 0 | 0 | 0 | 0 | 0.95056 | 0.94509 | 0.94699 | 0.95056 | 0.94509 | 0.94699 | 3.0546e-15 | -120.3156 | 119.9417 | 3.1225e-15 | -120.3156 | 119.9417
Line10_11_12 | 0 | 0 | 0 | 0 | 0 | 0 | 0 | 0 | 0 | 0 | 0 | 0 | 2.1973e-18 | -1.5123e-10 | -2.2795e-10 | -2.1973e-18 | 1.5123e-10 | 2.2795e-10 | -1.0987e-18 | 1.7751e-10 | -4.4628e-11 | -1.0987e-18 | -1.7751e-10 | 4.4628e-11 | 0 | 0 | 0 | 0 | 0 | 0 | 0.94879 | 0.93774 | 0.94511 | 0.94879 | 0.93774 | 0.94511 | 3.1803e-15 | -120.5162 | 120.1303 | 3.1886e-15 | -120.5162 | 120.1303
Line11_12_13 | 0 | 0 | 0 | 0 | 0 | 0 | 0 | 0 | 0 | 0 | 0 | 0 | 1.0987e-18 | -1.2603e-10 | -1.8996e-10 | -2.1973e-18 | 1.2603e-10 | 1.8996e-10 | -1.0987e-18 | 1.4792e-10 | -3.719e-11 | 2.1973e-18 | -1.4792e-10 | 3.719e-11 | 0 | 0 | 0 | 0 | 0 | 0 | 0.94879 | 0.93774 | 0.94511 | 0.94879 | 0.93774 | 0.94511 | 3.1886e-15 | -120.5162 | 120.1303 | 3.2009e-15 | -120.5162 | 120.1303
Line12_13_15 | 0 | 0 | 0 | 0 | 0 | 0 | 0 | 0 | 0 | 0 | 0 | 0 | -1.648e-18 | -7.5617e-11 | -1.1398e-10 | 2.1973e-18 | 7.5617e-11 | 1.1398e-10 | 2.1973e-18 | 8.8754e-11 | -2.2314e-11 | -1.0987e-18 | -8.8754e-11 | 2.2314e-11 | 0 | 0 | 0 | 0 | 0 | 0 | 0.94879 | 0.93774 | 0.94511 | 0.94879 | 0.93774 | 0.94511 | 3.2009e-15 | -120.5162 | 120.1303 | 3.2294e-15 | -120.5162 | 120.1303
Line13_13_14 | 0 | 0 | 0 | 0 | 0 | 0 | 0 | 0 | 0 | 0 | 0 | 0 | -5.4933e-19 | -2.5206e-11 | -3.7992e-11 | 0 | 2.5206e-11 | 3.7992e-11 | -3.0689e-35 | 2.9585e-11 | -7.4381e-12 | 0 | -2.9585e-11 | 7.4381e-12 | 0 | 0 | 0 | 0 | 0 | 0 | 0.94879 | 0.93774 | 0.94511 | 0.94879 | 0.93774 | 0.94511 | 3.2009e-15 | -120.5162 | 120.1303 | 3.2073e-15 | -120.5162 | 120.1303
Line14_15_16 | 0 | 0 | 0 | 0 | 0 | 0 | 0 | 0 | 0 | 0 | 0 | 0 | 6.1925e-35 | -5.0412e-11 | -7.5984e-11 | -6.2026e-35 | 5.0412e-11 | 7.5984e-11 | -1.0987e-18 | 5.9169e-11 | -1.4876e-11 | 1.0987e-18 | -5.9169e-11 | 1.4876e-11 | 0 | 0 | 0 | 0 | 0 | 0 | 0.94879 | 0.93774 | 0.94511 | 0.94879 | 0.93774 | 0.94511 | 3.2294e-15 | -120.5162 | 120.1303 | 3.2347e-15 | -120.5162 | 120.1303
Line15_16_17 | 0 | 0 | 0 | 0 | 0 | 0 | 0 | 0 | 0 | 0 | 0 | 0 | 6.2026e-35 | -2.5206e-11 | -3.7992e-11 | -6.1509e-35 | 2.5206e-11 | 3.7992e-11 | -1.0987e-18 | 2.9585e-11 | -7.4381e-12 | 1.0987e-18 | -2.9585e-11 | 7.4381e-12 | 0 | 0 | 0 | 0 | 0 | 0 | 0.94879 | 0.93774 | 0.94511 | 0.94879 | 0.93774 | 0.94511 | 3.2347e-15 | -120.5162 | 120.1303 | 3.2078e-15 | -120.5162 | 120.1303
Line16_4_18 | 0 | 0 | 0 | 0 | 0 | 0 | 0 | 0 | 0 | 0 | 0 | 0 | -6.8666e-20 | -6.524e-12 | -1.8958e-11 | 6.8666e-20 | 6.524e-12 | 1.8958e-11 | -1.0987e-18 | 1.819e-11 | 3.3467e-12 | 1.0987e-18 | -1.819e-11 | -3.3467e-12 | 0 | 0 | 0 | 0 | 0 | 0 | 0.95056 | 0.94509 | 0.94699 | 0.95056 | 0.94509 | 0.94699 | 3.0199e-15 | -120.3156 | 119.9417 | 2.9995e-15 | -120.3156 | 119.9417
Line17_5_19 | 0 | 0 | 0 | 0 | 0 | 0 | 0 | 0 | 0 | 0 | 0 | 0 | -6.8666e-20 | -6.524e-12 | -1.8958e-11 | 6.8666e-20 | 6.524e-12 | 1.8958e-11 | -1.0987e-18 | 1.819e-11 | 3.3467e-12 | 1.0987e-18 | -1.819e-11 | -3.3467e-12 | 0 | 0 | 0 | 0 | 0 | 0 | 0.95056 | 0.94509 | 0.94699 | 0.95056 | 0.94509 | 0.94699 | 3.0199e-15 | -120.3156 | 119.9417 | 2.9995e-15 | -120.3156 | 119.9417
Line1_1_3 | 0 | 0.053046 | 0.053046 | 0 | 0.053046 | 0.053046 | 0 | 0.012251 | 0.012251 | 0 | 0.012251 | 0.012251 | 4.944e-18 | 0.011222 | 0.0029556 | -4.944e-18 | -0.011168 | -0.0029016 | 2.6358e-34 | 0.0029951 | 0.011187 | -1.0987e-18 | -0.0029388 | -0.011131 | 0 | -135.259 | 44.741 | 0 | 44.741 | -135.259 | 0.95056 | 0.94509 | 0.94699 | 0.94879 | 0.93774 | 0.94511 | 3.0546e-15 | -120.3156 | 119.9417 | 3.1317e-15 | -120.5162 | 120.1303
Line2_1_4 | 0 | 0 | 0 | 0 | 0 | 0 | 0 | 0 | 0 | 0 | 0 | 0 | 6.8666e-19 | -1.3048e-11 | -3.7916e-11 | -6.8666e-19 | 1.3048e-11 | 3.7916e-11 | -1.0987e-18 | 3.6379e-11 | 6.6934e-12 | -3.6191e-35 | -3.6379e-11 | -6.6934e-12 | 0 | 0 | 0 | 0 | 0 | 0 | 0.95056 | 0.94509 | 0.94699 | 0.95056 | 0.94509 | 0.94699 | 3.0546e-15 | -120.3156 | 119.9417 | 3.0199e-15 | -120.3156 | 119.9417
Line3_1_5 | 0 | 0 | 0 | 0 | 0 | 0 | 0 | 0 | 0 | 0 | 0 | 0 | 6.8666e-19 | -1.3048e-11 | -3.7916e-11 | -6.8666e-19 | 1.3048e-11 | 3.7916e-11 | -1.0987e-18 | 3.6379e-11 | 6.6934e-12 | -3.6191e-35 | -3.6379e-11 | -6.6934e-12 | 0 | 0 | 0 | 0 | 0 | 0 | 0.95056 | 0.94509 | 0.94699 | 0.95056 | 0.94509 | 0.94699 | 3.0546e-15 | -120.3156 | 119.9417 | 3.0199e-15 | -120.3156 | 119.9417
Line4_2_6 | 0 | 0 | 0 | 0 | 0 | 0 | 0 | 0 | 0 | 0 | 0 | 0 | 1.3733e-19 | -3.262e-11 | -9.479e-11 | -4.12e-19 | 3.262e-11 | 9.479e-11 | -2.1973e-18 | 9.0948e-11 | 1.6734e-11 | 2.1973e-18 | -9.0948e-11 | -1.6734e-11 | 0 | 0 | 0 | 0 | 0 | 0 | 0.95056 | 0.94509 | 0.94699 | 0.95056 | 0.94509 | 0.94699 | 3.1225e-15 | -120.3156 | 119.9417 | 3.1538e-15 | -120.3156 | 119.9417
Line5_6_7 | 0 | 0 | 0 | 0 | 0 | 0 | 0 | 0 | 0 | 0 | 0 | 0 | 1.236e-18 | -2.6096e-11 | -7.5832e-11 | -1.236e-18 | 2.6096e-11 | 7.5832e-11 | -2.1973e-18 | 7.2758e-11 | 1.3387e-11 | 2.1973e-18 | -7.2758e-11 | -1.3387e-11 | 0 | 0 | 0 | 0 | 0 | 0 | 0.95056 | 0.94509 | 0.94699 | 0.95056 | 0.94509 | 0.94699 | 3.1538e-15 | -120.3156 | 119.9417 | 3.1518e-15 | -120.3156 | 119.9417
Line6_7_8 | 0 | 0 | 0 | 0 | 0 | 0 | 0 | 0 | 0 | 0 | 0 | 0 | 1.7167e-18 | -1.9572e-11 | -5.6874e-11 | -1.7167e-18 | 1.9572e-11 | 5.6874e-11 | -2.7466e-18 | 5.4569e-11 | 1.004e-11 | 1.648e-18 | -5.4569e-11 | -1.004e-11 | 0 | 0 | 0 | 0 | 0 | 0 | 0.95056 | 0.94509 | 0.94699 | 0.95056 | 0.94509 | 0.94699 | 3.1518e-15 | -120.3156 | 119.9417 | 3.1276e-15 | -120.3156 | 119.9417
Line7_8_9 | 0 | 0 | 0 | 0 | 0 | 0 | 0 | 0 | 0 | 0 | 0 | 0 | -2.7466e-19 | -6.524e-12 | -1.8958e-11 | 5.9994e-35 | 6.524e-12 | 1.8958e-11 | -1.4993e-35 | 1.819e-11 | 3.3467e-12 | -1.0987e-18 | -1.819e-11 | -3.3467e-12 | 0 | 0 | 0 | 0 | 0 | 0 | 0.95056 | 0.94509 | 0.94699 | 0.95056 | 0.94509 | 0.94699 | 3.1276e-15 | -120.3156 | 119.9417 | 3.1287e-15 | -120.3156 | 119.9417
Line8_8_10 | 0 | 0 | 0 | 0 | 0 | 0 | 0 | 0 | 0 | 0 | 0 | 0 | -7.5533e-19 | -6.524e-12 | -1.8958e-11 | 4.8066e-19 | 6.524e-12 | 1.8958e-11 | -5.4933e-19 | 1.819e-11 | 3.3467e-12 | 2.6229e-35 | -1.819e-11 | -3.3467e-12 | 0 | 0 | 0 | 0 | 0 | 0 | 0.95056 | 0.94509 | 0.94699 | 0.95056 | 0.94509 | 0.94699 | 3.1276e-15 | -120.3156 | 119.9417 | 3.1265e-15 | -120.3156 | 119.9417
Line9_3_11 | 0 | 0 | 0 | 0 | 0 | 0 | 0 | 0 | 0 | 0 | 0 | 0 | 2.7466e-18 | -1.7644e-10 | -2.6595e-10 | -2.1973e-18 | 1.7644e-10 | 2.6595e-10 | 1.0987e-18 | 2.0709e-10 | -5.2066e-11 | -1.0987e-18 | -2.0709e-10 | 5.2066e-11 | 0 | 0 | 0 | 0 | 0 | 0 | 0.94879 | 0.93774 | 0.94511 | 0.94879 | 0.93774 | 0.94511 | 3.1317e-15 | -120.5162 | 120.1303 | 3.1803e-15 | -120.5162 | 120.1303

## LL_min_fault_10
name | pf_ikss_a_from_ka | pf_ikss_b_from_ka | pf_ikss_c_from_ka | pf_ikss_a_to_ka | pf_ikss_b_to_ka | pf_ikss_c_to_ka | pf_skss_a_from_mw | pf_skss_b_from_mw | pf_skss_c_from_mw | pf_skss_a_to_mw | pf_skss_b_to_mw | pf_skss_c_to_mw | pf_p_a_from_mw | pf_p_b_from_mw | pf_p_c_from_mw | pf_p_a_to_mw | pf_p_b_to_mw | pf_p_c_to_mw | pf_q_a_from_mvar | pf_q_b_from_mvar | pf_q_c_from_mvar | pf_q_a_to_mvar | pf_q_b_to_mvar | pf_q_c_to_mvar | pf_ikss_a_from_degree | pf_ikss_b_from_degree | pf_ikss_c_from_degree | pf_ikss_a_to_degree | pf_ikss_b_to_degree | pf_ikss_c_to_degree | pf_vm_a_from_pu | pf_vm_b_from_pu | pf_vm_c_from_pu | pf_vm_a_to_pu | pf_vm_b_to_pu | pf_vm_c_to_pu | pf_va_a_from_degree | pf_va_b_from_degree | pf_va_c_from_degree | pf_va_a_to_degree | pf_va_b_to_degree | pf_va_c_to_degree
Line0_1_2 | 0 | 0 | 0 | 0 | 0 | 0 | 0 | 0 | 0 | 0 | 0 | 0 | 1.236e-18 | -3.5132e-11 | -1.0209e-10 | -9.7578e-19 | 3.5132e-11 | 1.0209e-10 | -5.2042e-19 | 9.7952e-11 | 1.8022e-11 | 5.2042e-19 | -9.7952e-11 | -1.8022e-11 | 0 | 0 | 0 | 0 | 0 | 0 | 0.90053 | 0.89535 | 0.89714 | 0.90053 | 0.89535 | 0.89714 | 3.0078e-15 | -120.3156 | 119.9417 | 3.0805e-15 | -120.3156 | 119.9417
Line10_11_12 | 0 | 0 | 0 | 0 | 0 | 0 | 0 | 0 | 0 | 0 | 0 | 0 | 5.2042e-18 | -1.3573e-10 | -2.0459e-10 | -3.6429e-18 | 1.3573e-10 | 2.0459e-10 | -1.0408e-18 | 1.5931e-10 | -4.0054e-11 | -1.975e-34 | -1.5931e-10 | 4.0054e-11 | 0 | 0 | 0 | 0 | 0 | 0 | 0.89885 | 0.88838 | 0.89536 | 0.89885 | 0.88838 | 0.89536 | 3.098e-15 | -120.5162 | 120.1303 | 3.1063e-15 | -120.5162 | 120.1303
Line11_12_13 | 0 | 0 | 0 | 0 | 0 | 0 | 0 | 0 | 0 | 0 | 0 | 0 | 5.2042e-19 | -1.1311e-10 | -1.7049e-10 | -2.0817e-18 | 1.1311e-10 | 1.7049e-10 | 2.8214e-35 | 1.3276e-10 | -3.3379e-11 | 1.0408e-18 | -1.3276e-10 | 3.3379e-11 | 0 | 0 | 0 | 0 | 0 | 0 | 0.89885 | 0.88838 | 0.89536 | 0.89885 | 0.88838 | 0.89536 | 3.1063e-15 | -120.5162 | 120.1303 | 3.1186e-15 | -120.5162 | 120.1303
Line12_13_15 | 0 | 0 | 0 | 0 | 0 | 0 | 0 | 0 | 0 | 0 | 0 | 0 | -5.2042e-19 | -6.7867e-11 | -1.0229e-10 | 1.0408e-18 | 6.7867e-11 | 1.0229e-10 | -2.8326e-35 | 7.9657e-11 | -2.0027e-11 | 5.717e-35 | -7.9657e-11 | 2.0027e-11 | 0 | 0 | 0 | 0 | 0 | 0 | 0.89885 | 0.88838 | 0.89536 | 0.89885 | 0.88838 | 0.89536 | 3.1186e-15 | -120.5162 | 120.1303 | 3.1471e-15 | -120.5162 | 120.1303
Line13_13_14 | 0 | 0 | 0 | 0 | 0 | 0 | 0 | 0 | 0 | 0 | 0 | 0 | -5.2042e-19 | -2.2622e-11 | -3.4098e-11 | 5.2042e-19 | 2.2622e-11 | 3.4098e-11 | -2.8326e-35 | 2.6552e-11 | -6.6757e-12 | 2.8384e-35 | -2.6552e-11 | 6.6757e-12 | 0 | 0 | 0 | 0 | 0 | 0 | 0.89885 | 0.88838 | 0.89536 | 0.89885 | 0.88838 | 0.89536 | 3.1186e-15 | -120.5162 | 120.1303 | 3.125e-15 | -120.5162 | 120.1303
Line14_15_16 | 0 | 0 | 0 | 0 | 0 | 0 | 0 | 0 | 0 | 0 | 0 | 0 | 5.2042e-19 | -4.5245e-11 | -6.8196e-11 | -5.2042e-19 | 4.5245e-11 | 6.8196e-11 | -1.0408e-18 | 5.3105e-11 | -1.3351e-11 | 2.0817e-18 | -5.3105e-11 | 1.3351e-11 | 0 | 0 | 0 | 0 | 0 | 0 | 0.89885 | 0.88838 | 0.89536 | 0.89885 | 0.88838 | 0.89536 | 3.1471e-15 | -120.5162 | 120.1303 | 3.1524e-15 | -120.5162 | 120.1303
Line15_16_17 | 0 | 0 | 0 | 0 | 0 | 0 | 0 | 0 | 0 | 0 | 0 | 0 | 5.2042e-19 | -2.2622e-11 | -3.4098e-11 | 5.2042e-19 | 2.2622e-11 | 3.4098e-11 | -2.0817e-18 | 2.6552e-11 | -6.6757e-12 | 1.0408e-18 | -2.6552e-11 | 6.6757e-12 | 0 | 0 | 0 | 0 | 0 | 0 | 0.89885 | 0.88838 | 0.89536 | 0.89885 | 0.88838 | 0.89536 | 3.1524e-15 | -120.5162 | 120.1303 | 3.1255e-15 | -120.5162 | 120.1303
Line16_4_18 | 0 | 0 | 0 | 0 | 0 | 0 | 0 | 0 | 0 | 0 | 0 | 0 | 9.7578e-19 | -5.8554e-12 | -1.7015e-11 | -9.7578e-19 | 5.8554e-12 | 1.7015e-11 | 5.0633e-35 | 1.6325e-11 | 3.0037e-12 | -5.2042e-19 | -1.6325e-11 | -3.0037e-12 | 0 | 0 | 0 | 0 | 0 | 0 | 0.90053 | 0.89535 | 0.89714 | 0.90053 | 0.89535 | 0.89714 | 2.973e-15 | -120.3156 | 119.9417 | 2.9527e-15 | -120.3156 | 119.9417
Line17_5_19 | 0 | 0 | 0 | 0 | 0 | 0 | 0 | 0 | 0 | 0 | 0 | 0 | 9.7578e-19 | -5.8554e-12 | -1.7015e-11 | -9.7578e-19 | 5.8554e-12 | 1.7015e-11 | 5.0633e-35 | 1.6325e-11 | 3.0037e-12 | -5.2042e-19 | -1.6325e-11 | -3.0037e-12 | 0 | 0 | 0 | 0 | 0 | 0 | 0.90053 | 0.89535 | 0.89714 | 0.90053 | 0.89535 | 0.89714 | 2.973e-15 | -120.3156 | 119.9417 | 2.9527e-15 | -120.3156 | 119.9417
Line1_1_3 | 0 | 0.050254 | 0.050254 | 0 | 0.050254 | 0.050254 | 0 | 0.011606 | 0.011606 | 0 | 0.011606 | 0.011606 | 3.6429e-18 | 0.010072 | 0.0026527 | -3.6429e-18 | -0.010023 | -0.0026042 | 1.9124e-34 | 0.0026881 | 0.01004 | -1.9388e-34 | -0.0026376 | -0.00999 | 0 | -135.259 | 44.741 | 0 | 44.741 | -135.259 | 0.90053 | 0.89535 | 0.89714 | 0.89885 | 0.88838 | 0.89536 | 3.0078e-15 | -120.3156 | 119.9417 | 3.0494e-15 | -120.5162 | 120.1303
Line2_1_4 | 0 | 0 | 0 | 0 | 0 | 0 | 0 | 0 | 0 | 0 | 0 | 0 | -1.9516e-19 | -1.1711e-11 | -3.403e-11 | -6.5052e-20 | 1.1711e-11 | 3.403e-11 | -1.0408e-18 | 3.2651e-11 | 6.0074e-12 | 1.0408e-18 | -3.2651e-11 | -6.0074e-12 | 0 | 0 | 0 | 0 | 0 | 0 | 0.90053 | 0.89535 | 0.89714 | 0.90053 | 0.89535 | 0.89714 | 3.0078e-15 | -120.3156 | 119.9417 | 2.973e-15 | -120.3156 | 119.9417
Line3_1_5 | 0 | 0 | 0 | 0 | 0 | 0 | 0 | 0 | 0 | 0 | 0 | 0 | -1.9516e-19 | -1.1711e-11 | -3.403e-11 | -6.5052e-20 | 1.1711e-11 | 3.403e-11 | -1.0408e-18 | 3.2651e-11 | 6.0074e-12 | 1.0408e-18 | -3.2651e-11 | -6.0074e-12 | 0 | 0 | 0 | 0 | 0 | 0 | 0.90053 | 0.89535 | 0.89714 | 0.90053 | 0.89535 | 0.89714 | 3.0078e-15 | -120.3156 | 119.9417 | 2.973e-15 | -120.3156 | 119.9417
Line4_2_6 | 0 | 0 | 0 | 0 | 0 | 0 | 0 | 0 | 0 | 0 | 0 | 0 | 1.0408e-18 | -2.9277e-11 | -8.5075e-11 | -5.2042e-19 | 2.9277e-11 | 8.5075e-11 | -1.5613e-18 | 8.1626e-11 | 1.5018e-11 | 1.0408e-18 | -8.1626e-11 | -1.5018e-11 | 0 | 0 | 0 | 0 | 0 | 0 | 0.90053 | 0.89535 | 0.89714 | 0.90053 | 0.89535 | 0.89714 | 3.0805e-15 | -120.3156 | 119.9417 | 3.1191e-15 | -120.3156 | 119.9417
Line5_6_7 | 0 | 0 | 0 | 0 | 0 | 0 | 0 | 0 | 0 | 0 | 0 | 0 | 6.5052e-19 | -2.3421e-11 | -6.806e-11 | -3.9031e-19 | 2.3421e-11 | 6.806e-11 | -5.2042e-19 | 6.5301e-11 | 1.2015e-11 | 1.0408e-18 | -6.5301e-11 | -1.2015e-11 | 0 | 0 | 0 | 0 | 0 | 0 | 0.90053 | 0.89535 | 0.89714 | 0.90053 | 0.89535 | 0.89714 | 3.1191e-15 | -120.3156 | 119.9417 | 3.1229e-15 | -120.3156 | 119.9417
Line6_7_8 | 0 | 0 | 0 | 0 | 0 | 0 | 0 | 0 | 0 | 0 | 0 | 0 | 1.0408e-18 | -1.7566e-11 | -5.1045e-11 | -7.8063e-19 | 1.7566e-11 | 5.1045e-11 | -2.6021e-18 | 4.8976e-11 | 9.0111e-12 | 2.6021e-18 | -4.8976e-11 | -9.0111e-12 | 0 | 0 | 0 | 0 | 0 | 0 | 0.90053 | 0.89535 | 0.89714 | 0.90053 | 0.89535 | 0.89714 | 3.1229e-15 | -120.3156 | 119.9417 | 3.1012e-15 | -120.3156 | 119.9417
Line7_8_9 | 0 | 0 | 0 | 0 | 0 | 0 | 0 | 0 | 0 | 0 | 0 | 0 | 0 | -5.8554e-12 | -1.7015e-11 | 0 | 5.8554e-12 | 1.7015e-11 | 0 | 1.6325e-11 | 3.0037e-12 | 0 | -1.6325e-11 | -3.0037e-12 | 0 | 0 | 0 | 0 | 0 | 0 | 0.90053 | 0.89535 | 0.89714 | 0.90053 | 0.89535 | 0.89714 | 3.1012e-15 | -120.3156 | 119.9417 | 3.1024e-15 | -120.3156 | 119.9417
Line8_8_10 | 0 | 0 | 0 | 0 | 0 | 0 | 0 | 0 | 0 | 0 | 0 | 0 | -7.8063e-19 | -5.8554e-12 | -1.7015e-11 | 1.0408e-18 | 5.8554e-12 | 1.7015e-11 | -4.2252e-35 | 1.6325e-11 | 3.0037e-12 | 5.6317e-35 | -1.6325e-11 | -3.0037e-12 | 0 | 0 | 0 | 0 | 0 | 0 | 0.90053 | 0.89535 | 0.89714 | 0.90053 | 0.89535 | 0.89714 | 3.1012e-15 | -120.3156 | 119.9417 | 3.1001e-15 | -120.3156 | 119.9417
Line9_3_11 | 0 | 0 | 0 | 0 | 0 | 0 | 0 | 0 | 0 | 0 | 0 | 0 | 4.1633e-18 | -1.5836e-10 | -2.3869e-10 | -4.1633e-18 | 1.5836e-10 | 2.3869e-10 | 2.2158e-34 | 1.8587e-10 | -4.673e-11 | -2.2511e-34 | -1.8587e-10 | 4.673e-11 | 0 | 0 | 0 | 0 | 0 | 0 | 0.89885 | 0.88838 | 0.89536 | 0.89885 | 0.88838 | 0.89536 | 3.0494e-15 | -120.5162 | 120.1303 | 3.098e-15 | -120.5162 | 120.1303

## LG_max_6
name | pf_ikss_a_from_ka | pf_ikss_b_from_ka | pf_ikss_c_from_ka | pf_ikss_a_to_ka | pf_ikss_b_to_ka | pf_ikss_c_to_ka | pf_skss_a_from_mw | pf_skss_b_from_mw | pf_skss_c_from_mw | pf_skss_a_to_mw | pf_skss_b_to_mw | pf_skss_c_to_mw | pf_p_a_from_mw | pf_p_b_from_mw | pf_p_c_from_mw | pf_p_a_to_mw | pf_p_b_to_mw | pf_p_c_to_mw | pf_q_a_from_mvar | pf_q_b_from_mvar | pf_q_c_from_mvar | pf_q_a_to_mvar | pf_q_b_to_mvar | pf_q_c_to_mvar | pf_ikss_a_from_degree | pf_ikss_b_from_degree | pf_ikss_c_from_degree | pf_ikss_a_to_degree | pf_ikss_b_to_degree | pf_ikss_c_to_degree | pf_vm_a_from_pu | pf_vm_b_from_pu | pf_vm_c_from_pu | pf_vm_a_to_pu | pf_vm_b_to_pu | pf_vm_c_to_pu | pf_va_a_from_degree | pf_va_b_from_degree | pf_va_c_from_degree | pf_va_a_to_degree | pf_va_b_to_degree | pf_va_c_to_degree
Line0_1_2 | 0 | 0 | 0 | 0 | 0 | 0 | 0 | 0 | 0 | 0 | 0 | 0 | -2.1861e-09 | 4.5954e-08 | -5.148e-08 | 2.804e-09 | -3.7977e-08 | 4.2885e-08 | 3.0384e-08 | -2.2723e-08 | -2.2352e-08 | -2.5656e-08 | 1.9187e-08 | 1.8184e-08 | 0 | 0 | 0 | 0 | 0 | 0 | 0.70058 | 1.05 | 0.81084 | 0.70058 | 1.05 | 0.81084 | -9.633 | -116.0931 | 113.6882 | -9.633 | -116.0931 | 113.6882
Line10_11_12 | 0 | 0 | 0 | 0 | 0 | 0 | 0 | 0 | 0 | 0 | 0 | 0 | -1.8136e-15 | 9.4759e-08 | -9.761e-08 | 2.6864e-15 | -7.862e-08 | 8.1471e-08 | -2.4662e-15 | -2.8069e-08 | -3.9569e-08 | 3.9506e-15 | 2.4019e-08 | 3.222e-08 | 0 | 0 | 0 | 0 | 0 | 0 | 0.53847 | 1.05 | 0.57387 | 0.53847 | 1.05 | 0.57387 | 0 | -109.9211 | 108.6454 | 0 | -109.9211 | 108.6454
Line11_12_13 | 0 | 0 | 0 | 0 | 0 | 0 | 0 | 0 | 0 | 0 | 0 | 0 | -2.8005e-15 | 7.8966e-08 | -8.1342e-08 | 2.9373e-15 | -6.2827e-08 | 6.5203e-08 | -3.7927e-15 | -2.3391e-08 | -3.2974e-08 | 4.3878e-15 | 1.9341e-08 | 2.5626e-08 | 0 | 0 | 0 | 0 | 0 | 0 | 0.53847 | 1.05 | 0.57387 | 0.53847 | 1.05 | 0.57387 | 0 | -109.9211 | 108.6454 | 0 | -109.9211 | 108.6454
Line12_13_15 | 0 | 0 | 0 | 0 | 0 | 0 | 0 | 0 | 0 | 0 | 0 | 0 | -2.3205e-15 | 4.7379e-08 | -4.8805e-08 | 1.6162e-15 | -3.124e-08 | 3.2666e-08 | -3.1275e-15 | -1.4035e-08 | -1.9784e-08 | 2.651e-15 | 9.9848e-09 | 1.2436e-08 | 0 | 0 | 0 | 0 | 0 | 0 | 0.53847 | 1.05 | 0.57387 | 0.53847 | 1.05 | 0.57387 | 0 | -109.9211 | 108.6454 | 0 | -109.9211 | 108.6454
Line13_13_14 | 0 | 0 | 0 | 0 | 0 | 0 | 0 | 0 | 0 | 0 | 0 | 0 | -7.7349e-16 | 1.5793e-08 | -1.6268e-08 | -1.6029e-16 | 3.4586e-10 | 1.2931e-10 | -1.0425e-15 | -4.6782e-09 | -6.5948e-09 | 2.2666e-16 | 6.2839e-10 | -7.5342e-10 | 0 | 0 | 0 | 0 | 0 | 0 | 0.53847 | 1.05 | 0.57387 | 0.53847 | 1.05 | 0.57387 | 0 | -109.9211 | 108.6454 | 0 | -109.9211 | 108.6454
Line14_15_16 | 0 | 0 | 0 | 0 | 0 | 0 | 0 | 0 | 0 | 0 | 0 | 0 | -1.796e-15 | 3.1586e-08 | -3.2537e-08 | 7.8496e-16 | -1.5447e-08 | 1.6398e-08 | -2.3988e-15 | -9.3564e-09 | -1.319e-08 | 1.5666e-15 | 5.3066e-09 | 5.8413e-09 | 0 | 0 | 0 | 0 | 0 | 0 | 0.53847 | 1.05 | 0.57387 | 0.53847 | 1.05 | 0.57387 | 0 | -109.9211 | 108.6454 | 0 | -109.9211 | 108.6454
Line15_16_17 | 0 | 0 | 0 | 0 | 0 | 0 | 0 | 0 | 0 | 0 | 0 | 0 | -9.7803e-16 | 1.5793e-08 | -1.6268e-08 | -1.9671e-16 | 3.4586e-10 | 1.2931e-10 | -1.2928e-15 | -4.6782e-09 | -6.5948e-09 | 2.8265e-16 | 6.2839e-10 | -7.5342e-10 | 0 | 0 | 0 | 0 | 0 | 0 | 0.53847 | 1.05 | 0.57387 | 0.53847 | 1.05 | 0.57387 | 0 | -109.9211 | 108.6454 | 0 | -109.9211 | 108.6454
Line16_4_18 | 0 | 0 | 0 | 0 | 0 | 0 | 0 | 0 | 0 | 0 | 0 | 0 | -3.6435e-10 | 7.659e-09 | -8.58e-09 | 9.8223e-10 | 3.1815e-10 | -1.5067e-11 | 5.0639e-09 | -3.7872e-09 | -3.7254e-09 | -3.3681e-10 | 2.5101e-10 | -4.4339e-10 | 0 | 0 | 0 | 0 | 0 | 0 | 0.70058 | 1.05 | 0.81084 | 0.70058 | 1.05 | 0.81084 | -9.633 | -116.0931 | 113.6882 | -9.633 | -116.0931 | 113.6882
Line17_5_19 | 0 | 0 | 0 | 0 | 0 | 0 | 0 | 0 | 0 | 0 | 0 | 0 | -3.6435e-10 | 7.659e-09 | -8.58e-09 | 9.8223e-10 | 3.1815e-10 | -1.5067e-11 | 5.0639e-09 | -3.7872e-09 | -3.7254e-09 | -3.3681e-10 | 2.5101e-10 | -4.4339e-10 | 0 | 0 | 0 | 0 | 0 | 0 | 0.70058 | 1.05 | 0.81084 | 0.70058 | 1.05 | 0.81084 | -9.633 | -116.0931 | 113.6882 | -9.633 | -116.0931 | 113.6882
Line1_1_3 | 6.4792 | 0 | 0 | 6.4792 | 0 | 0 | 1.4963 | 0 | 0 | 1.4963 | 0 | 0 | 0.34984 | 1.2073e-07 | -1.2791e-07 | -5.573e-15 | -1.1021e-07 | 1.1401e-07 | 0.69968 | -5.0924e-08 | -6.4924e-08 | 1.5659e-13 | 3.3376e-08 | 4.541e-08 | -73.0679 | 0 | 0 | 106.9321 | 0 | 0 | 0.70058 | 1.05 | 0.81084 | 0.53847 | 1.05 | 0.57387 | -9.633 | -116.0931 | 113.6882 | 0 | -109.9211 | 108.6454
Line2_1_4 | 0 | 0 | 0 | 0 | 0 | 0 | 0 | 0 | 0 | 0 | 0 | 0 | -7.2871e-10 | 1.5318e-08 | -1.716e-08 | 1.3466e-09 | -7.3409e-09 | 8.5649e-09 | 1.0128e-08 | -7.5743e-09 | -7.4508e-09 | -5.4007e-09 | 4.0382e-09 | 3.282e-09 | 0 | 0 | 0 | 0 | 0 | 0 | 0.70058 | 1.05 | 0.81084 | 0.70058 | 1.05 | 0.81084 | -9.633 | -116.0931 | 113.6882 | -9.633 | -116.0931 | 113.6882
Line3_1_5 | 0 | 0 | 0 | 0 | 0 | 0 | 0 | 0 | 0 | 0 | 0 | 0 | -7.2871e-10 | 1.5318e-08 | -1.716e-08 | 1.3466e-09 | -7.3409e-09 | 8.5649e-09 | 1.0128e-08 | -7.5743e-09 | -7.4508e-09 | -5.4007e-09 | 4.0382e-09 | 3.282e-09 | 0 | 0 | 0 | 0 | 0 | 0 | 0.70058 | 1.05 | 0.81084 | 0.70058 | 1.05 | 0.81084 | -9.633 | -116.0931 | 113.6882 | -9.633 | -116.0931 | 113.6882
Line4_2_6 | 0 | 0 | 0 | 0 | 0 | 0 | 0 | 0 | 0 | 0 | 0 | 0 | -1.8218e-09 | 3.8295e-08 | -4.29e-08 | 2.4396e-09 | -3.0318e-08 | 3.4305e-08 | 2.532e-08 | -1.8936e-08 | -1.8627e-08 | -2.0593e-08 | 1.54e-08 | 1.4458e-08 | 0 | 0 | 0 | 0 | 0 | 0 | 0.70058 | 1.05 | 0.81084 | 0.70058 | 1.05 | 0.81084 | -9.633 | -116.0931 | 113.6882 | -9.633 | -116.0931 | 113.6882
Line5_6_7 | 0 | 0 | 0 | 0 | 0 | 0 | 0 | 0 | 0 | 0 | 0 | 0 | -1.4574e-09 | 3.0636e-08 | -3.432e-08 | 2.0753e-09 | -2.2659e-08 | 2.5725e-08 | 2.0256e-08 | -1.5149e-08 | -1.4902e-08 | -1.5529e-08 | 1.1612e-08 | 1.0733e-08 | 0 | 0 | 0 | 0 | 0 | 0 | 0.70058 | 1.05 | 0.81084 | 0.70058 | 1.05 | 0.81084 | -9.633 | -116.0931 | 113.6882 | -9.633 | -116.0931 | 113.6882
Line6_7_8 | 0 | 0 | 0 | 0 | 0 | 0 | 0 | 0 | 0 | 0 | 0 | 0 | -1.0931e-09 | 2.2977e-08 | -2.574e-08 | 1.7109e-09 | -1.5e-08 | 1.7145e-08 | 1.5192e-08 | -1.1361e-08 | -1.1176e-08 | -1.0465e-08 | 7.8253e-09 | 7.0074e-09 | 0 | 0 | 0 | 0 | 0 | 0 | 0.70058 | 1.05 | 0.81084 | 0.70058 | 1.05 | 0.81084 | -9.633 | -116.0931 | 113.6882 | -9.633 | -116.0931 | 113.6882
Line7_8_9 | 0 | 0 | 0 | 0 | 0 | 0 | 0 | 0 | 0 | 0 | 0 | 0 | -3.6435e-10 | 7.659e-09 | -8.58e-09 | 9.8223e-10 | 3.1815e-10 | -1.5066e-11 | 5.0639e-09 | -3.7872e-09 | -3.7254e-09 | -3.3681e-10 | 2.5101e-10 | -4.4339e-10 | 0 | 0 | 0 | 0 | 0 | 0 | 0.70058 | 1.05 | 0.81084 | 0.70058 | 1.05 | 0.81084 | -9.633 | -116.0931 | 113.6882 | -9.633 | -116.0931 | 113.6882
Line8_8_10 | 0 | 0 | 0 | 0 | 0 | 0 | 0 | 0 | 0 | 0 | 0 | 0 | -3.6435e-10 | 7.659e-09 | -8.58e-09 | 9.8223e-10 | 3.1815e-10 | -1.5066e-11 | 5.0639e-09 | -3.7872e-09 | -3.7254e-09 | -3.3681e-10 | 2.5101e-10 | -4.4339e-10 | 0 | 0 | 0 | 0 | 0 | 0 | 0.70058 | 1.05 | 0.81084 | 0.70058 | 1.05 | 0.81084 | -9.633 | -116.0931 | 113.6882 | -9.633 | -116.0931 | 113.6882
Line9_3_11 | 0 | 0 | 0 | 0 | 0 | 0 | 0 | 0 | 0 | 0 | 0 | 0 | 8.1555e-21 | 1.1055e-07 | -1.1388e-07 | 1.7517e-15 | -9.4413e-08 | 9.7739e-08 | -1.0954e-20 | -3.2747e-08 | -4.6163e-08 | 2.5516e-15 | 2.8698e-08 | 3.8815e-08 | 0 | 0 | 0 | 0 | 0 | 0 | 0.53847 | 1.05 | 0.57387 | 0.53847 | 1.05 | 0.57387 | 0 | -109.9211 | 108.6454 | 0 | -109.9211 | 108.6454

## LG_max_10
name | pf_ikss_a_from_ka | pf_ikss_b_from_ka | pf_ikss_c_from_ka | pf_ikss_a_to_ka | pf_ikss_b_to_ka | pf_ikss_c_to_ka | pf_skss_a_from_mw | pf_skss_b_from_mw | pf_skss_c_from_mw | pf_skss_a_to_mw | pf_skss_b_to_mw | pf_skss_c_to_mw | pf_p_a_from_mw | pf_p_b_from_mw | pf_p_c_from_mw | pf_p_a_to_mw | pf_p_b_to_mw | pf_p_c_to_mw | pf_q_a_from_mvar | pf_q_b_from_mvar | pf_q_c_from_mvar | pf_q_a_to_mvar | pf_q_b_to_mvar | pf_q_c_to_mvar | pf_ikss_a_from_degree | pf_ikss_b_from_degree | pf_ikss_c_from_degree | pf_ikss_a_to_degree | pf_ikss_b_to_degree | pf_ikss_c_to_degree | pf_vm_a_from_pu | pf_vm_b_from_pu | pf_vm_c_from_pu | pf_vm_a_to_pu | pf_vm_b_to_pu | pf_vm_c_to_pu | pf_va_a_from_degree | pf_va_b_from_degree | pf_va_c_from_degree | pf_va_a_to_degree | pf_va_b_to_degree | pf_va_c_to_degree
Line0_1_2 | 0 | 0 | 0 | 0 | 0 | 0 | 0 | 0 | 0 | 0 | 0 | 0 | -2.3993e-09 | 5.1599e-08 | -5.7691e-08 | 3.0759e-09 | -4.2644e-08 | 4.806e-08 | 3.3284e-08 | -2.5132e-08 | -2.5134e-08 | -2.8106e-08 | 2.1227e-08 | 2.0448e-08 | 0 | 0 | 0 | 0 | 0 | 0 | 0.7267 | 1.1 | 0.84369 | 0.7267 | 1.1 | 0.84369 | -9.8533 | -115.9703 | 113.5402 | -9.8533 | -115.9703 | 113.5402
Line10_11_12 | 0 | 0 | 0 | 0 | 0 | 0 | 0 | 0 | 0 | 0 | 0 | 0 | -1.9917e-15 | 1.0393e-07 | -1.0706e-07 | 2.9504e-15 | -8.6227e-08 | 8.9355e-08 | -2.7097e-15 | -3.0531e-08 | -4.3647e-08 | 4.3409e-15 | 2.6131e-08 | 3.5544e-08 | 0 | 0 | 0 | 0 | 0 | 0 | 0.56366 | 1.1 | 0.6016 | 0.56366 | 1.1 | 0.6016 | 0 | -109.928 | 108.6232 | 0 | -109.928 | 108.6232
Line11_12_13 | 0 | 0 | 0 | 0 | 0 | 0 | 0 | 0 | 0 | 0 | 0 | 0 | -3.0754e-15 | 8.661e-08 | -8.9216e-08 | 3.226e-15 | -6.8905e-08 | 7.1512e-08 | -4.1672e-15 | -2.5443e-08 | -3.6373e-08 | 4.8214e-15 | 2.1043e-08 | 2.8269e-08 | 0 | 0 | 0 | 0 | 0 | 0 | 0.56366 | 1.1 | 0.6016 | 0.56366 | 1.1 | 0.6016 | 0 | -109.928 | 108.6232 | 0 | -109.928 | 108.6232
Line12_13_15 | 0 | 0 | 0 | 0 | 0 | 0 | 0 | 0 | 0 | 0 | 0 | 0 | -2.5482e-15 | 5.1966e-08 | -5.3529e-08 | 1.7754e-15 | -3.4262e-08 | 3.5825e-08 | -3.4364e-15 | -1.5266e-08 | -2.1824e-08 | 2.9131e-15 | 1.0866e-08 | 1.372e-08 | 0 | 0 | 0 | 0 | 0 | 0 | 0.56366 | 1.1 | 0.6016 | 0.56366 | 1.1 | 0.6016 | 0 | -109.928 | 108.6232 | 0 | -109.928 | 108.6232
Line13_13_14 | 0 | 0 | 0 | 0 | 0 | 0 | 0 | 0 | 0 | 0 | 0 | 0 | -8.494e-16 | 1.7322e-08 | -1.7843e-08 | -1.7554e-16 | 3.8219e-10 | 1.3904e-10 | -1.1455e-15 | -5.0885e-09 | -7.2745e-09 | 2.4929e-16 | 6.8864e-10 | -8.2903e-10 | 0 | 0 | 0 | 0 | 0 | 0 | 0.56366 | 1.1 | 0.6016 | 0.56366 | 1.1 | 0.6016 | 0 | -109.928 | 108.6232 | 0 | -109.928 | 108.6232
Line14_15_16 | 0 | 0 | 0 | 0 | 0 | 0 | 0 | 0 | 0 | 0 | 0 | 0 | -1.9722e-15 | 3.4644e-08 | -3.5686e-08 | 8.6257e-16 | -1.694e-08 | 1.7982e-08 | -2.6358e-15 | -1.0177e-08 | -1.4549e-08 | 1.7216e-15 | 5.7772e-09 | 6.4455e-09 | 0 | 0 | 0 | 0 | 0 | 0 | 0.56366 | 1.1 | 0.6016 | 0.56366 | 1.1 | 0.6016 | 0 | -109.928 | 108.6232 | 0 | -109.928 | 108.6232
Line15_16_17 | 0 | 0 | 0 | 0 | 0 | 0 | 0 | 0 | 0 | 0 | 0 | 0 | -1.074e-15 | 1.7322e-08 | -1.7843e-08 | -2.1543e-16 | 3.8219e-10 | 1.3904e-10 | -1.4205e-15 | -5.0885e-09 | -7.2745e-09 | 3.1086e-16 | 6.8864e-10 | -8.2903e-10 | 0 | 0 | 0 | 0 | 0 | 0 | 0.56366 | 1.1 | 0.6016 | 0.56366 | 1.1 | 0.6016 | 0 | -109.928 | 108.6232 | 0 | -109.928 | 108.6232
Line16_4_18 | 0 | 0 | 0 | 0 | 0 | 0 | 0 | 0 | 0 | 0 | 0 | 0 | -3.9988e-10 | 8.5998e-09 | -9.6151e-09 | 1.0765e-09 | 3.5487e-10 | -1.6161e-11 | 5.5473e-09 | -4.1886e-09 | -4.1891e-09 | -3.6916e-10 | 2.8359e-10 | -4.9781e-10 | 0 | 0 | 0 | 0 | 0 | 0 | 0.7267 | 1.1 | 0.84369 | 0.7267 | 1.1 | 0.84369 | -9.8533 | -115.9703 | 113.5402 | -9.8533 | -115.9703 | 113.5402
Line17_5_19 | 0 | 0 | 0 | 0 | 0 | 0 | 0 | 0 | 0 | 0 | 0 | 0 | -3.9988e-10 | 8.5998e-09 | -9.6151e-09 | 1.0765e-09 | 3.5487e-10 | -1.6161e-11 | 5.5473e-09 | -4.1886e-09 | -4.1891e-09 | -3.6916e-10 | 2.8359e-10 | -4.9781e-10 | 0 | 0 | 0 | 0 | 0 | 0 | 0.7267 | 1.1 | 0.84369 | 0.7267 | 1.1 | 0.84369 | -9.8533 | -115.9703 | 113.5402 | -9.8533 | -115.9703 | 113.5402
Line1_1_3 | 6.6287 | 0 | 0 | 6.6287 | 0 | 0 | 1.5308 | 0 | 0 | 1.5308 | 0 | 0 | 0.36617 | 1.3253e-07 | -1.4038e-07 | 3.4656e-13 | -1.2087e-07 | 1.2504e-07 | 0.73233 | -5.5193e-08 | -7.122e-08 | -4.2453e-13 | 3.6308e-08 | 5.0093e-08 | -73.2883 | 0 | 0 | 106.7117 | 0 | 0 | 0.7267 | 1.1 | 0.84369 | 0.56366 | 1.1 | 0.6016 | -9.8533 | -115.9703 | 113.5402 | 0 | -109.928 | 108.6232
Line2_1_4 | 0 | 0 | 0 | 0 | 0 | 0 | 0 | 0 | 0 | 0 | 0 | 0 | -7.9976e-10 | 1.72e-08 | -1.923e-08 | 1.4764e-09 | -8.2449e-09 | 9.599e-09 | 1.1095e-08 | -8.3773e-09 | -8.3781e-09 | -5.9165e-09 | 4.4722e-09 | 3.6913e-09 | 0 | 0 | 0 | 0 | 0 | 0 | 0.7267 | 1.1 | 0.84369 | 0.7267 | 1.1 | 0.84369 | -9.8533 | -115.9703 | 113.5402 | -9.8533 | -115.9703 | 113.5402
Line3_1_5 | 0 | 0 | 0 | 0 | 0 | 0 | 0 | 0 | 0 | 0 | 0 | 0 | -7.9976e-10 | 1.72e-08 | -1.923e-08 | 1.4764e-09 | -8.2449e-09 | 9.599e-09 | 1.1095e-08 | -8.3773e-09 | -8.3781e-09 | -5.9165e-09 | 4.4722e-09 | 3.6913e-09 | 0 | 0 | 0 | 0 | 0 | 0 | 0.7267 | 1.1 | 0.84369 | 0.7267 | 1.1 | 0.84369 | -9.8533 | -115.9703 | 113.5402 | -9.8533 | -115.9703 | 113.5402
Line4_2_6 | 0 | 0 | 0 | 0 | 0 | 0 | 0 | 0 | 0 | 0 | 0 | 0 | -1.9994e-09 | 4.2999e-08 | -4.8076e-08 | 2.676e-09 | -3.4044e-08 | 3.8444e-08 | 2.7737e-08 | -2.0943e-08 | -2.0945e-08 | -2.2558e-08 | 1.7038e-08 | 1.6258e-08 | 0 | 0 | 0 | 0 | 0 | 0 | 0.7267 | 1.1 | 0.84369 | 0.7267 | 1.1 | 0.84369 | -9.8533 | -115.9703 | 113.5402 | -9.8533 | -115.9703 | 113.5402
Line5_6_7 | 0 | 0 | 0 | 0 | 0 | 0 | 0 | 0 | 0 | 0 | 0 | 0 | -1.5995e-09 | 3.4399e-08 | -3.8461e-08 | 2.2761e-09 | -2.5445e-08 | 2.8829e-08 | 2.2189e-08 | -1.6755e-08 | -1.6756e-08 | -1.7011e-08 | 1.285e-08 | 1.2069e-08 | 0 | 0 | 0 | 0 | 0 | 0 | 0.7267 | 1.1 | 0.84369 | 0.7267 | 1.1 | 0.84369 | -9.8533 | -115.9703 | 113.5402 | -9.8533 | -115.9703 | 113.5402
Line6_7_8 | 0 | 0 | 0 | 0 | 0 | 0 | 0 | 0 | 0 | 0 | 0 | 0 | -1.1996e-09 | 2.5799e-08 | -2.8845e-08 | 1.8763e-09 | -1.6845e-08 | 1.9214e-08 | 1.6642e-08 | -1.2566e-08 | -1.2567e-08 | -1.1464e-08 | 8.6609e-09 | 7.8803e-09 | 0 | 0 | 0 | 0 | 0 | 0 | 0.7267 | 1.1 | 0.84369 | 0.7267 | 1.1 | 0.84369 | -9.8533 | -115.9703 | 113.5402 | -9.8533 | -115.9703 | 113.5402
Line7_8_9 | 0 | 0 | 0 | 0 | 0 | 0 | 0 | 0 | 0 | 0 | 0 | 0 | -3.9988e-10 | 8.5998e-09 | -9.6152e-09 | 1.0765e-09 | 3.5487e-10 | -1.6161e-11 | 5.5473e-09 | -4.1886e-09 | -4.1891e-09 | -3.6916e-10 | 2.8359e-10 | -4.9781e-10 | 0 | 0 | 0 | 0 | 0 | 0 | 0.7267 | 1.1 | 0.84369 | 0.7267 | 1.1 | 0.84369 | -9.8533 | -115.9703 | 113.5402 | -9.8533 | -115.9703 | 113.5402
Line8_8_10 | 0 | 0 | 0 | 0 | 0 | 0 | 0 | 0 | 0 | 0 | 0 | 0 | -3.9988e-10 | 8.5998e-09 | -9.6152e-09 | 1.0765e-09 | 3.5487e-10 | -1.6161e-11 | 5.5473e-09 | -4.1886e-09 | -4.1891e-09 | -3.6916e-10 | 2.8359e-10 | -4.9781e-10 | 0 | 0 | 0 | 0 | 0 | 0 | 0.7267 | 1.1 | 0.84369 | 0.7267 | 1.1 | 0.84369 | -9.8533 | -115.9703 | 113.5402 | -9.8533 | -115.9703 | 113.5402
Line9_3_11 | 0 | 0 | 0 | 0 | 0 | 0 | 0 | 0 | 0 | 0 | 0 | 0 | -4.697e-20 | 1.2125e-07 | -1.249e-07 | 1.9238e-15 | -1.0355e-07 | 1.072e-07 | 1.3676e-20 | -3.562e-08 | -5.0922e-08 | 2.8036e-15 | 3.122e-08 | 4.2818e-08 | 0 | 0 | 0 | 0 | 0 | 0 | 0.56366 | 1.1 | 0.6016 | 0.56366 | 1.1 | 0.6016 | 0 | -109.928 | 108.6232 | 0 | -109.928 | 108.6232

## LG_max_fault_6
name | pf_ikss_a_from_ka | pf_ikss_b_from_ka | pf_ikss_c_from_ka | pf_ikss_a_to_ka | pf_ikss_b_to_ka | pf_ikss_c_to_ka | pf_skss_a_from_mw | pf_skss_b_from_mw | pf_skss_c_from_mw | pf_skss_a_to_mw | pf_skss_b_to_mw | pf_skss_c_to_mw | pf_p_a_from_mw | pf_p_b_from_mw | pf_p_c_from_mw | pf_p_a_to_mw | pf_p_b_to_mw | pf_p_c_to_mw | pf_q_a_from_mvar | pf_q_b_from_mvar | pf_q_c_from_mvar | pf_q_a_to_mvar | pf_q_b_to_mvar | pf_q_c_to_mvar | pf_ikss_a_from_degree | pf_ikss_b_from_degree | pf_ikss_c_from_degree | pf_ikss_a_to_degree | pf_ikss_b_to_degree | pf_ikss_c_to_degree | pf_vm_a_from_pu | pf_vm_b_from_pu | pf_vm_c_from_pu | pf_vm_a_to_pu | pf_vm_b_to_pu | pf_vm_c_to_pu | pf_va_a_from_degree | pf_va_b_from_degree | pf_va_c_from_degree | pf_va_a_to_degree | pf_va_b_to_degree | pf_va_c_to_degree
Line0_1_2 | 0 | 0 | 0 | 0 | 0 | 0 | 0 | 0 | 0 | 0 | 0 | 0 | 7.9286e-11 | 1.5634e-10 | -2.9627e-10 | -5.7352e-11 | -1.2795e-10 | 2.4595e-10 | 3.1169e-10 | -2.5156e-10 | -9.4438e-12 | -2.6639e-10 | 2.099e-10 | 5.7225e-12 | 0 | 0 | 0 | 0 | 0 | 0 | 1.048 | 1.05 | 1.0493 | 1.048 | 1.05 | 1.0493 | -0.094394 | -119.9963 | 119.9696 | -0.094394 | -119.9963 | 119.9696
Line10_11_12 | 0 | 0 | 0 | 0 | 0 | 0 | 0 | 0 | 0 | 0 | 0 | 0 | 1.1078e-10 | 3.402e-10 | -5.8358e-10 | -7.361e-11 | -2.7959e-10 | 4.8581e-10 | 6.0539e-10 | -4.7661e-10 | -5.5526e-11 | -5.1446e-10 | 3.9885e-10 | 4.2048e-11 | 0 | 0 | 0 | 0 | 0 | 0 | 1.0462 | 1.05 | 1.0481 | 1.0462 | 1.05 | 1.0481 | -0.14202 | -119.9763 | 119.9401 | -0.14202 | -119.9763 | 119.9401
Line11_12_13 | 0 | 0 | 0 | 0 | 0 | 0 | 0 | 0 | 0 | 0 | 0 | 0 | 9.2314e-11 | 2.835e-10 | -4.8632e-10 | -5.5147e-11 | -2.2289e-10 | 3.8854e-10 | 5.0449e-10 | -3.9718e-10 | -4.6272e-11 | -4.1356e-10 | 3.1942e-10 | 3.2794e-11 | 0 | 0 | 0 | 0 | 0 | 0 | 1.0462 | 1.05 | 1.0481 | 1.0462 | 1.05 | 1.0481 | -0.14202 | -119.9763 | 119.9401 | -0.14202 | -119.9763 | 119.9401
Line12_13_15 | 0 | 0 | 0 | 0 | 0 | 0 | 0 | 0 | 0 | 0 | 0 | 0 | 5.5389e-11 | 1.701e-10 | -2.9179e-10 | -1.8221e-11 | -1.0949e-10 | 1.9402e-10 | 3.0269e-10 | -2.3831e-10 | -2.7763e-11 | -2.1177e-10 | 1.6055e-10 | 1.4285e-11 | 0 | 0 | 0 | 0 | 0 | 0 | 1.0462 | 1.05 | 1.0481 | 1.0462 | 1.05 | 1.0481 | -0.14202 | -119.9763 | 119.9401 | -0.14202 | -119.9763 | 119.9401
Line13_13_14 | 0 | 0 | 0 | 0 | 0 | 0 | 0 | 0 | 0 | 0 | 0 | 0 | 1.8463e-11 | 5.67e-11 | -9.7263e-11 | 1.8704e-11 | 3.9066e-12 | -5.1056e-13 | 1.009e-10 | -7.9436e-11 | -9.2544e-12 | -9.9737e-12 | 1.6737e-12 | -4.2239e-12 | 0 | 0 | 0 | 0 | 0 | 0 | 1.0462 | 1.05 | 1.0481 | 1.0462 | 1.05 | 1.0481 | -0.14202 | -119.9763 | 119.9401 | -0.14202 | -119.9763 | 119.9401
Line14_15_16 | 0 | 0 | 0 | 0 | 0 | 0 | 0 | 0 | 0 | 0 | 0 | 0 | 3.6926e-11 | 1.134e-10 | -1.9453e-10 | 2.414e-13 | -5.2794e-11 | 9.6753e-11 | 2.018e-10 | -1.5887e-10 | -1.8509e-11 | -1.1087e-10 | 8.1109e-11 | 5.0305e-12 | 0 | 0 | 0 | 0 | 0 | 0 | 1.0462 | 1.05 | 1.0481 | 1.0462 | 1.05 | 1.0481 | -0.14202 | -119.9763 | 119.9401 | -0.14202 | -119.9763 | 119.9401
Line15_16_17 | 0 | 0 | 0 | 0 | 0 | 0 | 0 | 0 | 0 | 0 | 0 | 0 | 1.8463e-11 | 5.67e-11 | -9.7263e-11 | 1.8704e-11 | 3.9066e-12 | -5.1056e-13 | 1.009e-10 | -7.9436e-11 | -9.2544e-12 | -9.9737e-12 | 1.6737e-12 | -4.2239e-12 | 0 | 0 | 0 | 0 | 0 | 0 | 1.0462 | 1.05 | 1.0481 | 1.0462 | 1.05 | 1.0481 | -0.14202 | -119.9763 | 119.9401 | -0.14202 | -119.9763 | 119.9401
Line16_4_18 | 0 | 0 | 0 | 0 | 0 | 0 | 0 | 0 | 0 | 0 | 0 | 0 | 1.3214e-11 | 2.6056e-11 | -4.9378e-11 | 8.7191e-12 | 2.3265e-12 | -9.3774e-13 | 5.1948e-11 | -4.1926e-11 | -1.574e-12 | -6.6456e-12 | 2.6275e-13 | -2.1474e-12 | 0 | 0 | 0 | 0 | 0 | 0 | 1.048 | 1.05 | 1.0493 | 1.048 | 1.05 | 1.0493 | -0.094394 | -119.9963 | 119.9696 | -0.094394 | -119.9963 | 119.9696
Line17_5_19 | 0 | 0 | 0 | 0 | 0 | 0 | 0 | 0 | 0 | 0 | 0 | 0 | 1.3214e-11 | 2.6056e-11 | -4.9378e-11 | 8.7191e-12 | 2.3265e-12 | -9.3774e-13 | 5.1948e-11 | -4.1926e-11 | -1.574e-12 | -6.6456e-12 | 2.6275e-13 | -2.1474e-12 | 0 | 0 | 0 | 0 | 0 | 0 | 1.048 | 1.05 | 1.0493 | 1.048 | 1.05 | 1.0493 | -0.094394 | -119.9963 | 119.9696 | -0.094394 | -119.9963 | 119.9696
Line1_1_3 | 0.034133 | 0 | 0 | 0.034133 | 0 | 0 | 0.0078828 | 0 | 0 | 0.0078828 | 0 | 0 | 0.0058351 | 4.3745e-10 | -7.5442e-10 | -0.0058254 | -3.93e-10 | 6.8033e-10 | 0.0058448 | -6.1782e-10 | -6.9538e-11 | -0.0058254 | 5.5772e-10 | 6.0557e-11 | -45.142 | 0 | 0 | 134.858 | 0 | 0 | 1.048 | 1.05 | 1.0493 | 1.0462 | 1.05 | 1.0481 | -0.094394 | -119.9963 | 119.9696 | -0.14202 | -119.9763 | 119.9401
Line2_1_4 | 0 | 0 | 0 | 0 | 0 | 0 | 0 | 0 | 0 | 0 | 0 | 0 | 2.6429e-11 | 5.2112e-11 | -9.8757e-11 | -4.4952e-12 | -2.373e-11 | 4.8441e-11 | 1.039e-10 | -8.3853e-11 | -3.1479e-12 | -5.8593e-11 | 4.2189e-11 | -5.7339e-13 | 0 | 0 | 0 | 0 | 0 | 0 | 1.048 | 1.05 | 1.0493 | 1.048 | 1.05 | 1.0493 | -0.094394 | -119.9963 | 119.9696 | -0.094394 | -119.9963 | 119.9696
Line3_1_5 | 0 | 0 | 0 | 0 | 0 | 0 | 0 | 0 | 0 | 0 | 0 | 0 | 2.6429e-11 | 5.2112e-11 | -9.8757e-11 | -4.4952e-12 | -2.373e-11 | 4.8441e-11 | 1.039e-10 | -8.3853e-11 | -3.1479e-12 | -5.8593e-11 | 4.2189e-11 | -5.7339e-13 | 0 | 0 | 0 | 0 | 0 | 0 | 1.048 | 1.05 | 1.0493 | 1.048 | 1.05 | 1.0493 | -0.094394 | -119.9963 | 119.9696 | -0.094394 | -119.9963 | 119.9696
Line4_2_6 | 0 | 0 | 0 | 0 | 0 | 0 | 0 | 0 | 0 | 0 | 0 | 0 | 6.6071e-11 | 1.3028e-10 | -2.4689e-10 | -4.4138e-11 | -1.019e-10 | 1.9658e-10 | 2.5974e-10 | -2.0963e-10 | -7.8699e-12 | -2.1444e-10 | 1.6797e-10 | 4.1485e-12 | 0 | 0 | 0 | 0 | 0 | 0 | 1.048 | 1.05 | 1.0493 | 1.048 | 1.05 | 1.0493 | -0.094394 | -119.9963 | 119.9696 | -0.094394 | -119.9963 | 119.9696
Line5_6_7 | 0 | 0 | 0 | 0 | 0 | 0 | 0 | 0 | 0 | 0 | 0 | 0 | 5.2857e-11 | 1.0422e-10 | -1.9751e-10 | -3.0924e-11 | -7.5842e-11 | 1.472e-10 | 2.0779e-10 | -1.6771e-10 | -6.2959e-12 | -1.6249e-10 | 1.2604e-10 | 2.5746e-12 | 0 | 0 | 0 | 0 | 0 | 0 | 1.048 | 1.05 | 1.0493 | 1.048 | 1.05 | 1.0493 | -0.094394 | -119.9963 | 119.9696 | -0.094394 | -119.9963 | 119.9696
Line6_7_8 | 0 | 0 | 0 | 0 | 0 | 0 | 0 | 0 | 0 | 0 | 0 | 0 | 3.9643e-11 | 7.8169e-11 | -1.4813e-10 | -1.7709e-11 | -4.9786e-11 | 9.7819e-11 | 1.5584e-10 | -1.2578e-10 | -4.7219e-12 | -1.1054e-10 | 8.4116e-11 | 1.0006e-12 | 0 | 0 | 0 | 0 | 0 | 0 | 1.048 | 1.05 | 1.0493 | 1.048 | 1.05 | 1.0493 | -0.094394 | -119.9963 | 119.9696 | -0.094394 | -119.9963 | 119.9696
Line7_8_9 | 0 | 0 | 0 | 0 | 0 | 0 | 0 | 0 | 0 | 0 | 0 | 0 | 1.3214e-11 | 2.6056e-11 | -4.9378e-11 | 8.7191e-12 | 2.3265e-12 | -9.3774e-13 | 5.1948e-11 | -4.1926e-11 | -1.574e-12 | -6.6455e-12 | 2.6275e-13 | -2.1474e-12 | 0 | 0 | 0 | 0 | 0 | 0 | 1.048 | 1.05 | 1.0493 | 1.048 | 1.05 | 1.0493 | -0.094394 | -119.9963 | 119.9696 | -0.094394 | -119.9963 | 119.9696
Line8_8_10 | 0 | 0 | 0 | 0 | 0 | 0 | 0 | 0 | 0 | 0 | 0 | 0 | 1.3214e-11 | 2.6056e-11 | -4.9378e-11 | 8.7191e-12 | 2.3265e-12 | -9.3774e-13 | 5.1948e-11 | -4.1926e-11 | -1.574e-12 | -6.6455e-12 | 2.6275e-13 | -2.1474e-12 | 0 | 0 | 0 | 0 | 0 | 0 | 1.048 | 1.05 | 1.0493 | 1.048 | 1.05 | 1.0493 | -0.094394 | -119.9963 | 119.9696 | -0.094394 | -119.9963 | 119.9696
Line9_3_11 | 0 | 0 | 0 | 0 | 0 | 0 | 0 | 0 | 0 | 0 | 0 | 0 | 1.2924e-10 | 3.969e-10 | -6.8084e-10 | -9.2073e-11 | -3.363e-10 | 5.8307e-10 | 7.0628e-10 | -5.5605e-10 | -6.4781e-11 | -6.1536e-10 | 4.7829e-10 | 5.1302e-11 | 0 | 0 | 0 | 0 | 0 | 0 | 1.0462 | 1.05 | 1.0481 | 1.0462 | 1.05 | 1.0481 | -0.14202 | -119.9763 | 119.9401 | -0.14202 | -119.9763 | 119.9401

## LG_max_fault_10
name | pf_ikss_a_from_ka | pf_ikss_b_from_ka | pf_ikss_c_from_ka | pf_ikss_a_to_ka | pf_ikss_b_to_ka | pf_ikss_c_to_ka | pf_skss_a_from_mw | pf_skss_b_from_mw | pf_skss_c_from_mw | pf_skss_a_to_mw | pf_skss_b_to_mw | pf_skss_c_to_mw | pf_p_a_from_mw | pf_p_b_from_mw | pf_p_c_from_mw | pf_p_a_to_mw | pf_p_b_to_mw | pf_p_c_to_mw | pf_q_a_from_mvar | pf_q_b_from_mvar | pf_q_c_from_mvar | pf_q_a_to_mvar | pf_q_b_to_mvar | pf_q_c_to_mvar | pf_ikss_a_from_degree | pf_ikss_b_from_degree | pf_ikss_c_from_degree | pf_ikss_a_to_degree | pf_ikss_b_to_degree | pf_ikss_c_to_degree | pf_vm_a_from_pu | pf_vm_b_from_pu | pf_vm_c_from_pu | pf_vm_a_to_pu | pf_vm_b_to_pu | pf_vm_c_to_pu | pf_va_a_from_degree | pf_va_b_from_degree | pf_va_c_from_degree | pf_va_a_to_degree | pf_va_b_to_degree | pf_va_c_to_degree
Line0_1_2 | 0 | 0 | 0 | 0 | 0 | 0 | 0 | 0 | 0 | 0 | 0 | 0 | 9.1006e-11 | 1.7956e-10 | -3.4026e-10 | -6.5821e-11 | -1.4696e-10 | 2.8247e-10 | 3.5797e-10 | -2.8889e-10 | -1.0857e-11 | -3.0594e-10 | 2.4104e-10 | 6.5781e-12 | 0 | 0 | 0 | 0 | 0 | 0 | 1.0979 | 1.1 | 1.0993 | 1.0979 | 1.1 | 1.0993 | -0.098835 | -119.9961 | 119.9681 | -0.098835 | -119.9961 | 119.9681
Line10_11_12 | 0 | 0 | 0 | 0 | 0 | 0 | 0 | 0 | 0 | 0 | 0 | 0 | 1.2556e-10 | 3.8135e-10 | -6.5555e-10 | -8.3664e-11 | -3.1338e-10 | 5.4569e-10 | 6.8019e-10 | -5.3583e-10 | -6.1437e-11 | -5.7811e-10 | 4.4838e-10 | 4.6449e-11 | 0 | 0 | 0 | 0 | 0 | 0 | 1.0959 | 1.1 | 1.0979 | 1.0959 | 1.1 | 1.0979 | -0.14646 | -119.9761 | 119.9387 | -0.14646 | -119.9761 | 119.9387
Line11_12_13 | 0 | 0 | 0 | 0 | 0 | 0 | 0 | 0 | 0 | 0 | 0 | 0 | 1.0464e-10 | 3.1779e-10 | -5.4629e-10 | -6.2737e-11 | -2.4982e-10 | 4.3643e-10 | 5.6683e-10 | -4.4653e-10 | -5.1198e-11 | -4.6475e-10 | 3.5907e-10 | 3.621e-11 | 0 | 0 | 0 | 0 | 0 | 0 | 1.0959 | 1.1 | 1.0979 | 1.0959 | 1.1 | 1.0979 | -0.14646 | -119.9761 | 119.9387 | -0.14646 | -119.9761 | 119.9387
Line12_13_15 | 0 | 0 | 0 | 0 | 0 | 0 | 0 | 0 | 0 | 0 | 0 | 0 | 6.2782e-11 | 1.9067e-10 | -3.2778e-10 | -2.0882e-11 | -1.2271e-10 | 2.1791e-10 | 3.401e-10 | -2.6792e-10 | -3.0719e-11 | -2.3802e-10 | 1.8046e-10 | 1.5731e-11 | 0 | 0 | 0 | 0 | 0 | 0 | 1.0959 | 1.1 | 1.0979 | 1.0959 | 1.1 | 1.0979 | -0.14646 | -119.9761 | 119.9387 | -0.14646 | -119.9761 | 119.9387
Line13_13_14 | 0 | 0 | 0 | 0 | 0 | 0 | 0 | 0 | 0 | 0 | 0 | 0 | 2.0927e-11 | 6.3558e-11 | -1.0926e-10 | 2.0973e-11 | 4.4089e-12 | -6.0873e-13 | 1.1337e-10 | -8.9305e-11 | -1.024e-11 | -1.1287e-11 | 1.8515e-12 | -4.7484e-12 | 0 | 0 | 0 | 0 | 0 | 0 | 1.0959 | 1.1 | 1.0979 | 1.0959 | 1.1 | 1.0979 | -0.14646 | -119.9761 | 119.9387 | -0.14646 | -119.9761 | 119.9387
Line14_15_16 | 0 | 0 | 0 | 0 | 0 | 0 | 0 | 0 | 0 | 0 | 0 | 0 | 4.1855e-11 | 1.2712e-10 | -2.1852e-10 | 4.5611e-14 | -5.9149e-11 | 1.0865e-10 | 2.2673e-10 | -1.7861e-10 | -2.0479e-11 | -1.2465e-10 | 9.1157e-11 | 5.4911e-12 | 0 | 0 | 0 | 0 | 0 | 0 | 1.0959 | 1.1 | 1.0979 | 1.0959 | 1.1 | 1.0979 | -0.14646 | -119.9761 | 119.9387 | -0.14646 | -119.9761 | 119.9387
Line15_16_17 | 0 | 0 | 0 | 0 | 0 | 0 | 0 | 0 | 0 | 0 | 0 | 0 | 2.0927e-11 | 6.3558e-11 | -1.0926e-10 | 2.0973e-11 | 4.4089e-12 | -6.0873e-13 | 1.1337e-10 | -8.9305e-11 | -1.024e-11 | -1.1287e-11 | 1.8515e-12 | -4.7484e-12 | 0 | 0 | 0 | 0 | 0 | 0 | 1.0959 | 1.1 | 1.0979 | 1.0959 | 1.1 | 1.0979 | -0.14646 | -119.9761 | 119.9387 | -0.14646 | -119.9761 | 119.9387
Line16_4_18 | 0 | 0 | 0 | 0 | 0 | 0 | 0 | 0 | 0 | 0 | 0 | 0 | 1.5168e-11 | 2.9927e-11 | -5.671e-11 | 1.0018e-11 | 2.6751e-12 | -1.0776e-12 | 5.9661e-11 | -4.8148e-11 | -1.8095e-12 | -7.6359e-12 | 3.0301e-13 | -2.4696e-12 | 0 | 0 | 0 | 0 | 0 | 0 | 1.0979 | 1.1 | 1.0993 | 1.0979 | 1.1 | 1.0993 | -0.098835 | -119.9961 | 119.9681 | -0.098835 | -119.9961 | 119.9681
Line17_5_19 | 0 | 0 | 0 | 0 | 0 | 0 | 0 | 0 | 0 | 0 | 0 | 0 | 1.5168e-11 | 2.9927e-11 | -5.671e-11 | 1.0018e-11 | 2.6751e-12 | -1.0776e-12 | 5.9661e-11 | -4.8148e-11 | -1.8095e-12 | -7.6359e-12 | 3.0301e-13 | -2.4696e-12 | 0 | 0 | 0 | 0 | 0 | 0 | 1.0979 | 1.1 | 1.0993 | 1.0979 | 1.1 | 1.0993 | -0.098835 | -119.9961 | 119.9681 | -0.098835 | -119.9961 | 119.9681
Line1_1_3 | 0.035755 | 0 | 0 | 0.035755 | 0 | 0 | 0.0082573 | 0 | 0 | 0.0082573 | 0 | 0 | 0.0064028 | 4.9073e-10 | -8.4808e-10 | -0.0063921 | -4.405e-10 | 7.642e-10 | 0.0064134 | -6.9507e-10 | -7.699e-11 | -0.0063921 | 6.2699e-10 | 6.6928e-11 | -45.1465 | 0 | 0 | 134.8535 | 0 | 0 | 1.0979 | 1.1 | 1.0993 | 1.0959 | 1.1 | 1.0979 | -0.098835 | -119.9961 | 119.9681 | -0.14646 | -119.9761 | 119.9387
Line2_1_4 | 0 | 0 | 0 | 0 | 0 | 0 | 0 | 0 | 0 | 0 | 0 | 0 | 3.0335e-11 | 5.9854e-11 | -1.1342e-10 | -5.1498e-12 | -2.7252e-11 | 5.5632e-11 | 1.1932e-10 | -9.6296e-11 | -3.6191e-12 | -6.7297e-11 | 4.8451e-11 | -6.6009e-13 | 0 | 0 | 0 | 0 | 0 | 0 | 1.0979 | 1.1 | 1.0993 | 1.0979 | 1.1 | 1.0993 | -0.098835 | -119.9961 | 119.9681 | -0.098835 | -119.9961 | 119.9681
Line3_1_5 | 0 | 0 | 0 | 0 | 0 | 0 | 0 | 0 | 0 | 0 | 0 | 0 | 3.0335e-11 | 5.9854e-11 | -1.1342e-10 | -5.1498e-12 | -2.7252e-11 | 5.5632e-11 | 1.1932e-10 | -9.6296e-11 | -3.6191e-12 | -6.7297e-11 | 4.8451e-11 | -6.6009e-13 | 0 | 0 | 0 | 0 | 0 | 0 | 1.0979 | 1.1 | 1.0993 | 1.0979 | 1.1 | 1.0993 | -0.098835 | -119.9961 | 119.9681 | -0.098835 | -119.9961 | 119.9681
Line4_2_6 | 0 | 0 | 0 | 0 | 0 | 0 | 0 | 0 | 0 | 0 | 0 | 0 | 7.5839e-11 | 1.4963e-10 | -2.8355e-10 | -5.0653e-11 | -1.1703e-10 | 2.2576e-10 | 2.983e-10 | -2.4074e-10 | -9.0478e-12 | -2.4628e-10 | 1.929e-10 | 4.7686e-12 | 0 | 0 | 0 | 0 | 0 | 0 | 1.0979 | 1.1 | 1.0993 | 1.0979 | 1.1 | 1.0993 | -0.098835 | -119.9961 | 119.9681 | -0.098835 | -119.9961 | 119.9681
Line5_6_7 | 0 | 0 | 0 | 0 | 0 | 0 | 0 | 0 | 0 | 0 | 0 | 0 | 6.0671e-11 | 1.1971e-10 | -2.2684e-10 | -3.5485e-11 | -8.7106e-11 | 1.6905e-10 | 2.3864e-10 | -1.9259e-10 | -7.2382e-12 | -1.8662e-10 | 1.4475e-10 | 2.959e-12 | 0 | 0 | 0 | 0 | 0 | 0 | 1.0979 | 1.1 | 1.0993 | 1.0979 | 1.1 | 1.0993 | -0.098835 | -119.9961 | 119.9681 | -0.098835 | -119.9961 | 119.9681
Line6_7_8 | 0 | 0 | 0 | 0 | 0 | 0 | 0 | 0 | 0 | 0 | 0 | 0 | 4.5503e-11 | 8.9781e-11 | -1.7013e-10 | -2.0318e-11 | -5.7179e-11 | 1.1234e-10 | 1.7898e-10 | -1.4444e-10 | -5.4287e-12 | -1.2696e-10 | 9.6599e-11 | 1.1495e-12 | 0 | 0 | 0 | 0 | 0 | 0 | 1.0979 | 1.1 | 1.0993 | 1.0979 | 1.1 | 1.0993 | -0.098835 | -119.9961 | 119.9681 | -0.098835 | -119.9961 | 119.9681
Line7_8_9 | 0 | 0 | 0 | 0 | 0 | 0 | 0 | 0 | 0 | 0 | 0 | 0 | 1.5168e-11 | 2.9927e-11 | -5.671e-11 | 1.0018e-11 | 2.6751e-12 | -1.0776e-12 | 5.9661e-11 | -4.8148e-11 | -1.8096e-12 | -7.6359e-12 | 3.0302e-13 | -2.4696e-12 | 0 | 0 | 0 | 0 | 0 | 0 | 1.0979 | 1.1 | 1.0993 | 1.0979 | 1.1 | 1.0993 | -0.098835 | -119.9961 | 119.9681 | -0.098835 | -119.9961 | 119.9681
Line8_8_10 | 0 | 0 | 0 | 0 | 0 | 0 | 0 | 0 | 0 | 0 | 0 | 0 | 1.5168e-11 | 2.9927e-11 | -5.671e-11 | 1.0018e-11 | 2.6751e-12 | -1.0776e-12 | 5.9661e-11 | -4.8148e-11 | -1.8096e-12 | -7.6359e-12 | 3.0302e-13 | -2.4696e-12 | 0 | 0 | 0 | 0 | 0 | 0 | 1.0979 | 1.1 | 1.0993 | 1.0979 | 1.1 | 1.0993 | -0.098835 | -119.9961 | 119.9681 | -0.098835 | -119.9961 | 119.9681
Line9_3_11 | 0 | 0 | 0 | 0 | 0 | 0 | 0 | 0 | 0 | 0 | 0 | 0 | 1.4649e-10 | 4.4491e-10 | -7.6481e-10 | -1.0459e-10 | -3.7694e-10 | 6.5494e-10 | 7.9356e-10 | -6.2514e-10 | -7.1677e-11 | -6.9148e-10 | 5.3768e-10 | 5.6689e-11 | 0 | 0 | 0 | 0 | 0 | 0 | 1.0959 | 1.1 | 1.0979 | 1.0959 | 1.1 | 1.0979 | -0.14646 | -119.9761 | 119.9387 | -0.14646 | -119.9761 | 119.9387

## LG_min_6
name | pf_ikss_a_from_ka | pf_ikss_b_from_ka | pf_ikss_c_from_ka | pf_ikss_a_to_ka | pf_ikss_b_to_ka | pf_ikss_c_to_ka | pf_skss_a_from_mw | pf_skss_b_from_mw | pf_skss_c_from_mw | pf_skss_a_to_mw | pf_skss_b_to_mw | pf_skss_c_to_mw | pf_p_a_from_mw | pf_p_b_from_mw | pf_p_c_from_mw | pf_p_a_to_mw | pf_p_b_to_mw | pf_p_c_to_mw | pf_q_a_from_mvar | pf_q_b_from_mvar | pf_q_c_from_mvar | pf_q_a_to_mvar | pf_q_b_to_mvar | pf_q_c_to_mvar | pf_ikss_a_from_degree | pf_ikss_b_from_degree | pf_ikss_c_from_degree | pf_ikss_a_to_degree | pf_ikss_b_to_degree | pf_ikss_c_to_degree | pf_vm_a_from_pu | pf_vm_b_from_pu | pf_vm_c_from_pu | pf_vm_a_to_pu | pf_vm_b_to_pu | pf_vm_c_to_pu | pf_va_a_from_degree | pf_va_b_from_degree | pf_va_c_from_degree | pf_va_a_to_degree | pf_va_b_to_degree | pf_va_c_to_degree
Line0_1_2 | 0 | 0 | 0 | 0 | 0 | 0 | 0 | 0 | 0 | 0 | 0 | 0 | 6.0908e-09 | 3.1314e-08 | -4.3062e-08 | -4.3408e-09 | -2.5816e-08 | 3.5814e-08 | 2.6016e-08 | -2.4159e-08 | -1.0564e-08 | -2.2218e-08 | 2.0274e-08 | 8.46e-09 | 0 | 0 | 0 | 0 | 0 | 0 | 0.63107 | 0.95 | 0.79437 | 0.63107 | 0.95 | 0.79437 | -16.7809 | -117.292 | 114.1425 | -16.7809 | -117.292 | 114.1425
Line10_11_12 | 0 | 0 | 0 | 0 | 0 | 0 | 0 | 0 | 0 | 0 | 0 | 0 | -2.5524e-15 | 7.8932e-08 | -8.125e-08 | 3.8701e-15 | -6.5502e-08 | 6.782e-08 | -1.8874e-15 | -2.4469e-08 | -3.2705e-08 | 3.0873e-15 | 2.0895e-08 | 2.6656e-08 | 0 | 0 | 0 | 0 | 0 | 0 | 0.48946 | 0.95 | 0.51876 | 0.48946 | 0.95 | 0.51876 | 0 | -110.1669 | 108.9826 | 0 | -110.1669 | 108.9826
Line11_12_13 | 0 | 0 | 0 | 0 | 0 | 0 | 0 | 0 | 0 | 0 | 0 | 0 | -3.9363e-15 | 6.5777e-08 | -6.7708e-08 | 4.2518e-15 | -5.2347e-08 | 5.4279e-08 | -2.899e-15 | -2.0391e-08 | -2.7254e-08 | 3.4422e-15 | 1.6817e-08 | 2.1205e-08 | 0 | 0 | 0 | 0 | 0 | 0 | 0.48946 | 0.95 | 0.51876 | 0.48946 | 0.95 | 0.51876 | 0 | -110.1669 | 108.9826 | 0 | -110.1669 | 108.9826
Line12_13_15 | 0 | 0 | 0 | 0 | 0 | 0 | 0 | 0 | 0 | 0 | 0 | 0 | -3.2568e-15 | 3.9466e-08 | -4.0625e-08 | 2.4105e-15 | -2.6036e-08 | 2.7195e-08 | -2.3871e-15 | -1.2235e-08 | -1.6353e-08 | 2.1256e-15 | 8.6607e-09 | 1.0304e-08 | 0 | 0 | 0 | 0 | 0 | 0 | 0.48946 | 0.95 | 0.51876 | 0.48946 | 0.95 | 0.51876 | 0 | -110.1669 | 108.9826 | 0 | -110.1669 | 108.9826
Line13_13_14 | 0 | 0 | 0 | 0 | 0 | 0 | 0 | 0 | 0 | 0 | 0 | 0 | -1.0856e-15 | 1.3155e-08 | -1.3542e-08 | -9.1543e-17 | 2.7441e-10 | 1.1192e-10 | -7.9571e-16 | -4.0782e-09 | -5.4509e-09 | 2.6906e-16 | 5.0432e-10 | -5.9814e-10 | 0 | 0 | 0 | 0 | 0 | 0 | 0.48946 | 0.95 | 0.51876 | 0.48946 | 0.95 | 0.51876 | 0 | -110.1669 | 108.9826 | 0 | -110.1669 | 108.9826
Line14_15_16 | 0 | 0 | 0 | 0 | 0 | 0 | 0 | 0 | 0 | 0 | 0 | 0 | -2.5137e-15 | 2.6311e-08 | -2.7083e-08 | 1.2546e-15 | -1.2881e-08 | 1.3654e-08 | -1.8258e-15 | -8.1564e-09 | -1.0902e-08 | 1.3056e-15 | 4.5825e-09 | 4.8527e-09 | 0 | 0 | 0 | 0 | 0 | 0 | 0.48946 | 0.95 | 0.51876 | 0.48946 | 0.95 | 0.51876 | 0 | -110.1669 | 108.9826 | 0 | -110.1669 | 108.9826
Line15_16_17 | 0 | 0 | 0 | 0 | 0 | 0 | 0 | 0 | 0 | 0 | 0 | 0 | -1.3646e-15 | 1.3155e-08 | -1.3542e-08 | -1.1103e-16 | 2.7441e-10 | 1.1192e-10 | -9.808e-16 | -4.0782e-09 | -5.4509e-09 | 3.3456e-16 | 5.0432e-10 | -5.9814e-10 | 0 | 0 | 0 | 0 | 0 | 0 | 0.48946 | 0.95 | 0.51876 | 0.48946 | 0.95 | 0.51876 | 0 | -110.1669 | 108.9826 | 0 | -110.1669 | 108.9826
Line16_4_18 | 0 | 0 | 0 | 0 | 0 | 0 | 0 | 0 | 0 | 0 | 0 | 0 | 1.0151e-09 | 5.2189e-09 | -7.1769e-09 | 7.3488e-10 | 2.7839e-10 | -7.0395e-11 | 4.3361e-09 | -4.0266e-09 | -1.7606e-09 | -5.3778e-10 | 1.4165e-10 | -3.4303e-10 | 0 | 0 | 0 | 0 | 0 | 0 | 0.63107 | 0.95 | 0.79437 | 0.63107 | 0.95 | 0.79437 | -16.7809 | -117.292 | 114.1425 | -16.7809 | -117.292 | 114.1425
Line17_5_19 | 0 | 0 | 0 | 0 | 0 | 0 | 0 | 0 | 0 | 0 | 0 | 0 | 1.0151e-09 | 5.2189e-09 | -7.1769e-09 | 7.3488e-10 | 2.7839e-10 | -7.0395e-11 | 4.3361e-09 | -4.0266e-09 | -1.7606e-09 | -5.3778e-10 | 1.4165e-10 | -3.4303e-10 | 0 | 0 | 0 | 0 | 0 | 0 | 0.63107 | 0.95 | 0.79437 | 0.63107 | 0.95 | 0.79437 | -16.7809 | -117.292 | 114.1425 | -16.7809 | -117.292 | 114.1425
Line1_1_3 | 5.3452 | 0 | 0 | 5.3452 | 0 | 0 | 1.2344 | 0 | 0 | 1.2344 | 0 | 0 | 0.45714 | 9.8127e-08 | -1.0839e-07 | -2.0872e-13 | -9.1813e-08 | 9.4904e-08 | 0.47618 | -4.5419e-08 | -5.4272e-08 | 1.609e-13 | 2.9052e-08 | 3.7558e-08 | -62.95 | 0 | 0 | 117.05 | 0 | 0 | 0.63107 | 0.95 | 0.79437 | 0.48946 | 0.95 | 0.51876 | -16.7809 | -117.292 | 114.1425 | 0 | -110.1669 | 108.9826
Line2_1_4 | 0 | 0 | 0 | 0 | 0 | 0 | 0 | 0 | 0 | 0 | 0 | 0 | 2.0303e-09 | 1.0438e-08 | -1.4354e-08 | -2.8024e-10 | -4.9405e-09 | 7.1066e-09 | 8.6721e-09 | -8.0531e-09 | -3.5212e-09 | -4.8738e-09 | 4.1682e-09 | 1.4176e-09 | 0 | 0 | 0 | 0 | 0 | 0 | 0.63107 | 0.95 | 0.79437 | 0.63107 | 0.95 | 0.79437 | -16.7809 | -117.292 | 114.1425 | -16.7809 | -117.292 | 114.1425
Line3_1_5 | 0 | 0 | 0 | 0 | 0 | 0 | 0 | 0 | 0 | 0 | 0 | 0 | 2.0303e-09 | 1.0438e-08 | -1.4354e-08 | -2.8024e-10 | -4.9405e-09 | 7.1066e-09 | 8.6721e-09 | -8.0531e-09 | -3.5212e-09 | -4.8738e-09 | 4.1682e-09 | 1.4176e-09 | 0 | 0 | 0 | 0 | 0 | 0 | 0.63107 | 0.95 | 0.79437 | 0.63107 | 0.95 | 0.79437 | -16.7809 | -117.292 | 114.1425 | -16.7809 | -117.292 | 114.1425
Line4_2_6 | 0 | 0 | 0 | 0 | 0 | 0 | 0 | 0 | 0 | 0 | 0 | 0 | 5.0756e-09 | 2.6095e-08 | -3.5885e-08 | -3.3256e-09 | -2.0597e-08 | 2.8637e-08 | 2.168e-08 | -2.0133e-08 | -8.803e-09 | -1.7882e-08 | 1.6248e-08 | 6.6994e-09 | 0 | 0 | 0 | 0 | 0 | 0 | 0.63107 | 0.95 | 0.79437 | 0.63107 | 0.95 | 0.79437 | -16.7809 | -117.292 | 114.1425 | -16.7809 | -117.292 | 114.1425
Line5_6_7 | 0 | 0 | 0 | 0 | 0 | 0 | 0 | 0 | 0 | 0 | 0 | 0 | 4.0605e-09 | 2.0876e-08 | -2.8708e-08 | -2.3105e-09 | -1.5378e-08 | 2.146e-08 | 1.7344e-08 | -1.6106e-08 | -7.0424e-09 | -1.3546e-08 | 1.2221e-08 | 4.9388e-09 | 0 | 0 | 0 | 0 | 0 | 0 | 0.63107 | 0.95 | 0.79437 | 0.63107 | 0.95 | 0.79437 | -16.7809 | -117.292 | 114.1425 | -16.7809 | -117.292 | 114.1425
Line6_7_8 | 0 | 0 | 0 | 0 | 0 | 0 | 0 | 0 | 0 | 0 | 0 | 0 | 3.0454e-09 | 1.5657e-08 | -2.1531e-08 | -1.2954e-09 | -1.0159e-08 | 1.4284e-08 | 1.3008e-08 | -1.208e-08 | -5.2818e-09 | -9.2099e-09 | 8.1948e-09 | 3.1782e-09 | 0 | 0 | 0 | 0 | 0 | 0 | 0.63107 | 0.95 | 0.79437 | 0.63107 | 0.95 | 0.79437 | -16.7809 | -117.292 | 114.1425 | -16.7809 | -117.292 | 114.1425
Line7_8_9 | 0 | 0 | 0 | 0 | 0 | 0 | 0 | 0 | 0 | 0 | 0 | 0 | 1.0151e-09 | 5.2189e-09 | -7.1769e-09 | 7.3489e-10 | 2.7839e-10 | -7.0395e-11 | 4.3361e-09 | -4.0266e-09 | -1.7606e-09 | -5.3778e-10 | 1.4165e-10 | -3.4303e-10 | 0 | 0 | 0 | 0 | 0 | 0 | 0.63107 | 0.95 | 0.79437 | 0.63107 | 0.95 | 0.79437 | -16.7809 | -117.292 | 114.1425 | -16.7809 | -117.292 | 114.1425
Line8_8_10 | 0 | 0 | 0 | 0 | 0 | 0 | 0 | 0 | 0 | 0 | 0 | 0 | 1.0151e-09 | 5.2189e-09 | -7.1769e-09 | 7.3488e-10 | 2.7839e-10 | -7.0395e-11 | 4.3361e-09 | -4.0266e-09 | -1.7606e-09 | -5.3778e-10 | 1.4165e-10 | -3.4303e-10 | 0 | 0 | 0 | 0 | 0 | 0 | 0.63107 | 0.95 | 0.79437 | 0.63107 | 0.95 | 0.79437 | -16.7809 | -117.292 | 114.1425 | -16.7809 | -117.292 | 114.1425
Line9_3_11 | 0 | 0 | 0 | 0 | 0 | 0 | 0 | 0 | 0 | 0 | 0 | 0 | 2.5349e-20 | 9.2088e-08 | -9.4792e-08 | 2.5164e-15 | -7.8658e-08 | 8.1362e-08 | 2.8489e-21 | -2.8547e-08 | -3.8156e-08 | 1.9892e-15 | 2.4973e-08 | 3.2107e-08 | 0 | 0 | 0 | 0 | 0 | 0 | 0.48946 | 0.95 | 0.51876 | 0.48946 | 0.95 | 0.51876 | 0 | -110.1669 | 108.9826 | 0 | -110.1669 | 108.9826

## LG_min_10
name | pf_ikss_a_from_ka | pf_ikss_b_from_ka | pf_ikss_c_from_ka | pf_ikss_a_to_ka | pf_ikss_b_to_ka | pf_ikss_c_to_ka | pf_skss_a_from_mw | pf_skss_b_from_mw | pf_skss_c_from_mw | pf_skss_a_to_mw | pf_skss_b_to_mw | pf_skss_c_to_mw | pf_p_a_from_mw | pf_p_b_from_mw | pf_p_c_from_mw | pf_p_a_to_mw | pf_p_b_to_mw | pf_p_c_to_mw | pf_q_a_from_mvar | pf_q_b_from_mvar | pf_q_c_from_mvar | pf_q_a_to_mvar | pf_q_b_to_mvar | pf_q_c_to_mvar | pf_ikss_a_from_degree | pf_ikss_b_from_degree | pf_ikss_c_from_degree | pf_ikss_a_to_degree | pf_ikss_b_to_degree | pf_ikss_c_to_degree | pf_vm_a_from_pu | pf_vm_b_from_pu | pf_vm_c_from_pu | pf_vm_a_to_pu | pf_vm_b_to_pu | pf_vm_c_to_pu | pf_va_a_from_degree | pf_va_b_from_degree | pf_va_c_from_degree | pf_va_a_to_degree | pf_va_b_to_degree | pf_va_c_to_degree
Line0_1_2 | 0 | 0 | 0 | 0 | 0 | 0 | 0 | 0 | 0 | 0 | 0 | 0 | 5.4665e-09 | 2.8104e-08 | -3.8648e-08 | -3.8959e-09 | -2.317e-08 | 3.2144e-08 | 2.335e-08 | -2.1683e-08 | -9.4809e-09 | -1.9941e-08 | 1.8196e-08 | 7.5929e-09 | 0 | 0 | 0 | 0 | 0 | 0 | 0.59785 | 0.9 | 0.75256 | 0.59785 | 0.9 | 0.75256 | -16.7809 | -117.292 | 114.1425 | -16.7809 | -117.292 | 114.1425
Line10_11_12 | 0 | 0 | 0 | 0 | 0 | 0 | 0 | 0 | 0 | 0 | 0 | 0 | -2.2908e-15 | 7.0842e-08 | -7.2923e-08 | 3.4735e-15 | -5.8789e-08 | 6.0869e-08 | -1.694e-15 | -2.1961e-08 | -2.9353e-08 | 2.7709e-15 | 1.8754e-08 | 2.3924e-08 | 0 | 0 | 0 | 0 | 0 | 0 | 0.4637 | 0.9 | 0.49146 | 0.4637 | 0.9 | 0.49146 | 0 | -110.1669 | 108.9826 | 0 | -110.1669 | 108.9826
Line11_12_13 | 0 | 0 | 0 | 0 | 0 | 0 | 0 | 0 | 0 | 0 | 0 | 0 | -3.5329e-15 | 5.9035e-08 | -6.0769e-08 | 3.8161e-15 | -4.6982e-08 | 4.8715e-08 | -2.6019e-15 | -1.8301e-08 | -2.4461e-08 | 3.0894e-15 | 1.5093e-08 | 1.9032e-08 | 0 | 0 | 0 | 0 | 0 | 0 | 0.4637 | 0.9 | 0.49146 | 0.4637 | 0.9 | 0.49146 | 0 | -110.1669 | 108.9826 | 0 | -110.1669 | 108.9826
Line12_13_15 | 0 | 0 | 0 | 0 | 0 | 0 | 0 | 0 | 0 | 0 | 0 | 0 | -2.923e-15 | 3.5421e-08 | -3.6461e-08 | 2.1635e-15 | -2.3368e-08 | 2.4408e-08 | -2.1425e-15 | -1.0981e-08 | -1.4677e-08 | 1.9077e-15 | 7.773e-09 | 9.2475e-09 | 0 | 0 | 0 | 0 | 0 | 0 | 0.4637 | 0.9 | 0.49146 | 0.4637 | 0.9 | 0.49146 | 0 | -110.1669 | 108.9826 | 0 | -110.1669 | 108.9826
Line13_13_14 | 0 | 0 | 0 | 0 | 0 | 0 | 0 | 0 | 0 | 0 | 0 | 0 | -9.7434e-16 | 1.1807e-08 | -1.2154e-08 | -8.2161e-17 | 2.4629e-10 | 1.0045e-10 | -7.1415e-16 | -3.6602e-09 | -4.8922e-09 | 2.4149e-16 | 4.5263e-10 | -5.3683e-10 | 0 | 0 | 0 | 0 | 0 | 0 | 0.4637 | 0.9 | 0.49146 | 0.4637 | 0.9 | 0.49146 | 0 | -110.1669 | 108.9826 | 0 | -110.1669 | 108.9826
Line14_15_16 | 0 | 0 | 0 | 0 | 0 | 0 | 0 | 0 | 0 | 0 | 0 | 0 | -2.2561e-15 | 2.3614e-08 | -2.4308e-08 | 1.126e-15 | -1.1561e-08 | 1.2254e-08 | -1.6387e-15 | -7.3204e-09 | -9.7844e-09 | 1.1718e-15 | 4.1128e-09 | 4.3554e-09 | 0 | 0 | 0 | 0 | 0 | 0 | 0.4637 | 0.9 | 0.49146 | 0.4637 | 0.9 | 0.49146 | 0 | -110.1669 | 108.9826 | 0 | -110.1669 | 108.9826
Line15_16_17 | 0 | 0 | 0 | 0 | 0 | 0 | 0 | 0 | 0 | 0 | 0 | 0 | -1.2247e-15 | 1.1807e-08 | -1.2154e-08 | -9.965e-17 | 2.4629e-10 | 1.0044e-10 | -8.8028e-16 | -3.6602e-09 | -4.8922e-09 | 3.0027e-16 | 4.5263e-10 | -5.3683e-10 | 0 | 0 | 0 | 0 | 0 | 0 | 0.4637 | 0.9 | 0.49146 | 0.4637 | 0.9 | 0.49146 | 0 | -110.1669 | 108.9826 | 0 | -110.1669 | 108.9826
Line16_4_18 | 0 | 0 | 0 | 0 | 0 | 0 | 0 | 0 | 0 | 0 | 0 | 0 | 9.1108e-10 | 4.684e-09 | -6.4414e-09 | 6.5956e-10 | 2.4986e-10 | -6.318e-11 | 3.8916e-09 | -3.6139e-09 | -1.5802e-09 | -4.8266e-10 | 1.2714e-10 | -3.0787e-10 | 0 | 0 | 0 | 0 | 0 | 0 | 0.59785 | 0.9 | 0.75256 | 0.59785 | 0.9 | 0.75256 | -16.7809 | -117.292 | 114.1425 | -16.7809 | -117.292 | 114.1425
Line17_5_19 | 0 | 0 | 0 | 0 | 0 | 0 | 0 | 0 | 0 | 0 | 0 | 0 | 9.1108e-10 | 4.684e-09 | -6.4414e-09 | 6.5956e-10 | 2.4986e-10 | -6.318e-11 | 3.8916e-09 | -3.6139e-09 | -1.5802e-09 | -4.8266e-10 | 1.2714e-10 | -3.0787e-10 | 0 | 0 | 0 | 0 | 0 | 0 | 0.59785 | 0.9 | 0.75256 | 0.59785 | 0.9 | 0.75256 | -16.7809 | -117.292 | 114.1425 | -16.7809 | -117.292 | 114.1425
Line1_1_3 | 5.0639 | 0 | 0 | 5.0639 | 0 | 0 | 1.1694 | 0 | 0 | 1.1694 | 0 | 0 | 0.41028 | 8.807e-08 | -9.7282e-08 | -1.8732e-13 | -8.2403e-08 | 8.5177e-08 | 0.42738 | -4.0764e-08 | -4.8709e-08 | 1.4449e-13 | 2.6074e-08 | 3.3708e-08 | -62.95 | 0 | 0 | 117.05 | 0 | 0 | 0.59785 | 0.9 | 0.75256 | 0.4637 | 0.9 | 0.49146 | -16.7809 | -117.292 | 114.1425 | 0 | -110.1669 | 108.9826
Line2_1_4 | 0 | 0 | 0 | 0 | 0 | 0 | 0 | 0 | 0 | 0 | 0 | 0 | 1.8222e-09 | 9.3681e-09 | -1.2883e-08 | -2.5152e-10 | -4.4342e-09 | 6.3782e-09 | 7.7833e-09 | -7.2277e-09 | -3.1603e-09 | -4.3743e-09 | 3.741e-09 | 1.2723e-09 | 0 | 0 | 0 | 0 | 0 | 0 | 0.59785 | 0.9 | 0.75256 | 0.59785 | 0.9 | 0.75256 | -16.7809 | -117.292 | 114.1425 | -16.7809 | -117.292 | 114.1425
Line3_1_5 | 0 | 0 | 0 | 0 | 0 | 0 | 0 | 0 | 0 | 0 | 0 | 0 | 1.8222e-09 | 9.3681e-09 | -1.2883e-08 | -2.5152e-10 | -4.4342e-09 | 6.3782e-09 | 7.7833e-09 | -7.2277e-09 | -3.1603e-09 | -4.3743e-09 | 3.741e-09 | 1.2723e-09 | 0 | 0 | 0 | 0 | 0 | 0 | 0.59785 | 0.9 | 0.75256 | 0.59785 | 0.9 | 0.75256 | -16.7809 | -117.292 | 114.1425 | -16.7809 | -117.292 | 114.1425
Line4_2_6 | 0 | 0 | 0 | 0 | 0 | 0 | 0 | 0 | 0 | 0 | 0 | 0 | 4.5554e-09 | 2.342e-08 | -3.2207e-08 | -2.9848e-09 | -1.8486e-08 | 2.5702e-08 | 1.9458e-08 | -1.8069e-08 | -7.9008e-09 | -1.6049e-08 | 1.4583e-08 | 6.0128e-09 | 0 | 0 | 0 | 0 | 0 | 0 | 0.59785 | 0.9 | 0.75256 | 0.59785 | 0.9 | 0.75256 | -16.7809 | -117.292 | 114.1425 | -16.7809 | -117.292 | 114.1425
Line5_6_7 | 0 | 0 | 0 | 0 | 0 | 0 | 0 | 0 | 0 | 0 | 0 | 0 | 3.6443e-09 | 1.8736e-08 | -2.5765e-08 | -2.0737e-09 | -1.3802e-08 | 1.9261e-08 | 1.5567e-08 | -1.4455e-08 | -6.3206e-09 | -1.2158e-08 | 1.0969e-08 | 4.4326e-09 | 0 | 0 | 0 | 0 | 0 | 0 | 0.59785 | 0.9 | 0.75256 | 0.59785 | 0.9 | 0.75256 | -16.7809 | -117.292 | 114.1425 | -16.7809 | -117.292 | 114.1425
Line6_7_8 | 0 | 0 | 0 | 0 | 0 | 0 | 0 | 0 | 0 | 0 | 0 | 0 | 2.7333e-09 | 1.4052e-08 | -1.9324e-08 | -1.1626e-09 | -9.1182e-09 | 1.282e-08 | 1.1675e-08 | -1.0842e-08 | -4.7405e-09 | -8.266e-09 | 7.3549e-09 | 2.8524e-09 | 0 | 0 | 0 | 0 | 0 | 0 | 0.59785 | 0.9 | 0.75256 | 0.59785 | 0.9 | 0.75256 | -16.7809 | -117.292 | 114.1425 | -16.7809 | -117.292 | 114.1425
Line7_8_9 | 0 | 0 | 0 | 0 | 0 | 0 | 0 | 0 | 0 | 0 | 0 | 0 | 9.1108e-10 | 4.684e-09 | -6.4414e-09 | 6.5956e-10 | 2.4986e-10 | -6.318e-11 | 3.8916e-09 | -3.6139e-09 | -1.5802e-09 | -4.8266e-10 | 1.2714e-10 | -3.0787e-10 | 0 | 0 | 0 | 0 | 0 | 0 | 0.59785 | 0.9 | 0.75256 | 0.59785 | 0.9 | 0.75256 | -16.7809 | -117.292 | 114.1425 | -16.7809 | -117.292 | 114.1425
Line8_8_10 | 0 | 0 | 0 | 0 | 0 | 0 | 0 | 0 | 0 | 0 | 0 | 0 | 9.1108e-10 | 4.684e-09 | -6.4414e-09 | 6.5956e-10 | 2.4986e-10 | -6.318e-11 | 3.8916e-09 | -3.6139e-09 | -1.5802e-09 | -4.8266e-10 | 1.2714e-10 | -3.0787e-10 | 0 | 0 | 0 | 0 | 0 | 0 | 0.59785 | 0.9 | 0.75256 | 0.59785 | 0.9 | 0.75256 | -16.7809 | -117.292 | 114.1425 | -16.7809 | -117.292 | 114.1425
Line9_3_11 | 0 | 0 | 0 | 0 | 0 | 0 | 0 | 0 | 0 | 0 | 0 | 0 | 2.2755e-20 | 8.2649e-08 | -8.5076e-08 | 2.2584e-15 | -7.0596e-08 | 7.3023e-08 | 2.5506e-21 | -2.5621e-08 | -3.4245e-08 | 1.7853e-15 | 2.2414e-08 | 2.8816e-08 | 0 | 0 | 0 | 0 | 0 | 0 | 0.4637 | 0.9 | 0.49146 | 0.4637 | 0.9 | 0.49146 | 0 | -110.1669 | 108.9826 | 0 | -110.1669 | 108.9826

## LG_min_fault_6
name | pf_ikss_a_from_ka | pf_ikss_b_from_ka | pf_ikss_c_from_ka | pf_ikss_a_to_ka | pf_ikss_b_to_ka | pf_ikss_c_to_ka | pf_skss_a_from_mw | pf_skss_b_from_mw | pf_skss_c_from_mw | pf_skss_a_to_mw | pf_skss_b_to_mw | pf_skss_c_to_mw | pf_p_a_from_mw | pf_p_b_from_mw | pf_p_c_from_mw | pf_p_a_to_mw | pf_p_b_to_mw | pf_p_c_to_mw | pf_q_a_from_mvar | pf_q_b_from_mvar | pf_q_c_from_mvar | pf_q_a_to_mvar | pf_q_b_to_mvar | pf_q_c_to_mvar | pf_ikss_a_from_degree | pf_ikss_b_from_degree | pf_ikss_c_from_degree | pf_ikss_a_to_degree | pf_ikss_b_to_degree | pf_ikss_c_to_degree | pf_vm_a_from_pu | pf_vm_b_from_pu | pf_vm_c_from_pu | pf_vm_a_to_pu | pf_vm_b_to_pu | pf_vm_c_to_pu | pf_va_a_from_degree | pf_va_b_from_degree | pf_va_c_from_degree | pf_va_a_to_degree | pf_va_b_to_degree | pf_va_c_to_degree
Line0_1_2 | 0 | 0 | 0 | 0 | 0 | 0 | 0 | 0 | 0 | 0 | 0 | 0 | 6.7726e-11 | 1.327e-10 | -2.5193e-10 | -4.9032e-11 | -1.086e-10 | 2.0915e-10 | 2.6489e-10 | -2.1405e-10 | -7.7464e-12 | -2.264e-10 | 1.7859e-10 | 4.6314e-12 | 0 | 0 | 0 | 0 | 0 | 0 | 0.94816 | 0.95 | 0.94937 | 0.94816 | 0.95 | 0.94937 | -0.098127 | -119.9961 | 119.9684 | -0.098127 | -119.9961 | 119.9684
Line10_11_12 | 0 | 0 | 0 | 0 | 0 | 0 | 0 | 0 | 0 | 0 | 0 | 0 | 9.3561e-12 | 3.7851e-10 | -5.1625e-10 | 1.0277e-11 | -3.1234e-10 | 4.3045e-10 | 5.5847e-10 | -3.7679e-10 | -1.3863e-10 | -4.7125e-10 | 3.1605e-10 | 1.1182e-10 | 0 | 0 | 0 | 0 | 0 | 0 | 0.94629 | 0.95 | 0.94754 | 0.94629 | 0.95 | 0.94754 | -0.10193 | -119.9642 | 119.9358 | -0.10193 | -119.9642 | 119.9358
Line11_12_13 | 0 | 0 | 0 | 0 | 0 | 0 | 0 | 0 | 0 | 0 | 0 | 0 | 7.7968e-12 | 3.1543e-10 | -4.3021e-10 | 1.1836e-11 | -2.4926e-10 | 3.4441e-10 | 4.6539e-10 | -3.1399e-10 | -1.1552e-10 | -3.7817e-10 | 2.5325e-10 | 8.8713e-11 | 0 | 0 | 0 | 0 | 0 | 0 | 0.94629 | 0.95 | 0.94754 | 0.94629 | 0.95 | 0.94754 | -0.10193 | -119.9642 | 119.9358 | -0.10193 | -119.9642 | 119.9358
Line12_13_15 | 0 | 0 | 0 | 0 | 0 | 0 | 0 | 0 | 0 | 0 | 0 | 0 | 4.678e-12 | 1.8926e-10 | -2.5812e-10 | 1.4955e-11 | -1.2309e-10 | 1.7232e-10 | 2.7924e-10 | -1.8839e-10 | -6.9315e-11 | -1.9201e-10 | 1.2766e-10 | 4.2504e-11 | 0 | 0 | 0 | 0 | 0 | 0 | 0.94629 | 0.95 | 0.94754 | 0.94629 | 0.95 | 0.94754 | -0.10193 | -119.9642 | 119.9358 | -0.10193 | -119.9642 | 119.9358
Line13_13_14 | 0 | 0 | 0 | 0 | 0 | 0 | 0 | 0 | 0 | 0 | 0 | 0 | 1.5594e-12 | 6.3086e-11 | -8.6042e-11 | 1.8073e-11 | 3.0834e-12 | 2.3986e-13 | 9.3078e-11 | -6.2798e-11 | -2.3105e-11 | -5.855e-12 | 2.0644e-12 | -3.7061e-12 | 0 | 0 | 0 | 0 | 0 | 0 | 0.94629 | 0.95 | 0.94754 | 0.94629 | 0.95 | 0.94754 | -0.10193 | -119.9642 | 119.9358 | -0.10193 | -119.9642 | 119.9358
Line14_15_16 | 0 | 0 | 0 | 0 | 0 | 0 | 0 | 0 | 0 | 0 | 0 | 0 | 3.1187e-12 | 1.2617e-10 | -1.7208e-10 | 1.6514e-11 | -6.0002e-11 | 8.6281e-11 | 1.8616e-10 | -1.256e-10 | -4.621e-11 | -9.8933e-11 | 6.4862e-11 | 1.9399e-11 | 0 | 0 | 0 | 0 | 0 | 0 | 0.94629 | 0.95 | 0.94754 | 0.94629 | 0.95 | 0.94754 | -0.10193 | -119.9642 | 119.9358 | -0.10193 | -119.9642 | 119.9358
Line15_16_17 | 0 | 0 | 0 | 0 | 0 | 0 | 0 | 0 | 0 | 0 | 0 | 0 | 1.5593e-12 | 6.3086e-11 | -8.6042e-11 | 1.8073e-11 | 3.0834e-12 | 2.3986e-13 | 9.3078e-11 | -6.2798e-11 | -2.3105e-11 | -5.855e-12 | 2.0644e-12 | -3.7061e-12 | 0 | 0 | 0 | 0 | 0 | 0 | 0.94629 | 0.95 | 0.94754 | 0.94629 | 0.95 | 0.94754 | -0.10193 | -119.9642 | 119.9358 | -0.10193 | -119.9642 | 119.9358
Line16_4_18 | 0 | 0 | 0 | 0 | 0 | 0 | 0 | 0 | 0 | 0 | 0 | 0 | 1.1288e-11 | 2.2116e-11 | -4.1989e-11 | 7.4063e-12 | 1.9765e-12 | -7.9758e-13 | 4.4149e-11 | -3.5675e-11 | -1.2911e-12 | -5.6547e-12 | 2.2227e-13 | -1.8239e-12 | 0 | 0 | 0 | 0 | 0 | 0 | 0.94816 | 0.95 | 0.94937 | 0.94816 | 0.95 | 0.94937 | -0.098127 | -119.9961 | 119.9684 | -0.098127 | -119.9961 | 119.9684
Line17_5_19 | 0 | 0 | 0 | 0 | 0 | 0 | 0 | 0 | 0 | 0 | 0 | 0 | 1.1288e-11 | 2.2116e-11 | -4.1989e-11 | 7.4063e-12 | 1.9765e-12 | -7.9758e-13 | 4.4149e-11 | -3.5675e-11 | -1.2911e-12 | -5.6547e-12 | 2.2227e-13 | -1.8239e-12 | 0 | 0 | 0 | 0 | 0 | 0 | 0.94816 | 0.95 | 0.94937 | 0.94816 | 0.95 | 0.94937 | -0.098127 | -119.9961 | 119.9684 | -0.098127 | -119.9961 | 119.9684
Line1_1_3 | 0.030856 | 0 | 0 | 0.030856 | 0 | 0 | 0.007126 | 0 | 0 | 0.007126 | 0 | 0 | 0.0047758 | 4.8354e-10 | -6.6693e-10 | -0.0047606 | -4.3852e-10 | 6.0253e-10 | 0.0047765 | -4.9016e-10 | -1.7341e-10 | -0.0047606 | 4.4165e-10 | 1.5803e-10 | -45.1019 | 0 | 0 | 134.8981 | 0 | 0 | 0.94816 | 0.95 | 0.94937 | 0.94629 | 0.95 | 0.94754 | -0.098127 | -119.9961 | 119.9684 | -0.10193 | -119.9642 | 119.9358
Line2_1_4 | 0 | 0 | 0 | 0 | 0 | 0 | 0 | 0 | 0 | 0 | 0 | 0 | 2.2575e-11 | 4.4232e-11 | -8.3978e-11 | -3.8813e-12 | -2.014e-11 | 4.1192e-11 | 8.8298e-11 | -7.1349e-11 | -2.5821e-12 | -4.9804e-11 | 3.5897e-11 | -5.3286e-13 | 0 | 0 | 0 | 0 | 0 | 0 | 0.94816 | 0.95 | 0.94937 | 0.94816 | 0.95 | 0.94937 | -0.098127 | -119.9961 | 119.9684 | -0.098127 | -119.9961 | 119.9684
Line3_1_5 | 0 | 0 | 0 | 0 | 0 | 0 | 0 | 0 | 0 | 0 | 0 | 0 | 2.2575e-11 | 4.4232e-11 | -8.3978e-11 | -3.8813e-12 | -2.014e-11 | 4.1192e-11 | 8.8298e-11 | -7.1349e-11 | -2.5821e-12 | -4.9804e-11 | 3.5897e-11 | -5.3286e-13 | 0 | 0 | 0 | 0 | 0 | 0 | 0.94816 | 0.95 | 0.94937 | 0.94816 | 0.95 | 0.94937 | -0.098127 | -119.9961 | 119.9684 | -0.098127 | -119.9961 | 119.9684
Line4_2_6 | 0 | 0 | 0 | 0 | 0 | 0 | 0 | 0 | 0 | 0 | 0 | 0 | 5.6438e-11 | 1.1058e-10 | -2.0995e-10 | -3.7744e-11 | -8.6488e-11 | 1.6716e-10 | 2.2074e-10 | -1.7837e-10 | -6.4553e-12 | -1.8225e-10 | 1.4292e-10 | 3.3403e-12 | 0 | 0 | 0 | 0 | 0 | 0 | 0.94816 | 0.95 | 0.94937 | 0.94816 | 0.95 | 0.94937 | -0.098127 | -119.9961 | 119.9684 | -0.098127 | -119.9961 | 119.9684
Line5_6_7 | 0 | 0 | 0 | 0 | 0 | 0 | 0 | 0 | 0 | 0 | 0 | 0 | 4.5151e-11 | 8.8465e-11 | -1.6796e-10 | -2.6457e-11 | -6.4372e-11 | 1.2517e-10 | 1.766e-10 | -1.427e-10 | -5.1642e-12 | -1.381e-10 | 1.0725e-10 | 2.0493e-12 | 0 | 0 | 0 | 0 | 0 | 0 | 0.94816 | 0.95 | 0.94937 | 0.94816 | 0.95 | 0.94937 | -0.098127 | -119.9961 | 119.9684 | -0.098127 | -119.9961 | 119.9684
Line6_7_8 | 0 | 0 | 0 | 0 | 0 | 0 | 0 | 0 | 0 | 0 | 0 | 0 | 3.3863e-11 | 6.6349e-11 | -1.2597e-10 | -1.5169e-11 | -4.2256e-11 | 8.3181e-11 | 1.3245e-10 | -1.0702e-10 | -3.8732e-12 | -9.3953e-11 | 7.1571e-11 | 7.5822e-13 | 0 | 0 | 0 | 0 | 0 | 0 | 0.94816 | 0.95 | 0.94937 | 0.94816 | 0.95 | 0.94937 | -0.098127 | -119.9961 | 119.9684 | -0.098127 | -119.9961 | 119.9684
Line7_8_9 | 0 | 0 | 0 | 0 | 0 | 0 | 0 | 0 | 0 | 0 | 0 | 0 | 1.1288e-11 | 2.2116e-11 | -4.1989e-11 | 7.4063e-12 | 1.9765e-12 | -7.9758e-13 | 4.4149e-11 | -3.5675e-11 | -1.2911e-12 | -5.6547e-12 | 2.2227e-13 | -1.8239e-12 | 0 | 0 | 0 | 0 | 0 | 0 | 0.94816 | 0.95 | 0.94937 | 0.94816 | 0.95 | 0.94937 | -0.098127 | -119.9961 | 119.9684 | -0.098127 | -119.9961 | 119.9684
Line8_8_10 | 0 | 0 | 0 | 0 | 0 | 0 | 0 | 0 | 0 | 0 | 0 | 0 | 1.1288e-11 | 2.2116e-11 | -4.1989e-11 | 7.4063e-12 | 1.9765e-12 | -7.9758e-13 | 4.4149e-11 | -3.5675e-11 | -1.2911e-12 | -5.6547e-12 | 2.2227e-13 | -1.8239e-12 | 0 | 0 | 0 | 0 | 0 | 0 | 0.94816 | 0.95 | 0.94937 | 0.94816 | 0.95 | 0.94937 | -0.098127 | -119.9961 | 119.9684 | -0.098127 | -119.9961 | 119.9684
Line9_3_11 | 0 | 0 | 0 | 0 | 0 | 0 | 0 | 0 | 0 | 0 | 0 | 0 | 1.0915e-11 | 4.416e-10 | -6.0229e-10 | 8.7172e-12 | -3.7543e-10 | 5.1649e-10 | 6.5155e-10 | -4.3958e-10 | -1.6173e-10 | -5.6433e-10 | 3.7885e-10 | 1.3492e-10 | 0 | 0 | 0 | 0 | 0 | 0 | 0.94629 | 0.95 | 0.94754 | 0.94629 | 0.95 | 0.94754 | -0.10193 | -119.9642 | 119.9358 | -0.10193 | -119.9642 | 119.9358

## LG_min_fault_10
name | pf_ikss_a_from_ka | pf_ikss_b_from_ka | pf_ikss_c_from_ka | pf_ikss_a_to_ka | pf_ikss_b_to_ka | pf_ikss_c_to_ka | pf_skss_a_from_mw | pf_skss_b_from_mw | pf_skss_c_from_mw | pf_skss_a_to_mw | pf_skss_b_to_mw | pf_skss_c_to_mw | pf_p_a_from_mw | pf_p_b_from_mw | pf_p_c_from_mw | pf_p_a_to_mw | pf_p_b_to_mw | pf_p_c_to_mw | pf_q_a_from_mvar | pf_q_b_from_mvar | pf_q_c_from_mvar | pf_q_a_to_mvar | pf_q_b_to_mvar | pf_q_c_to_mvar | pf_ikss_a_from_degree | pf_ikss_b_from_degree | pf_ikss_c_from_degree | pf_ikss_a_to_degree | pf_ikss_b_to_degree | pf_ikss_c_to_degree | pf_vm_a_from_pu | pf_vm_b_from_pu | pf_vm_c_from_pu | pf_vm_a_to_pu | pf_vm_b_to_pu | pf_vm_c_to_pu | pf_va_a_from_degree | pf_va_b_from_degree | pf_va_c_from_degree | pf_va_a_to_degree | pf_va_b_to_degree | pf_va_c_to_degree
Line0_1_2 | 0 | 0 | 0 | 0 | 0 | 0 | 0 | 0 | 0 | 0 | 0 | 0 | 6.0784e-11 | 1.191e-10 | -2.2611e-10 | -4.4006e-11 | -9.7473e-11 | 1.8771e-10 | 2.3774e-10 | -1.9211e-10 | -6.9524e-12 | -2.032e-10 | 1.6029e-10 | 4.1567e-12 | 0 | 0 | 0 | 0 | 0 | 0 | 0.89826 | 0.9 | 0.8994 | 0.89826 | 0.9 | 0.8994 | -0.098127 | -119.9961 | 119.9684 | -0.098127 | -119.9961 | 119.9684
Line10_11_12 | 0 | 0 | 0 | 0 | 0 | 0 | 0 | 0 | 0 | 0 | 0 | 0 | 8.3972e-12 | 3.3972e-10 | -4.6334e-10 | 9.2233e-12 | -2.8033e-10 | 3.8633e-10 | 5.0123e-10 | -3.3817e-10 | -1.2442e-10 | -4.2295e-10 | 2.8366e-10 | 1.0036e-10 | 0 | 0 | 0 | 0 | 0 | 0 | 0.89649 | 0.9 | 0.89767 | 0.89649 | 0.9 | 0.89767 | -0.10193 | -119.9642 | 119.9358 | -0.10193 | -119.9642 | 119.9358
Line11_12_13 | 0 | 0 | 0 | 0 | 0 | 0 | 0 | 0 | 0 | 0 | 0 | 0 | 6.9976e-12 | 2.831e-10 | -3.8611e-10 | 1.0623e-11 | -2.2371e-10 | 3.0911e-10 | 4.1769e-10 | -2.8181e-10 | -1.0368e-10 | -3.3941e-10 | 2.273e-10 | 7.9621e-11 | 0 | 0 | 0 | 0 | 0 | 0 | 0.89649 | 0.9 | 0.89767 | 0.89649 | 0.9 | 0.89767 | -0.10193 | -119.9642 | 119.9358 | -0.10193 | -119.9642 | 119.9358
Line12_13_15 | 0 | 0 | 0 | 0 | 0 | 0 | 0 | 0 | 0 | 0 | 0 | 0 | 4.1986e-12 | 1.6986e-10 | -2.3167e-10 | 1.3422e-11 | -1.1047e-10 | 1.5466e-10 | 2.5062e-10 | -1.6908e-10 | -6.221e-11 | -1.7233e-10 | 1.1458e-10 | 3.8147e-11 | 0 | 0 | 0 | 0 | 0 | 0 | 0.89649 | 0.9 | 0.89767 | 0.89649 | 0.9 | 0.89767 | -0.10193 | -119.9642 | 119.9358 | -0.10193 | -119.9642 | 119.9358
Line13_13_14 | 0 | 0 | 0 | 0 | 0 | 0 | 0 | 0 | 0 | 0 | 0 | 0 | 1.3995e-12 | 5.662e-11 | -7.7223e-11 | 1.6221e-11 | 2.7673e-12 | 2.1527e-13 | 8.3539e-11 | -5.6361e-11 | -2.0737e-11 | -5.2549e-12 | 1.8528e-12 | -3.3262e-12 | 0 | 0 | 0 | 0 | 0 | 0 | 0.89649 | 0.9 | 0.89767 | 0.89649 | 0.9 | 0.89767 | -0.10193 | -119.9642 | 119.9358 | -0.10193 | -119.9642 | 119.9358
Line14_15_16 | 0 | 0 | 0 | 0 | 0 | 0 | 0 | 0 | 0 | 0 | 0 | 0 | 2.799e-12 | 1.1324e-10 | -1.5445e-10 | 1.4821e-11 | -5.3852e-11 | 7.7438e-11 | 1.6708e-10 | -1.1272e-10 | -4.1474e-11 | -8.8793e-11 | 5.8214e-11 | 1.7411e-11 | 0 | 0 | 0 | 0 | 0 | 0 | 0.89649 | 0.9 | 0.89767 | 0.89649 | 0.9 | 0.89767 | -0.10193 | -119.9642 | 119.9358 | -0.10193 | -119.9642 | 119.9358
Line15_16_17 | 0 | 0 | 0 | 0 | 0 | 0 | 0 | 0 | 0 | 0 | 0 | 0 | 1.3995e-12 | 5.662e-11 | -7.7223e-11 | 1.6221e-11 | 2.7673e-12 | 2.1527e-13 | 8.3539e-11 | -5.6361e-11 | -2.0737e-11 | -5.2549e-12 | 1.8528e-12 | -3.3262e-12 | 0 | 0 | 0 | 0 | 0 | 0 | 0.89649 | 0.9 | 0.89767 | 0.89649 | 0.9 | 0.89767 | -0.10193 | -119.9642 | 119.9358 | -0.10193 | -119.9642 | 119.9358
Line16_4_18 | 0 | 0 | 0 | 0 | 0 | 0 | 0 | 0 | 0 | 0 | 0 | 0 | 1.0131e-11 | 1.9849e-11 | -3.7686e-11 | 6.6472e-12 | 1.774e-12 | -7.1583e-13 | 3.9624e-11 | -3.2018e-11 | -1.1587e-12 | -5.0751e-12 | 1.9949e-13 | -1.637e-12 | 0 | 0 | 0 | 0 | 0 | 0 | 0.89826 | 0.9 | 0.8994 | 0.89826 | 0.9 | 0.8994 | -0.098127 | -119.9961 | 119.9684 | -0.098127 | -119.9961 | 119.9684
Line17_5_19 | 0 | 0 | 0 | 0 | 0 | 0 | 0 | 0 | 0 | 0 | 0 | 0 | 1.0131e-11 | 1.9849e-11 | -3.7686e-11 | 6.6472e-12 | 1.774e-12 | -7.1583e-13 | 3.9624e-11 | -3.2018e-11 | -1.1587e-12 | -5.0751e-12 | 1.9949e-13 | -1.637e-12 | 0 | 0 | 0 | 0 | 0 | 0 | 0.89826 | 0.9 | 0.8994 | 0.89826 | 0.9 | 0.8994 | -0.098127 | -119.9961 | 119.9684 | -0.098127 | -119.9961 | 119.9684
Line1_1_3 | 0.029232 | 0 | 0 | 0.029232 | 0 | 0 | 0.0067509 | 0 | 0 | 0.0067509 | 0 | 0 | 0.0042863 | 4.3398e-10 | -5.9857e-10 | -0.0042727 | -3.9357e-10 | 5.4078e-10 | 0.0042869 | -4.3992e-10 | -1.5564e-10 | -0.0042727 | 3.9638e-10 | 1.4183e-10 | -45.1019 | 0 | 0 | 134.8981 | 0 | 0 | 0.89826 | 0.9 | 0.8994 | 0.89649 | 0.9 | 0.89767 | -0.098127 | -119.9961 | 119.9684 | -0.10193 | -119.9642 | 119.9358
Line2_1_4 | 0 | 0 | 0 | 0 | 0 | 0 | 0 | 0 | 0 | 0 | 0 | 0 | 2.0261e-11 | 3.9699e-11 | -7.5371e-11 | -3.4835e-12 | -1.8075e-11 | 3.697e-11 | 7.9248e-11 | -6.4036e-11 | -2.3175e-12 | -4.4699e-11 | 3.2218e-11 | -4.7824e-13 | 0 | 0 | 0 | 0 | 0 | 0 | 0.89826 | 0.9 | 0.8994 | 0.89826 | 0.9 | 0.8994 | -0.098127 | -119.9961 | 119.9684 | -0.098127 | -119.9961 | 119.9684
Line3_1_5 | 0 | 0 | 0 | 0 | 0 | 0 | 0 | 0 | 0 | 0 | 0 | 0 | 2.0261e-11 | 3.9699e-11 | -7.5371e-11 | -3.4835e-12 | -1.8075e-11 | 3.697e-11 | 7.9248e-11 | -6.4036e-11 | -2.3175e-12 | -4.4699e-11 | 3.2218e-11 | -4.7824e-13 | 0 | 0 | 0 | 0 | 0 | 0 | 0.89826 | 0.9 | 0.8994 | 0.89826 | 0.9 | 0.8994 | -0.098127 | -119.9961 | 119.9684 | -0.098127 | -119.9961 | 119.9684
Line4_2_6 | 0 | 0 | 0 | 0 | 0 | 0 | 0 | 0 | 0 | 0 | 0 | 0 | 5.0654e-11 | 9.9247e-11 | -1.8843e-10 | -3.3876e-11 | -7.7624e-11 | 1.5003e-10 | 1.9812e-10 | -1.6009e-10 | -5.7937e-12 | -1.6357e-10 | 1.2827e-10 | 2.998e-12 | 0 | 0 | 0 | 0 | 0 | 0 | 0.89826 | 0.9 | 0.8994 | 0.89826 | 0.9 | 0.8994 | -0.098127 | -119.9961 | 119.9684 | -0.098127 | -119.9961 | 119.9684
Line5_6_7 | 0 | 0 | 0 | 0 | 0 | 0 | 0 | 0 | 0 | 0 | 0 | 0 | 4.0523e-11 | 7.9398e-11 | -1.5074e-10 | -2.3745e-11 | -5.7774e-11 | 1.1234e-10 | 1.585e-10 | -1.2807e-10 | -4.6349e-12 | -1.2395e-10 | 9.6254e-11 | 1.8392e-12 | 0 | 0 | 0 | 0 | 0 | 0 | 0.89826 | 0.9 | 0.8994 | 0.89826 | 0.9 | 0.8994 | -0.098127 | -119.9961 | 119.9684 | -0.098127 | -119.9961 | 119.9684
Line6_7_8 | 0 | 0 | 0 | 0 | 0 | 0 | 0 | 0 | 0 | 0 | 0 | 0 | 3.0392e-11 | 5.9548e-11 | -1.1306e-10 | -1.3614e-11 | -3.7925e-11 | 7.4655e-11 | 1.1887e-10 | -9.6054e-11 | -3.4762e-12 | -8.4323e-11 | 6.4236e-11 | 6.8051e-13 | 0 | 0 | 0 | 0 | 0 | 0 | 0.89826 | 0.9 | 0.8994 | 0.89826 | 0.9 | 0.8994 | -0.098127 | -119.9961 | 119.9684 | -0.098127 | -119.9961 | 119.9684
Line7_8_9 | 0 | 0 | 0 | 0 | 0 | 0 | 0 | 0 | 0 | 0 | 0 | 0 | 1.0131e-11 | 1.9849e-11 | -3.7686e-11 | 6.6472e-12 | 1.774e-12 | -7.1583e-13 | 3.9624e-11 | -3.2018e-11 | -1.1587e-12 | -5.0751e-12 | 1.9949e-13 | -1.637e-12 | 0 | 0 | 0 | 0 | 0 | 0 | 0.89826 | 0.9 | 0.8994 | 0.89826 | 0.9 | 0.8994 | -0.098127 | -119.9961 | 119.9684 | -0.098127 | -119.9961 | 119.9684
Line8_8_10 | 0 | 0 | 0 | 0 | 0 | 0 | 0 | 0 | 0 | 0 | 0 | 0 | 1.0131e-11 | 1.9849e-11 | -3.7686e-11 | 6.6472e-12 | 1.774e-12 | -7.1583e-13 | 3.9624e-11 | -3.2018e-11 | -1.1587e-12 | -5.0751e-12 | 1.9949e-13 | -1.637e-12 | 0 | 0 | 0 | 0 | 0 | 0 | 0.89826 | 0.9 | 0.8994 | 0.89826 | 0.9 | 0.8994 | -0.098127 | -119.9961 | 119.9684 | -0.098127 | -119.9961 | 119.9684
Line9_3_11 | 0 | 0 | 0 | 0 | 0 | 0 | 0 | 0 | 0 | 0 | 0 | 0 | 9.7967e-12 | 3.9634e-10 | -5.4056e-10 | 7.8238e-12 | -3.3695e-10 | 4.6355e-10 | 5.8477e-10 | -3.9453e-10 | -1.4516e-10 | -5.0649e-10 | 3.4002e-10 | 1.2109e-10 | 0 | 0 | 0 | 0 | 0 | 0 | 0.89649 | 0.9 | 0.89767 | 0.89649 | 0.9 | 0.89767 | -0.10193 | -119.9642 | 119.9358 | -0.10193 | -119.9642 | 119.9358

## LLG_max_6
name | pf_ikss_a_from_ka | pf_ikss_b_from_ka | pf_ikss_c_from_ka | pf_ikss_a_to_ka | pf_ikss_b_to_ka | pf_ikss_c_to_ka | pf_skss_a_from_mw | pf_skss_b_from_mw | pf_skss_c_from_mw | pf_skss_a_to_mw | pf_skss_b_to_mw | pf_skss_c_to_mw | pf_p_a_from_mw | pf_p_b_from_mw | pf_p_c_from_mw | pf_p_a_to_mw | pf_p_b_to_mw | pf_p_c_to_mw | pf_q_a_from_mvar | pf_q_b_from_mvar | pf_q_c_from_mvar | pf_q_a_to_mvar | pf_q_b_to_mvar | pf_q_c_to_mvar | pf_ikss_a_from_degree | pf_ikss_b_from_degree | pf_ikss_c_from_degree | pf_ikss_a_to_degree | pf_ikss_b_to_degree | pf_ikss_c_to_degree | pf_vm_a_from_pu | pf_vm_b_from_pu | pf_vm_c_from_pu | pf_vm_a_to_pu | pf_vm_b_to_pu | pf_vm_c_to_pu | pf_va_a_from_degree | pf_va_b_from_degree | pf_va_c_from_degree | pf_va_a_to_degree | pf_va_b_to_degree | pf_va_c_to_degree
Line0_1_2 | 0 | 0 | 0 | 0 | 0 | 0 | 0 | 0 | 0 | 0 | 0 | 0 | -7.079e-09 | -3.3889e-08 | 2.6749e-08 | 6.3128e-09 | 2.9219e-08 | -2.1313e-08 | -6.1308e-08 | 2.5711e-08 | 1.3732e-08 | 5.0831e-08 | -2.1786e-08 | -1.1796e-08 | 0 | 0 | 0 | 0 | 0 | 0 | 0.75883 | 0.52377 | 0.70567 | 0.75883 | 0.52377 | 0.70567 | -4.162 | -130.0275 | 109.6272 | -4.162 | -130.0275 | 109.6272
Line10_11_12 | 0 | 0 | 0 | 0 | 0 | 0 | 0 | 0 | 0 | 0 | 0 | 0 | -4.4188e-09 | -2.9214e-15 | -1.3453e-15 | 4.4188e-09 | 4.5313e-15 | 1.9256e-15 | -1.0483e-07 | -5.5326e-15 | -2.0554e-15 | 8.7166e-08 | 8.8104e-15 | 3.1076e-15 | 0 | 0 | 0 | 0 | 0 | 0 | 0.4592 | 0 | 0.4592 | 0.4592 | 0 | 0.4592 | -3.628 | 0 | 0 | -3.628 | 0 | 0
Line11_12_13 | 0 | 0 | 0 | 0 | 0 | 0 | 0 | 0 | 0 | 0 | 0 | 0 | -3.6823e-09 | -4.5046e-15 | -2.0711e-15 | 3.6823e-09 | 5.0053e-15 | 2.0803e-15 | -8.736e-08 | -8.523e-15 | -3.1512e-15 | 6.9694e-08 | 9.7857e-15 | 3.3927e-15 | 0 | 0 | 0 | 0 | 0 | 0 | 0.4592 | 0 | 0.4592 | 0.4592 | 0 | 0.4592 | -3.628 | 0 | 0 | -3.628 | 0 | 0
Line12_13_15 | 0 | 0 | 0 | 0 | 0 | 0 | 0 | 0 | 0 | 0 | 0 | 0 | -2.2094e-09 | -3.7263e-15 | -1.71e-15 | 2.2094e-09 | 2.9181e-15 | 1.0856e-15 | -5.2416e-08 | -7.0424e-15 | -2.5889e-15 | 3.475e-08 | 5.8796e-15 | 1.905e-15 | 0 | 0 | 0 | 0 | 0 | 0 | 0.4592 | 0 | 0.4592 | 0.4592 | 0 | 0.4592 | -3.628 | 0 | 0 | -3.628 | 0 | 0
Line13_13_14 | 0 | 0 | 0 | 0 | 0 | 0 | 0 | 0 | 0 | 0 | 0 | 0 | -7.3646e-10 | -1.2421e-15 | -5.6998e-16 | 7.3646e-10 | 3.8925e-17 | -2.0421e-16 | -1.7472e-08 | -2.3475e-15 | -8.6298e-16 | -1.9377e-10 | 4.104e-16 | -5.8804e-17 | 0 | 0 | 0 | 0 | 0 | 0 | 0.4592 | 0 | 0.4592 | 0.4592 | 0 | 0.4592 | -3.628 | 0 | 0 | -3.628 | 0 | 0
Line14_15_16 | 0 | 0 | 0 | 0 | 0 | 0 | 0 | 0 | 0 | 0 | 0 | 0 | -1.4729e-09 | -2.8751e-15 | -1.3146e-15 | 1.4729e-09 | 1.6072e-15 | 4.6443e-16 | -3.4944e-08 | -5.4222e-15 | -1.9718e-15 | 1.7278e-08 | 3.4305e-15 | 9.8346e-16 | 0 | 0 | 0 | 0 | 0 | 0 | 0.4592 | 0 | 0.4592 | 0.4592 | 0 | 0.4592 | -3.628 | 0 | 0 | -3.628 | 0 | 0
Line15_16_17 | 0 | 0 | 0 | 0 | 0 | 0 | 0 | 0 | 0 | 0 | 0 | 0 | -7.3646e-10 | -1.5601e-15 | -7.1041e-16 | 7.3646e-10 | 4.914e-17 | -2.5058e-16 | -1.7472e-08 | -2.9351e-15 | -1.0539e-15 | -1.9377e-10 | 5.0991e-16 | -7.0059e-17 | 0 | 0 | 0 | 0 | 0 | 0 | 0.4592 | 0 | 0.4592 | 0.4592 | 0 | 0.4592 | -3.628 | 0 | 0 | -3.628 | 0 | 0
Line16_4_18 | 0 | 0 | 0 | 0 | 0 | 0 | 0 | 0 | 0 | 0 | 0 | 0 | -1.1798e-09 | -5.6481e-09 | 4.4581e-09 | 4.1371e-10 | 9.7847e-10 | 9.7762e-10 | -1.0218e-08 | 4.2851e-09 | 2.2887e-09 | -2.5855e-10 | -3.602e-10 | -3.5234e-10 | 0 | 0 | 0 | 0 | 0 | 0 | 0.75883 | 0.52377 | 0.70567 | 0.75883 | 0.52377 | 0.70567 | -4.162 | -130.0275 | 109.6272 | -4.162 | -130.0275 | 109.6272
Line17_5_19 | 0 | 0 | 0 | 0 | 0 | 0 | 0 | 0 | 0 | 0 | 0 | 0 | -1.1798e-09 | -5.6481e-09 | 4.4581e-09 | 4.1371e-10 | 9.7847e-10 | 9.7762e-10 | -1.0218e-08 | 4.2851e-09 | 2.2887e-09 | -2.5855e-10 | -3.602e-10 | -3.5234e-10 | 0 | 0 | 0 | 0 | 0 | 0 | 0.75883 | 0.52377 | 0.70567 | 0.75883 | 0.52377 | 0.70567 | -4.162 | -130.0275 | 109.6272 | -4.162 | -130.0275 | 109.6272
Line1_1_3 | 0 | 6.3752 | 5.982 | 0 | 6.3752 | 5.982 | 0 | 1.4723 | 1.3815 | 0 | 1.4723 | 1.3815 | -8.6565e-09 | 0.22246 | 0.43337 | 5.8917e-09 | 1.1166e-13 | 7.5568e-14 | -1.575e-07 | 0.75917 | 0.55249 | 1.2211e-07 | 1.1327e-13 | 6.1306e-14 | 0 | 156.3045 | 57.7379 | 0 | -23.6955 | -122.2621 | 0.75883 | 0.52377 | 0.70567 | 0.4592 | 0 | 0.4592 | -4.162 | -130.0275 | 109.6272 | -3.628 | 0 | 0
Line2_1_4 | 0 | 0 | 0 | 0 | 0 | 0 | 0 | 0 | 0 | 0 | 0 | 0 | -2.3597e-09 | -1.1296e-08 | 8.9163e-09 | 1.5935e-09 | 6.6266e-09 | -3.4805e-09 | -2.0436e-08 | 8.5703e-09 | 4.5773e-09 | 9.9595e-09 | -4.6453e-09 | -2.641e-09 | 0 | 0 | 0 | 0 | 0 | 0 | 0.75883 | 0.52377 | 0.70567 | 0.75883 | 0.52377 | 0.70567 | -4.162 | -130.0275 | 109.6272 | -4.162 | -130.0275 | 109.6272
Line3_1_5 | 0 | 0 | 0 | 0 | 0 | 0 | 0 | 0 | 0 | 0 | 0 | 0 | -2.3597e-09 | -1.1296e-08 | 8.9163e-09 | 1.5935e-09 | 6.6266e-09 | -3.4805e-09 | -2.0436e-08 | 8.5703e-09 | 4.5773e-09 | 9.9595e-09 | -4.6453e-09 | -2.641e-09 | 0 | 0 | 0 | 0 | 0 | 0 | 0.75883 | 0.52377 | 0.70567 | 0.75883 | 0.52377 | 0.70567 | -4.162 | -130.0275 | 109.6272 | -4.162 | -130.0275 | 109.6272
Line4_2_6 | 0 | 0 | 0 | 0 | 0 | 0 | 0 | 0 | 0 | 0 | 0 | 0 | -5.8991e-09 | -2.8241e-08 | 2.2291e-08 | 5.133e-09 | 2.3571e-08 | -1.6855e-08 | -5.109e-08 | 2.1426e-08 | 1.1443e-08 | 4.0613e-08 | -1.7501e-08 | -9.5069e-09 | 0 | 0 | 0 | 0 | 0 | 0 | 0.75883 | 0.52377 | 0.70567 | 0.75883 | 0.52377 | 0.70567 | -4.162 | -130.0275 | 109.6272 | -4.162 | -130.0275 | 109.6272
Line5_6_7 | 0 | 0 | 0 | 0 | 0 | 0 | 0 | 0 | 0 | 0 | 0 | 0 | -4.7193e-09 | -2.2592e-08 | 1.7833e-08 | 3.9532e-09 | 1.7923e-08 | -1.2397e-08 | -4.0872e-08 | 1.7141e-08 | 9.1546e-09 | 3.0395e-08 | -1.3216e-08 | -7.2183e-09 | 0 | 0 | 0 | 0 | 0 | 0 | 0.75883 | 0.52377 | 0.70567 | 0.75883 | 0.52377 | 0.70567 | -4.162 | -130.0275 | 109.6272 | -4.162 | -130.0275 | 109.6272
Line6_7_8 | 0 | 0 | 0 | 0 | 0 | 0 | 0 | 0 | 0 | 0 | 0 | 0 | -3.5395e-09 | -1.6944e-08 | 1.3374e-08 | 2.7734e-09 | 1.2275e-08 | -7.9386e-09 | -3.0654e-08 | 1.2855e-08 | 6.866e-09 | 2.0177e-08 | -8.9305e-09 | -4.9296e-09 | 0 | 0 | 0 | 0 | 0 | 0 | 0.75883 | 0.52377 | 0.70567 | 0.75883 | 0.52377 | 0.70567 | -4.162 | -130.0275 | 109.6272 | -4.162 | -130.0275 | 109.6272
Line7_8_9 | 0 | 0 | 0 | 0 | 0 | 0 | 0 | 0 | 0 | 0 | 0 | 0 | -1.1798e-09 | -5.6481e-09 | 4.4581e-09 | 4.1371e-10 | 9.7847e-10 | 9.7762e-10 | -1.0218e-08 | 4.2851e-09 | 2.2887e-09 | -2.5855e-10 | -3.602e-10 | -3.5234e-10 | 0 | 0 | 0 | 0 | 0 | 0 | 0.75883 | 0.52377 | 0.70567 | 0.75883 | 0.52377 | 0.70567 | -4.162 | -130.0275 | 109.6272 | -4.162 | -130.0275 | 109.6272
Line8_8_10 | 0 | 0 | 0 | 0 | 0 | 0 | 0 | 0 | 0 | 0 | 0 | 0 | -1.1798e-09 | -5.6481e-09 | 4.4581e-09 | 4.1371e-10 | 9.7847e-10 | 9.7762e-10 | -1.0218e-08 | 4.2851e-09 | 2.2887e-09 | -2.5855e-10 | -3.602e-10 | -3.5234e-10 | 0 | 0 | 0 | 0 | 0 | 0 | 0.75883 | 0.52377 | 0.70567 | 0.75883 | 0.52377 | 0.70567 | -4.162 | -130.0275 | 109.6272 | -4.162 | -130.0275 | 109.6272
Line9_3_11 | 0 | 0 | 0 | 0 | 0 | 0 | 0 | 0 | 0 | 0 | 0 | 0 | -5.1552e-09 | 9.4743e-21 | -9.0262e-21 | 5.1552e-09 | 2.9357e-15 | 1.2664e-15 | -1.223e-07 | -1.6984e-20 | -2.7283e-21 | 1.0464e-07 | 5.6881e-15 | 2.0316e-15 | 0 | 0 | 0 | 0 | 0 | 0 | 0.4592 | 0 | 0.4592 | 0.4592 | 0 | 0.4592 | -3.628 | 0 | 0 | -3.628 | 0 | 0

## LLG_max_10
name | pf_ikss_a_from_ka | pf_ikss_b_from_ka | pf_ikss_c_from_ka | pf_ikss_a_to_ka | pf_ikss_b_to_ka | pf_ikss_c_to_ka | pf_skss_a_from_mw | pf_skss_b_from_mw | pf_skss_c_from_mw | pf_skss_a_to_mw | pf_skss_b_to_mw | pf_skss_c_to_mw | pf_p_a_from_mw | pf_p_b_from_mw | pf_p_c_from_mw | pf_p_a_to_mw | pf_p_b_to_mw | pf_p_c_to_mw | pf_q_a_from_mvar | pf_q_b_from_mvar | pf_q_c_from_mvar | pf_q_a_to_mvar | pf_q_b_to_mvar | pf_q_c_to_mvar | pf_ikss_a_from_degree | pf_ikss_b_from_degree | pf_ikss_c_from_degree | pf_ikss_a_to_degree | pf_ikss_b_to_degree | pf_ikss_c_to_degree | pf_vm_a_from_pu | pf_vm_b_from_pu | pf_vm_c_from_pu | pf_vm_a_to_pu | pf_vm_b_to_pu | pf_vm_c_to_pu | pf_va_a_from_degree | pf_va_b_from_degree | pf_va_c_from_degree | pf_va_a_to_degree | pf_va_b_to_degree | pf_va_c_to_degree
Line0_1_2 | 0 | 0 | 0 | 0 | 0 | 0 | 0 | 0 | 0 | 0 | 0 | 0 | -7.817e-09 | -3.7124e-08 | 2.9297e-08 | 6.9778e-09 | 3.201e-08 | -2.3344e-08 | -6.8558e-08 | 2.8223e-08 | 1.4997e-08 | 5.6843e-08 | -2.3914e-08 | -1.2883e-08 | 0 | 0 | 0 | 0 | 0 | 0 | 0.78757 | 0.53578 | 0.73168 | 0.78757 | 0.53578 | 0.73168 | -4.2482 | -130.2662 | 109.4002 | -4.2482 | -130.2662 | 109.4002
Line10_11_12 | 0 | 0 | 0 | 0 | 0 | 0 | 0 | 0 | 0 | 0 | 0 | 0 | -4.8486e-09 | -3.2055e-15 | -1.478e-15 | 4.8486e-09 | 4.9723e-15 | 2.1156e-15 | -1.15e-07 | -6.0732e-15 | -2.2565e-15 | 9.5618e-08 | 9.6712e-15 | 3.4121e-15 | 0 | 0 | 0 | 0 | 0 | 0 | 0.48103 | 0 | 0.48103 | 0.48103 | 0 | 0.48103 | -3.7134 | 0 | 0 | -3.7134 | 0 | 0
Line11_12_13 | 0 | 0 | 0 | 0 | 0 | 0 | 0 | 0 | 0 | 0 | 0 | 0 | -4.0405e-09 | -4.9427e-15 | -2.2754e-15 | 4.0405e-09 | 5.4925e-15 | 2.2856e-15 | -9.5836e-08 | -9.3558e-15 | -3.4595e-15 | 7.6451e-08 | 1.0742e-14 | 3.7252e-15 | 0 | 0 | 0 | 0 | 0 | 0 | 0.48103 | 0 | 0.48103 | 0.48103 | 0 | 0.48103 | -3.7134 | 0 | 0 | -3.7134 | 0 | 0
Line12_13_15 | 0 | 0 | 0 | 0 | 0 | 0 | 0 | 0 | 0 | 0 | 0 | 0 | -2.4243e-09 | -4.0886e-15 | -1.8787e-15 | 2.4243e-09 | 3.2024e-15 | 1.1928e-15 | -5.7501e-08 | -7.7305e-15 | -2.8423e-15 | 3.8117e-08 | 6.454e-15 | 2.0919e-15 | 0 | 0 | 0 | 0 | 0 | 0 | 0.48103 | 0 | 0.48103 | 0.48103 | 0 | 0.48103 | -3.7134 | 0 | 0 | -3.7134 | 0 | 0
Line13_13_14 | 0 | 0 | 0 | 0 | 0 | 0 | 0 | 0 | 0 | 0 | 0 | 0 | -8.081e-10 | -1.3629e-15 | -6.2623e-16 | 8.0811e-10 | 4.3221e-17 | -2.2436e-16 | -1.9167e-08 | -2.5768e-15 | -9.4743e-16 | -2.1764e-10 | 4.5041e-16 | -6.4101e-17 | 0 | 0 | 0 | 0 | 0 | 0 | 0.48103 | 0 | 0.48103 | 0.48103 | 0 | 0.48103 | -3.7134 | 0 | 0 | -3.7134 | 0 | 0
Line14_15_16 | 0 | 0 | 0 | 0 | 0 | 0 | 0 | 0 | 0 | 0 | 0 | 0 | -1.6162e-09 | -3.1546e-15 | -1.4444e-15 | 1.6162e-09 | 1.7641e-15 | 5.1029e-16 | -3.8334e-08 | -5.9521e-15 | -2.1648e-15 | 1.8949e-08 | 3.7656e-15 | 1.0803e-15 | 0 | 0 | 0 | 0 | 0 | 0 | 0.48103 | 0 | 0.48103 | 0.48103 | 0 | 0.48103 | -3.7134 | 0 | 0 | -3.7134 | 0 | 0
Line15_16_17 | 0 | 0 | 0 | 0 | 0 | 0 | 0 | 0 | 0 | 0 | 0 | 0 | -8.081e-10 | -1.7118e-15 | -7.8054e-16 | 8.0811e-10 | 5.455e-17 | -2.7532e-16 | -1.9167e-08 | -3.222e-15 | -1.1571e-15 | -2.1764e-10 | 5.5962e-16 | -7.635e-17 | 0 | 0 | 0 | 0 | 0 | 0 | 0.48103 | 0 | 0.48103 | 0.48103 | 0 | 0.48103 | -3.7134 | 0 | 0 | -3.7134 | 0 | 0
Line16_4_18 | 0 | 0 | 0 | 0 | 0 | 0 | 0 | 0 | 0 | 0 | 0 | 0 | -1.3028e-09 | -6.1873e-09 | 4.8828e-09 | 4.6363e-10 | 1.0737e-09 | 1.07e-09 | -1.1426e-08 | 4.7038e-09 | 2.4995e-09 | -2.8865e-10 | -3.9537e-10 | -3.8551e-10 | 0 | 0 | 0 | 0 | 0 | 0 | 0.78757 | 0.53578 | 0.73168 | 0.78757 | 0.53578 | 0.73168 | -4.2482 | -130.2662 | 109.4002 | -4.2482 | -130.2662 | 109.4002
Line17_5_19 | 0 | 0 | 0 | 0 | 0 | 0 | 0 | 0 | 0 | 0 | 0 | 0 | -1.3028e-09 | -6.1873e-09 | 4.8828e-09 | 4.6363e-10 | 1.0737e-09 | 1.07e-09 | -1.1426e-08 | 4.7038e-09 | 2.4995e-09 | -2.8865e-10 | -3.9537e-10 | -3.8551e-10 | 0 | 0 | 0 | 0 | 0 | 0 | 0.78757 | 0.53578 | 0.73168 | 0.78757 | 0.53578 | 0.73168 | -4.2482 | -130.2662 | 109.4002 | -4.2482 | -130.2662 | 109.4002
Line1_1_3 | 0 | 6.5267 | 6.1151 | 0 | 6.5267 | 6.1151 | 0 | 1.5073 | 1.4122 | 0 | 1.5073 | 1.4122 | -9.4702e-09 | 0.23331 | 0.45307 | 6.4648e-09 | 4.4278e-13 | 2.4162e-13 | -1.7234e-07 | 0.79552 | 0.57724 | 1.3395e-07 | -2.3142e-13 | -3.534e-13 | 0 | 156.0793 | 57.5281 | 0 | -23.9207 | -122.4719 | 0.78757 | 0.53578 | 0.73168 | 0.48103 | 0 | 0.48103 | -4.2482 | -130.2662 | 109.4002 | -3.7134 | 0 | 0
Line2_1_4 | 0 | 0 | 0 | 0 | 0 | 0 | 0 | 0 | 0 | 0 | 0 | 0 | -2.6057e-09 | -1.2375e-08 | 9.7656e-09 | 1.7665e-09 | 7.2609e-09 | -3.8128e-09 | -2.2853e-08 | 9.4076e-09 | 4.999e-09 | 1.1138e-08 | -5.0992e-09 | -2.885e-09 | 0 | 0 | 0 | 0 | 0 | 0 | 0.78757 | 0.53578 | 0.73168 | 0.78757 | 0.53578 | 0.73168 | -4.2482 | -130.2662 | 109.4002 | -4.2482 | -130.2662 | 109.4002
Line3_1_5 | 0 | 0 | 0 | 0 | 0 | 0 | 0 | 0 | 0 | 0 | 0 | 0 | -2.6057e-09 | -1.2375e-08 | 9.7656e-09 | 1.7665e-09 | 7.2609e-09 | -3.8128e-09 | -2.2853e-08 | 9.4076e-09 | 4.999e-09 | 1.1138e-08 | -5.0992e-09 | -2.885e-09 | 0 | 0 | 0 | 0 | 0 | 0 | 0.78757 | 0.53578 | 0.73168 | 0.78757 | 0.53578 | 0.73168 | -4.2482 | -130.2662 | 109.4002 | -4.2482 | -130.2662 | 109.4002
Line4_2_6 | 0 | 0 | 0 | 0 | 0 | 0 | 0 | 0 | 0 | 0 | 0 | 0 | -6.5142e-09 | -3.0936e-08 | 2.4414e-08 | 5.675e-09 | 2.5823e-08 | -1.8461e-08 | -5.7132e-08 | 2.3519e-08 | 1.2497e-08 | 4.5417e-08 | -1.921e-08 | -1.0383e-08 | 0 | 0 | 0 | 0 | 0 | 0 | 0.78757 | 0.53578 | 0.73168 | 0.78757 | 0.53578 | 0.73168 | -4.2482 | -130.2662 | 109.4002 | -4.2482 | -130.2662 | 109.4002
Line5_6_7 | 0 | 0 | 0 | 0 | 0 | 0 | 0 | 0 | 0 | 0 | 0 | 0 | -5.2113e-09 | -2.4749e-08 | 1.9531e-08 | 4.3721e-09 | 1.9635e-08 | -1.3578e-08 | -4.5705e-08 | 1.8815e-08 | 9.9979e-09 | 3.399e-08 | -1.4507e-08 | -7.884e-09 | 0 | 0 | 0 | 0 | 0 | 0 | 0.78757 | 0.53578 | 0.73168 | 0.78757 | 0.53578 | 0.73168 | -4.2482 | -130.2662 | 109.4002 | -4.2482 | -130.2662 | 109.4002
Line6_7_8 | 0 | 0 | 0 | 0 | 0 | 0 | 0 | 0 | 0 | 0 | 0 | 0 | -3.9085e-09 | -1.8562e-08 | 1.4648e-08 | 3.0693e-09 | 1.3448e-08 | -8.6956e-09 | -3.4279e-08 | 1.4111e-08 | 7.4985e-09 | 2.2564e-08 | -9.8029e-09 | -5.3845e-09 | 0 | 0 | 0 | 0 | 0 | 0 | 0.78757 | 0.53578 | 0.73168 | 0.78757 | 0.53578 | 0.73168 | -4.2482 | -130.2662 | 109.4002 | -4.2482 | -130.2662 | 109.4002
Line7_8_9 | 0 | 0 | 0 | 0 | 0 | 0 | 0 | 0 | 0 | 0 | 0 | 0 | -1.3028e-09 | -6.1873e-09 | 4.8828e-09 | 4.6363e-10 | 1.0737e-09 | 1.07e-09 | -1.1426e-08 | 4.7038e-09 | 2.4995e-09 | -2.8865e-10 | -3.9537e-10 | -3.8551e-10 | 0 | 0 | 0 | 0 | 0 | 0 | 0.78757 | 0.53578 | 0.73168 | 0.78757 | 0.53578 | 0.73168 | -4.2482 | -130.2662 | 109.4002 | -4.2482 | -130.2662 | 109.4002
Line8_8_10 | 0 | 0 | 0 | 0 | 0 | 0 | 0 | 0 | 0 | 0 | 0 | 0 | -1.3028e-09 | -6.1873e-09 | 4.8828e-09 | 4.6363e-10 | 1.0737e-09 | 1.07e-09 | -1.1426e-08 | 4.7038e-09 | 2.4995e-09 | -2.8865e-10 | -3.9537e-10 | -3.8551e-10 | 0 | 0 | 0 | 0 | 0 | 0 | 0.78757 | 0.53578 | 0.73168 | 0.78757 | 0.53578 | 0.73168 | -4.2482 | -130.2662 | 109.4002 | -4.2482 | -130.2662 | 109.4002
Line9_3_11 | 0 | 0 | 0 | 0 | 0 | 0 | 0 | 0 | 0 | 0 | 0 | 0 | -5.6567e-09 | -4.3424e-20 | -8.8526e-21 | 5.6567e-09 | 3.2214e-15 | 1.3913e-15 | -1.3417e-07 | -4.4968e-20 | 4.1587e-20 | 1.1479e-07 | 6.2438e-15 | 2.2306e-15 | 0 | 0 | 0 | 0 | 0 | 0 | 0.48103 | 0 | 0.48103 | 0.48103 | 0 | 0.48103 | -3.7134 | 0 | 0 | -3.7134 | 0 | 0

## LLG_max_fault_6
name | pf_ikss_a_from_ka | pf_ikss_b_from_ka | pf_ikss_c_from_ka | pf_ikss_a_to_ka | pf_ikss_b_to_ka | pf_ikss_c_to_ka | pf_skss_a_from_mw | pf_skss_b_from_mw | pf_skss_c_from_mw | pf_skss_a_to_mw | pf_skss_b_to_mw | pf_skss_c_to_mw | pf_p_a_from_mw | pf_p_b_from_mw | pf_p_c_from_mw | pf_p_a_to_mw | pf_p_b_to_mw | pf_p_c_to_mw | pf_q_a_from_mvar | pf_q_b_from_mvar | pf_q_c_from_mvar | pf_q_a_to_mvar | pf_q_b_to_mvar | pf_q_c_to_mvar | pf_ikss_a_from_degree | pf_ikss_b_from_degree | pf_ikss_c_from_degree | pf_ikss_a_to_degree | pf_ikss_b_to_degree | pf_ikss_c_to_degree | pf_vm_a_from_pu | pf_vm_b_from_pu | pf_vm_c_from_pu | pf_vm_a_to_pu | pf_vm_b_to_pu | pf_vm_c_to_pu | pf_va_a_from_degree | pf_va_b_from_degree | pf_va_c_from_degree | pf_va_a_to_degree | pf_va_b_to_degree | pf_va_c_to_degree
Line0_1_2 | 0 | 0 | 0 | 0 | 0 | 0 | 0 | 0 | 0 | 0 | 0 | 0 | -1.4014e-10 | -2.1621e-10 | 2.3514e-10 | 1.1817e-10 | 1.8796e-10 | -1.8492e-10 | -2.6129e-10 | 3.0303e-10 | 6.0039e-11 | 2.1585e-10 | -2.6131e-10 | -5.641e-11 | 0 | 0 | 0 | 0 | 0 | 0 | 1.0493 | 1.0474 | 1.048 | 1.0493 | 1.0474 | 1.048 | -0.026755 | -120.1247 | 119.9094 | -0.026755 | -120.1247 | 119.9094
Line10_11_12 | 0 | 0 | 0 | 0 | 0 | 0 | 0 | 0 | 0 | 0 | 0 | 0 | -2.4379e-10 | -4.6966e-10 | 4.4854e-10 | 2.0656e-10 | 4.0957e-10 | -3.5123e-10 | -5.3304e-10 | 5.52e-10 | 1.2927e-10 | 4.4164e-10 | -4.7418e-10 | -1.1602e-10 | 0 | 0 | 0 | 0 | 0 | 0 | 1.0481 | 1.0442 | 1.0462 | 1.0481 | 1.0442 | 1.0462 | -0.036237 | -120.2018 | 119.8818 | -0.036237 | -120.2018 | 119.8818
Line11_12_13 | 0 | 0 | 0 | 0 | 0 | 0 | 0 | 0 | 0 | 0 | 0 | 0 | -2.0316e-10 | -3.9138e-10 | 3.7379e-10 | 1.6593e-10 | 3.3129e-10 | -2.7647e-10 | -4.442e-10 | 4.6e-10 | 1.0773e-10 | 3.528e-10 | -3.8218e-10 | -9.4476e-11 | 0 | 0 | 0 | 0 | 0 | 0 | 1.0481 | 1.0442 | 1.0462 | 1.0481 | 1.0442 | 1.0462 | -0.036237 | -120.2018 | 119.8818 | -0.036237 | -120.2018 | 119.8818
Line12_13_15 | 0 | 0 | 0 | 0 | 0 | 0 | 0 | 0 | 0 | 0 | 0 | 0 | -1.2189e-10 | -2.3483e-10 | 2.2427e-10 | 8.4665e-11 | 1.7474e-10 | -1.2696e-10 | -2.6652e-10 | 2.76e-10 | 6.4637e-11 | 1.7512e-10 | -1.9818e-10 | -5.1385e-11 | 0 | 0 | 0 | 0 | 0 | 0 | 1.0481 | 1.0442 | 1.0462 | 1.0481 | 1.0442 | 1.0462 | -0.036237 | -120.2018 | 119.8818 | -0.036237 | -120.2018 | 119.8818
Line13_13_14 | 0 | 0 | 0 | 0 | 0 | 0 | 0 | 0 | 0 | 0 | 0 | 0 | -4.0632e-11 | -7.8276e-11 | 7.4757e-11 | 3.4017e-12 | 1.8189e-11 | 2.2559e-11 | -8.884e-11 | 9.2001e-11 | 2.1546e-11 | -2.5545e-12 | -1.4175e-11 | -8.2939e-12 | 0 | 0 | 0 | 0 | 0 | 0 | 1.0481 | 1.0442 | 1.0462 | 1.0481 | 1.0442 | 1.0462 | -0.036237 | -120.2018 | 119.8818 | -0.036237 | -120.2018 | 119.8818
Line14_15_16 | 0 | 0 | 0 | 0 | 0 | 0 | 0 | 0 | 0 | 0 | 0 | 0 | -8.1263e-11 | -1.5655e-10 | 1.4951e-10 | 4.4033e-11 | 9.6465e-11 | -5.2198e-11 | -1.7768e-10 | 1.84e-10 | 4.3091e-11 | 8.6285e-11 | -1.0618e-10 | -2.9839e-11 | 0 | 0 | 0 | 0 | 0 | 0 | 1.0481 | 1.0442 | 1.0462 | 1.0481 | 1.0442 | 1.0462 | -0.036237 | -120.2018 | 119.8818 | -0.036237 | -120.2018 | 119.8818
Line15_16_17 | 0 | 0 | 0 | 0 | 0 | 0 | 0 | 0 | 0 | 0 | 0 | 0 | -4.0632e-11 | -7.8276e-11 | 7.4757e-11 | 3.4017e-12 | 1.8189e-11 | 2.2559e-11 | -8.884e-11 | 9.2001e-11 | 2.1546e-11 | -2.5545e-12 | -1.4175e-11 | -8.2939e-12 | 0 | 0 | 0 | 0 | 0 | 0 | 1.0481 | 1.0442 | 1.0462 | 1.0481 | 1.0442 | 1.0462 | -0.036237 | -120.2018 | 119.8818 | -0.036237 | -120.2018 | 119.8818
Line16_4_18 | 0 | 0 | 0 | 0 | 0 | 0 | 0 | 0 | 0 | 0 | 0 | 0 | -2.3357e-11 | -3.6035e-11 | 3.919e-11 | 1.3901e-12 | 7.7864e-12 | 1.1025e-11 | -4.3548e-11 | 5.0506e-11 | 1.0006e-11 | -1.8871e-12 | -8.7821e-12 | -6.3775e-12 | 0 | 0 | 0 | 0 | 0 | 0 | 1.0493 | 1.0474 | 1.048 | 1.0493 | 1.0474 | 1.048 | -0.026755 | -120.1247 | 119.9094 | -0.026755 | -120.1247 | 119.9094
Line17_5_19 | 0 | 0 | 0 | 0 | 0 | 0 | 0 | 0 | 0 | 0 | 0 | 0 | -2.3357e-11 | -3.6035e-11 | 3.919e-11 | 1.3901e-12 | 7.7864e-12 | 1.1025e-11 | -4.3548e-11 | 5.0506e-11 | 1.0006e-11 | -1.8871e-12 | -8.7821e-12 | -6.3775e-12 | 0 | 0 | 0 | 0 | 0 | 0 | 1.0493 | 1.0474 | 1.048 | 1.0493 | 1.0474 | 1.048 | -0.026755 | -120.1247 | 119.9094 | -0.026755 | -120.1247 | 119.9094
Line1_1_3 | 0 | 0.034138 | 0.0341 | 0 | 0.034138 | 0.0341 | 0 | 0.0078838 | 0.0078751 | 0 | 0.0078838 | 0.0078751 | -3.1746e-10 | 0.0058342 | 0.0058282 | 2.8782e-10 | -0.0058269 | -0.0058142 | -6.8812e-10 | 0.0058499 | 0.0058338 | 6.1932e-10 | -0.0058269 | -0.0058142 | 0 | -165.2018 | 74.8818 | 0 | 14.7982 | -105.1182 | 1.0493 | 1.0474 | 1.048 | 1.0481 | 1.0442 | 1.0462 | -0.026755 | -120.1247 | 119.9094 | -0.036237 | -120.2018 | 119.8818
Line2_1_4 | 0 | 0 | 0 | 0 | 0 | 0 | 0 | 0 | 0 | 0 | 0 | 0 | -4.6714e-11 | -7.2069e-11 | 7.838e-11 | 2.4747e-11 | 4.3821e-11 | -2.8165e-11 | -8.7096e-11 | 1.0101e-10 | 2.0013e-11 | 4.1661e-11 | -5.9288e-11 | -1.6384e-11 | 0 | 0 | 0 | 0 | 0 | 0 | 1.0493 | 1.0474 | 1.048 | 1.0493 | 1.0474 | 1.048 | -0.026755 | -120.1247 | 119.9094 | -0.026755 | -120.1247 | 119.9094
Line3_1_5 | 0 | 0 | 0 | 0 | 0 | 0 | 0 | 0 | 0 | 0 | 0 | 0 | -4.6714e-11 | -7.2069e-11 | 7.838e-11 | 2.4747e-11 | 4.3821e-11 | -2.8165e-11 | -8.7096e-11 | 1.0101e-10 | 2.0013e-11 | 4.1661e-11 | -5.9288e-11 | -1.6384e-11 | 0 | 0 | 0 | 0 | 0 | 0 | 1.0493 | 1.0474 | 1.048 | 1.0493 | 1.0474 | 1.048 | -0.026755 | -120.1247 | 119.9094 | -0.026755 | -120.1247 | 119.9094
Line4_2_6 | 0 | 0 | 0 | 0 | 0 | 0 | 0 | 0 | 0 | 0 | 0 | 0 | -1.1678e-10 | -1.8017e-10 | 1.9595e-10 | 9.4818e-11 | 1.5193e-10 | -1.4573e-10 | -2.1774e-10 | 2.5253e-10 | 5.0032e-11 | 1.7231e-10 | -2.108e-10 | -4.6404e-11 | 0 | 0 | 0 | 0 | 0 | 0 | 1.0493 | 1.0474 | 1.048 | 1.0493 | 1.0474 | 1.048 | -0.026755 | -120.1247 | 119.9094 | -0.026755 | -120.1247 | 119.9094
Line5_6_7 | 0 | 0 | 0 | 0 | 0 | 0 | 0 | 0 | 0 | 0 | 0 | 0 | -9.3428e-11 | -1.4414e-10 | 1.5676e-10 | 7.1461e-11 | 1.1589e-10 | -1.0654e-10 | -1.7419e-10 | 2.0202e-10 | 4.0026e-11 | 1.2876e-10 | -1.603e-10 | -3.6397e-11 | 0 | 0 | 0 | 0 | 0 | 0 | 1.0493 | 1.0474 | 1.048 | 1.0493 | 1.0474 | 1.048 | -0.026755 | -120.1247 | 119.9094 | -0.026755 | -120.1247 | 119.9094
Line6_7_8 | 0 | 0 | 0 | 0 | 0 | 0 | 0 | 0 | 0 | 0 | 0 | 0 | -7.0071e-11 | -1.081e-10 | 1.1757e-10 | 4.8104e-11 | 7.9856e-11 | -6.7355e-11 | -1.3064e-10 | 1.5152e-10 | 3.0019e-11 | 8.5209e-11 | -1.0979e-10 | -2.6391e-11 | 0 | 0 | 0 | 0 | 0 | 0 | 1.0493 | 1.0474 | 1.048 | 1.0493 | 1.0474 | 1.048 | -0.026755 | -120.1247 | 119.9094 | -0.026755 | -120.1247 | 119.9094
Line7_8_9 | 0 | 0 | 0 | 0 | 0 | 0 | 0 | 0 | 0 | 0 | 0 | 0 | -2.3357e-11 | -3.6035e-11 | 3.919e-11 | 1.3901e-12 | 7.7864e-12 | 1.1025e-11 | -4.3548e-11 | 5.0506e-11 | 1.0006e-11 | -1.8871e-12 | -8.7821e-12 | -6.3775e-12 | 0 | 0 | 0 | 0 | 0 | 0 | 1.0493 | 1.0474 | 1.048 | 1.0493 | 1.0474 | 1.048 | -0.026755 | -120.1247 | 119.9094 | -0.026755 | -120.1247 | 119.9094
Line8_8_10 | 0 | 0 | 0 | 0 | 0 | 0 | 0 | 0 | 0 | 0 | 0 | 0 | -2.3357e-11 | -3.6035e-11 | 3.919e-11 | 1.3901e-12 | 7.7864e-12 | 1.1025e-11 | -4.3548e-11 | 5.0506e-11 | 1.0006e-11 | -1.8871e-12 | -8.7821e-12 | -6.3775e-12 | 0 | 0 | 0 | 0 | 0 | 0 | 1.0493 | 1.0474 | 1.048 | 1.0493 | 1.0474 | 1.048 | -0.026755 | -120.1247 | 119.9094 | -0.026755 | -120.1247 | 119.9094
Line9_3_11 | 0 | 0 | 0 | 0 | 0 | 0 | 0 | 0 | 0 | 0 | 0 | 0 | -2.8442e-10 | -5.4793e-10 | 5.233e-10 | 2.4719e-10 | 4.8785e-10 | -4.2598e-10 | -6.2188e-10 | 6.44e-10 | 1.5082e-10 | 5.3048e-10 | -5.6618e-10 | -1.3757e-10 | 0 | 0 | 0 | 0 | 0 | 0 | 1.0481 | 1.0442 | 1.0462 | 1.0481 | 1.0442 | 1.0462 | -0.036237 | -120.2018 | 119.8818 | -0.036237 | -120.2018 | 119.8818

## LLG_max_fault_10
name | pf_ikss_a_from_ka | pf_ikss_b_from_ka | pf_ikss_c_from_ka | pf_ikss_a_to_ka | pf_ikss_b_to_ka | pf_ikss_c_to_ka | pf_skss_a_from_mw | pf_skss_b_from_mw | pf_skss_c_from_mw | pf_skss_a_to_mw | pf_skss_b_to_mw | pf_skss_c_to_mw | pf_p_a_from_mw | pf_p_b_from_mw | pf_p_c_from_mw | pf_p_a_to_mw | pf_p_b_to_mw | pf_p_c_to_mw | pf_q_a_from_mvar | pf_q_b_from_mvar | pf_q_c_from_mvar | pf_q_a_to_mvar | pf_q_b_to_mvar | pf_q_c_to_mvar | pf_ikss_a_from_degree | pf_ikss_b_from_degree | pf_ikss_c_from_degree | pf_ikss_a_to_degree | pf_ikss_b_to_degree | pf_ikss_c_to_degree | pf_vm_a_from_pu | pf_vm_b_from_pu | pf_vm_c_from_pu | pf_vm_a_to_pu | pf_vm_b_to_pu | pf_vm_c_to_pu | pf_va_a_from_degree | pf_va_b_from_degree | pf_va_c_from_degree | pf_va_a_to_degree | pf_va_b_to_degree | pf_va_c_to_degree
Line0_1_2 | 0 | 0 | 0 | 0 | 0 | 0 | 0 | 0 | 0 | 0 | 0 | 0 | -1.6094e-10 | -2.4832e-10 | 2.6998e-10 | 1.3572e-10 | 2.1588e-10 | -2.1231e-10 | -3.0009e-10 | 3.4805e-10 | 6.897e-11 | 2.479e-10 | -3.0014e-10 | -6.4802e-11 | 0 | 0 | 0 | 0 | 0 | 0 | 1.0993 | 1.0971 | 1.0979 | 1.0993 | 1.0971 | 1.0979 | -0.028028 | -120.1306 | 119.9051 | -0.028028 | -120.1306 | 119.9051
Line10_11_12 | 0 | 0 | 0 | 0 | 0 | 0 | 0 | 0 | 0 | 0 | 0 | 0 | -2.7468e-10 | -5.2637e-10 | 5.0411e-10 | 2.327e-10 | 4.59e-10 | -3.9477e-10 | -5.983e-10 | 6.2123e-10 | 1.4492e-10 | 4.9568e-10 | -5.337e-10 | -1.3019e-10 | 0 | 0 | 0 | 0 | 0 | 0 | 1.0979 | 1.0938 | 1.0959 | 1.0979 | 1.0938 | 1.0959 | -0.037508 | -120.2077 | 119.8775 | -0.037508 | -120.2077 | 119.8775
Line11_12_13 | 0 | 0 | 0 | 0 | 0 | 0 | 0 | 0 | 0 | 0 | 0 | 0 | -2.289e-10 | -4.3864e-10 | 4.2009e-10 | 1.8692e-10 | 3.7127e-10 | -3.1075e-10 | -4.9858e-10 | 5.1769e-10 | 1.2076e-10 | 3.9596e-10 | -4.3016e-10 | -1.0604e-10 | 0 | 0 | 0 | 0 | 0 | 0 | 1.0979 | 1.0938 | 1.0959 | 1.0979 | 1.0938 | 1.0959 | -0.037508 | -120.2077 | 119.8775 | -0.037508 | -120.2077 | 119.8775
Line12_13_15 | 0 | 0 | 0 | 0 | 0 | 0 | 0 | 0 | 0 | 0 | 0 | 0 | -1.3734e-10 | -2.6318e-10 | 2.5206e-10 | 9.5365e-11 | 1.9582e-10 | -1.4271e-10 | -2.9915e-10 | 3.1062e-10 | 7.2459e-11 | 1.9653e-10 | -2.2309e-10 | -5.7734e-11 | 0 | 0 | 0 | 0 | 0 | 0 | 1.0979 | 1.0938 | 1.0959 | 1.0979 | 1.0938 | 1.0959 | -0.037508 | -120.2077 | 119.8775 | -0.037508 | -120.2077 | 119.8775
Line13_13_14 | 0 | 0 | 0 | 0 | 0 | 0 | 0 | 0 | 0 | 0 | 0 | 0 | -4.5779e-11 | -8.7728e-11 | 8.4018e-11 | 3.8067e-12 | 2.036e-11 | 2.5323e-11 | -9.9716e-11 | 1.0354e-10 | 2.4153e-11 | -2.9019e-12 | -1.601e-11 | -9.4284e-12 | 0 | 0 | 0 | 0 | 0 | 0 | 1.0979 | 1.0938 | 1.0959 | 1.0979 | 1.0938 | 1.0959 | -0.037508 | -120.2077 | 119.8775 | -0.037508 | -120.2077 | 119.8775
Line14_15_16 | 0 | 0 | 0 | 0 | 0 | 0 | 0 | 0 | 0 | 0 | 0 | 0 | -9.1558e-11 | -1.7546e-10 | 1.6804e-10 | 4.9586e-11 | 1.0809e-10 | -5.8696e-11 | -1.9943e-10 | 2.0708e-10 | 4.8306e-11 | 9.6814e-11 | -1.1955e-10 | -3.3581e-11 | 0 | 0 | 0 | 0 | 0 | 0 | 1.0979 | 1.0938 | 1.0959 | 1.0979 | 1.0938 | 1.0959 | -0.037508 | -120.2077 | 119.8775 | -0.037508 | -120.2077 | 119.8775
Line15_16_17 | 0 | 0 | 0 | 0 | 0 | 0 | 0 | 0 | 0 | 0 | 0 | 0 | -4.5779e-11 | -8.7728e-11 | 8.4018e-11 | 3.8067e-12 | 2.036e-11 | 2.5323e-11 | -9.9716e-11 | 1.0354e-10 | 2.4153e-11 | -2.9019e-12 | -1.601e-11 | -9.4284e-12 | 0 | 0 | 0 | 0 | 0 | 0 | 1.0979 | 1.0938 | 1.0959 | 1.0979 | 1.0938 | 1.0959 | -0.037508 | -120.2077 | 119.8775 | -0.037508 | -120.2077 | 119.8775
Line16_4_18 | 0 | 0 | 0 | 0 | 0 | 0 | 0 | 0 | 0 | 0 | 0 | 0 | -2.6824e-11 | -4.1386e-11 | 4.4996e-11 | 1.5991e-12 | 8.9463e-12 | 1.2669e-11 | -5.0014e-11 | 5.8009e-11 | 1.1495e-11 | -2.1695e-12 | -1.0093e-11 | -7.3266e-12 | 0 | 0 | 0 | 0 | 0 | 0 | 1.0993 | 1.0971 | 1.0979 | 1.0993 | 1.0971 | 1.0979 | -0.028028 | -120.1306 | 119.9051 | -0.028028 | -120.1306 | 119.9051
Line17_5_19 | 0 | 0 | 0 | 0 | 0 | 0 | 0 | 0 | 0 | 0 | 0 | 0 | -2.6824e-11 | -4.1386e-11 | 4.4996e-11 | 1.5991e-12 | 8.9463e-12 | 1.2669e-11 | -5.0014e-11 | 5.8009e-11 | 1.1495e-11 | -2.1695e-12 | -1.0093e-11 | -7.3266e-12 | 0 | 0 | 0 | 0 | 0 | 0 | 1.0993 | 1.0971 | 1.0979 | 1.0993 | 1.0971 | 1.0979 | -0.028028 | -120.1306 | 119.9051 | -0.028028 | -120.1306 | 119.9051
Line1_1_3 | 0 | 0.03576 | 0.03572 | 0 | 0.03576 | 0.03572 | 0 | 0.0082584 | 0.0082491 | 0 | 0.0082584 | 0.0082491 | -3.5791e-10 | 0.0064019 | 0.0063948 | 3.2426e-10 | -0.0063939 | -0.0063794 | -7.7294e-10 | 0.0064192 | 0.006401 | 6.9511e-10 | -0.0063939 | -0.0063794 | 0 | -165.2077 | 74.8775 | 0 | 14.7923 | -105.1225 | 1.0993 | 1.0971 | 1.0979 | 1.0979 | 1.0938 | 1.0959 | -0.028028 | -120.1306 | 119.9051 | -0.037508 | -120.2077 | 119.8775
Line2_1_4 | 0 | 0 | 0 | 0 | 0 | 0 | 0 | 0 | 0 | 0 | 0 | 0 | -5.3648e-11 | -8.2773e-11 | 8.9992e-11 | 2.8423e-11 | 5.0333e-11 | -3.2327e-11 | -1.0003e-10 | 1.1602e-10 | 2.299e-11 | 4.7845e-11 | -6.8102e-11 | -1.8822e-11 | 0 | 0 | 0 | 0 | 0 | 0 | 1.0993 | 1.0971 | 1.0979 | 1.0993 | 1.0971 | 1.0979 | -0.028028 | -120.1306 | 119.9051 | -0.028028 | -120.1306 | 119.9051
Line3_1_5 | 0 | 0 | 0 | 0 | 0 | 0 | 0 | 0 | 0 | 0 | 0 | 0 | -5.3648e-11 | -8.2773e-11 | 8.9992e-11 | 2.8423e-11 | 5.0333e-11 | -3.2327e-11 | -1.0003e-10 | 1.1602e-10 | 2.299e-11 | 4.7845e-11 | -6.8102e-11 | -1.8822e-11 | 0 | 0 | 0 | 0 | 0 | 0 | 1.0993 | 1.0971 | 1.0979 | 1.0993 | 1.0971 | 1.0979 | -0.028028 | -120.1306 | 119.9051 | -0.028028 | -120.1306 | 119.9051
Line4_2_6 | 0 | 0 | 0 | 0 | 0 | 0 | 0 | 0 | 0 | 0 | 0 | 0 | -1.3412e-10 | -2.0693e-10 | 2.2498e-10 | 1.089e-10 | 1.7449e-10 | -1.6732e-10 | -2.5007e-10 | 2.9004e-10 | 5.7475e-11 | 1.9789e-10 | -2.4213e-10 | -5.3307e-11 | 0 | 0 | 0 | 0 | 0 | 0 | 1.0993 | 1.0971 | 1.0979 | 1.0993 | 1.0971 | 1.0979 | -0.028028 | -120.1306 | 119.9051 | -0.028028 | -120.1306 | 119.9051
Line5_6_7 | 0 | 0 | 0 | 0 | 0 | 0 | 0 | 0 | 0 | 0 | 0 | 0 | -1.073e-10 | -1.6555e-10 | 1.7998e-10 | 8.2071e-11 | 1.3311e-10 | -1.2232e-10 | -2.0006e-10 | 2.3203e-10 | 4.598e-11 | 1.4787e-10 | -1.8412e-10 | -4.1812e-11 | 0 | 0 | 0 | 0 | 0 | 0 | 1.0993 | 1.0971 | 1.0979 | 1.0993 | 1.0971 | 1.0979 | -0.028028 | -120.1306 | 119.9051 | -0.028028 | -120.1306 | 119.9051
Line6_7_8 | 0 | 0 | 0 | 0 | 0 | 0 | 0 | 0 | 0 | 0 | 0 | 0 | -8.0472e-11 | -1.2416e-10 | 1.3499e-10 | 5.5247e-11 | 9.1719e-11 | -7.7323e-11 | -1.5004e-10 | 1.7403e-10 | 3.4485e-11 | 9.7859e-11 | -1.2611e-10 | -3.0317e-11 | 0 | 0 | 0 | 0 | 0 | 0 | 1.0993 | 1.0971 | 1.0979 | 1.0993 | 1.0971 | 1.0979 | -0.028028 | -120.1306 | 119.9051 | -0.028028 | -120.1306 | 119.9051
Line7_8_9 | 0 | 0 | 0 | 0 | 0 | 0 | 0 | 0 | 0 | 0 | 0 | 0 | -2.6824e-11 | -4.1386e-11 | 4.4996e-11 | 1.5991e-12 | 8.9463e-12 | 1.2669e-11 | -5.0014e-11 | 5.8009e-11 | 1.1495e-11 | -2.1695e-12 | -1.0093e-11 | -7.3266e-12 | 0 | 0 | 0 | 0 | 0 | 0 | 1.0993 | 1.0971 | 1.0979 | 1.0993 | 1.0971 | 1.0979 | -0.028028 | -120.1306 | 119.9051 | -0.028028 | -120.1306 | 119.9051
Line8_8_10 | 0 | 0 | 0 | 0 | 0 | 0 | 0 | 0 | 0 | 0 | 0 | 0 | -2.6824e-11 | -4.1386e-11 | 4.4996e-11 | 1.5991e-12 | 8.9463e-12 | 1.2669e-11 | -5.0014e-11 | 5.8009e-11 | 1.1495e-11 | -2.1695e-12 | -1.0093e-11 | -7.3266e-12 | 0 | 0 | 0 | 0 | 0 | 0 | 1.0993 | 1.0971 | 1.0979 | 1.0993 | 1.0971 | 1.0979 | -0.028028 | -120.1306 | 119.9051 | -0.028028 | -120.1306 | 119.9051
Line9_3_11 | 0 | 0 | 0 | 0 | 0 | 0 | 0 | 0 | 0 | 0 | 0 | 0 | -3.2045e-10 | -6.141e-10 | 5.8813e-10 | 2.7848e-10 | 5.4673e-10 | -4.7879e-10 | -6.9801e-10 | 7.2477e-10 | 1.6907e-10 | 5.9539e-10 | -6.3724e-10 | -1.5435e-10 | 0 | 0 | 0 | 0 | 0 | 0 | 1.0979 | 1.0938 | 1.0959 | 1.0979 | 1.0938 | 1.0959 | -0.037508 | -120.2077 | 119.8775 | -0.037508 | -120.2077 | 119.8775

## LLG_min_6
name | pf_ikss_a_from_ka | pf_ikss_b_from_ka | pf_ikss_c_from_ka | pf_ikss_a_to_ka | pf_ikss_b_to_ka | pf_ikss_c_to_ka | pf_skss_a_from_mw | pf_skss_b_from_mw | pf_skss_c_from_mw | pf_skss_a_to_mw | pf_skss_b_to_mw | pf_skss_c_to_mw | pf_p_a_from_mw | pf_p_b_from_mw | pf_p_c_from_mw | pf_p_a_to_mw | pf_p_b_to_mw | pf_p_c_to_mw | pf_q_a_from_mvar | pf_q_b_from_mvar | pf_q_c_from_mvar | pf_q_a_to_mvar | pf_q_b_to_mvar | pf_q_c_to_mvar | pf_ikss_a_from_degree | pf_ikss_b_from_degree | pf_ikss_c_from_degree | pf_ikss_a_to_degree | pf_ikss_b_to_degree | pf_ikss_c_to_degree | pf_vm_a_from_pu | pf_vm_b_from_pu | pf_vm_c_from_pu | pf_vm_a_to_pu | pf_vm_b_to_pu | pf_vm_c_to_pu | pf_va_a_from_degree | pf_va_b_from_degree | pf_va_c_from_degree | pf_va_a_to_degree | pf_va_b_to_degree | pf_va_c_to_degree
Line0_1_2 | 0 | 0 | 0 | 0 | 0 | 0 | 0 | 0 | 0 | 0 | 0 | 0 | -1.4556e-08 | -2.1779e-08 | 2.5898e-08 | 1.2412e-08 | 1.8874e-08 | -2.0849e-08 | -4.647e-08 | 3.0041e-08 | 4.5367e-09 | 3.8464e-08 | -2.559e-08 | -4.3349e-09 | 0 | 0 | 0 | 0 | 0 | 0 | 0.74457 | 0.53802 | 0.6511 | 0.74457 | 0.53802 | 0.6511 | -5.0223 | -136.8975 | 102.2555 | -5.0223 | -136.8975 | 102.2555
Line10_11_12 | 0 | 0 | 0 | 0 | 0 | 0 | 0 | 0 | 0 | 0 | 0 | 0 | -3.5491e-09 | -4.563e-15 | -1.9563e-15 | 3.5491e-09 | 7.1449e-15 | 2.8519e-15 | -8.7542e-08 | -4.5435e-15 | -1.6266e-15 | 7.2808e-08 | 7.2706e-15 | 2.4909e-15 | 0 | 0 | 0 | 0 | 0 | 0 | 0.41937 | 0 | 0.41937 | 0.41937 | 0 | 0.41937 | -3.2546 | 0 | 0 | -3.2546 | 0 | 0
Line11_12_13 | 0 | 0 | 0 | 0 | 0 | 0 | 0 | 0 | 0 | 0 | 0 | 0 | -2.9576e-09 | -7.0334e-15 | -3.0076e-15 | 2.9576e-09 | 7.908e-15 | 3.092e-15 | -7.2951e-08 | -6.9978e-15 | -2.4912e-15 | 5.8217e-08 | 8.0835e-15 | 2.7259e-15 | 0 | 0 | 0 | 0 | 0 | 0 | 0.41937 | 0 | 0.41937 | 0.41937 | 0 | 0.41937 | -3.2546 | 0 | 0 | -3.2546 | 0 | 0
Line12_13_15 | 0 | 0 | 0 | 0 | 0 | 0 | 0 | 0 | 0 | 0 | 0 | 0 | -1.7745e-09 | -5.8156e-15 | -2.4791e-15 | 1.7745e-09 | 4.6617e-15 | 1.6555e-15 | -4.3771e-08 | -5.7808e-15 | -2.0443e-15 | 2.9037e-08 | 4.8828e-15 | 1.5546e-15 | 0 | 0 | 0 | 0 | 0 | 0 | 0.41937 | 0 | 0.41937 | 0.41937 | 0 | 0.41937 | -3.2546 | 0 | 0 | -3.2546 | 0 | 0
Line13_13_14 | 0 | 0 | 0 | 0 | 0 | 0 | 0 | 0 | 0 | 0 | 0 | 0 | -5.9152e-10 | -1.9385e-15 | -8.2638e-16 | 5.9152e-10 | 1.6012e-16 | -2.179e-16 | -1.459e-08 | -1.9269e-15 | -6.8144e-16 | -1.4365e-10 | 3.8936e-16 | 1.7895e-18 | 0 | 0 | 0 | 0 | 0 | 0 | 0.41937 | 0 | 0.41937 | 0.41937 | 0 | 0.41937 | -3.2546 | 0 | 0 | -3.2546 | 0 | 0
Line14_15_16 | 0 | 0 | 0 | 0 | 0 | 0 | 0 | 0 | 0 | 0 | 0 | 0 | -1.183e-09 | -4.4835e-15 | -1.9001e-15 | 1.183e-09 | 2.6241e-15 | 7.6082e-16 | -2.9181e-08 | -4.4488e-15 | -1.5535e-15 | 1.4447e-08 | 2.8769e-15 | 8.3062e-16 | 0 | 0 | 0 | 0 | 0 | 0 | 0.41937 | 0 | 0.41937 | 0.41937 | 0 | 0.41937 | -3.2546 | 0 | 0 | -3.2546 | 0 | 0
Line15_16_17 | 0 | 0 | 0 | 0 | 0 | 0 | 0 | 0 | 0 | 0 | 0 | 0 | -5.9152e-10 | -2.4307e-15 | -1.0232e-15 | 5.9152e-10 | 1.997e-16 | -2.6676e-16 | -1.459e-08 | -2.4069e-15 | -8.2813e-16 | -1.4365e-10 | 4.8351e-16 | 4.2049e-18 | 0 | 0 | 0 | 0 | 0 | 0 | 0.41937 | 0 | 0.41937 | 0.41937 | 0 | 0.41937 | -3.2546 | 0 | 0 | -3.2546 | 0 | 0
Line16_4_18 | 0 | 0 | 0 | 0 | 0 | 0 | 0 | 0 | 0 | 0 | 0 | 0 | -2.4259e-09 | -3.6299e-09 | 4.3164e-09 | 2.8231e-10 | 7.2449e-10 | 7.3261e-10 | -7.745e-09 | 5.0068e-09 | 7.5612e-10 | -2.6117e-10 | -5.5608e-10 | -5.5433e-10 | 0 | 0 | 0 | 0 | 0 | 0 | 0.74457 | 0.53802 | 0.6511 | 0.74457 | 0.53802 | 0.6511 | -5.0223 | -136.8975 | 102.2555 | -5.0223 | -136.8975 | 102.2555
Line17_5_19 | 0 | 0 | 0 | 0 | 0 | 0 | 0 | 0 | 0 | 0 | 0 | 0 | -2.4259e-09 | -3.6299e-09 | 4.3164e-09 | 2.8231e-10 | 7.2449e-10 | 7.3261e-10 | -7.745e-09 | 5.0068e-09 | 7.5612e-10 | -2.6117e-10 | -5.5608e-10 | -5.5433e-10 | 0 | 0 | 0 | 0 | 0 | 0 | 0.74457 | 0.53802 | 0.6511 | 0.74457 | 0.53802 | 0.6511 | -5.0223 | -136.8975 | 102.2555 | -5.0223 | -136.8975 | 102.2555
Line1_1_3 | 0 | 5.245 | 4.9488 | 0 | 5.245 | 4.9488 | 0 | 1.2113 | 1.1429 | 0 | 1.2113 | 1.1429 | -1.0626e-08 | 0.36795 | 0.49047 | 4.7321e-09 | -1.6297e-13 | -1.3583e-13 | -1.3271e-07 | 0.55427 | 0.33992 | 1.0199e-07 | 1.7383e-13 | 2.2716e-13 | 0 | 166.6809 | 67.5314 | 0 | -13.3191 | -112.4686 | 0.74457 | 0.53802 | 0.6511 | 0.41937 | 0 | 0.41937 | -5.0223 | -136.8975 | 102.2555 | -3.2546 | 0 | 0
Line2_1_4 | 0 | 0 | 0 | 0 | 0 | 0 | 0 | 0 | 0 | 0 | 0 | 0 | -4.8518e-09 | -7.2597e-09 | 8.6327e-09 | 2.7082e-09 | 4.3543e-09 | -3.5838e-09 | -1.549e-08 | 1.0014e-08 | 1.5122e-09 | 7.4838e-09 | -5.5629e-09 | -1.3104e-09 | 0 | 0 | 0 | 0 | 0 | 0 | 0.74457 | 0.53802 | 0.6511 | 0.74457 | 0.53802 | 0.6511 | -5.0223 | -136.8975 | 102.2555 | -5.0223 | -136.8975 | 102.2555
Line3_1_5 | 0 | 0 | 0 | 0 | 0 | 0 | 0 | 0 | 0 | 0 | 0 | 0 | -4.8518e-09 | -7.2597e-09 | 8.6327e-09 | 2.7082e-09 | 4.3543e-09 | -3.5838e-09 | -1.549e-08 | 1.0014e-08 | 1.5122e-09 | 7.4838e-09 | -5.5629e-09 | -1.3104e-09 | 0 | 0 | 0 | 0 | 0 | 0 | 0.74457 | 0.53802 | 0.6511 | 0.74457 | 0.53802 | 0.6511 | -5.0223 | -136.8975 | 102.2555 | -5.0223 | -136.8975 | 102.2555
Line4_2_6 | 0 | 0 | 0 | 0 | 0 | 0 | 0 | 0 | 0 | 0 | 0 | 0 | -1.213e-08 | -1.8149e-08 | 2.1582e-08 | 9.986e-09 | 1.5244e-08 | -1.6533e-08 | -3.8725e-08 | 2.5034e-08 | 3.7806e-09 | 3.0719e-08 | -2.0583e-08 | -3.5788e-09 | 0 | 0 | 0 | 0 | 0 | 0 | 0.74457 | 0.53802 | 0.6511 | 0.74457 | 0.53802 | 0.6511 | -5.0223 | -136.8975 | 102.2555 | -5.0223 | -136.8975 | 102.2555
Line5_6_7 | 0 | 0 | 0 | 0 | 0 | 0 | 0 | 0 | 0 | 0 | 0 | 0 | -9.7037e-09 | -1.4519e-08 | 1.7265e-08 | 7.5601e-09 | 1.1614e-08 | -1.2216e-08 | -3.098e-08 | 2.0027e-08 | 3.0245e-09 | 2.2974e-08 | -1.5577e-08 | -2.8227e-09 | 0 | 0 | 0 | 0 | 0 | 0 | 0.74457 | 0.53802 | 0.6511 | 0.74457 | 0.53802 | 0.6511 | -5.0223 | -136.8975 | 102.2555 | -5.0223 | -136.8975 | 102.2555
Line6_7_8 | 0 | 0 | 0 | 0 | 0 | 0 | 0 | 0 | 0 | 0 | 0 | 0 | -7.2778e-09 | -1.089e-08 | 1.2949e-08 | 5.1341e-09 | 7.9842e-09 | -7.9001e-09 | -2.3235e-08 | 1.5021e-08 | 2.2684e-09 | 1.5229e-08 | -1.057e-08 | -2.0666e-09 | 0 | 0 | 0 | 0 | 0 | 0 | 0.74457 | 0.53802 | 0.6511 | 0.74457 | 0.53802 | 0.6511 | -5.0223 | -136.8975 | 102.2555 | -5.0223 | -136.8975 | 102.2555
Line7_8_9 | 0 | 0 | 0 | 0 | 0 | 0 | 0 | 0 | 0 | 0 | 0 | 0 | -2.4259e-09 | -3.6299e-09 | 4.3164e-09 | 2.8231e-10 | 7.2449e-10 | 7.3261e-10 | -7.745e-09 | 5.0068e-09 | 7.5612e-10 | -2.6117e-10 | -5.5608e-10 | -5.5433e-10 | 0 | 0 | 0 | 0 | 0 | 0 | 0.74457 | 0.53802 | 0.6511 | 0.74457 | 0.53802 | 0.6511 | -5.0223 | -136.8975 | 102.2555 | -5.0223 | -136.8975 | 102.2555
Line8_8_10 | 0 | 0 | 0 | 0 | 0 | 0 | 0 | 0 | 0 | 0 | 0 | 0 | -2.4259e-09 | -3.6299e-09 | 4.3164e-09 | 2.8231e-10 | 7.2449e-10 | 7.3261e-10 | -7.745e-09 | 5.0068e-09 | 7.5612e-10 | -2.6117e-10 | -5.5608e-10 | -5.5433e-10 | 0 | 0 | 0 | 0 | 0 | 0 | 0.74457 | 0.53802 | 0.6511 | 0.74457 | 0.53802 | 0.6511 | -5.0223 | -136.8975 | 102.2555 | -5.0223 | -136.8975 | 102.2555
Line9_3_11 | 0 | 0 | 0 | 0 | 0 | 0 | 0 | 0 | 0 | 0 | 0 | 0 | -4.1406e-09 | 2.5811e-20 | 8.725e-21 | 4.1406e-09 | 4.6233e-15 | 1.8718e-15 | -1.0213e-07 | 1.9396e-20 | -2.6953e-20 | 8.7398e-08 | 4.6911e-15 | 1.6263e-15 | 0 | 0 | 0 | 0 | 0 | 0 | 0.41937 | 0 | 0.41937 | 0.41937 | 0 | 0.41937 | -3.2546 | 0 | 0 | -3.2546 | 0 | 0

## LLG_min_10
name | pf_ikss_a_from_ka | pf_ikss_b_from_ka | pf_ikss_c_from_ka | pf_ikss_a_to_ka | pf_ikss_b_to_ka | pf_ikss_c_to_ka | pf_skss_a_from_mw | pf_skss_b_from_mw | pf_skss_c_from_mw | pf_skss_a_to_mw | pf_skss_b_to_mw | pf_skss_c_to_mw | pf_p_a_from_mw | pf_p_b_from_mw | pf_p_c_from_mw | pf_p_a_to_mw | pf_p_b_to_mw | pf_p_c_to_mw | pf_q_a_from_mvar | pf_q_b_from_mvar | pf_q_c_from_mvar | pf_q_a_to_mvar | pf_q_b_to_mvar | pf_q_c_to_mvar | pf_ikss_a_from_degree | pf_ikss_b_from_degree | pf_ikss_c_from_degree | pf_ikss_a_to_degree | pf_ikss_b_to_degree | pf_ikss_c_to_degree | pf_vm_a_from_pu | pf_vm_b_from_pu | pf_vm_c_from_pu | pf_vm_a_to_pu | pf_vm_b_to_pu | pf_vm_c_to_pu | pf_va_a_from_degree | pf_va_b_from_degree | pf_va_c_from_degree | pf_va_a_to_degree | pf_va_b_to_degree | pf_va_c_to_degree
Line0_1_2 | 0 | 0 | 0 | 0 | 0 | 0 | 0 | 0 | 0 | 0 | 0 | 0 | -1.3064e-08 | -1.9547e-08 | 2.3244e-08 | 1.114e-08 | 1.6939e-08 | -1.8712e-08 | -4.1707e-08 | 2.6962e-08 | 4.0717e-09 | 3.4521e-08 | -2.2967e-08 | -3.8906e-09 | 0 | 0 | 0 | 0 | 0 | 0 | 0.70538 | 0.5097 | 0.61683 | 0.70538 | 0.5097 | 0.61683 | -5.0223 | -136.8975 | 102.2555 | -5.0223 | -136.8975 | 102.2555
Line10_11_12 | 0 | 0 | 0 | 0 | 0 | 0 | 0 | 0 | 0 | 0 | 0 | 0 | -3.1853e-09 | -4.0953e-15 | -1.7558e-15 | 3.1853e-09 | 6.4126e-15 | 2.5596e-15 | -7.8569e-08 | -4.0778e-15 | -1.4599e-15 | 6.5345e-08 | 6.5255e-15 | 2.2356e-15 | 0 | 0 | 0 | 0 | 0 | 0 | 0.3973 | 0 | 0.3973 | 0.3973 | 0 | 0.3973 | -3.2546 | 0 | 0 | -3.2546 | 0 | 0
Line11_12_13 | 0 | 0 | 0 | 0 | 0 | 0 | 0 | 0 | 0 | 0 | 0 | 0 | -2.6544e-09 | -6.3125e-15 | -2.6993e-15 | 2.6544e-09 | 7.0975e-15 | 2.7751e-15 | -6.5474e-08 | -6.2806e-15 | -2.2359e-15 | 5.225e-08 | 7.255e-15 | 2.4465e-15 | 0 | 0 | 0 | 0 | 0 | 0 | 0.3973 | 0 | 0.3973 | 0.3973 | 0 | 0.3973 | -3.2546 | 0 | 0 | -3.2546 | 0 | 0
Line12_13_15 | 0 | 0 | 0 | 0 | 0 | 0 | 0 | 0 | 0 | 0 | 0 | 0 | -1.5927e-09 | -5.2196e-15 | -2.225e-15 | 1.5927e-09 | 4.1839e-15 | 1.4859e-15 | -3.9285e-08 | -5.1883e-15 | -1.8348e-15 | 2.6061e-08 | 4.3824e-15 | 1.3953e-15 | 0 | 0 | 0 | 0 | 0 | 0 | 0.3973 | 0 | 0.3973 | 0.3973 | 0 | 0.3973 | -3.2546 | 0 | 0 | -3.2546 | 0 | 0
Line13_13_14 | 0 | 0 | 0 | 0 | 0 | 0 | 0 | 0 | 0 | 0 | 0 | 0 | -5.3089e-10 | -1.7399e-15 | -7.4168e-16 | 5.3089e-10 | 1.4371e-16 | -1.9556e-16 | -1.3095e-08 | -1.7294e-15 | -6.116e-16 | -1.2892e-10 | 3.4945e-16 | 1.6062e-18 | 0 | 0 | 0 | 0 | 0 | 0 | 0.3973 | 0 | 0.3973 | 0.3973 | 0 | 0.3973 | -3.2546 | 0 | 0 | -3.2546 | 0 | 0
Line14_15_16 | 0 | 0 | 0 | 0 | 0 | 0 | 0 | 0 | 0 | 0 | 0 | 0 | -1.0618e-09 | -4.024e-15 | -1.7054e-15 | 1.0618e-09 | 2.3551e-15 | 6.8284e-16 | -2.619e-08 | -3.9928e-15 | -1.3943e-15 | 1.2966e-08 | 2.582e-15 | 7.4548e-16 | 0 | 0 | 0 | 0 | 0 | 0 | 0.3973 | 0 | 0.3973 | 0.3973 | 0 | 0.3973 | -3.2546 | 0 | 0 | -3.2546 | 0 | 0
Line15_16_17 | 0 | 0 | 0 | 0 | 0 | 0 | 0 | 0 | 0 | 0 | 0 | 0 | -5.3089e-10 | -2.1816e-15 | -9.183e-16 | 5.3089e-10 | 1.7923e-16 | -2.3942e-16 | -1.3095e-08 | -2.1602e-15 | -7.4325e-16 | -1.2892e-10 | 4.3395e-16 | 3.7739e-18 | 0 | 0 | 0 | 0 | 0 | 0 | 0.3973 | 0 | 0.3973 | 0.3973 | 0 | 0.3973 | -3.2546 | 0 | 0 | -3.2546 | 0 | 0
Line16_4_18 | 0 | 0 | 0 | 0 | 0 | 0 | 0 | 0 | 0 | 0 | 0 | 0 | -2.1773e-09 | -3.2578e-09 | 3.874e-09 | 2.5338e-10 | 6.5023e-10 | 6.5752e-10 | -6.9511e-09 | 4.4937e-09 | 6.7862e-10 | -2.344e-10 | -4.9909e-10 | -4.9751e-10 | 0 | 0 | 0 | 0 | 0 | 0 | 0.70538 | 0.5097 | 0.61683 | 0.70538 | 0.5097 | 0.61683 | -5.0223 | -136.8975 | 102.2555 | -5.0223 | -136.8975 | 102.2555
Line17_5_19 | 0 | 0 | 0 | 0 | 0 | 0 | 0 | 0 | 0 | 0 | 0 | 0 | -2.1773e-09 | -3.2578e-09 | 3.874e-09 | 2.5338e-10 | 6.5023e-10 | 6.5752e-10 | -6.9511e-09 | 4.4937e-09 | 6.7862e-10 | -2.344e-10 | -4.9909e-10 | -4.9751e-10 | 0 | 0 | 0 | 0 | 0 | 0 | 0.70538 | 0.5097 | 0.61683 | 0.70538 | 0.5097 | 0.61683 | -5.0223 | -136.8975 | 102.2555 | -5.0223 | -136.8975 | 102.2555
Line1_1_3 | 0 | 4.969 | 4.6883 | 0 | 4.969 | 4.6883 | 0 | 1.1475 | 1.0827 | 0 | 1.1475 | 1.0827 | -9.5371e-09 | 0.33024 | 0.4402 | 4.2471e-09 | -1.4647e-13 | -1.2191e-13 | -1.1911e-07 | 0.49746 | 0.30508 | 9.1535e-08 | 1.5634e-13 | 2.0389e-13 | 0 | 166.6809 | 67.5314 | 0 | -13.3191 | -112.4686 | 0.70538 | 0.5097 | 0.61683 | 0.3973 | 0 | 0.3973 | -5.0223 | -136.8975 | 102.2555 | -3.2546 | 0 | 0
Line2_1_4 | 0 | 0 | 0 | 0 | 0 | 0 | 0 | 0 | 0 | 0 | 0 | 0 | -4.3546e-09 | -6.5156e-09 | 7.7479e-09 | 2.4307e-09 | 3.908e-09 | -3.2164e-09 | -1.3902e-08 | 8.9874e-09 | 1.3572e-09 | 6.7167e-09 | -4.9928e-09 | -1.1761e-09 | 0 | 0 | 0 | 0 | 0 | 0 | 0.70538 | 0.5097 | 0.61683 | 0.70538 | 0.5097 | 0.61683 | -5.0223 | -136.8975 | 102.2555 | -5.0223 | -136.8975 | 102.2555
Line3_1_5 | 0 | 0 | 0 | 0 | 0 | 0 | 0 | 0 | 0 | 0 | 0 | 0 | -4.3546e-09 | -6.5156e-09 | 7.7479e-09 | 2.4307e-09 | 3.908e-09 | -3.2164e-09 | -1.3902e-08 | 8.9874e-09 | 1.3572e-09 | 6.7167e-09 | -4.9928e-09 | -1.1761e-09 | 0 | 0 | 0 | 0 | 0 | 0 | 0.70538 | 0.5097 | 0.61683 | 0.70538 | 0.5097 | 0.61683 | -5.0223 | -136.8975 | 102.2555 | -5.0223 | -136.8975 | 102.2555
Line4_2_6 | 0 | 0 | 0 | 0 | 0 | 0 | 0 | 0 | 0 | 0 | 0 | 0 | -1.0886e-08 | -1.6289e-08 | 1.937e-08 | 8.9625e-09 | 1.3682e-08 | -1.4838e-08 | -3.4756e-08 | 2.2468e-08 | 3.3931e-09 | 2.757e-08 | -1.8474e-08 | -3.212e-09 | 0 | 0 | 0 | 0 | 0 | 0 | 0.70538 | 0.5097 | 0.61683 | 0.70538 | 0.5097 | 0.61683 | -5.0223 | -136.8975 | 102.2555 | -5.0223 | -136.8975 | 102.2555
Line5_6_7 | 0 | 0 | 0 | 0 | 0 | 0 | 0 | 0 | 0 | 0 | 0 | 0 | -8.7091e-09 | -1.3031e-08 | 1.5496e-08 | 6.7852e-09 | 1.0424e-08 | -1.0964e-08 | -2.7805e-08 | 1.7975e-08 | 2.7145e-09 | 2.0619e-08 | -1.398e-08 | -2.5334e-09 | 0 | 0 | 0 | 0 | 0 | 0 | 0.70538 | 0.5097 | 0.61683 | 0.70538 | 0.5097 | 0.61683 | -5.0223 | -136.8975 | 102.2555 | -5.0223 | -136.8975 | 102.2555
Line6_7_8 | 0 | 0 | 0 | 0 | 0 | 0 | 0 | 0 | 0 | 0 | 0 | 0 | -6.5318e-09 | -9.7735e-09 | 1.1622e-08 | 4.6079e-09 | 7.1659e-09 | -7.0904e-09 | -2.0853e-08 | 1.3481e-08 | 2.0359e-09 | 1.3668e-08 | -9.4864e-09 | -1.8548e-09 | 0 | 0 | 0 | 0 | 0 | 0 | 0.70538 | 0.5097 | 0.61683 | 0.70538 | 0.5097 | 0.61683 | -5.0223 | -136.8975 | 102.2555 | -5.0223 | -136.8975 | 102.2555
Line7_8_9 | 0 | 0 | 0 | 0 | 0 | 0 | 0 | 0 | 0 | 0 | 0 | 0 | -2.1773e-09 | -3.2578e-09 | 3.874e-09 | 2.5338e-10 | 6.5023e-10 | 6.5752e-10 | -6.9511e-09 | 4.4937e-09 | 6.7862e-10 | -2.344e-10 | -4.9909e-10 | -4.9751e-10 | 0 | 0 | 0 | 0 | 0 | 0 | 0.70538 | 0.5097 | 0.61683 | 0.70538 | 0.5097 | 0.61683 | -5.0223 | -136.8975 | 102.2555 | -5.0223 | -136.8975 | 102.2555
Line8_8_10 | 0 | 0 | 0 | 0 | 0 | 0 | 0 | 0 | 0 | 0 | 0 | 0 | -2.1773e-09 | -3.2578e-09 | 3.874e-09 | 2.5338e-10 | 6.5023e-10 | 6.5752e-10 | -6.9511e-09 | 4.4937e-09 | 6.7862e-10 | -2.344e-10 | -4.9909e-10 | -4.9751e-10 | 0 | 0 | 0 | 0 | 0 | 0 | 0.70538 | 0.5097 | 0.61683 | 0.70538 | 0.5097 | 0.61683 | -5.0223 | -136.8975 | 102.2555 | -5.0223 | -136.8975 | 102.2555
Line9_3_11 | 0 | 0 | 0 | 0 | 0 | 0 | 0 | 0 | 0 | 0 | 0 | 0 | -3.7162e-09 | 2.3214e-20 | 7.8317e-21 | 3.7162e-09 | 4.1494e-15 | 1.6799e-15 | -9.1664e-08 | 1.743e-20 | -2.4192e-20 | 7.844e-08 | 4.2103e-15 | 1.4596e-15 | 0 | 0 | 0 | 0 | 0 | 0 | 0.3973 | 0 | 0.3973 | 0.3973 | 0 | 0.3973 | -3.2546 | 0 | 0 | -3.2546 | 0 | 0

## LLG_min_fault_6
name | pf_ikss_a_from_ka | pf_ikss_b_from_ka | pf_ikss_c_from_ka | pf_ikss_a_to_ka | pf_ikss_b_to_ka | pf_ikss_c_to_ka | pf_skss_a_from_mw | pf_skss_b_from_mw | pf_skss_c_from_mw | pf_skss_a_to_mw | pf_skss_b_to_mw | pf_skss_c_to_mw | pf_p_a_from_mw | pf_p_b_from_mw | pf_p_c_from_mw | pf_p_a_to_mw | pf_p_b_to_mw | pf_p_c_to_mw | pf_q_a_from_mvar | pf_q_b_from_mvar | pf_q_c_from_mvar | pf_q_a_to_mvar | pf_q_b_to_mvar | pf_q_c_to_mvar | pf_ikss_a_from_degree | pf_ikss_b_from_degree | pf_ikss_c_from_degree | pf_ikss_a_to_degree | pf_ikss_b_to_degree | pf_ikss_c_to_degree | pf_vm_a_from_pu | pf_vm_b_from_pu | pf_vm_c_from_pu | pf_vm_a_to_pu | pf_vm_b_to_pu | pf_vm_c_to_pu | pf_va_a_from_degree | pf_va_b_from_degree | pf_va_c_from_degree | pf_va_a_to_degree | pf_va_b_to_degree | pf_va_c_to_degree
Line0_1_2 | 0 | 0 | 0 | 0 | 0 | 0 | 0 | 0 | 0 | 0 | 0 | 0 | -1.194e-10 | -1.8357e-10 | 2.0003e-10 | 1.0068e-10 | 1.5958e-10 | -1.5733e-10 | -2.2209e-10 | 2.5784e-10 | 5.0821e-11 | 1.8348e-10 | -2.2234e-10 | -4.778e-11 | 0 | 0 | 0 | 0 | 0 | 0 | 0.94936 | 0.94753 | 0.94816 | 0.94936 | 0.94753 | 0.94816 | -0.027779 | -120.1296 | 119.9057 | -0.027779 | -120.1296 | 119.9057
Line10_11_12 | 0 | 0 | 0 | 0 | 0 | 0 | 0 | 0 | 0 | 0 | 0 | 0 | -1.3801e-10 | -5.0391e-10 | 3.855e-10 | 1.1834e-10 | 4.3823e-10 | -3.0014e-10 | -5.1645e-10 | 4.2188e-10 | 1.8249e-10 | 4.2873e-10 | -3.6111e-10 | -1.5587e-10 | 0 | 0 | 0 | 0 | 0 | 0 | 0.94753 | 0.94383 | 0.94629 | 0.94753 | 0.94383 | 0.94629 | -0.028511 | -120.166 | 119.9339 | -0.028511 | -120.166 | 119.9339
Line11_12_13 | 0 | 0 | 0 | 0 | 0 | 0 | 0 | 0 | 0 | 0 | 0 | 0 | -1.1501e-10 | -4.1992e-10 | 3.2125e-10 | 9.5339e-11 | 3.5424e-10 | -2.3589e-10 | -4.3038e-10 | 3.5157e-10 | 1.5208e-10 | 3.4266e-10 | -2.9079e-10 | -1.2546e-10 | 0 | 0 | 0 | 0 | 0 | 0 | 0.94753 | 0.94383 | 0.94629 | 0.94753 | 0.94383 | 0.94629 | -0.028511 | -120.166 | 119.9339 | -0.028511 | -120.166 | 119.9339
Line12_13_15 | 0 | 0 | 0 | 0 | 0 | 0 | 0 | 0 | 0 | 0 | 0 | 0 | -6.9007e-11 | -2.5195e-10 | 1.9275e-10 | 4.9334e-11 | 1.8627e-10 | -1.0739e-10 | -2.5823e-10 | 2.1094e-10 | 9.1247e-11 | 1.7051e-10 | -1.5016e-10 | -6.4624e-11 | 0 | 0 | 0 | 0 | 0 | 0 | 0.94753 | 0.94383 | 0.94629 | 0.94753 | 0.94383 | 0.94629 | -0.028511 | -120.166 | 119.9339 | -0.028511 | -120.166 | 119.9339
Line13_13_14 | 0 | 0 | 0 | 0 | 0 | 0 | 0 | 0 | 0 | 0 | 0 | 0 | -2.3002e-11 | -8.3985e-11 | 6.425e-11 | 3.3299e-12 | 1.83e-11 | 2.1107e-11 | -8.6076e-11 | 7.0314e-11 | 3.0416e-11 | -1.645e-12 | -9.5369e-12 | -3.7932e-12 | 0 | 0 | 0 | 0 | 0 | 0 | 0.94753 | 0.94383 | 0.94629 | 0.94753 | 0.94383 | 0.94629 | -0.028511 | -120.166 | 119.9339 | -0.028511 | -120.166 | 119.9339
Line14_15_16 | 0 | 0 | 0 | 0 | 0 | 0 | 0 | 0 | 0 | 0 | 0 | 0 | -4.6004e-11 | -1.6797e-10 | 1.285e-10 | 2.6332e-11 | 1.0229e-10 | -4.3143e-11 | -1.7215e-10 | 1.4063e-10 | 6.0831e-11 | 8.4431e-11 | -7.9851e-11 | -3.4209e-11 | 0 | 0 | 0 | 0 | 0 | 0 | 0.94753 | 0.94383 | 0.94629 | 0.94753 | 0.94383 | 0.94629 | -0.028511 | -120.166 | 119.9339 | -0.028511 | -120.166 | 119.9339
Line15_16_17 | 0 | 0 | 0 | 0 | 0 | 0 | 0 | 0 | 0 | 0 | 0 | 0 | -2.3002e-11 | -8.3985e-11 | 6.425e-11 | 3.3299e-12 | 1.83e-11 | 2.1107e-11 | -8.6076e-11 | 7.0314e-11 | 3.0416e-11 | -1.645e-12 | -9.5369e-12 | -3.7932e-12 | 0 | 0 | 0 | 0 | 0 | 0 | 0.94753 | 0.94383 | 0.94629 | 0.94753 | 0.94383 | 0.94629 | -0.028511 | -120.166 | 119.9339 | -0.028511 | -120.166 | 119.9339
Line16_4_18 | 0 | 0 | 0 | 0 | 0 | 0 | 0 | 0 | 0 | 0 | 0 | 0 | -1.9901e-11 | -3.0594e-11 | 3.3339e-11 | 1.1806e-12 | 6.6115e-12 | 9.364e-12 | -3.7016e-11 | 4.2974e-11 | 8.4702e-12 | -1.6038e-12 | -7.4677e-12 | -5.4296e-12 | 0 | 0 | 0 | 0 | 0 | 0 | 0.94936 | 0.94753 | 0.94816 | 0.94936 | 0.94753 | 0.94816 | -0.027779 | -120.1296 | 119.9057 | -0.027779 | -120.1296 | 119.9057
Line17_5_19 | 0 | 0 | 0 | 0 | 0 | 0 | 0 | 0 | 0 | 0 | 0 | 0 | -1.9901e-11 | -3.0594e-11 | 3.3339e-11 | 1.1806e-12 | 6.6115e-12 | 9.364e-12 | -3.7016e-11 | 4.2974e-11 | 8.4702e-12 | -1.6038e-12 | -7.4677e-12 | -5.4296e-12 | 0 | 0 | 0 | 0 | 0 | 0 | 0.94936 | 0.94753 | 0.94816 | 0.94936 | 0.94753 | 0.94816 | -0.027779 | -120.1296 | 119.9057 | -0.027779 | -120.1296 | 119.9057
Line1_1_3 | 0 | 0.030854 | 0.030828 | 0 | 0.030854 | 0.030828 | 0 | 0.0071255 | 0.0071193 | 0 | 0.0071255 | 0.0071193 | -1.8365e-10 | 0.0047739 | 0.0047712 | 1.6435e-10 | -0.0047599 | -0.0047517 | -6.6448e-10 | 0.00478 | 0.0047665 | 6.0088e-10 | -0.0047599 | -0.0047517 | 0 | -165.1661 | 74.9339 | 0 | 14.8339 | -105.0661 | 0.94936 | 0.94753 | 0.94816 | 0.94753 | 0.94383 | 0.94629 | -0.027779 | -120.1296 | 119.9057 | -0.028511 | -120.166 | 119.9339
Line2_1_4 | 0 | 0 | 0 | 0 | 0 | 0 | 0 | 0 | 0 | 0 | 0 | 0 | -3.9801e-11 | -6.1189e-11 | 6.6678e-11 | 2.1081e-11 | 3.7206e-11 | -2.3975e-11 | -7.4032e-11 | 8.5947e-11 | 1.694e-11 | 3.5412e-11 | -5.0441e-11 | -1.39e-11 | 0 | 0 | 0 | 0 | 0 | 0 | 0.94936 | 0.94753 | 0.94816 | 0.94936 | 0.94753 | 0.94816 | -0.027779 | -120.1296 | 119.9057 | -0.027779 | -120.1296 | 119.9057
Line3_1_5 | 0 | 0 | 0 | 0 | 0 | 0 | 0 | 0 | 0 | 0 | 0 | 0 | -3.9801e-11 | -6.1189e-11 | 6.6678e-11 | 2.1081e-11 | 3.7206e-11 | -2.3975e-11 | -7.4032e-11 | 8.5947e-11 | 1.694e-11 | 3.5412e-11 | -5.0441e-11 | -1.39e-11 | 0 | 0 | 0 | 0 | 0 | 0 | 0.94936 | 0.94753 | 0.94816 | 0.94936 | 0.94753 | 0.94816 | -0.027779 | -120.1296 | 119.9057 | -0.027779 | -120.1296 | 119.9057
Line4_2_6 | 0 | 0 | 0 | 0 | 0 | 0 | 0 | 0 | 0 | 0 | 0 | 0 | -9.9503e-11 | -1.5297e-10 | 1.6669e-10 | 8.0783e-11 | 1.2899e-10 | -1.2399e-10 | -1.8508e-10 | 2.1487e-10 | 4.2351e-11 | 1.4646e-10 | -1.7936e-10 | -3.931e-11 | 0 | 0 | 0 | 0 | 0 | 0 | 0.94936 | 0.94753 | 0.94816 | 0.94936 | 0.94753 | 0.94816 | -0.027779 | -120.1296 | 119.9057 | -0.027779 | -120.1296 | 119.9057
Line5_6_7 | 0 | 0 | 0 | 0 | 0 | 0 | 0 | 0 | 0 | 0 | 0 | 0 | -7.9602e-11 | -1.2238e-10 | 1.3336e-10 | 6.0882e-11 | 9.8395e-11 | -9.0653e-11 | -1.4806e-10 | 1.7189e-10 | 3.3881e-11 | 1.0944e-10 | -1.3639e-10 | -3.084e-11 | 0 | 0 | 0 | 0 | 0 | 0 | 0.94936 | 0.94753 | 0.94816 | 0.94936 | 0.94753 | 0.94816 | -0.027779 | -120.1296 | 119.9057 | -0.027779 | -120.1296 | 119.9057
Line6_7_8 | 0 | 0 | 0 | 0 | 0 | 0 | 0 | 0 | 0 | 0 | 0 | 0 | -5.9702e-11 | -9.1783e-11 | 1.0002e-10 | 4.0982e-11 | 6.78e-11 | -5.7314e-11 | -1.1105e-10 | 1.2892e-10 | 2.5411e-11 | 7.2428e-11 | -9.3415e-11 | -2.237e-11 | 0 | 0 | 0 | 0 | 0 | 0 | 0.94936 | 0.94753 | 0.94816 | 0.94936 | 0.94753 | 0.94816 | -0.027779 | -120.1296 | 119.9057 | -0.027779 | -120.1296 | 119.9057
Line7_8_9 | 0 | 0 | 0 | 0 | 0 | 0 | 0 | 0 | 0 | 0 | 0 | 0 | -1.9901e-11 | -3.0594e-11 | 3.3339e-11 | 1.1806e-12 | 6.6115e-12 | 9.364e-12 | -3.7016e-11 | 4.2974e-11 | 8.4702e-12 | -1.6038e-12 | -7.4677e-12 | -5.4296e-12 | 0 | 0 | 0 | 0 | 0 | 0 | 0.94936 | 0.94753 | 0.94816 | 0.94936 | 0.94753 | 0.94816 | -0.027779 | -120.1296 | 119.9057 | -0.027779 | -120.1296 | 119.9057
Line8_8_10 | 0 | 0 | 0 | 0 | 0 | 0 | 0 | 0 | 0 | 0 | 0 | 0 | -1.9901e-11 | -3.0594e-11 | 3.3339e-11 | 1.1806e-12 | 6.6115e-12 | 9.364e-12 | -3.7016e-11 | 4.2974e-11 | 8.4702e-12 | -1.6038e-12 | -7.4677e-12 | -5.4296e-12 | 0 | 0 | 0 | 0 | 0 | 0 | 0.94936 | 0.94753 | 0.94816 | 0.94936 | 0.94753 | 0.94816 | -0.027779 | -120.1296 | 119.9057 | -0.027779 | -120.1296 | 119.9057
Line9_3_11 | 0 | 0 | 0 | 0 | 0 | 0 | 0 | 0 | 0 | 0 | 0 | 0 | -1.6102e-10 | -5.8789e-10 | 4.4975e-10 | 1.4134e-10 | 5.2221e-10 | -3.6439e-10 | -6.0253e-10 | 4.922e-10 | 2.1291e-10 | 5.1481e-10 | -4.3142e-10 | -1.8629e-10 | 0 | 0 | 0 | 0 | 0 | 0 | 0.94753 | 0.94383 | 0.94629 | 0.94753 | 0.94383 | 0.94629 | -0.028511 | -120.166 | 119.9339 | -0.028511 | -120.166 | 119.9339

## LLG_min_fault_10
name | pf_ikss_a_from_ka | pf_ikss_b_from_ka | pf_ikss_c_from_ka | pf_ikss_a_to_ka | pf_ikss_b_to_ka | pf_ikss_c_to_ka | pf_skss_a_from_mw | pf_skss_b_from_mw | pf_skss_c_from_mw | pf_skss_a_to_mw | pf_skss_b_to_mw | pf_skss_c_to_mw | pf_p_a_from_mw | pf_p_b_from_mw | pf_p_c_from_mw | pf_p_a_to_mw | pf_p_b_to_mw | pf_p_c_to_mw | pf_q_a_from_mvar | pf_q_b_from_mvar | pf_q_c_from_mvar | pf_q_a_to_mvar | pf_q_b_to_mvar | pf_q_c_to_mvar | pf_ikss_a_from_degree | pf_ikss_b_from_degree | pf_ikss_c_from_degree | pf_ikss_a_to_degree | pf_ikss_b_to_degree | pf_ikss_c_to_degree | pf_vm_a_from_pu | pf_vm_b_from_pu | pf_vm_c_from_pu | pf_vm_a_to_pu | pf_vm_b_to_pu | pf_vm_c_to_pu | pf_va_a_from_degree | pf_va_b_from_degree | pf_va_c_from_degree | pf_va_a_to_degree | pf_va_b_to_degree | pf_va_c_to_degree
Line0_1_2 | 0 | 0 | 0 | 0 | 0 | 0 | 0 | 0 | 0 | 0 | 0 | 0 | -1.0717e-10 | -1.6475e-10 | 1.7953e-10 | 9.0364e-11 | 1.4323e-10 | -1.4121e-10 | -1.9933e-10 | 2.3141e-10 | 4.5612e-11 | 1.6467e-10 | -1.9955e-10 | -4.2883e-11 | 0 | 0 | 0 | 0 | 0 | 0 | 0.8994 | 0.89766 | 0.89826 | 0.8994 | 0.89766 | 0.89826 | -0.027779 | -120.1296 | 119.9057 | -0.027779 | -120.1296 | 119.9057
Line10_11_12 | 0 | 0 | 0 | 0 | 0 | 0 | 0 | 0 | 0 | 0 | 0 | 0 | -1.2387e-10 | -4.5226e-10 | 3.4599e-10 | 1.0621e-10 | 3.9331e-10 | -2.6938e-10 | -4.6352e-10 | 3.7864e-10 | 1.6379e-10 | 3.8479e-10 | -3.241e-10 | -1.399e-10 | 0 | 0 | 0 | 0 | 0 | 0 | 0.89766 | 0.89416 | 0.89649 | 0.89766 | 0.89416 | 0.89649 | -0.028511 | -120.166 | 119.9339 | -0.028511 | -120.166 | 119.9339
Line11_12_13 | 0 | 0 | 0 | 0 | 0 | 0 | 0 | 0 | 0 | 0 | 0 | 0 | -1.0322e-10 | -3.7689e-10 | 2.8832e-10 | 8.5567e-11 | 3.1793e-10 | -2.1171e-10 | -3.8627e-10 | 3.1554e-10 | 1.3649e-10 | 3.0754e-10 | -2.6099e-10 | -1.126e-10 | 0 | 0 | 0 | 0 | 0 | 0 | 0.89766 | 0.89416 | 0.89649 | 0.89766 | 0.89416 | 0.89649 | -0.028511 | -120.166 | 119.9339 | -0.028511 | -120.166 | 119.9339
Line12_13_15 | 0 | 0 | 0 | 0 | 0 | 0 | 0 | 0 | 0 | 0 | 0 | 0 | -6.1934e-11 | -2.2613e-10 | 1.7299e-10 | 4.4278e-11 | 1.6718e-10 | -9.6385e-11 | -2.3176e-10 | 1.8932e-10 | 8.1894e-11 | 1.5303e-10 | -1.3477e-10 | -5.8001e-11 | 0 | 0 | 0 | 0 | 0 | 0 | 0.89766 | 0.89416 | 0.89649 | 0.89766 | 0.89416 | 0.89649 | -0.028511 | -120.166 | 119.9339 | -0.028511 | -120.166 | 119.9339
Line13_13_14 | 0 | 0 | 0 | 0 | 0 | 0 | 0 | 0 | 0 | 0 | 0 | 0 | -2.0645e-11 | -7.5377e-11 | 5.7665e-11 | 2.9886e-12 | 1.6425e-11 | 1.8944e-11 | -7.7254e-11 | 6.3107e-11 | 2.7298e-11 | -1.4764e-12 | -8.5595e-12 | -3.4044e-12 | 0 | 0 | 0 | 0 | 0 | 0 | 0.89766 | 0.89416 | 0.89649 | 0.89766 | 0.89416 | 0.89649 | -0.028511 | -120.166 | 119.9339 | -0.028511 | -120.166 | 119.9339
Line14_15_16 | 0 | 0 | 0 | 0 | 0 | 0 | 0 | 0 | 0 | 0 | 0 | 0 | -4.1289e-11 | -1.5075e-10 | 1.1533e-10 | 2.3633e-11 | 9.1802e-11 | -3.8721e-11 | -1.5451e-10 | 1.2621e-10 | 5.4596e-11 | 7.5777e-11 | -7.1667e-11 | -3.0703e-11 | 0 | 0 | 0 | 0 | 0 | 0 | 0.89766 | 0.89416 | 0.89649 | 0.89766 | 0.89416 | 0.89649 | -0.028511 | -120.166 | 119.9339 | -0.028511 | -120.166 | 119.9339
Line15_16_17 | 0 | 0 | 0 | 0 | 0 | 0 | 0 | 0 | 0 | 0 | 0 | 0 | -2.0645e-11 | -7.5377e-11 | 5.7665e-11 | 2.9886e-12 | 1.6425e-11 | 1.8944e-11 | -7.7254e-11 | 6.3107e-11 | 2.7298e-11 | -1.4764e-12 | -8.5595e-12 | -3.4044e-12 | 0 | 0 | 0 | 0 | 0 | 0 | 0.89766 | 0.89416 | 0.89649 | 0.89766 | 0.89416 | 0.89649 | -0.028511 | -120.166 | 119.9339 | -0.028511 | -120.166 | 119.9339
Line16_4_18 | 0 | 0 | 0 | 0 | 0 | 0 | 0 | 0 | 0 | 0 | 0 | 0 | -1.7861e-11 | -2.7459e-11 | 2.9922e-11 | 1.0596e-12 | 5.9339e-12 | 8.4042e-12 | -3.3222e-11 | 3.8569e-11 | 7.602e-12 | -1.4395e-12 | -6.7023e-12 | -4.8731e-12 | 0 | 0 | 0 | 0 | 0 | 0 | 0.8994 | 0.89766 | 0.89826 | 0.8994 | 0.89766 | 0.89826 | -0.027779 | -120.1296 | 119.9057 | -0.027779 | -120.1296 | 119.9057
Line17_5_19 | 0 | 0 | 0 | 0 | 0 | 0 | 0 | 0 | 0 | 0 | 0 | 0 | -1.7861e-11 | -2.7459e-11 | 2.9922e-11 | 1.0596e-12 | 5.9339e-12 | 8.4042e-12 | -3.3222e-11 | 3.8569e-11 | 7.602e-12 | -1.4395e-12 | -6.7023e-12 | -4.8731e-12 | 0 | 0 | 0 | 0 | 0 | 0 | 0.8994 | 0.89766 | 0.89826 | 0.8994 | 0.89766 | 0.89826 | -0.027779 | -120.1296 | 119.9057 | -0.027779 | -120.1296 | 119.9057
Line1_1_3 | 0 | 0.02923 | 0.029205 | 0 | 0.02923 | 0.029205 | 0 | 0.0067504 | 0.0067446 | 0 | 0.0067504 | 0.0067446 | -1.6482e-10 | 0.0042846 | 0.0042822 | 1.475e-10 | -0.004272 | -0.0042647 | -5.9637e-10 | 0.0042901 | 0.004278 | 5.393e-10 | -0.004272 | -0.0042647 | 0 | -165.1661 | 74.9339 | 0 | 14.8339 | -105.0661 | 0.8994 | 0.89766 | 0.89826 | 0.89766 | 0.89416 | 0.89649 | -0.027779 | -120.1296 | 119.9057 | -0.028511 | -120.166 | 119.9339
Line2_1_4 | 0 | 0 | 0 | 0 | 0 | 0 | 0 | 0 | 0 | 0 | 0 | 0 | -3.5722e-11 | -5.4917e-11 | 5.9844e-11 | 1.892e-11 | 3.3393e-11 | -2.1518e-11 | -6.6444e-11 | 7.7138e-11 | 1.5204e-11 | 3.1782e-11 | -4.5271e-11 | -1.2475e-11 | 0 | 0 | 0 | 0 | 0 | 0 | 0.8994 | 0.89766 | 0.89826 | 0.8994 | 0.89766 | 0.89826 | -0.027779 | -120.1296 | 119.9057 | -0.027779 | -120.1296 | 119.9057
Line3_1_5 | 0 | 0 | 0 | 0 | 0 | 0 | 0 | 0 | 0 | 0 | 0 | 0 | -3.5722e-11 | -5.4917e-11 | 5.9844e-11 | 1.892e-11 | 3.3393e-11 | -2.1518e-11 | -6.6444e-11 | 7.7138e-11 | 1.5204e-11 | 3.1782e-11 | -4.5271e-11 | -1.2475e-11 | 0 | 0 | 0 | 0 | 0 | 0 | 0.8994 | 0.89766 | 0.89826 | 0.8994 | 0.89766 | 0.89826 | -0.027779 | -120.1296 | 119.9057 | -0.027779 | -120.1296 | 119.9057
Line4_2_6 | 0 | 0 | 0 | 0 | 0 | 0 | 0 | 0 | 0 | 0 | 0 | 0 | -8.9304e-11 | -1.3729e-10 | 1.4961e-10 | 7.2503e-11 | 1.1577e-10 | -1.1128e-10 | -1.6611e-10 | 1.9285e-10 | 3.801e-11 | 1.3145e-10 | -1.6098e-10 | -3.5281e-11 | 0 | 0 | 0 | 0 | 0 | 0 | 0.8994 | 0.89766 | 0.89826 | 0.8994 | 0.89766 | 0.89826 | -0.027779 | -120.1296 | 119.9057 | -0.027779 | -120.1296 | 119.9057
Line5_6_7 | 0 | 0 | 0 | 0 | 0 | 0 | 0 | 0 | 0 | 0 | 0 | 0 | -7.1444e-11 | -1.0983e-10 | 1.1969e-10 | 5.4642e-11 | 8.831e-11 | -8.1361e-11 | -1.3289e-10 | 1.5428e-10 | 3.0408e-11 | 9.8226e-11 | -1.2241e-10 | -2.7679e-11 | 0 | 0 | 0 | 0 | 0 | 0 | 0.8994 | 0.89766 | 0.89826 | 0.8994 | 0.89766 | 0.89826 | -0.027779 | -120.1296 | 119.9057 | -0.027779 | -120.1296 | 119.9057
Line6_7_8 | 0 | 0 | 0 | 0 | 0 | 0 | 0 | 0 | 0 | 0 | 0 | 0 | -5.3583e-11 | -8.2376e-11 | 8.9766e-11 | 3.6781e-11 | 6.0851e-11 | -5.144e-11 | -9.9666e-11 | 1.1571e-10 | 2.2806e-11 | 6.5004e-11 | -8.3841e-11 | -2.0077e-11 | 0 | 0 | 0 | 0 | 0 | 0 | 0.8994 | 0.89766 | 0.89826 | 0.8994 | 0.89766 | 0.89826 | -0.027779 | -120.1296 | 119.9057 | -0.027779 | -120.1296 | 119.9057
Line7_8_9 | 0 | 0 | 0 | 0 | 0 | 0 | 0 | 0 | 0 | 0 | 0 | 0 | -1.7861e-11 | -2.7459e-11 | 2.9922e-11 | 1.0596e-12 | 5.9339e-12 | 8.4042e-12 | -3.3222e-11 | 3.8569e-11 | 7.602e-12 | -1.4395e-12 | -6.7023e-12 | -4.8731e-12 | 0 | 0 | 0 | 0 | 0 | 0 | 0.8994 | 0.89766 | 0.89826 | 0.8994 | 0.89766 | 0.89826 | -0.027779 | -120.1296 | 119.9057 | -0.027779 | -120.1296 | 119.9057
Line8_8_10 | 0 | 0 | 0 | 0 | 0 | 0 | 0 | 0 | 0 | 0 | 0 | 0 | -1.7861e-11 | -2.7459e-11 | 2.9922e-11 | 1.0596e-12 | 5.9339e-12 | 8.4042e-12 | -3.3222e-11 | 3.8569e-11 | 7.602e-12 | -1.4395e-12 | -6.7023e-12 | -4.8731e-12 | 0 | 0 | 0 | 0 | 0 | 0 | 0.8994 | 0.89766 | 0.89826 | 0.8994 | 0.89766 | 0.89826 | -0.027779 | -120.1296 | 119.9057 | -0.027779 | -120.1296 | 119.9057
Line9_3_11 | 0 | 0 | 0 | 0 | 0 | 0 | 0 | 0 | 0 | 0 | 0 | 0 | -1.4451e-10 | -5.2764e-10 | 4.0365e-10 | 1.2686e-10 | 4.6869e-10 | -3.2704e-10 | -5.4077e-10 | 4.4175e-10 | 1.9109e-10 | 4.6204e-10 | -3.872e-10 | -1.6719e-10 | 0 | 0 | 0 | 0 | 0 | 0 | 0.89766 | 0.89416 | 0.89649 | 0.89766 | 0.89416 | 0.89649 | -0.028511 | -120.166 | 119.9339 | -0.028511 | -120.166 | 119.9339