## LLL_max_6
name | pf_ikss_from_ka | pf_ikss_to_ka | pf_ip_from_ka | pf_ip_to_ka | pf_skss_from_mw | pf_skss_to_mw | pf_p_from_mw | pf_p_to_mw | pf_q_from_mvar | pf_q_to_mvar | pf_ikss_from_degree | pf_ikss_to_degree | pf_vm_from_pu | pf_vm_to_pu | pf_va_from_degree | pf_va_to_degree
Line0_1_2 | 0 | 0 | 0 | 0 | 0 | 0 | 1.0402e-20 | 0 | 6.8175e-21 | 0 | 0 | 0 | 0 | 0 | 0 | 0
Line10_11_12 | 0 | 0 | 0 | 0 | 0 | 0 | 0 | 0 | 0 | 0 | 0 | 0 | 0 | 0 | 0 | 0
Line11_12_13 | 0 | 0 | 0 | 0 | 0 | 0 | 0 | 0 | 0 | 0 | 0 | 0 | 0 | 0 | 0 | 0
Line12_13_15 | 0 | 0 | 0 | 0 | 0 | 0 | 0 | 0 | 0 | 0 | 0 | 0 | 0 | 0 | 0 | 0
Line13_13_14 | 0 | 0 | 0 | 0 | 0 | 0 | 0 | 0 | 0 | 0 | 0 | 0 | 0 | 0 | 0 | 0
Line14_15_16 | 0 | 0 | 0 | 0 | 0 | 0 | 0 | 0 | 0 | 0 | 0 | 0 | 0 | 0 | 0 | 0
Line15_16_17 | 0 | 0 | 0 | 0 | 0 | 0 | 0 | 0 | 0 | 0 | 0 | 0 | 0 | 0 | 0 | 0
Line16_4_18 | 0 | 0 | 0 | 0 | 0 | 0 | 0 | 0 | 0 | 0 | 0 | 0 | 0 | 0 | 0 | 0
Line17_5_19 | 0 | 0 | 0 | 0 | 0 | 0 | 0 | 0 | 0 | 0 | 0 | 0 | 0 | 0 | 0 | 0
Line1_1_3 | 0 | 0 | 0 | 0 | 0 | 0 | 1.3869e-20 | 0 | 9.0899e-21 | 0 | 0 | 0 | 0 | 0 | 0 | 0
Line2_1_4 | 0 | 0 | 0 | 0 | 0 | 0 | 3.4674e-21 | 0 | 2.2725e-21 | 0 | 0 | 0 | 0 | 0 | 0 | 0
Line3_1_5 | 0 | 0 | 0 | 0 | 0 | 0 | 3.4674e-21 | 0 | 2.2725e-21 | 0 | 0 | 0 | 0 | 0 | 0 | 0
Line4_2_6 | 0 | 0 | 0 | 0 | 0 | 0 | 0 | 0 | 0 | 0 | 0 | 0 | 0 | 0 | 0 | 0
Line5_6_7 | 0 | 0 | 0 | 0 | 0 | 0 | 0 | 0 | 0 | 0 | 0 | 0 | 0 | 0 | 0 | 0
Line6_7_8 | 0 | 0 | 0 | 0 | 0 | 0 | 0 | 0 | 0 | 0 | 0 | 0 | 0 | 0 | 0 | 0
Line7_8_9 | 0 | 0 | 0 | 0 | 0 | 0 | 0 | 0 | 0 | 0 | 0 | 0 | 0 | 0 | 0 | 0
Line8_8_10 | 0 | 0 | 0 | 0 | 0 | 0 | 0 | 0 | 0 | 0 | 0 | 0 | 0 | 0 | 0 | 0
Line9_3_11 | 0 | 0 | 0 | 0 | 0 | 0 | 0 | 0 | 0 | 0 | 0 | 0 | 0 | 0 | 0 | 0

## LLL_max_10
name | pf_ikss_from_ka | pf_ikss_to_ka | pf_ip_from_ka | pf_ip_to_ka | pf_skss_from_mw | pf_skss_to_mw | pf_p_from_mw | pf_p_to_mw | pf_q_from_mvar | pf_q_to_mvar | pf_ikss_from_degree | pf_ikss_to_degree | pf_vm_from_pu | pf_vm_to_pu | pf_va_from_degree | pf_va_to_degree
Line0_1_2 | 0 | 0 | 0 | 0 | 0 | 0 | 1.8587e-20 | 0 | -2.3708e-20 | 0 | 0 | 0 | 0 | 0 | 0 | 0
Line10_11_12 | 0 | 0 | 0 | 0 | 0 | 0 | 0 | 0 | 0 | 0 | 0 | 0 | 0 | 0 | 0 | 0
Line11_12_13 | 0 | 0 | 0 | 0 | 0 | 0 | 0 | 0 | 0 | 0 | 0 | 0 | 0 | 0 | 0 | 0
Line12_13_15 | 0 | 0 | 0 | 0 | 0 | 0 | 0 | 0 | 0 | 0 | 0 | 0 | 0 | 0 | 0 | 0
Line13_13_14 | 0 | 0 | 0 | 0 | 0 | 0 | 0 | 0 | 0 | 0 | 0 | 0 | 0 | 0 | 0 | 0
Line14_15_16 | 0 | 0 | 0 | 0 | 0 | 0 | 0 | 0 | 0 | 0 | 0 | 0 | 0 | 0 | 0 | 0
Line15_16_17 | 0 | 0 | 0 | 0 | 0 | 0 | 0 | 0 | 0 | 0 | 0 | 0 | 0 | 0 | 0 | 0
Line16_4_18 | 0 | 0 | 0 | 0 | 0 | 0 | 0 | 0 | 0 | 0 | 0 | 0 | 0 | 0 | 0 | 0
Line17_5_19 | 0 | 0 | 0 | 0 | 0 | 0 | 0 | 0 | 0 | 0 | 0 | 0 | 0 | 0 | 0 | 0
Line1_1_3 | 0 | 0 | 0 | 0 | 0 | 0 | 2.4782e-20 | 0 | -3.1611e-20 | 0 | 0 | 0 | 0 | 0 | 0 | 0
Line2_1_4 | 0 | 0 | 0 | 0 | 0 | 0 | 6.1956e-21 | 0 | -7.9027e-21 | 0 | 0 | 0 | 0 | 0 | 0 | 0
Line3_1_5 | 0 | 0 | 0 | 0 | 0 | 0 | 6.1956e-21 | 0 | -7.9027e-21 | 0 | 0 | 0 | 0 | 0 | 0 | 0
Line4_2_6 | 0 | 0 | 0 | 0 | 0 | 0 | 0 | 0 | 0 | 0 | 0 | 0 | 0 | 0 | 0 | 0
Line5_6_7 | 0 | 0 | 0 | 0 | 0 | 0 | 0 | 0 | 0 | 0 | 0 | 0 | 0 | 0 | 0 | 0
Line6_7_8 | 0 | 0 | 0 | 0 | 0 | 0 | 0 | 0 | 0 | 0 | 0 | 0 | 0 | 0 | 0 | 0
Line7_8_9 | 0 | 0 | 0 | 0 | 0 | 0 | 0 | 0 | 0 | 0 | 0 | 0 | 0 | 0 | 0 | 0
Line8_8_10 | 0 | 0 | 0 | 0 | 0 | 0 | 0 | 0 | 0 | 0 | 0 | 0 | 0 | 0 | 0 | 0
Line9_3_11 | 0 | 0 | 0 | 0 | 0 | 0 | 0 | 0 | 0 | 0 | 0 | 0 | 0 | 0 | 0 | 0

## LLL_max_fault_6
name | pf_ikss_from_ka | pf_ikss_to_ka | pf_ip_from_ka | pf_ip_to_ka | pf_skss_from_mw | pf_skss_to_mw | pf_p_from_mw | pf_p_to_mw | pf_q_from_mvar | pf_q_to_mvar | pf_ikss_from_degree | pf_ikss_to_degree | pf_vm_from_pu | pf_vm_to_pu | pf_va_from_degree | pf_va_to_degree
Line0_1_2 | 0 | 0 | 0 | 0 | 0 | 0 | -1.8208e-10 | 0 | 1.5394e-10 | 0 | 0 | 0 | 1.0474 | 1.0474 | -0.12152 | -0.12152
Line10_11_12 | 0 | 0 | 0 | 0 | 0 | 0 | 0 | 0 | 0 | 0 | 0 | 0 | 1.0474 | 1.0474 | -0.12152 | -0.12152
Line11_12_13 | 0 | 0 | 0 | 0 | 0 | 0 | 0 | 0 | 0 | 0 | 0 | 0 | 1.0474 | 1.0474 | -0.12152 | -0.12152
Line12_13_15 | 0 | 0 | 0 | 0 | 0 | 0 | 0 | 0 | 0 | 0 | 0 | 0 | 1.0474 | 1.0474 | -0.12152 | -0.12152
Line13_13_14 | 0 | 0 | 0 | 0 | 0 | 0 | 0 | 0 | 0 | 0 | 0 | 0 | 1.0474 | 1.0474 | -0.12152 | -0.12152
Line14_15_16 | 0 | 0 | 0 | 0 | 0 | 0 | 0 | 0 | 0 | 0 | 0 | 0 | 1.0474 | 1.0474 | -0.12152 | -0.12152
Line15_16_17 | 0 | 0 | 0 | 0 | 0 | 0 | 0 | 0 | 0 | 0 | 0 | 0 | 1.0474 | 1.0474 | -0.12152 | -0.12152
Line16_4_18 | 0 | 0 | 0 | 0 | 0 | 0 | 0 | 0 | 0 | 0 | 0 | 0 | 1.0474 | 1.0474 | -0.12152 | -0.12152
Line17_5_19 | 0 | 0 | 0 | 0 | 0 | 0 | 0 | 0 | 0 | 0 | 0 | 0 | 1.0474 | 1.0474 | -0.12152 | -0.12152
Line1_1_3 | 0 | 0 | 0 | 0 | 0 | 0 | -2.4277e-10 | 0 | 2.0525e-10 | 0 | 0 | 0 | 1.0474 | 1.0474 | -0.12152 | -0.12152
Line2_1_4 | 0 | 0 | 0 | 0 | 0 | 0 | -6.0693e-11 | 0 | 5.1313e-11 | 0 | 0 | 0 | 1.0474 | 1.0474 | -0.12152 | -0.12152
Line3_1_5 | 0 | 0 | 0 | 0 | 0 | 0 | -6.0693e-11 | 0 | 5.1313e-11 | 0 | 0 | 0 | 1.0474 | 1.0474 | -0.12152 | -0.12152
Line4_2_6 | 0 | 0 | 0 | 0 | 0 | 0 | 0 | 0 | 0 | 0 | 0 | 0 | 1.0474 | 1.0474 | -0.12152 | -0.12152
Line5_6_7 | 0 | 0 | 0 | 0 | 0 | 0 | 0 | 0 | 0 | 0 | 0 | 0 | 1.0474 | 1.0474 | -0.12152 | -0.12152
Line6_7_8 | 0 | 0 | 0 | 0 | 0 | 0 | 0 | 0 | 0 | 0 | 0 | 0 | 1.0474 | 1.0474 | -0.12152 | -0.12152
Line7_8_9 | 0 | 0 | 0 | 0 | 0 | 0 | 0 | 0 | 0 | 0 | 0 | 0 | 1.0474 | 1.0474 | -0.12152 | -0.12152
Line8_8_10 | 0 | 0 | 0 | 0 | 0 | 0 | 0 | 0 | 0 | 0 | 0 | 0 | 1.0474 | 1.0474 | -0.12152 | -0.12152
Line9_3_11 | 0 | 0 | 0 | 0 | 0 | 0 | 0 | 0 | 0 | 0 | 0 | 0 | 1.0474 | 1.0474 | -0.12152 | -0.12152

## LLL_max_fault_10
name | pf_ikss_from_ka | pf_ikss_to_ka | pf_ip_from_ka | pf_ip_to_ka | pf_skss_from_mw | pf_skss_to_mw | pf_p_from_mw | pf_p_to_mw | pf_q_from_mvar | pf_q_to_mvar | pf_ikss_from_degree | pf_ikss_to_degree | pf_vm_from_pu | pf_vm_to_pu | pf_va_from_degree | pf_va_to_degree
Line0_1_2 | 0 | 0 | 0 | 0 | 0 | 0 | -2.0923e-10 | 0 | 1.7689e-10 | 0 | 0 | 0 | 1.0971 | 1.0971 | -0.12725 | -0.12725
Line10_11_12 | 0 | 0 | 0 | 0 | 0 | 0 | 0 | 0 | 0 | 0 | 0 | 0 | 1.0971 | 1.0971 | -0.12725 | -0.12725
Line11_12_13 | 0 | 0 | 0 | 0 | 0 | 0 | 0 | 0 | 0 | 0 | 0 | 0 | 1.0971 | 1.0971 | -0.12725 | -0.12725
Line12_13_15 | 0 | 0 | 0 | 0 | 0 | 0 | 0 | 0 | 0 | 0 | 0 | 0 | 1.0971 | 1.0971 | -0.12725 | -0.12725
Line13_13_14 | 0 | 0 | 0 | 0 | 0 | 0 | 0 | 0 | 0 | 0 | 0 | 0 | 1.0971 | 1.0971 | -0.12725 | -0.12725
Line14_15_16 | 0 | 0 | 0 | 0 | 0 | 0 | 0 | 0 | 0 | 0 | 0 | 0 | 1.0971 | 1.0971 | -0.12725 | -0.12725
Line15_16_17 | 0 | 0 | 0 | 0 | 0 | 0 | 0 | 0 | 0 | 0 | 0 | 0 | 1.0971 | 1.0971 | -0.12725 | -0.12725
Line16_4_18 | 0 | 0 | 0 | 0 | 0 | 0 | 0 | 0 | 0 | 0 | 0 | 0 | 1.0971 | 1.0971 | -0.12725 | -0.12725
Line17_5_19 | 0 | 0 | 0 | 0 | 0 | 0 | 0 | 0 | 0 | 0 | 0 | 0 | 1.0971 | 1.0971 | -0.12725 | -0.12725
Line1_1_3 | 0 | 0 | 0 | 0 | 0 | 0 | -2.7897e-10 | 0 | 2.3586e-10 | 0 | 0 | 0 | 1.0971 | 1.0971 | -0.12725 | -0.12725
Line2_1_4 | 0 | 0 | 0 | 0 | 0 | 0 | -6.9742e-11 | 0 | 5.8964e-11 | 0 | 0 | 0 | 1.0971 | 1.0971 | -0.12725 | -0.12725
Line3_1_5 | 0 | 0 | 0 | 0 | 0 | 0 | -6.9742e-11 | 0 | 5.8964e-11 | 0 | 0 | 0 | 1.0971 | 1.0971 | -0.12725 | -0.12725
Line4_2_6 | 0 | 0 | 0 | 0 | 0 | 0 | 0 | 0 | 0 | 0 | 0 | 0 | 1.0971 | 1.0971 | -0.12725 | -0.12725
Line5_6_7 | 0 | 0 | 0 | 0 | 0 | 0 | 0 | 0 | 0 | 0 | 0 | 0 | 1.0971 | 1.0971 | -0.12725 | -0.12725
Line6_7_8 | 0 | 0 | 0 | 0 | 0 | 0 | 0 | 0 | 0 | 0 | 0 | 0 | 1.0971 | 1.0971 | -0.12725 | -0.12725
Line7_8_9 | 0 | 0 | 0 | 0 | 0 | 0 | 0 | 0 | 0 | 0 | 0 | 0 | 1.0971 | 1.0971 | -0.12725 | -0.12725
Line8_8_10 | 0 | 0 | 0 | 0 | 0 | 0 | 0 | 0 | 0 | 0 | 0 | 0 | 1.0971 | 1.0971 | -0.12725 | -0.12725
Line9_3_11 | 0 | 0 | 0 | 0 | 0 | 0 | 0 | 0 | 0 | 0 | 0 | 0 | 1.0971 | 1.0971 | -0.12725 | -0.12725

## LLL_min_6
name | pf_ikss_from_ka | pf_ikss_to_ka | pf_ip_from_ka | pf_ip_to_ka | pf_skss_from_mw | pf_skss_to_mw | pf_p_from_mw | pf_p_to_mw | pf_q_from_mvar | pf_q_to_mvar | pf_ikss_from_degree | pf_ikss_to_degree | pf_vm_from_pu | pf_vm_to_pu | pf_va_from_degree | pf_va_to_degree
Line0_1_2 | 0 | 0 | 0 | 0 | 0 | 0 | 1.7103e-20 | 0 | 2.6292e-20 | 0 | 0 | 0 | 0 | 0 | 0 | 0
Line10_11_12 | 0 | 0 | 0 | 0 | 0 | 0 | 0 | 0 | 0 | 0 | 0 | 0 | 0 | 0 | 0 | 0
Line11_12_13 | 0 | 0 | 0 | 0 | 0 | 0 | 0 | 0 | 0 | 0 | 0 | 0 | 0 | 0 | 0 | 0
Line12_13_15 | 0 | 0 | 0 | 0 | 0 | 0 | 0 | 0 | 0 | 0 | 0 | 0 | 0 | 0 | 0 | 0
Line13_13_14 | 0 | 0 | 0 | 0 | 0 | 0 | 0 | 0 | 0 | 0 | 0 | 0 | 0 | 0 | 0 | 0
Line14_15_16 | 0 | 0 | 0 | 0 | 0 | 0 | 0 | 0 | 0 | 0 | 0 | 0 | 0 | 0 | 0 | 0
Line15_16_17 | 0 | 0 | 0 | 0 | 0 | 0 | 0 | 0 | 0 | 0 | 0 | 0 | 0 | 0 | 0 | 0
Line16_4_18 | 0 | 0 | 0 | 0 | 0 | 0 | 0 | 0 | 0 | 0 | 0 | 0 | 0 | 0 | 0 | 0
Line17_5_19 | 0 | 0 | 0 | 0 | 0 | 0 | 0 | 0 | 0 | 0 | 0 | 0 | 0 | 0 | 0 | 0
Line1_1_3 | 0 | 0 | 0 | 0 | 0 | 0 | 2.2805e-20 | 0 | 3.5056e-20 | 0 | 0 | 0 | 0 | 0 | 0 | 0
Line2_1_4 | 0 | 0 | 0 | 0 | 0 | 0 | 5.7011e-21 | 0 | 8.7641e-21 | 0 | 0 | 0 | 0 | 0 | 0 | 0
Line3_1_5 | 0 | 0 | 0 | 0 | 0 | 0 | 5.7011e-21 | 0 | 8.7641e-21 | 0 | 0 | 0 | 0 | 0 | 0 | 0
Line4_2_6 | 0 | 0 | 0 | 0 | 0 | 0 | 0 | 0 | 0 | 0 | 0 | 0 | 0 | 0 | 0 | 0
Line5_6_7 | 0 | 0 | 0 | 0 | 0 | 0 | 0 | 0 | 0 | 0 | 0 | 0 | 0 | 0 | 0 | 0
Line6_7_8 | 0 | 0 | 0 | 0 | 0 | 0 | 0 | 0 | 0 | 0 | 0 | 0 | 0 | 0 | 0 | 0
Line7_8_9 | 0 | 0 | 0 | 0 | 0 | 0 | 0 | 0 | 0 | 0 | 0 | 0 | 0 | 0 | 0 | 0
Line8_8_10 | 0 | 0 | 0 | 0 | 0 | 0 | 0 | 0 | 0 | 0 | 0 | 0 | 0 | 0 | 0 | 0
Line9_3_11 | 0 | 0 | 0 | 0 | 0 | 0 | 0 | 0 | 0 | 0 | 0 | 0 | 0 | 0 | 0 | 0

## LLL_min_10
name | pf_ikss_from_ka | pf_ikss_to_ka | pf_ip_from_ka | pf_ip_to_ka | pf_skss_from_mw | pf_skss_to_mw | pf_p_from_mw | pf_p_to_mw | pf_q_from_mvar | pf_q_to_mvar | pf_ikss_from_degree | pf_ikss_to_degree | pf_vm_from_pu | pf_vm_to_pu | pf_va_from_degree | pf_va_to_degree
Line0_1_2 | 0 | 0 | 0 | 0 | 0 | 0 | 1.5372e-20 | 0 | 2.3601e-20 | 0 | 0 | 0 | 0 | 0 | 0 | 0
Line10_11_12 | 0 | 0 | 0 | 0 | 0 | 0 | 0 | 0 | 0 | 0 | 0 | 0 | 0 | 0 | 0 | 0
Line11_12_13 | 0 | 0 | 0 | 0 | 0 | 0 | 0 | 0 | 0 | 0 | 0 | 0 | 0 | 0 | 0 | 0
Line12_13_15 | 0 | 0 | 0 | 0 | 0 | 0 | 0 | 0 | 0 | 0 | 0 | 0 | 0 | 0 | 0 | 0
Line13_13_14 | 0 | 0 | 0 | 0 | 0 | 0 | 0 | 0 | 0 | 0 | 0 | 0 | 0 | 0 | 0 | 0
Line14_15_16 | 0 | 0 | 0 | 0 | 0 | 0 | 0 | 0 | 0 | 0 | 0 | 0 | 0 | 0 | 0 | 0
Line15_16_17 | 0 | 0 | 0 | 0 | 0 | 0 | 0 | 0 | 0 | 0 | 0 | 0 | 0 | 0 | 0 | 0
Line16_4_18 | 0 | 0 | 0 | 0 | 0 | 0 | 0 | 0 | 0 | 0 | 0 | 0 | 0 | 0 | 0 | 0
Line17_5_19 | 0 | 0 | 0 | 0 | 0 | 0 | 0 | 0 | 0 | 0 | 0 | 0 | 0 | 0 | 0 | 0
Line1_1_3 | 0 | 0 | 0 | 0 | 0 | 0 | 2.0496e-20 | 0 | 3.1468e-20 | 0 | 0 | 0 | 0 | 0 | 0 | 0
Line2_1_4 | 0 | 0 | 0 | 0 | 0 | 0 | 5.1241e-21 | 0 | 7.8669e-21 | 0 | 0 | 0 | 0 | 0 | 0 | 0
Line3_1_5 | 0 | 0 | 0 | 0 | 0 | 0 | 5.1241e-21 | 0 | 7.8669e-21 | 0 | 0 | 0 | 0 | 0 | 0 | 0
Line4_2_6 | 0 | 0 | 0 | 0 | 0 | 0 | 0 | 0 | 0 | 0 | 0 | 0 | 0 | 0 | 0 | 0
Line5_6_7 | 0 | 0 | 0 | 0 | 0 | 0 | 0 | 0 | 0 | 0 | 0 | 0 | 0 | 0 | 0 | 0
Line6_7_8 | 0 | 0 | 0 | 0 | 0 | 0 | 0 | 0 | 0 | 0 | 0 | 0 | 0 | 0 | 0 | 0
Line7_8_9 | 0 | 0 | 0 | 0 | 0 | 0 | 0 | 0 | 0 | 0 | 0 | 0 | 0 | 0 | 0 | 0
Line8_8_10 | 0 | 0 | 0 | 0 | 0 | 0 | 0 | 0 | 0 | 0 | 0 | 0 | 0 | 0 | 0 | 0
Line9_3_11 | 0 | 0 | 0 | 0 | 0 | 0 | 0 | 0 | 0 | 0 | 0 | 0 | 0 | 0 | 0 | 0

## LLL_min_fault_6
name | pf_ikss_from_ka | pf_ikss_to_ka | pf_ip_from_ka | pf_ip_to_ka | pf_skss_from_mw | pf_skss_to_mw | pf_p_from_mw | pf_p_to_mw | pf_q_from_mvar | pf_q_to_mvar | pf_ikss_from_degree | pf_ikss_to_degree | pf_vm_from_pu | pf_vm_to_pu | pf_va_from_degree | pf_va_to_degree
Line0_1_2 | 0 | 0 | 0 | 0 | 0 | 0 | -1.5486e-10 | 0 | 1.3093e-10 | 0 | 0 | 0 | 0.94752 | 0.94752 | -0.12627 | -0.12627
Line10_11_12 | 0 | 0 | 0 | 0 | 0 | 0 | 0 | 0 | 0 | 0 | 0 | 0 | 0.94752 | 0.94752 | -0.12627 | -0.12627
Line11_12_13 | 0 | 0 | 0 | 0 | 0 | 0 | 0 | 0 | 0 | 0 | 0 | 0 | 0.94752 | 0.94752 | -0.12627 | -0.12627
Line12_13_15 | 0 | 0 | 0 | 0 | 0 | 0 | 0 | 0 | 0 | 0 | 0 | 0 | 0.94752 | 0.94752 | -0.12627 | -0.12627
Line13_13_14 | 0 | 0 | 0 | 0 | 0 | 0 | 0 | 0 | 0 | 0 | 0 | 0 | 0.94752 | 0.94752 | -0.12627 | -0.12627
Line14_15_16 | 0 | 0 | 0 | 0 | 0 | 0 | 0 | 0 | 0 | 0 | 0 | 0 | 0.94752 | 0.94752 | -0.12627 | -0.12627
Line15_16_17 | 0 | 0 | 0 | 0 | 0 | 0 | 0 | 0 | 0 | 0 | 0 | 0 | 0.94752 | 0.94752 | -0.12627 | -0.12627
Line16_4_18 | 0 | 0 | 0 | 0 | 0 | 0 | 0 | 0 | 0 | 0 | 0 | 0 | 0.94752 | 0.94752 | -0.12627 | -0.12627
Line17_5_19 | 0 | 0 | 0 | 0 | 0 | 0 | 0 | 0 | 0 | 0 | 0 | 0 | 0.94752 | 0.94752 | -0.12627 | -0.12627
Line1_1_3 | 0 | 0 | 0 | 0 | 0 | 0 | -2.0649e-10 | 0 | 1.7457e-10 | 0 | 0 | 0 | 0.94752 | 0.94752 | -0.12627 | -0.12627
Line2_1_4 | 0 | 0 | 0 | 0 | 0 | 0 | -5.1621e-11 | 0 | 4.3642e-11 | 0 | 0 | 0 | 0.94752 | 0.94752 | -0.12627 | -0.12627
Line3_1_5 | 0 | 0 | 0 | 0 | 0 | 0 | -5.1621e-11 | 0 | 4.3642e-11 | 0 | 0 | 0 | 0.94752 | 0.94752 | -0.12627 | -0.12627
Line4_2_6 | 0 | 0 | 0 | 0 | 0 | 0 | 0 | 0 | 0 | 0 | 0 | 0 | 0.94752 | 0.94752 | -0.12627 | -0.12627
Line5_6_7 | 0 | 0 | 0 | 0 | 0 | 0 | 0 | 0 | 0 | 0 | 0 | 0 | 0.94752 | 0.94752 | -0.12627 | -0.12627
Line6_7_8 | 0 | 0 | 0 | 0 | 0 | 0 | 0 | 0 | 0 | 0 | 0 | 0 | 0.94752 | 0.94752 | -0.12627 | -0.12627
Line7_8_9 | 0 | 0 | 0 | 0 | 0 | 0 | 0 | 0 | 0 | 0 | 0 | 0 | 0.94752 | 0.94752 | -0.12627 | -0.12627
Line8_8_10 | 0 | 0 | 0 | 0 | 0 | 0 | 0 | 0 | 0 | 0 | 0 | 0 | 0.94752 | 0.94752 | -0.12627 | -0.12627
Line9_3_11 | 0 | 0 | 0 | 0 | 0 | 0 | 0 | 0 | 0 | 0 | 0 | 0 | 0.94752 | 0.94752 | -0.12627 | -0.12627

## LLL_min_fault_10
name | pf_ikss_from_ka | pf_ikss_to_ka | pf_ip_from_ka | pf_ip_to_ka | pf_skss_from_mw | pf_skss_to_mw | pf_p_from_mw | pf_p_to_mw | pf_q_from_mvar | pf_q_to_mvar | pf_ikss_from_degree | pf_ikss_to_degree | pf_vm_from_pu | pf_vm_to_pu | pf_va_from_degree | pf_va_to_degree
Line0_1_2 | 0 | 0 | 0 | 0 | 0 | 0 | -1.3899e-10 | 0 | 1.1751e-10 | 0 | 0 | 0 | 0.89765 | 0.89765 | -0.12627 | -0.12627
Line10_11_12 | 0 | 0 | 0 | 0 | 0 | 0 | 0 | 0 | 0 | 0 | 0 | 0 | 0.89765 | 0.89765 | -0.12627 | -0.12627
Line11_12_13 | 0 | 0 | 0 | 0 | 0 | 0 | 0 | 0 | 0 | 0 | 0 | 0 | 0.89765 | 0.89765 | -0.12627 | -0.12627
Line12_13_15 | 0 | 0 | 0 | 0 | 0 | 0 | 0 | 0 | 0 | 0 | 0 | 0 | 0.89765 | 0.89765 | -0.12627 | -0.12627
Line13_13_14 | 0 | 0 | 0 | 0 | 0 | 0 | 0 | 0 | 0 | 0 | 0 | 0 | 0.89765 | 0.89765 | -0.12627 | -0.12627
Line14_15_16 | 0 | 0 | 0 | 0 | 0 | 0 | 0 | 0 | 0 | 0 | 0 | 0 | 0.89765 | 0.89765 | -0.12627 | -0.12627
Line15_16_17 | 0 | 0 | 0 | 0 | 0 | 0 | 0 | 0 | 0 | 0 | 0 | 0 | 0.89765 | 0.89765 | -0.12627 | -0.12627
Line16_4_18 | 0 | 0 | 0 | 0 | 0 | 0 | 0 | 0 | 0 | 0 | 0 | 0 | 0.89765 | 0.89765 | -0.12627 | -0.12627
Line17_5_19 | 0 | 0 | 0 | 0 | 0 | 0 | 0 | 0 | 0 | 0 | 0 | 0 | 0.89765 | 0.89765 | -0.12627 | -0.12627
Line1_1_3 | 0 | 0 | 0 | 0 | 0 | 0 | -1.8532e-10 | 0 | 1.5668e-10 | 0 | 0 | 0 | 0.89765 | 0.89765 | -0.12627 | -0.12627
Line2_1_4 | 0 | 0 | 0 | 0 | 0 | 0 | -4.6331e-11 | 0 | 3.9169e-11 | 0 | 0 | 0 | 0.89765 | 0.89765 | -0.12627 | -0.12627
Line3_1_5 | 0 | 0 | 0 | 0 | 0 | 0 | -4.6331e-11 | 0 | 3.9169e-11 | 0 | 0 | 0 | 0.89765 | 0.89765 | -0.12627 | -0.12627
Line4_2_6 | 0 | 0 | 0 | 0 | 0 | 0 | 0 | 0 | 0 | 0 | 0 | 0 | 0.89765 | 0.89765 | -0.12627 | -0.12627
Line5_6_7 | 0 | 0 | 0 | 0 | 0 | 0 | 0 | 0 | 0 | 0 | 0 | 0 | 0.89765 | 0.89765 | -0.12627 | -0.12627
Line6_7_8 | 0 | 0 | 0 | 0 | 0 | 0 | 0 | 0 | 0 | 0 | 0 | 0 | 0.89765 | 0.89765 | -0.12627 | -0.12627
Line7_8_9 | 0 | 0 | 0 | 0 | 0 | 0 | 0 | 0 | 0 | 0 | 0 | 0 | 0.89765 | 0.89765 | -0.12627 | -0.12627
Line8_8_10 | 0 | 0 | 0 | 0 | 0 | 0 | 0 | 0 | 0 | 0 | 0 | 0 | 0.89765 | 0.89765 | -0.12627 | -0.12627
Line9_3_11 | 0 | 0 | 0 | 0 | 0 | 0 | 0 | 0 | 0 | 0 | 0 | 0 | 0.89765 | 0.89765 | -0.12627 | -0.12627

## LL_max_6
name | pf_ikss_a_from_ka | pf_ikss_b_from_ka | pf_ikss_c_from_ka | pf_ikss_a_to_ka | pf_ikss_b_to_ka | pf_ikss_c_to_ka | pf_skss_a_from_mw | pf_skss_b_from_mw | pf_skss_c_from_mw | pf_skss_a_to_mw | pf_skss_b_to_mw | pf_skss_c_to_mw | pf_p_a_from_mw | pf_p_b_from_mw | pf_p_c_from_mw | pf_p_a_to_mw | pf_p_b_to_mw | pf_p_c_to_mw | pf_q_a_from_mvar | pf_q_b_from_mvar | pf_q_c_from_mvar | pf_q_a_to_mvar | pf_q_b_to_mvar | pf_q_c_to_mvar | pf_ikss_a_from_degree | pf_ikss_b_from_degree | pf_ikss_c_from_degree | pf_ikss_a_to_degree | pf_ikss_b_to_degree | pf_ikss_c_to_degree | pf_vm_a_from_pu | pf_vm_b_from_pu | pf_vm_c_from_pu | pf_vm_a_to_pu | pf_vm_b_to_pu | pf_vm_c_to_pu | pf_va_a_from_degree | pf_va_b_from_degree | pf_va_c_from_degree | pf_va_a_to_degree | pf_va_b_to_degree | pf_va_c_to_degree
Line0_1_2 | 0 | 0 | 0 | 0 | 0 | 0 | 0 | 0 | 0 | 0 | 0 | 0 | 1.5543e-15 | 1.632e-15 | -7.7716e-16 | -1.4766e-15 | -1.2073e-15 | 8.5219e-16 | -2.72e-16 | 1.0503e-08 | -1.0503e-08 | 3.1086e-16 | -1.0503e-08 | 1.0503e-08 | 0 | 0 | 0 | 0 | 0 | 0 | 0.90933 | 0 | 0.90933 | 0.90933 | 0 | 0.90933 | -1.5569e-12 | 180 | -180 | -1.5845e-12 | -180 | 180
Line10_11_12 | 0 | 0 | 0 | 0 | 0 | 0 | 0 | 0 | 0 | 0 | 0 | 0 | 1.4766e-15 | 1.4833e-15 | -9.6475e-16 | -1.5543e-15 | -9.8081e-16 | 7.2893e-16 | -1.5543e-16 | 1.0503e-08 | -1.0503e-08 | 1.1657e-16 | -1.0503e-08 | 1.0503e-08 | 0 | 0 | 0 | 0 | 0 | 0 | 0.90933 | 0 | 0.90933 | 0.90933 | 0 | 0.90933 | -1.6233e-12 | -180 | 180 | -1.6495e-12 | -180 | 180
Line11_12_13 | 0 | 0 | 0 | 0 | 0 | 0 | 0 | 0 | 0 | 0 | 0 | 0 | 1.3212e-15 | 9.4687e-16 | -1.3069e-15 | -1.2434e-15 | -6.2276e-16 | 1.359e-15 | -1.9429e-16 | 8.7523e-09 | -8.7523e-09 | 1.9429e-16 | -8.7523e-09 | 8.7523e-09 | 0 | 0 | 0 | 0 | 0 | 0 | 0.90933 | 0 | 0.90933 | 0.90933 | 0 | 0.90933 | -1.6495e-12 | -180 | 180 | -1.6694e-12 | -180 | 180
Line12_13_15 | 0 | 0 | 0 | 0 | 0 | 0 | 0 | 0 | 0 | 0 | 0 | 0 | 6.2172e-16 | 7.7e-16 | -9.3974e-16 | -6.2172e-16 | -5.9581e-16 | 6.4764e-16 | 1.1657e-16 | 5.2514e-09 | -5.2514e-09 | -7.7716e-17 | -5.2514e-09 | 5.2514e-09 | 0 | 0 | 0 | 0 | 0 | 0 | 0.90933 | 0 | 0.90933 | 0.90933 | 0 | 0.90933 | -1.6694e-12 | -180 | 180 | -1.6792e-12 | -180 | 180
Line13_13_14 | 0 | 0 | 0 | 0 | 0 | 0 | 0 | 0 | 0 | 0 | 0 | 0 | -7.7716e-17 | 2.1781e-16 | 1.0124e-16 | -2.2687e-30 | 9.5137e-17 | -2.5458e-16 | 7.7716e-17 | 1.7505e-09 | -1.7505e-09 | -7.7716e-17 | -1.7505e-09 | 1.7505e-09 | 0 | 0 | 0 | 0 | 0 | 0 | 0.90933 | 0 | 0.90933 | 0.90933 | 0 | 0.90933 | -1.6694e-12 | -180 | 180 | -1.6726e-12 | -180 | 180
Line14_15_16 | 0 | 0 | 0 | 0 | 0 | 0 | 0 | 0 | 0 | 0 | 0 | 0 | 3.8858e-16 | 4.2311e-16 | -1.0535e-15 | -3.8858e-16 | 5.1518e-17 | 5.9553e-16 | 3.8858e-17 | 3.5009e-09 | -3.5009e-09 | -3.8858e-17 | -3.5009e-09 | 3.5009e-09 | 0 | 0 | 0 | 0 | 0 | 0 | 0.90933 | 0 | 0.90933 | 0.90933 | 0 | 0.90933 | -1.6792e-12 | -180 | 180 | -1.6842e-12 | -180 | 180
Line15_16_17 | 0 | 0 | 0 | 0 | 0 | 0 | 0 | 0 | 0 | 0 | 0 | 0 | -1.5543e-16 | 2.4625e-16 | -3.7548e-16 | 1.5543e-16 | 6.6701e-17 | 6.6701e-17 | -7.7716e-17 | 1.7505e-09 | -1.7505e-09 | 3.8858e-17 | -1.7505e-09 | 1.7505e-09 | 0 | 0 | 0 | 0 | 0 | 0 | 0.90933 | 0 | 0.90933 | 0.90933 | 0 | 0.90933 | -1.6842e-12 | -180 | 180 | -1.6847e-12 | -180 | 180
Line16_4_18 | 0 | 0 | 0 | 0 | 0 | 0 | 0 | 0 | 0 | 0 | 0 | 0 | 7.7716e-17 | 1.9012e-16 | -4.7046e-16 | -7.7716e-17 | 1.6168e-16 | 3.1712e-16 | -7.7716e-17 | 1.7505e-09 | -1.7505e-09 | 3.8858e-17 | -1.7505e-09 | 1.7505e-09 | 0 | 0 | 0 | 0 | 0 | 0 | 0.90933 | 0 | 0.90933 | 0.90933 | 0 | 0.90933 | -1.5652e-12 | -180 | 180 | -1.5657e-12 | -180 | 180
Line17_5_19 | 0 | 0 | 0 | 0 | 0 | 0 | 0 | 0 | 0 | 0 | 0 | 0 | 7.7716e-17 | 1.9012e-16 | -4.7046e-16 | -7.7716e-17 | 1.6168e-16 | 3.1712e-16 | -7.7716e-17 | 1.7505e-09 | -1.7505e-09 | 3.8858e-17 | -1.7505e-09 | 1.7505e-09 | 0 | 0 | 0 | 0 | 0 | 0 | 0.90933 | 0 | 0.90933 | 0.90933 | 0 | 0.90933 | -1.5652e-12 | -180 | 180 | -1.5657e-12 | -180 | 180
Line1_1_3 | 0 | 0 | 0 | 0 | 0 | 0 | 0 | 0 | 0 | 0 | 0 | 0 | 2.176e-15 | 2.1372e-15 | -1.088e-15 | -2.0983e-15 | -1.4986e-15 | 1.066e-15 | 3.8858e-17 | 1.4004e-08 | -1.4004e-08 | -3.8858e-17 | -1.4004e-08 | 1.4004e-08 | 0 | 0 | 0 | 0 | 0 | 0 | 0.90933 | 0 | 0.90933 | 0.90933 | 0 | 0.90933 | -1.5569e-12 | 180 | -180 | -1.5932e-12 | -180 | 180
Line2_1_4 | 0 | 0 | 0 | 0 | 0 | 0 | 0 | 0 | 0 | 0 | 0 | 0 | 4.6629e-16 | 9.7145e-16 | -9.3259e-16 | -3.8858e-16 | -4.5796e-16 | 9.4092e-16 | -1.2671e-29 | 3.5009e-09 | -3.5009e-09 | 1.0615e-29 | -3.5009e-09 | 3.5009e-09 | 0 | 0 | 0 | 0 | 0 | 0 | 0.90933 | 0 | 0.90933 | 0.90933 | 0 | 0.90933 | -1.5569e-12 | 180 | -180 | -1.5652e-12 | -180 | 180
Line3_1_5 | 0 | 0 | 0 | 0 | 0 | 0 | 0 | 0 | 0 | 0 | 0 | 0 | 4.6629e-16 | 9.7145e-16 | -9.3259e-16 | -3.8858e-16 | -4.5796e-16 | 9.4092e-16 | -1.2671e-29 | 3.5009e-09 | -3.5009e-09 | 1.0615e-29 | -3.5009e-09 | 3.5009e-09 | 0 | 0 | 0 | 0 | 0 | 0 | 0.90933 | 0 | 0.90933 | 0.90933 | 0 | 0.90933 | -1.5569e-12 | 180 | -180 | -1.5652e-12 | -180 | 180
Line4_2_6 | 0 | 0 | 0 | 0 | 0 | 0 | 0 | 0 | 0 | 0 | 0 | 0 | 1.2434e-15 | 7.5348e-16 | -5.2883e-16 | -1.2434e-15 | -4.6822e-16 | 5.8094e-16 | -3.1086e-16 | 8.7523e-09 | -8.7523e-09 | 3.4972e-16 | -8.7523e-09 | 8.7523e-09 | 0 | 0 | 0 | 0 | 0 | 0 | 0.90933 | 0 | 0.90933 | 0.90933 | 0 | 0.90933 | -1.5845e-12 | -180 | 180 | -1.6043e-12 | -180 | 180
Line5_6_7 | 0 | 0 | 0 | 0 | 0 | 0 | 0 | 0 | 0 | 0 | 0 | 0 | 9.3259e-16 | 1.8029e-16 | -8.6887e-16 | -1.0103e-15 | 2.805e-16 | 9.0222e-16 | -3.1086e-16 | 7.0018e-09 | -7.0018e-09 | 3.1086e-16 | -7.0018e-09 | 7.0018e-09 | 0 | 0 | 0 | 0 | 0 | 0 | 0.90933 | 0 | 0.90933 | 0.90933 | 0 | 0.90933 | -1.6043e-12 | -180 | 180 | -1.6135e-12 | -180 | 180
Line6_7_8 | 0 | 0 | 0 | 0 | 0 | 0 | 0 | 0 | 0 | 0 | 0 | 0 | 3.8858e-16 | -4.0466e-16 | -5.6009e-16 | -3.8858e-16 | 5.0114e-16 | 1.1256e-16 | -2.72e-16 | 5.2514e-09 | -5.2514e-09 | 2.72e-16 | -5.2514e-09 | 5.2514e-09 | 0 | 0 | 0 | 0 | 0 | 0 | 0.90933 | 0 | 0.90933 | 0.90933 | 0 | 0.90933 | -1.6135e-12 | -180 | 180 | -1.6164e-12 | -180 | 180
Line7_8_9 | 0 | 0 | 0 | 0 | 0 | 0 | 0 | 0 | 0 | 0 | 0 | 0 | 1.5543e-16 | 7.9054e-17 | -1.9295e-16 | -7.7716e-17 | 7.4603e-19 | -1.1583e-16 | -3.8858e-17 | 1.7505e-09 | -1.7505e-09 | 3.8858e-17 | -1.7505e-09 | 1.7505e-09 | 0 | 0 | 0 | 0 | 0 | 0 | 0.90933 | 0 | 0.90933 | 0.90933 | 0 | 0.90933 | -1.6164e-12 | -180 | 180 | -1.6196e-12 | -180 | 180
Line8_8_10 | 0 | 0 | 0 | 0 | 0 | 0 | 0 | 0 | 0 | 0 | 0 | 0 | 1.0963e-30 | 4.6763e-16 | 1.1791e-16 | 7.7716e-17 | -3.4897e-16 | -4.2669e-16 | 3.8858e-17 | 1.7505e-09 | -1.7505e-09 | -7.7716e-17 | -1.7505e-09 | 1.7505e-09 | 0 | 0 | 0 | 0 | 0 | 0 | 0.90933 | 0 | 0.90933 | 0.90933 | 0 | 0.90933 | -1.6164e-12 | -180 | 180 | -1.6217e-12 | -180 | 180
Line9_3_11 | 0 | 0 | 0 | 0 | 0 | 0 | 0 | 0 | 0 | 0 | 0 | 0 | 1.9429e-15 | 1.7873e-15 | -1.5156e-15 | -1.9429e-15 | -1.2966e-15 | 1.3069e-15 | -1.1657e-16 | 1.2253e-08 | -1.2253e-08 | 7.7716e-17 | -1.2253e-08 | 1.2253e-08 | 0 | 0 | 0 | 0 | 0 | 0 | 0.90933 | 0 | 0.90933 | 0.90933 | 0 | 0.90933 | -1.5932e-12 | -180 | 180 | -1.6233e-12 | -180 | 180

## LL_max_10
name | pf_ikss_a_from_ka | pf_ikss_b_from_ka | pf_ikss_c_from_ka | pf_ikss_a_to_ka | pf_ikss_b_to_ka | pf_ikss_c_to_ka | pf_skss_a_from_mw | pf_skss_b_from_mw | pf_skss_c_from_mw | pf_skss_a_to_mw | pf_skss_b_to_mw | pf_skss_c_to_mw | pf_p_a_from_mw | pf_p_b_from_mw | pf_p_c_from_mw | pf_p_a_to_mw | pf_p_b_to_mw | pf_p_c_to_mw | pf_q_a_from_mvar | pf_q_b_from_mvar | pf_q_c_from_mvar | pf_q_a_to_mvar | pf_q_b_to_mvar | pf_q_c_to_mvar | pf_ikss_a_from_degree | pf_ikss_b_from_degree | pf_ikss_c_from_degree | pf_ikss_a_to_degree | pf_ikss_b_to_degree | pf_ikss_c_to_degree | pf_vm_a_from_pu | pf_vm_b_from_pu | pf_vm_c_from_pu | pf_vm_a_to_pu | pf_vm_b_to_pu | pf_vm_c_to_pu | pf_va_a_from_degree | pf_va_b_from_degree | pf_va_c_from_degree | pf_va_a_to_degree | pf_va_b_to_degree | pf_va_c_to_degree
Line0_1_2 | 0 | 0 | 0 | 0 | 0 | 0 | 0 | 0 | 0 | 0 | 0 | 0 | 2.1168e-15 | 1.0584e-15 | -9.77e-16 | -2.1168e-15 | -5.6897e-16 | 7.3369e-16 | -3.2567e-16 | 1.1527e-08 | -1.1527e-08 | 3.2567e-16 | -1.1527e-08 | 1.1527e-08 | 0 | 0 | 0 | 0 | 0 | 0 | 0.95263 | 0 | 0.95263 | 0.95263 | 0 | 0.95263 | -2.7702e-12 | -180 | -180 | -2.7982e-12 | -180 | 180
Line10_11_12 | 0 | 0 | 0 | 0 | 0 | 0 | 0 | 0 | 0 | 0 | 0 | 0 | 1.6283e-15 | 1.4224e-15 | -8.5722e-16 | -1.6283e-15 | -1.0144e-15 | 9.3957e-16 | -2.4425e-16 | 1.1527e-08 | -1.1527e-08 | 1.6283e-16 | -1.1527e-08 | 1.1527e-08 | 0 | 0 | 0 | 0 | 0 | 0 | 0.95263 | 0 | 0.95263 | 0.95263 | 0 | 0.95263 | -2.8366e-12 | -180 | 180 | -2.8628e-12 | -180 | 180
Line11_12_13 | 0 | 0 | 0 | 0 | 0 | 0 | 0 | 0 | 0 | 0 | 0 | 0 | 1.3027e-15 | 1.2253e-15 | -1.2172e-15 | -1.4655e-15 | -5.9818e-16 | 1.2744e-15 | -1.6283e-16 | 9.6057e-09 | -9.6057e-09 | 1.6283e-16 | -9.6057e-09 | 9.6057e-09 | 0 | 0 | 0 | 0 | 0 | 0 | 0.95263 | 0 | 0.95263 | 0.95263 | 0 | 0.95263 | -2.8628e-12 | -180 | 180 | -2.8827e-12 | -180 | 180
Line12_13_15 | 0 | 0 | 0 | 0 | 0 | 0 | 0 | 0 | 0 | 0 | 0 | 0 | 8.1416e-16 | 7.9856e-16 | -1.1554e-15 | -8.1416e-16 | -5.3372e-16 | 1.176e-15 | 8.1416e-17 | 5.7634e-09 | -5.7634e-09 | 4.1102e-29 | -5.7634e-09 | 5.7634e-09 | 0 | 0 | 0 | 0 | 0 | 0 | 0.95263 | 0 | 0.95263 | 0.95263 | 0 | 0.95263 | -2.8827e-12 | -180 | 180 | -2.8925e-12 | -180 | 180
Line13_13_14 | 0 | 0 | 0 | 0 | 0 | 0 | 0 | 0 | 0 | 0 | 0 | 0 | -1.6283e-16 | 4.2902e-16 | -5.9479e-17 | -4.1009e-30 | 1.4318e-16 | 6.1767e-17 | 8.1416e-17 | 1.9211e-09 | -1.9211e-09 | -8.1416e-17 | -1.9211e-09 | 1.9211e-09 | 0 | 0 | 0 | 0 | 0 | 0 | 0.95263 | 0 | 0.95263 | 0.95263 | 0 | 0.95263 | -2.8827e-12 | -180 | 180 | -2.8859e-12 | -180 | 180
Line14_15_16 | 0 | 0 | 0 | 0 | 0 | 0 | 0 | 0 | 0 | 0 | 0 | 0 | 1.6283e-16 | 6.0006e-16 | -7.8401e-16 | -1.6283e-16 | -2.0998e-17 | 4.675e-16 | -8.2203e-30 | 3.8423e-09 | -3.8423e-09 | 8.1416e-17 | -3.8423e-09 | 3.8423e-09 | 0 | 0 | 0 | 0 | 0 | 0 | 0.95263 | 0 | 0.95263 | 0.95263 | 0 | 0.95263 | -2.8925e-12 | -180 | 180 | -2.8975e-12 | -180 | 180
Line15_16_17 | 0 | 0 | 0 | 0 | 0 | 0 | 0 | 0 | 0 | 0 | 0 | 0 | 3.2567e-16 | 2.5475e-16 | -7.2225e-16 | -1.6283e-16 | 3.9887e-16 | 3.9887e-16 | -1.6469e-29 | 1.9211e-09 | -1.9211e-09 | 8.2361e-30 | -1.9211e-09 | 1.9211e-09 | 0 | 0 | 0 | 0 | 0 | 0 | 0.95263 | 0 | 0.95263 | 0.95263 | 0 | 0.95263 | -2.8975e-12 | -180 | 180 | -2.898e-12 | -180 | 180
Line16_4_18 | 0 | 0 | 0 | 0 | 0 | 0 | 0 | 0 | 0 | 0 | 0 | 0 | -1.6283e-16 | 4.0251e-16 | -3.3024e-16 | 1.6283e-16 | 6.863e-18 | 6.8628e-18 | 7.8964e-30 | 1.9211e-09 | -1.9211e-09 | -7.8979e-30 | -1.9211e-09 | 1.9211e-09 | 0 | 0 | 0 | 0 | 0 | 0 | 0.95263 | 0 | 0.95263 | 0.95263 | 0 | 0.95263 | -2.7785e-12 | -180 | 180 | -2.779e-12 | -180 | 180
Line17_5_19 | 0 | 0 | 0 | 0 | 0 | 0 | 0 | 0 | 0 | 0 | 0 | 0 | -1.6283e-16 | 4.0251e-16 | -3.3024e-16 | 1.6283e-16 | 6.863e-18 | 6.8628e-18 | 7.8964e-30 | 1.9211e-09 | -1.9211e-09 | -7.8979e-30 | -1.9211e-09 | 1.9211e-09 | 0 | 0 | 0 | 0 | 0 | 0 | 0.95263 | 0 | 0.95263 | 0.95263 | 0 | 0.95263 | -2.7785e-12 | -180 | 180 | -2.779e-12 | -180 | 180
Line1_1_3 | 0 | 0 | 0 | 0 | 0 | 0 | 0 | 0 | 0 | 0 | 0 | 0 | 2.7682e-15 | 2.2797e-15 | -1.6283e-15 | -2.7682e-15 | -1.7262e-15 | 1.4491e-15 | -1.3384e-28 | 1.5369e-08 | -1.5369e-08 | 1.3559e-28 | -1.5369e-08 | 1.5369e-08 | 0 | 0 | 0 | 0 | 0 | 0 | 0.95263 | 0 | 0.95263 | 0.95263 | 0 | 0.95263 | -2.7702e-12 | -180 | -180 | -2.8065e-12 | -180 | 180
Line2_1_4 | 0 | 0 | 0 | 0 | 0 | 0 | 0 | 0 | 0 | 0 | 0 | 0 | 6.5133e-16 | 1.1398e-15 | -9.77e-16 | -6.5133e-16 | -7.236e-16 | 6.6048e-16 | -3.1492e-29 | 3.8423e-09 | -3.8423e-09 | 3.1586e-29 | -3.8423e-09 | 3.8423e-09 | 0 | 0 | 0 | 0 | 0 | 0 | 0.95263 | 0 | 0.95263 | 0.95263 | 0 | 0.95263 | -2.7702e-12 | -180 | -180 | -2.7785e-12 | -180 | 180
Line3_1_5 | 0 | 0 | 0 | 0 | 0 | 0 | 0 | 0 | 0 | 0 | 0 | 0 | 6.5133e-16 | 1.1398e-15 | -9.77e-16 | -6.5133e-16 | -7.236e-16 | 6.6048e-16 | -3.1492e-29 | 3.8423e-09 | -3.8423e-09 | 3.1586e-29 | -3.8423e-09 | 3.8423e-09 | 0 | 0 | 0 | 0 | 0 | 0 | 0.95263 | 0 | 0.95263 | 0.95263 | 0 | 0.95263 | -2.7702e-12 | -180 | -180 | -2.7785e-12 | -180 | 180
Line4_2_6 | 0 | 0 | 0 | 0 | 0 | 0 | 0 | 0 | 0 | 0 | 0 | 0 | 1.1398e-15 | 8.2695e-16 | -3.9429e-16 | -1.1398e-15 | -6.0693e-16 | 1.2582e-16 | -1.6283e-16 | 9.6057e-09 | -9.6057e-09 | 2.4425e-16 | -9.6057e-09 | 9.6057e-09 | 0 | 0 | 0 | 0 | 0 | 0 | 0.95263 | 0 | 0.95263 | 0.95263 | 0 | 0.95263 | -2.7982e-12 | -180 | 180 | -2.8206e-12 | -180 | 180
Line5_6_7 | 0 | 0 | 0 | 0 | 0 | 0 | 0 | 0 | 0 | 0 | 0 | 0 | 8.1416e-16 | -1.0066e-16 | 2.2501e-16 | -8.1416e-16 | 1.3726e-16 | -1.8841e-16 | -2.4425e-16 | 7.6845e-09 | -7.6845e-09 | 4.0708e-16 | -7.6845e-09 | 7.6845e-09 | 0 | 0 | 0 | 0 | 0 | 0 | 0.95263 | 0 | 0.95263 | 0.95263 | 0 | 0.95263 | -2.8206e-12 | -180 | 180 | -2.8374e-12 | -180 | 180
Line6_7_8 | 0 | 0 | 0 | 0 | 0 | 0 | 0 | 0 | 0 | 0 | 0 | 0 | 6.5133e-16 | 3.8555e-16 | 2.2272e-16 | -6.5133e-16 | -3.9299e-17 | -5.278e-16 | -8.1416e-17 | 5.7634e-09 | -5.7634e-09 | 1.6283e-16 | -5.7634e-09 | 5.7634e-09 | 0 | 0 | 0 | 0 | 0 | 0 | 0.95263 | 0 | 0.95263 | 0.95263 | 0 | 0.95263 | -2.8374e-12 | -180 | 180 | -2.8493e-12 | -180 | 180
Line7_8_9 | 0 | 0 | 0 | 0 | 0 | 0 | 0 | 0 | 0 | 0 | 0 | 0 | -4.0488e-30 | 2.0307e-16 | -3.6684e-16 | 4.0534e-30 | 1.2488e-16 | 4.3465e-17 | -8.1416e-17 | 1.9211e-09 | -1.9211e-09 | 8.1416e-17 | -1.9211e-09 | 1.9211e-09 | 0 | 0 | 0 | 0 | 0 | 0 | 0.95263 | 0 | 0.95263 | 0.95263 | 0 | 0.95263 | -2.8493e-12 | -180 | 180 | -2.8525e-12 | -180 | 180
Line8_8_10 | 0 | 0 | 0 | 0 | 0 | 0 | 0 | 0 | 0 | 0 | 0 | 0 | -1.6283e-16 | 6.1015e-16 | -4.1178e-17 | 1.6283e-16 | 4.3466e-17 | -2.822e-16 | 8.1416e-17 | 1.9211e-09 | -1.9211e-09 | -8.1416e-17 | -1.9211e-09 | 1.9211e-09 | 0 | 0 | 0 | 0 | 0 | 0 | 0.95263 | 0 | 0.95263 | 0.95263 | 0 | 0.95263 | -2.8493e-12 | -180 | 180 | -2.8527e-12 | -180 | 180
Line9_3_11 | 0 | 0 | 0 | 0 | 0 | 0 | 0 | 0 | 0 | 0 | 0 | 0 | 1.954e-15 | 1.9073e-15 | -1.4308e-15 | -2.1168e-15 | -1.1439e-15 | 1.5429e-15 | -1.6283e-16 | 1.3448e-08 | -1.3448e-08 | 8.1416e-17 | -1.3448e-08 | 1.3448e-08 | 0 | 0 | 0 | 0 | 0 | 0 | 0.95263 | 0 | 0.95263 | 0.95263 | 0 | 0.95263 | -2.8065e-12 | -180 | 180 | -2.8366e-12 | -180 | 180

## LL_max_fault_6
name | pf_ikss_a_from_ka | pf_ikss_b_from_ka | pf_ikss_c_from_ka | pf_ikss_a_to_ka | pf_ikss_b_to_ka | pf_ikss_c_to_ka | pf_skss_a_from_mw | pf_skss_b_from_mw | pf_skss_c_from_mw | pf_skss_a_to_mw | pf_skss_b_to_mw | pf_skss_c_to_mw | pf_p_a_from_mw | pf_p_b_from_mw | pf_p_c_from_mw | pf_p_a_to_mw | pf_p_b_to_mw | pf_p_c_to_mw | pf_q_a_from_mvar | pf_q_b_from_mvar | pf_q_c_from_mvar | pf_q_a_to_mvar | pf_q_b_to_mvar | pf_q_c_to_mvar | pf_ikss_a_from_degree | pf_ikss_b_from_degree | pf_ikss_c_from_degree | pf_ikss_a_to_degree | pf_ikss_b_to_degree | pf_ikss_c_to_degree | pf_vm_a_from_pu | pf_vm_b_from_pu | pf_vm_c_from_pu | pf_vm_a_to_pu | pf_vm_b_to_pu | pf_vm_c_to_pu | pf_va_a_from_degree | pf_va_b_from_degree | pf_va_c_from_degree | pf_va_a_to_degree | pf_va_b_to_degree | pf_va_c_to_degree
Line0_1_2 | 0 | 0 | 0 | 0 | 0 | 0 | 0 | 0 | 0 | 0 | 0 | 0 | 7.2858e-18 | -4.6368e-11 | -1.348e-10 | -7.2858e-18 | 4.6368e-11 | 1.348e-10 | 5.4644e-18 | 1.2933e-10 | 2.3834e-11 | -4.8572e-18 | -1.2933e-10 | -2.3834e-11 | 0 | 0 | 0 | 0 | 0 | 0 | 1.0506 | 1.0447 | 1.0468 | 1.0506 | 1.0447 | 1.0468 | 1.8138e-15 | -120.3061 | 119.9434 | 1.6841e-15 | -120.3061 | 119.9434
Line10_11_12 | 0 | 0 | 0 | 0 | 0 | 0 | 0 | 0 | 0 | 0 | 0 | 0 | 7.893e-18 | -4.6368e-11 | -1.348e-10 | -7.2858e-18 | 4.6368e-11 | 1.348e-10 | 3.0358e-18 | 1.2933e-10 | 2.3834e-11 | -2.4286e-18 | -1.2933e-10 | -2.3834e-11 | 0 | 0 | 0 | 0 | 0 | 0 | 1.0506 | 1.0447 | 1.0468 | 1.0506 | 1.0447 | 1.0468 | 1.4523e-15 | -120.3061 | 119.9434 | 1.2999e-15 | -120.3061 | 119.9434
Line11_12_13 | 0 | 0 | 0 | 0 | 0 | 0 | 0 | 0 | 0 | 0 | 0 | 0 | 5.768e-18 | -3.864e-11 | -1.1233e-10 | -5.768e-18 | 3.864e-11 | 1.1233e-10 | 6.0715e-19 | 1.0778e-10 | 1.9862e-11 | 6.0715e-19 | -1.0778e-10 | -1.9862e-11 | 0 | 0 | 0 | 0 | 0 | 0 | 1.0506 | 1.0447 | 1.0468 | 1.0506 | 1.0447 | 1.0468 | 1.2999e-15 | -120.3061 | 119.9434 | 1.1759e-15 | -120.3061 | 119.9434
Line12_13_15 | 0 | 0 | 0 | 0 | 0 | 0 | 0 | 0 | 0 | 0 | 0 | 0 | 3.9465e-18 | -2.3184e-11 | -6.7399e-11 | -4.5536e-18 | 2.3184e-11 | 6.7399e-11 | 2.4286e-18 | 6.4666e-11 | 1.1917e-11 | -2.4286e-18 | -6.4666e-11 | -1.1917e-11 | 0 | 0 | 0 | 0 | 0 | 0 | 1.0506 | 1.0447 | 1.0468 | 1.0506 | 1.0447 | 1.0468 | 1.1759e-15 | -120.3061 | 119.9434 | 1.115e-15 | -120.3061 | 119.9434
Line13_13_14 | 0 | 0 | 0 | 0 | 0 | 0 | 0 | 0 | 0 | 0 | 0 | 0 | 3.0358e-19 | -7.728e-12 | -2.2466e-11 | -9.1073e-19 | 7.728e-12 | 2.2466e-11 | 6.0715e-19 | 2.1555e-11 | 3.9724e-12 | -6.0715e-19 | -2.1555e-11 | -3.9724e-12 | 0 | 0 | 0 | 0 | 0 | 0 | 1.0506 | 1.0447 | 1.0468 | 1.0506 | 1.0447 | 1.0468 | 1.1759e-15 | -120.3061 | 119.9434 | 1.1614e-15 | -120.3061 | 119.9434
Line14_15_16 | 0 | 0 | 0 | 0 | 0 | 0 | 0 | 0 | 0 | 0 | 0 | 0 | 1.8215e-18 | -1.5456e-11 | -4.4933e-11 | -1.8215e-18 | 1.5456e-11 | 4.4933e-11 | 1.2143e-18 | 4.3111e-11 | 7.9447e-12 | 6.0715e-19 | -4.3111e-11 | -7.9447e-12 | 0 | 0 | 0 | 0 | 0 | 0 | 1.0506 | 1.0447 | 1.0468 | 1.0506 | 1.0447 | 1.0468 | 1.115e-15 | -120.3061 | 119.9434 | 1.0855e-15 | -120.3061 | 119.9434
Line15_16_17 | 0 | 0 | 0 | 0 | 0 | 0 | 0 | 0 | 0 | 0 | 0 | 0 | 3.0358e-19 | -7.728e-12 | -2.2466e-11 | -3.0358e-19 | 7.728e-12 | 2.2466e-11 | 6.0715e-19 | 2.1555e-11 | 3.9724e-12 | -1.8215e-18 | -2.1555e-11 | -3.9724e-12 | 0 | 0 | 0 | 0 | 0 | 0 | 1.0506 | 1.0447 | 1.0468 | 1.0506 | 1.0447 | 1.0468 | 1.0855e-15 | -120.3061 | 119.9434 | 1.0664e-15 | -120.3061 | 119.9434
Line16_4_18 | 0 | 0 | 0 | 0 | 0 | 0 | 0 | 0 | 0 | 0 | 0 | 0 | 1.8735e-35 | -7.728e-12 | -2.2466e-11 | 6.0715e-19 | 7.728e-12 | 2.2466e-11 | -6.0715e-19 | 2.1555e-11 | 3.9724e-12 | 1.2143e-18 | -2.1555e-11 | -3.9724e-12 | 0 | 0 | 0 | 0 | 0 | 0 | 1.0506 | 1.0447 | 1.0468 | 1.0506 | 1.0447 | 1.0468 | 1.768e-15 | -120.3061 | 119.9434 | 1.7488e-15 | -120.3061 | 119.9434
Line17_5_19 | 0 | 0 | 0 | 0 | 0 | 0 | 0 | 0 | 0 | 0 | 0 | 0 | 1.8735e-35 | -7.728e-12 | -2.2466e-11 | 6.0715e-19 | 7.728e-12 | 2.2466e-11 | -6.0715e-19 | 2.1555e-11 | 3.9724e-12 | 1.2143e-18 | -2.1555e-11 | -3.9724e-12 | 0 | 0 | 0 | 0 | 0 | 0 | 1.0506 | 1.0447 | 1.0468 | 1.0506 | 1.0447 | 1.0468 | 1.768e-15 | -120.3061 | 119.9434 | 1.7488e-15 | -120.3061 | 119.9434
Line1_1_3 | 0 | 0 | 0 | 0 | 0 | 0 | 0 | 0 | 0 | 0 | 0 | 0 | 1.0929e-17 | -6.1824e-11 | -1.7973e-10 | -1.0929e-17 | 6.1824e-11 | 1.7973e-10 | 7.893e-18 | 1.7244e-10 | 3.1779e-11 | -7.893e-18 | -1.7244e-10 | -3.1779e-11 | 0 | 0 | 0 | 0 | 0 | 0 | 1.0506 | 1.0447 | 1.0468 | 1.0506 | 1.0447 | 1.0468 | 1.8138e-15 | -120.3061 | 119.9434 | 1.6201e-15 | -120.3061 | 119.9434
Line2_1_4 | 0 | 0 | 0 | 0 | 0 | 0 | 0 | 0 | 0 | 0 | 0 | 0 | 2.4286e-18 | -1.5456e-11 | -4.4933e-11 | -2.4286e-18 | 1.5456e-11 | 4.4933e-11 | 1.2143e-18 | 4.3111e-11 | 7.9447e-12 | -1.2143e-18 | -4.3111e-11 | -7.9447e-12 | 0 | 0 | 0 | 0 | 0 | 0 | 1.0506 | 1.0447 | 1.0468 | 1.0506 | 1.0447 | 1.0468 | 1.8138e-15 | -120.3061 | 119.9434 | 1.768e-15 | -120.3061 | 119.9434
Line3_1_5 | 0 | 0 | 0 | 0 | 0 | 0 | 0 | 0 | 0 | 0 | 0 | 0 | 2.4286e-18 | -1.5456e-11 | -4.4933e-11 | -2.4286e-18 | 1.5456e-11 | 4.4933e-11 | 1.2143e-18 | 4.3111e-11 | 7.9447e-12 | -1.2143e-18 | -4.3111e-11 | -7.9447e-12 | 0 | 0 | 0 | 0 | 0 | 0 | 1.0506 | 1.0447 | 1.0468 | 1.0506 | 1.0447 | 1.0468 | 1.8138e-15 | -120.3061 | 119.9434 | 1.768e-15 | -120.3061 | 119.9434
Line4_2_6 | 0 | 0 | 0 | 0 | 0 | 0 | 0 | 0 | 0 | 0 | 0 | 0 | 5.768e-18 | -3.864e-11 | -1.1233e-10 | -5.1608e-18 | 3.864e-11 | 1.1233e-10 | 1.2143e-18 | 1.0778e-10 | 1.9862e-11 | -6.0715e-19 | -1.0778e-10 | -1.9862e-11 | 0 | 0 | 0 | 0 | 0 | 0 | 1.0506 | 1.0447 | 1.0468 | 1.0506 | 1.0447 | 1.0468 | 1.6841e-15 | -120.3061 | 119.9434 | 1.5868e-15 | -120.3061 | 119.9434
Line5_6_7 | 0 | 0 | 0 | 0 | 0 | 0 | 0 | 0 | 0 | 0 | 0 | 0 | 3.0358e-18 | -3.0912e-11 | -8.9866e-11 | -2.4286e-18 | 3.0912e-11 | 8.9866e-11 | 8.4073e-35 | 8.6222e-11 | 1.5889e-11 | -6.4709e-35 | -8.6222e-11 | -1.5889e-11 | 0 | 0 | 0 | 0 | 0 | 0 | 1.0506 | 1.0447 | 1.0468 | 1.0506 | 1.0447 | 1.0468 | 1.5868e-15 | -120.3061 | 119.9434 | 1.5266e-15 | -120.3061 | 119.9434
Line6_7_8 | 0 | 0 | 0 | 0 | 0 | 0 | 0 | 0 | 0 | 0 | 0 | 0 | 3.0358e-18 | -2.3184e-11 | -6.7399e-11 | -3.0358e-18 | 2.3184e-11 | 6.7399e-11 | 8.0886e-35 | 6.4666e-11 | 1.1917e-11 | -6.0715e-19 | -6.4666e-11 | -1.1917e-11 | 0 | 0 | 0 | 0 | 0 | 0 | 1.0506 | 1.0447 | 1.0468 | 1.0506 | 1.0447 | 1.0468 | 1.5266e-15 | -120.3061 | 119.9434 | 1.485e-15 | -120.3061 | 119.9434
Line7_8_9 | 0 | 0 | 0 | 0 | 0 | 0 | 0 | 0 | 0 | 0 | 0 | 0 | -3.0358e-19 | -7.728e-12 | -2.2466e-11 | -3.0358e-19 | 7.728e-12 | 2.2466e-11 | 1.8215e-18 | 2.1555e-11 | 3.9724e-12 | -1.2143e-18 | -2.1555e-11 | -3.9724e-12 | 0 | 0 | 0 | 0 | 0 | 0 | 1.0506 | 1.0447 | 1.0468 | 1.0506 | 1.0447 | 1.0468 | 1.485e-15 | -120.3061 | 119.9434 | 1.4705e-15 | -120.3061 | 119.9434
Line8_8_10 | 0 | 0 | 0 | 0 | 0 | 0 | 0 | 0 | 0 | 0 | 0 | 0 | -9.1073e-19 | -7.728e-12 | -2.2466e-11 | 3.0358e-19 | 7.728e-12 | 2.2466e-11 | 1.8215e-18 | 2.1555e-11 | 3.9724e-12 | -1.8215e-18 | -2.1555e-11 | -3.9723e-12 | 0 | 0 | 0 | 0 | 0 | 0 | 1.0506 | 1.0447 | 1.0468 | 1.0506 | 1.0447 | 1.0468 | 1.485e-15 | -120.3061 | 119.9434 | 1.4633e-15 | -120.3061 | 119.9434
Line9_3_11 | 0 | 0 | 0 | 0 | 0 | 0 | 0 | 0 | 0 | 0 | 0 | 0 | 9.7145e-18 | -5.4096e-11 | -1.5727e-10 | -9.7145e-18 | 5.4096e-11 | 1.5727e-10 | 3.6429e-18 | 1.5089e-10 | 2.7806e-11 | -4.2501e-18 | -1.5089e-10 | -2.7806e-11 | 0 | 0 | 0 | 0 | 0 | 0 | 1.0506 | 1.0447 | 1.0468 | 1.0506 | 1.0447 | 1.0468 | 1.6201e-15 | -120.3061 | 119.9434 | 1.4523e-15 | -120.3061 | 119.9434

## LL_max_fault_10
name | pf_ikss_a_from_ka | pf_ikss_b_from_ka | pf_ikss_c_from_ka | pf_ikss_a_to_ka | pf_ikss_b_to_ka | pf_ikss_c_to_ka | pf_skss_a_from_mw | pf_skss_b_from_mw | pf_skss_c_from_mw | pf_skss_a_to_mw | pf_skss_b_to_mw | pf_skss_c_to_mw | pf_p_a_from_mw | pf_p_b_from_mw | pf_p_c_from_mw | pf_p_a_to_mw | pf_p_b_to_mw | pf_p_c_to_mw | pf_q_a_from_mvar | pf_q_b_from_mvar | pf_q_c_from_mvar | pf_q_a_to_mvar | pf_q_b_to_mvar | pf_q_c_to_mvar | pf_ikss_a_from_degree | pf_ikss_b_from_degree | pf_ikss_c_from_degree | pf_ikss_a_to_degree | pf_ikss_b_to_degree | pf_ikss_c_to_degree | pf_vm_a_from_pu | pf_vm_b_from_pu | pf_vm_c_from_pu | pf_vm_a_to_pu | pf_vm_b_to_pu | pf_vm_c_to_pu | pf_va_a_from_degree | pf_va_b_from_degree | pf_va_c_from_degree | pf_va_a_to_degree | pf_va_b_to_degree | pf_va_c_to_degree
Line0_1_2 | 0 | 0 | 0 | 0 | 0 | 0 | 0 | 0 | 0 | 0 | 0 | 0 | 6.0426e-18 | -5.3268e-11 | -1.5486e-10 | -5.4066e-18 | 5.3268e-11 | 1.5486e-10 | 5.0885e-18 | 1.4861e-10 | 2.7358e-11 | -3.8164e-18 | -1.4861e-10 | -2.7358e-11 | 0 | 0 | 0 | 0 | 0 | 0 | 1.1007 | 1.0942 | 1.0965 | 1.1007 | 1.0942 | 1.0965 | -7.3475e-15 | -120.3205 | 119.9408 | -7.4638e-15 | -120.3205 | 119.9408
Line10_11_12 | 0 | 0 | 0 | 0 | 0 | 0 | 0 | 0 | 0 | 0 | 0 | 0 | 7.6328e-18 | -5.3268e-11 | -1.5486e-10 | -8.2688e-18 | 5.3268e-11 | 1.5486e-10 | 3.1803e-18 | 1.4861e-10 | 2.7358e-11 | -3.1803e-18 | -1.4861e-10 | -2.7358e-11 | 0 | 0 | 0 | 0 | 0 | 0 | 1.1007 | 1.0942 | 1.0965 | 1.1007 | 1.0942 | 1.0965 | -7.7261e-15 | -120.3205 | 119.9408 | -7.8857e-15 | -120.3205 | 119.9408
Line11_12_13 | 0 | 0 | 0 | 0 | 0 | 0 | 0 | 0 | 0 | 0 | 0 | 0 | 8.2688e-18 | -4.439e-11 | -1.2905e-10 | -8.2688e-18 | 4.439e-11 | 1.2905e-10 | 6.3607e-19 | 1.2384e-10 | 2.2798e-11 | -1.9082e-18 | -1.2384e-10 | -2.2798e-11 | 0 | 0 | 0 | 0 | 0 | 0 | 1.1007 | 1.0942 | 1.0965 | 1.1007 | 1.0942 | 1.0965 | -7.8857e-15 | -120.3205 | 119.9408 | -8.0155e-15 | -120.3205 | 119.9408
Line12_13_15 | 0 | 0 | 0 | 0 | 0 | 0 | 0 | 0 | 0 | 0 | 0 | 0 | 5.0885e-18 | -2.6634e-11 | -7.743e-11 | -4.4525e-18 | 2.6634e-11 | 7.743e-11 | 6.3607e-19 | 7.4303e-11 | 1.3679e-11 | -6.3607e-19 | -7.4303e-11 | -1.3679e-11 | 0 | 0 | 0 | 0 | 0 | 0 | 1.1007 | 1.0942 | 1.0965 | 1.1007 | 1.0942 | 1.0965 | -8.0155e-15 | -120.3205 | 119.9408 | -8.0792e-15 | -120.3205 | 119.9408
Line13_13_14 | 0 | 0 | 0 | 0 | 0 | 0 | 0 | 0 | 0 | 0 | 0 | 0 | 9.541e-19 | -8.878e-12 | -2.581e-11 | 3.1803e-19 | 8.878e-12 | 2.581e-11 | 6.3607e-19 | 2.4768e-11 | 4.5596e-12 | 6.3607e-19 | -2.4768e-11 | -4.5596e-12 | 0 | 0 | 0 | 0 | 0 | 0 | 1.1007 | 1.0942 | 1.0965 | 1.1007 | 1.0942 | 1.0965 | -8.0155e-15 | -120.3205 | 119.9408 | -8.0306e-15 | -120.3205 | 119.9408
Line14_15_16 | 0 | 0 | 0 | 0 | 0 | 0 | 0 | 0 | 0 | 0 | 0 | 0 | 2.8623e-18 | -1.7756e-11 | -5.162e-11 | -2.2262e-18 | 1.7756e-11 | 5.162e-11 | 1.9082e-18 | 4.9535e-11 | 9.1192e-12 | -1.9082e-18 | -4.9535e-11 | -9.1192e-12 | 0 | 0 | 0 | 0 | 0 | 0 | 1.1007 | 1.0942 | 1.0965 | 1.1007 | 1.0942 | 1.0965 | -8.0792e-15 | -120.3205 | 119.9408 | -8.1102e-15 | -120.3205 | 119.9408
Line15_16_17 | 0 | 0 | 0 | 0 | 0 | 0 | 0 | 0 | 0 | 0 | 0 | 0 | 0 | -8.878e-12 | -2.581e-11 | -1.2721e-18 | 8.878e-12 | 2.581e-11 | 0 | 2.4768e-11 | 4.5596e-12 | 1.9082e-18 | -2.4768e-11 | -4.5596e-12 | 0 | 0 | 0 | 0 | 0 | 0 | 1.1007 | 1.0942 | 1.0965 | 1.1007 | 1.0942 | 1.0965 | -8.1102e-15 | -120.3205 | 119.9408 | -8.1302e-15 | -120.3205 | 119.9408
Line16_4_18 | 0 | 0 | 0 | 0 | 0 | 0 | 0 | 0 | 0 | 0 | 0 | 0 | -3.1803e-19 | -8.878e-12 | -2.581e-11 | 3.1803e-19 | 8.878e-12 | 2.581e-11 | -6.3607e-19 | 2.4768e-11 | 4.5596e-12 | 6.3607e-19 | -2.4768e-11 | -4.5596e-12 | 0 | 0 | 0 | 0 | 0 | 0 | 1.1007 | 1.0942 | 1.0965 | 1.1007 | 1.0942 | 1.0965 | -7.3955e-15 | -120.3205 | 119.9408 | -7.4156e-15 | -120.3205 | 119.9408
Line17_5_19 | 0 | 0 | 0 | 0 | 0 | 0 | 0 | 0 | 0 | 0 | 0 | 0 | -3.1803e-19 | -8.878e-12 | -2.581e-11 | 3.1803e-19 | 8.878e-12 | 2.581e-11 | -6.3607e-19 | 2.4768e-11 | 4.5596e-12 | 6.3607e-19 | -2.4768e-11 | -4.5596e-12 | 0 | 0 | 0 | 0 | 0 | 0 | 1.1007 | 1.0942 | 1.0965 | 1.1007 | 1.0942 | 1.0965 | -7.3955e-15 | -120.3205 | 119.9408 | -7.4156e-15 | -120.3205 | 119.9408
Line1_1_3 | 0 | 0 | 0 | 0 | 0 | 0 | 0 | 0 | 0 | 0 | 0 | 0 | 1.2403e-17 | -7.1024e-11 | -2.0648e-10 | -1.1767e-17 | 7.1024e-11 | 2.0648e-10 | 6.9967e-18 | 1.9814e-10 | 3.6477e-11 | -6.9967e-18 | -1.9814e-10 | -3.6477e-11 | 0 | 0 | 0 | 0 | 0 | 0 | 1.1007 | 1.0942 | 1.0965 | 1.1007 | 1.0942 | 1.0965 | -7.3475e-15 | -120.3205 | 119.9408 | -7.5503e-15 | -120.3205 | 119.9408
Line2_1_4 | 0 | 0 | 0 | 0 | 0 | 0 | 0 | 0 | 0 | 0 | 0 | 0 | 3.8164e-18 | -1.7756e-11 | -5.162e-11 | -3.1803e-18 | 1.7756e-11 | 5.162e-11 | -4.8941e-34 | 4.9535e-11 | 9.1192e-12 | 1.2721e-18 | -4.9535e-11 | -9.1192e-12 | 0 | 0 | 0 | 0 | 0 | 0 | 1.1007 | 1.0942 | 1.0965 | 1.1007 | 1.0942 | 1.0965 | -7.3475e-15 | -120.3205 | 119.9408 | -7.3955e-15 | -120.3205 | 119.9408
Line3_1_5 | 0 | 0 | 0 | 0 | 0 | 0 | 0 | 0 | 0 | 0 | 0 | 0 | 3.8164e-18 | -1.7756e-11 | -5.162e-11 | -3.1803e-18 | 1.7756e-11 | 5.162e-11 | -4.8941e-34 | 4.9535e-11 | 9.1192e-12 | 1.2721e-18 | -4.9535e-11 | -9.1192e-12 | 0 | 0 | 0 | 0 | 0 | 0 | 1.1007 | 1.0942 | 1.0965 | 1.1007 | 1.0942 | 1.0965 | -7.3475e-15 | -120.3205 | 119.9408 | -7.3955e-15 | -120.3205 | 119.9408
Line4_2_6 | 0 | 0 | 0 | 0 | 0 | 0 | 0 | 0 | 0 | 0 | 0 | 0 | 6.6787e-18 | -4.439e-11 | -1.2905e-10 | -6.6787e-18 | 4.439e-11 | 1.2905e-10 | 4.4525e-18 | 1.2384e-10 | 2.2798e-11 | -5.0885e-18 | -1.2384e-10 | -2.2798e-11 | 0 | 0 | 0 | 0 | 0 | 0 | 1.1007 | 1.0942 | 1.0965 | 1.1007 | 1.0942 | 1.0965 | -7.4638e-15 | -120.3205 | 119.9408 | -7.5704e-15 | -120.3205 | 119.9408
Line5_6_7 | 0 | 0 | 0 | 0 | 0 | 0 | 0 | 0 | 0 | 0 | 0 | 0 | 3.8164e-18 | -3.5512e-11 | -1.0324e-10 | -3.8164e-18 | 3.5512e-11 | 1.0324e-10 | 1.9082e-18 | 9.9071e-11 | 1.8238e-11 | -1.2721e-18 | -9.9071e-11 | -1.8238e-11 | 0 | 0 | 0 | 0 | 0 | 0 | 1.1007 | 1.0942 | 1.0965 | 1.1007 | 1.0942 | 1.0965 | -7.5704e-15 | -120.3205 | 119.9408 | -7.6552e-15 | -120.3205 | 119.9408
Line6_7_8 | 0 | 0 | 0 | 0 | 0 | 0 | 0 | 0 | 0 | 0 | 0 | 0 | 3.1803e-18 | -2.6634e-11 | -7.743e-11 | -3.1803e-18 | 2.6634e-11 | 7.743e-11 | 1.2721e-18 | 7.4303e-11 | 1.3679e-11 | -6.3607e-19 | -7.4303e-11 | -1.3679e-11 | 0 | 0 | 0 | 0 | 0 | 0 | 1.1007 | 1.0942 | 1.0965 | 1.1007 | 1.0942 | 1.0965 | -7.6552e-15 | -120.3205 | 119.9408 | -7.7326e-15 | -120.3205 | 119.9408
Line7_8_9 | 0 | 0 | 0 | 0 | 0 | 0 | 0 | 0 | 0 | 0 | 0 | 0 | 6.3607e-19 | -8.878e-12 | -2.581e-11 | -6.3607e-19 | 8.878e-12 | 2.581e-11 | -1.2721e-18 | 2.4768e-11 | 4.5596e-12 | 6.3607e-19 | -2.4768e-11 | -4.5596e-12 | 0 | 0 | 0 | 0 | 0 | 0 | 1.1007 | 1.0942 | 1.0965 | 1.1007 | 1.0942 | 1.0965 | -7.7326e-15 | -120.3205 | 119.9408 | -7.7478e-15 | -120.3205 | 119.9408
Line8_8_10 | 0 | 0 | 0 | 0 | 0 | 0 | 0 | 0 | 0 | 0 | 0 | 0 | -3.1803e-19 | -8.878e-12 | -2.581e-11 | 3.1803e-19 | 8.878e-12 | 2.581e-11 | 1.2721e-18 | 2.4768e-11 | 4.5596e-12 | -4.305e-35 | -2.4768e-11 | -4.5596e-12 | 0 | 0 | 0 | 0 | 0 | 0 | 1.1007 | 1.0942 | 1.0965 | 1.1007 | 1.0942 | 1.0965 | -7.7326e-15 | -120.3205 | 119.9408 | -7.7558e-15 | -120.3205 | 119.9408
Line9_3_11 | 0 | 0 | 0 | 0 | 0 | 0 | 0 | 0 | 0 | 0 | 0 | 0 | 1.2085e-17 | -6.2146e-11 | -1.8067e-10 | -1.1449e-17 | 6.2146e-11 | 1.8067e-10 | 5.0885e-18 | 1.7337e-10 | 3.1917e-11 | -5.0885e-18 | -1.7337e-10 | -3.1917e-11 | 0 | 0 | 0 | 0 | 0 | 0 | 1.1007 | 1.0942 | 1.0965 | 1.1007 | 1.0942 | 1.0965 | -7.5503e-15 | -120.3205 | 119.9408 | -7.7261e-15 | -120.3205 | 119.9408

## LL_min_6
name | pf_ikss_a_from_ka | pf_ikss_b_from_ka | pf_ikss_c_from_ka | pf_ikss_a_to_ka | pf_ikss_b_to_ka | pf_ikss_c_to_ka | pf_skss_a_from_mw | pf_skss_b_from_mw | pf_skss_c_from_mw | pf_skss_a_to_mw | pf_skss_b_to_mw | pf_skss_c_to_mw | pf_p_a_from_mw | pf_p_b_from_mw | pf_p_c_from_mw | pf_p_a_to_mw | pf_p_b_to_mw | pf_p_c_to_mw | pf_q_a_from_mvar | pf_q_b_from_mvar | pf_q_c_from_mvar | pf_q_a_to_mvar | pf_q_b_to_mvar | pf_q_c_to_mvar | pf_ikss_a_from_degree | pf_ikss_b_from_degree | pf_ikss_c_from_degree | pf_ikss_a_to_degree | pf_ikss_b_to_degree | pf_ikss_c_to_degree | pf_vm_a_from_pu | pf_vm_b_from_pu | pf_vm_c_from_pu | pf_vm_a_to_pu | pf_vm_b_to_pu | pf_vm_c_to_pu | pf_va_a_from_degree | pf_va_b_from_degree | pf_va_c_from_degree | pf_va_a_to_degree | pf_va_b_to_degree | pf_va_c_to_degree
Line0_1_2 | 0 | 0 | 0 | 0 | 0 | 0 | 0 | 0 | 0 | 0 | 0 | 0 | -2.1094e-16 | -1.2305e-15 | 9.844e-16 | 2.1094e-16 | 1.2078e-15 | -8.6646e-16 | -3.5157e-16 | 8.5975e-09 | -8.5975e-09 | 2.8126e-16 | -8.5975e-09 | 8.5975e-09 | 0 | 0 | 0 | 0 | 0 | 0 | 0.82272 | 0 | 0.82272 | 0.82272 | 0 | 0.82272 | 2.1607e-12 | 180 | 180 | 2.176e-12 | -180 | 180
Line10_11_12 | 0 | 0 | 0 | 0 | 0 | 0 | 0 | 0 | 0 | 0 | 0 | 0 | 1.4063e-16 | -6.4642e-16 | 8.3018e-16 | -2.1094e-16 | 7.6436e-16 | -7.1224e-16 | 1.4063e-16 | 8.5975e-09 | -8.5975e-09 | -1.4063e-16 | -8.5975e-09 | 8.5975e-09 | 0 | 0 | 0 | 0 | 0 | 0 | 0.82272 | 0 | 0.82272 | 0.82272 | 0 | 0.82272 | 2.182e-12 | -180 | 180 | 2.1876e-12 | -180 | 180
Line11_12_13 | 0 | 0 | 0 | 0 | 0 | 0 | 0 | 0 | 0 | 0 | 0 | 0 | -2.6847e-30 | -6.2524e-16 | 4.9978e-16 | 7.0314e-17 | 6.3683e-16 | -4.1788e-16 | 7.0314e-17 | 7.1646e-09 | -7.1646e-09 | -7.0314e-17 | -7.1646e-09 | 7.1646e-09 | 0 | 0 | 0 | 0 | 0 | 0 | 0.82272 | 0 | 0.82272 | 0.82272 | 0 | 0.82272 | 2.1876e-12 | -180 | 180 | 2.1933e-12 | -180 | 180
Line12_13_15 | 0 | 0 | 0 | 0 | 0 | 0 | 0 | 0 | 0 | 0 | 0 | 0 | -2.1094e-16 | -5.3679e-16 | 3.0698e-16 | 7.0314e-17 | 7.069e-16 | -1.3687e-16 | -8.0749e-30 | 4.2987e-09 | -4.2987e-09 | 7.0314e-17 | -4.2987e-09 | 4.2987e-09 | 0 | 0 | 0 | 0 | 0 | 0 | 0.82272 | 0 | 0.82272 | 0.82272 | 0 | 0.82272 | 2.1933e-12 | -180 | 180 | 2.1972e-12 | -180 | 180
Line13_13_14 | 0 | 0 | 0 | 0 | 0 | 0 | 0 | 0 | 0 | 0 | 0 | 0 | -7.0314e-17 | -3.3128e-16 | 5.545e-17 | 0 | 2.994e-16 | 8.8454e-17 | -2.6916e-30 | 1.4329e-09 | -1.4329e-09 | 0 | -1.4329e-09 | 1.4329e-09 | 0 | 0 | 0 | 0 | 0 | 0 | 0.82272 | 0 | 0.82272 | 0.82272 | 0 | 0.82272 | 2.1933e-12 | -180 | 180 | 2.194e-12 | -180 | 180
Line14_15_16 | 0 | 0 | 0 | 0 | 0 | 0 | 0 | 0 | 0 | 0 | 0 | 0 | -7.0314e-17 | -3.3064e-16 | 9.1244e-17 | 1.4063e-16 | 9.7645e-17 | -7.8139e-17 | 7.0314e-17 | 2.8658e-09 | -2.8658e-09 | -1.4063e-16 | -2.8658e-09 | 2.8658e-09 | 0 | 0 | 0 | 0 | 0 | 0 | 0.82272 | 0 | 0.82272 | 0.82272 | 0 | 0.82272 | 2.1972e-12 | -180 | 180 | 2.2e-12 | -180 | 180
Line15_16_17 | 0 | 0 | 0 | 0 | 0 | 0 | 0 | 0 | 0 | 0 | 0 | 0 | 2.6999e-30 | -3.4766e-16 | 3.907e-17 | 7.0314e-17 | 2.1031e-16 | -1.7642e-16 | -7.0314e-17 | 1.4329e-09 | -1.4329e-09 | 2.6989e-30 | -1.4329e-09 | 1.4329e-09 | 0 | 0 | 0 | 0 | 0 | 0 | 0.82272 | 0 | 0.82272 | 0.82272 | 0 | 0.82272 | 2.2e-12 | -180 | 180 | 2.1992e-12 | -180 | 180
Line16_4_18 | 0 | 0 | 0 | 0 | 0 | 0 | 0 | 0 | 0 | 0 | 0 | 0 | 5.3097e-30 | 6.3762e-17 | -6.5523e-18 | -2.6539e-30 | -6.0486e-17 | 9.8284e-18 | -1.4063e-16 | 1.4329e-09 | -1.4329e-09 | 7.0314e-17 | -1.4329e-09 | 1.4329e-09 | 0 | 0 | 0 | 0 | 0 | 0 | 0.82272 | 0 | 0.82272 | 0.82272 | 0 | 0.82272 | 2.1633e-12 | -180 | 180 | 2.1625e-12 | -180 | 180
Line17_5_19 | 0 | 0 | 0 | 0 | 0 | 0 | 0 | 0 | 0 | 0 | 0 | 0 | 5.3097e-30 | 6.3762e-17 | -6.5523e-18 | -2.6539e-30 | -6.0486e-17 | 9.8284e-18 | -1.4063e-16 | 1.4329e-09 | -1.4329e-09 | 7.0314e-17 | -1.4329e-09 | 1.4329e-09 | 0 | 0 | 0 | 0 | 0 | 0 | 0.82272 | 0 | 0.82272 | 0.82272 | 0 | 0.82272 | 2.1633e-12 | -180 | 180 | 2.1625e-12 | -180 | 180
Line1_1_3 | 0 | 0 | 0 | 0 | 0 | 0 | 0 | 0 | 0 | 0 | 0 | 0 | 2.8126e-16 | -4.5704e-16 | 1.125e-15 | -3.5157e-16 | 7.0187e-16 | -7.7473e-16 | 1.4063e-16 | 1.1463e-08 | -1.1463e-08 | -2.1094e-16 | -1.1463e-08 | 1.1463e-08 | 0 | 0 | 0 | 0 | 0 | 0 | 0.82272 | 0 | 0.82272 | 0.82272 | 0 | 0.82272 | 2.1607e-12 | 180 | 180 | 2.1735e-12 | -180 | 180
Line2_1_4 | 0 | 0 | 0 | 0 | 0 | 0 | 0 | 0 | 0 | 0 | 0 | 0 | -7.0314e-17 | 2.461e-16 | -3.8381e-22 | -7.0314e-17 | -2.33e-16 | 1.3105e-17 | -2.6516e-30 | 2.8658e-09 | -2.8658e-09 | -2.6549e-30 | -2.8658e-09 | 2.8658e-09 | 0 | 0 | 0 | 0 | 0 | 0 | 0.82272 | 0 | 0.82272 | 0.82272 | 0 | 0.82272 | 2.1607e-12 | 180 | 180 | 2.1633e-12 | -180 | 180
Line3_1_5 | 0 | 0 | 0 | 0 | 0 | 0 | 0 | 0 | 0 | 0 | 0 | 0 | -7.0314e-17 | 2.461e-16 | -3.8381e-22 | -7.0314e-17 | -2.33e-16 | 1.3105e-17 | -2.6516e-30 | 2.8658e-09 | -2.8658e-09 | -2.6549e-30 | -2.8658e-09 | 2.8658e-09 | 0 | 0 | 0 | 0 | 0 | 0 | 0.82272 | 0 | 0.82272 | 0.82272 | 0 | 0.82272 | 2.1607e-12 | 180 | 180 | 2.1633e-12 | -180 | 180
Line4_2_6 | 0 | 0 | 0 | 0 | 0 | 0 | 0 | 0 | 0 | 0 | 0 | 0 | -2.8126e-16 | -1.153e-15 | 1.0267e-15 | 2.1094e-16 | 1.1646e-15 | -8.0421e-16 | -3.5157e-16 | 7.1646e-09 | -7.1646e-09 | 2.8126e-16 | -7.1646e-09 | 7.1646e-09 | 0 | 0 | 0 | 0 | 0 | 0 | 0.82272 | 0 | 0.82272 | 0.82272 | 0 | 0.82272 | 2.176e-12 | -180 | 180 | 2.1873e-12 | -180 | 180
Line5_6_7 | 0 | 0 | 0 | 0 | 0 | 0 | 0 | 0 | 0 | 0 | 0 | 0 | -7.0314e-17 | -1.0934e-15 | 5.5899e-16 | -8.0872e-30 | 1.1106e-15 | -2.2532e-16 | -2.1094e-16 | 5.7316e-09 | -5.7316e-09 | 2.1094e-16 | -5.7316e-09 | 5.7316e-09 | 0 | 0 | 0 | 0 | 0 | 0 | 0.82272 | 0 | 0.82272 | 0.82272 | 0 | 0.82272 | 2.1873e-12 | -180 | 180 | 2.1966e-12 | -180 | 180
Line6_7_8 | 0 | 0 | 0 | 0 | 0 | 0 | 0 | 0 | 0 | 0 | 0 | 0 | -7.0314e-17 | -1.0263e-15 | 2.7446e-16 | -1.6195e-29 | 9.5036e-16 | -2.4498e-16 | -4.2188e-16 | 4.2987e-09 | -4.2987e-09 | 4.2188e-16 | -4.2987e-09 | 4.2987e-09 | 0 | 0 | 0 | 0 | 0 | 0 | 0.82272 | 0 | 0.82272 | 0.82272 | 0 | 0.82272 | 2.1966e-12 | -180 | 180 | 2.1995e-12 | -180 | 180
Line7_8_9 | 0 | 0 | 0 | 0 | 0 | 0 | 0 | 0 | 0 | 0 | 0 | 0 | -2.6992e-30 | -1.6444e-16 | 8.1659e-17 | 2.7001e-30 | 1.3256e-16 | 6.2246e-17 | 7.0314e-17 | 1.4329e-09 | -1.4329e-09 | -7.0314e-17 | -1.4329e-09 | 1.4329e-09 | 0 | 0 | 0 | 0 | 0 | 0 | 0.82272 | 0 | 0.82272 | 0.82272 | 0 | 0.82272 | 2.1995e-12 | -180 | 180 | 2.2002e-12 | -180 | 180
Line8_8_10 | 0 | 0 | 0 | 0 | 0 | 0 | 0 | 0 | 0 | 0 | 0 | 0 | -1.4063e-16 | -2.3812e-17 | 8.1659e-17 | 7.0314e-17 | 2.7088e-17 | 6.2246e-17 | -5.3985e-30 | 1.4329e-09 | -1.4329e-09 | 2.7014e-30 | -1.4329e-09 | 1.4329e-09 | 0 | 0 | 0 | 0 | 0 | 0 | 0.82272 | 0 | 0.82272 | 0.82272 | 0 | 0.82272 | 2.1995e-12 | -180 | 180 | 2.2012e-12 | -180 | 180
Line9_3_11 | 0 | 0 | 0 | 0 | 0 | 0 | 0 | 0 | 0 | 0 | 0 | 0 | 2.1094e-16 | -7.1082e-16 | 1.0822e-15 | -2.1094e-16 | 9.4166e-16 | -7.8104e-16 | 1.4063e-16 | 1.003e-08 | -1.003e-08 | -1.4063e-16 | -1.003e-08 | 1.003e-08 | 0 | 0 | 0 | 0 | 0 | 0 | 0.82272 | 0 | 0.82272 | 0.82272 | 0 | 0.82272 | 2.1735e-12 | -180 | 180 | 2.182e-12 | -180 | 180

## LL_min_10
name | pf_ikss_a_from_ka | pf_ikss_b_from_ka | pf_ikss_c_from_ka | pf_ikss_a_to_ka | pf_ikss_b_to_ka | pf_ikss_c_to_ka | pf_skss_a_from_mw | pf_skss_b_from_mw | pf_skss_c_from_mw | pf_skss_a_to_mw | pf_skss_b_to_mw | pf_skss_c_to_mw | pf_p_a_from_mw | pf_p_b_from_mw | pf_p_c_from_mw | pf_p_a_to_mw | pf_p_b_to_mw | pf_p_c_to_mw | pf_q_a_from_mvar | pf_q_b_from_mvar | pf_q_c_from_mvar | pf_q_a_to_mvar | pf_q_b_to_mvar | pf_q_c_to_mvar | pf_ikss_a_from_degree | pf_ikss_b_from_degree | pf_ikss_c_from_degree | pf_ikss_a_to_degree | pf_ikss_b_to_degree | pf_ikss_c_to_degree | pf_vm_a_from_pu | pf_vm_b_from_pu | pf_vm_c_from_pu | pf_vm_a_to_pu | pf_vm_b_to_pu | pf_vm_c_to_pu | pf_va_a_from_degree | pf_va_b_from_degree | pf_va_c_from_degree | pf_va_a_to_degree | pf_va_b_to_degree | pf_va_c_to_degree
Line0_1_2 | 0 | 0 | 0 | 0 | 0 | 0 | 0 | 0 | 0 | 0 | 0 | 0 | 1.2683e-29 | -1.2323e-15 | 1.0658e-15 | 6.6613e-17 | 1.2383e-15 | -8.2674e-16 | -3.3307e-16 | 7.7163e-09 | -7.7163e-09 | 2.6645e-16 | -7.7163e-09 | 7.7163e-09 | 0 | 0 | 0 | 0 | 0 | 0 | 0.77942 | 0 | 0.77942 | 0.77942 | 0 | 0.77942 | 2.1817e-12 | 180 | 180 | 2.1925e-12 | -180 | 180
Line10_11_12 | 0 | 0 | 0 | 0 | 0 | 0 | 0 | 0 | 0 | 0 | 0 | 0 | 1.3323e-16 | -6.9761e-16 | 8.0119e-16 | -1.3323e-16 | 8.0346e-16 | -6.9534e-16 | 1.3323e-16 | 7.7163e-09 | -7.7163e-09 | -6.6613e-17 | -7.7163e-09 | 7.7163e-09 | 0 | 0 | 0 | 0 | 0 | 0 | 0.77942 | 0 | 0.77942 | 0.77942 | 0 | 0.77942 | 2.203e-12 | -180 | 180 | 2.2086e-12 | -180 | 180
Line11_12_13 | 0 | 0 | 0 | 0 | 0 | 0 | 0 | 0 | 0 | 0 | 0 | 0 | -5.1356e-30 | -5.4188e-16 | 4.9063e-16 | 5.1488e-30 | 6.4869e-16 | -4.1712e-16 | 1.3323e-16 | 6.4302e-09 | -6.4302e-09 | -1.3323e-16 | -6.4302e-09 | 6.4302e-09 | 0 | 0 | 0 | 0 | 0 | 0 | 0.77942 | 0 | 0.77942 | 0.77942 | 0 | 0.77942 | 2.2086e-12 | -180 | 180 | 2.2143e-12 | -180 | 180
Line12_13_15 | 0 | 0 | 0 | 0 | 0 | 0 | 0 | 0 | 0 | 0 | 0 | 0 | -6.6613e-17 | -3.2926e-16 | 4.3679e-16 | 0 | 4.8895e-16 | -1.4387e-16 | 6.6613e-17 | 3.8581e-09 | -3.8581e-09 | 0 | -3.8581e-09 | 3.8581e-09 | 0 | 0 | 0 | 0 | 0 | 0 | 0.77942 | 0 | 0.77942 | 0.77942 | 0 | 0.77942 | 2.2143e-12 | -180 | 180 | 2.2183e-12 | -180 | 180
Line13_13_14 | 0 | 0 | 0 | 0 | 0 | 0 | 0 | 0 | 0 | 0 | 0 | 0 | 0 | -9.8343e-18 | 1.9001e-16 | -2.5752e-30 | 1.1269e-16 | -5.3839e-17 | 0 | 1.286e-09 | -1.286e-09 | 6.6613e-17 | -1.286e-09 | 1.286e-09 | 0 | 0 | 0 | 0 | 0 | 0 | 0.77942 | 0 | 0.77942 | 0.77942 | 0 | 0.77942 | 2.2143e-12 | -180 | 180 | 2.215e-12 | -180 | 180
Line14_15_16 | 0 | 0 | 0 | 0 | 0 | 0 | 0 | 0 | 0 | 0 | 0 | 0 | -6.6613e-17 | -2.0384e-16 | 2.2914e-16 | 6.6613e-17 | 8.2378e-17 | -8.4155e-17 | -2.579e-30 | 2.5721e-09 | -2.5721e-09 | 6.6613e-17 | -2.5721e-09 | 2.5721e-09 | 0 | 0 | 0 | 0 | 0 | 0 | 0.77942 | 0 | 0.77942 | 0.77942 | 0 | 0.77942 | 2.2183e-12 | -180 | 180 | 2.221e-12 | -180 | 180
Line15_16_17 | 0 | 0 | 0 | 0 | 0 | 0 | 0 | 0 | 0 | 0 | 0 | 0 | -1.3323e-16 | 4.2078e-17 | 1.753e-16 | 6.6613e-17 | 6.0783e-17 | -1.7236e-16 | 6.6613e-17 | 1.286e-09 | -1.286e-09 | -6.6613e-17 | -1.286e-09 | 1.286e-09 | 0 | 0 | 0 | 0 | 0 | 0 | 0.77942 | 0 | 0.77942 | 0.77942 | 0 | 0.77942 | 2.221e-12 | -180 | 180 | 2.2202e-12 | -180 | 180
Line16_4_18 | 0 | 0 | 0 | 0 | 0 | 0 | 0 | 0 | 0 | 0 | 0 | 0 | 0 | -7.2494e-17 | -5.8808e-18 | -6.6613e-17 | 1.7535e-16 | -1.2441e-16 | 0 | 1.286e-09 | -1.286e-09 | -2.5387e-30 | -1.286e-09 | 1.286e-09 | 0 | 0 | 0 | 0 | 0 | 0 | 0.77942 | 0 | 0.77942 | 0.77942 | 0 | 0.77942 | 2.1843e-12 | -180 | 180 | 2.1836e-12 | -180 | 180
Line17_5_19 | 0 | 0 | 0 | 0 | 0 | 0 | 0 | 0 | 0 | 0 | 0 | 0 | 0 | -7.2494e-17 | -5.8808e-18 | -6.6613e-17 | 1.7535e-16 | -1.2441e-16 | 0 | 1.286e-09 | -1.286e-09 | -2.5387e-30 | -1.286e-09 | 1.286e-09 | 0 | 0 | 0 | 0 | 0 | 0 | 0.77942 | 0 | 0.77942 | 0.77942 | 0 | 0.77942 | 2.1843e-12 | -180 | 180 | 2.1836e-12 | -180 | 180
Line1_1_3 | 0 | 0 | 0 | 0 | 0 | 0 | 0 | 0 | 0 | 0 | 0 | 0 | 1.9984e-16 | -4.996e-16 | 1.199e-15 | -2.6645e-16 | 7.5439e-16 | -8.7763e-16 | 1.9984e-16 | 1.0288e-08 | -1.0288e-08 | -2.6645e-16 | -1.0288e-08 | 1.0288e-08 | 0 | 0 | 0 | 0 | 0 | 0 | 0.77942 | 0 | 0.77942 | 0.77942 | 0 | 0.77942 | 2.1817e-12 | 180 | 180 | 2.1945e-12 | -180 | 180
Line2_1_4 | 0 | 0 | 0 | 0 | 0 | 0 | 0 | 0 | 0 | 0 | 0 | 0 | -1.3323e-16 | 1.9984e-16 | 2.6645e-16 | 1.3323e-16 | -1.8808e-16 | -2.5469e-16 | -5.0731e-30 | 2.5721e-09 | -2.5721e-09 | -6.6613e-17 | -2.5721e-09 | 2.5721e-09 | 0 | 0 | 0 | 0 | 0 | 0 | 0.77942 | 0 | 0.77942 | 0.77942 | 0 | 0.77942 | 2.1817e-12 | 180 | 180 | 2.1843e-12 | -180 | 180
Line3_1_5 | 0 | 0 | 0 | 0 | 0 | 0 | 0 | 0 | 0 | 0 | 0 | 0 | -1.3323e-16 | 1.9984e-16 | 2.6645e-16 | 1.3323e-16 | -1.8808e-16 | -2.5469e-16 | -5.0731e-30 | 2.5721e-09 | -2.5721e-09 | -6.6613e-17 | -2.5721e-09 | 2.5721e-09 | 0 | 0 | 0 | 0 | 0 | 0 | 0.77942 | 0 | 0.77942 | 0.77942 | 0 | 0.77942 | 2.1817e-12 | 180 | 180 | 2.1843e-12 | -180 | 180
Line4_2_6 | 0 | 0 | 0 | 0 | 0 | 0 | 0 | 0 | 0 | 0 | 0 | 0 | 2.0392e-29 | -1.154e-15 | 7.1115e-16 | 6.6613e-17 | 1.0943e-15 | -6.3764e-16 | -5.3291e-16 | 6.4302e-09 | -6.4302e-09 | 4.6629e-16 | -6.4302e-09 | 6.4302e-09 | 0 | 0 | 0 | 0 | 0 | 0 | 0.77942 | 0 | 0.77942 | 0.77942 | 0 | 0.77942 | 2.1925e-12 | -180 | 180 | 2.2002e-12 | -180 | 180
Line5_6_7 | 0 | 0 | 0 | 0 | 0 | 0 | 0 | 0 | 0 | 0 | 0 | 0 | 1.0232e-29 | -8.9543e-16 | 5.3676e-16 | -1.2832e-29 | 9.0916e-16 | -3.5649e-16 | -2.6645e-16 | 5.1442e-09 | -5.1442e-09 | 3.3307e-16 | -5.1442e-09 | 5.1442e-09 | 0 | 0 | 0 | 0 | 0 | 0 | 0.77942 | 0 | 0.77942 | 0.77942 | 0 | 0.77942 | 2.2002e-12 | -180 | 180 | 2.2074e-12 | -180 | 180
Line6_7_8 | 0 | 0 | 0 | 0 | 0 | 0 | 0 | 0 | 0 | 0 | 0 | 0 | -6.6613e-17 | -6.9853e-16 | 4.0059e-16 | 1.3323e-16 | 6.9168e-16 | -2.409e-16 | -2.6645e-16 | 3.8581e-09 | -3.8581e-09 | 3.3307e-16 | -3.8581e-09 | 3.8581e-09 | 0 | 0 | 0 | 0 | 0 | 0 | 0.77942 | 0 | 0.77942 | 0.77942 | 0 | 0.77942 | 2.2074e-12 | -180 | 180 | 2.2099e-12 | -180 | 180
Line7_8_9 | 0 | 0 | 0 | 0 | 0 | 0 | 0 | 0 | 0 | 0 | 0 | 0 | 1.3323e-16 | -3.5269e-16 | -5.2926e-17 | -6.6613e-17 | 3.2232e-16 | 5.5866e-17 | 5.1386e-30 | 1.286e-09 | -1.286e-09 | -2.5701e-30 | -1.286e-09 | 1.286e-09 | 0 | 0 | 0 | 0 | 0 | 0 | 0.77942 | 0 | 0.77942 | 0.77942 | 0 | 0.77942 | 2.2099e-12 | -180 | 180 | 2.2106e-12 | -180 | 180
Line8_8_10 | 0 | 0 | 0 | 0 | 0 | 0 | 0 | 0 | 0 | 0 | 0 | 0 | -6.6613e-17 | -8.6232e-17 | 8.0301e-17 | 6.6613e-17 | 8.9172e-17 | 1.8909e-16 | 6.6613e-17 | 1.286e-09 | -1.286e-09 | -6.6613e-17 | -1.286e-09 | 1.286e-09 | 0 | 0 | 0 | 0 | 0 | 0 | 0.77942 | 0 | 0.77942 | 0.77942 | 0 | 0.77942 | 2.2099e-12 | -180 | 180 | 2.2116e-12 | -180 | 180
Line9_3_11 | 0 | 0 | 0 | 0 | 0 | 0 | 0 | 0 | 0 | 0 | 0 | 0 | 1.9984e-16 | -6.9756e-16 | 1.0344e-15 | -1.9984e-16 | 8.7494e-16 | -6.2385e-16 | 1.9984e-16 | 9.0023e-09 | -9.0023e-09 | -1.9984e-16 | -9.0023e-09 | 9.0023e-09 | 0 | 0 | 0 | 0 | 0 | 0 | 0.77942 | 0 | 0.77942 | 0.77942 | 0 | 0.77942 | 2.1945e-12 | -180 | 180 | 2.203e-12 | -180 | 180

## LL_min_fault_6
name | pf_ikss_a_from_ka | pf_ikss_b_from_ka | pf_ikss_c_from_ka | pf_ikss_a_to_ka | pf_ikss_b_to_ka | pf_ikss_c_to_ka | pf_skss_a_from_mw | pf_skss_b_from_mw | pf_skss_c_from_mw | pf_skss_a_to_mw | pf_skss_b_to_mw | pf_skss_c_to_mw | pf_p_a_from_mw | pf_p_b_from_mw | pf_p_c_from_mw | pf_p_a_to_mw | pf_p_b_to_mw | pf_p_c_to_mw | pf_q_a_from_mvar | pf_q_b_from_mvar | pf_q_c_from_mvar | pf_q_a_to_mvar | pf_q_b_to_mvar | pf_q_c_to_mvar | pf_ikss_a_from_degree | pf_ikss_b_from_degree | pf_ikss_c_from_degree | pf_ikss_a_to_degree | pf_ikss_b_to_degree | pf_ikss_c_to_degree | pf_vm_a_from_pu | pf_vm_b_from_pu | pf_vm_c_from_pu | pf_vm_a_to_pu | pf_vm_b_to_pu | pf_vm_c_to_pu | pf_va_a_from_degree | pf_va_b_from_degree | pf_va_c_from_degree | pf_va_a_to_degree | pf_va_b_to_degree | pf_va_c_to_degree
Line0_1_2 | 0 | 0 | 0 | 0 | 0 | 0 | 0 | 0 | 0 | 0 | 0 | 0 | -5.4933e-19 | -3.9431e-11 | -1.1463e-10 | 2.7466e-19 | 3.9431e-11 | 1.1463e-10 | -1.648e-18 | 1.0999e-10 | 2.0251e-11 | 2.1973e-18 | -1.0999e-10 | -2.0251e-11 | 0 | 0 | 0 | 0 | 0 | 0 | 0.95056 | 0.94505 | 0.94696 | 0.95056 | 0.94505 | 0.94696 | 1.4952e-14 | -120.318 | 119.9412 | 1.5024e-14 | -120.318 | 119.9412
Line10_11_12 | 0 | 0 | 0 | 0 | 0 | 0 | 0 | 0 | 0 | 0 | 0 | 0 | 2.5406e-18 | -3.9431e-11 | -1.1463e-10 | -2.5406e-18 | 3.9431e-11 | 1.1463e-10 | -1.0987e-18 | 1.0999e-10 | 2.0251e-11 | 5.4933e-19 | -1.0999e-10 | -2.0251e-11 | 0 | 0 | 0 | 0 | 0 | 0 | 0.95056 | 0.94505 | 0.94696 | 0.95056 | 0.94505 | 0.94696 | 1.4939e-14 | -120.318 | 119.9412 | 1.4905e-14 | -120.318 | 119.9412
Line11_12_13 | 0 | 0 | 0 | 0 | 0 | 0 | 0 | 0 | 0 | 0 | 0 | 0 | 1.03e-18 | -3.2859e-11 | -9.5523e-11 | -1.03e-18 | 3.2859e-11 | 9.5523e-11 | -2.1973e-18 | 9.1661e-11 | 1.6876e-11 | 1.648e-18 | -9.1661e-11 | -1.6876e-11 | 0 | 0 | 0 | 0 | 0 | 0 | 0.95056 | 0.94505 | 0.94696 | 0.95056 | 0.94505 | 0.94696 | 1.4905e-14 | -120.318 | 119.9412 | 1.4875e-14 | -120.318 | 119.9412
Line12_13_15 | 0 | 0 | 0 | 0 | 0 | 0 | 0 | 0 | 0 | 0 | 0 | 0 | -6.8666e-20 | -1.9715e-11 | -5.7314e-11 | -2.06e-19 | 1.9715e-11 | 5.7314e-11 | -1.0987e-18 | 5.4997e-11 | 1.0126e-11 | 1.0987e-18 | -5.4997e-11 | -1.0126e-11 | 0 | 0 | 0 | 0 | 0 | 0 | 0.95056 | 0.94505 | 0.94696 | 0.95056 | 0.94505 | 0.94696 | 1.4875e-14 | -120.318 | 119.9412 | 1.4874e-14 | -120.318 | 119.9412
Line13_13_14 | 0 | 0 | 0 | 0 | 0 | 0 | 0 | 0 | 0 | 0 | 0 | 0 | -4.8066e-19 | -6.5718e-12 | -1.9105e-11 | 4.8066e-19 | 6.5718e-12 | 1.9105e-11 | -1.2479e-34 | 1.8332e-11 | 3.3752e-12 | 1.248e-34 | -1.8332e-11 | -3.3752e-12 | 0 | 0 | 0 | 0 | 0 | 0 | 0.95056 | 0.94505 | 0.94696 | 0.95056 | 0.94505 | 0.94696 | 1.4875e-14 | -120.318 | 119.9412 | 1.4876e-14 | -120.318 | 119.9412
Line14_15_16 | 0 | 0 | 0 | 0 | 0 | 0 | 0 | 0 | 0 | 0 | 0 | 0 | 6.8666e-20 | -1.3144e-11 | -3.8209e-11 | -3.4333e-19 | 1.3143e-11 | 3.8209e-11 | 1.0987e-18 | 3.6665e-11 | 6.7504e-12 | -5.4933e-19 | -3.6665e-11 | -6.7504e-12 | 0 | 0 | 0 | 0 | 0 | 0 | 0.95056 | 0.94505 | 0.94696 | 0.95056 | 0.94505 | 0.94696 | 1.4874e-14 | -120.318 | 119.9412 | 1.4858e-14 | -120.318 | 119.9412
Line15_16_17 | 0 | 0 | 0 | 0 | 0 | 0 | 0 | 0 | 0 | 0 | 0 | 0 | -6.8666e-20 | -6.5717e-12 | -1.9105e-11 | -4.8066e-19 | 6.5717e-12 | 1.9105e-11 | -5.4933e-19 | 1.8332e-11 | 3.3752e-12 | -1.2448e-34 | -1.8332e-11 | -3.3752e-12 | 0 | 0 | 0 | 0 | 0 | 0 | 0.95056 | 0.94505 | 0.94696 | 0.95056 | 0.94505 | 0.94696 | 1.4858e-14 | -120.318 | 119.9412 | 1.4838e-14 | -120.318 | 119.9412
Line16_4_18 | 0 | 0 | 0 | 0 | 0 | 0 | 0 | 0 | 0 | 0 | 0 | 0 | 2.06e-19 | -6.5717e-12 | -1.9105e-11 | 3.4333e-19 | 6.5718e-12 | 1.9105e-11 | -5.4933e-19 | 1.8332e-11 | 3.3752e-12 | 5.4933e-19 | -1.8332e-11 | -3.3752e-12 | 0 | 0 | 0 | 0 | 0 | 0 | 0.95056 | 0.94505 | 0.94696 | 0.95056 | 0.94505 | 0.94696 | 1.4942e-14 | -120.318 | 119.9412 | 1.4922e-14 | -120.318 | 119.9412
Line17_5_19 | 0 | 0 | 0 | 0 | 0 | 0 | 0 | 0 | 0 | 0 | 0 | 0 | 2.06e-19 | -6.5717e-12 | -1.9105e-11 | 3.4333e-19 | 6.5718e-12 | 1.9105e-11 | -5.4933e-19 | 1.8332e-11 | 3.3752e-12 | 5.4933e-19 | -1.8332e-11 | -3.3752e-12 | 0 | 0 | 0 | 0 | 0 | 0 | 0.95056 | 0.94505 | 0.94696 | 0.95056 | 0.94505 | 0.94696 | 1.4942e-14 | -120.318 | 119.9412 | 1.4922e-14 | -120.318 | 119.9412
Line1_1_3 | 0 | 0 | 0 | 0 | 0 | 0 | 0 | 0 | 0 | 0 | 0 | 0 | 1.9913e-18 | -5.2574e-11 | -1.5284e-10 | -2.266e-18 | 5.2574e-11 | 1.5284e-10 | -5.4933e-19 | 1.4666e-10 | 2.7002e-11 | 5.4933e-19 | -1.4666e-10 | -2.7002e-11 | 0 | 0 | 0 | 0 | 0 | 0 | 0.95056 | 0.94505 | 0.94696 | 0.95056 | 0.94505 | 0.94696 | 1.4952e-14 | -120.318 | 119.9412 | 1.4955e-14 | -120.318 | 119.9412
Line2_1_4 | 0 | 0 | 0 | 0 | 0 | 0 | 0 | 0 | 0 | 0 | 0 | 0 | 6.8666e-20 | -1.3144e-11 | -3.8209e-11 | -6.8666e-20 | 1.3143e-11 | 3.8209e-11 | 5.4933e-19 | 3.6665e-11 | 6.7504e-12 | -1.7907e-35 | -3.6665e-11 | -6.7504e-12 | 0 | 0 | 0 | 0 | 0 | 0 | 0.95056 | 0.94505 | 0.94696 | 0.95056 | 0.94505 | 0.94696 | 1.4952e-14 | -120.318 | 119.9412 | 1.4942e-14 | -120.318 | 119.9412
Line3_1_5 | 0 | 0 | 0 | 0 | 0 | 0 | 0 | 0 | 0 | 0 | 0 | 0 | 6.8666e-20 | -1.3144e-11 | -3.8209e-11 | -6.8666e-20 | 1.3143e-11 | 3.8209e-11 | 5.4933e-19 | 3.6665e-11 | 6.7504e-12 | -1.7907e-35 | -3.6665e-11 | -6.7504e-12 | 0 | 0 | 0 | 0 | 0 | 0 | 0.95056 | 0.94505 | 0.94696 | 0.95056 | 0.94505 | 0.94696 | 1.4952e-14 | -120.318 | 119.9412 | 1.4942e-14 | -120.318 | 119.9412
Line4_2_6 | 0 | 0 | 0 | 0 | 0 | 0 | 0 | 0 | 0 | 0 | 0 | 0 | -6.8666e-19 | -3.2859e-11 | -9.5523e-11 | 6.8666e-19 | 3.2859e-11 | 9.5523e-11 | -1.648e-18 | 9.1661e-11 | 1.6876e-11 | 1.648e-18 | -9.1661e-11 | -1.6876e-11 | 0 | 0 | 0 | 0 | 0 | 0 | 0.95056 | 0.94505 | 0.94696 | 0.95056 | 0.94505 | 0.94696 | 1.5024e-14 | -120.318 | 119.9412 | 1.5065e-14 | -120.318 | 119.9412
Line5_6_7 | 0 | 0 | 0 | 0 | 0 | 0 | 0 | 0 | 0 | 0 | 0 | 0 | 1.03e-18 | -2.6287e-11 | -7.6418e-11 | -1.03e-18 | 2.6287e-11 | 7.6418e-11 | -2.7466e-18 | 7.3329e-11 | 1.3501e-11 | 2.7466e-18 | -7.3329e-11 | -1.3501e-11 | 0 | 0 | 0 | 0 | 0 | 0 | 0.95056 | 0.94505 | 0.94696 | 0.95056 | 0.94505 | 0.94696 | 1.5065e-14 | -120.318 | 119.9412 | 1.5056e-14 | -120.318 | 119.9412
Line6_7_8 | 0 | 0 | 0 | 0 | 0 | 0 | 0 | 0 | 0 | 0 | 0 | 0 | -4.8066e-19 | -1.9715e-11 | -5.7314e-11 | 4.8066e-19 | 1.9715e-11 | 5.7314e-11 | -2.7466e-18 | 5.4997e-11 | 1.0126e-11 | 2.1973e-18 | -5.4997e-11 | -1.0126e-11 | 0 | 0 | 0 | 0 | 0 | 0 | 0.95056 | 0.94505 | 0.94696 | 0.95056 | 0.94505 | 0.94696 | 1.5056e-14 | -120.318 | 119.9412 | 1.502e-14 | -120.318 | 119.9412
Line7_8_9 | 0 | 0 | 0 | 0 | 0 | 0 | 0 | 0 | 0 | 0 | 0 | 0 | 1.4401e-34 | -6.5717e-12 | -1.9105e-11 | -1.4402e-34 | 6.5718e-12 | 1.9105e-11 | -5.4933e-19 | 1.8332e-11 | 3.3752e-12 | 5.4933e-19 | -1.8332e-11 | -3.3752e-12 | 0 | 0 | 0 | 0 | 0 | 0 | 0.95056 | 0.94505 | 0.94696 | 0.95056 | 0.94505 | 0.94696 | 1.502e-14 | -120.318 | 119.9412 | 1.5021e-14 | -120.318 | 119.9412
Line8_8_10 | 0 | 0 | 0 | 0 | 0 | 0 | 0 | 0 | 0 | 0 | 0 | 0 | 1.4401e-34 | -6.5718e-12 | -1.9105e-11 | 0 | 6.5718e-12 | 1.9105e-11 | -5.4933e-19 | 1.8332e-11 | 3.3752e-12 | 0 | -1.8332e-11 | -3.3752e-12 | 0 | 0 | 0 | 0 | 0 | 0 | 0.95056 | 0.94505 | 0.94696 | 0.95056 | 0.94505 | 0.94696 | 1.502e-14 | -120.318 | 119.9412 | 1.5018e-14 | -120.318 | 119.9412
Line9_3_11 | 0 | 0 | 0 | 0 | 0 | 0 | 0 | 0 | 0 | 0 | 0 | 0 | 2.3346e-18 | -4.6002e-11 | -1.3373e-10 | -2.3346e-18 | 4.6002e-11 | 1.3373e-10 | -1.0987e-18 | 1.2833e-10 | 2.3626e-11 | 5.4933e-19 | -1.2833e-10 | -2.3626e-11 | 0 | 0 | 0 | 0 | 0 | 0 | 0.95056 | 0.94505 | 0.94696 | 0.95056 | 0.94505 | 0.94696 | 1.4955e-14 | -120.318 | 119.9412 | 1.4939e-14 | -120.318 | 119.9412

## LL_min_fault_10
name | pf_ikss_a_from_ka | pf_ikss_b_from_ka | pf_ikss_c_from_ka | pf_ikss_a_to_ka | pf_ikss_b_to_ka | pf_ikss_c_to_ka | pf_skss_a_from_mw | pf_skss_b_from_mw | pf_skss_c_from_mw | pf_skss_a_to_mw | pf_skss_b_to_mw | pf_skss_c_to_mw | pf_p_a_from_mw | pf_p_b_from_mw | pf_p_c_from_mw | pf_p_a_to_mw | pf_p_b_to_mw | pf_p_c_to_mw | pf_q_a_from_mvar | pf_q_b_from_mvar | pf_q_c_from_mvar | pf_q_a_to_mvar | pf_q_b_to_mvar | pf_q_c_to_mvar | pf_ikss_a_from_degree | pf_ikss_b_from_degree | pf_ikss_c_from_degree | pf_ikss_a_to_degree | pf_ikss_b_to_degree | pf_ikss_c_to_degree | pf_vm_a_from_pu | pf_vm_b_from_pu | pf_vm_c_from_pu | pf_vm_a_to_pu | pf_vm_b_to_pu | pf_vm_c_to_pu | pf_va_a_from_degree | pf_va_b_from_degree | pf_va_c_from_degree | pf_va_a_to_degree | pf_va_b_to_degree | pf_va_c_to_degree
Line0_1_2 | 0 | 0 | 0 | 0 | 0 | 0 | 0 | 0 | 0 | 0 | 0 | 0 | -3.2526e-19 | -3.5389e-11 | -1.0288e-10 | 3.2526e-19 | 3.5389e-11 | 1.0288e-10 | -2.0817e-18 | 9.872e-11 | 1.8176e-11 | 2.6021e-18 | -9.872e-11 | -1.8176e-11 | 0 | 0 | 0 | 0 | 0 | 0 | 0.90054 | 0.89531 | 0.89712 | 0.90054 | 0.89531 | 0.89712 | 1.3382e-14 | -120.318 | 119.9412 | 1.3466e-14 | -120.318 | 119.9412
Line10_11_12 | 0 | 0 | 0 | 0 | 0 | 0 | 0 | 0 | 0 | 0 | 0 | 0 | 1.6263e-18 | -3.5389e-11 | -1.0288e-10 | -1.3661e-18 | 3.5389e-11 | 1.0288e-10 | -1.0408e-18 | 9.872e-11 | 1.8176e-11 | -3.1795e-34 | -9.872e-11 | -1.8176e-11 | 0 | 0 | 0 | 0 | 0 | 0 | 0.90054 | 0.89531 | 0.89712 | 0.90054 | 0.89531 | 0.89712 | 1.3369e-14 | -120.318 | 119.9412 | 1.3335e-14 | -120.318 | 119.9412
Line11_12_13 | 0 | 0 | 0 | 0 | 0 | 0 | 0 | 0 | 0 | 0 | 0 | 0 | 1.1709e-18 | -2.9491e-11 | -8.5732e-11 | -1.1709e-18 | 2.9491e-11 | 8.5732e-11 | -1.5613e-18 | 8.2267e-11 | 1.5146e-11 | 1.0408e-18 | -8.2267e-11 | -1.5146e-11 | 0 | 0 | 0 | 0 | 0 | 0 | 0.90054 | 0.89531 | 0.89712 | 0.90054 | 0.89531 | 0.89712 | 1.3335e-14 | -120.318 | 119.9412 | 1.3305e-14 | -120.318 | 119.9412
Line12_13_15 | 0 | 0 | 0 | 0 | 0 | 0 | 0 | 0 | 0 | 0 | 0 | 0 | -9.1073e-19 | -1.7695e-11 | -5.1439e-11 | 9.1073e-19 | 1.7695e-11 | 5.1439e-11 | -5.2042e-19 | 4.936e-11 | 9.0878e-12 | 2.1147e-34 | -4.936e-11 | -9.0878e-12 | 0 | 0 | 0 | 0 | 0 | 0 | 0.90054 | 0.89531 | 0.89712 | 0.90054 | 0.89531 | 0.89712 | 1.3305e-14 | -120.318 | 119.9412 | 1.3304e-14 | -120.318 | 119.9412
Line13_13_14 | 0 | 0 | 0 | 0 | 0 | 0 | 0 | 0 | 0 | 0 | 0 | 0 | -2.6021e-19 | -5.8982e-12 | -1.7146e-11 | 5.2042e-19 | 5.8982e-12 | 1.7146e-11 | -6.0425e-35 | 1.6453e-11 | 3.0293e-12 | -5.2042e-19 | -1.6453e-11 | -3.0293e-12 | 0 | 0 | 0 | 0 | 0 | 0 | 0.90054 | 0.89531 | 0.89712 | 0.90054 | 0.89531 | 0.89712 | 1.3305e-14 | -120.318 | 119.9412 | 1.3306e-14 | -120.318 | 119.9412
Line14_15_16 | 0 | 0 | 0 | 0 | 0 | 0 | 0 | 0 | 0 | 0 | 0 | 0 | 6.5052e-20 | -1.1796e-11 | -3.4293e-11 | -6.5052e-20 | 1.1796e-11 | 3.4293e-11 | 5.2042e-19 | 3.2907e-11 | 6.0585e-12 | -1.5087e-35 | -3.2907e-11 | -6.0585e-12 | 0 | 0 | 0 | 0 | 0 | 0 | 0.90054 | 0.89531 | 0.89712 | 0.90054 | 0.89531 | 0.89712 | 1.3304e-14 | -120.318 | 119.9412 | 1.3288e-14 | -120.318 | 119.9412
Line15_16_17 | 0 | 0 | 0 | 0 | 0 | 0 | 0 | 0 | 0 | 0 | 0 | 0 | 1.301e-19 | -5.8982e-12 | -1.7146e-11 | -1.301e-19 | 5.8982e-12 | 1.7146e-11 | -1.0408e-18 | 1.6453e-11 | 3.0293e-12 | 1.0408e-18 | -1.6453e-11 | -3.0293e-12 | 0 | 0 | 0 | 0 | 0 | 0 | 0.90054 | 0.89531 | 0.89712 | 0.90054 | 0.89531 | 0.89712 | 1.3288e-14 | -120.318 | 119.9412 | 1.3268e-14 | -120.318 | 119.9412
Line16_4_18 | 0 | 0 | 0 | 0 | 0 | 0 | 0 | 0 | 0 | 0 | 0 | 0 | 1.301e-19 | -5.8982e-12 | -1.7146e-11 | 1.301e-19 | 5.8982e-12 | 1.7146e-11 | 5.2042e-19 | 1.6453e-11 | 3.0293e-12 | 3.0318e-35 | -1.6453e-11 | -3.0293e-12 | 0 | 0 | 0 | 0 | 0 | 0 | 0.90054 | 0.89531 | 0.89712 | 0.90054 | 0.89531 | 0.89712 | 1.3372e-14 | -120.318 | 119.9412 | 1.3352e-14 | -120.318 | 119.9412
Line17_5_19 | 0 | 0 | 0 | 0 | 0 | 0 | 0 | 0 | 0 | 0 | 0 | 0 | 1.301e-19 | -5.8982e-12 | -1.7146e-11 | 1.301e-19 | 5.8982e-12 | 1.7146e-11 | 5.2042e-19 | 1.6453e-11 | 3.0293e-12 | 3.0318e-35 | -1.6453e-11 | -3.0293e-12 | 0 | 0 | 0 | 0 | 0 | 0 | 0.90054 | 0.89531 | 0.89712 | 0.90054 | 0.89531 | 0.89712 | 1.3372e-14 | -120.318 | 119.9412 | 1.3352e-14 | -120.318 | 119.9412
Line1_1_3 | 0 | 0 | 0 | 0 | 0 | 0 | 0 | 0 | 0 | 0 | 0 | 0 | 1.8215e-18 | -4.7186e-11 | -1.3717e-10 | -2.0817e-18 | 4.7186e-11 | 1.3717e-10 | 5.2042e-19 | 1.3163e-10 | 2.4234e-11 | 5.2042e-19 | -1.3163e-10 | -2.4234e-11 | 0 | 0 | 0 | 0 | 0 | 0 | 0.90054 | 0.89531 | 0.89712 | 0.90054 | 0.89531 | 0.89712 | 1.3382e-14 | -120.318 | 119.9412 | 1.3385e-14 | -120.318 | 119.9412
Line2_1_4 | 0 | 0 | 0 | 0 | 0 | 0 | 0 | 0 | 0 | 0 | 0 | 0 | -5.2042e-19 | -1.1796e-11 | -3.4293e-11 | 5.2042e-19 | 1.1796e-11 | 3.4293e-11 | -5.2042e-19 | 3.2907e-11 | 6.0585e-12 | 1.0408e-18 | -3.2907e-11 | -6.0585e-12 | 0 | 0 | 0 | 0 | 0 | 0 | 0.90054 | 0.89531 | 0.89712 | 0.90054 | 0.89531 | 0.89712 | 1.3382e-14 | -120.318 | 119.9412 | 1.3372e-14 | -120.318 | 119.9412
Line3_1_5 | 0 | 0 | 0 | 0 | 0 | 0 | 0 | 0 | 0 | 0 | 0 | 0 | -5.2042e-19 | -1.1796e-11 | -3.4293e-11 | 5.2042e-19 | 1.1796e-11 | 3.4293e-11 | -5.2042e-19 | 3.2907e-11 | 6.0585e-12 | 1.0408e-18 | -3.2907e-11 | -6.0585e-12 | 0 | 0 | 0 | 0 | 0 | 0 | 0.90054 | 0.89531 | 0.89712 | 0.90054 | 0.89531 | 0.89712 | 1.3382e-14 | -120.318 | 119.9412 | 1.3372e-14 | -120.318 | 119.9412
Line4_2_6 | 0 | 0 | 0 | 0 | 0 | 0 | 0 | 0 | 0 | 0 | 0 | 0 | -5.8547e-19 | -2.9491e-11 | -8.5732e-11 | 8.4568e-19 | 2.9491e-11 | 8.5732e-11 | -1.5613e-18 | 8.2267e-11 | 1.5146e-11 | 2.0817e-18 | -8.2267e-11 | -1.5146e-11 | 0 | 0 | 0 | 0 | 0 | 0 | 0.90054 | 0.89531 | 0.89712 | 0.90054 | 0.89531 | 0.89712 | 1.3466e-14 | -120.318 | 119.9412 | 1.352e-14 | -120.318 | 119.9412
Line5_6_7 | 0 | 0 | 0 | 0 | 0 | 0 | 0 | 0 | 0 | 0 | 0 | 0 | 1.9516e-19 | -2.3593e-11 | -6.8586e-11 | -1.9516e-19 | 2.3593e-11 | 6.8586e-11 | -1.0408e-18 | 6.5813e-11 | 1.2117e-11 | 2.0817e-18 | -6.5813e-11 | -1.2117e-11 | 0 | 0 | 0 | 0 | 0 | 0 | 0.90054 | 0.89531 | 0.89712 | 0.90054 | 0.89531 | 0.89712 | 1.352e-14 | -120.318 | 119.9412 | 1.351e-14 | -120.318 | 119.9412
Line6_7_8 | 0 | 0 | 0 | 0 | 0 | 0 | 0 | 0 | 0 | 0 | 0 | 0 | -3.2526e-19 | -1.7695e-11 | -5.1439e-11 | 6.5052e-20 | 1.7695e-11 | 5.1439e-11 | -2.0817e-18 | 4.936e-11 | 9.0878e-12 | 2.6021e-18 | -4.936e-11 | -9.0878e-12 | 0 | 0 | 0 | 0 | 0 | 0 | 0.90054 | 0.89531 | 0.89712 | 0.90054 | 0.89531 | 0.89712 | 1.351e-14 | -120.318 | 119.9412 | 1.3475e-14 | -120.318 | 119.9412
Line7_8_9 | 0 | 0 | 0 | 0 | 0 | 0 | 0 | 0 | 0 | 0 | 0 | 0 | -5.2042e-19 | -5.8982e-12 | -1.7146e-11 | 5.2042e-19 | 5.8982e-12 | 1.7146e-11 | 5.2042e-19 | 1.6453e-11 | 3.0293e-12 | 5.2042e-19 | -1.6453e-11 | -3.0293e-12 | 0 | 0 | 0 | 0 | 0 | 0 | 0.90054 | 0.89531 | 0.89712 | 0.90054 | 0.89531 | 0.89712 | 1.3475e-14 | -120.318 | 119.9412 | 1.3476e-14 | -120.318 | 119.9412
Line8_8_10 | 0 | 0 | 0 | 0 | 0 | 0 | 0 | 0 | 0 | 0 | 0 | 0 | -9.1073e-19 | -5.8982e-12 | -1.7146e-11 | 9.1073e-19 | 5.8982e-12 | 1.7146e-11 | 5.2042e-19 | 1.6453e-11 | 3.0293e-12 | 2.141e-34 | -1.6453e-11 | -3.0293e-12 | 0 | 0 | 0 | 0 | 0 | 0 | 0.90054 | 0.89531 | 0.89712 | 0.90054 | 0.89531 | 0.89712 | 1.3475e-14 | -120.318 | 119.9412 | 1.347e-14 | -120.318 | 119.9412
Line9_3_11 | 0 | 0 | 0 | 0 | 0 | 0 | 0 | 0 | 0 | 0 | 0 | 0 | 2.0166e-18 | -4.1287e-11 | -1.2003e-10 | -2.2768e-18 | 4.1287e-11 | 1.2003e-10 | -1.0408e-18 | 1.1517e-10 | 2.1205e-11 | 5.2042e-19 | -1.1517e-10 | -2.1205e-11 | 0 | 0 | 0 | 0 | 0 | 0 | 0.90054 | 0.89531 | 0.89712 | 0.90054 | 0.89531 | 0.89712 | 1.3385e-14 | -120.318 | 119.9412 | 1.3369e-14 | -120.318 | 119.9412

## LG_max_6
name | pf_ikss_a_from_ka | pf_ikss_b_from_ka | pf_ikss_c_from_ka | pf_ikss_a_to_ka | pf_ikss_b_to_ka | pf_ikss_c_to_ka | pf_skss_a_from_mw | pf_skss_b_from_mw | pf_skss_c_from_mw | pf_skss_a_to_mw | pf_skss_b_to_mw | pf_skss_c_to_mw | pf_p_a_from_mw | pf_p_b_from_mw | pf_p_c_from_mw | pf_p_a_to_mw | pf_p_b_to_mw | pf_p_c_to_mw | pf_q_a_from_mvar | pf_q_b_from_mvar | pf_q_c_from_mvar | pf_q_a_to_mvar | pf_q_b_to_mvar | pf_q_c_to_mvar | pf_ikss_a_from_degree | pf_ikss_b_from_degree | pf_ikss_c_from_degree | pf_ikss_a_to_degree | pf_ikss_b_to_degree | pf_ikss_c_to_degree | pf_vm_a_from_pu | pf_vm_b_from_pu | pf_vm_c_from_pu | pf_vm_a_to_pu | pf_vm_b_to_pu | pf_vm_c_to_pu | pf_va_a_from_degree | pf_va_b_from_degree | pf_va_c_from_degree | pf_va_a_to_degree | pf_va_b_to_degree | pf_va_c_to_degree
Line0_1_2 | 2.203e-06 | 2.2032e-06 | 2.2032e-06 | 1.8366e-06 | 1.8367e-06 | 1.8367e-06 | 5.0875e-07 | 5.088e-07 | 5.088e-07 | 4.2414e-07 | 4.2418e-07 | 4.2418e-07 | 9.1111e-20 | 4.954e-07 | -4.292e-07 | 1.8431e-14 | -4.1836e-07 | 3.5216e-07 | -6.8381e-20 | -7.5259e-07 | -7.8953e-07 | 3.715e-14 | 6.2386e-07 | 6.6126e-07 | -92.432 | -92.2876 | -92.2876 | 87.0484 | 87.2217 | 87.2217 | 1.0224 | 1.05 | 1.0197 | 1.0224 | 1.05 | 1.0197 | 0 | -148.9326 | 149.1833 | 0 | -148.9326 | 149.1833
Line10_11_12 | 2.203e-06 | 2.2032e-06 | 2.2032e-06 | 1.8366e-06 | 1.8367e-06 | 1.8367e-06 | 5.0875e-07 | 5.088e-07 | 5.088e-07 | 4.2414e-07 | 4.2418e-07 | 4.2418e-07 | -5.7194e-14 | 4.954e-07 | -4.292e-07 | 6.5257e-14 | -4.1836e-07 | 3.5216e-07 | -1.1296e-13 | -7.5259e-07 | -7.8953e-07 | 1.3175e-13 | 6.2386e-07 | 6.6126e-07 | -92.432 | -92.2876 | -92.2876 | 87.0484 | 87.2217 | 87.2217 | 1.0224 | 1.05 | 1.0197 | 1.0224 | 1.05 | 1.0197 | 0 | -148.9326 | 149.1833 | 0 | -148.9326 | 149.1833
Line11_12_13 | 1.8358e-06 | 1.836e-06 | 1.836e-06 | 1.4695e-06 | 1.4696e-06 | 1.4696e-06 | 4.2396e-07 | 4.24e-07 | 4.24e-07 | 3.3936e-07 | 3.3938e-07 | 3.3938e-07 | -6.6421e-14 | 4.1283e-07 | -3.5767e-07 | 6.4007e-14 | -3.358e-07 | 2.8063e-07 | -1.311e-13 | -6.2716e-07 | -6.5794e-07 | 1.2987e-13 | 4.9843e-07 | 5.2967e-07 | -92.432 | -92.2876 | -92.2876 | 86.9185 | 87.099 | 87.099 | 1.0224 | 1.05 | 1.0197 | 1.0224 | 1.05 | 1.0197 | 0 | -148.9326 | 149.1833 | 0 | -148.9326 | 149.1833
Line12_13_15 | 1.1015e-06 | 1.1016e-06 | 1.1016e-06 | 0 | 0 | 0 | 2.5438e-07 | 2.544e-07 | 2.544e-07 | 0 | 0 | 0 | -4.9079e-14 | 2.477e-07 | -2.146e-07 | 3.4585e-14 | -1.7066e-07 | 1.3757e-07 | -9.6799e-14 | -3.763e-07 | -3.9476e-07 | 7.2127e-14 | 2.4757e-07 | 2.6649e-07 | -92.432 | -92.2876 | -92.2876 | 0 | 0 | 0 | 1.0224 | 1.05 | 1.0197 | 1.0224 | 1.05 | 1.0197 | 0 | -148.9326 | 149.1833 | 0 | -148.9326 | 149.1833
Line13_13_14 | 0 | 0 | 0 | 0 | 0 | 0 | 0 | 0 | 0 | 0 | 0 | 0 | -1.636e-14 | 8.2566e-08 | -7.1533e-08 | -1.4614e-15 | -5.5314e-09 | -5.5014e-09 | -3.2266e-14 | -1.2543e-07 | -1.3159e-07 | 8.2239e-16 | -3.2983e-09 | 3.3157e-09 | 0 | 0 | 0 | 0 | 0 | 0 | 1.0224 | 1.05 | 1.0197 | 1.0224 | 1.05 | 1.0197 | 0 | -148.9326 | 149.1833 | 0 | -148.9326 | 149.1833
Line14_15_16 | 0 | 0 | 0 | 0 | 0 | 0 | 0 | 0 | 0 | 0 | 0 | 0 | -3.6166e-14 | 1.6513e-07 | -1.4307e-07 | 1.746e-14 | -8.8098e-08 | 6.6032e-08 | -7.1238e-14 | -2.5086e-07 | -2.6318e-07 | 3.8565e-14 | 1.2213e-07 | 1.349e-07 | 0 | 0 | 0 | 0 | 0 | 0 | 1.0224 | 1.05 | 1.0197 | 1.0224 | 1.05 | 1.0197 | 0 | -148.9326 | 149.1833 | 0 | -148.9326 | 149.1833
Line15_16_17 | 0 | 0 | 0 | 0 | 0 | 0 | 0 | 0 | 0 | 0 | 0 | 0 | -1.9129e-14 | 8.2566e-08 | -7.1533e-08 | -1.6991e-15 | -5.5314e-09 | -5.5014e-09 | -3.7625e-14 | -1.2543e-07 | -1.3159e-07 | 9.5836e-16 | -3.2983e-09 | 3.3157e-09 | 0 | 0 | 0 | 0 | 0 | 0 | 1.0224 | 1.05 | 1.0197 | 1.0224 | 1.05 | 1.0197 | 0 | -148.9326 | 149.1833 | 0 | -148.9326 | 149.1833
Line16_4_18 | 0 | 0 | 0 | 0 | 0 | 0 | 0 | 0 | 0 | 0 | 0 | 0 | -1.0467e-15 | 8.2566e-08 | -7.1533e-08 | -1.1814e-16 | -5.5314e-09 | -5.5014e-09 | -2.0057e-15 | -1.2543e-07 | -1.3159e-07 | 6.9424e-17 | -3.2983e-09 | 3.3157e-09 | 0 | 0 | 0 | 0 | 0 | 0 | 1.0224 | 1.05 | 1.0197 | 1.0224 | 1.05 | 1.0197 | 0 | -148.9326 | 149.1833 | 0 | -148.9326 | 149.1833
Line17_5_19 | 0 | 0 | 0 | 0 | 0 | 0 | 0 | 0 | 0 | 0 | 0 | 0 | -1.0467e-15 | 8.2566e-08 | -7.1533e-08 | -1.1814e-16 | -5.5314e-09 | -5.5014e-09 | -2.0057e-15 | -1.2543e-07 | -1.3159e-07 | 6.9424e-17 | -3.2983e-09 | 3.3157e-09 | 0 | 0 | 0 | 0 | 0 | 0 | 1.0224 | 1.05 | 1.0197 | 1.0224 | 1.05 | 1.0197 | 0 | -148.9326 | 149.1833 | 0 | -148.9326 | 149.1833
Line1_1_3 | 2.9373e-06 | 2.9376e-06 | 2.9376e-06 | 2.5709e-06 | 2.5711e-06 | 2.5711e-06 | 6.7834e-07 | 6.784e-07 | 6.784e-07 | 5.9372e-07 | 5.9377e-07 | 5.9377e-07 | 1.2148e-19 | 6.6053e-07 | -5.7227e-07 | 3.5283e-14 | -5.8349e-07 | 4.9523e-07 | -9.1174e-20 | -1.0035e-06 | -1.0527e-06 | 7.086e-14 | 8.7473e-07 | 9.2443e-07 | -92.432 | -92.2876 | -92.2876 | 87.1968 | 87.3618 | 87.3618 | 1.0224 | 1.05 | 1.0197 | 1.0224 | 1.05 | 1.0197 | 0 | -148.9326 | 149.1833 | 0 | -148.9326 | 149.1833
Line2_1_4 | 0 | 0 | 0 | 0 | 0 | 0 | 0 | 0 | 0 | 0 | 0 | 0 | 3.037e-20 | 1.6513e-07 | -1.4307e-07 | 9.5775e-16 | -8.8097e-08 | 6.6032e-08 | -2.2794e-20 | -2.5086e-07 | -2.6318e-07 | 2.0571e-15 | 1.2213e-07 | 1.349e-07 | 0 | 0 | 0 | 0 | 0 | 0 | 1.0224 | 1.05 | 1.0197 | 1.0224 | 1.05 | 1.0197 | 0 | -148.9326 | 149.1833 | 0 | -148.9326 | 149.1833
Line3_1_5 | 0 | 0 | 0 | 0 | 0 | 0 | 0 | 0 | 0 | 0 | 0 | 0 | 3.037e-20 | 1.6513e-07 | -1.4307e-07 | 9.5775e-16 | -8.8097e-08 | 6.6032e-08 | -2.2794e-20 | -2.5086e-07 | -2.6318e-07 | 2.0571e-15 | 1.2213e-07 | 1.349e-07 | 0 | 0 | 0 | 0 | 0 | 0 | 1.0224 | 1.05 | 1.0197 | 1.0224 | 1.05 | 1.0197 | 0 | -148.9326 | 149.1833 | 0 | -148.9326 | 149.1833
Line4_2_6 | 1.8358e-06 | 1.836e-06 | 1.836e-06 | 1.4695e-06 | 1.4696e-06 | 1.4696e-06 | 4.2396e-07 | 4.24e-07 | 4.24e-07 | 3.3936e-07 | 3.3938e-07 | 3.3938e-07 | -1.8759e-14 | 4.1283e-07 | -3.5767e-07 | 2.6713e-14 | -3.358e-07 | 2.8063e-07 | -3.6966e-14 | -6.2716e-07 | -6.5794e-07 | 5.4094e-14 | 4.9843e-07 | 5.2967e-07 | -92.432 | -92.2876 | -92.2876 | 86.9185 | 87.099 | 87.099 | 1.0224 | 1.05 | 1.0197 | 1.0224 | 1.05 | 1.0197 | 0 | -148.9326 | 149.1833 | 0 | -148.9326 | 149.1833
Line5_6_7 | 1.4686e-06 | 1.4688e-06 | 1.4688e-06 | 1.1023e-06 | 1.1024e-06 | 1.1024e-06 | 3.3917e-07 | 3.392e-07 | 3.392e-07 | 2.5457e-07 | 2.5459e-07 | 2.5459e-07 | -2.7309e-14 | 3.3026e-07 | -2.8613e-07 | 2.6875e-14 | -2.5323e-07 | 2.091e-07 | -5.3758e-14 | -5.0173e-07 | -5.2635e-07 | 5.487e-14 | 3.73e-07 | 3.9808e-07 | -92.432 | -92.2876 | -92.2876 | 86.7022 | 86.8947 | 86.8947 | 1.0224 | 1.05 | 1.0197 | 1.0224 | 1.05 | 1.0197 | 0 | -148.9326 | 149.1833 | 0 | -148.9326 | 149.1833
Line6_7_8 | 1.1015e-06 | 1.1016e-06 | 1.1016e-06 | 0 | 0 | 0 | 2.5438e-07 | 2.544e-07 | 2.544e-07 | 0 | 0 | 0 | -2.768e-14 | 2.477e-07 | -2.146e-07 | 2.0945e-14 | -1.7066e-07 | 1.3757e-07 | -5.4417e-14 | -3.763e-07 | -3.9476e-07 | 4.3521e-14 | 2.4757e-07 | 2.6649e-07 | -92.432 | -92.2876 | -92.2876 | 0 | 0 | 0 | 1.0224 | 1.05 | 1.0197 | 1.0224 | 1.05 | 1.0197 | 0 | -148.9326 | 149.1833 | 0 | -148.9326 | 149.1833
Line7_8_9 | 0 | 0 | 0 | 0 | 0 | 0 | 0 | 0 | 0 | 0 | 0 | 0 | -1.095e-14 | 8.2566e-08 | -7.1533e-08 | -9.8302e-16 | -5.5314e-09 | -5.5014e-09 | -2.1492e-14 | -1.2543e-07 | -1.3159e-07 | 5.562e-16 | -3.2983e-09 | 3.3157e-09 | 0 | 0 | 0 | 0 | 0 | 0 | 1.0224 | 1.05 | 1.0197 | 1.0224 | 1.05 | 1.0197 | 0 | -148.9326 | 149.1833 | 0 | -148.9326 | 149.1833
Line8_8_10 | 0 | 0 | 0 | 0 | 0 | 0 | 0 | 0 | 0 | 0 | 0 | 0 | -1.095e-14 | 8.2566e-08 | -7.1533e-08 | -9.8302e-16 | -5.5314e-09 | -5.5014e-09 | -2.1492e-14 | -1.2543e-07 | -1.3159e-07 | 5.562e-16 | -3.2983e-09 | 3.3157e-09 | 0 | 0 | 0 | 0 | 0 | 0 | 1.0224 | 1.05 | 1.0197 | 1.0224 | 1.05 | 1.0197 | 0 | -148.9326 | 149.1833 | 0 | -148.9326 | 149.1833
Line9_3_11 | 2.5701e-06 | 2.5704e-06 | 2.5704e-06 | 2.2037e-06 | 2.2039e-06 | 2.2039e-06 | 5.9355e-07 | 5.936e-07 | 5.936e-07 | 5.0893e-07 | 5.0898e-07 | 5.0898e-07 | -3.573e-14 | 5.7796e-07 | -5.0073e-07 | 5.6359e-14 | -5.0093e-07 | 4.237e-07 | -7.0609e-14 | -8.7803e-07 | -9.2112e-07 | 1.1343e-13 | 7.493e-07 | 7.9284e-07 | -92.432 | -92.2876 | -92.2876 | 87.1349 | 87.3034 | 87.3034 | 1.0224 | 1.05 | 1.0197 | 1.0224 | 1.05 | 1.0197 | 0 | -148.9326 | 149.1833 | 0 | -148.9326 | 149.1833

## LG_max_10
name | pf_ikss_a_from_ka | pf_ikss_b_from_ka | pf_ikss_c_from_ka | pf_ikss_a_to_ka | pf_ikss_b_to_ka | pf_ikss_c_to_ka | pf_skss_a_from_mw | pf_skss_b_from_mw | pf_skss_c_from_mw | pf_skss_a_to_mw | pf_skss_b_to_mw | pf_skss_c_to_mw | pf_p_a_from_mw | pf_p_b_from_mw | pf_p_c_from_mw | pf_p_a_to_mw | pf_p_b_to_mw | pf_p_c_to_mw | pf_q_a_from_mvar | pf_q_b_from_mvar | pf_q_c_from_mvar | pf_q_a_to_mvar | pf_q_b_to_mvar | pf_q_c_to_mvar | pf_ikss_a_from_degree | pf_ikss_b_from_degree | pf_ikss_c_from_degree | pf_ikss_a_to_degree | pf_ikss_b_to_degree | pf_ikss_c_to_degree | pf_vm_a_from_pu | pf_vm_b_from_pu | pf_vm_c_from_pu | pf_vm_a_to_pu | pf_vm_b_to_pu | pf_vm_c_to_pu | pf_va_a_from_degree | pf_va_b_from_degree | pf_va_c_from_degree | pf_va_a_to_degree | pf_va_b_to_degree | pf_va_c_to_degree
Line0_1_2 | 2.3039e-06 | 2.3041e-06 | 2.3041e-06 | 1.9207e-06 | 1.9209e-06 | 1.9209e-06 | 5.3206e-07 | 5.3211e-07 | 5.3211e-07 | 4.4357e-07 | 4.4361e-07 | 4.4361e-07 | 8.7455e-20 | 5.4267e-07 | -4.7034e-07 | 2.0161e-14 | -4.5827e-07 | 3.8594e-07 | -6.8539e-20 | -8.2318e-07 | -8.6348e-07 | 4.063e-14 | 6.8237e-07 | 7.2319e-07 | -92.4292 | -92.278 | -92.278 | 87.0503 | 87.2317 | 87.2317 | 1.0698 | 1.1 | 1.0669 | 1.0698 | 1.1 | 1.0669 | 0 | -148.8837 | 149.1449 | 0 | -148.8837 | 149.1449
Line10_11_12 | 2.3039e-06 | 2.3041e-06 | 2.3041e-06 | 1.9207e-06 | 1.9209e-06 | 1.9209e-06 | 5.3206e-07 | 5.3211e-07 | 5.3211e-07 | 4.4357e-07 | 4.4361e-07 | 4.4361e-07 | -6.2565e-14 | 5.4267e-07 | -4.7034e-07 | 7.1383e-14 | -4.5827e-07 | 3.8594e-07 | -1.2354e-13 | -8.2318e-07 | -8.6348e-07 | 1.441e-13 | 6.8237e-07 | 7.2319e-07 | -92.4292 | -92.278 | -92.278 | 87.0503 | 87.2317 | 87.2317 | 1.0698 | 1.1 | 1.0669 | 1.0698 | 1.1 | 1.0669 | 0 | -148.8837 | 149.1449 | 0 | -148.8837 | 149.1449
Line11_12_13 | 1.9199e-06 | 1.9201e-06 | 1.9201e-06 | 1.5368e-06 | 1.5369e-06 | 1.5369e-06 | 4.4338e-07 | 4.4343e-07 | 4.4343e-07 | 3.549e-07 | 3.5493e-07 | 3.5493e-07 | -7.2659e-14 | 4.5223e-07 | -3.9195e-07 | 7.0015e-14 | -3.6783e-07 | 3.0755e-07 | -1.4338e-13 | -6.8598e-07 | -7.1956e-07 | 1.4204e-13 | 5.4518e-07 | 5.7928e-07 | -92.4292 | -92.278 | -92.278 | 86.9202 | 87.1092 | 87.1092 | 1.0698 | 1.1 | 1.0669 | 1.0698 | 1.1 | 1.0669 | 0 | -148.8837 | 149.1449 | 0 | -148.8837 | 149.1449
Line12_13_15 | 1.1519e-06 | 1.1521e-06 | 1.1521e-06 | 0 | 0 | 0 | 2.6603e-07 | 2.6606e-07 | 2.6606e-07 | 0 | 0 | 0 | -5.3688e-14 | 2.7134e-07 | -2.3517e-07 | 3.783e-14 | -1.8694e-07 | 1.5077e-07 | -1.0587e-13 | -4.1159e-07 | -4.3174e-07 | 7.8884e-14 | 2.7078e-07 | 2.9146e-07 | -92.4292 | -92.278 | -92.278 | 0 | 0 | 0 | 1.0698 | 1.1 | 1.0669 | 1.0698 | 1.1 | 1.0669 | 0 | -148.8837 | 149.1449 | 0 | -148.8837 | 149.1449
Line13_13_14 | 0 | 0 | 0 | 0 | 0 | 0 | 0 | 0 | 0 | 0 | 0 | 0 | -1.7896e-14 | 9.0445e-08 | -7.8389e-08 | -1.6011e-15 | -6.0451e-09 | -6.0107e-09 | -3.5289e-14 | -1.372e-07 | -1.4391e-07 | 9.0109e-16 | -3.6099e-09 | 3.6298e-09 | 0 | 0 | 0 | 0 | 0 | 0 | 1.0698 | 1.1 | 1.0669 | 1.0698 | 1.1 | 1.0669 | 0 | -148.8837 | 149.1449 | 0 | -148.8837 | 149.1449
Line14_15_16 | 0 | 0 | 0 | 0 | 0 | 0 | 0 | 0 | 0 | 0 | 0 | 0 | -3.9562e-14 | 1.8089e-07 | -1.5678e-07 | 1.9097e-14 | -9.649e-08 | 7.2379e-08 | -7.791e-14 | -2.7439e-07 | -2.8783e-07 | 4.2179e-14 | 1.3359e-07 | 1.4754e-07 | 0 | 0 | 0 | 0 | 0 | 0 | 1.0698 | 1.1 | 1.0669 | 1.0698 | 1.1 | 1.0669 | 0 | -148.8837 | 149.1449 | 0 | -148.8837 | 149.1449
Line15_16_17 | 0 | 0 | 0 | 0 | 0 | 0 | 0 | 0 | 0 | 0 | 0 | 0 | -2.0926e-14 | 9.0445e-08 | -7.8389e-08 | -1.8615e-15 | -6.0451e-09 | -6.0107e-09 | -4.1149e-14 | -1.372e-07 | -1.4391e-07 | 1.0501e-15 | -3.6099e-09 | 3.6298e-09 | 0 | 0 | 0 | 0 | 0 | 0 | 1.0698 | 1.1 | 1.0669 | 1.0698 | 1.1 | 1.0669 | 0 | -148.8837 | 149.1449 | 0 | -148.8837 | 149.1449
Line16_4_18 | 0 | 0 | 0 | 0 | 0 | 0 | 0 | 0 | 0 | 0 | 0 | 0 | -1.1451e-15 | 9.0445e-08 | -7.8389e-08 | -1.2943e-16 | -6.0451e-09 | -6.0107e-09 | -2.1935e-15 | -1.372e-07 | -1.4391e-07 | 7.6075e-17 | -3.6099e-09 | 3.6298e-09 | 0 | 0 | 0 | 0 | 0 | 0 | 1.0698 | 1.1 | 1.0669 | 1.0698 | 1.1 | 1.0669 | 0 | -148.8837 | 149.1449 | 0 | -148.8837 | 149.1449
Line17_5_19 | 0 | 0 | 0 | 0 | 0 | 0 | 0 | 0 | 0 | 0 | 0 | 0 | -1.1451e-15 | 9.0445e-08 | -7.8389e-08 | -1.2943e-16 | -6.0451e-09 | -6.0107e-09 | -2.1935e-15 | -1.372e-07 | -1.4391e-07 | 7.6075e-17 | -3.6099e-09 | 3.6298e-09 | 0 | 0 | 0 | 0 | 0 | 0 | 1.0698 | 1.1 | 1.0669 | 1.0698 | 1.1 | 1.0669 | 0 | -148.8837 | 149.1449 | 0 | -148.8837 | 149.1449
Line1_1_3 | 3.0719e-06 | 3.0721e-06 | 3.0721e-06 | 2.6887e-06 | 2.6889e-06 | 2.6889e-06 | 7.0941e-07 | 7.0948e-07 | 7.0948e-07 | 6.2092e-07 | 6.2098e-07 | 6.2098e-07 | 1.1661e-19 | 7.2356e-07 | -6.2711e-07 | 3.8595e-14 | -6.3916e-07 | 5.4271e-07 | -9.1385e-20 | -1.0976e-06 | -1.1513e-06 | 7.7497e-14 | 9.5677e-07 | 1.011e-06 | -92.4292 | -92.278 | -92.278 | 87.1989 | 87.3717 | 87.3717 | 1.0698 | 1.1 | 1.0669 | 1.0698 | 1.1 | 1.0669 | 0 | -148.8837 | 149.1449 | 0 | -148.8837 | 149.1449
Line2_1_4 | 0 | 0 | 0 | 0 | 0 | 0 | 0 | 0 | 0 | 0 | 0 | 0 | 2.9152e-20 | 1.8089e-07 | -1.5678e-07 | 1.0476e-15 | -9.649e-08 | 7.2379e-08 | -2.2846e-20 | -2.7439e-07 | -2.8783e-07 | 2.2498e-15 | 1.3359e-07 | 1.4754e-07 | 0 | 0 | 0 | 0 | 0 | 0 | 1.0698 | 1.1 | 1.0669 | 1.0698 | 1.1 | 1.0669 | 0 | -148.8837 | 149.1449 | 0 | -148.8837 | 149.1449
Line3_1_5 | 0 | 0 | 0 | 0 | 0 | 0 | 0 | 0 | 0 | 0 | 0 | 0 | 2.9152e-20 | 1.8089e-07 | -1.5678e-07 | 1.0476e-15 | -9.649e-08 | 7.2379e-08 | -2.2846e-20 | -2.7439e-07 | -2.8783e-07 | 2.2498e-15 | 1.3359e-07 | 1.4754e-07 | 0 | 0 | 0 | 0 | 0 | 0 | 1.0698 | 1.1 | 1.0669 | 1.0698 | 1.1 | 1.0669 | 0 | -148.8837 | 149.1449 | 0 | -148.8837 | 149.1449
Line4_2_6 | 1.9199e-06 | 1.9201e-06 | 1.9201e-06 | 1.5368e-06 | 1.5369e-06 | 1.5369e-06 | 4.4338e-07 | 4.4343e-07 | 4.4343e-07 | 3.549e-07 | 3.5493e-07 | 3.5493e-07 | -2.0521e-14 | 4.5223e-07 | -3.9195e-07 | 2.9221e-14 | -3.6783e-07 | 3.0755e-07 | -4.0428e-14 | -6.8598e-07 | -7.1956e-07 | 5.9161e-14 | 5.4518e-07 | 5.7928e-07 | -92.4292 | -92.278 | -92.278 | 86.9202 | 87.1092 | 87.1092 | 1.0698 | 1.1 | 1.0669 | 1.0698 | 1.1 | 1.0669 | 0 | -148.8837 | 149.1449 | 0 | -148.8837 | 149.1449
Line5_6_7 | 1.5359e-06 | 1.5361e-06 | 1.5361e-06 | 1.1528e-06 | 1.1529e-06 | 1.1529e-06 | 3.5471e-07 | 3.5474e-07 | 3.5474e-07 | 2.6623e-07 | 2.6625e-07 | 2.6625e-07 | -2.9874e-14 | 3.6178e-07 | -3.1356e-07 | 2.9397e-14 | -2.7738e-07 | 2.2916e-07 | -5.8793e-14 | -5.4879e-07 | -5.7565e-07 | 6.001e-14 | 4.0798e-07 | 4.3537e-07 | -92.4292 | -92.278 | -92.278 | 86.7035 | 86.9051 | 86.9051 | 1.0698 | 1.1 | 1.0669 | 1.0698 | 1.1 | 1.0669 | 0 | -148.8837 | 149.1449 | 0 | -148.8837 | 149.1449
Line6_7_8 | 1.1519e-06 | 1.1521e-06 | 1.1521e-06 | 0 | 0 | 0 | 2.6603e-07 | 2.6606e-07 | 2.6606e-07 | 0 | 0 | 0 | -3.0279e-14 | 2.7134e-07 | -2.3517e-07 | 2.2911e-14 | -1.8694e-07 | 1.5077e-07 | -5.9513e-14 | -4.1159e-07 | -4.3174e-07 | 4.7598e-14 | 2.7078e-07 | 2.9146e-07 | -92.4292 | -92.278 | -92.278 | 0 | 0 | 0 | 1.0698 | 1.1 | 1.0669 | 1.0698 | 1.1 | 1.0669 | 0 | -148.8837 | 149.1449 | 0 | -148.8837 | 149.1449
Line7_8_9 | 0 | 0 | 0 | 0 | 0 | 0 | 0 | 0 | 0 | 0 | 0 | 0 | -1.1978e-14 | 9.0445e-08 | -7.8389e-08 | -1.077e-15 | -6.0451e-09 | -6.0107e-09 | -2.3504e-14 | -1.372e-07 | -1.4391e-07 | 6.0944e-16 | -3.6099e-09 | 3.6298e-09 | 0 | 0 | 0 | 0 | 0 | 0 | 1.0698 | 1.1 | 1.0669 | 1.0698 | 1.1 | 1.0669 | 0 | -148.8837 | 149.1449 | 0 | -148.8837 | 149.1449
Line8_8_10 | 0 | 0 | 0 | 0 | 0 | 0 | 0 | 0 | 0 | 0 | 0 | 0 | -1.1978e-14 | 9.0445e-08 | -7.8389e-08 | -1.077e-15 | -6.0451e-09 | -6.0107e-09 | -2.3504e-14 | -1.372e-07 | -1.4391e-07 | 6.0944e-16 | -3.6099e-09 | 3.6298e-09 | 0 | 0 | 0 | 0 | 0 | 0 | 1.0698 | 1.1 | 1.0669 | 1.0698 | 1.1 | 1.0669 | 0 | -148.8837 | 149.1449 | 0 | -148.8837 | 149.1449
Line9_3_11 | 2.6879e-06 | 2.6881e-06 | 2.6881e-06 | 2.3047e-06 | 2.3049e-06 | 2.3049e-06 | 6.2074e-07 | 6.208e-07 | 6.208e-07 | 5.3225e-07 | 5.3229e-07 | 5.3229e-07 | -3.9086e-14 | 6.3312e-07 | -5.4872e-07 | 6.165e-14 | -5.4872e-07 | 4.6432e-07 | -7.7222e-14 | -9.6038e-07 | -1.0074e-06 | 1.2406e-13 | 8.1957e-07 | 8.6711e-07 | -92.4292 | -92.278 | -92.278 | 87.137 | 87.3134 | 87.3134 | 1.0698 | 1.1 | 1.0669 | 1.0698 | 1.1 | 1.0669 | 0 | -148.8837 | 149.1449 | 0 | -148.8837 | 149.1449

## LG_max_fault_6
name | pf_ikss_a_from_ka | pf_ikss_b_from_ka | pf_ikss_c_from_ka | pf_ikss_a_to_ka | pf_ikss_b_to_ka | pf_ikss_c_to_ka | pf_skss_a_from_mw | pf_skss_b_from_mw | pf_skss_c_from_mw | pf_skss_a_to_mw | pf_skss_b_to_mw | pf_skss_c_to_mw | pf_p_a_from_mw | pf_p_b_from_mw | pf_p_c_from_mw | pf_p_a_to_mw | pf_p_b_to_mw | pf_p_c_to_mw | pf_q_a_from_mvar | pf_q_b_from_mvar | pf_q_c_from_mvar | pf_q_a_to_mvar | pf_q_b_to_mvar | pf_q_c_to_mvar | pf_ikss_a_from_degree | pf_ikss_b_from_degree | pf_ikss_c_from_degree | pf_ikss_a_to_degree | pf_ikss_b_to_degree | pf_ikss_c_to_degree | pf_vm_a_from_pu | pf_vm_b_from_pu | pf_vm_c_from_pu | pf_vm_a_to_pu | pf_vm_b_to_pu | pf_vm_c_to_pu | pf_va_a_from_degree | pf_va_b_from_degree | pf_va_c_from_degree | pf_va_a_to_degree | pf_va_b_to_degree | pf_va_c_to_degree
Line0_1_2 | 0 | 0 | 0 | 0 | 0 | 0 | 0 | 0 | 0 | 0 | 0 | 0 | 1.9557e-08 | 1.0421e-08 | -2.982e-08 | -1.6141e-08 | -8.903e-09 | 2.4886e-08 | 2.1557e-08 | -3.0171e-08 | 3.6809e-09 | -1.8119e-08 | 2.5077e-08 | -2.8556e-09 | 0 | 0 | 0 | 0 | 0 | 0 | 1.0481 | 1.05 | 1.0493 | 1.0481 | 1.05 | 1.0493 | -2.2888 | -120.874 | 123.0342 | -2.2888 | -120.874 | 123.0342
Line10_11_12 | 0 | 0 | 0 | 0 | 0 | 0 | 0 | 0 | 0 | 0 | 0 | 0 | 1.9557e-08 | 1.0421e-08 | -2.982e-08 | -1.6141e-08 | -8.903e-09 | 2.4886e-08 | 2.1557e-08 | -3.0171e-08 | 3.6808e-09 | -1.8119e-08 | 2.5077e-08 | -2.8556e-09 | 0 | 0 | 0 | 0 | 0 | 0 | 1.0481 | 1.05 | 1.0493 | 1.0481 | 1.05 | 1.0493 | -2.2888 | -120.874 | 123.0342 | -2.2888 | -120.874 | 123.0342
Line11_12_13 | 0 | 0 | 0 | 0 | 0 | 0 | 0 | 0 | 0 | 0 | 0 | 0 | 1.6297e-08 | 8.6842e-09 | -2.485e-08 | -1.2881e-08 | -7.1661e-09 | 1.9916e-08 | 1.7964e-08 | -2.5142e-08 | 3.0674e-09 | -1.4526e-08 | 2.0049e-08 | -2.2421e-09 | 0 | 0 | 0 | 0 | 0 | 0 | 1.0481 | 1.05 | 1.0493 | 1.0481 | 1.05 | 1.0493 | -2.2888 | -120.874 | 123.0342 | -2.2888 | -120.874 | 123.0342
Line12_13_15 | 0 | 0 | 0 | 0 | 0 | 0 | 0 | 0 | 0 | 0 | 0 | 0 | 9.7785e-09 | 5.2105e-09 | -1.491e-08 | -6.3623e-09 | -3.6924e-09 | 9.9759e-09 | 1.0778e-08 | -1.5085e-08 | 1.8404e-09 | -7.3404e-09 | 9.992e-09 | -1.0152e-09 | 0 | 0 | 0 | 0 | 0 | 0 | 1.0481 | 1.05 | 1.0493 | 1.0481 | 1.05 | 1.0493 | -2.2888 | -120.874 | 123.0342 | -2.2888 | -120.874 | 123.0342
Line13_13_14 | 0 | 0 | 0 | 0 | 0 | 0 | 0 | 0 | 0 | 0 | 0 | 0 | 3.2595e-09 | 1.7368e-09 | -4.9701e-09 | 1.567e-10 | -2.1875e-10 | 3.576e-11 | 3.5928e-09 | -5.0284e-09 | 6.1347e-10 | -1.5479e-10 | -6.4826e-11 | 2.1177e-10 | 0 | 0 | 0 | 0 | 0 | 0 | 1.0481 | 1.05 | 1.0493 | 1.0481 | 1.05 | 1.0493 | -2.2888 | -120.874 | 123.0342 | -2.2888 | -120.874 | 123.0342
Line14_15_16 | 0 | 0 | 0 | 0 | 0 | 0 | 0 | 0 | 0 | 0 | 0 | 0 | 6.519e-09 | 3.4737e-09 | -9.9401e-09 | -3.1028e-09 | -1.9556e-09 | 5.0058e-09 | 7.1856e-09 | -1.0057e-08 | 1.2269e-09 | -3.7476e-09 | 4.9636e-09 | -4.0171e-10 | 0 | 0 | 0 | 0 | 0 | 0 | 1.0481 | 1.05 | 1.0493 | 1.0481 | 1.05 | 1.0493 | -2.2888 | -120.874 | 123.0342 | -2.2888 | -120.874 | 123.0342
Line15_16_17 | 0 | 0 | 0 | 0 | 0 | 0 | 0 | 0 | 0 | 0 | 0 | 0 | 3.2595e-09 | 1.7368e-09 | -4.9701e-09 | 1.567e-10 | -2.1875e-10 | 3.576e-11 | 3.5928e-09 | -5.0284e-09 | 6.1347e-10 | -1.5479e-10 | -6.4826e-11 | 2.1177e-10 | 0 | 0 | 0 | 0 | 0 | 0 | 1.0481 | 1.05 | 1.0493 | 1.0481 | 1.05 | 1.0493 | -2.2888 | -120.874 | 123.0342 | -2.2888 | -120.874 | 123.0342
Line16_4_18 | 0 | 0 | 0 | 0 | 0 | 0 | 0 | 0 | 0 | 0 | 0 | 0 | 3.2595e-09 | 1.7368e-09 | -4.9701e-09 | 1.567e-10 | -2.1875e-10 | 3.576e-11 | 3.5928e-09 | -5.0284e-09 | 6.1348e-10 | -1.5479e-10 | -6.4826e-11 | 2.1177e-10 | 0 | 0 | 0 | 0 | 0 | 0 | 1.0481 | 1.05 | 1.0493 | 1.0481 | 1.05 | 1.0493 | -2.2888 | -120.874 | 123.0342 | -2.2888 | -120.874 | 123.0342
Line17_5_19 | 0 | 0 | 0 | 0 | 0 | 0 | 0 | 0 | 0 | 0 | 0 | 0 | 3.2595e-09 | 1.7368e-09 | -4.9701e-09 | 1.567e-10 | -2.1875e-10 | 3.576e-11 | 3.5928e-09 | -5.0284e-09 | 6.1348e-10 | -1.5479e-10 | -6.4826e-11 | 2.1177e-10 | 0 | 0 | 0 | 0 | 0 | 0 | 1.0481 | 1.05 | 1.0493 | 1.0481 | 1.05 | 1.0493 | -2.2888 | -120.874 | 123.0342 | -2.2888 | -120.874 | 123.0342
Line1_1_3 | 0 | 0 | 0 | 0 | 0 | 0 | 0 | 0 | 0 | 0 | 0 | 0 | 2.6076e-08 | 1.3895e-08 | -3.976e-08 | -2.266e-08 | -1.2377e-08 | 3.4826e-08 | 2.8742e-08 | -4.0227e-08 | 4.9078e-09 | -2.5304e-08 | 3.5134e-08 | -4.0826e-09 | 0 | 0 | 0 | 0 | 0 | 0 | 1.0481 | 1.05 | 1.0493 | 1.0481 | 1.05 | 1.0493 | -2.2888 | -120.874 | 123.0342 | -2.2888 | -120.874 | 123.0342
Line2_1_4 | 0 | 0 | 0 | 0 | 0 | 0 | 0 | 0 | 0 | 0 | 0 | 0 | 6.519e-09 | 3.4737e-09 | -9.9401e-09 | -3.1028e-09 | -1.9556e-09 | 5.0058e-09 | 7.1856e-09 | -1.0057e-08 | 1.227e-09 | -3.7476e-09 | 4.9636e-09 | -4.0171e-10 | 0 | 0 | 0 | 0 | 0 | 0 | 1.0481 | 1.05 | 1.0493 | 1.0481 | 1.05 | 1.0493 | -2.2888 | -120.874 | 123.0342 | -2.2888 | -120.874 | 123.0342
Line3_1_5 | 0 | 0 | 0 | 0 | 0 | 0 | 0 | 0 | 0 | 0 | 0 | 0 | 6.519e-09 | 3.4737e-09 | -9.9401e-09 | -3.1028e-09 | -1.9556e-09 | 5.0058e-09 | 7.1856e-09 | -1.0057e-08 | 1.227e-09 | -3.7476e-09 | 4.9636e-09 | -4.0171e-10 | 0 | 0 | 0 | 0 | 0 | 0 | 1.0481 | 1.05 | 1.0493 | 1.0481 | 1.05 | 1.0493 | -2.2888 | -120.874 | 123.0342 | -2.2888 | -120.874 | 123.0342
Line4_2_6 | 0 | 0 | 0 | 0 | 0 | 0 | 0 | 0 | 0 | 0 | 0 | 0 | 1.6297e-08 | 8.6842e-09 | -2.485e-08 | -1.2881e-08 | -7.1661e-09 | 1.9916e-08 | 1.7964e-08 | -2.5142e-08 | 3.0674e-09 | -1.4526e-08 | 2.0049e-08 | -2.2421e-09 | 0 | 0 | 0 | 0 | 0 | 0 | 1.0481 | 1.05 | 1.0493 | 1.0481 | 1.05 | 1.0493 | -2.2888 | -120.874 | 123.0342 | -2.2888 | -120.874 | 123.0342
Line5_6_7 | 0 | 0 | 0 | 0 | 0 | 0 | 0 | 0 | 0 | 0 | 0 | 0 | 1.3038e-08 | 6.9474e-09 | -1.988e-08 | -9.6218e-09 | -5.4293e-09 | 1.4946e-08 | 1.4371e-08 | -2.0114e-08 | 2.4539e-09 | -1.0933e-08 | 1.502e-08 | -1.6287e-09 | 0 | 0 | 0 | 0 | 0 | 0 | 1.0481 | 1.05 | 1.0493 | 1.0481 | 1.05 | 1.0493 | -2.2888 | -120.874 | 123.0342 | -2.2888 | -120.874 | 123.0342
Line6_7_8 | 0 | 0 | 0 | 0 | 0 | 0 | 0 | 0 | 0 | 0 | 0 | 0 | 9.7785e-09 | 5.2105e-09 | -1.491e-08 | -6.3623e-09 | -3.6924e-09 | 9.9759e-09 | 1.0778e-08 | -1.5085e-08 | 1.8404e-09 | -7.3404e-09 | 9.992e-09 | -1.0152e-09 | 0 | 0 | 0 | 0 | 0 | 0 | 1.0481 | 1.05 | 1.0493 | 1.0481 | 1.05 | 1.0493 | -2.2888 | -120.874 | 123.0342 | -2.2888 | -120.874 | 123.0342
Line7_8_9 | 0 | 0 | 0 | 0 | 0 | 0 | 0 | 0 | 0 | 0 | 0 | 0 | 3.2595e-09 | 1.7368e-09 | -4.9701e-09 | 1.567e-10 | -2.1875e-10 | 3.576e-11 | 3.5928e-09 | -5.0284e-09 | 6.1348e-10 | -1.5479e-10 | -6.4826e-11 | 2.1177e-10 | 0 | 0 | 0 | 0 | 0 | 0 | 1.0481 | 1.05 | 1.0493 | 1.0481 | 1.05 | 1.0493 | -2.2888 | -120.874 | 123.0342 | -2.2888 | -120.874 | 123.0342
Line8_8_10 | 0 | 0 | 0 | 0 | 0 | 0 | 0 | 0 | 0 | 0 | 0 | 0 | 3.2595e-09 | 1.7368e-09 | -4.9701e-09 | 1.567e-10 | -2.1875e-10 | 3.576e-11 | 3.5928e-09 | -5.0284e-09 | 6.1348e-10 | -1.5479e-10 | -6.4826e-11 | 2.1177e-10 | 0 | 0 | 0 | 0 | 0 | 0 | 1.0481 | 1.05 | 1.0493 | 1.0481 | 1.05 | 1.0493 | -2.2888 | -120.874 | 123.0342 | -2.2888 | -120.874 | 123.0342
Line9_3_11 | 0 | 0 | 0 | 0 | 0 | 0 | 0 | 0 | 0 | 0 | 0 | 0 | 2.2816e-08 | 1.2158e-08 | -3.479e-08 | -1.94e-08 | -1.064e-08 | 2.9856e-08 | 2.515e-08 | -3.5199e-08 | 4.2943e-09 | -2.1712e-08 | 3.0106e-08 | -3.4691e-09 | 0 | 0 | 0 | 0 | 0 | 0 | 1.0481 | 1.05 | 1.0493 | 1.0481 | 1.05 | 1.0493 | -2.2888 | -120.874 | 123.0342 | -2.2888 | -120.874 | 123.0342

## LG_max_fault_10
name | pf_ikss_a_from_ka | pf_ikss_b_from_ka | pf_ikss_c_from_ka | pf_ikss_a_to_ka | pf_ikss_b_to_ka | pf_ikss_c_to_ka | pf_skss_a_from_mw | pf_skss_b_from_mw | pf_skss_c_from_mw | pf_skss_a_to_mw | pf_skss_b_to_mw | pf_skss_c_to_mw | pf_p_a_from_mw | pf_p_b_from_mw | pf_p_c_from_mw | pf_p_a_to_mw | pf_p_b_to_mw | pf_p_c_to_mw | pf_q_a_from_mvar | pf_q_b_from_mvar | pf_q_c_from_mvar | pf_q_a_to_mvar | pf_q_b_to_mvar | pf_q_c_to_mvar | pf_ikss_a_from_degree | pf_ikss_b_from_degree | pf_ikss_c_from_degree | pf_ikss_a_to_degree | pf_ikss_b_to_degree | pf_ikss_c_to_degree | pf_vm_a_from_pu | pf_vm_b_from_pu | pf_vm_c_from_pu | pf_vm_a_to_pu | pf_vm_b_to_pu | pf_vm_c_to_pu | pf_va_a_from_degree | pf_va_b_from_degree | pf_va_c_from_degree | pf_va_a_to_degree | pf_va_b_to_degree | pf_va_c_to_degree
Line0_1_2 | 0 | 0 | 0 | 0 | 0 | 0 | 0 | 0 | 0 | 0 | 0 | 0 | 2.1463e-08 | 1.1447e-08 | -3.274e-08 | -1.7714e-08 | -9.7788e-09 | 2.7322e-08 | 2.3669e-08 | -3.312e-08 | 4.0362e-09 | -1.9894e-08 | 2.7529e-08 | -3.1312e-09 | 0 | 0 | 0 | 0 | 0 | 0 | 1.0979 | 1.1 | 1.0992 | 1.0979 | 1.1 | 1.0992 | -2.2929 | -120.8739 | 123.0325 | -2.2929 | -120.8739 | 123.0325
Line10_11_12 | 0 | 0 | 0 | 0 | 0 | 0 | 0 | 0 | 0 | 0 | 0 | 0 | 2.1463e-08 | 1.1447e-08 | -3.274e-08 | -1.7714e-08 | -9.7788e-09 | 2.7322e-08 | 2.3669e-08 | -3.312e-08 | 4.0362e-09 | -1.9894e-08 | 2.7529e-08 | -3.1312e-09 | 0 | 0 | 0 | 0 | 0 | 0 | 1.0979 | 1.1 | 1.0992 | 1.0979 | 1.1 | 1.0992 | -2.2929 | -120.8739 | 123.0325 | -2.2929 | -120.8739 | 123.0325
Line11_12_13 | 0 | 0 | 0 | 0 | 0 | 0 | 0 | 0 | 0 | 0 | 0 | 0 | 1.7886e-08 | 9.5389e-09 | -2.7283e-08 | -1.4136e-08 | -7.871e-09 | 2.1866e-08 | 1.9724e-08 | -2.76e-08 | 3.3635e-09 | -1.5949e-08 | 2.2009e-08 | -2.4585e-09 | 0 | 0 | 0 | 0 | 0 | 0 | 1.0979 | 1.1 | 1.0992 | 1.0979 | 1.1 | 1.0992 | -2.2929 | -120.8739 | 123.0325 | -2.2929 | -120.8739 | 123.0325
Line12_13_15 | 0 | 0 | 0 | 0 | 0 | 0 | 0 | 0 | 0 | 0 | 0 | 0 | 1.0732e-08 | 5.7233e-09 | -1.637e-08 | -6.9821e-09 | -4.0555e-09 | 1.0952e-08 | 1.1834e-08 | -1.656e-08 | 2.0181e-09 | -8.0598e-09 | 1.0969e-08 | -1.1131e-09 | 0 | 0 | 0 | 0 | 0 | 0 | 1.0979 | 1.1 | 1.0992 | 1.0979 | 1.1 | 1.0992 | -2.2929 | -120.8739 | 123.0325 | -2.2929 | -120.8739 | 123.0325
Line13_13_14 | 0 | 0 | 0 | 0 | 0 | 0 | 0 | 0 | 0 | 0 | 0 | 0 | 3.5772e-09 | 1.9078e-09 | -5.4566e-09 | 1.7237e-10 | -2.3992e-10 | 3.9197e-11 | 3.9448e-09 | -5.52e-09 | 6.727e-10 | -1.7016e-10 | -7.1139e-11 | 2.3229e-10 | 0 | 0 | 0 | 0 | 0 | 0 | 1.0979 | 1.1 | 1.0992 | 1.0979 | 1.1 | 1.0992 | -2.2929 | -120.8739 | 123.0325 | -2.2929 | -120.8739 | 123.0325
Line14_15_16 | 0 | 0 | 0 | 0 | 0 | 0 | 0 | 0 | 0 | 0 | 0 | 0 | 7.1544e-09 | 3.8156e-09 | -1.0913e-08 | -3.4048e-09 | -2.1477e-09 | 5.4958e-09 | 7.8896e-09 | -1.104e-08 | 1.3454e-09 | -4.115e-09 | 5.4489e-09 | -4.4041e-10 | 0 | 0 | 0 | 0 | 0 | 0 | 1.0979 | 1.1 | 1.0992 | 1.0979 | 1.1 | 1.0992 | -2.2929 | -120.8739 | 123.0325 | -2.2929 | -120.8739 | 123.0325
Line15_16_17 | 0 | 0 | 0 | 0 | 0 | 0 | 0 | 0 | 0 | 0 | 0 | 0 | 3.5772e-09 | 1.9078e-09 | -5.4566e-09 | 1.7237e-10 | -2.3992e-10 | 3.9197e-11 | 3.9448e-09 | -5.52e-09 | 6.727e-10 | -1.7016e-10 | -7.1139e-11 | 2.3229e-10 | 0 | 0 | 0 | 0 | 0 | 0 | 1.0979 | 1.1 | 1.0992 | 1.0979 | 1.1 | 1.0992 | -2.2929 | -120.8739 | 123.0325 | -2.2929 | -120.8739 | 123.0325
Line16_4_18 | 0 | 0 | 0 | 0 | 0 | 0 | 0 | 0 | 0 | 0 | 0 | 0 | 3.5772e-09 | 1.9078e-09 | -5.4566e-09 | 1.7237e-10 | -2.3992e-10 | 3.9197e-11 | 3.9448e-09 | -5.52e-09 | 6.727e-10 | -1.7016e-10 | -7.1138e-11 | 2.3229e-10 | 0 | 0 | 0 | 0 | 0 | 0 | 1.0979 | 1.1 | 1.0992 | 1.0979 | 1.1 | 1.0992 | -2.2929 | -120.8739 | 123.0325 | -2.2929 | -120.8739 | 123.0325
Line17_5_19 | 0 | 0 | 0 | 0 | 0 | 0 | 0 | 0 | 0 | 0 | 0 | 0 | 3.5772e-09 | 1.9078e-09 | -5.4566e-09 | 1.7237e-10 | -2.3992e-10 | 3.9197e-11 | 3.9448e-09 | -5.52e-09 | 6.727e-10 | -1.7016e-10 | -7.1138e-11 | 2.3229e-10 | 0 | 0 | 0 | 0 | 0 | 0 | 1.0979 | 1.1 | 1.0992 | 1.0979 | 1.1 | 1.0992 | -2.2929 | -120.8739 | 123.0325 | -2.2929 | -120.8739 | 123.0325
Line1_1_3 | 0 | 0 | 0 | 0 | 0 | 0 | 0 | 0 | 0 | 0 | 0 | 0 | 2.8618e-08 | 1.5262e-08 | -4.3653e-08 | -2.4868e-08 | -1.3594e-08 | 3.8236e-08 | 3.1559e-08 | -4.416e-08 | 5.3816e-09 | -2.7784e-08 | 3.8569e-08 | -4.4766e-09 | 0 | 0 | 0 | 0 | 0 | 0 | 1.0979 | 1.1 | 1.0992 | 1.0979 | 1.1 | 1.0992 | -2.2929 | -120.8739 | 123.0325 | -2.2929 | -120.8739 | 123.0325
Line2_1_4 | 0 | 0 | 0 | 0 | 0 | 0 | 0 | 0 | 0 | 0 | 0 | 0 | 7.1544e-09 | 3.8155e-09 | -1.0913e-08 | -3.4048e-09 | -2.1477e-09 | 5.4958e-09 | 7.8896e-09 | -1.104e-08 | 1.3454e-09 | -4.115e-09 | 5.4489e-09 | -4.4041e-10 | 0 | 0 | 0 | 0 | 0 | 0 | 1.0979 | 1.1 | 1.0992 | 1.0979 | 1.1 | 1.0992 | -2.2929 | -120.8739 | 123.0325 | -2.2929 | -120.8739 | 123.0325
Line3_1_5 | 0 | 0 | 0 | 0 | 0 | 0 | 0 | 0 | 0 | 0 | 0 | 0 | 7.1544e-09 | 3.8155e-09 | -1.0913e-08 | -3.4048e-09 | -2.1477e-09 | 5.4958e-09 | 7.8896e-09 | -1.104e-08 | 1.3454e-09 | -4.115e-09 | 5.4489e-09 | -4.4041e-10 | 0 | 0 | 0 | 0 | 0 | 0 | 1.0979 | 1.1 | 1.0992 | 1.0979 | 1.1 | 1.0992 | -2.2929 | -120.8739 | 123.0325 | -2.2929 | -120.8739 | 123.0325
Line4_2_6 | 0 | 0 | 0 | 0 | 0 | 0 | 0 | 0 | 0 | 0 | 0 | 0 | 1.7886e-08 | 9.5389e-09 | -2.7283e-08 | -1.4136e-08 | -7.871e-09 | 2.1866e-08 | 1.9724e-08 | -2.76e-08 | 3.3635e-09 | -1.5949e-08 | 2.2009e-08 | -2.4585e-09 | 0 | 0 | 0 | 0 | 0 | 0 | 1.0979 | 1.1 | 1.0992 | 1.0979 | 1.1 | 1.0992 | -2.2929 | -120.8739 | 123.0325 | -2.2929 | -120.8739 | 123.0325
Line5_6_7 | 0 | 0 | 0 | 0 | 0 | 0 | 0 | 0 | 0 | 0 | 0 | 0 | 1.4309e-08 | 7.6311e-09 | -2.1827e-08 | -1.0559e-08 | -5.9632e-09 | 1.6409e-08 | 1.5779e-08 | -2.208e-08 | 2.6908e-09 | -1.2005e-08 | 1.6489e-08 | -1.7858e-09 | 0 | 0 | 0 | 0 | 0 | 0 | 1.0979 | 1.1 | 1.0992 | 1.0979 | 1.1 | 1.0992 | -2.2929 | -120.8739 | 123.0325 | -2.2929 | -120.8739 | 123.0325
Line6_7_8 | 0 | 0 | 0 | 0 | 0 | 0 | 0 | 0 | 0 | 0 | 0 | 0 | 1.0732e-08 | 5.7233e-09 | -1.637e-08 | -6.9821e-09 | -4.0555e-09 | 1.0952e-08 | 1.1834e-08 | -1.656e-08 | 2.0181e-09 | -8.0598e-09 | 1.0969e-08 | -1.1131e-09 | 0 | 0 | 0 | 0 | 0 | 0 | 1.0979 | 1.1 | 1.0992 | 1.0979 | 1.1 | 1.0992 | -2.2929 | -120.8739 | 123.0325 | -2.2929 | -120.8739 | 123.0325
Line7_8_9 | 0 | 0 | 0 | 0 | 0 | 0 | 0 | 0 | 0 | 0 | 0 | 0 | 3.5772e-09 | 1.9078e-09 | -5.4566e-09 | 1.7237e-10 | -2.3992e-10 | 3.9197e-11 | 3.9448e-09 | -5.52e-09 | 6.727e-10 | -1.7016e-10 | -7.1139e-11 | 2.3229e-10 | 0 | 0 | 0 | 0 | 0 | 0 | 1.0979 | 1.1 | 1.0992 | 1.0979 | 1.1 | 1.0992 | -2.2929 | -120.8739 | 123.0325 | -2.2929 | -120.8739 | 123.0325
Line8_8_10 | 0 | 0 | 0 | 0 | 0 | 0 | 0 | 0 | 0 | 0 | 0 | 0 | 3.5772e-09 | 1.9078e-09 | -5.4566e-09 | 1.7237e-10 | -2.3992e-10 | 3.9197e-11 | 3.9448e-09 | -5.52e-09 | 6.727e-10 | -1.7016e-10 | -7.1138e-11 | 2.3229e-10 | 0 | 0 | 0 | 0 | 0 | 0 | 1.0979 | 1.1 | 1.0992 | 1.0979 | 1.1 | 1.0992 | -2.2929 | -120.8739 | 123.0325 | -2.2929 | -120.8739 | 123.0325
Line9_3_11 | 0 | 0 | 0 | 0 | 0 | 0 | 0 | 0 | 0 | 0 | 0 | 0 | 2.504e-08 | 1.3354e-08 | -3.8196e-08 | -2.1291e-08 | -1.1687e-08 | 3.2779e-08 | 2.7614e-08 | -3.864e-08 | 4.7089e-09 | -2.3839e-08 | 3.3049e-08 | -3.8039e-09 | 0 | 0 | 0 | 0 | 0 | 0 | 1.0979 | 1.1 | 1.0992 | 1.0979 | 1.1 | 1.0992 | -2.2929 | -120.8739 | 123.0325 | -2.2929 | -120.8739 | 123.0325

## LG_min_6
name | pf_ikss_a_from_ka | pf_ikss_b_from_ka | pf_ikss_c_from_ka | pf_ikss_a_to_ka | pf_ikss_b_to_ka | pf_ikss_c_to_ka | pf_skss_a_from_mw | pf_skss_b_from_mw | pf_skss_c_from_mw | pf_skss_a_to_mw | pf_skss_b_to_mw | pf_skss_c_to_mw | pf_p_a_from_mw | pf_p_b_from_mw | pf_p_c_from_mw | pf_p_a_to_mw | pf_p_b_to_mw | pf_p_c_to_mw | pf_q_a_from_mvar | pf_q_b_from_mvar | pf_q_c_from_mvar | pf_q_a_to_mvar | pf_q_b_to_mvar | pf_q_c_to_mvar | pf_ikss_a_from_degree | pf_ikss_b_from_degree | pf_ikss_c_from_degree | pf_ikss_a_to_degree | pf_ikss_b_to_degree | pf_ikss_c_to_degree | pf_vm_a_from_pu | pf_vm_b_from_pu | pf_vm_c_from_pu | pf_vm_a_to_pu | pf_vm_b_to_pu | pf_vm_c_to_pu | pf_va_a_from_degree | pf_va_b_from_degree | pf_va_c_from_degree | pf_va_a_to_degree | pf_va_b_to_degree | pf_va_c_to_degree
Line0_1_2 | 1.9903e-06 | 1.9905e-06 | 1.9905e-06 | 1.6593e-06 | 1.6594e-06 | 1.6594e-06 | 4.5964e-07 | 4.5968e-07 | 4.5968e-07 | 3.832e-07 | 3.8323e-07 | 3.8323e-07 | 2.0248e-20 | 4.0489e-07 | -3.509e-07 | 2.8973e-14 | -3.4192e-07 | 2.8793e-07 | -7.0239e-20 | -6.1434e-07 | -6.4442e-07 | 3.0365e-14 | 5.0925e-07 | 5.3973e-07 | -92.4296 | -92.2796 | -92.2796 | 87.05 | 87.23 | 87.23 | 0.9241 | 0.95 | 0.92159 | 0.9241 | 0.95 | 0.92159 | 0 | -148.8919 | 149.1514 | 0 | -148.8919 | 149.1514
Line10_11_12 | 1.9903e-06 | 1.9905e-06 | 1.9905e-06 | 1.6593e-06 | 1.6594e-06 | 1.6594e-06 | 4.5964e-07 | 4.5969e-07 | 4.5969e-07 | 3.832e-07 | 3.8323e-07 | 3.8323e-07 | -8.9213e-14 | 4.0489e-07 | -3.509e-07 | 1.0265e-13 | -3.4192e-07 | 2.8793e-07 | -9.1984e-14 | -6.1434e-07 | -6.4442e-07 | 1.0772e-13 | 5.0925e-07 | 5.3973e-07 | -92.4297 | -92.2796 | -92.2796 | 87.05 | 87.23 | 87.23 | 0.9241 | 0.95 | 0.92159 | 0.9241 | 0.95 | 0.92159 | 0 | -148.892 | 149.1514 | 0 | -148.892 | 149.1514
Line11_12_13 | 1.6586e-06 | 1.6587e-06 | 1.6587e-06 | 1.3276e-06 | 1.3277e-06 | 1.3277e-06 | 3.8303e-07 | 3.8307e-07 | 3.8307e-07 | 3.066e-07 | 3.0662e-07 | 3.0662e-07 | -1.0358e-13 | 3.3741e-07 | -2.9242e-07 | 1.0087e-13 | -2.7444e-07 | 2.2945e-07 | -1.0674e-13 | -5.1195e-07 | -5.3702e-07 | 1.0628e-13 | 4.0686e-07 | 4.3232e-07 | -92.4297 | -92.2796 | -92.2796 | 86.92 | 87.1075 | 87.1075 | 0.9241 | 0.95 | 0.92159 | 0.9241 | 0.95 | 0.92159 | 0 | -148.892 | 149.1514 | 0 | -148.892 | 149.1514
Line12_13_15 | 0 | 0 | 0 | 0 | 0 | 0 | 0 | 0 | 0 | 0 | 0 | 0 | -7.6514e-14 | 2.0245e-07 | -1.7545e-07 | 5.5092e-14 | -1.3948e-07 | 1.1248e-07 | -7.8802e-14 | -3.0717e-07 | -3.2221e-07 | 5.9315e-14 | 2.0209e-07 | 2.1752e-07 | 0 | 0 | 0 | 0 | 0 | 0 | 0.9241 | 0.95 | 0.92159 | 0.9241 | 0.95 | 0.92159 | 0 | -148.892 | 149.1514 | 0 | -148.892 | 149.1514
Line13_13_14 | 0 | 0 | 0 | 0 | 0 | 0 | 0 | 0 | 0 | 0 | 0 | 0 | -2.5505e-14 | 6.7482e-08 | -5.8483e-08 | -1.1669e-15 | -4.5121e-09 | -4.4866e-09 | -2.6267e-14 | -1.0239e-07 | -1.074e-07 | 1.2356e-15 | -2.6938e-09 | 2.7085e-09 | 0 | 0 | 0 | 0 | 0 | 0 | 0.9241 | 0.95 | 0.92159 | 0.9241 | 0.95 | 0.92159 | 0 | -148.892 | 149.1514 | 0 | -148.892 | 149.1514
Line14_15_16 | 0 | 0 | 0 | 0 | 0 | 0 | 0 | 0 | 0 | 0 | 0 | 0 | -5.6354e-14 | 1.3496e-07 | -1.1697e-07 | 2.8458e-14 | -7.1994e-08 | 5.3996e-08 | -5.7979e-14 | -2.0478e-07 | -2.1481e-07 | 3.2026e-14 | 9.9696e-08 | 1.1011e-07 | 0 | 0 | 0 | 0 | 0 | 0 | 0.9241 | 0.95 | 0.92159 | 0.9241 | 0.95 | 0.92159 | 0 | -148.892 | 149.1514 | 0 | -148.892 | 149.1514
Line15_16_17 | 0 | 0 | 0 | 0 | 0 | 0 | 0 | 0 | 0 | 0 | 0 | 0 | -2.9791e-14 | 6.7482e-08 | -5.8483e-08 | -1.3561e-15 | -4.5121e-09 | -4.4866e-09 | -3.0613e-14 | -1.0239e-07 | -1.074e-07 | 1.4387e-15 | -2.6938e-09 | 2.7085e-09 | 0 | 0 | 0 | 0 | 0 | 0 | 0.9241 | 0.95 | 0.92159 | 0.9241 | 0.95 | 0.92159 | 0 | -148.892 | 149.1514 | 0 | -148.892 | 149.1514
Line16_4_18 | 0 | 0 | 0 | 0 | 0 | 0 | 0 | 0 | 0 | 0 | 0 | 0 | -1.6143e-15 | 6.7482e-08 | -5.8483e-08 | -9.3451e-17 | -4.5121e-09 | -4.4866e-09 | -1.6238e-15 | -1.0239e-07 | -1.074e-07 | 1.0274e-16 | -2.6938e-09 | 2.7085e-09 | 0 | 0 | 0 | 0 | 0 | 0 | 0.9241 | 0.95 | 0.92159 | 0.9241 | 0.95 | 0.92159 | 0 | -148.8919 | 149.1514 | 0 | -148.8919 | 149.1514
Line17_5_19 | 0 | 0 | 0 | 0 | 0 | 0 | 0 | 0 | 0 | 0 | 0 | 0 | -1.6143e-15 | 6.7482e-08 | -5.8483e-08 | -9.3451e-17 | -4.5121e-09 | -4.4866e-09 | -1.6238e-15 | -1.0239e-07 | -1.074e-07 | 1.0274e-16 | -2.6938e-09 | 2.7085e-09 | 0 | 0 | 0 | 0 | 0 | 0 | 0.9241 | 0.95 | 0.92159 | 0.9241 | 0.95 | 0.92159 | 0 | -148.8919 | 149.1514 | 0 | -148.8919 | 149.1514
Line1_1_3 | 2.6537e-06 | 2.654e-06 | 2.654e-06 | 2.3227e-06 | 2.3229e-06 | 2.3229e-06 | 6.1286e-07 | 6.1291e-07 | 6.1291e-07 | 5.3641e-07 | 5.3646e-07 | 5.3646e-07 | 2.6997e-20 | 5.3985e-07 | -4.6786e-07 | 5.5387e-14 | -4.7688e-07 | 4.0489e-07 | -9.3652e-20 | -8.1912e-07 | -8.5923e-07 | 5.7879e-14 | 7.1403e-07 | 7.5454e-07 | -92.4296 | -92.2796 | -92.2796 | 87.1986 | 87.3701 | 87.3701 | 0.9241 | 0.95 | 0.92159 | 0.9241 | 0.95 | 0.92159 | 0 | -148.8919 | 149.1514 | 0 | -148.8919 | 149.1514
Line2_1_4 | 0 | 0 | 0 | 0 | 0 | 0 | 0 | 0 | 0 | 0 | 0 | 0 | 6.7492e-21 | 1.3496e-07 | -1.1697e-07 | 1.5436e-15 | -7.1994e-08 | 5.3996e-08 | -2.3413e-20 | -2.0478e-07 | -2.1481e-07 | 1.7003e-15 | 9.9696e-08 | 1.1011e-07 | 0 | 0 | 0 | 0 | 0 | 0 | 0.9241 | 0.95 | 0.92159 | 0.9241 | 0.95 | 0.92159 | 0 | -148.8919 | 149.1514 | 0 | -148.8919 | 149.1514
Line3_1_5 | 0 | 0 | 0 | 0 | 0 | 0 | 0 | 0 | 0 | 0 | 0 | 0 | 6.7492e-21 | 1.3496e-07 | -1.1697e-07 | 1.5436e-15 | -7.1994e-08 | 5.3996e-08 | -2.3413e-20 | -2.0478e-07 | -2.1481e-07 | 1.7003e-15 | 9.9696e-08 | 1.1011e-07 | 0 | 0 | 0 | 0 | 0 | 0 | 0.9241 | 0.95 | 0.92159 | 0.9241 | 0.95 | 0.92159 | 0 | -148.8919 | 149.1514 | 0 | -148.8919 | 149.1514
Line4_2_6 | 1.6586e-06 | 1.6587e-06 | 1.6587e-06 | 1.3276e-06 | 1.3277e-06 | 1.3277e-06 | 3.8303e-07 | 3.8307e-07 | 3.8307e-07 | 3.066e-07 | 3.0662e-07 | 3.0662e-07 | -2.9235e-14 | 3.3741e-07 | -2.9242e-07 | 4.2068e-14 | -2.7444e-07 | 2.2945e-07 | -3.0088e-14 | -5.1195e-07 | -5.3702e-07 | 4.4251e-14 | 4.0686e-07 | 4.3232e-07 | -92.4296 | -92.2796 | -92.2796 | 86.92 | 87.1075 | 87.1075 | 0.9241 | 0.95 | 0.92159 | 0.9241 | 0.95 | 0.92159 | 0 | -148.8919 | 149.1514 | 0 | -148.8919 | 149.1514
Line5_6_7 | 1.3269e-06 | 1.327e-06 | 1.327e-06 | 0 | 0 | 0 | 3.0643e-07 | 3.0646e-07 | 3.0646e-07 | 0 | 0 | 0 | -4.2544e-14 | 2.6993e-07 | -2.3393e-07 | 4.2457e-14 | -2.0696e-07 | 1.7096e-07 | -4.3747e-14 | -4.0956e-07 | -4.2962e-07 | 4.4954e-14 | 3.0447e-07 | 3.2492e-07 | -92.4296 | -92.2796 | -92.2796 | 0 | 0 | 0 | 0.9241 | 0.95 | 0.92159 | 0.9241 | 0.95 | 0.92159 | 0 | -148.8919 | 149.1514 | 0 | -148.892 | 149.1514
Line6_7_8 | 0 | 0 | 0 | 0 | 0 | 0 | 0 | 0 | 0 | 0 | 0 | 0 | -4.31e-14 | 2.0245e-07 | -1.7545e-07 | 3.3317e-14 | -1.3948e-07 | 1.1248e-07 | -4.4272e-14 | -3.0717e-07 | -3.2221e-07 | 3.5767e-14 | 2.0209e-07 | 2.1752e-07 | 0 | 0 | 0 | 0 | 0 | 0 | 0.9241 | 0.95 | 0.92159 | 0.9241 | 0.95 | 0.92159 | 0 | -148.892 | 149.1514 | 0 | -148.892 | 149.1514
Line7_8_9 | 0 | 0 | 0 | 0 | 0 | 0 | 0 | 0 | 0 | 0 | 0 | 0 | -1.7039e-14 | 6.7482e-08 | -5.8483e-08 | -7.8404e-16 | -4.5121e-09 | -4.4866e-09 | -1.748e-14 | -1.0239e-07 | -1.074e-07 | 8.3404e-16 | -2.6938e-09 | 2.7085e-09 | 0 | 0 | 0 | 0 | 0 | 0 | 0.9241 | 0.95 | 0.92159 | 0.9241 | 0.95 | 0.92159 | 0 | -148.892 | 149.1514 | 0 | -148.892 | 149.1514
Line8_8_10 | 0 | 0 | 0 | 0 | 0 | 0 | 0 | 0 | 0 | 0 | 0 | 0 | -1.7039e-14 | 6.7482e-08 | -5.8483e-08 | -7.8404e-16 | -4.5121e-09 | -4.4866e-09 | -1.748e-14 | -1.0239e-07 | -1.074e-07 | 8.3404e-16 | -2.6938e-09 | 2.7085e-09 | 0 | 0 | 0 | 0 | 0 | 0 | 0.9241 | 0.95 | 0.92159 | 0.9241 | 0.95 | 0.92159 | 0 | -148.892 | 149.1514 | 0 | -148.892 | 149.1514
Line9_3_11 | 2.322e-06 | 2.3222e-06 | 2.3222e-06 | 1.991e-06 | 1.9912e-06 | 1.9912e-06 | 5.3625e-07 | 5.363e-07 | 5.363e-07 | 4.598e-07 | 4.5984e-07 | 4.5984e-07 | -5.5745e-14 | 4.7237e-07 | -4.0938e-07 | 8.8545e-14 | -4.094e-07 | 3.4641e-07 | -5.7502e-14 | -7.1673e-07 | -7.5183e-07 | 9.2689e-14 | 6.1164e-07 | 6.4713e-07 | -92.4296 | -92.2796 | -92.2796 | 87.1367 | 87.3117 | 87.3117 | 0.9241 | 0.95 | 0.92159 | 0.9241 | 0.95 | 0.92159 | 0 | -148.8919 | 149.1514 | 0 | -148.892 | 149.1514

## LG_min_10
name | pf_ikss_a_from_ka | pf_ikss_b_from_ka | pf_ikss_c_from_ka | pf_ikss_a_to_ka | pf_ikss_b_to_ka | pf_ikss_c_to_ka | pf_skss_a_from_mw | pf_skss_b_from_mw | pf_skss_c_from_mw | pf_skss_a_to_mw | pf_skss_b_to_mw | pf_skss_c_to_mw | pf_p_a_from_mw | pf_p_b_from_mw | pf_p_c_from_mw | pf_p_a_to_mw | pf_p_b_to_mw | pf_p_c_to_mw | pf_q_a_from_mvar | pf_q_b_from_mvar | pf_q_c_from_mvar | pf_q_a_to_mvar | pf_q_b_to_mvar | pf_q_c_to_mvar | pf_ikss_a_from_degree | pf_ikss_b_from_degree | pf_ikss_c_from_degree | pf_ikss_a_to_degree | pf_ikss_b_to_degree | pf_ikss_c_to_degree | pf_vm_a_from_pu | pf_vm_b_from_pu | pf_vm_c_from_pu | pf_vm_a_to_pu | pf_vm_b_to_pu | pf_vm_c_to_pu | pf_va_a_from_degree | pf_va_b_from_degree | pf_va_c_from_degree | pf_va_a_to_degree | pf_va_b_to_degree | pf_va_c_to_degree
Line0_1_2 | 1.8856e-06 | 1.8857e-06 | 1.8857e-06 | 1.572e-06 | 1.5721e-06 | 1.5721e-06 | 4.3545e-07 | 4.3549e-07 | 4.3549e-07 | 3.6303e-07 | 3.6306e-07 | 3.6306e-07 | 1.8178e-20 | 3.6339e-07 | -3.1493e-07 | 2.6004e-14 | -3.0688e-07 | 2.5842e-07 | -6.2811e-20 | -5.5137e-07 | -5.7837e-07 | 2.7253e-14 | 4.5706e-07 | 4.8441e-07 | -92.4296 | -92.2796 | -92.2796 | 87.05 | 87.23 | 87.23 | 0.87546 | 0.9 | 0.87308 | 0.87546 | 0.9 | 0.87308 | 0 | -148.8919 | 149.1514 | 0 | -148.8919 | 149.1514
Line10_11_12 | 1.8856e-06 | 1.8857e-06 | 1.8857e-06 | 1.572e-06 | 1.5721e-06 | 1.5721e-06 | 4.3545e-07 | 4.3549e-07 | 4.3549e-07 | 3.6303e-07 | 3.6306e-07 | 3.6306e-07 | -8.0069e-14 | 3.6339e-07 | -3.1493e-07 | 9.2129e-14 | -3.0688e-07 | 2.5842e-07 | -8.2556e-14 | -5.5137e-07 | -5.7837e-07 | 9.6682e-14 | 4.5706e-07 | 4.8441e-07 | -92.4297 | -92.2796 | -92.2796 | 87.05 | 87.23 | 87.23 | 0.87546 | 0.9 | 0.87308 | 0.87546 | 0.9 | 0.87308 | 0 | -148.892 | 149.1514 | 0 | -148.892 | 149.1514
Line11_12_13 | 1.5713e-06 | 1.5714e-06 | 1.5714e-06 | 1.2577e-06 | 1.2578e-06 | 1.2578e-06 | 3.6287e-07 | 3.6291e-07 | 3.6291e-07 | 2.9046e-07 | 2.9048e-07 | 2.9048e-07 | -9.2963e-14 | 3.0283e-07 | -2.6244e-07 | 9.0536e-14 | -2.4631e-07 | 2.0593e-07 | -9.5801e-14 | -4.5948e-07 | -4.8198e-07 | 9.5386e-14 | 3.6516e-07 | 3.8801e-07 | -92.4297 | -92.2796 | -92.2796 | 86.92 | 87.1075 | 87.1075 | 0.87546 | 0.9 | 0.87308 | 0.87546 | 0.9 | 0.87308 | 0 | -148.892 | 149.1514 | 0 | -148.892 | 149.1514
Line12_13_15 | 0 | 0 | 0 | 0 | 0 | 0 | 0 | 0 | 0 | 0 | 0 | 0 | -6.8672e-14 | 1.817e-07 | -1.5747e-07 | 4.9445e-14 | -1.2518e-07 | 1.0095e-07 | -7.0725e-14 | -2.7569e-07 | -2.8919e-07 | 5.3236e-14 | 1.8137e-07 | 1.9522e-07 | 0 | 0 | 0 | 0 | 0 | 0 | 0.87546 | 0.9 | 0.87308 | 0.87546 | 0.9 | 0.87308 | 0 | -148.892 | 149.1514 | 0 | -148.892 | 149.1514
Line13_13_14 | 0 | 0 | 0 | 0 | 0 | 0 | 0 | 0 | 0 | 0 | 0 | 0 | -2.2891e-14 | 6.0565e-08 | -5.2489e-08 | -1.0473e-15 | -4.0496e-09 | -4.0268e-09 | -2.3575e-14 | -9.1895e-08 | -9.6396e-08 | 1.1089e-15 | -2.4177e-09 | 2.4309e-09 | 0 | 0 | 0 | 0 | 0 | 0 | 0.87546 | 0.9 | 0.87308 | 0.87546 | 0.9 | 0.87308 | 0 | -148.892 | 149.1514 | 0 | -148.892 | 149.1514
Line14_15_16 | 0 | 0 | 0 | 0 | 0 | 0 | 0 | 0 | 0 | 0 | 0 | 0 | -5.0579e-14 | 1.2113e-07 | -1.0498e-07 | 2.5541e-14 | -6.4615e-08 | 4.8462e-08 | -5.2037e-14 | -1.8379e-07 | -1.9279e-07 | 2.8743e-14 | 8.9478e-08 | 9.8827e-08 | 0 | 0 | 0 | 0 | 0 | 0 | 0.87546 | 0.9 | 0.87308 | 0.87546 | 0.9 | 0.87308 | 0 | -148.892 | 149.1514 | 0 | -148.892 | 149.1514
Line15_16_17 | 0 | 0 | 0 | 0 | 0 | 0 | 0 | 0 | 0 | 0 | 0 | 0 | -2.6738e-14 | 6.0565e-08 | -5.2489e-08 | -1.2171e-15 | -4.0496e-09 | -4.0268e-09 | -2.7476e-14 | -9.1895e-08 | -9.6396e-08 | 1.2912e-15 | -2.4177e-09 | 2.4309e-09 | 0 | 0 | 0 | 0 | 0 | 0 | 0.87546 | 0.9 | 0.87308 | 0.87546 | 0.9 | 0.87308 | 0 | -148.892 | 149.1514 | 0 | -148.892 | 149.1514
Line16_4_18 | 0 | 0 | 0 | 0 | 0 | 0 | 0 | 0 | 0 | 0 | 0 | 0 | -1.4488e-15 | 6.0565e-08 | -5.2489e-08 | -8.3873e-17 | -4.0496e-09 | -4.0268e-09 | -1.4574e-15 | -9.1895e-08 | -9.6396e-08 | 9.2208e-17 | -2.4177e-09 | 2.4309e-09 | 0 | 0 | 0 | 0 | 0 | 0 | 0.87546 | 0.9 | 0.87308 | 0.87546 | 0.9 | 0.87308 | 0 | -148.8919 | 149.1514 | 0 | -148.8919 | 149.1514
Line17_5_19 | 0 | 0 | 0 | 0 | 0 | 0 | 0 | 0 | 0 | 0 | 0 | 0 | -1.4488e-15 | 6.0565e-08 | -5.2489e-08 | -8.3873e-17 | -4.0496e-09 | -4.0268e-09 | -1.4574e-15 | -9.1895e-08 | -9.6396e-08 | 9.2208e-17 | -2.4177e-09 | 2.4309e-09 | 0 | 0 | 0 | 0 | 0 | 0 | 0.87546 | 0.9 | 0.87308 | 0.87546 | 0.9 | 0.87308 | 0 | -148.8919 | 149.1514 | 0 | -148.8919 | 149.1514
Line1_1_3 | 2.5141e-06 | 2.5143e-06 | 2.5143e-06 | 2.2005e-06 | 2.2007e-06 | 2.2007e-06 | 5.806e-07 | 5.8065e-07 | 5.8065e-07 | 5.0818e-07 | 5.0822e-07 | 5.0822e-07 | 2.4238e-20 | 4.8452e-07 | -4.1991e-07 | 4.971e-14 | -4.2801e-07 | 3.634e-07 | -8.3748e-20 | -7.3516e-07 | -7.7117e-07 | 5.1947e-14 | 6.4085e-07 | 6.772e-07 | -92.4296 | -92.2796 | -92.2796 | 87.1986 | 87.3701 | 87.3701 | 0.87546 | 0.9 | 0.87308 | 0.87546 | 0.9 | 0.87308 | 0 | -148.8919 | 149.1514 | 0 | -148.8919 | 149.1514
Line2_1_4 | 0 | 0 | 0 | 0 | 0 | 0 | 0 | 0 | 0 | 0 | 0 | 0 | 6.0594e-21 | 1.2113e-07 | -1.0498e-07 | 1.3854e-15 | -6.4615e-08 | 4.8462e-08 | -2.0937e-20 | -1.8379e-07 | -1.9279e-07 | 1.526e-15 | 8.9478e-08 | 9.8827e-08 | 0 | 0 | 0 | 0 | 0 | 0 | 0.87546 | 0.9 | 0.87308 | 0.87546 | 0.9 | 0.87308 | 0 | -148.8919 | 149.1514 | 0 | -148.8919 | 149.1514
Line3_1_5 | 0 | 0 | 0 | 0 | 0 | 0 | 0 | 0 | 0 | 0 | 0 | 0 | 6.0594e-21 | 1.2113e-07 | -1.0498e-07 | 1.3854e-15 | -6.4615e-08 | 4.8462e-08 | -2.0937e-20 | -1.8379e-07 | -1.9279e-07 | 1.526e-15 | 8.9478e-08 | 9.8827e-08 | 0 | 0 | 0 | 0 | 0 | 0 | 0.87546 | 0.9 | 0.87308 | 0.87546 | 0.9 | 0.87308 | 0 | -148.8919 | 149.1514 | 0 | -148.8919 | 149.1514
Line4_2_6 | 1.5713e-06 | 1.5714e-06 | 1.5714e-06 | 1.2577e-06 | 1.2578e-06 | 1.2578e-06 | 3.6287e-07 | 3.6291e-07 | 3.6291e-07 | 2.9046e-07 | 2.9048e-07 | 2.9048e-07 | -2.6239e-14 | 3.0283e-07 | -2.6244e-07 | 3.7756e-14 | -2.4631e-07 | 2.0593e-07 | -2.7004e-14 | -4.5948e-07 | -4.8198e-07 | 3.9716e-14 | 3.6516e-07 | 3.8801e-07 | -92.4296 | -92.2796 | -92.2796 | 86.92 | 87.1075 | 87.1075 | 0.87546 | 0.9 | 0.87308 | 0.87546 | 0.9 | 0.87308 | 0 | -148.8919 | 149.1514 | 0 | -148.8919 | 149.1514
Line5_6_7 | 1.257e-06 | 1.2572e-06 | 1.2572e-06 | 0 | 0 | 0 | 2.903e-07 | 2.9033e-07 | 2.9033e-07 | 0 | 0 | 0 | -3.8183e-14 | 2.4226e-07 | -2.0996e-07 | 3.8106e-14 | -1.8575e-07 | 1.5344e-07 | -3.9263e-14 | -3.6758e-07 | -3.8558e-07 | 4.0346e-14 | 2.7327e-07 | 2.9162e-07 | -92.4296 | -92.2796 | -92.2796 | 0 | 0 | 0 | 0.87546 | 0.9 | 0.87308 | 0.87546 | 0.9 | 0.87308 | 0 | -148.8919 | 149.1514 | 0 | -148.892 | 149.1514
Line6_7_8 | 0 | 0 | 0 | 0 | 0 | 0 | 0 | 0 | 0 | 0 | 0 | 0 | -3.8682e-14 | 1.817e-07 | -1.5747e-07 | 2.9902e-14 | -1.2518e-07 | 1.0095e-07 | -3.9735e-14 | -2.7569e-07 | -2.8919e-07 | 3.2101e-14 | 1.8137e-07 | 1.9522e-07 | 0 | 0 | 0 | 0 | 0 | 0 | 0.87546 | 0.9 | 0.87308 | 0.87546 | 0.9 | 0.87308 | 0 | -148.892 | 149.1514 | 0 | -148.892 | 149.1514
Line7_8_9 | 0 | 0 | 0 | 0 | 0 | 0 | 0 | 0 | 0 | 0 | 0 | 0 | -1.5293e-14 | 6.0565e-08 | -5.2489e-08 | -7.0368e-16 | -4.0496e-09 | -4.0268e-09 | -1.5688e-14 | -9.1895e-08 | -9.6396e-08 | 7.4856e-16 | -2.4177e-09 | 2.4309e-09 | 0 | 0 | 0 | 0 | 0 | 0 | 0.87546 | 0.9 | 0.87308 | 0.87546 | 0.9 | 0.87308 | 0 | -148.892 | 149.1514 | 0 | -148.892 | 149.1514
Line8_8_10 | 0 | 0 | 0 | 0 | 0 | 0 | 0 | 0 | 0 | 0 | 0 | 0 | -1.5293e-14 | 6.0565e-08 | -5.2489e-08 | -7.0368e-16 | -4.0496e-09 | -4.0268e-09 | -1.5688e-14 | -9.1895e-08 | -9.6396e-08 | 7.4856e-16 | -2.4177e-09 | 2.4309e-09 | 0 | 0 | 0 | 0 | 0 | 0 | 0.87546 | 0.9 | 0.87308 | 0.87546 | 0.9 | 0.87308 | 0 | -148.892 | 149.1514 | 0 | -148.892 | 149.1514
Line9_3_11 | 2.1998e-06 | 2.2e-06 | 2.2e-06 | 1.8862e-06 | 1.8864e-06 | 1.8864e-06 | 5.0802e-07 | 5.0807e-07 | 5.0807e-07 | 4.356e-07 | 4.3564e-07 | 4.3564e-07 | -5.0031e-14 | 4.2396e-07 | -3.6742e-07 | 7.947e-14 | -3.6744e-07 | 3.1091e-07 | -5.1608e-14 | -6.4327e-07 | -6.7477e-07 | 8.3189e-14 | 5.4895e-07 | 5.8081e-07 | -92.4296 | -92.2796 | -92.2796 | 87.1367 | 87.3117 | 87.3117 | 0.87546 | 0.9 | 0.87308 | 0.87546 | 0.9 | 0.87308 | 0 | -148.8919 | 149.1514 | 0 | -148.892 | 149.1514

## LG_min_fault_6
name | pf_ikss_a_from_ka | pf_ikss_b_from_ka | pf_ikss_c_from_ka | pf_ikss_a_to_ka | pf_ikss_b_to_ka | pf_ikss_c_to_ka | pf_skss_a_from_mw | pf_skss_b_from_mw | pf_skss_c_from_mw | pf_skss_a_to_mw | pf_skss_b_to_mw | pf_skss_c_to_mw | pf_p_a_from_mw | pf_p_b_from_mw | pf_p_c_from_mw | pf_p_a_to_mw | pf_p_b_to_mw | pf_p_c_to_mw | pf_q_a_from_mvar | pf_q_b_from_mvar | pf_q_c_from_mvar | pf_q_a_to_mvar | pf_q_b_to_mvar | pf_q_c_to_mvar | pf_ikss_a_from_degree | pf_ikss_b_from_degree | pf_ikss_c_from_degree | pf_ikss_a_to_degree | pf_ikss_b_to_degree | pf_ikss_c_to_degree | pf_vm_a_from_pu | pf_vm_b_from_pu | pf_vm_c_from_pu | pf_vm_a_to_pu | pf_vm_b_to_pu | pf_vm_c_to_pu | pf_va_a_from_degree | pf_va_b_from_degree | pf_va_c_from_degree | pf_va_a_to_degree | pf_va_b_to_degree | pf_va_c_to_degree
Line0_1_2 | 0 | 0 | 0 | 0 | 0 | 0 | 0 | 0 | 0 | 0 | 0 | 0 | 1.6009e-08 | 8.5363e-09 | -2.4418e-08 | -1.3212e-08 | -7.2926e-09 | 2.0377e-08 | 1.7652e-08 | -2.4702e-08 | 3.011e-09 | -1.4837e-08 | 2.0532e-08 | -2.3359e-09 | 0 | 0 | 0 | 0 | 0 | 0 | 0.94822 | 0.95 | 0.94932 | 0.94822 | 0.95 | 0.94932 | -2.2921 | -120.8739 | 123.0328 | -2.2921 | -120.8739 | 123.0328
Line10_11_12 | 0 | 0 | 0 | 0 | 0 | 0 | 0 | 0 | 0 | 0 | 0 | 0 | 1.6009e-08 | 8.5363e-09 | -2.4418e-08 | -1.3212e-08 | -7.2926e-09 | 2.0377e-08 | 1.7652e-08 | -2.4702e-08 | 3.011e-09 | -1.4837e-08 | 2.0532e-08 | -2.3359e-09 | 0 | 0 | 0 | 0 | 0 | 0 | 0.94822 | 0.95 | 0.94932 | 0.94822 | 0.95 | 0.94932 | -2.2921 | -120.8739 | 123.0328 | -2.2921 | -120.8739 | 123.0328
Line11_12_13 | 0 | 0 | 0 | 0 | 0 | 0 | 0 | 0 | 0 | 0 | 0 | 0 | 1.3341e-08 | 7.1136e-09 | -2.0348e-08 | -1.0544e-08 | -5.8699e-09 | 1.6308e-08 | 1.471e-08 | -2.0585e-08 | 2.5091e-09 | -1.1895e-08 | 1.6415e-08 | -1.834e-09 | 0 | 0 | 0 | 0 | 0 | 0 | 0.94822 | 0.95 | 0.94932 | 0.94822 | 0.95 | 0.94932 | -2.2921 | -120.8739 | 123.0328 | -2.2921 | -120.8739 | 123.0328
Line12_13_15 | 0 | 0 | 0 | 0 | 0 | 0 | 0 | 0 | 0 | 0 | 0 | 0 | 8.0044e-09 | 4.2682e-09 | -1.2209e-08 | -5.2077e-09 | -3.0244e-09 | 8.1685e-09 | 8.8262e-09 | -1.2351e-08 | 1.5055e-09 | -6.011e-09 | 8.181e-09 | -8.3039e-10 | 0 | 0 | 0 | 0 | 0 | 0 | 0.94822 | 0.95 | 0.94932 | 0.94822 | 0.95 | 0.94932 | -2.2921 | -120.8739 | 123.0328 | -2.2921 | -120.8739 | 123.0328
Line13_13_14 | 0 | 0 | 0 | 0 | 0 | 0 | 0 | 0 | 0 | 0 | 0 | 0 | 2.6681e-09 | 1.4227e-09 | -4.0696e-09 | 1.2851e-10 | -1.7897e-10 | 2.9242e-11 | 2.9421e-09 | -4.117e-09 | 5.0183e-10 | -1.2688e-10 | -5.306e-11 | 1.7327e-10 | 0 | 0 | 0 | 0 | 0 | 0 | 0.94822 | 0.95 | 0.94932 | 0.94822 | 0.95 | 0.94932 | -2.2921 | -120.8739 | 123.0328 | -2.2921 | -120.8739 | 123.0328
Line14_15_16 | 0 | 0 | 0 | 0 | 0 | 0 | 0 | 0 | 0 | 0 | 0 | 0 | 5.3362e-09 | 2.8454e-09 | -8.1393e-09 | -2.5396e-09 | -1.6017e-09 | 4.0989e-09 | 5.8841e-09 | -8.234e-09 | 1.0037e-09 | -3.0689e-09 | 4.064e-09 | -3.2856e-10 | 0 | 0 | 0 | 0 | 0 | 0 | 0.94822 | 0.95 | 0.94932 | 0.94822 | 0.95 | 0.94932 | -2.2921 | -120.8739 | 123.0328 | -2.2921 | -120.8739 | 123.0328
Line15_16_17 | 0 | 0 | 0 | 0 | 0 | 0 | 0 | 0 | 0 | 0 | 0 | 0 | 2.6681e-09 | 1.4227e-09 | -4.0696e-09 | 1.2851e-10 | -1.7897e-10 | 2.9242e-11 | 2.9421e-09 | -4.117e-09 | 5.0183e-10 | -1.2688e-10 | -5.306e-11 | 1.7327e-10 | 0 | 0 | 0 | 0 | 0 | 0 | 0.94822 | 0.95 | 0.94932 | 0.94822 | 0.95 | 0.94932 | -2.2921 | -120.8739 | 123.0328 | -2.2921 | -120.8739 | 123.0328
Line16_4_18 | 0 | 0 | 0 | 0 | 0 | 0 | 0 | 0 | 0 | 0 | 0 | 0 | 2.6681e-09 | 1.4227e-09 | -4.0696e-09 | 1.2851e-10 | -1.7897e-10 | 2.9242e-11 | 2.9421e-09 | -4.117e-09 | 5.0183e-10 | -1.2688e-10 | -5.306e-11 | 1.7327e-10 | 0 | 0 | 0 | 0 | 0 | 0 | 0.94822 | 0.95 | 0.94932 | 0.94822 | 0.95 | 0.94932 | -2.2921 | -120.8739 | 123.0328 | -2.2921 | -120.8739 | 123.0328
Line17_5_19 | 0 | 0 | 0 | 0 | 0 | 0 | 0 | 0 | 0 | 0 | 0 | 0 | 2.6681e-09 | 1.4227e-09 | -4.0696e-09 | 1.2851e-10 | -1.7897e-10 | 2.9242e-11 | 2.9421e-09 | -4.117e-09 | 5.0183e-10 | -1.2688e-10 | -5.306e-11 | 1.7327e-10 | 0 | 0 | 0 | 0 | 0 | 0 | 0.94822 | 0.95 | 0.94932 | 0.94822 | 0.95 | 0.94932 | -2.2921 | -120.8739 | 123.0328 | -2.2921 | -120.8739 | 123.0328
Line1_1_3 | 0 | 0 | 0 | 0 | 0 | 0 | 0 | 0 | 0 | 0 | 0 | 0 | 2.1345e-08 | 1.1382e-08 | -3.2557e-08 | -1.8548e-08 | -1.0138e-08 | 2.8517e-08 | 2.3537e-08 | -3.2936e-08 | 4.0146e-09 | -2.0721e-08 | 2.8766e-08 | -3.3395e-09 | 0 | 0 | 0 | 0 | 0 | 0 | 0.94822 | 0.95 | 0.94932 | 0.94822 | 0.95 | 0.94932 | -2.2921 | -120.8739 | 123.0328 | -2.2921 | -120.8739 | 123.0328
Line2_1_4 | 0 | 0 | 0 | 0 | 0 | 0 | 0 | 0 | 0 | 0 | 0 | 0 | 5.3362e-09 | 2.8454e-09 | -8.1393e-09 | -2.5396e-09 | -1.6017e-09 | 4.0989e-09 | 5.8841e-09 | -8.234e-09 | 1.0037e-09 | -3.0689e-09 | 4.064e-09 | -3.2856e-10 | 0 | 0 | 0 | 0 | 0 | 0 | 0.94822 | 0.95 | 0.94932 | 0.94822 | 0.95 | 0.94932 | -2.2921 | -120.8739 | 123.0328 | -2.2921 | -120.8739 | 123.0328
Line3_1_5 | 0 | 0 | 0 | 0 | 0 | 0 | 0 | 0 | 0 | 0 | 0 | 0 | 5.3362e-09 | 2.8454e-09 | -8.1393e-09 | -2.5396e-09 | -1.6017e-09 | 4.0989e-09 | 5.8841e-09 | -8.234e-09 | 1.0037e-09 | -3.0689e-09 | 4.064e-09 | -3.2856e-10 | 0 | 0 | 0 | 0 | 0 | 0 | 0.94822 | 0.95 | 0.94932 | 0.94822 | 0.95 | 0.94932 | -2.2921 | -120.8739 | 123.0328 | -2.2921 | -120.8739 | 123.0328
Line4_2_6 | 0 | 0 | 0 | 0 | 0 | 0 | 0 | 0 | 0 | 0 | 0 | 0 | 1.3341e-08 | 7.1136e-09 | -2.0348e-08 | -1.0544e-08 | -5.8699e-09 | 1.6308e-08 | 1.471e-08 | -2.0585e-08 | 2.5091e-09 | -1.1895e-08 | 1.6415e-08 | -1.834e-09 | 0 | 0 | 0 | 0 | 0 | 0 | 0.94822 | 0.95 | 0.94932 | 0.94822 | 0.95 | 0.94932 | -2.2921 | -120.8739 | 123.0328 | -2.2921 | -120.8739 | 123.0328
Line5_6_7 | 0 | 0 | 0 | 0 | 0 | 0 | 0 | 0 | 0 | 0 | 0 | 0 | 1.0672e-08 | 5.6909e-09 | -1.6279e-08 | -7.8759e-09 | -4.4471e-09 | 1.2238e-08 | 1.1768e-08 | -1.6468e-08 | 2.0073e-09 | -8.9531e-09 | 1.2298e-08 | -1.3322e-09 | 0 | 0 | 0 | 0 | 0 | 0 | 0.94822 | 0.95 | 0.94932 | 0.94822 | 0.95 | 0.94932 | -2.2921 | -120.8739 | 123.0328 | -2.2921 | -120.8739 | 123.0328
Line6_7_8 | 0 | 0 | 0 | 0 | 0 | 0 | 0 | 0 | 0 | 0 | 0 | 0 | 8.0044e-09 | 4.2682e-09 | -1.2209e-08 | -5.2077e-09 | -3.0244e-09 | 8.1685e-09 | 8.8262e-09 | -1.2351e-08 | 1.5055e-09 | -6.011e-09 | 8.181e-09 | -8.3039e-10 | 0 | 0 | 0 | 0 | 0 | 0 | 0.94822 | 0.95 | 0.94932 | 0.94822 | 0.95 | 0.94932 | -2.2921 | -120.8739 | 123.0328 | -2.2921 | -120.8739 | 123.0328
Line7_8_9 | 0 | 0 | 0 | 0 | 0 | 0 | 0 | 0 | 0 | 0 | 0 | 0 | 2.6681e-09 | 1.4227e-09 | -4.0696e-09 | 1.2851e-10 | -1.7897e-10 | 2.9242e-11 | 2.9421e-09 | -4.117e-09 | 5.0183e-10 | -1.2688e-10 | -5.306e-11 | 1.7327e-10 | 0 | 0 | 0 | 0 | 0 | 0 | 0.94822 | 0.95 | 0.94932 | 0.94822 | 0.95 | 0.94932 | -2.2921 | -120.8739 | 123.0328 | -2.2921 | -120.8739 | 123.0328
Line8_8_10 | 0 | 0 | 0 | 0 | 0 | 0 | 0 | 0 | 0 | 0 | 0 | 0 | 2.6681e-09 | 1.4227e-09 | -4.0696e-09 | 1.2851e-10 | -1.7897e-10 | 2.9242e-11 | 2.9421e-09 | -4.117e-09 | 5.0183e-10 | -1.2688e-10 | -5.306e-11 | 1.7327e-10 | 0 | 0 | 0 | 0 | 0 | 0 | 0.94822 | 0.95 | 0.94932 | 0.94822 | 0.95 | 0.94932 | -2.2921 | -120.8739 | 123.0328 | -2.2921 | -120.8739 | 123.0328
Line9_3_11 | 0 | 0 | 0 | 0 | 0 | 0 | 0 | 0 | 0 | 0 | 0 | 0 | 1.8677e-08 | 9.9591e-09 | -2.8487e-08 | -1.588e-08 | -8.7153e-09 | 2.4447e-08 | 2.0594e-08 | -2.8819e-08 | 3.5128e-09 | -1.7779e-08 | 2.4649e-08 | -2.8377e-09 | 0 | 0 | 0 | 0 | 0 | 0 | 0.94822 | 0.95 | 0.94932 | 0.94822 | 0.95 | 0.94932 | -2.2921 | -120.8739 | 123.0328 | -2.2921 | -120.8739 | 123.0328

## LG_min_fault_10
name | pf_ikss_a_from_ka | pf_ikss_b_from_ka | pf_ikss_c_from_ka | pf_ikss_a_to_ka | pf_ikss_b_to_ka | pf_ikss_c_to_ka | pf_skss_a_from_mw | pf_skss_b_from_mw | pf_skss_c_from_mw | pf_skss_a_to_mw | pf_skss_b_to_mw | pf_skss_c_to_mw | pf_p_a_from_mw | pf_p_b_from_mw | pf_p_c_from_mw | pf_p_a_to_mw | pf_p_b_to_mw | pf_p_c_to_mw | pf_q_a_from_mvar | pf_q_b_from_mvar | pf_q_c_from_mvar | pf_q_a_to_mvar | pf_q_b_to_mvar | pf_q_c_to_mvar | pf_ikss_a_from_degree | pf_ikss_b_from_degree | pf_ikss_c_from_degree | pf_ikss_a_to_degree | pf_ikss_b_to_degree | pf_ikss_c_to_degree | pf_vm_a_from_pu | pf_vm_b_from_pu | pf_vm_c_from_pu | pf_vm_a_to_pu | pf_vm_b_to_pu | pf_vm_c_to_pu | pf_va_a_from_degree | pf_va_b_from_degree | pf_va_c_from_degree | pf_va_a_to_degree | pf_va_b_to_degree | pf_va_c_to_degree
Line0_1_2 | 0 | 0 | 0 | 0 | 0 | 0 | 0 | 0 | 0 | 0 | 0 | 0 | 1.4368e-08 | 7.6614e-09 | -2.1915e-08 | -1.1858e-08 | -6.5451e-09 | 1.8289e-08 | 1.5843e-08 | -2.217e-08 | 2.7024e-09 | -1.3316e-08 | 1.8428e-08 | -2.0965e-09 | 0 | 0 | 0 | 0 | 0 | 0 | 0.89831 | 0.9 | 0.89936 | 0.89831 | 0.9 | 0.89936 | -2.2921 | -120.8739 | 123.0328 | -2.2921 | -120.8739 | 123.0328
Line10_11_12 | 0 | 0 | 0 | 0 | 0 | 0 | 0 | 0 | 0 | 0 | 0 | 0 | 1.4368e-08 | 7.6614e-09 | -2.1915e-08 | -1.1858e-08 | -6.5451e-09 | 1.8289e-08 | 1.5843e-08 | -2.217e-08 | 2.7024e-09 | -1.3316e-08 | 1.8428e-08 | -2.0965e-09 | 0 | 0 | 0 | 0 | 0 | 0 | 0.89831 | 0.9 | 0.89936 | 0.89831 | 0.9 | 0.89936 | -2.2921 | -120.8739 | 123.0328 | -2.2921 | -120.8739 | 123.0328
Line11_12_13 | 0 | 0 | 0 | 0 | 0 | 0 | 0 | 0 | 0 | 0 | 0 | 0 | 1.1973e-08 | 6.3845e-09 | -1.8263e-08 | -9.4633e-09 | -5.2682e-09 | 1.4636e-08 | 1.3203e-08 | -1.8475e-08 | 2.252e-09 | -1.0676e-08 | 1.4733e-08 | -1.6461e-09 | 0 | 0 | 0 | 0 | 0 | 0 | 0.89831 | 0.9 | 0.89936 | 0.89831 | 0.9 | 0.89936 | -2.2921 | -120.8739 | 123.0328 | -2.2921 | -120.8739 | 123.0328
Line12_13_15 | 0 | 0 | 0 | 0 | 0 | 0 | 0 | 0 | 0 | 0 | 0 | 0 | 7.184e-09 | 3.8307e-09 | -1.0958e-08 | -4.674e-09 | -2.7144e-09 | 7.3313e-09 | 7.9216e-09 | -1.1085e-08 | 1.3512e-09 | -5.3949e-09 | 7.3425e-09 | -7.4528e-10 | 0 | 0 | 0 | 0 | 0 | 0 | 0.89831 | 0.9 | 0.89936 | 0.89831 | 0.9 | 0.89936 | -2.2921 | -120.8739 | 123.0328 | -2.2921 | -120.8739 | 123.0328
Line13_13_14 | 0 | 0 | 0 | 0 | 0 | 0 | 0 | 0 | 0 | 0 | 0 | 0 | 2.3947e-09 | 1.2769e-09 | -3.6525e-09 | 1.1534e-10 | -1.6062e-10 | 2.6245e-11 | 2.6405e-09 | -3.6951e-09 | 4.5039e-10 | -1.1388e-10 | -4.7622e-11 | 1.5551e-10 | 0 | 0 | 0 | 0 | 0 | 0 | 0.89831 | 0.9 | 0.89936 | 0.89831 | 0.9 | 0.89936 | -2.2921 | -120.8739 | 123.0328 | -2.2921 | -120.8739 | 123.0328
Line14_15_16 | 0 | 0 | 0 | 0 | 0 | 0 | 0 | 0 | 0 | 0 | 0 | 0 | 4.7893e-09 | 2.5538e-09 | -7.3051e-09 | -2.2793e-09 | -1.4375e-09 | 3.6788e-09 | 5.281e-09 | -7.3901e-09 | 9.0079e-10 | -2.7544e-09 | 3.6474e-09 | -2.9488e-10 | 0 | 0 | 0 | 0 | 0 | 0 | 0.89831 | 0.9 | 0.89936 | 0.89831 | 0.9 | 0.89936 | -2.2921 | -120.8739 | 123.0328 | -2.2921 | -120.8739 | 123.0328
Line15_16_17 | 0 | 0 | 0 | 0 | 0 | 0 | 0 | 0 | 0 | 0 | 0 | 0 | 2.3947e-09 | 1.2769e-09 | -3.6525e-09 | 1.1534e-10 | -1.6062e-10 | 2.6245e-11 | 2.6405e-09 | -3.6951e-09 | 4.5039e-10 | -1.1388e-10 | -4.7622e-11 | 1.5551e-10 | 0 | 0 | 0 | 0 | 0 | 0 | 0.89831 | 0.9 | 0.89936 | 0.89831 | 0.9 | 0.89936 | -2.2921 | -120.8739 | 123.0328 | -2.2921 | -120.8739 | 123.0328
Line16_4_18 | 0 | 0 | 0 | 0 | 0 | 0 | 0 | 0 | 0 | 0 | 0 | 0 | 2.3947e-09 | 1.2769e-09 | -3.6525e-09 | 1.1534e-10 | -1.6062e-10 | 2.6245e-11 | 2.6405e-09 | -3.6951e-09 | 4.504e-10 | -1.1388e-10 | -4.7622e-11 | 1.5551e-10 | 0 | 0 | 0 | 0 | 0 | 0 | 0.89831 | 0.9 | 0.89936 | 0.89831 | 0.9 | 0.89936 | -2.2921 | -120.8739 | 123.0328 | -2.2921 | -120.8739 | 123.0328
Line17_5_19 | 0 | 0 | 0 | 0 | 0 | 0 | 0 | 0 | 0 | 0 | 0 | 0 | 2.3947e-09 | 1.2769e-09 | -3.6525e-09 | 1.1534e-10 | -1.6062e-10 | 2.6245e-11 | 2.6405e-09 | -3.6951e-09 | 4.504e-10 | -1.1388e-10 | -4.7622e-11 | 1.5551e-10 | 0 | 0 | 0 | 0 | 0 | 0 | 0.89831 | 0.9 | 0.89936 | 0.89831 | 0.9 | 0.89936 | -2.2921 | -120.8739 | 123.0328 | -2.2921 | -120.8739 | 123.0328
Line1_1_3 | 0 | 0 | 0 | 0 | 0 | 0 | 0 | 0 | 0 | 0 | 0 | 0 | 1.9157e-08 | 1.0215e-08 | -2.922e-08 | -1.6647e-08 | -9.0989e-09 | 2.5594e-08 | 2.1124e-08 | -2.956e-08 | 3.6032e-09 | -1.8598e-08 | 2.5818e-08 | -2.9973e-09 | 0 | 0 | 0 | 0 | 0 | 0 | 0.89831 | 0.9 | 0.89936 | 0.89831 | 0.9 | 0.89936 | -2.2921 | -120.8739 | 123.0328 | -2.2921 | -120.8739 | 123.0328
Line2_1_4 | 0 | 0 | 0 | 0 | 0 | 0 | 0 | 0 | 0 | 0 | 0 | 0 | 4.7893e-09 | 2.5538e-09 | -7.305e-09 | -2.2793e-09 | -1.4375e-09 | 3.6788e-09 | 5.281e-09 | -7.3901e-09 | 9.0079e-10 | -2.7544e-09 | 3.6474e-09 | -2.9489e-10 | 0 | 0 | 0 | 0 | 0 | 0 | 0.89831 | 0.9 | 0.89936 | 0.89831 | 0.9 | 0.89936 | -2.2921 | -120.8739 | 123.0328 | -2.2921 | -120.8739 | 123.0328
Line3_1_5 | 0 | 0 | 0 | 0 | 0 | 0 | 0 | 0 | 0 | 0 | 0 | 0 | 4.7893e-09 | 2.5538e-09 | -7.305e-09 | -2.2793e-09 | -1.4375e-09 | 3.6788e-09 | 5.281e-09 | -7.3901e-09 | 9.0079e-10 | -2.7544e-09 | 3.6474e-09 | -2.9489e-10 | 0 | 0 | 0 | 0 | 0 | 0 | 0.89831 | 0.9 | 0.89936 | 0.89831 | 0.9 | 0.89936 | -2.2921 | -120.8739 | 123.0328 | -2.2921 | -120.8739 | 123.0328
Line4_2_6 | 0 | 0 | 0 | 0 | 0 | 0 | 0 | 0 | 0 | 0 | 0 | 0 | 1.1973e-08 | 6.3845e-09 | -1.8263e-08 | -9.4633e-09 | -5.2682e-09 | 1.4636e-08 | 1.3203e-08 | -1.8475e-08 | 2.252e-09 | -1.0676e-08 | 1.4733e-08 | -1.6461e-09 | 0 | 0 | 0 | 0 | 0 | 0 | 0.89831 | 0.9 | 0.89936 | 0.89831 | 0.9 | 0.89936 | -2.2921 | -120.8739 | 123.0328 | -2.2921 | -120.8739 | 123.0328
Line5_6_7 | 0 | 0 | 0 | 0 | 0 | 0 | 0 | 0 | 0 | 0 | 0 | 0 | 9.5786e-09 | 5.1076e-09 | -1.461e-08 | -7.0686e-09 | -3.9913e-09 | 1.0984e-08 | 1.0562e-08 | -1.478e-08 | 1.8016e-09 | -8.0354e-09 | 1.1038e-08 | -1.1957e-09 | 0 | 0 | 0 | 0 | 0 | 0 | 0.89831 | 0.9 | 0.89936 | 0.89831 | 0.9 | 0.89936 | -2.2921 | -120.8739 | 123.0328 | -2.2921 | -120.8739 | 123.0328
Line6_7_8 | 0 | 0 | 0 | 0 | 0 | 0 | 0 | 0 | 0 | 0 | 0 | 0 | 7.184e-09 | 3.8307e-09 | -1.0958e-08 | -4.674e-09 | -2.7144e-09 | 7.3313e-09 | 7.9216e-09 | -1.1085e-08 | 1.3512e-09 | -5.3949e-09 | 7.3425e-09 | -7.4528e-10 | 0 | 0 | 0 | 0 | 0 | 0 | 0.89831 | 0.9 | 0.89936 | 0.89831 | 0.9 | 0.89936 | -2.2921 | -120.8739 | 123.0328 | -2.2921 | -120.8739 | 123.0328
Line7_8_9 | 0 | 0 | 0 | 0 | 0 | 0 | 0 | 0 | 0 | 0 | 0 | 0 | 2.3947e-09 | 1.2769e-09 | -3.6525e-09 | 1.1534e-10 | -1.6062e-10 | 2.6245e-11 | 2.6405e-09 | -3.6951e-09 | 4.504e-10 | -1.1388e-10 | -4.7622e-11 | 1.5551e-10 | 0 | 0 | 0 | 0 | 0 | 0 | 0.89831 | 0.9 | 0.89936 | 0.89831 | 0.9 | 0.89936 | -2.2921 | -120.8739 | 123.0328 | -2.2921 | -120.8739 | 123.0328
Line8_8_10 | 0 | 0 | 0 | 0 | 0 | 0 | 0 | 0 | 0 | 0 | 0 | 0 | 2.3947e-09 | 1.2769e-09 | -3.6525e-09 | 1.1534e-10 | -1.6062e-10 | 2.6245e-11 | 2.6405e-09 | -3.6951e-09 | 4.504e-10 | -1.1388e-10 | -4.7622e-11 | 1.5551e-10 | 0 | 0 | 0 | 0 | 0 | 0 | 0.89831 | 0.9 | 0.89936 | 0.89831 | 0.9 | 0.89936 | -2.2921 | -120.8739 | 123.0328 | -2.2921 | -120.8739 | 123.0328
Line9_3_11 | 0 | 0 | 0 | 0 | 0 | 0 | 0 | 0 | 0 | 0 | 0 | 0 | 1.6763e-08 | 8.9383e-09 | -2.5568e-08 | -1.4253e-08 | -7.822e-09 | 2.1941e-08 | 1.8484e-08 | -2.5865e-08 | 3.1528e-09 | -1.5957e-08 | 2.2123e-08 | -2.5469e-09 | 0 | 0 | 0 | 0 | 0 | 0 | 0.89831 | 0.9 | 0.89936 | 0.89831 | 0.9 | 0.89936 | -2.2921 | -120.8739 | 123.0328 | -2.2921 | -120.8739 | 123.0328

## LLG_max_6
name | pf_ikss_a_from_ka | pf_ikss_b_from_ka | pf_ikss_c_from_ka | pf_ikss_a_to_ka | pf_ikss_b_to_ka | pf_ikss_c_to_ka | pf_skss_a_from_mw | pf_skss_b_from_mw | pf_skss_c_from_mw | pf_skss_a_to_mw | pf_skss_b_to_mw | pf_skss_c_to_mw | pf_p_a_from_mw | pf_p_b_from_mw | pf_p_c_from_mw | pf_p_a_to_mw | pf_p_b_to_mw | pf_p_c_to_mw | pf_q_a_from_mvar | pf_q_b_from_mvar | pf_q_c_from_mvar | pf_q_a_to_mvar | pf_q_b_to_mvar | pf_q_c_to_mvar | pf_ikss_a_from_degree | pf_ikss_b_from_degree | pf_ikss_c_from_degree | pf_ikss_a_to_degree | pf_ikss_b_to_degree | pf_ikss_c_to_degree | pf_vm_a_from_pu | pf_vm_b_from_pu | pf_vm_c_from_pu | pf_vm_a_to_pu | pf_vm_b_to_pu | pf_vm_c_to_pu | pf_va_a_from_degree | pf_va_b_from_degree | pf_va_c_from_degree | pf_va_a_to_degree | pf_va_b_to_degree | pf_va_c_to_degree
Line0_1_2 | 1.133e-06 | 1.2195e-06 | 1.0464e-06 | 0 | 1.031e-06 | 0 | 2.6165e-07 | 2.8162e-07 | 2.4165e-07 | 0 | 2.381e-07 | 0 | 1.7505e-08 | 1.1777e-20 | -1.173e-21 | -1.7505e-08 | 6.1615e-15 | 3.7134e-15 | -4.0781e-07 | -4.4491e-20 | 3.8124e-21 | 3.3984e-07 | 1.2536e-14 | 7.4275e-15 | 87.5858 | 87.6902 | 87.3079 | 0 | -92.7403 | 0 | 0.90069 | 0 | 0.90069 | 0.90069 | 0 | 0.90069 | 0.043809 | 0 | 0 | 0.043808 | 0 | 0
Line10_11_12 | 1.133e-06 | 1.2195e-06 | 1.0464e-06 | 0 | 1.031e-06 | 0 | 2.6165e-07 | 2.8162e-07 | 2.4165e-07 | 0 | 2.381e-07 | 0 | 1.7505e-08 | -1.8761e-14 | -1.1782e-14 | -1.7505e-08 | 2.1784e-14 | 1.3175e-14 | -4.0781e-07 | -3.7516e-14 | -2.303e-14 | 3.3984e-07 | 4.4372e-14 | 2.6412e-14 | 87.5858 | 87.6902 | 87.3079 | 0 | -92.7403 | 0 | 0.90069 | 0 | 0.90069 | 0.90069 | 0 | 0.90069 | 0.043807 | 0 | 0 | 0.043806 | 0 | 0
Line11_12_13 | 0 | 1.0162e-06 | 0 | 0 | 0 | 0 | 0 | 2.3469e-07 | 0 | 0 | 0 | 0 | 1.4588e-08 | -2.18e-14 | -1.3671e-14 | -1.4588e-08 | 2.1473e-14 | 1.2846e-14 | -3.3984e-07 | -4.3573e-14 | -2.6701e-14 | 2.7188e-07 | 4.3919e-14 | 2.59e-14 | 0 | 87.6902 | 0 | 0 | 0 | 0 | 0.90069 | 0 | 0.90069 | 0.90069 | 0 | 0.90069 | 0.043806 | 0 | 0 | 0.043805 | 0 | 0
Line12_13_15 | 0 | 0 | 0 | 0 | 0 | 0 | 0 | 0 | 0 | 0 | 0 | 0 | 8.7527e-09 | -1.6119e-14 | -1.0092e-14 | -8.7527e-09 | 1.1871e-14 | 6.7522e-15 | -2.039e-07 | -3.2201e-14 | -1.969e-14 | 1.3594e-07 | 2.4822e-14 | 1.407e-14 | 0 | 0 | 0 | 0 | 0 | 0 | 0.90069 | 0 | 0.90069 | 0.90069 | 0 | 0.90069 | 0.043805 | 0 | 0 | 0.043805 | 0 | 0
Line13_13_14 | 0 | 0 | 0 | 0 | 0 | 0 | 0 | 0 | 0 | 0 | 0 | 0 | 2.9176e-09 | -5.373e-15 | -3.3639e-15 | -2.9176e-09 | -1.8705e-17 | -6.2055e-16 | -6.7968e-08 | -1.0734e-14 | -6.5635e-15 | 4.5923e-12 | 1.0074e-15 | -3.5977e-16 | 0 | 0 | 0 | 0 | 0 | 0 | 0.90069 | 0 | 0.90069 | 0.90069 | 0 | 0.90069 | 0.043805 | 0 | 0 | 0.043805 | 0 | 0
Line14_15_16 | 0 | 0 | 0 | 0 | 0 | 0 | 0 | 0 | 0 | 0 | 0 | 0 | 5.8352e-09 | -1.1891e-14 | -7.4242e-15 | -5.8351e-09 | 6.2768e-15 | 3.2107e-15 | -1.3594e-07 | -2.3734e-14 | -1.446e-14 | 6.7972e-08 | 1.3709e-14 | 7.2081e-15 | 0 | 0 | 0 | 0 | 0 | 0 | 0.90069 | 0 | 0.90069 | 0.90069 | 0 | 0.90069 | 0.043805 | 0 | 0 | 0.043805 | 0 | 0
Line15_16_17 | 0 | 0 | 0 | 0 | 0 | 0 | 0 | 0 | 0 | 0 | 0 | 0 | 2.9176e-09 | -6.298e-15 | -3.9194e-15 | -2.9176e-09 | -2.1023e-17 | -7.1972e-16 | -6.7968e-08 | -1.2557e-14 | -7.6187e-15 | 4.593e-12 | 1.1751e-15 | -4.1597e-16 | 0 | 0 | 0 | 0 | 0 | 0 | 0.90069 | 0 | 0.90069 | 0.90069 | 0 | 0.90069 | 0.043805 | 0 | 0 | 0.043805 | 0 | 0
Line16_4_18 | 0 | 0 | 0 | 0 | 0 | 0 | 0 | 0 | 0 | 0 | 0 | 0 | 2.9176e-09 | -3.5245e-16 | -2.0733e-16 | -2.9176e-09 | -5.3784e-19 | -4.7769e-17 | -6.7968e-08 | -6.9034e-16 | -3.8842e-16 | 4.5917e-12 | 8.6587e-17 | -2.5966e-17 | 0 | 0 | 0 | 0 | 0 | 0 | 0.90069 | 0 | 0.90069 | 0.90069 | 0 | 0.90069 | 0.043809 | 0 | 0 | 0.043809 | 0 | 0
Line17_5_19 | 0 | 0 | 0 | 0 | 0 | 0 | 0 | 0 | 0 | 0 | 0 | 0 | 2.9176e-09 | -3.5245e-16 | -2.0733e-16 | -2.9176e-09 | -5.3784e-19 | -4.7769e-17 | -6.7968e-08 | -6.9034e-16 | -3.8842e-16 | 4.5917e-12 | 8.6587e-17 | -2.5966e-17 | 0 | 0 | 0 | 0 | 0 | 0 | 0.90069 | 0 | 0.90069 | 0.90069 | 0 | 0.90069 | 0.043809 | 0 | 0 | 0.043809 | 0 | 0
Line1_1_3 | 1.5106e-06 | 1.6259e-06 | 1.3952e-06 | 1.3222e-06 | 1.4375e-06 | 1.2068e-06 | 3.4886e-07 | 3.755e-07 | 3.222e-07 | 3.0534e-07 | 3.3197e-07 | 2.7869e-07 | 2.3341e-08 | 1.5702e-20 | -1.564e-21 | -2.3341e-08 | 1.1708e-14 | 7.1745e-15 | -5.4374e-07 | -5.9322e-20 | 5.0832e-21 | 4.7578e-07 | 2.3741e-14 | 1.4297e-14 | 87.5858 | 87.6902 | 87.3079 | -92.7647 | -92.6186 | -93.1197 | 0.90069 | 0 | 0.90069 | 0.90069 | 0 | 0.90069 | 0.043809 | 0 | 0 | 0.043808 | 0 | 0
Line2_1_4 | 0 | 0 | 0 | 0 | 0 | 0 | 0 | 0 | 0 | 0 | 0 | 0 | 5.8351e-09 | 3.9256e-21 | -3.9101e-22 | -5.8351e-09 | 3.5174e-16 | 1.7059e-16 | -1.3594e-07 | -1.483e-20 | 1.2708e-21 | 6.7972e-08 | 7.5391e-16 | 3.6787e-16 | 0 | 0 | 0 | 0 | 0 | 0 | 0.90069 | 0 | 0.90069 | 0.90069 | 0 | 0.90069 | 0.043809 | 0 | 0 | 0.043809 | 0 | 0
Line3_1_5 | 0 | 0 | 0 | 0 | 0 | 0 | 0 | 0 | 0 | 0 | 0 | 0 | 5.8351e-09 | 3.9256e-21 | -3.9101e-22 | -5.8351e-09 | 3.5174e-16 | 1.7059e-16 | -1.3594e-07 | -1.483e-20 | 1.2708e-21 | 6.7972e-08 | 7.5391e-16 | 3.6787e-16 | 0 | 0 | 0 | 0 | 0 | 0 | 0.90069 | 0 | 0.90069 | 0.90069 | 0 | 0.90069 | 0.043809 | 0 | 0 | 0.043809 | 0 | 0
Line4_2_6 | 0 | 1.0162e-06 | 0 | 0 | 0 | 0 | 0 | 2.3469e-07 | 0 | 0 | 0 | 0 | 1.4588e-08 | -6.1658e-15 | -3.8529e-15 | -1.4588e-08 | 8.9769e-15 | 5.348e-15 | -3.3984e-07 | -1.231e-14 | -7.5086e-15 | 2.7188e-07 | 1.8335e-14 | 1.0753e-14 | 0 | 87.6902 | 0 | 0 | 0 | 0 | 0.90069 | 0 | 0.90069 | 0.90069 | 0 | 0.90069 | 0.043808 | 0 | 0 | 0.043808 | 0 | 0
Line5_6_7 | 0 | 0 | 0 | 0 | 0 | 0 | 0 | 0 | 0 | 0 | 0 | 0 | 1.167e-08 | -8.9845e-15 | -5.6014e-15 | -1.167e-08 | 9.1066e-15 | 5.3264e-15 | -2.7187e-07 | -1.7924e-14 | -1.09e-14 | 2.0391e-07 | 1.8727e-14 | 1.0813e-14 | 0 | 0 | 0 | 0 | 0 | 0 | 0.90069 | 0 | 0.90069 | 0.90069 | 0 | 0.90069 | 0.043808 | 0 | 0 | 0.043807 | 0 | 0
Line6_7_8 | 0 | 0 | 0 | 0 | 0 | 0 | 0 | 0 | 0 | 0 | 0 | 0 | 8.7527e-09 | -9.1168e-15 | -5.6679e-15 | -8.7527e-09 | 7.2114e-15 | 4.0709e-15 | -2.039e-07 | -1.8171e-14 | -1.101e-14 | 1.3594e-07 | 1.5041e-14 | 8.4404e-15 | 0 | 0 | 0 | 0 | 0 | 0 | 0.90069 | 0 | 0.90069 | 0.90069 | 0 | 0.90069 | 0.043807 | 0 | 0 | 0.043807 | 0 | 0
Line7_8_9 | 0 | 0 | 0 | 0 | 0 | 0 | 0 | 0 | 0 | 0 | 0 | 0 | 2.9176e-09 | -3.6116e-15 | -2.2374e-15 | -2.9176e-09 | -1.1583e-17 | -4.1496e-16 | -6.7968e-08 | -7.1904e-15 | -4.3369e-15 | 4.592e-12 | 6.8291e-16 | -2.388e-16 | 0 | 0 | 0 | 0 | 0 | 0 | 0.90069 | 0 | 0.90069 | 0.90069 | 0 | 0.90069 | 0.043807 | 0 | 0 | 0.043806 | 0 | 0
Line8_8_10 | 0 | 0 | 0 | 0 | 0 | 0 | 0 | 0 | 0 | 0 | 0 | 0 | 2.9176e-09 | -3.6116e-15 | -2.2374e-15 | -2.9176e-09 | -1.1582e-17 | -4.1496e-16 | -6.7968e-08 | -7.1904e-15 | -4.3369e-15 | 4.592e-12 | 6.8291e-16 | -2.388e-16 | 0 | 0 | 0 | 0 | 0 | 0 | 0.90069 | 0 | 0.90069 | 0.90069 | 0 | 0.90069 | 0.043807 | 0 | 0 | 0.043806 | 0 | 0
Line9_3_11 | 1.3218e-06 | 1.4227e-06 | 1.2208e-06 | 1.1334e-06 | 1.2342e-06 | 1.0324e-06 | 3.0525e-07 | 3.2856e-07 | 2.8193e-07 | 2.6174e-07 | 2.8504e-07 | 2.3842e-07 | 2.0423e-08 | -1.1715e-14 | -7.3654e-15 | -2.0423e-08 | 1.875e-14 | 1.1425e-14 | -4.7577e-07 | -2.3434e-14 | -1.4409e-14 | 4.0781e-07 | 3.8089e-14 | 2.2823e-14 | 87.5858 | 87.6902 | 87.3079 | -92.8232 | -92.6694 | -93.1919 | 0.90069 | 0 | 0.90069 | 0.90069 | 0 | 0.90069 | 0.043808 | 0 | 0 | 0.043807 | 0 | 0

## LLG_max_10
name | pf_ikss_a_from_ka | pf_ikss_b_from_ka | pf_ikss_c_from_ka | pf_ikss_a_to_ka | pf_ikss_b_to_ka | pf_ikss_c_to_ka | pf_skss_a_from_mw | pf_skss_b_from_mw | pf_skss_c_from_mw | pf_skss_a_to_mw | pf_skss_b_to_mw | pf_skss_c_to_mw | pf_p_a_from_mw | pf_p_b_from_mw | pf_p_c_from_mw | pf_p_a_to_mw | pf_p_b_to_mw | pf_p_c_to_mw | pf_q_a_from_mvar | pf_q_b_from_mvar | pf_q_c_from_mvar | pf_q_a_to_mvar | pf_q_b_to_mvar | pf_q_c_to_mvar | pf_ikss_a_from_degree | pf_ikss_b_from_degree | pf_ikss_c_from_degree | pf_ikss_a_to_degree | pf_ikss_b_to_degree | pf_ikss_c_to_degree | pf_vm_a_from_pu | pf_vm_b_from_pu | pf_vm_c_from_pu | pf_vm_a_to_pu | pf_vm_b_to_pu | pf_vm_c_to_pu | pf_va_a_from_degree | pf_va_b_from_degree | pf_va_c_from_degree | pf_va_a_to_degree | pf_va_b_to_degree | pf_va_c_to_degree
Line0_1_2 | 1.1864e-06 | 1.277e-06 | 1.0957e-06 | 0 | 1.0797e-06 | 0 | 2.7398e-07 | 2.9491e-07 | 2.5304e-07 | 0 | 2.4934e-07 | 0 | 1.9178e-08 | 5.0217e-21 | -2.4906e-21 | -1.9178e-08 | 6.7571e-15 | 4.0715e-15 | -4.4717e-07 | -5.4652e-20 | 1.1104e-20 | 3.7265e-07 | 1.3747e-14 | 8.1433e-15 | 87.59 | 87.691 | 87.3086 | 0 | -92.7397 | 0 | 0.94316 | 0 | 0.94316 | 0.94316 | 0 | 0.94316 | 0.045751 | 0 | 0 | 0.04575 | 0 | 0
Line10_11_12 | 1.1864e-06 | 1.277e-06 | 1.0957e-06 | 0 | 1.0797e-06 | 0 | 2.7398e-07 | 2.9491e-07 | 2.5304e-07 | 0 | 2.4934e-07 | 0 | 1.9178e-08 | -2.0575e-14 | -1.2918e-14 | -1.9178e-08 | 2.389e-14 | 1.4446e-14 | -4.4717e-07 | -4.114e-14 | -2.525e-14 | 3.7265e-07 | 4.866e-14 | 2.8957e-14 | 87.59 | 87.691 | 87.3086 | 0 | -92.7397 | 0 | 0.94316 | 0 | 0.94316 | 0.94316 | 0 | 0.94316 | 0.045749 | 0 | 0 | 0.045748 | 0 | 0
Line11_12_13 | 0 | 1.0642e-06 | 0 | 0 | 0 | 0 | 0 | 2.4576e-07 | 0 | 0 | 0 | 0 | 1.5981e-08 | -2.3907e-14 | -1.4989e-14 | -1.5981e-08 | 2.3549e-14 | 1.4085e-14 | -3.7264e-07 | -4.7783e-14 | -2.9274e-14 | 2.9812e-07 | 4.8163e-14 | 2.8396e-14 | 0 | 87.691 | 0 | 0 | 0 | 0 | 0.94316 | 0 | 0.94316 | 0.94316 | 0 | 0.94316 | 0.045748 | 0 | 0 | 0.045747 | 0 | 0
Line12_13_15 | 0 | 0 | 0 | 0 | 0 | 0 | 0 | 0 | 0 | 0 | 0 | 0 | 9.5889e-09 | -1.7677e-14 | -1.1065e-14 | -9.5888e-09 | 1.3018e-14 | 7.4032e-15 | -2.2359e-07 | -3.5312e-14 | -2.1588e-14 | 1.4906e-07 | 2.7221e-14 | 1.5426e-14 | 0 | 0 | 0 | 0 | 0 | 0 | 0.94316 | 0 | 0.94316 | 0.94316 | 0 | 0.94316 | 0.045747 | 0 | 0 | 0.045747 | 0 | 0
Line13_13_14 | 0 | 0 | 0 | 0 | 0 | 0 | 0 | 0 | 0 | 0 | 0 | 0 | 3.1963e-09 | -5.8924e-15 | -3.6884e-15 | -3.1963e-09 | -2.0515e-17 | -6.807e-16 | -7.4529e-08 | -1.1771e-14 | -7.1961e-15 | 5.2608e-12 | 1.1052e-15 | -3.9462e-16 | 0 | 0 | 0 | 0 | 0 | 0 | 0.94316 | 0 | 0.94316 | 0.94316 | 0 | 0.94316 | 0.045747 | 0 | 0 | 0.045747 | 0 | 0
Line14_15_16 | 0 | 0 | 0 | 0 | 0 | 0 | 0 | 0 | 0 | 0 | 0 | 0 | 6.3926e-09 | -1.3041e-14 | -8.1402e-15 | -6.3926e-09 | 6.8837e-15 | 3.5201e-15 | -1.4906e-07 | -2.6027e-14 | -1.5854e-14 | 7.4534e-08 | 1.5034e-14 | 7.9026e-15 | 0 | 0 | 0 | 0 | 0 | 0 | 0.94316 | 0 | 0.94316 | 0.94316 | 0 | 0.94316 | 0.045747 | 0 | 0 | 0.045746 | 0 | 0
Line15_16_17 | 0 | 0 | 0 | 0 | 0 | 0 | 0 | 0 | 0 | 0 | 0 | 0 | 3.1963e-09 | -6.9069e-15 | -4.2974e-15 | -3.1963e-09 | -2.3056e-17 | -7.8948e-16 | -7.4529e-08 | -1.377e-14 | -8.3529e-15 | 5.2611e-12 | 1.2892e-15 | -4.5627e-16 | 0 | 0 | 0 | 0 | 0 | 0 | 0.94316 | 0 | 0.94316 | 0.94316 | 0 | 0.94316 | 0.045746 | 0 | 0 | 0.045746 | 0 | 0
Line16_4_18 | 0 | 0 | 0 | 0 | 0 | 0 | 0 | 0 | 0 | 0 | 0 | 0 | 3.1963e-09 | -3.8653e-16 | -2.2732e-16 | -3.1963e-09 | -5.885e-19 | -5.2398e-17 | -7.4529e-08 | -7.5705e-16 | -4.2584e-16 | 5.2616e-12 | 9.4995e-17 | -2.8479e-17 | 0 | 0 | 0 | 0 | 0 | 0 | 0.94316 | 0 | 0.94316 | 0.94316 | 0 | 0.94316 | 0.045751 | 0 | 0 | 0.045751 | 0 | 0
Line17_5_19 | 0 | 0 | 0 | 0 | 0 | 0 | 0 | 0 | 0 | 0 | 0 | 0 | 3.1963e-09 | -3.8653e-16 | -2.2732e-16 | -3.1963e-09 | -5.885e-19 | -5.2398e-17 | -7.4529e-08 | -7.5705e-16 | -4.2584e-16 | 5.2616e-12 | 9.4995e-17 | -2.8479e-17 | 0 | 0 | 0 | 0 | 0 | 0 | 0.94316 | 0 | 0.94316 | 0.94316 | 0 | 0.94316 | 0.045751 | 0 | 0 | 0.045751 | 0 | 0
Line1_1_3 | 1.5819e-06 | 1.7027e-06 | 1.4609e-06 | 1.3845e-06 | 1.5053e-06 | 1.2636e-06 | 3.6531e-07 | 3.9321e-07 | 3.3738e-07 | 3.1974e-07 | 3.4764e-07 | 2.9182e-07 | 2.557e-08 | 6.6956e-21 | -3.3208e-21 | -2.557e-08 | 1.284e-14 | 7.8664e-15 | -5.9623e-07 | -7.2869e-20 | 1.4806e-20 | 5.2171e-07 | 2.6035e-14 | 1.5675e-14 | 87.59 | 87.691 | 87.3086 | -92.7602 | -92.6179 | -93.1191 | 0.94316 | 0 | 0.94316 | 0.94316 | 0 | 0.94316 | 0.045751 | 0 | 0 | 0.04575 | 0 | 0
Line2_1_4 | 0 | 0 | 0 | 0 | 0 | 0 | 0 | 0 | 0 | 0 | 0 | 0 | 6.3925e-09 | 1.6739e-21 | -8.3021e-22 | -6.3925e-09 | 3.8575e-16 | 1.8703e-16 | -1.4906e-07 | -1.8217e-20 | 3.7014e-21 | 7.4534e-08 | 8.268e-16 | 4.033e-16 | 0 | 0 | 0 | 0 | 0 | 0 | 0.94316 | 0 | 0.94316 | 0.94316 | 0 | 0.94316 | 0.045751 | 0 | 0 | 0.045751 | 0 | 0
Line3_1_5 | 0 | 0 | 0 | 0 | 0 | 0 | 0 | 0 | 0 | 0 | 0 | 0 | 6.3925e-09 | 1.6739e-21 | -8.3021e-22 | -6.3925e-09 | 3.8575e-16 | 1.8703e-16 | -1.4906e-07 | -1.8217e-20 | 3.7014e-21 | 7.4534e-08 | 8.268e-16 | 4.033e-16 | 0 | 0 | 0 | 0 | 0 | 0 | 0.94316 | 0 | 0.94316 | 0.94316 | 0 | 0.94316 | 0.045751 | 0 | 0 | 0.045751 | 0 | 0
Line4_2_6 | 0 | 1.0642e-06 | 0 | 0 | 0 | 0 | 0 | 2.4576e-07 | 0 | 0 | 0 | 0 | 1.5981e-08 | -6.7618e-15 | -4.2245e-15 | -1.5981e-08 | 9.8447e-15 | 5.8637e-15 | -3.7264e-07 | -1.3499e-14 | -8.2322e-15 | 2.9812e-07 | 2.0107e-14 | 1.179e-14 | 0 | 87.691 | 0 | 0 | 0 | 0 | 0.94316 | 0 | 0.94316 | 0.94316 | 0 | 0.94316 | 0.04575 | 0 | 0 | 0.045749 | 0 | 0
Line5_6_7 | 0 | 0 | 0 | 0 | 0 | 0 | 0 | 0 | 0 | 0 | 0 | 0 | 1.2785e-08 | -9.8531e-15 | -6.1417e-15 | -1.2785e-08 | 9.9871e-15 | 5.84e-15 | -2.9812e-07 | -1.9656e-14 | -1.1951e-14 | 2.2359e-07 | 2.0537e-14 | 1.1855e-14 | 0 | 0 | 0 | 0 | 0 | 0 | 0.94316 | 0 | 0.94316 | 0.94316 | 0 | 0.94316 | 0.045749 | 0 | 0 | 0.045749 | 0 | 0
Line6_7_8 | 0 | 0 | 0 | 0 | 0 | 0 | 0 | 0 | 0 | 0 | 0 | 0 | 9.5888e-09 | -9.9982e-15 | -6.2146e-15 | -9.5888e-09 | 7.9086e-15 | 4.4634e-15 | -2.2359e-07 | -1.9927e-14 | -1.2072e-14 | 1.4906e-07 | 1.6494e-14 | 9.2537e-15 | 0 | 0 | 0 | 0 | 0 | 0 | 0.94316 | 0 | 0.94316 | 0.94316 | 0 | 0.94316 | 0.045749 | 0 | 0 | 0.045748 | 0 | 0
Line7_8_9 | 0 | 0 | 0 | 0 | 0 | 0 | 0 | 0 | 0 | 0 | 0 | 0 | 3.1963e-09 | -3.9607e-15 | -2.4532e-15 | -3.1963e-09 | -1.2702e-17 | -4.5518e-16 | -7.4529e-08 | -7.8851e-15 | -4.7549e-15 | 5.261e-12 | 7.4922e-16 | -2.6193e-16 | 0 | 0 | 0 | 0 | 0 | 0 | 0.94316 | 0 | 0.94316 | 0.94316 | 0 | 0.94316 | 0.045748 | 0 | 0 | 0.045748 | 0 | 0
Line8_8_10 | 0 | 0 | 0 | 0 | 0 | 0 | 0 | 0 | 0 | 0 | 0 | 0 | 3.1963e-09 | -3.9607e-15 | -2.4532e-15 | -3.1963e-09 | -1.2702e-17 | -4.5518e-16 | -7.4529e-08 | -7.8851e-15 | -4.7549e-15 | 5.2617e-12 | 7.4922e-16 | -2.6193e-16 | 0 | 0 | 0 | 0 | 0 | 0 | 0.94316 | 0 | 0.94316 | 0.94316 | 0 | 0.94316 | 0.045748 | 0 | 0 | 0.045748 | 0 | 0
Line9_3_11 | 1.3841e-06 | 1.4898e-06 | 1.2783e-06 | 1.1868e-06 | 1.2925e-06 | 1.081e-06 | 3.1965e-07 | 3.4406e-07 | 2.9521e-07 | 2.7408e-07 | 2.9849e-07 | 2.4965e-07 | 2.2374e-08 | -1.2847e-14 | -8.0759e-15 | -2.2374e-08 | 2.0562e-14 | 1.2527e-14 | -5.217e-07 | -2.5699e-14 | -1.5797e-14 | 4.4718e-07 | 4.1769e-14 | 2.5022e-14 | 87.59 | 87.691 | 87.3086 | -92.8186 | -92.6688 | -93.1913 | 0.94316 | 0 | 0.94316 | 0.94316 | 0 | 0.94316 | 0.04575 | 0 | 0 | 0.045749 | 0 | 0

## LLG_max_fault_6
name | pf_ikss_a_from_ka | pf_ikss_b_from_ka | pf_ikss_c_from_ka | pf_ikss_a_to_ka | pf_ikss_b_to_ka | pf_ikss_c_to_ka | pf_skss_a_from_mw | pf_skss_b_from_mw | pf_skss_c_from_mw | pf_skss_a_to_mw | pf_skss_b_to_mw | pf_skss_c_to_mw | pf_p_a_from_mw | pf_p_b_from_mw | pf_p_c_from_mw | pf_p_a_to_mw | pf_p_b_to_mw | pf_p_c_to_mw | pf_q_a_from_mvar | pf_q_b_from_mvar | pf_q_c_from_mvar | pf_q_a_to_mvar | pf_q_b_to_mvar | pf_q_c_to_mvar | pf_ikss_a_from_degree | pf_ikss_b_from_degree | pf_ikss_c_from_degree | pf_ikss_a_to_degree | pf_ikss_b_to_degree | pf_ikss_c_to_degree | pf_vm_a_from_pu | pf_vm_b_from_pu | pf_vm_c_from_pu | pf_vm_a_to_pu | pf_vm_b_to_pu | pf_vm_c_to_pu | pf_va_a_from_degree | pf_va_b_from_degree | pf_va_c_from_degree | pf_va_a_to_degree | pf_va_b_to_degree | pf_va_c_to_degree
Line0_1_2 | 0 | 0 | 0 | 0 | 0 | 0 | 0 | 0 | 0 | 0 | 0 | 0 | -1.7931e-08 | -1.0809e-08 | 2.882e-08 | 1.4773e-08 | 9.2022e-09 | -2.4056e-08 | -2.4485e-08 | 2.5577e-08 | -5.5965e-09 | 2.054e-08 | -2.1253e-08 | 4.4505e-09 | 0 | 0 | 0 | 0 | 0 | 0 | 1.0494 | 1.0474 | 1.048 | 1.0494 | 1.0474 | 1.048 | 1.8518 | -119.09 | 117.0018 | 1.8518 | -119.09 | 117.0018
Line10_11_12 | 0 | 0 | 0 | 0 | 0 | 0 | 0 | 0 | 0 | 0 | 0 | 0 | -1.7931e-08 | -1.0809e-08 | 2.882e-08 | 1.4773e-08 | 9.2022e-09 | -2.4056e-08 | -2.4485e-08 | 2.5577e-08 | -5.5965e-09 | 2.054e-08 | -2.1253e-08 | 4.4505e-09 | 0 | 0 | 0 | 0 | 0 | 0 | 1.0494 | 1.0474 | 1.048 | 1.0494 | 1.0474 | 1.048 | 1.8518 | -119.09 | 117.0018 | 1.8518 | -119.09 | 117.0018
Line11_12_13 | 0 | 0 | 0 | 0 | 0 | 0 | 0 | 0 | 0 | 0 | 0 | 0 | -1.4942e-08 | -9.0073e-09 | 2.4017e-08 | 1.1785e-08 | 7.4007e-09 | -1.9253e-08 | -2.0404e-08 | 2.1314e-08 | -4.6637e-09 | 1.6459e-08 | -1.699e-08 | 3.5178e-09 | 0 | 0 | 0 | 0 | 0 | 0 | 1.0494 | 1.0474 | 1.048 | 1.0494 | 1.0474 | 1.048 | 1.8518 | -119.09 | 117.0018 | 1.8518 | -119.09 | 117.0018
Line12_13_15 | 0 | 0 | 0 | 0 | 0 | 0 | 0 | 0 | 0 | 0 | 0 | 0 | -8.9655e-09 | -5.4044e-09 | 1.441e-08 | 5.8078e-09 | 3.7978e-09 | -9.646e-09 | -1.2242e-08 | 1.2788e-08 | -2.7982e-09 | 8.2974e-09 | -8.4646e-09 | 1.6523e-09 | 0 | 0 | 0 | 0 | 0 | 0 | 1.0494 | 1.0474 | 1.048 | 1.0494 | 1.0474 | 1.048 | 1.8518 | -119.09 | 117.0018 | 1.8518 | -119.09 | 117.0018
Line13_13_14 | 0 | 0 | 0 | 0 | 0 | 0 | 0 | 0 | 0 | 0 | 0 | 0 | -2.9885e-09 | -1.8015e-09 | 4.8034e-09 | -1.6914e-10 | 1.9488e-10 | -3.918e-11 | -4.0808e-09 | 4.2628e-09 | -9.3274e-10 | 1.3582e-10 | 6.0934e-11 | -2.1318e-10 | 0 | 0 | 0 | 0 | 0 | 0 | 1.0494 | 1.0474 | 1.048 | 1.0494 | 1.0474 | 1.048 | 1.8518 | -119.09 | 117.0018 | 1.8518 | -119.09 | 117.0018
Line14_15_16 | 0 | 0 | 0 | 0 | 0 | 0 | 0 | 0 | 0 | 0 | 0 | 0 | -5.977e-09 | -3.6029e-09 | 9.6068e-09 | 2.8193e-09 | 1.9963e-09 | -4.8426e-09 | -8.1616e-09 | 8.5256e-09 | -1.8655e-09 | 4.2166e-09 | -4.2018e-09 | 7.1956e-10 | 0 | 0 | 0 | 0 | 0 | 0 | 1.0494 | 1.0474 | 1.048 | 1.0494 | 1.0474 | 1.048 | 1.8518 | -119.09 | 117.0018 | 1.8518 | -119.09 | 117.0018
Line15_16_17 | 0 | 0 | 0 | 0 | 0 | 0 | 0 | 0 | 0 | 0 | 0 | 0 | -2.9885e-09 | -1.8015e-09 | 4.8034e-09 | -1.6914e-10 | 1.9488e-10 | -3.918e-11 | -4.0808e-09 | 4.2628e-09 | -9.3274e-10 | 1.3582e-10 | 6.0934e-11 | -2.1318e-10 | 0 | 0 | 0 | 0 | 0 | 0 | 1.0494 | 1.0474 | 1.048 | 1.0494 | 1.0474 | 1.048 | 1.8518 | -119.09 | 117.0018 | 1.8518 | -119.09 | 117.0018
Line16_4_18 | 0 | 0 | 0 | 0 | 0 | 0 | 0 | 0 | 0 | 0 | 0 | 0 | -2.9885e-09 | -1.8015e-09 | 4.8034e-09 | -1.6914e-10 | 1.9488e-10 | -3.918e-11 | -4.0808e-09 | 4.2628e-09 | -9.3274e-10 | 1.3582e-10 | 6.0934e-11 | -2.1318e-10 | 0 | 0 | 0 | 0 | 0 | 0 | 1.0494 | 1.0474 | 1.048 | 1.0494 | 1.0474 | 1.048 | 1.8518 | -119.09 | 117.0018 | 1.8518 | -119.09 | 117.0018
Line17_5_19 | 0 | 0 | 0 | 0 | 0 | 0 | 0 | 0 | 0 | 0 | 0 | 0 | -2.9885e-09 | -1.8015e-09 | 4.8034e-09 | -1.6914e-10 | 1.9488e-10 | -3.918e-11 | -4.0808e-09 | 4.2628e-09 | -9.3274e-10 | 1.3582e-10 | 6.0934e-11 | -2.1318e-10 | 0 | 0 | 0 | 0 | 0 | 0 | 1.0494 | 1.0474 | 1.048 | 1.0494 | 1.0474 | 1.048 | 1.8518 | -119.09 | 117.0018 | 1.8518 | -119.09 | 117.0018
Line1_1_3 | 0 | 0 | 0 | 0 | 0 | 0 | 0 | 0 | 0 | 0 | 0 | 0 | -2.3908e-08 | -1.4412e-08 | 3.8427e-08 | 2.075e-08 | 1.2805e-08 | -3.3663e-08 | -3.2646e-08 | 3.4102e-08 | -7.462e-09 | 2.8701e-08 | -2.9779e-08 | 6.316e-09 | 0 | 0 | 0 | 0 | 0 | 0 | 1.0494 | 1.0474 | 1.048 | 1.0494 | 1.0474 | 1.048 | 1.8518 | -119.09 | 117.0018 | 1.8518 | -119.09 | 117.0018
Line2_1_4 | 0 | 0 | 0 | 0 | 0 | 0 | 0 | 0 | 0 | 0 | 0 | 0 | -5.977e-09 | -3.6029e-09 | 9.6068e-09 | 2.8193e-09 | 1.9963e-09 | -4.8426e-09 | -8.1616e-09 | 8.5256e-09 | -1.8655e-09 | 4.2166e-09 | -4.2018e-09 | 7.1956e-10 | 0 | 0 | 0 | 0 | 0 | 0 | 1.0494 | 1.0474 | 1.048 | 1.0494 | 1.0474 | 1.048 | 1.8518 | -119.09 | 117.0018 | 1.8518 | -119.09 | 117.0018
Line3_1_5 | 0 | 0 | 0 | 0 | 0 | 0 | 0 | 0 | 0 | 0 | 0 | 0 | -5.977e-09 | -3.6029e-09 | 9.6068e-09 | 2.8193e-09 | 1.9963e-09 | -4.8426e-09 | -8.1616e-09 | 8.5256e-09 | -1.8655e-09 | 4.2166e-09 | -4.2018e-09 | 7.1956e-10 | 0 | 0 | 0 | 0 | 0 | 0 | 1.0494 | 1.0474 | 1.048 | 1.0494 | 1.0474 | 1.048 | 1.8518 | -119.09 | 117.0018 | 1.8518 | -119.09 | 117.0018
Line4_2_6 | 0 | 0 | 0 | 0 | 0 | 0 | 0 | 0 | 0 | 0 | 0 | 0 | -1.4942e-08 | -9.0073e-09 | 2.4017e-08 | 1.1785e-08 | 7.4007e-09 | -1.9253e-08 | -2.0404e-08 | 2.1314e-08 | -4.6637e-09 | 1.6459e-08 | -1.699e-08 | 3.5178e-09 | 0 | 0 | 0 | 0 | 0 | 0 | 1.0494 | 1.0474 | 1.048 | 1.0494 | 1.0474 | 1.048 | 1.8518 | -119.09 | 117.0018 | 1.8518 | -119.09 | 117.0018
Line5_6_7 | 0 | 0 | 0 | 0 | 0 | 0 | 0 | 0 | 0 | 0 | 0 | 0 | -1.1954e-08 | -7.2059e-09 | 1.9214e-08 | 8.7963e-09 | 5.5993e-09 | -1.4449e-08 | -1.6323e-08 | 1.7051e-08 | -3.731e-09 | 1.2378e-08 | -1.2727e-08 | 2.5851e-09 | 0 | 0 | 0 | 0 | 0 | 0 | 1.0494 | 1.0474 | 1.048 | 1.0494 | 1.0474 | 1.048 | 1.8518 | -119.09 | 117.0018 | 1.8518 | -119.09 | 117.0018
Line6_7_8 | 0 | 0 | 0 | 0 | 0 | 0 | 0 | 0 | 0 | 0 | 0 | 0 | -8.9655e-09 | -5.4044e-09 | 1.441e-08 | 5.8078e-09 | 3.7978e-09 | -9.646e-09 | -1.2242e-08 | 1.2788e-08 | -2.7982e-09 | 8.2974e-09 | -8.4646e-09 | 1.6523e-09 | 0 | 0 | 0 | 0 | 0 | 0 | 1.0494 | 1.0474 | 1.048 | 1.0494 | 1.0474 | 1.048 | 1.8518 | -119.09 | 117.0018 | 1.8518 | -119.09 | 117.0018
Line7_8_9 | 0 | 0 | 0 | 0 | 0 | 0 | 0 | 0 | 0 | 0 | 0 | 0 | -2.9885e-09 | -1.8015e-09 | 4.8034e-09 | -1.6914e-10 | 1.9488e-10 | -3.918e-11 | -4.0808e-09 | 4.2628e-09 | -9.3274e-10 | 1.3582e-10 | 6.0934e-11 | -2.1318e-10 | 0 | 0 | 0 | 0 | 0 | 0 | 1.0494 | 1.0474 | 1.048 | 1.0494 | 1.0474 | 1.048 | 1.8518 | -119.09 | 117.0018 | 1.8518 | -119.09 | 117.0018
Line8_8_10 | 0 | 0 | 0 | 0 | 0 | 0 | 0 | 0 | 0 | 0 | 0 | 0 | -2.9885e-09 | -1.8015e-09 | 4.8034e-09 | -1.6914e-10 | 1.9488e-10 | -3.918e-11 | -4.0808e-09 | 4.2628e-09 | -9.3274e-10 | 1.3582e-10 | 6.0934e-11 | -2.1318e-10 | 0 | 0 | 0 | 0 | 0 | 0 | 1.0494 | 1.0474 | 1.048 | 1.0494 | 1.0474 | 1.048 | 1.8518 | -119.09 | 117.0018 | 1.8518 | -119.09 | 117.0018
Line9_3_11 | 0 | 0 | 0 | 0 | 0 | 0 | 0 | 0 | 0 | 0 | 0 | 0 | -2.0919e-08 | -1.261e-08 | 3.3624e-08 | 1.7762e-08 | 1.1004e-08 | -2.886e-08 | -2.8566e-08 | 2.9839e-08 | -6.5292e-09 | 2.4621e-08 | -2.5516e-08 | 5.3833e-09 | 0 | 0 | 0 | 0 | 0 | 0 | 1.0494 | 1.0474 | 1.048 | 1.0494 | 1.0474 | 1.048 | 1.8518 | -119.09 | 117.0018 | 1.8518 | -119.09 | 117.0018

## LLG_max_fault_10
name | pf_ikss_a_from_ka | pf_ikss_b_from_ka | pf_ikss_c_from_ka | pf_ikss_a_to_ka | pf_ikss_b_to_ka | pf_ikss_c_to_ka | pf_skss_a_from_mw | pf_skss_b_from_mw | pf_skss_c_from_mw | pf_skss_a_to_mw | pf_skss_b_to_mw | pf_skss_c_to_mw | pf_p_a_from_mw | pf_p_b_from_mw | pf_p_c_from_mw | pf_p_a_to_mw | pf_p_b_to_mw | pf_p_c_to_mw | pf_q_a_from_mvar | pf_q_b_from_mvar | pf_q_c_from_mvar | pf_q_a_to_mvar | pf_q_b_to_mvar | pf_q_c_to_mvar | pf_ikss_a_from_degree | pf_ikss_b_from_degree | pf_ikss_c_from_degree | pf_ikss_a_to_degree | pf_ikss_b_to_degree | pf_ikss_c_to_degree | pf_vm_a_from_pu | pf_vm_b_from_pu | pf_vm_c_from_pu | pf_vm_a_to_pu | pf_vm_b_to_pu | pf_vm_c_to_pu | pf_va_a_from_degree | pf_va_b_from_degree | pf_va_c_from_degree | pf_va_a_to_degree | pf_va_b_to_degree | pf_va_c_to_degree
Line0_1_2 | 0 | 0 | 0 | 0 | 0 | 0 | 0 | 0 | 0 | 0 | 0 | 0 | -1.9682e-08 | -1.187e-08 | 3.1635e-08 | 1.6216e-08 | 1.0106e-08 | -2.6405e-08 | -2.6884e-08 | 2.808e-08 | -6.1382e-09 | 2.2552e-08 | -2.3333e-08 | 4.8809e-09 | 0 | 0 | 0 | 0 | 0 | 0 | 1.0993 | 1.0971 | 1.0978 | 1.0993 | 1.0971 | 1.0978 | 1.8505 | -119.096 | 116.9977 | 1.8505 | -119.096 | 116.9977
Line10_11_12 | 0 | 0 | 0 | 0 | 0 | 0 | 0 | 0 | 0 | 0 | 0 | 0 | -1.9682e-08 | -1.187e-08 | 3.1635e-08 | 1.6216e-08 | 1.0106e-08 | -2.6405e-08 | -2.6884e-08 | 2.808e-08 | -6.1382e-09 | 2.2552e-08 | -2.3333e-08 | 4.8809e-09 | 0 | 0 | 0 | 0 | 0 | 0 | 1.0993 | 1.0971 | 1.0978 | 1.0993 | 1.0971 | 1.0978 | 1.8505 | -119.096 | 116.9976 | 1.8505 | -119.096 | 116.9976
Line11_12_13 | 0 | 0 | 0 | 0 | 0 | 0 | 0 | 0 | 0 | 0 | 0 | 0 | -1.6402e-08 | -9.8917e-09 | 2.6362e-08 | 1.2936e-08 | 8.1276e-09 | -2.1132e-08 | -2.2403e-08 | 2.34e-08 | -5.1151e-09 | 1.8071e-08 | -1.8653e-08 | 3.8578e-09 | 0 | 0 | 0 | 0 | 0 | 0 | 1.0993 | 1.0971 | 1.0978 | 1.0993 | 1.0971 | 1.0978 | 1.8505 | -119.096 | 116.9976 | 1.8505 | -119.096 | 116.9976
Line12_13_15 | 0 | 0 | 0 | 0 | 0 | 0 | 0 | 0 | 0 | 0 | 0 | 0 | -9.8411e-09 | -5.935e-09 | 1.5817e-08 | 6.3752e-09 | 4.1709e-09 | -1.0587e-08 | -1.3442e-08 | 1.404e-08 | -3.0691e-09 | 9.1102e-09 | -9.2934e-09 | 1.8118e-09 | 0 | 0 | 0 | 0 | 0 | 0 | 1.0993 | 1.0971 | 1.0978 | 1.0993 | 1.0971 | 1.0978 | 1.8505 | -119.096 | 116.9976 | 1.8505 | -119.096 | 116.9976
Line13_13_14 | 0 | 0 | 0 | 0 | 0 | 0 | 0 | 0 | 0 | 0 | 0 | 0 | -3.2804e-09 | -1.9783e-09 | 5.2724e-09 | -1.8554e-10 | 2.1422e-10 | -4.2418e-11 | -4.4806e-09 | 4.6799e-09 | -1.023e-09 | 1.4896e-10 | 6.643e-11 | -2.3426e-10 | 0 | 0 | 0 | 0 | 0 | 0 | 1.0993 | 1.0971 | 1.0978 | 1.0993 | 1.0971 | 1.0978 | 1.8505 | -119.096 | 116.9976 | 1.8505 | -119.096 | 116.9976
Line14_15_16 | 0 | 0 | 0 | 0 | 0 | 0 | 0 | 0 | 0 | 0 | 0 | 0 | -6.5607e-09 | -3.9567e-09 | 1.0545e-08 | 3.0948e-09 | 2.1926e-09 | -5.3149e-09 | -8.9612e-09 | 9.3599e-09 | -2.0461e-09 | 4.6296e-09 | -4.6135e-09 | 7.8876e-10 | 0 | 0 | 0 | 0 | 0 | 0 | 1.0993 | 1.0971 | 1.0978 | 1.0993 | 1.0971 | 1.0978 | 1.8505 | -119.096 | 116.9976 | 1.8505 | -119.096 | 116.9976
Line15_16_17 | 0 | 0 | 0 | 0 | 0 | 0 | 0 | 0 | 0 | 0 | 0 | 0 | -3.2804e-09 | -1.9783e-09 | 5.2724e-09 | -1.8554e-10 | 2.1422e-10 | -4.2418e-11 | -4.4806e-09 | 4.6799e-09 | -1.023e-09 | 1.4896e-10 | 6.643e-11 | -2.3426e-10 | 0 | 0 | 0 | 0 | 0 | 0 | 1.0993 | 1.0971 | 1.0978 | 1.0993 | 1.0971 | 1.0978 | 1.8505 | -119.096 | 116.9976 | 1.8505 | -119.096 | 116.9976
Line16_4_18 | 0 | 0 | 0 | 0 | 0 | 0 | 0 | 0 | 0 | 0 | 0 | 0 | -3.2804e-09 | -1.9783e-09 | 5.2724e-09 | -1.8554e-10 | 2.1422e-10 | -4.2418e-11 | -4.4806e-09 | 4.6799e-09 | -1.023e-09 | 1.4896e-10 | 6.643e-11 | -2.3426e-10 | 0 | 0 | 0 | 0 | 0 | 0 | 1.0993 | 1.0971 | 1.0978 | 1.0993 | 1.0971 | 1.0978 | 1.8505 | -119.096 | 116.9977 | 1.8505 | -119.096 | 116.9977
Line17_5_19 | 0 | 0 | 0 | 0 | 0 | 0 | 0 | 0 | 0 | 0 | 0 | 0 | -3.2804e-09 | -1.9783e-09 | 5.2724e-09 | -1.8554e-10 | 2.1422e-10 | -4.2418e-11 | -4.4806e-09 | 4.6799e-09 | -1.023e-09 | 1.4896e-10 | 6.643e-11 | -2.3426e-10 | 0 | 0 | 0 | 0 | 0 | 0 | 1.0993 | 1.0971 | 1.0978 | 1.0993 | 1.0971 | 1.0978 | 1.8505 | -119.096 | 116.9977 | 1.8505 | -119.096 | 116.9977
Line1_1_3 | 0 | 0 | 0 | 0 | 0 | 0 | 0 | 0 | 0 | 0 | 0 | 0 | -2.6243e-08 | -1.5827e-08 | 4.218e-08 | 2.2777e-08 | 1.4063e-08 | -3.695e-08 | -3.5845e-08 | 3.744e-08 | -8.1842e-09 | 3.1513e-08 | -3.2693e-08 | 6.9269e-09 | 0 | 0 | 0 | 0 | 0 | 0 | 1.0993 | 1.0971 | 1.0978 | 1.0993 | 1.0971 | 1.0978 | 1.8505 | -119.096 | 116.9977 | 1.8505 | -119.096 | 116.9977
Line2_1_4 | 0 | 0 | 0 | 0 | 0 | 0 | 0 | 0 | 0 | 0 | 0 | 0 | -6.5607e-09 | -3.9567e-09 | 1.0545e-08 | 3.0948e-09 | 2.1926e-09 | -5.3149e-09 | -8.9612e-09 | 9.3599e-09 | -2.0461e-09 | 4.6296e-09 | -4.6135e-09 | 7.8876e-10 | 0 | 0 | 0 | 0 | 0 | 0 | 1.0993 | 1.0971 | 1.0978 | 1.0993 | 1.0971 | 1.0978 | 1.8505 | -119.096 | 116.9977 | 1.8505 | -119.096 | 116.9977
Line3_1_5 | 0 | 0 | 0 | 0 | 0 | 0 | 0 | 0 | 0 | 0 | 0 | 0 | -6.5607e-09 | -3.9567e-09 | 1.0545e-08 | 3.0948e-09 | 2.1926e-09 | -5.3149e-09 | -8.9612e-09 | 9.3599e-09 | -2.0461e-09 | 4.6296e-09 | -4.6135e-09 | 7.8876e-10 | 0 | 0 | 0 | 0 | 0 | 0 | 1.0993 | 1.0971 | 1.0978 | 1.0993 | 1.0971 | 1.0978 | 1.8505 | -119.096 | 116.9977 | 1.8505 | -119.096 | 116.9977
Line4_2_6 | 0 | 0 | 0 | 0 | 0 | 0 | 0 | 0 | 0 | 0 | 0 | 0 | -1.6402e-08 | -9.8917e-09 | 2.6362e-08 | 1.2936e-08 | 8.1276e-09 | -2.1132e-08 | -2.2403e-08 | 2.34e-08 | -5.1151e-09 | 1.8071e-08 | -1.8653e-08 | 3.8578e-09 | 0 | 0 | 0 | 0 | 0 | 0 | 1.0993 | 1.0971 | 1.0978 | 1.0993 | 1.0971 | 1.0978 | 1.8505 | -119.096 | 116.9977 | 1.8505 | -119.096 | 116.9977
Line5_6_7 | 0 | 0 | 0 | 0 | 0 | 0 | 0 | 0 | 0 | 0 | 0 | 0 | -1.3121e-08 | -7.9134e-09 | 2.109e-08 | 9.6555e-09 | 6.1492e-09 | -1.586e-08 | -1.7922e-08 | 1.872e-08 | -4.0921e-09 | 1.3591e-08 | -1.3973e-08 | 2.8348e-09 | 0 | 0 | 0 | 0 | 0 | 0 | 1.0993 | 1.0971 | 1.0978 | 1.0993 | 1.0971 | 1.0978 | 1.8505 | -119.096 | 116.9977 | 1.8505 | -119.096 | 116.9976
Line6_7_8 | 0 | 0 | 0 | 0 | 0 | 0 | 0 | 0 | 0 | 0 | 0 | 0 | -9.8411e-09 | -5.935e-09 | 1.5817e-08 | 6.3752e-09 | 4.1709e-09 | -1.0587e-08 | -1.3442e-08 | 1.404e-08 | -3.0691e-09 | 9.1102e-09 | -9.2934e-09 | 1.8118e-09 | 0 | 0 | 0 | 0 | 0 | 0 | 1.0993 | 1.0971 | 1.0978 | 1.0993 | 1.0971 | 1.0978 | 1.8505 | -119.096 | 116.9976 | 1.8505 | -119.096 | 116.9976
Line7_8_9 | 0 | 0 | 0 | 0 | 0 | 0 | 0 | 0 | 0 | 0 | 0 | 0 | -3.2804e-09 | -1.9783e-09 | 5.2724e-09 | -1.8554e-10 | 2.1422e-10 | -4.2418e-11 | -4.4806e-09 | 4.6799e-09 | -1.023e-09 | 1.4896e-10 | 6.643e-11 | -2.3426e-10 | 0 | 0 | 0 | 0 | 0 | 0 | 1.0993 | 1.0971 | 1.0978 | 1.0993 | 1.0971 | 1.0978 | 1.8505 | -119.096 | 116.9976 | 1.8505 | -119.096 | 116.9976
Line8_8_10 | 0 | 0 | 0 | 0 | 0 | 0 | 0 | 0 | 0 | 0 | 0 | 0 | -3.2804e-09 | -1.9783e-09 | 5.2724e-09 | -1.8554e-10 | 2.1422e-10 | -4.2418e-11 | -4.4806e-09 | 4.6799e-09 | -1.023e-09 | 1.4896e-10 | 6.643e-11 | -2.3426e-10 | 0 | 0 | 0 | 0 | 0 | 0 | 1.0993 | 1.0971 | 1.0978 | 1.0993 | 1.0971 | 1.0978 | 1.8505 | -119.096 | 116.9976 | 1.8505 | -119.096 | 116.9976
Line9_3_11 | 0 | 0 | 0 | 0 | 0 | 0 | 0 | 0 | 0 | 0 | 0 | 0 | -2.2963e-08 | -1.3848e-08 | 3.6907e-08 | 1.9497e-08 | 1.2084e-08 | -3.1677e-08 | -3.1364e-08 | 3.276e-08 | -7.1612e-09 | 2.7033e-08 | -2.8013e-08 | 5.9039e-09 | 0 | 0 | 0 | 0 | 0 | 0 | 1.0993 | 1.0971 | 1.0978 | 1.0993 | 1.0971 | 1.0978 | 1.8505 | -119.096 | 116.9977 | 1.8505 | -119.096 | 116.9976

## LLG_min_6
name | pf_ikss_a_from_ka | pf_ikss_b_from_ka | pf_ikss_c_from_ka | pf_ikss_a_to_ka | pf_ikss_b_to_ka | pf_ikss_c_to_ka | pf_skss_a_from_mw | pf_skss_b_from_mw | pf_skss_c_from_mw | pf_skss_a_to_mw | pf_skss_b_to_mw | pf_skss_c_to_mw | pf_p_a_from_mw | pf_p_b_from_mw | pf_p_c_from_mw | pf_p_a_to_mw | pf_p_b_to_mw | pf_p_c_to_mw | pf_q_a_from_mvar | pf_q_b_from_mvar | pf_q_c_from_mvar | pf_q_a_to_mvar | pf_q_b_to_mvar | pf_q_c_to_mvar | pf_ikss_a_from_degree | pf_ikss_b_from_degree | pf_ikss_c_from_degree | pf_ikss_a_to_degree | pf_ikss_b_to_degree | pf_ikss_c_to_degree | pf_vm_a_from_pu | pf_vm_b_from_pu | pf_vm_c_from_pu | pf_vm_a_to_pu | pf_vm_b_to_pu | pf_vm_c_to_pu | pf_va_a_from_degree | pf_va_b_from_degree | pf_va_c_from_degree | pf_va_a_to_degree | pf_va_b_to_degree | pf_va_c_to_degree
Line0_1_2 | 1.0247e-06 | 1.1029e-06 | 0 | 0 | 0 | 0 | 2.3664e-07 | 2.5471e-07 | 0 | 0 | 0 | 0 | 1.4308e-08 | -6.3388e-21 | -3.856e-21 | -1.4308e-08 | 9.7418e-15 | 5.8317e-15 | -3.3358e-07 | -2.8798e-20 | -1.3565e-20 | 2.7799e-07 | 1.0287e-14 | 6.075e-15 | 87.5893 | 87.6909 | 0 | 0 | 0 | 0 | 0.81461 | 0 | 0.81461 | 0.81461 | 0 | 0.81461 | 0.045432 | 0 | 0 | 0.045431 | 0 | 0
Line10_11_12 | 1.0247e-06 | 1.1029e-06 | 0 | 0 | 0 | 0 | 2.3664e-07 | 2.5471e-07 | 0 | 0 | 0 | 0 | 1.4308e-08 | -2.9466e-14 | -1.8342e-14 | -1.4308e-08 | 3.4458e-14 | 2.0709e-14 | -3.3358e-07 | -3.0688e-14 | -1.8756e-14 | 2.7799e-07 | 3.6419e-14 | 2.1611e-14 | 87.5893 | 87.6909 | 0 | 0 | 0 | 0 | 0.81461 | 0 | 0.81461 | 0.81461 | 0 | 0.81461 | 0.045428 | 0 | 0 | 0.045427 | 0 | 0
Line11_12_13 | 0 | 0 | 0 | 0 | 0 | 0 | 0 | 0 | 0 | 0 | 0 | 0 | 1.1924e-08 | -3.4233e-14 | -2.1276e-14 | -1.1924e-08 | 3.402e-14 | 2.0236e-14 | -2.7799e-07 | -3.564e-14 | -2.1742e-14 | 2.2239e-07 | 3.6074e-14 | 2.1214e-14 | 0 | 0 | 0 | 0 | 0 | 0 | 0.81461 | 0 | 0.81461 | 0.81461 | 0 | 0.81461 | 0.045427 | 0 | 0 | 0.045425 | 0 | 0
Line12_13_15 | 0 | 0 | 0 | 0 | 0 | 0 | 0 | 0 | 0 | 0 | 0 | 0 | 7.1542e-09 | -2.5307e-14 | -1.57e-14 | -7.1542e-09 | 1.8971e-14 | 1.0774e-14 | -1.6679e-07 | -2.6336e-14 | -1.603e-14 | 1.112e-07 | 2.0469e-14 | 1.1593e-14 | 0 | 0 | 0 | 0 | 0 | 0 | 0.81461 | 0 | 0.81461 | 0.81461 | 0 | 0.81461 | 0.045425 | 0 | 0 | 0.045424 | 0 | 0
Line13_13_14 | 0 | 0 | 0 | 0 | 0 | 0 | 0 | 0 | 0 | 0 | 0 | 0 | 2.3847e-09 | -8.4355e-15 | -5.2333e-15 | -2.3847e-09 | 2.8526e-16 | -7.0951e-16 | -5.5597e-08 | -8.7787e-15 | -5.3435e-15 | 3.8965e-12 | 9.8171e-16 | -1.6167e-16 | 0 | 0 | 0 | 0 | 0 | 0 | 0.81461 | 0 | 0.81461 | 0.81461 | 0 | 0.81461 | 0.045425 | 0 | 0 | 0.045425 | 0 | 0
Line14_15_16 | 0 | 0 | 0 | 0 | 0 | 0 | 0 | 0 | 0 | 0 | 0 | 0 | 4.7695e-09 | -1.8663e-14 | -1.1542e-14 | -4.7695e-09 | 1.0207e-14 | 5.2786e-15 | -1.1119e-07 | -1.9408e-14 | -1.1769e-14 | 5.5601e-08 | 1.1389e-14 | 6.0137e-15 | 0 | 0 | 0 | 0 | 0 | 0 | 0.81461 | 0 | 0.81461 | 0.81461 | 0 | 0.81461 | 0.045424 | 0 | 0 | 0.045424 | 0 | 0
Line15_16_17 | 0 | 0 | 0 | 0 | 0 | 0 | 0 | 0 | 0 | 0 | 0 | 0 | 2.3847e-09 | -9.8806e-15 | -6.0888e-15 | -2.3847e-09 | 3.3352e-16 | -8.225e-16 | -5.5597e-08 | -1.0266e-14 | -6.198e-15 | 3.8966e-12 | 1.1449e-15 | -1.8626e-16 | 0 | 0 | 0 | 0 | 0 | 0 | 0.81461 | 0 | 0.81461 | 0.81461 | 0 | 0.81461 | 0.045424 | 0 | 0 | 0.045424 | 0 | 0
Line16_4_18 | 0 | 0 | 0 | 0 | 0 | 0 | 0 | 0 | 0 | 0 | 0 | 0 | 2.3847e-09 | -5.4922e-16 | -3.1769e-16 | -2.3847e-09 | 2.5556e-17 | -5.4096e-17 | -5.5597e-08 | -5.6253e-16 | -3.1372e-16 | 3.8971e-12 | 8.4057e-17 | -1.077e-17 | 0 | 0 | 0 | 0 | 0 | 0 | 0.81461 | 0 | 0.81461 | 0.81461 | 0 | 0.81461 | 0.045432 | 0 | 0 | 0.045432 | 0 | 0
Line17_5_19 | 0 | 0 | 0 | 0 | 0 | 0 | 0 | 0 | 0 | 0 | 0 | 0 | 2.3847e-09 | -5.4922e-16 | -3.1769e-16 | -2.3847e-09 | 2.5556e-17 | -5.4096e-17 | -5.5597e-08 | -5.6253e-16 | -3.1372e-16 | 3.8971e-12 | 8.4057e-17 | -1.077e-17 | 0 | 0 | 0 | 0 | 0 | 0 | 0.81461 | 0 | 0.81461 | 0.81461 | 0 | 0.81461 | 0.045432 | 0 | 0 | 0.045432 | 0 | 0
Line1_1_3 | 1.3662e-06 | 1.4706e-06 | 1.2618e-06 | 1.1958e-06 | 1.3001e-06 | 1.0914e-06 | 3.1552e-07 | 3.3962e-07 | 2.914e-07 | 2.7616e-07 | 3.0026e-07 | 2.5205e-07 | 1.9078e-08 | -8.4517e-21 | -5.1414e-21 | -1.9078e-08 | 1.8488e-14 | 1.1251e-14 | -4.4478e-07 | -3.8397e-20 | -1.8087e-20 | 3.8918e-07 | 1.947e-14 | 1.1686e-14 | 87.5893 | 87.6909 | 87.3085 | -92.761 | -92.618 | -93.1192 | 0.81461 | 0 | 0.81461 | 0.81461 | 0 | 0.81461 | 0.045432 | 0 | 0 | 0.04543 | 0 | 0
Line2_1_4 | 0 | 0 | 0 | 0 | 0 | 0 | 0 | 0 | 0 | 0 | 0 | 0 | 4.7695e-09 | -2.1129e-21 | -1.2853e-21 | -4.7695e-09 | 5.6767e-16 | 2.7592e-16 | -1.1119e-07 | -9.5994e-21 | -4.5218e-21 | 5.5601e-08 | 6.2435e-16 | 3.0488e-16 | 0 | 0 | 0 | 0 | 0 | 0 | 0.81461 | 0 | 0.81461 | 0.81461 | 0 | 0.81461 | 0.045432 | 0 | 0 | 0.045432 | 0 | 0
Line3_1_5 | 0 | 0 | 0 | 0 | 0 | 0 | 0 | 0 | 0 | 0 | 0 | 0 | 4.7695e-09 | -2.1129e-21 | -1.2853e-21 | -4.7695e-09 | 5.6767e-16 | 2.7592e-16 | -1.1119e-07 | -9.5994e-21 | -4.5218e-21 | 5.5601e-08 | 6.2435e-16 | 3.0488e-16 | 0 | 0 | 0 | 0 | 0 | 0 | 0.81461 | 0 | 0.81461 | 0.81461 | 0 | 0.81461 | 0.045432 | 0 | 0 | 0.045432 | 0 | 0
Line4_2_6 | 0 | 0 | 0 | 0 | 0 | 0 | 0 | 0 | 0 | 0 | 0 | 0 | 1.1924e-08 | -9.6779e-15 | -5.9913e-15 | -1.1924e-08 | 1.4215e-14 | 8.4158e-15 | -2.7799e-07 | -1.0067e-14 | -6.1115e-15 | 2.2239e-07 | 1.5056e-14 | 8.8037e-15 | 0 | 0 | 0 | 0 | 0 | 0 | 0.81461 | 0 | 0.81461 | 0.81461 | 0 | 0.81461 | 0.045431 | 0 | 0 | 0.045429 | 0 | 0
Line5_6_7 | 0 | 0 | 0 | 0 | 0 | 0 | 0 | 0 | 0 | 0 | 0 | 0 | 9.539e-09 | -1.4098e-14 | -8.7055e-15 | -9.5389e-09 | 1.4458e-14 | 8.4127e-15 | -2.2239e-07 | -1.4656e-14 | -8.8698e-15 | 1.668e-07 | 1.5397e-14 | 8.8676e-15 | 0 | 0 | 0 | 0 | 0 | 0 | 0.81461 | 0 | 0.81461 | 0.81461 | 0 | 0.81461 | 0.045429 | 0 | 0 | 0.045428 | 0 | 0
Line6_7_8 | 0 | 0 | 0 | 0 | 0 | 0 | 0 | 0 | 0 | 0 | 0 | 0 | 7.1542e-09 | -1.4301e-14 | -8.803e-15 | -7.1542e-09 | 1.1513e-14 | 6.4828e-15 | -1.6679e-07 | -1.4856e-14 | -8.9563e-15 | 1.112e-07 | 1.2397e-14 | 6.9482e-15 | 0 | 0 | 0 | 0 | 0 | 0 | 0.81461 | 0 | 0.81461 | 0.81461 | 0 | 0.81461 | 0.045428 | 0 | 0 | 0.045428 | 0 | 0
Line7_8_9 | 0 | 0 | 0 | 0 | 0 | 0 | 0 | 0 | 0 | 0 | 0 | 0 | 2.3847e-09 | -5.6628e-15 | -3.4722e-15 | -2.3847e-09 | 1.9444e-16 | -4.7391e-16 | -5.5597e-08 | -5.8771e-15 | -3.5263e-15 | 3.896e-12 | 6.6517e-16 | -1.0639e-16 | 0 | 0 | 0 | 0 | 0 | 0 | 0.81461 | 0 | 0.81461 | 0.81461 | 0 | 0.81461 | 0.045428 | 0 | 0 | 0.045427 | 0 | 0
Line8_8_10 | 0 | 0 | 0 | 0 | 0 | 0 | 0 | 0 | 0 | 0 | 0 | 0 | 2.3847e-09 | -5.6628e-15 | -3.4722e-15 | -2.3847e-09 | 1.9444e-16 | -4.7391e-16 | -5.5597e-08 | -5.8771e-15 | -3.5263e-15 | 3.8971e-12 | 6.6517e-16 | -1.0639e-16 | 0 | 0 | 0 | 0 | 0 | 0 | 0.81461 | 0 | 0.81461 | 0.81461 | 0 | 0.81461 | 0.045428 | 0 | 0 | 0.045427 | 0 | 0
Line9_3_11 | 1.1955e-06 | 1.2868e-06 | 1.1041e-06 | 1.025e-06 | 1.1163e-06 | 0 | 2.7608e-07 | 2.9717e-07 | 2.5497e-07 | 2.3672e-07 | 2.578e-07 | 0 | 1.6693e-08 | -1.8401e-14 | -1.147e-14 | -1.6693e-08 | 2.9628e-14 | 1.7934e-14 | -3.8918e-07 | -1.9171e-14 | -1.1736e-14 | 3.3359e-07 | 3.1247e-14 | 1.8662e-14 | 87.5893 | 87.6909 | 87.3085 | -92.8194 | -92.6689 | 0 | 0.81461 | 0 | 0.81461 | 0.81461 | 0 | 0.81461 | 0.04543 | 0 | 0 | 0.045428 | 0 | 0

## LLG_min_10
name | pf_ikss_a_from_ka | pf_ikss_b_from_ka | pf_ikss_c_from_ka | pf_ikss_a_to_ka | pf_ikss_b_to_ka | pf_ikss_c_to_ka | pf_skss_a_from_mw | pf_skss_b_from_mw | pf_skss_c_from_mw | pf_skss_a_to_mw | pf_skss_b_to_mw | pf_skss_c_to_mw | pf_p_a_from_mw | pf_p_b_from_mw | pf_p_c_from_mw | pf_p_a_to_mw | pf_p_b_to_mw | pf_p_c_to_mw | pf_q_a_from_mvar | pf_q_b_from_mvar | pf_q_c_from_mvar | pf_q_a_to_mvar | pf_q_b_to_mvar | pf_q_c_to_mvar | pf_ikss_a_from_degree | pf_ikss_b_from_degree | pf_ikss_c_from_degree | pf_ikss_a_to_degree | pf_ikss_b_to_degree | pf_ikss_c_to_degree | pf_vm_a_from_pu | pf_vm_b_from_pu | pf_vm_c_from_pu | pf_vm_a_to_pu | pf_vm_b_to_pu | pf_vm_c_to_pu | pf_va_a_from_degree | pf_va_b_from_degree | pf_va_c_from_degree | pf_va_a_to_degree | pf_va_b_to_degree | pf_va_c_to_degree
Line0_1_2 | 0 | 1.0449e-06 | 0 | 0 | 0 | 0 | 0 | 2.4131e-07 | 0 | 0 | 0 | 0 | 1.2842e-08 | -5.226e-21 | -3.0574e-21 | -1.2842e-08 | 8.7433e-15 | 5.234e-15 | -2.9939e-07 | -2.5991e-20 | -1.2306e-20 | 2.495e-07 | 9.2324e-15 | 5.4523e-15 | 0 | 87.6909 | 0 | 0 | 0 | 0 | 0.77174 | 0 | 0.77174 | 0.77174 | 0 | 0.77174 | 0.045432 | 0 | 0 | 0.045431 | 0 | 0
Line10_11_12 | 0 | 1.0449e-06 | 0 | 0 | 0 | 0 | 0 | 2.4131e-07 | 0 | 0 | 0 | 0 | 1.2842e-08 | -2.6446e-14 | -1.6462e-14 | -1.2842e-08 | 3.0927e-14 | 1.8586e-14 | -2.9939e-07 | -2.7543e-14 | -1.6834e-14 | 2.495e-07 | 3.2686e-14 | 1.9396e-14 | 0 | 87.6909 | 0 | 0 | 0 | 0 | 0.77174 | 0 | 0.77174 | 0.77174 | 0 | 0.77174 | 0.045428 | 0 | 0 | 0.045427 | 0 | 0
Line11_12_13 | 0 | 0 | 0 | 0 | 0 | 0 | 0 | 0 | 0 | 0 | 0 | 0 | 1.0702e-08 | -3.0724e-14 | -1.9095e-14 | -1.0702e-08 | 3.0533e-14 | 1.8162e-14 | -2.4949e-07 | -3.1987e-14 | -1.9513e-14 | 1.996e-07 | 3.2377e-14 | 1.904e-14 | 0 | 0 | 0 | 0 | 0 | 0 | 0.77174 | 0 | 0.77174 | 0.77174 | 0 | 0.77174 | 0.045427 | 0 | 0 | 0.045425 | 0 | 0
Line12_13_15 | 0 | 0 | 0 | 0 | 0 | 0 | 0 | 0 | 0 | 0 | 0 | 0 | 6.421e-09 | -2.2713e-14 | -1.4091e-14 | -6.421e-09 | 1.7026e-14 | 9.6696e-15 | -1.497e-07 | -2.3637e-14 | -1.4387e-14 | 9.9801e-08 | 1.8371e-14 | 1.0405e-14 | 0 | 0 | 0 | 0 | 0 | 0 | 0.77174 | 0 | 0.77174 | 0.77174 | 0 | 0.77174 | 0.045425 | 0 | 0 | 0.045424 | 0 | 0
Line13_13_14 | 0 | 0 | 0 | 0 | 0 | 0 | 0 | 0 | 0 | 0 | 0 | 0 | 2.1403e-09 | -7.571e-15 | -4.6969e-15 | -2.1403e-09 | 2.5602e-16 | -6.3679e-16 | -4.9899e-08 | -7.8789e-15 | -4.7958e-15 | 3.4968e-12 | 8.8109e-16 | -1.451e-16 | 0 | 0 | 0 | 0 | 0 | 0 | 0.77174 | 0 | 0.77174 | 0.77174 | 0 | 0.77174 | 0.045425 | 0 | 0 | 0.045425 | 0 | 0
Line14_15_16 | 0 | 0 | 0 | 0 | 0 | 0 | 0 | 0 | 0 | 0 | 0 | 0 | 4.2807e-09 | -1.675e-14 | -1.0359e-14 | -4.2806e-09 | 9.1608e-15 | 4.7376e-15 | -9.9798e-08 | -1.7419e-14 | -1.0562e-14 | 4.9902e-08 | 1.0222e-14 | 5.3973e-15 | 0 | 0 | 0 | 0 | 0 | 0 | 0.77174 | 0 | 0.77174 | 0.77174 | 0 | 0.77174 | 0.045424 | 0 | 0 | 0.045424 | 0 | 0
Line15_16_17 | 0 | 0 | 0 | 0 | 0 | 0 | 0 | 0 | 0 | 0 | 0 | 0 | 2.1403e-09 | -8.8679e-15 | -5.4648e-15 | -2.1403e-09 | 2.9933e-16 | -7.382e-16 | -4.9899e-08 | -9.2142e-15 | -5.5628e-15 | 3.4973e-12 | 1.0276e-15 | -1.6717e-16 | 0 | 0 | 0 | 0 | 0 | 0 | 0.77174 | 0 | 0.77174 | 0.77174 | 0 | 0.77174 | 0.045424 | 0 | 0 | 0.045424 | 0 | 0
Line16_4_18 | 0 | 0 | 0 | 0 | 0 | 0 | 0 | 0 | 0 | 0 | 0 | 0 | 2.1403e-09 | -4.9292e-16 | -2.8513e-16 | -2.1403e-09 | 2.2937e-17 | -4.8551e-17 | -4.9899e-08 | -5.0488e-16 | -2.8157e-16 | 3.4974e-12 | 7.5442e-17 | -9.6659e-18 | 0 | 0 | 0 | 0 | 0 | 0 | 0.77174 | 0 | 0.77174 | 0.77174 | 0 | 0.77174 | 0.045432 | 0 | 0 | 0.045432 | 0 | 0
Line17_5_19 | 0 | 0 | 0 | 0 | 0 | 0 | 0 | 0 | 0 | 0 | 0 | 0 | 2.1403e-09 | -4.9292e-16 | -2.8513e-16 | -2.1403e-09 | 2.2937e-17 | -4.8551e-17 | -4.9899e-08 | -5.0488e-16 | -2.8157e-16 | 3.4974e-12 | 7.5442e-17 | -9.6659e-18 | 0 | 0 | 0 | 0 | 0 | 0 | 0.77174 | 0 | 0.77174 | 0.77174 | 0 | 0.77174 | 0.045432 | 0 | 0 | 0.045432 | 0 | 0
Line1_1_3 | 1.2943e-06 | 1.3932e-06 | 1.1954e-06 | 1.1329e-06 | 1.2317e-06 | 1.034e-06 | 2.9892e-07 | 3.2174e-07 | 2.7606e-07 | 2.6163e-07 | 2.8445e-07 | 2.3878e-07 | 1.7123e-08 | -6.9681e-21 | -4.0766e-21 | -1.7123e-08 | 1.6593e-14 | 1.0098e-14 | -3.9919e-07 | -3.4654e-20 | -1.6407e-20 | 3.4929e-07 | 1.7475e-14 | 1.0488e-14 | 87.5893 | 87.6909 | 87.3085 | -92.761 | -92.618 | -93.1192 | 0.77174 | 0 | 0.77174 | 0.77174 | 0 | 0.77174 | 0.045432 | 0 | 0 | 0.04543 | 0 | 0
Line2_1_4 | 0 | 0 | 0 | 0 | 0 | 0 | 0 | 0 | 0 | 0 | 0 | 0 | 4.2806e-09 | -1.742e-21 | -1.0191e-21 | -4.2806e-09 | 5.0949e-16 | 2.4764e-16 | -9.9797e-08 | -8.6636e-21 | -4.1019e-21 | 4.9902e-08 | 5.6035e-16 | 2.7364e-16 | 0 | 0 | 0 | 0 | 0 | 0 | 0.77174 | 0 | 0.77174 | 0.77174 | 0 | 0.77174 | 0.045432 | 0 | 0 | 0.045432 | 0 | 0
Line3_1_5 | 0 | 0 | 0 | 0 | 0 | 0 | 0 | 0 | 0 | 0 | 0 | 0 | 4.2806e-09 | -1.742e-21 | -1.0191e-21 | -4.2806e-09 | 5.0949e-16 | 2.4764e-16 | -9.9797e-08 | -8.6636e-21 | -4.1019e-21 | 4.9902e-08 | 5.6035e-16 | 2.7364e-16 | 0 | 0 | 0 | 0 | 0 | 0 | 0.77174 | 0 | 0.77174 | 0.77174 | 0 | 0.77174 | 0.045432 | 0 | 0 | 0.045432 | 0 | 0
Line4_2_6 | 0 | 0 | 0 | 0 | 0 | 0 | 0 | 0 | 0 | 0 | 0 | 0 | 1.0702e-08 | -8.686e-15 | -5.3772e-15 | -1.0702e-08 | 1.2758e-14 | 7.5532e-15 | -2.4949e-07 | -9.0348e-15 | -5.4851e-15 | 1.996e-07 | 1.3513e-14 | 7.9014e-15 | 0 | 0 | 0 | 0 | 0 | 0 | 0.77174 | 0 | 0.77174 | 0.77174 | 0 | 0.77174 | 0.045431 | 0 | 0 | 0.045429 | 0 | 0
Line5_6_7 | 0 | 0 | 0 | 0 | 0 | 0 | 0 | 0 | 0 | 0 | 0 | 0 | 8.5613e-09 | -1.2653e-14 | -7.8132e-15 | -8.5613e-09 | 1.2977e-14 | 7.5504e-15 | -1.996e-07 | -1.3154e-14 | -7.9607e-15 | 1.497e-07 | 1.3819e-14 | 7.9588e-15 | 0 | 0 | 0 | 0 | 0 | 0 | 0.77174 | 0 | 0.77174 | 0.77174 | 0 | 0.77174 | 0.045429 | 0 | 0 | 0.045428 | 0 | 0
Line6_7_8 | 0 | 0 | 0 | 0 | 0 | 0 | 0 | 0 | 0 | 0 | 0 | 0 | 6.421e-09 | -1.2835e-14 | -7.9008e-15 | -6.4209e-09 | 1.0333e-14 | 5.8183e-15 | -1.497e-07 | -1.3333e-14 | -8.0384e-15 | 9.9801e-08 | 1.1126e-14 | 6.236e-15 | 0 | 0 | 0 | 0 | 0 | 0 | 0.77174 | 0 | 0.77174 | 0.77174 | 0 | 0.77174 | 0.045428 | 0 | 0 | 0.045428 | 0 | 0
Line7_8_9 | 0 | 0 | 0 | 0 | 0 | 0 | 0 | 0 | 0 | 0 | 0 | 0 | 2.1403e-09 | -5.0824e-15 | -3.1163e-15 | -2.1403e-09 | 1.7451e-16 | -4.2534e-16 | -4.9899e-08 | -5.2747e-15 | -3.1649e-15 | 3.4975e-12 | 5.9699e-16 | -9.5487e-17 | 0 | 0 | 0 | 0 | 0 | 0 | 0.77174 | 0 | 0.77174 | 0.77174 | 0 | 0.77174 | 0.045428 | 0 | 0 | 0.045427 | 0 | 0
Line8_8_10 | 0 | 0 | 0 | 0 | 0 | 0 | 0 | 0 | 0 | 0 | 0 | 0 | 2.1403e-09 | -5.0824e-15 | -3.1163e-15 | -2.1403e-09 | 1.7451e-16 | -4.2534e-16 | -4.9899e-08 | -5.2747e-15 | -3.1649e-15 | 3.4978e-12 | 5.9699e-16 | -9.5487e-17 | 0 | 0 | 0 | 0 | 0 | 0 | 0.77174 | 0 | 0.77174 | 0.77174 | 0 | 0.77174 | 0.045428 | 0 | 0 | 0.045427 | 0 | 0
Line9_3_11 | 1.1325e-06 | 1.219e-06 | 1.046e-06 | 0 | 1.0576e-06 | 0 | 2.6155e-07 | 2.8153e-07 | 2.4155e-07 | 0 | 2.4423e-07 | 0 | 1.4982e-08 | -1.6515e-14 | -1.0294e-14 | -1.4982e-08 | 2.6591e-14 | 1.6096e-14 | -3.4929e-07 | -1.7206e-14 | -1.0533e-14 | 2.994e-07 | 2.8045e-14 | 1.675e-14 | 87.5893 | 87.6909 | 87.3085 | 0 | -92.6689 | 0 | 0.77174 | 0 | 0.77174 | 0.77174 | 0 | 0.77174 | 0.04543 | 0 | 0 | 0.045428 | 0 | 0

## LLG_min_fault_6
name | pf_ikss_a_from_ka | pf_ikss_b_from_ka | pf_ikss_c_from_ka | pf_ikss_a_to_ka | pf_ikss_b_to_ka | pf_ikss_c_to_ka | pf_skss_a_from_mw | pf_skss_b_from_mw | pf_skss_c_from_mw | pf_skss_a_to_mw | pf_skss_b_to_mw | pf_skss_c_to_mw | pf_p_a_from_mw | pf_p_b_from_mw | pf_p_c_from_mw | pf_p_a_to_mw | pf_p_b_to_mw | pf_p_c_to_mw | pf_q_a_from_mvar | pf_q_b_from_mvar | pf_q_c_from_mvar | pf_q_a_to_mvar | pf_q_b_to_mvar | pf_q_c_to_mvar | pf_ikss_a_from_degree | pf_ikss_b_from_degree | pf_ikss_c_from_degree | pf_ikss_a_to_degree | pf_ikss_b_to_degree | pf_ikss_c_to_degree | pf_vm_a_from_pu | pf_vm_b_from_pu | pf_vm_c_from_pu | pf_vm_a_to_pu | pf_vm_b_to_pu | pf_vm_c_to_pu | pf_va_a_from_degree | pf_va_b_from_degree | pf_va_c_from_degree | pf_va_a_to_degree | pf_va_b_to_degree | pf_va_c_to_degree
Line0_1_2 | 0 | 0 | 0 | 0 | 0 | 0 | 0 | 0 | 0 | 0 | 0 | 0 | -1.468e-08 | -8.8524e-09 | 2.3595e-08 | 1.2095e-08 | 7.5367e-09 | -1.9694e-08 | -2.005e-08 | 2.0942e-08 | -4.5788e-09 | 1.6819e-08 | -1.7402e-08 | 3.641e-09 | 0 | 0 | 0 | 0 | 0 | 0 | 0.94942 | 0.94752 | 0.94812 | 0.94942 | 0.94752 | 0.94812 | 1.8507 | -119.095 | 116.9984 | 1.8507 | -119.095 | 116.9984
Line10_11_12 | 0 | 0 | 0 | 0 | 0 | 0 | 0 | 0 | 0 | 0 | 0 | 0 | -1.468e-08 | -8.8524e-09 | 2.3595e-08 | 1.2095e-08 | 7.5367e-09 | -1.9694e-08 | -2.005e-08 | 2.0942e-08 | -4.5788e-09 | 1.6819e-08 | -1.7402e-08 | 3.641e-09 | 0 | 0 | 0 | 0 | 0 | 0 | 0.94942 | 0.94752 | 0.94812 | 0.94942 | 0.94752 | 0.94812 | 1.8507 | -119.095 | 116.9984 | 1.8507 | -119.095 | 116.9984
Line11_12_13 | 0 | 0 | 0 | 0 | 0 | 0 | 0 | 0 | 0 | 0 | 0 | 0 | -1.2233e-08 | -7.377e-09 | 1.9662e-08 | 9.6482e-09 | 6.0613e-09 | -1.5761e-08 | -1.6708e-08 | 1.7452e-08 | -3.8157e-09 | 1.3478e-08 | -1.3912e-08 | 2.8778e-09 | 0 | 0 | 0 | 0 | 0 | 0 | 0.94942 | 0.94752 | 0.94812 | 0.94942 | 0.94752 | 0.94812 | 1.8507 | -119.095 | 116.9984 | 1.8507 | -119.095 | 116.9984
Line12_13_15 | 0 | 0 | 0 | 0 | 0 | 0 | 0 | 0 | 0 | 0 | 0 | 0 | -7.3399e-09 | -4.4262e-09 | 1.1797e-08 | 4.7549e-09 | 3.1105e-09 | -7.8966e-09 | -1.0025e-08 | 1.0471e-08 | -2.2894e-09 | 6.7944e-09 | -6.9312e-09 | 1.3516e-09 | 0 | 0 | 0 | 0 | 0 | 0 | 0.94942 | 0.94752 | 0.94812 | 0.94942 | 0.94752 | 0.94812 | 1.8507 | -119.095 | 116.9984 | 1.8507 | -119.095 | 116.9984
Line13_13_14 | 0 | 0 | 0 | 0 | 0 | 0 | 0 | 0 | 0 | 0 | 0 | 0 | -2.4466e-09 | -1.4754e-09 | 3.9324e-09 | -1.384e-10 | 1.5973e-10 | -3.1712e-11 | -3.3417e-09 | 3.4904e-09 | -7.6313e-10 | 1.1111e-10 | 4.9604e-11 | -1.7469e-10 | 0 | 0 | 0 | 0 | 0 | 0 | 0.94942 | 0.94752 | 0.94812 | 0.94942 | 0.94752 | 0.94812 | 1.8507 | -119.095 | 116.9984 | 1.8507 | -119.095 | 116.9984
Line14_15_16 | 0 | 0 | 0 | 0 | 0 | 0 | 0 | 0 | 0 | 0 | 0 | 0 | -4.8933e-09 | -2.9508e-09 | 7.8648e-09 | 2.3082e-09 | 1.6351e-09 | -3.9641e-09 | -6.6833e-09 | 6.9808e-09 | -1.5263e-09 | 3.4528e-09 | -3.4408e-09 | 5.8844e-10 | 0 | 0 | 0 | 0 | 0 | 0 | 0.94942 | 0.94752 | 0.94812 | 0.94942 | 0.94752 | 0.94812 | 1.8507 | -119.095 | 116.9984 | 1.8507 | -119.095 | 116.9984
Line15_16_17 | 0 | 0 | 0 | 0 | 0 | 0 | 0 | 0 | 0 | 0 | 0 | 0 | -2.4466e-09 | -1.4754e-09 | 3.9324e-09 | -1.384e-10 | 1.5973e-10 | -3.1712e-11 | -3.3417e-09 | 3.4904e-09 | -7.6313e-10 | 1.1111e-10 | 4.9604e-11 | -1.7469e-10 | 0 | 0 | 0 | 0 | 0 | 0 | 0.94942 | 0.94752 | 0.94812 | 0.94942 | 0.94752 | 0.94812 | 1.8507 | -119.095 | 116.9984 | 1.8507 | -119.095 | 116.9984
Line16_4_18 | 0 | 0 | 0 | 0 | 0 | 0 | 0 | 0 | 0 | 0 | 0 | 0 | -2.4466e-09 | -1.4754e-09 | 3.9324e-09 | -1.384e-10 | 1.5973e-10 | -3.1712e-11 | -3.3417e-09 | 3.4904e-09 | -7.6313e-10 | 1.1111e-10 | 4.9604e-11 | -1.7469e-10 | 0 | 0 | 0 | 0 | 0 | 0 | 0.94942 | 0.94752 | 0.94812 | 0.94942 | 0.94752 | 0.94812 | 1.8507 | -119.095 | 116.9984 | 1.8507 | -119.095 | 116.9984
Line17_5_19 | 0 | 0 | 0 | 0 | 0 | 0 | 0 | 0 | 0 | 0 | 0 | 0 | -2.4466e-09 | -1.4754e-09 | 3.9324e-09 | -1.384e-10 | 1.5973e-10 | -3.1712e-11 | -3.3417e-09 | 3.4904e-09 | -7.6313e-10 | 1.1111e-10 | 4.9604e-11 | -1.7469e-10 | 0 | 0 | 0 | 0 | 0 | 0 | 0.94942 | 0.94752 | 0.94812 | 0.94942 | 0.94752 | 0.94812 | 1.8507 | -119.095 | 116.9984 | 1.8507 | -119.095 | 116.9984
Line1_1_3 | 0 | 0 | 0 | 0 | 0 | 0 | 0 | 0 | 0 | 0 | 0 | 0 | -1.9573e-08 | -1.1803e-08 | 3.1459e-08 | 1.6988e-08 | 1.0488e-08 | -2.7559e-08 | -2.6733e-08 | 2.7923e-08 | -6.1051e-09 | 2.3503e-08 | -2.4383e-08 | 5.1672e-09 | 0 | 0 | 0 | 0 | 0 | 0 | 0.94942 | 0.94752 | 0.94812 | 0.94942 | 0.94752 | 0.94812 | 1.8507 | -119.095 | 116.9984 | 1.8507 | -119.095 | 116.9984
Line2_1_4 | 0 | 0 | 0 | 0 | 0 | 0 | 0 | 0 | 0 | 0 | 0 | 0 | -4.8933e-09 | -2.9508e-09 | 7.8648e-09 | 2.3082e-09 | 1.6351e-09 | -3.9641e-09 | -6.6833e-09 | 6.9808e-09 | -1.5263e-09 | 3.4528e-09 | -3.4408e-09 | 5.8844e-10 | 0 | 0 | 0 | 0 | 0 | 0 | 0.94942 | 0.94752 | 0.94812 | 0.94942 | 0.94752 | 0.94812 | 1.8507 | -119.095 | 116.9984 | 1.8507 | -119.095 | 116.9984
Line3_1_5 | 0 | 0 | 0 | 0 | 0 | 0 | 0 | 0 | 0 | 0 | 0 | 0 | -4.8933e-09 | -2.9508e-09 | 7.8648e-09 | 2.3082e-09 | 1.6351e-09 | -3.9641e-09 | -6.6833e-09 | 6.9808e-09 | -1.5263e-09 | 3.4528e-09 | -3.4408e-09 | 5.8844e-10 | 0 | 0 | 0 | 0 | 0 | 0 | 0.94942 | 0.94752 | 0.94812 | 0.94942 | 0.94752 | 0.94812 | 1.8507 | -119.095 | 116.9984 | 1.8507 | -119.095 | 116.9984
Line4_2_6 | 0 | 0 | 0 | 0 | 0 | 0 | 0 | 0 | 0 | 0 | 0 | 0 | -1.2233e-08 | -7.377e-09 | 1.9662e-08 | 9.6482e-09 | 6.0613e-09 | -1.5761e-08 | -1.6708e-08 | 1.7452e-08 | -3.8157e-09 | 1.3478e-08 | -1.3912e-08 | 2.8778e-09 | 0 | 0 | 0 | 0 | 0 | 0 | 0.94942 | 0.94752 | 0.94812 | 0.94942 | 0.94752 | 0.94812 | 1.8507 | -119.095 | 116.9984 | 1.8507 | -119.095 | 116.9984
Line5_6_7 | 0 | 0 | 0 | 0 | 0 | 0 | 0 | 0 | 0 | 0 | 0 | 0 | -9.7866e-09 | -5.9016e-09 | 1.573e-08 | 7.2015e-09 | 4.5859e-09 | -1.1829e-08 | -1.3367e-08 | 1.3962e-08 | -3.0525e-09 | 1.0136e-08 | -1.0422e-08 | 2.1147e-09 | 0 | 0 | 0 | 0 | 0 | 0 | 0.94942 | 0.94752 | 0.94812 | 0.94942 | 0.94752 | 0.94812 | 1.8507 | -119.095 | 116.9984 | 1.8507 | -119.095 | 116.9984
Line6_7_8 | 0 | 0 | 0 | 0 | 0 | 0 | 0 | 0 | 0 | 0 | 0 | 0 | -7.3399e-09 | -4.4262e-09 | 1.1797e-08 | 4.7549e-09 | 3.1105e-09 | -7.8966e-09 | -1.0025e-08 | 1.0471e-08 | -2.2894e-09 | 6.7944e-09 | -6.9312e-09 | 1.3516e-09 | 0 | 0 | 0 | 0 | 0 | 0 | 0.94942 | 0.94752 | 0.94812 | 0.94942 | 0.94752 | 0.94812 | 1.8507 | -119.095 | 116.9984 | 1.8507 | -119.095 | 116.9984
Line7_8_9 | 0 | 0 | 0 | 0 | 0 | 0 | 0 | 0 | 0 | 0 | 0 | 0 | -2.4466e-09 | -1.4754e-09 | 3.9324e-09 | -1.384e-10 | 1.5973e-10 | -3.1712e-11 | -3.3417e-09 | 3.4904e-09 | -7.6313e-10 | 1.1111e-10 | 4.9604e-11 | -1.7469e-10 | 0 | 0 | 0 | 0 | 0 | 0 | 0.94942 | 0.94752 | 0.94812 | 0.94942 | 0.94752 | 0.94812 | 1.8507 | -119.095 | 116.9984 | 1.8507 | -119.095 | 116.9984
Line8_8_10 | 0 | 0 | 0 | 0 | 0 | 0 | 0 | 0 | 0 | 0 | 0 | 0 | -2.4466e-09 | -1.4754e-09 | 3.9324e-09 | -1.384e-10 | 1.5973e-10 | -3.1712e-11 | -3.3417e-09 | 3.4904e-09 | -7.6313e-10 | 1.1111e-10 | 4.9604e-11 | -1.7469e-10 | 0 | 0 | 0 | 0 | 0 | 0 | 0.94942 | 0.94752 | 0.94812 | 0.94942 | 0.94752 | 0.94812 | 1.8507 | -119.095 | 116.9984 | 1.8507 | -119.095 | 116.9984
Line9_3_11 | 0 | 0 | 0 | 0 | 0 | 0 | 0 | 0 | 0 | 0 | 0 | 0 | -1.7127e-08 | -1.0328e-08 | 2.7527e-08 | 1.4541e-08 | 9.0121e-09 | -2.3626e-08 | -2.3392e-08 | 2.4433e-08 | -5.3419e-09 | 2.0161e-08 | -2.0893e-08 | 4.4041e-09 | 0 | 0 | 0 | 0 | 0 | 0 | 0.94942 | 0.94752 | 0.94812 | 0.94942 | 0.94752 | 0.94812 | 1.8507 | -119.095 | 116.9984 | 1.8507 | -119.095 | 116.9984

## LLG_min_fault_10
name | pf_ikss_a_from_ka | pf_ikss_b_from_ka | pf_ikss_c_from_ka | pf_ikss_a_to_ka | pf_ikss_b_to_ka | pf_ikss_c_to_ka | pf_skss_a_from_mw | pf_skss_b_from_mw | pf_skss_c_from_mw | pf_skss_a_to_mw | pf_skss_b_to_mw | pf_skss_c_to_mw | pf_p_a_from_mw | pf_p_b_from_mw | pf_p_c_from_mw | pf_p_a_to_mw | pf_p_b_to_mw | pf_p_c_to_mw | pf_q_a_from_mvar | pf_q_b_from_mvar | pf_q_c_from_mvar | pf_q_a_to_mvar | pf_q_b_to_mvar | pf_q_c_to_mvar | pf_ikss_a_from_degree | pf_ikss_b_from_degree | pf_ikss_c_from_degree | pf_ikss_a_to_degree | pf_ikss_b_to_degree | pf_ikss_c_to_degree | pf_vm_a_from_pu | pf_vm_b_from_pu | pf_vm_c_from_pu | pf_vm_a_to_pu | pf_vm_b_to_pu | pf_vm_c_to_pu | pf_va_a_from_degree | pf_va_b_from_degree | pf_va_c_from_degree | pf_va_a_to_degree | pf_va_b_to_degree | pf_va_c_to_degree
Line0_1_2 | 0 | 0 | 0 | 0 | 0 | 0 | 0 | 0 | 0 | 0 | 0 | 0 | -1.3175e-08 | -7.9451e-09 | 2.1176e-08 | 1.0855e-08 | 6.7643e-09 | -1.7675e-08 | -1.7995e-08 | 1.8796e-08 | -4.1095e-09 | 1.5096e-08 | -1.5619e-08 | 3.2678e-09 | 0 | 0 | 0 | 0 | 0 | 0 | 0.89946 | 0.89765 | 0.89822 | 0.89946 | 0.89765 | 0.89822 | 1.8507 | -119.095 | 116.9984 | 1.8507 | -119.095 | 116.9984
Line10_11_12 | 0 | 0 | 0 | 0 | 0 | 0 | 0 | 0 | 0 | 0 | 0 | 0 | -1.3175e-08 | -7.9451e-09 | 2.1176e-08 | 1.0855e-08 | 6.7643e-09 | -1.7675e-08 | -1.7995e-08 | 1.8796e-08 | -4.1095e-09 | 1.5096e-08 | -1.5619e-08 | 3.2678e-09 | 0 | 0 | 0 | 0 | 0 | 0 | 0.89946 | 0.89765 | 0.89822 | 0.89946 | 0.89765 | 0.89822 | 1.8507 | -119.095 | 116.9984 | 1.8507 | -119.095 | 116.9984
Line11_12_13 | 0 | 0 | 0 | 0 | 0 | 0 | 0 | 0 | 0 | 0 | 0 | 0 | -1.0979e-08 | -6.6209e-09 | 1.7647e-08 | 8.6593e-09 | 5.4401e-09 | -1.4146e-08 | -1.4996e-08 | 1.5663e-08 | -3.4246e-09 | 1.2096e-08 | -1.2486e-08 | 2.5829e-09 | 0 | 0 | 0 | 0 | 0 | 0 | 0.89946 | 0.89765 | 0.89822 | 0.89946 | 0.89765 | 0.89822 | 1.8507 | -119.095 | 116.9984 | 1.8507 | -119.095 | 116.9984
Line12_13_15 | 0 | 0 | 0 | 0 | 0 | 0 | 0 | 0 | 0 | 0 | 0 | 0 | -6.5876e-09 | -3.9726e-09 | 1.0588e-08 | 4.2675e-09 | 2.7917e-09 | -7.0872e-09 | -8.9975e-09 | 9.398e-09 | -2.0547e-09 | 6.0981e-09 | -6.2208e-09 | 1.213e-09 | 0 | 0 | 0 | 0 | 0 | 0 | 0.89946 | 0.89765 | 0.89822 | 0.89946 | 0.89765 | 0.89822 | 1.8507 | -119.095 | 116.9984 | 1.8507 | -119.095 | 116.9984
Line13_13_14 | 0 | 0 | 0 | 0 | 0 | 0 | 0 | 0 | 0 | 0 | 0 | 0 | -2.1959e-09 | -1.3242e-09 | 3.5294e-09 | -1.2421e-10 | 1.4336e-10 | -2.8462e-11 | -2.9992e-09 | 3.1327e-09 | -6.8492e-10 | 9.9726e-11 | 4.452e-11 | -1.5679e-10 | 0 | 0 | 0 | 0 | 0 | 0 | 0.89946 | 0.89765 | 0.89822 | 0.89946 | 0.89765 | 0.89822 | 1.8507 | -119.095 | 116.9984 | 1.8507 | -119.095 | 116.9984
Line14_15_16 | 0 | 0 | 0 | 0 | 0 | 0 | 0 | 0 | 0 | 0 | 0 | 0 | -4.3918e-09 | -2.6484e-09 | 7.0588e-09 | 2.0717e-09 | 1.4675e-09 | -3.5578e-09 | -5.9983e-09 | 6.2653e-09 | -1.3698e-09 | 3.0989e-09 | -3.0881e-09 | 5.2813e-10 | 0 | 0 | 0 | 0 | 0 | 0 | 0.89946 | 0.89765 | 0.89822 | 0.89946 | 0.89765 | 0.89822 | 1.8507 | -119.095 | 116.9984 | 1.8507 | -119.095 | 116.9984
Line15_16_17 | 0 | 0 | 0 | 0 | 0 | 0 | 0 | 0 | 0 | 0 | 0 | 0 | -2.1959e-09 | -1.3242e-09 | 3.5294e-09 | -1.2421e-10 | 1.4336e-10 | -2.8462e-11 | -2.9992e-09 | 3.1327e-09 | -6.8492e-10 | 9.9726e-11 | 4.452e-11 | -1.5679e-10 | 0 | 0 | 0 | 0 | 0 | 0 | 0.89946 | 0.89765 | 0.89822 | 0.89946 | 0.89765 | 0.89822 | 1.8507 | -119.095 | 116.9984 | 1.8507 | -119.095 | 116.9984
Line16_4_18 | 0 | 0 | 0 | 0 | 0 | 0 | 0 | 0 | 0 | 0 | 0 | 0 | -2.1959e-09 | -1.3242e-09 | 3.5294e-09 | -1.2421e-10 | 1.4336e-10 | -2.8462e-11 | -2.9992e-09 | 3.1327e-09 | -6.8492e-10 | 9.9726e-11 | 4.452e-11 | -1.5679e-10 | 0 | 0 | 0 | 0 | 0 | 0 | 0.89946 | 0.89765 | 0.89822 | 0.89946 | 0.89765 | 0.89822 | 1.8507 | -119.095 | 116.9984 | 1.8507 | -119.095 | 116.9984
Line17_5_19 | 0 | 0 | 0 | 0 | 0 | 0 | 0 | 0 | 0 | 0 | 0 | 0 | -2.1959e-09 | -1.3242e-09 | 3.5294e-09 | -1.2421e-10 | 1.4336e-10 | -2.8462e-11 | -2.9992e-09 | 3.1327e-09 | -6.8492e-10 | 9.9726e-11 | 4.452e-11 | -1.5679e-10 | 0 | 0 | 0 | 0 | 0 | 0 | 0.89946 | 0.89765 | 0.89822 | 0.89946 | 0.89765 | 0.89822 | 1.8507 | -119.095 | 116.9984 | 1.8507 | -119.095 | 116.9984
Line1_1_3 | 0 | 0 | 0 | 0 | 0 | 0 | 0 | 0 | 0 | 0 | 0 | 0 | -1.7567e-08 | -1.0593e-08 | 2.8235e-08 | 1.5247e-08 | 9.4126e-09 | -2.4734e-08 | -2.3993e-08 | 2.5061e-08 | -5.4793e-09 | 2.1094e-08 | -2.1884e-08 | 4.6376e-09 | 0 | 0 | 0 | 0 | 0 | 0 | 0.89946 | 0.89765 | 0.89822 | 0.89946 | 0.89765 | 0.89822 | 1.8507 | -119.095 | 116.9984 | 1.8507 | -119.095 | 116.9984
Line2_1_4 | 0 | 0 | 0 | 0 | 0 | 0 | 0 | 0 | 0 | 0 | 0 | 0 | -4.3918e-09 | -2.6484e-09 | 7.0587e-09 | 2.0717e-09 | 1.4675e-09 | -3.5578e-09 | -5.9983e-09 | 6.2653e-09 | -1.3698e-09 | 3.0989e-09 | -3.0881e-09 | 5.2813e-10 | 0 | 0 | 0 | 0 | 0 | 0 | 0.89946 | 0.89765 | 0.89822 | 0.89946 | 0.89765 | 0.89822 | 1.8507 | -119.095 | 116.9984 | 1.8507 | -119.095 | 116.9984
Line3_1_5 | 0 | 0 | 0 | 0 | 0 | 0 | 0 | 0 | 0 | 0 | 0 | 0 | -4.3918e-09 | -2.6484e-09 | 7.0587e-09 | 2.0717e-09 | 1.4675e-09 | -3.5578e-09 | -5.9983e-09 | 6.2653e-09 | -1.3698e-09 | 3.0989e-09 | -3.0881e-09 | 5.2813e-10 | 0 | 0 | 0 | 0 | 0 | 0 | 0.89946 | 0.89765 | 0.89822 | 0.89946 | 0.89765 | 0.89822 | 1.8507 | -119.095 | 116.9984 | 1.8507 | -119.095 | 116.9984
Line4_2_6 | 0 | 0 | 0 | 0 | 0 | 0 | 0 | 0 | 0 | 0 | 0 | 0 | -1.0979e-08 | -6.6209e-09 | 1.7647e-08 | 8.6593e-09 | 5.4401e-09 | -1.4146e-08 | -1.4996e-08 | 1.5663e-08 | -3.4246e-09 | 1.2096e-08 | -1.2486e-08 | 2.5829e-09 | 0 | 0 | 0 | 0 | 0 | 0 | 0.89946 | 0.89765 | 0.89822 | 0.89946 | 0.89765 | 0.89822 | 1.8507 | -119.095 | 116.9984 | 1.8507 | -119.095 | 116.9984
Line5_6_7 | 0 | 0 | 0 | 0 | 0 | 0 | 0 | 0 | 0 | 0 | 0 | 0 | -8.7835e-09 | -5.2967e-09 | 1.4118e-08 | 6.4634e-09 | 4.1159e-09 | -1.0617e-08 | -1.1997e-08 | 1.2531e-08 | -2.7397e-09 | 9.0972e-09 | -9.3535e-09 | 1.898e-09 | 0 | 0 | 0 | 0 | 0 | 0 | 0.89946 | 0.89765 | 0.89822 | 0.89946 | 0.89765 | 0.89822 | 1.8507 | -119.095 | 116.9984 | 1.8507 | -119.095 | 116.9984
Line6_7_8 | 0 | 0 | 0 | 0 | 0 | 0 | 0 | 0 | 0 | 0 | 0 | 0 | -6.5876e-09 | -3.9726e-09 | 1.0588e-08 | 4.2675e-09 | 2.7917e-09 | -7.0872e-09 | -8.9975e-09 | 9.398e-09 | -2.0548e-09 | 6.098e-09 | -6.2208e-09 | 1.213e-09 | 0 | 0 | 0 | 0 | 0 | 0 | 0.89946 | 0.89765 | 0.89822 | 0.89946 | 0.89765 | 0.89822 | 1.8507 | -119.095 | 116.9984 | 1.8507 | -119.095 | 116.9984
Line7_8_9 | 0 | 0 | 0 | 0 | 0 | 0 | 0 | 0 | 0 | 0 | 0 | 0 | -2.1959e-09 | -1.3242e-09 | 3.5294e-09 | -1.2421e-10 | 1.4336e-10 | -2.8462e-11 | -2.9992e-09 | 3.1327e-09 | -6.8492e-10 | 9.9726e-11 | 4.452e-11 | -1.5679e-10 | 0 | 0 | 0 | 0 | 0 | 0 | 0.89946 | 0.89765 | 0.89822 | 0.89946 | 0.89765 | 0.89822 | 1.8507 | -119.095 | 116.9984 | 1.8507 | -119.095 | 116.9984
Line8_8_10 | 0 | 0 | 0 | 0 | 0 | 0 | 0 | 0 | 0 | 0 | 0 | 0 | -2.1959e-09 | -1.3242e-09 | 3.5294e-09 | -1.2421e-10 | 1.4336e-10 | -2.8462e-11 | -2.9992e-09 | 3.1327e-09 | -6.8492e-10 | 9.9726e-11 | 4.452e-11 | -1.5679e-10 | 0 | 0 | 0 | 0 | 0 | 0 | 0.89946 | 0.89765 | 0.89822 | 0.89946 | 0.89765 | 0.89822 | 1.8507 | -119.095 | 116.9984 | 1.8507 | -119.095 | 116.9984
Line9_3_11 | 0 | 0 | 0 | 0 | 0 | 0 | 0 | 0 | 0 | 0 | 0 | 0 | -1.5371e-08 | -9.2693e-09 | 2.4706e-08 | 1.3051e-08 | 8.0885e-09 | -2.1205e-08 | -2.0994e-08 | 2.1929e-08 | -4.7944e-09 | 1.8095e-08 | -1.8751e-08 | 3.9527e-09 | 0 | 0 | 0 | 0 | 0 | 0 | 0.89946 | 0.89765 | 0.89822 | 0.89946 | 0.89765 | 0.89822 | 1.8507 | -119.095 | 116.9984 | 1.8507 | -119.095 | 116.9984