## LLL_max_6
name | pf_ikss_from_ka | pf_ikss_to_ka | pf_ip_from_ka | pf_ip_to_ka | pf_skss_from_mw | pf_skss_to_mw | pf_p_from_mw | pf_p_to_mw | pf_q_from_mvar | pf_q_to_mvar | pf_ikss_from_degree | pf_ikss_to_degree | pf_vm_from_pu | pf_vm_to_pu | pf_va_from_degree | pf_va_to_degree
Line0_1_2 | 5.4095 | 5.4095 | 0 | 11.0747 | 3.7478 | 3.7478 | 0.87789 | -1e-07 | 1.7558 | -1e-07 | -74.5475 | 105.4525 | 0.52377 | 0 | -11.1125 | 0
Line10_11_12 | 0 | 0 | 0 | 0 | 0 | 0 | 0 | 0 | 0 | 0 | 0 | 0 | 0.52377 | 0.52377 | -11.1125 | -11.1125
Line11_12_13 | 0 | 0 | 0 | 0 | 0 | 0 | 0 | 0 | 0 | 0 | 0 | 0 | 0.52377 | 0.52377 | -11.1125 | -11.1125
Line12_13_15 | 0 | 0 | 0 | 0 | 0 | 0 | 0 | 0 | 0 | 0 | 0 | 0 | 0.52377 | 0.52377 | -11.1125 | -11.1125
Line13_13_14 | 0 | 0 | 0 | 0 | 0 | 0 | 0 | 0 | 0 | 0 | 0 | 0 | 0.52377 | 0.52377 | -11.1125 | -11.1125
Line14_15_16 | 0 | 0 | 0 | 0 | 0 | 0 | 0 | 0 | 0 | 0 | 0 | 0 | 0.52377 | 0.52377 | -11.1125 | -11.1125
Line15_16_17 | 0 | 0 | 0 | 0 | 0 | 0 | 0 | 0 | 0 | 0 | 0 | 0 | 0.52377 | 0.52377 | -11.1125 | -11.1125
Line16_4_18 | 0 | 0 | 0 | 0 | 0 | 0 | 0 | 0 | 0 | 0 | 0 | 0 | 0.52377 | 0.52377 | -11.1125 | -11.1125
Line17_5_19 | 0 | 0 | 0 | 0 | 0 | 0 | 0 | 0 | 0 | 0 | 0 | 0 | 0.52377 | 0.52377 | -11.1125 | -11.1125
Line1_1_3 | 0 | 0 | 0 | 0 | 0 | 0 | 0 | 0 | 0 | 0 | 0 | 0 | 0.52377 | 0.52377 | -11.1125 | -11.1125
Line2_1_4 | 0 | 0 | 0 | 0 | 0 | 0 | 0 | 0 | 0 | 0 | 0 | 0 | 0.52377 | 0.52377 | -11.1125 | -11.1125
Line3_1_5 | 0 | 0 | 0 | 0 | 0 | 0 | 0 | 0 | 0 | 0 | 0 | 0 | 0.52377 | 0.52377 | -11.1125 | -11.1125
Line4_2_6 | 0 | 0 | 0 | 0 | 0 | 0 | 5.8986e-21 | 0 | 3.5331e-21 | 0 | 0 | 0 | 0 | 0 | 0 | 0
Line5_6_7 | 0 | 0 | 0 | 0 | 0 | 0 | 0 | 0 | 0 | 0 | 0 | 0 | 0 | 0 | 0 | 0
Line6_7_8 | 0 | 0 | 0 | 0 | 0 | 0 | 0 | 0 | 0 | 0 | 0 | 0 | 0 | 0 | 0 | 0
Line7_8_9 | 0 | 0 | 0 | 0 | 0 | 0 | 0 | 0 | 0 | 0 | 0 | 0 | 0 | 0 | 0 | 0
Line8_8_10 | 0 | 0 | 0 | 0 | 0 | 0 | 0 | 0 | 0 | 0 | 0 | 0 | 0 | 0 | 0 | 0
Line9_3_11 | 0 | 0 | 0 | 0 | 0 | 0 | 0 | 0 | 0 | 0 | 0 | 0 | 0.52377 | 0.52377 | -11.1125 | -11.1125

## LLL_max_10
name | pf_ikss_from_ka | pf_ikss_to_ka | pf_ip_from_ka | pf_ip_to_ka | pf_skss_from_mw | pf_skss_to_mw | pf_p_from_mw | pf_p_to_mw | pf_q_from_mvar | pf_q_to_mvar | pf_ikss_from_degree | pf_ikss_to_degree | pf_vm_from_pu | pf_vm_to_pu | pf_va_from_degree | pf_va_to_degree
Line0_1_2 | 5.5336 | 5.5336 | 0 | 11.3769 | 3.8338 | 3.8338 | 0.91861 | -1e-07 | 1.8372 | -1e-07 | -74.8019 | 105.1981 | 0.53578 | 0 | -11.3669 | 0
Line10_11_12 | 0 | 0 | 0 | 0 | 0 | 0 | 0 | 0 | 0 | 0 | 0 | 0 | 0.53578 | 0.53578 | -11.3669 | -11.3669
Line11_12_13 | 0 | 0 | 0 | 0 | 0 | 0 | 0 | 0 | 0 | 0 | 0 | 0 | 0.53578 | 0.53578 | -11.3669 | -11.3669
Line12_13_15 | 0 | 0 | 0 | 0 | 0 | 0 | 0 | 0 | 0 | 0 | 0 | 0 | 0.53578 | 0.53578 | -11.3669 | -11.3669
Line13_13_14 | 0 | 0 | 0 | 0 | 0 | 0 | 0 | 0 | 0 | 0 | 0 | 0 | 0.53578 | 0.53578 | -11.3669 | -11.3669
Line14_15_16 | 0 | 0 | 0 | 0 | 0 | 0 | 0 | 0 | 0 | 0 | 0 | 0 | 0.53578 | 0.53578 | -11.3669 | -11.3669
Line15_16_17 | 0 | 0 | 0 | 0 | 0 | 0 | 0 | 0 | 0 | 0 | 0 | 0 | 0.53578 | 0.53578 | -11.3669 | -11.3669
Line16_4_18 | 0 | 0 | 0 | 0 | 0 | 0 | 0 | 0 | 0 | 0 | 0 | 0 | 0.53578 | 0.53578 | -11.3669 | -11.3669
Line17_5_19 | 0 | 0 | 0 | 0 | 0 | 0 | 0 | 0 | 0 | 0 | 0 | 0 | 0.53578 | 0.53578 | -11.3669 | -11.3669
Line1_1_3 | 0 | 0 | 0 | 0 | 0 | 0 | 0 | 0 | 0 | 0 | 0 | 0 | 0.53578 | 0.53578 | -11.3669 | -11.3669
Line2_1_4 | 0 | 0 | 0 | 0 | 0 | 0 | 0 | 0 | 0 | 0 | 0 | 0 | 0.53578 | 0.53578 | -11.3669 | -11.3669
Line3_1_5 | 0 | 0 | 0 | 0 | 0 | 0 | 0 | 0 | 0 | 0 | 0 | 0 | 0.53578 | 0.53578 | -11.3669 | -11.3669
Line4_2_6 | 0 | 0 | 0 | 0 | 0 | 0 | 9.5648e-21 | 0 | -9.4495e-21 | 0 | 0 | 0 | 0 | 0 | 0 | 0
Line5_6_7 | 0 | 0 | 0 | 0 | 0 | 0 | 0 | 0 | 0 | 0 | 0 | 0 | 0 | 0 | 0 | 0
Line6_7_8 | 0 | 0 | 0 | 0 | 0 | 0 | 0 | 0 | 0 | 0 | 0 | 0 | 0 | 0 | 0 | 0
Line7_8_9 | 0 | 0 | 0 | 0 | 0 | 0 | 0 | 0 | 0 | 0 | 0 | 0 | 0 | 0 | 0 | 0
Line8_8_10 | 0 | 0 | 0 | 0 | 0 | 0 | 0 | 0 | 0 | 0 | 0 | 0 | 0 | 0 | 0 | 0
Line9_3_11 | 0 | 0 | 0 | 0 | 0 | 0 | 0 | 0 | 0 | 0 | 0 | 0 | 0.53578 | 0.53578 | -11.3669 | -11.3669

## LLL_max_fault_6
name | pf_ikss_from_ka | pf_ikss_to_ka | pf_ip_from_ka | pf_ip_to_ka | pf_skss_from_mw | pf_skss_to_mw | pf_p_from_mw | pf_p_to_mw | pf_q_from_mvar | pf_q_to_mvar | pf_ikss_from_degree | pf_ikss_to_degree | pf_vm_from_pu | pf_vm_to_pu | pf_va_from_degree | pf_va_to_degree
Line0_1_2 | 0.034105 | 0.034105 | 0 | 0.069821 | 0.023628 | 0.023628 | 0.017482 | -0.017447 | 0.017517 | -0.017447 | -45.1781 | 134.8219 | 1.0474 | 1.0442 | -0.12101 | -0.17814
Line10_11_12 | 0 | 0 | 0 | 0 | 0 | 0 | 0 | 0 | 0 | 0 | 0 | 0 | 1.0474 | 1.0474 | -0.12101 | -0.12101
Line11_12_13 | 0 | 0 | 0 | 0 | 0 | 0 | 0 | 0 | 0 | 0 | 0 | 0 | 1.0474 | 1.0474 | -0.12101 | -0.12101
Line12_13_15 | 0 | 0 | 0 | 0 | 0 | 0 | 0 | 0 | 0 | 0 | 0 | 0 | 1.0474 | 1.0474 | -0.12101 | -0.12101
Line13_13_14 | 0 | 0 | 0 | 0 | 0 | 0 | 0 | 0 | 0 | 0 | 0 | 0 | 1.0474 | 1.0474 | -0.12101 | -0.12101
Line14_15_16 | 0 | 0 | 0 | 0 | 0 | 0 | 0 | 0 | 0 | 0 | 0 | 0 | 1.0474 | 1.0474 | -0.12101 | -0.12101
Line15_16_17 | 0 | 0 | 0 | 0 | 0 | 0 | 0 | 0 | 0 | 0 | 0 | 0 | 1.0474 | 1.0474 | -0.12101 | -0.12101
Line16_4_18 | 0 | 0 | 0 | 0 | 0 | 0 | 0 | 0 | 0 | 0 | 0 | 0 | 1.0474 | 1.0474 | -0.12101 | -0.12101
Line17_5_19 | 0 | 0 | 0 | 0 | 0 | 0 | 0 | 0 | 0 | 0 | 0 | 0 | 1.0474 | 1.0474 | -0.12101 | -0.12101
Line1_1_3 | 0 | 0 | 0 | 0 | 0 | 0 | 0 | 0 | 0 | 0 | 0 | 0 | 1.0474 | 1.0474 | -0.12101 | -0.12101
Line2_1_4 | 0 | 0 | 0 | 0 | 0 | 0 | 0 | 0 | 0 | 0 | 0 | 0 | 1.0474 | 1.0474 | -0.12101 | -0.12101
Line3_1_5 | 0 | 0 | 0 | 0 | 0 | 0 | 0 | 0 | 0 | 0 | 0 | 0 | 1.0474 | 1.0474 | -0.12101 | -0.12101
Line4_2_6 | 0 | 0 | 0 | 0 | 0 | 0 | -3.3075e-10 | 0 | 1.8749e-10 | 0 | 0 | 0 | 1.0442 | 1.0442 | -0.17814 | -0.17814
Line5_6_7 | 0 | 0 | 0 | 0 | 0 | 0 | 0 | 0 | 0 | 0 | 0 | 0 | 1.0442 | 1.0442 | -0.17814 | -0.17814
Line6_7_8 | 0 | 0 | 0 | 0 | 0 | 0 | 0 | 0 | 0 | 0 | 0 | 0 | 1.0442 | 1.0442 | -0.17814 | -0.17814
Line7_8_9 | 0 | 0 | 0 | 0 | 0 | 0 | 0 | 0 | 0 | 0 | 0 | 0 | 1.0442 | 1.0442 | -0.17814 | -0.17814
Line8_8_10 | 0 | 0 | 0 | 0 | 0 | 0 | 0 | 0 | 0 | 0 | 0 | 0 | 1.0442 | 1.0442 | -0.17814 | -0.17814
Line9_3_11 | 0 | 0 | 0 | 0 | 0 | 0 | 0 | 0 | 0 | 0 | 0 | 0 | 1.0474 | 1.0474 | -0.12101 | -0.12101

## LLL_max_fault_10
name | pf_ikss_from_ka | pf_ikss_to_ka | pf_ip_from_ka | pf_ip_to_ka | pf_skss_from_mw | pf_skss_to_mw | pf_p_from_mw | pf_p_to_mw | pf_q_from_mvar | pf_q_to_mvar | pf_ikss_from_degree | pf_ikss_to_degree | pf_vm_from_pu | pf_vm_to_pu | pf_va_from_degree | pf_va_to_degree
Line0_1_2 | 0.035724 | 0.035724 | 0 | 0.073449 | 0.024751 | 0.024751 | 0.019182 | -0.019143 | 0.01922 | -0.019143 | -45.1838 | 134.8162 | 1.0971 | 1.0938 | -0.12672 | -0.18384
Line10_11_12 | 0 | 0 | 0 | 0 | 0 | 0 | 0 | 0 | 0 | 0 | 0 | 0 | 1.0971 | 1.0971 | -0.12672 | -0.12672
Line11_12_13 | 0 | 0 | 0 | 0 | 0 | 0 | 0 | 0 | 0 | 0 | 0 | 0 | 1.0971 | 1.0971 | -0.12672 | -0.12672
Line12_13_15 | 0 | 0 | 0 | 0 | 0 | 0 | 0 | 0 | 0 | 0 | 0 | 0 | 1.0971 | 1.0971 | -0.12672 | -0.12672
Line13_13_14 | 0 | 0 | 0 | 0 | 0 | 0 | 0 | 0 | 0 | 0 | 0 | 0 | 1.0971 | 1.0971 | -0.12672 | -0.12672
Line14_15_16 | 0 | 0 | 0 | 0 | 0 | 0 | 0 | 0 | 0 | 0 | 0 | 0 | 1.0971 | 1.0971 | -0.12672 | -0.12672
Line15_16_17 | 0 | 0 | 0 | 0 | 0 | 0 | 0 | 0 | 0 | 0 | 0 | 0 | 1.0971 | 1.0971 | -0.12672 | -0.12672
Line16_4_18 | 0 | 0 | 0 | 0 | 0 | 0 | 0 | 0 | 0 | 0 | 0 | 0 | 1.0971 | 1.0971 | -0.12672 | -0.12672
Line17_5_19 | 0 | 0 | 0 | 0 | 0 | 0 | 0 | 0 | 0 | 0 | 0 | 0 | 1.0971 | 1.0971 | -0.12672 | -0.12672
Line1_1_3 | 0 | 0 | 0 | 0 | 0 | 0 | 0 | 0 | 0 | 0 | 0 | 0 | 1.0971 | 1.0971 | -0.12672 | -0.12672
Line2_1_4 | 0 | 0 | 0 | 0 | 0 | 0 | 0 | 0 | 0 | 0 | 0 | 0 | 1.0971 | 1.0971 | -0.12672 | -0.12672
Line3_1_5 | 0 | 0 | 0 | 0 | 0 | 0 | 0 | 0 | 0 | 0 | 0 | 0 | 1.0971 | 1.0971 | -0.12672 | -0.12672
Line4_2_6 | 0 | 0 | 0 | 0 | 0 | 0 | -3.7073e-10 | 0 | 2.1234e-10 | 0 | 0 | 0 | 1.0938 | 1.0938 | -0.18384 | -0.18384
Line5_6_7 | 0 | 0 | 0 | 0 | 0 | 0 | 0 | 0 | 0 | 0 | 0 | 0 | 1.0938 | 1.0938 | -0.18384 | -0.18384
Line6_7_8 | 0 | 0 | 0 | 0 | 0 | 0 | 0 | 0 | 0 | 0 | 0 | 0 | 1.0938 | 1.0938 | -0.18384 | -0.18384
Line7_8_9 | 0 | 0 | 0 | 0 | 0 | 0 | 0 | 0 | 0 | 0 | 0 | 0 | 1.0938 | 1.0938 | -0.18384 | -0.18384
Line8_8_10 | 0 | 0 | 0 | 0 | 0 | 0 | 0 | 0 | 0 | 0 | 0 | 0 | 1.0938 | 1.0938 | -0.18384 | -0.18384
Line9_3_11 | 0 | 0 | 0 | 0 | 0 | 0 | 0 | 0 | 0 | 0 | 0 | 0 | 1.0971 | 1.0971 | -0.12672 | -0.12672

## LLL_min_6
name | pf_ikss_from_ka | pf_ikss_to_ka | pf_ip_from_ka | pf_ip_to_ka | pf_skss_from_mw | pf_skss_to_mw | pf_p_from_mw | pf_p_to_mw | pf_q_from_mvar | pf_q_to_mvar | pf_ikss_from_degree | pf_ikss_to_degree | pf_vm_from_pu | pf_vm_to_pu | pf_va_from_degree | pf_va_to_degree
Line0_1_2 | 4.4816 | 4.4816 | 0 | 7.9319 | 3.105 | 3.105 | 1.1569 | -1e-07 | 1.2051 | -1e-07 | -64.3121 | 115.6879 | 0.53802 | 0 | -18.143 | 0
Line10_11_12 | 0 | 0 | 0 | 0 | 0 | 0 | 0 | 0 | 0 | 0 | 0 | 0 | 0.53802 | 0.53802 | -18.143 | -18.143
Line11_12_13 | 0 | 0 | 0 | 0 | 0 | 0 | 0 | 0 | 0 | 0 | 0 | 0 | 0.53802 | 0.53802 | -18.143 | -18.143
Line12_13_15 | 0 | 0 | 0 | 0 | 0 | 0 | 0 | 0 | 0 | 0 | 0 | 0 | 0.53802 | 0.53802 | -18.143 | -18.143
Line13_13_14 | 0 | 0 | 0 | 0 | 0 | 0 | 0 | 0 | 0 | 0 | 0 | 0 | 0.53802 | 0.53802 | -18.143 | -18.143
Line14_15_16 | 0 | 0 | 0 | 0 | 0 | 0 | 0 | 0 | 0 | 0 | 0 | 0 | 0.53802 | 0.53802 | -18.143 | -18.143
Line15_16_17 | 0 | 0 | 0 | 0 | 0 | 0 | 0 | 0 | 0 | 0 | 0 | 0 | 0.53802 | 0.53802 | -18.143 | -18.143
Line16_4_18 | 0 | 0 | 0 | 0 | 0 | 0 | 0 | 0 | 0 | 0 | 0 | 0 | 0.53802 | 0.53802 | -18.143 | -18.143
Line17_5_19 | 0 | 0 | 0 | 0 | 0 | 0 | 0 | 0 | 0 | 0 | 0 | 0 | 0.53802 | 0.53802 | -18.143 | -18.143
Line1_1_3 | 0 | 0 | 0 | 0 | 0 | 0 | 0 | 0 | 0 | 0 | 0 | 0 | 0.53802 | 0.53802 | -18.143 | -18.143
Line2_1_4 | 0 | 0 | 0 | 0 | 0 | 0 | 0 | 0 | 0 | 0 | 0 | 0 | 0.53802 | 0.53802 | -18.143 | -18.143
Line3_1_5 | 0 | 0 | 0 | 0 | 0 | 0 | 0 | 0 | 0 | 0 | 0 | 0 | 0.53802 | 0.53802 | -18.143 | -18.143
Line4_2_6 | 0 | 0 | 0 | 0 | 0 | 0 | 7.3846e-21 | 0 | 1.076e-20 | 0 | 0 | 0 | 0 | 0 | 0 | 0
Line5_6_7 | 0 | 0 | 0 | 0 | 0 | 0 | 0 | 0 | 0 | 0 | 0 | 0 | 0 | 0 | 0 | 0
Line6_7_8 | 0 | 0 | 0 | 0 | 0 | 0 | 0 | 0 | 0 | 0 | 0 | 0 | 0 | 0 | 0 | 0
Line7_8_9 | 0 | 0 | 0 | 0 | 0 | 0 | 0 | 0 | 0 | 0 | 0 | 0 | 0 | 0 | 0 | 0
Line8_8_10 | 0 | 0 | 0 | 0 | 0 | 0 | 0 | 0 | 0 | 0 | 0 | 0 | 0 | 0 | 0 | 0
Line9_3_11 | 0 | 0 | 0 | 0 | 0 | 0 | 0 | 0 | 0 | 0 | 0 | 0 | 0.53802 | 0.53802 | -18.143 | -18.143

## LLL_min_10
name | pf_ikss_from_ka | pf_ikss_to_ka | pf_ip_from_ka | pf_ip_to_ka | pf_skss_from_mw | pf_skss_to_mw | pf_p_from_mw | pf_p_to_mw | pf_q_from_mvar | pf_q_to_mvar | pf_ikss_from_degree | pf_ikss_to_degree | pf_vm_from_pu | pf_vm_to_pu | pf_va_from_degree | pf_va_to_degree
Line0_1_2 | 4.2458 | 4.2458 | 0 | 7.5145 | 2.9416 | 2.9416 | 1.0383 | -1e-07 | 1.0816 | -1e-07 | -64.3121 | 115.6879 | 0.5097 | 0 | -18.143 | 0
Line10_11_12 | 0 | 0 | 0 | 0 | 0 | 0 | 0 | 0 | 0 | 0 | 0 | 0 | 0.5097 | 0.5097 | -18.143 | -18.143
Line11_12_13 | 0 | 0 | 0 | 0 | 0 | 0 | 0 | 0 | 0 | 0 | 0 | 0 | 0.5097 | 0.5097 | -18.143 | -18.143
Line12_13_15 | 0 | 0 | 0 | 0 | 0 | 0 | 0 | 0 | 0 | 0 | 0 | 0 | 0.5097 | 0.5097 | -18.143 | -18.143
Line13_13_14 | 0 | 0 | 0 | 0 | 0 | 0 | 0 | 0 | 0 | 0 | 0 | 0 | 0.5097 | 0.5097 | -18.143 | -18.143
Line14_15_16 | 0 | 0 | 0 | 0 | 0 | 0 | 0 | 0 | 0 | 0 | 0 | 0 | 0.5097 | 0.5097 | -18.143 | -18.143
Line15_16_17 | 0 | 0 | 0 | 0 | 0 | 0 | 0 | 0 | 0 | 0 | 0 | 0 | 0.5097 | 0.5097 | -18.143 | -18.143
Line16_4_18 | 0 | 0 | 0 | 0 | 0 | 0 | 0 | 0 | 0 | 0 | 0 | 0 | 0.5097 | 0.5097 | -18.143 | -18.143
Line17_5_19 | 0 | 0 | 0 | 0 | 0 | 0 | 0 | 0 | 0 | 0 | 0 | 0 | 0.5097 | 0.5097 | -18.143 | -18.143
Line1_1_3 | 0 | 0 | 0 | 0 | 0 | 0 | 0 | 0 | 0 | 0 | 0 | 0 | 0.5097 | 0.5097 | -18.143 | -18.143
Line2_1_4 | 0 | 0 | 0 | 0 | 0 | 0 | 0 | 0 | 0 | 0 | 0 | 0 | 0.5097 | 0.5097 | -18.143 | -18.143
Line3_1_5 | 0 | 0 | 0 | 0 | 0 | 0 | 0 | 0 | 0 | 0 | 0 | 0 | 0.5097 | 0.5097 | -18.143 | -18.143
Line4_2_6 | 0 | 0 | 0 | 0 | 0 | 0 | 6.6277e-21 | 0 | 9.6599e-21 | 0 | 0 | 0 | 0 | 0 | 0 | 0
Line5_6_7 | 0 | 0 | 0 | 0 | 0 | 0 | 0 | 0 | 0 | 0 | 0 | 0 | 0 | 0 | 0 | 0
Line6_7_8 | 0 | 0 | 0 | 0 | 0 | 0 | 0 | 0 | 0 | 0 | 0 | 0 | 0 | 0 | 0 | 0
Line7_8_9 | 0 | 0 | 0 | 0 | 0 | 0 | 0 | 0 | 0 | 0 | 0 | 0 | 0 | 0 | 0 | 0
Line8_8_10 | 0 | 0 | 0 | 0 | 0 | 0 | 0 | 0 | 0 | 0 | 0 | 0 | 0 | 0 | 0 | 0
Line9_3_11 | 0 | 0 | 0 | 0 | 0 | 0 | 0 | 0 | 0 | 0 | 0 | 0 | 0.5097 | 0.5097 | -18.143 | -18.143

## LLL_min_fault_6
name | pf_ikss_from_ka | pf_ikss_to_ka | pf_ip_from_ka | pf_ip_to_ka | pf_skss_from_mw | pf_skss_to_mw | pf_p_from_mw | pf_p_to_mw | pf_q_from_mvar | pf_q_to_mvar | pf_ikss_from_degree | pf_ikss_to_degree | pf_vm_from_pu | pf_vm_to_pu | pf_va_from_degree | pf_va_to_degree
Line0_1_2 | 0.030825 | 0.030825 | 0 | 0.054557 | 0.021356 | 0.021356 | 0.014308 | -0.014253 | 0.01431 | -0.014253 | -45.1303 | 134.8697 | 0.94753 | 0.94383 | -0.12576 | -0.13033
Line10_11_12 | 0 | 0 | 0 | 0 | 0 | 0 | 0 | 0 | 0 | 0 | 0 | 0 | 0.94753 | 0.94753 | -0.12576 | -0.12576
Line11_12_13 | 0 | 0 | 0 | 0 | 0 | 0 | 0 | 0 | 0 | 0 | 0 | 0 | 0.94753 | 0.94753 | -0.12576 | -0.12576
Line12_13_15 | 0 | 0 | 0 | 0 | 0 | 0 | 0 | 0 | 0 | 0 | 0 | 0 | 0.94753 | 0.94753 | -0.12576 | -0.12576
Line13_13_14 | 0 | 0 | 0 | 0 | 0 | 0 | 0 | 0 | 0 | 0 | 0 | 0 | 0.94753 | 0.94753 | -0.12576 | -0.12576
Line14_15_16 | 0 | 0 | 0 | 0 | 0 | 0 | 0 | 0 | 0 | 0 | 0 | 0 | 0.94753 | 0.94753 | -0.12576 | -0.12576
Line15_16_17 | 0 | 0 | 0 | 0 | 0 | 0 | 0 | 0 | 0 | 0 | 0 | 0 | 0.94753 | 0.94753 | -0.12576 | -0.12576
Line16_4_18 | 0 | 0 | 0 | 0 | 0 | 0 | 0 | 0 | 0 | 0 | 0 | 0 | 0.94753 | 0.94753 | -0.12576 | -0.12576
Line17_5_19 | 0 | 0 | 0 | 0 | 0 | 0 | 0 | 0 | 0 | 0 | 0 | 0 | 0.94753 | 0.94753 | -0.12576 | -0.12576
Line1_1_3 | 0 | 0 | 0 | 0 | 0 | 0 | 0 | 0 | 0 | 0 | 0 | 0 | 0.94753 | 0.94753 | -0.12576 | -0.12576
Line2_1_4 | 0 | 0 | 0 | 0 | 0 | 0 | 0 | 0 | 0 | 0 | 0 | 0 | 0.94753 | 0.94753 | -0.12576 | -0.12576
Line3_1_5 | 0 | 0 | 0 | 0 | 0 | 0 | 0 | 0 | 0 | 0 | 0 | 0 | 0.94753 | 0.94753 | -0.12576 | -0.12576
Line4_2_6 | 0 | 0 | 0 | 0 | 0 | 0 | -3.2011e-10 | 0 | 1.1218e-10 | 0 | 0 | 0 | 0.94383 | 0.94383 | -0.13033 | -0.13033
Line5_6_7 | 0 | 0 | 0 | 0 | 0 | 0 | 0 | 0 | 0 | 0 | 0 | 0 | 0.94383 | 0.94383 | -0.13033 | -0.13033
Line6_7_8 | 0 | 0 | 0 | 0 | 0 | 0 | 0 | 0 | 0 | 0 | 0 | 0 | 0.94383 | 0.94383 | -0.13033 | -0.13033
Line7_8_9 | 0 | 0 | 0 | 0 | 0 | 0 | 0 | 0 | 0 | 0 | 0 | 0 | 0.94383 | 0.94383 | -0.13033 | -0.13033
Line8_8_10 | 0 | 0 | 0 | 0 | 0 | 0 | 0 | 0 | 0 | 0 | 0 | 0 | 0.94383 | 0.94383 | -0.13033 | -0.13033
Line9_3_11 | 0 | 0 | 0 | 0 | 0 | 0 | 0 | 0 | 0 | 0 | 0 | 0 | 0.94753 | 0.94753 | -0.12576 | -0.12576

## LLL_min_fault_10
name | pf_ikss_from_ka | pf_ikss_to_ka | pf_ip_from_ka | pf_ip_to_ka | pf_skss_from_mw | pf_skss_to_mw | pf_p_from_mw | pf_p_to_mw | pf_q_from_mvar | pf_q_to_mvar | pf_ikss_from_degree | pf_ikss_to_degree | pf_vm_from_pu | pf_vm_to_pu | pf_va_from_degree | pf_va_to_degree
Line0_1_2 | 0.029203 | 0.029203 | 0 | 0.051686 | 0.020232 | 0.020232 | 0.012841 | -0.012792 | 0.012843 | -0.012792 | -45.1303 | 134.8697 | 0.89766 | 0.89416 | -0.12576 | -0.13033
Line10_11_12 | 0 | 0 | 0 | 0 | 0 | 0 | 0 | 0 | 0 | 0 | 0 | 0 | 0.89766 | 0.89766 | -0.12576 | -0.12576
Line11_12_13 | 0 | 0 | 0 | 0 | 0 | 0 | 0 | 0 | 0 | 0 | 0 | 0 | 0.89766 | 0.89766 | -0.12576 | -0.12576
Line12_13_15 | 0 | 0 | 0 | 0 | 0 | 0 | 0 | 0 | 0 | 0 | 0 | 0 | 0.89766 | 0.89766 | -0.12576 | -0.12576
Line13_13_14 | 0 | 0 | 0 | 0 | 0 | 0 | 0 | 0 | 0 | 0 | 0 | 0 | 0.89766 | 0.89766 | -0.12576 | -0.12576
Line14_15_16 | 0 | 0 | 0 | 0 | 0 | 0 | 0 | 0 | 0 | 0 | 0 | 0 | 0.89766 | 0.89766 | -0.12576 | -0.12576
Line15_16_17 | 0 | 0 | 0 | 0 | 0 | 0 | 0 | 0 | 0 | 0 | 0 | 0 | 0.89766 | 0.89766 | -0.12576 | -0.12576
Line16_4_18 | 0 | 0 | 0 | 0 | 0 | 0 | 0 | 0 | 0 | 0 | 0 | 0 | 0.89766 | 0.89766 | -0.12576 | -0.12576
Line17_5_19 | 0 | 0 | 0 | 0 | 0 | 0 | 0 | 0 | 0 | 0 | 0 | 0 | 0.89766 | 0.89766 | -0.12576 | -0.12576
Line1_1_3 | 0 | 0 | 0 | 0 | 0 | 0 | 0 | 0 | 0 | 0 | 0 | 0 | 0.89766 | 0.89766 | -0.12576 | -0.12576
Line2_1_4 | 0 | 0 | 0 | 0 | 0 | 0 | 0 | 0 | 0 | 0 | 0 | 0 | 0.89766 | 0.89766 | -0.12576 | -0.12576
Line3_1_5 | 0 | 0 | 0 | 0 | 0 | 0 | 0 | 0 | 0 | 0 | 0 | 0 | 0.89766 | 0.89766 | -0.12576 | -0.12576
Line4_2_6 | 0 | 0 | 0 | 0 | 0 | 0 | -2.873e-10 | 0 | 1.0068e-10 | 0 | 0 | 0 | 0.89416 | 0.89416 | -0.13033 | -0.13033
Line5_6_7 | 0 | 0 | 0 | 0 | 0 | 0 | 0 | 0 | 0 | 0 | 0 | 0 | 0.89416 | 0.89416 | -0.13033 | -0.13033
Line6_7_8 | 0 | 0 | 0 | 0 | 0 | 0 | 0 | 0 | 0 | 0 | 0 | 0 | 0.89416 | 0.89416 | -0.13033 | -0.13033
Line7_8_9 | 0 | 0 | 0 | 0 | 0 | 0 | 0 | 0 | 0 | 0 | 0 | 0 | 0.89416 | 0.89416 | -0.13033 | -0.13033
Line8_8_10 | 0 | 0 | 0 | 0 | 0 | 0 | 0 | 0 | 0 | 0 | 0 | 0 | 0.89416 | 0.89416 | -0.13033 | -0.13033
Line9_3_11 | 0 | 0 | 0 | 0 | 0 | 0 | 0 | 0 | 0 | 0 | 0 | 0 | 0.89766 | 0.89766 | -0.12576 | -0.12576

## LL_max_6
name | pf_ikss_a_from_ka | pf_ikss_b_from_ka | pf_ikss_c_from_ka | pf_ikss_a_to_ka | pf_ikss_b_to_ka | pf_ikss_c_to_ka | pf_skss_a_from_mw | pf_skss_b_from_mw | pf_skss_c_from_mw | pf_skss_a_to_mw | pf_skss_b_to_mw | pf_skss_c_to_mw | pf_p_a_from_mw | pf_p_b_from_mw | pf_p_c_from_mw | pf_p_a_to_mw | pf_p_b_to_mw | pf_p_c_to_mw | pf_q_a_from_mvar | pf_q_b_from_mvar | pf_q_c_from_mvar | pf_q_a_to_mvar | pf_q_b_to_mvar | pf_q_c_to_mvar | pf_ikss_a_from_degree | pf_ikss_b_from_degree | pf_ikss_c_from_degree | pf_ikss_a_to_degree | pf_ikss_b_to_degree | pf_ikss_c_to_degree | pf_vm_a_from_pu | pf_vm_b_from_pu | pf_vm_c_from_pu | pf_vm_a_to_pu | pf_vm_b_to_pu | pf_vm_c_to_pu | pf_va_a_from_degree | pf_va_b_from_degree | pf_va_c_from_degree | pf_va_a_to_degree | pf_va_b_to_degree | pf_va_c_to_degree
Line0_1_2 | 0 | 4.6848 | 4.6848 | 0 | 4.6848 | 4.6848 | 0 | 1.0819 | 1.0819 | 0 | 1.0819 | 1.0819 | 1.4766e-15 | 0.76694 | -0.328 | -1.4766e-15 | -0.54747 | 0.54747 | -4.2744e-16 | 0.28761 | 0.59028 | 3.8858e-16 | 0.15134 | -0.15134 | 0 | -164.5475 | 15.4525 | 0 | 15.4525 | -164.5475 | 1.05 | 0.75708 | 0.62417 | 1.05 | 0.525 | 0.525 | 2.7466e-13 | -143.9912 | 134.5117 | 2.5039e-13 | 180 | -180
Line10_11_12 | 0 | 0 | 0 | 0 | 0 | 0 | 0 | 0 | 0 | 0 | 0 | 0 | 7.383e-16 | -3.3679e-09 | -5.3874e-09 | -7.383e-16 | 3.3679e-09 | 5.3874e-09 | 3.0781e-30 | 7.1108e-09 | -3.6129e-09 | -7.7716e-17 | -7.1108e-09 | 3.6129e-09 | 0 | 0 | 0 | 0 | 0 | 0 | 1.05 | 0.75708 | 0.62417 | 1.05 | 0.75708 | 0.62417 | 2.3888e-13 | -143.9912 | 134.5117 | 2.2502e-13 | -143.9912 | 134.5117
Line11_12_13 | 0 | 0 | 0 | 0 | 0 | 0 | 0 | 0 | 0 | 0 | 0 | 0 | 5.8287e-16 | -2.8066e-09 | -4.4895e-09 | -6.2172e-16 | 2.8066e-09 | 4.4895e-09 | 2.2891e-30 | 5.9257e-09 | -3.0107e-09 | -2.3254e-30 | -5.9257e-09 | 3.0107e-09 | 0 | 0 | 0 | 0 | 0 | 0 | 1.05 | 0.75708 | 0.62417 | 1.05 | 0.75708 | 0.62417 | 2.2502e-13 | -143.9912 | 134.5117 | 2.143e-13 | -143.9912 | 134.5117
Line12_13_15 | 0 | 0 | 0 | 0 | 0 | 0 | 0 | 0 | 0 | 0 | 0 | 0 | 3.4972e-16 | -1.6839e-09 | -2.6937e-09 | -3.4972e-16 | 1.6839e-09 | 2.6937e-09 | 1.1657e-16 | 3.5554e-09 | -1.8064e-09 | -7.7716e-17 | -3.5554e-09 | 1.8064e-09 | 0 | 0 | 0 | 0 | 0 | 0 | 1.05 | 0.75708 | 0.62417 | 1.05 | 0.75708 | 0.62417 | 2.143e-13 | -143.9912 | 134.5117 | 2.0905e-13 | -143.9912 | 134.5117
Line13_13_14 | 0 | 0 | 0 | 0 | 0 | 0 | 0 | 0 | 0 | 0 | 0 | 0 | 1.1657e-16 | -5.6131e-10 | -8.979e-10 | -1.1657e-16 | 5.6131e-10 | 8.979e-10 | -3.8858e-17 | 1.1851e-09 | -6.0215e-10 | 7.7716e-17 | -1.1851e-09 | 6.0215e-10 | 0 | 0 | 0 | 0 | 0 | 0 | 1.05 | 0.75708 | 0.62417 | 1.05 | 0.75708 | 0.62417 | 2.143e-13 | -143.9912 | 134.5117 | 2.1271e-13 | -143.9912 | 134.5117
Line14_15_16 | 0 | 0 | 0 | 0 | 0 | 0 | 0 | 0 | 0 | 0 | 0 | 0 | 1.9429e-16 | -1.1226e-09 | -1.7958e-09 | -1.9429e-16 | 1.1226e-09 | 1.7958e-09 | 7.089e-31 | 2.3703e-09 | -1.2043e-09 | 3.8858e-17 | -2.3703e-09 | 1.2043e-09 | 0 | 0 | 0 | 0 | 0 | 0 | 1.05 | 0.75708 | 0.62417 | 1.05 | 0.75708 | 0.62417 | 2.0905e-13 | -143.9912 | 134.5117 | 2.064e-13 | -143.9912 | 134.5117
Line15_16_17 | 0 | 0 | 0 | 0 | 0 | 0 | 0 | 0 | 0 | 0 | 0 | 0 | -1.3998e-31 | -5.6131e-10 | -8.979e-10 | 1.3954e-31 | 5.6131e-10 | 8.979e-10 | 3.8858e-17 | 1.1851e-09 | -6.0215e-10 | -3.8858e-17 | -1.1851e-09 | 6.0215e-10 | 0 | 0 | 0 | 0 | 0 | 0 | 1.05 | 0.75708 | 0.62417 | 1.05 | 0.75708 | 0.62417 | 2.064e-13 | -143.9912 | 134.5117 | 2.0574e-13 | -143.9912 | 134.5117
Line16_4_18 | 0 | 0 | 0 | 0 | 0 | 0 | 0 | 0 | 0 | 0 | 0 | 0 | -1.1657e-16 | -5.6131e-10 | -8.979e-10 | 1.1657e-16 | 5.6131e-10 | 8.979e-10 | -3.8858e-17 | 1.1851e-09 | -6.0215e-10 | 3.8858e-17 | -1.1851e-09 | 6.0215e-10 | 0 | 0 | 0 | 0 | 0 | 0 | 1.05 | 0.75708 | 0.62417 | 1.05 | 0.75708 | 0.62417 | 2.6962e-13 | -143.9912 | 134.5117 | 2.6897e-13 | -143.9912 | 134.5117
Line17_5_19 | 0 | 0 | 0 | 0 | 0 | 0 | 0 | 0 | 0 | 0 | 0 | 0 | -1.1657e-16 | -5.6131e-10 | -8.979e-10 | 1.1657e-16 | 5.6131e-10 | 8.979e-10 | -3.8858e-17 | 1.1851e-09 | -6.0215e-10 | 3.8858e-17 | -1.1851e-09 | 6.0215e-10 | 0 | 0 | 0 | 0 | 0 | 0 | 1.05 | 0.75708 | 0.62417 | 1.05 | 0.75708 | 0.62417 | 2.6962e-13 | -143.9912 | 134.5117 | 2.6897e-13 | -143.9912 | 134.5117
Line1_1_3 | 0 | 0 | 0 | 0 | 0 | 0 | 0 | 0 | 0 | 0 | 0 | 0 | 1.1269e-15 | -4.4905e-09 | -7.1832e-09 | -1.088e-15 | 4.4905e-09 | 7.1832e-09 | 3.8858e-17 | 9.4811e-09 | -4.8172e-09 | -7.7716e-17 | -9.4811e-09 | 4.8172e-09 | 0 | 0 | 0 | 0 | 0 | 0 | 1.05 | 0.75708 | 0.62417 | 1.05 | 0.75708 | 0.62417 | 2.7466e-13 | -143.9912 | 134.5117 | 2.5461e-13 | -143.9912 | 134.5117
Line2_1_4 | 0 | 0 | 0 | 0 | 0 | 0 | 0 | 0 | 0 | 0 | 0 | 0 | 1.9429e-16 | -1.1226e-09 | -1.7958e-09 | -1.9429e-16 | 1.1226e-09 | 1.7958e-09 | -3.8858e-17 | 2.3703e-09 | -1.2043e-09 | -9.1428e-31 | -2.3703e-09 | 1.2043e-09 | 0 | 0 | 0 | 0 | 0 | 0 | 1.05 | 0.75708 | 0.62417 | 1.05 | 0.75708 | 0.62417 | 2.7466e-13 | -143.9912 | 134.5117 | 2.6962e-13 | -143.9912 | 134.5117
Line3_1_5 | 0 | 0 | 0 | 0 | 0 | 0 | 0 | 0 | 0 | 0 | 0 | 0 | 1.9429e-16 | -1.1226e-09 | -1.7958e-09 | -1.9429e-16 | 1.1226e-09 | 1.7958e-09 | -3.8858e-17 | 2.3703e-09 | -1.2043e-09 | -9.1428e-31 | -2.3703e-09 | 1.2043e-09 | 0 | 0 | 0 | 0 | 0 | 0 | 1.05 | 0.75708 | 0.62417 | 1.05 | 0.75708 | 0.62417 | 2.7466e-13 | -143.9912 | 134.5117 | 2.6962e-13 | -143.9912 | 134.5117
Line4_2_6 | 0 | 0 | 0 | 0 | 0 | 0 | 0 | 0 | 0 | 0 | 0 | 0 | 9.3259e-16 | 7.383e-16 | -6.2172e-16 | -1.0103e-15 | -3.3647e-16 | 2.0754e-16 | -2.72e-16 | 8.7523e-09 | -8.7523e-09 | 3.1086e-16 | -8.7523e-09 | 8.7523e-09 | 0 | 0 | 0 | 0 | 0 | 0 | 1.05 | 0.525 | 0.525 | 1.05 | 0.525 | 0.525 | 2.5039e-13 | 180 | -180 | 2.3518e-13 | -180 | 180
Line5_6_7 | 0 | 0 | 0 | 0 | 0 | 0 | 0 | 0 | 0 | 0 | 0 | 0 | 6.2172e-16 | 5.0232e-16 | -4.1688e-17 | -6.2172e-16 | -1.1925e-16 | -2.3582e-16 | -3.1086e-16 | 7.0018e-09 | -7.0018e-09 | 3.1086e-16 | -7.0018e-09 | 7.0018e-09 | 0 | 0 | 0 | 0 | 0 | 0 | 1.05 | 0.525 | 0.525 | 1.05 | 0.525 | 0.525 | 2.3518e-13 | -180 | 180 | 2.2326e-13 | -180 | 180
Line6_7_8 | 0 | 0 | 0 | 0 | 0 | 0 | 0 | 0 | 0 | 0 | 0 | 0 | 6.2172e-16 | 9.9153e-17 | -5.2257e-16 | -6.9944e-16 | 3.0819e-16 | 7.5039e-17 | -3.1086e-16 | 5.2514e-09 | -5.2514e-09 | 2.72e-16 | -5.2514e-09 | 5.2514e-09 | 0 | 0 | 0 | 0 | 0 | 0 | 1.05 | 0.525 | 0.525 | 1.05 | 0.525 | 0.525 | 2.2326e-13 | -180 | 180 | 2.1348e-13 | -180 | 180
Line7_8_9 | 0 | 0 | 0 | 0 | 0 | 0 | 0 | 0 | 0 | 0 | 0 | 0 | 1.4478e-31 | 4.0242e-16 | -2.5013e-17 | 7.7716e-17 | -1.6719e-16 | -1.2833e-16 | -3.8858e-17 | 1.7505e-09 | -1.7505e-09 | 3.8858e-17 | -1.7505e-09 | 1.7505e-09 | 0 | 0 | 0 | 0 | 0 | 0 | 1.05 | 0.525 | 0.525 | 1.05 | 0.525 | 0.525 | 2.1348e-13 | -180 | 180 | 2.1029e-13 | -180 | 180
Line8_8_10 | 0 | 0 | 0 | 0 | 0 | 0 | 0 | 0 | 0 | 0 | 0 | 0 | 7.7716e-17 | 3.6357e-16 | -1.8044e-16 | -2.8566e-31 | -1.2833e-16 | 2.7097e-17 | -1.1657e-16 | 1.7505e-09 | -1.7505e-09 | 7.7716e-17 | -1.7505e-09 | 1.7505e-09 | 0 | 0 | 0 | 0 | 0 | 0 | 1.05 | 0.525 | 0.525 | 1.05 | 0.525 | 0.525 | 2.1348e-13 | -180 | 180 | 2.106e-13 | -180 | 180
Line9_3_11 | 0 | 0 | 0 | 0 | 0 | 0 | 0 | 0 | 0 | 0 | 0 | 0 | 9.7145e-16 | -3.9292e-09 | -6.2853e-09 | -9.3259e-16 | 3.9292e-09 | 6.2853e-09 | 7.7716e-17 | 8.296e-09 | -4.215e-09 | -7.7716e-17 | -8.296e-09 | 4.215e-09 | 0 | 0 | 0 | 0 | 0 | 0 | 1.05 | 0.75708 | 0.62417 | 1.05 | 0.75708 | 0.62417 | 2.5461e-13 | -143.9912 | 134.5117 | 2.3888e-13 | -143.9912 | 134.5117

## LL_max_10
name | pf_ikss_a_from_ka | pf_ikss_b_from_ka | pf_ikss_c_from_ka | pf_ikss_a_to_ka | pf_ikss_b_to_ka | pf_ikss_c_to_ka | pf_skss_a_from_mw | pf_skss_b_from_mw | pf_skss_c_from_mw | pf_skss_a_to_mw | pf_skss_b_to_mw | pf_skss_c_to_mw | pf_p_a_from_mw | pf_p_b_from_mw | pf_p_c_from_mw | pf_p_a_to_mw | pf_p_b_to_mw | pf_p_c_to_mw | pf_q_a_from_mvar | pf_q_b_from_mvar | pf_q_c_from_mvar | pf_q_a_to_mvar | pf_q_b_to_mvar | pf_q_c_to_mvar | pf_ikss_a_from_degree | pf_ikss_b_from_degree | pf_ikss_c_from_degree | pf_ikss_a_to_degree | pf_ikss_b_to_degree | pf_ikss_c_to_degree | pf_vm_a_from_pu | pf_vm_b_from_pu | pf_vm_c_from_pu | pf_vm_a_to_pu | pf_vm_b_to_pu | pf_vm_c_to_pu | pf_va_a_from_degree | pf_va_b_from_degree | pf_va_c_from_degree | pf_va_a_to_degree | pf_va_b_to_degree | pf_va_c_to_degree
Line0_1_2 | 0 | 4.7922 | 4.7922 | 0 | 4.7922 | 4.7922 | 0 | 1.1067 | 1.1067 | 0 | 1.1067 | 1.1067 | 1.954e-15 | 0.81705 | -0.35775 | -1.954e-15 | -0.5874 | 0.5874 | -2.4425e-16 | 0.29973 | 0.61888 | 2.4425e-16 | 0.15957 | -0.15957 | 0 | -164.8019 | 15.1981 | 0 | 15.1981 | -164.8019 | 1.1 | 0.78638 | 0.64591 | 1.1 | 0.55 | 0.55 | 2.7853e-13 | -144.6567 | 135.2288 | 2.51e-13 | 180 | 180
Line10_11_12 | 0 | 0 | 0 | 0 | 0 | 0 | 0 | 0 | 0 | 0 | 0 | 0 | 8.5487e-16 | -3.6906e-09 | -5.9037e-09 | -7.7346e-16 | 3.6906e-09 | 5.9037e-09 | 3.6097e-30 | 7.9391e-09 | -4.1059e-09 | -3.0745e-30 | -7.9391e-09 | 4.1059e-09 | 0 | 0 | 0 | 0 | 0 | 0 | 1.1 | 0.78638 | 0.64591 | 1.1 | 0.78638 | 0.64591 | 2.4193e-13 | -144.6567 | 135.2288 | 2.2775e-13 | -144.6567 | 135.2288
Line11_12_13 | 0 | 0 | 0 | 0 | 0 | 0 | 0 | 0 | 0 | 0 | 0 | 0 | 8.1416e-16 | -3.0755e-09 | -4.9198e-09 | -6.5133e-16 | 3.0755e-09 | 4.9198e-09 | -4.0708e-17 | 6.6159e-09 | -3.4216e-09 | 4.0708e-17 | -6.6159e-09 | 3.4216e-09 | 0 | 0 | 0 | 0 | 0 | 0 | 1.1 | 0.78638 | 0.64591 | 1.1 | 0.78638 | 0.64591 | 2.2775e-13 | -144.6567 | 135.2288 | 2.168e-13 | -144.6567 | 135.2288
Line12_13_15 | 0 | 0 | 0 | 0 | 0 | 0 | 0 | 0 | 0 | 0 | 0 | 0 | 5.2921e-16 | -1.8453e-09 | -2.9519e-09 | -3.6637e-16 | 1.8453e-09 | 2.9519e-09 | 4.0708e-17 | 3.9696e-09 | -2.0529e-09 | -4.0708e-17 | -3.9696e-09 | 2.0529e-09 | 0 | 0 | 0 | 0 | 0 | 0 | 1.1 | 0.78638 | 0.64591 | 1.1 | 0.78638 | 0.64591 | 2.168e-13 | -144.6567 | 135.2288 | 2.1144e-13 | -144.6567 | 135.2288
Line13_13_14 | 0 | 0 | 0 | 0 | 0 | 0 | 0 | 0 | 0 | 0 | 0 | 0 | 8.1416e-17 | -6.151e-10 | -9.8395e-10 | 8.1416e-17 | 6.151e-10 | 9.8395e-10 | 3.0807e-31 | 1.3232e-09 | -6.8431e-10 | 4.0708e-17 | -1.3232e-09 | 6.8431e-10 | 0 | 0 | 0 | 0 | 0 | 0 | 1.1 | 0.78638 | 0.64591 | 1.1 | 0.78638 | 0.64591 | 2.168e-13 | -144.6567 | 135.2288 | 2.1517e-13 | -144.6567 | 135.2288
Line14_15_16 | 0 | 0 | 0 | 0 | 0 | 0 | 0 | 0 | 0 | 0 | 0 | 0 | 4.0708e-17 | -1.2302e-09 | -1.9679e-09 | 4.0708e-17 | 1.2302e-09 | 1.9679e-09 | 2.0354e-16 | 2.6464e-09 | -1.3686e-09 | -1.6283e-16 | -2.6464e-09 | 1.3686e-09 | 0 | 0 | 0 | 0 | 0 | 0 | 1.1 | 0.78638 | 0.64591 | 1.1 | 0.78638 | 0.64591 | 2.1144e-13 | -144.6567 | 135.2288 | 2.0872e-13 | -144.6567 | 135.2288
Line15_16_17 | 0 | 0 | 0 | 0 | 0 | 0 | 0 | 0 | 0 | 0 | 0 | 0 | -1.2212e-16 | -6.151e-10 | -9.8395e-10 | 1.2212e-16 | 6.151e-10 | 9.8395e-10 | 4.0708e-17 | 1.3232e-09 | -6.8431e-10 | 4.4348e-31 | -1.3232e-09 | 6.8431e-10 | 0 | 0 | 0 | 0 | 0 | 0 | 1.1 | 0.78638 | 0.64591 | 1.1 | 0.78638 | 0.64591 | 2.0872e-13 | -144.6567 | 135.2288 | 2.0806e-13 | -144.6567 | 135.2288
Line16_4_18 | 0 | 0 | 0 | 0 | 0 | 0 | 0 | 0 | 0 | 0 | 0 | 0 | 3.8847e-31 | -6.151e-10 | -9.8395e-10 | 8.1416e-17 | 6.151e-10 | 9.8395e-10 | -8.1416e-17 | 1.3232e-09 | -6.8431e-10 | 8.1416e-17 | -1.3232e-09 | 6.8431e-10 | 0 | 0 | 0 | 0 | 0 | 0 | 1.1 | 0.78638 | 0.64591 | 1.1 | 0.78638 | 0.64591 | 2.7338e-13 | -144.6567 | 135.2288 | 2.7272e-13 | -144.6567 | 135.2288
Line17_5_19 | 0 | 0 | 0 | 0 | 0 | 0 | 0 | 0 | 0 | 0 | 0 | 0 | 3.8847e-31 | -6.151e-10 | -9.8395e-10 | 8.1416e-17 | 6.151e-10 | 9.8395e-10 | -8.1416e-17 | 1.3232e-09 | -6.8431e-10 | 8.1416e-17 | -1.3232e-09 | 6.8431e-10 | 0 | 0 | 0 | 0 | 0 | 0 | 1.1 | 0.78638 | 0.64591 | 1.1 | 0.78638 | 0.64591 | 2.7338e-13 | -144.6567 | 135.2288 | 2.7272e-13 | -144.6567 | 135.2288
Line1_1_3 | 0 | 0 | 0 | 0 | 0 | 0 | 0 | 0 | 0 | 0 | 0 | 0 | 1.0177e-15 | -4.9208e-09 | -7.8716e-09 | -1.0177e-15 | 4.9208e-09 | 7.8716e-09 | 2.4425e-16 | 1.0585e-08 | -5.4745e-09 | -2.4425e-16 | -1.0585e-08 | 5.4745e-09 | 0 | 0 | 0 | 0 | 0 | 0 | 1.1 | 0.78638 | 0.64591 | 1.1 | 0.78638 | 0.64591 | 2.7853e-13 | -144.6567 | 135.2288 | 2.5802e-13 | -144.6567 | 135.2288
Line2_1_4 | 0 | 0 | 0 | 0 | 0 | 0 | 0 | 0 | 0 | 0 | 0 | 0 | 1.6283e-16 | -1.2302e-09 | -1.9679e-09 | -1.6283e-16 | 1.2302e-09 | 1.9679e-09 | 4.0708e-17 | 2.6464e-09 | -1.3686e-09 | -8.1416e-17 | -2.6464e-09 | 1.3686e-09 | 0 | 0 | 0 | 0 | 0 | 0 | 1.1 | 0.78638 | 0.64591 | 1.1 | 0.78638 | 0.64591 | 2.7853e-13 | -144.6567 | 135.2288 | 2.7338e-13 | -144.6567 | 135.2288
Line3_1_5 | 0 | 0 | 0 | 0 | 0 | 0 | 0 | 0 | 0 | 0 | 0 | 0 | 1.6283e-16 | -1.2302e-09 | -1.9679e-09 | -1.6283e-16 | 1.2302e-09 | 1.9679e-09 | 4.0708e-17 | 2.6464e-09 | -1.3686e-09 | -8.1416e-17 | -2.6464e-09 | 1.3686e-09 | 0 | 0 | 0 | 0 | 0 | 0 | 1.1 | 0.78638 | 0.64591 | 1.1 | 0.78638 | 0.64591 | 2.7853e-13 | -144.6567 | 135.2288 | 2.7338e-13 | -144.6567 | 135.2288
Line4_2_6 | 0 | 0 | 0 | 0 | 0 | 0 | 0 | 0 | 0 | 0 | 0 | 0 | 1.1398e-15 | 9.77e-16 | -6.5133e-16 | -1.3027e-15 | -8.3839e-16 | 3.8286e-16 | -8.1416e-17 | 9.6057e-09 | -9.6057e-09 | 1.6283e-16 | -9.6057e-09 | 9.6057e-09 | 0 | 0 | 0 | 0 | 0 | 0 | 1.1 | 0.55 | 0.55 | 1.1 | 0.55 | 0.55 | 2.51e-13 | 180 | 180 | 2.3011e-13 | -180 | 180
Line5_6_7 | 0 | 0 | 0 | 0 | 0 | 0 | 0 | 0 | 0 | 0 | 0 | 0 | 1.1398e-15 | 1.1708e-16 | -1.0227e-15 | -9.77e-16 | 1.6377e-16 | 4.0802e-16 | -1.6283e-16 | 7.6845e-09 | -7.6845e-09 | 2.4425e-16 | -7.6845e-09 | 7.6845e-09 | 0 | 0 | 0 | 0 | 0 | 0 | 1.1 | 0.55 | 0.55 | 1.1 | 0.55 | 0.55 | 2.3011e-13 | -180 | 180 | 2.1877e-13 | -180 | 180
Line6_7_8 | 0 | 0 | 0 | 0 | 0 | 0 | 0 | 0 | 0 | 0 | 0 | 0 | 4.885e-16 | 2.639e-16 | -6.1767e-17 | -4.885e-16 | 2.4519e-16 | 8.2356e-17 | 1.8652e-30 | 5.7634e-09 | -5.7634e-09 | -1.8144e-30 | -5.7634e-09 | 5.7634e-09 | 0 | 0 | 0 | 0 | 0 | 0 | 1.1 | 0.55 | 0.55 | 1.1 | 0.55 | 0.55 | 2.1877e-13 | -180 | 180 | 2.1282e-13 | -180 | 180
Line7_8_9 | 0 | 0 | 0 | 0 | 0 | 0 | 0 | 0 | 0 | 0 | 0 | 0 | 1.6283e-16 | 6.2388e-16 | -3.5312e-16 | -1.6283e-16 | -5.1677e-17 | 2.974e-17 | -2.4425e-16 | 1.9211e-09 | -1.9211e-09 | 2.4425e-16 | -1.9211e-09 | 1.9211e-09 | 0 | 0 | 0 | 0 | 0 | 0 | 1.1 | 0.55 | 0.55 | 1.1 | 0.55 | 0.55 | 2.1282e-13 | -180 | 180 | 2.0962e-13 | -180 | 180
Line8_8_10 | 0 | 0 | 0 | 0 | 0 | 0 | 0 | 0 | 0 | 0 | 0 | 0 | 0 | 7.8671e-16 | 2.9821e-16 | -1.6283e-16 | -1.3309e-16 | -2.9593e-16 | 0 | 1.9211e-09 | -1.9211e-09 | -5.9592e-31 | -1.9211e-09 | 1.9211e-09 | 0 | 0 | 0 | 0 | 0 | 0 | 1.1 | 0.55 | 0.55 | 1.1 | 0.55 | 0.55 | 2.1282e-13 | -180 | 180 | 2.0968e-13 | -180 | 180
Line9_3_11 | 0 | 0 | 0 | 0 | 0 | 0 | 0 | 0 | 0 | 0 | 0 | 0 | 1.0991e-15 | -4.3057e-09 | -6.8877e-09 | -1.0991e-15 | 4.3057e-09 | 6.8877e-09 | 4.0708e-17 | 9.2623e-09 | -4.7902e-09 | -4.0708e-17 | -9.2623e-09 | 4.7902e-09 | 0 | 0 | 0 | 0 | 0 | 0 | 1.1 | 0.78638 | 0.64591 | 1.1 | 0.78638 | 0.64591 | 2.5802e-13 | -144.6567 | 135.2288 | 2.4193e-13 | -144.6567 | 135.2288

## LL_max_fault_6
name | pf_ikss_a_from_ka | pf_ikss_b_from_ka | pf_ikss_c_from_ka | pf_ikss_a_to_ka | pf_ikss_b_to_ka | pf_ikss_c_to_ka | pf_skss_a_from_mw | pf_skss_b_from_mw | pf_skss_c_from_mw | pf_skss_a_to_mw | pf_skss_b_to_mw | pf_skss_c_to_mw | pf_p_a_from_mw | pf_p_b_from_mw | pf_p_c_from_mw | pf_p_a_to_mw | pf_p_b_to_mw | pf_p_c_to_mw | pf_q_a_from_mvar | pf_q_b_from_mvar | pf_q_c_from_mvar | pf_q_a_to_mvar | pf_q_b_to_mvar | pf_q_c_to_mvar | pf_ikss_a_from_degree | pf_ikss_b_from_degree | pf_ikss_c_from_degree | pf_ikss_a_to_degree | pf_ikss_b_to_degree | pf_ikss_c_to_degree | pf_vm_a_from_pu | pf_vm_b_from_pu | pf_vm_c_from_pu | pf_vm_a_to_pu | pf_vm_b_to_pu | pf_vm_c_to_pu | pf_va_a_from_degree | pf_va_b_from_degree | pf_va_c_from_degree | pf_va_a_to_degree | pf_va_b_to_degree | pf_va_c_to_degree
Line0_1_2 | 0 | 0.058748 | 0.058748 | 0 | 0.058748 | 0.058748 | 0 | 0.013567 | 0.013567 | 0 | 0.013567 | 0.013567 | 1.7607e-17 | 0.01373 | 0.0035952 | -1.7607e-17 | -0.013696 | -0.0035606 | 3.6429e-18 | 0.003692 | 0.013703 | -3.6429e-18 | -0.0036229 | -0.013634 | 0 | -135.3543 | 44.6457 | 0 | 44.6457 | -135.3543 | 1.05 | 1.048 | 1.0442 | 1.05 | 1.0442 | 1.0386 | 2.4751e-15 | -120.3041 | 119.9443 | 2.2283e-15 | -120.5374 | 120.0089
Line10_11_12 | 0 | 0 | 0 | 0 | 0 | 0 | 0 | 0 | 0 | 0 | 0 | 0 | 7.2858e-18 | -4.6348e-11 | -1.3405e-10 | -6.6787e-18 | 4.6348e-11 | 1.3405e-10 | 2.4286e-18 | 1.2847e-10 | 2.3429e-11 | -2.4286e-18 | -1.2847e-10 | -2.3429e-11 | 0 | 0 | 0 | 0 | 0 | 0 | 1.05 | 1.048 | 1.0442 | 1.05 | 1.048 | 1.0442 | 2.1009e-15 | -120.3041 | 119.9443 | 1.9492e-15 | -120.3041 | 119.9443
Line11_12_13 | 0 | 0 | 0 | 0 | 0 | 0 | 0 | 0 | 0 | 0 | 0 | 0 | 7.2858e-18 | -3.8623e-11 | -1.1171e-10 | -6.6787e-18 | 3.8623e-11 | 1.1171e-10 | 6.0715e-19 | 1.0706e-10 | 1.9524e-11 | -6.0715e-19 | -1.0706e-10 | -1.9524e-11 | 0 | 0 | 0 | 0 | 0 | 0 | 1.05 | 1.048 | 1.0442 | 1.05 | 1.048 | 1.0442 | 1.9492e-15 | -120.3041 | 119.9443 | 1.8259e-15 | -120.3041 | 119.9443
Line12_13_15 | 0 | 0 | 0 | 0 | 0 | 0 | 0 | 0 | 0 | 0 | 0 | 0 | 3.9465e-18 | -2.3174e-11 | -6.7024e-11 | -2.7322e-18 | 2.3174e-11 | 6.7024e-11 | 1.8215e-18 | 6.4236e-11 | 1.1715e-11 | -2.4286e-18 | -6.4236e-11 | -1.1715e-11 | 0 | 0 | 0 | 0 | 0 | 0 | 1.05 | 1.048 | 1.0442 | 1.05 | 1.048 | 1.0442 | 1.8259e-15 | -120.3041 | 119.9443 | 1.7653e-15 | -120.3041 | 119.9443
Line13_13_14 | 0 | 0 | 0 | 0 | 0 | 0 | 0 | 0 | 0 | 0 | 0 | 0 | -3.8698e-35 | -7.7246e-12 | -2.2341e-11 | 1.2143e-18 | 7.7246e-12 | 2.2341e-11 | 1.2143e-18 | 2.1412e-11 | 3.9049e-12 | -6.0715e-19 | -2.1412e-11 | -3.9049e-12 | 0 | 0 | 0 | 0 | 0 | 0 | 1.05 | 1.048 | 1.0442 | 1.05 | 1.048 | 1.0442 | 1.8259e-15 | -120.3041 | 119.9443 | 1.8115e-15 | -120.3041 | 119.9443
Line14_15_16 | 0 | 0 | 0 | 0 | 0 | 0 | 0 | 0 | 0 | 0 | 0 | 0 | 1.8215e-18 | -1.5449e-11 | -4.4683e-11 | -1.2143e-18 | 1.5449e-11 | 4.4683e-11 | 3.0358e-18 | 4.2824e-11 | 7.8097e-12 | -2.4286e-18 | -4.2824e-11 | -7.8097e-12 | 0 | 0 | 0 | 0 | 0 | 0 | 1.05 | 1.048 | 1.0442 | 1.05 | 1.048 | 1.0442 | 1.7653e-15 | -120.3041 | 119.9443 | 1.7359e-15 | -120.3041 | 119.9443
Line15_16_17 | 0 | 0 | 0 | 0 | 0 | 0 | 0 | 0 | 0 | 0 | 0 | 0 | 3.0358e-19 | -7.7246e-12 | -2.2341e-11 | -3.0358e-19 | 7.7246e-12 | 2.2341e-11 | -6.0715e-19 | 2.1412e-11 | 3.9049e-12 | 6.0715e-19 | -2.1412e-11 | -3.9049e-12 | 0 | 0 | 0 | 0 | 0 | 0 | 1.05 | 1.048 | 1.0442 | 1.05 | 1.048 | 1.0442 | 1.7359e-15 | -120.3041 | 119.9443 | 1.717e-15 | -120.3041 | 119.9443
Line16_4_18 | 0 | 0 | 0 | 0 | 0 | 0 | 0 | 0 | 0 | 0 | 0 | 0 | -5.1217e-35 | -7.7246e-12 | -2.2341e-11 | -6.0715e-19 | 7.7246e-12 | 2.2341e-11 | 1.2143e-18 | 2.1412e-11 | 3.9049e-12 | -2.5407e-35 | -2.1412e-11 | -3.9049e-12 | 0 | 0 | 0 | 0 | 0 | 0 | 1.05 | 1.048 | 1.0442 | 1.05 | 1.048 | 1.0442 | 2.4166e-15 | -120.3041 | 119.9443 | 2.3976e-15 | -120.3041 | 119.9443
Line17_5_19 | 0 | 0 | 0 | 0 | 0 | 0 | 0 | 0 | 0 | 0 | 0 | 0 | -5.1217e-35 | -7.7246e-12 | -2.2341e-11 | -6.0715e-19 | 7.7246e-12 | 2.2341e-11 | 1.2143e-18 | 2.1412e-11 | 3.9049e-12 | -2.5407e-35 | -2.1412e-11 | -3.9049e-12 | 0 | 0 | 0 | 0 | 0 | 0 | 1.05 | 1.048 | 1.0442 | 1.05 | 1.048 | 1.0442 | 2.4166e-15 | -120.3041 | 119.9443 | 2.3976e-15 | -120.3041 | 119.9443
Line1_1_3 | 0 | 0 | 0 | 0 | 0 | 0 | 0 | 0 | 0 | 0 | 0 | 0 | 1.0322e-17 | -6.1797e-11 | -1.7873e-10 | -1.0322e-17 | 6.1797e-11 | 1.7873e-10 | 7.2858e-18 | 1.713e-10 | 3.1239e-11 | -7.2858e-18 | -1.713e-10 | -3.1239e-11 | 0 | 0 | 0 | 0 | 0 | 0 | 1.05 | 1.048 | 1.0442 | 1.05 | 1.048 | 1.0442 | 2.4751e-15 | -120.3041 | 119.9443 | 2.2679e-15 | -120.3041 | 119.9443
Line2_1_4 | 0 | 0 | 0 | 0 | 0 | 0 | 0 | 0 | 0 | 0 | 0 | 0 | 2.4286e-18 | -1.5449e-11 | -4.4683e-11 | -2.4286e-18 | 1.5449e-11 | 4.4683e-11 | 6.0715e-19 | 4.2824e-11 | 7.8097e-12 | -1.8215e-18 | -4.2824e-11 | -7.8097e-12 | 0 | 0 | 0 | 0 | 0 | 0 | 1.05 | 1.048 | 1.0442 | 1.05 | 1.048 | 1.0442 | 2.4751e-15 | -120.3041 | 119.9443 | 2.4166e-15 | -120.3041 | 119.9443
Line3_1_5 | 0 | 0 | 0 | 0 | 0 | 0 | 0 | 0 | 0 | 0 | 0 | 0 | 2.4286e-18 | -1.5449e-11 | -4.4683e-11 | -2.4286e-18 | 1.5449e-11 | 4.4683e-11 | 6.0715e-19 | 4.2824e-11 | 7.8097e-12 | -1.8215e-18 | -4.2824e-11 | -7.8097e-12 | 0 | 0 | 0 | 0 | 0 | 0 | 1.05 | 1.048 | 1.0442 | 1.05 | 1.048 | 1.0442 | 2.4751e-15 | -120.3041 | 119.9443 | 2.4166e-15 | -120.3041 | 119.9443
Line4_2_6 | 0 | 0 | 0 | 0 | 0 | 0 | 0 | 0 | 0 | 0 | 0 | 0 | 7.2858e-18 | -1.1004e-10 | -2.171e-10 | -8.5001e-18 | 1.1004e-10 | 2.171e-10 | 3.6429e-18 | 1.8854e-10 | -3.091e-12 | -6.0715e-18 | -1.8854e-10 | 3.091e-12 | 0 | 0 | 0 | 0 | 0 | 0 | 1.05 | 1.0442 | 1.0386 | 1.05 | 1.0442 | 1.0386 | 2.2283e-15 | -120.5374 | 120.0089 | 2.0357e-15 | -120.5374 | 120.0089
Line5_6_7 | 0 | 0 | 0 | 0 | 0 | 0 | 0 | 0 | 0 | 0 | 0 | 0 | 7.2858e-18 | -8.803e-11 | -1.7368e-10 | -7.2858e-18 | 8.803e-11 | 1.7368e-10 | 2.4286e-18 | 1.5083e-10 | -2.4728e-12 | -2.3881e-34 | -1.5083e-10 | 2.4728e-12 | 0 | 0 | 0 | 0 | 0 | 0 | 1.05 | 1.0442 | 1.0386 | 1.05 | 1.0442 | 1.0386 | 2.0357e-15 | -120.5374 | 120.0089 | 1.878e-15 | -120.5374 | 120.0089
Line6_7_8 | 0 | 0 | 0 | 0 | 0 | 0 | 0 | 0 | 0 | 0 | 0 | 0 | 3.6429e-18 | -6.6022e-11 | -1.3026e-10 | -6.0715e-18 | 6.6022e-11 | 1.3026e-10 | 1.2143e-18 | 1.1312e-10 | -1.8546e-12 | -1.8379e-34 | -1.1312e-10 | 1.8546e-12 | 0 | 0 | 0 | 0 | 0 | 0 | 1.05 | 1.0442 | 1.0386 | 1.05 | 1.0442 | 1.0386 | 1.878e-15 | -120.5374 | 120.0089 | 1.7344e-15 | -120.5374 | 120.0089
Line7_8_9 | 0 | 0 | 0 | 0 | 0 | 0 | 0 | 0 | 0 | 0 | 0 | 0 | 1.8215e-18 | -2.2007e-11 | -4.3421e-11 | -6.0715e-19 | 2.2007e-11 | 4.3421e-11 | 5.5136e-35 | 3.7707e-11 | -6.1819e-13 | -2.4286e-18 | -3.7707e-11 | 6.182e-13 | 0 | 0 | 0 | 0 | 0 | 0 | 1.05 | 1.0442 | 1.0386 | 1.05 | 1.0442 | 1.0386 | 1.7344e-15 | -120.5374 | 120.0089 | 1.7016e-15 | -120.5374 | 120.0089
Line8_8_10 | 0 | 0 | 0 | 0 | 0 | 0 | 0 | 0 | 0 | 0 | 0 | 0 | 1.8215e-18 | -2.2007e-11 | -4.3421e-11 | -6.0715e-19 | 2.2007e-11 | 4.3421e-11 | 5.5136e-35 | 3.7707e-11 | -6.1819e-13 | -1.2143e-18 | -3.7707e-11 | 6.182e-13 | 0 | 0 | 0 | 0 | 0 | 0 | 1.05 | 1.0442 | 1.0386 | 1.05 | 1.0442 | 1.0386 | 1.7344e-15 | -120.5374 | 120.0089 | 1.7004e-15 | -120.5374 | 120.0089
Line9_3_11 | 0 | 0 | 0 | 0 | 0 | 0 | 0 | 0 | 0 | 0 | 0 | 0 | 8.5001e-18 | -5.4072e-11 | -1.5639e-10 | -7.893e-18 | 5.4072e-11 | 1.5639e-10 | 4.8572e-18 | 1.4988e-10 | 2.7334e-11 | -4.8572e-18 | -1.4988e-10 | -2.7334e-11 | 0 | 0 | 0 | 0 | 0 | 0 | 1.05 | 1.048 | 1.0442 | 1.05 | 1.048 | 1.0442 | 2.2679e-15 | -120.3041 | 119.9443 | 2.1009e-15 | -120.3041 | 119.9443

## LL_max_fault_10
name | pf_ikss_a_from_ka | pf_ikss_b_from_ka | pf_ikss_c_from_ka | pf_ikss_a_to_ka | pf_ikss_b_to_ka | pf_ikss_c_to_ka | pf_skss_a_from_mw | pf_skss_b_from_mw | pf_skss_c_from_mw | pf_skss_a_to_mw | pf_skss_b_to_mw | pf_skss_c_to_mw | pf_p_a_from_mw | pf_p_b_from_mw | pf_p_c_from_mw | pf_p_a_to_mw | pf_p_b_to_mw | pf_p_c_to_mw | pf_q_a_from_mvar | pf_q_b_from_mvar | pf_q_c_from_mvar | pf_q_a_to_mvar | pf_q_b_to_mvar | pf_q_c_to_mvar | pf_ikss_a_from_degree | pf_ikss_b_from_degree | pf_ikss_c_from_degree | pf_ikss_a_to_degree | pf_ikss_b_to_degree | pf_ikss_c_to_degree | pf_vm_a_from_pu | pf_vm_b_from_pu | pf_vm_c_from_pu | pf_vm_a_to_pu | pf_vm_b_to_pu | pf_vm_c_to_pu | pf_va_a_from_degree | pf_va_b_from_degree | pf_va_c_from_degree | pf_va_a_to_degree | pf_va_b_to_degree | pf_va_c_to_degree
Line0_1_2 | 0 | 0.061531 | 0.061531 | 0 | 0.061531 | 0.061531 | 0 | 0.01421 | 0.01421 | 0 | 0.01421 | 0.01421 | 2.1626e-17 | 0.015064 | 0.0039414 | -2.0354e-17 | -0.015027 | -0.0039036 | 3.8164e-18 | 0.0040498 | 0.015032 | -3.8164e-18 | -0.0039741 | -0.014956 | 0 | -135.3656 | 44.6344 | 0 | 44.6344 | -135.3656 | 1.1 | 1.0978 | 1.0936 | 1.1 | 1.0938 | 1.0878 | 2.7585e-15 | -120.3184 | 119.9418 | 2.4975e-15 | -120.5517 | 120.0063
Line10_11_12 | 0 | 0 | 0 | 0 | 0 | 0 | 0 | 0 | 0 | 0 | 0 | 0 | 7.9508e-18 | -5.3245e-11 | -1.54e-10 | -8.5869e-18 | 5.3245e-11 | 1.54e-10 | 3.8164e-18 | 1.4762e-10 | 2.6893e-11 | -3.8164e-18 | -1.4762e-10 | -2.6893e-11 | 0 | 0 | 0 | 0 | 0 | 0 | 1.1 | 1.0978 | 1.0936 | 1.1 | 1.0978 | 1.0936 | 2.3667e-15 | -120.3184 | 119.9418 | 2.2078e-15 | -120.3184 | 119.9418
Line11_12_13 | 0 | 0 | 0 | 0 | 0 | 0 | 0 | 0 | 0 | 0 | 0 | 0 | 7.6328e-18 | -4.4371e-11 | -1.2833e-10 | -7.6328e-18 | 4.4371e-11 | 1.2833e-10 | 6.3607e-19 | 1.2301e-10 | 2.2411e-11 | -2.7692e-34 | -1.2301e-10 | -2.2411e-11 | 0 | 0 | 0 | 0 | 0 | 0 | 1.1 | 1.0978 | 1.0936 | 1.1 | 1.0978 | 1.0936 | 2.2078e-15 | -120.3184 | 119.9418 | 2.0787e-15 | -120.3184 | 119.9418
Line12_13_15 | 0 | 0 | 0 | 0 | 0 | 0 | 0 | 0 | 0 | 0 | 0 | 0 | 5.0885e-18 | -2.6622e-11 | -7.6999e-11 | -5.0885e-18 | 2.6622e-11 | 7.6999e-11 | 1.9082e-18 | 7.3809e-11 | 1.3446e-11 | -2.5443e-18 | -7.3809e-11 | -1.3446e-11 | 0 | 0 | 0 | 0 | 0 | 0 | 1.1 | 1.0978 | 1.0936 | 1.1 | 1.0978 | 1.0936 | 2.0787e-15 | -120.3184 | 119.9418 | 2.0153e-15 | -120.3184 | 119.9418
Line13_13_14 | 0 | 0 | 0 | 0 | 0 | 0 | 0 | 0 | 0 | 0 | 0 | 0 | -3.1803e-19 | -8.8742e-12 | -2.5666e-11 | -3.1803e-19 | 8.8742e-12 | 2.5666e-11 | -1.2721e-18 | 2.4603e-11 | 4.4821e-12 | -6.3607e-19 | -2.4603e-11 | -4.4821e-12 | 0 | 0 | 0 | 0 | 0 | 0 | 1.1 | 1.0978 | 1.0936 | 1.1 | 1.0978 | 1.0936 | 2.0787e-15 | -120.3184 | 119.9418 | 2.0636e-15 | -120.3184 | 119.9418
Line14_15_16 | 0 | 0 | 0 | 0 | 0 | 0 | 0 | 0 | 0 | 0 | 0 | 0 | 2.8623e-18 | -1.7748e-11 | -5.1333e-11 | -2.8623e-18 | 1.7748e-11 | 5.1333e-11 | 6.3607e-19 | 4.9206e-11 | 8.9643e-12 | -6.3607e-19 | -4.9206e-11 | -8.9643e-12 | 0 | 0 | 0 | 0 | 0 | 0 | 1.1 | 1.0978 | 1.0936 | 1.1 | 1.0978 | 1.0936 | 2.0153e-15 | -120.3184 | 119.9418 | 1.9845e-15 | -120.3184 | 119.9418
Line15_16_17 | 0 | 0 | 0 | 0 | 0 | 0 | 0 | 0 | 0 | 0 | 0 | 0 | -4.4062e-35 | -8.8742e-12 | -2.5666e-11 | 4.3621e-35 | 8.8742e-12 | 2.5666e-11 | 1.2721e-18 | 2.4603e-11 | 4.4821e-12 | -1.2721e-18 | -2.4603e-11 | -4.4821e-12 | 0 | 0 | 0 | 0 | 0 | 0 | 1.1 | 1.0978 | 1.0936 | 1.1 | 1.0978 | 1.0936 | 1.9845e-15 | -120.3184 | 119.9418 | 1.9647e-15 | -120.3184 | 119.9418
Line16_4_18 | 0 | 0 | 0 | 0 | 0 | 0 | 0 | 0 | 0 | 0 | 0 | 0 | -6.3607e-19 | -8.8742e-12 | -2.5666e-11 | 2.9723e-35 | 8.8742e-12 | 2.5666e-11 | -6.3607e-19 | 2.4603e-11 | 4.4821e-12 | -6.3607e-19 | -2.4603e-11 | -4.4821e-12 | 0 | 0 | 0 | 0 | 0 | 0 | 1.1 | 1.0978 | 1.0936 | 1.1 | 1.0978 | 1.0936 | 2.6973e-15 | -120.3184 | 119.9418 | 2.6774e-15 | -120.3184 | 119.9418
Line17_5_19 | 0 | 0 | 0 | 0 | 0 | 0 | 0 | 0 | 0 | 0 | 0 | 0 | -6.3607e-19 | -8.8742e-12 | -2.5666e-11 | 2.9723e-35 | 8.8742e-12 | 2.5666e-11 | -6.3607e-19 | 2.4603e-11 | 4.4821e-12 | -6.3607e-19 | -2.4603e-11 | -4.4821e-12 | 0 | 0 | 0 | 0 | 0 | 0 | 1.1 | 1.0978 | 1.0936 | 1.1 | 1.0978 | 1.0936 | 2.6973e-15 | -120.3184 | 119.9418 | 2.6774e-15 | -120.3184 | 119.9418
Line1_1_3 | 0 | 0 | 0 | 0 | 0 | 0 | 0 | 0 | 0 | 0 | 0 | 0 | 1.2721e-17 | -7.0993e-11 | -2.0533e-10 | -1.2721e-17 | 7.0993e-11 | 2.0533e-10 | 6.9967e-18 | 1.9682e-10 | 3.5857e-11 | -6.3607e-18 | -1.9682e-10 | -3.5857e-11 | 0 | 0 | 0 | 0 | 0 | 0 | 1.1 | 1.0978 | 1.0936 | 1.1 | 1.0978 | 1.0936 | 2.7585e-15 | -120.3184 | 119.9418 | 2.5416e-15 | -120.3184 | 119.9418
Line2_1_4 | 0 | 0 | 0 | 0 | 0 | 0 | 0 | 0 | 0 | 0 | 0 | 0 | 2.8623e-18 | -1.7748e-11 | -5.1333e-11 | -2.8623e-18 | 1.7748e-11 | 5.1333e-11 | -1.2721e-18 | 4.9206e-11 | 8.9643e-12 | 1.2721e-18 | -4.9206e-11 | -8.9643e-12 | 0 | 0 | 0 | 0 | 0 | 0 | 1.1 | 1.0978 | 1.0936 | 1.1 | 1.0978 | 1.0936 | 2.7585e-15 | -120.3184 | 119.9418 | 2.6973e-15 | -120.3184 | 119.9418
Line3_1_5 | 0 | 0 | 0 | 0 | 0 | 0 | 0 | 0 | 0 | 0 | 0 | 0 | 2.8623e-18 | -1.7748e-11 | -5.1333e-11 | -2.8623e-18 | 1.7748e-11 | 5.1333e-11 | -1.2721e-18 | 4.9206e-11 | 8.9643e-12 | 1.2721e-18 | -4.9206e-11 | -8.9643e-12 | 0 | 0 | 0 | 0 | 0 | 0 | 1.1 | 1.0978 | 1.0936 | 1.1 | 1.0978 | 1.0936 | 2.7585e-15 | -120.3184 | 119.9418 | 2.6973e-15 | -120.3184 | 119.9418
Line4_2_6 | 0 | 0 | 0 | 0 | 0 | 0 | 0 | 0 | 0 | 0 | 0 | 0 | 1.3993e-17 | -1.2269e-10 | -2.4391e-10 | -1.5266e-17 | 1.2269e-10 | 2.4391e-10 | 6.3607e-18 | 2.124e-10 | -2.4271e-12 | -3.8164e-18 | -2.124e-10 | 2.4271e-12 | 0 | 0 | 0 | 0 | 0 | 0 | 1.1 | 1.0938 | 1.0878 | 1.1 | 1.0938 | 1.0878 | 2.4975e-15 | -120.5517 | 120.0063 | 2.2672e-15 | -120.5517 | 120.0063
Line5_6_7 | 0 | 0 | 0 | 0 | 0 | 0 | 0 | 0 | 0 | 0 | 0 | 0 | 1.1449e-17 | -9.815e-11 | -1.9513e-10 | -8.9049e-18 | 9.815e-11 | 1.9513e-10 | -1.2721e-18 | 1.6992e-10 | -1.9417e-12 | -1.2721e-18 | -1.6992e-10 | 1.9417e-12 | 0 | 0 | 0 | 0 | 0 | 0 | 1.1 | 1.0938 | 1.0878 | 1.1 | 1.0938 | 1.0878 | 2.2672e-15 | -120.5517 | 120.0063 | 2.1269e-15 | -120.5517 | 120.0063
Line6_7_8 | 0 | 0 | 0 | 0 | 0 | 0 | 0 | 0 | 0 | 0 | 0 | 0 | 6.3607e-18 | -7.3613e-11 | -1.4635e-10 | -8.9049e-18 | 7.3613e-11 | 1.4635e-10 | -1.2721e-18 | 1.2744e-10 | -1.4562e-12 | 1.2721e-18 | -1.2744e-10 | 1.4563e-12 | 0 | 0 | 0 | 0 | 0 | 0 | 1.1 | 1.0938 | 1.0878 | 1.1 | 1.0938 | 1.0878 | 2.1269e-15 | -120.5517 | 120.0063 | 2.0279e-15 | -120.5517 | 120.0063
Line7_8_9 | 0 | 0 | 0 | 0 | 0 | 0 | 0 | 0 | 0 | 0 | 0 | 0 | 0 | -2.4538e-11 | -4.8783e-11 | 0 | 2.4538e-11 | 4.8783e-11 | 0 | 4.248e-11 | -4.8542e-13 | 0 | -4.248e-11 | 4.8542e-13 | 0 | 0 | 0 | 0 | 0 | 0 | 1.1 | 1.0938 | 1.0878 | 1.1 | 1.0938 | 1.0878 | 2.0279e-15 | -120.5517 | 120.0063 | 1.9945e-15 | -120.5517 | 120.0063
Line8_8_10 | 0 | 0 | 0 | 0 | 0 | 0 | 0 | 0 | 0 | 0 | 0 | 0 | 1.2721e-18 | -2.4538e-11 | -4.8783e-11 | -2.5443e-18 | 2.4538e-11 | 4.8783e-11 | 4.5025e-35 | 4.248e-11 | -4.8542e-13 | -1.2721e-18 | -4.248e-11 | 4.8541e-13 | 0 | 0 | 0 | 0 | 0 | 0 | 1.1 | 1.0938 | 1.0878 | 1.1 | 1.0938 | 1.0878 | 2.0279e-15 | -120.5517 | 120.0063 | 1.9918e-15 | -120.5517 | 120.0063
Line9_3_11 | 0 | 0 | 0 | 0 | 0 | 0 | 0 | 0 | 0 | 0 | 0 | 0 | 1.1131e-17 | -6.2119e-11 | -1.7966e-10 | -1.1131e-17 | 6.2119e-11 | 1.7966e-10 | 5.0885e-18 | 1.7222e-10 | 3.1375e-11 | -4.4525e-18 | -1.7222e-10 | -3.1375e-11 | 0 | 0 | 0 | 0 | 0 | 0 | 1.1 | 1.0978 | 1.0936 | 1.1 | 1.0978 | 1.0936 | 2.5416e-15 | -120.3184 | 119.9418 | 2.3667e-15 | -120.3184 | 119.9418

## LL_min_6
name | pf_ikss_a_from_ka | pf_ikss_b_from_ka | pf_ikss_c_from_ka | pf_ikss_a_to_ka | pf_ikss_b_to_ka | pf_ikss_c_to_ka | pf_skss_a_from_mw | pf_skss_b_from_mw | pf_skss_c_from_mw | pf_skss_a_to_mw | pf_skss_b_to_mw | pf_skss_c_to_mw | pf_p_a_from_mw | pf_p_b_from_mw | pf_p_c_from_mw | pf_p_a_to_mw | pf_p_b_to_mw | pf_p_c_to_mw | pf_q_a_from_mvar | pf_q_b_from_mvar | pf_q_c_from_mvar | pf_q_a_to_mvar | pf_q_b_to_mvar | pf_q_c_to_mvar | pf_ikss_a_from_degree | pf_ikss_b_from_degree | pf_ikss_c_from_degree | pf_ikss_a_to_degree | pf_ikss_b_to_degree | pf_ikss_c_to_degree | pf_vm_a_from_pu | pf_vm_b_from_pu | pf_vm_c_from_pu | pf_vm_a_to_pu | pf_vm_b_to_pu | pf_vm_c_to_pu | pf_va_a_from_degree | pf_va_b_from_degree | pf_va_c_from_degree | pf_va_a_to_degree | pf_va_b_to_degree | pf_va_c_to_degree
Line0_1_2 | 0 | 3.8812 | 3.8812 | 0 | 3.8812 | 3.8812 | 0 | 0.89633 | 0.89633 | 0 | 0.89633 | 0.89633 | 1.4063e-16 | 0.6729 | -0.094452 | -1.4063e-16 | -0.38368 | 0.38368 | -7.0314e-17 | 0.11673 | 0.48583 | -6.8527e-31 | 0.18455 | -0.18455 | 0 | -154.3121 | 25.6879 | 0 | 25.6879 | -154.3121 | 0.95 | 0.76194 | 0.55217 | 0.95 | 0.475 | 0.475 | 2.7457e-13 | -144.4712 | 126.6898 | 2.792e-13 | -180 | 180
Line10_11_12 | 0 | 0 | 0 | 0 | 0 | 0 | 0 | 0 | 0 | 0 | 0 | 0 | 1.2305e-16 | -1.7218e-09 | -4.7542e-09 | -1.2305e-16 | 1.7218e-09 | 4.7542e-09 | -3.5157e-17 | 6.5966e-09 | -1.3444e-09 | -3.5157e-17 | -6.5966e-09 | 1.3444e-09 | 0 | 0 | 0 | 0 | 0 | 0 | 0.95 | 0.76194 | 0.55217 | 0.95 | 0.76194 | 0.55217 | 2.7812e-13 | -144.4712 | 126.6898 | 2.7817e-13 | -144.4712 | 126.6898
Line11_12_13 | 0 | 0 | 0 | 0 | 0 | 0 | 0 | 0 | 0 | 0 | 0 | 0 | 1.7069e-31 | -1.4348e-09 | -3.9618e-09 | 0 | 1.4348e-09 | 3.9618e-09 | -3.5157e-17 | 5.4971e-09 | -1.1203e-09 | 0 | -5.4971e-09 | 1.1203e-09 | 0 | 0 | 0 | 0 | 0 | 0 | 0.95 | 0.76194 | 0.55217 | 0.95 | 0.76194 | 0.55217 | 2.7817e-13 | -144.4712 | 126.6898 | 2.7838e-13 | -144.4712 | 126.6898
Line12_13_15 | 0 | 0 | 0 | 0 | 0 | 0 | 0 | 0 | 0 | 0 | 0 | 0 | -1.7579e-17 | -8.6091e-10 | -2.3771e-09 | 1.7579e-17 | 8.6091e-10 | 2.3771e-09 | -8.5409e-32 | 3.2983e-09 | -6.7219e-10 | -3.5157e-17 | -3.2983e-09 | 6.7219e-10 | 0 | 0 | 0 | 0 | 0 | 0 | 0.95 | 0.76194 | 0.55217 | 0.95 | 0.76194 | 0.55217 | 2.7838e-13 | -144.4712 | 126.6898 | 2.7932e-13 | -144.4712 | 126.6898
Line13_13_14 | 0 | 0 | 0 | 0 | 0 | 0 | 0 | 0 | 0 | 0 | 0 | 0 | -3.4163e-31 | -2.8697e-10 | -7.9236e-10 | 3.419e-31 | 2.8697e-10 | 7.9236e-10 | 7.0314e-17 | 1.0994e-09 | -2.2406e-10 | -7.0314e-17 | -1.0994e-09 | 2.2406e-10 | 0 | 0 | 0 | 0 | 0 | 0 | 0.95 | 0.76194 | 0.55217 | 0.95 | 0.76194 | 0.55217 | 2.7838e-13 | -144.4712 | 126.6898 | 2.786e-13 | -144.4712 | 126.6898
Line14_15_16 | 0 | 0 | 0 | 0 | 0 | 0 | 0 | 0 | 0 | 0 | 0 | 0 | 7.0314e-17 | -5.7394e-10 | -1.5847e-09 | -3.5157e-17 | 5.7394e-10 | 1.5847e-09 | -7.0314e-17 | 2.1989e-09 | -4.4812e-10 | -1.7144e-31 | -2.1989e-09 | 4.4812e-10 | 0 | 0 | 0 | 0 | 0 | 0 | 0.95 | 0.76194 | 0.55217 | 0.95 | 0.76194 | 0.55217 | 2.7932e-13 | -144.4712 | 126.6898 | 2.7939e-13 | -144.4712 | 126.6898
Line15_16_17 | 0 | 0 | 0 | 0 | 0 | 0 | 0 | 0 | 0 | 0 | 0 | 0 | -1.7144e-31 | -2.8697e-10 | -7.9236e-10 | 3.5157e-17 | 2.8697e-10 | 7.9236e-10 | 3.5157e-17 | 1.0994e-09 | -2.2406e-10 | -3.5157e-17 | -1.0994e-09 | 2.2406e-10 | 0 | 0 | 0 | 0 | 0 | 0 | 0.95 | 0.76194 | 0.55217 | 0.95 | 0.76194 | 0.55217 | 2.7939e-13 | -144.4712 | 126.6898 | 2.7837e-13 | -144.4712 | 126.6898
Line16_4_18 | 0 | 0 | 0 | 0 | 0 | 0 | 0 | 0 | 0 | 0 | 0 | 0 | -3.5157e-17 | -2.8697e-10 | -7.9236e-10 | 3.5157e-17 | 2.8697e-10 | 7.9236e-10 | -1.6761e-31 | 1.0994e-09 | -2.2406e-10 | -3.5157e-17 | -1.0994e-09 | 2.2406e-10 | 0 | 0 | 0 | 0 | 0 | 0 | 0.95 | 0.76194 | 0.55217 | 0.95 | 0.76194 | 0.55217 | 2.7316e-13 | -144.4712 | 126.6898 | 2.7214e-13 | -144.4712 | 126.6898
Line17_5_19 | 0 | 0 | 0 | 0 | 0 | 0 | 0 | 0 | 0 | 0 | 0 | 0 | -3.5157e-17 | -2.8697e-10 | -7.9236e-10 | 3.5157e-17 | 2.8697e-10 | 7.9236e-10 | -1.6761e-31 | 1.0994e-09 | -2.2406e-10 | -3.5157e-17 | -1.0994e-09 | 2.2406e-10 | 0 | 0 | 0 | 0 | 0 | 0 | 0.95 | 0.76194 | 0.55217 | 0.95 | 0.76194 | 0.55217 | 2.7316e-13 | -144.4712 | 126.6898 | 2.7214e-13 | -144.4712 | 126.6898
Line1_1_3 | 0 | 0 | 0 | 0 | 0 | 0 | 0 | 0 | 0 | 0 | 0 | 0 | 2.1094e-16 | -2.2957e-09 | -6.3389e-09 | -1.7579e-16 | 2.2957e-09 | 6.3389e-09 | 3.5157e-17 | 8.7954e-09 | -1.7925e-09 | -7.0314e-17 | -8.7954e-09 | 1.7925e-09 | 0 | 0 | 0 | 0 | 0 | 0 | 0.95 | 0.76194 | 0.55217 | 0.95 | 0.76194 | 0.55217 | 2.7457e-13 | -144.4712 | 126.6898 | 2.7662e-13 | -144.4712 | 126.6898
Line2_1_4 | 0 | 0 | 0 | 0 | 0 | 0 | 0 | 0 | 0 | 0 | 0 | 0 | 5.2736e-17 | -5.7394e-10 | -1.5847e-09 | -5.2736e-17 | 5.7394e-10 | 1.5847e-09 | -7.0314e-17 | 2.1989e-09 | -4.4812e-10 | 3.5157e-17 | -2.1989e-09 | 4.4812e-10 | 0 | 0 | 0 | 0 | 0 | 0 | 0.95 | 0.76194 | 0.55217 | 0.95 | 0.76194 | 0.55217 | 2.7457e-13 | -144.4712 | 126.6898 | 2.7316e-13 | -144.4712 | 126.6898
Line3_1_5 | 0 | 0 | 0 | 0 | 0 | 0 | 0 | 0 | 0 | 0 | 0 | 0 | 5.2736e-17 | -5.7394e-10 | -1.5847e-09 | -5.2736e-17 | 5.7394e-10 | 1.5847e-09 | -7.0314e-17 | 2.1989e-09 | -4.4812e-10 | 3.5157e-17 | -2.1989e-09 | 4.4812e-10 | 0 | 0 | 0 | 0 | 0 | 0 | 0.95 | 0.76194 | 0.55217 | 0.95 | 0.76194 | 0.55217 | 2.7457e-13 | -144.4712 | 126.6898 | 2.7316e-13 | -144.4712 | 126.6898
Line4_2_6 | 0 | 0 | 0 | 0 | 0 | 0 | 0 | 0 | 0 | 0 | 0 | 0 | 2.1094e-16 | -4.5704e-16 | 2.8126e-16 | -2.8126e-16 | 5.741e-16 | -5.8726e-17 | -2.8126e-16 | 7.1646e-09 | -7.1646e-09 | 2.8126e-16 | -7.1646e-09 | 7.1646e-09 | 0 | 0 | 0 | 0 | 0 | 0 | 0.95 | 0.475 | 0.475 | 0.95 | 0.475 | 0.475 | 2.792e-13 | -180 | 180 | 2.8431e-13 | -180 | 180
Line5_6_7 | 0 | 0 | 0 | 0 | 0 | 0 | 0 | 0 | 0 | 0 | 0 | 0 | 1.4063e-16 | -8.0382e-16 | 2.1573e-16 | -1.4063e-16 | 8.9139e-16 | -1.6332e-16 | -7.0314e-17 | 5.7316e-09 | -5.7316e-09 | 7.0314e-17 | -5.7316e-09 | 5.7316e-09 | 0 | 0 | 0 | 0 | 0 | 0 | 0.95 | 0.475 | 0.475 | 0.95 | 0.475 | 0.475 | 2.8431e-13 | -180 | 180 | 2.8975e-13 | -180 | 180
Line6_7_8 | 0 | 0 | 0 | 0 | 0 | 0 | 0 | 0 | 0 | 0 | 0 | 0 | 2.8126e-16 | -7.916e-16 | -8.8454e-17 | -2.1094e-16 | 7.1561e-16 | -2.2689e-17 | -2.8126e-16 | 4.2987e-09 | -4.2987e-09 | 2.8126e-16 | -4.2987e-09 | 4.2987e-09 | 0 | 0 | 0 | 0 | 0 | 0 | 0.95 | 0.475 | 0.475 | 0.95 | 0.475 | 0.475 | 2.8975e-13 | -180 | 180 | 2.898e-13 | -180 | 180
Line7_8_9 | 0 | 0 | 0 | 0 | 0 | 0 | 0 | 0 | 0 | 0 | 0 | 0 | 1.4063e-16 | -3.2057e-16 | -1.7994e-16 | -1.4063e-16 | 2.5353e-16 | 1.8322e-16 | 7.1129e-31 | 1.4329e-09 | -1.4329e-09 | -7.1297e-31 | -1.4329e-09 | 1.4329e-09 | 0 | 0 | 0 | 0 | 0 | 0 | 0.95 | 0.475 | 0.475 | 0.95 | 0.475 | 0.475 | 2.898e-13 | -180 | 180 | 2.9049e-13 | -180 | 180
Line8_8_10 | 0 | 0 | 0 | 0 | 0 | 0 | 0 | 0 | 0 | 0 | 0 | 0 | 2.1094e-16 | -3.5573e-16 | -3.2057e-16 | -2.1094e-16 | 2.8869e-16 | 3.2385e-16 | 7.0314e-17 | 1.4329e-09 | -1.4329e-09 | -7.0314e-17 | -1.4329e-09 | 1.4329e-09 | 0 | 0 | 0 | 0 | 0 | 0 | 0.95 | 0.475 | 0.475 | 0.95 | 0.475 | 0.475 | 2.898e-13 | -180 | 180 | 2.9206e-13 | -180 | 180
Line9_3_11 | 0 | 0 | 0 | 0 | 0 | 0 | 0 | 0 | 0 | 0 | 0 | 0 | 1.4063e-16 | -2.0088e-09 | -5.5465e-09 | -1.7579e-16 | 2.0088e-09 | 5.5465e-09 | -3.5157e-17 | 7.696e-09 | -1.5684e-09 | 3.5157e-17 | -7.696e-09 | 1.5684e-09 | 0 | 0 | 0 | 0 | 0 | 0 | 0.95 | 0.76194 | 0.55217 | 0.95 | 0.76194 | 0.55217 | 2.7662e-13 | -144.4712 | 126.6898 | 2.7812e-13 | -144.4712 | 126.6898

## LL_min_10
name | pf_ikss_a_from_ka | pf_ikss_b_from_ka | pf_ikss_c_from_ka | pf_ikss_a_to_ka | pf_ikss_b_to_ka | pf_ikss_c_to_ka | pf_skss_a_from_mw | pf_skss_b_from_mw | pf_skss_c_from_mw | pf_skss_a_to_mw | pf_skss_b_to_mw | pf_skss_c_to_mw | pf_p_a_from_mw | pf_p_b_from_mw | pf_p_c_from_mw | pf_p_a_to_mw | pf_p_b_to_mw | pf_p_c_to_mw | pf_q_a_from_mvar | pf_q_b_from_mvar | pf_q_c_from_mvar | pf_q_a_to_mvar | pf_q_b_to_mvar | pf_q_c_to_mvar | pf_ikss_a_from_degree | pf_ikss_b_from_degree | pf_ikss_c_from_degree | pf_ikss_a_to_degree | pf_ikss_b_to_degree | pf_ikss_c_to_degree | pf_vm_a_from_pu | pf_vm_b_from_pu | pf_vm_c_from_pu | pf_vm_a_to_pu | pf_vm_b_to_pu | pf_vm_c_to_pu | pf_va_a_from_degree | pf_va_b_from_degree | pf_va_c_from_degree | pf_va_a_to_degree | pf_va_b_to_degree | pf_va_c_to_degree
Line0_1_2 | 0 | 3.6769 | 3.6769 | 0 | 3.6769 | 3.6769 | 0 | 0.84915 | 0.84915 | 0 | 0.84915 | 0.84915 | 2.6645e-16 | 0.60394 | -0.084771 | -2.6645e-16 | -0.34435 | 0.34435 | -6.6613e-17 | 0.10476 | 0.43604 | 6.6613e-17 | 0.16564 | -0.16564 | 0 | -154.3121 | 25.6879 | 0 | 25.6879 | -154.3121 | 0.9 | 0.72184 | 0.52311 | 0.9 | 0.45 | 0.45 | 2.7468e-13 | -144.4712 | 126.6898 | 2.7925e-13 | -180 | 180
Line10_11_12 | 0 | 0 | 0 | 0 | 0 | 0 | 0 | 0 | 0 | 0 | 0 | 0 | 1.1657e-16 | -1.5453e-09 | -4.2669e-09 | -9.992e-17 | 1.5453e-09 | 4.2669e-09 | -6.6613e-17 | 5.9205e-09 | -1.2066e-09 | 3.3307e-17 | -5.9205e-09 | 1.2066e-09 | 0 | 0 | 0 | 0 | 0 | 0 | 0.9 | 0.72184 | 0.52311 | 0.9 | 0.72184 | 0.52311 | 2.7824e-13 | -144.4712 | 126.6898 | 2.7829e-13 | -144.4712 | 126.6898
Line11_12_13 | 0 | 0 | 0 | 0 | 0 | 0 | 0 | 0 | 0 | 0 | 0 | 0 | -3.2355e-31 | -1.2878e-09 | -3.5557e-09 | 1.6189e-31 | 1.2878e-09 | 3.5557e-09 | 6.6613e-17 | 4.9337e-09 | -1.0055e-09 | -3.3307e-17 | -4.9337e-09 | 1.0055e-09 | 0 | 0 | 0 | 0 | 0 | 0 | 0.9 | 0.72184 | 0.52311 | 0.9 | 0.72184 | 0.52311 | 2.7829e-13 | -144.4712 | 126.6898 | 2.785e-13 | -144.4712 | 126.6898
Line12_13_15 | 0 | 0 | 0 | 0 | 0 | 0 | 0 | 0 | 0 | 0 | 0 | 0 | -6.6613e-17 | -7.7267e-10 | -2.1334e-09 | 8.3267e-17 | 7.7267e-10 | 2.1334e-09 | -3.2379e-31 | 2.9602e-09 | -6.0329e-10 | 4.061e-31 | -2.9602e-09 | 6.0329e-10 | 0 | 0 | 0 | 0 | 0 | 0 | 0.9 | 0.72184 | 0.52311 | 0.9 | 0.72184 | 0.52311 | 2.785e-13 | -144.4712 | 126.6898 | 2.7943e-13 | -144.4712 | 126.6898
Line13_13_14 | 0 | 0 | 0 | 0 | 0 | 0 | 0 | 0 | 0 | 0 | 0 | 0 | -1.6653e-17 | -2.5756e-10 | -7.1115e-10 | 1.6653e-17 | 2.5756e-10 | 7.1115e-10 | -3.3307e-17 | 9.8674e-10 | -2.011e-10 | 3.3307e-17 | -9.8674e-10 | 2.011e-10 | 0 | 0 | 0 | 0 | 0 | 0 | 0.9 | 0.72184 | 0.52311 | 0.9 | 0.72184 | 0.52311 | 2.785e-13 | -144.4712 | 126.6898 | 2.7872e-13 | -144.4712 | 126.6898
Line14_15_16 | 0 | 0 | 0 | 0 | 0 | 0 | 0 | 0 | 0 | 0 | 0 | 0 | -1.6244e-31 | -5.1511e-10 | -1.4223e-09 | -1.6653e-17 | 5.1511e-10 | 1.4223e-09 | 3.3307e-17 | 1.9735e-09 | -4.022e-10 | -3.3307e-17 | -1.9735e-09 | 4.022e-10 | 0 | 0 | 0 | 0 | 0 | 0 | 0.9 | 0.72184 | 0.52311 | 0.9 | 0.72184 | 0.52311 | 2.7943e-13 | -144.4712 | 126.6898 | 2.7951e-13 | -144.4712 | 126.6898
Line15_16_17 | 0 | 0 | 0 | 0 | 0 | 0 | 0 | 0 | 0 | 0 | 0 | 0 | 4.996e-17 | -2.5756e-10 | -7.1115e-10 | -4.996e-17 | 2.5756e-10 | 7.1115e-10 | -9.992e-17 | 9.8674e-10 | -2.011e-10 | 3.3307e-17 | -9.8674e-10 | 2.011e-10 | 0 | 0 | 0 | 0 | 0 | 0 | 0.9 | 0.72184 | 0.52311 | 0.9 | 0.72184 | 0.52311 | 2.7951e-13 | -144.4712 | 126.6898 | 2.7848e-13 | -144.4712 | 126.6898
Line16_4_18 | 0 | 0 | 0 | 0 | 0 | 0 | 0 | 0 | 0 | 0 | 0 | 0 | -1.6653e-17 | -2.5756e-10 | -7.1115e-10 | 1.6653e-17 | 2.5756e-10 | 7.1115e-10 | -7.943e-32 | 9.8674e-10 | -2.011e-10 | 3.3307e-17 | -9.8674e-10 | 2.011e-10 | 0 | 0 | 0 | 0 | 0 | 0 | 0.9 | 0.72184 | 0.52311 | 0.9 | 0.72184 | 0.52311 | 2.7328e-13 | -144.4712 | 126.6898 | 2.7225e-13 | -144.4712 | 126.6898
Line17_5_19 | 0 | 0 | 0 | 0 | 0 | 0 | 0 | 0 | 0 | 0 | 0 | 0 | -1.6653e-17 | -2.5756e-10 | -7.1115e-10 | 1.6653e-17 | 2.5756e-10 | 7.1115e-10 | -7.943e-32 | 9.8674e-10 | -2.011e-10 | 3.3307e-17 | -9.8674e-10 | 2.011e-10 | 0 | 0 | 0 | 0 | 0 | 0 | 0.9 | 0.72184 | 0.52311 | 0.9 | 0.72184 | 0.52311 | 2.7328e-13 | -144.4712 | 126.6898 | 2.7225e-13 | -144.4712 | 126.6898
Line1_1_3 | 0 | 0 | 0 | 0 | 0 | 0 | 0 | 0 | 0 | 0 | 0 | 0 | 1.1657e-16 | -2.0605e-09 | -5.6892e-09 | -1.3323e-16 | 2.0605e-09 | 5.6892e-09 | 9.992e-17 | 7.8939e-09 | -1.6088e-09 | -6.6613e-17 | -7.8939e-09 | 1.6088e-09 | 0 | 0 | 0 | 0 | 0 | 0 | 0.9 | 0.72184 | 0.52311 | 0.9 | 0.72184 | 0.52311 | 2.7468e-13 | -144.4712 | 126.6898 | 2.7673e-13 | -144.4712 | 126.6898
Line2_1_4 | 0 | 0 | 0 | 0 | 0 | 0 | 0 | 0 | 0 | 0 | 0 | 0 | 3.3307e-17 | -5.1511e-10 | -1.4223e-09 | -4.996e-17 | 5.1511e-10 | 1.4223e-09 | -3.3307e-17 | 1.9735e-09 | -4.022e-10 | 3.3307e-17 | -1.9735e-09 | 4.022e-10 | 0 | 0 | 0 | 0 | 0 | 0 | 0.9 | 0.72184 | 0.52311 | 0.9 | 0.72184 | 0.52311 | 2.7468e-13 | -144.4712 | 126.6898 | 2.7328e-13 | -144.4712 | 126.6898
Line3_1_5 | 0 | 0 | 0 | 0 | 0 | 0 | 0 | 0 | 0 | 0 | 0 | 0 | 3.3307e-17 | -5.1511e-10 | -1.4223e-09 | -4.996e-17 | 5.1511e-10 | 1.4223e-09 | -3.3307e-17 | 1.9735e-09 | -4.022e-10 | 3.3307e-17 | -1.9735e-09 | 4.022e-10 | 0 | 0 | 0 | 0 | 0 | 0 | 0.9 | 0.72184 | 0.52311 | 0.9 | 0.72184 | 0.52311 | 2.7468e-13 | -144.4712 | 126.6898 | 2.7328e-13 | -144.4712 | 126.6898
Line4_2_6 | 0 | 0 | 0 | 0 | 0 | 0 | 0 | 0 | 0 | 0 | 0 | 0 | 6.6613e-17 | -2.9976e-16 | 5.3291e-16 | -6.6022e-31 | 2.7335e-16 | -3.2617e-16 | -1.3323e-16 | 6.4302e-09 | -6.4302e-09 | 1.3323e-16 | -6.4302e-09 | 6.4302e-09 | 0 | 0 | 0 | 0 | 0 | 0 | 0.9 | 0.45 | 0.45 | 0.9 | 0.45 | 0.45 | 2.7925e-13 | -180 | 180 | 2.8394e-13 | -180 | 180
Line5_6_7 | 0 | 0 | 0 | 0 | 0 | 0 | 0 | 0 | 0 | 0 | 0 | 0 | 1.9984e-16 | -4.5849e-16 | 2.0765e-16 | -1.9984e-16 | 4.3892e-16 | -1.606e-16 | -6.6613e-17 | 5.1442e-09 | -5.1442e-09 | -1.0047e-30 | -5.1442e-09 | 5.1442e-09 | 0 | 0 | 0 | 0 | 0 | 0 | 0.9 | 0.45 | 0.45 | 0.9 | 0.45 | 0.45 | 2.8394e-13 | -180 | 180 | 2.8807e-13 | -180 | 180
Line6_7_8 | 0 | 0 | 0 | 0 | 0 | 0 | 0 | 0 | 0 | 0 | 0 | 0 | 1.3323e-16 | -5.7899e-16 | 5.3838e-17 | -1.9984e-16 | 5.7214e-16 | 1.0585e-16 | -3.3307e-16 | 3.8581e-09 | -3.8581e-09 | 2.6645e-16 | -3.8581e-09 | 3.8581e-09 | 0 | 0 | 0 | 0 | 0 | 0 | 0.9 | 0.45 | 0.45 | 0.9 | 0.45 | 0.45 | 2.8807e-13 | -180 | 180 | 2.8796e-13 | -180 | 180
Line7_8_9 | 0 | 0 | 0 | 0 | 0 | 0 | 0 | 0 | 0 | 0 | 0 | 0 | 6.6613e-17 | -1.019e-16 | -3.5284e-17 | -6.6613e-17 | -6.1696e-17 | 3.8224e-17 | -6.6613e-17 | 1.286e-09 | -1.286e-09 | -3.3558e-31 | -1.286e-09 | 1.286e-09 | 0 | 0 | 0 | 0 | 0 | 0 | 0.9 | 0.45 | 0.45 | 0.9 | 0.45 | 0.45 | 2.8796e-13 | -180 | 180 | 2.8864e-13 | -180 | 180
Line8_8_10 | 0 | 0 | 0 | 0 | 0 | 0 | 0 | 0 | 0 | 0 | 0 | 0 | 1.3323e-16 | -1.352e-16 | -1.6851e-16 | -1.3323e-16 | -2.8389e-17 | 1.7145e-16 | 6.6613e-17 | 1.286e-09 | -1.286e-09 | -6.6613e-17 | -1.286e-09 | 1.286e-09 | 0 | 0 | 0 | 0 | 0 | 0 | 0.9 | 0.45 | 0.45 | 0.9 | 0.45 | 0.45 | 2.8796e-13 | -180 | 180 | 2.8985e-13 | -180 | 180
Line9_3_11 | 0 | 0 | 0 | 0 | 0 | 0 | 0 | 0 | 0 | 0 | 0 | 0 | 1.4988e-16 | -1.8029e-09 | -4.978e-09 | -1.6653e-16 | 1.8029e-09 | 4.978e-09 | -3.3307e-17 | 6.9072e-09 | -1.4077e-09 | 3.3307e-17 | -6.9072e-09 | 1.4077e-09 | 0 | 0 | 0 | 0 | 0 | 0 | 0.9 | 0.72184 | 0.52311 | 0.9 | 0.72184 | 0.52311 | 2.7673e-13 | -144.4712 | 126.6898 | 2.7824e-13 | -144.4712 | 126.6898

## LL_min_fault_6
name | pf_ikss_a_from_ka | pf_ikss_b_from_ka | pf_ikss_c_from_ka | pf_ikss_a_to_ka | pf_ikss_b_to_ka | pf_ikss_c_to_ka | pf_skss_a_from_mw | pf_skss_b_from_mw | pf_skss_c_from_mw | pf_skss_a_to_mw | pf_skss_b_to_mw | pf_skss_c_to_mw | pf_p_a_from_mw | pf_p_b_from_mw | pf_p_c_from_mw | pf_p_a_to_mw | pf_p_b_to_mw | pf_p_c_to_mw | pf_q_a_from_mvar | pf_q_b_from_mvar | pf_q_c_from_mvar | pf_q_a_to_mvar | pf_q_b_to_mvar | pf_q_c_to_mvar | pf_ikss_a_from_degree | pf_ikss_b_from_degree | pf_ikss_c_from_degree | pf_ikss_a_to_degree | pf_ikss_b_to_degree | pf_ikss_c_to_degree | pf_vm_a_from_pu | pf_vm_b_from_pu | pf_vm_c_from_pu | pf_vm_a_to_pu | pf_vm_b_to_pu | pf_vm_c_to_pu | pf_va_a_from_degree | pf_va_b_from_degree | pf_va_c_from_degree | pf_va_a_to_degree | pf_va_b_to_degree | pf_va_c_to_degree
Line0_1_2 | 0 | 0.053046 | 0.053046 | 0 | 0.053046 | 0.053046 | 0 | 0.012251 | 0.012251 | 0 | 0.012251 | 0.012251 | 3.296e-18 | 0.011222 | 0.0029556 | -3.296e-18 | -0.011168 | -0.0029016 | -2.1973e-18 | 0.0029951 | 0.011187 | 2.1973e-18 | -0.0029388 | -0.011131 | 0 | -135.259 | 44.741 | 0 | 44.741 | -135.259 | 0.95 | 0.94811 | 0.94453 | 0.95 | 0.94267 | 0.93896 | 2.8647e-15 | -120.3156 | 119.9417 | 2.8804e-15 | -120.5162 | 120.1303
Line10_11_12 | 0 | 0 | 0 | 0 | 0 | 0 | 0 | 0 | 0 | 0 | 0 | 0 | 1.648e-18 | -3.9144e-11 | -1.1375e-10 | -1.648e-18 | 3.9144e-11 | 1.1375e-10 | -2.1973e-18 | 1.0914e-10 | 2.008e-11 | 1.648e-18 | -1.0914e-10 | -2.008e-11 | 0 | 0 | 0 | 0 | 0 | 0 | 0.95 | 0.94811 | 0.94453 | 0.95 | 0.94811 | 0.94453 | 2.8327e-15 | -120.3156 | 119.9417 | 2.799e-15 | -120.3156 | 119.9417
Line11_12_13 | 0 | 0 | 0 | 0 | 0 | 0 | 0 | 0 | 0 | 0 | 0 | 0 | 1.5793e-18 | -3.262e-11 | -9.479e-11 | -1.3047e-18 | 3.262e-11 | 9.479e-11 | 7.7153e-35 | 9.0948e-11 | 1.6734e-11 | 5.4933e-19 | -9.0948e-11 | -1.6734e-11 | 0 | 0 | 0 | 0 | 0 | 0 | 0.95 | 0.94811 | 0.94453 | 0.95 | 0.94811 | 0.94453 | 2.799e-15 | -120.3156 | 119.9417 | 2.7691e-15 | -120.3156 | 119.9417
Line12_13_15 | 0 | 0 | 0 | 0 | 0 | 0 | 0 | 0 | 0 | 0 | 0 | 0 | -3.4333e-19 | -1.9572e-11 | -5.6874e-11 | 6.8666e-20 | 1.9572e-11 | 5.6874e-11 | 5.4933e-19 | 5.4569e-11 | 1.004e-11 | 5.4933e-19 | -5.4569e-11 | -1.004e-11 | 0 | 0 | 0 | 0 | 0 | 0 | 0.95 | 0.94811 | 0.94453 | 0.95 | 0.94811 | 0.94453 | 2.7691e-15 | -120.3156 | 119.9417 | 2.7678e-15 | -120.3156 | 119.9417
Line13_13_14 | 0 | 0 | 0 | 0 | 0 | 0 | 0 | 0 | 0 | 0 | 0 | 0 | 6.8666e-20 | -6.524e-12 | -1.8958e-11 | -3.4333e-19 | 6.524e-12 | 1.8958e-11 | 3.3186e-36 | 1.819e-11 | 3.3467e-12 | 5.4933e-19 | -1.819e-11 | -3.3467e-12 | 0 | 0 | 0 | 0 | 0 | 0 | 0.95 | 0.94811 | 0.94453 | 0.95 | 0.94811 | 0.94453 | 2.7691e-15 | -120.3156 | 119.9417 | 2.7702e-15 | -120.3156 | 119.9417
Line14_15_16 | 0 | 0 | 0 | 0 | 0 | 0 | 0 | 0 | 0 | 0 | 0 | 0 | 6.8666e-20 | -1.3048e-11 | -3.7916e-11 | -6.8666e-20 | 1.3048e-11 | 3.7916e-11 | 3.3171e-36 | 3.6379e-11 | 6.6934e-12 | -3.2987e-36 | -3.6379e-11 | -6.6934e-12 | 0 | 0 | 0 | 0 | 0 | 0 | 0.95 | 0.94811 | 0.94453 | 0.95 | 0.94811 | 0.94453 | 2.7678e-15 | -120.3156 | 119.9417 | 2.7525e-15 | -120.3156 | 119.9417
Line15_16_17 | 0 | 0 | 0 | 0 | 0 | 0 | 0 | 0 | 0 | 0 | 0 | 0 | -6.8666e-20 | -6.524e-12 | -1.8958e-11 | 6.8666e-20 | 6.524e-12 | 1.8958e-11 | -3.2987e-36 | 1.819e-11 | 3.3467e-12 | 5.4933e-19 | -1.819e-11 | -3.3467e-12 | 0 | 0 | 0 | 0 | 0 | 0 | 0.95 | 0.94811 | 0.94453 | 0.95 | 0.94811 | 0.94453 | 2.7525e-15 | -120.3156 | 119.9417 | 2.7321e-15 | -120.3156 | 119.9417
Line16_4_18 | 0 | 0 | 0 | 0 | 0 | 0 | 0 | 0 | 0 | 0 | 0 | 0 | 2.06e-19 | -6.524e-12 | -1.8958e-11 | -4.8066e-19 | 6.524e-12 | 1.8958e-11 | 1.0987e-18 | 1.819e-11 | 3.3467e-12 | -1.0987e-18 | -1.819e-11 | -3.3467e-12 | 0 | 0 | 0 | 0 | 0 | 0 | 0.95 | 0.94811 | 0.94453 | 0.95 | 0.94811 | 0.94453 | 2.8294e-15 | -120.3156 | 119.9417 | 2.809e-15 | -120.3156 | 119.9417
Line17_5_19 | 0 | 0 | 0 | 0 | 0 | 0 | 0 | 0 | 0 | 0 | 0 | 0 | 2.06e-19 | -6.524e-12 | -1.8958e-11 | -4.8066e-19 | 6.524e-12 | 1.8958e-11 | 1.0987e-18 | 1.819e-11 | 3.3467e-12 | -1.0987e-18 | -1.819e-11 | -3.3467e-12 | 0 | 0 | 0 | 0 | 0 | 0 | 0.95 | 0.94811 | 0.94453 | 0.95 | 0.94811 | 0.94453 | 2.8294e-15 | -120.3156 | 119.9417 | 2.809e-15 | -120.3156 | 119.9417
Line1_1_3 | 0 | 0 | 0 | 0 | 0 | 0 | 0 | 0 | 0 | 0 | 0 | 0 | 2.472e-18 | -5.2192e-11 | -1.5166e-10 | -2.7466e-18 | 5.2192e-11 | 1.5166e-10 | -1.0987e-18 | 1.4552e-10 | 2.6774e-11 | 1.0987e-18 | -1.4552e-10 | -2.6774e-11 | 0 | 0 | 0 | 0 | 0 | 0 | 0.95 | 0.94811 | 0.94453 | 0.95 | 0.94811 | 0.94453 | 2.8647e-15 | -120.3156 | 119.9417 | 2.8483e-15 | -120.3156 | 119.9417
Line2_1_4 | 0 | 0 | 0 | 0 | 0 | 0 | 0 | 0 | 0 | 0 | 0 | 0 | 2.7466e-35 | -1.3048e-11 | -3.7916e-11 | -2.7466e-19 | 1.3048e-11 | 3.7916e-11 | -5.4933e-19 | 3.6379e-11 | 6.6934e-12 | 5.4933e-19 | -3.6379e-11 | -6.6934e-12 | 0 | 0 | 0 | 0 | 0 | 0 | 0.95 | 0.94811 | 0.94453 | 0.95 | 0.94811 | 0.94453 | 2.8647e-15 | -120.3156 | 119.9417 | 2.8294e-15 | -120.3156 | 119.9417
Line3_1_5 | 0 | 0 | 0 | 0 | 0 | 0 | 0 | 0 | 0 | 0 | 0 | 0 | 2.7466e-35 | -1.3048e-11 | -3.7916e-11 | -2.7466e-19 | 1.3048e-11 | 3.7916e-11 | -5.4933e-19 | 3.6379e-11 | 6.6934e-12 | 5.4933e-19 | -3.6379e-11 | -6.6934e-12 | 0 | 0 | 0 | 0 | 0 | 0 | 0.95 | 0.94811 | 0.94453 | 0.95 | 0.94811 | 0.94453 | 2.8647e-15 | -120.3156 | 119.9417 | 2.8294e-15 | -120.3156 | 119.9417
Line4_2_6 | 0 | 0 | 0 | 0 | 0 | 0 | 0 | 0 | 0 | 0 | 0 | 0 | 3.8453e-18 | -1.2603e-10 | -1.8996e-10 | -3.296e-18 | 1.2603e-10 | 1.8996e-10 | -2.1973e-18 | 1.4792e-10 | -3.719e-11 | 3.296e-18 | -1.4792e-10 | 3.719e-11 | 0 | 0 | 0 | 0 | 0 | 0 | 0.95 | 0.94267 | 0.93896 | 0.95 | 0.94267 | 0.93896 | 2.8804e-15 | -120.5162 | 120.1303 | 2.8891e-15 | -120.5162 | 120.1303
Line5_6_7 | 0 | 0 | 0 | 0 | 0 | 0 | 0 | 0 | 0 | 0 | 0 | 0 | 4.3946e-18 | -1.0082e-10 | -1.5197e-10 | -4.944e-18 | 1.0082e-10 | 1.5197e-10 | -3.296e-18 | 1.1834e-10 | -2.9752e-11 | 4.3946e-18 | -1.1834e-10 | 2.9752e-11 | 0 | 0 | 0 | 0 | 0 | 0 | 0.95 | 0.94267 | 0.93896 | 0.95 | 0.94267 | 0.93896 | 2.8891e-15 | -120.5162 | 120.1303 | 2.9053e-15 | -120.5162 | 120.1303
Line6_7_8 | 0 | 0 | 0 | 0 | 0 | 0 | 0 | 0 | 0 | 0 | 0 | 0 | 3.296e-18 | -7.5618e-11 | -1.1398e-10 | -4.3946e-18 | 7.5618e-11 | 1.1398e-10 | -4.3946e-18 | 8.8754e-11 | -2.2314e-11 | 3.296e-18 | -8.8754e-11 | 2.2314e-11 | 0 | 0 | 0 | 0 | 0 | 0 | 0.95 | 0.94267 | 0.93896 | 0.95 | 0.94267 | 0.93896 | 2.9053e-15 | -120.5162 | 120.1303 | 2.8573e-15 | -120.5162 | 120.1303
Line7_8_9 | 0 | 0 | 0 | 0 | 0 | 0 | 0 | 0 | 0 | 0 | 0 | 0 | -5.4933e-19 | -2.5206e-11 | -3.7992e-11 | 5.4933e-19 | 2.5206e-11 | 3.7992e-11 | -2.7395e-35 | 2.9585e-11 | -7.4381e-12 | 2.7456e-35 | -2.9585e-11 | 7.4381e-12 | 0 | 0 | 0 | 0 | 0 | 0 | 0.95 | 0.94267 | 0.93896 | 0.95 | 0.94267 | 0.93896 | 2.8573e-15 | -120.5162 | 120.1303 | 2.8637e-15 | -120.5162 | 120.1303
Line8_8_10 | 0 | 0 | 0 | 0 | 0 | 0 | 0 | 0 | 0 | 0 | 0 | 0 | -5.4789e-35 | -2.5206e-11 | -3.7992e-11 | 5.5071e-35 | 2.5206e-11 | 3.7992e-11 | 1.0987e-18 | 2.9585e-11 | -7.4381e-12 | -1.0987e-18 | -2.9585e-11 | 7.4381e-12 | 0 | 0 | 0 | 0 | 0 | 0 | 0.95 | 0.94267 | 0.93896 | 0.95 | 0.94267 | 0.93896 | 2.8573e-15 | -120.5162 | 120.1303 | 2.872e-15 | -120.5162 | 120.1303
Line9_3_11 | 0 | 0 | 0 | 0 | 0 | 0 | 0 | 0 | 0 | 0 | 0 | 0 | 2.3346e-18 | -4.5668e-11 | -1.3271e-10 | -2.3346e-18 | 4.5668e-11 | 1.3271e-10 | -5.4933e-19 | 1.2733e-10 | 2.3427e-11 | 5.4933e-19 | -1.2733e-10 | -2.3427e-11 | 0 | 0 | 0 | 0 | 0 | 0 | 0.95 | 0.94811 | 0.94453 | 0.95 | 0.94811 | 0.94453 | 2.8483e-15 | -120.3156 | 119.9417 | 2.8327e-15 | -120.3156 | 119.9417

## LL_min_fault_10
name | pf_ikss_a_from_ka | pf_ikss_b_from_ka | pf_ikss_c_from_ka | pf_ikss_a_to_ka | pf_ikss_b_to_ka | pf_ikss_c_to_ka | pf_skss_a_from_mw | pf_skss_b_from_mw | pf_skss_c_from_mw | pf_skss_a_to_mw | pf_skss_b_to_mw | pf_skss_c_to_mw | pf_p_a_from_mw | pf_p_b_from_mw | pf_p_c_from_mw | pf_p_a_to_mw | pf_p_b_to_mw | pf_p_c_to_mw | pf_q_a_from_mvar | pf_q_b_from_mvar | pf_q_c_from_mvar | pf_q_a_to_mvar | pf_q_b_to_mvar | pf_q_c_to_mvar | pf_ikss_a_from_degree | pf_ikss_b_from_degree | pf_ikss_c_from_degree | pf_ikss_a_to_degree | pf_ikss_b_to_degree | pf_ikss_c_to_degree | pf_vm_a_from_pu | pf_vm_b_from_pu | pf_vm_c_from_pu | pf_vm_a_to_pu | pf_vm_b_to_pu | pf_vm_c_to_pu | pf_va_a_from_degree | pf_va_b_from_degree | pf_va_c_from_degree | pf_va_a_to_degree | pf_va_b_to_degree | pf_va_c_to_degree
Line0_1_2 | 0 | 0.050254 | 0.050254 | 0 | 0.050254 | 0.050254 | 0 | 0.011606 | 0.011606 | 0 | 0.011606 | 0.011606 | 2.6021e-18 | 0.010072 | 0.0026527 | -3.1225e-18 | -0.010023 | -0.0026042 | -1.0408e-18 | 0.0026881 | 0.01004 | 2.0817e-18 | -0.0026376 | -0.00999 | 0 | -135.259 | 44.741 | 0 | 44.741 | -135.259 | 0.9 | 0.89821 | 0.89481 | 0.9 | 0.89305 | 0.88954 | 2.859e-15 | -120.3156 | 119.9417 | 2.8725e-15 | -120.5162 | 120.1303
Line10_11_12 | 0 | 0 | 0 | 0 | 0 | 0 | 0 | 0 | 0 | 0 | 0 | 0 | 2.4069e-18 | -3.5132e-11 | -1.0209e-10 | -2.1467e-18 | 3.5132e-11 | 1.0209e-10 | -1.5613e-18 | 9.7952e-11 | 1.8022e-11 | 1.0408e-18 | -9.7952e-11 | -1.8022e-11 | 0 | 0 | 0 | 0 | 0 | 0 | 0.9 | 0.89821 | 0.89481 | 0.9 | 0.89821 | 0.89481 | 2.827e-15 | -120.3156 | 119.9417 | 2.7934e-15 | -120.3156 | 119.9417
Line11_12_13 | 0 | 0 | 0 | 0 | 0 | 0 | 0 | 0 | 0 | 0 | 0 | 0 | 1.1059e-18 | -2.9277e-11 | -8.5075e-11 | -8.4568e-19 | 2.9277e-11 | 8.5075e-11 | 5.3915e-35 | 8.1626e-11 | 1.5018e-11 | 1.0408e-18 | -8.1626e-11 | -1.5018e-11 | 0 | 0 | 0 | 0 | 0 | 0 | 0.9 | 0.89821 | 0.89481 | 0.9 | 0.89821 | 0.89481 | 2.7934e-15 | -120.3156 | 119.9417 | 2.7634e-15 | -120.3156 | 119.9417
Line12_13_15 | 0 | 0 | 0 | 0 | 0 | 0 | 0 | 0 | 0 | 0 | 0 | 0 | 1.9516e-19 | -1.7566e-11 | -5.1045e-11 | -1.9516e-19 | 1.7566e-11 | 5.1045e-11 | -1.5613e-18 | 4.8976e-11 | 9.0111e-12 | 1.5613e-18 | -4.8976e-11 | -9.0111e-12 | 0 | 0 | 0 | 0 | 0 | 0 | 0.9 | 0.89821 | 0.89481 | 0.9 | 0.89821 | 0.89481 | 2.7634e-15 | -120.3156 | 119.9417 | 2.7621e-15 | -120.3156 | 119.9417
Line13_13_14 | 0 | 0 | 0 | 0 | 0 | 0 | 0 | 0 | 0 | 0 | 0 | 0 | 2.6021e-19 | -5.8554e-12 | -1.7015e-11 | -2.6021e-19 | 5.8554e-12 | 1.7015e-11 | -1.0408e-18 | 1.6325e-11 | 3.0037e-12 | 5.2042e-19 | -1.6325e-11 | -3.0037e-12 | 0 | 0 | 0 | 0 | 0 | 0 | 0.9 | 0.89821 | 0.89481 | 0.9 | 0.89821 | 0.89481 | 2.7634e-15 | -120.3156 | 119.9417 | 2.7645e-15 | -120.3156 | 119.9417
Line14_15_16 | 0 | 0 | 0 | 0 | 0 | 0 | 0 | 0 | 0 | 0 | 0 | 0 | -7.8063e-19 | -1.1711e-11 | -3.403e-11 | 5.2042e-19 | 1.1711e-11 | 3.403e-11 | 5.2042e-19 | 3.2651e-11 | 6.0074e-12 | -5.2042e-19 | -3.2651e-11 | -6.0074e-12 | 0 | 0 | 0 | 0 | 0 | 0 | 0.9 | 0.89821 | 0.89481 | 0.9 | 0.89821 | 0.89481 | 2.7621e-15 | -120.3156 | 119.9417 | 2.7468e-15 | -120.3156 | 119.9417
Line15_16_17 | 0 | 0 | 0 | 0 | 0 | 0 | 0 | 0 | 0 | 0 | 0 | 0 | -6.5052e-20 | -5.8554e-12 | -1.7015e-11 | -1.9516e-19 | 5.8554e-12 | 1.7015e-11 | -5.2042e-19 | 1.6325e-11 | 3.0037e-12 | -5.2042e-19 | -1.6325e-11 | -3.0037e-12 | 0 | 0 | 0 | 0 | 0 | 0 | 0.9 | 0.89821 | 0.89481 | 0.9 | 0.89821 | 0.89481 | 2.7468e-15 | -120.3156 | 119.9417 | 2.7265e-15 | -120.3156 | 119.9417
Line16_4_18 | 0 | 0 | 0 | 0 | 0 | 0 | 0 | 0 | 0 | 0 | 0 | 0 | 7.1557e-19 | -5.8554e-12 | -1.7015e-11 | -4.5536e-19 | 5.8554e-12 | 1.7015e-11 | 5.2042e-19 | 1.6325e-11 | 3.0037e-12 | 5.2042e-19 | -1.6325e-11 | -3.0037e-12 | 0 | 0 | 0 | 0 | 0 | 0 | 0.9 | 0.89821 | 0.89481 | 0.9 | 0.89821 | 0.89481 | 2.8237e-15 | -120.3156 | 119.9417 | 2.8034e-15 | -120.3156 | 119.9417
Line17_5_19 | 0 | 0 | 0 | 0 | 0 | 0 | 0 | 0 | 0 | 0 | 0 | 0 | 7.1557e-19 | -5.8554e-12 | -1.7015e-11 | -4.5536e-19 | 5.8554e-12 | 1.7015e-11 | 5.2042e-19 | 1.6325e-11 | 3.0037e-12 | 5.2042e-19 | -1.6325e-11 | -3.0037e-12 | 0 | 0 | 0 | 0 | 0 | 0 | 0.9 | 0.89821 | 0.89481 | 0.9 | 0.89821 | 0.89481 | 2.8237e-15 | -120.3156 | 119.9417 | 2.8034e-15 | -120.3156 | 119.9417
Line1_1_3 | 0 | 0 | 0 | 0 | 0 | 0 | 0 | 0 | 0 | 0 | 0 | 0 | 3.1225e-18 | -4.6843e-11 | -1.3612e-10 | -2.8623e-18 | 4.6843e-11 | 1.3612e-10 | -1.5613e-18 | 1.306e-10 | 2.403e-11 | 1.0408e-18 | -1.306e-10 | -2.403e-11 | 0 | 0 | 0 | 0 | 0 | 0 | 0.9 | 0.89821 | 0.89481 | 0.9 | 0.89821 | 0.89481 | 2.859e-15 | -120.3156 | 119.9417 | 2.8426e-15 | -120.3156 | 119.9417
Line2_1_4 | 0 | 0 | 0 | 0 | 0 | 0 | 0 | 0 | 0 | 0 | 0 | 0 | -3.2526e-19 | -1.1711e-11 | -3.403e-11 | 3.2526e-19 | 1.1711e-11 | 3.403e-11 | 5.2042e-19 | 3.2651e-11 | 6.0074e-12 | 1.603e-35 | -3.2651e-11 | -6.0074e-12 | 0 | 0 | 0 | 0 | 0 | 0 | 0.9 | 0.89821 | 0.89481 | 0.9 | 0.89821 | 0.89481 | 2.859e-15 | -120.3156 | 119.9417 | 2.8237e-15 | -120.3156 | 119.9417
Line3_1_5 | 0 | 0 | 0 | 0 | 0 | 0 | 0 | 0 | 0 | 0 | 0 | 0 | -3.2526e-19 | -1.1711e-11 | -3.403e-11 | 3.2526e-19 | 1.1711e-11 | 3.403e-11 | 5.2042e-19 | 3.2651e-11 | 6.0074e-12 | 1.603e-35 | -3.2651e-11 | -6.0074e-12 | 0 | 0 | 0 | 0 | 0 | 0 | 0.9 | 0.89821 | 0.89481 | 0.9 | 0.89821 | 0.89481 | 2.859e-15 | -120.3156 | 119.9417 | 2.8237e-15 | -120.3156 | 119.9417
Line4_2_6 | 0 | 0 | 0 | 0 | 0 | 0 | 0 | 0 | 0 | 0 | 0 | 0 | 4.6838e-18 | -1.1311e-10 | -1.7049e-10 | -5.7246e-18 | 1.1311e-10 | 1.7049e-10 | -3.1225e-18 | 1.3276e-10 | -3.3379e-11 | 3.1225e-18 | -1.3276e-10 | 3.3379e-11 | 0 | 0 | 0 | 0 | 0 | 0 | 0.9 | 0.89305 | 0.88954 | 0.9 | 0.89305 | 0.88954 | 2.8725e-15 | -120.5162 | 120.1303 | 2.8754e-15 | -120.5162 | 120.1303
Line5_6_7 | 0 | 0 | 0 | 0 | 0 | 0 | 0 | 0 | 0 | 0 | 0 | 0 | 2.0817e-18 | -9.049e-11 | -1.3639e-10 | -1.5613e-18 | 9.049e-11 | 1.3639e-10 | -3.1225e-18 | 1.0621e-10 | -2.6703e-11 | 3.1225e-18 | -1.0621e-10 | 2.6703e-11 | 0 | 0 | 0 | 0 | 0 | 0 | 0.9 | 0.89305 | 0.88954 | 0.9 | 0.89305 | 0.88954 | 2.8754e-15 | -120.5162 | 120.1303 | 2.8787e-15 | -120.5162 | 120.1303
Line6_7_8 | 0 | 0 | 0 | 0 | 0 | 0 | 0 | 0 | 0 | 0 | 0 | 0 | 3.1225e-18 | -6.7867e-11 | -1.0229e-10 | -4.1633e-18 | 6.7867e-11 | 1.0229e-10 | -5.2042e-18 | 7.9657e-11 | -2.0027e-11 | 4.1633e-18 | -7.9657e-11 | 2.0027e-11 | 0 | 0 | 0 | 0 | 0 | 0 | 0.9 | 0.89305 | 0.88954 | 0.9 | 0.89305 | 0.88954 | 2.8787e-15 | -120.5162 | 120.1303 | 2.8336e-15 | -120.5162 | 120.1303
Line7_8_9 | 0 | 0 | 0 | 0 | 0 | 0 | 0 | 0 | 0 | 0 | 0 | 0 | 1.5613e-18 | -2.2622e-11 | -3.4098e-11 | -1.5613e-18 | 2.2622e-11 | 3.4098e-11 | -2.0817e-18 | 2.6552e-11 | -6.6757e-12 | 1.0408e-18 | -2.6552e-11 | 6.6757e-12 | 0 | 0 | 0 | 0 | 0 | 0 | 0.9 | 0.89305 | 0.88954 | 0.9 | 0.89305 | 0.88954 | 2.8336e-15 | -120.5162 | 120.1303 | 2.84e-15 | -120.5162 | 120.1303
Line8_8_10 | 0 | 0 | 0 | 0 | 0 | 0 | 0 | 0 | 0 | 0 | 0 | 0 | 1.5613e-18 | -2.2622e-11 | -3.4098e-11 | -2.0817e-18 | 2.2622e-11 | 3.4098e-11 | 1.0408e-18 | 2.6552e-11 | -6.6757e-12 | -1.0408e-18 | -2.6552e-11 | 6.6757e-12 | 0 | 0 | 0 | 0 | 0 | 0 | 0.9 | 0.89305 | 0.88954 | 0.9 | 0.89305 | 0.88954 | 2.8336e-15 | -120.5162 | 120.1303 | 2.8481e-15 | -120.5162 | 120.1303
Line9_3_11 | 0 | 0 | 0 | 0 | 0 | 0 | 0 | 0 | 0 | 0 | 0 | 0 | 1.6914e-18 | -4.0988e-11 | -1.191e-10 | -1.4311e-18 | 4.0988e-11 | 1.191e-10 | 8.3914e-35 | 1.1428e-10 | 2.1026e-11 | 5.2042e-19 | -1.1428e-10 | -2.1026e-11 | 0 | 0 | 0 | 0 | 0 | 0 | 0.9 | 0.89821 | 0.89481 | 0.9 | 0.89821 | 0.89481 | 2.8426e-15 | -120.3156 | 119.9417 | 2.827e-15 | -120.3156 | 119.9417

## LG_max_6
name | pf_ikss_a_from_ka | pf_ikss_b_from_ka | pf_ikss_c_from_ka | pf_ikss_a_to_ka | pf_ikss_b_to_ka | pf_ikss_c_to_ka | pf_skss_a_from_mw | pf_skss_b_from_mw | pf_skss_c_from_mw | pf_skss_a_to_mw | pf_skss_b_to_mw | pf_skss_c_to_mw | pf_p_a_from_mw | pf_p_b_from_mw | pf_p_c_from_mw | pf_p_a_to_mw | pf_p_b_to_mw | pf_p_c_to_mw | pf_q_a_from_mvar | pf_q_b_from_mvar | pf_q_c_from_mvar | pf_q_a_to_mvar | pf_q_b_to_mvar | pf_q_c_to_mvar | pf_ikss_a_from_degree | pf_ikss_b_from_degree | pf_ikss_c_from_degree | pf_ikss_a_to_degree | pf_ikss_b_to_degree | pf_ikss_c_to_degree | pf_vm_a_from_pu | pf_vm_b_from_pu | pf_vm_c_from_pu | pf_vm_a_to_pu | pf_vm_b_to_pu | pf_vm_c_to_pu | pf_va_a_from_degree | pf_va_b_from_degree | pf_va_c_from_degree | pf_va_a_to_degree | pf_va_b_to_degree | pf_va_c_to_degree
Line0_1_2 | 6.4842 | 0 | 0 | 6.4842 | 0 | 0 | 1.4975 | 0 | 0 | 1.4975 | 0 | 0 | 0.35038 | 8.9272e-08 | -9.4626e-08 | -6.2656e-15 | -7.8362e-08 | 8.1215e-08 | 0.70076 | -3.746e-08 | -4.8072e-08 | 1.5174e-13 | 2.3675e-08 | 3.2238e-08 | -73.0332 | 0 | 0 | 106.9668 | 0 | 0 | 0.5232 | 0.95584 | 1.0479 | 0 | 0.9316 | 0.99441 | -9.5983 | -116.0662 | 113.6289 | 0 | -109.8826 | 108.579
Line10_11_12 | 0 | 0 | 0 | 0 | 0 | 0 | 0 | 0 | 0 | 0 | 0 | 0 | -2.3821e-09 | 4.5701e-08 | -5.1041e-08 | 2.9675e-09 | -3.7763e-08 | 4.2517e-08 | 3.0239e-08 | -2.2286e-08 | -2.2405e-08 | -2.5535e-08 | 1.8824e-08 | 1.8223e-08 | 0 | 0 | 0 | 0 | 0 | 0 | 0.5232 | 0.95584 | 1.0479 | 0.5232 | 0.95584 | 1.0479 | -9.5983 | -116.0662 | 113.6289 | -9.5983 | -116.0662 | 113.6289
Line11_12_13 | 0 | 0 | 0 | 0 | 0 | 0 | 0 | 0 | 0 | 0 | 0 | 0 | -1.9851e-09 | 3.8085e-08 | -4.2534e-08 | 2.5705e-09 | -3.0146e-08 | 3.4011e-08 | 2.52e-08 | -1.8571e-08 | -1.8671e-08 | -2.0496e-08 | 1.511e-08 | 1.4489e-08 | 0 | 0 | 0 | 0 | 0 | 0 | 0.5232 | 0.95584 | 1.0479 | 0.5232 | 0.95584 | 1.0479 | -9.5983 | -116.0662 | 113.6289 | -9.5983 | -116.0662 | 113.6289
Line12_13_15 | 0 | 0 | 0 | 0 | 0 | 0 | 0 | 0 | 0 | 0 | 0 | 0 | -1.191e-09 | 2.2851e-08 | -2.5521e-08 | 1.7764e-09 | -1.4912e-08 | 1.6997e-08 | 1.512e-08 | -1.1143e-08 | -1.1203e-08 | -1.0416e-08 | 7.681e-09 | 7.0207e-09 | 0 | 0 | 0 | 0 | 0 | 0 | 0.5232 | 0.95584 | 1.0479 | 0.5232 | 0.95584 | 1.0479 | -9.5983 | -116.0662 | 113.6289 | -9.5983 | -116.0662 | 113.6289
Line13_13_14 | 0 | 0 | 0 | 0 | 0 | 0 | 0 | 0 | 0 | 0 | 0 | 0 | -3.9701e-10 | 7.6169e-09 | -8.5068e-09 | 9.8241e-10 | 3.2133e-10 | -1.6803e-11 | 5.0399e-09 | -3.7143e-09 | -3.7342e-09 | -3.3586e-10 | 2.5246e-10 | -4.4768e-10 | 0 | 0 | 0 | 0 | 0 | 0 | 0.5232 | 0.95584 | 1.0479 | 0.5232 | 0.95584 | 1.0479 | -9.5983 | -116.0662 | 113.6289 | -9.5983 | -116.0662 | 113.6289
Line14_15_16 | 0 | 0 | 0 | 0 | 0 | 0 | 0 | 0 | 0 | 0 | 0 | 0 | -7.9402e-10 | 1.5234e-08 | -1.7014e-08 | 1.3794e-09 | -7.2956e-09 | 8.49e-09 | 1.008e-08 | -7.4286e-09 | -7.4683e-09 | -5.3758e-09 | 3.9667e-09 | 3.2865e-09 | 0 | 0 | 0 | 0 | 0 | 0 | 0.5232 | 0.95584 | 1.0479 | 0.5232 | 0.95584 | 1.0479 | -9.5983 | -116.0662 | 113.6289 | -9.5983 | -116.0662 | 113.6289
Line15_16_17 | 0 | 0 | 0 | 0 | 0 | 0 | 0 | 0 | 0 | 0 | 0 | 0 | -3.9701e-10 | 7.6169e-09 | -8.5068e-09 | 9.8241e-10 | 3.2133e-10 | -1.6803e-11 | 5.0399e-09 | -3.7143e-09 | -3.7342e-09 | -3.3586e-10 | 2.5246e-10 | -4.4768e-10 | 0 | 0 | 0 | 0 | 0 | 0 | 0.5232 | 0.95584 | 1.0479 | 0.5232 | 0.95584 | 1.0479 | -9.5983 | -116.0662 | 113.6289 | -9.5983 | -116.0662 | 113.6289
Line16_4_18 | 0 | 0 | 0 | 0 | 0 | 0 | 0 | 0 | 0 | 0 | 0 | 0 | -3.9701e-10 | 7.6169e-09 | -8.5068e-09 | 9.8241e-10 | 3.2133e-10 | -1.6803e-11 | 5.0399e-09 | -3.7143e-09 | -3.7342e-09 | -3.3586e-10 | 2.5246e-10 | -4.4768e-10 | 0 | 0 | 0 | 0 | 0 | 0 | 0.5232 | 0.95584 | 1.0479 | 0.5232 | 0.95584 | 1.0479 | -9.5983 | -116.0662 | 113.6289 | -9.5983 | -116.0662 | 113.6289
Line17_5_19 | 0 | 0 | 0 | 0 | 0 | 0 | 0 | 0 | 0 | 0 | 0 | 0 | -3.9701e-10 | 7.6169e-09 | -8.5068e-09 | 9.8241e-10 | 3.2133e-10 | -1.6803e-11 | 5.0399e-09 | -3.7143e-09 | -3.7342e-09 | -3.3586e-10 | 2.5246e-10 | -4.4768e-10 | 0 | 0 | 0 | 0 | 0 | 0 | 0.5232 | 0.95584 | 1.0479 | 0.5232 | 0.95584 | 1.0479 | -9.5983 | -116.0662 | 113.6289 | -9.5983 | -116.0662 | 113.6289
Line1_1_3 | 0 | 0 | 0 | 0 | 0 | 0 | 0 | 0 | 0 | 0 | 0 | 0 | -3.1761e-09 | 6.0935e-08 | -6.8055e-08 | 3.7615e-09 | -5.2997e-08 | 5.9531e-08 | 4.0319e-08 | -2.9714e-08 | -2.9873e-08 | -3.5615e-08 | 2.6252e-08 | 2.5691e-08 | 0 | 0 | 0 | 0 | 0 | 0 | 0.5232 | 0.95584 | 1.0479 | 0.5232 | 0.95584 | 1.0479 | -9.5983 | -116.0662 | 113.6289 | -9.5983 | -116.0662 | 113.6289
Line2_1_4 | 0 | 0 | 0 | 0 | 0 | 0 | 0 | 0 | 0 | 0 | 0 | 0 | -7.9402e-10 | 1.5234e-08 | -1.7014e-08 | 1.3794e-09 | -7.2956e-09 | 8.49e-09 | 1.008e-08 | -7.4286e-09 | -7.4683e-09 | -5.3758e-09 | 3.9667e-09 | 3.2865e-09 | 0 | 0 | 0 | 0 | 0 | 0 | 0.5232 | 0.95584 | 1.0479 | 0.5232 | 0.95584 | 1.0479 | -9.5983 | -116.0662 | 113.6289 | -9.5983 | -116.0662 | 113.6289
Line3_1_5 | 0 | 0 | 0 | 0 | 0 | 0 | 0 | 0 | 0 | 0 | 0 | 0 | -7.9402e-10 | 1.5234e-08 | -1.7014e-08 | 1.3794e-09 | -7.2956e-09 | 8.49e-09 | 1.008e-08 | -7.4286e-09 | -7.4683e-09 | -5.3758e-09 | 3.9667e-09 | 3.2865e-09 | 0 | 0 | 0 | 0 | 0 | 0 | 0.5232 | 0.95584 | 1.0479 | 0.5232 | 0.95584 | 1.0479 | -9.5983 | -116.0662 | 113.6289 | -9.5983 | -116.0662 | 113.6289
Line4_2_6 | 0 | 0 | 0 | 0 | 0 | 0 | 0 | 0 | 0 | 0 | 0 | 0 | 5.7015e-21 | 7.871e-08 | -8.1088e-08 | 8.0872e-16 | -6.262e-08 | 6.4997e-08 | -7.5092e-21 | -2.3045e-08 | -3.2996e-08 | 1.1922e-15 | 1.9066e-08 | 2.5639e-08 | 0 | 0 | 0 | 0 | 0 | 0 | 0 | 0.9316 | 0.99441 | 0 | 0.9316 | 0.99441 | 0 | -109.8826 | 108.579 | 0 | -109.8826 | 108.579
Line5_6_7 | 0 | 0 | 0 | 0 | 0 | 0 | 0 | 0 | 0 | 0 | 0 | 0 | -8.5098e-16 | 6.2968e-08 | -6.487e-08 | 1.0687e-15 | -4.6877e-08 | 4.878e-08 | -1.1322e-15 | -1.8436e-08 | -2.6397e-08 | 1.6155e-15 | 1.4457e-08 | 1.904e-08 | 0 | 0 | 0 | 0 | 0 | 0 | 0 | 0.9316 | 0.99441 | 0 | 0.9316 | 0.99441 | 0 | -109.8826 | 108.579 | 0 | -109.8826 | 108.579
Line6_7_8 | 0 | 0 | 0 | 0 | 0 | 0 | 0 | 0 | 0 | 0 | 0 | 0 | -1.1436e-15 | 4.7226e-08 | -4.8653e-08 | 9.1284e-16 | -3.1135e-08 | 3.2562e-08 | -1.5084e-15 | -1.3827e-08 | -1.9798e-08 | 1.4599e-15 | 9.8482e-09 | 1.244e-08 | 0 | 0 | 0 | 0 | 0 | 0 | 0 | 0.9316 | 0.99441 | 0 | 0.9316 | 0.99441 | 0 | -109.8826 | 108.579 | 0 | -109.8826 | 108.579
Line7_8_9 | 0 | 0 | 0 | 0 | 0 | 0 | 0 | 0 | 0 | 0 | 0 | 0 | -5.0532e-16 | 1.5742e-08 | -1.6218e-08 | -1.014e-16 | 3.4867e-10 | 1.2688e-10 | -6.5922e-16 | -4.6091e-09 | -6.5992e-09 | 1.5038e-16 | 6.3005e-10 | -7.581e-10 | 0 | 0 | 0 | 0 | 0 | 0 | 0 | 0.9316 | 0.99441 | 0 | 0.9316 | 0.99441 | 0 | -109.8826 | 108.579 | 0 | -109.8826 | 108.579
Line8_8_10 | 0 | 0 | 0 | 0 | 0 | 0 | 0 | 0 | 0 | 0 | 0 | 0 | -5.0532e-16 | 1.5742e-08 | -1.6218e-08 | -1.014e-16 | 3.4867e-10 | 1.2688e-10 | -6.5922e-16 | -4.6091e-09 | -6.5992e-09 | 1.5038e-16 | 6.3005e-10 | -7.581e-10 | 0 | 0 | 0 | 0 | 0 | 0 | 0 | 0.9316 | 0.99441 | 0 | 0.9316 | 0.99441 | 0 | -109.8826 | 108.579 | 0 | -109.8826 | 108.579
Line9_3_11 | 0 | 0 | 0 | 0 | 0 | 0 | 0 | 0 | 0 | 0 | 0 | 0 | -2.7791e-09 | 5.3318e-08 | -5.9548e-08 | 3.3645e-09 | -4.538e-08 | 5.1024e-08 | 3.5279e-08 | -2.6e-08 | -2.6139e-08 | -3.0575e-08 | 2.2538e-08 | 2.1957e-08 | 0 | 0 | 0 | 0 | 0 | 0 | 0.5232 | 0.95584 | 1.0479 | 0.5232 | 0.95584 | 1.0479 | -9.5983 | -116.0662 | 113.6289 | -9.5983 | -116.0662 | 113.6289

## LG_max_10
name | pf_ikss_a_from_ka | pf_ikss_b_from_ka | pf_ikss_c_from_ka | pf_ikss_a_to_ka | pf_ikss_b_to_ka | pf_ikss_c_to_ka | pf_skss_a_from_mw | pf_skss_b_from_mw | pf_skss_c_from_mw | pf_skss_a_to_mw | pf_skss_b_to_mw | pf_skss_c_to_mw | pf_p_a_from_mw | pf_p_b_from_mw | pf_p_c_from_mw | pf_p_a_to_mw | pf_p_b_to_mw | pf_p_c_to_mw | pf_q_a_from_mvar | pf_q_b_from_mvar | pf_q_c_from_mvar | pf_q_a_to_mvar | pf_q_b_to_mvar | pf_q_c_to_mvar | pf_ikss_a_from_degree | pf_ikss_b_from_degree | pf_ikss_c_from_degree | pf_ikss_a_to_degree | pf_ikss_b_to_degree | pf_ikss_c_to_degree | pf_vm_a_from_pu | pf_vm_b_from_pu | pf_vm_c_from_pu | pf_vm_a_to_pu | pf_vm_b_to_pu | pf_vm_c_to_pu | pf_va_a_from_degree | pf_va_b_from_degree | pf_va_c_from_degree | pf_va_a_to_degree | pf_va_b_to_degree | pf_va_c_to_degree
Line0_1_2 | 6.6333 | 0 | 0 | 6.6333 | 0 | 0 | 1.5319 | 0 | 0 | 1.5319 | 0 | 0 | 0.36667 | 9.8065e-08 | -1.0391e-07 | 3.4717e-13 | -8.5975e-08 | 8.9104e-08 | 0.73334 | -4.0629e-08 | -5.2785e-08 | -4.2629e-13 | 2.577e-08 | 3.5591e-08 | -73.2529 | 0 | 0 | 106.7471 | 0 | 0 | 0.53522 | 0.9995 | 1.0974 | 0 | 0.97519 | 1.0425 | -9.818 | -115.9489 | 113.4857 | 0 | -109.8961 | 108.5627
Line10_11_12 | 0 | 0 | 0 | 0 | 0 | 0 | 0 | 0 | 0 | 0 | 0 | 0 | -2.6097e-09 | 5.1362e-08 | -5.7253e-08 | 3.2515e-09 | -4.2443e-08 | 4.7692e-08 | 3.3152e-08 | -2.4671e-08 | -2.5225e-08 | -2.7994e-08 | 2.0844e-08 | 2.0519e-08 | 0 | 0 | 0 | 0 | 0 | 0 | 0.53522 | 0.9995 | 1.0974 | 0.53522 | 0.9995 | 1.0974 | -9.818 | -115.9489 | 113.4857 | -9.818 | -115.9489 | 113.4857
Line11_12_13 | 0 | 0 | 0 | 0 | 0 | 0 | 0 | 0 | 0 | 0 | 0 | 0 | -2.1748e-09 | 4.2802e-08 | -4.7711e-08 | 2.8166e-09 | -3.3883e-08 | 3.815e-08 | 2.7626e-08 | -2.0559e-08 | -2.1021e-08 | -2.2469e-08 | 1.6732e-08 | 1.6314e-08 | 0 | 0 | 0 | 0 | 0 | 0 | 0.53522 | 0.9995 | 1.0974 | 0.53522 | 0.9995 | 1.0974 | -9.818 | -115.9489 | 113.4857 | -9.818 | -115.9489 | 113.4857
Line12_13_15 | 0 | 0 | 0 | 0 | 0 | 0 | 0 | 0 | 0 | 0 | 0 | 0 | -1.3049e-09 | 2.5681e-08 | -2.8626e-08 | 1.9467e-09 | -1.6762e-08 | 1.9066e-08 | 1.6576e-08 | -1.2336e-08 | -1.2612e-08 | -1.1419e-08 | 8.5085e-09 | 7.9061e-09 | 0 | 0 | 0 | 0 | 0 | 0 | 0.53522 | 0.9995 | 1.0974 | 0.53522 | 0.9995 | 1.0974 | -9.818 | -115.9489 | 113.4857 | -9.818 | -115.9489 | 113.4857
Line13_13_14 | 0 | 0 | 0 | 0 | 0 | 0 | 0 | 0 | 0 | 0 | 0 | 0 | -4.3496e-10 | 8.5603e-09 | -9.5421e-09 | 1.0767e-09 | 3.5825e-10 | -1.8258e-11 | 5.5253e-09 | -4.1119e-09 | -4.2042e-09 | -3.681e-10 | 2.848e-10 | -5.0217e-10 | 0 | 0 | 0 | 0 | 0 | 0 | 0.53522 | 0.9995 | 1.0974 | 0.53522 | 0.9995 | 1.0974 | -9.818 | -115.9489 | 113.4857 | -9.818 | -115.9489 | 113.4857
Line14_15_16 | 0 | 0 | 0 | 0 | 0 | 0 | 0 | 0 | 0 | 0 | 0 | 0 | -8.6992e-10 | 1.7121e-08 | -1.9084e-08 | 1.5117e-09 | -8.2021e-09 | 9.5239e-09 | 1.1051e-08 | -8.2237e-09 | -8.4083e-09 | -5.8934e-09 | 4.3967e-09 | 3.702e-09 | 0 | 0 | 0 | 0 | 0 | 0 | 0.53522 | 0.9995 | 1.0974 | 0.53522 | 0.9995 | 1.0974 | -9.818 | -115.9489 | 113.4857 | -9.818 | -115.9489 | 113.4857
Line15_16_17 | 0 | 0 | 0 | 0 | 0 | 0 | 0 | 0 | 0 | 0 | 0 | 0 | -4.3496e-10 | 8.5603e-09 | -9.5421e-09 | 1.0767e-09 | 3.5825e-10 | -1.8258e-11 | 5.5253e-09 | -4.1119e-09 | -4.2042e-09 | -3.681e-10 | 2.848e-10 | -5.0217e-10 | 0 | 0 | 0 | 0 | 0 | 0 | 0.53522 | 0.9995 | 1.0974 | 0.53522 | 0.9995 | 1.0974 | -9.818 | -115.9489 | 113.4857 | -9.818 | -115.9489 | 113.4857
Line16_4_18 | 0 | 0 | 0 | 0 | 0 | 0 | 0 | 0 | 0 | 0 | 0 | 0 | -4.3496e-10 | 8.5603e-09 | -9.5421e-09 | 1.0767e-09 | 3.5825e-10 | -1.8258e-11 | 5.5253e-09 | -4.1119e-09 | -4.2042e-09 | -3.681e-10 | 2.848e-10 | -5.0217e-10 | 0 | 0 | 0 | 0 | 0 | 0 | 0.53522 | 0.9995 | 1.0974 | 0.53522 | 0.9995 | 1.0974 | -9.818 | -115.9489 | 113.4857 | -9.818 | -115.9489 | 113.4857
Line17_5_19 | 0 | 0 | 0 | 0 | 0 | 0 | 0 | 0 | 0 | 0 | 0 | 0 | -4.3496e-10 | 8.5603e-09 | -9.5421e-09 | 1.0767e-09 | 3.5825e-10 | -1.8258e-11 | 5.5253e-09 | -4.1119e-09 | -4.2042e-09 | -3.681e-10 | 2.848e-10 | -5.0217e-10 | 0 | 0 | 0 | 0 | 0 | 0 | 0.53522 | 0.9995 | 1.0974 | 0.53522 | 0.9995 | 1.0974 | -9.818 | -115.9489 | 113.4857 | -9.818 | -115.9489 | 113.4857
Line1_1_3 | 0 | 0 | 0 | 0 | 0 | 0 | 0 | 0 | 0 | 0 | 0 | 0 | -3.4797e-09 | 6.8483e-08 | -7.6337e-08 | 4.1215e-09 | -5.9564e-08 | 6.6777e-08 | 4.4202e-08 | -3.2895e-08 | -3.3633e-08 | -3.9045e-08 | 2.9068e-08 | 2.8927e-08 | 0 | 0 | 0 | 0 | 0 | 0 | 0.53522 | 0.9995 | 1.0974 | 0.53522 | 0.9995 | 1.0974 | -9.818 | -115.9489 | 113.4857 | -9.818 | -115.9489 | 113.4857
Line2_1_4 | 0 | 0 | 0 | 0 | 0 | 0 | 0 | 0 | 0 | 0 | 0 | 0 | -8.6991e-10 | 1.7121e-08 | -1.9084e-08 | 1.5117e-09 | -8.2021e-09 | 9.5239e-09 | 1.1051e-08 | -8.2237e-09 | -8.4083e-09 | -5.8934e-09 | 4.3967e-09 | 3.702e-09 | 0 | 0 | 0 | 0 | 0 | 0 | 0.53522 | 0.9995 | 1.0974 | 0.53522 | 0.9995 | 1.0974 | -9.818 | -115.9489 | 113.4857 | -9.818 | -115.9489 | 113.4857
Line3_1_5 | 0 | 0 | 0 | 0 | 0 | 0 | 0 | 0 | 0 | 0 | 0 | 0 | -8.6991e-10 | 1.7121e-08 | -1.9084e-08 | 1.5117e-09 | -8.2021e-09 | 9.5239e-09 | 1.1051e-08 | -8.2237e-09 | -8.4083e-09 | -5.8934e-09 | 4.3967e-09 | 3.702e-09 | 0 | 0 | 0 | 0 | 0 | 0 | 0.53522 | 0.9995 | 1.0974 | 0.53522 | 0.9995 | 1.0974 | -9.818 | -115.9489 | 113.4857 | -9.818 | -115.9489 | 113.4857
Line4_2_6 | 0 | 0 | 0 | 0 | 0 | 0 | 0 | 0 | 0 | 0 | 0 | 0 | -3.3603e-20 | 8.636e-08 | -8.8968e-08 | 8.8872e-16 | -6.8703e-08 | 7.131e-08 | 9.6922e-21 | -2.508e-08 | -3.6424e-08 | 1.3108e-15 | 2.0754e-08 | 2.8306e-08 | 0 | 0 | 0 | 0 | 0 | 0 | 0 | 0.97519 | 1.0425 | 0 | 0.97519 | 1.0425 | 0 | -109.8961 | 108.5627 | 0 | -109.8961 | 108.5627
Line5_6_7 | 0 | 0 | 0 | 0 | 0 | 0 | 0 | 0 | 0 | 0 | 0 | 0 | -9.3502e-16 | 6.9088e-08 | -7.1174e-08 | 1.1744e-15 | -5.1431e-08 | 5.3517e-08 | -1.2449e-15 | -2.0064e-08 | -2.914e-08 | 1.7763e-15 | 1.5738e-08 | 2.1021e-08 | 0 | 0 | 0 | 0 | 0 | 0 | 0 | 0.97519 | 1.0425 | 0 | 0.97519 | 1.0425 | 0 | -109.8961 | 108.5627 | 0 | -109.8961 | 108.5627
Line6_7_8 | 0 | 0 | 0 | 0 | 0 | 0 | 0 | 0 | 0 | 0 | 0 | 0 | -1.2565e-15 | 5.1816e-08 | -5.3381e-08 | 1.0033e-15 | -3.4159e-08 | 3.5723e-08 | -1.6585e-15 | -1.5048e-08 | -2.1855e-08 | 1.6053e-15 | 1.0722e-08 | 1.3736e-08 | 0 | 0 | 0 | 0 | 0 | 0 | 0 | 0.97519 | 1.0425 | 0 | 0.97519 | 1.0425 | 0 | -109.8961 | 108.5627 | 0 | -109.8961 | 108.5627
Line7_8_9 | 0 | 0 | 0 | 0 | 0 | 0 | 0 | 0 | 0 | 0 | 0 | 0 | -5.5521e-16 | 1.7272e-08 | -1.7794e-08 | -1.111e-16 | 3.8527e-10 | 1.3628e-10 | -7.2485e-16 | -5.016e-09 | -7.2849e-09 | 1.6541e-16 | 6.9003e-10 | -8.3379e-10 | 0 | 0 | 0 | 0 | 0 | 0 | 0 | 0.97519 | 1.0425 | 0 | 0.97519 | 1.0425 | 0 | -109.8961 | 108.5627 | 0 | -109.8961 | 108.5627
Line8_8_10 | 0 | 0 | 0 | 0 | 0 | 0 | 0 | 0 | 0 | 0 | 0 | 0 | -5.5521e-16 | 1.7272e-08 | -1.7794e-08 | -1.111e-16 | 3.8527e-10 | 1.3628e-10 | -7.2485e-16 | -5.016e-09 | -7.2849e-09 | 1.6541e-16 | 6.9003e-10 | -8.3379e-10 | 0 | 0 | 0 | 0 | 0 | 0 | 0 | 0.97519 | 1.0425 | 0 | 0.97519 | 1.0425 | 0 | -109.8961 | 108.5627 | 0 | -109.8961 | 108.5627
Line9_3_11 | 0 | 0 | 0 | 0 | 0 | 0 | 0 | 0 | 0 | 0 | 0 | 0 | -3.0447e-09 | 5.9922e-08 | -6.6795e-08 | 3.6865e-09 | -5.1004e-08 | 5.7235e-08 | 3.8677e-08 | -2.8783e-08 | -2.9429e-08 | -3.352e-08 | 2.4956e-08 | 2.4723e-08 | 0 | 0 | 0 | 0 | 0 | 0 | 0.53522 | 0.9995 | 1.0974 | 0.53522 | 0.9995 | 1.0974 | -9.818 | -115.9489 | 113.4857 | -9.818 | -115.9489 | 113.4857

## LG_max_fault_6
name | pf_ikss_a_from_ka | pf_ikss_b_from_ka | pf_ikss_c_from_ka | pf_ikss_a_to_ka | pf_ikss_b_to_ka | pf_ikss_c_to_ka | pf_skss_a_from_mw | pf_skss_b_from_mw | pf_skss_c_from_mw | pf_skss_a_to_mw | pf_skss_b_to_mw | pf_skss_c_to_mw | pf_p_a_from_mw | pf_p_b_from_mw | pf_p_c_from_mw | pf_p_a_to_mw | pf_p_b_to_mw | pf_p_c_to_mw | pf_q_a_from_mvar | pf_q_b_from_mvar | pf_q_c_from_mvar | pf_q_a_to_mvar | pf_q_b_to_mvar | pf_q_c_to_mvar | pf_ikss_a_from_degree | pf_ikss_b_from_degree | pf_ikss_c_from_degree | pf_ikss_a_to_degree | pf_ikss_b_to_degree | pf_ikss_c_to_degree | pf_vm_a_from_pu | pf_vm_b_from_pu | pf_vm_c_from_pu | pf_vm_a_to_pu | pf_vm_b_to_pu | pf_vm_c_to_pu | pf_va_a_from_degree | pf_va_b_from_degree | pf_va_c_from_degree | pf_va_a_to_degree | pf_va_b_to_degree | pf_va_c_to_degree
Line0_1_2 | 0.034133 | 0 | 0 | 0.034133 | 0 | 0 | 0.0078828 | 0 | 0 | 0.0078828 | 0 | 0 | 0.0058352 | 3.2423e-10 | -5.575e-10 | -0.0058254 | -2.7972e-10 | 4.8381e-10 | 0.0058449 | -4.5599e-10 | -5.2507e-11 | -0.0058254 | 3.9647e-10 | 4.3348e-11 | -45.1418 | 0 | 0 | 134.8582 | 0 | 0 | 1.0477 | 1.0494 | 1.0502 | 1.0451 | 1.049 | 1.0501 | -0.094123 | -119.9963 | 119.9693 | -0.14175 | -119.9763 | 119.9399
Line10_11_12 | 0 | 0 | 0 | 0 | 0 | 0 | 0 | 0 | 0 | 0 | 0 | 0 | 7.6724e-11 | 1.5651e-10 | -2.9388e-10 | -5.5226e-11 | -1.2808e-10 | 2.4395e-10 | 3.1042e-10 | -2.487e-10 | -1.1025e-11 | -2.6531e-10 | 2.0751e-10 | 7.0236e-12 | 0 | 0 | 0 | 0 | 0 | 0 | 1.0477 | 1.0494 | 1.0502 | 1.0477 | 1.0494 | 1.0502 | -0.094123 | -119.9963 | 119.9693 | -0.094123 | -119.9963 | 119.9693
Line11_12_13 | 0 | 0 | 0 | 0 | 0 | 0 | 0 | 0 | 0 | 0 | 0 | 0 | 6.3937e-11 | 1.3043e-10 | -2.449e-10 | -4.2439e-11 | -1.0199e-10 | 1.9497e-10 | 2.5868e-10 | -2.0725e-10 | -9.1878e-12 | -2.1357e-10 | 1.6606e-10 | 5.186e-12 | 0 | 0 | 0 | 0 | 0 | 0 | 1.0477 | 1.0494 | 1.0502 | 1.0477 | 1.0494 | 1.0502 | -0.094123 | -119.9963 | 119.9693 | -0.094123 | -119.9963 | 119.9693
Line12_13_15 | 0 | 0 | 0 | 0 | 0 | 0 | 0 | 0 | 0 | 0 | 0 | 0 | 3.8362e-11 | 7.8256e-11 | -1.4694e-10 | -1.6864e-11 | -4.9823e-11 | 9.7011e-11 | 1.5521e-10 | -1.2435e-10 | -5.5127e-12 | -1.101e-10 | 8.3161e-11 | 1.5109e-12 | 0 | 0 | 0 | 0 | 0 | 0 | 1.0477 | 1.0494 | 1.0502 | 1.0477 | 1.0494 | 1.0502 | -0.094123 | -119.9963 | 119.9693 | -0.094123 | -119.9963 | 119.9693
Line13_13_14 | 0 | 0 | 0 | 0 | 0 | 0 | 0 | 0 | 0 | 0 | 0 | 0 | 1.2787e-11 | 2.6085e-11 | -4.898e-11 | 8.7107e-12 | 2.3473e-12 | -9.5006e-13 | 5.1736e-11 | -4.145e-11 | -1.8376e-12 | -6.6265e-12 | 2.6054e-13 | -2.1642e-12 | 0 | 0 | 0 | 0 | 0 | 0 | 1.0477 | 1.0494 | 1.0502 | 1.0477 | 1.0494 | 1.0502 | -0.094123 | -119.9963 | 119.9693 | -0.094123 | -119.9963 | 119.9693
Line14_15_16 | 0 | 0 | 0 | 0 | 0 | 0 | 0 | 0 | 0 | 0 | 0 | 0 | 2.5575e-11 | 5.217e-11 | -9.7961e-11 | -4.0767e-12 | -2.3738e-11 | 4.803e-11 | 1.0347e-10 | -8.29e-11 | -3.6751e-12 | -5.8363e-11 | 4.1711e-11 | -3.2668e-13 | 0 | 0 | 0 | 0 | 0 | 0 | 1.0477 | 1.0494 | 1.0502 | 1.0477 | 1.0494 | 1.0502 | -0.094123 | -119.9963 | 119.9693 | -0.094123 | -119.9963 | 119.9693
Line15_16_17 | 0 | 0 | 0 | 0 | 0 | 0 | 0 | 0 | 0 | 0 | 0 | 0 | 1.2787e-11 | 2.6085e-11 | -4.898e-11 | 8.7107e-12 | 2.3473e-12 | -9.5006e-13 | 5.1736e-11 | -4.145e-11 | -1.8376e-12 | -6.6265e-12 | 2.6054e-13 | -2.1642e-12 | 0 | 0 | 0 | 0 | 0 | 0 | 1.0477 | 1.0494 | 1.0502 | 1.0477 | 1.0494 | 1.0502 | -0.094123 | -119.9963 | 119.9693 | -0.094123 | -119.9963 | 119.9693
Line16_4_18 | 0 | 0 | 0 | 0 | 0 | 0 | 0 | 0 | 0 | 0 | 0 | 0 | 1.2787e-11 | 2.6085e-11 | -4.898e-11 | 8.7107e-12 | 2.3473e-12 | -9.5006e-13 | 5.1736e-11 | -4.145e-11 | -1.8376e-12 | -6.6265e-12 | 2.6054e-13 | -2.1642e-12 | 0 | 0 | 0 | 0 | 0 | 0 | 1.0477 | 1.0494 | 1.0502 | 1.0477 | 1.0494 | 1.0502 | -0.094123 | -119.9963 | 119.9693 | -0.094123 | -119.9963 | 119.9693
Line17_5_19 | 0 | 0 | 0 | 0 | 0 | 0 | 0 | 0 | 0 | 0 | 0 | 0 | 1.2787e-11 | 2.6085e-11 | -4.898e-11 | 8.7107e-12 | 2.3473e-12 | -9.5006e-13 | 5.1736e-11 | -4.145e-11 | -1.8376e-12 | -6.6265e-12 | 2.6054e-13 | -2.1642e-12 | 0 | 0 | 0 | 0 | 0 | 0 | 1.0477 | 1.0494 | 1.0502 | 1.0477 | 1.0494 | 1.0502 | -0.094123 | -119.9963 | 119.9693 | -0.094123 | -119.9963 | 119.9693
Line1_1_3 | 0 | 0 | 0 | 0 | 0 | 0 | 0 | 0 | 0 | 0 | 0 | 0 | 1.023e-10 | 2.0868e-10 | -3.9184e-10 | -8.0801e-11 | -1.8025e-10 | 3.4191e-10 | 4.1389e-10 | -3.316e-10 | -1.47e-11 | -3.6878e-10 | 2.9041e-10 | 1.0699e-11 | 0 | 0 | 0 | 0 | 0 | 0 | 1.0477 | 1.0494 | 1.0502 | 1.0477 | 1.0494 | 1.0502 | -0.094123 | -119.9963 | 119.9693 | -0.094123 | -119.9963 | 119.9693
Line2_1_4 | 0 | 0 | 0 | 0 | 0 | 0 | 0 | 0 | 0 | 0 | 0 | 0 | 2.5575e-11 | 5.217e-11 | -9.7961e-11 | -4.0767e-12 | -2.3738e-11 | 4.803e-11 | 1.0347e-10 | -8.29e-11 | -3.6751e-12 | -5.8363e-11 | 4.1711e-11 | -3.267e-13 | 0 | 0 | 0 | 0 | 0 | 0 | 1.0477 | 1.0494 | 1.0502 | 1.0477 | 1.0494 | 1.0502 | -0.094123 | -119.9963 | 119.9693 | -0.094123 | -119.9963 | 119.9693
Line3_1_5 | 0 | 0 | 0 | 0 | 0 | 0 | 0 | 0 | 0 | 0 | 0 | 0 | 2.5575e-11 | 5.217e-11 | -9.7961e-11 | -4.0767e-12 | -2.3738e-11 | 4.803e-11 | 1.0347e-10 | -8.29e-11 | -3.6751e-12 | -5.8363e-11 | 4.1711e-11 | -3.267e-13 | 0 | 0 | 0 | 0 | 0 | 0 | 1.0477 | 1.0494 | 1.0502 | 1.0477 | 1.0494 | 1.0502 | -0.094123 | -119.9963 | 119.9693 | -0.094123 | -119.9963 | 119.9693
Line4_2_6 | 0 | 0 | 0 | 0 | 0 | 0 | 0 | 0 | 0 | 0 | 0 | 0 | 9.0184e-11 | 2.8364e-10 | -4.8433e-10 | -5.3452e-11 | -2.2299e-10 | 3.8694e-10 | 5.0344e-10 | -3.948e-10 | -4.7589e-11 | -4.127e-10 | 3.1751e-10 | 3.383e-11 | 0 | 0 | 0 | 0 | 0 | 0 | 1.0451 | 1.049 | 1.0501 | 1.0451 | 1.049 | 1.0501 | -0.14175 | -119.9763 | 119.9399 | -0.14175 | -119.9763 | 119.9399
Line5_6_7 | 0 | 0 | 0 | 0 | 0 | 0 | 0 | 0 | 0 | 0 | 0 | 0 | 7.2148e-11 | 2.2691e-10 | -3.8746e-10 | -3.5415e-11 | -1.6626e-10 | 2.9008e-10 | 4.0275e-10 | -3.1584e-10 | -3.8071e-11 | -3.1202e-10 | 2.3855e-10 | 2.4312e-11 | 0 | 0 | 0 | 0 | 0 | 0 | 1.0451 | 1.049 | 1.0501 | 1.0451 | 1.049 | 1.0501 | -0.14175 | -119.9763 | 119.9399 | -0.14175 | -119.9763 | 119.9399
Line6_7_8 | 0 | 0 | 0 | 0 | 0 | 0 | 0 | 0 | 0 | 0 | 0 | 0 | 5.4111e-11 | 1.7019e-10 | -2.906e-10 | -1.7378e-11 | -1.0953e-10 | 1.9321e-10 | 3.0206e-10 | -2.3688e-10 | -2.8553e-11 | -2.1133e-10 | 1.5959e-10 | 1.4795e-11 | 0 | 0 | 0 | 0 | 0 | 0 | 1.0451 | 1.049 | 1.0501 | 1.0451 | 1.049 | 1.0501 | -0.14175 | -119.9763 | 119.9399 | -0.14175 | -119.9763 | 119.9399
Line7_8_9 | 0 | 0 | 0 | 0 | 0 | 0 | 0 | 0 | 0 | 0 | 0 | 0 | 1.8037e-11 | 5.6729e-11 | -9.6866e-11 | 1.8696e-11 | 3.9273e-12 | -5.229e-13 | 1.0069e-10 | -7.896e-11 | -9.5177e-12 | -9.9547e-12 | 1.6715e-12 | -4.2408e-12 | 0 | 0 | 0 | 0 | 0 | 0 | 1.0451 | 1.049 | 1.0501 | 1.0451 | 1.049 | 1.0501 | -0.14175 | -119.9763 | 119.9399 | -0.14175 | -119.9763 | 119.9399
Line8_8_10 | 0 | 0 | 0 | 0 | 0 | 0 | 0 | 0 | 0 | 0 | 0 | 0 | 1.8037e-11 | 5.6729e-11 | -9.6866e-11 | 1.8696e-11 | 3.9273e-12 | -5.229e-13 | 1.0069e-10 | -7.896e-11 | -9.5177e-12 | -9.9547e-12 | 1.6715e-12 | -4.2408e-12 | 0 | 0 | 0 | 0 | 0 | 0 | 1.0451 | 1.049 | 1.0501 | 1.0451 | 1.049 | 1.0501 | -0.14175 | -119.9763 | 119.9399 | -0.14175 | -119.9763 | 119.9399
Line9_3_11 | 0 | 0 | 0 | 0 | 0 | 0 | 0 | 0 | 0 | 0 | 0 | 0 | 8.9512e-11 | 1.826e-10 | -3.4286e-10 | -6.8014e-11 | -1.5416e-10 | 2.9293e-10 | 3.6215e-10 | -2.9015e-10 | -1.2863e-11 | -3.1704e-10 | 2.4896e-10 | 8.8611e-12 | 0 | 0 | 0 | 0 | 0 | 0 | 1.0477 | 1.0494 | 1.0502 | 1.0477 | 1.0494 | 1.0502 | -0.094123 | -119.9963 | 119.9693 | -0.094123 | -119.9963 | 119.9693

## LG_max_fault_10
name | pf_ikss_a_from_ka | pf_ikss_b_from_ka | pf_ikss_c_from_ka | pf_ikss_a_to_ka | pf_ikss_b_to_ka | pf_ikss_c_to_ka | pf_skss_a_from_mw | pf_skss_b_from_mw | pf_skss_c_from_mw | pf_skss_a_to_mw | pf_skss_b_to_mw | pf_skss_c_to_mw | pf_p_a_from_mw | pf_p_b_from_mw | pf_p_c_from_mw | pf_p_a_to_mw | pf_p_b_to_mw | pf_p_c_to_mw | pf_q_a_from_mvar | pf_q_b_from_mvar | pf_q_c_from_mvar | pf_q_a_to_mvar | pf_q_b_to_mvar | pf_q_c_to_mvar | pf_ikss_a_from_degree | pf_ikss_b_from_degree | pf_ikss_c_from_degree | pf_ikss_a_to_degree | pf_ikss_b_to_degree | pf_ikss_c_to_degree | pf_vm_a_from_pu | pf_vm_b_from_pu | pf_vm_c_from_pu | pf_vm_a_to_pu | pf_vm_b_to_pu | pf_vm_c_to_pu | pf_va_a_from_degree | pf_va_b_from_degree | pf_va_c_from_degree | pf_va_a_to_degree | pf_va_b_to_degree | pf_va_c_to_degree
Line0_1_2 | 0.035755 | 0 | 0 | 0.035755 | 0 | 0 | 0.0082573 | 0 | 0 | 0.0082573 | 0 | 0 | 0.0064028 | 3.6403e-10 | -6.2716e-10 | -0.0063922 | -3.1369e-10 | 5.4368e-10 | 0.0064135 | -5.1335e-10 | -5.8241e-11 | -0.0063922 | 4.4588e-10 | 4.797e-11 | -45.1462 | 0 | 0 | 134.8538 | 0 | 0 | 1.0975 | 1.0993 | 1.1003 | 1.0948 | 1.0989 | 1.1002 | -0.098567 | -119.9961 | 119.9679 | -0.14619 | -119.9761 | 119.9385
Line10_11_12 | 0 | 0 | 0 | 0 | 0 | 0 | 0 | 0 | 0 | 0 | 0 | 0 | 8.8213e-11 | 1.7996e-10 | -3.3787e-10 | -6.3501e-11 | -1.4727e-10 | 2.8046e-10 | 3.5682e-10 | -2.8589e-10 | -1.2704e-11 | -3.0497e-10 | 2.3854e-10 | 8.0998e-12 | 0 | 0 | 0 | 0 | 0 | 0 | 1.0975 | 1.0993 | 1.1003 | 1.0975 | 1.0993 | 1.1003 | -0.098567 | -119.9961 | 119.9679 | -0.098567 | -119.9961 | 119.9679
Line11_12_13 | 0 | 0 | 0 | 0 | 0 | 0 | 0 | 0 | 0 | 0 | 0 | 0 | 7.3511e-11 | 1.4997e-10 | -2.8156e-10 | -4.8798e-11 | -1.1728e-10 | 2.2415e-10 | 2.9735e-10 | -2.3824e-10 | -1.0586e-11 | -2.455e-10 | 1.9089e-10 | 5.9825e-12 | 0 | 0 | 0 | 0 | 0 | 0 | 1.0975 | 1.0993 | 1.1003 | 1.0975 | 1.0993 | 1.1003 | -0.098567 | -119.9961 | 119.9679 | -0.098567 | -119.9961 | 119.9679
Line12_13_15 | 0 | 0 | 0 | 0 | 0 | 0 | 0 | 0 | 0 | 0 | 0 | 0 | 4.4107e-11 | 8.998e-11 | -1.6893e-10 | -1.9394e-11 | -5.729e-11 | 1.1153e-10 | 1.7841e-10 | -1.4295e-10 | -6.3518e-12 | -1.2656e-10 | 9.5597e-11 | 1.748e-12 | 0 | 0 | 0 | 0 | 0 | 0 | 1.0975 | 1.0993 | 1.1003 | 1.0975 | 1.0993 | 1.1003 | -0.098567 | -119.9961 | 119.9679 | -0.098567 | -119.9961 | 119.9679
Line13_13_14 | 0 | 0 | 0 | 0 | 0 | 0 | 0 | 0 | 0 | 0 | 0 | 0 | 1.4702e-11 | 2.9993e-11 | -5.6311e-11 | 1.001e-11 | 2.6968e-12 | -1.0918e-12 | 5.947e-11 | -4.7649e-11 | -2.1173e-12 | -7.6152e-12 | 2.9912e-13 | -2.4865e-12 | 0 | 0 | 0 | 0 | 0 | 0 | 1.0975 | 1.0993 | 1.1003 | 1.0975 | 1.0993 | 1.1003 | -0.098567 | -119.9961 | 119.9679 | -0.098567 | -119.9961 | 119.9679
Line14_15_16 | 0 | 0 | 0 | 0 | 0 | 0 | 0 | 0 | 0 | 0 | 0 | 0 | 2.9404e-11 | 5.9987e-11 | -1.1262e-10 | -4.6917e-12 | -2.7297e-11 | 5.5219e-11 | 1.1894e-10 | -9.5297e-11 | -4.2345e-12 | -6.7086e-11 | 4.7948e-11 | -3.6923e-13 | 0 | 0 | 0 | 0 | 0 | 0 | 1.0975 | 1.0993 | 1.1003 | 1.0975 | 1.0993 | 1.1003 | -0.098567 | -119.9961 | 119.9679 | -0.098567 | -119.9961 | 119.9679
Line15_16_17 | 0 | 0 | 0 | 0 | 0 | 0 | 0 | 0 | 0 | 0 | 0 | 0 | 1.4702e-11 | 2.9993e-11 | -5.6311e-11 | 1.001e-11 | 2.6968e-12 | -1.0918e-12 | 5.947e-11 | -4.7649e-11 | -2.1173e-12 | -7.6152e-12 | 2.9912e-13 | -2.4865e-12 | 0 | 0 | 0 | 0 | 0 | 0 | 1.0975 | 1.0993 | 1.1003 | 1.0975 | 1.0993 | 1.1003 | -0.098567 | -119.9961 | 119.9679 | -0.098567 | -119.9961 | 119.9679
Line16_4_18 | 0 | 0 | 0 | 0 | 0 | 0 | 0 | 0 | 0 | 0 | 0 | 0 | 1.4702e-11 | 2.9993e-11 | -5.6311e-11 | 1.001e-11 | 2.6968e-12 | -1.0918e-12 | 5.947e-11 | -4.7649e-11 | -2.1172e-12 | -7.6152e-12 | 2.9912e-13 | -2.4865e-12 | 0 | 0 | 0 | 0 | 0 | 0 | 1.0975 | 1.0993 | 1.1003 | 1.0975 | 1.0993 | 1.1003 | -0.098567 | -119.9961 | 119.9679 | -0.098567 | -119.9961 | 119.9679
Line17_5_19 | 0 | 0 | 0 | 0 | 0 | 0 | 0 | 0 | 0 | 0 | 0 | 0 | 1.4702e-11 | 2.9993e-11 | -5.6311e-11 | 1.001e-11 | 2.6968e-12 | -1.0918e-12 | 5.947e-11 | -4.7649e-11 | -2.1172e-12 | -7.6152e-12 | 2.9912e-13 | -2.4865e-12 | 0 | 0 | 0 | 0 | 0 | 0 | 1.0975 | 1.0993 | 1.1003 | 1.0975 | 1.0993 | 1.1003 | -0.098567 | -119.9961 | 119.9679 | -0.098567 | -119.9961 | 119.9679
Line1_1_3 | 0 | 0 | 0 | 0 | 0 | 0 | 0 | 0 | 0 | 0 | 0 | 0 | 1.1762e-10 | 2.3995e-10 | -4.5049e-10 | -9.2905e-11 | -2.0726e-10 | 3.9309e-10 | 4.7576e-10 | -3.8119e-10 | -1.6938e-11 | -4.2391e-10 | 3.3384e-10 | 1.2334e-11 | 0 | 0 | 0 | 0 | 0 | 0 | 1.0975 | 1.0993 | 1.1003 | 1.0975 | 1.0993 | 1.1003 | -0.098567 | -119.9961 | 119.9679 | -0.098567 | -119.9961 | 119.9679
Line2_1_4 | 0 | 0 | 0 | 0 | 0 | 0 | 0 | 0 | 0 | 0 | 0 | 0 | 2.9404e-11 | 5.9987e-11 | -1.1262e-10 | -4.6917e-12 | -2.7297e-11 | 5.5219e-11 | 1.1894e-10 | -9.5297e-11 | -4.2345e-12 | -6.7086e-11 | 4.7948e-11 | -3.6925e-13 | 0 | 0 | 0 | 0 | 0 | 0 | 1.0975 | 1.0993 | 1.1003 | 1.0975 | 1.0993 | 1.1003 | -0.098567 | -119.9961 | 119.9679 | -0.098567 | -119.9961 | 119.9679
Line3_1_5 | 0 | 0 | 0 | 0 | 0 | 0 | 0 | 0 | 0 | 0 | 0 | 0 | 2.9404e-11 | 5.9987e-11 | -1.1262e-10 | -4.6917e-12 | -2.7297e-11 | 5.5219e-11 | 1.1894e-10 | -9.5297e-11 | -4.2345e-12 | -6.7086e-11 | 4.7948e-11 | -3.6925e-13 | 0 | 0 | 0 | 0 | 0 | 0 | 1.0975 | 1.0993 | 1.1003 | 1.0975 | 1.0993 | 1.1003 | -0.098567 | -119.9961 | 119.9679 | -0.098567 | -119.9961 | 119.9679
Line4_2_6 | 0 | 0 | 0 | 0 | 0 | 0 | 0 | 0 | 0 | 0 | 0 | 0 | 1.0231e-10 | 3.1812e-10 | -5.443e-10 | -6.0886e-11 | -2.5007e-10 | 4.3482e-10 | 5.6588e-10 | -4.4403e-10 | -5.2735e-11 | -4.6397e-10 | 3.5707e-10 | 3.7423e-11 | 0 | 0 | 0 | 0 | 0 | 0 | 1.0948 | 1.0989 | 1.1002 | 1.0948 | 1.0989 | 1.1002 | -0.14619 | -119.9761 | 119.9385 | -0.14619 | -119.9761 | 119.9385
Line5_6_7 | 0 | 0 | 0 | 0 | 0 | 0 | 0 | 0 | 0 | 0 | 0 | 0 | 8.1852e-11 | 2.545e-10 | -4.3544e-10 | -4.0423e-11 | -1.8644e-10 | 3.2596e-10 | 4.527e-10 | -3.5522e-10 | -4.2188e-11 | -3.5079e-10 | 2.6827e-10 | 2.6876e-11 | 0 | 0 | 0 | 0 | 0 | 0 | 1.0948 | 1.0989 | 1.1002 | 1.0948 | 1.0989 | 1.1002 | -0.14619 | -119.9761 | 119.9385 | -0.14619 | -119.9761 | 119.9385
Line6_7_8 | 0 | 0 | 0 | 0 | 0 | 0 | 0 | 0 | 0 | 0 | 0 | 0 | 6.1389e-11 | 1.9087e-10 | -3.2658e-10 | -1.996e-11 | -1.2282e-10 | 2.171e-10 | 3.3953e-10 | -2.6642e-10 | -3.1641e-11 | -2.3762e-10 | 1.7946e-10 | 1.6329e-11 | 0 | 0 | 0 | 0 | 0 | 0 | 1.0948 | 1.0989 | 1.1002 | 1.0948 | 1.0989 | 1.1002 | -0.14619 | -119.9761 | 119.9385 | -0.14619 | -119.9761 | 119.9385
Line7_8_9 | 0 | 0 | 0 | 0 | 0 | 0 | 0 | 0 | 0 | 0 | 0 | 0 | 2.0463e-11 | 6.3624e-11 | -1.0886e-10 | 2.0966e-11 | 4.4305e-12 | -6.2301e-13 | 1.1318e-10 | -8.8806e-11 | -1.0547e-11 | -1.1267e-11 | 1.8476e-12 | -4.7653e-12 | 0 | 0 | 0 | 0 | 0 | 0 | 1.0948 | 1.0989 | 1.1002 | 1.0948 | 1.0989 | 1.1002 | -0.14619 | -119.9761 | 119.9385 | -0.14619 | -119.9761 | 119.9385
Line8_8_10 | 0 | 0 | 0 | 0 | 0 | 0 | 0 | 0 | 0 | 0 | 0 | 0 | 2.0463e-11 | 6.3624e-11 | -1.0886e-10 | 2.0966e-11 | 4.4305e-12 | -6.2301e-13 | 1.1318e-10 | -8.8806e-11 | -1.0547e-11 | -1.1267e-11 | 1.8476e-12 | -4.7653e-12 | 0 | 0 | 0 | 0 | 0 | 0 | 1.0948 | 1.0989 | 1.1002 | 1.0948 | 1.0989 | 1.1002 | -0.14619 | -119.9761 | 119.9385 | -0.14619 | -119.9761 | 119.9385
Line9_3_11 | 0 | 0 | 0 | 0 | 0 | 0 | 0 | 0 | 0 | 0 | 0 | 0 | 1.0292e-10 | 2.0995e-10 | -3.9418e-10 | -7.8203e-11 | -1.7726e-10 | 3.3678e-10 | 4.1629e-10 | -3.3354e-10 | -1.4821e-11 | -3.6444e-10 | 2.8619e-10 | 1.0217e-11 | 0 | 0 | 0 | 0 | 0 | 0 | 1.0975 | 1.0993 | 1.1003 | 1.0975 | 1.0993 | 1.1003 | -0.098567 | -119.9961 | 119.9679 | -0.098567 | -119.9961 | 119.9679

## LG_min_6
name | pf_ikss_a_from_ka | pf_ikss_b_from_ka | pf_ikss_c_from_ka | pf_ikss_a_to_ka | pf_ikss_b_to_ka | pf_ikss_c_to_ka | pf_skss_a_from_mw | pf_skss_b_from_mw | pf_skss_c_from_mw | pf_skss_a_to_mw | pf_skss_b_to_mw | pf_skss_c_to_mw | pf_p_a_from_mw | pf_p_b_from_mw | pf_p_c_from_mw | pf_p_a_to_mw | pf_p_b_to_mw | pf_p_c_to_mw | pf_q_a_from_mvar | pf_q_b_from_mvar | pf_q_c_from_mvar | pf_q_a_to_mvar | pf_q_b_to_mvar | pf_q_c_to_mvar | pf_ikss_a_from_degree | pf_ikss_b_from_degree | pf_ikss_c_from_degree | pf_ikss_a_to_degree | pf_ikss_b_to_degree | pf_ikss_c_to_degree | pf_vm_a_from_pu | pf_vm_b_from_pu | pf_vm_c_from_pu | pf_vm_a_to_pu | pf_vm_b_to_pu | pf_vm_c_to_pu | pf_va_a_from_degree | pf_va_b_from_degree | pf_va_c_from_degree | pf_va_a_to_degree | pf_va_b_to_degree | pf_va_c_to_degree
Line0_1_2 | 5.349 | 0 | 0 | 5.349 | 0 | 0 | 1.2353 | 0 | 0 | 1.2353 | 0 | 0 | 0.45779 | 7.2457e-08 | -8.0192e-08 | -1.7688e-13 | -6.5304e-08 | 6.7623e-08 | 0.47687 | -3.3502e-08 | -4.0064e-08 | 2.2744e-13 | 2.0585e-08 | 2.6716e-08 | -62.9071 | 0 | 0 | 117.0929 | 0 | 0 | 0.53512 | 0.85969 | 0.9654 | 0 | 0.84668 | 0.89909 | -16.7379 | -117.2756 | 114.085 | 0 | -110.1368 | 108.9168
Line10_11_12 | 0 | 0 | 0 | 0 | 0 | 0 | 0 | 0 | 0 | 0 | 0 | 0 | 5.8685e-09 | 3.1148e-08 | -4.2681e-08 | -4.1553e-09 | -2.5676e-08 | 3.5495e-08 | 2.5923e-08 | -2.3759e-08 | -1.0662e-08 | -2.2139e-08 | 1.9941e-08 | 8.5385e-09 | 0 | 0 | 0 | 0 | 0 | 0 | 0.53512 | 0.85969 | 0.9654 | 0.53512 | 0.85969 | 0.9654 | -16.7379 | -117.2756 | 114.085 | -16.7379 | -117.2756 | 114.085
Line11_12_13 | 0 | 0 | 0 | 0 | 0 | 0 | 0 | 0 | 0 | 0 | 0 | 0 | 4.8904e-09 | 2.5957e-08 | -3.5567e-08 | -3.1772e-09 | -2.0484e-08 | 2.8381e-08 | 2.1603e-08 | -1.9799e-08 | -8.885e-09 | -1.7819e-08 | 1.5981e-08 | 6.7615e-09 | 0 | 0 | 0 | 0 | 0 | 0 | 0.53512 | 0.85969 | 0.9654 | 0.53512 | 0.85969 | 0.9654 | -16.7379 | -117.2756 | 114.085 | -16.7379 | -117.2756 | 114.085
Line12_13_15 | 0 | 0 | 0 | 0 | 0 | 0 | 0 | 0 | 0 | 0 | 0 | 0 | 2.9342e-09 | 1.5574e-08 | -2.134e-08 | -1.2211e-09 | -1.0102e-08 | 1.4154e-08 | 1.2962e-08 | -1.1879e-08 | -5.331e-09 | -9.1778e-09 | 8.0619e-09 | 3.2075e-09 | 0 | 0 | 0 | 0 | 0 | 0 | 0.53512 | 0.85969 | 0.9654 | 0.53512 | 0.85969 | 0.9654 | -16.7379 | -117.2756 | 114.085 | -16.7379 | -117.2756 | 114.085
Line13_13_14 | 0 | 0 | 0 | 0 | 0 | 0 | 0 | 0 | 0 | 0 | 0 | 0 | 9.7808e-10 | 5.1914e-09 | -7.1134e-09 | 7.3506e-10 | 2.813e-10 | -7.2399e-11 | 4.3205e-09 | -3.9598e-09 | -1.777e-09 | -5.3683e-10 | 1.4234e-10 | -3.4654e-10 | 0 | 0 | 0 | 0 | 0 | 0 | 0.53512 | 0.85969 | 0.9654 | 0.53512 | 0.85969 | 0.9654 | -16.7379 | -117.2756 | 114.085 | -16.7379 | -117.2756 | 114.085
Line14_15_16 | 0 | 0 | 0 | 0 | 0 | 0 | 0 | 0 | 0 | 0 | 0 | 0 | 1.9562e-09 | 1.0383e-08 | -1.4227e-08 | -2.4301e-10 | -4.9101e-09 | 7.041e-09 | 8.641e-09 | -7.9195e-09 | -3.554e-09 | -4.8573e-09 | 4.1021e-09 | 1.4305e-09 | 0 | 0 | 0 | 0 | 0 | 0 | 0.53512 | 0.85969 | 0.9654 | 0.53512 | 0.85969 | 0.9654 | -16.7379 | -117.2756 | 114.085 | -16.7379 | -117.2756 | 114.085
Line15_16_17 | 0 | 0 | 0 | 0 | 0 | 0 | 0 | 0 | 0 | 0 | 0 | 0 | 9.7808e-10 | 5.1914e-09 | -7.1134e-09 | 7.3506e-10 | 2.813e-10 | -7.2399e-11 | 4.3205e-09 | -3.9598e-09 | -1.777e-09 | -5.3683e-10 | 1.4234e-10 | -3.4654e-10 | 0 | 0 | 0 | 0 | 0 | 0 | 0.53512 | 0.85969 | 0.9654 | 0.53512 | 0.85969 | 0.9654 | -16.7379 | -117.2756 | 114.085 | -16.7379 | -117.2756 | 114.085
Line16_4_18 | 0 | 0 | 0 | 0 | 0 | 0 | 0 | 0 | 0 | 0 | 0 | 0 | 9.7808e-10 | 5.1914e-09 | -7.1134e-09 | 7.3506e-10 | 2.813e-10 | -7.2399e-11 | 4.3205e-09 | -3.9598e-09 | -1.777e-09 | -5.3683e-10 | 1.4234e-10 | -3.4654e-10 | 0 | 0 | 0 | 0 | 0 | 0 | 0.53512 | 0.85969 | 0.9654 | 0.53512 | 0.85969 | 0.9654 | -16.7379 | -117.2756 | 114.085 | -16.7379 | -117.2756 | 114.085
Line17_5_19 | 0 | 0 | 0 | 0 | 0 | 0 | 0 | 0 | 0 | 0 | 0 | 0 | 9.7808e-10 | 5.1914e-09 | -7.1134e-09 | 7.3506e-10 | 2.813e-10 | -7.2399e-11 | 4.3205e-09 | -3.9598e-09 | -1.777e-09 | -5.3683e-10 | 1.4234e-10 | -3.4654e-10 | 0 | 0 | 0 | 0 | 0 | 0 | 0.53512 | 0.85969 | 0.9654 | 0.53512 | 0.85969 | 0.9654 | -16.7379 | -117.2756 | 114.085 | -16.7379 | -117.2756 | 114.085
Line1_1_3 | 0 | 0 | 0 | 0 | 0 | 0 | 0 | 0 | 0 | 0 | 0 | 0 | 7.8246e-09 | 4.1531e-08 | -5.6908e-08 | -6.1115e-09 | -3.6059e-08 | 4.9722e-08 | 3.4564e-08 | -3.1678e-08 | -1.4216e-08 | -3.078e-08 | 2.7861e-08 | 1.2092e-08 | 0 | 0 | 0 | 0 | 0 | 0 | 0.53512 | 0.85969 | 0.9654 | 0.53512 | 0.85969 | 0.9654 | -16.7379 | -117.2756 | 114.085 | -16.7379 | -117.2756 | 114.085
Line2_1_4 | 0 | 0 | 0 | 0 | 0 | 0 | 0 | 0 | 0 | 0 | 0 | 0 | 1.9562e-09 | 1.0383e-08 | -1.4227e-08 | -2.4301e-10 | -4.9101e-09 | 7.041e-09 | 8.641e-09 | -7.9195e-09 | -3.554e-09 | -4.8573e-09 | 4.1021e-09 | 1.4305e-09 | 0 | 0 | 0 | 0 | 0 | 0 | 0.53512 | 0.85969 | 0.9654 | 0.53512 | 0.85969 | 0.9654 | -16.7379 | -117.2756 | 114.085 | -16.7379 | -117.2756 | 114.085
Line3_1_5 | 0 | 0 | 0 | 0 | 0 | 0 | 0 | 0 | 0 | 0 | 0 | 0 | 1.9562e-09 | 1.0383e-08 | -1.4227e-08 | -2.4301e-10 | -4.9101e-09 | 7.041e-09 | 8.641e-09 | -7.9195e-09 | -3.554e-09 | -4.8573e-09 | 4.1021e-09 | 1.4305e-09 | 0 | 0 | 0 | 0 | 0 | 0 | 0.53512 | 0.85969 | 0.9654 | 0.53512 | 0.85969 | 0.9654 | -16.7379 | -117.2756 | 114.085 | -16.7379 | -117.2756 | 114.085
Line4_2_6 | 0 | 0 | 0 | 0 | 0 | 0 | 0 | 0 | 0 | 0 | 0 | 0 | 1.9686e-20 | 6.5581e-08 | -6.7514e-08 | 1.1664e-15 | -5.2188e-08 | 5.4121e-08 | -2.7125e-21 | -2.008e-08 | -2.7318e-08 | 9.3265e-16 | 1.6569e-08 | 2.1253e-08 | 0 | 0 | 0 | 0 | 0 | 0 | 0 | 0.84668 | 0.89909 | 0 | 0.84668 | 0.89909 | 0 | -110.1368 | 108.9168 | 0 | -110.1368 | 108.9168
Line5_6_7 | 0 | 0 | 0 | 0 | 0 | 0 | 0 | 0 | 0 | 0 | 0 | 0 | -1.1905e-15 | 5.2465e-08 | -5.4011e-08 | 1.5532e-15 | -3.9071e-08 | 4.0618e-08 | -8.6151e-16 | -1.6064e-08 | -2.1855e-08 | 1.2715e-15 | 1.2553e-08 | 1.5789e-08 | 0 | 0 | 0 | 0 | 0 | 0 | 0 | 0.84668 | 0.89909 | 0 | 0.84668 | 0.89909 | 0 | -110.1368 | 108.9168 | 0 | -110.1368 | 108.9168
Line6_7_8 | 0 | 0 | 0 | 0 | 0 | 0 | 0 | 0 | 0 | 0 | 0 | 0 | -1.5956e-15 | 3.9349e-08 | -4.0508e-08 | 1.3506e-15 | -2.5955e-08 | 2.7115e-08 | -1.1446e-15 | -1.2048e-08 | -1.6391e-08 | 1.1643e-15 | 8.5371e-09 | 1.0325e-08 | 0 | 0 | 0 | 0 | 0 | 0 | 0 | 0.84668 | 0.89909 | 0 | 0.84668 | 0.89909 | 0 | -110.1368 | 108.9168 | 0 | -110.1368 | 108.9168
Line7_8_9 | 0 | 0 | 0 | 0 | 0 | 0 | 0 | 0 | 0 | 0 | 0 | 0 | -7.0275e-16 | 1.3116e-08 | -1.3503e-08 | -5.5847e-17 | 2.7717e-10 | 1.0944e-10 | -4.985e-16 | -4.016e-09 | -5.4637e-09 | 1.7709e-16 | 5.052e-10 | -6.0204e-10 | 0 | 0 | 0 | 0 | 0 | 0 | 0 | 0.84668 | 0.89909 | 0 | 0.84668 | 0.89909 | 0 | -110.1368 | 108.9168 | 0 | -110.1368 | 108.9168
Line8_8_10 | 0 | 0 | 0 | 0 | 0 | 0 | 0 | 0 | 0 | 0 | 0 | 0 | -7.0275e-16 | 1.3116e-08 | -1.3503e-08 | -5.5847e-17 | 2.7717e-10 | 1.0944e-10 | -4.985e-16 | -4.016e-09 | -5.4637e-09 | 1.7709e-16 | 5.052e-10 | -6.0204e-10 | 0 | 0 | 0 | 0 | 0 | 0 | 0 | 0.84668 | 0.89909 | 0 | 0.84668 | 0.89909 | 0 | -110.1368 | 108.9168 | 0 | -110.1368 | 108.9168
Line9_3_11 | 0 | 0 | 0 | 0 | 0 | 0 | 0 | 0 | 0 | 0 | 0 | 0 | 6.8465e-09 | 3.634e-08 | -4.9794e-08 | -5.1334e-09 | -3.0867e-08 | 4.2608e-08 | 3.0244e-08 | -2.7718e-08 | -1.2439e-08 | -2.646e-08 | 2.3901e-08 | 1.0315e-08 | 0 | 0 | 0 | 0 | 0 | 0 | 0.53512 | 0.85969 | 0.9654 | 0.53512 | 0.85969 | 0.9654 | -16.7379 | -117.2756 | 114.085 | -16.7379 | -117.2756 | 114.085

## LG_min_10
name | pf_ikss_a_from_ka | pf_ikss_b_from_ka | pf_ikss_c_from_ka | pf_ikss_a_to_ka | pf_ikss_b_to_ka | pf_ikss_c_to_ka | pf_skss_a_from_mw | pf_skss_b_from_mw | pf_skss_c_from_mw | pf_skss_a_to_mw | pf_skss_b_to_mw | pf_skss_c_to_mw | pf_p_a_from_mw | pf_p_b_from_mw | pf_p_c_from_mw | pf_p_a_to_mw | pf_p_b_to_mw | pf_p_c_to_mw | pf_q_a_from_mvar | pf_q_b_from_mvar | pf_q_c_from_mvar | pf_q_a_to_mvar | pf_q_b_to_mvar | pf_q_c_to_mvar | pf_ikss_a_from_degree | pf_ikss_b_from_degree | pf_ikss_c_from_degree | pf_ikss_a_to_degree | pf_ikss_b_to_degree | pf_ikss_c_to_degree | pf_vm_a_from_pu | pf_vm_b_from_pu | pf_vm_c_from_pu | pf_vm_a_to_pu | pf_vm_b_to_pu | pf_vm_c_to_pu | pf_va_a_from_degree | pf_va_b_from_degree | pf_va_c_from_degree | pf_va_a_to_degree | pf_va_b_to_degree | pf_va_c_to_degree
Line0_1_2 | 5.0675 | 0 | 0 | 5.0675 | 0 | 0 | 1.1703 | 0 | 0 | 1.1703 | 0 | 0 | 0.41087 | 6.5031e-08 | -7.1973e-08 | -1.5871e-13 | -5.8611e-08 | 6.0692e-08 | 0.42799 | -3.0068e-08 | -3.5958e-08 | 2.0408e-13 | 1.8475e-08 | 2.3978e-08 | -62.9071 | 0 | 0 | 117.0929 | 0 | 0 | 0.50696 | 0.81444 | 0.91458 | 0 | 0.80211 | 0.85177 | -16.7379 | -117.2756 | 114.085 | 0 | -110.1368 | 108.9168
Line10_11_12 | 0 | 0 | 0 | 0 | 0 | 0 | 0 | 0 | 0 | 0 | 0 | 0 | 5.267e-09 | 2.7956e-08 | -3.8306e-08 | -3.7294e-09 | -2.3044e-08 | 3.1857e-08 | 2.3266e-08 | -2.1323e-08 | -9.5692e-09 | -1.987e-08 | 1.7897e-08 | 7.6633e-09 | 0 | 0 | 0 | 0 | 0 | 0 | 0.50696 | 0.81444 | 0.91458 | 0.50696 | 0.81444 | 0.91458 | -16.7379 | -117.2756 | 114.085 | -16.7379 | -117.2756 | 114.085
Line11_12_13 | 0 | 0 | 0 | 0 | 0 | 0 | 0 | 0 | 0 | 0 | 0 | 0 | 4.3891e-09 | 2.3297e-08 | -3.1922e-08 | -2.8516e-09 | -1.8385e-08 | 2.5472e-08 | 1.9388e-08 | -1.777e-08 | -7.9744e-09 | -1.5993e-08 | 1.4343e-08 | 6.0685e-09 | 0 | 0 | 0 | 0 | 0 | 0 | 0.50696 | 0.81444 | 0.91458 | 0.50696 | 0.81444 | 0.91458 | -16.7379 | -117.2756 | 114.085 | -16.7379 | -117.2756 | 114.085
Line12_13_15 | 0 | 0 | 0 | 0 | 0 | 0 | 0 | 0 | 0 | 0 | 0 | 0 | 2.6335e-09 | 1.3978e-08 | -1.9153e-08 | -1.0959e-09 | -9.0662e-09 | 1.2704e-08 | 1.1633e-08 | -1.0662e-08 | -4.7846e-09 | -8.2372e-09 | 7.2356e-09 | 2.8787e-09 | 0 | 0 | 0 | 0 | 0 | 0 | 0.50696 | 0.81444 | 0.91458 | 0.50696 | 0.81444 | 0.91458 | -16.7379 | -117.2756 | 114.085 | -16.7379 | -117.2756 | 114.085
Line13_13_14 | 0 | 0 | 0 | 0 | 0 | 0 | 0 | 0 | 0 | 0 | 0 | 0 | 8.7783e-10 | 4.6593e-09 | -6.3844e-09 | 6.5972e-10 | 2.5247e-10 | -6.4979e-11 | 3.8777e-09 | -3.5539e-09 | -1.5949e-09 | -4.8181e-10 | 1.2775e-10 | -3.1103e-10 | 0 | 0 | 0 | 0 | 0 | 0 | 0.50696 | 0.81444 | 0.91458 | 0.50696 | 0.81444 | 0.91458 | -16.7379 | -117.2756 | 114.085 | -16.7379 | -117.2756 | 114.085
Line14_15_16 | 0 | 0 | 0 | 0 | 0 | 0 | 0 | 0 | 0 | 0 | 0 | 0 | 1.7557e-09 | 9.3186e-09 | -1.2769e-08 | -2.1811e-10 | -4.4069e-09 | 6.3194e-09 | 7.7554e-09 | -7.1078e-09 | -3.1897e-09 | -4.3595e-09 | 3.6817e-09 | 1.2838e-09 | 0 | 0 | 0 | 0 | 0 | 0 | 0.50696 | 0.81444 | 0.91458 | 0.50696 | 0.81444 | 0.91458 | -16.7379 | -117.2756 | 114.085 | -16.7379 | -117.2756 | 114.085
Line15_16_17 | 0 | 0 | 0 | 0 | 0 | 0 | 0 | 0 | 0 | 0 | 0 | 0 | 8.7783e-10 | 4.6593e-09 | -6.3844e-09 | 6.5972e-10 | 2.5247e-10 | -6.4979e-11 | 3.8777e-09 | -3.5539e-09 | -1.5949e-09 | -4.8181e-10 | 1.2775e-10 | -3.1103e-10 | 0 | 0 | 0 | 0 | 0 | 0 | 0.50696 | 0.81444 | 0.91458 | 0.50696 | 0.81444 | 0.91458 | -16.7379 | -117.2756 | 114.085 | -16.7379 | -117.2756 | 114.085
Line16_4_18 | 0 | 0 | 0 | 0 | 0 | 0 | 0 | 0 | 0 | 0 | 0 | 0 | 8.7783e-10 | 4.6593e-09 | -6.3844e-09 | 6.5972e-10 | 2.5247e-10 | -6.4979e-11 | 3.8777e-09 | -3.5539e-09 | -1.5949e-09 | -4.8181e-10 | 1.2775e-10 | -3.1103e-10 | 0 | 0 | 0 | 0 | 0 | 0 | 0.50696 | 0.81444 | 0.91458 | 0.50696 | 0.81444 | 0.91458 | -16.7379 | -117.2756 | 114.085 | -16.7379 | -117.2756 | 114.085
Line17_5_19 | 0 | 0 | 0 | 0 | 0 | 0 | 0 | 0 | 0 | 0 | 0 | 0 | 8.7783e-10 | 4.6593e-09 | -6.3844e-09 | 6.5972e-10 | 2.5247e-10 | -6.4979e-11 | 3.8777e-09 | -3.5539e-09 | -1.5949e-09 | -4.8181e-10 | 1.2775e-10 | -3.1103e-10 | 0 | 0 | 0 | 0 | 0 | 0 | 0.50696 | 0.81444 | 0.91458 | 0.50696 | 0.81444 | 0.91458 | -16.7379 | -117.2756 | 114.085 | -16.7379 | -117.2756 | 114.085
Line1_1_3 | 0 | 0 | 0 | 0 | 0 | 0 | 0 | 0 | 0 | 0 | 0 | 0 | 7.0226e-09 | 3.7275e-08 | -5.1075e-08 | -5.4851e-09 | -3.2363e-08 | 4.4626e-08 | 3.1021e-08 | -2.8431e-08 | -1.2759e-08 | -2.7626e-08 | 2.5005e-08 | 1.0853e-08 | 0 | 0 | 0 | 0 | 0 | 0 | 0.50696 | 0.81444 | 0.91458 | 0.50696 | 0.81444 | 0.91458 | -16.7379 | -117.2756 | 114.085 | -16.7379 | -117.2756 | 114.085
Line2_1_4 | 0 | 0 | 0 | 0 | 0 | 0 | 0 | 0 | 0 | 0 | 0 | 0 | 1.7557e-09 | 9.3186e-09 | -1.2769e-08 | -2.1811e-10 | -4.4068e-09 | 6.3194e-09 | 7.7554e-09 | -7.1078e-09 | -3.1897e-09 | -4.3595e-09 | 3.6817e-09 | 1.2838e-09 | 0 | 0 | 0 | 0 | 0 | 0 | 0.50696 | 0.81444 | 0.91458 | 0.50696 | 0.81444 | 0.91458 | -16.7379 | -117.2756 | 114.085 | -16.7379 | -117.2756 | 114.085
Line3_1_5 | 0 | 0 | 0 | 0 | 0 | 0 | 0 | 0 | 0 | 0 | 0 | 0 | 1.7557e-09 | 9.3186e-09 | -1.2769e-08 | -2.1811e-10 | -4.4068e-09 | 6.3194e-09 | 7.7554e-09 | -7.1078e-09 | -3.1897e-09 | -4.3595e-09 | 3.6817e-09 | 1.2838e-09 | 0 | 0 | 0 | 0 | 0 | 0 | 0.50696 | 0.81444 | 0.91458 | 0.50696 | 0.81444 | 0.91458 | -16.7379 | -117.2756 | 114.085 | -16.7379 | -117.2756 | 114.085
Line4_2_6 | 0 | 0 | 0 | 0 | 0 | 0 | 0 | 0 | 0 | 0 | 0 | 0 | 1.7664e-20 | 5.8859e-08 | -6.0594e-08 | 1.0468e-15 | -4.6839e-08 | 4.8574e-08 | -2.4338e-21 | -1.8022e-08 | -2.4519e-08 | 8.3706e-16 | 1.4871e-08 | 1.9074e-08 | 0 | 0 | 0 | 0 | 0 | 0 | 0 | 0.80211 | 0.85177 | 0 | 0.80211 | 0.85177 | 0 | -110.1368 | 108.9168 | 0 | -110.1368 | 108.9168
Line5_6_7 | 0 | 0 | 0 | 0 | 0 | 0 | 0 | 0 | 0 | 0 | 0 | 0 | -1.0685e-15 | 4.7087e-08 | -4.8475e-08 | 1.394e-15 | -3.5067e-08 | 3.6455e-08 | -7.7321e-16 | -1.4417e-08 | -1.9615e-08 | 1.1412e-15 | 1.1266e-08 | 1.4171e-08 | 0 | 0 | 0 | 0 | 0 | 0 | 0 | 0.80211 | 0.85177 | 0 | 0.80211 | 0.85177 | 0 | -110.1368 | 108.9168 | 0 | -110.1368 | 108.9168
Line6_7_8 | 0 | 0 | 0 | 0 | 0 | 0 | 0 | 0 | 0 | 0 | 0 | 0 | -1.4321e-15 | 3.5316e-08 | -3.6357e-08 | 1.2122e-15 | -2.3295e-08 | 2.4336e-08 | -1.0273e-15 | -1.0813e-08 | -1.4711e-08 | 1.045e-15 | 7.6621e-09 | 9.2671e-09 | 0 | 0 | 0 | 0 | 0 | 0 | 0 | 0.80211 | 0.85177 | 0 | 0.80211 | 0.85177 | 0 | -110.1368 | 108.9168 | 0 | -110.1368 | 108.9168
Line7_8_9 | 0 | 0 | 0 | 0 | 0 | 0 | 0 | 0 | 0 | 0 | 0 | 0 | -6.3072e-16 | 1.1772e-08 | -1.2119e-08 | -5.0123e-17 | 2.4877e-10 | 9.822e-11 | -4.4741e-16 | -3.6043e-09 | -4.9037e-09 | 1.5894e-16 | 4.5342e-10 | -5.4033e-10 | 0 | 0 | 0 | 0 | 0 | 0 | 0 | 0.80211 | 0.85177 | 0 | 0.80211 | 0.85177 | 0 | -110.1368 | 108.9168 | 0 | -110.1368 | 108.9168
Line8_8_10 | 0 | 0 | 0 | 0 | 0 | 0 | 0 | 0 | 0 | 0 | 0 | 0 | -6.3072e-16 | 1.1772e-08 | -1.2119e-08 | -5.0123e-17 | 2.4877e-10 | 9.822e-11 | -4.4741e-16 | -3.6043e-09 | -4.9037e-09 | 1.5894e-16 | 4.5342e-10 | -5.4033e-10 | 0 | 0 | 0 | 0 | 0 | 0 | 0 | 0.80211 | 0.85177 | 0 | 0.80211 | 0.85177 | 0 | -110.1368 | 108.9168 | 0 | -110.1368 | 108.9168
Line9_3_11 | 0 | 0 | 0 | 0 | 0 | 0 | 0 | 0 | 0 | 0 | 0 | 0 | 6.1448e-09 | 3.2615e-08 | -4.4691e-08 | -4.6073e-09 | -2.7703e-08 | 3.8241e-08 | 2.7144e-08 | -2.4877e-08 | -1.1164e-08 | -2.3748e-08 | 2.1451e-08 | 9.2582e-09 | 0 | 0 | 0 | 0 | 0 | 0 | 0.50696 | 0.81444 | 0.91458 | 0.50696 | 0.81444 | 0.91458 | -16.7379 | -117.2756 | 114.085 | -16.7379 | -117.2756 | 114.085

## LG_min_fault_6
name | pf_ikss_a_from_ka | pf_ikss_b_from_ka | pf_ikss_c_from_ka | pf_ikss_a_to_ka | pf_ikss_b_to_ka | pf_ikss_c_to_ka | pf_skss_a_from_mw | pf_skss_b_from_mw | pf_skss_c_from_mw | pf_skss_a_to_mw | pf_skss_b_to_mw | pf_skss_c_to_mw | pf_p_a_from_mw | pf_p_b_from_mw | pf_p_c_from_mw | pf_p_a_to_mw | pf_p_b_to_mw | pf_p_c_to_mw | pf_q_a_from_mvar | pf_q_b_from_mvar | pf_q_c_from_mvar | pf_q_a_to_mvar | pf_q_b_to_mvar | pf_q_c_to_mvar | pf_ikss_a_from_degree | pf_ikss_b_from_degree | pf_ikss_c_from_degree | pf_ikss_a_to_degree | pf_ikss_b_to_degree | pf_ikss_c_to_degree | pf_vm_a_from_pu | pf_vm_b_from_pu | pf_vm_c_from_pu | pf_vm_a_to_pu | pf_vm_b_to_pu | pf_vm_c_to_pu | pf_va_a_from_degree | pf_va_b_from_degree | pf_va_c_from_degree | pf_va_a_to_degree | pf_va_b_to_degree | pf_va_c_to_degree
Line0_1_2 | 0.030857 | 0 | 0 | 0.030857 | 0 | 0 | 0.007126 | 0 | 0 | 0.007126 | 0 | 0 | 0.0047759 | 3.5747e-10 | -4.9251e-10 | -0.0047606 | -3.1238e-10 | 4.2851e-10 | 0.0047765 | -3.6174e-10 | -1.2851e-10 | -0.0047606 | 3.1379e-10 | 1.1299e-10 | -45.1016 | 0 | 0 | 134.8984 | 0 | 0 | 0.94787 | 0.94943 | 0.95023 | 0.94478 | 0.94911 | 0.94993 | -0.097819 | -119.9962 | 119.9681 | -0.10163 | -119.9642 | 119.9355
Line10_11_12 | 0 | 0 | 0 | 0 | 0 | 0 | 0 | 0 | 0 | 0 | 0 | 0 | 6.5339e-11 | 1.3277e-10 | -2.4962e-10 | -4.7051e-11 | -1.0865e-10 | 2.0721e-10 | 2.6361e-10 | -2.1133e-10 | -9.1689e-12 | -2.2531e-10 | 1.7633e-10 | 5.8005e-12 | 0 | 0 | 0 | 0 | 0 | 0 | 0.94787 | 0.94943 | 0.95023 | 0.94787 | 0.94943 | 0.95023 | -0.097819 | -119.9962 | 119.9681 | -0.097819 | -119.9962 | 119.9681
Line11_12_13 | 0 | 0 | 0 | 0 | 0 | 0 | 0 | 0 | 0 | 0 | 0 | 0 | 5.4449e-11 | 1.1064e-10 | -2.0802e-10 | -3.6161e-11 | -8.6517e-11 | 1.6561e-10 | 2.1967e-10 | -1.7611e-10 | -7.6408e-12 | -1.8138e-10 | 1.4111e-10 | 4.2723e-12 | 0 | 0 | 0 | 0 | 0 | 0 | 0.94787 | 0.94943 | 0.95023 | 0.94787 | 0.94943 | 0.95023 | -0.097819 | -119.9962 | 119.9681 | -0.097819 | -119.9962 | 119.9681
Line12_13_15 | 0 | 0 | 0 | 0 | 0 | 0 | 0 | 0 | 0 | 0 | 0 | 0 | 3.2669e-11 | 6.6385e-11 | -1.2481e-10 | -1.4382e-11 | -4.226e-11 | 8.2398e-11 | 1.318e-10 | -1.0567e-10 | -4.5845e-12 | -9.3506e-11 | 7.0665e-11 | 1.216e-12 | 0 | 0 | 0 | 0 | 0 | 0 | 0.94787 | 0.94943 | 0.95023 | 0.94787 | 0.94943 | 0.95023 | -0.097819 | -119.9962 | 119.9681 | -0.097819 | -119.9962 | 119.9681
Line13_13_14 | 0 | 0 | 0 | 0 | 0 | 0 | 0 | 0 | 0 | 0 | 0 | 0 | 1.089e-11 | 2.2128e-11 | -4.1603e-11 | 7.3978e-12 | 1.9963e-12 | -8.0871e-13 | 4.3935e-11 | -3.5222e-11 | -1.5282e-12 | -5.6369e-12 | 2.2085e-13 | -1.8403e-12 | 0 | 0 | 0 | 0 | 0 | 0 | 0.94787 | 0.94943 | 0.95023 | 0.94787 | 0.94943 | 0.95023 | -0.097819 | -119.9962 | 119.9681 | -0.097819 | -119.9962 | 119.9681
Line14_15_16 | 0 | 0 | 0 | 0 | 0 | 0 | 0 | 0 | 0 | 0 | 0 | 0 | 2.178e-11 | 4.4257e-11 | -8.3207e-11 | -3.492e-12 | -2.0132e-11 | 4.0795e-11 | 8.7869e-11 | -7.0444e-11 | -3.0563e-12 | -4.9572e-11 | 3.5443e-11 | -3.1216e-13 | 0 | 0 | 0 | 0 | 0 | 0 | 0.94787 | 0.94943 | 0.95023 | 0.94787 | 0.94943 | 0.95023 | -0.097819 | -119.9962 | 119.9681 | -0.097819 | -119.9962 | 119.9681
Line15_16_17 | 0 | 0 | 0 | 0 | 0 | 0 | 0 | 0 | 0 | 0 | 0 | 0 | 1.089e-11 | 2.2128e-11 | -4.1603e-11 | 7.3978e-12 | 1.9963e-12 | -8.0871e-13 | 4.3935e-11 | -3.5222e-11 | -1.5282e-12 | -5.6369e-12 | 2.2085e-13 | -1.8403e-12 | 0 | 0 | 0 | 0 | 0 | 0 | 0.94787 | 0.94943 | 0.95023 | 0.94787 | 0.94943 | 0.95023 | -0.097819 | -119.9962 | 119.9681 | -0.097819 | -119.9962 | 119.9681
Line16_4_18 | 0 | 0 | 0 | 0 | 0 | 0 | 0 | 0 | 0 | 0 | 0 | 0 | 1.089e-11 | 2.2128e-11 | -4.1603e-11 | 7.3978e-12 | 1.9963e-12 | -8.0871e-13 | 4.3935e-11 | -3.5222e-11 | -1.5281e-12 | -5.6369e-12 | 2.2085e-13 | -1.8403e-12 | 0 | 0 | 0 | 0 | 0 | 0 | 0.94787 | 0.94943 | 0.95023 | 0.94787 | 0.94943 | 0.95023 | -0.097819 | -119.9962 | 119.9681 | -0.097819 | -119.9962 | 119.9681
Line17_5_19 | 0 | 0 | 0 | 0 | 0 | 0 | 0 | 0 | 0 | 0 | 0 | 0 | 1.089e-11 | 2.2128e-11 | -4.1603e-11 | 7.3978e-12 | 1.9963e-12 | -8.0871e-13 | 4.3935e-11 | -3.5222e-11 | -1.5281e-12 | -5.6369e-12 | 2.2085e-13 | -1.8403e-12 | 0 | 0 | 0 | 0 | 0 | 0 | 0.94787 | 0.94943 | 0.95023 | 0.94787 | 0.94943 | 0.95023 | -0.097819 | -119.9962 | 119.9681 | -0.097819 | -119.9962 | 119.9681
Line1_1_3 | 0 | 0 | 0 | 0 | 0 | 0 | 0 | 0 | 0 | 0 | 0 | 0 | 8.7118e-11 | 1.7703e-10 | -3.3283e-10 | -6.8831e-11 | -1.529e-10 | 2.9042e-10 | 3.5148e-10 | -2.8178e-10 | -1.2225e-11 | -3.1318e-10 | 2.4677e-10 | 8.8567e-12 | 0 | 0 | 0 | 0 | 0 | 0 | 0.94787 | 0.94943 | 0.95023 | 0.94787 | 0.94943 | 0.95023 | -0.097819 | -119.9962 | 119.9681 | -0.097819 | -119.9962 | 119.9681
Line2_1_4 | 0 | 0 | 0 | 0 | 0 | 0 | 0 | 0 | 0 | 0 | 0 | 0 | 2.178e-11 | 4.4257e-11 | -8.3207e-11 | -3.492e-12 | -2.0132e-11 | 4.0795e-11 | 8.7869e-11 | -7.0444e-11 | -3.0563e-12 | -4.9572e-11 | 3.5443e-11 | -3.1218e-13 | 0 | 0 | 0 | 0 | 0 | 0 | 0.94787 | 0.94943 | 0.95023 | 0.94787 | 0.94943 | 0.95023 | -0.097819 | -119.9962 | 119.9681 | -0.097819 | -119.9962 | 119.9681
Line3_1_5 | 0 | 0 | 0 | 0 | 0 | 0 | 0 | 0 | 0 | 0 | 0 | 0 | 2.178e-11 | 4.4257e-11 | -8.3207e-11 | -3.492e-12 | -2.0132e-11 | 4.0795e-11 | 8.7869e-11 | -7.0444e-11 | -3.0563e-12 | -4.9572e-11 | 3.5443e-11 | -3.1218e-13 | 0 | 0 | 0 | 0 | 0 | 0 | 0.94787 | 0.94943 | 0.95023 | 0.94787 | 0.94943 | 0.95023 | -0.097819 | -119.9962 | 119.9681 | -0.097819 | -119.9962 | 119.9681
Line4_2_6 | 0 | 0 | 0 | 0 | 0 | 0 | 0 | 0 | 0 | 0 | 0 | 0 | 5.8136e-12 | 3.1549e-10 | -4.2828e-10 | 1.3414e-11 | -2.4929e-10 | 3.4285e-10 | 4.6433e-10 | -3.1173e-10 | -1.1671e-10 | -3.773e-10 | 2.5144e-10 | 8.9644e-11 | 0 | 0 | 0 | 0 | 0 | 0 | 0.94478 | 0.94911 | 0.94993 | 0.94478 | 0.94911 | 0.94993 | -0.10163 | -119.9642 | 119.9355 | -0.10163 | -119.9642 | 119.9355
Line5_6_7 | 0 | 0 | 0 | 0 | 0 | 0 | 0 | 0 | 0 | 0 | 0 | 0 | 4.6509e-12 | 2.5239e-10 | -3.4263e-10 | 1.4577e-11 | -1.8619e-10 | 2.572e-10 | 3.7146e-10 | -2.4938e-10 | -9.3367e-11 | -2.8443e-10 | 1.891e-10 | 6.6303e-11 | 0 | 0 | 0 | 0 | 0 | 0 | 0.94478 | 0.94911 | 0.94993 | 0.94478 | 0.94911 | 0.94993 | -0.10163 | -119.9642 | 119.9355 | -0.10163 | -119.9642 | 119.9355
Line6_7_8 | 0 | 0 | 0 | 0 | 0 | 0 | 0 | 0 | 0 | 0 | 0 | 0 | 3.4882e-12 | 1.8929e-10 | -2.5697e-10 | 1.5739e-11 | -1.2309e-10 | 1.7154e-10 | 2.786e-10 | -1.8704e-10 | -7.0025e-11 | -1.9157e-10 | 1.2675e-10 | 4.2961e-11 | 0 | 0 | 0 | 0 | 0 | 0 | 0.94478 | 0.94911 | 0.94993 | 0.94478 | 0.94911 | 0.94993 | -0.10163 | -119.9642 | 119.9355 | -0.10163 | -119.9642 | 119.9355
Line7_8_9 | 0 | 0 | 0 | 0 | 0 | 0 | 0 | 0 | 0 | 0 | 0 | 0 | 1.1627e-12 | 6.3097e-11 | -8.5657e-11 | 1.8065e-11 | 3.1031e-12 | 2.287e-13 | 9.2865e-11 | -6.2345e-11 | -2.3342e-11 | -5.8373e-12 | 2.0629e-12 | -3.7225e-12 | 0 | 0 | 0 | 0 | 0 | 0 | 0.94478 | 0.94911 | 0.94993 | 0.94478 | 0.94911 | 0.94993 | -0.10163 | -119.9642 | 119.9355 | -0.10163 | -119.9642 | 119.9355
Line8_8_10 | 0 | 0 | 0 | 0 | 0 | 0 | 0 | 0 | 0 | 0 | 0 | 0 | 1.1627e-12 | 6.3097e-11 | -8.5657e-11 | 1.8065e-11 | 3.1031e-12 | 2.287e-13 | 9.2865e-11 | -6.2345e-11 | -2.3342e-11 | -5.8373e-12 | 2.0629e-12 | -3.7225e-12 | 0 | 0 | 0 | 0 | 0 | 0 | 0.94478 | 0.94911 | 0.94993 | 0.94478 | 0.94911 | 0.94993 | -0.10163 | -119.9642 | 119.9355 | -0.10163 | -119.9642 | 119.9355
Line9_3_11 | 0 | 0 | 0 | 0 | 0 | 0 | 0 | 0 | 0 | 0 | 0 | 0 | 7.6228e-11 | 1.549e-10 | -2.9122e-10 | -5.7941e-11 | -1.3077e-10 | 2.4881e-10 | 3.0754e-10 | -2.4655e-10 | -1.0697e-11 | -2.6924e-10 | 2.1155e-10 | 7.3286e-12 | 0 | 0 | 0 | 0 | 0 | 0 | 0.94787 | 0.94943 | 0.95023 | 0.94787 | 0.94943 | 0.95023 | -0.097819 | -119.9962 | 119.9681 | -0.097819 | -119.9962 | 119.9681

## LG_min_fault_10
name | pf_ikss_a_from_ka | pf_ikss_b_from_ka | pf_ikss_c_from_ka | pf_ikss_a_to_ka | pf_ikss_b_to_ka | pf_ikss_c_to_ka | pf_skss_a_from_mw | pf_skss_b_from_mw | pf_skss_c_from_mw | pf_skss_a_to_mw | pf_skss_b_to_mw | pf_skss_c_to_mw | pf_p_a_from_mw | pf_p_b_from_mw | pf_p_c_from_mw | pf_p_a_to_mw | pf_p_b_to_mw | pf_p_c_to_mw | pf_q_a_from_mvar | pf_q_b_from_mvar | pf_q_c_from_mvar | pf_q_a_to_mvar | pf_q_b_to_mvar | pf_q_c_to_mvar | pf_ikss_a_from_degree | pf_ikss_b_from_degree | pf_ikss_c_from_degree | pf_ikss_a_to_degree | pf_ikss_b_to_degree | pf_ikss_c_to_degree | pf_vm_a_from_pu | pf_vm_b_from_pu | pf_vm_c_from_pu | pf_vm_a_to_pu | pf_vm_b_to_pu | pf_vm_c_to_pu | pf_va_a_from_degree | pf_va_b_from_degree | pf_va_c_from_degree | pf_va_a_to_degree | pf_va_b_to_degree | pf_va_c_to_degree
Line0_1_2 | 0.029232 | 0 | 0 | 0.029232 | 0 | 0 | 0.006751 | 0 | 0 | 0.006751 | 0 | 0 | 0.0042864 | 3.2083e-10 | -4.4203e-10 | -0.0042727 | -2.8037e-10 | 3.8459e-10 | 0.0042869 | -3.2466e-10 | -1.1534e-10 | -0.0042727 | 2.8163e-10 | 1.0141e-10 | -45.1016 | 0 | 0 | 134.8984 | 0 | 0 | 0.89798 | 0.89946 | 0.90022 | 0.89506 | 0.89916 | 0.89994 | -0.097819 | -119.9962 | 119.9681 | -0.10163 | -119.9642 | 119.9355
Line10_11_12 | 0 | 0 | 0 | 0 | 0 | 0 | 0 | 0 | 0 | 0 | 0 | 0 | 5.8642e-11 | 1.1916e-10 | -2.2404e-10 | -4.2229e-11 | -9.751e-11 | 1.8597e-10 | 2.3659e-10 | -1.8967e-10 | -8.2292e-12 | -2.0222e-10 | 1.5826e-10 | 5.2059e-12 | 0 | 0 | 0 | 0 | 0 | 0 | 0.89798 | 0.89946 | 0.90022 | 0.89798 | 0.89946 | 0.90022 | -0.097819 | -119.9962 | 119.9681 | -0.097819 | -119.9962 | 119.9681
Line11_12_13 | 0 | 0 | 0 | 0 | 0 | 0 | 0 | 0 | 0 | 0 | 0 | 0 | 4.8868e-11 | 9.9302e-11 | -1.867e-10 | -3.2455e-11 | -7.765e-11 | 1.4863e-10 | 1.9716e-10 | -1.5806e-10 | -6.8576e-12 | -1.6279e-10 | 1.2665e-10 | 3.8344e-12 | 0 | 0 | 0 | 0 | 0 | 0 | 0.89798 | 0.89946 | 0.90022 | 0.89798 | 0.89946 | 0.90022 | -0.097819 | -119.9962 | 119.9681 | -0.097819 | -119.9962 | 119.9681
Line12_13_15 | 0 | 0 | 0 | 0 | 0 | 0 | 0 | 0 | 0 | 0 | 0 | 0 | 2.9321e-11 | 5.9581e-11 | -1.1202e-10 | -1.2908e-11 | -3.7929e-11 | 7.3953e-11 | 1.183e-10 | -9.4836e-11 | -4.1146e-12 | -8.3923e-11 | 6.3422e-11 | 1.0914e-12 | 0 | 0 | 0 | 0 | 0 | 0 | 0.89798 | 0.89946 | 0.90022 | 0.89798 | 0.89946 | 0.90022 | -0.097819 | -119.9962 | 119.9681 | -0.097819 | -119.9962 | 119.9681
Line13_13_14 | 0 | 0 | 0 | 0 | 0 | 0 | 0 | 0 | 0 | 0 | 0 | 0 | 9.7737e-12 | 1.986e-11 | -3.7339e-11 | 6.6396e-12 | 1.7917e-12 | -7.2582e-13 | 3.9432e-11 | -3.1612e-11 | -1.3715e-12 | -5.0592e-12 | 1.9821e-13 | -1.6517e-12 | 0 | 0 | 0 | 0 | 0 | 0 | 0.89798 | 0.89946 | 0.90022 | 0.89798 | 0.89946 | 0.90022 | -0.097819 | -119.9962 | 119.9681 | -0.097819 | -119.9962 | 119.9681
Line14_15_16 | 0 | 0 | 0 | 0 | 0 | 0 | 0 | 0 | 0 | 0 | 0 | 0 | 1.9547e-11 | 3.9721e-11 | -7.4679e-11 | -3.1341e-12 | -1.8069e-11 | 3.6614e-11 | 7.8863e-11 | -6.3224e-11 | -2.7431e-12 | -4.4491e-11 | 3.181e-11 | -2.8017e-13 | 0 | 0 | 0 | 0 | 0 | 0 | 0.89798 | 0.89946 | 0.90022 | 0.89798 | 0.89946 | 0.90022 | -0.097819 | -119.9962 | 119.9681 | -0.097819 | -119.9962 | 119.9681
Line15_16_17 | 0 | 0 | 0 | 0 | 0 | 0 | 0 | 0 | 0 | 0 | 0 | 0 | 9.7737e-12 | 1.986e-11 | -3.7339e-11 | 6.6396e-12 | 1.7917e-12 | -7.2583e-13 | 3.9432e-11 | -3.1612e-11 | -1.3715e-12 | -5.0592e-12 | 1.9821e-13 | -1.6517e-12 | 0 | 0 | 0 | 0 | 0 | 0 | 0.89798 | 0.89946 | 0.90022 | 0.89798 | 0.89946 | 0.90022 | -0.097819 | -119.9962 | 119.9681 | -0.097819 | -119.9962 | 119.9681
Line16_4_18 | 0 | 0 | 0 | 0 | 0 | 0 | 0 | 0 | 0 | 0 | 0 | 0 | 9.7737e-12 | 1.986e-11 | -3.7339e-11 | 6.6396e-12 | 1.7917e-12 | -7.2582e-13 | 3.9432e-11 | -3.1612e-11 | -1.3715e-12 | -5.0592e-12 | 1.9821e-13 | -1.6517e-12 | 0 | 0 | 0 | 0 | 0 | 0 | 0.89798 | 0.89946 | 0.90022 | 0.89798 | 0.89946 | 0.90022 | -0.097819 | -119.9962 | 119.9681 | -0.097819 | -119.9962 | 119.9681
Line17_5_19 | 0 | 0 | 0 | 0 | 0 | 0 | 0 | 0 | 0 | 0 | 0 | 0 | 9.7737e-12 | 1.986e-11 | -3.7339e-11 | 6.6396e-12 | 1.7917e-12 | -7.2582e-13 | 3.9432e-11 | -3.1612e-11 | -1.3715e-12 | -5.0592e-12 | 1.9821e-13 | -1.6517e-12 | 0 | 0 | 0 | 0 | 0 | 0 | 0.89798 | 0.89946 | 0.90022 | 0.89798 | 0.89946 | 0.90022 | -0.097819 | -119.9962 | 119.9681 | -0.097819 | -119.9962 | 119.9681
Line1_1_3 | 0 | 0 | 0 | 0 | 0 | 0 | 0 | 0 | 0 | 0 | 0 | 0 | 7.8189e-11 | 1.5888e-10 | -2.9872e-10 | -6.1776e-11 | -1.3723e-10 | 2.6065e-10 | 3.1545e-10 | -2.529e-10 | -1.0972e-11 | -2.8108e-10 | 2.2148e-10 | 7.949e-12 | 0 | 0 | 0 | 0 | 0 | 0 | 0.89798 | 0.89946 | 0.90022 | 0.89798 | 0.89946 | 0.90022 | -0.097819 | -119.9962 | 119.9681 | -0.097819 | -119.9962 | 119.9681
Line2_1_4 | 0 | 0 | 0 | 0 | 0 | 0 | 0 | 0 | 0 | 0 | 0 | 0 | 1.9547e-11 | 3.9721e-11 | -7.4679e-11 | -3.1341e-12 | -1.8069e-11 | 3.6614e-11 | 7.8863e-11 | -6.3224e-11 | -2.743e-12 | -4.4491e-11 | 3.181e-11 | -2.8018e-13 | 0 | 0 | 0 | 0 | 0 | 0 | 0.89798 | 0.89946 | 0.90022 | 0.89798 | 0.89946 | 0.90022 | -0.097819 | -119.9962 | 119.9681 | -0.097819 | -119.9962 | 119.9681
Line3_1_5 | 0 | 0 | 0 | 0 | 0 | 0 | 0 | 0 | 0 | 0 | 0 | 0 | 1.9547e-11 | 3.9721e-11 | -7.4679e-11 | -3.1341e-12 | -1.8069e-11 | 3.6614e-11 | 7.8863e-11 | -6.3224e-11 | -2.743e-12 | -4.4491e-11 | 3.181e-11 | -2.8018e-13 | 0 | 0 | 0 | 0 | 0 | 0 | 0.89798 | 0.89946 | 0.90022 | 0.89798 | 0.89946 | 0.90022 | -0.097819 | -119.9962 | 119.9681 | -0.097819 | -119.9962 | 119.9681
Line4_2_6 | 0 | 0 | 0 | 0 | 0 | 0 | 0 | 0 | 0 | 0 | 0 | 0 | 5.2178e-12 | 2.8315e-10 | -3.8439e-10 | 1.2039e-11 | -2.2374e-10 | 3.0771e-10 | 4.1674e-10 | -2.7978e-10 | -1.0475e-10 | -3.3863e-10 | 2.2567e-10 | 8.0457e-11 | 0 | 0 | 0 | 0 | 0 | 0 | 0.89506 | 0.89916 | 0.89994 | 0.89506 | 0.89916 | 0.89994 | -0.10163 | -119.9642 | 119.9355 | -0.10163 | -119.9642 | 119.9355
Line5_6_7 | 0 | 0 | 0 | 0 | 0 | 0 | 0 | 0 | 0 | 0 | 0 | 0 | 4.1742e-12 | 2.2652e-10 | -3.0751e-10 | 1.3083e-11 | -1.6711e-10 | 2.3084e-10 | 3.3339e-10 | -2.2382e-10 | -8.3797e-11 | -2.5528e-10 | 1.6972e-10 | 5.9507e-11 | 0 | 0 | 0 | 0 | 0 | 0 | 0.89506 | 0.89916 | 0.89994 | 0.89506 | 0.89916 | 0.89994 | -0.10163 | -119.9642 | 119.9355 | -0.10163 | -119.9642 | 119.9355
Line6_7_8 | 0 | 0 | 0 | 0 | 0 | 0 | 0 | 0 | 0 | 0 | 0 | 0 | 3.1307e-12 | 1.6989e-10 | -2.3063e-10 | 1.4126e-11 | -1.1048e-10 | 1.5396e-10 | 2.5004e-10 | -1.6787e-10 | -6.2848e-11 | -1.7193e-10 | 1.1376e-10 | 3.8558e-11 | 0 | 0 | 0 | 0 | 0 | 0 | 0.89506 | 0.89916 | 0.89994 | 0.89506 | 0.89916 | 0.89994 | -0.10163 | -119.9642 | 119.9355 | -0.10163 | -119.9642 | 119.9355
Line7_8_9 | 0 | 0 | 0 | 0 | 0 | 0 | 0 | 0 | 0 | 0 | 0 | 0 | 1.0436e-12 | 5.663e-11 | -7.6877e-11 | 1.6213e-11 | 2.7851e-12 | 2.0526e-13 | 8.3347e-11 | -5.5955e-11 | -2.0949e-11 | -5.239e-12 | 1.8515e-12 | -3.3409e-12 | 0 | 0 | 0 | 0 | 0 | 0 | 0.89506 | 0.89916 | 0.89994 | 0.89506 | 0.89916 | 0.89994 | -0.10163 | -119.9642 | 119.9355 | -0.10163 | -119.9642 | 119.9355
Line8_8_10 | 0 | 0 | 0 | 0 | 0 | 0 | 0 | 0 | 0 | 0 | 0 | 0 | 1.0436e-12 | 5.663e-11 | -7.6877e-11 | 1.6213e-11 | 2.7851e-12 | 2.0526e-13 | 8.3347e-11 | -5.5955e-11 | -2.0949e-11 | -5.239e-12 | 1.8515e-12 | -3.3409e-12 | 0 | 0 | 0 | 0 | 0 | 0 | 0.89506 | 0.89916 | 0.89994 | 0.89506 | 0.89916 | 0.89994 | -0.10163 | -119.9642 | 119.9355 | -0.10163 | -119.9642 | 119.9355
Line9_3_11 | 0 | 0 | 0 | 0 | 0 | 0 | 0 | 0 | 0 | 0 | 0 | 0 | 6.8416e-11 | 1.3902e-10 | -2.6138e-10 | -5.2002e-11 | -1.1737e-10 | 2.2331e-10 | 2.7602e-10 | -2.2128e-10 | -9.6007e-12 | -2.4165e-10 | 1.8987e-10 | 6.5775e-12 | 0 | 0 | 0 | 0 | 0 | 0 | 0.89798 | 0.89946 | 0.90022 | 0.89798 | 0.89946 | 0.90022 | -0.097819 | -119.9962 | 119.9681 | -0.097819 | -119.9962 | 119.9681

## LLG_max_6
name | pf_ikss_a_from_ka | pf_ikss_b_from_ka | pf_ikss_c_from_ka | pf_ikss_a_to_ka | pf_ikss_b_to_ka | pf_ikss_c_to_ka | pf_skss_a_from_mw | pf_skss_b_from_mw | pf_skss_c_from_mw | pf_skss_a_to_mw | pf_skss_b_to_mw | pf_skss_c_to_mw | pf_p_a_from_mw | pf_p_b_from_mw | pf_p_c_from_mw | pf_p_a_to_mw | pf_p_b_to_mw | pf_p_c_to_mw | pf_q_a_from_mvar | pf_q_b_from_mvar | pf_q_c_from_mvar | pf_q_a_to_mvar | pf_q_b_to_mvar | pf_q_c_to_mvar | pf_ikss_a_from_degree | pf_ikss_b_from_degree | pf_ikss_c_from_degree | pf_ikss_a_to_degree | pf_ikss_b_to_degree | pf_ikss_c_to_degree | pf_vm_a_from_pu | pf_vm_b_from_pu | pf_vm_c_from_pu | pf_vm_a_to_pu | pf_vm_b_to_pu | pf_vm_c_to_pu | pf_va_a_from_degree | pf_va_b_from_degree | pf_va_c_from_degree | pf_va_a_to_degree | pf_va_b_to_degree | pf_va_c_to_degree
Line0_1_2 | 0 | 6.385 | 5.9817 | 0 | 6.385 | 5.9817 | 0 | 1.4746 | 1.3814 | 0 | 1.4746 | 1.3814 | -6.5101e-09 | 0.22318 | 0.43346 | 4.432e-09 | 1.1192e-13 | 7.6256e-14 | -1.1649e-07 | 0.76116 | 0.55211 | 8.685e-08 | 1.128e-13 | 5.9375e-14 | 0 | 156.294 | 57.8324 | 0 | -23.706 | -122.1676 | 0.92427 | 0.53793 | 0.50813 | 0.79408 | 0 | 0 | -4.2387 | -130.0473 | 109.6971 | -3.7303 | 0 | 0
Line10_11_12 | 0 | 0 | 0 | 0 | 0 | 0 | 0 | 0 | 0 | 0 | 0 | 0 | -6.8628e-09 | -3.3868e-08 | 2.6495e-08 | 6.1354e-09 | 2.9202e-08 | -2.1101e-08 | -6.0891e-08 | 2.55e-08 | 1.384e-08 | 5.0479e-08 | -2.1611e-08 | -1.1883e-08 | 0 | 0 | 0 | 0 | 0 | 0 | 0.92427 | 0.53793 | 0.50813 | 0.92427 | 0.53793 | 0.50813 | -4.2387 | -130.0473 | 109.6971 | -4.2387 | -130.0473 | 109.6971
Line11_12_13 | 0 | 0 | 0 | 0 | 0 | 0 | 0 | 0 | 0 | 0 | 0 | 0 | -5.719e-09 | -2.8223e-08 | 2.2079e-08 | 4.9916e-09 | 2.3557e-08 | -1.6685e-08 | -5.0742e-08 | 2.125e-08 | 1.1533e-08 | 4.0331e-08 | -1.7361e-08 | -9.5763e-09 | 0 | 0 | 0 | 0 | 0 | 0 | 0.92427 | 0.53793 | 0.50813 | 0.92427 | 0.53793 | 0.50813 | -4.2387 | -130.0473 | 109.6971 | -4.2387 | -130.0473 | 109.6971
Line12_13_15 | 0 | 0 | 0 | 0 | 0 | 0 | 0 | 0 | 0 | 0 | 0 | 0 | -3.4314e-09 | -1.6934e-08 | 1.3248e-08 | 2.704e-09 | 1.2268e-08 | -7.8536e-09 | -3.0445e-08 | 1.275e-08 | 6.9198e-09 | 2.0034e-08 | -8.8613e-09 | -4.9631e-09 | 0 | 0 | 0 | 0 | 0 | 0 | 0.92427 | 0.53793 | 0.50813 | 0.92427 | 0.53793 | 0.50813 | -4.2387 | -130.0473 | 109.6971 | -4.2387 | -130.0473 | 109.6971
Line13_13_14 | 0 | 0 | 0 | 0 | 0 | 0 | 0 | 0 | 0 | 0 | 0 | 0 | -1.1438e-09 | -5.6447e-09 | 4.4158e-09 | 4.1637e-10 | 9.7825e-10 | 9.7804e-10 | -1.0148e-08 | 4.25e-09 | 2.3066e-09 | -2.6301e-10 | -3.6132e-10 | -3.4989e-10 | 0 | 0 | 0 | 0 | 0 | 0 | 0.92427 | 0.53793 | 0.50813 | 0.92427 | 0.53793 | 0.50813 | -4.2387 | -130.0473 | 109.6971 | -4.2387 | -130.0473 | 109.6971
Line14_15_16 | 0 | 0 | 0 | 0 | 0 | 0 | 0 | 0 | 0 | 0 | 0 | 0 | -2.2876e-09 | -1.1289e-08 | 8.8317e-09 | 1.5602e-09 | 6.6229e-09 | -3.4378e-09 | -2.0297e-08 | 8.5e-09 | 4.6132e-09 | 9.8854e-09 | -4.6113e-09 | -2.6565e-09 | 0 | 0 | 0 | 0 | 0 | 0 | 0.92427 | 0.53793 | 0.50813 | 0.92427 | 0.53793 | 0.50813 | -4.2387 | -130.0473 | 109.6971 | -4.2387 | -130.0473 | 109.6971
Line15_16_17 | 0 | 0 | 0 | 0 | 0 | 0 | 0 | 0 | 0 | 0 | 0 | 0 | -1.1438e-09 | -5.6447e-09 | 4.4158e-09 | 4.1637e-10 | 9.7825e-10 | 9.7804e-10 | -1.0148e-08 | 4.25e-09 | 2.3066e-09 | -2.6301e-10 | -3.6132e-10 | -3.4989e-10 | 0 | 0 | 0 | 0 | 0 | 0 | 0.92427 | 0.53793 | 0.50813 | 0.92427 | 0.53793 | 0.50813 | -4.2387 | -130.0473 | 109.6971 | -4.2387 | -130.0473 | 109.6971
Line16_4_18 | 0 | 0 | 0 | 0 | 0 | 0 | 0 | 0 | 0 | 0 | 0 | 0 | -1.1438e-09 | -5.6447e-09 | 4.4158e-09 | 4.1637e-10 | 9.7825e-10 | 9.7804e-10 | -1.0148e-08 | 4.25e-09 | 2.3066e-09 | -2.6301e-10 | -3.6132e-10 | -3.4989e-10 | 0 | 0 | 0 | 0 | 0 | 0 | 0.92427 | 0.53793 | 0.50813 | 0.92427 | 0.53793 | 0.50813 | -4.2387 | -130.0473 | 109.6971 | -4.2387 | -130.0473 | 109.6971
Line17_5_19 | 0 | 0 | 0 | 0 | 0 | 0 | 0 | 0 | 0 | 0 | 0 | 0 | -1.1438e-09 | -5.6447e-09 | 4.4158e-09 | 4.1637e-10 | 9.7825e-10 | 9.7804e-10 | -1.0148e-08 | 4.25e-09 | 2.3066e-09 | -2.6301e-10 | -3.6132e-10 | -3.4989e-10 | 0 | 0 | 0 | 0 | 0 | 0 | 0.92427 | 0.53793 | 0.50813 | 0.92427 | 0.53793 | 0.50813 | -4.2387 | -130.0473 | 109.6971 | -4.2387 | -130.0473 | 109.6971
Line1_1_3 | 0 | 0 | 0 | 0 | 0 | 0 | 0 | 0 | 0 | 0 | 0 | 0 | -9.1504e-09 | -4.5157e-08 | 3.5327e-08 | 8.423e-09 | 4.0491e-08 | -2.9933e-08 | -8.1188e-08 | 3.4e-08 | 1.8453e-08 | 7.0776e-08 | -3.0111e-08 | -1.6496e-08 | 0 | 0 | 0 | 0 | 0 | 0 | 0.92427 | 0.53793 | 0.50813 | 0.92427 | 0.53793 | 0.50813 | -4.2387 | -130.0473 | 109.6971 | -4.2387 | -130.0473 | 109.6971
Line2_1_4 | 0 | 0 | 0 | 0 | 0 | 0 | 0 | 0 | 0 | 0 | 0 | 0 | -2.2876e-09 | -1.1289e-08 | 8.8317e-09 | 1.5602e-09 | 6.6229e-09 | -3.4378e-09 | -2.0297e-08 | 8.5e-09 | 4.6132e-09 | 9.8854e-09 | -4.6113e-09 | -2.6565e-09 | 0 | 0 | 0 | 0 | 0 | 0 | 0.92427 | 0.53793 | 0.50813 | 0.92427 | 0.53793 | 0.50813 | -4.2387 | -130.0473 | 109.6971 | -4.2387 | -130.0473 | 109.6971
Line3_1_5 | 0 | 0 | 0 | 0 | 0 | 0 | 0 | 0 | 0 | 0 | 0 | 0 | -2.2876e-09 | -1.1289e-08 | 8.8317e-09 | 1.5602e-09 | 6.6229e-09 | -3.4378e-09 | -2.0297e-08 | 8.5e-09 | 4.6132e-09 | 9.8854e-09 | -4.6113e-09 | -2.6565e-09 | 0 | 0 | 0 | 0 | 0 | 0 | 0.92427 | 0.53793 | 0.50813 | 0.92427 | 0.53793 | 0.50813 | -4.2387 | -130.0473 | 109.6971 | -4.2387 | -130.0473 | 109.6971
Line4_2_6 | 0 | 0 | 0 | 0 | 0 | 0 | 0 | 0 | 0 | 0 | 0 | 0 | -3.6933e-09 | 6.7199e-21 | -6.4235e-21 | 3.6933e-09 | 1.3715e-15 | 5.678e-16 | -8.7048e-08 | -1.2098e-20 | -1.8294e-21 | 6.944e-08 | 2.6741e-15 | 9.1205e-16 | 0 | 0 | 0 | 0 | 0 | 0 | 0.79408 | 0 | 0 | 0.79408 | 0 | 0 | -3.7303 | 0 | 0 | -3.7303 | 0 | 0
Line5_6_7 | 0 | 0 | 0 | 0 | 0 | 0 | 0 | 0 | 0 | 0 | 0 | 0 | -2.9547e-09 | -1.3611e-15 | -6.2191e-16 | 2.9547e-09 | 1.8424e-15 | 7.3456e-16 | -6.9639e-08 | -2.5658e-15 | -9.2757e-16 | 5.203e-08 | 3.624e-15 | 1.2002e-15 | 0 | 0 | 0 | 0 | 0 | 0 | 0.79408 | 0 | 0 | 0.79408 | 0 | 0 | -3.7303 | 0 | 0 | -3.7303 | 0 | 0
Line6_7_8 | 0 | 0 | 0 | 0 | 0 | 0 | 0 | 0 | 0 | 0 | 0 | 0 | -2.216e-09 | -1.8237e-15 | -8.3041e-16 | 2.216e-09 | 1.6306e-15 | 6.0274e-16 | -5.2229e-08 | -3.4308e-15 | -1.2272e-15 | 3.462e-08 | 3.2676e-15 | 1.0285e-15 | 0 | 0 | 0 | 0 | 0 | 0 | 0.79408 | 0 | 0 | 0.79408 | 0 | 0 | -3.7303 | 0 | 0 | -3.7303 | 0 | 0
Line7_8_9 | 0 | 0 | 0 | 0 | 0 | 0 | 0 | 0 | 0 | 0 | 0 | 0 | -7.3867e-10 | -8.0282e-16 | -3.6398e-16 | 7.3867e-10 | 2.6961e-17 | -1.2982e-16 | -1.741e-08 | -1.5064e-15 | -5.3154e-16 | -1.989e-10 | 2.6918e-16 | -3.4138e-17 | 0 | 0 | 0 | 0 | 0 | 0 | 0.79408 | 0 | 0 | 0.79408 | 0 | 0 | -3.7303 | 0 | 0 | -3.7303 | 0 | 0
Line8_8_10 | 0 | 0 | 0 | 0 | 0 | 0 | 0 | 0 | 0 | 0 | 0 | 0 | -7.3867e-10 | -8.0282e-16 | -3.6398e-16 | 7.3867e-10 | 2.6961e-17 | -1.2982e-16 | -1.741e-08 | -1.5064e-15 | -5.3154e-16 | -1.989e-10 | 2.6918e-16 | -3.4138e-17 | 0 | 0 | 0 | 0 | 0 | 0 | 0.79408 | 0 | 0 | 0.79408 | 0 | 0 | -3.7303 | 0 | 0 | -3.7303 | 0 | 0
Line9_3_11 | 0 | 0 | 0 | 0 | 0 | 0 | 0 | 0 | 0 | 0 | 0 | 0 | -8.0066e-09 | -3.9513e-08 | 3.0911e-08 | 7.2792e-09 | 3.4846e-08 | -2.5517e-08 | -7.1039e-08 | 2.975e-08 | 1.6146e-08 | 6.0628e-08 | -2.5861e-08 | -1.419e-08 | 0 | 0 | 0 | 0 | 0 | 0 | 0.92427 | 0.53793 | 0.50813 | 0.92427 | 0.53793 | 0.50813 | -4.2387 | -130.0473 | 109.6971 | -4.2387 | -130.0473 | 109.6971

## LLG_max_10
name | pf_ikss_a_from_ka | pf_ikss_b_from_ka | pf_ikss_c_from_ka | pf_ikss_a_to_ka | pf_ikss_b_to_ka | pf_ikss_c_to_ka | pf_skss_a_from_mw | pf_skss_b_from_mw | pf_skss_c_from_mw | pf_skss_a_to_mw | pf_skss_b_to_mw | pf_skss_c_to_mw | pf_p_a_from_mw | pf_p_b_from_mw | pf_p_c_from_mw | pf_p_a_to_mw | pf_p_b_to_mw | pf_p_c_to_mw | pf_q_a_from_mvar | pf_q_b_from_mvar | pf_q_c_from_mvar | pf_q_a_to_mvar | pf_q_b_to_mvar | pf_q_c_to_mvar | pf_ikss_a_from_degree | pf_ikss_b_from_degree | pf_ikss_c_from_degree | pf_ikss_a_to_degree | pf_ikss_b_to_degree | pf_ikss_c_to_degree | pf_vm_a_from_pu | pf_vm_b_from_pu | pf_vm_c_from_pu | pf_vm_a_to_pu | pf_vm_b_to_pu | pf_vm_c_to_pu | pf_va_a_from_degree | pf_va_b_from_degree | pf_va_c_from_degree | pf_va_a_to_degree | pf_va_b_to_degree | pf_va_c_to_degree
Line0_1_2 | 0 | 6.5361 | 6.1141 | 0 | 6.5361 | 6.1141 | 0 | 1.5095 | 1.412 | 0 | 1.5095 | 1.412 | -7.1202e-09 | 0.23405 | 0.45308 | 4.8608e-09 | 4.4365e-13 | 2.4159e-13 | -1.2755e-07 | 0.7975 | 0.57676 | 9.5313e-08 | -2.3218e-13 | -3.543e-13 | 0 | 156.0753 | 57.6165 | 0 | -23.9247 | -122.3835 | 0.96518 | 0.55061 | 0.51943 | 0.832 | 0 | 0 | -4.3249 | -130.2805 | 109.4646 | -3.8155 | 0 | 0
Line10_11_12 | 0 | 0 | 0 | 0 | 0 | 0 | 0 | 0 | 0 | 0 | 0 | 0 | -7.5815e-09 | -3.7126e-08 | 2.9047e-08 | 6.784e-09 | 3.2012e-08 | -2.3136e-08 | -6.8157e-08 | 2.8008e-08 | 1.512e-08 | 5.6504e-08 | -2.3736e-08 | -1.2983e-08 | 0 | 0 | 0 | 0 | 0 | 0 | 0.96518 | 0.55061 | 0.51943 | 0.96518 | 0.55061 | 0.51943 | -4.3249 | -130.2805 | 109.4646 | -4.3249 | -130.2805 | 109.4646
Line11_12_13 | 0 | 0 | 0 | 0 | 0 | 0 | 0 | 0 | 0 | 0 | 0 | 0 | -6.3179e-09 | -3.0938e-08 | 2.4206e-08 | 5.5204e-09 | 2.5824e-08 | -1.8294e-08 | -5.6797e-08 | 2.334e-08 | 1.26e-08 | 4.5144e-08 | -1.9068e-08 | -1.0463e-08 | 0 | 0 | 0 | 0 | 0 | 0 | 0.96518 | 0.55061 | 0.51943 | 0.96518 | 0.55061 | 0.51943 | -4.3249 | -130.2805 | 109.4646 | -4.3249 | -130.2805 | 109.4646
Line12_13_15 | 0 | 0 | 0 | 0 | 0 | 0 | 0 | 0 | 0 | 0 | 0 | 0 | -3.7908e-09 | -1.8563e-08 | 1.4524e-08 | 2.9932e-09 | 1.3449e-08 | -8.612e-09 | -3.4078e-08 | 1.4004e-08 | 7.5602e-09 | 2.2425e-08 | -9.7323e-09 | -5.4232e-09 | 0 | 0 | 0 | 0 | 0 | 0 | 0.96518 | 0.55061 | 0.51943 | 0.96518 | 0.55061 | 0.51943 | -4.3249 | -130.2805 | 109.4646 | -4.3249 | -130.2805 | 109.4646
Line13_13_14 | 0 | 0 | 0 | 0 | 0 | 0 | 0 | 0 | 0 | 0 | 0 | 0 | -1.2636e-09 | -6.1876e-09 | 4.8412e-09 | 4.6605e-10 | 1.0735e-09 | 1.0704e-09 | -1.1359e-08 | 4.668e-09 | 2.5201e-09 | -2.9357e-10 | -3.9634e-10 | -3.8306e-10 | 0 | 0 | 0 | 0 | 0 | 0 | 0.96518 | 0.55061 | 0.51943 | 0.96518 | 0.55061 | 0.51943 | -4.3249 | -130.2805 | 109.4646 | -4.3249 | -130.2805 | 109.4646
Line14_15_16 | 0 | 0 | 0 | 0 | 0 | 0 | 0 | 0 | 0 | 0 | 0 | 0 | -2.5272e-09 | -1.2375e-08 | 9.6824e-09 | 1.7296e-09 | 7.2611e-09 | -3.7708e-09 | -2.2719e-08 | 9.3359e-09 | 5.0401e-09 | 1.1066e-08 | -5.0643e-09 | -2.9031e-09 | 0 | 0 | 0 | 0 | 0 | 0 | 0.96518 | 0.55061 | 0.51943 | 0.96518 | 0.55061 | 0.51943 | -4.3249 | -130.2805 | 109.4646 | -4.3249 | -130.2805 | 109.4646
Line15_16_17 | 0 | 0 | 0 | 0 | 0 | 0 | 0 | 0 | 0 | 0 | 0 | 0 | -1.2636e-09 | -6.1876e-09 | 4.8412e-09 | 4.6605e-10 | 1.0735e-09 | 1.0704e-09 | -1.1359e-08 | 4.668e-09 | 2.5201e-09 | -2.9357e-10 | -3.9634e-10 | -3.8306e-10 | 0 | 0 | 0 | 0 | 0 | 0 | 0.96518 | 0.55061 | 0.51943 | 0.96518 | 0.55061 | 0.51943 | -4.3249 | -130.2805 | 109.4646 | -4.3249 | -130.2805 | 109.4646
Line16_4_18 | 0 | 0 | 0 | 0 | 0 | 0 | 0 | 0 | 0 | 0 | 0 | 0 | -1.2636e-09 | -6.1876e-09 | 4.8412e-09 | 4.6605e-10 | 1.0735e-09 | 1.0704e-09 | -1.1359e-08 | 4.668e-09 | 2.5201e-09 | -2.9357e-10 | -3.9634e-10 | -3.8306e-10 | 0 | 0 | 0 | 0 | 0 | 0 | 0.96518 | 0.55061 | 0.51943 | 0.96518 | 0.55061 | 0.51943 | -4.3249 | -130.2805 | 109.4646 | -4.3249 | -130.2805 | 109.4646
Line17_5_19 | 0 | 0 | 0 | 0 | 0 | 0 | 0 | 0 | 0 | 0 | 0 | 0 | -1.2636e-09 | -6.1876e-09 | 4.8412e-09 | 4.6605e-10 | 1.0735e-09 | 1.0704e-09 | -1.1359e-08 | 4.668e-09 | 2.5201e-09 | -2.9357e-10 | -3.9634e-10 | -3.8306e-10 | 0 | 0 | 0 | 0 | 0 | 0 | 0.96518 | 0.55061 | 0.51943 | 0.96518 | 0.55061 | 0.51943 | -4.3249 | -130.2805 | 109.4646 | -4.3249 | -130.2805 | 109.4646
Line1_1_3 | 0 | 0 | 0 | 0 | 0 | 0 | 0 | 0 | 0 | 0 | 0 | 0 | -1.0109e-08 | -4.9501e-08 | 3.873e-08 | 9.3112e-09 | 4.4387e-08 | -3.2818e-08 | -9.0876e-08 | 3.7344e-08 | 2.016e-08 | 7.9223e-08 | -3.3072e-08 | -1.8023e-08 | 0 | 0 | 0 | 0 | 0 | 0 | 0.96518 | 0.55061 | 0.51943 | 0.96518 | 0.55061 | 0.51943 | -4.3249 | -130.2805 | 109.4646 | -4.3249 | -130.2805 | 109.4646
Line2_1_4 | 0 | 0 | 0 | 0 | 0 | 0 | 0 | 0 | 0 | 0 | 0 | 0 | -2.5272e-09 | -1.2375e-08 | 9.6824e-09 | 1.7296e-09 | 7.2611e-09 | -3.7708e-09 | -2.2719e-08 | 9.3359e-09 | 5.0401e-09 | 1.1066e-08 | -5.0643e-09 | -2.9031e-09 | 0 | 0 | 0 | 0 | 0 | 0 | 0.96518 | 0.55061 | 0.51943 | 0.96518 | 0.55061 | 0.51943 | -4.3249 | -130.2805 | 109.4646 | -4.3249 | -130.2805 | 109.4646
Line3_1_5 | 0 | 0 | 0 | 0 | 0 | 0 | 0 | 0 | 0 | 0 | 0 | 0 | -2.5272e-09 | -1.2375e-08 | 9.6824e-09 | 1.7296e-09 | 7.2611e-09 | -3.7708e-09 | -2.2719e-08 | 9.3359e-09 | 5.0401e-09 | 1.1066e-08 | -5.0643e-09 | -2.9031e-09 | 0 | 0 | 0 | 0 | 0 | 0 | 0.96518 | 0.55061 | 0.51943 | 0.96518 | 0.55061 | 0.51943 | -4.3249 | -130.2805 | 109.4646 | -4.3249 | -130.2805 | 109.4646
Line4_2_6 | 0 | 0 | 0 | 0 | 0 | 0 | 0 | 0 | 0 | 0 | 0 | 0 | -4.0507e-09 | -3.0976e-20 | -6.4017e-21 | 4.0507e-09 | 1.5055e-15 | 6.2415e-16 | -9.5537e-08 | -3.2141e-20 | 2.9702e-20 | 7.6206e-08 | 2.9365e-15 | 1.002e-15 | 0 | 0 | 0 | 0 | 0 | 0 | 0.832 | 0 | 0 | 0.832 | 0 | 0 | -3.8155 | 0 | 0 | -3.8155 | 0 | 0
Line5_6_7 | 0 | 0 | 0 | 0 | 0 | 0 | 0 | 0 | 0 | 0 | 0 | 0 | -3.2405e-09 | -1.494e-15 | -6.8362e-16 | 3.2405e-09 | 2.0224e-15 | 8.0748e-16 | -7.6429e-08 | -2.8175e-15 | -1.0189e-15 | 5.7099e-08 | 3.9795e-15 | 1.3186e-15 | 0 | 0 | 0 | 0 | 0 | 0 | 0.832 | 0 | 0 | 0.832 | 0 | 0 | -3.8155 | 0 | 0 | -3.8155 | 0 | 0
Line6_7_8 | 0 | 0 | 0 | 0 | 0 | 0 | 0 | 0 | 0 | 0 | 0 | 0 | -2.4304e-09 | -2.0017e-15 | -9.1283e-16 | 2.4304e-09 | 1.79e-15 | 6.6261e-16 | -5.7322e-08 | -3.7674e-15 | -1.3481e-15 | 3.7991e-08 | 3.5881e-15 | 1.1301e-15 | 0 | 0 | 0 | 0 | 0 | 0 | 0.832 | 0 | 0 | 0.832 | 0 | 0 | -3.8155 | 0 | 0 | -3.8155 | 0 | 0
Line7_8_9 | 0 | 0 | 0 | 0 | 0 | 0 | 0 | 0 | 0 | 0 | 0 | 0 | -8.1013e-10 | -8.8117e-16 | -4.0011e-16 | 8.1014e-10 | 2.9911e-17 | -1.4268e-16 | -1.9107e-08 | -1.6543e-15 | -5.8392e-16 | -2.233e-10 | 2.9547e-16 | -3.721e-17 | 0 | 0 | 0 | 0 | 0 | 0 | 0.832 | 0 | 0 | 0.832 | 0 | 0 | -3.8155 | 0 | 0 | -3.8155 | 0 | 0
Line8_8_10 | 0 | 0 | 0 | 0 | 0 | 0 | 0 | 0 | 0 | 0 | 0 | 0 | -8.1013e-10 | -8.8117e-16 | -4.0011e-16 | 8.1014e-10 | 2.9911e-17 | -1.4268e-16 | -1.9107e-08 | -1.6543e-15 | -5.8392e-16 | -2.233e-10 | 2.9547e-16 | -3.721e-17 | 0 | 0 | 0 | 0 | 0 | 0 | 0.832 | 0 | 0 | 0.832 | 0 | 0 | -3.8155 | 0 | 0 | -3.8155 | 0 | 0
Line9_3_11 | 0 | 0 | 0 | 0 | 0 | 0 | 0 | 0 | 0 | 0 | 0 | 0 | -8.8451e-09 | -4.3313e-08 | 3.3889e-08 | 8.0476e-09 | 3.8199e-08 | -2.7977e-08 | -7.9516e-08 | 3.2676e-08 | 1.764e-08 | 6.7863e-08 | -2.8404e-08 | -1.5503e-08 | 0 | 0 | 0 | 0 | 0 | 0 | 0.96518 | 0.55061 | 0.51943 | 0.96518 | 0.55061 | 0.51943 | -4.3249 | -130.2805 | 109.4646 | -4.3249 | -130.2805 | 109.4646

## LLG_max_fault_6
name | pf_ikss_a_from_ka | pf_ikss_b_from_ka | pf_ikss_c_from_ka | pf_ikss_a_to_ka | pf_ikss_b_to_ka | pf_ikss_c_to_ka | pf_skss_a_from_mw | pf_skss_b_from_mw | pf_skss_c_from_mw | pf_skss_a_to_mw | pf_skss_b_to_mw | pf_skss_c_to_mw | pf_p_a_from_mw | pf_p_b_from_mw | pf_p_c_from_mw | pf_p_a_to_mw | pf_p_b_to_mw | pf_p_c_to_mw | pf_q_a_from_mvar | pf_q_b_from_mvar | pf_q_c_from_mvar | pf_q_a_to_mvar | pf_q_b_to_mvar | pf_q_c_to_mvar | pf_ikss_a_from_degree | pf_ikss_b_from_degree | pf_ikss_c_from_degree | pf_ikss_a_to_degree | pf_ikss_b_to_degree | pf_ikss_c_to_degree | pf_vm_a_from_pu | pf_vm_b_from_pu | pf_vm_c_from_pu | pf_vm_a_to_pu | pf_vm_b_to_pu | pf_vm_c_to_pu | pf_va_a_from_degree | pf_va_b_from_degree | pf_va_c_from_degree | pf_va_a_to_degree | pf_va_b_to_degree | pf_va_c_to_degree
Line0_1_2 | 0 | 0.034138 | 0.0341 | 0 | 0.034138 | 0.0341 | 0 | 0.0078838 | 0.0078751 | 0 | 0.0078838 | 0.0078751 | -2.3363e-10 | 0.0058343 | 0.0058281 | 2.0444e-10 | -0.005827 | -0.0058141 | -5.0906e-10 | 0.00585 | 0.0058338 | 4.4056e-10 | -0.005827 | -0.0058141 | 0 | -165.2018 | 74.882 | 0 | 14.7982 | -105.118 | 1.0496 | 1.048 | 1.0471 | 1.0491 | 1.0453 | 1.0441 | -0.027027 | -120.1247 | 119.9096 | -0.036509 | -120.2018 | 119.882
Line10_11_12 | 0 | 0 | 0 | 0 | 0 | 0 | 0 | 0 | 0 | 0 | 0 | 0 | -1.3758e-10 | -2.1639e-10 | 2.3276e-10 | 1.1605e-10 | 1.8809e-10 | -1.8293e-10 | -2.6001e-10 | 3.0018e-10 | 6.1622e-11 | 2.1477e-10 | -2.5893e-10 | -5.7712e-11 | 0 | 0 | 0 | 0 | 0 | 0 | 1.0496 | 1.048 | 1.0471 | 1.0496 | 1.048 | 1.0471 | -0.027027 | -120.1247 | 119.9096 | -0.027027 | -120.1247 | 119.9096
Line11_12_13 | 0 | 0 | 0 | 0 | 0 | 0 | 0 | 0 | 0 | 0 | 0 | 0 | -1.1465e-10 | -1.8033e-10 | 1.9397e-10 | 9.3117e-11 | 1.5203e-10 | -1.4414e-10 | -2.1668e-10 | 2.5015e-10 | 5.1352e-11 | 1.7144e-10 | -2.089e-10 | -4.7442e-11 | 0 | 0 | 0 | 0 | 0 | 0 | 1.0496 | 1.048 | 1.0471 | 1.0496 | 1.048 | 1.0471 | -0.027027 | -120.1247 | 119.9096 | -0.027027 | -120.1247 | 119.9096
Line12_13_15 | 0 | 0 | 0 | 0 | 0 | 0 | 0 | 0 | 0 | 0 | 0 | 0 | -6.8789e-11 | -1.082e-10 | 1.1638e-10 | 4.7258e-11 | 7.9896e-11 | -6.6549e-11 | -1.3001e-10 | 1.5009e-10 | 3.0811e-11 | 8.4765e-11 | -1.0884e-10 | -2.6901e-11 | 0 | 0 | 0 | 0 | 0 | 0 | 1.0496 | 1.048 | 1.0471 | 1.0496 | 1.048 | 1.0471 | -0.027027 | -120.1247 | 119.9096 | -0.027027 | -120.1247 | 119.9096
Line13_13_14 | 0 | 0 | 0 | 0 | 0 | 0 | 0 | 0 | 0 | 0 | 0 | 0 | -2.293e-11 | -3.6065e-11 | 3.8793e-11 | 1.3985e-12 | 7.7657e-12 | 1.1037e-11 | -4.3335e-11 | 5.003e-11 | 1.027e-11 | -1.9062e-12 | -8.78e-12 | -6.3607e-12 | 0 | 0 | 0 | 0 | 0 | 0 | 1.0496 | 1.048 | 1.0471 | 1.0496 | 1.048 | 1.0471 | -0.027027 | -120.1247 | 119.9096 | -0.027027 | -120.1247 | 119.9096
Line14_15_16 | 0 | 0 | 0 | 0 | 0 | 0 | 0 | 0 | 0 | 0 | 0 | 0 | -4.5859e-11 | -7.2131e-11 | 7.7587e-11 | 2.4328e-11 | 4.3831e-11 | -2.7756e-11 | -8.6671e-11 | 1.0006e-10 | 2.0541e-11 | 4.1429e-11 | -5.881e-11 | -1.6631e-11 | 0 | 0 | 0 | 0 | 0 | 0 | 1.0496 | 1.048 | 1.0471 | 1.0496 | 1.048 | 1.0471 | -0.027027 | -120.1247 | 119.9096 | -0.027027 | -120.1247 | 119.9096
Line15_16_17 | 0 | 0 | 0 | 0 | 0 | 0 | 0 | 0 | 0 | 0 | 0 | 0 | -2.293e-11 | -3.6065e-11 | 3.8793e-11 | 1.3985e-12 | 7.7657e-12 | 1.1037e-11 | -4.3335e-11 | 5.003e-11 | 1.027e-11 | -1.9062e-12 | -8.78e-12 | -6.3607e-12 | 0 | 0 | 0 | 0 | 0 | 0 | 1.0496 | 1.048 | 1.0471 | 1.0496 | 1.048 | 1.0471 | -0.027027 | -120.1247 | 119.9096 | -0.027027 | -120.1247 | 119.9096
Line16_4_18 | 0 | 0 | 0 | 0 | 0 | 0 | 0 | 0 | 0 | 0 | 0 | 0 | -2.293e-11 | -3.6065e-11 | 3.8793e-11 | 1.3985e-12 | 7.7657e-12 | 1.1037e-11 | -4.3335e-11 | 5.003e-11 | 1.027e-11 | -1.9062e-12 | -8.78e-12 | -6.3607e-12 | 0 | 0 | 0 | 0 | 0 | 0 | 1.0496 | 1.048 | 1.0471 | 1.0496 | 1.048 | 1.0471 | -0.027027 | -120.1247 | 119.9096 | -0.027027 | -120.1247 | 119.9096
Line17_5_19 | 0 | 0 | 0 | 0 | 0 | 0 | 0 | 0 | 0 | 0 | 0 | 0 | -2.293e-11 | -3.6065e-11 | 3.8793e-11 | 1.3985e-12 | 7.7657e-12 | 1.1037e-11 | -4.3335e-11 | 5.003e-11 | 1.027e-11 | -1.9062e-12 | -8.78e-12 | -6.3607e-12 | 0 | 0 | 0 | 0 | 0 | 0 | 1.0496 | 1.048 | 1.0471 | 1.0496 | 1.048 | 1.0471 | -0.027027 | -120.1247 | 119.9096 | -0.027027 | -120.1247 | 119.9096
Line1_1_3 | 0 | 0 | 0 | 0 | 0 | 0 | 0 | 0 | 0 | 0 | 0 | 0 | -1.8344e-10 | -2.8852e-10 | 3.1035e-10 | 1.6191e-10 | 2.6022e-10 | -2.6052e-10 | -3.4668e-10 | 4.0024e-10 | 8.2162e-11 | 3.0144e-10 | -3.5899e-10 | -7.8253e-11 | 0 | 0 | 0 | 0 | 0 | 0 | 1.0496 | 1.048 | 1.0471 | 1.0496 | 1.048 | 1.0471 | -0.027027 | -120.1247 | 119.9096 | -0.027027 | -120.1247 | 119.9096
Line2_1_4 | 0 | 0 | 0 | 0 | 0 | 0 | 0 | 0 | 0 | 0 | 0 | 0 | -4.5859e-11 | -7.2131e-11 | 7.7586e-11 | 2.4328e-11 | 4.3831e-11 | -2.7756e-11 | -8.6671e-11 | 1.0006e-10 | 2.0541e-11 | 4.1429e-11 | -5.881e-11 | -1.6631e-11 | 0 | 0 | 0 | 0 | 0 | 0 | 1.0496 | 1.048 | 1.0471 | 1.0496 | 1.048 | 1.0471 | -0.027027 | -120.1247 | 119.9096 | -0.027027 | -120.1247 | 119.9096
Line3_1_5 | 0 | 0 | 0 | 0 | 0 | 0 | 0 | 0 | 0 | 0 | 0 | 0 | -4.5859e-11 | -7.2131e-11 | 7.7586e-11 | 2.4328e-11 | 4.3831e-11 | -2.7756e-11 | -8.6671e-11 | 1.0006e-10 | 2.0541e-11 | 4.1429e-11 | -5.881e-11 | -1.6631e-11 | 0 | 0 | 0 | 0 | 0 | 0 | 1.0496 | 1.048 | 1.0471 | 1.0496 | 1.048 | 1.0471 | -0.027027 | -120.1247 | 119.9096 | -0.027027 | -120.1247 | 119.9096
Line4_2_6 | 0 | 0 | 0 | 0 | 0 | 0 | 0 | 0 | 0 | 0 | 0 | 0 | -2.0103e-10 | -3.9154e-10 | 3.7181e-10 | 1.6423e-10 | 3.314e-10 | -2.7488e-10 | -4.4313e-10 | 4.5764e-10 | 1.0904e-10 | 3.5193e-10 | -3.8028e-10 | -9.5511e-11 | 0 | 0 | 0 | 0 | 0 | 0 | 1.0491 | 1.0453 | 1.0441 | 1.0491 | 1.0453 | 1.0441 | -0.036509 | -120.2018 | 119.882 | -0.036509 | -120.2018 | 119.882
Line5_6_7 | 0 | 0 | 0 | 0 | 0 | 0 | 0 | 0 | 0 | 0 | 0 | 0 | -1.6082e-10 | -3.1323e-10 | 2.9745e-10 | 1.2403e-10 | 2.5309e-10 | -2.0051e-10 | -3.5451e-10 | 3.6611e-10 | 8.7234e-11 | 2.6331e-10 | -2.8875e-10 | -7.3703e-11 | 0 | 0 | 0 | 0 | 0 | 0 | 1.0491 | 1.0453 | 1.0441 | 1.0491 | 1.0453 | 1.0441 | -0.036509 | -120.2018 | 119.882 | -0.036509 | -120.2018 | 119.882
Line6_7_8 | 0 | 0 | 0 | 0 | 0 | 0 | 0 | 0 | 0 | 0 | 0 | 0 | -1.2062e-10 | -2.3492e-10 | 2.2309e-10 | 8.382e-11 | 1.7478e-10 | -1.2615e-10 | -2.6588e-10 | 2.7458e-10 | 6.5426e-11 | 1.7468e-10 | -1.9723e-10 | -5.1894e-11 | 0 | 0 | 0 | 0 | 0 | 0 | 1.0491 | 1.0453 | 1.0441 | 1.0491 | 1.0453 | 1.0441 | -0.036509 | -120.2018 | 119.882 | -0.036509 | -120.2018 | 119.882
Line7_8_9 | 0 | 0 | 0 | 0 | 0 | 0 | 0 | 0 | 0 | 0 | 0 | 0 | -4.0205e-11 | -7.8307e-11 | 7.4362e-11 | 3.4102e-12 | 1.8169e-11 | 2.2572e-11 | -8.8627e-11 | 9.1527e-11 | 2.1809e-11 | -2.5737e-12 | -1.4173e-11 | -8.277e-12 | 0 | 0 | 0 | 0 | 0 | 0 | 1.0491 | 1.0453 | 1.0441 | 1.0491 | 1.0453 | 1.0441 | -0.036509 | -120.2018 | 119.882 | -0.036509 | -120.2018 | 119.882
Line8_8_10 | 0 | 0 | 0 | 0 | 0 | 0 | 0 | 0 | 0 | 0 | 0 | 0 | -4.0205e-11 | -7.8307e-11 | 7.4362e-11 | 3.4102e-12 | 1.8169e-11 | 2.2572e-11 | -8.8627e-11 | 9.1527e-11 | 2.1809e-11 | -2.5737e-12 | -1.4173e-11 | -8.277e-12 | 0 | 0 | 0 | 0 | 0 | 0 | 1.0491 | 1.0453 | 1.0441 | 1.0491 | 1.0453 | 1.0441 | -0.036509 | -120.2018 | 119.882 | -0.036509 | -120.2018 | 119.882
Line9_3_11 | 0 | 0 | 0 | 0 | 0 | 0 | 0 | 0 | 0 | 0 | 0 | 0 | -1.6051e-10 | -2.5246e-10 | 2.7155e-10 | 1.3898e-10 | 2.2416e-10 | -2.2172e-10 | -3.0335e-10 | 3.5021e-10 | 7.1892e-11 | 2.5811e-10 | -3.0896e-10 | -6.7982e-11 | 0 | 0 | 0 | 0 | 0 | 0 | 1.0496 | 1.048 | 1.0471 | 1.0496 | 1.048 | 1.0471 | -0.027027 | -120.1247 | 119.9096 | -0.027027 | -120.1247 | 119.9096

## LLG_max_fault_10
name | pf_ikss_a_from_ka | pf_ikss_b_from_ka | pf_ikss_c_from_ka | pf_ikss_a_to_ka | pf_ikss_b_to_ka | pf_ikss_c_to_ka | pf_skss_a_from_mw | pf_skss_b_from_mw | pf_skss_c_from_mw | pf_skss_a_to_mw | pf_skss_b_to_mw | pf_skss_c_to_mw | pf_p_a_from_mw | pf_p_b_from_mw | pf_p_c_from_mw | pf_p_a_to_mw | pf_p_b_to_mw | pf_p_c_to_mw | pf_q_a_from_mvar | pf_q_b_from_mvar | pf_q_c_from_mvar | pf_q_a_to_mvar | pf_q_b_to_mvar | pf_q_c_to_mvar | pf_ikss_a_from_degree | pf_ikss_b_from_degree | pf_ikss_c_from_degree | pf_ikss_a_to_degree | pf_ikss_b_to_degree | pf_ikss_c_to_degree | pf_vm_a_from_pu | pf_vm_b_from_pu | pf_vm_c_from_pu | pf_vm_a_to_pu | pf_vm_b_to_pu | pf_vm_c_to_pu | pf_va_a_from_degree | pf_va_b_from_degree | pf_va_c_from_degree | pf_va_a_to_degree | pf_va_b_to_degree | pf_va_c_to_degree
Line0_1_2 | 0 | 0.03576 | 0.035719 | 0 | 0.03576 | 0.035719 | 0 | 0.0082585 | 0.008249 | 0 | 0.0082585 | 0.008249 | -2.6355e-10 | 0.006402 | 0.0063948 | 2.3038e-10 | -0.0063939 | -0.0063794 | -5.7224e-10 | 0.0064192 | 0.0064009 | 4.947e-10 | -0.0063939 | -0.0063794 | 0 | -165.2077 | 74.8778 | 0 | 14.7923 | -105.1222 | 1.0996 | 1.0978 | 1.0968 | 1.0991 | 1.0949 | 1.0937 | -0.028296 | -120.1306 | 119.9053 | -0.037777 | -120.2077 | 119.8778
Line10_11_12 | 0 | 0 | 0 | 0 | 0 | 0 | 0 | 0 | 0 | 0 | 0 | 0 | -1.5815e-10 | -2.4873e-10 | 2.6759e-10 | 1.334e-10 | 2.162e-10 | -2.1031e-10 | -2.9894e-10 | 3.4506e-10 | 7.0817e-11 | 2.4692e-10 | -2.9764e-10 | -6.6324e-11 | 0 | 0 | 0 | 0 | 0 | 0 | 1.0996 | 1.0978 | 1.0968 | 1.0996 | 1.0978 | 1.0968 | -0.028296 | -120.1306 | 119.9053 | -0.028296 | -120.1306 | 119.9053
Line11_12_13 | 0 | 0 | 0 | 0 | 0 | 0 | 0 | 0 | 0 | 0 | 0 | 0 | -1.3179e-10 | -2.0727e-10 | 2.2299e-10 | 1.0704e-10 | 1.7474e-10 | -1.6571e-10 | -2.4911e-10 | 2.8755e-10 | 5.9014e-11 | 1.971e-10 | -2.4013e-10 | -5.4521e-11 | 0 | 0 | 0 | 0 | 0 | 0 | 1.0996 | 1.0978 | 1.0968 | 1.0996 | 1.0978 | 1.0968 | -0.028296 | -120.1306 | 119.9053 | -0.028296 | -120.1306 | 119.9053
Line12_13_15 | 0 | 0 | 0 | 0 | 0 | 0 | 0 | 0 | 0 | 0 | 0 | 0 | -7.9074e-11 | -1.2436e-10 | 1.338e-10 | 5.4323e-11 | 9.1834e-11 | -7.6514e-11 | -1.4947e-10 | 1.7253e-10 | 3.5409e-11 | 9.7455e-11 | -1.2511e-10 | -3.0915e-11 | 0 | 0 | 0 | 0 | 0 | 0 | 1.0996 | 1.0978 | 1.0968 | 1.0996 | 1.0978 | 1.0968 | -0.028296 | -120.1306 | 119.9053 | -0.028296 | -120.1306 | 119.9053
Line13_13_14 | 0 | 0 | 0 | 0 | 0 | 0 | 0 | 0 | 0 | 0 | 0 | 0 | -2.6358e-11 | -4.1455e-11 | 4.4598e-11 | 1.6066e-12 | 8.9247e-12 | 1.2683e-11 | -4.9823e-11 | 5.751e-11 | 1.1803e-11 | -2.1903e-12 | -1.0089e-11 | -7.3097e-12 | 0 | 0 | 0 | 0 | 0 | 0 | 1.0996 | 1.0978 | 1.0968 | 1.0996 | 1.0978 | 1.0968 | -0.028296 | -120.1306 | 119.9053 | -0.028296 | -120.1306 | 119.9053
Line14_15_16 | 0 | 0 | 0 | 0 | 0 | 0 | 0 | 0 | 0 | 0 | 0 | 0 | -5.2716e-11 | -8.2909e-11 | 8.9197e-11 | 2.7965e-11 | 5.0379e-11 | -3.1915e-11 | -9.9645e-11 | 1.1502e-10 | 2.3606e-11 | 4.7632e-11 | -6.76e-11 | -1.9113e-11 | 0 | 0 | 0 | 0 | 0 | 0 | 1.0996 | 1.0978 | 1.0968 | 1.0996 | 1.0978 | 1.0968 | -0.028296 | -120.1306 | 119.9053 | -0.028296 | -120.1306 | 119.9053
Line15_16_17 | 0 | 0 | 0 | 0 | 0 | 0 | 0 | 0 | 0 | 0 | 0 | 0 | -2.6358e-11 | -4.1455e-11 | 4.4598e-11 | 1.6066e-12 | 8.9247e-12 | 1.2683e-11 | -4.9823e-11 | 5.751e-11 | 1.1803e-11 | -2.1903e-12 | -1.0089e-11 | -7.3097e-12 | 0 | 0 | 0 | 0 | 0 | 0 | 1.0996 | 1.0978 | 1.0968 | 1.0996 | 1.0978 | 1.0968 | -0.028296 | -120.1306 | 119.9053 | -0.028296 | -120.1306 | 119.9053
Line16_4_18 | 0 | 0 | 0 | 0 | 0 | 0 | 0 | 0 | 0 | 0 | 0 | 0 | -2.6358e-11 | -4.1455e-11 | 4.4598e-11 | 1.6066e-12 | 8.9247e-12 | 1.2683e-11 | -4.9822e-11 | 5.751e-11 | 1.1803e-11 | -2.1903e-12 | -1.0089e-11 | -7.3097e-12 | 0 | 0 | 0 | 0 | 0 | 0 | 1.0996 | 1.0978 | 1.0968 | 1.0996 | 1.0978 | 1.0968 | -0.028296 | -120.1306 | 119.9053 | -0.028296 | -120.1306 | 119.9053
Line17_5_19 | 0 | 0 | 0 | 0 | 0 | 0 | 0 | 0 | 0 | 0 | 0 | 0 | -2.6358e-11 | -4.1455e-11 | 4.4598e-11 | 1.6066e-12 | 8.9247e-12 | 1.2683e-11 | -4.9822e-11 | 5.751e-11 | 1.1803e-11 | -2.1903e-12 | -1.0089e-11 | -7.3097e-12 | 0 | 0 | 0 | 0 | 0 | 0 | 1.0996 | 1.0978 | 1.0968 | 1.0996 | 1.0978 | 1.0968 | -0.028296 | -120.1306 | 119.9053 | -0.028296 | -120.1306 | 119.9053
Line1_1_3 | 0 | 0 | 0 | 0 | 0 | 0 | 0 | 0 | 0 | 0 | 0 | 0 | -2.1086e-10 | -3.3164e-10 | 3.5679e-10 | 1.8611e-10 | 2.9911e-10 | -2.9951e-10 | -3.9858e-10 | 4.6008e-10 | 9.4423e-11 | 3.4657e-10 | -4.1266e-10 | -8.993e-11 | 0 | 0 | 0 | 0 | 0 | 0 | 1.0996 | 1.0978 | 1.0968 | 1.0996 | 1.0978 | 1.0968 | -0.028296 | -120.1306 | 119.9053 | -0.028296 | -120.1306 | 119.9053
Line2_1_4 | 0 | 0 | 0 | 0 | 0 | 0 | 0 | 0 | 0 | 0 | 0 | 0 | -5.2716e-11 | -8.2909e-11 | 8.9197e-11 | 2.7965e-11 | 5.0379e-11 | -3.1915e-11 | -9.9645e-11 | 1.1502e-10 | 2.3606e-11 | 4.7632e-11 | -6.7599e-11 | -1.9113e-11 | 0 | 0 | 0 | 0 | 0 | 0 | 1.0996 | 1.0978 | 1.0968 | 1.0996 | 1.0978 | 1.0968 | -0.028296 | -120.1306 | 119.9053 | -0.028296 | -120.1306 | 119.9053
Line3_1_5 | 0 | 0 | 0 | 0 | 0 | 0 | 0 | 0 | 0 | 0 | 0 | 0 | -5.2716e-11 | -8.2909e-11 | 8.9197e-11 | 2.7965e-11 | 5.0379e-11 | -3.1915e-11 | -9.9645e-11 | 1.1502e-10 | 2.3606e-11 | 4.7632e-11 | -6.7599e-11 | -1.9113e-11 | 0 | 0 | 0 | 0 | 0 | 0 | 1.0996 | 1.0978 | 1.0968 | 1.0996 | 1.0978 | 1.0968 | -0.028296 | -120.1306 | 119.9053 | -0.028296 | -120.1306 | 119.9053
Line4_2_6 | 0 | 0 | 0 | 0 | 0 | 0 | 0 | 0 | 0 | 0 | 0 | 0 | -2.2657e-10 | -4.3898e-10 | 4.1811e-10 | 1.8507e-10 | 3.7153e-10 | -3.0915e-10 | -4.9762e-10 | 5.1521e-10 | 1.223e-10 | 3.9517e-10 | -4.2818e-10 | -1.0725e-10 | 0 | 0 | 0 | 0 | 0 | 0 | 1.0991 | 1.0949 | 1.0937 | 1.0991 | 1.0949 | 1.0937 | -0.037777 | -120.2077 | 119.8778 | -0.037777 | -120.2077 | 119.8778
Line5_6_7 | 0 | 0 | 0 | 0 | 0 | 0 | 0 | 0 | 0 | 0 | 0 | 0 | -1.8126e-10 | -3.5119e-10 | 3.3449e-10 | 1.3976e-10 | 2.8373e-10 | -2.2553e-10 | -3.981e-10 | 4.1217e-10 | 9.7839e-11 | 2.9565e-10 | -3.2513e-10 | -8.2791e-11 | 0 | 0 | 0 | 0 | 0 | 0 | 1.0991 | 1.0949 | 1.0937 | 1.0991 | 1.0949 | 1.0937 | -0.037777 | -120.2077 | 119.8778 | -0.037777 | -120.2077 | 119.8778
Line6_7_8 | 0 | 0 | 0 | 0 | 0 | 0 | 0 | 0 | 0 | 0 | 0 | 0 | -1.3594e-10 | -2.6339e-10 | 2.5087e-10 | 9.4442e-11 | 1.9593e-10 | -1.4191e-10 | -2.9857e-10 | 3.0913e-10 | 7.3379e-11 | 1.9613e-10 | -2.2209e-10 | -5.8331e-11 | 0 | 0 | 0 | 0 | 0 | 0 | 1.0991 | 1.0949 | 1.0937 | 1.0991 | 1.0949 | 1.0937 | -0.037777 | -120.2077 | 119.8778 | -0.037777 | -120.2077 | 119.8778
Line7_8_9 | 0 | 0 | 0 | 0 | 0 | 0 | 0 | 0 | 0 | 0 | 0 | 0 | -4.5314e-11 | -8.7797e-11 | 8.3622e-11 | 3.8141e-12 | 2.0338e-11 | 2.5337e-11 | -9.9524e-11 | 1.0304e-10 | 2.446e-11 | -2.9227e-12 | -1.6006e-11 | -9.4116e-12 | 0 | 0 | 0 | 0 | 0 | 0 | 1.0991 | 1.0949 | 1.0937 | 1.0991 | 1.0949 | 1.0937 | -0.037777 | -120.2077 | 119.8778 | -0.037777 | -120.2077 | 119.8778
Line8_8_10 | 0 | 0 | 0 | 0 | 0 | 0 | 0 | 0 | 0 | 0 | 0 | 0 | -4.5314e-11 | -8.7797e-11 | 8.3622e-11 | 3.8141e-12 | 2.0338e-11 | 2.5337e-11 | -9.9524e-11 | 1.0304e-10 | 2.446e-11 | -2.9227e-12 | -1.6006e-11 | -9.4116e-12 | 0 | 0 | 0 | 0 | 0 | 0 | 1.0991 | 1.0949 | 1.0937 | 1.0991 | 1.0949 | 1.0937 | -0.037777 | -120.2077 | 119.8778 | -0.037777 | -120.2077 | 119.8778
Line9_3_11 | 0 | 0 | 0 | 0 | 0 | 0 | 0 | 0 | 0 | 0 | 0 | 0 | -1.8451e-10 | -2.9018e-10 | 3.1219e-10 | 1.5976e-10 | 2.5765e-10 | -2.5491e-10 | -3.4876e-10 | 4.0257e-10 | 8.262e-11 | 2.9674e-10 | -3.5515e-10 | -7.8127e-11 | 0 | 0 | 0 | 0 | 0 | 0 | 1.0996 | 1.0978 | 1.0968 | 1.0996 | 1.0978 | 1.0968 | -0.028296 | -120.1306 | 119.9053 | -0.028296 | -120.1306 | 119.9053

## LLG_min_6
name | pf_ikss_a_from_ka | pf_ikss_b_from_ka | pf_ikss_c_from_ka | pf_ikss_a_to_ka | pf_ikss_b_to_ka | pf_ikss_c_to_ka | pf_skss_a_from_mw | pf_skss_b_from_mw | pf_skss_c_from_mw | pf_skss_a_to_mw | pf_skss_b_to_mw | pf_skss_c_to_mw | pf_p_a_from_mw | pf_p_b_from_mw | pf_p_c_from_mw | pf_p_a_to_mw | pf_p_b_to_mw | pf_p_c_to_mw | pf_q_a_from_mvar | pf_q_b_from_mvar | pf_q_c_from_mvar | pf_q_a_to_mvar | pf_q_b_to_mvar | pf_q_c_to_mvar | pf_ikss_a_from_degree | pf_ikss_b_from_degree | pf_ikss_c_from_degree | pf_ikss_a_to_degree | pf_ikss_b_to_degree | pf_ikss_c_to_degree | pf_vm_a_from_pu | pf_vm_b_from_pu | pf_vm_c_from_pu | pf_vm_a_to_pu | pf_vm_b_to_pu | pf_vm_c_to_pu | pf_va_a_from_degree | pf_va_b_from_degree | pf_va_c_from_degree | pf_va_a_to_degree | pf_va_b_to_degree | pf_va_c_to_degree
Line0_1_2 | 0 | 5.2535 | 4.9473 | 0 | 5.2535 | 4.9473 | 0 | 1.2133 | 1.1425 | 0 | 1.2133 | 1.1425 | -8.1071e-09 | 0.36913 | 0.49026 | 3.5588e-09 | -1.8945e-13 | -1.8543e-13 | -9.8087e-08 | 0.55576 | 0.33943 | 7.2569e-08 | 8.9282e-14 | 1.6023e-13 | 0 | 166.6821 | 67.6284 | 0 | -13.3179 | -112.3716 | 0.85573 | 0.54991 | 0.52191 | 0.72534 | 0 | 0 | -5.109 | -136.9092 | 102.3251 | -3.3712 | 0 | 0
Line10_11_12 | 0 | 0 | 0 | 0 | 0 | 0 | 0 | 0 | 0 | 0 | 0 | 0 | -1.4319e-08 | -2.1801e-08 | 2.5673e-08 | 1.2217e-08 | 1.8891e-08 | -2.066e-08 | -4.6129e-08 | 2.9827e-08 | 4.6911e-09 | 3.8175e-08 | -2.5413e-08 | -4.4612e-09 | 0 | 0 | 0 | 0 | 0 | 0 | 0.85573 | 0.54991 | 0.52191 | 0.85573 | 0.54991 | 0.52191 | -5.109 | -136.9092 | 102.3251 | -5.109 | -136.9092 | 102.3251
Line11_12_13 | 0 | 0 | 0 | 0 | 0 | 0 | 0 | 0 | 0 | 0 | 0 | 0 | -1.1933e-08 | -1.8167e-08 | 2.1394e-08 | 9.8301e-09 | 1.5258e-08 | -1.6382e-08 | -3.844e-08 | 2.4856e-08 | 3.9093e-09 | 3.0487e-08 | -2.0442e-08 | -3.6794e-09 | 0 | 0 | 0 | 0 | 0 | 0 | 0.85573 | 0.54991 | 0.52191 | 0.85573 | 0.54991 | 0.52191 | -5.109 | -136.9092 | 102.3251 | -5.109 | -136.9092 | 102.3251
Line12_13_15 | 0 | 0 | 0 | 0 | 0 | 0 | 0 | 0 | 0 | 0 | 0 | 0 | -7.1596e-09 | -1.09e-08 | 1.2836e-08 | 5.057e-09 | 7.9909e-09 | -7.8241e-09 | -2.3064e-08 | 1.4913e-08 | 2.3456e-09 | 1.5111e-08 | -1.0499e-08 | -2.1157e-09 | 0 | 0 | 0 | 0 | 0 | 0 | 0.85573 | 0.54991 | 0.52191 | 0.85573 | 0.54991 | 0.52191 | -5.109 | -136.9092 | 102.3251 | -5.109 | -136.9092 | 102.3251
Line13_13_14 | 0 | 0 | 0 | 0 | 0 | 0 | 0 | 0 | 0 | 0 | 0 | 0 | -2.3865e-09 | -3.6335e-09 | 4.2788e-09 | 2.8394e-10 | 7.239e-10 | 7.3341e-10 | -7.6881e-09 | 4.9711e-09 | 7.8186e-10 | -2.6544e-10 | -5.5714e-10 | -5.5196e-10 | 0 | 0 | 0 | 0 | 0 | 0 | 0.85573 | 0.54991 | 0.52191 | 0.85573 | 0.54991 | 0.52191 | -5.109 | -136.9092 | 102.3251 | -5.109 | -136.9092 | 102.3251
Line14_15_16 | 0 | 0 | 0 | 0 | 0 | 0 | 0 | 0 | 0 | 0 | 0 | 0 | -4.7731e-09 | -7.267e-09 | 8.5575e-09 | 2.6705e-09 | 4.3574e-09 | -3.5454e-09 | -1.5376e-08 | 9.9422e-09 | 1.5637e-09 | 7.4226e-09 | -5.5282e-09 | -1.3338e-09 | 0 | 0 | 0 | 0 | 0 | 0 | 0.85573 | 0.54991 | 0.52191 | 0.85573 | 0.54991 | 0.52191 | -5.109 | -136.9092 | 102.3251 | -5.109 | -136.9092 | 102.3251
Line15_16_17 | 0 | 0 | 0 | 0 | 0 | 0 | 0 | 0 | 0 | 0 | 0 | 0 | -2.3865e-09 | -3.6335e-09 | 4.2788e-09 | 2.8394e-10 | 7.239e-10 | 7.3341e-10 | -7.6881e-09 | 4.9711e-09 | 7.8186e-10 | -2.6544e-10 | -5.5714e-10 | -5.5196e-10 | 0 | 0 | 0 | 0 | 0 | 0 | 0.85573 | 0.54991 | 0.52191 | 0.85573 | 0.54991 | 0.52191 | -5.109 | -136.9092 | 102.3251 | -5.109 | -136.9092 | 102.3251
Line16_4_18 | 0 | 0 | 0 | 0 | 0 | 0 | 0 | 0 | 0 | 0 | 0 | 0 | -2.3865e-09 | -3.6335e-09 | 4.2788e-09 | 2.8394e-10 | 7.239e-10 | 7.3341e-10 | -7.6881e-09 | 4.9711e-09 | 7.8185e-10 | -2.6544e-10 | -5.5714e-10 | -5.5196e-10 | 0 | 0 | 0 | 0 | 0 | 0 | 0.85573 | 0.54991 | 0.52191 | 0.85573 | 0.54991 | 0.52191 | -5.109 | -136.9092 | 102.3251 | -5.109 | -136.9092 | 102.3251
Line17_5_19 | 0 | 0 | 0 | 0 | 0 | 0 | 0 | 0 | 0 | 0 | 0 | 0 | -2.3865e-09 | -3.6335e-09 | 4.2788e-09 | 2.8394e-10 | 7.239e-10 | 7.3341e-10 | -7.6881e-09 | 4.9711e-09 | 7.8185e-10 | -2.6544e-10 | -5.5714e-10 | -5.5196e-10 | 0 | 0 | 0 | 0 | 0 | 0 | 0.85573 | 0.54991 | 0.52191 | 0.85573 | 0.54991 | 0.52191 | -5.109 | -136.9092 | 102.3251 | -5.109 | -136.9092 | 102.3251
Line1_1_3 | 0 | 0 | 0 | 0 | 0 | 0 | 0 | 0 | 0 | 0 | 0 | 0 | -1.9092e-08 | -2.9068e-08 | 3.423e-08 | 1.699e-08 | 2.6158e-08 | -2.9218e-08 | -6.1505e-08 | 3.9769e-08 | 6.2548e-09 | 5.3551e-08 | -3.5355e-08 | -6.025e-09 | 0 | 0 | 0 | 0 | 0 | 0 | 0.85573 | 0.54991 | 0.52191 | 0.85573 | 0.54991 | 0.52191 | -5.109 | -136.9092 | 102.3251 | -5.109 | -136.9092 | 102.3251
Line2_1_4 | 0 | 0 | 0 | 0 | 0 | 0 | 0 | 0 | 0 | 0 | 0 | 0 | -4.7731e-09 | -7.2669e-09 | 8.5575e-09 | 2.6705e-09 | 4.3574e-09 | -3.5454e-09 | -1.5376e-08 | 9.9422e-09 | 1.5637e-09 | 7.4226e-09 | -5.5282e-09 | -1.3338e-09 | 0 | 0 | 0 | 0 | 0 | 0 | 0.85573 | 0.54991 | 0.52191 | 0.85573 | 0.54991 | 0.52191 | -5.109 | -136.9092 | 102.3251 | -5.109 | -136.9092 | 102.3251
Line3_1_5 | 0 | 0 | 0 | 0 | 0 | 0 | 0 | 0 | 0 | 0 | 0 | 0 | -4.7731e-09 | -7.2669e-09 | 8.5575e-09 | 2.6705e-09 | 4.3574e-09 | -3.5454e-09 | -1.5376e-08 | 9.9422e-09 | 1.5637e-09 | 7.4226e-09 | -5.5282e-09 | -1.3338e-09 | 0 | 0 | 0 | 0 | 0 | 0 | 0.85573 | 0.54991 | 0.52191 | 0.85573 | 0.54991 | 0.52191 | -5.109 | -136.9092 | 102.3251 | -5.109 | -136.9092 | 102.3251
Line4_2_6 | 0 | 0 | 0 | 0 | 0 | 0 | 0 | 0 | 0 | 0 | 0 | 0 | -2.9656e-09 | 1.052e-20 | 1.1126e-20 | 2.9656e-09 | 2.1653e-15 | 8.4006e-16 | -7.2717e-08 | 1.7263e-20 | -1.5051e-20 | 5.8025e-08 | 2.2085e-15 | 7.3078e-16 | 0 | 0 | 0 | 0 | 0 | 0 | 0.72534 | 0 | 0 | 0.72534 | 0 | 0 | -3.3712 | 0 | 0 | -3.3712 | 0 | 0
Line5_6_7 | 0 | 0 | 0 | 0 | 0 | 0 | 0 | 0 | 0 | 0 | 0 | 0 | -2.3725e-09 | -2.1229e-15 | -8.9781e-16 | 2.3725e-09 | 2.9179e-15 | 1.0931e-15 | -5.8174e-08 | -2.1058e-15 | -7.3022e-16 | 4.3482e-08 | 2.9977e-15 | 9.6534e-16 | 0 | 0 | 0 | 0 | 0 | 0 | 0.72534 | 0 | 0 | 0.72534 | 0 | 0 | -3.3712 | 0 | 0 | -3.3712 | 0 | 0
Line6_7_8 | 0 | 0 | 0 | 0 | 0 | 0 | 0 | 0 | 0 | 0 | 0 | 0 | -1.7794e-09 | -2.8421e-15 | -1.1953e-15 | 1.7794e-09 | 2.6001e-15 | 9.1057e-16 | -4.363e-08 | -2.8144e-15 | -9.6393e-16 | 2.8938e-08 | 2.7116e-15 | 8.3509e-16 | 0 | 0 | 0 | 0 | 0 | 0 | 0.72534 | 0 | 0 | 0.72534 | 0 | 0 | -3.3712 | 0 | 0 | -3.3712 | 0 | 0
Line7_8_9 | 0 | 0 | 0 | 0 | 0 | 0 | 0 | 0 | 0 | 0 | 0 | 0 | -5.9313e-10 | -1.25e-15 | -5.219e-16 | 5.9313e-10 | 1.0648e-16 | -1.3762e-16 | -1.4543e-08 | -1.2351e-15 | -4.1627e-16 | -1.4857e-10 | 2.5494e-16 | 4.2906e-18 | 0 | 0 | 0 | 0 | 0 | 0 | 0.72534 | 0 | 0 | 0.72534 | 0 | 0 | -3.3712 | 0 | 0 | -3.3712 | 0 | 0
Line8_8_10 | 0 | 0 | 0 | 0 | 0 | 0 | 0 | 0 | 0 | 0 | 0 | 0 | -5.9313e-10 | -1.25e-15 | -5.219e-16 | 5.9313e-10 | 1.0648e-16 | -1.3762e-16 | -1.4543e-08 | -1.2351e-15 | -4.1627e-16 | -1.4857e-10 | 2.5494e-16 | 4.2906e-18 | 0 | 0 | 0 | 0 | 0 | 0 | 0.72534 | 0 | 0 | 0.72534 | 0 | 0 | -3.3712 | 0 | 0 | -3.3712 | 0 | 0
Line9_3_11 | 0 | 0 | 0 | 0 | 0 | 0 | 0 | 0 | 0 | 0 | 0 | 0 | -1.6706e-08 | -2.5434e-08 | 2.9951e-08 | 1.4603e-08 | 2.2525e-08 | -2.4939e-08 | -5.3817e-08 | 3.4798e-08 | 5.473e-09 | 4.5863e-08 | -3.0384e-08 | -5.2431e-09 | 0 | 0 | 0 | 0 | 0 | 0 | 0.85573 | 0.54991 | 0.52191 | 0.85573 | 0.54991 | 0.52191 | -5.109 | -136.9092 | 102.3251 | -5.109 | -136.9092 | 102.3251

## LLG_min_10
name | pf_ikss_a_from_ka | pf_ikss_b_from_ka | pf_ikss_c_from_ka | pf_ikss_a_to_ka | pf_ikss_b_to_ka | pf_ikss_c_to_ka | pf_skss_a_from_mw | pf_skss_b_from_mw | pf_skss_c_from_mw | pf_skss_a_to_mw | pf_skss_b_to_mw | pf_skss_c_to_mw | pf_p_a_from_mw | pf_p_b_from_mw | pf_p_c_from_mw | pf_p_a_to_mw | pf_p_b_to_mw | pf_p_c_to_mw | pf_q_a_from_mvar | pf_q_b_from_mvar | pf_q_c_from_mvar | pf_q_a_to_mvar | pf_q_b_to_mvar | pf_q_c_to_mvar | pf_ikss_a_from_degree | pf_ikss_b_from_degree | pf_ikss_c_from_degree | pf_ikss_a_to_degree | pf_ikss_b_to_degree | pf_ikss_c_to_degree | pf_vm_a_from_pu | pf_vm_b_from_pu | pf_vm_c_from_pu | pf_vm_a_to_pu | pf_vm_b_to_pu | pf_vm_c_to_pu | pf_va_a_from_degree | pf_va_b_from_degree | pf_va_c_from_degree | pf_va_a_to_degree | pf_va_b_to_degree | pf_va_c_to_degree
Line0_1_2 | 0 | 4.977 | 4.6869 | 0 | 4.977 | 4.6869 | 0 | 1.1494 | 1.0824 | 0 | 1.1494 | 1.0824 | -7.2761e-09 | 0.33129 | 0.44001 | 3.194e-09 | -1.701e-13 | -1.6634e-13 | -8.8034e-08 | 0.4988 | 0.30464 | 6.5131e-08 | 8.038e-14 | 1.4336e-13 | 0 | 166.6821 | 67.6284 | 0 | -13.3179 | -112.3716 | 0.81069 | 0.52097 | 0.49444 | 0.68717 | 0 | 0 | -5.109 | -136.9092 | 102.3251 | -3.3712 | 0 | 0
Line10_11_12 | 0 | 0 | 0 | 0 | 0 | 0 | 0 | 0 | 0 | 0 | 0 | 0 | -1.2852e-08 | -1.9566e-08 | 2.3041e-08 | 1.0965e-08 | 1.6955e-08 | -1.8543e-08 | -4.1401e-08 | 2.677e-08 | 4.2103e-09 | 3.4262e-08 | -2.2808e-08 | -4.004e-09 | 0 | 0 | 0 | 0 | 0 | 0 | 0.81069 | 0.52097 | 0.49444 | 0.81069 | 0.52097 | 0.49444 | -5.109 | -136.9092 | 102.3251 | -5.109 | -136.9092 | 102.3251
Line11_12_13 | 0 | 0 | 0 | 0 | 0 | 0 | 0 | 0 | 0 | 0 | 0 | 0 | -1.071e-08 | -1.6305e-08 | 1.9201e-08 | 8.8226e-09 | 1.3694e-08 | -1.4703e-08 | -3.4501e-08 | 2.2308e-08 | 3.5086e-09 | 2.7362e-08 | -1.8346e-08 | -3.3023e-09 | 0 | 0 | 0 | 0 | 0 | 0 | 0.81069 | 0.52097 | 0.49444 | 0.81069 | 0.52097 | 0.49444 | -5.109 | -136.9092 | 102.3251 | -5.109 | -136.9092 | 102.3251
Line12_13_15 | 0 | 0 | 0 | 0 | 0 | 0 | 0 | 0 | 0 | 0 | 0 | 0 | -6.4258e-09 | -9.7832e-09 | 1.1521e-08 | 4.5387e-09 | 7.1718e-09 | -7.0222e-09 | -2.07e-08 | 1.3385e-08 | 2.1052e-09 | 1.3562e-08 | -9.4232e-09 | -1.8988e-09 | 0 | 0 | 0 | 0 | 0 | 0 | 0.81069 | 0.52097 | 0.49444 | 0.81069 | 0.52097 | 0.49444 | -5.109 | -136.9092 | 102.3251 | -5.109 | -136.9092 | 102.3251
Line13_13_14 | 0 | 0 | 0 | 0 | 0 | 0 | 0 | 0 | 0 | 0 | 0 | 0 | -2.1419e-09 | -3.2611e-09 | 3.8402e-09 | 2.5484e-10 | 6.4971e-10 | 6.5824e-10 | -6.9001e-09 | 4.4616e-09 | 7.0172e-10 | -2.3824e-10 | -5.0004e-10 | -4.9539e-10 | 0 | 0 | 0 | 0 | 0 | 0 | 0.81069 | 0.52097 | 0.49444 | 0.81069 | 0.52097 | 0.49444 | -5.109 | -136.9092 | 102.3251 | -5.109 | -136.9092 | 102.3251
Line14_15_16 | 0 | 0 | 0 | 0 | 0 | 0 | 0 | 0 | 0 | 0 | 0 | 0 | -4.2839e-09 | -6.5221e-09 | 7.6805e-09 | 2.3968e-09 | 3.9108e-09 | -3.182e-09 | -1.38e-08 | 8.9232e-09 | 1.4034e-09 | 6.6619e-09 | -4.9616e-09 | -1.1971e-09 | 0 | 0 | 0 | 0 | 0 | 0 | 0.81069 | 0.52097 | 0.49444 | 0.81069 | 0.52097 | 0.49444 | -5.109 | -136.9092 | 102.3251 | -5.109 | -136.9092 | 102.3251
Line15_16_17 | 0 | 0 | 0 | 0 | 0 | 0 | 0 | 0 | 0 | 0 | 0 | 0 | -2.1419e-09 | -3.2611e-09 | 3.8402e-09 | 2.5484e-10 | 6.4971e-10 | 6.5824e-10 | -6.9001e-09 | 4.4616e-09 | 7.0172e-10 | -2.3824e-10 | -5.0004e-10 | -4.9539e-10 | 0 | 0 | 0 | 0 | 0 | 0 | 0.81069 | 0.52097 | 0.49444 | 0.81069 | 0.52097 | 0.49444 | -5.109 | -136.9092 | 102.3251 | -5.109 | -136.9092 | 102.3251
Line16_4_18 | 0 | 0 | 0 | 0 | 0 | 0 | 0 | 0 | 0 | 0 | 0 | 0 | -2.1419e-09 | -3.2611e-09 | 3.8402e-09 | 2.5484e-10 | 6.4971e-10 | 6.5824e-10 | -6.9001e-09 | 4.4616e-09 | 7.0172e-10 | -2.3824e-10 | -5.0004e-10 | -4.9539e-10 | 0 | 0 | 0 | 0 | 0 | 0 | 0.81069 | 0.52097 | 0.49444 | 0.81069 | 0.52097 | 0.49444 | -5.109 | -136.9092 | 102.3251 | -5.109 | -136.9092 | 102.3251
Line17_5_19 | 0 | 0 | 0 | 0 | 0 | 0 | 0 | 0 | 0 | 0 | 0 | 0 | -2.1419e-09 | -3.2611e-09 | 3.8402e-09 | 2.5484e-10 | 6.4971e-10 | 6.5824e-10 | -6.9001e-09 | 4.4616e-09 | 7.0172e-10 | -2.3824e-10 | -5.0004e-10 | -4.9539e-10 | 0 | 0 | 0 | 0 | 0 | 0 | 0.81069 | 0.52097 | 0.49444 | 0.81069 | 0.52097 | 0.49444 | -5.109 | -136.9092 | 102.3251 | -5.109 | -136.9092 | 102.3251
Line1_1_3 | 0 | 0 | 0 | 0 | 0 | 0 | 0 | 0 | 0 | 0 | 0 | 0 | -1.7136e-08 | -2.6089e-08 | 3.0722e-08 | 1.5248e-08 | 2.3477e-08 | -2.6223e-08 | -5.5201e-08 | 3.5693e-08 | 5.6138e-09 | 4.8063e-08 | -3.1731e-08 | -5.4074e-09 | 0 | 0 | 0 | 0 | 0 | 0 | 0.81069 | 0.52097 | 0.49444 | 0.81069 | 0.52097 | 0.49444 | -5.109 | -136.9092 | 102.3251 | -5.109 | -136.9092 | 102.3251
Line2_1_4 | 0 | 0 | 0 | 0 | 0 | 0 | 0 | 0 | 0 | 0 | 0 | 0 | -4.2839e-09 | -6.5221e-09 | 7.6804e-09 | 2.3968e-09 | 3.9108e-09 | -3.182e-09 | -1.38e-08 | 8.9232e-09 | 1.4034e-09 | 6.6619e-09 | -4.9616e-09 | -1.1971e-09 | 0 | 0 | 0 | 0 | 0 | 0 | 0.81069 | 0.52097 | 0.49444 | 0.81069 | 0.52097 | 0.49444 | -5.109 | -136.9092 | 102.3251 | -5.109 | -136.9092 | 102.3251
Line3_1_5 | 0 | 0 | 0 | 0 | 0 | 0 | 0 | 0 | 0 | 0 | 0 | 0 | -4.2839e-09 | -6.5221e-09 | 7.6804e-09 | 2.3968e-09 | 3.9108e-09 | -3.182e-09 | -1.38e-08 | 8.9232e-09 | 1.4034e-09 | 6.6619e-09 | -4.9616e-09 | -1.1971e-09 | 0 | 0 | 0 | 0 | 0 | 0 | 0.81069 | 0.52097 | 0.49444 | 0.81069 | 0.52097 | 0.49444 | -5.109 | -136.9092 | 102.3251 | -5.109 | -136.9092 | 102.3251
Line4_2_6 | 0 | 0 | 0 | 0 | 0 | 0 | 0 | 0 | 0 | 0 | 0 | 0 | -2.6617e-09 | 9.4658e-21 | 9.9871e-21 | 2.6617e-09 | 1.9434e-15 | 7.5396e-16 | -6.5264e-08 | 1.5497e-20 | -1.3473e-20 | 5.2078e-08 | 1.9822e-15 | 6.5588e-16 | 0 | 0 | 0 | 0 | 0 | 0 | 0.68717 | 0 | 0 | 0.68717 | 0 | 0 | -3.3712 | 0 | 0 | -3.3712 | 0 | 0
Line5_6_7 | 0 | 0 | 0 | 0 | 0 | 0 | 0 | 0 | 0 | 0 | 0 | 0 | -2.1293e-09 | -1.9053e-15 | -8.0579e-16 | 2.1293e-09 | 2.6189e-15 | 9.8107e-16 | -5.2211e-08 | -1.8899e-15 | -6.5538e-16 | 3.9025e-08 | 2.6904e-15 | 8.664e-16 | 0 | 0 | 0 | 0 | 0 | 0 | 0.68717 | 0 | 0 | 0.68717 | 0 | 0 | -3.3712 | 0 | 0 | -3.3712 | 0 | 0
Line6_7_8 | 0 | 0 | 0 | 0 | 0 | 0 | 0 | 0 | 0 | 0 | 0 | 0 | -1.597e-09 | -2.5508e-15 | -1.0728e-15 | 1.597e-09 | 2.3336e-15 | 8.1725e-16 | -3.9159e-08 | -2.526e-15 | -8.6513e-16 | 2.5972e-08 | 2.4337e-15 | 7.495e-16 | 0 | 0 | 0 | 0 | 0 | 0 | 0.68717 | 0 | 0 | 0.68717 | 0 | 0 | -3.3712 | 0 | 0 | -3.3712 | 0 | 0
Line7_8_9 | 0 | 0 | 0 | 0 | 0 | 0 | 0 | 0 | 0 | 0 | 0 | 0 | -5.3233e-10 | -1.1219e-15 | -4.6841e-16 | 5.3234e-10 | 9.5563e-17 | -1.2351e-16 | -1.3053e-08 | -1.1085e-15 | -3.736e-16 | -1.3335e-10 | 2.2881e-16 | 3.8509e-18 | 0 | 0 | 0 | 0 | 0 | 0 | 0.68717 | 0 | 0 | 0.68717 | 0 | 0 | -3.3712 | 0 | 0 | -3.3712 | 0 | 0
Line8_8_10 | 0 | 0 | 0 | 0 | 0 | 0 | 0 | 0 | 0 | 0 | 0 | 0 | -5.3233e-10 | -1.1219e-15 | -4.6841e-16 | 5.3234e-10 | 9.5563e-17 | -1.2351e-16 | -1.3053e-08 | -1.1085e-15 | -3.736e-16 | -1.3335e-10 | 2.2881e-16 | 3.8509e-18 | 0 | 0 | 0 | 0 | 0 | 0 | 0.68717 | 0 | 0 | 0.68717 | 0 | 0 | -3.3712 | 0 | 0 | -3.3712 | 0 | 0
Line9_3_11 | 0 | 0 | 0 | 0 | 0 | 0 | 0 | 0 | 0 | 0 | 0 | 0 | -1.4994e-08 | -2.2827e-08 | 2.6882e-08 | 1.3106e-08 | 2.0216e-08 | -2.2383e-08 | -4.8301e-08 | 3.1231e-08 | 4.912e-09 | 4.1162e-08 | -2.727e-08 | -4.7057e-09 | 0 | 0 | 0 | 0 | 0 | 0 | 0.81069 | 0.52097 | 0.49444 | 0.81069 | 0.52097 | 0.49444 | -5.109 | -136.9092 | 102.3251 | -5.109 | -136.9092 | 102.3251

## LLG_min_fault_6
name | pf_ikss_a_from_ka | pf_ikss_b_from_ka | pf_ikss_c_from_ka | pf_ikss_a_to_ka | pf_ikss_b_to_ka | pf_ikss_c_to_ka | pf_skss_a_from_mw | pf_skss_b_from_mw | pf_skss_c_from_mw | pf_skss_a_to_mw | pf_skss_b_to_mw | pf_skss_c_to_mw | pf_p_a_from_mw | pf_p_b_from_mw | pf_p_c_from_mw | pf_p_a_to_mw | pf_p_b_to_mw | pf_p_c_to_mw | pf_q_a_from_mvar | pf_q_b_from_mvar | pf_q_c_from_mvar | pf_q_a_to_mvar | pf_q_b_to_mvar | pf_q_c_to_mvar | pf_ikss_a_from_degree | pf_ikss_b_from_degree | pf_ikss_c_from_degree | pf_ikss_a_to_degree | pf_ikss_b_to_degree | pf_ikss_c_to_degree | pf_vm_a_from_pu | pf_vm_b_from_pu | pf_vm_c_from_pu | pf_vm_a_to_pu | pf_vm_b_to_pu | pf_vm_c_to_pu | pf_va_a_from_degree | pf_va_b_from_degree | pf_va_c_from_degree | pf_va_a_to_degree | pf_va_b_to_degree | pf_va_c_to_degree
Line0_1_2 | 0 | 0.030854 | 0.030828 | 0 | 0.030854 | 0.030828 | 0 | 0.0071255 | 0.0071193 | 0 | 0.0071255 | 0.0071193 | -1.3523e-10 | 0.004774 | 0.0047712 | 1.1636e-10 | -0.00476 | -0.0047517 | -4.9092e-10 | 0.0047801 | 0.0047665 | 4.2764e-10 | -0.00476 | -0.0047517 | 0 | -165.166 | 74.9342 | 0 | 14.834 | -105.0658 | 0.94966 | 0.9481 | 0.9473 | 0.94904 | 0.94472 | 0.9439 | -0.028089 | -120.1295 | 119.906 | -0.028821 | -120.166 | 119.9342
Line10_11_12 | 0 | 0 | 0 | 0 | 0 | 0 | 0 | 0 | 0 | 0 | 0 | 0 | -1.1701e-10 | -1.8365e-10 | 1.9773e-10 | 9.8701e-11 | 1.5963e-10 | -1.554e-10 | -2.208e-10 | 2.5513e-10 | 5.2245e-11 | 1.8238e-10 | -2.2008e-10 | -4.8951e-11 | 0 | 0 | 0 | 0 | 0 | 0 | 0.94966 | 0.9481 | 0.9473 | 0.94966 | 0.9481 | 0.9473 | -0.028089 | -120.1295 | 119.906 | -0.028089 | -120.1295 | 119.906
Line11_12_13 | 0 | 0 | 0 | 0 | 0 | 0 | 0 | 0 | 0 | 0 | 0 | 0 | -9.7511e-11 | -1.5304e-10 | 1.6477e-10 | 7.9198e-11 | 1.2902e-10 | -1.2244e-10 | -1.84e-10 | 2.1261e-10 | 4.3538e-11 | 1.4558e-10 | -1.7755e-10 | -4.0243e-11 | 0 | 0 | 0 | 0 | 0 | 0 | 0.94966 | 0.9481 | 0.9473 | 0.94966 | 0.9481 | 0.9473 | -0.028089 | -120.1295 | 119.906 | -0.028089 | -120.1295 | 119.906
Line12_13_15 | 0 | 0 | 0 | 0 | 0 | 0 | 0 | 0 | 0 | 0 | 0 | 0 | -5.8507e-11 | -9.1824e-11 | 9.8863e-11 | 4.0194e-11 | 6.7808e-11 | -5.6533e-11 | -1.104e-10 | 1.2757e-10 | 2.6123e-11 | 7.1979e-11 | -9.251e-11 | -2.2828e-11 | 0 | 0 | 0 | 0 | 0 | 0 | 0.94966 | 0.9481 | 0.9473 | 0.94966 | 0.9481 | 0.9473 | -0.028089 | -120.1295 | 119.906 | -0.028089 | -120.1295 | 119.906
Line13_13_14 | 0 | 0 | 0 | 0 | 0 | 0 | 0 | 0 | 0 | 0 | 0 | 0 | -1.9502e-11 | -3.0608e-11 | 3.2954e-11 | 1.1892e-12 | 6.5919e-12 | 9.375e-12 | -3.68e-11 | 4.2522e-11 | 8.7075e-12 | -1.6217e-12 | -7.4663e-12 | -5.4132e-12 | 0 | 0 | 0 | 0 | 0 | 0 | 0.94966 | 0.9481 | 0.9473 | 0.94966 | 0.9481 | 0.9473 | -0.028089 | -120.1295 | 119.906 | -0.028089 | -120.1295 | 119.906
Line14_15_16 | 0 | 0 | 0 | 0 | 0 | 0 | 0 | 0 | 0 | 0 | 0 | 0 | -3.9005e-11 | -6.1216e-11 | 6.5908e-11 | 2.0691e-11 | 3.72e-11 | -2.3579e-11 | -7.36e-11 | 8.5044e-11 | 1.7415e-11 | 3.5178e-11 | -4.9988e-11 | -1.4121e-11 | 0 | 0 | 0 | 0 | 0 | 0 | 0.94966 | 0.9481 | 0.9473 | 0.94966 | 0.9481 | 0.9473 | -0.028089 | -120.1295 | 119.906 | -0.028089 | -120.1295 | 119.906
Line15_16_17 | 0 | 0 | 0 | 0 | 0 | 0 | 0 | 0 | 0 | 0 | 0 | 0 | -1.9502e-11 | -3.0608e-11 | 3.2954e-11 | 1.1892e-12 | 6.5919e-12 | 9.375e-12 | -3.68e-11 | 4.2522e-11 | 8.7075e-12 | -1.6217e-12 | -7.4663e-12 | -5.4132e-12 | 0 | 0 | 0 | 0 | 0 | 0 | 0.94966 | 0.9481 | 0.9473 | 0.94966 | 0.9481 | 0.9473 | -0.028089 | -120.1295 | 119.906 | -0.028089 | -120.1295 | 119.906
Line16_4_18 | 0 | 0 | 0 | 0 | 0 | 0 | 0 | 0 | 0 | 0 | 0 | 0 | -1.9502e-11 | -3.0608e-11 | 3.2954e-11 | 1.1892e-12 | 6.5919e-12 | 9.375e-12 | -3.68e-11 | 4.2522e-11 | 8.7075e-12 | -1.6217e-12 | -7.4663e-12 | -5.4132e-12 | 0 | 0 | 0 | 0 | 0 | 0 | 0.94966 | 0.9481 | 0.9473 | 0.94966 | 0.9481 | 0.9473 | -0.028089 | -120.1295 | 119.906 | -0.028089 | -120.1295 | 119.906
Line17_5_19 | 0 | 0 | 0 | 0 | 0 | 0 | 0 | 0 | 0 | 0 | 0 | 0 | -1.9502e-11 | -3.0608e-11 | 3.2954e-11 | 1.1892e-12 | 6.5919e-12 | 9.375e-12 | -3.68e-11 | 4.2522e-11 | 8.7075e-12 | -1.6217e-12 | -7.4663e-12 | -5.4132e-12 | 0 | 0 | 0 | 0 | 0 | 0 | 0.94966 | 0.9481 | 0.9473 | 0.94966 | 0.9481 | 0.9473 | -0.028089 | -120.1295 | 119.906 | -0.028089 | -120.1295 | 119.906
Line1_1_3 | 0 | 0 | 0 | 0 | 0 | 0 | 0 | 0 | 0 | 0 | 0 | 0 | -1.5602e-10 | -2.4486e-10 | 2.6363e-10 | 1.3771e-10 | 2.2085e-10 | -2.213e-10 | -2.944e-10 | 3.4018e-10 | 6.966e-11 | 2.5598e-10 | -3.0512e-10 | -6.6366e-11 | 0 | 0 | 0 | 0 | 0 | 0 | 0.94966 | 0.9481 | 0.9473 | 0.94966 | 0.9481 | 0.9473 | -0.028089 | -120.1295 | 119.906 | -0.028089 | -120.1295 | 119.906
Line2_1_4 | 0 | 0 | 0 | 0 | 0 | 0 | 0 | 0 | 0 | 0 | 0 | 0 | -3.9005e-11 | -6.1216e-11 | 6.5908e-11 | 2.0691e-11 | 3.72e-11 | -2.3579e-11 | -7.36e-11 | 8.5044e-11 | 1.7415e-11 | 3.5178e-11 | -4.9988e-11 | -1.4121e-11 | 0 | 0 | 0 | 0 | 0 | 0 | 0.94966 | 0.9481 | 0.9473 | 0.94966 | 0.9481 | 0.9473 | -0.028089 | -120.1295 | 119.906 | -0.028089 | -120.1295 | 119.906
Line3_1_5 | 0 | 0 | 0 | 0 | 0 | 0 | 0 | 0 | 0 | 0 | 0 | 0 | -3.9005e-11 | -6.1216e-11 | 6.5908e-11 | 2.0691e-11 | 3.72e-11 | -2.3579e-11 | -7.36e-11 | 8.5044e-11 | 1.7415e-11 | 3.5178e-11 | -4.9988e-11 | -1.4121e-11 | 0 | 0 | 0 | 0 | 0 | 0 | 0.94966 | 0.9481 | 0.9473 | 0.94966 | 0.9481 | 0.9473 | -0.028089 | -120.1295 | 119.906 | -0.028089 | -120.1295 | 119.906
Line4_2_6 | 0 | 0 | 0 | 0 | 0 | 0 | 0 | 0 | 0 | 0 | 0 | 0 | -1.1303e-10 | -4.2e-10 | 3.1933e-10 | 9.3759e-11 | 3.5428e-10 | -2.3435e-10 | -4.293e-10 | 3.4932e-10 | 1.5326e-10 | 3.4178e-10 | -2.8899e-10 | -1.2638e-10 | 0 | 0 | 0 | 0 | 0 | 0 | 0.94904 | 0.94472 | 0.9439 | 0.94904 | 0.94472 | 0.9439 | -0.028821 | -120.166 | 119.9342 | -0.028821 | -120.166 | 119.9342
Line5_6_7 | 0 | 0 | 0 | 0 | 0 | 0 | 0 | 0 | 0 | 0 | 0 | 0 | -9.042e-11 | -3.36e-10 | 2.5547e-10 | 7.1154e-11 | 2.7028e-10 | -1.7048e-10 | -3.4344e-10 | 2.7946e-10 | 1.2261e-10 | 2.5592e-10 | -2.1913e-10 | -9.5732e-11 | 0 | 0 | 0 | 0 | 0 | 0 | 0.94904 | 0.94472 | 0.9439 | 0.94904 | 0.94472 | 0.9439 | -0.028821 | -120.166 | 119.9342 | -0.028821 | -120.166 | 119.9342
Line6_7_8 | 0 | 0 | 0 | 0 | 0 | 0 | 0 | 0 | 0 | 0 | 0 | 0 | -6.7815e-11 | -2.52e-10 | 1.916e-10 | 4.8549e-11 | 1.8628e-10 | -1.0662e-10 | -2.5758e-10 | 2.0959e-10 | 9.1955e-11 | 1.7006e-10 | -1.4926e-10 | -6.508e-11 | 0 | 0 | 0 | 0 | 0 | 0 | 0.94904 | 0.94472 | 0.9439 | 0.94904 | 0.94472 | 0.9439 | -0.028821 | -120.166 | 119.9342 | -0.028821 | -120.166 | 119.9342
Line7_8_9 | 0 | 0 | 0 | 0 | 0 | 0 | 0 | 0 | 0 | 0 | 0 | 0 | -2.2605e-11 | -8.3999e-11 | 6.3867e-11 | 3.3385e-12 | 1.8281e-11 | 2.1118e-11 | -8.586e-11 | 6.9865e-11 | 3.0652e-11 | -1.6629e-12 | -9.5355e-12 | -3.7768e-12 | 0 | 0 | 0 | 0 | 0 | 0 | 0.94904 | 0.94472 | 0.9439 | 0.94904 | 0.94472 | 0.9439 | -0.028821 | -120.166 | 119.9342 | -0.028821 | -120.166 | 119.9342
Line8_8_10 | 0 | 0 | 0 | 0 | 0 | 0 | 0 | 0 | 0 | 0 | 0 | 0 | -2.2605e-11 | -8.3999e-11 | 6.3867e-11 | 3.3385e-12 | 1.8281e-11 | 2.1118e-11 | -8.586e-11 | 6.9865e-11 | 3.0652e-11 | -1.6629e-12 | -9.5355e-12 | -3.7768e-12 | 0 | 0 | 0 | 0 | 0 | 0 | 0.94904 | 0.94472 | 0.9439 | 0.94904 | 0.94472 | 0.9439 | -0.028821 | -120.166 | 119.9342 | -0.028821 | -120.166 | 119.9342
Line9_3_11 | 0 | 0 | 0 | 0 | 0 | 0 | 0 | 0 | 0 | 0 | 0 | 0 | -1.3652e-10 | -2.1426e-10 | 2.3068e-10 | 1.182e-10 | 1.9024e-10 | -1.8835e-10 | -2.576e-10 | 2.9765e-10 | 6.0953e-11 | 2.1918e-10 | -2.626e-10 | -5.7658e-11 | 0 | 0 | 0 | 0 | 0 | 0 | 0.94966 | 0.9481 | 0.9473 | 0.94966 | 0.9481 | 0.9473 | -0.028089 | -120.1295 | 119.906 | -0.028089 | -120.1295 | 119.906

## LLG_min_fault_10
name | pf_ikss_a_from_ka | pf_ikss_b_from_ka | pf_ikss_c_from_ka | pf_ikss_a_to_ka | pf_ikss_b_to_ka | pf_ikss_c_to_ka | pf_skss_a_from_mw | pf_skss_b_from_mw | pf_skss_c_from_mw | pf_skss_a_to_mw | pf_skss_b_to_mw | pf_skss_c_to_mw | pf_p_a_from_mw | pf_p_b_from_mw | pf_p_c_from_mw | pf_p_a_to_mw | pf_p_b_to_mw | pf_p_c_to_mw | pf_q_a_from_mvar | pf_q_b_from_mvar | pf_q_c_from_mvar | pf_q_a_to_mvar | pf_q_b_to_mvar | pf_q_c_to_mvar | pf_ikss_a_from_degree | pf_ikss_b_from_degree | pf_ikss_c_from_degree | pf_ikss_a_to_degree | pf_ikss_b_to_degree | pf_ikss_c_to_degree | pf_vm_a_from_pu | pf_vm_b_from_pu | pf_vm_c_from_pu | pf_vm_a_to_pu | pf_vm_b_to_pu | pf_vm_c_to_pu | pf_va_a_from_degree | pf_va_b_from_degree | pf_va_c_from_degree | pf_va_a_to_degree | pf_va_b_to_degree | pf_va_c_to_degree
Line0_1_2 | 0 | 0.02923 | 0.029205 | 0 | 0.02923 | 0.029205 | 0 | 0.0067505 | 0.0067446 | 0 | 0.0067505 | 0.0067446 | -1.2137e-10 | 0.0042847 | 0.0042822 | 1.0444e-10 | -0.0042721 | -0.0042647 | -4.406e-10 | 0.0042901 | 0.0042779 | 3.8381e-10 | -0.0042721 | -0.0042647 | 0 | -165.166 | 74.9342 | 0 | 14.834 | -105.0658 | 0.89968 | 0.8982 | 0.89744 | 0.89909 | 0.895 | 0.89422 | -0.028089 | -120.1295 | 119.906 | -0.028821 | -120.166 | 119.9342
Line10_11_12 | 0 | 0 | 0 | 0 | 0 | 0 | 0 | 0 | 0 | 0 | 0 | 0 | -1.0502e-10 | -1.6483e-10 | 1.7746e-10 | 8.8584e-11 | 1.4327e-10 | -1.3947e-10 | -1.9817e-10 | 2.2898e-10 | 4.689e-11 | 1.6369e-10 | -1.9752e-10 | -4.3934e-11 | 0 | 0 | 0 | 0 | 0 | 0 | 0.89968 | 0.8982 | 0.89744 | 0.89968 | 0.8982 | 0.89744 | -0.028089 | -120.1295 | 119.906 | -0.028089 | -120.1295 | 119.906
Line11_12_13 | 0 | 0 | 0 | 0 | 0 | 0 | 0 | 0 | 0 | 0 | 0 | 0 | -8.7517e-11 | -1.3735e-10 | 1.4788e-10 | 7.1081e-11 | 1.158e-10 | -1.0989e-10 | -1.6514e-10 | 1.9082e-10 | 3.9075e-11 | 1.3066e-10 | -1.5936e-10 | -3.6119e-11 | 0 | 0 | 0 | 0 | 0 | 0 | 0.89968 | 0.8982 | 0.89744 | 0.89968 | 0.8982 | 0.89744 | -0.028089 | -120.1295 | 119.906 | -0.028089 | -120.1295 | 119.906
Line12_13_15 | 0 | 0 | 0 | 0 | 0 | 0 | 0 | 0 | 0 | 0 | 0 | 0 | -5.251e-11 | -8.2413e-11 | 8.873e-11 | 3.6074e-11 | 6.0858e-11 | -5.0739e-11 | -9.9085e-11 | 1.1449e-10 | 2.3445e-11 | 6.4601e-11 | -8.3028e-11 | -2.0488e-11 | 0 | 0 | 0 | 0 | 0 | 0 | 0.89968 | 0.8982 | 0.89744 | 0.89968 | 0.8982 | 0.89744 | -0.028089 | -120.1295 | 119.906 | -0.028089 | -120.1295 | 119.906
Line13_13_14 | 0 | 0 | 0 | 0 | 0 | 0 | 0 | 0 | 0 | 0 | 0 | 0 | -1.7503e-11 | -2.7471e-11 | 2.9577e-11 | 1.0673e-12 | 5.9162e-12 | 8.4142e-12 | -3.3028e-11 | 3.8164e-11 | 7.8151e-12 | -1.4555e-12 | -6.701e-12 | -4.8584e-12 | 0 | 0 | 0 | 0 | 0 | 0 | 0.89968 | 0.8982 | 0.89744 | 0.89968 | 0.8982 | 0.89744 | -0.028089 | -120.1295 | 119.906 | -0.028089 | -120.1295 | 119.906
Line14_15_16 | 0 | 0 | 0 | 0 | 0 | 0 | 0 | 0 | 0 | 0 | 0 | 0 | -3.5007e-11 | -5.4942e-11 | 5.9153e-11 | 1.8571e-11 | 3.3387e-11 | -2.1162e-11 | -6.6057e-11 | 7.6327e-11 | 1.563e-11 | 3.1573e-11 | -4.4865e-11 | -1.2673e-11 | 0 | 0 | 0 | 0 | 0 | 0 | 0.89968 | 0.8982 | 0.89744 | 0.89968 | 0.8982 | 0.89744 | -0.028089 | -120.1295 | 119.906 | -0.028089 | -120.1295 | 119.906
Line15_16_17 | 0 | 0 | 0 | 0 | 0 | 0 | 0 | 0 | 0 | 0 | 0 | 0 | -1.7503e-11 | -2.7471e-11 | 2.9577e-11 | 1.0673e-12 | 5.9162e-12 | 8.4142e-12 | -3.3028e-11 | 3.8164e-11 | 7.8151e-12 | -1.4555e-12 | -6.701e-12 | -4.8584e-12 | 0 | 0 | 0 | 0 | 0 | 0 | 0.89968 | 0.8982 | 0.89744 | 0.89968 | 0.8982 | 0.89744 | -0.028089 | -120.1295 | 119.906 | -0.028089 | -120.1295 | 119.906
Line16_4_18 | 0 | 0 | 0 | 0 | 0 | 0 | 0 | 0 | 0 | 0 | 0 | 0 | -1.7503e-11 | -2.7471e-11 | 2.9577e-11 | 1.0673e-12 | 5.9162e-12 | 8.4142e-12 | -3.3028e-11 | 3.8164e-11 | 7.815e-12 | -1.4555e-12 | -6.701e-12 | -4.8584e-12 | 0 | 0 | 0 | 0 | 0 | 0 | 0.89968 | 0.8982 | 0.89744 | 0.89968 | 0.8982 | 0.89744 | -0.028089 | -120.1295 | 119.906 | -0.028089 | -120.1295 | 119.906
Line17_5_19 | 0 | 0 | 0 | 0 | 0 | 0 | 0 | 0 | 0 | 0 | 0 | 0 | -1.7503e-11 | -2.7471e-11 | 2.9577e-11 | 1.0673e-12 | 5.9162e-12 | 8.4142e-12 | -3.3028e-11 | 3.8164e-11 | 7.815e-12 | -1.4555e-12 | -6.701e-12 | -4.8584e-12 | 0 | 0 | 0 | 0 | 0 | 0 | 0.89968 | 0.8982 | 0.89744 | 0.89968 | 0.8982 | 0.89744 | -0.028089 | -120.1295 | 119.906 | -0.028089 | -120.1295 | 119.906
Line1_1_3 | 0 | 0 | 0 | 0 | 0 | 0 | 0 | 0 | 0 | 0 | 0 | 0 | -1.4003e-10 | -2.1977e-10 | 2.3661e-10 | 1.2359e-10 | 1.9821e-10 | -1.9862e-10 | -2.6423e-10 | 3.0531e-10 | 6.252e-11 | 2.2974e-10 | -2.7385e-10 | -5.9564e-11 | 0 | 0 | 0 | 0 | 0 | 0 | 0.89968 | 0.8982 | 0.89744 | 0.89968 | 0.8982 | 0.89744 | -0.028089 | -120.1295 | 119.906 | -0.028089 | -120.1295 | 119.906
Line2_1_4 | 0 | 0 | 0 | 0 | 0 | 0 | 0 | 0 | 0 | 0 | 0 | 0 | -3.5007e-11 | -5.4942e-11 | 5.9153e-11 | 1.8571e-11 | 3.3387e-11 | -2.1162e-11 | -6.6057e-11 | 7.6327e-11 | 1.563e-11 | 3.1573e-11 | -4.4865e-11 | -1.2673e-11 | 0 | 0 | 0 | 0 | 0 | 0 | 0.89968 | 0.8982 | 0.89744 | 0.89968 | 0.8982 | 0.89744 | -0.028089 | -120.1295 | 119.906 | -0.028089 | -120.1295 | 119.906
Line3_1_5 | 0 | 0 | 0 | 0 | 0 | 0 | 0 | 0 | 0 | 0 | 0 | 0 | -3.5007e-11 | -5.4942e-11 | 5.9153e-11 | 1.8571e-11 | 3.3387e-11 | -2.1162e-11 | -6.6057e-11 | 7.6327e-11 | 1.563e-11 | 3.1573e-11 | -4.4865e-11 | -1.2673e-11 | 0 | 0 | 0 | 0 | 0 | 0 | 0.89968 | 0.8982 | 0.89744 | 0.89968 | 0.8982 | 0.89744 | -0.028089 | -120.1295 | 119.906 | -0.028089 | -120.1295 | 119.906
Line4_2_6 | 0 | 0 | 0 | 0 | 0 | 0 | 0 | 0 | 0 | 0 | 0 | 0 | -1.0144e-10 | -3.7695e-10 | 2.866e-10 | 8.4149e-11 | 3.1797e-10 | -2.1033e-10 | -3.853e-10 | 3.1352e-10 | 1.3755e-10 | 3.0675e-10 | -2.5937e-10 | -1.1343e-10 | 0 | 0 | 0 | 0 | 0 | 0 | 0.89909 | 0.895 | 0.89422 | 0.89909 | 0.895 | 0.89422 | -0.028821 | -120.166 | 119.9342 | -0.028821 | -120.166 | 119.9342
Line5_6_7 | 0 | 0 | 0 | 0 | 0 | 0 | 0 | 0 | 0 | 0 | 0 | 0 | -8.1153e-11 | -3.0156e-10 | 2.2928e-10 | 6.3861e-11 | 2.4258e-10 | -1.5301e-10 | -3.0824e-10 | 2.5082e-10 | 1.1004e-10 | 2.2969e-10 | -1.9667e-10 | -8.592e-11 | 0 | 0 | 0 | 0 | 0 | 0 | 0.89909 | 0.895 | 0.89422 | 0.89909 | 0.895 | 0.89422 | -0.028821 | -120.166 | 119.9342 | -0.028821 | -120.166 | 119.9342
Line6_7_8 | 0 | 0 | 0 | 0 | 0 | 0 | 0 | 0 | 0 | 0 | 0 | 0 | -6.0864e-11 | -2.2617e-10 | 1.7196e-10 | 4.3573e-11 | 1.6719e-10 | -9.5688e-11 | -2.3118e-10 | 1.8811e-10 | 8.253e-11 | 1.5263e-10 | -1.3397e-10 | -5.841e-11 | 0 | 0 | 0 | 0 | 0 | 0 | 0.89909 | 0.895 | 0.89422 | 0.89909 | 0.895 | 0.89422 | -0.028821 | -120.166 | 119.9342 | -0.028821 | -120.166 | 119.9342
Line7_8_9 | 0 | 0 | 0 | 0 | 0 | 0 | 0 | 0 | 0 | 0 | 0 | 0 | -2.0288e-11 | -7.539e-11 | 5.7321e-11 | 2.9964e-12 | 1.6407e-11 | 1.8954e-11 | -7.706e-11 | 6.2704e-11 | 2.751e-11 | -1.4925e-12 | -8.5582e-12 | -3.3897e-12 | 0 | 0 | 0 | 0 | 0 | 0 | 0.89909 | 0.895 | 0.89422 | 0.89909 | 0.895 | 0.89422 | -0.028821 | -120.166 | 119.9342 | -0.028821 | -120.166 | 119.9342
Line8_8_10 | 0 | 0 | 0 | 0 | 0 | 0 | 0 | 0 | 0 | 0 | 0 | 0 | -2.0288e-11 | -7.539e-11 | 5.7321e-11 | 2.9964e-12 | 1.6407e-11 | 1.8954e-11 | -7.706e-11 | 6.2704e-11 | 2.751e-11 | -1.4925e-12 | -8.5582e-12 | -3.3897e-12 | 0 | 0 | 0 | 0 | 0 | 0 | 0.89909 | 0.895 | 0.89422 | 0.89909 | 0.895 | 0.89422 | -0.028821 | -120.166 | 119.9342 | -0.028821 | -120.166 | 119.9342
Line9_3_11 | 0 | 0 | 0 | 0 | 0 | 0 | 0 | 0 | 0 | 0 | 0 | 0 | -1.2252e-10 | -1.923e-10 | 2.0704e-10 | 1.0609e-10 | 1.7074e-10 | -1.6905e-10 | -2.312e-10 | 2.6715e-10 | 5.4705e-11 | 1.9671e-10 | -2.3568e-10 | -5.1749e-11 | 0 | 0 | 0 | 0 | 0 | 0 | 0.89968 | 0.8982 | 0.89744 | 0.89968 | 0.8982 | 0.89744 | -0.028089 | -120.1295 | 119.906 | -0.028089 | -120.1295 | 119.906