## LLL_max_6
name | pf_ikss_from_ka | pf_ikss_to_ka | pf_ip_from_ka | pf_ip_to_ka | pf_skss_from_mw | pf_skss_to_mw | pf_p_from_mw | pf_p_to_mw | pf_q_from_mvar | pf_q_to_mvar | pf_ikss_from_degree | pf_ikss_to_degree | pf_vm_from_pu | pf_vm_to_pu | pf_va_from_degree | pf_va_to_degree
Line0_1_2 | 0 | 0 | 0 | 0 | 0 | 0 | 1.0402e-20 | 0 | 6.8175e-21 | 0 | 0 | 0 | 0 | 0 | 0 | 0
Line10_11_12 | 0 | 0 | 0 | 0 | 0 | 0 | 0 | 0 | 0 | 0 | 0 | 0 | 0 | 0 | 0 | 0
Line11_12_13 | 0 | 0 | 0 | 0 | 0 | 0 | 0 | 0 | 0 | 0 | 0 | 0 | 0 | 0 | 0 | 0
Line12_13_15 | 0 | 0 | 0 | 0 | 0 | 0 | 0 | 0 | 0 | 0 | 0 | 0 | 0 | 0 | 0 | 0
Line13_13_14 | 0 | 0 | 0 | 0 | 0 | 0 | 0 | 0 | 0 | 0 | 0 | 0 | 0 | 0 | 0 | 0
Line14_15_16 | 0 | 0 | 0 | 0 | 0 | 0 | 0 | 0 | 0 | 0 | 0 | 0 | 0 | 0 | 0 | 0
Line15_16_17 | 0 | 0 | 0 | 0 | 0 | 0 | 0 | 0 | 0 | 0 | 0 | 0 | 0 | 0 | 0 | 0
Line16_4_18 | 0 | 0 | 0 | 0 | 0 | 0 | 0 | 0 | 0 | 0 | 0 | 0 | 0 | 0 | 0 | 0
Line17_5_19 | 0 | 0 | 0 | 0 | 0 | 0 | 0 | 0 | 0 | 0 | 0 | 0 | 0 | 0 | 0 | 0
Line1_1_3 | 0 | 0 | 0 | 0 | 0 | 0 | 1.3869e-20 | 0 | 9.0899e-21 | 0 | 0 | 0 | 0 | 0 | 0 | 0
Line2_1_4 | 0 | 0 | 0 | 0 | 0 | 0 | 3.4674e-21 | 0 | 2.2725e-21 | 0 | 0 | 0 | 0 | 0 | 0 | 0
Line3_1_5 | 0 | 0 | 0 | 0 | 0 | 0 | 3.4674e-21 | 0 | 2.2725e-21 | 0 | 0 | 0 | 0 | 0 | 0 | 0
Line4_2_6 | 0 | 0 | 0 | 0 | 0 | 0 | 0 | 0 | 0 | 0 | 0 | 0 | 0 | 0 | 0 | 0
Line5_6_7 | 0 | 0 | 0 | 0 | 0 | 0 | 0 | 0 | 0 | 0 | 0 | 0 | 0 | 0 | 0 | 0
Line6_7_8 | 0 | 0 | 0 | 0 | 0 | 0 | 0 | 0 | 0 | 0 | 0 | 0 | 0 | 0 | 0 | 0
Line7_8_9 | 0 | 0 | 0 | 0 | 0 | 0 | 0 | 0 | 0 | 0 | 0 | 0 | 0 | 0 | 0 | 0
Line8_8_10 | 0 | 0 | 0 | 0 | 0 | 0 | 0 | 0 | 0 | 0 | 0 | 0 | 0 | 0 | 0 | 0
Line9_3_11 | 0 | 0 | 0 | 0 | 0 | 0 | 0 | 0 | 0 | 0 | 0 | 0 | 0 | 0 | 0 | 0

## LLL_max_10
name | pf_ikss_from_ka | pf_ikss_to_ka | pf_ip_from_ka | pf_ip_to_ka | pf_skss_from_mw | pf_skss_to_mw | pf_p_from_mw | pf_p_to_mw | pf_q_from_mvar | pf_q_to_mvar | pf_ikss_from_degree | pf_ikss_to_degree | pf_vm_from_pu | pf_vm_to_pu | pf_va_from_degree | pf_va_to_degree
Line0_1_2 | 0 | 0 | 0 | 0 | 0 | 0 | 1.8587e-20 | 0 | -2.3708e-20 | 0 | 0 | 0 | 0 | 0 | 0 | 0
Line10_11_12 | 0 | 0 | 0 | 0 | 0 | 0 | 0 | 0 | 0 | 0 | 0 | 0 | 0 | 0 | 0 | 0
Line11_12_13 | 0 | 0 | 0 | 0 | 0 | 0 | 0 | 0 | 0 | 0 | 0 | 0 | 0 | 0 | 0 | 0
Line12_13_15 | 0 | 0 | 0 | 0 | 0 | 0 | 0 | 0 | 0 | 0 | 0 | 0 | 0 | 0 | 0 | 0
Line13_13_14 | 0 | 0 | 0 | 0 | 0 | 0 | 0 | 0 | 0 | 0 | 0 | 0 | 0 | 0 | 0 | 0
Line14_15_16 | 0 | 0 | 0 | 0 | 0 | 0 | 0 | 0 | 0 | 0 | 0 | 0 | 0 | 0 | 0 | 0
Line15_16_17 | 0 | 0 | 0 | 0 | 0 | 0 | 0 | 0 | 0 | 0 | 0 | 0 | 0 | 0 | 0 | 0
Line16_4_18 | 0 | 0 | 0 | 0 | 0 | 0 | 0 | 0 | 0 | 0 | 0 | 0 | 0 | 0 | 0 | 0
Line17_5_19 | 0 | 0 | 0 | 0 | 0 | 0 | 0 | 0 | 0 | 0 | 0 | 0 | 0 | 0 | 0 | 0
Line1_1_3 | 0 | 0 | 0 | 0 | 0 | 0 | 2.4782e-20 | 0 | -3.1611e-20 | 0 | 0 | 0 | 0 | 0 | 0 | 0
Line2_1_4 | 0 | 0 | 0 | 0 | 0 | 0 | 6.1956e-21 | 0 | -7.9027e-21 | 0 | 0 | 0 | 0 | 0 | 0 | 0
Line3_1_5 | 0 | 0 | 0 | 0 | 0 | 0 | 6.1956e-21 | 0 | -7.9027e-21 | 0 | 0 | 0 | 0 | 0 | 0 | 0
Line4_2_6 | 0 | 0 | 0 | 0 | 0 | 0 | 0 | 0 | 0 | 0 | 0 | 0 | 0 | 0 | 0 | 0
Line5_6_7 | 0 | 0 | 0 | 0 | 0 | 0 | 0 | 0 | 0 | 0 | 0 | 0 | 0 | 0 | 0 | 0
Line6_7_8 | 0 | 0 | 0 | 0 | 0 | 0 | 0 | 0 | 0 | 0 | 0 | 0 | 0 | 0 | 0 | 0
Line7_8_9 | 0 | 0 | 0 | 0 | 0 | 0 | 0 | 0 | 0 | 0 | 0 | 0 | 0 | 0 | 0 | 0
Line8_8_10 | 0 | 0 | 0 | 0 | 0 | 0 | 0 | 0 | 0 | 0 | 0 | 0 | 0 | 0 | 0 | 0
Line9_3_11 | 0 | 0 | 0 | 0 | 0 | 0 | 0 | 0 | 0 | 0 | 0 | 0 | 0 | 0 | 0 | 0

## LLL_max_fault_6
name | pf_ikss_from_ka | pf_ikss_to_ka | pf_ip_from_ka | pf_ip_to_ka | pf_skss_from_mw | pf_skss_to_mw | pf_p_from_mw | pf_p_to_mw | pf_q_from_mvar | pf_q_to_mvar | pf_ikss_from_degree | pf_ikss_to_degree | pf_vm_from_pu | pf_vm_to_pu | pf_va_from_degree | pf_va_to_degree
Line0_1_2 | 0 | 0 | 0 | 0 | 0 | 0 | -1.8208e-10 | 0 | 1.5394e-10 | 0 | 0 | 0 | 1.0474 | 1.0474 | -0.12152 | -0.12152
Line10_11_12 | 0 | 0 | 0 | 0 | 0 | 0 | 0 | 0 | 0 | 0 | 0 | 0 | 1.0474 | 1.0474 | -0.12152 | -0.12152
Line11_12_13 | 0 | 0 | 0 | 0 | 0 | 0 | 0 | 0 | 0 | 0 | 0 | 0 | 1.0474 | 1.0474 | -0.12152 | -0.12152
Line12_13_15 | 0 | 0 | 0 | 0 | 0 | 0 | 0 | 0 | 0 | 0 | 0 | 0 | 1.0474 | 1.0474 | -0.12152 | -0.12152
Line13_13_14 | 0 | 0 | 0 | 0 | 0 | 0 | 0 | 0 | 0 | 0 | 0 | 0 | 1.0474 | 1.0474 | -0.12152 | -0.12152
Line14_15_16 | 0 | 0 | 0 | 0 | 0 | 0 | 0 | 0 | 0 | 0 | 0 | 0 | 1.0474 | 1.0474 | -0.12152 | -0.12152
Line15_16_17 | 0 | 0 | 0 | 0 | 0 | 0 | 0 | 0 | 0 | 0 | 0 | 0 | 1.0474 | 1.0474 | -0.12152 | -0.12152
Line16_4_18 | 0 | 0 | 0 | 0 | 0 | 0 | 0 | 0 | 0 | 0 | 0 | 0 | 1.0474 | 1.0474 | -0.12152 | -0.12152
Line17_5_19 | 0 | 0 | 0 | 0 | 0 | 0 | 0 | 0 | 0 | 0 | 0 | 0 | 1.0474 | 1.0474 | -0.12152 | -0.12152
Line1_1_3 | 0 | 0 | 0 | 0 | 0 | 0 | -2.4277e-10 | 0 | 2.0525e-10 | 0 | 0 | 0 | 1.0474 | 1.0474 | -0.12152 | -0.12152
Line2_1_4 | 0 | 0 | 0 | 0 | 0 | 0 | -6.0693e-11 | 0 | 5.1313e-11 | 0 | 0 | 0 | 1.0474 | 1.0474 | -0.12152 | -0.12152
Line3_1_5 | 0 | 0 | 0 | 0 | 0 | 0 | -6.0693e-11 | 0 | 5.1313e-11 | 0 | 0 | 0 | 1.0474 | 1.0474 | -0.12152 | -0.12152
Line4_2_6 | 0 | 0 | 0 | 0 | 0 | 0 | 0 | 0 | 0 | 0 | 0 | 0 | 1.0474 | 1.0474 | -0.12152 | -0.12152
Line5_6_7 | 0 | 0 | 0 | 0 | 0 | 0 | 0 | 0 | 0 | 0 | 0 | 0 | 1.0474 | 1.0474 | -0.12152 | -0.12152
Line6_7_8 | 0 | 0 | 0 | 0 | 0 | 0 | 0 | 0 | 0 | 0 | 0 | 0 | 1.0474 | 1.0474 | -0.12152 | -0.12152
Line7_8_9 | 0 | 0 | 0 | 0 | 0 | 0 | 0 | 0 | 0 | 0 | 0 | 0 | 1.0474 | 1.0474 | -0.12152 | -0.12152
Line8_8_10 | 0 | 0 | 0 | 0 | 0 | 0 | 0 | 0 | 0 | 0 | 0 | 0 | 1.0474 | 1.0474 | -0.12152 | -0.12152
Line9_3_11 | 0 | 0 | 0 | 0 | 0 | 0 | 0 | 0 | 0 | 0 | 0 | 0 | 1.0474 | 1.0474 | -0.12152 | -0.12152

## LLL_max_fault_10
name | pf_ikss_from_ka | pf_ikss_to_ka | pf_ip_from_ka | pf_ip_to_ka | pf_skss_from_mw | pf_skss_to_mw | pf_p_from_mw | pf_p_to_mw | pf_q_from_mvar | pf_q_to_mvar | pf_ikss_from_degree | pf_ikss_to_degree | pf_vm_from_pu | pf_vm_to_pu | pf_va_from_degree | pf_va_to_degree
Line0_1_2 | 0 | 0 | 0 | 0 | 0 | 0 | -2.0923e-10 | 0 | 1.7689e-10 | 0 | 0 | 0 | 1.0971 | 1.0971 | -0.12725 | -0.12725
Line10_11_12 | 0 | 0 | 0 | 0 | 0 | 0 | 0 | 0 | 0 | 0 | 0 | 0 | 1.0971 | 1.0971 | -0.12725 | -0.12725
Line11_12_13 | 0 | 0 | 0 | 0 | 0 | 0 | 0 | 0 | 0 | 0 | 0 | 0 | 1.0971 | 1.0971 | -0.12725 | -0.12725
Line12_13_15 | 0 | 0 | 0 | 0 | 0 | 0 | 0 | 0 | 0 | 0 | 0 | 0 | 1.0971 | 1.0971 | -0.12725 | -0.12725
Line13_13_14 | 0 | 0 | 0 | 0 | 0 | 0 | 0 | 0 | 0 | 0 | 0 | 0 | 1.0971 | 1.0971 | -0.12725 | -0.12725
Line14_15_16 | 0 | 0 | 0 | 0 | 0 | 0 | 0 | 0 | 0 | 0 | 0 | 0 | 1.0971 | 1.0971 | -0.12725 | -0.12725
Line15_16_17 | 0 | 0 | 0 | 0 | 0 | 0 | 0 | 0 | 0 | 0 | 0 | 0 | 1.0971 | 1.0971 | -0.12725 | -0.12725
Line16_4_18 | 0 | 0 | 0 | 0 | 0 | 0 | 0 | 0 | 0 | 0 | 0 | 0 | 1.0971 | 1.0971 | -0.12725 | -0.12725
Line17_5_19 | 0 | 0 | 0 | 0 | 0 | 0 | 0 | 0 | 0 | 0 | 0 | 0 | 1.0971 | 1.0971 | -0.12725 | -0.12725
Line1_1_3 | 0 | 0 | 0 | 0 | 0 | 0 | -2.7897e-10 | 0 | 2.3586e-10 | 0 | 0 | 0 | 1.0971 | 1.0971 | -0.12725 | -0.12725
Line2_1_4 | 0 | 0 | 0 | 0 | 0 | 0 | -6.9742e-11 | 0 | 5.8964e-11 | 0 | 0 | 0 | 1.0971 | 1.0971 | -0.12725 | -0.12725
Line3_1_5 | 0 | 0 | 0 | 0 | 0 | 0 | -6.9742e-11 | 0 | 5.8964e-11 | 0 | 0 | 0 | 1.0971 | 1.0971 | -0.12725 | -0.12725
Line4_2_6 | 0 | 0 | 0 | 0 | 0 | 0 | 0 | 0 | 0 | 0 | 0 | 0 | 1.0971 | 1.0971 | -0.12725 | -0.12725
Line5_6_7 | 0 | 0 | 0 | 0 | 0 | 0 | 0 | 0 | 0 | 0 | 0 | 0 | 1.0971 | 1.0971 | -0.12725 | -0.12725
Line6_7_8 | 0 | 0 | 0 | 0 | 0 | 0 | 0 | 0 | 0 | 0 | 0 | 0 | 1.0971 | 1.0971 | -0.12725 | -0.12725
Line7_8_9 | 0 | 0 | 0 | 0 | 0 | 0 | 0 | 0 | 0 | 0 | 0 | 0 | 1.0971 | 1.0971 | -0.12725 | -0.12725
Line8_8_10 | 0 | 0 | 0 | 0 | 0 | 0 | 0 | 0 | 0 | 0 | 0 | 0 | 1.0971 | 1.0971 | -0.12725 | -0.12725
Line9_3_11 | 0 | 0 | 0 | 0 | 0 | 0 | 0 | 0 | 0 | 0 | 0 | 0 | 1.0971 | 1.0971 | -0.12725 | -0.12725

## LLL_min_6
name | pf_ikss_from_ka | pf_ikss_to_ka | pf_ip_from_ka | pf_ip_to_ka | pf_skss_from_mw | pf_skss_to_mw | pf_p_from_mw | pf_p_to_mw | pf_q_from_mvar | pf_q_to_mvar | pf_ikss_from_degree | pf_ikss_to_degree | pf_vm_from_pu | pf_vm_to_pu | pf_va_from_degree | pf_va_to_degree
Line0_1_2 | 0 | 0 | 0 | 0 | 0 | 0 | 1.7103e-20 | 0 | 2.6292e-20 | 0 | 0 | 0 | 0 | 0 | 0 | 0
Line10_11_12 | 0 | 0 | 0 | 0 | 0 | 0 | 0 | 0 | 0 | 0 | 0 | 0 | 0 | 0 | 0 | 0
Line11_12_13 | 0 | 0 | 0 | 0 | 0 | 0 | 0 | 0 | 0 | 0 | 0 | 0 | 0 | 0 | 0 | 0
Line12_13_15 | 0 | 0 | 0 | 0 | 0 | 0 | 0 | 0 | 0 | 0 | 0 | 0 | 0 | 0 | 0 | 0
Line13_13_14 | 0 | 0 | 0 | 0 | 0 | 0 | 0 | 0 | 0 | 0 | 0 | 0 | 0 | 0 | 0 | 0
Line14_15_16 | 0 | 0 | 0 | 0 | 0 | 0 | 0 | 0 | 0 | 0 | 0 | 0 | 0 | 0 | 0 | 0
Line15_16_17 | 0 | 0 | 0 | 0 | 0 | 0 | 0 | 0 | 0 | 0 | 0 | 0 | 0 | 0 | 0 | 0
Line16_4_18 | 0 | 0 | 0 | 0 | 0 | 0 | 0 | 0 | 0 | 0 | 0 | 0 | 0 | 0 | 0 | 0
Line17_5_19 | 0 | 0 | 0 | 0 | 0 | 0 | 0 | 0 | 0 | 0 | 0 | 0 | 0 | 0 | 0 | 0
Line1_1_3 | 0 | 0 | 0 | 0 | 0 | 0 | 2.2805e-20 | 0 | 3.5056e-20 | 0 | 0 | 0 | 0 | 0 | 0 | 0
Line2_1_4 | 0 | 0 | 0 | 0 | 0 | 0 | 5.7011e-21 | 0 | 8.7641e-21 | 0 | 0 | 0 | 0 | 0 | 0 | 0
Line3_1_5 | 0 | 0 | 0 | 0 | 0 | 0 | 5.7011e-21 | 0 | 8.7641e-21 | 0 | 0 | 0 | 0 | 0 | 0 | 0
Line4_2_6 | 0 | 0 | 0 | 0 | 0 | 0 | 0 | 0 | 0 | 0 | 0 | 0 | 0 | 0 | 0 | 0
Line5_6_7 | 0 | 0 | 0 | 0 | 0 | 0 | 0 | 0 | 0 | 0 | 0 | 0 | 0 | 0 | 0 | 0
Line6_7_8 | 0 | 0 | 0 | 0 | 0 | 0 | 0 | 0 | 0 | 0 | 0 | 0 | 0 | 0 | 0 | 0
Line7_8_9 | 0 | 0 | 0 | 0 | 0 | 0 | 0 | 0 | 0 | 0 | 0 | 0 | 0 | 0 | 0 | 0
Line8_8_10 | 0 | 0 | 0 | 0 | 0 | 0 | 0 | 0 | 0 | 0 | 0 | 0 | 0 | 0 | 0 | 0
Line9_3_11 | 0 | 0 | 0 | 0 | 0 | 0 | 0 | 0 | 0 | 0 | 0 | 0 | 0 | 0 | 0 | 0

## LLL_min_10
name | pf_ikss_from_ka | pf_ikss_to_ka | pf_ip_from_ka | pf_ip_to_ka | pf_skss_from_mw | pf_skss_to_mw | pf_p_from_mw | pf_p_to_mw | pf_q_from_mvar | pf_q_to_mvar | pf_ikss_from_degree | pf_ikss_to_degree | pf_vm_from_pu | pf_vm_to_pu | pf_va_from_degree | pf_va_to_degree
Line0_1_2 | 0 | 0 | 0 | 0 | 0 | 0 | 1.5372e-20 | 0 | 2.3601e-20 | 0 | 0 | 0 | 0 | 0 | 0 | 0
Line10_11_12 | 0 | 0 | 0 | 0 | 0 | 0 | 0 | 0 | 0 | 0 | 0 | 0 | 0 | 0 | 0 | 0
Line11_12_13 | 0 | 0 | 0 | 0 | 0 | 0 | 0 | 0 | 0 | 0 | 0 | 0 | 0 | 0 | 0 | 0
Line12_13_15 | 0 | 0 | 0 | 0 | 0 | 0 | 0 | 0 | 0 | 0 | 0 | 0 | 0 | 0 | 0 | 0
Line13_13_14 | 0 | 0 | 0 | 0 | 0 | 0 | 0 | 0 | 0 | 0 | 0 | 0 | 0 | 0 | 0 | 0
Line14_15_16 | 0 | 0 | 0 | 0 | 0 | 0 | 0 | 0 | 0 | 0 | 0 | 0 | 0 | 0 | 0 | 0
Line15_16_17 | 0 | 0 | 0 | 0 | 0 | 0 | 0 | 0 | 0 | 0 | 0 | 0 | 0 | 0 | 0 | 0
Line16_4_18 | 0 | 0 | 0 | 0 | 0 | 0 | 0 | 0 | 0 | 0 | 0 | 0 | 0 | 0 | 0 | 0
Line17_5_19 | 0 | 0 | 0 | 0 | 0 | 0 | 0 | 0 | 0 | 0 | 0 | 0 | 0 | 0 | 0 | 0
Line1_1_3 | 0 | 0 | 0 | 0 | 0 | 0 | 2.0496e-20 | 0 | 3.1468e-20 | 0 | 0 | 0 | 0 | 0 | 0 | 0
Line2_1_4 | 0 | 0 | 0 | 0 | 0 | 0 | 5.1241e-21 | 0 | 7.8669e-21 | 0 | 0 | 0 | 0 | 0 | 0 | 0
Line3_1_5 | 0 | 0 | 0 | 0 | 0 | 0 | 5.1241e-21 | 0 | 7.8669e-21 | 0 | 0 | 0 | 0 | 0 | 0 | 0
Line4_2_6 | 0 | 0 | 0 | 0 | 0 | 0 | 0 | 0 | 0 | 0 | 0 | 0 | 0 | 0 | 0 | 0
Line5_6_7 | 0 | 0 | 0 | 0 | 0 | 0 | 0 | 0 | 0 | 0 | 0 | 0 | 0 | 0 | 0 | 0
Line6_7_8 | 0 | 0 | 0 | 0 | 0 | 0 | 0 | 0 | 0 | 0 | 0 | 0 | 0 | 0 | 0 | 0
Line7_8_9 | 0 | 0 | 0 | 0 | 0 | 0 | 0 | 0 | 0 | 0 | 0 | 0 | 0 | 0 | 0 | 0
Line8_8_10 | 0 | 0 | 0 | 0 | 0 | 0 | 0 | 0 | 0 | 0 | 0 | 0 | 0 | 0 | 0 | 0
Line9_3_11 | 0 | 0 | 0 | 0 | 0 | 0 | 0 | 0 | 0 | 0 | 0 | 0 | 0 | 0 | 0 | 0

## LLL_min_fault_6
name | pf_ikss_from_ka | pf_ikss_to_ka | pf_ip_from_ka | pf_ip_to_ka | pf_skss_from_mw | pf_skss_to_mw | pf_p_from_mw | pf_p_to_mw | pf_q_from_mvar | pf_q_to_mvar | pf_ikss_from_degree | pf_ikss_to_degree | pf_vm_from_pu | pf_vm_to_pu | pf_va_from_degree | pf_va_to_degree
Line0_1_2 | 0 | 0 | 0 | 0 | 0 | 0 | -1.5486e-10 | 0 | 1.3093e-10 | 0 | 0 | 0 | 0.94752 | 0.94752 | -0.12627 | -0.12627
Line10_11_12 | 0 | 0 | 0 | 0 | 0 | 0 | 0 | 0 | 0 | 0 | 0 | 0 | 0.94752 | 0.94752 | -0.12627 | -0.12627
Line11_12_13 | 0 | 0 | 0 | 0 | 0 | 0 | 0 | 0 | 0 | 0 | 0 | 0 | 0.94752 | 0.94752 | -0.12627 | -0.12627
Line12_13_15 | 0 | 0 | 0 | 0 | 0 | 0 | 0 | 0 | 0 | 0 | 0 | 0 | 0.94752 | 0.94752 | -0.12627 | -0.12627
Line13_13_14 | 0 | 0 | 0 | 0 | 0 | 0 | 0 | 0 | 0 | 0 | 0 | 0 | 0.94752 | 0.94752 | -0.12627 | -0.12627
Line14_15_16 | 0 | 0 | 0 | 0 | 0 | 0 | 0 | 0 | 0 | 0 | 0 | 0 | 0.94752 | 0.94752 | -0.12627 | -0.12627
Line15_16_17 | 0 | 0 | 0 | 0 | 0 | 0 | 0 | 0 | 0 | 0 | 0 | 0 | 0.94752 | 0.94752 | -0.12627 | -0.12627
Line16_4_18 | 0 | 0 | 0 | 0 | 0 | 0 | 0 | 0 | 0 | 0 | 0 | 0 | 0.94752 | 0.94752 | -0.12627 | -0.12627
Line17_5_19 | 0 | 0 | 0 | 0 | 0 | 0 | 0 | 0 | 0 | 0 | 0 | 0 | 0.94752 | 0.94752 | -0.12627 | -0.12627
Line1_1_3 | 0 | 0 | 0 | 0 | 0 | 0 | -2.0649e-10 | 0 | 1.7457e-10 | 0 | 0 | 0 | 0.94752 | 0.94752 | -0.12627 | -0.12627
Line2_1_4 | 0 | 0 | 0 | 0 | 0 | 0 | -5.1621e-11 | 0 | 4.3642e-11 | 0 | 0 | 0 | 0.94752 | 0.94752 | -0.12627 | -0.12627
Line3_1_5 | 0 | 0 | 0 | 0 | 0 | 0 | -5.1621e-11 | 0 | 4.3642e-11 | 0 | 0 | 0 | 0.94752 | 0.94752 | -0.12627 | -0.12627
Line4_2_6 | 0 | 0 | 0 | 0 | 0 | 0 | 0 | 0 | 0 | 0 | 0 | 0 | 0.94752 | 0.94752 | -0.12627 | -0.12627
Line5_6_7 | 0 | 0 | 0 | 0 | 0 | 0 | 0 | 0 | 0 | 0 | 0 | 0 | 0.94752 | 0.94752 | -0.12627 | -0.12627
Line6_7_8 | 0 | 0 | 0 | 0 | 0 | 0 | 0 | 0 | 0 | 0 | 0 | 0 | 0.94752 | 0.94752 | -0.12627 | -0.12627
Line7_8_9 | 0 | 0 | 0 | 0 | 0 | 0 | 0 | 0 | 0 | 0 | 0 | 0 | 0.94752 | 0.94752 | -0.12627 | -0.12627
Line8_8_10 | 0 | 0 | 0 | 0 | 0 | 0 | 0 | 0 | 0 | 0 | 0 | 0 | 0.94752 | 0.94752 | -0.12627 | -0.12627
Line9_3_11 | 0 | 0 | 0 | 0 | 0 | 0 | 0 | 0 | 0 | 0 | 0 | 0 | 0.94752 | 0.94752 | -0.12627 | -0.12627

## LLL_min_fault_10
name | pf_ikss_from_ka | pf_ikss_to_ka | pf_ip_from_ka | pf_ip_to_ka | pf_skss_from_mw | pf_skss_to_mw | pf_p_from_mw | pf_p_to_mw | pf_q_from_mvar | pf_q_to_mvar | pf_ikss_from_degree | pf_ikss_to_degree | pf_vm_from_pu | pf_vm_to_pu | pf_va_from_degree | pf_va_to_degree
Line0_1_2 | 0 | 0 | 0 | 0 | 0 | 0 | -1.3899e-10 | 0 | 1.1751e-10 | 0 | 0 | 0 | 0.89765 | 0.89765 | -0.12627 | -0.12627
Line10_11_12 | 0 | 0 | 0 | 0 | 0 | 0 | 0 | 0 | 0 | 0 | 0 | 0 | 0.89765 | 0.89765 | -0.12627 | -0.12627
Line11_12_13 | 0 | 0 | 0 | 0 | 0 | 0 | 0 | 0 | 0 | 0 | 0 | 0 | 0.89765 | 0.89765 | -0.12627 | -0.12627
Line12_13_15 | 0 | 0 | 0 | 0 | 0 | 0 | 0 | 0 | 0 | 0 | 0 | 0 | 0.89765 | 0.89765 | -0.12627 | -0.12627
Line13_13_14 | 0 | 0 | 0 | 0 | 0 | 0 | 0 | 0 | 0 | 0 | 0 | 0 | 0.89765 | 0.89765 | -0.12627 | -0.12627
Line14_15_16 | 0 | 0 | 0 | 0 | 0 | 0 | 0 | 0 | 0 | 0 | 0 | 0 | 0.89765 | 0.89765 | -0.12627 | -0.12627
Line15_16_17 | 0 | 0 | 0 | 0 | 0 | 0 | 0 | 0 | 0 | 0 | 0 | 0 | 0.89765 | 0.89765 | -0.12627 | -0.12627
Line16_4_18 | 0 | 0 | 0 | 0 | 0 | 0 | 0 | 0 | 0 | 0 | 0 | 0 | 0.89765 | 0.89765 | -0.12627 | -0.12627
Line17_5_19 | 0 | 0 | 0 | 0 | 0 | 0 | 0 | 0 | 0 | 0 | 0 | 0 | 0.89765 | 0.89765 | -0.12627 | -0.12627
Line1_1_3 | 0 | 0 | 0 | 0 | 0 | 0 | -1.8532e-10 | 0 | 1.5668e-10 | 0 | 0 | 0 | 0.89765 | 0.89765 | -0.12627 | -0.12627
Line2_1_4 | 0 | 0 | 0 | 0 | 0 | 0 | -4.6331e-11 | 0 | 3.9169e-11 | 0 | 0 | 0 | 0.89765 | 0.89765 | -0.12627 | -0.12627
Line3_1_5 | 0 | 0 | 0 | 0 | 0 | 0 | -4.6331e-11 | 0 | 3.9169e-11 | 0 | 0 | 0 | 0.89765 | 0.89765 | -0.12627 | -0.12627
Line4_2_6 | 0 | 0 | 0 | 0 | 0 | 0 | 0 | 0 | 0 | 0 | 0 | 0 | 0.89765 | 0.89765 | -0.12627 | -0.12627
Line5_6_7 | 0 | 0 | 0 | 0 | 0 | 0 | 0 | 0 | 0 | 0 | 0 | 0 | 0.89765 | 0.89765 | -0.12627 | -0.12627
Line6_7_8 | 0 | 0 | 0 | 0 | 0 | 0 | 0 | 0 | 0 | 0 | 0 | 0 | 0.89765 | 0.89765 | -0.12627 | -0.12627
Line7_8_9 | 0 | 0 | 0 | 0 | 0 | 0 | 0 | 0 | 0 | 0 | 0 | 0 | 0.89765 | 0.89765 | -0.12627 | -0.12627
Line8_8_10 | 0 | 0 | 0 | 0 | 0 | 0 | 0 | 0 | 0 | 0 | 0 | 0 | 0.89765 | 0.89765 | -0.12627 | -0.12627
Line9_3_11 | 0 | 0 | 0 | 0 | 0 | 0 | 0 | 0 | 0 | 0 | 0 | 0 | 0.89765 | 0.89765 | -0.12627 | -0.12627

## LL_max_6
name | pf_ikss_a_from_ka | pf_ikss_b_from_ka | pf_ikss_c_from_ka | pf_ikss_a_to_ka | pf_ikss_b_to_ka | pf_ikss_c_to_ka | pf_skss_a_from_mw | pf_skss_b_from_mw | pf_skss_c_from_mw | pf_skss_a_to_mw | pf_skss_b_to_mw | pf_skss_c_to_mw | pf_p_a_from_mw | pf_p_b_from_mw | pf_p_c_from_mw | pf_p_a_to_mw | pf_p_b_to_mw | pf_p_c_to_mw | pf_q_a_from_mvar | pf_q_b_from_mvar | pf_q_c_from_mvar | pf_q_a_to_mvar | pf_q_b_to_mvar | pf_q_c_to_mvar | pf_ikss_a_from_degree | pf_ikss_b_from_degree | pf_ikss_c_from_degree | pf_ikss_a_to_degree | pf_ikss_b_to_degree | pf_ikss_c_to_degree | pf_vm_a_from_pu | pf_vm_b_from_pu | pf_vm_c_from_pu | pf_vm_a_to_pu | pf_vm_b_to_pu | pf_vm_c_to_pu | pf_va_a_from_degree | pf_va_b_from_degree | pf_va_c_from_degree | pf_va_a_to_degree | pf_va_b_to_degree | pf_va_c_to_degree
Line0_1_2 | 0 | 0 | 0 | 0 | 0 | 0 | 0 | 0 | 0 | 0 | 0 | 0 | 1.3212e-15 | 7.7717e-17 | -3.1086e-16 | -1.3212e-15 | 3.4704e-16 | 7.5039e-17 | 1.4209e-29 | 1.0503e-08 | -1.0503e-08 | -1.3818e-29 | -1.0503e-08 | 1.0503e-08 | 0 | 0 | 0 | 0 | 0 | 0 | 1.05 | 0.525 | 0.525 | 1.05 | 0.525 | 0.525 | 6.1622e-13 | 180 | 180 | 5.9925e-13 | -180 | 180
Line10_11_12 | 0 | 0 | 0 | 0 | 0 | 0 | 0 | 0 | 0 | 0 | 0 | 0 | 1.3989e-15 | 1.5221e-15 | -4.9846e-16 | -1.3212e-15 | -1.214e-15 | 4.1807e-16 | -1.1657e-16 | 1.0503e-08 | -1.0503e-08 | 1.1657e-16 | -1.0503e-08 | 1.0503e-08 | 0 | 0 | 0 | 0 | 0 | 0 | 1.05 | 0.525 | 0.525 | 1.05 | 0.525 | 0.525 | 5.5023e-13 | -180 | 180 | 5.24e-13 | -180 | 180
Line11_12_13 | 0 | 0 | 0 | 0 | 0 | 0 | 0 | 0 | 0 | 0 | 0 | 0 | 1.2434e-15 | 7.1372e-16 | -1.4623e-15 | -1.1657e-15 | -3.8961e-16 | 1.0481e-15 | -1.1657e-16 | 8.7523e-09 | -8.7523e-09 | 1.5543e-16 | -8.7523e-09 | 8.7523e-09 | 0 | 0 | 0 | 0 | 0 | 0 | 1.05 | 0.525 | 0.525 | 1.05 | 0.525 | 0.525 | 5.24e-13 | -180 | 180 | 5.0409e-13 | -180 | 180
Line12_13_15 | 0 | 0 | 0 | 0 | 0 | 0 | 0 | 0 | 0 | 0 | 0 | 0 | 7.7716e-16 | 6.5343e-16 | -1.0952e-15 | -7.7716e-16 | -3.2381e-16 | 8.0307e-16 | 7.7716e-17 | 5.2514e-09 | -5.2514e-09 | -6.7051e-30 | -5.2514e-09 | 5.2514e-09 | 0 | 0 | 0 | 0 | 0 | 0 | 1.05 | 0.525 | 0.525 | 1.05 | 0.525 | 0.525 | 5.0409e-13 | -180 | 180 | 4.9434e-13 | -180 | 180
Line13_13_14 | 0 | 0 | 0 | 0 | 0 | 0 | 0 | 0 | 0 | 0 | 0 | 0 | 3.1086e-16 | -1.3191e-16 | -5.2049e-16 | -2.3315e-16 | 4.06e-16 | 2.1171e-16 | -7.7716e-17 | 1.7505e-09 | -1.7505e-09 | 1.5543e-16 | -1.7505e-09 | 1.7505e-09 | 0 | 0 | 0 | 0 | 0 | 0 | 1.05 | 0.525 | 0.525 | 1.05 | 0.525 | 0.525 | 5.0409e-13 | -180 | 180 | 5.0089e-13 | -180 | 180
Line14_15_16 | 0 | 0 | 0 | 0 | 0 | 0 | 0 | 0 | 0 | 0 | 0 | 0 | 4.6629e-16 | 4.2311e-16 | -1.0535e-15 | -3.8858e-16 | -2.5934e-16 | 7.5096e-16 | -3.8858e-17 | 3.5009e-09 | -3.5009e-09 | 7.7716e-17 | -3.5009e-09 | 3.5009e-09 | 0 | 0 | 0 | 0 | 0 | 0 | 1.05 | 0.525 | 0.525 | 1.05 | 0.525 | 0.525 | 4.9434e-13 | -180 | 180 | 4.8932e-13 | -180 | 180
Line15_16_17 | 0 | 0 | 0 | 0 | 0 | 0 | 0 | 0 | 0 | 0 | 0 | 0 | 7.7716e-17 | 1.6853e-16 | -6.8634e-16 | -7.7716e-17 | -1.1015e-17 | 3.7756e-16 | -3.8858e-17 | 1.7505e-09 | -1.7505e-09 | 3.8858e-17 | -1.7505e-09 | 1.7505e-09 | 0 | 0 | 0 | 0 | 0 | 0 | 1.05 | 0.525 | 0.525 | 1.05 | 0.525 | 0.525 | 4.8932e-13 | -180 | 180 | 4.8878e-13 | -180 | 180
Line16_4_18 | 0 | 0 | 0 | 0 | 0 | 0 | 0 | 0 | 0 | 0 | 0 | 0 | 4.1457e-31 | 2.6784e-16 | -6.2589e-16 | 7.7716e-17 | -1.1032e-16 | 3.1712e-16 | -3.8858e-17 | 1.7505e-09 | -1.7505e-09 | 3.8858e-17 | -1.7505e-09 | 1.7505e-09 | 0 | 0 | 0 | 0 | 0 | 0 | 1.05 | 0.525 | 0.525 | 1.05 | 0.525 | 0.525 | 6.1128e-13 | -180 | 180 | 6.1074e-13 | -180 | 180
Line17_5_19 | 0 | 0 | 0 | 0 | 0 | 0 | 0 | 0 | 0 | 0 | 0 | 0 | 4.1457e-31 | 2.6784e-16 | -6.2589e-16 | 7.7716e-17 | -1.1032e-16 | 3.1712e-16 | -3.8858e-17 | 1.7505e-09 | -1.7505e-09 | 3.8858e-17 | -1.7505e-09 | 1.7505e-09 | 0 | 0 | 0 | 0 | 0 | 0 | 1.05 | 0.525 | 0.525 | 1.05 | 0.525 | 0.525 | 6.1128e-13 | -180 | 180 | 6.1074e-13 | -180 | 180
Line1_1_3 | 0 | 0 | 0 | 0 | 0 | 0 | 0 | 0 | 0 | 0 | 0 | 0 | 2.0983e-15 | 2.1372e-15 | -1.088e-15 | -2.0983e-15 | -1.8095e-15 | 7.5513e-16 | 3.8858e-17 | 1.4004e-08 | -1.4004e-08 | -3.8858e-17 | -1.4004e-08 | 1.4004e-08 | 0 | 0 | 0 | 0 | 0 | 0 | 1.05 | 0.525 | 0.525 | 1.05 | 0.525 | 0.525 | 6.1622e-13 | 180 | 180 | 5.8029e-13 | -180 | 180
Line2_1_4 | 0 | 0 | 0 | 0 | 0 | 0 | 0 | 0 | 0 | 0 | 0 | 0 | 3.1086e-16 | 1.2046e-15 | -9.3259e-16 | -2.3315e-16 | -8.8539e-16 | 4.7463e-16 | 3.3434e-30 | 3.5009e-09 | -3.5009e-09 | -2.4874e-30 | -3.5009e-09 | 3.5009e-09 | 0 | 0 | 0 | 0 | 0 | 0 | 1.05 | 0.525 | 0.525 | 1.05 | 0.525 | 0.525 | 6.1622e-13 | 180 | 180 | 6.1128e-13 | -180 | 180
Line3_1_5 | 0 | 0 | 0 | 0 | 0 | 0 | 0 | 0 | 0 | 0 | 0 | 0 | 3.1086e-16 | 1.2046e-15 | -9.3259e-16 | -2.3315e-16 | -8.8539e-16 | 4.7463e-16 | 3.3434e-30 | 3.5009e-09 | -3.5009e-09 | -2.4874e-30 | -3.5009e-09 | 3.5009e-09 | 0 | 0 | 0 | 0 | 0 | 0 | 1.05 | 0.525 | 0.525 | 1.05 | 0.525 | 0.525 | 6.1622e-13 | 180 | 180 | 6.1128e-13 | -180 | 180
Line4_2_6 | 0 | 0 | 0 | 0 | 0 | 0 | 0 | 0 | 0 | 0 | 0 | 0 | 1.0103e-15 | 5.5919e-16 | -3.734e-16 | -1.1657e-15 | 3.6926e-17 | 1.1464e-16 | -1.5543e-16 | 8.7523e-09 | -8.7523e-09 | 1.5543e-16 | -8.7523e-09 | 8.7523e-09 | 0 | 0 | 0 | 0 | 0 | 0 | 1.05 | 0.525 | 0.525 | 1.05 | 0.525 | 0.525 | 5.9925e-13 | -180 | 180 | 5.8185e-13 | -180 | 180
Line5_6_7 | 0 | 0 | 0 | 0 | 0 | 0 | 0 | 0 | 0 | 0 | 0 | 0 | 7.7716e-16 | -5.2856e-17 | 6.3717e-17 | -8.5487e-16 | 4.7478e-16 | -1.858e-16 | -1.1657e-16 | 7.0018e-09 | -7.0018e-09 | 1.1657e-16 | -7.0018e-09 | 7.0018e-09 | 0 | 0 | 0 | 0 | 0 | 0 | 1.05 | 0.525 | 0.525 | 1.05 | 0.525 | 0.525 | 5.8185e-13 | -180 | 180 | 5.6809e-13 | -180 | 180
Line6_7_8 | 0 | 0 | 0 | 0 | 0 | 0 | 0 | 0 | 0 | 0 | 0 | 0 | 4.6629e-16 | -9.3798e-17 | -4.0466e-16 | -5.4401e-16 | 5.3999e-16 | 1.1256e-16 | -7.7716e-17 | 5.2514e-09 | -5.2514e-09 | 7.7716e-17 | -5.2514e-09 | 5.2514e-09 | 0 | 0 | 0 | 0 | 0 | 0 | 1.05 | 0.525 | 0.525 | 1.05 | 0.525 | 0.525 | 5.6809e-13 | -180 | 180 | 5.6153e-13 | -180 | 180
Line7_8_9 | 0 | 0 | 0 | 0 | 0 | 0 | 0 | 0 | 0 | 0 | 0 | 0 | -7.7716e-17 | 3.5106e-16 | -3.4838e-16 | -7.7716e-17 | -7.697e-17 | 3.9604e-17 | -1.1657e-16 | 1.7505e-09 | -1.7505e-09 | 1.1657e-16 | -1.7505e-09 | 1.7505e-09 | 0 | 0 | 0 | 0 | 0 | 0 | 1.05 | 0.525 | 0.525 | 1.05 | 0.525 | 0.525 | 5.6153e-13 | -180 | 180 | 5.5834e-13 | -180 | 180
Line8_8_10 | 0 | 0 | 0 | 0 | 0 | 0 | 0 | 0 | 0 | 0 | 0 | 0 | -7.7716e-17 | 7.9054e-17 | -1.9295e-16 | -7.7716e-17 | 3.5047e-16 | -1.1583e-16 | -1.1657e-16 | 1.7505e-09 | -1.7505e-09 | 1.1657e-16 | -1.7505e-09 | 1.7505e-09 | 0 | 0 | 0 | 0 | 0 | 0 | 1.05 | 0.525 | 0.525 | 1.05 | 0.525 | 0.525 | 5.6153e-13 | -180 | 180 | 5.5927e-13 | -180 | 180
Line9_3_11 | 0 | 0 | 0 | 0 | 0 | 0 | 0 | 0 | 0 | 0 | 0 | 0 | 1.8652e-15 | 1.6319e-15 | -1.3602e-15 | -1.8652e-15 | -1.452e-15 | 1.4623e-15 | -7.7716e-17 | 1.2253e-08 | -1.2253e-08 | 7.7716e-17 | -1.2253e-08 | 1.2253e-08 | 0 | 0 | 0 | 0 | 0 | 0 | 1.05 | 0.525 | 0.525 | 1.05 | 0.525 | 0.525 | 5.8029e-13 | -180 | 180 | 5.5023e-13 | -180 | 180

## LL_max_10
name | pf_ikss_a_from_ka | pf_ikss_b_from_ka | pf_ikss_c_from_ka | pf_ikss_a_to_ka | pf_ikss_b_to_ka | pf_ikss_c_to_ka | pf_skss_a_from_mw | pf_skss_b_from_mw | pf_skss_c_from_mw | pf_skss_a_to_mw | pf_skss_b_to_mw | pf_skss_c_to_mw | pf_p_a_from_mw | pf_p_b_from_mw | pf_p_c_from_mw | pf_p_a_to_mw | pf_p_b_to_mw | pf_p_c_to_mw | pf_q_a_from_mvar | pf_q_b_from_mvar | pf_q_c_from_mvar | pf_q_a_to_mvar | pf_q_b_to_mvar | pf_q_c_to_mvar | pf_ikss_a_from_degree | pf_ikss_b_from_degree | pf_ikss_c_from_degree | pf_ikss_a_to_degree | pf_ikss_b_to_degree | pf_ikss_c_to_degree | pf_vm_a_from_pu | pf_vm_b_from_pu | pf_vm_c_from_pu | pf_vm_a_to_pu | pf_vm_b_to_pu | pf_vm_c_to_pu | pf_va_a_from_degree | pf_va_b_from_degree | pf_va_c_from_degree | pf_va_a_to_degree | pf_va_b_to_degree | pf_va_c_to_degree
Line0_1_2 | 0 | 0 | 0 | 0 | 0 | 0 | 0 | 0 | 0 | 0 | 0 | 0 | 1.1398e-15 | 1.3841e-15 | 3.2566e-16 | -1.4655e-15 | -9.7606e-16 | 8.2356e-17 | -2.4425e-16 | 1.1527e-08 | -1.1527e-08 | 2.4425e-16 | -1.1527e-08 | 1.1527e-08 | 0 | 0 | 0 | 0 | 0 | 0 | 1.1 | 0.55 | 0.55 | 1.1 | 0.55 | 0.55 | 5.642e-13 | 180 | 180 | 5.4003e-13 | -180 | 180
Line10_11_12 | 0 | 0 | 0 | 0 | 0 | 0 | 0 | 0 | 0 | 0 | 0 | 0 | 1.954e-15 | 8.5252e-16 | -1.5086e-15 | -1.7912e-15 | -7.7017e-16 | 9.3958e-16 | -2.4425e-16 | 1.1527e-08 | -1.1527e-08 | 3.2567e-16 | -1.1527e-08 | 1.1527e-08 | 0 | 0 | 0 | 0 | 0 | 0 | 1.1 | 0.55 | 0.55 | 1.1 | 0.55 | 0.55 | 4.9821e-13 | -180 | 180 | 4.7198e-13 | -180 | 180
Line11_12_13 | 0 | 0 | 0 | 0 | 0 | 0 | 0 | 0 | 0 | 0 | 0 | 0 | 1.4655e-15 | 1.1439e-15 | -1.2172e-15 | -1.1398e-15 | -1.0867e-15 | 9.4873e-16 | -8.1416e-17 | 9.6057e-09 | -9.6057e-09 | 1.6283e-16 | -9.6057e-09 | 9.6057e-09 | 0 | 0 | 0 | 0 | 0 | 0 | 1.1 | 0.55 | 0.55 | 1.1 | 0.55 | 0.55 | 4.7198e-13 | -180 | 180 | 4.5206e-13 | -180 | 180
Line12_13_15 | 0 | 0 | 0 | 0 | 0 | 0 | 0 | 0 | 0 | 0 | 0 | 0 | 1.1398e-15 | 3.9148e-16 | -1.1554e-15 | -8.1416e-16 | -3.7089e-16 | 8.5036e-16 | 8.9933e-30 | 5.7634e-09 | -5.7634e-09 | 8.1416e-17 | -5.7634e-09 | 5.7634e-09 | 0 | 0 | 0 | 0 | 0 | 0 | 1.1 | 0.55 | 0.55 | 1.1 | 0.55 | 0.55 | 4.5206e-13 | -180 | 180 | 4.4231e-13 | -180 | 180
Line13_13_14 | 0 | 0 | 0 | 0 | 0 | 0 | 0 | 0 | 0 | 0 | 0 | 0 | 1.6283e-16 | -1.409e-16 | -5.9479e-17 | -6.3783e-31 | 2.246e-16 | -2.639e-16 | 8.1416e-17 | 1.9211e-09 | -1.9211e-09 | 8.1416e-17 | -1.9211e-09 | 1.9211e-09 | 0 | 0 | 0 | 0 | 0 | 0 | 1.1 | 0.55 | 0.55 | 1.1 | 0.55 | 0.55 | 4.5206e-13 | -180 | 180 | 4.4887e-13 | -180 | 180
Line14_15_16 | 0 | 0 | 0 | 0 | 0 | 0 | 0 | 0 | 0 | 0 | 0 | 0 | 1.6283e-16 | 8.4431e-16 | -1.1097e-15 | -1.6283e-16 | -4.2808e-16 | 7.9317e-16 | 8.1416e-17 | 3.8423e-09 | -3.8423e-09 | -8.1416e-17 | -3.8423e-09 | 3.8423e-09 | 0 | 0 | 0 | 0 | 0 | 0 | 1.1 | 0.55 | 0.55 | 1.1 | 0.55 | 0.55 | 4.4231e-13 | -180 | 180 | 4.373e-13 | -180 | 180
Line15_16_17 | 0 | 0 | 0 | 0 | 0 | 0 | 0 | 0 | 0 | 0 | 0 | 0 | 1.6283e-16 | 1.7333e-16 | -3.9658e-16 | -1.6283e-16 | 3.9887e-16 | 7.3205e-17 | 1.2428e-30 | 1.9211e-09 | -1.9211e-09 | -1.2413e-30 | -1.9211e-09 | 1.9211e-09 | 0 | 0 | 0 | 0 | 0 | 0 | 1.1 | 0.55 | 0.55 | 1.1 | 0.55 | 0.55 | 4.373e-13 | -180 | 180 | 4.3676e-13 | -180 | 180
Line16_4_18 | 0 | 0 | 0 | 0 | 0 | 0 | 0 | 0 | 0 | 0 | 0 | 0 | 1.6283e-16 | -4.5752e-18 | -6.5591e-16 | -1.6283e-16 | -7.4554e-17 | 3.3253e-16 | -8.1416e-17 | 1.9211e-09 | -1.9211e-09 | 1.6283e-16 | -1.9211e-09 | 1.9211e-09 | 0 | 0 | 0 | 0 | 0 | 0 | 1.1 | 0.55 | 0.55 | 1.1 | 0.55 | 0.55 | 5.5926e-13 | -180 | 180 | 5.5871e-13 | -180 | 180
Line17_5_19 | 0 | 0 | 0 | 0 | 0 | 0 | 0 | 0 | 0 | 0 | 0 | 0 | 1.6283e-16 | -4.5752e-18 | -6.5591e-16 | -1.6283e-16 | -7.4554e-17 | 3.3253e-16 | -8.1416e-17 | 1.9211e-09 | -1.9211e-09 | 1.6283e-16 | -1.9211e-09 | 1.9211e-09 | 0 | 0 | 0 | 0 | 0 | 0 | 1.1 | 0.55 | 0.55 | 1.1 | 0.55 | 0.55 | 5.5926e-13 | -180 | 180 | 5.5871e-13 | -180 | 180
Line1_1_3 | 0 | 0 | 0 | 0 | 0 | 0 | 0 | 0 | 0 | 0 | 0 | 0 | 2.4425e-15 | 2.7682e-15 | -9.77e-16 | -2.6053e-15 | -2.2961e-15 | 1.4491e-15 | 8.1416e-17 | 1.5369e-08 | -1.5369e-08 | -8.1416e-17 | -1.5369e-08 | 1.5369e-08 | 0 | 0 | 0 | 0 | 0 | 0 | 1.1 | 0.55 | 0.55 | 1.1 | 0.55 | 0.55 | 5.642e-13 | 180 | 180 | 5.2826e-13 | -180 | 180
Line2_1_4 | 0 | 0 | 0 | 0 | 0 | 0 | 0 | 0 | 0 | 0 | 0 | 0 | 3.2567e-16 | 1.1398e-15 | -1.3027e-15 | -4.885e-16 | -1.2121e-15 | 9.8615e-16 | 8.1416e-17 | 3.8423e-09 | -3.8423e-09 | -4.7682e-30 | -3.8423e-09 | 3.8423e-09 | 0 | 0 | 0 | 0 | 0 | 0 | 1.1 | 0.55 | 0.55 | 1.1 | 0.55 | 0.55 | 5.642e-13 | 180 | 180 | 5.5926e-13 | -180 | 180
Line3_1_5 | 0 | 0 | 0 | 0 | 0 | 0 | 0 | 0 | 0 | 0 | 0 | 0 | 3.2567e-16 | 1.1398e-15 | -1.3027e-15 | -4.885e-16 | -1.2121e-15 | 9.8615e-16 | 8.1416e-17 | 3.8423e-09 | -3.8423e-09 | -4.7682e-30 | -3.8423e-09 | 3.8423e-09 | 0 | 0 | 0 | 0 | 0 | 0 | 1.1 | 0.55 | 0.55 | 1.1 | 0.55 | 0.55 | 5.642e-13 | 180 | 180 | 5.5926e-13 | -180 | 180
Line4_2_6 | 0 | 0 | 0 | 0 | 0 | 0 | 0 | 0 | 0 | 0 | 0 | 0 | 6.5133e-16 | 9.0837e-16 | 5.827e-16 | -8.1416e-16 | -5.2551e-16 | -5.2551e-16 | -4.0708e-16 | 9.6057e-09 | -9.6057e-09 | 4.0708e-16 | -9.6057e-09 | 9.6057e-09 | 0 | 0 | 0 | 0 | 0 | 0 | 1.1 | 0.55 | 0.55 | 1.1 | 0.55 | 0.55 | 5.4003e-13 | -180 | 180 | 5.2241e-13 | -180 | 180
Line5_6_7 | 0 | 0 | 0 | 0 | 0 | 0 | 0 | 0 | 0 | 0 | 0 | 0 | 6.5133e-16 | -8.334e-16 | 2.2501e-16 | -6.5133e-16 | 8.7001e-16 | -1.8841e-16 | -5.6991e-16 | 7.6845e-09 | -7.6845e-09 | 5.6991e-16 | -7.6845e-09 | 7.6845e-09 | 0 | 0 | 0 | 0 | 0 | 0 | 1.1 | 0.55 | 0.55 | 1.1 | 0.55 | 0.55 | 5.2241e-13 | -180 | 180 | 5.1361e-13 | -180 | 180
Line6_7_8 | 0 | 0 | 0 | 0 | 0 | 0 | 0 | 0 | 0 | 0 | 0 | 0 | 1.6283e-16 | -2.6578e-16 | 2.2272e-16 | -1.6283e-16 | 2.8637e-16 | -2.0213e-16 | -4.0708e-16 | 5.7634e-09 | -5.7634e-09 | 3.2567e-16 | -5.7634e-09 | 5.7634e-09 | 0 | 0 | 0 | 0 | 0 | 0 | 1.1 | 0.55 | 0.55 | 1.1 | 0.55 | 0.55 | 5.1361e-13 | -180 | 180 | 5.0776e-13 | -180 | 180
Line7_8_9 | 0 | 0 | 0 | 0 | 0 | 0 | 0 | 0 | 0 | 0 | 0 | 0 | 0 | 2.0307e-16 | -4.1178e-17 | 0 | 1.2488e-16 | -2.822e-16 | 0 | 1.9211e-09 | -1.9211e-09 | 0 | -1.9211e-09 | 1.9211e-09 | 0 | 0 | 0 | 0 | 0 | 0 | 1.1 | 0.55 | 0.55 | 1.1 | 0.55 | 0.55 | 5.0776e-13 | -180 | 180 | 5.0456e-13 | -180 | 180
Line8_8_10 | 0 | 0 | 0 | 0 | 0 | 0 | 0 | 0 | 0 | 0 | 0 | 0 | -3.2567e-16 | 6.1015e-16 | 2.8449e-16 | 3.2567e-16 | -6.0787e-16 | -6.0787e-16 | -2.8861e-30 | 1.9211e-09 | -1.9211e-09 | -8.1416e-17 | -1.9211e-09 | 1.9211e-09 | 0 | 0 | 0 | 0 | 0 | 0 | 1.1 | 0.55 | 0.55 | 1.1 | 0.55 | 0.55 | 5.0776e-13 | -180 | 180 | 5.0438e-13 | -180 | 180
Line9_3_11 | 0 | 0 | 0 | 0 | 0 | 0 | 0 | 0 | 0 | 0 | 0 | 0 | 1.954e-15 | 1.6631e-15 | -7.7944e-16 | -2.1168e-15 | -1.551e-15 | 8.9154e-16 | -8.1416e-17 | 1.3448e-08 | -1.3448e-08 | 1.6283e-16 | -1.3448e-08 | 1.3448e-08 | 0 | 0 | 0 | 0 | 0 | 0 | 1.1 | 0.55 | 0.55 | 1.1 | 0.55 | 0.55 | 5.2826e-13 | -180 | 180 | 4.9821e-13 | -180 | 180

## LL_max_fault_6
name | pf_ikss_a_from_ka | pf_ikss_b_from_ka | pf_ikss_c_from_ka | pf_ikss_a_to_ka | pf_ikss_b_to_ka | pf_ikss_c_to_ka | pf_skss_a_from_mw | pf_skss_b_from_mw | pf_skss_c_from_mw | pf_skss_a_to_mw | pf_skss_b_to_mw | pf_skss_c_to_mw | pf_p_a_from_mw | pf_p_b_from_mw | pf_p_c_from_mw | pf_p_a_to_mw | pf_p_b_to_mw | pf_p_c_to_mw | pf_q_a_from_mvar | pf_q_b_from_mvar | pf_q_c_from_mvar | pf_q_a_to_mvar | pf_q_b_to_mvar | pf_q_c_to_mvar | pf_ikss_a_from_degree | pf_ikss_b_from_degree | pf_ikss_c_from_degree | pf_ikss_a_to_degree | pf_ikss_b_to_degree | pf_ikss_c_to_degree | pf_vm_a_from_pu | pf_vm_b_from_pu | pf_vm_c_from_pu | pf_vm_a_to_pu | pf_vm_b_to_pu | pf_vm_c_to_pu | pf_va_a_from_degree | pf_va_b_from_degree | pf_va_c_from_degree | pf_va_a_to_degree | pf_va_b_to_degree | pf_va_c_to_degree
Line0_1_2 | 0 | 0 | 0 | 0 | 0 | 0 | 0 | 0 | 0 | 0 | 0 | 0 | 5.768e-18 | -4.6368e-11 | -1.348e-10 | -5.768e-18 | 4.6368e-11 | 1.348e-10 | 6.6787e-18 | 1.2933e-10 | 2.3834e-11 | -6.0715e-18 | -1.2933e-10 | -2.3834e-11 | 0 | 0 | 0 | 0 | 0 | 0 | 1.05 | 1.048 | 1.0441 | 1.05 | 1.048 | 1.0441 | 3.0181e-15 | -120.3061 | 119.9434 | 2.9437e-15 | -120.3061 | 119.9434
Line10_11_12 | 0 | 0 | 0 | 0 | 0 | 0 | 0 | 0 | 0 | 0 | 0 | 0 | 6.9823e-18 | -4.6368e-11 | -1.348e-10 | -6.9823e-18 | 4.6368e-11 | 1.348e-10 | 3.0358e-18 | 1.2933e-10 | 2.3834e-11 | -3.6429e-18 | -1.2933e-10 | -2.3834e-11 | 0 | 0 | 0 | 0 | 0 | 0 | 1.05 | 1.048 | 1.0441 | 1.05 | 1.048 | 1.0441 | 2.6653e-15 | -120.3061 | 119.9434 | 2.5129e-15 | -120.3061 | 119.9434
Line11_12_13 | 0 | 0 | 0 | 0 | 0 | 0 | 0 | 0 | 0 | 0 | 0 | 0 | 6.3751e-18 | -3.864e-11 | -1.1233e-10 | -5.768e-18 | 3.864e-11 | 1.1233e-10 | 6.0715e-19 | 1.0778e-10 | 1.9862e-11 | -1.2143e-18 | -1.0778e-10 | -1.9862e-11 | 0 | 0 | 0 | 0 | 0 | 0 | 1.05 | 1.048 | 1.0441 | 1.05 | 1.048 | 1.0441 | 2.5129e-15 | -120.3061 | 119.9434 | 2.3889e-15 | -120.3061 | 119.9434
Line12_13_15 | 0 | 0 | 0 | 0 | 0 | 0 | 0 | 0 | 0 | 0 | 0 | 0 | 3.6429e-18 | -2.3184e-11 | -6.7399e-11 | -3.6429e-18 | 2.3184e-11 | 6.7399e-11 | 1.8215e-18 | 6.4666e-11 | 1.1917e-11 | -1.8215e-18 | -6.4666e-11 | -1.1917e-11 | 0 | 0 | 0 | 0 | 0 | 0 | 1.05 | 1.048 | 1.0441 | 1.05 | 1.048 | 1.0441 | 2.3889e-15 | -120.3061 | 119.9434 | 2.3281e-15 | -120.3061 | 119.9434
Line13_13_14 | 0 | 0 | 0 | 0 | 0 | 0 | 0 | 0 | 0 | 0 | 0 | 0 | 5.063e-35 | -7.728e-12 | -2.2466e-11 | -5.0323e-35 | 7.728e-12 | 2.2466e-11 | -1.2143e-18 | 2.1555e-11 | 3.9724e-12 | 1.2143e-18 | -2.1555e-11 | -3.9724e-12 | 0 | 0 | 0 | 0 | 0 | 0 | 1.05 | 1.048 | 1.0441 | 1.05 | 1.048 | 1.0441 | 2.3889e-15 | -120.3061 | 119.9434 | 2.3744e-15 | -120.3061 | 119.9434
Line14_15_16 | 0 | 0 | 0 | 0 | 0 | 0 | 0 | 0 | 0 | 0 | 0 | 0 | 2.4286e-18 | -1.5456e-11 | -4.4933e-11 | -2.4286e-18 | 1.5456e-11 | 4.4933e-11 | 6.0715e-19 | 4.3111e-11 | 7.9447e-12 | -6.0715e-19 | -4.3111e-11 | -7.9447e-12 | 0 | 0 | 0 | 0 | 0 | 0 | 1.05 | 1.048 | 1.0441 | 1.05 | 1.048 | 1.0441 | 2.3281e-15 | -120.3061 | 119.9434 | 2.2985e-15 | -120.3061 | 119.9434
Line15_16_17 | 0 | 0 | 0 | 0 | 0 | 0 | 0 | 0 | 0 | 0 | 0 | 0 | 3.0358e-19 | -7.728e-12 | -2.2466e-11 | 3.0358e-19 | 7.728e-12 | 2.2466e-11 | -6.0715e-19 | 2.1555e-11 | 3.9724e-12 | 1.2077e-35 | -2.1555e-11 | -3.9724e-12 | 0 | 0 | 0 | 0 | 0 | 0 | 1.05 | 1.048 | 1.0441 | 1.05 | 1.048 | 1.0441 | 2.2985e-15 | -120.3061 | 119.9434 | 2.2794e-15 | -120.3061 | 119.9434
Line16_4_18 | 0 | 0 | 0 | 0 | 0 | 0 | 0 | 0 | 0 | 0 | 0 | 0 | 6.3412e-35 | -7.728e-12 | -2.2466e-11 | -3.1503e-35 | 7.728e-12 | 2.2466e-11 | -1.2143e-18 | 2.1555e-11 | 3.9724e-12 | 6.0715e-19 | -2.1555e-11 | -3.9724e-12 | 0 | 0 | 0 | 0 | 0 | 0 | 1.05 | 1.048 | 1.0441 | 1.05 | 1.048 | 1.0441 | 2.992e-15 | -120.3061 | 119.9434 | 2.9729e-15 | -120.3061 | 119.9434
Line17_5_19 | 0 | 0 | 0 | 0 | 0 | 0 | 0 | 0 | 0 | 0 | 0 | 0 | 6.3412e-35 | -7.728e-12 | -2.2466e-11 | -3.1503e-35 | 7.728e-12 | 2.2466e-11 | -1.2143e-18 | 2.1555e-11 | 3.9724e-12 | 6.0715e-19 | -2.1555e-11 | -3.9724e-12 | 0 | 0 | 0 | 0 | 0 | 0 | 1.05 | 1.048 | 1.0441 | 1.05 | 1.048 | 1.0441 | 2.992e-15 | -120.3061 | 119.9434 | 2.9729e-15 | -120.3061 | 119.9434
Line1_1_3 | 0 | 0 | 0 | 0 | 0 | 0 | 0 | 0 | 0 | 0 | 0 | 0 | 9.4109e-18 | -6.1824e-11 | -1.7973e-10 | -9.4109e-18 | 6.1824e-11 | 1.7973e-10 | 7.893e-18 | 1.7244e-10 | 3.1779e-11 | -7.893e-18 | -1.7244e-10 | -3.1779e-11 | 0 | 0 | 0 | 0 | 0 | 0 | 1.05 | 1.048 | 1.0441 | 1.05 | 1.048 | 1.0441 | 3.0181e-15 | -120.3061 | 119.9434 | 2.8331e-15 | -120.3061 | 119.9434
Line2_1_4 | 0 | 0 | 0 | 0 | 0 | 0 | 0 | 0 | 0 | 0 | 0 | 0 | 3.0358e-19 | -1.5456e-11 | -4.4933e-11 | -3.0358e-19 | 1.5456e-11 | 4.4933e-11 | 2.4286e-18 | 4.3111e-11 | 7.9447e-12 | -1.8215e-18 | -4.3111e-11 | -7.9447e-12 | 0 | 0 | 0 | 0 | 0 | 0 | 1.05 | 1.048 | 1.0441 | 1.05 | 1.048 | 1.0441 | 3.0181e-15 | -120.3061 | 119.9434 | 2.992e-15 | -120.3061 | 119.9434
Line3_1_5 | 0 | 0 | 0 | 0 | 0 | 0 | 0 | 0 | 0 | 0 | 0 | 0 | 3.0358e-19 | -1.5456e-11 | -4.4933e-11 | -3.0358e-19 | 1.5456e-11 | 4.4933e-11 | 2.4286e-18 | 4.3111e-11 | 7.9447e-12 | -1.8215e-18 | -4.3111e-11 | -7.9447e-12 | 0 | 0 | 0 | 0 | 0 | 0 | 1.05 | 1.048 | 1.0441 | 1.05 | 1.048 | 1.0441 | 3.0181e-15 | -120.3061 | 119.9434 | 2.992e-15 | -120.3061 | 119.9434
Line4_2_6 | 0 | 0 | 0 | 0 | 0 | 0 | 0 | 0 | 0 | 0 | 0 | 0 | 5.4644e-18 | -3.864e-11 | -1.1233e-10 | -5.4644e-18 | 3.864e-11 | 1.1233e-10 | 2.4286e-18 | 1.0778e-10 | 1.9862e-11 | -1.8215e-18 | -1.0778e-10 | -1.9862e-11 | 0 | 0 | 0 | 0 | 0 | 0 | 1.05 | 1.048 | 1.0441 | 1.05 | 1.048 | 1.0441 | 2.9437e-15 | -120.3061 | 119.9434 | 2.8507e-15 | -120.3061 | 119.9434
Line5_6_7 | 0 | 0 | 0 | 0 | 0 | 0 | 0 | 0 | 0 | 0 | 0 | 0 | 4.8572e-18 | -3.0912e-11 | -8.9866e-11 | -4.8572e-18 | 3.0912e-11 | 8.9866e-11 | 2.4286e-18 | 8.6222e-11 | 1.5889e-11 | -1.8215e-18 | -8.6222e-11 | -1.5889e-11 | 0 | 0 | 0 | 0 | 0 | 0 | 1.05 | 1.048 | 1.0441 | 1.05 | 1.048 | 1.0441 | 2.8507e-15 | -120.3061 | 119.9434 | 2.7593e-15 | -120.3061 | 119.9434
Line6_7_8 | 0 | 0 | 0 | 0 | 0 | 0 | 0 | 0 | 0 | 0 | 0 | 0 | 1.5179e-18 | -2.3184e-11 | -6.7399e-11 | -2.125e-18 | 2.3184e-11 | 6.7399e-11 | 7.3099e-35 | 6.4666e-11 | 1.1917e-11 | 6.0715e-19 | -6.4666e-11 | -1.1917e-11 | 0 | 0 | 0 | 0 | 0 | 0 | 1.05 | 1.048 | 1.0441 | 1.05 | 1.048 | 1.0441 | 2.7593e-15 | -120.3061 | 119.9434 | 2.7108e-15 | -120.3061 | 119.9434
Line7_8_9 | 0 | 0 | 0 | 0 | 0 | 0 | 0 | 0 | 0 | 0 | 0 | 0 | 3.0358e-19 | -7.728e-12 | -2.2466e-11 | -9.1073e-19 | 7.728e-12 | 2.2466e-11 | 1.4363e-35 | 2.1555e-11 | 3.9724e-12 | -4.2858e-35 | -2.1555e-11 | -3.9724e-12 | 0 | 0 | 0 | 0 | 0 | 0 | 1.05 | 1.048 | 1.0441 | 1.05 | 1.048 | 1.0441 | 2.7108e-15 | -120.3061 | 119.9434 | 2.6963e-15 | -120.3061 | 119.9434
Line8_8_10 | 0 | 0 | 0 | 0 | 0 | 0 | 0 | 0 | 0 | 0 | 0 | 0 | -3.0358e-19 | -7.728e-12 | -2.2466e-11 | -3.0358e-19 | 7.728e-12 | 2.2466e-11 | -1.4363e-35 | 2.1555e-11 | 3.9724e-12 | -1.4339e-35 | -2.1555e-11 | -3.9724e-12 | 0 | 0 | 0 | 0 | 0 | 0 | 1.05 | 1.048 | 1.0441 | 1.05 | 1.048 | 1.0441 | 2.7108e-15 | -120.3061 | 119.9434 | 2.7063e-15 | -120.3061 | 119.9434
Line9_3_11 | 0 | 0 | 0 | 0 | 0 | 0 | 0 | 0 | 0 | 0 | 0 | 0 | 9.7145e-18 | -5.4096e-11 | -1.5727e-10 | -9.7145e-18 | 5.4096e-11 | 1.5727e-10 | 4.8572e-18 | 1.5089e-10 | 2.7806e-11 | -4.8572e-18 | -1.5089e-10 | -2.7806e-11 | 0 | 0 | 0 | 0 | 0 | 0 | 1.05 | 1.048 | 1.0441 | 1.05 | 1.048 | 1.0441 | 2.8331e-15 | -120.3061 | 119.9434 | 2.6653e-15 | -120.3061 | 119.9434

## LL_max_fault_10
name | pf_ikss_a_from_ka | pf_ikss_b_from_ka | pf_ikss_c_from_ka | pf_ikss_a_to_ka | pf_ikss_b_to_ka | pf_ikss_c_to_ka | pf_skss_a_from_mw | pf_skss_b_from_mw | pf_skss_c_from_mw | pf_skss_a_to_mw | pf_skss_b_to_mw | pf_skss_c_to_mw | pf_p_a_from_mw | pf_p_b_from_mw | pf_p_c_from_mw | pf_p_a_to_mw | pf_p_b_to_mw | pf_p_c_to_mw | pf_q_a_from_mvar | pf_q_b_from_mvar | pf_q_c_from_mvar | pf_q_a_to_mvar | pf_q_b_to_mvar | pf_q_c_to_mvar | pf_ikss_a_from_degree | pf_ikss_b_from_degree | pf_ikss_c_from_degree | pf_ikss_a_to_degree | pf_ikss_b_to_degree | pf_ikss_c_to_degree | pf_vm_a_from_pu | pf_vm_b_from_pu | pf_vm_c_from_pu | pf_vm_a_to_pu | pf_vm_b_to_pu | pf_vm_c_to_pu | pf_va_a_from_degree | pf_va_b_from_degree | pf_va_c_from_degree | pf_va_a_to_degree | pf_va_b_to_degree | pf_va_c_to_degree
Line0_1_2 | 0 | 0 | 0 | 0 | 0 | 0 | 0 | 0 | 0 | 0 | 0 | 0 | 7.3148e-18 | -5.3268e-11 | -1.5486e-10 | -7.3148e-18 | 5.3268e-11 | 1.5486e-10 | 6.3607e-18 | 1.4861e-10 | 2.7358e-11 | -5.7246e-18 | -1.4861e-10 | -2.7358e-11 | 0 | 0 | 0 | 0 | 0 | 0 | 1.1 | 1.0978 | 1.0936 | 1.1 | 1.0978 | 1.0936 | 3.0883e-15 | -120.3205 | 119.9408 | 2.9917e-15 | -120.3205 | 119.9408
Line10_11_12 | 0 | 0 | 0 | 0 | 0 | 0 | 0 | 0 | 0 | 0 | 0 | 0 | 1.0177e-17 | -5.3268e-11 | -1.5486e-10 | -9.541e-18 | 5.3268e-11 | 1.5486e-10 | 1.9082e-18 | 1.4861e-10 | 2.7358e-11 | -2.5443e-18 | -1.4861e-10 | -2.7358e-11 | 0 | 0 | 0 | 0 | 0 | 0 | 1.1 | 1.0978 | 1.0936 | 1.1 | 1.0978 | 1.0936 | 2.7189e-15 | -120.3205 | 119.9408 | 2.5592e-15 | -120.3205 | 119.9408
Line11_12_13 | 0 | 0 | 0 | 0 | 0 | 0 | 0 | 0 | 0 | 0 | 0 | 0 | 7.9508e-18 | -4.439e-11 | -1.2905e-10 | -7.9508e-18 | 4.439e-11 | 1.2905e-10 | 6.3607e-19 | 1.2384e-10 | 2.2798e-11 | -1.2721e-18 | -1.2384e-10 | -2.2798e-11 | 0 | 0 | 0 | 0 | 0 | 0 | 1.1 | 1.0978 | 1.0936 | 1.1 | 1.0978 | 1.0936 | 2.5592e-15 | -120.3205 | 119.9408 | 2.4295e-15 | -120.3205 | 119.9408
Line12_13_15 | 0 | 0 | 0 | 0 | 0 | 0 | 0 | 0 | 0 | 0 | 0 | 0 | 5.7246e-18 | -2.6634e-11 | -7.743e-11 | -5.0885e-18 | 2.6634e-11 | 7.743e-11 | 1.2721e-18 | 7.4303e-11 | 1.3679e-11 | -1.9082e-18 | -7.4303e-11 | -1.3679e-11 | 0 | 0 | 0 | 0 | 0 | 0 | 1.1 | 1.0978 | 1.0936 | 1.1 | 1.0978 | 1.0936 | 2.4295e-15 | -120.3205 | 119.9408 | 2.3657e-15 | -120.3205 | 119.9408
Line13_13_14 | 0 | 0 | 0 | 0 | 0 | 0 | 0 | 0 | 0 | 0 | 0 | 0 | 3.1803e-19 | -8.878e-12 | -2.581e-11 | -3.1803e-19 | 8.878e-12 | 2.581e-11 | 6.3607e-19 | 2.4768e-11 | 4.5596e-12 | 6.3607e-19 | -2.4768e-11 | -4.5596e-12 | 0 | 0 | 0 | 0 | 0 | 0 | 1.1 | 1.0978 | 1.0936 | 1.1 | 1.0978 | 1.0936 | 2.4295e-15 | -120.3205 | 119.9408 | 2.4143e-15 | -120.3205 | 119.9408
Line14_15_16 | 0 | 0 | 0 | 0 | 0 | 0 | 0 | 0 | 0 | 0 | 0 | 0 | 2.2262e-18 | -1.7756e-11 | -5.162e-11 | -2.2262e-18 | 1.7756e-11 | 5.162e-11 | 1.9082e-18 | 4.9535e-11 | 9.1192e-12 | -1.2721e-18 | -4.9535e-11 | -9.1192e-12 | 0 | 0 | 0 | 0 | 0 | 0 | 1.1 | 1.0978 | 1.0936 | 1.1 | 1.0978 | 1.0936 | 2.3657e-15 | -120.3205 | 119.9408 | 2.3348e-15 | -120.3205 | 119.9408
Line15_16_17 | 0 | 0 | 0 | 0 | 0 | 0 | 0 | 0 | 0 | 0 | 0 | 0 | -3.1803e-19 | -8.878e-12 | -2.581e-11 | 3.1803e-19 | 8.878e-12 | 2.581e-11 | -1.296e-35 | 2.4768e-11 | 4.5596e-12 | 1.2721e-18 | -2.4768e-11 | -4.5596e-12 | 0 | 0 | 0 | 0 | 0 | 0 | 1.1 | 1.0978 | 1.0936 | 1.1 | 1.0978 | 1.0936 | 2.3348e-15 | -120.3205 | 119.9408 | 2.3148e-15 | -120.3205 | 119.9408
Line16_4_18 | 0 | 0 | 0 | 0 | 0 | 0 | 0 | 0 | 0 | 0 | 0 | 0 | 3.3982e-35 | -8.878e-12 | -2.581e-11 | -1.0128e-34 | 8.878e-12 | 2.581e-11 | -6.3607e-19 | 2.4768e-11 | 4.5596e-12 | 1.9082e-18 | -2.4768e-11 | -4.5596e-12 | 0 | 0 | 0 | 0 | 0 | 0 | 1.1 | 1.0978 | 1.0936 | 1.1 | 1.0978 | 1.0936 | 3.061e-15 | -120.3205 | 119.9408 | 3.041e-15 | -120.3205 | 119.9408
Line17_5_19 | 0 | 0 | 0 | 0 | 0 | 0 | 0 | 0 | 0 | 0 | 0 | 0 | 3.3982e-35 | -8.878e-12 | -2.581e-11 | -1.0128e-34 | 8.878e-12 | 2.581e-11 | -6.3607e-19 | 2.4768e-11 | 4.5596e-12 | 1.9082e-18 | -2.4768e-11 | -4.5596e-12 | 0 | 0 | 0 | 0 | 0 | 0 | 1.1 | 1.0978 | 1.0936 | 1.1 | 1.0978 | 1.0936 | 3.061e-15 | -120.3205 | 119.9408 | 3.041e-15 | -120.3205 | 119.9408
Line1_1_3 | 0 | 0 | 0 | 0 | 0 | 0 | 0 | 0 | 0 | 0 | 0 | 0 | 1.1449e-17 | -7.1024e-11 | -2.0648e-10 | -1.1449e-17 | 7.1024e-11 | 2.0648e-10 | 7.6328e-18 | 1.9814e-10 | 3.6477e-11 | -7.6328e-18 | -1.9814e-10 | -3.6477e-11 | 0 | 0 | 0 | 0 | 0 | 0 | 1.1 | 1.0978 | 1.0936 | 1.1 | 1.0978 | 1.0936 | 3.0883e-15 | -120.3205 | 119.9408 | 2.8946e-15 | -120.3205 | 119.9408
Line2_1_4 | 0 | 0 | 0 | 0 | 0 | 0 | 0 | 0 | 0 | 0 | 0 | 0 | 2.5443e-18 | -1.7756e-11 | -5.162e-11 | -2.5443e-18 | 1.7756e-11 | 5.162e-11 | 6.3607e-19 | 4.9535e-11 | 9.1192e-12 | -6.3607e-19 | -4.9535e-11 | -9.1192e-12 | 0 | 0 | 0 | 0 | 0 | 0 | 1.1 | 1.0978 | 1.0936 | 1.1 | 1.0978 | 1.0936 | 3.0883e-15 | -120.3205 | 119.9408 | 3.061e-15 | -120.3205 | 119.9408
Line3_1_5 | 0 | 0 | 0 | 0 | 0 | 0 | 0 | 0 | 0 | 0 | 0 | 0 | 2.5443e-18 | -1.7756e-11 | -5.162e-11 | -2.5443e-18 | 1.7756e-11 | 5.162e-11 | 6.3607e-19 | 4.9535e-11 | 9.1192e-12 | -6.3607e-19 | -4.9535e-11 | -9.1192e-12 | 0 | 0 | 0 | 0 | 0 | 0 | 1.1 | 1.0978 | 1.0936 | 1.1 | 1.0978 | 1.0936 | 3.0883e-15 | -120.3205 | 119.9408 | 3.061e-15 | -120.3205 | 119.9408
Line4_2_6 | 0 | 0 | 0 | 0 | 0 | 0 | 0 | 0 | 0 | 0 | 0 | 0 | 6.0426e-18 | -4.439e-11 | -1.2905e-10 | -6.6787e-18 | 4.439e-11 | 1.2905e-10 | 4.4525e-18 | 1.2384e-10 | 2.2798e-11 | -4.4525e-18 | -1.2384e-10 | -2.2798e-11 | 0 | 0 | 0 | 0 | 0 | 0 | 1.1 | 1.0978 | 1.0936 | 1.1 | 1.0978 | 1.0936 | 2.9917e-15 | -120.3205 | 119.9408 | 2.9204e-15 | -120.3205 | 119.9408
Line5_6_7 | 0 | 0 | 0 | 0 | 0 | 0 | 0 | 0 | 0 | 0 | 0 | 0 | 3.4984e-18 | -3.5512e-11 | -1.0324e-10 | -4.1344e-18 | 3.5512e-11 | 1.0324e-10 | 1.2721e-18 | 9.9071e-11 | 1.8238e-11 | -6.3607e-19 | -9.9071e-11 | -1.8238e-11 | 0 | 0 | 0 | 0 | 0 | 0 | 1.1 | 1.0978 | 1.0936 | 1.1 | 1.0978 | 1.0936 | 2.9204e-15 | -120.3205 | 119.9408 | 2.8736e-15 | -120.3205 | 119.9408
Line6_7_8 | 0 | 0 | 0 | 0 | 0 | 0 | 0 | 0 | 0 | 0 | 0 | 0 | 2.8623e-18 | -2.6634e-11 | -7.743e-11 | -2.2262e-18 | 2.6634e-11 | 7.743e-11 | 6.3607e-19 | 7.4303e-11 | 1.3679e-11 | -1.2721e-18 | -7.4303e-11 | -1.3679e-11 | 0 | 0 | 0 | 0 | 0 | 0 | 1.1 | 1.0978 | 1.0936 | 1.1 | 1.0978 | 1.0936 | 2.8736e-15 | -120.3205 | 119.9408 | 2.8349e-15 | -120.3205 | 119.9408
Line7_8_9 | 0 | 0 | 0 | 0 | 0 | 0 | 0 | 0 | 0 | 0 | 0 | 0 | -3.1471e-35 | -8.878e-12 | -2.581e-11 | -3.1303e-35 | 8.878e-12 | 2.581e-11 | 6.3607e-19 | 2.4768e-11 | 4.5596e-12 | 6.3607e-19 | -2.4768e-11 | -4.5596e-12 | 0 | 0 | 0 | 0 | 0 | 0 | 1.1 | 1.0978 | 1.0936 | 1.1 | 1.0978 | 1.0936 | 2.8349e-15 | -120.3205 | 119.9408 | 2.8197e-15 | -120.3205 | 119.9408
Line8_8_10 | 0 | 0 | 0 | 0 | 0 | 0 | 0 | 0 | 0 | 0 | 0 | 0 | -6.3607e-19 | -8.878e-12 | -2.581e-11 | 6.3607e-19 | 8.878e-12 | 2.581e-11 | -3.1471e-35 | 2.4768e-11 | 4.5596e-12 | 6.3607e-19 | -2.4768e-11 | -4.5596e-12 | 0 | 0 | 0 | 0 | 0 | 0 | 1.1 | 1.0978 | 1.0936 | 1.1 | 1.0978 | 1.0936 | 2.8349e-15 | -120.3205 | 119.9408 | 2.819e-15 | -120.3205 | 119.9408
Line9_3_11 | 0 | 0 | 0 | 0 | 0 | 0 | 0 | 0 | 0 | 0 | 0 | 0 | 9.859e-18 | -6.2146e-11 | -1.8067e-10 | -9.859e-18 | 6.2146e-11 | 1.8067e-10 | 5.7246e-18 | 1.7337e-10 | 3.1917e-11 | -5.7246e-18 | -1.7337e-10 | -3.1917e-11 | 0 | 0 | 0 | 0 | 0 | 0 | 1.1 | 1.0978 | 1.0936 | 1.1 | 1.0978 | 1.0936 | 2.8946e-15 | -120.3205 | 119.9408 | 2.7189e-15 | -120.3205 | 119.9408

## LL_min_6
name | pf_ikss_a_from_ka | pf_ikss_b_from_ka | pf_ikss_c_from_ka | pf_ikss_a_to_ka | pf_ikss_b_to_ka | pf_ikss_c_to_ka | pf_skss_a_from_mw | pf_skss_b_from_mw | pf_skss_c_from_mw | pf_skss_a_to_mw | pf_skss_b_to_mw | pf_skss_c_to_mw | pf_p_a_from_mw | pf_p_b_from_mw | pf_p_c_from_mw | pf_p_a_to_mw | pf_p_b_to_mw | pf_p_c_to_mw | pf_q_a_from_mvar | pf_q_b_from_mvar | pf_q_c_from_mvar | pf_q_a_to_mvar | pf_q_b_to_mvar | pf_q_c_to_mvar | pf_ikss_a_from_degree | pf_ikss_b_from_degree | pf_ikss_c_from_degree | pf_ikss_a_to_degree | pf_ikss_b_to_degree | pf_ikss_c_to_degree | pf_vm_a_from_pu | pf_vm_b_from_pu | pf_vm_c_from_pu | pf_vm_a_to_pu | pf_vm_b_to_pu | pf_vm_c_to_pu | pf_va_a_from_degree | pf_va_b_from_degree | pf_va_c_from_degree | pf_va_a_to_degree | pf_va_b_to_degree | pf_va_c_to_degree
Line0_1_2 | 0 | 0 | 0 | 0 | 0 | 0 | 0 | 0 | 0 | 0 | 0 | 0 | 7.0314e-17 | -1.4063e-15 | 1.125e-15 | -4.9433e-30 | 1.4539e-15 | -1.1477e-15 | -3.5157e-16 | 8.5975e-09 | -8.5975e-09 | 4.2188e-16 | -8.5975e-09 | 8.5975e-09 | 0 | 0 | 0 | 0 | 0 | 0 | 0.95 | 0.475 | 0.475 | 0.95 | 0.475 | 0.475 | 6.5956e-13 | 180 | 180 | 6.7135e-13 | -180 | 180
Line10_11_12 | 0 | 0 | 0 | 0 | 0 | 0 | 0 | 0 | 0 | 0 | 0 | 0 | 2.1094e-16 | -8.9252e-16 | 6.8955e-16 | -2.8126e-16 | 8.6983e-16 | -4.3098e-16 | 2.51e-30 | 8.5975e-09 | -8.5975e-09 | -7.0314e-17 | -8.5975e-09 | 8.5975e-09 | 0 | 0 | 0 | 0 | 0 | 0 | 0.95 | 0.475 | 0.475 | 0.95 | 0.475 | 0.475 | 6.8177e-13 | -180 | 180 | 6.8742e-13 | -180 | 180
Line11_12_13 | 0 | 0 | 0 | 0 | 0 | 0 | 0 | 0 | 0 | 0 | 0 | 0 | -7.0314e-17 | -6.2524e-16 | 7.8104e-16 | 7.0314e-17 | 7.423e-16 | -5.5851e-16 | 1.4063e-16 | 7.1646e-09 | -7.1646e-09 | -2.1094e-16 | -7.1646e-09 | 7.1646e-09 | 0 | 0 | 0 | 0 | 0 | 0 | 0.95 | 0.475 | 0.475 | 0.95 | 0.475 | 0.475 | 6.8742e-13 | -180 | 180 | 6.9309e-13 | -180 | 180
Line12_13_15 | 0 | 0 | 0 | 0 | 0 | 0 | 0 | 0 | 0 | 0 | 0 | 0 | -7.0314e-17 | -5.0163e-16 | 1.6635e-16 | 7.0314e-17 | 5.6627e-16 | 3.7623e-18 | -7.0314e-17 | 4.2987e-09 | -4.2987e-09 | 7.0314e-17 | -4.2987e-09 | 4.2987e-09 | 0 | 0 | 0 | 0 | 0 | 0 | 0.95 | 0.475 | 0.475 | 0.95 | 0.475 | 0.475 | 6.9309e-13 | -180 | 180 | 6.9702e-13 | -180 | 180
Line13_13_14 | 0 | 0 | 0 | 0 | 0 | 0 | 0 | 0 | 0 | 0 | 0 | 0 | 0 | -1.5549e-16 | 5.545e-17 | 0 | 1.9393e-16 | -5.2174e-17 | 0 | 1.4329e-09 | -1.4329e-09 | 0 | -1.4329e-09 | 1.4329e-09 | 0 | 0 | 0 | 0 | 0 | 0 | 0.95 | 0.475 | 0.475 | 0.95 | 0.475 | 0.475 | 6.9309e-13 | -180 | 180 | 6.9378e-13 | -180 | 180
Line14_15_16 | 0 | 0 | 0 | 0 | 0 | 0 | 0 | 0 | 0 | 0 | 0 | 0 | -2.1094e-16 | -1.4227e-17 | 2.3187e-16 | 1.4063e-16 | 1.328e-16 | -2.1877e-16 | 2.1094e-16 | 2.8658e-09 | -2.8658e-09 | -2.1094e-16 | -2.8658e-09 | 2.8658e-09 | 0 | 0 | 0 | 0 | 0 | 0 | 0.95 | 0.475 | 0.475 | 0.95 | 0.475 | 0.475 | 6.9702e-13 | -180 | 180 | 6.9979e-13 | -180 | 180
Line15_16_17 | 0 | 0 | 0 | 0 | 0 | 0 | 0 | 0 | 0 | 0 | 0 | 0 | 1.4063e-16 | -2.4219e-16 | 3.907e-17 | -7.0314e-17 | 2.4546e-16 | -1.7642e-16 | -2.1094e-16 | 1.4329e-09 | -1.4329e-09 | 1.4063e-16 | -1.4329e-09 | 1.4329e-09 | 0 | 0 | 0 | 0 | 0 | 0 | 0.95 | 0.475 | 0.475 | 0.95 | 0.475 | 0.475 | 6.9979e-13 | -180 | 180 | 6.99e-13 | -180 | 180
Line16_4_18 | 0 | 0 | 0 | 0 | 0 | 0 | 0 | 0 | 0 | 0 | 0 | 0 | 7.0314e-17 | -4.1709e-17 | -6.5523e-18 | -7.0314e-17 | 4.4985e-17 | 9.8283e-18 | 8.1029e-31 | 1.4329e-09 | -1.4329e-09 | 7.0314e-17 | -1.4329e-09 | 1.4329e-09 | 0 | 0 | 0 | 0 | 0 | 0 | 0.95 | 0.475 | 0.475 | 0.95 | 0.475 | 0.475 | 6.6027e-13 | -180 | 180 | 6.5948e-13 | -180 | 180
Line17_5_19 | 0 | 0 | 0 | 0 | 0 | 0 | 0 | 0 | 0 | 0 | 0 | 0 | 7.0314e-17 | -4.1709e-17 | -6.5523e-18 | -7.0314e-17 | 4.4985e-17 | 9.8283e-18 | 8.1029e-31 | 1.4329e-09 | -1.4329e-09 | 7.0314e-17 | -1.4329e-09 | 1.4329e-09 | 0 | 0 | 0 | 0 | 0 | 0 | 0.95 | 0.475 | 0.475 | 0.95 | 0.475 | 0.475 | 6.6027e-13 | -180 | 180 | 6.5948e-13 | -180 | 180
Line1_1_3 | 0 | 0 | 0 | 0 | 0 | 0 | 0 | 0 | 0 | 0 | 0 | 0 | 4.2188e-16 | -9.844e-16 | 9.844e-16 | -4.2188e-16 | 1.1589e-15 | -6.341e-16 | 7.0314e-17 | 1.1463e-08 | -1.1463e-08 | -7.0314e-17 | -1.1463e-08 | 1.1463e-08 | 0 | 0 | 0 | 0 | 0 | 0 | 0.95 | 0.475 | 0.475 | 0.95 | 0.475 | 0.475 | 6.5956e-13 | 180 | 180 | 6.7325e-13 | -180 | 180
Line2_1_4 | 0 | 0 | 0 | 0 | 0 | 0 | 0 | 0 | 0 | 0 | 0 | 0 | 1.6188e-30 | -2.1094e-16 | 1.4063e-16 | -1.6206e-30 | 1.5373e-16 | -1.2752e-16 | -1.4063e-16 | 2.8658e-09 | -2.8658e-09 | 1.4063e-16 | -2.8658e-09 | 2.8658e-09 | 0 | 0 | 0 | 0 | 0 | 0 | 0.95 | 0.475 | 0.475 | 0.95 | 0.475 | 0.475 | 6.5956e-13 | 180 | 180 | 6.6027e-13 | -180 | 180
Line3_1_5 | 0 | 0 | 0 | 0 | 0 | 0 | 0 | 0 | 0 | 0 | 0 | 0 | 1.6188e-30 | -2.1094e-16 | 1.4063e-16 | -1.6206e-30 | 1.5373e-16 | -1.2752e-16 | -1.4063e-16 | 2.8658e-09 | -2.8658e-09 | 1.4063e-16 | -2.8658e-09 | 2.8658e-09 | 0 | 0 | 0 | 0 | 0 | 0 | 0.95 | 0.475 | 0.475 | 0.95 | 0.475 | 0.475 | 6.5956e-13 | 180 | 180 | 6.6027e-13 | -180 | 180
Line4_2_6 | 0 | 0 | 0 | 0 | 0 | 0 | 0 | 0 | 0 | 0 | 0 | 0 | -1.4063e-16 | -1.0124e-15 | 6.0486e-16 | 2.8126e-16 | 8.4817e-16 | -6.6358e-16 | -3.5157e-16 | 7.1646e-09 | -7.1646e-09 | 4.2188e-16 | -7.1646e-09 | 7.1646e-09 | 0 | 0 | 0 | 0 | 0 | 0 | 0.95 | 0.475 | 0.475 | 0.95 | 0.475 | 0.475 | 6.7135e-13 | -180 | 180 | 6.8504e-13 | -180 | 180
Line5_6_7 | 0 | 0 | 0 | 0 | 0 | 0 | 0 | 0 | 0 | 0 | 0 | 0 | -2.1094e-16 | -8.4729e-16 | 5.5899e-16 | 3.5157e-16 | 7.5908e-16 | -5.0658e-16 | -1.4063e-16 | 5.7316e-09 | -5.7316e-09 | 1.4063e-16 | -5.7316e-09 | 5.7316e-09 | 0 | 0 | 0 | 0 | 0 | 0 | 0.95 | 0.475 | 0.475 | 0.95 | 0.475 | 0.475 | 6.8504e-13 | -180 | 180 | 6.9592e-13 | -180 | 180
Line6_7_8 | 0 | 0 | 0 | 0 | 0 | 0 | 0 | 0 | 0 | 0 | 0 | 0 | 1.4063e-16 | -7.4509e-16 | 2.7446e-16 | -7.0314e-17 | 7.3942e-16 | -3.856e-16 | -2.8126e-16 | 4.2987e-09 | -4.2987e-09 | 2.8126e-16 | -4.2987e-09 | 4.2987e-09 | 0 | 0 | 0 | 0 | 0 | 0 | 0.95 | 0.475 | 0.475 | 0.95 | 0.475 | 0.475 | 6.9592e-13 | -180 | 180 | 6.9937e-13 | -180 | 180
Line7_8_9 | 0 | 0 | 0 | 0 | 0 | 0 | 0 | 0 | 0 | 0 | 0 | 0 | -7.0314e-17 | -9.4126e-17 | 3.6292e-16 | 7.0314e-17 | 6.2245e-17 | -2.1901e-16 | -8.5827e-31 | 1.4329e-09 | -1.4329e-09 | 8.5912e-31 | -1.4329e-09 | 1.4329e-09 | 0 | 0 | 0 | 0 | 0 | 0 | 0.95 | 0.475 | 0.475 | 0.95 | 0.475 | 0.475 | 6.9937e-13 | -180 | 180 | 7.0005e-13 | -180 | 180
Line8_8_10 | 0 | 0 | 0 | 0 | 0 | 0 | 0 | 0 | 0 | 0 | 0 | 0 | -7.0314e-17 | 1.1345e-17 | 2.2229e-16 | 1.4063e-16 | -4.3226e-17 | -2.1901e-16 | -8.5827e-31 | 1.4329e-09 | -1.4329e-09 | 1.7216e-30 | -1.4329e-09 | 1.4329e-09 | 0 | 0 | 0 | 0 | 0 | 0 | 0.95 | 0.475 | 0.475 | 0.95 | 0.475 | 0.475 | 6.9937e-13 | -180 | 180 | 7.0143e-13 | -180 | 180
Line9_3_11 | 0 | 0 | 0 | 0 | 0 | 0 | 0 | 0 | 0 | 0 | 0 | 0 | 1.4063e-16 | -7.8113e-16 | 1.2228e-15 | -2.1094e-16 | 7.6587e-16 | -9.2167e-16 | 1.4063e-16 | 1.003e-08 | -1.003e-08 | -1.4063e-16 | -1.003e-08 | 1.003e-08 | 0 | 0 | 0 | 0 | 0 | 0 | 0.95 | 0.475 | 0.475 | 0.95 | 0.475 | 0.475 | 6.7325e-13 | -180 | 180 | 6.8177e-13 | -180 | 180

## LL_min_10
name | pf_ikss_a_from_ka | pf_ikss_b_from_ka | pf_ikss_c_from_ka | pf_ikss_a_to_ka | pf_ikss_b_to_ka | pf_ikss_c_to_ka | pf_skss_a_from_mw | pf_skss_b_from_mw | pf_skss_c_from_mw | pf_skss_a_to_mw | pf_skss_b_to_mw | pf_skss_c_to_mw | pf_p_a_from_mw | pf_p_b_from_mw | pf_p_c_from_mw | pf_p_a_to_mw | pf_p_b_to_mw | pf_p_c_to_mw | pf_q_a_from_mvar | pf_q_b_from_mvar | pf_q_c_from_mvar | pf_q_a_to_mvar | pf_q_b_to_mvar | pf_q_c_to_mvar | pf_ikss_a_from_degree | pf_ikss_b_from_degree | pf_ikss_c_from_degree | pf_ikss_a_to_degree | pf_ikss_b_to_degree | pf_ikss_c_to_degree | pf_vm_a_from_pu | pf_vm_b_from_pu | pf_vm_c_from_pu | pf_vm_a_to_pu | pf_vm_b_to_pu | pf_vm_c_to_pu | pf_va_a_from_degree | pf_va_b_from_degree | pf_va_c_from_degree | pf_va_a_to_degree | pf_va_b_to_degree | pf_va_c_to_degree
Line0_1_2 | 0 | 0 | 0 | 0 | 0 | 0 | 0 | 0 | 0 | 0 | 0 | 0 | -1.9984e-16 | -5.3291e-16 | 1.4655e-15 | 1.9984e-16 | 6.7206e-16 | -1.3596e-15 | -1.9984e-16 | 7.7163e-09 | -7.7163e-09 | 1.9984e-16 | -7.7163e-09 | 7.7163e-09 | 0 | 0 | 0 | 0 | 0 | 0 | 0.9 | 0.45 | 0.45 | 0.9 | 0.45 | 0.45 | 6.5755e-13 | 180 | 180 | 6.6935e-13 | -180 | 180
Line10_11_12 | 0 | 0 | 0 | 0 | 0 | 0 | 0 | 0 | 0 | 0 | 0 | 0 | 1.3323e-16 | -5.6439e-16 | 6.6796e-16 | -1.3323e-16 | 6.0362e-16 | -5.6211e-16 | 1.5806e-30 | 7.7163e-09 | -7.7163e-09 | -6.6613e-17 | -7.7163e-09 | 7.7163e-09 | 0 | 0 | 0 | 0 | 0 | 0 | 0.9 | 0.45 | 0.45 | 0.9 | 0.45 | 0.45 | 6.7976e-13 | -180 | 180 | 6.8541e-13 | -180 | 180
Line11_12_13 | 0 | 0 | 0 | 0 | 0 | 0 | 0 | 0 | 0 | 0 | 0 | 0 | 0 | -5.7518e-16 | 6.2386e-16 | 1.6069e-30 | 6.82e-16 | -5.5035e-16 | 0 | 6.4302e-09 | -6.4302e-09 | -1.3323e-16 | -6.4302e-09 | 6.4302e-09 | 0 | 0 | 0 | 0 | 0 | 0 | 0.9 | 0.45 | 0.45 | 0.9 | 0.45 | 0.45 | 6.8541e-13 | -180 | 180 | 6.9108e-13 | -180 | 180
Line12_13_15 | 0 | 0 | 0 | 0 | 0 | 0 | 0 | 0 | 0 | 0 | 0 | 0 | -1.3323e-16 | -4.2918e-16 | 4.3679e-16 | 1.3323e-16 | 3.8903e-16 | -2.771e-16 | 6.6613e-17 | 3.8581e-09 | -3.8581e-09 | -1.3323e-16 | -3.8581e-09 | 3.8581e-09 | 0 | 0 | 0 | 0 | 0 | 0 | 0.9 | 0.45 | 0.45 | 0.9 | 0.45 | 0.45 | 6.9108e-13 | -180 | 180 | 6.9501e-13 | -180 | 180
Line13_13_14 | 0 | 0 | 0 | 0 | 0 | 0 | 0 | 0 | 0 | 0 | 0 | 0 | 1.9984e-16 | -4.4282e-16 | -7.6448e-17 | -1.9984e-16 | 3.4584e-16 | 7.9388e-17 | -6.6613e-17 | 1.286e-09 | -1.286e-09 | -2.4128e-30 | -1.286e-09 | 1.286e-09 | 0 | 0 | 0 | 0 | 0 | 0 | 0.9 | 0.45 | 0.45 | 0.9 | 0.45 | 0.45 | 6.9108e-13 | -180 | 180 | 6.9177e-13 | -180 | 180
Line14_15_16 | 0 | 0 | 0 | 0 | 0 | 0 | 0 | 0 | 0 | 0 | 0 | 0 | 6.6613e-17 | -4.703e-16 | 9.5916e-17 | -6.6613e-17 | 4.1545e-16 | 4.9072e-17 | 8.0804e-31 | 2.5721e-09 | -2.5721e-09 | -6.6613e-17 | -2.5721e-09 | 2.5721e-09 | 0 | 0 | 0 | 0 | 0 | 0 | 0.9 | 0.45 | 0.45 | 0.9 | 0.45 | 0.45 | 6.9501e-13 | -180 | 180 | 6.9778e-13 | -180 | 180
Line15_16_17 | 0 | 0 | 0 | 0 | 0 | 0 | 0 | 0 | 0 | 0 | 0 | 0 | -6.6613e-17 | -1.9107e-16 | 4.2077e-17 | 6.6613e-17 | 6.0783e-17 | 9.409e-17 | -1.3323e-16 | 1.286e-09 | -1.286e-09 | 8.1034e-31 | -1.286e-09 | 1.286e-09 | 0 | 0 | 0 | 0 | 0 | 0 | 0.9 | 0.45 | 0.45 | 0.9 | 0.45 | 0.45 | 6.9778e-13 | -180 | 180 | 6.9699e-13 | -180 | 180
Line16_4_18 | 0 | 0 | 0 | 0 | 0 | 0 | 0 | 0 | 0 | 0 | 0 | 0 | -6.6613e-17 | -3.9187e-17 | 1.2735e-16 | 6.6613e-17 | -1.9102e-16 | -1.2441e-16 | -6.6613e-17 | 1.286e-09 | -1.286e-09 | 7.6439e-31 | -1.286e-09 | 1.286e-09 | 0 | 0 | 0 | 0 | 0 | 0 | 0.9 | 0.45 | 0.45 | 0.9 | 0.45 | 0.45 | 6.5826e-13 | -180 | 180 | 6.5747e-13 | -180 | 180
Line17_5_19 | 0 | 0 | 0 | 0 | 0 | 0 | 0 | 0 | 0 | 0 | 0 | 0 | -6.6613e-17 | -3.9187e-17 | 1.2735e-16 | 6.6613e-17 | -1.9102e-16 | -1.2441e-16 | -6.6613e-17 | 1.286e-09 | -1.286e-09 | 7.6439e-31 | -1.286e-09 | 1.286e-09 | 0 | 0 | 0 | 0 | 0 | 0 | 0.9 | 0.45 | 0.45 | 0.9 | 0.45 | 0.45 | 6.5826e-13 | -180 | 180 | 6.5747e-13 | -180 | 180
Line1_1_3 | 0 | 0 | 0 | 0 | 0 | 0 | 0 | 0 | 0 | 0 | 0 | 0 | 1.9984e-16 | -4.3299e-16 | 1.0658e-15 | -1.9984e-16 | 5.5455e-16 | -7.4441e-16 | 1.3323e-16 | 1.0288e-08 | -1.0288e-08 | -1.3323e-16 | -1.0288e-08 | 1.0288e-08 | 0 | 0 | 0 | 0 | 0 | 0 | 0.9 | 0.45 | 0.45 | 0.9 | 0.45 | 0.45 | 6.5755e-13 | 180 | 180 | 6.7124e-13 | -180 | 180
Line2_1_4 | 0 | 0 | 0 | 0 | 0 | 0 | 0 | 0 | 0 | 0 | 0 | 0 | -6.6613e-17 | 1.6653e-16 | 2.6645e-16 | 1.3323e-16 | -1.5477e-16 | -2.5469e-16 | -1.3323e-16 | 2.5721e-09 | -2.5721e-09 | 1.3323e-16 | -2.5721e-09 | 2.5721e-09 | 0 | 0 | 0 | 0 | 0 | 0 | 0.9 | 0.45 | 0.45 | 0.9 | 0.45 | 0.45 | 6.5755e-13 | 180 | 180 | 6.5826e-13 | -180 | 180
Line3_1_5 | 0 | 0 | 0 | 0 | 0 | 0 | 0 | 0 | 0 | 0 | 0 | 0 | -6.6613e-17 | 1.6653e-16 | 2.6645e-16 | 1.3323e-16 | -1.5477e-16 | -2.5469e-16 | -1.3323e-16 | 2.5721e-09 | -2.5721e-09 | 1.3323e-16 | -2.5721e-09 | 2.5721e-09 | 0 | 0 | 0 | 0 | 0 | 0 | 0.9 | 0.45 | 0.45 | 0.9 | 0.45 | 0.45 | 6.5755e-13 | 180 | 180 | 6.5826e-13 | -180 | 180
Line4_2_6 | 0 | 0 | 0 | 0 | 0 | 0 | 0 | 0 | 0 | 0 | 0 | 0 | -1.3323e-16 | -8.2096e-16 | 5.7792e-16 | 1.3323e-16 | 9.2777e-16 | -5.0442e-16 | -3.9968e-16 | 6.4302e-09 | -6.4302e-09 | 3.3307e-16 | -6.4302e-09 | 6.4302e-09 | 0 | 0 | 0 | 0 | 0 | 0 | 0.9 | 0.45 | 0.45 | 0.9 | 0.45 | 0.45 | 6.6935e-13 | -180 | 180 | 6.8312e-13 | -180 | 180
Line5_6_7 | 0 | 0 | 0 | 0 | 0 | 0 | 0 | 0 | 0 | 0 | 0 | 0 | -1.9984e-16 | -8.9543e-16 | 8.0321e-16 | 1.9984e-16 | 1.0424e-15 | -6.2294e-16 | -2.6645e-16 | 5.1442e-09 | -5.1442e-09 | 1.9984e-16 | -5.1442e-09 | 5.1442e-09 | 0 | 0 | 0 | 0 | 0 | 0 | 0.9 | 0.45 | 0.45 | 0.9 | 0.45 | 0.45 | 6.8312e-13 | -180 | 180 | 6.9285e-13 | -180 | 180
Line6_7_8 | 0 | 0 | 0 | 0 | 0 | 0 | 0 | 0 | 0 | 0 | 0 | 0 | 6.6613e-17 | -8.6506e-16 | 2.6737e-16 | -3.2354e-30 | 7.2499e-16 | -2.409e-16 | -2.6645e-16 | 3.8581e-09 | -3.8581e-09 | 2.6645e-16 | -3.8581e-09 | 3.8581e-09 | 0 | 0 | 0 | 0 | 0 | 0 | 0.9 | 0.45 | 0.45 | 0.9 | 0.45 | 0.45 | 6.9285e-13 | -180 | 180 | 6.9571e-13 | -180 | 180
Line7_8_9 | 0 | 0 | 0 | 0 | 0 | 0 | 0 | 0 | 0 | 0 | 0 | 0 | 6.6613e-17 | -4.5261e-16 | -5.2925e-17 | -6.6613e-17 | 4.2224e-16 | 5.5866e-17 | -1.3323e-16 | 1.286e-09 | -1.286e-09 | 1.3323e-16 | -1.286e-09 | 1.286e-09 | 0 | 0 | 0 | 0 | 0 | 0 | 0.9 | 0.45 | 0.45 | 0.9 | 0.45 | 0.45 | 6.9571e-13 | -180 | 180 | 6.964e-13 | -180 | 180
Line8_8_10 | 0 | 0 | 0 | 0 | 0 | 0 | 0 | 0 | 0 | 0 | 0 | 0 | -1.3323e-16 | -5.2925e-17 | 8.0301e-17 | 6.6613e-17 | 5.5866e-17 | -7.7361e-17 | -1.6177e-30 | 1.286e-09 | -1.286e-09 | 6.6613e-17 | -1.286e-09 | 1.286e-09 | 0 | 0 | 0 | 0 | 0 | 0 | 0.9 | 0.45 | 0.45 | 0.9 | 0.45 | 0.45 | 6.9571e-13 | -180 | 180 | 6.9799e-13 | -180 | 180
Line9_3_11 | 0 | 0 | 0 | 0 | 0 | 0 | 0 | 0 | 0 | 0 | 0 | 0 | 2.6645e-16 | -6.6426e-16 | 9.0116e-16 | -2.6645e-16 | 7.0841e-16 | -4.9063e-16 | 1.3323e-16 | 9.0023e-09 | -9.0023e-09 | -1.3323e-16 | -9.0023e-09 | 9.0023e-09 | 0 | 0 | 0 | 0 | 0 | 0 | 0.9 | 0.45 | 0.45 | 0.9 | 0.45 | 0.45 | 6.7124e-13 | -180 | 180 | 6.7976e-13 | -180 | 180

## LL_min_fault_6
name | pf_ikss_a_from_ka | pf_ikss_b_from_ka | pf_ikss_c_from_ka | pf_ikss_a_to_ka | pf_ikss_b_to_ka | pf_ikss_c_to_ka | pf_skss_a_from_mw | pf_skss_b_from_mw | pf_skss_c_from_mw | pf_skss_a_to_mw | pf_skss_b_to_mw | pf_skss_c_to_mw | pf_p_a_from_mw | pf_p_b_from_mw | pf_p_c_from_mw | pf_p_a_to_mw | pf_p_b_to_mw | pf_p_c_to_mw | pf_q_a_from_mvar | pf_q_b_from_mvar | pf_q_c_from_mvar | pf_q_a_to_mvar | pf_q_b_to_mvar | pf_q_c_to_mvar | pf_ikss_a_from_degree | pf_ikss_b_from_degree | pf_ikss_c_from_degree | pf_ikss_a_to_degree | pf_ikss_b_to_degree | pf_ikss_c_to_degree | pf_vm_a_from_pu | pf_vm_b_from_pu | pf_vm_c_from_pu | pf_vm_a_to_pu | pf_vm_b_to_pu | pf_vm_c_to_pu | pf_va_a_from_degree | pf_va_b_from_degree | pf_va_c_from_degree | pf_va_a_to_degree | pf_va_b_to_degree | pf_va_c_to_degree
Line0_1_2 | 0 | 0 | 0 | 0 | 0 | 0 | 0 | 0 | 0 | 0 | 0 | 0 | 2.266e-18 | -3.9431e-11 | -1.1463e-10 | -2.266e-18 | 3.9431e-11 | 1.1463e-10 | -5.4933e-19 | 1.0999e-10 | 2.0251e-11 | 1.0987e-18 | -1.0999e-10 | -2.0251e-11 | 0 | 0 | 0 | 0 | 0 | 0 | 0.95 | 0.94809 | 0.94448 | 0.95 | 0.94809 | 0.94448 | 3.1817e-15 | -120.318 | 119.9412 | 3.2385e-15 | -120.318 | 119.9412
Line10_11_12 | 0 | 0 | 0 | 0 | 0 | 0 | 0 | 0 | 0 | 0 | 0 | 0 | 2.7466e-18 | -3.9431e-11 | -1.1463e-10 | -2.7466e-18 | 3.9431e-11 | 1.1463e-10 | -2.1973e-18 | 1.0999e-10 | 2.0251e-11 | 1.648e-18 | -1.0999e-10 | -2.0251e-11 | 0 | 0 | 0 | 0 | 0 | 0 | 0.95 | 0.94809 | 0.94448 | 0.95 | 0.94809 | 0.94448 | 3.1546e-15 | -120.318 | 119.9412 | 3.1207e-15 | -120.318 | 119.9412
Line11_12_13 | 0 | 0 | 0 | 0 | 0 | 0 | 0 | 0 | 0 | 0 | 0 | 0 | 8.2399e-19 | -3.2859e-11 | -9.5523e-11 | -8.2399e-19 | 3.2859e-11 | 9.5523e-11 | -1.0987e-18 | 9.1661e-11 | 1.6876e-11 | 5.4933e-19 | -9.1661e-11 | -1.6876e-11 | 0 | 0 | 0 | 0 | 0 | 0 | 0.95 | 0.94809 | 0.94448 | 0.95 | 0.94809 | 0.94448 | 3.1207e-15 | -120.318 | 119.9412 | 3.0905e-15 | -120.318 | 119.9412
Line12_13_15 | 0 | 0 | 0 | 0 | 0 | 0 | 0 | 0 | 0 | 0 | 0 | 0 | -6.8666e-20 | -1.9715e-11 | -5.7314e-11 | -2.06e-19 | 1.9715e-11 | 5.7314e-11 | -5.4933e-19 | 5.4997e-11 | 1.0126e-11 | 5.4933e-19 | -5.4997e-11 | -1.0126e-11 | 0 | 0 | 0 | 0 | 0 | 0 | 0.95 | 0.94809 | 0.94448 | 0.95 | 0.94809 | 0.94448 | 3.0905e-15 | -120.318 | 119.9412 | 3.0892e-15 | -120.318 | 119.9412
Line13_13_14 | 0 | 0 | 0 | 0 | 0 | 0 | 0 | 0 | 0 | 0 | 0 | 0 | 5.4933e-19 | -6.5718e-12 | -1.9105e-11 | -8.2399e-19 | 6.5718e-12 | 1.9105e-11 | -5.4933e-19 | 1.8332e-11 | 3.3752e-12 | 5.4933e-19 | -1.8332e-11 | -3.3752e-12 | 0 | 0 | 0 | 0 | 0 | 0 | 0.95 | 0.94809 | 0.94448 | 0.95 | 0.94809 | 0.94448 | 3.0905e-15 | -120.318 | 119.9412 | 3.0917e-15 | -120.318 | 119.9412
Line14_15_16 | 0 | 0 | 0 | 0 | 0 | 0 | 0 | 0 | 0 | 0 | 0 | 0 | -2.7466e-19 | -1.3143e-11 | -3.8209e-11 | 2.7466e-19 | 1.3143e-11 | 3.8209e-11 | -1.4809e-35 | 3.6665e-11 | 6.7504e-12 | 1.4735e-35 | -3.6665e-11 | -6.7504e-12 | 0 | 0 | 0 | 0 | 0 | 0 | 0.95 | 0.94809 | 0.94448 | 0.95 | 0.94809 | 0.94448 | 3.0892e-15 | -120.318 | 119.9412 | 3.0738e-15 | -120.318 | 119.9412
Line15_16_17 | 0 | 0 | 0 | 0 | 0 | 0 | 0 | 0 | 0 | 0 | 0 | 0 | 1.03e-18 | -6.5718e-12 | -1.9105e-11 | -4.8066e-19 | 6.5718e-12 | 1.9105e-11 | 5.5256e-35 | 1.8332e-11 | 3.3752e-12 | -2.5614e-35 | -1.8332e-11 | -3.3752e-12 | 0 | 0 | 0 | 0 | 0 | 0 | 0.95 | 0.94809 | 0.94448 | 0.95 | 0.94809 | 0.94448 | 3.0738e-15 | -120.318 | 119.9412 | 3.0533e-15 | -120.318 | 119.9412
Line16_4_18 | 0 | 0 | 0 | 0 | 0 | 0 | 0 | 0 | 0 | 0 | 0 | 0 | 4.8066e-19 | -6.5717e-12 | -1.9105e-11 | -7.5533e-19 | 6.5718e-12 | 1.9105e-11 | -5.4933e-19 | 1.8332e-11 | 3.3752e-12 | 5.4933e-19 | -1.8332e-11 | -3.3752e-12 | 0 | 0 | 0 | 0 | 0 | 0 | 0.95 | 0.94809 | 0.94448 | 0.95 | 0.94809 | 0.94448 | 3.1466e-15 | -120.318 | 119.9412 | 3.1261e-15 | -120.318 | 119.9412
Line17_5_19 | 0 | 0 | 0 | 0 | 0 | 0 | 0 | 0 | 0 | 0 | 0 | 0 | 4.8066e-19 | -6.5717e-12 | -1.9105e-11 | -7.5533e-19 | 6.5718e-12 | 1.9105e-11 | -5.4933e-19 | 1.8332e-11 | 3.3752e-12 | 5.4933e-19 | -1.8332e-11 | -3.3752e-12 | 0 | 0 | 0 | 0 | 0 | 0 | 0.95 | 0.94809 | 0.94448 | 0.95 | 0.94809 | 0.94448 | 3.1466e-15 | -120.318 | 119.9412 | 3.1261e-15 | -120.318 | 119.9412
Line1_1_3 | 0 | 0 | 0 | 0 | 0 | 0 | 0 | 0 | 0 | 0 | 0 | 0 | 3.3646e-18 | -5.2574e-11 | -1.5284e-10 | -3.3646e-18 | 5.2574e-11 | 1.5284e-10 | -5.4933e-19 | 1.4666e-10 | 2.7002e-11 | 1.0987e-18 | -1.4666e-10 | -2.7002e-11 | 0 | 0 | 0 | 0 | 0 | 0 | 0.95 | 0.94809 | 0.94448 | 0.95 | 0.94809 | 0.94448 | 3.1817e-15 | -120.318 | 119.9412 | 3.1704e-15 | -120.318 | 119.9412
Line2_1_4 | 0 | 0 | 0 | 0 | 0 | 0 | 0 | 0 | 0 | 0 | 0 | 0 | -6.8666e-20 | -1.3143e-11 | -3.8209e-11 | 6.8666e-20 | 1.3143e-11 | 3.8209e-11 | 1.0987e-18 | 3.6665e-11 | 6.7504e-12 | -5.4933e-19 | -3.6665e-11 | -6.7504e-12 | 0 | 0 | 0 | 0 | 0 | 0 | 0.95 | 0.94809 | 0.94448 | 0.95 | 0.94809 | 0.94448 | 3.1817e-15 | -120.318 | 119.9412 | 3.1466e-15 | -120.318 | 119.9412
Line3_1_5 | 0 | 0 | 0 | 0 | 0 | 0 | 0 | 0 | 0 | 0 | 0 | 0 | -6.8666e-20 | -1.3143e-11 | -3.8209e-11 | 6.8666e-20 | 1.3143e-11 | 3.8209e-11 | 1.0987e-18 | 3.6665e-11 | 6.7504e-12 | -5.4933e-19 | -3.6665e-11 | -6.7504e-12 | 0 | 0 | 0 | 0 | 0 | 0 | 0.95 | 0.94809 | 0.94448 | 0.95 | 0.94809 | 0.94448 | 3.1817e-15 | -120.318 | 119.9412 | 3.1466e-15 | -120.318 | 119.9412
Line4_2_6 | 0 | 0 | 0 | 0 | 0 | 0 | 0 | 0 | 0 | 0 | 0 | 0 | 1.3733e-19 | -3.2859e-11 | -9.5523e-11 | 1.3733e-19 | 3.2859e-11 | 9.5523e-11 | -2.1973e-18 | 9.1661e-11 | 1.6876e-11 | 2.7466e-18 | -9.1661e-11 | -1.6876e-11 | 0 | 0 | 0 | 0 | 0 | 0 | 0.95 | 0.94809 | 0.94448 | 0.95 | 0.94809 | 0.94448 | 3.2385e-15 | -120.318 | 119.9412 | 3.2644e-15 | -120.318 | 119.9412
Line5_6_7 | 0 | 0 | 0 | 0 | 0 | 0 | 0 | 0 | 0 | 0 | 0 | 0 | 1.9227e-18 | -2.6287e-11 | -7.6418e-11 | -1.9227e-18 | 2.6287e-11 | 7.6418e-11 | -3.296e-18 | 7.3329e-11 | 1.3501e-11 | 3.8453e-18 | -7.3329e-11 | -1.3501e-11 | 0 | 0 | 0 | 0 | 0 | 0 | 0.95 | 0.94809 | 0.94448 | 0.95 | 0.94809 | 0.94448 | 3.2644e-15 | -120.318 | 119.9412 | 3.2592e-15 | -120.318 | 119.9412
Line6_7_8 | 0 | 0 | 0 | 0 | 0 | 0 | 0 | 0 | 0 | 0 | 0 | 0 | 4.12e-19 | -1.9715e-11 | -5.7314e-11 | -4.12e-19 | 1.9715e-11 | 5.7314e-11 | -1.0987e-18 | 5.4997e-11 | 1.0126e-11 | 1.0987e-18 | -5.4997e-11 | -1.0126e-11 | 0 | 0 | 0 | 0 | 0 | 0 | 0.95 | 0.94809 | 0.94448 | 0.95 | 0.94809 | 0.94448 | 3.2592e-15 | -120.318 | 119.9412 | 3.2288e-15 | -120.318 | 119.9412
Line7_8_9 | 0 | 0 | 0 | 0 | 0 | 0 | 0 | 0 | 0 | 0 | 0 | 0 | 0 | -6.5718e-12 | -1.9105e-11 | -3.0968e-35 | 6.5717e-12 | 1.9105e-11 | 0 | 1.8332e-11 | 3.3752e-12 | 5.4933e-19 | -1.8332e-11 | -3.3752e-12 | 0 | 0 | 0 | 0 | 0 | 0 | 0.95 | 0.94809 | 0.94448 | 0.95 | 0.94809 | 0.94448 | 3.2288e-15 | -120.318 | 119.9412 | 3.23e-15 | -120.318 | 119.9412
Line8_8_10 | 0 | 0 | 0 | 0 | 0 | 0 | 0 | 0 | 0 | 0 | 0 | 0 | -6.8666e-20 | -6.5718e-12 | -1.9105e-11 | 6.8666e-20 | 6.5717e-12 | 1.9105e-11 | 5.4933e-19 | 1.8332e-11 | 3.3752e-12 | 3.8613e-36 | -1.8332e-11 | -3.3752e-12 | 0 | 0 | 0 | 0 | 0 | 0 | 0.95 | 0.94809 | 0.94448 | 0.95 | 0.94809 | 0.94448 | 3.2288e-15 | -120.318 | 119.9412 | 3.2219e-15 | -120.318 | 119.9412
Line9_3_11 | 0 | 0 | 0 | 0 | 0 | 0 | 0 | 0 | 0 | 0 | 0 | 0 | 1.03e-18 | -4.6002e-11 | -1.3373e-10 | -1.3047e-18 | 4.6002e-11 | 1.3373e-10 | 5.6993e-35 | 1.2833e-10 | 2.3626e-11 | -5.4933e-19 | -1.2833e-10 | -2.3626e-11 | 0 | 0 | 0 | 0 | 0 | 0 | 0.95 | 0.94809 | 0.94448 | 0.95 | 0.94809 | 0.94448 | 3.1704e-15 | -120.318 | 119.9412 | 3.1546e-15 | -120.318 | 119.9412

## LL_min_fault_10
name | pf_ikss_a_from_ka | pf_ikss_b_from_ka | pf_ikss_c_from_ka | pf_ikss_a_to_ka | pf_ikss_b_to_ka | pf_ikss_c_to_ka | pf_skss_a_from_mw | pf_skss_b_from_mw | pf_skss_c_from_mw | pf_skss_a_to_mw | pf_skss_b_to_mw | pf_skss_c_to_mw | pf_p_a_from_mw | pf_p_b_from_mw | pf_p_c_from_mw | pf_p_a_to_mw | pf_p_b_to_mw | pf_p_c_to_mw | pf_q_a_from_mvar | pf_q_b_from_mvar | pf_q_c_from_mvar | pf_q_a_to_mvar | pf_q_b_to_mvar | pf_q_c_to_mvar | pf_ikss_a_from_degree | pf_ikss_b_from_degree | pf_ikss_c_from_degree | pf_ikss_a_to_degree | pf_ikss_b_to_degree | pf_ikss_c_to_degree | pf_vm_a_from_pu | pf_vm_b_from_pu | pf_vm_c_from_pu | pf_vm_a_to_pu | pf_vm_b_to_pu | pf_vm_c_to_pu | pf_va_a_from_degree | pf_va_b_from_degree | pf_va_c_from_degree | pf_va_a_to_degree | pf_va_b_to_degree | pf_va_c_to_degree
Line0_1_2 | 0 | 0 | 0 | 0 | 0 | 0 | 0 | 0 | 0 | 0 | 0 | 0 | 1.1709e-18 | -3.5389e-11 | -1.0288e-10 | -6.5052e-19 | 3.5389e-11 | 1.0288e-10 | -1.5613e-18 | 9.872e-11 | 1.8176e-11 | 1.0408e-18 | -9.872e-11 | -1.8176e-11 | 0 | 0 | 0 | 0 | 0 | 0 | 0.9 | 0.8982 | 0.89477 | 0.9 | 0.8982 | 0.89477 | 3.1979e-15 | -120.318 | 119.9412 | 3.2609e-15 | -120.318 | 119.9412
Line10_11_12 | 0 | 0 | 0 | 0 | 0 | 0 | 0 | 0 | 0 | 0 | 0 | 0 | 1.8865e-18 | -3.5389e-11 | -1.0288e-10 | -1.8865e-18 | 3.5389e-11 | 1.0288e-10 | -1.5613e-18 | 9.872e-11 | 1.8176e-11 | 1.5613e-18 | -9.872e-11 | -1.8176e-11 | 0 | 0 | 0 | 0 | 0 | 0 | 0.9 | 0.8982 | 0.89477 | 0.9 | 0.8982 | 0.89477 | 3.1709e-15 | -120.318 | 119.9412 | 3.1369e-15 | -120.318 | 119.9412
Line11_12_13 | 0 | 0 | 0 | 0 | 0 | 0 | 0 | 0 | 0 | 0 | 0 | 0 | 9.1073e-19 | -2.9491e-11 | -8.5732e-11 | -9.1073e-19 | 2.9491e-11 | 8.5732e-11 | -1.5613e-18 | 8.2267e-11 | 1.5146e-11 | 1.5613e-18 | -8.2267e-11 | -1.5146e-11 | 0 | 0 | 0 | 0 | 0 | 0 | 0.9 | 0.8982 | 0.89477 | 0.9 | 0.8982 | 0.89477 | 3.1369e-15 | -120.318 | 119.9412 | 3.1067e-15 | -120.318 | 119.9412
Line12_13_15 | 0 | 0 | 0 | 0 | 0 | 0 | 0 | 0 | 0 | 0 | 0 | 0 | 1.301e-19 | -1.7695e-11 | -5.1439e-11 | -1.301e-19 | 1.7695e-11 | 5.1439e-11 | 7.0546e-36 | 4.936e-11 | 9.0878e-12 | -1.0408e-18 | -4.936e-11 | -9.0878e-12 | 0 | 0 | 0 | 0 | 0 | 0 | 0.9 | 0.8982 | 0.89477 | 0.9 | 0.8982 | 0.89477 | 3.1067e-15 | -120.318 | 119.9412 | 3.1055e-15 | -120.318 | 119.9412
Line13_13_14 | 0 | 0 | 0 | 0 | 0 | 0 | 0 | 0 | 0 | 0 | 0 | 0 | 2.6021e-19 | -5.8982e-12 | -1.7146e-11 | -2.6021e-19 | 5.8982e-12 | 1.7146e-11 | 5.2042e-19 | 1.6453e-11 | 3.0293e-12 | -1.5613e-18 | -1.6453e-11 | -3.0293e-12 | 0 | 0 | 0 | 0 | 0 | 0 | 0.9 | 0.8982 | 0.89477 | 0.9 | 0.8982 | 0.89477 | 3.1067e-15 | -120.318 | 119.9412 | 3.1079e-15 | -120.318 | 119.9412
Line14_15_16 | 0 | 0 | 0 | 0 | 0 | 0 | 0 | 0 | 0 | 0 | 0 | 0 | -1.9516e-19 | -1.1796e-11 | -3.4293e-11 | -6.5052e-20 | 1.1796e-11 | 3.4293e-11 | -1.0578e-35 | 3.2907e-11 | 6.0585e-12 | 1.0408e-18 | -3.2907e-11 | -6.0585e-12 | 0 | 0 | 0 | 0 | 0 | 0 | 0.9 | 0.8982 | 0.89477 | 0.9 | 0.8982 | 0.89477 | 3.1055e-15 | -120.318 | 119.9412 | 3.09e-15 | -120.318 | 119.9412
Line15_16_17 | 0 | 0 | 0 | 0 | 0 | 0 | 0 | 0 | 0 | 0 | 0 | 0 | 1.301e-19 | -5.8982e-12 | -1.7146e-11 | -1.301e-19 | 5.8982e-12 | 1.7146e-11 | -1.0408e-18 | 1.6453e-11 | 3.0293e-12 | -6.9701e-36 | -1.6453e-11 | -3.0293e-12 | 0 | 0 | 0 | 0 | 0 | 0 | 0.9 | 0.8982 | 0.89477 | 0.9 | 0.8982 | 0.89477 | 3.09e-15 | -120.318 | 119.9412 | 3.0695e-15 | -120.318 | 119.9412
Line16_4_18 | 0 | 0 | 0 | 0 | 0 | 0 | 0 | 0 | 0 | 0 | 0 | 0 | -6.5052e-20 | -5.8982e-12 | -1.7146e-11 | -1.9516e-19 | 5.8982e-12 | 1.7146e-11 | -1.5613e-18 | 1.6453e-11 | 3.0293e-12 | 1.5613e-18 | -1.6453e-11 | -3.0293e-12 | 0 | 0 | 0 | 0 | 0 | 0 | 0.9 | 0.8982 | 0.89477 | 0.9 | 0.8982 | 0.89477 | 3.1629e-15 | -120.318 | 119.9412 | 3.1424e-15 | -120.318 | 119.9412
Line17_5_19 | 0 | 0 | 0 | 0 | 0 | 0 | 0 | 0 | 0 | 0 | 0 | 0 | -6.5052e-20 | -5.8982e-12 | -1.7146e-11 | -1.9516e-19 | 5.8982e-12 | 1.7146e-11 | -1.5613e-18 | 1.6453e-11 | 3.0293e-12 | 1.5613e-18 | -1.6453e-11 | -3.0293e-12 | 0 | 0 | 0 | 0 | 0 | 0 | 0.9 | 0.8982 | 0.89477 | 0.9 | 0.8982 | 0.89477 | 3.1629e-15 | -120.318 | 119.9412 | 3.1424e-15 | -120.318 | 119.9412
Line1_1_3 | 0 | 0 | 0 | 0 | 0 | 0 | 0 | 0 | 0 | 0 | 0 | 0 | 2.6021e-18 | -4.7186e-11 | -1.3717e-10 | -2.3419e-18 | 4.7186e-11 | 1.3717e-10 | -5.2042e-19 | 1.3163e-10 | 2.4234e-11 | 5.2042e-19 | -1.3163e-10 | -2.4234e-11 | 0 | 0 | 0 | 0 | 0 | 0 | 0.9 | 0.8982 | 0.89477 | 0.9 | 0.8982 | 0.89477 | 3.1979e-15 | -120.318 | 119.9412 | 3.1866e-15 | -120.318 | 119.9412
Line2_1_4 | 0 | 0 | 0 | 0 | 0 | 0 | 0 | 0 | 0 | 0 | 0 | 0 | -4.5536e-19 | -1.1796e-11 | -3.4293e-11 | 4.5536e-19 | 1.1796e-11 | 3.4293e-11 | -5.2042e-19 | 3.2907e-11 | 6.0585e-12 | 5.2042e-19 | -3.2907e-11 | -6.0585e-12 | 0 | 0 | 0 | 0 | 0 | 0 | 0.9 | 0.8982 | 0.89477 | 0.9 | 0.8982 | 0.89477 | 3.1979e-15 | -120.318 | 119.9412 | 3.1629e-15 | -120.318 | 119.9412
Line3_1_5 | 0 | 0 | 0 | 0 | 0 | 0 | 0 | 0 | 0 | 0 | 0 | 0 | -4.5536e-19 | -1.1796e-11 | -3.4293e-11 | 4.5536e-19 | 1.1796e-11 | 3.4293e-11 | -5.2042e-19 | 3.2907e-11 | 6.0585e-12 | 5.2042e-19 | -3.2907e-11 | -6.0585e-12 | 0 | 0 | 0 | 0 | 0 | 0 | 0.9 | 0.8982 | 0.89477 | 0.9 | 0.8982 | 0.89477 | 3.1979e-15 | -120.318 | 119.9412 | 3.1629e-15 | -120.318 | 119.9412
Line4_2_6 | 0 | 0 | 0 | 0 | 0 | 0 | 0 | 0 | 0 | 0 | 0 | 0 | 6.5052e-19 | -2.9491e-11 | -8.5732e-11 | -1.301e-19 | 2.9491e-11 | 8.5732e-11 | -1.5613e-18 | 8.2267e-11 | 1.5146e-11 | 2.0817e-18 | -8.2267e-11 | -1.5146e-11 | 0 | 0 | 0 | 0 | 0 | 0 | 0.9 | 0.8982 | 0.89477 | 0.9 | 0.8982 | 0.89477 | 3.2609e-15 | -120.318 | 119.9412 | 3.292e-15 | -120.318 | 119.9412
Line5_6_7 | 0 | 0 | 0 | 0 | 0 | 0 | 0 | 0 | 0 | 0 | 0 | 0 | 2.4069e-18 | -2.3593e-11 | -6.8586e-11 | -2.1467e-18 | 2.3593e-11 | 6.8586e-11 | -2.6021e-18 | 6.5813e-11 | 1.2117e-11 | 2.6021e-18 | -6.5813e-11 | -1.2117e-11 | 0 | 0 | 0 | 0 | 0 | 0 | 0.9 | 0.8982 | 0.89477 | 0.9 | 0.8982 | 0.89477 | 3.292e-15 | -120.318 | 119.9412 | 3.2895e-15 | -120.318 | 119.9412
Line6_7_8 | 0 | 0 | 0 | 0 | 0 | 0 | 0 | 0 | 0 | 0 | 0 | 0 | 3.2526e-19 | -1.7695e-11 | -5.1439e-11 | -6.5052e-20 | 1.7695e-11 | 5.1439e-11 | -1.5613e-18 | 4.936e-11 | 9.0878e-12 | 1.5613e-18 | -4.936e-11 | -9.0878e-12 | 0 | 0 | 0 | 0 | 0 | 0 | 0.9 | 0.8982 | 0.89477 | 0.9 | 0.8982 | 0.89477 | 3.2895e-15 | -120.318 | 119.9412 | 3.2638e-15 | -120.318 | 119.9412
Line7_8_9 | 0 | 0 | 0 | 0 | 0 | 0 | 0 | 0 | 0 | 0 | 0 | 0 | 2.6021e-19 | -5.8982e-12 | -1.7146e-11 | -2.6021e-19 | 5.8982e-12 | 1.7146e-11 | -5.2042e-19 | 1.6453e-11 | 3.0293e-12 | 1.0408e-18 | -1.6453e-11 | -3.0293e-12 | 0 | 0 | 0 | 0 | 0 | 0 | 0.9 | 0.8982 | 0.89477 | 0.9 | 0.8982 | 0.89477 | 3.2638e-15 | -120.318 | 119.9412 | 3.265e-15 | -120.318 | 119.9412
Line8_8_10 | 0 | 0 | 0 | 0 | 0 | 0 | 0 | 0 | 0 | 0 | 0 | 0 | 3.9031e-19 | -5.8982e-12 | -1.7146e-11 | -3.9031e-19 | 5.8982e-12 | 1.7146e-11 | -5.2042e-19 | 1.6453e-11 | 3.0293e-12 | 1.0408e-18 | -1.6453e-11 | -3.0293e-12 | 0 | 0 | 0 | 0 | 0 | 0 | 0.9 | 0.8982 | 0.89477 | 0.9 | 0.8982 | 0.89477 | 3.2638e-15 | -120.318 | 119.9412 | 3.2621e-15 | -120.318 | 119.9412
Line9_3_11 | 0 | 0 | 0 | 0 | 0 | 0 | 0 | 0 | 0 | 0 | 0 | 0 | 2.0166e-18 | -4.1287e-11 | -1.2003e-10 | -2.2768e-18 | 4.1287e-11 | 1.2003e-10 | -1.5613e-18 | 1.1517e-10 | 2.1205e-11 | 1.0408e-18 | -1.1517e-10 | -2.1205e-11 | 0 | 0 | 0 | 0 | 0 | 0 | 0.9 | 0.8982 | 0.89477 | 0.9 | 0.8982 | 0.89477 | 3.1866e-15 | -120.318 | 119.9412 | 3.1709e-15 | -120.318 | 119.9412

## LG_max_6
name | pf_ikss_a_from_ka | pf_ikss_b_from_ka | pf_ikss_c_from_ka | pf_ikss_a_to_ka | pf_ikss_b_to_ka | pf_ikss_c_to_ka | pf_skss_a_from_mw | pf_skss_b_from_mw | pf_skss_c_from_mw | pf_skss_a_to_mw | pf_skss_b_to_mw | pf_skss_c_to_mw | pf_p_a_from_mw | pf_p_b_from_mw | pf_p_c_from_mw | pf_p_a_to_mw | pf_p_b_to_mw | pf_p_c_to_mw | pf_q_a_from_mvar | pf_q_b_from_mvar | pf_q_c_from_mvar | pf_q_a_to_mvar | pf_q_b_to_mvar | pf_q_c_to_mvar | pf_ikss_a_from_degree | pf_ikss_b_from_degree | pf_ikss_c_from_degree | pf_ikss_a_to_degree | pf_ikss_b_to_degree | pf_ikss_c_to_degree | pf_vm_a_from_pu | pf_vm_b_from_pu | pf_vm_c_from_pu | pf_vm_a_to_pu | pf_vm_b_to_pu | pf_vm_c_to_pu | pf_va_a_from_degree | pf_va_b_from_degree | pf_va_c_from_degree | pf_va_a_to_degree | pf_va_b_to_degree | pf_va_c_to_degree
Line0_1_2 | 0 | 0 | 0 | 0 | 0 | 0 | 0 | 0 | 0 | 0 | 0 | 0 | 1.044e-20 | 9.1872e-08 | -9.4629e-08 | 1.2705e-15 | -7.612e-08 | 7.8877e-08 | -1.3601e-20 | -1.7942e-08 | -4.7734e-08 | 1.8993e-15 | 1.5547e-08 | 3.8941e-08 | 0 | 0 | 0 | 0 | 0 | 0 | 0 | 0.90138 | 1.0206 | 0 | 0.90138 | 1.0206 | 0 | -110.1263 | 107.692 | 0 | -110.1263 | 107.692
Line10_11_12 | 0 | 0 | 0 | 0 | 0 | 0 | 0 | 0 | 0 | 0 | 0 | 0 | -3.9809e-15 | 9.1872e-08 | -9.4629e-08 | 4.4665e-15 | -7.612e-08 | 7.8877e-08 | -5.5626e-15 | -1.7942e-08 | -4.7734e-08 | 6.7338e-15 | 1.5547e-08 | 3.8941e-08 | 0 | 0 | 0 | 0 | 0 | 0 | 0 | 0.90138 | 1.0206 | 0 | 0.90138 | 1.0206 | 0 | -110.1263 | 107.692 | 0 | -110.1263 | 107.692
Line11_12_13 | 0 | 0 | 0 | 0 | 0 | 0 | 0 | 0 | 0 | 0 | 0 | 0 | -4.6353e-15 | 7.656e-08 | -7.8857e-08 | 4.3735e-15 | -6.0808e-08 | 6.3106e-08 | -6.456e-15 | -1.4952e-08 | -3.9778e-08 | 6.6987e-15 | 1.2556e-08 | 3.0985e-08 | 0 | 0 | 0 | 0 | 0 | 0 | 0 | 0.90138 | 1.0206 | 0 | 0.90138 | 1.0206 | 0 | -110.1263 | 107.692 | 0 | -110.1263 | 107.692
Line12_13_15 | 0 | 0 | 0 | 0 | 0 | 0 | 0 | 0 | 0 | 0 | 0 | 0 | -3.4356e-15 | 4.5936e-08 | -4.7314e-08 | 2.3167e-15 | -3.0184e-08 | 3.1563e-08 | -4.767e-15 | -8.971e-09 | -2.3867e-08 | 3.8883e-15 | 6.5757e-09 | 1.5074e-08 | 0 | 0 | 0 | 0 | 0 | 0 | 0 | 0.90138 | 1.0206 | 0 | 0.90138 | 1.0206 | 0 | -110.1263 | 107.692 | 0 | -110.1263 | 107.692
Line13_13_14 | 0 | 0 | 0 | 0 | 0 | 0 | 0 | 0 | 0 | 0 | 0 | 0 | -1.1452e-15 | 1.5312e-08 | -1.5771e-08 | -2.106e-16 | 4.398e-10 | 1.9761e-11 | -1.589e-15 | -2.9903e-09 | -7.9557e-09 | 3.522e-16 | 5.9508e-10 | -8.3759e-10 | 0 | 0 | 0 | 0 | 0 | 0 | 0 | 0.90138 | 1.0206 | 0 | 0.90138 | 1.0206 | 0 | -110.1263 | 107.692 | 0 | -110.1263 | 107.692
Line14_15_16 | 0 | 0 | 0 | 0 | 0 | 0 | 0 | 0 | 0 | 0 | 0 | 0 | -2.545e-15 | 3.0624e-08 | -3.1543e-08 | 1.114e-15 | -1.4872e-08 | 1.5791e-08 | -3.5084e-15 | -5.9806e-09 | -1.5911e-08 | 2.2564e-15 | 3.5854e-09 | 7.1181e-09 | 0 | 0 | 0 | 0 | 0 | 0 | 0 | 0.90138 | 1.0206 | 0 | 0.90138 | 1.0206 | 0 | -110.1263 | 107.692 | 0 | -110.1263 | 107.692
Line15_16_17 | 0 | 0 | 0 | 0 | 0 | 0 | 0 | 0 | 0 | 0 | 0 | 0 | -1.3543e-15 | 1.5312e-08 | -1.5771e-08 | -2.4357e-16 | 4.398e-10 | 1.9761e-11 | -1.8531e-15 | -2.9903e-09 | -7.9557e-09 | 4.127e-16 | 5.9508e-10 | -8.3758e-10 | 0 | 0 | 0 | 0 | 0 | 0 | 0 | 0.90138 | 1.0206 | 0 | 0.90138 | 1.0206 | 0 | -110.1263 | 107.692 | 0 | -110.1263 | 107.692
Line16_4_18 | 0 | 0 | 0 | 0 | 0 | 0 | 0 | 0 | 0 | 0 | 0 | 0 | -8.1842e-17 | 1.5312e-08 | -1.5771e-08 | -1.5287e-17 | 4.398e-10 | 1.9761e-11 | -9.8911e-17 | -2.9903e-09 | -7.9557e-09 | 3.2784e-17 | 5.9508e-10 | -8.3759e-10 | 0 | 0 | 0 | 0 | 0 | 0 | 0 | 0.90138 | 1.0206 | 0 | 0.90138 | 1.0206 | 0 | -110.1263 | 107.692 | 0 | -110.1263 | 107.692
Line17_5_19 | 0 | 0 | 0 | 0 | 0 | 0 | 0 | 0 | 0 | 0 | 0 | 0 | -8.1842e-17 | 1.5312e-08 | -1.5771e-08 | -1.5287e-17 | 4.398e-10 | 1.9761e-11 | -9.8911e-17 | -2.9903e-09 | -7.9557e-09 | 3.2784e-17 | 5.9508e-10 | -8.3759e-10 | 0 | 0 | 0 | 0 | 0 | 0 | 0 | 0.90138 | 1.0206 | 0 | 0.90138 | 1.0206 | 0 | -110.1263 | 107.692 | 0 | -110.1263 | 107.692
Line1_1_3 | 0 | 0 | 0 | 0 | 0 | 0 | 0 | 0 | 0 | 0 | 0 | 0 | 1.392e-20 | 1.225e-07 | -1.2617e-07 | 2.4161e-15 | -1.0674e-07 | 1.1042e-07 | -1.8135e-20 | -2.3923e-08 | -6.3645e-08 | 3.5834e-15 | 2.1527e-08 | 5.4852e-08 | 0 | 0 | 0 | 0 | 0 | 0 | 0 | 0.90138 | 1.0206 | 0 | 0.90138 | 1.0206 | 0 | -110.1263 | 107.692 | 0 | -110.1263 | 107.692
Line2_1_4 | 0 | 0 | 0 | 0 | 0 | 0 | 0 | 0 | 0 | 0 | 0 | 0 | 3.4799e-21 | 3.0624e-08 | -3.1543e-08 | 6.9778e-17 | -1.4872e-08 | 1.5791e-08 | -4.5337e-21 | -5.9806e-09 | -1.5911e-08 | 1.2223e-16 | 3.5854e-09 | 7.1181e-09 | 0 | 0 | 0 | 0 | 0 | 0 | 0 | 0.90138 | 1.0206 | 0 | 0.90138 | 1.0206 | 0 | -110.1263 | 107.692 | 0 | -110.1263 | 107.692
Line3_1_5 | 0 | 0 | 0 | 0 | 0 | 0 | 0 | 0 | 0 | 0 | 0 | 0 | 3.4799e-21 | 3.0624e-08 | -3.1543e-08 | 6.9778e-17 | -1.4872e-08 | 1.5791e-08 | -4.5337e-21 | -5.9806e-09 | -1.5911e-08 | 1.2223e-16 | 3.5854e-09 | 7.1181e-09 | 0 | 0 | 0 | 0 | 0 | 0 | 0 | 0.90138 | 1.0206 | 0 | 0.90138 | 1.0206 | 0 | -110.1263 | 107.692 | 0 | -110.1263 | 107.692
Line4_2_6 | 0 | 0 | 0 | 0 | 0 | 0 | 0 | 0 | 0 | 0 | 0 | 0 | -1.3179e-15 | 7.656e-08 | -7.8857e-08 | 1.8409e-15 | -6.0808e-08 | 6.3106e-08 | -1.8205e-15 | -1.4952e-08 | -3.9778e-08 | 2.7913e-15 | 1.2556e-08 | 3.0985e-08 | 0 | 0 | 0 | 0 | 0 | 0 | 0 | 0.90138 | 1.0206 | 0 | 0.90138 | 1.0206 | 0 | -110.1263 | 107.692 | 0 | -110.1263 | 107.692
Line5_6_7 | 0 | 0 | 0 | 0 | 0 | 0 | 0 | 0 | 0 | 0 | 0 | 0 | -1.9269e-15 | 6.1248e-08 | -6.3086e-08 | 1.8476e-15 | -4.5496e-08 | 4.7334e-08 | -2.6476e-15 | -1.1961e-08 | -3.1823e-08 | 2.8749e-15 | 9.566e-09 | 2.3029e-08 | 0 | 0 | 0 | 0 | 0 | 0 | 0 | 0.90138 | 1.0206 | 0 | 0.90138 | 1.0206 | 0 | -110.1263 | 107.692 | 0 | -110.1263 | 107.692
Line6_7_8 | 0 | 0 | 0 | 0 | 0 | 0 | 0 | 0 | 0 | 0 | 0 | 0 | -1.9634e-15 | 4.5936e-08 | -4.7314e-08 | 1.4268e-15 | -3.0184e-08 | 3.1563e-08 | -2.6802e-15 | -8.971e-09 | -2.3867e-08 | 2.3491e-15 | 6.5757e-09 | 1.5074e-08 | 0 | 0 | 0 | 0 | 0 | 0 | 0 | 0.90138 | 1.0206 | 0 | 0.90138 | 1.0206 | 0 | -110.1263 | 107.692 | 0 | -110.1263 | 107.692
Line7_8_9 | 0 | 0 | 0 | 0 | 0 | 0 | 0 | 0 | 0 | 0 | 0 | 0 | -7.8173e-16 | 1.5312e-08 | -1.5771e-08 | -1.3988e-16 | 4.398e-10 | 1.9761e-11 | -1.0586e-15 | -2.9903e-09 | -7.9557e-09 | 2.4133e-16 | 5.9508e-10 | -8.3759e-10 | 0 | 0 | 0 | 0 | 0 | 0 | 0 | 0.90138 | 1.0206 | 0 | 0.90138 | 1.0206 | 0 | -110.1263 | 107.692 | 0 | -110.1263 | 107.692
Line8_8_10 | 0 | 0 | 0 | 0 | 0 | 0 | 0 | 0 | 0 | 0 | 0 | 0 | -7.8173e-16 | 1.5312e-08 | -1.5771e-08 | -1.3988e-16 | 4.398e-10 | 1.9761e-11 | -1.0586e-15 | -2.9903e-09 | -7.9557e-09 | 2.4133e-16 | 5.9508e-10 | -8.3759e-10 | 0 | 0 | 0 | 0 | 0 | 0 | 0 | 0.90138 | 1.0206 | 0 | 0.90138 | 1.0206 | 0 | -110.1263 | 107.692 | 0 | -110.1263 | 107.692
Line9_3_11 | 0 | 0 | 0 | 0 | 0 | 0 | 0 | 0 | 0 | 0 | 0 | 0 | -2.4812e-15 | 1.0718e-07 | -1.104e-07 | 3.8595e-15 | -9.1432e-08 | 9.4649e-08 | -3.4769e-15 | -2.0932e-08 | -5.569e-08 | 5.7617e-15 | 1.8537e-08 | 4.6897e-08 | 0 | 0 | 0 | 0 | 0 | 0 | 0 | 0.90138 | 1.0206 | 0 | 0.90138 | 1.0206 | 0 | -110.1263 | 107.692 | 0 | -110.1263 | 107.692

## LG_max_10
name | pf_ikss_a_from_ka | pf_ikss_b_from_ka | pf_ikss_c_from_ka | pf_ikss_a_to_ka | pf_ikss_b_to_ka | pf_ikss_c_to_ka | pf_skss_a_from_mw | pf_skss_b_from_mw | pf_skss_c_from_mw | pf_skss_a_to_mw | pf_skss_b_to_mw | pf_skss_c_to_mw | pf_p_a_from_mw | pf_p_b_from_mw | pf_p_c_from_mw | pf_p_a_to_mw | pf_p_b_to_mw | pf_p_c_to_mw | pf_q_a_from_mvar | pf_q_b_from_mvar | pf_q_c_from_mvar | pf_q_a_to_mvar | pf_q_b_to_mvar | pf_q_c_to_mvar | pf_ikss_a_from_degree | pf_ikss_b_from_degree | pf_ikss_c_from_degree | pf_ikss_a_to_degree | pf_ikss_b_to_degree | pf_ikss_c_to_degree | pf_vm_a_from_pu | pf_vm_b_from_pu | pf_vm_c_from_pu | pf_vm_a_to_pu | pf_vm_b_to_pu | pf_vm_c_to_pu | pf_va_a_from_degree | pf_va_b_from_degree | pf_va_c_from_degree | pf_va_a_to_degree | pf_va_b_to_degree | pf_va_c_to_degree
Line0_1_2 | 0 | 0 | 0 | 0 | 0 | 0 | 0 | 0 | 0 | 0 | 0 | 0 | -8.7264e-20 | 1.0077e-07 | -1.038e-07 | 1.3934e-15 | -8.3495e-08 | 8.6522e-08 | 2.0202e-20 | -1.9661e-08 | -5.2341e-08 | 2.0826e-15 | 1.7038e-08 | 4.2697e-08 | 0 | 0 | 0 | 0 | 0 | 0 | 0 | 0.94425 | 1.0691 | 0 | 0.94425 | 1.0691 | 0 | -110.1159 | 107.6832 | 0 | -110.1159 | 107.6832
Line10_11_12 | 0 | 0 | 0 | 0 | 0 | 0 | 0 | 0 | 0 | 0 | 0 | 0 | -4.3657e-15 | 1.0077e-07 | -1.038e-07 | 4.8983e-15 | -8.3495e-08 | 8.6522e-08 | -6.0993e-15 | -1.9661e-08 | -5.2341e-08 | 7.3837e-15 | 1.7038e-08 | 4.2697e-08 | 0 | 0 | 0 | 0 | 0 | 0 | 0 | 0.94425 | 1.0691 | 0 | 0.94425 | 1.0691 | 0 | -110.1159 | 107.6832 | 0 | -110.1159 | 107.6832
Line11_12_13 | 0 | 0 | 0 | 0 | 0 | 0 | 0 | 0 | 0 | 0 | 0 | 0 | -5.0834e-15 | 8.3977e-08 | -8.65e-08 | 4.7963e-15 | -6.6699e-08 | 6.9222e-08 | -7.0789e-15 | -1.6384e-08 | -4.3617e-08 | 7.3453e-15 | 1.3761e-08 | 3.3974e-08 | 0 | 0 | 0 | 0 | 0 | 0 | 0 | 0.94425 | 1.0691 | 0 | 0.94425 | 1.0691 | 0 | -110.1159 | 107.6832 | 0 | -110.1159 | 107.6832
Line12_13_15 | 0 | 0 | 0 | 0 | 0 | 0 | 0 | 0 | 0 | 0 | 0 | 0 | -3.7678e-15 | 5.0386e-08 | -5.19e-08 | 2.5407e-15 | -3.3108e-08 | 3.4622e-08 | -5.2269e-15 | -9.8304e-09 | -2.617e-08 | 4.2638e-15 | 7.2073e-09 | 1.6527e-08 | 0 | 0 | 0 | 0 | 0 | 0 | 0 | 0.94425 | 1.0691 | 0 | 0.94425 | 1.0691 | 0 | -110.1159 | 107.6832 | 0 | -110.1159 | 107.6832
Line13_13_14 | 0 | 0 | 0 | 0 | 0 | 0 | 0 | 0 | 0 | 0 | 0 | 0 | -1.2559e-15 | 1.6795e-08 | -1.73e-08 | -2.3096e-16 | 4.827e-10 | 2.1813e-11 | -1.7423e-15 | -3.2768e-09 | -8.7235e-09 | 3.8645e-16 | 6.5375e-10 | -9.1984e-10 | 0 | 0 | 0 | 0 | 0 | 0 | 0 | 0.94425 | 1.0691 | 0 | 0.94425 | 1.0691 | 0 | -110.1159 | 107.6832 | 0 | -110.1159 | 107.6832
Line14_15_16 | 0 | 0 | 0 | 0 | 0 | 0 | 0 | 0 | 0 | 0 | 0 | 0 | -2.791e-15 | 3.3591e-08 | -3.46e-08 | 1.2217e-15 | -1.6313e-08 | 1.7322e-08 | -3.8469e-15 | -6.5536e-09 | -1.7447e-08 | 2.4744e-15 | 3.9305e-09 | 7.8036e-09 | 0 | 0 | 0 | 0 | 0 | 0 | 0 | 0.94425 | 1.0691 | 0 | 0.94425 | 1.0691 | 0 | -110.1159 | 107.6832 | 0 | -110.1159 | 107.6832
Line15_16_17 | 0 | 0 | 0 | 0 | 0 | 0 | 0 | 0 | 0 | 0 | 0 | 0 | -1.4853e-15 | 1.6795e-08 | -1.73e-08 | -2.6711e-16 | 4.827e-10 | 2.1812e-11 | -2.0319e-15 | -3.2768e-09 | -8.7235e-09 | 4.5283e-16 | 6.5375e-10 | -9.1984e-10 | 0 | 0 | 0 | 0 | 0 | 0 | 0 | 0.94425 | 1.0691 | 0 | 0.94425 | 1.0691 | 0 | -110.1159 | 107.6832 | 0 | -110.1159 | 107.6832
Line16_4_18 | 0 | 0 | 0 | 0 | 0 | 0 | 0 | 0 | 0 | 0 | 0 | 0 | -8.9772e-17 | 1.6795e-08 | -1.73e-08 | -1.676e-17 | 4.827e-10 | 2.1813e-11 | -1.0845e-16 | -3.2768e-09 | -8.7235e-09 | 3.5975e-17 | 6.5375e-10 | -9.1984e-10 | 0 | 0 | 0 | 0 | 0 | 0 | 0 | 0.94425 | 1.0691 | 0 | 0.94425 | 1.0691 | 0 | -110.1159 | 107.6832 | 0 | -110.1159 | 107.6832
Line17_5_19 | 0 | 0 | 0 | 0 | 0 | 0 | 0 | 0 | 0 | 0 | 0 | 0 | -8.9772e-17 | 1.6795e-08 | -1.73e-08 | -1.676e-17 | 4.827e-10 | 2.1813e-11 | -1.0845e-16 | -3.2768e-09 | -8.7235e-09 | 3.5975e-17 | 6.5375e-10 | -9.1984e-10 | 0 | 0 | 0 | 0 | 0 | 0 | 0 | 0.94425 | 1.0691 | 0 | 0.94425 | 1.0691 | 0 | -110.1159 | 107.6832 | 0 | -110.1159 | 107.6832
Line1_1_3 | 0 | 0 | 0 | 0 | 0 | 0 | 0 | 0 | 0 | 0 | 0 | 0 | -1.1635e-19 | 1.3436e-07 | -1.384e-07 | 2.6497e-15 | -1.1709e-07 | 1.2112e-07 | 2.6936e-20 | -2.6214e-08 | -6.9788e-08 | 3.9291e-15 | 2.3591e-08 | 6.0144e-08 | 0 | 0 | 0 | 0 | 0 | 0 | 0 | 0.94425 | 1.0691 | 0 | 0.94425 | 1.0691 | 0 | -110.1159 | 107.6832 | 0 | -110.1159 | 107.6832
Line2_1_4 | 0 | 0 | 0 | 0 | 0 | 0 | 0 | 0 | 0 | 0 | 0 | 0 | -2.9088e-20 | 3.3591e-08 | -3.46e-08 | 7.6546e-17 | -1.6313e-08 | 1.7322e-08 | 6.7339e-21 | -6.5536e-09 | -1.7447e-08 | 1.3404e-16 | 3.9305e-09 | 7.8036e-09 | 0 | 0 | 0 | 0 | 0 | 0 | 0 | 0.94425 | 1.0691 | 0 | 0.94425 | 1.0691 | 0 | -110.1159 | 107.6832 | 0 | -110.1159 | 107.6832
Line3_1_5 | 0 | 0 | 0 | 0 | 0 | 0 | 0 | 0 | 0 | 0 | 0 | 0 | -2.9088e-20 | 3.3591e-08 | -3.46e-08 | 7.6546e-17 | -1.6313e-08 | 1.7322e-08 | 6.7339e-21 | -6.5536e-09 | -1.7447e-08 | 1.3404e-16 | 3.9305e-09 | 7.8036e-09 | 0 | 0 | 0 | 0 | 0 | 0 | 0 | 0.94425 | 1.0691 | 0 | 0.94425 | 1.0691 | 0 | -110.1159 | 107.6832 | 0 | -110.1159 | 107.6832
Line4_2_6 | 0 | 0 | 0 | 0 | 0 | 0 | 0 | 0 | 0 | 0 | 0 | 0 | -1.4454e-15 | 8.3977e-08 | -8.65e-08 | 2.0189e-15 | -6.6699e-08 | 6.9222e-08 | -1.9961e-15 | -1.6384e-08 | -4.3617e-08 | 3.0607e-15 | 1.3761e-08 | 3.3974e-08 | 0 | 0 | 0 | 0 | 0 | 0 | 0 | 0.94425 | 1.0691 | 0 | 0.94425 | 1.0691 | 0 | -110.1159 | 107.6832 | 0 | -110.1159 | 107.6832
Line5_6_7 | 0 | 0 | 0 | 0 | 0 | 0 | 0 | 0 | 0 | 0 | 0 | 0 | -2.1133e-15 | 6.7182e-08 | -6.92e-08 | 2.0262e-15 | -4.9904e-08 | 5.1922e-08 | -2.9031e-15 | -1.3107e-08 | -3.4894e-08 | 3.1524e-15 | 1.0484e-08 | 2.5251e-08 | 0 | 0 | 0 | 0 | 0 | 0 | 0 | 0.94425 | 1.0691 | 0 | 0.94425 | 1.0691 | 0 | -110.1159 | 107.6832 | 0 | -110.1159 | 107.6832
Line6_7_8 | 0 | 0 | 0 | 0 | 0 | 0 | 0 | 0 | 0 | 0 | 0 | 0 | -2.1532e-15 | 5.0386e-08 | -5.19e-08 | 1.5648e-15 | -3.3108e-08 | 3.4622e-08 | -2.9388e-15 | -9.8304e-09 | -2.617e-08 | 2.5759e-15 | 7.2073e-09 | 1.6527e-08 | 0 | 0 | 0 | 0 | 0 | 0 | 0 | 0.94425 | 1.0691 | 0 | 0.94425 | 1.0691 | 0 | -110.1159 | 107.6832 | 0 | -110.1159 | 107.6832
Line7_8_9 | 0 | 0 | 0 | 0 | 0 | 0 | 0 | 0 | 0 | 0 | 0 | 0 | -8.5731e-16 | 1.6795e-08 | -1.73e-08 | -1.534e-16 | 4.827e-10 | 2.1813e-11 | -1.1608e-15 | -3.2768e-09 | -8.7235e-09 | 2.648e-16 | 6.5375e-10 | -9.1984e-10 | 0 | 0 | 0 | 0 | 0 | 0 | 0 | 0.94425 | 1.0691 | 0 | 0.94425 | 1.0691 | 0 | -110.1159 | 107.6832 | 0 | -110.1159 | 107.6832
Line8_8_10 | 0 | 0 | 0 | 0 | 0 | 0 | 0 | 0 | 0 | 0 | 0 | 0 | -8.5731e-16 | 1.6795e-08 | -1.73e-08 | -1.534e-16 | 4.827e-10 | 2.1812e-11 | -1.1608e-15 | -3.2768e-09 | -8.7235e-09 | 2.648e-16 | 6.5375e-10 | -9.1984e-10 | 0 | 0 | 0 | 0 | 0 | 0 | 0 | 0.94425 | 1.0691 | 0 | 0.94425 | 1.0691 | 0 | -110.1159 | 107.6832 | 0 | -110.1159 | 107.6832
Line9_3_11 | 0 | 0 | 0 | 0 | 0 | 0 | 0 | 0 | 0 | 0 | 0 | 0 | -2.7211e-15 | 1.1757e-07 | -1.211e-07 | 4.2326e-15 | -1.0029e-07 | 1.0382e-07 | -3.8123e-15 | -2.2938e-08 | -6.1064e-08 | 6.3177e-15 | 2.0315e-08 | 5.1421e-08 | 0 | 0 | 0 | 0 | 0 | 0 | 0 | 0.94425 | 1.0691 | 0 | 0.94425 | 1.0691 | 0 | -110.1159 | 107.6832 | 0 | -110.1159 | 107.6832

## LG_max_fault_6
name | pf_ikss_a_from_ka | pf_ikss_b_from_ka | pf_ikss_c_from_ka | pf_ikss_a_to_ka | pf_ikss_b_to_ka | pf_ikss_c_to_ka | pf_skss_a_from_mw | pf_skss_b_from_mw | pf_skss_c_from_mw | pf_skss_a_to_mw | pf_skss_b_to_mw | pf_skss_c_to_mw | pf_p_a_from_mw | pf_p_b_from_mw | pf_p_c_from_mw | pf_p_a_to_mw | pf_p_b_to_mw | pf_p_c_to_mw | pf_q_a_from_mvar | pf_q_b_from_mvar | pf_q_c_from_mvar | pf_q_a_to_mvar | pf_q_b_to_mvar | pf_q_c_to_mvar | pf_ikss_a_from_degree | pf_ikss_b_from_degree | pf_ikss_c_from_degree | pf_ikss_a_to_degree | pf_ikss_b_to_degree | pf_ikss_c_to_degree | pf_vm_a_from_pu | pf_vm_b_from_pu | pf_vm_c_from_pu | pf_vm_a_to_pu | pf_vm_b_to_pu | pf_vm_c_to_pu | pf_va_a_from_degree | pf_va_b_from_degree | pf_va_c_from_degree | pf_va_a_to_degree | pf_va_b_to_degree | pf_va_c_to_degree
Line0_1_2 | 0 | 0 | 0 | 0 | 0 | 0 | 0 | 0 | 0 | 0 | 0 | 0 | 7.9743e-11 | 1.5652e-10 | -2.9702e-10 | -5.7717e-11 | -1.281e-10 | 2.4657e-10 | 3.124e-10 | -2.5232e-10 | -9.2219e-12 | -2.67e-10 | 2.1052e-10 | 5.533e-12 | 0 | 0 | 0 | 0 | 0 | 0 | 1.0477 | 1.0494 | 1.0502 | 1.0477 | 1.0494 | 1.0502 | -0.094733 | -119.9963 | 119.9695 | -0.094733 | -119.9963 | 119.9695
Line10_11_12 | 0 | 0 | 0 | 0 | 0 | 0 | 0 | 0 | 0 | 0 | 0 | 0 | 7.9743e-11 | 1.5652e-10 | -2.9702e-10 | -5.7717e-11 | -1.281e-10 | 2.4657e-10 | 3.124e-10 | -2.5232e-10 | -9.222e-12 | -2.67e-10 | 2.1052e-10 | 5.533e-12 | 0 | 0 | 0 | 0 | 0 | 0 | 1.0477 | 1.0494 | 1.0502 | 1.0477 | 1.0494 | 1.0502 | -0.094733 | -119.9963 | 119.9695 | -0.094733 | -119.9963 | 119.9695
Line11_12_13 | 0 | 0 | 0 | 0 | 0 | 0 | 0 | 0 | 0 | 0 | 0 | 0 | 6.6452e-11 | 1.3043e-10 | -2.4751e-10 | -4.4427e-11 | -1.0201e-10 | 1.9707e-10 | 2.6033e-10 | -2.1026e-10 | -7.685e-12 | -2.1493e-10 | 1.6847e-10 | 3.996e-12 | 0 | 0 | 0 | 0 | 0 | 0 | 1.0477 | 1.0494 | 1.0502 | 1.0477 | 1.0494 | 1.0502 | -0.094733 | -119.9963 | 119.9695 | -0.094733 | -119.9963 | 119.9695
Line12_13_15 | 0 | 0 | 0 | 0 | 0 | 0 | 0 | 0 | 0 | 0 | 0 | 0 | 3.9871e-11 | 7.826e-11 | -1.4851e-10 | -1.7846e-11 | -4.984e-11 | 9.8064e-11 | 1.562e-10 | -1.2616e-10 | -4.611e-12 | -1.108e-10 | 8.4367e-11 | 9.2205e-13 | 0 | 0 | 0 | 0 | 0 | 0 | 1.0477 | 1.0494 | 1.0502 | 1.0477 | 1.0494 | 1.0502 | -0.094733 | -119.9963 | 119.9695 | -0.094733 | -119.9963 | 119.9695
Line13_13_14 | 0 | 0 | 0 | 0 | 0 | 0 | 0 | 0 | 0 | 0 | 0 | 0 | 1.329e-11 | 2.6087e-11 | -4.9503e-11 | 8.7352e-12 | 2.3325e-12 | -9.4186e-13 | 5.2066e-11 | -4.2053e-11 | -1.537e-12 | -6.6694e-12 | 2.6148e-13 | -2.1519e-12 | 0 | 0 | 0 | 0 | 0 | 0 | 1.0477 | 1.0494 | 1.0502 | 1.0477 | 1.0494 | 1.0502 | -0.094733 | -119.9963 | 119.9695 | -0.094733 | -119.9963 | 119.9695
Line14_15_16 | 0 | 0 | 0 | 0 | 0 | 0 | 0 | 0 | 0 | 0 | 0 | 0 | 2.6581e-11 | 5.2173e-11 | -9.9006e-11 | -4.5552e-12 | -2.3754e-11 | 4.8561e-11 | 1.0413e-10 | -8.4105e-11 | -3.074e-12 | -5.8736e-11 | 4.2314e-11 | -6.1495e-13 | 0 | 0 | 0 | 0 | 0 | 0 | 1.0477 | 1.0494 | 1.0502 | 1.0477 | 1.0494 | 1.0502 | -0.094733 | -119.9963 | 119.9695 | -0.094733 | -119.9963 | 119.9695
Line15_16_17 | 0 | 0 | 0 | 0 | 0 | 0 | 0 | 0 | 0 | 0 | 0 | 0 | 1.329e-11 | 2.6087e-11 | -4.9503e-11 | 8.7352e-12 | 2.3325e-12 | -9.4186e-13 | 5.2066e-11 | -4.2053e-11 | -1.537e-12 | -6.6694e-12 | 2.6147e-13 | -2.1519e-12 | 0 | 0 | 0 | 0 | 0 | 0 | 1.0477 | 1.0494 | 1.0502 | 1.0477 | 1.0494 | 1.0502 | -0.094733 | -119.9963 | 119.9695 | -0.094733 | -119.9963 | 119.9695
Line16_4_18 | 0 | 0 | 0 | 0 | 0 | 0 | 0 | 0 | 0 | 0 | 0 | 0 | 1.329e-11 | 2.6086e-11 | -4.9503e-11 | 8.7352e-12 | 2.3325e-12 | -9.4186e-13 | 5.2066e-11 | -4.2053e-11 | -1.537e-12 | -6.6694e-12 | 2.6148e-13 | -2.1519e-12 | 0 | 0 | 0 | 0 | 0 | 0 | 1.0477 | 1.0494 | 1.0502 | 1.0477 | 1.0494 | 1.0502 | -0.094733 | -119.9963 | 119.9695 | -0.094733 | -119.9963 | 119.9695
Line17_5_19 | 0 | 0 | 0 | 0 | 0 | 0 | 0 | 0 | 0 | 0 | 0 | 0 | 1.329e-11 | 2.6086e-11 | -4.9503e-11 | 8.7352e-12 | 2.3325e-12 | -9.4186e-13 | 5.2066e-11 | -4.2053e-11 | -1.537e-12 | -6.6694e-12 | 2.6148e-13 | -2.1519e-12 | 0 | 0 | 0 | 0 | 0 | 0 | 1.0477 | 1.0494 | 1.0502 | 1.0477 | 1.0494 | 1.0502 | -0.094733 | -119.9963 | 119.9695 | -0.094733 | -119.9963 | 119.9695
Line1_1_3 | 0 | 0 | 0 | 0 | 0 | 0 | 0 | 0 | 0 | 0 | 0 | 0 | 1.0632e-10 | 2.0869e-10 | -3.9602e-10 | -8.4298e-11 | -1.8027e-10 | 3.4558e-10 | 4.1653e-10 | -3.3642e-10 | -1.2296e-11 | -3.7113e-10 | 2.9463e-10 | 8.607e-12 | 0 | 0 | 0 | 0 | 0 | 0 | 1.0477 | 1.0494 | 1.0502 | 1.0477 | 1.0494 | 1.0502 | -0.094733 | -119.9963 | 119.9695 | -0.094733 | -119.9963 | 119.9695
Line2_1_4 | 0 | 0 | 0 | 0 | 0 | 0 | 0 | 0 | 0 | 0 | 0 | 0 | 2.6581e-11 | 5.2173e-11 | -9.9006e-11 | -4.5552e-12 | -2.3754e-11 | 4.8561e-11 | 1.0413e-10 | -8.4105e-11 | -3.074e-12 | -5.8736e-11 | 4.2314e-11 | -6.1496e-13 | 0 | 0 | 0 | 0 | 0 | 0 | 1.0477 | 1.0494 | 1.0502 | 1.0477 | 1.0494 | 1.0502 | -0.094733 | -119.9963 | 119.9695 | -0.094733 | -119.9963 | 119.9695
Line3_1_5 | 0 | 0 | 0 | 0 | 0 | 0 | 0 | 0 | 0 | 0 | 0 | 0 | 2.6581e-11 | 5.2173e-11 | -9.9006e-11 | -4.5552e-12 | -2.3754e-11 | 4.8561e-11 | 1.0413e-10 | -8.4105e-11 | -3.074e-12 | -5.8736e-11 | 4.2314e-11 | -6.1496e-13 | 0 | 0 | 0 | 0 | 0 | 0 | 1.0477 | 1.0494 | 1.0502 | 1.0477 | 1.0494 | 1.0502 | -0.094733 | -119.9963 | 119.9695 | -0.094733 | -119.9963 | 119.9695
Line4_2_6 | 0 | 0 | 0 | 0 | 0 | 0 | 0 | 0 | 0 | 0 | 0 | 0 | 6.6452e-11 | 1.3043e-10 | -2.4751e-10 | -4.4427e-11 | -1.0201e-10 | 1.9707e-10 | 2.6033e-10 | -2.1026e-10 | -7.6849e-12 | -2.1493e-10 | 1.6847e-10 | 3.996e-12 | 0 | 0 | 0 | 0 | 0 | 0 | 1.0477 | 1.0494 | 1.0502 | 1.0477 | 1.0494 | 1.0502 | -0.094733 | -119.9963 | 119.9695 | -0.094733 | -119.9963 | 119.9695
Line5_6_7 | 0 | 0 | 0 | 0 | 0 | 0 | 0 | 0 | 0 | 0 | 0 | 0 | 5.3162e-11 | 1.0435e-10 | -1.9801e-10 | -3.1136e-11 | -7.5927e-11 | 1.4757e-10 | 2.0827e-10 | -1.6821e-10 | -6.1479e-12 | -1.6287e-10 | 1.2642e-10 | 2.459e-12 | 0 | 0 | 0 | 0 | 0 | 0 | 1.0477 | 1.0494 | 1.0502 | 1.0477 | 1.0494 | 1.0502 | -0.094733 | -119.9963 | 119.9695 | -0.094733 | -119.9963 | 119.9695
Line6_7_8 | 0 | 0 | 0 | 0 | 0 | 0 | 0 | 0 | 0 | 0 | 0 | 0 | 3.9871e-11 | 7.8259e-11 | -1.4851e-10 | -1.7846e-11 | -4.984e-11 | 9.8064e-11 | 1.562e-10 | -1.2616e-10 | -4.611e-12 | -1.108e-10 | 8.4367e-11 | 9.2203e-13 | 0 | 0 | 0 | 0 | 0 | 0 | 1.0477 | 1.0494 | 1.0502 | 1.0477 | 1.0494 | 1.0502 | -0.094733 | -119.9963 | 119.9695 | -0.094733 | -119.9963 | 119.9695
Line7_8_9 | 0 | 0 | 0 | 0 | 0 | 0 | 0 | 0 | 0 | 0 | 0 | 0 | 1.329e-11 | 2.6086e-11 | -4.9503e-11 | 8.7352e-12 | 2.3325e-12 | -9.4186e-13 | 5.2066e-11 | -4.2053e-11 | -1.537e-12 | -6.6694e-12 | 2.6148e-13 | -2.1519e-12 | 0 | 0 | 0 | 0 | 0 | 0 | 1.0477 | 1.0494 | 1.0502 | 1.0477 | 1.0494 | 1.0502 | -0.094733 | -119.9963 | 119.9695 | -0.094733 | -119.9963 | 119.9695
Line8_8_10 | 0 | 0 | 0 | 0 | 0 | 0 | 0 | 0 | 0 | 0 | 0 | 0 | 1.329e-11 | 2.6086e-11 | -4.9503e-11 | 8.7352e-12 | 2.3325e-12 | -9.4186e-13 | 5.2066e-11 | -4.2053e-11 | -1.537e-12 | -6.6694e-12 | 2.6148e-13 | -2.1519e-12 | 0 | 0 | 0 | 0 | 0 | 0 | 1.0477 | 1.0494 | 1.0502 | 1.0477 | 1.0494 | 1.0502 | -0.094733 | -119.9963 | 119.9695 | -0.094733 | -119.9963 | 119.9695
Line9_3_11 | 0 | 0 | 0 | 0 | 0 | 0 | 0 | 0 | 0 | 0 | 0 | 0 | 9.3033e-11 | 1.8261e-10 | -3.4652e-10 | -7.1008e-11 | -1.5419e-10 | 2.9608e-10 | 3.6446e-10 | -2.9437e-10 | -1.0759e-11 | -3.1907e-10 | 2.5258e-10 | 7.07e-12 | 0 | 0 | 0 | 0 | 0 | 0 | 1.0477 | 1.0494 | 1.0502 | 1.0477 | 1.0494 | 1.0502 | -0.094733 | -119.9963 | 119.9695 | -0.094733 | -119.9963 | 119.9695

## LG_max_fault_10
name | pf_ikss_a_from_ka | pf_ikss_b_from_ka | pf_ikss_c_from_ka | pf_ikss_a_to_ka | pf_ikss_b_to_ka | pf_ikss_c_to_ka | pf_skss_a_from_mw | pf_skss_b_from_mw | pf_skss_c_from_mw | pf_skss_a_to_mw | pf_skss_b_to_mw | pf_skss_c_to_mw | pf_p_a_from_mw | pf_p_b_from_mw | pf_p_c_from_mw | pf_p_a_to_mw | pf_p_b_to_mw | pf_p_c_to_mw | pf_q_a_from_mvar | pf_q_b_from_mvar | pf_q_c_from_mvar | pf_q_a_to_mvar | pf_q_b_to_mvar | pf_q_c_to_mvar | pf_ikss_a_from_degree | pf_ikss_b_from_degree | pf_ikss_c_from_degree | pf_ikss_a_to_degree | pf_ikss_b_to_degree | pf_ikss_c_to_degree | pf_vm_a_from_pu | pf_vm_b_from_pu | pf_vm_c_from_pu | pf_vm_a_to_pu | pf_vm_b_to_pu | pf_vm_c_to_pu | pf_va_a_from_degree | pf_va_b_from_degree | pf_va_c_from_degree | pf_va_a_to_degree | pf_va_b_to_degree | pf_va_c_to_degree
Line0_1_2 | 0 | 0 | 0 | 0 | 0 | 0 | 0 | 0 | 0 | 0 | 0 | 0 | 9.1531e-11 | 1.7977e-10 | -3.4112e-10 | -6.624e-11 | -1.4713e-10 | 2.8318e-10 | 3.5878e-10 | -2.8976e-10 | -1.0603e-11 | -3.0665e-10 | 2.4177e-10 | 6.3605e-12 | 0 | 0 | 0 | 0 | 0 | 0 | 1.0975 | 1.0993 | 1.1003 | 1.0975 | 1.0993 | 1.1003 | -0.099189 | -119.9961 | 119.968 | -0.099189 | -119.9961 | 119.968
Line10_11_12 | 0 | 0 | 0 | 0 | 0 | 0 | 0 | 0 | 0 | 0 | 0 | 0 | 9.1531e-11 | 1.7977e-10 | -3.4112e-10 | -6.624e-11 | -1.4713e-10 | 2.8318e-10 | 3.5878e-10 | -2.8976e-10 | -1.0603e-11 | -3.0665e-10 | 2.4177e-10 | 6.3606e-12 | 0 | 0 | 0 | 0 | 0 | 0 | 1.0975 | 1.0993 | 1.1003 | 1.0975 | 1.0993 | 1.1003 | -0.099189 | -119.9961 | 119.968 | -0.099189 | -119.9961 | 119.968
Line11_12_13 | 0 | 0 | 0 | 0 | 0 | 0 | 0 | 0 | 0 | 0 | 0 | 0 | 7.6276e-11 | 1.4981e-10 | -2.8427e-10 | -5.0984e-11 | -1.1716e-10 | 2.2633e-10 | 2.9898e-10 | -2.4146e-10 | -8.8355e-12 | -2.4685e-10 | 1.9347e-10 | 4.5935e-12 | 0 | 0 | 0 | 0 | 0 | 0 | 1.0975 | 1.0993 | 1.1003 | 1.0975 | 1.0993 | 1.1003 | -0.099189 | -119.9961 | 119.968 | -0.099189 | -119.9961 | 119.968
Line12_13_15 | 0 | 0 | 0 | 0 | 0 | 0 | 0 | 0 | 0 | 0 | 0 | 0 | 4.5766e-11 | 8.9885e-11 | -1.7056e-10 | -2.0474e-11 | -5.7241e-11 | 1.1262e-10 | 1.7939e-10 | -1.4488e-10 | -5.3013e-12 | -1.2726e-10 | 9.6888e-11 | 1.0593e-12 | 0 | 0 | 0 | 0 | 0 | 0 | 1.0975 | 1.0993 | 1.1003 | 1.0975 | 1.0993 | 1.1003 | -0.099189 | -119.9961 | 119.968 | -0.099189 | -119.9961 | 119.968
Line13_13_14 | 0 | 0 | 0 | 0 | 0 | 0 | 0 | 0 | 0 | 0 | 0 | 0 | 1.5255e-11 | 2.9962e-11 | -5.6853e-11 | 1.0036e-11 | 2.682e-12 | -1.0823e-12 | 5.9797e-11 | -4.8293e-11 | -1.7671e-12 | -7.6632e-12 | 3.0156e-13 | -2.4749e-12 | 0 | 0 | 0 | 0 | 0 | 0 | 1.0975 | 1.0993 | 1.1003 | 1.0975 | 1.0993 | 1.1003 | -0.099189 | -119.9961 | 119.968 | -0.099189 | -119.9961 | 119.968
Line14_15_16 | 0 | 0 | 0 | 0 | 0 | 0 | 0 | 0 | 0 | 0 | 0 | 0 | 3.051e-11 | 5.9924e-11 | -1.1371e-10 | -5.2187e-12 | -2.728e-11 | 5.5771e-11 | 1.1959e-10 | -9.6586e-11 | -3.5342e-12 | -6.746e-11 | 4.8595e-11 | -7.0781e-13 | 0 | 0 | 0 | 0 | 0 | 0 | 1.0975 | 1.0993 | 1.1003 | 1.0975 | 1.0993 | 1.1003 | -0.099189 | -119.9961 | 119.968 | -0.099189 | -119.9961 | 119.968
Line15_16_17 | 0 | 0 | 0 | 0 | 0 | 0 | 0 | 0 | 0 | 0 | 0 | 0 | 1.5255e-11 | 2.9962e-11 | -5.6853e-11 | 1.0036e-11 | 2.682e-12 | -1.0823e-12 | 5.9797e-11 | -4.8293e-11 | -1.7671e-12 | -7.6633e-12 | 3.0156e-13 | -2.4749e-12 | 0 | 0 | 0 | 0 | 0 | 0 | 1.0975 | 1.0993 | 1.1003 | 1.0975 | 1.0993 | 1.1003 | -0.099189 | -119.9961 | 119.968 | -0.099189 | -119.9961 | 119.968
Line16_4_18 | 0 | 0 | 0 | 0 | 0 | 0 | 0 | 0 | 0 | 0 | 0 | 0 | 1.5255e-11 | 2.9962e-11 | -5.6853e-11 | 1.0036e-11 | 2.682e-12 | -1.0823e-12 | 5.9797e-11 | -4.8293e-11 | -1.7671e-12 | -7.6633e-12 | 3.0156e-13 | -2.4749e-12 | 0 | 0 | 0 | 0 | 0 | 0 | 1.0975 | 1.0993 | 1.1003 | 1.0975 | 1.0993 | 1.1003 | -0.099189 | -119.9961 | 119.968 | -0.099189 | -119.9961 | 119.968
Line17_5_19 | 0 | 0 | 0 | 0 | 0 | 0 | 0 | 0 | 0 | 0 | 0 | 0 | 1.5255e-11 | 2.9962e-11 | -5.6853e-11 | 1.0036e-11 | 2.682e-12 | -1.0823e-12 | 5.9797e-11 | -4.8293e-11 | -1.7671e-12 | -7.6633e-12 | 3.0156e-13 | -2.4749e-12 | 0 | 0 | 0 | 0 | 0 | 0 | 1.0975 | 1.0993 | 1.1003 | 1.0975 | 1.0993 | 1.1003 | -0.099189 | -119.9961 | 119.968 | -0.099189 | -119.9961 | 119.968
Line1_1_3 | 0 | 0 | 0 | 0 | 0 | 0 | 0 | 0 | 0 | 0 | 0 | 0 | 1.2204e-10 | 2.3969e-10 | -4.5483e-10 | -9.675e-11 | -2.0705e-10 | 3.9689e-10 | 4.7837e-10 | -3.8634e-10 | -1.4137e-11 | -4.2624e-10 | 3.3835e-10 | 9.8948e-12 | 0 | 0 | 0 | 0 | 0 | 0 | 1.0975 | 1.0993 | 1.1003 | 1.0975 | 1.0993 | 1.1003 | -0.099189 | -119.9961 | 119.968 | -0.099189 | -119.9961 | 119.968
Line2_1_4 | 0 | 0 | 0 | 0 | 0 | 0 | 0 | 0 | 0 | 0 | 0 | 0 | 3.051e-11 | 5.9923e-11 | -1.1371e-10 | -5.2187e-12 | -2.728e-11 | 5.5771e-11 | 1.1959e-10 | -9.6586e-11 | -3.5342e-12 | -6.746e-11 | 4.8595e-11 | -7.0782e-13 | 0 | 0 | 0 | 0 | 0 | 0 | 1.0975 | 1.0993 | 1.1003 | 1.0975 | 1.0993 | 1.1003 | -0.099189 | -119.9961 | 119.968 | -0.099189 | -119.9961 | 119.968
Line3_1_5 | 0 | 0 | 0 | 0 | 0 | 0 | 0 | 0 | 0 | 0 | 0 | 0 | 3.051e-11 | 5.9923e-11 | -1.1371e-10 | -5.2187e-12 | -2.728e-11 | 5.5771e-11 | 1.1959e-10 | -9.6586e-11 | -3.5342e-12 | -6.746e-11 | 4.8595e-11 | -7.0782e-13 | 0 | 0 | 0 | 0 | 0 | 0 | 1.0975 | 1.0993 | 1.1003 | 1.0975 | 1.0993 | 1.1003 | -0.099189 | -119.9961 | 119.968 | -0.099189 | -119.9961 | 119.968
Line4_2_6 | 0 | 0 | 0 | 0 | 0 | 0 | 0 | 0 | 0 | 0 | 0 | 0 | 7.6276e-11 | 1.4981e-10 | -2.8427e-10 | -5.0984e-11 | -1.1716e-10 | 2.2633e-10 | 2.9898e-10 | -2.4146e-10 | -8.8355e-12 | -2.4685e-10 | 1.9347e-10 | 4.5935e-12 | 0 | 0 | 0 | 0 | 0 | 0 | 1.0975 | 1.0993 | 1.1003 | 1.0975 | 1.0993 | 1.1003 | -0.099189 | -119.9961 | 119.968 | -0.099189 | -119.9961 | 119.968
Line5_6_7 | 0 | 0 | 0 | 0 | 0 | 0 | 0 | 0 | 0 | 0 | 0 | 0 | 6.1021e-11 | 1.1985e-10 | -2.2741e-10 | -3.5729e-11 | -8.7203e-11 | 1.6948e-10 | 2.3919e-10 | -1.9317e-10 | -7.0684e-12 | -1.8705e-10 | 1.4518e-10 | 2.8264e-12 | 0 | 0 | 0 | 0 | 0 | 0 | 1.0975 | 1.0993 | 1.1003 | 1.0975 | 1.0993 | 1.1003 | -0.099189 | -119.9961 | 119.968 | -0.099189 | -119.9961 | 119.968
Line6_7_8 | 0 | 0 | 0 | 0 | 0 | 0 | 0 | 0 | 0 | 0 | 0 | 0 | 4.5766e-11 | 8.9885e-11 | -1.7056e-10 | -2.0474e-11 | -5.7241e-11 | 1.1262e-10 | 1.7939e-10 | -1.4488e-10 | -5.3013e-12 | -1.2726e-10 | 9.6888e-11 | 1.0593e-12 | 0 | 0 | 0 | 0 | 0 | 0 | 1.0975 | 1.0993 | 1.1003 | 1.0975 | 1.0993 | 1.1003 | -0.099189 | -119.9961 | 119.968 | -0.099189 | -119.9961 | 119.968
Line7_8_9 | 0 | 0 | 0 | 0 | 0 | 0 | 0 | 0 | 0 | 0 | 0 | 0 | 1.5255e-11 | 2.9962e-11 | -5.6853e-11 | 1.0036e-11 | 2.682e-12 | -1.0823e-12 | 5.9797e-11 | -4.8293e-11 | -1.7671e-12 | -7.6632e-12 | 3.0156e-13 | -2.4749e-12 | 0 | 0 | 0 | 0 | 0 | 0 | 1.0975 | 1.0993 | 1.1003 | 1.0975 | 1.0993 | 1.1003 | -0.099189 | -119.9961 | 119.968 | -0.099189 | -119.9961 | 119.968
Line8_8_10 | 0 | 0 | 0 | 0 | 0 | 0 | 0 | 0 | 0 | 0 | 0 | 0 | 1.5255e-11 | 2.9962e-11 | -5.6853e-11 | 1.0036e-11 | 2.682e-12 | -1.0823e-12 | 5.9797e-11 | -4.8293e-11 | -1.7671e-12 | -7.6632e-12 | 3.0156e-13 | -2.4749e-12 | 0 | 0 | 0 | 0 | 0 | 0 | 1.0975 | 1.0993 | 1.1003 | 1.0975 | 1.0993 | 1.1003 | -0.099189 | -119.9961 | 119.968 | -0.099189 | -119.9961 | 119.968
Line9_3_11 | 0 | 0 | 0 | 0 | 0 | 0 | 0 | 0 | 0 | 0 | 0 | 0 | 1.0679e-10 | 2.0973e-10 | -3.9797e-10 | -8.1495e-11 | -1.7709e-10 | 3.4004e-10 | 4.1858e-10 | -3.3805e-10 | -1.237e-11 | -3.6644e-10 | 2.9006e-10 | 8.1277e-12 | 0 | 0 | 0 | 0 | 0 | 0 | 1.0975 | 1.0993 | 1.1003 | 1.0975 | 1.0993 | 1.1003 | -0.099189 | -119.9961 | 119.968 | -0.099189 | -119.9961 | 119.968

## LG_min_6
name | pf_ikss_a_from_ka | pf_ikss_b_from_ka | pf_ikss_c_from_ka | pf_ikss_a_to_ka | pf_ikss_b_to_ka | pf_ikss_c_to_ka | pf_skss_a_from_mw | pf_skss_b_from_mw | pf_skss_c_from_mw | pf_skss_a_to_mw | pf_skss_b_to_mw | pf_skss_c_to_mw | pf_p_a_from_mw | pf_p_b_from_mw | pf_p_c_from_mw | pf_p_a_to_mw | pf_p_b_to_mw | pf_p_c_to_mw | pf_q_a_from_mvar | pf_q_b_from_mvar | pf_q_c_from_mvar | pf_q_a_to_mvar | pf_q_b_to_mvar | pf_q_c_to_mvar | pf_ikss_a_from_degree | pf_ikss_b_from_degree | pf_ikss_c_from_degree | pf_ikss_a_to_degree | pf_ikss_b_to_degree | pf_ikss_c_to_degree | pf_vm_a_from_pu | pf_vm_b_from_pu | pf_vm_c_from_pu | pf_vm_a_to_pu | pf_vm_b_to_pu | pf_vm_c_to_pu | pf_va_a_from_degree | pf_va_b_from_degree | pf_va_c_from_degree | pf_va_a_to_degree | pf_va_b_to_degree | pf_va_c_to_degree
Line0_1_2 | 0 | 0 | 0 | 0 | 0 | 0 | 0 | 0 | 0 | 0 | 0 | 0 | 4.3111e-20 | 7.5234e-08 | -7.7491e-08 | 1.804e-15 | -6.2335e-08 | 6.4593e-08 | 1.3163e-20 | -1.4726e-08 | -3.9068e-08 | 1.4584e-15 | 1.2758e-08 | 3.1872e-08 | 0 | 0 | 0 | 0 | 0 | 0 | 0 | 0.81565 | 0.92333 | 0 | 0.81565 | 0.92333 | 0 | -110.1306 | 107.6995 | 0 | -110.1306 | 107.6995
Line10_11_12 | 0 | 0 | 0 | 0 | 0 | 0 | 0 | 0 | 0 | 0 | 0 | 0 | -5.5355e-15 | 7.5234e-08 | -7.7491e-08 | 6.3592e-15 | -6.2335e-08 | 6.4593e-08 | -4.1932e-15 | -1.4726e-08 | -3.9068e-08 | 5.1823e-15 | 1.2758e-08 | 3.1872e-08 | 0 | 0 | 0 | 0 | 0 | 0 | 0 | 0.81565 | 0.92333 | 0 | 0.81565 | 0.92333 | 0 | -110.1306 | 107.6995 | 0 | -110.1307 | 107.6995
Line11_12_13 | 0 | 0 | 0 | 0 | 0 | 0 | 0 | 0 | 0 | 0 | 0 | 0 | -6.4392e-15 | 6.2695e-08 | -6.4576e-08 | 6.2584e-15 | -4.9796e-08 | 5.1677e-08 | -4.8621e-15 | -1.2271e-08 | -3.2557e-08 | 5.1763e-15 | 1.0304e-08 | 2.536e-08 | 0 | 0 | 0 | 0 | 0 | 0 | 0 | 0.81565 | 0.92333 | 0 | 0.81565 | 0.92333 | 0 | -110.1307 | 107.6995 | 0 | -110.1307 | 107.6995
Line12_13_15 | 0 | 0 | 0 | 0 | 0 | 0 | 0 | 0 | 0 | 0 | 0 | 0 | -4.7672e-15 | 3.7617e-08 | -3.8746e-08 | 3.4175e-15 | -2.4718e-08 | 2.5847e-08 | -3.5862e-15 | -7.3628e-09 | -1.9534e-08 | 3.0714e-15 | 5.3955e-09 | 1.2338e-08 | 0 | 0 | 0 | 0 | 0 | 0 | 0 | 0.81565 | 0.92333 | 0 | 0.81565 | 0.92333 | 0 | -110.1307 | 107.6995 | 0 | -110.1307 | 107.6995
Line13_13_14 | 0 | 0 | 0 | 0 | 0 | 0 | 0 | 0 | 0 | 0 | 0 | 0 | -1.5891e-15 | 1.2539e-08 | -1.2915e-08 | -9.8186e-17 | 3.5976e-10 | 1.6448e-11 | -1.1954e-15 | -2.4543e-09 | -6.5114e-09 | 4.048e-16 | 4.8698e-10 | -6.8519e-10 | 0 | 0 | 0 | 0 | 0 | 0 | 0 | 0.81565 | 0.92333 | 0 | 0.81565 | 0.92333 | 0 | -110.1307 | 107.6995 | 0 | -110.1307 | 107.6995
Line14_15_16 | 0 | 0 | 0 | 0 | 0 | 0 | 0 | 0 | 0 | 0 | 0 | 0 | -3.5245e-15 | 2.5078e-08 | -2.583e-08 | 1.7597e-15 | -1.2179e-08 | 1.2932e-08 | -2.6344e-15 | -4.9086e-09 | -1.3023e-08 | 1.8517e-15 | 2.9413e-09 | 5.8262e-09 | 0 | 0 | 0 | 0 | 0 | 0 | 0 | 0.81565 | 0.92333 | 0 | 0.81565 | 0.92333 | 0 | -110.1307 | 107.6995 | 0 | -110.1307 | 107.6995
Line15_16_17 | 0 | 0 | 0 | 0 | 0 | 0 | 0 | 0 | 0 | 0 | 0 | 0 | -1.8714e-15 | 1.2539e-08 | -1.2915e-08 | -1.1194e-16 | 3.5976e-10 | 1.6448e-11 | -1.3884e-15 | -2.4543e-09 | -6.5114e-09 | 4.7337e-16 | 4.8698e-10 | -6.8519e-10 | 0 | 0 | 0 | 0 | 0 | 0 | 0 | 0.81565 | 0.92333 | 0 | 0.81565 | 0.92333 | 0 | -110.1307 | 107.6995 | 0 | -110.1307 | 107.6995
Line16_4_18 | 0 | 0 | 0 | 0 | 0 | 0 | 0 | 0 | 0 | 0 | 0 | 0 | -1.0914e-16 | 1.2539e-08 | -1.2915e-08 | -4.9534e-18 | 3.5976e-10 | 1.6449e-11 | -7.1222e-17 | -2.4543e-09 | -6.5114e-09 | 3.6378e-17 | 4.8698e-10 | -6.8519e-10 | 0 | 0 | 0 | 0 | 0 | 0 | 0 | 0.81565 | 0.92333 | 0 | 0.81565 | 0.92333 | 0 | -110.1306 | 107.6995 | 0 | -110.1306 | 107.6995
Line17_5_19 | 0 | 0 | 0 | 0 | 0 | 0 | 0 | 0 | 0 | 0 | 0 | 0 | -1.0914e-16 | 1.2539e-08 | -1.2915e-08 | -4.9534e-18 | 3.5976e-10 | 1.6449e-11 | -7.1222e-17 | -2.4543e-09 | -6.5114e-09 | 3.6378e-17 | 4.8698e-10 | -6.8519e-10 | 0 | 0 | 0 | 0 | 0 | 0 | 0 | 0.81565 | 0.92333 | 0 | 0.81565 | 0.92333 | 0 | -110.1306 | 107.6995 | 0 | -110.1306 | 107.6995
Line1_1_3 | 0 | 0 | 0 | 0 | 0 | 0 | 0 | 0 | 0 | 0 | 0 | 0 | 5.7481e-20 | 1.0031e-07 | -1.0332e-07 | 3.422e-15 | -8.7413e-08 | 9.0423e-08 | 1.7551e-20 | -1.9634e-08 | -5.2091e-08 | 2.7459e-15 | 1.7667e-08 | 4.4894e-08 | 0 | 0 | 0 | 0 | 0 | 0 | 0 | 0.81565 | 0.92333 | 0 | 0.81565 | 0.92333 | 0 | -110.1306 | 107.6995 | 0 | -110.1306 | 107.6995
Line2_1_4 | 0 | 0 | 0 | 0 | 0 | 0 | 0 | 0 | 0 | 0 | 0 | 0 | 1.437e-20 | 2.5078e-08 | -2.583e-08 | 1.0446e-16 | -1.2179e-08 | 1.2932e-08 | 4.3878e-21 | -4.9086e-09 | -1.3023e-08 | 9.7457e-17 | 2.9413e-09 | 5.8262e-09 | 0 | 0 | 0 | 0 | 0 | 0 | 0 | 0.81565 | 0.92333 | 0 | 0.81565 | 0.92333 | 0 | -110.1306 | 107.6995 | 0 | -110.1306 | 107.6995
Line3_1_5 | 0 | 0 | 0 | 0 | 0 | 0 | 0 | 0 | 0 | 0 | 0 | 0 | 1.437e-20 | 2.5078e-08 | -2.583e-08 | 1.0446e-16 | -1.2179e-08 | 1.2932e-08 | 4.3878e-21 | -4.9086e-09 | -1.3023e-08 | 9.7457e-17 | 2.9413e-09 | 5.8262e-09 | 0 | 0 | 0 | 0 | 0 | 0 | 0 | 0.81565 | 0.92333 | 0 | 0.81565 | 0.92333 | 0 | -110.1306 | 107.6995 | 0 | -110.1306 | 107.6995
Line4_2_6 | 0 | 0 | 0 | 0 | 0 | 0 | 0 | 0 | 0 | 0 | 0 | 0 | -1.8262e-15 | 6.2695e-08 | -6.4576e-08 | 2.6258e-15 | -4.9796e-08 | 5.1677e-08 | -1.3678e-15 | -1.2271e-08 | -3.2557e-08 | 2.1513e-15 | 1.0304e-08 | 2.536e-08 | 0 | 0 | 0 | 0 | 0 | 0 | 0 | 0.81565 | 0.92333 | 0 | 0.81565 | 0.92333 | 0 | -110.1306 | 107.6995 | 0 | -110.1306 | 107.6995
Line5_6_7 | 0 | 0 | 0 | 0 | 0 | 0 | 0 | 0 | 0 | 0 | 0 | 0 | -2.6659e-15 | 5.0156e-08 | -5.1661e-08 | 2.6574e-15 | -3.7257e-08 | 3.8762e-08 | -1.9861e-15 | -9.8171e-09 | -2.6045e-08 | 2.2303e-15 | 7.8498e-09 | 1.8849e-08 | 0 | 0 | 0 | 0 | 0 | 0 | 0 | 0.81565 | 0.92333 | 0 | 0.81565 | 0.92333 | 0 | -110.1306 | 107.6995 | 0 | -110.1306 | 107.6995
Line6_7_8 | 0 | 0 | 0 | 0 | 0 | 0 | 0 | 0 | 0 | 0 | 0 | 0 | -2.711e-15 | 3.7617e-08 | -3.8746e-08 | 2.091e-15 | -2.4718e-08 | 2.5847e-08 | -2.0068e-15 | -7.3628e-09 | -1.9534e-08 | 1.8474e-15 | 5.3955e-09 | 1.2338e-08 | 0 | 0 | 0 | 0 | 0 | 0 | 0 | 0.81565 | 0.92333 | 0 | 0.81565 | 0.92333 | 0 | -110.1306 | 107.6995 | 0 | -110.1306 | 107.6995
Line7_8_9 | 0 | 0 | 0 | 0 | 0 | 0 | 0 | 0 | 0 | 0 | 0 | 0 | -1.0769e-15 | 1.2539e-08 | -1.2915e-08 | -6.2985e-17 | 3.5976e-10 | 1.6449e-11 | -7.9073e-16 | -2.4543e-09 | -6.5114e-09 | 2.7604e-16 | 4.8698e-10 | -6.8519e-10 | 0 | 0 | 0 | 0 | 0 | 0 | 0 | 0.81565 | 0.92333 | 0 | 0.81565 | 0.92333 | 0 | -110.1306 | 107.6995 | 0 | -110.1306 | 107.6995
Line8_8_10 | 0 | 0 | 0 | 0 | 0 | 0 | 0 | 0 | 0 | 0 | 0 | 0 | -1.0769e-15 | 1.2539e-08 | -1.2915e-08 | -6.2985e-17 | 3.5976e-10 | 1.6449e-11 | -7.9073e-16 | -2.4543e-09 | -6.5114e-09 | 2.7604e-16 | 4.8698e-10 | -6.8519e-10 | 0 | 0 | 0 | 0 | 0 | 0 | 0 | 0.81565 | 0.92333 | 0 | 0.81565 | 0.92333 | 0 | -110.1306 | 107.6995 | 0 | -110.1306 | 107.6995
Line9_3_11 | 0 | 0 | 0 | 0 | 0 | 0 | 0 | 0 | 0 | 0 | 0 | 0 | -3.4531e-15 | 8.7773e-08 | -9.0407e-08 | 5.4778e-15 | -7.4874e-08 | 7.7508e-08 | -2.6231e-15 | -1.718e-08 | -4.558e-08 | 4.4227e-15 | 1.5213e-08 | 3.8383e-08 | 0 | 0 | 0 | 0 | 0 | 0 | 0 | 0.81565 | 0.92333 | 0 | 0.81565 | 0.92333 | 0 | -110.1306 | 107.6995 | 0 | -110.1306 | 107.6995

## LG_min_10
name | pf_ikss_a_from_ka | pf_ikss_b_from_ka | pf_ikss_c_from_ka | pf_ikss_a_to_ka | pf_ikss_b_to_ka | pf_ikss_c_to_ka | pf_skss_a_from_mw | pf_skss_b_from_mw | pf_skss_c_from_mw | pf_skss_a_to_mw | pf_skss_b_to_mw | pf_skss_c_to_mw | pf_p_a_from_mw | pf_p_b_from_mw | pf_p_c_from_mw | pf_p_a_to_mw | pf_p_b_to_mw | pf_p_c_to_mw | pf_q_a_from_mvar | pf_q_b_from_mvar | pf_q_c_from_mvar | pf_q_a_to_mvar | pf_q_b_to_mvar | pf_q_c_to_mvar | pf_ikss_a_from_degree | pf_ikss_b_from_degree | pf_ikss_c_from_degree | pf_ikss_a_to_degree | pf_ikss_b_to_degree | pf_ikss_c_to_degree | pf_vm_a_from_pu | pf_vm_b_from_pu | pf_vm_c_from_pu | pf_vm_a_to_pu | pf_vm_b_to_pu | pf_vm_c_to_pu | pf_va_a_from_degree | pf_va_b_from_degree | pf_va_c_from_degree | pf_va_a_to_degree | pf_va_b_to_degree | pf_va_c_to_degree
Line0_1_2 | 0 | 0 | 0 | 0 | 0 | 0 | 0 | 0 | 0 | 0 | 0 | 0 | 3.87e-20 | 6.7523e-08 | -6.9549e-08 | 1.6191e-15 | -5.5946e-08 | 5.7972e-08 | 1.1782e-20 | -1.3216e-08 | -3.5064e-08 | 1.3089e-15 | 1.1451e-08 | 2.8605e-08 | 0 | 0 | 0 | 0 | 0 | 0 | 0 | 0.77272 | 0.87474 | 0 | 0.77272 | 0.87474 | 0 | -110.1306 | 107.6995 | 0 | -110.1306 | 107.6995
Line10_11_12 | 0 | 0 | 0 | 0 | 0 | 0 | 0 | 0 | 0 | 0 | 0 | 0 | -4.9682e-15 | 6.7523e-08 | -6.9549e-08 | 5.7074e-15 | -5.5946e-08 | 5.7972e-08 | -3.7634e-15 | -1.3216e-08 | -3.5064e-08 | 4.6511e-15 | 1.1451e-08 | 2.8605e-08 | 0 | 0 | 0 | 0 | 0 | 0 | 0 | 0.77272 | 0.87474 | 0 | 0.77272 | 0.87474 | 0 | -110.1306 | 107.6995 | 0 | -110.1307 | 107.6995
Line11_12_13 | 0 | 0 | 0 | 0 | 0 | 0 | 0 | 0 | 0 | 0 | 0 | 0 | -5.7792e-15 | 5.6269e-08 | -5.7957e-08 | 5.6169e-15 | -4.4693e-08 | 4.6381e-08 | -4.3638e-15 | -1.1014e-08 | -2.922e-08 | 4.6457e-15 | 9.248e-09 | 2.2761e-08 | 0 | 0 | 0 | 0 | 0 | 0 | 0 | 0.77272 | 0.87474 | 0 | 0.77272 | 0.87474 | 0 | -110.1307 | 107.6995 | 0 | -110.1307 | 107.6995
Line12_13_15 | 0 | 0 | 0 | 0 | 0 | 0 | 0 | 0 | 0 | 0 | 0 | 0 | -4.2786e-15 | 3.3762e-08 | -3.4774e-08 | 3.0672e-15 | -2.2185e-08 | 2.3198e-08 | -3.2186e-15 | -6.6082e-09 | -1.7532e-08 | 2.7566e-15 | 4.8425e-09 | 1.1073e-08 | 0 | 0 | 0 | 0 | 0 | 0 | 0 | 0.77272 | 0.87474 | 0 | 0.77272 | 0.87474 | 0 | -110.1307 | 107.6995 | 0 | -110.1307 | 107.6995
Line13_13_14 | 0 | 0 | 0 | 0 | 0 | 0 | 0 | 0 | 0 | 0 | 0 | 0 | -1.4262e-15 | 1.1254e-08 | -1.1591e-08 | -8.8123e-17 | 3.2288e-10 | 1.4763e-11 | -1.0729e-15 | -2.2027e-09 | -5.844e-09 | 3.6331e-16 | 4.3707e-10 | -6.1497e-10 | 0 | 0 | 0 | 0 | 0 | 0 | 0 | 0.77272 | 0.87474 | 0 | 0.77272 | 0.87474 | 0 | -110.1307 | 107.6995 | 0 | -110.1307 | 107.6995
Line14_15_16 | 0 | 0 | 0 | 0 | 0 | 0 | 0 | 0 | 0 | 0 | 0 | 0 | -3.1633e-15 | 2.2508e-08 | -2.3183e-08 | 1.5794e-15 | -1.0931e-08 | 1.1606e-08 | -2.3644e-15 | -4.4055e-09 | -1.1688e-08 | 1.6619e-15 | 2.6398e-09 | 5.229e-09 | 0 | 0 | 0 | 0 | 0 | 0 | 0 | 0.77272 | 0.87474 | 0 | 0.77272 | 0.87474 | 0 | -110.1307 | 107.6995 | 0 | -110.1307 | 107.6995
Line15_16_17 | 0 | 0 | 0 | 0 | 0 | 0 | 0 | 0 | 0 | 0 | 0 | 0 | -1.6796e-15 | 1.1254e-08 | -1.1591e-08 | -1.0047e-16 | 3.2288e-10 | 1.4762e-11 | -1.2461e-15 | -2.2027e-09 | -5.844e-09 | 4.2485e-16 | 4.3707e-10 | -6.1497e-10 | 0 | 0 | 0 | 0 | 0 | 0 | 0 | 0.77272 | 0.87474 | 0 | 0.77272 | 0.87474 | 0 | -110.1307 | 107.6995 | 0 | -110.1307 | 107.6995
Line16_4_18 | 0 | 0 | 0 | 0 | 0 | 0 | 0 | 0 | 0 | 0 | 0 | 0 | -9.7953e-17 | 1.1254e-08 | -1.1591e-08 | -4.4457e-18 | 3.2288e-10 | 1.4763e-11 | -6.3922e-17 | -2.2027e-09 | -5.844e-09 | 3.2649e-17 | 4.3707e-10 | -6.1497e-10 | 0 | 0 | 0 | 0 | 0 | 0 | 0 | 0.77272 | 0.87474 | 0 | 0.77272 | 0.87474 | 0 | -110.1306 | 107.6995 | 0 | -110.1306 | 107.6995
Line17_5_19 | 0 | 0 | 0 | 0 | 0 | 0 | 0 | 0 | 0 | 0 | 0 | 0 | -9.7953e-17 | 1.1254e-08 | -1.1591e-08 | -4.4457e-18 | 3.2288e-10 | 1.4763e-11 | -6.3922e-17 | -2.2027e-09 | -5.844e-09 | 3.2649e-17 | 4.3707e-10 | -6.1497e-10 | 0 | 0 | 0 | 0 | 0 | 0 | 0 | 0.77272 | 0.87474 | 0 | 0.77272 | 0.87474 | 0 | -110.1306 | 107.6995 | 0 | -110.1306 | 107.6995
Line1_1_3 | 0 | 0 | 0 | 0 | 0 | 0 | 0 | 0 | 0 | 0 | 0 | 0 | 5.16e-20 | 9.0031e-08 | -9.2732e-08 | 3.0713e-15 | -7.8454e-08 | 8.1155e-08 | 1.571e-20 | -1.7622e-08 | -4.6752e-08 | 2.4644e-15 | 1.5856e-08 | 4.0293e-08 | 0 | 0 | 0 | 0 | 0 | 0 | 0 | 0.77272 | 0.87474 | 0 | 0.77272 | 0.87474 | 0 | -110.1306 | 107.6995 | 0 | -110.1306 | 107.6995
Line2_1_4 | 0 | 0 | 0 | 0 | 0 | 0 | 0 | 0 | 0 | 0 | 0 | 0 | 1.29e-20 | 2.2508e-08 | -2.3183e-08 | 9.3756e-17 | -1.0931e-08 | 1.1606e-08 | 3.9275e-21 | -4.4055e-09 | -1.1688e-08 | 8.7468e-17 | 2.6398e-09 | 5.229e-09 | 0 | 0 | 0 | 0 | 0 | 0 | 0 | 0.77272 | 0.87474 | 0 | 0.77272 | 0.87474 | 0 | -110.1306 | 107.6995 | 0 | -110.1306 | 107.6995
Line3_1_5 | 0 | 0 | 0 | 0 | 0 | 0 | 0 | 0 | 0 | 0 | 0 | 0 | 1.29e-20 | 2.2508e-08 | -2.3183e-08 | 9.3756e-17 | -1.0931e-08 | 1.1606e-08 | 3.9275e-21 | -4.4055e-09 | -1.1688e-08 | 8.7468e-17 | 2.6398e-09 | 5.229e-09 | 0 | 0 | 0 | 0 | 0 | 0 | 0 | 0.77272 | 0.87474 | 0 | 0.77272 | 0.87474 | 0 | -110.1306 | 107.6995 | 0 | -110.1306 | 107.6995
Line4_2_6 | 0 | 0 | 0 | 0 | 0 | 0 | 0 | 0 | 0 | 0 | 0 | 0 | -1.6391e-15 | 5.6269e-08 | -5.7957e-08 | 2.3566e-15 | -4.4693e-08 | 4.6381e-08 | -1.2276e-15 | -1.1014e-08 | -2.922e-08 | 1.9308e-15 | 9.248e-09 | 2.2761e-08 | 0 | 0 | 0 | 0 | 0 | 0 | 0 | 0.77272 | 0.87474 | 0 | 0.77272 | 0.87474 | 0 | -110.1306 | 107.6995 | 0 | -110.1306 | 107.6995
Line5_6_7 | 0 | 0 | 0 | 0 | 0 | 0 | 0 | 0 | 0 | 0 | 0 | 0 | -2.3927e-15 | 4.5015e-08 | -4.6366e-08 | 2.385e-15 | -3.3439e-08 | 3.4789e-08 | -1.7826e-15 | -8.8109e-09 | -2.3376e-08 | 2.0017e-15 | 7.0453e-09 | 1.6917e-08 | 0 | 0 | 0 | 0 | 0 | 0 | 0 | 0.77272 | 0.87474 | 0 | 0.77272 | 0.87474 | 0 | -110.1306 | 107.6995 | 0 | -110.1306 | 107.6995
Line6_7_8 | 0 | 0 | 0 | 0 | 0 | 0 | 0 | 0 | 0 | 0 | 0 | 0 | -2.4332e-15 | 3.3762e-08 | -3.4774e-08 | 1.8767e-15 | -2.2185e-08 | 2.3198e-08 | -1.8011e-15 | -6.6082e-09 | -1.7532e-08 | 1.658e-15 | 4.8425e-09 | 1.1073e-08 | 0 | 0 | 0 | 0 | 0 | 0 | 0 | 0.77272 | 0.87474 | 0 | 0.77272 | 0.87474 | 0 | -110.1306 | 107.6995 | 0 | -110.1306 | 107.6995
Line7_8_9 | 0 | 0 | 0 | 0 | 0 | 0 | 0 | 0 | 0 | 0 | 0 | 0 | -9.6648e-16 | 1.1254e-08 | -1.1591e-08 | -5.653e-17 | 3.2288e-10 | 1.4763e-11 | -7.0969e-16 | -2.2027e-09 | -5.844e-09 | 2.4775e-16 | 4.3707e-10 | -6.1497e-10 | 0 | 0 | 0 | 0 | 0 | 0 | 0 | 0.77272 | 0.87474 | 0 | 0.77272 | 0.87474 | 0 | -110.1306 | 107.6995 | 0 | -110.1306 | 107.6995
Line8_8_10 | 0 | 0 | 0 | 0 | 0 | 0 | 0 | 0 | 0 | 0 | 0 | 0 | -9.6648e-16 | 1.1254e-08 | -1.1591e-08 | -5.6529e-17 | 3.2288e-10 | 1.4763e-11 | -7.0969e-16 | -2.2027e-09 | -5.844e-09 | 2.4775e-16 | 4.3707e-10 | -6.1497e-10 | 0 | 0 | 0 | 0 | 0 | 0 | 0 | 0.77272 | 0.87474 | 0 | 0.77272 | 0.87474 | 0 | -110.1306 | 107.6995 | 0 | -110.1306 | 107.6995
Line9_3_11 | 0 | 0 | 0 | 0 | 0 | 0 | 0 | 0 | 0 | 0 | 0 | 0 | -3.0992e-15 | 7.8777e-08 | -8.114e-08 | 4.9163e-15 | -6.72e-08 | 6.9564e-08 | -2.3542e-15 | -1.5419e-08 | -4.0908e-08 | 3.9694e-15 | 1.3653e-08 | 3.4449e-08 | 0 | 0 | 0 | 0 | 0 | 0 | 0 | 0.77272 | 0.87474 | 0 | 0.77272 | 0.87474 | 0 | -110.1306 | 107.6995 | 0 | -110.1306 | 107.6995

## LG_min_fault_6
name | pf_ikss_a_from_ka | pf_ikss_b_from_ka | pf_ikss_c_from_ka | pf_ikss_a_to_ka | pf_ikss_b_to_ka | pf_ikss_c_to_ka | pf_skss_a_from_mw | pf_skss_b_from_mw | pf_skss_c_from_mw | pf_skss_a_to_mw | pf_skss_b_to_mw | pf_skss_c_to_mw | pf_p_a_from_mw | pf_p_b_from_mw | pf_p_c_from_mw | pf_p_a_to_mw | pf_p_b_to_mw | pf_p_c_to_mw | pf_q_a_from_mvar | pf_q_b_from_mvar | pf_q_c_from_mvar | pf_q_a_to_mvar | pf_q_b_to_mvar | pf_q_c_to_mvar | pf_ikss_a_from_degree | pf_ikss_b_from_degree | pf_ikss_c_from_degree | pf_ikss_a_to_degree | pf_ikss_b_to_degree | pf_ikss_c_to_degree | pf_vm_a_from_pu | pf_vm_b_from_pu | pf_vm_c_from_pu | pf_vm_a_to_pu | pf_vm_b_to_pu | pf_vm_c_to_pu | pf_va_a_from_degree | pf_va_b_from_degree | pf_va_c_from_degree | pf_va_a_to_degree | pf_va_b_to_degree | pf_va_c_to_degree
Line0_1_2 | 0 | 0 | 0 | 0 | 0 | 0 | 0 | 0 | 0 | 0 | 0 | 0 | 6.7964e-11 | 1.3312e-10 | -2.5276e-10 | -4.9206e-11 | -1.0895e-10 | 2.0983e-10 | 2.6575e-10 | -2.1475e-10 | -7.7558e-12 | -2.2713e-10 | 1.7918e-10 | 4.6334e-12 | 0 | 0 | 0 | 0 | 0 | 0 | 0.94786 | 0.94943 | 0.95023 | 0.94786 | 0.94943 | 0.95023 | -0.098456 | -119.9961 | 119.9683 | -0.098456 | -119.9961 | 119.9683
Line10_11_12 | 0 | 0 | 0 | 0 | 0 | 0 | 0 | 0 | 0 | 0 | 0 | 0 | 6.7964e-11 | 1.3312e-10 | -2.5276e-10 | -4.9206e-11 | -1.0895e-10 | 2.0983e-10 | 2.6575e-10 | -2.1475e-10 | -7.7558e-12 | -2.2713e-10 | 1.7918e-10 | 4.6334e-12 | 0 | 0 | 0 | 0 | 0 | 0 | 0.94786 | 0.94943 | 0.95023 | 0.94786 | 0.94943 | 0.95023 | -0.098456 | -119.9961 | 119.9683 | -0.098456 | -119.9961 | 119.9683
Line11_12_13 | 0 | 0 | 0 | 0 | 0 | 0 | 0 | 0 | 0 | 0 | 0 | 0 | 5.6637e-11 | 1.1093e-10 | -2.1063e-10 | -3.7879e-11 | -8.6761e-11 | 1.677e-10 | 2.2146e-10 | -1.7896e-10 | -6.4632e-12 | -1.8284e-10 | 1.4339e-10 | 3.3408e-12 | 0 | 0 | 0 | 0 | 0 | 0 | 0.94786 | 0.94943 | 0.95023 | 0.94786 | 0.94943 | 0.95023 | -0.098456 | -119.9961 | 119.9683 | -0.098456 | -119.9961 | 119.9683
Line12_13_15 | 0 | 0 | 0 | 0 | 0 | 0 | 0 | 0 | 0 | 0 | 0 | 0 | 3.3982e-11 | 6.6558e-11 | -1.2638e-10 | -1.5225e-11 | -4.2389e-11 | 8.3452e-11 | 1.3288e-10 | -1.0738e-10 | -3.8779e-12 | -9.4257e-11 | 7.1807e-11 | 7.5548e-13 | 0 | 0 | 0 | 0 | 0 | 0 | 0.94786 | 0.94943 | 0.95023 | 0.94786 | 0.94943 | 0.95023 | -0.098456 | -119.9961 | 119.9683 | -0.098456 | -119.9961 | 119.9683
Line13_13_14 | 0 | 0 | 0 | 0 | 0 | 0 | 0 | 0 | 0 | 0 | 0 | 0 | 1.1327e-11 | 2.2186e-11 | -4.2126e-11 | 7.4301e-12 | 1.983e-12 | -8.0029e-13 | 4.4292e-11 | -3.5792e-11 | -1.2926e-12 | -5.6736e-12 | 2.2287e-13 | -1.8298e-12 | 0 | 0 | 0 | 0 | 0 | 0 | 0.94786 | 0.94943 | 0.95023 | 0.94786 | 0.94943 | 0.95023 | -0.098456 | -119.9961 | 119.9683 | -0.098456 | -119.9961 | 119.9683
Line14_15_16 | 0 | 0 | 0 | 0 | 0 | 0 | 0 | 0 | 0 | 0 | 0 | 0 | 2.2655e-11 | 4.4372e-11 | -8.4252e-11 | -3.8972e-12 | -2.0203e-11 | 4.1326e-11 | 8.8584e-11 | -7.1584e-11 | -2.5853e-12 | -4.9965e-11 | 3.6015e-11 | -5.3716e-13 | 0 | 0 | 0 | 0 | 0 | 0 | 0.94786 | 0.94943 | 0.95023 | 0.94786 | 0.94943 | 0.95023 | -0.098456 | -119.9961 | 119.9683 | -0.098456 | -119.9961 | 119.9683
Line15_16_17 | 0 | 0 | 0 | 0 | 0 | 0 | 0 | 0 | 0 | 0 | 0 | 0 | 1.1327e-11 | 2.2186e-11 | -4.2126e-11 | 7.4301e-12 | 1.983e-12 | -8.0029e-13 | 4.4292e-11 | -3.5792e-11 | -1.2926e-12 | -5.6736e-12 | 2.2287e-13 | -1.8298e-12 | 0 | 0 | 0 | 0 | 0 | 0 | 0.94786 | 0.94943 | 0.95023 | 0.94786 | 0.94943 | 0.95023 | -0.098456 | -119.9961 | 119.9683 | -0.098456 | -119.9961 | 119.9683
Line16_4_18 | 0 | 0 | 0 | 0 | 0 | 0 | 0 | 0 | 0 | 0 | 0 | 0 | 1.1327e-11 | 2.2186e-11 | -4.2126e-11 | 7.4301e-12 | 1.983e-12 | -8.0029e-13 | 4.4292e-11 | -3.5792e-11 | -1.2926e-12 | -5.6736e-12 | 2.2287e-13 | -1.8298e-12 | 0 | 0 | 0 | 0 | 0 | 0 | 0.94786 | 0.94943 | 0.95023 | 0.94786 | 0.94943 | 0.95023 | -0.098456 | -119.9961 | 119.9683 | -0.098456 | -119.9961 | 119.9683
Line17_5_19 | 0 | 0 | 0 | 0 | 0 | 0 | 0 | 0 | 0 | 0 | 0 | 0 | 1.1327e-11 | 2.2186e-11 | -4.2126e-11 | 7.4301e-12 | 1.983e-12 | -8.0029e-13 | 4.4292e-11 | -3.5792e-11 | -1.2926e-12 | -5.6736e-12 | 2.2287e-13 | -1.8298e-12 | 0 | 0 | 0 | 0 | 0 | 0 | 0.94786 | 0.94943 | 0.95023 | 0.94786 | 0.94943 | 0.95023 | -0.098456 | -119.9961 | 119.9683 | -0.098456 | -119.9961 | 119.9683
Line1_1_3 | 0 | 0 | 0 | 0 | 0 | 0 | 0 | 0 | 0 | 0 | 0 | 0 | 9.0618e-11 | 1.7749e-10 | -3.3701e-10 | -7.1861e-11 | -1.5332e-10 | 2.9408e-10 | 3.5433e-10 | -2.8634e-10 | -1.0341e-11 | -3.1572e-10 | 2.5077e-10 | 7.2187e-12 | 0 | 0 | 0 | 0 | 0 | 0 | 0.94786 | 0.94943 | 0.95023 | 0.94786 | 0.94943 | 0.95023 | -0.098456 | -119.9961 | 119.9683 | -0.098456 | -119.9961 | 119.9683
Line2_1_4 | 0 | 0 | 0 | 0 | 0 | 0 | 0 | 0 | 0 | 0 | 0 | 0 | 2.2655e-11 | 4.4372e-11 | -8.4252e-11 | -3.8973e-12 | -2.0203e-11 | 4.1326e-11 | 8.8584e-11 | -7.1584e-11 | -2.5852e-12 | -4.9965e-11 | 3.6015e-11 | -5.3718e-13 | 0 | 0 | 0 | 0 | 0 | 0 | 0.94786 | 0.94943 | 0.95023 | 0.94786 | 0.94943 | 0.95023 | -0.098456 | -119.9961 | 119.9683 | -0.098456 | -119.9961 | 119.9683
Line3_1_5 | 0 | 0 | 0 | 0 | 0 | 0 | 0 | 0 | 0 | 0 | 0 | 0 | 2.2655e-11 | 4.4372e-11 | -8.4252e-11 | -3.8973e-12 | -2.0203e-11 | 4.1326e-11 | 8.8584e-11 | -7.1584e-11 | -2.5852e-12 | -4.9965e-11 | 3.6015e-11 | -5.3718e-13 | 0 | 0 | 0 | 0 | 0 | 0 | 0.94786 | 0.94943 | 0.95023 | 0.94786 | 0.94943 | 0.95023 | -0.098456 | -119.9961 | 119.9683 | -0.098456 | -119.9961 | 119.9683
Line4_2_6 | 0 | 0 | 0 | 0 | 0 | 0 | 0 | 0 | 0 | 0 | 0 | 0 | 5.6637e-11 | 1.1093e-10 | -2.1063e-10 | -3.7879e-11 | -8.6761e-11 | 1.677e-10 | 2.2146e-10 | -1.7896e-10 | -6.4632e-12 | -1.8284e-10 | 1.4339e-10 | 3.3407e-12 | 0 | 0 | 0 | 0 | 0 | 0 | 0.94786 | 0.94943 | 0.95023 | 0.94786 | 0.94943 | 0.95023 | -0.098456 | -119.9961 | 119.9683 | -0.098456 | -119.9961 | 119.9683
Line5_6_7 | 0 | 0 | 0 | 0 | 0 | 0 | 0 | 0 | 0 | 0 | 0 | 0 | 4.5309e-11 | 8.8744e-11 | -1.685e-10 | -2.6552e-11 | -6.4575e-11 | 1.2558e-10 | 1.7717e-10 | -1.4317e-10 | -5.1705e-12 | -1.3855e-10 | 1.076e-10 | 2.0481e-12 | 0 | 0 | 0 | 0 | 0 | 0 | 0.94786 | 0.94943 | 0.95023 | 0.94786 | 0.94943 | 0.95023 | -0.098456 | -119.9961 | 119.9683 | -0.098456 | -119.9961 | 119.9683
Line6_7_8 | 0 | 0 | 0 | 0 | 0 | 0 | 0 | 0 | 0 | 0 | 0 | 0 | 3.3982e-11 | 6.6558e-11 | -1.2638e-10 | -1.5225e-11 | -4.2389e-11 | 8.3452e-11 | 1.3288e-10 | -1.0738e-10 | -3.8779e-12 | -9.4257e-11 | 7.1807e-11 | 7.5546e-13 | 0 | 0 | 0 | 0 | 0 | 0 | 0.94786 | 0.94943 | 0.95023 | 0.94786 | 0.94943 | 0.95023 | -0.098456 | -119.9961 | 119.9683 | -0.098456 | -119.9961 | 119.9683
Line7_8_9 | 0 | 0 | 0 | 0 | 0 | 0 | 0 | 0 | 0 | 0 | 0 | 0 | 1.1327e-11 | 2.2186e-11 | -4.2126e-11 | 7.4301e-12 | 1.983e-12 | -8.0029e-13 | 4.4292e-11 | -3.5792e-11 | -1.2926e-12 | -5.6736e-12 | 2.2287e-13 | -1.8298e-12 | 0 | 0 | 0 | 0 | 0 | 0 | 0.94786 | 0.94943 | 0.95023 | 0.94786 | 0.94943 | 0.95023 | -0.098456 | -119.9961 | 119.9683 | -0.098456 | -119.9961 | 119.9683
Line8_8_10 | 0 | 0 | 0 | 0 | 0 | 0 | 0 | 0 | 0 | 0 | 0 | 0 | 1.1327e-11 | 2.2186e-11 | -4.2126e-11 | 7.4301e-12 | 1.983e-12 | -8.0029e-13 | 4.4292e-11 | -3.5792e-11 | -1.2926e-12 | -5.6736e-12 | 2.2287e-13 | -1.8298e-12 | 0 | 0 | 0 | 0 | 0 | 0 | 0.94786 | 0.94943 | 0.95023 | 0.94786 | 0.94943 | 0.95023 | -0.098456 | -119.9961 | 119.9683 | -0.098456 | -119.9961 | 119.9683
Line9_3_11 | 0 | 0 | 0 | 0 | 0 | 0 | 0 | 0 | 0 | 0 | 0 | 0 | 7.9291e-11 | 1.553e-10 | -2.9488e-10 | -6.0534e-11 | -1.3113e-10 | 2.5196e-10 | 3.1004e-10 | -2.5054e-10 | -9.0485e-12 | -2.7142e-10 | 2.1498e-10 | 5.926e-12 | 0 | 0 | 0 | 0 | 0 | 0 | 0.94786 | 0.94943 | 0.95023 | 0.94786 | 0.94943 | 0.95023 | -0.098456 | -119.9961 | 119.9683 | -0.098456 | -119.9961 | 119.9683

## LG_min_fault_10
name | pf_ikss_a_from_ka | pf_ikss_b_from_ka | pf_ikss_c_from_ka | pf_ikss_a_to_ka | pf_ikss_b_to_ka | pf_ikss_c_to_ka | pf_skss_a_from_mw | pf_skss_b_from_mw | pf_skss_c_from_mw | pf_skss_a_to_mw | pf_skss_b_to_mw | pf_skss_c_to_mw | pf_p_a_from_mw | pf_p_b_from_mw | pf_p_c_from_mw | pf_p_a_to_mw | pf_p_b_to_mw | pf_p_c_to_mw | pf_q_a_from_mvar | pf_q_b_from_mvar | pf_q_c_from_mvar | pf_q_a_to_mvar | pf_q_b_to_mvar | pf_q_c_to_mvar | pf_ikss_a_from_degree | pf_ikss_b_from_degree | pf_ikss_c_from_degree | pf_ikss_a_to_degree | pf_ikss_b_to_degree | pf_ikss_c_to_degree | pf_vm_a_from_pu | pf_vm_b_from_pu | pf_vm_c_from_pu | pf_vm_a_to_pu | pf_vm_b_to_pu | pf_vm_c_to_pu | pf_va_a_from_degree | pf_va_b_from_degree | pf_va_c_from_degree | pf_va_a_to_degree | pf_va_b_to_degree | pf_va_c_to_degree
Line0_1_2 | 0 | 0 | 0 | 0 | 0 | 0 | 0 | 0 | 0 | 0 | 0 | 0 | 6.0998e-11 | 1.1947e-10 | -2.2685e-10 | -4.4163e-11 | -9.7781e-11 | 1.8832e-10 | 2.3851e-10 | -1.9274e-10 | -6.9609e-12 | -2.0385e-10 | 1.6082e-10 | 4.1585e-12 | 0 | 0 | 0 | 0 | 0 | 0 | 0.89797 | 0.89946 | 0.90022 | 0.89797 | 0.89946 | 0.90022 | -0.098456 | -119.9961 | 119.9683 | -0.098456 | -119.9961 | 119.9683
Line10_11_12 | 0 | 0 | 0 | 0 | 0 | 0 | 0 | 0 | 0 | 0 | 0 | 0 | 6.0998e-11 | 1.1947e-10 | -2.2685e-10 | -4.4163e-11 | -9.7781e-11 | 1.8832e-10 | 2.3851e-10 | -1.9274e-10 | -6.9609e-12 | -2.0385e-10 | 1.6082e-10 | 4.1585e-12 | 0 | 0 | 0 | 0 | 0 | 0 | 0.89797 | 0.89946 | 0.90022 | 0.89797 | 0.89946 | 0.90022 | -0.098456 | -119.9961 | 119.9683 | -0.098456 | -119.9961 | 119.9683
Line11_12_13 | 0 | 0 | 0 | 0 | 0 | 0 | 0 | 0 | 0 | 0 | 0 | 0 | 5.0832e-11 | 9.9561e-11 | -1.8904e-10 | -3.3997e-11 | -7.7869e-11 | 1.5052e-10 | 1.9876e-10 | -1.6062e-10 | -5.8008e-12 | -1.641e-10 | 1.2869e-10 | 2.9984e-12 | 0 | 0 | 0 | 0 | 0 | 0 | 0.89797 | 0.89946 | 0.90022 | 0.89797 | 0.89946 | 0.90022 | -0.098456 | -119.9961 | 119.9683 | -0.098456 | -119.9961 | 119.9683
Line12_13_15 | 0 | 0 | 0 | 0 | 0 | 0 | 0 | 0 | 0 | 0 | 0 | 0 | 3.0499e-11 | 5.9736e-11 | -1.1343e-10 | -1.3664e-11 | -3.8045e-11 | 7.4899e-11 | 1.1926e-10 | -9.6371e-11 | -3.4805e-12 | -8.4596e-11 | 6.4447e-11 | 6.7805e-13 | 0 | 0 | 0 | 0 | 0 | 0 | 0.89797 | 0.89946 | 0.90022 | 0.89797 | 0.89946 | 0.90022 | -0.098456 | -119.9961 | 119.9683 | -0.098456 | -119.9961 | 119.9683
Line13_13_14 | 0 | 0 | 0 | 0 | 0 | 0 | 0 | 0 | 0 | 0 | 0 | 0 | 1.0166e-11 | 1.9912e-11 | -3.7808e-11 | 6.6685e-12 | 1.7798e-12 | -7.1827e-13 | 3.9752e-11 | -3.2124e-11 | -1.1602e-12 | -5.0921e-12 | 2.0003e-13 | -1.6423e-12 | 0 | 0 | 0 | 0 | 0 | 0 | 0.89797 | 0.89946 | 0.90022 | 0.89797 | 0.89946 | 0.90022 | -0.098456 | -119.9961 | 119.9683 | -0.098456 | -119.9961 | 119.9683
Line14_15_16 | 0 | 0 | 0 | 0 | 0 | 0 | 0 | 0 | 0 | 0 | 0 | 0 | 2.0333e-11 | 3.9824e-11 | -7.5617e-11 | -3.4978e-12 | -1.8132e-11 | 3.709e-11 | 7.9504e-11 | -6.4247e-11 | -2.3203e-12 | -4.4844e-11 | 3.2324e-11 | -4.821e-13 | 0 | 0 | 0 | 0 | 0 | 0 | 0.89797 | 0.89946 | 0.90022 | 0.89797 | 0.89946 | 0.90022 | -0.098456 | -119.9961 | 119.9683 | -0.098456 | -119.9961 | 119.9683
Line15_16_17 | 0 | 0 | 0 | 0 | 0 | 0 | 0 | 0 | 0 | 0 | 0 | 0 | 1.0166e-11 | 1.9912e-11 | -3.7809e-11 | 6.6685e-12 | 1.7798e-12 | -7.1827e-13 | 3.9752e-11 | -3.2124e-11 | -1.1602e-12 | -5.0921e-12 | 2.0003e-13 | -1.6423e-12 | 0 | 0 | 0 | 0 | 0 | 0 | 0.89797 | 0.89946 | 0.90022 | 0.89797 | 0.89946 | 0.90022 | -0.098456 | -119.9961 | 119.9683 | -0.098456 | -119.9961 | 119.9683
Line16_4_18 | 0 | 0 | 0 | 0 | 0 | 0 | 0 | 0 | 0 | 0 | 0 | 0 | 1.0166e-11 | 1.9912e-11 | -3.7808e-11 | 6.6685e-12 | 1.7798e-12 | -7.1827e-13 | 3.9752e-11 | -3.2124e-11 | -1.1601e-12 | -5.0921e-12 | 2.0003e-13 | -1.6423e-12 | 0 | 0 | 0 | 0 | 0 | 0 | 0.89797 | 0.89946 | 0.90022 | 0.89797 | 0.89946 | 0.90022 | -0.098456 | -119.9961 | 119.9683 | -0.098456 | -119.9961 | 119.9683
Line17_5_19 | 0 | 0 | 0 | 0 | 0 | 0 | 0 | 0 | 0 | 0 | 0 | 0 | 1.0166e-11 | 1.9912e-11 | -3.7808e-11 | 6.6685e-12 | 1.7798e-12 | -7.1827e-13 | 3.9752e-11 | -3.2124e-11 | -1.1601e-12 | -5.0921e-12 | 2.0003e-13 | -1.6423e-12 | 0 | 0 | 0 | 0 | 0 | 0 | 0.89797 | 0.89946 | 0.90022 | 0.89797 | 0.89946 | 0.90022 | -0.098456 | -119.9961 | 119.9683 | -0.098456 | -119.9961 | 119.9683
Line1_1_3 | 0 | 0 | 0 | 0 | 0 | 0 | 0 | 0 | 0 | 0 | 0 | 0 | 8.1331e-11 | 1.593e-10 | -3.0247e-10 | -6.4496e-11 | -1.3761e-10 | 2.6394e-10 | 3.1802e-10 | -2.5699e-10 | -9.2812e-12 | -2.8336e-10 | 2.2507e-10 | 6.4788e-12 | 0 | 0 | 0 | 0 | 0 | 0 | 0.89797 | 0.89946 | 0.90022 | 0.89797 | 0.89946 | 0.90022 | -0.098456 | -119.9961 | 119.9683 | -0.098456 | -119.9961 | 119.9683
Line2_1_4 | 0 | 0 | 0 | 0 | 0 | 0 | 0 | 0 | 0 | 0 | 0 | 0 | 2.0333e-11 | 3.9824e-11 | -7.5617e-11 | -3.4978e-12 | -1.8132e-11 | 3.709e-11 | 7.9504e-11 | -6.4247e-11 | -2.3203e-12 | -4.4844e-11 | 3.2324e-11 | -4.8212e-13 | 0 | 0 | 0 | 0 | 0 | 0 | 0.89797 | 0.89946 | 0.90022 | 0.89797 | 0.89946 | 0.90022 | -0.098456 | -119.9961 | 119.9683 | -0.098456 | -119.9961 | 119.9683
Line3_1_5 | 0 | 0 | 0 | 0 | 0 | 0 | 0 | 0 | 0 | 0 | 0 | 0 | 2.0333e-11 | 3.9824e-11 | -7.5617e-11 | -3.4978e-12 | -1.8132e-11 | 3.709e-11 | 7.9504e-11 | -6.4247e-11 | -2.3203e-12 | -4.4844e-11 | 3.2324e-11 | -4.8212e-13 | 0 | 0 | 0 | 0 | 0 | 0 | 0.89797 | 0.89946 | 0.90022 | 0.89797 | 0.89946 | 0.90022 | -0.098456 | -119.9961 | 119.9683 | -0.098456 | -119.9961 | 119.9683
Line4_2_6 | 0 | 0 | 0 | 0 | 0 | 0 | 0 | 0 | 0 | 0 | 0 | 0 | 5.0832e-11 | 9.9561e-11 | -1.8904e-10 | -3.3997e-11 | -7.7869e-11 | 1.5052e-10 | 1.9876e-10 | -1.6062e-10 | -5.8007e-12 | -1.641e-10 | 1.2869e-10 | 2.9983e-12 | 0 | 0 | 0 | 0 | 0 | 0 | 0.89797 | 0.89946 | 0.90022 | 0.89797 | 0.89946 | 0.90022 | -0.098456 | -119.9961 | 119.9683 | -0.098456 | -119.9961 | 119.9683
Line5_6_7 | 0 | 0 | 0 | 0 | 0 | 0 | 0 | 0 | 0 | 0 | 0 | 0 | 4.0665e-11 | 7.9649e-11 | -1.5123e-10 | -2.383e-11 | -5.7957e-11 | 1.1271e-10 | 1.5901e-10 | -1.2849e-10 | -4.6406e-12 | -1.2435e-10 | 9.6571e-11 | 1.8382e-12 | 0 | 0 | 0 | 0 | 0 | 0 | 0.89797 | 0.89946 | 0.90022 | 0.89797 | 0.89946 | 0.90022 | -0.098456 | -119.9961 | 119.9683 | -0.098456 | -119.9961 | 119.9683
Line6_7_8 | 0 | 0 | 0 | 0 | 0 | 0 | 0 | 0 | 0 | 0 | 0 | 0 | 3.0499e-11 | 5.9736e-11 | -1.1343e-10 | -1.3664e-11 | -3.8045e-11 | 7.4899e-11 | 1.1926e-10 | -9.6371e-11 | -3.4804e-12 | -8.4596e-11 | 6.4447e-11 | 6.7803e-13 | 0 | 0 | 0 | 0 | 0 | 0 | 0.89797 | 0.89946 | 0.90022 | 0.89797 | 0.89946 | 0.90022 | -0.098456 | -119.9961 | 119.9683 | -0.098456 | -119.9961 | 119.9683
Line7_8_9 | 0 | 0 | 0 | 0 | 0 | 0 | 0 | 0 | 0 | 0 | 0 | 0 | 1.0166e-11 | 1.9912e-11 | -3.7808e-11 | 6.6685e-12 | 1.7798e-12 | -7.1827e-13 | 3.9752e-11 | -3.2124e-11 | -1.1601e-12 | -5.0921e-12 | 2.0003e-13 | -1.6423e-12 | 0 | 0 | 0 | 0 | 0 | 0 | 0.89797 | 0.89946 | 0.90022 | 0.89797 | 0.89946 | 0.90022 | -0.098456 | -119.9961 | 119.9683 | -0.098456 | -119.9961 | 119.9683
Line8_8_10 | 0 | 0 | 0 | 0 | 0 | 0 | 0 | 0 | 0 | 0 | 0 | 0 | 1.0166e-11 | 1.9912e-11 | -3.7808e-11 | 6.6685e-12 | 1.7798e-12 | -7.1827e-13 | 3.9752e-11 | -3.2124e-11 | -1.1601e-12 | -5.0921e-12 | 2.0003e-13 | -1.6423e-12 | 0 | 0 | 0 | 0 | 0 | 0 | 0.89797 | 0.89946 | 0.90022 | 0.89797 | 0.89946 | 0.90022 | -0.098456 | -119.9961 | 119.9683 | -0.098456 | -119.9961 | 119.9683
Line9_3_11 | 0 | 0 | 0 | 0 | 0 | 0 | 0 | 0 | 0 | 0 | 0 | 0 | 7.1164e-11 | 1.3939e-10 | -2.6466e-10 | -5.4329e-11 | -1.1769e-10 | 2.2613e-10 | 2.7827e-10 | -2.2487e-10 | -8.1211e-12 | -2.4361e-10 | 1.9294e-10 | 5.3187e-12 | 0 | 0 | 0 | 0 | 0 | 0 | 0.89797 | 0.89946 | 0.90022 | 0.89797 | 0.89946 | 0.90022 | -0.098456 | -119.9961 | 119.9683 | -0.098456 | -119.9961 | 119.9683

## LLG_max_6
name | pf_ikss_a_from_ka | pf_ikss_b_from_ka | pf_ikss_c_from_ka | pf_ikss_a_to_ka | pf_ikss_b_to_ka | pf_ikss_c_to_ka | pf_skss_a_from_mw | pf_skss_b_from_mw | pf_skss_c_from_mw | pf_skss_a_to_mw | pf_skss_b_to_mw | pf_skss_c_to_mw | pf_p_a_from_mw | pf_p_b_from_mw | pf_p_c_from_mw | pf_p_a_to_mw | pf_p_b_to_mw | pf_p_c_to_mw | pf_q_a_from_mvar | pf_q_b_from_mvar | pf_q_c_from_mvar | pf_q_a_to_mvar | pf_q_b_to_mvar | pf_q_c_to_mvar | pf_ikss_a_from_degree | pf_ikss_b_from_degree | pf_ikss_c_from_degree | pf_ikss_a_to_degree | pf_ikss_b_to_degree | pf_ikss_c_to_degree | pf_vm_a_from_pu | pf_vm_b_from_pu | pf_vm_c_from_pu | pf_vm_a_to_pu | pf_vm_b_to_pu | pf_vm_c_to_pu | pf_va_a_from_degree | pf_va_b_from_degree | pf_va_c_from_degree | pf_va_a_to_degree | pf_va_b_to_degree | pf_va_c_to_degree
Line0_1_2 | 0 | 0 | 0 | 0 | 0 | 0 | 0 | 0 | 0 | 0 | 0 | 0 | -4.3338e-09 | 1.1555e-20 | -8.4e-21 | 4.3338e-09 | 2.0703e-15 | 9.2586e-16 | -1.0323e-07 | -1.6702e-20 | -1.742e-21 | 8.564e-08 | 4.0818e-15 | 1.4514e-15 | 0 | 0 | 0 | 0 | 0 | 0 | 0.79356 | 0 | 0 | 0.79356 | 0 | 0 | -7.1668 | 0 | 0 | -7.1668 | 0 | 0
Line10_11_12 | 0 | 0 | 0 | 0 | 0 | 0 | 0 | 0 | 0 | 0 | 0 | 0 | -4.3338e-09 | -6.2264e-15 | -3.0309e-15 | 4.3338e-09 | 7.3052e-15 | 3.274e-15 | -1.0323e-07 | -1.2015e-14 | -4.5236e-15 | 8.564e-08 | 1.4428e-14 | 5.1831e-15 | 0 | 0 | 0 | 0 | 0 | 0 | 0.79356 | 0 | 0 | 0.79356 | 0 | 0 | -7.1668 | 0 | 0 | -7.1668 | 0 | 0
Line11_12_13 | 0 | 0 | 0 | 0 | 0 | 0 | 0 | 0 | 0 | 0 | 0 | 0 | -3.6115e-09 | -7.2405e-15 | -3.5211e-15 | 3.6115e-09 | 7.2245e-15 | 3.1668e-15 | -8.6021e-08 | -1.3962e-14 | -5.2355e-15 | 6.8436e-08 | 1.4341e-14 | 5.0738e-15 | 0 | 0 | 0 | 0 | 0 | 0 | 0.79356 | 0 | 0 | 0.79356 | 0 | 0 | -7.1668 | 0 | 0 | -7.1668 | 0 | 0
Line12_13_15 | 0 | 0 | 0 | 0 | 0 | 0 | 0 | 0 | 0 | 0 | 0 | 0 | -2.1669e-09 | -5.3585e-15 | -2.6028e-15 | 2.1669e-09 | 4.0479e-15 | 1.5849e-15 | -5.1613e-08 | -1.0325e-14 | -3.8531e-15 | 3.4027e-08 | 8.254e-15 | 2.7509e-15 | 0 | 0 | 0 | 0 | 0 | 0 | 0.79356 | 0 | 0 | 0.79356 | 0 | 0 | -7.1668 | 0 | 0 | -7.1668 | 0 | 0
Line13_13_14 | 0 | 0 | 0 | 0 | 0 | 0 | 0 | 0 | 0 | 0 | 0 | 0 | -7.223e-10 | -1.7862e-15 | -8.676e-16 | 7.2231e-10 | 8.2468e-17 | -3.0854e-16 | -1.7204e-08 | -3.4417e-15 | -1.2844e-15 | -3.8116e-10 | 5.8871e-16 | -6.2803e-17 | 0 | 0 | 0 | 0 | 0 | 0 | 0.79356 | 0 | 0 | 0.79356 | 0 | 0 | -7.1668 | 0 | 0 | -7.1668 | 0 | 0
Line14_15_16 | 0 | 0 | 0 | 0 | 0 | 0 | 0 | 0 | 0 | 0 | 0 | 0 | -1.4446e-09 | -3.9591e-15 | -1.9193e-15 | 1.4446e-09 | 2.1951e-15 | 6.6381e-16 | -3.4408e-08 | -7.6184e-15 | -2.8198e-15 | 1.6823e-08 | 4.7095e-15 | 1.4085e-15 | 0 | 0 | 0 | 0 | 0 | 0 | 0.79356 | 0 | 0 | 0.79356 | 0 | 0 | -7.1668 | 0 | 0 | -7.1668 | 0 | 0
Line15_16_17 | 0 | 0 | 0 | 0 | 0 | 0 | 0 | 0 | 0 | 0 | 0 | 0 | -7.223e-10 | -2.1006e-15 | -1.016e-15 | 7.2231e-10 | 9.7115e-17 | -3.5707e-16 | -1.7204e-08 | -4.0359e-15 | -1.4796e-15 | -3.8116e-10 | 6.8815e-16 | -7.0183e-17 | 0 | 0 | 0 | 0 | 0 | 0 | 0.79356 | 0 | 0 | 0.79356 | 0 | 0 | -7.1668 | 0 | 0 | -7.1668 | 0 | 0
Line16_4_18 | 0 | 0 | 0 | 0 | 0 | 0 | 0 | 0 | 0 | 0 | 0 | 0 | -7.2231e-10 | -1.2106e-16 | -5.6355e-17 | 7.2231e-10 | 8.3221e-18 | -2.27e-17 | -1.7204e-08 | -2.267e-16 | -6.9666e-17 | -3.8116e-10 | 5.2523e-17 | -1.2613e-18 | 0 | 0 | 0 | 0 | 0 | 0 | 0.79356 | 0 | 0 | 0.79356 | 0 | 0 | -7.1668 | 0 | 0 | -7.1668 | 0 | 0
Line17_5_19 | 0 | 0 | 0 | 0 | 0 | 0 | 0 | 0 | 0 | 0 | 0 | 0 | -7.2231e-10 | -1.2106e-16 | -5.6355e-17 | 7.2231e-10 | 8.3221e-18 | -2.27e-17 | -1.7204e-08 | -2.267e-16 | -6.9666e-17 | -3.8116e-10 | 5.2523e-17 | -1.2613e-18 | 0 | 0 | 0 | 0 | 0 | 0 | 0.79356 | 0 | 0 | 0.79356 | 0 | 0 | -7.1668 | 0 | 0 | -7.1668 | 0 | 0
Line1_1_3 | 0 | 0 | 0 | 0 | 0 | 0 | 0 | 0 | 0 | 0 | 0 | 0 | -5.7784e-09 | 1.5406e-20 | -1.12e-20 | 5.7784e-09 | 3.9099e-15 | 1.7976e-15 | -1.3763e-07 | -2.2269e-20 | -2.3227e-21 | 1.2005e-07 | 7.6804e-15 | 2.8138e-15 | 0 | 0 | 0 | 0 | 0 | 0 | 0.79356 | 0 | 0 | 0.79356 | 0 | 0 | -7.1668 | 0 | 0 | -7.1668 | 0 | 0
Line2_1_4 | 0 | 0 | 0 | 0 | 0 | 0 | 0 | 0 | 0 | 0 | 0 | 0 | -1.4446e-09 | 3.8515e-21 | -2.8e-21 | 1.4446e-09 | 1.268e-16 | 3.8549e-17 | -3.4408e-08 | -5.5672e-21 | -5.8067e-22 | 1.6823e-08 | 2.6469e-16 | 6.7506e-17 | 0 | 0 | 0 | 0 | 0 | 0 | 0.79356 | 0 | 0 | 0.79356 | 0 | 0 | -7.1668 | 0 | 0 | -7.1668 | 0 | 0
Line3_1_5 | 0 | 0 | 0 | 0 | 0 | 0 | 0 | 0 | 0 | 0 | 0 | 0 | -1.4446e-09 | 3.8515e-21 | -2.8e-21 | 1.4446e-09 | 1.268e-16 | 3.8549e-17 | -3.4408e-08 | -5.5672e-21 | -5.8067e-22 | 1.6823e-08 | 2.6469e-16 | 6.7506e-17 | 0 | 0 | 0 | 0 | 0 | 0 | 0.79356 | 0 | 0 | 0.79356 | 0 | 0 | -7.1668 | 0 | 0 | -7.1668 | 0 | 0
Line4_2_6 | 0 | 0 | 0 | 0 | 0 | 0 | 0 | 0 | 0 | 0 | 0 | 0 | -3.6115e-09 | -2.0519e-15 | -9.9532e-16 | 3.6115e-09 | 3.0273e-15 | 1.3238e-15 | -8.6021e-08 | -3.95e-15 | -1.4658e-15 | 6.8436e-08 | 5.9969e-15 | 2.096e-15 | 0 | 0 | 0 | 0 | 0 | 0 | 0.79356 | 0 | 0 | 0.79356 | 0 | 0 | -7.1668 | 0 | 0 | -7.1668 | 0 | 0
Line5_6_7 | 0 | 0 | 0 | 0 | 0 | 0 | 0 | 0 | 0 | 0 | 0 | 0 | -2.8892e-09 | -2.9937e-15 | -1.4498e-15 | 2.8892e-09 | 3.0881e-15 | 1.3008e-15 | -6.8817e-08 | -5.7567e-15 | -2.1218e-15 | 5.1231e-08 | 6.1677e-15 | 2.1016e-15 | 0 | 0 | 0 | 0 | 0 | 0 | 0.79356 | 0 | 0 | 0.79356 | 0 | 0 | -7.1668 | 0 | 0 | -7.1668 | 0 | 0
Line6_7_8 | 0 | 0 | 0 | 0 | 0 | 0 | 0 | 0 | 0 | 0 | 0 | 0 | -2.1669e-09 | -3.0424e-15 | -1.4705e-15 | 2.1669e-09 | 2.4696e-15 | 9.6402e-16 | -5.1613e-08 | -5.8426e-15 | -2.1356e-15 | 3.4027e-08 | 5.0166e-15 | 1.6356e-15 | 0 | 0 | 0 | 0 | 0 | 0 | 0.79356 | 0 | 0 | 0.79356 | 0 | 0 | -7.1668 | 0 | 0 | -7.1668 | 0 | 0
Line7_8_9 | 0 | 0 | 0 | 0 | 0 | 0 | 0 | 0 | 0 | 0 | 0 | 0 | -7.2231e-10 | -1.2075e-15 | -5.8219e-16 | 7.2231e-10 | 5.7171e-17 | -2.0524e-16 | -1.7204e-08 | -2.3151e-15 | -8.374e-16 | -3.8116e-10 | 4.0106e-16 | -3.8332e-17 | 0 | 0 | 0 | 0 | 0 | 0 | 0.79356 | 0 | 0 | 0.79356 | 0 | 0 | -7.1668 | 0 | 0 | -7.1668 | 0 | 0
Line8_8_10 | 0 | 0 | 0 | 0 | 0 | 0 | 0 | 0 | 0 | 0 | 0 | 0 | -7.2231e-10 | -1.2075e-15 | -5.8219e-16 | 7.2231e-10 | 5.7171e-17 | -2.0524e-16 | -1.7204e-08 | -2.3151e-15 | -8.374e-16 | -3.8116e-10 | 4.0106e-16 | -3.8332e-17 | 0 | 0 | 0 | 0 | 0 | 0 | 0.79356 | 0 | 0 | 0.79356 | 0 | 0 | -7.1668 | 0 | 0 | -7.1668 | 0 | 0
Line9_3_11 | 0 | 0 | 0 | 0 | 0 | 0 | 0 | 0 | 0 | 0 | 0 | 0 | -5.0561e-09 | -3.8852e-15 | -1.8929e-15 | 5.0561e-09 | 6.2727e-15 | 2.8533e-15 | -1.2043e-07 | -7.5016e-15 | -2.8343e-15 | 1.0284e-07 | 1.2349e-14 | 4.4857e-15 | 0 | 0 | 0 | 0 | 0 | 0 | 0.79356 | 0 | 0 | 0.79356 | 0 | 0 | -7.1668 | 0 | 0 | -7.1668 | 0 | 0

## LLG_max_10
name | pf_ikss_a_from_ka | pf_ikss_b_from_ka | pf_ikss_c_from_ka | pf_ikss_a_to_ka | pf_ikss_b_to_ka | pf_ikss_c_to_ka | pf_skss_a_from_mw | pf_skss_b_from_mw | pf_skss_c_from_mw | pf_skss_a_to_mw | pf_skss_b_to_mw | pf_skss_c_to_mw | pf_p_a_from_mw | pf_p_b_from_mw | pf_p_c_from_mw | pf_p_a_to_mw | pf_p_b_to_mw | pf_p_c_to_mw | pf_q_a_from_mvar | pf_q_b_from_mvar | pf_q_c_from_mvar | pf_q_a_to_mvar | pf_q_b_to_mvar | pf_q_c_to_mvar | pf_ikss_a_from_degree | pf_ikss_b_from_degree | pf_ikss_c_from_degree | pf_ikss_a_to_degree | pf_ikss_b_to_degree | pf_ikss_c_to_degree | pf_vm_a_from_pu | pf_vm_b_from_pu | pf_vm_c_from_pu | pf_vm_a_to_pu | pf_vm_b_to_pu | pf_vm_c_to_pu | pf_va_a_from_degree | pf_va_b_from_degree | pf_va_c_from_degree | pf_va_a_to_degree | pf_va_b_to_degree | pf_va_c_to_degree
Line0_1_2 | 0 | 0 | 0 | 0 | 0 | 0 | 0 | 0 | 0 | 0 | 0 | 0 | -4.7597e-09 | -6.8781e-20 | -1.1552e-20 | 4.7597e-09 | 2.271e-15 | 1.0155e-15 | -1.1321e-07 | -6.2297e-20 | 6.7211e-20 | 9.3926e-08 | 4.4776e-15 | 1.5915e-15 | 0 | 0 | 0 | 0 | 0 | 0 | 0.83107 | 0 | 0 | 0.83107 | 0 | 0 | -7.1705 | 0 | 0 | -7.1705 | 0 | 0
Line10_11_12 | 0 | 0 | 0 | 0 | 0 | 0 | 0 | 0 | 0 | 0 | 0 | 0 | -4.7597e-09 | -6.8301e-15 | -3.3244e-15 | 4.7597e-09 | 8.0135e-15 | 3.5909e-15 | -1.1321e-07 | -1.318e-14 | -4.9604e-15 | 9.3926e-08 | 1.5827e-14 | 5.6837e-15 | 0 | 0 | 0 | 0 | 0 | 0 | 0.83107 | 0 | 0 | 0.83107 | 0 | 0 | -7.1705 | 0 | 0 | -7.1705 | 0 | 0
Line11_12_13 | 0 | 0 | 0 | 0 | 0 | 0 | 0 | 0 | 0 | 0 | 0 | 0 | -3.9664e-09 | -7.9426e-15 | -3.862e-15 | 3.9664e-09 | 7.925e-15 | 3.4733e-15 | -9.4344e-08 | -1.5316e-14 | -5.741e-15 | 7.5057e-08 | 1.5731e-14 | 5.5638e-15 | 0 | 0 | 0 | 0 | 0 | 0 | 0.83107 | 0 | 0 | 0.83107 | 0 | 0 | -7.1705 | 0 | 0 | -7.1705 | 0 | 0
Line12_13_15 | 0 | 0 | 0 | 0 | 0 | 0 | 0 | 0 | 0 | 0 | 0 | 0 | -2.3798e-09 | -5.878e-15 | -2.8548e-15 | 2.3799e-09 | 4.4404e-15 | 1.7382e-15 | -5.6607e-08 | -1.1326e-14 | -4.2252e-15 | 3.7319e-08 | 9.0543e-15 | 3.0166e-15 | 0 | 0 | 0 | 0 | 0 | 0 | 0.83107 | 0 | 0 | 0.83107 | 0 | 0 | -7.1705 | 0 | 0 | -7.1705 | 0 | 0
Line13_13_14 | 0 | 0 | 0 | 0 | 0 | 0 | 0 | 0 | 0 | 0 | 0 | 0 | -7.9328e-10 | -1.9593e-15 | -9.516e-16 | 7.9329e-10 | 9.0539e-17 | -3.385e-16 | -1.8869e-08 | -3.7753e-15 | -1.4084e-15 | -4.184e-10 | 6.4595e-16 | -6.8821e-17 | 0 | 0 | 0 | 0 | 0 | 0 | 0.83107 | 0 | 0 | 0.83107 | 0 | 0 | -7.1705 | 0 | 0 | -7.1705 | 0 | 0
Line14_15_16 | 0 | 0 | 0 | 0 | 0 | 0 | 0 | 0 | 0 | 0 | 0 | 0 | -1.5866e-09 | -4.3429e-15 | -2.1051e-15 | 1.5866e-09 | 2.408e-15 | 7.2798e-16 | -3.7738e-08 | -8.3569e-15 | -3.0921e-15 | 1.845e-08 | 5.1662e-15 | 1.5446e-15 | 0 | 0 | 0 | 0 | 0 | 0 | 0.83107 | 0 | 0 | 0.83107 | 0 | 0 | -7.1705 | 0 | 0 | -7.1705 | 0 | 0
Line15_16_17 | 0 | 0 | 0 | 0 | 0 | 0 | 0 | 0 | 0 | 0 | 0 | 0 | -7.9328e-10 | -2.3043e-15 | -1.1144e-15 | 7.9329e-10 | 1.0662e-16 | -3.9174e-16 | -1.8869e-08 | -4.4271e-15 | -1.6225e-15 | -4.184e-10 | 7.5506e-16 | -7.6903e-17 | 0 | 0 | 0 | 0 | 0 | 0 | 0.83107 | 0 | 0 | 0.83107 | 0 | 0 | -7.1705 | 0 | 0 | -7.1705 | 0 | 0
Line16_4_18 | 0 | 0 | 0 | 0 | 0 | 0 | 0 | 0 | 0 | 0 | 0 | 0 | -7.9329e-10 | -1.3281e-16 | -6.1814e-17 | 7.9329e-10 | 9.1376e-18 | -2.4901e-17 | -1.8869e-08 | -2.4868e-16 | -7.6377e-17 | -4.184e-10 | 5.7633e-17 | -1.3739e-18 | 0 | 0 | 0 | 0 | 0 | 0 | 0.83107 | 0 | 0 | 0.83107 | 0 | 0 | -7.1705 | 0 | 0 | -7.1705 | 0 | 0
Line17_5_19 | 0 | 0 | 0 | 0 | 0 | 0 | 0 | 0 | 0 | 0 | 0 | 0 | -7.9329e-10 | -1.3281e-16 | -6.1814e-17 | 7.9329e-10 | 9.1376e-18 | -2.4901e-17 | -1.8869e-08 | -2.4868e-16 | -7.6377e-17 | -4.184e-10 | 5.7633e-17 | -1.3739e-18 | 0 | 0 | 0 | 0 | 0 | 0 | 0.83107 | 0 | 0 | 0.83107 | 0 | 0 | -7.1705 | 0 | 0 | -7.1705 | 0 | 0
Line1_1_3 | 0 | 0 | 0 | 0 | 0 | 0 | 0 | 0 | 0 | 0 | 0 | 0 | -6.3463e-09 | -9.1707e-20 | -1.5403e-20 | 6.3463e-09 | 4.2891e-15 | 1.9716e-15 | -1.5095e-07 | -8.3063e-20 | 8.9614e-20 | 1.3166e-07 | 8.4249e-15 | 3.0855e-15 | 0 | 0 | 0 | 0 | 0 | 0 | 0.83107 | 0 | 0 | 0.83107 | 0 | 0 | -7.1705 | 0 | 0 | -7.1705 | 0 | 0
Line2_1_4 | 0 | 0 | 0 | 0 | 0 | 0 | 0 | 0 | 0 | 0 | 0 | 0 | -1.5866e-09 | -2.2927e-20 | -3.8508e-21 | 1.5866e-09 | 1.3911e-16 | 4.2281e-17 | -3.7738e-08 | -2.0766e-20 | 2.2404e-20 | 1.845e-08 | 2.9037e-16 | 7.4015e-17 | 0 | 0 | 0 | 0 | 0 | 0 | 0.83107 | 0 | 0 | 0.83107 | 0 | 0 | -7.1705 | 0 | 0 | -7.1705 | 0 | 0
Line3_1_5 | 0 | 0 | 0 | 0 | 0 | 0 | 0 | 0 | 0 | 0 | 0 | 0 | -1.5866e-09 | -2.2927e-20 | -3.8508e-21 | 1.5866e-09 | 1.3911e-16 | 4.2281e-17 | -3.7738e-08 | -2.0766e-20 | 2.2404e-20 | 1.845e-08 | 2.9037e-16 | 7.4015e-17 | 0 | 0 | 0 | 0 | 0 | 0 | 0.83107 | 0 | 0 | 0.83107 | 0 | 0 | -7.1705 | 0 | 0 | -7.1705 | 0 | 0
Line4_2_6 | 0 | 0 | 0 | 0 | 0 | 0 | 0 | 0 | 0 | 0 | 0 | 0 | -3.9664e-09 | -2.2509e-15 | -1.0917e-15 | 3.9664e-09 | 3.3209e-15 | 1.4519e-15 | -9.4344e-08 | -4.333e-15 | -1.6073e-15 | 7.5057e-08 | 6.5783e-15 | 2.2984e-15 | 0 | 0 | 0 | 0 | 0 | 0 | 0.83107 | 0 | 0 | 0.83107 | 0 | 0 | -7.1705 | 0 | 0 | -7.1705 | 0 | 0
Line5_6_7 | 0 | 0 | 0 | 0 | 0 | 0 | 0 | 0 | 0 | 0 | 0 | 0 | -3.1731e-09 | -3.284e-15 | -1.5902e-15 | 3.1731e-09 | 3.3876e-15 | 1.4267e-15 | -7.5476e-08 | -6.3148e-15 | -2.3266e-15 | 5.6188e-08 | 6.7657e-15 | 2.3045e-15 | 0 | 0 | 0 | 0 | 0 | 0 | 0.83107 | 0 | 0 | 0.83107 | 0 | 0 | -7.1705 | 0 | 0 | -7.1705 | 0 | 0
Line6_7_8 | 0 | 0 | 0 | 0 | 0 | 0 | 0 | 0 | 0 | 0 | 0 | 0 | -2.3799e-09 | -3.3374e-15 | -1.6128e-15 | 2.3799e-09 | 2.7091e-15 | 1.0573e-15 | -5.6607e-08 | -6.409e-15 | -2.3418e-15 | 3.7319e-08 | 5.5031e-15 | 1.7935e-15 | 0 | 0 | 0 | 0 | 0 | 0 | 0.83107 | 0 | 0 | 0.83107 | 0 | 0 | -7.1705 | 0 | 0 | -7.1705 | 0 | 0
Line7_8_9 | 0 | 0 | 0 | 0 | 0 | 0 | 0 | 0 | 0 | 0 | 0 | 0 | -7.9328e-10 | -1.3246e-15 | -6.3855e-16 | 7.9329e-10 | 6.2766e-17 | -2.2517e-16 | -1.8869e-08 | -2.5395e-15 | -9.1825e-16 | -4.184e-10 | 4.4006e-16 | -4.1997e-17 | 0 | 0 | 0 | 0 | 0 | 0 | 0.83107 | 0 | 0 | 0.83107 | 0 | 0 | -7.1705 | 0 | 0 | -7.1705 | 0 | 0
Line8_8_10 | 0 | 0 | 0 | 0 | 0 | 0 | 0 | 0 | 0 | 0 | 0 | 0 | -7.9328e-10 | -1.3246e-15 | -6.3855e-16 | 7.9329e-10 | 6.2766e-17 | -2.2517e-16 | -1.8869e-08 | -2.5395e-15 | -9.1825e-16 | -4.184e-10 | 4.4006e-16 | -4.1997e-17 | 0 | 0 | 0 | 0 | 0 | 0 | 0.83107 | 0 | 0 | 0.83107 | 0 | 0 | -7.1705 | 0 | 0 | -7.1705 | 0 | 0
Line9_3_11 | 0 | 0 | 0 | 0 | 0 | 0 | 0 | 0 | 0 | 0 | 0 | 0 | -5.553e-09 | -4.262e-15 | -2.0762e-15 | 5.553e-09 | 6.8809e-15 | 3.1295e-15 | -1.3208e-07 | -8.2288e-15 | -3.108e-15 | 1.1279e-07 | 1.3546e-14 | 4.9188e-15 | 0 | 0 | 0 | 0 | 0 | 0 | 0.83107 | 0 | 0 | 0.83107 | 0 | 0 | -7.1705 | 0 | 0 | -7.1705 | 0 | 0

## LLG_max_fault_6
name | pf_ikss_a_from_ka | pf_ikss_b_from_ka | pf_ikss_c_from_ka | pf_ikss_a_to_ka | pf_ikss_b_to_ka | pf_ikss_c_to_ka | pf_skss_a_from_mw | pf_skss_b_from_mw | pf_skss_c_from_mw | pf_skss_a_to_mw | pf_skss_b_to_mw | pf_skss_c_to_mw | pf_p_a_from_mw | pf_p_b_from_mw | pf_p_c_from_mw | pf_p_a_to_mw | pf_p_b_to_mw | pf_p_c_to_mw | pf_q_a_from_mvar | pf_q_b_from_mvar | pf_q_c_from_mvar | pf_q_a_to_mvar | pf_q_b_to_mvar | pf_q_c_to_mvar | pf_ikss_a_from_degree | pf_ikss_b_from_degree | pf_ikss_c_from_degree | pf_ikss_a_to_degree | pf_ikss_b_to_degree | pf_ikss_c_to_degree | pf_vm_a_from_pu | pf_vm_b_from_pu | pf_vm_c_from_pu | pf_vm_a_to_pu | pf_vm_b_to_pu | pf_vm_c_to_pu | pf_va_a_from_degree | pf_va_b_from_degree | pf_va_c_from_degree | pf_va_a_to_degree | pf_va_b_to_degree | pf_va_c_to_degree
Line0_1_2 | 0 | 0 | 0 | 0 | 0 | 0 | 0 | 0 | 0 | 0 | 0 | 0 | -1.406e-10 | -2.1644e-10 | 2.3558e-10 | 1.1855e-10 | 1.8816e-10 | -1.8527e-10 | -2.6172e-10 | 3.0386e-10 | 6.0035e-11 | 2.1621e-10 | -2.6203e-10 | -5.6433e-11 | 0 | 0 | 0 | 0 | 0 | 0 | 1.0496 | 1.048 | 1.0471 | 1.0496 | 1.048 | 1.0471 | -0.026822 | -120.1252 | 119.909 | -0.026822 | -120.1252 | 119.909
Line10_11_12 | 0 | 0 | 0 | 0 | 0 | 0 | 0 | 0 | 0 | 0 | 0 | 0 | -1.406e-10 | -2.1644e-10 | 2.3558e-10 | 1.1855e-10 | 1.8816e-10 | -1.8527e-10 | -2.6172e-10 | 3.0386e-10 | 6.0035e-11 | 2.1621e-10 | -2.6203e-10 | -5.6433e-11 | 0 | 0 | 0 | 0 | 0 | 0 | 1.0496 | 1.048 | 1.0471 | 1.0496 | 1.048 | 1.0471 | -0.026822 | -120.1252 | 119.909 | -0.026822 | -120.1252 | 119.909
Line11_12_13 | 0 | 0 | 0 | 0 | 0 | 0 | 0 | 0 | 0 | 0 | 0 | 0 | -1.1716e-10 | -1.8036e-10 | 1.9632e-10 | 9.5122e-11 | 1.5209e-10 | -1.46e-10 | -2.181e-10 | 2.5321e-10 | 5.0029e-11 | 1.7259e-10 | -2.1139e-10 | -4.6427e-11 | 0 | 0 | 0 | 0 | 0 | 0 | 1.0496 | 1.048 | 1.0471 | 1.0496 | 1.048 | 1.0471 | -0.026822 | -120.1252 | 119.909 | -0.026822 | -120.1252 | 119.909
Line12_13_15 | 0 | 0 | 0 | 0 | 0 | 0 | 0 | 0 | 0 | 0 | 0 | 0 | -7.0298e-11 | -1.0822e-10 | 1.1779e-10 | 4.8257e-11 | 7.9942e-11 | -6.7475e-11 | -1.3086e-10 | 1.5193e-10 | 3.0018e-11 | 8.5348e-11 | -1.101e-10 | -2.6415e-11 | 0 | 0 | 0 | 0 | 0 | 0 | 1.0496 | 1.048 | 1.0471 | 1.0496 | 1.048 | 1.0471 | -0.026822 | -120.1252 | 119.909 | -0.026822 | -120.1252 | 119.909
Line13_13_14 | 0 | 0 | 0 | 0 | 0 | 0 | 0 | 0 | 0 | 0 | 0 | 0 | -2.3433e-11 | -3.6073e-11 | 3.9264e-11 | 1.3916e-12 | 7.7964e-12 | 1.1053e-11 | -4.362e-11 | 5.0643e-11 | 1.0006e-11 | -1.8918e-12 | -8.8169e-12 | -6.4033e-12 | 0 | 0 | 0 | 0 | 0 | 0 | 1.0496 | 1.048 | 1.0471 | 1.0496 | 1.048 | 1.0471 | -0.026822 | -120.1252 | 119.909 | -0.026822 | -120.1252 | 119.909
Line14_15_16 | 0 | 0 | 0 | 0 | 0 | 0 | 0 | 0 | 0 | 0 | 0 | 0 | -4.6865e-11 | -7.2146e-11 | 7.8528e-11 | 2.4824e-11 | 4.3869e-11 | -2.8211e-11 | -8.7239e-11 | 1.0129e-10 | 2.0012e-11 | 4.1728e-11 | -5.946e-11 | -1.6409e-11 | 0 | 0 | 0 | 0 | 0 | 0 | 1.0496 | 1.048 | 1.0471 | 1.0496 | 1.048 | 1.0471 | -0.026822 | -120.1252 | 119.909 | -0.026822 | -120.1252 | 119.909
Line15_16_17 | 0 | 0 | 0 | 0 | 0 | 0 | 0 | 0 | 0 | 0 | 0 | 0 | -2.3433e-11 | -3.6073e-11 | 3.9264e-11 | 1.3916e-12 | 7.7964e-12 | 1.1053e-11 | -4.362e-11 | 5.0643e-11 | 1.0006e-11 | -1.8918e-12 | -8.8169e-12 | -6.4033e-12 | 0 | 0 | 0 | 0 | 0 | 0 | 1.0496 | 1.048 | 1.0471 | 1.0496 | 1.048 | 1.0471 | -0.026822 | -120.1252 | 119.909 | -0.026822 | -120.1252 | 119.909
Line16_4_18 | 0 | 0 | 0 | 0 | 0 | 0 | 0 | 0 | 0 | 0 | 0 | 0 | -2.3433e-11 | -3.6073e-11 | 3.9264e-11 | 1.3916e-12 | 7.7963e-12 | 1.1053e-11 | -4.362e-11 | 5.0643e-11 | 1.0006e-11 | -1.8918e-12 | -8.8169e-12 | -6.4033e-12 | 0 | 0 | 0 | 0 | 0 | 0 | 1.0496 | 1.048 | 1.0471 | 1.0496 | 1.048 | 1.0471 | -0.026822 | -120.1252 | 119.909 | -0.026822 | -120.1252 | 119.909
Line17_5_19 | 0 | 0 | 0 | 0 | 0 | 0 | 0 | 0 | 0 | 0 | 0 | 0 | -2.3433e-11 | -3.6073e-11 | 3.9264e-11 | 1.3916e-12 | 7.7963e-12 | 1.1053e-11 | -4.362e-11 | 5.0643e-11 | 1.0006e-11 | -1.8918e-12 | -8.8169e-12 | -6.4033e-12 | 0 | 0 | 0 | 0 | 0 | 0 | 1.0496 | 1.048 | 1.0471 | 1.0496 | 1.048 | 1.0471 | -0.026822 | -120.1252 | 119.909 | -0.026822 | -120.1252 | 119.909
Line1_1_3 | 0 | 0 | 0 | 0 | 0 | 0 | 0 | 0 | 0 | 0 | 0 | 0 | -1.8746e-10 | -2.8858e-10 | 3.1411e-10 | 1.6542e-10 | 2.6031e-10 | -2.638e-10 | -3.4896e-10 | 4.0514e-10 | 8.0047e-11 | 3.0345e-10 | -3.6332e-10 | -7.6444e-11 | 0 | 0 | 0 | 0 | 0 | 0 | 1.0496 | 1.048 | 1.0471 | 1.0496 | 1.048 | 1.0471 | -0.026822 | -120.1252 | 119.909 | -0.026822 | -120.1252 | 119.909
Line2_1_4 | 0 | 0 | 0 | 0 | 0 | 0 | 0 | 0 | 0 | 0 | 0 | 0 | -4.6865e-11 | -7.2146e-11 | 7.8528e-11 | 2.4824e-11 | 4.3869e-11 | -2.8211e-11 | -8.7239e-11 | 1.0129e-10 | 2.0012e-11 | 4.1728e-11 | -5.946e-11 | -1.6409e-11 | 0 | 0 | 0 | 0 | 0 | 0 | 1.0496 | 1.048 | 1.0471 | 1.0496 | 1.048 | 1.0471 | -0.026822 | -120.1252 | 119.909 | -0.026822 | -120.1252 | 119.909
Line3_1_5 | 0 | 0 | 0 | 0 | 0 | 0 | 0 | 0 | 0 | 0 | 0 | 0 | -4.6865e-11 | -7.2146e-11 | 7.8528e-11 | 2.4824e-11 | 4.3869e-11 | -2.8211e-11 | -8.7239e-11 | 1.0129e-10 | 2.0012e-11 | 4.1728e-11 | -5.946e-11 | -1.6409e-11 | 0 | 0 | 0 | 0 | 0 | 0 | 1.0496 | 1.048 | 1.0471 | 1.0496 | 1.048 | 1.0471 | -0.026822 | -120.1252 | 119.909 | -0.026822 | -120.1252 | 119.909
Line4_2_6 | 0 | 0 | 0 | 0 | 0 | 0 | 0 | 0 | 0 | 0 | 0 | 0 | -1.1716e-10 | -1.8036e-10 | 1.9632e-10 | 9.5122e-11 | 1.5209e-10 | -1.46e-10 | -2.181e-10 | 2.5321e-10 | 5.0029e-11 | 1.7259e-10 | -2.1139e-10 | -4.6427e-11 | 0 | 0 | 0 | 0 | 0 | 0 | 1.0496 | 1.048 | 1.0471 | 1.0496 | 1.048 | 1.0471 | -0.026822 | -120.1252 | 119.909 | -0.026822 | -120.1252 | 119.909
Line5_6_7 | 0 | 0 | 0 | 0 | 0 | 0 | 0 | 0 | 0 | 0 | 0 | 0 | -9.373e-11 | -1.4429e-10 | 1.5706e-10 | 7.1689e-11 | 1.1602e-10 | -1.0674e-10 | -1.7448e-10 | 2.0257e-10 | 4.0023e-11 | 1.2897e-10 | -1.6074e-10 | -3.6421e-11 | 0 | 0 | 0 | 0 | 0 | 0 | 1.0496 | 1.048 | 1.0471 | 1.0496 | 1.048 | 1.0471 | -0.026822 | -120.1252 | 119.909 | -0.026822 | -120.1252 | 119.909
Line6_7_8 | 0 | 0 | 0 | 0 | 0 | 0 | 0 | 0 | 0 | 0 | 0 | 0 | -7.0298e-11 | -1.0822e-10 | 1.1779e-10 | 4.8257e-11 | 7.9942e-11 | -6.7475e-11 | -1.3086e-10 | 1.5193e-10 | 3.0018e-11 | 8.5348e-11 | -1.101e-10 | -2.6415e-11 | 0 | 0 | 0 | 0 | 0 | 0 | 1.0496 | 1.048 | 1.0471 | 1.0496 | 1.048 | 1.0471 | -0.026822 | -120.1252 | 119.909 | -0.026822 | -120.1252 | 119.909
Line7_8_9 | 0 | 0 | 0 | 0 | 0 | 0 | 0 | 0 | 0 | 0 | 0 | 0 | -2.3433e-11 | -3.6073e-11 | 3.9264e-11 | 1.3916e-12 | 7.7964e-12 | 1.1053e-11 | -4.362e-11 | 5.0643e-11 | 1.0006e-11 | -1.8918e-12 | -8.8169e-12 | -6.4033e-12 | 0 | 0 | 0 | 0 | 0 | 0 | 1.0496 | 1.048 | 1.0471 | 1.0496 | 1.048 | 1.0471 | -0.026822 | -120.1252 | 119.909 | -0.026822 | -120.1252 | 119.909
Line8_8_10 | 0 | 0 | 0 | 0 | 0 | 0 | 0 | 0 | 0 | 0 | 0 | 0 | -2.3433e-11 | -3.6073e-11 | 3.9264e-11 | 1.3916e-12 | 7.7964e-12 | 1.1053e-11 | -4.362e-11 | 5.0643e-11 | 1.0006e-11 | -1.8918e-12 | -8.8169e-12 | -6.4033e-12 | 0 | 0 | 0 | 0 | 0 | 0 | 1.0496 | 1.048 | 1.0471 | 1.0496 | 1.048 | 1.0471 | -0.026822 | -120.1252 | 119.909 | -0.026822 | -120.1252 | 119.909
Line9_3_11 | 0 | 0 | 0 | 0 | 0 | 0 | 0 | 0 | 0 | 0 | 0 | 0 | -1.6403e-10 | -2.5251e-10 | 2.7485e-10 | 1.4199e-10 | 2.2423e-10 | -2.2453e-10 | -3.0534e-10 | 3.545e-10 | 7.0041e-11 | 2.5983e-10 | -3.1267e-10 | -6.6439e-11 | 0 | 0 | 0 | 0 | 0 | 0 | 1.0496 | 1.048 | 1.0471 | 1.0496 | 1.048 | 1.0471 | -0.026822 | -120.1252 | 119.909 | -0.026822 | -120.1252 | 119.909

## LLG_max_fault_10
name | pf_ikss_a_from_ka | pf_ikss_b_from_ka | pf_ikss_c_from_ka | pf_ikss_a_to_ka | pf_ikss_b_to_ka | pf_ikss_c_to_ka | pf_skss_a_from_mw | pf_skss_b_from_mw | pf_skss_c_from_mw | pf_skss_a_to_mw | pf_skss_b_to_mw | pf_skss_c_to_mw | pf_p_a_from_mw | pf_p_b_from_mw | pf_p_c_from_mw | pf_p_a_to_mw | pf_p_b_to_mw | pf_p_c_to_mw | pf_q_a_from_mvar | pf_q_b_from_mvar | pf_q_c_from_mvar | pf_q_a_to_mvar | pf_q_b_to_mvar | pf_q_c_to_mvar | pf_ikss_a_from_degree | pf_ikss_b_from_degree | pf_ikss_c_from_degree | pf_ikss_a_to_degree | pf_ikss_b_to_degree | pf_ikss_c_to_degree | pf_vm_a_from_pu | pf_vm_b_from_pu | pf_vm_c_from_pu | pf_vm_a_to_pu | pf_vm_b_to_pu | pf_vm_c_to_pu | pf_va_a_from_degree | pf_va_b_from_degree | pf_va_c_from_degree | pf_va_a_to_degree | pf_va_b_to_degree | pf_va_c_to_degree
Line0_1_2 | 0 | 0 | 0 | 0 | 0 | 0 | 0 | 0 | 0 | 0 | 0 | 0 | -1.6147e-10 | -2.4858e-10 | 2.7049e-10 | 1.3616e-10 | 2.1611e-10 | -2.127e-10 | -3.0058e-10 | 3.49e-10 | 6.8966e-11 | 2.4831e-10 | -3.0096e-10 | -6.4828e-11 | 0 | 0 | 0 | 0 | 0 | 0 | 1.0996 | 1.0978 | 1.0968 | 1.0996 | 1.0978 | 1.0968 | -0.028097 | -120.1311 | 119.9047 | -0.028097 | -120.1311 | 119.9047
Line10_11_12 | 0 | 0 | 0 | 0 | 0 | 0 | 0 | 0 | 0 | 0 | 0 | 0 | -1.6147e-10 | -2.4858e-10 | 2.7049e-10 | 1.3616e-10 | 2.1611e-10 | -2.127e-10 | -3.0058e-10 | 3.49e-10 | 6.8966e-11 | 2.4831e-10 | -3.0096e-10 | -6.4828e-11 | 0 | 0 | 0 | 0 | 0 | 0 | 1.0996 | 1.0978 | 1.0968 | 1.0996 | 1.0978 | 1.0968 | -0.028097 | -120.1311 | 119.9047 | -0.028097 | -120.1311 | 119.9047
Line11_12_13 | 0 | 0 | 0 | 0 | 0 | 0 | 0 | 0 | 0 | 0 | 0 | 0 | -1.3455e-10 | -2.0715e-10 | 2.2541e-10 | 1.0924e-10 | 1.7468e-10 | -1.6762e-10 | -2.5048e-10 | 2.9083e-10 | 5.7472e-11 | 1.9821e-10 | -2.428e-10 | -5.3333e-11 | 0 | 0 | 0 | 0 | 0 | 0 | 1.0996 | 1.0978 | 1.0968 | 1.0996 | 1.0978 | 1.0968 | -0.028097 | -120.1311 | 119.9047 | -0.028097 | -120.1311 | 119.9047
Line12_13_15 | 0 | 0 | 0 | 0 | 0 | 0 | 0 | 0 | 0 | 0 | 0 | 0 | -8.0733e-11 | -1.2429e-10 | 1.3524e-10 | 5.5423e-11 | 9.1818e-11 | -7.7461e-11 | -1.5029e-10 | 1.745e-10 | 3.4483e-11 | 9.8018e-11 | -1.2646e-10 | -3.0345e-11 | 0 | 0 | 0 | 0 | 0 | 0 | 1.0996 | 1.0978 | 1.0968 | 1.0996 | 1.0978 | 1.0968 | -0.028097 | -120.1311 | 119.9047 | -0.028097 | -120.1311 | 119.9047
Line13_13_14 | 0 | 0 | 0 | 0 | 0 | 0 | 0 | 0 | 0 | 0 | 0 | 0 | -2.6911e-11 | -4.143e-11 | 4.5081e-11 | 1.6009e-12 | 8.9577e-12 | 1.2701e-11 | -5.0096e-11 | 5.8166e-11 | 1.1494e-11 | -2.1749e-12 | -1.0133e-11 | -7.3562e-12 | 0 | 0 | 0 | 0 | 0 | 0 | 1.0996 | 1.0978 | 1.0968 | 1.0996 | 1.0978 | 1.0968 | -0.028097 | -120.1311 | 119.9047 | -0.028097 | -120.1311 | 119.9047
Line14_15_16 | 0 | 0 | 0 | 0 | 0 | 0 | 0 | 0 | 0 | 0 | 0 | 0 | -5.3822e-11 | -8.2861e-11 | 9.0163e-11 | 2.8512e-11 | 5.0388e-11 | -3.238e-11 | -1.0019e-10 | 1.1633e-10 | 2.2989e-11 | 4.7921e-11 | -6.8299e-11 | -1.8851e-11 | 0 | 0 | 0 | 0 | 0 | 0 | 1.0996 | 1.0978 | 1.0968 | 1.0996 | 1.0978 | 1.0968 | -0.028097 | -120.1311 | 119.9047 | -0.028097 | -120.1311 | 119.9047
Line15_16_17 | 0 | 0 | 0 | 0 | 0 | 0 | 0 | 0 | 0 | 0 | 0 | 0 | -2.6911e-11 | -4.143e-11 | 4.5081e-11 | 1.6009e-12 | 8.9577e-12 | 1.2701e-11 | -5.0096e-11 | 5.8166e-11 | 1.1494e-11 | -2.1749e-12 | -1.0133e-11 | -7.3562e-12 | 0 | 0 | 0 | 0 | 0 | 0 | 1.0996 | 1.0978 | 1.0968 | 1.0996 | 1.0978 | 1.0968 | -0.028097 | -120.1311 | 119.9047 | -0.028097 | -120.1311 | 119.9047
Line16_4_18 | 0 | 0 | 0 | 0 | 0 | 0 | 0 | 0 | 0 | 0 | 0 | 0 | -2.6911e-11 | -4.143e-11 | 4.5081e-11 | 1.6009e-12 | 8.9577e-12 | 1.2701e-11 | -5.0096e-11 | 5.8166e-11 | 1.1494e-11 | -2.1749e-12 | -1.0133e-11 | -7.3562e-12 | 0 | 0 | 0 | 0 | 0 | 0 | 1.0996 | 1.0978 | 1.0968 | 1.0996 | 1.0978 | 1.0968 | -0.028097 | -120.1311 | 119.9047 | -0.028097 | -120.1311 | 119.9047
Line17_5_19 | 0 | 0 | 0 | 0 | 0 | 0 | 0 | 0 | 0 | 0 | 0 | 0 | -2.6911e-11 | -4.143e-11 | 4.5081e-11 | 1.6009e-12 | 8.9577e-12 | 1.2701e-11 | -5.0096e-11 | 5.8166e-11 | 1.1494e-11 | -2.1749e-12 | -1.0133e-11 | -7.3562e-12 | 0 | 0 | 0 | 0 | 0 | 0 | 1.0996 | 1.0978 | 1.0968 | 1.0996 | 1.0978 | 1.0968 | -0.028097 | -120.1311 | 119.9047 | -0.028097 | -120.1311 | 119.9047
Line1_1_3 | 0 | 0 | 0 | 0 | 0 | 0 | 0 | 0 | 0 | 0 | 0 | 0 | -2.1529e-10 | -3.3144e-10 | 3.6065e-10 | 1.8998e-10 | 2.9897e-10 | -3.0287e-10 | -4.0077e-10 | 4.6533e-10 | 9.1955e-11 | 3.485e-10 | -4.1729e-10 | -8.7816e-11 | 0 | 0 | 0 | 0 | 0 | 0 | 1.0996 | 1.0978 | 1.0968 | 1.0996 | 1.0978 | 1.0968 | -0.028097 | -120.1311 | 119.9047 | -0.028097 | -120.1311 | 119.9047
Line2_1_4 | 0 | 0 | 0 | 0 | 0 | 0 | 0 | 0 | 0 | 0 | 0 | 0 | -5.3822e-11 | -8.2861e-11 | 9.0162e-11 | 2.8512e-11 | 5.0388e-11 | -3.238e-11 | -1.0019e-10 | 1.1633e-10 | 2.2989e-11 | 4.7921e-11 | -6.8299e-11 | -1.885e-11 | 0 | 0 | 0 | 0 | 0 | 0 | 1.0996 | 1.0978 | 1.0968 | 1.0996 | 1.0978 | 1.0968 | -0.028097 | -120.1311 | 119.9047 | -0.028097 | -120.1311 | 119.9047
Line3_1_5 | 0 | 0 | 0 | 0 | 0 | 0 | 0 | 0 | 0 | 0 | 0 | 0 | -5.3822e-11 | -8.2861e-11 | 9.0162e-11 | 2.8512e-11 | 5.0388e-11 | -3.238e-11 | -1.0019e-10 | 1.1633e-10 | 2.2989e-11 | 4.7921e-11 | -6.8299e-11 | -1.885e-11 | 0 | 0 | 0 | 0 | 0 | 0 | 1.0996 | 1.0978 | 1.0968 | 1.0996 | 1.0978 | 1.0968 | -0.028097 | -120.1311 | 119.9047 | -0.028097 | -120.1311 | 119.9047
Line4_2_6 | 0 | 0 | 0 | 0 | 0 | 0 | 0 | 0 | 0 | 0 | 0 | 0 | -1.3455e-10 | -2.0715e-10 | 2.2541e-10 | 1.0924e-10 | 1.7468e-10 | -1.6762e-10 | -2.5048e-10 | 2.9083e-10 | 5.7472e-11 | 1.9821e-10 | -2.428e-10 | -5.3333e-11 | 0 | 0 | 0 | 0 | 0 | 0 | 1.0996 | 1.0978 | 1.0968 | 1.0996 | 1.0978 | 1.0968 | -0.028097 | -120.1311 | 119.9047 | -0.028097 | -120.1311 | 119.9047
Line5_6_7 | 0 | 0 | 0 | 0 | 0 | 0 | 0 | 0 | 0 | 0 | 0 | 0 | -1.0764e-10 | -1.6572e-10 | 1.8032e-10 | 8.2333e-11 | 1.3325e-10 | -1.2254e-10 | -2.0039e-10 | 2.3266e-10 | 4.5977e-11 | 1.4811e-10 | -1.8463e-10 | -4.1839e-11 | 0 | 0 | 0 | 0 | 0 | 0 | 1.0996 | 1.0978 | 1.0968 | 1.0996 | 1.0978 | 1.0968 | -0.028097 | -120.1311 | 119.9047 | -0.028097 | -120.1311 | 119.9047
Line6_7_8 | 0 | 0 | 0 | 0 | 0 | 0 | 0 | 0 | 0 | 0 | 0 | 0 | -8.0733e-11 | -1.2429e-10 | 1.3524e-10 | 5.5423e-11 | 9.1818e-11 | -7.7461e-11 | -1.5029e-10 | 1.745e-10 | 3.4483e-11 | 9.8018e-11 | -1.2646e-10 | -3.0345e-11 | 0 | 0 | 0 | 0 | 0 | 0 | 1.0996 | 1.0978 | 1.0968 | 1.0996 | 1.0978 | 1.0968 | -0.028097 | -120.1311 | 119.9047 | -0.028097 | -120.1311 | 119.9047
Line7_8_9 | 0 | 0 | 0 | 0 | 0 | 0 | 0 | 0 | 0 | 0 | 0 | 0 | -2.6911e-11 | -4.143e-11 | 4.5081e-11 | 1.6009e-12 | 8.9577e-12 | 1.2701e-11 | -5.0096e-11 | 5.8166e-11 | 1.1494e-11 | -2.1749e-12 | -1.0133e-11 | -7.3562e-12 | 0 | 0 | 0 | 0 | 0 | 0 | 1.0996 | 1.0978 | 1.0968 | 1.0996 | 1.0978 | 1.0968 | -0.028097 | -120.1311 | 119.9047 | -0.028097 | -120.1311 | 119.9047
Line8_8_10 | 0 | 0 | 0 | 0 | 0 | 0 | 0 | 0 | 0 | 0 | 0 | 0 | -2.6911e-11 | -4.143e-11 | 4.5081e-11 | 1.6009e-12 | 8.9577e-12 | 1.2701e-11 | -5.0096e-11 | 5.8166e-11 | 1.1494e-11 | -2.1749e-12 | -1.0133e-11 | -7.3562e-12 | 0 | 0 | 0 | 0 | 0 | 0 | 1.0996 | 1.0978 | 1.0968 | 1.0996 | 1.0978 | 1.0968 | -0.028097 | -120.1311 | 119.9047 | -0.028097 | -120.1311 | 119.9047
Line9_3_11 | 0 | 0 | 0 | 0 | 0 | 0 | 0 | 0 | 0 | 0 | 0 | 0 | -1.8838e-10 | -2.9001e-10 | 3.1557e-10 | 1.6307e-10 | 2.5754e-10 | -2.5779e-10 | -3.5067e-10 | 4.0716e-10 | 8.046e-11 | 2.984e-10 | -3.5913e-10 | -7.6322e-11 | 0 | 0 | 0 | 0 | 0 | 0 | 1.0996 | 1.0978 | 1.0968 | 1.0996 | 1.0978 | 1.0968 | -0.028097 | -120.1311 | 119.9047 | -0.028097 | -120.1311 | 119.9047

## LLG_min_6
name | pf_ikss_a_from_ka | pf_ikss_b_from_ka | pf_ikss_c_from_ka | pf_ikss_a_to_ka | pf_ikss_b_to_ka | pf_ikss_c_to_ka | pf_skss_a_from_mw | pf_skss_b_from_mw | pf_skss_c_from_mw | pf_skss_a_to_mw | pf_skss_b_to_mw | pf_skss_c_to_mw | pf_p_a_from_mw | pf_p_b_from_mw | pf_p_c_from_mw | pf_p_a_to_mw | pf_p_b_to_mw | pf_p_c_to_mw | pf_q_a_from_mvar | pf_q_b_from_mvar | pf_q_c_from_mvar | pf_q_a_to_mvar | pf_q_b_to_mvar | pf_q_c_to_mvar | pf_ikss_a_from_degree | pf_ikss_b_from_degree | pf_ikss_c_from_degree | pf_ikss_a_to_degree | pf_ikss_b_to_degree | pf_ikss_c_to_degree | pf_vm_a_from_pu | pf_vm_b_from_pu | pf_vm_c_from_pu | pf_vm_a_to_pu | pf_vm_b_to_pu | pf_vm_c_to_pu | pf_va_a_from_degree | pf_va_b_from_degree | pf_va_c_from_degree | pf_va_a_to_degree | pf_va_b_to_degree | pf_va_c_to_degree
Line0_1_2 | 0 | 0 | 0 | 0 | 0 | 0 | 0 | 0 | 0 | 0 | 0 | 0 | -3.5469e-09 | 4.6362e-20 | 2.3596e-21 | 3.5469e-09 | 3.2368e-15 | 1.3348e-15 | -8.4529e-08 | 1.8608e-20 | -3.7198e-20 | 7.013e-08 | 3.3331e-15 | 1.1282e-15 | 0 | 0 | 0 | 0 | 0 | 0 | 0.71809 | 0 | 0 | 0.71809 | 0 | 0 | -7.1528 | 0 | 0 | -7.1528 | 0 | 0
Line10_11_12 | 0 | 0 | 0 | 0 | 0 | 0 | 0 | 0 | 0 | 0 | 0 | 0 | -3.5469e-09 | -9.6564e-15 | -4.3011e-15 | 3.5469e-09 | 1.1429e-14 | 4.7354e-15 | -8.4529e-08 | -9.7712e-15 | -3.4726e-15 | 7.013e-08 | 1.1786e-14 | 4.0386e-15 | 0 | 0 | 0 | 0 | 0 | 0 | 0.71809 | 0 | 0 | 0.71809 | 0 | 0 | -7.1528 | 0 | 0 | -7.1528 | 0 | 0
Line11_12_13 | 0 | 0 | 0 | 0 | 0 | 0 | 0 | 0 | 0 | 0 | 0 | 0 | -2.9557e-09 | -1.1226e-14 | -4.9907e-15 | 2.9558e-09 | 1.1325e-14 | 4.5985e-15 | -7.0441e-08 | -1.1354e-14 | -4.015e-15 | 5.6042e-08 | 1.1725e-14 | 3.965e-15 | 0 | 0 | 0 | 0 | 0 | 0 | 0.71809 | 0 | 0 | 0.71809 | 0 | 0 | -7.1528 | 0 | 0 | -7.1528 | 0 | 0
Line12_13_15 | 0 | 0 | 0 | 0 | 0 | 0 | 0 | 0 | 0 | 0 | 0 | 0 | -1.7734e-09 | -8.3058e-15 | -3.6841e-15 | 1.7735e-09 | 6.4111e-15 | 2.3652e-15 | -4.2265e-08 | -8.3945e-15 | -2.9515e-15 | 2.7865e-08 | 6.7818e-15 | 2.1894e-15 | 0 | 0 | 0 | 0 | 0 | 0 | 0.71809 | 0 | 0 | 0.71809 | 0 | 0 | -7.1528 | 0 | 0 | -7.1528 | 0 | 0
Line13_13_14 | 0 | 0 | 0 | 0 | 0 | 0 | 0 | 0 | 0 | 0 | 0 | 0 | -5.9115e-10 | -2.7686e-15 | -1.228e-15 | 5.9115e-10 | 2.5719e-16 | -3.1801e-16 | -1.4088e-08 | -2.7982e-15 | -9.8384e-16 | -3.1146e-10 | 5.4584e-16 | 3.1955e-17 | 0 | 0 | 0 | 0 | 0 | 0 | 0.71809 | 0 | 0 | 0.71809 | 0 | 0 | -7.1528 | 0 | 0 | -7.1528 | 0 | 0
Line14_15_16 | 0 | 0 | 0 | 0 | 0 | 0 | 0 | 0 | 0 | 0 | 0 | 0 | -1.1823e-09 | -6.1336e-15 | -2.7101e-15 | 1.1823e-09 | 3.5469e-15 | 1.0679e-15 | -2.8177e-08 | -6.1924e-15 | -2.1556e-15 | 1.3777e-08 | 3.904e-15 | 1.1654e-15 | 0 | 0 | 0 | 0 | 0 | 0 | 0.71809 | 0 | 0 | 0.71809 | 0 | 0 | -7.1528 | 0 | 0 | -7.1528 | 0 | 0
Line15_16_17 | 0 | 0 | 0 | 0 | 0 | 0 | 0 | 0 | 0 | 0 | 0 | 0 | -5.9115e-10 | -3.2525e-15 | -1.4307e-15 | 5.9115e-10 | 3.0133e-16 | -3.6727e-16 | -1.4088e-08 | -3.2795e-15 | -1.1284e-15 | -3.1146e-10 | 6.3782e-16 | 3.94e-17 | 0 | 0 | 0 | 0 | 0 | 0 | 0.71809 | 0 | 0 | 0.71809 | 0 | 0 | -7.1528 | 0 | 0 | -7.1528 | 0 | 0
Line16_4_18 | 0 | 0 | 0 | 0 | 0 | 0 | 0 | 0 | 0 | 0 | 0 | 0 | -5.9115e-10 | -1.8566e-16 | -7.5615e-17 | 5.9115e-10 | 2.3881e-17 | -2.2385e-17 | -1.4088e-08 | -1.8327e-16 | -5.0571e-17 | -3.1146e-10 | 4.8406e-17 | 5.6045e-18 | 0 | 0 | 0 | 0 | 0 | 0 | 0.71809 | 0 | 0 | 0.71809 | 0 | 0 | -7.1528 | 0 | 0 | -7.1528 | 0 | 0
Line17_5_19 | 0 | 0 | 0 | 0 | 0 | 0 | 0 | 0 | 0 | 0 | 0 | 0 | -5.9115e-10 | -1.8566e-16 | -7.5615e-17 | 5.9115e-10 | 2.3881e-17 | -2.2385e-17 | -1.4088e-08 | -1.8327e-16 | -5.0571e-17 | -3.1146e-10 | 4.8406e-17 | 5.6045e-18 | 0 | 0 | 0 | 0 | 0 | 0 | 0.71809 | 0 | 0 | 0.71809 | 0 | 0 | -7.1528 | 0 | 0 | -7.1528 | 0 | 0
Line1_1_3 | 0 | 0 | 0 | 0 | 0 | 0 | 0 | 0 | 0 | 0 | 0 | 0 | -4.7292e-09 | 6.1816e-20 | 3.1462e-21 | 4.7292e-09 | 6.1046e-15 | 2.5904e-15 | -1.1271e-07 | 2.4811e-20 | -4.9597e-20 | 9.8306e-08 | 6.2672e-15 | 2.1864e-15 | 0 | 0 | 0 | 0 | 0 | 0 | 0.71809 | 0 | 0 | 0.71809 | 0 | 0 | -7.1528 | 0 | 0 | -7.1528 | 0 | 0
Line2_1_4 | 0 | 0 | 0 | 0 | 0 | 0 | 0 | 0 | 0 | 0 | 0 | 0 | -1.1823e-09 | 1.5454e-20 | 7.8654e-22 | 1.1823e-09 | 2.0266e-16 | 5.7703e-17 | -2.8176e-08 | 6.2026e-21 | -1.2399e-20 | 1.3777e-08 | 2.1837e-16 | 5.3833e-17 | 0 | 0 | 0 | 0 | 0 | 0 | 0.71809 | 0 | 0 | 0.71809 | 0 | 0 | -7.1528 | 0 | 0 | -7.1528 | 0 | 0
Line3_1_5 | 0 | 0 | 0 | 0 | 0 | 0 | 0 | 0 | 0 | 0 | 0 | 0 | -1.1823e-09 | 1.5454e-20 | 7.8654e-22 | 1.1823e-09 | 2.0266e-16 | 5.7703e-17 | -2.8176e-08 | 6.2026e-21 | -1.2399e-20 | 1.3777e-08 | 2.1837e-16 | 5.3833e-17 | 0 | 0 | 0 | 0 | 0 | 0 | 0.71809 | 0 | 0 | 0.71809 | 0 | 0 | -7.1528 | 0 | 0 | -7.1528 | 0 | 0
Line4_2_6 | 0 | 0 | 0 | 0 | 0 | 0 | 0 | 0 | 0 | 0 | 0 | 0 | -2.9558e-09 | -3.1793e-15 | -1.4065e-15 | 2.9558e-09 | 4.7416e-15 | 1.9148e-15 | -7.0441e-08 | -3.2109e-15 | -1.1213e-15 | 5.6042e-08 | 4.9012e-15 | 1.6333e-15 | 0 | 0 | 0 | 0 | 0 | 0 | 0.71809 | 0 | 0 | 0.71809 | 0 | 0 | -7.1528 | 0 | 0 | -7.1528 | 0 | 0
Line5_6_7 | 0 | 0 | 0 | 0 | 0 | 0 | 0 | 0 | 0 | 0 | 0 | 0 | -2.3646e-09 | -4.6367e-15 | -2.0447e-15 | 2.3646e-09 | 4.852e-15 | 1.8942e-15 | -5.6353e-08 | -4.6785e-15 | -1.6203e-15 | 4.1953e-08 | 5.0484e-15 | 1.6455e-15 | 0 | 0 | 0 | 0 | 0 | 0 | 0.71809 | 0 | 0 | 0.71809 | 0 | 0 | -7.1528 | 0 | 0 | -7.1528 | 0 | 0
Line6_7_8 | 0 | 0 | 0 | 0 | 0 | 0 | 0 | 0 | 0 | 0 | 0 | 0 | -1.7735e-09 | -4.7099e-15 | -2.0689e-15 | 1.7735e-09 | 3.9056e-15 | 1.4273e-15 | -4.2265e-08 | -4.7471e-15 | -1.6275e-15 | 2.7865e-08 | 4.119e-15 | 1.2952e-15 | 0 | 0 | 0 | 0 | 0 | 0 | 0.71809 | 0 | 0 | 0.71809 | 0 | 0 | -7.1528 | 0 | 0 | -7.1528 | 0 | 0
Line7_8_9 | 0 | 0 | 0 | 0 | 0 | 0 | 0 | 0 | 0 | 0 | 0 | 0 | -5.9115e-10 | -1.8682e-15 | -8.1666e-16 | 5.9115e-10 | 1.7617e-16 | -2.105e-16 | -1.4088e-08 | -1.8804e-15 | -6.3647e-16 | -3.1146e-10 | 3.7155e-16 | 2.4594e-17 | 0 | 0 | 0 | 0 | 0 | 0 | 0.71809 | 0 | 0 | 0.71809 | 0 | 0 | -7.1528 | 0 | 0 | -7.1528 | 0 | 0
Line8_8_10 | 0 | 0 | 0 | 0 | 0 | 0 | 0 | 0 | 0 | 0 | 0 | 0 | -5.9115e-10 | -1.8682e-15 | -8.1666e-16 | 5.9115e-10 | 1.7617e-16 | -2.105e-16 | -1.4088e-08 | -1.8804e-15 | -6.3647e-16 | -3.1146e-10 | 3.7155e-16 | 2.4594e-17 | 0 | 0 | 0 | 0 | 0 | 0 | 0.71809 | 0 | 0 | 0.71809 | 0 | 0 | -7.1528 | 0 | 0 | -7.1528 | 0 | 0
Line9_3_11 | 0 | 0 | 0 | 0 | 0 | 0 | 0 | 0 | 0 | 0 | 0 | 0 | -4.138e-09 | -6.0268e-15 | -2.6889e-15 | 4.1381e-09 | 9.8018e-15 | 4.1175e-15 | -9.8618e-08 | -6.1014e-15 | -2.1777e-15 | 8.4218e-08 | 1.0081e-14 | 3.4892e-15 | 0 | 0 | 0 | 0 | 0 | 0 | 0.71809 | 0 | 0 | 0.71809 | 0 | 0 | -7.1528 | 0 | 0 | -7.1528 | 0 | 0

## LLG_min_10
name | pf_ikss_a_from_ka | pf_ikss_b_from_ka | pf_ikss_c_from_ka | pf_ikss_a_to_ka | pf_ikss_b_to_ka | pf_ikss_c_to_ka | pf_skss_a_from_mw | pf_skss_b_from_mw | pf_skss_c_from_mw | pf_skss_a_to_mw | pf_skss_b_to_mw | pf_skss_c_to_mw | pf_p_a_from_mw | pf_p_b_from_mw | pf_p_c_from_mw | pf_p_a_to_mw | pf_p_b_to_mw | pf_p_c_to_mw | pf_q_a_from_mvar | pf_q_b_from_mvar | pf_q_c_from_mvar | pf_q_a_to_mvar | pf_q_b_to_mvar | pf_q_c_to_mvar | pf_ikss_a_from_degree | pf_ikss_b_from_degree | pf_ikss_c_from_degree | pf_ikss_a_to_degree | pf_ikss_b_to_degree | pf_ikss_c_to_degree | pf_vm_a_from_pu | pf_vm_b_from_pu | pf_vm_c_from_pu | pf_vm_a_to_pu | pf_vm_b_to_pu | pf_vm_c_to_pu | pf_va_a_from_degree | pf_va_b_from_degree | pf_va_c_from_degree | pf_va_a_to_degree | pf_va_b_to_degree | pf_va_c_to_degree
Line0_1_2 | 0 | 0 | 0 | 0 | 0 | 0 | 0 | 0 | 0 | 0 | 0 | 0 | -3.1834e-09 | 4.1629e-20 | 2.1296e-21 | 3.1834e-09 | 2.9051e-15 | 1.198e-15 | -7.5866e-08 | 1.6681e-20 | -3.3376e-20 | 6.2942e-08 | 2.9915e-15 | 1.0126e-15 | 0 | 0 | 0 | 0 | 0 | 0 | 0.68029 | 0 | 0 | 0.68029 | 0 | 0 | -7.1528 | 0 | 0 | -7.1528 | 0 | 0
Line10_11_12 | 0 | 0 | 0 | 0 | 0 | 0 | 0 | 0 | 0 | 0 | 0 | 0 | -3.1834e-09 | -8.6667e-15 | -3.8603e-15 | 3.1834e-09 | 1.0258e-14 | 4.2501e-15 | -7.5866e-08 | -8.7697e-15 | -3.1167e-15 | 6.2942e-08 | 1.0578e-14 | 3.6247e-15 | 0 | 0 | 0 | 0 | 0 | 0 | 0.68029 | 0 | 0 | 0.68029 | 0 | 0 | -7.1528 | 0 | 0 | -7.1528 | 0 | 0
Line11_12_13 | 0 | 0 | 0 | 0 | 0 | 0 | 0 | 0 | 0 | 0 | 0 | 0 | -2.6528e-09 | -1.0076e-14 | -4.4792e-15 | 2.6528e-09 | 1.0164e-14 | 4.1272e-15 | -6.3222e-08 | -1.019e-14 | -3.6035e-15 | 5.0298e-08 | 1.0523e-14 | 3.5586e-15 | 0 | 0 | 0 | 0 | 0 | 0 | 0.68029 | 0 | 0 | 0.68029 | 0 | 0 | -7.1528 | 0 | 0 | -7.1528 | 0 | 0
Line12_13_15 | 0 | 0 | 0 | 0 | 0 | 0 | 0 | 0 | 0 | 0 | 0 | 0 | -1.5917e-09 | -7.4545e-15 | -3.3065e-15 | 1.5917e-09 | 5.754e-15 | 2.1228e-15 | -3.7933e-08 | -7.5341e-15 | -2.649e-15 | 2.5009e-08 | 6.0867e-15 | 1.965e-15 | 0 | 0 | 0 | 0 | 0 | 0 | 0.68029 | 0 | 0 | 0.68029 | 0 | 0 | -7.1528 | 0 | 0 | -7.1528 | 0 | 0
Line13_13_14 | 0 | 0 | 0 | 0 | 0 | 0 | 0 | 0 | 0 | 0 | 0 | 0 | -5.3056e-10 | -2.4848e-15 | -1.1022e-15 | 5.3056e-10 | 2.3083e-16 | -2.8541e-16 | -1.2644e-08 | -2.5114e-15 | -8.83e-16 | -2.7954e-10 | 4.899e-16 | 2.8679e-17 | 0 | 0 | 0 | 0 | 0 | 0 | 0.68029 | 0 | 0 | 0.68029 | 0 | 0 | -7.1528 | 0 | 0 | -7.1528 | 0 | 0
Line14_15_16 | 0 | 0 | 0 | 0 | 0 | 0 | 0 | 0 | 0 | 0 | 0 | 0 | -1.0611e-09 | -5.505e-15 | -2.4323e-15 | 1.0611e-09 | 3.1834e-15 | 9.5842e-16 | -2.5289e-08 | -5.5577e-15 | -1.9347e-15 | 1.2365e-08 | 3.5038e-15 | 1.046e-15 | 0 | 0 | 0 | 0 | 0 | 0 | 0.68029 | 0 | 0 | 0.68029 | 0 | 0 | -7.1528 | 0 | 0 | -7.1528 | 0 | 0
Line15_16_17 | 0 | 0 | 0 | 0 | 0 | 0 | 0 | 0 | 0 | 0 | 0 | 0 | -5.3056e-10 | -2.9191e-15 | -1.284e-15 | 5.3056e-10 | 2.7044e-16 | -3.2963e-16 | -1.2644e-08 | -2.9433e-15 | -1.0127e-15 | -2.7954e-10 | 5.7245e-16 | 3.5362e-17 | 0 | 0 | 0 | 0 | 0 | 0 | 0.68029 | 0 | 0 | 0.68029 | 0 | 0 | -7.1528 | 0 | 0 | -7.1528 | 0 | 0
Line16_4_18 | 0 | 0 | 0 | 0 | 0 | 0 | 0 | 0 | 0 | 0 | 0 | 0 | -5.3056e-10 | -1.6663e-16 | -6.7865e-17 | 5.3057e-10 | 2.1433e-17 | -2.0091e-17 | -1.2644e-08 | -1.6449e-16 | -4.5388e-17 | -2.7954e-10 | 4.3444e-17 | 5.0301e-18 | 0 | 0 | 0 | 0 | 0 | 0 | 0.68029 | 0 | 0 | 0.68029 | 0 | 0 | -7.1528 | 0 | 0 | -7.1528 | 0 | 0
Line17_5_19 | 0 | 0 | 0 | 0 | 0 | 0 | 0 | 0 | 0 | 0 | 0 | 0 | -5.3056e-10 | -1.6663e-16 | -6.7865e-17 | 5.3057e-10 | 2.1433e-17 | -2.0091e-17 | -1.2644e-08 | -1.6449e-16 | -4.5388e-17 | -2.7954e-10 | 4.3444e-17 | 5.0301e-18 | 0 | 0 | 0 | 0 | 0 | 0 | 0.68029 | 0 | 0 | 0.68029 | 0 | 0 | -7.1528 | 0 | 0 | -7.1528 | 0 | 0
Line1_1_3 | 0 | 0 | 0 | 0 | 0 | 0 | 0 | 0 | 0 | 0 | 0 | 0 | -4.2445e-09 | 5.5506e-20 | 2.8395e-21 | 4.2445e-09 | 5.4789e-15 | 2.3249e-15 | -1.0115e-07 | 2.2241e-20 | -4.4501e-20 | 8.8231e-08 | 5.6249e-15 | 1.9623e-15 | 0 | 0 | 0 | 0 | 0 | 0 | 0.68029 | 0 | 0 | 0.68029 | 0 | 0 | -7.1528 | 0 | 0 | -7.1528 | 0 | 0
Line2_1_4 | 0 | 0 | 0 | 0 | 0 | 0 | 0 | 0 | 0 | 0 | 0 | 0 | -1.0611e-09 | 1.3876e-20 | 7.0987e-22 | 1.0611e-09 | 1.8189e-16 | 5.1789e-17 | -2.5289e-08 | 5.5604e-21 | -1.1125e-20 | 1.2365e-08 | 1.9599e-16 | 4.8316e-17 | 0 | 0 | 0 | 0 | 0 | 0 | 0.68029 | 0 | 0 | 0.68029 | 0 | 0 | -7.1528 | 0 | 0 | -7.1528 | 0 | 0
Line3_1_5 | 0 | 0 | 0 | 0 | 0 | 0 | 0 | 0 | 0 | 0 | 0 | 0 | -1.0611e-09 | 1.3876e-20 | 7.0987e-22 | 1.0611e-09 | 1.8189e-16 | 5.1789e-17 | -2.5289e-08 | 5.5604e-21 | -1.1125e-20 | 1.2365e-08 | 1.9599e-16 | 4.8316e-17 | 0 | 0 | 0 | 0 | 0 | 0 | 0.68029 | 0 | 0 | 0.68029 | 0 | 0 | -7.1528 | 0 | 0 | -7.1528 | 0 | 0
Line4_2_6 | 0 | 0 | 0 | 0 | 0 | 0 | 0 | 0 | 0 | 0 | 0 | 0 | -2.6528e-09 | -2.8535e-15 | -1.2623e-15 | 2.6528e-09 | 4.2557e-15 | 1.7185e-15 | -6.3221e-08 | -2.8818e-15 | -1.0063e-15 | 5.0298e-08 | 4.3989e-15 | 1.4659e-15 | 0 | 0 | 0 | 0 | 0 | 0 | 0.68029 | 0 | 0 | 0.68029 | 0 | 0 | -7.1528 | 0 | 0 | -7.1528 | 0 | 0
Line5_6_7 | 0 | 0 | 0 | 0 | 0 | 0 | 0 | 0 | 0 | 0 | 0 | 0 | -2.1222e-09 | -4.1615e-15 | -1.8351e-15 | 2.1223e-09 | 4.3547e-15 | 1.7001e-15 | -5.0577e-08 | -4.199e-15 | -1.4542e-15 | 3.7653e-08 | 4.531e-15 | 1.4769e-15 | 0 | 0 | 0 | 0 | 0 | 0 | 0.68029 | 0 | 0 | 0.68029 | 0 | 0 | -7.1528 | 0 | 0 | -7.1528 | 0 | 0
Line6_7_8 | 0 | 0 | 0 | 0 | 0 | 0 | 0 | 0 | 0 | 0 | 0 | 0 | -1.5917e-09 | -4.2271e-15 | -1.8568e-15 | 1.5917e-09 | 3.5053e-15 | 1.281e-15 | -3.7933e-08 | -4.2605e-15 | -1.4607e-15 | 2.5009e-08 | 3.6968e-15 | 1.1624e-15 | 0 | 0 | 0 | 0 | 0 | 0 | 0.68029 | 0 | 0 | 0.68029 | 0 | 0 | -7.1528 | 0 | 0 | -7.1528 | 0 | 0
Line7_8_9 | 0 | 0 | 0 | 0 | 0 | 0 | 0 | 0 | 0 | 0 | 0 | 0 | -5.3056e-10 | -1.6767e-15 | -7.3296e-16 | 5.3056e-10 | 1.5811e-16 | -1.8893e-16 | -1.2644e-08 | -1.6876e-15 | -5.7124e-16 | -2.7954e-10 | 3.3347e-16 | 2.2073e-17 | 0 | 0 | 0 | 0 | 0 | 0 | 0.68029 | 0 | 0 | 0.68029 | 0 | 0 | -7.1528 | 0 | 0 | -7.1528 | 0 | 0
Line8_8_10 | 0 | 0 | 0 | 0 | 0 | 0 | 0 | 0 | 0 | 0 | 0 | 0 | -5.3056e-10 | -1.6767e-15 | -7.3296e-16 | 5.3056e-10 | 1.5811e-16 | -1.8893e-16 | -1.2644e-08 | -1.6876e-15 | -5.7124e-16 | -2.7954e-10 | 3.3347e-16 | 2.2073e-17 | 0 | 0 | 0 | 0 | 0 | 0 | 0.68029 | 0 | 0 | 0.68029 | 0 | 0 | -7.1528 | 0 | 0 | -7.1528 | 0 | 0
Line9_3_11 | 0 | 0 | 0 | 0 | 0 | 0 | 0 | 0 | 0 | 0 | 0 | 0 | -3.7139e-09 | -5.4091e-15 | -2.4133e-15 | 3.7139e-09 | 8.7972e-15 | 3.6954e-15 | -8.851e-08 | -5.4761e-15 | -1.9545e-15 | 7.5586e-08 | 9.0478e-15 | 3.1316e-15 | 0 | 0 | 0 | 0 | 0 | 0 | 0.68029 | 0 | 0 | 0.68029 | 0 | 0 | -7.1528 | 0 | 0 | -7.1528 | 0 | 0

## LLG_min_fault_6
name | pf_ikss_a_from_ka | pf_ikss_b_from_ka | pf_ikss_c_from_ka | pf_ikss_a_to_ka | pf_ikss_b_to_ka | pf_ikss_c_to_ka | pf_skss_a_from_mw | pf_skss_b_from_mw | pf_skss_c_from_mw | pf_skss_a_to_mw | pf_skss_b_to_mw | pf_skss_c_to_mw | pf_p_a_from_mw | pf_p_b_from_mw | pf_p_c_from_mw | pf_p_a_to_mw | pf_p_b_to_mw | pf_p_c_to_mw | pf_q_a_from_mvar | pf_q_b_from_mvar | pf_q_c_from_mvar | pf_q_a_to_mvar | pf_q_b_to_mvar | pf_q_c_to_mvar | pf_ikss_a_from_degree | pf_ikss_b_from_degree | pf_ikss_c_from_degree | pf_ikss_a_to_degree | pf_ikss_b_to_degree | pf_ikss_c_to_degree | pf_vm_a_from_pu | pf_vm_b_from_pu | pf_vm_c_from_pu | pf_vm_a_to_pu | pf_vm_b_to_pu | pf_vm_c_to_pu | pf_va_a_from_degree | pf_va_b_from_degree | pf_va_c_from_degree | pf_va_a_to_degree | pf_va_b_to_degree | pf_va_c_to_degree
Line0_1_2 | 0 | 0 | 0 | 0 | 0 | 0 | 0 | 0 | 0 | 0 | 0 | 0 | -1.1973e-10 | -1.8405e-10 | 2.0048e-10 | 1.0096e-10 | 1.6001e-10 | -1.5767e-10 | -2.2267e-10 | 2.586e-10 | 5.0957e-11 | 1.8395e-10 | -2.23e-10 | -4.791e-11 | 0 | 0 | 0 | 0 | 0 | 0 | 0.94966 | 0.94809 | 0.94729 | 0.94966 | 0.94809 | 0.94729 | -0.027853 | -120.1301 | 119.9054 | -0.027853 | -120.1301 | 119.9054
Line10_11_12 | 0 | 0 | 0 | 0 | 0 | 0 | 0 | 0 | 0 | 0 | 0 | 0 | -1.1973e-10 | -1.8405e-10 | 2.0048e-10 | 1.0096e-10 | 1.6001e-10 | -1.5767e-10 | -2.2267e-10 | 2.586e-10 | 5.0957e-11 | 1.8395e-10 | -2.23e-10 | -4.791e-11 | 0 | 0 | 0 | 0 | 0 | 0 | 0.94966 | 0.94809 | 0.94729 | 0.94966 | 0.94809 | 0.94729 | -0.027853 | -120.1301 | 119.9054 | -0.027853 | -120.1301 | 119.9054
Line11_12_13 | 0 | 0 | 0 | 0 | 0 | 0 | 0 | 0 | 0 | 0 | 0 | 0 | -9.9772e-11 | -1.5338e-10 | 1.6707e-10 | 8.1001e-11 | 1.2933e-10 | -1.2425e-10 | -1.8556e-10 | 2.155e-10 | 4.2464e-11 | 1.4684e-10 | -1.799e-10 | -3.9418e-11 | 0 | 0 | 0 | 0 | 0 | 0 | 0.94966 | 0.94809 | 0.94729 | 0.94966 | 0.94809 | 0.94729 | -0.027853 | -120.1301 | 119.9054 | -0.027853 | -120.1301 | 119.9054
Line12_13_15 | 0 | 0 | 0 | 0 | 0 | 0 | 0 | 0 | 0 | 0 | 0 | 0 | -5.9863e-11 | -9.2027e-11 | 1.0024e-10 | 4.1092e-11 | 6.7983e-11 | -5.7427e-11 | -1.1133e-10 | 1.293e-10 | 2.5478e-11 | 7.2615e-11 | -9.3698e-11 | -2.2432e-11 | 0 | 0 | 0 | 0 | 0 | 0 | 0.94966 | 0.94809 | 0.94729 | 0.94966 | 0.94809 | 0.94729 | -0.027853 | -120.1301 | 119.9054 | -0.027853 | -120.1301 | 119.9054
Line13_13_14 | 0 | 0 | 0 | 0 | 0 | 0 | 0 | 0 | 0 | 0 | 0 | 0 | -1.9954e-11 | -3.0676e-11 | 3.3414e-11 | 1.1836e-12 | 6.6324e-12 | 9.4004e-12 | -3.7111e-11 | 4.3099e-11 | 8.4928e-12 | -1.6081e-12 | -7.4995e-12 | -5.4467e-12 | 0 | 0 | 0 | 0 | 0 | 0 | 0.94966 | 0.94809 | 0.94729 | 0.94966 | 0.94809 | 0.94729 | -0.027853 | -120.1301 | 119.9054 | -0.027853 | -120.1301 | 119.9054
Line14_15_16 | 0 | 0 | 0 | 0 | 0 | 0 | 0 | 0 | 0 | 0 | 0 | 0 | -3.9909e-11 | -6.1351e-11 | 6.6827e-11 | 2.1138e-11 | 3.7308e-11 | -2.4013e-11 | -7.4223e-11 | 8.6198e-11 | 1.6986e-11 | 3.5503e-11 | -5.0599e-11 | -1.3939e-11 | 0 | 0 | 0 | 0 | 0 | 0 | 0.94966 | 0.94809 | 0.94729 | 0.94966 | 0.94809 | 0.94729 | -0.027853 | -120.1301 | 119.9054 | -0.027853 | -120.1301 | 119.9054
Line15_16_17 | 0 | 0 | 0 | 0 | 0 | 0 | 0 | 0 | 0 | 0 | 0 | 0 | -1.9954e-11 | -3.0676e-11 | 3.3414e-11 | 1.1836e-12 | 6.6324e-12 | 9.4004e-12 | -3.7111e-11 | 4.3099e-11 | 8.4928e-12 | -1.6081e-12 | -7.4995e-12 | -5.4467e-12 | 0 | 0 | 0 | 0 | 0 | 0 | 0.94966 | 0.94809 | 0.94729 | 0.94966 | 0.94809 | 0.94729 | -0.027853 | -120.1301 | 119.9054 | -0.027853 | -120.1301 | 119.9054
Line16_4_18 | 0 | 0 | 0 | 0 | 0 | 0 | 0 | 0 | 0 | 0 | 0 | 0 | -1.9954e-11 | -3.0676e-11 | 3.3414e-11 | 1.1836e-12 | 6.6324e-12 | 9.4004e-12 | -3.7111e-11 | 4.3099e-11 | 8.4927e-12 | -1.6081e-12 | -7.4995e-12 | -5.4467e-12 | 0 | 0 | 0 | 0 | 0 | 0 | 0.94966 | 0.94809 | 0.94729 | 0.94966 | 0.94809 | 0.94729 | -0.027853 | -120.1301 | 119.9054 | -0.027853 | -120.1301 | 119.9054
Line17_5_19 | 0 | 0 | 0 | 0 | 0 | 0 | 0 | 0 | 0 | 0 | 0 | 0 | -1.9954e-11 | -3.0676e-11 | 3.3414e-11 | 1.1836e-12 | 6.6324e-12 | 9.4004e-12 | -3.7111e-11 | 4.3099e-11 | 8.4927e-12 | -1.6081e-12 | -7.4995e-12 | -5.4467e-12 | 0 | 0 | 0 | 0 | 0 | 0 | 0.94966 | 0.94809 | 0.94729 | 0.94966 | 0.94809 | 0.94729 | -0.027853 | -120.1301 | 119.9054 | -0.027853 | -120.1301 | 119.9054
Line1_1_3 | 0 | 0 | 0 | 0 | 0 | 0 | 0 | 0 | 0 | 0 | 0 | 0 | -1.5963e-10 | -2.454e-10 | 2.6731e-10 | 1.4086e-10 | 2.2136e-10 | -2.2449e-10 | -2.9689e-10 | 3.4479e-10 | 6.7942e-11 | 2.5817e-10 | -3.0919e-10 | -6.4896e-11 | 0 | 0 | 0 | 0 | 0 | 0 | 0.94966 | 0.94809 | 0.94729 | 0.94966 | 0.94809 | 0.94729 | -0.027853 | -120.1301 | 119.9054 | -0.027853 | -120.1301 | 119.9054
Line2_1_4 | 0 | 0 | 0 | 0 | 0 | 0 | 0 | 0 | 0 | 0 | 0 | 0 | -3.9909e-11 | -6.1351e-11 | 6.6827e-11 | 2.1138e-11 | 3.7308e-11 | -2.4013e-11 | -7.4223e-11 | 8.6198e-11 | 1.6985e-11 | 3.5503e-11 | -5.0599e-11 | -1.3939e-11 | 0 | 0 | 0 | 0 | 0 | 0 | 0.94966 | 0.94809 | 0.94729 | 0.94966 | 0.94809 | 0.94729 | -0.027853 | -120.1301 | 119.9054 | -0.027853 | -120.1301 | 119.9054
Line3_1_5 | 0 | 0 | 0 | 0 | 0 | 0 | 0 | 0 | 0 | 0 | 0 | 0 | -3.9909e-11 | -6.1351e-11 | 6.6827e-11 | 2.1138e-11 | 3.7308e-11 | -2.4013e-11 | -7.4223e-11 | 8.6198e-11 | 1.6985e-11 | 3.5503e-11 | -5.0599e-11 | -1.3939e-11 | 0 | 0 | 0 | 0 | 0 | 0 | 0.94966 | 0.94809 | 0.94729 | 0.94966 | 0.94809 | 0.94729 | -0.027853 | -120.1301 | 119.9054 | -0.027853 | -120.1301 | 119.9054
Line4_2_6 | 0 | 0 | 0 | 0 | 0 | 0 | 0 | 0 | 0 | 0 | 0 | 0 | -9.9772e-11 | -1.5338e-10 | 1.6707e-10 | 8.1001e-11 | 1.2933e-10 | -1.2425e-10 | -1.8556e-10 | 2.155e-10 | 4.2464e-11 | 1.4684e-10 | -1.799e-10 | -3.9418e-11 | 0 | 0 | 0 | 0 | 0 | 0 | 0.94966 | 0.94809 | 0.94729 | 0.94966 | 0.94809 | 0.94729 | -0.027853 | -120.1301 | 119.9054 | -0.027853 | -120.1301 | 119.9054
Line5_6_7 | 0 | 0 | 0 | 0 | 0 | 0 | 0 | 0 | 0 | 0 | 0 | 0 | -7.9817e-11 | -1.227e-10 | 1.3365e-10 | 6.1047e-11 | 9.8659e-11 | -9.084e-11 | -1.4845e-10 | 1.724e-10 | 3.3971e-11 | 1.0973e-10 | -1.368e-10 | -3.0925e-11 | 0 | 0 | 0 | 0 | 0 | 0 | 0.94966 | 0.94809 | 0.94729 | 0.94966 | 0.94809 | 0.94729 | -0.027853 | -120.1301 | 119.9054 | -0.027853 | -120.1301 | 119.9054
Line6_7_8 | 0 | 0 | 0 | 0 | 0 | 0 | 0 | 0 | 0 | 0 | 0 | 0 | -5.9863e-11 | -9.2027e-11 | 1.0024e-10 | 4.1092e-11 | 6.7983e-11 | -5.7427e-11 | -1.1133e-10 | 1.293e-10 | 2.5478e-11 | 7.2615e-11 | -9.3698e-11 | -2.2432e-11 | 0 | 0 | 0 | 0 | 0 | 0 | 0.94966 | 0.94809 | 0.94729 | 0.94966 | 0.94809 | 0.94729 | -0.027853 | -120.1301 | 119.9054 | -0.027853 | -120.1301 | 119.9054
Line7_8_9 | 0 | 0 | 0 | 0 | 0 | 0 | 0 | 0 | 0 | 0 | 0 | 0 | -1.9954e-11 | -3.0676e-11 | 3.3414e-11 | 1.1836e-12 | 6.6324e-12 | 9.4004e-12 | -3.7111e-11 | 4.3099e-11 | 8.4928e-12 | -1.6081e-12 | -7.4995e-12 | -5.4467e-12 | 0 | 0 | 0 | 0 | 0 | 0 | 0.94966 | 0.94809 | 0.94729 | 0.94966 | 0.94809 | 0.94729 | -0.027853 | -120.1301 | 119.9054 | -0.027853 | -120.1301 | 119.9054
Line8_8_10 | 0 | 0 | 0 | 0 | 0 | 0 | 0 | 0 | 0 | 0 | 0 | 0 | -1.9954e-11 | -3.0676e-11 | 3.3414e-11 | 1.1836e-12 | 6.6324e-12 | 9.4004e-12 | -3.7111e-11 | 4.3099e-11 | 8.4928e-12 | -1.6081e-12 | -7.4995e-12 | -5.4467e-12 | 0 | 0 | 0 | 0 | 0 | 0 | 0.94966 | 0.94809 | 0.94729 | 0.94966 | 0.94809 | 0.94729 | -0.027853 | -120.1301 | 119.9054 | -0.027853 | -120.1301 | 119.9054
Line9_3_11 | 0 | 0 | 0 | 0 | 0 | 0 | 0 | 0 | 0 | 0 | 0 | 0 | -1.3968e-10 | -2.1473e-10 | 2.3389e-10 | 1.2091e-10 | 1.9069e-10 | -1.9108e-10 | -2.5978e-10 | 3.0169e-10 | 5.9449e-11 | 2.2106e-10 | -2.6609e-10 | -5.6403e-11 | 0 | 0 | 0 | 0 | 0 | 0 | 0.94966 | 0.94809 | 0.94729 | 0.94966 | 0.94809 | 0.94729 | -0.027853 | -120.1301 | 119.9054 | -0.027853 | -120.1301 | 119.9054

## LLG_min_fault_10
name | pf_ikss_a_from_ka | pf_ikss_b_from_ka | pf_ikss_c_from_ka | pf_ikss_a_to_ka | pf_ikss_b_to_ka | pf_ikss_c_to_ka | pf_skss_a_from_mw | pf_skss_b_from_mw | pf_skss_c_from_mw | pf_skss_a_to_mw | pf_skss_b_to_mw | pf_skss_c_to_mw | pf_p_a_from_mw | pf_p_b_from_mw | pf_p_c_from_mw | pf_p_a_to_mw | pf_p_b_to_mw | pf_p_c_to_mw | pf_q_a_from_mvar | pf_q_b_from_mvar | pf_q_c_from_mvar | pf_q_a_to_mvar | pf_q_b_to_mvar | pf_q_c_to_mvar | pf_ikss_a_from_degree | pf_ikss_b_from_degree | pf_ikss_c_from_degree | pf_ikss_a_to_degree | pf_ikss_b_to_degree | pf_ikss_c_to_degree | pf_vm_a_from_pu | pf_vm_b_from_pu | pf_vm_c_from_pu | pf_vm_a_to_pu | pf_vm_b_to_pu | pf_vm_c_to_pu | pf_va_a_from_degree | pf_va_b_from_degree | pf_va_c_from_degree | pf_va_a_to_degree | pf_va_b_to_degree | pf_va_c_to_degree
Line0_1_2 | 0 | 0 | 0 | 0 | 0 | 0 | 0 | 0 | 0 | 0 | 0 | 0 | -1.0746e-10 | -1.6519e-10 | 1.7993e-10 | 9.0608e-11 | 1.4361e-10 | -1.4151e-10 | -1.9985e-10 | 2.3209e-10 | 4.5734e-11 | 1.6509e-10 | -2.0014e-10 | -4.3e-11 | 0 | 0 | 0 | 0 | 0 | 0 | 0.89968 | 0.89819 | 0.89743 | 0.89968 | 0.89819 | 0.89743 | -0.027853 | -120.1301 | 119.9054 | -0.027853 | -120.1301 | 119.9054
Line10_11_12 | 0 | 0 | 0 | 0 | 0 | 0 | 0 | 0 | 0 | 0 | 0 | 0 | -1.0745e-10 | -1.6519e-10 | 1.7993e-10 | 9.0608e-11 | 1.4361e-10 | -1.4151e-10 | -1.9985e-10 | 2.3209e-10 | 4.5734e-11 | 1.6509e-10 | -2.0014e-10 | -4.3e-11 | 0 | 0 | 0 | 0 | 0 | 0 | 0.89968 | 0.89819 | 0.89743 | 0.89968 | 0.89819 | 0.89743 | -0.027853 | -120.1301 | 119.9054 | -0.027853 | -120.1301 | 119.9054
Line11_12_13 | 0 | 0 | 0 | 0 | 0 | 0 | 0 | 0 | 0 | 0 | 0 | 0 | -8.9546e-11 | -1.3766e-10 | 1.4994e-10 | 7.2699e-11 | 1.1608e-10 | -1.1152e-10 | -1.6654e-10 | 1.9341e-10 | 3.8112e-11 | 1.3179e-10 | -1.6146e-10 | -3.5378e-11 | 0 | 0 | 0 | 0 | 0 | 0 | 0.89968 | 0.89819 | 0.89743 | 0.89968 | 0.89819 | 0.89743 | -0.027853 | -120.1301 | 119.9054 | -0.027853 | -120.1301 | 119.9054
Line12_13_15 | 0 | 0 | 0 | 0 | 0 | 0 | 0 | 0 | 0 | 0 | 0 | 0 | -5.3727e-11 | -8.2594e-11 | 8.9967e-11 | 3.6881e-11 | 6.1016e-11 | -5.1541e-11 | -9.9923e-11 | 1.1605e-10 | 2.2867e-11 | 6.5172e-11 | -8.4095e-11 | -2.0133e-11 | 0 | 0 | 0 | 0 | 0 | 0 | 0.89968 | 0.89819 | 0.89743 | 0.89968 | 0.89819 | 0.89743 | -0.027853 | -120.1301 | 119.9054 | -0.027853 | -120.1301 | 119.9054
Line13_13_14 | 0 | 0 | 0 | 0 | 0 | 0 | 0 | 0 | 0 | 0 | 0 | 0 | -1.7909e-11 | -2.7531e-11 | 2.9989e-11 | 1.0622e-12 | 5.9526e-12 | 8.4369e-12 | -3.3308e-11 | 3.8682e-11 | 7.6223e-12 | -1.4433e-12 | -6.7308e-12 | -4.8884e-12 | 0 | 0 | 0 | 0 | 0 | 0 | 0.89968 | 0.89819 | 0.89743 | 0.89968 | 0.89819 | 0.89743 | -0.027853 | -120.1301 | 119.9054 | -0.027853 | -120.1301 | 119.9054
Line14_15_16 | 0 | 0 | 0 | 0 | 0 | 0 | 0 | 0 | 0 | 0 | 0 | 0 | -3.5818e-11 | -5.5063e-11 | 5.9978e-11 | 1.8971e-11 | 3.3484e-11 | -2.1552e-11 | -6.6615e-11 | 7.7364e-11 | 1.5245e-11 | 3.1864e-11 | -4.5413e-11 | -1.2511e-11 | 0 | 0 | 0 | 0 | 0 | 0 | 0.89968 | 0.89819 | 0.89743 | 0.89968 | 0.89819 | 0.89743 | -0.027853 | -120.1301 | 119.9054 | -0.027853 | -120.1301 | 119.9054
Line15_16_17 | 0 | 0 | 0 | 0 | 0 | 0 | 0 | 0 | 0 | 0 | 0 | 0 | -1.7909e-11 | -2.7531e-11 | 2.9989e-11 | 1.0622e-12 | 5.9526e-12 | 8.4369e-12 | -3.3308e-11 | 3.8682e-11 | 7.6223e-12 | -1.4433e-12 | -6.7308e-12 | -4.8884e-12 | 0 | 0 | 0 | 0 | 0 | 0 | 0.89968 | 0.89819 | 0.89743 | 0.89968 | 0.89819 | 0.89743 | -0.027853 | -120.1301 | 119.9054 | -0.027853 | -120.1301 | 119.9054
Line16_4_18 | 0 | 0 | 0 | 0 | 0 | 0 | 0 | 0 | 0 | 0 | 0 | 0 | -1.7909e-11 | -2.7531e-11 | 2.9989e-11 | 1.0622e-12 | 5.9526e-12 | 8.4369e-12 | -3.3308e-11 | 3.8682e-11 | 7.6223e-12 | -1.4433e-12 | -6.7308e-12 | -4.8884e-12 | 0 | 0 | 0 | 0 | 0 | 0 | 0.89968 | 0.89819 | 0.89743 | 0.89968 | 0.89819 | 0.89743 | -0.027853 | -120.1301 | 119.9054 | -0.027853 | -120.1301 | 119.9054
Line17_5_19 | 0 | 0 | 0 | 0 | 0 | 0 | 0 | 0 | 0 | 0 | 0 | 0 | -1.7909e-11 | -2.7531e-11 | 2.9989e-11 | 1.0622e-12 | 5.9526e-12 | 8.4369e-12 | -3.3308e-11 | 3.8682e-11 | 7.6223e-12 | -1.4433e-12 | -6.7308e-12 | -4.8884e-12 | 0 | 0 | 0 | 0 | 0 | 0 | 0.89968 | 0.89819 | 0.89743 | 0.89968 | 0.89819 | 0.89743 | -0.027853 | -120.1301 | 119.9054 | -0.027853 | -120.1301 | 119.9054
Line1_1_3 | 0 | 0 | 0 | 0 | 0 | 0 | 0 | 0 | 0 | 0 | 0 | 0 | -1.4327e-10 | -2.2025e-10 | 2.3991e-10 | 1.2643e-10 | 1.9867e-10 | -2.0149e-10 | -2.6646e-10 | 3.0945e-10 | 6.0979e-11 | 2.3171e-10 | -2.775e-10 | -5.8245e-11 | 0 | 0 | 0 | 0 | 0 | 0 | 0.89968 | 0.89819 | 0.89743 | 0.89968 | 0.89819 | 0.89743 | -0.027853 | -120.1301 | 119.9054 | -0.027853 | -120.1301 | 119.9054
Line2_1_4 | 0 | 0 | 0 | 0 | 0 | 0 | 0 | 0 | 0 | 0 | 0 | 0 | -3.5818e-11 | -5.5063e-11 | 5.9978e-11 | 1.8971e-11 | 3.3484e-11 | -2.1552e-11 | -6.6615e-11 | 7.7364e-11 | 1.5245e-11 | 3.1864e-11 | -4.5413e-11 | -1.2511e-11 | 0 | 0 | 0 | 0 | 0 | 0 | 0.89968 | 0.89819 | 0.89743 | 0.89968 | 0.89819 | 0.89743 | -0.027853 | -120.1301 | 119.9054 | -0.027853 | -120.1301 | 119.9054
Line3_1_5 | 0 | 0 | 0 | 0 | 0 | 0 | 0 | 0 | 0 | 0 | 0 | 0 | -3.5818e-11 | -5.5063e-11 | 5.9978e-11 | 1.8971e-11 | 3.3484e-11 | -2.1552e-11 | -6.6615e-11 | 7.7364e-11 | 1.5245e-11 | 3.1864e-11 | -4.5413e-11 | -1.2511e-11 | 0 | 0 | 0 | 0 | 0 | 0 | 0.89968 | 0.89819 | 0.89743 | 0.89968 | 0.89819 | 0.89743 | -0.027853 | -120.1301 | 119.9054 | -0.027853 | -120.1301 | 119.9054
Line4_2_6 | 0 | 0 | 0 | 0 | 0 | 0 | 0 | 0 | 0 | 0 | 0 | 0 | -8.9546e-11 | -1.3766e-10 | 1.4994e-10 | 7.2699e-11 | 1.1608e-10 | -1.1152e-10 | -1.6654e-10 | 1.9341e-10 | 3.8112e-11 | 1.3179e-10 | -1.6146e-10 | -3.5378e-11 | 0 | 0 | 0 | 0 | 0 | 0 | 0.89968 | 0.89819 | 0.89743 | 0.89968 | 0.89819 | 0.89743 | -0.027853 | -120.1301 | 119.9054 | -0.027853 | -120.1301 | 119.9054
Line5_6_7 | 0 | 0 | 0 | 0 | 0 | 0 | 0 | 0 | 0 | 0 | 0 | 0 | -7.1637e-11 | -1.1013e-10 | 1.1996e-10 | 5.479e-11 | 8.8547e-11 | -8.153e-11 | -1.3323e-10 | 1.5473e-10 | 3.0489e-11 | 9.848e-11 | -1.2278e-10 | -2.7755e-11 | 0 | 0 | 0 | 0 | 0 | 0 | 0.89968 | 0.89819 | 0.89743 | 0.89968 | 0.89819 | 0.89743 | -0.027853 | -120.1301 | 119.9054 | -0.027853 | -120.1301 | 119.9054
Line6_7_8 | 0 | 0 | 0 | 0 | 0 | 0 | 0 | 0 | 0 | 0 | 0 | 0 | -5.3728e-11 | -8.2594e-11 | 8.9967e-11 | 3.6881e-11 | 6.1016e-11 | -5.1541e-11 | -9.9923e-11 | 1.1605e-10 | 2.2867e-11 | 6.5172e-11 | -8.4095e-11 | -2.0133e-11 | 0 | 0 | 0 | 0 | 0 | 0 | 0.89968 | 0.89819 | 0.89743 | 0.89968 | 0.89819 | 0.89743 | -0.027853 | -120.1301 | 119.9054 | -0.027853 | -120.1301 | 119.9054
Line7_8_9 | 0 | 0 | 0 | 0 | 0 | 0 | 0 | 0 | 0 | 0 | 0 | 0 | -1.7909e-11 | -2.7531e-11 | 2.9989e-11 | 1.0622e-12 | 5.9526e-12 | 8.4369e-12 | -3.3308e-11 | 3.8682e-11 | 7.6223e-12 | -1.4433e-12 | -6.7308e-12 | -4.8884e-12 | 0 | 0 | 0 | 0 | 0 | 0 | 0.89968 | 0.89819 | 0.89743 | 0.89968 | 0.89819 | 0.89743 | -0.027853 | -120.1301 | 119.9054 | -0.027853 | -120.1301 | 119.9054
Line8_8_10 | 0 | 0 | 0 | 0 | 0 | 0 | 0 | 0 | 0 | 0 | 0 | 0 | -1.7909e-11 | -2.7531e-11 | 2.9989e-11 | 1.0622e-12 | 5.9526e-12 | 8.4369e-12 | -3.3308e-11 | 3.8682e-11 | 7.6223e-12 | -1.4433e-12 | -6.7308e-12 | -4.8884e-12 | 0 | 0 | 0 | 0 | 0 | 0 | 0.89968 | 0.89819 | 0.89743 | 0.89968 | 0.89819 | 0.89743 | -0.027853 | -120.1301 | 119.9054 | -0.027853 | -120.1301 | 119.9054
Line9_3_11 | 0 | 0 | 0 | 0 | 0 | 0 | 0 | 0 | 0 | 0 | 0 | 0 | -1.2536e-10 | -1.9272e-10 | 2.0992e-10 | 1.0852e-10 | 1.7114e-10 | -1.715e-10 | -2.3315e-10 | 2.7077e-10 | 5.3356e-11 | 1.984e-10 | -2.3882e-10 | -5.0622e-11 | 0 | 0 | 0 | 0 | 0 | 0 | 0.89968 | 0.89819 | 0.89743 | 0.89968 | 0.89819 | 0.89743 | -0.027853 | -120.1301 | 119.9054 | -0.027853 | -120.1301 | 119.9054