## LLL_max_6
name | pf_ikss_from_ka | pf_ikss_to_ka | pf_ip_from_ka | pf_ip_to_ka | pf_skss_from_mw | pf_skss_to_mw | pf_p_from_mw | pf_p_to_mw | pf_q_from_mvar | pf_q_to_mvar | pf_ikss_from_degree | pf_ikss_to_degree | pf_vm_from_pu | pf_vm_to_pu | pf_va_from_degree | pf_va_to_degree
Line0_1_2 | 0 | 0 | 0 | 0 | 0 | 0 | 0 | 0 | 0 | 0 | 0 | 0 | 0.034666 | 0.034666 | 0.93046 | 0.93047
Line10_11_12 | 0.17321 | 0.17321 | 0 | 0 | 0.12 | 0.12 | -0.0021467 | 0.0030467 | -0.0077455 | 0.0095455 | 95.7106 | -84.2894 | 0.066979 | 0.083499 | -9.7801 | -11.991
Line11_12_13 | 0.17321 | 0.17321 | 0 | 0 | 0.12 | 0.12 | -0.0030467 | 0.0039467 | -0.0095455 | 0.011345 | 95.7106 | -84.2894 | 0.083499 | 0.1001 | -11.991 | -13.4702
Line12_13_15 | 0 | 0 | 0 | 0 | 0 | 0 | 0 | 0 | 0 | 0 | 0 | 0 | 0.1001 | 0.1001 | -13.4702 | -13.4702
Line13_13_14 | 0.17321 | 0.17321 | 0 | 0 | 0.12 | 0.12 | -0.0039467 | 0.0048467 | -0.011345 | 0.013145 | 95.7106 | -84.2894 | 0.1001 | 0.11675 | -13.4702 | -14.528
Line14_15_16 | 0 | 0 | 0 | 0 | 0 | 0 | 0 | 0 | 0 | 0 | 0 | 0 | 0.1001 | 0.1001 | -13.4702 | -13.4702
Line15_16_17 | 0 | 0 | 0 | 0 | 0 | 0 | 0 | 0 | 0 | 0 | 0 | 0 | 0.1001 | 0.1001 | -13.4702 | -13.4702
Line16_4_18 | 0 | 0 | 0 | 0 | 0 | 0 | 0 | 0 | 0 | 0 | 0 | 0 | 0.050623 | 0.050623 | -6.1317 | -6.1317
Line17_5_19 | 0 | 0 | 0 | 0 | 0 | 0 | 0 | 0 | 0 | 0 | 0 | 0 | 0.034666 | 0.034666 | 0.93046 | 0.93046
Line1_1_3 | 0.17321 | 0.17321 | 0 | 0 | 0.12 | 0.12 | -0.00034666 | 0.0012467 | -0.0041455 | 0.0059455 | 95.7106 | -84.2894 | 0.034666 | 0.050623 | 0.93046 | -6.1317
Line2_1_4 | 0.17321 | 0.17321 | 0 | 0 | 0.12 | 0.12 | -0.00034666 | 0.0012467 | -0.0041455 | 0.0059455 | 95.7106 | -84.2894 | 0.034666 | 0.050623 | 0.93046 | -6.1317
Line3_1_5 | 0 | 0 | 0 | 0 | 0 | 0 | 0 | 0 | 0 | 0 | 0 | 0 | 0.034666 | 0.034666 | 0.93046 | 0.93046
Line4_2_6 | 0 | 0 | 0 | 0 | 0 | 0 | 0 | 0 | 0 | 0 | 0 | 0 | 0.034666 | 0.034666 | 0.93047 | 0.93048
Line5_6_7 | 0 | 0 | 0 | 0 | 0 | 0 | 0 | 0 | 0 | 0 | 0 | 0 | 0.034666 | 0.034666 | 0.93048 | 0.93049
Line6_7_8 | 0 | 0 | 0 | 0 | 0 | 0 | 0 | 0 | 0 | 0 | 0 | 0 | 0.034666 | 0.034666 | 0.93049 | 0.9305
Line7_8_9 | 0 | 0 | 0 | 0 | 0 | 0 | 0 | 0 | 0 | 0 | 0 | 0 | 0.034666 | 0.034666 | 0.9305 | 0.9305
Line8_8_10 | 0 | 0 | 0 | 0 | 0 | 0 | 0 | 0 | 0 | 0 | 0 | 0 | 0.034666 | 0.034666 | 0.9305 | 0.9305
Line9_3_11 | 0.17321 | 0.17321 | 0 | 0 | 0.12 | 0.12 | -0.0012467 | 0.0021467 | -0.0059455 | 0.0077455 | 95.7106 | -84.2894 | 0.050623 | 0.066979 | -6.1317 | -9.7801

## LLL_max_10
name | pf_ikss_from_ka | pf_ikss_to_ka | pf_ip_from_ka | pf_ip_to_ka | pf_skss_from_mw | pf_skss_to_mw | pf_p_from_mw | pf_p_to_mw | pf_q_from_mvar | pf_q_to_mvar | pf_ikss_from_degree | pf_ikss_to_degree | pf_vm_from_pu | pf_vm_to_pu | pf_va_from_degree | pf_va_to_degree
Line0_1_2 | 0 | 0 | 0 | 0 | 0 | 0 | 0 | 0 | 0 | 0 | 0 | 0 | 0.036317 | 0.036317 | 0.93046 | 0.93047
Line10_11_12 | 0.17321 | 0.17321 | 0 | 0 | 0.12 | 0.12 | -0.0021632 | 0.0030632 | -0.0079429 | 0.0097429 | 95.7106 | -84.2894 | 0.068602 | 0.085109 | -9.5238 | -11.7425
Line11_12_13 | 0.17321 | 0.17321 | 0 | 0 | 0.12 | 0.12 | -0.0030632 | 0.0039632 | -0.0097429 | 0.011543 | 95.7106 | -84.2894 | 0.085109 | 0.1017 | -11.7425 | -13.2389
Line12_13_15 | 0 | 0 | 0 | 0 | 0 | 0 | 0 | 0 | 0 | 0 | 0 | 0 | 0.1017 | 0.1017 | -13.2389 | -13.2389
Line13_13_14 | 0.17321 | 0.17321 | 0 | 0 | 0.12 | 0.12 | -0.0039632 | 0.0048632 | -0.011543 | 0.013343 | 95.7106 | -84.2894 | 0.1017 | 0.11835 | -13.2389 | -14.315
Line14_15_16 | 0 | 0 | 0 | 0 | 0 | 0 | 0 | 0 | 0 | 0 | 0 | 0 | 0.1017 | 0.1017 | -13.2389 | -13.2389
Line15_16_17 | 0 | 0 | 0 | 0 | 0 | 0 | 0 | 0 | 0 | 0 | 0 | 0 | 0.1017 | 0.1017 | -13.2389 | -13.2389
Line16_4_18 | 0 | 0 | 0 | 0 | 0 | 0 | 0 | 0 | 0 | 0 | 0 | 0 | 0.052262 | 0.052262 | -5.9092 | -5.9092
Line17_5_19 | 0 | 0 | 0 | 0 | 0 | 0 | 0 | 0 | 0 | 0 | 0 | 0 | 0.036317 | 0.036317 | 0.93046 | 0.93046
Line1_1_3 | 0.17321 | 0.17321 | 0 | 0 | 0.12 | 0.12 | -0.00036317 | 0.0012632 | -0.0043429 | 0.0061429 | 95.7106 | -84.2894 | 0.036317 | 0.052262 | 0.93046 | -5.9092
Line2_1_4 | 0.17321 | 0.17321 | 0 | 0 | 0.12 | 0.12 | -0.00036317 | 0.0012632 | -0.0043429 | 0.0061429 | 95.7106 | -84.2894 | 0.036317 | 0.052262 | 0.93046 | -5.9092
Line3_1_5 | 0 | 0 | 0 | 0 | 0 | 0 | 0 | 0 | 0 | 0 | 0 | 0 | 0.036317 | 0.036317 | 0.93046 | 0.93046
Line4_2_6 | 0 | 0 | 0 | 0 | 0 | 0 | 0 | 0 | 0 | 0 | 0 | 0 | 0.036317 | 0.036317 | 0.93047 | 0.93048
Line5_6_7 | 0 | 0 | 0 | 0 | 0 | 0 | 0 | 0 | 0 | 0 | 0 | 0 | 0.036317 | 0.036317 | 0.93048 | 0.93049
Line6_7_8 | 0 | 0 | 0 | 0 | 0 | 0 | 0 | 0 | 0 | 0 | 0 | 0 | 0.036317 | 0.036317 | 0.93049 | 0.9305
Line7_8_9 | 0 | 0 | 0 | 0 | 0 | 0 | 0 | 0 | 0 | 0 | 0 | 0 | 0.036317 | 0.036317 | 0.9305 | 0.9305
Line8_8_10 | 0 | 0 | 0 | 0 | 0 | 0 | 0 | 0 | 0 | 0 | 0 | 0 | 0.036317 | 0.036317 | 0.9305 | 0.9305
Line9_3_11 | 0.17321 | 0.17321 | 0 | 0 | 0.12 | 0.12 | -0.0012632 | 0.0021632 | -0.0061429 | 0.0079429 | 95.7106 | -84.2894 | 0.052262 | 0.068602 | -5.9092 | -9.5238

## LLL_max_fault_6
name | pf_ikss_from_ka | pf_ikss_to_ka | pf_ip_from_ka | pf_ip_to_ka | pf_skss_from_mw | pf_skss_to_mw | pf_p_from_mw | pf_p_to_mw | pf_q_from_mvar | pf_q_to_mvar | pf_ikss_from_degree | pf_ikss_to_degree | pf_vm_from_pu | pf_vm_to_pu | pf_va_from_degree | pf_va_to_degree
Line0_1_2 | 0 | 0 | 0 | 0 | 0 | 0 | 0 | 0 | 0 | 0 | 0 | 0 | 1.1218 | 1.1218 | -0.5117 | -0.5117
Line10_11_12 | 0.1732 | 0.1732 | 0 | 0 | 0.12 | 0.12 | -0.01639 | 0.01729 | -0.13742 | 0.13922 | 95.7106 | -84.2894 | 1.1533 | 1.1691 | -1.091 | -1.3689
Line11_12_13 | 0.1732 | 0.1732 | 0 | 0 | 0.12 | 0.12 | -0.01729 | 0.01819 | -0.13922 | 0.14102 | 95.7106 | -84.2894 | 1.1691 | 1.1849 | -1.3689 | -1.6394
Line12_13_15 | 0 | 0 | 0 | 0 | 0 | 0 | 0 | 0 | 0 | 0 | 0 | 0 | 1.1849 | 1.1849 | -1.6394 | -1.6394
Line13_13_14 | 0.1732 | 0.1732 | 0 | 0 | 0.12 | 0.12 | -0.01819 | 0.01909 | -0.14102 | 0.14282 | 95.7106 | -84.2894 | 1.1849 | 1.2008 | -1.6394 | -1.9028
Line14_15_16 | 0 | 0 | 0 | 0 | 0 | 0 | 0 | 0 | 0 | 0 | 0 | 0 | 1.1849 | 1.1849 | -1.6394 | -1.6394
Line15_16_17 | 0 | 0 | 0 | 0 | 0 | 0 | 0 | 0 | 0 | 0 | 0 | 0 | 1.1849 | 1.1849 | -1.6394 | -1.6394
Line16_4_18 | 0 | 0 | 0 | 0 | 0 | 0 | 0 | 0 | 0 | 0 | 0 | 0 | 1.1375 | 1.1375 | -0.80535 | -0.80535
Line17_5_19 | 0 | 0 | 0 | 0 | 0 | 0 | 0 | 0 | 0 | 0 | 0 | 0 | 1.1218 | 1.1218 | -0.5117 | -0.5117
Line1_1_3 | 0.1732 | 0.1732 | 0 | 0 | 0.12 | 0.12 | -0.01459 | 0.01549 | -0.13382 | 0.13562 | 95.7106 | -84.2894 | 1.1218 | 1.1375 | -0.5117 | -0.80535
Line2_1_4 | 0.1732 | 0.1732 | 0 | 0 | 0.12 | 0.12 | -0.01459 | 0.01549 | -0.13382 | 0.13562 | 95.7106 | -84.2894 | 1.1218 | 1.1375 | -0.5117 | -0.80535
Line3_1_5 | 0 | 0 | 0 | 0 | 0 | 0 | 0 | 0 | 0 | 0 | 0 | 0 | 1.1218 | 1.1218 | -0.5117 | -0.5117
Line4_2_6 | 0 | 0 | 0 | 0 | 0 | 0 | 0 | 0 | 0 | 0 | 0 | 0 | 1.1218 | 1.1218 | -0.5117 | -0.5117
Line5_6_7 | 0 | 0 | 0 | 0 | 0 | 0 | 0 | 0 | 0 | 0 | 0 | 0 | 1.1218 | 1.1218 | -0.5117 | -0.5117
Line6_7_8 | 0 | 0 | 0 | 0 | 0 | 0 | 0 | 0 | 0 | 0 | 0 | 0 | 1.1218 | 1.1218 | -0.5117 | -0.5117
Line7_8_9 | 0 | 0 | 0 | 0 | 0 | 0 | 0 | 0 | 0 | 0 | 0 | 0 | 1.1218 | 1.1218 | -0.5117 | -0.5117
Line8_8_10 | 0 | 0 | 0 | 0 | 0 | 0 | 0 | 0 | 0 | 0 | 0 | 0 | 1.1218 | 1.1218 | -0.5117 | -0.5117
Line9_3_11 | 0.1732 | 0.1732 | 0 | 0 | 0.12 | 0.12 | -0.01549 | 0.01639 | -0.13562 | 0.13742 | 95.7106 | -84.2894 | 1.1375 | 1.1533 | -0.80535 | -1.091

## LLL_max_fault_10
name | pf_ikss_from_ka | pf_ikss_to_ka | pf_ip_from_ka | pf_ip_to_ka | pf_skss_from_mw | pf_skss_to_mw | pf_p_from_mw | pf_p_to_mw | pf_q_from_mvar | pf_q_to_mvar | pf_ikss_from_degree | pf_ikss_to_degree | pf_vm_from_pu | pf_vm_to_pu | pf_va_from_degree | pf_va_to_degree
Line0_1_2 | 0 | 0 | 0 | 0 | 0 | 0 | 0 | 0 | 0 | 0 | 0 | 0 | 1.1234 | 1.1234 | -0.50958 | -0.50958
Line10_11_12 | 0.1732 | 0.1732 | 0 | 0 | 0.12 | 0.12 | -0.016407 | 0.017307 | -0.13762 | 0.13942 | 95.7106 | -84.2894 | 1.1549 | 1.1707 | -1.0881 | -1.3657
Line11_12_13 | 0.1732 | 0.1732 | 0 | 0 | 0.12 | 0.12 | -0.017307 | 0.018207 | -0.13942 | 0.14122 | 95.7106 | -84.2894 | 1.1707 | 1.1866 | -1.3657 | -1.6358
Line12_13_15 | 0 | 0 | 0 | 0 | 0 | 0 | 0 | 0 | 0 | 0 | 0 | 0 | 1.1866 | 1.1866 | -1.6358 | -1.6358
Line13_13_14 | 0.1732 | 0.1732 | 0 | 0 | 0.12 | 0.12 | -0.018207 | 0.019107 | -0.14122 | 0.14302 | 95.7106 | -84.2894 | 1.1866 | 1.2024 | -1.6358 | -1.8989
Line14_15_16 | 0 | 0 | 0 | 0 | 0 | 0 | 0 | 0 | 0 | 0 | 0 | 0 | 1.1866 | 1.1866 | -1.6358 | -1.6358
Line15_16_17 | 0 | 0 | 0 | 0 | 0 | 0 | 0 | 0 | 0 | 0 | 0 | 0 | 1.1866 | 1.1866 | -1.6358 | -1.6358
Line16_4_18 | 0 | 0 | 0 | 0 | 0 | 0 | 0 | 0 | 0 | 0 | 0 | 0 | 1.1392 | 1.1392 | -0.80284 | -0.80284
Line17_5_19 | 0 | 0 | 0 | 0 | 0 | 0 | 0 | 0 | 0 | 0 | 0 | 0 | 1.1234 | 1.1234 | -0.50958 | -0.50958
Line1_1_3 | 0.1732 | 0.1732 | 0 | 0 | 0.12 | 0.12 | -0.014607 | 0.015507 | -0.13402 | 0.13582 | 95.7106 | -84.2894 | 1.1234 | 1.1392 | -0.50958 | -0.80284
Line2_1_4 | 0.1732 | 0.1732 | 0 | 0 | 0.12 | 0.12 | -0.014607 | 0.015507 | -0.13402 | 0.13582 | 95.7106 | -84.2894 | 1.1234 | 1.1392 | -0.50958 | -0.80284
Line3_1_5 | 0 | 0 | 0 | 0 | 0 | 0 | 0 | 0 | 0 | 0 | 0 | 0 | 1.1234 | 1.1234 | -0.50958 | -0.50958
Line4_2_6 | 0 | 0 | 0 | 0 | 0 | 0 | 0 | 0 | 0 | 0 | 0 | 0 | 1.1234 | 1.1234 | -0.50958 | -0.50958
Line5_6_7 | 0 | 0 | 0 | 0 | 0 | 0 | 0 | 0 | 0 | 0 | 0 | 0 | 1.1234 | 1.1234 | -0.50958 | -0.50958
Line6_7_8 | 0 | 0 | 0 | 0 | 0 | 0 | 0 | 0 | 0 | 0 | 0 | 0 | 1.1234 | 1.1234 | -0.50958 | -0.50958
Line7_8_9 | 0 | 0 | 0 | 0 | 0 | 0 | 0 | 0 | 0 | 0 | 0 | 0 | 1.1234 | 1.1234 | -0.50958 | -0.50958
Line8_8_10 | 0 | 0 | 0 | 0 | 0 | 0 | 0 | 0 | 0 | 0 | 0 | 0 | 1.1234 | 1.1234 | -0.50958 | -0.50958
Line9_3_11 | 0.1732 | 0.1732 | 0 | 0 | 0.12 | 0.12 | -0.015507 | 0.016407 | -0.13582 | 0.13762 | 95.7106 | -84.2894 | 1.1392 | 1.1549 | -0.80284 | -1.0881

## LLL_min_6
name | pf_ikss_from_ka | pf_ikss_to_ka | pf_ip_from_ka | pf_ip_to_ka | pf_skss_from_mw | pf_skss_to_mw | pf_p_from_mw | pf_p_to_mw | pf_q_from_mvar | pf_q_to_mvar | pf_ikss_from_degree | pf_ikss_to_degree | pf_vm_from_pu | pf_vm_to_pu | pf_va_from_degree | pf_va_to_degree
Line0_1_2 | 0 | 0 | 0 | 0 | 0 | 0 | 0 | 0 | 0 | 0 | 0 | 0 | 0 | 0 | 0 | 0
Line10_11_12 | 0 | 0 | 0 | 0 | 0 | 0 | 0 | 0 | 0 | 0 | 0 | 0 | 0 | 0 | 0 | 0
Line11_12_13 | 0 | 0 | 0 | 0 | 0 | 0 | 0 | 0 | 0 | 0 | 0 | 0 | 0 | 0 | 0 | 0
Line12_13_15 | 0 | 0 | 0 | 0 | 0 | 0 | 0 | 0 | 0 | 0 | 0 | 0 | 0 | 0 | 0 | 0
Line13_13_14 | 0 | 0 | 0 | 0 | 0 | 0 | 0 | 0 | 0 | 0 | 0 | 0 | 0 | 0 | 0 | 0
Line14_15_16 | 0 | 0 | 0 | 0 | 0 | 0 | 0 | 0 | 0 | 0 | 0 | 0 | 0 | 0 | 0 | 0
Line15_16_17 | 0 | 0 | 0 | 0 | 0 | 0 | 0 | 0 | 0 | 0 | 0 | 0 | 0 | 0 | 0 | 0
Line16_4_18 | 0 | 0 | 0 | 0 | 0 | 0 | 0 | 0 | 0 | 0 | 0 | 0 | 0 | 0 | 0 | 0
Line17_5_19 | 0 | 0 | 0 | 0 | 0 | 0 | 0 | 0 | 0 | 0 | 0 | 0 | 0 | 0 | 0 | 0
Line1_1_3 | 0 | 0 | 0 | 0 | 0 | 0 | 0 | 0 | 0 | 0 | 0 | 0 | 0 | 0 | 0 | 0
Line2_1_4 | 0 | 0 | 0 | 0 | 0 | 0 | 0 | 0 | 0 | 0 | 0 | 0 | 0 | 0 | 0 | 0
Line3_1_5 | 0 | 0 | 0 | 0 | 0 | 0 | 0 | 0 | 0 | 0 | 0 | 0 | 0 | 0 | 0 | 0
Line4_2_6 | 0 | 0 | 0 | 0 | 0 | 0 | 0 | 0 | 0 | 0 | 0 | 0 | 0 | 0 | 0 | 0
Line5_6_7 | 0 | 0 | 0 | 0 | 0 | 0 | 0 | 0 | 0 | 0 | 0 | 0 | 0 | 0 | 0 | 0
Line6_7_8 | 0 | 0 | 0 | 0 | 0 | 0 | 0 | 0 | 0 | 0 | 0 | 0 | 0 | 0 | 0 | 0
Line7_8_9 | 0 | 0 | 0 | 0 | 0 | 0 | 0 | 0 | 0 | 0 | 0 | 0 | 0 | 0 | 0 | 0
Line8_8_10 | 0 | 0 | 0 | 0 | 0 | 0 | 0 | 0 | 0 | 0 | 0 | 0 | 0 | 0 | 0 | 0
Line9_3_11 | 0 | 0 | 0 | 0 | 0 | 0 | 0 | 0 | 0 | 0 | 0 | 0 | 0 | 0 | 0 | 0

## LLL_min_10
name | pf_ikss_from_ka | pf_ikss_to_ka | pf_ip_from_ka | pf_ip_to_ka | pf_skss_from_mw | pf_skss_to_mw | pf_p_from_mw | pf_p_to_mw | pf_q_from_mvar | pf_q_to_mvar | pf_ikss_from_degree | pf_ikss_to_degree | pf_vm_from_pu | pf_vm_to_pu | pf_va_from_degree | pf_va_to_degree
Line0_1_2 | 0 | 0 | 0 | 0 | 0 | 0 | 0 | 0 | 0 | 0 | 0 | 0 | 0 | 0 | 0 | 0
Line10_11_12 | 0 | 0 | 0 | 0 | 0 | 0 | 0 | 0 | 0 | 0 | 0 | 0 | 0 | 0 | 0 | 0
Line11_12_13 | 0 | 0 | 0 | 0 | 0 | 0 | 0 | 0 | 0 | 0 | 0 | 0 | 0 | 0 | 0 | 0
Line12_13_15 | 0 | 0 | 0 | 0 | 0 | 0 | 0 | 0 | 0 | 0 | 0 | 0 | 0 | 0 | 0 | 0
Line13_13_14 | 0 | 0 | 0 | 0 | 0 | 0 | 0 | 0 | 0 | 0 | 0 | 0 | 0 | 0 | 0 | 0
Line14_15_16 | 0 | 0 | 0 | 0 | 0 | 0 | 0 | 0 | 0 | 0 | 0 | 0 | 0 | 0 | 0 | 0
Line15_16_17 | 0 | 0 | 0 | 0 | 0 | 0 | 0 | 0 | 0 | 0 | 0 | 0 | 0 | 0 | 0 | 0
Line16_4_18 | 0 | 0 | 0 | 0 | 0 | 0 | 0 | 0 | 0 | 0 | 0 | 0 | 0 | 0 | 0 | 0
Line17_5_19 | 0 | 0 | 0 | 0 | 0 | 0 | 0 | 0 | 0 | 0 | 0 | 0 | 0 | 0 | 0 | 0
Line1_1_3 | 0 | 0 | 0 | 0 | 0 | 0 | 0 | 0 | 0 | 0 | 0 | 0 | 0 | 0 | 0 | 0
Line2_1_4 | 0 | 0 | 0 | 0 | 0 | 0 | 0 | 0 | 0 | 0 | 0 | 0 | 0 | 0 | 0 | 0
Line3_1_5 | 0 | 0 | 0 | 0 | 0 | 0 | 0 | 0 | 0 | 0 | 0 | 0 | 0 | 0 | 0 | 0
Line4_2_6 | 0 | 0 | 0 | 0 | 0 | 0 | 0 | 0 | 0 | 0 | 0 | 0 | 0 | 0 | 0 | 0
Line5_6_7 | 0 | 0 | 0 | 0 | 0 | 0 | 0 | 0 | 0 | 0 | 0 | 0 | 0 | 0 | 0 | 0
Line6_7_8 | 0 | 0 | 0 | 0 | 0 | 0 | 0 | 0 | 0 | 0 | 0 | 0 | 0 | 0 | 0 | 0
Line7_8_9 | 0 | 0 | 0 | 0 | 0 | 0 | 0 | 0 | 0 | 0 | 0 | 0 | 0 | 0 | 0 | 0
Line8_8_10 | 0 | 0 | 0 | 0 | 0 | 0 | 0 | 0 | 0 | 0 | 0 | 0 | 0 | 0 | 0 | 0
Line9_3_11 | 0 | 0 | 0 | 0 | 0 | 0 | 0 | 0 | 0 | 0 | 0 | 0 | 0 | 0 | 0 | 0

## LLL_min_fault_6
name | pf_ikss_from_ka | pf_ikss_to_ka | pf_ip_from_ka | pf_ip_to_ka | pf_skss_from_mw | pf_skss_to_mw | pf_p_from_mw | pf_p_to_mw | pf_q_from_mvar | pf_q_to_mvar | pf_ikss_from_degree | pf_ikss_to_degree | pf_vm_from_pu | pf_vm_to_pu | pf_va_from_degree | pf_va_to_degree
Line0_1_2 | 0 | 0 | 0 | 0 | 0 | 0 | 0 | 0 | 0 | 0 | 0 | 0 | 0.98644 | 0.98644 | -0.6327 | -0.6327
Line10_11_12 | 0 | 0 | 0 | 0 | 0 | 0 | 0 | 0 | 0 | 0 | 0 | 0 | 0.98644 | 0.98644 | -0.6327 | -0.6327
Line11_12_13 | 0 | 0 | 0 | 0 | 0 | 0 | 0 | 0 | 0 | 0 | 0 | 0 | 0.98644 | 0.98644 | -0.6327 | -0.6327
Line12_13_15 | 0 | 0 | 0 | 0 | 0 | 0 | 0 | 0 | 0 | 0 | 0 | 0 | 0.98644 | 0.98644 | -0.6327 | -0.6327
Line13_13_14 | 0 | 0 | 0 | 0 | 0 | 0 | 0 | 0 | 0 | 0 | 0 | 0 | 0.98644 | 0.98644 | -0.6327 | -0.6327
Line14_15_16 | 0 | 0 | 0 | 0 | 0 | 0 | 0 | 0 | 0 | 0 | 0 | 0 | 0.98644 | 0.98644 | -0.6327 | -0.6327
Line15_16_17 | 0 | 0 | 0 | 0 | 0 | 0 | 0 | 0 | 0 | 0 | 0 | 0 | 0.98644 | 0.98644 | -0.6327 | -0.6327
Line16_4_18 | 0 | 0 | 0 | 0 | 0 | 0 | 0 | 0 | 0 | 0 | 0 | 0 | 0.98644 | 0.98644 | -0.6327 | -0.6327
Line17_5_19 | 0 | 0 | 0 | 0 | 0 | 0 | 0 | 0 | 0 | 0 | 0 | 0 | 0.98644 | 0.98644 | -0.6327 | -0.6327
Line1_1_3 | 0 | 0 | 0 | 0 | 0 | 0 | 0 | 0 | 0 | 0 | 0 | 0 | 0.98644 | 0.98644 | -0.6327 | -0.6327
Line2_1_4 | 0 | 0 | 0 | 0 | 0 | 0 | 0 | 0 | 0 | 0 | 0 | 0 | 0.98644 | 0.98644 | -0.6327 | -0.6327
Line3_1_5 | 0 | 0 | 0 | 0 | 0 | 0 | 0 | 0 | 0 | 0 | 0 | 0 | 0.98644 | 0.98644 | -0.6327 | -0.6327
Line4_2_6 | 0 | 0 | 0 | 0 | 0 | 0 | 0 | 0 | 0 | 0 | 0 | 0 | 0.98644 | 0.98644 | -0.6327 | -0.6327
Line5_6_7 | 0 | 0 | 0 | 0 | 0 | 0 | 0 | 0 | 0 | 0 | 0 | 0 | 0.98644 | 0.98644 | -0.6327 | -0.6327
Line6_7_8 | 0 | 0 | 0 | 0 | 0 | 0 | 0 | 0 | 0 | 0 | 0 | 0 | 0.98644 | 0.98644 | -0.6327 | -0.6327
Line7_8_9 | 0 | 0 | 0 | 0 | 0 | 0 | 0 | 0 | 0 | 0 | 0 | 0 | 0.98644 | 0.98644 | -0.6327 | -0.6327
Line8_8_10 | 0 | 0 | 0 | 0 | 0 | 0 | 0 | 0 | 0 | 0 | 0 | 0 | 0.98644 | 0.98644 | -0.6327 | -0.6327
Line9_3_11 | 0 | 0 | 0 | 0 | 0 | 0 | 0 | 0 | 0 | 0 | 0 | 0 | 0.98644 | 0.98644 | -0.6327 | -0.6327

## LLL_min_fault_10
name | pf_ikss_from_ka | pf_ikss_to_ka | pf_ip_from_ka | pf_ip_to_ka | pf_skss_from_mw | pf_skss_to_mw | pf_p_from_mw | pf_p_to_mw | pf_q_from_mvar | pf_q_to_mvar | pf_ikss_from_degree | pf_ikss_to_degree | pf_vm_from_pu | pf_vm_to_pu | pf_va_from_degree | pf_va_to_degree
Line0_1_2 | 0 | 0 | 0 | 0 | 0 | 0 | 0 | 0 | 0 | 0 | 0 | 0 | 0.98644 | 0.98644 | -0.6327 | -0.6327
Line10_11_12 | 0 | 0 | 0 | 0 | 0 | 0 | 0 | 0 | 0 | 0 | 0 | 0 | 0.98644 | 0.98644 | -0.6327 | -0.6327
Line11_12_13 | 0 | 0 | 0 | 0 | 0 | 0 | 0 | 0 | 0 | 0 | 0 | 0 | 0.98644 | 0.98644 | -0.6327 | -0.6327
Line12_13_15 | 0 | 0 | 0 | 0 | 0 | 0 | 0 | 0 | 0 | 0 | 0 | 0 | 0.98644 | 0.98644 | -0.6327 | -0.6327
Line13_13_14 | 0 | 0 | 0 | 0 | 0 | 0 | 0 | 0 | 0 | 0 | 0 | 0 | 0.98644 | 0.98644 | -0.6327 | -0.6327
Line14_15_16 | 0 | 0 | 0 | 0 | 0 | 0 | 0 | 0 | 0 | 0 | 0 | 0 | 0.98644 | 0.98644 | -0.6327 | -0.6327
Line15_16_17 | 0 | 0 | 0 | 0 | 0 | 0 | 0 | 0 | 0 | 0 | 0 | 0 | 0.98644 | 0.98644 | -0.6327 | -0.6327
Line16_4_18 | 0 | 0 | 0 | 0 | 0 | 0 | 0 | 0 | 0 | 0 | 0 | 0 | 0.98644 | 0.98644 | -0.6327 | -0.6327
Line17_5_19 | 0 | 0 | 0 | 0 | 0 | 0 | 0 | 0 | 0 | 0 | 0 | 0 | 0.98644 | 0.98644 | -0.6327 | -0.6327
Line1_1_3 | 0 | 0 | 0 | 0 | 0 | 0 | 0 | 0 | 0 | 0 | 0 | 0 | 0.98644 | 0.98644 | -0.6327 | -0.6327
Line2_1_4 | 0 | 0 | 0 | 0 | 0 | 0 | 0 | 0 | 0 | 0 | 0 | 0 | 0.98644 | 0.98644 | -0.6327 | -0.6327
Line3_1_5 | 0 | 0 | 0 | 0 | 0 | 0 | 0 | 0 | 0 | 0 | 0 | 0 | 0.98644 | 0.98644 | -0.6327 | -0.6327
Line4_2_6 | 0 | 0 | 0 | 0 | 0 | 0 | 0 | 0 | 0 | 0 | 0 | 0 | 0.98644 | 0.98644 | -0.6327 | -0.6327
Line5_6_7 | 0 | 0 | 0 | 0 | 0 | 0 | 0 | 0 | 0 | 0 | 0 | 0 | 0.98644 | 0.98644 | -0.6327 | -0.6327
Line6_7_8 | 0 | 0 | 0 | 0 | 0 | 0 | 0 | 0 | 0 | 0 | 0 | 0 | 0.98644 | 0.98644 | -0.6327 | -0.6327
Line7_8_9 | 0 | 0 | 0 | 0 | 0 | 0 | 0 | 0 | 0 | 0 | 0 | 0 | 0.98644 | 0.98644 | -0.6327 | -0.6327
Line8_8_10 | 0 | 0 | 0 | 0 | 0 | 0 | 0 | 0 | 0 | 0 | 0 | 0 | 0.98644 | 0.98644 | -0.6327 | -0.6327
Line9_3_11 | 0 | 0 | 0 | 0 | 0 | 0 | 0 | 0 | 0 | 0 | 0 | 0 | 0.98644 | 0.98644 | -0.6327 | -0.6327

## LL_max_6
name | pf_ikss_a_from_ka | pf_ikss_b_from_ka | pf_ikss_c_from_ka | pf_ikss_a_to_ka | pf_ikss_b_to_ka | pf_ikss_c_to_ka | pf_skss_a_from_mw | pf_skss_b_from_mw | pf_skss_c_from_mw | pf_skss_a_to_mw | pf_skss_b_to_mw | pf_skss_c_to_mw | pf_p_a_from_mw | pf_p_b_from_mw | pf_p_c_from_mw | pf_p_a_to_mw | pf_p_b_to_mw | pf_p_c_to_mw | pf_q_a_from_mvar | pf_q_b_from_mvar | pf_q_c_from_mvar | pf_q_a_to_mvar | pf_q_b_to_mvar | pf_q_c_to_mvar | pf_ikss_a_from_degree | pf_ikss_b_from_degree | pf_ikss_c_from_degree | pf_ikss_a_to_degree | pf_ikss_b_to_degree | pf_ikss_c_to_degree | pf_vm_a_from_pu | pf_vm_b_from_pu | pf_vm_c_from_pu | pf_vm_a_to_pu | pf_vm_b_to_pu | pf_vm_c_to_pu | pf_va_a_from_degree | pf_va_b_from_degree | pf_va_c_from_degree | pf_va_a_to_degree | pf_va_b_to_degree | pf_va_c_to_degree
Line0_1_2 | 0 | 0 | 0 | 0 | 0 | 0 | 0 | 0 | 0 | 0 | 0 | 0 | 8.7205e-10 | -4.0307e-10 | -3.7947e-10 | -8.7205e-10 | 4.0307e-10 | 3.7947e-10 | -1.3621e-11 | 1.1516e-08 | -1.1543e-08 | 1.3621e-11 | -1.1516e-08 | 1.1543e-08 | 0 | 0 | 0 | 0 | 0 | 0 | 1.1349 | 0.56778 | 0.56873 | 1.1349 | 0.56778 | 0.56873 | 0.028414 | -176.941 | 177.0029 | 0.028414 | -176.941 | 177.0029
Line10_11_12 | 0.1732 | 0.1732 | 0.17321 | 0.1732 | 0.1732 | 0.17321 | 0.04 | 0.04 | 0.04 | 0.04 | 0.04 | 0.04 | -0.0050947 | -0.020773 | 0.017152 | 0.0053947 | 0.021073 | -0.016852 | -0.046374 | -0.011634 | -0.015426 | 0.046974 | 0.012234 | 0.016026 | 95.7105 | -24.2892 | -144.2894 | -84.2895 | 155.7108 | 35.7106 | 1.1663 | 0.59522 | 0.57672 | 1.1821 | 0.60916 | 0.5814 | -0.55894 | -175.0389 | 173.7434 | -0.8409 | -174.1526 | 172.1498
Line11_12_13 | 0.1732 | 0.1732 | 0.17321 | 0.1732 | 0.1732 | 0.17321 | 0.04 | 0.04 | 0.04 | 0.04 | 0.04 | 0.04 | -0.0053947 | -0.021073 | 0.016852 | 0.0056947 | 0.021373 | -0.016552 | -0.046974 | -0.012234 | -0.016026 | 0.047574 | 0.012834 | 0.016626 | 95.7105 | -24.2892 | -144.2895 | -84.2895 | 155.7108 | 35.7105 | 1.1821 | 0.60916 | 0.5814 | 1.1978 | 0.62325 | 0.58652 | -0.8409 | -174.1526 | 172.1498 | -1.1154 | -173.3062 | 170.5829
Line12_13_15 | 0 | 0 | 0 | 0 | 0 | 0 | 0 | 0 | 0 | 0 | 0 | 0 | 1.2919e-09 | -2.3339e-10 | -7.222e-10 | -1.2919e-09 | 2.3339e-10 | 7.222e-10 | 2.8215e-10 | 6.0469e-09 | -5.4826e-09 | -2.8215e-10 | -6.0469e-09 | 5.4826e-09 | 0 | 0 | 0 | 0 | 0 | 0 | 1.1978 | 0.62325 | 0.58652 | 1.1978 | 0.62325 | 0.58652 | -1.1154 | -173.3062 | 170.5829 | -1.1154 | -173.3062 | 170.5829
Line13_13_14 | 0.1732 | 0.1732 | 0.17321 | 0.1732 | 0.1732 | 0.17321 | 0.04 | 0.04 | 0.04 | 0.04 | 0.04 | 0.04 | -0.0056947 | -0.021373 | 0.016552 | 0.0059947 | 0.021673 | -0.016252 | -0.047574 | -0.012834 | -0.016626 | 0.048174 | 0.013434 | 0.017226 | 95.7105 | -24.2892 | -144.2895 | -84.2895 | 155.7108 | 35.7105 | 1.1978 | 0.62325 | 0.58652 | 1.2136 | 0.63746 | 0.59207 | -1.1154 | -173.3062 | 170.5829 | -1.3828 | -172.4973 | 169.0442
Line14_15_16 | 0 | 0 | 0 | 0 | 0 | 0 | 0 | 0 | 0 | 0 | 0 | 0 | 8.6127e-10 | -1.556e-10 | -4.8147e-10 | -8.6127e-10 | 1.556e-10 | 4.8147e-10 | 1.881e-10 | 4.0313e-09 | -3.6551e-09 | -1.881e-10 | -4.0313e-09 | 3.6551e-09 | 0 | 0 | 0 | 0 | 0 | 0 | 1.1978 | 0.62325 | 0.58652 | 1.1978 | 0.62325 | 0.58652 | -1.1154 | -173.3062 | 170.5829 | -1.1154 | -173.3062 | 170.5829
Line15_16_17 | 0 | 0 | 0 | 0 | 0 | 0 | 0 | 0 | 0 | 0 | 0 | 0 | 4.3064e-10 | -7.7798e-11 | -2.4074e-10 | -4.3064e-10 | 7.7798e-11 | 2.4073e-10 | 9.4049e-11 | 2.0156e-09 | -1.8275e-09 | -9.4049e-11 | -2.0156e-09 | 1.8275e-09 | 0 | 0 | 0 | 0 | 0 | 0 | 1.1978 | 0.62325 | 0.58652 | 1.1978 | 0.62325 | 0.58652 | -1.1154 | -173.3062 | 170.5829 | -1.1154 | -173.3062 | 170.5829
Line16_4_18 | 0 | 0 | 0 | 0 | 0 | 0 | 0 | 0 | 0 | 0 | 0 | 0 | 2.1357e-10 | -7.2927e-11 | -1.1071e-10 | -2.1357e-10 | 7.2927e-11 | 1.1071e-10 | 2.181e-11 | 1.9434e-09 | -1.8998e-09 | -2.181e-11 | -1.9434e-09 | 1.8998e-09 | 0 | 0 | 0 | 0 | 0 | 0 | 1.1506 | 0.58142 | 0.57249 | 1.1506 | 0.58142 | 0.57249 | -0.26927 | -175.9675 | 175.3618 | -0.26927 | -175.9675 | 175.3618
Line17_5_19 | 0 | 0 | 0 | 0 | 0 | 0 | 0 | 0 | 0 | 0 | 0 | 0 | 1.4534e-10 | -6.7178e-11 | -6.3246e-11 | -1.4534e-10 | 6.7179e-11 | 6.3246e-11 | -2.2701e-12 | 1.9193e-09 | -1.9239e-09 | 2.2701e-12 | -1.9193e-09 | 1.9239e-09 | 0 | 0 | 0 | 0 | 0 | 0 | 1.1349 | 0.56778 | 0.56873 | 1.1349 | 0.56778 | 0.56873 | 0.028414 | -176.941 | 177.0029 | 0.028414 | -176.941 | 177.0029
Line1_1_3 | 0.1732 | 0.1732 | 0.17321 | 0.1732 | 0.1732 | 0.17321 | 0.04 | 0.04 | 0.04 | 0.04 | 0.04 | 0.04 | -0.0044947 | -0.020173 | 0.017752 | 0.0047947 | 0.020473 | -0.017452 | -0.045174 | -0.010434 | -0.014226 | 0.045774 | 0.011034 | 0.014826 | 95.7105 | -24.2892 | -144.2894 | -84.2895 | 155.7108 | 35.7106 | 1.1349 | 0.56778 | 0.56873 | 1.1506 | 0.58142 | 0.57249 | 0.028414 | -176.941 | 177.0029 | -0.26927 | -175.9675 | 175.3618
Line2_1_4 | 0.1732 | 0.1732 | 0.17321 | 0.1732 | 0.1732 | 0.17321 | 0.04 | 0.04 | 0.04 | 0.04 | 0.04 | 0.04 | -0.0044947 | -0.020173 | 0.017752 | 0.0047947 | 0.020473 | -0.017452 | -0.045174 | -0.010434 | -0.014226 | 0.045774 | 0.011034 | 0.014826 | 95.7105 | -24.2892 | -144.2895 | -84.2895 | 155.7108 | 35.7105 | 1.1349 | 0.56778 | 0.56873 | 1.1506 | 0.58142 | 0.57249 | 0.028414 | -176.941 | 177.0029 | -0.26927 | -175.9675 | 175.3618
Line3_1_5 | 0 | 0 | 0 | 0 | 0 | 0 | 0 | 0 | 0 | 0 | 0 | 0 | 2.9068e-10 | -1.3436e-10 | -1.2649e-10 | -2.9068e-10 | 1.3436e-10 | 1.2649e-10 | -4.5403e-12 | 3.8386e-09 | -3.8477e-09 | 4.5403e-12 | -3.8386e-09 | 3.8477e-09 | 0 | 0 | 0 | 0 | 0 | 0 | 1.1349 | 0.56778 | 0.56873 | 1.1349 | 0.56778 | 0.56873 | 0.028414 | -176.941 | 177.0029 | 0.028414 | -176.941 | 177.0029
Line4_2_6 | 0 | 0 | 0 | 0 | 0 | 0 | 0 | 0 | 0 | 0 | 0 | 0 | 7.267e-10 | -3.3589e-10 | -3.1623e-10 | -7.267e-10 | 3.3589e-10 | 3.1623e-10 | -1.1351e-11 | 9.5966e-09 | -9.6193e-09 | 1.1351e-11 | -9.5966e-09 | 9.6193e-09 | 0 | 0 | 0 | 0 | 0 | 0 | 1.1349 | 0.56778 | 0.56873 | 1.1349 | 0.56778 | 0.56873 | 0.028414 | -176.941 | 177.0029 | 0.028414 | -176.941 | 177.0029
Line5_6_7 | 0 | 0 | 0 | 0 | 0 | 0 | 0 | 0 | 0 | 0 | 0 | 0 | 5.8136e-10 | -2.6872e-10 | -2.5298e-10 | -5.8136e-10 | 2.6872e-10 | 2.5298e-10 | -9.0806e-12 | 7.6773e-09 | -7.6955e-09 | 9.0806e-12 | -7.6773e-09 | 7.6955e-09 | 0 | 0 | 0 | 0 | 0 | 0 | 1.1349 | 0.56778 | 0.56873 | 1.1349 | 0.56778 | 0.56873 | 0.028414 | -176.941 | 177.0029 | 0.028414 | -176.941 | 177.0029
Line6_7_8 | 0 | 0 | 0 | 0 | 0 | 0 | 0 | 0 | 0 | 0 | 0 | 0 | 4.3602e-10 | -2.0154e-10 | -1.8974e-10 | -4.3602e-10 | 2.0154e-10 | 1.8974e-10 | -6.8106e-12 | 5.758e-09 | -5.7716e-09 | 6.8105e-12 | -5.758e-09 | 5.7716e-09 | 0 | 0 | 0 | 0 | 0 | 0 | 1.1349 | 0.56778 | 0.56873 | 1.1349 | 0.56778 | 0.56873 | 0.028414 | -176.941 | 177.0029 | 0.028414 | -176.941 | 177.0029
Line7_8_9 | 0 | 0 | 0 | 0 | 0 | 0 | 0 | 0 | 0 | 0 | 0 | 0 | 1.4534e-10 | -6.7179e-11 | -6.3246e-11 | -1.4534e-10 | 6.7179e-11 | 6.3245e-11 | -2.2702e-12 | 1.9193e-09 | -1.9239e-09 | 2.27e-12 | -1.9193e-09 | 1.9239e-09 | 0 | 0 | 0 | 0 | 0 | 0 | 1.1349 | 0.56778 | 0.56873 | 1.1349 | 0.56778 | 0.56873 | 0.028414 | -176.941 | 177.0029 | 0.028414 | -176.941 | 177.0029
Line8_8_10 | 0 | 0 | 0 | 0 | 0 | 0 | 0 | 0 | 0 | 0 | 0 | 0 | 1.4534e-10 | -6.7179e-11 | -6.3245e-11 | -1.4534e-10 | 6.7179e-11 | 6.3245e-11 | -2.27e-12 | 1.9193e-09 | -1.9239e-09 | 2.27e-12 | -1.9193e-09 | 1.9239e-09 | 0 | 0 | 0 | 0 | 0 | 0 | 1.1349 | 0.56778 | 0.56873 | 1.1349 | 0.56778 | 0.56873 | 0.028414 | -176.941 | 177.0029 | 0.028414 | -176.941 | 177.0029
Line9_3_11 | 0.1732 | 0.1732 | 0.17321 | 0.1732 | 0.1732 | 0.17321 | 0.04 | 0.04 | 0.04 | 0.04 | 0.04 | 0.04 | -0.0047947 | -0.020473 | 0.017452 | 0.0050947 | 0.020773 | -0.017152 | -0.045774 | -0.011034 | -0.014826 | 0.046374 | 0.011634 | 0.015426 | 95.7105 | -24.2892 | -144.2894 | -84.2895 | 155.7108 | 35.7106 | 1.1506 | 0.58142 | 0.57249 | 1.1663 | 0.59522 | 0.57672 | -0.26927 | -175.9675 | 175.3618 | -0.55894 | -175.0389 | 173.7434

## LL_max_10
name | pf_ikss_a_from_ka | pf_ikss_b_from_ka | pf_ikss_c_from_ka | pf_ikss_a_to_ka | pf_ikss_b_to_ka | pf_ikss_c_to_ka | pf_skss_a_from_mw | pf_skss_b_from_mw | pf_skss_c_from_mw | pf_skss_a_to_mw | pf_skss_b_to_mw | pf_skss_c_to_mw | pf_p_a_from_mw | pf_p_b_from_mw | pf_p_c_from_mw | pf_p_a_to_mw | pf_p_b_to_mw | pf_p_c_to_mw | pf_q_a_from_mvar | pf_q_b_from_mvar | pf_q_c_from_mvar | pf_q_a_to_mvar | pf_q_b_to_mvar | pf_q_c_to_mvar | pf_ikss_a_from_degree | pf_ikss_b_from_degree | pf_ikss_c_from_degree | pf_ikss_a_to_degree | pf_ikss_b_to_degree | pf_ikss_c_to_degree | pf_vm_a_from_pu | pf_vm_b_from_pu | pf_vm_c_from_pu | pf_vm_a_to_pu | pf_vm_b_to_pu | pf_vm_c_to_pu | pf_va_a_from_degree | pf_va_b_from_degree | pf_va_c_from_degree | pf_va_a_to_degree | pf_va_b_to_degree | pf_va_c_to_degree
Line0_1_2 | 0 | 0 | 0 | 0 | 0 | 0 | 0 | 0 | 0 | 0 | 0 | 0 | 9.1459e-10 | -4.2102e-10 | -3.963e-10 | -9.1459e-10 | 4.2102e-10 | 3.963e-10 | -1.427e-11 | 1.1515e-08 | -1.1544e-08 | 1.427e-11 | -1.1515e-08 | 1.1544e-08 | 0 | 0 | 0 | 0 | 0 | 0 | 1.1366 | 0.56866 | 0.56965 | 1.1366 | 0.56866 | 0.56965 | 0.029724 | -176.8001 | 176.8651 | 0.029724 | -176.8001 | 176.8651
Line10_11_12 | 0.1732 | 0.1732 | 0.17321 | 0.1732 | 0.1732 | 0.17321 | 0.04 | 0.04 | 0.04 | 0.04 | 0.04 | 0.04 | -0.0051002 | -0.020778 | 0.017147 | 0.0054002 | 0.021078 | -0.016847 | -0.04644 | -0.011699 | -0.015492 | 0.04704 | 0.012299 | 0.016092 | 95.7105 | -24.2892 | -144.2894 | -84.2895 | 155.7108 | 35.7106 | 1.168 | 0.59614 | 0.57772 | 1.1837 | 0.61011 | 0.58243 | -0.55683 | -174.9074 | 173.613 | -0.83843 | -174.0255 | 172.0232
Line11_12_13 | 0.1732 | 0.1732 | 0.17321 | 0.1732 | 0.1732 | 0.17321 | 0.04 | 0.04 | 0.04 | 0.04 | 0.04 | 0.04 | -0.0054002 | -0.021078 | 0.016847 | 0.0057002 | 0.021378 | -0.016547 | -0.04704 | -0.012299 | -0.016092 | 0.04764 | 0.012899 | 0.016692 | 95.7105 | -24.2892 | -144.2895 | -84.2895 | 155.7108 | 35.7105 | 1.1837 | 0.61011 | 0.58243 | 1.1995 | 0.62421 | 0.58759 | -0.83843 | -174.0255 | 172.0232 | -1.1126 | -173.1832 | 170.4602
Line12_13_15 | 0 | 0 | 0 | 0 | 0 | 0 | 0 | 0 | 0 | 0 | 0 | 0 | 1.3154e-09 | -2.4011e-10 | -7.2836e-10 | -1.3154e-09 | 2.4011e-10 | 7.2836e-10 | 2.8182e-10 | 6.0466e-09 | -5.483e-09 | -2.8182e-10 | -6.0466e-09 | 5.483e-09 | 0 | 0 | 0 | 0 | 0 | 0 | 1.1995 | 0.62421 | 0.58759 | 1.1995 | 0.62421 | 0.58759 | -1.1126 | -173.1832 | 170.4602 | -1.1126 | -173.1832 | 170.4602
Line13_13_14 | 0.1732 | 0.1732 | 0.17321 | 0.1732 | 0.1732 | 0.17321 | 0.04 | 0.04 | 0.04 | 0.04 | 0.04 | 0.04 | -0.0057002 | -0.021378 | 0.016547 | 0.0060002 | 0.021678 | -0.016247 | -0.04764 | -0.012899 | -0.016692 | 0.04824 | 0.013499 | 0.017292 | 95.7105 | -24.2892 | -144.2895 | -84.2895 | 155.7108 | 35.7105 | 1.1995 | 0.62421 | 0.58759 | 1.2153 | 0.63845 | 0.59317 | -1.1126 | -173.1832 | 170.4602 | -1.3797 | -172.3784 | 168.9255
Line14_15_16 | 0 | 0 | 0 | 0 | 0 | 0 | 0 | 0 | 0 | 0 | 0 | 0 | 8.7696e-10 | -1.6007e-10 | -4.8557e-10 | -8.7696e-10 | 1.6007e-10 | 4.8557e-10 | 1.8788e-10 | 4.0311e-09 | -3.6553e-09 | -1.8788e-10 | -4.0311e-09 | 3.6553e-09 | 0 | 0 | 0 | 0 | 0 | 0 | 1.1995 | 0.62421 | 0.58759 | 1.1995 | 0.62421 | 0.58759 | -1.1126 | -173.1832 | 170.4602 | -1.1126 | -173.1832 | 170.4602
Line15_16_17 | 0 | 0 | 0 | 0 | 0 | 0 | 0 | 0 | 0 | 0 | 0 | 0 | 4.3848e-10 | -8.0036e-11 | -2.4279e-10 | -4.3848e-10 | 8.0036e-11 | 2.4279e-10 | 9.3941e-11 | 2.0155e-09 | -1.8277e-09 | -9.3941e-11 | -2.0155e-09 | 1.8277e-09 | 0 | 0 | 0 | 0 | 0 | 0 | 1.1995 | 0.62421 | 0.58759 | 1.1995 | 0.62421 | 0.58759 | -1.1126 | -173.1832 | 170.4602 | -1.1126 | -173.1832 | 170.4602
Line16_4_18 | 0 | 0 | 0 | 0 | 0 | 0 | 0 | 0 | 0 | 0 | 0 | 0 | 2.2085e-10 | -7.573e-11 | -1.1333e-10 | -2.2085e-10 | 7.573e-11 | 1.1333e-10 | 2.1702e-11 | 1.9433e-09 | -1.8999e-09 | -2.1702e-11 | -1.9433e-09 | 1.8999e-09 | 0 | 0 | 0 | 0 | 0 | 0 | 1.1523 | 0.58232 | 0.57345 | 1.1523 | 0.58232 | 0.57345 | -0.26755 | -175.8315 | 175.2276 | -0.26755 | -175.8315 | 175.2276
Line17_5_19 | 0 | 0 | 0 | 0 | 0 | 0 | 0 | 0 | 0 | 0 | 0 | 0 | 1.5243e-10 | -7.017e-11 | -6.605e-11 | -1.5243e-10 | 7.017e-11 | 6.605e-11 | -2.3783e-12 | 1.9192e-09 | -1.924e-09 | 2.3782e-12 | -1.9192e-09 | 1.924e-09 | 0 | 0 | 0 | 0 | 0 | 0 | 1.1366 | 0.56866 | 0.56965 | 1.1366 | 0.56866 | 0.56965 | 0.029724 | -176.8001 | 176.8651 | 0.029724 | -176.8001 | 176.8651
Line1_1_3 | 0.1732 | 0.1732 | 0.17321 | 0.1732 | 0.1732 | 0.17321 | 0.04 | 0.04 | 0.04 | 0.04 | 0.04 | 0.04 | -0.0045002 | -0.020178 | 0.017747 | 0.0048002 | 0.020478 | -0.017447 | -0.04524 | -0.010499 | -0.014292 | 0.04584 | 0.011099 | 0.014892 | 95.7105 | -24.2892 | -144.2894 | -84.2895 | 155.7108 | 35.7106 | 1.1366 | 0.56866 | 0.56965 | 1.1523 | 0.58232 | 0.57345 | 0.029724 | -176.8001 | 176.8651 | -0.26755 | -175.8315 | 175.2276
Line2_1_4 | 0.1732 | 0.1732 | 0.17321 | 0.1732 | 0.1732 | 0.17321 | 0.04 | 0.04 | 0.04 | 0.04 | 0.04 | 0.04 | -0.0045002 | -0.020178 | 0.017747 | 0.0048002 | 0.020478 | -0.017447 | -0.04524 | -0.010499 | -0.014292 | 0.04584 | 0.011099 | 0.014892 | 95.7105 | -24.2892 | -144.2895 | -84.2895 | 155.7108 | 35.7105 | 1.1366 | 0.56866 | 0.56965 | 1.1523 | 0.58232 | 0.57345 | 0.029724 | -176.8001 | 176.8651 | -0.26755 | -175.8315 | 175.2276
Line3_1_5 | 0 | 0 | 0 | 0 | 0 | 0 | 0 | 0 | 0 | 0 | 0 | 0 | 3.0486e-10 | -1.4034e-10 | -1.321e-10 | -3.0486e-10 | 1.4034e-10 | 1.321e-10 | -4.7566e-12 | 3.8384e-09 | -3.8479e-09 | 4.7566e-12 | -3.8384e-09 | 3.8479e-09 | 0 | 0 | 0 | 0 | 0 | 0 | 1.1366 | 0.56866 | 0.56965 | 1.1366 | 0.56866 | 0.56965 | 0.029724 | -176.8001 | 176.8651 | 0.029724 | -176.8001 | 176.8651
Line4_2_6 | 0 | 0 | 0 | 0 | 0 | 0 | 0 | 0 | 0 | 0 | 0 | 0 | 7.6216e-10 | -3.5085e-10 | -3.3025e-10 | -7.6216e-10 | 3.5085e-10 | 3.3025e-10 | -1.1891e-11 | 9.5961e-09 | -9.6199e-09 | 1.1891e-11 | -9.5961e-09 | 9.6199e-09 | 0 | 0 | 0 | 0 | 0 | 0 | 1.1366 | 0.56866 | 0.56965 | 1.1366 | 0.56866 | 0.56965 | 0.029724 | -176.8001 | 176.8651 | 0.029724 | -176.8001 | 176.8651
Line5_6_7 | 0 | 0 | 0 | 0 | 0 | 0 | 0 | 0 | 0 | 0 | 0 | 0 | 6.0972e-10 | -2.8068e-10 | -2.642e-10 | -6.0972e-10 | 2.8068e-10 | 2.642e-10 | -9.5129e-12 | 7.6769e-09 | -7.6959e-09 | 9.5129e-12 | -7.6769e-09 | 7.6959e-09 | 0 | 0 | 0 | 0 | 0 | 0 | 1.1366 | 0.56866 | 0.56965 | 1.1366 | 0.56866 | 0.56965 | 0.029724 | -176.8001 | 176.8651 | 0.029724 | -176.8001 | 176.8651
Line6_7_8 | 0 | 0 | 0 | 0 | 0 | 0 | 0 | 0 | 0 | 0 | 0 | 0 | 4.5729e-10 | -2.1051e-10 | -1.9815e-10 | -4.5729e-10 | 2.1051e-10 | 1.9815e-10 | -7.1348e-12 | 5.7576e-09 | -5.7719e-09 | 7.1347e-12 | -5.7576e-09 | 5.7719e-09 | 0 | 0 | 0 | 0 | 0 | 0 | 1.1366 | 0.56866 | 0.56965 | 1.1366 | 0.56866 | 0.56965 | 0.029724 | -176.8001 | 176.8651 | 0.029724 | -176.8001 | 176.8651
Line7_8_9 | 0 | 0 | 0 | 0 | 0 | 0 | 0 | 0 | 0 | 0 | 0 | 0 | 1.5243e-10 | -7.017e-11 | -6.605e-11 | -1.5243e-10 | 7.0171e-11 | 6.605e-11 | -2.3783e-12 | 1.9192e-09 | -1.924e-09 | 2.3783e-12 | -1.9192e-09 | 1.924e-09 | 0 | 0 | 0 | 0 | 0 | 0 | 1.1366 | 0.56866 | 0.56965 | 1.1366 | 0.56866 | 0.56965 | 0.029724 | -176.8001 | 176.8651 | 0.029724 | -176.8001 | 176.8651
Line8_8_10 | 0 | 0 | 0 | 0 | 0 | 0 | 0 | 0 | 0 | 0 | 0 | 0 | 1.5243e-10 | -7.017e-11 | -6.605e-11 | -1.5243e-10 | 7.0171e-11 | 6.605e-11 | -2.3784e-12 | 1.9192e-09 | -1.924e-09 | 2.3783e-12 | -1.9192e-09 | 1.924e-09 | 0 | 0 | 0 | 0 | 0 | 0 | 1.1366 | 0.56866 | 0.56965 | 1.1366 | 0.56866 | 0.56965 | 0.029724 | -176.8001 | 176.8651 | 0.029724 | -176.8001 | 176.8651
Line9_3_11 | 0.1732 | 0.1732 | 0.17321 | 0.1732 | 0.1732 | 0.17321 | 0.04 | 0.04 | 0.04 | 0.04 | 0.04 | 0.04 | -0.0048002 | -0.020478 | 0.017447 | 0.0051002 | 0.020778 | -0.017147 | -0.04584 | -0.011099 | -0.014892 | 0.04644 | 0.011699 | 0.015492 | 95.7105 | -24.2892 | -144.2894 | -84.2895 | 155.7108 | 35.7106 | 1.1523 | 0.58232 | 0.57345 | 1.168 | 0.59614 | 0.57772 | -0.26755 | -175.8315 | 175.2276 | -0.55683 | -174.9074 | 173.613

## LL_max_fault_6
name | pf_ikss_a_from_ka | pf_ikss_b_from_ka | pf_ikss_c_from_ka | pf_ikss_a_to_ka | pf_ikss_b_to_ka | pf_ikss_c_to_ka | pf_skss_a_from_mw | pf_skss_b_from_mw | pf_skss_c_from_mw | pf_skss_a_to_mw | pf_skss_b_to_mw | pf_skss_c_to_mw | pf_p_a_from_mw | pf_p_b_from_mw | pf_p_c_from_mw | pf_p_a_to_mw | pf_p_b_to_mw | pf_p_c_to_mw | pf_q_a_from_mvar | pf_q_b_from_mvar | pf_q_c_from_mvar | pf_q_a_to_mvar | pf_q_b_to_mvar | pf_q_c_to_mvar | pf_ikss_a_from_degree | pf_ikss_b_from_degree | pf_ikss_c_from_degree | pf_ikss_a_to_degree | pf_ikss_b_to_degree | pf_ikss_c_to_degree | pf_vm_a_from_pu | pf_vm_b_from_pu | pf_vm_c_from_pu | pf_vm_a_to_pu | pf_vm_b_to_pu | pf_vm_c_to_pu | pf_va_a_from_degree | pf_va_b_from_degree | pf_va_c_from_degree | pf_va_a_to_degree | pf_va_b_to_degree | pf_va_c_to_degree
Line0_1_2 | 0 | 0 | 0 | 0 | 0 | 0 | 0 | 0 | 0 | 0 | 0 | 0 | 8.7205e-10 | 6.1302e-10 | 1.5306e-10 | -8.7205e-10 | -6.1302e-10 | -1.5306e-10 | -1.3622e-11 | 6.3666e-10 | 8.6125e-11 | 1.3622e-11 | -6.3666e-10 | -8.6125e-11 | 0 | 0 | 0 | 0 | 0 | 0 | 1.1349 | 1.1245 | 1.1063 | 1.1349 | 1.1245 | 1.1063 | 0.028418 | -121.3406 | 119.8157 | 0.028418 | -121.3406 | 119.8157
Line10_11_12 | 0.1732 | 0.1732 | 0.17321 | 0.1732 | 0.1732 | 0.17321 | 0.04 | 0.04 | 0.04 | 0.04 | 0.04 | 0.04 | -0.0050948 | -0.0061215 | -0.0051448 | 0.0053948 | 0.0064215 | 0.0054448 | -0.046374 | -0.045839 | -0.045217 | 0.046974 | 0.046439 | 0.045817 | 95.7106 | -24.2894 | -144.2894 | -84.2894 | 155.7106 | 35.7106 | 1.1663 | 1.1561 | 1.1377 | 1.1821 | 1.172 | 1.1535 | -0.55893 | -121.8959 | 119.2194 | -0.84089 | -122.1622 | 118.9335
Line11_12_13 | 0.1732 | 0.1732 | 0.17321 | 0.1732 | 0.1732 | 0.17321 | 0.04 | 0.04 | 0.04 | 0.04 | 0.04 | 0.04 | -0.0053948 | -0.0064215 | -0.0054448 | 0.0056948 | 0.0067215 | 0.0057448 | -0.046974 | -0.046439 | -0.045817 | 0.047574 | 0.047039 | 0.046417 | 95.7106 | -24.2894 | -144.2894 | -84.2894 | 155.7106 | 35.7106 | 1.1821 | 1.172 | 1.1535 | 1.1978 | 1.1879 | 1.1693 | -0.84089 | -122.1622 | 118.9335 | -1.1154 | -122.4214 | 118.6553
Line12_13_15 | 0 | 0 | 0 | 0 | 0 | 0 | 0 | 0 | 0 | 0 | 0 | 0 | 1.2919e-09 | 1.1617e-09 | 8.9507e-10 | -1.2919e-09 | -1.1617e-09 | -8.9507e-10 | 2.8215e-10 | 6.0729e-10 | 3.3202e-10 | -2.8215e-10 | -6.0729e-10 | -3.3202e-10 | 0 | 0 | 0 | 0 | 0 | 0 | 1.1978 | 1.1879 | 1.1693 | 1.1978 | 1.1879 | 1.1693 | -1.1154 | -122.4214 | 118.6553 | -1.1154 | -122.4214 | 118.6553
Line13_13_14 | 0.1732 | 0.1732 | 0.17321 | 0.1732 | 0.1732 | 0.17321 | 0.04 | 0.04 | 0.04 | 0.04 | 0.04 | 0.04 | -0.0056948 | -0.0067215 | -0.0057448 | 0.0059948 | 0.0070215 | 0.0060448 | -0.047574 | -0.047039 | -0.046417 | 0.048174 | 0.047639 | 0.047017 | 95.7106 | -24.2894 | -144.2894 | -84.2894 | 155.7106 | 35.7106 | 1.1978 | 1.1879 | 1.1693 | 1.2136 | 1.2038 | 1.1851 | -1.1154 | -122.4214 | 118.6553 | -1.3828 | -122.6738 | 118.3845
Line14_15_16 | 0 | 0 | 0 | 0 | 0 | 0 | 0 | 0 | 0 | 0 | 0 | 0 | 8.6127e-10 | 7.7446e-10 | 5.9671e-10 | -8.6127e-10 | -7.7446e-10 | -5.9671e-10 | 1.881e-10 | 4.0486e-10 | 2.2135e-10 | -1.881e-10 | -4.0486e-10 | -2.2135e-10 | 0 | 0 | 0 | 0 | 0 | 0 | 1.1978 | 1.1879 | 1.1693 | 1.1978 | 1.1879 | 1.1693 | -1.1154 | -122.4214 | 118.6553 | -1.1154 | -122.4214 | 118.6553
Line15_16_17 | 0 | 0 | 0 | 0 | 0 | 0 | 0 | 0 | 0 | 0 | 0 | 0 | 4.3064e-10 | 3.8723e-10 | 2.9836e-10 | -4.3064e-10 | -3.8723e-10 | -2.9836e-10 | 9.4049e-11 | 2.0243e-10 | 1.1067e-10 | -9.4049e-11 | -2.0243e-10 | -1.1067e-10 | 0 | 0 | 0 | 0 | 0 | 0 | 1.1978 | 1.1879 | 1.1693 | 1.1978 | 1.1879 | 1.1693 | -1.1154 | -122.4214 | 118.6553 | -1.1154 | -122.4214 | 118.6553
Line16_4_18 | 0 | 0 | 0 | 0 | 0 | 0 | 0 | 0 | 0 | 0 | 0 | 0 | 2.1357e-10 | 1.7034e-10 | 9.0627e-11 | -2.1357e-10 | -1.7034e-10 | -9.0627e-11 | 2.1809e-11 | 1.3019e-10 | 3.8434e-11 | -2.1809e-11 | -1.3019e-10 | -3.8434e-11 | 0 | 0 | 0 | 0 | 0 | 0 | 1.1506 | 1.1403 | 1.122 | 1.1506 | 1.1403 | 1.122 | -0.26926 | -121.6221 | 119.5134 | -0.26926 | -121.6221 | 119.5134
Line17_5_19 | 0 | 0 | 0 | 0 | 0 | 0 | 0 | 0 | 0 | 0 | 0 | 0 | 1.4534e-10 | 1.0217e-10 | 2.5509e-11 | -1.4534e-10 | -1.0217e-10 | -2.5509e-11 | -2.2705e-12 | 1.0611e-10 | 1.4354e-11 | 2.2704e-12 | -1.0611e-10 | -1.4354e-11 | 0 | 0 | 0 | 0 | 0 | 0 | 1.1349 | 1.1245 | 1.1063 | 1.1349 | 1.1245 | 1.1063 | 0.028418 | -121.3406 | 119.8157 | 0.028418 | -121.3406 | 119.8157
Line1_1_3 | 0.1732 | 0.1732 | 0.17321 | 0.1732 | 0.1732 | 0.17321 | 0.04 | 0.04 | 0.04 | 0.04 | 0.04 | 0.04 | -0.0044948 | -0.0055215 | -0.0045448 | 0.0047948 | 0.0058215 | 0.0048448 | -0.045174 | -0.044639 | -0.044017 | 0.045774 | 0.045239 | 0.044617 | 95.7106 | -24.2894 | -144.2894 | -84.2894 | 155.7106 | 35.7106 | 1.1349 | 1.1245 | 1.1063 | 1.1506 | 1.1403 | 1.122 | 0.028418 | -121.3406 | 119.8157 | -0.26926 | -121.6221 | 119.5134
Line2_1_4 | 0.1732 | 0.1732 | 0.17321 | 0.1732 | 0.1732 | 0.17321 | 0.04 | 0.04 | 0.04 | 0.04 | 0.04 | 0.04 | -0.0044948 | -0.0055215 | -0.0045448 | 0.0047948 | 0.0058215 | 0.0048448 | -0.045174 | -0.044639 | -0.044017 | 0.045774 | 0.045239 | 0.044617 | 95.7106 | -24.2894 | -144.2894 | -84.2894 | 155.7106 | 35.7106 | 1.1349 | 1.1245 | 1.1063 | 1.1506 | 1.1403 | 1.122 | 0.028418 | -121.3406 | 119.8157 | -0.26926 | -121.6221 | 119.5134
Line3_1_5 | 0 | 0 | 0 | 0 | 0 | 0 | 0 | 0 | 0 | 0 | 0 | 0 | 2.9068e-10 | 2.0434e-10 | 5.1018e-11 | -2.9068e-10 | -2.0434e-10 | -5.1018e-11 | -4.5408e-12 | 2.1222e-10 | 2.8708e-11 | 4.5408e-12 | -2.1222e-10 | -2.8708e-11 | 0 | 0 | 0 | 0 | 0 | 0 | 1.1349 | 1.1245 | 1.1063 | 1.1349 | 1.1245 | 1.1063 | 0.028418 | -121.3406 | 119.8157 | 0.028418 | -121.3406 | 119.8157
Line4_2_6 | 0 | 0 | 0 | 0 | 0 | 0 | 0 | 0 | 0 | 0 | 0 | 0 | 7.2671e-10 | 5.1085e-10 | 1.2755e-10 | -7.2671e-10 | -5.1085e-10 | -1.2755e-10 | -1.1352e-11 | 5.3055e-10 | 7.1771e-11 | 1.1352e-11 | -5.3055e-10 | -7.1771e-11 | 0 | 0 | 0 | 0 | 0 | 0 | 1.1349 | 1.1245 | 1.1063 | 1.1349 | 1.1245 | 1.1063 | 0.028418 | -121.3406 | 119.8157 | 0.028418 | -121.3406 | 119.8157
Line5_6_7 | 0 | 0 | 0 | 0 | 0 | 0 | 0 | 0 | 0 | 0 | 0 | 0 | 5.8136e-10 | 4.0868e-10 | 1.0204e-10 | -5.8136e-10 | -4.0868e-10 | -1.0204e-10 | -9.0815e-12 | 4.2444e-10 | 5.7417e-11 | 9.0815e-12 | -4.2444e-10 | -5.7417e-11 | 0 | 0 | 0 | 0 | 0 | 0 | 1.1349 | 1.1245 | 1.1063 | 1.1349 | 1.1245 | 1.1063 | 0.028418 | -121.3406 | 119.8157 | 0.028418 | -121.3406 | 119.8157
Line6_7_8 | 0 | 0 | 0 | 0 | 0 | 0 | 0 | 0 | 0 | 0 | 0 | 0 | 4.3602e-10 | 3.0651e-10 | 7.6528e-11 | -4.3602e-10 | -3.0651e-10 | -7.6528e-11 | -6.8111e-12 | 3.1833e-10 | 4.3063e-11 | 6.8111e-12 | -3.1833e-10 | -4.3063e-11 | 0 | 0 | 0 | 0 | 0 | 0 | 1.1349 | 1.1245 | 1.1063 | 1.1349 | 1.1245 | 1.1063 | 0.028418 | -121.3406 | 119.8157 | 0.028418 | -121.3406 | 119.8157
Line7_8_9 | 0 | 0 | 0 | 0 | 0 | 0 | 0 | 0 | 0 | 0 | 0 | 0 | 1.4534e-10 | 1.0217e-10 | 2.5509e-11 | -1.4534e-10 | -1.0217e-10 | -2.5509e-11 | -2.2704e-12 | 1.0611e-10 | 1.4354e-11 | 2.2703e-12 | -1.0611e-10 | -1.4354e-11 | 0 | 0 | 0 | 0 | 0 | 0 | 1.1349 | 1.1245 | 1.1063 | 1.1349 | 1.1245 | 1.1063 | 0.028418 | -121.3406 | 119.8157 | 0.028418 | -121.3406 | 119.8157
Line8_8_10 | 0 | 0 | 0 | 0 | 0 | 0 | 0 | 0 | 0 | 0 | 0 | 0 | 1.4534e-10 | 1.0217e-10 | 2.5509e-11 | -1.4534e-10 | -1.0217e-10 | -2.5509e-11 | -2.2705e-12 | 1.0611e-10 | 1.4354e-11 | 2.2704e-12 | -1.0611e-10 | -1.4354e-11 | 0 | 0 | 0 | 0 | 0 | 0 | 1.1349 | 1.1245 | 1.1063 | 1.1349 | 1.1245 | 1.1063 | 0.028418 | -121.3406 | 119.8157 | 0.028418 | -121.3406 | 119.8157
Line9_3_11 | 0.1732 | 0.1732 | 0.17321 | 0.1732 | 0.1732 | 0.17321 | 0.04 | 0.04 | 0.04 | 0.04 | 0.04 | 0.04 | -0.0047948 | -0.0058215 | -0.0048448 | 0.0050948 | 0.0061215 | 0.0051448 | -0.045774 | -0.045239 | -0.044617 | 0.046374 | 0.045839 | 0.045217 | 95.7106 | -24.2894 | -144.2894 | -84.2894 | 155.7106 | 35.7106 | 1.1506 | 1.1403 | 1.122 | 1.1663 | 1.1561 | 1.1377 | -0.26926 | -121.6221 | 119.5134 | -0.55893 | -121.8959 | 119.2194

## LL_max_fault_10
name | pf_ikss_a_from_ka | pf_ikss_b_from_ka | pf_ikss_c_from_ka | pf_ikss_a_to_ka | pf_ikss_b_to_ka | pf_ikss_c_to_ka | pf_skss_a_from_mw | pf_skss_b_from_mw | pf_skss_c_from_mw | pf_skss_a_to_mw | pf_skss_b_to_mw | pf_skss_c_to_mw | pf_p_a_from_mw | pf_p_b_from_mw | pf_p_c_from_mw | pf_p_a_to_mw | pf_p_b_to_mw | pf_p_c_to_mw | pf_q_a_from_mvar | pf_q_b_from_mvar | pf_q_c_from_mvar | pf_q_a_to_mvar | pf_q_b_to_mvar | pf_q_c_to_mvar | pf_ikss_a_from_degree | pf_ikss_b_from_degree | pf_ikss_c_from_degree | pf_ikss_a_to_degree | pf_ikss_b_to_degree | pf_ikss_c_to_degree | pf_vm_a_from_pu | pf_vm_b_from_pu | pf_vm_c_from_pu | pf_vm_a_to_pu | pf_vm_b_to_pu | pf_vm_c_to_pu | pf_va_a_from_degree | pf_va_b_from_degree | pf_va_c_from_degree | pf_va_a_to_degree | pf_va_b_to_degree | pf_va_c_to_degree
Line0_1_2 | 0 | 0 | 0 | 0 | 0 | 0 | 0 | 0 | 0 | 0 | 0 | 0 | 9.1459e-10 | 6.5475e-10 | 1.9351e-10 | -9.1459e-10 | -6.5475e-10 | -1.9351e-10 | -1.4271e-11 | 6.3601e-10 | 8.5477e-11 | 1.4271e-11 | -6.3601e-10 | -8.5477e-11 | 0 | 0 | 0 | 0 | 0 | 0 | 1.1366 | 1.1261 | 1.1079 | 1.1366 | 1.1261 | 1.1079 | 0.029728 | -121.3373 | 119.8173 | 0.029728 | -121.3373 | 119.8173
Line10_11_12 | 0.1732 | 0.1732 | 0.17321 | 0.1732 | 0.1732 | 0.17321 | 0.04 | 0.04 | 0.04 | 0.04 | 0.04 | 0.04 | -0.0051003 | -0.006127 | -0.0051503 | 0.0054003 | 0.006427 | 0.0054503 | -0.04644 | -0.045905 | -0.045283 | 0.04704 | 0.046505 | 0.045883 | 95.7106 | -24.2894 | -144.2894 | -84.2894 | 155.7106 | 35.7106 | 1.168 | 1.1578 | 1.1394 | 1.1837 | 1.1737 | 1.1551 | -0.55683 | -121.8918 | 119.2219 | -0.83842 | -122.1579 | 118.9364
Line11_12_13 | 0.1732 | 0.1732 | 0.17321 | 0.1732 | 0.1732 | 0.17321 | 0.04 | 0.04 | 0.04 | 0.04 | 0.04 | 0.04 | -0.0054003 | -0.006427 | -0.0054503 | 0.0057003 | 0.006727 | 0.0057503 | -0.04704 | -0.046505 | -0.045883 | 0.04764 | 0.047105 | 0.046483 | 95.7106 | -24.2894 | -144.2894 | -84.2894 | 155.7106 | 35.7106 | 1.1837 | 1.1737 | 1.1551 | 1.1995 | 1.1896 | 1.1709 | -0.83842 | -122.1579 | 118.9364 | -1.1126 | -122.4168 | 118.6585
Line12_13_15 | 0 | 0 | 0 | 0 | 0 | 0 | 0 | 0 | 0 | 0 | 0 | 0 | 1.3154e-09 | 1.1848e-09 | 9.1756e-10 | -1.3154e-09 | -1.1848e-09 | -9.1756e-10 | 2.8182e-10 | 6.0696e-10 | 3.317e-10 | -2.8182e-10 | -6.0696e-10 | -3.317e-10 | 0 | 0 | 0 | 0 | 0 | 0 | 1.1995 | 1.1896 | 1.1709 | 1.1995 | 1.1896 | 1.1709 | -1.1126 | -122.4168 | 118.6585 | -1.1126 | -122.4168 | 118.6585
Line13_13_14 | 0.1732 | 0.1732 | 0.17321 | 0.1732 | 0.1732 | 0.17321 | 0.04 | 0.04 | 0.04 | 0.04 | 0.04 | 0.04 | -0.0057003 | -0.006727 | -0.0057503 | 0.0060003 | 0.007027 | 0.0060503 | -0.04764 | -0.047105 | -0.046483 | 0.04824 | 0.047705 | 0.047083 | 95.7106 | -24.2894 | -144.2894 | -84.2894 | 155.7106 | 35.7106 | 1.1995 | 1.1896 | 1.1709 | 1.2153 | 1.2055 | 1.1868 | -1.1126 | -122.4168 | 118.6585 | -1.3797 | -122.6689 | 118.3881
Line14_15_16 | 0 | 0 | 0 | 0 | 0 | 0 | 0 | 0 | 0 | 0 | 0 | 0 | 8.7696e-10 | 7.8987e-10 | 6.1171e-10 | -8.7696e-10 | -7.8987e-10 | -6.1171e-10 | 1.8788e-10 | 4.0464e-10 | 2.2113e-10 | -1.8788e-10 | -4.0464e-10 | -2.2113e-10 | 0 | 0 | 0 | 0 | 0 | 0 | 1.1995 | 1.1896 | 1.1709 | 1.1995 | 1.1896 | 1.1709 | -1.1126 | -122.4168 | 118.6585 | -1.1126 | -122.4168 | 118.6585
Line15_16_17 | 0 | 0 | 0 | 0 | 0 | 0 | 0 | 0 | 0 | 0 | 0 | 0 | 4.3848e-10 | 3.9494e-10 | 3.0585e-10 | -4.3848e-10 | -3.9494e-10 | -3.0585e-10 | 9.3941e-11 | 2.0232e-10 | 1.1057e-10 | -9.3941e-11 | -2.0232e-10 | -1.1057e-10 | 0 | 0 | 0 | 0 | 0 | 0 | 1.1995 | 1.1896 | 1.1709 | 1.1995 | 1.1896 | 1.1709 | -1.1126 | -122.4168 | 118.6585 | -1.1126 | -122.4168 | 118.6585
Line16_4_18 | 0 | 0 | 0 | 0 | 0 | 0 | 0 | 0 | 0 | 0 | 0 | 0 | 2.2085e-10 | 1.7748e-10 | 9.7558e-11 | -2.2085e-10 | -1.7748e-10 | -9.7558e-11 | 2.1701e-11 | 1.3008e-10 | 3.8326e-11 | -2.1701e-11 | -1.3008e-10 | -3.8326e-11 | 0 | 0 | 0 | 0 | 0 | 0 | 1.1523 | 1.1419 | 1.1236 | 1.1523 | 1.1419 | 1.1236 | -0.26755 | -121.6184 | 119.5155 | -0.26755 | -121.6184 | 119.5155
Line17_5_19 | 0 | 0 | 0 | 0 | 0 | 0 | 0 | 0 | 0 | 0 | 0 | 0 | 1.5243e-10 | 1.0912e-10 | 3.2252e-11 | -1.5243e-10 | -1.0912e-10 | -3.2252e-11 | -2.3786e-12 | 1.06e-10 | 1.4246e-11 | 2.3785e-12 | -1.06e-10 | -1.4246e-11 | 0 | 0 | 0 | 0 | 0 | 0 | 1.1366 | 1.1261 | 1.1079 | 1.1366 | 1.1261 | 1.1079 | 0.029728 | -121.3373 | 119.8173 | 0.029728 | -121.3373 | 119.8173
Line1_1_3 | 0.1732 | 0.1732 | 0.17321 | 0.1732 | 0.1732 | 0.17321 | 0.04 | 0.04 | 0.04 | 0.04 | 0.04 | 0.04 | -0.0045003 | -0.005527 | -0.0045503 | 0.0048003 | 0.005827 | 0.0048503 | -0.04524 | -0.044705 | -0.044083 | 0.04584 | 0.045305 | 0.044683 | 95.7106 | -24.2894 | -144.2894 | -84.2894 | 155.7106 | 35.7106 | 1.1366 | 1.1261 | 1.1079 | 1.1523 | 1.1419 | 1.1236 | 0.029728 | -121.3373 | 119.8173 | -0.26755 | -121.6184 | 119.5155
Line2_1_4 | 0.1732 | 0.1732 | 0.17321 | 0.1732 | 0.1732 | 0.17321 | 0.04 | 0.04 | 0.04 | 0.04 | 0.04 | 0.04 | -0.0045003 | -0.005527 | -0.0045503 | 0.0048003 | 0.005827 | 0.0048503 | -0.04524 | -0.044705 | -0.044083 | 0.04584 | 0.045305 | 0.044683 | 95.7106 | -24.2894 | -144.2894 | -84.2894 | 155.7106 | 35.7106 | 1.1366 | 1.1261 | 1.1079 | 1.1523 | 1.1419 | 1.1236 | 0.029728 | -121.3373 | 119.8173 | -0.26755 | -121.6184 | 119.5155
Line3_1_5 | 0 | 0 | 0 | 0 | 0 | 0 | 0 | 0 | 0 | 0 | 0 | 0 | 3.0486e-10 | 2.1825e-10 | 6.4504e-11 | -3.0486e-10 | -2.1825e-10 | -6.4504e-11 | -4.7571e-12 | 2.12e-10 | 2.8492e-11 | 4.757e-12 | -2.12e-10 | -2.8492e-11 | 0 | 0 | 0 | 0 | 0 | 0 | 1.1366 | 1.1261 | 1.1079 | 1.1366 | 1.1261 | 1.1079 | 0.029728 | -121.3373 | 119.8173 | 0.029728 | -121.3373 | 119.8173
Line4_2_6 | 0 | 0 | 0 | 0 | 0 | 0 | 0 | 0 | 0 | 0 | 0 | 0 | 7.6216e-10 | 5.4562e-10 | 1.6126e-10 | -7.6216e-10 | -5.4562e-10 | -1.6126e-10 | -1.1892e-11 | 5.3001e-10 | 7.1231e-11 | 1.1892e-11 | -5.3001e-10 | -7.1231e-11 | 0 | 0 | 0 | 0 | 0 | 0 | 1.1366 | 1.1261 | 1.1079 | 1.1366 | 1.1261 | 1.1079 | 0.029728 | -121.3373 | 119.8173 | 0.029728 | -121.3373 | 119.8173
Line5_6_7 | 0 | 0 | 0 | 0 | 0 | 0 | 0 | 0 | 0 | 0 | 0 | 0 | 6.0972e-10 | 4.365e-10 | 1.2901e-10 | -6.0972e-10 | -4.365e-10 | -1.2901e-10 | -9.514e-12 | 4.2401e-10 | 5.6984e-11 | 9.514e-12 | -4.2401e-10 | -5.6984e-11 | 0 | 0 | 0 | 0 | 0 | 0 | 1.1366 | 1.1261 | 1.1079 | 1.1366 | 1.1261 | 1.1079 | 0.029728 | -121.3373 | 119.8173 | 0.029728 | -121.3373 | 119.8173
Line6_7_8 | 0 | 0 | 0 | 0 | 0 | 0 | 0 | 0 | 0 | 0 | 0 | 0 | 4.5729e-10 | 3.2737e-10 | 9.6755e-11 | -4.5729e-10 | -3.2737e-10 | -9.6755e-11 | -7.1355e-12 | 3.1801e-10 | 4.2738e-11 | 7.1355e-12 | -3.1801e-10 | -4.2738e-11 | 0 | 0 | 0 | 0 | 0 | 0 | 1.1366 | 1.1261 | 1.1079 | 1.1366 | 1.1261 | 1.1079 | 0.029728 | -121.3373 | 119.8173 | 0.029728 | -121.3373 | 119.8173
Line7_8_9 | 0 | 0 | 0 | 0 | 0 | 0 | 0 | 0 | 0 | 0 | 0 | 0 | 1.5243e-10 | 1.0912e-10 | 3.2252e-11 | -1.5243e-10 | -1.0912e-10 | -3.2252e-11 | -2.3785e-12 | 1.06e-10 | 1.4246e-11 | 2.3785e-12 | -1.06e-10 | -1.4246e-11 | 0 | 0 | 0 | 0 | 0 | 0 | 1.1366 | 1.1261 | 1.1079 | 1.1366 | 1.1261 | 1.1079 | 0.029728 | -121.3373 | 119.8173 | 0.029728 | -121.3373 | 119.8173
Line8_8_10 | 0 | 0 | 0 | 0 | 0 | 0 | 0 | 0 | 0 | 0 | 0 | 0 | 1.5243e-10 | 1.0912e-10 | 3.2252e-11 | -1.5243e-10 | -1.0912e-10 | -3.2252e-11 | -2.3785e-12 | 1.06e-10 | 1.4246e-11 | 2.3785e-12 | -1.06e-10 | -1.4246e-11 | 0 | 0 | 0 | 0 | 0 | 0 | 1.1366 | 1.1261 | 1.1079 | 1.1366 | 1.1261 | 1.1079 | 0.029728 | -121.3373 | 119.8173 | 0.029728 | -121.3373 | 119.8173
Line9_3_11 | 0.1732 | 0.1732 | 0.17321 | 0.1732 | 0.1732 | 0.17321 | 0.04 | 0.04 | 0.04 | 0.04 | 0.04 | 0.04 | -0.0048003 | -0.005827 | -0.0048503 | 0.0051003 | 0.006127 | 0.0051503 | -0.04584 | -0.045305 | -0.044683 | 0.04644 | 0.045905 | 0.045283 | 95.7106 | -24.2894 | -144.2894 | -84.2894 | 155.7106 | 35.7106 | 1.1523 | 1.1419 | 1.1236 | 1.168 | 1.1578 | 1.1394 | -0.26755 | -121.6184 | 119.5155 | -0.55683 | -121.8918 | 119.2219

## LL_min_6
name | pf_ikss_a_from_ka | pf_ikss_b_from_ka | pf_ikss_c_from_ka | pf_ikss_a_to_ka | pf_ikss_b_to_ka | pf_ikss_c_to_ka | pf_skss_a_from_mw | pf_skss_b_from_mw | pf_skss_c_from_mw | pf_skss_a_to_mw | pf_skss_b_to_mw | pf_skss_c_to_mw | pf_p_a_from_mw | pf_p_b_from_mw | pf_p_c_from_mw | pf_p_a_to_mw | pf_p_b_to_mw | pf_p_c_to_mw | pf_q_a_from_mvar | pf_q_b_from_mvar | pf_q_c_from_mvar | pf_q_a_to_mvar | pf_q_b_to_mvar | pf_q_c_to_mvar | pf_ikss_a_from_degree | pf_ikss_b_from_degree | pf_ikss_c_from_degree | pf_ikss_a_to_degree | pf_ikss_b_to_degree | pf_ikss_c_to_degree | pf_vm_a_from_pu | pf_vm_b_from_pu | pf_vm_c_from_pu | pf_vm_a_to_pu | pf_vm_b_to_pu | pf_vm_c_to_pu | pf_va_a_from_degree | pf_va_b_from_degree | pf_va_c_from_degree | pf_va_a_to_degree | pf_va_b_to_degree | pf_va_c_to_degree
Line0_1_2 | 0 | 0 | 0 | 0 | 0 | 0 | 0 | 0 | 0 | 0 | 0 | 0 | 1.4803e-16 | -5.983e-16 | 4.009e-16 | -2.2204e-16 | 7.6599e-16 | 2.5843e-17 | -7.4015e-17 | 9.5263e-09 | -9.5263e-09 | 7.4015e-17 | -9.5263e-09 | 9.5263e-09 | 0 | 0 | 0 | 0 | 0 | 0 | 1 | 0.5 | 0.5 | 1 | 0.5 | 0.5 | 7.0902e-13 | -180 | 180 | 7.1415e-13 | -180 | 180
Line10_11_12 | 0 | 0 | 0 | 0 | 0 | 0 | 0 | 0 | 0 | 0 | 0 | 0 | -3.7007e-16 | -1.7022e-15 | 1.4065e-15 | 3.7007e-16 | 1.7958e-15 | -1.2758e-15 | 1.4803e-16 | 9.5263e-09 | -9.5263e-09 | -1.4803e-16 | -9.5263e-09 | 9.5263e-09 | 0 | 0 | 0 | 0 | 0 | 0 | 1 | 0.5 | 0.5 | 1 | 0.5 | 0.5 | 7.3403e-13 | -180 | 180 | 7.4815e-13 | -180 | 180
Line11_12_13 | 0 | 0 | 0 | 0 | 0 | 0 | 0 | 0 | 0 | 0 | 0 | 0 | -2.9606e-16 | -1.5644e-15 | 9.1512e-16 | 2.9606e-16 | 1.5441e-15 | -8.2437e-16 | 1.4803e-16 | 7.9386e-09 | -7.9386e-09 | -1.4803e-16 | -7.9386e-09 | 7.9386e-09 | 0 | 0 | 0 | 0 | 0 | 0 | 1 | 0.5 | 0.5 | 1 | 0.5 | 0.5 | 7.4815e-13 | -180 | 180 | 7.5967e-13 | -180 | 180
Line12_13_15 | 0 | 0 | 0 | 0 | 0 | 0 | 0 | 0 | 0 | 0 | 0 | 0 | -7.4015e-17 | -1.1189e-15 | 1.3935e-16 | 7.4015e-17 | 8.9252e-16 | -1.0668e-16 | -1.4803e-16 | 4.7631e-09 | -4.7631e-09 | 7.4015e-17 | -4.7631e-09 | 4.7631e-09 | 0 | 0 | 0 | 0 | 0 | 0 | 1 | 0.5 | 0.5 | 1 | 0.5 | 0.5 | 7.5967e-13 | -180 | 180 | 7.6299e-13 | -180 | 180
Line13_13_14 | 0 | 0 | 0 | 0 | 0 | 0 | 0 | 0 | 0 | 0 | 0 | 0 | 7.4015e-17 | -2.126e-16 | -1.0158e-16 | -7.4015e-17 | -4.2821e-17 | 2.5324e-16 | 9.8134e-31 | 1.5877e-09 | -1.5877e-09 | -9.7994e-31 | -1.5877e-09 | 1.5877e-09 | 0 | 0 | 0 | 0 | 0 | 0 | 1 | 0.5 | 0.5 | 1 | 0.5 | 0.5 | 7.5967e-13 | -180 | 180 | 7.5858e-13 | -180 | 180
Line14_15_16 | 0 | 0 | 0 | 0 | 0 | 0 | 0 | 0 | 0 | 0 | 0 | 0 | -1.4803e-16 | -6.6903e-16 | 3.6718e-16 | 1.4803e-16 | 6.0953e-16 | -2.0463e-16 | -7.4015e-17 | 3.1754e-09 | -3.1754e-09 | 1.9747e-30 | -3.1754e-09 | 3.1754e-09 | 0 | 0 | 0 | 0 | 0 | 0 | 1 | 0.5 | 0.5 | 1 | 0.5 | 0.5 | 7.6299e-13 | -180 | 180 | 7.6432e-13 | -180 | 180
Line15_16_17 | 0 | 0 | 0 | 0 | 0 | 0 | 0 | 0 | 0 | 0 | 0 | 0 | -1.4803e-16 | -2.6776e-16 | 3.2436e-16 | 7.4015e-17 | 3.454e-16 | -1.727e-16 | -1.9747e-30 | 1.5877e-09 | -1.5877e-09 | 9.8578e-31 | -1.5877e-09 | 1.5877e-09 | 0 | 0 | 0 | 0 | 0 | 0 | 1 | 0.5 | 0.5 | 1 | 0.5 | 0.5 | 7.6432e-13 | -180 | 180 | 7.631e-13 | -180 | 180
Line16_4_18 | 0 | 0 | 0 | 0 | 0 | 0 | 0 | 0 | 0 | 0 | 0 | 0 | -1.8358e-30 | -1.6249e-16 | -1.4459e-17 | 7.4015e-17 | 1.2911e-16 | 1.8089e-17 | 1.4803e-16 | 1.5877e-09 | -1.5877e-09 | -7.4015e-17 | -1.5877e-09 | 1.5877e-09 | 0 | 0 | 0 | 0 | 0 | 0 | 1 | 0.5 | 0.5 | 1 | 0.5 | 0.5 | 7.1057e-13 | -180 | 180 | 7.0935e-13 | -180 | 180
Line17_5_19 | 0 | 0 | 0 | 0 | 0 | 0 | 0 | 0 | 0 | 0 | 0 | 0 | -1.8358e-30 | -1.6249e-16 | -1.4459e-17 | 7.4015e-17 | 1.2911e-16 | 1.8089e-17 | 1.4803e-16 | 1.5877e-09 | -1.5877e-09 | -7.4015e-17 | -1.5877e-09 | 1.5877e-09 | 0 | 0 | 0 | 0 | 0 | 0 | 1 | 0.5 | 0.5 | 1 | 0.5 | 0.5 | 7.1057e-13 | -180 | 180 | 7.0935e-13 | -180 | 180
Line1_1_3 | 0 | 0 | 0 | 0 | 0 | 0 | 0 | 0 | 0 | 0 | 0 | 0 | -3.7007e-16 | -1.3158e-15 | 1.7188e-15 | 3.7007e-16 | 1.5852e-15 | -1.4864e-15 | -1.4803e-16 | 1.2702e-08 | -1.2702e-08 | 1.4803e-16 | -1.2702e-08 | 1.2702e-08 | 0 | 0 | 0 | 0 | 0 | 0 | 1 | 0.5 | 0.5 | 1 | 0.5 | 0.5 | 7.0902e-13 | -180 | 180 | 7.1934e-13 | -180 | 180
Line2_1_4 | 0 | 0 | 0 | 0 | 0 | 0 | 0 | 0 | 0 | 0 | 0 | 0 | -1.4803e-16 | -3.8447e-16 | 2.8166e-16 | 1.4803e-16 | 3.9899e-16 | -2.6714e-16 | -1.4803e-16 | 3.1754e-09 | -3.1754e-09 | 2.2204e-16 | -3.1754e-09 | 3.1754e-09 | 0 | 0 | 0 | 0 | 0 | 0 | 1 | 0.5 | 0.5 | 1 | 0.5 | 0.5 | 7.0902e-13 | -180 | 180 | 7.1057e-13 | -180 | 180
Line3_1_5 | 0 | 0 | 0 | 0 | 0 | 0 | 0 | 0 | 0 | 0 | 0 | 0 | -1.4803e-16 | -3.8447e-16 | 2.8166e-16 | 1.4803e-16 | 3.9899e-16 | -2.6714e-16 | -1.4803e-16 | 3.1754e-09 | -3.1754e-09 | 2.2204e-16 | -3.1754e-09 | 3.1754e-09 | 0 | 0 | 0 | 0 | 0 | 0 | 1 | 0.5 | 0.5 | 1 | 0.5 | 0.5 | 7.0902e-13 | -180 | 180 | 7.1057e-13 | -180 | 180
Line4_2_6 | 0 | 0 | 0 | 0 | 0 | 0 | 0 | 0 | 0 | 0 | 0 | 0 | 7.4015e-17 | -9.2205e-16 | 4.4722e-16 | -1.4803e-16 | 1.0498e-15 | -2.0845e-16 | 7.4015e-17 | 7.9386e-09 | -7.9386e-09 | -1.4803e-16 | -7.9386e-09 | 7.9386e-09 | 0 | 0 | 0 | 0 | 0 | 0 | 1 | 0.5 | 0.5 | 1 | 0.5 | 0.5 | 7.1415e-13 | -180 | 180 | 7.2233e-13 | -180 | 180
Line5_6_7 | 0 | 0 | 0 | 0 | 0 | 0 | 0 | 0 | 0 | 0 | 0 | 0 | 2.9606e-16 | -6.326e-16 | 1.0754e-16 | -2.9606e-16 | 6.9068e-16 | -1.9749e-16 | 1.4803e-16 | 6.3509e-09 | -6.3509e-09 | -2.2204e-16 | -6.3509e-09 | 6.3509e-09 | 0 | 0 | 0 | 0 | 0 | 0 | 1 | 0.5 | 0.5 | 1 | 0.5 | 0.5 | 7.2233e-13 | -180 | 180 | 7.2681e-13 | -180 | 180
Line6_7_8 | 0 | 0 | 0 | 0 | 0 | 0 | 0 | 0 | 0 | 0 | 0 | 0 | 1.4803e-16 | -4.44e-16 | 5.552e-16 | -7.4015e-17 | 4.3966e-16 | -3.745e-16 | 2.2204e-16 | 4.7631e-09 | -4.7631e-09 | -2.2204e-16 | -4.7631e-09 | 4.7631e-09 | 0 | 0 | 0 | 0 | 0 | 0 | 1 | 0.5 | 0.5 | 1 | 0.5 | 0.5 | 7.2681e-13 | -180 | 180 | 7.2639e-13 | -180 | 180
Line7_8_9 | 0 | 0 | 0 | 0 | 0 | 0 | 0 | 0 | 0 | 0 | 0 | 0 | -1.8767e-30 | -1.0955e-16 | 7.5491e-17 | 7.4015e-17 | 2.1538e-18 | 7.6169e-17 | 1.4803e-16 | 1.5877e-09 | -1.5877e-09 | -7.4015e-17 | -1.5877e-09 | 1.5877e-09 | 0 | 0 | 0 | 0 | 0 | 0 | 1 | 0.5 | 0.5 | 1 | 0.5 | 0.5 | 7.2639e-13 | -180 | 180 | 7.253e-13 | -180 | 180
Line8_8_10 | 0 | 0 | 0 | 0 | 0 | 0 | 0 | 0 | 0 | 0 | 0 | 0 | -1.8767e-30 | -3.3159e-16 | 3.7155e-16 | 2.8166e-30 | 2.242e-16 | -2.1989e-16 | 1.4803e-16 | 1.5877e-09 | -1.5877e-09 | -2.2204e-16 | -1.5877e-09 | 1.5877e-09 | 0 | 0 | 0 | 0 | 0 | 0 | 1 | 0.5 | 0.5 | 1 | 0.5 | 0.5 | 7.2639e-13 | -180 | 180 | 7.2678e-13 | -180 | 180
Line9_3_11 | 0 | 0 | 0 | 0 | 0 | 0 | 0 | 0 | 0 | 0 | 0 | 0 | -4.4409e-16 | -1.5859e-15 | 1.3747e-15 | 4.4409e-16 | 1.7638e-15 | -1.3448e-15 | 1.4803e-16 | 1.1114e-08 | -1.1114e-08 | -1.4803e-16 | -1.1114e-08 | 1.1114e-08 | 0 | 0 | 0 | 0 | 0 | 0 | 1 | 0.5 | 0.5 | 1 | 0.5 | 0.5 | 7.1934e-13 | -180 | 180 | 7.3403e-13 | -180 | 180

## LL_min_10
name | pf_ikss_a_from_ka | pf_ikss_b_from_ka | pf_ikss_c_from_ka | pf_ikss_a_to_ka | pf_ikss_b_to_ka | pf_ikss_c_to_ka | pf_skss_a_from_mw | pf_skss_b_from_mw | pf_skss_c_from_mw | pf_skss_a_to_mw | pf_skss_b_to_mw | pf_skss_c_to_mw | pf_p_a_from_mw | pf_p_b_from_mw | pf_p_c_from_mw | pf_p_a_to_mw | pf_p_b_to_mw | pf_p_c_to_mw | pf_q_a_from_mvar | pf_q_b_from_mvar | pf_q_c_from_mvar | pf_q_a_to_mvar | pf_q_b_to_mvar | pf_q_c_to_mvar | pf_ikss_a_from_degree | pf_ikss_b_from_degree | pf_ikss_c_from_degree | pf_ikss_a_to_degree | pf_ikss_b_to_degree | pf_ikss_c_to_degree | pf_vm_a_from_pu | pf_vm_b_from_pu | pf_vm_c_from_pu | pf_vm_a_to_pu | pf_vm_b_to_pu | pf_vm_c_to_pu | pf_va_a_from_degree | pf_va_b_from_degree | pf_va_c_from_degree | pf_va_a_to_degree | pf_va_b_to_degree | pf_va_c_to_degree
Line0_1_2 | 0 | 0 | 0 | 0 | 0 | 0 | 0 | 0 | 0 | 0 | 0 | 0 | 1.4803e-16 | -5.983e-16 | 4.009e-16 | -2.2204e-16 | 7.6599e-16 | 2.5843e-17 | -7.4015e-17 | 9.5263e-09 | -9.5263e-09 | 7.4015e-17 | -9.5263e-09 | 9.5263e-09 | 0 | 0 | 0 | 0 | 0 | 0 | 1 | 0.5 | 0.5 | 1 | 0.5 | 0.5 | 7.0902e-13 | -180 | 180 | 7.1415e-13 | -180 | 180
Line10_11_12 | 0 | 0 | 0 | 0 | 0 | 0 | 0 | 0 | 0 | 0 | 0 | 0 | -3.7007e-16 | -1.7022e-15 | 1.4065e-15 | 3.7007e-16 | 1.7958e-15 | -1.2758e-15 | 1.4803e-16 | 9.5263e-09 | -9.5263e-09 | -1.4803e-16 | -9.5263e-09 | 9.5263e-09 | 0 | 0 | 0 | 0 | 0 | 0 | 1 | 0.5 | 0.5 | 1 | 0.5 | 0.5 | 7.3403e-13 | -180 | 180 | 7.4815e-13 | -180 | 180
Line11_12_13 | 0 | 0 | 0 | 0 | 0 | 0 | 0 | 0 | 0 | 0 | 0 | 0 | -2.9606e-16 | -1.5644e-15 | 9.1512e-16 | 2.9606e-16 | 1.5441e-15 | -8.2437e-16 | 1.4803e-16 | 7.9386e-09 | -7.9386e-09 | -1.4803e-16 | -7.9386e-09 | 7.9386e-09 | 0 | 0 | 0 | 0 | 0 | 0 | 1 | 0.5 | 0.5 | 1 | 0.5 | 0.5 | 7.4815e-13 | -180 | 180 | 7.5967e-13 | -180 | 180
Line12_13_15 | 0 | 0 | 0 | 0 | 0 | 0 | 0 | 0 | 0 | 0 | 0 | 0 | -7.4015e-17 | -1.1189e-15 | 1.3935e-16 | 7.4015e-17 | 8.9252e-16 | -1.0668e-16 | -1.4803e-16 | 4.7631e-09 | -4.7631e-09 | 7.4015e-17 | -4.7631e-09 | 4.7631e-09 | 0 | 0 | 0 | 0 | 0 | 0 | 1 | 0.5 | 0.5 | 1 | 0.5 | 0.5 | 7.5967e-13 | -180 | 180 | 7.6299e-13 | -180 | 180
Line13_13_14 | 0 | 0 | 0 | 0 | 0 | 0 | 0 | 0 | 0 | 0 | 0 | 0 | 7.4015e-17 | -2.126e-16 | -1.0158e-16 | -7.4015e-17 | -4.2821e-17 | 2.5324e-16 | 9.8134e-31 | 1.5877e-09 | -1.5877e-09 | -9.7994e-31 | -1.5877e-09 | 1.5877e-09 | 0 | 0 | 0 | 0 | 0 | 0 | 1 | 0.5 | 0.5 | 1 | 0.5 | 0.5 | 7.5967e-13 | -180 | 180 | 7.5858e-13 | -180 | 180
Line14_15_16 | 0 | 0 | 0 | 0 | 0 | 0 | 0 | 0 | 0 | 0 | 0 | 0 | -1.4803e-16 | -6.6903e-16 | 3.6718e-16 | 1.4803e-16 | 6.0953e-16 | -2.0463e-16 | -7.4015e-17 | 3.1754e-09 | -3.1754e-09 | 1.9747e-30 | -3.1754e-09 | 3.1754e-09 | 0 | 0 | 0 | 0 | 0 | 0 | 1 | 0.5 | 0.5 | 1 | 0.5 | 0.5 | 7.6299e-13 | -180 | 180 | 7.6432e-13 | -180 | 180
Line15_16_17 | 0 | 0 | 0 | 0 | 0 | 0 | 0 | 0 | 0 | 0 | 0 | 0 | -1.4803e-16 | -2.6776e-16 | 3.2436e-16 | 7.4015e-17 | 3.454e-16 | -1.727e-16 | -1.9747e-30 | 1.5877e-09 | -1.5877e-09 | 9.8578e-31 | -1.5877e-09 | 1.5877e-09 | 0 | 0 | 0 | 0 | 0 | 0 | 1 | 0.5 | 0.5 | 1 | 0.5 | 0.5 | 7.6432e-13 | -180 | 180 | 7.631e-13 | -180 | 180
Line16_4_18 | 0 | 0 | 0 | 0 | 0 | 0 | 0 | 0 | 0 | 0 | 0 | 0 | -1.8358e-30 | -1.6249e-16 | -1.4459e-17 | 7.4015e-17 | 1.2911e-16 | 1.8089e-17 | 1.4803e-16 | 1.5877e-09 | -1.5877e-09 | -7.4015e-17 | -1.5877e-09 | 1.5877e-09 | 0 | 0 | 0 | 0 | 0 | 0 | 1 | 0.5 | 0.5 | 1 | 0.5 | 0.5 | 7.1057e-13 | -180 | 180 | 7.0935e-13 | -180 | 180
Line17_5_19 | 0 | 0 | 0 | 0 | 0 | 0 | 0 | 0 | 0 | 0 | 0 | 0 | -1.8358e-30 | -1.6249e-16 | -1.4459e-17 | 7.4015e-17 | 1.2911e-16 | 1.8089e-17 | 1.4803e-16 | 1.5877e-09 | -1.5877e-09 | -7.4015e-17 | -1.5877e-09 | 1.5877e-09 | 0 | 0 | 0 | 0 | 0 | 0 | 1 | 0.5 | 0.5 | 1 | 0.5 | 0.5 | 7.1057e-13 | -180 | 180 | 7.0935e-13 | -180 | 180
Line1_1_3 | 0 | 0 | 0 | 0 | 0 | 0 | 0 | 0 | 0 | 0 | 0 | 0 | -3.7007e-16 | -1.3158e-15 | 1.7188e-15 | 3.7007e-16 | 1.5852e-15 | -1.4864e-15 | -1.4803e-16 | 1.2702e-08 | -1.2702e-08 | 1.4803e-16 | -1.2702e-08 | 1.2702e-08 | 0 | 0 | 0 | 0 | 0 | 0 | 1 | 0.5 | 0.5 | 1 | 0.5 | 0.5 | 7.0902e-13 | -180 | 180 | 7.1934e-13 | -180 | 180
Line2_1_4 | 0 | 0 | 0 | 0 | 0 | 0 | 0 | 0 | 0 | 0 | 0 | 0 | -1.4803e-16 | -3.8447e-16 | 2.8166e-16 | 1.4803e-16 | 3.9899e-16 | -2.6714e-16 | -1.4803e-16 | 3.1754e-09 | -3.1754e-09 | 2.2204e-16 | -3.1754e-09 | 3.1754e-09 | 0 | 0 | 0 | 0 | 0 | 0 | 1 | 0.5 | 0.5 | 1 | 0.5 | 0.5 | 7.0902e-13 | -180 | 180 | 7.1057e-13 | -180 | 180
Line3_1_5 | 0 | 0 | 0 | 0 | 0 | 0 | 0 | 0 | 0 | 0 | 0 | 0 | -1.4803e-16 | -3.8447e-16 | 2.8166e-16 | 1.4803e-16 | 3.9899e-16 | -2.6714e-16 | -1.4803e-16 | 3.1754e-09 | -3.1754e-09 | 2.2204e-16 | -3.1754e-09 | 3.1754e-09 | 0 | 0 | 0 | 0 | 0 | 0 | 1 | 0.5 | 0.5 | 1 | 0.5 | 0.5 | 7.0902e-13 | -180 | 180 | 7.1057e-13 | -180 | 180
Line4_2_6 | 0 | 0 | 0 | 0 | 0 | 0 | 0 | 0 | 0 | 0 | 0 | 0 | 7.4015e-17 | -9.2205e-16 | 4.4722e-16 | -1.4803e-16 | 1.0498e-15 | -2.0845e-16 | 7.4015e-17 | 7.9386e-09 | -7.9386e-09 | -1.4803e-16 | -7.9386e-09 | 7.9386e-09 | 0 | 0 | 0 | 0 | 0 | 0 | 1 | 0.5 | 0.5 | 1 | 0.5 | 0.5 | 7.1415e-13 | -180 | 180 | 7.2233e-13 | -180 | 180
Line5_6_7 | 0 | 0 | 0 | 0 | 0 | 0 | 0 | 0 | 0 | 0 | 0 | 0 | 2.9606e-16 | -6.326e-16 | 1.0754e-16 | -2.9606e-16 | 6.9068e-16 | -1.9749e-16 | 1.4803e-16 | 6.3509e-09 | -6.3509e-09 | -2.2204e-16 | -6.3509e-09 | 6.3509e-09 | 0 | 0 | 0 | 0 | 0 | 0 | 1 | 0.5 | 0.5 | 1 | 0.5 | 0.5 | 7.2233e-13 | -180 | 180 | 7.2681e-13 | -180 | 180
Line6_7_8 | 0 | 0 | 0 | 0 | 0 | 0 | 0 | 0 | 0 | 0 | 0 | 0 | 1.4803e-16 | -4.44e-16 | 5.552e-16 | -7.4015e-17 | 4.3966e-16 | -3.745e-16 | 2.2204e-16 | 4.7631e-09 | -4.7631e-09 | -2.2204e-16 | -4.7631e-09 | 4.7631e-09 | 0 | 0 | 0 | 0 | 0 | 0 | 1 | 0.5 | 0.5 | 1 | 0.5 | 0.5 | 7.2681e-13 | -180 | 180 | 7.2639e-13 | -180 | 180
Line7_8_9 | 0 | 0 | 0 | 0 | 0 | 0 | 0 | 0 | 0 | 0 | 0 | 0 | -1.8767e-30 | -1.0955e-16 | 7.5491e-17 | 7.4015e-17 | 2.1538e-18 | 7.6169e-17 | 1.4803e-16 | 1.5877e-09 | -1.5877e-09 | -7.4015e-17 | -1.5877e-09 | 1.5877e-09 | 0 | 0 | 0 | 0 | 0 | 0 | 1 | 0.5 | 0.5 | 1 | 0.5 | 0.5 | 7.2639e-13 | -180 | 180 | 7.253e-13 | -180 | 180
Line8_8_10 | 0 | 0 | 0 | 0 | 0 | 0 | 0 | 0 | 0 | 0 | 0 | 0 | -1.8767e-30 | -3.3159e-16 | 3.7155e-16 | 2.8166e-30 | 2.242e-16 | -2.1989e-16 | 1.4803e-16 | 1.5877e-09 | -1.5877e-09 | -2.2204e-16 | -1.5877e-09 | 1.5877e-09 | 0 | 0 | 0 | 0 | 0 | 0 | 1 | 0.5 | 0.5 | 1 | 0.5 | 0.5 | 7.2639e-13 | -180 | 180 | 7.2678e-13 | -180 | 180
Line9_3_11 | 0 | 0 | 0 | 0 | 0 | 0 | 0 | 0 | 0 | 0 | 0 | 0 | -4.4409e-16 | -1.5859e-15 | 1.3747e-15 | 4.4409e-16 | 1.7638e-15 | -1.3448e-15 | 1.4803e-16 | 1.1114e-08 | -1.1114e-08 | -1.4803e-16 | -1.1114e-08 | 1.1114e-08 | 0 | 0 | 0 | 0 | 0 | 0 | 1 | 0.5 | 0.5 | 1 | 0.5 | 0.5 | 7.1934e-13 | -180 | 180 | 7.3403e-13 | -180 | 180

## LL_min_fault_6
name | pf_ikss_a_from_ka | pf_ikss_b_from_ka | pf_ikss_c_from_ka | pf_ikss_a_to_ka | pf_ikss_b_to_ka | pf_ikss_c_to_ka | pf_skss_a_from_mw | pf_skss_b_from_mw | pf_skss_c_from_mw | pf_skss_a_to_mw | pf_skss_b_to_mw | pf_skss_c_to_mw | pf_p_a_from_mw | pf_p_b_from_mw | pf_p_c_from_mw | pf_p_a_to_mw | pf_p_b_to_mw | pf_p_c_to_mw | pf_q_a_from_mvar | pf_q_b_from_mvar | pf_q_c_from_mvar | pf_q_a_to_mvar | pf_q_b_to_mvar | pf_q_c_to_mvar | pf_ikss_a_from_degree | pf_ikss_b_from_degree | pf_ikss_c_from_degree | pf_ikss_a_to_degree | pf_ikss_b_to_degree | pf_ikss_c_to_degree | pf_vm_a_from_pu | pf_vm_b_from_pu | pf_vm_c_from_pu | pf_vm_a_to_pu | pf_vm_b_to_pu | pf_vm_c_to_pu | pf_va_a_from_degree | pf_va_b_from_degree | pf_va_c_from_degree | pf_va_a_to_degree | pf_va_b_to_degree | pf_va_c_to_degree
Line0_1_2 | 0 | 0 | 0 | 0 | 0 | 0 | 0 | 0 | 0 | 0 | 0 | 0 | 1.2143e-17 | -2.2559e-10 | -6.2954e-10 | -1.4456e-17 | 2.2559e-10 | 6.2954e-10 | 6.9389e-18 | 6.0796e-10 | 9.1694e-11 | -6.9389e-18 | -6.0796e-10 | -9.1694e-11 | 0 | 0 | 0 | 0 | 0 | 0 | 1 | 0.98924 | 0.97051 | 1 | 0.98924 | 0.97051 | 1.85e-14 | -121.6008 | 119.7539 | 1.8763e-14 | -121.6008 | 119.7539
Line10_11_12 | 0 | 0 | 0 | 0 | 0 | 0 | 0 | 0 | 0 | 0 | 0 | 0 | -1.7347e-18 | -2.2559e-10 | -6.2954e-10 | 1.7347e-18 | 2.2559e-10 | 6.2954e-10 | 1.3878e-17 | 6.0796e-10 | 9.1694e-11 | -1.6191e-17 | -6.0796e-10 | -9.1694e-11 | 0 | 0 | 0 | 0 | 0 | 0 | 1 | 0.98924 | 0.97051 | 1 | 0.98924 | 0.97051 | 1.911e-14 | -121.6008 | 119.7539 | 1.9504e-14 | -121.6008 | 119.7539
Line11_12_13 | 0 | 0 | 0 | 0 | 0 | 0 | 0 | 0 | 0 | 0 | 0 | 0 | -1.1565e-18 | -1.8799e-10 | -5.2461e-10 | 1.1565e-18 | 1.8799e-10 | 5.2461e-10 | 1.8504e-17 | 5.0663e-10 | 7.6412e-11 | -1.3878e-17 | -5.0663e-10 | -7.6412e-11 | 0 | 0 | 0 | 0 | 0 | 0 | 1 | 0.98924 | 0.97051 | 1 | 0.98924 | 0.97051 | 1.9504e-14 | -121.6008 | 119.7539 | 1.9876e-14 | -121.6008 | 119.7539
Line12_13_15 | 0 | 0 | 0 | 0 | 0 | 0 | 0 | 0 | 0 | 0 | 0 | 0 | -4.0477e-18 | -1.128e-10 | -3.1477e-10 | 4.0477e-18 | 1.128e-10 | 3.1477e-10 | 4.6259e-18 | 3.0398e-10 | 4.5847e-11 | -6.9389e-18 | -3.0398e-10 | -4.5847e-11 | 0 | 0 | 0 | 0 | 0 | 0 | 1 | 0.98924 | 0.97051 | 1 | 0.98924 | 0.97051 | 1.9876e-14 | -121.6008 | 119.7539 | 2.0064e-14 | -121.6008 | 119.7539
Line13_13_14 | 0 | 0 | 0 | 0 | 0 | 0 | 0 | 0 | 0 | 0 | 0 | 0 | 2.313e-18 | -3.7599e-11 | -1.0492e-10 | -2.313e-18 | 3.7599e-11 | 1.0492e-10 | 2.313e-18 | 1.0133e-10 | 1.5282e-11 | -4.6259e-18 | -1.0133e-10 | -1.5282e-11 | 0 | 0 | 0 | 0 | 0 | 0 | 1 | 0.98924 | 0.97051 | 1 | 0.98924 | 0.97051 | 1.9876e-14 | -121.6008 | 119.7539 | 1.9868e-14 | -121.6008 | 119.7539
Line14_15_16 | 0 | 0 | 0 | 0 | 0 | 0 | 0 | 0 | 0 | 0 | 0 | 0 | -1.1565e-18 | -7.5198e-11 | -2.0985e-10 | 1.1565e-18 | 7.5198e-11 | 2.0985e-10 | 4.6259e-18 | 2.0265e-10 | 3.0565e-11 | -6.9389e-18 | -2.0265e-10 | -3.0565e-11 | 0 | 0 | 0 | 0 | 0 | 0 | 1 | 0.98924 | 0.97051 | 1 | 0.98924 | 0.97051 | 2.0064e-14 | -121.6008 | 119.7539 | 2.0228e-14 | -121.6008 | 119.7539
Line15_16_17 | 0 | 0 | 0 | 0 | 0 | 0 | 0 | 0 | 0 | 0 | 0 | 0 | -4.0477e-18 | -3.7599e-11 | -1.0492e-10 | 4.0477e-18 | 3.7599e-11 | 1.0492e-10 | 2.313e-18 | 1.0133e-10 | 1.5282e-11 | -2.313e-18 | -1.0133e-10 | -1.5282e-11 | 0 | 0 | 0 | 0 | 0 | 0 | 1 | 0.98924 | 0.97051 | 1 | 0.98924 | 0.97051 | 2.0228e-14 | -121.6008 | 119.7539 | 2.0286e-14 | -121.6008 | 119.7539
Line16_4_18 | 0 | 0 | 0 | 0 | 0 | 0 | 0 | 0 | 0 | 0 | 0 | 0 | -5.2042e-18 | -3.7599e-11 | -1.0492e-10 | 5.2042e-18 | 3.7599e-11 | 1.0492e-10 | 9.2519e-18 | 1.0133e-10 | 1.5282e-11 | -6.9389e-18 | -1.0133e-10 | -1.5282e-11 | 0 | 0 | 0 | 0 | 0 | 0 | 1 | 0.98924 | 0.97051 | 1 | 0.98924 | 0.97051 | 1.8637e-14 | -121.6008 | 119.7539 | 1.8696e-14 | -121.6008 | 119.7539
Line17_5_19 | 0 | 0 | 0 | 0 | 0 | 0 | 0 | 0 | 0 | 0 | 0 | 0 | -5.2042e-18 | -3.7599e-11 | -1.0492e-10 | 5.2042e-18 | 3.7599e-11 | 1.0492e-10 | 9.2519e-18 | 1.0133e-10 | 1.5282e-11 | -6.9389e-18 | -1.0133e-10 | -1.5282e-11 | 0 | 0 | 0 | 0 | 0 | 0 | 1 | 0.98924 | 0.97051 | 1 | 0.98924 | 0.97051 | 1.8637e-14 | -121.6008 | 119.7539 | 1.8696e-14 | -121.6008 | 119.7539
Line1_1_3 | 0 | 0 | 0 | 0 | 0 | 0 | 0 | 0 | 0 | 0 | 0 | 0 | 8.6736e-18 | -3.0079e-10 | -8.3938e-10 | -6.3607e-18 | 3.0079e-10 | 8.3938e-10 | 6.9389e-18 | 8.1061e-10 | 1.2226e-10 | -6.9389e-18 | -8.1061e-10 | -1.2226e-10 | 0 | 0 | 0 | 0 | 0 | 0 | 1 | 0.98924 | 0.97051 | 1 | 0.98924 | 0.97051 | 1.85e-14 | -121.6008 | 119.7539 | 1.872e-14 | -121.6008 | 119.7539
Line2_1_4 | 0 | 0 | 0 | 0 | 0 | 0 | 0 | 0 | 0 | 0 | 0 | 0 | -1.1565e-18 | -7.5198e-11 | -2.0985e-10 | 1.1565e-18 | 7.5198e-11 | 2.0985e-10 | -3.7342e-34 | 2.0265e-10 | 3.0565e-11 | 2.313e-18 | -2.0265e-10 | -3.0565e-11 | 0 | 0 | 0 | 0 | 0 | 0 | 1 | 0.98924 | 0.97051 | 1 | 0.98924 | 0.97051 | 1.85e-14 | -121.6008 | 119.7539 | 1.8637e-14 | -121.6008 | 119.7539
Line3_1_5 | 0 | 0 | 0 | 0 | 0 | 0 | 0 | 0 | 0 | 0 | 0 | 0 | -1.1565e-18 | -7.5198e-11 | -2.0985e-10 | 1.1565e-18 | 7.5198e-11 | 2.0985e-10 | -3.7342e-34 | 2.0265e-10 | 3.0565e-11 | 2.313e-18 | -2.0265e-10 | -3.0565e-11 | 0 | 0 | 0 | 0 | 0 | 0 | 1 | 0.98924 | 0.97051 | 1 | 0.98924 | 0.97051 | 1.85e-14 | -121.6008 | 119.7539 | 1.8637e-14 | -121.6008 | 119.7539
Line4_2_6 | 0 | 0 | 0 | 0 | 0 | 0 | 0 | 0 | 0 | 0 | 0 | 0 | 1.0987e-17 | -1.8799e-10 | -5.2461e-10 | -8.6736e-18 | 1.8799e-10 | 5.2461e-10 | 2.313e-18 | 5.0663e-10 | 7.6412e-11 | -4.6259e-18 | -5.0663e-10 | -7.6412e-11 | 0 | 0 | 0 | 0 | 0 | 0 | 1 | 0.98924 | 0.97051 | 1 | 0.98924 | 0.97051 | 1.8763e-14 | -121.6008 | 119.7539 | 1.9098e-14 | -121.6008 | 119.7539
Line5_6_7 | 0 | 0 | 0 | 0 | 0 | 0 | 0 | 0 | 0 | 0 | 0 | 0 | 1.5034e-17 | -1.504e-10 | -4.1969e-10 | -1.5034e-17 | 1.504e-10 | 4.1969e-10 | 6.9389e-18 | 4.053e-10 | 6.113e-11 | -1.1565e-17 | -4.053e-10 | -6.113e-11 | 0 | 0 | 0 | 0 | 0 | 0 | 1 | 0.98924 | 0.97051 | 1 | 0.98924 | 0.97051 | 1.9098e-14 | -121.6008 | 119.7539 | 1.9293e-14 | -121.6008 | 119.7539
Line6_7_8 | 0 | 0 | 0 | 0 | 0 | 0 | 0 | 0 | 0 | 0 | 0 | 0 | 1.1565e-17 | -1.128e-10 | -3.1477e-10 | -1.1565e-17 | 1.128e-10 | 3.1477e-10 | 9.2519e-18 | 3.0398e-10 | 4.5847e-11 | -9.2519e-18 | -3.0398e-10 | -4.5847e-11 | 0 | 0 | 0 | 0 | 0 | 0 | 1 | 0.98924 | 0.97051 | 1 | 0.98924 | 0.97051 | 1.9293e-14 | -121.6008 | 119.7539 | 1.9297e-14 | -121.6008 | 119.7539
Line7_8_9 | 0 | 0 | 0 | 0 | 0 | 0 | 0 | 0 | 0 | 0 | 0 | 0 | -1.1565e-18 | -3.7599e-11 | -1.0492e-10 | 1.1565e-18 | 3.7599e-11 | 1.0492e-10 | 6.9389e-18 | 1.0133e-10 | 1.5282e-11 | -4.6259e-18 | -1.0133e-10 | -1.5282e-11 | 0 | 0 | 0 | 0 | 0 | 0 | 1 | 0.98924 | 0.97051 | 1 | 0.98924 | 0.97051 | 1.9297e-14 | -121.6008 | 119.7539 | 1.929e-14 | -121.6008 | 119.7539
Line8_8_10 | 0 | 0 | 0 | 0 | 0 | 0 | 0 | 0 | 0 | 0 | 0 | 0 | 5.7824e-19 | -3.7599e-11 | -1.0492e-10 | 1.7347e-18 | 3.7599e-11 | 1.0492e-10 | 4.6259e-18 | 1.0133e-10 | 1.5282e-11 | -2.313e-18 | -1.0133e-10 | -1.5282e-11 | 0 | 0 | 0 | 0 | 0 | 0 | 1 | 0.98924 | 0.97051 | 1 | 0.98924 | 0.97051 | 1.9297e-14 | -121.6008 | 119.7539 | 1.9316e-14 | -121.6008 | 119.7539
Line9_3_11 | 0 | 0 | 0 | 0 | 0 | 0 | 0 | 0 | 0 | 0 | 0 | 0 | 2.313e-18 | -2.6319e-10 | -7.3446e-10 | -2.313e-18 | 2.6319e-10 | 7.3446e-10 | 1.6191e-17 | 7.0928e-10 | 1.0698e-10 | -1.6191e-17 | -7.0928e-10 | -1.0698e-10 | 0 | 0 | 0 | 0 | 0 | 0 | 1 | 0.98924 | 0.97051 | 1 | 0.98924 | 0.97051 | 1.872e-14 | -121.6008 | 119.7539 | 1.911e-14 | -121.6008 | 119.7539

## LL_min_fault_10
name | pf_ikss_a_from_ka | pf_ikss_b_from_ka | pf_ikss_c_from_ka | pf_ikss_a_to_ka | pf_ikss_b_to_ka | pf_ikss_c_to_ka | pf_skss_a_from_mw | pf_skss_b_from_mw | pf_skss_c_from_mw | pf_skss_a_to_mw | pf_skss_b_to_mw | pf_skss_c_to_mw | pf_p_a_from_mw | pf_p_b_from_mw | pf_p_c_from_mw | pf_p_a_to_mw | pf_p_b_to_mw | pf_p_c_to_mw | pf_q_a_from_mvar | pf_q_b_from_mvar | pf_q_c_from_mvar | pf_q_a_to_mvar | pf_q_b_to_mvar | pf_q_c_to_mvar | pf_ikss_a_from_degree | pf_ikss_b_from_degree | pf_ikss_c_from_degree | pf_ikss_a_to_degree | pf_ikss_b_to_degree | pf_ikss_c_to_degree | pf_vm_a_from_pu | pf_vm_b_from_pu | pf_vm_c_from_pu | pf_vm_a_to_pu | pf_vm_b_to_pu | pf_vm_c_to_pu | pf_va_a_from_degree | pf_va_b_from_degree | pf_va_c_from_degree | pf_va_a_to_degree | pf_va_b_to_degree | pf_va_c_to_degree
Line0_1_2 | 0 | 0 | 0 | 0 | 0 | 0 | 0 | 0 | 0 | 0 | 0 | 0 | 1.2143e-17 | -2.2559e-10 | -6.2954e-10 | -1.4456e-17 | 2.2559e-10 | 6.2954e-10 | 6.9389e-18 | 6.0796e-10 | 9.1694e-11 | -6.9389e-18 | -6.0796e-10 | -9.1694e-11 | 0 | 0 | 0 | 0 | 0 | 0 | 1 | 0.98924 | 0.97051 | 1 | 0.98924 | 0.97051 | 1.85e-14 | -121.6008 | 119.7539 | 1.8763e-14 | -121.6008 | 119.7539
Line10_11_12 | 0 | 0 | 0 | 0 | 0 | 0 | 0 | 0 | 0 | 0 | 0 | 0 | -1.7347e-18 | -2.2559e-10 | -6.2954e-10 | 1.7347e-18 | 2.2559e-10 | 6.2954e-10 | 1.3878e-17 | 6.0796e-10 | 9.1694e-11 | -1.6191e-17 | -6.0796e-10 | -9.1694e-11 | 0 | 0 | 0 | 0 | 0 | 0 | 1 | 0.98924 | 0.97051 | 1 | 0.98924 | 0.97051 | 1.911e-14 | -121.6008 | 119.7539 | 1.9504e-14 | -121.6008 | 119.7539
Line11_12_13 | 0 | 0 | 0 | 0 | 0 | 0 | 0 | 0 | 0 | 0 | 0 | 0 | -1.1565e-18 | -1.8799e-10 | -5.2461e-10 | 1.1565e-18 | 1.8799e-10 | 5.2461e-10 | 1.8504e-17 | 5.0663e-10 | 7.6412e-11 | -1.3878e-17 | -5.0663e-10 | -7.6412e-11 | 0 | 0 | 0 | 0 | 0 | 0 | 1 | 0.98924 | 0.97051 | 1 | 0.98924 | 0.97051 | 1.9504e-14 | -121.6008 | 119.7539 | 1.9876e-14 | -121.6008 | 119.7539
Line12_13_15 | 0 | 0 | 0 | 0 | 0 | 0 | 0 | 0 | 0 | 0 | 0 | 0 | -4.0477e-18 | -1.128e-10 | -3.1477e-10 | 4.0477e-18 | 1.128e-10 | 3.1477e-10 | 4.6259e-18 | 3.0398e-10 | 4.5847e-11 | -6.9389e-18 | -3.0398e-10 | -4.5847e-11 | 0 | 0 | 0 | 0 | 0 | 0 | 1 | 0.98924 | 0.97051 | 1 | 0.98924 | 0.97051 | 1.9876e-14 | -121.6008 | 119.7539 | 2.0064e-14 | -121.6008 | 119.7539
Line13_13_14 | 0 | 0 | 0 | 0 | 0 | 0 | 0 | 0 | 0 | 0 | 0 | 0 | 2.313e-18 | -3.7599e-11 | -1.0492e-10 | -2.313e-18 | 3.7599e-11 | 1.0492e-10 | 2.313e-18 | 1.0133e-10 | 1.5282e-11 | -4.6259e-18 | -1.0133e-10 | -1.5282e-11 | 0 | 0 | 0 | 0 | 0 | 0 | 1 | 0.98924 | 0.97051 | 1 | 0.98924 | 0.97051 | 1.9876e-14 | -121.6008 | 119.7539 | 1.9868e-14 | -121.6008 | 119.7539
Line14_15_16 | 0 | 0 | 0 | 0 | 0 | 0 | 0 | 0 | 0 | 0 | 0 | 0 | -1.1565e-18 | -7.5198e-11 | -2.0985e-10 | 1.1565e-18 | 7.5198e-11 | 2.0985e-10 | 4.6259e-18 | 2.0265e-10 | 3.0565e-11 | -6.9389e-18 | -2.0265e-10 | -3.0565e-11 | 0 | 0 | 0 | 0 | 0 | 0 | 1 | 0.98924 | 0.97051 | 1 | 0.98924 | 0.97051 | 2.0064e-14 | -121.6008 | 119.7539 | 2.0228e-14 | -121.6008 | 119.7539
Line15_16_17 | 0 | 0 | 0 | 0 | 0 | 0 | 0 | 0 | 0 | 0 | 0 | 0 | -4.0477e-18 | -3.7599e-11 | -1.0492e-10 | 4.0477e-18 | 3.7599e-11 | 1.0492e-10 | 2.313e-18 | 1.0133e-10 | 1.5282e-11 | -2.313e-18 | -1.0133e-10 | -1.5282e-11 | 0 | 0 | 0 | 0 | 0 | 0 | 1 | 0.98924 | 0.97051 | 1 | 0.98924 | 0.97051 | 2.0228e-14 | -121.6008 | 119.7539 | 2.0286e-14 | -121.6008 | 119.7539
Line16_4_18 | 0 | 0 | 0 | 0 | 0 | 0 | 0 | 0 | 0 | 0 | 0 | 0 | -5.2042e-18 | -3.7599e-11 | -1.0492e-10 | 5.2042e-18 | 3.7599e-11 | 1.0492e-10 | 9.2519e-18 | 1.0133e-10 | 1.5282e-11 | -6.9389e-18 | -1.0133e-10 | -1.5282e-11 | 0 | 0 | 0 | 0 | 0 | 0 | 1 | 0.98924 | 0.97051 | 1 | 0.98924 | 0.97051 | 1.8637e-14 | -121.6008 | 119.7539 | 1.8696e-14 | -121.6008 | 119.7539
Line17_5_19 | 0 | 0 | 0 | 0 | 0 | 0 | 0 | 0 | 0 | 0 | 0 | 0 | -5.2042e-18 | -3.7599e-11 | -1.0492e-10 | 5.2042e-18 | 3.7599e-11 | 1.0492e-10 | 9.2519e-18 | 1.0133e-10 | 1.5282e-11 | -6.9389e-18 | -1.0133e-10 | -1.5282e-11 | 0 | 0 | 0 | 0 | 0 | 0 | 1 | 0.98924 | 0.97051 | 1 | 0.98924 | 0.97051 | 1.8637e-14 | -121.6008 | 119.7539 | 1.8696e-14 | -121.6008 | 119.7539
Line1_1_3 | 0 | 0 | 0 | 0 | 0 | 0 | 0 | 0 | 0 | 0 | 0 | 0 | 8.6736e-18 | -3.0079e-10 | -8.3938e-10 | -6.3607e-18 | 3.0079e-10 | 8.3938e-10 | 6.9389e-18 | 8.1061e-10 | 1.2226e-10 | -6.9389e-18 | -8.1061e-10 | -1.2226e-10 | 0 | 0 | 0 | 0 | 0 | 0 | 1 | 0.98924 | 0.97051 | 1 | 0.98924 | 0.97051 | 1.85e-14 | -121.6008 | 119.7539 | 1.872e-14 | -121.6008 | 119.7539
Line2_1_4 | 0 | 0 | 0 | 0 | 0 | 0 | 0 | 0 | 0 | 0 | 0 | 0 | -1.1565e-18 | -7.5198e-11 | -2.0985e-10 | 1.1565e-18 | 7.5198e-11 | 2.0985e-10 | -3.7342e-34 | 2.0265e-10 | 3.0565e-11 | 2.313e-18 | -2.0265e-10 | -3.0565e-11 | 0 | 0 | 0 | 0 | 0 | 0 | 1 | 0.98924 | 0.97051 | 1 | 0.98924 | 0.97051 | 1.85e-14 | -121.6008 | 119.7539 | 1.8637e-14 | -121.6008 | 119.7539
Line3_1_5 | 0 | 0 | 0 | 0 | 0 | 0 | 0 | 0 | 0 | 0 | 0 | 0 | -1.1565e-18 | -7.5198e-11 | -2.0985e-10 | 1.1565e-18 | 7.5198e-11 | 2.0985e-10 | -3.7342e-34 | 2.0265e-10 | 3.0565e-11 | 2.313e-18 | -2.0265e-10 | -3.0565e-11 | 0 | 0 | 0 | 0 | 0 | 0 | 1 | 0.98924 | 0.97051 | 1 | 0.98924 | 0.97051 | 1.85e-14 | -121.6008 | 119.7539 | 1.8637e-14 | -121.6008 | 119.7539
Line4_2_6 | 0 | 0 | 0 | 0 | 0 | 0 | 0 | 0 | 0 | 0 | 0 | 0 | 1.0987e-17 | -1.8799e-10 | -5.2461e-10 | -8.6736e-18 | 1.8799e-10 | 5.2461e-10 | 2.313e-18 | 5.0663e-10 | 7.6412e-11 | -4.6259e-18 | -5.0663e-10 | -7.6412e-11 | 0 | 0 | 0 | 0 | 0 | 0 | 1 | 0.98924 | 0.97051 | 1 | 0.98924 | 0.97051 | 1.8763e-14 | -121.6008 | 119.7539 | 1.9098e-14 | -121.6008 | 119.7539
Line5_6_7 | 0 | 0 | 0 | 0 | 0 | 0 | 0 | 0 | 0 | 0 | 0 | 0 | 1.5034e-17 | -1.504e-10 | -4.1969e-10 | -1.5034e-17 | 1.504e-10 | 4.1969e-10 | 6.9389e-18 | 4.053e-10 | 6.113e-11 | -1.1565e-17 | -4.053e-10 | -6.113e-11 | 0 | 0 | 0 | 0 | 0 | 0 | 1 | 0.98924 | 0.97051 | 1 | 0.98924 | 0.97051 | 1.9098e-14 | -121.6008 | 119.7539 | 1.9293e-14 | -121.6008 | 119.7539
Line6_7_8 | 0 | 0 | 0 | 0 | 0 | 0 | 0 | 0 | 0 | 0 | 0 | 0 | 1.1565e-17 | -1.128e-10 | -3.1477e-10 | -1.1565e-17 | 1.128e-10 | 3.1477e-10 | 9.2519e-18 | 3.0398e-10 | 4.5847e-11 | -9.2519e-18 | -3.0398e-10 | -4.5847e-11 | 0 | 0 | 0 | 0 | 0 | 0 | 1 | 0.98924 | 0.97051 | 1 | 0.98924 | 0.97051 | 1.9293e-14 | -121.6008 | 119.7539 | 1.9297e-14 | -121.6008 | 119.7539
Line7_8_9 | 0 | 0 | 0 | 0 | 0 | 0 | 0 | 0 | 0 | 0 | 0 | 0 | -1.1565e-18 | -3.7599e-11 | -1.0492e-10 | 1.1565e-18 | 3.7599e-11 | 1.0492e-10 | 6.9389e-18 | 1.0133e-10 | 1.5282e-11 | -4.6259e-18 | -1.0133e-10 | -1.5282e-11 | 0 | 0 | 0 | 0 | 0 | 0 | 1 | 0.98924 | 0.97051 | 1 | 0.98924 | 0.97051 | 1.9297e-14 | -121.6008 | 119.7539 | 1.929e-14 | -121.6008 | 119.7539
Line8_8_10 | 0 | 0 | 0 | 0 | 0 | 0 | 0 | 0 | 0 | 0 | 0 | 0 | 5.7824e-19 | -3.7599e-11 | -1.0492e-10 | 1.7347e-18 | 3.7599e-11 | 1.0492e-10 | 4.6259e-18 | 1.0133e-10 | 1.5282e-11 | -2.313e-18 | -1.0133e-10 | -1.5282e-11 | 0 | 0 | 0 | 0 | 0 | 0 | 1 | 0.98924 | 0.97051 | 1 | 0.98924 | 0.97051 | 1.9297e-14 | -121.6008 | 119.7539 | 1.9316e-14 | -121.6008 | 119.7539
Line9_3_11 | 0 | 0 | 0 | 0 | 0 | 0 | 0 | 0 | 0 | 0 | 0 | 0 | 2.313e-18 | -2.6319e-10 | -7.3446e-10 | -2.313e-18 | 2.6319e-10 | 7.3446e-10 | 1.6191e-17 | 7.0928e-10 | 1.0698e-10 | -1.6191e-17 | -7.0928e-10 | -1.0698e-10 | 0 | 0 | 0 | 0 | 0 | 0 | 1 | 0.98924 | 0.97051 | 1 | 0.98924 | 0.97051 | 1.872e-14 | -121.6008 | 119.7539 | 1.911e-14 | -121.6008 | 119.7539

## LG_max_6
name | pf_ikss_a_from_ka | pf_ikss_b_from_ka | pf_ikss_c_from_ka | pf_ikss_a_to_ka | pf_ikss_b_to_ka | pf_ikss_c_to_ka | pf_skss_a_from_mw | pf_skss_b_from_mw | pf_skss_c_from_mw | pf_skss_a_to_mw | pf_skss_b_to_mw | pf_skss_c_to_mw | pf_p_a_from_mw | pf_p_b_from_mw | pf_p_c_from_mw | pf_p_a_to_mw | pf_p_b_to_mw | pf_p_c_to_mw | pf_q_a_from_mvar | pf_q_b_from_mvar | pf_q_c_from_mvar | pf_q_a_to_mvar | pf_q_b_to_mvar | pf_q_c_to_mvar | pf_ikss_a_from_degree | pf_ikss_b_from_degree | pf_ikss_c_from_degree | pf_ikss_a_to_degree | pf_ikss_b_to_degree | pf_ikss_c_to_degree | pf_vm_a_from_pu | pf_vm_b_from_pu | pf_vm_c_from_pu | pf_vm_a_to_pu | pf_vm_b_to_pu | pf_vm_c_to_pu | pf_va_a_from_degree | pf_va_b_from_degree | pf_va_c_from_degree | pf_va_a_to_degree | pf_va_b_to_degree | pf_va_c_to_degree
Line0_1_2 | 0 | 0 | 0 | 0 | 0 | 0 | 0 | 0 | 0 | 0 | 0 | 0 | -6.1693e-09 | -8.8042e-10 | -8.9616e-10 | 6.1693e-09 | 8.8042e-10 | 8.9616e-10 | -1.3624e-11 | -7.7e-09 | 7.6728e-09 | 1.3625e-11 | 7.7e-09 | -7.6728e-09 | 0 | 0 | 0 | 0 | 0 | 0 | 0.40142 | 1.0033 | 1.003 | 0.40142 | 1.0033 | 1.003 | 0.080356 | -101.5109 | 101.5719 | 0.080357 | -101.5109 | 101.5719
Line10_11_12 | 0.17321 | 0.17321 | 0.1732 | 0.17321 | 0.17321 | 0.1732 | 0.04 | 0.04 | 0.04 | 0.04 | 0.04 | 0.04 | -0.0021753 | 0.0082769 | -0.017007 | 0.0024753 | -0.0079769 | 0.017307 | -0.017179 | -0.040339 | -0.037811 | 0.017779 | 0.040939 | 0.038411 | 95.7107 | -24.2895 | -144.2894 | -84.2893 | 155.7105 | 35.7106 | 0.43291 | 1.0295 | 1.0365 | 0.44877 | 1.0427 | 1.0532 | -1.506 | -102.6945 | 101.4934 | -2.2154 | -103.2638 | 101.4561
Line11_12_13 | 0.17321 | 0.17321 | 0.1732 | 0.17321 | 0.17321 | 0.1732 | 0.04 | 0.04 | 0.04 | 0.04 | 0.04 | 0.04 | -0.0024753 | 0.0079769 | -0.017307 | 0.0027753 | -0.0076769 | 0.017607 | -0.017779 | -0.040939 | -0.038411 | 0.018379 | 0.041539 | 0.039011 | 95.7107 | -24.2895 | -144.2894 | -84.2893 | 155.7105 | 35.7106 | 0.44877 | 1.0427 | 1.0532 | 0.46469 | 1.0561 | 1.07 | -2.2154 | -103.2638 | 101.4561 | -2.8763 | -103.8189 | 101.4199
Line12_13_15 | 0 | 0 | 0 | 0 | 0 | 0 | 0 | 0 | 0 | 0 | 0 | 0 | -3.2404e-09 | -4.096e-12 | 3.2178e-10 | 3.2404e-09 | 4.0956e-12 | -3.2178e-10 | 2.8215e-10 | -3.561e-09 | 4.1253e-09 | -2.8215e-10 | 3.561e-09 | -4.1253e-09 | 0 | 0 | 0 | 0 | 0 | 0 | 0.46469 | 1.0561 | 1.07 | 0.46469 | 1.0561 | 1.07 | -2.8763 | -103.8189 | 101.4199 | -2.8763 | -103.8189 | 101.4199
Line13_13_14 | 0.17321 | 0.17321 | 0.1732 | 0.17321 | 0.17321 | 0.1732 | 0.04 | 0.04 | 0.04 | 0.04 | 0.04 | 0.04 | -0.0027753 | 0.0076769 | -0.017607 | 0.0030753 | -0.0073769 | 0.017907 | -0.018379 | -0.041539 | -0.039011 | 0.018979 | 0.042139 | 0.039611 | 95.7107 | -24.2895 | -144.2894 | -84.2893 | 155.7105 | 35.7106 | 0.46469 | 1.0561 | 1.07 | 0.48067 | 1.0695 | 1.0868 | -2.8763 | -103.8189 | 101.4199 | -3.4933 | -104.36 | 101.3848
Line14_15_16 | 0 | 0 | 0 | 0 | 0 | 0 | 0 | 0 | 0 | 0 | 0 | 0 | -2.1602e-09 | -2.7309e-12 | 2.1452e-10 | 2.1602e-09 | 2.7309e-12 | -2.1452e-10 | 1.881e-10 | -2.374e-09 | 2.7502e-09 | -1.881e-10 | 2.374e-09 | -2.7502e-09 | 0 | 0 | 0 | 0 | 0 | 0 | 0.46469 | 1.0561 | 1.07 | 0.46469 | 1.0561 | 1.07 | -2.8763 | -103.8189 | 101.4199 | -2.8763 | -103.8189 | 101.4199
Line15_16_17 | 0 | 0 | 0 | 0 | 0 | 0 | 0 | 0 | 0 | 0 | 0 | 0 | -1.0801e-09 | -1.3652e-12 | 1.0726e-10 | 1.0801e-09 | 1.3652e-12 | -1.0726e-10 | 9.4049e-11 | -1.187e-09 | 1.3751e-09 | -9.4049e-11 | 1.187e-09 | -1.3751e-09 | 0 | 0 | 0 | 0 | 0 | 0 | 0.46469 | 1.0561 | 1.07 | 0.46469 | 1.0561 | 1.07 | -2.8763 | -103.8189 | 101.4199 | -2.8763 | -103.8189 | 101.4199
Line16_4_18 | 0 | 0 | 0 | 0 | 0 | 0 | 0 | 0 | 0 | 0 | 0 | 0 | -1.0443e-09 | -1.1349e-10 | -8.8298e-11 | 1.0443e-09 | 1.1349e-10 | 8.8298e-11 | 2.181e-11 | -1.2593e-09 | 1.3029e-09 | -2.181e-11 | 1.2593e-09 | -1.3029e-09 | 0 | 0 | 0 | 0 | 0 | 0 | 0.41712 | 1.0164 | 1.0197 | 0.41712 | 1.0164 | 1.0197 | -0.74275 | -102.1103 | 101.532 | -0.74275 | -102.1103 | 101.532
Line17_5_19 | 0 | 0 | 0 | 0 | 0 | 0 | 0 | 0 | 0 | 0 | 0 | 0 | -1.0282e-09 | -1.4674e-10 | -1.4936e-10 | 1.0282e-09 | 1.4674e-10 | 1.4936e-10 | -2.2704e-12 | -1.2833e-09 | 1.2788e-09 | 2.2705e-12 | 1.2833e-09 | -1.2788e-09 | 0 | 0 | 0 | 0 | 0 | 0 | 0.40142 | 1.0033 | 1.003 | 0.40142 | 1.0033 | 1.003 | 0.080356 | -101.5109 | 101.5719 | 0.080356 | -101.5109 | 101.5719
Line1_1_3 | 0.17321 | 0.17321 | 0.1732 | 0.17321 | 0.17321 | 0.1732 | 0.04 | 0.04 | 0.04 | 0.04 | 0.04 | 0.04 | -0.0015753 | 0.0088769 | -0.016407 | 0.0018753 | -0.0085769 | 0.016707 | -0.015979 | -0.039139 | -0.036611 | 0.016579 | 0.039739 | 0.037211 | 95.7107 | -24.2895 | -144.2894 | -84.2893 | 155.7105 | 35.7106 | 0.40142 | 1.0033 | 1.003 | 0.41712 | 1.0164 | 1.0197 | 0.080356 | -101.5109 | 101.5719 | -0.74275 | -102.1103 | 101.532
Line2_1_4 | 0.17321 | 0.17321 | 0.1732 | 0.17321 | 0.17321 | 0.1732 | 0.04 | 0.04 | 0.04 | 0.04 | 0.04 | 0.04 | -0.0015753 | 0.0088769 | -0.016407 | 0.0018753 | -0.0085769 | 0.016707 | -0.015979 | -0.039139 | -0.036611 | 0.016579 | 0.039739 | 0.037211 | 95.7107 | -24.2895 | -144.2894 | -84.2893 | 155.7105 | 35.7106 | 0.40142 | 1.0033 | 1.003 | 0.41712 | 1.0164 | 1.0197 | 0.080356 | -101.5109 | 101.5719 | -0.74275 | -102.1103 | 101.532
Line3_1_5 | 0 | 0 | 0 | 0 | 0 | 0 | 0 | 0 | 0 | 0 | 0 | 0 | -2.0564e-09 | -2.9348e-10 | -2.9872e-10 | 2.0564e-09 | 2.9348e-10 | 2.9872e-10 | -4.5411e-12 | -2.5667e-09 | 2.5576e-09 | 4.5412e-12 | 2.5667e-09 | -2.5576e-09 | 0 | 0 | 0 | 0 | 0 | 0 | 0.40142 | 1.0033 | 1.003 | 0.40142 | 1.0033 | 1.003 | 0.080356 | -101.5109 | 101.5719 | 0.080356 | -101.5109 | 101.5719
Line4_2_6 | 0 | 0 | 0 | 0 | 0 | 0 | 0 | 0 | 0 | 0 | 0 | 0 | -5.1411e-09 | -7.3369e-10 | -7.468e-10 | 5.1411e-09 | 7.3369e-10 | 7.468e-10 | -1.1353e-11 | -6.4167e-09 | 6.394e-09 | 1.1354e-11 | 6.4167e-09 | -6.394e-09 | 0 | 0 | 0 | 0 | 0 | 0 | 0.40142 | 1.0033 | 1.003 | 0.40142 | 1.0033 | 1.003 | 0.080357 | -101.5109 | 101.5719 | 0.080357 | -101.5109 | 101.5719
Line5_6_7 | 0 | 0 | 0 | 0 | 0 | 0 | 0 | 0 | 0 | 0 | 0 | 0 | -4.1129e-09 | -5.8695e-10 | -5.9744e-10 | 4.1129e-09 | 5.8695e-10 | 5.9744e-10 | -9.0826e-12 | -5.1333e-09 | 5.1152e-09 | 9.0829e-12 | 5.1333e-09 | -5.1152e-09 | 0 | 0 | 0 | 0 | 0 | 0 | 0.40142 | 1.0033 | 1.003 | 0.40142 | 1.0033 | 1.003 | 0.080357 | -101.5109 | 101.5719 | 0.080358 | -101.5109 | 101.5719
Line6_7_8 | 0 | 0 | 0 | 0 | 0 | 0 | 0 | 0 | 0 | 0 | 0 | 0 | -3.0846e-09 | -4.4021e-10 | -4.4808e-10 | 3.0846e-09 | 4.4021e-10 | 4.4808e-10 | -6.812e-12 | -3.85e-09 | 3.8364e-09 | 6.8123e-12 | 3.85e-09 | -3.8364e-09 | 0 | 0 | 0 | 0 | 0 | 0 | 0.40142 | 1.0033 | 1.003 | 0.40142 | 1.0033 | 1.003 | 0.080358 | -101.5109 | 101.5719 | 0.080358 | -101.5109 | 101.5719
Line7_8_9 | 0 | 0 | 0 | 0 | 0 | 0 | 0 | 0 | 0 | 0 | 0 | 0 | -1.0282e-09 | -1.4674e-10 | -1.4936e-10 | 1.0282e-09 | 1.4674e-10 | 1.4936e-10 | -2.2705e-12 | -1.2833e-09 | 1.2788e-09 | 2.2709e-12 | 1.2833e-09 | -1.2788e-09 | 0 | 0 | 0 | 0 | 0 | 0 | 0.40142 | 1.0033 | 1.003 | 0.40142 | 1.0033 | 1.003 | 0.080358 | -101.5109 | 101.5719 | 0.080359 | -101.5109 | 101.5719
Line8_8_10 | 0 | 0 | 0 | 0 | 0 | 0 | 0 | 0 | 0 | 0 | 0 | 0 | -1.0282e-09 | -1.4674e-10 | -1.4936e-10 | 1.0282e-09 | 1.4674e-10 | 1.4936e-10 | -2.2704e-12 | -1.2833e-09 | 1.2788e-09 | 2.2708e-12 | 1.2833e-09 | -1.2788e-09 | 0 | 0 | 0 | 0 | 0 | 0 | 0.40142 | 1.0033 | 1.003 | 0.40142 | 1.0033 | 1.003 | 0.080358 | -101.5109 | 101.5719 | 0.080359 | -101.5109 | 101.5719
Line9_3_11 | 0.17321 | 0.17321 | 0.1732 | 0.17321 | 0.17321 | 0.1732 | 0.04 | 0.04 | 0.04 | 0.04 | 0.04 | 0.04 | -0.0018753 | 0.0085769 | -0.016707 | 0.0021753 | -0.0082769 | 0.017007 | -0.016579 | -0.039739 | -0.037211 | 0.017179 | 0.040339 | 0.037811 | 95.7107 | -24.2895 | -144.2894 | -84.2893 | 155.7105 | 35.7106 | 0.41712 | 1.0164 | 1.0197 | 0.43291 | 1.0295 | 1.0365 | -0.74275 | -102.1103 | 101.532 | -1.506 | -102.6945 | 101.4934

## LG_max_10
name | pf_ikss_a_from_ka | pf_ikss_b_from_ka | pf_ikss_c_from_ka | pf_ikss_a_to_ka | pf_ikss_b_to_ka | pf_ikss_c_to_ka | pf_skss_a_from_mw | pf_skss_b_from_mw | pf_skss_c_from_mw | pf_skss_a_to_mw | pf_skss_b_to_mw | pf_skss_c_to_mw | pf_p_a_from_mw | pf_p_b_from_mw | pf_p_c_from_mw | pf_p_a_to_mw | pf_p_b_to_mw | pf_p_c_to_mw | pf_q_a_from_mvar | pf_q_b_from_mvar | pf_q_c_from_mvar | pf_q_a_to_mvar | pf_q_b_to_mvar | pf_q_c_to_mvar | pf_ikss_a_from_degree | pf_ikss_b_from_degree | pf_ikss_c_from_degree | pf_ikss_a_to_degree | pf_ikss_b_to_degree | pf_ikss_c_to_degree | pf_vm_a_from_pu | pf_vm_b_from_pu | pf_vm_c_from_pu | pf_vm_a_to_pu | pf_vm_b_to_pu | pf_vm_c_to_pu | pf_va_a_from_degree | pf_va_b_from_degree | pf_va_c_from_degree | pf_va_a_to_degree | pf_va_b_to_degree | pf_va_c_to_degree
Line0_1_2 | 0 | 0 | 0 | 0 | 0 | 0 | 0 | 0 | 0 | 0 | 0 | 0 | -6.18e-09 | -8.5083e-10 | -8.6731e-10 | 6.18e-09 | 8.5083e-10 | 8.6731e-10 | -1.4272e-11 | -7.7006e-09 | 7.6721e-09 | 1.4273e-11 | 7.7006e-09 | -7.6721e-09 | 0 | 0 | 0 | 0 | 0 | 0 | 0.40307 | 1.0049 | 1.0045 | 0.40307 | 1.0049 | 1.0045 | 0.083838 | -101.5393 | 101.6031 | 0.083838 | -101.5393 | 101.6031
Line10_11_12 | 0.17321 | 0.17321 | 0.1732 | 0.17321 | 0.17321 | 0.1732 | 0.04 | 0.04 | 0.04 | 0.04 | 0.04 | 0.04 | -0.0021808 | 0.0082714 | -0.017012 | 0.0024808 | -0.0079714 | 0.017312 | -0.017245 | -0.040405 | -0.037877 | 0.017845 | 0.041005 | 0.038477 | 95.7107 | -24.2895 | -144.2894 | -84.2893 | 155.7105 | 35.7106 | 0.43456 | 1.0311 | 1.038 | 0.45042 | 1.0443 | 1.0548 | -1.4967 | -102.7203 | 101.5238 | -2.2039 | -103.2885 | 101.486
Line11_12_13 | 0.17321 | 0.17321 | 0.1732 | 0.17321 | 0.17321 | 0.1732 | 0.04 | 0.04 | 0.04 | 0.04 | 0.04 | 0.04 | -0.0024808 | 0.0079714 | -0.017312 | 0.0027808 | -0.0076714 | 0.017612 | -0.017845 | -0.041005 | -0.038477 | 0.018445 | 0.041605 | 0.039077 | 95.7107 | -24.2895 | -144.2894 | -84.2893 | 155.7105 | 35.7106 | 0.45042 | 1.0443 | 1.0548 | 0.46634 | 1.0577 | 1.0716 | -2.2039 | -103.2885 | 101.486 | -2.8628 | -103.8424 | 101.4493
Line12_13_15 | 0 | 0 | 0 | 0 | 0 | 0 | 0 | 0 | 0 | 0 | 0 | 0 | -3.2435e-09 | 1.2965e-11 | 3.3846e-10 | 3.2435e-09 | -1.2965e-11 | -3.3846e-10 | 2.8182e-10 | -3.5614e-09 | 4.125e-09 | -2.8182e-10 | 3.5614e-09 | -4.125e-09 | 0 | 0 | 0 | 0 | 0 | 0 | 0.46634 | 1.0577 | 1.0716 | 0.46634 | 1.0577 | 1.0716 | -2.8628 | -103.8424 | 101.4493 | -2.8628 | -103.8424 | 101.4493
Line13_13_14 | 0.17321 | 0.17321 | 0.1732 | 0.17321 | 0.17321 | 0.1732 | 0.04 | 0.04 | 0.04 | 0.04 | 0.04 | 0.04 | -0.0027808 | 0.0076714 | -0.017612 | 0.0030808 | -0.0073714 | 0.017912 | -0.018445 | -0.041605 | -0.039077 | 0.019045 | 0.042205 | 0.039677 | 95.7107 | -24.2895 | -144.2894 | -84.2893 | 155.7105 | 35.7106 | 0.46634 | 1.0577 | 1.0716 | 0.48231 | 1.0711 | 1.0883 | -2.8628 | -103.8424 | 101.4493 | -3.4782 | -104.3824 | 101.4138
Line14_15_16 | 0 | 0 | 0 | 0 | 0 | 0 | 0 | 0 | 0 | 0 | 0 | 0 | -2.1623e-09 | 8.6433e-12 | 2.2564e-10 | 2.1623e-09 | -8.6434e-12 | -2.2564e-10 | 1.8788e-10 | -2.3742e-09 | 2.75e-09 | -1.8788e-10 | 2.3742e-09 | -2.75e-09 | 0 | 0 | 0 | 0 | 0 | 0 | 0.46634 | 1.0577 | 1.0716 | 0.46634 | 1.0577 | 1.0716 | -2.8628 | -103.8424 | 101.4493 | -2.8628 | -103.8424 | 101.4493
Line15_16_17 | 0 | 0 | 0 | 0 | 0 | 0 | 0 | 0 | 0 | 0 | 0 | 0 | -1.0812e-09 | 4.3216e-12 | 1.1282e-10 | 1.0812e-09 | -4.3217e-12 | -1.1282e-10 | 9.3941e-11 | -1.1871e-09 | 1.375e-09 | -9.3941e-11 | 1.1871e-09 | -1.375e-09 | 0 | 0 | 0 | 0 | 0 | 0 | 0.46634 | 1.0577 | 1.0716 | 0.46634 | 1.0577 | 1.0716 | -2.8628 | -103.8424 | 101.4493 | -2.8628 | -103.8424 | 101.4493
Line16_4_18 | 0 | 0 | 0 | 0 | 0 | 0 | 0 | 0 | 0 | 0 | 0 | 0 | -1.0459e-09 | -1.0837e-10 | -8.3302e-11 | 1.0459e-09 | 1.0837e-10 | 8.3302e-11 | 2.1701e-11 | -1.2594e-09 | 1.3028e-09 | -2.1701e-11 | 1.2594e-09 | -1.3028e-09 | 0 | 0 | 0 | 0 | 0 | 0 | 0.41877 | 1.0179 | 1.0213 | 0.41877 | 1.0179 | 1.0213 | -0.73616 | -102.1374 | 101.5628 | -0.73616 | -102.1374 | 101.5628
Line17_5_19 | 0 | 0 | 0 | 0 | 0 | 0 | 0 | 0 | 0 | 0 | 0 | 0 | -1.03e-09 | -1.418e-10 | -1.4455e-10 | 1.03e-09 | 1.418e-10 | 1.4455e-10 | -2.3783e-12 | -1.2834e-09 | 1.2787e-09 | 2.3786e-12 | 1.2834e-09 | -1.2787e-09 | 0 | 0 | 0 | 0 | 0 | 0 | 0.40307 | 1.0049 | 1.0045 | 0.40307 | 1.0049 | 1.0045 | 0.083838 | -101.5393 | 101.6031 | 0.083838 | -101.5393 | 101.6031
Line1_1_3 | 0.17321 | 0.17321 | 0.1732 | 0.17321 | 0.17321 | 0.1732 | 0.04 | 0.04 | 0.04 | 0.04 | 0.04 | 0.04 | -0.0015808 | 0.0088714 | -0.016412 | 0.0018808 | -0.0085714 | 0.016712 | -0.016045 | -0.039205 | -0.036677 | 0.016645 | 0.039805 | 0.037277 | 95.7107 | -24.2895 | -144.2894 | -84.2893 | 155.7105 | 35.7106 | 0.40307 | 1.0049 | 1.0045 | 0.41877 | 1.0179 | 1.0213 | 0.083838 | -101.5393 | 101.6031 | -0.73616 | -102.1374 | 101.5628
Line2_1_4 | 0.17321 | 0.17321 | 0.1732 | 0.17321 | 0.17321 | 0.1732 | 0.04 | 0.04 | 0.04 | 0.04 | 0.04 | 0.04 | -0.0015808 | 0.0088714 | -0.016412 | 0.0018808 | -0.0085714 | 0.016712 | -0.016045 | -0.039205 | -0.036677 | 0.016645 | 0.039805 | 0.037277 | 95.7107 | -24.2895 | -144.2894 | -84.2893 | 155.7105 | 35.7106 | 0.40307 | 1.0049 | 1.0045 | 0.41877 | 1.0179 | 1.0213 | 0.083838 | -101.5393 | 101.6031 | -0.73616 | -102.1374 | 101.5628
Line3_1_5 | 0 | 0 | 0 | 0 | 0 | 0 | 0 | 0 | 0 | 0 | 0 | 0 | -2.06e-09 | -2.8361e-10 | -2.891e-10 | 2.06e-09 | 2.8361e-10 | 2.891e-10 | -4.7575e-12 | -2.5669e-09 | 2.5574e-09 | 4.7575e-12 | 2.5669e-09 | -2.5574e-09 | 0 | 0 | 0 | 0 | 0 | 0 | 0.40307 | 1.0049 | 1.0045 | 0.40307 | 1.0049 | 1.0045 | 0.083838 | -101.5393 | 101.6031 | 0.083838 | -101.5393 | 101.6031
Line4_2_6 | 0 | 0 | 0 | 0 | 0 | 0 | 0 | 0 | 0 | 0 | 0 | 0 | -5.15e-09 | -7.0902e-10 | -7.2276e-10 | 5.15e-09 | 7.0902e-10 | 7.2276e-10 | -1.1894e-11 | -6.4172e-09 | 6.3934e-09 | 1.1894e-11 | 6.4172e-09 | -6.3934e-09 | 0 | 0 | 0 | 0 | 0 | 0 | 0.40307 | 1.0049 | 1.0045 | 0.40307 | 1.0049 | 1.0045 | 0.083838 | -101.5393 | 101.6031 | 0.083839 | -101.5393 | 101.6031
Line5_6_7 | 0 | 0 | 0 | 0 | 0 | 0 | 0 | 0 | 0 | 0 | 0 | 0 | -4.12e-09 | -5.6722e-10 | -5.7821e-10 | 4.12e-09 | 5.6722e-10 | 5.7821e-10 | -9.5152e-12 | -5.1338e-09 | 5.1147e-09 | 9.5154e-12 | 5.1338e-09 | -5.1147e-09 | 0 | 0 | 0 | 0 | 0 | 0 | 0.40307 | 1.0049 | 1.0045 | 0.40307 | 1.0049 | 1.0045 | 0.083839 | -101.5393 | 101.6031 | 0.08384 | -101.5393 | 101.6031
Line6_7_8 | 0 | 0 | 0 | 0 | 0 | 0 | 0 | 0 | 0 | 0 | 0 | 0 | -3.09e-09 | -4.2541e-10 | -4.3366e-10 | 3.09e-09 | 4.2541e-10 | 4.3366e-10 | -7.1366e-12 | -3.8503e-09 | 3.8361e-09 | 7.1366e-12 | 3.8503e-09 | -3.8361e-09 | 0 | 0 | 0 | 0 | 0 | 0 | 0.40307 | 1.0049 | 1.0045 | 0.40307 | 1.0049 | 1.0045 | 0.08384 | -101.5393 | 101.6031 | 0.08384 | -101.5393 | 101.6031
Line7_8_9 | 0 | 0 | 0 | 0 | 0 | 0 | 0 | 0 | 0 | 0 | 0 | 0 | -1.03e-09 | -1.418e-10 | -1.4455e-10 | 1.03e-09 | 1.418e-10 | 1.4455e-10 | -2.3787e-12 | -1.2834e-09 | 1.2787e-09 | 2.3786e-12 | 1.2834e-09 | -1.2787e-09 | 0 | 0 | 0 | 0 | 0 | 0 | 0.40307 | 1.0049 | 1.0045 | 0.40307 | 1.0049 | 1.0045 | 0.08384 | -101.5393 | 101.6031 | 0.08384 | -101.5393 | 101.6031
Line8_8_10 | 0 | 0 | 0 | 0 | 0 | 0 | 0 | 0 | 0 | 0 | 0 | 0 | -1.03e-09 | -1.418e-10 | -1.4455e-10 | 1.03e-09 | 1.418e-10 | 1.4455e-10 | -2.3786e-12 | -1.2834e-09 | 1.2787e-09 | 2.3786e-12 | 1.2834e-09 | -1.2787e-09 | 0 | 0 | 0 | 0 | 0 | 0 | 0.40307 | 1.0049 | 1.0045 | 0.40307 | 1.0049 | 1.0045 | 0.08384 | -101.5393 | 101.6031 | 0.08384 | -101.5393 | 101.6031
Line9_3_11 | 0.17321 | 0.17321 | 0.1732 | 0.17321 | 0.17321 | 0.1732 | 0.04 | 0.04 | 0.04 | 0.04 | 0.04 | 0.04 | -0.0018808 | 0.0085714 | -0.016712 | 0.0021808 | -0.0082714 | 0.017012 | -0.016645 | -0.039805 | -0.037277 | 0.017245 | 0.040405 | 0.037877 | 95.7107 | -24.2895 | -144.2894 | -84.2893 | 155.7105 | 35.7106 | 0.41877 | 1.0179 | 1.0213 | 0.43456 | 1.0311 | 1.038 | -0.73616 | -102.1374 | 101.5628 | -1.4967 | -102.7203 | 101.5238

## LG_max_fault_6
name | pf_ikss_a_from_ka | pf_ikss_b_from_ka | pf_ikss_c_from_ka | pf_ikss_a_to_ka | pf_ikss_b_to_ka | pf_ikss_c_to_ka | pf_skss_a_from_mw | pf_skss_b_from_mw | pf_skss_c_from_mw | pf_skss_a_to_mw | pf_skss_b_to_mw | pf_skss_c_to_mw | pf_p_a_from_mw | pf_p_b_from_mw | pf_p_c_from_mw | pf_p_a_to_mw | pf_p_b_to_mw | pf_p_c_to_mw | pf_q_a_from_mvar | pf_q_b_from_mvar | pf_q_c_from_mvar | pf_q_a_to_mvar | pf_q_b_to_mvar | pf_q_c_to_mvar | pf_ikss_a_from_degree | pf_ikss_b_from_degree | pf_ikss_c_from_degree | pf_ikss_a_to_degree | pf_ikss_b_to_degree | pf_ikss_c_to_degree | pf_vm_a_from_pu | pf_vm_b_from_pu | pf_vm_c_from_pu | pf_vm_a_to_pu | pf_vm_b_to_pu | pf_vm_c_to_pu | pf_va_a_from_degree | pf_va_b_from_degree | pf_va_c_from_degree | pf_va_a_to_degree | pf_va_b_to_degree | pf_va_c_to_degree
Line0_1_2 | 0 | 0 | 0 | 0 | 0 | 0 | 0 | 0 | 0 | 0 | 0 | 0 | 6.4831e-10 | 7.3759e-10 | 8.9463e-10 | -6.4831e-10 | -7.3759e-10 | -8.9463e-10 | 1.5709e-10 | -6.3107e-11 | 1.2122e-10 | -1.5709e-10 | 6.3107e-11 | -1.2122e-10 | 0 | 0 | 0 | 0 | 0 | 0 | 1.1261 | 1.1297 | 1.1358 | 1.1261 | 1.1297 | 1.1358 | -0.33026 | -119.8677 | 119.7473 | -0.33026 | -119.8677 | 119.7473
Line10_11_12 | 0.1732 | 0.17321 | 0.1732 | 0.1732 | 0.17321 | 0.1732 | 0.04 | 0.04 | 0.04 | 0.04 | 0.04 | 0.04 | -0.0053405 | -0.0049925 | -0.0053199 | 0.0056405 | 0.0052925 | 0.0056199 | -0.045996 | -0.046173 | -0.046386 | 0.046596 | 0.046773 | 0.046986 | 95.7106 | -24.2894 | -144.2894 | -84.2894 | 155.7106 | 35.7106 | 1.1576 | 1.1611 | 1.1672 | 1.1734 | 1.1768 | 1.183 | -0.9123 | -120.4606 | 119.168 | -1.1916 | -120.7451 | 118.8899
Line11_12_13 | 0.1732 | 0.17321 | 0.1732 | 0.1732 | 0.17321 | 0.1732 | 0.04 | 0.04 | 0.04 | 0.04 | 0.04 | 0.04 | -0.0056405 | -0.0052925 | -0.0056199 | 0.0059405 | 0.0055925 | 0.0059199 | -0.046596 | -0.046773 | -0.046986 | 0.047196 | 0.047373 | 0.047586 | 95.7106 | -24.2894 | -144.2894 | -84.2894 | 155.7106 | 35.7106 | 1.1734 | 1.1768 | 1.183 | 1.1892 | 1.1925 | 1.1988 | -1.1916 | -120.7451 | 118.8899 | -1.4635 | -121.0221 | 118.6191
Line12_13_15 | 0 | 0 | 0 | 0 | 0 | 0 | 0 | 0 | 0 | 0 | 0 | 0 | 1.1716e-09 | 1.2164e-09 | 1.3073e-09 | -1.1716e-09 | -1.2164e-09 | -1.3073e-09 | 3.675e-10 | 2.574e-10 | 3.4957e-10 | -3.675e-10 | -2.574e-10 | -3.4957e-10 | 0 | 0 | 0 | 0 | 0 | 0 | 1.1892 | 1.1925 | 1.1988 | 1.1892 | 1.1925 | 1.1988 | -1.4635 | -121.0221 | 118.6191 | -1.4635 | -121.0221 | 118.6191
Line13_13_14 | 0.17321 | 0.17321 | 0.1732 | 0.17321 | 0.17321 | 0.1732 | 0.04 | 0.04 | 0.04 | 0.04 | 0.04 | 0.04 | -0.0059405 | -0.0055925 | -0.0059199 | 0.0062405 | 0.0058925 | 0.0062199 | -0.047196 | -0.047373 | -0.047586 | 0.047796 | 0.047973 | 0.048186 | 95.7106 | -24.2894 | -144.2894 | -84.2894 | 155.7106 | 35.7106 | 1.1892 | 1.1925 | 1.1988 | 1.205 | 1.2083 | 1.2146 | -1.4635 | -121.0221 | 118.6191 | -1.7282 | -121.2919 | 118.3554
Line14_15_16 | 0 | 0 | 0 | 0 | 0 | 0 | 0 | 0 | 0 | 0 | 0 | 0 | 7.8108e-10 | 8.1091e-10 | 8.7154e-10 | -7.8108e-10 | -8.1091e-10 | -8.7154e-10 | 2.45e-10 | 1.716e-10 | 2.3304e-10 | -2.45e-10 | -1.716e-10 | -2.3304e-10 | 0 | 0 | 0 | 0 | 0 | 0 | 1.1892 | 1.1925 | 1.1988 | 1.1892 | 1.1925 | 1.1988 | -1.4635 | -121.0221 | 118.6191 | -1.4635 | -121.0221 | 118.6191
Line15_16_17 | 0 | 0 | 0 | 0 | 0 | 0 | 0 | 0 | 0 | 0 | 0 | 0 | 3.9054e-10 | 4.0546e-10 | 4.3577e-10 | -3.9054e-10 | -4.0546e-10 | -4.3577e-10 | 1.225e-10 | 8.5802e-11 | 1.1652e-10 | -1.225e-10 | -8.5802e-11 | -1.1652e-10 | 0 | 0 | 0 | 0 | 0 | 0 | 1.1892 | 1.1925 | 1.1988 | 1.1892 | 1.1925 | 1.1988 | -1.4635 | -121.0221 | 118.6191 | -1.4635 | -121.0221 | 118.6191
Line16_4_18 | 0 | 0 | 0 | 0 | 0 | 0 | 0 | 0 | 0 | 0 | 0 | 0 | 1.7558e-10 | 1.9047e-10 | 2.1768e-10 | -1.7558e-10 | -1.9047e-10 | -2.1768e-10 | 5.0261e-11 | 1.3562e-11 | 4.4283e-11 | -5.0261e-11 | -1.3562e-11 | -4.4283e-11 | 0 | 0 | 0 | 0 | 0 | 0 | 1.1419 | 1.1453 | 1.1515 | 1.1419 | 1.1453 | 1.1515 | -0.62529 | -120.1682 | 119.4537 | -0.62529 | -120.1682 | 119.4537
Line17_5_19 | 0 | 0 | 0 | 0 | 0 | 0 | 0 | 0 | 0 | 0 | 0 | 0 | 1.0805e-10 | 1.2293e-10 | 1.4911e-10 | -1.0805e-10 | -1.2293e-10 | -1.4911e-10 | 2.6181e-11 | -1.0518e-11 | 2.0203e-11 | -2.6181e-11 | 1.0518e-11 | -2.0203e-11 | 0 | 0 | 0 | 0 | 0 | 0 | 1.1261 | 1.1297 | 1.1358 | 1.1261 | 1.1297 | 1.1358 | -0.33026 | -119.8677 | 119.7473 | -0.33026 | -119.8677 | 119.7473
Line1_1_3 | 0.1732 | 0.17321 | 0.1732 | 0.1732 | 0.17321 | 0.1732 | 0.04 | 0.04 | 0.04 | 0.04 | 0.04 | 0.04 | -0.0047405 | -0.0043925 | -0.0047199 | 0.0050405 | 0.0046925 | 0.0050199 | -0.044796 | -0.044973 | -0.045186 | 0.045396 | 0.045573 | 0.045786 | 95.7106 | -24.2894 | -144.2894 | -84.2894 | 155.7106 | 35.7106 | 1.1261 | 1.1297 | 1.1358 | 1.1419 | 1.1453 | 1.1515 | -0.33026 | -119.8677 | 119.7473 | -0.62529 | -120.1682 | 119.4537
Line2_1_4 | 0.17321 | 0.17321 | 0.1732 | 0.17321 | 0.17321 | 0.1732 | 0.04 | 0.04 | 0.04 | 0.04 | 0.04 | 0.04 | -0.0047405 | -0.0043925 | -0.0047199 | 0.0050405 | 0.0046925 | 0.0050199 | -0.044796 | -0.044973 | -0.045186 | 0.045396 | 0.045573 | 0.045786 | 95.7106 | -24.2894 | -144.2894 | -84.2894 | 155.7106 | 35.7106 | 1.1261 | 1.1297 | 1.1358 | 1.1419 | 1.1453 | 1.1515 | -0.33026 | -119.8677 | 119.7473 | -0.62529 | -120.1682 | 119.4537
Line3_1_5 | 0 | 0 | 0 | 0 | 0 | 0 | 0 | 0 | 0 | 0 | 0 | 0 | 2.161e-10 | 2.4586e-10 | 2.9821e-10 | -2.161e-10 | -2.4586e-10 | -2.9821e-10 | 5.2363e-11 | -2.1036e-11 | 4.0406e-11 | -5.2363e-11 | 2.1036e-11 | -4.0406e-11 | 0 | 0 | 0 | 0 | 0 | 0 | 1.1261 | 1.1297 | 1.1358 | 1.1261 | 1.1297 | 1.1358 | -0.33026 | -119.8677 | 119.7473 | -0.33026 | -119.8677 | 119.7473
Line4_2_6 | 0 | 0 | 0 | 0 | 0 | 0 | 0 | 0 | 0 | 0 | 0 | 0 | 5.4026e-10 | 6.1466e-10 | 7.4553e-10 | -5.4026e-10 | -6.1466e-10 | -7.4553e-10 | 1.3091e-10 | -5.2589e-11 | 1.0101e-10 | -1.3091e-10 | 5.2589e-11 | -1.0101e-10 | 0 | 0 | 0 | 0 | 0 | 0 | 1.1261 | 1.1297 | 1.1358 | 1.1261 | 1.1297 | 1.1358 | -0.33026 | -119.8677 | 119.7473 | -0.33026 | -119.8677 | 119.7473
Line5_6_7 | 0 | 0 | 0 | 0 | 0 | 0 | 0 | 0 | 0 | 0 | 0 | 0 | 4.3221e-10 | 4.9173e-10 | 5.9642e-10 | -4.3221e-10 | -4.9173e-10 | -5.9642e-10 | 1.0473e-10 | -4.2071e-11 | 8.0812e-11 | -1.0473e-10 | 4.2071e-11 | -8.0812e-11 | 0 | 0 | 0 | 0 | 0 | 0 | 1.1261 | 1.1297 | 1.1358 | 1.1261 | 1.1297 | 1.1358 | -0.33026 | -119.8677 | 119.7473 | -0.33026 | -119.8677 | 119.7473
Line6_7_8 | 0 | 0 | 0 | 0 | 0 | 0 | 0 | 0 | 0 | 0 | 0 | 0 | 3.2416e-10 | 3.688e-10 | 4.4732e-10 | -3.2416e-10 | -3.688e-10 | -4.4732e-10 | 7.8544e-11 | -3.1553e-11 | 6.0609e-11 | -7.8544e-11 | 3.1553e-11 | -6.0609e-11 | 0 | 0 | 0 | 0 | 0 | 0 | 1.1261 | 1.1297 | 1.1358 | 1.1261 | 1.1297 | 1.1358 | -0.33026 | -119.8677 | 119.7473 | -0.33026 | -119.8677 | 119.7473
Line7_8_9 | 0 | 0 | 0 | 0 | 0 | 0 | 0 | 0 | 0 | 0 | 0 | 0 | 1.0805e-10 | 1.2293e-10 | 1.4911e-10 | -1.0805e-10 | -1.2293e-10 | -1.4911e-10 | 2.6181e-11 | -1.0518e-11 | 2.0203e-11 | -2.6181e-11 | 1.0518e-11 | -2.0203e-11 | 0 | 0 | 0 | 0 | 0 | 0 | 1.1261 | 1.1297 | 1.1358 | 1.1261 | 1.1297 | 1.1358 | -0.33026 | -119.8677 | 119.7473 | -0.33026 | -119.8677 | 119.7473
Line8_8_10 | 0 | 0 | 0 | 0 | 0 | 0 | 0 | 0 | 0 | 0 | 0 | 0 | 1.0805e-10 | 1.2293e-10 | 1.4911e-10 | -1.0805e-10 | -1.2293e-10 | -1.4911e-10 | 2.6181e-11 | -1.0518e-11 | 2.0203e-11 | -2.6181e-11 | 1.0518e-11 | -2.0203e-11 | 0 | 0 | 0 | 0 | 0 | 0 | 1.1261 | 1.1297 | 1.1358 | 1.1261 | 1.1297 | 1.1358 | -0.33026 | -119.8677 | 119.7473 | -0.33026 | -119.8677 | 119.7473
Line9_3_11 | 0.1732 | 0.17321 | 0.1732 | 0.1732 | 0.17321 | 0.1732 | 0.04 | 0.04 | 0.04 | 0.04 | 0.04 | 0.04 | -0.0050405 | -0.0046925 | -0.0050199 | 0.0053405 | 0.0049925 | 0.0053199 | -0.045396 | -0.045573 | -0.045786 | 0.045996 | 0.046173 | 0.046386 | 95.7106 | -24.2894 | -144.2894 | -84.2894 | 155.7106 | 35.7106 | 1.1419 | 1.1453 | 1.1515 | 1.1576 | 1.1611 | 1.1672 | -0.62529 | -120.1682 | 119.4537 | -0.9123 | -120.4606 | 119.168

## LG_max_fault_10
name | pf_ikss_a_from_ka | pf_ikss_b_from_ka | pf_ikss_c_from_ka | pf_ikss_a_to_ka | pf_ikss_b_to_ka | pf_ikss_c_to_ka | pf_skss_a_from_mw | pf_skss_b_from_mw | pf_skss_c_from_mw | pf_skss_a_to_mw | pf_skss_b_to_mw | pf_skss_c_to_mw | pf_p_a_from_mw | pf_p_b_from_mw | pf_p_c_from_mw | pf_p_a_to_mw | pf_p_b_to_mw | pf_p_c_to_mw | pf_q_a_from_mvar | pf_q_b_from_mvar | pf_q_c_from_mvar | pf_q_a_to_mvar | pf_q_b_to_mvar | pf_q_c_to_mvar | pf_ikss_a_from_degree | pf_ikss_b_from_degree | pf_ikss_c_from_degree | pf_ikss_a_to_degree | pf_ikss_b_to_degree | pf_ikss_c_to_degree | pf_vm_a_from_pu | pf_vm_b_from_pu | pf_vm_c_from_pu | pf_vm_a_to_pu | pf_vm_b_to_pu | pf_vm_c_to_pu | pf_va_a_from_degree | pf_va_b_from_degree | pf_va_c_from_degree | pf_va_a_to_degree | pf_va_b_to_degree | pf_va_c_to_degree
Line0_1_2 | 0 | 0 | 0 | 0 | 0 | 0 | 0 | 0 | 0 | 0 | 0 | 0 | 6.9021e-10 | 7.7976e-10 | 9.3723e-10 | -6.9021e-10 | -7.7976e-10 | -9.3723e-10 | 1.5644e-10 | -6.3756e-11 | 1.2057e-10 | -1.5644e-10 | 6.3756e-11 | -1.2057e-10 | 0 | 0 | 0 | 0 | 0 | 0 | 1.1278 | 1.1313 | 1.1374 | 1.1278 | 1.1313 | 1.1374 | -0.32841 | -119.8666 | 119.749 | -0.32841 | -119.8666 | 119.749
Line10_11_12 | 0.1732 | 0.17321 | 0.1732 | 0.1732 | 0.17321 | 0.1732 | 0.04 | 0.04 | 0.04 | 0.04 | 0.04 | 0.04 | -0.005346 | -0.004998 | -0.0053254 | 0.005646 | 0.005298 | 0.0056254 | -0.046062 | -0.046239 | -0.046452 | 0.046662 | 0.046839 | 0.047052 | 95.7106 | -24.2894 | -144.2894 | -84.2894 | 155.7106 | 35.7106 | 1.1593 | 1.1627 | 1.1689 | 1.175 | 1.1784 | 1.1847 | -0.90968 | -120.4586 | 119.1705 | -1.1886 | -120.7427 | 118.8927
Line11_12_13 | 0.1732 | 0.17321 | 0.1732 | 0.1732 | 0.17321 | 0.1732 | 0.04 | 0.04 | 0.04 | 0.04 | 0.04 | 0.04 | -0.005646 | -0.005298 | -0.0056254 | 0.005946 | 0.005598 | 0.0059254 | -0.046662 | -0.046839 | -0.047052 | 0.047262 | 0.047439 | 0.047652 | 95.7106 | -24.2894 | -144.2894 | -84.2894 | 155.7106 | 35.7106 | 1.175 | 1.1784 | 1.1847 | 1.1909 | 1.1942 | 1.2005 | -1.1886 | -120.7427 | 118.8927 | -1.4602 | -121.0194 | 118.6223
Line12_13_15 | 0 | 0 | 0 | 0 | 0 | 0 | 0 | 0 | 0 | 0 | 0 | 0 | 1.1948e-09 | 1.2397e-09 | 1.3309e-09 | -1.1948e-09 | -1.2397e-09 | -1.3309e-09 | 3.6718e-10 | 2.5708e-10 | 3.4924e-10 | -3.6718e-10 | -2.5708e-10 | -3.4924e-10 | 0 | 0 | 0 | 0 | 0 | 0 | 1.1909 | 1.1942 | 1.2005 | 1.1909 | 1.1942 | 1.2005 | -1.4602 | -121.0194 | 118.6223 | -1.4602 | -121.0194 | 118.6223
Line13_13_14 | 0.17321 | 0.17321 | 0.1732 | 0.17321 | 0.17321 | 0.1732 | 0.04 | 0.04 | 0.04 | 0.04 | 0.04 | 0.04 | -0.005946 | -0.005598 | -0.0059254 | 0.006246 | 0.005898 | 0.0062254 | -0.047262 | -0.047439 | -0.047652 | 0.047862 | 0.048039 | 0.048252 | 95.7106 | -24.2894 | -144.2894 | -84.2894 | 155.7106 | 35.7106 | 1.1909 | 1.1942 | 1.2005 | 1.2067 | 1.21 | 1.2163 | -1.4602 | -121.0194 | 118.6223 | -1.7246 | -121.2889 | 118.3589
Line14_15_16 | 0 | 0 | 0 | 0 | 0 | 0 | 0 | 0 | 0 | 0 | 0 | 0 | 7.9655e-10 | 8.2647e-10 | 8.8725e-10 | -7.9655e-10 | -8.2647e-10 | -8.8725e-10 | 2.4479e-10 | 1.7139e-10 | 2.3283e-10 | -2.4479e-10 | -1.7139e-10 | -2.3283e-10 | 0 | 0 | 0 | 0 | 0 | 0 | 1.1909 | 1.1942 | 1.2005 | 1.1909 | 1.1942 | 1.2005 | -1.4602 | -121.0194 | 118.6223 | -1.4602 | -121.0194 | 118.6223
Line15_16_17 | 0 | 0 | 0 | 0 | 0 | 0 | 0 | 0 | 0 | 0 | 0 | 0 | 3.9828e-10 | 4.1324e-10 | 4.4362e-10 | -3.9828e-10 | -4.1324e-10 | -4.4362e-10 | 1.2239e-10 | 8.5693e-11 | 1.1641e-10 | -1.2239e-10 | -8.5694e-11 | -1.1641e-10 | 0 | 0 | 0 | 0 | 0 | 0 | 1.1909 | 1.1942 | 1.2005 | 1.1909 | 1.1942 | 1.2005 | -1.4602 | -121.0194 | 118.6223 | -1.4602 | -121.0194 | 118.6223
Line16_4_18 | 0 | 0 | 0 | 0 | 0 | 0 | 0 | 0 | 0 | 0 | 0 | 0 | 1.8275e-10 | 1.9768e-10 | 2.2497e-10 | -1.8275e-10 | -1.9768e-10 | -2.2497e-10 | 5.0153e-11 | 1.3454e-11 | 4.4175e-11 | -5.0153e-11 | -1.3454e-11 | -4.4175e-11 | 0 | 0 | 0 | 0 | 0 | 0 | 1.1435 | 1.147 | 1.1532 | 1.1435 | 1.147 | 1.1532 | -0.62305 | -120.1666 | 119.4558 | -0.62305 | -120.1666 | 119.4558
Line17_5_19 | 0 | 0 | 0 | 0 | 0 | 0 | 0 | 0 | 0 | 0 | 0 | 0 | 1.1503e-10 | 1.2996e-10 | 1.562e-10 | -1.1503e-10 | -1.2996e-10 | -1.562e-10 | 2.6073e-11 | -1.0626e-11 | 2.0095e-11 | -2.6073e-11 | 1.0626e-11 | -2.0095e-11 | 0 | 0 | 0 | 0 | 0 | 0 | 1.1278 | 1.1313 | 1.1374 | 1.1278 | 1.1313 | 1.1374 | -0.32841 | -119.8666 | 119.749 | -0.32841 | -119.8666 | 119.749
Line1_1_3 | 0.1732 | 0.17321 | 0.1732 | 0.1732 | 0.17321 | 0.1732 | 0.04 | 0.04 | 0.04 | 0.04 | 0.04 | 0.04 | -0.004746 | -0.004398 | -0.0047254 | 0.005046 | 0.004698 | 0.0050254 | -0.044862 | -0.045039 | -0.045252 | 0.045462 | 0.045639 | 0.045852 | 95.7106 | -24.2894 | -144.2894 | -84.2894 | 155.7106 | 35.7106 | 1.1278 | 1.1313 | 1.1374 | 1.1435 | 1.147 | 1.1532 | -0.32841 | -119.8666 | 119.749 | -0.62305 | -120.1666 | 119.4558
Line2_1_4 | 0.17321 | 0.17321 | 0.1732 | 0.17321 | 0.17321 | 0.1732 | 0.04 | 0.04 | 0.04 | 0.04 | 0.04 | 0.04 | -0.004746 | -0.004398 | -0.0047254 | 0.005046 | 0.004698 | 0.0050254 | -0.044862 | -0.045039 | -0.045252 | 0.045462 | 0.045639 | 0.045852 | 95.7106 | -24.2894 | -144.2894 | -84.2894 | 155.7106 | 35.7106 | 1.1278 | 1.1313 | 1.1374 | 1.1435 | 1.147 | 1.1532 | -0.32841 | -119.8666 | 119.749 | -0.62305 | -120.1666 | 119.4558
Line3_1_5 | 0 | 0 | 0 | 0 | 0 | 0 | 0 | 0 | 0 | 0 | 0 | 0 | 2.3007e-10 | 2.5992e-10 | 3.1241e-10 | -2.3007e-10 | -2.5992e-10 | -3.1241e-10 | 5.2146e-11 | -2.1252e-11 | 4.0189e-11 | -5.2146e-11 | 2.1252e-11 | -4.019e-11 | 0 | 0 | 0 | 0 | 0 | 0 | 1.1278 | 1.1313 | 1.1374 | 1.1278 | 1.1313 | 1.1374 | -0.32841 | -119.8666 | 119.749 | -0.32841 | -119.8666 | 119.749
Line4_2_6 | 0 | 0 | 0 | 0 | 0 | 0 | 0 | 0 | 0 | 0 | 0 | 0 | 5.7517e-10 | 6.498e-10 | 7.8102e-10 | -5.7517e-10 | -6.498e-10 | -7.8102e-10 | 1.3037e-10 | -5.313e-11 | 1.0047e-10 | -1.3037e-10 | 5.313e-11 | -1.0047e-10 | 0 | 0 | 0 | 0 | 0 | 0 | 1.1278 | 1.1313 | 1.1374 | 1.1278 | 1.1313 | 1.1374 | -0.32841 | -119.8666 | 119.749 | -0.32841 | -119.8666 | 119.749
Line5_6_7 | 0 | 0 | 0 | 0 | 0 | 0 | 0 | 0 | 0 | 0 | 0 | 0 | 4.6014e-10 | 5.1984e-10 | 6.2482e-10 | -4.6014e-10 | -5.1984e-10 | -6.2482e-10 | 1.0429e-10 | -4.2504e-11 | 8.0379e-11 | -1.0429e-10 | 4.2504e-11 | -8.0379e-11 | 0 | 0 | 0 | 0 | 0 | 0 | 1.1278 | 1.1313 | 1.1374 | 1.1278 | 1.1313 | 1.1374 | -0.32841 | -119.8666 | 119.749 | -0.32841 | -119.8666 | 119.749
Line6_7_8 | 0 | 0 | 0 | 0 | 0 | 0 | 0 | 0 | 0 | 0 | 0 | 0 | 3.451e-10 | 3.8988e-10 | 4.6861e-10 | -3.451e-10 | -3.8988e-10 | -4.6861e-10 | 7.8219e-11 | -3.1878e-11 | 6.0284e-11 | -7.8219e-11 | 3.1878e-11 | -6.0284e-11 | 0 | 0 | 0 | 0 | 0 | 0 | 1.1278 | 1.1313 | 1.1374 | 1.1278 | 1.1313 | 1.1374 | -0.32841 | -119.8666 | 119.749 | -0.32841 | -119.8666 | 119.749
Line7_8_9 | 0 | 0 | 0 | 0 | 0 | 0 | 0 | 0 | 0 | 0 | 0 | 0 | 1.1503e-10 | 1.2996e-10 | 1.562e-10 | -1.1503e-10 | -1.2996e-10 | -1.562e-10 | 2.6073e-11 | -1.0626e-11 | 2.0095e-11 | -2.6073e-11 | 1.0626e-11 | -2.0095e-11 | 0 | 0 | 0 | 0 | 0 | 0 | 1.1278 | 1.1313 | 1.1374 | 1.1278 | 1.1313 | 1.1374 | -0.32841 | -119.8666 | 119.749 | -0.32841 | -119.8666 | 119.749
Line8_8_10 | 0 | 0 | 0 | 0 | 0 | 0 | 0 | 0 | 0 | 0 | 0 | 0 | 1.1503e-10 | 1.2996e-10 | 1.562e-10 | -1.1503e-10 | -1.2996e-10 | -1.562e-10 | 2.6073e-11 | -1.0626e-11 | 2.0095e-11 | -2.6073e-11 | 1.0626e-11 | -2.0095e-11 | 0 | 0 | 0 | 0 | 0 | 0 | 1.1278 | 1.1313 | 1.1374 | 1.1278 | 1.1313 | 1.1374 | -0.32841 | -119.8666 | 119.749 | -0.32841 | -119.8666 | 119.749
Line9_3_11 | 0.1732 | 0.17321 | 0.1732 | 0.1732 | 0.17321 | 0.1732 | 0.04 | 0.04 | 0.04 | 0.04 | 0.04 | 0.04 | -0.005046 | -0.004698 | -0.0050254 | 0.005346 | 0.004998 | 0.0053254 | -0.045462 | -0.045639 | -0.045852 | 0.046062 | 0.046239 | 0.046452 | 95.7106 | -24.2894 | -144.2894 | -84.2894 | 155.7106 | 35.7106 | 1.1435 | 1.147 | 1.1532 | 1.1593 | 1.1627 | 1.1689 | -0.62305 | -120.1666 | 119.4558 | -0.90968 | -120.4586 | 119.1705

## LG_min_6
name | pf_ikss_a_from_ka | pf_ikss_b_from_ka | pf_ikss_c_from_ka | pf_ikss_a_to_ka | pf_ikss_b_to_ka | pf_ikss_c_to_ka | pf_skss_a_from_mw | pf_skss_b_from_mw | pf_skss_c_from_mw | pf_skss_a_to_mw | pf_skss_b_to_mw | pf_skss_c_to_mw | pf_p_a_from_mw | pf_p_b_from_mw | pf_p_c_from_mw | pf_p_a_to_mw | pf_p_b_to_mw | pf_p_c_to_mw | pf_q_a_from_mvar | pf_q_b_from_mvar | pf_q_c_from_mvar | pf_q_a_to_mvar | pf_q_b_to_mvar | pf_q_c_to_mvar | pf_ikss_a_from_degree | pf_ikss_b_from_degree | pf_ikss_c_from_degree | pf_ikss_a_to_degree | pf_ikss_b_to_degree | pf_ikss_c_to_degree | pf_vm_a_from_pu | pf_vm_b_from_pu | pf_vm_c_from_pu | pf_vm_a_to_pu | pf_vm_b_to_pu | pf_vm_c_to_pu | pf_va_a_from_degree | pf_va_b_from_degree | pf_va_c_from_degree | pf_va_a_to_degree | pf_va_b_to_degree | pf_va_c_to_degree
Line0_1_2 | 0 | 0 | 0 | 0 | 0 | 0 | 0 | 0 | 0 | 0 | 0 | 0 | -4.8889e-09 | -1.2222e-09 | -1.2222e-09 | 4.8889e-09 | 1.2222e-09 | 1.2222e-09 | -1.2434e-15 | -6.3509e-09 | 6.3509e-09 | 1.3056e-15 | 6.3509e-09 | -6.3509e-09 | 0 | 0 | 0 | 0 | 0 | 0 | 0.33333 | 0.88192 | 0.88192 | 0.33333 | 0.88192 | 0.88192 | 3.5848e-06 | -100.8934 | 100.8934 | 4.5301e-06 | -100.8934 | 100.8934
Line10_11_12 | 0 | 0 | 0 | 0 | 0 | 0 | 0 | 0 | 0 | 0 | 0 | 0 | -4.8889e-09 | -1.2222e-09 | -1.2222e-09 | 4.8889e-09 | 1.2222e-09 | 1.2222e-09 | -1.5129e-15 | -6.3509e-09 | 6.3509e-09 | 1.5381e-15 | 6.3509e-09 | -6.3509e-09 | 0 | 0 | 0 | 0 | 0 | 0 | 0.33333 | 0.88192 | 0.88192 | 0.33333 | 0.88192 | 0.88192 | 5.9482e-06 | -100.8934 | 100.8934 | 6.8936e-06 | -100.8934 | 100.8934
Line11_12_13 | 0 | 0 | 0 | 0 | 0 | 0 | 0 | 0 | 0 | 0 | 0 | 0 | -4.0741e-09 | -1.0185e-09 | -1.0185e-09 | 4.0741e-09 | 1.0185e-09 | 1.0185e-09 | -1.1131e-15 | -5.2924e-09 | 5.2924e-09 | 1.1383e-15 | 5.2924e-09 | -5.2924e-09 | 0 | 0 | 0 | 0 | 0 | 0 | 0.33333 | 0.88192 | 0.88192 | 0.33333 | 0.88192 | 0.88192 | 6.8936e-06 | -100.8934 | 100.8934 | 7.6814e-06 | -100.8934 | 100.8934
Line12_13_15 | 0 | 0 | 0 | 0 | 0 | 0 | 0 | 0 | 0 | 0 | 0 | 0 | -2.4444e-09 | -6.1111e-10 | -6.1111e-10 | 2.4444e-09 | 6.1111e-10 | 6.1111e-10 | -7.2246e-16 | -3.1754e-09 | 3.1754e-09 | 7.7347e-16 | 3.1754e-09 | -3.1754e-09 | 0 | 0 | 0 | 0 | 0 | 0 | 0.33333 | 0.88192 | 0.88192 | 0.33333 | 0.88192 | 0.88192 | 7.6814e-06 | -100.8934 | 100.8934 | 8.1541e-06 | -100.8934 | 100.8934
Line13_13_14 | 0 | 0 | 0 | 0 | 0 | 0 | 0 | 0 | 0 | 0 | 0 | 0 | -8.1481e-10 | -2.037e-10 | -2.037e-10 | 8.1481e-10 | 2.037e-10 | 2.037e-10 | -1.5241e-16 | -1.0585e-09 | 1.0585e-09 | 1.7316e-16 | 1.0585e-09 | -1.0585e-09 | 0 | 0 | 0 | 0 | 0 | 0 | 0.33333 | 0.88192 | 0.88192 | 0.33333 | 0.88192 | 0.88192 | 7.6814e-06 | -100.8934 | 100.8934 | 7.839e-06 | -100.8934 | 100.8934
Line14_15_16 | 0 | 0 | 0 | 0 | 0 | 0 | 0 | 0 | 0 | 0 | 0 | 0 | -1.6296e-09 | -4.0741e-10 | -4.0741e-10 | 1.6296e-09 | 4.0741e-10 | 4.0741e-10 | -4.478e-16 | -2.117e-09 | 2.117e-09 | 3.9508e-16 | 2.117e-09 | -2.117e-09 | 0 | 0 | 0 | 0 | 0 | 0 | 0.33333 | 0.88192 | 0.88192 | 0.33333 | 0.88192 | 0.88192 | 8.1541e-06 | -100.8934 | 100.8934 | 8.4692e-06 | -100.8934 | 100.8934
Line15_16_17 | 0 | 0 | 0 | 0 | 0 | 0 | 0 | 0 | 0 | 0 | 0 | 0 | -8.1481e-10 | -2.037e-10 | -2.037e-10 | 8.1481e-10 | 2.037e-10 | 2.037e-10 | -1.4511e-16 | -1.0585e-09 | 1.0585e-09 | 1.4119e-16 | 1.0585e-09 | -1.0585e-09 | 0 | 0 | 0 | 0 | 0 | 0 | 0.33333 | 0.88192 | 0.88192 | 0.33333 | 0.88192 | 0.88192 | 8.4692e-06 | -100.8934 | 100.8934 | 8.6268e-06 | -100.8934 | 100.8934
Line16_4_18 | 0 | 0 | 0 | 0 | 0 | 0 | 0 | 0 | 0 | 0 | 0 | 0 | -8.1481e-10 | -2.037e-10 | -2.037e-10 | 8.1481e-10 | 2.037e-10 | 2.037e-10 | -1.1097e-16 | -1.0585e-09 | 1.0585e-09 | 3.303e-17 | 1.0585e-09 | -1.0585e-09 | 0 | 0 | 0 | 0 | 0 | 0 | 0.33333 | 0.88192 | 0.88192 | 0.33333 | 0.88192 | 0.88192 | 3.8999e-06 | -100.8934 | 100.8934 | 4.0574e-06 | -100.8934 | 100.8934
Line17_5_19 | 0 | 0 | 0 | 0 | 0 | 0 | 0 | 0 | 0 | 0 | 0 | 0 | -8.1481e-10 | -2.037e-10 | -2.037e-10 | 8.1481e-10 | 2.037e-10 | 2.037e-10 | -1.1097e-16 | -1.0585e-09 | 1.0585e-09 | 3.303e-17 | 1.0585e-09 | -1.0585e-09 | 0 | 0 | 0 | 0 | 0 | 0 | 0.33333 | 0.88192 | 0.88192 | 0.33333 | 0.88192 | 0.88192 | 3.8999e-06 | -100.8934 | 100.8934 | 4.0574e-06 | -100.8934 | 100.8934
Line1_1_3 | 0 | 0 | 0 | 0 | 0 | 0 | 0 | 0 | 0 | 0 | 0 | 0 | -6.5185e-09 | -1.6296e-09 | -1.6296e-09 | 6.5185e-09 | 1.6296e-09 | 1.6296e-09 | -1.7463e-15 | -8.4678e-09 | 8.4678e-09 | 1.8773e-15 | 8.4678e-09 | -8.4678e-09 | 0 | 0 | 0 | 0 | 0 | 0 | 0.33333 | 0.88192 | 0.88192 | 0.33333 | 0.88192 | 0.88192 | 3.5848e-06 | -100.8934 | 100.8934 | 4.8453e-06 | -100.8934 | 100.8934
Line2_1_4 | 0 | 0 | 0 | 0 | 0 | 0 | 0 | 0 | 0 | 0 | 0 | 0 | -1.6296e-09 | -4.0741e-10 | -4.0741e-10 | 1.6296e-09 | 4.0741e-10 | 4.0741e-10 | -4.7203e-16 | -2.117e-09 | 2.117e-09 | 4.5016e-16 | 2.117e-09 | -2.117e-09 | 0 | 0 | 0 | 0 | 0 | 0 | 0.33333 | 0.88192 | 0.88192 | 0.33333 | 0.88192 | 0.88192 | 3.5848e-06 | -100.8934 | 100.8934 | 3.8999e-06 | -100.8934 | 100.8934
Line3_1_5 | 0 | 0 | 0 | 0 | 0 | 0 | 0 | 0 | 0 | 0 | 0 | 0 | -1.6296e-09 | -4.0741e-10 | -4.0741e-10 | 1.6296e-09 | 4.0741e-10 | 4.0741e-10 | -4.7203e-16 | -2.117e-09 | 2.117e-09 | 4.5016e-16 | 2.117e-09 | -2.117e-09 | 0 | 0 | 0 | 0 | 0 | 0 | 0.33333 | 0.88192 | 0.88192 | 0.33333 | 0.88192 | 0.88192 | 3.5848e-06 | -100.8934 | 100.8934 | 3.8999e-06 | -100.8934 | 100.8934
Line4_2_6 | 0 | 0 | 0 | 0 | 0 | 0 | 0 | 0 | 0 | 0 | 0 | 0 | -4.0741e-09 | -1.0185e-09 | -1.0185e-09 | 4.0741e-09 | 1.0185e-09 | 1.0185e-09 | -1.0438e-15 | -5.2924e-09 | 5.2924e-09 | 1.106e-15 | 5.2924e-09 | -5.2924e-09 | 0 | 0 | 0 | 0 | 0 | 0 | 0.33333 | 0.88192 | 0.88192 | 0.33333 | 0.88192 | 0.88192 | 4.5301e-06 | -100.8934 | 100.8934 | 5.318e-06 | -100.8934 | 100.8934
Line5_6_7 | 0 | 0 | 0 | 0 | 0 | 0 | 0 | 0 | 0 | 0 | 0 | 0 | -3.2593e-09 | -8.1481e-10 | -8.1481e-10 | 3.2593e-09 | 8.1481e-10 | 8.1481e-10 | -9.1313e-16 | -4.2339e-09 | 4.2339e-09 | 8.688e-16 | 4.2339e-09 | -4.2339e-09 | 0 | 0 | 0 | 0 | 0 | 0 | 0.33333 | 0.88192 | 0.88192 | 0.33333 | 0.88192 | 0.88192 | 5.318e-06 | -100.8934 | 100.8934 | 5.9482e-06 | -100.8934 | 100.8934
Line6_7_8 | 0 | 0 | 0 | 0 | 0 | 0 | 0 | 0 | 0 | 0 | 0 | 0 | -2.4444e-09 | -6.1111e-10 | -6.1111e-10 | 2.4444e-09 | 6.1111e-10 | 6.1111e-10 | -5.0666e-16 | -3.1754e-09 | 3.1754e-09 | 5.1449e-16 | 3.1754e-09 | -3.1754e-09 | 0 | 0 | 0 | 0 | 0 | 0 | 0.33333 | 0.88192 | 0.88192 | 0.33333 | 0.88192 | 0.88192 | 5.9482e-06 | -100.8934 | 100.8934 | 6.4209e-06 | -100.8934 | 100.8934
Line7_8_9 | 0 | 0 | 0 | 0 | 0 | 0 | 0 | 0 | 0 | 0 | 0 | 0 | -8.1481e-10 | -2.037e-10 | -2.037e-10 | 8.1481e-10 | 2.037e-10 | 2.037e-10 | -6.0473e-17 | -1.0585e-09 | 1.0585e-09 | 9.9722e-17 | 1.0585e-09 | -1.0585e-09 | 0 | 0 | 0 | 0 | 0 | 0 | 0.33333 | 0.88192 | 0.88192 | 0.33333 | 0.88192 | 0.88192 | 6.4209e-06 | -100.8934 | 100.8934 | 6.5785e-06 | -100.8934 | 100.8934
Line8_8_10 | 0 | 0 | 0 | 0 | 0 | 0 | 0 | 0 | 0 | 0 | 0 | 0 | -8.1481e-10 | -2.037e-10 | -2.037e-10 | 8.1481e-10 | 2.037e-10 | 2.037e-10 | -1.9617e-16 | -1.0585e-09 | 1.0585e-09 | 2.3542e-16 | 1.0585e-09 | -1.0585e-09 | 0 | 0 | 0 | 0 | 0 | 0 | 0.33333 | 0.88192 | 0.88192 | 0.33333 | 0.88192 | 0.88192 | 6.4209e-06 | -100.8934 | 100.8934 | 6.5785e-06 | -100.8934 | 100.8934
Line9_3_11 | 0 | 0 | 0 | 0 | 0 | 0 | 0 | 0 | 0 | 0 | 0 | 0 | -5.7037e-09 | -1.4259e-09 | -1.4259e-09 | 5.7037e-09 | 1.4259e-09 | 1.4259e-09 | -1.6789e-15 | -7.4093e-09 | 7.4093e-09 | 1.7579e-15 | 7.4093e-09 | -7.4093e-09 | 0 | 0 | 0 | 0 | 0 | 0 | 0.33333 | 0.88192 | 0.88192 | 0.33333 | 0.88192 | 0.88192 | 4.8453e-06 | -100.8934 | 100.8934 | 5.9482e-06 | -100.8934 | 100.8934

## LG_min_10
name | pf_ikss_a_from_ka | pf_ikss_b_from_ka | pf_ikss_c_from_ka | pf_ikss_a_to_ka | pf_ikss_b_to_ka | pf_ikss_c_to_ka | pf_skss_a_from_mw | pf_skss_b_from_mw | pf_skss_c_from_mw | pf_skss_a_to_mw | pf_skss_b_to_mw | pf_skss_c_to_mw | pf_p_a_from_mw | pf_p_b_from_mw | pf_p_c_from_mw | pf_p_a_to_mw | pf_p_b_to_mw | pf_p_c_to_mw | pf_q_a_from_mvar | pf_q_b_from_mvar | pf_q_c_from_mvar | pf_q_a_to_mvar | pf_q_b_to_mvar | pf_q_c_to_mvar | pf_ikss_a_from_degree | pf_ikss_b_from_degree | pf_ikss_c_from_degree | pf_ikss_a_to_degree | pf_ikss_b_to_degree | pf_ikss_c_to_degree | pf_vm_a_from_pu | pf_vm_b_from_pu | pf_vm_c_from_pu | pf_vm_a_to_pu | pf_vm_b_to_pu | pf_vm_c_to_pu | pf_va_a_from_degree | pf_va_b_from_degree | pf_va_c_from_degree | pf_va_a_to_degree | pf_va_b_to_degree | pf_va_c_to_degree
Line0_1_2 | 0 | 0 | 0 | 0 | 0 | 0 | 0 | 0 | 0 | 0 | 0 | 0 | -4.8889e-09 | -1.2222e-09 | -1.2222e-09 | 4.8889e-09 | 1.2222e-09 | 1.2222e-09 | -1.2434e-15 | -6.3509e-09 | 6.3509e-09 | 1.3056e-15 | 6.3509e-09 | -6.3509e-09 | 0 | 0 | 0 | 0 | 0 | 0 | 0.33333 | 0.88192 | 0.88192 | 0.33333 | 0.88192 | 0.88192 | 3.5848e-06 | -100.8934 | 100.8934 | 4.5301e-06 | -100.8934 | 100.8934
Line10_11_12 | 0 | 0 | 0 | 0 | 0 | 0 | 0 | 0 | 0 | 0 | 0 | 0 | -4.8889e-09 | -1.2222e-09 | -1.2222e-09 | 4.8889e-09 | 1.2222e-09 | 1.2222e-09 | -1.5129e-15 | -6.3509e-09 | 6.3509e-09 | 1.5381e-15 | 6.3509e-09 | -6.3509e-09 | 0 | 0 | 0 | 0 | 0 | 0 | 0.33333 | 0.88192 | 0.88192 | 0.33333 | 0.88192 | 0.88192 | 5.9482e-06 | -100.8934 | 100.8934 | 6.8936e-06 | -100.8934 | 100.8934
Line11_12_13 | 0 | 0 | 0 | 0 | 0 | 0 | 0 | 0 | 0 | 0 | 0 | 0 | -4.0741e-09 | -1.0185e-09 | -1.0185e-09 | 4.0741e-09 | 1.0185e-09 | 1.0185e-09 | -1.1131e-15 | -5.2924e-09 | 5.2924e-09 | 1.1383e-15 | 5.2924e-09 | -5.2924e-09 | 0 | 0 | 0 | 0 | 0 | 0 | 0.33333 | 0.88192 | 0.88192 | 0.33333 | 0.88192 | 0.88192 | 6.8936e-06 | -100.8934 | 100.8934 | 7.6814e-06 | -100.8934 | 100.8934
Line12_13_15 | 0 | 0 | 0 | 0 | 0 | 0 | 0 | 0 | 0 | 0 | 0 | 0 | -2.4444e-09 | -6.1111e-10 | -6.1111e-10 | 2.4444e-09 | 6.1111e-10 | 6.1111e-10 | -7.2246e-16 | -3.1754e-09 | 3.1754e-09 | 7.7347e-16 | 3.1754e-09 | -3.1754e-09 | 0 | 0 | 0 | 0 | 0 | 0 | 0.33333 | 0.88192 | 0.88192 | 0.33333 | 0.88192 | 0.88192 | 7.6814e-06 | -100.8934 | 100.8934 | 8.1541e-06 | -100.8934 | 100.8934
Line13_13_14 | 0 | 0 | 0 | 0 | 0 | 0 | 0 | 0 | 0 | 0 | 0 | 0 | -8.1481e-10 | -2.037e-10 | -2.037e-10 | 8.1481e-10 | 2.037e-10 | 2.037e-10 | -1.5241e-16 | -1.0585e-09 | 1.0585e-09 | 1.7316e-16 | 1.0585e-09 | -1.0585e-09 | 0 | 0 | 0 | 0 | 0 | 0 | 0.33333 | 0.88192 | 0.88192 | 0.33333 | 0.88192 | 0.88192 | 7.6814e-06 | -100.8934 | 100.8934 | 7.839e-06 | -100.8934 | 100.8934
Line14_15_16 | 0 | 0 | 0 | 0 | 0 | 0 | 0 | 0 | 0 | 0 | 0 | 0 | -1.6296e-09 | -4.0741e-10 | -4.0741e-10 | 1.6296e-09 | 4.0741e-10 | 4.0741e-10 | -4.478e-16 | -2.117e-09 | 2.117e-09 | 3.9508e-16 | 2.117e-09 | -2.117e-09 | 0 | 0 | 0 | 0 | 0 | 0 | 0.33333 | 0.88192 | 0.88192 | 0.33333 | 0.88192 | 0.88192 | 8.1541e-06 | -100.8934 | 100.8934 | 8.4692e-06 | -100.8934 | 100.8934
Line15_16_17 | 0 | 0 | 0 | 0 | 0 | 0 | 0 | 0 | 0 | 0 | 0 | 0 | -8.1481e-10 | -2.037e-10 | -2.037e-10 | 8.1481e-10 | 2.037e-10 | 2.037e-10 | -1.4511e-16 | -1.0585e-09 | 1.0585e-09 | 1.4119e-16 | 1.0585e-09 | -1.0585e-09 | 0 | 0 | 0 | 0 | 0 | 0 | 0.33333 | 0.88192 | 0.88192 | 0.33333 | 0.88192 | 0.88192 | 8.4692e-06 | -100.8934 | 100.8934 | 8.6268e-06 | -100.8934 | 100.8934
Line16_4_18 | 0 | 0 | 0 | 0 | 0 | 0 | 0 | 0 | 0 | 0 | 0 | 0 | -8.1481e-10 | -2.037e-10 | -2.037e-10 | 8.1481e-10 | 2.037e-10 | 2.037e-10 | -1.1097e-16 | -1.0585e-09 | 1.0585e-09 | 3.303e-17 | 1.0585e-09 | -1.0585e-09 | 0 | 0 | 0 | 0 | 0 | 0 | 0.33333 | 0.88192 | 0.88192 | 0.33333 | 0.88192 | 0.88192 | 3.8999e-06 | -100.8934 | 100.8934 | 4.0574e-06 | -100.8934 | 100.8934
Line17_5_19 | 0 | 0 | 0 | 0 | 0 | 0 | 0 | 0 | 0 | 0 | 0 | 0 | -8.1481e-10 | -2.037e-10 | -2.037e-10 | 8.1481e-10 | 2.037e-10 | 2.037e-10 | -1.1097e-16 | -1.0585e-09 | 1.0585e-09 | 3.303e-17 | 1.0585e-09 | -1.0585e-09 | 0 | 0 | 0 | 0 | 0 | 0 | 0.33333 | 0.88192 | 0.88192 | 0.33333 | 0.88192 | 0.88192 | 3.8999e-06 | -100.8934 | 100.8934 | 4.0574e-06 | -100.8934 | 100.8934
Line1_1_3 | 0 | 0 | 0 | 0 | 0 | 0 | 0 | 0 | 0 | 0 | 0 | 0 | -6.5185e-09 | -1.6296e-09 | -1.6296e-09 | 6.5185e-09 | 1.6296e-09 | 1.6296e-09 | -1.7463e-15 | -8.4678e-09 | 8.4678e-09 | 1.8773e-15 | 8.4678e-09 | -8.4678e-09 | 0 | 0 | 0 | 0 | 0 | 0 | 0.33333 | 0.88192 | 0.88192 | 0.33333 | 0.88192 | 0.88192 | 3.5848e-06 | -100.8934 | 100.8934 | 4.8453e-06 | -100.8934 | 100.8934
Line2_1_4 | 0 | 0 | 0 | 0 | 0 | 0 | 0 | 0 | 0 | 0 | 0 | 0 | -1.6296e-09 | -4.0741e-10 | -4.0741e-10 | 1.6296e-09 | 4.0741e-10 | 4.0741e-10 | -4.7203e-16 | -2.117e-09 | 2.117e-09 | 4.5016e-16 | 2.117e-09 | -2.117e-09 | 0 | 0 | 0 | 0 | 0 | 0 | 0.33333 | 0.88192 | 0.88192 | 0.33333 | 0.88192 | 0.88192 | 3.5848e-06 | -100.8934 | 100.8934 | 3.8999e-06 | -100.8934 | 100.8934
Line3_1_5 | 0 | 0 | 0 | 0 | 0 | 0 | 0 | 0 | 0 | 0 | 0 | 0 | -1.6296e-09 | -4.0741e-10 | -4.0741e-10 | 1.6296e-09 | 4.0741e-10 | 4.0741e-10 | -4.7203e-16 | -2.117e-09 | 2.117e-09 | 4.5016e-16 | 2.117e-09 | -2.117e-09 | 0 | 0 | 0 | 0 | 0 | 0 | 0.33333 | 0.88192 | 0.88192 | 0.33333 | 0.88192 | 0.88192 | 3.5848e-06 | -100.8934 | 100.8934 | 3.8999e-06 | -100.8934 | 100.8934
Line4_2_6 | 0 | 0 | 0 | 0 | 0 | 0 | 0 | 0 | 0 | 0 | 0 | 0 | -4.0741e-09 | -1.0185e-09 | -1.0185e-09 | 4.0741e-09 | 1.0185e-09 | 1.0185e-09 | -1.0438e-15 | -5.2924e-09 | 5.2924e-09 | 1.106e-15 | 5.2924e-09 | -5.2924e-09 | 0 | 0 | 0 | 0 | 0 | 0 | 0.33333 | 0.88192 | 0.88192 | 0.33333 | 0.88192 | 0.88192 | 4.5301e-06 | -100.8934 | 100.8934 | 5.318e-06 | -100.8934 | 100.8934
Line5_6_7 | 0 | 0 | 0 | 0 | 0 | 0 | 0 | 0 | 0 | 0 | 0 | 0 | -3.2593e-09 | -8.1481e-10 | -8.1481e-10 | 3.2593e-09 | 8.1481e-10 | 8.1481e-10 | -9.1313e-16 | -4.2339e-09 | 4.2339e-09 | 8.688e-16 | 4.2339e-09 | -4.2339e-09 | 0 | 0 | 0 | 0 | 0 | 0 | 0.33333 | 0.88192 | 0.88192 | 0.33333 | 0.88192 | 0.88192 | 5.318e-06 | -100.8934 | 100.8934 | 5.9482e-06 | -100.8934 | 100.8934
Line6_7_8 | 0 | 0 | 0 | 0 | 0 | 0 | 0 | 0 | 0 | 0 | 0 | 0 | -2.4444e-09 | -6.1111e-10 | -6.1111e-10 | 2.4444e-09 | 6.1111e-10 | 6.1111e-10 | -5.0666e-16 | -3.1754e-09 | 3.1754e-09 | 5.1449e-16 | 3.1754e-09 | -3.1754e-09 | 0 | 0 | 0 | 0 | 0 | 0 | 0.33333 | 0.88192 | 0.88192 | 0.33333 | 0.88192 | 0.88192 | 5.9482e-06 | -100.8934 | 100.8934 | 6.4209e-06 | -100.8934 | 100.8934
Line7_8_9 | 0 | 0 | 0 | 0 | 0 | 0 | 0 | 0 | 0 | 0 | 0 | 0 | -8.1481e-10 | -2.037e-10 | -2.037e-10 | 8.1481e-10 | 2.037e-10 | 2.037e-10 | -6.0473e-17 | -1.0585e-09 | 1.0585e-09 | 9.9722e-17 | 1.0585e-09 | -1.0585e-09 | 0 | 0 | 0 | 0 | 0 | 0 | 0.33333 | 0.88192 | 0.88192 | 0.33333 | 0.88192 | 0.88192 | 6.4209e-06 | -100.8934 | 100.8934 | 6.5785e-06 | -100.8934 | 100.8934
Line8_8_10 | 0 | 0 | 0 | 0 | 0 | 0 | 0 | 0 | 0 | 0 | 0 | 0 | -8.1481e-10 | -2.037e-10 | -2.037e-10 | 8.1481e-10 | 2.037e-10 | 2.037e-10 | -1.9617e-16 | -1.0585e-09 | 1.0585e-09 | 2.3542e-16 | 1.0585e-09 | -1.0585e-09 | 0 | 0 | 0 | 0 | 0 | 0 | 0.33333 | 0.88192 | 0.88192 | 0.33333 | 0.88192 | 0.88192 | 6.4209e-06 | -100.8934 | 100.8934 | 6.5785e-06 | -100.8934 | 100.8934
Line9_3_11 | 0 | 0 | 0 | 0 | 0 | 0 | 0 | 0 | 0 | 0 | 0 | 0 | -5.7037e-09 | -1.4259e-09 | -1.4259e-09 | 5.7037e-09 | 1.4259e-09 | 1.4259e-09 | -1.6789e-15 | -7.4093e-09 | 7.4093e-09 | 1.7579e-15 | 7.4093e-09 | -7.4093e-09 | 0 | 0 | 0 | 0 | 0 | 0 | 0.33333 | 0.88192 | 0.88192 | 0.33333 | 0.88192 | 0.88192 | 4.8453e-06 | -100.8934 | 100.8934 | 5.9482e-06 | -100.8934 | 100.8934

## LG_min_fault_6
name | pf_ikss_a_from_ka | pf_ikss_b_from_ka | pf_ikss_c_from_ka | pf_ikss_a_to_ka | pf_ikss_b_to_ka | pf_ikss_c_to_ka | pf_skss_a_from_mw | pf_skss_b_from_mw | pf_skss_c_from_mw | pf_skss_a_to_mw | pf_skss_b_to_mw | pf_skss_c_to_mw | pf_p_a_from_mw | pf_p_b_from_mw | pf_p_c_from_mw | pf_p_a_to_mw | pf_p_b_to_mw | pf_p_c_to_mw | pf_q_a_from_mvar | pf_q_b_from_mvar | pf_q_c_from_mvar | pf_q_a_to_mvar | pf_q_b_to_mvar | pf_q_c_to_mvar | pf_ikss_a_from_degree | pf_ikss_b_from_degree | pf_ikss_c_from_degree | pf_ikss_a_to_degree | pf_ikss_b_to_degree | pf_ikss_c_to_degree | pf_vm_a_from_pu | pf_vm_b_from_pu | pf_vm_c_from_pu | pf_vm_a_to_pu | pf_vm_b_to_pu | pf_vm_c_to_pu | pf_va_a_from_degree | pf_va_b_from_degree | pf_va_c_from_degree | pf_va_a_to_degree | pf_va_b_to_degree | pf_va_c_to_degree
Line0_1_2 | 0 | 0 | 0 | 0 | 0 | 0 | 0 | 0 | 0 | 0 | 0 | 0 | -1.9675e-10 | -1.1837e-10 | 1.9991e-11 | 1.9675e-10 | 1.1837e-10 | -1.9991e-11 | 1.5976e-10 | -4.6542e-11 | 1.2642e-10 | -1.5976e-10 | 4.6542e-11 | -1.2642e-10 | 0 | 0 | 0 | 0 | 0 | 0 | 0.99095 | 0.99459 | 1.0009 | 0.99095 | 0.99459 | 1.0009 | -0.41987 | -119.8781 | 119.671 | -0.41987 | -119.8781 | 119.671
Line10_11_12 | 0 | 0 | 0 | 0 | 0 | 0 | 0 | 0 | 0 | 0 | 0 | 0 | -1.9675e-10 | -1.1837e-10 | 1.9991e-11 | 1.9675e-10 | 1.1837e-10 | -1.9991e-11 | 1.5976e-10 | -4.6542e-11 | 1.2642e-10 | -1.5976e-10 | 4.6542e-11 | -1.2642e-10 | 0 | 0 | 0 | 0 | 0 | 0 | 0.99095 | 0.99459 | 1.0009 | 0.99095 | 0.99459 | 1.0009 | -0.41987 | -119.8781 | 119.671 | -0.41987 | -119.8781 | 119.671
Line11_12_13 | 0 | 0 | 0 | 0 | 0 | 0 | 0 | 0 | 0 | 0 | 0 | 0 | -1.6396e-10 | -9.8638e-11 | 1.6659e-11 | 1.6396e-10 | 9.8638e-11 | -1.6659e-11 | 1.3313e-10 | -3.8785e-11 | 1.0535e-10 | -1.3313e-10 | 3.8785e-11 | -1.0535e-10 | 0 | 0 | 0 | 0 | 0 | 0 | 0.99095 | 0.99459 | 1.0009 | 0.99095 | 0.99459 | 1.0009 | -0.41987 | -119.8781 | 119.671 | -0.41987 | -119.8781 | 119.671
Line12_13_15 | 0 | 0 | 0 | 0 | 0 | 0 | 0 | 0 | 0 | 0 | 0 | 0 | -9.8374e-11 | -5.9183e-11 | 9.9954e-12 | 9.8374e-11 | 5.9183e-11 | -9.9954e-12 | 7.988e-11 | -2.3271e-11 | 6.3211e-11 | -7.988e-11 | 2.3271e-11 | -6.3211e-11 | 0 | 0 | 0 | 0 | 0 | 0 | 0.99095 | 0.99459 | 1.0009 | 0.99095 | 0.99459 | 1.0009 | -0.41987 | -119.8781 | 119.671 | -0.41987 | -119.8781 | 119.671
Line13_13_14 | 0 | 0 | 0 | 0 | 0 | 0 | 0 | 0 | 0 | 0 | 0 | 0 | -3.2791e-11 | -1.9728e-11 | 3.3318e-12 | 3.2791e-11 | 1.9728e-11 | -3.3318e-12 | 2.6627e-11 | -7.757e-12 | 2.107e-11 | -2.6627e-11 | 7.757e-12 | -2.107e-11 | 0 | 0 | 0 | 0 | 0 | 0 | 0.99095 | 0.99459 | 1.0009 | 0.99095 | 0.99459 | 1.0009 | -0.41987 | -119.8781 | 119.671 | -0.41987 | -119.8781 | 119.671
Line14_15_16 | 0 | 0 | 0 | 0 | 0 | 0 | 0 | 0 | 0 | 0 | 0 | 0 | -6.5583e-11 | -3.9455e-11 | 6.6636e-12 | 6.5583e-11 | 3.9455e-11 | -6.6636e-12 | 5.3253e-11 | -1.5514e-11 | 4.2141e-11 | -5.3253e-11 | 1.5514e-11 | -4.2141e-11 | 0 | 0 | 0 | 0 | 0 | 0 | 0.99095 | 0.99459 | 1.0009 | 0.99095 | 0.99459 | 1.0009 | -0.41987 | -119.8781 | 119.671 | -0.41987 | -119.8781 | 119.671
Line15_16_17 | 0 | 0 | 0 | 0 | 0 | 0 | 0 | 0 | 0 | 0 | 0 | 0 | -3.2791e-11 | -1.9728e-11 | 3.3318e-12 | 3.2791e-11 | 1.9728e-11 | -3.3318e-12 | 2.6627e-11 | -7.757e-12 | 2.107e-11 | -2.6627e-11 | 7.757e-12 | -2.107e-11 | 0 | 0 | 0 | 0 | 0 | 0 | 0.99095 | 0.99459 | 1.0009 | 0.99095 | 0.99459 | 1.0009 | -0.41987 | -119.8781 | 119.671 | -0.41987 | -119.8781 | 119.671
Line16_4_18 | 0 | 0 | 0 | 0 | 0 | 0 | 0 | 0 | 0 | 0 | 0 | 0 | -3.2791e-11 | -1.9728e-11 | 3.3318e-12 | 3.2791e-11 | 1.9728e-11 | -3.3318e-12 | 2.6627e-11 | -7.757e-12 | 2.107e-11 | -2.6627e-11 | 7.757e-12 | -2.107e-11 | 0 | 0 | 0 | 0 | 0 | 0 | 0.99095 | 0.99459 | 1.0009 | 0.99095 | 0.99459 | 1.0009 | -0.41987 | -119.8781 | 119.671 | -0.41987 | -119.8781 | 119.671
Line17_5_19 | 0 | 0 | 0 | 0 | 0 | 0 | 0 | 0 | 0 | 0 | 0 | 0 | -3.2791e-11 | -1.9728e-11 | 3.3318e-12 | 3.2791e-11 | 1.9728e-11 | -3.3318e-12 | 2.6627e-11 | -7.757e-12 | 2.107e-11 | -2.6627e-11 | 7.757e-12 | -2.107e-11 | 0 | 0 | 0 | 0 | 0 | 0 | 0.99095 | 0.99459 | 1.0009 | 0.99095 | 0.99459 | 1.0009 | -0.41987 | -119.8781 | 119.671 | -0.41987 | -119.8781 | 119.671
Line1_1_3 | 0 | 0 | 0 | 0 | 0 | 0 | 0 | 0 | 0 | 0 | 0 | 0 | -2.6233e-10 | -1.5782e-10 | 2.6654e-11 | 2.6233e-10 | 1.5782e-10 | -2.6654e-11 | 2.1301e-10 | -6.2056e-11 | 1.6856e-10 | -2.1301e-10 | 6.2056e-11 | -1.6856e-10 | 0 | 0 | 0 | 0 | 0 | 0 | 0.99095 | 0.99459 | 1.0009 | 0.99095 | 0.99459 | 1.0009 | -0.41987 | -119.8781 | 119.671 | -0.41987 | -119.8781 | 119.671
Line2_1_4 | 0 | 0 | 0 | 0 | 0 | 0 | 0 | 0 | 0 | 0 | 0 | 0 | -6.5583e-11 | -3.9455e-11 | 6.6636e-12 | 6.5583e-11 | 3.9455e-11 | -6.6636e-12 | 5.3253e-11 | -1.5514e-11 | 4.2141e-11 | -5.3253e-11 | 1.5514e-11 | -4.2141e-11 | 0 | 0 | 0 | 0 | 0 | 0 | 0.99095 | 0.99459 | 1.0009 | 0.99095 | 0.99459 | 1.0009 | -0.41987 | -119.8781 | 119.671 | -0.41987 | -119.8781 | 119.671
Line3_1_5 | 0 | 0 | 0 | 0 | 0 | 0 | 0 | 0 | 0 | 0 | 0 | 0 | -6.5583e-11 | -3.9455e-11 | 6.6636e-12 | 6.5583e-11 | 3.9455e-11 | -6.6636e-12 | 5.3253e-11 | -1.5514e-11 | 4.2141e-11 | -5.3253e-11 | 1.5514e-11 | -4.2141e-11 | 0 | 0 | 0 | 0 | 0 | 0 | 0.99095 | 0.99459 | 1.0009 | 0.99095 | 0.99459 | 1.0009 | -0.41987 | -119.8781 | 119.671 | -0.41987 | -119.8781 | 119.671
Line4_2_6 | 0 | 0 | 0 | 0 | 0 | 0 | 0 | 0 | 0 | 0 | 0 | 0 | -1.6396e-10 | -9.8638e-11 | 1.6659e-11 | 1.6396e-10 | 9.8638e-11 | -1.6659e-11 | 1.3313e-10 | -3.8785e-11 | 1.0535e-10 | -1.3313e-10 | 3.8785e-11 | -1.0535e-10 | 0 | 0 | 0 | 0 | 0 | 0 | 0.99095 | 0.99459 | 1.0009 | 0.99095 | 0.99459 | 1.0009 | -0.41987 | -119.8781 | 119.671 | -0.41987 | -119.8781 | 119.671
Line5_6_7 | 0 | 0 | 0 | 0 | 0 | 0 | 0 | 0 | 0 | 0 | 0 | 0 | -1.3117e-10 | -7.891e-11 | 1.3327e-11 | 1.3117e-10 | 7.891e-11 | -1.3327e-11 | 1.0651e-10 | -3.1028e-11 | 8.4281e-11 | -1.0651e-10 | 3.1028e-11 | -8.4281e-11 | 0 | 0 | 0 | 0 | 0 | 0 | 0.99095 | 0.99459 | 1.0009 | 0.99095 | 0.99459 | 1.0009 | -0.41987 | -119.8781 | 119.671 | -0.41987 | -119.8781 | 119.671
Line6_7_8 | 0 | 0 | 0 | 0 | 0 | 0 | 0 | 0 | 0 | 0 | 0 | 0 | -9.8374e-11 | -5.9183e-11 | 9.9954e-12 | 9.8374e-11 | 5.9183e-11 | -9.9954e-12 | 7.988e-11 | -2.3271e-11 | 6.3211e-11 | -7.988e-11 | 2.3271e-11 | -6.3211e-11 | 0 | 0 | 0 | 0 | 0 | 0 | 0.99095 | 0.99459 | 1.0009 | 0.99095 | 0.99459 | 1.0009 | -0.41987 | -119.8781 | 119.671 | -0.41987 | -119.8781 | 119.671
Line7_8_9 | 0 | 0 | 0 | 0 | 0 | 0 | 0 | 0 | 0 | 0 | 0 | 0 | -3.2791e-11 | -1.9728e-11 | 3.3318e-12 | 3.2791e-11 | 1.9728e-11 | -3.3318e-12 | 2.6627e-11 | -7.757e-12 | 2.107e-11 | -2.6627e-11 | 7.757e-12 | -2.107e-11 | 0 | 0 | 0 | 0 | 0 | 0 | 0.99095 | 0.99459 | 1.0009 | 0.99095 | 0.99459 | 1.0009 | -0.41987 | -119.8781 | 119.671 | -0.41987 | -119.8781 | 119.671
Line8_8_10 | 0 | 0 | 0 | 0 | 0 | 0 | 0 | 0 | 0 | 0 | 0 | 0 | -3.2791e-11 | -1.9728e-11 | 3.3318e-12 | 3.2791e-11 | 1.9728e-11 | -3.3318e-12 | 2.6627e-11 | -7.757e-12 | 2.107e-11 | -2.6627e-11 | 7.757e-12 | -2.107e-11 | 0 | 0 | 0 | 0 | 0 | 0 | 0.99095 | 0.99459 | 1.0009 | 0.99095 | 0.99459 | 1.0009 | -0.41987 | -119.8781 | 119.671 | -0.41987 | -119.8781 | 119.671
Line9_3_11 | 0 | 0 | 0 | 0 | 0 | 0 | 0 | 0 | 0 | 0 | 0 | 0 | -2.2954e-10 | -1.3809e-10 | 2.3323e-11 | 2.2954e-10 | 1.3809e-10 | -2.3323e-11 | 1.8639e-10 | -5.4299e-11 | 1.4749e-10 | -1.8639e-10 | 5.4299e-11 | -1.4749e-10 | 0 | 0 | 0 | 0 | 0 | 0 | 0.99095 | 0.99459 | 1.0009 | 0.99095 | 0.99459 | 1.0009 | -0.41987 | -119.8781 | 119.671 | -0.41987 | -119.8781 | 119.671

## LG_min_fault_10
name | pf_ikss_a_from_ka | pf_ikss_b_from_ka | pf_ikss_c_from_ka | pf_ikss_a_to_ka | pf_ikss_b_to_ka | pf_ikss_c_to_ka | pf_skss_a_from_mw | pf_skss_b_from_mw | pf_skss_c_from_mw | pf_skss_a_to_mw | pf_skss_b_to_mw | pf_skss_c_to_mw | pf_p_a_from_mw | pf_p_b_from_mw | pf_p_c_from_mw | pf_p_a_to_mw | pf_p_b_to_mw | pf_p_c_to_mw | pf_q_a_from_mvar | pf_q_b_from_mvar | pf_q_c_from_mvar | pf_q_a_to_mvar | pf_q_b_to_mvar | pf_q_c_to_mvar | pf_ikss_a_from_degree | pf_ikss_b_from_degree | pf_ikss_c_from_degree | pf_ikss_a_to_degree | pf_ikss_b_to_degree | pf_ikss_c_to_degree | pf_vm_a_from_pu | pf_vm_b_from_pu | pf_vm_c_from_pu | pf_vm_a_to_pu | pf_vm_b_to_pu | pf_vm_c_to_pu | pf_va_a_from_degree | pf_va_b_from_degree | pf_va_c_from_degree | pf_va_a_to_degree | pf_va_b_to_degree | pf_va_c_to_degree
Line0_1_2 | 0 | 0 | 0 | 0 | 0 | 0 | 0 | 0 | 0 | 0 | 0 | 0 | -1.9675e-10 | -1.1837e-10 | 1.9991e-11 | 1.9675e-10 | 1.1837e-10 | -1.9991e-11 | 1.5976e-10 | -4.6542e-11 | 1.2642e-10 | -1.5976e-10 | 4.6542e-11 | -1.2642e-10 | 0 | 0 | 0 | 0 | 0 | 0 | 0.99095 | 0.99459 | 1.0009 | 0.99095 | 0.99459 | 1.0009 | -0.41987 | -119.8781 | 119.671 | -0.41987 | -119.8781 | 119.671
Line10_11_12 | 0 | 0 | 0 | 0 | 0 | 0 | 0 | 0 | 0 | 0 | 0 | 0 | -1.9675e-10 | -1.1837e-10 | 1.9991e-11 | 1.9675e-10 | 1.1837e-10 | -1.9991e-11 | 1.5976e-10 | -4.6542e-11 | 1.2642e-10 | -1.5976e-10 | 4.6542e-11 | -1.2642e-10 | 0 | 0 | 0 | 0 | 0 | 0 | 0.99095 | 0.99459 | 1.0009 | 0.99095 | 0.99459 | 1.0009 | -0.41987 | -119.8781 | 119.671 | -0.41987 | -119.8781 | 119.671
Line11_12_13 | 0 | 0 | 0 | 0 | 0 | 0 | 0 | 0 | 0 | 0 | 0 | 0 | -1.6396e-10 | -9.8638e-11 | 1.6659e-11 | 1.6396e-10 | 9.8638e-11 | -1.6659e-11 | 1.3313e-10 | -3.8785e-11 | 1.0535e-10 | -1.3313e-10 | 3.8785e-11 | -1.0535e-10 | 0 | 0 | 0 | 0 | 0 | 0 | 0.99095 | 0.99459 | 1.0009 | 0.99095 | 0.99459 | 1.0009 | -0.41987 | -119.8781 | 119.671 | -0.41987 | -119.8781 | 119.671
Line12_13_15 | 0 | 0 | 0 | 0 | 0 | 0 | 0 | 0 | 0 | 0 | 0 | 0 | -9.8374e-11 | -5.9183e-11 | 9.9954e-12 | 9.8374e-11 | 5.9183e-11 | -9.9954e-12 | 7.988e-11 | -2.3271e-11 | 6.3211e-11 | -7.988e-11 | 2.3271e-11 | -6.3211e-11 | 0 | 0 | 0 | 0 | 0 | 0 | 0.99095 | 0.99459 | 1.0009 | 0.99095 | 0.99459 | 1.0009 | -0.41987 | -119.8781 | 119.671 | -0.41987 | -119.8781 | 119.671
Line13_13_14 | 0 | 0 | 0 | 0 | 0 | 0 | 0 | 0 | 0 | 0 | 0 | 0 | -3.2791e-11 | -1.9728e-11 | 3.3318e-12 | 3.2791e-11 | 1.9728e-11 | -3.3318e-12 | 2.6627e-11 | -7.757e-12 | 2.107e-11 | -2.6627e-11 | 7.757e-12 | -2.107e-11 | 0 | 0 | 0 | 0 | 0 | 0 | 0.99095 | 0.99459 | 1.0009 | 0.99095 | 0.99459 | 1.0009 | -0.41987 | -119.8781 | 119.671 | -0.41987 | -119.8781 | 119.671
Line14_15_16 | 0 | 0 | 0 | 0 | 0 | 0 | 0 | 0 | 0 | 0 | 0 | 0 | -6.5583e-11 | -3.9455e-11 | 6.6636e-12 | 6.5583e-11 | 3.9455e-11 | -6.6636e-12 | 5.3253e-11 | -1.5514e-11 | 4.2141e-11 | -5.3253e-11 | 1.5514e-11 | -4.2141e-11 | 0 | 0 | 0 | 0 | 0 | 0 | 0.99095 | 0.99459 | 1.0009 | 0.99095 | 0.99459 | 1.0009 | -0.41987 | -119.8781 | 119.671 | -0.41987 | -119.8781 | 119.671
Line15_16_17 | 0 | 0 | 0 | 0 | 0 | 0 | 0 | 0 | 0 | 0 | 0 | 0 | -3.2791e-11 | -1.9728e-11 | 3.3318e-12 | 3.2791e-11 | 1.9728e-11 | -3.3318e-12 | 2.6627e-11 | -7.757e-12 | 2.107e-11 | -2.6627e-11 | 7.757e-12 | -2.107e-11 | 0 | 0 | 0 | 0 | 0 | 0 | 0.99095 | 0.99459 | 1.0009 | 0.99095 | 0.99459 | 1.0009 | -0.41987 | -119.8781 | 119.671 | -0.41987 | -119.8781 | 119.671
Line16_4_18 | 0 | 0 | 0 | 0 | 0 | 0 | 0 | 0 | 0 | 0 | 0 | 0 | -3.2791e-11 | -1.9728e-11 | 3.3318e-12 | 3.2791e-11 | 1.9728e-11 | -3.3318e-12 | 2.6627e-11 | -7.757e-12 | 2.107e-11 | -2.6627e-11 | 7.757e-12 | -2.107e-11 | 0 | 0 | 0 | 0 | 0 | 0 | 0.99095 | 0.99459 | 1.0009 | 0.99095 | 0.99459 | 1.0009 | -0.41987 | -119.8781 | 119.671 | -0.41987 | -119.8781 | 119.671
Line17_5_19 | 0 | 0 | 0 | 0 | 0 | 0 | 0 | 0 | 0 | 0 | 0 | 0 | -3.2791e-11 | -1.9728e-11 | 3.3318e-12 | 3.2791e-11 | 1.9728e-11 | -3.3318e-12 | 2.6627e-11 | -7.757e-12 | 2.107e-11 | -2.6627e-11 | 7.757e-12 | -2.107e-11 | 0 | 0 | 0 | 0 | 0 | 0 | 0.99095 | 0.99459 | 1.0009 | 0.99095 | 0.99459 | 1.0009 | -0.41987 | -119.8781 | 119.671 | -0.41987 | -119.8781 | 119.671
Line1_1_3 | 0 | 0 | 0 | 0 | 0 | 0 | 0 | 0 | 0 | 0 | 0 | 0 | -2.6233e-10 | -1.5782e-10 | 2.6654e-11 | 2.6233e-10 | 1.5782e-10 | -2.6654e-11 | 2.1301e-10 | -6.2056e-11 | 1.6856e-10 | -2.1301e-10 | 6.2056e-11 | -1.6856e-10 | 0 | 0 | 0 | 0 | 0 | 0 | 0.99095 | 0.99459 | 1.0009 | 0.99095 | 0.99459 | 1.0009 | -0.41987 | -119.8781 | 119.671 | -0.41987 | -119.8781 | 119.671
Line2_1_4 | 0 | 0 | 0 | 0 | 0 | 0 | 0 | 0 | 0 | 0 | 0 | 0 | -6.5583e-11 | -3.9455e-11 | 6.6636e-12 | 6.5583e-11 | 3.9455e-11 | -6.6636e-12 | 5.3253e-11 | -1.5514e-11 | 4.2141e-11 | -5.3253e-11 | 1.5514e-11 | -4.2141e-11 | 0 | 0 | 0 | 0 | 0 | 0 | 0.99095 | 0.99459 | 1.0009 | 0.99095 | 0.99459 | 1.0009 | -0.41987 | -119.8781 | 119.671 | -0.41987 | -119.8781 | 119.671
Line3_1_5 | 0 | 0 | 0 | 0 | 0 | 0 | 0 | 0 | 0 | 0 | 0 | 0 | -6.5583e-11 | -3.9455e-11 | 6.6636e-12 | 6.5583e-11 | 3.9455e-11 | -6.6636e-12 | 5.3253e-11 | -1.5514e-11 | 4.2141e-11 | -5.3253e-11 | 1.5514e-11 | -4.2141e-11 | 0 | 0 | 0 | 0 | 0 | 0 | 0.99095 | 0.99459 | 1.0009 | 0.99095 | 0.99459 | 1.0009 | -0.41987 | -119.8781 | 119.671 | -0.41987 | -119.8781 | 119.671
Line4_2_6 | 0 | 0 | 0 | 0 | 0 | 0 | 0 | 0 | 0 | 0 | 0 | 0 | -1.6396e-10 | -9.8638e-11 | 1.6659e-11 | 1.6396e-10 | 9.8638e-11 | -1.6659e-11 | 1.3313e-10 | -3.8785e-11 | 1.0535e-10 | -1.3313e-10 | 3.8785e-11 | -1.0535e-10 | 0 | 0 | 0 | 0 | 0 | 0 | 0.99095 | 0.99459 | 1.0009 | 0.99095 | 0.99459 | 1.0009 | -0.41987 | -119.8781 | 119.671 | -0.41987 | -119.8781 | 119.671
Line5_6_7 | 0 | 0 | 0 | 0 | 0 | 0 | 0 | 0 | 0 | 0 | 0 | 0 | -1.3117e-10 | -7.891e-11 | 1.3327e-11 | 1.3117e-10 | 7.891e-11 | -1.3327e-11 | 1.0651e-10 | -3.1028e-11 | 8.4281e-11 | -1.0651e-10 | 3.1028e-11 | -8.4281e-11 | 0 | 0 | 0 | 0 | 0 | 0 | 0.99095 | 0.99459 | 1.0009 | 0.99095 | 0.99459 | 1.0009 | -0.41987 | -119.8781 | 119.671 | -0.41987 | -119.8781 | 119.671
Line6_7_8 | 0 | 0 | 0 | 0 | 0 | 0 | 0 | 0 | 0 | 0 | 0 | 0 | -9.8374e-11 | -5.9183e-11 | 9.9954e-12 | 9.8374e-11 | 5.9183e-11 | -9.9954e-12 | 7.988e-11 | -2.3271e-11 | 6.3211e-11 | -7.988e-11 | 2.3271e-11 | -6.3211e-11 | 0 | 0 | 0 | 0 | 0 | 0 | 0.99095 | 0.99459 | 1.0009 | 0.99095 | 0.99459 | 1.0009 | -0.41987 | -119.8781 | 119.671 | -0.41987 | -119.8781 | 119.671
Line7_8_9 | 0 | 0 | 0 | 0 | 0 | 0 | 0 | 0 | 0 | 0 | 0 | 0 | -3.2791e-11 | -1.9728e-11 | 3.3318e-12 | 3.2791e-11 | 1.9728e-11 | -3.3318e-12 | 2.6627e-11 | -7.757e-12 | 2.107e-11 | -2.6627e-11 | 7.757e-12 | -2.107e-11 | 0 | 0 | 0 | 0 | 0 | 0 | 0.99095 | 0.99459 | 1.0009 | 0.99095 | 0.99459 | 1.0009 | -0.41987 | -119.8781 | 119.671 | -0.41987 | -119.8781 | 119.671
Line8_8_10 | 0 | 0 | 0 | 0 | 0 | 0 | 0 | 0 | 0 | 0 | 0 | 0 | -3.2791e-11 | -1.9728e-11 | 3.3318e-12 | 3.2791e-11 | 1.9728e-11 | -3.3318e-12 | 2.6627e-11 | -7.757e-12 | 2.107e-11 | -2.6627e-11 | 7.757e-12 | -2.107e-11 | 0 | 0 | 0 | 0 | 0 | 0 | 0.99095 | 0.99459 | 1.0009 | 0.99095 | 0.99459 | 1.0009 | -0.41987 | -119.8781 | 119.671 | -0.41987 | -119.8781 | 119.671
Line9_3_11 | 0 | 0 | 0 | 0 | 0 | 0 | 0 | 0 | 0 | 0 | 0 | 0 | -2.2954e-10 | -1.3809e-10 | 2.3323e-11 | 2.2954e-10 | 1.3809e-10 | -2.3323e-11 | 1.8639e-10 | -5.4299e-11 | 1.4749e-10 | -1.8639e-10 | 5.4299e-11 | -1.4749e-10 | 0 | 0 | 0 | 0 | 0 | 0 | 0.99095 | 0.99459 | 1.0009 | 0.99095 | 0.99459 | 1.0009 | -0.41987 | -119.8781 | 119.671 | -0.41987 | -119.8781 | 119.671

## LLG_max_6
name | pf_ikss_a_from_ka | pf_ikss_b_from_ka | pf_ikss_c_from_ka | pf_ikss_a_to_ka | pf_ikss_b_to_ka | pf_ikss_c_to_ka | pf_skss_a_from_mw | pf_skss_b_from_mw | pf_skss_c_from_mw | pf_skss_a_to_mw | pf_skss_b_to_mw | pf_skss_c_to_mw | pf_p_a_from_mw | pf_p_b_from_mw | pf_p_c_from_mw | pf_p_a_to_mw | pf_p_b_to_mw | pf_p_c_to_mw | pf_q_a_from_mvar | pf_q_b_from_mvar | pf_q_c_from_mvar | pf_q_a_to_mvar | pf_q_b_to_mvar | pf_q_c_to_mvar | pf_ikss_a_from_degree | pf_ikss_b_from_degree | pf_ikss_c_from_degree | pf_ikss_a_to_degree | pf_ikss_b_to_degree | pf_ikss_c_to_degree | pf_vm_a_from_pu | pf_vm_b_from_pu | pf_vm_c_from_pu | pf_vm_a_to_pu | pf_vm_b_to_pu | pf_vm_c_to_pu | pf_va_a_from_degree | pf_va_b_from_degree | pf_va_c_from_degree | pf_va_a_to_degree | pf_va_b_to_degree | pf_va_c_to_degree
Line0_1_2 | 0 | 0 | 0 | 0 | 0 | 0 | 0 | 0 | 0 | 0 | 0 | 0 | -5.6078e-09 | -2.0191e-09 | -2.0034e-09 | 5.6078e-09 | 2.0191e-09 | 2.0034e-09 | -1.3622e-11 | 7.6728e-09 | -7.7e-09 | 1.3622e-11 | -7.6728e-09 | 7.7e-09 | 0 | 0 | 0 | 0 | 0 | 0 | 0.76817 | 0.38479 | 0.38572 | 0.76817 | 0.38479 | 0.38572 | 0.041983 | -175.4837 | 175.5785 | 0.041983 | -175.4837 | 175.5785
Line10_11_12 | 0.1732 | 0.1732 | 0.17321 | 0.1732 | 0.1732 | 0.17321 | 0.04 | 0.04 | 0.04 | 0.04 | 0.04 | 0.04 | -0.003635 | -0.014087 | 0.011196 | 0.003935 | 0.014387 | -0.010896 | -0.031777 | -0.0086163 | -0.011145 | 0.032377 | 0.0092163 | 0.011745 | 95.7105 | -24.2893 | -144.2894 | -84.2895 | 155.7107 | 35.7106 | 0.7996 | 0.41283 | 0.39494 | 0.81537 | 0.42715 | 0.40052 | -0.8153 | -172.8375 | 170.8429 | -1.2191 | -171.6459 | 168.5646
Line11_12_13 | 0.1732 | 0.1732 | 0.17321 | 0.1732 | 0.1732 | 0.17321 | 0.04 | 0.04 | 0.04 | 0.04 | 0.04 | 0.04 | -0.003935 | -0.014387 | 0.010896 | 0.004235 | 0.014687 | -0.010596 | -0.032377 | -0.0092163 | -0.011745 | 0.032977 | 0.0098163 | 0.012345 | 95.7105 | -24.2893 | -144.2894 | -84.2895 | 155.7107 | 35.7106 | 0.81537 | 0.42715 | 0.40052 | 0.83119 | 0.44164 | 0.40672 | -1.2191 | -171.6459 | 168.5646 | -1.6076 | -170.532 | 166.3523
Line12_13_15 | 0 | 0 | 0 | 0 | 0 | 0 | 0 | 0 | 0 | 0 | 0 | 0 | -2.4538e-09 | -1.2513e-09 | -1.5772e-09 | 2.4538e-09 | 1.2513e-09 | 1.5772e-09 | 2.8215e-10 | 4.1253e-09 | -3.561e-09 | -2.8215e-10 | -4.1253e-09 | 3.561e-09 | 0 | 0 | 0 | 0 | 0 | 0 | 0.83119 | 0.44164 | 0.40672 | 0.83119 | 0.44164 | 0.40672 | -1.6076 | -170.532 | 166.3523 | -1.6076 | -170.532 | 166.3523
Line13_13_14 | 0.1732 | 0.1732 | 0.17321 | 0.1732 | 0.1732 | 0.17321 | 0.04 | 0.04 | 0.04 | 0.04 | 0.04 | 0.04 | -0.004235 | -0.014687 | 0.010596 | 0.004535 | 0.014987 | -0.010296 | -0.032977 | -0.0098163 | -0.012345 | 0.033577 | 0.010416 | 0.012945 | 95.7105 | -24.2893 | -144.2894 | -84.2895 | 155.7107 | 35.7106 | 0.83119 | 0.44164 | 0.40672 | 0.84704 | 0.45629 | 0.41351 | -1.6076 | -170.532 | 166.3523 | -1.9815 | -169.4893 | 164.2095
Line14_15_16 | 0 | 0 | 0 | 0 | 0 | 0 | 0 | 0 | 0 | 0 | 0 | 0 | -1.6359e-09 | -8.342e-10 | -1.0514e-09 | 1.6359e-09 | 8.342e-10 | 1.0514e-09 | 1.881e-10 | 2.7502e-09 | -2.374e-09 | -1.881e-10 | -2.7502e-09 | 2.374e-09 | 0 | 0 | 0 | 0 | 0 | 0 | 0.83119 | 0.44164 | 0.40672 | 0.83119 | 0.44164 | 0.40672 | -1.6076 | -170.532 | 166.3523 | -1.6076 | -170.532 | 166.3523
Line15_16_17 | 0 | 0 | 0 | 0 | 0 | 0 | 0 | 0 | 0 | 0 | 0 | 0 | -8.1794e-10 | -4.171e-10 | -5.2572e-10 | 8.1794e-10 | 4.171e-10 | 5.2572e-10 | 9.405e-11 | 1.3751e-09 | -1.187e-09 | -9.405e-11 | -1.3751e-09 | 1.187e-09 | 0 | 0 | 0 | 0 | 0 | 0 | 0.83119 | 0.44164 | 0.40672 | 0.83119 | 0.44164 | 0.40672 | -1.6076 | -170.532 | 166.3523 | -1.6076 | -170.532 | 166.3523
Line16_4_18 | 0 | 0 | 0 | 0 | 0 | 0 | 0 | 0 | 0 | 0 | 0 | 0 | -9.0856e-10 | -3.5976e-10 | -3.8495e-10 | 9.0856e-10 | 3.5976e-10 | 3.8495e-10 | 2.181e-11 | 1.3029e-09 | -1.2593e-09 | -2.181e-11 | -1.3029e-09 | 1.2593e-09 | 0 | 0 | 0 | 0 | 0 | 0 | 0.78386 | 0.39871 | 0.39 | 0.78386 | 0.39871 | 0.39 | -0.39525 | -174.1141 | 173.1827 | -0.39525 | -174.1141 | 173.1827
Line17_5_19 | 0 | 0 | 0 | 0 | 0 | 0 | 0 | 0 | 0 | 0 | 0 | 0 | -9.3464e-10 | -3.3652e-10 | -3.339e-10 | 9.3464e-10 | 3.3652e-10 | 3.339e-10 | -2.2699e-12 | 1.2788e-09 | -1.2833e-09 | 2.2699e-12 | -1.2788e-09 | 1.2833e-09 | 0 | 0 | 0 | 0 | 0 | 0 | 0.76817 | 0.38479 | 0.38572 | 0.76817 | 0.38479 | 0.38572 | 0.041983 | -175.4837 | 175.5785 | 0.041983 | -175.4837 | 175.5785
Line1_1_3 | 0.1732 | 0.1732 | 0.17321 | 0.1732 | 0.1732 | 0.17321 | 0.04 | 0.04 | 0.04 | 0.04 | 0.04 | 0.04 | -0.003035 | -0.013487 | 0.011796 | 0.003335 | 0.013787 | -0.011496 | -0.030577 | -0.0074163 | -0.0099447 | 0.031177 | 0.0080163 | 0.010545 | 95.7105 | -24.2892 | -144.2894 | -84.2895 | 155.7108 | 35.7106 | 0.76817 | 0.38479 | 0.38572 | 0.78386 | 0.39871 | 0.39 | 0.041983 | -175.4837 | 175.5785 | -0.39525 | -174.1141 | 173.1827
Line2_1_4 | 0.1732 | 0.1732 | 0.17321 | 0.1732 | 0.1732 | 0.17321 | 0.04 | 0.04 | 0.04 | 0.04 | 0.04 | 0.04 | -0.003035 | -0.013487 | 0.011796 | 0.003335 | 0.013787 | -0.011496 | -0.030577 | -0.0074163 | -0.0099447 | 0.031177 | 0.0080163 | 0.010545 | 95.7105 | -24.2893 | -144.2894 | -84.2895 | 155.7107 | 35.7106 | 0.76817 | 0.38479 | 0.38572 | 0.78386 | 0.39871 | 0.39 | 0.041983 | -175.4837 | 175.5785 | -0.39525 | -174.1141 | 173.1827
Line3_1_5 | 0 | 0 | 0 | 0 | 0 | 0 | 0 | 0 | 0 | 0 | 0 | 0 | -1.8693e-09 | -6.7303e-10 | -6.6779e-10 | 1.8693e-09 | 6.7303e-10 | 6.6779e-10 | -4.5402e-12 | 2.5576e-09 | -2.5667e-09 | 4.5404e-12 | -2.5576e-09 | 2.5667e-09 | 0 | 0 | 0 | 0 | 0 | 0 | 0.76817 | 0.38479 | 0.38572 | 0.76817 | 0.38479 | 0.38572 | 0.041983 | -175.4837 | 175.5785 | 0.041983 | -175.4837 | 175.5785
Line4_2_6 | 0 | 0 | 0 | 0 | 0 | 0 | 0 | 0 | 0 | 0 | 0 | 0 | -4.6732e-09 | -1.6826e-09 | -1.6695e-09 | 4.6732e-09 | 1.6826e-09 | 1.6695e-09 | -1.1352e-11 | 6.394e-09 | -6.4167e-09 | 1.1352e-11 | -6.394e-09 | 6.4167e-09 | 0 | 0 | 0 | 0 | 0 | 0 | 0.76817 | 0.38479 | 0.38572 | 0.76817 | 0.38479 | 0.38572 | 0.041983 | -175.4837 | 175.5785 | 0.041983 | -175.4837 | 175.5785
Line5_6_7 | 0 | 0 | 0 | 0 | 0 | 0 | 0 | 0 | 0 | 0 | 0 | 0 | -3.7385e-09 | -1.3461e-09 | -1.3356e-09 | 3.7385e-09 | 1.3461e-09 | 1.3356e-09 | -9.0807e-12 | 5.1152e-09 | -5.1333e-09 | 9.0809e-12 | -5.1152e-09 | 5.1333e-09 | 0 | 0 | 0 | 0 | 0 | 0 | 0.76817 | 0.38479 | 0.38572 | 0.76817 | 0.38479 | 0.38572 | 0.041983 | -175.4837 | 175.5785 | 0.041983 | -175.4837 | 175.5785
Line6_7_8 | 0 | 0 | 0 | 0 | 0 | 0 | 0 | 0 | 0 | 0 | 0 | 0 | -2.8039e-09 | -1.0096e-09 | -1.0017e-09 | 2.8039e-09 | 1.0096e-09 | 1.0017e-09 | -6.8109e-12 | 3.8364e-09 | -3.85e-09 | 6.8111e-12 | -3.8364e-09 | 3.85e-09 | 0 | 0 | 0 | 0 | 0 | 0 | 0.76817 | 0.38479 | 0.38572 | 0.76817 | 0.38479 | 0.38572 | 0.041983 | -175.4837 | 175.5785 | 0.041983 | -175.4837 | 175.5785
Line7_8_9 | 0 | 0 | 0 | 0 | 0 | 0 | 0 | 0 | 0 | 0 | 0 | 0 | -9.3464e-10 | -3.3652e-10 | -3.339e-10 | 9.3464e-10 | 3.3652e-10 | 3.339e-10 | -2.2702e-12 | 1.2788e-09 | -1.2833e-09 | 2.2705e-12 | -1.2788e-09 | 1.2833e-09 | 0 | 0 | 0 | 0 | 0 | 0 | 0.76817 | 0.38479 | 0.38572 | 0.76817 | 0.38479 | 0.38572 | 0.041983 | -175.4837 | 175.5785 | 0.041984 | -175.4837 | 175.5785
Line8_8_10 | 0 | 0 | 0 | 0 | 0 | 0 | 0 | 0 | 0 | 0 | 0 | 0 | -9.3464e-10 | -3.3652e-10 | -3.339e-10 | 9.3464e-10 | 3.3652e-10 | 3.339e-10 | -2.27e-12 | 1.2788e-09 | -1.2833e-09 | 2.2703e-12 | -1.2788e-09 | 1.2833e-09 | 0 | 0 | 0 | 0 | 0 | 0 | 0.76817 | 0.38479 | 0.38572 | 0.76817 | 0.38479 | 0.38572 | 0.041983 | -175.4837 | 175.5785 | 0.041984 | -175.4837 | 175.5785
Line9_3_11 | 0.1732 | 0.1732 | 0.17321 | 0.1732 | 0.1732 | 0.17321 | 0.04 | 0.04 | 0.04 | 0.04 | 0.04 | 0.04 | -0.003335 | -0.013787 | 0.011496 | 0.003635 | 0.014087 | -0.011196 | -0.031177 | -0.0080163 | -0.010545 | 0.031777 | 0.0086163 | 0.011145 | 95.7105 | -24.2892 | -144.2894 | -84.2895 | 155.7108 | 35.7106 | 0.78386 | 0.39871 | 0.39 | 0.7996 | 0.41283 | 0.39494 | -0.39525 | -174.1141 | 173.1827 | -0.8153 | -172.8375 | 170.8429

## LLG_max_10
name | pf_ikss_a_from_ka | pf_ikss_b_from_ka | pf_ikss_c_from_ka | pf_ikss_a_to_ka | pf_ikss_b_to_ka | pf_ikss_c_to_ka | pf_skss_a_from_mw | pf_skss_b_from_mw | pf_skss_c_from_mw | pf_skss_a_to_mw | pf_skss_b_to_mw | pf_skss_c_to_mw | pf_p_a_from_mw | pf_p_b_from_mw | pf_p_c_from_mw | pf_p_a_to_mw | pf_p_b_to_mw | pf_p_c_to_mw | pf_q_a_from_mvar | pf_q_b_from_mvar | pf_q_c_from_mvar | pf_q_a_to_mvar | pf_q_b_to_mvar | pf_q_c_to_mvar | pf_ikss_a_from_degree | pf_ikss_b_from_degree | pf_ikss_c_from_degree | pf_ikss_a_to_degree | pf_ikss_b_to_degree | pf_ikss_c_to_degree | pf_vm_a_from_pu | pf_vm_b_from_pu | pf_vm_c_from_pu | pf_vm_a_to_pu | pf_vm_b_to_pu | pf_vm_c_to_pu | pf_va_a_from_degree | pf_va_b_from_degree | pf_va_c_from_degree | pf_va_a_to_degree | pf_va_b_to_degree | pf_va_c_to_degree
Line0_1_2 | 0 | 0 | 0 | 0 | 0 | 0 | 0 | 0 | 0 | 0 | 0 | 0 | -5.5919e-09 | -2.0435e-09 | -2.027e-09 | 5.5919e-09 | 2.0435e-09 | 2.027e-09 | -1.427e-11 | 7.6721e-09 | -7.7006e-09 | 1.427e-11 | -7.6721e-09 | 7.7006e-09 | 0 | 0 | 0 | 0 | 0 | 0 | 0.76982 | 0.38571 | 0.38668 | 0.76982 | 0.38571 | 0.38668 | 0.043888 | -175.2794 | 175.379 | 0.043888 | -175.2794 | 175.379
Line10_11_12 | 0.1732 | 0.1732 | 0.17321 | 0.1732 | 0.1732 | 0.17321 | 0.04 | 0.04 | 0.04 | 0.04 | 0.04 | 0.04 | -0.0036405 | -0.014093 | 0.011191 | 0.0039405 | 0.014393 | -0.010891 | -0.031842 | -0.0086821 | -0.011211 | 0.032442 | 0.0092821 | 0.011811 | 95.7105 | -24.2893 | -144.2894 | -84.2895 | 155.7107 | 35.7106 | 0.80125 | 0.41381 | 0.396 | 0.81702 | 0.42815 | 0.40163 | -0.8117 | -172.6531 | 170.6601 | -1.2148 | -171.4704 | 168.3906
Line11_12_13 | 0.1732 | 0.1732 | 0.17321 | 0.1732 | 0.1732 | 0.17321 | 0.04 | 0.04 | 0.04 | 0.04 | 0.04 | 0.04 | -0.0039405 | -0.014393 | 0.010891 | 0.0042405 | 0.014693 | -0.010591 | -0.032442 | -0.0092821 | -0.011811 | 0.033042 | 0.0098821 | 0.012411 | 95.7105 | -24.2893 | -144.2894 | -84.2895 | 155.7107 | 35.7106 | 0.81702 | 0.42815 | 0.40163 | 0.83283 | 0.44267 | 0.40788 | -1.2148 | -171.4704 | 168.3906 | -1.6026 | -170.3649 | 166.1871
Line12_13_15 | 0 | 0 | 0 | 0 | 0 | 0 | 0 | 0 | 0 | 0 | 0 | 0 | -2.4436e-09 | -1.2612e-09 | -1.5867e-09 | 2.4436e-09 | 1.2612e-09 | 1.5867e-09 | 2.8182e-10 | 4.125e-09 | -3.5614e-09 | -2.8182e-10 | -4.125e-09 | 3.5614e-09 | 0 | 0 | 0 | 0 | 0 | 0 | 0.83283 | 0.44267 | 0.40788 | 0.83283 | 0.44267 | 0.40788 | -1.6026 | -170.3649 | 166.1871 | -1.6026 | -170.3649 | 166.1871
Line13_13_14 | 0.1732 | 0.1732 | 0.17321 | 0.1732 | 0.1732 | 0.17321 | 0.04 | 0.04 | 0.04 | 0.04 | 0.04 | 0.04 | -0.0042405 | -0.014693 | 0.010591 | 0.0045405 | 0.014993 | -0.010291 | -0.033042 | -0.0098821 | -0.012411 | 0.033642 | 0.010482 | 0.013011 | 95.7105 | -24.2893 | -144.2894 | -84.2895 | 155.7107 | 35.7106 | 0.83283 | 0.44267 | 0.40788 | 0.84869 | 0.45734 | 0.41471 | -1.6026 | -170.3649 | 166.1871 | -1.9759 | -169.3299 | 164.0531
Line14_15_16 | 0 | 0 | 0 | 0 | 0 | 0 | 0 | 0 | 0 | 0 | 0 | 0 | -1.6291e-09 | -8.4083e-10 | -1.0578e-09 | 1.6291e-09 | 8.4083e-10 | 1.0578e-09 | 1.8788e-10 | 2.75e-09 | -2.3742e-09 | -1.8788e-10 | -2.75e-09 | 2.3742e-09 | 0 | 0 | 0 | 0 | 0 | 0 | 0.83283 | 0.44267 | 0.40788 | 0.83283 | 0.44267 | 0.40788 | -1.6026 | -170.3649 | 166.1871 | -1.6026 | -170.3649 | 166.1871
Line15_16_17 | 0 | 0 | 0 | 0 | 0 | 0 | 0 | 0 | 0 | 0 | 0 | 0 | -8.1454e-10 | -4.2041e-10 | -5.2891e-10 | 8.1454e-10 | 4.2041e-10 | 5.2891e-10 | 9.3942e-11 | 1.375e-09 | -1.1871e-09 | -9.3941e-11 | -1.375e-09 | 1.1871e-09 | 0 | 0 | 0 | 0 | 0 | 0 | 0.83283 | 0.44267 | 0.40788 | 0.83283 | 0.44267 | 0.40788 | -1.6026 | -170.3649 | 166.1871 | -1.6026 | -170.3649 | 166.1871
Line16_4_18 | 0 | 0 | 0 | 0 | 0 | 0 | 0 | 0 | 0 | 0 | 0 | 0 | -9.0572e-10 | -3.6364e-10 | -3.887e-10 | 9.0572e-10 | 3.6364e-10 | 3.887e-10 | 2.1702e-11 | 1.3028e-09 | -1.2594e-09 | -2.1702e-11 | -1.3028e-09 | 1.2594e-09 | 0 | 0 | 0 | 0 | 0 | 0 | 0.78551 | 0.39965 | 0.39101 | 0.78551 | 0.39965 | 0.39101 | -0.39246 | -173.9201 | 172.9914 | -0.39246 | -173.9201 | 172.9914
Line17_5_19 | 0 | 0 | 0 | 0 | 0 | 0 | 0 | 0 | 0 | 0 | 0 | 0 | -9.3199e-10 | -3.4059e-10 | -3.3784e-10 | 9.3199e-10 | 3.4059e-10 | 3.3784e-10 | -2.3781e-12 | 1.2787e-09 | -1.2834e-09 | 2.3782e-12 | -1.2787e-09 | 1.2834e-09 | 0 | 0 | 0 | 0 | 0 | 0 | 0.76982 | 0.38571 | 0.38668 | 0.76982 | 0.38571 | 0.38668 | 0.043888 | -175.2794 | 175.379 | 0.043888 | -175.2794 | 175.379
Line1_1_3 | 0.1732 | 0.1732 | 0.17321 | 0.1732 | 0.1732 | 0.17321 | 0.04 | 0.04 | 0.04 | 0.04 | 0.04 | 0.04 | -0.0030405 | -0.013493 | 0.011791 | 0.0033405 | 0.013793 | -0.011491 | -0.030642 | -0.0074821 | -0.010011 | 0.031242 | 0.0080821 | 0.010611 | 95.7105 | -24.2892 | -144.2894 | -84.2895 | 155.7108 | 35.7106 | 0.76982 | 0.38571 | 0.38668 | 0.78551 | 0.39965 | 0.39101 | 0.043888 | -175.2794 | 175.379 | -0.39246 | -173.9201 | 172.9914
Line2_1_4 | 0.1732 | 0.1732 | 0.17321 | 0.1732 | 0.1732 | 0.17321 | 0.04 | 0.04 | 0.04 | 0.04 | 0.04 | 0.04 | -0.0030405 | -0.013493 | 0.011791 | 0.0033405 | 0.013793 | -0.011491 | -0.030642 | -0.0074821 | -0.010011 | 0.031242 | 0.0080821 | 0.010611 | 95.7105 | -24.2893 | -144.2894 | -84.2895 | 155.7107 | 35.7106 | 0.76982 | 0.38571 | 0.38668 | 0.78551 | 0.39965 | 0.39101 | 0.043888 | -175.2794 | 175.379 | -0.39246 | -173.9201 | 172.9914
Line3_1_5 | 0 | 0 | 0 | 0 | 0 | 0 | 0 | 0 | 0 | 0 | 0 | 0 | -1.864e-09 | -6.8118e-10 | -6.7568e-10 | 1.864e-09 | 6.8118e-10 | 6.7568e-10 | -4.7565e-12 | 2.5574e-09 | -2.5669e-09 | 4.7566e-12 | -2.5574e-09 | 2.5669e-09 | 0 | 0 | 0 | 0 | 0 | 0 | 0.76982 | 0.38571 | 0.38668 | 0.76982 | 0.38571 | 0.38668 | 0.043888 | -175.2794 | 175.379 | 0.043888 | -175.2794 | 175.379
Line4_2_6 | 0 | 0 | 0 | 0 | 0 | 0 | 0 | 0 | 0 | 0 | 0 | 0 | -4.6599e-09 | -1.7029e-09 | -1.6892e-09 | 4.6599e-09 | 1.7029e-09 | 1.6892e-09 | -1.1892e-11 | 6.3934e-09 | -6.4172e-09 | 1.1892e-11 | -6.3934e-09 | 6.4172e-09 | 0 | 0 | 0 | 0 | 0 | 0 | 0.76982 | 0.38571 | 0.38668 | 0.76982 | 0.38571 | 0.38668 | 0.043888 | -175.2794 | 175.379 | 0.043888 | -175.2794 | 175.379
Line5_6_7 | 0 | 0 | 0 | 0 | 0 | 0 | 0 | 0 | 0 | 0 | 0 | 0 | -3.7279e-09 | -1.3624e-09 | -1.3514e-09 | 3.7279e-09 | 1.3624e-09 | 1.3514e-09 | -9.5133e-12 | 5.1147e-09 | -5.1338e-09 | 9.5137e-12 | -5.1147e-09 | 5.1338e-09 | 0 | 0 | 0 | 0 | 0 | 0 | 0.76982 | 0.38571 | 0.38668 | 0.76982 | 0.38571 | 0.38668 | 0.043888 | -175.2794 | 175.379 | 0.043888 | -175.2794 | 175.379
Line6_7_8 | 0 | 0 | 0 | 0 | 0 | 0 | 0 | 0 | 0 | 0 | 0 | 0 | -2.796e-09 | -1.0218e-09 | -1.0135e-09 | 2.796e-09 | 1.0218e-09 | 1.0135e-09 | -7.135e-12 | 3.8361e-09 | -3.8503e-09 | 7.1353e-12 | -3.8361e-09 | 3.8503e-09 | 0 | 0 | 0 | 0 | 0 | 0 | 0.76982 | 0.38571 | 0.38668 | 0.76982 | 0.38571 | 0.38668 | 0.043888 | -175.2794 | 175.379 | 0.043888 | -175.2794 | 175.379
Line7_8_9 | 0 | 0 | 0 | 0 | 0 | 0 | 0 | 0 | 0 | 0 | 0 | 0 | -9.3199e-10 | -3.4059e-10 | -3.3784e-10 | 9.3199e-10 | 3.4059e-10 | 3.3784e-10 | -2.3781e-12 | 1.2787e-09 | -1.2834e-09 | 2.3782e-12 | -1.2787e-09 | 1.2834e-09 | 0 | 0 | 0 | 0 | 0 | 0 | 0.76982 | 0.38571 | 0.38668 | 0.76982 | 0.38571 | 0.38668 | 0.043888 | -175.2794 | 175.379 | 0.043888 | -175.2794 | 175.379
Line8_8_10 | 0 | 0 | 0 | 0 | 0 | 0 | 0 | 0 | 0 | 0 | 0 | 0 | -9.3199e-10 | -3.4059e-10 | -3.3784e-10 | 9.3199e-10 | 3.4059e-10 | 3.3784e-10 | -2.3781e-12 | 1.2787e-09 | -1.2834e-09 | 2.3781e-12 | -1.2787e-09 | 1.2834e-09 | 0 | 0 | 0 | 0 | 0 | 0 | 0.76982 | 0.38571 | 0.38668 | 0.76982 | 0.38571 | 0.38668 | 0.043888 | -175.2794 | 175.379 | 0.043888 | -175.2794 | 175.379
Line9_3_11 | 0.1732 | 0.1732 | 0.17321 | 0.1732 | 0.1732 | 0.17321 | 0.04 | 0.04 | 0.04 | 0.04 | 0.04 | 0.04 | -0.0033405 | -0.013793 | 0.011491 | 0.0036405 | 0.014093 | -0.011191 | -0.031242 | -0.0080821 | -0.010611 | 0.031842 | 0.0086821 | 0.011211 | 95.7105 | -24.2892 | -144.2894 | -84.2895 | 155.7108 | 35.7106 | 0.78551 | 0.39965 | 0.39101 | 0.80125 | 0.41381 | 0.396 | -0.39246 | -173.9201 | 172.9914 | -0.8117 | -172.6531 | 170.6601

## LLG_max_fault_6
name | pf_ikss_a_from_ka | pf_ikss_b_from_ka | pf_ikss_c_from_ka | pf_ikss_a_to_ka | pf_ikss_b_to_ka | pf_ikss_c_to_ka | pf_skss_a_from_mw | pf_skss_b_from_mw | pf_skss_c_from_mw | pf_skss_a_to_mw | pf_skss_b_to_mw | pf_skss_c_to_mw | pf_p_a_from_mw | pf_p_b_from_mw | pf_p_c_from_mw | pf_p_a_to_mw | pf_p_b_to_mw | pf_p_c_to_mw | pf_q_a_from_mvar | pf_q_b_from_mvar | pf_q_c_from_mvar | pf_q_a_to_mvar | pf_q_b_to_mvar | pf_q_c_to_mvar | pf_ikss_a_from_degree | pf_ikss_b_from_degree | pf_ikss_c_from_degree | pf_ikss_a_to_degree | pf_ikss_b_to_degree | pf_ikss_c_to_degree | pf_vm_a_from_pu | pf_vm_b_from_pu | pf_vm_c_from_pu | pf_vm_a_to_pu | pf_vm_b_to_pu | pf_vm_c_to_pu | pf_va_a_from_degree | pf_va_b_from_degree | pf_va_c_from_degree | pf_va_a_to_degree | pf_va_b_to_degree | pf_va_c_to_degree
Line0_1_2 | 0 | 0 | 0 | 0 | 0 | 0 | 0 | 0 | 0 | 0 | 0 | 0 | 7.5948e-10 | 6.723e-10 | 5.1526e-10 | -7.5948e-10 | -6.723e-10 | -5.1526e-10 | 7.1733e-11 | 2.9193e-10 | 1.076e-10 | -7.1733e-11 | -2.9193e-10 | -1.076e-10 | 0 | 0 | 0 | 0 | 0 | 0 | 1.1305 | 1.1271 | 1.1209 | 1.1305 | 1.1271 | 1.1209 | -0.15022 | -120.6133 | 119.7727 | -0.15022 | -120.6133 | 119.7727
Line10_11_12 | 0.1732 | 0.1732 | 0.17321 | 0.1732 | 0.1732 | 0.17321 | 0.04 | 0.04 | 0.04 | 0.04 | 0.04 | 0.04 | -0.0052176 | -0.0055657 | -0.0052382 | 0.0055176 | 0.0058657 | 0.0055382 | -0.046185 | -0.046008 | -0.045795 | 0.046785 | 0.046608 | 0.046395 | 95.7106 | -24.2894 | -144.2894 | -84.2894 | 155.7106 | 35.7106 | 1.162 | 1.1586 | 1.1523 | 1.1777 | 1.1744 | 1.1681 | -0.73496 | -121.1871 | 119.1852 | -1.0156 | -121.4625 | 118.9033
Line11_12_13 | 0.1732 | 0.1732 | 0.17321 | 0.1732 | 0.1732 | 0.17321 | 0.04 | 0.04 | 0.04 | 0.04 | 0.04 | 0.04 | -0.0055176 | -0.0058657 | -0.0055382 | 0.0058176 | 0.0061657 | 0.0058382 | -0.046785 | -0.046608 | -0.046395 | 0.047385 | 0.047208 | 0.046995 | 95.7106 | -24.2894 | -144.2894 | -84.2894 | 155.7106 | 35.7106 | 1.1777 | 1.1744 | 1.1681 | 1.1935 | 1.1902 | 1.1839 | -1.0156 | -121.4625 | 118.9033 | -1.2888 | -121.7306 | 118.629
Line12_13_15 | 0 | 0 | 0 | 0 | 0 | 0 | 0 | 0 | 0 | 0 | 0 | 0 | 1.2314e-09 | 1.1877e-09 | 1.0968e-09 | -1.2314e-09 | -1.1877e-09 | -1.0968e-09 | 3.2482e-10 | 4.3492e-10 | 3.4276e-10 | -3.2482e-10 | -4.3492e-10 | -3.4276e-10 | 0 | 0 | 0 | 0 | 0 | 0 | 1.1935 | 1.1902 | 1.1839 | 1.1935 | 1.1902 | 1.1839 | -1.2888 | -121.7306 | 118.629 | -1.2888 | -121.7306 | 118.629
Line13_13_14 | 0.1732 | 0.1732 | 0.17321 | 0.1732 | 0.1732 | 0.17321 | 0.04 | 0.04 | 0.04 | 0.04 | 0.04 | 0.04 | -0.0058176 | -0.0061657 | -0.0058382 | 0.0061176 | 0.0064657 | 0.0061382 | -0.047385 | -0.047208 | -0.046995 | 0.047985 | 0.047808 | 0.047595 | 95.7106 | -24.2894 | -144.2894 | -84.2894 | 155.7106 | 35.7106 | 1.1935 | 1.1902 | 1.1839 | 1.2093 | 1.2061 | 1.1997 | -1.2888 | -121.7306 | 118.629 | -1.5549 | -121.9916 | 118.3618
Line14_15_16 | 0 | 0 | 0 | 0 | 0 | 0 | 0 | 0 | 0 | 0 | 0 | 0 | 8.2094e-10 | 7.9181e-10 | 7.3118e-10 | -8.2094e-10 | -7.9181e-10 | -7.3118e-10 | 2.1655e-10 | 2.8995e-10 | 2.2851e-10 | -2.1655e-10 | -2.8995e-10 | -2.2851e-10 | 0 | 0 | 0 | 0 | 0 | 0 | 1.1935 | 1.1902 | 1.1839 | 1.1935 | 1.1902 | 1.1839 | -1.2888 | -121.7306 | 118.629 | -1.2888 | -121.7306 | 118.629
Line15_16_17 | 0 | 0 | 0 | 0 | 0 | 0 | 0 | 0 | 0 | 0 | 0 | 0 | 4.1047e-10 | 3.9591e-10 | 3.6559e-10 | -4.1047e-10 | -3.9591e-10 | -3.6559e-10 | 1.0827e-10 | 1.4497e-10 | 1.1425e-10 | -1.0827e-10 | -1.4497e-10 | -1.1425e-10 | 0 | 0 | 0 | 0 | 0 | 0 | 1.1935 | 1.1902 | 1.1839 | 1.1935 | 1.1902 | 1.1839 | -1.2888 | -121.7306 | 118.629 | -1.2888 | -121.7306 | 118.629
Line16_4_18 | 0 | 0 | 0 | 0 | 0 | 0 | 0 | 0 | 0 | 0 | 0 | 0 | 1.9446e-10 | 1.7992e-10 | 1.5271e-10 | -1.9446e-10 | -1.7992e-10 | -1.5271e-10 | 3.6035e-11 | 7.2734e-11 | 4.2014e-11 | -3.6035e-11 | -7.2734e-11 | -4.2014e-11 | 0 | 0 | 0 | 0 | 0 | 0 | 1.1462 | 1.1428 | 1.1366 | 1.1462 | 1.1428 | 1.1366 | -0.4466 | -120.9042 | 119.4749 | -0.4466 | -120.9042 | 119.4749
Line17_5_19 | 0 | 0 | 0 | 0 | 0 | 0 | 0 | 0 | 0 | 0 | 0 | 0 | 1.2658e-10 | 1.1205e-10 | 8.5876e-11 | -1.2658e-10 | -1.1205e-10 | -8.5876e-11 | 1.1955e-11 | 4.8655e-11 | 1.7934e-11 | -1.1955e-11 | -4.8655e-11 | -1.7934e-11 | 0 | 0 | 0 | 0 | 0 | 0 | 1.1305 | 1.1271 | 1.1209 | 1.1305 | 1.1271 | 1.1209 | -0.15022 | -120.6133 | 119.7727 | -0.15022 | -120.6133 | 119.7727
Line1_1_3 | 0.1732 | 0.1732 | 0.17321 | 0.1732 | 0.1732 | 0.17321 | 0.04 | 0.04 | 0.04 | 0.04 | 0.04 | 0.04 | -0.0046176 | -0.0049657 | -0.0046382 | 0.0049176 | 0.0052657 | 0.0049382 | -0.044985 | -0.044808 | -0.044595 | 0.045585 | 0.045408 | 0.045195 | 95.7106 | -24.2894 | -144.2894 | -84.2894 | 155.7106 | 35.7106 | 1.1305 | 1.1271 | 1.1209 | 1.1462 | 1.1428 | 1.1366 | -0.15022 | -120.6133 | 119.7727 | -0.4466 | -120.9042 | 119.4749
Line2_1_4 | 0.1732 | 0.1732 | 0.17321 | 0.1732 | 0.1732 | 0.17321 | 0.04 | 0.04 | 0.04 | 0.04 | 0.04 | 0.04 | -0.0046176 | -0.0049657 | -0.0046382 | 0.0049176 | 0.0052657 | 0.0049382 | -0.044985 | -0.044808 | -0.044595 | 0.045585 | 0.045408 | 0.045195 | 95.7106 | -24.2894 | -144.2894 | -84.2894 | 155.7106 | 35.7106 | 1.1305 | 1.1271 | 1.1209 | 1.1462 | 1.1428 | 1.1366 | -0.15022 | -120.6133 | 119.7727 | -0.4466 | -120.9042 | 119.4749
Line3_1_5 | 0 | 0 | 0 | 0 | 0 | 0 | 0 | 0 | 0 | 0 | 0 | 0 | 2.5316e-10 | 2.241e-10 | 1.7175e-10 | -2.5316e-10 | -2.241e-10 | -1.7175e-10 | 2.3911e-11 | 9.7309e-11 | 3.5868e-11 | -2.3911e-11 | -9.7309e-11 | -3.5868e-11 | 0 | 0 | 0 | 0 | 0 | 0 | 1.1305 | 1.1271 | 1.1209 | 1.1305 | 1.1271 | 1.1209 | -0.15022 | -120.6133 | 119.7727 | -0.15022 | -120.6133 | 119.7727
Line4_2_6 | 0 | 0 | 0 | 0 | 0 | 0 | 0 | 0 | 0 | 0 | 0 | 0 | 6.329e-10 | 5.6025e-10 | 4.2938e-10 | -6.329e-10 | -5.6025e-10 | -4.2938e-10 | 5.9777e-11 | 2.4327e-10 | 8.9669e-11 | -5.9777e-11 | -2.4327e-10 | -8.9669e-11 | 0 | 0 | 0 | 0 | 0 | 0 | 1.1305 | 1.1271 | 1.1209 | 1.1305 | 1.1271 | 1.1209 | -0.15022 | -120.6133 | 119.7727 | -0.15022 | -120.6133 | 119.7727
Line5_6_7 | 0 | 0 | 0 | 0 | 0 | 0 | 0 | 0 | 0 | 0 | 0 | 0 | 5.0632e-10 | 4.482e-10 | 3.4351e-10 | -5.0632e-10 | -4.482e-10 | -3.4351e-10 | 4.7822e-11 | 1.9462e-10 | 7.1735e-11 | -4.7822e-11 | -1.9462e-10 | -7.1735e-11 | 0 | 0 | 0 | 0 | 0 | 0 | 1.1305 | 1.1271 | 1.1209 | 1.1305 | 1.1271 | 1.1209 | -0.15022 | -120.6133 | 119.7727 | -0.15022 | -120.6133 | 119.7727
Line6_7_8 | 0 | 0 | 0 | 0 | 0 | 0 | 0 | 0 | 0 | 0 | 0 | 0 | 3.7974e-10 | 3.3615e-10 | 2.5763e-10 | -3.7974e-10 | -3.3615e-10 | -2.5763e-10 | 3.5866e-11 | 1.4596e-10 | 5.3801e-11 | -3.5866e-11 | -1.4596e-10 | -5.3801e-11 | 0 | 0 | 0 | 0 | 0 | 0 | 1.1305 | 1.1271 | 1.1209 | 1.1305 | 1.1271 | 1.1209 | -0.15022 | -120.6133 | 119.7727 | -0.15022 | -120.6133 | 119.7727
Line7_8_9 | 0 | 0 | 0 | 0 | 0 | 0 | 0 | 0 | 0 | 0 | 0 | 0 | 1.2658e-10 | 1.1205e-10 | 8.5876e-11 | -1.2658e-10 | -1.1205e-10 | -8.5876e-11 | 1.1955e-11 | 4.8655e-11 | 1.7934e-11 | -1.1955e-11 | -4.8655e-11 | -1.7934e-11 | 0 | 0 | 0 | 0 | 0 | 0 | 1.1305 | 1.1271 | 1.1209 | 1.1305 | 1.1271 | 1.1209 | -0.15022 | -120.6133 | 119.7727 | -0.15022 | -120.6133 | 119.7727
Line8_8_10 | 0 | 0 | 0 | 0 | 0 | 0 | 0 | 0 | 0 | 0 | 0 | 0 | 1.2658e-10 | 1.1205e-10 | 8.5876e-11 | -1.2658e-10 | -1.1205e-10 | -8.5876e-11 | 1.1955e-11 | 4.8655e-11 | 1.7934e-11 | -1.1955e-11 | -4.8655e-11 | -1.7934e-11 | 0 | 0 | 0 | 0 | 0 | 0 | 1.1305 | 1.1271 | 1.1209 | 1.1305 | 1.1271 | 1.1209 | -0.15022 | -120.6133 | 119.7727 | -0.15022 | -120.6133 | 119.7727
Line9_3_11 | 0.1732 | 0.1732 | 0.17321 | 0.1732 | 0.1732 | 0.17321 | 0.04 | 0.04 | 0.04 | 0.04 | 0.04 | 0.04 | -0.0049176 | -0.0052657 | -0.0049382 | 0.0052176 | 0.0055657 | 0.0052382 | -0.045585 | -0.045408 | -0.045195 | 0.046185 | 0.046008 | 0.045795 | 95.7106 | -24.2894 | -144.2894 | -84.2894 | 155.7106 | 35.7106 | 1.1462 | 1.1428 | 1.1366 | 1.162 | 1.1586 | 1.1523 | -0.4466 | -120.9042 | 119.4749 | -0.73496 | -121.1871 | 119.1852

## LLG_max_fault_10
name | pf_ikss_a_from_ka | pf_ikss_b_from_ka | pf_ikss_c_from_ka | pf_ikss_a_to_ka | pf_ikss_b_to_ka | pf_ikss_c_to_ka | pf_skss_a_from_mw | pf_skss_b_from_mw | pf_skss_c_from_mw | pf_skss_a_to_mw | pf_skss_b_to_mw | pf_skss_c_to_mw | pf_p_a_from_mw | pf_p_b_from_mw | pf_p_c_from_mw | pf_p_a_to_mw | pf_p_b_to_mw | pf_p_c_to_mw | pf_q_a_from_mvar | pf_q_b_from_mvar | pf_q_c_from_mvar | pf_q_a_to_mvar | pf_q_b_to_mvar | pf_q_c_to_mvar | pf_ikss_a_from_degree | pf_ikss_b_from_degree | pf_ikss_c_from_degree | pf_ikss_a_to_degree | pf_ikss_b_to_degree | pf_ikss_c_to_degree | pf_vm_a_from_pu | pf_vm_b_from_pu | pf_vm_c_from_pu | pf_vm_a_to_pu | pf_vm_b_to_pu | pf_vm_c_to_pu | pf_va_a_from_degree | pf_va_b_from_degree | pf_va_c_from_degree | pf_va_a_to_degree | pf_va_b_to_degree | pf_va_c_to_degree
Line0_1_2 | 0 | 0 | 0 | 0 | 0 | 0 | 0 | 0 | 0 | 0 | 0 | 0 | 8.017e-10 | 7.1425e-10 | 5.5677e-10 | -8.017e-10 | -7.1425e-10 | -5.5677e-10 | 7.1084e-11 | 2.9128e-10 | 1.0695e-10 | -7.1084e-11 | -2.9128e-10 | -1.0695e-10 | 0 | 0 | 0 | 0 | 0 | 0 | 1.1322 | 1.1287 | 1.1225 | 1.1322 | 1.1287 | 1.1225 | -0.14865 | -120.611 | 119.7744 | -0.14865 | -120.611 | 119.7744
Line10_11_12 | 0.1732 | 0.1732 | 0.17321 | 0.1732 | 0.1732 | 0.17321 | 0.04 | 0.04 | 0.04 | 0.04 | 0.04 | 0.04 | -0.0052231 | -0.0055712 | -0.0052437 | 0.0055231 | 0.0058712 | 0.0055437 | -0.046251 | -0.046074 | -0.045861 | 0.046851 | 0.046674 | 0.046461 | 95.7106 | -24.2894 | -144.2894 | -84.2894 | 155.7106 | 35.7106 | 1.1636 | 1.1602 | 1.154 | 1.1794 | 1.176 | 1.1698 | -0.73259 | -121.1841 | 119.1877 | -1.0129 | -121.4592 | 118.9062
Line11_12_13 | 0.1732 | 0.1732 | 0.17321 | 0.1732 | 0.1732 | 0.17321 | 0.04 | 0.04 | 0.04 | 0.04 | 0.04 | 0.04 | -0.0055231 | -0.0058712 | -0.0055437 | 0.0058231 | 0.0061712 | 0.0058437 | -0.046851 | -0.046674 | -0.046461 | 0.047451 | 0.047274 | 0.047061 | 95.7106 | -24.2894 | -144.2894 | -84.2894 | 155.7106 | 35.7106 | 1.1794 | 1.176 | 1.1698 | 1.1952 | 1.1919 | 1.1856 | -1.0129 | -121.4592 | 118.9062 | -1.2858 | -121.7269 | 118.6322
Line12_13_15 | 0 | 0 | 0 | 0 | 0 | 0 | 0 | 0 | 0 | 0 | 0 | 0 | 1.2548e-09 | 1.211e-09 | 1.1198e-09 | -1.2548e-09 | -1.211e-09 | -1.1198e-09 | 3.245e-10 | 4.346e-10 | 3.4244e-10 | -3.245e-10 | -4.346e-10 | -3.4244e-10 | 0 | 0 | 0 | 0 | 0 | 0 | 1.1952 | 1.1919 | 1.1856 | 1.1952 | 1.1919 | 1.1856 | -1.2858 | -121.7269 | 118.6322 | -1.2858 | -121.7269 | 118.6322
Line13_13_14 | 0.1732 | 0.1732 | 0.17321 | 0.1732 | 0.1732 | 0.17321 | 0.04 | 0.04 | 0.04 | 0.04 | 0.04 | 0.04 | -0.0058231 | -0.0061712 | -0.0058437 | 0.0061231 | 0.0064712 | 0.0061437 | -0.047451 | -0.047274 | -0.047061 | 0.048051 | 0.047874 | 0.047661 | 95.7106 | -24.2894 | -144.2894 | -84.2894 | 155.7106 | 35.7106 | 1.1952 | 1.1919 | 1.1856 | 1.211 | 1.2077 | 1.2014 | -1.2858 | -121.7269 | 118.6322 | -1.5515 | -121.9876 | 118.3653
Line14_15_16 | 0 | 0 | 0 | 0 | 0 | 0 | 0 | 0 | 0 | 0 | 0 | 0 | 8.3652e-10 | 8.0731e-10 | 7.4653e-10 | -8.3652e-10 | -8.0731e-10 | -7.4653e-10 | 2.1633e-10 | 2.8973e-10 | 2.2829e-10 | -2.1633e-10 | -2.8973e-10 | -2.2829e-10 | 0 | 0 | 0 | 0 | 0 | 0 | 1.1952 | 1.1919 | 1.1856 | 1.1952 | 1.1919 | 1.1856 | -1.2858 | -121.7269 | 118.6322 | -1.2858 | -121.7269 | 118.6322
Line15_16_17 | 0 | 0 | 0 | 0 | 0 | 0 | 0 | 0 | 0 | 0 | 0 | 0 | 4.1826e-10 | 4.0365e-10 | 3.7326e-10 | -4.1826e-10 | -4.0365e-10 | -3.7326e-10 | 1.0817e-10 | 1.4487e-10 | 1.1415e-10 | -1.0817e-10 | -1.4487e-10 | -1.1415e-10 | 0 | 0 | 0 | 0 | 0 | 0 | 1.1952 | 1.1919 | 1.1856 | 1.1952 | 1.1919 | 1.1856 | -1.2858 | -121.7269 | 118.6322 | -1.2858 | -121.7269 | 118.6322
Line16_4_18 | 0 | 0 | 0 | 0 | 0 | 0 | 0 | 0 | 0 | 0 | 0 | 0 | 2.0168e-10 | 1.871e-10 | 1.5982e-10 | -2.0168e-10 | -1.871e-10 | -1.5982e-10 | 3.5927e-11 | 7.2626e-11 | 4.1906e-11 | -3.5927e-11 | -7.2626e-11 | -4.1906e-11 | 0 | 0 | 0 | 0 | 0 | 0 | 1.1479 | 1.1445 | 1.1382 | 1.1479 | 1.1445 | 1.1382 | -0.44462 | -120.9015 | 119.477 | -0.44462 | -120.9015 | 119.477
Line17_5_19 | 0 | 0 | 0 | 0 | 0 | 0 | 0 | 0 | 0 | 0 | 0 | 0 | 1.3362e-10 | 1.1904e-10 | 9.2796e-11 | -1.3362e-10 | -1.1904e-10 | -9.2796e-11 | 1.1847e-11 | 4.8546e-11 | 1.7826e-11 | -1.1847e-11 | -4.8546e-11 | -1.7826e-11 | 0 | 0 | 0 | 0 | 0 | 0 | 1.1322 | 1.1287 | 1.1225 | 1.1322 | 1.1287 | 1.1225 | -0.14865 | -120.611 | 119.7744 | -0.14865 | -120.611 | 119.7744
Line1_1_3 | 0.1732 | 0.1732 | 0.17321 | 0.1732 | 0.1732 | 0.17321 | 0.04 | 0.04 | 0.04 | 0.04 | 0.04 | 0.04 | -0.0046231 | -0.0049712 | -0.0046437 | 0.0049231 | 0.0052712 | 0.0049437 | -0.045051 | -0.044874 | -0.044661 | 0.045651 | 0.045474 | 0.045261 | 95.7106 | -24.2894 | -144.2894 | -84.2894 | 155.7106 | 35.7106 | 1.1322 | 1.1287 | 1.1225 | 1.1479 | 1.1445 | 1.1382 | -0.14865 | -120.611 | 119.7744 | -0.44462 | -120.9015 | 119.477
Line2_1_4 | 0.1732 | 0.1732 | 0.17321 | 0.1732 | 0.1732 | 0.17321 | 0.04 | 0.04 | 0.04 | 0.04 | 0.04 | 0.04 | -0.0046231 | -0.0049712 | -0.0046437 | 0.0049231 | 0.0052712 | 0.0049437 | -0.045051 | -0.044874 | -0.044661 | 0.045651 | 0.045474 | 0.045261 | 95.7106 | -24.2894 | -144.2894 | -84.2894 | 155.7106 | 35.7106 | 1.1322 | 1.1287 | 1.1225 | 1.1479 | 1.1445 | 1.1382 | -0.14865 | -120.611 | 119.7744 | -0.44462 | -120.9015 | 119.477
Line3_1_5 | 0 | 0 | 0 | 0 | 0 | 0 | 0 | 0 | 0 | 0 | 0 | 0 | 2.6723e-10 | 2.3808e-10 | 1.8559e-10 | -2.6723e-10 | -2.3808e-10 | -1.8559e-10 | 2.3695e-11 | 9.7093e-11 | 3.5651e-11 | -2.3695e-11 | -9.7093e-11 | -3.5651e-11 | 0 | 0 | 0 | 0 | 0 | 0 | 1.1322 | 1.1287 | 1.1225 | 1.1322 | 1.1287 | 1.1225 | -0.14865 | -120.611 | 119.7744 | -0.14865 | -120.611 | 119.7744
Line4_2_6 | 0 | 0 | 0 | 0 | 0 | 0 | 0 | 0 | 0 | 0 | 0 | 0 | 6.6808e-10 | 5.9521e-10 | 4.6398e-10 | -6.6808e-10 | -5.9521e-10 | -4.6398e-10 | 5.9237e-11 | 2.4273e-10 | 8.9129e-11 | -5.9237e-11 | -2.4273e-10 | -8.9129e-11 | 0 | 0 | 0 | 0 | 0 | 0 | 1.1322 | 1.1287 | 1.1225 | 1.1322 | 1.1287 | 1.1225 | -0.14865 | -120.611 | 119.7744 | -0.14865 | -120.611 | 119.7744
Line5_6_7 | 0 | 0 | 0 | 0 | 0 | 0 | 0 | 0 | 0 | 0 | 0 | 0 | 5.3447e-10 | 4.7616e-10 | 3.7118e-10 | -5.3447e-10 | -4.7616e-10 | -3.7118e-10 | 4.7389e-11 | 1.9419e-10 | 7.1303e-11 | -4.7389e-11 | -1.9419e-10 | -7.1303e-11 | 0 | 0 | 0 | 0 | 0 | 0 | 1.1322 | 1.1287 | 1.1225 | 1.1322 | 1.1287 | 1.1225 | -0.14865 | -120.611 | 119.7744 | -0.14865 | -120.611 | 119.7744
Line6_7_8 | 0 | 0 | 0 | 0 | 0 | 0 | 0 | 0 | 0 | 0 | 0 | 0 | 4.0085e-10 | 3.5712e-10 | 2.7839e-10 | -4.0085e-10 | -3.5712e-10 | -2.7839e-10 | 3.5542e-11 | 1.4564e-10 | 5.3477e-11 | -3.5542e-11 | -1.4564e-10 | -5.3477e-11 | 0 | 0 | 0 | 0 | 0 | 0 | 1.1322 | 1.1287 | 1.1225 | 1.1322 | 1.1287 | 1.1225 | -0.14865 | -120.611 | 119.7744 | -0.14865 | -120.611 | 119.7744
Line7_8_9 | 0 | 0 | 0 | 0 | 0 | 0 | 0 | 0 | 0 | 0 | 0 | 0 | 1.3362e-10 | 1.1904e-10 | 9.2796e-11 | -1.3362e-10 | -1.1904e-10 | -9.2796e-11 | 1.1847e-11 | 4.8546e-11 | 1.7826e-11 | -1.1847e-11 | -4.8546e-11 | -1.7826e-11 | 0 | 0 | 0 | 0 | 0 | 0 | 1.1322 | 1.1287 | 1.1225 | 1.1322 | 1.1287 | 1.1225 | -0.14865 | -120.611 | 119.7744 | -0.14865 | -120.611 | 119.7744
Line8_8_10 | 0 | 0 | 0 | 0 | 0 | 0 | 0 | 0 | 0 | 0 | 0 | 0 | 1.3362e-10 | 1.1904e-10 | 9.2796e-11 | -1.3362e-10 | -1.1904e-10 | -9.2796e-11 | 1.1847e-11 | 4.8546e-11 | 1.7826e-11 | -1.1847e-11 | -4.8546e-11 | -1.7826e-11 | 0 | 0 | 0 | 0 | 0 | 0 | 1.1322 | 1.1287 | 1.1225 | 1.1322 | 1.1287 | 1.1225 | -0.14865 | -120.611 | 119.7744 | -0.14865 | -120.611 | 119.7744
Line9_3_11 | 0.1732 | 0.1732 | 0.17321 | 0.1732 | 0.1732 | 0.17321 | 0.04 | 0.04 | 0.04 | 0.04 | 0.04 | 0.04 | -0.0049231 | -0.0052712 | -0.0049437 | 0.0052231 | 0.0055712 | 0.0052437 | -0.045651 | -0.045474 | -0.045261 | 0.046251 | 0.046074 | 0.045861 | 95.7106 | -24.2894 | -144.2894 | -84.2894 | 155.7106 | 35.7106 | 1.1479 | 1.1445 | 1.1382 | 1.1636 | 1.1602 | 1.154 | -0.44462 | -120.9015 | 119.477 | -0.73259 | -121.1841 | 119.1877

## LLG_min_6
name | pf_ikss_a_from_ka | pf_ikss_b_from_ka | pf_ikss_c_from_ka | pf_ikss_a_to_ka | pf_ikss_b_to_ka | pf_ikss_c_to_ka | pf_skss_a_from_mw | pf_skss_b_from_mw | pf_skss_c_from_mw | pf_skss_a_to_mw | pf_skss_b_to_mw | pf_skss_c_to_mw | pf_p_a_from_mw | pf_p_b_from_mw | pf_p_c_from_mw | pf_p_a_to_mw | pf_p_b_to_mw | pf_p_c_to_mw | pf_q_a_from_mvar | pf_q_b_from_mvar | pf_q_c_from_mvar | pf_q_a_to_mvar | pf_q_b_to_mvar | pf_q_c_to_mvar | pf_ikss_a_from_degree | pf_ikss_b_from_degree | pf_ikss_c_from_degree | pf_ikss_a_to_degree | pf_ikss_b_to_degree | pf_ikss_c_to_degree | pf_vm_a_from_pu | pf_vm_b_from_pu | pf_vm_c_from_pu | pf_vm_a_to_pu | pf_vm_b_to_pu | pf_vm_c_to_pu | pf_va_a_from_degree | pf_va_b_from_degree | pf_va_c_from_degree | pf_va_a_to_degree | pf_va_b_to_degree | pf_va_c_to_degree
Line0_1_2 | 0 | 0 | 0 | 0 | 0 | 0 | 0 | 0 | 0 | 0 | 0 | 0 | -4.8889e-09 | -1.2222e-09 | -1.2222e-09 | 4.8889e-09 | 1.2222e-09 | 1.2222e-09 | -9.1557e-16 | 6.3509e-09 | -6.3509e-09 | 9.3573e-16 | -6.3509e-09 | 6.3509e-09 | 0 | 0 | 0 | 0 | 0 | 0 | 0.66667 | 0.33333 | 0.33333 | 0.66667 | 0.33333 | 0.33333 | 8.9925e-07 | -180 | -180 | 1.1356e-06 | -180 | 180
Line10_11_12 | 0 | 0 | 0 | 0 | 0 | 0 | 0 | 0 | 0 | 0 | 0 | 0 | -4.8889e-09 | -1.2222e-09 | -1.2222e-09 | 4.8889e-09 | 1.2222e-09 | 1.2222e-09 | -9.1664e-16 | 6.3509e-09 | -6.3509e-09 | 9.3681e-16 | -6.3509e-09 | 6.3509e-09 | 0 | 0 | 0 | 0 | 0 | 0 | 0.66667 | 0.33333 | 0.33333 | 0.66667 | 0.33333 | 0.33333 | 1.4901e-06 | -180 | 180 | 1.7265e-06 | -180 | 180
Line11_12_13 | 0 | 0 | 0 | 0 | 0 | 0 | 0 | 0 | 0 | 0 | 0 | 0 | -4.0741e-09 | -1.0185e-09 | -1.0185e-09 | 4.0741e-09 | 1.0185e-09 | 1.0185e-09 | -7.1488e-16 | 5.2924e-09 | -5.2924e-09 | 6.7954e-16 | -5.2924e-09 | 5.2924e-09 | 0 | 0 | 0 | 0 | 0 | 0 | 0.66667 | 0.33333 | 0.33333 | 0.66667 | 0.33333 | 0.33333 | 1.7265e-06 | -180 | 180 | 1.9234e-06 | -180 | 180
Line12_13_15 | 0 | 0 | 0 | 0 | 0 | 0 | 0 | 0 | 0 | 0 | 0 | 0 | -2.4444e-09 | -6.1111e-10 | -6.1111e-10 | 2.4444e-09 | 6.1111e-10 | 6.1111e-10 | -6.2484e-16 | 3.1754e-09 | -3.1754e-09 | 6.2988e-16 | -3.1754e-09 | 3.1754e-09 | 0 | 0 | 0 | 0 | 0 | 0 | 0.66667 | 0.33333 | 0.33333 | 0.66667 | 0.33333 | 0.33333 | 1.9234e-06 | -180 | 180 | 2.0416e-06 | -180 | 180
Line13_13_14 | 0 | 0 | 0 | 0 | 0 | 0 | 0 | 0 | 0 | 0 | 0 | 0 | -8.1481e-10 | -2.037e-10 | -2.037e-10 | 8.1481e-10 | 2.037e-10 | 2.037e-10 | 2.199e-17 | 1.0585e-09 | -1.0585e-09 | 2.7913e-17 | -1.0585e-09 | 1.0585e-09 | 0 | 0 | 0 | 0 | 0 | 0 | 0.66667 | 0.33333 | 0.33333 | 0.66667 | 0.33333 | 0.33333 | 1.9234e-06 | -180 | 180 | 1.9628e-06 | -180 | 180
Line14_15_16 | 0 | 0 | 0 | 0 | 0 | 0 | 0 | 0 | 0 | 0 | 0 | 0 | -1.6296e-09 | -4.0741e-10 | -4.0741e-10 | 1.6296e-09 | 4.0741e-10 | 4.0741e-10 | -4.0347e-16 | 2.117e-09 | -2.117e-09 | 4.5505e-16 | -2.117e-09 | 2.117e-09 | 0 | 0 | 0 | 0 | 0 | 0 | 0.66667 | 0.33333 | 0.33333 | 0.66667 | 0.33333 | 0.33333 | 2.0416e-06 | -180 | 180 | 2.1204e-06 | -180 | 180
Line15_16_17 | 0 | 0 | 0 | 0 | 0 | 0 | 0 | 0 | 0 | 0 | 0 | 0 | -8.1481e-10 | -2.037e-10 | -2.037e-10 | 8.1481e-10 | 2.037e-10 | 2.037e-10 | -7.9497e-17 | 1.0585e-09 | -1.0585e-09 | -6.7972e-17 | -1.0585e-09 | 1.0585e-09 | 0 | 0 | 0 | 0 | 0 | 0 | 0.66667 | 0.33333 | 0.33333 | 0.66667 | 0.33333 | 0.33333 | 2.1204e-06 | -180 | 180 | 2.1598e-06 | -180 | 180
Line16_4_18 | 0 | 0 | 0 | 0 | 0 | 0 | 0 | 0 | 0 | 0 | 0 | 0 | -8.1481e-10 | -2.037e-10 | -2.037e-10 | 8.1482e-10 | 2.037e-10 | 2.037e-10 | -6.3252e-17 | 1.0585e-09 | -1.0585e-09 | -3.4874e-17 | -1.0585e-09 | 1.0585e-09 | 0 | 0 | 0 | 0 | 0 | 0 | 0.66667 | 0.33333 | 0.33333 | 0.66667 | 0.33333 | 0.33333 | 9.7803e-07 | -180 | -180 | 1.0174e-06 | -180 | -180
Line17_5_19 | 0 | 0 | 0 | 0 | 0 | 0 | 0 | 0 | 0 | 0 | 0 | 0 | -8.1481e-10 | -2.037e-10 | -2.037e-10 | 8.1482e-10 | 2.037e-10 | 2.037e-10 | -6.3252e-17 | 1.0585e-09 | -1.0585e-09 | -3.4874e-17 | -1.0585e-09 | 1.0585e-09 | 0 | 0 | 0 | 0 | 0 | 0 | 0.66667 | 0.33333 | 0.33333 | 0.66667 | 0.33333 | 0.33333 | 9.7803e-07 | -180 | -180 | 1.0174e-06 | -180 | -180
Line1_1_3 | 0 | 0 | 0 | 0 | 0 | 0 | 0 | 0 | 0 | 0 | 0 | 0 | -6.5185e-09 | -1.6296e-09 | -1.6296e-09 | 6.5185e-09 | 1.6296e-09 | 1.6296e-09 | -1.4346e-15 | 8.4678e-09 | -8.4678e-09 | 1.4704e-15 | -8.4678e-09 | 8.4678e-09 | 0 | 0 | 0 | 0 | 0 | 0 | 0.66667 | 0.33333 | 0.33333 | 0.66667 | 0.33333 | 0.33333 | 8.9925e-07 | -180 | -180 | 1.2144e-06 | -180 | 180
Line2_1_4 | 0 | 0 | 0 | 0 | 0 | 0 | 0 | 0 | 0 | 0 | 0 | 0 | -1.6296e-09 | -4.0741e-10 | -4.0741e-10 | 1.6296e-09 | 4.0741e-10 | 4.0741e-10 | -4.2032e-16 | 2.117e-09 | -2.117e-09 | 3.7322e-16 | -2.117e-09 | 2.117e-09 | 0 | 0 | 0 | 0 | 0 | 0 | 0.66667 | 0.33333 | 0.33333 | 0.66667 | 0.33333 | 0.33333 | 8.9925e-07 | -180 | -180 | 9.7803e-07 | -180 | -180
Line3_1_5 | 0 | 0 | 0 | 0 | 0 | 0 | 0 | 0 | 0 | 0 | 0 | 0 | -1.6296e-09 | -4.0741e-10 | -4.0741e-10 | 1.6296e-09 | 4.0741e-10 | 4.0741e-10 | -4.2032e-16 | 2.117e-09 | -2.117e-09 | 3.7322e-16 | -2.117e-09 | 2.117e-09 | 0 | 0 | 0 | 0 | 0 | 0 | 0.66667 | 0.33333 | 0.33333 | 0.66667 | 0.33333 | 0.33333 | 8.9925e-07 | -180 | -180 | 9.7803e-07 | -180 | -180
Line4_2_6 | 0 | 0 | 0 | 0 | 0 | 0 | 0 | 0 | 0 | 0 | 0 | 0 | -4.0741e-09 | -1.0185e-09 | -1.0185e-09 | 4.0741e-09 | 1.0185e-09 | 1.0185e-09 | -6.2352e-16 | 5.2924e-09 | -5.2924e-09 | 5.8818e-16 | -5.2924e-09 | 5.2924e-09 | 0 | 0 | 0 | 0 | 0 | 0 | 0.66667 | 0.33333 | 0.33333 | 0.66667 | 0.33333 | 0.33333 | 1.1356e-06 | -180 | 180 | 1.3326e-06 | -180 | 180
Line5_6_7 | 0 | 0 | 0 | 0 | 0 | 0 | 0 | 0 | 0 | 0 | 0 | 0 | -3.2593e-09 | -8.1482e-10 | -8.1481e-10 | 3.2593e-09 | 8.1482e-10 | 8.1481e-10 | -4.212e-16 | 4.2339e-09 | -4.2339e-09 | 3.3148e-16 | -4.2339e-09 | 4.2339e-09 | 0 | 0 | 0 | 0 | 0 | 0 | 0.66667 | 0.33333 | 0.33333 | 0.66667 | 0.33333 | 0.33333 | 1.3326e-06 | -180 | 180 | 1.4901e-06 | -180 | 180
Line6_7_8 | 0 | 0 | 0 | 0 | 0 | 0 | 0 | 0 | 0 | 0 | 0 | 0 | -2.4444e-09 | -6.1111e-10 | -6.1111e-10 | 2.4444e-09 | 6.1111e-10 | 6.1111e-10 | -2.6095e-16 | 3.1754e-09 | -3.1754e-09 | 2.1665e-16 | -3.1754e-09 | 3.1754e-09 | 0 | 0 | 0 | 0 | 0 | 0 | 0.66667 | 0.33333 | 0.33333 | 0.66667 | 0.33333 | 0.33333 | 1.4901e-06 | -180 | 180 | 1.6083e-06 | -180 | 180
Line7_8_9 | 0 | 0 | 0 | 0 | 0 | 0 | 0 | 0 | 0 | 0 | 0 | 0 | -8.1481e-10 | -2.037e-10 | -2.037e-10 | 8.1481e-10 | 2.037e-10 | 2.037e-10 | 2.6471e-17 | 1.0585e-09 | -1.0585e-09 | -1.246e-16 | -1.0585e-09 | 1.0585e-09 | 0 | 0 | 0 | 0 | 0 | 0 | 0.66667 | 0.33333 | 0.33333 | 0.66667 | 0.33333 | 0.33333 | 1.6083e-06 | -180 | 180 | 1.6477e-06 | -180 | 180
Line8_8_10 | 0 | 0 | 0 | 0 | 0 | 0 | 0 | 0 | 0 | 0 | 0 | 0 | -8.1481e-10 | -2.037e-10 | -2.037e-10 | 8.1481e-10 | 2.037e-10 | 2.037e-10 | -2.2872e-17 | 1.0585e-09 | -1.0585e-09 | -2.5911e-17 | -1.0585e-09 | 1.0585e-09 | 0 | 0 | 0 | 0 | 0 | 0 | 0.66667 | 0.33333 | 0.33333 | 0.66667 | 0.33333 | 0.33333 | 1.6083e-06 | -180 | 180 | 1.6477e-06 | -180 | 180
Line9_3_11 | 0 | 0 | 0 | 0 | 0 | 0 | 0 | 0 | 0 | 0 | 0 | 0 | -5.7037e-09 | -1.4259e-09 | -1.4259e-09 | 5.7037e-09 | 1.4259e-09 | 1.4259e-09 | -1.2064e-15 | 7.4093e-09 | -7.4093e-09 | 1.2339e-15 | -7.4093e-09 | 7.4093e-09 | 0 | 0 | 0 | 0 | 0 | 0 | 0.66667 | 0.33333 | 0.33333 | 0.66667 | 0.33333 | 0.33333 | 1.2144e-06 | -180 | 180 | 1.4901e-06 | -180 | 180

## LLG_min_10
name | pf_ikss_a_from_ka | pf_ikss_b_from_ka | pf_ikss_c_from_ka | pf_ikss_a_to_ka | pf_ikss_b_to_ka | pf_ikss_c_to_ka | pf_skss_a_from_mw | pf_skss_b_from_mw | pf_skss_c_from_mw | pf_skss_a_to_mw | pf_skss_b_to_mw | pf_skss_c_to_mw | pf_p_a_from_mw | pf_p_b_from_mw | pf_p_c_from_mw | pf_p_a_to_mw | pf_p_b_to_mw | pf_p_c_to_mw | pf_q_a_from_mvar | pf_q_b_from_mvar | pf_q_c_from_mvar | pf_q_a_to_mvar | pf_q_b_to_mvar | pf_q_c_to_mvar | pf_ikss_a_from_degree | pf_ikss_b_from_degree | pf_ikss_c_from_degree | pf_ikss_a_to_degree | pf_ikss_b_to_degree | pf_ikss_c_to_degree | pf_vm_a_from_pu | pf_vm_b_from_pu | pf_vm_c_from_pu | pf_vm_a_to_pu | pf_vm_b_to_pu | pf_vm_c_to_pu | pf_va_a_from_degree | pf_va_b_from_degree | pf_va_c_from_degree | pf_va_a_to_degree | pf_va_b_to_degree | pf_va_c_to_degree
Line0_1_2 | 0 | 0 | 0 | 0 | 0 | 0 | 0 | 0 | 0 | 0 | 0 | 0 | -4.8889e-09 | -1.2222e-09 | -1.2222e-09 | 4.8889e-09 | 1.2222e-09 | 1.2222e-09 | -9.1557e-16 | 6.3509e-09 | -6.3509e-09 | 9.3573e-16 | -6.3509e-09 | 6.3509e-09 | 0 | 0 | 0 | 0 | 0 | 0 | 0.66667 | 0.33333 | 0.33333 | 0.66667 | 0.33333 | 0.33333 | 8.9925e-07 | -180 | -180 | 1.1356e-06 | -180 | 180
Line10_11_12 | 0 | 0 | 0 | 0 | 0 | 0 | 0 | 0 | 0 | 0 | 0 | 0 | -4.8889e-09 | -1.2222e-09 | -1.2222e-09 | 4.8889e-09 | 1.2222e-09 | 1.2222e-09 | -9.1664e-16 | 6.3509e-09 | -6.3509e-09 | 9.3681e-16 | -6.3509e-09 | 6.3509e-09 | 0 | 0 | 0 | 0 | 0 | 0 | 0.66667 | 0.33333 | 0.33333 | 0.66667 | 0.33333 | 0.33333 | 1.4901e-06 | -180 | 180 | 1.7265e-06 | -180 | 180
Line11_12_13 | 0 | 0 | 0 | 0 | 0 | 0 | 0 | 0 | 0 | 0 | 0 | 0 | -4.0741e-09 | -1.0185e-09 | -1.0185e-09 | 4.0741e-09 | 1.0185e-09 | 1.0185e-09 | -7.1488e-16 | 5.2924e-09 | -5.2924e-09 | 6.7954e-16 | -5.2924e-09 | 5.2924e-09 | 0 | 0 | 0 | 0 | 0 | 0 | 0.66667 | 0.33333 | 0.33333 | 0.66667 | 0.33333 | 0.33333 | 1.7265e-06 | -180 | 180 | 1.9234e-06 | -180 | 180
Line12_13_15 | 0 | 0 | 0 | 0 | 0 | 0 | 0 | 0 | 0 | 0 | 0 | 0 | -2.4444e-09 | -6.1111e-10 | -6.1111e-10 | 2.4444e-09 | 6.1111e-10 | 6.1111e-10 | -6.2484e-16 | 3.1754e-09 | -3.1754e-09 | 6.2988e-16 | -3.1754e-09 | 3.1754e-09 | 0 | 0 | 0 | 0 | 0 | 0 | 0.66667 | 0.33333 | 0.33333 | 0.66667 | 0.33333 | 0.33333 | 1.9234e-06 | -180 | 180 | 2.0416e-06 | -180 | 180
Line13_13_14 | 0 | 0 | 0 | 0 | 0 | 0 | 0 | 0 | 0 | 0 | 0 | 0 | -8.1481e-10 | -2.037e-10 | -2.037e-10 | 8.1481e-10 | 2.037e-10 | 2.037e-10 | 2.199e-17 | 1.0585e-09 | -1.0585e-09 | 2.7913e-17 | -1.0585e-09 | 1.0585e-09 | 0 | 0 | 0 | 0 | 0 | 0 | 0.66667 | 0.33333 | 0.33333 | 0.66667 | 0.33333 | 0.33333 | 1.9234e-06 | -180 | 180 | 1.9628e-06 | -180 | 180
Line14_15_16 | 0 | 0 | 0 | 0 | 0 | 0 | 0 | 0 | 0 | 0 | 0 | 0 | -1.6296e-09 | -4.0741e-10 | -4.0741e-10 | 1.6296e-09 | 4.0741e-10 | 4.0741e-10 | -4.0347e-16 | 2.117e-09 | -2.117e-09 | 4.5505e-16 | -2.117e-09 | 2.117e-09 | 0 | 0 | 0 | 0 | 0 | 0 | 0.66667 | 0.33333 | 0.33333 | 0.66667 | 0.33333 | 0.33333 | 2.0416e-06 | -180 | 180 | 2.1204e-06 | -180 | 180
Line15_16_17 | 0 | 0 | 0 | 0 | 0 | 0 | 0 | 0 | 0 | 0 | 0 | 0 | -8.1481e-10 | -2.037e-10 | -2.037e-10 | 8.1481e-10 | 2.037e-10 | 2.037e-10 | -7.9497e-17 | 1.0585e-09 | -1.0585e-09 | -6.7972e-17 | -1.0585e-09 | 1.0585e-09 | 0 | 0 | 0 | 0 | 0 | 0 | 0.66667 | 0.33333 | 0.33333 | 0.66667 | 0.33333 | 0.33333 | 2.1204e-06 | -180 | 180 | 2.1598e-06 | -180 | 180
Line16_4_18 | 0 | 0 | 0 | 0 | 0 | 0 | 0 | 0 | 0 | 0 | 0 | 0 | -8.1481e-10 | -2.037e-10 | -2.037e-10 | 8.1482e-10 | 2.037e-10 | 2.037e-10 | -6.3252e-17 | 1.0585e-09 | -1.0585e-09 | -3.4874e-17 | -1.0585e-09 | 1.0585e-09 | 0 | 0 | 0 | 0 | 0 | 0 | 0.66667 | 0.33333 | 0.33333 | 0.66667 | 0.33333 | 0.33333 | 9.7803e-07 | -180 | -180 | 1.0174e-06 | -180 | -180
Line17_5_19 | 0 | 0 | 0 | 0 | 0 | 0 | 0 | 0 | 0 | 0 | 0 | 0 | -8.1481e-10 | -2.037e-10 | -2.037e-10 | 8.1482e-10 | 2.037e-10 | 2.037e-10 | -6.3252e-17 | 1.0585e-09 | -1.0585e-09 | -3.4874e-17 | -1.0585e-09 | 1.0585e-09 | 0 | 0 | 0 | 0 | 0 | 0 | 0.66667 | 0.33333 | 0.33333 | 0.66667 | 0.33333 | 0.33333 | 9.7803e-07 | -180 | -180 | 1.0174e-06 | -180 | -180
Line1_1_3 | 0 | 0 | 0 | 0 | 0 | 0 | 0 | 0 | 0 | 0 | 0 | 0 | -6.5185e-09 | -1.6296e-09 | -1.6296e-09 | 6.5185e-09 | 1.6296e-09 | 1.6296e-09 | -1.4346e-15 | 8.4678e-09 | -8.4678e-09 | 1.4704e-15 | -8.4678e-09 | 8.4678e-09 | 0 | 0 | 0 | 0 | 0 | 0 | 0.66667 | 0.33333 | 0.33333 | 0.66667 | 0.33333 | 0.33333 | 8.9925e-07 | -180 | -180 | 1.2144e-06 | -180 | 180
Line2_1_4 | 0 | 0 | 0 | 0 | 0 | 0 | 0 | 0 | 0 | 0 | 0 | 0 | -1.6296e-09 | -4.0741e-10 | -4.0741e-10 | 1.6296e-09 | 4.0741e-10 | 4.0741e-10 | -4.2032e-16 | 2.117e-09 | -2.117e-09 | 3.7322e-16 | -2.117e-09 | 2.117e-09 | 0 | 0 | 0 | 0 | 0 | 0 | 0.66667 | 0.33333 | 0.33333 | 0.66667 | 0.33333 | 0.33333 | 8.9925e-07 | -180 | -180 | 9.7803e-07 | -180 | -180
Line3_1_5 | 0 | 0 | 0 | 0 | 0 | 0 | 0 | 0 | 0 | 0 | 0 | 0 | -1.6296e-09 | -4.0741e-10 | -4.0741e-10 | 1.6296e-09 | 4.0741e-10 | 4.0741e-10 | -4.2032e-16 | 2.117e-09 | -2.117e-09 | 3.7322e-16 | -2.117e-09 | 2.117e-09 | 0 | 0 | 0 | 0 | 0 | 0 | 0.66667 | 0.33333 | 0.33333 | 0.66667 | 0.33333 | 0.33333 | 8.9925e-07 | -180 | -180 | 9.7803e-07 | -180 | -180
Line4_2_6 | 0 | 0 | 0 | 0 | 0 | 0 | 0 | 0 | 0 | 0 | 0 | 0 | -4.0741e-09 | -1.0185e-09 | -1.0185e-09 | 4.0741e-09 | 1.0185e-09 | 1.0185e-09 | -6.2352e-16 | 5.2924e-09 | -5.2924e-09 | 5.8818e-16 | -5.2924e-09 | 5.2924e-09 | 0 | 0 | 0 | 0 | 0 | 0 | 0.66667 | 0.33333 | 0.33333 | 0.66667 | 0.33333 | 0.33333 | 1.1356e-06 | -180 | 180 | 1.3326e-06 | -180 | 180
Line5_6_7 | 0 | 0 | 0 | 0 | 0 | 0 | 0 | 0 | 0 | 0 | 0 | 0 | -3.2593e-09 | -8.1482e-10 | -8.1481e-10 | 3.2593e-09 | 8.1482e-10 | 8.1481e-10 | -4.212e-16 | 4.2339e-09 | -4.2339e-09 | 3.3148e-16 | -4.2339e-09 | 4.2339e-09 | 0 | 0 | 0 | 0 | 0 | 0 | 0.66667 | 0.33333 | 0.33333 | 0.66667 | 0.33333 | 0.33333 | 1.3326e-06 | -180 | 180 | 1.4901e-06 | -180 | 180
Line6_7_8 | 0 | 0 | 0 | 0 | 0 | 0 | 0 | 0 | 0 | 0 | 0 | 0 | -2.4444e-09 | -6.1111e-10 | -6.1111e-10 | 2.4444e-09 | 6.1111e-10 | 6.1111e-10 | -2.6095e-16 | 3.1754e-09 | -3.1754e-09 | 2.1665e-16 | -3.1754e-09 | 3.1754e-09 | 0 | 0 | 0 | 0 | 0 | 0 | 0.66667 | 0.33333 | 0.33333 | 0.66667 | 0.33333 | 0.33333 | 1.4901e-06 | -180 | 180 | 1.6083e-06 | -180 | 180
Line7_8_9 | 0 | 0 | 0 | 0 | 0 | 0 | 0 | 0 | 0 | 0 | 0 | 0 | -8.1481e-10 | -2.037e-10 | -2.037e-10 | 8.1481e-10 | 2.037e-10 | 2.037e-10 | 2.6471e-17 | 1.0585e-09 | -1.0585e-09 | -1.246e-16 | -1.0585e-09 | 1.0585e-09 | 0 | 0 | 0 | 0 | 0 | 0 | 0.66667 | 0.33333 | 0.33333 | 0.66667 | 0.33333 | 0.33333 | 1.6083e-06 | -180 | 180 | 1.6477e-06 | -180 | 180
Line8_8_10 | 0 | 0 | 0 | 0 | 0 | 0 | 0 | 0 | 0 | 0 | 0 | 0 | -8.1481e-10 | -2.037e-10 | -2.037e-10 | 8.1481e-10 | 2.037e-10 | 2.037e-10 | -2.2872e-17 | 1.0585e-09 | -1.0585e-09 | -2.5911e-17 | -1.0585e-09 | 1.0585e-09 | 0 | 0 | 0 | 0 | 0 | 0 | 0.66667 | 0.33333 | 0.33333 | 0.66667 | 0.33333 | 0.33333 | 1.6083e-06 | -180 | 180 | 1.6477e-06 | -180 | 180
Line9_3_11 | 0 | 0 | 0 | 0 | 0 | 0 | 0 | 0 | 0 | 0 | 0 | 0 | -5.7037e-09 | -1.4259e-09 | -1.4259e-09 | 5.7037e-09 | 1.4259e-09 | 1.4259e-09 | -1.2064e-15 | 7.4093e-09 | -7.4093e-09 | 1.2339e-15 | -7.4093e-09 | 7.4093e-09 | 0 | 0 | 0 | 0 | 0 | 0 | 0.66667 | 0.33333 | 0.33333 | 0.66667 | 0.33333 | 0.33333 | 1.2144e-06 | -180 | 180 | 1.4901e-06 | -180 | 180

## LLG_min_fault_6
name | pf_ikss_a_from_ka | pf_ikss_b_from_ka | pf_ikss_c_from_ka | pf_ikss_a_to_ka | pf_ikss_b_to_ka | pf_ikss_c_to_ka | pf_skss_a_from_mw | pf_skss_b_from_mw | pf_skss_c_from_mw | pf_skss_a_to_mw | pf_skss_b_to_mw | pf_skss_c_to_mw | pf_p_a_from_mw | pf_p_b_from_mw | pf_p_c_from_mw | pf_p_a_to_mw | pf_p_b_to_mw | pf_p_c_to_mw | pf_q_a_from_mvar | pf_q_b_from_mvar | pf_q_c_from_mvar | pf_q_a_to_mvar | pf_q_b_to_mvar | pf_q_c_to_mvar | pf_ikss_a_from_degree | pf_ikss_b_from_degree | pf_ikss_c_from_degree | pf_ikss_a_to_degree | pf_ikss_b_to_degree | pf_ikss_c_to_degree | pf_vm_a_from_pu | pf_vm_b_from_pu | pf_vm_c_from_pu | pf_vm_a_to_pu | pf_vm_b_to_pu | pf_vm_c_to_pu | pf_va_a_from_degree | pf_va_b_from_degree | pf_va_c_from_degree | pf_va_a_to_degree | pf_va_b_to_degree | pf_va_c_to_degree
Line0_1_2 | 0 | 0 | 0 | 0 | 0 | 0 | 0 | 0 | 0 | 0 | 0 | 0 | -9.9117e-11 | -1.7527e-10 | -3.1363e-10 | 9.9118e-11 | 1.7527e-10 | 3.1363e-10 | 7.988e-11 | 2.8618e-10 | 1.1322e-10 | -7.988e-11 | -2.8618e-10 | -1.1322e-10 | 0 | 0 | 0 | 0 | 0 | 0 | 0.99547 | 0.99188 | 0.98552 | 0.99547 | 0.99188 | 0.98552 | -0.20898 | -120.7514 | 119.7008 | -0.20898 | -120.7514 | 119.7008
Line10_11_12 | 0 | 0 | 0 | 0 | 0 | 0 | 0 | 0 | 0 | 0 | 0 | 0 | -9.9118e-11 | -1.7527e-10 | -3.1363e-10 | 9.9118e-11 | 1.7527e-10 | 3.1363e-10 | 7.988e-11 | 2.8618e-10 | 1.1322e-10 | -7.988e-11 | -2.8618e-10 | -1.1322e-10 | 0 | 0 | 0 | 0 | 0 | 0 | 0.99547 | 0.99188 | 0.98552 | 0.99547 | 0.99188 | 0.98552 | -0.20898 | -120.7514 | 119.7008 | -0.20898 | -120.7514 | 119.7008
Line11_12_13 | 0 | 0 | 0 | 0 | 0 | 0 | 0 | 0 | 0 | 0 | 0 | 0 | -8.2598e-11 | -1.4606e-10 | -2.6136e-10 | 8.2598e-11 | 1.4606e-10 | 2.6136e-10 | 6.6566e-11 | 2.3848e-10 | 9.4348e-11 | -6.6567e-11 | -2.3848e-10 | -9.4348e-11 | 0 | 0 | 0 | 0 | 0 | 0 | 0.99547 | 0.99188 | 0.98552 | 0.99547 | 0.99188 | 0.98552 | -0.20898 | -120.7514 | 119.7008 | -0.20898 | -120.7514 | 119.7008
Line12_13_15 | 0 | 0 | 0 | 0 | 0 | 0 | 0 | 0 | 0 | 0 | 0 | 0 | -4.9559e-11 | -8.7635e-11 | -1.5681e-10 | 4.9559e-11 | 8.7635e-11 | 1.5681e-10 | 3.994e-11 | 1.4309e-10 | 5.6609e-11 | -3.994e-11 | -1.4309e-10 | -5.6609e-11 | 0 | 0 | 0 | 0 | 0 | 0 | 0.99547 | 0.99188 | 0.98552 | 0.99547 | 0.99188 | 0.98552 | -0.20898 | -120.7514 | 119.7008 | -0.20898 | -120.7514 | 119.7008
Line13_13_14 | 0 | 0 | 0 | 0 | 0 | 0 | 0 | 0 | 0 | 0 | 0 | 0 | -1.652e-11 | -2.9212e-11 | -5.2271e-11 | 1.652e-11 | 2.9212e-11 | 5.2271e-11 | 1.3313e-11 | 4.7697e-11 | 1.887e-11 | -1.3313e-11 | -4.7697e-11 | -1.887e-11 | 0 | 0 | 0 | 0 | 0 | 0 | 0.99547 | 0.99188 | 0.98552 | 0.99547 | 0.99188 | 0.98552 | -0.20898 | -120.7514 | 119.7008 | -0.20898 | -120.7514 | 119.7008
Line14_15_16 | 0 | 0 | 0 | 0 | 0 | 0 | 0 | 0 | 0 | 0 | 0 | 0 | -3.3039e-11 | -5.8424e-11 | -1.0454e-10 | 3.3039e-11 | 5.8424e-11 | 1.0454e-10 | 2.6627e-11 | 9.5394e-11 | 3.7739e-11 | -2.6627e-11 | -9.5394e-11 | -3.7739e-11 | 0 | 0 | 0 | 0 | 0 | 0 | 0.99547 | 0.99188 | 0.98552 | 0.99547 | 0.99188 | 0.98552 | -0.20898 | -120.7514 | 119.7008 | -0.20898 | -120.7514 | 119.7008
Line15_16_17 | 0 | 0 | 0 | 0 | 0 | 0 | 0 | 0 | 0 | 0 | 0 | 0 | -1.652e-11 | -2.9212e-11 | -5.2271e-11 | 1.652e-11 | 2.9212e-11 | 5.2271e-11 | 1.3313e-11 | 4.7697e-11 | 1.887e-11 | -1.3313e-11 | -4.7697e-11 | -1.887e-11 | 0 | 0 | 0 | 0 | 0 | 0 | 0.99547 | 0.99188 | 0.98552 | 0.99547 | 0.99188 | 0.98552 | -0.20898 | -120.7514 | 119.7008 | -0.20898 | -120.7514 | 119.7008
Line16_4_18 | 0 | 0 | 0 | 0 | 0 | 0 | 0 | 0 | 0 | 0 | 0 | 0 | -1.652e-11 | -2.9212e-11 | -5.2271e-11 | 1.652e-11 | 2.9212e-11 | 5.2271e-11 | 1.3313e-11 | 4.7697e-11 | 1.887e-11 | -1.3313e-11 | -4.7697e-11 | -1.887e-11 | 0 | 0 | 0 | 0 | 0 | 0 | 0.99547 | 0.99188 | 0.98552 | 0.99547 | 0.99188 | 0.98552 | -0.20898 | -120.7514 | 119.7008 | -0.20898 | -120.7514 | 119.7008
Line17_5_19 | 0 | 0 | 0 | 0 | 0 | 0 | 0 | 0 | 0 | 0 | 0 | 0 | -1.652e-11 | -2.9212e-11 | -5.2271e-11 | 1.652e-11 | 2.9212e-11 | 5.2271e-11 | 1.3313e-11 | 4.7697e-11 | 1.887e-11 | -1.3313e-11 | -4.7697e-11 | -1.887e-11 | 0 | 0 | 0 | 0 | 0 | 0 | 0.99547 | 0.99188 | 0.98552 | 0.99547 | 0.99188 | 0.98552 | -0.20898 | -120.7514 | 119.7008 | -0.20898 | -120.7514 | 119.7008
Line1_1_3 | 0 | 0 | 0 | 0 | 0 | 0 | 0 | 0 | 0 | 0 | 0 | 0 | -1.3216e-10 | -2.3369e-10 | -4.1817e-10 | 1.3216e-10 | 2.3369e-10 | 4.1817e-10 | 1.0651e-10 | 3.8158e-10 | 1.5096e-10 | -1.0651e-10 | -3.8158e-10 | -1.5096e-10 | 0 | 0 | 0 | 0 | 0 | 0 | 0.99547 | 0.99188 | 0.98552 | 0.99547 | 0.99188 | 0.98552 | -0.20898 | -120.7514 | 119.7008 | -0.20898 | -120.7514 | 119.7008
Line2_1_4 | 0 | 0 | 0 | 0 | 0 | 0 | 0 | 0 | 0 | 0 | 0 | 0 | -3.3039e-11 | -5.8424e-11 | -1.0454e-10 | 3.3039e-11 | 5.8424e-11 | 1.0454e-10 | 2.6627e-11 | 9.5394e-11 | 3.7739e-11 | -2.6627e-11 | -9.5394e-11 | -3.7739e-11 | 0 | 0 | 0 | 0 | 0 | 0 | 0.99547 | 0.99188 | 0.98552 | 0.99547 | 0.99188 | 0.98552 | -0.20898 | -120.7514 | 119.7008 | -0.20898 | -120.7514 | 119.7008
Line3_1_5 | 0 | 0 | 0 | 0 | 0 | 0 | 0 | 0 | 0 | 0 | 0 | 0 | -3.3039e-11 | -5.8424e-11 | -1.0454e-10 | 3.3039e-11 | 5.8424e-11 | 1.0454e-10 | 2.6627e-11 | 9.5394e-11 | 3.7739e-11 | -2.6627e-11 | -9.5394e-11 | -3.7739e-11 | 0 | 0 | 0 | 0 | 0 | 0 | 0.99547 | 0.99188 | 0.98552 | 0.99547 | 0.99188 | 0.98552 | -0.20898 | -120.7514 | 119.7008 | -0.20898 | -120.7514 | 119.7008
Line4_2_6 | 0 | 0 | 0 | 0 | 0 | 0 | 0 | 0 | 0 | 0 | 0 | 0 | -8.2598e-11 | -1.4606e-10 | -2.6136e-10 | 8.2598e-11 | 1.4606e-10 | 2.6136e-10 | 6.6566e-11 | 2.3848e-10 | 9.4348e-11 | -6.6566e-11 | -2.3848e-10 | -9.4348e-11 | 0 | 0 | 0 | 0 | 0 | 0 | 0.99547 | 0.99188 | 0.98552 | 0.99547 | 0.99188 | 0.98552 | -0.20898 | -120.7514 | 119.7008 | -0.20898 | -120.7514 | 119.7008
Line5_6_7 | 0 | 0 | 0 | 0 | 0 | 0 | 0 | 0 | 0 | 0 | 0 | 0 | -6.6078e-11 | -1.1685e-10 | -2.0908e-10 | 6.6078e-11 | 1.1685e-10 | 2.0908e-10 | 5.3253e-11 | 1.9079e-10 | 7.5478e-11 | -5.3253e-11 | -1.9079e-10 | -7.5478e-11 | 0 | 0 | 0 | 0 | 0 | 0 | 0.99547 | 0.99188 | 0.98552 | 0.99547 | 0.99188 | 0.98552 | -0.20898 | -120.7514 | 119.7008 | -0.20898 | -120.7514 | 119.7008
Line6_7_8 | 0 | 0 | 0 | 0 | 0 | 0 | 0 | 0 | 0 | 0 | 0 | 0 | -4.9559e-11 | -8.7635e-11 | -1.5681e-10 | 4.9559e-11 | 8.7635e-11 | 1.5681e-10 | 3.994e-11 | 1.4309e-10 | 5.6609e-11 | -3.994e-11 | -1.4309e-10 | -5.6609e-11 | 0 | 0 | 0 | 0 | 0 | 0 | 0.99547 | 0.99188 | 0.98552 | 0.99547 | 0.99188 | 0.98552 | -0.20898 | -120.7514 | 119.7008 | -0.20898 | -120.7514 | 119.7008
Line7_8_9 | 0 | 0 | 0 | 0 | 0 | 0 | 0 | 0 | 0 | 0 | 0 | 0 | -1.652e-11 | -2.9212e-11 | -5.2271e-11 | 1.652e-11 | 2.9212e-11 | 5.2271e-11 | 1.3313e-11 | 4.7697e-11 | 1.887e-11 | -1.3313e-11 | -4.7697e-11 | -1.887e-11 | 0 | 0 | 0 | 0 | 0 | 0 | 0.99547 | 0.99188 | 0.98552 | 0.99547 | 0.99188 | 0.98552 | -0.20898 | -120.7514 | 119.7008 | -0.20898 | -120.7514 | 119.7008
Line8_8_10 | 0 | 0 | 0 | 0 | 0 | 0 | 0 | 0 | 0 | 0 | 0 | 0 | -1.652e-11 | -2.9212e-11 | -5.2271e-11 | 1.652e-11 | 2.9212e-11 | 5.2271e-11 | 1.3313e-11 | 4.7697e-11 | 1.887e-11 | -1.3313e-11 | -4.7697e-11 | -1.887e-11 | 0 | 0 | 0 | 0 | 0 | 0 | 0.99547 | 0.99188 | 0.98552 | 0.99547 | 0.99188 | 0.98552 | -0.20898 | -120.7514 | 119.7008 | -0.20898 | -120.7514 | 119.7008
Line9_3_11 | 0 | 0 | 0 | 0 | 0 | 0 | 0 | 0 | 0 | 0 | 0 | 0 | -1.1564e-10 | -2.0448e-10 | -3.659e-10 | 1.1564e-10 | 2.0448e-10 | 3.659e-10 | 9.3193e-11 | 3.3388e-10 | 1.3209e-10 | -9.3193e-11 | -3.3388e-10 | -1.3209e-10 | 0 | 0 | 0 | 0 | 0 | 0 | 0.99547 | 0.99188 | 0.98552 | 0.99547 | 0.99188 | 0.98552 | -0.20898 | -120.7514 | 119.7008 | -0.20898 | -120.7514 | 119.7008

## LLG_min_fault_10
name | pf_ikss_a_from_ka | pf_ikss_b_from_ka | pf_ikss_c_from_ka | pf_ikss_a_to_ka | pf_ikss_b_to_ka | pf_ikss_c_to_ka | pf_skss_a_from_mw | pf_skss_b_from_mw | pf_skss_c_from_mw | pf_skss_a_to_mw | pf_skss_b_to_mw | pf_skss_c_to_mw | pf_p_a_from_mw | pf_p_b_from_mw | pf_p_c_from_mw | pf_p_a_to_mw | pf_p_b_to_mw | pf_p_c_to_mw | pf_q_a_from_mvar | pf_q_b_from_mvar | pf_q_c_from_mvar | pf_q_a_to_mvar | pf_q_b_to_mvar | pf_q_c_to_mvar | pf_ikss_a_from_degree | pf_ikss_b_from_degree | pf_ikss_c_from_degree | pf_ikss_a_to_degree | pf_ikss_b_to_degree | pf_ikss_c_to_degree | pf_vm_a_from_pu | pf_vm_b_from_pu | pf_vm_c_from_pu | pf_vm_a_to_pu | pf_vm_b_to_pu | pf_vm_c_to_pu | pf_va_a_from_degree | pf_va_b_from_degree | pf_va_c_from_degree | pf_va_a_to_degree | pf_va_b_to_degree | pf_va_c_to_degree
Line0_1_2 | 0 | 0 | 0 | 0 | 0 | 0 | 0 | 0 | 0 | 0 | 0 | 0 | -9.9117e-11 | -1.7527e-10 | -3.1363e-10 | 9.9118e-11 | 1.7527e-10 | 3.1363e-10 | 7.988e-11 | 2.8618e-10 | 1.1322e-10 | -7.988e-11 | -2.8618e-10 | -1.1322e-10 | 0 | 0 | 0 | 0 | 0 | 0 | 0.99547 | 0.99188 | 0.98552 | 0.99547 | 0.99188 | 0.98552 | -0.20898 | -120.7514 | 119.7008 | -0.20898 | -120.7514 | 119.7008
Line10_11_12 | 0 | 0 | 0 | 0 | 0 | 0 | 0 | 0 | 0 | 0 | 0 | 0 | -9.9118e-11 | -1.7527e-10 | -3.1363e-10 | 9.9118e-11 | 1.7527e-10 | 3.1363e-10 | 7.988e-11 | 2.8618e-10 | 1.1322e-10 | -7.988e-11 | -2.8618e-10 | -1.1322e-10 | 0 | 0 | 0 | 0 | 0 | 0 | 0.99547 | 0.99188 | 0.98552 | 0.99547 | 0.99188 | 0.98552 | -0.20898 | -120.7514 | 119.7008 | -0.20898 | -120.7514 | 119.7008
Line11_12_13 | 0 | 0 | 0 | 0 | 0 | 0 | 0 | 0 | 0 | 0 | 0 | 0 | -8.2598e-11 | -1.4606e-10 | -2.6136e-10 | 8.2598e-11 | 1.4606e-10 | 2.6136e-10 | 6.6566e-11 | 2.3848e-10 | 9.4348e-11 | -6.6567e-11 | -2.3848e-10 | -9.4348e-11 | 0 | 0 | 0 | 0 | 0 | 0 | 0.99547 | 0.99188 | 0.98552 | 0.99547 | 0.99188 | 0.98552 | -0.20898 | -120.7514 | 119.7008 | -0.20898 | -120.7514 | 119.7008
Line12_13_15 | 0 | 0 | 0 | 0 | 0 | 0 | 0 | 0 | 0 | 0 | 0 | 0 | -4.9559e-11 | -8.7635e-11 | -1.5681e-10 | 4.9559e-11 | 8.7635e-11 | 1.5681e-10 | 3.994e-11 | 1.4309e-10 | 5.6609e-11 | -3.994e-11 | -1.4309e-10 | -5.6609e-11 | 0 | 0 | 0 | 0 | 0 | 0 | 0.99547 | 0.99188 | 0.98552 | 0.99547 | 0.99188 | 0.98552 | -0.20898 | -120.7514 | 119.7008 | -0.20898 | -120.7514 | 119.7008
Line13_13_14 | 0 | 0 | 0 | 0 | 0 | 0 | 0 | 0 | 0 | 0 | 0 | 0 | -1.652e-11 | -2.9212e-11 | -5.2271e-11 | 1.652e-11 | 2.9212e-11 | 5.2271e-11 | 1.3313e-11 | 4.7697e-11 | 1.887e-11 | -1.3313e-11 | -4.7697e-11 | -1.887e-11 | 0 | 0 | 0 | 0 | 0 | 0 | 0.99547 | 0.99188 | 0.98552 | 0.99547 | 0.99188 | 0.98552 | -0.20898 | -120.7514 | 119.7008 | -0.20898 | -120.7514 | 119.7008
Line14_15_16 | 0 | 0 | 0 | 0 | 0 | 0 | 0 | 0 | 0 | 0 | 0 | 0 | -3.3039e-11 | -5.8424e-11 | -1.0454e-10 | 3.3039e-11 | 5.8424e-11 | 1.0454e-10 | 2.6627e-11 | 9.5394e-11 | 3.7739e-11 | -2.6627e-11 | -9.5394e-11 | -3.7739e-11 | 0 | 0 | 0 | 0 | 0 | 0 | 0.99547 | 0.99188 | 0.98552 | 0.99547 | 0.99188 | 0.98552 | -0.20898 | -120.7514 | 119.7008 | -0.20898 | -120.7514 | 119.7008
Line15_16_17 | 0 | 0 | 0 | 0 | 0 | 0 | 0 | 0 | 0 | 0 | 0 | 0 | -1.652e-11 | -2.9212e-11 | -5.2271e-11 | 1.652e-11 | 2.9212e-11 | 5.2271e-11 | 1.3313e-11 | 4.7697e-11 | 1.887e-11 | -1.3313e-11 | -4.7697e-11 | -1.887e-11 | 0 | 0 | 0 | 0 | 0 | 0 | 0.99547 | 0.99188 | 0.98552 | 0.99547 | 0.99188 | 0.98552 | -0.20898 | -120.7514 | 119.7008 | -0.20898 | -120.7514 | 119.7008
Line16_4_18 | 0 | 0 | 0 | 0 | 0 | 0 | 0 | 0 | 0 | 0 | 0 | 0 | -1.652e-11 | -2.9212e-11 | -5.2271e-11 | 1.652e-11 | 2.9212e-11 | 5.2271e-11 | 1.3313e-11 | 4.7697e-11 | 1.887e-11 | -1.3313e-11 | -4.7697e-11 | -1.887e-11 | 0 | 0 | 0 | 0 | 0 | 0 | 0.99547 | 0.99188 | 0.98552 | 0.99547 | 0.99188 | 0.98552 | -0.20898 | -120.7514 | 119.7008 | -0.20898 | -120.7514 | 119.7008
Line17_5_19 | 0 | 0 | 0 | 0 | 0 | 0 | 0 | 0 | 0 | 0 | 0 | 0 | -1.652e-11 | -2.9212e-11 | -5.2271e-11 | 1.652e-11 | 2.9212e-11 | 5.2271e-11 | 1.3313e-11 | 4.7697e-11 | 1.887e-11 | -1.3313e-11 | -4.7697e-11 | -1.887e-11 | 0 | 0 | 0 | 0 | 0 | 0 | 0.99547 | 0.99188 | 0.98552 | 0.99547 | 0.99188 | 0.98552 | -0.20898 | -120.7514 | 119.7008 | -0.20898 | -120.7514 | 119.7008
Line1_1_3 | 0 | 0 | 0 | 0 | 0 | 0 | 0 | 0 | 0 | 0 | 0 | 0 | -1.3216e-10 | -2.3369e-10 | -4.1817e-10 | 1.3216e-10 | 2.3369e-10 | 4.1817e-10 | 1.0651e-10 | 3.8158e-10 | 1.5096e-10 | -1.0651e-10 | -3.8158e-10 | -1.5096e-10 | 0 | 0 | 0 | 0 | 0 | 0 | 0.99547 | 0.99188 | 0.98552 | 0.99547 | 0.99188 | 0.98552 | -0.20898 | -120.7514 | 119.7008 | -0.20898 | -120.7514 | 119.7008
Line2_1_4 | 0 | 0 | 0 | 0 | 0 | 0 | 0 | 0 | 0 | 0 | 0 | 0 | -3.3039e-11 | -5.8424e-11 | -1.0454e-10 | 3.3039e-11 | 5.8424e-11 | 1.0454e-10 | 2.6627e-11 | 9.5394e-11 | 3.7739e-11 | -2.6627e-11 | -9.5394e-11 | -3.7739e-11 | 0 | 0 | 0 | 0 | 0 | 0 | 0.99547 | 0.99188 | 0.98552 | 0.99547 | 0.99188 | 0.98552 | -0.20898 | -120.7514 | 119.7008 | -0.20898 | -120.7514 | 119.7008
Line3_1_5 | 0 | 0 | 0 | 0 | 0 | 0 | 0 | 0 | 0 | 0 | 0 | 0 | -3.3039e-11 | -5.8424e-11 | -1.0454e-10 | 3.3039e-11 | 5.8424e-11 | 1.0454e-10 | 2.6627e-11 | 9.5394e-11 | 3.7739e-11 | -2.6627e-11 | -9.5394e-11 | -3.7739e-11 | 0 | 0 | 0 | 0 | 0 | 0 | 0.99547 | 0.99188 | 0.98552 | 0.99547 | 0.99188 | 0.98552 | -0.20898 | -120.7514 | 119.7008 | -0.20898 | -120.7514 | 119.7008
Line4_2_6 | 0 | 0 | 0 | 0 | 0 | 0 | 0 | 0 | 0 | 0 | 0 | 0 | -8.2598e-11 | -1.4606e-10 | -2.6136e-10 | 8.2598e-11 | 1.4606e-10 | 2.6136e-10 | 6.6566e-11 | 2.3848e-10 | 9.4348e-11 | -6.6566e-11 | -2.3848e-10 | -9.4348e-11 | 0 | 0 | 0 | 0 | 0 | 0 | 0.99547 | 0.99188 | 0.98552 | 0.99547 | 0.99188 | 0.98552 | -0.20898 | -120.7514 | 119.7008 | -0.20898 | -120.7514 | 119.7008
Line5_6_7 | 0 | 0 | 0 | 0 | 0 | 0 | 0 | 0 | 0 | 0 | 0 | 0 | -6.6078e-11 | -1.1685e-10 | -2.0908e-10 | 6.6078e-11 | 1.1685e-10 | 2.0908e-10 | 5.3253e-11 | 1.9079e-10 | 7.5478e-11 | -5.3253e-11 | -1.9079e-10 | -7.5478e-11 | 0 | 0 | 0 | 0 | 0 | 0 | 0.99547 | 0.99188 | 0.98552 | 0.99547 | 0.99188 | 0.98552 | -0.20898 | -120.7514 | 119.7008 | -0.20898 | -120.7514 | 119.7008
Line6_7_8 | 0 | 0 | 0 | 0 | 0 | 0 | 0 | 0 | 0 | 0 | 0 | 0 | -4.9559e-11 | -8.7635e-11 | -1.5681e-10 | 4.9559e-11 | 8.7635e-11 | 1.5681e-10 | 3.994e-11 | 1.4309e-10 | 5.6609e-11 | -3.994e-11 | -1.4309e-10 | -5.6609e-11 | 0 | 0 | 0 | 0 | 0 | 0 | 0.99547 | 0.99188 | 0.98552 | 0.99547 | 0.99188 | 0.98552 | -0.20898 | -120.7514 | 119.7008 | -0.20898 | -120.7514 | 119.7008
Line7_8_9 | 0 | 0 | 0 | 0 | 0 | 0 | 0 | 0 | 0 | 0 | 0 | 0 | -1.652e-11 | -2.9212e-11 | -5.2271e-11 | 1.652e-11 | 2.9212e-11 | 5.2271e-11 | 1.3313e-11 | 4.7697e-11 | 1.887e-11 | -1.3313e-11 | -4.7697e-11 | -1.887e-11 | 0 | 0 | 0 | 0 | 0 | 0 | 0.99547 | 0.99188 | 0.98552 | 0.99547 | 0.99188 | 0.98552 | -0.20898 | -120.7514 | 119.7008 | -0.20898 | -120.7514 | 119.7008
Line8_8_10 | 0 | 0 | 0 | 0 | 0 | 0 | 0 | 0 | 0 | 0 | 0 | 0 | -1.652e-11 | -2.9212e-11 | -5.2271e-11 | 1.652e-11 | 2.9212e-11 | 5.2271e-11 | 1.3313e-11 | 4.7697e-11 | 1.887e-11 | -1.3313e-11 | -4.7697e-11 | -1.887e-11 | 0 | 0 | 0 | 0 | 0 | 0 | 0.99547 | 0.99188 | 0.98552 | 0.99547 | 0.99188 | 0.98552 | -0.20898 | -120.7514 | 119.7008 | -0.20898 | -120.7514 | 119.7008
Line9_3_11 | 0 | 0 | 0 | 0 | 0 | 0 | 0 | 0 | 0 | 0 | 0 | 0 | -1.1564e-10 | -2.0448e-10 | -3.659e-10 | 1.1564e-10 | 2.0448e-10 | 3.659e-10 | 9.3193e-11 | 3.3388e-10 | 1.3209e-10 | -9.3193e-11 | -3.3388e-10 | -1.3209e-10 | 0 | 0 | 0 | 0 | 0 | 0 | 0.99547 | 0.99188 | 0.98552 | 0.99547 | 0.99188 | 0.98552 | -0.20898 | -120.7514 | 119.7008 | -0.20898 | -120.7514 | 119.7008