## LLL_max_6
name | pf_ikss_from_ka | pf_ikss_to_ka | pf_ip_from_ka | pf_ip_to_ka | pf_skss_from_mw | pf_skss_to_mw | pf_p_from_mw | pf_p_to_mw | pf_q_from_mvar | pf_q_to_mvar | pf_ikss_from_degree | pf_ikss_to_degree | pf_vm_from_pu | pf_vm_to_pu | pf_va_from_degree | pf_va_to_degree
Line0_1_2 | 1.8136 | 1.8136 | 0 | 0 | 1.2565 | 1.2565 | 0.49335 | -0.39468 | 0.9867 | -0.78936 | 0 | 112.8603 | 0.87799 | 0.70239 | -3.7048 | -3.7048
Line10_11_12 | 0 | 0 | 0 | 0 | 0 | 0 | 0 | 0 | 0 | 0 | 0 | 0 | 0.87799 | 0.87799 | -3.7048 | -3.7048
Line11_12_13 | 0 | 0 | 0 | 0 | 0 | 0 | 0 | 0 | 0 | 0 | 0 | 0 | 0.87799 | 0.87799 | -3.7048 | -3.7048
Line12_13_15 | 0 | 0 | 0 | 0 | 0 | 0 | 0 | 0 | 0 | 0 | 0 | 0 | 0.87799 | 0.87799 | -3.7048 | -3.7048
Line13_13_14 | 0 | 0 | 0 | 0 | 0 | 0 | 0 | 0 | 0 | 0 | 0 | 0 | 0.87799 | 0.87799 | -3.7048 | -3.7048
Line14_15_16 | 0 | 0 | 0 | 0 | 0 | 0 | 0 | 0 | 0 | 0 | 0 | 0 | 0.87799 | 0.87799 | -3.7048 | -3.7048
Line15_16_17 | 0 | 0 | 0 | 0 | 0 | 0 | 0 | 0 | 0 | 0 | 0 | 0 | 0.87799 | 0.87799 | -3.7048 | -3.7048
Line16_4_18 | 0 | 0 | 0 | 0 | 0 | 0 | 0 | 0 | 0 | 0 | 0 | 0 | 0.87799 | 0.87799 | -3.7048 | -3.7048
Line17_5_19 | 0 | 0 | 0 | 0 | 0 | 0 | 0 | 0 | 0 | 0 | 0 | 0 | 0.87799 | 0.87799 | -3.7048 | -3.7048
Line1_1_3 | 0 | 0 | 0 | 0 | 0 | 0 | 0 | 0 | 0 | 0 | 0 | 0 | 0.87799 | 0.87799 | -3.7048 | -3.7048
Line2_1_4 | 0 | 0 | 0 | 0 | 0 | 0 | 0 | 0 | 0 | 0 | 0 | 0 | 0.87799 | 0.87799 | -3.7048 | -3.7048
Line3_1_5 | 0 | 0 | 0 | 0 | 0 | 0 | 0 | 0 | 0 | 0 | 0 | 0 | 0.87799 | 0.87799 | -3.7048 | -3.7048
Line4_2_6 | 1.8136 | 1.8136 | 0 | 0 | 1.2565 | 1.2565 | 0.39468 | -0.29601 | 0.78936 | -0.59202 | 0 | 112.8603 | 0.70239 | 0.52679 | -3.7048 | -3.7048
Line5_6_7 | 1.8136 | 1.8136 | 0 | 0 | 1.2565 | 1.2565 | 0.29601 | -0.19734 | 0.59202 | -0.39468 | 0 | 112.8603 | 0.52679 | 0.35119 | -3.7048 | -3.7048
Line6_7_8 | 1.8136 | 1.8136 | 0 | 0 | 1.2565 | 1.2565 | 0.19734 | -0.09867 | 0.39468 | -0.19734 | 0 | 112.8603 | 0.35119 | 0.1756 | -3.7048 | -3.7048
Line7_8_9 | 0 | 0 | 0 | 0 | 0 | 0 | 0 | 0 | 0 | 0 | 0 | 0 | 0.1756 | 0.1756 | -3.7048 | -3.7048
Line8_8_10 | 1.8136 | 1.8136 | 0 | 3.3256 | 1.2565 | 1.2565 | 0.09867 | -1e-07 | 0.19734 | -1e-07 | -67.1397 | 112.8603 | 0.1756 | 0 | -3.7048 | 0
Line9_3_11 | 0 | 0 | 0 | 0 | 0 | 0 | 0 | 0 | 0 | 0 | 0 | 0 | 0.87799 | 0.87799 | -3.7048 | -3.7048

## LLL_max_10
name | pf_ikss_from_ka | pf_ikss_to_ka | pf_ip_from_ka | pf_ip_to_ka | pf_skss_from_mw | pf_skss_to_mw | pf_p_from_mw | pf_p_to_mw | pf_q_from_mvar | pf_q_to_mvar | pf_ikss_from_degree | pf_ikss_to_degree | pf_vm_from_pu | pf_vm_to_pu | pf_va_from_degree | pf_va_to_degree
Line0_1_2 | 1.8852 | 1.8852 | 0 | 0 | 1.3061 | 1.3061 | 0.53308 | -0.42646 | 1.0662 | -0.85292 | 0 | 112.715 | 0.91265 | 0.73012 | -3.85 | -3.85
Line10_11_12 | 0 | 0 | 0 | 0 | 0 | 0 | 0 | 0 | 0 | 0 | 0 | 0 | 0.91265 | 0.91265 | -3.85 | -3.85
Line11_12_13 | 0 | 0 | 0 | 0 | 0 | 0 | 0 | 0 | 0 | 0 | 0 | 0 | 0.91265 | 0.91265 | -3.85 | -3.85
Line12_13_15 | 0 | 0 | 0 | 0 | 0 | 0 | 0 | 0 | 0 | 0 | 0 | 0 | 0.91265 | 0.91265 | -3.85 | -3.85
Line13_13_14 | 0 | 0 | 0 | 0 | 0 | 0 | 0 | 0 | 0 | 0 | 0 | 0 | 0.91265 | 0.91265 | -3.85 | -3.85
Line14_15_16 | 0 | 0 | 0 | 0 | 0 | 0 | 0 | 0 | 0 | 0 | 0 | 0 | 0.91265 | 0.91265 | -3.85 | -3.85
Line15_16_17 | 0 | 0 | 0 | 0 | 0 | 0 | 0 | 0 | 0 | 0 | 0 | 0 | 0.91265 | 0.91265 | -3.85 | -3.85
Line16_4_18 | 0 | 0 | 0 | 0 | 0 | 0 | 0 | 0 | 0 | 0 | 0 | 0 | 0.91265 | 0.91265 | -3.85 | -3.85
Line17_5_19 | 0 | 0 | 0 | 0 | 0 | 0 | 0 | 0 | 0 | 0 | 0 | 0 | 0.91265 | 0.91265 | -3.85 | -3.85
Line1_1_3 | 0 | 0 | 0 | 0 | 0 | 0 | 0 | 0 | 0 | 0 | 0 | 0 | 0.91265 | 0.91265 | -3.85 | -3.85
Line2_1_4 | 0 | 0 | 0 | 0 | 0 | 0 | 0 | 0 | 0 | 0 | 0 | 0 | 0.91265 | 0.91265 | -3.85 | -3.85
Line3_1_5 | 0 | 0 | 0 | 0 | 0 | 0 | 0 | 0 | 0 | 0 | 0 | 0 | 0.91265 | 0.91265 | -3.85 | -3.85
Line4_2_6 | 1.8852 | 1.8852 | 0 | 0 | 1.3061 | 1.3061 | 0.42646 | -0.31985 | 0.85292 | -0.63969 | 0 | 112.715 | 0.73012 | 0.54759 | -3.85 | -3.85
Line5_6_7 | 1.8852 | 1.8852 | 0 | 0 | 1.3061 | 1.3061 | 0.31985 | -0.21323 | 0.63969 | -0.42646 | 0 | 112.715 | 0.54759 | 0.36506 | -3.85 | -3.85
Line6_7_8 | 1.8852 | 1.8852 | 0 | 0 | 1.3061 | 1.3061 | 0.21323 | -0.10662 | 0.42646 | -0.21323 | 0 | 112.715 | 0.36506 | 0.18253 | -3.85 | -3.85
Line7_8_9 | 0 | 0 | 0 | 0 | 0 | 0 | 0 | 0 | 0 | 0 | 0 | 0 | 0.18253 | 0.18253 | -3.85 | -3.85
Line8_8_10 | 1.8852 | 1.8852 | 0 | 3.4635 | 1.3061 | 1.3061 | 0.10662 | -1e-07 | 0.21323 | -1e-07 | -67.285 | 112.715 | 0.18253 | 0 | -3.85 | 0
Line9_3_11 | 0 | 0 | 0 | 0 | 0 | 0 | 0 | 0 | 0 | 0 | 0 | 0 | 0.91265 | 0.91265 | -3.85 | -3.85

## LLL_max_fault_6
name | pf_ikss_from_ka | pf_ikss_to_ka | pf_ip_from_ka | pf_ip_to_ka | pf_skss_from_mw | pf_skss_to_mw | pf_p_from_mw | pf_p_to_mw | pf_q_from_mvar | pf_q_to_mvar | pf_ikss_from_degree | pf_ikss_to_degree | pf_vm_from_pu | pf_vm_to_pu | pf_va_from_degree | pf_va_to_degree
Line0_1_2 | 0.033702 | 0.033702 | 0 | 0 | 0.023349 | 0.023349 | 0.017207 | -0.017173 | 0.017378 | -0.01731 | 0 | 134.5987 | 1.0474 | 1.0443 | -0.11902 | -0.1748
Line10_11_12 | 0 | 0 | 0 | 0 | 0 | 0 | 0 | 0 | 0 | 0 | 0 | 0 | 1.0474 | 1.0474 | -0.11902 | -0.11902
Line11_12_13 | 0 | 0 | 0 | 0 | 0 | 0 | 0 | 0 | 0 | 0 | 0 | 0 | 1.0474 | 1.0474 | -0.11902 | -0.11902
Line12_13_15 | 0 | 0 | 0 | 0 | 0 | 0 | 0 | 0 | 0 | 0 | 0 | 0 | 1.0474 | 1.0474 | -0.11902 | -0.11902
Line13_13_14 | 0 | 0 | 0 | 0 | 0 | 0 | 0 | 0 | 0 | 0 | 0 | 0 | 1.0474 | 1.0474 | -0.11902 | -0.11902
Line14_15_16 | 0 | 0 | 0 | 0 | 0 | 0 | 0 | 0 | 0 | 0 | 0 | 0 | 1.0474 | 1.0474 | -0.11902 | -0.11902
Line15_16_17 | 0 | 0 | 0 | 0 | 0 | 0 | 0 | 0 | 0 | 0 | 0 | 0 | 1.0474 | 1.0474 | -0.11902 | -0.11902
Line16_4_18 | 0 | 0 | 0 | 0 | 0 | 0 | 0 | 0 | 0 | 0 | 0 | 0 | 1.0474 | 1.0474 | -0.11902 | -0.11902
Line17_5_19 | 0 | 0 | 0 | 0 | 0 | 0 | 0 | 0 | 0 | 0 | 0 | 0 | 1.0474 | 1.0474 | -0.11902 | -0.11902
Line1_1_3 | 0 | 0 | 0 | 0 | 0 | 0 | 0 | 0 | 0 | 0 | 0 | 0 | 1.0474 | 1.0474 | -0.11902 | -0.11902
Line2_1_4 | 0 | 0 | 0 | 0 | 0 | 0 | 0 | 0 | 0 | 0 | 0 | 0 | 1.0474 | 1.0474 | -0.11902 | -0.11902
Line3_1_5 | 0 | 0 | 0 | 0 | 0 | 0 | 0 | 0 | 0 | 0 | 0 | 0 | 1.0474 | 1.0474 | -0.11902 | -0.11902
Line4_2_6 | 0.033702 | 0.033702 | 0 | 0 | 0.023349 | 0.023349 | 0.017173 | -0.017139 | 0.01731 | -0.017242 | 0 | 134.5987 | 1.0443 | 1.0412 | -0.1748 | -0.23091
Line5_6_7 | 0.033702 | 0.033702 | 0 | 0 | 0.023349 | 0.023349 | 0.017139 | -0.017105 | 0.017242 | -0.017173 | 0 | 134.5987 | 1.0412 | 1.0381 | -0.23091 | -0.28736
Line6_7_8 | 0.033702 | 0.033702 | 0 | 0 | 0.023349 | 0.023349 | 0.017105 | -0.017071 | 0.017173 | -0.017105 | 0 | 134.5987 | 1.0381 | 1.035 | -0.28736 | -0.34414
Line7_8_9 | 0 | 0 | 0 | 0 | 0 | 0 | 0 | 0 | 0 | 0 | 0 | 0 | 1.035 | 1.035 | -0.34414 | -0.34414
Line8_8_10 | 0.033702 | 0.033702 | 0 | 0.0618 | 0.023349 | 0.023349 | 0.017071 | -0.017037 | 0.017105 | -0.017037 | -45.4013 | 134.5987 | 1.035 | 1.0319 | -0.34414 | -0.40127
Line9_3_11 | 0 | 0 | 0 | 0 | 0 | 0 | 0 | 0 | 0 | 0 | 0 | 0 | 1.0474 | 1.0474 | -0.11902 | -0.11902

## LLL_max_fault_10
name | pf_ikss_from_ka | pf_ikss_to_ka | pf_ip_from_ka | pf_ip_to_ka | pf_skss_from_mw | pf_skss_to_mw | pf_p_from_mw | pf_p_to_mw | pf_q_from_mvar | pf_q_to_mvar | pf_ikss_from_degree | pf_ikss_to_degree | pf_vm_from_pu | pf_vm_to_pu | pf_va_from_degree | pf_va_to_degree
Line0_1_2 | 0.035302 | 0.035302 | 0 | 0 | 0.024458 | 0.024458 | 0.018881 | -0.018843 | 0.019068 | -0.018993 | 0 | 134.5931 | 1.0971 | 1.0939 | -0.12464 | -0.18041
Line10_11_12 | 0 | 0 | 0 | 0 | 0 | 0 | 0 | 0 | 0 | 0 | 0 | 0 | 1.0971 | 1.0971 | -0.12464 | -0.12464
Line11_12_13 | 0 | 0 | 0 | 0 | 0 | 0 | 0 | 0 | 0 | 0 | 0 | 0 | 1.0971 | 1.0971 | -0.12464 | -0.12464
Line12_13_15 | 0 | 0 | 0 | 0 | 0 | 0 | 0 | 0 | 0 | 0 | 0 | 0 | 1.0971 | 1.0971 | -0.12464 | -0.12464
Line13_13_14 | 0 | 0 | 0 | 0 | 0 | 0 | 0 | 0 | 0 | 0 | 0 | 0 | 1.0971 | 1.0971 | -0.12464 | -0.12464
Line14_15_16 | 0 | 0 | 0 | 0 | 0 | 0 | 0 | 0 | 0 | 0 | 0 | 0 | 1.0971 | 1.0971 | -0.12464 | -0.12464
Line15_16_17 | 0 | 0 | 0 | 0 | 0 | 0 | 0 | 0 | 0 | 0 | 0 | 0 | 1.0971 | 1.0971 | -0.12464 | -0.12464
Line16_4_18 | 0 | 0 | 0 | 0 | 0 | 0 | 0 | 0 | 0 | 0 | 0 | 0 | 1.0971 | 1.0971 | -0.12464 | -0.12464
Line17_5_19 | 0 | 0 | 0 | 0 | 0 | 0 | 0 | 0 | 0 | 0 | 0 | 0 | 1.0971 | 1.0971 | -0.12464 | -0.12464
Line1_1_3 | 0 | 0 | 0 | 0 | 0 | 0 | 0 | 0 | 0 | 0 | 0 | 0 | 1.0971 | 1.0971 | -0.12464 | -0.12464
Line2_1_4 | 0 | 0 | 0 | 0 | 0 | 0 | 0 | 0 | 0 | 0 | 0 | 0 | 1.0971 | 1.0971 | -0.12464 | -0.12464
Line3_1_5 | 0 | 0 | 0 | 0 | 0 | 0 | 0 | 0 | 0 | 0 | 0 | 0 | 1.0971 | 1.0971 | -0.12464 | -0.12464
Line4_2_6 | 0.035302 | 0.035302 | 0 | 0 | 0.024458 | 0.024458 | 0.018843 | -0.018806 | 0.018993 | -0.018918 | 0 | 134.5931 | 1.0939 | 1.0906 | -0.18041 | -0.23653
Line5_6_7 | 0.035302 | 0.035302 | 0 | 0 | 0.024458 | 0.024458 | 0.018806 | -0.018769 | 0.018918 | -0.018843 | 0 | 134.5931 | 1.0906 | 1.0874 | -0.23653 | -0.29297
Line6_7_8 | 0.035302 | 0.035302 | 0 | 0 | 0.024458 | 0.024458 | 0.018769 | -0.018731 | 0.018843 | -0.018769 | 0 | 134.5931 | 1.0874 | 1.0842 | -0.29297 | -0.34975
Line7_8_9 | 0 | 0 | 0 | 0 | 0 | 0 | 0 | 0 | 0 | 0 | 0 | 0 | 1.0842 | 1.0842 | -0.34975 | -0.34975
Line8_8_10 | 0.035302 | 0.035302 | 0 | 0.06486 | 0.024458 | 0.024458 | 0.018731 | -0.018694 | 0.018769 | -0.018694 | -45.4069 | 134.5931 | 1.0842 | 1.0809 | -0.34975 | -0.40688
Line9_3_11 | 0 | 0 | 0 | 0 | 0 | 0 | 0 | 0 | 0 | 0 | 0 | 0 | 1.0971 | 1.0971 | -0.12464 | -0.12464

## LLL_min_6
name | pf_ikss_from_ka | pf_ikss_to_ka | pf_ip_from_ka | pf_ip_to_ka | pf_skss_from_mw | pf_skss_to_mw | pf_p_from_mw | pf_p_to_mw | pf_q_from_mvar | pf_q_to_mvar | pf_ikss_from_degree | pf_ikss_to_degree | pf_vm_from_pu | pf_vm_to_pu | pf_va_from_degree | pf_va_to_degree
Line0_1_2 | 1.3872 | 1.3872 | 0 | 0 | 0.96109 | 0.96109 | 0.55422 | -0.44337 | 0.57731 | -0.46185 | 0 | 128.2998 | 0.83268 | 0.66614 | -5.531 | -5.531
Line10_11_12 | 0 | 0 | 0 | 0 | 0 | 0 | 0 | 0 | 0 | 0 | 0 | 0 | 0.83268 | 0.83268 | -5.531 | -5.531
Line11_12_13 | 0 | 0 | 0 | 0 | 0 | 0 | 0 | 0 | 0 | 0 | 0 | 0 | 0.83268 | 0.83268 | -5.531 | -5.531
Line12_13_15 | 0 | 0 | 0 | 0 | 0 | 0 | 0 | 0 | 0 | 0 | 0 | 0 | 0.83268 | 0.83268 | -5.531 | -5.531
Line13_13_14 | 0 | 0 | 0 | 0 | 0 | 0 | 0 | 0 | 0 | 0 | 0 | 0 | 0.83268 | 0.83268 | -5.531 | -5.531
Line14_15_16 | 0 | 0 | 0 | 0 | 0 | 0 | 0 | 0 | 0 | 0 | 0 | 0 | 0.83268 | 0.83268 | -5.531 | -5.531
Line15_16_17 | 0 | 0 | 0 | 0 | 0 | 0 | 0 | 0 | 0 | 0 | 0 | 0 | 0.83268 | 0.83268 | -5.531 | -5.531
Line16_4_18 | 0 | 0 | 0 | 0 | 0 | 0 | 0 | 0 | 0 | 0 | 0 | 0 | 0.83268 | 0.83268 | -5.531 | -5.531
Line17_5_19 | 0 | 0 | 0 | 0 | 0 | 0 | 0 | 0 | 0 | 0 | 0 | 0 | 0.83268 | 0.83268 | -5.531 | -5.531
Line1_1_3 | 0 | 0 | 0 | 0 | 0 | 0 | 0 | 0 | 0 | 0 | 0 | 0 | 0.83268 | 0.83268 | -5.531 | -5.531
Line2_1_4 | 0 | 0 | 0 | 0 | 0 | 0 | 0 | 0 | 0 | 0 | 0 | 0 | 0.83268 | 0.83268 | -5.531 | -5.531
Line3_1_5 | 0 | 0 | 0 | 0 | 0 | 0 | 0 | 0 | 0 | 0 | 0 | 0 | 0.83268 | 0.83268 | -5.531 | -5.531
Line4_2_6 | 1.3872 | 1.3872 | 0 | 0 | 0.96109 | 0.96109 | 0.44337 | -0.33253 | 0.46185 | -0.34639 | 0 | 128.2998 | 0.66614 | 0.49961 | -5.531 | -5.531
Line5_6_7 | 1.3872 | 1.3872 | 0 | 0 | 0.96109 | 0.96109 | 0.33253 | -0.22169 | 0.34639 | -0.23092 | 0 | 128.2998 | 0.49961 | 0.33307 | -5.531 | -5.531
Line6_7_8 | 1.3872 | 1.3872 | 0 | 0 | 0.96109 | 0.96109 | 0.22169 | -0.11084 | 0.23092 | -0.11546 | 0 | 128.2998 | 0.33307 | 0.16654 | -5.531 | -5.531
Line7_8_9 | 0 | 0 | 0 | 0 | 0 | 0 | 0 | 0 | 0 | 0 | 0 | 0 | 0.16654 | 0.16654 | -5.531 | -5.531
Line8_8_10 | 1.3872 | 1.3872 | 0 | 2.1809 | 0.96109 | 0.96109 | 0.11084 | -1e-07 | 0.11546 | -1e-07 | -51.7002 | 128.2998 | 0.16654 | 0 | -5.531 | 0
Line9_3_11 | 0 | 0 | 0 | 0 | 0 | 0 | 0 | 0 | 0 | 0 | 0 | 0 | 0.83268 | 0.83268 | -5.531 | -5.531

## LLL_min_10
name | pf_ikss_from_ka | pf_ikss_to_ka | pf_ip_from_ka | pf_ip_to_ka | pf_skss_from_mw | pf_skss_to_mw | pf_p_from_mw | pf_p_to_mw | pf_q_from_mvar | pf_q_to_mvar | pf_ikss_from_degree | pf_ikss_to_degree | pf_vm_from_pu | pf_vm_to_pu | pf_va_from_degree | pf_va_to_degree
Line0_1_2 | 1.3142 | 1.3142 | 0 | 0 | 0.91051 | 0.91051 | 0.49741 | -0.39793 | 0.51814 | -0.41451 | 0 | 128.2998 | 0.78885 | 0.63108 | -5.531 | -5.531
Line10_11_12 | 0 | 0 | 0 | 0 | 0 | 0 | 0 | 0 | 0 | 0 | 0 | 0 | 0.78885 | 0.78885 | -5.531 | -5.531
Line11_12_13 | 0 | 0 | 0 | 0 | 0 | 0 | 0 | 0 | 0 | 0 | 0 | 0 | 0.78885 | 0.78885 | -5.531 | -5.531
Line12_13_15 | 0 | 0 | 0 | 0 | 0 | 0 | 0 | 0 | 0 | 0 | 0 | 0 | 0.78885 | 0.78885 | -5.531 | -5.531
Line13_13_14 | 0 | 0 | 0 | 0 | 0 | 0 | 0 | 0 | 0 | 0 | 0 | 0 | 0.78885 | 0.78885 | -5.531 | -5.531
Line14_15_16 | 0 | 0 | 0 | 0 | 0 | 0 | 0 | 0 | 0 | 0 | 0 | 0 | 0.78885 | 0.78885 | -5.531 | -5.531
Line15_16_17 | 0 | 0 | 0 | 0 | 0 | 0 | 0 | 0 | 0 | 0 | 0 | 0 | 0.78885 | 0.78885 | -5.531 | -5.531
Line16_4_18 | 0 | 0 | 0 | 0 | 0 | 0 | 0 | 0 | 0 | 0 | 0 | 0 | 0.78885 | 0.78885 | -5.531 | -5.531
Line17_5_19 | 0 | 0 | 0 | 0 | 0 | 0 | 0 | 0 | 0 | 0 | 0 | 0 | 0.78885 | 0.78885 | -5.531 | -5.531
Line1_1_3 | 0 | 0 | 0 | 0 | 0 | 0 | 0 | 0 | 0 | 0 | 0 | 0 | 0.78885 | 0.78885 | -5.531 | -5.531
Line2_1_4 | 0 | 0 | 0 | 0 | 0 | 0 | 0 | 0 | 0 | 0 | 0 | 0 | 0.78885 | 0.78885 | -5.531 | -5.531
Line3_1_5 | 0 | 0 | 0 | 0 | 0 | 0 | 0 | 0 | 0 | 0 | 0 | 0 | 0.78885 | 0.78885 | -5.531 | -5.531
Line4_2_6 | 1.3142 | 1.3142 | 0 | 0 | 0.91051 | 0.91051 | 0.39793 | -0.29845 | 0.41451 | -0.31088 | 0 | 128.2998 | 0.63108 | 0.47331 | -5.531 | -5.531
Line5_6_7 | 1.3142 | 1.3142 | 0 | 0 | 0.91051 | 0.91051 | 0.29845 | -0.19897 | 0.31088 | -0.20726 | 0 | 128.2998 | 0.47331 | 0.31554 | -5.531 | -5.531
Line6_7_8 | 1.3142 | 1.3142 | 0 | 0 | 0.91051 | 0.91051 | 0.19897 | -0.099483 | 0.20726 | -0.10363 | 0 | 128.2998 | 0.31554 | 0.15777 | -5.531 | -5.531
Line7_8_9 | 0 | 0 | 0 | 0 | 0 | 0 | 0 | 0 | 0 | 0 | 0 | 0 | 0.15777 | 0.15777 | -5.531 | -5.531
Line8_8_10 | 1.3142 | 1.3142 | 0 | 2.0661 | 0.91051 | 0.91051 | 0.099483 | -1e-07 | 0.10363 | -1e-07 | -51.7002 | 128.2998 | 0.15777 | 0 | -5.531 | 0
Line9_3_11 | 0 | 0 | 0 | 0 | 0 | 0 | 0 | 0 | 0 | 0 | 0 | 0 | 0.78885 | 0.78885 | -5.531 | -5.531

## LLL_min_fault_6
name | pf_ikss_from_ka | pf_ikss_to_ka | pf_ip_from_ka | pf_ip_to_ka | pf_skss_from_mw | pf_skss_to_mw | pf_p_from_mw | pf_p_to_mw | pf_q_from_mvar | pf_q_to_mvar | pf_ikss_from_degree | pf_ikss_to_degree | pf_vm_from_pu | pf_vm_to_pu | pf_va_from_degree | pf_va_to_degree
Line0_1_2 | 0.030353 | 0.030353 | 0 | 0 | 0.021029 | 0.021029 | 0.014084 | -0.014031 | 0.014096 | -0.01404 | 0 | 134.8537 | 0.94757 | 0.94392 | -0.12379 | -0.12822
Line10_11_12 | 0 | 0 | 0 | 0 | 0 | 0 | 0 | 0 | 0 | 0 | 0 | 0 | 0.94757 | 0.94757 | -0.12379 | -0.12379
Line11_12_13 | 0 | 0 | 0 | 0 | 0 | 0 | 0 | 0 | 0 | 0 | 0 | 0 | 0.94757 | 0.94757 | -0.12379 | -0.12379
Line12_13_15 | 0 | 0 | 0 | 0 | 0 | 0 | 0 | 0 | 0 | 0 | 0 | 0 | 0.94757 | 0.94757 | -0.12379 | -0.12379
Line13_13_14 | 0 | 0 | 0 | 0 | 0 | 0 | 0 | 0 | 0 | 0 | 0 | 0 | 0.94757 | 0.94757 | -0.12379 | -0.12379
Line14_15_16 | 0 | 0 | 0 | 0 | 0 | 0 | 0 | 0 | 0 | 0 | 0 | 0 | 0.94757 | 0.94757 | -0.12379 | -0.12379
Line15_16_17 | 0 | 0 | 0 | 0 | 0 | 0 | 0 | 0 | 0 | 0 | 0 | 0 | 0.94757 | 0.94757 | -0.12379 | -0.12379
Line16_4_18 | 0 | 0 | 0 | 0 | 0 | 0 | 0 | 0 | 0 | 0 | 0 | 0 | 0.94757 | 0.94757 | -0.12379 | -0.12379
Line17_5_19 | 0 | 0 | 0 | 0 | 0 | 0 | 0 | 0 | 0 | 0 | 0 | 0 | 0.94757 | 0.94757 | -0.12379 | -0.12379
Line1_1_3 | 0 | 0 | 0 | 0 | 0 | 0 | 0 | 0 | 0 | 0 | 0 | 0 | 0.94757 | 0.94757 | -0.12379 | -0.12379
Line2_1_4 | 0 | 0 | 0 | 0 | 0 | 0 | 0 | 0 | 0 | 0 | 0 | 0 | 0.94757 | 0.94757 | -0.12379 | -0.12379
Line3_1_5 | 0 | 0 | 0 | 0 | 0 | 0 | 0 | 0 | 0 | 0 | 0 | 0 | 0.94757 | 0.94757 | -0.12379 | -0.12379
Line4_2_6 | 0.030353 | 0.030353 | 0 | 0 | 0.021029 | 0.021029 | 0.014031 | -0.013978 | 0.01404 | -0.013985 | 0 | 134.8537 | 0.94392 | 0.94028 | -0.12822 | -0.13268
Line5_6_7 | 0.030353 | 0.030353 | 0 | 0 | 0.021029 | 0.021029 | 0.013978 | -0.013925 | 0.013985 | -0.01393 | 0 | 134.8537 | 0.94028 | 0.93664 | -0.13268 | -0.13717
Line6_7_8 | 0.030353 | 0.030353 | 0 | 0 | 0.021029 | 0.021029 | 0.013925 | -0.013872 | 0.01393 | -0.013874 | 0 | 134.8537 | 0.93664 | 0.933 | -0.13717 | -0.1417
Line7_8_9 | 0 | 0 | 0 | 0 | 0 | 0 | 0 | 0 | 0 | 0 | 0 | 0 | 0.933 | 0.933 | -0.1417 | -0.1417
Line8_8_10 | 0.030353 | 0.030353 | 0 | 0.047719 | 0.021029 | 0.021029 | 0.013872 | -0.013819 | 0.013874 | -0.013819 | -45.1463 | 134.8537 | 0.933 | 0.92935 | -0.1417 | -0.14627
Line9_3_11 | 0 | 0 | 0 | 0 | 0 | 0 | 0 | 0 | 0 | 0 | 0 | 0 | 0.94757 | 0.94757 | -0.12379 | -0.12379

## LLL_min_fault_10
name | pf_ikss_from_ka | pf_ikss_to_ka | pf_ip_from_ka | pf_ip_to_ka | pf_skss_from_mw | pf_skss_to_mw | pf_p_from_mw | pf_p_to_mw | pf_q_from_mvar | pf_q_to_mvar | pf_ikss_from_degree | pf_ikss_to_degree | pf_vm_from_pu | pf_vm_to_pu | pf_va_from_degree | pf_va_to_degree
Line0_1_2 | 0.028755 | 0.028755 | 0 | 0 | 0.019922 | 0.019922 | 0.012641 | -0.012593 | 0.012651 | -0.012601 | 0 | 134.8537 | 0.8977 | 0.89424 | -0.12379 | -0.12822
Line10_11_12 | 0 | 0 | 0 | 0 | 0 | 0 | 0 | 0 | 0 | 0 | 0 | 0 | 0.8977 | 0.8977 | -0.12379 | -0.12379
Line11_12_13 | 0 | 0 | 0 | 0 | 0 | 0 | 0 | 0 | 0 | 0 | 0 | 0 | 0.8977 | 0.8977 | -0.12379 | -0.12379
Line12_13_15 | 0 | 0 | 0 | 0 | 0 | 0 | 0 | 0 | 0 | 0 | 0 | 0 | 0.8977 | 0.8977 | -0.12379 | -0.12379
Line13_13_14 | 0 | 0 | 0 | 0 | 0 | 0 | 0 | 0 | 0 | 0 | 0 | 0 | 0.8977 | 0.8977 | -0.12379 | -0.12379
Line14_15_16 | 0 | 0 | 0 | 0 | 0 | 0 | 0 | 0 | 0 | 0 | 0 | 0 | 0.8977 | 0.8977 | -0.12379 | -0.12379
Line15_16_17 | 0 | 0 | 0 | 0 | 0 | 0 | 0 | 0 | 0 | 0 | 0 | 0 | 0.8977 | 0.8977 | -0.12379 | -0.12379
Line16_4_18 | 0 | 0 | 0 | 0 | 0 | 0 | 0 | 0 | 0 | 0 | 0 | 0 | 0.8977 | 0.8977 | -0.12379 | -0.12379
Line17_5_19 | 0 | 0 | 0 | 0 | 0 | 0 | 0 | 0 | 0 | 0 | 0 | 0 | 0.8977 | 0.8977 | -0.12379 | -0.12379
Line1_1_3 | 0 | 0 | 0 | 0 | 0 | 0 | 0 | 0 | 0 | 0 | 0 | 0 | 0.8977 | 0.8977 | -0.12379 | -0.12379
Line2_1_4 | 0 | 0 | 0 | 0 | 0 | 0 | 0 | 0 | 0 | 0 | 0 | 0 | 0.8977 | 0.8977 | -0.12379 | -0.12379
Line3_1_5 | 0 | 0 | 0 | 0 | 0 | 0 | 0 | 0 | 0 | 0 | 0 | 0 | 0.8977 | 0.8977 | -0.12379 | -0.12379
Line4_2_6 | 0.028755 | 0.028755 | 0 | 0 | 0.019922 | 0.019922 | 0.012593 | -0.012546 | 0.012601 | -0.012552 | 0 | 134.8537 | 0.89424 | 0.89079 | -0.12822 | -0.13268
Line5_6_7 | 0.028755 | 0.028755 | 0 | 0 | 0.019922 | 0.019922 | 0.012546 | -0.012498 | 0.012552 | -0.012502 | 0 | 134.8537 | 0.89079 | 0.88734 | -0.13268 | -0.13717
Line6_7_8 | 0.028755 | 0.028755 | 0 | 0 | 0.019922 | 0.019922 | 0.012498 | -0.01245 | 0.012502 | -0.012452 | 0 | 134.8537 | 0.88734 | 0.88389 | -0.13717 | -0.1417
Line7_8_9 | 0 | 0 | 0 | 0 | 0 | 0 | 0 | 0 | 0 | 0 | 0 | 0 | 0.88389 | 0.88389 | -0.1417 | -0.1417
Line8_8_10 | 0.028755 | 0.028755 | 0 | 0.045207 | 0.019922 | 0.019922 | 0.01245 | -0.012403 | 0.012452 | -0.012403 | -45.1463 | 134.8537 | 0.88389 | 0.88044 | -0.1417 | -0.14627
Line9_3_11 | 0 | 0 | 0 | 0 | 0 | 0 | 0 | 0 | 0 | 0 | 0 | 0 | 0.8977 | 0.8977 | -0.12379 | -0.12379

## LL_max_6
name | pf_ikss_a_from_ka | pf_ikss_b_from_ka | pf_ikss_c_from_ka | pf_ikss_a_to_ka | pf_ikss_b_to_ka | pf_ikss_c_to_ka | pf_skss_a_from_mw | pf_skss_b_from_mw | pf_skss_c_from_mw | pf_skss_a_to_mw | pf_skss_b_to_mw | pf_skss_c_to_mw | pf_p_a_from_mw | pf_p_b_from_mw | pf_p_c_from_mw | pf_p_a_to_mw | pf_p_b_to_mw | pf_p_c_to_mw | pf_q_a_from_mvar | pf_q_b_from_mvar | pf_q_c_from_mvar | pf_q_a_to_mvar | pf_q_b_to_mvar | pf_q_c_to_mvar | pf_ikss_a_from_degree | pf_ikss_b_from_degree | pf_ikss_c_from_degree | pf_ikss_a_to_degree | pf_ikss_b_to_degree | pf_ikss_c_to_degree | pf_vm_a_from_pu | pf_vm_b_from_pu | pf_vm_c_from_pu | pf_vm_a_to_pu | pf_vm_b_to_pu | pf_vm_c_to_pu | pf_va_a_from_degree | pf_va_b_from_degree | pf_va_c_from_degree | pf_va_a_to_degree | pf_va_b_to_degree | pf_va_c_to_degree
Line0_1_2 | 0 | 1.5706 | 1.5706 | 0 | 1.5706 | 1.5706 | 0 | 0.36271 | 0.36271 | 0 | 0.36271 | 0.36271 | 6.9944e-16 | 0.2988 | -0.052129 | -7.383e-16 | -0.27414 | 0.076797 | -2.5258e-16 | 0.1727 | 0.32065 | 2.3315e-16 | -0.12336 | -0.27132 | 0 | 0 | 0 | 0 | 22.8603 | -157.1397 | 1.035 | 0.87799 | 0.98387 | 0.99573 | 0.70239 | 0.95338 | 7.9057e-14 | -127.1134 | 122.0942 | 6.5859e-14 | -132.9117 | 128.6646
Line10_11_12 | 0 | 0 | 0 | 0 | 0 | 0 | 0 | 0 | 0 | 0 | 0 | 0 | 1.7486e-16 | -1.8927e-09 | -3.0276e-09 | -1.9429e-16 | 1.8927e-09 | 3.0276e-09 | 5.8287e-17 | 2.7218e-09 | -7.5605e-10 | -5.8287e-17 | -2.7218e-09 | 7.5605e-10 | 0 | 0 | 0 | 0 | 0 | 0 | 1.035 | 0.87799 | 0.98387 | 1.035 | 0.87799 | 0.98387 | 6.7285e-14 | -127.1134 | 122.0942 | 6.2676e-14 | -127.1134 | 122.0942
Line11_12_13 | 0 | 0 | 0 | 0 | 0 | 0 | 0 | 0 | 0 | 0 | 0 | 0 | 2.1372e-16 | -1.5772e-09 | -2.523e-09 | -1.9429e-16 | 1.5772e-09 | 2.523e-09 | -3.8858e-17 | 2.2682e-09 | -6.3005e-10 | 1.9429e-17 | -2.2682e-09 | 6.3005e-10 | 0 | 0 | 0 | 0 | 0 | 0 | 1.035 | 0.87799 | 0.98387 | 1.035 | 0.87799 | 0.98387 | 6.2676e-14 | -127.1134 | 122.0942 | 5.9072e-14 | -127.1134 | 122.0942
Line12_13_15 | 0 | 0 | 0 | 0 | 0 | 0 | 0 | 0 | 0 | 0 | 0 | 0 | 1.36e-16 | -9.4633e-10 | -1.5138e-09 | -1.1657e-16 | 9.4633e-10 | 1.5138e-09 | 3.8858e-17 | 1.3609e-09 | -3.7803e-10 | -3.8858e-17 | -1.3609e-09 | 3.7803e-10 | 0 | 0 | 0 | 0 | 0 | 0 | 1.035 | 0.87799 | 0.98387 | 1.035 | 0.87799 | 0.98387 | 5.9072e-14 | -127.1134 | 122.0942 | 5.7305e-14 | -127.1134 | 122.0942
Line13_13_14 | 0 | 0 | 0 | 0 | 0 | 0 | 0 | 0 | 0 | 0 | 0 | 0 | 1.9429e-17 | -3.1544e-10 | -5.046e-10 | 0 | 3.1544e-10 | 5.046e-10 | 2.0031e-32 | 4.5364e-10 | -1.2601e-10 | 0 | -4.5364e-10 | 1.2601e-10 | 0 | 0 | 0 | 0 | 0 | 0 | 1.035 | 0.87799 | 0.98387 | 1.035 | 0.87799 | 0.98387 | 5.9072e-14 | -127.1134 | 122.0942 | 5.8563e-14 | -127.1134 | 122.0942
Line14_15_16 | 0 | 0 | 0 | 0 | 0 | 0 | 0 | 0 | 0 | 0 | 0 | 0 | 5.8287e-17 | -6.3089e-10 | -1.0092e-09 | -3.8858e-17 | 6.3089e-10 | 1.0092e-09 | 5.8287e-17 | 9.0727e-10 | -2.5202e-10 | -3.8858e-17 | -9.0727e-10 | 2.5202e-10 | 0 | 0 | 0 | 0 | 0 | 0 | 1.035 | 0.87799 | 0.98387 | 1.035 | 0.87799 | 0.98387 | 5.7305e-14 | -127.1134 | 122.0942 | 5.6419e-14 | -127.1134 | 122.0942
Line15_16_17 | 0 | 0 | 0 | 0 | 0 | 0 | 0 | 0 | 0 | 0 | 0 | 0 | 3.8263e-32 | -3.1544e-10 | -5.046e-10 | 1.9429e-17 | 3.1544e-10 | 5.046e-10 | -3.8858e-17 | 4.5364e-10 | -1.2601e-10 | 1.9429e-17 | -4.5364e-10 | 1.2601e-10 | 0 | 0 | 0 | 0 | 0 | 0 | 1.035 | 0.87799 | 0.98387 | 1.035 | 0.87799 | 0.98387 | 5.6419e-14 | -127.1134 | 122.0942 | 5.6119e-14 | -127.1134 | 122.0942
Line16_4_18 | 0 | 0 | 0 | 0 | 0 | 0 | 0 | 0 | 0 | 0 | 0 | 0 | 5.2464e-32 | -3.1544e-10 | -5.046e-10 | 1.9429e-17 | 3.1544e-10 | 5.046e-10 | -3.8858e-17 | 4.5364e-10 | -1.2601e-10 | 1.9429e-17 | -4.5364e-10 | 1.2601e-10 | 0 | 0 | 0 | 0 | 0 | 0 | 1.035 | 0.87799 | 0.98387 | 1.035 | 0.87799 | 0.98387 | 7.7358e-14 | -127.1134 | 122.0942 | 7.7058e-14 | -127.1134 | 122.0942
Line17_5_19 | 0 | 0 | 0 | 0 | 0 | 0 | 0 | 0 | 0 | 0 | 0 | 0 | 5.2464e-32 | -3.1544e-10 | -5.046e-10 | 1.9429e-17 | 3.1544e-10 | 5.046e-10 | -3.8858e-17 | 4.5364e-10 | -1.2601e-10 | 1.9429e-17 | -4.5364e-10 | 1.2601e-10 | 0 | 0 | 0 | 0 | 0 | 0 | 1.035 | 0.87799 | 0.98387 | 1.035 | 0.87799 | 0.98387 | 7.7358e-14 | -127.1134 | 122.0942 | 7.7058e-14 | -127.1134 | 122.0942
Line1_1_3 | 0 | 0 | 0 | 0 | 0 | 0 | 0 | 0 | 0 | 0 | 0 | 0 | 3.4972e-16 | -2.5236e-09 | -4.0368e-09 | -3.6915e-16 | 2.5236e-09 | 4.0368e-09 | 5.8287e-17 | 3.6291e-09 | -1.0081e-09 | -7.7716e-17 | -3.6291e-09 | 1.0081e-09 | 0 | 0 | 0 | 0 | 0 | 0 | 1.035 | 0.87799 | 0.98387 | 1.035 | 0.87799 | 0.98387 | 7.9057e-14 | -127.1134 | 122.0942 | 7.2478e-14 | -127.1134 | 122.0942
Line2_1_4 | 0 | 0 | 0 | 0 | 0 | 0 | 0 | 0 | 0 | 0 | 0 | 0 | 5.8287e-17 | -6.3089e-10 | -1.0092e-09 | -5.8287e-17 | 6.3089e-10 | 1.0092e-09 | -1.9429e-17 | 9.0727e-10 | -2.5202e-10 | -7.8696e-32 | -9.0727e-10 | 2.5202e-10 | 0 | 0 | 0 | 0 | 0 | 0 | 1.035 | 0.87799 | 0.98387 | 1.035 | 0.87799 | 0.98387 | 7.9057e-14 | -127.1134 | 122.0942 | 7.7358e-14 | -127.1134 | 122.0942
Line3_1_5 | 0 | 0 | 0 | 0 | 0 | 0 | 0 | 0 | 0 | 0 | 0 | 0 | 5.8287e-17 | -6.3089e-10 | -1.0092e-09 | -5.8287e-17 | 6.3089e-10 | 1.0092e-09 | -1.9429e-17 | 9.0727e-10 | -2.5202e-10 | -7.8696e-32 | -9.0727e-10 | 2.5202e-10 | 0 | 0 | 0 | 0 | 0 | 0 | 1.035 | 0.87799 | 0.98387 | 1.035 | 0.87799 | 0.98387 | 7.9057e-14 | -127.1134 | 122.0942 | 7.7358e-14 | -127.1134 | 122.0942
Line4_2_6 | 0 | 1.5706 | 1.5706 | 0 | 1.5706 | 1.5706 | 0 | 0.36271 | 0.36271 | 0 | 0.36271 | 0.36271 | 5.8287e-16 | 0.27414 | -0.076797 | -5.8287e-16 | -0.24947 | 0.10146 | -2.72e-16 | 0.12336 | 0.27132 | 2.72e-16 | -0.074028 | -0.22198 | 0 | 0 | 0 | 0 | 22.8603 | -157.1397 | 0.99573 | 0.70239 | 0.95338 | 0.96291 | 0.52679 | 0.93021 | 6.5859e-14 | -132.9117 | 128.6646 | 5.4815e-14 | -140.6119 | 137.4247
Line5_6_7 | 0 | 1.5706 | 1.5706 | 0 | 1.5706 | 1.5706 | 0 | 0.36271 | 0.36271 | 0 | 0.36271 | 0.36271 | 5.4401e-16 | 0.24947 | -0.10146 | -6.2172e-16 | -0.2248 | 0.12613 | -3.1086e-16 | 0.074028 | 0.22198 | 3.1086e-16 | -0.024693 | -0.17265 | 0 | 0 | 0 | 0 | 22.8603 | -157.1397 | 0.96291 | 0.52679 | 0.93021 | 0.9372 | 0.35119 | 0.91492 | 5.4815e-14 | -140.6119 | 137.4247 | 4.5406e-14 | -150.8712 | 149.0113
Line6_7_8 | 0 | 1.5706 | 1.5706 | 0 | 1.5706 | 1.5706 | 0 | 0.36271 | 0.36271 | 0 | 0.36271 | 0.36271 | 3.8858e-16 | 0.2248 | -0.12613 | -3.8858e-16 | -0.20013 | 0.1508 | -1.9429e-16 | 0.024693 | 0.17265 | 1.5543e-16 | 0.024642 | -0.12331 | 0 | 0 | 0 | 0 | 22.8603 | -157.1397 | 0.9372 | 0.35119 | 0.91492 | 0.91919 | 0.1756 | 0.90789 | 4.5406e-14 | -150.8712 | 149.0113 | 3.6594e-14 | -164.159 | 163.5867
Line7_8_9 | 0 | 0 | 0 | 0 | 0 | 0 | 0 | 0 | 0 | 0 | 0 | 0 | -7.7716e-17 | -4.0227e-10 | -4.401e-10 | 7.7716e-17 | 4.0227e-10 | 4.401e-10 | -7.7716e-17 | 1.4911e-09 | -1.4256e-09 | 3.8858e-17 | -1.4911e-09 | 1.4256e-09 | 0 | 0 | 0 | 0 | 0 | 0 | 0.91919 | 0.1756 | 0.90789 | 0.91919 | 0.1756 | 0.90789 | 3.6594e-14 | -164.159 | 163.5867 | 3.3935e-14 | -164.159 | 163.5867
Line8_8_10 | 0 | 1.5706 | 1.5706 | 0 | 1.5706 | 1.5706 | 0 | 0.36271 | 0.36271 | 0 | 0.36271 | 0.36271 | -3.1086e-16 | 0.20013 | -0.1508 | 3.1086e-16 | -0.17547 | 0.17547 | -1.9854e-31 | -0.024642 | 0.12331 | 1.8299e-31 | 0.073977 | -0.073977 | 0 | -157.1397 | 22.8603 | 0 | 22.8603 | -157.1397 | 0.91919 | 0.1756 | 0.90789 | 0.90933 | 0 | 0.90933 | 3.6594e-14 | -164.159 | 163.5867 | 3.3727e-14 | 180 | -180
Line9_3_11 | 0 | 0 | 0 | 0 | 0 | 0 | 0 | 0 | 0 | 0 | 0 | 0 | 3.1086e-16 | -2.2081e-09 | -3.5322e-09 | -3.3029e-16 | 2.2081e-09 | 3.5322e-09 | 3.8858e-17 | 3.1754e-09 | -8.8206e-10 | -1.9429e-17 | -3.1754e-09 | 8.8206e-10 | 0 | 0 | 0 | 0 | 0 | 0 | 1.035 | 0.87799 | 0.98387 | 1.035 | 0.87799 | 0.98387 | 7.2478e-14 | -127.1134 | 122.0942 | 6.7285e-14 | -127.1134 | 122.0942

## LL_max_10
name | pf_ikss_a_from_ka | pf_ikss_b_from_ka | pf_ikss_c_from_ka | pf_ikss_a_to_ka | pf_ikss_b_to_ka | pf_ikss_c_to_ka | pf_skss_a_from_mw | pf_skss_b_from_mw | pf_skss_c_from_mw | pf_skss_a_to_mw | pf_skss_b_to_mw | pf_skss_c_to_mw | pf_p_a_from_mw | pf_p_b_from_mw | pf_p_c_from_mw | pf_p_a_to_mw | pf_p_b_to_mw | pf_p_c_to_mw | pf_q_a_from_mvar | pf_q_b_from_mvar | pf_q_c_from_mvar | pf_q_a_to_mvar | pf_q_b_to_mvar | pf_q_c_to_mvar | pf_ikss_a_from_degree | pf_ikss_b_from_degree | pf_ikss_c_from_degree | pf_ikss_a_to_degree | pf_ikss_b_to_degree | pf_ikss_c_to_degree | pf_vm_a_from_pu | pf_vm_b_from_pu | pf_vm_c_from_pu | pf_vm_a_to_pu | pf_vm_b_to_pu | pf_vm_c_to_pu | pf_va_a_from_degree | pf_va_b_from_degree | pf_va_c_from_degree | pf_va_a_to_degree | pf_va_b_to_degree | pf_va_c_to_degree
Line0_1_2 | 0 | 1.6326 | 1.6326 | 0 | 1.6326 | 1.6326 | 0 | 0.37703 | 0.37703 | 0 | 0.37703 | 0.37703 | 1.1398e-15 | 0.32455 | -0.058015 | -1.1398e-15 | -0.2979 | 0.084669 | -1.4248e-16 | 0.18646 | 0.34661 | 1.4248e-16 | -0.13316 | -0.29331 | 0 | 0 | 0 | 0 | 22.715 | -157.285 | 1.0836 | 0.91265 | 1.0283 | 1.0428 | 0.73012 | 0.99703 | 8.2911e-14 | -127.4066 | 122.2169 | 6.9049e-14 | -133.2011 | 128.8169
Line10_11_12 | 0 | 0 | 0 | 0 | 0 | 0 | 0 | 0 | 0 | 0 | 0 | 0 | 2.646e-16 | -2.1417e-09 | -3.426e-09 | -2.646e-16 | 2.1417e-09 | 3.426e-09 | 2.0354e-17 | 3.097e-09 | -8.7256e-10 | -2.0354e-17 | -3.097e-09 | 8.7256e-10 | 0 | 0 | 0 | 0 | 0 | 0 | 1.0836 | 0.91265 | 1.0283 | 1.0836 | 0.91265 | 1.0283 | 7.0672e-14 | -127.4066 | 122.2169 | 6.5882e-14 | -127.4066 | 122.2169
Line11_12_13 | 0 | 0 | 0 | 0 | 0 | 0 | 0 | 0 | 0 | 0 | 0 | 0 | 2.4425e-16 | -1.7848e-09 | -2.855e-09 | -2.4425e-16 | 1.7848e-09 | 2.855e-09 | -4.0708e-17 | 2.5808e-09 | -7.2713e-10 | 2.0354e-17 | -2.5808e-09 | 7.2713e-10 | 0 | 0 | 0 | 0 | 0 | 0 | 1.0836 | 0.91265 | 1.0283 | 1.0836 | 0.91265 | 1.0283 | 6.5882e-14 | -127.4066 | 122.2169 | 6.2136e-14 | -127.4066 | 122.2169
Line12_13_15 | 0 | 0 | 0 | 0 | 0 | 0 | 0 | 0 | 0 | 0 | 0 | 0 | 1.6283e-16 | -1.0709e-09 | -1.713e-09 | -1.8319e-16 | 1.0709e-09 | 1.713e-09 | 6.1062e-17 | 1.5485e-09 | -4.3628e-10 | -4.0708e-17 | -1.5485e-09 | 4.3628e-10 | 0 | 0 | 0 | 0 | 0 | 0 | 1.0836 | 0.91265 | 1.0283 | 1.0836 | 0.91265 | 1.0283 | 6.2136e-14 | -127.4066 | 122.2169 | 6.03e-14 | -127.4066 | 122.2169
Line13_13_14 | 0 | 0 | 0 | 0 | 0 | 0 | 0 | 0 | 0 | 0 | 0 | 0 | 2.0354e-17 | -3.5695e-10 | -5.71e-10 | -2.0354e-17 | 3.5695e-10 | 5.71e-10 | 2.2074e-32 | 5.1617e-10 | -1.4543e-10 | -2.1886e-32 | -5.1617e-10 | 1.4543e-10 | 0 | 0 | 0 | 0 | 0 | 0 | 1.0836 | 0.91265 | 1.0283 | 1.0836 | 0.91265 | 1.0283 | 6.2136e-14 | -127.4066 | 122.2169 | 6.1607e-14 | -127.4066 | 122.2169
Line14_15_16 | 0 | 0 | 0 | 0 | 0 | 0 | 0 | 0 | 0 | 0 | 0 | 0 | 6.1062e-17 | -7.139e-10 | -1.142e-09 | -6.1062e-17 | 7.139e-10 | 1.142e-09 | 2.0354e-17 | 1.0323e-09 | -2.9085e-10 | -6.3283e-32 | -1.0323e-09 | 2.9085e-10 | 0 | 0 | 0 | 0 | 0 | 0 | 1.0836 | 0.91265 | 1.0283 | 1.0836 | 0.91265 | 1.0283 | 6.03e-14 | -127.4066 | 122.2169 | 5.9379e-14 | -127.4066 | 122.2169
Line15_16_17 | 0 | 0 | 0 | 0 | 0 | 0 | 0 | 0 | 0 | 0 | 0 | 0 | 0 | -3.5695e-10 | -5.71e-10 | 2.0984e-32 | 3.5695e-10 | 5.71e-10 | 0 | 5.1617e-10 | -1.4543e-10 | -2.0354e-17 | -5.1617e-10 | 1.4543e-10 | 0 | 0 | 0 | 0 | 0 | 0 | 1.0836 | 0.91265 | 1.0283 | 1.0836 | 0.91265 | 1.0283 | 5.9379e-14 | -127.4066 | 122.2169 | 5.9069e-14 | -127.4066 | 122.2169
Line16_4_18 | 0 | 0 | 0 | 0 | 0 | 0 | 0 | 0 | 0 | 0 | 0 | 0 | 2.8827e-32 | -3.5695e-10 | -5.71e-10 | -2.0354e-17 | 3.5695e-10 | 5.71e-10 | -2.0354e-17 | 5.1617e-10 | -1.4543e-10 | -2.8716e-32 | -5.1617e-10 | 1.4543e-10 | 0 | 0 | 0 | 0 | 0 | 0 | 1.0836 | 0.91265 | 1.0283 | 1.0836 | 0.91265 | 1.0283 | 8.1146e-14 | -127.4066 | 122.2169 | 8.0836e-14 | -127.4066 | 122.2169
Line17_5_19 | 0 | 0 | 0 | 0 | 0 | 0 | 0 | 0 | 0 | 0 | 0 | 0 | 2.8827e-32 | -3.5695e-10 | -5.71e-10 | -2.0354e-17 | 3.5695e-10 | 5.71e-10 | -2.0354e-17 | 5.1617e-10 | -1.4543e-10 | -2.8716e-32 | -5.1617e-10 | 1.4543e-10 | 0 | 0 | 0 | 0 | 0 | 0 | 1.0836 | 0.91265 | 1.0283 | 1.0836 | 0.91265 | 1.0283 | 8.1146e-14 | -127.4066 | 122.2169 | 8.0836e-14 | -127.4066 | 122.2169
Line1_1_3 | 0 | 0 | 0 | 0 | 0 | 0 | 0 | 0 | 0 | 0 | 0 | 0 | 4.4779e-16 | -2.8556e-09 | -4.568e-09 | -4.6814e-16 | 2.8556e-09 | 4.568e-09 | 6.1062e-17 | 4.1294e-09 | -1.1634e-09 | -6.1062e-17 | -4.1294e-09 | 1.1634e-09 | 0 | 0 | 0 | 0 | 0 | 0 | 1.0836 | 0.91265 | 1.0283 | 1.0836 | 0.91265 | 1.0283 | 8.2911e-14 | -127.4066 | 122.2169 | 7.6071e-14 | -127.4066 | 122.2169
Line2_1_4 | 0 | 0 | 0 | 0 | 0 | 0 | 0 | 0 | 0 | 0 | 0 | 0 | 8.1416e-17 | -7.139e-10 | -1.142e-09 | -8.1416e-17 | 7.139e-10 | 1.142e-09 | 1.1782e-31 | 1.0323e-09 | -2.9085e-10 | 2.0354e-17 | -1.0323e-09 | 2.9085e-10 | 0 | 0 | 0 | 0 | 0 | 0 | 1.0836 | 0.91265 | 1.0283 | 1.0836 | 0.91265 | 1.0283 | 8.2911e-14 | -127.4066 | 122.2169 | 8.1146e-14 | -127.4066 | 122.2169
Line3_1_5 | 0 | 0 | 0 | 0 | 0 | 0 | 0 | 0 | 0 | 0 | 0 | 0 | 8.1416e-17 | -7.139e-10 | -1.142e-09 | -8.1416e-17 | 7.139e-10 | 1.142e-09 | 1.1782e-31 | 1.0323e-09 | -2.9085e-10 | 2.0354e-17 | -1.0323e-09 | 2.9085e-10 | 0 | 0 | 0 | 0 | 0 | 0 | 1.0836 | 0.91265 | 1.0283 | 1.0836 | 0.91265 | 1.0283 | 8.2911e-14 | -127.4066 | 122.2169 | 8.1146e-14 | -127.4066 | 122.2169
Line4_2_6 | 0 | 1.6326 | 1.6326 | 0 | 1.6326 | 1.6326 | 0 | 0.37703 | 0.37703 | 0 | 0.37703 | 0.37703 | 8.9558e-16 | 0.2979 | -0.084669 | -8.9558e-16 | -0.27125 | 0.11132 | -1.6283e-16 | 0.13316 | 0.29331 | 1.6283e-16 | -0.079848 | -0.24 | 0 | 0 | 0 | 0 | 22.715 | -157.285 | 1.0428 | 0.73012 | 0.99703 | 1.0087 | 0.54759 | 0.97336 | 6.9049e-14 | -133.2011 | 128.8169 | 5.6785e-14 | -140.8818 | 137.5991
Line5_6_7 | 0 | 1.6326 | 1.6326 | 0 | 1.6326 | 1.6326 | 0 | 0.37703 | 0.37703 | 0 | 0.37703 | 0.37703 | 5.6991e-16 | 0.27125 | -0.11132 | -5.6991e-16 | -0.24459 | 0.13798 | -1.6283e-16 | 0.079848 | 0.24 | 1.2212e-16 | -0.026541 | -0.18669 | 0 | 0 | 0 | 0 | 22.715 | -157.285 | 1.0087 | 0.54759 | 0.97336 | 0.98192 | 0.36506 | 0.95784 | 5.6785e-14 | -140.8818 | 137.5991 | 4.8919e-14 | -151.092 | 149.1819
Line6_7_8 | 0 | 1.6326 | 1.6326 | 0 | 1.6326 | 1.6326 | 0 | 0.37703 | 0.37703 | 0 | 0.37703 | 0.37703 | 5.6991e-16 | 0.24459 | -0.13798 | -4.885e-16 | -0.21794 | 0.16463 | -8.1416e-17 | 0.026541 | 0.18669 | 1.2212e-16 | 0.026767 | -0.13338 | 0 | 0 | 0 | 0 | 22.715 | -157.285 | 0.98192 | 0.36506 | 0.95784 | 0.96307 | 0.18253 | 0.95087 | 4.8919e-14 | -151.092 | 149.1819 | 4.3786e-14 | -164.287 | 163.7008
Line7_8_9 | 0 | 0 | 0 | 0 | 0 | 0 | 0 | 0 | 0 | 0 | 0 | 0 | 8.1416e-17 | -4.3788e-10 | -4.8069e-10 | -8.1416e-17 | 4.3788e-10 | 4.8069e-10 | -8.1416e-17 | 1.6401e-09 | -1.566e-09 | 8.1416e-17 | -1.6401e-09 | 1.566e-09 | 0 | 0 | 0 | 0 | 0 | 0 | 0.96307 | 0.18253 | 0.95087 | 0.96307 | 0.18253 | 0.95087 | 4.3786e-14 | -164.287 | 163.7008 | 4.1123e-14 | -164.287 | 163.7008
Line8_8_10 | 0 | 1.6326 | 1.6326 | 0 | 1.6326 | 1.6326 | 0 | 0.37703 | 0.37703 | 0 | 0.37703 | 0.37703 | -3.2567e-16 | 0.21794 | -0.16463 | 3.2567e-16 | -0.19128 | 0.19128 | 1.6283e-16 | -0.026767 | 0.13338 | -1.6283e-16 | 0.080075 | -0.080075 | 0 | -157.285 | 22.715 | 0 | 22.715 | -157.285 | 0.96307 | 0.18253 | 0.95087 | 0.95263 | 0 | 0.95263 | 4.3786e-14 | -164.287 | 163.7008 | 4.0425e-14 | 180 | -180
Line9_3_11 | 0 | 0 | 0 | 0 | 0 | 0 | 0 | 0 | 0 | 0 | 0 | 0 | 3.4602e-16 | -2.4987e-09 | -3.997e-09 | -3.4602e-16 | 2.4987e-09 | 3.997e-09 | 4.0708e-17 | 3.6132e-09 | -1.018e-09 | -6.1062e-17 | -3.6132e-09 | 1.018e-09 | 0 | 0 | 0 | 0 | 0 | 0 | 1.0836 | 0.91265 | 1.0283 | 1.0836 | 0.91265 | 1.0283 | 7.6071e-14 | -127.4066 | 122.2169 | 7.0672e-14 | -127.4066 | 122.2169

## LL_max_fault_6
name | pf_ikss_a_from_ka | pf_ikss_b_from_ka | pf_ikss_c_from_ka | pf_ikss_a_to_ka | pf_ikss_b_to_ka | pf_ikss_c_to_ka | pf_skss_a_from_mw | pf_skss_b_from_mw | pf_skss_c_from_mw | pf_skss_a_to_mw | pf_skss_b_to_mw | pf_skss_c_to_mw | pf_p_a_from_mw | pf_p_b_from_mw | pf_p_c_from_mw | pf_p_a_to_mw | pf_p_b_to_mw | pf_p_c_to_mw | pf_q_a_from_mvar | pf_q_b_from_mvar | pf_q_c_from_mvar | pf_q_a_to_mvar | pf_q_b_to_mvar | pf_q_c_to_mvar | pf_ikss_a_from_degree | pf_ikss_b_from_degree | pf_ikss_c_from_degree | pf_ikss_a_to_degree | pf_ikss_b_to_degree | pf_ikss_c_to_degree | pf_vm_a_from_pu | pf_vm_b_from_pu | pf_vm_c_from_pu | pf_vm_a_to_pu | pf_vm_b_to_pu | pf_vm_c_to_pu | pf_va_a_from_degree | pf_va_b_from_degree | pf_va_c_from_degree | pf_va_a_to_degree | pf_va_b_to_degree | pf_va_c_to_degree
Line0_1_2 | 0 | 0.057381 | 0.057381 | 0 | 0.057381 | 0.057381 | 0 | 0.013252 | 0.013252 | 0 | 0.013252 | 0.013252 | 2.4893e-17 | 0.013383 | 0.0034095 | -2.6108e-17 | -0.01335 | -0.0033765 | 1.2143e-18 | 0.0037096 | 0.013412 | -2.4286e-18 | -0.0036437 | -0.013346 | 0 | 0 | 0 | 0 | 44.2111 | -135.7889 | 1.0506 | 1.0448 | 1.0469 | 1.0499 | 1.0387 | 1.0445 | 2.0666e-15 | -120.2962 | 119.948 | 1.6075e-15 | -120.5225 | 120.0133
Line10_11_12 | 0 | 0 | 0 | 0 | 0 | 0 | 0 | 0 | 0 | 0 | 0 | 0 | 6.6787e-18 | -4.6238e-11 | -1.3112e-10 | -7.2858e-18 | 4.6238e-11 | 1.3112e-10 | 2.4286e-18 | 1.2513e-10 | 2.1885e-11 | -3.0358e-18 | -1.2513e-10 | -2.1885e-11 | 0 | 0 | 0 | 0 | 0 | 0 | 1.0506 | 1.0448 | 1.0469 | 1.0506 | 1.0448 | 1.0469 | 1.6993e-15 | -120.2962 | 119.948 | 1.5505e-15 | -120.2962 | 119.948
Line11_12_13 | 0 | 0 | 0 | 0 | 0 | 0 | 0 | 0 | 0 | 0 | 0 | 0 | 7.2858e-18 | -3.8531e-11 | -1.0926e-10 | -7.2858e-18 | 3.8531e-11 | 1.0926e-10 | 6.0715e-19 | 1.0428e-10 | 1.8237e-11 | -1.2143e-18 | -1.0428e-10 | -1.8237e-11 | 0 | 0 | 0 | 0 | 0 | 0 | 1.0506 | 1.0448 | 1.0469 | 1.0506 | 1.0448 | 1.0469 | 1.5505e-15 | -120.2962 | 119.948 | 1.4297e-15 | -120.2962 | 119.948
Line12_13_15 | 0 | 0 | 0 | 0 | 0 | 0 | 0 | 0 | 0 | 0 | 0 | 0 | 3.6429e-18 | -2.3119e-11 | -6.5559e-11 | -3.6429e-18 | 2.3119e-11 | 6.5559e-11 | 2.4286e-18 | 6.2566e-11 | 1.0942e-11 | -3.6429e-18 | -6.2566e-11 | -1.0942e-11 | 0 | 0 | 0 | 0 | 0 | 0 | 1.0506 | 1.0448 | 1.0469 | 1.0506 | 1.0448 | 1.0469 | 1.4297e-15 | -120.2962 | 119.948 | 1.3703e-15 | -120.2962 | 119.948
Line13_13_14 | 0 | 0 | 0 | 0 | 0 | 0 | 0 | 0 | 0 | 0 | 0 | 0 | 9.1073e-19 | -7.7063e-12 | -2.1853e-11 | -9.1073e-19 | 7.7063e-12 | 2.1853e-11 | 6.0715e-19 | 2.0855e-11 | 3.6475e-12 | -6.0715e-19 | -2.0855e-11 | -3.6474e-12 | 0 | 0 | 0 | 0 | 0 | 0 | 1.0506 | 1.0448 | 1.0469 | 1.0506 | 1.0448 | 1.0469 | 1.4297e-15 | -120.2962 | 119.948 | 1.4155e-15 | -120.2962 | 119.948
Line14_15_16 | 0 | 0 | 0 | 0 | 0 | 0 | 0 | 0 | 0 | 0 | 0 | 0 | 2.125e-18 | -1.5413e-11 | -4.3706e-11 | -1.5179e-18 | 1.5413e-11 | 4.3706e-11 | 5.0824e-35 | 4.171e-11 | 7.2949e-12 | -3.554e-35 | -4.171e-11 | -7.2949e-12 | 0 | 0 | 0 | 0 | 0 | 0 | 1.0506 | 1.0448 | 1.0469 | 1.0506 | 1.0448 | 1.0469 | 1.3703e-15 | -120.2962 | 119.948 | 1.3415e-15 | -120.2962 | 119.948
Line15_16_17 | 0 | 0 | 0 | 0 | 0 | 0 | 0 | 0 | 0 | 0 | 0 | 0 | 6.0715e-19 | -7.7063e-12 | -2.1853e-11 | -6.0715e-19 | 7.7063e-12 | 2.1853e-11 | 1.2143e-18 | 2.0855e-11 | 3.6474e-12 | -1.2143e-18 | -2.0855e-11 | -3.6474e-12 | 0 | 0 | 0 | 0 | 0 | 0 | 1.0506 | 1.0448 | 1.0469 | 1.0506 | 1.0448 | 1.0469 | 1.3415e-15 | -120.2962 | 119.948 | 1.3231e-15 | -120.2962 | 119.948
Line16_4_18 | 0 | 0 | 0 | 0 | 0 | 0 | 0 | 0 | 0 | 0 | 0 | 0 | -3.0358e-19 | -7.7063e-12 | -2.1853e-11 | 9.1073e-19 | 7.7063e-12 | 2.1853e-11 | -1.0646e-35 | 2.0855e-11 | 3.6475e-12 | 3.1647e-35 | -2.0855e-11 | -3.6474e-12 | 0 | 0 | 0 | 0 | 0 | 0 | 1.0506 | 1.0448 | 1.0469 | 1.0506 | 1.0448 | 1.0469 | 2.0094e-15 | -120.2962 | 119.948 | 1.991e-15 | -120.2962 | 119.948
Line17_5_19 | 0 | 0 | 0 | 0 | 0 | 0 | 0 | 0 | 0 | 0 | 0 | 0 | -3.0358e-19 | -7.7063e-12 | -2.1853e-11 | 9.1073e-19 | 7.7063e-12 | 2.1853e-11 | -1.0646e-35 | 2.0855e-11 | 3.6475e-12 | 3.1647e-35 | -2.0855e-11 | -3.6474e-12 | 0 | 0 | 0 | 0 | 0 | 0 | 1.0506 | 1.0448 | 1.0469 | 1.0506 | 1.0448 | 1.0469 | 2.0094e-15 | -120.2962 | 119.948 | 1.991e-15 | -120.2962 | 119.948
Line1_1_3 | 0 | 0 | 0 | 0 | 0 | 0 | 0 | 0 | 0 | 0 | 0 | 0 | 1.0322e-17 | -6.165e-11 | -1.7482e-10 | -1.0322e-17 | 6.165e-11 | 1.7482e-10 | 6.0715e-18 | 1.6684e-10 | 2.918e-11 | -6.6787e-18 | -1.6684e-10 | -2.918e-11 | 0 | 0 | 0 | 0 | 0 | 0 | 1.0506 | 1.0448 | 1.0469 | 1.0506 | 1.0448 | 1.0469 | 2.0666e-15 | -120.2962 | 119.948 | 1.8633e-15 | -120.2962 | 119.948
Line2_1_4 | 0 | 0 | 0 | 0 | 0 | 0 | 0 | 0 | 0 | 0 | 0 | 0 | 3.0358e-18 | -1.5413e-11 | -4.3706e-11 | -3.0358e-18 | 1.5413e-11 | 4.3706e-11 | -6.0715e-19 | 4.171e-11 | 7.2949e-12 | -1.0646e-34 | -4.171e-11 | -7.2949e-12 | 0 | 0 | 0 | 0 | 0 | 0 | 1.0506 | 1.0448 | 1.0469 | 1.0506 | 1.0448 | 1.0469 | 2.0666e-15 | -120.2962 | 119.948 | 2.0094e-15 | -120.2962 | 119.948
Line3_1_5 | 0 | 0 | 0 | 0 | 0 | 0 | 0 | 0 | 0 | 0 | 0 | 0 | 3.0358e-18 | -1.5413e-11 | -4.3706e-11 | -3.0358e-18 | 1.5413e-11 | 4.3706e-11 | -6.0715e-19 | 4.171e-11 | 7.2949e-12 | -1.0646e-34 | -4.171e-11 | -7.2949e-12 | 0 | 0 | 0 | 0 | 0 | 0 | 1.0506 | 1.0448 | 1.0469 | 1.0506 | 1.0448 | 1.0469 | 2.0666e-15 | -120.2962 | 119.948 | 2.0094e-15 | -120.2962 | 119.948
Line4_2_6 | 0 | 0.057381 | 0.057381 | 0 | 0.057381 | 0.057381 | 0 | 0.013252 | 0.013252 | 0 | 0.013252 | 0.013252 | 1.9429e-17 | 0.01335 | 0.0033765 | -2.0643e-17 | -0.013317 | -0.0033436 | 2.4286e-18 | 0.0036437 | 0.013346 | -2.4286e-18 | -0.0035779 | -0.01328 | 0 | 0 | 0 | 0 | 44.2111 | -135.7889 | 1.0499 | 1.0387 | 1.0445 | 1.0492 | 1.0326 | 1.0421 | 1.6075e-15 | -120.5225 | 120.0133 | 1.1922e-15 | -120.7504 | 120.0793
Line5_6_7 | 0 | 0.057381 | 0.057381 | 0 | 0.057381 | 0.057381 | 0 | 0.013252 | 0.013252 | 0 | 0.013252 | 0.013252 | 1.7e-17 | 0.013317 | 0.0033436 | -1.7e-17 | -0.013284 | -0.0033107 | -2.4286e-18 | 0.0035779 | 0.01328 | -2.4061e-34 | -0.003512 | -0.013214 | 0 | 0 | 0 | 0 | 44.2111 | -135.7889 | 1.0492 | 1.0326 | 1.0421 | 1.0486 | 1.0265 | 1.0398 | 1.1922e-15 | -120.7504 | 120.0793 | 8.1092e-16 | -120.98 | 120.146
Line6_7_8 | 0 | 0.057381 | 0.057381 | 0 | 0.057381 | 0.057381 | 0 | 0.013252 | 0.013252 | 0 | 0.013252 | 0.013252 | 1.9429e-17 | 0.013284 | 0.0033107 | -1.4572e-17 | -0.013251 | -0.0032778 | -4.8572e-18 | 0.003512 | 0.013214 | 4.8572e-18 | -0.0034462 | -0.013149 | 0 | 0 | 0 | 0 | 44.2111 | -135.7889 | 1.0486 | 1.0265 | 1.0398 | 1.0479 | 1.0205 | 1.0374 | 8.1092e-16 | -120.98 | 120.146 | 4.4316e-16 | -121.2112 | 120.2133
Line7_8_9 | 0 | 0 | 0 | 0 | 0 | 0 | 0 | 0 | 0 | 0 | 0 | 0 | -1.8784e-35 | -6.2663e-11 | -1.0275e-10 | 4.8572e-18 | 6.2663e-11 | 1.0275e-10 | 2.4286e-18 | 8.4085e-11 | -1.4658e-11 | -2.4286e-18 | -8.4085e-11 | 1.4658e-11 | 0 | 0 | 0 | 0 | 0 | 0 | 1.0479 | 1.0205 | 1.0374 | 1.0479 | 1.0205 | 1.0374 | 4.4316e-16 | -121.2112 | 120.2133 | 3.5726e-16 | -121.2112 | 120.2133
Line8_8_10 | 0 | 0.057381 | 0.057381 | 0 | 0.057381 | 0.057381 | 0 | 0.013252 | 0.013252 | 0 | 0.013252 | 0.013252 | 2.4286e-18 | 0.013251 | 0.0032778 | 2.4286e-18 | -0.013218 | -0.0032448 | 1.8784e-35 | 0.0034462 | 0.013149 | 2.4286e-18 | -0.0033803 | -0.013083 | 0 | -135.7889 | 44.2111 | 0 | 44.2111 | -135.7889 | 1.0479 | 1.0205 | 1.0374 | 1.0473 | 1.0144 | 1.0351 | 4.4316e-16 | -121.2112 | 120.2133 | 3.2997e-16 | -121.444 | 120.2814
Line9_3_11 | 0 | 0 | 0 | 0 | 0 | 0 | 0 | 0 | 0 | 0 | 0 | 0 | 8.1966e-18 | -5.3944e-11 | -1.5297e-10 | -8.8037e-18 | 5.3944e-11 | 1.5297e-10 | 4.8572e-18 | 1.4599e-10 | 2.5532e-11 | -4.8572e-18 | -1.4599e-10 | -2.5532e-11 | 0 | 0 | 0 | 0 | 0 | 0 | 1.0506 | 1.0448 | 1.0469 | 1.0506 | 1.0448 | 1.0469 | 1.8633e-15 | -120.2962 | 119.948 | 1.6993e-15 | -120.2962 | 119.948

## LL_max_fault_10
name | pf_ikss_a_from_ka | pf_ikss_b_from_ka | pf_ikss_c_from_ka | pf_ikss_a_to_ka | pf_ikss_b_to_ka | pf_ikss_c_to_ka | pf_skss_a_from_mw | pf_skss_b_from_mw | pf_skss_c_from_mw | pf_skss_a_to_mw | pf_skss_b_to_mw | pf_skss_c_to_mw | pf_p_a_from_mw | pf_p_b_from_mw | pf_p_c_from_mw | pf_p_a_to_mw | pf_p_b_to_mw | pf_p_c_to_mw | pf_q_a_from_mvar | pf_q_b_from_mvar | pf_q_c_from_mvar | pf_q_a_to_mvar | pf_q_b_to_mvar | pf_q_c_to_mvar | pf_ikss_a_from_degree | pf_ikss_b_from_degree | pf_ikss_c_from_degree | pf_ikss_a_to_degree | pf_ikss_b_to_degree | pf_ikss_c_to_degree | pf_vm_a_from_pu | pf_vm_b_from_pu | pf_vm_c_from_pu | pf_vm_a_to_pu | pf_vm_b_to_pu | pf_vm_c_to_pu | pf_va_a_from_degree | pf_va_b_from_degree | pf_va_c_from_degree | pf_va_a_to_degree | pf_va_b_to_degree | pf_va_c_to_degree
Line0_1_2 | 0 | 0.0601 | 0.0601 | 0 | 0.0601 | 0.0601 | 0 | 0.013879 | 0.013879 | 0 | 0.013879 | 0.013879 | 3.4348e-17 | 0.014683 | 0.0037379 | -3.562e-17 | -0.014647 | -0.0037018 | 5.0885e-18 | 0.0040692 | 0.014713 | -6.3607e-18 | -0.003997 | -0.014641 | 0 | 0 | 0 | 0 | 44.2001 | -135.7999 | 1.1006 | 1.0943 | 1.0966 | 1.0999 | 1.088 | 1.0941 | 2.2899e-15 | -120.3101 | 119.9456 | 1.8017e-15 | -120.5364 | 120.011
Line10_11_12 | 0 | 0 | 0 | 0 | 0 | 0 | 0 | 0 | 0 | 0 | 0 | 0 | 8.5869e-18 | -5.3119e-11 | -1.5063e-10 | -9.2229e-18 | 5.3119e-11 | 1.5063e-10 | 3.1803e-18 | 1.4378e-10 | 2.512e-11 | -3.1803e-18 | -1.4378e-10 | -2.512e-11 | 0 | 0 | 0 | 0 | 0 | 0 | 1.1006 | 1.0943 | 1.0966 | 1.1006 | 1.0943 | 1.0966 | 1.9053e-15 | -120.3101 | 119.9456 | 1.7495e-15 | -120.3101 | 119.9456
Line11_12_13 | 0 | 0 | 0 | 0 | 0 | 0 | 0 | 0 | 0 | 0 | 0 | 0 | 6.0426e-18 | -4.4266e-11 | -1.2553e-10 | -6.6787e-18 | 4.4266e-11 | 1.2553e-10 | 1.8451e-34 | 1.1982e-10 | 2.0933e-11 | -1.8918e-34 | -1.1982e-10 | -2.0933e-11 | 0 | 0 | 0 | 0 | 0 | 0 | 1.1006 | 1.0943 | 1.0966 | 1.1006 | 1.0943 | 1.0966 | 1.7495e-15 | -120.3101 | 119.9456 | 1.623e-15 | -120.3101 | 119.9456
Line12_13_15 | 0 | 0 | 0 | 0 | 0 | 0 | 0 | 0 | 0 | 0 | 0 | 0 | 4.1344e-18 | -2.6559e-11 | -7.5316e-11 | -4.7705e-18 | 2.6559e-11 | 7.5316e-11 | 3.8164e-18 | 7.1889e-11 | 1.256e-11 | -2.5443e-18 | -7.1889e-11 | -1.256e-11 | 0 | 0 | 0 | 0 | 0 | 0 | 1.1006 | 1.0943 | 1.0966 | 1.1006 | 1.0943 | 1.0966 | 1.623e-15 | -120.3101 | 119.9456 | 1.5608e-15 | -120.3101 | 119.9456
Line13_13_14 | 0 | 0 | 0 | 0 | 0 | 0 | 0 | 0 | 0 | 0 | 0 | 0 | -6.3607e-19 | -8.8532e-12 | -2.5105e-11 | -6.3607e-19 | 8.8532e-12 | 2.5105e-11 | -1.8018e-35 | 2.3963e-11 | 4.1866e-12 | 1.2721e-18 | -2.3963e-11 | -4.1866e-12 | 0 | 0 | 0 | 0 | 0 | 0 | 1.1006 | 1.0943 | 1.0966 | 1.1006 | 1.0943 | 1.0966 | 1.623e-15 | -120.3101 | 119.9456 | 1.6081e-15 | -120.3101 | 119.9456
Line14_15_16 | 0 | 0 | 0 | 0 | 0 | 0 | 0 | 0 | 0 | 0 | 0 | 0 | 2.5443e-18 | -1.7706e-11 | -5.0211e-11 | -1.9082e-18 | 1.7706e-11 | 5.0211e-11 | -6.3607e-19 | 4.7926e-11 | 8.3733e-12 | -5.0978e-35 | -4.7926e-11 | -8.3732e-12 | 0 | 0 | 0 | 0 | 0 | 0 | 1.1006 | 1.0943 | 1.0966 | 1.1006 | 1.0943 | 1.0966 | 1.5608e-15 | -120.3101 | 119.9456 | 1.5307e-15 | -120.3101 | 119.9456
Line15_16_17 | 0 | 0 | 0 | 0 | 0 | 0 | 0 | 0 | 0 | 0 | 0 | 0 | -6.3607e-19 | -8.8532e-12 | -2.5105e-11 | 6.3607e-19 | 8.8532e-12 | 2.5105e-11 | -1.2721e-18 | 2.3963e-11 | 4.1866e-12 | 6.3607e-19 | -2.3963e-11 | -4.1866e-12 | 0 | 0 | 0 | 0 | 0 | 0 | 1.1006 | 1.0943 | 1.0966 | 1.1006 | 1.0943 | 1.0966 | 1.5307e-15 | -120.3101 | 119.9456 | 1.5114e-15 | -120.3101 | 119.9456
Line16_4_18 | 0 | 0 | 0 | 0 | 0 | 0 | 0 | 0 | 0 | 0 | 0 | 0 | -3.1803e-19 | -8.8531e-12 | -2.5105e-11 | 1.5902e-18 | 8.8532e-12 | 2.5105e-11 | 6.3607e-19 | 2.3963e-11 | 4.1866e-12 | -6.3607e-19 | -2.3963e-11 | -4.1866e-12 | 0 | 0 | 0 | 0 | 0 | 0 | 1.1006 | 1.0943 | 1.0966 | 1.1006 | 1.0943 | 1.0966 | 2.23e-15 | -120.3101 | 119.9456 | 2.2107e-15 | -120.3101 | 119.9456
Line17_5_19 | 0 | 0 | 0 | 0 | 0 | 0 | 0 | 0 | 0 | 0 | 0 | 0 | -3.1803e-19 | -8.8531e-12 | -2.5105e-11 | 1.5902e-18 | 8.8532e-12 | 2.5105e-11 | 6.3607e-19 | 2.3963e-11 | 4.1866e-12 | -6.3607e-19 | -2.3963e-11 | -4.1866e-12 | 0 | 0 | 0 | 0 | 0 | 0 | 1.1006 | 1.0943 | 1.0966 | 1.1006 | 1.0943 | 1.0966 | 2.23e-15 | -120.3101 | 119.9456 | 2.2107e-15 | -120.3101 | 119.9456
Line1_1_3 | 0 | 0 | 0 | 0 | 0 | 0 | 0 | 0 | 0 | 0 | 0 | 0 | 1.2085e-17 | -7.0825e-11 | -2.0084e-10 | -1.2085e-17 | 7.0825e-11 | 2.0084e-10 | 8.2688e-18 | 1.9171e-10 | 3.3493e-11 | -8.2688e-18 | -1.9171e-10 | -3.3493e-11 | 0 | 0 | 0 | 0 | 0 | 0 | 1.1006 | 1.0943 | 1.0966 | 1.1006 | 1.0943 | 1.0966 | 2.2899e-15 | -120.3101 | 119.9456 | 2.077e-15 | -120.3101 | 119.9456
Line2_1_4 | 0 | 0 | 0 | 0 | 0 | 0 | 0 | 0 | 0 | 0 | 0 | 0 | 3.1803e-18 | -1.7706e-11 | -5.0211e-11 | -3.1803e-18 | 1.7706e-11 | 5.0211e-11 | 1.2711e-34 | 4.7926e-11 | 8.3733e-12 | -1.2378e-34 | -4.7926e-11 | -8.3732e-12 | 0 | 0 | 0 | 0 | 0 | 0 | 1.1006 | 1.0943 | 1.0966 | 1.1006 | 1.0943 | 1.0966 | 2.2899e-15 | -120.3101 | 119.9456 | 2.23e-15 | -120.3101 | 119.9456
Line3_1_5 | 0 | 0 | 0 | 0 | 0 | 0 | 0 | 0 | 0 | 0 | 0 | 0 | 3.1803e-18 | -1.7706e-11 | -5.0211e-11 | -3.1803e-18 | 1.7706e-11 | 5.0211e-11 | 1.2711e-34 | 4.7926e-11 | 8.3733e-12 | -1.2378e-34 | -4.7926e-11 | -8.3732e-12 | 0 | 0 | 0 | 0 | 0 | 0 | 1.1006 | 1.0943 | 1.0966 | 1.1006 | 1.0943 | 1.0966 | 2.2899e-15 | -120.3101 | 119.9456 | 2.23e-15 | -120.3101 | 119.9456
Line4_2_6 | 0 | 0.0601 | 0.0601 | 0 | 0.0601 | 0.0601 | 0 | 0.013879 | 0.013879 | 0 | 0.013879 | 0.013879 | 3.0531e-17 | 0.014647 | 0.0037018 | -3.0531e-17 | -0.014611 | -0.0036656 | -2.5443e-18 | 0.003997 | 0.014641 | 2.5443e-18 | -0.0039247 | -0.014569 | 0 | 0 | 0 | 0 | 44.2001 | -135.7999 | 1.0999 | 1.088 | 1.0941 | 1.0992 | 1.0816 | 1.0916 | 1.8017e-15 | -120.5364 | 120.011 | 1.3506e-15 | -120.7643 | 120.077
Line5_6_7 | 0 | 0.0601 | 0.0601 | 0 | 0.0601 | 0.0601 | 0 | 0.013879 | 0.013879 | 0 | 0.013879 | 0.013879 | 2.2898e-17 | 0.014611 | 0.0036656 | -2.2898e-17 | -0.014575 | -0.0036295 | 5.3976e-34 | 0.0039247 | 0.014569 | -4.1411e-34 | -0.0038525 | -0.014496 | 0 | 0 | 0 | 0 | 44.2001 | -135.7999 | 1.0992 | 1.0816 | 1.0916 | 1.0985 | 1.0752 | 1.0892 | 1.3506e-15 | -120.7643 | 120.077 | 1.0362e-15 | -120.9939 | 120.1437
Line6_7_8 | 0 | 0.0601 | 0.0601 | 0 | 0.0601 | 0.0601 | 0 | 0.013879 | 0.013879 | 0 | 0.013879 | 0.013879 | 2.2898e-17 | 0.014575 | 0.0036295 | -2.0354e-17 | -0.014539 | -0.0035934 | 2.5443e-18 | 0.0038525 | 0.014496 | -2.7825e-34 | -0.0037802 | -0.014424 | 0 | 0 | 0 | 0 | 44.2001 | -135.7999 | 1.0985 | 1.0752 | 1.0892 | 1.0978 | 1.0688 | 1.0867 | 1.0362e-15 | -120.9939 | 120.1437 | 7.8325e-16 | -121.225 | 120.2111
Line7_8_9 | 0 | 0 | 0 | 0 | 0 | 0 | 0 | 0 | 0 | 0 | 0 | 0 | -3.4781e-35 | -6.9123e-11 | -1.1382e-10 | -2.5443e-18 | 6.9123e-11 | 1.1382e-10 | 2.5443e-18 | 9.333e-11 | -1.5917e-11 | -3.0937e-35 | -9.333e-11 | 1.5917e-11 | 0 | 0 | 0 | 0 | 0 | 0 | 1.0978 | 1.0688 | 1.0867 | 1.0978 | 1.0688 | 1.0867 | 7.8325e-16 | -121.225 | 120.2111 | 6.9669e-16 | -121.225 | 120.2111
Line8_8_10 | 0 | 0.0601 | 0.0601 | 0 | 0.0601 | 0.0601 | 0 | 0.013879 | 0.013879 | 0 | 0.013879 | 0.013879 | 0 | 0.014539 | 0.0035934 | -7.6328e-18 | -0.014503 | -0.0035573 | 0 | 0.0037802 | 0.014424 | 2.5443e-18 | -0.003708 | -0.014352 | 0 | -135.7999 | 44.2001 | 0 | 44.2001 | -135.7999 | 1.0978 | 1.0688 | 1.0867 | 1.0972 | 1.0624 | 1.0842 | 7.8325e-16 | -121.225 | 120.2111 | 6.5525e-16 | -121.4579 | 120.2793
Line9_3_11 | 0 | 0 | 0 | 0 | 0 | 0 | 0 | 0 | 0 | 0 | 0 | 0 | 1.1131e-17 | -6.1972e-11 | -1.7574e-10 | -1.1767e-17 | 6.1972e-11 | 1.7574e-10 | 3.8164e-18 | 1.6774e-10 | 2.9306e-11 | -3.8164e-18 | -1.6774e-10 | -2.9306e-11 | 0 | 0 | 0 | 0 | 0 | 0 | 1.1006 | 1.0943 | 1.0966 | 1.1006 | 1.0943 | 1.0966 | 2.077e-15 | -120.3101 | 119.9456 | 1.9053e-15 | -120.3101 | 119.9456

## LL_min_6
name | pf_ikss_a_from_ka | pf_ikss_b_from_ka | pf_ikss_c_from_ka | pf_ikss_a_to_ka | pf_ikss_b_to_ka | pf_ikss_c_to_ka | pf_skss_a_from_mw | pf_skss_b_from_mw | pf_skss_c_from_mw | pf_skss_a_to_mw | pf_skss_b_to_mw | pf_skss_c_to_mw | pf_p_a_from_mw | pf_p_b_from_mw | pf_p_c_from_mw | pf_p_a_to_mw | pf_p_b_to_mw | pf_p_c_to_mw | pf_q_a_from_mvar | pf_q_b_from_mvar | pf_q_c_from_mvar | pf_q_a_to_mvar | pf_q_b_to_mvar | pf_q_c_to_mvar | pf_ikss_a_from_degree | pf_ikss_b_from_degree | pf_ikss_c_from_degree | pf_ikss_a_to_degree | pf_ikss_b_to_degree | pf_ikss_c_to_degree | pf_vm_a_from_pu | pf_vm_b_from_pu | pf_vm_c_from_pu | pf_vm_a_to_pu | pf_vm_b_to_pu | pf_vm_c_to_pu | pf_va_a_from_degree | pf_va_b_from_degree | pf_va_c_from_degree | pf_va_a_to_degree | pf_va_b_to_degree | pf_va_c_to_degree
Line0_1_2 | 0 | 1.2014 | 1.2014 | 0 | 1.2014 | 1.2014 | 0 | 0.27744 | 0.27744 | 0 | 0.27744 | 0.27744 | 1.2305e-16 | 0.24198 | 0.035132 | -1.4063e-16 | -0.21427 | -0.0074211 | -1.4063e-16 | 0.06265 | 0.226 | 1.2305e-16 | -0.033784 | -0.19714 | 0 | 0 | 0 | 0 | 38.2998 | -141.7002 | 0.95721 | 0.83268 | 0.88554 | 0.91686 | 0.66614 | 0.85731 | 7.2404e-14 | -127.1845 | 119.464 | 7.6217e-14 | -132.7398 | 126.144
Line10_11_12 | 0 | 0 | 0 | 0 | 0 | 0 | 0 | 0 | 0 | 0 | 0 | 0 | 4.6144e-17 | -8.2484e-10 | -2.2775e-09 | -3.7354e-17 | 8.2484e-10 | 2.2775e-09 | -3.5157e-17 | 2.3549e-09 | 1.6117e-10 | 3.5157e-17 | -2.3549e-09 | -1.6117e-10 | 0 | 0 | 0 | 0 | 0 | 0 | 0.95721 | 0.83268 | 0.88554 | 0.95721 | 0.83268 | 0.88554 | 7.2297e-14 | -127.1845 | 119.464 | 7.1793e-14 | -127.1845 | 119.464
Line11_12_13 | 0 | 0 | 0 | 0 | 0 | 0 | 0 | 0 | 0 | 0 | 0 | 0 | 2.6368e-17 | -6.8736e-10 | -1.8979e-09 | -3.5157e-17 | 6.8736e-10 | 1.8979e-09 | -2.6368e-17 | 1.9624e-09 | 1.3431e-10 | 8.7893e-18 | -1.9624e-09 | -1.3431e-10 | 0 | 0 | 0 | 0 | 0 | 0 | 0.95721 | 0.83268 | 0.88554 | 0.95721 | 0.83268 | 0.88554 | 7.1793e-14 | -127.1845 | 119.464 | 7.1361e-14 | -127.1845 | 119.464
Line12_13_15 | 0 | 0 | 0 | 0 | 0 | 0 | 0 | 0 | 0 | 0 | 0 | 0 | -8.7893e-18 | -4.1242e-10 | -1.1387e-09 | 8.7893e-18 | 4.1242e-10 | 1.1387e-09 | -2.6368e-17 | 1.1775e-09 | 8.0586e-11 | 2.6368e-17 | -1.1775e-09 | -8.0586e-11 | 0 | 0 | 0 | 0 | 0 | 0 | 0.95721 | 0.83268 | 0.88554 | 0.95721 | 0.83268 | 0.88554 | 7.1361e-14 | -127.1845 | 119.464 | 7.1442e-14 | -127.1845 | 119.464
Line13_13_14 | 0 | 0 | 0 | 0 | 0 | 0 | 0 | 0 | 0 | 0 | 0 | 0 | 1.7579e-17 | -1.3747e-10 | -3.7958e-10 | -1.7579e-17 | 1.3747e-10 | 3.7958e-10 | -2.6368e-17 | 3.9248e-10 | 2.6862e-11 | 1.7579e-17 | -3.9248e-10 | -2.6862e-11 | 0 | 0 | 0 | 0 | 0 | 0 | 0.95721 | 0.83268 | 0.88554 | 0.95721 | 0.83268 | 0.88554 | 7.1361e-14 | -127.1845 | 119.464 | 7.1402e-14 | -127.1845 | 119.464
Line14_15_16 | 0 | 0 | 0 | 0 | 0 | 0 | 0 | 0 | 0 | 0 | 0 | 0 | -4.3946e-18 | -2.7495e-10 | -7.5916e-10 | 4.3946e-18 | 2.7495e-10 | 7.5916e-10 | -8.7893e-18 | 7.8497e-10 | 5.3724e-11 | 8.7893e-18 | -7.8497e-10 | -5.3724e-11 | 0 | 0 | 0 | 0 | 0 | 0 | 0.95721 | 0.83268 | 0.88554 | 0.95721 | 0.83268 | 0.88554 | 7.1442e-14 | -127.1845 | 119.464 | 7.1218e-14 | -127.1845 | 119.464
Line15_16_17 | 0 | 0 | 0 | 0 | 0 | 0 | 0 | 0 | 0 | 0 | 0 | 0 | -8.7893e-18 | -1.3747e-10 | -3.7958e-10 | 1.0861e-32 | 1.3747e-10 | 3.7958e-10 | 1.7579e-17 | 3.9248e-10 | 2.6862e-11 | -8.7893e-18 | -3.9248e-10 | -2.6862e-11 | 0 | 0 | 0 | 0 | 0 | 0 | 0.95721 | 0.83268 | 0.88554 | 0.95721 | 0.83268 | 0.88554 | 7.1218e-14 | -127.1845 | 119.464 | 7.08e-14 | -127.1845 | 119.464
Line16_4_18 | 0 | 0 | 0 | 0 | 0 | 0 | 0 | 0 | 0 | 0 | 0 | 0 | -4.3946e-18 | -1.3747e-10 | -3.7958e-10 | 4.3946e-18 | 1.3747e-10 | 3.7958e-10 | -5.501e-33 | 3.9248e-10 | 2.6862e-11 | 8.7893e-18 | -3.9248e-10 | -2.6862e-11 | 0 | 0 | 0 | 0 | 0 | 0 | 0.95721 | 0.83268 | 0.88554 | 0.95721 | 0.83268 | 0.88554 | 7.172e-14 | -127.1845 | 119.464 | 7.1303e-14 | -127.1845 | 119.464
Line17_5_19 | 0 | 0 | 0 | 0 | 0 | 0 | 0 | 0 | 0 | 0 | 0 | 0 | -4.3946e-18 | -1.3747e-10 | -3.7958e-10 | 4.3946e-18 | 1.3747e-10 | 3.7958e-10 | -5.501e-33 | 3.9248e-10 | 2.6862e-11 | 8.7893e-18 | -3.9248e-10 | -2.6862e-11 | 0 | 0 | 0 | 0 | 0 | 0 | 0.95721 | 0.83268 | 0.88554 | 0.95721 | 0.83268 | 0.88554 | 7.172e-14 | -127.1845 | 119.464 | 7.1303e-14 | -127.1845 | 119.464
Line1_1_3 | 0 | 0 | 0 | 0 | 0 | 0 | 0 | 0 | 0 | 0 | 0 | 0 | 5.0538e-17 | -1.0998e-09 | -3.0367e-09 | -5.9328e-17 | 1.0998e-09 | 3.0367e-09 | -2.6368e-17 | 3.1399e-09 | 2.149e-10 | 1.7579e-17 | -3.1399e-09 | -2.149e-10 | 0 | 0 | 0 | 0 | 0 | 0 | 0.95721 | 0.83268 | 0.88554 | 0.95721 | 0.83268 | 0.88554 | 7.2404e-14 | -127.1845 | 119.464 | 7.2374e-14 | -127.1845 | 119.464
Line2_1_4 | 0 | 0 | 0 | 0 | 0 | 0 | 0 | 0 | 0 | 0 | 0 | 0 | 3.3321e-32 | -2.7495e-10 | -7.5916e-10 | -2.2004e-32 | 2.7495e-10 | 7.5916e-10 | -2.6368e-17 | 7.8497e-10 | 5.3724e-11 | 1.7579e-17 | -7.8497e-10 | -5.3724e-11 | 0 | 0 | 0 | 0 | 0 | 0 | 0.95721 | 0.83268 | 0.88554 | 0.95721 | 0.83268 | 0.88554 | 7.2404e-14 | -127.1845 | 119.464 | 7.172e-14 | -127.1845 | 119.464
Line3_1_5 | 0 | 0 | 0 | 0 | 0 | 0 | 0 | 0 | 0 | 0 | 0 | 0 | 3.3321e-32 | -2.7495e-10 | -7.5916e-10 | -2.2004e-32 | 2.7495e-10 | 7.5916e-10 | -2.6368e-17 | 7.8497e-10 | 5.3724e-11 | 1.7579e-17 | -7.8497e-10 | -5.3724e-11 | 0 | 0 | 0 | 0 | 0 | 0 | 0.95721 | 0.83268 | 0.88554 | 0.95721 | 0.83268 | 0.88554 | 7.2404e-14 | -127.1845 | 119.464 | 7.172e-14 | -127.1845 | 119.464
Line4_2_6 | 0 | 1.2014 | 1.2014 | 0 | 1.2014 | 1.2014 | 0 | 0.27744 | 0.27744 | 0 | 0.27744 | 0.27744 | 1.7579e-16 | 0.21427 | 0.0074211 | -1.9336e-16 | -0.18655 | 0.02029 | -1.7579e-16 | 0.033784 | 0.19714 | 1.7579e-16 | -0.0049189 | -0.16827 | 0 | 0 | 0 | 0 | 38.2998 | -141.7002 | 0.91686 | 0.66614 | 0.85731 | 0.88255 | 0.49961 | 0.83646 | 7.6217e-14 | -132.7398 | 126.144 | 7.968e-14 | -140.1898 | 135.1751
Line5_6_7 | 0 | 1.2014 | 1.2014 | 0 | 1.2014 | 1.2014 | 0 | 0.27744 | 0.27744 | 0 | 0.27744 | 0.27744 | 7.0314e-17 | 0.18655 | -0.02029 | -7.0314e-17 | -0.15884 | 0.048001 | -1.7579e-16 | 0.0049189 | 0.16827 | 1.7579e-16 | 0.023947 | -0.13941 | 0 | 0 | 0 | 0 | 38.2998 | -141.7002 | 0.88255 | 0.49961 | 0.83646 | 0.855 | 0.33307 | 0.82353 | 7.968e-14 | -140.1898 | 135.1751 | 8.2991e-14 | -150.2732 | 147.2992
Line6_7_8 | 0 | 1.2014 | 1.2014 | 0 | 1.2014 | 1.2014 | 0 | 0.27744 | 0.27744 | 0 | 0.27744 | 0.27744 | 2.1094e-16 | 0.15884 | -0.048001 | -2.1094e-16 | -0.13113 | 0.075711 | -2.8126e-16 | -0.023947 | 0.13941 | 2.461e-16 | 0.052812 | -0.11054 | 0 | 0 | 0 | 0 | 38.2998 | -141.7002 | 0.855 | 0.33307 | 0.82353 | 0.83487 | 0.16654 | 0.8189 | 8.2991e-14 | -150.2732 | 147.2992 | 8.2929e-14 | -163.6366 | 162.7073
Line7_8_9 | 0 | 0 | 0 | 0 | 0 | 0 | 0 | 0 | 0 | 0 | 0 | 0 | 3.5157e-17 | -3.3257e-10 | -3.8099e-10 | -3.5157e-17 | 3.3257e-10 | 3.8099e-10 | 3.5157e-17 | 1.2248e-09 | -1.141e-09 | -7.0314e-17 | -1.2248e-09 | 1.141e-09 | 0 | 0 | 0 | 0 | 0 | 0 | 0.83487 | 0.16654 | 0.8189 | 0.83487 | 0.16654 | 0.8189 | 8.2929e-14 | -163.6366 | 162.7073 | 8.3487e-14 | -163.6366 | 162.7073
Line8_8_10 | 0 | 1.2014 | 1.2014 | 0 | 1.2014 | 1.2014 | 0 | 0.27744 | 0.27744 | 0 | 0.27744 | 0.27744 | -1.0177e-31 | 0.13113 | -0.075711 | 2.0848e-31 | -0.10342 | 0.10342 | 7.0314e-17 | -0.052812 | 0.11054 | -1.4063e-16 | 0.081678 | -0.081678 | 0 | -141.7002 | 38.2998 | 0 | 38.2998 | -141.7002 | 0.83487 | 0.16654 | 0.8189 | 0.82272 | 0 | 0.82272 | 8.2929e-14 | -163.6366 | 162.7073 | 8.4939e-14 | -180 | 180
Line9_3_11 | 0 | 0 | 0 | 0 | 0 | 0 | 0 | 0 | 0 | 0 | 0 | 0 | 6.1525e-17 | -9.6231e-10 | -2.6571e-09 | -7.0314e-17 | 9.6231e-10 | 2.6571e-09 | 7.7716e-32 | 2.7474e-09 | 1.8803e-10 | 8.7893e-18 | -2.7474e-09 | -1.8803e-10 | 0 | 0 | 0 | 0 | 0 | 0 | 0.95721 | 0.83268 | 0.88554 | 0.95721 | 0.83268 | 0.88554 | 7.2374e-14 | -127.1845 | 119.464 | 7.2297e-14 | -127.1845 | 119.464

## LL_min_10
name | pf_ikss_a_from_ka | pf_ikss_b_from_ka | pf_ikss_c_from_ka | pf_ikss_a_to_ka | pf_ikss_b_to_ka | pf_ikss_c_to_ka | pf_skss_a_from_mw | pf_skss_b_from_mw | pf_skss_c_from_mw | pf_skss_a_to_mw | pf_skss_b_to_mw | pf_skss_c_to_mw | pf_p_a_from_mw | pf_p_b_from_mw | pf_p_c_from_mw | pf_p_a_to_mw | pf_p_b_to_mw | pf_p_c_to_mw | pf_q_a_from_mvar | pf_q_b_from_mvar | pf_q_c_from_mvar | pf_q_a_to_mvar | pf_q_b_to_mvar | pf_q_c_to_mvar | pf_ikss_a_from_degree | pf_ikss_b_from_degree | pf_ikss_c_from_degree | pf_ikss_a_to_degree | pf_ikss_b_to_degree | pf_ikss_c_to_degree | pf_vm_a_from_pu | pf_vm_b_from_pu | pf_vm_c_from_pu | pf_vm_a_to_pu | pf_vm_b_to_pu | pf_vm_c_to_pu | pf_va_a_from_degree | pf_va_b_from_degree | pf_va_c_from_degree | pf_va_a_to_degree | pf_va_b_to_degree | pf_va_c_to_degree
Line0_1_2 | 0 | 1.1381 | 1.1381 | 0 | 1.1381 | 1.1381 | 0 | 0.26284 | 0.26284 | 0 | 0.26284 | 0.26284 | 1.1657e-16 | 0.21718 | 0.031531 | -9.992e-17 | -0.19231 | -0.0066605 | -1.1657e-16 | 0.056229 | 0.20284 | 1.3323e-16 | -0.030322 | -0.17693 | 0 | 0 | 0 | 0 | 38.2998 | -141.7002 | 0.90683 | 0.78885 | 0.83893 | 0.86861 | 0.63108 | 0.81219 | 7.1947e-14 | -127.1845 | 119.464 | 7.5358e-14 | -132.7398 | 126.144
Line10_11_12 | 0 | 0 | 0 | 0 | 0 | 0 | 0 | 0 | 0 | 0 | 0 | 0 | 2.9143e-17 | -7.403e-10 | -2.0441e-09 | -3.747e-17 | 7.403e-10 | 2.0441e-09 | -1.6653e-17 | 2.1135e-09 | 1.4465e-10 | 1.6653e-17 | -2.1135e-09 | -1.4465e-10 | 0 | 0 | 0 | 0 | 0 | 0 | 0.90683 | 0.78885 | 0.83893 | 0.90683 | 0.78885 | 0.83893 | 7.184e-14 | -127.1845 | 119.464 | 7.1336e-14 | -127.1845 | 119.464
Line11_12_13 | 0 | 0 | 0 | 0 | 0 | 0 | 0 | 0 | 0 | 0 | 0 | 0 | -2.0817e-18 | -6.1691e-10 | -1.7034e-09 | -6.245e-18 | 6.1691e-10 | 1.7034e-09 | -2.498e-17 | 1.7613e-09 | 1.2054e-10 | 2.498e-17 | -1.7613e-09 | -1.2054e-10 | 0 | 0 | 0 | 0 | 0 | 0 | 0.90683 | 0.78885 | 0.83893 | 0.90683 | 0.78885 | 0.83893 | 7.1336e-14 | -127.1845 | 119.464 | 7.0904e-14 | -127.1845 | 119.464
Line12_13_15 | 0 | 0 | 0 | 0 | 0 | 0 | 0 | 0 | 0 | 0 | 0 | 0 | -4.1633e-18 | -3.7015e-10 | -1.022e-09 | 4.1633e-18 | 3.7015e-10 | 1.022e-09 | -8.3267e-18 | 1.0568e-09 | 7.2326e-11 | 5.158e-33 | -1.0568e-09 | -7.2326e-11 | 0 | 0 | 0 | 0 | 0 | 0 | 0.90683 | 0.78885 | 0.83893 | 0.90683 | 0.78885 | 0.83893 | 7.0904e-14 | -127.1845 | 119.464 | 7.0985e-14 | -127.1845 | 119.464
Line13_13_14 | 0 | 0 | 0 | 0 | 0 | 0 | 0 | 0 | 0 | 0 | 0 | 0 | -1.0304e-32 | -1.2338e-10 | -3.4068e-10 | 2.0621e-32 | 1.2338e-10 | 3.4068e-10 | 8.3267e-18 | 3.5226e-10 | 2.4109e-11 | -1.6653e-17 | -3.5226e-10 | -2.4109e-11 | 0 | 0 | 0 | 0 | 0 | 0 | 0.90683 | 0.78885 | 0.83893 | 0.90683 | 0.78885 | 0.83893 | 7.0904e-14 | -127.1845 | 119.464 | 7.0945e-14 | -127.1845 | 119.464
Line14_15_16 | 0 | 0 | 0 | 0 | 0 | 0 | 0 | 0 | 0 | 0 | 0 | 0 | 1.4572e-17 | -2.4677e-10 | -6.8135e-10 | -2.2898e-17 | 2.4677e-10 | 6.8135e-10 | 1.8053e-32 | 7.0451e-10 | 4.8218e-11 | 8.3267e-18 | -7.0451e-10 | -4.8218e-11 | 0 | 0 | 0 | 0 | 0 | 0 | 0.90683 | 0.78885 | 0.83893 | 0.90683 | 0.78885 | 0.83893 | 7.0985e-14 | -127.1845 | 119.464 | 7.076e-14 | -127.1845 | 119.464
Line15_16_17 | 0 | 0 | 0 | 0 | 0 | 0 | 0 | 0 | 0 | 0 | 0 | 0 | -2.498e-17 | -1.2338e-10 | -3.4068e-10 | 1.6653e-17 | 1.2338e-10 | 3.4068e-10 | -3.085e-32 | 3.5226e-10 | 2.4109e-11 | 2.0446e-32 | -3.5226e-10 | -2.4109e-11 | 0 | 0 | 0 | 0 | 0 | 0 | 0.90683 | 0.78885 | 0.83893 | 0.90683 | 0.78885 | 0.83893 | 7.076e-14 | -127.1845 | 119.464 | 7.0343e-14 | -127.1845 | 119.464
Line16_4_18 | 0 | 0 | 0 | 0 | 0 | 0 | 0 | 0 | 0 | 0 | 0 | 0 | 4.1633e-18 | -1.2338e-10 | -3.4068e-10 | -4.1633e-18 | 1.2338e-10 | 3.4068e-10 | 8.3267e-18 | 3.5226e-10 | 2.4109e-11 | -5.1479e-33 | -3.5226e-10 | -2.4109e-11 | 0 | 0 | 0 | 0 | 0 | 0 | 0.90683 | 0.78885 | 0.83893 | 0.90683 | 0.78885 | 0.83893 | 7.1262e-14 | -127.1845 | 119.464 | 7.0845e-14 | -127.1845 | 119.464
Line17_5_19 | 0 | 0 | 0 | 0 | 0 | 0 | 0 | 0 | 0 | 0 | 0 | 0 | 4.1633e-18 | -1.2338e-10 | -3.4068e-10 | -4.1633e-18 | 1.2338e-10 | 3.4068e-10 | 8.3267e-18 | 3.5226e-10 | 2.4109e-11 | -5.1479e-33 | -3.5226e-10 | -2.4109e-11 | 0 | 0 | 0 | 0 | 0 | 0 | 0.90683 | 0.78885 | 0.83893 | 0.90683 | 0.78885 | 0.83893 | 7.1262e-14 | -127.1845 | 119.464 | 7.0845e-14 | -127.1845 | 119.464
Line1_1_3 | 0 | 0 | 0 | 0 | 0 | 0 | 0 | 0 | 0 | 0 | 0 | 0 | 6.4532e-17 | -9.8706e-10 | -2.7254e-09 | -5.6205e-17 | 9.8706e-10 | 2.7254e-09 | 8.1033e-32 | 2.8181e-09 | 1.9287e-10 | 8.3267e-18 | -2.8181e-09 | -1.9287e-10 | 0 | 0 | 0 | 0 | 0 | 0 | 0.90683 | 0.78885 | 0.83893 | 0.90683 | 0.78885 | 0.83893 | 7.1947e-14 | -127.1845 | 119.464 | 7.1917e-14 | -127.1845 | 119.464
Line2_1_4 | 0 | 0 | 0 | 0 | 0 | 0 | 0 | 0 | 0 | 0 | 0 | 0 | 1.6653e-17 | -2.4677e-10 | -6.8135e-10 | -1.6653e-17 | 2.4677e-10 | 6.8135e-10 | -8.3267e-18 | 7.0451e-10 | 4.8218e-11 | 1.6653e-17 | -7.0451e-10 | -4.8218e-11 | 0 | 0 | 0 | 0 | 0 | 0 | 0.90683 | 0.78885 | 0.83893 | 0.90683 | 0.78885 | 0.83893 | 7.1947e-14 | -127.1845 | 119.464 | 7.1262e-14 | -127.1845 | 119.464
Line3_1_5 | 0 | 0 | 0 | 0 | 0 | 0 | 0 | 0 | 0 | 0 | 0 | 0 | 1.6653e-17 | -2.4677e-10 | -6.8135e-10 | -1.6653e-17 | 2.4677e-10 | 6.8135e-10 | -8.3267e-18 | 7.0451e-10 | 4.8218e-11 | 1.6653e-17 | -7.0451e-10 | -4.8218e-11 | 0 | 0 | 0 | 0 | 0 | 0 | 0.90683 | 0.78885 | 0.83893 | 0.90683 | 0.78885 | 0.83893 | 7.1947e-14 | -127.1845 | 119.464 | 7.1262e-14 | -127.1845 | 119.464
Line4_2_6 | 0 | 1.1381 | 1.1381 | 0 | 1.1381 | 1.1381 | 0 | 0.26284 | 0.26284 | 0 | 0.26284 | 0.26284 | 1.1657e-16 | 0.19231 | 0.0066605 | -1.4988e-16 | -0.16743 | 0.01821 | -1.6653e-16 | 0.030322 | 0.17693 | 1.3323e-16 | -0.0044148 | -0.15103 | 0 | 0 | 0 | 0 | 38.2998 | -141.7002 | 0.86861 | 0.63108 | 0.81219 | 0.8361 | 0.47331 | 0.79243 | 7.5358e-14 | -132.7398 | 126.144 | 7.8419e-14 | -140.1898 | 135.1751
Line5_6_7 | 0 | 1.1381 | 1.1381 | 0 | 1.1381 | 1.1381 | 0 | 0.26284 | 0.26284 | 0 | 0.26284 | 0.26284 | 6.6613e-17 | 0.16743 | -0.01821 | -9.992e-17 | -0.14256 | 0.043081 | -1.3323e-16 | 0.0044148 | 0.15103 | 9.992e-17 | 0.021492 | -0.12512 | 0 | 0 | 0 | 0 | 38.2998 | -141.7002 | 0.8361 | 0.47331 | 0.79243 | 0.81 | 0.31554 | 0.78018 | 7.8419e-14 | -140.1898 | 135.1751 | 8.1326e-14 | -150.2732 | 147.2992
Line6_7_8 | 0 | 1.1381 | 1.1381 | 0 | 1.1381 | 1.1381 | 0 | 0.26284 | 0.26284 | 0 | 0.26284 | 0.26284 | 1.9984e-16 | 0.14256 | -0.043081 | -1.6653e-16 | -0.11769 | 0.067952 | -2.6645e-16 | -0.021492 | 0.12512 | 2.6645e-16 | 0.047399 | -0.099213 | 0 | 0 | 0 | 0 | 38.2998 | -141.7002 | 0.81 | 0.31554 | 0.78018 | 0.79093 | 0.15777 | 0.7758 | 8.1326e-14 | -150.2732 | 147.2992 | 8.0868e-14 | -163.6366 | 162.7073
Line7_8_9 | 0 | 0 | 0 | 0 | 0 | 0 | 0 | 0 | 0 | 0 | 0 | 0 | 0 | -2.9848e-10 | -3.4194e-10 | 4.7334e-32 | 2.9848e-10 | 3.4194e-10 | 0 | 1.0993e-09 | -1.024e-09 | -3.3307e-17 | -1.0993e-09 | 1.024e-09 | 0 | 0 | 0 | 0 | 0 | 0 | 0.79093 | 0.15777 | 0.7758 | 0.79093 | 0.15777 | 0.7758 | 8.0868e-14 | -163.6366 | 162.7073 | 8.1427e-14 | -163.6366 | 162.7073
Line8_8_10 | 0 | 1.1381 | 1.1381 | 0 | 1.1381 | 1.1381 | 0 | 0.26284 | 0.26284 | 0 | 0.26284 | 0.26284 | 6.6613e-17 | 0.11769 | -0.067952 | -6.6613e-17 | -0.092822 | 0.092822 | 9.4019e-32 | -0.047399 | 0.099213 | -9.59e-32 | 0.073306 | -0.073306 | 0 | -141.7002 | 38.2998 | 0 | 38.2998 | -141.7002 | 0.79093 | 0.15777 | 0.7758 | 0.77942 | 0 | 0.77942 | 8.0868e-14 | -163.6366 | 162.7073 | 8.2486e-14 | -180 | 180
Line9_3_11 | 0 | 0 | 0 | 0 | 0 | 0 | 0 | 0 | 0 | 0 | 0 | 0 | 4.3715e-17 | -8.6368e-10 | -2.3847e-09 | -5.2042e-17 | 8.6368e-10 | 2.3847e-09 | -3.3307e-17 | 2.4658e-09 | 1.6876e-10 | 2.498e-17 | -2.4658e-09 | -1.6876e-10 | 0 | 0 | 0 | 0 | 0 | 0 | 0.90683 | 0.78885 | 0.83893 | 0.90683 | 0.78885 | 0.83893 | 7.1917e-14 | -127.1845 | 119.464 | 7.184e-14 | -127.1845 | 119.464

## LL_min_fault_6
name | pf_ikss_a_from_ka | pf_ikss_b_from_ka | pf_ikss_c_from_ka | pf_ikss_a_to_ka | pf_ikss_b_to_ka | pf_ikss_c_to_ka | pf_skss_a_from_mw | pf_skss_b_from_mw | pf_skss_c_from_mw | pf_skss_a_to_mw | pf_skss_b_to_mw | pf_skss_c_to_mw | pf_p_a_from_mw | pf_p_b_from_mw | pf_p_c_from_mw | pf_p_a_to_mw | pf_p_b_to_mw | pf_p_c_to_mw | pf_q_a_from_mvar | pf_q_b_from_mvar | pf_q_c_from_mvar | pf_q_a_to_mvar | pf_q_b_to_mvar | pf_q_c_to_mvar | pf_ikss_a_from_degree | pf_ikss_b_from_degree | pf_ikss_c_from_degree | pf_ikss_a_to_degree | pf_ikss_b_to_degree | pf_ikss_c_to_degree | pf_vm_a_from_pu | pf_vm_b_from_pu | pf_vm_c_from_pu | pf_vm_a_to_pu | pf_vm_b_to_pu | pf_vm_c_to_pu | pf_va_a_from_degree | pf_va_b_from_degree | pf_va_c_from_degree | pf_va_a_to_degree | pf_va_b_to_degree | pf_va_c_to_degree
Line0_1_2 | 0 | 0.051454 | 0.051454 | 0 | 0.051454 | 0.051454 | 0 | 0.011883 | 0.011883 | 0 | 0.011883 | 0.011883 | 6.0426e-18 | 0.010884 | 0.0028618 | -6.0426e-18 | -0.010833 | -0.002811 | -5.4933e-18 | 0.0029123 | 0.010855 | 5.4933e-18 | -0.0028593 | -0.010802 | 0 | 0 | 0 | 0 | 44.7137 | -135.2863 | 0.95054 | 0.94523 | 0.94708 | 0.94882 | 0.9381 | 0.94525 | 2.7436e-15 | -120.306 | 119.9436 | 2.88e-15 | -120.5004 | 120.1267
Line10_11_12 | 0 | 0 | 0 | 0 | 0 | 0 | 0 | 0 | 0 | 0 | 0 | 0 | 1.236e-18 | -3.8039e-11 | -1.1036e-10 | -9.6133e-19 | 3.8039e-11 | 1.1036e-10 | 5.8517e-35 | 1.0584e-10 | 1.9424e-11 | 5.4933e-19 | -1.0584e-10 | -1.9424e-11 | 0 | 0 | 0 | 0 | 0 | 0 | 0.95054 | 0.94523 | 0.94708 | 0.95054 | 0.94523 | 0.94708 | 2.7126e-15 | -120.306 | 119.9436 | 2.68e-15 | -120.306 | 119.9436
Line11_12_13 | 0 | 0 | 0 | 0 | 0 | 0 | 0 | 0 | 0 | 0 | 0 | 0 | 1.7853e-18 | -3.1699e-11 | -9.1968e-11 | -1.236e-18 | 3.1699e-11 | 9.1968e-11 | -2.1973e-18 | 8.8202e-11 | 1.6187e-11 | 2.1973e-18 | -8.8202e-11 | -1.6187e-11 | 0 | 0 | 0 | 0 | 0 | 0 | 0.95054 | 0.94523 | 0.94708 | 0.95054 | 0.94523 | 0.94708 | 2.68e-15 | -120.306 | 119.9436 | 2.651e-15 | -120.306 | 119.9436
Line12_13_15 | 0 | 0 | 0 | 0 | 0 | 0 | 0 | 0 | 0 | 0 | 0 | 0 | 4.8066e-19 | -1.902e-11 | -5.5181e-11 | 6.8666e-20 | 1.902e-11 | 5.5181e-11 | -5.4933e-19 | 5.2921e-11 | 9.7121e-12 | 3.1757e-36 | -5.2921e-11 | -9.7121e-12 | 0 | 0 | 0 | 0 | 0 | 0 | 0.95054 | 0.94523 | 0.94708 | 0.95054 | 0.94523 | 0.94708 | 2.651e-15 | -120.306 | 119.9436 | 2.6498e-15 | -120.306 | 119.9436
Line13_13_14 | 0 | 0 | 0 | 0 | 0 | 0 | 0 | 0 | 0 | 0 | 0 | 0 | 5.4933e-19 | -6.3398e-12 | -1.8394e-11 | 2.5428e-35 | 6.3398e-12 | 1.8394e-11 | 2.5417e-35 | 1.764e-11 | 3.2374e-12 | -5.4933e-19 | -1.764e-11 | -3.2374e-12 | 0 | 0 | 0 | 0 | 0 | 0 | 0.95054 | 0.94523 | 0.94708 | 0.95054 | 0.94523 | 0.94708 | 2.651e-15 | -120.306 | 119.9436 | 2.6521e-15 | -120.306 | 119.9436
Line14_15_16 | 0 | 0 | 0 | 0 | 0 | 0 | 0 | 0 | 0 | 0 | 0 | 0 | -5.0811e-35 | -1.268e-11 | -3.6787e-11 | 2.7466e-19 | 1.268e-11 | 3.6787e-11 | 1.0987e-18 | 3.5281e-11 | 6.4748e-12 | -5.4933e-19 | -3.5281e-11 | -6.4748e-12 | 0 | 0 | 0 | 0 | 0 | 0 | 0.95054 | 0.94523 | 0.94708 | 0.95054 | 0.94523 | 0.94708 | 2.6498e-15 | -120.306 | 119.9436 | 2.635e-15 | -120.306 | 119.9436
Line15_16_17 | 0 | 0 | 0 | 0 | 0 | 0 | 0 | 0 | 0 | 0 | 0 | 0 | -6.8666e-20 | -6.3398e-12 | -1.8394e-11 | -2.06e-19 | 6.3398e-12 | 1.8394e-11 | -3.1579e-36 | 1.764e-11 | 3.2374e-12 | 1.0987e-18 | -1.764e-11 | -3.2374e-12 | 0 | 0 | 0 | 0 | 0 | 0 | 0.95054 | 0.94523 | 0.94708 | 0.95054 | 0.94523 | 0.94708 | 2.635e-15 | -120.306 | 119.9436 | 2.6153e-15 | -120.306 | 119.9436
Line16_4_18 | 0 | 0 | 0 | 0 | 0 | 0 | 0 | 0 | 0 | 0 | 0 | 0 | 4.8066e-19 | -6.3398e-12 | -1.8394e-11 | -2.06e-19 | 6.3398e-12 | 1.8394e-11 | -1.0987e-18 | 1.764e-11 | 3.2374e-12 | 5.4933e-19 | -1.764e-11 | -3.2374e-12 | 0 | 0 | 0 | 0 | 0 | 0 | 0.95054 | 0.94523 | 0.94708 | 0.95054 | 0.94523 | 0.94708 | 2.7093e-15 | -120.306 | 119.9436 | 2.6896e-15 | -120.306 | 119.9436
Line17_5_19 | 0 | 0 | 0 | 0 | 0 | 0 | 0 | 0 | 0 | 0 | 0 | 0 | 4.8066e-19 | -6.3398e-12 | -1.8394e-11 | -2.06e-19 | 6.3398e-12 | 1.8394e-11 | -1.0987e-18 | 1.764e-11 | 3.2374e-12 | 5.4933e-19 | -1.764e-11 | -3.2374e-12 | 0 | 0 | 0 | 0 | 0 | 0 | 0.95054 | 0.94523 | 0.94708 | 0.95054 | 0.94523 | 0.94708 | 2.7093e-15 | -120.306 | 119.9436 | 2.6896e-15 | -120.306 | 119.9436
Line1_1_3 | 0 | 0 | 0 | 0 | 0 | 0 | 0 | 0 | 0 | 0 | 0 | 0 | 2.3346e-18 | -5.0719e-11 | -1.4715e-10 | -2.3346e-18 | 5.0719e-11 | 1.4715e-10 | -1.0987e-18 | 1.4112e-10 | 2.5899e-11 | 1.0987e-18 | -1.4112e-10 | -2.5899e-11 | 0 | 0 | 0 | 0 | 0 | 0 | 0.95054 | 0.94523 | 0.94708 | 0.95054 | 0.94523 | 0.94708 | 2.7436e-15 | -120.306 | 119.9436 | 2.7277e-15 | -120.306 | 119.9436
Line2_1_4 | 0 | 0 | 0 | 0 | 0 | 0 | 0 | 0 | 0 | 0 | 0 | 0 | 1.0987e-18 | -1.268e-11 | -3.6787e-11 | -8.2399e-19 | 1.268e-11 | 3.6787e-11 | -5.4933e-19 | 3.5281e-11 | 6.4748e-12 | 1.0987e-18 | -3.5281e-11 | -6.4748e-12 | 0 | 0 | 0 | 0 | 0 | 0 | 0.95054 | 0.94523 | 0.94708 | 0.95054 | 0.94523 | 0.94708 | 2.7436e-15 | -120.306 | 119.9436 | 2.7093e-15 | -120.306 | 119.9436
Line3_1_5 | 0 | 0 | 0 | 0 | 0 | 0 | 0 | 0 | 0 | 0 | 0 | 0 | 1.0987e-18 | -1.268e-11 | -3.6787e-11 | -8.2399e-19 | 1.268e-11 | 3.6787e-11 | -5.4933e-19 | 3.5281e-11 | 6.4748e-12 | 1.0987e-18 | -3.5281e-11 | -6.4748e-12 | 0 | 0 | 0 | 0 | 0 | 0 | 0.95054 | 0.94523 | 0.94708 | 0.95054 | 0.94523 | 0.94708 | 2.7436e-15 | -120.306 | 119.9436 | 2.7093e-15 | -120.306 | 119.9436
Line4_2_6 | 0 | 0.051454 | 0.051454 | 0 | 0.051454 | 0.051454 | 0 | 0.011883 | 0.011883 | 0 | 0.011883 | 0.011883 | 7.6906e-18 | 0.010833 | 0.002811 | -7.6906e-18 | -0.010782 | -0.0027602 | -8.7893e-18 | 0.0028593 | 0.010802 | 7.6906e-18 | -0.0028064 | -0.010749 | 0 | 0 | 0 | 0 | 44.7137 | -135.2863 | 0.94882 | 0.9381 | 0.94525 | 0.94711 | 0.93097 | 0.94344 | 2.88e-15 | -120.5004 | 120.1267 | 2.9947e-15 | -120.697 | 120.3118
Line5_6_7 | 0 | 0.051454 | 0.051454 | 0 | 0.051454 | 0.051454 | 0 | 0.011883 | 0.011883 | 0 | 0.011883 | 0.011883 | 6.5919e-18 | 0.010782 | 0.0027602 | -5.4933e-18 | -0.010731 | -0.0027093 | -4.3946e-18 | 0.0028064 | 0.010749 | 4.3946e-18 | -0.0027534 | -0.010696 | 0 | 0 | 0 | 0 | 44.7137 | -135.2863 | 0.94711 | 0.93097 | 0.94344 | 0.94541 | 0.92384 | 0.94164 | 2.9947e-15 | -120.697 | 120.3118 | 3.1067e-15 | -120.8958 | 120.4991
Line6_7_8 | 0 | 0.051454 | 0.051454 | 0 | 0.051454 | 0.051454 | 0 | 0.011883 | 0.011883 | 0 | 0.011883 | 0.011883 | 8.7893e-18 | 0.010731 | 0.0027093 | -6.5919e-18 | -0.01068 | -0.0026585 | -1.3184e-17 | 0.0027534 | 0.010696 | 1.3184e-17 | -0.0027005 | -0.010643 | 0 | 0 | 0 | 0 | 44.7137 | -135.2863 | 0.94541 | 0.92384 | 0.94164 | 0.94372 | 0.91671 | 0.93985 | 3.1067e-15 | -120.8958 | 120.4991 | 3.0739e-15 | -121.0968 | 120.6885
Line7_8_9 | 0 | 0 | 0 | 0 | 0 | 0 | 0 | 0 | 0 | 0 | 0 | 0 | -2.1973e-18 | -7.7206e-11 | -9.0586e-11 | 2.1973e-18 | 7.7206e-11 | 9.0586e-11 | -1.1789e-34 | 6.1817e-11 | -3.8642e-11 | -2.1973e-18 | -6.1817e-11 | 3.8642e-11 | 0 | 0 | 0 | 0 | 0 | 0 | 0.94372 | 0.91671 | 0.93985 | 0.94372 | 0.91671 | 0.93985 | 3.0739e-15 | -121.0968 | 120.6885 | 3.0954e-15 | -121.0968 | 120.6885
Line8_8_10 | 0 | 0.051454 | 0.051454 | 0 | 0.051454 | 0.051454 | 0 | 0.011883 | 0.011883 | 0 | 0.011883 | 0.011883 | 4.3946e-18 | 0.01068 | 0.0026585 | -6.5919e-18 | -0.01063 | -0.0026077 | 2.3577e-34 | 0.0027005 | 0.010643 | -2.1973e-18 | -0.0026476 | -0.01059 | 0 | -135.2863 | 44.7137 | 0 | 44.7137 | -135.2863 | 0.94372 | 0.91671 | 0.93985 | 0.94204 | 0.90958 | 0.93807 | 3.0739e-15 | -121.0968 | 120.6885 | 3.162e-15 | -121.3001 | 120.8802
Line9_3_11 | 0 | 0 | 0 | 0 | 0 | 0 | 0 | 0 | 0 | 0 | 0 | 0 | 2.1973e-18 | -4.4379e-11 | -1.2876e-10 | -2.472e-18 | 4.4379e-11 | 1.2876e-10 | -1.648e-18 | 1.2348e-10 | 2.2662e-11 | 1.648e-18 | -1.2348e-10 | -2.2662e-11 | 0 | 0 | 0 | 0 | 0 | 0 | 0.95054 | 0.94523 | 0.94708 | 0.95054 | 0.94523 | 0.94708 | 2.7277e-15 | -120.306 | 119.9436 | 2.7126e-15 | -120.306 | 119.9436

## LL_min_fault_10
name | pf_ikss_a_from_ka | pf_ikss_b_from_ka | pf_ikss_c_from_ka | pf_ikss_a_to_ka | pf_ikss_b_to_ka | pf_ikss_c_to_ka | pf_skss_a_from_mw | pf_skss_b_from_mw | pf_skss_c_from_mw | pf_skss_a_to_mw | pf_skss_b_to_mw | pf_skss_c_to_mw | pf_p_a_from_mw | pf_p_b_from_mw | pf_p_c_from_mw | pf_p_a_to_mw | pf_p_b_to_mw | pf_p_c_to_mw | pf_q_a_from_mvar | pf_q_b_from_mvar | pf_q_c_from_mvar | pf_q_a_to_mvar | pf_q_b_to_mvar | pf_q_c_to_mvar | pf_ikss_a_from_degree | pf_ikss_b_from_degree | pf_ikss_c_from_degree | pf_ikss_a_to_degree | pf_ikss_b_to_degree | pf_ikss_c_to_degree | pf_vm_a_from_pu | pf_vm_b_from_pu | pf_vm_c_from_pu | pf_vm_a_to_pu | pf_vm_b_to_pu | pf_vm_c_to_pu | pf_va_a_from_degree | pf_va_b_from_degree | pf_va_c_from_degree | pf_va_a_to_degree | pf_va_b_to_degree | pf_va_c_to_degree
Line0_1_2 | 0 | 0.048745 | 0.048745 | 0 | 0.048745 | 0.048745 | 0 | 0.011257 | 0.011257 | 0 | 0.011257 | 0.011257 | 5.7246e-18 | 0.0097683 | 0.0025685 | -6.7654e-18 | -0.0097227 | -0.0025229 | -6.245e-18 | 0.0026138 | 0.009742 | 6.245e-18 | -0.0025663 | -0.0096945 | 0 | 0 | 0 | 0 | 44.7137 | -135.2863 | 0.90051 | 0.89548 | 0.89723 | 0.89888 | 0.88873 | 0.8955 | 2.7344e-15 | -120.306 | 119.9436 | 2.8503e-15 | -120.5004 | 120.1267
Line10_11_12 | 0 | 0 | 0 | 0 | 0 | 0 | 0 | 0 | 0 | 0 | 0 | 0 | 1.7564e-18 | -3.414e-11 | -9.905e-11 | -1.4962e-18 | 3.414e-11 | 9.905e-11 | -1.0408e-18 | 9.4994e-11 | 1.7433e-11 | 5.2042e-19 | -9.4994e-11 | -1.7433e-11 | 0 | 0 | 0 | 0 | 0 | 0 | 0.90051 | 0.89548 | 0.89723 | 0.90051 | 0.89548 | 0.89723 | 2.7034e-15 | -120.306 | 119.9436 | 2.6708e-15 | -120.306 | 119.9436
Line11_12_13 | 0 | 0 | 0 | 0 | 0 | 0 | 0 | 0 | 0 | 0 | 0 | 0 | 1.6263e-18 | -2.845e-11 | -8.2542e-11 | -1.3661e-18 | 2.845e-11 | 8.2542e-11 | -5.2042e-19 | 7.9162e-11 | 1.4528e-11 | 5.2042e-19 | -7.9162e-11 | -1.4528e-11 | 0 | 0 | 0 | 0 | 0 | 0 | 0.90051 | 0.89548 | 0.89723 | 0.90051 | 0.89548 | 0.89723 | 2.6708e-15 | -120.306 | 119.9436 | 2.6418e-15 | -120.306 | 119.9436
Line12_13_15 | 0 | 0 | 0 | 0 | 0 | 0 | 0 | 0 | 0 | 0 | 0 | 0 | 9.1073e-19 | -1.707e-11 | -4.9525e-11 | -6.5052e-19 | 1.707e-11 | 4.9525e-11 | -1.0408e-18 | 4.7497e-11 | 8.7167e-12 | 1.5613e-18 | -4.7497e-11 | -8.7167e-12 | 0 | 0 | 0 | 0 | 0 | 0 | 0.90051 | 0.89548 | 0.89723 | 0.90051 | 0.89548 | 0.89723 | 2.6418e-15 | -120.306 | 119.9436 | 2.6406e-15 | -120.306 | 119.9436
Line13_13_14 | 0 | 0 | 0 | 0 | 0 | 0 | 0 | 0 | 0 | 0 | 0 | 0 | -2.6021e-19 | -5.69e-12 | -1.6508e-11 | 5.2042e-19 | 5.69e-12 | 1.6508e-11 | -1.0408e-18 | 1.5832e-11 | 2.9056e-12 | 1.0408e-18 | -1.5832e-11 | -2.9056e-12 | 0 | 0 | 0 | 0 | 0 | 0 | 0.90051 | 0.89548 | 0.89723 | 0.90051 | 0.89548 | 0.89723 | 2.6418e-15 | -120.306 | 119.9436 | 2.6429e-15 | -120.306 | 119.9436
Line14_15_16 | 0 | 0 | 0 | 0 | 0 | 0 | 0 | 0 | 0 | 0 | 0 | 0 | -5.2042e-19 | -1.138e-11 | -3.3017e-11 | 2.6021e-19 | 1.138e-11 | 3.3017e-11 | -5.2042e-19 | 3.1665e-11 | 5.8111e-12 | 1.1925e-35 | -3.1665e-11 | -5.8111e-12 | 0 | 0 | 0 | 0 | 0 | 0 | 0.90051 | 0.89548 | 0.89723 | 0.90051 | 0.89548 | 0.89723 | 2.6406e-15 | -120.306 | 119.9436 | 2.6257e-15 | -120.306 | 119.9436
Line15_16_17 | 0 | 0 | 0 | 0 | 0 | 0 | 0 | 0 | 0 | 0 | 0 | 0 | -3.2526e-19 | -5.69e-12 | -1.6508e-11 | 6.5052e-20 | 5.69e-12 | 1.6508e-11 | -1.4906e-35 | 1.5832e-11 | 2.9056e-12 | 1.0408e-18 | -1.5832e-11 | -2.9056e-12 | 0 | 0 | 0 | 0 | 0 | 0 | 0.90051 | 0.89548 | 0.89723 | 0.90051 | 0.89548 | 0.89723 | 2.6257e-15 | -120.306 | 119.9436 | 2.606e-15 | -120.306 | 119.9436
Line16_4_18 | 0 | 0 | 0 | 0 | 0 | 0 | 0 | 0 | 0 | 0 | 0 | 0 | -3.2526e-19 | -5.69e-12 | -1.6508e-11 | 6.5052e-20 | 5.69e-12 | 1.6508e-11 | -1.5328e-35 | 1.5832e-11 | 2.9056e-12 | 3.0432e-36 | -1.5832e-11 | -2.9056e-12 | 0 | 0 | 0 | 0 | 0 | 0 | 0.90051 | 0.89548 | 0.89723 | 0.90051 | 0.89548 | 0.89723 | 2.7001e-15 | -120.306 | 119.9436 | 2.6804e-15 | -120.306 | 119.9436
Line17_5_19 | 0 | 0 | 0 | 0 | 0 | 0 | 0 | 0 | 0 | 0 | 0 | 0 | -3.2526e-19 | -5.69e-12 | -1.6508e-11 | 6.5052e-20 | 5.69e-12 | 1.6508e-11 | -1.5328e-35 | 1.5832e-11 | 2.9056e-12 | 3.0432e-36 | -1.5832e-11 | -2.9056e-12 | 0 | 0 | 0 | 0 | 0 | 0 | 0.90051 | 0.89548 | 0.89723 | 0.90051 | 0.89548 | 0.89723 | 2.7001e-15 | -120.306 | 119.9436 | 2.6804e-15 | -120.306 | 119.9436
Line1_1_3 | 0 | 0 | 0 | 0 | 0 | 0 | 0 | 0 | 0 | 0 | 0 | 0 | 2.9273e-18 | -4.552e-11 | -1.3207e-10 | -2.9273e-18 | 4.552e-11 | 1.3207e-10 | -1.0408e-18 | 1.2666e-10 | 2.3245e-11 | 5.2042e-19 | -1.2666e-10 | -2.3245e-11 | 0 | 0 | 0 | 0 | 0 | 0 | 0.90051 | 0.89548 | 0.89723 | 0.90051 | 0.89548 | 0.89723 | 2.7344e-15 | -120.306 | 119.9436 | 2.7185e-15 | -120.306 | 119.9436
Line2_1_4 | 0 | 0 | 0 | 0 | 0 | 0 | 0 | 0 | 0 | 0 | 0 | 0 | 3.9031e-19 | -1.138e-11 | -3.3017e-11 | -3.9031e-19 | 1.138e-11 | 3.3017e-11 | -1.0408e-18 | 3.1665e-11 | 5.8111e-12 | 5.2042e-19 | -3.1665e-11 | -5.8111e-12 | 0 | 0 | 0 | 0 | 0 | 0 | 0.90051 | 0.89548 | 0.89723 | 0.90051 | 0.89548 | 0.89723 | 2.7344e-15 | -120.306 | 119.9436 | 2.7001e-15 | -120.306 | 119.9436
Line3_1_5 | 0 | 0 | 0 | 0 | 0 | 0 | 0 | 0 | 0 | 0 | 0 | 0 | 3.9031e-19 | -1.138e-11 | -3.3017e-11 | -3.9031e-19 | 1.138e-11 | 3.3017e-11 | -1.0408e-18 | 3.1665e-11 | 5.8111e-12 | 5.2042e-19 | -3.1665e-11 | -5.8111e-12 | 0 | 0 | 0 | 0 | 0 | 0 | 0.90051 | 0.89548 | 0.89723 | 0.90051 | 0.89548 | 0.89723 | 2.7344e-15 | -120.306 | 119.9436 | 2.7001e-15 | -120.306 | 119.9436
Line4_2_6 | 0 | 0.048745 | 0.048745 | 0 | 0.048745 | 0.048745 | 0 | 0.011257 | 0.011257 | 0 | 0.011257 | 0.011257 | 8.3267e-18 | 0.0097227 | 0.0025229 | -7.2858e-18 | -0.0096771 | -0.0024773 | -6.245e-18 | 0.0025663 | 0.0096945 | 6.245e-18 | -0.0025188 | -0.009647 | 0 | 0 | 0 | 0 | 44.7137 | -135.2863 | 0.89888 | 0.88873 | 0.8955 | 0.89726 | 0.88197 | 0.89379 | 2.8503e-15 | -120.5004 | 120.1267 | 2.946e-15 | -120.697 | 120.3118
Line5_6_7 | 0 | 0.048745 | 0.048745 | 0 | 0.048745 | 0.048745 | 0 | 0.011257 | 0.011257 | 0 | 0.011257 | 0.011257 | 7.2858e-18 | 0.0096771 | 0.0024773 | -7.2858e-18 | -0.0096314 | -0.0024316 | -6.245e-18 | 0.0025188 | 0.009647 | 8.3267e-18 | -0.0024712 | -0.0095994 | 0 | 0 | 0 | 0 | 44.7137 | -135.2863 | 0.89726 | 0.88197 | 0.89379 | 0.89565 | 0.87522 | 0.89208 | 2.946e-15 | -120.697 | 120.3118 | 3.0379e-15 | -120.8958 | 120.4991
Line6_7_8 | 0 | 0.048745 | 0.048745 | 0 | 0.048745 | 0.048745 | 0 | 0.011257 | 0.011257 | 0 | 0.011257 | 0.011257 | 8.3267e-18 | 0.0096314 | 0.0024316 | -1.0408e-17 | -0.0095858 | -0.002386 | -1.0408e-17 | 0.0024712 | 0.0095994 | 1.0408e-17 | -0.0024237 | -0.0095519 | 0 | 0 | 0 | 0 | 44.7137 | -135.2863 | 0.89565 | 0.87522 | 0.89208 | 0.89405 | 0.86846 | 0.89038 | 3.0379e-15 | -120.8958 | 120.4991 | 2.9848e-15 | -121.0968 | 120.6885
Line7_8_9 | 0 | 0 | 0 | 0 | 0 | 0 | 0 | 0 | 0 | 0 | 0 | 0 | 0 | -6.9293e-11 | -8.1302e-11 | 0 | 6.9293e-11 | 8.1302e-11 | 0 | 5.5481e-11 | -3.4682e-11 | 0 | -5.5481e-11 | 3.4682e-11 | 0 | 0 | 0 | 0 | 0 | 0 | 0.89405 | 0.86846 | 0.89038 | 0.89405 | 0.86846 | 0.89038 | 2.9848e-15 | -121.0968 | 120.6885 | 3.0063e-15 | -121.0968 | 120.6885
Line8_8_10 | 0 | 0.048745 | 0.048745 | 0 | 0.048745 | 0.048745 | 0 | 0.011257 | 0.011257 | 0 | 0.011257 | 0.011257 | -2.0817e-18 | 0.0095858 | 0.002386 | 2.0817e-18 | -0.0095402 | -0.0023404 | 4.1633e-18 | 0.0024237 | 0.0095519 | -4.1633e-18 | -0.0023762 | -0.0095044 | 0 | -135.2863 | 44.7137 | 0 | 44.7137 | -135.2863 | 0.89405 | 0.86846 | 0.89038 | 0.89246 | 0.86171 | 0.88869 | 2.9848e-15 | -121.0968 | 120.6885 | 3.0523e-15 | -121.3001 | 120.8802
Line9_3_11 | 0 | 0 | 0 | 0 | 0 | 0 | 0 | 0 | 0 | 0 | 0 | 0 | 1.8215e-18 | -3.983e-11 | -1.1556e-10 | -1.5613e-18 | 3.983e-11 | 1.1556e-10 | -1.0408e-18 | 1.1083e-10 | 2.0339e-11 | 1.0408e-18 | -1.1083e-10 | -2.0339e-11 | 0 | 0 | 0 | 0 | 0 | 0 | 0.90051 | 0.89548 | 0.89723 | 0.90051 | 0.89548 | 0.89723 | 2.7185e-15 | -120.306 | 119.9436 | 2.7034e-15 | -120.306 | 119.9436

## LG_max_6
name | pf_ikss_a_from_ka | pf_ikss_b_from_ka | pf_ikss_c_from_ka | pf_ikss_a_to_ka | pf_ikss_b_to_ka | pf_ikss_c_to_ka | pf_skss_a_from_mw | pf_skss_b_from_mw | pf_skss_c_from_mw | pf_skss_a_to_mw | pf_skss_b_to_mw | pf_skss_c_to_mw | pf_p_a_from_mw | pf_p_b_from_mw | pf_p_c_from_mw | pf_p_a_to_mw | pf_p_b_to_mw | pf_p_c_to_mw | pf_q_a_from_mvar | pf_q_b_from_mvar | pf_q_c_from_mvar | pf_q_a_to_mvar | pf_q_b_to_mvar | pf_q_c_to_mvar | pf_ikss_a_from_degree | pf_ikss_b_from_degree | pf_ikss_c_from_degree | pf_ikss_a_to_degree | pf_ikss_b_to_degree | pf_ikss_c_to_degree | pf_vm_a_from_pu | pf_vm_b_from_pu | pf_vm_c_from_pu | pf_vm_a_to_pu | pf_vm_b_to_pu | pf_vm_c_to_pu | pf_va_a_from_degree | pf_va_b_from_degree | pf_va_c_from_degree | pf_va_a_to_degree | pf_va_b_to_degree | pf_va_c_to_degree
Line0_1_2 | 2.1732 | 0 | 0 | 2.1732 | 0 | 0 | 0.50187 | 0 | 0 | 0.50187 | 0 | 0 | 0.19678 | 5.8037e-08 | -6.2461e-08 | -0.15742 | -5.4279e-08 | 5.8042e-08 | 0.39355 | -3.4098e-08 | -3.1017e-08 | -0.31484 | 2.9617e-08 | 2.6761e-08 | 0 | 0 | 0 | 113.3616 | 0 | 0 | 0.92633 | 1.05 | 0.97094 | 0.82942 | 1.05 | 0.87081 | -3.2035 | -118.9709 | 117.8732 | -3.2035 | -117.1626 | 116.2095
Line10_11_12 | 0 | 0 | 0 | 0 | 0 | 0 | 0 | 0 | 0 | 0 | 0 | 0 | -1.3378e-09 | 1.4778e-08 | -1.7447e-08 | 1.6666e-09 | -1.2188e-08 | 1.4528e-08 | 1.6983e-08 | -1.0461e-08 | -6.89e-09 | -1.4341e-08 | 8.7881e-09 | 5.5913e-09 | 0 | 0 | 0 | 0 | 0 | 0 | 0.92633 | 1.05 | 0.97094 | 0.92633 | 1.05 | 0.97094 | -3.2035 | -118.9709 | 117.8732 | -3.2035 | -118.9709 | 117.8732
Line11_12_13 | 0 | 0 | 0 | 0 | 0 | 0 | 0 | 0 | 0 | 0 | 0 | 0 | -1.1148e-09 | 1.2315e-08 | -1.454e-08 | 1.4436e-09 | -9.7245e-09 | 1.162e-08 | 1.4152e-08 | -8.7179e-09 | -5.7417e-09 | -1.151e-08 | 7.0445e-09 | 4.443e-09 | 0 | 0 | 0 | 0 | 0 | 0 | 0.92633 | 1.05 | 0.97094 | 0.92633 | 1.05 | 0.97094 | -3.2035 | -118.9709 | 117.8732 | -3.2035 | -118.9709 | 117.8732
Line12_13_15 | 0 | 0 | 0 | 0 | 0 | 0 | 0 | 0 | 0 | 0 | 0 | 0 | -6.6889e-10 | 7.389e-09 | -8.7237e-09 | 9.9766e-10 | -4.7985e-09 | 5.8045e-09 | 8.4914e-09 | -5.2307e-09 | -3.445e-09 | -5.8495e-09 | 3.5574e-09 | 2.1463e-09 | 0 | 0 | 0 | 0 | 0 | 0 | 0.92633 | 1.05 | 0.97094 | 0.92633 | 1.05 | 0.97094 | -3.2035 | -118.9709 | 117.8732 | -3.2035 | -118.9709 | 117.8732
Line13_13_14 | 0 | 0 | 0 | 0 | 0 | 0 | 0 | 0 | 0 | 0 | 0 | 0 | -2.2296e-10 | 2.463e-09 | -2.9079e-09 | 5.5173e-10 | 1.2745e-10 | -1.1304e-11 | 2.8305e-09 | -1.7436e-09 | -1.1483e-09 | -1.8862e-10 | 7.0229e-11 | -1.5034e-10 | 0 | 0 | 0 | 0 | 0 | 0 | 0.92633 | 1.05 | 0.97094 | 0.92633 | 1.05 | 0.97094 | -3.2035 | -118.9709 | 117.8732 | -3.2035 | -118.9709 | 117.8732
Line14_15_16 | 0 | 0 | 0 | 0 | 0 | 0 | 0 | 0 | 0 | 0 | 0 | 0 | -4.4593e-10 | 4.926e-09 | -5.8158e-09 | 7.747e-10 | -2.3355e-09 | 2.8966e-09 | 5.6609e-09 | -3.4872e-09 | -2.2967e-09 | -3.0191e-09 | 1.8138e-09 | 9.9799e-10 | 0 | 0 | 0 | 0 | 0 | 0 | 0.92633 | 1.05 | 0.97094 | 0.92633 | 1.05 | 0.97094 | -3.2035 | -118.9709 | 117.8732 | -3.2035 | -118.9709 | 117.8732
Line15_16_17 | 0 | 0 | 0 | 0 | 0 | 0 | 0 | 0 | 0 | 0 | 0 | 0 | -2.2296e-10 | 2.463e-09 | -2.9079e-09 | 5.5173e-10 | 1.2745e-10 | -1.1304e-11 | 2.8305e-09 | -1.7436e-09 | -1.1483e-09 | -1.8862e-10 | 7.0229e-11 | -1.5034e-10 | 0 | 0 | 0 | 0 | 0 | 0 | 0.92633 | 1.05 | 0.97094 | 0.92633 | 1.05 | 0.97094 | -3.2035 | -118.9709 | 117.8732 | -3.2035 | -118.9709 | 117.8732
Line16_4_18 | 0 | 0 | 0 | 0 | 0 | 0 | 0 | 0 | 0 | 0 | 0 | 0 | -2.2296e-10 | 2.463e-09 | -2.9079e-09 | 5.5173e-10 | 1.2745e-10 | -1.1304e-11 | 2.8305e-09 | -1.7436e-09 | -1.1483e-09 | -1.8862e-10 | 7.0229e-11 | -1.5034e-10 | 0 | 0 | 0 | 0 | 0 | 0 | 0.92633 | 1.05 | 0.97094 | 0.92633 | 1.05 | 0.97094 | -3.2035 | -118.9709 | 117.8732 | -3.2035 | -118.9709 | 117.8732
Line17_5_19 | 0 | 0 | 0 | 0 | 0 | 0 | 0 | 0 | 0 | 0 | 0 | 0 | -2.2296e-10 | 2.463e-09 | -2.9079e-09 | 5.5173e-10 | 1.2745e-10 | -1.1304e-11 | 2.8305e-09 | -1.7436e-09 | -1.1483e-09 | -1.8862e-10 | 7.0229e-11 | -1.5034e-10 | 0 | 0 | 0 | 0 | 0 | 0 | 0.92633 | 1.05 | 0.97094 | 0.92633 | 1.05 | 0.97094 | -3.2035 | -118.9709 | 117.8732 | -3.2035 | -118.9709 | 117.8732
Line1_1_3 | 0 | 0 | 0 | 0 | 0 | 0 | 0 | 0 | 0 | 0 | 0 | 0 | -1.7837e-09 | 1.9704e-08 | -2.3263e-08 | 2.1125e-09 | -1.7114e-08 | 2.0344e-08 | 2.2644e-08 | -1.3949e-08 | -9.1866e-09 | -2.0002e-08 | 1.2275e-08 | 7.888e-09 | 0 | 0 | 0 | 0 | 0 | 0 | 0.92633 | 1.05 | 0.97094 | 0.92633 | 1.05 | 0.97094 | -3.2035 | -118.9709 | 117.8732 | -3.2035 | -118.9709 | 117.8732
Line2_1_4 | 0 | 0 | 0 | 0 | 0 | 0 | 0 | 0 | 0 | 0 | 0 | 0 | -4.4593e-10 | 4.926e-09 | -5.8158e-09 | 7.747e-10 | -2.3355e-09 | 2.8966e-09 | 5.6609e-09 | -3.4872e-09 | -2.2967e-09 | -3.0191e-09 | 1.8138e-09 | 9.9799e-10 | 0 | 0 | 0 | 0 | 0 | 0 | 0.92633 | 1.05 | 0.97094 | 0.92633 | 1.05 | 0.97094 | -3.2035 | -118.9709 | 117.8732 | -3.2035 | -118.9709 | 117.8732
Line3_1_5 | 0 | 0 | 0 | 0 | 0 | 0 | 0 | 0 | 0 | 0 | 0 | 0 | -4.4593e-10 | 4.926e-09 | -5.8158e-09 | 7.747e-10 | -2.3355e-09 | 2.8966e-09 | 5.6609e-09 | -3.4872e-09 | -2.2967e-09 | -3.0191e-09 | 1.8138e-09 | 9.9799e-10 | 0 | 0 | 0 | 0 | 0 | 0 | 0.92633 | 1.05 | 0.97094 | 0.92633 | 1.05 | 0.97094 | -3.2035 | -118.9709 | 117.8732 | -3.2035 | -118.9709 | 117.8732
Line4_2_6 | 2.1732 | 0 | 0 | 2.1732 | 0 | 0 | 0.50187 | 0 | 0 | 0.50187 | 0 | 0 | 0.15742 | 5.4454e-08 | -5.7992e-08 | -0.11807 | -4.7974e-08 | 5.096e-08 | 0.31484 | -2.9426e-08 | -2.7025e-08 | -0.23613 | 2.4165e-08 | 2.169e-08 | 0 | 0 | 0 | 113.3616 | 0 | 0 | 0.82942 | 1.05 | 0.87081 | 0.73979 | 1.05 | 0.77679 | -3.2035 | -117.1626 | 116.2095 | -3.2035 | -115.3022 | 114.4895
Line5_6_7 | 2.1732 | 0 | 0 | 2.1732 | 0 | 0 | 0.50187 | 0 | 0 | 0.50187 | 0 | 0 | 0.11807 | 4.8189e-08 | -5.0858e-08 | -0.07871 | -3.8982e-08 | 4.1218e-08 | 0.23613 | -2.3854e-08 | -2.2067e-08 | -0.15742 | 1.8123e-08 | 1.5964e-08 | 0 | 0 | 0 | 113.3616 | 0 | 0 | 0.73979 | 1.05 | 0.77679 | 0.66042 | 1.05 | 0.69139 | -3.2035 | -115.3022 | 114.4895 | -3.2035 | -113.3914 | 112.7135
Line6_7_8 | 2.1732 | 0 | 0 | 2.1732 | 0 | 0 | 0.50187 | 0 | 0 | 0.50187 | 0 | 0 | 0.07871 | 3.9227e-08 | -4.1072e-08 | -0.039355 | -2.729e-08 | 2.8829e-08 | 0.15742 | -1.7691e-08 | -1.6453e-08 | -0.07871 | 1.1798e-08 | 9.8897e-09 | 0 | 0 | 0 | 113.3616 | 0 | 0 | 0.66042 | 1.05 | 0.69139 | 0.59544 | 1.05 | 0.61819 | -3.2035 | -113.3914 | 112.7135 | -3.2034 | -111.4325 | 110.8824
Line7_8_9 | 0 | 0 | 0 | 0 | 0 | 0 | 0 | 0 | 0 | 0 | 0 | 0 | -4.9554e-10 | 1.3125e-08 | -1.3637e-08 | 5.6129e-10 | 2.66e-10 | 1.7952e-10 | 2.6267e-09 | -5.3429e-09 | -5.008e-09 | -3.7725e-11 | 5.523e-10 | -6.0223e-10 | 0 | 0 | 0 | 0 | 0 | 0 | 0.59544 | 1.05 | 0.61819 | 0.59544 | 1.05 | 0.61819 | -3.2034 | -111.4325 | 110.8824 | -3.2034 | -111.4325 | 110.8824
Line8_8_10 | 2.1732 | 0 | 0 | 2.1732 | 0 | 0 | 0.50187 | 0 | 0 | 0.50187 | 0 | 0 | 0.039355 | 1.443e-08 | -1.5012e-08 | -3.9561e-16 | 2.7809e-10 | 2.0467e-10 | 0.07871 | -5.903e-09 | -5.4839e-09 | 3.5738e-14 | 6.7282e-10 | -7.152e-10 | -66.6384 | 0 | 0 | 113.3616 | 0 | 0 | 0.59544 | 1.05 | 0.61819 | 0.54996 | 1.05 | 0.56196 | -3.2034 | -111.4325 | 110.8824 | 0 | -109.4286 | 108.9975
Line9_3_11 | 0 | 0 | 0 | 0 | 0 | 0 | 0 | 0 | 0 | 0 | 0 | 0 | -1.5608e-09 | 1.7241e-08 | -2.0355e-08 | 1.8895e-09 | -1.4651e-08 | 1.7436e-08 | 1.9813e-08 | -1.2205e-08 | -8.0383e-09 | -1.7171e-08 | 1.0532e-08 | 6.7396e-09 | 0 | 0 | 0 | 0 | 0 | 0 | 0.92633 | 1.05 | 0.97094 | 0.92633 | 1.05 | 0.97094 | -3.2035 | -118.9709 | 117.8732 | -3.2035 | -118.9709 | 117.8732

## LG_max_10
name | pf_ikss_a_from_ka | pf_ikss_b_from_ka | pf_ikss_c_from_ka | pf_ikss_a_to_ka | pf_ikss_b_to_ka | pf_ikss_c_to_ka | pf_skss_a_from_mw | pf_skss_b_from_mw | pf_skss_c_from_mw | pf_skss_a_to_mw | pf_skss_b_to_mw | pf_skss_c_to_mw | pf_p_a_from_mw | pf_p_b_from_mw | pf_p_c_from_mw | pf_p_a_to_mw | pf_p_b_to_mw | pf_p_c_to_mw | pf_q_a_from_mvar | pf_q_b_from_mvar | pf_q_c_from_mvar | pf_q_a_to_mvar | pf_q_b_to_mvar | pf_q_c_to_mvar | pf_ikss_a_from_degree | pf_ikss_b_from_degree | pf_ikss_c_from_degree | pf_ikss_a_to_degree | pf_ikss_b_to_degree | pf_ikss_c_to_degree | pf_vm_a_from_pu | pf_vm_b_from_pu | pf_vm_c_from_pu | pf_vm_a_to_pu | pf_vm_b_to_pu | pf_vm_c_to_pu | pf_va_a_from_degree | pf_va_b_from_degree | pf_va_c_from_degree | pf_va_a_to_degree | pf_va_b_to_degree | pf_va_c_to_degree
Line0_1_2 | 2.2589 | 0 | 0 | 2.2589 | 0 | 0 | 0.52166 | 0 | 0 | 0.52166 | 0 | 0 | 0.2126 | 6.3995e-08 | -6.8897e-08 | -0.17008 | -5.977e-08 | 6.3932e-08 | 0.4252 | -3.7434e-08 | -3.4186e-08 | -0.34016 | 3.2476e-08 | 2.9473e-08 | 0 | 0 | 0 | 113.2361 | 0 | 0 | 0.96546 | 1.1 | 1.0139 | 0.86502 | 1.1 | 0.90995 | -3.3289 | -118.9255 | 117.7905 | -3.3289 | -117.1268 | 116.1408
Line10_11_12 | 0 | 0 | 0 | 0 | 0 | 0 | 0 | 0 | 0 | 0 | 0 | 0 | -1.5132e-09 | 1.6873e-08 | -1.9898e-08 | 1.8853e-09 | -1.3916e-08 | 1.6569e-08 | 1.9222e-08 | -1.1868e-08 | -7.8758e-09 | -1.6232e-08 | 9.9707e-09 | 6.3917e-09 | 0 | 0 | 0 | 0 | 0 | 0 | 0.96546 | 1.1 | 1.0139 | 0.96546 | 1.1 | 1.0139 | -3.3289 | -118.9255 | 117.7905 | -3.3289 | -118.9255 | 117.7905
Line11_12_13 | 0 | 0 | 0 | 0 | 0 | 0 | 0 | 0 | 0 | 0 | 0 | 0 | -1.261e-09 | 1.4061e-08 | -1.6582e-08 | 1.6331e-09 | -1.1104e-08 | 1.3253e-08 | 1.6018e-08 | -9.8904e-09 | -6.5631e-09 | -1.3028e-08 | 7.9927e-09 | 5.0791e-09 | 0 | 0 | 0 | 0 | 0 | 0 | 0.96546 | 1.1 | 1.0139 | 0.96546 | 1.1 | 1.0139 | -3.3289 | -118.9255 | 117.7905 | -3.3289 | -118.9255 | 117.7905
Line12_13_15 | 0 | 0 | 0 | 0 | 0 | 0 | 0 | 0 | 0 | 0 | 0 | 0 | -7.5659e-10 | 8.4365e-09 | -9.9492e-09 | 1.1287e-09 | -5.4795e-09 | 6.62e-09 | 9.6109e-09 | -5.9342e-09 | -3.9379e-09 | -6.6207e-09 | 4.0365e-09 | 2.4538e-09 | 0 | 0 | 0 | 0 | 0 | 0 | 0.96546 | 1.1 | 1.0139 | 0.96546 | 1.1 | 1.0139 | -3.3289 | -118.9255 | 117.7905 | -3.3289 | -118.9255 | 117.7905
Line13_13_14 | 0 | 0 | 0 | 0 | 0 | 0 | 0 | 0 | 0 | 0 | 0 | 0 | -2.522e-10 | 2.8122e-09 | -3.3164e-09 | 6.2432e-10 | 1.4489e-10 | -1.2787e-11 | 3.2036e-09 | -1.9781e-09 | -1.3126e-09 | -2.1343e-10 | 8.0373e-11 | -1.7141e-10 | 0 | 0 | 0 | 0 | 0 | 0 | 0.96546 | 1.1 | 1.0139 | 0.96546 | 1.1 | 1.0139 | -3.3289 | -118.9255 | 117.7905 | -3.3289 | -118.9255 | 117.7905
Line14_15_16 | 0 | 0 | 0 | 0 | 0 | 0 | 0 | 0 | 0 | 0 | 0 | 0 | -5.0439e-10 | 5.6243e-09 | -6.6328e-09 | 8.7652e-10 | -2.6673e-09 | 3.3036e-09 | 6.4073e-09 | -3.9561e-09 | -2.6253e-09 | -3.4171e-09 | 2.0584e-09 | 1.1412e-09 | 0 | 0 | 0 | 0 | 0 | 0 | 0.96546 | 1.1 | 1.0139 | 0.96546 | 1.1 | 1.0139 | -3.3289 | -118.9255 | 117.7905 | -3.3289 | -118.9255 | 117.7905
Line15_16_17 | 0 | 0 | 0 | 0 | 0 | 0 | 0 | 0 | 0 | 0 | 0 | 0 | -2.522e-10 | 2.8122e-09 | -3.3164e-09 | 6.2432e-10 | 1.4489e-10 | -1.2788e-11 | 3.2036e-09 | -1.9781e-09 | -1.3126e-09 | -2.1343e-10 | 8.0373e-11 | -1.7141e-10 | 0 | 0 | 0 | 0 | 0 | 0 | 0.96546 | 1.1 | 1.0139 | 0.96546 | 1.1 | 1.0139 | -3.3289 | -118.9255 | 117.7905 | -3.3289 | -118.9255 | 117.7905
Line16_4_18 | 0 | 0 | 0 | 0 | 0 | 0 | 0 | 0 | 0 | 0 | 0 | 0 | -2.522e-10 | 2.8122e-09 | -3.3164e-09 | 6.2432e-10 | 1.4489e-10 | -1.2787e-11 | 3.2036e-09 | -1.9781e-09 | -1.3126e-09 | -2.1343e-10 | 8.0373e-11 | -1.7141e-10 | 0 | 0 | 0 | 0 | 0 | 0 | 0.96546 | 1.1 | 1.0139 | 0.96546 | 1.1 | 1.0139 | -3.3289 | -118.9255 | 117.7905 | -3.3289 | -118.9255 | 117.7905
Line17_5_19 | 0 | 0 | 0 | 0 | 0 | 0 | 0 | 0 | 0 | 0 | 0 | 0 | -2.522e-10 | 2.8122e-09 | -3.3164e-09 | 6.2432e-10 | 1.4489e-10 | -1.2787e-11 | 3.2036e-09 | -1.9781e-09 | -1.3126e-09 | -2.1343e-10 | 8.0373e-11 | -1.7141e-10 | 0 | 0 | 0 | 0 | 0 | 0 | 0.96546 | 1.1 | 1.0139 | 0.96546 | 1.1 | 1.0139 | -3.3289 | -118.9255 | 117.7905 | -3.3289 | -118.9255 | 117.7905
Line1_1_3 | 0 | 0 | 0 | 0 | 0 | 0 | 0 | 0 | 0 | 0 | 0 | 0 | -2.0176e-09 | 2.2497e-08 | -2.6531e-08 | 2.3897e-09 | -1.954e-08 | 2.3202e-08 | 2.5629e-08 | -1.5825e-08 | -1.0501e-08 | -2.2639e-08 | 1.3927e-08 | 9.017e-09 | 0 | 0 | 0 | 0 | 0 | 0 | 0.96546 | 1.1 | 1.0139 | 0.96546 | 1.1 | 1.0139 | -3.3289 | -118.9255 | 117.7905 | -3.3289 | -118.9255 | 117.7905
Line2_1_4 | 0 | 0 | 0 | 0 | 0 | 0 | 0 | 0 | 0 | 0 | 0 | 0 | -5.0439e-10 | 5.6243e-09 | -6.6328e-09 | 8.7652e-10 | -2.6673e-09 | 3.3036e-09 | 6.4073e-09 | -3.9561e-09 | -2.6252e-09 | -3.4171e-09 | 2.0584e-09 | 1.1412e-09 | 0 | 0 | 0 | 0 | 0 | 0 | 0.96546 | 1.1 | 1.0139 | 0.96546 | 1.1 | 1.0139 | -3.3289 | -118.9255 | 117.7905 | -3.3289 | -118.9255 | 117.7905
Line3_1_5 | 0 | 0 | 0 | 0 | 0 | 0 | 0 | 0 | 0 | 0 | 0 | 0 | -5.0439e-10 | 5.6243e-09 | -6.6328e-09 | 8.7652e-10 | -2.6673e-09 | 3.3036e-09 | 6.4073e-09 | -3.9561e-09 | -2.6252e-09 | -3.4171e-09 | 2.0584e-09 | 1.1412e-09 | 0 | 0 | 0 | 0 | 0 | 0 | 0.96546 | 1.1 | 1.0139 | 0.96546 | 1.1 | 1.0139 | -3.3289 | -118.9255 | 117.7905 | -3.3289 | -118.9255 | 117.7905
Line4_2_6 | 2.2589 | 0 | 0 | 2.2589 | 0 | 0 | 0.52166 | 0 | 0 | 0.52166 | 0 | 0 | 0.17008 | 5.9967e-08 | -6.3878e-08 | -0.12756 | -5.2775e-08 | 5.607e-08 | 0.34016 | -3.2265e-08 | -2.9767e-08 | -0.25512 | 2.6474e-08 | 2.3884e-08 | 0 | 0 | 0 | 113.2361 | 0 | 0 | 0.86502 | 1.1 | 0.90995 | 0.77219 | 1.1 | 0.81234 | -3.3289 | -117.1268 | 116.1408 | -3.3289 | -115.277 | 114.4356
Line5_6_7 | 2.2589 | 0 | 0 | 2.2589 | 0 | 0 | 0.52166 | 0 | 0 | 0.52166 | 0 | 0 | 0.12756 | 5.3014e-08 | -5.596e-08 | -0.08504 | -4.2852e-08 | 4.5314e-08 | 0.25512 | -2.6131e-08 | -2.4301e-08 | -0.17008 | 1.9843e-08 | 1.7582e-08 | 0 | 0 | 0 | 113.2362 | 0 | 0 | 0.77219 | 1.1 | 0.81234 | 0.69006 | 1.1 | 0.72365 | -3.3289 | -115.277 | 114.4356 | -3.3289 | -113.3777 | 112.6753
Line6_7_8 | 2.2589 | 0 | 0 | 2.2589 | 0 | 0 | 0.52166 | 0 | 0 | 0.52166 | 0 | 0 | 0.08504 | 4.3123e-08 | -4.5156e-08 | -0.04252 | -2.9986e-08 | 3.1678e-08 | 0.17008 | -1.9369e-08 | -1.8122e-08 | -0.08504 | 1.2916e-08 | 1.09e-08 | 0 | 0 | 0 | 113.2362 | 0 | 0 | 0.69006 | 1.1 | 0.72365 | 0.62289 | 1.1 | 0.64757 | -3.3289 | -113.3777 | 112.6753 | -3.3289 | -111.4314 | 110.8605
Line7_8_9 | 0 | 0 | 0 | 0 | 0 | 0 | 0 | 0 | 0 | 0 | 0 | 0 | -5.3765e-10 | 1.4429e-08 | -1.4993e-08 | 6.1207e-10 | 2.9384e-10 | 1.9531e-10 | 2.8671e-09 | -5.8519e-09 | -5.521e-09 | -4.2686e-11 | 6.0589e-10 | -6.6278e-10 | 0 | 0 | 0 | 0 | 0 | 0 | 0.62289 | 1.1 | 0.64757 | 0.62289 | 1.1 | 0.64757 | -3.3289 | -111.4314 | 110.8605 | -3.3289 | -111.4314 | 110.8605
Line8_8_10 | 2.2589 | 0 | 0 | 2.2589 | 0 | 0 | 0.52166 | 0 | 0 | 0.52166 | 0 | 0 | 0.04252 | 1.585e-08 | -1.649e-08 | 3.1305e-14 | 3.0672e-10 | 2.2298e-10 | 0.08504 | -6.4583e-09 | -6.0421e-09 | -3.0206e-14 | 7.3727e-10 | -7.8562e-10 | -66.7638 | 0 | 0 | 113.2362 | 0 | 0 | 0.62289 | 1.1 | 0.64757 | 0.57591 | 1.1 | 0.58899 | -3.3289 | -111.4314 | 110.8605 | 0 | -109.4408 | 108.9927
Line9_3_11 | 0 | 0 | 0 | 0 | 0 | 0 | 0 | 0 | 0 | 0 | 0 | 0 | -1.7654e-09 | 1.9685e-08 | -2.3215e-08 | 2.1375e-09 | -1.6728e-08 | 1.9886e-08 | 2.2426e-08 | -1.3847e-08 | -9.1884e-09 | -1.9435e-08 | 1.1949e-08 | 7.7043e-09 | 0 | 0 | 0 | 0 | 0 | 0 | 0.96546 | 1.1 | 1.0139 | 0.96546 | 1.1 | 1.0139 | -3.3289 | -118.9255 | 117.7905 | -3.3289 | -118.9255 | 117.7905

## LG_max_fault_6
name | pf_ikss_a_from_ka | pf_ikss_b_from_ka | pf_ikss_c_from_ka | pf_ikss_a_to_ka | pf_ikss_b_to_ka | pf_ikss_c_to_ka | pf_skss_a_from_mw | pf_skss_b_from_mw | pf_skss_c_from_mw | pf_skss_a_to_mw | pf_skss_b_to_mw | pf_skss_c_to_mw | pf_p_a_from_mw | pf_p_b_from_mw | pf_p_c_from_mw | pf_p_a_to_mw | pf_p_b_to_mw | pf_p_c_to_mw | pf_q_a_from_mvar | pf_q_b_from_mvar | pf_q_c_from_mvar | pf_q_a_to_mvar | pf_q_b_to_mvar | pf_q_c_to_mvar | pf_ikss_a_from_degree | pf_ikss_b_from_degree | pf_ikss_c_from_degree | pf_ikss_a_to_degree | pf_ikss_b_to_degree | pf_ikss_c_to_degree | pf_vm_a_from_pu | pf_vm_b_from_pu | pf_vm_c_from_pu | pf_vm_a_to_pu | pf_vm_b_to_pu | pf_vm_c_to_pu | pf_va_a_from_degree | pf_va_b_from_degree | pf_va_c_from_degree | pf_va_a_to_degree | pf_va_b_to_degree | pf_va_c_to_degree
Line0_1_2 | 0.033797 | 0 | 0 | 0.033797 | 0 | 0 | 0.007805 | 0 | 0 | 0.007805 | 0 | 0 | 0.0057586 | 6.5441e-10 | -1.074e-09 | -0.0057491 | -6.1016e-10 | 1.0011e-09 | 0.0058062 | -8.6124e-10 | -1.3558e-10 | -0.0057872 | 8.0218e-10 | 1.2601e-10 | 0 | 0 | 0 | 134.6714 | 0 | 0 | 1.0481 | 1.05 | 1.0493 | 1.0462 | 1.05 | 1.0481 | -0.092792 | -119.9962 | 119.9696 | -0.13948 | -119.9763 | 119.9405
Line10_11_12 | 0 | 0 | 0 | 0 | 0 | 0 | 0 | 0 | 0 | 0 | 0 | 0 | 7.4959e-11 | 1.5577e-10 | -2.9094e-10 | -5.3819e-11 | -1.2749e-10 | 2.4152e-10 | 3.0761e-10 | -2.4574e-10 | -1.1867e-11 | -2.6287e-10 | 2.0505e-10 | 7.7429e-12 | 0 | 0 | 0 | 0 | 0 | 0 | 1.0481 | 1.05 | 1.0493 | 1.0481 | 1.05 | 1.0493 | -0.092792 | -119.9962 | 119.9696 | -0.092792 | -119.9962 | 119.9696
Line11_12_13 | 0 | 0 | 0 | 0 | 0 | 0 | 0 | 0 | 0 | 0 | 0 | 0 | 6.2466e-11 | 1.2981e-10 | -2.4245e-10 | -4.1326e-11 | -1.0152e-10 | 1.9303e-10 | 2.5634e-10 | -2.0478e-10 | -9.8889e-12 | -2.116e-10 | 1.6409e-10 | 5.7651e-12 | 0 | 0 | 0 | 0 | 0 | 0 | 1.0481 | 1.05 | 1.0493 | 1.0481 | 1.05 | 1.0493 | -0.092792 | -119.9962 | 119.9696 | -0.092792 | -119.9962 | 119.9696
Line12_13_15 | 0 | 0 | 0 | 0 | 0 | 0 | 0 | 0 | 0 | 0 | 0 | 0 | 3.7479e-11 | 7.7885e-11 | -1.4547e-10 | -1.634e-11 | -4.96e-11 | 9.6048e-11 | 1.538e-10 | -1.2287e-10 | -5.9333e-12 | -1.0907e-10 | 8.2179e-11 | 1.8096e-12 | 0 | 0 | 0 | 0 | 0 | 0 | 1.0481 | 1.05 | 1.0493 | 1.0481 | 1.05 | 1.0493 | -0.092792 | -119.9962 | 119.9696 | -0.092792 | -119.9962 | 119.9696
Line13_13_14 | 0 | 0 | 0 | 0 | 0 | 0 | 0 | 0 | 0 | 0 | 0 | 0 | 1.2493e-11 | 2.5962e-11 | -4.8491e-11 | 8.6463e-12 | 2.3232e-12 | -9.3368e-13 | 5.1268e-11 | -4.0957e-11 | -1.9778e-12 | -6.5329e-12 | 2.6555e-13 | -2.1459e-12 | 0 | 0 | 0 | 0 | 0 | 0 | 1.0481 | 1.05 | 1.0493 | 1.0481 | 1.05 | 1.0493 | -0.092792 | -119.9962 | 119.9696 | -0.092792 | -119.9962 | 119.9696
Line14_15_16 | 0 | 0 | 0 | 0 | 0 | 0 | 0 | 0 | 0 | 0 | 0 | 0 | 2.4986e-11 | 5.1923e-11 | -9.6981e-11 | -3.8468e-12 | -2.3638e-11 | 4.7557e-11 | 1.0254e-10 | -8.1913e-11 | -3.9555e-12 | -5.7801e-11 | 4.1222e-11 | -1.6817e-13 | 0 | 0 | 0 | 0 | 0 | 0 | 1.0481 | 1.05 | 1.0493 | 1.0481 | 1.05 | 1.0493 | -0.092792 | -119.9962 | 119.9696 | -0.092792 | -119.9962 | 119.9696
Line15_16_17 | 0 | 0 | 0 | 0 | 0 | 0 | 0 | 0 | 0 | 0 | 0 | 0 | 1.2493e-11 | 2.5962e-11 | -4.8491e-11 | 8.6463e-12 | 2.3232e-12 | -9.3368e-13 | 5.1268e-11 | -4.0957e-11 | -1.9778e-12 | -6.5329e-12 | 2.6555e-13 | -2.1459e-12 | 0 | 0 | 0 | 0 | 0 | 0 | 1.0481 | 1.05 | 1.0493 | 1.0481 | 1.05 | 1.0493 | -0.092792 | -119.9962 | 119.9696 | -0.092792 | -119.9962 | 119.9696
Line16_4_18 | 0 | 0 | 0 | 0 | 0 | 0 | 0 | 0 | 0 | 0 | 0 | 0 | 1.2493e-11 | 2.5962e-11 | -4.8491e-11 | 8.6463e-12 | 2.3232e-12 | -9.3368e-13 | 5.1268e-11 | -4.0957e-11 | -1.9778e-12 | -6.5329e-12 | 2.6555e-13 | -2.1459e-12 | 0 | 0 | 0 | 0 | 0 | 0 | 1.0481 | 1.05 | 1.0493 | 1.0481 | 1.05 | 1.0493 | -0.092792 | -119.9962 | 119.9696 | -0.092792 | -119.9962 | 119.9696
Line17_5_19 | 0 | 0 | 0 | 0 | 0 | 0 | 0 | 0 | 0 | 0 | 0 | 0 | 1.2493e-11 | 2.5962e-11 | -4.8491e-11 | 8.6463e-12 | 2.3232e-12 | -9.3368e-13 | 5.1268e-11 | -4.0957e-11 | -1.9778e-12 | -6.5329e-12 | 2.6555e-13 | -2.1459e-12 | 0 | 0 | 0 | 0 | 0 | 0 | 1.0481 | 1.05 | 1.0493 | 1.0481 | 1.05 | 1.0493 | -0.092792 | -119.9962 | 119.9696 | -0.092792 | -119.9962 | 119.9696
Line1_1_3 | 0 | 0 | 0 | 0 | 0 | 0 | 0 | 0 | 0 | 0 | 0 | 0 | 9.9945e-11 | 2.0769e-10 | -3.8793e-10 | -7.8805e-11 | -1.7941e-10 | 3.385e-10 | 4.1014e-10 | -3.2765e-10 | -1.5822e-11 | -3.6541e-10 | 2.8696e-10 | 1.1698e-11 | 0 | 0 | 0 | 0 | 0 | 0 | 1.0481 | 1.05 | 1.0493 | 1.0481 | 1.05 | 1.0493 | -0.092792 | -119.9962 | 119.9696 | -0.092792 | -119.9962 | 119.9696
Line2_1_4 | 0 | 0 | 0 | 0 | 0 | 0 | 0 | 0 | 0 | 0 | 0 | 0 | 2.4986e-11 | 5.1923e-11 | -9.6981e-11 | -3.8468e-12 | -2.3638e-11 | 4.7557e-11 | 1.0254e-10 | -8.1913e-11 | -3.9555e-12 | -5.7801e-11 | 4.1222e-11 | -1.6818e-13 | 0 | 0 | 0 | 0 | 0 | 0 | 1.0481 | 1.05 | 1.0493 | 1.0481 | 1.05 | 1.0493 | -0.092792 | -119.9962 | 119.9696 | -0.092792 | -119.9962 | 119.9696
Line3_1_5 | 0 | 0 | 0 | 0 | 0 | 0 | 0 | 0 | 0 | 0 | 0 | 0 | 2.4986e-11 | 5.1923e-11 | -9.6981e-11 | -3.8468e-12 | -2.3638e-11 | 4.7557e-11 | 1.0254e-10 | -8.1913e-11 | -3.9555e-12 | -5.7801e-11 | 4.1222e-11 | -1.6818e-13 | 0 | 0 | 0 | 0 | 0 | 0 | 1.0481 | 1.05 | 1.0493 | 1.0481 | 1.05 | 1.0493 | -0.092792 | -119.9962 | 119.9696 | -0.092792 | -119.9962 | 119.9696
Line4_2_6 | 0.033797 | 0 | 0 | 0.033797 | 0 | 0 | 0.007805 | 0 | 0 | 0.007805 | 0 | 0 | 0.0057491 | 6.1404e-10 | -1.0016e-09 | -0.0057396 | -5.3776e-10 | 8.8166e-10 | 0.0057872 | -8.0051e-10 | -1.3021e-10 | -0.0057681 | 7.0589e-10 | 1.1089e-10 | 0 | 0 | 0 | 134.6714 | 0 | 0 | 1.0462 | 1.05 | 1.0481 | 1.0444 | 1.05 | 1.0468 | -0.13948 | -119.9763 | 119.9405 | -0.1864 | -119.9564 | 119.9113
Line5_6_7 | 0.033797 | 0 | 0 | 0.033797 | 0 | 0 | 0.007805 | 0 | 0 | 0.007805 | 0 | 0 | 0.0057396 | 5.432e-10 | -8.8174e-10 | -0.0057301 | -4.3489e-10 | 7.1489e-10 | 0.0057681 | -7.0282e-10 | -1.1714e-10 | -0.0057491 | 5.7271e-10 | 8.816e-11 | 0 | 0 | 0 | 134.6714 | 0 | 0 | 1.0444 | 1.05 | 1.0468 | 1.0425 | 1.05 | 1.0456 | -0.1864 | -119.9564 | 119.9113 | -0.23356 | -119.9365 | 119.8822
Line6_7_8 | 0.033797 | 0 | 0 | 0.033797 | 0 | 0 | 0.007805 | 0 | 0 | 0.007805 | 0 | 0 | 0.0057301 | 4.4189e-10 | -7.1454e-10 | -0.0057206 | -3.0155e-10 | 5.0074e-10 | 0.0057491 | -5.6824e-10 | -9.647e-11 | -0.0057301 | 4.0271e-10 | 5.7897e-11 | 0 | 0 | 0 | 134.6714 | 0 | 0 | 1.0425 | 1.05 | 1.0456 | 1.0407 | 1.05 | 1.0443 | -0.23356 | -119.9365 | 119.8822 | -0.28095 | -119.9166 | 119.8531
Line7_8_9 | 0 | 0 | 0 | 0 | 0 | 0 | 0 | 0 | 0 | 0 | 0 | 0 | 3.297e-11 | 1.4782e-10 | -2.3803e-10 | 4.7912e-11 | 8.55e-12 | 7.7194e-13 | 2.4372e-10 | -1.8882e-10 | -3.2717e-11 | -1.9584e-11 | 5.874e-12 | -1.0365e-11 | 0 | 0 | 0 | 0 | 0 | 0 | 1.0407 | 1.05 | 1.0443 | 1.0407 | 1.05 | 1.0443 | -0.28095 | -119.9166 | 119.8531 | -0.28095 | -119.9166 | 119.8531
Line8_8_10 | 0.033797 | 0 | 0 | 0.033797 | 0 | 0 | 0.007805 | 0 | 0 | 0.007805 | 0 | 0 | 0.0057206 | 1.6228e-10 | -2.6194e-10 | -0.005711 | 1.0101e-11 | 1.1929e-12 | 0.0057301 | -2.0802e-10 | -3.5544e-11 | -0.005711 | 7.2761e-12 | -1.2419e-11 | -45.3286 | 0 | 0 | 134.6714 | 0 | 0 | 1.0407 | 1.05 | 1.0443 | 1.0388 | 1.05 | 1.0431 | -0.28095 | -119.9166 | 119.8531 | -0.32858 | -119.8966 | 119.8239
Line9_3_11 | 0 | 0 | 0 | 0 | 0 | 0 | 0 | 0 | 0 | 0 | 0 | 0 | 8.7452e-11 | 1.8173e-10 | -3.3943e-10 | -6.6312e-11 | -1.5345e-10 | 2.9001e-10 | 3.5888e-10 | -2.867e-10 | -1.3844e-11 | -3.1414e-10 | 2.4601e-10 | 9.7207e-12 | 0 | 0 | 0 | 0 | 0 | 0 | 1.0481 | 1.05 | 1.0493 | 1.0481 | 1.05 | 1.0493 | -0.092792 | -119.9962 | 119.9696 | -0.092792 | -119.9962 | 119.9696

## LG_max_fault_10
name | pf_ikss_a_from_ka | pf_ikss_b_from_ka | pf_ikss_c_from_ka | pf_ikss_a_to_ka | pf_ikss_b_to_ka | pf_ikss_c_to_ka | pf_skss_a_from_mw | pf_skss_b_from_mw | pf_skss_c_from_mw | pf_skss_a_to_mw | pf_skss_b_to_mw | pf_skss_c_to_mw | pf_p_a_from_mw | pf_p_b_from_mw | pf_p_c_from_mw | pf_p_a_to_mw | pf_p_b_to_mw | pf_p_c_to_mw | pf_q_a_from_mvar | pf_q_b_from_mvar | pf_q_c_from_mvar | pf_q_a_to_mvar | pf_q_b_to_mvar | pf_q_c_to_mvar | pf_ikss_a_from_degree | pf_ikss_b_from_degree | pf_ikss_c_from_degree | pf_ikss_a_to_degree | pf_ikss_b_to_degree | pf_ikss_c_to_degree | pf_vm_a_from_pu | pf_vm_b_from_pu | pf_vm_c_from_pu | pf_vm_a_to_pu | pf_vm_b_to_pu | pf_vm_c_to_pu | pf_va_a_from_degree | pf_va_b_from_degree | pf_va_c_from_degree | pf_va_a_to_degree | pf_va_b_to_degree | pf_va_c_to_degree
Line0_1_2 | 0.035402 | 0 | 0 | 0.035402 | 0 | 0 | 0.0081758 | 0 | 0 | 0.0081758 | 0 | 0 | 0.0063188 | 7.2635e-10 | -1.1938e-09 | -0.0063084 | -6.7631e-10 | 1.1112e-09 | 0.0063711 | -9.5787e-10 | -1.4948e-10 | -0.0063502 | 8.9094e-10 | 1.3874e-10 | 0 | 0 | 0 | 134.667 | 0 | 0 | 1.0979 | 1.1 | 1.0993 | 1.0959 | 1.1 | 1.0979 | -0.097172 | -119.9961 | 119.9682 | -0.14386 | -119.9762 | 119.9391
Line10_11_12 | 0 | 0 | 0 | 0 | 0 | 0 | 0 | 0 | 0 | 0 | 0 | 0 | 8.6184e-11 | 1.7911e-10 | -3.3449e-10 | -6.1883e-11 | -1.4659e-10 | 2.7767e-10 | 3.5359e-10 | -2.8249e-10 | -1.367e-11 | -3.0217e-10 | 2.3571e-10 | 8.9263e-12 | 0 | 0 | 0 | 0 | 0 | 0 | 1.0979 | 1.1 | 1.0993 | 1.0979 | 1.1 | 1.0993 | -0.097172 | -119.9961 | 119.9682 | -0.097172 | -119.9961 | 119.9682
Line11_12_13 | 0 | 0 | 0 | 0 | 0 | 0 | 0 | 0 | 0 | 0 | 0 | 0 | 7.182e-11 | 1.4926e-10 | -2.7874e-10 | -4.7519e-11 | -1.1674e-10 | 2.2192e-10 | 2.9466e-10 | -2.3541e-10 | -1.1392e-11 | -2.4324e-10 | 1.8863e-10 | 6.648e-12 | 0 | 0 | 0 | 0 | 0 | 0 | 1.0979 | 1.1 | 1.0993 | 1.0979 | 1.1 | 1.0993 | -0.097172 | -119.9961 | 119.9682 | -0.097172 | -119.9961 | 119.9682
Line12_13_15 | 0 | 0 | 0 | 0 | 0 | 0 | 0 | 0 | 0 | 0 | 0 | 0 | 4.3092e-11 | 8.9554e-11 | -1.6724e-10 | -1.8791e-11 | -5.7034e-11 | 1.1042e-10 | 1.768e-10 | -1.4125e-10 | -6.8351e-12 | -1.2537e-10 | 9.4468e-11 | 2.0913e-12 | 0 | 0 | 0 | 0 | 0 | 0 | 1.0979 | 1.1 | 1.0993 | 1.0979 | 1.1 | 1.0993 | -0.097172 | -119.9961 | 119.9682 | -0.097172 | -119.9961 | 119.9682
Line13_13_14 | 0 | 0 | 0 | 0 | 0 | 0 | 0 | 0 | 0 | 0 | 0 | 0 | 1.4364e-11 | 2.9851e-11 | -5.5748e-11 | 9.9366e-12 | 2.6692e-12 | -1.073e-12 | 5.8932e-11 | -4.7082e-11 | -2.2784e-12 | -7.5076e-12 | 3.0488e-13 | -2.4655e-12 | 0 | 0 | 0 | 0 | 0 | 0 | 1.0979 | 1.1 | 1.0993 | 1.0979 | 1.1 | 1.0993 | -0.097172 | -119.9961 | 119.9682 | -0.097172 | -119.9961 | 119.9682
Line14_15_16 | 0 | 0 | 0 | 0 | 0 | 0 | 0 | 0 | 0 | 0 | 0 | 0 | 2.8728e-11 | 5.9703e-11 | -1.115e-10 | -4.4273e-12 | -2.7182e-11 | 5.4675e-11 | 1.1786e-10 | -9.4163e-11 | -4.5567e-12 | -6.644e-11 | 4.7387e-11 | -1.871e-13 | 0 | 0 | 0 | 0 | 0 | 0 | 1.0979 | 1.1 | 1.0993 | 1.0979 | 1.1 | 1.0993 | -0.097172 | -119.9961 | 119.9682 | -0.097172 | -119.9961 | 119.9682
Line15_16_17 | 0 | 0 | 0 | 0 | 0 | 0 | 0 | 0 | 0 | 0 | 0 | 0 | 1.4364e-11 | 2.9851e-11 | -5.5748e-11 | 9.9366e-12 | 2.6692e-12 | -1.073e-12 | 5.8932e-11 | -4.7082e-11 | -2.2784e-12 | -7.5076e-12 | 3.0488e-13 | -2.4655e-12 | 0 | 0 | 0 | 0 | 0 | 0 | 1.0979 | 1.1 | 1.0993 | 1.0979 | 1.1 | 1.0993 | -0.097172 | -119.9961 | 119.9682 | -0.097172 | -119.9961 | 119.9682
Line16_4_18 | 0 | 0 | 0 | 0 | 0 | 0 | 0 | 0 | 0 | 0 | 0 | 0 | 1.4364e-11 | 2.9851e-11 | -5.5748e-11 | 9.9366e-12 | 2.6692e-12 | -1.073e-12 | 5.8932e-11 | -4.7082e-11 | -2.2783e-12 | -7.5076e-12 | 3.0488e-13 | -2.4655e-12 | 0 | 0 | 0 | 0 | 0 | 0 | 1.0979 | 1.1 | 1.0993 | 1.0979 | 1.1 | 1.0993 | -0.097172 | -119.9961 | 119.9682 | -0.097172 | -119.9961 | 119.9682
Line17_5_19 | 0 | 0 | 0 | 0 | 0 | 0 | 0 | 0 | 0 | 0 | 0 | 0 | 1.4364e-11 | 2.9851e-11 | -5.5748e-11 | 9.9366e-12 | 2.6692e-12 | -1.073e-12 | 5.8932e-11 | -4.7082e-11 | -2.2783e-12 | -7.5076e-12 | 3.0488e-13 | -2.4655e-12 | 0 | 0 | 0 | 0 | 0 | 0 | 1.0979 | 1.1 | 1.0993 | 1.0979 | 1.1 | 1.0993 | -0.097172 | -119.9961 | 119.9682 | -0.097172 | -119.9961 | 119.9682
Line1_1_3 | 0 | 0 | 0 | 0 | 0 | 0 | 0 | 0 | 0 | 0 | 0 | 0 | 1.1491e-10 | 2.3881e-10 | -4.4598e-10 | -9.0611e-11 | -2.0629e-10 | 3.8916e-10 | 4.7146e-10 | -3.7665e-10 | -1.8227e-11 | -4.2003e-10 | 3.2988e-10 | 1.3483e-11 | 0 | 0 | 0 | 0 | 0 | 0 | 1.0979 | 1.1 | 1.0993 | 1.0979 | 1.1 | 1.0993 | -0.097172 | -119.9961 | 119.9682 | -0.097172 | -119.9961 | 119.9682
Line2_1_4 | 0 | 0 | 0 | 0 | 0 | 0 | 0 | 0 | 0 | 0 | 0 | 0 | 2.8728e-11 | 5.9703e-11 | -1.115e-10 | -4.4274e-12 | -2.7182e-11 | 5.4675e-11 | 1.1786e-10 | -9.4163e-11 | -4.5567e-12 | -6.644e-11 | 4.7387e-11 | -1.8712e-13 | 0 | 0 | 0 | 0 | 0 | 0 | 1.0979 | 1.1 | 1.0993 | 1.0979 | 1.1 | 1.0993 | -0.097172 | -119.9961 | 119.9682 | -0.097172 | -119.9961 | 119.9682
Line3_1_5 | 0 | 0 | 0 | 0 | 0 | 0 | 0 | 0 | 0 | 0 | 0 | 0 | 2.8728e-11 | 5.9703e-11 | -1.115e-10 | -4.4274e-12 | -2.7182e-11 | 5.4675e-11 | 1.1786e-10 | -9.4163e-11 | -4.5567e-12 | -6.644e-11 | 4.7387e-11 | -1.8712e-13 | 0 | 0 | 0 | 0 | 0 | 0 | 1.0979 | 1.1 | 1.0993 | 1.0979 | 1.1 | 1.0993 | -0.097172 | -119.9961 | 119.9682 | -0.097172 | -119.9961 | 119.9682
Line4_2_6 | 0.035402 | 0 | 0 | 0.035402 | 0 | 0 | 0.0081758 | 0 | 0 | 0.0081758 | 0 | 0 | 0.0063084 | 6.8069e-10 | -1.1118e-09 | -0.006298 | -5.955e-10 | 9.7762e-10 | 0.0063502 | -8.8909e-10 | -1.4346e-10 | -0.0063293 | 7.8313e-10 | 1.2204e-10 | 0 | 0 | 0 | 134.667 | 0 | 0 | 1.0959 | 1.1 | 1.0979 | 1.094 | 1.1 | 1.0966 | -0.14386 | -119.9762 | 119.9391 | -0.19078 | -119.9563 | 119.9099
Line5_6_7 | 0.035402 | 0 | 0 | 0.035402 | 0 | 0 | 0.0081758 | 0 | 0 | 0.0081758 | 0 | 0 | 0.006298 | 6.0159e-10 | -9.7775e-10 | -0.0062875 | -4.8124e-10 | 7.9207e-10 | 0.0063293 | -7.7975e-10 | -1.2901e-10 | -0.0063084 | 6.3485e-10 | 9.6982e-11 | 0 | 0 | 0 | 134.667 | 0 | 0 | 1.094 | 1.1 | 1.0966 | 1.0921 | 1.1 | 1.0953 | -0.19078 | -119.9563 | 119.9099 | -0.23794 | -119.9363 | 119.8808
Line6_7_8 | 0.035402 | 0 | 0 | 0.035402 | 0 | 0 | 0.0081758 | 0 | 0 | 0.0081758 | 0 | 0 | 0.0062875 | 4.8904e-10 | -7.9173e-10 | -0.0062771 | -3.3355e-10 | 5.5453e-10 | 0.0063084 | -6.2993e-10 | -1.0621e-10 | -0.0062875 | 4.4618e-10 | 6.3655e-11 | 0 | 0 | 0 | 134.667 | 0 | 0 | 1.0921 | 1.1 | 1.0953 | 1.0901 | 1.1 | 1.094 | -0.23794 | -119.9363 | 119.8808 | -0.28533 | -119.9164 | 119.8517
Line7_8_9 | 0 | 0 | 0 | 0 | 0 | 0 | 0 | 0 | 0 | 0 | 0 | 0 | 3.6835e-11 | 1.6359e-10 | -2.6375e-10 | 5.3017e-11 | 9.5015e-12 | 7.99e-13 | 2.7008e-10 | -2.0933e-10 | -3.6018e-11 | -2.1827e-11 | 6.4601e-12 | -1.1484e-11 | 0 | 0 | 0 | 0 | 0 | 0 | 1.0901 | 1.1 | 1.094 | 1.0901 | 1.1 | 1.094 | -0.28533 | -119.9164 | 119.8517 | -0.28533 | -119.9164 | 119.8517
Line8_8_10 | 0.035402 | 0 | 0 | 0.035402 | 0 | 0 | 0.0081758 | 0 | 0 | 0.0081758 | 0 | 0 | 0.0062771 | 1.7945e-10 | -2.8998e-10 | -0.0062666 | 1.1204e-11 | 1.261e-12 | 0.0062875 | -2.3039e-10 | -3.9122e-11 | -0.0062666 | 7.9989e-12 | -1.3739e-11 | -45.333 | 0 | 0 | 134.667 | 0 | 0 | 1.0901 | 1.1 | 1.094 | 1.0882 | 1.1 | 1.0927 | -0.28533 | -119.9164 | 119.8517 | -0.33296 | -119.8964 | 119.8225
Line9_3_11 | 0 | 0 | 0 | 0 | 0 | 0 | 0 | 0 | 0 | 0 | 0 | 0 | 1.0055e-10 | 2.0896e-10 | -3.9024e-10 | -7.6247e-11 | -1.7644e-10 | 3.3342e-10 | 4.1252e-10 | -3.2957e-10 | -1.5948e-11 | -3.611e-10 | 2.828e-10 | 1.1205e-11 | 0 | 0 | 0 | 0 | 0 | 0 | 1.0979 | 1.1 | 1.0993 | 1.0979 | 1.1 | 1.0993 | -0.097172 | -119.9961 | 119.9682 | -0.097172 | -119.9961 | 119.9682

## LG_min_6
name | pf_ikss_a_from_ka | pf_ikss_b_from_ka | pf_ikss_c_from_ka | pf_ikss_a_to_ka | pf_ikss_b_to_ka | pf_ikss_c_to_ka | pf_skss_a_from_mw | pf_skss_b_from_mw | pf_skss_c_from_mw | pf_skss_a_to_mw | pf_skss_b_to_mw | pf_skss_c_to_mw | pf_p_a_from_mw | pf_p_b_from_mw | pf_p_c_from_mw | pf_p_a_to_mw | pf_p_b_to_mw | pf_p_c_to_mw | pf_q_a_from_mvar | pf_q_b_from_mvar | pf_q_c_from_mvar | pf_q_a_to_mvar | pf_q_b_to_mvar | pf_q_c_to_mvar | pf_ikss_a_from_degree | pf_ikss_b_from_degree | pf_ikss_c_from_degree | pf_ikss_a_to_degree | pf_ikss_b_to_degree | pf_ikss_c_to_degree | pf_vm_a_from_pu | pf_vm_b_from_pu | pf_vm_c_from_pu | pf_vm_a_to_pu | pf_vm_b_to_pu | pf_vm_c_to_pu | pf_va_a_from_degree | pf_va_b_from_degree | pf_va_c_from_degree | pf_va_a_to_degree | pf_va_b_to_degree | pf_va_c_to_degree
Line0_1_2 | 1.6593 | 0 | 0 | 1.6593 | 0 | 0 | 0.3832 | 0 | 0 | 0.3832 | 0 | 0 | 0.22026 | 4.5678e-08 | -5.1488e-08 | -0.17621 | -4.3311e-08 | 4.7836e-08 | 0.22944 | -2.955e-08 | -2.3916e-08 | -0.18355 | 2.5531e-08 | 2.0998e-08 | 0 | 0 | 0 | 128.7054 | 0 | 0 | 0.84988 | 0.95 | 0.91034 | 0.75811 | 0.95 | 0.81341 | -5.1255 | -119.5816 | 118.2334 | -5.1255 | -117.6711 | 116.5464
Line10_11_12 | 0 | 0 | 0 | 0 | 0 | 0 | 0 | 0 | 0 | 0 | 0 | 0 | 2.8235e-09 | 8.1372e-09 | -1.3478e-08 | -1.9993e-09 | -6.679e-09 | 1.1196e-08 | 1.2472e-08 | -1.014e-08 | -1.5504e-09 | -1.0652e-08 | 8.4733e-09 | 1.1889e-09 | 0 | 0 | 0 | 0 | 0 | 0 | 0.84988 | 0.95 | 0.91034 | 0.84988 | 0.95 | 0.91034 | -5.1255 | -119.5816 | 118.2334 | -5.1255 | -119.5816 | 118.2334
Line11_12_13 | 0 | 0 | 0 | 0 | 0 | 0 | 0 | 0 | 0 | 0 | 0 | 0 | 2.3529e-09 | 6.781e-09 | -1.1232e-08 | -1.5287e-09 | -5.3228e-09 | 8.9496e-09 | 1.0394e-08 | -8.4499e-09 | -1.292e-09 | -8.5733e-09 | 6.7833e-09 | 9.3054e-10 | 0 | 0 | 0 | 0 | 0 | 0 | 0.84988 | 0.95 | 0.91034 | 0.84988 | 0.95 | 0.91034 | -5.1255 | -119.5816 | 118.2334 | -5.1255 | -119.5816 | 118.2334
Line12_13_15 | 0 | 0 | 0 | 0 | 0 | 0 | 0 | 0 | 0 | 0 | 0 | 0 | 1.4118e-09 | 4.0686e-09 | -6.7392e-09 | -5.8751e-10 | -2.6104e-09 | 4.4568e-09 | 6.2362e-09 | -5.0699e-09 | -7.752e-10 | -4.4158e-09 | 3.4033e-09 | 4.1373e-10 | 0 | 0 | 0 | 0 | 0 | 0 | 0.84988 | 0.95 | 0.91034 | 0.84988 | 0.95 | 0.91034 | -5.1255 | -119.5816 | 118.2334 | -5.1255 | -119.5816 | 118.2334
Line13_13_14 | 0 | 0 | 0 | 0 | 0 | 0 | 0 | 0 | 0 | 0 | 0 | 0 | 4.7059e-10 | 1.3562e-09 | -2.2464e-09 | 3.5366e-10 | 1.0198e-10 | -3.6022e-11 | 2.0787e-09 | -1.69e-09 | -2.584e-10 | -2.5829e-10 | 2.3394e-11 | -1.0307e-10 | 0 | 0 | 0 | 0 | 0 | 0 | 0.84988 | 0.95 | 0.91034 | 0.84988 | 0.95 | 0.91034 | -5.1255 | -119.5816 | 118.2334 | -5.1255 | -119.5816 | 118.2334
Line14_15_16 | 0 | 0 | 0 | 0 | 0 | 0 | 0 | 0 | 0 | 0 | 0 | 0 | 9.4117e-10 | 2.7124e-09 | -4.4928e-09 | -1.1692e-10 | -1.2542e-09 | 2.2104e-09 | 4.1575e-09 | -3.38e-09 | -5.168e-10 | -2.337e-09 | 1.7134e-09 | 1.5533e-10 | 0 | 0 | 0 | 0 | 0 | 0 | 0.84988 | 0.95 | 0.91034 | 0.84988 | 0.95 | 0.91034 | -5.1255 | -119.5816 | 118.2334 | -5.1255 | -119.5816 | 118.2334
Line15_16_17 | 0 | 0 | 0 | 0 | 0 | 0 | 0 | 0 | 0 | 0 | 0 | 0 | 4.7059e-10 | 1.3562e-09 | -2.2464e-09 | 3.5366e-10 | 1.0198e-10 | -3.6022e-11 | 2.0787e-09 | -1.69e-09 | -2.584e-10 | -2.5829e-10 | 2.3394e-11 | -1.0307e-10 | 0 | 0 | 0 | 0 | 0 | 0 | 0.84988 | 0.95 | 0.91034 | 0.84988 | 0.95 | 0.91034 | -5.1255 | -119.5816 | 118.2334 | -5.1255 | -119.5816 | 118.2334
Line16_4_18 | 0 | 0 | 0 | 0 | 0 | 0 | 0 | 0 | 0 | 0 | 0 | 0 | 4.7059e-10 | 1.3562e-09 | -2.2464e-09 | 3.5366e-10 | 1.0198e-10 | -3.6022e-11 | 2.0787e-09 | -1.69e-09 | -2.584e-10 | -2.5829e-10 | 2.3394e-11 | -1.0307e-10 | 0 | 0 | 0 | 0 | 0 | 0 | 0.84988 | 0.95 | 0.91034 | 0.84988 | 0.95 | 0.91034 | -5.1255 | -119.5816 | 118.2334 | -5.1255 | -119.5816 | 118.2334
Line17_5_19 | 0 | 0 | 0 | 0 | 0 | 0 | 0 | 0 | 0 | 0 | 0 | 0 | 4.7059e-10 | 1.3562e-09 | -2.2464e-09 | 3.5366e-10 | 1.0198e-10 | -3.6022e-11 | 2.0787e-09 | -1.69e-09 | -2.584e-10 | -2.5829e-10 | 2.3394e-11 | -1.0307e-10 | 0 | 0 | 0 | 0 | 0 | 0 | 0.84988 | 0.95 | 0.91034 | 0.84988 | 0.95 | 0.91034 | -5.1255 | -119.5816 | 118.2334 | -5.1255 | -119.5816 | 118.2334
Line1_1_3 | 0 | 0 | 0 | 0 | 0 | 0 | 0 | 0 | 0 | 0 | 0 | 0 | 3.7647e-09 | 1.085e-08 | -1.7971e-08 | -2.9404e-09 | -9.3914e-09 | 1.5689e-08 | 1.663e-08 | -1.352e-08 | -2.0672e-09 | -1.481e-08 | 1.1853e-08 | 1.7057e-09 | 0 | 0 | 0 | 0 | 0 | 0 | 0.84988 | 0.95 | 0.91034 | 0.84988 | 0.95 | 0.91034 | -5.1255 | -119.5816 | 118.2334 | -5.1255 | -119.5816 | 118.2334
Line2_1_4 | 0 | 0 | 0 | 0 | 0 | 0 | 0 | 0 | 0 | 0 | 0 | 0 | 9.4117e-10 | 2.7124e-09 | -4.4928e-09 | -1.1692e-10 | -1.2542e-09 | 2.2104e-09 | 4.1575e-09 | -3.38e-09 | -5.168e-10 | -2.337e-09 | 1.7134e-09 | 1.5533e-10 | 0 | 0 | 0 | 0 | 0 | 0 | 0.84988 | 0.95 | 0.91034 | 0.84988 | 0.95 | 0.91034 | -5.1255 | -119.5816 | 118.2334 | -5.1255 | -119.5816 | 118.2334
Line3_1_5 | 0 | 0 | 0 | 0 | 0 | 0 | 0 | 0 | 0 | 0 | 0 | 0 | 9.4117e-10 | 2.7124e-09 | -4.4928e-09 | -1.1692e-10 | -1.2542e-09 | 2.2104e-09 | 4.1575e-09 | -3.38e-09 | -5.168e-10 | -2.337e-09 | 1.7134e-09 | 1.5533e-10 | 0 | 0 | 0 | 0 | 0 | 0 | 0.84988 | 0.95 | 0.91034 | 0.84988 | 0.95 | 0.91034 | -5.1255 | -119.5816 | 118.2334 | -5.1255 | -119.5816 | 118.2334
Line4_2_6 | 1.6593 | 0 | 0 | 1.6593 | 0 | 0 | 0.3832 | 0 | 0 | 0.3832 | 0 | 0 | 0.17621 | 4.3453e-08 | -4.7814e-08 | -0.13216 | -3.8685e-08 | 4.2004e-08 | 0.18355 | -2.5402e-08 | -2.1195e-08 | -0.13766 | 2.0743e-08 | 1.7228e-08 | 0 | 0 | 0 | 128.7054 | 0 | 0 | 0.75811 | 0.95 | 0.81341 | 0.67351 | 0.95 | 0.72181 | -5.1255 | -117.6711 | 116.5464 | -5.1255 | -115.7063 | 114.7958
Line5_6_7 | 1.6593 | 0 | 0 | 1.6593 | 0 | 0 | 0.3832 | 0 | 0 | 0.3832 | 0 | 0 | 0.13216 | 3.8859e-08 | -4.1932e-08 | -0.088104 | -3.1686e-08 | 3.3969e-08 | 0.13766 | -2.051e-08 | -1.752e-08 | -0.091775 | 1.5489e-08 | 1.2782e-08 | 0 | 0 | 0 | 128.7054 | 0 | 0 | 0.67351 | 0.95 | 0.72181 | 0.59914 | 0.95 | 0.63783 | -5.1255 | -115.7063 | 114.7958 | -5.1255 | -113.6895 | 112.9815
Line6_7_8 | 1.6593 | 0 | 0 | 1.6593 | 0 | 0 | 0.3832 | 0 | 0 | 0.3832 | 0 | 0 | 0.088104 | 3.1884e-08 | -3.3855e-08 | -0.044052 | -2.2302e-08 | 2.3743e-08 | 0.091775 | -1.5151e-08 | -1.3169e-08 | -0.045887 | 1.0044e-08 | 7.9361e-09 | 0 | 0 | 0 | 128.7054 | 0 | 0 | 0.59914 | 0.95 | 0.63783 | 0.53923 | 0.95 | 0.5649 | -5.1255 | -113.6895 | 112.9815 | -5.1255 | -111.6239 | 111.1036
Line7_8_9 | 0 | 0 | 0 | 0 | 0 | 0 | 0 | 0 | 0 | 0 | 0 | 0 | -3.1003e-10 | 1.0691e-08 | -1.1216e-08 | 4.7488e-10 | 2.1355e-10 | 1.4713e-10 | 2.2625e-09 | -4.5771e-09 | -3.9829e-09 | -5.1657e-11 | 4.4306e-10 | -4.8141e-10 | 0 | 0 | 0 | 0 | 0 | 0 | 0.53923 | 0.95 | 0.5649 | 0.53923 | 0.95 | 0.5649 | -5.1255 | -111.6239 | 111.1036 | -5.1255 | -111.6239 | 111.1036
Line8_8_10 | 1.6593 | 0 | 0 | 1.6593 | 0 | 0 | 0.3832 | 0 | 0 | 0.3832 | 0 | 0 | 0.044052 | 1.1825e-08 | -1.2379e-08 | -1.1485e-14 | 2.2124e-10 | 1.7271e-10 | 0.045887 | -5.0239e-09 | -4.4346e-09 | 3.2154e-14 | 5.4798e-10 | -5.76e-10 | -51.2946 | 0 | 0 | 128.7054 | 0 | 0 | 0.53923 | 0.95 | 0.5649 | 0.49902 | 0.95 | 0.50778 | -5.1255 | -111.6239 | 111.1036 | 0 | -109.5132 | 109.1632
Line9_3_11 | 0 | 0 | 0 | 0 | 0 | 0 | 0 | 0 | 0 | 0 | 0 | 0 | 3.2941e-09 | 9.4934e-09 | -1.5725e-08 | -2.4699e-09 | -8.0352e-09 | 1.3442e-08 | 1.4551e-08 | -1.183e-08 | -1.8088e-09 | -1.2731e-08 | 1.0163e-08 | 1.4473e-09 | 0 | 0 | 0 | 0 | 0 | 0 | 0.84988 | 0.95 | 0.91034 | 0.84988 | 0.95 | 0.91034 | -5.1255 | -119.5816 | 118.2334 | -5.1255 | -119.5816 | 118.2334

## LG_min_10
name | pf_ikss_a_from_ka | pf_ikss_b_from_ka | pf_ikss_c_from_ka | pf_ikss_a_to_ka | pf_ikss_b_to_ka | pf_ikss_c_to_ka | pf_skss_a_from_mw | pf_skss_b_from_mw | pf_skss_c_from_mw | pf_skss_a_to_mw | pf_skss_b_to_mw | pf_skss_c_to_mw | pf_p_a_from_mw | pf_p_b_from_mw | pf_p_c_from_mw | pf_p_a_to_mw | pf_p_b_to_mw | pf_p_c_to_mw | pf_q_a_from_mvar | pf_q_b_from_mvar | pf_q_c_from_mvar | pf_q_a_to_mvar | pf_q_b_to_mvar | pf_q_c_to_mvar | pf_ikss_a_from_degree | pf_ikss_b_from_degree | pf_ikss_c_from_degree | pf_ikss_a_to_degree | pf_ikss_b_to_degree | pf_ikss_c_to_degree | pf_vm_a_from_pu | pf_vm_b_from_pu | pf_vm_c_from_pu | pf_vm_a_to_pu | pf_vm_b_to_pu | pf_vm_c_to_pu | pf_va_a_from_degree | pf_va_b_from_degree | pf_va_c_from_degree | pf_va_a_to_degree | pf_va_b_to_degree | pf_va_c_to_degree
Line0_1_2 | 1.572 | 0 | 0 | 1.572 | 0 | 0 | 0.36303 | 0 | 0 | 0.36303 | 0 | 0 | 0.19768 | 4.0996e-08 | -4.6211e-08 | -0.15815 | -3.8872e-08 | 4.2933e-08 | 0.20592 | -2.6522e-08 | -2.1465e-08 | -0.16474 | 2.2914e-08 | 1.8845e-08 | 0 | 0 | 0 | 128.7054 | 0 | 0 | 0.80515 | 0.9 | 0.86243 | 0.71821 | 0.9 | 0.7706 | -5.1255 | -119.5816 | 118.2334 | -5.1255 | -117.6711 | 116.5464
Line10_11_12 | 0 | 0 | 0 | 0 | 0 | 0 | 0 | 0 | 0 | 0 | 0 | 0 | 2.5341e-09 | 7.3032e-09 | -1.2097e-08 | -1.7944e-09 | -5.9945e-09 | 1.0048e-08 | 1.1194e-08 | -9.1006e-09 | -1.3915e-09 | -9.5603e-09 | 7.6048e-09 | 1.0671e-09 | 0 | 0 | 0 | 0 | 0 | 0 | 0.80515 | 0.9 | 0.86243 | 0.80515 | 0.9 | 0.86243 | -5.1255 | -119.5816 | 118.2334 | -5.1255 | -119.5816 | 118.2334
Line11_12_13 | 0 | 0 | 0 | 0 | 0 | 0 | 0 | 0 | 0 | 0 | 0 | 0 | 2.1118e-09 | 6.086e-09 | -1.0081e-08 | -1.372e-09 | -4.7773e-09 | 8.0323e-09 | 9.3285e-09 | -7.5838e-09 | -1.1596e-09 | -7.6946e-09 | 6.0881e-09 | 8.3516e-10 | 0 | 0 | 0 | 0 | 0 | 0 | 0.80515 | 0.9 | 0.86243 | 0.80515 | 0.9 | 0.86243 | -5.1255 | -119.5816 | 118.2334 | -5.1255 | -119.5816 | 118.2334
Line12_13_15 | 0 | 0 | 0 | 0 | 0 | 0 | 0 | 0 | 0 | 0 | 0 | 0 | 1.2671e-09 | 3.6516e-09 | -6.0485e-09 | -5.2729e-10 | -2.3429e-09 | 4e-09 | 5.5971e-09 | -4.5503e-09 | -6.9575e-10 | -3.9632e-09 | 3.0545e-09 | 3.7133e-10 | 0 | 0 | 0 | 0 | 0 | 0 | 0.80515 | 0.9 | 0.86243 | 0.80515 | 0.9 | 0.86243 | -5.1255 | -119.5816 | 118.2334 | -5.1255 | -119.5816 | 118.2334
Line13_13_14 | 0 | 0 | 0 | 0 | 0 | 0 | 0 | 0 | 0 | 0 | 0 | 0 | 4.2235e-10 | 1.2172e-09 | -2.0162e-09 | 3.1742e-10 | 9.1525e-11 | -3.233e-11 | 1.8657e-09 | -1.5168e-09 | -2.3192e-10 | -2.3181e-10 | 2.0997e-11 | -9.2505e-11 | 0 | 0 | 0 | 0 | 0 | 0 | 0.80515 | 0.9 | 0.86243 | 0.80515 | 0.9 | 0.86243 | -5.1255 | -119.5816 | 118.2334 | -5.1255 | -119.5816 | 118.2334
Line14_15_16 | 0 | 0 | 0 | 0 | 0 | 0 | 0 | 0 | 0 | 0 | 0 | 0 | 8.4471e-10 | 2.4344e-09 | -4.0323e-09 | -1.0494e-10 | -1.1257e-09 | 1.9838e-09 | 3.7314e-09 | -3.0335e-09 | -4.6383e-10 | -2.0975e-09 | 1.5378e-09 | 1.3941e-10 | 0 | 0 | 0 | 0 | 0 | 0 | 0.80515 | 0.9 | 0.86243 | 0.80515 | 0.9 | 0.86243 | -5.1255 | -119.5816 | 118.2334 | -5.1255 | -119.5816 | 118.2334
Line15_16_17 | 0 | 0 | 0 | 0 | 0 | 0 | 0 | 0 | 0 | 0 | 0 | 0 | 4.2235e-10 | 1.2172e-09 | -2.0162e-09 | 3.1742e-10 | 9.1525e-11 | -3.233e-11 | 1.8657e-09 | -1.5168e-09 | -2.3192e-10 | -2.3181e-10 | 2.0997e-11 | -9.2505e-11 | 0 | 0 | 0 | 0 | 0 | 0 | 0.80515 | 0.9 | 0.86243 | 0.80515 | 0.9 | 0.86243 | -5.1255 | -119.5816 | 118.2334 | -5.1255 | -119.5816 | 118.2334
Line16_4_18 | 0 | 0 | 0 | 0 | 0 | 0 | 0 | 0 | 0 | 0 | 0 | 0 | 4.2235e-10 | 1.2172e-09 | -2.0162e-09 | 3.1742e-10 | 9.1525e-11 | -3.233e-11 | 1.8657e-09 | -1.5168e-09 | -2.3192e-10 | -2.3181e-10 | 2.0997e-11 | -9.2505e-11 | 0 | 0 | 0 | 0 | 0 | 0 | 0.80515 | 0.9 | 0.86243 | 0.80515 | 0.9 | 0.86243 | -5.1255 | -119.5816 | 118.2334 | -5.1255 | -119.5816 | 118.2334
Line17_5_19 | 0 | 0 | 0 | 0 | 0 | 0 | 0 | 0 | 0 | 0 | 0 | 0 | 4.2235e-10 | 1.2172e-09 | -2.0162e-09 | 3.1742e-10 | 9.1525e-11 | -3.233e-11 | 1.8657e-09 | -1.5168e-09 | -2.3192e-10 | -2.3181e-10 | 2.0997e-11 | -9.2505e-11 | 0 | 0 | 0 | 0 | 0 | 0 | 0.80515 | 0.9 | 0.86243 | 0.80515 | 0.9 | 0.86243 | -5.1255 | -119.5816 | 118.2334 | -5.1255 | -119.5816 | 118.2334
Line1_1_3 | 0 | 0 | 0 | 0 | 0 | 0 | 0 | 0 | 0 | 0 | 0 | 0 | 3.3788e-09 | 9.7376e-09 | -1.6129e-08 | -2.6391e-09 | -8.4288e-09 | 1.4081e-08 | 1.4926e-08 | -1.2134e-08 | -1.8553e-09 | -1.3292e-08 | 1.0638e-08 | 1.5309e-09 | 0 | 0 | 0 | 0 | 0 | 0 | 0.80515 | 0.9 | 0.86243 | 0.80515 | 0.9 | 0.86243 | -5.1255 | -119.5816 | 118.2334 | -5.1255 | -119.5816 | 118.2334
Line2_1_4 | 0 | 0 | 0 | 0 | 0 | 0 | 0 | 0 | 0 | 0 | 0 | 0 | 8.4471e-10 | 2.4344e-09 | -4.0323e-09 | -1.0494e-10 | -1.1257e-09 | 1.9838e-09 | 3.7314e-09 | -3.0335e-09 | -4.6383e-10 | -2.0975e-09 | 1.5378e-09 | 1.3941e-10 | 0 | 0 | 0 | 0 | 0 | 0 | 0.80515 | 0.9 | 0.86243 | 0.80515 | 0.9 | 0.86243 | -5.1255 | -119.5816 | 118.2334 | -5.1255 | -119.5816 | 118.2334
Line3_1_5 | 0 | 0 | 0 | 0 | 0 | 0 | 0 | 0 | 0 | 0 | 0 | 0 | 8.4471e-10 | 2.4344e-09 | -4.0323e-09 | -1.0494e-10 | -1.1257e-09 | 1.9838e-09 | 3.7314e-09 | -3.0335e-09 | -4.6383e-10 | -2.0975e-09 | 1.5378e-09 | 1.3941e-10 | 0 | 0 | 0 | 0 | 0 | 0 | 0.80515 | 0.9 | 0.86243 | 0.80515 | 0.9 | 0.86243 | -5.1255 | -119.5816 | 118.2334 | -5.1255 | -119.5816 | 118.2334
Line4_2_6 | 1.572 | 0 | 0 | 1.572 | 0 | 0 | 0.36303 | 0 | 0 | 0.36303 | 0 | 0 | 0.15815 | 3.8999e-08 | -4.2913e-08 | -0.11861 | -3.472e-08 | 3.7699e-08 | 0.16474 | -2.2799e-08 | -1.9023e-08 | -0.12355 | 1.8617e-08 | 1.5462e-08 | 0 | 0 | 0 | 128.7054 | 0 | 0 | 0.71821 | 0.9 | 0.7706 | 0.63807 | 0.9 | 0.68382 | -5.1255 | -117.6711 | 116.5464 | -5.1255 | -115.7063 | 114.7958
Line5_6_7 | 1.572 | 0 | 0 | 1.572 | 0 | 0 | 0.36303 | 0 | 0 | 0.36303 | 0 | 0 | 0.11861 | 3.4876e-08 | -3.7634e-08 | -0.079074 | -2.8438e-08 | 3.0487e-08 | 0.12355 | -1.8408e-08 | -1.5725e-08 | -0.082368 | 1.3901e-08 | 1.1472e-08 | 0 | 0 | 0 | 128.7054 | 0 | 0 | 0.63807 | 0.9 | 0.68382 | 0.5676 | 0.9 | 0.60426 | -5.1255 | -115.7063 | 114.7958 | -5.1255 | -113.6895 | 112.9815
Line6_7_8 | 1.572 | 0 | 0 | 1.572 | 0 | 0 | 0.36303 | 0 | 0 | 0.36303 | 0 | 0 | 0.079074 | 2.8616e-08 | -3.0385e-08 | -0.039537 | -2.0016e-08 | 2.1309e-08 | 0.082368 | -1.3598e-08 | -1.1819e-08 | -0.041184 | 9.0146e-09 | 7.1227e-09 | 0 | 0 | 0 | 128.7054 | 0 | 0 | 0.5676 | 0.9 | 0.60426 | 0.51085 | 0.9 | 0.53517 | -5.1255 | -113.6895 | 112.9815 | -5.1255 | -111.6239 | 111.1036
Line7_8_9 | 0 | 0 | 0 | 0 | 0 | 0 | 0 | 0 | 0 | 0 | 0 | 0 | -2.7825e-10 | 9.595e-09 | -1.0067e-08 | 4.2621e-10 | 1.9166e-10 | 1.3205e-10 | 2.0306e-09 | -4.108e-09 | -3.5747e-09 | -4.6363e-11 | 3.9765e-10 | -4.3207e-10 | 0 | 0 | 0 | 0 | 0 | 0 | 0.51085 | 0.9 | 0.53517 | 0.51085 | 0.9 | 0.53517 | -5.1255 | -111.6239 | 111.1036 | -5.1255 | -111.6239 | 111.1036
Line8_8_10 | 1.572 | 0 | 0 | 1.572 | 0 | 0 | 0.36303 | 0 | 0 | 0.36303 | 0 | 0 | 0.039537 | 1.0613e-08 | -1.111e-08 | -1.024e-14 | 1.9856e-10 | 1.5501e-10 | 0.041184 | -4.5089e-09 | -3.9801e-09 | 2.8967e-14 | 4.9182e-10 | -5.1696e-10 | -51.2946 | 0 | 0 | 128.7054 | 0 | 0 | 0.51085 | 0.9 | 0.53517 | 0.47275 | 0.9 | 0.48106 | -5.1255 | -111.6239 | 111.1036 | 0 | -109.5132 | 109.1632
Line9_3_11 | 0 | 0 | 0 | 0 | 0 | 0 | 0 | 0 | 0 | 0 | 0 | 0 | 2.9565e-09 | 8.5204e-09 | -1.4113e-08 | -2.2167e-09 | -7.2117e-09 | 1.2065e-08 | 1.306e-08 | -1.0617e-08 | -1.6234e-09 | -1.1426e-08 | 9.1216e-09 | 1.299e-09 | 0 | 0 | 0 | 0 | 0 | 0 | 0.80515 | 0.9 | 0.86243 | 0.80515 | 0.9 | 0.86243 | -5.1255 | -119.5816 | 118.2334 | -5.1255 | -119.5816 | 118.2334

## LG_min_fault_6
name | pf_ikss_a_from_ka | pf_ikss_b_from_ka | pf_ikss_c_from_ka | pf_ikss_a_to_ka | pf_ikss_b_to_ka | pf_ikss_c_to_ka | pf_skss_a_from_mw | pf_skss_b_from_mw | pf_skss_c_from_mw | pf_skss_a_to_mw | pf_skss_b_to_mw | pf_skss_c_to_mw | pf_p_a_from_mw | pf_p_b_from_mw | pf_p_c_from_mw | pf_p_a_to_mw | pf_p_b_to_mw | pf_p_c_to_mw | pf_q_a_from_mvar | pf_q_b_from_mvar | pf_q_c_from_mvar | pf_q_a_to_mvar | pf_q_b_to_mvar | pf_q_c_to_mvar | pf_ikss_a_from_degree | pf_ikss_b_from_degree | pf_ikss_c_from_degree | pf_ikss_a_to_degree | pf_ikss_b_to_degree | pf_ikss_c_to_degree | pf_vm_a_from_pu | pf_vm_b_from_pu | pf_vm_c_from_pu | pf_vm_a_to_pu | pf_vm_b_to_pu | pf_vm_c_to_pu | pf_va_a_from_degree | pf_va_b_from_degree | pf_va_c_from_degree | pf_va_a_to_degree | pf_va_b_to_degree | pf_va_c_to_degree
Line0_1_2 | 0.030461 | 0 | 0 | 0.030461 | 0 | 0 | 0.0070346 | 0 | 0 | 0.0070346 | 0 | 0 | 0.0047135 | 7.9558e-10 | -9.6666e-10 | -0.0046986 | -7.5108e-10 | 9.0348e-10 | 0.0047166 | -6.5569e-10 | -3.6086e-10 | -0.0047011 | 6.0802e-10 | 3.4518e-10 | 0 | 0 | 0 | 134.8847 | 0 | 0 | 0.94819 | 0.95 | 0.94937 | 0.94634 | 0.95 | 0.94757 | -0.096531 | -119.9962 | 119.9685 | -0.10024 | -119.9647 | 119.9364
Line10_11_12 | 0 | 0 | 0 | 0 | 0 | 0 | 0 | 0 | 0 | 0 | 0 | 0 | 6.4434e-11 | 1.3112e-10 | -2.4642e-10 | -4.6391e-11 | -1.0729e-10 | 2.0455e-10 | 2.6025e-10 | -2.0859e-10 | -9.112e-12 | -2.2244e-10 | 1.7404e-10 | 5.7764e-12 | 0 | 0 | 0 | 0 | 0 | 0 | 0.94819 | 0.95 | 0.94937 | 0.94819 | 0.95 | 0.94937 | -0.096531 | -119.9962 | 119.9685 | -0.096531 | -119.9962 | 119.9685
Line11_12_13 | 0 | 0 | 0 | 0 | 0 | 0 | 0 | 0 | 0 | 0 | 0 | 0 | 5.3695e-11 | 1.0926e-10 | -2.0535e-10 | -3.5652e-11 | -8.5441e-11 | 1.6348e-10 | 2.1688e-10 | -1.7383e-10 | -7.5933e-12 | -1.7906e-10 | 1.3928e-10 | 4.2577e-12 | 0 | 0 | 0 | 0 | 0 | 0 | 0.94819 | 0.95 | 0.94937 | 0.94819 | 0.95 | 0.94937 | -0.096531 | -119.9962 | 119.9685 | -0.096531 | -119.9962 | 119.9685
Line12_13_15 | 0 | 0 | 0 | 0 | 0 | 0 | 0 | 0 | 0 | 0 | 0 | 0 | 3.2217e-11 | 6.5559e-11 | -1.2321e-10 | -1.4174e-11 | -4.1735e-11 | 8.1341e-11 | 1.3013e-10 | -1.043e-10 | -4.556e-12 | -9.2313e-11 | 6.9749e-11 | 1.2204e-12 | 0 | 0 | 0 | 0 | 0 | 0 | 0.94819 | 0.95 | 0.94937 | 0.94819 | 0.95 | 0.94937 | -0.096531 | -119.9962 | 119.9685 | -0.096531 | -119.9962 | 119.9685
Line13_13_14 | 0 | 0 | 0 | 0 | 0 | 0 | 0 | 0 | 0 | 0 | 0 | 0 | 1.0739e-11 | 2.1853e-11 | -4.1069e-11 | 7.3045e-12 | 1.9706e-12 | -7.9789e-13 | 4.3375e-11 | -3.4765e-11 | -1.5187e-12 | -5.5629e-12 | 2.1849e-13 | -1.8169e-12 | 0 | 0 | 0 | 0 | 0 | 0 | 0.94819 | 0.95 | 0.94937 | 0.94819 | 0.95 | 0.94937 | -0.096531 | -119.9962 | 119.9685 | -0.096531 | -119.9962 | 119.9685
Line14_15_16 | 0 | 0 | 0 | 0 | 0 | 0 | 0 | 0 | 0 | 0 | 0 | 0 | 2.1478e-11 | 4.3706e-11 | -8.2138e-11 | -3.4345e-12 | -1.9882e-11 | 4.0271e-11 | 8.675e-11 | -6.953e-11 | -3.0373e-12 | -4.8938e-11 | 3.4984e-11 | -2.9823e-13 | 0 | 0 | 0 | 0 | 0 | 0 | 0.94819 | 0.95 | 0.94937 | 0.94819 | 0.95 | 0.94937 | -0.096531 | -119.9962 | 119.9685 | -0.096531 | -119.9962 | 119.9685
Line15_16_17 | 0 | 0 | 0 | 0 | 0 | 0 | 0 | 0 | 0 | 0 | 0 | 0 | 1.0739e-11 | 2.1853e-11 | -4.1069e-11 | 7.3045e-12 | 1.9706e-12 | -7.9789e-13 | 4.3375e-11 | -3.4765e-11 | -1.5187e-12 | -5.5629e-12 | 2.1849e-13 | -1.8169e-12 | 0 | 0 | 0 | 0 | 0 | 0 | 0.94819 | 0.95 | 0.94937 | 0.94819 | 0.95 | 0.94937 | -0.096531 | -119.9962 | 119.9685 | -0.096531 | -119.9962 | 119.9685
Line16_4_18 | 0 | 0 | 0 | 0 | 0 | 0 | 0 | 0 | 0 | 0 | 0 | 0 | 1.0739e-11 | 2.1853e-11 | -4.1069e-11 | 7.3045e-12 | 1.9706e-12 | -7.9789e-13 | 4.3375e-11 | -3.4765e-11 | -1.5186e-12 | -5.5629e-12 | 2.1849e-13 | -1.8169e-12 | 0 | 0 | 0 | 0 | 0 | 0 | 0.94819 | 0.95 | 0.94937 | 0.94819 | 0.95 | 0.94937 | -0.096531 | -119.9962 | 119.9685 | -0.096531 | -119.9962 | 119.9685
Line17_5_19 | 0 | 0 | 0 | 0 | 0 | 0 | 0 | 0 | 0 | 0 | 0 | 0 | 1.0739e-11 | 2.1853e-11 | -4.1069e-11 | 7.3045e-12 | 1.9706e-12 | -7.9789e-13 | 4.3375e-11 | -3.4765e-11 | -1.5186e-12 | -5.5629e-12 | 2.1849e-13 | -1.8169e-12 | 0 | 0 | 0 | 0 | 0 | 0 | 0.94819 | 0.95 | 0.94937 | 0.94819 | 0.95 | 0.94937 | -0.096531 | -119.9962 | 119.9685 | -0.096531 | -119.9962 | 119.9685
Line1_1_3 | 0 | 0 | 0 | 0 | 0 | 0 | 0 | 0 | 0 | 0 | 0 | 0 | 8.5912e-11 | 1.7482e-10 | -3.2855e-10 | -6.7869e-11 | -1.51e-10 | 2.8669e-10 | 3.47e-10 | -2.7812e-10 | -1.2149e-11 | -3.0919e-10 | 2.4357e-10 | 8.8137e-12 | 0 | 0 | 0 | 0 | 0 | 0 | 0.94819 | 0.95 | 0.94937 | 0.94819 | 0.95 | 0.94937 | -0.096531 | -119.9962 | 119.9685 | -0.096531 | -119.9962 | 119.9685
Line2_1_4 | 0 | 0 | 0 | 0 | 0 | 0 | 0 | 0 | 0 | 0 | 0 | 0 | 2.1478e-11 | 4.3706e-11 | -8.2138e-11 | -3.4345e-12 | -1.9882e-11 | 4.0271e-11 | 8.675e-11 | -6.953e-11 | -3.0373e-12 | -4.8938e-11 | 3.4984e-11 | -2.9826e-13 | 0 | 0 | 0 | 0 | 0 | 0 | 0.94819 | 0.95 | 0.94937 | 0.94819 | 0.95 | 0.94937 | -0.096531 | -119.9962 | 119.9685 | -0.096531 | -119.9962 | 119.9685
Line3_1_5 | 0 | 0 | 0 | 0 | 0 | 0 | 0 | 0 | 0 | 0 | 0 | 0 | 2.1478e-11 | 4.3706e-11 | -8.2138e-11 | -3.4345e-12 | -1.9882e-11 | 4.0271e-11 | 8.675e-11 | -6.953e-11 | -3.0373e-12 | -4.8938e-11 | 3.4984e-11 | -2.9826e-13 | 0 | 0 | 0 | 0 | 0 | 0 | 0.94819 | 0.95 | 0.94937 | 0.94819 | 0.95 | 0.94937 | -0.096531 | -119.9962 | 119.9685 | -0.096531 | -119.9962 | 119.9685
Line4_2_6 | 0.030461 | 0 | 0 | 0.030461 | 0 | 0 | 0.0070346 | 0 | 0 | 0.0070346 | 0 | 0 | 0.0046986 | 7.5414e-10 | -9.0325e-10 | -0.0046838 | -6.6809e-10 | 7.9762e-10 | 0.0047011 | -6.0599e-10 | -3.4886e-10 | -0.0046857 | 5.3346e-10 | 3.0986e-10 | 0 | 0 | 0 | 134.8847 | 0 | 0 | 0.94634 | 0.95 | 0.94757 | 0.94449 | 0.95 | 0.94576 | -0.10024 | -119.9647 | 119.9364 | -0.10397 | -119.9332 | 119.9042
Line5_6_7 | 0.030461 | 0 | 0 | 0.030461 | 0 | 0 | 0.0070346 | 0 | 0 | 0.0070346 | 0 | 0 | 0.0046838 | 6.7224e-10 | -7.9637e-10 | -0.004669 | -5.4462e-10 | 6.4829e-10 | 0.0046857 | -5.2961e-10 | -3.1539e-10 | -0.0046702 | 4.3231e-10 | 2.5317e-10 | 0 | 0 | 0 | 134.8847 | 0 | 0 | 0.94449 | 0.95 | 0.94576 | 0.94265 | 0.95 | 0.94396 | -0.10397 | -119.9332 | 119.9042 | -0.10773 | -119.9016 | 119.872
Line6_7_8 | 0.030461 | 0 | 0 | 0.030461 | 0 | 0 | 0.0070346 | 0 | 0 | 0.0070346 | 0 | 0 | 0.004669 | 5.4986e-10 | -6.4603e-10 | -0.0046541 | -3.8069e-10 | 4.5551e-10 | 0.0046702 | -4.2664e-10 | -2.6056e-10 | -0.0046547 | 3.0467e-10 | 1.7521e-10 | 0 | 0 | 0 | 134.8847 | 0 | 0 | 0.94265 | 0.95 | 0.94396 | 0.9408 | 0.95 | 0.94216 | -0.10773 | -119.9016 | 119.872 | -0.11151 | -119.87 | 119.8397
Line7_8_9 | 0 | 0 | 0 | 0 | 0 | 0 | 0 | 0 | 0 | 0 | 0 | 0 | -2.7314e-11 | 1.8367e-10 | -2.1498e-10 | 4.9021e-11 | 6.3232e-12 | 3.2841e-12 | 2.3473e-10 | -1.4146e-10 | -8.7326e-11 | -6.3438e-12 | 7.4934e-12 | -9.2479e-12 | 0 | 0 | 0 | 0 | 0 | 0 | 0.9408 | 0.95 | 0.94216 | 0.9408 | 0.95 | 0.94216 | -0.11151 | -119.87 | 119.8397 | -0.11151 | -119.87 | 119.8397
Line8_8_10 | 0.030461 | 0 | 0 | 0.030461 | 0 | 0 | 0.0070346 | 0 | 0 | 0.0070346 | 0 | 0 | 0.0046541 | 2.0334e-10 | -2.3724e-10 | -0.0046393 | 7.4045e-12 | 4.2978e-12 | 0.0046547 | -1.5572e-10 | -9.7134e-11 | -0.0046393 | 9.3121e-12 | -1.1106e-11 | -45.1153 | 0 | 0 | 134.8847 | 0 | 0 | 0.9408 | 0.95 | 0.94216 | 0.93896 | 0.95 | 0.94036 | -0.11151 | -119.87 | 119.8397 | -0.11532 | -119.8384 | 119.8075
Line9_3_11 | 0 | 0 | 0 | 0 | 0 | 0 | 0 | 0 | 0 | 0 | 0 | 0 | 7.5173e-11 | 1.5297e-10 | -2.8748e-10 | -5.713e-11 | -1.2915e-10 | 2.4562e-10 | 3.0363e-10 | -2.4336e-10 | -1.0631e-11 | -2.6581e-10 | 2.0881e-10 | 7.2951e-12 | 0 | 0 | 0 | 0 | 0 | 0 | 0.94819 | 0.95 | 0.94937 | 0.94819 | 0.95 | 0.94937 | -0.096531 | -119.9962 | 119.9685 | -0.096531 | -119.9962 | 119.9685

## LG_min_fault_10
name | pf_ikss_a_from_ka | pf_ikss_b_from_ka | pf_ikss_c_from_ka | pf_ikss_a_to_ka | pf_ikss_b_to_ka | pf_ikss_c_to_ka | pf_skss_a_from_mw | pf_skss_b_from_mw | pf_skss_c_from_mw | pf_skss_a_to_mw | pf_skss_b_to_mw | pf_skss_c_to_mw | pf_p_a_from_mw | pf_p_b_from_mw | pf_p_c_from_mw | pf_p_a_to_mw | pf_p_b_to_mw | pf_p_c_to_mw | pf_q_a_from_mvar | pf_q_b_from_mvar | pf_q_c_from_mvar | pf_q_a_to_mvar | pf_q_b_to_mvar | pf_q_c_to_mvar | pf_ikss_a_from_degree | pf_ikss_b_from_degree | pf_ikss_c_from_degree | pf_ikss_a_to_degree | pf_ikss_b_to_degree | pf_ikss_c_to_degree | pf_vm_a_from_pu | pf_vm_b_from_pu | pf_vm_c_from_pu | pf_vm_a_to_pu | pf_vm_b_to_pu | pf_vm_c_to_pu | pf_va_a_from_degree | pf_va_b_from_degree | pf_va_c_from_degree | pf_va_a_to_degree | pf_va_b_to_degree | pf_va_c_to_degree
Line0_1_2 | 0.028857 | 0 | 0 | 0.028857 | 0 | 0 | 0.0066643 | 0 | 0 | 0.0066643 | 0 | 0 | 0.0042304 | 7.1404e-10 | -8.6759e-10 | -0.0042171 | -6.741e-10 | 8.1088e-10 | 0.0042332 | -5.8848e-10 | -3.2387e-10 | -0.0042193 | 5.4571e-10 | 3.098e-10 | 0 | 0 | 0 | 134.8847 | 0 | 0 | 0.89828 | 0.9 | 0.89941 | 0.89653 | 0.9 | 0.8977 | -0.096531 | -119.9962 | 119.9685 | -0.10024 | -119.9647 | 119.9364
Line10_11_12 | 0 | 0 | 0 | 0 | 0 | 0 | 0 | 0 | 0 | 0 | 0 | 0 | 5.783e-11 | 1.1768e-10 | -2.2116e-10 | -4.1636e-11 | -9.6297e-11 | 1.8358e-10 | 2.3358e-10 | -1.8721e-10 | -8.178e-12 | -1.9964e-10 | 1.5621e-10 | 5.1844e-12 | 0 | 0 | 0 | 0 | 0 | 0 | 0.89828 | 0.9 | 0.89941 | 0.89828 | 0.9 | 0.89941 | -0.096531 | -119.9962 | 119.9685 | -0.096531 | -119.9962 | 119.9685
Line11_12_13 | 0 | 0 | 0 | 0 | 0 | 0 | 0 | 0 | 0 | 0 | 0 | 0 | 4.8192e-11 | 9.8066e-11 | -1.843e-10 | -3.1998e-11 | -7.6684e-11 | 1.4672e-10 | 1.9465e-10 | -1.5601e-10 | -6.815e-12 | -1.6071e-10 | 1.25e-10 | 3.8214e-12 | 0 | 0 | 0 | 0 | 0 | 0 | 0.89828 | 0.9 | 0.89941 | 0.89828 | 0.9 | 0.89941 | -0.096531 | -119.9962 | 119.9685 | -0.096531 | -119.9962 | 119.9685
Line12_13_15 | 0 | 0 | 0 | 0 | 0 | 0 | 0 | 0 | 0 | 0 | 0 | 0 | 2.8915e-11 | 5.8839e-11 | -1.1058e-10 | -1.2721e-11 | -3.7458e-11 | 7.3004e-11 | 1.1679e-10 | -9.3606e-11 | -4.089e-12 | -8.2852e-11 | 6.26e-11 | 1.0953e-12 | 0 | 0 | 0 | 0 | 0 | 0 | 0.89828 | 0.9 | 0.89941 | 0.89828 | 0.9 | 0.89941 | -0.096531 | -119.9962 | 119.9685 | -0.096531 | -119.9962 | 119.9685
Line13_13_14 | 0 | 0 | 0 | 0 | 0 | 0 | 0 | 0 | 0 | 0 | 0 | 0 | 9.6384e-12 | 1.9613e-11 | -3.686e-11 | 6.5559e-12 | 1.7687e-12 | -7.1611e-13 | 3.8929e-11 | -3.1202e-11 | -1.363e-12 | -4.9927e-12 | 1.9609e-13 | -1.6307e-12 | 0 | 0 | 0 | 0 | 0 | 0 | 0.89828 | 0.9 | 0.89941 | 0.89828 | 0.9 | 0.89941 | -0.096531 | -119.9962 | 119.9685 | -0.096531 | -119.9962 | 119.9685
Line14_15_16 | 0 | 0 | 0 | 0 | 0 | 0 | 0 | 0 | 0 | 0 | 0 | 0 | 1.9277e-11 | 3.9226e-11 | -7.372e-11 | -3.0825e-12 | -1.7844e-11 | 3.6144e-11 | 7.7859e-11 | -6.2404e-11 | -2.726e-12 | -4.3922e-11 | 3.1398e-11 | -2.6767e-13 | 0 | 0 | 0 | 0 | 0 | 0 | 0.89828 | 0.9 | 0.89941 | 0.89828 | 0.9 | 0.89941 | -0.096531 | -119.9962 | 119.9685 | -0.096531 | -119.9962 | 119.9685
Line15_16_17 | 0 | 0 | 0 | 0 | 0 | 0 | 0 | 0 | 0 | 0 | 0 | 0 | 9.6384e-12 | 1.9613e-11 | -3.686e-11 | 6.5559e-12 | 1.7687e-12 | -7.1611e-13 | 3.8929e-11 | -3.1202e-11 | -1.363e-12 | -4.9927e-12 | 1.9609e-13 | -1.6307e-12 | 0 | 0 | 0 | 0 | 0 | 0 | 0.89828 | 0.9 | 0.89941 | 0.89828 | 0.9 | 0.89941 | -0.096531 | -119.9962 | 119.9685 | -0.096531 | -119.9962 | 119.9685
Line16_4_18 | 0 | 0 | 0 | 0 | 0 | 0 | 0 | 0 | 0 | 0 | 0 | 0 | 9.6384e-12 | 1.9613e-11 | -3.686e-11 | 6.5559e-12 | 1.7687e-12 | -7.1611e-13 | 3.8929e-11 | -3.1202e-11 | -1.363e-12 | -4.9927e-12 | 1.9609e-13 | -1.6307e-12 | 0 | 0 | 0 | 0 | 0 | 0 | 0.89828 | 0.9 | 0.89941 | 0.89828 | 0.9 | 0.89941 | -0.096531 | -119.9962 | 119.9685 | -0.096531 | -119.9962 | 119.9685
Line17_5_19 | 0 | 0 | 0 | 0 | 0 | 0 | 0 | 0 | 0 | 0 | 0 | 0 | 9.6384e-12 | 1.9613e-11 | -3.686e-11 | 6.5559e-12 | 1.7687e-12 | -7.1611e-13 | 3.8929e-11 | -3.1202e-11 | -1.363e-12 | -4.9927e-12 | 1.9609e-13 | -1.6307e-12 | 0 | 0 | 0 | 0 | 0 | 0 | 0.89828 | 0.9 | 0.89941 | 0.89828 | 0.9 | 0.89941 | -0.096531 | -119.9962 | 119.9685 | -0.096531 | -119.9962 | 119.9685
Line1_1_3 | 0 | 0 | 0 | 0 | 0 | 0 | 0 | 0 | 0 | 0 | 0 | 0 | 7.7107e-11 | 1.5691e-10 | -2.9488e-10 | -6.0913e-11 | -1.3552e-10 | 2.573e-10 | 3.1144e-10 | -2.4962e-10 | -1.0904e-11 | -2.775e-10 | 2.1861e-10 | 7.9104e-12 | 0 | 0 | 0 | 0 | 0 | 0 | 0.89828 | 0.9 | 0.89941 | 0.89828 | 0.9 | 0.89941 | -0.096531 | -119.9962 | 119.9685 | -0.096531 | -119.9962 | 119.9685
Line2_1_4 | 0 | 0 | 0 | 0 | 0 | 0 | 0 | 0 | 0 | 0 | 0 | 0 | 1.9277e-11 | 3.9226e-11 | -7.372e-11 | -3.0825e-12 | -1.7844e-11 | 3.6144e-11 | 7.7859e-11 | -6.2404e-11 | -2.726e-12 | -4.3922e-11 | 3.1398e-11 | -2.6769e-13 | 0 | 0 | 0 | 0 | 0 | 0 | 0.89828 | 0.9 | 0.89941 | 0.89828 | 0.9 | 0.89941 | -0.096531 | -119.9962 | 119.9685 | -0.096531 | -119.9962 | 119.9685
Line3_1_5 | 0 | 0 | 0 | 0 | 0 | 0 | 0 | 0 | 0 | 0 | 0 | 0 | 1.9277e-11 | 3.9226e-11 | -7.372e-11 | -3.0825e-12 | -1.7844e-11 | 3.6144e-11 | 7.7859e-11 | -6.2404e-11 | -2.726e-12 | -4.3922e-11 | 3.1398e-11 | -2.6769e-13 | 0 | 0 | 0 | 0 | 0 | 0 | 0.89828 | 0.9 | 0.89941 | 0.89828 | 0.9 | 0.89941 | -0.096531 | -119.9962 | 119.9685 | -0.096531 | -119.9962 | 119.9685
Line4_2_6 | 0.028857 | 0 | 0 | 0.028857 | 0 | 0 | 0.0066643 | 0 | 0 | 0.0066643 | 0 | 0 | 0.0042171 | 6.7685e-10 | -8.1067e-10 | -0.0042037 | -5.9961e-10 | 7.1587e-10 | 0.0042193 | -5.4388e-10 | -3.131e-10 | -0.0042054 | 4.7879e-10 | 2.781e-10 | 0 | 0 | 0 | 134.8847 | 0 | 0 | 0.89653 | 0.9 | 0.8977 | 0.89478 | 0.9 | 0.89599 | -0.10024 | -119.9647 | 119.9364 | -0.10397 | -119.9332 | 119.9042
Line5_6_7 | 0.028857 | 0 | 0 | 0.028857 | 0 | 0 | 0.0066643 | 0 | 0 | 0.0066643 | 0 | 0 | 0.0042037 | 6.0334e-10 | -7.1475e-10 | -0.0041904 | -4.888e-10 | 5.8185e-10 | 0.0042054 | -4.7533e-10 | -2.8307e-10 | -0.0041915 | 3.88e-10 | 2.2722e-10 | 0 | 0 | 0 | 134.8847 | 0 | 0 | 0.89478 | 0.9 | 0.89599 | 0.89303 | 0.9 | 0.89428 | -0.10397 | -119.9332 | 119.9042 | -0.10773 | -119.9016 | 119.872
Line6_7_8 | 0.028857 | 0 | 0 | 0.028857 | 0 | 0 | 0.0066643 | 0 | 0 | 0.0066643 | 0 | 0 | 0.0041904 | 4.9351e-10 | -5.7981e-10 | -0.0041771 | -3.4167e-10 | 4.0882e-10 | 0.0041915 | -3.8291e-10 | -2.3386e-10 | -0.0041776 | 2.7344e-10 | 1.5725e-10 | 0 | 0 | 0 | 134.8847 | 0 | 0 | 0.89303 | 0.9 | 0.89428 | 0.89129 | 0.9 | 0.89257 | -0.10773 | -119.9016 | 119.872 | -0.11151 | -119.87 | 119.8397
Line7_8_9 | 0 | 0 | 0 | 0 | 0 | 0 | 0 | 0 | 0 | 0 | 0 | 0 | -2.4514e-11 | 1.6484e-10 | -1.9295e-10 | 4.3997e-11 | 5.6751e-12 | 2.9475e-12 | 2.1067e-10 | -1.2696e-10 | -7.8375e-11 | -5.6936e-12 | 6.7253e-12 | -8.3001e-12 | 0 | 0 | 0 | 0 | 0 | 0 | 0.89129 | 0.9 | 0.89257 | 0.89129 | 0.9 | 0.89257 | -0.11151 | -119.87 | 119.8397 | -0.11151 | -119.87 | 119.8397
Line8_8_10 | 0.028857 | 0 | 0 | 0.028857 | 0 | 0 | 0.0066643 | 0 | 0 | 0.0066643 | 0 | 0 | 0.0041771 | 1.825e-10 | -2.1292e-10 | -0.0041638 | 6.6456e-12 | 3.8573e-12 | 0.0041776 | -1.3976e-10 | -8.7178e-11 | -0.0041638 | 8.3577e-12 | -9.9675e-12 | -45.1153 | 0 | 0 | 134.8847 | 0 | 0 | 0.89129 | 0.9 | 0.89257 | 0.88954 | 0.9 | 0.89086 | -0.11151 | -119.87 | 119.8397 | -0.11532 | -119.8384 | 119.8075
Line9_3_11 | 0 | 0 | 0 | 0 | 0 | 0 | 0 | 0 | 0 | 0 | 0 | 0 | 6.7469e-11 | 1.3729e-10 | -2.5802e-10 | -5.1274e-11 | -1.1591e-10 | 2.2044e-10 | 2.7251e-10 | -2.1841e-10 | -9.541e-12 | -2.3857e-10 | 1.8741e-10 | 6.5474e-12 | 0 | 0 | 0 | 0 | 0 | 0 | 0.89828 | 0.9 | 0.89941 | 0.89828 | 0.9 | 0.89941 | -0.096531 | -119.9962 | 119.9685 | -0.096531 | -119.9962 | 119.9685

## LLG_max_6
name | pf_ikss_a_from_ka | pf_ikss_b_from_ka | pf_ikss_c_from_ka | pf_ikss_a_to_ka | pf_ikss_b_to_ka | pf_ikss_c_to_ka | pf_skss_a_from_mw | pf_skss_b_from_mw | pf_skss_c_from_mw | pf_skss_a_to_mw | pf_skss_b_to_mw | pf_skss_c_to_mw | pf_p_a_from_mw | pf_p_b_from_mw | pf_p_c_from_mw | pf_p_a_to_mw | pf_p_b_to_mw | pf_p_c_to_mw | pf_q_a_from_mvar | pf_q_b_from_mvar | pf_q_c_from_mvar | pf_q_a_to_mvar | pf_q_b_to_mvar | pf_q_c_to_mvar | pf_ikss_a_from_degree | pf_ikss_b_from_degree | pf_ikss_c_from_degree | pf_ikss_a_to_degree | pf_ikss_b_to_degree | pf_ikss_c_to_degree | pf_vm_a_from_pu | pf_vm_b_from_pu | pf_vm_c_from_pu | pf_vm_a_to_pu | pf_vm_b_to_pu | pf_vm_c_to_pu | pf_va_a_from_degree | pf_va_b_from_degree | pf_va_c_from_degree | pf_va_a_to_degree | pf_va_b_to_degree | pf_va_c_to_degree
Line0_1_2 | 0 | 2.0967 | 2.0519 | 0 | 2.0967 | 2.0519 | 0 | 0.4842 | 0.47386 | 0 | 0.4842 | 0.47386 | -5.4101e-09 | 0.11749 | 0.25161 | 4.7579e-09 | -0.093994 | -0.20129 | -8.3263e-08 | 0.4123 | 0.32589 | 7.4254e-08 | -0.32984 | -0.26071 | 0 | 0 | 0 | 0 | -17.3931 | -115.8191 | 0.95651 | 0.87799 | 0.93055 | 0.84774 | 0.70239 | 0.82572 | -1.5036 | -123.2988 | 116.5109 | -1.4606 | -123.2988 | 116.5109
Line10_11_12 | 0 | 0 | 0 | 0 | 0 | 0 | 0 | 0 | 0 | 0 | 0 | 0 | -3.3472e-09 | -1.9039e-08 | 1.4896e-08 | 2.9381e-09 | 1.6394e-08 | -1.1842e-08 | -2.2193e-08 | 1.3546e-08 | 8.5759e-09 | 1.8392e-08 | -1.1484e-08 | -7.3501e-09 | 0 | 0 | 0 | 0 | 0 | 0 | 0.95651 | 0.87799 | 0.93055 | 0.95651 | 0.87799 | 0.93055 | -1.5036 | -123.2988 | 116.5109 | -1.5036 | -123.2988 | 116.5109
Line11_12_13 | 0 | 0 | 0 | 0 | 0 | 0 | 0 | 0 | 0 | 0 | 0 | 0 | -2.7894e-09 | -1.5866e-08 | 1.2413e-08 | 2.3803e-09 | 1.3221e-08 | -9.3597e-09 | -1.8494e-08 | 1.1288e-08 | 7.1466e-09 | 1.4693e-08 | -9.2267e-09 | -5.9208e-09 | 0 | 0 | 0 | 0 | 0 | 0 | 0.95651 | 0.87799 | 0.93055 | 0.95651 | 0.87799 | 0.93055 | -1.5036 | -123.2988 | 116.5109 | -1.5036 | -123.2988 | 116.5109
Line12_13_15 | 0 | 0 | 0 | 0 | 0 | 0 | 0 | 0 | 0 | 0 | 0 | 0 | -1.6736e-09 | -9.5194e-09 | 7.4479e-09 | 1.2645e-09 | 6.875e-09 | -4.3944e-09 | -1.1096e-08 | 6.7729e-09 | 4.2879e-09 | 7.2956e-09 | -4.7114e-09 | -3.0622e-09 | 0 | 0 | 0 | 0 | 0 | 0 | 0.95651 | 0.87799 | 0.93055 | 0.95651 | 0.87799 | 0.93055 | -1.5036 | -123.2988 | 116.5109 | -1.5036 | -123.2988 | 116.5109
Line13_13_14 | 0 | 0 | 0 | 0 | 0 | 0 | 0 | 0 | 0 | 0 | 0 | 0 | -5.5787e-10 | -3.1731e-09 | 2.4826e-09 | 1.4879e-10 | 5.287e-10 | 5.7088e-10 | -3.6988e-09 | 2.2576e-09 | 1.4293e-09 | -1.0198e-10 | -1.9615e-10 | -2.0358e-10 | 0 | 0 | 0 | 0 | 0 | 0 | 0.95651 | 0.87799 | 0.93055 | 0.95651 | 0.87799 | 0.93055 | -1.5036 | -123.2988 | 116.5109 | -1.5036 | -123.2988 | 116.5109
Line14_15_16 | 0 | 0 | 0 | 0 | 0 | 0 | 0 | 0 | 0 | 0 | 0 | 0 | -1.1157e-09 | -6.3463e-09 | 4.9653e-09 | 7.0666e-10 | 3.7018e-09 | -1.9118e-09 | -7.3976e-09 | 4.5153e-09 | 2.8586e-09 | 3.5968e-09 | -2.4538e-09 | -1.6329e-09 | 0 | 0 | 0 | 0 | 0 | 0 | 0.95651 | 0.87799 | 0.93055 | 0.95651 | 0.87799 | 0.93055 | -1.5036 | -123.2988 | 116.5109 | -1.5036 | -123.2988 | 116.5109
Line15_16_17 | 0 | 0 | 0 | 0 | 0 | 0 | 0 | 0 | 0 | 0 | 0 | 0 | -5.5787e-10 | -3.1731e-09 | 2.4826e-09 | 1.4879e-10 | 5.287e-10 | 5.7088e-10 | -3.6988e-09 | 2.2576e-09 | 1.4293e-09 | -1.0198e-10 | -1.9615e-10 | -2.0358e-10 | 0 | 0 | 0 | 0 | 0 | 0 | 0.95651 | 0.87799 | 0.93055 | 0.95651 | 0.87799 | 0.93055 | -1.5036 | -123.2988 | 116.5109 | -1.5036 | -123.2988 | 116.5109
Line16_4_18 | 0 | 0 | 0 | 0 | 0 | 0 | 0 | 0 | 0 | 0 | 0 | 0 | -5.5787e-10 | -3.1731e-09 | 2.4826e-09 | 1.4879e-10 | 5.287e-10 | 5.7088e-10 | -3.6988e-09 | 2.2576e-09 | 1.4293e-09 | -1.0198e-10 | -1.9615e-10 | -2.0358e-10 | 0 | 0 | 0 | 0 | 0 | 0 | 0.95651 | 0.87799 | 0.93055 | 0.95651 | 0.87799 | 0.93055 | -1.5036 | -123.2988 | 116.5109 | -1.5036 | -123.2988 | 116.5109
Line17_5_19 | 0 | 0 | 0 | 0 | 0 | 0 | 0 | 0 | 0 | 0 | 0 | 0 | -5.5787e-10 | -3.1731e-09 | 2.4826e-09 | 1.4879e-10 | 5.287e-10 | 5.7088e-10 | -3.6988e-09 | 2.2576e-09 | 1.4293e-09 | -1.0198e-10 | -1.9615e-10 | -2.0358e-10 | 0 | 0 | 0 | 0 | 0 | 0 | 0.95651 | 0.87799 | 0.93055 | 0.95651 | 0.87799 | 0.93055 | -1.5036 | -123.2988 | 116.5109 | -1.5036 | -123.2988 | 116.5109
Line1_1_3 | 0 | 0 | 0 | 0 | 0 | 0 | 0 | 0 | 0 | 0 | 0 | 0 | -4.463e-09 | -2.5385e-08 | 1.9861e-08 | 4.0539e-09 | 2.2741e-08 | -1.6808e-08 | -2.959e-08 | 1.8061e-08 | 1.1434e-08 | 2.579e-08 | -1.6e-08 | -1.0209e-08 | 0 | 0 | 0 | 0 | 0 | 0 | 0.95651 | 0.87799 | 0.93055 | 0.95651 | 0.87799 | 0.93055 | -1.5036 | -123.2988 | 116.5109 | -1.5036 | -123.2988 | 116.5109
Line2_1_4 | 0 | 0 | 0 | 0 | 0 | 0 | 0 | 0 | 0 | 0 | 0 | 0 | -1.1157e-09 | -6.3463e-09 | 4.9653e-09 | 7.0666e-10 | 3.7018e-09 | -1.9118e-09 | -7.3976e-09 | 4.5153e-09 | 2.8586e-09 | 3.5968e-09 | -2.4538e-09 | -1.6329e-09 | 0 | 0 | 0 | 0 | 0 | 0 | 0.95651 | 0.87799 | 0.93055 | 0.95651 | 0.87799 | 0.93055 | -1.5036 | -123.2988 | 116.5109 | -1.5036 | -123.2988 | 116.5109
Line3_1_5 | 0 | 0 | 0 | 0 | 0 | 0 | 0 | 0 | 0 | 0 | 0 | 0 | -1.1157e-09 | -6.3463e-09 | 4.9653e-09 | 7.0666e-10 | 3.7018e-09 | -1.9118e-09 | -7.3976e-09 | 4.5153e-09 | 2.8586e-09 | 3.5968e-09 | -2.4538e-09 | -1.6329e-09 | 0 | 0 | 0 | 0 | 0 | 0 | 0.95651 | 0.87799 | 0.93055 | 0.95651 | 0.87799 | 0.93055 | -1.5036 | -123.2988 | 116.5109 | -1.5036 | -123.2988 | 116.5109
Line4_2_6 | 0 | 2.0967 | 2.0519 | 0 | 2.0967 | 2.0519 | 0 | 0.4842 | 0.47386 | 0 | 0.4842 | 0.47386 | -4.4606e-09 | 0.093994 | 0.20129 | 3.9241e-09 | -0.070496 | -0.15096 | -7.4349e-08 | 0.32984 | 0.26071 | 6.2447e-08 | -0.24738 | -0.19554 | 0 | 0 | 0 | 0 | -17.3931 | -115.8191 | 0.84774 | 0.70239 | 0.82572 | 0.74155 | 0.52679 | 0.72388 | -1.4606 | -123.2988 | 116.5109 | -1.4134 | -123.2988 | 116.5109
Line5_6_7 | 0 | 2.0967 | 2.0519 | 0 | 2.0967 | 2.0519 | 0 | 0.4842 | 0.47386 | 0 | 0.4842 | 0.47386 | -3.4924e-09 | 0.070496 | 0.15096 | 3.0786e-09 | -0.046997 | -0.10064 | -6.2535e-08 | 0.24738 | 0.19554 | 4.8221e-08 | -0.16492 | -0.13036 | 0 | 0 | 0 | 0 | -17.393 | -115.8191 | 0.74155 | 0.52679 | 0.72388 | 0.63923 | 0.35119 | 0.6265 | -1.4134 | -123.2988 | 116.5109 | -1.3616 | -123.2988 | 116.5109
Line6_7_8 | 0 | 2.0967 | 2.0519 | 0 | 2.0967 | 2.0519 | 0 | 0.4842 | 0.47386 | 0 | 0.4842 | 0.47386 | -2.5264e-09 | 0.046997 | 0.10064 | 2.2423e-09 | -0.023499 | -0.050321 | -4.8301e-08 | 0.16492 | 0.13036 | 3.2055e-08 | -0.082461 | -0.065179 | 0 | 0 | 0 | 0 | -17.393 | -115.8191 | 0.63923 | 0.35119 | 0.6265 | 0.54295 | 0.1756 | 0.53602 | -1.3616 | -123.2988 | 116.5109 | -1.3043 | -123.2988 | 116.5109
Line7_8_9 | 0 | 0 | 0 | 0 | 0 | 0 | 0 | 0 | 0 | 0 | 0 | 0 | -7.4033e-10 | -3.3228e-09 | 2.2819e-09 | 6.5851e-10 | 5.6566e-10 | 5.5706e-10 | -1.5299e-08 | 1.7822e-09 | 1.5192e-09 | -7.3135e-11 | -3.923e-11 | -4.0716e-11 | 0 | 0 | 0 | 0 | 0 | 0 | 0.54295 | 0.1756 | 0.53602 | 0.54295 | 0.1756 | 0.53602 | -1.3043 | -123.2988 | 116.5109 | -1.3043 | -123.2988 | 116.5109
Line8_8_10 | 0 | 2.0967 | 2.0519 | 0 | 2.0967 | 2.0519 | 0 | 0.4842 | 0.47386 | 0 | 0.4842 | 0.47386 | -8.4345e-10 | 0.023499 | 0.050321 | 7.5087e-10 | 1.7253e-14 | 6.7021e-15 | -1.683e-08 | 0.082461 | 0.065179 | -6.5925e-11 | 1.3798e-14 | 1.236e-14 | 0 | 162.607 | 64.1809 | 0 | -17.393 | -115.8191 | 0.54295 | 0.1756 | 0.53602 | 0.45657 | 0 | 0.45657 | -1.3043 | -123.2988 | 116.5109 | -1.2407 | 0 | 0
Line9_3_11 | 0 | 0 | 0 | 0 | 0 | 0 | 0 | 0 | 0 | 0 | 0 | 0 | -3.9051e-09 | -2.2212e-08 | 1.7379e-08 | 3.496e-09 | 1.9568e-08 | -1.4325e-08 | -2.5892e-08 | 1.5803e-08 | 1.0005e-08 | 2.2091e-08 | -1.3742e-08 | -8.7795e-09 | 0 | 0 | 0 | 0 | 0 | 0 | 0.95651 | 0.87799 | 0.93055 | 0.95651 | 0.87799 | 0.93055 | -1.5036 | -123.2988 | 116.5109 | -1.5036 | -123.2988 | 116.5109

## LLG_max_10
name | pf_ikss_a_from_ka | pf_ikss_b_from_ka | pf_ikss_c_from_ka | pf_ikss_a_to_ka | pf_ikss_b_to_ka | pf_ikss_c_to_ka | pf_skss_a_from_mw | pf_skss_b_from_mw | pf_skss_c_from_mw | pf_skss_a_to_mw | pf_skss_b_to_mw | pf_skss_c_to_mw | pf_p_a_from_mw | pf_p_b_from_mw | pf_p_c_from_mw | pf_p_a_to_mw | pf_p_b_to_mw | pf_p_c_to_mw | pf_q_a_from_mvar | pf_q_b_from_mvar | pf_q_c_from_mvar | pf_q_a_to_mvar | pf_q_b_to_mvar | pf_q_c_to_mvar | pf_ikss_a_from_degree | pf_ikss_b_from_degree | pf_ikss_c_from_degree | pf_ikss_a_to_degree | pf_ikss_b_to_degree | pf_ikss_c_to_degree | pf_vm_a_from_pu | pf_vm_b_from_pu | pf_vm_c_from_pu | pf_vm_a_to_pu | pf_vm_b_to_pu | pf_vm_c_to_pu | pf_va_a_from_degree | pf_va_b_from_degree | pf_va_c_from_degree | pf_va_a_to_degree | pf_va_b_to_degree | pf_va_c_to_degree
Line0_1_2 | 0 | 2.1802 | 2.1318 | 0 | 2.1802 | 2.1318 | 0 | 0.5035 | 0.49233 | 0 | 0.5035 | 0.49233 | -5.9915e-09 | 0.12711 | 0.27167 | 5.2604e-09 | -0.10169 | -0.21734 | -9.167e-08 | 0.44579 | 0.35178 | 8.1662e-08 | -0.35663 | -0.28142 | 0 | 0 | 0 | 0 | -17.5136 | -115.9471 | 0.99814 | 0.91265 | 0.97004 | 0.88509 | 0.73012 | 0.86124 | -1.5606 | -123.4284 | 116.3744 | -1.5161 | -123.4284 | 116.3744
Line10_11_12 | 0 | 0 | 0 | 0 | 0 | 0 | 0 | 0 | 0 | 0 | 0 | 0 | -3.7942e-09 | -2.1548e-08 | 1.6861e-08 | 3.3312e-09 | 1.8556e-08 | -1.3405e-08 | -2.5278e-08 | 1.5347e-08 | 9.6874e-09 | 2.0949e-08 | -1.3011e-08 | -8.3031e-09 | 0 | 0 | 0 | 0 | 0 | 0 | 0.99814 | 0.91265 | 0.97004 | 0.99814 | 0.91265 | 0.97004 | -1.5606 | -123.4284 | 116.3744 | -1.5606 | -123.4284 | 116.3744
Line11_12_13 | 0 | 0 | 0 | 0 | 0 | 0 | 0 | 0 | 0 | 0 | 0 | 0 | -3.1618e-09 | -1.7957e-08 | 1.4051e-08 | 2.6989e-09 | 1.4964e-08 | -1.0595e-08 | -2.1065e-08 | 1.2789e-08 | 8.0729e-09 | 1.6736e-08 | -1.0453e-08 | -6.6886e-09 | 0 | 0 | 0 | 0 | 0 | 0 | 0.99814 | 0.91265 | 0.97004 | 0.99814 | 0.91265 | 0.97004 | -1.5606 | -123.4284 | 116.3744 | -1.5606 | -123.4284 | 116.3744
Line12_13_15 | 0 | 0 | 0 | 0 | 0 | 0 | 0 | 0 | 0 | 0 | 0 | 0 | -1.8971e-09 | -1.0774e-08 | 8.4304e-09 | 1.4341e-09 | 7.7816e-09 | -4.9747e-09 | -1.2639e-08 | 7.6736e-09 | 4.8437e-09 | 8.31e-09 | -5.3378e-09 | -3.4594e-09 | 0 | 0 | 0 | 0 | 0 | 0 | 0.99814 | 0.91265 | 0.97004 | 0.99814 | 0.91265 | 0.97004 | -1.5606 | -123.4284 | 116.3744 | -1.5606 | -123.4284 | 116.3744
Line13_13_14 | 0 | 0 | 0 | 0 | 0 | 0 | 0 | 0 | 0 | 0 | 0 | 0 | -6.3236e-10 | -3.5914e-09 | 2.8101e-09 | 1.6941e-10 | 5.9873e-10 | 6.4551e-10 | -4.213e-09 | 2.5579e-09 | 1.6146e-09 | -1.1598e-10 | -2.2206e-10 | -2.3026e-10 | 0 | 0 | 0 | 0 | 0 | 0 | 0.99814 | 0.91265 | 0.97004 | 0.99814 | 0.91265 | 0.97004 | -1.5606 | -123.4284 | 116.3744 | -1.5606 | -123.4284 | 116.3744
Line14_15_16 | 0 | 0 | 0 | 0 | 0 | 0 | 0 | 0 | 0 | 0 | 0 | 0 | -1.2647e-09 | -7.1828e-09 | 5.6203e-09 | 8.0177e-10 | 4.1901e-09 | -2.1646e-09 | -8.426e-09 | 5.1157e-09 | 3.2291e-09 | 4.097e-09 | -2.7799e-09 | -1.8448e-09 | 0 | 0 | 0 | 0 | 0 | 0 | 0.99814 | 0.91265 | 0.97004 | 0.99814 | 0.91265 | 0.97004 | -1.5606 | -123.4284 | 116.3744 | -1.5606 | -123.4284 | 116.3744
Line15_16_17 | 0 | 0 | 0 | 0 | 0 | 0 | 0 | 0 | 0 | 0 | 0 | 0 | -6.3236e-10 | -3.5914e-09 | 2.8101e-09 | 1.6941e-10 | 5.9873e-10 | 6.4551e-10 | -4.213e-09 | 2.5579e-09 | 1.6146e-09 | -1.1598e-10 | -2.2206e-10 | -2.3026e-10 | 0 | 0 | 0 | 0 | 0 | 0 | 0.99814 | 0.91265 | 0.97004 | 0.99814 | 0.91265 | 0.97004 | -1.5606 | -123.4284 | 116.3744 | -1.5606 | -123.4284 | 116.3744
Line16_4_18 | 0 | 0 | 0 | 0 | 0 | 0 | 0 | 0 | 0 | 0 | 0 | 0 | -6.3236e-10 | -3.5914e-09 | 2.8101e-09 | 1.6941e-10 | 5.9873e-10 | 6.4551e-10 | -4.213e-09 | 2.5579e-09 | 1.6146e-09 | -1.1598e-10 | -2.2206e-10 | -2.3026e-10 | 0 | 0 | 0 | 0 | 0 | 0 | 0.99814 | 0.91265 | 0.97004 | 0.99814 | 0.91265 | 0.97004 | -1.5606 | -123.4284 | 116.3744 | -1.5606 | -123.4284 | 116.3744
Line17_5_19 | 0 | 0 | 0 | 0 | 0 | 0 | 0 | 0 | 0 | 0 | 0 | 0 | -6.3236e-10 | -3.5914e-09 | 2.8101e-09 | 1.6941e-10 | 5.9873e-10 | 6.4551e-10 | -4.213e-09 | 2.5579e-09 | 1.6146e-09 | -1.1598e-10 | -2.2206e-10 | -2.3026e-10 | 0 | 0 | 0 | 0 | 0 | 0 | 0.99814 | 0.91265 | 0.97004 | 0.99814 | 0.91265 | 0.97004 | -1.5606 | -123.4284 | 116.3744 | -1.5606 | -123.4284 | 116.3744
Line1_1_3 | 0 | 0 | 0 | 0 | 0 | 0 | 0 | 0 | 0 | 0 | 0 | 0 | -5.0589e-09 | -2.8731e-08 | 2.2481e-08 | 4.5959e-09 | 2.5739e-08 | -1.9025e-08 | -3.3704e-08 | 2.0463e-08 | 1.2917e-08 | 2.9375e-08 | -1.8127e-08 | -1.1532e-08 | 0 | 0 | 0 | 0 | 0 | 0 | 0.99814 | 0.91265 | 0.97004 | 0.99814 | 0.91265 | 0.97004 | -1.5606 | -123.4284 | 116.3744 | -1.5606 | -123.4284 | 116.3744
Line2_1_4 | 0 | 0 | 0 | 0 | 0 | 0 | 0 | 0 | 0 | 0 | 0 | 0 | -1.2647e-09 | -7.1828e-09 | 5.6203e-09 | 8.0177e-10 | 4.1901e-09 | -2.1646e-09 | -8.426e-09 | 5.1157e-09 | 3.2291e-09 | 4.097e-09 | -2.7799e-09 | -1.8448e-09 | 0 | 0 | 0 | 0 | 0 | 0 | 0.99814 | 0.91265 | 0.97004 | 0.99814 | 0.91265 | 0.97004 | -1.5606 | -123.4284 | 116.3744 | -1.5606 | -123.4284 | 116.3744
Line3_1_5 | 0 | 0 | 0 | 0 | 0 | 0 | 0 | 0 | 0 | 0 | 0 | 0 | -1.2647e-09 | -7.1828e-09 | 5.6203e-09 | 8.0177e-10 | 4.1901e-09 | -2.1646e-09 | -8.426e-09 | 5.1157e-09 | 3.2291e-09 | 4.097e-09 | -2.7799e-09 | -1.8448e-09 | 0 | 0 | 0 | 0 | 0 | 0 | 0.99814 | 0.91265 | 0.97004 | 0.99814 | 0.91265 | 0.97004 | -1.5606 | -123.4284 | 116.3744 | -1.5606 | -123.4284 | 116.3744
Line4_2_6 | 0 | 2.1802 | 2.1318 | 0 | 2.1802 | 2.1318 | 0 | 0.5035 | 0.49233 | 0 | 0.5035 | 0.49233 | -4.9298e-09 | 0.10169 | 0.21734 | 4.3291e-09 | -0.076267 | -0.163 | -8.1769e-08 | 0.35663 | 0.28142 | 6.8627e-08 | -0.26748 | -0.21107 | 0 | 0 | 0 | 0 | -17.5136 | -115.9471 | 0.88509 | 0.73012 | 0.86124 | 0.77472 | 0.54759 | 0.75559 | -1.5161 | -123.4284 | 116.3744 | -1.4674 | -123.4284 | 116.3744
Line5_6_7 | 0 | 2.1802 | 2.1318 | 0 | 2.1802 | 2.1318 | 0 | 0.5035 | 0.49233 | 0 | 0.5035 | 0.49233 | -3.8525e-09 | 0.076267 | 0.163 | 3.39e-09 | -0.050845 | -0.10867 | -6.8727e-08 | 0.26748 | 0.21107 | 5.297e-08 | -0.17832 | -0.14071 | 0 | 0 | 0 | 0 | -17.5136 | -115.9471 | 0.77472 | 0.54759 | 0.75559 | 0.66836 | 0.36506 | 0.65459 | -1.4674 | -123.4284 | 116.3744 | -1.4139 | -123.4284 | 116.3744
Line6_7_8 | 0 | 2.1802 | 2.1318 | 0 | 2.1802 | 2.1318 | 0 | 0.5035 | 0.49233 | 0 | 0.5035 | 0.49233 | -2.7825e-09 | 0.050845 | 0.10867 | 2.4657e-09 | -0.025422 | -0.054335 | -5.3061e-08 | 0.17832 | 0.14071 | 3.5209e-08 | -0.089159 | -0.070356 | 0 | 0 | 0 | 0 | -17.5136 | -115.9471 | 0.66836 | 0.36506 | 0.65459 | 0.56826 | 0.18253 | 0.56077 | -1.4139 | -123.4284 | 116.3744 | -1.3548 | -123.4284 | 116.3744
Line7_8_9 | 0 | 0 | 0 | 0 | 0 | 0 | 0 | 0 | 0 | 0 | 0 | 0 | -8.1577e-10 | -3.6229e-09 | 2.4912e-09 | 7.2318e-10 | 6.1703e-10 | 6.0726e-10 | -1.6813e-08 | 1.9511e-09 | 1.6532e-09 | -8.3348e-11 | -4.4413e-11 | -4.6052e-11 | 0 | 0 | 0 | 0 | 0 | 0 | 0.56826 | 0.18253 | 0.56077 | 0.56826 | 0.18253 | 0.56077 | -1.3548 | -123.4284 | 116.3744 | -1.3548 | -123.4284 | 116.3744
Line8_8_10 | 0 | 2.1802 | 2.1318 | 0 | 2.1802 | 2.1318 | 0 | 0.5035 | 0.49233 | 0 | 0.5035 | 0.49233 | -9.267e-10 | 0.025422 | 0.054335 | 8.2374e-10 | 5.2435e-14 | 2.1969e-14 | -1.848e-08 | 0.089159 | 0.070356 | -7.5191e-11 | -2.982e-14 | -3.9277e-14 | 0 | 162.4864 | 64.0529 | 0 | -17.5136 | -115.9471 | 0.56826 | 0.18253 | 0.56077 | 0.47839 | 0 | 0.47839 | -1.3548 | -123.4284 | 116.3744 | -1.2892 | 0 | 0
Line9_3_11 | 0 | 0 | 0 | 0 | 0 | 0 | 0 | 0 | 0 | 0 | 0 | 0 | -4.4265e-09 | -2.514e-08 | 1.9671e-08 | 3.9636e-09 | 2.2147e-08 | -1.6215e-08 | -2.9491e-08 | 1.7905e-08 | 1.1302e-08 | 2.5162e-08 | -1.5569e-08 | -9.9177e-09 | 0 | 0 | 0 | 0 | 0 | 0 | 0.99814 | 0.91265 | 0.97004 | 0.99814 | 0.91265 | 0.97004 | -1.5606 | -123.4284 | 116.3744 | -1.5606 | -123.4284 | 116.3744

## LLG_max_fault_6
name | pf_ikss_a_from_ka | pf_ikss_b_from_ka | pf_ikss_c_from_ka | pf_ikss_a_to_ka | pf_ikss_b_to_ka | pf_ikss_c_to_ka | pf_skss_a_from_mw | pf_skss_b_from_mw | pf_skss_c_from_mw | pf_skss_a_to_mw | pf_skss_b_to_mw | pf_skss_c_to_mw | pf_p_a_from_mw | pf_p_b_from_mw | pf_p_c_from_mw | pf_p_a_to_mw | pf_p_b_to_mw | pf_p_c_to_mw | pf_q_a_from_mvar | pf_q_b_from_mvar | pf_q_c_from_mvar | pf_q_a_to_mvar | pf_q_b_to_mvar | pf_q_c_to_mvar | pf_ikss_a_from_degree | pf_ikss_b_from_degree | pf_ikss_c_from_degree | pf_ikss_a_to_degree | pf_ikss_b_to_degree | pf_ikss_c_to_degree | pf_vm_a_from_pu | pf_vm_b_from_pu | pf_vm_c_from_pu | pf_vm_a_to_pu | pf_vm_b_to_pu | pf_vm_c_to_pu | pf_va_a_from_degree | pf_va_b_from_degree | pf_va_c_from_degree | pf_va_a_to_degree | pf_va_b_to_degree | pf_va_c_to_degree
Line0_1_2 | 0 | 0.033787 | 0.033712 | 0 | 0.033787 | 0.033712 | 0 | 0.0078027 | 0.0077855 | 0 | 0.0078027 | 0.0077855 | -4.2174e-10 | 0.0057435 | 0.0057511 | 3.9294e-10 | -0.0057363 | -0.0057374 | -9.9964e-10 | 0.0058205 | 0.0057784 | 9.3133e-10 | -0.0057979 | -0.0057592 | 0 | 0 | 0 | 0 | 14.4957 | -105.2248 | 1.0493 | 1.0474 | 1.0481 | 1.0481 | 1.0443 | 1.0462 | -0.026761 | -120.1227 | 119.911 | -0.036093 | -120.1983 | 119.8842
Line10_11_12 | 0 | 0 | 0 | 0 | 0 | 0 | 0 | 0 | 0 | 0 | 0 | 0 | -1.3581e-10 | -2.1546e-10 | 2.3101e-10 | 1.1457e-10 | 1.8728e-10 | -1.8158e-10 | -2.5831e-10 | 2.9696e-10 | 6.1615e-11 | 2.1337e-10 | -2.5611e-10 | -5.7606e-11 | 0 | 0 | 0 | 0 | 0 | 0 | 1.0493 | 1.0474 | 1.0481 | 1.0493 | 1.0474 | 1.0481 | -0.026761 | -120.1227 | 119.911 | -0.026761 | -120.1227 | 119.911
Line11_12_13 | 0 | 0 | 0 | 0 | 0 | 0 | 0 | 0 | 0 | 0 | 0 | 0 | -1.1318e-10 | -1.7955e-10 | 1.9251e-10 | 9.1934e-11 | 1.5137e-10 | -1.4308e-10 | -2.1526e-10 | 2.4746e-10 | 5.1346e-11 | 1.7032e-10 | -2.0661e-10 | -4.7336e-11 | 0 | 0 | 0 | 0 | 0 | 0 | 1.0493 | 1.0474 | 1.0481 | 1.0493 | 1.0474 | 1.0481 | -0.026761 | -120.1227 | 119.911 | -0.026761 | -120.1227 | 119.911
Line12_13_15 | 0 | 0 | 0 | 0 | 0 | 0 | 0 | 0 | 0 | 0 | 0 | 0 | -6.7906e-11 | -1.0773e-10 | 1.155e-10 | 4.6663e-11 | 7.9546e-11 | -6.6078e-11 | -1.2916e-10 | 1.4848e-10 | 3.0808e-11 | 8.4217e-11 | -1.0763e-10 | -2.6798e-11 | 0 | 0 | 0 | 0 | 0 | 0 | 1.0493 | 1.0474 | 1.0481 | 1.0493 | 1.0474 | 1.0481 | -0.026761 | -120.1227 | 119.911 | -0.026761 | -120.1227 | 119.911
Line13_13_14 | 0 | 0 | 0 | 0 | 0 | 0 | 0 | 0 | 0 | 0 | 0 | 0 | -2.2635e-11 | -3.591e-11 | 3.8502e-11 | 1.3924e-12 | 7.7257e-12 | 1.0926e-11 | -4.3052e-11 | 4.9493e-11 | 1.0269e-11 | -1.8875e-12 | -8.6432e-12 | -6.2596e-12 | 0 | 0 | 0 | 0 | 0 | 0 | 1.0493 | 1.0474 | 1.0481 | 1.0493 | 1.0474 | 1.0481 | -0.026761 | -120.1227 | 119.911 | -0.026761 | -120.1227 | 119.911
Line14_15_16 | 0 | 0 | 0 | 0 | 0 | 0 | 0 | 0 | 0 | 0 | 0 | 0 | -4.5271e-11 | -7.182e-11 | 7.7003e-11 | 2.4028e-11 | 4.3636e-11 | -2.7576e-11 | -8.6104e-11 | 9.8986e-11 | 2.0538e-11 | 4.1165e-11 | -5.8136e-11 | -1.6529e-11 | 0 | 0 | 0 | 0 | 0 | 0 | 1.0493 | 1.0474 | 1.0481 | 1.0493 | 1.0474 | 1.0481 | -0.026761 | -120.1227 | 119.911 | -0.026761 | -120.1227 | 119.911
Line15_16_17 | 0 | 0 | 0 | 0 | 0 | 0 | 0 | 0 | 0 | 0 | 0 | 0 | -2.2635e-11 | -3.591e-11 | 3.8502e-11 | 1.3924e-12 | 7.7257e-12 | 1.0926e-11 | -4.3052e-11 | 4.9493e-11 | 1.0269e-11 | -1.8875e-12 | -8.6432e-12 | -6.2596e-12 | 0 | 0 | 0 | 0 | 0 | 0 | 1.0493 | 1.0474 | 1.0481 | 1.0493 | 1.0474 | 1.0481 | -0.026761 | -120.1227 | 119.911 | -0.026761 | -120.1227 | 119.911
Line16_4_18 | 0 | 0 | 0 | 0 | 0 | 0 | 0 | 0 | 0 | 0 | 0 | 0 | -2.2635e-11 | -3.591e-11 | 3.8502e-11 | 1.3924e-12 | 7.7257e-12 | 1.0926e-11 | -4.3052e-11 | 4.9493e-11 | 1.0269e-11 | -1.8875e-12 | -8.6432e-12 | -6.2596e-12 | 0 | 0 | 0 | 0 | 0 | 0 | 1.0493 | 1.0474 | 1.0481 | 1.0493 | 1.0474 | 1.0481 | -0.026761 | -120.1227 | 119.911 | -0.026761 | -120.1227 | 119.911
Line17_5_19 | 0 | 0 | 0 | 0 | 0 | 0 | 0 | 0 | 0 | 0 | 0 | 0 | -2.2635e-11 | -3.591e-11 | 3.8502e-11 | 1.3924e-12 | 7.7257e-12 | 1.0926e-11 | -4.3052e-11 | 4.9493e-11 | 1.0269e-11 | -1.8875e-12 | -8.6432e-12 | -6.2596e-12 | 0 | 0 | 0 | 0 | 0 | 0 | 1.0493 | 1.0474 | 1.0481 | 1.0493 | 1.0474 | 1.0481 | -0.026761 | -120.1227 | 119.911 | -0.026761 | -120.1227 | 119.911
Line1_1_3 | 0 | 0 | 0 | 0 | 0 | 0 | 0 | 0 | 0 | 0 | 0 | 0 | -1.8108e-10 | -2.8728e-10 | 3.0801e-10 | 1.5984e-10 | 2.591e-10 | -2.5859e-10 | -3.4442e-10 | 3.9594e-10 | 8.2154e-11 | 2.9948e-10 | -3.5509e-10 | -7.8144e-11 | 0 | 0 | 0 | 0 | 0 | 0 | 1.0493 | 1.0474 | 1.0481 | 1.0493 | 1.0474 | 1.0481 | -0.026761 | -120.1227 | 119.911 | -0.026761 | -120.1227 | 119.911
Line2_1_4 | 0 | 0 | 0 | 0 | 0 | 0 | 0 | 0 | 0 | 0 | 0 | 0 | -4.5271e-11 | -7.182e-11 | 7.7003e-11 | 2.4028e-11 | 4.3636e-11 | -2.7576e-11 | -8.6104e-11 | 9.8986e-11 | 2.0538e-11 | 4.1165e-11 | -5.8136e-11 | -1.6529e-11 | 0 | 0 | 0 | 0 | 0 | 0 | 1.0493 | 1.0474 | 1.0481 | 1.0493 | 1.0474 | 1.0481 | -0.026761 | -120.1227 | 119.911 | -0.026761 | -120.1227 | 119.911
Line3_1_5 | 0 | 0 | 0 | 0 | 0 | 0 | 0 | 0 | 0 | 0 | 0 | 0 | -4.5271e-11 | -7.182e-11 | 7.7003e-11 | 2.4028e-11 | 4.3636e-11 | -2.7576e-11 | -8.6104e-11 | 9.8986e-11 | 2.0538e-11 | 4.1165e-11 | -5.8136e-11 | -1.6529e-11 | 0 | 0 | 0 | 0 | 0 | 0 | 1.0493 | 1.0474 | 1.0481 | 1.0493 | 1.0474 | 1.0481 | -0.026761 | -120.1227 | 119.911 | -0.026761 | -120.1227 | 119.911
Line4_2_6 | 0 | 0.033787 | 0.033712 | 0 | 0.033787 | 0.033712 | 0 | 0.0078027 | 0.0077855 | 0 | 0.0078027 | 0.0077855 | -3.8955e-10 | 0.0057363 | 0.0057374 | 3.4573e-10 | -0.0057292 | -0.0057236 | -9.3387e-10 | 0.0057979 | 0.0057592 | 8.2e-10 | -0.0057754 | -0.00574 | 0 | 0 | 0 | 0 | 14.4958 | -105.2248 | 1.0481 | 1.0443 | 1.0462 | 1.0468 | 1.0412 | 1.0444 | -0.036093 | -120.1983 | 119.8842 | -0.045435 | -120.2742 | 119.8572
Line5_6_7 | 0 | 0.033787 | 0.033712 | 0 | 0.033787 | 0.033712 | 0 | 0.0078027 | 0.0077855 | 0 | 0.0078027 | 0.0077855 | -3.4035e-10 | 0.0057292 | 0.0057236 | 2.8151e-10 | -0.005722 | -0.0057099 | -8.2321e-10 | 0.0057754 | 0.00574 | 6.6385e-10 | -0.0057528 | -0.0057209 | 0 | 0 | 0 | 0 | 14.4958 | -105.2248 | 1.0468 | 1.0412 | 1.0444 | 1.0455 | 1.0381 | 1.0425 | -0.045435 | -120.2742 | 119.8572 | -0.054786 | -120.3505 | 119.83
Line6_7_8 | 0 | 0.033787 | 0.033712 | 0 | 0.033787 | 0.033712 | 0 | 0.0078027 | 0.0077855 | 0 | 0.0078027 | 0.0077855 | -2.7414e-10 | 0.005722 | 0.0057099 | 2.0029e-10 | -0.0057148 | -0.0056962 | -6.6771e-10 | 0.0057528 | 0.0057209 | 4.6295e-10 | -0.0057302 | -0.0057017 | 0 | 0 | 0 | 0 | 14.4958 | -105.2248 | 1.0455 | 1.0381 | 1.0425 | 1.0443 | 1.035 | 1.0407 | -0.054786 | -120.3505 | 119.83 | -0.064146 | -120.4271 | 119.8027
Line7_8_9 | 0 | 0 | 0 | 0 | 0 | 0 | 0 | 0 | 0 | 0 | 0 | 0 | -9.0704e-11 | -2.0197e-10 | 1.7857e-10 | 9.3692e-12 | 4.8591e-11 | 5.614e-11 | -2.2266e-10 | 2.1295e-10 | 5.5822e-11 | -4.5153e-12 | -2.977e-11 | -1.3724e-11 | 0 | 0 | 0 | 0 | 0 | 0 | 1.0443 | 1.035 | 1.0407 | 1.0443 | 1.035 | 1.0407 | -0.064146 | -120.4271 | 119.8027 | -0.064146 | -120.4271 | 119.8027
Line8_8_10 | 0 | 0.033787 | 0.033712 | 0 | 0.033787 | 0.033712 | 0 | 0.0078027 | 0.0077855 | 0 | 0.0078027 | 0.0077855 | -1.0021e-10 | 0.0057148 | 0.0056962 | 1.1358e-11 | -0.0057077 | -0.0056825 | -2.448e-10 | 0.0057302 | 0.0057017 | -5.1723e-12 | -0.0057077 | -0.0056825 | 0 | -165.5042 | 74.7752 | 0 | 14.4958 | -105.2248 | 1.0443 | 1.035 | 1.0407 | 1.043 | 1.0319 | 1.0388 | -0.064146 | -120.4271 | 119.8027 | -0.073515 | -120.5042 | 119.7752
Line9_3_11 | 0 | 0 | 0 | 0 | 0 | 0 | 0 | 0 | 0 | 0 | 0 | 0 | -1.5845e-10 | -2.5137e-10 | 2.6951e-10 | 1.372e-10 | 2.2319e-10 | -2.2008e-10 | -3.0136e-10 | 3.4645e-10 | 7.1885e-11 | 2.5642e-10 | -3.056e-10 | -6.7875e-11 | 0 | 0 | 0 | 0 | 0 | 0 | 1.0493 | 1.0474 | 1.0481 | 1.0493 | 1.0474 | 1.0481 | -0.026761 | -120.1227 | 119.911 | -0.026761 | -120.1227 | 119.911

## LLG_max_fault_10
name | pf_ikss_a_from_ka | pf_ikss_b_from_ka | pf_ikss_c_from_ka | pf_ikss_a_to_ka | pf_ikss_b_to_ka | pf_ikss_c_to_ka | pf_skss_a_from_mw | pf_skss_b_from_mw | pf_skss_c_from_mw | pf_skss_a_to_mw | pf_skss_b_to_mw | pf_skss_c_to_mw | pf_p_a_from_mw | pf_p_b_from_mw | pf_p_c_from_mw | pf_p_a_to_mw | pf_p_b_to_mw | pf_p_c_to_mw | pf_q_a_from_mvar | pf_q_b_from_mvar | pf_q_c_from_mvar | pf_q_a_to_mvar | pf_q_b_to_mvar | pf_q_c_to_mvar | pf_ikss_a_from_degree | pf_ikss_b_from_degree | pf_ikss_c_from_degree | pf_ikss_a_to_degree | pf_ikss_b_to_degree | pf_ikss_c_to_degree | pf_vm_a_from_pu | pf_vm_b_from_pu | pf_vm_c_from_pu | pf_vm_a_to_pu | pf_vm_b_to_pu | pf_vm_c_to_pu | pf_va_a_from_degree | pf_va_b_from_degree | pf_va_c_from_degree | pf_va_a_to_degree | pf_va_b_to_degree | pf_va_c_to_degree
Line0_1_2 | 0 | 0.035392 | 0.035313 | 0 | 0.035392 | 0.035313 | 0 | 0.0081735 | 0.0081552 | 0 | 0.0081735 | 0.0081552 | -4.6986e-10 | 0.0063023 | 0.0063102 | 4.3715e-10 | -0.0062945 | -0.0062952 | -1.1105e-09 | 0.0063868 | 0.0063402 | 1.0332e-09 | -0.0063621 | -0.0063192 | 0 | 0 | 0 | 0 | 14.49 | -105.229 | 1.0993 | 1.0971 | 1.0979 | 1.0979 | 1.0939 | 1.0959 | -0.028018 | -120.1285 | 119.9068 | -0.037349 | -120.204 | 119.88
Line10_11_12 | 0 | 0 | 0 | 0 | 0 | 0 | 0 | 0 | 0 | 0 | 0 | 0 | -1.5612e-10 | -2.4766e-10 | 2.6558e-10 | 1.317e-10 | 2.1526e-10 | -2.0876e-10 | -2.9698e-10 | 3.4136e-10 | 7.081e-11 | 2.4532e-10 | -2.944e-10 | -6.6202e-11 | 0 | 0 | 0 | 0 | 0 | 0 | 1.0993 | 1.0971 | 1.0979 | 1.0993 | 1.0971 | 1.0979 | -0.028018 | -120.1285 | 119.9068 | -0.028018 | -120.1285 | 119.9068
Line11_12_13 | 0 | 0 | 0 | 0 | 0 | 0 | 0 | 0 | 0 | 0 | 0 | 0 | -1.301e-10 | -2.0638e-10 | 2.2132e-10 | 1.0568e-10 | 1.7398e-10 | -1.645e-10 | -2.4748e-10 | 2.8446e-10 | 5.9009e-11 | 1.9582e-10 | -2.375e-10 | -5.44e-11 | 0 | 0 | 0 | 0 | 0 | 0 | 1.0993 | 1.0971 | 1.0979 | 1.0993 | 1.0971 | 1.0979 | -0.028018 | -120.1285 | 119.9068 | -0.028018 | -120.1285 | 119.9068
Line12_13_15 | 0 | 0 | 0 | 0 | 0 | 0 | 0 | 0 | 0 | 0 | 0 | 0 | -7.8059e-11 | -1.2383e-10 | 1.3279e-10 | 5.3639e-11 | 9.1432e-11 | -7.5972e-11 | -1.4849e-10 | 1.7068e-10 | 3.5405e-11 | 9.6825e-11 | -1.2372e-10 | -3.0797e-11 | 0 | 0 | 0 | 0 | 0 | 0 | 1.0993 | 1.0971 | 1.0979 | 1.0993 | 1.0971 | 1.0979 | -0.028018 | -120.1285 | 119.9068 | -0.028018 | -120.1285 | 119.9068
Line13_13_14 | 0 | 0 | 0 | 0 | 0 | 0 | 0 | 0 | 0 | 0 | 0 | 0 | -2.602e-11 | -4.1276e-11 | 4.4263e-11 | 1.5995e-12 | 8.8787e-12 | 1.2555e-11 | -4.9497e-11 | 5.6893e-11 | 1.1802e-11 | -2.1688e-12 | -9.9319e-12 | -7.1936e-12 | 0 | 0 | 0 | 0 | 0 | 0 | 1.0993 | 1.0971 | 1.0979 | 1.0993 | 1.0971 | 1.0979 | -0.028018 | -120.1285 | 119.9068 | -0.028018 | -120.1285 | 119.9068
Line14_15_16 | 0 | 0 | 0 | 0 | 0 | 0 | 0 | 0 | 0 | 0 | 0 | 0 | -5.2039e-11 | -8.2553e-11 | 8.8527e-11 | 2.7619e-11 | 5.0155e-11 | -3.1709e-11 | -9.8994e-11 | 1.1379e-10 | 2.3603e-11 | 4.7328e-11 | -6.6825e-11 | -1.8995e-11 | 0 | 0 | 0 | 0 | 0 | 0 | 1.0993 | 1.0971 | 1.0979 | 1.0993 | 1.0971 | 1.0979 | -0.028018 | -120.1285 | 119.9068 | -0.028018 | -120.1285 | 119.9068
Line15_16_17 | 0 | 0 | 0 | 0 | 0 | 0 | 0 | 0 | 0 | 0 | 0 | 0 | -2.602e-11 | -4.1276e-11 | 4.4263e-11 | 1.5995e-12 | 8.8787e-12 | 1.2555e-11 | -4.9497e-11 | 5.6893e-11 | 1.1802e-11 | -2.1688e-12 | -9.9319e-12 | -7.1936e-12 | 0 | 0 | 0 | 0 | 0 | 0 | 1.0993 | 1.0971 | 1.0979 | 1.0993 | 1.0971 | 1.0979 | -0.028018 | -120.1285 | 119.9068 | -0.028018 | -120.1285 | 119.9068
Line16_4_18 | 0 | 0 | 0 | 0 | 0 | 0 | 0 | 0 | 0 | 0 | 0 | 0 | -2.602e-11 | -4.1276e-11 | 4.4263e-11 | 1.5995e-12 | 8.8787e-12 | 1.2555e-11 | -4.9497e-11 | 5.6893e-11 | 1.1802e-11 | -2.1688e-12 | -9.9319e-12 | -7.1936e-12 | 0 | 0 | 0 | 0 | 0 | 0 | 1.0993 | 1.0971 | 1.0979 | 1.0993 | 1.0971 | 1.0979 | -0.028018 | -120.1285 | 119.9068 | -0.028018 | -120.1285 | 119.9068
Line17_5_19 | 0 | 0 | 0 | 0 | 0 | 0 | 0 | 0 | 0 | 0 | 0 | 0 | -2.602e-11 | -4.1276e-11 | 4.4263e-11 | 1.5995e-12 | 8.8787e-12 | 1.2555e-11 | -4.9497e-11 | 5.6893e-11 | 1.1802e-11 | -2.1688e-12 | -9.9319e-12 | -7.1936e-12 | 0 | 0 | 0 | 0 | 0 | 0 | 1.0993 | 1.0971 | 1.0979 | 1.0993 | 1.0971 | 1.0979 | -0.028018 | -120.1285 | 119.9068 | -0.028018 | -120.1285 | 119.9068
Line1_1_3 | 0 | 0 | 0 | 0 | 0 | 0 | 0 | 0 | 0 | 0 | 0 | 0 | -2.0816e-10 | -3.3021e-10 | 3.5411e-10 | 1.8374e-10 | 2.9781e-10 | -2.9729e-10 | -3.9597e-10 | 4.5514e-10 | 9.4414e-11 | 3.4431e-10 | -4.0818e-10 | -8.9806e-11 | 0 | 0 | 0 | 0 | 0 | 0 | 1.0993 | 1.0971 | 1.0979 | 1.0993 | 1.0971 | 1.0979 | -0.028018 | -120.1285 | 119.9068 | -0.028018 | -120.1285 | 119.9068
Line2_1_4 | 0 | 0 | 0 | 0 | 0 | 0 | 0 | 0 | 0 | 0 | 0 | 0 | -5.2039e-11 | -8.2553e-11 | 8.8526e-11 | 2.7619e-11 | 5.0155e-11 | -3.1709e-11 | -9.8993e-11 | 1.1379e-10 | 2.3603e-11 | 4.7328e-11 | -6.6825e-11 | -1.8995e-11 | 0 | 0 | 0 | 0 | 0 | 0 | 1.0993 | 1.0971 | 1.0979 | 1.0993 | 1.0971 | 1.0979 | -0.028018 | -120.1285 | 119.9068 | -0.028018 | -120.1285 | 119.9068
Line3_1_5 | 0 | 0 | 0 | 0 | 0 | 0 | 0 | 0 | 0 | 0 | 0 | 0 | -5.2039e-11 | -8.2553e-11 | 8.8526e-11 | 2.7619e-11 | 5.0155e-11 | -3.1709e-11 | -9.8993e-11 | 1.1379e-10 | 2.3603e-11 | 4.7328e-11 | -6.6825e-11 | -1.8995e-11 | 0 | 0 | 0 | 0 | 0 | 0 | 1.0993 | 1.0971 | 1.0979 | 1.0993 | 1.0971 | 1.0979 | -0.028018 | -120.1285 | 119.9068 | -0.028018 | -120.1285 | 119.9068
Line4_2_6 | 0 | 0.035392 | 0.035313 | 0 | 0.035392 | 0.035313 | 0 | 0.0081735 | 0.0081552 | 0 | 0.0081735 | 0.0081552 | -4.3336e-10 | 0.0062945 | 0.0062952 | 3.8417e-10 | -0.0062866 | -0.0062801 | -1.0361e-09 | 0.0063621 | 0.0063192 | 9.0878e-10 | -0.0063373 | -0.0062981 | 0 | 0 | 0 | 0 | 14.49 | -105.229 | 1.0979 | 1.0939 | 1.0959 | 1.0966 | 1.0906 | 1.094 | -0.037349 | -120.204 | 119.88 | -0.046689 | -120.2799 | 119.853
Line5_6_7 | 0 | 0.035392 | 0.035313 | 0 | 0.035392 | 0.035313 | 0 | 0.0081735 | 0.0081552 | 0 | 0.0081735 | 0.0081552 | -3.7819e-10 | 0.0062866 | 0.0062801 | 3.1252e-10 | -0.0062788 | -0.0062651 | -9.1239e-10 | 0.0063373 | 0.0062981 | 7.3516e-10 | -0.0063126 | -0.0062771 | 0 | 0 | 0 | 0 | 14.49 | -105.229 | 1.0966 | 1.0906 | 1.094 | 1.0953 | 1.0874 | 1.0921 | -0.046689 | -120.2799 | 119.853 | -0.056038 | -120.3562 | 119.8258
Line6_7_8 | 0 | 0.035392 | 0.035313 | 0 | 0.035392 | 0.035313 | 0 | 0.0081735 | 0.0081552 | 0 | 0.0081735 | 0.0081552 | -3.0435e-10 | 0.0062788 | 0.0062651 | 2.2221e-10 | -0.0062709 | -0.00625 | -7.3949e-10 | 0.0063126 | 0.0062771 | 5.1244e-10 | -0.0062878 | -0.006256 | 0 | 0 | 0 | 0 | 14.49 | -105.229 | 1.0953 | 1.0874 | 1.0921 | 1.094 | 1.0842 | 1.0902 | -0.056038 | -120.3562 | 119.8258 | -0.065397 | -120.4329 | 119.7985
Line7_8_9 | 0 | 0 | 0 | 0 | 0 | 0 | 0 | 0 | 0 | 0 | 0 | 0 | -1.0071e-10 | -2.2345e-10 | 1.9794e-10 | 1.0353e-11 | 5.3714e-11 | 6.2158e-11 | -2.466e-10 | 2.3625e-10 | 6.1771e-11 | -5.0521e-12 | -3.3111e-11 | -1.5381e-11 | 0 | 0 | 0 | 0 | 0 | 0 | 1.094 | 1.0842 | 1.0902 | 1.094 | 1.0842 | 1.0902 | -0.065397 | -120.4329 | 119.7985 | -0.065397 | -120.4329 | 119.7985
Line8_8_10 | 0 | 0.035392 | 0.035313 | 0 | 0.035392 | 0.035313 | 0 | 0.0081735 | 0.0081552 | 0 | 0.0081735 | 0.0081552 | -1.1114e-10 | 0.0062709 | 0.00625 | 1.2535e-11 | -0.0062631 | -0.006235 | -2.7089e-10 | 0.0062878 | 0.006256 | -5.7729e-12 | -0.0062631 | -0.006235 | 0 | -165.51 | 74.771 | 0 | 14.49 | -105.229 | 1.094 | 1.0842 | 1.0902 | 1.0927 | 1.0809 | 1.0882 | -0.065397 | -120.4329 | 119.7985 | -0.074765 | -120.51 | 119.771
Line9_3_11 | 0 | 0 | 0 | 0 | 0 | 0 | 0 | 0 | 0 | 0 | 0 | 0 | -1.8214e-10 | -2.8893e-10 | 3.0984e-10 | 1.5772e-10 | 2.5654e-10 | -2.5303e-10 | -3.4648e-10 | 3.9825e-10 | 8.2612e-11 | 2.9481e-10 | -3.5129e-10 | -7.8004e-11 | 0 | 0 | 0 | 0 | 0 | 0 | 1.0993 | 1.0971 | 1.0979 | 1.0993 | 1.0971 | 1.0979 | -0.028018 | -120.1285 | 119.9068 | -0.028018 | -120.1285 | 119.9068

## LLG_min_6
name | pf_ikss_a_from_ka | pf_ikss_b_from_ka | pf_ikss_c_from_ka | pf_ikss_a_to_ka | pf_ikss_b_to_ka | pf_ikss_c_to_ka | pf_skss_a_from_mw | pf_skss_b_from_mw | pf_skss_c_from_mw | pf_skss_a_to_mw | pf_skss_b_to_mw | pf_skss_c_to_mw | pf_p_a_from_mw | pf_p_b_from_mw | pf_p_c_from_mw | pf_p_a_to_mw | pf_p_b_to_mw | pf_p_c_to_mw | pf_q_a_from_mvar | pf_q_b_from_mvar | pf_q_c_from_mvar | pf_q_a_to_mvar | pf_q_b_to_mvar | pf_q_c_to_mvar | pf_ikss_a_from_degree | pf_ikss_b_from_degree | pf_ikss_c_from_degree | pf_ikss_a_to_degree | pf_ikss_b_to_degree | pf_ikss_c_to_degree | pf_vm_a_from_pu | pf_vm_b_from_pu | pf_vm_c_from_pu | pf_vm_a_to_pu | pf_vm_b_to_pu | pf_vm_c_to_pu | pf_va_a_from_degree | pf_va_b_from_degree | pf_va_c_from_degree | pf_va_a_to_degree | pf_va_b_to_degree | pf_va_c_to_degree
Line0_1_2 | 0 | 1.5975 | 1.5699 | 0 | 1.5975 | 1.5699 | 0 | 0.36892 | 0.36255 | 0 | 0.36892 | 0.36255 | -6.7594e-09 | 0.16889 | 0.24454 | 5.4205e-09 | -0.13511 | -0.19563 | -6.7697e-08 | 0.25863 | 0.17202 | 6.0703e-08 | -0.2069 | -0.13762 | 0 | 0 | 0 | 0 | -1.9336 | -100.61 | 0.89557 | 0.83268 | 0.85842 | 0.79184 | 0.66614 | 0.75932 | -1.7801 | -125.0782 | 114.5144 | -1.652 | -125.0782 | 114.5144
Line10_11_12 | 0 | 0 | 0 | 0 | 0 | 0 | 0 | 0 | 0 | 0 | 0 | 0 | -6.6272e-09 | -1.0655e-08 | 1.2574e-08 | 5.607e-09 | 9.2141e-09 | -1.0112e-08 | -1.4847e-08 | 1.3861e-08 | 2.8559e-09 | 1.2272e-08 | -1.1809e-08 | -2.6545e-09 | 0 | 0 | 0 | 0 | 0 | 0 | 0.89557 | 0.83268 | 0.85842 | 0.89557 | 0.83268 | 0.85842 | -1.7801 | -125.0782 | 114.5144 | -1.7801 | -125.0782 | 114.5144
Line11_12_13 | 0 | 0 | 0 | 0 | 0 | 0 | 0 | 0 | 0 | 0 | 0 | 0 | -5.5227e-09 | -8.8794e-09 | 1.0478e-08 | 4.5025e-09 | 7.4382e-09 | -8.0168e-09 | -1.2372e-08 | 1.155e-08 | 2.3799e-09 | 9.7977e-09 | -9.4985e-09 | -2.1785e-09 | 0 | 0 | 0 | 0 | 0 | 0 | 0.89557 | 0.83268 | 0.85842 | 0.89557 | 0.83268 | 0.85842 | -1.7801 | -125.0782 | 114.5144 | -1.7801 | -125.0782 | 114.5144
Line12_13_15 | 0 | 0 | 0 | 0 | 0 | 0 | 0 | 0 | 0 | 0 | 0 | 0 | -3.3136e-09 | -5.3277e-09 | 6.287e-09 | 2.2934e-09 | 3.8864e-09 | -3.8255e-09 | -7.4233e-09 | 6.9303e-09 | 1.4279e-09 | 4.8488e-09 | -4.8783e-09 | -1.2266e-09 | 0 | 0 | 0 | 0 | 0 | 0 | 0.89557 | 0.83268 | 0.85842 | 0.89557 | 0.83268 | 0.85842 | -1.7801 | -125.0782 | 114.5144 | -1.7801 | -125.0782 | 114.5144
Line13_13_14 | 0 | 0 | 0 | 0 | 0 | 0 | 0 | 0 | 0 | 0 | 0 | 0 | -1.1045e-09 | -1.7759e-09 | 2.0957e-09 | 8.431e-11 | 3.3461e-10 | 3.6585e-10 | -2.4744e-09 | 2.3101e-09 | 4.7598e-10 | -1.0006e-10 | -2.5816e-10 | -2.746e-10 | 0 | 0 | 0 | 0 | 0 | 0 | 0.89557 | 0.83268 | 0.85842 | 0.89557 | 0.83268 | 0.85842 | -1.7801 | -125.0782 | 114.5144 | -1.7801 | -125.0782 | 114.5144
Line14_15_16 | 0 | 0 | 0 | 0 | 0 | 0 | 0 | 0 | 0 | 0 | 0 | 0 | -2.2091e-09 | -3.5518e-09 | 4.1913e-09 | 1.1888e-09 | 2.1105e-09 | -1.7298e-09 | -4.9489e-09 | 4.6202e-09 | 9.5195e-10 | 2.3744e-09 | -2.5682e-09 | -7.5058e-10 | 0 | 0 | 0 | 0 | 0 | 0 | 0.89557 | 0.83268 | 0.85842 | 0.89557 | 0.83268 | 0.85842 | -1.7801 | -125.0782 | 114.5144 | -1.7801 | -125.0782 | 114.5144
Line15_16_17 | 0 | 0 | 0 | 0 | 0 | 0 | 0 | 0 | 0 | 0 | 0 | 0 | -1.1045e-09 | -1.7759e-09 | 2.0957e-09 | 8.431e-11 | 3.3461e-10 | 3.6585e-10 | -2.4744e-09 | 2.3101e-09 | 4.7598e-10 | -1.0006e-10 | -2.5816e-10 | -2.746e-10 | 0 | 0 | 0 | 0 | 0 | 0 | 0.89557 | 0.83268 | 0.85842 | 0.89557 | 0.83268 | 0.85842 | -1.7801 | -125.0782 | 114.5144 | -1.7801 | -125.0782 | 114.5144
Line16_4_18 | 0 | 0 | 0 | 0 | 0 | 0 | 0 | 0 | 0 | 0 | 0 | 0 | -1.1045e-09 | -1.7759e-09 | 2.0957e-09 | 8.431e-11 | 3.3461e-10 | 3.6585e-10 | -2.4744e-09 | 2.3101e-09 | 4.7598e-10 | -1.0006e-10 | -2.5816e-10 | -2.746e-10 | 0 | 0 | 0 | 0 | 0 | 0 | 0.89557 | 0.83268 | 0.85842 | 0.89557 | 0.83268 | 0.85842 | -1.7801 | -125.0782 | 114.5144 | -1.7801 | -125.0782 | 114.5144
Line17_5_19 | 0 | 0 | 0 | 0 | 0 | 0 | 0 | 0 | 0 | 0 | 0 | 0 | -1.1045e-09 | -1.7759e-09 | 2.0957e-09 | 8.431e-11 | 3.3461e-10 | 3.6585e-10 | -2.4744e-09 | 2.3101e-09 | 4.7598e-10 | -1.0006e-10 | -2.5816e-10 | -2.746e-10 | 0 | 0 | 0 | 0 | 0 | 0 | 0.89557 | 0.83268 | 0.85842 | 0.89557 | 0.83268 | 0.85842 | -1.7801 | -125.0782 | 114.5144 | -1.7801 | -125.0782 | 114.5144
Line1_1_3 | 0 | 0 | 0 | 0 | 0 | 0 | 0 | 0 | 0 | 0 | 0 | 0 | -8.8363e-09 | -1.4207e-08 | 1.6765e-08 | 7.8161e-09 | 1.2766e-08 | -1.4304e-08 | -1.9795e-08 | 1.8481e-08 | 3.8078e-09 | 1.7221e-08 | -1.6429e-08 | -3.6064e-09 | 0 | 0 | 0 | 0 | 0 | 0 | 0.89557 | 0.83268 | 0.85842 | 0.89557 | 0.83268 | 0.85842 | -1.7801 | -125.0782 | 114.5144 | -1.7801 | -125.0782 | 114.5144
Line2_1_4 | 0 | 0 | 0 | 0 | 0 | 0 | 0 | 0 | 0 | 0 | 0 | 0 | -2.2091e-09 | -3.5518e-09 | 4.1913e-09 | 1.1888e-09 | 2.1105e-09 | -1.7298e-09 | -4.9489e-09 | 4.6202e-09 | 9.5195e-10 | 2.3744e-09 | -2.5682e-09 | -7.5058e-10 | 0 | 0 | 0 | 0 | 0 | 0 | 0.89557 | 0.83268 | 0.85842 | 0.89557 | 0.83268 | 0.85842 | -1.7801 | -125.0782 | 114.5144 | -1.7801 | -125.0782 | 114.5144
Line3_1_5 | 0 | 0 | 0 | 0 | 0 | 0 | 0 | 0 | 0 | 0 | 0 | 0 | -2.2091e-09 | -3.5518e-09 | 4.1913e-09 | 1.1888e-09 | 2.1105e-09 | -1.7298e-09 | -4.9489e-09 | 4.6202e-09 | 9.5195e-10 | 2.3744e-09 | -2.5682e-09 | -7.5058e-10 | 0 | 0 | 0 | 0 | 0 | 0 | 0.89557 | 0.83268 | 0.85842 | 0.89557 | 0.83268 | 0.85842 | -1.7801 | -125.0782 | 114.5144 | -1.7801 | -125.0782 | 114.5144
Line4_2_6 | 0 | 1.5975 | 1.5699 | 0 | 1.5975 | 1.5699 | 0 | 0.36892 | 0.36255 | 0 | 0.36892 | 0.36255 | -5.2061e-09 | 0.13511 | 0.19563 | 4.1321e-09 | -0.10133 | -0.14672 | -6.0792e-08 | 0.2069 | 0.13762 | 5.1253e-08 | -0.15518 | -0.10321 | 0 | 0 | 0 | 0 | -1.9336 | -100.61 | 0.79184 | 0.66614 | 0.75932 | 0.69029 | 0.49961 | 0.66327 | -1.652 | -125.0782 | 114.5144 | -1.5113 | -125.0782 | 114.5144
Line5_6_7 | 0 | 1.5975 | 1.5699 | 0 | 1.5975 | 1.5699 | 0 | 0.36892 | 0.36255 | 0 | 0.36892 | 0.36255 | -3.8002e-09 | 0.10133 | 0.14672 | 2.9973e-09 | -0.067554 | -0.097815 | -5.133e-08 | 0.15518 | 0.10321 | 3.9673e-08 | -0.10345 | -0.068808 | 0 | 0 | 0 | 0 | -1.9336 | -100.61 | 0.69029 | 0.49961 | 0.66327 | 0.59204 | 0.33307 | 0.57181 | -1.5113 | -125.0782 | 114.5144 | -1.3562 | -125.0782 | 114.5144
Line6_7_8 | 0 | 1.5975 | 1.5699 | 0 | 1.5975 | 1.5699 | 0 | 0.36892 | 0.36255 | 0 | 0.36892 | 0.36255 | -2.5604e-09 | 0.067554 | 0.097815 | 2.0349e-09 | -0.033777 | -0.048908 | -3.9739e-08 | 0.10345 | 0.068808 | 2.6393e-08 | -0.051726 | -0.034404 | 0 | 0 | 0 | 0 | -1.9336 | -100.61 | 0.59204 | 0.33307 | 0.57181 | 0.49904 | 0.16654 | 0.48753 | -1.3562 | -125.0782 | 114.5144 | -1.1842 | -125.0782 | 114.5144
Line7_8_9 | 0 | 0 | 0 | 0 | 0 | 0 | 0 | 0 | 0 | 0 | 0 | 0 | -7.3353e-10 | -2.762e-09 | 2.0157e-09 | 5.2948e-10 | 4.782e-10 | 4.7214e-10 | -1.2565e-08 | 1.6401e-09 | 1.203e-09 | -5.469e-11 | -5.1631e-11 | -5.4921e-11 | 0 | 0 | 0 | 0 | 0 | 0 | 0.49904 | 0.16654 | 0.48753 | 0.49904 | 0.16654 | 0.48753 | -1.1842 | -125.0782 | 114.5144 | -1.1842 | -125.0782 | 114.5144
Line8_8_10 | 0 | 1.5975 | 1.5699 | 0 | 1.5975 | 1.5699 | 0 | 0.36892 | 0.36255 | 0 | 0.36892 | 0.36255 | -7.7185e-10 | 0.033777 | 0.048908 | 6.0951e-10 | -1.8752e-14 | -2.1704e-14 | -1.3883e-08 | 0.051726 | 0.034404 | -4.3348e-11 | 1.2235e-14 | 2.4703e-14 | 0 | 178.0664 | 79.39 | 0 | -1.9336 | -100.61 | 0.49904 | 0.16654 | 0.48753 | 0.41483 | 0 | 0.41483 | -1.1842 | -125.0782 | 114.5144 | -0.99242 | 0 | 0
Line9_3_11 | 0 | 0 | 0 | 0 | 0 | 0 | 0 | 0 | 0 | 0 | 0 | 0 | -7.7318e-09 | -1.2431e-08 | 1.467e-08 | 6.7115e-09 | 1.099e-08 | -1.2208e-08 | -1.7321e-08 | 1.6171e-08 | 3.3318e-09 | 1.4747e-08 | -1.4119e-08 | -3.1305e-09 | 0 | 0 | 0 | 0 | 0 | 0 | 0.89557 | 0.83268 | 0.85842 | 0.89557 | 0.83268 | 0.85842 | -1.7801 | -125.0782 | 114.5144 | -1.7801 | -125.0782 | 114.5144

## LLG_min_10
name | pf_ikss_a_from_ka | pf_ikss_b_from_ka | pf_ikss_c_from_ka | pf_ikss_a_to_ka | pf_ikss_b_to_ka | pf_ikss_c_to_ka | pf_skss_a_from_mw | pf_skss_b_from_mw | pf_skss_c_from_mw | pf_skss_a_to_mw | pf_skss_b_to_mw | pf_skss_c_to_mw | pf_p_a_from_mw | pf_p_b_from_mw | pf_p_c_from_mw | pf_p_a_to_mw | pf_p_b_to_mw | pf_p_c_to_mw | pf_q_a_from_mvar | pf_q_b_from_mvar | pf_q_c_from_mvar | pf_q_a_to_mvar | pf_q_b_to_mvar | pf_q_c_to_mvar | pf_ikss_a_from_degree | pf_ikss_b_from_degree | pf_ikss_c_from_degree | pf_ikss_a_to_degree | pf_ikss_b_to_degree | pf_ikss_c_to_degree | pf_vm_a_from_pu | pf_vm_b_from_pu | pf_vm_c_from_pu | pf_vm_a_to_pu | pf_vm_b_to_pu | pf_vm_c_to_pu | pf_va_a_from_degree | pf_va_b_from_degree | pf_va_c_from_degree | pf_va_a_to_degree | pf_va_b_to_degree | pf_va_c_to_degree
Line0_1_2 | 0 | 1.5134 | 1.4873 | 0 | 1.5134 | 1.4873 | 0 | 0.3495 | 0.34347 | 0 | 0.3495 | 0.34347 | -6.0666e-09 | 0.15158 | 0.21947 | 4.8649e-09 | -0.12126 | -0.17558 | -6.0759e-08 | 0.23212 | 0.15439 | 5.4482e-08 | -0.1857 | -0.12351 | 0 | 0 | 0 | 0 | -1.9336 | -100.61 | 0.84843 | 0.78885 | 0.81324 | 0.75017 | 0.63108 | 0.71936 | -1.7801 | -125.0782 | 114.5144 | -1.652 | -125.0782 | 114.5144
Line10_11_12 | 0 | 0 | 0 | 0 | 0 | 0 | 0 | 0 | 0 | 0 | 0 | 0 | -5.948e-09 | -9.5632e-09 | 1.1285e-08 | 5.0323e-09 | 8.2697e-09 | -9.076e-09 | -1.3325e-08 | 1.244e-08 | 2.5632e-09 | 1.1014e-08 | -1.0598e-08 | -2.3824e-09 | 0 | 0 | 0 | 0 | 0 | 0 | 0.84843 | 0.78885 | 0.81324 | 0.84843 | 0.78885 | 0.81324 | -1.7801 | -125.0782 | 114.5144 | -1.7801 | -125.0782 | 114.5144
Line11_12_13 | 0 | 0 | 0 | 0 | 0 | 0 | 0 | 0 | 0 | 0 | 0 | 0 | -4.9567e-09 | -7.9694e-09 | 9.4043e-09 | 4.041e-09 | 6.6758e-09 | -7.1951e-09 | -1.1104e-08 | 1.0367e-08 | 2.136e-09 | 8.7935e-09 | -8.525e-09 | -1.9552e-09 | 0 | 0 | 0 | 0 | 0 | 0 | 0.84843 | 0.78885 | 0.81324 | 0.84843 | 0.78885 | 0.81324 | -1.7801 | -125.0782 | 114.5144 | -1.7801 | -125.0782 | 114.5144
Line12_13_15 | 0 | 0 | 0 | 0 | 0 | 0 | 0 | 0 | 0 | 0 | 0 | 0 | -2.974e-09 | -4.7816e-09 | 5.6426e-09 | 2.0583e-09 | 3.4881e-09 | -3.4334e-09 | -6.6625e-09 | 6.22e-09 | 1.2816e-09 | 4.3518e-09 | -4.3783e-09 | -1.1008e-09 | 0 | 0 | 0 | 0 | 0 | 0 | 0.84843 | 0.78885 | 0.81324 | 0.84843 | 0.78885 | 0.81324 | -1.7801 | -125.0782 | 114.5144 | -1.7801 | -125.0782 | 114.5144
Line13_13_14 | 0 | 0 | 0 | 0 | 0 | 0 | 0 | 0 | 0 | 0 | 0 | 0 | -9.9133e-10 | -1.5939e-09 | 1.8809e-09 | 7.5669e-11 | 3.0032e-10 | 3.2835e-10 | -2.2208e-09 | 2.0733e-09 | 4.2719e-10 | -8.98e-11 | -2.317e-10 | -2.4646e-10 | 0 | 0 | 0 | 0 | 0 | 0 | 0.84843 | 0.78885 | 0.81324 | 0.84843 | 0.78885 | 0.81324 | -1.7801 | -125.0782 | 114.5144 | -1.7801 | -125.0782 | 114.5144
Line14_15_16 | 0 | 0 | 0 | 0 | 0 | 0 | 0 | 0 | 0 | 0 | 0 | 0 | -1.9827e-09 | -3.1877e-09 | 3.7617e-09 | 1.067e-09 | 1.8942e-09 | -1.5525e-09 | -4.4416e-09 | 4.1466e-09 | 8.5438e-10 | 2.131e-09 | -2.305e-09 | -6.7365e-10 | 0 | 0 | 0 | 0 | 0 | 0 | 0.84843 | 0.78885 | 0.81324 | 0.84843 | 0.78885 | 0.81324 | -1.7801 | -125.0782 | 114.5144 | -1.7801 | -125.0782 | 114.5144
Line15_16_17 | 0 | 0 | 0 | 0 | 0 | 0 | 0 | 0 | 0 | 0 | 0 | 0 | -9.9133e-10 | -1.5939e-09 | 1.8809e-09 | 7.5669e-11 | 3.0032e-10 | 3.2835e-10 | -2.2208e-09 | 2.0733e-09 | 4.2719e-10 | -8.98e-11 | -2.317e-10 | -2.4646e-10 | 0 | 0 | 0 | 0 | 0 | 0 | 0.84843 | 0.78885 | 0.81324 | 0.84843 | 0.78885 | 0.81324 | -1.7801 | -125.0782 | 114.5144 | -1.7801 | -125.0782 | 114.5144
Line16_4_18 | 0 | 0 | 0 | 0 | 0 | 0 | 0 | 0 | 0 | 0 | 0 | 0 | -9.9133e-10 | -1.5939e-09 | 1.8809e-09 | 7.5669e-11 | 3.0032e-10 | 3.2835e-10 | -2.2208e-09 | 2.0733e-09 | 4.2719e-10 | -8.98e-11 | -2.317e-10 | -2.4646e-10 | 0 | 0 | 0 | 0 | 0 | 0 | 0.84843 | 0.78885 | 0.81324 | 0.84843 | 0.78885 | 0.81324 | -1.7801 | -125.0782 | 114.5144 | -1.7801 | -125.0782 | 114.5144
Line17_5_19 | 0 | 0 | 0 | 0 | 0 | 0 | 0 | 0 | 0 | 0 | 0 | 0 | -9.9133e-10 | -1.5939e-09 | 1.8809e-09 | 7.5669e-11 | 3.0032e-10 | 3.2835e-10 | -2.2208e-09 | 2.0733e-09 | 4.2719e-10 | -8.98e-11 | -2.317e-10 | -2.4646e-10 | 0 | 0 | 0 | 0 | 0 | 0 | 0.84843 | 0.78885 | 0.81324 | 0.84843 | 0.78885 | 0.81324 | -1.7801 | -125.0782 | 114.5144 | -1.7801 | -125.0782 | 114.5144
Line1_1_3 | 0 | 0 | 0 | 0 | 0 | 0 | 0 | 0 | 0 | 0 | 0 | 0 | -7.9306e-09 | -1.2751e-08 | 1.5047e-08 | 7.015e-09 | 1.1457e-08 | -1.2838e-08 | -1.7767e-08 | 1.6587e-08 | 3.4175e-09 | 1.5456e-08 | -1.4745e-08 | -3.2368e-09 | 0 | 0 | 0 | 0 | 0 | 0 | 0.84843 | 0.78885 | 0.81324 | 0.84843 | 0.78885 | 0.81324 | -1.7801 | -125.0782 | 114.5144 | -1.7801 | -125.0782 | 114.5144
Line2_1_4 | 0 | 0 | 0 | 0 | 0 | 0 | 0 | 0 | 0 | 0 | 0 | 0 | -1.9827e-09 | -3.1877e-09 | 3.7617e-09 | 1.067e-09 | 1.8942e-09 | -1.5525e-09 | -4.4416e-09 | 4.1466e-09 | 8.5438e-10 | 2.131e-09 | -2.305e-09 | -6.7365e-10 | 0 | 0 | 0 | 0 | 0 | 0 | 0.84843 | 0.78885 | 0.81324 | 0.84843 | 0.78885 | 0.81324 | -1.7801 | -125.0782 | 114.5144 | -1.7801 | -125.0782 | 114.5144
Line3_1_5 | 0 | 0 | 0 | 0 | 0 | 0 | 0 | 0 | 0 | 0 | 0 | 0 | -1.9827e-09 | -3.1877e-09 | 3.7617e-09 | 1.067e-09 | 1.8942e-09 | -1.5525e-09 | -4.4416e-09 | 4.1466e-09 | 8.5438e-10 | 2.131e-09 | -2.305e-09 | -6.7365e-10 | 0 | 0 | 0 | 0 | 0 | 0 | 0.84843 | 0.78885 | 0.81324 | 0.84843 | 0.78885 | 0.81324 | -1.7801 | -125.0782 | 114.5144 | -1.7801 | -125.0782 | 114.5144
Line4_2_6 | 0 | 1.5134 | 1.4873 | 0 | 1.5134 | 1.4873 | 0 | 0.3495 | 0.34347 | 0 | 0.3495 | 0.34347 | -4.6725e-09 | 0.12126 | 0.17558 | 3.7086e-09 | -0.090945 | -0.13168 | -5.4561e-08 | 0.1857 | 0.12351 | 4.6e-08 | -0.13927 | -0.092633 | 0 | 0 | 0 | 0 | -1.9336 | -100.61 | 0.75017 | 0.63108 | 0.71936 | 0.65396 | 0.47331 | 0.62836 | -1.652 | -125.0782 | 114.5144 | -1.5113 | -125.0782 | 114.5144
Line5_6_7 | 0 | 1.5134 | 1.4873 | 0 | 1.5134 | 1.4873 | 0 | 0.3495 | 0.34347 | 0 | 0.3495 | 0.34347 | -3.4107e-09 | 0.090945 | 0.13168 | 2.6901e-09 | -0.06063 | -0.08779 | -4.6069e-08 | 0.13927 | 0.092633 | 3.5607e-08 | -0.092849 | -0.061756 | 0 | 0 | 0 | 0 | -1.9336 | -100.61 | 0.65396 | 0.47331 | 0.62836 | 0.56088 | 0.31554 | 0.54171 | -1.5113 | -125.0782 | 114.5144 | -1.3562 | -125.0782 | 114.5144
Line6_7_8 | 0 | 1.5134 | 1.4873 | 0 | 1.5134 | 1.4873 | 0 | 0.3495 | 0.34347 | 0 | 0.3495 | 0.34347 | -2.298e-09 | 0.06063 | 0.08779 | 1.8263e-09 | -0.030315 | -0.043895 | -3.5666e-08 | 0.092849 | 0.061756 | 2.3688e-08 | -0.046424 | -0.030878 | 0 | 0 | 0 | 0 | -1.9336 | -100.61 | 0.56088 | 0.31554 | 0.54171 | 0.47277 | 0.15777 | 0.46187 | -1.3562 | -125.0782 | 114.5144 | -1.1842 | -125.0782 | 114.5144
Line7_8_9 | 0 | 0 | 0 | 0 | 0 | 0 | 0 | 0 | 0 | 0 | 0 | 0 | -6.5835e-10 | -2.4789e-09 | 1.8091e-09 | 4.7521e-10 | 4.2918e-10 | 4.2375e-10 | -1.1277e-08 | 1.472e-09 | 1.0797e-09 | -4.9084e-11 | -4.6339e-11 | -4.9292e-11 | 0 | 0 | 0 | 0 | 0 | 0 | 0.47277 | 0.15777 | 0.46187 | 0.47277 | 0.15777 | 0.46187 | -1.1842 | -125.0782 | 114.5144 | -1.1842 | -125.0782 | 114.5144
Line8_8_10 | 0 | 1.5134 | 1.4873 | 0 | 1.5134 | 1.4873 | 0 | 0.3495 | 0.34347 | 0 | 0.3495 | 0.34347 | -6.9274e-10 | 0.030315 | 0.043895 | 5.4704e-10 | -1.6871e-14 | -1.9488e-14 | -1.246e-08 | 0.046424 | 0.030878 | -3.8905e-11 | 1.0961e-14 | 2.2226e-14 | 0 | 178.0664 | 79.39 | 0 | -1.9336 | -100.61 | 0.47277 | 0.15777 | 0.46187 | 0.39299 | 0 | 0.39299 | -1.1842 | -125.0782 | 114.5144 | -0.99242 | 0 | 0
Line9_3_11 | 0 | 0 | 0 | 0 | 0 | 0 | 0 | 0 | 0 | 0 | 0 | 0 | -6.9393e-09 | -1.1157e-08 | 1.3166e-08 | 6.0236e-09 | 9.8635e-09 | -1.0957e-08 | -1.5546e-08 | 1.4513e-08 | 2.9903e-09 | 1.3235e-08 | -1.2672e-08 | -2.8096e-09 | 0 | 0 | 0 | 0 | 0 | 0 | 0.84843 | 0.78885 | 0.81324 | 0.84843 | 0.78885 | 0.81324 | -1.7801 | -125.0782 | 114.5144 | -1.7801 | -125.0782 | 114.5144

## LLG_min_fault_6
name | pf_ikss_a_from_ka | pf_ikss_b_from_ka | pf_ikss_c_from_ka | pf_ikss_a_to_ka | pf_ikss_b_to_ka | pf_ikss_c_to_ka | pf_skss_a_from_mw | pf_skss_b_from_mw | pf_skss_c_from_mw | pf_skss_a_to_mw | pf_skss_b_to_mw | pf_skss_c_to_mw | pf_p_a_from_mw | pf_p_b_from_mw | pf_p_c_from_mw | pf_p_a_to_mw | pf_p_b_to_mw | pf_p_c_to_mw | pf_q_a_from_mvar | pf_q_b_from_mvar | pf_q_c_from_mvar | pf_q_a_to_mvar | pf_q_b_to_mvar | pf_q_c_to_mvar | pf_ikss_a_from_degree | pf_ikss_b_from_degree | pf_ikss_c_from_degree | pf_ikss_a_to_degree | pf_ikss_b_to_degree | pf_ikss_c_to_degree | pf_vm_a_from_pu | pf_vm_b_from_pu | pf_vm_c_from_pu | pf_vm_a_to_pu | pf_vm_b_to_pu | pf_vm_c_to_pu | pf_va_a_from_degree | pf_va_b_from_degree | pf_va_c_from_degree | pf_va_a_to_degree | pf_va_b_to_degree | pf_va_c_to_degree
Line0_1_2 | 0 | 0.030421 | 0.030393 | 0 | 0.030421 | 0.030393 | 0 | 0.0070255 | 0.0070189 | 0 | 0.0070255 | 0.0070189 | -1.7182e-10 | 0.0046952 | 0.0047132 | 1.5314e-10 | -0.0046816 | -0.0046942 | -1.0205e-09 | 0.0047249 | 0.0046903 | 9.5756e-10 | -0.0047053 | -0.0046759 | 0 | 0 | 0 | 0 | 14.6923 | -104.9535 | 0.94937 | 0.94757 | 0.94819 | 0.94756 | 0.94392 | 0.94634 | -0.027795 | -120.1274 | 119.9072 | -0.028512 | -120.1629 | 119.9346
Line10_11_12 | 0 | 0 | 0 | 0 | 0 | 0 | 0 | 0 | 0 | 0 | 0 | 0 | -1.1576e-10 | -1.8173e-10 | 1.9597e-10 | 9.7648e-11 | 1.5795e-10 | -1.5408e-10 | -2.1855e-10 | 2.5219e-10 | 5.1695e-11 | 1.8052e-10 | -2.175e-10 | -4.8426e-11 | 0 | 0 | 0 | 0 | 0 | 0 | 0.94937 | 0.94757 | 0.94819 | 0.94937 | 0.94757 | 0.94819 | -0.027795 | -120.1274 | 119.9072 | -0.027795 | -120.1274 | 119.9072
Line11_12_13 | 0 | 0 | 0 | 0 | 0 | 0 | 0 | 0 | 0 | 0 | 0 | 0 | -9.6471e-11 | -1.5144e-10 | 1.6331e-10 | 7.8354e-11 | 1.2766e-10 | -1.2142e-10 | -1.8213e-10 | 2.1016e-10 | 4.308e-11 | 1.441e-10 | -1.7547e-10 | -3.981e-11 | 0 | 0 | 0 | 0 | 0 | 0 | 0.94937 | 0.94757 | 0.94819 | 0.94937 | 0.94757 | 0.94819 | -0.027795 | -120.1274 | 119.9072 | -0.027795 | -120.1274 | 119.9072
Line12_13_15 | 0 | 0 | 0 | 0 | 0 | 0 | 0 | 0 | 0 | 0 | 0 | 0 | -5.7882e-11 | -9.0863e-11 | 9.7987e-11 | 3.9765e-11 | 6.7085e-11 | -5.6093e-11 | -1.0928e-10 | 1.2609e-10 | 2.5848e-11 | 7.1246e-11 | -9.1405e-11 | -2.2578e-11 | 0 | 0 | 0 | 0 | 0 | 0 | 0.94937 | 0.94757 | 0.94819 | 0.94937 | 0.94757 | 0.94819 | -0.027795 | -120.1274 | 119.9072 | -0.027795 | -120.1274 | 119.9072
Line13_13_14 | 0 | 0 | 0 | 0 | 0 | 0 | 0 | 0 | 0 | 0 | 0 | 0 | -1.9294e-11 | -3.0288e-11 | 3.2662e-11 | 1.1773e-12 | 6.51e-12 | 9.232e-12 | -3.6425e-11 | 4.2031e-11 | 8.6159e-12 | -1.6048e-12 | -7.3416e-12 | -5.3463e-12 | 0 | 0 | 0 | 0 | 0 | 0 | 0.94937 | 0.94757 | 0.94819 | 0.94937 | 0.94757 | 0.94819 | -0.027795 | -120.1274 | 119.9072 | -0.027795 | -120.1274 | 119.9072
Line14_15_16 | 0 | 0 | 0 | 0 | 0 | 0 | 0 | 0 | 0 | 0 | 0 | 0 | -3.8588e-11 | -6.0575e-11 | 6.5325e-11 | 2.0471e-11 | 3.6798e-11 | -2.343e-11 | -7.285e-11 | 8.4063e-11 | 1.7232e-11 | 3.482e-11 | -4.9373e-11 | -1.3962e-11 | 0 | 0 | 0 | 0 | 0 | 0 | 0.94937 | 0.94757 | 0.94819 | 0.94937 | 0.94757 | 0.94819 | -0.027795 | -120.1274 | 119.9072 | -0.027795 | -120.1274 | 119.9072
Line15_16_17 | 0 | 0 | 0 | 0 | 0 | 0 | 0 | 0 | 0 | 0 | 0 | 0 | -1.9294e-11 | -3.0288e-11 | 3.2662e-11 | 1.1773e-12 | 6.51e-12 | 9.232e-12 | -3.6425e-11 | 4.2031e-11 | 8.6159e-12 | -1.6048e-12 | -7.3416e-12 | -5.3463e-12 | 0 | 0 | 0 | 0 | 0 | 0 | 0.94937 | 0.94757 | 0.94819 | 0.94937 | 0.94757 | 0.94819 | -0.027795 | -120.1274 | 119.9072 | -0.027795 | -120.1274 | 119.9072
Line16_4_18 | 0 | 0 | 0 | 0 | 0 | 0 | 0 | 0 | 0 | 0 | 0 | 0 | -1.9294e-11 | -3.0288e-11 | 3.2662e-11 | 1.1773e-12 | 6.51e-12 | 9.232e-12 | -3.6425e-11 | 4.2031e-11 | 8.6159e-12 | -1.6048e-12 | -7.3416e-12 | -5.3463e-12 | 0 | 0 | 0 | 0 | 0 | 0 | 0.94937 | 0.94757 | 0.94819 | 0.94937 | 0.94757 | 0.94819 | -0.027795 | -120.1274 | 119.9072 | -0.027795 | -120.1274 | 119.9072
Line17_5_19 | 0 | 0 | 0 | 0 | 0 | 0 | 0 | 0 | 0 | 0 | 0 | 0 | -1.9294e-11 | -3.0288e-11 | 3.2662e-11 | 1.1773e-12 | 6.51e-12 | 9.232e-12 | -3.6425e-11 | 4.2031e-11 | 8.6159e-12 | -1.6048e-12 | -7.3416e-12 | -5.3463e-12 | 0 | 0 | 0 | 0 | 0 | 0 | 0.94937 | 0.94757 | 0.94819 | 0.94937 | 0.94757 | 0.94819 | -0.027795 | -120.1274 | 119.9072 | -0.027795 | -120.1274 | 119.9072
Line1_1_3 | 0 | 0 | 0 | 0 | 0 | 0 | 0 | 0 | 0 | 0 | 0 | 0 | -1.5435e-10 | -2.423e-10 | 2.613e-10 | 1.3624e-10 | 2.1852e-10 | -2.1941e-10 | -2.914e-10 | 3.3625e-10 | 6.8927e-11 | 2.5337e-10 | -3.0156e-10 | -6.5658e-11 | 0 | 0 | 0 | 0 | 0 | 0 | 0.94937 | 0.94757 | 0.94819 | 0.94937 | 0.94757 | 0.94819 | -0.027795 | -120.1274 | 119.9072 | -0.027795 | -120.1274 | 119.9072
Line2_1_4 | 0 | 0 | 0 | 0 | 0 | 0 | 0 | 0 | 0 | 0 | 0 | 0 | -3.8588e-11 | -6.0575e-11 | 6.5325e-11 | 2.0471e-11 | 3.6798e-11 | -2.343e-11 | -7.285e-11 | 8.4063e-11 | 1.7232e-11 | 3.482e-11 | -4.9373e-11 | -1.3962e-11 | 0 | 0 | 0 | 0 | 0 | 0 | 0.94937 | 0.94757 | 0.94819 | 0.94937 | 0.94757 | 0.94819 | -0.027795 | -120.1274 | 119.9072 | -0.027795 | -120.1274 | 119.9072
Line3_1_5 | 0 | 0 | 0 | 0 | 0 | 0 | 0 | 0 | 0 | 0 | 0 | 0 | -3.8588e-11 | -6.0575e-11 | 6.5325e-11 | 2.0471e-11 | 3.6798e-11 | -2.343e-11 | -7.285e-11 | 8.4063e-11 | 1.7232e-11 | 3.482e-11 | -4.9373e-11 | -1.3962e-11 | 0 | 0 | 0 | 0 | 0 | 0 | 0.94937 | 0.94757 | 0.94819 | 0.94937 | 0.94757 | 0.94819 | -0.027795 | -120.1274 | 119.9072 | -0.027795 | -120.1274 | 119.9072
Line4_2_6 | 0 | 0.030421 | 0.030393 | 0 | 0.030421 | 0.030393 | 0 | 0.0070255 | 0.0070189 | 0 | 0.0070255 | 0.0070189 | -1.4984e-10 | 0.0046816 | 0.0046942 | 1.3024e-10 | -0.004668 | -0.0046753 | -9.592e-10 | 0.0047053 | 0.0046759 | 8.4772e-10 | -0.0046858 | -0.0046616 | 0 | 0 | 0 | 0 | 14.6924 | -104.9535 | 0.94756 | 0.94392 | 0.94634 | 0.94576 | 0.94028 | 0.9445 | -0.028512 | -120.1629 | 119.9346 | -0.02923 | -120.1987 | 119.9623
Line5_6_7 | 0 | 0.030421 | 0.030393 | 0 | 0.030421 | 0.030393 | 0 | 0.0070255 | 0.0070189 | 0 | 0.0070255 | 0.0070189 | -1.2481e-10 | 0.004668 | 0.0046753 | 1.0429e-10 | -0.0046544 | -0.0046564 | -8.494e-10 | 0.0046858 | 0.0046616 | 6.895e-10 | -0.0046663 | -0.0046472 | 0 | 0 | 0 | 0 | 14.6924 | -104.9535 | 0.94576 | 0.94028 | 0.9445 | 0.94395 | 0.93664 | 0.94266 | -0.02923 | -120.1987 | 119.9623 | -0.029949 | -120.2348 | 119.9902
Line6_7_8 | 0 | 0.030421 | 0.030393 | 0 | 0.030421 | 0.030393 | 0 | 0.0070255 | 0.0070189 | 0 | 0.0070255 | 0.0070189 | -9.6744e-11 | 0.0046544 | 0.0046564 | 7.531e-11 | -0.0046409 | -0.0046375 | -6.9123e-10 | 0.0046663 | 0.0046472 | 4.83e-10 | -0.0046468 | -0.0046329 | 0 | 0 | 0 | 0 | 14.6924 | -104.9535 | 0.94395 | 0.93664 | 0.94266 | 0.94215 | 0.933 | 0.94081 | -0.029949 | -120.2348 | 119.9902 | -0.030669 | -120.2711 | 120.0182
Line7_8_9 | 0 | 0 | 0 | 0 | 0 | 0 | 0 | 0 | 0 | 0 | 0 | 0 | -3.1522e-11 | -2.3907e-10 | 1.538e-10 | 9.6698e-12 | 5.2098e-11 | 5.5025e-11 | -2.3027e-10 | 1.4937e-10 | 9.4877e-11 | -1.7661e-12 | -1.5405e-11 | 1.0351e-12 | 0 | 0 | 0 | 0 | 0 | 0 | 0.94215 | 0.933 | 0.94081 | 0.94215 | 0.933 | 0.94081 | -0.030669 | -120.2711 | 120.0182 | -0.030669 | -120.2711 | 120.0182
Line8_8_10 | 0 | 0.030421 | 0.030393 | 0 | 0.030421 | 0.030393 | 0 | 0.0070255 | 0.0070189 | 0 | 0.0070255 | 0.0070189 | -3.4118e-11 | 0.0046409 | 0.0046375 | 1.1786e-11 | -0.0046273 | -0.0046186 | -2.545e-10 | 0.0046468 | 0.0046329 | -1.8065e-12 | -0.0046273 | -0.0046186 | 0 | -165.3076 | 75.0465 | 0 | 14.6924 | -104.9535 | 0.94215 | 0.933 | 0.94081 | 0.94034 | 0.92935 | 0.93897 | -0.030669 | -120.2711 | 120.0182 | -0.03139 | -120.3076 | 120.0465
Line9_3_11 | 0 | 0 | 0 | 0 | 0 | 0 | 0 | 0 | 0 | 0 | 0 | 0 | -1.3506e-10 | -2.1201e-10 | 2.2864e-10 | 1.1694e-10 | 1.8824e-10 | -1.8674e-10 | -2.5498e-10 | 2.9422e-10 | 6.0311e-11 | 2.1695e-10 | -2.5953e-10 | -5.7042e-11 | 0 | 0 | 0 | 0 | 0 | 0 | 0.94937 | 0.94757 | 0.94819 | 0.94937 | 0.94757 | 0.94819 | -0.027795 | -120.1274 | 119.9072 | -0.027795 | -120.1274 | 119.9072

## LLG_min_fault_10
name | pf_ikss_a_from_ka | pf_ikss_b_from_ka | pf_ikss_c_from_ka | pf_ikss_a_to_ka | pf_ikss_b_to_ka | pf_ikss_c_to_ka | pf_skss_a_from_mw | pf_skss_b_from_mw | pf_skss_c_from_mw | pf_skss_a_to_mw | pf_skss_b_to_mw | pf_skss_c_to_mw | pf_p_a_from_mw | pf_p_b_from_mw | pf_p_c_from_mw | pf_p_a_to_mw | pf_p_b_to_mw | pf_p_c_to_mw | pf_q_a_from_mvar | pf_q_b_from_mvar | pf_q_c_from_mvar | pf_q_a_to_mvar | pf_q_b_to_mvar | pf_q_c_to_mvar | pf_ikss_a_from_degree | pf_ikss_b_from_degree | pf_ikss_c_from_degree | pf_ikss_a_to_degree | pf_ikss_b_to_degree | pf_ikss_c_to_degree | pf_vm_a_from_pu | pf_vm_b_from_pu | pf_vm_c_from_pu | pf_vm_a_to_pu | pf_vm_b_to_pu | pf_vm_c_to_pu | pf_va_a_from_degree | pf_va_b_from_degree | pf_va_c_from_degree | pf_va_a_to_degree | pf_va_b_to_degree | pf_va_c_to_degree
Line0_1_2 | 0 | 0.02882 | 0.028793 | 0 | 0.02882 | 0.028793 | 0 | 0.0066557 | 0.0066495 | 0 | 0.0066557 | 0.0066495 | -1.5421e-10 | 0.004214 | 0.0042301 | 1.3744e-10 | -0.0042018 | -0.0042131 | -9.1594e-10 | 0.0042406 | 0.0042096 | 8.5941e-10 | -0.0042231 | -0.0041967 | 0 | 0 | 0 | 0 | 14.6923 | -104.9535 | 0.8994 | 0.8977 | 0.89829 | 0.89769 | 0.89424 | 0.89654 | -0.027795 | -120.1274 | 119.9072 | -0.028512 | -120.1629 | 119.9346
Line10_11_12 | 0 | 0 | 0 | 0 | 0 | 0 | 0 | 0 | 0 | 0 | 0 | 0 | -1.039e-10 | -1.631e-10 | 1.7589e-10 | 8.764e-11 | 1.4176e-10 | -1.3829e-10 | -1.9615e-10 | 2.2634e-10 | 4.6397e-11 | 1.6202e-10 | -1.9521e-10 | -4.3462e-11 | 0 | 0 | 0 | 0 | 0 | 0 | 0.8994 | 0.8977 | 0.89829 | 0.8994 | 0.8977 | 0.89829 | -0.027795 | -120.1274 | 119.9072 | -0.027795 | -120.1274 | 119.9072
Line11_12_13 | 0 | 0 | 0 | 0 | 0 | 0 | 0 | 0 | 0 | 0 | 0 | 0 | -8.6583e-11 | -1.3592e-10 | 1.4657e-10 | 7.0323e-11 | 1.1458e-10 | -1.0897e-10 | -1.6346e-10 | 1.8862e-10 | 3.8664e-11 | 1.2933e-10 | -1.5748e-10 | -3.573e-11 | 0 | 0 | 0 | 0 | 0 | 0 | 0.8994 | 0.8977 | 0.89829 | 0.8994 | 0.8977 | 0.89829 | -0.027795 | -120.1274 | 119.9072 | -0.027795 | -120.1274 | 119.9072
Line12_13_15 | 0 | 0 | 0 | 0 | 0 | 0 | 0 | 0 | 0 | 0 | 0 | 0 | -5.195e-11 | -8.155e-11 | 8.7944e-11 | 3.569e-11 | 6.0209e-11 | -5.0344e-11 | -9.8076e-11 | 1.1317e-10 | 2.3198e-11 | 6.3943e-11 | -8.2036e-11 | -2.0264e-11 | 0 | 0 | 0 | 0 | 0 | 0 | 0.8994 | 0.8977 | 0.89829 | 0.8994 | 0.8977 | 0.89829 | -0.027795 | -120.1274 | 119.9072 | -0.027795 | -120.1274 | 119.9072
Line13_13_14 | 0 | 0 | 0 | 0 | 0 | 0 | 0 | 0 | 0 | 0 | 0 | 0 | -1.7317e-11 | -2.7183e-11 | 2.9315e-11 | 1.0566e-12 | 5.8428e-12 | 8.2858e-12 | -3.2692e-11 | 3.7724e-11 | 7.7328e-12 | -1.4403e-12 | -6.5892e-12 | -4.7983e-12 | 0 | 0 | 0 | 0 | 0 | 0 | 0.8994 | 0.8977 | 0.89829 | 0.8994 | 0.8977 | 0.89829 | -0.027795 | -120.1274 | 119.9072 | -0.027795 | -120.1274 | 119.9072
Line14_15_16 | 0 | 0 | 0 | 0 | 0 | 0 | 0 | 0 | 0 | 0 | 0 | 0 | -3.4633e-11 | -5.4367e-11 | 5.863e-11 | 1.8373e-11 | 3.3026e-11 | -2.1029e-11 | -6.5384e-11 | 7.5447e-11 | 1.5466e-11 | 3.1252e-11 | -4.4313e-11 | -1.2531e-11 | 0 | 0 | 0 | 0 | 0 | 0 | 0.8994 | 0.8977 | 0.89829 | 0.8994 | 0.8977 | 0.89829 | -0.027795 | -120.1274 | 119.9072 | -0.027795 | -120.1274 | 119.9072
Line15_16_17 | 0 | 0 | 0 | 0 | 0 | 0 | 0 | 0 | 0 | 0 | 0 | 0 | -1.7317e-11 | -2.7183e-11 | 2.9315e-11 | 1.0566e-12 | 5.8428e-12 | 8.2858e-12 | -3.2692e-11 | 3.7724e-11 | 7.7328e-12 | -1.4403e-12 | -6.5892e-12 | -4.7983e-12 | 0 | 0 | 0 | 0 | 0 | 0 | 0.8994 | 0.8977 | 0.89829 | 0.8994 | 0.8977 | 0.89829 | -0.027795 | -120.1274 | 119.9072 | -0.027795 | -120.1274 | 119.9072
Line16_4_18 | 0 | 0 | 0 | 0 | 0 | 0 | 0 | 0 | 0 | 0 | 0 | 0 | -1.7317e-11 | -2.7183e-11 | 2.9315e-11 | 1.0566e-12 | 5.8428e-12 | 8.2858e-12 | -3.2692e-11 | 3.7724e-11 | 7.7328e-12 | -1.4403e-12 | -6.5892e-12 | -4.7983e-12 | 0 | 0 | 0 | 0 | 0 | 0 | 0.8994 | 0.8977 | 0.89829 | 0.8994 | 0.8977 | 0.89829 | -0.027795 | -120.1274 | 119.9072 | -0.027795 | -120.1274 | 119.9072
Line17_5_19 | 0 | 0 | 0 | 0 | 0 | 0 | 0 | 0 | 0 | 0 | 0 | 0 | -1.7317e-11 | -2.7183e-11 | 2.9315e-11 | 1.0566e-12 | 5.8428e-12 | 8.2858e-12 | -3.2692e-11 | 3.7724e-11 | 7.7328e-12 | -1.4403e-12 | -6.5892e-12 | -4.7983e-12 | 0 | 0 | 0 | 0 | 0 | 0 | 0.8994 | 0.8977 | 0.89829 | 0.8994 | 0.8977 | 0.89829 | -0.027795 | -120.1274 | 119.9072 | -0.027795 | -120.1274 | 119.9072
Line1_1_3 | 0 | 0 | 0 | 0 | 0 | 0 | 0 | 0 | 0 | 0 | 0 | 0 | -1.3853e-10 | -2.1747e-10 | 2.3452e-10 | 1.2227e-10 | 1.9613e-10 | -1.9692e-10 | -2.6153e-10 | 3.0179e-10 | 6.1863e-11 | 2.274e-10 | -2.7065e-10 | -5.8928e-11 | 0 | 0 | 0 | 0 | 0 | 0 | 0.8994 | 0.8977 | 0.89829 | 0.8994 | 0.8977 | 0.89829 | -0.027795 | -120.1274 | 119.9072 | -0.027795 | -120.1274 | 119.9072
Line2_1_4 | 0 | 0 | 0 | 0 | 0 | 0 | 0 | 0 | 0 | 0 | 0 | 0 | -3.4633e-11 | -5.4367e-11 | 5.863e-11 | 1.8373e-11 | 3.3026e-11 | -2.1029e-11 | -6.5384e-11 | 7.5447e-11 | 1.5466e-11 | 3.1252e-11 | -4.4313e-11 | -1.2531e-11 | 0 | 0 | 0 | 0 | 0 | 0 | 0.8994 | 0.8977 | 0.89829 | 0.8994 | 0.8977 | 0.89829 | -0.027795 | -120.1274 | 119.9072 | -0.027795 | -120.1274 | 119.9072
Line3_1_5 | 0 | 0 | 0 | 0 | 0 | 0 | 0 | 0 | 0 | 0 | 0 | 0 | -3.4633e-11 | -5.4367e-11 | 5.863e-11 | 1.8373e-11 | 3.3026e-11 | -2.1029e-11 | -6.5384e-11 | 7.5447e-11 | 1.5466e-11 | 3.1252e-11 | -4.4313e-11 | -1.2531e-11 | 0 | 0 | 0 | 0 | 0 | 0 | 0.8994 | 0.8977 | 0.89829 | 0.8994 | 0.8977 | 0.89829 | -0.027795 | -120.1274 | 119.9072 | -0.027795 | -120.1274 | 119.9072
Line4_2_6 | 0 | 0.02882 | 0.028793 | 0 | 0.02882 | 0.028793 | 0 | 0.0066557 | 0.0066495 | 0 | 0.0066557 | 0.0066495 | -1.3448e-10 | 0.0042018 | 0.0042131 | 1.1689e-10 | -0.0041896 | -0.0041961 | -8.6089e-10 | 0.0042231 | 0.0041967 | 7.6083e-10 | -0.0042056 | -0.0041838 | 0 | 0 | 0 | 0 | 14.6924 | -104.9535 | 0.89769 | 0.89424 | 0.89654 | 0.89598 | 0.89079 | 0.89479 | -0.028512 | -120.1629 | 119.9346 | -0.02923 | -120.1987 | 119.9623
Line5_6_7 | 0 | 0.02882 | 0.028793 | 0 | 0.02882 | 0.028793 | 0 | 0.0066557 | 0.0066495 | 0 | 0.0066557 | 0.0066495 | -1.1202e-10 | 0.0041896 | 0.0041961 | 9.3605e-11 | -0.0041774 | -0.0041791 | -7.6234e-10 | 0.0042056 | 0.0041838 | 6.1883e-10 | -0.004188 | -0.0041709 | 0 | 0 | 0 | 0 | 14.6924 | -104.9535 | 0.89598 | 0.89079 | 0.89479 | 0.89427 | 0.88734 | 0.89304 | -0.02923 | -120.1987 | 119.9623 | -0.029949 | -120.2348 | 119.9902
Line6_7_8 | 0 | 0.02882 | 0.028793 | 0 | 0.02882 | 0.028793 | 0 | 0.0066557 | 0.0066495 | 0 | 0.0066557 | 0.0066495 | -8.6828e-11 | 0.0041774 | 0.0041791 | 6.7591e-11 | -0.0041652 | -0.0041622 | -6.2038e-10 | 0.004188 | 0.0041709 | 4.335e-10 | -0.0041705 | -0.0041581 | 0 | 0 | 0 | 0 | 14.6924 | -104.9535 | 0.89427 | 0.88734 | 0.89304 | 0.89256 | 0.88389 | 0.8913 | -0.029949 | -120.2348 | 119.9902 | -0.030669 | -120.2711 | 120.0182
Line7_8_9 | 0 | 0 | 0 | 0 | 0 | 0 | 0 | 0 | 0 | 0 | 0 | 0 | -2.8291e-11 | -2.1457e-10 | 1.3804e-10 | 8.6787e-12 | 4.6758e-11 | 4.9385e-11 | -2.0667e-10 | 1.3406e-10 | 8.5153e-11 | -1.5851e-12 | -1.3826e-11 | 9.2899e-13 | 0 | 0 | 0 | 0 | 0 | 0 | 0.89256 | 0.88389 | 0.8913 | 0.89256 | 0.88389 | 0.8913 | -0.030669 | -120.2711 | 120.0182 | -0.030669 | -120.2711 | 120.0182
Line8_8_10 | 0 | 0.02882 | 0.028793 | 0 | 0.02882 | 0.028793 | 0 | 0.0066557 | 0.0066495 | 0 | 0.0066557 | 0.0066495 | -3.0622e-11 | 0.0041652 | 0.0041622 | 1.0578e-11 | -0.004153 | -0.0041452 | -2.2841e-10 | 0.0041705 | 0.0041581 | -1.6213e-12 | -0.004153 | -0.0041452 | 0 | -165.3076 | 75.0465 | 0 | 14.6924 | -104.9535 | 0.89256 | 0.88389 | 0.8913 | 0.89085 | 0.88044 | 0.88955 | -0.030669 | -120.2711 | 120.0182 | -0.03139 | -120.3076 | 120.0465
Line9_3_11 | 0 | 0 | 0 | 0 | 0 | 0 | 0 | 0 | 0 | 0 | 0 | 0 | -1.2122e-10 | -1.9028e-10 | 2.052e-10 | 1.0496e-10 | 1.6894e-10 | -1.676e-10 | -2.2884e-10 | 2.6406e-10 | 5.413e-11 | 1.9471e-10 | -2.3293e-10 | -5.1195e-11 | 0 | 0 | 0 | 0 | 0 | 0 | 0.8994 | 0.8977 | 0.89829 | 0.8994 | 0.8977 | 0.89829 | -0.027795 | -120.1274 | 119.9072 | -0.027795 | -120.1274 | 119.9072