## LLL_max_6
name | pf_ikss_from_ka | pf_ikss_to_ka | pf_ip_from_ka | pf_ip_to_ka | pf_skss_from_mw | pf_skss_to_mw | pf_p_from_mw | pf_p_to_mw | pf_q_from_mvar | pf_q_to_mvar | pf_ikss_from_degree | pf_ikss_to_degree | pf_vm_from_pu | pf_vm_to_pu | pf_va_from_degree | pf_va_to_degree
Line0_1_2 | 0 | 0 | 0 | 0 | 0 | 0 | 0 | 0 | 0 | 0 | 0 | 0 | 0.70184 | 0.70184 | -7.4193 | -7.4193
Line10_11_12 | 0 | 0 | 0 | 0 | 0 | 0 | 5.7704e-21 | 0 | 3.1682e-21 | 0 | 0 | 0 | 0 | 0 | 0 | 0
Line11_12_13 | 0 | 0 | 0 | 0 | 0 | 0 | 0 | 0 | 0 | 0 | 0 | 0 | 0 | 0 | 0 | 0
Line12_13_15 | 0 | 0 | 0 | 0 | 0 | 0 | 0 | 0 | 0 | 0 | 0 | 0 | 0 | 0 | 0 | 0
Line13_13_14 | 0 | 0 | 0 | 0 | 0 | 0 | 0 | 0 | 0 | 0 | 0 | 0 | 0 | 0 | 0 | 0
Line14_15_16 | 0 | 0 | 0 | 0 | 0 | 0 | 0 | 0 | 0 | 0 | 0 | 0 | 0 | 0 | 0 | 0
Line15_16_17 | 0 | 0 | 0 | 0 | 0 | 0 | 0 | 0 | 0 | 0 | 0 | 0 | 0 | 0 | 0 | 0
Line16_4_18 | 0 | 0 | 0 | 0 | 0 | 0 | 0 | 0 | 0 | 0 | 0 | 0 | 0.70184 | 0.70184 | -7.4193 | -7.4193
Line17_5_19 | 0 | 0 | 0 | 0 | 0 | 0 | 0 | 0 | 0 | 0 | 0 | 0 | 0.70184 | 0.70184 | -7.4193 | -7.4193
Line1_1_3 | 3.6243 | 3.6243 | 0 | 0 | 2.511 | 2.511 | 0.78812 | -0.39406 | 1.5762 | -0.78812 | 0 | 109.1457 | 0.70184 | 0.35092 | -7.4193 | -7.4193
Line2_1_4 | 0 | 0 | 0 | 0 | 0 | 0 | 0 | 0 | 0 | 0 | 0 | 0 | 0.70184 | 0.70184 | -7.4193 | -7.4193
Line3_1_5 | 0 | 0 | 0 | 0 | 0 | 0 | 0 | 0 | 0 | 0 | 0 | 0 | 0.70184 | 0.70184 | -7.4193 | -7.4193
Line4_2_6 | 0 | 0 | 0 | 0 | 0 | 0 | 0 | 0 | 0 | 0 | 0 | 0 | 0.70184 | 0.70184 | -7.4193 | -7.4193
Line5_6_7 | 0 | 0 | 0 | 0 | 0 | 0 | 0 | 0 | 0 | 0 | 0 | 0 | 0.70184 | 0.70184 | -7.4193 | -7.4193
Line6_7_8 | 0 | 0 | 0 | 0 | 0 | 0 | 0 | 0 | 0 | 0 | 0 | 0 | 0.70184 | 0.70184 | -7.4193 | -7.4193
Line7_8_9 | 0 | 0 | 0 | 0 | 0 | 0 | 0 | 0 | 0 | 0 | 0 | 0 | 0.70184 | 0.70184 | -7.4193 | -7.4193
Line8_8_10 | 0 | 0 | 0 | 0 | 0 | 0 | 0 | 0 | 0 | 0 | 0 | 0 | 0.70184 | 0.70184 | -7.4193 | -7.4193
Line9_3_11 | 3.6243 | 3.6243 | 0 | 7.0007 | 2.511 | 2.511 | 0.39406 | -1e-07 | 0.78812 | -1e-07 | -70.8543 | 109.1457 | 0.35092 | 0 | -7.4193 | 0

## LLL_max_10
name | pf_ikss_from_ka | pf_ikss_to_ka | pf_ip_from_ka | pf_ip_to_ka | pf_skss_from_mw | pf_skss_to_mw | pf_p_from_mw | pf_p_to_mw | pf_q_from_mvar | pf_q_to_mvar | pf_ikss_from_degree | pf_ikss_to_degree | pf_vm_from_pu | pf_vm_to_pu | pf_va_from_degree | pf_va_to_degree
Line0_1_2 | 0 | 0 | 0 | 0 | 0 | 0 | 0 | 0 | 0 | 0 | 0 | 0 | 0.72372 | 0.72372 | -7.6495 | -7.6495
Line10_11_12 | 0 | 0 | 0 | 0 | 0 | 0 | 8.8824e-21 | 0 | -7.0797e-21 | 0 | 0 | 0 | 0 | 0 | 0 | 0
Line11_12_13 | 0 | 0 | 0 | 0 | 0 | 0 | 0 | 0 | 0 | 0 | 0 | 0 | 0 | 0 | 0 | 0
Line12_13_15 | 0 | 0 | 0 | 0 | 0 | 0 | 0 | 0 | 0 | 0 | 0 | 0 | 0 | 0 | 0 | 0
Line13_13_14 | 0 | 0 | 0 | 0 | 0 | 0 | 0 | 0 | 0 | 0 | 0 | 0 | 0 | 0 | 0 | 0
Line14_15_16 | 0 | 0 | 0 | 0 | 0 | 0 | 0 | 0 | 0 | 0 | 0 | 0 | 0 | 0 | 0 | 0
Line15_16_17 | 0 | 0 | 0 | 0 | 0 | 0 | 0 | 0 | 0 | 0 | 0 | 0 | 0 | 0 | 0 | 0
Line16_4_18 | 0 | 0 | 0 | 0 | 0 | 0 | 0 | 0 | 0 | 0 | 0 | 0 | 0.72372 | 0.72372 | -7.6495 | -7.6495
Line17_5_19 | 0 | 0 | 0 | 0 | 0 | 0 | 0 | 0 | 0 | 0 | 0 | 0 | 0.72372 | 0.72372 | -7.6495 | -7.6495
Line1_1_3 | 3.7373 | 3.7373 | 0 | 0 | 2.5893 | 2.5893 | 0.83803 | -0.41902 | 1.6761 | -0.83803 | 0 | 108.9156 | 0.72372 | 0.36186 | -7.6495 | -7.6495
Line2_1_4 | 0 | 0 | 0 | 0 | 0 | 0 | 0 | 0 | 0 | 0 | 0 | 0 | 0.72372 | 0.72372 | -7.6495 | -7.6495
Line3_1_5 | 0 | 0 | 0 | 0 | 0 | 0 | 0 | 0 | 0 | 0 | 0 | 0 | 0.72372 | 0.72372 | -7.6495 | -7.6495
Line4_2_6 | 0 | 0 | 0 | 0 | 0 | 0 | 0 | 0 | 0 | 0 | 0 | 0 | 0.72372 | 0.72372 | -7.6495 | -7.6495
Line5_6_7 | 0 | 0 | 0 | 0 | 0 | 0 | 0 | 0 | 0 | 0 | 0 | 0 | 0.72372 | 0.72372 | -7.6495 | -7.6495
Line6_7_8 | 0 | 0 | 0 | 0 | 0 | 0 | 0 | 0 | 0 | 0 | 0 | 0 | 0.72372 | 0.72372 | -7.6495 | -7.6495
Line7_8_9 | 0 | 0 | 0 | 0 | 0 | 0 | 0 | 0 | 0 | 0 | 0 | 0 | 0.72372 | 0.72372 | -7.6495 | -7.6495
Line8_8_10 | 0 | 0 | 0 | 0 | 0 | 0 | 0 | 0 | 0 | 0 | 0 | 0 | 0.72372 | 0.72372 | -7.6495 | -7.6495
Line9_3_11 | 3.7373 | 3.7373 | 0 | 7.2438 | 2.5893 | 2.5893 | 0.41902 | -1e-07 | 0.83803 | -1e-07 | -71.0844 | 108.9156 | 0.36186 | 0 | -7.6495 | 0

## LLL_max_fault_6
name | pf_ikss_from_ka | pf_ikss_to_ka | pf_ip_from_ka | pf_ip_to_ka | pf_skss_from_mw | pf_skss_to_mw | pf_p_from_mw | pf_p_to_mw | pf_q_from_mvar | pf_q_to_mvar | pf_ikss_from_degree | pf_ikss_to_degree | pf_vm_from_pu | pf_vm_to_pu | pf_va_from_degree | pf_va_to_degree
Line0_1_2 | 0 | 0 | 0 | 0 | 0 | 0 | 0 | 0 | 0 | 0 | 0 | 0 | 1.0474 | 1.0474 | -0.12051 | -0.12051
Line10_11_12 | 0 | 0 | 0 | 0 | 0 | 0 | -6.0916e-10 | 0 | 2.9519e-10 | 0 | 0 | 0 | 1.0411 | 1.0411 | -0.23442 | -0.23442
Line11_12_13 | 0 | 0 | 0 | 0 | 0 | 0 | 0 | 0 | 0 | 0 | 0 | 0 | 1.0411 | 1.0411 | -0.23442 | -0.23442
Line12_13_15 | 0 | 0 | 0 | 0 | 0 | 0 | 0 | 0 | 0 | 0 | 0 | 0 | 1.0411 | 1.0411 | -0.23442 | -0.23442
Line13_13_14 | 0 | 0 | 0 | 0 | 0 | 0 | 0 | 0 | 0 | 0 | 0 | 0 | 1.0411 | 1.0411 | -0.23442 | -0.23442
Line14_15_16 | 0 | 0 | 0 | 0 | 0 | 0 | 0 | 0 | 0 | 0 | 0 | 0 | 1.0411 | 1.0411 | -0.23442 | -0.23442
Line15_16_17 | 0 | 0 | 0 | 0 | 0 | 0 | 0 | 0 | 0 | 0 | 0 | 0 | 1.0411 | 1.0411 | -0.23442 | -0.23442
Line16_4_18 | 0 | 0 | 0 | 0 | 0 | 0 | 0 | 0 | 0 | 0 | 0 | 0 | 1.0474 | 1.0474 | -0.12051 | -0.12051
Line17_5_19 | 0 | 0 | 0 | 0 | 0 | 0 | 0 | 0 | 0 | 0 | 0 | 0 | 1.0474 | 1.0474 | -0.12051 | -0.12051
Line1_1_3 | 0.034003 | 0.034003 | 0 | 0 | 0.023558 | 0.023558 | 0.017412 | -0.017378 | 0.017482 | -0.017412 | 0 | 134.7656 | 1.0474 | 1.0442 | -0.12051 | -0.17729
Line2_1_4 | 0 | 0 | 0 | 0 | 0 | 0 | 0 | 0 | 0 | 0 | 0 | 0 | 1.0474 | 1.0474 | -0.12051 | -0.12051
Line3_1_5 | 0 | 0 | 0 | 0 | 0 | 0 | 0 | 0 | 0 | 0 | 0 | 0 | 1.0474 | 1.0474 | -0.12051 | -0.12051
Line4_2_6 | 0 | 0 | 0 | 0 | 0 | 0 | 0 | 0 | 0 | 0 | 0 | 0 | 1.0474 | 1.0474 | -0.12051 | -0.12051
Line5_6_7 | 0 | 0 | 0 | 0 | 0 | 0 | 0 | 0 | 0 | 0 | 0 | 0 | 1.0474 | 1.0474 | -0.12051 | -0.12051
Line6_7_8 | 0 | 0 | 0 | 0 | 0 | 0 | 0 | 0 | 0 | 0 | 0 | 0 | 1.0474 | 1.0474 | -0.12051 | -0.12051
Line7_8_9 | 0 | 0 | 0 | 0 | 0 | 0 | 0 | 0 | 0 | 0 | 0 | 0 | 1.0474 | 1.0474 | -0.12051 | -0.12051
Line8_8_10 | 0 | 0 | 0 | 0 | 0 | 0 | 0 | 0 | 0 | 0 | 0 | 0 | 1.0474 | 1.0474 | -0.12051 | -0.12051
Line9_3_11 | 0.034003 | 0.034003 | 0 | 0.065681 | 0.023558 | 0.023558 | 0.017378 | -0.017343 | 0.017412 | -0.017343 | -45.2344 | 134.7656 | 1.0442 | 1.0411 | -0.17729 | -0.23442

## LLL_max_fault_10
name | pf_ikss_from_ka | pf_ikss_to_ka | pf_ip_from_ka | pf_ip_to_ka | pf_skss_from_mw | pf_skss_to_mw | pf_p_from_mw | pf_p_to_mw | pf_q_from_mvar | pf_q_to_mvar | pf_ikss_from_degree | pf_ikss_to_degree | pf_vm_from_pu | pf_vm_to_pu | pf_va_from_degree | pf_va_to_degree
Line0_1_2 | 0 | 0 | 0 | 0 | 0 | 0 | 0 | 0 | 0 | 0 | 0 | 0 | 1.0971 | 1.0971 | -0.12619 | -0.12619
Line10_11_12 | 0 | 0 | 0 | 0 | 0 | 0 | -6.7773e-10 | 0 | 3.3179e-10 | 0 | 0 | 0 | 1.0906 | 1.0906 | -0.2401 | -0.2401
Line11_12_13 | 0 | 0 | 0 | 0 | 0 | 0 | 0 | 0 | 0 | 0 | 0 | 0 | 1.0906 | 1.0906 | -0.2401 | -0.2401
Line12_13_15 | 0 | 0 | 0 | 0 | 0 | 0 | 0 | 0 | 0 | 0 | 0 | 0 | 1.0906 | 1.0906 | -0.2401 | -0.2401
Line13_13_14 | 0 | 0 | 0 | 0 | 0 | 0 | 0 | 0 | 0 | 0 | 0 | 0 | 1.0906 | 1.0906 | -0.2401 | -0.2401
Line14_15_16 | 0 | 0 | 0 | 0 | 0 | 0 | 0 | 0 | 0 | 0 | 0 | 0 | 1.0906 | 1.0906 | -0.2401 | -0.2401
Line15_16_17 | 0 | 0 | 0 | 0 | 0 | 0 | 0 | 0 | 0 | 0 | 0 | 0 | 1.0906 | 1.0906 | -0.2401 | -0.2401
Line16_4_18 | 0 | 0 | 0 | 0 | 0 | 0 | 0 | 0 | 0 | 0 | 0 | 0 | 1.0971 | 1.0971 | -0.12619 | -0.12619
Line17_5_19 | 0 | 0 | 0 | 0 | 0 | 0 | 0 | 0 | 0 | 0 | 0 | 0 | 1.0971 | 1.0971 | -0.12619 | -0.12619
Line1_1_3 | 0.035618 | 0.035618 | 0 | 0 | 0.024677 | 0.024677 | 0.019106 | -0.019068 | 0.019182 | -0.019106 | 0 | 134.7599 | 1.0971 | 1.0938 | -0.12619 | -0.18297
Line2_1_4 | 0 | 0 | 0 | 0 | 0 | 0 | 0 | 0 | 0 | 0 | 0 | 0 | 1.0971 | 1.0971 | -0.12619 | -0.12619
Line3_1_5 | 0 | 0 | 0 | 0 | 0 | 0 | 0 | 0 | 0 | 0 | 0 | 0 | 1.0971 | 1.0971 | -0.12619 | -0.12619
Line4_2_6 | 0 | 0 | 0 | 0 | 0 | 0 | 0 | 0 | 0 | 0 | 0 | 0 | 1.0971 | 1.0971 | -0.12619 | -0.12619
Line5_6_7 | 0 | 0 | 0 | 0 | 0 | 0 | 0 | 0 | 0 | 0 | 0 | 0 | 1.0971 | 1.0971 | -0.12619 | -0.12619
Line6_7_8 | 0 | 0 | 0 | 0 | 0 | 0 | 0 | 0 | 0 | 0 | 0 | 0 | 1.0971 | 1.0971 | -0.12619 | -0.12619
Line7_8_9 | 0 | 0 | 0 | 0 | 0 | 0 | 0 | 0 | 0 | 0 | 0 | 0 | 1.0971 | 1.0971 | -0.12619 | -0.12619
Line8_8_10 | 0 | 0 | 0 | 0 | 0 | 0 | 0 | 0 | 0 | 0 | 0 | 0 | 1.0971 | 1.0971 | -0.12619 | -0.12619
Line9_3_11 | 0.035618 | 0.035618 | 0 | 0.069037 | 0.024677 | 0.024677 | 0.019068 | -0.01903 | 0.019106 | -0.01903 | -45.2401 | 134.7599 | 1.0938 | 1.0906 | -0.18297 | -0.2401

## LLL_min_6
name | pf_ikss_from_ka | pf_ikss_to_ka | pf_ip_from_ka | pf_ip_to_ka | pf_skss_from_mw | pf_skss_to_mw | pf_p_from_mw | pf_p_to_mw | pf_q_from_mvar | pf_q_to_mvar | pf_ikss_from_degree | pf_ikss_to_degree | pf_vm_from_pu | pf_vm_to_pu | pf_va_from_degree | pf_va_to_degree
Line0_1_2 | 0 | 0 | 0 | 0 | 0 | 0 | 0 | 0 | 0 | 0 | 0 | 0 | 0.695 | 0.695 | -11.6026 | -11.6026
Line10_11_12 | 0 | 0 | 0 | 0 | 0 | 0 | 6.091e-21 | 0 | 8.5707e-21 | 0 | 0 | 0 | 0 | 0 | 0 | 0
Line11_12_13 | 0 | 0 | 0 | 0 | 0 | 0 | 0 | 0 | 0 | 0 | 0 | 0 | 0 | 0 | 0 | 0
Line12_13_15 | 0 | 0 | 0 | 0 | 0 | 0 | 0 | 0 | 0 | 0 | 0 | 0 | 0 | 0 | 0 | 0
Line13_13_14 | 0 | 0 | 0 | 0 | 0 | 0 | 0 | 0 | 0 | 0 | 0 | 0 | 0 | 0 | 0 | 0
Line14_15_16 | 0 | 0 | 0 | 0 | 0 | 0 | 0 | 0 | 0 | 0 | 0 | 0 | 0 | 0 | 0 | 0
Line15_16_17 | 0 | 0 | 0 | 0 | 0 | 0 | 0 | 0 | 0 | 0 | 0 | 0 | 0 | 0 | 0 | 0
Line16_4_18 | 0 | 0 | 0 | 0 | 0 | 0 | 0 | 0 | 0 | 0 | 0 | 0 | 0.695 | 0.695 | -11.6026 | -11.6026
Line17_5_19 | 0 | 0 | 0 | 0 | 0 | 0 | 0 | 0 | 0 | 0 | 0 | 0 | 0.695 | 0.695 | -11.6026 | -11.6026
Line1_1_3 | 2.8946 | 2.8946 | 0 | 0 | 2.0055 | 2.0055 | 0.96525 | -0.48263 | 1.0055 | -0.50274 | 0 | 122.2283 | 0.695 | 0.3475 | -11.6026 | -11.6026
Line2_1_4 | 0 | 0 | 0 | 0 | 0 | 0 | 0 | 0 | 0 | 0 | 0 | 0 | 0.695 | 0.695 | -11.6026 | -11.6026
Line3_1_5 | 0 | 0 | 0 | 0 | 0 | 0 | 0 | 0 | 0 | 0 | 0 | 0 | 0.695 | 0.695 | -11.6026 | -11.6026
Line4_2_6 | 0 | 0 | 0 | 0 | 0 | 0 | 0 | 0 | 0 | 0 | 0 | 0 | 0.695 | 0.695 | -11.6026 | -11.6026
Line5_6_7 | 0 | 0 | 0 | 0 | 0 | 0 | 0 | 0 | 0 | 0 | 0 | 0 | 0.695 | 0.695 | -11.6026 | -11.6026
Line6_7_8 | 0 | 0 | 0 | 0 | 0 | 0 | 0 | 0 | 0 | 0 | 0 | 0 | 0.695 | 0.695 | -11.6026 | -11.6026
Line7_8_9 | 0 | 0 | 0 | 0 | 0 | 0 | 0 | 0 | 0 | 0 | 0 | 0 | 0.695 | 0.695 | -11.6026 | -11.6026
Line8_8_10 | 0 | 0 | 0 | 0 | 0 | 0 | 0 | 0 | 0 | 0 | 0 | 0 | 0.695 | 0.695 | -11.6026 | -11.6026
Line9_3_11 | 2.8946 | 2.8946 | 0 | 4.7808 | 2.0055 | 2.0055 | 0.48263 | -1e-07 | 0.50274 | -1e-07 | -57.7717 | 122.2283 | 0.3475 | 0 | -11.6026 | 0

## LLL_min_10
name | pf_ikss_from_ka | pf_ikss_to_ka | pf_ip_from_ka | pf_ip_to_ka | pf_skss_from_mw | pf_skss_to_mw | pf_p_from_mw | pf_p_to_mw | pf_q_from_mvar | pf_q_to_mvar | pf_ikss_from_degree | pf_ikss_to_degree | pf_vm_from_pu | pf_vm_to_pu | pf_va_from_degree | pf_va_to_degree
Line0_1_2 | 0 | 0 | 0 | 0 | 0 | 0 | 0 | 0 | 0 | 0 | 0 | 0 | 0.65842 | 0.65842 | -11.6026 | -11.6026
Line10_11_12 | 0 | 0 | 0 | 0 | 0 | 0 | 5.4604e-21 | 0 | 7.6962e-21 | 0 | 0 | 0 | 0 | 0 | 0 | 0
Line11_12_13 | 0 | 0 | 0 | 0 | 0 | 0 | 0 | 0 | 0 | 0 | 0 | 0 | 0 | 0 | 0 | 0
Line12_13_15 | 0 | 0 | 0 | 0 | 0 | 0 | 0 | 0 | 0 | 0 | 0 | 0 | 0 | 0 | 0 | 0
Line13_13_14 | 0 | 0 | 0 | 0 | 0 | 0 | 0 | 0 | 0 | 0 | 0 | 0 | 0 | 0 | 0 | 0
Line14_15_16 | 0 | 0 | 0 | 0 | 0 | 0 | 0 | 0 | 0 | 0 | 0 | 0 | 0 | 0 | 0 | 0
Line15_16_17 | 0 | 0 | 0 | 0 | 0 | 0 | 0 | 0 | 0 | 0 | 0 | 0 | 0 | 0 | 0 | 0
Line16_4_18 | 0 | 0 | 0 | 0 | 0 | 0 | 0 | 0 | 0 | 0 | 0 | 0 | 0.65842 | 0.65842 | -11.6026 | -11.6026
Line17_5_19 | 0 | 0 | 0 | 0 | 0 | 0 | 0 | 0 | 0 | 0 | 0 | 0 | 0.65842 | 0.65842 | -11.6026 | -11.6026
Line1_1_3 | 2.7423 | 2.7423 | 0 | 0 | 1.8999 | 1.8999 | 0.86632 | -0.43316 | 0.90242 | -0.45121 | 0 | 122.2283 | 0.65842 | 0.32921 | -11.6026 | -11.6026
Line2_1_4 | 0 | 0 | 0 | 0 | 0 | 0 | 0 | 0 | 0 | 0 | 0 | 0 | 0.65842 | 0.65842 | -11.6026 | -11.6026
Line3_1_5 | 0 | 0 | 0 | 0 | 0 | 0 | 0 | 0 | 0 | 0 | 0 | 0 | 0.65842 | 0.65842 | -11.6026 | -11.6026
Line4_2_6 | 0 | 0 | 0 | 0 | 0 | 0 | 0 | 0 | 0 | 0 | 0 | 0 | 0.65842 | 0.65842 | -11.6026 | -11.6026
Line5_6_7 | 0 | 0 | 0 | 0 | 0 | 0 | 0 | 0 | 0 | 0 | 0 | 0 | 0.65842 | 0.65842 | -11.6026 | -11.6026
Line6_7_8 | 0 | 0 | 0 | 0 | 0 | 0 | 0 | 0 | 0 | 0 | 0 | 0 | 0.65842 | 0.65842 | -11.6026 | -11.6026
Line7_8_9 | 0 | 0 | 0 | 0 | 0 | 0 | 0 | 0 | 0 | 0 | 0 | 0 | 0.65842 | 0.65842 | -11.6026 | -11.6026
Line8_8_10 | 0 | 0 | 0 | 0 | 0 | 0 | 0 | 0 | 0 | 0 | 0 | 0 | 0.65842 | 0.65842 | -11.6026 | -11.6026
Line9_3_11 | 2.7423 | 2.7423 | 0 | 4.5292 | 1.8999 | 1.8999 | 0.43316 | -1e-07 | 0.45121 | -1e-07 | -57.7717 | 122.2283 | 0.32921 | 0 | -11.6026 | 0

## LLL_min_fault_6
name | pf_ikss_from_ka | pf_ikss_to_ka | pf_ip_from_ka | pf_ip_to_ka | pf_skss_from_mw | pf_skss_to_mw | pf_p_from_mw | pf_p_to_mw | pf_q_from_mvar | pf_q_to_mvar | pf_ikss_from_degree | pf_ikss_to_degree | pf_vm_from_pu | pf_vm_to_pu | pf_va_from_degree | pf_va_to_degree
Line0_1_2 | 0 | 0 | 0 | 0 | 0 | 0 | 0 | 0 | 0 | 0 | 0 | 0 | 0.94754 | 0.94754 | -0.12527 | -0.12527
Line10_11_12 | 0 | 0 | 0 | 0 | 0 | 0 | -6.0985e-10 | 0 | 1.3824e-10 | 0 | 0 | 0 | 0.94017 | 0.94017 | -0.13436 | -0.13436
Line11_12_13 | 0 | 0 | 0 | 0 | 0 | 0 | 0 | 0 | 0 | 0 | 0 | 0 | 0.94017 | 0.94017 | -0.13436 | -0.13436
Line12_13_15 | 0 | 0 | 0 | 0 | 0 | 0 | 0 | 0 | 0 | 0 | 0 | 0 | 0.94017 | 0.94017 | -0.13436 | -0.13436
Line13_13_14 | 0 | 0 | 0 | 0 | 0 | 0 | 0 | 0 | 0 | 0 | 0 | 0 | 0.94017 | 0.94017 | -0.13436 | -0.13436
Line14_15_16 | 0 | 0 | 0 | 0 | 0 | 0 | 0 | 0 | 0 | 0 | 0 | 0 | 0.94017 | 0.94017 | -0.13436 | -0.13436
Line15_16_17 | 0 | 0 | 0 | 0 | 0 | 0 | 0 | 0 | 0 | 0 | 0 | 0 | 0.94017 | 0.94017 | -0.13436 | -0.13436
Line16_4_18 | 0 | 0 | 0 | 0 | 0 | 0 | 0 | 0 | 0 | 0 | 0 | 0 | 0.94754 | 0.94754 | -0.12527 | -0.12527
Line17_5_19 | 0 | 0 | 0 | 0 | 0 | 0 | 0 | 0 | 0 | 0 | 0 | 0 | 0.94754 | 0.94754 | -0.12527 | -0.12527
Line1_1_3 | 0.030706 | 0.030706 | 0 | 0 | 0.021274 | 0.021274 | 0.014251 | -0.014197 | 0.014256 | -0.014199 | 0 | 134.8656 | 0.94754 | 0.94385 | -0.12527 | -0.1298
Line2_1_4 | 0 | 0 | 0 | 0 | 0 | 0 | 0 | 0 | 0 | 0 | 0 | 0 | 0.94754 | 0.94754 | -0.12527 | -0.12527
Line3_1_5 | 0 | 0 | 0 | 0 | 0 | 0 | 0 | 0 | 0 | 0 | 0 | 0 | 0.94754 | 0.94754 | -0.12527 | -0.12527
Line4_2_6 | 0 | 0 | 0 | 0 | 0 | 0 | 0 | 0 | 0 | 0 | 0 | 0 | 0.94754 | 0.94754 | -0.12527 | -0.12527
Line5_6_7 | 0 | 0 | 0 | 0 | 0 | 0 | 0 | 0 | 0 | 0 | 0 | 0 | 0.94754 | 0.94754 | -0.12527 | -0.12527
Line6_7_8 | 0 | 0 | 0 | 0 | 0 | 0 | 0 | 0 | 0 | 0 | 0 | 0 | 0.94754 | 0.94754 | -0.12527 | -0.12527
Line7_8_9 | 0 | 0 | 0 | 0 | 0 | 0 | 0 | 0 | 0 | 0 | 0 | 0 | 0.94754 | 0.94754 | -0.12527 | -0.12527
Line8_8_10 | 0 | 0 | 0 | 0 | 0 | 0 | 0 | 0 | 0 | 0 | 0 | 0 | 0.94754 | 0.94754 | -0.12527 | -0.12527
Line9_3_11 | 0.030706 | 0.030706 | 0 | 0.050714 | 0.021274 | 0.021274 | 0.014197 | -0.014143 | 0.014199 | -0.014143 | -45.1344 | 134.8656 | 0.94385 | 0.94017 | -0.1298 | -0.13436

## LLL_min_fault_10
name | pf_ikss_from_ka | pf_ikss_to_ka | pf_ip_from_ka | pf_ip_to_ka | pf_skss_from_mw | pf_skss_to_mw | pf_p_from_mw | pf_p_to_mw | pf_q_from_mvar | pf_q_to_mvar | pf_ikss_from_degree | pf_ikss_to_degree | pf_vm_from_pu | pf_vm_to_pu | pf_va_from_degree | pf_va_to_degree
Line0_1_2 | 0 | 0 | 0 | 0 | 0 | 0 | 0 | 0 | 0 | 0 | 0 | 0 | 0.89767 | 0.89767 | -0.12527 | -0.12527
Line10_11_12 | 0 | 0 | 0 | 0 | 0 | 0 | -5.4734e-10 | 0 | 1.2407e-10 | 0 | 0 | 0 | 0.89069 | 0.89069 | -0.13436 | -0.13436
Line11_12_13 | 0 | 0 | 0 | 0 | 0 | 0 | 0 | 0 | 0 | 0 | 0 | 0 | 0.89069 | 0.89069 | -0.13436 | -0.13436
Line12_13_15 | 0 | 0 | 0 | 0 | 0 | 0 | 0 | 0 | 0 | 0 | 0 | 0 | 0.89069 | 0.89069 | -0.13436 | -0.13436
Line13_13_14 | 0 | 0 | 0 | 0 | 0 | 0 | 0 | 0 | 0 | 0 | 0 | 0 | 0.89069 | 0.89069 | -0.13436 | -0.13436
Line14_15_16 | 0 | 0 | 0 | 0 | 0 | 0 | 0 | 0 | 0 | 0 | 0 | 0 | 0.89069 | 0.89069 | -0.13436 | -0.13436
Line15_16_17 | 0 | 0 | 0 | 0 | 0 | 0 | 0 | 0 | 0 | 0 | 0 | 0 | 0.89069 | 0.89069 | -0.13436 | -0.13436
Line16_4_18 | 0 | 0 | 0 | 0 | 0 | 0 | 0 | 0 | 0 | 0 | 0 | 0 | 0.89767 | 0.89767 | -0.12527 | -0.12527
Line17_5_19 | 0 | 0 | 0 | 0 | 0 | 0 | 0 | 0 | 0 | 0 | 0 | 0 | 0.89767 | 0.89767 | -0.12527 | -0.12527
Line1_1_3 | 0.02909 | 0.02909 | 0 | 0 | 0.020154 | 0.020154 | 0.012791 | -0.012742 | 0.012795 | -0.012744 | 0 | 134.8656 | 0.89767 | 0.89418 | -0.12527 | -0.1298
Line2_1_4 | 0 | 0 | 0 | 0 | 0 | 0 | 0 | 0 | 0 | 0 | 0 | 0 | 0.89767 | 0.89767 | -0.12527 | -0.12527
Line3_1_5 | 0 | 0 | 0 | 0 | 0 | 0 | 0 | 0 | 0 | 0 | 0 | 0 | 0.89767 | 0.89767 | -0.12527 | -0.12527
Line4_2_6 | 0 | 0 | 0 | 0 | 0 | 0 | 0 | 0 | 0 | 0 | 0 | 0 | 0.89767 | 0.89767 | -0.12527 | -0.12527
Line5_6_7 | 0 | 0 | 0 | 0 | 0 | 0 | 0 | 0 | 0 | 0 | 0 | 0 | 0.89767 | 0.89767 | -0.12527 | -0.12527
Line6_7_8 | 0 | 0 | 0 | 0 | 0 | 0 | 0 | 0 | 0 | 0 | 0 | 0 | 0.89767 | 0.89767 | -0.12527 | -0.12527
Line7_8_9 | 0 | 0 | 0 | 0 | 0 | 0 | 0 | 0 | 0 | 0 | 0 | 0 | 0.89767 | 0.89767 | -0.12527 | -0.12527
Line8_8_10 | 0 | 0 | 0 | 0 | 0 | 0 | 0 | 0 | 0 | 0 | 0 | 0 | 0.89767 | 0.89767 | -0.12527 | -0.12527
Line9_3_11 | 0.02909 | 0.02909 | 0 | 0.048045 | 0.020154 | 0.020154 | 0.012742 | -0.012693 | 0.012744 | -0.012693 | -45.1344 | 134.8656 | 0.89418 | 0.89069 | -0.1298 | -0.13436

## LL_max_6
name | pf_ikss_a_from_ka | pf_ikss_b_from_ka | pf_ikss_c_from_ka | pf_ikss_a_to_ka | pf_ikss_b_to_ka | pf_ikss_c_to_ka | pf_skss_a_from_mw | pf_skss_b_from_mw | pf_skss_c_from_mw | pf_skss_a_to_mw | pf_skss_b_to_mw | pf_skss_c_to_mw | pf_p_a_from_mw | pf_p_b_from_mw | pf_p_c_from_mw | pf_p_a_to_mw | pf_p_b_to_mw | pf_p_c_to_mw | pf_q_a_from_mvar | pf_q_b_from_mvar | pf_q_c_from_mvar | pf_q_a_to_mvar | pf_q_b_to_mvar | pf_q_c_to_mvar | pf_ikss_a_from_degree | pf_ikss_b_from_degree | pf_ikss_c_from_degree | pf_ikss_a_to_degree | pf_ikss_b_to_degree | pf_ikss_c_to_degree | pf_vm_a_from_pu | pf_vm_b_from_pu | pf_vm_c_from_pu | pf_vm_a_to_pu | pf_vm_b_to_pu | pf_vm_c_to_pu | pf_va_a_from_degree | pf_va_b_from_degree | pf_va_c_from_degree | pf_va_a_to_degree | pf_va_b_to_degree | pf_va_c_to_degree
Line0_1_2 | 0 | 0 | 0 | 0 | 0 | 0 | 0 | 0 | 0 | 0 | 0 | 0 | 5.4401e-16 | -3.0235e-09 | -4.8365e-09 | -4.6629e-16 | 3.0235e-09 | 4.8365e-09 | -1.9429e-17 | 5.1114e-09 | -1.9712e-09 | 1.9429e-17 | -5.1114e-09 | 1.9712e-09 | 0 | 0 | 0 | 0 | 0 | 0 | 1.0161 | 0.70184 | 0.93145 | 1.0161 | 0.70184 | 0.93145 | -5.4775e-13 | -135.0364 | 126.5322 | -5.5689e-13 | -135.0364 | 126.5322
Line10_11_12 | 0 | 0 | 0 | 0 | 0 | 0 | 0 | 0 | 0 | 0 | 0 | 0 | 1.3989e-15 | 1.904e-15 | -9.3259e-16 | -1.3989e-15 | -1.4793e-15 | 8.5219e-16 | -7.7716e-17 | 1.0503e-08 | -1.0503e-08 | 1.1657e-16 | -1.0503e-08 | 1.0503e-08 | 0 | 0 | 0 | 0 | 0 | 0 | 0.90933 | 0 | 0.90933 | 0.90933 | 0 | 0.90933 | -6.1218e-13 | 180 | -180 | -6.3841e-13 | -180 | 180
Line11_12_13 | 0 | 0 | 0 | 0 | 0 | 0 | 0 | 0 | 0 | 0 | 0 | 0 | 1.3989e-15 | 1.2586e-15 | -1.4614e-15 | -1.4766e-15 | -9.7338e-16 | 1.3581e-15 | -1.5543e-16 | 8.7523e-09 | -8.7523e-09 | 2.3315e-16 | -8.7523e-09 | 8.7523e-09 | 0 | 0 | 0 | 0 | 0 | 0 | 0.90933 | 0 | 0.90933 | 0.90933 | 0 | 0.90933 | -6.3841e-13 | -180 | 180 | -6.5833e-13 | -180 | 180
Line12_13_15 | 0 | 0 | 0 | 0 | 0 | 0 | 0 | 0 | 0 | 0 | 0 | 0 | 5.4401e-16 | 1.2135e-15 | -1.1568e-15 | -5.4401e-16 | -8.0618e-16 | 1.0201e-15 | 7.7716e-17 | 5.2514e-09 | -5.2514e-09 | -7.7716e-17 | -5.2514e-09 | 5.2514e-09 | 0 | 0 | 0 | 0 | 0 | 0 | 0.90933 | 0 | 0.90933 | 0.90933 | 0 | 0.90933 | -6.5833e-13 | -180 | 180 | -6.6808e-13 | -180 | 180
Line13_13_14 | 0 | 0 | 0 | 0 | 0 | 0 | 0 | 0 | 0 | 0 | 0 | 0 | 2.3315e-16 | 9.3645e-17 | -3.3379e-16 | -2.3315e-16 | 2.9702e-16 | 3.3588e-16 | -7.7716e-17 | 1.7505e-09 | -1.7505e-09 | 1.5543e-16 | -1.7505e-09 | 1.7505e-09 | 0 | 0 | 0 | 0 | 0 | 0 | 0.90933 | 0 | 0.90933 | 0.90933 | 0 | 0.90933 | -6.5833e-13 | -180 | 180 | -6.6152e-13 | -180 | 180
Line14_15_16 | 0 | 0 | 0 | 0 | 0 | 0 | 0 | 0 | 0 | 0 | 0 | 0 | 6.2172e-16 | 5.6336e-16 | -1.3018e-15 | -6.2172e-16 | -3.2188e-16 | 9.9929e-16 | -3.8858e-17 | 3.5009e-09 | -3.5009e-09 | 3.8858e-17 | -3.5009e-09 | 3.5009e-09 | 0 | 0 | 0 | 0 | 0 | 0 | 0.90933 | 0 | 0.90933 | 0.90933 | 0 | 0.90933 | -6.6808e-13 | -180 | 180 | -6.7309e-13 | -180 | 180
Line15_16_17 | 0 | 0 | 0 | 0 | 0 | 0 | 0 | 0 | 0 | 0 | 0 | 0 | -7.7716e-17 | 4.3294e-16 | -4.9964e-16 | 2.3315e-16 | -1.9771e-16 | 1.9087e-16 | 9.1297e-31 | 1.7505e-09 | -1.7505e-09 | 3.8858e-17 | -1.7505e-09 | 1.7505e-09 | 0 | 0 | 0 | 0 | 0 | 0 | 0.90933 | 0 | 0.90933 | 0.90933 | 0 | 0.90933 | -6.7309e-13 | -180 | 180 | -6.7363e-13 | -180 | 180
Line16_4_18 | 0 | 0 | 0 | 0 | 0 | 0 | 0 | 0 | 0 | 0 | 0 | 0 | -3.8858e-17 | -5.0392e-10 | -8.0609e-10 | 0 | 5.0392e-10 | 8.0609e-10 | -3.8858e-17 | 8.5191e-10 | -3.2853e-10 | 0 | -8.5191e-10 | 3.2853e-10 | 0 | 0 | 0 | 0 | 0 | 0 | 1.0161 | 0.70184 | 0.93145 | 1.0161 | 0.70184 | 0.93145 | -5.5063e-13 | -135.0364 | 126.5322 | -5.5115e-13 | -135.0364 | 126.5322
Line17_5_19 | 0 | 0 | 0 | 0 | 0 | 0 | 0 | 0 | 0 | 0 | 0 | 0 | -3.8858e-17 | -5.0392e-10 | -8.0609e-10 | 0 | 5.0392e-10 | 8.0609e-10 | -3.8858e-17 | 8.5191e-10 | -3.2853e-10 | 0 | -8.5191e-10 | 3.2853e-10 | 0 | 0 | 0 | 0 | 0 | 0 | 1.0161 | 0.70184 | 0.93145 | 1.0161 | 0.70184 | 0.93145 | -5.5063e-13 | -135.0364 | 126.5322 | -5.5115e-13 | -135.0364 | 126.5322
Line1_1_3 | 0 | 3.1387 | 3.1387 | 0 | 3.1387 | 3.1387 | 0 | 0.72485 | 0.72485 | 0 | 0.72485 | 0.72485 | 2.2538e-15 | 0.55653 | -0.16247 | -2.176e-15 | -0.45801 | 0.26098 | -3.8858e-17 | 0.26925 | 0.51887 | 3.8858e-17 | -0.072221 | -0.32184 | 0 | 0 | 0 | 0 | 19.1457 | -160.8543 | 1.0161 | 0.70184 | 0.93145 | 0.94809 | 0.35092 | 0.90358 | -5.4775e-13 | -135.0364 | 126.5322 | -5.8124e-13 | -151.8935 | 148.1848
Line2_1_4 | 0 | 0 | 0 | 0 | 0 | 0 | 0 | 0 | 0 | 0 | 0 | 0 | 2.3315e-16 | -1.0078e-09 | -1.6122e-09 | -1.5543e-16 | 1.0078e-09 | 1.6122e-09 | -2.2289e-30 | 1.7038e-09 | -6.5706e-10 | -1.9429e-17 | -1.7038e-09 | 6.5706e-10 | 0 | 0 | 0 | 0 | 0 | 0 | 1.0161 | 0.70184 | 0.93145 | 1.0161 | 0.70184 | 0.93145 | -5.4775e-13 | -135.0364 | 126.5322 | -5.5063e-13 | -135.0364 | 126.5322
Line3_1_5 | 0 | 0 | 0 | 0 | 0 | 0 | 0 | 0 | 0 | 0 | 0 | 0 | 2.3315e-16 | -1.0078e-09 | -1.6122e-09 | -1.5543e-16 | 1.0078e-09 | 1.6122e-09 | -2.2289e-30 | 1.7038e-09 | -6.5706e-10 | -1.9429e-17 | -1.7038e-09 | 6.5706e-10 | 0 | 0 | 0 | 0 | 0 | 0 | 1.0161 | 0.70184 | 0.93145 | 1.0161 | 0.70184 | 0.93145 | -5.4775e-13 | -135.0364 | 126.5322 | -5.5063e-13 | -135.0364 | 126.5322
Line4_2_6 | 0 | 0 | 0 | 0 | 0 | 0 | 0 | 0 | 0 | 0 | 0 | 0 | 3.1086e-16 | -2.5196e-09 | -4.0305e-09 | -3.1086e-16 | 2.5196e-09 | 4.0305e-09 | -1.9429e-17 | 4.2595e-09 | -1.6426e-09 | 1.9429e-17 | -4.2595e-09 | 1.6426e-09 | 0 | 0 | 0 | 0 | 0 | 0 | 1.0161 | 0.70184 | 0.93145 | 1.0161 | 0.70184 | 0.93145 | -5.5689e-13 | -135.0364 | 126.5322 | -5.6294e-13 | -135.0364 | 126.5322
Line5_6_7 | 0 | 0 | 0 | 0 | 0 | 0 | 0 | 0 | 0 | 0 | 0 | 0 | 2.72e-16 | -2.0157e-09 | -3.2244e-09 | -2.3315e-16 | 2.0157e-09 | 3.2244e-09 | -9.7145e-17 | 3.4076e-09 | -1.3141e-09 | 9.7145e-17 | -3.4076e-09 | 1.3141e-09 | 0 | 0 | 0 | 0 | 0 | 0 | 1.0161 | 0.70184 | 0.93145 | 1.0161 | 0.70184 | 0.93145 | -5.6294e-13 | -135.0364 | 126.5322 | -5.6624e-13 | -135.0364 | 126.5322
Line6_7_8 | 0 | 0 | 0 | 0 | 0 | 0 | 0 | 0 | 0 | 0 | 0 | 0 | 3.8858e-17 | -1.5118e-09 | -2.4183e-09 | -3.8858e-17 | 1.5118e-09 | 2.4183e-09 | -3.8402e-31 | 2.5557e-09 | -9.8558e-10 | -1.9429e-17 | -2.5557e-09 | 9.8558e-10 | 0 | 0 | 0 | 0 | 0 | 0 | 1.0161 | 0.70184 | 0.93145 | 1.0161 | 0.70184 | 0.93145 | -5.6624e-13 | -135.0364 | 126.5322 | -5.677e-13 | -135.0364 | 126.5322
Line7_8_9 | 0 | 0 | 0 | 0 | 0 | 0 | 0 | 0 | 0 | 0 | 0 | 0 | 1.9429e-16 | -5.0392e-10 | -8.0609e-10 | -7.7716e-17 | 5.0392e-10 | 8.0609e-10 | -5.8287e-17 | 8.5191e-10 | -3.2853e-10 | 7.7716e-17 | -8.5191e-10 | 3.2853e-10 | 0 | 0 | 0 | 0 | 0 | 0 | 1.0161 | 0.70184 | 0.93145 | 1.0161 | 0.70184 | 0.93145 | -5.677e-13 | -135.0364 | 126.5322 | -5.6874e-13 | -135.0364 | 126.5322
Line8_8_10 | 0 | 0 | 0 | 0 | 0 | 0 | 0 | 0 | 0 | 0 | 0 | 0 | 3.8858e-17 | -5.0392e-10 | -8.0609e-10 | 0 | 5.0392e-10 | 8.0609e-10 | 1.9429e-17 | 8.5191e-10 | -3.2853e-10 | 0 | -8.5191e-10 | 3.2853e-10 | 0 | 0 | 0 | 0 | 0 | 0 | 1.0161 | 0.70184 | 0.93145 | 1.0161 | 0.70184 | 0.93145 | -5.677e-13 | -135.0364 | 126.5322 | -5.6948e-13 | -135.0364 | 126.5322
Line9_3_11 | 0 | 3.1387 | 3.1387 | 0 | 3.1387 | 3.1387 | 0 | 0.72485 | 0.72485 | 0 | 0.72485 | 0.72485 | 1.9429e-15 | 0.45801 | -0.26098 | -1.8652e-15 | -0.3595 | 0.3595 | -7.7716e-17 | 0.072221 | 0.32184 | 7.7716e-17 | 0.12481 | -0.12481 | 0 | -160.8543 | 19.1457 | 0 | 19.1457 | -160.8543 | 0.94809 | 0.35092 | 0.90358 | 0.90933 | 0 | 0.90933 | -5.8124e-13 | -151.8935 | 148.1848 | -6.1218e-13 | 180 | -180

## LL_max_10
name | pf_ikss_a_from_ka | pf_ikss_b_from_ka | pf_ikss_c_from_ka | pf_ikss_a_to_ka | pf_ikss_b_to_ka | pf_ikss_c_to_ka | pf_skss_a_from_mw | pf_skss_b_from_mw | pf_skss_c_from_mw | pf_skss_a_to_mw | pf_skss_b_to_mw | pf_skss_c_to_mw | pf_p_a_from_mw | pf_p_b_from_mw | pf_p_c_from_mw | pf_p_a_to_mw | pf_p_b_to_mw | pf_p_c_to_mw | pf_q_a_from_mvar | pf_q_b_from_mvar | pf_q_c_from_mvar | pf_q_a_to_mvar | pf_q_b_to_mvar | pf_q_c_to_mvar | pf_ikss_a_from_degree | pf_ikss_b_from_degree | pf_ikss_c_from_degree | pf_ikss_a_to_degree | pf_ikss_b_to_degree | pf_ikss_c_to_degree | pf_vm_a_from_pu | pf_vm_b_from_pu | pf_vm_c_from_pu | pf_vm_a_to_pu | pf_vm_b_to_pu | pf_vm_c_to_pu | pf_va_a_from_degree | pf_va_b_from_degree | pf_va_c_from_degree | pf_va_a_to_degree | pf_va_b_to_degree | pf_va_c_to_degree
Line0_1_2 | 0 | 0 | 0 | 0 | 0 | 0 | 0 | 0 | 0 | 0 | 0 | 0 | 7.3275e-16 | -3.3669e-09 | -5.3859e-09 | -7.3275e-16 | 3.3669e-09 | 5.3859e-09 | 4.0708e-17 | 5.759e-09 | -2.262e-09 | -4.0708e-17 | -5.759e-09 | 2.262e-09 | 0 | 0 | 0 | 0 | 0 | 0 | 1.0631 | 0.72372 | 0.97297 | 1.0631 | 0.72372 | 0.97297 | -9.8378e-13 | -135.5593 | 126.9102 | -9.9351e-13 | -135.5593 | 126.9102
Line10_11_12 | 0 | 0 | 0 | 0 | 0 | 0 | 0 | 0 | 0 | 0 | 0 | 0 | 1.4655e-15 | 1.3027e-15 | -6.5133e-16 | -1.6283e-15 | -1.0575e-15 | 7.3369e-16 | -1.6283e-16 | 1.1527e-08 | -1.1527e-08 | 8.1416e-17 | -1.1527e-08 | 1.1527e-08 | 0 | 0 | 0 | 0 | 0 | 0 | 0.95263 | 0 | 0.95263 | 0.95263 | 0 | 0.95263 | -1.0487e-12 | -180 | -180 | -1.0749e-12 | -180 | 180
Line11_12_13 | 0 | 0 | 0 | 0 | 0 | 0 | 0 | 0 | 0 | 0 | 0 | 0 | 1.3027e-15 | 1.5597e-15 | -1.697e-15 | -1.3027e-15 | -1.014e-15 | 1.7541e-15 | -2.4425e-16 | 9.6057e-09 | -9.6057e-09 | 1.6283e-16 | -9.6057e-09 | 9.6057e-09 | 0 | 0 | 0 | 0 | 0 | 0 | 0.95263 | 0 | 0.95263 | 0.95263 | 0 | 0.95263 | -1.0749e-12 | -180 | 180 | -1.0948e-12 | -180 | 180
Line12_13_15 | 0 | 0 | 0 | 0 | 0 | 0 | 0 | 0 | 0 | 0 | 0 | 0 | 9.77e-16 | 9.8292e-16 | -1.3782e-15 | -8.1416e-16 | -7.1808e-16 | 1.0731e-15 | -1.6283e-16 | 5.7634e-09 | -5.7634e-09 | 8.1416e-17 | -5.7634e-09 | 5.7634e-09 | 0 | 0 | 0 | 0 | 0 | 0 | 0.95263 | 0 | 0.95263 | 0.95263 | 0 | 0.95263 | -1.0948e-12 | -180 | 180 | -1.1045e-12 | -180 | 180
Line13_13_14 | 0 | 0 | 0 | 0 | 0 | 0 | 0 | 0 | 0 | 0 | 0 | 0 | 3.2567e-16 | 2.1908e-16 | -3.5083e-16 | -1.6283e-16 | 2.7452e-17 | 2.7452e-17 | -1.6283e-16 | 1.9211e-09 | -1.9211e-09 | 1.6283e-16 | -1.9211e-09 | 1.9211e-09 | 0 | 0 | 0 | 0 | 0 | 0 | 0.95263 | 0 | 0.95263 | 0.95263 | 0 | 0.95263 | -1.0948e-12 | -180 | 180 | -1.098e-12 | -180 | 180
Line14_15_16 | 0 | 0 | 0 | 0 | 0 | 0 | 0 | 0 | 0 | 0 | 0 | 0 | 4.7086e-30 | 1.1572e-15 | -3.8972e-16 | -6.3067e-30 | -8.2237e-16 | 3.9887e-16 | 2.4425e-16 | 3.8423e-09 | -3.8423e-09 | -3.2567e-16 | -3.8423e-09 | 3.8423e-09 | 0 | 0 | 0 | 0 | 0 | 0 | 0.95263 | 0 | 0.95263 | 0.95263 | 0 | 0.95263 | -1.1045e-12 | -180 | 180 | -1.1096e-12 | -180 | 180
Line15_16_17 | 0 | 0 | 0 | 0 | 0 | 0 | 0 | 0 | 0 | 0 | 0 | 0 | 3.2567e-16 | 4.519e-16 | -6.8793e-16 | -3.2567e-16 | 2.0172e-16 | 6.9022e-16 | -1.6283e-16 | 1.9211e-09 | -1.9211e-09 | 1.6283e-16 | -1.9211e-09 | 1.9211e-09 | 0 | 0 | 0 | 0 | 0 | 0 | 0.95263 | 0 | 0.95263 | 0.95263 | 0 | 0.95263 | -1.1096e-12 | -180 | 180 | -1.1101e-12 | -180 | 180
Line16_4_18 | 0 | 0 | 0 | 0 | 0 | 0 | 0 | 0 | 0 | 0 | 0 | 0 | -1.4022e-30 | -5.6115e-10 | -8.9765e-10 | 7.0145e-31 | 5.6115e-10 | 8.9765e-10 | -8.1416e-17 | 9.5983e-10 | -3.77e-10 | 4.0708e-17 | -9.5983e-10 | 3.77e-10 | 0 | 0 | 0 | 0 | 0 | 0 | 1.0631 | 0.72372 | 0.97297 | 1.0631 | 0.72372 | 0.97297 | -9.8675e-13 | -135.5593 | 126.9102 | -9.8728e-13 | -135.5593 | 126.9102
Line17_5_19 | 0 | 0 | 0 | 0 | 0 | 0 | 0 | 0 | 0 | 0 | 0 | 0 | -1.4022e-30 | -5.6115e-10 | -8.9765e-10 | 7.0145e-31 | 5.6115e-10 | 8.9765e-10 | -8.1416e-17 | 9.5983e-10 | -3.77e-10 | 4.0708e-17 | -9.5983e-10 | 3.77e-10 | 0 | 0 | 0 | 0 | 0 | 0 | 1.0631 | 0.72372 | 0.97297 | 1.0631 | 0.72372 | 0.97297 | -9.8675e-13 | -135.5593 | 126.9102 | -9.8728e-13 | -135.5593 | 126.9102
Line1_1_3 | 0 | 3.2366 | 3.2366 | 0 | 3.2366 | 3.2366 | 0 | 0.74746 | 0.74746 | 0 | 0.74746 | 0.74746 | 2.3611e-15 | 0.59841 | -0.17939 | -2.5239e-15 | -0.49365 | 0.28415 | 4.0708e-17 | 0.28575 | 0.55229 | -4.0708e-17 | -0.07624 | -0.34278 | 0 | 0 | 0 | 0 | 18.9156 | -161.0844 | 1.0631 | 0.72372 | 0.97297 | 0.99304 | 0.36186 | 0.9457 | -9.8378e-13 | -135.5593 | 126.9102 | -1.018e-12 | -152.305 | 148.5727
Line2_1_4 | 0 | 0 | 0 | 0 | 0 | 0 | 0 | 0 | 0 | 0 | 0 | 0 | 2.4425e-16 | -1.1223e-09 | -1.7953e-09 | -2.4425e-16 | 1.1223e-09 | 1.7953e-09 | 4.0708e-17 | 1.9197e-09 | -7.5399e-10 | 4.2065e-30 | -1.9197e-09 | 7.5399e-10 | 0 | 0 | 0 | 0 | 0 | 0 | 1.0631 | 0.72372 | 0.97297 | 1.0631 | 0.72372 | 0.97297 | -9.8378e-13 | -135.5593 | 126.9102 | -9.8675e-13 | -135.5593 | 126.9102
Line3_1_5 | 0 | 0 | 0 | 0 | 0 | 0 | 0 | 0 | 0 | 0 | 0 | 0 | 2.4425e-16 | -1.1223e-09 | -1.7953e-09 | -2.4425e-16 | 1.1223e-09 | 1.7953e-09 | 4.0708e-17 | 1.9197e-09 | -7.5399e-10 | 4.2065e-30 | -1.9197e-09 | 7.5399e-10 | 0 | 0 | 0 | 0 | 0 | 0 | 1.0631 | 0.72372 | 0.97297 | 1.0631 | 0.72372 | 0.97297 | -9.8378e-13 | -135.5593 | 126.9102 | -9.8675e-13 | -135.5593 | 126.9102
Line4_2_6 | 0 | 0 | 0 | 0 | 0 | 0 | 0 | 0 | 0 | 0 | 0 | 0 | 4.0708e-16 | -2.8058e-09 | -4.4883e-09 | -3.2567e-16 | 2.8058e-09 | 4.4883e-09 | 4.0708e-17 | 4.7992e-09 | -1.885e-09 | -8.1416e-17 | -4.7992e-09 | 1.885e-09 | 0 | 0 | 0 | 0 | 0 | 0 | 1.0631 | 0.72372 | 0.97297 | 1.0631 | 0.72372 | 0.97297 | -9.9351e-13 | -135.5593 | 126.9102 | -1.0009e-12 | -135.5593 | 126.9102
Line5_6_7 | 0 | 0 | 0 | 0 | 0 | 0 | 0 | 0 | 0 | 0 | 0 | 0 | 2.8496e-16 | -2.2446e-09 | -3.5906e-09 | -3.2567e-16 | 2.2446e-09 | 3.5906e-09 | -4.9777e-30 | 3.8393e-09 | -1.508e-09 | 5.7216e-30 | -3.8393e-09 | 1.508e-09 | 0 | 0 | 0 | 0 | 0 | 0 | 1.0631 | 0.72372 | 0.97297 | 1.0631 | 0.72372 | 0.97297 | -1.0009e-12 | -135.5593 | 126.9102 | -1.0066e-12 | -135.5593 | 126.9102
Line6_7_8 | 0 | 0 | 0 | 0 | 0 | 0 | 0 | 0 | 0 | 0 | 0 | 0 | 2.0354e-16 | -1.6835e-09 | -2.693e-09 | -2.0354e-16 | 1.6835e-09 | 2.693e-09 | -3.576e-30 | 2.8795e-09 | -1.131e-09 | 3.5913e-30 | -2.8795e-09 | 1.131e-09 | 0 | 0 | 0 | 0 | 0 | 0 | 1.0631 | 0.72372 | 0.97297 | 1.0631 | 0.72372 | 0.97297 | -1.0066e-12 | -135.5593 | 126.9102 | -1.0109e-12 | -135.5593 | 126.9102
Line7_8_9 | 0 | 0 | 0 | 0 | 0 | 0 | 0 | 0 | 0 | 0 | 0 | 0 | -4.0708e-17 | -5.6115e-10 | -8.9765e-10 | 4.0708e-17 | 5.6115e-10 | 8.9765e-10 | 7.1825e-31 | 9.5983e-10 | -3.77e-10 | 4.0708e-17 | -9.5983e-10 | 3.77e-10 | 0 | 0 | 0 | 0 | 0 | 0 | 1.0631 | 0.72372 | 0.97297 | 1.0631 | 0.72372 | 0.97297 | -1.0109e-12 | -135.5593 | 126.9102 | -1.012e-12 | -135.5593 | 126.9102
Line8_8_10 | 0 | 0 | 0 | 0 | 0 | 0 | 0 | 0 | 0 | 0 | 0 | 0 | -8.1416e-17 | -5.6115e-10 | -8.9765e-10 | 4.0708e-17 | 5.6115e-10 | 8.9765e-10 | 4.0708e-17 | 9.5983e-10 | -3.77e-10 | -7.1921e-31 | -9.5983e-10 | 3.77e-10 | 0 | 0 | 0 | 0 | 0 | 0 | 1.0631 | 0.72372 | 0.97297 | 1.0631 | 0.72372 | 0.97297 | -1.0109e-12 | -135.5593 | 126.9102 | -1.0123e-12 | -135.5593 | 126.9102
Line9_3_11 | 0 | 3.2366 | 3.2366 | 0 | 3.2366 | 3.2366 | 0 | 0.74746 | 0.74746 | 0 | 0.74746 | 0.74746 | 2.1168e-15 | 0.49365 | -0.28415 | -2.2797e-15 | -0.3889 | 0.3889 | -1.6283e-16 | 0.07624 | 0.34278 | 1.6283e-16 | 0.13327 | -0.13327 | 0 | -161.0844 | 18.9156 | 0 | 18.9156 | -161.0844 | 0.99304 | 0.36186 | 0.9457 | 0.95263 | 0 | 0.95263 | -1.018e-12 | -152.305 | 148.5727 | -1.0487e-12 | -180 | -180

## LL_max_fault_6
name | pf_ikss_a_from_ka | pf_ikss_b_from_ka | pf_ikss_c_from_ka | pf_ikss_a_to_ka | pf_ikss_b_to_ka | pf_ikss_c_to_ka | pf_skss_a_from_mw | pf_skss_b_from_mw | pf_skss_c_from_mw | pf_skss_a_to_mw | pf_skss_b_to_mw | pf_skss_c_to_mw | pf_p_a_from_mw | pf_p_b_from_mw | pf_p_c_from_mw | pf_p_a_to_mw | pf_p_b_to_mw | pf_p_c_to_mw | pf_q_a_from_mvar | pf_q_b_from_mvar | pf_q_c_from_mvar | pf_q_a_to_mvar | pf_q_b_to_mvar | pf_q_c_to_mvar | pf_ikss_a_from_degree | pf_ikss_b_from_degree | pf_ikss_c_from_degree | pf_ikss_a_to_degree | pf_ikss_b_to_degree | pf_ikss_c_to_degree | pf_vm_a_from_pu | pf_vm_b_from_pu | pf_vm_c_from_pu | pf_vm_a_to_pu | pf_vm_b_to_pu | pf_vm_c_to_pu | pf_va_a_from_degree | pf_va_b_from_degree | pf_va_c_from_degree | pf_va_a_to_degree | pf_va_b_to_degree | pf_va_c_to_degree
Line0_1_2 | 0 | 0 | 0 | 0 | 0 | 0 | 0 | 0 | 0 | 0 | 0 | 0 | 9.1073e-18 | -4.6325e-11 | -1.333e-10 | -8.5001e-18 | 4.6325e-11 | 1.333e-10 | 4.2501e-18 | 1.2762e-10 | 2.3032e-11 | -4.2501e-18 | -1.2762e-10 | -2.3032e-11 | 0 | 0 | 0 | 0 | 0 | 0 | 1.0506 | 1.0448 | 1.0468 | 1.0506 | 1.0448 | 1.0468 | 3.7953e-15 | -120.3021 | 119.9453 | 3.6432e-15 | -120.3021 | 119.9453
Line10_11_12 | 0 | 0 | 0 | 0 | 0 | 0 | 0 | 0 | 0 | 0 | 0 | 0 | 2.1858e-17 | -2.157e-10 | -3.8328e-10 | -2.4286e-17 | 2.157e-10 | 3.8328e-10 | 9.7145e-18 | 3.2167e-10 | -3.1417e-11 | -4.8572e-18 | -3.2167e-10 | 3.1417e-11 | 0 | 0 | 0 | 0 | 0 | 0 | 1.0493 | 1.0324 | 1.042 | 1.0493 | 1.0324 | 1.042 | 2.6712e-15 | -120.7668 | 120.0754 | 2.191e-15 | -120.7668 | 120.0754
Line11_12_13 | 0 | 0 | 0 | 0 | 0 | 0 | 0 | 0 | 0 | 0 | 0 | 0 | 2.0643e-17 | -1.7975e-10 | -3.194e-10 | -2.0643e-17 | 1.7975e-10 | 3.194e-10 | 7.8941e-34 | 2.6806e-10 | -2.6181e-11 | -6.5249e-34 | -2.6806e-10 | 2.6181e-11 | 0 | 0 | 0 | 0 | 0 | 0 | 1.0493 | 1.0324 | 1.042 | 1.0493 | 1.0324 | 1.042 | 2.191e-15 | -120.7668 | 120.0754 | 1.811e-15 | -120.7668 | 120.0754
Line12_13_15 | 0 | 0 | 0 | 0 | 0 | 0 | 0 | 0 | 0 | 0 | 0 | 0 | 1.7e-17 | -1.0785e-10 | -1.9164e-10 | -1.7e-17 | 1.0785e-10 | 1.9164e-10 | 2.4286e-18 | 1.6084e-10 | -1.5708e-11 | -4.8572e-18 | -1.6084e-10 | 1.5708e-11 | 0 | 0 | 0 | 0 | 0 | 0 | 1.0493 | 1.0324 | 1.042 | 1.0493 | 1.0324 | 1.042 | 1.811e-15 | -120.7668 | 120.0754 | 1.6245e-15 | -120.7668 | 120.0754
Line13_13_14 | 0 | 0 | 0 | 0 | 0 | 0 | 0 | 0 | 0 | 0 | 0 | 0 | 0 | -3.5949e-11 | -6.3879e-11 | -2.4286e-18 | 3.5949e-11 | 6.3879e-11 | 0 | 5.3612e-11 | -5.2362e-12 | -2.4286e-18 | -5.3612e-11 | 5.2362e-12 | 0 | 0 | 0 | 0 | 0 | 0 | 1.0493 | 1.0324 | 1.042 | 1.0493 | 1.0324 | 1.042 | 1.811e-15 | -120.7668 | 120.0754 | 1.7602e-15 | -120.7668 | 120.0754
Line14_15_16 | 0 | 0 | 0 | 0 | 0 | 0 | 0 | 0 | 0 | 0 | 0 | 0 | 4.8572e-18 | -7.1899e-11 | -1.2776e-10 | -4.8572e-18 | 7.1899e-11 | 1.2776e-10 | 2.4286e-18 | 1.0722e-10 | -1.0472e-11 | -2.4286e-18 | -1.0722e-10 | 1.0472e-11 | 0 | 0 | 0 | 0 | 0 | 0 | 1.0493 | 1.0324 | 1.042 | 1.0493 | 1.0324 | 1.042 | 1.6245e-15 | -120.7668 | 120.0754 | 1.532e-15 | -120.7668 | 120.0754
Line15_16_17 | 0 | 0 | 0 | 0 | 0 | 0 | 0 | 0 | 0 | 0 | 0 | 0 | -2.4286e-18 | -3.5949e-11 | -6.3879e-11 | 0 | 3.5949e-11 | 6.3879e-11 | -6.4937e-35 | 5.3612e-11 | -5.2362e-12 | 0 | -5.3612e-11 | 5.2362e-12 | 0 | 0 | 0 | 0 | 0 | 0 | 1.0493 | 1.0324 | 1.042 | 1.0493 | 1.0324 | 1.042 | 1.532e-15 | -120.7668 | 120.0754 | 1.4918e-15 | -120.7668 | 120.0754
Line16_4_18 | 0 | 0 | 0 | 0 | 0 | 0 | 0 | 0 | 0 | 0 | 0 | 0 | 0 | -7.7208e-12 | -2.2217e-11 | -7.9075e-35 | 7.7208e-12 | 2.2217e-11 | 0 | 2.127e-11 | 3.8387e-12 | 1.2143e-18 | -2.127e-11 | -3.8387e-12 | 0 | 0 | 0 | 0 | 0 | 0 | 1.0506 | 1.0448 | 1.0468 | 1.0506 | 1.0448 | 1.0468 | 3.7499e-15 | -120.3021 | 119.9453 | 3.7311e-15 | -120.3021 | 119.9453
Line17_5_19 | 0 | 0 | 0 | 0 | 0 | 0 | 0 | 0 | 0 | 0 | 0 | 0 | 0 | -7.7208e-12 | -2.2217e-11 | -7.9075e-35 | 7.7208e-12 | 2.2217e-11 | 0 | 2.127e-11 | 3.8387e-12 | 1.2143e-18 | -2.127e-11 | -3.8387e-12 | 0 | 0 | 0 | 0 | 0 | 0 | 1.0506 | 1.0448 | 1.0468 | 1.0506 | 1.0448 | 1.0468 | 3.7499e-15 | -120.3021 | 119.9453 | 3.7311e-15 | -120.3021 | 119.9453
Line1_1_3 | 0 | 0.0584 | 0.0584 | 0 | 0.0584 | 0.0584 | 0 | 0.013487 | 0.013487 | 0 | 0.013487 | 0.013487 | 3.1572e-17 | 0.013642 | 0.0035475 | -3.1572e-17 | -0.013608 | -0.0035134 | 1.3357e-17 | 0.003697 | 0.013629 | -1.3357e-17 | -0.0036287 | -0.013561 | 0 | 0 | 0 | 0 | 44.5351 | -135.4649 | 1.0506 | 1.0448 | 1.0468 | 1.0499 | 1.0386 | 1.0444 | 3.7953e-15 | -120.3021 | 119.9453 | 3.2164e-15 | -120.5336 | 120.01
Line2_1_4 | 0 | 0 | 0 | 0 | 0 | 0 | 0 | 0 | 0 | 0 | 0 | 0 | 1.8215e-18 | -1.5442e-11 | -4.4435e-11 | -1.8215e-18 | 1.5442e-11 | 4.4435e-11 | 6.0715e-19 | 4.2541e-11 | 7.6773e-12 | -1.1921e-34 | -4.2541e-11 | -7.6773e-12 | 0 | 0 | 0 | 0 | 0 | 0 | 1.0506 | 1.0448 | 1.0468 | 1.0506 | 1.0448 | 1.0468 | 3.7953e-15 | -120.3021 | 119.9453 | 3.7499e-15 | -120.3021 | 119.9453
Line3_1_5 | 0 | 0 | 0 | 0 | 0 | 0 | 0 | 0 | 0 | 0 | 0 | 0 | 1.8215e-18 | -1.5442e-11 | -4.4435e-11 | -1.8215e-18 | 1.5442e-11 | 4.4435e-11 | 6.0715e-19 | 4.2541e-11 | 7.6773e-12 | -1.1921e-34 | -4.2541e-11 | -7.6773e-12 | 0 | 0 | 0 | 0 | 0 | 0 | 1.0506 | 1.0448 | 1.0468 | 1.0506 | 1.0448 | 1.0468 | 3.7953e-15 | -120.3021 | 119.9453 | 3.7499e-15 | -120.3021 | 119.9453
Line4_2_6 | 0 | 0 | 0 | 0 | 0 | 0 | 0 | 0 | 0 | 0 | 0 | 0 | 5.1608e-18 | -3.8604e-11 | -1.1109e-10 | -5.1608e-18 | 3.8604e-11 | 1.1109e-10 | 1.2143e-18 | 1.0635e-10 | 1.9193e-11 | -1.8215e-18 | -1.0635e-10 | -1.9193e-11 | 0 | 0 | 0 | 0 | 0 | 0 | 1.0506 | 1.0448 | 1.0468 | 1.0506 | 1.0448 | 1.0468 | 3.6432e-15 | -120.3021 | 119.9453 | 3.543e-15 | -120.3021 | 119.9453
Line5_6_7 | 0 | 0 | 0 | 0 | 0 | 0 | 0 | 0 | 0 | 0 | 0 | 0 | 4.5536e-18 | -3.0883e-11 | -8.887e-11 | -3.9465e-18 | 3.0883e-11 | 8.887e-11 | -6.0715e-19 | 8.5081e-11 | 1.5355e-11 | -2.399e-34 | -8.5081e-11 | -1.5355e-11 | 0 | 0 | 0 | 0 | 0 | 0 | 1.0506 | 1.0448 | 1.0468 | 1.0506 | 1.0448 | 1.0468 | 3.543e-15 | -120.3021 | 119.9453 | 3.4828e-15 | -120.3021 | 119.9453
Line6_7_8 | 0 | 0 | 0 | 0 | 0 | 0 | 0 | 0 | 0 | 0 | 0 | 0 | 2.4286e-18 | -2.3162e-11 | -6.6652e-11 | -2.4286e-18 | 2.3162e-11 | 6.6652e-11 | -1.2143e-18 | 6.3811e-11 | 1.1516e-11 | 1.2143e-18 | -6.3811e-11 | -1.1516e-11 | 0 | 0 | 0 | 0 | 0 | 0 | 1.0506 | 1.0448 | 1.0468 | 1.0506 | 1.0448 | 1.0468 | 3.4828e-15 | -120.3021 | 119.9453 | 3.4401e-15 | -120.3021 | 119.9453
Line7_8_9 | 0 | 0 | 0 | 0 | 0 | 0 | 0 | 0 | 0 | 0 | 0 | 0 | 1.5179e-18 | -7.7208e-12 | -2.2217e-11 | -9.1073e-19 | 7.7208e-12 | 2.2217e-11 | 9.1134e-35 | 2.127e-11 | 3.8387e-12 | -5.4452e-35 | -2.127e-11 | -3.8387e-12 | 0 | 0 | 0 | 0 | 0 | 0 | 1.0506 | 1.0448 | 1.0468 | 1.0506 | 1.0448 | 1.0468 | 3.4401e-15 | -120.3021 | 119.9453 | 3.4257e-15 | -120.3021 | 119.9453
Line8_8_10 | 0 | 0 | 0 | 0 | 0 | 0 | 0 | 0 | 0 | 0 | 0 | 0 | 0 | -7.7208e-12 | -2.2217e-11 | 1.2143e-18 | 7.7208e-12 | 2.2217e-11 | 0 | 2.127e-11 | 3.8387e-12 | 7.2352e-35 | -2.127e-11 | -3.8386e-12 | 0 | 0 | 0 | 0 | 0 | 0 | 1.0506 | 1.0448 | 1.0468 | 1.0506 | 1.0448 | 1.0468 | 3.4401e-15 | -120.3021 | 119.9453 | 3.4138e-15 | -120.3021 | 119.9453
Line9_3_11 | 0 | 0.0584 | 0.0584 | 0 | 0.0584 | 0.0584 | 0 | 0.013487 | 0.013487 | 0 | 0.013487 | 0.013487 | 2.9143e-17 | 0.013608 | 0.0035134 | -2.9143e-17 | -0.013574 | -0.0034793 | 7.2858e-18 | 0.0036287 | 0.013561 | -7.2858e-18 | -0.0035605 | -0.013493 | 0 | -135.4649 | 44.5351 | 0 | 44.5351 | -135.4649 | 1.0499 | 1.0386 | 1.0444 | 1.0493 | 1.0324 | 1.042 | 3.2164e-15 | -120.5336 | 120.01 | 2.6712e-15 | -120.7668 | 120.0754

## LL_max_fault_10
name | pf_ikss_a_from_ka | pf_ikss_b_from_ka | pf_ikss_c_from_ka | pf_ikss_a_to_ka | pf_ikss_b_to_ka | pf_ikss_c_to_ka | pf_skss_a_from_mw | pf_skss_b_from_mw | pf_skss_c_from_mw | pf_skss_a_to_mw | pf_skss_b_to_mw | pf_skss_c_to_mw | pf_p_a_from_mw | pf_p_b_from_mw | pf_p_c_from_mw | pf_p_a_to_mw | pf_p_b_to_mw | pf_p_c_to_mw | pf_q_a_from_mvar | pf_q_b_from_mvar | pf_q_c_from_mvar | pf_q_a_to_mvar | pf_q_b_to_mvar | pf_q_c_to_mvar | pf_ikss_a_from_degree | pf_ikss_b_from_degree | pf_ikss_c_from_degree | pf_ikss_a_to_degree | pf_ikss_b_to_degree | pf_ikss_c_to_degree | pf_vm_a_from_pu | pf_vm_b_from_pu | pf_vm_c_from_pu | pf_vm_a_to_pu | pf_vm_b_to_pu | pf_vm_c_to_pu | pf_va_a_from_degree | pf_va_b_from_degree | pf_va_c_from_degree | pf_va_a_to_degree | pf_va_b_to_degree | pf_va_c_to_degree
Line0_1_2 | 0 | 0 | 0 | 0 | 0 | 0 | 0 | 0 | 0 | 0 | 0 | 0 | 7.9508e-18 | -5.3219e-11 | -1.5314e-10 | -7.9508e-18 | 5.3219e-11 | 1.5314e-10 | 5.0885e-18 | 1.4664e-10 | 2.6437e-11 | -5.7246e-18 | -1.4664e-10 | -2.6437e-11 | 0 | 0 | 0 | 0 | 0 | 0 | 1.1006 | 1.0943 | 1.0965 | 1.1006 | 1.0943 | 1.0965 | -6.4818e-15 | -120.3163 | 119.9428 | -6.6108e-15 | -120.3163 | 119.9428
Line10_11_12 | 0 | 0 | 0 | 0 | 0 | 0 | 0 | 0 | 0 | 0 | 0 | 0 | 2.6715e-17 | -2.3896e-10 | -4.2727e-10 | -2.6715e-17 | 2.3896e-10 | 4.2727e-10 | 5.0885e-18 | 3.5952e-10 | -3.3362e-11 | -5.0885e-18 | -3.5952e-10 | 3.3362e-11 | 0 | 0 | 0 | 0 | 0 | 0 | 1.0993 | 1.0813 | 1.0914 | 1.0993 | 1.0813 | 1.0914 | -7.577e-15 | -120.781 | 120.073 | -8.0642e-15 | -120.781 | 120.073
Line11_12_13 | 0 | 0 | 0 | 0 | 0 | 0 | 0 | 0 | 0 | 0 | 0 | 0 | 2.417e-17 | -1.9914e-10 | -3.5606e-10 | -2.417e-17 | 1.9914e-10 | 3.5606e-10 | 2.5443e-18 | 2.996e-10 | -2.7802e-11 | -2.5443e-18 | -2.996e-10 | 2.7802e-11 | 0 | 0 | 0 | 0 | 0 | 0 | 1.0993 | 1.0813 | 1.0914 | 1.0993 | 1.0813 | 1.0914 | -8.0642e-15 | -120.781 | 120.073 | -8.45e-15 | -120.781 | 120.073
Line12_13_15 | 0 | 0 | 0 | 0 | 0 | 0 | 0 | 0 | 0 | 0 | 0 | 0 | 1.6538e-17 | -1.1948e-10 | -2.1364e-10 | -1.3993e-17 | 1.1948e-10 | 2.1364e-10 | -2.439e-33 | 1.7976e-10 | -1.6681e-11 | 2.11e-33 | -1.7976e-10 | 1.6681e-11 | 0 | 0 | 0 | 0 | 0 | 0 | 1.0993 | 1.0813 | 1.0914 | 1.0993 | 1.0813 | 1.0914 | -8.45e-15 | -120.781 | 120.073 | -8.6392e-15 | -120.781 | 120.073
Line13_13_14 | 0 | 0 | 0 | 0 | 0 | 0 | 0 | 0 | 0 | 0 | 0 | 0 | 3.8164e-18 | -3.9827e-11 | -7.1212e-11 | -1.2721e-18 | 3.9827e-11 | 7.1212e-11 | -2.5443e-18 | 5.9921e-11 | -5.5603e-12 | 2.5443e-18 | -5.9921e-11 | 5.5604e-12 | 0 | 0 | 0 | 0 | 0 | 0 | 1.0993 | 1.0813 | 1.0914 | 1.0993 | 1.0813 | 1.0914 | -8.45e-15 | -120.781 | 120.073 | -8.5014e-15 | -120.781 | 120.073
Line14_15_16 | 0 | 0 | 0 | 0 | 0 | 0 | 0 | 0 | 0 | 0 | 0 | 0 | 6.3607e-18 | -7.9654e-11 | -1.4242e-10 | -6.3607e-18 | 7.9654e-11 | 1.4242e-10 | 2.5443e-18 | 1.1984e-10 | -1.1121e-11 | -2.5443e-18 | -1.1984e-10 | 1.1121e-11 | 0 | 0 | 0 | 0 | 0 | 0 | 1.0993 | 1.0813 | 1.0914 | 1.0993 | 1.0813 | 1.0914 | -8.6392e-15 | -120.781 | 120.073 | -8.7331e-15 | -120.781 | 120.073
Line15_16_17 | 0 | 0 | 0 | 0 | 0 | 0 | 0 | 0 | 0 | 0 | 0 | 0 | 5.0885e-18 | -3.9827e-11 | -7.1212e-11 | -2.5443e-18 | 3.9827e-11 | 7.1212e-11 | -2.5443e-18 | 5.9921e-11 | -5.5603e-12 | 2.5443e-18 | -5.9921e-11 | 5.5603e-12 | 0 | 0 | 0 | 0 | 0 | 0 | 1.0993 | 1.0813 | 1.0914 | 1.0993 | 1.0813 | 1.0914 | -8.7331e-15 | -120.781 | 120.073 | -8.7742e-15 | -120.781 | 120.073
Line16_4_18 | 0 | 0 | 0 | 0 | 0 | 0 | 0 | 0 | 0 | 0 | 0 | 0 | -3.1803e-19 | -8.8697e-12 | -2.5524e-11 | 3.1803e-19 | 8.8698e-12 | 2.5524e-11 | 3.6243e-35 | 2.444e-11 | 4.4061e-12 | 1.2721e-18 | -2.444e-11 | -4.4061e-12 | 0 | 0 | 0 | 0 | 0 | 0 | 1.1006 | 1.0943 | 1.0965 | 1.1006 | 1.0943 | 1.0965 | -6.5294e-15 | -120.3163 | 119.9428 | -6.5491e-15 | -120.3163 | 119.9428
Line17_5_19 | 0 | 0 | 0 | 0 | 0 | 0 | 0 | 0 | 0 | 0 | 0 | 0 | -3.1803e-19 | -8.8697e-12 | -2.5524e-11 | 3.1803e-19 | 8.8698e-12 | 2.5524e-11 | 3.6243e-35 | 2.444e-11 | 4.4061e-12 | 1.2721e-18 | -2.444e-11 | -4.4061e-12 | 0 | 0 | 0 | 0 | 0 | 0 | 1.1006 | 1.0943 | 1.0965 | 1.1006 | 1.0943 | 1.0965 | -6.5294e-15 | -120.3163 | 119.9428 | -6.5491e-15 | -120.3163 | 119.9428
Line1_1_3 | 0 | 0.061167 | 0.061167 | 0 | 0.061167 | 0.061167 | 0 | 0.014126 | 0.014126 | 0 | 0.014126 | 0.014126 | 3.8164e-17 | 0.014968 | 0.0038892 | -3.8164e-17 | -0.01493 | -0.0038518 | 1.3993e-17 | 0.0040553 | 0.014951 | -1.5266e-17 | -0.0039805 | -0.014876 | 0 | 0 | 0 | 0 | 44.5239 | -135.4761 | 1.1006 | 1.0943 | 1.0965 | 1.0999 | 1.0878 | 1.094 | -6.4818e-15 | -120.3163 | 119.9428 | -7.0376e-15 | -120.5478 | 120.0075
Line2_1_4 | 0 | 0 | 0 | 0 | 0 | 0 | 0 | 0 | 0 | 0 | 0 | 0 | 2.8623e-18 | -1.7739e-11 | -5.1048e-11 | -2.2262e-18 | 1.7739e-11 | 5.1048e-11 | 1.2721e-18 | 4.888e-11 | 8.8123e-12 | -2.5443e-18 | -4.888e-11 | -8.8123e-12 | 0 | 0 | 0 | 0 | 0 | 0 | 1.1006 | 1.0943 | 1.0965 | 1.1006 | 1.0943 | 1.0965 | -6.4818e-15 | -120.3163 | 119.9428 | -6.5294e-15 | -120.3163 | 119.9428
Line3_1_5 | 0 | 0 | 0 | 0 | 0 | 0 | 0 | 0 | 0 | 0 | 0 | 0 | 2.8623e-18 | -1.7739e-11 | -5.1048e-11 | -2.2262e-18 | 1.7739e-11 | 5.1048e-11 | 1.2721e-18 | 4.888e-11 | 8.8123e-12 | -2.5443e-18 | -4.888e-11 | -8.8123e-12 | 0 | 0 | 0 | 0 | 0 | 0 | 1.1006 | 1.0943 | 1.0965 | 1.1006 | 1.0943 | 1.0965 | -6.4818e-15 | -120.3163 | 119.9428 | -6.5294e-15 | -120.3163 | 119.9428
Line4_2_6 | 0 | 0 | 0 | 0 | 0 | 0 | 0 | 0 | 0 | 0 | 0 | 0 | 3.8164e-18 | -4.4349e-11 | -1.2762e-10 | -4.4525e-18 | 4.4349e-11 | 1.2762e-10 | 5.0885e-18 | 1.222e-10 | 2.2031e-11 | -5.7246e-18 | -1.222e-10 | -2.2031e-11 | 0 | 0 | 0 | 0 | 0 | 0 | 1.1006 | 1.0943 | 1.0965 | 1.1006 | 1.0943 | 1.0965 | -6.6108e-15 | -120.3163 | 119.9428 | -6.7174e-15 | -120.3163 | 119.9428
Line5_6_7 | 0 | 0 | 0 | 0 | 0 | 0 | 0 | 0 | 0 | 0 | 0 | 0 | 4.4525e-18 | -3.5479e-11 | -1.021e-10 | -3.8164e-18 | 3.5479e-11 | 1.021e-10 | 1.2721e-18 | 9.776e-11 | 1.7624e-11 | -6.3607e-19 | -9.776e-11 | -1.7624e-11 | 0 | 0 | 0 | 0 | 0 | 0 | 1.1006 | 1.0943 | 1.0965 | 1.1006 | 1.0943 | 1.0965 | -6.7174e-15 | -120.3163 | 119.9428 | -6.8076e-15 | -120.3163 | 119.9428
Line6_7_8 | 0 | 0 | 0 | 0 | 0 | 0 | 0 | 0 | 0 | 0 | 0 | 0 | 2.8623e-18 | -2.6609e-11 | -7.6572e-11 | -3.4984e-18 | 2.6609e-11 | 7.6572e-11 | 1.9082e-18 | 7.332e-11 | 1.3218e-11 | -1.2721e-18 | -7.332e-11 | -1.3218e-11 | 0 | 0 | 0 | 0 | 0 | 0 | 1.1006 | 1.0943 | 1.0965 | 1.1006 | 1.0943 | 1.0965 | -6.8076e-15 | -120.3163 | 119.9428 | -6.8888e-15 | -120.3163 | 119.9428
Line7_8_9 | 0 | 0 | 0 | 0 | 0 | 0 | 0 | 0 | 0 | 0 | 0 | 0 | -1.5295e-34 | -8.8698e-12 | -2.5524e-11 | -7.6643e-35 | 8.8698e-12 | 2.5524e-11 | -1.2721e-18 | 2.444e-11 | 4.4061e-12 | -6.3607e-19 | -2.444e-11 | -4.4061e-12 | 0 | 0 | 0 | 0 | 0 | 0 | 1.1006 | 1.0943 | 1.0965 | 1.1006 | 1.0943 | 1.0965 | -6.8888e-15 | -120.3163 | 119.9428 | -6.9039e-15 | -120.3163 | 119.9428
Line8_8_10 | 0 | 0 | 0 | 0 | 0 | 0 | 0 | 0 | 0 | 0 | 0 | 0 | 3.1803e-19 | -8.8697e-12 | -2.5524e-11 | -3.1803e-19 | 8.8698e-12 | 2.5524e-11 | -6.3607e-19 | 2.444e-11 | 4.4061e-12 | -6.3607e-19 | -2.444e-11 | -4.4061e-12 | 0 | 0 | 0 | 0 | 0 | 0 | 1.1006 | 1.0943 | 1.0965 | 1.1006 | 1.0943 | 1.0965 | -6.8888e-15 | -120.3163 | 119.9428 | -6.9133e-15 | -120.3163 | 119.9428
Line9_3_11 | 0 | 0.061167 | 0.061167 | 0 | 0.061167 | 0.061167 | 0 | 0.014126 | 0.014126 | 0 | 0.014126 | 0.014126 | 3.1803e-17 | 0.01493 | 0.0038518 | -3.1803e-17 | -0.014893 | -0.0038144 | 7.6328e-18 | 0.0039805 | 0.014876 | -5.0885e-18 | -0.0039057 | -0.014801 | 0 | -135.4761 | 44.5239 | 0 | 44.5239 | -135.4761 | 1.0999 | 1.0878 | 1.094 | 1.0993 | 1.0813 | 1.0914 | -7.0376e-15 | -120.5478 | 120.0075 | -7.577e-15 | -120.781 | 120.073

## LL_min_6
name | pf_ikss_a_from_ka | pf_ikss_b_from_ka | pf_ikss_c_from_ka | pf_ikss_a_to_ka | pf_ikss_b_to_ka | pf_ikss_c_to_ka | pf_skss_a_from_mw | pf_skss_b_from_mw | pf_skss_c_from_mw | pf_skss_a_to_mw | pf_skss_b_to_mw | pf_skss_c_to_mw | pf_p_a_from_mw | pf_p_b_from_mw | pf_p_c_from_mw | pf_p_a_to_mw | pf_p_b_to_mw | pf_p_c_to_mw | pf_q_a_from_mvar | pf_q_b_from_mvar | pf_q_c_from_mvar | pf_q_a_to_mvar | pf_q_b_to_mvar | pf_q_c_to_mvar | pf_ikss_a_from_degree | pf_ikss_b_from_degree | pf_ikss_c_from_degree | pf_ikss_a_to_degree | pf_ikss_b_to_degree | pf_ikss_c_to_degree | pf_vm_a_from_pu | pf_vm_b_from_pu | pf_vm_c_from_pu | pf_vm_a_to_pu | pf_vm_b_to_pu | pf_vm_c_to_pu | pf_va_a_from_degree | pf_va_b_from_degree | pf_va_c_from_degree | pf_va_a_to_degree | pf_va_b_to_degree | pf_va_c_to_degree
Line0_1_2 | 0 | 0 | 0 | 0 | 0 | 0 | 0 | 0 | 0 | 0 | 0 | 0 | -3.5157e-17 | -1.4366e-09 | -3.9666e-09 | 3.5157e-17 | 1.4366e-09 | 3.9666e-09 | -1.2305e-16 | 4.6273e-09 | -2.4518e-10 | 1.2305e-16 | -4.6273e-09 | 2.4518e-10 | 0 | 0 | 0 | 0 | 0 | 0 | 0.95532 | 0.695 | 0.82622 | 0.95532 | 0.695 | 0.82622 | 1.1035e-12 | -135.3123 | 120.9775 | 1.1072e-12 | -135.3123 | 120.9775
Line10_11_12 | 0 | 0 | 0 | 0 | 0 | 0 | 0 | 0 | 0 | 0 | 0 | 0 | 2.1094e-16 | -3.1641e-16 | 9.844e-16 | -2.1094e-16 | 3.2888e-16 | -5.852e-16 | 7.0314e-17 | 8.5975e-09 | -8.5975e-09 | -7.0314e-17 | -8.5975e-09 | 8.5975e-09 | 0 | 0 | 0 | 0 | 0 | 0 | 0.82272 | 0 | 0.82272 | 0.82272 | 0 | 0.82272 | 1.1215e-12 | 180 | 180 | 1.1271e-12 | -180 | 180
Line11_12_13 | 0 | 0 | 0 | 0 | 0 | 0 | 0 | 0 | 0 | 0 | 0 | 0 | -7.0314e-17 | -3.4438e-16 | 8.8611e-16 | 2.7804e-30 | 3.5597e-16 | -5.2296e-16 | 1.4063e-16 | 7.1646e-09 | -7.1646e-09 | -1.4063e-16 | -7.1646e-09 | 7.1646e-09 | 0 | 0 | 0 | 0 | 0 | 0 | 0.82272 | 0 | 0.82272 | 0.82272 | 0 | 0.82272 | 1.1271e-12 | -180 | 180 | 1.1328e-12 | -180 | 180
Line12_13_15 | 0 | 0 | 0 | 0 | 0 | 0 | 0 | 0 | 0 | 0 | 0 | 0 | -7.0314e-17 | -2.839e-16 | 3.1377e-16 | 1.395e-30 | 3.1338e-16 | -3.0327e-18 | 7.0314e-17 | 4.2987e-09 | -4.2987e-09 | -7.0314e-17 | -4.2987e-09 | 4.2987e-09 | 0 | 0 | 0 | 0 | 0 | 0 | 0.82272 | 0 | 0.82272 | 0.82272 | 0 | 0.82272 | 1.1328e-12 | -180 | 180 | 1.1367e-12 | -180 | 180
Line13_13_14 | 0 | 0 | 0 | 0 | 0 | 0 | 0 | 0 | 0 | 0 | 0 | 0 | -1.3902e-30 | -1.4151e-16 | 1.0459e-16 | -7.0314e-17 | 2.8541e-16 | 1.7994e-16 | 7.0314e-17 | 1.4329e-09 | -1.4329e-09 | -1.3911e-30 | -1.4329e-09 | 1.4329e-09 | 0 | 0 | 0 | 0 | 0 | 0 | 0.82272 | 0 | 0.82272 | 0.82272 | 0 | 0.82272 | 1.1328e-12 | -180 | 180 | 1.1335e-12 | -180 | 180
Line14_15_16 | 0 | 0 | 0 | 0 | 0 | 0 | 0 | 0 | 0 | 0 | 0 | 0 | -1.4063e-16 | -1.2689e-16 | 3.3015e-16 | 1.4063e-16 | 3.452e-17 | -1.7642e-16 | 7.0314e-17 | 2.8658e-09 | -2.8658e-09 | -7.0314e-17 | -2.8658e-09 | 2.8658e-09 | 0 | 0 | 0 | 0 | 0 | 0 | 0.82272 | 0 | 0.82272 | 0.82272 | 0 | 0.82272 | 1.1367e-12 | -180 | 180 | 1.1395e-12 | -180 | 180
Line15_16_17 | 0 | 0 | 0 | 0 | 0 | 0 | 0 | 0 | 0 | 0 | 0 | 0 | -7.0314e-17 | -8.7574e-17 | 2.2884e-16 | 1.4063e-16 | 1.6116e-16 | -8.4935e-17 | -1.3984e-30 | 1.4329e-09 | -1.4329e-09 | 7.0314e-17 | -1.4329e-09 | 1.4329e-09 | 0 | 0 | 0 | 0 | 0 | 0 | 0.82272 | 0 | 0.82272 | 0.82272 | 0 | 0.82272 | 1.1395e-12 | -180 | 180 | 1.1387e-12 | -180 | 180
Line16_4_18 | 0 | 0 | 0 | 0 | 0 | 0 | 0 | 0 | 0 | 0 | 0 | 0 | -1.7579e-17 | -2.3943e-10 | -6.611e-10 | 1.7579e-17 | 2.3943e-10 | 6.611e-10 | -1.7579e-17 | 7.7122e-10 | -4.0864e-11 | -1.7579e-17 | -7.7122e-10 | 4.0864e-11 | 0 | 0 | 0 | 0 | 0 | 0 | 0.95532 | 0.695 | 0.82622 | 0.95532 | 0.695 | 0.82622 | 1.1035e-12 | -135.3123 | 120.9775 | 1.1027e-12 | -135.3123 | 120.9775
Line17_5_19 | 0 | 0 | 0 | 0 | 0 | 0 | 0 | 0 | 0 | 0 | 0 | 0 | -1.7579e-17 | -2.3943e-10 | -6.611e-10 | 1.7579e-17 | 2.3943e-10 | 6.611e-10 | -1.7579e-17 | 7.7122e-10 | -4.0864e-11 | -1.7579e-17 | -7.7122e-10 | 4.0864e-11 | 0 | 0 | 0 | 0 | 0 | 0 | 0.95532 | 0.695 | 0.82622 | 0.95532 | 0.695 | 0.82622 | 1.1035e-12 | -135.3123 | 120.9775 | 1.1027e-12 | -135.3123 | 120.9775
Line1_1_3 | 0 | 2.5068 | 2.5068 | 0 | 2.5068 | 2.5068 | 0 | 0.57893 | 0.57893 | 0 | 0.57893 | 0.57893 | 2.8126e-16 | 0.47394 | 0.0086903 | -3.1641e-16 | -0.35328 | 0.11197 | 2.1094e-16 | 0.10472 | 0.39802 | -2.1094e-16 | 0.020967 | -0.27233 | 0 | 0 | 0 | 0 | 32.2283 | -147.7717 | 0.95532 | 0.695 | 0.82622 | 0.87439 | 0.3475 | 0.80596 | 1.1035e-12 | -135.3123 | 120.9775 | 1.1134e-12 | -151.1682 | 144.5775
Line2_1_4 | 0 | 0 | 0 | 0 | 0 | 0 | 0 | 0 | 0 | 0 | 0 | 0 | -8.7893e-18 | -4.7886e-10 | -1.3222e-09 | 8.7893e-18 | 4.7886e-10 | 1.3222e-09 | -1.6928e-31 | 1.5424e-09 | -8.1728e-11 | -1.7579e-17 | -1.5424e-09 | 8.1728e-11 | 0 | 0 | 0 | 0 | 0 | 0 | 0.95532 | 0.695 | 0.82622 | 0.95532 | 0.695 | 0.82622 | 1.1035e-12 | -135.3123 | 120.9775 | 1.1035e-12 | -135.3123 | 120.9775
Line3_1_5 | 0 | 0 | 0 | 0 | 0 | 0 | 0 | 0 | 0 | 0 | 0 | 0 | -8.7893e-18 | -4.7886e-10 | -1.3222e-09 | 8.7893e-18 | 4.7886e-10 | 1.3222e-09 | -1.6928e-31 | 1.5424e-09 | -8.1728e-11 | -1.7579e-17 | -1.5424e-09 | 8.1728e-11 | 0 | 0 | 0 | 0 | 0 | 0 | 0.95532 | 0.695 | 0.82622 | 0.95532 | 0.695 | 0.82622 | 1.1035e-12 | -135.3123 | 120.9775 | 1.1035e-12 | -135.3123 | 120.9775
Line4_2_6 | 0 | 0 | 0 | 0 | 0 | 0 | 0 | 0 | 0 | 0 | 0 | 0 | -2.6368e-17 | -1.1971e-09 | -3.3055e-09 | 4.3946e-17 | 1.1971e-09 | 3.3055e-09 | -1.4063e-16 | 3.8561e-09 | -2.0432e-10 | 1.4063e-16 | -3.8561e-09 | 2.0432e-10 | 0 | 0 | 0 | 0 | 0 | 0 | 0.95532 | 0.695 | 0.82622 | 0.95532 | 0.695 | 0.82622 | 1.1072e-12 | -135.3123 | 120.9775 | 1.1095e-12 | -135.3123 | 120.9775
Line5_6_7 | 0 | 0 | 0 | 0 | 0 | 0 | 0 | 0 | 0 | 0 | 0 | 0 | -8.7893e-18 | -9.5772e-10 | -2.6444e-09 | 8.7893e-18 | 9.5772e-10 | 2.6444e-09 | -1.0547e-16 | 3.0849e-09 | -1.6346e-10 | 1.0547e-16 | -3.0849e-09 | 1.6346e-10 | 0 | 0 | 0 | 0 | 0 | 0 | 0.95532 | 0.695 | 0.82622 | 0.95532 | 0.695 | 0.82622 | 1.1095e-12 | -135.3123 | 120.9775 | 1.1099e-12 | -135.3123 | 120.9775
Line6_7_8 | 0 | 0 | 0 | 0 | 0 | 0 | 0 | 0 | 0 | 0 | 0 | 0 | 1.7579e-17 | -7.1829e-10 | -1.9833e-09 | -2.7224e-30 | 7.1829e-10 | 1.9833e-09 | -1.4063e-16 | 2.3137e-09 | -1.2259e-10 | 1.4063e-16 | -2.3137e-09 | 1.2259e-10 | 0 | 0 | 0 | 0 | 0 | 0 | 0.95532 | 0.695 | 0.82622 | 0.95532 | 0.695 | 0.82622 | 1.1099e-12 | -135.3123 | 120.9775 | 1.1092e-12 | -135.3123 | 120.9775
Line7_8_9 | 0 | 0 | 0 | 0 | 0 | 0 | 0 | 0 | 0 | 0 | 0 | 0 | 8.7893e-18 | -2.3943e-10 | -6.611e-10 | -8.7893e-18 | 2.3943e-10 | 6.611e-10 | -5.2736e-17 | 7.7122e-10 | -4.0864e-11 | -1.7017e-31 | -7.7122e-10 | 4.0864e-11 | 0 | 0 | 0 | 0 | 0 | 0 | 0.95532 | 0.695 | 0.82622 | 0.95532 | 0.695 | 0.82622 | 1.1092e-12 | -135.3123 | 120.9775 | 1.1093e-12 | -135.3123 | 120.9775
Line8_8_10 | 0 | 0 | 0 | 0 | 0 | 0 | 0 | 0 | 0 | 0 | 0 | 0 | 1.7579e-17 | -2.3943e-10 | -6.611e-10 | -1.7579e-17 | 2.3943e-10 | 6.611e-10 | -5.2736e-17 | 7.7122e-10 | -4.0864e-11 | 3.5157e-17 | -7.7122e-10 | 4.0864e-11 | 0 | 0 | 0 | 0 | 0 | 0 | 0.95532 | 0.695 | 0.82622 | 0.95532 | 0.695 | 0.82622 | 1.1092e-12 | -135.3123 | 120.9775 | 1.1092e-12 | -135.3123 | 120.9775
Line9_3_11 | 0 | 2.5068 | 2.5068 | 0 | 2.5068 | 2.5068 | 0 | 0.57893 | 0.57893 | 0 | 0.57893 | 0.57893 | 1.4063e-16 | 0.35328 | -0.11197 | -1.4063e-16 | -0.23262 | 0.23262 | 1.4063e-16 | -0.020967 | 0.27233 | -2.1094e-16 | 0.14665 | -0.14665 | 0 | -147.7717 | 32.2283 | 0 | 32.2283 | -147.7717 | 0.87439 | 0.3475 | 0.80596 | 0.82272 | 0 | 0.82272 | 1.1134e-12 | -151.1682 | 144.5775 | 1.1215e-12 | 180 | 180

## LL_min_10
name | pf_ikss_a_from_ka | pf_ikss_b_from_ka | pf_ikss_c_from_ka | pf_ikss_a_to_ka | pf_ikss_b_to_ka | pf_ikss_c_to_ka | pf_skss_a_from_mw | pf_skss_b_from_mw | pf_skss_c_from_mw | pf_skss_a_to_mw | pf_skss_b_to_mw | pf_skss_c_to_mw | pf_p_a_from_mw | pf_p_b_from_mw | pf_p_c_from_mw | pf_p_a_to_mw | pf_p_b_to_mw | pf_p_c_to_mw | pf_q_a_from_mvar | pf_q_b_from_mvar | pf_q_c_from_mvar | pf_q_a_to_mvar | pf_q_b_to_mvar | pf_q_c_to_mvar | pf_ikss_a_from_degree | pf_ikss_b_from_degree | pf_ikss_c_from_degree | pf_ikss_a_to_degree | pf_ikss_b_to_degree | pf_ikss_c_to_degree | pf_vm_a_from_pu | pf_vm_b_from_pu | pf_vm_c_from_pu | pf_vm_a_to_pu | pf_vm_b_to_pu | pf_vm_c_to_pu | pf_va_a_from_degree | pf_va_b_from_degree | pf_va_c_from_degree | pf_va_a_to_degree | pf_va_b_to_degree | pf_va_c_to_degree
Line0_1_2 | 0 | 0 | 0 | 0 | 0 | 0 | 0 | 0 | 0 | 0 | 0 | 0 | 1.6653e-17 | -1.2893e-09 | -3.56e-09 | -2.1525e-30 | 1.2893e-09 | 3.56e-09 | -1.1657e-16 | 4.153e-09 | -2.2006e-10 | 1.1657e-16 | -4.153e-09 | 2.2006e-10 | 0 | 0 | 0 | 0 | 0 | 0 | 0.90504 | 0.65842 | 0.78273 | 0.90504 | 0.65842 | 0.78273 | 1.0544e-12 | -135.3123 | 120.9775 | 1.058e-12 | -135.3123 | 120.9775
Line10_11_12 | 0 | 0 | 0 | 0 | 0 | 0 | 0 | 0 | 0 | 0 | 0 | 0 | 1.9984e-16 | -4.3299e-16 | 9.3259e-16 | -1.3323e-16 | 3.39e-16 | -6.9351e-16 | 6.6613e-17 | 7.7163e-09 | -7.7163e-09 | -6.6613e-17 | -7.7163e-09 | 7.7163e-09 | 0 | 0 | 0 | 0 | 0 | 0 | 0.77942 | 0 | 0.77942 | 0.77942 | 0 | 0.77942 | 1.0743e-12 | 180 | 180 | 1.0799e-12 | -180 | 180
Line11_12_13 | 0 | 0 | 0 | 0 | 0 | 0 | 0 | 0 | 0 | 0 | 0 | 0 | 0 | -2.2144e-16 | 7.1115e-16 | -6.6613e-17 | 4.2817e-16 | -3.7119e-16 | 0 | 6.4302e-09 | -6.4302e-09 | 6.6613e-17 | -6.4302e-09 | 6.4302e-09 | 0 | 0 | 0 | 0 | 0 | 0 | 0.77942 | 0 | 0.77942 | 0.77942 | 0 | 0.77942 | 1.0799e-12 | -180 | 180 | 1.0856e-12 | -180 | 180
Line12_13_15 | 0 | 0 | 0 | 0 | 0 | 0 | 0 | 0 | 0 | 0 | 0 | 0 | -1.2621e-30 | -3.3018e-16 | 1.6942e-16 | -6.6613e-17 | 3.2333e-16 | -9.7338e-18 | 6.6613e-17 | 3.8581e-09 | -3.8581e-09 | 6.6613e-17 | -3.8581e-09 | 3.8581e-09 | 0 | 0 | 0 | 0 | 0 | 0 | 0.77942 | 0 | 0.77942 | 0.77942 | 0 | 0.77942 | 1.0856e-12 | -180 | 180 | 1.0895e-12 | -180 | 180
Line13_13_14 | 0 | 0 | 0 | 0 | 0 | 0 | 0 | 0 | 0 | 0 | 0 | 0 | 6.6613e-17 | -1.9888e-16 | -3.2343e-17 | -1.3323e-16 | 1.352e-16 | 1.6851e-16 | -6.6613e-17 | 1.286e-09 | -1.286e-09 | 6.6613e-17 | -1.286e-09 | 1.286e-09 | 0 | 0 | 0 | 0 | 0 | 0 | 0.77942 | 0 | 0.77942 | 0.77942 | 0 | 0.77942 | 1.0856e-12 | -180 | 180 | 1.0863e-12 | -180 | 180
Line14_15_16 | 0 | 0 | 0 | 0 | 0 | 0 | 0 | 0 | 0 | 0 | 0 | 0 | -6.6613e-17 | -1.8225e-16 | 3.1735e-16 | 6.6613e-17 | 9.409e-17 | -1.7236e-16 | 6.6613e-17 | 2.5721e-09 | -2.5721e-09 | -6.6613e-17 | -2.5721e-09 | 2.5721e-09 | 0 | 0 | 0 | 0 | 0 | 0 | 0.77942 | 0 | 0.77942 | 0.77942 | 0 | 0.77942 | 1.0895e-12 | -180 | 180 | 1.0923e-12 | -180 | 180
Line15_16_17 | 0 | 0 | 0 | 0 | 0 | 0 | 0 | 0 | 0 | 0 | 0 | 0 | -6.6613e-17 | -1.3738e-17 | 8.6182e-17 | 0 | 1.6678e-17 | -8.3242e-17 | -6.6613e-17 | 1.286e-09 | -1.286e-09 | 0 | -1.286e-09 | 1.286e-09 | 0 | 0 | 0 | 0 | 0 | 0 | 0.77942 | 0 | 0.77942 | 0.77942 | 0 | 0.77942 | 1.0923e-12 | -180 | 180 | 1.0915e-12 | -180 | 180
Line16_4_18 | 0 | 0 | 0 | 0 | 0 | 0 | 0 | 0 | 0 | 0 | 0 | 0 | 6.1294e-31 | -2.1489e-10 | -5.9334e-10 | -9.1874e-31 | 2.1489e-10 | 5.9334e-10 | -3.3307e-17 | 6.9217e-10 | -3.6676e-11 | 4.996e-17 | -6.9217e-10 | 3.6676e-11 | 0 | 0 | 0 | 0 | 0 | 0 | 0.90504 | 0.65842 | 0.78273 | 0.90504 | 0.65842 | 0.78273 | 1.0544e-12 | -135.3123 | 120.9775 | 1.0536e-12 | -135.3123 | 120.9775
Line17_5_19 | 0 | 0 | 0 | 0 | 0 | 0 | 0 | 0 | 0 | 0 | 0 | 0 | 6.1294e-31 | -2.1489e-10 | -5.9334e-10 | -9.1874e-31 | 2.1489e-10 | 5.9334e-10 | -3.3307e-17 | 6.9217e-10 | -3.6676e-11 | 4.996e-17 | -6.9217e-10 | 3.6676e-11 | 0 | 0 | 0 | 0 | 0 | 0 | 0.90504 | 0.65842 | 0.78273 | 0.90504 | 0.65842 | 0.78273 | 1.0544e-12 | -135.3123 | 120.9775 | 1.0536e-12 | -135.3123 | 120.9775
Line1_1_3 | 0 | 2.3749 | 2.3749 | 0 | 2.3749 | 2.3749 | 0 | 0.54846 | 0.54846 | 0 | 0.54846 | 0.54846 | 2.3315e-16 | 0.42536 | 0.0077996 | -2.3315e-16 | -0.31707 | 0.10049 | 1.9984e-16 | 0.093984 | 0.35722 | -1.6653e-16 | 0.018818 | -0.24442 | 0 | 0 | 0 | 0 | 32.2283 | -147.7717 | 0.90504 | 0.65842 | 0.78273 | 0.82837 | 0.32921 | 0.76354 | 1.0544e-12 | -135.3123 | 120.9775 | 1.0663e-12 | -151.1682 | 144.5775
Line2_1_4 | 0 | 0 | 0 | 0 | 0 | 0 | 0 | 0 | 0 | 0 | 0 | 0 | -8.3267e-18 | -4.2978e-10 | -1.1867e-09 | 8.3267e-18 | 4.2978e-10 | 1.1867e-09 | -1.5324e-31 | 1.3843e-09 | -7.3352e-11 | -1.6653e-17 | -1.3843e-09 | 7.3352e-11 | 0 | 0 | 0 | 0 | 0 | 0 | 0.90504 | 0.65842 | 0.78273 | 0.90504 | 0.65842 | 0.78273 | 1.0544e-12 | -135.3123 | 120.9775 | 1.0544e-12 | -135.3123 | 120.9775
Line3_1_5 | 0 | 0 | 0 | 0 | 0 | 0 | 0 | 0 | 0 | 0 | 0 | 0 | -8.3267e-18 | -4.2978e-10 | -1.1867e-09 | 8.3267e-18 | 4.2978e-10 | 1.1867e-09 | -1.5324e-31 | 1.3843e-09 | -7.3352e-11 | -1.6653e-17 | -1.3843e-09 | 7.3352e-11 | 0 | 0 | 0 | 0 | 0 | 0 | 0.90504 | 0.65842 | 0.78273 | 0.90504 | 0.65842 | 0.78273 | 1.0544e-12 | -135.3123 | 120.9775 | 1.0544e-12 | -135.3123 | 120.9775
Line4_2_6 | 0 | 0 | 0 | 0 | 0 | 0 | 0 | 0 | 0 | 0 | 0 | 0 | -3.3307e-17 | -1.0744e-09 | -2.9667e-09 | 3.3307e-17 | 1.0744e-09 | 2.9667e-09 | -9.992e-17 | 3.4609e-09 | -1.8338e-10 | 9.992e-17 | -3.4609e-09 | 1.8338e-10 | 0 | 0 | 0 | 0 | 0 | 0 | 0.90504 | 0.65842 | 0.78273 | 0.90504 | 0.65842 | 0.78273 | 1.058e-12 | -135.3123 | 120.9775 | 1.0601e-12 | -135.3123 | 120.9775
Line5_6_7 | 0 | 0 | 0 | 0 | 0 | 0 | 0 | 0 | 0 | 0 | 0 | 0 | 1.6653e-17 | -8.5956e-10 | -2.3734e-09 | -1.6653e-17 | 8.5956e-10 | 2.3734e-09 | -9.992e-17 | 2.7687e-09 | -1.467e-10 | 9.992e-17 | -2.7687e-09 | 1.467e-10 | 0 | 0 | 0 | 0 | 0 | 0 | 0.90504 | 0.65842 | 0.78273 | 0.90504 | 0.65842 | 0.78273 | 1.0601e-12 | -135.3123 | 120.9775 | 1.0603e-12 | -135.3123 | 120.9775
Line6_7_8 | 0 | 0 | 0 | 0 | 0 | 0 | 0 | 0 | 0 | 0 | 0 | 0 | 3.3307e-17 | -6.4467e-10 | -1.78e-09 | -1.6653e-17 | 6.4467e-10 | 1.78e-09 | -1.1657e-16 | 2.0765e-09 | -1.1003e-10 | 1.3323e-16 | -2.0765e-09 | 1.1003e-10 | 0 | 0 | 0 | 0 | 0 | 0 | 0.90504 | 0.65842 | 0.78273 | 0.90504 | 0.65842 | 0.78273 | 1.0603e-12 | -135.3123 | 120.9775 | 1.059e-12 | -135.3123 | 120.9775
Line7_8_9 | 0 | 0 | 0 | 0 | 0 | 0 | 0 | 0 | 0 | 0 | 0 | 0 | 4.1633e-17 | -2.1489e-10 | -5.9334e-10 | -2.498e-17 | 2.1489e-10 | 5.9334e-10 | -3.3307e-17 | 6.9217e-10 | -3.6676e-11 | 4.996e-17 | -6.9217e-10 | 3.6676e-11 | 0 | 0 | 0 | 0 | 0 | 0 | 0.90504 | 0.65842 | 0.78273 | 0.90504 | 0.65842 | 0.78273 | 1.059e-12 | -135.3123 | 120.9775 | 1.0592e-12 | -135.3123 | 120.9775
Line8_8_10 | 0 | 0 | 0 | 0 | 0 | 0 | 0 | 0 | 0 | 0 | 0 | 0 | 4.996e-17 | -2.1489e-10 | -5.9334e-10 | -3.3307e-17 | 2.1489e-10 | 5.9334e-10 | -4.996e-17 | 6.9217e-10 | -3.6676e-11 | 6.6613e-17 | -6.9217e-10 | 3.6676e-11 | 0 | 0 | 0 | 0 | 0 | 0 | 0.90504 | 0.65842 | 0.78273 | 0.90504 | 0.65842 | 0.78273 | 1.059e-12 | -135.3123 | 120.9775 | 1.0589e-12 | -135.3123 | 120.9775
Line9_3_11 | 0 | 2.3749 | 2.3749 | 0 | 2.3749 | 2.3749 | 0 | 0.54846 | 0.54846 | 0 | 0.54846 | 0.54846 | 2.6645e-16 | 0.31707 | -0.10049 | -2.6645e-16 | -0.20878 | 0.20878 | 1.9984e-16 | -0.018818 | 0.24442 | -1.3323e-16 | 0.13162 | -0.13162 | 0 | -147.7717 | 32.2283 | 0 | 32.2283 | -147.7717 | 0.82837 | 0.32921 | 0.76354 | 0.77942 | 0 | 0.77942 | 1.0663e-12 | -151.1682 | 144.5775 | 1.0743e-12 | 180 | 180

## LL_min_fault_6
name | pf_ikss_a_from_ka | pf_ikss_b_from_ka | pf_ikss_c_from_ka | pf_ikss_a_to_ka | pf_ikss_b_to_ka | pf_ikss_c_to_ka | pf_skss_a_from_mw | pf_skss_b_from_mw | pf_skss_c_from_mw | pf_skss_a_to_mw | pf_skss_b_to_mw | pf_skss_c_to_mw | pf_p_a_from_mw | pf_p_b_from_mw | pf_p_c_from_mw | pf_p_a_to_mw | pf_p_b_to_mw | pf_p_c_to_mw | pf_q_a_from_mvar | pf_q_b_from_mvar | pf_q_c_from_mvar | pf_q_a_to_mvar | pf_q_b_to_mvar | pf_q_c_to_mvar | pf_ikss_a_from_degree | pf_ikss_b_from_degree | pf_ikss_c_from_degree | pf_ikss_a_to_degree | pf_ikss_b_to_degree | pf_ikss_c_to_degree | pf_vm_a_from_pu | pf_vm_b_from_pu | pf_vm_c_from_pu | pf_vm_a_to_pu | pf_vm_b_to_pu | pf_vm_c_to_pu | pf_va_a_from_degree | pf_va_b_from_degree | pf_va_c_from_degree | pf_va_a_to_degree | pf_va_b_to_degree | pf_va_c_to_degree
Line0_1_2 | 0 | 0 | 0 | 0 | 0 | 0 | 0 | 0 | 0 | 0 | 0 | 0 | -3.4333e-19 | -3.8862e-11 | -1.1288e-10 | 3.4333e-19 | 3.8862e-11 | 1.1288e-10 | -3.8453e-18 | 1.0829e-10 | 1.9912e-11 | 3.8453e-18 | -1.0829e-10 | -1.9912e-11 | 0 | 0 | 0 | 0 | 0 | 0 | 0.95056 | 0.94513 | 0.94701 | 0.95056 | 0.94513 | 0.94701 | 2.4655e-14 | -120.3131 | 119.9422 | 2.4737e-14 | -120.3131 | 119.9422
Line10_11_12 | 0 | 0 | 0 | 0 | 0 | 0 | 0 | 0 | 0 | 0 | 0 | 0 | 3.296e-18 | -2.5961e-10 | -3.378e-10 | -6.5919e-18 | 2.5961e-10 | 3.378e-10 | 1.0987e-18 | 2.4396e-10 | -1.0854e-10 | -2.8713e-33 | -2.4396e-10 | 1.0854e-10 | 0 | 0 | 0 | 0 | 0 | 0 | 0.94705 | 0.93053 | 0.94329 | 0.94705 | 0.93053 | 0.94329 | 2.4907e-14 | -120.7135 | 120.3187 | 2.4957e-14 | -120.7135 | 120.3187
Line11_12_13 | 0 | 0 | 0 | 0 | 0 | 0 | 0 | 0 | 0 | 0 | 0 | 0 | 3.296e-18 | -2.1634e-10 | -2.815e-10 | -4.3946e-18 | 2.1634e-10 | 2.815e-10 | -1.0987e-18 | 2.033e-10 | -9.0449e-11 | 2.1973e-18 | -2.033e-10 | 9.0449e-11 | 0 | 0 | 0 | 0 | 0 | 0 | 0.94705 | 0.93053 | 0.94329 | 0.94705 | 0.93053 | 0.94329 | 2.4957e-14 | -120.7135 | 120.3187 | 2.5011e-14 | -120.7135 | 120.3187
Line12_13_15 | 0 | 0 | 0 | 0 | 0 | 0 | 0 | 0 | 0 | 0 | 0 | 0 | -3.296e-18 | -1.2981e-10 | -1.689e-10 | 3.296e-18 | 1.2981e-10 | 1.689e-10 | 1.0987e-18 | 1.2198e-10 | -5.427e-11 | 1.4421e-33 | -1.2198e-10 | 5.427e-11 | 0 | 0 | 0 | 0 | 0 | 0 | 0.94705 | 0.93053 | 0.94329 | 0.94705 | 0.93053 | 0.94329 | 2.5011e-14 | -120.7135 | 120.3187 | 2.5069e-14 | -120.7135 | 120.3187
Line13_13_14 | 0 | 0 | 0 | 0 | 0 | 0 | 0 | 0 | 0 | 0 | 0 | 0 | 4.7959e-34 | -4.3269e-11 | -5.63e-11 | -1.0987e-18 | 4.3269e-11 | 5.63e-11 | -1.0987e-18 | 4.066e-11 | -1.809e-11 | 2.1973e-18 | -4.066e-11 | 1.809e-11 | 0 | 0 | 0 | 0 | 0 | 0 | 0.94705 | 0.93053 | 0.94329 | 0.94705 | 0.93053 | 0.94329 | 2.5011e-14 | -120.7135 | 120.3187 | 2.5022e-14 | -120.7135 | 120.3187
Line14_15_16 | 0 | 0 | 0 | 0 | 0 | 0 | 0 | 0 | 0 | 0 | 0 | 0 | -1.0987e-18 | -8.6538e-11 | -1.126e-10 | 1.0987e-18 | 8.6538e-11 | 1.126e-10 | 1.0987e-18 | 8.1319e-11 | -3.618e-11 | 1.0987e-18 | -8.1319e-11 | 3.618e-11 | 0 | 0 | 0 | 0 | 0 | 0 | 0.94705 | 0.93053 | 0.94329 | 0.94705 | 0.93053 | 0.94329 | 2.5069e-14 | -120.7135 | 120.3187 | 2.5094e-14 | -120.7135 | 120.3187
Line15_16_17 | 0 | 0 | 0 | 0 | 0 | 0 | 0 | 0 | 0 | 0 | 0 | 0 | 9.6238e-34 | -4.3269e-11 | -5.63e-11 | -1.0987e-18 | 4.3269e-11 | 5.63e-11 | -2.1973e-18 | 4.066e-11 | -1.809e-11 | 2.1973e-18 | -4.066e-11 | 1.809e-11 | 0 | 0 | 0 | 0 | 0 | 0 | 0.94705 | 0.93053 | 0.94329 | 0.94705 | 0.93053 | 0.94329 | 2.5094e-14 | -120.7135 | 120.3187 | 2.5061e-14 | -120.7135 | 120.3187
Line16_4_18 | 0 | 0 | 0 | 0 | 0 | 0 | 0 | 0 | 0 | 0 | 0 | 0 | -3.4333e-19 | -6.477e-12 | -1.8814e-11 | 6.8666e-20 | 6.477e-12 | 1.8814e-11 | -1.0987e-18 | 1.8049e-11 | 3.3187e-12 | 5.4933e-19 | -1.8049e-11 | -3.3187e-12 | 0 | 0 | 0 | 0 | 0 | 0 | 0.95056 | 0.94513 | 0.94701 | 0.95056 | 0.94513 | 0.94701 | 2.4646e-14 | -120.3131 | 119.9422 | 2.4626e-14 | -120.3131 | 119.9422
Line17_5_19 | 0 | 0 | 0 | 0 | 0 | 0 | 0 | 0 | 0 | 0 | 0 | 0 | -3.4333e-19 | -6.477e-12 | -1.8814e-11 | 6.8666e-20 | 6.477e-12 | 1.8814e-11 | -1.0987e-18 | 1.8049e-11 | 3.3187e-12 | 5.4933e-19 | -1.8049e-11 | -3.3187e-12 | 0 | 0 | 0 | 0 | 0 | 0 | 0.95056 | 0.94513 | 0.94701 | 0.95056 | 0.94513 | 0.94701 | 2.4646e-14 | -120.3131 | 119.9422 | 2.4626e-14 | -120.3131 | 119.9422
Line1_1_3 | 0 | 0.052639 | 0.052639 | 0 | 0.052639 | 0.052639 | 0 | 0.012156 | 0.012156 | 0 | 0.012156 | 0.012156 | 7.1413e-18 | 0.011136 | 0.0029316 | -7.6906e-18 | -0.011082 | -0.0028784 | 1.0987e-18 | 0.0029739 | 0.011102 | -1.0987e-18 | -0.0029185 | -0.011047 | 0 | 0 | 0 | 0 | 44.734 | -135.266 | 0.95056 | 0.94513 | 0.94701 | 0.9488 | 0.93783 | 0.94514 | 2.4655e-14 | -120.3131 | 119.9422 | 2.4792e-14 | -120.5122 | 120.1294
Line2_1_4 | 0 | 0 | 0 | 0 | 0 | 0 | 0 | 0 | 0 | 0 | 0 | 0 | 8.2399e-19 | -1.2954e-11 | -3.7627e-11 | -5.4933e-19 | 1.2954e-11 | 3.7627e-11 | -5.4933e-19 | 3.6098e-11 | 6.6374e-12 | 5.4933e-19 | -3.6098e-11 | -6.6374e-12 | 0 | 0 | 0 | 0 | 0 | 0 | 0.95056 | 0.94513 | 0.94701 | 0.95056 | 0.94513 | 0.94701 | 2.4655e-14 | -120.3131 | 119.9422 | 2.4646e-14 | -120.3131 | 119.9422
Line3_1_5 | 0 | 0 | 0 | 0 | 0 | 0 | 0 | 0 | 0 | 0 | 0 | 0 | 8.2399e-19 | -1.2954e-11 | -3.7627e-11 | -5.4933e-19 | 1.2954e-11 | 3.7627e-11 | -5.4933e-19 | 3.6098e-11 | 6.6374e-12 | 5.4933e-19 | -3.6098e-11 | -6.6374e-12 | 0 | 0 | 0 | 0 | 0 | 0 | 0.95056 | 0.94513 | 0.94701 | 0.95056 | 0.94513 | 0.94701 | 2.4655e-14 | -120.3131 | 119.9422 | 2.4646e-14 | -120.3131 | 119.9422
Line4_2_6 | 0 | 0 | 0 | 0 | 0 | 0 | 0 | 0 | 0 | 0 | 0 | 0 | -1.3733e-19 | -3.2385e-11 | -9.4068e-11 | 1.3733e-19 | 3.2385e-11 | 9.4068e-11 | -2.1973e-18 | 9.0245e-11 | 1.6593e-11 | 2.1973e-18 | -9.0245e-11 | -1.6593e-11 | 0 | 0 | 0 | 0 | 0 | 0 | 0.95056 | 0.94513 | 0.94701 | 0.95056 | 0.94513 | 0.94701 | 2.4737e-14 | -120.3131 | 119.9422 | 2.4774e-14 | -120.3131 | 119.9422
Line5_6_7 | 0 | 0 | 0 | 0 | 0 | 0 | 0 | 0 | 0 | 0 | 0 | 0 | 7.5533e-19 | -2.5908e-11 | -7.5255e-11 | -7.5533e-19 | 2.5908e-11 | 7.5255e-11 | -2.1973e-18 | 7.2196e-11 | 1.3275e-11 | 1.648e-18 | -7.2196e-11 | -1.3275e-11 | 0 | 0 | 0 | 0 | 0 | 0 | 0.95056 | 0.94513 | 0.94701 | 0.95056 | 0.94513 | 0.94701 | 2.4774e-14 | -120.3131 | 119.9422 | 2.4762e-14 | -120.3131 | 119.9422
Line6_7_8 | 0 | 0 | 0 | 0 | 0 | 0 | 0 | 0 | 0 | 0 | 0 | 0 | 5.4933e-19 | -1.9431e-11 | -5.6441e-11 | -2.7466e-19 | 1.9431e-11 | 5.6441e-11 | -1.648e-18 | 5.4147e-11 | 9.9561e-12 | 2.1973e-18 | -5.4147e-11 | -9.9561e-12 | 0 | 0 | 0 | 0 | 0 | 0 | 0.95056 | 0.94513 | 0.94701 | 0.95056 | 0.94513 | 0.94701 | 2.4762e-14 | -120.3131 | 119.9422 | 2.4728e-14 | -120.3131 | 119.9422
Line7_8_9 | 0 | 0 | 0 | 0 | 0 | 0 | 0 | 0 | 0 | 0 | 0 | 0 | 2.7466e-19 | -6.477e-12 | -1.8814e-11 | -2.371e-34 | 6.477e-12 | 1.8814e-11 | -5.4933e-19 | 1.8049e-11 | 3.3187e-12 | 5.4933e-19 | -1.8049e-11 | -3.3187e-12 | 0 | 0 | 0 | 0 | 0 | 0 | 0.95056 | 0.94513 | 0.94701 | 0.95056 | 0.94513 | 0.94701 | 2.4728e-14 | -120.3131 | 119.9422 | 2.4729e-14 | -120.3131 | 119.9422
Line8_8_10 | 0 | 0 | 0 | 0 | 0 | 0 | 0 | 0 | 0 | 0 | 0 | 0 | 1.3733e-19 | -6.477e-12 | -1.8814e-11 | 1.3733e-19 | 6.477e-12 | 1.8814e-11 | -5.4933e-19 | 1.8049e-11 | 3.3187e-12 | 5.4933e-19 | -1.8049e-11 | -3.3187e-12 | 0 | 0 | 0 | 0 | 0 | 0 | 0.95056 | 0.94513 | 0.94701 | 0.95056 | 0.94513 | 0.94701 | 2.4728e-14 | -120.3131 | 119.9422 | 2.4723e-14 | -120.3131 | 119.9422
Line9_3_11 | 0 | 0.052639 | 0.052639 | 0 | 0.052639 | 0.052639 | 0 | 0.012156 | 0.012156 | 0 | 0.012156 | 0.012156 | 3.296e-18 | 0.011082 | 0.0028784 | -4.3946e-18 | -0.011029 | -0.0028252 | 2.1973e-18 | 0.0029185 | 0.011047 | -3.296e-18 | -0.0028631 | -0.010991 | 0 | -135.266 | 44.734 | 0 | 44.734 | -135.266 | 0.9488 | 0.93783 | 0.94514 | 0.94705 | 0.93053 | 0.94329 | 2.4792e-14 | -120.5122 | 120.1294 | 2.4907e-14 | -120.7135 | 120.3187

## LL_min_fault_10
name | pf_ikss_a_from_ka | pf_ikss_b_from_ka | pf_ikss_c_from_ka | pf_ikss_a_to_ka | pf_ikss_b_to_ka | pf_ikss_c_to_ka | pf_skss_a_from_mw | pf_skss_b_from_mw | pf_skss_c_from_mw | pf_skss_a_to_mw | pf_skss_b_to_mw | pf_skss_c_to_mw | pf_p_a_from_mw | pf_p_b_from_mw | pf_p_c_from_mw | pf_p_a_to_mw | pf_p_b_to_mw | pf_p_c_to_mw | pf_q_a_from_mvar | pf_q_b_from_mvar | pf_q_c_from_mvar | pf_q_a_to_mvar | pf_q_b_to_mvar | pf_q_c_to_mvar | pf_ikss_a_from_degree | pf_ikss_b_from_degree | pf_ikss_c_from_degree | pf_ikss_a_to_degree | pf_ikss_b_to_degree | pf_ikss_c_to_degree | pf_vm_a_from_pu | pf_vm_b_from_pu | pf_vm_c_from_pu | pf_vm_a_to_pu | pf_vm_b_to_pu | pf_vm_c_to_pu | pf_va_a_from_degree | pf_va_b_from_degree | pf_va_c_from_degree | pf_va_a_to_degree | pf_va_b_to_degree | pf_va_c_to_degree
Line0_1_2 | 0 | 0 | 0 | 0 | 0 | 0 | 0 | 0 | 0 | 0 | 0 | 0 | 6.5052e-20 | -3.4879e-11 | -1.0131e-10 | -6.5052e-20 | 3.4879e-11 | 1.0131e-10 | -3.1225e-18 | 9.7195e-11 | 1.7871e-11 | 2.6021e-18 | -9.7195e-11 | -1.7871e-11 | 0 | 0 | 0 | 0 | 0 | 0 | 0.90053 | 0.89538 | 0.89717 | 0.90053 | 0.89538 | 0.89717 | 2.3286e-14 | -120.3131 | 119.9422 | 2.3344e-14 | -120.3131 | 119.9422
Line10_11_12 | 0 | 0 | 0 | 0 | 0 | 0 | 0 | 0 | 0 | 0 | 0 | 0 | 2.0817e-18 | -2.33e-10 | -3.0318e-10 | -3.1225e-18 | 2.33e-10 | 3.0318e-10 | 1.0408e-18 | 2.1895e-10 | -9.7415e-11 | -2.0817e-18 | -2.1895e-10 | 9.7415e-11 | 0 | 0 | 0 | 0 | 0 | 0 | 0.8972 | 0.88156 | 0.89364 | 0.8972 | 0.88156 | 0.89364 | 2.3545e-14 | -120.7135 | 120.3187 | 2.3595e-14 | -120.7135 | 120.3187
Line11_12_13 | 0 | 0 | 0 | 0 | 0 | 0 | 0 | 0 | 0 | 0 | 0 | 0 | 3.1225e-18 | -1.9417e-10 | -2.5265e-10 | -3.1225e-18 | 1.9417e-10 | 2.5265e-10 | -2.0817e-18 | 1.8246e-10 | -8.1179e-11 | 2.0817e-18 | -1.8246e-10 | 8.1179e-11 | 0 | 0 | 0 | 0 | 0 | 0 | 0.8972 | 0.88156 | 0.89364 | 0.8972 | 0.88156 | 0.89364 | 2.3595e-14 | -120.7135 | 120.3187 | 2.3649e-14 | -120.7135 | 120.3187
Line12_13_15 | 0 | 0 | 0 | 0 | 0 | 0 | 0 | 0 | 0 | 0 | 0 | 0 | 4.2961e-34 | -1.165e-10 | -1.5159e-10 | 1.0408e-18 | 1.165e-10 | 1.5159e-10 | -1.0408e-18 | 1.0948e-10 | -4.8707e-11 | 4.3066e-34 | -1.0948e-10 | 4.8707e-11 | 0 | 0 | 0 | 0 | 0 | 0 | 0.8972 | 0.88156 | 0.89364 | 0.8972 | 0.88156 | 0.89364 | 2.3649e-14 | -120.7135 | 120.3187 | 2.3707e-14 | -120.7135 | 120.3187
Line13_13_14 | 0 | 0 | 0 | 0 | 0 | 0 | 0 | 0 | 0 | 0 | 0 | 0 | -4.2961e-34 | -3.8834e-11 | -5.0529e-11 | 1.0408e-18 | 3.8834e-11 | 5.0529e-11 | 1.0408e-18 | 3.6492e-11 | -1.6236e-11 | -1.0408e-18 | -3.6492e-11 | 1.6236e-11 | 0 | 0 | 0 | 0 | 0 | 0 | 0.8972 | 0.88156 | 0.89364 | 0.8972 | 0.88156 | 0.89364 | 2.3649e-14 | -120.7135 | 120.3187 | 2.366e-14 | -120.7135 | 120.3187
Line14_15_16 | 0 | 0 | 0 | 0 | 0 | 0 | 0 | 0 | 0 | 0 | 0 | 0 | 2.0817e-18 | -7.7668e-11 | -1.0106e-10 | -1.0408e-18 | 7.7668e-11 | 1.0106e-10 | 1.0408e-18 | 7.2985e-11 | -3.2472e-11 | -1.0408e-18 | -7.2985e-11 | 3.2472e-11 | 0 | 0 | 0 | 0 | 0 | 0 | 0.8972 | 0.88156 | 0.89364 | 0.8972 | 0.88156 | 0.89364 | 2.3707e-14 | -120.7135 | 120.3187 | 2.3733e-14 | -120.7135 | 120.3187
Line15_16_17 | 0 | 0 | 0 | 0 | 0 | 0 | 0 | 0 | 0 | 0 | 0 | 0 | -1.0408e-18 | -3.8834e-11 | -5.0529e-11 | 2.0817e-18 | 3.8834e-11 | 5.0529e-11 | 1.0408e-18 | 3.6492e-11 | -1.6236e-11 | 8.6104e-34 | -3.6492e-11 | 1.6236e-11 | 0 | 0 | 0 | 0 | 0 | 0 | 0.8972 | 0.88156 | 0.89364 | 0.8972 | 0.88156 | 0.89364 | 2.3733e-14 | -120.7135 | 120.3187 | 2.3699e-14 | -120.7135 | 120.3187
Line16_4_18 | 0 | 0 | 0 | 0 | 0 | 0 | 0 | 0 | 0 | 0 | 0 | 0 | -5.8547e-19 | -5.8131e-12 | -1.6885e-11 | 3.2526e-19 | 5.8131e-12 | 1.6885e-11 | -2.3786e-34 | 1.6199e-11 | 2.9785e-12 | 1.3203e-34 | -1.6199e-11 | -2.9785e-12 | 0 | 0 | 0 | 0 | 0 | 0 | 0.90053 | 0.89538 | 0.89717 | 0.90053 | 0.89538 | 0.89717 | 2.3277e-14 | -120.3131 | 119.9422 | 2.3257e-14 | -120.3131 | 119.9422
Line17_5_19 | 0 | 0 | 0 | 0 | 0 | 0 | 0 | 0 | 0 | 0 | 0 | 0 | -5.8547e-19 | -5.8131e-12 | -1.6885e-11 | 3.2526e-19 | 5.8131e-12 | 1.6885e-11 | -2.3786e-34 | 1.6199e-11 | 2.9785e-12 | 1.3203e-34 | -1.6199e-11 | -2.9785e-12 | 0 | 0 | 0 | 0 | 0 | 0 | 0.90053 | 0.89538 | 0.89717 | 0.90053 | 0.89538 | 0.89717 | 2.3277e-14 | -120.3131 | 119.9422 | 2.3257e-14 | -120.3131 | 119.9422
Line1_1_3 | 0 | 0.049869 | 0.049869 | 0 | 0.049869 | 0.049869 | 0 | 0.011517 | 0.011517 | 0 | 0.011517 | 0.011517 | 6.245e-18 | 0.0099942 | 0.0026311 | -6.7654e-18 | -0.0099465 | -0.0025834 | 2.5381e-33 | 0.0026691 | 0.0099642 | -2.7668e-33 | -0.0026194 | -0.0099144 | 0 | 0 | 0 | 0 | 44.734 | -135.266 | 0.90053 | 0.89538 | 0.89717 | 0.89886 | 0.88847 | 0.8954 | 2.3286e-14 | -120.3131 | 119.9422 | 2.3432e-14 | -120.5122 | 120.1294
Line2_1_4 | 0 | 0 | 0 | 0 | 0 | 0 | 0 | 0 | 0 | 0 | 0 | 0 | 4.5536e-19 | -1.1626e-11 | -3.3771e-11 | -4.5536e-19 | 1.1626e-11 | 3.3771e-11 | -1.0408e-18 | 3.2398e-11 | 5.9571e-12 | 1.5613e-18 | -3.2398e-11 | -5.9571e-12 | 0 | 0 | 0 | 0 | 0 | 0 | 0.90053 | 0.89538 | 0.89717 | 0.90053 | 0.89538 | 0.89717 | 2.3286e-14 | -120.3131 | 119.9422 | 2.3277e-14 | -120.3131 | 119.9422
Line3_1_5 | 0 | 0 | 0 | 0 | 0 | 0 | 0 | 0 | 0 | 0 | 0 | 0 | 4.5536e-19 | -1.1626e-11 | -3.3771e-11 | -4.5536e-19 | 1.1626e-11 | 3.3771e-11 | -1.0408e-18 | 3.2398e-11 | 5.9571e-12 | 1.5613e-18 | -3.2398e-11 | -5.9571e-12 | 0 | 0 | 0 | 0 | 0 | 0 | 0.90053 | 0.89538 | 0.89717 | 0.90053 | 0.89538 | 0.89717 | 2.3286e-14 | -120.3131 | 119.9422 | 2.3277e-14 | -120.3131 | 119.9422
Line4_2_6 | 0 | 0 | 0 | 0 | 0 | 0 | 0 | 0 | 0 | 0 | 0 | 0 | -6.5052e-19 | -2.9066e-11 | -8.4427e-11 | 6.5052e-19 | 2.9066e-11 | 8.4427e-11 | -2.0817e-18 | 8.0996e-11 | 1.4893e-11 | 2.6021e-18 | -8.0996e-11 | -1.4893e-11 | 0 | 0 | 0 | 0 | 0 | 0 | 0.90053 | 0.89538 | 0.89717 | 0.90053 | 0.89538 | 0.89717 | 2.3344e-14 | -120.3131 | 119.9422 | 2.3377e-14 | -120.3131 | 119.9422
Line5_6_7 | 0 | 0 | 0 | 0 | 0 | 0 | 0 | 0 | 0 | 0 | 0 | 0 | 7.1557e-19 | -2.3253e-11 | -6.7542e-11 | -9.7578e-19 | 2.3253e-11 | 6.7542e-11 | -2.6021e-18 | 6.4797e-11 | 1.1914e-11 | 3.1225e-18 | -6.4797e-11 | -1.1914e-11 | 0 | 0 | 0 | 0 | 0 | 0 | 0.90053 | 0.89538 | 0.89717 | 0.90053 | 0.89538 | 0.89717 | 2.3377e-14 | -120.3131 | 119.9422 | 2.3364e-14 | -120.3131 | 119.9422
Line6_7_8 | 0 | 0 | 0 | 0 | 0 | 0 | 0 | 0 | 0 | 0 | 0 | 0 | 7.1557e-19 | -1.7439e-11 | -5.0656e-11 | -7.1557e-19 | 1.7439e-11 | 5.0656e-11 | -1.5613e-18 | 4.8598e-11 | 8.9356e-12 | 2.0817e-18 | -4.8598e-11 | -8.9356e-12 | 0 | 0 | 0 | 0 | 0 | 0 | 0.90053 | 0.89538 | 0.89717 | 0.90053 | 0.89538 | 0.89717 | 2.3364e-14 | -120.3131 | 119.9422 | 2.333e-14 | -120.3131 | 119.9422
Line7_8_9 | 0 | 0 | 0 | 0 | 0 | 0 | 0 | 0 | 0 | 0 | 0 | 0 | 2.6021e-19 | -5.8131e-12 | -1.6885e-11 | -2.6021e-19 | 5.8131e-12 | 1.6885e-11 | 5.2042e-19 | 1.6199e-11 | 2.9785e-12 | 5.2042e-19 | -1.6199e-11 | -2.9786e-12 | 0 | 0 | 0 | 0 | 0 | 0 | 0.90053 | 0.89538 | 0.89717 | 0.90053 | 0.89538 | 0.89717 | 2.333e-14 | -120.3131 | 119.9422 | 2.3331e-14 | -120.3131 | 119.9422
Line8_8_10 | 0 | 0 | 0 | 0 | 0 | 0 | 0 | 0 | 0 | 0 | 0 | 0 | -5.2042e-19 | -5.8131e-12 | -1.6885e-11 | 5.2042e-19 | 5.8131e-12 | 1.6885e-11 | 5.2042e-19 | 1.6199e-11 | 2.9785e-12 | 2.1184e-34 | -1.6199e-11 | -2.9785e-12 | 0 | 0 | 0 | 0 | 0 | 0 | 0.90053 | 0.89538 | 0.89717 | 0.90053 | 0.89538 | 0.89717 | 2.333e-14 | -120.3131 | 119.9422 | 2.3323e-14 | -120.3131 | 119.9422
Line9_3_11 | 0 | 0.049869 | 0.049869 | 0 | 0.049869 | 0.049869 | 0 | 0.011517 | 0.011517 | 0 | 0.011517 | 0.011517 | 6.245e-18 | 0.0099465 | 0.0025834 | -6.245e-18 | -0.0098987 | -0.0025356 | 1.0408e-18 | 0.0026194 | 0.0099144 | -1.0408e-18 | -0.0025697 | -0.0098647 | 0 | -135.266 | 44.734 | 0 | 44.734 | -135.266 | 0.89886 | 0.88847 | 0.8954 | 0.8972 | 0.88156 | 0.89364 | 2.3432e-14 | -120.5122 | 120.1294 | 2.3545e-14 | -120.7135 | 120.3187

## LG_max_6
name | pf_ikss_a_from_ka | pf_ikss_b_from_ka | pf_ikss_c_from_ka | pf_ikss_a_to_ka | pf_ikss_b_to_ka | pf_ikss_c_to_ka | pf_skss_a_from_mw | pf_skss_b_from_mw | pf_skss_c_from_mw | pf_skss_a_to_mw | pf_skss_b_to_mw | pf_skss_c_to_mw | pf_p_a_from_mw | pf_p_b_from_mw | pf_p_c_from_mw | pf_p_a_to_mw | pf_p_b_to_mw | pf_p_c_to_mw | pf_q_a_from_mvar | pf_q_b_from_mvar | pf_q_c_from_mvar | pf_q_a_to_mvar | pf_q_b_to_mvar | pf_q_c_to_mvar | pf_ikss_a_from_degree | pf_ikss_b_from_degree | pf_ikss_c_from_degree | pf_ikss_a_to_degree | pf_ikss_b_to_degree | pf_ikss_c_to_degree | pf_vm_a_from_pu | pf_vm_b_from_pu | pf_vm_c_from_pu | pf_vm_a_to_pu | pf_vm_b_to_pu | pf_vm_c_to_pu | pf_va_a_from_degree | pf_va_b_from_degree | pf_va_c_from_degree | pf_va_a_to_degree | pf_va_b_to_degree | pf_va_c_to_degree
Line0_1_2 | 2.0389e-06 | 2.0391e-06 | 2.0391e-06 | 1.6998e-06 | 1.6999e-06 | 1.6999e-06 | 4.7086e-07 | 4.709e-07 | 4.709e-07 | 3.9255e-07 | 3.9258e-07 | 3.9258e-07 | 1.6406e-08 | 4.483e-07 | -4.081e-07 | -1.3395e-08 | -3.7856e-07 | 3.3535e-07 | 3.7232e-08 | -6.7753e-07 | -6.8059e-07 | -3.1163e-08 | 5.6162e-07 | 5.7029e-07 | 0 | 0 | 0 | 89.1315 | 89.3048 | 89.3048 | 1.0238 | 1.05 | 1.0225 | 1.0238 | 1.05 | 1.0225 | -24.1292 | -146.7133 | 148.8476 | -24.1292 | -146.7133 | 148.8476
Line10_11_12 | 2.0701e-06 | 2.0742e-06 | 2.0742e-06 | 1.7254e-06 | 1.7294e-06 | 1.7294e-06 | 4.7807e-07 | 4.79e-07 | 4.79e-07 | 3.9847e-07 | 3.9938e-07 | 3.9938e-07 | 8.1399e-20 | 4.6388e-07 | -4.0722e-07 | 1.6341e-14 | -3.9144e-07 | 3.3477e-07 | -6.6028e-20 | -6.7857e-07 | -6.8745e-07 | 3.2704e-14 | 5.6255e-07 | 5.7597e-07 | 0 | 0 | 0 | 88.4693 | 88.9418 | 88.9418 | 0.99073 | 1.05 | 0.96305 | 0.99073 | 1.05 | 0.96305 | 0 | -146.2271 | 148.775 | 0 | -146.2271 | 148.775
Line11_12_13 | 1.7251e-06 | 1.7285e-06 | 1.7285e-06 | 1.3804e-06 | 1.3837e-06 | 1.3837e-06 | 3.9839e-07 | 3.9917e-07 | 3.9917e-07 | 3.188e-07 | 3.1955e-07 | 3.1955e-07 | -1.6653e-14 | 3.8657e-07 | -3.3935e-07 | 2.3679e-14 | -3.1412e-07 | 2.6691e-07 | -3.2538e-14 | -5.6547e-07 | -5.7288e-07 | 4.7618e-14 | 4.4946e-07 | 4.6139e-07 | 0 | 0 | 0 | 88.331 | 88.8234 | 88.8234 | 0.99073 | 1.05 | 0.96305 | 0.99073 | 1.05 | 0.96305 | 0 | -146.2271 | 148.775 | 0 | -146.2271 | 148.775
Line12_13_15 | 1.035e-06 | 1.0371e-06 | 1.0371e-06 | 0 | 0 | 0 | 2.3903e-07 | 2.395e-07 | 2.395e-07 | 0 | 0 | 0 | -1.8184e-14 | 2.3194e-07 | -2.0361e-07 | 1.4477e-14 | -1.595e-07 | 1.3117e-07 | -3.5487e-14 | -3.3928e-07 | -3.4373e-07 | 2.9935e-14 | 2.2327e-07 | 2.3224e-07 | 0 | 0 | 0 | 0 | 0 | 0 | 0.99073 | 1.05 | 0.96305 | 0.99073 | 1.05 | 0.96305 | 0 | -146.2271 | 148.775 | 0 | -146.2271 | 148.775
Line13_13_14 | 0 | 0 | 0 | 0 | 0 | 0 | 0 | 0 | 0 | 0 | 0 | 0 | -6.0613e-15 | 7.7313e-08 | -6.787e-08 | -5.941e-16 | -4.8706e-09 | -4.5732e-09 | -1.1829e-14 | -1.1309e-07 | -1.1458e-07 | 3.1907e-16 | -2.9197e-09 | 3.0914e-09 | 0 | 0 | 0 | 0 | 0 | 0 | 0.99073 | 1.05 | 0.96305 | 0.99073 | 1.05 | 0.96305 | 0 | -146.2271 | 148.775 | 0 | -146.2271 | 148.775
Line14_15_16 | 0 | 0 | 0 | 0 | 0 | 0 | 0 | 0 | 0 | 0 | 0 | 0 | -1.5185e-14 | 1.5463e-07 | -1.3574e-07 | 7.7313e-15 | -8.2184e-08 | 6.3296e-08 | -2.9556e-14 | -2.2619e-07 | -2.2915e-07 | 1.6967e-14 | 1.1017e-07 | 1.1767e-07 | 0 | 0 | 0 | 0 | 0 | 0 | 0.99073 | 1.05 | 0.96305 | 0.99073 | 1.05 | 0.96305 | 0 | -146.2271 | 148.775 | 0 | -146.2271 | 148.775
Line15_16_17 | 0 | 0 | 0 | 0 | 0 | 0 | 0 | 0 | 0 | 0 | 0 | 0 | -8.5235e-15 | 7.7313e-08 | -6.787e-08 | -8.1973e-16 | -4.8706e-09 | -4.5732e-09 | -1.6541e-14 | -1.1309e-07 | -1.1458e-07 | 4.419e-16 | -2.9197e-09 | 3.0914e-09 | 0 | 0 | 0 | 0 | 0 | 0 | 0.99073 | 1.05 | 0.96305 | 0.99073 | 1.05 | 0.96305 | 0 | -146.2271 | 148.775 | 0 | -146.2271 | 148.775
Line16_4_18 | 0 | 0 | 0 | 0 | 0 | 0 | 0 | 0 | 0 | 0 | 0 | 0 | 2.7343e-09 | 7.4716e-08 | -6.8016e-08 | 2.7623e-10 | -4.9805e-09 | -4.7302e-09 | 6.2054e-09 | -1.1292e-07 | -1.1343e-07 | -1.36e-10 | -2.9858e-09 | 3.1304e-09 | 0 | 0 | 0 | 0 | 0 | 0 | 1.0238 | 1.05 | 1.0225 | 1.0238 | 1.05 | 1.0225 | -24.1292 | -146.7133 | 148.8476 | -24.1292 | -146.7133 | 148.8476
Line17_5_19 | 0 | 0 | 0 | 0 | 0 | 0 | 0 | 0 | 0 | 0 | 0 | 0 | 2.7343e-09 | 7.4716e-08 | -6.8016e-08 | 2.7623e-10 | -4.9805e-09 | -4.7302e-09 | 6.2054e-09 | -1.1292e-07 | -1.1343e-07 | -1.36e-10 | -2.9858e-09 | 3.1304e-09 | 0 | 0 | 0 | 0 | 0 | 0 | 1.0238 | 1.05 | 1.0225 | 1.0238 | 1.05 | 1.0225 | -24.1292 | -146.7133 | 148.8476 | -24.1292 | -146.7133 | 148.8476
Line1_1_3 | 0.53546 | 2.7597e-06 | 2.7597e-06 | 0.53546 | 2.4192e-06 | 2.4192e-06 | 0.12366 | 6.3733e-07 | 6.3733e-07 | 0.12366 | 5.587e-07 | 5.587e-07 | 0.0047786 | 6.1202e-07 | -5.4701e-07 | -0.0023893 | -5.4366e-07 | 4.7229e-07 | 0.0095573 | -9.1348e-07 | -9.243e-07 | -0.0047786 | 7.928e-07 | 8.0896e-07 | 0 | 0 | 0 | 92.4359 | 89.0888 | 89.0888 | 1.0238 | 1.05 | 1.0225 | 1.007 | 1.05 | 0.99277 | -24.1292 | -146.7133 | 148.8476 | -24.1292 | -146.4708 | 148.8115
Line2_1_4 | 0 | 0 | 0 | 0 | 0 | 0 | 0 | 0 | 0 | 0 | 0 | 0 | 5.4687e-09 | 1.4943e-07 | -1.3603e-07 | -2.4581e-09 | -7.9697e-08 | 6.3286e-08 | 1.2411e-08 | -2.2584e-07 | -2.2686e-07 | -6.3413e-09 | 1.0994e-07 | 1.1656e-07 | 0 | 0 | 0 | 0 | 0 | 0 | 1.0238 | 1.05 | 1.0225 | 1.0238 | 1.05 | 1.0225 | -24.1292 | -146.7133 | 148.8476 | -24.1292 | -146.7133 | 148.8476
Line3_1_5 | 0 | 0 | 0 | 0 | 0 | 0 | 0 | 0 | 0 | 0 | 0 | 0 | 5.4687e-09 | 1.4943e-07 | -1.3603e-07 | -2.4581e-09 | -7.9697e-08 | 6.3286e-08 | 1.2411e-08 | -2.2584e-07 | -2.2686e-07 | -6.3413e-09 | 1.0994e-07 | 1.1656e-07 | 0 | 0 | 0 | 0 | 0 | 0 | 1.0238 | 1.05 | 1.0225 | 1.0238 | 1.05 | 1.0225 | -24.1292 | -146.7133 | 148.8476 | -24.1292 | -146.7133 | 148.8476
Line4_2_6 | 1.6991e-06 | 1.6992e-06 | 1.6992e-06 | 1.36e-06 | 1.3601e-06 | 1.3601e-06 | 3.9238e-07 | 3.9242e-07 | 3.9242e-07 | 3.1408e-07 | 3.141e-07 | 3.141e-07 | 1.3672e-08 | 3.7358e-07 | -3.4008e-07 | -1.0661e-08 | -3.0385e-07 | 2.6734e-07 | 3.1027e-08 | -5.6461e-07 | -5.6716e-07 | -2.4957e-08 | 4.487e-07 | 4.5686e-07 | 0 | 0 | 0 | 89.0017 | 89.1822 | 89.1822 | 1.0238 | 1.05 | 1.0225 | 1.0238 | 1.05 | 1.0225 | -24.1292 | -146.7133 | 148.8476 | -24.1292 | -146.7133 | 148.8476
Line5_6_7 | 1.3592e-06 | 1.3594e-06 | 1.3594e-06 | 1.0202e-06 | 1.0203e-06 | 1.0203e-06 | 3.139e-07 | 3.1393e-07 | 3.1393e-07 | 2.3561e-07 | 2.3562e-07 | 2.3562e-07 | 1.0937e-08 | 2.9887e-07 | -2.7207e-07 | -7.9268e-09 | -2.2913e-07 | 1.9932e-07 | 2.4821e-08 | -4.5169e-07 | -4.5373e-07 | -1.8752e-08 | 3.3578e-07 | 3.4342e-07 | 0 | 0 | 0 | 88.7853 | 88.9779 | 88.9779 | 1.0238 | 1.05 | 1.0225 | 1.0238 | 1.05 | 1.0225 | -24.1292 | -146.7133 | 148.8476 | -24.1292 | -146.7133 | 148.8476
Line6_7_8 | 1.0194e-06 | 1.0195e-06 | 1.0195e-06 | 0 | 0 | 0 | 2.3543e-07 | 2.3545e-07 | 2.3545e-07 | 0 | 0 | 0 | 8.203e-09 | 2.2415e-07 | -2.0405e-07 | -5.1924e-09 | -1.5441e-07 | 1.313e-07 | 1.8616e-08 | -3.3877e-07 | -3.4029e-07 | -1.2547e-08 | 2.2286e-07 | 2.2999e-07 | 0 | 0 | 0 | 0 | 0 | 0 | 1.0238 | 1.05 | 1.0225 | 1.0238 | 1.05 | 1.0225 | -24.1292 | -146.7133 | 148.8476 | -24.1292 | -146.7133 | 148.8476
Line7_8_9 | 0 | 0 | 0 | 0 | 0 | 0 | 0 | 0 | 0 | 0 | 0 | 0 | 2.7343e-09 | 7.4716e-08 | -6.8016e-08 | 2.7623e-10 | -4.9805e-09 | -4.7302e-09 | 6.2053e-09 | -1.1292e-07 | -1.1343e-07 | -1.36e-10 | -2.9858e-09 | 3.1304e-09 | 0 | 0 | 0 | 0 | 0 | 0 | 1.0238 | 1.05 | 1.0225 | 1.0238 | 1.05 | 1.0225 | -24.1292 | -146.7133 | 148.8476 | -24.1292 | -146.7133 | 148.8476
Line8_8_10 | 0 | 0 | 0 | 0 | 0 | 0 | 0 | 0 | 0 | 0 | 0 | 0 | 2.7343e-09 | 7.4716e-08 | -6.8016e-08 | 2.7623e-10 | -4.9805e-09 | -4.7302e-09 | 6.2053e-09 | -1.1292e-07 | -1.1343e-07 | -1.36e-10 | -2.9858e-09 | 3.1304e-09 | 0 | 0 | 0 | 0 | 0 | 0 | 1.0238 | 1.05 | 1.0225 | 1.0238 | 1.05 | 1.0225 | -24.1292 | -146.7133 | 148.8476 | -24.1292 | -146.7133 | 148.8476
Line9_3_11 | 0.53546 | 2.4184e-06 | 2.4184e-06 | 0.53546 | 2.0751e-06 | 2.0751e-06 | 0.12366 | 5.5851e-07 | 5.5851e-07 | 0.12366 | 4.7921e-07 | 4.7921e-07 | 0.0023893 | 5.3874e-07 | -4.7694e-07 | -2.0001e-14 | -4.6875e-07 | 4.0264e-07 | 0.0047786 | -7.9576e-07 | -8.0585e-07 | 1.8302e-14 | 6.7565e-07 | 6.9054e-07 | -87.5641 | 0 | 0 | 92.4359 | 89.0208 | 89.0208 | 1.007 | 1.05 | 0.99277 | 0.99073 | 1.05 | 0.96305 | -24.1292 | -146.4708 | 148.8115 | 0 | -146.2271 | 148.775

## LG_max_10
name | pf_ikss_a_from_ka | pf_ikss_b_from_ka | pf_ikss_c_from_ka | pf_ikss_a_to_ka | pf_ikss_b_to_ka | pf_ikss_c_to_ka | pf_skss_a_from_mw | pf_skss_b_from_mw | pf_skss_c_from_mw | pf_skss_a_to_mw | pf_skss_b_to_mw | pf_skss_c_to_mw | pf_p_a_from_mw | pf_p_b_from_mw | pf_p_c_from_mw | pf_p_a_to_mw | pf_p_b_to_mw | pf_p_c_to_mw | pf_q_a_from_mvar | pf_q_b_from_mvar | pf_q_c_from_mvar | pf_q_a_to_mvar | pf_q_b_to_mvar | pf_q_c_to_mvar | pf_ikss_a_from_degree | pf_ikss_b_from_degree | pf_ikss_c_from_degree | pf_ikss_a_to_degree | pf_ikss_b_to_degree | pf_ikss_c_to_degree | pf_vm_a_from_pu | pf_vm_b_from_pu | pf_vm_c_from_pu | pf_vm_a_to_pu | pf_vm_b_to_pu | pf_vm_c_to_pu | pf_va_a_from_degree | pf_va_b_from_degree | pf_va_c_from_degree | pf_va_a_to_degree | pf_va_b_to_degree | pf_va_c_to_degree
Line0_1_2 | 2.1326e-06 | 2.1328e-06 | 2.1328e-06 | 1.7779e-06 | 1.7781e-06 | 1.7781e-06 | 4.925e-07 | 4.9255e-07 | 4.9255e-07 | 4.1059e-07 | 4.1063e-07 | 4.1063e-07 | 1.7932e-08 | 4.9118e-07 | -4.4724e-07 | -1.4641e-08 | -4.1476e-07 | 3.6753e-07 | 4.072e-08 | -7.4128e-07 | -7.4456e-07 | -3.4083e-08 | 6.1447e-07 | 6.239e-07 | 0 | 0 | 0 | 89.1281 | 89.3095 | 89.3095 | 1.0713 | 1.1 | 1.0699 | 1.0713 | 1.1 | 1.0699 | -24.1186 | -146.6714 | 148.8074 | -24.1186 | -146.6715 | 148.8074
Line10_11_12 | 2.1652e-06 | 2.1695e-06 | 2.1695e-06 | 1.8048e-06 | 1.8089e-06 | 1.8089e-06 | 5.0004e-07 | 5.0102e-07 | 5.0102e-07 | 4.1679e-07 | 4.1774e-07 | 4.1774e-07 | 7.8478e-20 | 5.0823e-07 | -4.463e-07 | 1.7881e-14 | -4.2885e-07 | 3.6692e-07 | -6.6287e-20 | -7.4241e-07 | -7.5207e-07 | 3.5778e-14 | 6.1548e-07 | 6.3011e-07 | 0 | 0 | 0 | 88.4663 | 88.9468 | 88.9468 | 1.0368 | 1.1 | 1.0078 | 1.0368 | 1.1 | 1.0078 | 0 | -146.1855 | 148.7344 | 0 | -146.1855 | 148.7344
Line11_12_13 | 1.8044e-06 | 1.8079e-06 | 1.8079e-06 | 1.4439e-06 | 1.4473e-06 | 1.4473e-06 | 4.167e-07 | 4.1752e-07 | 4.1752e-07 | 3.3345e-07 | 3.3424e-07 | 3.3424e-07 | -1.8222e-14 | 4.2353e-07 | -3.7191e-07 | 2.5909e-14 | -3.4414e-07 | 2.9253e-07 | -3.5596e-14 | -6.1868e-07 | -6.2673e-07 | 5.2095e-14 | 4.9175e-07 | 5.0477e-07 | 0 | 0 | 0 | 88.3278 | 88.8285 | 88.8285 | 1.0368 | 1.1 | 1.0078 | 1.0368 | 1.1 | 1.0078 | 0 | -146.1855 | 148.7344 | 0 | -146.1855 | 148.7344
Line12_13_15 | 1.0826e-06 | 1.0847e-06 | 1.0847e-06 | 0 | 0 | 0 | 2.5002e-07 | 2.5051e-07 | 2.5051e-07 | 0 | 0 | 0 | -1.9898e-14 | 2.5412e-07 | -2.2315e-07 | 1.584e-14 | -1.7473e-07 | 1.4377e-07 | -3.8822e-14 | -3.7121e-07 | -3.7604e-07 | 3.275e-14 | 2.4427e-07 | 2.5407e-07 | 0 | 0 | 0 | 0 | 0 | 0 | 1.0368 | 1.1 | 1.0078 | 1.0368 | 1.1 | 1.0078 | 0 | -146.1855 | 148.7344 | 0 | -146.1855 | 148.7344
Line13_13_14 | 0 | 0 | 0 | 0 | 0 | 0 | 0 | 0 | 0 | 0 | 0 | 0 | -6.6325e-15 | 8.4705e-08 | -7.4383e-08 | -6.5095e-16 | -5.3244e-09 | -4.9981e-09 | -1.2941e-14 | -1.2374e-07 | -1.2535e-07 | 3.4971e-16 | -3.1961e-09 | 3.3845e-09 | 0 | 0 | 0 | 0 | 0 | 0 | 1.0368 | 1.1 | 1.0078 | 1.0368 | 1.1 | 1.0078 | 0 | -146.1855 | 148.7344 | 0 | -146.1855 | 148.7344
Line14_15_16 | 0 | 0 | 0 | 0 | 0 | 0 | 0 | 0 | 0 | 0 | 0 | 0 | -1.6616e-14 | 1.6941e-07 | -1.4877e-07 | 8.4589e-15 | -9.0029e-08 | 6.9385e-08 | -3.2334e-14 | -2.4747e-07 | -2.5069e-07 | 1.8562e-14 | 1.2054e-07 | 1.2873e-07 | 0 | 0 | 0 | 0 | 0 | 0 | 1.0368 | 1.1 | 1.0078 | 1.0368 | 1.1 | 1.0078 | 0 | -146.1855 | 148.7344 | 0 | -146.1855 | 148.7344
Line15_16_17 | 0 | 0 | 0 | 0 | 0 | 0 | 0 | 0 | 0 | 0 | 0 | 0 | -9.3268e-15 | 8.4705e-08 | -7.4383e-08 | -8.9817e-16 | -5.3244e-09 | -4.9981e-09 | -1.8096e-14 | -1.2374e-07 | -1.2535e-07 | 4.8435e-16 | -3.1961e-09 | 3.3845e-09 | 0 | 0 | 0 | 0 | 0 | 0 | 1.0368 | 1.1 | 1.0078 | 1.0368 | 1.1 | 1.0078 | 0 | -146.1855 | 148.7344 | 0 | -146.1855 | 148.7344
Line16_4_18 | 0 | 0 | 0 | 0 | 0 | 0 | 0 | 0 | 0 | 0 | 0 | 0 | 2.9887e-09 | 8.1863e-08 | -7.4541e-08 | 3.0265e-10 | -5.4444e-09 | -5.1697e-09 | 6.7867e-09 | -1.2355e-07 | -1.2409e-07 | -1.489e-10 | -3.2686e-09 | 3.4272e-09 | 0 | 0 | 0 | 0 | 0 | 0 | 1.0713 | 1.1 | 1.0699 | 1.0713 | 1.1 | 1.0699 | -24.1186 | -146.6714 | 148.8074 | -24.1186 | -146.6714 | 148.8074
Line17_5_19 | 0 | 0 | 0 | 0 | 0 | 0 | 0 | 0 | 0 | 0 | 0 | 0 | 2.9887e-09 | 8.1863e-08 | -7.4541e-08 | 3.0265e-10 | -5.4444e-09 | -5.1697e-09 | 6.7867e-09 | -1.2355e-07 | -1.2409e-07 | -1.489e-10 | -3.2686e-09 | 3.4272e-09 | 0 | 0 | 0 | 0 | 0 | 0 | 1.0713 | 1.1 | 1.0699 | 1.0713 | 1.1 | 1.0699 | -24.1186 | -146.6714 | 148.8074 | -24.1186 | -146.6714 | 148.8074
Line1_1_3 | 0.55984 | 2.8866e-06 | 2.8866e-06 | 0.55984 | 2.5304e-06 | 2.5304e-06 | 0.12929 | 6.6663e-07 | 6.6663e-07 | 0.12929 | 5.8438e-07 | 5.8438e-07 | 0.0052236 | 6.7055e-07 | -5.9949e-07 | -0.0026118 | -5.9563e-07 | 5.1762e-07 | 0.010447 | -9.9943e-07 | -1.0112e-06 | -0.0052236 | 8.6739e-07 | 8.85e-07 | 0 | 0 | 0 | 92.4464 | 89.0936 | 89.0936 | 1.0713 | 1.1 | 1.0699 | 1.0537 | 1.1 | 1.0388 | -24.1186 | -146.6714 | 148.8074 | -24.1186 | -146.4291 | 148.7711
Line2_1_4 | 0 | 0 | 0 | 0 | 0 | 0 | 0 | 0 | 0 | 0 | 0 | 0 | 5.9773e-09 | 1.6373e-07 | -1.4908e-07 | -2.686e-09 | -8.7308e-08 | 6.9371e-08 | 1.3573e-08 | -2.4709e-07 | -2.4819e-07 | -6.9356e-09 | 1.2028e-07 | 1.2752e-07 | 0 | 0 | 0 | 0 | 0 | 0 | 1.0713 | 1.1 | 1.0699 | 1.0713 | 1.1 | 1.0699 | -24.1186 | -146.6714 | 148.8074 | -24.1186 | -146.6714 | 148.8074
Line3_1_5 | 0 | 0 | 0 | 0 | 0 | 0 | 0 | 0 | 0 | 0 | 0 | 0 | 5.9773e-09 | 1.6373e-07 | -1.4908e-07 | -2.686e-09 | -8.7308e-08 | 6.9371e-08 | 1.3573e-08 | -2.4709e-07 | -2.4819e-07 | -6.9356e-09 | 1.2028e-07 | 1.2752e-07 | 0 | 0 | 0 | 0 | 0 | 0 | 1.0713 | 1.1 | 1.0699 | 1.0713 | 1.1 | 1.0699 | -24.1186 | -146.6714 | 148.8074 | -24.1186 | -146.6714 | 148.8074
Line4_2_6 | 1.7772e-06 | 1.7773e-06 | 1.7773e-06 | 1.4225e-06 | 1.4226e-06 | 1.4226e-06 | 4.1042e-07 | 4.1046e-07 | 4.1046e-07 | 3.2851e-07 | 3.2854e-07 | 3.2854e-07 | 1.4943e-08 | 4.0932e-07 | -3.727e-07 | -1.1652e-08 | -3.329e-07 | 2.9299e-07 | 3.3934e-08 | -6.1774e-07 | -6.2047e-07 | -2.7296e-08 | 4.9092e-07 | 4.998e-07 | 0 | 0 | 0 | 88.998 | 89.187 | 89.187 | 1.0713 | 1.1 | 1.0699 | 1.0713 | 1.1 | 1.0699 | -24.1186 | -146.6715 | 148.8074 | -24.1186 | -146.6715 | 148.8074
Line5_6_7 | 1.4217e-06 | 1.4219e-06 | 1.4219e-06 | 1.0671e-06 | 1.0672e-06 | 1.0672e-06 | 3.2833e-07 | 3.2836e-07 | 3.2836e-07 | 2.4644e-07 | 2.4646e-07 | 2.4646e-07 | 1.1955e-08 | 3.2745e-07 | -2.9816e-07 | -8.6633e-09 | -2.5103e-07 | 2.1845e-07 | 2.7147e-08 | -4.9419e-07 | -4.9638e-07 | -2.0509e-08 | 3.6737e-07 | 3.7571e-07 | 0 | 0 | 0 | 88.7813 | 88.9829 | 88.9829 | 1.0713 | 1.1 | 1.0699 | 1.0713 | 1.1 | 1.0699 | -24.1186 | -146.6715 | 148.8074 | -24.1186 | -146.6715 | 148.8074
Line6_7_8 | 1.0663e-06 | 1.0664e-06 | 1.0664e-06 | 0 | 0 | 0 | 2.4625e-07 | 2.4627e-07 | 2.4627e-07 | 0 | 0 | 0 | 8.966e-09 | 2.4559e-07 | -2.2362e-07 | -5.6747e-09 | -1.6917e-07 | 1.4391e-07 | 2.036e-08 | -3.7064e-07 | -3.7228e-07 | -1.3722e-08 | 2.4383e-07 | 2.5161e-07 | 0 | 0 | 0 | 0 | 0 | 0 | 1.0713 | 1.1 | 1.0699 | 1.0713 | 1.1 | 1.0699 | -24.1186 | -146.6715 | 148.8074 | -24.1186 | -146.6715 | 148.8074
Line7_8_9 | 0 | 0 | 0 | 0 | 0 | 0 | 0 | 0 | 0 | 0 | 0 | 0 | 2.9887e-09 | 8.1863e-08 | -7.4541e-08 | 3.0265e-10 | -5.4444e-09 | -5.1697e-09 | 6.7867e-09 | -1.2355e-07 | -1.2409e-07 | -1.489e-10 | -3.2686e-09 | 3.4272e-09 | 0 | 0 | 0 | 0 | 0 | 0 | 1.0713 | 1.1 | 1.0699 | 1.0713 | 1.1 | 1.0699 | -24.1186 | -146.6715 | 148.8074 | -24.1186 | -146.6715 | 148.8074
Line8_8_10 | 0 | 0 | 0 | 0 | 0 | 0 | 0 | 0 | 0 | 0 | 0 | 0 | 2.9887e-09 | 8.1863e-08 | -7.4541e-08 | 3.0265e-10 | -5.4444e-09 | -5.1697e-09 | 6.7867e-09 | -1.2355e-07 | -1.2409e-07 | -1.489e-10 | -3.2686e-09 | 3.4272e-09 | 0 | 0 | 0 | 0 | 0 | 0 | 1.0713 | 1.1 | 1.0699 | 1.0713 | 1.1 | 1.0699 | -24.1186 | -146.6715 | 148.8074 | -24.1186 | -146.6715 | 148.8074
Line9_3_11 | 0.55984 | 2.5296e-06 | 2.5296e-06 | 0.55984 | 2.1704e-06 | 2.1704e-06 | 0.12929 | 5.8418e-07 | 5.8418e-07 | 0.12929 | 5.0124e-07 | 5.0124e-07 | 0.0026118 | 5.9025e-07 | -5.2271e-07 | -1.9231e-14 | -5.1355e-07 | 4.413e-07 | 0.0052236 | -8.7062e-07 | -8.816e-07 | 1.8321e-14 | 7.3922e-07 | 7.5546e-07 | -87.5535 | 0 | 0 | 92.4464 | 89.0256 | 89.0256 | 1.0537 | 1.1 | 1.0388 | 1.0368 | 1.1 | 1.0078 | -24.1186 | -146.4291 | 148.7711 | 0 | -146.1855 | 148.7344

## LG_max_fault_6
name | pf_ikss_a_from_ka | pf_ikss_b_from_ka | pf_ikss_c_from_ka | pf_ikss_a_to_ka | pf_ikss_b_to_ka | pf_ikss_c_to_ka | pf_skss_a_from_mw | pf_skss_b_from_mw | pf_skss_c_from_mw | pf_skss_a_to_mw | pf_skss_b_to_mw | pf_skss_c_to_mw | pf_p_a_from_mw | pf_p_b_from_mw | pf_p_c_from_mw | pf_p_a_to_mw | pf_p_b_to_mw | pf_p_c_to_mw | pf_q_a_from_mvar | pf_q_b_from_mvar | pf_q_c_from_mvar | pf_q_a_to_mvar | pf_q_b_to_mvar | pf_q_c_to_mvar | pf_ikss_a_from_degree | pf_ikss_b_from_degree | pf_ikss_c_from_degree | pf_ikss_a_to_degree | pf_ikss_b_to_degree | pf_ikss_c_to_degree | pf_vm_a_from_pu | pf_vm_b_from_pu | pf_vm_c_from_pu | pf_vm_a_to_pu | pf_vm_b_to_pu | pf_vm_c_to_pu | pf_va_a_from_degree | pf_va_b_from_degree | pf_va_c_from_degree | pf_va_a_to_degree | pf_va_b_to_degree | pf_va_c_to_degree
Line0_1_2 | 0 | 0 | 0 | 0 | 0 | 0 | 0 | 0 | 0 | 0 | 0 | 0 | 1.943e-08 | 1.041e-08 | -2.9684e-08 | -1.6035e-08 | -8.8926e-09 | 2.4772e-08 | 2.1488e-08 | -3.0003e-08 | 3.6293e-09 | -1.806e-08 | 2.4937e-08 | -2.8136e-09 | 0 | 0 | 0 | 0 | 0 | 0 | 1.0481 | 1.05 | 1.0493 | 1.0481 | 1.05 | 1.0493 | -2.2739 | -120.8738 | 123.0201 | -2.2739 | -120.8738 | 123.0201
Line10_11_12 | 0 | 0 | 0 | 0 | 0 | 0 | 0 | 0 | 0 | 0 | 0 | 0 | 1.9426e-08 | 1.0804e-08 | -3.0206e-08 | -1.6015e-08 | -9.2173e-09 | 2.5209e-08 | 2.189e-08 | -3.042e-08 | 3.5198e-09 | -1.8401e-08 | 2.5288e-08 | -2.7263e-09 | 0 | 0 | 0 | 0 | 0 | 0 | 1.0446 | 1.05 | 1.0468 | 1.0446 | 1.05 | 1.0468 | -2.3689 | -120.8364 | 122.9644 | -2.3689 | -120.8364 | 122.9644
Line11_12_13 | 0 | 0 | 0 | 0 | 0 | 0 | 0 | 0 | 0 | 0 | 0 | 0 | 1.6189e-08 | 9.0031e-09 | -2.5172e-08 | -1.2777e-08 | -7.4167e-09 | 2.0174e-08 | 1.8242e-08 | -2.535e-08 | 2.9332e-09 | -1.4753e-08 | 2.0218e-08 | -2.1397e-09 | 0 | 0 | 0 | 0 | 0 | 0 | 1.0446 | 1.05 | 1.0468 | 1.0446 | 1.05 | 1.0468 | -2.3689 | -120.8364 | 122.9644 | -2.3689 | -120.8364 | 122.9644
Line12_13_15 | 0 | 0 | 0 | 0 | 0 | 0 | 0 | 0 | 0 | 0 | 0 | 0 | 9.7131e-09 | 5.4019e-09 | -1.5103e-08 | -6.3018e-09 | -3.8155e-09 | 1.0105e-08 | 1.0945e-08 | -1.521e-08 | 1.7599e-09 | -7.4562e-09 | 1.0078e-08 | -9.6642e-10 | 0 | 0 | 0 | 0 | 0 | 0 | 1.0446 | 1.05 | 1.0468 | 1.0446 | 1.05 | 1.0468 | -2.3689 | -120.8364 | 122.9644 | -2.3689 | -120.8364 | 122.9644
Line13_13_14 | 0 | 0 | 0 | 0 | 0 | 0 | 0 | 0 | 0 | 0 | 0 | 0 | 3.2377e-09 | 1.8006e-09 | -5.0344e-09 | 1.7359e-10 | -2.1423e-10 | 3.6712e-11 | 3.6484e-09 | -5.07e-09 | 5.8664e-10 | -1.5943e-10 | -6.198e-11 | 2.0686e-10 | 0 | 0 | 0 | 0 | 0 | 0 | 1.0446 | 1.05 | 1.0468 | 1.0446 | 1.05 | 1.0468 | -2.3689 | -120.8364 | 122.9644 | -2.3689 | -120.8364 | 122.9644
Line14_15_16 | 0 | 0 | 0 | 0 | 0 | 0 | 0 | 0 | 0 | 0 | 0 | 0 | 6.4754e-09 | 3.6012e-09 | -1.0069e-08 | -3.0641e-09 | -2.0149e-09 | 5.0711e-09 | 7.2968e-09 | -1.014e-08 | 1.1733e-09 | -3.8078e-09 | 5.008e-09 | -3.7978e-10 | 0 | 0 | 0 | 0 | 0 | 0 | 1.0446 | 1.05 | 1.0468 | 1.0446 | 1.05 | 1.0468 | -2.3689 | -120.8364 | 122.9644 | -2.3689 | -120.8364 | 122.9644
Line15_16_17 | 0 | 0 | 0 | 0 | 0 | 0 | 0 | 0 | 0 | 0 | 0 | 0 | 3.2377e-09 | 1.8006e-09 | -5.0344e-09 | 1.7359e-10 | -2.1423e-10 | 3.6712e-11 | 3.6484e-09 | -5.07e-09 | 5.8664e-10 | -1.5943e-10 | -6.198e-11 | 2.0686e-10 | 0 | 0 | 0 | 0 | 0 | 0 | 1.0446 | 1.05 | 1.0468 | 1.0446 | 1.05 | 1.0468 | -2.3689 | -120.8364 | 122.9644 | -2.3689 | -120.8364 | 122.9644
Line16_4_18 | 0 | 0 | 0 | 0 | 0 | 0 | 0 | 0 | 0 | 0 | 0 | 0 | 3.2383e-09 | 1.735e-09 | -4.9473e-09 | 1.5622e-10 | -2.1755e-10 | 3.5348e-11 | 3.5813e-09 | -5.0004e-09 | 6.0488e-10 | -1.538e-10 | -6.4801e-11 | 2.1081e-10 | 0 | 0 | 0 | 0 | 0 | 0 | 1.0481 | 1.05 | 1.0493 | 1.0481 | 1.05 | 1.0493 | -2.2739 | -120.8738 | 123.0201 | -2.2739 | -120.8738 | 123.0201
Line17_5_19 | 0 | 0 | 0 | 0 | 0 | 0 | 0 | 0 | 0 | 0 | 0 | 0 | 3.2383e-09 | 1.735e-09 | -4.9473e-09 | 1.5622e-10 | -2.1755e-10 | 3.5348e-11 | 3.5813e-09 | -5.0004e-09 | 6.0488e-10 | -1.538e-10 | -6.4801e-11 | 2.1081e-10 | 0 | 0 | 0 | 0 | 0 | 0 | 1.0481 | 1.05 | 1.0493 | 1.0481 | 1.05 | 1.0493 | -2.2739 | -120.8738 | 123.0201 | -2.2739 | -120.8738 | 123.0201
Line1_1_3 | 0.03272 | 0 | 0 | 0.03272 | 0 | 0 | 0.0075564 | 0 | 0 | 0.0075564 | 0 | 0 | 0.0053709 | 1.4323e-08 | -4.0203e-08 | -0.005362 | -1.2796e-08 | 3.5262e-08 | 0.0053888 | -4.0525e-08 | 4.6802e-09 | -0.0053709 | 3.5425e-08 | -3.8878e-09 | 0 | 0 | 0 | 132.6311 | 0 | 0 | 1.0481 | 1.05 | 1.0493 | 1.0463 | 1.05 | 1.048 | -2.2739 | -120.8738 | 123.0201 | -2.3213 | -120.8551 | 122.9923
Line2_1_4 | 0 | 0 | 0 | 0 | 0 | 0 | 0 | 0 | 0 | 0 | 0 | 0 | 6.4766e-09 | 3.47e-09 | -9.8946e-09 | -3.0821e-09 | -1.9526e-09 | 4.9827e-09 | 7.1627e-09 | -1.0001e-08 | 1.2098e-09 | -3.7351e-09 | 4.9356e-09 | -3.9407e-10 | 0 | 0 | 0 | 0 | 0 | 0 | 1.0481 | 1.05 | 1.0493 | 1.0481 | 1.05 | 1.0493 | -2.2739 | -120.8738 | 123.0201 | -2.2739 | -120.8738 | 123.0201
Line3_1_5 | 0 | 0 | 0 | 0 | 0 | 0 | 0 | 0 | 0 | 0 | 0 | 0 | 6.4766e-09 | 3.47e-09 | -9.8946e-09 | -3.0821e-09 | -1.9526e-09 | 4.9827e-09 | 7.1627e-09 | -1.0001e-08 | 1.2098e-09 | -3.7351e-09 | 4.9356e-09 | -3.9407e-10 | 0 | 0 | 0 | 0 | 0 | 0 | 1.0481 | 1.05 | 1.0493 | 1.0481 | 1.05 | 1.0493 | -2.2739 | -120.8738 | 123.0201 | -2.2739 | -120.8738 | 123.0201
Line4_2_6 | 0 | 0 | 0 | 0 | 0 | 0 | 0 | 0 | 0 | 0 | 0 | 0 | 1.6191e-08 | 8.6751e-09 | -2.4737e-08 | -1.2797e-08 | -7.1576e-09 | 1.9825e-08 | 1.7907e-08 | -2.5002e-08 | 3.0244e-09 | -1.4479e-08 | 1.9937e-08 | -2.2087e-09 | 0 | 0 | 0 | 0 | 0 | 0 | 1.0481 | 1.05 | 1.0493 | 1.0481 | 1.05 | 1.0493 | -2.2739 | -120.8738 | 123.0201 | -2.2739 | -120.8738 | 123.0201
Line5_6_7 | 0 | 0 | 0 | 0 | 0 | 0 | 0 | 0 | 0 | 0 | 0 | 0 | 1.2953e-08 | 6.9401e-09 | -1.9789e-08 | -9.5586e-09 | -5.4226e-09 | 1.4877e-08 | 1.4325e-08 | -2.0002e-08 | 2.4195e-09 | -1.0898e-08 | 1.4937e-08 | -1.6038e-09 | 0 | 0 | 0 | 0 | 0 | 0 | 1.0481 | 1.05 | 1.0493 | 1.0481 | 1.05 | 1.0493 | -2.2739 | -120.8738 | 123.0201 | -2.2739 | -120.8738 | 123.0201
Line6_7_8 | 0 | 0 | 0 | 0 | 0 | 0 | 0 | 0 | 0 | 0 | 0 | 0 | 9.7148e-09 | 5.205e-09 | -1.4842e-08 | -6.3203e-09 | -3.6876e-09 | 9.93e-09 | 1.0744e-08 | -1.5001e-08 | 1.8146e-09 | -7.3165e-09 | 9.9361e-09 | -9.9895e-10 | 0 | 0 | 0 | 0 | 0 | 0 | 1.0481 | 1.05 | 1.0493 | 1.0481 | 1.05 | 1.0493 | -2.2739 | -120.8738 | 123.0201 | -2.2739 | -120.8738 | 123.0201
Line7_8_9 | 0 | 0 | 0 | 0 | 0 | 0 | 0 | 0 | 0 | 0 | 0 | 0 | 3.2383e-09 | 1.735e-09 | -4.9473e-09 | 1.5622e-10 | -2.1755e-10 | 3.5348e-11 | 3.5813e-09 | -5.0004e-09 | 6.0488e-10 | -1.538e-10 | -6.4801e-11 | 2.1081e-10 | 0 | 0 | 0 | 0 | 0 | 0 | 1.0481 | 1.05 | 1.0493 | 1.0481 | 1.05 | 1.0493 | -2.2739 | -120.8738 | 123.0201 | -2.2739 | -120.8738 | 123.0201
Line8_8_10 | 0 | 0 | 0 | 0 | 0 | 0 | 0 | 0 | 0 | 0 | 0 | 0 | 3.2383e-09 | 1.735e-09 | -4.9473e-09 | 1.5622e-10 | -2.1755e-10 | 3.5348e-11 | 3.5813e-09 | -5.0004e-09 | 6.0488e-10 | -1.538e-10 | -6.4801e-11 | 2.1081e-10 | 0 | 0 | 0 | 0 | 0 | 0 | 1.0481 | 1.05 | 1.0493 | 1.0481 | 1.05 | 1.0493 | -2.2739 | -120.8738 | 123.0201 | -2.2739 | -120.8738 | 123.0201
Line9_3_11 | 0.03272 | 0 | 0 | 0.03272 | 0 | 0 | 0.0075564 | 0 | 0 | 0.0075564 | 0 | 0 | 0.005362 | 1.258e-08 | -3.5226e-08 | -0.0053531 | -1.1018e-08 | 3.0243e-08 | 0.0053709 | -3.5488e-08 | 4.0967e-09 | -0.0053531 | 3.0358e-08 | -3.313e-09 | -47.3689 | 0 | 0 | 132.6311 | 0 | 0 | 1.0463 | 1.05 | 1.048 | 1.0446 | 1.05 | 1.0468 | -2.3213 | -120.8551 | 122.9923 | -2.3689 | -120.8364 | 122.9644

## LG_max_fault_10
name | pf_ikss_a_from_ka | pf_ikss_b_from_ka | pf_ikss_c_from_ka | pf_ikss_a_to_ka | pf_ikss_b_to_ka | pf_ikss_c_to_ka | pf_skss_a_from_mw | pf_skss_b_from_mw | pf_skss_c_from_mw | pf_skss_a_to_mw | pf_skss_b_to_mw | pf_skss_c_to_mw | pf_p_a_from_mw | pf_p_b_from_mw | pf_p_c_from_mw | pf_p_a_to_mw | pf_p_b_to_mw | pf_p_c_to_mw | pf_q_a_from_mvar | pf_q_b_from_mvar | pf_q_c_from_mvar | pf_q_a_to_mvar | pf_q_b_to_mvar | pf_q_c_to_mvar | pf_ikss_a_from_degree | pf_ikss_b_from_degree | pf_ikss_c_from_degree | pf_ikss_a_to_degree | pf_ikss_b_to_degree | pf_ikss_c_to_degree | pf_vm_a_from_pu | pf_vm_b_from_pu | pf_vm_c_from_pu | pf_vm_a_to_pu | pf_vm_b_to_pu | pf_vm_c_to_pu | pf_va_a_from_degree | pf_va_b_from_degree | pf_va_c_from_degree | pf_va_a_to_degree | pf_va_b_to_degree | pf_va_c_to_degree
Line0_1_2 | 0 | 0 | 0 | 0 | 0 | 0 | 0 | 0 | 0 | 0 | 0 | 0 | 2.1324e-08 | 1.1435e-08 | -3.259e-08 | -1.7598e-08 | -9.7674e-09 | 2.7197e-08 | 2.3593e-08 | -3.2936e-08 | 3.9796e-09 | -1.983e-08 | 2.7375e-08 | -3.0851e-09 | 0 | 0 | 0 | 0 | 0 | 0 | 1.0979 | 1.1 | 1.0992 | 1.0979 | 1.1 | 1.0992 | -2.2779 | -120.8738 | 123.0184 | -2.2779 | -120.8738 | 123.0184
Line10_11_12 | 0 | 0 | 0 | 0 | 0 | 0 | 0 | 0 | 0 | 0 | 0 | 0 | 2.132e-08 | 1.1867e-08 | -3.3163e-08 | -1.7576e-08 | -1.0124e-08 | 2.7676e-08 | 2.4035e-08 | -3.3394e-08 | 3.8595e-09 | -2.0204e-08 | 2.776e-08 | -2.9893e-09 | 0 | 0 | 0 | 0 | 0 | 0 | 1.0942 | 1.1 | 1.0966 | 1.0942 | 1.1 | 1.0966 | -2.3729 | -120.8363 | 122.9627 | -2.3729 | -120.8363 | 122.9627
Line11_12_13 | 0 | 0 | 0 | 0 | 0 | 0 | 0 | 0 | 0 | 0 | 0 | 0 | 1.7766e-08 | 9.8888e-09 | -2.7636e-08 | -1.4022e-08 | -8.146e-09 | 2.2149e-08 | 2.0029e-08 | -2.7828e-08 | 3.2162e-09 | -1.6198e-08 | 2.2194e-08 | -2.3461e-09 | 0 | 0 | 0 | 0 | 0 | 0 | 1.0942 | 1.1 | 1.0966 | 1.0942 | 1.1 | 1.0966 | -2.3729 | -120.8363 | 122.9627 | -2.3729 | -120.8363 | 122.9627
Line12_13_15 | 0 | 0 | 0 | 0 | 0 | 0 | 0 | 0 | 0 | 0 | 0 | 0 | 1.066e-08 | 5.9333e-09 | -1.6582e-08 | -6.9157e-09 | -4.1905e-09 | 1.1095e-08 | 1.2017e-08 | -1.6697e-08 | 1.9297e-09 | -8.1868e-09 | 1.1063e-08 | -1.0596e-09 | 0 | 0 | 0 | 0 | 0 | 0 | 1.0942 | 1.1 | 1.0966 | 1.0942 | 1.1 | 1.0966 | -2.3729 | -120.8363 | 122.9627 | -2.3729 | -120.8363 | 122.9627
Line13_13_14 | 0 | 0 | 0 | 0 | 0 | 0 | 0 | 0 | 0 | 0 | 0 | 0 | 3.5533e-09 | 1.9778e-09 | -5.5272e-09 | 1.909e-10 | -2.3497e-10 | 4.0242e-11 | 4.0058e-09 | -5.5656e-09 | 6.4325e-10 | -1.7525e-10 | -6.8015e-11 | 2.2691e-10 | 0 | 0 | 0 | 0 | 0 | 0 | 1.0942 | 1.1 | 1.0966 | 1.0942 | 1.1 | 1.0966 | -2.3729 | -120.8363 | 122.9627 | -2.3729 | -120.8363 | 122.9627
Line14_15_16 | 0 | 0 | 0 | 0 | 0 | 0 | 0 | 0 | 0 | 0 | 0 | 0 | 7.1066e-09 | 3.9555e-09 | -1.1054e-08 | -3.3624e-09 | -2.2127e-09 | 5.5675e-09 | 8.0116e-09 | -1.1131e-08 | 1.2865e-09 | -4.181e-09 | 5.4976e-09 | -4.1634e-10 | 0 | 0 | 0 | 0 | 0 | 0 | 1.0942 | 1.1 | 1.0966 | 1.0942 | 1.1 | 1.0966 | -2.3729 | -120.8363 | 122.9627 | -2.3729 | -120.8363 | 122.9627
Line15_16_17 | 0 | 0 | 0 | 0 | 0 | 0 | 0 | 0 | 0 | 0 | 0 | 0 | 3.5533e-09 | 1.9778e-09 | -5.5272e-09 | 1.909e-10 | -2.3497e-10 | 4.0242e-11 | 4.0058e-09 | -5.5656e-09 | 6.4325e-10 | -1.7525e-10 | -6.8015e-11 | 2.2691e-10 | 0 | 0 | 0 | 0 | 0 | 0 | 1.0942 | 1.1 | 1.0966 | 1.0942 | 1.1 | 1.0966 | -2.3729 | -120.8363 | 122.9627 | -2.3729 | -120.8363 | 122.9627
Line16_4_18 | 0 | 0 | 0 | 0 | 0 | 0 | 0 | 0 | 0 | 0 | 0 | 0 | 3.5539e-09 | 1.9058e-09 | -5.4317e-09 | 1.7184e-10 | -2.386e-10 | 3.8745e-11 | 3.9322e-09 | -5.4893e-09 | 6.6327e-10 | -1.6908e-10 | -7.1111e-11 | 2.3124e-10 | 0 | 0 | 0 | 0 | 0 | 0 | 1.0979 | 1.1 | 1.0992 | 1.0979 | 1.1 | 1.0992 | -2.2779 | -120.8738 | 123.0184 | -2.2779 | -120.8738 | 123.0184
Line17_5_19 | 0 | 0 | 0 | 0 | 0 | 0 | 0 | 0 | 0 | 0 | 0 | 0 | 3.5539e-09 | 1.9058e-09 | -5.4317e-09 | 1.7184e-10 | -2.386e-10 | 3.8745e-11 | 3.9322e-09 | -5.4893e-09 | 6.6327e-10 | -1.6908e-10 | -7.1111e-11 | 2.3124e-10 | 0 | 0 | 0 | 0 | 0 | 0 | 1.0979 | 1.1 | 1.0992 | 1.0979 | 1.1 | 1.0992 | -2.2779 | -120.8738 | 123.0184 | -2.2779 | -120.8738 | 123.0184
Line1_1_3 | 0.034275 | 0 | 0 | 0.034275 | 0 | 0 | 0.0079155 | 0 | 0 | 0.0079155 | 0 | 0 | 0.0058934 | 1.5733e-08 | -4.4139e-08 | -0.0058836 | -1.4055e-08 | 3.8714e-08 | 0.005913 | -4.4486e-08 | 5.1318e-09 | -0.0058934 | 3.8888e-08 | -4.2629e-09 | 0 | 0 | 0 | 132.627 | 0 | 0 | 1.0979 | 1.1 | 1.0992 | 1.0961 | 1.1 | 1.0979 | -2.2779 | -120.8738 | 123.0184 | -2.3253 | -120.855 | 122.9906
Line2_1_4 | 0 | 0 | 0 | 0 | 0 | 0 | 0 | 0 | 0 | 0 | 0 | 0 | 7.1079e-09 | 3.8115e-09 | -1.0863e-08 | -3.3821e-09 | -2.1444e-09 | 5.4704e-09 | 7.8645e-09 | -1.0979e-08 | 1.3265e-09 | -4.1013e-09 | 5.4182e-09 | -4.3203e-10 | 0 | 0 | 0 | 0 | 0 | 0 | 1.0979 | 1.1 | 1.0992 | 1.0979 | 1.1 | 1.0992 | -2.2779 | -120.8738 | 123.0184 | -2.2779 | -120.8738 | 123.0184
Line3_1_5 | 0 | 0 | 0 | 0 | 0 | 0 | 0 | 0 | 0 | 0 | 0 | 0 | 7.1079e-09 | 3.8115e-09 | -1.0863e-08 | -3.3821e-09 | -2.1444e-09 | 5.4704e-09 | 7.8645e-09 | -1.0979e-08 | 1.3265e-09 | -4.1013e-09 | 5.4182e-09 | -4.3203e-10 | 0 | 0 | 0 | 0 | 0 | 0 | 1.0979 | 1.1 | 1.0992 | 1.0979 | 1.1 | 1.0992 | -2.2779 | -120.8738 | 123.0184 | -2.2779 | -120.8738 | 123.0184
Line4_2_6 | 0 | 0 | 0 | 0 | 0 | 0 | 0 | 0 | 0 | 0 | 0 | 0 | 1.777e-08 | 9.5288e-09 | -2.7158e-08 | -1.4044e-08 | -7.8616e-09 | 2.1765e-08 | 1.9661e-08 | -2.7446e-08 | 3.3163e-09 | -1.5898e-08 | 2.1886e-08 | -2.4218e-09 | 0 | 0 | 0 | 0 | 0 | 0 | 1.0979 | 1.1 | 1.0992 | 1.0979 | 1.1 | 1.0992 | -2.2779 | -120.8738 | 123.0184 | -2.2779 | -120.8738 | 123.0184
Line5_6_7 | 0 | 0 | 0 | 0 | 0 | 0 | 0 | 0 | 0 | 0 | 0 | 0 | 1.4216e-08 | 7.623e-09 | -2.1727e-08 | -1.049e-08 | -5.9559e-09 | 1.6334e-08 | 1.5729e-08 | -2.1957e-08 | 2.6531e-09 | -1.1966e-08 | 1.6397e-08 | -1.7586e-09 | 0 | 0 | 0 | 0 | 0 | 0 | 1.0979 | 1.1 | 1.0992 | 1.0979 | 1.1 | 1.0992 | -2.2779 | -120.8738 | 123.0184 | -2.2779 | -120.8738 | 123.0184
Line6_7_8 | 0 | 0 | 0 | 0 | 0 | 0 | 0 | 0 | 0 | 0 | 0 | 0 | 1.0662e-08 | 5.7173e-09 | -1.6295e-08 | -6.936e-09 | -4.0501e-09 | 1.0902e-08 | 1.1797e-08 | -1.6468e-08 | 1.9898e-09 | -8.0335e-09 | 1.0907e-08 | -1.0953e-09 | 0 | 0 | 0 | 0 | 0 | 0 | 1.0979 | 1.1 | 1.0992 | 1.0979 | 1.1 | 1.0992 | -2.2779 | -120.8738 | 123.0184 | -2.2779 | -120.8738 | 123.0184
Line7_8_9 | 0 | 0 | 0 | 0 | 0 | 0 | 0 | 0 | 0 | 0 | 0 | 0 | 3.5539e-09 | 1.9058e-09 | -5.4317e-09 | 1.7184e-10 | -2.386e-10 | 3.8745e-11 | 3.9322e-09 | -5.4893e-09 | 6.6327e-10 | -1.6908e-10 | -7.1111e-11 | 2.3124e-10 | 0 | 0 | 0 | 0 | 0 | 0 | 1.0979 | 1.1 | 1.0992 | 1.0979 | 1.1 | 1.0992 | -2.2779 | -120.8738 | 123.0184 | -2.2779 | -120.8738 | 123.0184
Line8_8_10 | 0 | 0 | 0 | 0 | 0 | 0 | 0 | 0 | 0 | 0 | 0 | 0 | 3.5539e-09 | 1.9058e-09 | -5.4317e-09 | 1.7184e-10 | -2.386e-10 | 3.8745e-11 | 3.9322e-09 | -5.4893e-09 | 6.6327e-10 | -1.6908e-10 | -7.1111e-11 | 2.3124e-10 | 0 | 0 | 0 | 0 | 0 | 0 | 1.0979 | 1.1 | 1.0992 | 1.0979 | 1.1 | 1.0992 | -2.2779 | -120.8738 | 123.0184 | -2.2779 | -120.8738 | 123.0184
Line9_3_11 | 0.034275 | 0 | 0 | 0.034275 | 0 | 0 | 0.0079155 | 0 | 0 | 0.0079155 | 0 | 0 | 0.0058836 | 1.3818e-08 | -3.8674e-08 | -0.0058738 | -1.2101e-08 | 3.3204e-08 | 0.0058934 | -3.8958e-08 | 4.4919e-09 | -0.0058738 | 3.3326e-08 | -3.6326e-09 | -47.3729 | 0 | 0 | 132.627 | 0 | 0 | 1.0961 | 1.1 | 1.0979 | 1.0942 | 1.1 | 1.0966 | -2.3253 | -120.855 | 122.9906 | -2.3729 | -120.8363 | 122.9627

## LG_min_6
name | pf_ikss_a_from_ka | pf_ikss_b_from_ka | pf_ikss_c_from_ka | pf_ikss_a_to_ka | pf_ikss_b_to_ka | pf_ikss_c_to_ka | pf_skss_a_from_mw | pf_skss_b_from_mw | pf_skss_c_from_mw | pf_skss_a_to_mw | pf_skss_b_to_mw | pf_skss_c_to_mw | pf_p_a_from_mw | pf_p_b_from_mw | pf_p_c_from_mw | pf_p_a_to_mw | pf_p_b_to_mw | pf_p_c_to_mw | pf_q_a_from_mvar | pf_q_b_from_mvar | pf_q_c_from_mvar | pf_q_a_to_mvar | pf_q_b_to_mvar | pf_q_c_to_mvar | pf_ikss_a_from_degree | pf_ikss_b_from_degree | pf_ikss_c_from_degree | pf_ikss_a_to_degree | pf_ikss_b_to_degree | pf_ikss_c_to_degree | pf_vm_a_from_pu | pf_vm_b_from_pu | pf_vm_c_from_pu | pf_vm_a_to_pu | pf_vm_b_to_pu | pf_vm_c_to_pu | pf_va_a_from_degree | pf_va_b_from_degree | pf_va_c_from_degree | pf_va_a_to_degree | pf_va_b_to_degree | pf_va_c_to_degree
Line0_1_2 | 1.8386e-06 | 1.8388e-06 | 1.8388e-06 | 1.5328e-06 | 1.5329e-06 | 1.5329e-06 | 4.246e-07 | 4.2464e-07 | 4.2464e-07 | 3.5399e-07 | 3.5402e-07 | 3.5402e-07 | 2.6922e-08 | 3.5874e-07 | -3.3967e-07 | -2.221e-08 | -3.0308e-07 | 2.793e-07 | 3.0932e-08 | -5.6306e-07 | -5.4196e-07 | -2.599e-08 | 4.6684e-07 | 4.5423e-07 | 0 | 0 | 0 | 91.0602 | 91.2402 | 91.2402 | 0.92493 | 0.95 | 0.92472 | 0.92493 | 0.95 | 0.92472 | -39.4548 | -145.7673 | 149.6535 | -39.4548 | -145.7673 | 149.6535
Line10_11_12 | 1.8646e-06 | 1.8718e-06 | 1.8718e-06 | 1.5537e-06 | 1.5608e-06 | 1.5608e-06 | 4.306e-07 | 4.3227e-07 | 4.3227e-07 | 3.5882e-07 | 3.6046e-07 | 3.6046e-07 | 1.5104e-20 | 3.7861e-07 | -3.3258e-07 | 2.5421e-14 | -3.1957e-07 | 2.7353e-07 | -6.2957e-20 | -5.6163e-07 | -5.5014e-07 | 2.6485e-14 | 4.6571e-07 | 4.6102e-07 | 0 | 0 | 0 | 89.9629 | 90.4529 | 90.4529 | 0.90465 | 0.95 | 0.85861 | 0.90465 | 0.95 | 0.85861 | 0 | -145.0895 | 149.7713 | 0 | -145.0895 | 149.7713
Line11_12_13 | 1.5538e-06 | 1.5598e-06 | 1.5598e-06 | 1.243e-06 | 1.2489e-06 | 1.2489e-06 | 3.5884e-07 | 3.6023e-07 | 3.6023e-07 | 2.8706e-07 | 2.8842e-07 | 2.8842e-07 | -2.5678e-14 | 3.1551e-07 | -2.7715e-07 | 3.69e-14 | -2.5647e-07 | 2.1811e-07 | -2.6238e-14 | -4.6802e-07 | -4.5845e-07 | 3.8594e-14 | 3.7211e-07 | 3.6933e-07 | 0 | 0 | 0 | 89.8238 | 90.3348 | 90.3348 | 0.90465 | 0.95 | 0.85861 | 0.90465 | 0.95 | 0.85861 | 0 | -145.0895 | 149.7713 | 0 | -145.0895 | 149.7713
Line12_13_15 | 0 | 0 | 0 | 0 | 0 | 0 | 0 | 0 | 0 | 0 | 0 | 0 | -2.8025e-14 | 1.893e-07 | -1.6629e-07 | 2.2796e-14 | -1.3026e-07 | 1.0725e-07 | -2.8609e-14 | -2.8081e-07 | -2.7507e-07 | 2.4376e-14 | 1.849e-07 | 1.8595e-07 | 0 | 0 | 0 | 0 | 0 | 0 | 0.90465 | 0.95 | 0.85861 | 0.90465 | 0.95 | 0.85861 | 0 | -145.0895 | 149.7713 | 0 | -145.0895 | 149.7713
Line13_13_14 | 0 | 0 | 0 | 0 | 0 | 0 | 0 | 0 | 0 | 0 | 0 | 0 | -9.3417e-15 | 6.3102e-08 | -5.5429e-08 | -4.8916e-16 | -4.0593e-09 | -3.6128e-09 | -9.5362e-15 | -9.3605e-08 | -9.169e-08 | 4.7274e-16 | -2.3144e-09 | 2.5722e-09 | 0 | 0 | 0 | 0 | 0 | 0 | 0.90465 | 0.95 | 0.85861 | 0.90465 | 0.95 | 0.85861 | 0 | -145.0895 | 149.7713 | 0 | -145.0895 | 149.7713
Line14_15_16 | 0 | 0 | 0 | 0 | 0 | 0 | 0 | 0 | 0 | 0 | 0 | 0 | -2.3379e-14 | 1.262e-07 | -1.1086e-07 | 1.2455e-14 | -6.7161e-08 | 5.1817e-08 | -2.3814e-14 | -1.8721e-07 | -1.8338e-07 | 1.395e-14 | 9.1291e-08 | 9.4262e-08 | 0 | 0 | 0 | 0 | 0 | 0 | 0.90465 | 0.95 | 0.85861 | 0.90465 | 0.95 | 0.85861 | 0 | -145.0895 | 149.7713 | 0 | -145.0895 | 149.7713
Line15_16_17 | 0 | 0 | 0 | 0 | 0 | 0 | 0 | 0 | 0 | 0 | 0 | 0 | -1.3108e-14 | 6.3102e-08 | -5.5429e-08 | -6.7442e-16 | -4.0593e-09 | -3.6128e-09 | -1.3319e-14 | -9.3605e-08 | -9.169e-08 | 6.5385e-16 | -2.3144e-09 | 2.5722e-09 | 0 | 0 | 0 | 0 | 0 | 0 | 0.90465 | 0.95 | 0.85861 | 0.90465 | 0.95 | 0.85861 | 0 | -145.0895 | 149.7713 | 0 | -145.0895 | 149.7713
Line16_4_18 | 0 | 0 | 0 | 0 | 0 | 0 | 0 | 0 | 0 | 0 | 0 | 0 | 4.4871e-09 | 5.979e-08 | -5.6612e-08 | 2.2555e-10 | -4.1315e-09 | -3.7591e-09 | 5.1553e-09 | -9.3843e-08 | -9.0326e-08 | -2.1378e-10 | -2.3808e-09 | 2.5958e-09 | 0 | 0 | 0 | 0 | 0 | 0 | 0.92493 | 0.95 | 0.92472 | 0.92493 | 0.95 | 0.92472 | -39.4548 | -145.7673 | 149.6535 | -39.4548 | -145.7673 | 149.6535
Line17_5_19 | 0 | 0 | 0 | 0 | 0 | 0 | 0 | 0 | 0 | 0 | 0 | 0 | 4.4871e-09 | 5.979e-08 | -5.6612e-08 | 2.2555e-10 | -4.1315e-09 | -3.7591e-09 | 5.1553e-09 | -9.3843e-08 | -9.0326e-08 | -2.1378e-10 | -2.3808e-09 | 2.5958e-09 | 0 | 0 | 0 | 0 | 0 | 0 | 0.92493 | 0.95 | 0.92472 | 0.92493 | 0.95 | 0.92472 | -39.4548 | -145.7673 | 149.6535 | -39.4548 | -145.7673 | 149.6535
Line1_1_3 | 0.48269 | 2.4903e-06 | 2.4903e-06 | 0.48269 | 2.1833e-06 | 2.1833e-06 | 0.11147 | 5.7511e-07 | 5.7511e-07 | 0.11147 | 5.0422e-07 | 5.0422e-07 | 0.0074558 | 4.9517e-07 | -4.5098e-07 | -0.0037279 | -4.4204e-07 | 3.8757e-07 | 0.0077664 | -7.5655e-07 | -7.3959e-07 | -0.0038832 | 6.5642e-07 | 6.4753e-07 | 0 | 0 | 0 | 94.376 | 90.6144 | 90.6144 | 0.92493 | 0.95 | 0.92472 | 0.91424 | 0.95 | 0.89165 | -39.4548 | -145.7673 | 149.6535 | -39.4548 | -145.429 | 149.712
Line2_1_4 | 0 | 0 | 0 | 0 | 0 | 0 | 0 | 0 | 0 | 0 | 0 | 0 | 8.9741e-09 | 1.1958e-07 | -1.1322e-07 | -4.2615e-09 | -6.3921e-08 | 5.2852e-08 | 1.0311e-08 | -1.8769e-07 | -1.8065e-07 | -5.3691e-09 | 9.1463e-08 | 9.2922e-08 | 0 | 0 | 0 | 0 | 0 | 0 | 0.92493 | 0.95 | 0.92472 | 0.92493 | 0.95 | 0.92472 | -39.4548 | -145.7673 | 149.6535 | -39.4548 | -145.7673 | 149.6535
Line3_1_5 | 0 | 0 | 0 | 0 | 0 | 0 | 0 | 0 | 0 | 0 | 0 | 0 | 8.9741e-09 | 1.1958e-07 | -1.1322e-07 | -4.2615e-09 | -6.3921e-08 | 5.2852e-08 | 1.0311e-08 | -1.8769e-07 | -1.8065e-07 | -5.3691e-09 | 9.1463e-08 | 9.2922e-08 | 0 | 0 | 0 | 0 | 0 | 0 | 0.92493 | 0.95 | 0.92472 | 0.92493 | 0.95 | 0.92472 | -39.4548 | -145.7673 | 149.6535 | -39.4548 | -145.7673 | 149.6535
Line4_2_6 | 1.5321e-06 | 1.5323e-06 | 1.5323e-06 | 1.2264e-06 | 1.2265e-06 | 1.2265e-06 | 3.5383e-07 | 3.5387e-07 | 3.5387e-07 | 2.8322e-07 | 2.8325e-07 | 2.8325e-07 | 2.2435e-08 | 2.9895e-07 | -2.8306e-07 | -1.7723e-08 | -2.4329e-07 | 2.2269e-07 | 2.5777e-08 | -4.6922e-07 | -4.5163e-07 | -2.0835e-08 | 3.7299e-07 | 3.639e-07 | 0 | 0 | 0 | 90.9302 | 91.1177 | 91.1177 | 0.92493 | 0.95 | 0.92472 | 0.92493 | 0.95 | 0.92472 | -39.4548 | -145.7673 | 149.6535 | -39.4548 | -145.7673 | 149.6535
Line5_6_7 | 1.2257e-06 | 1.2258e-06 | 1.2258e-06 | 0 | 0 | 0 | 2.8307e-07 | 2.8309e-07 | 2.8309e-07 | 0 | 0 | 0 | 1.7948e-08 | 2.3916e-07 | -2.2645e-07 | -1.3236e-08 | -1.835e-07 | 1.6608e-07 | 2.0621e-08 | -3.7537e-07 | -3.6131e-07 | -1.568e-08 | 2.7915e-07 | 2.7358e-07 | 0 | 0 | 0 | 0 | 0 | 0 | 0.92493 | 0.95 | 0.92472 | 0.92493 | 0.95 | 0.92472 | -39.4548 | -145.7673 | 149.6535 | -39.4548 | -145.7673 | 149.6535
Line6_7_8 | 0 | 0 | 0 | 0 | 0 | 0 | 0 | 0 | 0 | 0 | 0 | 0 | 1.3461e-08 | 1.7937e-07 | -1.6983e-07 | -8.7486e-09 | -1.2371e-07 | 1.0946e-07 | 1.5466e-08 | -2.8153e-07 | -2.7098e-07 | -1.0524e-08 | 1.8531e-07 | 1.8325e-07 | 0 | 0 | 0 | 0 | 0 | 0 | 0.92493 | 0.95 | 0.92472 | 0.92493 | 0.95 | 0.92472 | -39.4548 | -145.7673 | 149.6535 | -39.4548 | -145.7673 | 149.6535
Line7_8_9 | 0 | 0 | 0 | 0 | 0 | 0 | 0 | 0 | 0 | 0 | 0 | 0 | 4.4871e-09 | 5.979e-08 | -5.6612e-08 | 2.2555e-10 | -4.1315e-09 | -3.7591e-09 | 5.1553e-09 | -9.3843e-08 | -9.0327e-08 | -2.1378e-10 | -2.3808e-09 | 2.5958e-09 | 0 | 0 | 0 | 0 | 0 | 0 | 0.92493 | 0.95 | 0.92472 | 0.92493 | 0.95 | 0.92472 | -39.4548 | -145.7673 | 149.6535 | -39.4548 | -145.7673 | 149.6535
Line8_8_10 | 0 | 0 | 0 | 0 | 0 | 0 | 0 | 0 | 0 | 0 | 0 | 0 | 4.4871e-09 | 5.979e-08 | -5.6612e-08 | 2.2555e-10 | -4.1315e-09 | -3.7591e-09 | 5.1553e-09 | -9.3843e-08 | -9.0327e-08 | -2.1378e-10 | -2.3808e-09 | 2.5958e-09 | 0 | 0 | 0 | 0 | 0 | 0 | 0.92493 | 0.95 | 0.92472 | 0.92493 | 0.95 | 0.92472 | -39.4548 | -145.7673 | 149.6535 | -39.4548 | -145.7673 | 149.6535
Line9_3_11 | 0.48269 | 2.1824e-06 | 2.1824e-06 | 0.48269 | 1.8728e-06 | 1.8728e-06 | 0.11147 | 5.0401e-07 | 5.0401e-07 | 0.11147 | 4.325e-07 | 4.325e-07 | 0.0037279 | 4.3795e-07 | -3.9126e-07 | -2.8049e-15 | -3.8267e-07 | 3.2896e-07 | 0.0038832 | -6.5877e-07 | -6.4494e-07 | 1.6524e-14 | 5.5931e-07 | 5.5271e-07 | -85.624 | 0 | 0 | 94.376 | 90.5316 | 90.5316 | 0.91424 | 0.95 | 0.89165 | 0.90465 | 0.95 | 0.85861 | -39.4548 | -145.429 | 149.712 | 0 | -145.0895 | 149.7713

## LG_min_10
name | pf_ikss_a_from_ka | pf_ikss_b_from_ka | pf_ikss_c_from_ka | pf_ikss_a_to_ka | pf_ikss_b_to_ka | pf_ikss_c_to_ka | pf_skss_a_from_mw | pf_skss_b_from_mw | pf_skss_c_from_mw | pf_skss_a_to_mw | pf_skss_b_to_mw | pf_skss_c_to_mw | pf_p_a_from_mw | pf_p_b_from_mw | pf_p_c_from_mw | pf_p_a_to_mw | pf_p_b_to_mw | pf_p_c_to_mw | pf_q_a_from_mvar | pf_q_b_from_mvar | pf_q_c_from_mvar | pf_q_a_to_mvar | pf_q_b_to_mvar | pf_q_c_to_mvar | pf_ikss_a_from_degree | pf_ikss_b_from_degree | pf_ikss_c_from_degree | pf_ikss_a_to_degree | pf_ikss_b_to_degree | pf_ikss_c_to_degree | pf_vm_a_from_pu | pf_vm_b_from_pu | pf_vm_c_from_pu | pf_vm_a_to_pu | pf_vm_b_to_pu | pf_vm_c_to_pu | pf_va_a_from_degree | pf_va_b_from_degree | pf_va_c_from_degree | pf_va_a_to_degree | pf_va_b_to_degree | pf_va_c_to_degree
Line0_1_2 | 1.7418e-06 | 1.742e-06 | 1.742e-06 | 1.4521e-06 | 1.4523e-06 | 1.4523e-06 | 4.0225e-07 | 4.0229e-07 | 4.0229e-07 | 3.3535e-07 | 3.3538e-07 | 3.3538e-07 | 2.4163e-08 | 3.2197e-07 | -3.0486e-07 | -1.9933e-08 | -2.7202e-07 | 2.5067e-07 | 2.7762e-08 | -5.0535e-07 | -4.8641e-07 | -2.3327e-08 | 4.1899e-07 | 4.0767e-07 | 0 | 0 | 0 | 91.0602 | 91.2402 | 91.2402 | 0.87625 | 0.9 | 0.87605 | 0.87625 | 0.9 | 0.87605 | -39.4548 | -145.7673 | 149.6535 | -39.4548 | -145.7673 | 149.6535
Line10_11_12 | 1.7664e-06 | 1.7733e-06 | 1.7733e-06 | 1.472e-06 | 1.4787e-06 | 1.4787e-06 | 4.0794e-07 | 4.0952e-07 | 4.0952e-07 | 3.3994e-07 | 3.4149e-07 | 3.4149e-07 | 1.3486e-20 | 3.398e-07 | -2.9849e-07 | 2.2815e-14 | -2.8681e-07 | 2.455e-07 | -5.6466e-20 | -5.0407e-07 | -4.9375e-07 | 2.377e-14 | 4.1798e-07 | 4.1377e-07 | 0 | 0 | 0 | 89.9629 | 90.4529 | 90.4529 | 0.85704 | 0.9 | 0.81342 | 0.85704 | 0.9 | 0.81342 | 0 | -145.0895 | 149.7713 | 0 | -145.0895 | 149.7713
Line11_12_13 | 1.472e-06 | 1.4777e-06 | 1.4777e-06 | 1.1776e-06 | 1.1832e-06 | 1.1832e-06 | 3.3995e-07 | 3.4127e-07 | 3.4127e-07 | 2.7195e-07 | 2.7324e-07 | 2.7324e-07 | -2.3046e-14 | 2.8317e-07 | -2.4874e-07 | 3.3118e-14 | -2.3018e-07 | 1.9575e-07 | -2.3548e-14 | -4.2006e-07 | -4.1146e-07 | 3.4638e-14 | 3.3397e-07 | 3.3148e-07 | 0 | 0 | 0 | 89.8238 | 90.3348 | 90.3348 | 0.85704 | 0.9 | 0.81342 | 0.85704 | 0.9 | 0.81342 | 0 | -145.0895 | 149.7713 | 0 | -145.0895 | 149.7713
Line12_13_15 | 0 | 0 | 0 | 0 | 0 | 0 | 0 | 0 | 0 | 0 | 0 | 0 | -2.5153e-14 | 1.699e-07 | -1.4925e-07 | 2.0459e-14 | -1.1691e-07 | 9.6254e-08 | -2.5676e-14 | -2.5203e-07 | -2.4688e-07 | 2.1878e-14 | 1.6594e-07 | 1.6689e-07 | 0 | 0 | 0 | 0 | 0 | 0 | 0.85704 | 0.9 | 0.81342 | 0.85704 | 0.9 | 0.81342 | 0 | -145.0895 | 149.7713 | 0 | -145.0895 | 149.7713
Line13_13_14 | 0 | 0 | 0 | 0 | 0 | 0 | 0 | 0 | 0 | 0 | 0 | 0 | -8.3843e-15 | 5.6634e-08 | -4.9748e-08 | -4.3902e-16 | -3.6433e-09 | -3.2425e-09 | -8.5588e-15 | -8.4011e-08 | -8.2292e-08 | 4.2428e-16 | -2.0772e-09 | 2.3086e-09 | 0 | 0 | 0 | 0 | 0 | 0 | 0.85704 | 0.9 | 0.81342 | 0.85704 | 0.9 | 0.81342 | 0 | -145.0895 | 149.7713 | 0 | -145.0895 | 149.7713
Line14_15_16 | 0 | 0 | 0 | 0 | 0 | 0 | 0 | 0 | 0 | 0 | 0 | 0 | -2.0983e-14 | 1.1327e-07 | -9.9497e-08 | 1.1179e-14 | -6.0277e-08 | 4.6506e-08 | -2.1374e-14 | -1.6802e-07 | -1.6458e-07 | 1.252e-14 | 8.1934e-08 | 8.4601e-08 | 0 | 0 | 0 | 0 | 0 | 0 | 0.85704 | 0.9 | 0.81342 | 0.85704 | 0.9 | 0.81342 | 0 | -145.0895 | 149.7713 | 0 | -145.0895 | 149.7713
Line15_16_17 | 0 | 0 | 0 | 0 | 0 | 0 | 0 | 0 | 0 | 0 | 0 | 0 | -1.1764e-14 | 5.6634e-08 | -4.9748e-08 | -6.053e-16 | -3.6433e-09 | -3.2425e-09 | -1.1954e-14 | -8.4011e-08 | -8.2292e-08 | 5.8683e-16 | -2.0772e-09 | 2.3086e-09 | 0 | 0 | 0 | 0 | 0 | 0 | 0.85704 | 0.9 | 0.81342 | 0.85704 | 0.9 | 0.81342 | 0 | -145.0895 | 149.7713 | 0 | -145.0895 | 149.7713
Line16_4_18 | 0 | 0 | 0 | 0 | 0 | 0 | 0 | 0 | 0 | 0 | 0 | 0 | 4.0272e-09 | 5.3662e-08 | -5.0809e-08 | 2.0244e-10 | -3.7081e-09 | -3.3738e-09 | 4.627e-09 | -8.4225e-08 | -8.1069e-08 | -1.9187e-10 | -2.1368e-09 | 2.3298e-09 | 0 | 0 | 0 | 0 | 0 | 0 | 0.87625 | 0.9 | 0.87605 | 0.87625 | 0.9 | 0.87605 | -39.4548 | -145.7673 | 149.6535 | -39.4548 | -145.7673 | 149.6535
Line17_5_19 | 0 | 0 | 0 | 0 | 0 | 0 | 0 | 0 | 0 | 0 | 0 | 0 | 4.0272e-09 | 5.3662e-08 | -5.0809e-08 | 2.0244e-10 | -3.7081e-09 | -3.3738e-09 | 4.627e-09 | -8.4225e-08 | -8.1069e-08 | -1.9187e-10 | -2.1368e-09 | 2.3298e-09 | 0 | 0 | 0 | 0 | 0 | 0 | 0.87625 | 0.9 | 0.87605 | 0.87625 | 0.9 | 0.87605 | -39.4548 | -145.7673 | 149.6535 | -39.4548 | -145.7673 | 149.6535
Line1_1_3 | 0.45729 | 2.3592e-06 | 2.3592e-06 | 0.45729 | 2.0684e-06 | 2.0684e-06 | 0.10561 | 5.4484e-07 | 5.4484e-07 | 0.10561 | 4.7768e-07 | 4.7768e-07 | 0.0066916 | 4.4442e-07 | -4.0476e-07 | -0.0033458 | -3.9673e-07 | 3.4785e-07 | 0.0069704 | -6.7901e-07 | -6.6378e-07 | -0.0034852 | 5.8914e-07 | 5.8116e-07 | 0 | 0 | 0 | 94.376 | 90.6144 | 90.6144 | 0.87625 | 0.9 | 0.87605 | 0.86612 | 0.9 | 0.84472 | -39.4548 | -145.7673 | 149.6535 | -39.4548 | -145.429 | 149.712
Line2_1_4 | 0 | 0 | 0 | 0 | 0 | 0 | 0 | 0 | 0 | 0 | 0 | 0 | 8.0544e-09 | 1.0732e-07 | -1.0162e-07 | -3.8247e-09 | -5.737e-08 | 4.7435e-08 | 9.2539e-09 | -1.6845e-07 | -1.6214e-07 | -4.8188e-09 | 8.2088e-08 | 8.3398e-08 | 0 | 0 | 0 | 0 | 0 | 0 | 0.87625 | 0.9 | 0.87605 | 0.87625 | 0.9 | 0.87605 | -39.4548 | -145.7673 | 149.6535 | -39.4548 | -145.7673 | 149.6535
Line3_1_5 | 0 | 0 | 0 | 0 | 0 | 0 | 0 | 0 | 0 | 0 | 0 | 0 | 8.0544e-09 | 1.0732e-07 | -1.0162e-07 | -3.8247e-09 | -5.737e-08 | 4.7435e-08 | 9.2539e-09 | -1.6845e-07 | -1.6214e-07 | -4.8188e-09 | 8.2088e-08 | 8.3398e-08 | 0 | 0 | 0 | 0 | 0 | 0 | 0.87625 | 0.9 | 0.87605 | 0.87625 | 0.9 | 0.87605 | -39.4548 | -145.7673 | 149.6535 | -39.4548 | -145.7673 | 149.6535
Line4_2_6 | 1.4515e-06 | 1.4516e-06 | 1.4516e-06 | 1.1618e-06 | 1.1619e-06 | 1.1619e-06 | 3.3521e-07 | 3.3524e-07 | 3.3524e-07 | 2.6832e-07 | 2.6834e-07 | 2.6834e-07 | 2.0136e-08 | 2.6831e-07 | -2.5405e-07 | -1.5906e-08 | -2.1835e-07 | 1.9986e-07 | 2.3135e-08 | -4.2113e-07 | -4.0534e-07 | -1.87e-08 | 3.3476e-07 | 3.266e-07 | 0 | 0 | 0 | 90.9302 | 91.1177 | 91.1177 | 0.87625 | 0.9 | 0.87605 | 0.87625 | 0.9 | 0.87605 | -39.4548 | -145.7673 | 149.6535 | -39.4548 | -145.7673 | 149.6535
Line5_6_7 | 1.1612e-06 | 1.1613e-06 | 1.1613e-06 | 0 | 0 | 0 | 2.6817e-07 | 2.6819e-07 | 2.6819e-07 | 0 | 0 | 0 | 1.6109e-08 | 2.1465e-07 | -2.0324e-07 | -1.1879e-08 | -1.6469e-07 | 1.4905e-07 | 1.8508e-08 | -3.369e-07 | -3.2427e-07 | -1.4073e-08 | 2.5054e-07 | 2.4554e-07 | 0 | 0 | 0 | 0 | 0 | 0 | 0.87625 | 0.9 | 0.87605 | 0.87625 | 0.9 | 0.87605 | -39.4548 | -145.7673 | 149.6535 | -39.4548 | -145.7673 | 149.6535
Line6_7_8 | 0 | 0 | 0 | 0 | 0 | 0 | 0 | 0 | 0 | 0 | 0 | 0 | 1.2081e-08 | 1.6098e-07 | -1.5243e-07 | -7.8519e-09 | -1.1103e-07 | 9.8245e-08 | 1.3881e-08 | -2.5268e-07 | -2.4321e-07 | -9.4458e-09 | 1.6631e-07 | 1.6447e-07 | 0 | 0 | 0 | 0 | 0 | 0 | 0.87625 | 0.9 | 0.87605 | 0.87625 | 0.9 | 0.87605 | -39.4548 | -145.7673 | 149.6535 | -39.4548 | -145.7673 | 149.6535
Line7_8_9 | 0 | 0 | 0 | 0 | 0 | 0 | 0 | 0 | 0 | 0 | 0 | 0 | 4.0272e-09 | 5.3662e-08 | -5.0809e-08 | 2.0244e-10 | -3.7081e-09 | -3.3738e-09 | 4.6269e-09 | -8.4225e-08 | -8.1069e-08 | -1.9187e-10 | -2.1368e-09 | 2.3298e-09 | 0 | 0 | 0 | 0 | 0 | 0 | 0.87625 | 0.9 | 0.87605 | 0.87625 | 0.9 | 0.87605 | -39.4548 | -145.7673 | 149.6535 | -39.4548 | -145.7673 | 149.6535
Line8_8_10 | 0 | 0 | 0 | 0 | 0 | 0 | 0 | 0 | 0 | 0 | 0 | 0 | 4.0272e-09 | 5.3662e-08 | -5.0809e-08 | 2.0244e-10 | -3.7081e-09 | -3.3738e-09 | 4.6269e-09 | -8.4225e-08 | -8.1069e-08 | -1.9187e-10 | -2.1368e-09 | 2.3298e-09 | 0 | 0 | 0 | 0 | 0 | 0 | 0.87625 | 0.9 | 0.87605 | 0.87625 | 0.9 | 0.87605 | -39.4548 | -145.7673 | 149.6535 | -39.4548 | -145.7673 | 149.6535
Line9_3_11 | 0.45729 | 2.0676e-06 | 2.0676e-06 | 0.45729 | 1.7742e-06 | 1.7742e-06 | 0.10561 | 4.7748e-07 | 4.7748e-07 | 0.10561 | 4.0974e-07 | 4.0974e-07 | 0.0033458 | 3.9306e-07 | -3.5116e-07 | -2.5e-15 | -3.4345e-07 | 2.9525e-07 | 0.0034852 | -5.9125e-07 | -5.7884e-07 | 1.4819e-14 | 5.0199e-07 | 4.9606e-07 | -85.624 | 0 | 0 | 94.376 | 90.5316 | 90.5316 | 0.86612 | 0.9 | 0.84472 | 0.85704 | 0.9 | 0.81342 | -39.4548 | -145.429 | 149.712 | 0 | -145.0895 | 149.7713

## LG_min_fault_6
name | pf_ikss_a_from_ka | pf_ikss_b_from_ka | pf_ikss_c_from_ka | pf_ikss_a_to_ka | pf_ikss_b_to_ka | pf_ikss_c_to_ka | pf_skss_a_from_mw | pf_skss_b_from_mw | pf_skss_c_from_mw | pf_skss_a_to_mw | pf_skss_b_to_mw | pf_skss_c_to_mw | pf_p_a_from_mw | pf_p_b_from_mw | pf_p_c_from_mw | pf_p_a_to_mw | pf_p_b_to_mw | pf_p_c_to_mw | pf_q_a_from_mvar | pf_q_b_from_mvar | pf_q_c_from_mvar | pf_q_a_to_mvar | pf_q_b_to_mvar | pf_q_c_to_mvar | pf_ikss_a_from_degree | pf_ikss_b_from_degree | pf_ikss_c_from_degree | pf_ikss_a_to_degree | pf_ikss_b_to_degree | pf_ikss_c_to_degree | pf_vm_a_from_pu | pf_vm_b_from_pu | pf_vm_c_from_pu | pf_vm_a_to_pu | pf_vm_b_to_pu | pf_vm_c_to_pu | pf_va_a_from_degree | pf_va_b_from_degree | pf_va_c_from_degree | pf_va_a_to_degree | pf_va_b_to_degree | pf_va_c_to_degree
Line0_1_2 | 0 | 0 | 0 | 0 | 0 | 0 | 0 | 0 | 0 | 0 | 0 | 0 | 1.5911e-08 | 8.48e-09 | -2.4266e-08 | -1.3131e-08 | -7.2445e-09 | 2.0251e-08 | 1.7549e-08 | -2.4541e-08 | 3.0034e-09 | -1.4751e-08 | 2.0398e-08 | -2.3307e-09 | 0 | 0 | 0 | 0 | 0 | 0 | 0.94823 | 0.95 | 0.94933 | 0.94823 | 0.95 | 0.94933 | -2.2776 | -120.8684 | 123.0136 | -2.2776 | -120.8684 | 123.0136
Line10_11_12 | 0 | 0 | 0 | 0 | 0 | 0 | 0 | 0 | 0 | 0 | 0 | 0 | 1.5703e-08 | 9.0028e-09 | -2.4722e-08 | -1.294e-08 | -7.6778e-09 | 2.0633e-08 | 1.7974e-08 | -2.4834e-08 | 2.7339e-09 | -1.5104e-08 | 2.0646e-08 | -2.1096e-09 | 0 | 0 | 0 | 0 | 0 | 0 | 0.94472 | 0.95 | 0.94575 | 0.94472 | 0.95 | 0.94575 | -2.2852 | -120.8094 | 122.9539 | -2.2852 | -120.8094 | 122.9539
Line11_12_13 | 0 | 0 | 0 | 0 | 0 | 0 | 0 | 0 | 0 | 0 | 0 | 0 | 1.3086e-08 | 7.5023e-09 | -2.0602e-08 | -1.0322e-08 | -6.1774e-09 | 1.6513e-08 | 1.4978e-08 | -2.0695e-08 | 2.2782e-09 | -1.2108e-08 | 1.6507e-08 | -1.6539e-09 | 0 | 0 | 0 | 0 | 0 | 0 | 0.94472 | 0.95 | 0.94575 | 0.94472 | 0.95 | 0.94575 | -2.2852 | -120.8094 | 122.9539 | -2.2852 | -120.8094 | 122.9539
Line12_13_15 | 0 | 0 | 0 | 0 | 0 | 0 | 0 | 0 | 0 | 0 | 0 | 0 | 7.8517e-09 | 4.5014e-09 | -1.2361e-08 | -5.0879e-09 | -3.1764e-09 | 8.2722e-09 | 8.9869e-09 | -1.2417e-08 | 1.3669e-09 | -6.117e-09 | 8.229e-09 | -7.4263e-10 | 0 | 0 | 0 | 0 | 0 | 0 | 0.94472 | 0.95 | 0.94575 | 0.94472 | 0.95 | 0.94575 | -2.2852 | -120.8094 | 122.9539 | -2.2852 | -120.8094 | 122.9539
Line13_13_14 | 0 | 0 | 0 | 0 | 0 | 0 | 0 | 0 | 0 | 0 | 0 | 0 | 2.6172e-09 | 1.5005e-09 | -4.1203e-09 | 1.4654e-10 | -1.755e-10 | 3.1582e-11 | 2.9956e-09 | -4.1391e-09 | 4.5565e-10 | -1.2571e-10 | -4.9101e-11 | 1.6866e-10 | 0 | 0 | 0 | 0 | 0 | 0 | 0.94472 | 0.95 | 0.94575 | 0.94472 | 0.95 | 0.94575 | -2.2852 | -120.8094 | 122.9539 | -2.2852 | -120.8094 | 122.9539
Line14_15_16 | 0 | 0 | 0 | 0 | 0 | 0 | 0 | 0 | 0 | 0 | 0 | 0 | 5.2344e-09 | 3.0009e-09 | -8.2406e-09 | -2.4707e-09 | -1.676e-09 | 4.1519e-09 | 5.9913e-09 | -8.2781e-09 | 9.1129e-10 | -3.1213e-09 | 4.09e-09 | -2.8699e-10 | 0 | 0 | 0 | 0 | 0 | 0 | 0.94472 | 0.95 | 0.94575 | 0.94472 | 0.95 | 0.94575 | -2.2852 | -120.8094 | 122.9539 | -2.2852 | -120.8094 | 122.9539
Line15_16_17 | 0 | 0 | 0 | 0 | 0 | 0 | 0 | 0 | 0 | 0 | 0 | 0 | 2.6172e-09 | 1.5005e-09 | -4.1203e-09 | 1.4654e-10 | -1.755e-10 | 3.1582e-11 | 2.9956e-09 | -4.1391e-09 | 4.5565e-10 | -1.2571e-10 | -4.9101e-11 | 1.6866e-10 | 0 | 0 | 0 | 0 | 0 | 0 | 0.94472 | 0.95 | 0.94575 | 0.94472 | 0.95 | 0.94575 | -2.2852 | -120.8094 | 122.9539 | -2.2852 | -120.8094 | 122.9539
Line16_4_18 | 0 | 0 | 0 | 0 | 0 | 0 | 0 | 0 | 0 | 0 | 0 | 0 | 2.6518e-09 | 1.4133e-09 | -4.0443e-09 | 1.2776e-10 | -1.778e-10 | 2.914e-11 | 2.9249e-09 | -4.0902e-09 | 5.0057e-10 | -1.2611e-10 | -5.2709e-11 | 1.7219e-10 | 0 | 0 | 0 | 0 | 0 | 0 | 0.94823 | 0.95 | 0.94933 | 0.94823 | 0.95 | 0.94933 | -2.2776 | -120.8684 | 123.0136 | -2.2776 | -120.8684 | 123.0136
Line17_5_19 | 0 | 0 | 0 | 0 | 0 | 0 | 0 | 0 | 0 | 0 | 0 | 0 | 2.6518e-09 | 1.4133e-09 | -4.0443e-09 | 1.2776e-10 | -1.778e-10 | 2.914e-11 | 2.9249e-09 | -4.0902e-09 | 5.0057e-10 | -1.2611e-10 | -5.2709e-11 | 1.7219e-10 | 0 | 0 | 0 | 0 | 0 | 0 | 0.94823 | 0.95 | 0.94933 | 0.94823 | 0.95 | 0.94933 | -2.2776 | -120.8684 | 123.0136 | -2.2776 | -120.8684 | 123.0136
Line1_1_3 | 0.02956 | 0 | 0 | 0.02956 | 0 | 0 | 0.0068266 | 0 | 0 | 0.0068266 | 0 | 0 | 0.004397 | 1.1892e-08 | -3.2911e-08 | -0.004383 | -1.0647e-08 | 2.8865e-08 | 0.0043981 | -3.3093e-08 | 3.664e-09 | -0.0043836 | 2.8924e-08 | -3.0182e-09 | 0 | 0 | 0 | 132.7148 | 0 | 0 | 0.94823 | 0.95 | 0.94933 | 0.94647 | 0.95 | 0.94754 | -2.2776 | -120.8684 | 123.0136 | -2.2813 | -120.8389 | 122.9838
Line2_1_4 | 0 | 0 | 0 | 0 | 0 | 0 | 0 | 0 | 0 | 0 | 0 | 0 | 5.3037e-09 | 2.8267e-09 | -8.0886e-09 | -2.5241e-09 | -1.5911e-09 | 4.0734e-09 | 5.8498e-09 | -8.1804e-09 | 1.0011e-09 | -3.051e-09 | 4.0375e-09 | -3.2839e-10 | 0 | 0 | 0 | 0 | 0 | 0 | 0.94823 | 0.95 | 0.94933 | 0.94823 | 0.95 | 0.94933 | -2.2776 | -120.8684 | 123.0136 | -2.2776 | -120.8684 | 123.0136
Line3_1_5 | 0 | 0 | 0 | 0 | 0 | 0 | 0 | 0 | 0 | 0 | 0 | 0 | 5.3037e-09 | 2.8267e-09 | -8.0886e-09 | -2.5241e-09 | -1.5911e-09 | 4.0734e-09 | 5.8498e-09 | -8.1804e-09 | 1.0011e-09 | -3.051e-09 | 4.0375e-09 | -3.2839e-10 | 0 | 0 | 0 | 0 | 0 | 0 | 0.94823 | 0.95 | 0.94933 | 0.94823 | 0.95 | 0.94933 | -2.2776 | -120.8684 | 123.0136 | -2.2776 | -120.8684 | 123.0136
Line4_2_6 | 0 | 0 | 0 | 0 | 0 | 0 | 0 | 0 | 0 | 0 | 0 | 0 | 1.3259e-08 | 7.0667e-09 | -2.0221e-08 | -1.048e-08 | -5.8311e-09 | 1.6206e-08 | 1.4624e-08 | -2.0451e-08 | 2.5029e-09 | -1.1826e-08 | 1.6308e-08 | -1.8301e-09 | 0 | 0 | 0 | 0 | 0 | 0 | 0.94823 | 0.95 | 0.94933 | 0.94823 | 0.95 | 0.94933 | -2.2776 | -120.8684 | 123.0136 | -2.2776 | -120.8684 | 123.0136
Line5_6_7 | 0 | 0 | 0 | 0 | 0 | 0 | 0 | 0 | 0 | 0 | 0 | 0 | 1.0607e-08 | 5.6533e-09 | -1.6177e-08 | -7.8278e-09 | -4.4178e-09 | 1.2162e-08 | 1.17e-08 | -1.6361e-08 | 2.0023e-09 | -8.9008e-09 | 1.2218e-08 | -1.3295e-09 | 0 | 0 | 0 | 0 | 0 | 0 | 0.94823 | 0.95 | 0.94933 | 0.94823 | 0.95 | 0.94933 | -2.2776 | -120.8684 | 123.0136 | -2.2776 | -120.8684 | 123.0136
Line6_7_8 | 0 | 0 | 0 | 0 | 0 | 0 | 0 | 0 | 0 | 0 | 0 | 0 | 7.9555e-09 | 4.24e-09 | -1.2133e-08 | -5.1759e-09 | -3.0045e-09 | 8.1177e-09 | 8.7747e-09 | -1.2271e-08 | 1.5017e-09 | -5.9759e-09 | 8.1277e-09 | -8.2896e-10 | 0 | 0 | 0 | 0 | 0 | 0 | 0.94823 | 0.95 | 0.94933 | 0.94823 | 0.95 | 0.94933 | -2.2776 | -120.8684 | 123.0136 | -2.2776 | -120.8684 | 123.0136
Line7_8_9 | 0 | 0 | 0 | 0 | 0 | 0 | 0 | 0 | 0 | 0 | 0 | 0 | 2.6518e-09 | 1.4133e-09 | -4.0443e-09 | 1.2776e-10 | -1.778e-10 | 2.914e-11 | 2.9249e-09 | -4.0902e-09 | 5.0057e-10 | -1.2611e-10 | -5.2709e-11 | 1.7219e-10 | 0 | 0 | 0 | 0 | 0 | 0 | 0.94823 | 0.95 | 0.94933 | 0.94823 | 0.95 | 0.94933 | -2.2776 | -120.8684 | 123.0136 | -2.2776 | -120.8684 | 123.0136
Line8_8_10 | 0 | 0 | 0 | 0 | 0 | 0 | 0 | 0 | 0 | 0 | 0 | 0 | 2.6518e-09 | 1.4133e-09 | -4.0443e-09 | 1.2776e-10 | -1.778e-10 | 2.914e-11 | 2.9249e-09 | -4.0902e-09 | 5.0057e-10 | -1.2611e-10 | -5.2709e-11 | 1.7219e-10 | 0 | 0 | 0 | 0 | 0 | 0 | 0.94823 | 0.95 | 0.94933 | 0.94823 | 0.95 | 0.94933 | -2.2776 | -120.8684 | 123.0136 | -2.2776 | -120.8684 | 123.0136
Line9_3_11 | 0.02956 | 0 | 0 | 0.02956 | 0 | 0 | 0.0068266 | 0 | 0 | 0.0068266 | 0 | 0 | 0.004383 | 1.047e-08 | -2.8835e-08 | -0.004369 | -9.1783e-09 | 2.4753e-08 | 0.0043836 | -2.8975e-08 | 3.1887e-09 | -0.004369 | 2.4785e-08 | -2.5652e-09 | -47.2852 | 0 | 0 | 132.7148 | 0 | 0 | 0.94647 | 0.95 | 0.94754 | 0.94472 | 0.95 | 0.94575 | -2.2813 | -120.8389 | 122.9838 | -2.2852 | -120.8094 | 122.9539

## LG_min_fault_10
name | pf_ikss_a_from_ka | pf_ikss_b_from_ka | pf_ikss_c_from_ka | pf_ikss_a_to_ka | pf_ikss_b_to_ka | pf_ikss_c_to_ka | pf_skss_a_from_mw | pf_skss_b_from_mw | pf_skss_c_from_mw | pf_skss_a_to_mw | pf_skss_b_to_mw | pf_skss_c_to_mw | pf_p_a_from_mw | pf_p_b_from_mw | pf_p_c_from_mw | pf_p_a_to_mw | pf_p_b_to_mw | pf_p_c_to_mw | pf_q_a_from_mvar | pf_q_b_from_mvar | pf_q_c_from_mvar | pf_q_a_to_mvar | pf_q_b_to_mvar | pf_q_c_to_mvar | pf_ikss_a_from_degree | pf_ikss_b_from_degree | pf_ikss_c_from_degree | pf_ikss_a_to_degree | pf_ikss_b_to_degree | pf_ikss_c_to_degree | pf_vm_a_from_pu | pf_vm_b_from_pu | pf_vm_c_from_pu | pf_vm_a_to_pu | pf_vm_b_to_pu | pf_vm_c_to_pu | pf_va_a_from_degree | pf_va_b_from_degree | pf_va_c_from_degree | pf_va_a_to_degree | pf_va_b_to_degree | pf_va_c_to_degree
Line0_1_2 | 0 | 0 | 0 | 0 | 0 | 0 | 0 | 0 | 0 | 0 | 0 | 0 | 1.428e-08 | 7.6109e-09 | -2.1779e-08 | -1.1786e-08 | -6.502e-09 | 1.8175e-08 | 1.5751e-08 | -2.2026e-08 | 2.6956e-09 | -1.3239e-08 | 1.8308e-08 | -2.0918e-09 | 0 | 0 | 0 | 0 | 0 | 0 | 0.89832 | 0.9 | 0.89936 | 0.89832 | 0.9 | 0.89936 | -2.2776 | -120.8684 | 123.0136 | -2.2776 | -120.8684 | 123.0136
Line10_11_12 | 0 | 0 | 0 | 0 | 0 | 0 | 0 | 0 | 0 | 0 | 0 | 0 | 1.4094e-08 | 8.0801e-09 | -2.2188e-08 | -1.1613e-08 | -6.8909e-09 | 1.8518e-08 | 1.6132e-08 | -2.2289e-08 | 2.4537e-09 | -1.3556e-08 | 1.853e-08 | -1.8934e-09 | 0 | 0 | 0 | 0 | 0 | 0 | 0.895 | 0.9 | 0.89597 | 0.895 | 0.9 | 0.89597 | -2.2852 | -120.8094 | 122.9539 | -2.2852 | -120.8094 | 122.9539
Line11_12_13 | 0 | 0 | 0 | 0 | 0 | 0 | 0 | 0 | 0 | 0 | 0 | 0 | 1.1745e-08 | 6.7334e-09 | -1.849e-08 | -9.2644e-09 | -5.5442e-09 | 1.482e-08 | 1.3443e-08 | -1.8574e-08 | 2.0447e-09 | -1.0867e-08 | 1.4815e-08 | -1.4844e-09 | 0 | 0 | 0 | 0 | 0 | 0 | 0.895 | 0.9 | 0.89597 | 0.895 | 0.9 | 0.89597 | -2.2852 | -120.8094 | 122.9539 | -2.2852 | -120.8094 | 122.9539
Line12_13_15 | 0 | 0 | 0 | 0 | 0 | 0 | 0 | 0 | 0 | 0 | 0 | 0 | 7.0469e-09 | 4.04e-09 | -1.1094e-08 | -4.5664e-09 | -2.8509e-09 | 7.4244e-09 | 8.0658e-09 | -1.1145e-08 | 1.2268e-09 | -5.49e-09 | 7.3856e-09 | -6.6652e-10 | 0 | 0 | 0 | 0 | 0 | 0 | 0.895 | 0.9 | 0.89597 | 0.895 | 0.9 | 0.89597 | -2.2852 | -120.8094 | 122.9539 | -2.2852 | -120.8094 | 122.9539
Line13_13_14 | 0 | 0 | 0 | 0 | 0 | 0 | 0 | 0 | 0 | 0 | 0 | 0 | 2.349e-09 | 1.3467e-09 | -3.698e-09 | 1.3152e-10 | -1.5751e-10 | 2.8345e-11 | 2.6886e-09 | -3.7148e-09 | 4.0895e-10 | -1.1282e-10 | -4.4069e-11 | 1.5137e-10 | 0 | 0 | 0 | 0 | 0 | 0 | 0.895 | 0.9 | 0.89597 | 0.895 | 0.9 | 0.89597 | -2.2852 | -120.8094 | 122.9539 | -2.2852 | -120.8094 | 122.9539
Line14_15_16 | 0 | 0 | 0 | 0 | 0 | 0 | 0 | 0 | 0 | 0 | 0 | 0 | 4.6979e-09 | 2.6934e-09 | -7.396e-09 | -2.2174e-09 | -1.5042e-09 | 3.7264e-09 | 5.3772e-09 | -7.4297e-09 | 8.1789e-10 | -2.8014e-09 | 3.6708e-09 | -2.5757e-10 | 0 | 0 | 0 | 0 | 0 | 0 | 0.895 | 0.9 | 0.89597 | 0.895 | 0.9 | 0.89597 | -2.2852 | -120.8094 | 122.9539 | -2.2852 | -120.8094 | 122.9539
Line15_16_17 | 0 | 0 | 0 | 0 | 0 | 0 | 0 | 0 | 0 | 0 | 0 | 0 | 2.349e-09 | 1.3467e-09 | -3.698e-09 | 1.3152e-10 | -1.5751e-10 | 2.8345e-11 | 2.6886e-09 | -3.7148e-09 | 4.0895e-10 | -1.1282e-10 | -4.4069e-11 | 1.5137e-10 | 0 | 0 | 0 | 0 | 0 | 0 | 0.895 | 0.9 | 0.89597 | 0.895 | 0.9 | 0.89597 | -2.2852 | -120.8094 | 122.9539 | -2.2852 | -120.8094 | 122.9539
Line16_4_18 | 0 | 0 | 0 | 0 | 0 | 0 | 0 | 0 | 0 | 0 | 0 | 0 | 2.38e-09 | 1.2685e-09 | -3.6298e-09 | 1.1467e-10 | -1.5958e-10 | 2.6154e-11 | 2.6251e-09 | -3.671e-09 | 4.4927e-10 | -1.1318e-10 | -4.7307e-11 | 1.5454e-10 | 0 | 0 | 0 | 0 | 0 | 0 | 0.89832 | 0.9 | 0.89936 | 0.89832 | 0.9 | 0.89936 | -2.2776 | -120.8684 | 123.0136 | -2.2776 | -120.8684 | 123.0136
Line17_5_19 | 0 | 0 | 0 | 0 | 0 | 0 | 0 | 0 | 0 | 0 | 0 | 0 | 2.38e-09 | 1.2685e-09 | -3.6298e-09 | 1.1467e-10 | -1.5958e-10 | 2.6154e-11 | 2.6251e-09 | -3.671e-09 | 4.4927e-10 | -1.1318e-10 | -4.7307e-11 | 1.5454e-10 | 0 | 0 | 0 | 0 | 0 | 0 | 0.89832 | 0.9 | 0.89936 | 0.89832 | 0.9 | 0.89936 | -2.2776 | -120.8684 | 123.0136 | -2.2776 | -120.8684 | 123.0136
Line1_1_3 | 0.028004 | 0 | 0 | 0.028004 | 0 | 0 | 0.0064673 | 0 | 0 | 0.0064673 | 0 | 0 | 0.0039463 | 1.0673e-08 | -2.9538e-08 | -0.0039338 | -9.5554e-09 | 2.5907e-08 | 0.0039474 | -2.9702e-08 | 3.2884e-09 | -0.0039343 | 2.596e-08 | -2.7089e-09 | 0 | 0 | 0 | 132.7148 | 0 | 0 | 0.89832 | 0.9 | 0.89936 | 0.89666 | 0.9 | 0.89767 | -2.2776 | -120.8684 | 123.0136 | -2.2813 | -120.8389 | 122.9838
Line2_1_4 | 0 | 0 | 0 | 0 | 0 | 0 | 0 | 0 | 0 | 0 | 0 | 0 | 4.7601e-09 | 2.537e-09 | -7.2595e-09 | -2.2654e-09 | -1.4281e-09 | 3.6559e-09 | 5.2502e-09 | -7.3419e-09 | 8.9854e-10 | -2.7383e-09 | 3.6237e-09 | -2.9473e-10 | 0 | 0 | 0 | 0 | 0 | 0 | 0.89832 | 0.9 | 0.89936 | 0.89832 | 0.9 | 0.89936 | -2.2776 | -120.8684 | 123.0136 | -2.2776 | -120.8684 | 123.0136
Line3_1_5 | 0 | 0 | 0 | 0 | 0 | 0 | 0 | 0 | 0 | 0 | 0 | 0 | 4.7601e-09 | 2.537e-09 | -7.2595e-09 | -2.2654e-09 | -1.4281e-09 | 3.6559e-09 | 5.2502e-09 | -7.3419e-09 | 8.9854e-10 | -2.7383e-09 | 3.6237e-09 | -2.9473e-10 | 0 | 0 | 0 | 0 | 0 | 0 | 0.89832 | 0.9 | 0.89936 | 0.89832 | 0.9 | 0.89936 | -2.2776 | -120.8684 | 123.0136 | -2.2776 | -120.8684 | 123.0136
Line4_2_6 | 0 | 0 | 0 | 0 | 0 | 0 | 0 | 0 | 0 | 0 | 0 | 0 | 1.19e-08 | 6.3424e-09 | -1.8149e-08 | -9.4055e-09 | -5.2335e-09 | 1.4545e-08 | 1.3126e-08 | -1.8355e-08 | 2.2463e-09 | -1.0614e-08 | 1.4637e-08 | -1.6425e-09 | 0 | 0 | 0 | 0 | 0 | 0 | 0.89832 | 0.9 | 0.89936 | 0.89832 | 0.9 | 0.89936 | -2.2776 | -120.8684 | 123.0136 | -2.2776 | -120.8684 | 123.0136
Line5_6_7 | 0 | 0 | 0 | 0 | 0 | 0 | 0 | 0 | 0 | 0 | 0 | 0 | 9.5202e-09 | 5.0739e-09 | -1.4519e-08 | -7.0255e-09 | -3.965e-09 | 1.0915e-08 | 1.05e-08 | -1.4684e-08 | 1.7971e-09 | -7.9885e-09 | 1.0966e-08 | -1.1933e-09 | 0 | 0 | 0 | 0 | 0 | 0 | 0.89832 | 0.9 | 0.89936 | 0.89832 | 0.9 | 0.89936 | -2.2776 | -120.8684 | 123.0136 | -2.2776 | -120.8684 | 123.0136
Line6_7_8 | 0 | 0 | 0 | 0 | 0 | 0 | 0 | 0 | 0 | 0 | 0 | 0 | 7.1401e-09 | 3.8054e-09 | -1.0889e-08 | -4.6454e-09 | -2.6965e-09 | 7.2857e-09 | 7.8753e-09 | -1.1013e-08 | 1.3478e-09 | -5.3634e-09 | 7.2946e-09 | -7.44e-10 | 0 | 0 | 0 | 0 | 0 | 0 | 0.89832 | 0.9 | 0.89936 | 0.89832 | 0.9 | 0.89936 | -2.2776 | -120.8684 | 123.0136 | -2.2776 | -120.8684 | 123.0136
Line7_8_9 | 0 | 0 | 0 | 0 | 0 | 0 | 0 | 0 | 0 | 0 | 0 | 0 | 2.38e-09 | 1.2685e-09 | -3.6298e-09 | 1.1467e-10 | -1.5958e-10 | 2.6153e-11 | 2.6251e-09 | -3.671e-09 | 4.4927e-10 | -1.1318e-10 | -4.7307e-11 | 1.5454e-10 | 0 | 0 | 0 | 0 | 0 | 0 | 0.89832 | 0.9 | 0.89936 | 0.89832 | 0.9 | 0.89936 | -2.2776 | -120.8684 | 123.0136 | -2.2776 | -120.8684 | 123.0136
Line8_8_10 | 0 | 0 | 0 | 0 | 0 | 0 | 0 | 0 | 0 | 0 | 0 | 0 | 2.38e-09 | 1.2685e-09 | -3.6298e-09 | 1.1467e-10 | -1.5958e-10 | 2.6154e-11 | 2.6251e-09 | -3.671e-09 | 4.4927e-10 | -1.1318e-10 | -4.7307e-11 | 1.5454e-10 | 0 | 0 | 0 | 0 | 0 | 0 | 0.89832 | 0.9 | 0.89936 | 0.89832 | 0.9 | 0.89936 | -2.2776 | -120.8684 | 123.0136 | -2.2776 | -120.8684 | 123.0136
Line9_3_11 | 0.028004 | 0 | 0 | 0.028004 | 0 | 0 | 0.0064673 | 0 | 0 | 0.0064673 | 0 | 0 | 0.0039338 | 9.3969e-09 | -2.5879e-08 | -0.0039212 | -8.2376e-09 | 2.2216e-08 | 0.0039343 | -2.6005e-08 | 2.8619e-09 | -0.0039212 | 2.2245e-08 | -2.3023e-09 | -47.2852 | 0 | 0 | 132.7148 | 0 | 0 | 0.89666 | 0.9 | 0.89767 | 0.895 | 0.9 | 0.89597 | -2.2813 | -120.8389 | 122.9838 | -2.2852 | -120.8094 | 122.9539

## LLG_max_6
name | pf_ikss_a_from_ka | pf_ikss_b_from_ka | pf_ikss_c_from_ka | pf_ikss_a_to_ka | pf_ikss_b_to_ka | pf_ikss_c_to_ka | pf_skss_a_from_mw | pf_skss_b_from_mw | pf_skss_c_from_mw | pf_skss_a_to_mw | pf_skss_b_to_mw | pf_skss_c_to_mw | pf_p_a_from_mw | pf_p_b_from_mw | pf_p_c_from_mw | pf_p_a_to_mw | pf_p_b_to_mw | pf_p_c_to_mw | pf_q_a_from_mvar | pf_q_b_from_mvar | pf_q_c_from_mvar | pf_q_a_to_mvar | pf_q_b_to_mvar | pf_q_c_to_mvar | pf_ikss_a_from_degree | pf_ikss_b_from_degree | pf_ikss_c_from_degree | pf_ikss_a_to_degree | pf_ikss_b_to_degree | pf_ikss_c_to_degree | pf_vm_a_from_pu | pf_vm_b_from_pu | pf_vm_c_from_pu | pf_vm_a_to_pu | pf_vm_b_to_pu | pf_vm_c_to_pu | pf_va_a_from_degree | pf_va_b_from_degree | pf_va_c_from_degree | pf_va_a_to_degree | pf_va_b_to_degree | pf_va_c_to_degree
Line0_1_2 | 1.0969e-06 | 1.1258e-06 | 1.0679e-06 | 0 | 0 | 0 | 2.5331e-07 | 2.6e-07 | 2.4661e-07 | 0 | 0 | 0 | 1.2588e-08 | -1.551e-07 | 1.5105e-07 | -1.3285e-08 | 1.3009e-07 | -1.2534e-07 | -3.9084e-07 | 2.1624e-08 | -9.8693e-09 | 3.2574e-07 | -1.7193e-08 | 6.8431e-09 | 0 | 0 | 0 | 0 | 0 | 0 | 1.0084 | 0.70184 | 0.9235 | 1.0084 | 0.70184 | 0.9235 | 0.33083 | -99.1015 | 84.2313 | 0.33083 | -99.1015 | 84.2313
Line10_11_12 | 1.1157e-06 | 1.2012e-06 | 1.0281e-06 | 0 | 1.0158e-06 | 0 | 2.5767e-07 | 2.7741e-07 | 2.3743e-07 | 0 | 2.3458e-07 | 0 | 1.6396e-08 | 1.2991e-20 | -5.8979e-21 | -1.6396e-08 | 5.9967e-15 | 3.5767e-15 | -3.9528e-07 | -4.3289e-20 | 4.3832e-21 | 3.2945e-07 | 1.217e-14 | 7.1494e-15 | 0 | 0 | 0 | 0 | -92.3816 | 0 | 0.88645 | 0 | 0.88645 | 0.88645 | 0 | 0.88645 | 0.48165 | 0 | 0 | 0.48165 | 0 | 0
Line11_12_13 | 0 | 1.001e-06 | 0 | 0 | 0 | 0 | 0 | 2.3117e-07 | 0 | 0 | 0 | 0 | 1.3664e-08 | -6.0021e-15 | -3.7129e-15 | -1.3664e-08 | 8.7368e-15 | 5.1504e-15 | -3.294e-07 | -1.1948e-14 | -7.2298e-15 | 2.6357e-07 | 1.7802e-14 | 1.0349e-14 | 0 | 0 | 0 | 0 | 0 | 0 | 0.88645 | 0 | 0.88645 | 0.88645 | 0 | 0.88645 | 0.48165 | 0 | 0 | 0.48165 | 0 | 0
Line12_13_15 | 0 | 0 | 0 | 0 | 0 | 0 | 0 | 0 | 0 | 0 | 0 | 0 | 8.1982e-09 | -6.5598e-15 | -4.0483e-15 | -8.1982e-09 | 5.4769e-15 | 3.0614e-15 | -1.9764e-07 | -1.3048e-14 | -7.8714e-15 | 1.3181e-07 | 1.1406e-14 | 6.3497e-15 | 0 | 0 | 0 | 0 | 0 | 0 | 0.88645 | 0 | 0.88645 | 0.88645 | 0 | 0.88645 | 0.48165 | 0 | 0 | 0.48165 | 0 | 0
Line13_13_14 | 0 | 0 | 0 | 0 | 0 | 0 | 0 | 0 | 0 | 0 | 0 | 0 | 2.7327e-09 | -2.1866e-15 | -1.3494e-15 | -2.7327e-09 | -9.5999e-18 | -2.5803e-16 | -6.588e-08 | -4.3492e-15 | -2.6238e-15 | 4.9692e-11 | 4.2796e-16 | -1.5112e-16 | 0 | 0 | 0 | 0 | 0 | 0 | 0.88645 | 0 | 0.88645 | 0.88645 | 0 | 0.88645 | 0.48165 | 0 | 0 | 0.48165 | 0 | 0
Line14_15_16 | 0 | 0 | 0 | 0 | 0 | 0 | 0 | 0 | 0 | 0 | 0 | 0 | 5.4655e-09 | -5.4887e-15 | -3.3696e-15 | -5.4655e-09 | 3.075e-15 | 1.5404e-15 | -1.3176e-07 | -1.0898e-14 | -6.5309e-15 | 6.593e-08 | 6.6899e-15 | 3.4375e-15 | 0 | 0 | 0 | 0 | 0 | 0 | 0.88645 | 0 | 0.88645 | 0.88645 | 0 | 0.88645 | 0.48165 | 0 | 0 | 0.48165 | 0 | 0
Line15_16_17 | 0 | 0 | 0 | 0 | 0 | 0 | 0 | 0 | 0 | 0 | 0 | 0 | 2.7327e-09 | -3.0878e-15 | -1.8844e-15 | -2.7327e-09 | -1.2713e-17 | -3.5477e-16 | -6.588e-08 | -6.1193e-15 | -3.639e-15 | 4.9692e-11 | 5.9332e-16 | -2.0685e-16 | 0 | 0 | 0 | 0 | 0 | 0 | 0.88645 | 0 | 0.88645 | 0.88645 | 0 | 0.88645 | 0.48165 | 0 | 0 | 0.48165 | 0 | 0
Line16_4_18 | 0 | 0 | 0 | 0 | 0 | 0 | 0 | 0 | 0 | 0 | 0 | 0 | 2.0979e-09 | -2.585e-08 | 2.5175e-08 | -2.7949e-09 | 8.3615e-10 | 5.3596e-10 | -6.5141e-08 | 3.604e-09 | -1.6449e-09 | 3.4318e-11 | 8.2719e-10 | -1.3813e-09 | 0 | 0 | 0 | 0 | 0 | 0 | 1.0084 | 0.70184 | 0.9235 | 1.0084 | 0.70184 | 0.9235 | 0.33083 | -99.1015 | 84.2313 | 0.33083 | -99.1015 | 84.2313
Line17_5_19 | 0 | 0 | 0 | 0 | 0 | 0 | 0 | 0 | 0 | 0 | 0 | 0 | 2.0979e-09 | -2.585e-08 | 2.5175e-08 | -2.7949e-09 | 8.3615e-10 | 5.3596e-10 | -6.5141e-08 | 3.604e-09 | -1.6449e-09 | 3.4318e-11 | 8.2719e-10 | -1.3813e-09 | 0 | 0 | 0 | 0 | 0 | 0 | 1.0084 | 0.70184 | 0.9235 | 1.0084 | 0.70184 | 0.9235 | 0.33083 | -99.1015 | 84.2313 | 0.33083 | -99.1015 | 84.2313
Line1_1_3 | 1.4845e-06 | 3.0972 | 3.1862 | 1.3014e-06 | 3.0972 | 3.1862 | 3.4284e-07 | 0.71527 | 0.73582 | 3.0054e-07 | 0.71527 | 0.73582 | 2.0087e-08 | 0.18691 | 0.2077 | -2.1204e-08 | -0.093457 | -0.10385 | -5.2888e-07 | 0.38816 | 0.40107 | 4.6221e-07 | -0.19408 | -0.20054 | 0 | 0 | 0 | -92.2206 | 16.6113 | -158.3907 | 1.0084 | 0.70184 | 0.9235 | 0.93347 | 0.35092 | 0.88747 | 0.33083 | -99.1015 | 84.2313 | 0.40604 | -99.1015 | 84.2313
Line2_1_4 | 0 | 0 | 0 | 0 | 0 | 0 | 0 | 0 | 0 | 0 | 0 | 0 | 4.1959e-09 | -5.1701e-08 | 5.0351e-08 | -4.8928e-09 | 2.6687e-08 | -2.4639e-08 | -1.3028e-07 | 7.2081e-09 | -3.2898e-09 | 6.5175e-08 | -2.7768e-09 | 2.6357e-10 | 0 | 0 | 0 | 0 | 0 | 0 | 1.0084 | 0.70184 | 0.9235 | 1.0084 | 0.70184 | 0.9235 | 0.33083 | -99.1015 | 84.2313 | 0.33083 | -99.1015 | 84.2313
Line3_1_5 | 0 | 0 | 0 | 0 | 0 | 0 | 0 | 0 | 0 | 0 | 0 | 0 | 4.1959e-09 | -5.1701e-08 | 5.0351e-08 | -4.8928e-09 | 2.6687e-08 | -2.4639e-08 | -1.3028e-07 | 7.2081e-09 | -3.2898e-09 | 6.5175e-08 | -2.7768e-09 | 2.6357e-10 | 0 | 0 | 0 | 0 | 0 | 0 | 1.0084 | 0.70184 | 0.9235 | 1.0084 | 0.70184 | 0.9235 | 0.33083 | -99.1015 | 84.2313 | 0.33083 | -99.1015 | 84.2313
Line4_2_6 | 0 | 0 | 0 | 0 | 0 | 0 | 0 | 0 | 0 | 0 | 0 | 0 | 1.049e-08 | -1.2925e-07 | 1.2588e-07 | -1.1187e-08 | 1.0424e-07 | -1.0017e-07 | -3.257e-07 | 1.802e-08 | -8.2244e-09 | 2.606e-07 | -1.3589e-08 | 5.1982e-09 | 0 | 0 | 0 | 0 | 0 | 0 | 1.0084 | 0.70184 | 0.9235 | 1.0084 | 0.70184 | 0.9235 | 0.33083 | -99.1015 | 84.2313 | 0.33083 | -99.1015 | 84.2313
Line5_6_7 | 0 | 0 | 0 | 0 | 0 | 0 | 0 | 0 | 0 | 0 | 0 | 0 | 8.3918e-09 | -1.034e-07 | 1.007e-07 | -9.0887e-09 | 7.8388e-08 | -7.499e-08 | -2.6056e-07 | 1.4416e-08 | -6.5796e-09 | 1.9546e-07 | -9.9849e-09 | 3.5534e-09 | 0 | 0 | 0 | 0 | 0 | 0 | 1.0084 | 0.70184 | 0.9235 | 1.0084 | 0.70184 | 0.9235 | 0.33083 | -99.1015 | 84.2313 | 0.33083 | -99.1015 | 84.2313
Line6_7_8 | 0 | 0 | 0 | 0 | 0 | 0 | 0 | 0 | 0 | 0 | 0 | 0 | 6.2939e-09 | -7.7551e-08 | 7.5526e-08 | -6.9908e-09 | 5.2537e-08 | -4.9815e-08 | -1.9542e-07 | 1.0812e-08 | -4.9347e-09 | 1.3032e-07 | -6.3809e-09 | 1.9085e-09 | 0 | 0 | 0 | 0 | 0 | 0 | 1.0084 | 0.70184 | 0.9235 | 1.0084 | 0.70184 | 0.9235 | 0.33083 | -99.1015 | 84.2313 | 0.33083 | -99.1015 | 84.2313
Line7_8_9 | 0 | 0 | 0 | 0 | 0 | 0 | 0 | 0 | 0 | 0 | 0 | 0 | 2.098e-09 | -2.585e-08 | 2.5175e-08 | -2.7949e-09 | 8.3615e-10 | 5.3596e-10 | -6.5141e-08 | 3.604e-09 | -1.6449e-09 | 3.4318e-11 | 8.2719e-10 | -1.3813e-09 | 0 | 0 | 0 | 0 | 0 | 0 | 1.0084 | 0.70184 | 0.9235 | 1.0084 | 0.70184 | 0.9235 | 0.33083 | -99.1015 | 84.2313 | 0.33083 | -99.1015 | 84.2313
Line8_8_10 | 0 | 0 | 0 | 0 | 0 | 0 | 0 | 0 | 0 | 0 | 0 | 0 | 2.098e-09 | -2.585e-08 | 2.5175e-08 | -2.7949e-09 | 8.3615e-10 | 5.3596e-10 | -6.5141e-08 | 3.604e-09 | -1.6449e-09 | 3.4319e-11 | 8.2719e-10 | -1.3813e-09 | 0 | 0 | 0 | 0 | 0 | 0 | 1.0084 | 0.70184 | 0.9235 | 1.0084 | 0.70184 | 0.9235 | 0.33083 | -99.1015 | 84.2313 | 0.33083 | -99.1015 | 84.2313
Line9_3_11 | 1.3009e-06 | 3.0972 | 3.1862 | 1.1162e-06 | 3.0972 | 3.1862 | 3.0044e-07 | 0.71527 | 0.73582 | 2.5778e-07 | 0.71527 | 0.73582 | 1.844e-08 | 0.093457 | 0.10385 | -1.9129e-08 | 1.1647e-13 | 1.982e-14 | -4.6217e-07 | 0.19408 | 0.20054 | 3.9533e-07 | -3.7536e-15 | 1.1216e-14 | 0 | -163.3887 | 21.6093 | -92.2886 | 16.6113 | -158.3907 | 0.93347 | 0.35092 | 0.88747 | 0.88645 | 0 | 0.88645 | 0.40604 | -99.1015 | 84.2313 | 0.48165 | 0 | 0

## LLG_max_10
name | pf_ikss_a_from_ka | pf_ikss_b_from_ka | pf_ikss_c_from_ka | pf_ikss_a_to_ka | pf_ikss_b_to_ka | pf_ikss_c_to_ka | pf_skss_a_from_mw | pf_skss_b_from_mw | pf_skss_c_from_mw | pf_skss_a_to_mw | pf_skss_b_to_mw | pf_skss_c_to_mw | pf_p_a_from_mw | pf_p_b_from_mw | pf_p_c_from_mw | pf_p_a_to_mw | pf_p_b_to_mw | pf_p_c_to_mw | pf_q_a_from_mvar | pf_q_b_from_mvar | pf_q_c_from_mvar | pf_q_a_to_mvar | pf_q_b_to_mvar | pf_q_c_to_mvar | pf_ikss_a_from_degree | pf_ikss_b_from_degree | pf_ikss_c_from_degree | pf_ikss_a_to_degree | pf_ikss_b_to_degree | pf_ikss_c_to_degree | pf_vm_a_from_pu | pf_vm_b_from_pu | pf_vm_c_from_pu | pf_vm_a_to_pu | pf_vm_b_to_pu | pf_vm_c_to_pu | pf_va_a_from_degree | pf_va_b_from_degree | pf_va_c_from_degree | pf_va_a_to_degree | pf_va_b_to_degree | pf_va_c_to_degree
Line0_1_2 | 1.1486e-06 | 1.1799e-06 | 1.1173e-06 | 0 | 0 | 0 | 2.6526e-07 | 2.7249e-07 | 2.5802e-07 | 0 | 0 | 0 | 1.379e-08 | -1.6751e-07 | 1.6293e-07 | -1.4554e-08 | 1.4052e-07 | -1.3518e-07 | -4.2859e-07 | 2.4143e-08 | -1.1202e-08 | 3.572e-07 | -1.9236e-08 | 7.8358e-09 | 0 | 0 | 0 | 0 | 0 | 0 | 1.0547 | 0.72372 | 0.96423 | 1.0547 | 0.72372 | 0.96423 | 0.33212 | -99.3593 | 84.0283 | 0.33212 | -99.3593 | 84.0283
Line10_11_12 | 1.1684e-06 | 1.2579e-06 | 1.0765e-06 | 0 | 1.0637e-06 | 0 | 2.6983e-07 | 2.9051e-07 | 2.4862e-07 | 0 | 2.4565e-07 | 0 | 1.7963e-08 | 3.4407e-21 | -3.6434e-21 | -1.7963e-08 | 6.5767e-15 | 3.9218e-15 | -4.3346e-07 | -5.5874e-20 | 1.3889e-20 | 3.6127e-07 | 1.3347e-14 | 7.8387e-15 | 0 | 0 | 0 | 0 | -92.3816 | 0 | 0.92827 | 0 | 0.92827 | 0.92827 | 0 | 0.92827 | 0.48283 | 0 | 0 | 0.48283 | 0 | 0
Line11_12_13 | 0 | 1.0483e-06 | 0 | 0 | 0 | 0 | 0 | 2.4209e-07 | 0 | 0 | 0 | 0 | 1.4969e-08 | -6.5826e-15 | -4.0712e-15 | -1.4969e-08 | 9.5818e-15 | 5.6473e-15 | -3.6121e-07 | -1.3103e-14 | -7.9269e-15 | 2.8903e-07 | 1.9523e-14 | 1.1347e-14 | 0 | 0 | 0 | 0 | 0 | 0 | 0.92827 | 0 | 0.92827 | 0.92827 | 0 | 0.92827 | 0.48283 | 0 | 0 | 0.48283 | 0 | 0
Line12_13_15 | 0 | 0 | 0 | 0 | 0 | 0 | 0 | 0 | 0 | 0 | 0 | 0 | 8.9817e-09 | -7.1943e-15 | -4.4389e-15 | -8.9817e-09 | 6.0066e-15 | 3.3567e-15 | -2.1673e-07 | -1.4309e-14 | -8.6304e-15 | 1.4454e-07 | 1.2509e-14 | 6.9619e-15 | 0 | 0 | 0 | 0 | 0 | 0 | 0.92827 | 0 | 0.92827 | 0.92827 | 0 | 0.92827 | 0.48283 | 0 | 0 | 0.48283 | 0 | 0
Line13_13_14 | 0 | 0 | 0 | 0 | 0 | 0 | 0 | 0 | 0 | 0 | 0 | 0 | 2.9939e-09 | -2.3981e-15 | -1.4796e-15 | -2.9939e-09 | -1.0524e-17 | -2.8305e-16 | -7.2243e-08 | -4.7696e-15 | -2.8768e-15 | 5.4648e-11 | 4.6952e-16 | -1.6576e-16 | 0 | 0 | 0 | 0 | 0 | 0 | 0.92827 | 0 | 0.92827 | 0.92827 | 0 | 0.92827 | 0.48283 | 0 | 0 | 0.48283 | 0 | 0
Line14_15_16 | 0 | 0 | 0 | 0 | 0 | 0 | 0 | 0 | 0 | 0 | 0 | 0 | 5.9878e-09 | -6.0195e-15 | -3.6948e-15 | -5.9878e-09 | 3.3724e-15 | 1.6889e-15 | -1.4449e-07 | -1.1952e-14 | -7.1605e-15 | 7.2297e-08 | 7.3368e-15 | 3.7688e-15 | 0 | 0 | 0 | 0 | 0 | 0 | 0.92827 | 0 | 0.92827 | 0.92827 | 0 | 0.92827 | 0.48283 | 0 | 0 | 0.48283 | 0 | 0
Line15_16_17 | 0 | 0 | 0 | 0 | 0 | 0 | 0 | 0 | 0 | 0 | 0 | 0 | 2.9939e-09 | -3.3865e-15 | -2.0663e-15 | -2.9939e-09 | -1.3936e-17 | -3.8917e-16 | -7.2243e-08 | -6.7108e-15 | -3.9898e-15 | 5.4647e-11 | 6.5094e-16 | -2.2689e-16 | 0 | 0 | 0 | 0 | 0 | 0 | 0.92827 | 0 | 0.92827 | 0.92827 | 0 | 0.92827 | 0.48283 | 0 | 0 | 0.48283 | 0 | 0
Line16_4_18 | 0 | 0 | 0 | 0 | 0 | 0 | 0 | 0 | 0 | 0 | 0 | 0 | 2.2983e-09 | -2.7919e-08 | 2.7156e-08 | -3.062e-09 | 9.2983e-10 | 5.9708e-10 | -7.1432e-08 | 4.0238e-09 | -1.8671e-09 | 3.7794e-11 | 8.8306e-10 | -1.4996e-09 | 0 | 0 | 0 | 0 | 0 | 0 | 1.0547 | 0.72372 | 0.96423 | 1.0547 | 0.72372 | 0.96423 | 0.33212 | -99.3593 | 84.0283 | 0.33212 | -99.3593 | 84.0283
Line17_5_19 | 0 | 0 | 0 | 0 | 0 | 0 | 0 | 0 | 0 | 0 | 0 | 0 | 2.2983e-09 | -2.7919e-08 | 2.7156e-08 | -3.062e-09 | 9.2983e-10 | 5.9708e-10 | -7.1432e-08 | 4.0238e-09 | -1.8671e-09 | 3.7794e-11 | 8.8306e-10 | -1.4996e-09 | 0 | 0 | 0 | 0 | 0 | 0 | 1.0547 | 0.72372 | 0.96423 | 1.0547 | 0.72372 | 0.96423 | 0.33212 | -99.3593 | 84.0283 | 0.33212 | -99.3593 | 84.0283
Line1_1_3 | 1.5546e-06 | 3.1938 | 3.2857 | 1.3628e-06 | 3.1938 | 3.2857 | 3.5901e-07 | 0.73757 | 0.75881 | 3.1472e-07 | 0.73757 | 0.75881 | 2.2006e-08 | 0.19865 | 0.22097 | -2.323e-08 | -0.099325 | -0.11049 | -5.7995e-07 | 0.41279 | 0.42646 | 5.0685e-07 | -0.20639 | -0.21323 | 0 | 0 | 0 | -92.2169 | 16.3394 | -158.5804 | 1.0547 | 0.72372 | 0.96423 | 0.97732 | 0.36186 | 0.92843 | 0.33212 | -99.3593 | 84.0283 | 0.40727 | -99.3593 | 84.0283
Line2_1_4 | 0 | 0 | 0 | 0 | 0 | 0 | 0 | 0 | 0 | 0 | 0 | 0 | 4.5966e-09 | -5.5838e-08 | 5.4312e-08 | -5.3603e-09 | 2.8849e-08 | -2.6559e-08 | -1.4286e-07 | 8.0476e-09 | -3.7342e-09 | 7.147e-08 | -3.1408e-09 | 3.6749e-10 | 0 | 0 | 0 | 0 | 0 | 0 | 1.0547 | 0.72372 | 0.96423 | 1.0547 | 0.72372 | 0.96423 | 0.33212 | -99.3593 | 84.0283 | 0.33212 | -99.3593 | 84.0283
Line3_1_5 | 0 | 0 | 0 | 0 | 0 | 0 | 0 | 0 | 0 | 0 | 0 | 0 | 4.5966e-09 | -5.5838e-08 | 5.4312e-08 | -5.3603e-09 | 2.8849e-08 | -2.6559e-08 | -1.4286e-07 | 8.0476e-09 | -3.7342e-09 | 7.147e-08 | -3.1408e-09 | 3.6749e-10 | 0 | 0 | 0 | 0 | 0 | 0 | 1.0547 | 0.72372 | 0.96423 | 1.0547 | 0.72372 | 0.96423 | 0.33212 | -99.3593 | 84.0283 | 0.33212 | -99.3593 | 84.0283
Line4_2_6 | 0 | 0 | 0 | 0 | 0 | 0 | 0 | 0 | 0 | 0 | 0 | 0 | 1.1492e-08 | -1.396e-07 | 1.3578e-07 | -1.2255e-08 | 1.1261e-07 | -1.0803e-07 | -3.5716e-07 | 2.0119e-08 | -9.3354e-09 | 2.8577e-07 | -1.5212e-08 | 5.9687e-09 | 0 | 0 | 0 | 0 | 0 | 0 | 1.0547 | 0.72372 | 0.96423 | 1.0547 | 0.72372 | 0.96423 | 0.33212 | -99.3593 | 84.0283 | 0.33212 | -99.3593 | 84.0283
Line5_6_7 | 0 | 0 | 0 | 0 | 0 | 0 | 0 | 0 | 0 | 0 | 0 | 0 | 9.1932e-09 | -1.1168e-07 | 1.0862e-07 | -9.9569e-09 | 8.4687e-08 | -8.087e-08 | -2.8573e-07 | 1.6095e-08 | -7.4683e-09 | 2.1433e-07 | -1.1188e-08 | 4.1017e-09 | 0 | 0 | 0 | 0 | 0 | 0 | 1.0547 | 0.72372 | 0.96423 | 1.0547 | 0.72372 | 0.96423 | 0.33212 | -99.3593 | 84.0283 | 0.33212 | -99.3593 | 84.0283
Line6_7_8 | 0 | 0 | 0 | 0 | 0 | 0 | 0 | 0 | 0 | 0 | 0 | 0 | 6.8949e-09 | -8.3757e-08 | 8.1467e-08 | -7.6586e-09 | 5.6768e-08 | -5.3714e-08 | -2.143e-07 | 1.2071e-08 | -5.6013e-09 | 1.429e-07 | -7.1645e-09 | 2.2346e-09 | 0 | 0 | 0 | 0 | 0 | 0 | 1.0547 | 0.72372 | 0.96423 | 1.0547 | 0.72372 | 0.96423 | 0.33212 | -99.3593 | 84.0283 | 0.33212 | -99.3593 | 84.0283
Line7_8_9 | 0 | 0 | 0 | 0 | 0 | 0 | 0 | 0 | 0 | 0 | 0 | 0 | 2.2983e-09 | -2.7919e-08 | 2.7156e-08 | -3.062e-09 | 9.2983e-10 | 5.9708e-10 | -7.1432e-08 | 4.0238e-09 | -1.8671e-09 | 3.7794e-11 | 8.8306e-10 | -1.4996e-09 | 0 | 0 | 0 | 0 | 0 | 0 | 1.0547 | 0.72372 | 0.96423 | 1.0547 | 0.72372 | 0.96423 | 0.33212 | -99.3593 | 84.0283 | 0.33212 | -99.3593 | 84.0283
Line8_8_10 | 0 | 0 | 0 | 0 | 0 | 0 | 0 | 0 | 0 | 0 | 0 | 0 | 2.2983e-09 | -2.7919e-08 | 2.7156e-08 | -3.062e-09 | 9.2983e-10 | 5.9708e-10 | -7.1432e-08 | 4.0238e-09 | -1.8671e-09 | 3.7795e-11 | 8.8306e-10 | -1.4996e-09 | 0 | 0 | 0 | 0 | 0 | 0 | 1.0547 | 0.72372 | 0.96423 | 1.0547 | 0.72372 | 0.96423 | 0.33212 | -99.3593 | 84.0283 | 0.33212 | -99.3593 | 84.0283
Line9_3_11 | 1.3623e-06 | 3.1938 | 3.2857 | 1.1689e-06 | 3.1938 | 3.2857 | 3.1461e-07 | 0.73757 | 0.75881 | 2.6994e-07 | 0.73757 | 0.75881 | 2.0202e-08 | 0.099325 | 0.11049 | -2.0957e-08 | 1.3744e-13 | 4.3286e-14 | -5.0681e-07 | 0.20639 | 0.21323 | 4.3351e-07 | -3.6197e-14 | -6.8453e-15 | 0 | -163.6606 | 21.4195 | -92.2849 | 16.3394 | -158.5804 | 0.97732 | 0.36186 | 0.92843 | 0.92827 | 0 | 0.92827 | 0.40727 | -99.3593 | 84.0283 | 0.48283 | 0 | 0

## LLG_max_fault_6
name | pf_ikss_a_from_ka | pf_ikss_b_from_ka | pf_ikss_c_from_ka | pf_ikss_a_to_ka | pf_ikss_b_to_ka | pf_ikss_c_to_ka | pf_skss_a_from_mw | pf_skss_b_from_mw | pf_skss_c_from_mw | pf_skss_a_to_mw | pf_skss_b_to_mw | pf_skss_c_to_mw | pf_p_a_from_mw | pf_p_b_from_mw | pf_p_c_from_mw | pf_p_a_to_mw | pf_p_b_to_mw | pf_p_c_to_mw | pf_q_a_from_mvar | pf_q_b_from_mvar | pf_q_c_from_mvar | pf_q_a_to_mvar | pf_q_b_to_mvar | pf_q_c_to_mvar | pf_ikss_a_from_degree | pf_ikss_b_from_degree | pf_ikss_c_from_degree | pf_ikss_a_to_degree | pf_ikss_b_to_degree | pf_ikss_c_to_degree | pf_vm_a_from_pu | pf_vm_b_from_pu | pf_vm_c_from_pu | pf_vm_a_to_pu | pf_vm_b_to_pu | pf_vm_c_to_pu | pf_va_a_from_degree | pf_va_b_from_degree | pf_va_c_from_degree | pf_va_a_to_degree | pf_va_b_to_degree | pf_va_c_to_degree
Line0_1_2 | 0 | 0 | 0 | 0 | 0 | 0 | 0 | 0 | 0 | 0 | 0 | 0 | -1.7842e-08 | -1.0795e-08 | 2.8716e-08 | 1.47e-08 | 9.1896e-09 | -2.3969e-08 | -2.4404e-08 | 2.5476e-08 | -5.5425e-09 | 2.0472e-08 | -2.1169e-08 | 4.4063e-09 | 0 | 0 | 0 | 0 | 0 | 0 | 1.0494 | 1.0474 | 1.048 | 1.0494 | 1.0474 | 1.048 | 1.843 | -119.0903 | 117.0127 | 1.843 | -119.0903 | 117.0127
Line10_11_12 | 0 | 0 | 0 | 0 | 0 | 0 | 0 | 0 | 0 | 0 | 0 | 0 | -1.7973e-08 | -1.1151e-08 | 2.8929e-08 | 1.4813e-08 | 9.5052e-09 | -2.4122e-08 | -2.4918e-08 | 2.5778e-08 | -5.3951e-09 | 2.0899e-08 | -2.1431e-08 | 4.2805e-09 | 0 | 0 | 0 | 0 | 0 | 0 | 1.047 | 1.0411 | 1.0443 | 1.047 | 1.0411 | 1.0443 | 1.8317 | -119.2468 | 116.9524 | 1.8317 | -119.2468 | 116.9524
Line11_12_13 | 0 | 0 | 0 | 0 | 0 | 0 | 0 | 0 | 0 | 0 | 0 | 0 | -1.4977e-08 | -9.2928e-09 | 2.4107e-08 | 1.1817e-08 | 7.6466e-09 | -1.9301e-08 | -2.0765e-08 | 2.1481e-08 | -4.496e-09 | 1.6746e-08 | -1.7135e-08 | 3.3813e-09 | 0 | 0 | 0 | 0 | 0 | 0 | 1.047 | 1.0411 | 1.0443 | 1.047 | 1.0411 | 1.0443 | 1.8317 | -119.2468 | 116.9524 | 1.8317 | -119.2468 | 116.9524
Line12_13_15 | 0 | 0 | 0 | 0 | 0 | 0 | 0 | 0 | 0 | 0 | 0 | 0 | -8.9864e-09 | -5.5757e-09 | 1.4464e-08 | 5.8265e-09 | 3.9295e-09 | -9.6582e-09 | -1.2459e-08 | 1.2889e-08 | -2.6976e-09 | 8.4401e-09 | -8.5424e-09 | 1.583e-09 | 0 | 0 | 0 | 0 | 0 | 0 | 1.047 | 1.0411 | 1.0443 | 1.047 | 1.0411 | 1.0443 | 1.8317 | -119.2468 | 116.9524 | 1.8317 | -119.2468 | 116.9524
Line13_13_14 | 0 | 0 | 0 | 0 | 0 | 0 | 0 | 0 | 0 | 0 | 0 | 0 | -2.9955e-09 | -1.8586e-09 | 4.8214e-09 | -1.6444e-10 | 2.1237e-10 | -1.5313e-11 | -4.153e-09 | 4.2963e-09 | -8.9919e-10 | 1.3421e-10 | 5.0182e-11 | -2.1543e-10 | 0 | 0 | 0 | 0 | 0 | 0 | 1.047 | 1.0411 | 1.0443 | 1.047 | 1.0411 | 1.0443 | 1.8317 | -119.2468 | 116.9524 | 1.8317 | -119.2468 | 116.9524
Line14_15_16 | 0 | 0 | 0 | 0 | 0 | 0 | 0 | 0 | 0 | 0 | 0 | 0 | -5.991e-09 | -3.7171e-09 | 9.6429e-09 | 2.831e-09 | 2.0709e-09 | -4.8367e-09 | -8.3059e-09 | 8.5926e-09 | -1.7984e-09 | 4.2872e-09 | -4.2461e-09 | 6.8376e-10 | 0 | 0 | 0 | 0 | 0 | 0 | 1.047 | 1.0411 | 1.0443 | 1.047 | 1.0411 | 1.0443 | 1.8317 | -119.2468 | 116.9524 | 1.8317 | -119.2468 | 116.9524
Line15_16_17 | 0 | 0 | 0 | 0 | 0 | 0 | 0 | 0 | 0 | 0 | 0 | 0 | -2.9955e-09 | -1.8586e-09 | 4.8214e-09 | -1.6444e-10 | 2.1237e-10 | -1.5313e-11 | -4.153e-09 | 4.2963e-09 | -8.9919e-10 | 1.3421e-10 | 5.0182e-11 | -2.1543e-10 | 0 | 0 | 0 | 0 | 0 | 0 | 1.047 | 1.0411 | 1.0443 | 1.047 | 1.0411 | 1.0443 | 1.8317 | -119.2468 | 116.9524 | 1.8317 | -119.2468 | 116.9524
Line16_4_18 | 0 | 0 | 0 | 0 | 0 | 0 | 0 | 0 | 0 | 0 | 0 | 0 | -2.9737e-09 | -1.7991e-09 | 4.7861e-09 | -1.6859e-10 | 1.9413e-10 | -3.8811e-11 | -4.0674e-09 | 4.246e-09 | -9.2375e-10 | 1.3516e-10 | 6.0928e-11 | -2.1239e-10 | 0 | 0 | 0 | 0 | 0 | 0 | 1.0494 | 1.0474 | 1.048 | 1.0494 | 1.0474 | 1.048 | 1.843 | -119.0903 | 117.0127 | 1.843 | -119.0903 | 117.0127
Line17_5_19 | 0 | 0 | 0 | 0 | 0 | 0 | 0 | 0 | 0 | 0 | 0 | 0 | -2.9737e-09 | -1.7991e-09 | 4.7861e-09 | -1.6859e-10 | 1.9413e-10 | -3.8811e-11 | -4.0674e-09 | 4.246e-09 | -9.2375e-10 | 1.3516e-10 | 6.0928e-11 | -2.1239e-10 | 0 | 0 | 0 | 0 | 0 | 0 | 1.0494 | 1.0474 | 1.048 | 1.0494 | 1.0474 | 1.048 | 1.843 | -119.0903 | 117.0127 | 1.843 | -119.0903 | 117.0127
Line1_1_3 | 0 | 0.032382 | 0.034374 | 0 | 0.032382 | 0.034374 | 0 | 0.0074783 | 0.0079383 | 0 | 0.0074783 | 0.0079383 | -2.3957e-08 | 0.0052564 | 0.0059358 | 2.0804e-08 | -0.0052497 | -0.0059218 | -3.3168e-08 | 0.0052852 | 0.0059483 | 2.9198e-08 | -0.0052641 | -0.0059281 | 0 | 0 | 0 | 0 | 15.753 | -108.0474 | 1.0494 | 1.0474 | 1.048 | 1.0482 | 1.0442 | 1.0462 | 1.843 | -119.0903 | 117.0127 | 1.8374 | -119.1683 | 116.9827
Line2_1_4 | 0 | 0 | 0 | 0 | 0 | 0 | 0 | 0 | 0 | 0 | 0 | 0 | -5.9474e-09 | -3.5982e-09 | 9.5721e-09 | 2.8051e-09 | 1.9932e-09 | -4.8249e-09 | -8.1347e-09 | 8.492e-09 | -1.8475e-09 | 4.2025e-09 | -4.185e-09 | 7.1136e-10 | 0 | 0 | 0 | 0 | 0 | 0 | 1.0494 | 1.0474 | 1.048 | 1.0494 | 1.0474 | 1.048 | 1.843 | -119.0903 | 117.0127 | 1.843 | -119.0903 | 117.0127
Line3_1_5 | 0 | 0 | 0 | 0 | 0 | 0 | 0 | 0 | 0 | 0 | 0 | 0 | -5.9474e-09 | -3.5982e-09 | 9.5721e-09 | 2.8051e-09 | 1.9932e-09 | -4.8249e-09 | -8.1347e-09 | 8.492e-09 | -1.8475e-09 | 4.2025e-09 | -4.185e-09 | 7.1136e-10 | 0 | 0 | 0 | 0 | 0 | 0 | 1.0494 | 1.0474 | 1.048 | 1.0494 | 1.0474 | 1.048 | 1.843 | -119.0903 | 117.0127 | 1.843 | -119.0903 | 117.0127
Line4_2_6 | 0 | 0 | 0 | 0 | 0 | 0 | 0 | 0 | 0 | 0 | 0 | 0 | -1.4868e-08 | -8.9954e-09 | 2.393e-08 | 1.1726e-08 | 7.3905e-09 | -1.9183e-08 | -2.0337e-08 | 2.123e-08 | -4.6187e-09 | 1.6405e-08 | -1.6923e-08 | 3.4826e-09 | 0 | 0 | 0 | 0 | 0 | 0 | 1.0494 | 1.0474 | 1.048 | 1.0494 | 1.0474 | 1.048 | 1.843 | -119.0903 | 117.0127 | 1.843 | -119.0903 | 117.0127
Line5_6_7 | 0 | 0 | 0 | 0 | 0 | 0 | 0 | 0 | 0 | 0 | 0 | 0 | -1.1895e-08 | -7.1964e-09 | 1.9144e-08 | 8.7525e-09 | 5.5914e-09 | -1.4397e-08 | -1.6269e-08 | 1.6984e-08 | -3.695e-09 | 1.2337e-08 | -1.2677e-08 | 2.5589e-09 | 0 | 0 | 0 | 0 | 0 | 0 | 1.0494 | 1.0474 | 1.048 | 1.0494 | 1.0474 | 1.048 | 1.843 | -119.0903 | 117.0127 | 1.843 | -119.0903 | 117.0127
Line6_7_8 | 0 | 0 | 0 | 0 | 0 | 0 | 0 | 0 | 0 | 0 | 0 | 0 | -8.9211e-09 | -5.3973e-09 | 1.4358e-08 | 5.7788e-09 | 3.7923e-09 | -9.6109e-09 | -1.2202e-08 | 1.2738e-08 | -2.7712e-09 | 8.2699e-09 | -8.431e-09 | 1.6351e-09 | 0 | 0 | 0 | 0 | 0 | 0 | 1.0494 | 1.0474 | 1.048 | 1.0494 | 1.0474 | 1.048 | 1.843 | -119.0903 | 117.0127 | 1.843 | -119.0903 | 117.0127
Line7_8_9 | 0 | 0 | 0 | 0 | 0 | 0 | 0 | 0 | 0 | 0 | 0 | 0 | -2.9737e-09 | -1.7991e-09 | 4.7861e-09 | -1.6859e-10 | 1.9413e-10 | -3.8811e-11 | -4.0674e-09 | 4.246e-09 | -9.2375e-10 | 1.3516e-10 | 6.0928e-11 | -2.1239e-10 | 0 | 0 | 0 | 0 | 0 | 0 | 1.0494 | 1.0474 | 1.048 | 1.0494 | 1.0474 | 1.048 | 1.843 | -119.0903 | 117.0127 | 1.843 | -119.0903 | 117.0127
Line8_8_10 | 0 | 0 | 0 | 0 | 0 | 0 | 0 | 0 | 0 | 0 | 0 | 0 | -2.9737e-09 | -1.7991e-09 | 4.7861e-09 | -1.6859e-10 | 1.9413e-10 | -3.8811e-11 | -4.0674e-09 | 4.246e-09 | -9.2375e-10 | 1.3516e-10 | 6.0928e-11 | -2.1239e-10 | 0 | 0 | 0 | 0 | 0 | 0 | 1.0494 | 1.0474 | 1.048 | 1.0494 | 1.0474 | 1.048 | 1.843 | -119.0903 | 117.0127 | 1.843 | -119.0903 | 117.0127
Line9_3_11 | 0 | 0.032382 | 0.034374 | 0 | 0.032382 | 0.034374 | 0 | 0.0074783 | 0.0079383 | 0 | 0.0074783 | 0.0079383 | -2.097e-08 | 0.0052497 | 0.0059218 | 1.7808e-08 | -0.005243 | -0.0059079 | -2.9063e-08 | 0.0052641 | 0.0059281 | 2.5052e-08 | -0.005243 | -0.0059078 | 0 | -164.2468 | 71.9524 | 0 | 15.753 | -108.0474 | 1.0482 | 1.0442 | 1.0462 | 1.047 | 1.0411 | 1.0443 | 1.8374 | -119.1683 | 116.9827 | 1.8317 | -119.2468 | 116.9524

## LLG_max_fault_10
name | pf_ikss_a_from_ka | pf_ikss_b_from_ka | pf_ikss_c_from_ka | pf_ikss_a_to_ka | pf_ikss_b_to_ka | pf_ikss_c_to_ka | pf_skss_a_from_mw | pf_skss_b_from_mw | pf_skss_c_from_mw | pf_skss_a_to_mw | pf_skss_b_to_mw | pf_skss_c_to_mw | pf_p_a_from_mw | pf_p_b_from_mw | pf_p_c_from_mw | pf_p_a_to_mw | pf_p_b_to_mw | pf_p_c_to_mw | pf_q_a_from_mvar | pf_q_b_from_mvar | pf_q_c_from_mvar | pf_q_a_to_mvar | pf_q_b_to_mvar | pf_q_c_to_mvar | pf_ikss_a_from_degree | pf_ikss_b_from_degree | pf_ikss_c_from_degree | pf_ikss_a_to_degree | pf_ikss_b_to_degree | pf_ikss_c_to_degree | pf_vm_a_from_pu | pf_vm_b_from_pu | pf_vm_c_from_pu | pf_vm_a_to_pu | pf_vm_b_to_pu | pf_vm_c_to_pu | pf_va_a_from_degree | pf_va_b_from_degree | pf_va_c_from_degree | pf_va_a_to_degree | pf_va_b_to_degree | pf_va_c_to_degree
Line0_1_2 | 0 | 0 | 0 | 0 | 0 | 0 | 0 | 0 | 0 | 0 | 0 | 0 | -1.9585e-08 | -1.1854e-08 | 3.152e-08 | 1.6136e-08 | 1.0092e-08 | -2.6309e-08 | -2.6795e-08 | 2.7969e-08 | -6.0789e-09 | 2.2478e-08 | -2.3241e-08 | 4.8324e-09 | 0 | 0 | 0 | 0 | 0 | 0 | 1.0993 | 1.0971 | 1.0978 | 1.0993 | 1.0971 | 1.0978 | 1.8417 | -119.0962 | 117.0086 | 1.8417 | -119.0962 | 117.0086
Line10_11_12 | 0 | 0 | 0 | 0 | 0 | 0 | 0 | 0 | 0 | 0 | 0 | 0 | -1.9728e-08 | -1.2246e-08 | 3.1753e-08 | 1.626e-08 | 1.0438e-08 | -2.6477e-08 | -2.7359e-08 | 2.83e-08 | -5.9173e-09 | 2.2946e-08 | -2.3529e-08 | 4.6944e-09 | 0 | 0 | 0 | 0 | 0 | 0 | 1.0969 | 1.0906 | 1.0939 | 1.0969 | 1.0906 | 1.0939 | 1.8304 | -119.2527 | 116.9483 | 1.8304 | -119.2527 | 116.9483
Line11_12_13 | 0 | 0 | 0 | 0 | 0 | 0 | 0 | 0 | 0 | 0 | 0 | 0 | -1.644e-08 | -1.0205e-08 | 2.6461e-08 | 1.2972e-08 | 8.3973e-09 | -2.1185e-08 | -2.2799e-08 | 2.3584e-08 | -4.9311e-09 | 1.8386e-08 | -1.8812e-08 | 3.7081e-09 | 0 | 0 | 0 | 0 | 0 | 0 | 1.0969 | 1.0906 | 1.0939 | 1.0969 | 1.0906 | 1.0939 | 1.8304 | -119.2527 | 116.9483 | 1.8304 | -119.2527 | 116.9483
Line12_13_15 | 0 | 0 | 0 | 0 | 0 | 0 | 0 | 0 | 0 | 0 | 0 | 0 | -9.8641e-09 | -6.1229e-09 | 1.5877e-08 | 6.3957e-09 | 4.3154e-09 | -1.0601e-08 | -1.3679e-08 | 1.415e-08 | -2.9586e-09 | 9.2668e-09 | -9.3788e-09 | 1.7357e-09 | 0 | 0 | 0 | 0 | 0 | 0 | 1.0969 | 1.0906 | 1.0939 | 1.0969 | 1.0906 | 1.0939 | 1.8304 | -119.2527 | 116.9483 | 1.8304 | -119.2527 | 116.9483
Line13_13_14 | 0 | 0 | 0 | 0 | 0 | 0 | 0 | 0 | 0 | 0 | 0 | 0 | -3.288e-09 | -2.041e-09 | 5.2922e-09 | -1.8038e-10 | 2.334e-10 | -1.6237e-11 | -4.5598e-09 | 4.7167e-09 | -9.8622e-10 | 1.4719e-10 | 5.4636e-11 | -2.3672e-10 | 0 | 0 | 0 | 0 | 0 | 0 | 1.0969 | 1.0906 | 1.0939 | 1.0969 | 1.0906 | 1.0939 | 1.8304 | -119.2527 | 116.9483 | 1.8304 | -119.2527 | 116.9483
Line14_15_16 | 0 | 0 | 0 | 0 | 0 | 0 | 0 | 0 | 0 | 0 | 0 | 0 | -6.5761e-09 | -4.0819e-09 | 1.0584e-08 | 3.1076e-09 | 2.2744e-09 | -5.3085e-09 | -9.1196e-09 | 9.4334e-09 | -1.9724e-09 | 4.707e-09 | -4.6621e-09 | 7.4949e-10 | 0 | 0 | 0 | 0 | 0 | 0 | 1.0969 | 1.0906 | 1.0939 | 1.0969 | 1.0906 | 1.0939 | 1.8304 | -119.2527 | 116.9483 | 1.8304 | -119.2527 | 116.9483
Line15_16_17 | 0 | 0 | 0 | 0 | 0 | 0 | 0 | 0 | 0 | 0 | 0 | 0 | -3.288e-09 | -2.041e-09 | 5.2922e-09 | -1.8038e-10 | 2.334e-10 | -1.6237e-11 | -4.5598e-09 | 4.7167e-09 | -9.8622e-10 | 1.4719e-10 | 5.4636e-11 | -2.3672e-10 | 0 | 0 | 0 | 0 | 0 | 0 | 1.0969 | 1.0906 | 1.0939 | 1.0969 | 1.0906 | 1.0939 | 1.8304 | -119.2527 | 116.9483 | 1.8304 | -119.2527 | 116.9483
Line16_4_18 | 0 | 0 | 0 | 0 | 0 | 0 | 0 | 0 | 0 | 0 | 0 | 0 | -3.2641e-09 | -1.9757e-09 | 5.2534e-09 | -1.8494e-10 | 2.134e-10 | -4.2016e-11 | -4.4659e-09 | 4.6615e-09 | -1.0132e-09 | 1.4823e-10 | 6.6426e-11 | -2.3339e-10 | 0 | 0 | 0 | 0 | 0 | 0 | 1.0993 | 1.0971 | 1.0978 | 1.0993 | 1.0971 | 1.0978 | 1.8417 | -119.0962 | 117.0086 | 1.8417 | -119.0962 | 117.0086
Line17_5_19 | 0 | 0 | 0 | 0 | 0 | 0 | 0 | 0 | 0 | 0 | 0 | 0 | -3.2641e-09 | -1.9757e-09 | 5.2534e-09 | -1.8494e-10 | 2.134e-10 | -4.2016e-11 | -4.4659e-09 | 4.6615e-09 | -1.0132e-09 | 1.4823e-10 | 6.6426e-11 | -2.3339e-10 | 0 | 0 | 0 | 0 | 0 | 0 | 1.0993 | 1.0971 | 1.0978 | 1.0993 | 1.0971 | 1.0978 | 1.8417 | -119.0962 | 117.0086 | 1.8417 | -119.0962 | 117.0086
Line1_1_3 | 0 | 0.033921 | 0.036006 | 0 | 0.033921 | 0.036006 | 0 | 0.0078338 | 0.0083153 | 0 | 0.0078338 | 0.0083153 | -2.6297e-08 | 0.0057679 | 0.0065129 | 2.2835e-08 | -0.0057605 | -0.0064975 | -3.6417e-08 | 0.0057995 | 0.0065265 | 3.2058e-08 | -0.0057764 | -0.0065044 | 0 | 0 | 0 | 0 | 15.7471 | -108.0515 | 1.0993 | 1.0971 | 1.0978 | 1.0981 | 1.0938 | 1.0959 | 1.8417 | -119.0962 | 117.0086 | 1.8361 | -119.1742 | 116.9785
Line2_1_4 | 0 | 0 | 0 | 0 | 0 | 0 | 0 | 0 | 0 | 0 | 0 | 0 | -6.5282e-09 | -3.9515e-09 | 1.0507e-08 | 3.0792e-09 | 2.1891e-09 | -5.2954e-09 | -8.9317e-09 | 9.323e-09 | -2.0263e-09 | 4.6141e-09 | -4.5951e-09 | 7.7976e-10 | 0 | 0 | 0 | 0 | 0 | 0 | 1.0993 | 1.0971 | 1.0978 | 1.0993 | 1.0971 | 1.0978 | 1.8417 | -119.0962 | 117.0086 | 1.8417 | -119.0962 | 117.0086
Line3_1_5 | 0 | 0 | 0 | 0 | 0 | 0 | 0 | 0 | 0 | 0 | 0 | 0 | -6.5282e-09 | -3.9515e-09 | 1.0507e-08 | 3.0792e-09 | 2.1891e-09 | -5.2954e-09 | -8.9317e-09 | 9.323e-09 | -2.0263e-09 | 4.6141e-09 | -4.5951e-09 | 7.7976e-10 | 0 | 0 | 0 | 0 | 0 | 0 | 1.0993 | 1.0971 | 1.0978 | 1.0993 | 1.0971 | 1.0978 | 1.8417 | -119.0962 | 117.0086 | 1.8417 | -119.0962 | 117.0086
Line4_2_6 | 0 | 0 | 0 | 0 | 0 | 0 | 0 | 0 | 0 | 0 | 0 | 0 | -1.6321e-08 | -9.8787e-09 | 2.6267e-08 | 1.2872e-08 | 8.1163e-09 | -2.1056e-08 | -2.2329e-08 | 2.3307e-08 | -5.0658e-09 | 1.8012e-08 | -1.858e-08 | 3.8192e-09 | 0 | 0 | 0 | 0 | 0 | 0 | 1.0993 | 1.0971 | 1.0978 | 1.0993 | 1.0971 | 1.0978 | 1.8417 | -119.0962 | 117.0086 | 1.8417 | -119.0962 | 117.0086
Line5_6_7 | 0 | 0 | 0 | 0 | 0 | 0 | 0 | 0 | 0 | 0 | 0 | 0 | -1.3057e-08 | -7.9029e-09 | 2.1014e-08 | 9.6074e-09 | 6.1406e-09 | -1.5802e-08 | -1.7863e-08 | 1.8646e-08 | -4.0526e-09 | 1.3546e-08 | -1.3918e-08 | 2.8061e-09 | 0 | 0 | 0 | 0 | 0 | 0 | 1.0993 | 1.0971 | 1.0978 | 1.0993 | 1.0971 | 1.0978 | 1.8417 | -119.0962 | 117.0086 | 1.8417 | -119.0962 | 117.0086
Line6_7_8 | 0 | 0 | 0 | 0 | 0 | 0 | 0 | 0 | 0 | 0 | 0 | 0 | -9.7924e-09 | -5.9272e-09 | 1.576e-08 | 6.3433e-09 | 4.1649e-09 | -1.0549e-08 | -1.3398e-08 | 1.3984e-08 | -3.0395e-09 | 9.0799e-09 | -9.2565e-09 | 1.7929e-09 | 0 | 0 | 0 | 0 | 0 | 0 | 1.0993 | 1.0971 | 1.0978 | 1.0993 | 1.0971 | 1.0978 | 1.8417 | -119.0962 | 117.0086 | 1.8417 | -119.0962 | 117.0086
Line7_8_9 | 0 | 0 | 0 | 0 | 0 | 0 | 0 | 0 | 0 | 0 | 0 | 0 | -3.2641e-09 | -1.9757e-09 | 5.2534e-09 | -1.8494e-10 | 2.134e-10 | -4.2016e-11 | -4.4659e-09 | 4.6615e-09 | -1.0132e-09 | 1.4823e-10 | 6.6426e-11 | -2.3339e-10 | 0 | 0 | 0 | 0 | 0 | 0 | 1.0993 | 1.0971 | 1.0978 | 1.0993 | 1.0971 | 1.0978 | 1.8417 | -119.0962 | 117.0086 | 1.8417 | -119.0962 | 117.0086
Line8_8_10 | 0 | 0 | 0 | 0 | 0 | 0 | 0 | 0 | 0 | 0 | 0 | 0 | -3.2641e-09 | -1.9757e-09 | 5.2534e-09 | -1.8494e-10 | 2.134e-10 | -4.2016e-11 | -4.4659e-09 | 4.6615e-09 | -1.0132e-09 | 1.4823e-10 | 6.6426e-11 | -2.3339e-10 | 0 | 0 | 0 | 0 | 0 | 0 | 1.0993 | 1.0971 | 1.0978 | 1.0993 | 1.0971 | 1.0978 | 1.8417 | -119.0962 | 117.0086 | 1.8417 | -119.0962 | 117.0086
Line9_3_11 | 0 | 0.033921 | 0.036006 | 0 | 0.033921 | 0.036006 | 0 | 0.0078338 | 0.0083153 | 0 | 0.0078338 | 0.0083153 | -2.3018e-08 | 0.0057605 | 0.0064975 | 1.9548e-08 | -0.0057532 | -0.0064822 | -3.191e-08 | 0.0057764 | 0.0065044 | 2.7506e-08 | -0.0057532 | -0.0064822 | 0 | -164.2527 | 71.9483 | 0 | 15.7471 | -108.0516 | 1.0981 | 1.0938 | 1.0959 | 1.0969 | 1.0906 | 1.0939 | 1.8361 | -119.1742 | 116.9785 | 1.8304 | -119.2527 | 116.9483

## LLG_min_6
name | pf_ikss_a_from_ka | pf_ikss_b_from_ka | pf_ikss_c_from_ka | pf_ikss_a_to_ka | pf_ikss_b_to_ka | pf_ikss_c_to_ka | pf_skss_a_from_mw | pf_skss_b_from_mw | pf_skss_c_from_mw | pf_skss_a_to_mw | pf_skss_b_to_mw | pf_skss_c_to_mw | pf_p_a_from_mw | pf_p_b_from_mw | pf_p_c_from_mw | pf_p_a_to_mw | pf_p_b_to_mw | pf_p_c_to_mw | pf_q_a_from_mvar | pf_q_b_from_mvar | pf_q_c_from_mvar | pf_q_a_to_mvar | pf_q_b_to_mvar | pf_q_c_to_mvar | pf_ikss_a_from_degree | pf_ikss_b_from_degree | pf_ikss_c_from_degree | pf_ikss_a_to_degree | pf_ikss_b_to_degree | pf_ikss_c_to_degree | pf_vm_a_from_pu | pf_vm_b_from_pu | pf_vm_c_from_pu | pf_vm_a_to_pu | pf_vm_b_to_pu | pf_vm_c_to_pu | pf_va_a_from_degree | pf_va_b_from_degree | pf_va_c_from_degree | pf_va_a_to_degree | pf_va_b_to_degree | pf_va_c_to_degree
Line0_1_2 | 0 | 1.0137e-06 | 0 | 0 | 0 | 0 | 0 | 2.3411e-07 | 0 | 0 | 0 | 0 | 7.1171e-09 | -1.3482e-07 | 1.3569e-07 | -8.2137e-09 | 1.1304e-07 | -1.1282e-07 | -3.1961e-07 | 3.1775e-08 | -2.0203e-08 | 2.6639e-07 | -2.5888e-08 | 1.5466e-08 | 0 | 0 | 0 | 0 | 0 | 0 | 0.94811 | 0.695 | 0.81889 | 0.94811 | 0.695 | 0.81889 | 0.59824 | -103.3455 | 80.0806 | 0.59824 | -103.3455 | 80.0806
Line10_11_12 | 1.0095e-06 | 1.0859e-06 | 0 | 0 | 0 | 0 | 2.3313e-07 | 2.5077e-07 | 0 | 0 | 0 | 0 | 1.3389e-08 | -6.1362e-21 | 9.1805e-22 | -1.3389e-08 | 9.4638e-15 | 5.6006e-15 | -3.2337e-07 | -2.4162e-20 | -2.5785e-20 | 2.6955e-07 | 9.9648e-15 | 5.8391e-15 | 0 | 0 | 0 | 0 | 0 | 0 | 0.80152 | 0 | 0.80152 | 0.80152 | 0 | 0.80152 | 0.88848 | 0 | 0 | 0.88848 | 0 | 0
Line11_12_13 | 0 | 0 | 0 | 0 | 0 | 0 | 0 | 0 | 0 | 0 | 0 | 0 | 1.1158e-08 | -9.4034e-15 | -5.7562e-15 | -1.1158e-08 | 1.3809e-14 | 8.081e-15 | -2.6948e-07 | -9.7473e-15 | -5.8772e-15 | 2.1566e-07 | 1.4587e-14 | 8.4604e-15 | 0 | 0 | 0 | 0 | 0 | 0 | 0.80152 | 0 | 0.80152 | 0.80152 | 0 | 0.80152 | 0.88848 | 0 | 0 | 0.88848 | 0 | 0
Line12_13_15 | 0 | 0 | 0 | 0 | 0 | 0 | 0 | 0 | 0 | 0 | 0 | 0 | 6.6946e-09 | -1.0274e-14 | -6.2726e-15 | -6.6946e-09 | 8.7293e-15 | 4.8625e-15 | -1.6169e-07 | -1.0643e-14 | -6.3971e-15 | 1.0787e-07 | 9.3829e-15 | 5.2189e-15 | 0 | 0 | 0 | 0 | 0 | 0 | 0.80152 | 0 | 0.80152 | 0.80152 | 0 | 0.80152 | 0.88848 | 0 | 0 | 0.88848 | 0 | 0
Line13_13_14 | 0 | 0 | 0 | 0 | 0 | 0 | 0 | 0 | 0 | 0 | 0 | 0 | 2.2315e-09 | -3.4247e-15 | -2.0909e-15 | -2.2315e-09 | 1.1699e-16 | -2.9451e-16 | -5.3895e-08 | -3.5477e-15 | -2.1324e-15 | 7.4985e-11 | 4.1791e-16 | -7.1129e-17 | 0 | 0 | 0 | 0 | 0 | 0 | 0.80152 | 0 | 0.80152 | 0.80152 | 0 | 0.80152 | 0.88848 | 0 | 0 | 0.88848 | 0 | 0
Line14_15_16 | 0 | 0 | 0 | 0 | 0 | 0 | 0 | 0 | 0 | 0 | 0 | 0 | 4.463e-09 | -8.5909e-15 | -5.2145e-15 | -4.463e-09 | 4.9855e-15 | 2.5193e-15 | -1.0779e-07 | -8.8868e-15 | -5.3044e-15 | 5.397e-08 | 5.5451e-15 | 2.8587e-15 | 0 | 0 | 0 | 0 | 0 | 0 | 0.80152 | 0 | 0.80152 | 0.80152 | 0 | 0.80152 | 0.88848 | 0 | 0 | 0.88848 | 0 | 0
Line15_16_17 | 0 | 0 | 0 | 0 | 0 | 0 | 0 | 0 | 0 | 0 | 0 | 0 | 2.2315e-09 | -4.8295e-15 | -2.912e-15 | -2.2315e-09 | 1.6279e-16 | -4.0463e-16 | -5.3895e-08 | -4.9879e-15 | -2.9535e-15 | 7.4985e-11 | 5.7921e-16 | -9.6904e-17 | 0 | 0 | 0 | 0 | 0 | 0 | 0.80152 | 0 | 0.80152 | 0.80152 | 0 | 0.80152 | 0.88848 | 0 | 0 | 0.88848 | 0 | 0
Line16_4_18 | 0 | 0 | 0 | 0 | 0 | 0 | 0 | 0 | 0 | 0 | 0 | 0 | 1.1862e-09 | -2.2471e-08 | 2.2616e-08 | -2.2828e-09 | 6.9093e-10 | 2.6046e-10 | -5.3269e-08 | 5.2958e-09 | -3.3672e-09 | 5.077e-11 | 5.9067e-10 | -1.3695e-09 | 0 | 0 | 0 | 0 | 0 | 0 | 0.94811 | 0.695 | 0.81889 | 0.94811 | 0.695 | 0.81889 | 0.59824 | -103.3455 | 80.0806 | 0.59824 | -103.3455 | 80.0806
Line17_5_19 | 0 | 0 | 0 | 0 | 0 | 0 | 0 | 0 | 0 | 0 | 0 | 0 | 1.1862e-09 | -2.2471e-08 | 2.2616e-08 | -2.2828e-09 | 6.9093e-10 | 2.6046e-10 | -5.3269e-08 | 5.2958e-09 | -3.3672e-09 | 5.077e-11 | 5.9067e-10 | -1.3695e-09 | 0 | 0 | 0 | 0 | 0 | 0 | 0.94811 | 0.695 | 0.81889 | 0.94811 | 0.695 | 0.81889 | 0.59824 | -103.3455 | 80.0806 | 0.59824 | -103.3455 | 80.0806
Line1_1_3 | 1.343e-06 | 2.4438 | 2.5749 | 1.1775e-06 | 2.4438 | 2.5749 | 3.1016e-07 | 0.56438 | 0.59464 | 2.7193e-07 | 0.56438 | 0.59464 | 1.4952e-08 | 0.22747 | 0.25603 | -1.6754e-08 | -0.11373 | -0.12801 | -4.3271e-07 | 0.24447 | 0.25917 | 3.7818e-07 | -0.12223 | -0.12959 | 0 | 0 | 0 | -91.7937 | 29.5915 | -145.2692 | 0.94811 | 0.695 | 0.81889 | 0.86138 | 0.3475 | 0.79035 | 0.59824 | -103.3455 | 80.0806 | 0.74296 | -103.3455 | 80.0806
Line2_1_4 | 0 | 0 | 0 | 0 | 0 | 0 | 0 | 0 | 0 | 0 | 0 | 0 | 2.3724e-09 | -4.4941e-08 | 4.5231e-08 | -3.4689e-09 | 2.3161e-08 | -2.2355e-08 | -1.0654e-07 | 1.0592e-08 | -6.7343e-09 | 5.3319e-08 | -4.7051e-09 | 1.9977e-09 | 0 | 0 | 0 | 0 | 0 | 0 | 0.94811 | 0.695 | 0.81889 | 0.94811 | 0.695 | 0.81889 | 0.59824 | -103.3455 | 80.0806 | 0.59824 | -103.3455 | 80.0806
Line3_1_5 | 0 | 0 | 0 | 0 | 0 | 0 | 0 | 0 | 0 | 0 | 0 | 0 | 2.3724e-09 | -4.4941e-08 | 4.5231e-08 | -3.4689e-09 | 2.3161e-08 | -2.2355e-08 | -1.0654e-07 | 1.0592e-08 | -6.7343e-09 | 5.3319e-08 | -4.7051e-09 | 1.9977e-09 | 0 | 0 | 0 | 0 | 0 | 0 | 0.94811 | 0.695 | 0.81889 | 0.94811 | 0.695 | 0.81889 | 0.59824 | -103.3455 | 80.0806 | 0.59824 | -103.3455 | 80.0806
Line4_2_6 | 0 | 0 | 0 | 0 | 0 | 0 | 0 | 0 | 0 | 0 | 0 | 0 | 5.931e-09 | -1.1235e-07 | 1.1308e-07 | -7.0275e-09 | 9.0573e-08 | -9.0202e-08 | -2.6634e-07 | 2.6479e-08 | -1.6836e-08 | 2.1313e-07 | -2.0593e-08 | 1.2099e-08 | 0 | 0 | 0 | 0 | 0 | 0 | 0.94811 | 0.695 | 0.81889 | 0.94811 | 0.695 | 0.81889 | 0.59824 | -103.3455 | 80.0806 | 0.59824 | -103.3455 | 80.0806
Line5_6_7 | 0 | 0 | 0 | 0 | 0 | 0 | 0 | 0 | 0 | 0 | 0 | 0 | 4.7448e-09 | -8.9882e-08 | 9.0463e-08 | -5.8413e-09 | 6.8103e-08 | -6.7587e-08 | -2.1307e-07 | 2.1183e-08 | -1.3469e-08 | 1.5986e-07 | -1.5297e-08 | 8.732e-09 | 0 | 0 | 0 | 0 | 0 | 0 | 0.94811 | 0.695 | 0.81889 | 0.94811 | 0.695 | 0.81889 | 0.59824 | -103.3455 | 80.0806 | 0.59823 | -103.3455 | 80.0806
Line6_7_8 | 0 | 0 | 0 | 0 | 0 | 0 | 0 | 0 | 0 | 0 | 0 | 0 | 3.5586e-09 | -6.7412e-08 | 6.7847e-08 | -4.6551e-09 | 4.5632e-08 | -4.4971e-08 | -1.5981e-07 | 1.5887e-08 | -1.0101e-08 | 1.0659e-07 | -1.0001e-08 | 5.3649e-09 | 0 | 0 | 0 | 0 | 0 | 0 | 0.94811 | 0.695 | 0.81889 | 0.94811 | 0.695 | 0.81889 | 0.59823 | -103.3455 | 80.0806 | 0.59823 | -103.3455 | 80.0806
Line7_8_9 | 0 | 0 | 0 | 0 | 0 | 0 | 0 | 0 | 0 | 0 | 0 | 0 | 1.1862e-09 | -2.2471e-08 | 2.2616e-08 | -2.2828e-09 | 6.9093e-10 | 2.6046e-10 | -5.3269e-08 | 5.2958e-09 | -3.3672e-09 | 5.0769e-11 | 5.9067e-10 | -1.3695e-09 | 0 | 0 | 0 | 0 | 0 | 0 | 0.94811 | 0.695 | 0.81889 | 0.94811 | 0.695 | 0.81889 | 0.59823 | -103.3455 | 80.0806 | 0.59823 | -103.3455 | 80.0806
Line8_8_10 | 0 | 0 | 0 | 0 | 0 | 0 | 0 | 0 | 0 | 0 | 0 | 0 | 1.1862e-09 | -2.2471e-08 | 2.2616e-08 | -2.2828e-09 | 6.9093e-10 | 2.6046e-10 | -5.3269e-08 | 5.2958e-09 | -3.3672e-09 | 5.0769e-11 | 5.9067e-10 | -1.3695e-09 | 0 | 0 | 0 | 0 | 0 | 0 | 0.94811 | 0.695 | 0.81889 | 0.94811 | 0.695 | 0.81889 | 0.59823 | -103.3455 | 80.0806 | 0.59823 | -103.3455 | 80.0806
Line9_3_11 | 1.177e-06 | 2.4438 | 2.5749 | 1.01e-06 | 2.4438 | 2.5749 | 2.7182e-07 | 0.56438 | 0.59464 | 2.3326e-07 | 0.56438 | 0.59464 | 1.4497e-08 | 0.11373 | 0.12801 | -1.5621e-08 | 3.939e-14 | -5.891e-14 | -3.7812e-07 | 0.12223 | 0.12959 | 3.2345e-07 | -3.9951e-14 | 4.0517e-14 | 0 | -150.4085 | 34.7308 | -91.8764 | 29.5915 | -145.2692 | 0.86138 | 0.3475 | 0.79035 | 0.80152 | 0 | 0.80152 | 0.74296 | -103.3455 | 80.0806 | 0.88848 | 0 | 0

## LLG_min_10
name | pf_ikss_a_from_ka | pf_ikss_b_from_ka | pf_ikss_c_from_ka | pf_ikss_a_to_ka | pf_ikss_b_to_ka | pf_ikss_c_to_ka | pf_skss_a_from_mw | pf_skss_b_from_mw | pf_skss_c_from_mw | pf_skss_a_to_mw | pf_skss_b_to_mw | pf_skss_c_to_mw | pf_p_a_from_mw | pf_p_b_from_mw | pf_p_c_from_mw | pf_p_a_to_mw | pf_p_b_to_mw | pf_p_c_to_mw | pf_q_a_from_mvar | pf_q_b_from_mvar | pf_q_c_from_mvar | pf_q_a_to_mvar | pf_q_b_to_mvar | pf_q_c_to_mvar | pf_ikss_a_from_degree | pf_ikss_b_from_degree | pf_ikss_c_from_degree | pf_ikss_a_to_degree | pf_ikss_b_to_degree | pf_ikss_c_to_degree | pf_vm_a_from_pu | pf_vm_b_from_pu | pf_vm_c_from_pu | pf_vm_a_to_pu | pf_vm_b_to_pu | pf_vm_c_to_pu | pf_va_a_from_degree | pf_va_b_from_degree | pf_va_c_from_degree | pf_va_a_to_degree | pf_va_b_to_degree | pf_va_c_to_degree
Line0_1_2 | 0 | 0 | 0 | 0 | 0 | 0 | 0 | 0 | 0 | 0 | 0 | 0 | 6.3877e-09 | -1.21e-07 | 1.2179e-07 | -7.3719e-09 | 1.0146e-07 | -1.0126e-07 | -2.8685e-07 | 2.8518e-08 | -1.8132e-08 | 2.3909e-07 | -2.3235e-08 | 1.3881e-08 | 0 | 0 | 0 | 0 | 0 | 0 | 0.89821 | 0.65842 | 0.77579 | 0.89821 | 0.65842 | 0.77579 | 0.59824 | -103.3455 | 80.0806 | 0.59824 | -103.3455 | 80.0806
Line10_11_12 | 0 | 1.0287e-06 | 0 | 0 | 0 | 0 | 0 | 2.3757e-07 | 0 | 0 | 0 | 0 | 1.2017e-08 | -6.088e-21 | 3.9289e-22 | -1.2017e-08 | 8.4939e-15 | 5.0266e-15 | -2.9023e-07 | -2.1525e-20 | -2.293e-20 | 2.4192e-07 | 8.9435e-15 | 5.2406e-15 | 0 | 0 | 0 | 0 | 0 | 0 | 0.75933 | 0 | 0.75933 | 0.75933 | 0 | 0.75933 | 0.88848 | 0 | 0 | 0.88848 | 0 | 0
Line11_12_13 | 0 | 0 | 0 | 0 | 0 | 0 | 0 | 0 | 0 | 0 | 0 | 0 | 1.0014e-08 | -8.4396e-15 | -5.1663e-15 | -1.0014e-08 | 1.2394e-14 | 7.2527e-15 | -2.4186e-07 | -8.7483e-15 | -5.2749e-15 | 1.9355e-07 | 1.3092e-14 | 7.5932e-15 | 0 | 0 | 0 | 0 | 0 | 0 | 0.75933 | 0 | 0.75933 | 0.75933 | 0 | 0.75933 | 0.88848 | 0 | 0 | 0.88848 | 0 | 0
Line12_13_15 | 0 | 0 | 0 | 0 | 0 | 0 | 0 | 0 | 0 | 0 | 0 | 0 | 6.0084e-09 | -9.2211e-15 | -5.6297e-15 | -6.0084e-09 | 7.8346e-15 | 4.3642e-15 | -1.4511e-07 | -9.5522e-15 | -5.7414e-15 | 9.681e-08 | 8.4213e-15 | 4.684e-15 | 0 | 0 | 0 | 0 | 0 | 0 | 0.75933 | 0 | 0.75933 | 0.75933 | 0 | 0.75933 | 0.88848 | 0 | 0 | 0.88848 | 0 | 0
Line13_13_14 | 0 | 0 | 0 | 0 | 0 | 0 | 0 | 0 | 0 | 0 | 0 | 0 | 2.0028e-09 | -3.0737e-15 | -1.8766e-15 | -2.0028e-09 | 1.05e-16 | -2.6432e-16 | -4.8371e-08 | -3.1841e-15 | -1.9138e-15 | 6.73e-11 | 3.7508e-16 | -6.3838e-17 | 0 | 0 | 0 | 0 | 0 | 0 | 0.75933 | 0 | 0.75933 | 0.75933 | 0 | 0.75933 | 0.88848 | 0 | 0 | 0.88848 | 0 | 0
Line14_15_16 | 0 | 0 | 0 | 0 | 0 | 0 | 0 | 0 | 0 | 0 | 0 | 0 | 4.0056e-09 | -7.7104e-15 | -4.6801e-15 | -4.0056e-09 | 4.4745e-15 | 2.2611e-15 | -9.6743e-08 | -7.976e-15 | -4.7607e-15 | 4.8439e-08 | 4.9768e-15 | 2.5657e-15 | 0 | 0 | 0 | 0 | 0 | 0 | 0.75933 | 0 | 0.75933 | 0.75933 | 0 | 0.75933 | 0.88848 | 0 | 0 | 0.88848 | 0 | 0
Line15_16_17 | 0 | 0 | 0 | 0 | 0 | 0 | 0 | 0 | 0 | 0 | 0 | 0 | 2.0028e-09 | -4.3345e-15 | -2.6136e-15 | -2.0028e-09 | 1.4611e-16 | -3.6316e-16 | -4.8371e-08 | -4.4767e-15 | -2.6508e-15 | 6.7299e-11 | 5.1985e-16 | -8.6973e-17 | 0 | 0 | 0 | 0 | 0 | 0 | 0.75933 | 0 | 0.75933 | 0.75933 | 0 | 0.75933 | 0.88848 | 0 | 0 | 0.88848 | 0 | 0
Line16_4_18 | 0 | 0 | 0 | 0 | 0 | 0 | 0 | 0 | 0 | 0 | 0 | 0 | 1.0646e-09 | -2.0167e-08 | 2.0298e-08 | -2.0488e-09 | 6.2011e-10 | 2.3377e-10 | -4.7809e-08 | 4.753e-09 | -3.0221e-09 | 4.5566e-11 | 5.3013e-10 | -1.2291e-09 | 0 | 0 | 0 | 0 | 0 | 0 | 0.89821 | 0.65842 | 0.77579 | 0.89821 | 0.65842 | 0.77579 | 0.59824 | -103.3455 | 80.0806 | 0.59824 | -103.3455 | 80.0806
Line17_5_19 | 0 | 0 | 0 | 0 | 0 | 0 | 0 | 0 | 0 | 0 | 0 | 0 | 1.0646e-09 | -2.0167e-08 | 2.0298e-08 | -2.0488e-09 | 6.2011e-10 | 2.3377e-10 | -4.7809e-08 | 4.753e-09 | -3.0221e-09 | 4.5566e-11 | 5.3013e-10 | -1.2291e-09 | 0 | 0 | 0 | 0 | 0 | 0 | 0.89821 | 0.65842 | 0.77579 | 0.89821 | 0.65842 | 0.77579 | 0.59824 | -103.3455 | 80.0806 | 0.59824 | -103.3455 | 80.0806
Line1_1_3 | 1.2724e-06 | 2.3152 | 2.4394 | 1.1155e-06 | 2.3152 | 2.4394 | 2.9384e-07 | 0.53467 | 0.56335 | 2.5762e-07 | 0.53467 | 0.56335 | 1.3419e-08 | 0.20415 | 0.22979 | -1.5037e-08 | -0.10208 | -0.11489 | -3.8836e-07 | 0.21941 | 0.23261 | 3.3942e-07 | -0.1097 | -0.11631 | 0 | 0 | 0 | -91.7937 | 29.5915 | -145.2692 | 0.89821 | 0.65842 | 0.77579 | 0.81605 | 0.32921 | 0.74876 | 0.59824 | -103.3455 | 80.0806 | 0.74296 | -103.3455 | 80.0806
Line2_1_4 | 0 | 0 | 0 | 0 | 0 | 0 | 0 | 0 | 0 | 0 | 0 | 0 | 2.1292e-09 | -4.0335e-08 | 4.0596e-08 | -3.1134e-09 | 2.0788e-08 | -2.0064e-08 | -9.5618e-08 | 9.506e-09 | -6.0441e-09 | 4.7855e-08 | -4.2229e-09 | 1.793e-09 | 0 | 0 | 0 | 0 | 0 | 0 | 0.89821 | 0.65842 | 0.77579 | 0.89821 | 0.65842 | 0.77579 | 0.59824 | -103.3455 | 80.0806 | 0.59824 | -103.3455 | 80.0806
Line3_1_5 | 0 | 0 | 0 | 0 | 0 | 0 | 0 | 0 | 0 | 0 | 0 | 0 | 2.1292e-09 | -4.0335e-08 | 4.0596e-08 | -3.1134e-09 | 2.0788e-08 | -2.0064e-08 | -9.5618e-08 | 9.506e-09 | -6.0441e-09 | 4.7855e-08 | -4.2229e-09 | 1.793e-09 | 0 | 0 | 0 | 0 | 0 | 0 | 0.89821 | 0.65842 | 0.77579 | 0.89821 | 0.65842 | 0.77579 | 0.59824 | -103.3455 | 80.0806 | 0.59824 | -103.3455 | 80.0806
Line4_2_6 | 0 | 0 | 0 | 0 | 0 | 0 | 0 | 0 | 0 | 0 | 0 | 0 | 5.3231e-09 | -1.0084e-07 | 1.0149e-07 | -6.3073e-09 | 8.129e-08 | -8.0957e-08 | -2.3905e-07 | 2.3765e-08 | -1.511e-08 | 1.9128e-07 | -1.8482e-08 | 1.0859e-08 | 0 | 0 | 0 | 0 | 0 | 0 | 0.89821 | 0.65842 | 0.77579 | 0.89821 | 0.65842 | 0.77579 | 0.59824 | -103.3455 | 80.0806 | 0.59824 | -103.3455 | 80.0806
Line5_6_7 | 0 | 0 | 0 | 0 | 0 | 0 | 0 | 0 | 0 | 0 | 0 | 0 | 4.2585e-09 | -8.067e-08 | 8.1191e-08 | -5.2426e-09 | 6.1123e-08 | -6.066e-08 | -1.9124e-07 | 1.9012e-08 | -1.2088e-08 | 1.4347e-07 | -1.3729e-08 | 7.8371e-09 | 0 | 0 | 0 | 0 | 0 | 0 | 0.89821 | 0.65842 | 0.77579 | 0.89821 | 0.65842 | 0.77579 | 0.59824 | -103.3455 | 80.0806 | 0.59823 | -103.3455 | 80.0806
Line6_7_8 | 0 | 0 | 0 | 0 | 0 | 0 | 0 | 0 | 0 | 0 | 0 | 0 | 3.1938e-09 | -6.0502e-08 | 6.0893e-08 | -4.178e-09 | 4.0955e-08 | -4.0362e-08 | -1.4343e-07 | 1.4259e-08 | -9.0662e-09 | 9.5664e-08 | -8.9759e-09 | 4.815e-09 | 0 | 0 | 0 | 0 | 0 | 0 | 0.89821 | 0.65842 | 0.77579 | 0.89821 | 0.65842 | 0.77579 | 0.59823 | -103.3455 | 80.0806 | 0.59823 | -103.3455 | 80.0806
Line7_8_9 | 0 | 0 | 0 | 0 | 0 | 0 | 0 | 0 | 0 | 0 | 0 | 0 | 1.0646e-09 | -2.0167e-08 | 2.0298e-08 | -2.0488e-09 | 6.2011e-10 | 2.3377e-10 | -4.7809e-08 | 4.753e-09 | -3.0221e-09 | 4.5565e-11 | 5.3013e-10 | -1.2291e-09 | 0 | 0 | 0 | 0 | 0 | 0 | 0.89821 | 0.65842 | 0.77579 | 0.89821 | 0.65842 | 0.77579 | 0.59823 | -103.3455 | 80.0806 | 0.59823 | -103.3455 | 80.0806
Line8_8_10 | 0 | 0 | 0 | 0 | 0 | 0 | 0 | 0 | 0 | 0 | 0 | 0 | 1.0646e-09 | -2.0167e-08 | 2.0298e-08 | -2.0488e-09 | 6.2011e-10 | 2.3377e-10 | -4.7809e-08 | 4.753e-09 | -3.0221e-09 | 4.5566e-11 | 5.3013e-10 | -1.2291e-09 | 0 | 0 | 0 | 0 | 0 | 0 | 0.89821 | 0.65842 | 0.77579 | 0.89821 | 0.65842 | 0.77579 | 0.59823 | -103.3455 | 80.0806 | 0.59823 | -103.3455 | 80.0806
Line9_3_11 | 1.1151e-06 | 2.3152 | 2.4394 | 0 | 2.3152 | 2.4394 | 2.5751e-07 | 0.53467 | 0.56335 | 0 | 0.53467 | 0.56335 | 1.3011e-08 | 0.10208 | 0.11489 | -1.402e-08 | 3.4369e-14 | -5.1689e-14 | -3.3937e-07 | 0.1097 | 0.11631 | 2.9029e-07 | -3.6788e-14 | 3.6974e-14 | 0 | -150.4085 | 34.7308 | 0 | 29.5915 | -145.2692 | 0.81605 | 0.32921 | 0.74876 | 0.75933 | 0 | 0.75933 | 0.74296 | -103.3455 | 80.0806 | 0.88848 | 0 | 0

## LLG_min_fault_6
name | pf_ikss_a_from_ka | pf_ikss_b_from_ka | pf_ikss_c_from_ka | pf_ikss_a_to_ka | pf_ikss_b_to_ka | pf_ikss_c_to_ka | pf_skss_a_from_mw | pf_skss_b_from_mw | pf_skss_c_from_mw | pf_skss_a_to_mw | pf_skss_b_to_mw | pf_skss_c_to_mw | pf_p_a_from_mw | pf_p_b_from_mw | pf_p_c_from_mw | pf_p_a_to_mw | pf_p_b_to_mw | pf_p_c_to_mw | pf_q_a_from_mvar | pf_q_b_from_mvar | pf_q_c_from_mvar | pf_q_a_to_mvar | pf_q_b_to_mvar | pf_q_c_to_mvar | pf_ikss_a_from_degree | pf_ikss_b_from_degree | pf_ikss_c_from_degree | pf_ikss_a_to_degree | pf_ikss_b_to_degree | pf_ikss_c_to_degree | pf_vm_a_from_pu | pf_vm_b_from_pu | pf_vm_c_from_pu | pf_vm_a_to_pu | pf_vm_b_to_pu | pf_vm_c_to_pu | pf_va_a_from_degree | pf_va_b_from_degree | pf_va_c_from_degree | pf_va_a_to_degree | pf_va_b_to_degree | pf_va_c_to_degree
Line0_1_2 | 0 | 0 | 0 | 0 | 0 | 0 | 0 | 0 | 0 | 0 | 0 | 0 | -1.4615e-08 | -8.805e-09 | 2.3481e-08 | 1.2041e-08 | 7.4965e-09 | -1.9599e-08 | -1.9944e-08 | 2.085e-08 | -4.557e-09 | 1.6731e-08 | -1.7326e-08 | 3.6237e-09 | 0 | 0 | 0 | 0 | 0 | 0 | 0.94943 | 0.94754 | 0.94814 | 0.94943 | 0.94754 | 0.94814 | 1.8428 | -119.0998 | 117.013 | 1.8428 | -119.0998 | 117.013
Line10_11_12 | 0 | 0 | 0 | 0 | 0 | 0 | 0 | 0 | 0 | 0 | 0 | 0 | -1.4572e-08 | -9.3034e-09 | 2.3643e-08 | 1.201e-08 | 7.9321e-09 | -1.971e-08 | -2.0488e-08 | 2.0959e-08 | -4.2478e-09 | 1.7184e-08 | -1.7421e-08 | 3.3701e-09 | 0 | 0 | 0 | 0 | 0 | 0 | 0.946 | 0.94017 | 0.94448 | 0.946 | 0.94017 | 0.94448 | 1.8485 | -119.1739 | 117.0628 | 1.8485 | -119.1739 | 117.0628
Line11_12_13 | 0 | 0 | 0 | 0 | 0 | 0 | 0 | 0 | 0 | 0 | 0 | 0 | -1.2143e-08 | -7.7528e-09 | 1.9702e-08 | 9.5811e-09 | 6.3816e-09 | -1.5769e-08 | -1.7073e-08 | 1.7466e-08 | -3.5398e-09 | 1.3769e-08 | -1.3928e-08 | 2.6622e-09 | 0 | 0 | 0 | 0 | 0 | 0 | 0.946 | 0.94017 | 0.94448 | 0.946 | 0.94017 | 0.94448 | 1.8485 | -119.1739 | 117.0628 | 1.8485 | -119.1739 | 117.0628
Line12_13_15 | 0 | 0 | 0 | 0 | 0 | 0 | 0 | 0 | 0 | 0 | 0 | 0 | -7.2859e-09 | -4.6517e-09 | 1.1821e-08 | 4.7238e-09 | 3.2805e-09 | -7.8882e-09 | -1.0244e-08 | 1.048e-08 | -2.1239e-09 | 6.94e-09 | -6.9414e-09 | 1.2462e-09 | 0 | 0 | 0 | 0 | 0 | 0 | 0.946 | 0.94017 | 0.94448 | 0.946 | 0.94017 | 0.94448 | 1.8485 | -119.1739 | 117.0628 | 1.8485 | -119.1739 | 117.0628
Line13_13_14 | 0 | 0 | 0 | 0 | 0 | 0 | 0 | 0 | 0 | 0 | 0 | 0 | -2.4286e-09 | -1.5506e-09 | 3.9405e-09 | -1.3341e-10 | 1.7933e-10 | -7.2184e-12 | -3.4146e-09 | 3.4932e-09 | -7.0797e-10 | 1.1083e-10 | 4.4961e-11 | -1.6972e-10 | 0 | 0 | 0 | 0 | 0 | 0 | 0.946 | 0.94017 | 0.94448 | 0.946 | 0.94017 | 0.94448 | 1.8485 | -119.1739 | 117.0628 | 1.8485 | -119.1739 | 117.0628
Line14_15_16 | 0 | 0 | 0 | 0 | 0 | 0 | 0 | 0 | 0 | 0 | 0 | 0 | -4.8573e-09 | -3.1011e-09 | 7.881e-09 | 2.2952e-09 | 1.7299e-09 | -3.9477e-09 | -6.8292e-09 | 6.9863e-09 | -1.4159e-09 | 3.5254e-09 | -3.4482e-09 | 5.3825e-10 | 0 | 0 | 0 | 0 | 0 | 0 | 0.946 | 0.94017 | 0.94448 | 0.946 | 0.94017 | 0.94448 | 1.8485 | -119.1739 | 117.0628 | 1.8485 | -119.1739 | 117.0628
Line15_16_17 | 0 | 0 | 0 | 0 | 0 | 0 | 0 | 0 | 0 | 0 | 0 | 0 | -2.4286e-09 | -1.5506e-09 | 3.9405e-09 | -1.3341e-10 | 1.7933e-10 | -7.2185e-12 | -3.4146e-09 | 3.4932e-09 | -7.0797e-10 | 1.1083e-10 | 4.4961e-11 | -1.6972e-10 | 0 | 0 | 0 | 0 | 0 | 0 | 0.946 | 0.94017 | 0.94448 | 0.946 | 0.94017 | 0.94448 | 1.8485 | -119.1739 | 117.0628 | 1.8485 | -119.1739 | 117.0628
Line16_4_18 | 0 | 0 | 0 | 0 | 0 | 0 | 0 | 0 | 0 | 0 | 0 | 0 | -2.4358e-09 | -1.4675e-09 | 3.9135e-09 | -1.3766e-10 | 1.5902e-10 | -3.1589e-11 | -3.324e-09 | 3.4751e-09 | -7.595e-10 | 1.1062e-10 | 4.9351e-11 | -1.7384e-10 | 0 | 0 | 0 | 0 | 0 | 0 | 0.94943 | 0.94754 | 0.94814 | 0.94943 | 0.94754 | 0.94814 | 1.8428 | -119.0998 | 117.013 | 1.8428 | -119.0998 | 117.013
Line17_5_19 | 0 | 0 | 0 | 0 | 0 | 0 | 0 | 0 | 0 | 0 | 0 | 0 | -2.4358e-09 | -1.4675e-09 | 3.9135e-09 | -1.3766e-10 | 1.5902e-10 | -3.1589e-11 | -3.324e-09 | 3.4751e-09 | -7.595e-10 | 1.1062e-10 | 4.9351e-11 | -1.7384e-10 | 0 | 0 | 0 | 0 | 0 | 0 | 0.94943 | 0.94754 | 0.94814 | 0.94943 | 0.94754 | 0.94814 | 1.8428 | -119.0998 | 117.013 | 1.8428 | -119.0998 | 117.013
Line1_1_3 | 0 | 0.029239 | 0.031054 | 0 | 0.029239 | 0.031054 | 0 | 0.0067526 | 0.0071716 | 0 | 0.0067526 | 0.0071716 | -1.946e-08 | 0.0043003 | 0.0048608 | 1.6878e-08 | -0.0042875 | -0.0048413 | -2.7252e-08 | 0.0043114 | 0.0048523 | 2.4002e-08 | -0.0042931 | -0.004837 | 0 | 0 | 0 | 0 | 15.8258 | -107.937 | 0.94943 | 0.94754 | 0.94814 | 0.94771 | 0.94385 | 0.94631 | 1.8428 | -119.0998 | 117.013 | 1.8456 | -119.1367 | 117.0378
Line2_1_4 | 0 | 0 | 0 | 0 | 0 | 0 | 0 | 0 | 0 | 0 | 0 | 0 | -4.8716e-09 | -2.935e-09 | 7.827e-09 | 2.2981e-09 | 1.6265e-09 | -3.9451e-09 | -6.6481e-09 | 6.9501e-09 | -1.519e-09 | 3.4347e-09 | -3.4257e-09 | 5.8566e-10 | 0 | 0 | 0 | 0 | 0 | 0 | 0.94943 | 0.94754 | 0.94814 | 0.94943 | 0.94754 | 0.94814 | 1.8428 | -119.0998 | 117.013 | 1.8428 | -119.0998 | 117.013
Line3_1_5 | 0 | 0 | 0 | 0 | 0 | 0 | 0 | 0 | 0 | 0 | 0 | 0 | -4.8716e-09 | -2.935e-09 | 7.827e-09 | 2.2981e-09 | 1.6265e-09 | -3.9451e-09 | -6.6481e-09 | 6.9501e-09 | -1.519e-09 | 3.4347e-09 | -3.4257e-09 | 5.8566e-10 | 0 | 0 | 0 | 0 | 0 | 0 | 0.94943 | 0.94754 | 0.94814 | 0.94943 | 0.94754 | 0.94814 | 1.8428 | -119.0998 | 117.013 | 1.8428 | -119.0998 | 117.013
Line4_2_6 | 0 | 0 | 0 | 0 | 0 | 0 | 0 | 0 | 0 | 0 | 0 | 0 | -1.2179e-08 | -7.3375e-09 | 1.9568e-08 | 9.6055e-09 | 6.029e-09 | -1.5686e-08 | -1.662e-08 | 1.7375e-08 | -3.7975e-09 | 1.3407e-08 | -1.3851e-08 | 2.8642e-09 | 0 | 0 | 0 | 0 | 0 | 0 | 0.94943 | 0.94754 | 0.94814 | 0.94943 | 0.94754 | 0.94814 | 1.8428 | -119.0998 | 117.013 | 1.8428 | -119.0998 | 117.013
Line5_6_7 | 0 | 0 | 0 | 0 | 0 | 0 | 0 | 0 | 0 | 0 | 0 | 0 | -9.7432e-09 | -5.87e-09 | 1.5654e-08 | 7.1697e-09 | 4.5615e-09 | -1.1772e-08 | -1.3296e-08 | 1.39e-08 | -3.038e-09 | 1.0083e-08 | -1.0376e-08 | 2.1047e-09 | 0 | 0 | 0 | 0 | 0 | 0 | 0.94943 | 0.94754 | 0.94814 | 0.94943 | 0.94754 | 0.94814 | 1.8428 | -119.0998 | 117.013 | 1.8428 | -119.0998 | 117.013
Line6_7_8 | 0 | 0 | 0 | 0 | 0 | 0 | 0 | 0 | 0 | 0 | 0 | 0 | -7.3074e-09 | -4.4025e-09 | 1.1741e-08 | 4.7339e-09 | 3.094e-09 | -7.8586e-09 | -9.9721e-09 | 1.0425e-08 | -2.2785e-09 | 6.7587e-09 | -6.9008e-09 | 1.3452e-09 | 0 | 0 | 0 | 0 | 0 | 0 | 0.94943 | 0.94754 | 0.94814 | 0.94943 | 0.94754 | 0.94814 | 1.8428 | -119.0998 | 117.013 | 1.8428 | -119.0998 | 117.013
Line7_8_9 | 0 | 0 | 0 | 0 | 0 | 0 | 0 | 0 | 0 | 0 | 0 | 0 | -2.4358e-09 | -1.4675e-09 | 3.9135e-09 | -1.3766e-10 | 1.5902e-10 | -3.1589e-11 | -3.324e-09 | 3.4751e-09 | -7.595e-10 | 1.1062e-10 | 4.9351e-11 | -1.7384e-10 | 0 | 0 | 0 | 0 | 0 | 0 | 0.94943 | 0.94754 | 0.94814 | 0.94943 | 0.94754 | 0.94814 | 1.8428 | -119.0998 | 117.013 | 1.8428 | -119.0998 | 117.013
Line8_8_10 | 0 | 0 | 0 | 0 | 0 | 0 | 0 | 0 | 0 | 0 | 0 | 0 | -2.4358e-09 | -1.4675e-09 | 3.9135e-09 | -1.3766e-10 | 1.5902e-10 | -3.1589e-11 | -3.324e-09 | 3.4751e-09 | -7.595e-10 | 1.1062e-10 | 4.9351e-11 | -1.7384e-10 | 0 | 0 | 0 | 0 | 0 | 0 | 0.94943 | 0.94754 | 0.94814 | 0.94943 | 0.94754 | 0.94814 | 1.8428 | -119.0998 | 117.013 | 1.8428 | -119.0998 | 117.013
Line9_3_11 | 0 | 0.029239 | 0.031054 | 0 | 0.029239 | 0.031054 | 0 | 0.0067526 | 0.0071716 | 0 | 0.0067526 | 0.0071716 | -1.7013e-08 | 0.0042875 | 0.0048413 | 1.4438e-08 | -0.0042747 | -0.0048217 | -2.3892e-08 | 0.0042931 | 0.004837 | 2.0598e-08 | -0.0042747 | -0.0048217 | 0 | -164.1739 | 72.0628 | 0 | 15.8259 | -107.9371 | 0.94771 | 0.94385 | 0.94631 | 0.946 | 0.94017 | 0.94448 | 1.8456 | -119.1367 | 117.0378 | 1.8485 | -119.1739 | 117.0628

## LLG_min_fault_10
name | pf_ikss_a_from_ka | pf_ikss_b_from_ka | pf_ikss_c_from_ka | pf_ikss_a_to_ka | pf_ikss_b_to_ka | pf_ikss_c_to_ka | pf_skss_a_from_mw | pf_skss_b_from_mw | pf_skss_c_from_mw | pf_skss_a_to_mw | pf_skss_b_to_mw | pf_skss_c_to_mw | pf_p_a_from_mw | pf_p_b_from_mw | pf_p_c_from_mw | pf_p_a_to_mw | pf_p_b_to_mw | pf_p_c_to_mw | pf_q_a_from_mvar | pf_q_b_from_mvar | pf_q_c_from_mvar | pf_q_a_to_mvar | pf_q_b_to_mvar | pf_q_c_to_mvar | pf_ikss_a_from_degree | pf_ikss_b_from_degree | pf_ikss_c_from_degree | pf_ikss_a_to_degree | pf_ikss_b_to_degree | pf_ikss_c_to_degree | pf_vm_a_from_pu | pf_vm_b_from_pu | pf_vm_c_from_pu | pf_vm_a_to_pu | pf_vm_b_to_pu | pf_vm_c_to_pu | pf_va_a_from_degree | pf_va_b_from_degree | pf_va_c_from_degree | pf_va_a_to_degree | pf_va_b_to_degree | pf_va_c_to_degree
Line0_1_2 | 0 | 0 | 0 | 0 | 0 | 0 | 0 | 0 | 0 | 0 | 0 | 0 | -1.3117e-08 | -7.9026e-09 | 2.1074e-08 | 1.0807e-08 | 6.7282e-09 | -1.759e-08 | -1.79e-08 | 1.8713e-08 | -4.0899e-09 | 1.5016e-08 | -1.555e-08 | 3.2523e-09 | 0 | 0 | 0 | 0 | 0 | 0 | 0.89946 | 0.89767 | 0.89823 | 0.89946 | 0.89767 | 0.89823 | 1.8428 | -119.0998 | 117.013 | 1.8428 | -119.0998 | 117.013
Line10_11_12 | 0 | 0 | 0 | 0 | 0 | 0 | 0 | 0 | 0 | 0 | 0 | 0 | -1.3078e-08 | -8.3498e-09 | 2.122e-08 | 1.0779e-08 | 7.1192e-09 | -1.769e-08 | -1.8388e-08 | 1.8811e-08 | -3.8124e-09 | 1.5423e-08 | -1.5635e-08 | 3.0247e-09 | 0 | 0 | 0 | 0 | 0 | 0 | 0.89621 | 0.89069 | 0.89477 | 0.89621 | 0.89069 | 0.89477 | 1.8485 | -119.1739 | 117.0628 | 1.8485 | -119.1739 | 117.0628
Line11_12_13 | 0 | 0 | 0 | 0 | 0 | 0 | 0 | 0 | 0 | 0 | 0 | 0 | -1.0899e-08 | -6.9582e-09 | 1.7683e-08 | 8.5991e-09 | 5.7275e-09 | -1.4153e-08 | -1.5323e-08 | 1.5676e-08 | -3.177e-09 | 1.2358e-08 | -1.25e-08 | 2.3893e-09 | 0 | 0 | 0 | 0 | 0 | 0 | 0.89621 | 0.89069 | 0.89477 | 0.89621 | 0.89069 | 0.89477 | 1.8485 | -119.1739 | 117.0628 | 1.8485 | -119.1739 | 117.0628
Line12_13_15 | 0 | 0 | 0 | 0 | 0 | 0 | 0 | 0 | 0 | 0 | 0 | 0 | -6.5391e-09 | -4.1749e-09 | 1.061e-08 | 4.2397e-09 | 2.9442e-09 | -7.0797e-09 | -9.1938e-09 | 9.4054e-09 | -1.9062e-09 | 6.2287e-09 | -6.2299e-09 | 1.1185e-09 | 0 | 0 | 0 | 0 | 0 | 0 | 0.89621 | 0.89069 | 0.89477 | 0.89621 | 0.89069 | 0.89477 | 1.8485 | -119.1739 | 117.0628 | 1.8485 | -119.1739 | 117.0628
Line13_13_14 | 0 | 0 | 0 | 0 | 0 | 0 | 0 | 0 | 0 | 0 | 0 | 0 | -2.1797e-09 | -1.3916e-09 | 3.5366e-09 | -1.1974e-10 | 1.6095e-10 | -6.4786e-12 | -3.0646e-09 | 3.1351e-09 | -6.3541e-10 | 9.9472e-11 | 4.0353e-11 | -1.5232e-10 | 0 | 0 | 0 | 0 | 0 | 0 | 0.89621 | 0.89069 | 0.89477 | 0.89621 | 0.89069 | 0.89477 | 1.8485 | -119.1739 | 117.0628 | 1.8485 | -119.1739 | 117.0628
Line14_15_16 | 0 | 0 | 0 | 0 | 0 | 0 | 0 | 0 | 0 | 0 | 0 | 0 | -4.3594e-09 | -2.7833e-09 | 7.0732e-09 | 2.06e-09 | 1.5526e-09 | -3.5431e-09 | -6.1292e-09 | 6.2703e-09 | -1.2708e-09 | 3.1641e-09 | -3.0948e-09 | 4.8309e-10 | 0 | 0 | 0 | 0 | 0 | 0 | 0.89621 | 0.89069 | 0.89477 | 0.89621 | 0.89069 | 0.89477 | 1.8485 | -119.1739 | 117.0628 | 1.8485 | -119.1739 | 117.0628
Line15_16_17 | 0 | 0 | 0 | 0 | 0 | 0 | 0 | 0 | 0 | 0 | 0 | 0 | -2.1797e-09 | -1.3916e-09 | 3.5366e-09 | -1.1974e-10 | 1.6095e-10 | -6.4786e-12 | -3.0646e-09 | 3.1351e-09 | -6.3541e-10 | 9.9472e-11 | 4.0353e-11 | -1.5232e-10 | 0 | 0 | 0 | 0 | 0 | 0 | 0.89621 | 0.89069 | 0.89477 | 0.89621 | 0.89069 | 0.89477 | 1.8485 | -119.1739 | 117.0628 | 1.8485 | -119.1739 | 117.0628
Line16_4_18 | 0 | 0 | 0 | 0 | 0 | 0 | 0 | 0 | 0 | 0 | 0 | 0 | -2.1861e-09 | -1.3171e-09 | 3.5124e-09 | -1.2355e-10 | 1.4272e-10 | -2.8351e-11 | -2.9833e-09 | 3.1189e-09 | -6.8166e-10 | 9.9279e-11 | 4.4293e-11 | -1.5602e-10 | 0 | 0 | 0 | 0 | 0 | 0 | 0.89946 | 0.89767 | 0.89823 | 0.89946 | 0.89767 | 0.89823 | 1.8428 | -119.0998 | 117.013 | 1.8428 | -119.0998 | 117.013
Line17_5_19 | 0 | 0 | 0 | 0 | 0 | 0 | 0 | 0 | 0 | 0 | 0 | 0 | -2.1861e-09 | -1.3171e-09 | 3.5124e-09 | -1.2355e-10 | 1.4272e-10 | -2.8351e-11 | -2.9833e-09 | 3.1189e-09 | -6.8166e-10 | 9.9279e-11 | 4.4293e-11 | -1.5602e-10 | 0 | 0 | 0 | 0 | 0 | 0 | 0.89946 | 0.89767 | 0.89823 | 0.89946 | 0.89767 | 0.89823 | 1.8428 | -119.0998 | 117.013 | 1.8428 | -119.0998 | 117.013
Line1_1_3 | 0 | 0.027701 | 0.029419 | 0 | 0.027701 | 0.029419 | 0 | 0.0063972 | 0.0067941 | 0 | 0.0063972 | 0.0067941 | -1.7466e-08 | 0.0038595 | 0.0043626 | 1.5148e-08 | -0.0038481 | -0.0043451 | -2.4459e-08 | 0.0038696 | 0.004355 | 2.1542e-08 | -0.0038531 | -0.0043412 | 0 | 0 | 0 | 0 | 15.8258 | -107.937 | 0.89946 | 0.89767 | 0.89823 | 0.89783 | 0.89418 | 0.8965 | 1.8428 | -119.0998 | 117.013 | 1.8456 | -119.1367 | 117.0378
Line2_1_4 | 0 | 0 | 0 | 0 | 0 | 0 | 0 | 0 | 0 | 0 | 0 | 0 | -4.3723e-09 | -2.6342e-09 | 7.0248e-09 | 2.0626e-09 | 1.4598e-09 | -3.5408e-09 | -5.9667e-09 | 6.2378e-09 | -1.3633e-09 | 3.0826e-09 | -3.0746e-09 | 5.2563e-10 | 0 | 0 | 0 | 0 | 0 | 0 | 0.89946 | 0.89767 | 0.89823 | 0.89946 | 0.89767 | 0.89823 | 1.8428 | -119.0998 | 117.013 | 1.8428 | -119.0998 | 117.013
Line3_1_5 | 0 | 0 | 0 | 0 | 0 | 0 | 0 | 0 | 0 | 0 | 0 | 0 | -4.3723e-09 | -2.6342e-09 | 7.0248e-09 | 2.0626e-09 | 1.4598e-09 | -3.5408e-09 | -5.9667e-09 | 6.2378e-09 | -1.3633e-09 | 3.0826e-09 | -3.0746e-09 | 5.2563e-10 | 0 | 0 | 0 | 0 | 0 | 0 | 0.89946 | 0.89767 | 0.89823 | 0.89946 | 0.89767 | 0.89823 | 1.8428 | -119.0998 | 117.013 | 1.8428 | -119.0998 | 117.013
Line4_2_6 | 0 | 0 | 0 | 0 | 0 | 0 | 0 | 0 | 0 | 0 | 0 | 0 | -1.0931e-08 | -6.5855e-09 | 1.7562e-08 | 8.621e-09 | 5.4111e-09 | -1.4078e-08 | -1.4917e-08 | 1.5594e-08 | -3.4083e-09 | 1.2033e-08 | -1.2431e-08 | 2.5706e-09 | 0 | 0 | 0 | 0 | 0 | 0 | 0.89946 | 0.89767 | 0.89823 | 0.89946 | 0.89767 | 0.89823 | 1.8428 | -119.0998 | 117.013 | 1.8428 | -119.0998 | 117.013
Line5_6_7 | 0 | 0 | 0 | 0 | 0 | 0 | 0 | 0 | 0 | 0 | 0 | 0 | -8.7445e-09 | -5.2684e-09 | 1.405e-08 | 6.4349e-09 | 4.094e-09 | -1.0566e-08 | -1.1933e-08 | 1.2476e-08 | -2.7266e-09 | 9.0493e-09 | -9.3124e-09 | 1.8889e-09 | 0 | 0 | 0 | 0 | 0 | 0 | 0.89946 | 0.89767 | 0.89823 | 0.89946 | 0.89767 | 0.89823 | 1.8428 | -119.0998 | 117.013 | 1.8428 | -119.0998 | 117.013
Line6_7_8 | 0 | 0 | 0 | 0 | 0 | 0 | 0 | 0 | 0 | 0 | 0 | 0 | -6.5584e-09 | -3.9513e-09 | 1.0537e-08 | 4.2487e-09 | 2.7769e-09 | -7.0532e-09 | -8.9501e-09 | 9.3566e-09 | -2.045e-09 | 6.066e-09 | -6.1935e-09 | 1.2073e-09 | 0 | 0 | 0 | 0 | 0 | 0 | 0.89946 | 0.89767 | 0.89823 | 0.89946 | 0.89767 | 0.89823 | 1.8428 | -119.0998 | 117.013 | 1.8428 | -119.0998 | 117.013
Line7_8_9 | 0 | 0 | 0 | 0 | 0 | 0 | 0 | 0 | 0 | 0 | 0 | 0 | -2.1861e-09 | -1.3171e-09 | 3.5124e-09 | -1.2355e-10 | 1.4272e-10 | -2.8351e-11 | -2.9834e-09 | 3.1189e-09 | -6.8165e-10 | 9.9279e-11 | 4.4293e-11 | -1.5602e-10 | 0 | 0 | 0 | 0 | 0 | 0 | 0.89946 | 0.89767 | 0.89823 | 0.89946 | 0.89767 | 0.89823 | 1.8428 | -119.0998 | 117.013 | 1.8428 | -119.0998 | 117.013
Line8_8_10 | 0 | 0 | 0 | 0 | 0 | 0 | 0 | 0 | 0 | 0 | 0 | 0 | -2.1861e-09 | -1.3171e-09 | 3.5124e-09 | -1.2355e-10 | 1.4272e-10 | -2.8351e-11 | -2.9834e-09 | 3.1189e-09 | -6.8165e-10 | 9.9279e-11 | 4.4293e-11 | -1.5602e-10 | 0 | 0 | 0 | 0 | 0 | 0 | 0.89946 | 0.89767 | 0.89823 | 0.89946 | 0.89767 | 0.89823 | 1.8428 | -119.0998 | 117.013 | 1.8428 | -119.0998 | 117.013
Line9_3_11 | 0 | 0.027701 | 0.029419 | 0 | 0.027701 | 0.029419 | 0 | 0.0063972 | 0.0067941 | 0 | 0.0063972 | 0.0067941 | -1.527e-08 | 0.0038481 | 0.0043451 | 1.2959e-08 | -0.0038366 | -0.0043275 | -2.1443e-08 | 0.0038531 | 0.0043412 | 1.8487e-08 | -0.0038366 | -0.0043275 | 0 | -164.1739 | 72.0628 | 0 | 15.8259 | -107.9371 | 0.89783 | 0.89418 | 0.8965 | 0.89621 | 0.89069 | 0.89477 | 1.8456 | -119.1367 | 117.0378 | 1.8485 | -119.1739 | 117.0628