## LLL_max_6
name | pf_ikss_from_ka | pf_ikss_to_ka | pf_ip_from_ka | pf_ip_to_ka | pf_skss_from_mw | pf_skss_to_mw | pf_p_from_mw | pf_p_to_mw | pf_q_from_mvar | pf_q_to_mvar | pf_ikss_from_degree | pf_ikss_to_degree | pf_vm_from_pu | pf_vm_to_pu | pf_va_from_degree | pf_va_to_degree
Line0_1_2 | 0.67127 | 0.67127 | 0 | 0 | 0.46507 | 0.46507 | -0.011121 | 0.024639 | -0.12747 | 0.15451 | 104.0538 | -75.9462 | 0.27513 | 0.33642 | 9.0679 | 4.9933
Line10_11_12 | 0.59764 | 0.59764 | 0 | 0 | 0.41406 | 0.41406 | -0.032715 | 0.043431 | -0.15622 | 0.17765 | 104.7529 | -75.2471 | 0.38548 | 0.44168 | 2.9251 | 1.0152
Line11_12_13 | 0.59764 | 0.59764 | 0 | 0 | 0.41406 | 0.41406 | -0.043431 | 0.054146 | -0.17765 | 0.19908 | 104.7529 | -75.2471 | 0.44168 | 0.49827 | 1.0152 | -0.46229
Line12_13_15 | 0 | 0 | 0 | 0 | 0 | 0 | 0 | 0 | 0 | 0 | 0 | 0 | 0.49827 | 0.49827 | -0.46229 | -0.46229
Line13_13_14 | 0.59764 | 0.59764 | 0 | 0 | 0.41406 | 0.41406 | -0.054146 | 0.064861 | -0.19908 | 0.22051 | 104.7529 | -75.2471 | 0.49827 | 0.55512 | -0.46229 | -1.6378
Line14_15_16 | 0 | 0 | 0 | 0 | 0 | 0 | 0 | 0 | 0 | 0 | 0 | 0 | 0.49827 | 0.49827 | -0.46229 | -0.46229
Line15_16_17 | 0 | 0 | 0 | 0 | 0 | 0 | 0 | 0 | 0 | 0 | 0 | 0 | 0.49827 | 0.49827 | -0.46229 | -0.46229
Line16_4_18 | 0 | 0 | 0 | 0 | 0 | 0 | 0 | 0 | 0 | 0 | 0 | 0 | 0.34476 | 0.34476 | 4.3555 | 4.3555
Line17_5_19 | 0.71524 | 0.71524 | 0 | 0 | 0.49553 | 0.49553 | -0.026205 | 0.041551 | -0.1666 | 0.19729 | 103.6358 | -76.3642 | 0.34033 | 0.40687 | 4.6967 | 1.7424
Line1_1_3 | 0.59764 | 0.59764 | 0 | 0 | 0.41406 | 0.41406 | -0.011285 | 0.022 | -0.11336 | 0.13479 | 104.7529 | -75.2471 | 0.27513 | 0.32984 | 9.0679 | 5.483
Line2_1_4 | 0.76527 | 0.76527 | 0 | 0 | 0.5302 | 0.5302 | -0.010408 | 0.027977 | -0.1455 | 0.18064 | 103.1595 | -76.8405 | 0.27513 | 0.34476 | 9.0679 | 4.3555
Line3_1_5 | 0.71524 | 0.71524 | 0 | 0 | 0.49553 | 0.49553 | -0.010858 | 0.026205 | -0.1359 | 0.1666 | 103.6358 | -76.3642 | 0.27513 | 0.34033 | 9.0679 | 4.6967
Line4_2_6 | 0.67127 | 0.67127 | 0 | 0 | 0.46507 | 0.46507 | -0.024639 | 0.038157 | -0.15451 | 0.18154 | 104.0538 | -75.9462 | 0.33642 | 0.39888 | 4.9933 | 2.1841
Line5_6_7 | 0.67127 | 0.67127 | 0 | 0 | 0.46507 | 0.46507 | -0.038157 | 0.051675 | -0.18154 | 0.20858 | 104.0538 | -75.9462 | 0.39888 | 0.46205 | 2.1841 | 0.1391
Line6_7_8 | 0 | 0 | 0 | 0 | 0 | 0 | 0 | 0 | 0 | 0 | 0 | 0 | 0.46205 | 0.46205 | 0.1391 | 0.1391
Line7_8_9 | 0 | 0 | 0 | 0 | 0 | 0 | 0 | 0 | 0 | 0 | 0 | 0 | 0.46205 | 0.46205 | 0.1391 | 0.1391
Line8_8_10 | 0 | 0 | 0 | 0 | 0 | 0 | 0 | 0 | 0 | 0 | 0 | 0 | 0.46205 | 0.46205 | 0.1391 | 0.1391
Line9_3_11 | 0.59764 | 0.59764 | 0 | 0 | 0.41406 | 0.41406 | -0.022 | 0.032715 | -0.13479 | 0.15622 | 104.7529 | -75.2471 | 0.32984 | 0.38548 | 5.483 | 2.9251

## LLL_max_10
name | pf_ikss_from_ka | pf_ikss_to_ka | pf_ip_from_ka | pf_ip_to_ka | pf_skss_from_mw | pf_skss_to_mw | pf_p_from_mw | pf_p_to_mw | pf_q_from_mvar | pf_q_to_mvar | pf_ikss_from_degree | pf_ikss_to_degree | pf_vm_from_pu | pf_vm_to_pu | pf_va_from_degree | pf_va_to_degree
Line0_1_2 | 0.6503 | 0.6503 | 0 | 0 | 0.45054 | 0.45054 | -0.010894 | 0.02358 | -0.12518 | 0.15055 | 103.9276 | -76.0724 | 0.27889 | 0.33823 | 8.9539 | 5.0259
Line10_11_12 | 0.58136 | 0.58136 | 0 | 0 | 0.40278 | 0.40278 | -0.031334 | 0.041473 | -0.15235 | 0.17262 | 104.6016 | -75.3984 | 0.38615 | 0.44078 | 2.9793 | 1.0922
Line11_12_13 | 0.58136 | 0.58136 | 0 | 0 | 0.40278 | 0.40278 | -0.041473 | 0.051613 | -0.17262 | 0.1929 | 104.6016 | -75.3984 | 0.44078 | 0.49578 | 1.0922 | -0.37747
Line12_13_15 | 0 | 0 | 0 | 0 | 0 | 0 | 0 | 0 | 0 | 0 | 0 | 0 | 0.49578 | 0.49578 | -0.37747 | -0.37746
Line13_13_14 | 0.58136 | 0.58136 | 0 | 0 | 0.40278 | 0.40278 | -0.051613 | 0.061752 | -0.1929 | 0.21318 | 104.6016 | -75.3984 | 0.49578 | 0.55104 | -0.37747 | -1.553
Line14_15_16 | 0 | 0 | 0 | 0 | 0 | 0 | 0 | 0 | 0 | 0 | 0 | 0 | 0.49578 | 0.49578 | -0.37746 | -0.37746
Line15_16_17 | 0 | 0 | 0 | 0 | 0 | 0 | 0 | 0 | 0 | 0 | 0 | 0 | 0.49578 | 0.49578 | -0.37746 | -0.37746
Line16_4_18 | 0 | 0 | 0 | 0 | 0 | 0 | 0 | 0 | 0 | 0 | 0 | 0 | 0.34597 | 0.34597 | 4.4341 | 4.4341
Line17_5_19 | 0.69119 | 0.69119 | 0 | 0 | 0.47887 | 0.47887 | -0.024981 | 0.039314 | -0.16179 | 0.19046 | 103.5273 | -76.4727 | 0.34187 | 0.40611 | 4.75 | 1.8643
Line1_1_3 | 0.58136 | 0.58136 | 0 | 0 | 0.40278 | 0.40278 | -0.011055 | 0.021194 | -0.11179 | 0.13207 | 104.6016 | -75.3984 | 0.27889 | 0.33208 | 8.9539 | 5.4844
Line2_1_4 | 0.73749 | 0.73749 | 0 | 0 | 0.51095 | 0.51095 | -0.010237 | 0.026554 | -0.14213 | 0.17477 | 103.0734 | -76.9266 | 0.27889 | 0.34597 | 8.9539 | 4.4341
Line3_1_5 | 0.69119 | 0.69119 | 0 | 0 | 0.47887 | 0.47887 | -0.010649 | 0.024981 | -0.13313 | 0.16179 | 103.5273 | -76.4727 | 0.27889 | 0.34187 | 8.9539 | 4.75
Line4_2_6 | 0.6503 | 0.6503 | 0 | 0 | 0.45054 | 0.45054 | -0.02358 | 0.036267 | -0.15055 | 0.17593 | 103.9276 | -76.0724 | 0.33823 | 0.39869 | 5.0259 | 2.2793
Line5_6_7 | 0.6503 | 0.6503 | 0 | 0 | 0.45054 | 0.45054 | -0.036267 | 0.048954 | -0.17593 | 0.2013 | 103.9276 | -76.0724 | 0.39869 | 0.45982 | 2.2793 | 0.25926
Line6_7_8 | 0 | 0 | 0 | 0 | 0 | 0 | 0 | 0 | 0 | 0 | 0 | 0 | 0.45982 | 0.45982 | 0.25926 | 0.25926
Line7_8_9 | 0 | 0 | 0 | 0 | 0 | 0 | 0 | 0 | 0 | 0 | 0 | 0 | 0.45982 | 0.45982 | 0.25926 | 0.25926
Line8_8_10 | 0 | 0 | 0 | 0 | 0 | 0 | 0 | 0 | 0 | 0 | 0 | 0 | 0.45982 | 0.45982 | 0.25926 | 0.25926
Line9_3_11 | 0.58136 | 0.58136 | 0 | 0 | 0.40278 | 0.40278 | -0.021194 | 0.031334 | -0.13207 | 0.15235 | 104.6016 | -75.3984 | 0.33208 | 0.38615 | 5.4844 | 2.9793

## LLL_max_fault_6
name | pf_ikss_from_ka | pf_ikss_to_ka | pf_ip_from_ka | pf_ip_to_ka | pf_skss_from_mw | pf_skss_to_mw | pf_p_from_mw | pf_p_to_mw | pf_q_from_mvar | pf_q_to_mvar | pf_ikss_from_degree | pf_ikss_to_degree | pf_vm_from_pu | pf_vm_to_pu | pf_va_from_degree | pf_va_to_degree
Line0_1_2 | 0.11823 | 0.11823 | 0 | 0 | 0.081914 | 0.081914 | -0.014777 | 0.015197 | -0.091835 | 0.092674 | 98.7809 | -81.2191 | 1.1355 | 1.1465 | -0.36018 | -0.5315
Line10_11_12 | 0.10529 | 0.10529 | 0 | 0 | 0.07295 | 0.07295 | -0.013578 | 0.01391 | -0.083155 | 0.08382 | 98.6076 | -81.3924 | 1.155 | 1.1647 | -0.66598 | -0.81505
Line11_12_13 | 0.10529 | 0.10529 | 0 | 0 | 0.07295 | 0.07295 | -0.01391 | 0.014243 | -0.08382 | 0.084485 | 98.6076 | -81.3924 | 1.1647 | 1.1745 | -0.81505 | -0.96165
Line12_13_15 | 0 | 0 | 0 | 0 | 0 | 0 | 0 | 0 | 0 | 0 | 0 | 0 | 1.1745 | 1.1745 | -0.96165 | -0.96165
Line13_13_14 | 0.10529 | 0.10529 | 0 | 0 | 0.07295 | 0.07295 | -0.014243 | 0.014576 | -0.084485 | 0.085151 | 98.6076 | -81.3924 | 1.1745 | 1.1842 | -0.96165 | -1.1058
Line14_15_16 | 0 | 0 | 0 | 0 | 0 | 0 | 0 | 0 | 0 | 0 | 0 | 0 | 1.1745 | 1.1745 | -0.96165 | -0.96165
Line15_16_17 | 0 | 0 | 0 | 0 | 0 | 0 | 0 | 0 | 0 | 0 | 0 | 0 | 1.1745 | 1.1745 | -0.96165 | -0.96165
Line16_4_18 | 0 | 0 | 0 | 0 | 0 | 0 | 0 | 0 | 0 | 0 | 0 | 0 | 1.148 | 1.148 | -0.55278 | -0.55278
Line17_5_19 | 0.12596 | 0.12596 | 0 | 0 | 0.087269 | 0.087269 | -0.016396 | 0.016872 | -0.098762 | 0.099714 | 98.8846 | -81.1154 | 1.1472 | 1.1588 | -0.54153 | -0.71923
Line1_1_3 | 0.10529 | 0.10529 | 0 | 0 | 0.07295 | 0.07295 | -0.012913 | 0.013245 | -0.081825 | 0.08249 | 98.6076 | -81.3924 | 1.1355 | 1.1453 | -0.36018 | -0.51438
Line2_1_4 | 0.13476 | 0.13476 | 0 | 0 | 0.093365 | 0.093365 | -0.017248 | 0.017793 | -0.10461 | 0.1057 | 99.0026 | -80.9974 | 1.1355 | 1.148 | -0.36018 | -0.55278
Line3_1_5 | 0.12596 | 0.12596 | 0 | 0 | 0.087269 | 0.087269 | -0.01592 | 0.016396 | -0.09781 | 0.098762 | 98.8846 | -81.1154 | 1.1355 | 1.1472 | -0.36018 | -0.54153
Line4_2_6 | 0.11823 | 0.11823 | 0 | 0 | 0.081914 | 0.081914 | -0.015197 | 0.015616 | -0.092674 | 0.093513 | 98.7809 | -81.2191 | 1.1465 | 1.1574 | -0.5315 | -0.69957
Line5_6_7 | 0.11823 | 0.11823 | 0 | 0 | 0.081914 | 0.081914 | -0.015616 | 0.016035 | -0.093513 | 0.094351 | 98.7809 | -81.2191 | 1.1574 | 1.1683 | -0.69957 | -0.8645
Line6_7_8 | 0 | 0 | 0 | 0 | 0 | 0 | 0 | 0 | 0 | 0 | 0 | 0 | 1.1683 | 1.1683 | -0.8645 | -0.8645
Line7_8_9 | 0 | 0 | 0 | 0 | 0 | 0 | 0 | 0 | 0 | 0 | 0 | 0 | 1.1683 | 1.1683 | -0.8645 | -0.8645
Line8_8_10 | 0 | 0 | 0 | 0 | 0 | 0 | 0 | 0 | 0 | 0 | 0 | 0 | 1.1683 | 1.1683 | -0.8645 | -0.8645
Line9_3_11 | 0.10529 | 0.10529 | 0 | 0 | 0.07295 | 0.07295 | -0.013245 | 0.013578 | -0.08249 | 0.083155 | 98.6076 | -81.3924 | 1.1453 | 1.155 | -0.51438 | -0.66598

## LLL_max_fault_10
name | pf_ikss_from_ka | pf_ikss_to_ka | pf_ip_from_ka | pf_ip_to_ka | pf_skss_from_mw | pf_skss_to_mw | pf_p_from_mw | pf_p_to_mw | pf_q_from_mvar | pf_q_to_mvar | pf_ikss_from_degree | pf_ikss_to_degree | pf_vm_from_pu | pf_vm_to_pu | pf_va_from_degree | pf_va_to_degree
Line0_1_2 | 0.11879 | 0.11879 | 0 | 0 | 0.082299 | 0.082299 | -0.014653 | 0.015076 | -0.092505 | 0.093351 | 98.6444 | -81.3556 | 1.138 | 1.149 | -0.35676 | -0.52983
Line10_11_12 | 0.10623 | 0.10623 | 0 | 0 | 0.073598 | 0.073598 | -0.013532 | 0.01387 | -0.084118 | 0.084796 | 98.4716 | -81.5284 | 1.1576 | 1.1675 | -0.66693 | -0.81811
Line11_12_13 | 0.10623 | 0.10623 | 0 | 0 | 0.073598 | 0.073598 | -0.01387 | 0.014209 | -0.084796 | 0.085473 | 98.4716 | -81.5284 | 1.1675 | 1.1773 | -0.81811 | -0.96677
Line12_13_15 | 0 | 0 | 0 | 0 | 0 | 0 | 0 | 0 | 0 | 0 | 0 | 0 | 1.1773 | 1.1773 | -0.96677 | -0.96677
Line13_13_14 | 0.10623 | 0.10623 | 0 | 0 | 0.073598 | 0.073598 | -0.014209 | 0.014547 | -0.085473 | 0.08615 | 98.4716 | -81.5284 | 1.1773 | 1.1871 | -0.96677 | -1.113
Line14_15_16 | 0 | 0 | 0 | 0 | 0 | 0 | 0 | 0 | 0 | 0 | 0 | 0 | 1.1773 | 1.1773 | -0.96677 | -0.96677
Line15_16_17 | 0 | 0 | 0 | 0 | 0 | 0 | 0 | 0 | 0 | 0 | 0 | 0 | 1.1773 | 1.1773 | -0.96677 | -0.96677
Line16_4_18 | 0 | 0 | 0 | 0 | 0 | 0 | 0 | 0 | 0 | 0 | 0 | 0 | 1.1505 | 1.1505 | -0.55037 | -0.55037
Line17_5_19 | 0.12624 | 0.12624 | 0 | 0 | 0.087462 | 0.087462 | -0.016227 | 0.016705 | -0.099236 | 0.10019 | 98.747 | -81.253 | 1.1497 | 1.1614 | -0.53954 | -0.71865
Line1_1_3 | 0.10623 | 0.10623 | 0 | 0 | 0.073598 | 0.073598 | -0.012854 | 0.013193 | -0.082764 | 0.083441 | 98.4716 | -81.5284 | 1.138 | 1.1478 | -0.35676 | -0.51317
Line2_1_4 | 0.13468 | 0.13468 | 0 | 0 | 0.093309 | 0.093309 | -0.017014 | 0.017558 | -0.10482 | 0.1059 | 98.8633 | -81.1367 | 1.138 | 1.1505 | -0.35676 | -0.55037
Line3_1_5 | 0.12624 | 0.12624 | 0 | 0 | 0.087462 | 0.087462 | -0.015748 | 0.016227 | -0.09828 | 0.099236 | 98.747 | -81.253 | 1.138 | 1.1497 | -0.35676 | -0.53954
Line4_2_6 | 0.11879 | 0.11879 | 0 | 0 | 0.082299 | 0.082299 | -0.015076 | 0.0155 | -0.093351 | 0.094198 | 98.6444 | -81.3556 | 1.149 | 1.16 | -0.52983 | -0.69964
Line5_6_7 | 0.11879 | 0.11879 | 0 | 0 | 0.082299 | 0.082299 | -0.0155 | 0.015923 | -0.094198 | 0.095044 | 98.6444 | -81.3556 | 1.16 | 1.171 | -0.69964 | -0.86625
Line6_7_8 | 0 | 0 | 0 | 0 | 0 | 0 | 0 | 0 | 0 | 0 | 0 | 0 | 1.171 | 1.171 | -0.86625 | -0.86625
Line7_8_9 | 0 | 0 | 0 | 0 | 0 | 0 | 0 | 0 | 0 | 0 | 0 | 0 | 1.171 | 1.171 | -0.86625 | -0.86625
Line8_8_10 | 0 | 0 | 0 | 0 | 0 | 0 | 0 | 0 | 0 | 0 | 0 | 0 | 1.171 | 1.171 | -0.86625 | -0.86625
Line9_3_11 | 0.10623 | 0.10623 | 0 | 0 | 0.073598 | 0.073598 | -0.013193 | 0.013532 | -0.083441 | 0.084118 | 98.4716 | -81.5284 | 1.1478 | 1.1576 | -0.51317 | -0.66693

## LLL_min_6
name | pf_ikss_from_ka | pf_ikss_to_ka | pf_ip_from_ka | pf_ip_to_ka | pf_skss_from_mw | pf_skss_to_mw | pf_p_from_mw | pf_p_to_mw | pf_q_from_mvar | pf_q_to_mvar | pf_ikss_from_degree | pf_ikss_to_degree | pf_vm_from_pu | pf_vm_to_pu | pf_va_from_degree | pf_va_to_degree
Line0_1_2 | 0.016264 | 0.016264 | 0 | 0 | 0.011268 | 0.011268 | -6.3685e-06 | 2.1604e-05 | -7.5945e-05 | 9.1816e-05 | 106.7727 | -73.2273 | 0.0067637 | 0.008371 | 11.9792 | 3.5319
Line10_11_12 | 0.016207 | 0.016207 | 0 | 0 | 0.011228 | 0.011228 | -3.6739e-05 | 5.1869e-05 | -0.00010719 | 0.00012295 | 106.8745 | -73.1255 | 0.010091 | 0.011884 | -2.045 | -5.9993
Line11_12_13 | 0.016207 | 0.016207 | 0 | 0 | 0.011228 | 0.011228 | -5.1869e-05 | 6.6998e-05 | -0.00012295 | 0.00013871 | 106.8744 | -73.1256 | 0.011884 | 0.013719 | -5.9993 | -8.9069
Line12_13_15 | 0 | 0 | 0 | 0 | 0 | 0 | 0 | 0 | 0 | 0 | 0 | 0 | 0.013719 | 0.013719 | -8.9069 | -8.9069
Line13_13_14 | 0.016207 | 0.016207 | 0 | 0 | 0.011228 | 0.011228 | -6.6997e-05 | 8.2127e-05 | -0.00013871 | 0.00015447 | 106.8742 | -73.1258 | 0.013719 | 0.01558 | -8.9069 | -11.1243
Line14_15_16 | 0 | 0 | 0 | 0 | 0 | 0 | 0 | 0 | 0 | 0 | 0 | 0 | 0.013719 | 0.013719 | -8.9069 | -8.9069
Line15_16_17 | 0 | 0 | 0 | 0 | 0 | 0 | 0 | 0 | 0 | 0 | 0 | 0 | 0.013719 | 0.013719 | -8.9069 | -8.9068
Line16_4_18 | 0 | 0 | 0 | 0 | 0 | 0 | 0 | 0 | 0 | 0 | 0 | 0 | 0.0083751 | 0.0083751 | 3.4873 | 3.4873
Line17_5_19 | 0.016292 | 0.016292 | 0 | 0 | 0.011288 | 0.011288 | -2.16e-05 | 3.6889e-05 | -9.201e-05 | 0.00010794 | 106.7212 | -73.2788 | 0.0083731 | 0.010105 | 3.5096 | -2.1477
Line1_1_3 | 0.016207 | 0.016207 | 0 | 0 | 0.011228 | 0.011228 | -6.4809e-06 | 2.161e-05 | -7.5669e-05 | 9.1428e-05 | 106.8746 | -73.1254 | 0.0067637 | 0.0083669 | 11.9792 | 3.576
Line2_1_4 | 0.016321 | 0.016321 | 0 | 0 | 0.011307 | 0.011307 | -6.2542e-06 | 2.1597e-05 | -7.6223e-05 | 9.2205e-05 | 106.6699 | -73.3301 | 0.0067637 | 0.0083751 | 11.9792 | 3.4873
Line3_1_5 | 0.016292 | 0.016292 | 0 | 0 | 0.011288 | 0.011288 | -6.3114e-06 | 2.1601e-05 | -7.6084e-05 | 9.201e-05 | 106.7213 | -73.2787 | 0.0067637 | 0.0083731 | 11.9792 | 3.5096
Line4_2_6 | 0.016264 | 0.016264 | 0 | 0 | 0.011268 | 0.011268 | -2.1604e-05 | 3.684e-05 | -9.1816e-05 | 0.00010769 | 106.7726 | -73.2274 | 0.008371 | 0.010101 | 3.5319 | -2.1133
Line5_6_7 | 0.016264 | 0.016264 | 0 | 0 | 0.011268 | 0.011268 | -3.6839e-05 | 5.2075e-05 | -0.00010769 | 0.00012356 | 106.7726 | -73.2274 | 0.010101 | 0.0119 | -2.1133 | -6.0813
Line6_7_8 | 0 | 0 | 0 | 0 | 0 | 0 | 0 | 0 | 0 | 0 | 0 | 0 | 0.0119 | 0.0119 | -6.0813 | -6.0813
Line7_8_9 | 0 | 0 | 0 | 0 | 0 | 0 | 0 | 0 | 0 | 0 | 0 | 0 | 0.0119 | 0.0119 | -6.0813 | -6.0813
Line8_8_10 | 0 | 0 | 0 | 0 | 0 | 0 | 0 | 0 | 0 | 0 | 0 | 0 | 0.0119 | 0.0119 | -6.0813 | -6.0813
Line9_3_11 | 0.016207 | 0.016207 | 0 | 0 | 0.011228 | 0.011228 | -2.161e-05 | 3.674e-05 | -9.1428e-05 | 0.00010719 | 106.8745 | -73.1255 | 0.0083669 | 0.010091 | 3.576 | -2.045

## LLL_min_10
name | pf_ikss_from_ka | pf_ikss_to_ka | pf_ip_from_ka | pf_ip_to_ka | pf_skss_from_mw | pf_skss_to_mw | pf_p_from_mw | pf_p_to_mw | pf_q_from_mvar | pf_q_to_mvar | pf_ikss_from_degree | pf_ikss_to_degree | pf_vm_from_pu | pf_vm_to_pu | pf_va_from_degree | pf_va_to_degree
Line0_1_2 | 0.016264 | 0.016264 | 0 | 0 | 0.011268 | 0.011268 | -6.3685e-06 | 2.1604e-05 | -7.5945e-05 | 9.1816e-05 | 106.7727 | -73.2273 | 0.0067637 | 0.008371 | 11.9792 | 3.5319
Line10_11_12 | 0.016207 | 0.016207 | 0 | 0 | 0.011228 | 0.011228 | -3.6739e-05 | 5.1869e-05 | -0.00010719 | 0.00012295 | 106.8745 | -73.1255 | 0.010091 | 0.011884 | -2.045 | -5.9993
Line11_12_13 | 0.016207 | 0.016207 | 0 | 0 | 0.011228 | 0.011228 | -5.1869e-05 | 6.6998e-05 | -0.00012295 | 0.00013871 | 106.8744 | -73.1256 | 0.011884 | 0.013719 | -5.9993 | -8.9069
Line12_13_15 | 0 | 0 | 0 | 0 | 0 | 0 | 0 | 0 | 0 | 0 | 0 | 0 | 0.013719 | 0.013719 | -8.9069 | -8.9069
Line13_13_14 | 0.016207 | 0.016207 | 0 | 0 | 0.011228 | 0.011228 | -6.6997e-05 | 8.2127e-05 | -0.00013871 | 0.00015447 | 106.8742 | -73.1258 | 0.013719 | 0.01558 | -8.9069 | -11.1243
Line14_15_16 | 0 | 0 | 0 | 0 | 0 | 0 | 0 | 0 | 0 | 0 | 0 | 0 | 0.013719 | 0.013719 | -8.9069 | -8.9069
Line15_16_17 | 0 | 0 | 0 | 0 | 0 | 0 | 0 | 0 | 0 | 0 | 0 | 0 | 0.013719 | 0.013719 | -8.9069 | -8.9068
Line16_4_18 | 0 | 0 | 0 | 0 | 0 | 0 | 0 | 0 | 0 | 0 | 0 | 0 | 0.0083751 | 0.0083751 | 3.4873 | 3.4873
Line17_5_19 | 0.016292 | 0.016292 | 0 | 0 | 0.011288 | 0.011288 | -2.16e-05 | 3.6889e-05 | -9.201e-05 | 0.00010794 | 106.7212 | -73.2788 | 0.0083731 | 0.010105 | 3.5096 | -2.1477
Line1_1_3 | 0.016207 | 0.016207 | 0 | 0 | 0.011228 | 0.011228 | -6.4809e-06 | 2.161e-05 | -7.5669e-05 | 9.1428e-05 | 106.8746 | -73.1254 | 0.0067637 | 0.0083669 | 11.9792 | 3.576
Line2_1_4 | 0.016321 | 0.016321 | 0 | 0 | 0.011307 | 0.011307 | -6.2542e-06 | 2.1597e-05 | -7.6223e-05 | 9.2205e-05 | 106.6699 | -73.3301 | 0.0067637 | 0.0083751 | 11.9792 | 3.4873
Line3_1_5 | 0.016292 | 0.016292 | 0 | 0 | 0.011288 | 0.011288 | -6.3114e-06 | 2.1601e-05 | -7.6084e-05 | 9.201e-05 | 106.7213 | -73.2787 | 0.0067637 | 0.0083731 | 11.9792 | 3.5096
Line4_2_6 | 0.016264 | 0.016264 | 0 | 0 | 0.011268 | 0.011268 | -2.1604e-05 | 3.684e-05 | -9.1816e-05 | 0.00010769 | 106.7726 | -73.2274 | 0.008371 | 0.010101 | 3.5319 | -2.1133
Line5_6_7 | 0.016264 | 0.016264 | 0 | 0 | 0.011268 | 0.011268 | -3.6839e-05 | 5.2075e-05 | -0.00010769 | 0.00012356 | 106.7726 | -73.2274 | 0.010101 | 0.0119 | -2.1133 | -6.0813
Line6_7_8 | 0 | 0 | 0 | 0 | 0 | 0 | 0 | 0 | 0 | 0 | 0 | 0 | 0.0119 | 0.0119 | -6.0813 | -6.0813
Line7_8_9 | 0 | 0 | 0 | 0 | 0 | 0 | 0 | 0 | 0 | 0 | 0 | 0 | 0.0119 | 0.0119 | -6.0813 | -6.0813
Line8_8_10 | 0 | 0 | 0 | 0 | 0 | 0 | 0 | 0 | 0 | 0 | 0 | 0 | 0.0119 | 0.0119 | -6.0813 | -6.0813
Line9_3_11 | 0.016207 | 0.016207 | 0 | 0 | 0.011228 | 0.011228 | -2.161e-05 | 3.674e-05 | -9.1428e-05 | 0.00010719 | 106.8745 | -73.1255 | 0.0083669 | 0.010091 | 3.576 | -2.045

## LLL_min_fault_6
name | pf_ikss_from_ka | pf_ikss_to_ka | pf_ip_from_ka | pf_ip_to_ka | pf_skss_from_mw | pf_skss_to_mw | pf_p_from_mw | pf_p_to_mw | pf_q_from_mvar | pf_q_to_mvar | pf_ikss_from_degree | pf_ikss_to_degree | pf_vm_from_pu | pf_vm_to_pu | pf_va_from_degree | pf_va_to_degree
Line0_1_2 | 0.00028359 | 0.00028359 | 0 | 0 | 0.00019648 | 0.00019648 | -0.0001608 | 0.0001608 | -0.00010823 | 0.00010823 | 145.4288 | -34.5712 | 0.98652 | 0.98655 | -0.62731 | -0.62689
Line10_11_12 | 0.0002826 | 0.0002826 | 0 | 0 | 0.00019579 | 0.00019579 | -0.00016044 | 0.00016044 | -0.00010758 | 0.00010758 | 145.5306 | -34.4694 | 0.98658 | 0.98662 | -0.62647 | -0.62605
Line11_12_13 | 0.0002826 | 0.0002826 | 0 | 0 | 0.00019579 | 0.00019579 | -0.00016044 | 0.00016044 | -0.00010758 | 0.00010759 | 145.5306 | -34.4694 | 0.98662 | 0.98665 | -0.62605 | -0.62563
Line12_13_15 | 0 | 0 | 0 | 0 | 0 | 0 | 0 | 0 | 0 | 0 | 0 | 0 | 0.98665 | 0.98665 | -0.62563 | -0.62563
Line13_13_14 | 0.0002826 | 0.0002826 | 0 | 0 | 0.00019579 | 0.00019579 | -0.00016044 | 0.00016045 | -0.00010759 | 0.00010759 | 145.5303 | -34.4697 | 0.98665 | 0.98668 | -0.62563 | -0.62521
Line14_15_16 | 0 | 0 | 0 | 0 | 0 | 0 | 0 | 0 | 0 | 0 | 0 | 0 | 0.98665 | 0.98665 | -0.62563 | -0.62563
Line15_16_17 | 0 | 0 | 0 | 0 | 0 | 0 | 0 | 0 | 0 | 0 | 0 | 0 | 0.98665 | 0.98665 | -0.62563 | -0.62563
Line16_4_18 | 0 | 0 | 0 | 0 | 0 | 0 | 0 | 0 | 0 | 0 | 0 | 0 | 0.98655 | 0.98655 | -0.62689 | -0.62689
Line17_5_19 | 0.00028409 | 0.00028409 | 0 | 0 | 0.00019682 | 0.00019682 | -0.00016099 | 0.00016099 | -0.00010857 | 0.00010857 | 145.3774 | -34.6226 | 0.98655 | 0.98658 | -0.62689 | -0.62647
Line1_1_3 | 0.0002826 | 0.0002826 | 0 | 0 | 0.00019579 | 0.00019579 | -0.00016043 | 0.00016043 | -0.00010757 | 0.00010757 | 145.5307 | -34.4693 | 0.98652 | 0.98655 | -0.62731 | -0.62689
Line2_1_4 | 0.00028459 | 0.00028459 | 0 | 0 | 0.00019717 | 0.00019717 | -0.00016117 | 0.00016117 | -0.0001089 | 0.0001089 | 145.3261 | -34.6739 | 0.98652 | 0.98655 | -0.62731 | -0.62689
Line3_1_5 | 0.00028409 | 0.00028409 | 0 | 0 | 0.00019682 | 0.00019682 | -0.00016098 | 0.00016099 | -0.00010856 | 0.00010857 | 145.3774 | -34.6226 | 0.98652 | 0.98655 | -0.62731 | -0.62689
Line4_2_6 | 0.00028359 | 0.00028359 | 0 | 0 | 0.00019648 | 0.00019648 | -0.0001608 | 0.00016081 | -0.00010823 | 0.00010824 | 145.4287 | -34.5713 | 0.98655 | 0.98658 | -0.62689 | -0.62647
Line5_6_7 | 0.00028359 | 0.00028359 | 0 | 0 | 0.00019648 | 0.00019648 | -0.00016081 | 0.00016081 | -0.00010824 | 0.00010824 | 145.4287 | -34.5713 | 0.98658 | 0.98662 | -0.62647 | -0.62605
Line6_7_8 | 0 | 0 | 0 | 0 | 0 | 0 | 0 | 0 | 0 | 0 | 0 | 0 | 0.98662 | 0.98662 | -0.62605 | -0.62605
Line7_8_9 | 0 | 0 | 0 | 0 | 0 | 0 | 0 | 0 | 0 | 0 | 0 | 0 | 0.98662 | 0.98662 | -0.62605 | -0.62605
Line8_8_10 | 0 | 0 | 0 | 0 | 0 | 0 | 0 | 0 | 0 | 0 | 0 | 0 | 0.98662 | 0.98662 | -0.62605 | -0.62605
Line9_3_11 | 0.0002826 | 0.0002826 | 0 | 0 | 0.00019579 | 0.00019579 | -0.00016043 | 0.00016044 | -0.00010757 | 0.00010758 | 145.5307 | -34.4693 | 0.98655 | 0.98658 | -0.62689 | -0.62647

## LLL_min_fault_10
name | pf_ikss_from_ka | pf_ikss_to_ka | pf_ip_from_ka | pf_ip_to_ka | pf_skss_from_mw | pf_skss_to_mw | pf_p_from_mw | pf_p_to_mw | pf_q_from_mvar | pf_q_to_mvar | pf_ikss_from_degree | pf_ikss_to_degree | pf_vm_from_pu | pf_vm_to_pu | pf_va_from_degree | pf_va_to_degree
Line0_1_2 | 0.00028359 | 0.00028359 | 0 | 0 | 0.00019648 | 0.00019648 | -0.0001608 | 0.0001608 | -0.00010823 | 0.00010823 | 145.4288 | -34.5712 | 0.98652 | 0.98655 | -0.62731 | -0.62689
Line10_11_12 | 0.0002826 | 0.0002826 | 0 | 0 | 0.00019579 | 0.00019579 | -0.00016044 | 0.00016044 | -0.00010758 | 0.00010758 | 145.5306 | -34.4694 | 0.98658 | 0.98662 | -0.62647 | -0.62605
Line11_12_13 | 0.0002826 | 0.0002826 | 0 | 0 | 0.00019579 | 0.00019579 | -0.00016044 | 0.00016044 | -0.00010758 | 0.00010759 | 145.5306 | -34.4694 | 0.98662 | 0.98665 | -0.62605 | -0.62563
Line12_13_15 | 0 | 0 | 0 | 0 | 0 | 0 | 0 | 0 | 0 | 0 | 0 | 0 | 0.98665 | 0.98665 | -0.62563 | -0.62563
Line13_13_14 | 0.0002826 | 0.0002826 | 0 | 0 | 0.00019579 | 0.00019579 | -0.00016044 | 0.00016045 | -0.00010759 | 0.00010759 | 145.5303 | -34.4697 | 0.98665 | 0.98668 | -0.62563 | -0.62521
Line14_15_16 | 0 | 0 | 0 | 0 | 0 | 0 | 0 | 0 | 0 | 0 | 0 | 0 | 0.98665 | 0.98665 | -0.62563 | -0.62563
Line15_16_17 | 0 | 0 | 0 | 0 | 0 | 0 | 0 | 0 | 0 | 0 | 0 | 0 | 0.98665 | 0.98665 | -0.62563 | -0.62563
Line16_4_18 | 0 | 0 | 0 | 0 | 0 | 0 | 0 | 0 | 0 | 0 | 0 | 0 | 0.98655 | 0.98655 | -0.62689 | -0.62689
Line17_5_19 | 0.00028409 | 0.00028409 | 0 | 0 | 0.00019682 | 0.00019682 | -0.00016099 | 0.00016099 | -0.00010857 | 0.00010857 | 145.3774 | -34.6226 | 0.98655 | 0.98658 | -0.62689 | -0.62647
Line1_1_3 | 0.0002826 | 0.0002826 | 0 | 0 | 0.00019579 | 0.00019579 | -0.00016043 | 0.00016043 | -0.00010757 | 0.00010757 | 145.5307 | -34.4693 | 0.98652 | 0.98655 | -0.62731 | -0.62689
Line2_1_4 | 0.00028459 | 0.00028459 | 0 | 0 | 0.00019717 | 0.00019717 | -0.00016117 | 0.00016117 | -0.0001089 | 0.0001089 | 145.3261 | -34.6739 | 0.98652 | 0.98655 | -0.62731 | -0.62689
Line3_1_5 | 0.00028409 | 0.00028409 | 0 | 0 | 0.00019682 | 0.00019682 | -0.00016098 | 0.00016099 | -0.00010856 | 0.00010857 | 145.3774 | -34.6226 | 0.98652 | 0.98655 | -0.62731 | -0.62689
Line4_2_6 | 0.00028359 | 0.00028359 | 0 | 0 | 0.00019648 | 0.00019648 | -0.0001608 | 0.00016081 | -0.00010823 | 0.00010824 | 145.4287 | -34.5713 | 0.98655 | 0.98658 | -0.62689 | -0.62647
Line5_6_7 | 0.00028359 | 0.00028359 | 0 | 0 | 0.00019648 | 0.00019648 | -0.00016081 | 0.00016081 | -0.00010824 | 0.00010824 | 145.4287 | -34.5713 | 0.98658 | 0.98662 | -0.62647 | -0.62605
Line6_7_8 | 0 | 0 | 0 | 0 | 0 | 0 | 0 | 0 | 0 | 0 | 0 | 0 | 0.98662 | 0.98662 | -0.62605 | -0.62605
Line7_8_9 | 0 | 0 | 0 | 0 | 0 | 0 | 0 | 0 | 0 | 0 | 0 | 0 | 0.98662 | 0.98662 | -0.62605 | -0.62605
Line8_8_10 | 0 | 0 | 0 | 0 | 0 | 0 | 0 | 0 | 0 | 0 | 0 | 0 | 0.98662 | 0.98662 | -0.62605 | -0.62605
Line9_3_11 | 0.0002826 | 0.0002826 | 0 | 0 | 0.00019579 | 0.00019579 | -0.00016043 | 0.00016044 | -0.00010757 | 0.00010758 | 145.5307 | -34.4693 | 0.98655 | 0.98658 | -0.62689 | -0.62647

## LL_max_6
name | pf_ikss_a_from_ka | pf_ikss_b_from_ka | pf_ikss_c_from_ka | pf_ikss_a_to_ka | pf_ikss_b_to_ka | pf_ikss_c_to_ka | pf_skss_a_from_mw | pf_skss_b_from_mw | pf_skss_c_from_mw | pf_skss_a_to_mw | pf_skss_b_to_mw | pf_skss_c_to_mw | pf_p_a_from_mw | pf_p_b_from_mw | pf_p_c_from_mw | pf_p_a_to_mw | pf_p_b_to_mw | pf_p_c_to_mw | pf_q_a_from_mvar | pf_q_b_from_mvar | pf_q_c_from_mvar | pf_q_a_to_mvar | pf_q_b_to_mvar | pf_q_c_to_mvar | pf_ikss_a_from_degree | pf_ikss_b_from_degree | pf_ikss_c_from_degree | pf_ikss_a_to_degree | pf_ikss_b_to_degree | pf_ikss_c_to_degree | pf_vm_a_from_pu | pf_vm_b_from_pu | pf_vm_c_from_pu | pf_vm_a_to_pu | pf_vm_b_to_pu | pf_vm_c_to_pu | pf_va_a_from_degree | pf_va_b_from_degree | pf_va_c_from_degree | pf_va_a_to_degree | pf_va_b_to_degree | pf_va_c_to_degree
Line0_1_2 | 0.14042 | 0.58778 | 0.543 | 0.14042 | 0.58778 | 0.543 | 0.032428 | 0.13574 | 0.1254 | 0.032428 | 0.13574 | 0.1254 | -0.017045 | -0.077532 | 0.063715 | 0.017243 | 0.080987 | -0.060766 | -0.033318 | -0.0286 | -0.047355 | 0.033712 | 0.035509 | 0.053252 | 118.2725 | 3.0454 | -163.4262 | -61.7275 | -176.9546 | 16.5738 | 1.1541 | 0.60879 | 0.63305 | 1.1677 | 0.65145 | 0.64431 | 1.1783 | -156.7069 | 159.953 | 1.1845 | -153.2792 | 155.3446
Line10_11_12 | 0.11899 | 0.52296 | 0.49065 | 0.11899 | 0.52296 | 0.49065 | 0.02748 | 0.12077 | 0.11331 | 0.02748 | 0.12077 | 0.11331 | -0.013896 | -0.075055 | 0.052109 | 0.014038 | 0.07779 | -0.049702 | -0.029212 | -0.034686 | -0.053276 | 0.029495 | 0.040156 | 0.05809 | 116.5967 | 4.4508 | -162.5679 | -63.4033 | -175.5492 | 17.4321 | 1.1771 | 0.68461 | 0.65769 | 1.1887 | 0.72485 | 0.67471 | 1.1558 | -150.7457 | 151.798 | 1.145 | -148.2462 | 147.9823
Line11_12_13 | 0.11899 | 0.52296 | 0.49065 | 0.11899 | 0.52296 | 0.49065 | 0.02748 | 0.12077 | 0.11331 | 0.02748 | 0.12077 | 0.11331 | -0.014038 | -0.07779 | 0.049702 | 0.014179 | 0.080525 | -0.047295 | -0.029495 | -0.040156 | -0.05809 | 0.029778 | 0.045625 | 0.062905 | 116.5967 | 4.4508 | -162.5679 | -63.4033 | -175.5492 | 17.4321 | 1.1887 | 0.72485 | 0.67471 | 1.2002 | 0.76633 | 0.69456 | 1.145 | -148.2462 | 147.9823 | 1.1343 | -146.0133 | 144.3695
Line12_13_15 | 0 | 0 | 0 | 0 | 0 | 0 | 0 | 0 | 0 | 0 | 0 | 0 | 1.3255e-09 | -1.8733e-09 | -2.3488e-09 | -1.3255e-09 | 1.8733e-09 | 2.3488e-09 | -2.8747e-10 | 4.0668e-09 | -3.4677e-09 | 2.8747e-10 | -4.0668e-09 | 3.4677e-09 | 0 | 0 | 0 | 0 | 0 | 0 | 1.2002 | 0.76633 | 0.69456 | 1.2002 | 0.76633 | 0.69456 | 1.1343 | -146.0133 | 144.3695 | 1.1343 | -146.0133 | 144.3695
Line13_13_14 | 0.11899 | 0.52296 | 0.49065 | 0.11899 | 0.52296 | 0.49065 | 0.02748 | 0.12077 | 0.11331 | 0.02748 | 0.12077 | 0.11331 | -0.014179 | -0.080525 | 0.047295 | 0.014321 | 0.08326 | -0.044887 | -0.029778 | -0.045625 | -0.062905 | 0.030061 | 0.051095 | 0.06772 | 116.5967 | 4.4508 | -162.568 | -63.4033 | -175.5492 | 17.432 | 1.2002 | 0.76633 | 0.69456 | 1.2117 | 0.80885 | 0.71702 | 1.1343 | -146.0133 | 144.3695 | 1.1238 | -144.0124 | 140.9701
Line14_15_16 | 0 | 0 | 0 | 0 | 0 | 0 | 0 | 0 | 0 | 0 | 0 | 0 | 8.8367e-10 | -1.2489e-09 | -1.5659e-09 | -8.8367e-10 | 1.2489e-09 | 1.5659e-09 | -1.9165e-10 | 2.7112e-09 | -2.3118e-09 | 1.9165e-10 | -2.7112e-09 | 2.3118e-09 | 0 | 0 | 0 | 0 | 0 | 0 | 1.2002 | 0.76633 | 0.69456 | 1.2002 | 0.76633 | 0.69456 | 1.1343 | -146.0133 | 144.3695 | 1.1343 | -146.0133 | 144.3695
Line15_16_17 | 0 | 0 | 0 | 0 | 0 | 0 | 0 | 0 | 0 | 0 | 0 | 0 | 4.4183e-10 | -6.2444e-10 | -7.8294e-10 | -4.4183e-10 | 6.2444e-10 | 7.8294e-10 | -9.5824e-11 | 1.3556e-09 | -1.1559e-09 | 9.5824e-11 | -1.3556e-09 | 1.1559e-09 | 0 | 0 | 0 | 0 | 0 | 0 | 1.2002 | 0.76633 | 0.69456 | 1.2002 | 0.76633 | 0.69456 | 1.1343 | -146.0133 | 144.3695 | 1.1343 | -146.0133 | 144.3695
Line16_4_18 | 0 | 0 | 0 | 0 | 0 | 0 | 0 | 0 | 0 | 0 | 0 | 0 | 3.0405e-10 | -6.3778e-10 | -6.1127e-10 | -3.0405e-10 | 6.3778e-10 | 6.1127e-10 | -9.9413e-11 | 1.4461e-09 | -1.484e-09 | 9.9413e-11 | -1.4461e-09 | 1.484e-09 | 0 | 0 | 0 | 0 | 0 | 0 | 1.1706 | 0.65882 | 0.64492 | 1.1706 | 0.65882 | 0.64492 | 1.2065 | -152.9716 | 154.7858 | 1.2065 | -152.9716 | 154.7858
Line17_5_19 | 0.15407 | 0.62628 | 0.57347 | 0.15407 | 0.62628 | 0.57347 | 0.035581 | 0.14463 | 0.13244 | 0.035581 | 0.14463 | 0.13244 | -0.019433 | -0.086084 | 0.064421 | 0.019671 | 0.090006 | -0.061132 | -0.036777 | -0.039506 | -0.056019 | 0.037251 | 0.04735 | 0.062596 | 119.0473 | 2.2187 | -163.9097 | -60.9527 | -177.7813 | 16.0903 | 1.169 | 0.65487 | 0.64461 | 1.1839 | 0.70317 | 0.66066 | 1.1949 | -153.1298 | 155.0805 | 1.2111 | -150.0333 | 150.4121
Line1_1_3 | 0.11899 | 0.52296 | 0.49065 | 0.11899 | 0.52296 | 0.49065 | 0.02748 | 0.12077 | 0.11331 | 0.02748 | 0.12077 | 0.11331 | -0.013613 | -0.069585 | 0.056924 | 0.013755 | 0.07232 | -0.054517 | -0.028645 | -0.023746 | -0.043646 | 0.028928 | 0.029216 | 0.048461 | 116.5967 | 4.4508 | -162.5679 | -63.4033 | -175.5492 | 17.4321 | 1.1541 | 0.60879 | 0.63305 | 1.1656 | 0.64583 | 0.64374 | 1.1783 | -156.7069 | 159.953 | 1.167 | -153.5514 | 155.7975
Line2_1_4 | 0.17037 | 0.66986 | 0.60744 | 0.17037 | 0.66986 | 0.60744 | 0.039346 | 0.1547 | 0.14028 | 0.039346 | 0.1547 | 0.14028 | -0.021714 | -0.087319 | 0.072197 | 0.022005 | 0.091806 | -0.068507 | -0.039881 | -0.035285 | -0.051712 | 0.040461 | 0.044259 | 0.059092 | 119.7457 | 1.2899 | -164.4344 | -60.2543 | -178.7101 | 15.5656 | 1.1541 | 0.60879 | 0.63305 | 1.1706 | 0.65882 | 0.64492 | 1.1783 | -156.7069 | 159.953 | 1.2065 | -152.9716 | 154.7858
Line3_1_5 | 0.15407 | 0.62628 | 0.57347 | 0.15407 | 0.62628 | 0.57347 | 0.035581 | 0.14463 | 0.13244 | 0.035581 | 0.14463 | 0.13244 | -0.019196 | -0.082162 | 0.067709 | 0.019433 | 0.086084 | -0.064421 | -0.036302 | -0.031661 | -0.049442 | 0.036777 | 0.039506 | 0.056019 | 119.0473 | 2.2187 | -163.9097 | -60.9527 | -177.7813 | 16.0903 | 1.1541 | 0.60879 | 0.63305 | 1.169 | 0.65487 | 0.64461 | 1.1783 | -156.7069 | 159.953 | 1.1949 | -153.1298 | 155.0805
Line4_2_6 | 0.14042 | 0.58778 | 0.543 | 0.14042 | 0.58778 | 0.543 | 0.032428 | 0.13574 | 0.1254 | 0.032428 | 0.13574 | 0.1254 | -0.017243 | -0.080987 | 0.060766 | 0.01744 | 0.084442 | -0.057818 | -0.033712 | -0.035509 | -0.053252 | 0.034106 | 0.042419 | 0.059149 | 118.2725 | 3.0454 | -163.4262 | -61.7275 | -176.9546 | 16.5738 | 1.1677 | 0.65145 | 0.64431 | 1.1813 | 0.69615 | 0.65959 | 1.1845 | -153.2792 | 155.3446 | 1.1905 | -150.282 | 150.9219
Line5_6_7 | 0.14042 | 0.58778 | 0.543 | 0.14042 | 0.58778 | 0.543 | 0.032428 | 0.13574 | 0.1254 | 0.032428 | 0.13574 | 0.1254 | -0.01744 | -0.084442 | 0.057818 | 0.017637 | 0.087897 | -0.054869 | -0.034106 | -0.042419 | -0.059149 | 0.034501 | 0.049329 | 0.065046 | 118.2725 | 3.0454 | -163.4262 | -61.7275 | -176.9546 | 16.5738 | 1.1813 | 0.69615 | 0.65959 | 1.1949 | 0.74253 | 0.6786 | 1.1905 | -150.282 | 150.9219 | 1.1964 | -147.6528 | 146.7231
Line6_7_8 | 0 | 0 | 0 | 0 | 0 | 0 | 0 | 0 | 0 | 0 | 0 | 0 | 1.2504e-09 | -1.8935e-09 | -2.2686e-09 | -1.2504e-09 | 1.8935e-09 | 2.2686e-09 | -3.0187e-10 | 4.1699e-09 | -3.6924e-09 | 3.0187e-10 | -4.1699e-09 | 3.6924e-09 | 0 | 0 | 0 | 0 | 0 | 0 | 1.1949 | 0.74253 | 0.6786 | 1.1949 | 0.74253 | 0.6786 | 1.1964 | -147.6528 | 146.7231 | 1.1964 | -147.6528 | 146.7231
Line7_8_9 | 0 | 0 | 0 | 0 | 0 | 0 | 0 | 0 | 0 | 0 | 0 | 0 | 4.1681e-10 | -6.3117e-10 | -7.5618e-10 | -4.1681e-10 | 6.3117e-10 | 7.5618e-10 | -1.0062e-10 | 1.39e-09 | -1.2308e-09 | 1.0062e-10 | -1.39e-09 | 1.2308e-09 | 0 | 0 | 0 | 0 | 0 | 0 | 1.1949 | 0.74253 | 0.6786 | 1.1949 | 0.74253 | 0.6786 | 1.1964 | -147.6528 | 146.7231 | 1.1964 | -147.6528 | 146.7231
Line8_8_10 | 0 | 0 | 0 | 0 | 0 | 0 | 0 | 0 | 0 | 0 | 0 | 0 | 4.1681e-10 | -6.3117e-10 | -7.5618e-10 | -4.1681e-10 | 6.3117e-10 | 7.5618e-10 | -1.0062e-10 | 1.39e-09 | -1.2308e-09 | 1.0062e-10 | -1.39e-09 | 1.2308e-09 | 0 | 0 | 0 | 0 | 0 | 0 | 1.1949 | 0.74253 | 0.6786 | 1.1949 | 0.74253 | 0.6786 | 1.1964 | -147.6528 | 146.7231 | 1.1964 | -147.6528 | 146.7231
Line9_3_11 | 0.11899 | 0.52296 | 0.49065 | 0.11899 | 0.52296 | 0.49065 | 0.02748 | 0.12077 | 0.11331 | 0.02748 | 0.12077 | 0.11331 | -0.013755 | -0.07232 | 0.054517 | 0.013896 | 0.075055 | -0.052109 | -0.028928 | -0.029216 | -0.048461 | 0.029212 | 0.034686 | 0.053276 | 116.5967 | 4.4508 | -162.5679 | -63.4033 | -175.5492 | 17.4321 | 1.1656 | 0.64583 | 0.64374 | 1.1771 | 0.68461 | 0.65769 | 1.167 | -153.5514 | 155.7975 | 1.1558 | -150.7457 | 151.798

## LL_max_10
name | pf_ikss_a_from_ka | pf_ikss_b_from_ka | pf_ikss_c_from_ka | pf_ikss_a_to_ka | pf_ikss_b_to_ka | pf_ikss_c_to_ka | pf_skss_a_from_mw | pf_skss_b_from_mw | pf_skss_c_from_mw | pf_skss_a_to_mw | pf_skss_b_to_mw | pf_skss_c_to_mw | pf_p_a_from_mw | pf_p_b_from_mw | pf_p_c_from_mw | pf_p_a_to_mw | pf_p_b_to_mw | pf_p_c_to_mw | pf_q_a_from_mvar | pf_q_b_from_mvar | pf_q_c_from_mvar | pf_q_a_to_mvar | pf_q_b_to_mvar | pf_q_c_to_mvar | pf_ikss_a_from_degree | pf_ikss_b_from_degree | pf_ikss_c_from_degree | pf_ikss_a_to_degree | pf_ikss_b_to_degree | pf_ikss_c_to_degree | pf_vm_a_from_pu | pf_vm_b_from_pu | pf_vm_c_from_pu | pf_vm_a_to_pu | pf_vm_b_to_pu | pf_vm_c_to_pu | pf_va_a_from_degree | pf_va_b_from_degree | pf_va_c_from_degree | pf_va_a_to_degree | pf_va_b_to_degree | pf_va_c_to_degree
Line0_1_2 | 0.14011 | 0.56954 | 0.52635 | 0.14011 | 0.56954 | 0.52635 | 0.032357 | 0.13153 | 0.12156 | 0.032357 | 0.13153 | 0.12156 | -0.016601 | -0.075173 | 0.061694 | 0.016797 | 0.078417 | -0.058923 | -0.033545 | -0.028575 | -0.046426 | 0.033938 | 0.035063 | 0.051967 | 117.5177 | 2.7103 | -163.307 | -62.4823 | -177.2897 | 16.693 | 1.1567 | 0.61143 | 0.63519 | 1.1703 | 0.65308 | 0.64633 | 1.188 | -156.4767 | 159.7305 | 1.1853 | -153.1988 | 155.2824
Line10_11_12 | 0.11962 | 0.50882 | 0.47736 | 0.11962 | 0.50882 | 0.47736 | 0.027625 | 0.11751 | 0.11024 | 0.027625 | 0.11751 | 0.11024 | -0.01366 | -0.072922 | 0.050787 | 0.013803 | 0.075511 | -0.048508 | -0.029593 | -0.034291 | -0.052016 | 0.029879 | 0.039469 | 0.056574 | 115.9297 | 4.0646 | -162.4879 | -64.0703 | -175.9354 | 17.5121 | 1.1799 | 0.68576 | 0.65944 | 1.1915 | 0.72509 | 0.67599 | 1.1522 | -150.7509 | 151.827 | 1.1348 | -148.34 | 148.1229
Line11_12_13 | 0.11962 | 0.50882 | 0.47736 | 0.11962 | 0.50882 | 0.47736 | 0.027625 | 0.11751 | 0.11024 | 0.027625 | 0.11751 | 0.11024 | -0.013803 | -0.075511 | 0.048508 | 0.013946 | 0.0781 | -0.046229 | -0.029879 | -0.039469 | -0.056574 | 0.030165 | 0.044647 | 0.061131 | 115.9297 | 4.0645 | -162.4879 | -64.0703 | -175.9355 | 17.5121 | 1.1915 | 0.72509 | 0.67599 | 1.203 | 0.76557 | 0.69522 | 1.1348 | -148.34 | 148.1229 | 1.1178 | -146.1806 | 144.6098
Line12_13_15 | 0 | 0 | 0 | 0 | 0 | 0 | 0 | 0 | 0 | 0 | 0 | 0 | 1.3662e-09 | -1.8659e-09 | -2.3314e-09 | -1.3662e-09 | 1.8659e-09 | 2.3314e-09 | -2.8397e-10 | 4.0871e-09 | -3.5031e-09 | 2.8397e-10 | -4.0871e-09 | 3.5031e-09 | 0 | 0 | 0 | 0 | 0 | 0 | 1.203 | 0.76557 | 0.69522 | 1.203 | 0.76557 | 0.69522 | 1.1178 | -146.1806 | 144.6098 | 1.1178 | -146.1806 | 144.6098
Line13_13_14 | 0.11962 | 0.50882 | 0.47736 | 0.11962 | 0.50882 | 0.47736 | 0.027625 | 0.11751 | 0.11024 | 0.027625 | 0.11751 | 0.11024 | -0.013946 | -0.0781 | 0.046229 | 0.014089 | 0.080689 | -0.04395 | -0.030165 | -0.044647 | -0.061131 | 0.030452 | 0.049825 | 0.065689 | 115.9297 | 4.0645 | -162.4879 | -64.0703 | -175.9355 | 17.5121 | 1.203 | 0.76557 | 0.69522 | 1.2146 | 0.80703 | 0.71693 | 1.1178 | -146.1806 | 144.6098 | 1.1011 | -144.2406 | 141.2975
Line14_15_16 | 0 | 0 | 0 | 0 | 0 | 0 | 0 | 0 | 0 | 0 | 0 | 0 | 9.1079e-10 | -1.244e-09 | -1.5543e-09 | -9.1079e-10 | 1.244e-09 | 1.5543e-09 | -1.8931e-10 | 2.7247e-09 | -2.3354e-09 | 1.8931e-10 | -2.7247e-09 | 2.3354e-09 | 0 | 0 | 0 | 0 | 0 | 0 | 1.203 | 0.76557 | 0.69522 | 1.203 | 0.76557 | 0.69522 | 1.1178 | -146.1806 | 144.6098 | 1.1178 | -146.1806 | 144.6098
Line15_16_17 | 0 | 0 | 0 | 0 | 0 | 0 | 0 | 0 | 0 | 0 | 0 | 0 | 4.554e-10 | -6.2198e-10 | -7.7713e-10 | -4.554e-10 | 6.2198e-10 | 7.7713e-10 | -9.4655e-11 | 1.3624e-09 | -1.1677e-09 | 9.4655e-11 | -1.3624e-09 | 1.1677e-09 | 0 | 0 | 0 | 0 | 0 | 0 | 1.203 | 0.76557 | 0.69522 | 1.203 | 0.76557 | 0.69522 | 1.1178 | -146.1806 | 144.6098 | 1.1178 | -146.1806 | 144.6098
Line16_4_18 | 0 | 0 | 0 | 0 | 0 | 0 | 0 | 0 | 0 | 0 | 0 | 0 | 3.1512e-10 | -6.3754e-10 | -6.0894e-10 | -3.1512e-10 | 6.3754e-10 | 6.0894e-10 | -9.9442e-11 | 1.4464e-09 | -1.4879e-09 | 9.9442e-11 | -1.4464e-09 | 1.4879e-09 | 0 | 0 | 0 | 0 | 0 | 0 | 1.173 | 0.65993 | 0.64693 | 1.173 | 0.65993 | 0.64693 | 1.2043 | -152.917 | 154.7658 | 1.2043 | -152.917 | 154.7658
Line17_5_19 | 0.15304 | 0.60537 | 0.5547 | 0.15304 | 0.60537 | 0.5547 | 0.035343 | 0.1398 | 0.1281 | 0.035343 | 0.1398 | 0.1281 | -0.018839 | -0.083141 | 0.062329 | 0.019073 | 0.086805 | -0.059252 | -0.036873 | -0.038804 | -0.054558 | 0.037341 | 0.046133 | 0.060712 | 118.2574 | 1.9186 | -163.766 | -61.7426 | -178.0814 | 16.234 | 1.1715 | 0.65627 | 0.64663 | 1.1864 | 0.70314 | 0.66224 | 1.1944 | -153.0618 | 155.0377 | 1.2006 | -150.0927 | 150.537
Line1_1_3 | 0.11962 | 0.50882 | 0.47736 | 0.11962 | 0.50882 | 0.47736 | 0.027625 | 0.11751 | 0.11024 | 0.027625 | 0.11751 | 0.11024 | -0.013374 | -0.067744 | 0.055344 | 0.013517 | 0.070333 | -0.053066 | -0.029021 | -0.023935 | -0.042901 | 0.029307 | 0.029113 | 0.047459 | 115.9297 | 4.0646 | -162.4879 | -64.0703 | -175.9354 | 17.5121 | 1.1567 | 0.61143 | 0.63519 | 1.1683 | 0.64779 | 0.64577 | 1.188 | -156.4767 | 159.7305 | 1.1699 | -153.4496 | 155.7046
Line2_1_4 | 0.16836 | 0.64574 | 0.58617 | 0.16836 | 0.64574 | 0.58617 | 0.03888 | 0.14913 | 0.13537 | 0.03888 | 0.14913 | 0.13537 | -0.020936 | -0.084247 | 0.069557 | 0.021219 | 0.088417 | -0.066121 | -0.039804 | -0.034879 | -0.05055 | 0.040371 | 0.043218 | 0.057422 | 118.9311 | 1.0335 | -164.2618 | -61.0689 | -178.9665 | 15.7382 | 1.1567 | 0.61143 | 0.63519 | 1.173 | 0.65993 | 0.64693 | 1.188 | -156.4767 | 159.7305 | 1.2043 | -152.917 | 154.7658
Line3_1_5 | 0.15304 | 0.60537 | 0.5547 | 0.15304 | 0.60537 | 0.5547 | 0.035343 | 0.1398 | 0.1281 | 0.035343 | 0.1398 | 0.1281 | -0.018604 | -0.079476 | 0.065406 | 0.018839 | 0.083141 | -0.062329 | -0.036404 | -0.031474 | -0.048404 | 0.036873 | 0.038804 | 0.054558 | 118.2574 | 1.9186 | -163.766 | -61.7426 | -178.0814 | 16.234 | 1.1567 | 0.61143 | 0.63519 | 1.1715 | 0.65627 | 0.64663 | 1.188 | -156.4767 | 159.7305 | 1.1944 | -153.0618 | 155.0377
Line4_2_6 | 0.14011 | 0.56954 | 0.52635 | 0.14011 | 0.56954 | 0.52635 | 0.032357 | 0.13153 | 0.12156 | 0.032357 | 0.13153 | 0.12156 | -0.016797 | -0.078417 | 0.058923 | 0.016993 | 0.081661 | -0.056153 | -0.033938 | -0.035063 | -0.051967 | 0.03433 | 0.04155 | 0.057508 | 117.5177 | 2.7103 | -163.3071 | -62.4823 | -177.2897 | 16.6929 | 1.1703 | 0.65308 | 0.64633 | 1.1839 | 0.6966 | 0.66123 | 1.1853 | -153.1988 | 155.2824 | 1.1826 | -150.3221 | 151.0098
Line5_6_7 | 0.14011 | 0.56954 | 0.52635 | 0.14011 | 0.56954 | 0.52635 | 0.032357 | 0.13153 | 0.12156 | 0.032357 | 0.13153 | 0.12156 | -0.016993 | -0.081661 | 0.056153 | 0.01719 | 0.084905 | -0.053382 | -0.03433 | -0.04155 | -0.057508 | 0.034723 | 0.048038 | 0.063049 | 117.5177 | 2.7103 | -163.3071 | -62.4823 | -177.2897 | 16.6929 | 1.1839 | 0.6966 | 0.66123 | 1.1974 | 0.74168 | 0.67963 | 1.1826 | -150.3221 | 151.0098 | 1.18 | -147.7892 | 146.9469
Line6_7_8 | 0 | 0 | 0 | 0 | 0 | 0 | 0 | 0 | 0 | 0 | 0 | 0 | 1.2863e-09 | -1.8884e-09 | -2.2498e-09 | -1.2863e-09 | 1.8884e-09 | 2.2498e-09 | -2.9837e-10 | 4.184e-09 | -3.7266e-09 | 2.9837e-10 | -4.184e-09 | 3.7266e-09 | 0 | 0 | 0 | 0 | 0 | 0 | 1.1974 | 0.74168 | 0.67963 | 1.1974 | 0.74168 | 0.67963 | 1.18 | -147.7892 | 146.9469 | 1.18 | -147.7892 | 146.9469
Line7_8_9 | 0 | 0 | 0 | 0 | 0 | 0 | 0 | 0 | 0 | 0 | 0 | 0 | 4.2876e-10 | -6.2945e-10 | -7.4994e-10 | -4.2876e-10 | 6.2945e-10 | 7.4993e-10 | -9.9457e-11 | 1.3947e-09 | -1.2422e-09 | 9.9457e-11 | -1.3947e-09 | 1.2422e-09 | 0 | 0 | 0 | 0 | 0 | 0 | 1.1974 | 0.74168 | 0.67963 | 1.1974 | 0.74168 | 0.67963 | 1.18 | -147.7892 | 146.9469 | 1.18 | -147.7892 | 146.9469
Line8_8_10 | 0 | 0 | 0 | 0 | 0 | 0 | 0 | 0 | 0 | 0 | 0 | 0 | 4.2876e-10 | -6.2945e-10 | -7.4994e-10 | -4.2876e-10 | 6.2945e-10 | 7.4993e-10 | -9.9457e-11 | 1.3947e-09 | -1.2422e-09 | 9.9457e-11 | -1.3947e-09 | 1.2422e-09 | 0 | 0 | 0 | 0 | 0 | 0 | 1.1974 | 0.74168 | 0.67963 | 1.1974 | 0.74168 | 0.67963 | 1.18 | -147.7892 | 146.9469 | 1.18 | -147.7892 | 146.9469
Line9_3_11 | 0.11962 | 0.50882 | 0.47736 | 0.11962 | 0.50882 | 0.47736 | 0.027625 | 0.11751 | 0.11024 | 0.027625 | 0.11751 | 0.11024 | -0.013517 | -0.070333 | 0.053066 | 0.01366 | 0.072922 | -0.050787 | -0.029307 | -0.029113 | -0.047459 | 0.029593 | 0.034291 | 0.052016 | 115.9297 | 4.0646 | -162.4879 | -64.0703 | -175.9354 | 17.5121 | 1.1683 | 0.64779 | 0.64577 | 1.1799 | 0.68576 | 0.65944 | 1.1699 | -153.4496 | 155.7046 | 1.1522 | -150.7509 | 151.827

## LL_max_fault_6
name | pf_ikss_a_from_ka | pf_ikss_b_from_ka | pf_ikss_c_from_ka | pf_ikss_a_to_ka | pf_ikss_b_to_ka | pf_ikss_c_to_ka | pf_skss_a_from_mw | pf_skss_b_from_mw | pf_skss_c_from_mw | pf_skss_a_to_mw | pf_skss_b_to_mw | pf_skss_c_to_mw | pf_p_a_from_mw | pf_p_b_from_mw | pf_p_c_from_mw | pf_p_a_to_mw | pf_p_b_to_mw | pf_p_c_to_mw | pf_q_a_from_mvar | pf_q_b_from_mvar | pf_q_c_from_mvar | pf_q_a_to_mvar | pf_q_b_to_mvar | pf_q_c_to_mvar | pf_ikss_a_from_degree | pf_ikss_b_from_degree | pf_ikss_c_from_degree | pf_ikss_a_to_degree | pf_ikss_b_to_degree | pf_ikss_c_to_degree | pf_vm_a_from_pu | pf_vm_b_from_pu | pf_vm_c_from_pu | pf_vm_a_to_pu | pf_vm_b_to_pu | pf_vm_c_to_pu | pf_va_a_from_degree | pf_va_b_from_degree | pf_va_c_from_degree | pf_va_a_to_degree | pf_va_b_to_degree | pf_va_c_to_degree
Line0_1_2 | 0.1118 | 0.11793 | 0.12532 | 0.1118 | 0.11793 | 0.12532 | 0.025819 | 0.027235 | 0.028941 | 0.025819 | 0.027235 | 0.028941 | -0.0032973 | -0.0072571 | -0.0040997 | 0.0034223 | 0.0073962 | 0.0042567 | -0.029409 | -0.030124 | -0.032242 | 0.029659 | 0.030402 | 0.032556 | 96.469 | -17.4769 | -142.8542 | -83.531 | 162.5231 | 37.1458 | 1.1461 | 1.1377 | 1.123 | 1.1563 | 1.1488 | 1.1345 | 0.071775 | -121.0218 | 119.8993 | -0.11316 | -121.1501 | 119.6966
Line10_11_12 | 0.099658 | 0.10473 | 0.11182 | 0.099658 | 0.10473 | 0.11182 | 0.023015 | 0.024187 | 0.025825 | 0.023015 | 0.024187 | 0.025825 | -0.0029792 | -0.0066102 | -0.0038791 | 0.0030785 | 0.0067199 | 0.0040041 | -0.026629 | -0.027204 | -0.029274 | 0.026827 | 0.027424 | 0.029524 | 96.1225 | -17.5927 | -142.9125 | -83.8775 | 162.4073 | 37.0875 | 1.1642 | 1.1575 | 1.1435 | 1.1733 | 1.1674 | 1.1537 | -0.26106 | -121.25 | 119.5393 | -0.42362 | -121.3611 | 119.3641
Line11_12_13 | 0.099658 | 0.10473 | 0.11182 | 0.099658 | 0.10473 | 0.11182 | 0.023015 | 0.024187 | 0.025825 | 0.023015 | 0.024187 | 0.025825 | -0.0030785 | -0.0067199 | -0.0040041 | 0.0031778 | 0.0068295 | 0.0041292 | -0.026827 | -0.027424 | -0.029524 | 0.027026 | 0.027643 | 0.029775 | 96.1225 | -17.5927 | -142.9125 | -83.8775 | 162.4073 | 37.0875 | 1.1733 | 1.1674 | 1.1537 | 1.1824 | 1.1773 | 1.164 | -0.42362 | -121.3611 | 119.3641 | -0.58369 | -121.4705 | 119.192
Line12_13_15 | 0 | 0 | 0 | 0 | 0 | 0 | 0 | 0 | 0 | 0 | 0 | 0 | 1.0721e-09 | 1.0051e-09 | 8.205e-10 | -1.0721e-09 | -1.0051e-09 | -8.205e-10 | 1.4574e-10 | 3.6554e-10 | 1.9862e-10 | -1.4574e-10 | -3.6554e-10 | -1.9862e-10 | 0 | 0 | 0 | 0 | 0 | 0 | 1.1824 | 1.1773 | 1.164 | 1.1824 | 1.1773 | 1.164 | -0.58369 | -121.4705 | 119.192 | -0.58369 | -121.4705 | 119.192
Line13_13_14 | 0.099658 | 0.10473 | 0.11182 | 0.099658 | 0.10473 | 0.11182 | 0.023015 | 0.024187 | 0.025825 | 0.023015 | 0.024187 | 0.025825 | -0.0031778 | -0.0068295 | -0.0041292 | 0.0032771 | 0.0069392 | 0.0042542 | -0.027026 | -0.027643 | -0.029775 | 0.027225 | 0.027862 | 0.030025 | 96.1225 | -17.5927 | -142.9125 | -83.8775 | 162.4073 | 37.0875 | 1.1824 | 1.1773 | 1.164 | 1.1915 | 1.1872 | 1.1742 | -0.58369 | -121.4705 | 119.192 | -0.74132 | -121.5779 | 119.0228
Line14_15_16 | 0 | 0 | 0 | 0 | 0 | 0 | 0 | 0 | 0 | 0 | 0 | 0 | 7.1472e-10 | 6.701e-10 | 5.47e-10 | -7.1472e-10 | -6.701e-10 | -5.47e-10 | 9.7163e-11 | 2.4369e-10 | 1.3241e-10 | -9.7163e-11 | -2.4369e-10 | -1.3241e-10 | 0 | 0 | 0 | 0 | 0 | 0 | 1.1824 | 1.1773 | 1.164 | 1.1824 | 1.1773 | 1.164 | -0.58369 | -121.4705 | 119.192 | -0.58369 | -121.4705 | 119.192
Line15_16_17 | 0 | 0 | 0 | 0 | 0 | 0 | 0 | 0 | 0 | 0 | 0 | 0 | 3.5736e-10 | 3.3505e-10 | 2.735e-10 | -3.5736e-10 | -3.3505e-10 | -2.735e-10 | 4.8581e-11 | 1.2185e-10 | 6.6206e-11 | -4.8581e-11 | -1.2185e-10 | -6.6206e-11 | 0 | 0 | 0 | 0 | 0 | 0 | 1.1824 | 1.1773 | 1.164 | 1.1824 | 1.1773 | 1.164 | -0.58369 | -121.4705 | 119.192 | -0.58369 | -121.4705 | 119.192
Line16_4_18 | 0 | 0 | 0 | 0 | 0 | 0 | 0 | 0 | 0 | 0 | 0 | 0 | 2.452e-10 | 2.1379e-10 | 1.503e-10 | -2.452e-10 | -2.1379e-10 | -1.503e-10 | 1.0935e-11 | 9.449e-11 | 2.6374e-11 | -1.0935e-11 | -9.449e-11 | -2.6374e-11 | 0 | 0 | 0 | 0 | 0 | 0 | 1.1578 | 1.1505 | 1.1361 | 1.1578 | 1.1505 | 1.1361 | -0.13418 | -121.1668 | 119.6702 | -0.13418 | -121.1668 | 119.6702
Line17_5_19 | 0.11906 | 0.12584 | 0.13335 | 0.11906 | 0.12584 | 0.13335 | 0.027496 | 0.029062 | 0.030795 | 0.027496 | 0.029062 | 0.030795 | -0.0037657 | -0.0079386 | -0.0045643 | 0.0039075 | 0.0080969 | 0.0047421 | -0.031588 | -0.032452 | -0.03466 | 0.031872 | 0.032769 | 0.035016 | 96.6752 | -17.412 | -142.8139 | -83.3248 | 162.588 | 37.1861 | 1.157 | 1.1496 | 1.1352 | 1.1678 | 1.1615 | 1.1474 | -0.12312 | -121.1579 | 119.6842 | -0.31439 | -121.2913 | 119.4736
Line1_1_3 | 0.099658 | 0.10473 | 0.11182 | 0.099658 | 0.10473 | 0.11182 | 0.023015 | 0.024187 | 0.025825 | 0.023015 | 0.024187 | 0.025825 | -0.0027805 | -0.0063908 | -0.003629 | 0.0028799 | 0.0065005 | 0.003754 | -0.026232 | -0.026765 | -0.028774 | 0.02643 | 0.026985 | 0.029024 | 96.1225 | -17.5927 | -142.9125 | -83.8775 | 162.4073 | 37.0875 | 1.1461 | 1.1377 | 1.123 | 1.1552 | 1.1476 | 1.1332 | 0.071775 | -121.0218 | 119.8993 | -0.095944 | -121.1369 | 119.7177
Line2_1_4 | 0.12733 | 0.13486 | 0.14246 | 0.12733 | 0.13486 | 0.14246 | 0.029405 | 0.031146 | 0.0329 | 0.029405 | 0.031146 | 0.0329 | -0.004012 | -0.0083805 | -0.0047189 | 0.0041741 | 0.0085624 | 0.0049218 | -0.033463 | -0.03443 | -0.036645 | 0.033787 | 0.034793 | 0.037051 | 96.9085 | -17.3415 | -142.7629 | -83.0915 | 162.6585 | 37.2371 | 1.1461 | 1.1377 | 1.123 | 1.1578 | 1.1505 | 1.1361 | 0.071775 | -121.0218 | 119.8993 | -0.13418 | -121.1668 | 119.6702
Line3_1_5 | 0.11906 | 0.12584 | 0.13335 | 0.11906 | 0.12584 | 0.13335 | 0.027496 | 0.029062 | 0.030795 | 0.027496 | 0.029062 | 0.030795 | -0.003624 | -0.0077802 | -0.0043865 | 0.0037657 | 0.0079386 | 0.0045643 | -0.031305 | -0.032135 | -0.034305 | 0.031588 | 0.032452 | 0.03466 | 96.6752 | -17.412 | -142.8139 | -83.3248 | 162.588 | 37.1861 | 1.1461 | 1.1377 | 1.123 | 1.157 | 1.1496 | 1.1352 | 0.071775 | -121.0218 | 119.8993 | -0.12312 | -121.1579 | 119.6842
Line4_2_6 | 0.1118 | 0.11793 | 0.12532 | 0.1118 | 0.11793 | 0.12532 | 0.025819 | 0.027235 | 0.028941 | 0.025819 | 0.027235 | 0.028941 | -0.0034223 | -0.0073962 | -0.0042567 | 0.0035473 | 0.0075353 | 0.0044137 | -0.029659 | -0.030402 | -0.032556 | 0.029909 | 0.03068 | 0.03287 | 96.469 | -17.4769 | -142.8542 | -83.531 | 162.5231 | 37.1458 | 1.1563 | 1.1488 | 1.1345 | 1.1665 | 1.16 | 1.146 | -0.11316 | -121.1501 | 119.6966 | -0.29486 | -121.2759 | 119.4979
Line5_6_7 | 0.1118 | 0.11793 | 0.12532 | 0.1118 | 0.11793 | 0.12532 | 0.025819 | 0.027235 | 0.028941 | 0.025819 | 0.027235 | 0.028941 | -0.0035473 | -0.0075353 | -0.0044137 | 0.0036723 | 0.0076743 | 0.0045708 | -0.029909 | -0.03068 | -0.03287 | 0.030159 | 0.030958 | 0.033184 | 96.469 | -17.4769 | -142.8542 | -83.531 | 162.5231 | 37.1458 | 1.1665 | 1.16 | 1.146 | 1.1767 | 1.1711 | 1.1574 | -0.29486 | -121.2759 | 119.4979 | -0.47342 | -121.3994 | 119.3032
Line6_7_8 | 0 | 0 | 0 | 0 | 0 | 0 | 0 | 0 | 0 | 0 | 0 | 0 | 9.9303e-10 | 9.2041e-10 | 7.324e-10 | -9.9303e-10 | -9.2041e-10 | -7.324e-10 | 1.1764e-10 | 3.4607e-10 | 1.7032e-10 | -1.1764e-10 | -3.4607e-10 | -1.7032e-10 | 0 | 0 | 0 | 0 | 0 | 0 | 1.1767 | 1.1711 | 1.1574 | 1.1767 | 1.1711 | 1.1574 | -0.47342 | -121.3994 | 119.3032 | -0.47342 | -121.3994 | 119.3032
Line7_8_9 | 0 | 0 | 0 | 0 | 0 | 0 | 0 | 0 | 0 | 0 | 0 | 0 | 3.3101e-10 | 3.068e-10 | 2.4413e-10 | -3.3101e-10 | -3.068e-10 | -2.4413e-10 | 3.9214e-11 | 1.1536e-10 | 5.6775e-11 | -3.9214e-11 | -1.1536e-10 | -5.6775e-11 | 0 | 0 | 0 | 0 | 0 | 0 | 1.1767 | 1.1711 | 1.1574 | 1.1767 | 1.1711 | 1.1574 | -0.47342 | -121.3994 | 119.3032 | -0.47342 | -121.3994 | 119.3032
Line8_8_10 | 0 | 0 | 0 | 0 | 0 | 0 | 0 | 0 | 0 | 0 | 0 | 0 | 3.3101e-10 | 3.068e-10 | 2.4413e-10 | -3.3101e-10 | -3.068e-10 | -2.4413e-10 | 3.9214e-11 | 1.1536e-10 | 5.6775e-11 | -3.9214e-11 | -1.1536e-10 | -5.6775e-11 | 0 | 0 | 0 | 0 | 0 | 0 | 1.1767 | 1.1711 | 1.1574 | 1.1767 | 1.1711 | 1.1574 | -0.47342 | -121.3994 | 119.3032 | -0.47342 | -121.3994 | 119.3032
Line9_3_11 | 0.099658 | 0.10473 | 0.11182 | 0.099658 | 0.10473 | 0.11182 | 0.023015 | 0.024187 | 0.025825 | 0.023015 | 0.024187 | 0.025825 | -0.0028799 | -0.0065005 | -0.003754 | 0.0029792 | 0.0066102 | 0.0038791 | -0.02643 | -0.026985 | -0.029024 | 0.026629 | 0.027204 | 0.029274 | 96.1225 | -17.5927 | -142.9125 | -83.8775 | 162.4073 | 37.0875 | 1.1552 | 1.1476 | 1.1332 | 1.1642 | 1.1575 | 1.1435 | -0.095944 | -121.1369 | 119.7177 | -0.26106 | -121.25 | 119.5393

## LL_max_fault_10
name | pf_ikss_a_from_ka | pf_ikss_b_from_ka | pf_ikss_c_from_ka | pf_ikss_a_to_ka | pf_ikss_b_to_ka | pf_ikss_c_to_ka | pf_skss_a_from_mw | pf_skss_b_from_mw | pf_skss_c_from_mw | pf_skss_a_to_mw | pf_skss_b_to_mw | pf_skss_c_to_mw | pf_p_a_from_mw | pf_p_b_from_mw | pf_p_c_from_mw | pf_p_a_to_mw | pf_p_b_to_mw | pf_p_c_to_mw | pf_q_a_from_mvar | pf_q_b_from_mvar | pf_q_c_from_mvar | pf_q_a_to_mvar | pf_q_b_to_mvar | pf_q_c_to_mvar | pf_ikss_a_from_degree | pf_ikss_b_from_degree | pf_ikss_c_from_degree | pf_ikss_a_to_degree | pf_ikss_b_to_degree | pf_ikss_c_to_degree | pf_vm_a_from_pu | pf_vm_b_from_pu | pf_vm_c_from_pu | pf_vm_a_to_pu | pf_vm_b_to_pu | pf_vm_c_to_pu | pf_va_a_from_degree | pf_va_b_from_degree | pf_va_c_from_degree | pf_va_a_to_degree | pf_va_b_to_degree | pf_va_c_to_degree
Line0_1_2 | 0.11261 | 0.11849 | 0.12559 | 0.11261 | 0.11849 | 0.12559 | 0.026006 | 0.027364 | 0.029004 | 0.026006 | 0.027364 | 0.029004 | -0.0033122 | -0.0071442 | -0.0040777 | 0.003439 | 0.0072846 | 0.0042354 | -0.029686 | -0.030371 | -0.032389 | 0.02994 | 0.030652 | 0.032704 | 96.4403 | -17.7792 | -142.9227 | -83.5597 | 162.2208 | 37.0773 | 1.1486 | 1.1402 | 1.1255 | 1.1589 | 1.1514 | 1.137 | 0.074002 | -121.0162 | 119.9016 | -0.11213 | -121.1478 | 119.6982
Line10_11_12 | 0.10079 | 0.10569 | 0.11252 | 0.10079 | 0.10569 | 0.11252 | 0.023276 | 0.024407 | 0.025986 | 0.023276 | 0.024407 | 0.025986 | -0.0030128 | -0.0065392 | -0.0038733 | 0.0031144 | 0.0066509 | 0.0039999 | -0.026993 | -0.02755 | -0.029529 | 0.027197 | 0.027773 | 0.029782 | 96.1065 | -17.8986 | -142.9884 | -83.8935 | 162.1014 | 37.0116 | 1.1669 | 1.1601 | 1.1461 | 1.1761 | 1.1701 | 1.1564 | -0.26212 | -121.2512 | 119.5388 | -0.42625 | -121.3657 | 119.3622
Line11_12_13 | 0.10079 | 0.10569 | 0.11252 | 0.10079 | 0.10569 | 0.11252 | 0.023276 | 0.024407 | 0.025986 | 0.023276 | 0.024407 | 0.025986 | -0.0031144 | -0.0066509 | -0.0039999 | 0.003216 | 0.0067626 | 0.0041265 | -0.027197 | -0.027773 | -0.029782 | 0.0274 | 0.027997 | 0.030035 | 96.1065 | -17.8986 | -142.9884 | -83.8935 | 162.1014 | 37.0116 | 1.1761 | 1.1701 | 1.1564 | 1.1853 | 1.1801 | 1.1667 | -0.42625 | -121.3657 | 119.3622 | -0.58785 | -121.4783 | 119.1888
Line12_13_15 | 0 | 0 | 0 | 0 | 0 | 0 | 0 | 0 | 0 | 0 | 0 | 0 | 1.1122e-09 | 1.044e-09 | 8.5756e-10 | -1.1122e-09 | -1.044e-09 | -8.5756e-10 | 1.4714e-10 | 3.6838e-10 | 1.9988e-10 | -1.4714e-10 | -3.6838e-10 | -1.9988e-10 | 0 | 0 | 0 | 0 | 0 | 0 | 1.1853 | 1.1801 | 1.1667 | 1.1853 | 1.1801 | 1.1667 | -0.58785 | -121.4783 | 119.1888 | -0.58785 | -121.4783 | 119.1888
Line13_13_14 | 0.10079 | 0.10569 | 0.11252 | 0.10079 | 0.10569 | 0.11252 | 0.023276 | 0.024407 | 0.025986 | 0.023276 | 0.024407 | 0.025986 | -0.003216 | -0.0067626 | -0.0041265 | 0.0033176 | 0.0068743 | 0.0042531 | -0.0274 | -0.027997 | -0.030035 | 0.027603 | 0.02822 | 0.030289 | 96.1065 | -17.8986 | -142.9884 | -83.8935 | 162.1014 | 37.0116 | 1.1853 | 1.1801 | 1.1667 | 1.1944 | 1.19 | 1.177 | -0.58785 | -121.4783 | 119.1888 | -0.74696 | -121.589 | 119.0184
Line14_15_16 | 0 | 0 | 0 | 0 | 0 | 0 | 0 | 0 | 0 | 0 | 0 | 0 | 7.415e-10 | 6.9597e-10 | 5.717e-10 | -7.415e-10 | -6.9597e-10 | -5.717e-10 | 9.8093e-11 | 2.4558e-10 | 1.3325e-10 | -9.8093e-11 | -2.4558e-10 | -1.3325e-10 | 0 | 0 | 0 | 0 | 0 | 0 | 1.1853 | 1.1801 | 1.1667 | 1.1853 | 1.1801 | 1.1667 | -0.58785 | -121.4783 | 119.1888 | -0.58785 | -121.4783 | 119.1888
Line15_16_17 | 0 | 0 | 0 | 0 | 0 | 0 | 0 | 0 | 0 | 0 | 0 | 0 | 3.7075e-10 | 3.4799e-10 | 2.8585e-10 | -3.7075e-10 | -3.4799e-10 | -2.8585e-10 | 4.9046e-11 | 1.2279e-10 | 6.6625e-11 | -4.9046e-11 | -1.2279e-10 | -6.6625e-11 | 0 | 0 | 0 | 0 | 0 | 0 | 1.1853 | 1.1801 | 1.1667 | 1.1853 | 1.1801 | 1.1667 | -0.58785 | -121.4783 | 119.1888 | -0.58785 | -121.4783 | 119.1888
Line16_4_18 | 0 | 0 | 0 | 0 | 0 | 0 | 0 | 0 | 0 | 0 | 0 | 0 | 2.5633e-10 | 2.2466e-10 | 1.6087e-10 | -2.5633e-10 | -2.2466e-10 | -1.6087e-10 | 1.0815e-11 | 9.447e-11 | 2.6213e-11 | -1.0816e-11 | -9.447e-11 | -2.6213e-11 | 0 | 0 | 0 | 0 | 0 | 0 | 1.1602 | 1.1529 | 1.1385 | 1.1602 | 1.1529 | 1.1385 | -0.13242 | -121.1641 | 119.6729 | -0.13242 | -121.1641 | 119.6729
Line17_5_19 | 0.11963 | 0.12611 | 0.13332 | 0.11963 | 0.12611 | 0.13332 | 0.027626 | 0.029123 | 0.030788 | 0.027626 | 0.029123 | 0.030788 | -0.0037703 | -0.0078004 | -0.0045327 | 0.0039134 | 0.0079594 | 0.0047105 | -0.03181 | -0.032633 | -0.034734 | 0.032096 | 0.032951 | 0.035089 | 96.6376 | -17.7122 | -142.8787 | -83.3624 | 162.2878 | 37.1213 | 1.1595 | 1.1521 | 1.1377 | 1.1704 | 1.164 | 1.1499 | -0.12177 | -121.1554 | 119.6862 | -0.31389 | -121.2919 | 119.4755
Line1_1_3 | 0.10079 | 0.10569 | 0.11252 | 0.10079 | 0.10569 | 0.11252 | 0.023276 | 0.024407 | 0.025986 | 0.023276 | 0.024407 | 0.025986 | -0.0028097 | -0.0063158 | -0.0036201 | 0.0029113 | 0.0064275 | 0.0037467 | -0.026587 | -0.027103 | -0.029023 | 0.02679 | 0.027326 | 0.029276 | 96.1065 | -17.8986 | -142.9884 | -83.8935 | 162.1014 | 37.0116 | 1.1486 | 1.1402 | 1.1255 | 1.1578 | 1.1502 | 1.1358 | 0.074002 | -121.0162 | 119.9016 | -0.095385 | -121.1347 | 119.7185
Line2_1_4 | 0.12758 | 0.13475 | 0.14204 | 0.12758 | 0.13475 | 0.14204 | 0.029463 | 0.03112 | 0.032804 | 0.029463 | 0.03112 | 0.032804 | -0.0039987 | -0.0082092 | -0.0046749 | 0.0041615 | 0.0083908 | 0.0048766 | -0.033605 | -0.03452 | -0.036624 | 0.03393 | 0.034884 | 0.037028 | 96.86 | -17.6393 | -142.8243 | -83.14 | 162.3607 | 37.1757 | 1.1486 | 1.1402 | 1.1255 | 1.1602 | 1.1529 | 1.1385 | 0.074002 | -121.0162 | 119.9016 | -0.13242 | -121.1641 | 119.6729
Line3_1_5 | 0.11963 | 0.12611 | 0.13332 | 0.11963 | 0.12611 | 0.13332 | 0.027626 | 0.029123 | 0.030788 | 0.027626 | 0.029123 | 0.030788 | -0.0036272 | -0.0076414 | -0.004355 | 0.0037703 | 0.0078004 | 0.0045327 | -0.031524 | -0.032315 | -0.034378 | 0.03181 | 0.032633 | 0.034734 | 96.6376 | -17.7122 | -142.8787 | -83.3624 | 162.2878 | 37.1213 | 1.1486 | 1.1402 | 1.1255 | 1.1595 | 1.1521 | 1.1377 | 0.074002 | -121.0162 | 119.9016 | -0.12177 | -121.1554 | 119.6862
Line4_2_6 | 0.11261 | 0.11849 | 0.12559 | 0.11261 | 0.11849 | 0.12559 | 0.026006 | 0.027364 | 0.029004 | 0.026006 | 0.027364 | 0.029004 | -0.003439 | -0.0072846 | -0.0042354 | 0.0035658 | 0.007425 | 0.0043931 | -0.02994 | -0.030652 | -0.032704 | 0.030194 | 0.030933 | 0.03302 | 96.4403 | -17.7792 | -142.9227 | -83.5597 | 162.2208 | 37.0773 | 1.1589 | 1.1514 | 1.137 | 1.1691 | 1.1625 | 1.1485 | -0.11213 | -121.1478 | 119.6982 | -0.295 | -121.2768 | 119.4988
Line5_6_7 | 0.11261 | 0.11849 | 0.12559 | 0.11261 | 0.11849 | 0.12559 | 0.026006 | 0.027364 | 0.029004 | 0.026006 | 0.027364 | 0.029004 | -0.0035658 | -0.007425 | -0.0043931 | 0.0036926 | 0.0075654 | 0.0045509 | -0.030194 | -0.030933 | -0.03302 | 0.030447 | 0.031214 | 0.033335 | 96.4403 | -17.7792 | -142.9227 | -83.5597 | 162.2208 | 37.0773 | 1.1691 | 1.1625 | 1.1485 | 1.1794 | 1.1737 | 1.16 | -0.295 | -121.2768 | 119.4988 | -0.47468 | -121.4035 | 119.3034
Line6_7_8 | 0 | 0 | 0 | 0 | 0 | 0 | 0 | 0 | 0 | 0 | 0 | 0 | 1.0302e-09 | 9.5616e-10 | 7.6668e-10 | -1.0302e-09 | -9.5616e-10 | -7.6668e-10 | 1.1823e-10 | 3.4785e-10 | 1.7065e-10 | -1.1823e-10 | -3.4785e-10 | -1.7065e-10 | 0 | 0 | 0 | 0 | 0 | 0 | 1.1794 | 1.1737 | 1.16 | 1.1794 | 1.1737 | 1.16 | -0.47468 | -121.4035 | 119.3034 | -0.47468 | -121.4035 | 119.3034
Line7_8_9 | 0 | 0 | 0 | 0 | 0 | 0 | 0 | 0 | 0 | 0 | 0 | 0 | 3.4338e-10 | 3.1872e-10 | 2.5556e-10 | -3.4338e-10 | -3.1872e-10 | -2.5556e-10 | 3.9408e-11 | 1.1595e-10 | 5.6883e-11 | -3.9408e-11 | -1.1595e-10 | -5.6883e-11 | 0 | 0 | 0 | 0 | 0 | 0 | 1.1794 | 1.1737 | 1.16 | 1.1794 | 1.1737 | 1.16 | -0.47468 | -121.4035 | 119.3034 | -0.47468 | -121.4035 | 119.3034
Line8_8_10 | 0 | 0 | 0 | 0 | 0 | 0 | 0 | 0 | 0 | 0 | 0 | 0 | 3.4338e-10 | 3.1872e-10 | 2.5556e-10 | -3.4338e-10 | -3.1872e-10 | -2.5556e-10 | 3.9408e-11 | 1.1595e-10 | 5.6883e-11 | -3.9408e-11 | -1.1595e-10 | -5.6883e-11 | 0 | 0 | 0 | 0 | 0 | 0 | 1.1794 | 1.1737 | 1.16 | 1.1794 | 1.1737 | 1.16 | -0.47468 | -121.4035 | 119.3034 | -0.47468 | -121.4035 | 119.3034
Line9_3_11 | 0.10079 | 0.10569 | 0.11252 | 0.10079 | 0.10569 | 0.11252 | 0.023276 | 0.024407 | 0.025986 | 0.023276 | 0.024407 | 0.025986 | -0.0029113 | -0.0064275 | -0.0037467 | 0.0030128 | 0.0065392 | 0.0038733 | -0.02679 | -0.027326 | -0.029276 | 0.026993 | 0.02755 | 0.029529 | 96.1065 | -17.8986 | -142.9884 | -83.8935 | 162.1014 | 37.0116 | 1.1578 | 1.1502 | 1.1358 | 1.1669 | 1.1601 | 1.1461 | -0.095385 | -121.1347 | 119.7185 | -0.26212 | -121.2512 | 119.5388

## LL_min_6
name | pf_ikss_a_from_ka | pf_ikss_b_from_ka | pf_ikss_c_from_ka | pf_ikss_a_to_ka | pf_ikss_b_to_ka | pf_ikss_c_to_ka | pf_skss_a_from_mw | pf_skss_b_from_mw | pf_skss_c_from_mw | pf_skss_a_to_mw | pf_skss_b_to_mw | pf_skss_c_to_mw | pf_p_a_from_mw | pf_p_b_from_mw | pf_p_c_from_mw | pf_p_a_to_mw | pf_p_b_to_mw | pf_p_c_to_mw | pf_q_a_from_mvar | pf_q_b_from_mvar | pf_q_c_from_mvar | pf_q_a_to_mvar | pf_q_b_to_mvar | pf_q_c_to_mvar | pf_ikss_a_from_degree | pf_ikss_b_from_degree | pf_ikss_c_from_degree | pf_ikss_a_to_degree | pf_ikss_b_to_degree | pf_ikss_c_to_degree | pf_vm_a_from_pu | pf_vm_b_from_pu | pf_vm_c_from_pu | pf_vm_a_to_pu | pf_vm_b_to_pu | pf_vm_c_to_pu | pf_va_a_from_degree | pf_va_b_from_degree | pf_va_c_from_degree | pf_va_a_to_degree | pf_va_b_to_degree | pf_va_c_to_degree
Line0_1_2 | 0.0024038 | 0.014198 | 0.012011 | 0.0024038 | 0.014198 | 0.012011 | 0.00055514 | 0.0032789 | 0.0027739 | 0.00055514 | 0.0032789 | 0.0027739 | -0.00053524 | -0.0016287 | 0.0013584 | 0.00053535 | 0.0016326 | -0.0013556 | -0.00014805 | 0.0001814 | -0.00028824 | 0.00014816 | -0.00017736 | 0.00029113 | 164.5927 | 7.0317 | -168.5871 | -15.4073 | -172.9683 | 11.4129 | 1.0003 | 0.49981 | 0.5006 | 1.0006 | 0.50084 | 0.49984 | 0.054192 | -179.3232 | 179.4326 | 0.062631 | -179.1685 | 179.2922
Line10_11_12 | 0.0023894 | 0.014153 | 0.011977 | 0.0023894 | 0.014153 | 0.011977 | 0.00055181 | 0.0032686 | 0.0027661 | 0.00055181 | 0.0032686 | 0.0027661 | -0.00053285 | -0.0016309 | 0.0013486 | 0.00053296 | 0.0016347 | -0.0013458 | -0.00014517 | 0.00017647 | -0.00029541 | 0.00014528 | -0.00017246 | 0.00029828 | 164.8314 | 7.1608 | -168.4924 | -15.1686 | -172.8392 | 11.5076 | 1.0008 | 0.50187 | 0.49909 | 1.0011 | 0.50291 | 0.49835 | 0.071081 | -179.0148 | 179.1519 | 0.079519 | -178.8615 | 179.0109
Line11_12_13 | 0.0023894 | 0.014153 | 0.011977 | 0.0023894 | 0.014153 | 0.011977 | 0.00055181 | 0.0032686 | 0.0027661 | 0.00055181 | 0.0032686 | 0.0027661 | -0.00053296 | -0.0016347 | 0.0013458 | 0.00053307 | 0.0016386 | -0.001343 | -0.00014528 | 0.00017246 | -0.00029828 | 0.0001454 | -0.00016845 | 0.00030114 | 164.8314 | 7.1608 | -168.4924 | -15.1686 | -172.8392 | 11.5076 | 1.0011 | 0.50291 | 0.49835 | 1.0013 | 0.50396 | 0.4976 | 0.079519 | -178.8615 | 179.0109 | 0.087954 | -178.7089 | 178.8694
Line12_13_15 | 0 | 0 | 0 | 0 | 0 | 0 | 0 | 0 | 0 | 0 | 0 | 0 | 1.4699e-11 | -8.5526e-11 | -1.0614e-10 | -1.4699e-11 | 8.5526e-11 | 1.0614e-10 | -1.6909e-11 | 4.7372e-09 | -4.6853e-09 | 1.6909e-11 | -4.7372e-09 | 4.6853e-09 | 0 | 0 | 0 | 0 | 0 | 0 | 1.0013 | 0.50396 | 0.4976 | 1.0013 | 0.50396 | 0.4976 | 0.087954 | -178.7089 | 178.8694 | 0.087954 | -178.7089 | 178.8694
Line13_13_14 | 0.0023894 | 0.014153 | 0.011977 | 0.0023894 | 0.014153 | 0.011977 | 0.00055181 | 0.0032685 | 0.0027661 | 0.00055181 | 0.0032685 | 0.0027661 | -0.00053307 | -0.0016386 | 0.001343 | 0.00053318 | 0.0016424 | -0.0013403 | -0.0001454 | 0.00016845 | -0.00030114 | 0.00014551 | -0.00016444 | 0.00030401 | 164.8314 | 7.1605 | -168.4927 | -15.1686 | -172.8395 | 11.5073 | 1.0013 | 0.50396 | 0.4976 | 1.0016 | 0.505 | 0.49686 | 0.087954 | -178.7089 | 178.8694 | 0.096383 | -178.5569 | 178.7276
Line14_15_16 | 0 | 0 | 0 | 0 | 0 | 0 | 0 | 0 | 0 | 0 | 0 | 0 | 9.7991e-12 | -5.7018e-11 | -7.0758e-11 | -9.7991e-12 | 5.7018e-11 | 7.0758e-11 | -1.1272e-11 | 3.1581e-09 | -3.1236e-09 | 1.1272e-11 | -3.1581e-09 | 3.1236e-09 | 0 | 0 | 0 | 0 | 0 | 0 | 1.0013 | 0.50396 | 0.4976 | 1.0013 | 0.50396 | 0.4976 | 0.087954 | -178.7089 | 178.8694 | 0.087954 | -178.7089 | 178.8694
Line15_16_17 | 0 | 0 | 0 | 0 | 0 | 0 | 0 | 0 | 0 | 0 | 0 | 0 | 4.8996e-12 | -2.8509e-11 | -3.5379e-11 | -4.8997e-12 | 2.8509e-11 | 3.5379e-11 | -5.6362e-12 | 1.5791e-09 | -1.5618e-09 | 5.6362e-12 | -1.5791e-09 | 1.5618e-09 | 0 | 0 | 0 | 0 | 0 | 0 | 1.0013 | 0.50396 | 0.4976 | 1.0013 | 0.50396 | 0.4976 | 0.087954 | -178.7089 | 178.8694 | 0.087954 | -178.7089 | 178.8694
Line16_4_18 | 0 | 0 | 0 | 0 | 0 | 0 | 0 | 0 | 0 | 0 | 0 | 0 | 2.2009e-12 | -2.1427e-11 | -1.9841e-11 | -2.2009e-12 | 2.1427e-11 | 1.9841e-11 | -4.0099e-12 | 1.5769e-09 | -1.5758e-09 | 4.0099e-12 | -1.5769e-09 | 1.5758e-09 | 0 | 0 | 0 | 0 | 0 | 0 | 1.0006 | 0.50085 | 0.49984 | 1.0006 | 0.50085 | 0.49984 | 0.062622 | -179.1682 | 179.2919 | 0.062622 | -179.1682 | 179.2919
Line17_5_19 | 0.0024111 | 0.01422 | 0.012028 | 0.0024111 | 0.01422 | 0.012028 | 0.00055682 | 0.0032841 | 0.0027778 | 0.00055682 | 0.0032841 | 0.0027778 | -0.00053665 | -0.0016354 | 0.0013577 | 0.00053676 | 0.0016393 | -0.001355 | -0.00014973 | 0.00017578 | -0.0002904 | 0.00014985 | -0.00017174 | 0.0002933 | 164.4729 | 6.9667 | -168.635 | -15.5271 | -173.0333 | 11.365 | 1.0006 | 0.50085 | 0.49984 | 1.0008 | 0.50189 | 0.49908 | 0.062626 | -179.1684 | 179.2921 | 0.071056 | -179.0141 | 179.1511
Line1_1_3 | 0.0023894 | 0.014153 | 0.011977 | 0.0023894 | 0.014153 | 0.011977 | 0.00055181 | 0.0032686 | 0.0027661 | 0.00055181 | 0.0032686 | 0.0027661 | -0.00053263 | -0.0016232 | 0.0013541 | 0.00053274 | 0.001627 | -0.0013513 | -0.00014494 | 0.00018448 | -0.00028967 | 0.00014506 | -0.00018048 | 0.00029254 | 164.8314 | 7.1609 | -168.4923 | -15.1686 | -172.8391 | 11.5077 | 1.0003 | 0.49981 | 0.5006 | 1.0006 | 0.50084 | 0.49985 | 0.054192 | -179.3232 | 179.4326 | 0.062639 | -179.1687 | 179.2924
Line2_1_4 | 0.0024184 | 0.014243 | 0.012045 | 0.0024184 | 0.014243 | 0.012045 | 0.0005585 | 0.0032893 | 0.0027817 | 0.0005585 | 0.0032893 | 0.0027817 | -0.00053784 | -0.0016343 | 0.0013627 | 0.00053796 | 0.0016382 | -0.0013599 | -0.0001512 | 0.00017826 | -0.00028678 | 0.00015131 | -0.0001742 | 0.00028969 | 164.3526 | 6.9017 | -168.6826 | -15.6474 | -173.0983 | 11.3174 | 1.0003 | 0.49981 | 0.5006 | 1.0006 | 0.50085 | 0.49984 | 0.054192 | -179.3232 | 179.4326 | 0.062622 | -179.1682 | 179.2919
Line3_1_5 | 0.0024111 | 0.01422 | 0.012028 | 0.0024111 | 0.01422 | 0.012028 | 0.00055682 | 0.0032841 | 0.0027778 | 0.00055682 | 0.0032841 | 0.0027778 | -0.00053654 | -0.0016315 | 0.0013605 | 0.00053665 | 0.0016354 | -0.0013577 | -0.00014962 | 0.00017983 | -0.00028751 | 0.00014973 | -0.00017579 | 0.0002904 | 164.4729 | 6.9667 | -168.635 | -15.5271 | -173.0333 | 11.365 | 1.0003 | 0.49981 | 0.5006 | 1.0006 | 0.50085 | 0.49984 | 0.054192 | -179.3232 | 179.4326 | 0.062626 | -179.1684 | 179.2921
Line4_2_6 | 0.0024038 | 0.014198 | 0.012011 | 0.0024038 | 0.014198 | 0.012011 | 0.00055514 | 0.0032789 | 0.0027739 | 0.00055514 | 0.0032789 | 0.0027739 | -0.00053535 | -0.0016326 | 0.0013556 | 0.00053546 | 0.0016365 | -0.0013528 | -0.00014816 | 0.00017736 | -0.00029112 | 0.00014828 | -0.00017333 | 0.00029401 | 164.5927 | 7.0317 | -168.5872 | -15.4073 | -172.9683 | 11.4128 | 1.0006 | 0.50084 | 0.49984 | 1.0008 | 0.50189 | 0.49909 | 0.062631 | -179.1685 | 179.2922 | 0.071065 | -179.0144 | 179.1514
Line5_6_7 | 0.0024038 | 0.014198 | 0.012011 | 0.0024038 | 0.014198 | 0.012011 | 0.00055514 | 0.0032789 | 0.0027739 | 0.00055514 | 0.0032789 | 0.0027739 | -0.00053546 | -0.0016365 | 0.0013528 | 0.00053557 | 0.0016403 | -0.0013501 | -0.00014828 | 0.00017333 | -0.00029401 | 0.00014839 | -0.0001693 | 0.00029689 | 164.5927 | 7.0316 | -168.5873 | -15.4073 | -172.9684 | 11.4127 | 1.0008 | 0.50189 | 0.49909 | 1.0011 | 0.50293 | 0.49833 | 0.071065 | -179.0144 | 179.1514 | 0.079495 | -178.8609 | 179.0101
Line6_7_8 | 0 | 0 | 0 | 0 | 0 | 0 | 0 | 0 | 0 | 0 | 0 | 0 | 1.2052e-11 | -7.847e-11 | -9.0745e-11 | -1.2052e-11 | 7.847e-11 | 9.0745e-11 | -1.5278e-11 | 4.7351e-09 | -4.6992e-09 | 1.5278e-11 | -4.7351e-09 | 4.6992e-09 | 0 | 0 | 0 | 0 | 0 | 0 | 1.0011 | 0.50293 | 0.49833 | 1.0011 | 0.50293 | 0.49833 | 0.079495 | -178.8609 | 179.0101 | 0.079495 | -178.8609 | 179.0101
Line7_8_9 | 0 | 0 | 0 | 0 | 0 | 0 | 0 | 0 | 0 | 0 | 0 | 0 | 4.0174e-12 | -2.6156e-11 | -3.0248e-11 | -4.0174e-12 | 2.6156e-11 | 3.0248e-11 | -5.0927e-12 | 1.5784e-09 | -1.5664e-09 | 5.0927e-12 | -1.5784e-09 | 1.5664e-09 | 0 | 0 | 0 | 0 | 0 | 0 | 1.0011 | 0.50293 | 0.49833 | 1.0011 | 0.50293 | 0.49833 | 0.079495 | -178.8609 | 179.0101 | 0.079495 | -178.8609 | 179.0101
Line8_8_10 | 0 | 0 | 0 | 0 | 0 | 0 | 0 | 0 | 0 | 0 | 0 | 0 | 4.0175e-12 | -2.6157e-11 | -3.0248e-11 | -4.0174e-12 | 2.6157e-11 | 3.0248e-11 | -5.0927e-12 | 1.5784e-09 | -1.5664e-09 | 5.0927e-12 | -1.5784e-09 | 1.5664e-09 | 0 | 0 | 0 | 0 | 0 | 0 | 1.0011 | 0.50293 | 0.49833 | 1.0011 | 0.50293 | 0.49833 | 0.079495 | -178.8609 | 179.0101 | 0.079495 | -178.8609 | 179.0101
Line9_3_11 | 0.0023894 | 0.014153 | 0.011977 | 0.0023894 | 0.014153 | 0.011977 | 0.00055181 | 0.0032686 | 0.0027661 | 0.00055181 | 0.0032686 | 0.0027661 | -0.00053274 | -0.001627 | 0.0013513 | 0.00053285 | 0.0016309 | -0.0013486 | -0.00014506 | 0.00018048 | -0.00029254 | 0.00014517 | -0.00017647 | 0.00029541 | 164.8314 | 7.1609 | -168.4923 | -15.1686 | -172.8391 | 11.5077 | 1.0006 | 0.50084 | 0.49985 | 1.0008 | 0.50187 | 0.49909 | 0.062639 | -179.1687 | 179.2924 | 0.071081 | -179.0148 | 179.1519

## LL_min_10
name | pf_ikss_a_from_ka | pf_ikss_b_from_ka | pf_ikss_c_from_ka | pf_ikss_a_to_ka | pf_ikss_b_to_ka | pf_ikss_c_to_ka | pf_skss_a_from_mw | pf_skss_b_from_mw | pf_skss_c_from_mw | pf_skss_a_to_mw | pf_skss_b_to_mw | pf_skss_c_to_mw | pf_p_a_from_mw | pf_p_b_from_mw | pf_p_c_from_mw | pf_p_a_to_mw | pf_p_b_to_mw | pf_p_c_to_mw | pf_q_a_from_mvar | pf_q_b_from_mvar | pf_q_c_from_mvar | pf_q_a_to_mvar | pf_q_b_to_mvar | pf_q_c_to_mvar | pf_ikss_a_from_degree | pf_ikss_b_from_degree | pf_ikss_c_from_degree | pf_ikss_a_to_degree | pf_ikss_b_to_degree | pf_ikss_c_to_degree | pf_vm_a_from_pu | pf_vm_b_from_pu | pf_vm_c_from_pu | pf_vm_a_to_pu | pf_vm_b_to_pu | pf_vm_c_to_pu | pf_va_a_from_degree | pf_va_b_from_degree | pf_va_c_from_degree | pf_va_a_to_degree | pf_va_b_to_degree | pf_va_c_to_degree
Line0_1_2 | 0.0024038 | 0.014198 | 0.012011 | 0.0024038 | 0.014198 | 0.012011 | 0.00055514 | 0.0032789 | 0.0027739 | 0.00055514 | 0.0032789 | 0.0027739 | -0.00053524 | -0.0016287 | 0.0013584 | 0.00053535 | 0.0016326 | -0.0013556 | -0.00014805 | 0.0001814 | -0.00028824 | 0.00014816 | -0.00017736 | 0.00029113 | 164.5927 | 7.0317 | -168.5871 | -15.4073 | -172.9683 | 11.4129 | 1.0003 | 0.49981 | 0.5006 | 1.0006 | 0.50084 | 0.49984 | 0.054192 | -179.3232 | 179.4326 | 0.062631 | -179.1685 | 179.2922
Line10_11_12 | 0.0023894 | 0.014153 | 0.011977 | 0.0023894 | 0.014153 | 0.011977 | 0.00055181 | 0.0032686 | 0.0027661 | 0.00055181 | 0.0032686 | 0.0027661 | -0.00053285 | -0.0016309 | 0.0013486 | 0.00053296 | 0.0016347 | -0.0013458 | -0.00014517 | 0.00017647 | -0.00029541 | 0.00014528 | -0.00017246 | 0.00029828 | 164.8314 | 7.1608 | -168.4924 | -15.1686 | -172.8392 | 11.5076 | 1.0008 | 0.50187 | 0.49909 | 1.0011 | 0.50291 | 0.49835 | 0.071081 | -179.0148 | 179.1519 | 0.079519 | -178.8615 | 179.0109
Line11_12_13 | 0.0023894 | 0.014153 | 0.011977 | 0.0023894 | 0.014153 | 0.011977 | 0.00055181 | 0.0032686 | 0.0027661 | 0.00055181 | 0.0032686 | 0.0027661 | -0.00053296 | -0.0016347 | 0.0013458 | 0.00053307 | 0.0016386 | -0.001343 | -0.00014528 | 0.00017246 | -0.00029828 | 0.0001454 | -0.00016845 | 0.00030114 | 164.8314 | 7.1608 | -168.4924 | -15.1686 | -172.8392 | 11.5076 | 1.0011 | 0.50291 | 0.49835 | 1.0013 | 0.50396 | 0.4976 | 0.079519 | -178.8615 | 179.0109 | 0.087954 | -178.7089 | 178.8694
Line12_13_15 | 0 | 0 | 0 | 0 | 0 | 0 | 0 | 0 | 0 | 0 | 0 | 0 | 1.4699e-11 | -8.5526e-11 | -1.0614e-10 | -1.4699e-11 | 8.5526e-11 | 1.0614e-10 | -1.6909e-11 | 4.7372e-09 | -4.6853e-09 | 1.6909e-11 | -4.7372e-09 | 4.6853e-09 | 0 | 0 | 0 | 0 | 0 | 0 | 1.0013 | 0.50396 | 0.4976 | 1.0013 | 0.50396 | 0.4976 | 0.087954 | -178.7089 | 178.8694 | 0.087954 | -178.7089 | 178.8694
Line13_13_14 | 0.0023894 | 0.014153 | 0.011977 | 0.0023894 | 0.014153 | 0.011977 | 0.00055181 | 0.0032685 | 0.0027661 | 0.00055181 | 0.0032685 | 0.0027661 | -0.00053307 | -0.0016386 | 0.001343 | 0.00053318 | 0.0016424 | -0.0013403 | -0.0001454 | 0.00016845 | -0.00030114 | 0.00014551 | -0.00016444 | 0.00030401 | 164.8314 | 7.1605 | -168.4927 | -15.1686 | -172.8395 | 11.5073 | 1.0013 | 0.50396 | 0.4976 | 1.0016 | 0.505 | 0.49686 | 0.087954 | -178.7089 | 178.8694 | 0.096383 | -178.5569 | 178.7276
Line14_15_16 | 0 | 0 | 0 | 0 | 0 | 0 | 0 | 0 | 0 | 0 | 0 | 0 | 9.7991e-12 | -5.7018e-11 | -7.0758e-11 | -9.7991e-12 | 5.7018e-11 | 7.0758e-11 | -1.1272e-11 | 3.1581e-09 | -3.1236e-09 | 1.1272e-11 | -3.1581e-09 | 3.1236e-09 | 0 | 0 | 0 | 0 | 0 | 0 | 1.0013 | 0.50396 | 0.4976 | 1.0013 | 0.50396 | 0.4976 | 0.087954 | -178.7089 | 178.8694 | 0.087954 | -178.7089 | 178.8694
Line15_16_17 | 0 | 0 | 0 | 0 | 0 | 0 | 0 | 0 | 0 | 0 | 0 | 0 | 4.8996e-12 | -2.8509e-11 | -3.5379e-11 | -4.8997e-12 | 2.8509e-11 | 3.5379e-11 | -5.6362e-12 | 1.5791e-09 | -1.5618e-09 | 5.6362e-12 | -1.5791e-09 | 1.5618e-09 | 0 | 0 | 0 | 0 | 0 | 0 | 1.0013 | 0.50396 | 0.4976 | 1.0013 | 0.50396 | 0.4976 | 0.087954 | -178.7089 | 178.8694 | 0.087954 | -178.7089 | 178.8694
Line16_4_18 | 0 | 0 | 0 | 0 | 0 | 0 | 0 | 0 | 0 | 0 | 0 | 0 | 2.2009e-12 | -2.1427e-11 | -1.9841e-11 | -2.2009e-12 | 2.1427e-11 | 1.9841e-11 | -4.0099e-12 | 1.5769e-09 | -1.5758e-09 | 4.0099e-12 | -1.5769e-09 | 1.5758e-09 | 0 | 0 | 0 | 0 | 0 | 0 | 1.0006 | 0.50085 | 0.49984 | 1.0006 | 0.50085 | 0.49984 | 0.062622 | -179.1682 | 179.2919 | 0.062622 | -179.1682 | 179.2919
Line17_5_19 | 0.0024111 | 0.01422 | 0.012028 | 0.0024111 | 0.01422 | 0.012028 | 0.00055682 | 0.0032841 | 0.0027778 | 0.00055682 | 0.0032841 | 0.0027778 | -0.00053665 | -0.0016354 | 0.0013577 | 0.00053676 | 0.0016393 | -0.001355 | -0.00014973 | 0.00017578 | -0.0002904 | 0.00014985 | -0.00017174 | 0.0002933 | 164.4729 | 6.9667 | -168.635 | -15.5271 | -173.0333 | 11.365 | 1.0006 | 0.50085 | 0.49984 | 1.0008 | 0.50189 | 0.49908 | 0.062626 | -179.1684 | 179.2921 | 0.071056 | -179.0141 | 179.1511
Line1_1_3 | 0.0023894 | 0.014153 | 0.011977 | 0.0023894 | 0.014153 | 0.011977 | 0.00055181 | 0.0032686 | 0.0027661 | 0.00055181 | 0.0032686 | 0.0027661 | -0.00053263 | -0.0016232 | 0.0013541 | 0.00053274 | 0.001627 | -0.0013513 | -0.00014494 | 0.00018448 | -0.00028967 | 0.00014506 | -0.00018048 | 0.00029254 | 164.8314 | 7.1609 | -168.4923 | -15.1686 | -172.8391 | 11.5077 | 1.0003 | 0.49981 | 0.5006 | 1.0006 | 0.50084 | 0.49985 | 0.054192 | -179.3232 | 179.4326 | 0.062639 | -179.1687 | 179.2924
Line2_1_4 | 0.0024184 | 0.014243 | 0.012045 | 0.0024184 | 0.014243 | 0.012045 | 0.0005585 | 0.0032893 | 0.0027817 | 0.0005585 | 0.0032893 | 0.0027817 | -0.00053784 | -0.0016343 | 0.0013627 | 0.00053796 | 0.0016382 | -0.0013599 | -0.0001512 | 0.00017826 | -0.00028678 | 0.00015131 | -0.0001742 | 0.00028969 | 164.3526 | 6.9017 | -168.6826 | -15.6474 | -173.0983 | 11.3174 | 1.0003 | 0.49981 | 0.5006 | 1.0006 | 0.50085 | 0.49984 | 0.054192 | -179.3232 | 179.4326 | 0.062622 | -179.1682 | 179.2919
Line3_1_5 | 0.0024111 | 0.01422 | 0.012028 | 0.0024111 | 0.01422 | 0.012028 | 0.00055682 | 0.0032841 | 0.0027778 | 0.00055682 | 0.0032841 | 0.0027778 | -0.00053654 | -0.0016315 | 0.0013605 | 0.00053665 | 0.0016354 | -0.0013577 | -0.00014962 | 0.00017983 | -0.00028751 | 0.00014973 | -0.00017579 | 0.0002904 | 164.4729 | 6.9667 | -168.635 | -15.5271 | -173.0333 | 11.365 | 1.0003 | 0.49981 | 0.5006 | 1.0006 | 0.50085 | 0.49984 | 0.054192 | -179.3232 | 179.4326 | 0.062626 | -179.1684 | 179.2921
Line4_2_6 | 0.0024038 | 0.014198 | 0.012011 | 0.0024038 | 0.014198 | 0.012011 | 0.00055514 | 0.0032789 | 0.0027739 | 0.00055514 | 0.0032789 | 0.0027739 | -0.00053535 | -0.0016326 | 0.0013556 | 0.00053546 | 0.0016365 | -0.0013528 | -0.00014816 | 0.00017736 | -0.00029112 | 0.00014828 | -0.00017333 | 0.00029401 | 164.5927 | 7.0317 | -168.5872 | -15.4073 | -172.9683 | 11.4128 | 1.0006 | 0.50084 | 0.49984 | 1.0008 | 0.50189 | 0.49909 | 0.062631 | -179.1685 | 179.2922 | 0.071065 | -179.0144 | 179.1514
Line5_6_7 | 0.0024038 | 0.014198 | 0.012011 | 0.0024038 | 0.014198 | 0.012011 | 0.00055514 | 0.0032789 | 0.0027739 | 0.00055514 | 0.0032789 | 0.0027739 | -0.00053546 | -0.0016365 | 0.0013528 | 0.00053557 | 0.0016403 | -0.0013501 | -0.00014828 | 0.00017333 | -0.00029401 | 0.00014839 | -0.0001693 | 0.00029689 | 164.5927 | 7.0316 | -168.5873 | -15.4073 | -172.9684 | 11.4127 | 1.0008 | 0.50189 | 0.49909 | 1.0011 | 0.50293 | 0.49833 | 0.071065 | -179.0144 | 179.1514 | 0.079495 | -178.8609 | 179.0101
Line6_7_8 | 0 | 0 | 0 | 0 | 0 | 0 | 0 | 0 | 0 | 0 | 0 | 0 | 1.2052e-11 | -7.847e-11 | -9.0745e-11 | -1.2052e-11 | 7.847e-11 | 9.0745e-11 | -1.5278e-11 | 4.7351e-09 | -4.6992e-09 | 1.5278e-11 | -4.7351e-09 | 4.6992e-09 | 0 | 0 | 0 | 0 | 0 | 0 | 1.0011 | 0.50293 | 0.49833 | 1.0011 | 0.50293 | 0.49833 | 0.079495 | -178.8609 | 179.0101 | 0.079495 | -178.8609 | 179.0101
Line7_8_9 | 0 | 0 | 0 | 0 | 0 | 0 | 0 | 0 | 0 | 0 | 0 | 0 | 4.0174e-12 | -2.6156e-11 | -3.0248e-11 | -4.0174e-12 | 2.6156e-11 | 3.0248e-11 | -5.0927e-12 | 1.5784e-09 | -1.5664e-09 | 5.0927e-12 | -1.5784e-09 | 1.5664e-09 | 0 | 0 | 0 | 0 | 0 | 0 | 1.0011 | 0.50293 | 0.49833 | 1.0011 | 0.50293 | 0.49833 | 0.079495 | -178.8609 | 179.0101 | 0.079495 | -178.8609 | 179.0101
Line8_8_10 | 0 | 0 | 0 | 0 | 0 | 0 | 0 | 0 | 0 | 0 | 0 | 0 | 4.0175e-12 | -2.6157e-11 | -3.0248e-11 | -4.0174e-12 | 2.6157e-11 | 3.0248e-11 | -5.0927e-12 | 1.5784e-09 | -1.5664e-09 | 5.0927e-12 | -1.5784e-09 | 1.5664e-09 | 0 | 0 | 0 | 0 | 0 | 0 | 1.0011 | 0.50293 | 0.49833 | 1.0011 | 0.50293 | 0.49833 | 0.079495 | -178.8609 | 179.0101 | 0.079495 | -178.8609 | 179.0101
Line9_3_11 | 0.0023894 | 0.014153 | 0.011977 | 0.0023894 | 0.014153 | 0.011977 | 0.00055181 | 0.0032686 | 0.0027661 | 0.00055181 | 0.0032686 | 0.0027661 | -0.00053274 | -0.001627 | 0.0013513 | 0.00053285 | 0.0016309 | -0.0013486 | -0.00014506 | 0.00018048 | -0.00029254 | 0.00014517 | -0.00017647 | 0.00029541 | 164.8314 | 7.1609 | -168.4923 | -15.1686 | -172.8391 | 11.5077 | 1.0006 | 0.50084 | 0.49985 | 1.0008 | 0.50187 | 0.49909 | 0.062639 | -179.1687 | 179.2924 | 0.071081 | -179.0148 | 179.1519

## LL_min_fault_6
name | pf_ikss_a_from_ka | pf_ikss_b_from_ka | pf_ikss_c_from_ka | pf_ikss_a_to_ka | pf_ikss_b_to_ka | pf_ikss_c_to_ka | pf_skss_a_from_mw | pf_skss_b_from_mw | pf_skss_c_from_mw | pf_skss_a_to_mw | pf_skss_b_to_mw | pf_skss_c_to_mw | pf_p_a_from_mw | pf_p_b_from_mw | pf_p_c_from_mw | pf_p_a_to_mw | pf_p_b_to_mw | pf_p_c_to_mw | pf_q_a_from_mvar | pf_q_b_from_mvar | pf_q_c_from_mvar | pf_q_a_to_mvar | pf_q_b_to_mvar | pf_q_c_to_mvar | pf_ikss_a_from_degree | pf_ikss_b_from_degree | pf_ikss_c_from_degree | pf_ikss_a_to_degree | pf_ikss_b_to_degree | pf_ikss_c_to_degree | pf_vm_a_from_pu | pf_vm_b_from_pu | pf_vm_c_from_pu | pf_vm_a_to_pu | pf_vm_b_to_pu | pf_vm_c_to_pu | pf_va_a_from_degree | pf_va_b_from_degree | pf_va_c_from_degree | pf_va_a_to_degree | pf_va_b_to_degree | pf_va_c_to_degree
Line0_1_2 | 8.2701e-05 | 0.00048846 | 0.00041323 | 8.2701e-05 | 0.00048846 | 0.00041323 | 1.9099e-05 | 0.00011281 | 9.5432e-05 | 1.9099e-05 | 0.00011281 | 9.5432e-05 | -1.7628e-05 | -0.00010859 | -3.1222e-05 | 1.7628e-05 | 0.00010859 | 3.1225e-05 | 7.3493e-06 | -2.5745e-05 | -8.7213e-05 | -7.3492e-06 | 2.575e-05 | 8.7216e-05 | -157.3664 | 45.0727 | -130.5462 | 22.6336 | -134.9273 | 49.4538 | 0.99999 | 0.98931 | 0.97067 | 0.99999 | 0.98936 | 0.97072 | 0.0018924 | -121.5895 | 119.7566 | 0.0024227 | -121.5876 | 119.7554
Line10_11_12 | 8.2204e-05 | 0.00048692 | 0.00041207 | 8.2204e-05 | 0.00048692 | 0.00041207 | 1.8984e-05 | 0.00011245 | 9.5163e-05 | 1.8984e-05 | 0.00011245 | 9.5163e-05 | -1.7492e-05 | -0.00010831 | -3.1284e-05 | 1.7492e-05 | 0.00010832 | 3.1288e-05 | 7.3779e-06 | -2.543e-05 | -8.6923e-05 | -7.3777e-06 | 2.5434e-05 | 8.6926e-05 | -157.1277 | 45.2017 | -130.4515 | 22.8723 | -134.7983 | 49.5485 | 1 | 0.98941 | 0.97076 | 1 | 0.98945 | 0.97081 | 0.0029484 | -121.5858 | 119.7542 | 0.0034764 | -121.584 | 119.753
Line11_12_13 | 8.2204e-05 | 0.00048692 | 0.00041207 | 8.2204e-05 | 0.00048692 | 0.00041207 | 1.8984e-05 | 0.00011245 | 9.5163e-05 | 1.8984e-05 | 0.00011245 | 9.5163e-05 | -1.7492e-05 | -0.00010832 | -3.1288e-05 | 1.7492e-05 | 0.00010832 | 3.1291e-05 | 7.3777e-06 | -2.5435e-05 | -8.6926e-05 | -7.3776e-06 | 2.5439e-05 | 8.693e-05 | -157.1277 | 45.2017 | -130.4515 | 22.8723 | -134.7983 | 49.5485 | 1 | 0.98945 | 0.97081 | 1 | 0.9895 | 0.97085 | 0.0034764 | -121.584 | 119.753 | 0.0040044 | -121.5821 | 119.7518
Line12_13_15 | 0 | 0 | 0 | 0 | 0 | 0 | 0 | 0 | 0 | 0 | 0 | 0 | 3.8627e-14 | -1.1009e-10 | -3.1116e-10 | -3.8629e-14 | 1.1009e-10 | 3.1116e-10 | -7.6879e-13 | 3.0052e-10 | 4.6261e-11 | 7.6879e-13 | -3.0052e-10 | -4.6261e-11 | 0 | 0 | 0 | 0 | 0 | 0 | 1 | 0.9895 | 0.97085 | 1 | 0.9895 | 0.97085 | 0.0040044 | -121.5821 | 119.7518 | 0.0040044 | -121.5821 | 119.7518
Line13_13_14 | 8.2204e-05 | 0.00048692 | 0.00041207 | 8.2204e-05 | 0.00048692 | 0.00041207 | 1.8984e-05 | 0.00011245 | 9.5163e-05 | 1.8984e-05 | 0.00011245 | 9.5163e-05 | -1.7492e-05 | -0.00010832 | -3.129e-05 | 1.7492e-05 | 0.00010833 | 3.1294e-05 | 7.3776e-06 | -2.544e-05 | -8.693e-05 | -7.3775e-06 | 2.5444e-05 | 8.6933e-05 | -157.1277 | 45.2015 | -130.4518 | 22.8723 | -134.7985 | 49.5482 | 1 | 0.9895 | 0.97085 | 1 | 0.98955 | 0.9709 | 0.0040044 | -121.5821 | 119.7518 | 0.0045324 | -121.5803 | 119.7506
Line14_15_16 | 0 | 0 | 0 | 0 | 0 | 0 | 0 | 0 | 0 | 0 | 0 | 0 | 2.575e-14 | -7.3396e-11 | -2.0744e-10 | -2.575e-14 | 7.3396e-11 | 2.0744e-10 | -5.1252e-13 | 2.0035e-10 | 3.084e-11 | 5.1252e-13 | -2.0035e-10 | -3.084e-11 | 0 | 0 | 0 | 0 | 0 | 0 | 1 | 0.9895 | 0.97085 | 1 | 0.9895 | 0.97085 | 0.0040044 | -121.5821 | 119.7518 | 0.0040044 | -121.5821 | 119.7518
Line15_16_17 | 0 | 0 | 0 | 0 | 0 | 0 | 0 | 0 | 0 | 0 | 0 | 0 | 1.287e-14 | -3.6698e-11 | -1.0372e-10 | -1.2872e-14 | 3.6698e-11 | 1.0372e-10 | -2.5626e-13 | 1.0017e-10 | 1.542e-11 | 2.5626e-13 | -1.0017e-10 | -1.542e-11 | 0 | 0 | 0 | 0 | 0 | 0 | 1 | 0.9895 | 0.97085 | 1 | 0.9895 | 0.97085 | 0.0040044 | -121.5821 | 119.7518 | 0.0040044 | -121.5821 | 119.7518
Line16_4_18 | 0 | 0 | 0 | 0 | 0 | 0 | 0 | 0 | 0 | 0 | 0 | 0 | -2.552e-14 | -3.7215e-11 | -1.0419e-10 | 2.5521e-14 | 3.7215e-11 | 1.0419e-10 | -1.5518e-13 | 1.0051e-10 | 1.5197e-11 | 1.5519e-13 | -1.0051e-10 | -1.5197e-11 | 0 | 0 | 0 | 0 | 0 | 0 | 0.99999 | 0.98936 | 0.97072 | 0.99999 | 0.98936 | 0.97072 | 0.002425 | -121.5876 | 119.7554 | 0.002425 | -121.5876 | 119.7554
Line17_5_19 | 8.295e-05 | 0.00048923 | 0.00041381 | 8.295e-05 | 0.00048923 | 0.00041381 | 1.9157e-05 | 0.00011298 | 9.5566e-05 | 1.9157e-05 | 0.00011298 | 9.5566e-05 | -1.7697e-05 | -0.00010874 | -3.1196e-05 | 1.7697e-05 | 0.00010874 | 3.1199e-05 | 7.3343e-06 | -2.5914e-05 | -8.7365e-05 | -7.3342e-06 | 2.5919e-05 | 8.7369e-05 | -157.4862 | 45.0076 | -130.5941 | 22.5138 | -134.9924 | 49.4059 | 0.99999 | 0.98936 | 0.97072 | 1 | 0.98941 | 0.97076 | 0.0024239 | -121.5876 | 119.7554 | 0.0029554 | -121.5858 | 119.7542
Line1_1_3 | 8.2204e-05 | 0.00048692 | 0.00041207 | 8.2204e-05 | 0.00048692 | 0.00041207 | 1.8984e-05 | 0.00011245 | 9.5163e-05 | 1.8984e-05 | 0.00011245 | 9.5163e-05 | -1.7492e-05 | -0.0001083 | -3.1278e-05 | 1.7492e-05 | 0.00010831 | 3.1281e-05 | 7.3781e-06 | -2.542e-05 | -8.6916e-05 | -7.378e-06 | 2.5425e-05 | 8.6919e-05 | -157.1277 | 45.2018 | -130.4513 | 22.8723 | -134.7982 | 49.5487 | 0.99999 | 0.98931 | 0.97067 | 0.99999 | 0.98936 | 0.97072 | 0.0018924 | -121.5895 | 119.7566 | 0.0024204 | -121.5876 | 119.7554
Line2_1_4 | 8.3201e-05 | 0.00049001 | 0.0004144 | 8.3201e-05 | 0.00049001 | 0.0004144 | 1.9214e-05 | 0.00011316 | 9.5701e-05 | 1.9214e-05 | 0.00011316 | 9.5701e-05 | -1.7765e-05 | -0.00010887 | -3.1164e-05 | 1.7766e-05 | 0.00010888 | 3.1168e-05 | 7.3194e-06 | -2.6074e-05 | -8.7511e-05 | -7.3192e-06 | 2.6079e-05 | 8.7515e-05 | -157.6065 | 44.9426 | -130.6417 | 22.3935 | -135.0574 | 49.3583 | 0.99999 | 0.98931 | 0.97067 | 0.99999 | 0.98936 | 0.97072 | 0.0018924 | -121.5895 | 119.7566 | 0.002425 | -121.5876 | 119.7554
Line3_1_5 | 8.295e-05 | 0.00048923 | 0.00041381 | 8.295e-05 | 0.00048923 | 0.00041381 | 1.9157e-05 | 0.00011298 | 9.5566e-05 | 1.9157e-05 | 0.00011298 | 9.5566e-05 | -1.7697e-05 | -0.00010873 | -3.1193e-05 | 1.7697e-05 | 0.00010874 | 3.1196e-05 | 7.3345e-06 | -2.5909e-05 | -8.7362e-05 | -7.3343e-06 | 2.5914e-05 | 8.7365e-05 | -157.4862 | 45.0076 | -130.594 | 22.5138 | -134.9924 | 49.406 | 0.99999 | 0.98931 | 0.97067 | 0.99999 | 0.98936 | 0.97072 | 0.0018924 | -121.5895 | 119.7566 | 0.0024239 | -121.5876 | 119.7554
Line4_2_6 | 8.2701e-05 | 0.00048846 | 0.00041323 | 8.2701e-05 | 0.00048846 | 0.00041323 | 1.9099e-05 | 0.00011281 | 9.5432e-05 | 1.9099e-05 | 0.00011281 | 9.5432e-05 | -1.7628e-05 | -0.00010859 | -3.1225e-05 | 1.7628e-05 | 0.0001086 | 3.1228e-05 | 7.3492e-06 | -2.575e-05 | -8.7216e-05 | -7.349e-06 | 2.5755e-05 | 8.722e-05 | -157.3664 | 45.0726 | -130.5463 | 22.6336 | -134.9274 | 49.4537 | 0.99999 | 0.98936 | 0.97072 | 1 | 0.98941 | 0.97076 | 0.0024227 | -121.5876 | 119.7554 | 0.0029531 | -121.5858 | 119.7542
Line5_6_7 | 8.2701e-05 | 0.00048846 | 0.00041323 | 8.2701e-05 | 0.00048846 | 0.00041323 | 1.9099e-05 | 0.00011281 | 9.5432e-05 | 1.9099e-05 | 0.00011281 | 9.5432e-05 | -1.7628e-05 | -0.0001086 | -3.1228e-05 | 1.7628e-05 | 0.0001086 | 3.1232e-05 | 7.349e-06 | -2.5755e-05 | -8.722e-05 | -7.3489e-06 | 2.576e-05 | 8.7223e-05 | -157.3664 | 45.0725 | -130.5464 | 22.6336 | -134.9275 | 49.4536 | 1 | 0.98941 | 0.97076 | 1 | 0.98946 | 0.97081 | 0.0029531 | -121.5858 | 119.7542 | 0.0034834 | -121.584 | 119.753
Line6_7_8 | 0 | 0 | 0 | 0 | 0 | 0 | 0 | 0 | 0 | 0 | 0 | 0 | 1.7656e-15 | -1.1061e-10 | -3.1163e-10 | -1.7656e-15 | 1.1061e-10 | 3.1163e-10 | -6.6874e-13 | 3.0085e-10 | 4.6041e-11 | 6.6875e-13 | -3.0085e-10 | -4.6041e-11 | 0 | 0 | 0 | 0 | 0 | 0 | 1 | 0.98946 | 0.97081 | 1 | 0.98946 | 0.97081 | 0.0034834 | -121.584 | 119.753 | 0.0034834 | -121.584 | 119.753
Line7_8_9 | 0 | 0 | 0 | 0 | 0 | 0 | 0 | 0 | 0 | 0 | 0 | 0 | 5.7965e-16 | -3.6869e-11 | -1.0388e-10 | -5.7965e-16 | 3.6869e-11 | 1.0388e-10 | -2.2291e-13 | 1.0028e-10 | 1.5347e-11 | 2.2292e-13 | -1.0028e-10 | -1.5347e-11 | 0 | 0 | 0 | 0 | 0 | 0 | 1 | 0.98946 | 0.97081 | 1 | 0.98946 | 0.97081 | 0.0034834 | -121.584 | 119.753 | 0.0034834 | -121.584 | 119.753
Line8_8_10 | 0 | 0 | 0 | 0 | 0 | 0 | 0 | 0 | 0 | 0 | 0 | 0 | 5.8428e-16 | -3.6869e-11 | -1.0388e-10 | -5.8428e-16 | 3.6869e-11 | 1.0388e-10 | -2.2291e-13 | 1.0028e-10 | 1.5347e-11 | 2.2292e-13 | -1.0028e-10 | -1.5347e-11 | 0 | 0 | 0 | 0 | 0 | 0 | 1 | 0.98946 | 0.97081 | 1 | 0.98946 | 0.97081 | 0.0034834 | -121.584 | 119.753 | 0.0034834 | -121.584 | 119.753
Line9_3_11 | 8.2204e-05 | 0.00048692 | 0.00041207 | 8.2204e-05 | 0.00048692 | 0.00041207 | 1.8984e-05 | 0.00011245 | 9.5163e-05 | 1.8984e-05 | 0.00011245 | 9.5163e-05 | -1.7492e-05 | -0.00010831 | -3.1281e-05 | 1.7492e-05 | 0.00010831 | 3.1284e-05 | 7.378e-06 | -2.5425e-05 | -8.6919e-05 | -7.3779e-06 | 2.543e-05 | 8.6923e-05 | -157.1277 | 45.2018 | -130.4514 | 22.8723 | -134.7982 | 49.5486 | 0.99999 | 0.98936 | 0.97072 | 1 | 0.98941 | 0.97076 | 0.0024204 | -121.5876 | 119.7554 | 0.0029484 | -121.5858 | 119.7542

## LL_min_fault_10
name | pf_ikss_a_from_ka | pf_ikss_b_from_ka | pf_ikss_c_from_ka | pf_ikss_a_to_ka | pf_ikss_b_to_ka | pf_ikss_c_to_ka | pf_skss_a_from_mw | pf_skss_b_from_mw | pf_skss_c_from_mw | pf_skss_a_to_mw | pf_skss_b_to_mw | pf_skss_c_to_mw | pf_p_a_from_mw | pf_p_b_from_mw | pf_p_c_from_mw | pf_p_a_to_mw | pf_p_b_to_mw | pf_p_c_to_mw | pf_q_a_from_mvar | pf_q_b_from_mvar | pf_q_c_from_mvar | pf_q_a_to_mvar | pf_q_b_to_mvar | pf_q_c_to_mvar | pf_ikss_a_from_degree | pf_ikss_b_from_degree | pf_ikss_c_from_degree | pf_ikss_a_to_degree | pf_ikss_b_to_degree | pf_ikss_c_to_degree | pf_vm_a_from_pu | pf_vm_b_from_pu | pf_vm_c_from_pu | pf_vm_a_to_pu | pf_vm_b_to_pu | pf_vm_c_to_pu | pf_va_a_from_degree | pf_va_b_from_degree | pf_va_c_from_degree | pf_va_a_to_degree | pf_va_b_to_degree | pf_va_c_to_degree
Line0_1_2 | 8.2701e-05 | 0.00048846 | 0.00041323 | 8.2701e-05 | 0.00048846 | 0.00041323 | 1.9099e-05 | 0.00011281 | 9.5432e-05 | 1.9099e-05 | 0.00011281 | 9.5432e-05 | -1.7628e-05 | -0.00010859 | -3.1222e-05 | 1.7628e-05 | 0.00010859 | 3.1225e-05 | 7.3493e-06 | -2.5745e-05 | -8.7213e-05 | -7.3492e-06 | 2.575e-05 | 8.7216e-05 | -157.3664 | 45.0727 | -130.5462 | 22.6336 | -134.9273 | 49.4538 | 0.99999 | 0.98931 | 0.97067 | 0.99999 | 0.98936 | 0.97072 | 0.0018924 | -121.5895 | 119.7566 | 0.0024227 | -121.5876 | 119.7554
Line10_11_12 | 8.2204e-05 | 0.00048692 | 0.00041207 | 8.2204e-05 | 0.00048692 | 0.00041207 | 1.8984e-05 | 0.00011245 | 9.5163e-05 | 1.8984e-05 | 0.00011245 | 9.5163e-05 | -1.7492e-05 | -0.00010831 | -3.1284e-05 | 1.7492e-05 | 0.00010832 | 3.1288e-05 | 7.3779e-06 | -2.543e-05 | -8.6923e-05 | -7.3777e-06 | 2.5434e-05 | 8.6926e-05 | -157.1277 | 45.2017 | -130.4515 | 22.8723 | -134.7983 | 49.5485 | 1 | 0.98941 | 0.97076 | 1 | 0.98945 | 0.97081 | 0.0029484 | -121.5858 | 119.7542 | 0.0034764 | -121.584 | 119.753
Line11_12_13 | 8.2204e-05 | 0.00048692 | 0.00041207 | 8.2204e-05 | 0.00048692 | 0.00041207 | 1.8984e-05 | 0.00011245 | 9.5163e-05 | 1.8984e-05 | 0.00011245 | 9.5163e-05 | -1.7492e-05 | -0.00010832 | -3.1288e-05 | 1.7492e-05 | 0.00010832 | 3.1291e-05 | 7.3777e-06 | -2.5435e-05 | -8.6926e-05 | -7.3776e-06 | 2.5439e-05 | 8.693e-05 | -157.1277 | 45.2017 | -130.4515 | 22.8723 | -134.7983 | 49.5485 | 1 | 0.98945 | 0.97081 | 1 | 0.9895 | 0.97085 | 0.0034764 | -121.584 | 119.753 | 0.0040044 | -121.5821 | 119.7518
Line12_13_15 | 0 | 0 | 0 | 0 | 0 | 0 | 0 | 0 | 0 | 0 | 0 | 0 | 3.8627e-14 | -1.1009e-10 | -3.1116e-10 | -3.8629e-14 | 1.1009e-10 | 3.1116e-10 | -7.6879e-13 | 3.0052e-10 | 4.6261e-11 | 7.6879e-13 | -3.0052e-10 | -4.6261e-11 | 0 | 0 | 0 | 0 | 0 | 0 | 1 | 0.9895 | 0.97085 | 1 | 0.9895 | 0.97085 | 0.0040044 | -121.5821 | 119.7518 | 0.0040044 | -121.5821 | 119.7518
Line13_13_14 | 8.2204e-05 | 0.00048692 | 0.00041207 | 8.2204e-05 | 0.00048692 | 0.00041207 | 1.8984e-05 | 0.00011245 | 9.5163e-05 | 1.8984e-05 | 0.00011245 | 9.5163e-05 | -1.7492e-05 | -0.00010832 | -3.129e-05 | 1.7492e-05 | 0.00010833 | 3.1294e-05 | 7.3776e-06 | -2.544e-05 | -8.693e-05 | -7.3775e-06 | 2.5444e-05 | 8.6933e-05 | -157.1277 | 45.2015 | -130.4518 | 22.8723 | -134.7985 | 49.5482 | 1 | 0.9895 | 0.97085 | 1 | 0.98955 | 0.9709 | 0.0040044 | -121.5821 | 119.7518 | 0.0045324 | -121.5803 | 119.7506
Line14_15_16 | 0 | 0 | 0 | 0 | 0 | 0 | 0 | 0 | 0 | 0 | 0 | 0 | 2.575e-14 | -7.3396e-11 | -2.0744e-10 | -2.575e-14 | 7.3396e-11 | 2.0744e-10 | -5.1252e-13 | 2.0035e-10 | 3.084e-11 | 5.1252e-13 | -2.0035e-10 | -3.084e-11 | 0 | 0 | 0 | 0 | 0 | 0 | 1 | 0.9895 | 0.97085 | 1 | 0.9895 | 0.97085 | 0.0040044 | -121.5821 | 119.7518 | 0.0040044 | -121.5821 | 119.7518
Line15_16_17 | 0 | 0 | 0 | 0 | 0 | 0 | 0 | 0 | 0 | 0 | 0 | 0 | 1.287e-14 | -3.6698e-11 | -1.0372e-10 | -1.2872e-14 | 3.6698e-11 | 1.0372e-10 | -2.5626e-13 | 1.0017e-10 | 1.542e-11 | 2.5626e-13 | -1.0017e-10 | -1.542e-11 | 0 | 0 | 0 | 0 | 0 | 0 | 1 | 0.9895 | 0.97085 | 1 | 0.9895 | 0.97085 | 0.0040044 | -121.5821 | 119.7518 | 0.0040044 | -121.5821 | 119.7518
Line16_4_18 | 0 | 0 | 0 | 0 | 0 | 0 | 0 | 0 | 0 | 0 | 0 | 0 | -2.552e-14 | -3.7215e-11 | -1.0419e-10 | 2.5521e-14 | 3.7215e-11 | 1.0419e-10 | -1.5518e-13 | 1.0051e-10 | 1.5197e-11 | 1.5519e-13 | -1.0051e-10 | -1.5197e-11 | 0 | 0 | 0 | 0 | 0 | 0 | 0.99999 | 0.98936 | 0.97072 | 0.99999 | 0.98936 | 0.97072 | 0.002425 | -121.5876 | 119.7554 | 0.002425 | -121.5876 | 119.7554
Line17_5_19 | 8.295e-05 | 0.00048923 | 0.00041381 | 8.295e-05 | 0.00048923 | 0.00041381 | 1.9157e-05 | 0.00011298 | 9.5566e-05 | 1.9157e-05 | 0.00011298 | 9.5566e-05 | -1.7697e-05 | -0.00010874 | -3.1196e-05 | 1.7697e-05 | 0.00010874 | 3.1199e-05 | 7.3343e-06 | -2.5914e-05 | -8.7365e-05 | -7.3342e-06 | 2.5919e-05 | 8.7369e-05 | -157.4862 | 45.0076 | -130.5941 | 22.5138 | -134.9924 | 49.4059 | 0.99999 | 0.98936 | 0.97072 | 1 | 0.98941 | 0.97076 | 0.0024239 | -121.5876 | 119.7554 | 0.0029554 | -121.5858 | 119.7542
Line1_1_3 | 8.2204e-05 | 0.00048692 | 0.00041207 | 8.2204e-05 | 0.00048692 | 0.00041207 | 1.8984e-05 | 0.00011245 | 9.5163e-05 | 1.8984e-05 | 0.00011245 | 9.5163e-05 | -1.7492e-05 | -0.0001083 | -3.1278e-05 | 1.7492e-05 | 0.00010831 | 3.1281e-05 | 7.3781e-06 | -2.542e-05 | -8.6916e-05 | -7.378e-06 | 2.5425e-05 | 8.6919e-05 | -157.1277 | 45.2018 | -130.4513 | 22.8723 | -134.7982 | 49.5487 | 0.99999 | 0.98931 | 0.97067 | 0.99999 | 0.98936 | 0.97072 | 0.0018924 | -121.5895 | 119.7566 | 0.0024204 | -121.5876 | 119.7554
Line2_1_4 | 8.3201e-05 | 0.00049001 | 0.0004144 | 8.3201e-05 | 0.00049001 | 0.0004144 | 1.9214e-05 | 0.00011316 | 9.5701e-05 | 1.9214e-05 | 0.00011316 | 9.5701e-05 | -1.7765e-05 | -0.00010887 | -3.1164e-05 | 1.7766e-05 | 0.00010888 | 3.1168e-05 | 7.3194e-06 | -2.6074e-05 | -8.7511e-05 | -7.3192e-06 | 2.6079e-05 | 8.7515e-05 | -157.6065 | 44.9426 | -130.6417 | 22.3935 | -135.0574 | 49.3583 | 0.99999 | 0.98931 | 0.97067 | 0.99999 | 0.98936 | 0.97072 | 0.0018924 | -121.5895 | 119.7566 | 0.002425 | -121.5876 | 119.7554
Line3_1_5 | 8.295e-05 | 0.00048923 | 0.00041381 | 8.295e-05 | 0.00048923 | 0.00041381 | 1.9157e-05 | 0.00011298 | 9.5566e-05 | 1.9157e-05 | 0.00011298 | 9.5566e-05 | -1.7697e-05 | -0.00010873 | -3.1193e-05 | 1.7697e-05 | 0.00010874 | 3.1196e-05 | 7.3345e-06 | -2.5909e-05 | -8.7362e-05 | -7.3343e-06 | 2.5914e-05 | 8.7365e-05 | -157.4862 | 45.0076 | -130.594 | 22.5138 | -134.9924 | 49.406 | 0.99999 | 0.98931 | 0.97067 | 0.99999 | 0.98936 | 0.97072 | 0.0018924 | -121.5895 | 119.7566 | 0.0024239 | -121.5876 | 119.7554
Line4_2_6 | 8.2701e-05 | 0.00048846 | 0.00041323 | 8.2701e-05 | 0.00048846 | 0.00041323 | 1.9099e-05 | 0.00011281 | 9.5432e-05 | 1.9099e-05 | 0.00011281 | 9.5432e-05 | -1.7628e-05 | -0.00010859 | -3.1225e-05 | 1.7628e-05 | 0.0001086 | 3.1228e-05 | 7.3492e-06 | -2.575e-05 | -8.7216e-05 | -7.349e-06 | 2.5755e-05 | 8.722e-05 | -157.3664 | 45.0726 | -130.5463 | 22.6336 | -134.9274 | 49.4537 | 0.99999 | 0.98936 | 0.97072 | 1 | 0.98941 | 0.97076 | 0.0024227 | -121.5876 | 119.7554 | 0.0029531 | -121.5858 | 119.7542
Line5_6_7 | 8.2701e-05 | 0.00048846 | 0.00041323 | 8.2701e-05 | 0.00048846 | 0.00041323 | 1.9099e-05 | 0.00011281 | 9.5432e-05 | 1.9099e-05 | 0.00011281 | 9.5432e-05 | -1.7628e-05 | -0.0001086 | -3.1228e-05 | 1.7628e-05 | 0.0001086 | 3.1232e-05 | 7.349e-06 | -2.5755e-05 | -8.722e-05 | -7.3489e-06 | 2.576e-05 | 8.7223e-05 | -157.3664 | 45.0725 | -130.5464 | 22.6336 | -134.9275 | 49.4536 | 1 | 0.98941 | 0.97076 | 1 | 0.98946 | 0.97081 | 0.0029531 | -121.5858 | 119.7542 | 0.0034834 | -121.584 | 119.753
Line6_7_8 | 0 | 0 | 0 | 0 | 0 | 0 | 0 | 0 | 0 | 0 | 0 | 0 | 1.7656e-15 | -1.1061e-10 | -3.1163e-10 | -1.7656e-15 | 1.1061e-10 | 3.1163e-10 | -6.6874e-13 | 3.0085e-10 | 4.6041e-11 | 6.6875e-13 | -3.0085e-10 | -4.6041e-11 | 0 | 0 | 0 | 0 | 0 | 0 | 1 | 0.98946 | 0.97081 | 1 | 0.98946 | 0.97081 | 0.0034834 | -121.584 | 119.753 | 0.0034834 | -121.584 | 119.753
Line7_8_9 | 0 | 0 | 0 | 0 | 0 | 0 | 0 | 0 | 0 | 0 | 0 | 0 | 5.7965e-16 | -3.6869e-11 | -1.0388e-10 | -5.7965e-16 | 3.6869e-11 | 1.0388e-10 | -2.2291e-13 | 1.0028e-10 | 1.5347e-11 | 2.2292e-13 | -1.0028e-10 | -1.5347e-11 | 0 | 0 | 0 | 0 | 0 | 0 | 1 | 0.98946 | 0.97081 | 1 | 0.98946 | 0.97081 | 0.0034834 | -121.584 | 119.753 | 0.0034834 | -121.584 | 119.753
Line8_8_10 | 0 | 0 | 0 | 0 | 0 | 0 | 0 | 0 | 0 | 0 | 0 | 0 | 5.8428e-16 | -3.6869e-11 | -1.0388e-10 | -5.8428e-16 | 3.6869e-11 | 1.0388e-10 | -2.2291e-13 | 1.0028e-10 | 1.5347e-11 | 2.2292e-13 | -1.0028e-10 | -1.5347e-11 | 0 | 0 | 0 | 0 | 0 | 0 | 1 | 0.98946 | 0.97081 | 1 | 0.98946 | 0.97081 | 0.0034834 | -121.584 | 119.753 | 0.0034834 | -121.584 | 119.753
Line9_3_11 | 8.2204e-05 | 0.00048692 | 0.00041207 | 8.2204e-05 | 0.00048692 | 0.00041207 | 1.8984e-05 | 0.00011245 | 9.5163e-05 | 1.8984e-05 | 0.00011245 | 9.5163e-05 | -1.7492e-05 | -0.00010831 | -3.1281e-05 | 1.7492e-05 | 0.00010831 | 3.1284e-05 | 7.378e-06 | -2.5425e-05 | -8.6919e-05 | -7.3779e-06 | 2.543e-05 | 8.6923e-05 | -157.1277 | 45.2018 | -130.4514 | 22.8723 | -134.7982 | 49.5486 | 0.99999 | 0.98936 | 0.97072 | 1 | 0.98941 | 0.97076 | 0.0024204 | -121.5876 | 119.7554 | 0.0029484 | -121.5858 | 119.7542

## LG_max_6
name | pf_ikss_a_from_ka | pf_ikss_b_from_ka | pf_ikss_c_from_ka | pf_ikss_a_to_ka | pf_ikss_b_to_ka | pf_ikss_c_to_ka | pf_skss_a_from_mw | pf_skss_b_from_mw | pf_skss_c_from_mw | pf_skss_a_to_mw | pf_skss_b_to_mw | pf_skss_c_to_mw | pf_p_a_from_mw | pf_p_b_from_mw | pf_p_c_from_mw | pf_p_a_to_mw | pf_p_b_to_mw | pf_p_c_to_mw | pf_q_a_from_mvar | pf_q_b_from_mvar | pf_q_c_from_mvar | pf_q_a_to_mvar | pf_q_b_to_mvar | pf_q_c_to_mvar | pf_ikss_a_from_degree | pf_ikss_b_from_degree | pf_ikss_c_from_degree | pf_ikss_a_to_degree | pf_ikss_b_to_degree | pf_ikss_c_to_degree | 3xI0 | pf_vm_a_from_pu | pf_vm_b_from_pu | pf_vm_c_from_pu | pf_vm_a_to_pu | pf_vm_b_to_pu | pf_vm_c_to_pu | pf_va_a_from_degree | pf_va_b_from_degree | pf_va_c_from_degree | pf_va_a_to_degree | pf_va_b_to_degree | pf_va_c_to_degree
Line0_1_2 | 0.47079 | 0.23577 | 0.2798 | 0.47079 | 0.23577 | 0.2798 | 0.10873 | 0.054449 | 0.064616 | 0.10873 | 0.054449 | 0.064616 | -0.0081885 | 0.035063 | -0.057684 | 0.010401 | -0.034504 | 0.058468 | -0.060068 | -0.044382 | -0.033591 | 0.064495 | 0.045495 | 0.035161 | 99.2031 | -53.1783 | -103.6572 | -80.7969 | 126.8217 | 76.3428 |  | 0.55758 | 1.0388 | 1.0331 | 0.60085 | 1.0487 | 1.0559 | 1.4404 | -104.8684 | 106.5565 | 0.04215 | -106.0013 | 107.3646
Line10_11_12 | 0.42199 | 0.21451 | 0.24495 | 0.42199 | 0.21451 | 0.24495 | 0.097456 | 0.049538 | 0.056568 | 0.097456 | 0.049538 | 0.056568 | -0.011913 | 0.03115 | -0.052329 | 0.013691 | -0.030687 | 0.052929 | -0.060806 | -0.042084 | -0.030707 | 0.064363 | 0.043006 | 0.031911 | 100.2885 | -53.4266 | -102.4095 | -79.7115 | 126.5734 | 77.5905 |  | 0.6358 | 1.0569 | 1.0726 | 0.67521 | 1.0665 | 1.0926 | -0.79663 | -106.9182 | 107.9957 | -1.7201 | -107.9163 | 108.676
Line11_12_13 | 0.42199 | 0.21451 | 0.24495 | 0.42199 | 0.21451 | 0.24495 | 0.097456 | 0.049538 | 0.056568 | 0.097456 | 0.049538 | 0.056568 | -0.013691 | 0.030687 | -0.052929 | 0.015468 | -0.030225 | 0.05353 | -0.064363 | -0.043006 | -0.031911 | 0.06792 | 0.043928 | 0.033114 | 100.2885 | -53.4266 | -102.4095 | -79.7115 | 126.5734 | 77.5905 |  | 0.67521 | 1.0665 | 1.0926 | 0.71478 | 1.0764 | 1.1127 | -1.7201 | -107.9163 | 108.676 | -2.5415 | -108.8964 | 109.3317
Line12_13_15 | 0 | 0 | 0 | 0 | 0 | 0 | 0 | 0 | 0 | 0 | 0 | 0 | -3.0086e-09 | 2.0678e-10 | 1.3393e-10 | 3.0125e-09 | -1.2586e-10 | -2.1877e-10 | 5.5497e-10 | -2.5979e-09 | 2.41e-09 | -4.9782e-10 | 2.568e-09 | -2.4375e-09 | 0 | 0 | 0 | 0 | 0 | 0 |  | 0.71478 | 1.0764 | 1.1127 | 0.71478 | 1.0764 | 1.1127 | -2.5415 | -108.8964 | 109.3317 | -2.5415 | -108.8964 | 109.3317
Line13_13_14 | 0.42199 | 0.21451 | 0.24495 | 0.42199 | 0.21451 | 0.24495 | 0.097456 | 0.049538 | 0.056568 | 0.097456 | 0.049538 | 0.056568 | -0.015468 | 0.030225 | -0.05353 | 0.017246 | -0.029762 | 0.054131 | -0.06792 | -0.043928 | -0.033114 | 0.071477 | 0.044849 | 0.034317 | 100.2885 | -53.4266 | -102.4095 | -79.7115 | 126.5734 | 77.5905 |  | 0.71478 | 1.0764 | 1.1127 | 0.75447 | 1.0866 | 1.133 | -2.5415 | -108.8964 | 109.3317 | -3.2766 | -109.8584 | 109.9641
Line14_15_16 | 0 | 0 | 0 | 0 | 0 | 0 | 0 | 0 | 0 | 0 | 0 | 0 | -2.0057e-09 | 1.3785e-10 | 8.9284e-11 | 2.0096e-09 | -5.6934e-11 | -1.7413e-10 | 3.6998e-10 | -1.732e-09 | 1.6067e-09 | -3.1283e-10 | 1.7021e-09 | -1.6342e-09 | 0 | 0 | 0 | 0 | 0 | 0 |  | 0.71478 | 1.0764 | 1.1127 | 0.71478 | 1.0764 | 1.1127 | -2.5415 | -108.8964 | 109.3317 | -2.5415 | -108.8964 | 109.3317
Line15_16_17 | 0 | 0 | 0 | 0 | 0 | 0 | 0 | 0 | 0 | 0 | 0 | 0 | -1.0029e-09 | 6.8927e-11 | 4.4642e-11 | 1.0068e-09 | 1.1993e-11 | -1.2948e-10 | 1.8499e-10 | -8.6598e-10 | 8.0335e-10 | -1.2784e-10 | 8.3608e-10 | -8.3083e-10 | 0 | 0 | 0 | 0 | 0 | 0 |  | 0.71478 | 1.0764 | 1.1127 | 0.71478 | 1.0764 | 1.1127 | -2.5415 | -108.8964 | 109.3317 | -2.5415 | -108.8964 | 109.3317
Line16_4_18 | 0 | 0 | 0 | 0 | 0 | 0 | 0 | 0 | 0 | 0 | 0 | 0 | -1.0993e-09 | 2.5924e-11 | -1.4633e-10 | 1.0976e-09 | 6.8929e-11 | 5.3159e-11 | 6.6328e-11 | -1.0398e-09 | 8.9614e-10 | -9.8764e-12 | 1.0158e-09 | -9.2894e-10 | 0 | 0 | 0 | 0 | 0 | 0 |  | 0.60612 | 1.05 | 1.06 | 0.60612 | 1.05 | 1.06 | -0.23147 | -106.1211 | 107.4514 | -0.23147 | -106.1211 | 107.4514
Line17_5_19 | 0.4995 | 0.24814 | 0.30091 | 0.4995 | 0.24814 | 0.30091 | 0.11536 | 0.057306 | 0.069492 | 0.11536 | 0.057306 | 0.069492 | -0.010478 | 0.036127 | -0.062464 | 0.012968 | -0.035508 | 0.06337 | -0.068806 | -0.048068 | -0.038752 | 0.073789 | 0.049301 | 0.040568 | 98.5738 | -52.9863 | -104.4089 | -81.4262 | 127.0137 | 75.5911 |  | 0.60334 | 1.0493 | 1.0578 | 0.64947 | 1.0602 | 1.0828 | -0.084578 | -106.0582 | 107.4065 | -1.3937 | -107.2239 | 108.2175
Line1_1_3 | 0.42199 | 0.21451 | 0.24495 | 0.42199 | 0.21451 | 0.24495 | 0.097456 | 0.049538 | 0.056568 | 0.097456 | 0.049538 | 0.056568 | -0.0083583 | 0.032076 | -0.051127 | 0.010136 | -0.031613 | 0.051728 | -0.053693 | -0.040241 | -0.028301 | 0.05725 | 0.041162 | 0.029504 | 100.2885 | -53.4266 | -102.4095 | -79.7115 | 126.5734 | 77.5905 |  | 0.55758 | 1.0388 | 1.0331 | 0.59658 | 1.0477 | 1.0527 | 1.4404 | -104.8684 | 106.5565 | 0.24856 | -105.9022 | 107.2896
Line2_1_4 | 0.53178 | 0.26198 | 0.32517 | 0.53178 | 0.26198 | 0.32517 | 0.12281 | 0.060501 | 0.075094 | 0.12281 | 0.060501 | 0.075094 | -0.0076737 | 0.038576 | -0.065914 | 0.010496 | -0.037885 | 0.066973 | -0.068045 | -0.049617 | -0.040907 | 0.073693 | 0.050992 | 0.043027 | 97.8747 | -52.7321 | -105.2677 | -82.1253 | 127.2679 | 74.7323 |  | 0.55758 | 1.0388 | 1.0331 | 0.60612 | 1.05 | 1.06 | 1.4404 | -104.8684 | 106.5565 | -0.23147 | -106.1211 | 107.4514
Line3_1_5 | 0.4995 | 0.24814 | 0.30091 | 0.4995 | 0.24814 | 0.30091 | 0.11536 | 0.057306 | 0.069492 | 0.11536 | 0.057306 | 0.069492 | -0.0079872 | 0.036746 | -0.061557 | 0.010478 | -0.036127 | 0.062464 | -0.063822 | -0.046834 | -0.036937 | 0.068806 | 0.048068 | 0.038752 | 98.5738 | -52.9863 | -104.4089 | -81.4262 | 127.0137 | 75.5911 |  | 0.55758 | 1.0388 | 1.0331 | 0.60334 | 1.0493 | 1.0578 | 1.4404 | -104.8684 | 106.5565 | -0.084578 | -106.0582 | 107.4065
Line4_2_6 | 0.47079 | 0.23577 | 0.2798 | 0.47079 | 0.23577 | 0.2798 | 0.10873 | 0.054449 | 0.064616 | 0.10873 | 0.054449 | 0.064616 | -0.010401 | 0.034504 | -0.058468 | 0.012613 | -0.033945 | 0.059252 | -0.064495 | -0.045495 | -0.035161 | 0.068922 | 0.046609 | 0.036731 | 99.2031 | -53.1783 | -103.6572 | -80.7969 | 126.8217 | 76.3428 |  | 0.60085 | 1.0487 | 1.0559 | 0.64444 | 1.059 | 1.0789 | 0.04215 | -106.0013 | 107.3646 | -1.1676 | -107.1126 | 108.1384
Line5_6_7 | 0.47079 | 0.23577 | 0.2798 | 0.47079 | 0.23577 | 0.2798 | 0.10873 | 0.054449 | 0.064616 | 0.10873 | 0.054449 | 0.064616 | -0.012613 | 0.033945 | -0.059252 | 0.014825 | -0.033386 | 0.060035 | -0.068922 | -0.046609 | -0.036731 | 0.073349 | 0.047722 | 0.038301 | 99.2031 | -53.1783 | -103.6572 | -80.7969 | 126.8217 | 76.3428 |  | 0.64444 | 1.059 | 1.0789 | 0.68827 | 1.0696 | 1.1021 | -1.1676 | -107.1126 | 108.1384 | -2.2237 | -108.2021 | 108.8798
Line6_7_8 | 0 | 0 | 0 | 0 | 0 | 0 | 0 | 0 | 0 | 0 | 0 | 0 | -3.1019e-09 | 1.6986e-10 | 1.3015e-11 | 3.1049e-09 | -8.5348e-11 | -1.0055e-10 | 4.9543e-10 | -2.7335e-09 | 2.4861e-09 | -4.38e-10 | 2.7044e-09 | -2.5147e-09 | 0 | 0 | 0 | 0 | 0 | 0 |  | 0.68827 | 1.0696 | 1.1021 | 0.68827 | 1.0696 | 1.1021 | -2.2237 | -108.2021 | 108.8798 | -2.2237 | -108.2021 | 108.8798
Line7_8_9 | 0 | 0 | 0 | 0 | 0 | 0 | 0 | 0 | 0 | 0 | 0 | 0 | -1.034e-09 | 5.6622e-11 | 4.3385e-12 | 1.037e-09 | 2.7895e-11 | -9.1873e-11 | 1.6515e-10 | -9.1117e-10 | 8.2871e-10 | -1.0771e-10 | 8.8209e-10 | -8.5731e-10 | 0 | 0 | 0 | 0 | 0 | 0 |  | 0.68827 | 1.0696 | 1.1021 | 0.68827 | 1.0696 | 1.1021 | -2.2237 | -108.2021 | 108.8798 | -2.2237 | -108.2021 | 108.8798
Line8_8_10 | 0 | 0 | 0 | 0 | 0 | 0 | 0 | 0 | 0 | 0 | 0 | 0 | -1.034e-09 | 5.6622e-11 | 4.3386e-12 | 1.037e-09 | 2.7895e-11 | -9.1873e-11 | 1.6514e-10 | -9.1117e-10 | 8.2871e-10 | -1.0771e-10 | 8.8209e-10 | -8.5731e-10 | 0 | 0 | 0 | 0 | 0 | 0 |  | 0.68827 | 1.0696 | 1.1021 | 0.68827 | 1.0696 | 1.1021 | -2.2237 | -108.2021 | 108.8798 | -2.2237 | -108.2021 | 108.8798
Line9_3_11 | 0.42199 | 0.21451 | 0.24495 | 0.42199 | 0.21451 | 0.24495 | 0.097456 | 0.049538 | 0.056568 | 0.097456 | 0.049538 | 0.056568 | -0.010136 | 0.031613 | -0.051728 | 0.011913 | -0.03115 | 0.052329 | -0.05725 | -0.041162 | -0.029504 | 0.060806 | 0.042084 | 0.030707 | 100.2885 | -53.4266 | -102.4095 | -79.7115 | 126.5734 | 77.5905 |  | 0.59658 | 1.0477 | 1.0527 | 0.6358 | 1.0569 | 1.0726 | 0.24856 | -105.9022 | 107.2896 | -0.79663 | -106.9182 | 107.9957

## LG_max_10
name | pf_ikss_a_from_ka | pf_ikss_b_from_ka | pf_ikss_c_from_ka | pf_ikss_a_to_ka | pf_ikss_b_to_ka | pf_ikss_c_to_ka | pf_skss_a_from_mw | pf_skss_b_from_mw | pf_skss_c_from_mw | pf_skss_a_to_mw | pf_skss_b_to_mw | pf_skss_c_to_mw | pf_p_a_from_mw | pf_p_b_from_mw | pf_p_c_from_mw | pf_p_a_to_mw | pf_p_b_to_mw | pf_p_c_to_mw | pf_q_a_from_mvar | pf_q_b_from_mvar | pf_q_c_from_mvar | pf_q_a_to_mvar | pf_q_b_to_mvar | pf_q_c_to_mvar | pf_ikss_a_from_degree | pf_ikss_b_from_degree | pf_ikss_c_from_degree | pf_ikss_a_to_degree | pf_ikss_b_to_degree | pf_ikss_c_to_degree | 3xI0 | pf_vm_a_from_pu | pf_vm_b_from_pu | pf_vm_c_from_pu | pf_vm_a_to_pu | pf_vm_b_to_pu | pf_vm_c_to_pu | pf_va_a_from_degree | pf_va_b_from_degree | pf_va_c_from_degree | pf_va_a_to_degree | pf_va_b_to_degree | pf_va_c_to_degree
Line0_1_2 | 0.45754 | 0.23083 | 0.27306 | 0.45754 | 0.23083 | 0.27306 | 0.10566 | 0.053309 | 0.06306 | 0.10566 | 0.053309 | 0.06306 | -0.0079021 | 0.033896 | -0.055943 | 0.0099914 | -0.03336 | 0.05669 | -0.058725 | -0.043959 | -0.033709 | 0.062906 | 0.045026 | 0.035205 | 99.0855 | -52.5544 | -104.4536 | -80.9145 | 127.4456 | 75.5464 |  | 0.56079 | 1.0413 | 1.0358 | 0.60281 | 1.0512 | 1.0582 | 1.4219 | -104.9186 | 106.6178 | 0.060626 | -106.019 | 107.3868
Line10_11_12 | 0.41172 | 0.21067 | 0.24015 | 0.41172 | 0.21067 | 0.24015 | 0.095083 | 0.048651 | 0.055461 | 0.095083 | 0.048651 | 0.055461 | -0.011453 | 0.030225 | -0.050959 | 0.013145 | -0.029779 | 0.051536 | -0.059479 | -0.041754 | -0.030938 | 0.062864 | 0.042643 | 0.032095 | 100.1259 | -52.8159 | -103.2701 | -79.8741 | 127.1841 | 76.7299 |  | 0.63703 | 1.0595 | 1.0749 | 0.67545 | 1.0691 | 1.0947 | -0.77349 | -106.9161 | 107.9928 | -1.6847 | -107.8887 | 108.6432
Line11_12_13 | 0.41172 | 0.21067 | 0.24015 | 0.41172 | 0.21067 | 0.24015 | 0.095083 | 0.048651 | 0.055461 | 0.095083 | 0.048651 | 0.055461 | -0.013145 | 0.029779 | -0.051536 | 0.014837 | -0.029332 | 0.052113 | -0.062864 | -0.042643 | -0.032095 | 0.06625 | 0.043532 | 0.033252 | 100.1259 | -52.8159 | -103.2701 | -79.8741 | 127.1841 | 76.7299 |  | 0.67545 | 1.0691 | 1.0947 | 0.71401 | 1.079 | 1.1146 | -1.6847 | -107.8887 | 108.6432 | -2.4976 | -108.8437 | 109.2704
Line12_13_15 | 0 | 0 | 0 | 0 | 0 | 0 | 0 | 0 | 0 | 0 | 0 | 0 | -3.0112e-09 | 2.5238e-10 | 1.4746e-10 | 3.0153e-09 | -1.6723e-10 | -2.3666e-10 | 5.5621e-10 | -2.6201e-09 | 2.4245e-09 | -4.963e-10 | 2.5887e-09 | -2.4533e-09 | 0 | 0 | 0 | 0 | 0 | 0 |  | 0.71401 | 1.079 | 1.1146 | 0.71401 | 1.079 | 1.1146 | -2.4976 | -108.8437 | 109.2704 | -2.4976 | -108.8437 | 109.2704
Line13_13_14 | 0.41172 | 0.21067 | 0.24015 | 0.41172 | 0.21067 | 0.24015 | 0.095083 | 0.048651 | 0.055461 | 0.095083 | 0.048651 | 0.055461 | -0.014837 | 0.029332 | -0.052113 | 0.016529 | -0.028886 | 0.052691 | -0.06625 | -0.043532 | -0.033252 | 0.069635 | 0.044421 | 0.034408 | 100.1259 | -52.816 | -103.2701 | -79.8741 | 127.184 | 76.7299 |  | 0.71401 | 1.079 | 1.1146 | 0.75271 | 1.0891 | 1.1347 | -2.4976 | -108.8437 | 109.2704 | -3.227 | -109.7812 | 109.8755
Line14_15_16 | 0 | 0 | 0 | 0 | 0 | 0 | 0 | 0 | 0 | 0 | 0 | 0 | -2.0075e-09 | 1.6825e-10 | 9.8309e-11 | 2.0115e-09 | -8.3107e-11 | -1.875e-10 | 3.7081e-10 | -1.7467e-09 | 1.6163e-09 | -3.109e-10 | 1.7154e-09 | -1.6451e-09 | 0 | 0 | 0 | 0 | 0 | 0 |  | 0.71401 | 1.079 | 1.1146 | 0.71401 | 1.079 | 1.1146 | -2.4976 | -108.8437 | 109.2704 | -2.4976 | -108.8437 | 109.2704
Line15_16_17 | 0 | 0 | 0 | 0 | 0 | 0 | 0 | 0 | 0 | 0 | 0 | 0 | -1.0037e-09 | 8.4126e-11 | 4.9154e-11 | 1.0078e-09 | 1.0192e-12 | -1.3835e-10 | 1.854e-10 | -8.7336e-10 | 8.0816e-10 | -1.255e-10 | 8.4201e-10 | -8.3697e-10 | 0 | 0 | 0 | 0 | 0 | 0 |  | 0.71401 | 1.079 | 1.1146 | 0.71401 | 1.079 | 1.1146 | -2.4976 | -108.8437 | 109.2704 | -2.4976 | -108.8437 | 109.2704
Line16_4_18 | 0 | 0 | 0 | 0 | 0 | 0 | 0 | 0 | 0 | 0 | 0 | 0 | -1.0987e-09 | 3.9403e-11 | -1.4275e-10 | 1.0969e-09 | 5.9744e-11 | 4.5327e-11 | 6.7315e-11 | -1.0427e-09 | 8.9556e-10 | -8.2674e-12 | 1.0175e-09 | -9.2973e-10 | 0 | 0 | 0 | 0 | 0 | 0 |  | 0.60771 | 1.0524 | 1.0621 | 0.60771 | 1.0524 | 1.0621 | -0.19325 | -106.1306 | 107.4656 | -0.19325 | -106.1306 | 107.4656
Line17_5_19 | 0.48432 | 0.24251 | 0.29285 | 0.48432 | 0.24251 | 0.29285 | 0.11185 | 0.056006 | 0.067631 | 0.11185 | 0.056006 | 0.067631 | -0.010055 | 0.034862 | -0.060405 | 0.012396 | -0.034271 | 0.061264 | -0.066933 | -0.047481 | -0.038612 | 0.071618 | 0.048659 | 0.040332 | 98.486 | -52.3596 | -105.1623 | -81.514 | 127.6404 | 74.8377 |  | 0.60513 | 1.0518 | 1.06 | 0.64982 | 1.0627 | 1.0845 | -0.057347 | -106.0722 | 107.4249 | -1.3339 | -107.2025 | 108.1957
Line1_1_3 | 0.41172 | 0.21067 | 0.24015 | 0.41172 | 0.21067 | 0.24015 | 0.095083 | 0.048651 | 0.055461 | 0.095083 | 0.048651 | 0.055461 | -0.0080691 | 0.031118 | -0.049804 | 0.0097611 | -0.030671 | 0.050381 | -0.052707 | -0.039976 | -0.028625 | 0.056093 | 0.040865 | 0.029781 | 100.1259 | -52.8159 | -103.2701 | -79.8741 | 127.1841 | 76.7299 |  | 0.56079 | 1.0413 | 1.0358 | 0.5988 | 1.0502 | 1.0552 | 1.4219 | -104.9186 | 106.6178 | 0.25431 | -105.926 | 107.3181
Line2_1_4 | 0.5143 | 0.25552 | 0.31547 | 0.5143 | 0.25552 | 0.31547 | 0.11877 | 0.059011 | 0.072855 | 0.11877 | 0.059011 | 0.072855 | -0.0074258 | 0.037141 | -0.063581 | 0.010066 | -0.036484 | 0.064578 | -0.066191 | -0.048952 | -0.04064 | 0.071474 | 0.05026 | 0.042636 | 97.823 | -52.1068 | -105.9683 | -82.177 | 127.8932 | 74.0317 |  | 0.56079 | 1.0413 | 1.0358 | 0.60771 | 1.0524 | 1.0621 | 1.4219 | -104.9186 | 106.6178 | -0.19325 | -106.1306 | 107.4656
Line3_1_5 | 0.48432 | 0.24251 | 0.29285 | 0.48432 | 0.24251 | 0.29285 | 0.11185 | 0.056006 | 0.067631 | 0.11185 | 0.056006 | 0.067631 | -0.0077138 | 0.035454 | -0.059547 | 0.010055 | -0.034862 | 0.060405 | -0.062248 | -0.046304 | -0.036892 | 0.066933 | 0.047481 | 0.038612 | 98.486 | -52.3596 | -105.1623 | -81.514 | 127.6404 | 74.8377 |  | 0.56079 | 1.0413 | 1.0358 | 0.60513 | 1.0518 | 1.06 | 1.4219 | -104.9186 | 106.6178 | -0.057347 | -106.0722 | 107.4249
Line4_2_6 | 0.45754 | 0.23083 | 0.27306 | 0.45754 | 0.23083 | 0.27306 | 0.10566 | 0.053309 | 0.06306 | 0.10566 | 0.053309 | 0.06306 | -0.0099914 | 0.03336 | -0.05669 | 0.012081 | -0.032824 | 0.057436 | -0.062906 | -0.045026 | -0.035205 | 0.067087 | 0.046093 | 0.0367 | 99.0855 | -52.5544 | -104.4536 | -80.9145 | 127.4456 | 75.5464 |  | 0.60281 | 1.0512 | 1.0582 | 0.64513 | 1.0615 | 1.0809 | 0.060626 | -106.019 | 107.3868 | -1.1226 | -107.0985 | 108.1236
Line5_6_7 | 0.45754 | 0.23083 | 0.27306 | 0.45754 | 0.23083 | 0.27306 | 0.10566 | 0.053309 | 0.06306 | 0.10566 | 0.053309 | 0.06306 | -0.012081 | 0.032824 | -0.057436 | 0.01417 | -0.032288 | 0.058183 | -0.067087 | -0.046093 | -0.0367 | 0.071268 | 0.04716 | 0.038195 | 99.0855 | -52.5544 | -104.4536 | -80.9145 | 127.4456 | 75.5464 |  | 0.64513 | 1.0615 | 1.0809 | 0.68769 | 1.0721 | 1.1037 | -1.1226 | -107.0985 | 108.1236 | -2.1598 | -108.1569 | 108.8301
Line6_7_8 | 0 | 0 | 0 | 0 | 0 | 0 | 0 | 0 | 0 | 0 | 0 | 0 | -3.1038e-09 | 2.1407e-10 | 2.2305e-11 | 3.1069e-09 | -1.2526e-10 | -1.1419e-10 | 4.9402e-10 | -2.7538e-09 | 2.4972e-09 | -4.3388e-10 | 2.7234e-09 | -2.5271e-09 | 0 | 0 | 0 | 0 | 0 | 0 |  | 0.68769 | 1.0721 | 1.1037 | 0.68769 | 1.0721 | 1.1037 | -2.1598 | -108.1569 | 108.8301 | -2.1598 | -108.1569 | 108.8301
Line7_8_9 | 0 | 0 | 0 | 0 | 0 | 0 | 0 | 0 | 0 | 0 | 0 | 0 | -1.0346e-09 | 7.1356e-11 | 7.4354e-12 | 1.0377e-09 | 1.7456e-11 | -9.9318e-11 | 1.6467e-10 | -9.1793e-10 | 8.3239e-10 | -1.0453e-10 | 8.8749e-10 | -8.6236e-10 | 0 | 0 | 0 | 0 | 0 | 0 |  | 0.68769 | 1.0721 | 1.1037 | 0.68769 | 1.0721 | 1.1037 | -2.1598 | -108.1569 | 108.8301 | -2.1598 | -108.1569 | 108.8301
Line8_8_10 | 0 | 0 | 0 | 0 | 0 | 0 | 0 | 0 | 0 | 0 | 0 | 0 | -1.0346e-09 | 7.1356e-11 | 7.4351e-12 | 1.0377e-09 | 1.7456e-11 | -9.9318e-11 | 1.6467e-10 | -9.1793e-10 | 8.3239e-10 | -1.0453e-10 | 8.8749e-10 | -8.6236e-10 | 0 | 0 | 0 | 0 | 0 | 0 |  | 0.68769 | 1.0721 | 1.1037 | 0.68769 | 1.0721 | 1.1037 | -2.1598 | -108.1569 | 108.8301 | -2.1598 | -108.1569 | 108.8301
Line9_3_11 | 0.41172 | 0.21067 | 0.24015 | 0.41172 | 0.21067 | 0.24015 | 0.095083 | 0.048651 | 0.055461 | 0.095083 | 0.048651 | 0.055461 | -0.0097611 | 0.030671 | -0.050381 | 0.011453 | -0.030225 | 0.050959 | -0.056093 | -0.040865 | -0.029781 | 0.059479 | 0.041754 | 0.030938 | 100.1259 | -52.8159 | -103.2701 | -79.8741 | 127.1841 | 76.7299 |  | 0.5988 | 1.0502 | 1.0552 | 0.63703 | 1.0595 | 1.0749 | 0.25431 | -105.926 | 107.3181 | -0.77349 | -106.9161 | 107.9928

## LG_max_fault_6
name | pf_ikss_a_from_ka | pf_ikss_b_from_ka | pf_ikss_c_from_ka | pf_ikss_a_to_ka | pf_ikss_b_to_ka | pf_ikss_c_to_ka | pf_skss_a_from_mw | pf_skss_b_from_mw | pf_skss_c_from_mw | pf_skss_a_to_mw | pf_skss_b_to_mw | pf_skss_c_to_mw | pf_p_a_from_mw | pf_p_b_from_mw | pf_p_c_from_mw | pf_p_a_to_mw | pf_p_b_to_mw | pf_p_c_to_mw | pf_q_a_from_mvar | pf_q_b_from_mvar | pf_q_c_from_mvar | pf_q_a_to_mvar | pf_q_b_to_mvar | pf_q_c_to_mvar | pf_ikss_a_from_degree | pf_ikss_b_from_degree | pf_ikss_c_from_degree | pf_ikss_a_to_degree | pf_ikss_b_to_degree | pf_ikss_c_to_degree | 3xI0 | pf_vm_a_from_pu | pf_vm_b_from_pu | pf_vm_c_from_pu | pf_vm_a_to_pu | pf_vm_b_to_pu | pf_vm_c_to_pu | pf_va_a_from_degree | pf_va_b_from_degree | pf_va_c_from_degree | pf_va_a_to_degree | pf_va_b_to_degree | pf_va_c_to_degree
Line0_1_2 | 0.11646 | 0.11461 | 0.11188 | 0.11646 | 0.11461 | 0.11188 | 0.026894 | 0.026469 | 0.025837 | 0.026894 | 0.026469 | 0.025837 | -0.0041288 | -0.0027841 | -0.0038315 | 0.0042644 | 0.0029155 | 0.0039567 | -0.030359 | -0.030101 | -0.029387 | 0.03063 | 0.030364 | 0.029637 | 97.5057 | -24.5849 | -142.7464 | -82.4943 | 155.4151 | 37.2536 |  | 1.1392 | 1.1421 | 1.147 | 1.1499 | 1.1524 | 1.1573 | -0.23896 | -119.8692 | 119.8252 | -0.42022 | -120.0695 | 119.6495
Line10_11_12 | 0.10375 | 0.10225 | 0.099632 | 0.10375 | 0.10225 | 0.099632 | 0.02396 | 0.023612 | 0.023009 | 0.02396 | 0.023612 | 0.023009 | -0.0038219 | -0.0025894 | -0.0034946 | 0.0039296 | 0.002694 | 0.0035938 | -0.027487 | -0.02728 | -0.026582 | 0.027703 | 0.027489 | 0.026781 | 97.3537 | -24.8053 | -143.0004 | -82.6463 | 155.1947 | 36.9996 |  | 1.1582 | 1.1605 | 1.1652 | 1.1678 | 1.1698 | 1.1744 | -0.5621 | -120.2275 | 119.5103 | -0.71973 | -120.4025 | 119.3566
Line11_12_13 | 0.10375 | 0.10225 | 0.099632 | 0.10375 | 0.10225 | 0.099632 | 0.02396 | 0.023612 | 0.023009 | 0.02396 | 0.023612 | 0.023009 | -0.0039296 | -0.002694 | -0.0035938 | 0.0040372 | 0.0027986 | 0.003693 | -0.027703 | -0.027489 | -0.026781 | 0.027918 | 0.027699 | 0.026979 | 97.3537 | -24.8053 | -143.0004 | -82.6463 | 155.1947 | 36.9996 |  | 1.1678 | 1.1698 | 1.1744 | 1.1773 | 1.179 | 1.1835 | -0.71973 | -120.4025 | 119.3566 | -0.8748 | -120.5747 | 119.2052
Line12_13_15 | 0 | 0 | 0 | 0 | 0 | 0 | 0 | 0 | 0 | 0 | 0 | 0 | 1.0055e-09 | 1.027e-09 | 1.084e-09 | -1.0045e-09 | -1.0265e-09 | -1.0854e-09 | 2.2077e-10 | 1.3897e-10 | 1.9948e-10 | -2.1968e-10 | -1.4034e-10 | -1.992e-10 | 0 | 0 | 0 | 0 | 0 | 0 |  | 1.1773 | 1.179 | 1.1835 | 1.1773 | 1.179 | 1.1835 | -0.8748 | -120.5747 | 119.2052 | -0.8748 | -120.5747 | 119.2052
Line13_13_14 | 0.10375 | 0.10225 | 0.099632 | 0.10375 | 0.10225 | 0.099632 | 0.02396 | 0.023612 | 0.023009 | 0.02396 | 0.023612 | 0.023009 | -0.0040372 | -0.0027986 | -0.0036931 | 0.0041449 | 0.0029031 | 0.0037923 | -0.027918 | -0.027699 | -0.026979 | 0.028133 | 0.027908 | 0.027178 | 97.3537 | -24.8053 | -143.0004 | -82.6463 | 155.1947 | 36.9996 |  | 1.1773 | 1.179 | 1.1835 | 1.1868 | 1.1883 | 1.1926 | -0.8748 | -120.5747 | 119.2052 | -1.0274 | -120.7442 | 119.0561
Line14_15_16 | 0 | 0 | 0 | 0 | 0 | 0 | 0 | 0 | 0 | 0 | 0 | 0 | 6.7031e-10 | 6.8463e-10 | 7.2265e-10 | -6.6936e-10 | -6.8415e-10 | -7.2408e-10 | 1.4718e-10 | 9.265e-11 | 1.3299e-10 | -1.4609e-10 | -9.4019e-11 | -1.3271e-10 | 0 | 0 | 0 | 0 | 0 | 0 |  | 1.1773 | 1.179 | 1.1835 | 1.1773 | 1.179 | 1.1835 | -0.8748 | -120.5747 | 119.2052 | -0.8748 | -120.5747 | 119.2052
Line15_16_17 | 0 | 0 | 0 | 0 | 0 | 0 | 0 | 0 | 0 | 0 | 0 | 0 | 3.3516e-10 | 3.4232e-10 | 3.6132e-10 | -3.3421e-10 | -3.4184e-10 | -3.6276e-10 | 7.359e-11 | 4.6325e-11 | 6.6492e-11 | -7.2497e-11 | -4.7694e-11 | -6.6217e-11 | 0 | 0 | 0 | 0 | 0 | 0 |  | 1.1773 | 1.179 | 1.1835 | 1.1773 | 1.179 | 1.1835 | -0.8748 | -120.5747 | 119.2052 | -0.8748 | -120.5747 | 119.2052
Line16_4_18 | 0 | 0 | 0 | 0 | 0 | 0 | 0 | 0 | 0 | 0 | 0 | 0 | 2.1815e-10 | 2.286e-10 | 2.4791e-10 | -2.1715e-10 | -2.2795e-10 | -2.4956e-10 | 3.7224e-11 | 6.0984e-12 | 3.0522e-11 | -3.5913e-11 | -7.6166e-12 | -3.0315e-11 | 0 | 0 | 0 | 0 | 0 | 0 |  | 1.1514 | 1.1539 | 1.1587 | 1.1514 | 1.1539 | 1.1587 | -0.44308 | -120.0938 | 119.6283 | -0.44308 | -120.0938 | 119.6283
Line17_5_19 | 0.12404 | 0.12198 | 0.1192 | 0.12404 | 0.12198 | 0.1192 | 0.028645 | 0.028171 | 0.027527 | 0.028645 | 0.028171 | 0.027527 | -0.0046031 | -0.0031869 | -0.0043062 | 0.004757 | 0.0033357 | 0.0044483 | -0.032636 | -0.032328 | -0.031583 | 0.032943 | 0.032625 | 0.031867 | 97.5973 | -24.4509 | -142.5963 | -82.4027 | 155.5491 | 37.4037 |  | 1.1506 | 1.1531 | 1.1579 | 1.162 | 1.1641 | 1.1689 | -0.43099 | -120.081 | 119.6395 | -0.61926 | -120.2887 | 119.4572
Line1_1_3 | 0.10375 | 0.10225 | 0.099632 | 0.10375 | 0.10225 | 0.099632 | 0.02396 | 0.023612 | 0.023009 | 0.02396 | 0.023612 | 0.023009 | -0.0036066 | -0.0023803 | -0.0032961 | 0.0037143 | 0.0024849 | 0.0033953 | -0.027057 | -0.026862 | -0.026185 | 0.027272 | 0.027071 | 0.026384 | 97.3537 | -24.8053 | -143.0004 | -82.6463 | 155.1947 | 36.9996 |  | 1.1392 | 1.1421 | 1.147 | 1.1487 | 1.1513 | 1.1561 | -0.23896 | -119.8692 | 119.8252 | -0.40187 | -120.0498 | 119.6665
Line2_1_4 | 0.13266 | 0.13036 | 0.12753 | 0.13266 | 0.13036 | 0.12753 | 0.030636 | 0.030106 | 0.029452 | 0.030636 | 0.030106 | 0.029452 | -0.004822 | -0.003339 | -0.0045543 | 0.004998 | 0.003509 | 0.0047169 | -0.034566 | -0.034221 | -0.033474 | 0.034918 | 0.034561 | 0.033799 | 97.7026 | -24.2964 | -142.4269 | -82.2974 | 155.7036 | 37.5731 |  | 1.1392 | 1.1421 | 1.147 | 1.1514 | 1.1539 | 1.1587 | -0.23896 | -119.8692 | 119.8252 | -0.44308 | -120.0938 | 119.6283
Line3_1_5 | 0.12404 | 0.12198 | 0.1192 | 0.12404 | 0.12198 | 0.1192 | 0.028645 | 0.028171 | 0.027527 | 0.028645 | 0.028171 | 0.027527 | -0.0044493 | -0.003038 | -0.0041642 | 0.0046031 | 0.0031869 | 0.0043062 | -0.032328 | -0.03203 | -0.031299 | 0.032636 | 0.032328 | 0.031583 | 97.5973 | -24.4509 | -142.5963 | -82.4027 | 155.5491 | 37.4037 |  | 1.1392 | 1.1421 | 1.147 | 1.1506 | 1.1531 | 1.1579 | -0.23896 | -119.8692 | 119.8252 | -0.43099 | -120.081 | 119.6395
Line4_2_6 | 0.11646 | 0.11461 | 0.11188 | 0.11646 | 0.11461 | 0.11188 | 0.026894 | 0.026469 | 0.025837 | 0.026894 | 0.026469 | 0.025837 | -0.0042644 | -0.0029155 | -0.0039567 | 0.0044 | 0.0030468 | 0.0040818 | -0.03063 | -0.030364 | -0.029637 | 0.030901 | 0.030627 | 0.029888 | 97.5057 | -24.5849 | -142.7464 | -82.4943 | 155.4151 | 37.2536 |  | 1.1499 | 1.1524 | 1.1573 | 1.1606 | 1.1628 | 1.1675 | -0.42022 | -120.0695 | 119.6495 | -0.59814 | -120.2662 | 119.4768
Line5_6_7 | 0.11646 | 0.11461 | 0.11188 | 0.11646 | 0.11461 | 0.11188 | 0.026894 | 0.026469 | 0.025837 | 0.026894 | 0.026469 | 0.025837 | -0.0044 | -0.0030468 | -0.0040818 | 0.0045357 | 0.0031782 | 0.0042069 | -0.030901 | -0.030627 | -0.029888 | 0.031173 | 0.030889 | 0.030138 | 97.5057 | -24.5849 | -142.7464 | -82.4943 | 155.4151 | 37.2536 |  | 1.1606 | 1.1628 | 1.1675 | 1.1713 | 1.1732 | 1.1778 | -0.59814 | -120.2662 | 119.4768 | -0.77282 | -120.4594 | 119.3071
Line6_7_8 | 0 | 0 | 0 | 0 | 0 | 0 | 0 | 0 | 0 | 0 | 0 | 0 | 9.2273e-10 | 9.4623e-10 | 1.0041e-09 | -9.2176e-10 | -9.4571e-10 | -1.0056e-09 | 1.946e-10 | 1.0958e-10 | 1.7314e-10 | -1.9345e-10 | -1.11e-10 | -1.7287e-10 | 0 | 0 | 0 | 0 | 0 | 0 |  | 1.1713 | 1.1732 | 1.1778 | 1.1713 | 1.1732 | 1.1778 | -0.77282 | -120.4594 | 119.3071 | -0.77282 | -120.4594 | 119.3071
Line7_8_9 | 0 | 0 | 0 | 0 | 0 | 0 | 0 | 0 | 0 | 0 | 0 | 0 | 3.0758e-10 | 3.1541e-10 | 3.3471e-10 | -3.066e-10 | -3.1489e-10 | -3.362e-10 | 6.4865e-11 | 3.6527e-11 | 5.7714e-11 | -6.3719e-11 | -3.7942e-11 | -5.7446e-11 | 0 | 0 | 0 | 0 | 0 | 0 |  | 1.1713 | 1.1732 | 1.1778 | 1.1713 | 1.1732 | 1.1778 | -0.77282 | -120.4594 | 119.3071 | -0.77282 | -120.4594 | 119.3071
Line8_8_10 | 0 | 0 | 0 | 0 | 0 | 0 | 0 | 0 | 0 | 0 | 0 | 0 | 3.0758e-10 | 3.1541e-10 | 3.3471e-10 | -3.066e-10 | -3.1489e-10 | -3.362e-10 | 6.4865e-11 | 3.6527e-11 | 5.7714e-11 | -6.3719e-11 | -3.7942e-11 | -5.7446e-11 | 0 | 0 | 0 | 0 | 0 | 0 |  | 1.1713 | 1.1732 | 1.1778 | 1.1713 | 1.1732 | 1.1778 | -0.77282 | -120.4594 | 119.3071 | -0.77282 | -120.4594 | 119.3071
Line9_3_11 | 0.10375 | 0.10225 | 0.099632 | 0.10375 | 0.10225 | 0.099632 | 0.02396 | 0.023612 | 0.023009 | 0.02396 | 0.023612 | 0.023009 | -0.0037143 | -0.0024849 | -0.0033953 | 0.0038219 | 0.0025894 | 0.0034946 | -0.027272 | -0.027071 | -0.026384 | 0.027487 | 0.02728 | 0.026582 | 97.3537 | -24.8053 | -143.0004 | -82.6463 | 155.1947 | 36.9996 |  | 1.1487 | 1.1513 | 1.1561 | 1.1582 | 1.1605 | 1.1652 | -0.40187 | -120.0498 | 119.6665 | -0.5621 | -120.2275 | 119.5103

## LG_max_fault_10
name | pf_ikss_a_from_ka | pf_ikss_b_from_ka | pf_ikss_c_from_ka | pf_ikss_a_to_ka | pf_ikss_b_to_ka | pf_ikss_c_to_ka | pf_skss_a_from_mw | pf_skss_b_from_mw | pf_skss_c_from_mw | pf_skss_a_to_mw | pf_skss_b_to_mw | pf_skss_c_to_mw | pf_p_a_from_mw | pf_p_b_from_mw | pf_p_c_from_mw | pf_p_a_to_mw | pf_p_b_to_mw | pf_p_c_to_mw | pf_q_a_from_mvar | pf_q_b_from_mvar | pf_q_c_from_mvar | pf_q_a_to_mvar | pf_q_b_to_mvar | pf_q_c_to_mvar | pf_ikss_a_from_degree | pf_ikss_b_from_degree | pf_ikss_c_from_degree | pf_ikss_a_to_degree | pf_ikss_b_to_degree | pf_ikss_c_to_degree | 3xI0 | pf_vm_a_from_pu | pf_vm_b_from_pu | pf_vm_c_from_pu | pf_vm_a_to_pu | pf_vm_b_to_pu | pf_vm_c_to_pu | pf_va_a_from_degree | pf_va_b_from_degree | pf_va_c_from_degree | pf_va_a_to_degree | pf_va_b_to_degree | pf_va_c_to_degree
Line0_1_2 | 0.11708 | 0.1153 | 0.11269 | 0.11708 | 0.1153 | 0.11269 | 0.027039 | 0.026628 | 0.026024 | 0.027039 | 0.026628 | 0.026024 | -0.0041142 | -0.0028128 | -0.0038298 | 0.0042512 | 0.0029458 | 0.0039568 | -0.030595 | -0.030348 | -0.029668 | 0.030869 | 0.030613 | 0.029922 | 97.4225 | -24.5721 | -142.8163 | -82.5775 | 155.4279 | 37.1837 |  | 1.1417 | 1.1446 | 1.1495 | 1.1524 | 1.155 | 1.1598 | -0.23617 | -119.8675 | 119.828 | -0.4188 | -120.0685 | 119.6507
Line10_11_12 | 0.10474 | 0.10328 | 0.10077 | 0.10474 | 0.10328 | 0.10077 | 0.024189 | 0.023851 | 0.023272 | 0.024189 | 0.023851 | 0.023272 | -0.0038269 | -0.0026299 | -0.0035132 | 0.0039366 | 0.0027366 | 0.0036147 | -0.027819 | -0.027619 | -0.026951 | 0.028039 | 0.027832 | 0.027155 | 97.2696 | -24.789 | -143.0639 | -82.7304 | 155.211 | 36.9361 |  | 1.1609 | 1.1632 | 1.1679 | 1.1705 | 1.1725 | 1.1771 | -0.56309 | -120.2285 | 119.5092 | -0.72253 | -120.4046 | 119.3536
Line11_12_13 | 0.10474 | 0.10328 | 0.10077 | 0.10474 | 0.10328 | 0.10077 | 0.024189 | 0.023851 | 0.023272 | 0.024189 | 0.023851 | 0.023272 | -0.0039366 | -0.0027366 | -0.0036147 | 0.0040463 | 0.0028433 | 0.0037163 | -0.028039 | -0.027832 | -0.027155 | 0.028258 | 0.028045 | 0.027358 | 97.2696 | -24.789 | -143.0639 | -82.7304 | 155.211 | 36.9361 |  | 1.1705 | 1.1725 | 1.1771 | 1.1801 | 1.1819 | 1.1864 | -0.72253 | -120.4046 | 119.3536 | -0.87937 | -120.578 | 119.2004
Line12_13_15 | 0 | 0 | 0 | 0 | 0 | 0 | 0 | 0 | 0 | 0 | 0 | 0 | 1.0447e-09 | 1.0666e-09 | 1.1239e-09 | -1.0437e-09 | -1.0661e-09 | -1.1255e-09 | 2.226e-10 | 1.3993e-10 | 2.0121e-10 | -2.2145e-10 | -1.4137e-10 | -2.0092e-10 | 0 | 0 | 0 | 0 | 0 | 0 |  | 1.1801 | 1.1819 | 1.1864 | 1.1801 | 1.1819 | 1.1864 | -0.87937 | -120.578 | 119.2004 | -0.87937 | -120.578 | 119.2004
Line13_13_14 | 0.10474 | 0.10328 | 0.10077 | 0.10474 | 0.10328 | 0.10077 | 0.024189 | 0.023851 | 0.023272 | 0.024189 | 0.023851 | 0.023272 | -0.0040463 | -0.0028433 | -0.0037163 | 0.0041561 | 0.0029499 | 0.0038178 | -0.028258 | -0.028045 | -0.027358 | 0.028477 | 0.028259 | 0.027561 | 97.2696 | -24.789 | -143.0639 | -82.7304 | 155.211 | 36.9361 |  | 1.1801 | 1.1819 | 1.1864 | 1.1897 | 1.1912 | 1.1956 | -0.87937 | -120.578 | 119.2004 | -1.0337 | -120.7486 | 119.0495
Line14_15_16 | 0 | 0 | 0 | 0 | 0 | 0 | 0 | 0 | 0 | 0 | 0 | 0 | 6.965e-10 | 7.1109e-10 | 7.493e-10 | -6.955e-10 | -7.1058e-10 | -7.508e-10 | 1.484e-10 | 9.3288e-11 | 1.3414e-10 | -1.4725e-10 | -9.4729e-11 | -1.3385e-10 | 0 | 0 | 0 | 0 | 0 | 0 |  | 1.1801 | 1.1819 | 1.1864 | 1.1801 | 1.1819 | 1.1864 | -0.87937 | -120.578 | 119.2004 | -0.87937 | -120.578 | 119.2004
Line15_16_17 | 0 | 0 | 0 | 0 | 0 | 0 | 0 | 0 | 0 | 0 | 0 | 0 | 3.4825e-10 | 3.5555e-10 | 3.7465e-10 | -3.4725e-10 | -3.5504e-10 | -3.7615e-10 | 7.4201e-11 | 4.6644e-11 | 6.7069e-11 | -7.3051e-11 | -4.8084e-11 | -6.678e-11 | 0 | 0 | 0 | 0 | 0 | 0 |  | 1.1801 | 1.1819 | 1.1864 | 1.1801 | 1.1819 | 1.1864 | -0.87937 | -120.578 | 119.2004 | -0.87937 | -120.578 | 119.2004
Line16_4_18 | 0 | 0 | 0 | 0 | 0 | 0 | 0 | 0 | 0 | 0 | 0 | 0 | 2.2914e-10 | 2.3967e-10 | 2.5898e-10 | -2.281e-10 | -2.3899e-10 | -2.6069e-10 | 3.7174e-11 | 5.8845e-12 | 3.0433e-11 | -3.5804e-11 | -7.4728e-12 | -3.0215e-11 | 0 | 0 | 0 | 0 | 0 | 0 |  | 1.1539 | 1.1564 | 1.1612 | 1.1539 | 1.1564 | 1.1612 | -0.44079 | -120.0918 | 119.6304 | -0.44079 | -120.0918 | 119.6304
Line17_5_19 | 0.1244 | 0.12242 | 0.11976 | 0.1244 | 0.12242 | 0.11976 | 0.028728 | 0.028273 | 0.027657 | 0.028728 | 0.028273 | 0.027657 | -0.0045779 | -0.00321 | -0.0042937 | 0.0047326 | 0.0033599 | 0.0044371 | -0.032809 | -0.032515 | -0.031806 | 0.033118 | 0.032814 | 0.032093 | 97.5141 | -24.4413 | -142.6707 | -82.4859 | 155.5587 | 37.3293 |  | 1.1531 | 1.1556 | 1.1605 | 1.1645 | 1.1667 | 1.1714 | -0.42919 | -120.0795 | 119.6411 | -0.61843 | -120.2875 | 119.4577
Line1_1_3 | 0.10474 | 0.10328 | 0.10077 | 0.10474 | 0.10328 | 0.10077 | 0.024189 | 0.023851 | 0.023272 | 0.024189 | 0.023851 | 0.023272 | -0.0036075 | -0.0024165 | -0.0033102 | 0.0037172 | 0.0025232 | 0.0034117 | -0.02738 | -0.027192 | -0.026545 | 0.0276 | 0.027405 | 0.026748 | 97.2696 | -24.789 | -143.0639 | -82.7304 | 155.211 | 36.9361 |  | 1.1417 | 1.1446 | 1.1495 | 1.1513 | 1.1539 | 1.1587 | -0.23617 | -119.8675 | 119.828 | -0.40099 | -120.0495 | 119.6674
Line2_1_4 | 0.13267 | 0.13048 | 0.12777 | 0.13267 | 0.13048 | 0.12777 | 0.030639 | 0.030132 | 0.029508 | 0.030639 | 0.030132 | 0.029508 | -0.0047806 | -0.0033512 | -0.004524 | 0.0049567 | 0.0035215 | 0.0046872 | -0.034653 | -0.034325 | -0.033616 | 0.035005 | 0.034666 | 0.033942 | 97.6187 | -24.2913 | -142.5071 | -82.3813 | 155.7087 | 37.4929 |  | 1.1417 | 1.1446 | 1.1495 | 1.1539 | 1.1564 | 1.1612 | -0.23617 | -119.8675 | 119.828 | -0.44079 | -120.0918 | 119.6304
Line3_1_5 | 0.1244 | 0.12242 | 0.11976 | 0.1244 | 0.12242 | 0.11976 | 0.028728 | 0.028273 | 0.027657 | 0.028728 | 0.028273 | 0.027657 | -0.0044231 | -0.0030601 | -0.0041503 | 0.0045779 | 0.00321 | 0.0042937 | -0.032499 | -0.032215 | -0.03152 | 0.032809 | 0.032515 | 0.031806 | 97.5141 | -24.4413 | -142.6707 | -82.4859 | 155.5587 | 37.3293 |  | 1.1417 | 1.1446 | 1.1495 | 1.1531 | 1.1556 | 1.1605 | -0.23617 | -119.8675 | 119.828 | -0.42919 | -120.0795 | 119.6411
Line4_2_6 | 0.11708 | 0.1153 | 0.11269 | 0.11708 | 0.1153 | 0.11269 | 0.027039 | 0.026628 | 0.026024 | 0.027039 | 0.026628 | 0.026024 | -0.0042512 | -0.0029458 | -0.0039568 | 0.0043883 | 0.0030788 | 0.0040838 | -0.030869 | -0.030613 | -0.029922 | 0.031143 | 0.030879 | 0.030176 | 97.4225 | -24.5721 | -142.8163 | -82.5775 | 155.4279 | 37.1837 |  | 1.1524 | 1.155 | 1.1598 | 1.1632 | 1.1654 | 1.1701 | -0.4188 | -120.0685 | 119.6507 | -0.59807 | -120.2658 | 119.4766
Line5_6_7 | 0.11708 | 0.1153 | 0.11269 | 0.11708 | 0.1153 | 0.11269 | 0.027039 | 0.026628 | 0.026024 | 0.027039 | 0.026628 | 0.026024 | -0.0043883 | -0.0030788 | -0.0040838 | 0.0045254 | 0.0032117 | 0.0042107 | -0.031143 | -0.030879 | -0.030176 | 0.031417 | 0.031145 | 0.03043 | 97.4225 | -24.5721 | -142.8163 | -82.5775 | 155.4279 | 37.1837 |  | 1.1632 | 1.1654 | 1.1701 | 1.1739 | 1.1758 | 1.1805 | -0.59807 | -120.2658 | 119.4766 | -0.77405 | -120.4597 | 119.3055
Line6_7_8 | 0 | 0 | 0 | 0 | 0 | 0 | 0 | 0 | 0 | 0 | 0 | 0 | 9.5903e-10 | 9.8296e-10 | 1.041e-09 | -9.5801e-10 | -9.8241e-10 | -1.0426e-09 | 1.9551e-10 | 1.0969e-10 | 1.7398e-10 | -1.943e-10 | -1.1118e-10 | -1.737e-10 | 0 | 0 | 0 | 0 | 0 | 0 |  | 1.1739 | 1.1758 | 1.1805 | 1.1739 | 1.1758 | 1.1805 | -0.77405 | -120.4597 | 119.3055 | -0.77405 | -120.4597 | 119.3055
Line7_8_9 | 0 | 0 | 0 | 0 | 0 | 0 | 0 | 0 | 0 | 0 | 0 | 0 | 3.1968e-10 | 3.2765e-10 | 3.4702e-10 | -3.1866e-10 | -3.2711e-10 | -3.4858e-10 | 6.5169e-11 | 3.6565e-11 | 5.7995e-11 | -6.3964e-11 | -3.805e-11 | -5.7714e-11 | 0 | 0 | 0 | 0 | 0 | 0 |  | 1.1739 | 1.1758 | 1.1805 | 1.1739 | 1.1758 | 1.1805 | -0.77405 | -120.4597 | 119.3055 | -0.77405 | -120.4597 | 119.3055
Line8_8_10 | 0 | 0 | 0 | 0 | 0 | 0 | 0 | 0 | 0 | 0 | 0 | 0 | 3.1968e-10 | 3.2765e-10 | 3.4702e-10 | -3.1866e-10 | -3.2711e-10 | -3.4858e-10 | 6.5169e-11 | 3.6565e-11 | 5.7995e-11 | -6.3964e-11 | -3.805e-11 | -5.7714e-11 | 0 | 0 | 0 | 0 | 0 | 0 |  | 1.1739 | 1.1758 | 1.1805 | 1.1739 | 1.1758 | 1.1805 | -0.77405 | -120.4597 | 119.3055 | -0.77405 | -120.4597 | 119.3055
Line9_3_11 | 0.10474 | 0.10328 | 0.10077 | 0.10474 | 0.10328 | 0.10077 | 0.024189 | 0.023851 | 0.023272 | 0.024189 | 0.023851 | 0.023272 | -0.0037172 | -0.0025232 | -0.0034117 | 0.0038269 | 0.0026299 | 0.0035132 | -0.0276 | -0.027405 | -0.026748 | 0.027819 | 0.027619 | 0.026951 | 97.2696 | -24.789 | -143.0639 | -82.7304 | 155.211 | 36.9361 |  | 1.1513 | 1.1539 | 1.1587 | 1.1609 | 1.1632 | 1.1679 | -0.40099 | -120.0495 | 119.6674 | -0.56309 | -120.2285 | 119.5092

## LG_min_6
name | pf_ikss_a_from_ka | pf_ikss_b_from_ka | pf_ikss_c_from_ka | pf_ikss_a_to_ka | pf_ikss_b_to_ka | pf_ikss_c_to_ka | pf_skss_a_from_mw | pf_skss_b_from_mw | pf_skss_c_from_mw | pf_skss_a_to_mw | pf_skss_b_to_mw | pf_skss_c_to_mw | pf_p_a_from_mw | pf_p_b_from_mw | pf_p_c_from_mw | pf_p_a_to_mw | pf_p_b_to_mw | pf_p_c_to_mw | pf_q_a_from_mvar | pf_q_b_from_mvar | pf_q_c_from_mvar | pf_q_a_to_mvar | pf_q_b_to_mvar | pf_q_c_to_mvar | pf_ikss_a_from_degree | pf_ikss_b_from_degree | pf_ikss_c_from_degree | pf_ikss_a_to_degree | pf_ikss_b_to_degree | pf_ikss_c_to_degree | 3xI0 | pf_vm_a_from_pu | pf_vm_b_from_pu | pf_vm_c_from_pu | pf_vm_a_to_pu | pf_vm_b_to_pu | pf_vm_c_to_pu | pf_va_a_from_degree | pf_va_b_from_degree | pf_va_c_from_degree | pf_va_a_to_degree | pf_va_b_to_degree | pf_va_c_to_degree
Line0_1_2 | 0.01119 | 0.0027717 | 0.0052119 | 0.01119 | 0.0027717 | 0.0052119 | 0.0025842 | 0.0006401 | 0.0012036 | 0.0025842 | 0.0006401 | 0.0012036 | -0.00010871 | 0.0004487 | -0.0010592 | 0.00011098 | -0.00044851 | 0.0010598 | -0.00076371 | -0.00035187 | -0.00016611 | 0.00076611 | 0.00035204 | 0.00016671 | 98.1595 | -65.3443 | -85.3914 | -81.8405 | 114.6558 | 94.6086 |  | 0.29851 | 0.89082 | 0.89075 | 0.29955 | 0.89076 | 0.8913 | 0.057993 | -103.4481 | 103.5215 | -0.083166 | -103.4731 | 103.5482
Line10_11_12 | 0.011157 | 0.0027641 | 0.0051929 | 0.011157 | 0.002764 | 0.0051929 | 0.0025766 | 0.00063833 | 0.0011992 | 0.0025766 | 0.00063833 | 0.0011992 | -0.00011444 | 0.00044705 | -0.0010569 | 0.00011669 | -0.00044686 | 0.0010575 | -0.00076602 | -0.00035129 | -0.00016381 | 0.00076841 | 0.00035146 | 0.0001644 | 98.2751 | -65.3378 | -85.235 | -81.7249 | 114.6623 | 94.765 |  | 0.30059 | 0.89069 | 0.89185 | 0.30164 | 0.89062 | 0.8924 | -0.22172 | -103.4981 | 103.5749 | -0.36013 | -103.523 | 103.6015
Line11_12_13 | 0.011157 | 0.002764 | 0.0051929 | 0.011157 | 0.002764 | 0.0051929 | 0.0025766 | 0.00063833 | 0.0011992 | 0.0025766 | 0.00063832 | 0.0011992 | -0.00011669 | 0.00044686 | -0.0010575 | 0.00011895 | -0.00044667 | 0.0010581 | -0.00076841 | -0.00035146 | -0.0001644 | 0.00077079 | 0.00035162 | 0.00016499 | 98.275 | -65.3378 | -85.2351 | -81.725 | 114.6623 | 94.765 |  | 0.30164 | 0.89062 | 0.8924 | 0.30269 | 0.89056 | 0.89295 | -0.36013 | -103.523 | 103.6015 | -0.49758 | -103.548 | 103.6281
Line12_13_15 | 0 | 0 | 0 | 0 | 0 | 0 | 0 | 0 | 0 | 0 | 0 | 0 | -2.281e-09 | 7.7573e-09 | -9.1221e-09 | 2.2945e-09 | -4.9478e-09 | 6.2991e-09 | 2.9789e-09 | -4.8507e-09 | 7.6097e-10 | -1.9956e-09 | 4.1586e-09 | -1.4302e-09 | 0 | 0 | 0 | 0 | 0 | 0 |  | 0.30269 | 0.89056 | 0.89295 | 0.30269 | 0.89056 | 0.89295 | -0.49758 | -103.548 | 103.6281 | -0.49758 | -103.548 | 103.6281
Line13_13_14 | 0.011157 | 0.002764 | 0.0051928 | 0.011157 | 0.002764 | 0.0051928 | 0.0025767 | 0.00063831 | 0.0011992 | 0.0025767 | 0.00063831 | 0.0011992 | -0.00011894 | 0.00044666 | -0.0010581 | 0.0001212 | -0.00044647 | 0.0010586 | -0.00077079 | -0.00035162 | -0.000165 | 0.00077318 | 0.00035179 | 0.00016559 | 98.2748 | -65.3376 | -85.2352 | -81.7252 | 114.6625 | 94.7648 |  | 0.30269 | 0.89056 | 0.89295 | 0.30373 | 0.89049 | 0.89351 | -0.49758 | -103.548 | 103.6281 | -0.63409 | -103.573 | 103.6547
Line14_15_16 | 0 | 0 | 0 | 0 | 0 | 0 | 0 | 0 | 0 | 0 | 0 | 0 | -1.5207e-09 | 5.1715e-09 | -6.0814e-09 | 1.5342e-09 | -2.3621e-09 | 3.2584e-09 | 1.9859e-09 | -3.2338e-09 | 5.0731e-10 | -1.0026e-09 | 2.5417e-09 | -1.1765e-09 | 0 | 0 | 0 | 0 | 0 | 0 |  | 0.30269 | 0.89056 | 0.89295 | 0.30269 | 0.89056 | 0.89295 | -0.49758 | -103.548 | 103.6281 | -0.49758 | -103.548 | 103.6281
Line15_16_17 | 0 | 0 | 0 | 0 | 0 | 0 | 0 | 0 | 0 | 0 | 0 | 0 | -7.6033e-10 | 2.5858e-09 | -3.0407e-09 | 7.7387e-10 | 2.2368e-10 | 2.1773e-10 | 9.9297e-10 | -1.6169e-09 | 2.5365e-10 | -9.6383e-12 | 9.2479e-10 | -9.2289e-10 | 0 | 0 | 0 | 0 | 0 | 0 |  | 0.30269 | 0.89056 | 0.89295 | 0.30269 | 0.89056 | 0.89295 | -0.49758 | -103.548 | 103.6281 | -0.49758 | -103.548 | 103.6281
Line16_4_18 | 0 | 0 | 0 | 0 | 0 | 0 | 0 | 0 | 0 | 0 | 0 | 0 | -7.6643e-10 | 2.6021e-09 | -3.0483e-09 | 7.6934e-10 | 2.2187e-10 | 2.2143e-10 | 9.7852e-10 | -1.6102e-09 | 2.4891e-10 | -1.61e-12 | 9.2909e-10 | -9.2556e-10 | 0 | 0 | 0 | 0 | 0 | 0 |  | 0.29955 | 0.89075 | 0.8913 | 0.29955 | 0.89075 | 0.8913 | -0.083988 | -103.4732 | 103.5482 | -0.083988 | -103.4732 | 103.5482
Line17_5_19 | 0.011206 | 0.0027755 | 0.0052214 | 0.011206 | 0.0027755 | 0.0052214 | 0.002588 | 0.00064098 | 0.0012058 | 0.002588 | 0.00064098 | 0.0012058 | -0.00011037 | 0.00044915 | -0.0010615 | 0.00011264 | -0.00044895 | 0.0010621 | -0.00076736 | -0.0003525 | -0.00016847 | 0.00076976 | 0.00035267 | 0.00016907 | 98.1012 | -65.3474 | -85.4702 | -81.8988 | 114.6527 | 94.5299 |  | 0.29955 | 0.89075 | 0.8913 | 0.3006 | 0.89069 | 0.89186 | -0.083577 | -103.4732 | 103.5482 | -0.22416 | -103.4982 | 103.5749
Line1_1_3 | 0.011157 | 0.0027641 | 0.0051929 | 0.011157 | 0.0027641 | 0.0051929 | 0.0025766 | 0.00063834 | 0.0011993 | 0.0025766 | 0.00063833 | 0.0011993 | -0.00010993 | 0.00044742 | -0.0010558 | 0.00011219 | -0.00044724 | 0.0010564 | -0.00076125 | -0.00035095 | -0.00016262 | 0.00076364 | 0.00035112 | 0.00016321 | 98.2752 | -65.3379 | -85.2349 | -81.7248 | 114.6622 | 94.7651 |  | 0.29851 | 0.89082 | 0.89075 | 0.29955 | 0.89076 | 0.8913 | 0.057993 | -103.4481 | 103.5215 | -0.082352 | -103.4731 | 103.5482
Line2_1_4 | 0.011223 | 0.0027794 | 0.005231 | 0.011223 | 0.0027794 | 0.005231 | 0.0025918 | 0.00064188 | 0.0012081 | 0.0025918 | 0.00064187 | 0.001208 | -0.00010748 | 0.00044998 | -0.0010626 | 0.00010976 | -0.00044979 | 0.0010632 | -0.00076619 | -0.0003528 | -0.00016964 | 0.0007686 | 0.00035297 | 0.00017024 | 98.0431 | -65.3506 | -85.5489 | -81.9569 | 114.6495 | 94.4511 |  | 0.29851 | 0.89082 | 0.89075 | 0.29955 | 0.89075 | 0.8913 | 0.057993 | -103.4481 | 103.5215 | -0.083988 | -103.4732 | 103.5482
Line3_1_5 | 0.011206 | 0.0027755 | 0.0052214 | 0.011206 | 0.0027755 | 0.0052214 | 0.002588 | 0.00064098 | 0.0012058 | 0.002588 | 0.00064098 | 0.0012058 | -0.0001081 | 0.00044934 | -0.0010609 | 0.00011037 | -0.00044915 | 0.0010615 | -0.00076495 | -0.00035233 | -0.00016787 | 0.00076736 | 0.0003525 | 0.00016847 | 98.1013 | -65.3474 | -85.4701 | -81.8987 | 114.6527 | 94.5299 |  | 0.29851 | 0.89082 | 0.89075 | 0.29955 | 0.89075 | 0.8913 | 0.057993 | -103.4481 | 103.5215 | -0.083577 | -103.4732 | 103.5482
Line4_2_6 | 0.01119 | 0.0027717 | 0.0052119 | 0.01119 | 0.0027717 | 0.0052119 | 0.0025842 | 0.0006401 | 0.0012036 | 0.0025842 | 0.0006401 | 0.0012036 | -0.00011098 | 0.00044851 | -0.0010598 | 0.00011325 | -0.00044832 | 0.0010604 | -0.00076611 | -0.00035204 | -0.00016671 | 0.00076851 | 0.00035221 | 0.0001673 | 98.1595 | -65.3443 | -85.3914 | -81.8405 | 114.6558 | 94.6086 |  | 0.29955 | 0.89076 | 0.8913 | 0.3006 | 0.89069 | 0.89186 | -0.083166 | -103.4731 | 103.5482 | -0.22335 | -103.4982 | 103.5749
Line5_6_7 | 0.01119 | 0.0027717 | 0.0052119 | 0.01119 | 0.0027717 | 0.0052119 | 0.0025842 | 0.0006401 | 0.0012036 | 0.0025842 | 0.00064009 | 0.0012036 | -0.00011325 | 0.00044832 | -0.0010604 | 0.00011551 | -0.00044813 | 0.0010609 | -0.00076851 | -0.00035221 | -0.00016731 | 0.00077091 | 0.00035238 | 0.0001679 | 98.1594 | -65.3443 | -85.3915 | -81.8406 | 114.6559 | 94.6085 |  | 0.3006 | 0.89069 | 0.89186 | 0.30164 | 0.89062 | 0.89241 | -0.22335 | -103.4982 | 103.5749 | -0.36255 | -103.5232 | 103.6015
Line6_7_8 | 0 | 0 | 0 | 0 | 0 | 0 | 0 | 0 | 0 | 0 | 0 | 0 | -2.287e-09 | 7.7735e-09 | -9.1298e-09 | 2.297e-09 | -4.9593e-09 | 6.3055e-09 | 2.9647e-09 | -4.8441e-09 | 7.5632e-10 | -1.9834e-09 | 4.1556e-09 | -1.428e-09 | 0 | 0 | 0 | 0 | 0 | 0 |  | 0.30164 | 0.89062 | 0.89241 | 0.30164 | 0.89062 | 0.89241 | -0.36255 | -103.5232 | 103.6015 | -0.36255 | -103.5232 | 103.6015
Line7_8_9 | 0 | 0 | 0 | 0 | 0 | 0 | 0 | 0 | 0 | 0 | 0 | 0 | -7.6233e-10 | 2.5912e-09 | -3.0433e-09 | 7.7238e-10 | 2.2308e-10 | 2.1894e-10 | 9.8822e-10 | -1.6147e-09 | 2.5211e-10 | -6.9986e-12 | 9.2621e-10 | -9.2379e-10 | 0 | 0 | 0 | 0 | 0 | 0 |  | 0.30164 | 0.89062 | 0.89241 | 0.30164 | 0.89062 | 0.89241 | -0.36255 | -103.5232 | 103.6015 | -0.36255 | -103.5232 | 103.6015
Line8_8_10 | 0 | 0 | 0 | 0 | 0 | 0 | 0 | 0 | 0 | 0 | 0 | 0 | -7.6233e-10 | 2.5912e-09 | -3.0433e-09 | 7.7238e-10 | 2.2308e-10 | 2.1894e-10 | 9.8822e-10 | -1.6147e-09 | 2.5211e-10 | -6.9987e-12 | 9.2621e-10 | -9.2379e-10 | 0 | 0 | 0 | 0 | 0 | 0 |  | 0.30164 | 0.89062 | 0.89241 | 0.30164 | 0.89062 | 0.89241 | -0.36255 | -103.5232 | 103.6015 | -0.36255 | -103.5232 | 103.6015
Line9_3_11 | 0.011157 | 0.0027641 | 0.0051929 | 0.011157 | 0.0027641 | 0.0051929 | 0.0025766 | 0.00063833 | 0.0011993 | 0.0025766 | 0.00063833 | 0.0011992 | -0.00011219 | 0.00044724 | -0.0010564 | 0.00011444 | -0.00044705 | 0.0010569 | -0.00076364 | -0.00035112 | -0.00016322 | 0.00076602 | 0.00035129 | 0.00016381 | 98.2752 | -65.3378 | -85.235 | -81.7248 | 114.6623 | 94.765 |  | 0.29955 | 0.89076 | 0.8913 | 0.30059 | 0.89069 | 0.89185 | -0.082352 | -103.4731 | 103.5482 | -0.22172 | -103.4981 | 103.5749

## LG_min_10
name | pf_ikss_a_from_ka | pf_ikss_b_from_ka | pf_ikss_c_from_ka | pf_ikss_a_to_ka | pf_ikss_b_to_ka | pf_ikss_c_to_ka | pf_skss_a_from_mw | pf_skss_b_from_mw | pf_skss_c_from_mw | pf_skss_a_to_mw | pf_skss_b_to_mw | pf_skss_c_to_mw | pf_p_a_from_mw | pf_p_b_from_mw | pf_p_c_from_mw | pf_p_a_to_mw | pf_p_b_to_mw | pf_p_c_to_mw | pf_q_a_from_mvar | pf_q_b_from_mvar | pf_q_c_from_mvar | pf_q_a_to_mvar | pf_q_b_to_mvar | pf_q_c_to_mvar | pf_ikss_a_from_degree | pf_ikss_b_from_degree | pf_ikss_c_from_degree | pf_ikss_a_to_degree | pf_ikss_b_to_degree | pf_ikss_c_to_degree | 3xI0 | pf_vm_a_from_pu | pf_vm_b_from_pu | pf_vm_c_from_pu | pf_vm_a_to_pu | pf_vm_b_to_pu | pf_vm_c_to_pu | pf_va_a_from_degree | pf_va_b_from_degree | pf_va_c_from_degree | pf_va_a_to_degree | pf_va_b_to_degree | pf_va_c_to_degree
Line0_1_2 | 0.01119 | 0.0027717 | 0.0052119 | 0.01119 | 0.0027717 | 0.0052119 | 0.0025842 | 0.0006401 | 0.0012036 | 0.0025842 | 0.0006401 | 0.0012036 | -0.00010871 | 0.0004487 | -0.0010592 | 0.00011098 | -0.00044851 | 0.0010598 | -0.00076371 | -0.00035187 | -0.00016611 | 0.00076611 | 0.00035204 | 0.00016671 | 98.1595 | -65.3443 | -85.3914 | -81.8405 | 114.6558 | 94.6086 |  | 0.29851 | 0.89082 | 0.89075 | 0.29955 | 0.89076 | 0.8913 | 0.057993 | -103.4481 | 103.5215 | -0.083166 | -103.4731 | 103.5482
Line10_11_12 | 0.011157 | 0.0027641 | 0.0051929 | 0.011157 | 0.002764 | 0.0051929 | 0.0025766 | 0.00063833 | 0.0011992 | 0.0025766 | 0.00063833 | 0.0011992 | -0.00011444 | 0.00044705 | -0.0010569 | 0.00011669 | -0.00044686 | 0.0010575 | -0.00076602 | -0.00035129 | -0.00016381 | 0.00076841 | 0.00035146 | 0.0001644 | 98.2751 | -65.3378 | -85.235 | -81.7249 | 114.6623 | 94.765 |  | 0.30059 | 0.89069 | 0.89185 | 0.30164 | 0.89062 | 0.8924 | -0.22172 | -103.4981 | 103.5749 | -0.36013 | -103.523 | 103.6015
Line11_12_13 | 0.011157 | 0.002764 | 0.0051929 | 0.011157 | 0.002764 | 0.0051929 | 0.0025766 | 0.00063833 | 0.0011992 | 0.0025766 | 0.00063832 | 0.0011992 | -0.00011669 | 0.00044686 | -0.0010575 | 0.00011895 | -0.00044667 | 0.0010581 | -0.00076841 | -0.00035146 | -0.0001644 | 0.00077079 | 0.00035162 | 0.00016499 | 98.275 | -65.3378 | -85.2351 | -81.725 | 114.6623 | 94.765 |  | 0.30164 | 0.89062 | 0.8924 | 0.30269 | 0.89056 | 0.89295 | -0.36013 | -103.523 | 103.6015 | -0.49758 | -103.548 | 103.6281
Line12_13_15 | 0 | 0 | 0 | 0 | 0 | 0 | 0 | 0 | 0 | 0 | 0 | 0 | -2.281e-09 | 7.7573e-09 | -9.1221e-09 | 2.2945e-09 | -4.9478e-09 | 6.2991e-09 | 2.9789e-09 | -4.8507e-09 | 7.6097e-10 | -1.9956e-09 | 4.1586e-09 | -1.4302e-09 | 0 | 0 | 0 | 0 | 0 | 0 |  | 0.30269 | 0.89056 | 0.89295 | 0.30269 | 0.89056 | 0.89295 | -0.49758 | -103.548 | 103.6281 | -0.49758 | -103.548 | 103.6281
Line13_13_14 | 0.011157 | 0.002764 | 0.0051928 | 0.011157 | 0.002764 | 0.0051928 | 0.0025767 | 0.00063831 | 0.0011992 | 0.0025767 | 0.00063831 | 0.0011992 | -0.00011894 | 0.00044666 | -0.0010581 | 0.0001212 | -0.00044647 | 0.0010586 | -0.00077079 | -0.00035162 | -0.000165 | 0.00077318 | 0.00035179 | 0.00016559 | 98.2748 | -65.3376 | -85.2352 | -81.7252 | 114.6625 | 94.7648 |  | 0.30269 | 0.89056 | 0.89295 | 0.30373 | 0.89049 | 0.89351 | -0.49758 | -103.548 | 103.6281 | -0.63409 | -103.573 | 103.6547
Line14_15_16 | 0 | 0 | 0 | 0 | 0 | 0 | 0 | 0 | 0 | 0 | 0 | 0 | -1.5207e-09 | 5.1715e-09 | -6.0814e-09 | 1.5342e-09 | -2.3621e-09 | 3.2584e-09 | 1.9859e-09 | -3.2338e-09 | 5.0731e-10 | -1.0026e-09 | 2.5417e-09 | -1.1765e-09 | 0 | 0 | 0 | 0 | 0 | 0 |  | 0.30269 | 0.89056 | 0.89295 | 0.30269 | 0.89056 | 0.89295 | -0.49758 | -103.548 | 103.6281 | -0.49758 | -103.548 | 103.6281
Line15_16_17 | 0 | 0 | 0 | 0 | 0 | 0 | 0 | 0 | 0 | 0 | 0 | 0 | -7.6033e-10 | 2.5858e-09 | -3.0407e-09 | 7.7387e-10 | 2.2368e-10 | 2.1773e-10 | 9.9297e-10 | -1.6169e-09 | 2.5365e-10 | -9.6383e-12 | 9.2479e-10 | -9.2289e-10 | 0 | 0 | 0 | 0 | 0 | 0 |  | 0.30269 | 0.89056 | 0.89295 | 0.30269 | 0.89056 | 0.89295 | -0.49758 | -103.548 | 103.6281 | -0.49758 | -103.548 | 103.6281
Line16_4_18 | 0 | 0 | 0 | 0 | 0 | 0 | 0 | 0 | 0 | 0 | 0 | 0 | -7.6643e-10 | 2.6021e-09 | -3.0483e-09 | 7.6934e-10 | 2.2187e-10 | 2.2143e-10 | 9.7852e-10 | -1.6102e-09 | 2.4891e-10 | -1.61e-12 | 9.2909e-10 | -9.2556e-10 | 0 | 0 | 0 | 0 | 0 | 0 |  | 0.29955 | 0.89075 | 0.8913 | 0.29955 | 0.89075 | 0.8913 | -0.083988 | -103.4732 | 103.5482 | -0.083988 | -103.4732 | 103.5482
Line17_5_19 | 0.011206 | 0.0027755 | 0.0052214 | 0.011206 | 0.0027755 | 0.0052214 | 0.002588 | 0.00064098 | 0.0012058 | 0.002588 | 0.00064098 | 0.0012058 | -0.00011037 | 0.00044915 | -0.0010615 | 0.00011264 | -0.00044895 | 0.0010621 | -0.00076736 | -0.0003525 | -0.00016847 | 0.00076976 | 0.00035267 | 0.00016907 | 98.1012 | -65.3474 | -85.4702 | -81.8988 | 114.6527 | 94.5299 |  | 0.29955 | 0.89075 | 0.8913 | 0.3006 | 0.89069 | 0.89186 | -0.083577 | -103.4732 | 103.5482 | -0.22416 | -103.4982 | 103.5749
Line1_1_3 | 0.011157 | 0.0027641 | 0.0051929 | 0.011157 | 0.0027641 | 0.0051929 | 0.0025766 | 0.00063834 | 0.0011993 | 0.0025766 | 0.00063833 | 0.0011993 | -0.00010993 | 0.00044742 | -0.0010558 | 0.00011219 | -0.00044724 | 0.0010564 | -0.00076125 | -0.00035095 | -0.00016262 | 0.00076364 | 0.00035112 | 0.00016321 | 98.2752 | -65.3379 | -85.2349 | -81.7248 | 114.6622 | 94.7651 |  | 0.29851 | 0.89082 | 0.89075 | 0.29955 | 0.89076 | 0.8913 | 0.057993 | -103.4481 | 103.5215 | -0.082352 | -103.4731 | 103.5482
Line2_1_4 | 0.011223 | 0.0027794 | 0.005231 | 0.011223 | 0.0027794 | 0.005231 | 0.0025918 | 0.00064188 | 0.0012081 | 0.0025918 | 0.00064187 | 0.001208 | -0.00010748 | 0.00044998 | -0.0010626 | 0.00010976 | -0.00044979 | 0.0010632 | -0.00076619 | -0.0003528 | -0.00016964 | 0.0007686 | 0.00035297 | 0.00017024 | 98.0431 | -65.3506 | -85.5489 | -81.9569 | 114.6495 | 94.4511 |  | 0.29851 | 0.89082 | 0.89075 | 0.29955 | 0.89075 | 0.8913 | 0.057993 | -103.4481 | 103.5215 | -0.083988 | -103.4732 | 103.5482
Line3_1_5 | 0.011206 | 0.0027755 | 0.0052214 | 0.011206 | 0.0027755 | 0.0052214 | 0.002588 | 0.00064098 | 0.0012058 | 0.002588 | 0.00064098 | 0.0012058 | -0.0001081 | 0.00044934 | -0.0010609 | 0.00011037 | -0.00044915 | 0.0010615 | -0.00076495 | -0.00035233 | -0.00016787 | 0.00076736 | 0.0003525 | 0.00016847 | 98.1013 | -65.3474 | -85.4701 | -81.8987 | 114.6527 | 94.5299 |  | 0.29851 | 0.89082 | 0.89075 | 0.29955 | 0.89075 | 0.8913 | 0.057993 | -103.4481 | 103.5215 | -0.083577 | -103.4732 | 103.5482
Line4_2_6 | 0.01119 | 0.0027717 | 0.0052119 | 0.01119 | 0.0027717 | 0.0052119 | 0.0025842 | 0.0006401 | 0.0012036 | 0.0025842 | 0.0006401 | 0.0012036 | -0.00011098 | 0.00044851 | -0.0010598 | 0.00011325 | -0.00044832 | 0.0010604 | -0.00076611 | -0.00035204 | -0.00016671 | 0.00076851 | 0.00035221 | 0.0001673 | 98.1595 | -65.3443 | -85.3914 | -81.8405 | 114.6558 | 94.6086 |  | 0.29955 | 0.89076 | 0.8913 | 0.3006 | 0.89069 | 0.89186 | -0.083166 | -103.4731 | 103.5482 | -0.22335 | -103.4982 | 103.5749
Line5_6_7 | 0.01119 | 0.0027717 | 0.0052119 | 0.01119 | 0.0027717 | 0.0052119 | 0.0025842 | 0.0006401 | 0.0012036 | 0.0025842 | 0.00064009 | 0.0012036 | -0.00011325 | 0.00044832 | -0.0010604 | 0.00011551 | -0.00044813 | 0.0010609 | -0.00076851 | -0.00035221 | -0.00016731 | 0.00077091 | 0.00035238 | 0.0001679 | 98.1594 | -65.3443 | -85.3915 | -81.8406 | 114.6559 | 94.6085 |  | 0.3006 | 0.89069 | 0.89186 | 0.30164 | 0.89062 | 0.89241 | -0.22335 | -103.4982 | 103.5749 | -0.36255 | -103.5232 | 103.6015
Line6_7_8 | 0 | 0 | 0 | 0 | 0 | 0 | 0 | 0 | 0 | 0 | 0 | 0 | -2.287e-09 | 7.7735e-09 | -9.1298e-09 | 2.297e-09 | -4.9593e-09 | 6.3055e-09 | 2.9647e-09 | -4.8441e-09 | 7.5632e-10 | -1.9834e-09 | 4.1556e-09 | -1.428e-09 | 0 | 0 | 0 | 0 | 0 | 0 |  | 0.30164 | 0.89062 | 0.89241 | 0.30164 | 0.89062 | 0.89241 | -0.36255 | -103.5232 | 103.6015 | -0.36255 | -103.5232 | 103.6015
Line7_8_9 | 0 | 0 | 0 | 0 | 0 | 0 | 0 | 0 | 0 | 0 | 0 | 0 | -7.6233e-10 | 2.5912e-09 | -3.0433e-09 | 7.7238e-10 | 2.2308e-10 | 2.1894e-10 | 9.8822e-10 | -1.6147e-09 | 2.5211e-10 | -6.9986e-12 | 9.2621e-10 | -9.2379e-10 | 0 | 0 | 0 | 0 | 0 | 0 |  | 0.30164 | 0.89062 | 0.89241 | 0.30164 | 0.89062 | 0.89241 | -0.36255 | -103.5232 | 103.6015 | -0.36255 | -103.5232 | 103.6015
Line8_8_10 | 0 | 0 | 0 | 0 | 0 | 0 | 0 | 0 | 0 | 0 | 0 | 0 | -7.6233e-10 | 2.5912e-09 | -3.0433e-09 | 7.7238e-10 | 2.2308e-10 | 2.1894e-10 | 9.8822e-10 | -1.6147e-09 | 2.5211e-10 | -6.9987e-12 | 9.2621e-10 | -9.2379e-10 | 0 | 0 | 0 | 0 | 0 | 0 |  | 0.30164 | 0.89062 | 0.89241 | 0.30164 | 0.89062 | 0.89241 | -0.36255 | -103.5232 | 103.6015 | -0.36255 | -103.5232 | 103.6015
Line9_3_11 | 0.011157 | 0.0027641 | 0.0051929 | 0.011157 | 0.0027641 | 0.0051929 | 0.0025766 | 0.00063833 | 0.0011993 | 0.0025766 | 0.00063833 | 0.0011992 | -0.00011219 | 0.00044724 | -0.0010564 | 0.00011444 | -0.00044705 | 0.0010569 | -0.00076364 | -0.00035112 | -0.00016322 | 0.00076602 | 0.00035129 | 0.00016381 | 98.2752 | -65.3378 | -85.235 | -81.7248 | 114.6623 | 94.765 |  | 0.29955 | 0.89076 | 0.8913 | 0.30059 | 0.89069 | 0.89185 | -0.082352 | -103.4731 | 103.5482 | -0.22172 | -103.4981 | 103.5749

## LG_min_fault_6
name | pf_ikss_a_from_ka | pf_ikss_b_from_ka | pf_ikss_c_from_ka | pf_ikss_a_to_ka | pf_ikss_b_to_ka | pf_ikss_c_to_ka | pf_skss_a_from_mw | pf_skss_b_from_mw | pf_skss_c_from_mw | pf_skss_a_to_mw | pf_skss_b_to_mw | pf_skss_c_to_mw | pf_p_a_from_mw | pf_p_b_from_mw | pf_p_c_from_mw | pf_p_a_to_mw | pf_p_b_to_mw | pf_p_c_to_mw | pf_q_a_from_mvar | pf_q_b_from_mvar | pf_q_c_from_mvar | pf_q_a_to_mvar | pf_q_b_to_mvar | pf_q_c_to_mvar | pf_ikss_a_from_degree | pf_ikss_b_from_degree | pf_ikss_c_from_degree | pf_ikss_a_to_degree | pf_ikss_b_to_degree | pf_ikss_c_to_degree | 3xI0 | pf_vm_a_from_pu | pf_vm_b_from_pu | pf_vm_c_from_pu | pf_vm_a_to_pu | pf_vm_b_to_pu | pf_vm_c_to_pu | pf_va_a_from_degree | pf_va_b_from_degree | pf_va_c_from_degree | pf_va_a_to_degree | pf_va_b_to_degree | pf_va_c_to_degree
Line0_1_2 | 0.00019511 | 4.8329e-05 | 9.0877e-05 | 0.00019511 | 4.8329e-05 | 9.0877e-05 | 4.5059e-05 | 1.1161e-05 | 2.0987e-05 | 4.5059e-05 | 1.1161e-05 | 2.0987e-05 | -3.2777e-05 | -6.211e-07 | -2.0419e-05 | 3.2778e-05 | 6.2118e-07 | 2.0419e-05 | -3.029e-05 | -1.1091e-05 | 4.9223e-06 | 3.0291e-05 | 1.1091e-05 | -4.9221e-06 | 136.8165 | -26.6874 | -46.7344 | -43.1835 | 153.3128 | 133.2656 |  | 0.99047 | 0.99525 | 1.0008 | 0.9905 | 0.99525 | 1.0008 | -0.44174 | -119.8927 | 119.7121 | -0.44166 | -119.893 | 119.7127
Line10_11_12 | 0.00019454 | 4.8195e-05 | 9.0546e-05 | 0.00019454 | 4.8195e-05 | 9.0545e-05 | 4.4927e-05 | 1.113e-05 | 2.0911e-05 | 4.4927e-05 | 1.113e-05 | 2.0911e-05 | -3.2743e-05 | -6.2075e-07 | -2.0331e-05 | 3.2744e-05 | 6.2083e-07 | 2.0331e-05 | -3.0137e-05 | -1.106e-05 | 4.9594e-06 | 3.0138e-05 | 1.106e-05 | -4.9592e-06 | 136.9321 | -26.6808 | -46.578 | -43.0679 | 153.3193 | 133.422 |  | 0.99052 | 0.99526 | 1.0008 | 0.99054 | 0.99526 | 1.0008 | -0.44157 | -119.8932 | 119.7133 | -0.44148 | -119.8935 | 119.7139
Line11_12_13 | 0.00019454 | 4.8195e-05 | 9.0545e-05 | 0.00019454 | 4.8195e-05 | 9.0545e-05 | 4.4927e-05 | 1.113e-05 | 2.0911e-05 | 4.4927e-05 | 1.113e-05 | 2.091e-05 | -3.2744e-05 | -6.2081e-07 | -2.0331e-05 | 3.2745e-05 | 6.2089e-07 | 2.0331e-05 | -3.0138e-05 | -1.106e-05 | 4.9592e-06 | 3.0139e-05 | 1.106e-05 | -4.959e-06 | 136.932 | -26.6808 | -46.5781 | -43.068 | 153.3193 | 133.4219 |  | 0.99054 | 0.99526 | 1.0008 | 0.99056 | 0.99527 | 1.0008 | -0.44148 | -119.8935 | 119.7139 | -0.44139 | -119.8938 | 119.7145
Line12_13_15 | 0 | 0 | 0 | 0 | 0 | 0 | 0 | 0 | 0 | 0 | 0 | 0 | 4.3313e-12 | 9.2654e-12 | -1.5891e-10 | 3.128e-11 | 1.1085e-11 | 1.0294e-10 | 2.1405e-10 | -1.7804e-10 | 8.2155e-11 | -1.7068e-10 | 1.2546e-10 | -7.3057e-11 | 0 | 0 | 0 | 0 | 0 | 0 |  | 0.99056 | 0.99527 | 1.0008 | 0.99056 | 0.99527 | 1.0008 | -0.44139 | -119.8938 | 119.7145 | -0.44139 | -119.8938 | 119.7145
Line13_13_14 | 0.00019454 | 4.8194e-05 | 9.0544e-05 | 0.00019454 | 4.8194e-05 | 9.0544e-05 | 4.4928e-05 | 1.113e-05 | 2.091e-05 | 4.4928e-05 | 1.113e-05 | 2.091e-05 | -3.2745e-05 | -6.2088e-07 | -2.0331e-05 | 3.2746e-05 | 6.2096e-07 | 2.0331e-05 | -3.0139e-05 | -1.106e-05 | 4.9589e-06 | 3.014e-05 | 1.106e-05 | -4.9587e-06 | 136.9317 | -26.6807 | -46.5782 | -43.0683 | 153.3195 | 133.4218 |  | 0.99056 | 0.99527 | 1.0008 | 0.99059 | 0.99527 | 1.0008 | -0.44139 | -119.8938 | 119.7145 | -0.4413 | -119.8941 | 119.7151
Line14_15_16 | 0 | 0 | 0 | 0 | 0 | 0 | 0 | 0 | 0 | 0 | 0 | 0 | 2.8876e-12 | 6.1769e-12 | -1.0594e-10 | 3.2724e-11 | 1.4174e-11 | 4.9975e-11 | 1.427e-10 | -1.1869e-10 | 5.477e-11 | -9.9329e-11 | 6.6113e-11 | -4.5672e-11 | 0 | 0 | 0 | 0 | 0 | 0 |  | 0.99056 | 0.99527 | 1.0008 | 0.99056 | 0.99527 | 1.0008 | -0.44139 | -119.8938 | 119.7145 | -0.44139 | -119.8938 | 119.7145
Line15_16_17 | 0 | 0 | 0 | 0 | 0 | 0 | 0 | 0 | 0 | 0 | 0 | 0 | 1.4438e-12 | 3.0885e-12 | -5.2969e-11 | 3.4167e-11 | 1.7262e-11 | -2.9934e-12 | 7.1349e-11 | -5.9347e-11 | 2.7385e-11 | -2.798e-11 | 6.7651e-12 | -1.8287e-11 | 0 | 0 | 0 | 0 | 0 | 0 |  | 0.99056 | 0.99527 | 1.0008 | 0.99056 | 0.99527 | 1.0008 | -0.44139 | -119.8938 | 119.7145 | -0.44139 | -119.8938 | 119.7145
Line16_4_18 | 0 | 0 | 0 | 0 | 0 | 0 | 0 | 0 | 0 | 0 | 0 | 0 | 1.1816e-12 | 3.3003e-12 | -5.3276e-11 | 3.4406e-11 | 1.7315e-11 | -2.9269e-12 | 7.1652e-11 | -5.9524e-11 | 2.7334e-11 | -2.7995e-11 | 6.818e-12 | -1.8401e-11 | 0 | 0 | 0 | 0 | 0 | 0 |  | 0.9905 | 0.99525 | 1.0008 | 0.9905 | 0.99525 | 1.0008 | -0.44166 | -119.893 | 119.7127 | -0.44166 | -119.893 | 119.7127
Line17_5_19 | 0.0001954 | 4.8395e-05 | 9.1043e-05 | 0.0001954 | 4.8395e-05 | 9.1043e-05 | 4.5126e-05 | 1.1176e-05 | 2.1025e-05 | 4.5126e-05 | 1.1176e-05 | 2.1025e-05 | -3.2795e-05 | -6.2141e-07 | -2.0463e-05 | 3.2796e-05 | 6.2149e-07 | 2.0463e-05 | -3.0369e-05 | -1.1106e-05 | 4.9029e-06 | 3.037e-05 | 1.1106e-05 | -4.9027e-06 | 136.7582 | -26.6904 | -46.8132 | -43.2418 | 153.3097 | 133.1868 |  | 0.9905 | 0.99525 | 1.0008 | 0.99052 | 0.99526 | 1.0008 | -0.44166 | -119.893 | 119.7127 | -0.44157 | -119.8932 | 119.7133
Line1_1_3 | 0.00019454 | 4.8196e-05 | 9.0546e-05 | 0.00019454 | 4.8195e-05 | 9.0546e-05 | 4.4927e-05 | 1.113e-05 | 2.0911e-05 | 4.4927e-05 | 1.113e-05 | 2.0911e-05 | -3.2742e-05 | -6.2063e-07 | -2.0331e-05 | 3.2743e-05 | 6.2071e-07 | 2.0331e-05 | -3.0135e-05 | -1.106e-05 | 4.9598e-06 | 3.0136e-05 | 1.106e-05 | -4.9596e-06 | 136.9322 | -26.6809 | -46.578 | -43.0678 | 153.3192 | 133.422 |  | 0.99047 | 0.99525 | 1.0008 | 0.9905 | 0.99525 | 1.0008 | -0.44174 | -119.8927 | 119.7121 | -0.44165 | -119.893 | 119.7127
Line2_1_4 | 0.00019569 | 4.8463e-05 | 9.121e-05 | 0.00019569 | 4.8463e-05 | 9.121e-05 | 4.5192e-05 | 1.1192e-05 | 2.1064e-05 | 4.5192e-05 | 1.1192e-05 | 2.1064e-05 | -3.2812e-05 | -6.216e-07 | -2.0507e-05 | 3.2813e-05 | 6.2168e-07 | 2.0507e-05 | -3.0446e-05 | -1.1121e-05 | 4.8839e-06 | 3.0447e-05 | 1.1121e-05 | -4.8837e-06 | 136.7001 | -26.6936 | -46.892 | -43.2999 | 153.3065 | 133.1081 |  | 0.99047 | 0.99525 | 1.0008 | 0.9905 | 0.99525 | 1.0008 | -0.44174 | -119.8927 | 119.7121 | -0.44166 | -119.893 | 119.7127
Line3_1_5 | 0.0001954 | 4.8395e-05 | 9.1043e-05 | 0.0001954 | 4.8395e-05 | 9.1043e-05 | 4.5126e-05 | 1.1176e-05 | 2.1025e-05 | 4.5126e-05 | 1.1176e-05 | 2.1025e-05 | -3.2795e-05 | -6.2135e-07 | -2.0463e-05 | 3.2795e-05 | 6.2143e-07 | 2.0463e-05 | -3.0368e-05 | -1.1106e-05 | 4.9031e-06 | 3.0369e-05 | 1.1106e-05 | -4.9029e-06 | 136.7582 | -26.6904 | -46.8131 | -43.2418 | 153.3097 | 133.1869 |  | 0.99047 | 0.99525 | 1.0008 | 0.9905 | 0.99525 | 1.0008 | -0.44174 | -119.8927 | 119.7121 | -0.44166 | -119.893 | 119.7127
Line4_2_6 | 0.00019511 | 4.8329e-05 | 9.0877e-05 | 0.00019511 | 4.8328e-05 | 9.0877e-05 | 4.5059e-05 | 1.1161e-05 | 2.0987e-05 | 4.5059e-05 | 1.1161e-05 | 2.0987e-05 | -3.2778e-05 | -6.2116e-07 | -2.0419e-05 | 3.2779e-05 | 6.2124e-07 | 2.0419e-05 | -3.0291e-05 | -1.1091e-05 | 4.922e-06 | 3.0292e-05 | 1.1091e-05 | -4.9219e-06 | 136.8165 | -26.6873 | -46.7345 | -43.1836 | 153.3128 | 133.2656 |  | 0.9905 | 0.99525 | 1.0008 | 0.99052 | 0.99526 | 1.0008 | -0.44166 | -119.893 | 119.7127 | -0.44157 | -119.8932 | 119.7133
Line5_6_7 | 0.00019511 | 4.8328e-05 | 9.0877e-05 | 0.00019511 | 4.8328e-05 | 9.0877e-05 | 4.5059e-05 | 1.1161e-05 | 2.0987e-05 | 4.5059e-05 | 1.1161e-05 | 2.0987e-05 | -3.2779e-05 | -6.2122e-07 | -2.0419e-05 | 3.2779e-05 | 6.213e-07 | 2.0419e-05 | -3.0292e-05 | -1.1091e-05 | 4.9218e-06 | 3.0293e-05 | 1.1091e-05 | -4.9216e-06 | 136.8164 | -26.6873 | -46.7345 | -43.1836 | 153.3128 | 133.2655 |  | 0.99052 | 0.99526 | 1.0008 | 0.99054 | 0.99526 | 1.0008 | -0.44157 | -119.8932 | 119.7133 | -0.44148 | -119.8935 | 119.7139
Line6_7_8 | 0 | 0 | 0 | 0 | 0 | 0 | 0 | 0 | 0 | 0 | 0 | 0 | 4.0726e-12 | 9.4753e-12 | -1.5921e-10 | 3.1531e-11 | 1.0963e-11 | 1.0317e-10 | 2.1435e-10 | -1.7822e-10 | 8.2106e-11 | -1.7089e-10 | 1.256e-10 | -7.3062e-11 | 0 | 0 | 0 | 0 | 0 | 0 |  | 0.99054 | 0.99526 | 1.0008 | 0.99054 | 0.99526 | 1.0008 | -0.44148 | -119.8935 | 119.7139 | -0.44148 | -119.8935 | 119.7139
Line7_8_9 | 0 | 0 | 0 | 0 | 0 | 0 | 0 | 0 | 0 | 0 | 0 | 0 | 1.3575e-12 | 3.1584e-12 | -5.3071e-11 | 3.4246e-11 | 1.728e-11 | -2.9716e-12 | 7.145e-11 | -5.9406e-11 | 2.7369e-11 | -2.7985e-11 | 6.7826e-12 | -1.8325e-11 | 0 | 0 | 0 | 0 | 0 | 0 |  | 0.99054 | 0.99526 | 1.0008 | 0.99054 | 0.99526 | 1.0008 | -0.44148 | -119.8935 | 119.7139 | -0.44148 | -119.8935 | 119.7139
Line8_8_10 | 0 | 0 | 0 | 0 | 0 | 0 | 0 | 0 | 0 | 0 | 0 | 0 | 1.3575e-12 | 3.1584e-12 | -5.3071e-11 | 3.4246e-11 | 1.728e-11 | -2.9716e-12 | 7.145e-11 | -5.9406e-11 | 2.7369e-11 | -2.7985e-11 | 6.7826e-12 | -1.8325e-11 | 0 | 0 | 0 | 0 | 0 | 0 |  | 0.99054 | 0.99526 | 1.0008 | 0.99054 | 0.99526 | 1.0008 | -0.44148 | -119.8935 | 119.7139 | -0.44148 | -119.8935 | 119.7139
Line9_3_11 | 0.00019454 | 4.8195e-05 | 9.0546e-05 | 0.00019454 | 4.8195e-05 | 9.0546e-05 | 4.4927e-05 | 1.113e-05 | 2.0911e-05 | 4.4927e-05 | 1.113e-05 | 2.0911e-05 | -3.2743e-05 | -6.2069e-07 | -2.0331e-05 | 3.2743e-05 | 6.2077e-07 | 2.0331e-05 | -3.0136e-05 | -1.106e-05 | 4.9596e-06 | 3.0137e-05 | 1.106e-05 | -4.9594e-06 | 136.9321 | -26.6809 | -46.578 | -43.0679 | 153.3193 | 133.422 |  | 0.9905 | 0.99525 | 1.0008 | 0.99052 | 0.99526 | 1.0008 | -0.44165 | -119.893 | 119.7127 | -0.44157 | -119.8932 | 119.7133

## LG_min_fault_10
name | pf_ikss_a_from_ka | pf_ikss_b_from_ka | pf_ikss_c_from_ka | pf_ikss_a_to_ka | pf_ikss_b_to_ka | pf_ikss_c_to_ka | pf_skss_a_from_mw | pf_skss_b_from_mw | pf_skss_c_from_mw | pf_skss_a_to_mw | pf_skss_b_to_mw | pf_skss_c_to_mw | pf_p_a_from_mw | pf_p_b_from_mw | pf_p_c_from_mw | pf_p_a_to_mw | pf_p_b_to_mw | pf_p_c_to_mw | pf_q_a_from_mvar | pf_q_b_from_mvar | pf_q_c_from_mvar | pf_q_a_to_mvar | pf_q_b_to_mvar | pf_q_c_to_mvar | pf_ikss_a_from_degree | pf_ikss_b_from_degree | pf_ikss_c_from_degree | pf_ikss_a_to_degree | pf_ikss_b_to_degree | pf_ikss_c_to_degree | 3xI0 | pf_vm_a_from_pu | pf_vm_b_from_pu | pf_vm_c_from_pu | pf_vm_a_to_pu | pf_vm_b_to_pu | pf_vm_c_to_pu | pf_va_a_from_degree | pf_va_b_from_degree | pf_va_c_from_degree | pf_va_a_to_degree | pf_va_b_to_degree | pf_va_c_to_degree
Line0_1_2 | 0.00019511 | 4.8329e-05 | 9.0877e-05 | 0.00019511 | 4.8329e-05 | 9.0877e-05 | 4.5059e-05 | 1.1161e-05 | 2.0987e-05 | 4.5059e-05 | 1.1161e-05 | 2.0987e-05 | -3.2777e-05 | -6.211e-07 | -2.0419e-05 | 3.2778e-05 | 6.2118e-07 | 2.0419e-05 | -3.029e-05 | -1.1091e-05 | 4.9223e-06 | 3.0291e-05 | 1.1091e-05 | -4.9221e-06 | 136.8165 | -26.6874 | -46.7344 | -43.1835 | 153.3128 | 133.2656 |  | 0.99047 | 0.99525 | 1.0008 | 0.9905 | 0.99525 | 1.0008 | -0.44174 | -119.8927 | 119.7121 | -0.44166 | -119.893 | 119.7127
Line10_11_12 | 0.00019454 | 4.8195e-05 | 9.0546e-05 | 0.00019454 | 4.8195e-05 | 9.0545e-05 | 4.4927e-05 | 1.113e-05 | 2.0911e-05 | 4.4927e-05 | 1.113e-05 | 2.0911e-05 | -3.2743e-05 | -6.2075e-07 | -2.0331e-05 | 3.2744e-05 | 6.2083e-07 | 2.0331e-05 | -3.0137e-05 | -1.106e-05 | 4.9594e-06 | 3.0138e-05 | 1.106e-05 | -4.9592e-06 | 136.9321 | -26.6808 | -46.578 | -43.0679 | 153.3193 | 133.422 |  | 0.99052 | 0.99526 | 1.0008 | 0.99054 | 0.99526 | 1.0008 | -0.44157 | -119.8932 | 119.7133 | -0.44148 | -119.8935 | 119.7139
Line11_12_13 | 0.00019454 | 4.8195e-05 | 9.0545e-05 | 0.00019454 | 4.8195e-05 | 9.0545e-05 | 4.4927e-05 | 1.113e-05 | 2.0911e-05 | 4.4927e-05 | 1.113e-05 | 2.091e-05 | -3.2744e-05 | -6.2081e-07 | -2.0331e-05 | 3.2745e-05 | 6.2089e-07 | 2.0331e-05 | -3.0138e-05 | -1.106e-05 | 4.9592e-06 | 3.0139e-05 | 1.106e-05 | -4.959e-06 | 136.932 | -26.6808 | -46.5781 | -43.068 | 153.3193 | 133.4219 |  | 0.99054 | 0.99526 | 1.0008 | 0.99056 | 0.99527 | 1.0008 | -0.44148 | -119.8935 | 119.7139 | -0.44139 | -119.8938 | 119.7145
Line12_13_15 | 0 | 0 | 0 | 0 | 0 | 0 | 0 | 0 | 0 | 0 | 0 | 0 | 4.3313e-12 | 9.2654e-12 | -1.5891e-10 | 3.128e-11 | 1.1085e-11 | 1.0294e-10 | 2.1405e-10 | -1.7804e-10 | 8.2155e-11 | -1.7068e-10 | 1.2546e-10 | -7.3057e-11 | 0 | 0 | 0 | 0 | 0 | 0 |  | 0.99056 | 0.99527 | 1.0008 | 0.99056 | 0.99527 | 1.0008 | -0.44139 | -119.8938 | 119.7145 | -0.44139 | -119.8938 | 119.7145
Line13_13_14 | 0.00019454 | 4.8194e-05 | 9.0544e-05 | 0.00019454 | 4.8194e-05 | 9.0544e-05 | 4.4928e-05 | 1.113e-05 | 2.091e-05 | 4.4928e-05 | 1.113e-05 | 2.091e-05 | -3.2745e-05 | -6.2088e-07 | -2.0331e-05 | 3.2746e-05 | 6.2096e-07 | 2.0331e-05 | -3.0139e-05 | -1.106e-05 | 4.9589e-06 | 3.014e-05 | 1.106e-05 | -4.9587e-06 | 136.9317 | -26.6807 | -46.5782 | -43.0683 | 153.3195 | 133.4218 |  | 0.99056 | 0.99527 | 1.0008 | 0.99059 | 0.99527 | 1.0008 | -0.44139 | -119.8938 | 119.7145 | -0.4413 | -119.8941 | 119.7151
Line14_15_16 | 0 | 0 | 0 | 0 | 0 | 0 | 0 | 0 | 0 | 0 | 0 | 0 | 2.8876e-12 | 6.1769e-12 | -1.0594e-10 | 3.2724e-11 | 1.4174e-11 | 4.9975e-11 | 1.427e-10 | -1.1869e-10 | 5.477e-11 | -9.9329e-11 | 6.6113e-11 | -4.5672e-11 | 0 | 0 | 0 | 0 | 0 | 0 |  | 0.99056 | 0.99527 | 1.0008 | 0.99056 | 0.99527 | 1.0008 | -0.44139 | -119.8938 | 119.7145 | -0.44139 | -119.8938 | 119.7145
Line15_16_17 | 0 | 0 | 0 | 0 | 0 | 0 | 0 | 0 | 0 | 0 | 0 | 0 | 1.4438e-12 | 3.0885e-12 | -5.2969e-11 | 3.4167e-11 | 1.7262e-11 | -2.9934e-12 | 7.1349e-11 | -5.9347e-11 | 2.7385e-11 | -2.798e-11 | 6.7651e-12 | -1.8287e-11 | 0 | 0 | 0 | 0 | 0 | 0 |  | 0.99056 | 0.99527 | 1.0008 | 0.99056 | 0.99527 | 1.0008 | -0.44139 | -119.8938 | 119.7145 | -0.44139 | -119.8938 | 119.7145
Line16_4_18 | 0 | 0 | 0 | 0 | 0 | 0 | 0 | 0 | 0 | 0 | 0 | 0 | 1.1816e-12 | 3.3003e-12 | -5.3276e-11 | 3.4406e-11 | 1.7315e-11 | -2.9269e-12 | 7.1652e-11 | -5.9524e-11 | 2.7334e-11 | -2.7995e-11 | 6.818e-12 | -1.8401e-11 | 0 | 0 | 0 | 0 | 0 | 0 |  | 0.9905 | 0.99525 | 1.0008 | 0.9905 | 0.99525 | 1.0008 | -0.44166 | -119.893 | 119.7127 | -0.44166 | -119.893 | 119.7127
Line17_5_19 | 0.0001954 | 4.8395e-05 | 9.1043e-05 | 0.0001954 | 4.8395e-05 | 9.1043e-05 | 4.5126e-05 | 1.1176e-05 | 2.1025e-05 | 4.5126e-05 | 1.1176e-05 | 2.1025e-05 | -3.2795e-05 | -6.2141e-07 | -2.0463e-05 | 3.2796e-05 | 6.2149e-07 | 2.0463e-05 | -3.0369e-05 | -1.1106e-05 | 4.9029e-06 | 3.037e-05 | 1.1106e-05 | -4.9027e-06 | 136.7582 | -26.6904 | -46.8132 | -43.2418 | 153.3097 | 133.1868 |  | 0.9905 | 0.99525 | 1.0008 | 0.99052 | 0.99526 | 1.0008 | -0.44166 | -119.893 | 119.7127 | -0.44157 | -119.8932 | 119.7133
Line1_1_3 | 0.00019454 | 4.8196e-05 | 9.0546e-05 | 0.00019454 | 4.8195e-05 | 9.0546e-05 | 4.4927e-05 | 1.113e-05 | 2.0911e-05 | 4.4927e-05 | 1.113e-05 | 2.0911e-05 | -3.2742e-05 | -6.2063e-07 | -2.0331e-05 | 3.2743e-05 | 6.2071e-07 | 2.0331e-05 | -3.0135e-05 | -1.106e-05 | 4.9598e-06 | 3.0136e-05 | 1.106e-05 | -4.9596e-06 | 136.9322 | -26.6809 | -46.578 | -43.0678 | 153.3192 | 133.422 |  | 0.99047 | 0.99525 | 1.0008 | 0.9905 | 0.99525 | 1.0008 | -0.44174 | -119.8927 | 119.7121 | -0.44165 | -119.893 | 119.7127
Line2_1_4 | 0.00019569 | 4.8463e-05 | 9.121e-05 | 0.00019569 | 4.8463e-05 | 9.121e-05 | 4.5192e-05 | 1.1192e-05 | 2.1064e-05 | 4.5192e-05 | 1.1192e-05 | 2.1064e-05 | -3.2812e-05 | -6.216e-07 | -2.0507e-05 | 3.2813e-05 | 6.2168e-07 | 2.0507e-05 | -3.0446e-05 | -1.1121e-05 | 4.8839e-06 | 3.0447e-05 | 1.1121e-05 | -4.8837e-06 | 136.7001 | -26.6936 | -46.892 | -43.2999 | 153.3065 | 133.1081 |  | 0.99047 | 0.99525 | 1.0008 | 0.9905 | 0.99525 | 1.0008 | -0.44174 | -119.8927 | 119.7121 | -0.44166 | -119.893 | 119.7127
Line3_1_5 | 0.0001954 | 4.8395e-05 | 9.1043e-05 | 0.0001954 | 4.8395e-05 | 9.1043e-05 | 4.5126e-05 | 1.1176e-05 | 2.1025e-05 | 4.5126e-05 | 1.1176e-05 | 2.1025e-05 | -3.2795e-05 | -6.2135e-07 | -2.0463e-05 | 3.2795e-05 | 6.2143e-07 | 2.0463e-05 | -3.0368e-05 | -1.1106e-05 | 4.9031e-06 | 3.0369e-05 | 1.1106e-05 | -4.9029e-06 | 136.7582 | -26.6904 | -46.8131 | -43.2418 | 153.3097 | 133.1869 |  | 0.99047 | 0.99525 | 1.0008 | 0.9905 | 0.99525 | 1.0008 | -0.44174 | -119.8927 | 119.7121 | -0.44166 | -119.893 | 119.7127
Line4_2_6 | 0.00019511 | 4.8329e-05 | 9.0877e-05 | 0.00019511 | 4.8328e-05 | 9.0877e-05 | 4.5059e-05 | 1.1161e-05 | 2.0987e-05 | 4.5059e-05 | 1.1161e-05 | 2.0987e-05 | -3.2778e-05 | -6.2116e-07 | -2.0419e-05 | 3.2779e-05 | 6.2124e-07 | 2.0419e-05 | -3.0291e-05 | -1.1091e-05 | 4.922e-06 | 3.0292e-05 | 1.1091e-05 | -4.9219e-06 | 136.8165 | -26.6873 | -46.7345 | -43.1836 | 153.3128 | 133.2656 |  | 0.9905 | 0.99525 | 1.0008 | 0.99052 | 0.99526 | 1.0008 | -0.44166 | -119.893 | 119.7127 | -0.44157 | -119.8932 | 119.7133
Line5_6_7 | 0.00019511 | 4.8328e-05 | 9.0877e-05 | 0.00019511 | 4.8328e-05 | 9.0877e-05 | 4.5059e-05 | 1.1161e-05 | 2.0987e-05 | 4.5059e-05 | 1.1161e-05 | 2.0987e-05 | -3.2779e-05 | -6.2122e-07 | -2.0419e-05 | 3.2779e-05 | 6.213e-07 | 2.0419e-05 | -3.0292e-05 | -1.1091e-05 | 4.9218e-06 | 3.0293e-05 | 1.1091e-05 | -4.9216e-06 | 136.8164 | -26.6873 | -46.7345 | -43.1836 | 153.3128 | 133.2655 |  | 0.99052 | 0.99526 | 1.0008 | 0.99054 | 0.99526 | 1.0008 | -0.44157 | -119.8932 | 119.7133 | -0.44148 | -119.8935 | 119.7139
Line6_7_8 | 0 | 0 | 0 | 0 | 0 | 0 | 0 | 0 | 0 | 0 | 0 | 0 | 4.0726e-12 | 9.4753e-12 | -1.5921e-10 | 3.1531e-11 | 1.0963e-11 | 1.0317e-10 | 2.1435e-10 | -1.7822e-10 | 8.2106e-11 | -1.7089e-10 | 1.256e-10 | -7.3062e-11 | 0 | 0 | 0 | 0 | 0 | 0 |  | 0.99054 | 0.99526 | 1.0008 | 0.99054 | 0.99526 | 1.0008 | -0.44148 | -119.8935 | 119.7139 | -0.44148 | -119.8935 | 119.7139
Line7_8_9 | 0 | 0 | 0 | 0 | 0 | 0 | 0 | 0 | 0 | 0 | 0 | 0 | 1.3575e-12 | 3.1584e-12 | -5.3071e-11 | 3.4246e-11 | 1.728e-11 | -2.9716e-12 | 7.145e-11 | -5.9406e-11 | 2.7369e-11 | -2.7985e-11 | 6.7826e-12 | -1.8325e-11 | 0 | 0 | 0 | 0 | 0 | 0 |  | 0.99054 | 0.99526 | 1.0008 | 0.99054 | 0.99526 | 1.0008 | -0.44148 | -119.8935 | 119.7139 | -0.44148 | -119.8935 | 119.7139
Line8_8_10 | 0 | 0 | 0 | 0 | 0 | 0 | 0 | 0 | 0 | 0 | 0 | 0 | 1.3575e-12 | 3.1584e-12 | -5.3071e-11 | 3.4246e-11 | 1.728e-11 | -2.9716e-12 | 7.145e-11 | -5.9406e-11 | 2.7369e-11 | -2.7985e-11 | 6.7826e-12 | -1.8325e-11 | 0 | 0 | 0 | 0 | 0 | 0 |  | 0.99054 | 0.99526 | 1.0008 | 0.99054 | 0.99526 | 1.0008 | -0.44148 | -119.8935 | 119.7139 | -0.44148 | -119.8935 | 119.7139
Line9_3_11 | 0.00019454 | 4.8195e-05 | 9.0546e-05 | 0.00019454 | 4.8195e-05 | 9.0546e-05 | 4.4927e-05 | 1.113e-05 | 2.0911e-05 | 4.4927e-05 | 1.113e-05 | 2.0911e-05 | -3.2743e-05 | -6.2069e-07 | -2.0331e-05 | 3.2743e-05 | 6.2077e-07 | 2.0331e-05 | -3.0136e-05 | -1.106e-05 | 4.9596e-06 | 3.0137e-05 | 1.106e-05 | -4.9594e-06 | 136.9321 | -26.6809 | -46.578 | -43.0679 | 153.3193 | 133.422 |  | 0.9905 | 0.99525 | 1.0008 | 0.99052 | 0.99526 | 1.0008 | -0.44165 | -119.893 | 119.7127 | -0.44157 | -119.8932 | 119.7133

## LLG_max_6
name | pf_ikss_a_from_ka | pf_ikss_b_from_ka | pf_ikss_c_from_ka | pf_ikss_a_to_ka | pf_ikss_b_to_ka | pf_ikss_c_to_ka | pf_skss_a_from_mw | pf_skss_b_from_mw | pf_skss_c_from_mw | pf_skss_a_to_mw | pf_skss_b_to_mw | pf_skss_c_to_mw | pf_p_a_from_mw | pf_p_b_from_mw | pf_p_c_from_mw | pf_p_a_to_mw | pf_p_b_to_mw | pf_p_c_to_mw | pf_q_a_from_mvar | pf_q_b_from_mvar | pf_q_c_from_mvar | pf_q_a_to_mvar | pf_q_b_to_mvar | pf_q_c_to_mvar | pf_ikss_a_from_degree | pf_ikss_b_from_degree | pf_ikss_c_from_degree | pf_ikss_a_to_degree | pf_ikss_b_to_degree | pf_ikss_c_to_degree | 3xI0 | pf_vm_a_from_pu | pf_vm_b_from_pu | pf_vm_c_from_pu | pf_vm_a_to_pu | pf_vm_b_to_pu | pf_vm_c_to_pu | pf_va_a_from_degree | pf_va_b_from_degree | pf_va_c_from_degree | pf_va_a_to_degree | pf_va_b_to_degree | pf_va_c_to_degree
Line0_1_2 | 0.31387 | 0.60789 | 0.57052 | 0.31387 | 0.60789 | 0.57052 | 0.072485 | 0.14039 | 0.13176 | 0.072485 | 0.14039 | 0.13176 | -0.017534 | -0.054266 | 0.040183 | 0.018523 | 0.057952 | -0.036923 | -0.059955 | -0.038405 | -0.052531 | 0.061928 | 0.045799 | 0.059034 | 108.3115 | -3.9582 | -152.8747 | -71.6885 | 176.0418 | 27.1253 |  | 0.86178 | 0.47355 | 0.50196 | 0.89176 | 0.52615 | 0.52847 | 2.0097 | -148.6705 | 154.5395 | 1.6598 | -145.6394 | 149.1495
Line10_11_12 | 0.27599 | 0.54049 | 0.51282 | 0.27599 | 0.54049 | 0.51282 | 0.063737 | 0.12482 | 0.11843 | 0.063737 | 0.12482 | 0.11843 | -0.016831 | -0.054751 | 0.030267 | 0.017595 | 0.057665 | -0.027633 | -0.055805 | -0.044865 | -0.058166 | 0.057331 | 0.05071 | 0.06342 | 108.1862 | -2.8119 | -152.1704 | -71.8138 | 177.1881 | 27.8296 |  | 0.91451 | 0.56709 | 0.55365 | 0.94091 | 0.61521 | 0.58413 | 1.4027 | -143.4794 | 145.3203 | 1.1247 | -141.4838 | 141.373
Line11_12_13 | 0.27599 | 0.54049 | 0.51282 | 0.27599 | 0.54049 | 0.51282 | 0.063737 | 0.12482 | 0.11843 | 0.063737 | 0.12482 | 0.11843 | -0.017595 | -0.057665 | 0.027633 | 0.01836 | 0.060579 | -0.024999 | -0.057331 | -0.05071 | -0.06342 | 0.058858 | 0.056555 | 0.068674 | 108.1862 | -2.8119 | -152.1704 | -71.8138 | 177.1881 | 27.8296 |  | 0.94091 | 0.61521 | 0.58413 | 0.96733 | 0.66396 | 0.61709 | 1.1247 | -141.4838 | 141.373 | 0.86185 | -139.7794 | 137.8321
Line12_13_15 | 0 | 0 | 0 | 0 | 0 | 0 | 0 | 0 | 0 | 0 | 0 | 0 | -1.4125e-09 | -2.8107e-09 | -2.8171e-09 | 1.4118e-09 | 2.7774e-09 | 2.8511e-09 | -4.0854e-10 | 2.843e-09 | -2.1791e-09 | 3.3105e-10 | -2.8015e-09 | 2.2149e-09 | 0 | 0 | 0 | 0 | 0 | 0 |  | 0.96733 | 0.66396 | 0.61709 | 0.96733 | 0.66396 | 0.61709 | 0.86185 | -139.7794 | 137.8321 | 0.86185 | -139.7794 | 137.8321
Line13_13_14 | 0.27599 | 0.54049 | 0.51282 | 0.27599 | 0.54049 | 0.51282 | 0.063737 | 0.12482 | 0.11843 | 0.063737 | 0.12482 | 0.11843 | -0.01836 | -0.060579 | 0.024999 | 0.019124 | 0.063493 | -0.022364 | -0.058858 | -0.056555 | -0.068674 | 0.060384 | 0.0624 | 0.073928 | 108.1862 | -2.8119 | -152.1704 | -71.8138 | 177.1881 | 27.8296 |  | 0.96733 | 0.66396 | 0.61709 | 0.99377 | 0.71321 | 0.65217 | 0.86185 | -139.7794 | 137.8321 | 0.613 | -138.3093 | 134.661
Line14_15_16 | 0 | 0 | 0 | 0 | 0 | 0 | 0 | 0 | 0 | 0 | 0 | 0 | -9.4169e-10 | -1.8738e-09 | -1.878e-09 | 9.4097e-10 | 1.8405e-09 | 1.9121e-09 | -2.7236e-10 | 1.8953e-09 | -1.4527e-09 | 1.9487e-10 | -1.8539e-09 | 1.4885e-09 | 0 | 0 | 0 | 0 | 0 | 0 |  | 0.96733 | 0.66396 | 0.61709 | 0.96733 | 0.66396 | 0.61709 | 0.86185 | -139.7794 | 137.8321 | 0.86185 | -139.7794 | 137.8321
Line15_16_17 | 0 | 0 | 0 | 0 | 0 | 0 | 0 | 0 | 0 | 0 | 0 | 0 | -4.7084e-10 | -9.3691e-10 | -9.3902e-10 | 4.7013e-10 | 9.0356e-10 | 9.7309e-10 | -1.3618e-10 | 9.4766e-10 | -7.2636e-10 | 5.8685e-11 | -9.0622e-10 | 7.6219e-10 | 0 | 0 | 0 | 0 | 0 | 0 |  | 0.96733 | 0.66396 | 0.61709 | 0.96733 | 0.66396 | 0.61709 | 0.86185 | -139.7794 | 137.8321 | 0.86185 | -139.7794 | 137.8321
Line16_4_18 | 0 | 0 | 0 | 0 | 0 | 0 | 0 | 0 | 0 | 0 | 0 | 0 | -6.6229e-10 | -9.2912e-10 | -8.2451e-10 | 6.6745e-10 | 8.9951e-10 | 8.4897e-10 | -1.8476e-10 | 9.6537e-10 | -9.7814e-10 | 1.0142e-10 | -9.2537e-10 | 1.0212e-09 | 0 | 0 | 0 | 0 | 0 | 0 |  | 0.89653 | 0.53437 | 0.53136 | 0.89653 | 0.53437 | 0.53136 | 1.6072 | -145.4261 | 148.4559 | 1.6072 | -145.4261 | 148.4559
Line17_5_19 | 0.337 | 0.64804 | 0.60448 | 0.337 | 0.64804 | 0.60448 | 0.077826 | 0.14966 | 0.1396 | 0.077826 | 0.14966 | 0.1396 | -0.019999 | -0.061551 | 0.039304 | 0.021139 | 0.065741 | -0.035645 | -0.066637 | -0.050027 | -0.062657 | 0.068913 | 0.05843 | 0.069957 | 108.3414 | -4.6367 | -153.2766 | -71.6586 | 175.3633 | 26.7234 |  | 0.89397 | 0.52999 | 0.52984 | 0.9262 | 0.5877 | 0.56243 | 1.636 | -145.5335 | 148.8232 | 1.2883 | -143.0062 | 143.7232
Line1_1_3 | 0.27599 | 0.54049 | 0.51282 | 0.27599 | 0.54049 | 0.51282 | 0.063737 | 0.12482 | 0.11843 | 0.063737 | 0.12482 | 0.11843 | -0.015303 | -0.048922 | 0.035536 | 0.016067 | 0.051836 | -0.032901 | -0.052753 | -0.033174 | -0.047657 | 0.054279 | 0.039019 | 0.052911 | 108.1862 | -2.8119 | -152.1704 | -71.8138 | 177.1881 | 27.8296 |  | 0.86178 | 0.47355 | 0.50196 | 0.88813 | 0.51979 | 0.52611 | 2.0097 | -148.6705 | 154.5395 | 1.6972 | -145.8415 | 149.7037
Line2_1_4 | 0.36377 | 0.69362 | 0.64269 | 0.36377 | 0.69362 | 0.64269 | 0.084009 | 0.16018 | 0.14842 | 0.084009 | 0.16018 | 0.14842 | -0.020351 | -0.060794 | 0.046132 | 0.021679 | 0.065594 | -0.041995 | -0.069478 | -0.045368 | -0.058503 | 0.072129 | 0.054994 | 0.066755 | 108.3355 | -5.4026 | -153.718 | -71.6645 | 174.5974 | 26.282 |  | 0.86178 | 0.47355 | 0.50196 | 0.89653 | 0.53437 | 0.53136 | 2.0097 | -148.6705 | 154.5395 | 1.6072 | -145.4261 | 148.4559
Line3_1_5 | 0.337 | 0.64804 | 0.60448 | 0.337 | 0.64804 | 0.60448 | 0.077826 | 0.14966 | 0.1396 | 0.077826 | 0.14966 | 0.1396 | -0.018859 | -0.057361 | 0.042964 | 0.019999 | 0.061551 | -0.039304 | -0.064362 | -0.041624 | -0.055357 | 0.066637 | 0.050027 | 0.062657 | 108.3414 | -4.6367 | -153.2766 | -71.6586 | 175.3633 | 26.7234 |  | 0.86178 | 0.47355 | 0.50196 | 0.89397 | 0.52999 | 0.52984 | 2.0097 | -148.6705 | 154.5395 | 1.636 | -145.5335 | 148.8232
Line4_2_6 | 0.31387 | 0.60789 | 0.57052 | 0.31387 | 0.60789 | 0.57052 | 0.072485 | 0.14039 | 0.13176 | 0.072485 | 0.14039 | 0.13176 | -0.018523 | -0.057952 | 0.036923 | 0.019511 | 0.061639 | -0.033663 | -0.061928 | -0.045799 | -0.059034 | 0.063902 | 0.053193 | 0.065537 | 108.3115 | -3.9582 | -152.8747 | -71.6885 | 176.0418 | 27.1253 |  | 0.89176 | 0.52615 | 0.52847 | 0.92177 | 0.57995 | 0.55918 | 1.6598 | -145.6394 | 149.1495 | 1.3327 | -143.1648 | 144.3125
Line5_6_7 | 0.31387 | 0.60789 | 0.57052 | 0.31387 | 0.60789 | 0.57052 | 0.072485 | 0.14039 | 0.13176 | 0.072485 | 0.14039 | 0.13176 | -0.019511 | -0.061639 | 0.033663 | 0.020499 | 0.065326 | -0.030402 | -0.063902 | -0.053193 | -0.065537 | 0.065876 | 0.060587 | 0.07204 | 108.3115 | -3.9582 | -152.8747 | -71.6885 | 176.0418 | 27.1253 |  | 0.92177 | 0.57995 | 0.55918 | 0.95181 | 0.63465 | 0.59346 | 1.3327 | -143.1648 | 144.3125 | 1.0263 | -141.1134 | 140.0062
Line6_7_8 | 0 | 0 | 0 | 0 | 0 | 0 | 0 | 0 | 0 | 0 | 0 | 0 | -1.5487e-09 | -2.8313e-09 | -2.7763e-09 | 1.5491e-09 | 2.7986e-09 | 2.8086e-09 | -4.4477e-10 | 2.8914e-09 | -2.3441e-09 | 3.6527e-10 | -2.8496e-09 | 2.3817e-09 | 0 | 0 | 0 | 0 | 0 | 0 |  | 0.95181 | 0.63465 | 0.59346 | 0.95181 | 0.63465 | 0.59346 | 1.0263 | -141.1134 | 140.0062 | 1.0263 | -141.1134 | 140.0062
Line7_8_9 | 0 | 0 | 0 | 0 | 0 | 0 | 0 | 0 | 0 | 0 | 0 | 0 | -5.1624e-10 | -9.4376e-10 | -9.2542e-10 | 5.1657e-10 | 9.1105e-10 | 9.578e-10 | -1.4826e-10 | 9.6379e-10 | -7.8137e-10 | 6.8758e-11 | -9.2207e-10 | 8.1891e-10 | 0 | 0 | 0 | 0 | 0 | 0 |  | 0.95181 | 0.63465 | 0.59346 | 0.95181 | 0.63465 | 0.59346 | 1.0263 | -141.1134 | 140.0062 | 1.0263 | -141.1134 | 140.0062
Line8_8_10 | 0 | 0 | 0 | 0 | 0 | 0 | 0 | 0 | 0 | 0 | 0 | 0 | -5.1624e-10 | -9.4376e-10 | -9.2542e-10 | 5.1657e-10 | 9.1105e-10 | 9.578e-10 | -1.4826e-10 | 9.6379e-10 | -7.8137e-10 | 6.8758e-11 | -9.2207e-10 | 8.1891e-10 | 0 | 0 | 0 | 0 | 0 | 0 |  | 0.95181 | 0.63465 | 0.59346 | 0.95181 | 0.63465 | 0.59346 | 1.0263 | -141.1134 | 140.0062 | 1.0263 | -141.1134 | 140.0062
Line9_3_11 | 0.27599 | 0.54049 | 0.51282 | 0.27599 | 0.54049 | 0.51282 | 0.063737 | 0.12482 | 0.11843 | 0.063737 | 0.12482 | 0.11843 | -0.016067 | -0.051836 | 0.032901 | 0.016831 | 0.054751 | -0.030267 | -0.054279 | -0.039019 | -0.052911 | 0.055805 | 0.044865 | 0.058166 | 108.1862 | -2.8119 | -152.1704 | -71.8138 | 177.1881 | 27.8296 |  | 0.88813 | 0.51979 | 0.52611 | 0.91451 | 0.56709 | 0.55365 | 1.6972 | -145.8415 | 149.7037 | 1.4027 | -143.4794 | 145.3203

## LLG_max_10
name | pf_ikss_a_from_ka | pf_ikss_b_from_ka | pf_ikss_c_from_ka | pf_ikss_a_to_ka | pf_ikss_b_to_ka | pf_ikss_c_to_ka | pf_skss_a_from_mw | pf_skss_b_from_mw | pf_skss_c_from_mw | pf_skss_a_to_mw | pf_skss_b_to_mw | pf_skss_c_to_mw | pf_p_a_from_mw | pf_p_b_from_mw | pf_p_c_from_mw | pf_p_a_to_mw | pf_p_b_to_mw | pf_p_c_to_mw | pf_q_a_from_mvar | pf_q_b_from_mvar | pf_q_c_from_mvar | pf_q_a_to_mvar | pf_q_b_to_mvar | pf_q_c_to_mvar | pf_ikss_a_from_degree | pf_ikss_b_from_degree | pf_ikss_c_from_degree | pf_ikss_a_to_degree | pf_ikss_b_to_degree | pf_ikss_c_to_degree | 3xI0 | pf_vm_a_from_pu | pf_vm_b_from_pu | pf_vm_c_from_pu | pf_vm_a_to_pu | pf_vm_b_to_pu | pf_vm_c_to_pu | pf_va_a_from_degree | pf_va_b_from_degree | pf_va_c_from_degree | pf_va_a_to_degree | pf_va_b_to_degree | pf_va_c_to_degree
Line0_1_2 | 0.30688 | 0.58916 | 0.5532 | 0.30688 | 0.58916 | 0.5532 | 0.070871 | 0.13606 | 0.12776 | 0.070871 | 0.13606 | 0.12776 | -0.016968 | -0.052597 | 0.038911 | 0.017913 | 0.056059 | -0.035846 | -0.058896 | -0.037926 | -0.051389 | 0.060783 | 0.044872 | 0.057502 | 108.0866 | -4.2216 | -152.8472 | -71.9134 | 175.7784 | 27.1528 |  | 0.86483 | 0.47659 | 0.50455 | 0.89412 | 0.52775 | 0.53039 | 2.0146 | -148.4271 | 154.2858 | 1.6659 | -145.5467 | 149.0916
Line10_11_12 | 0.27109 | 0.52602 | 0.49915 | 0.27109 | 0.52602 | 0.49915 | 0.062606 | 0.12148 | 0.11527 | 0.062606 | 0.12148 | 0.11527 | -0.016355 | -0.053124 | 0.02957 | 0.017092 | 0.055884 | -0.027074 | -0.055004 | -0.044023 | -0.056733 | 0.056477 | 0.049559 | 0.06171 | 107.9663 | -3.1171 | -152.1731 | -72.0337 | 176.8829 | 27.8269 |  | 0.91659 | 0.56795 | 0.555 | 0.9425 | 0.61487 | 0.58459 | 1.4069 | -143.4691 | 145.3562 | 1.1281 | -141.5496 | 141.5155
Line11_12_13 | 0.27109 | 0.52602 | 0.49915 | 0.27109 | 0.52602 | 0.49915 | 0.062606 | 0.12148 | 0.11527 | 0.062606 | 0.12148 | 0.11527 | -0.017092 | -0.055884 | 0.027074 | 0.01783 | 0.058644 | -0.024578 | -0.056477 | -0.049559 | -0.06171 | 0.057949 | 0.055096 | 0.066688 | 107.9663 | -3.1171 | -152.1731 | -72.0337 | 176.8829 | 27.8269 |  | 0.9425 | 0.61487 | 0.58459 | 0.96844 | 0.66239 | 0.61656 | 1.1281 | -141.5496 | 141.5155 | 0.86426 | -139.9039 | 138.0588
Line12_13_15 | 0 | 0 | 0 | 0 | 0 | 0 | 0 | 0 | 0 | 0 | 0 | 0 | -1.4024e-09 | -2.8143e-09 | -2.8046e-09 | 1.4016e-09 | 2.7795e-09 | 2.8401e-09 | -4.2097e-10 | 2.8589e-09 | -2.1995e-09 | 3.3956e-10 | -2.8155e-09 | 2.2372e-09 | 0 | 0 | 0 | 0 | 0 | 0 |  | 0.96844 | 0.66239 | 0.61656 | 0.96844 | 0.66239 | 0.61656 | 0.86426 | -139.9039 | 138.0588 | 0.86426 | -139.9039 | 138.0588
Line13_13_14 | 0.27109 | 0.52602 | 0.49915 | 0.27109 | 0.52602 | 0.49915 | 0.062606 | 0.12148 | 0.11527 | 0.062606 | 0.12148 | 0.11527 | -0.01783 | -0.058644 | 0.024578 | 0.018567 | 0.061404 | -0.022083 | -0.057949 | -0.055096 | -0.066688 | 0.059422 | 0.060632 | 0.071665 | 107.9663 | -3.1171 | -152.1731 | -72.0337 | 176.8829 | 27.8269 |  | 0.96844 | 0.66239 | 0.61656 | 0.99439 | 0.71037 | 0.65054 | 0.86426 | -139.9039 | 138.0588 | 0.61416 | -138.4795 | 134.9529
Line14_15_16 | 0 | 0 | 0 | 0 | 0 | 0 | 0 | 0 | 0 | 0 | 0 | 0 | -9.349e-10 | -1.8762e-09 | -1.8697e-09 | 9.3418e-10 | 1.8414e-09 | 1.9053e-09 | -2.8064e-10 | 1.906e-09 | -1.4664e-09 | 1.9924e-10 | -1.8625e-09 | 1.5041e-09 | 0 | 0 | 0 | 0 | 0 | 0 |  | 0.96844 | 0.66239 | 0.61656 | 0.96844 | 0.66239 | 0.61656 | 0.86426 | -139.9039 | 138.0588 | 0.86426 | -139.9039 | 138.0588
Line15_16_17 | 0 | 0 | 0 | 0 | 0 | 0 | 0 | 0 | 0 | 0 | 0 | 0 | -4.6745e-10 | -9.3809e-10 | -9.3486e-10 | 4.6672e-10 | 9.0326e-10 | 9.7042e-10 | -1.4032e-10 | 9.5298e-10 | -7.3318e-10 | 5.8917e-11 | -9.0954e-10 | 7.7089e-10 | 0 | 0 | 0 | 0 | 0 | 0 |  | 0.96844 | 0.66239 | 0.61656 | 0.96844 | 0.66239 | 0.61656 | 0.86426 | -139.9039 | 138.0588 | 0.86426 | -139.9039 | 138.0588
Line16_4_18 | 0 | 0 | 0 | 0 | 0 | 0 | 0 | 0 | 0 | 0 | 0 | 0 | -6.5692e-10 | -9.3135e-10 | -8.2279e-10 | 6.6221e-10 | 9.0041e-10 | 8.4845e-10 | -1.8934e-10 | 9.6645e-10 | -9.7932e-10 | 1.0219e-10 | -9.2464e-10 | 1.0243e-09 | 0 | 0 | 0 | 0 | 0 | 0 |  | 0.89857 | 0.53539 | 0.53309 | 0.89857 | 0.53539 | 0.53309 | 1.6157 | -145.3528 | 148.4505 | 1.6157 | -145.3528 | 148.4505
Line17_5_19 | 0.32857 | 0.62652 | 0.58481 | 0.32857 | 0.62652 | 0.58481 | 0.07588 | 0.14469 | 0.13506 | 0.07588 | 0.14469 | 0.13506 | -0.019283 | -0.059388 | 0.038071 | 0.020367 | 0.063304 | -0.034646 | -0.065211 | -0.048818 | -0.060882 | 0.067374 | 0.056672 | 0.067714 | 108.1163 | -4.8712 | -153.2297 | -71.8837 | 175.1288 | 26.7703 |  | 0.89619 | 0.53132 | 0.53167 | 0.92759 | 0.58723 | 0.56319 | 1.6431 | -145.4504 | 148.7892 | 1.2967 | -143.0349 | 143.8666
Line1_1_3 | 0.27109 | 0.52602 | 0.49915 | 0.27109 | 0.52602 | 0.49915 | 0.062606 | 0.12148 | 0.11527 | 0.062606 | 0.12148 | 0.11527 | -0.01488 | -0.047604 | 0.034562 | 0.015618 | 0.050364 | -0.032066 | -0.052059 | -0.03295 | -0.046778 | 0.053531 | 0.038487 | 0.051755 | 107.9663 | -3.1171 | -152.1731 | -72.0337 | 176.8829 | 27.8269 |  | 0.86483 | 0.47659 | 0.50455 | 0.89069 | 0.52179 | 0.52817 | 2.0146 | -148.4271 | 154.2858 | 1.7019 | -145.7311 | 149.608
Line2_1_4 | 0.35353 | 0.66873 | 0.62022 | 0.35353 | 0.66873 | 0.62022 | 0.081644 | 0.15444 | 0.14323 | 0.081644 | 0.15444 | 0.14323 | -0.019579 | -0.058647 | 0.044427 | 0.020834 | 0.063108 | -0.040574 | -0.067839 | -0.044473 | -0.056999 | 0.070343 | 0.053421 | 0.064684 | 108.1136 | -5.6008 | -153.6481 | -71.8864 | 174.3992 | 26.3519 |  | 0.86483 | 0.47659 | 0.50455 | 0.89857 | 0.53539 | 0.53309 | 2.0146 | -148.4271 | 154.2858 | 1.6157 | -145.3528 | 148.4505
Line3_1_5 | 0.32857 | 0.62652 | 0.58481 | 0.32857 | 0.62652 | 0.58481 | 0.07588 | 0.14469 | 0.13506 | 0.07588 | 0.14469 | 0.13506 | -0.0182 | -0.055472 | 0.041497 | 0.019283 | 0.059388 | -0.038071 | -0.063048 | -0.040963 | -0.054049 | 0.065211 | 0.048818 | 0.060882 | 108.1163 | -4.8712 | -153.2297 | -71.8837 | 175.1288 | 26.7703 |  | 0.86483 | 0.47659 | 0.50455 | 0.89619 | 0.53132 | 0.53167 | 2.0146 | -148.4271 | 154.2858 | 1.6431 | -145.4504 | 148.7892
Line4_2_6 | 0.30688 | 0.58916 | 0.5532 | 0.30688 | 0.58916 | 0.5532 | 0.070871 | 0.13606 | 0.12776 | 0.070871 | 0.13606 | 0.12776 | -0.017913 | -0.056059 | 0.035846 | 0.018858 | 0.059522 | -0.032781 | -0.060783 | -0.044872 | -0.057502 | 0.06267 | 0.051817 | 0.063616 | 108.0865 | -4.2216 | -152.8472 | -71.9135 | 175.7784 | 27.1528 |  | 0.89412 | 0.52775 | 0.53039 | 0.92344 | 0.58002 | 0.56017 | 1.6659 | -145.5467 | 149.0916 | 1.3392 | -143.1803 | 144.4143
Line5_6_7 | 0.30688 | 0.58916 | 0.5532 | 0.30688 | 0.58916 | 0.5532 | 0.070871 | 0.13606 | 0.12776 | 0.070871 | 0.13606 | 0.12776 | -0.018858 | -0.059522 | 0.032781 | 0.019803 | 0.062985 | -0.029715 | -0.06267 | -0.051817 | -0.063616 | 0.064557 | 0.058763 | 0.06973 | 108.0865 | -4.2216 | -152.8472 | -71.9135 | 175.7784 | 27.1528 |  | 0.92344 | 0.58002 | 0.56017 | 0.95279 | 0.6331 | 0.5933 | 1.3392 | -143.1803 | 144.4143 | 1.0327 | -141.2078 | 140.234
Line6_7_8 | 0 | 0 | 0 | 0 | 0 | 0 | 0 | 0 | 0 | 0 | 0 | 0 | -1.5398e-09 | -2.8351e-09 | -2.7626e-09 | 1.5402e-09 | 2.801e-09 | 2.7963e-09 | -4.58e-10 | 2.9022e-09 | -2.3645e-09 | 3.7459e-10 | -2.8585e-09 | 2.4039e-09 | 0 | 0 | 0 | 0 | 0 | 0 |  | 0.95279 | 0.6331 | 0.5933 | 0.95279 | 0.6331 | 0.5933 | 1.0327 | -141.2078 | 140.234 | 1.0327 | -141.2078 | 140.234
Line7_8_9 | 0 | 0 | 0 | 0 | 0 | 0 | 0 | 0 | 0 | 0 | 0 | 0 | -5.1327e-10 | -9.4504e-10 | -9.2086e-10 | 5.1365e-10 | 9.1091e-10 | 9.5462e-10 | -1.5267e-10 | 9.6739e-10 | -7.8815e-10 | 6.9264e-11 | -9.2374e-10 | 8.2763e-10 | 0 | 0 | 0 | 0 | 0 | 0 |  | 0.95279 | 0.6331 | 0.5933 | 0.95279 | 0.6331 | 0.5933 | 1.0327 | -141.2078 | 140.234 | 1.0327 | -141.2078 | 140.234
Line8_8_10 | 0 | 0 | 0 | 0 | 0 | 0 | 0 | 0 | 0 | 0 | 0 | 0 | -5.1327e-10 | -9.4504e-10 | -9.2086e-10 | 5.1365e-10 | 9.1091e-10 | 9.5462e-10 | -1.5266e-10 | 9.6739e-10 | -7.8815e-10 | 6.9264e-11 | -9.2374e-10 | 8.2763e-10 | 0 | 0 | 0 | 0 | 0 | 0 |  | 0.95279 | 0.6331 | 0.5933 | 0.95279 | 0.6331 | 0.5933 | 1.0327 | -141.2078 | 140.234 | 1.0327 | -141.2078 | 140.234
Line9_3_11 | 0.27109 | 0.52602 | 0.49915 | 0.27109 | 0.52602 | 0.49915 | 0.062606 | 0.12148 | 0.11527 | 0.062606 | 0.12148 | 0.11527 | -0.015618 | -0.050364 | 0.032066 | 0.016355 | 0.053124 | -0.02957 | -0.053531 | -0.038487 | -0.051755 | 0.055004 | 0.044023 | 0.056733 | 107.9663 | -3.1171 | -152.1731 | -72.0337 | 176.8829 | 27.8269 |  | 0.89069 | 0.52179 | 0.52817 | 0.91659 | 0.56795 | 0.555 | 1.7019 | -145.7311 | 149.608 | 1.4069 | -143.4691 | 145.3562

## LLG_max_fault_6
name | pf_ikss_a_from_ka | pf_ikss_b_from_ka | pf_ikss_c_from_ka | pf_ikss_a_to_ka | pf_ikss_b_to_ka | pf_ikss_c_to_ka | pf_skss_a_from_mw | pf_skss_b_from_mw | pf_skss_c_from_mw | pf_skss_a_to_mw | pf_skss_b_to_mw | pf_skss_c_to_mw | pf_p_a_from_mw | pf_p_b_from_mw | pf_p_c_from_mw | pf_p_a_to_mw | pf_p_b_to_mw | pf_p_c_to_mw | pf_q_a_from_mvar | pf_q_b_from_mvar | pf_q_c_from_mvar | pf_q_a_to_mvar | pf_q_b_to_mvar | pf_q_c_to_mvar | pf_ikss_a_from_degree | pf_ikss_b_from_degree | pf_ikss_c_from_degree | pf_ikss_a_to_degree | pf_ikss_b_to_degree | pf_ikss_c_to_degree | 3xI0 | pf_vm_a_from_pu | pf_vm_b_from_pu | pf_vm_c_from_pu | pf_vm_a_to_pu | pf_vm_b_to_pu | pf_vm_c_to_pu | pf_va_a_from_degree | pf_va_b_from_degree | pf_va_c_from_degree | pf_va_a_to_degree | pf_va_b_to_degree | pf_va_c_to_degree
Line0_1_2 | 0.11409 | 0.11604 | 0.11866 | 0.11409 | 0.11604 | 0.11866 | 0.026347 | 0.026799 | 0.027403 | 0.026347 | 0.026799 | 0.027403 | -0.0037082 | -0.0050514 | -0.0040036 | 0.0038384 | 0.0051861 | 0.0041445 | -0.029877 | -0.030127 | -0.030841 | 0.030138 | 0.030396 | 0.031123 | 96.9929 | -20.9338 | -142.7496 | -83.0071 | 159.0662 | 37.2504 |  | 1.1427 | 1.1399 | 1.1349 | 1.1531 | 1.1506 | 1.1458 | -0.082188 | -120.4523 | 119.854 | -0.2653 | -120.6163 | 119.6653
Line10_11_12 | 0.10167 | 0.10328 | 0.10578 | 0.10167 | 0.10328 | 0.10578 | 0.023479 | 0.023851 | 0.024429 | 0.023479 | 0.023851 | 0.024429 | -0.0033956 | -0.0046268 | -0.0037214 | 0.0034989 | 0.0047335 | 0.0038333 | -0.027052 | -0.027252 | -0.027951 | 0.027259 | 0.027466 | 0.028175 | 96.744 | -21.1093 | -142.8987 | -83.256 | 158.8907 | 37.1013 |  | 1.1612 | 1.159 | 1.1543 | 1.1705 | 1.1686 | 1.1639 | -0.41023 | -120.7449 | 119.5175 | -0.57035 | -120.8877 | 119.3535
Line11_12_13 | 0.10167 | 0.10328 | 0.10578 | 0.10167 | 0.10328 | 0.10578 | 0.023479 | 0.023851 | 0.024429 | 0.023479 | 0.023851 | 0.024429 | -0.0034989 | -0.0047335 | -0.0038333 | 0.0036023 | 0.0048401 | 0.0039452 | -0.027259 | -0.027466 | -0.028175 | 0.027466 | 0.027679 | 0.028398 | 96.744 | -21.1093 | -142.8987 | -83.256 | 158.8907 | 37.1013 |  | 1.1705 | 1.1686 | 1.1639 | 1.1798 | 1.1781 | 1.1736 | -0.57035 | -120.8877 | 119.3535 | -0.72795 | -121.0281 | 119.1922
Line12_13_15 | 0 | 0 | 0 | 0 | 0 | 0 | 0 | 0 | 0 | 0 | 0 | 0 | 1.0345e-09 | 1.0134e-09 | 9.5636e-10 | -1.0354e-09 | -1.0139e-09 | -9.5494e-10 | 1.7808e-10 | 2.599e-10 | 1.9939e-10 | -1.7918e-10 | -2.5853e-10 | -1.9967e-10 | 0 | 0 | 0 | 0 | 0 | 0 |  | 1.1798 | 1.1781 | 1.1736 | 1.1798 | 1.1781 | 1.1736 | -0.72795 | -121.0281 | 119.1922 | -0.72795 | -121.0281 | 119.1922
Line13_13_14 | 0.10167 | 0.10328 | 0.10578 | 0.10167 | 0.10328 | 0.10578 | 0.023479 | 0.023851 | 0.024429 | 0.023479 | 0.023851 | 0.024429 | -0.0036023 | -0.0048401 | -0.0039452 | 0.0037057 | 0.0049468 | 0.0040572 | -0.027466 | -0.027679 | -0.028398 | 0.027673 | 0.027892 | 0.028622 | 96.744 | -21.1093 | -142.8987 | -83.256 | 158.8907 | 37.1013 |  | 1.1798 | 1.1781 | 1.1736 | 1.1891 | 1.1877 | 1.1833 | -0.72795 | -121.0281 | 119.1922 | -0.88308 | -121.1663 | 119.0335
Line14_15_16 | 0 | 0 | 0 | 0 | 0 | 0 | 0 | 0 | 0 | 0 | 0 | 0 | 6.8964e-10 | 6.756e-10 | 6.3757e-10 | -6.9059e-10 | -6.7607e-10 | -6.3616e-10 | 1.1872e-10 | 1.7327e-10 | 1.3293e-10 | -1.1982e-10 | -1.7189e-10 | -1.332e-10 | 0 | 0 | 0 | 0 | 0 | 0 |  | 1.1798 | 1.1781 | 1.1736 | 1.1798 | 1.1781 | 1.1736 | -0.72795 | -121.0281 | 119.1922 | -0.72795 | -121.0281 | 119.1922
Line15_16_17 | 0 | 0 | 0 | 0 | 0 | 0 | 0 | 0 | 0 | 0 | 0 | 0 | 3.4482e-10 | 3.378e-10 | 3.1879e-10 | -3.4577e-10 | -3.3827e-10 | -3.1737e-10 | 5.936e-11 | 8.6633e-11 | 6.6465e-11 | -6.0458e-11 | -8.5261e-11 | -6.6738e-11 | 0 | 0 | 0 | 0 | 0 | 0 |  | 1.1798 | 1.1781 | 1.1736 | 1.1798 | 1.1781 | 1.1736 | -0.72795 | -121.0281 | 119.1922 | -0.72795 | -121.0281 | 119.1922
Line16_4_18 | 0 | 0 | 0 | 0 | 0 | 0 | 0 | 0 | 0 | 0 | 0 | 0 | 2.3017e-10 | 2.1992e-10 | 2.0059e-10 | -2.3117e-10 | -2.2055e-10 | -1.9896e-10 | 2.2027e-11 | 5.3163e-11 | 2.8739e-11 | -2.3345e-11 | -5.1641e-11 | -2.8943e-11 | 0 | 0 | 0 | 0 | 0 | 0 |  | 1.1546 | 1.1521 | 1.1473 | 1.1546 | 1.1521 | 1.1473 | -0.28723 | -120.6367 | 119.6416 | -0.28723 | -120.6367 | 119.6416
Line17_5_19 | 0.1215 | 0.12367 | 0.12634 | 0.1215 | 0.12367 | 0.12634 | 0.02806 | 0.028561 | 0.029177 | 0.02806 | 0.028561 | 0.029177 | -0.0041795 | -0.0055945 | -0.0044747 | 0.0043271 | 0.0057475 | 0.0046343 | -0.032105 | -0.032404 | -0.03315 | 0.0324 | 0.03271 | 0.033469 | 97.1416 | -20.8304 | -142.6583 | -82.8584 | 159.1696 | 37.3417 |  | 1.1538 | 1.1513 | 1.1465 | 1.1649 | 1.1628 | 1.158 | -0.27566 | -120.6259 | 119.6541 | -0.46544 | -120.7961 | 119.4583
Line1_1_3 | 0.10167 | 0.10328 | 0.10578 | 0.10167 | 0.10328 | 0.10578 | 0.023479 | 0.023851 | 0.024429 | 0.023479 | 0.023851 | 0.024429 | -0.0031889 | -0.0044136 | -0.0034976 | 0.0032922 | 0.0045202 | 0.0036095 | -0.026639 | -0.026826 | -0.027503 | 0.026846 | 0.027039 | 0.027727 | 96.744 | -21.1093 | -142.8987 | -83.256 | 158.8907 | 37.1013 |  | 1.1427 | 1.1399 | 1.1349 | 1.152 | 1.1494 | 1.1446 | -0.082188 | -120.4523 | 119.854 | -0.24753 | -120.5998 | 119.6844
Line2_1_4 | 0.12994 | 0.13237 | 0.13507 | 0.12994 | 0.13237 | 0.13507 | 0.030009 | 0.030569 | 0.031193 | 0.030009 | 0.030569 | 0.031193 | -0.0044123 | -0.005894 | -0.0046781 | 0.0045812 | 0.0060692 | 0.0048606 | -0.034007 | -0.034342 | -0.03509 | 0.034344 | 0.034693 | 0.035455 | 97.3106 | -20.7137 | -142.5523 | -82.6894 | 159.2863 | 37.4477 |  | 1.1427 | 1.1399 | 1.1349 | 1.1546 | 1.1521 | 1.1473 | -0.082188 | -120.4523 | 119.854 | -0.28723 | -120.6367 | 119.6416
Line3_1_5 | 0.1215 | 0.12367 | 0.12634 | 0.1215 | 0.12367 | 0.12634 | 0.02806 | 0.028561 | 0.029177 | 0.02806 | 0.028561 | 0.029177 | -0.0040318 | -0.0054416 | -0.004315 | 0.0041795 | 0.0055945 | 0.0044747 | -0.031809 | -0.032098 | -0.03283 | 0.032105 | 0.032404 | 0.03315 | 97.1416 | -20.8304 | -142.6583 | -82.8584 | 159.1696 | 37.3417 |  | 1.1427 | 1.1399 | 1.1349 | 1.1538 | 1.1513 | 1.1465 | -0.082188 | -120.4523 | 119.854 | -0.27566 | -120.6259 | 119.6541
Line4_2_6 | 0.11409 | 0.11604 | 0.11866 | 0.11409 | 0.11604 | 0.11866 | 0.026347 | 0.026799 | 0.027403 | 0.026347 | 0.026799 | 0.027403 | -0.0038384 | -0.0051861 | -0.0041445 | 0.0039686 | 0.0053207 | 0.0042853 | -0.030138 | -0.030396 | -0.031123 | 0.030398 | 0.030665 | 0.031405 | 96.9929 | -20.9338 | -142.7496 | -83.0071 | 159.0662 | 37.2504 |  | 1.1531 | 1.1506 | 1.1458 | 1.1635 | 1.1614 | 1.1566 | -0.2653 | -120.6163 | 119.6653 | -0.44513 | -120.7772 | 119.4802
Line5_6_7 | 0.11409 | 0.11604 | 0.11866 | 0.11409 | 0.11604 | 0.11866 | 0.026347 | 0.026799 | 0.027403 | 0.026347 | 0.026799 | 0.027403 | -0.0039686 | -0.0053207 | -0.0042853 | 0.0040987 | 0.0054553 | 0.0044261 | -0.030398 | -0.030665 | -0.031405 | 0.030658 | 0.030935 | 0.031686 | 96.9929 | -20.9338 | -142.7496 | -83.0071 | 159.0662 | 37.2504 |  | 1.1635 | 1.1614 | 1.1566 | 1.174 | 1.1721 | 1.1675 | -0.44513 | -120.7772 | 119.4802 | -0.62177 | -120.9352 | 119.2984
Line6_7_8 | 0 | 0 | 0 | 0 | 0 | 0 | 0 | 0 | 0 | 0 | 0 | 0 | 9.5346e-10 | 9.3043e-10 | 8.725e-10 | -9.5443e-10 | -9.3093e-10 | -8.7102e-10 | 1.507e-10 | 2.3574e-10 | 1.7217e-10 | -1.5185e-10 | -2.3432e-10 | -1.7244e-10 | 0 | 0 | 0 | 0 | 0 | 0 |  | 1.174 | 1.1721 | 1.1675 | 1.174 | 1.1721 | 1.1675 | -0.62177 | -120.9352 | 119.2984 | -0.62177 | -120.9352 | 119.2984
Line7_8_9 | 0 | 0 | 0 | 0 | 0 | 0 | 0 | 0 | 0 | 0 | 0 | 0 | 3.1782e-10 | 3.1014e-10 | 2.9083e-10 | -3.1879e-10 | -3.1065e-10 | -2.8936e-10 | 5.0232e-11 | 7.8579e-11 | 5.7391e-11 | -5.1384e-11 | -7.7162e-11 | -5.7657e-11 | 0 | 0 | 0 | 0 | 0 | 0 |  | 1.174 | 1.1721 | 1.1675 | 1.174 | 1.1721 | 1.1675 | -0.62177 | -120.9352 | 119.2984 | -0.62177 | -120.9352 | 119.2984
Line8_8_10 | 0 | 0 | 0 | 0 | 0 | 0 | 0 | 0 | 0 | 0 | 0 | 0 | 3.1782e-10 | 3.1014e-10 | 2.9083e-10 | -3.1879e-10 | -3.1065e-10 | -2.8936e-10 | 5.0232e-11 | 7.8579e-11 | 5.7391e-11 | -5.1384e-11 | -7.7162e-11 | -5.7657e-11 | 0 | 0 | 0 | 0 | 0 | 0 |  | 1.174 | 1.1721 | 1.1675 | 1.174 | 1.1721 | 1.1675 | -0.62177 | -120.9352 | 119.2984 | -0.62177 | -120.9352 | 119.2984
Line9_3_11 | 0.10167 | 0.10328 | 0.10578 | 0.10167 | 0.10328 | 0.10578 | 0.023479 | 0.023851 | 0.024429 | 0.023479 | 0.023851 | 0.024429 | -0.0032922 | -0.0045202 | -0.0036095 | 0.0033956 | 0.0046268 | 0.0037214 | -0.026846 | -0.027039 | -0.027727 | 0.027052 | 0.027252 | 0.027951 | 96.744 | -21.1093 | -142.8987 | -83.256 | 158.8907 | 37.1013 |  | 1.152 | 1.1494 | 1.1446 | 1.1612 | 1.159 | 1.1543 | -0.24753 | -120.5998 | 119.6844 | -0.41023 | -120.7449 | 119.5175

## LLG_max_fault_10
name | pf_ikss_a_from_ka | pf_ikss_b_from_ka | pf_ikss_c_from_ka | pf_ikss_a_to_ka | pf_ikss_b_to_ka | pf_ikss_c_to_ka | pf_skss_a_from_mw | pf_skss_b_from_mw | pf_skss_c_from_mw | pf_skss_a_to_mw | pf_skss_b_to_mw | pf_skss_c_to_mw | pf_p_a_from_mw | pf_p_b_from_mw | pf_p_c_from_mw | pf_p_a_to_mw | pf_p_b_to_mw | pf_p_c_to_mw | pf_q_a_from_mvar | pf_q_b_from_mvar | pf_q_c_from_mvar | pf_q_a_to_mvar | pf_q_b_to_mvar | pf_q_c_to_mvar | pf_ikss_a_from_degree | pf_ikss_b_from_degree | pf_ikss_c_from_degree | pf_ikss_a_to_degree | pf_ikss_b_to_degree | pf_ikss_c_to_degree | 3xI0 | pf_vm_a_from_pu | pf_vm_b_from_pu | pf_vm_c_from_pu | pf_vm_a_to_pu | pf_vm_b_to_pu | pf_vm_c_to_pu | pf_va_a_from_degree | pf_va_b_from_degree | pf_va_c_from_degree | pf_va_a_to_degree | pf_va_b_to_degree | pf_va_c_to_degree
Line0_1_2 | 0.1148 | 0.11669 | 0.1192 | 0.1148 | 0.11669 | 0.1192 | 0.026513 | 0.026947 | 0.027527 | 0.026513 | 0.026947 | 0.027527 | -0.0037083 | -0.0050082 | -0.0039908 | 0.0038401 | 0.0051444 | 0.0041329 | -0.030134 | -0.030373 | -0.031054 | 0.030398 | 0.030646 | 0.031338 | 96.9359 | -21.0854 | -142.8204 | -83.0641 | 158.9146 | 37.1796 |  | 1.1452 | 1.1424 | 1.1374 | 1.1557 | 1.1531 | 1.1483 | -0.079647 | -120.4486 | 119.8565 | -0.26405 | -120.6146 | 119.6667
Line10_11_12 | 0.10273 | 0.10429 | 0.1067 | 0.10273 | 0.10429 | 0.1067 | 0.023724 | 0.024084 | 0.024641 | 0.023724 | 0.024084 | 0.024641 | -0.0034149 | -0.0046108 | -0.0037271 | 0.0035204 | 0.0047195 | 0.003841 | -0.027401 | -0.027594 | -0.028262 | 0.027612 | 0.027812 | 0.02849 | 96.6928 | -21.2601 | -142.9707 | -83.3072 | 158.7399 | 37.0293 |  | 1.1639 | 1.1616 | 1.1569 | 1.1733 | 1.1713 | 1.1667 | -0.41122 | -120.746 | 119.5167 | -0.57304 | -120.891 | 119.351
Line11_12_13 | 0.10273 | 0.10429 | 0.1067 | 0.10273 | 0.10429 | 0.1067 | 0.023724 | 0.024084 | 0.024641 | 0.023724 | 0.024084 | 0.024641 | -0.0035204 | -0.0047195 | -0.003841 | 0.0036259 | 0.0048282 | 0.0039548 | -0.027612 | -0.027812 | -0.02849 | 0.027823 | 0.028029 | 0.028717 | 96.6928 | -21.2601 | -142.9707 | -83.3072 | 158.7399 | 37.0293 |  | 1.1733 | 1.1713 | 1.1667 | 1.1827 | 1.181 | 1.1764 | -0.57304 | -120.891 | 119.351 | -0.73228 | -121.0337 | 119.1881
Line12_13_15 | 0 | 0 | 0 | 0 | 0 | 0 | 0 | 0 | 0 | 0 | 0 | 0 | 1.074e-09 | 1.0525e-09 | 9.9518e-10 | -1.075e-09 | -1.053e-09 | -9.9369e-10 | 1.7943e-10 | 2.6212e-10 | 2.0084e-10 | -1.8058e-10 | -2.6068e-10 | -2.0113e-10 | 0 | 0 | 0 | 0 | 0 | 0 |  | 1.1827 | 1.181 | 1.1764 | 1.1827 | 1.181 | 1.1764 | -0.73228 | -121.0337 | 119.1881 | -0.73228 | -121.0337 | 119.1881
Line13_13_14 | 0.10273 | 0.10429 | 0.1067 | 0.10273 | 0.10429 | 0.1067 | 0.023724 | 0.024084 | 0.024641 | 0.023724 | 0.024084 | 0.024641 | -0.0036259 | -0.0048282 | -0.0039548 | 0.0037314 | 0.004937 | 0.0040687 | -0.027823 | -0.028029 | -0.028717 | 0.028034 | 0.028247 | 0.028945 | 96.6928 | -21.2601 | -142.9707 | -83.3072 | 158.7399 | 37.0293 |  | 1.1827 | 1.181 | 1.1764 | 1.1921 | 1.1906 | 1.1862 | -0.73228 | -121.0337 | 119.1881 | -0.88901 | -121.1741 | 119.0279
Line14_15_16 | 0 | 0 | 0 | 0 | 0 | 0 | 0 | 0 | 0 | 0 | 0 | 0 | 7.1598e-10 | 7.0168e-10 | 6.6345e-10 | -7.1698e-10 | -7.0217e-10 | -6.6196e-10 | 1.1962e-10 | 1.7475e-10 | 1.339e-10 | -1.2077e-10 | -1.7331e-10 | -1.3418e-10 | 0 | 0 | 0 | 0 | 0 | 0 |  | 1.1827 | 1.181 | 1.1764 | 1.1827 | 1.181 | 1.1764 | -0.73228 | -121.0337 | 119.1881 | -0.73228 | -121.0337 | 119.1881
Line15_16_17 | 0 | 0 | 0 | 0 | 0 | 0 | 0 | 0 | 0 | 0 | 0 | 0 | 3.5799e-10 | 3.5084e-10 | 3.3173e-10 | -3.5899e-10 | -3.5133e-10 | -3.3023e-10 | 5.9809e-11 | 8.7374e-11 | 6.6948e-11 | -6.0965e-11 | -8.5931e-11 | -6.7236e-11 | 0 | 0 | 0 | 0 | 0 | 0 |  | 1.1827 | 1.181 | 1.1764 | 1.1827 | 1.181 | 1.1764 | -0.73228 | -121.0337 | 119.1881 | -0.73228 | -121.0337 | 119.1881
Line16_4_18 | 0 | 0 | 0 | 0 | 0 | 0 | 0 | 0 | 0 | 0 | 0 | 0 | 2.4117e-10 | 2.3085e-10 | 2.1152e-10 | -2.4221e-10 | -2.3151e-10 | -2.0982e-10 | 2.1851e-11 | 5.3151e-11 | 2.8601e-11 | -2.3228e-11 | -5.1559e-11 | -2.8817e-11 | 0 | 0 | 0 | 0 | 0 | 0 |  | 1.1571 | 1.1546 | 1.1497 | 1.1571 | 1.1546 | 1.1497 | -0.28517 | -120.6344 | 119.644 | -0.28517 | -120.6344 | 119.644
Line17_5_19 | 0.12197 | 0.12405 | 0.1266 | 0.12197 | 0.12405 | 0.1266 | 0.028167 | 0.028648 | 0.029238 | 0.028167 | 0.028648 | 0.029238 | -0.0041691 | -0.0055358 | -0.0044516 | 0.0043178 | 0.0056897 | 0.0046119 | -0.032302 | -0.032588 | -0.033297 | 0.0326 | 0.032896 | 0.033617 | 97.0802 | -20.9829 | -142.7291 | -82.9198 | 159.0171 | 37.2709 |  | 1.1563 | 1.1538 | 1.149 | 1.1675 | 1.1653 | 1.1606 | -0.27405 | -120.6239 | 119.6559 | -0.46474 | -120.7958 | 119.4594
Line1_1_3 | 0.10273 | 0.10429 | 0.1067 | 0.10273 | 0.10429 | 0.1067 | 0.023724 | 0.024084 | 0.024641 | 0.023724 | 0.024084 | 0.024641 | -0.0032038 | -0.0043933 | -0.0034994 | 0.0033093 | 0.004502 | 0.0036132 | -0.026978 | -0.027159 | -0.027807 | 0.027189 | 0.027377 | 0.028034 | 96.6928 | -21.2601 | -142.9707 | -83.3072 | 158.7399 | 37.0293 |  | 1.1452 | 1.1424 | 1.1374 | 1.1545 | 1.152 | 1.1471 | -0.079647 | -120.4486 | 119.8565 | -0.24678 | -120.5985 | 119.6852
Line2_1_4 | 0.13008 | 0.13239 | 0.13498 | 0.13008 | 0.13239 | 0.13498 | 0.03004 | 0.030574 | 0.031172 | 0.03004 | 0.030574 | 0.031172 | -0.004385 | -0.0058131 | -0.0046398 | 0.0045542 | 0.0059883 | 0.004822 | -0.034121 | -0.034439 | -0.03515 | 0.034459 | 0.03479 | 0.035514 | 97.2434 | -20.8678 | -142.6239 | -82.7566 | 159.1322 | 37.3761 |  | 1.1452 | 1.1424 | 1.1374 | 1.1571 | 1.1546 | 1.1497 | -0.079647 | -120.4486 | 119.8565 | -0.28517 | -120.6344 | 119.644
Line3_1_5 | 0.12197 | 0.12405 | 0.1266 | 0.12197 | 0.12405 | 0.1266 | 0.028167 | 0.028648 | 0.029238 | 0.028167 | 0.028648 | 0.029238 | -0.0040203 | -0.005382 | -0.0042913 | 0.0041691 | 0.0055358 | 0.0044516 | -0.032005 | -0.03228 | -0.032976 | 0.032302 | 0.032588 | 0.033297 | 97.0802 | -20.9829 | -142.7291 | -82.9198 | 159.0171 | 37.2709 |  | 1.1452 | 1.1424 | 1.1374 | 1.1563 | 1.1538 | 1.149 | -0.079647 | -120.4486 | 119.8565 | -0.27405 | -120.6239 | 119.6559
Line4_2_6 | 0.1148 | 0.11669 | 0.1192 | 0.1148 | 0.11669 | 0.1192 | 0.026513 | 0.026947 | 0.027527 | 0.026513 | 0.026947 | 0.027527 | -0.0038401 | -0.0051444 | -0.0041329 | 0.0039719 | 0.0052805 | 0.004275 | -0.030398 | -0.030646 | -0.031338 | 0.030662 | 0.030918 | 0.031622 | 96.9359 | -21.0854 | -142.8204 | -83.0641 | 158.9146 | 37.1796 |  | 1.1557 | 1.1531 | 1.1483 | 1.1662 | 1.164 | 1.1592 | -0.26405 | -120.6146 | 119.6667 | -0.44513 | -120.7775 | 119.4804
Line5_6_7 | 0.1148 | 0.11669 | 0.1192 | 0.1148 | 0.11669 | 0.1192 | 0.026513 | 0.026947 | 0.027527 | 0.026513 | 0.026947 | 0.027527 | -0.0039719 | -0.0052805 | -0.004275 | 0.0041037 | 0.0054166 | 0.0044171 | -0.030662 | -0.030918 | -0.031622 | 0.030925 | 0.03119 | 0.031906 | 96.9359 | -21.0854 | -142.8204 | -83.0641 | 158.9146 | 37.1796 |  | 1.1662 | 1.164 | 1.1592 | 1.1767 | 1.1748 | 1.1701 | -0.44513 | -120.7775 | 119.4804 | -0.62298 | -120.9374 | 119.2977
Line6_7_8 | 0 | 0 | 0 | 0 | 0 | 0 | 0 | 0 | 0 | 0 | 0 | 0 | 9.8997e-10 | 9.6652e-10 | 9.084e-10 | -9.9099e-10 | -9.6705e-10 | -9.0685e-10 | 1.5117e-10 | 2.3701e-10 | 1.7272e-10 | -1.5238e-10 | -2.3552e-10 | -1.73e-10 | 0 | 0 | 0 | 0 | 0 | 0 |  | 1.1767 | 1.1748 | 1.1701 | 1.1767 | 1.1748 | 1.1701 | -0.62298 | -120.9374 | 119.2977 | -0.62298 | -120.9374 | 119.2977
Line7_8_9 | 0 | 0 | 0 | 0 | 0 | 0 | 0 | 0 | 0 | 0 | 0 | 0 | 3.2999e-10 | 3.2217e-10 | 3.028e-10 | -3.3101e-10 | -3.227e-10 | -3.0125e-10 | 5.0391e-11 | 7.9004e-11 | 5.7573e-11 | -5.1601e-11 | -7.7515e-11 | -5.7851e-11 | 0 | 0 | 0 | 0 | 0 | 0 |  | 1.1767 | 1.1748 | 1.1701 | 1.1767 | 1.1748 | 1.1701 | -0.62298 | -120.9374 | 119.2977 | -0.62298 | -120.9374 | 119.2977
Line8_8_10 | 0 | 0 | 0 | 0 | 0 | 0 | 0 | 0 | 0 | 0 | 0 | 0 | 3.2999e-10 | 3.2217e-10 | 3.028e-10 | -3.3101e-10 | -3.227e-10 | -3.0125e-10 | 5.0391e-11 | 7.9004e-11 | 5.7573e-11 | -5.1601e-11 | -7.7516e-11 | -5.7851e-11 | 0 | 0 | 0 | 0 | 0 | 0 |  | 1.1767 | 1.1748 | 1.1701 | 1.1767 | 1.1748 | 1.1701 | -0.62298 | -120.9374 | 119.2977 | -0.62298 | -120.9374 | 119.2977
Line9_3_11 | 0.10273 | 0.10429 | 0.1067 | 0.10273 | 0.10429 | 0.1067 | 0.023724 | 0.024084 | 0.024641 | 0.023724 | 0.024084 | 0.024641 | -0.0033093 | -0.004502 | -0.0036132 | 0.0034149 | 0.0046108 | 0.0037271 | -0.027189 | -0.027377 | -0.028034 | 0.027401 | 0.027594 | 0.028262 | 96.6928 | -21.2601 | -142.9707 | -83.3072 | 158.7399 | 37.0293 |  | 1.1545 | 1.152 | 1.1471 | 1.1639 | 1.1616 | 1.1569 | -0.24678 | -120.5985 | 119.6852 | -0.41122 | -120.746 | 119.5167

## LLG_min_6
name | pf_ikss_a_from_ka | pf_ikss_b_from_ka | pf_ikss_c_from_ka | pf_ikss_a_to_ka | pf_ikss_b_to_ka | pf_ikss_c_to_ka | pf_skss_a_from_mw | pf_skss_b_from_mw | pf_skss_c_from_mw | pf_skss_a_to_mw | pf_skss_b_to_mw | pf_skss_c_to_mw | pf_p_a_from_mw | pf_p_b_from_mw | pf_p_c_from_mw | pf_p_a_to_mw | pf_p_b_to_mw | pf_p_c_to_mw | pf_q_a_from_mvar | pf_q_b_from_mvar | pf_q_c_from_mvar | pf_q_a_to_mvar | pf_q_b_to_mvar | pf_q_c_to_mvar | pf_ikss_a_from_degree | pf_ikss_b_from_degree | pf_ikss_c_from_degree | pf_ikss_a_to_degree | pf_ikss_b_to_degree | pf_ikss_c_to_degree | 3xI0 | pf_vm_a_from_pu | pf_vm_b_from_pu | pf_vm_c_from_pu | pf_vm_a_to_pu | pf_vm_b_to_pu | pf_vm_c_to_pu | pf_va_a_from_degree | pf_va_b_from_degree | pf_va_c_from_degree | pf_va_a_to_degree | pf_va_b_to_degree | pf_va_c_to_degree
Line0_1_2 | 0.0054639 | 0.014725 | 0.013337 | 0.0054639 | 0.014725 | 0.013337 | 0.0012618 | 0.0034006 | 0.0030801 | 0.0012618 | 0.0034006 | 0.0030801 | -0.00050657 | -0.00099776 | 0.00078302 | 0.00050722 | 0.0010017 | -0.00077955 | -0.00073596 | -0.00010248 | -0.00046866 | 0.00073657 | 0.00010696 | 0.00047202 | 124.6303 | -4.6853 | -150.0635 | -55.3696 | 175.3147 | 29.9365 |  | 0.70806 | 0.29495 | 0.29628 | 0.70875 | 0.29625 | 0.29587 | 0.090288 | -178.8209 | 179.0347 | 0.07797 | -178.5906 | 178.7413
Line10_11_12 | 0.005438 | 0.014677 | 0.013295 | 0.0054379 | 0.014677 | 0.013295 | 0.0012558 | 0.0033894 | 0.0030705 | 0.0012558 | 0.0033894 | 0.0030705 | -0.00050682 | -0.0010026 | 0.00077288 | 0.00050747 | 0.0010066 | -0.00076943 | -0.00073275 | -0.00010901 | -0.00047518 | 0.00073336 | 0.00011346 | 0.00047852 | 124.7364 | -4.5679 | -149.9676 | -55.2635 | 175.4321 | 30.0325 |  | 0.70944 | 0.29755 | 0.29548 | 0.71014 | 0.29885 | 0.2951 | 0.065986 | -178.3627 | 178.4487 | 0.053871 | -178.1366 | 178.1546
Line11_12_13 | 0.0054379 | 0.014677 | 0.013295 | 0.0054379 | 0.014677 | 0.013295 | 0.0012558 | 0.0033894 | 0.0030705 | 0.0012558 | 0.0033894 | 0.0030705 | -0.00050747 | -0.0010066 | 0.00076943 | 0.00050812 | 0.0010105 | -0.00076598 | -0.00073336 | -0.00011346 | -0.00047851 | 0.00073396 | 0.00011791 | 0.00048185 | 124.7365 | -4.568 | -149.9676 | -55.2635 | 175.432 | 30.0325 |  | 0.71014 | 0.29885 | 0.2951 | 0.71083 | 0.30016 | 0.29472 | 0.053871 | -178.1366 | 178.1546 | 0.04178 | -177.9125 | 177.8597
Line12_13_15 | 0 | 0 | 0 | 0 | 0 | 0 | 0 | 0 | 0 | 0 | 0 | 0 | -2.2913e-09 | -8.5458e-10 | -6.4733e-10 | 2.2812e-09 | 8.2401e-10 | 6.8796e-10 | -6.9344e-09 | 5.7218e-09 | 1.251e-10 | 4.6249e-09 | -4.747e-09 | 8.3163e-10 | 0 | 0 | 0 | 0 | 0 | 0 |  | 0.71083 | 0.30016 | 0.29472 | 0.71083 | 0.30016 | 0.29472 | 0.04178 | -177.9125 | 177.8597 | 0.04178 | -177.9125 | 177.8597
Line13_13_14 | 0.0054379 | 0.014677 | 0.013295 | 0.0054379 | 0.014677 | 0.013295 | 0.0012558 | 0.0033894 | 0.0030705 | 0.0012558 | 0.0033894 | 0.0030705 | -0.00050812 | -0.0010105 | 0.00076598 | 0.00050877 | 0.0010145 | -0.00076253 | -0.00073396 | -0.00011792 | -0.00048185 | 0.00073456 | 0.00012237 | 0.00048519 | 124.7366 | -4.5684 | -149.9676 | -55.2633 | 175.4315 | 30.0324 |  | 0.71083 | 0.30016 | 0.29472 | 0.71152 | 0.30148 | 0.29435 | 0.04178 | -177.9125 | 177.8597 | 0.029712 | -177.6904 | 177.564
Line14_15_16 | 0 | 0 | 0 | 0 | 0 | 0 | 0 | 0 | 0 | 0 | 0 | 0 | -1.5275e-09 | -5.6972e-10 | -4.3155e-10 | 1.5174e-09 | 5.3915e-10 | 4.7218e-10 | -4.623e-09 | 3.8145e-09 | 8.3403e-11 | 2.3134e-09 | -2.8397e-09 | 8.7334e-10 | 0 | 0 | 0 | 0 | 0 | 0 |  | 0.71083 | 0.30016 | 0.29472 | 0.71083 | 0.30016 | 0.29472 | 0.04178 | -177.9125 | 177.8597 | 0.04178 | -177.9125 | 177.8597
Line15_16_17 | 0 | 0 | 0 | 0 | 0 | 0 | 0 | 0 | 0 | 0 | 0 | 0 | -7.6375e-10 | -2.8486e-10 | -2.1578e-10 | 7.5369e-10 | 2.5429e-10 | 2.5641e-10 | -2.3115e-09 | 1.9073e-09 | 4.1702e-11 | 1.9005e-12 | -9.3246e-10 | 9.1504e-10 | 0 | 0 | 0 | 0 | 0 | 0 |  | 0.71083 | 0.30016 | 0.29472 | 0.71083 | 0.30016 | 0.29472 | 0.04178 | -177.9125 | 177.8597 | 0.04178 | -177.9125 | 177.8597
Line16_4_18 | 0 | 0 | 0 | 0 | 0 | 0 | 0 | 0 | 0 | 0 | 0 | 0 | -7.5725e-10 | -2.666e-10 | -2.1929e-10 | 7.5688e-10 | 2.443e-10 | 2.4197e-10 | -2.315e-09 | 1.893e-09 | 3.7309e-11 | 3.5294e-12 | -9.271e-10 | 9.2736e-10 | 0 | 0 | 0 | 0 | 0 | 0 |  | 0.70876 | 0.29626 | 0.29587 | 0.70876 | 0.29626 | 0.29587 | 0.077812 | -178.5903 | 178.7405 | 0.077812 | -178.5903 | 178.7405
Line17_5_19 | 0.0054768 | 0.014749 | 0.013358 | 0.0054768 | 0.014749 | 0.013358 | 0.0012648 | 0.0034062 | 0.0030849 | 0.0012648 | 0.0034062 | 0.0030849 | -0.00050774 | -0.0010033 | 0.00078116 | 0.0005084 | 0.0010073 | -0.00077768 | -0.00073879 | -0.00010818 | -0.00047211 | 0.00073941 | 0.00011268 | 0.00047548 | 124.577 | -4.7448 | -150.1118 | -55.4229 | 175.2551 | 29.8883 |  | 0.70875 | 0.29625 | 0.29587 | 0.70945 | 0.29757 | 0.29547 | 0.077891 | -178.5905 | 178.7409 | 0.065518 | -178.3621 | 178.4463
Line1_1_3 | 0.005438 | 0.014677 | 0.013295 | 0.005438 | 0.014677 | 0.013295 | 0.0012558 | 0.0033894 | 0.0030705 | 0.0012558 | 0.0033894 | 0.0030705 | -0.00050552 | -0.00099469 | 0.00077979 | 0.00050617 | 0.00099865 | -0.00077633 | -0.00073154 | -0.0001001 | -0.0004685 | 0.00073214 | 0.00010455 | 0.00047184 | 124.7363 | -4.5676 | -149.9676 | -55.2636 | 175.4323 | 30.0325 |  | 0.70806 | 0.29495 | 0.29628 | 0.70875 | 0.29624 | 0.29588 | 0.090288 | -178.8209 | 179.0347 | 0.078125 | -178.5908 | 178.7421
Line2_1_4 | 0.0054899 | 0.014774 | 0.013379 | 0.0054899 | 0.014774 | 0.013379 | 0.0012678 | 0.0034119 | 0.0030898 | 0.0012678 | 0.0034119 | 0.0030898 | -0.0005076 | -0.0010008 | 0.00078628 | 0.00050826 | 0.0010049 | -0.00078278 | -0.00074042 | -0.00010489 | -0.00046881 | 0.00074103 | 0.0001094 | 0.00047219 | 124.5232 | -4.8039 | -150.1601 | -55.4767 | 175.1961 | 29.84 |  | 0.70806 | 0.29495 | 0.29628 | 0.70876 | 0.29626 | 0.29587 | 0.090288 | -178.8209 | 179.0347 | 0.077812 | -178.5903 | 178.7405
Line3_1_5 | 0.0054768 | 0.014749 | 0.013358 | 0.0054768 | 0.014749 | 0.013358 | 0.0012648 | 0.0034062 | 0.0030849 | 0.0012648 | 0.0034062 | 0.0030849 | -0.00050708 | -0.0009993 | 0.00078465 | 0.00050774 | 0.0010033 | -0.00078116 | -0.00073818 | -0.00010369 | -0.00046874 | 0.00073879 | 0.00010818 | 0.00047211 | 124.577 | -4.7447 | -150.1118 | -55.4229 | 175.2552 | 29.8883 |  | 0.70806 | 0.29495 | 0.29628 | 0.70875 | 0.29625 | 0.29587 | 0.090288 | -178.8209 | 179.0347 | 0.077891 | -178.5905 | 178.7409
Line4_2_6 | 0.0054639 | 0.014725 | 0.013337 | 0.0054638 | 0.014725 | 0.013337 | 0.0012618 | 0.0034006 | 0.0030801 | 0.0012618 | 0.0034006 | 0.0030801 | -0.00050722 | -0.0010017 | 0.00077955 | 0.00050788 | 0.0010057 | -0.00077607 | -0.00073657 | -0.00010696 | -0.00047202 | 0.00073718 | 0.00011145 | 0.00047538 | 124.6303 | -4.6854 | -150.0635 | -55.3696 | 175.3146 | 29.9365 |  | 0.70875 | 0.29625 | 0.29587 | 0.70945 | 0.29756 | 0.29548 | 0.07797 | -178.5906 | 178.7413 | 0.065675 | -178.3623 | 178.4471
Line5_6_7 | 0.0054638 | 0.014725 | 0.013337 | 0.0054638 | 0.014725 | 0.013337 | 0.0012618 | 0.0034006 | 0.0030801 | 0.0012618 | 0.0034006 | 0.0030801 | -0.00050788 | -0.0010057 | 0.00077607 | 0.00050853 | 0.0010097 | -0.0007726 | -0.00073718 | -0.00011145 | -0.00047538 | 0.00073779 | 0.00011593 | 0.00047874 | 124.6304 | -4.6855 | -150.0636 | -55.3696 | 175.3144 | 29.9365 |  | 0.70945 | 0.29756 | 0.29548 | 0.71014 | 0.29887 | 0.29509 | 0.065675 | -178.3623 | 178.4471 | 0.053405 | -178.136 | 178.1522
Line6_7_8 | 0 | 0 | 0 | 0 | 0 | 0 | 0 | 0 | 0 | 0 | 0 | 0 | -2.2849e-09 | -8.3645e-10 | -6.5082e-10 | 2.278e-09 | 8.0862e-10 | 6.8553e-10 | -6.938e-09 | 5.7078e-09 | 1.2078e-10 | 4.6278e-09 | -4.7359e-09 | 8.3858e-10 | 0 | 0 | 0 | 0 | 0 | 0 |  | 0.71014 | 0.29887 | 0.29509 | 0.71014 | 0.29887 | 0.29509 | 0.053405 | -178.136 | 178.1522 | 0.053405 | -178.136 | 178.1522
Line7_8_9 | 0 | 0 | 0 | 0 | 0 | 0 | 0 | 0 | 0 | 0 | 0 | 0 | -7.6162e-10 | -2.7882e-10 | -2.1694e-10 | 7.5474e-10 | 2.5099e-10 | 2.5165e-10 | -2.3127e-09 | 1.9026e-09 | 4.0261e-11 | 2.4271e-12 | -9.3072e-10 | 9.191e-10 | 0 | 0 | 0 | 0 | 0 | 0 |  | 0.71014 | 0.29887 | 0.29509 | 0.71014 | 0.29887 | 0.29509 | 0.053405 | -178.136 | 178.1522 | 0.053405 | -178.136 | 178.1522
Line8_8_10 | 0 | 0 | 0 | 0 | 0 | 0 | 0 | 0 | 0 | 0 | 0 | 0 | -7.6162e-10 | -2.7882e-10 | -2.1694e-10 | 7.5474e-10 | 2.5099e-10 | 2.5165e-10 | -2.3127e-09 | 1.9026e-09 | 4.0261e-11 | 2.4269e-12 | -9.3072e-10 | 9.191e-10 | 0 | 0 | 0 | 0 | 0 | 0 |  | 0.71014 | 0.29887 | 0.29509 | 0.71014 | 0.29887 | 0.29509 | 0.053405 | -178.136 | 178.1522 | 0.053405 | -178.136 | 178.1522
Line9_3_11 | 0.005438 | 0.014677 | 0.013295 | 0.005438 | 0.014677 | 0.013295 | 0.0012558 | 0.0033894 | 0.0030705 | 0.0012558 | 0.0033894 | 0.0030705 | -0.00050617 | -0.00099865 | 0.00077633 | 0.00050682 | 0.0010026 | -0.00077288 | -0.00073214 | -0.00010456 | -0.00047184 | 0.00073275 | 0.00010901 | 0.00047518 | 124.7364 | -4.5678 | -149.9676 | -55.2635 | 175.4322 | 30.0325 |  | 0.70875 | 0.29624 | 0.29588 | 0.70944 | 0.29755 | 0.29548 | 0.078125 | -178.5908 | 178.7421 | 0.065986 | -178.3627 | 178.4487

## LLG_min_10
name | pf_ikss_a_from_ka | pf_ikss_b_from_ka | pf_ikss_c_from_ka | pf_ikss_a_to_ka | pf_ikss_b_to_ka | pf_ikss_c_to_ka | pf_skss_a_from_mw | pf_skss_b_from_mw | pf_skss_c_from_mw | pf_skss_a_to_mw | pf_skss_b_to_mw | pf_skss_c_to_mw | pf_p_a_from_mw | pf_p_b_from_mw | pf_p_c_from_mw | pf_p_a_to_mw | pf_p_b_to_mw | pf_p_c_to_mw | pf_q_a_from_mvar | pf_q_b_from_mvar | pf_q_c_from_mvar | pf_q_a_to_mvar | pf_q_b_to_mvar | pf_q_c_to_mvar | pf_ikss_a_from_degree | pf_ikss_b_from_degree | pf_ikss_c_from_degree | pf_ikss_a_to_degree | pf_ikss_b_to_degree | pf_ikss_c_to_degree | 3xI0 | pf_vm_a_from_pu | pf_vm_b_from_pu | pf_vm_c_from_pu | pf_vm_a_to_pu | pf_vm_b_to_pu | pf_vm_c_to_pu | pf_va_a_from_degree | pf_va_b_from_degree | pf_va_c_from_degree | pf_va_a_to_degree | pf_va_b_to_degree | pf_va_c_to_degree
Line0_1_2 | 0.0054639 | 0.014725 | 0.013337 | 0.0054639 | 0.014725 | 0.013337 | 0.0012618 | 0.0034006 | 0.0030801 | 0.0012618 | 0.0034006 | 0.0030801 | -0.00050657 | -0.00099776 | 0.00078302 | 0.00050722 | 0.0010017 | -0.00077955 | -0.00073596 | -0.00010248 | -0.00046866 | 0.00073657 | 0.00010696 | 0.00047202 | 124.6303 | -4.6853 | -150.0635 | -55.3696 | 175.3147 | 29.9365 |  | 0.70806 | 0.29495 | 0.29628 | 0.70875 | 0.29625 | 0.29587 | 0.090288 | -178.8209 | 179.0347 | 0.07797 | -178.5906 | 178.7413
Line10_11_12 | 0.005438 | 0.014677 | 0.013295 | 0.0054379 | 0.014677 | 0.013295 | 0.0012558 | 0.0033894 | 0.0030705 | 0.0012558 | 0.0033894 | 0.0030705 | -0.00050682 | -0.0010026 | 0.00077288 | 0.00050747 | 0.0010066 | -0.00076943 | -0.00073275 | -0.00010901 | -0.00047518 | 0.00073336 | 0.00011346 | 0.00047852 | 124.7364 | -4.5679 | -149.9676 | -55.2635 | 175.4321 | 30.0325 |  | 0.70944 | 0.29755 | 0.29548 | 0.71014 | 0.29885 | 0.2951 | 0.065986 | -178.3627 | 178.4487 | 0.053871 | -178.1366 | 178.1546
Line11_12_13 | 0.0054379 | 0.014677 | 0.013295 | 0.0054379 | 0.014677 | 0.013295 | 0.0012558 | 0.0033894 | 0.0030705 | 0.0012558 | 0.0033894 | 0.0030705 | -0.00050747 | -0.0010066 | 0.00076943 | 0.00050812 | 0.0010105 | -0.00076598 | -0.00073336 | -0.00011346 | -0.00047851 | 0.00073396 | 0.00011791 | 0.00048185 | 124.7365 | -4.568 | -149.9676 | -55.2635 | 175.432 | 30.0325 |  | 0.71014 | 0.29885 | 0.2951 | 0.71083 | 0.30016 | 0.29472 | 0.053871 | -178.1366 | 178.1546 | 0.04178 | -177.9125 | 177.8597
Line12_13_15 | 0 | 0 | 0 | 0 | 0 | 0 | 0 | 0 | 0 | 0 | 0 | 0 | -2.2913e-09 | -8.5458e-10 | -6.4733e-10 | 2.2812e-09 | 8.2401e-10 | 6.8796e-10 | -6.9344e-09 | 5.7218e-09 | 1.251e-10 | 4.6249e-09 | -4.747e-09 | 8.3163e-10 | 0 | 0 | 0 | 0 | 0 | 0 |  | 0.71083 | 0.30016 | 0.29472 | 0.71083 | 0.30016 | 0.29472 | 0.04178 | -177.9125 | 177.8597 | 0.04178 | -177.9125 | 177.8597
Line13_13_14 | 0.0054379 | 0.014677 | 0.013295 | 0.0054379 | 0.014677 | 0.013295 | 0.0012558 | 0.0033894 | 0.0030705 | 0.0012558 | 0.0033894 | 0.0030705 | -0.00050812 | -0.0010105 | 0.00076598 | 0.00050877 | 0.0010145 | -0.00076253 | -0.00073396 | -0.00011792 | -0.00048185 | 0.00073456 | 0.00012237 | 0.00048519 | 124.7366 | -4.5684 | -149.9676 | -55.2633 | 175.4315 | 30.0324 |  | 0.71083 | 0.30016 | 0.29472 | 0.71152 | 0.30148 | 0.29435 | 0.04178 | -177.9125 | 177.8597 | 0.029712 | -177.6904 | 177.564
Line14_15_16 | 0 | 0 | 0 | 0 | 0 | 0 | 0 | 0 | 0 | 0 | 0 | 0 | -1.5275e-09 | -5.6972e-10 | -4.3155e-10 | 1.5174e-09 | 5.3915e-10 | 4.7218e-10 | -4.623e-09 | 3.8145e-09 | 8.3403e-11 | 2.3134e-09 | -2.8397e-09 | 8.7334e-10 | 0 | 0 | 0 | 0 | 0 | 0 |  | 0.71083 | 0.30016 | 0.29472 | 0.71083 | 0.30016 | 0.29472 | 0.04178 | -177.9125 | 177.8597 | 0.04178 | -177.9125 | 177.8597
Line15_16_17 | 0 | 0 | 0 | 0 | 0 | 0 | 0 | 0 | 0 | 0 | 0 | 0 | -7.6375e-10 | -2.8486e-10 | -2.1578e-10 | 7.5369e-10 | 2.5429e-10 | 2.5641e-10 | -2.3115e-09 | 1.9073e-09 | 4.1702e-11 | 1.9005e-12 | -9.3246e-10 | 9.1504e-10 | 0 | 0 | 0 | 0 | 0 | 0 |  | 0.71083 | 0.30016 | 0.29472 | 0.71083 | 0.30016 | 0.29472 | 0.04178 | -177.9125 | 177.8597 | 0.04178 | -177.9125 | 177.8597
Line16_4_18 | 0 | 0 | 0 | 0 | 0 | 0 | 0 | 0 | 0 | 0 | 0 | 0 | -7.5725e-10 | -2.666e-10 | -2.1929e-10 | 7.5688e-10 | 2.443e-10 | 2.4197e-10 | -2.315e-09 | 1.893e-09 | 3.7309e-11 | 3.5294e-12 | -9.271e-10 | 9.2736e-10 | 0 | 0 | 0 | 0 | 0 | 0 |  | 0.70876 | 0.29626 | 0.29587 | 0.70876 | 0.29626 | 0.29587 | 0.077812 | -178.5903 | 178.7405 | 0.077812 | -178.5903 | 178.7405
Line17_5_19 | 0.0054768 | 0.014749 | 0.013358 | 0.0054768 | 0.014749 | 0.013358 | 0.0012648 | 0.0034062 | 0.0030849 | 0.0012648 | 0.0034062 | 0.0030849 | -0.00050774 | -0.0010033 | 0.00078116 | 0.0005084 | 0.0010073 | -0.00077768 | -0.00073879 | -0.00010818 | -0.00047211 | 0.00073941 | 0.00011268 | 0.00047548 | 124.577 | -4.7448 | -150.1118 | -55.4229 | 175.2551 | 29.8883 |  | 0.70875 | 0.29625 | 0.29587 | 0.70945 | 0.29757 | 0.29547 | 0.077891 | -178.5905 | 178.7409 | 0.065518 | -178.3621 | 178.4463
Line1_1_3 | 0.005438 | 0.014677 | 0.013295 | 0.005438 | 0.014677 | 0.013295 | 0.0012558 | 0.0033894 | 0.0030705 | 0.0012558 | 0.0033894 | 0.0030705 | -0.00050552 | -0.00099469 | 0.00077979 | 0.00050617 | 0.00099865 | -0.00077633 | -0.00073154 | -0.0001001 | -0.0004685 | 0.00073214 | 0.00010455 | 0.00047184 | 124.7363 | -4.5676 | -149.9676 | -55.2636 | 175.4323 | 30.0325 |  | 0.70806 | 0.29495 | 0.29628 | 0.70875 | 0.29624 | 0.29588 | 0.090288 | -178.8209 | 179.0347 | 0.078125 | -178.5908 | 178.7421
Line2_1_4 | 0.0054899 | 0.014774 | 0.013379 | 0.0054899 | 0.014774 | 0.013379 | 0.0012678 | 0.0034119 | 0.0030898 | 0.0012678 | 0.0034119 | 0.0030898 | -0.0005076 | -0.0010008 | 0.00078628 | 0.00050826 | 0.0010049 | -0.00078278 | -0.00074042 | -0.00010489 | -0.00046881 | 0.00074103 | 0.0001094 | 0.00047219 | 124.5232 | -4.8039 | -150.1601 | -55.4767 | 175.1961 | 29.84 |  | 0.70806 | 0.29495 | 0.29628 | 0.70876 | 0.29626 | 0.29587 | 0.090288 | -178.8209 | 179.0347 | 0.077812 | -178.5903 | 178.7405
Line3_1_5 | 0.0054768 | 0.014749 | 0.013358 | 0.0054768 | 0.014749 | 0.013358 | 0.0012648 | 0.0034062 | 0.0030849 | 0.0012648 | 0.0034062 | 0.0030849 | -0.00050708 | -0.0009993 | 0.00078465 | 0.00050774 | 0.0010033 | -0.00078116 | -0.00073818 | -0.00010369 | -0.00046874 | 0.00073879 | 0.00010818 | 0.00047211 | 124.577 | -4.7447 | -150.1118 | -55.4229 | 175.2552 | 29.8883 |  | 0.70806 | 0.29495 | 0.29628 | 0.70875 | 0.29625 | 0.29587 | 0.090288 | -178.8209 | 179.0347 | 0.077891 | -178.5905 | 178.7409
Line4_2_6 | 0.0054639 | 0.014725 | 0.013337 | 0.0054638 | 0.014725 | 0.013337 | 0.0012618 | 0.0034006 | 0.0030801 | 0.0012618 | 0.0034006 | 0.0030801 | -0.00050722 | -0.0010017 | 0.00077955 | 0.00050788 | 0.0010057 | -0.00077607 | -0.00073657 | -0.00010696 | -0.00047202 | 0.00073718 | 0.00011145 | 0.00047538 | 124.6303 | -4.6854 | -150.0635 | -55.3696 | 175.3146 | 29.9365 |  | 0.70875 | 0.29625 | 0.29587 | 0.70945 | 0.29756 | 0.29548 | 0.07797 | -178.5906 | 178.7413 | 0.065675 | -178.3623 | 178.4471
Line5_6_7 | 0.0054638 | 0.014725 | 0.013337 | 0.0054638 | 0.014725 | 0.013337 | 0.0012618 | 0.0034006 | 0.0030801 | 0.0012618 | 0.0034006 | 0.0030801 | -0.00050788 | -0.0010057 | 0.00077607 | 0.00050853 | 0.0010097 | -0.0007726 | -0.00073718 | -0.00011145 | -0.00047538 | 0.00073779 | 0.00011593 | 0.00047874 | 124.6304 | -4.6855 | -150.0636 | -55.3696 | 175.3144 | 29.9365 |  | 0.70945 | 0.29756 | 0.29548 | 0.71014 | 0.29887 | 0.29509 | 0.065675 | -178.3623 | 178.4471 | 0.053405 | -178.136 | 178.1522
Line6_7_8 | 0 | 0 | 0 | 0 | 0 | 0 | 0 | 0 | 0 | 0 | 0 | 0 | -2.2849e-09 | -8.3645e-10 | -6.5082e-10 | 2.278e-09 | 8.0862e-10 | 6.8553e-10 | -6.938e-09 | 5.7078e-09 | 1.2078e-10 | 4.6278e-09 | -4.7359e-09 | 8.3858e-10 | 0 | 0 | 0 | 0 | 0 | 0 |  | 0.71014 | 0.29887 | 0.29509 | 0.71014 | 0.29887 | 0.29509 | 0.053405 | -178.136 | 178.1522 | 0.053405 | -178.136 | 178.1522
Line7_8_9 | 0 | 0 | 0 | 0 | 0 | 0 | 0 | 0 | 0 | 0 | 0 | 0 | -7.6162e-10 | -2.7882e-10 | -2.1694e-10 | 7.5474e-10 | 2.5099e-10 | 2.5165e-10 | -2.3127e-09 | 1.9026e-09 | 4.0261e-11 | 2.4271e-12 | -9.3072e-10 | 9.191e-10 | 0 | 0 | 0 | 0 | 0 | 0 |  | 0.71014 | 0.29887 | 0.29509 | 0.71014 | 0.29887 | 0.29509 | 0.053405 | -178.136 | 178.1522 | 0.053405 | -178.136 | 178.1522
Line8_8_10 | 0 | 0 | 0 | 0 | 0 | 0 | 0 | 0 | 0 | 0 | 0 | 0 | -7.6162e-10 | -2.7882e-10 | -2.1694e-10 | 7.5474e-10 | 2.5099e-10 | 2.5165e-10 | -2.3127e-09 | 1.9026e-09 | 4.0261e-11 | 2.4269e-12 | -9.3072e-10 | 9.191e-10 | 0 | 0 | 0 | 0 | 0 | 0 |  | 0.71014 | 0.29887 | 0.29509 | 0.71014 | 0.29887 | 0.29509 | 0.053405 | -178.136 | 178.1522 | 0.053405 | -178.136 | 178.1522
Line9_3_11 | 0.005438 | 0.014677 | 0.013295 | 0.005438 | 0.014677 | 0.013295 | 0.0012558 | 0.0033894 | 0.0030705 | 0.0012558 | 0.0033894 | 0.0030705 | -0.00050617 | -0.00099865 | 0.00077633 | 0.00050682 | 0.0010026 | -0.00077288 | -0.00073214 | -0.00010456 | -0.00047184 | 0.00073275 | 0.00010901 | 0.00047518 | 124.7364 | -4.5678 | -149.9676 | -55.2635 | 175.4322 | 30.0325 |  | 0.70875 | 0.29624 | 0.29588 | 0.70944 | 0.29755 | 0.29548 | 0.078125 | -178.5908 | 178.7421 | 0.065986 | -178.3627 | 178.4487

## LLG_min_fault_6
name | pf_ikss_a_from_ka | pf_ikss_b_from_ka | pf_ikss_c_from_ka | pf_ikss_a_to_ka | pf_ikss_b_to_ka | pf_ikss_c_to_ka | pf_skss_a_from_mw | pf_skss_b_from_mw | pf_skss_c_from_mw | pf_skss_a_to_mw | pf_skss_b_to_mw | pf_skss_c_to_mw | pf_p_a_from_mw | pf_p_b_from_mw | pf_p_c_from_mw | pf_p_a_to_mw | pf_p_b_to_mw | pf_p_c_to_mw | pf_q_a_from_mvar | pf_q_b_from_mvar | pf_q_c_from_mvar | pf_q_a_to_mvar | pf_q_b_to_mvar | pf_q_c_to_mvar | pf_ikss_a_from_degree | pf_ikss_b_from_degree | pf_ikss_c_from_degree | pf_ikss_a_to_degree | pf_ikss_b_to_degree | pf_ikss_c_to_degree | 3xI0 | pf_vm_a_from_pu | pf_vm_b_from_pu | pf_vm_c_from_pu | pf_vm_a_to_pu | pf_vm_b_to_pu | pf_vm_c_to_pu | pf_va_a_from_degree | pf_va_b_from_degree | pf_va_c_from_degree | pf_va_a_to_degree | pf_va_b_to_degree | pf_va_c_to_degree
Line0_1_2 | 9.5269e-05 | 0.00025676 | 0.00023256 | 9.5269e-05 | 0.00025676 | 0.00023256 | 2.2001e-05 | 5.9297e-05 | 5.3707e-05 | 2.2001e-05 | 5.9297e-05 | 5.3707e-05 | -2.1008e-05 | -5.3144e-05 | -3.3264e-05 | 2.1008e-05 | 5.3145e-05 | 3.3265e-05 | -6.2347e-06 | -2.5116e-05 | -4.1184e-05 | 6.2349e-06 | 2.5118e-05 | 4.1185e-05 | 163.2884 | 33.9721 | -111.4084 | -16.7115 | -146.0279 | 68.5916 |  | 0.99602 | 0.99129 | 0.98571 | 0.99603 | 0.99132 | 0.98574 | -0.18204 | -120.7321 | 119.6645 | -0.18172 | -120.7314 | 119.6643
Line10_11_12 | 9.4817e-05 | 0.00025592 | 0.00023183 | 9.4817e-05 | 0.00025592 | 0.00023183 | 2.1897e-05 | 5.9102e-05 | 5.3539e-05 | 2.1897e-05 | 5.9102e-05 | 5.3539e-05 | -2.092e-05 | -5.3023e-05 | -3.323e-05 | 2.0921e-05 | 5.3024e-05 | 3.3231e-05 | -6.1668e-06 | -2.4928e-05 | -4.1002e-05 | 6.1669e-06 | 2.4929e-05 | 4.1003e-05 | 163.3945 | 34.0895 | -111.3125 | -16.6054 | -145.9105 | 68.6876 |  | 0.99604 | 0.99135 | 0.98576 | 0.99605 | 0.99138 | 0.98579 | -0.1814 | -120.7307 | 119.6641 | -0.18108 | -120.73 | 119.6639
Line11_12_13 | 9.4817e-05 | 0.00025592 | 0.00023183 | 9.4817e-05 | 0.00025592 | 0.00023183 | 2.1897e-05 | 5.9102e-05 | 5.3539e-05 | 2.1897e-05 | 5.9102e-05 | 5.3539e-05 | -2.0921e-05 | -5.3024e-05 | -3.3231e-05 | 2.0921e-05 | 5.3025e-05 | 3.3232e-05 | -6.1669e-06 | -2.4929e-05 | -4.1003e-05 | 6.1671e-06 | 2.4931e-05 | 4.1004e-05 | 163.3946 | 34.0894 | -111.3125 | -16.6053 | -145.9106 | 68.6876 |  | 0.99605 | 0.99138 | 0.98579 | 0.99606 | 0.9914 | 0.98582 | -0.18108 | -120.73 | 119.6639 | -0.18076 | -120.7293 | 119.6637
Line12_13_15 | 0 | 0 | 0 | 0 | 0 | 0 | 0 | 0 | 0 | 0 | 0 | 0 | -1.4992e-10 | -1.5137e-10 | 1.1735e-11 | 1.1431e-10 | 1.3186e-10 | 4.3381e-11 | -9.6752e-11 | 2.9681e-10 | 3.6613e-11 | 5.2979e-11 | -2.4414e-10 | -4.5624e-11 | 0 | 0 | 0 | 0 | 0 | 0 |  | 0.99606 | 0.9914 | 0.98582 | 0.99606 | 0.9914 | 0.98582 | -0.18076 | -120.7293 | 119.6637 | -0.18076 | -120.7293 | 119.6637
Line13_13_14 | 9.4816e-05 | 0.00025592 | 0.00023183 | 9.4816e-05 | 0.00025592 | 0.00023183 | 2.1897e-05 | 5.9102e-05 | 5.3539e-05 | 2.1897e-05 | 5.9102e-05 | 5.3539e-05 | -2.0921e-05 | -5.3025e-05 | -3.3232e-05 | 2.0921e-05 | 5.3026e-05 | 3.3234e-05 | -6.167e-06 | -2.4931e-05 | -4.1004e-05 | 6.1671e-06 | 2.4933e-05 | 4.1005e-05 | 163.3948 | 34.089 | -111.3125 | -16.6052 | -145.9111 | 68.6876 |  | 0.99606 | 0.9914 | 0.98582 | 0.99607 | 0.99143 | 0.98584 | -0.18076 | -120.7293 | 119.6637 | -0.18044 | -120.7286 | 119.6635
Line14_15_16 | 0 | 0 | 0 | 0 | 0 | 0 | 0 | 0 | 0 | 0 | 0 | 0 | -9.9948e-11 | -1.0091e-10 | 7.8234e-12 | 6.4338e-11 | 8.1406e-11 | 4.7293e-11 | -6.4501e-11 | 1.9787e-10 | 2.4409e-11 | 2.0729e-11 | -1.452e-10 | -3.3419e-11 | 0 | 0 | 0 | 0 | 0 | 0 |  | 0.99606 | 0.9914 | 0.98582 | 0.99606 | 0.9914 | 0.98582 | -0.18076 | -120.7293 | 119.6637 | -0.18076 | -120.7293 | 119.6637
Line15_16_17 | 0 | 0 | 0 | 0 | 0 | 0 | 0 | 0 | 0 | 0 | 0 | 0 | -4.9974e-11 | -5.0456e-11 | 3.9117e-12 | 1.4364e-11 | 3.095e-11 | 5.1204e-11 | -3.2251e-11 | 9.8935e-11 | 1.2204e-11 | -1.1522e-11 | -4.6267e-11 | -2.1215e-11 | 0 | 0 | 0 | 0 | 0 | 0 |  | 0.99606 | 0.9914 | 0.98582 | 0.99606 | 0.9914 | 0.98582 | -0.18076 | -120.7293 | 119.6637 | -0.18076 | -120.7293 | 119.6637
Line16_4_18 | 0 | 0 | 0 | 0 | 0 | 0 | 0 | 0 | 0 | 0 | 0 | 0 | -5.007e-11 | -5.1016e-11 | 3.8572e-12 | 1.4484e-11 | 3.1252e-11 | 5.1493e-11 | -3.2479e-11 | 9.9188e-11 | 1.2331e-11 | -1.1583e-11 | -4.6396e-11 | -2.1177e-11 | 0 | 0 | 0 | 0 | 0 | 0 |  | 0.99603 | 0.99132 | 0.98574 | 0.99603 | 0.99132 | 0.98574 | -0.18172 | -120.7314 | 119.6643 | -0.18172 | -120.7314 | 119.6643
Line17_5_19 | 9.5495e-05 | 0.00025719 | 0.00023292 | 9.5495e-05 | 0.00025719 | 0.00023292 | 2.2054e-05 | 5.9395e-05 | 5.3792e-05 | 2.2054e-05 | 5.9395e-05 | 5.3792e-05 | -2.1052e-05 | -5.3207e-05 | -3.3282e-05 | 2.1053e-05 | 5.3208e-05 | 3.3283e-05 | -6.2693e-06 | -2.5215e-05 | -4.1278e-05 | 6.2694e-06 | 2.5216e-05 | 4.1279e-05 | 163.2351 | 33.9126 | -111.4566 | -16.7648 | -146.0875 | 68.5434 |  | 0.99603 | 0.99132 | 0.98574 | 0.99604 | 0.99135 | 0.98576 | -0.18172 | -120.7314 | 119.6643 | -0.1814 | -120.7307 | 119.6641
Line1_1_3 | 9.4818e-05 | 0.00025592 | 0.00023183 | 9.4818e-05 | 0.00025592 | 0.00023183 | 2.1897e-05 | 5.9102e-05 | 5.3539e-05 | 2.1897e-05 | 5.9102e-05 | 5.3539e-05 | -2.092e-05 | -5.3021e-05 | -3.3228e-05 | 2.092e-05 | 5.3022e-05 | 3.3229e-05 | -6.1665e-06 | -2.4925e-05 | -4.1e-05 | 6.1666e-06 | 2.4926e-05 | 4.1001e-05 | 163.3944 | 34.0897 | -111.3124 | -16.6055 | -145.9103 | 68.6876 |  | 0.99602 | 0.99129 | 0.98571 | 0.99603 | 0.99132 | 0.98574 | -0.18204 | -120.7321 | 119.6645 | -0.18172 | -120.7314 | 119.6643
Line2_1_4 | 9.5723e-05 | 0.00025761 | 0.00023329 | 9.5723e-05 | 0.00025761 | 0.00023329 | 2.2106e-05 | 5.9493e-05 | 5.3876e-05 | 2.2106e-05 | 5.9493e-05 | 5.3876e-05 | -2.1097e-05 | -5.3268e-05 | -3.3299e-05 | 2.1097e-05 | 5.3269e-05 | 3.33e-05 | -6.3039e-06 | -2.531e-05 | -4.137e-05 | 6.304e-06 | 2.5311e-05 | 4.1371e-05 | 163.1813 | 33.8535 | -111.505 | -16.8186 | -146.1465 | 68.4951 |  | 0.99602 | 0.99129 | 0.98571 | 0.99603 | 0.99132 | 0.98574 | -0.18204 | -120.7321 | 119.6645 | -0.18172 | -120.7314 | 119.6643
Line3_1_5 | 9.5495e-05 | 0.00025719 | 0.00023292 | 9.5495e-05 | 0.00025719 | 0.00023292 | 2.2054e-05 | 5.9395e-05 | 5.3792e-05 | 2.2054e-05 | 5.9395e-05 | 5.3792e-05 | -2.1052e-05 | -5.3206e-05 | -3.3281e-05 | 2.1052e-05 | 5.3207e-05 | 3.3282e-05 | -6.2691e-06 | -2.5213e-05 | -4.1277e-05 | 6.2692e-06 | 2.5214e-05 | 4.1278e-05 | 163.2351 | 33.9127 | -111.4566 | -16.7648 | -146.0874 | 68.5434 |  | 0.99602 | 0.99129 | 0.98571 | 0.99603 | 0.99132 | 0.98574 | -0.18204 | -120.7321 | 119.6645 | -0.18172 | -120.7314 | 119.6643
Line4_2_6 | 9.5269e-05 | 0.00025676 | 0.00023256 | 9.5269e-05 | 0.00025676 | 0.00023256 | 2.2001e-05 | 5.9297e-05 | 5.3707e-05 | 2.2001e-05 | 5.9297e-05 | 5.3707e-05 | -2.1008e-05 | -5.3145e-05 | -3.3265e-05 | 2.1008e-05 | 5.3147e-05 | 3.3266e-05 | -6.2349e-06 | -2.5118e-05 | -4.1185e-05 | 6.235e-06 | 2.5119e-05 | 4.1186e-05 | 163.2884 | 33.972 | -111.4084 | -16.7115 | -146.0281 | 68.5916 |  | 0.99603 | 0.99132 | 0.98574 | 0.99604 | 0.99135 | 0.98576 | -0.18172 | -120.7314 | 119.6643 | -0.1814 | -120.7307 | 119.6641
Line5_6_7 | 9.5268e-05 | 0.00025676 | 0.00023256 | 9.5268e-05 | 0.00025676 | 0.00023256 | 2.2001e-05 | 5.9297e-05 | 5.3707e-05 | 2.2001e-05 | 5.9297e-05 | 5.3707e-05 | -2.1008e-05 | -5.3147e-05 | -3.3266e-05 | 2.1009e-05 | 5.3148e-05 | 3.3267e-05 | -6.235e-06 | -2.5119e-05 | -4.1186e-05 | 6.2352e-06 | 2.5121e-05 | 4.1187e-05 | 163.2885 | 33.9719 | -111.4084 | -16.7114 | -146.0282 | 68.5916 |  | 0.99604 | 0.99135 | 0.98576 | 0.99605 | 0.99138 | 0.98579 | -0.1814 | -120.7307 | 119.6641 | -0.18108 | -120.73 | 119.6639
Line6_7_8 | 0 | 0 | 0 | 0 | 0 | 0 | 0 | 0 | 0 | 0 | 0 | 0 | -1.5002e-10 | -1.5192e-10 | 1.1682e-11 | 1.1442e-10 | 1.3233e-10 | 4.3512e-11 | -9.6979e-11 | 2.9706e-10 | 3.6739e-11 | 5.3111e-11 | -2.4435e-10 | -4.5696e-11 | 0 | 0 | 0 | 0 | 0 | 0 |  | 0.99605 | 0.99138 | 0.98579 | 0.99605 | 0.99138 | 0.98579 | -0.18108 | -120.73 | 119.6639 | -0.18108 | -120.73 | 119.6639
Line7_8_9 | 0 | 0 | 0 | 0 | 0 | 0 | 0 | 0 | 0 | 0 | 0 | 0 | -5.0006e-11 | -5.0641e-11 | 3.894e-12 | 1.4403e-11 | 3.105e-11 | 5.13e-11 | -3.2326e-11 | 9.902e-11 | 1.2246e-11 | -1.1542e-11 | -4.631e-11 | -2.1203e-11 | 0 | 0 | 0 | 0 | 0 | 0 |  | 0.99605 | 0.99138 | 0.98579 | 0.99605 | 0.99138 | 0.98579 | -0.18108 | -120.73 | 119.6639 | -0.18108 | -120.73 | 119.6639
Line8_8_10 | 0 | 0 | 0 | 0 | 0 | 0 | 0 | 0 | 0 | 0 | 0 | 0 | -5.0006e-11 | -5.0641e-11 | 3.894e-12 | 1.4403e-11 | 3.105e-11 | 5.13e-11 | -3.2326e-11 | 9.902e-11 | 1.2246e-11 | -1.1542e-11 | -4.631e-11 | -2.1203e-11 | 0 | 0 | 0 | 0 | 0 | 0 |  | 0.99605 | 0.99138 | 0.98579 | 0.99605 | 0.99138 | 0.98579 | -0.18108 | -120.73 | 119.6639 | -0.18108 | -120.73 | 119.6639
Line9_3_11 | 9.4817e-05 | 0.00025592 | 0.00023183 | 9.4817e-05 | 0.00025592 | 0.00023183 | 2.1897e-05 | 5.9102e-05 | 5.3539e-05 | 2.1897e-05 | 5.9102e-05 | 5.3539e-05 | -2.092e-05 | -5.3022e-05 | -3.3229e-05 | 2.092e-05 | 5.3023e-05 | 3.323e-05 | -6.1666e-06 | -2.4927e-05 | -4.1001e-05 | 6.1668e-06 | 2.4928e-05 | 4.1002e-05 | 163.3945 | 34.0896 | -111.3125 | -16.6054 | -145.9104 | 68.6876 |  | 0.99603 | 0.99132 | 0.98574 | 0.99604 | 0.99135 | 0.98576 | -0.18172 | -120.7314 | 119.6643 | -0.1814 | -120.7307 | 119.6641

## LLG_min_fault_10
name | pf_ikss_a_from_ka | pf_ikss_b_from_ka | pf_ikss_c_from_ka | pf_ikss_a_to_ka | pf_ikss_b_to_ka | pf_ikss_c_to_ka | pf_skss_a_from_mw | pf_skss_b_from_mw | pf_skss_c_from_mw | pf_skss_a_to_mw | pf_skss_b_to_mw | pf_skss_c_to_mw | pf_p_a_from_mw | pf_p_b_from_mw | pf_p_c_from_mw | pf_p_a_to_mw | pf_p_b_to_mw | pf_p_c_to_mw | pf_q_a_from_mvar | pf_q_b_from_mvar | pf_q_c_from_mvar | pf_q_a_to_mvar | pf_q_b_to_mvar | pf_q_c_to_mvar | pf_ikss_a_from_degree | pf_ikss_b_from_degree | pf_ikss_c_from_degree | pf_ikss_a_to_degree | pf_ikss_b_to_degree | pf_ikss_c_to_degree | 3xI0 | pf_vm_a_from_pu | pf_vm_b_from_pu | pf_vm_c_from_pu | pf_vm_a_to_pu | pf_vm_b_to_pu | pf_vm_c_to_pu | pf_va_a_from_degree | pf_va_b_from_degree | pf_va_c_from_degree | pf_va_a_to_degree | pf_va_b_to_degree | pf_va_c_to_degree
Line0_1_2 | 9.5269e-05 | 0.00025676 | 0.00023256 | 9.5269e-05 | 0.00025676 | 0.00023256 | 2.2001e-05 | 5.9297e-05 | 5.3707e-05 | 2.2001e-05 | 5.9297e-05 | 5.3707e-05 | -2.1008e-05 | -5.3144e-05 | -3.3264e-05 | 2.1008e-05 | 5.3145e-05 | 3.3265e-05 | -6.2347e-06 | -2.5116e-05 | -4.1184e-05 | 6.2349e-06 | 2.5118e-05 | 4.1185e-05 | 163.2884 | 33.9721 | -111.4084 | -16.7115 | -146.0279 | 68.5916 |  | 0.99602 | 0.99129 | 0.98571 | 0.99603 | 0.99132 | 0.98574 | -0.18204 | -120.7321 | 119.6645 | -0.18172 | -120.7314 | 119.6643
Line10_11_12 | 9.4817e-05 | 0.00025592 | 0.00023183 | 9.4817e-05 | 0.00025592 | 0.00023183 | 2.1897e-05 | 5.9102e-05 | 5.3539e-05 | 2.1897e-05 | 5.9102e-05 | 5.3539e-05 | -2.092e-05 | -5.3023e-05 | -3.323e-05 | 2.0921e-05 | 5.3024e-05 | 3.3231e-05 | -6.1668e-06 | -2.4928e-05 | -4.1002e-05 | 6.1669e-06 | 2.4929e-05 | 4.1003e-05 | 163.3945 | 34.0895 | -111.3125 | -16.6054 | -145.9105 | 68.6876 |  | 0.99604 | 0.99135 | 0.98576 | 0.99605 | 0.99138 | 0.98579 | -0.1814 | -120.7307 | 119.6641 | -0.18108 | -120.73 | 119.6639
Line11_12_13 | 9.4817e-05 | 0.00025592 | 0.00023183 | 9.4817e-05 | 0.00025592 | 0.00023183 | 2.1897e-05 | 5.9102e-05 | 5.3539e-05 | 2.1897e-05 | 5.9102e-05 | 5.3539e-05 | -2.0921e-05 | -5.3024e-05 | -3.3231e-05 | 2.0921e-05 | 5.3025e-05 | 3.3232e-05 | -6.1669e-06 | -2.4929e-05 | -4.1003e-05 | 6.1671e-06 | 2.4931e-05 | 4.1004e-05 | 163.3946 | 34.0894 | -111.3125 | -16.6053 | -145.9106 | 68.6876 |  | 0.99605 | 0.99138 | 0.98579 | 0.99606 | 0.9914 | 0.98582 | -0.18108 | -120.73 | 119.6639 | -0.18076 | -120.7293 | 119.6637
Line12_13_15 | 0 | 0 | 0 | 0 | 0 | 0 | 0 | 0 | 0 | 0 | 0 | 0 | -1.4992e-10 | -1.5137e-10 | 1.1735e-11 | 1.1431e-10 | 1.3186e-10 | 4.3381e-11 | -9.6752e-11 | 2.9681e-10 | 3.6613e-11 | 5.2979e-11 | -2.4414e-10 | -4.5624e-11 | 0 | 0 | 0 | 0 | 0 | 0 |  | 0.99606 | 0.9914 | 0.98582 | 0.99606 | 0.9914 | 0.98582 | -0.18076 | -120.7293 | 119.6637 | -0.18076 | -120.7293 | 119.6637
Line13_13_14 | 9.4816e-05 | 0.00025592 | 0.00023183 | 9.4816e-05 | 0.00025592 | 0.00023183 | 2.1897e-05 | 5.9102e-05 | 5.3539e-05 | 2.1897e-05 | 5.9102e-05 | 5.3539e-05 | -2.0921e-05 | -5.3025e-05 | -3.3232e-05 | 2.0921e-05 | 5.3026e-05 | 3.3234e-05 | -6.167e-06 | -2.4931e-05 | -4.1004e-05 | 6.1671e-06 | 2.4933e-05 | 4.1005e-05 | 163.3948 | 34.089 | -111.3125 | -16.6052 | -145.9111 | 68.6876 |  | 0.99606 | 0.9914 | 0.98582 | 0.99607 | 0.99143 | 0.98584 | -0.18076 | -120.7293 | 119.6637 | -0.18044 | -120.7286 | 119.6635
Line14_15_16 | 0 | 0 | 0 | 0 | 0 | 0 | 0 | 0 | 0 | 0 | 0 | 0 | -9.9948e-11 | -1.0091e-10 | 7.8234e-12 | 6.4338e-11 | 8.1406e-11 | 4.7293e-11 | -6.4501e-11 | 1.9787e-10 | 2.4409e-11 | 2.0729e-11 | -1.452e-10 | -3.3419e-11 | 0 | 0 | 0 | 0 | 0 | 0 |  | 0.99606 | 0.9914 | 0.98582 | 0.99606 | 0.9914 | 0.98582 | -0.18076 | -120.7293 | 119.6637 | -0.18076 | -120.7293 | 119.6637
Line15_16_17 | 0 | 0 | 0 | 0 | 0 | 0 | 0 | 0 | 0 | 0 | 0 | 0 | -4.9974e-11 | -5.0456e-11 | 3.9117e-12 | 1.4364e-11 | 3.095e-11 | 5.1204e-11 | -3.2251e-11 | 9.8935e-11 | 1.2204e-11 | -1.1522e-11 | -4.6267e-11 | -2.1215e-11 | 0 | 0 | 0 | 0 | 0 | 0 |  | 0.99606 | 0.9914 | 0.98582 | 0.99606 | 0.9914 | 0.98582 | -0.18076 | -120.7293 | 119.6637 | -0.18076 | -120.7293 | 119.6637
Line16_4_18 | 0 | 0 | 0 | 0 | 0 | 0 | 0 | 0 | 0 | 0 | 0 | 0 | -5.007e-11 | -5.1016e-11 | 3.8572e-12 | 1.4484e-11 | 3.1252e-11 | 5.1493e-11 | -3.2479e-11 | 9.9188e-11 | 1.2331e-11 | -1.1583e-11 | -4.6396e-11 | -2.1177e-11 | 0 | 0 | 0 | 0 | 0 | 0 |  | 0.99603 | 0.99132 | 0.98574 | 0.99603 | 0.99132 | 0.98574 | -0.18172 | -120.7314 | 119.6643 | -0.18172 | -120.7314 | 119.6643
Line17_5_19 | 9.5495e-05 | 0.00025719 | 0.00023292 | 9.5495e-05 | 0.00025719 | 0.00023292 | 2.2054e-05 | 5.9395e-05 | 5.3792e-05 | 2.2054e-05 | 5.9395e-05 | 5.3792e-05 | -2.1052e-05 | -5.3207e-05 | -3.3282e-05 | 2.1053e-05 | 5.3208e-05 | 3.3283e-05 | -6.2693e-06 | -2.5215e-05 | -4.1278e-05 | 6.2694e-06 | 2.5216e-05 | 4.1279e-05 | 163.2351 | 33.9126 | -111.4566 | -16.7648 | -146.0875 | 68.5434 |  | 0.99603 | 0.99132 | 0.98574 | 0.99604 | 0.99135 | 0.98576 | -0.18172 | -120.7314 | 119.6643 | -0.1814 | -120.7307 | 119.6641
Line1_1_3 | 9.4818e-05 | 0.00025592 | 0.00023183 | 9.4818e-05 | 0.00025592 | 0.00023183 | 2.1897e-05 | 5.9102e-05 | 5.3539e-05 | 2.1897e-05 | 5.9102e-05 | 5.3539e-05 | -2.092e-05 | -5.3021e-05 | -3.3228e-05 | 2.092e-05 | 5.3022e-05 | 3.3229e-05 | -6.1665e-06 | -2.4925e-05 | -4.1e-05 | 6.1666e-06 | 2.4926e-05 | 4.1001e-05 | 163.3944 | 34.0897 | -111.3124 | -16.6055 | -145.9103 | 68.6876 |  | 0.99602 | 0.99129 | 0.98571 | 0.99603 | 0.99132 | 0.98574 | -0.18204 | -120.7321 | 119.6645 | -0.18172 | -120.7314 | 119.6643
Line2_1_4 | 9.5723e-05 | 0.00025761 | 0.00023329 | 9.5723e-05 | 0.00025761 | 0.00023329 | 2.2106e-05 | 5.9493e-05 | 5.3876e-05 | 2.2106e-05 | 5.9493e-05 | 5.3876e-05 | -2.1097e-05 | -5.3268e-05 | -3.3299e-05 | 2.1097e-05 | 5.3269e-05 | 3.33e-05 | -6.3039e-06 | -2.531e-05 | -4.137e-05 | 6.304e-06 | 2.5311e-05 | 4.1371e-05 | 163.1813 | 33.8535 | -111.505 | -16.8186 | -146.1465 | 68.4951 |  | 0.99602 | 0.99129 | 0.98571 | 0.99603 | 0.99132 | 0.98574 | -0.18204 | -120.7321 | 119.6645 | -0.18172 | -120.7314 | 119.6643
Line3_1_5 | 9.5495e-05 | 0.00025719 | 0.00023292 | 9.5495e-05 | 0.00025719 | 0.00023292 | 2.2054e-05 | 5.9395e-05 | 5.3792e-05 | 2.2054e-05 | 5.9395e-05 | 5.3792e-05 | -2.1052e-05 | -5.3206e-05 | -3.3281e-05 | 2.1052e-05 | 5.3207e-05 | 3.3282e-05 | -6.2691e-06 | -2.5213e-05 | -4.1277e-05 | 6.2692e-06 | 2.5214e-05 | 4.1278e-05 | 163.2351 | 33.9127 | -111.4566 | -16.7648 | -146.0874 | 68.5434 |  | 0.99602 | 0.99129 | 0.98571 | 0.99603 | 0.99132 | 0.98574 | -0.18204 | -120.7321 | 119.6645 | -0.18172 | -120.7314 | 119.6643
Line4_2_6 | 9.5269e-05 | 0.00025676 | 0.00023256 | 9.5269e-05 | 0.00025676 | 0.00023256 | 2.2001e-05 | 5.9297e-05 | 5.3707e-05 | 2.2001e-05 | 5.9297e-05 | 5.3707e-05 | -2.1008e-05 | -5.3145e-05 | -3.3265e-05 | 2.1008e-05 | 5.3147e-05 | 3.3266e-05 | -6.2349e-06 | -2.5118e-05 | -4.1185e-05 | 6.235e-06 | 2.5119e-05 | 4.1186e-05 | 163.2884 | 33.972 | -111.4084 | -16.7115 | -146.0281 | 68.5916 |  | 0.99603 | 0.99132 | 0.98574 | 0.99604 | 0.99135 | 0.98576 | -0.18172 | -120.7314 | 119.6643 | -0.1814 | -120.7307 | 119.6641
Line5_6_7 | 9.5268e-05 | 0.00025676 | 0.00023256 | 9.5268e-05 | 0.00025676 | 0.00023256 | 2.2001e-05 | 5.9297e-05 | 5.3707e-05 | 2.2001e-05 | 5.9297e-05 | 5.3707e-05 | -2.1008e-05 | -5.3147e-05 | -3.3266e-05 | 2.1009e-05 | 5.3148e-05 | 3.3267e-05 | -6.235e-06 | -2.5119e-05 | -4.1186e-05 | 6.2352e-06 | 2.5121e-05 | 4.1187e-05 | 163.2885 | 33.9719 | -111.4084 | -16.7114 | -146.0282 | 68.5916 |  | 0.99604 | 0.99135 | 0.98576 | 0.99605 | 0.99138 | 0.98579 | -0.1814 | -120.7307 | 119.6641 | -0.18108 | -120.73 | 119.6639
Line6_7_8 | 0 | 0 | 0 | 0 | 0 | 0 | 0 | 0 | 0 | 0 | 0 | 0 | -1.5002e-10 | -1.5192e-10 | 1.1682e-11 | 1.1442e-10 | 1.3233e-10 | 4.3512e-11 | -9.6979e-11 | 2.9706e-10 | 3.6739e-11 | 5.3111e-11 | -2.4435e-10 | -4.5696e-11 | 0 | 0 | 0 | 0 | 0 | 0 |  | 0.99605 | 0.99138 | 0.98579 | 0.99605 | 0.99138 | 0.98579 | -0.18108 | -120.73 | 119.6639 | -0.18108 | -120.73 | 119.6639
Line7_8_9 | 0 | 0 | 0 | 0 | 0 | 0 | 0 | 0 | 0 | 0 | 0 | 0 | -5.0006e-11 | -5.0641e-11 | 3.894e-12 | 1.4403e-11 | 3.105e-11 | 5.13e-11 | -3.2326e-11 | 9.902e-11 | 1.2246e-11 | -1.1542e-11 | -4.631e-11 | -2.1203e-11 | 0 | 0 | 0 | 0 | 0 | 0 |  | 0.99605 | 0.99138 | 0.98579 | 0.99605 | 0.99138 | 0.98579 | -0.18108 | -120.73 | 119.6639 | -0.18108 | -120.73 | 119.6639
Line8_8_10 | 0 | 0 | 0 | 0 | 0 | 0 | 0 | 0 | 0 | 0 | 0 | 0 | -5.0006e-11 | -5.0641e-11 | 3.894e-12 | 1.4403e-11 | 3.105e-11 | 5.13e-11 | -3.2326e-11 | 9.902e-11 | 1.2246e-11 | -1.1542e-11 | -4.631e-11 | -2.1203e-11 | 0 | 0 | 0 | 0 | 0 | 0 |  | 0.99605 | 0.99138 | 0.98579 | 0.99605 | 0.99138 | 0.98579 | -0.18108 | -120.73 | 119.6639 | -0.18108 | -120.73 | 119.6639
Line9_3_11 | 9.4817e-05 | 0.00025592 | 0.00023183 | 9.4817e-05 | 0.00025592 | 0.00023183 | 2.1897e-05 | 5.9102e-05 | 5.3539e-05 | 2.1897e-05 | 5.9102e-05 | 5.3539e-05 | -2.092e-05 | -5.3022e-05 | -3.3229e-05 | 2.092e-05 | 5.3023e-05 | 3.323e-05 | -6.1666e-06 | -2.4927e-05 | -4.1001e-05 | 6.1668e-06 | 2.4928e-05 | 4.1002e-05 | 163.3945 | 34.0896 | -111.3125 | -16.6054 | -145.9104 | 68.6876 |  | 0.99603 | 0.99132 | 0.98574 | 0.99604 | 0.99135 | 0.98576 | -0.18172 | -120.7314 | 119.6643 | -0.1814 | -120.7307 | 119.6641