## LLL_max_6
name | pf_ikss_from_ka | pf_ikss_to_ka | pf_ip_from_ka | pf_ip_to_ka | pf_skss_from_mw | pf_skss_to_mw | pf_p_from_mw | pf_p_to_mw | pf_q_from_mvar | pf_q_to_mvar | pf_ikss_from_degree | pf_ikss_to_degree | pf_vm_from_pu | pf_vm_to_pu | pf_va_from_degree | pf_va_to_degree
Line0_1_2 | 0.67127 | 0.67127 | 0 | 0 | 0.46507 | 0.46507 | -0.011121 | 0.024639 | -0.12747 | 0.15451 | 104.0538 | -75.9462 | 0.27513 | 0.33642 | 9.0679 | 4.9933
Line10_11_12 | 0.59764 | 0.59764 | 0 | 0 | 0.41406 | 0.41406 | -0.032715 | 0.043431 | -0.15622 | 0.17765 | 104.7529 | -75.2471 | 0.38548 | 0.44168 | 2.9251 | 1.0152
Line11_12_13 | 0.59764 | 0.59764 | 0 | 0 | 0.41406 | 0.41406 | -0.043431 | 0.054146 | -0.17765 | 0.19908 | 104.7529 | -75.2471 | 0.44168 | 0.49827 | 1.0152 | -0.46229
Line12_13_15 | 0 | 0 | 0 | 0 | 0 | 0 | 0 | 0 | 0 | 0 | 0 | 0 | 0.49827 | 0.49827 | -0.46229 | -0.46229
Line13_13_14 | 0.59764 | 0.59764 | 0 | 0 | 0.41406 | 0.41406 | -0.054146 | 0.064861 | -0.19908 | 0.22051 | 104.7529 | -75.2471 | 0.49827 | 0.55512 | -0.46229 | -1.6378
Line14_15_16 | 0 | 0 | 0 | 0 | 0 | 0 | 0 | 0 | 0 | 0 | 0 | 0 | 0.49827 | 0.49827 | -0.46229 | -0.46229
Line15_16_17 | 0 | 0 | 0 | 0 | 0 | 0 | 0 | 0 | 0 | 0 | 0 | 0 | 0.49827 | 0.49827 | -0.46229 | -0.46229
Line16_4_18 | 0 | 0 | 0 | 0 | 0 | 0 | 0 | 0 | 0 | 0 | 0 | 0 | 0.34476 | 0.34476 | 4.3555 | 4.3555
Line17_5_19 | 0.71524 | 0.71524 | 0 | 0 | 0.49553 | 0.49553 | -0.026205 | 0.041551 | -0.1666 | 0.19729 | 103.6358 | -76.3642 | 0.34033 | 0.40687 | 4.6967 | 1.7424
Line1_1_3 | 0.59764 | 0.59764 | 0 | 0 | 0.41406 | 0.41406 | -0.011285 | 0.022 | -0.11336 | 0.13479 | 104.7529 | -75.2471 | 0.27513 | 0.32984 | 9.0679 | 5.483
Line2_1_4 | 0.76527 | 0.76527 | 0 | 0 | 0.5302 | 0.5302 | -0.010408 | 0.027977 | -0.1455 | 0.18064 | 103.1595 | -76.8405 | 0.27513 | 0.34476 | 9.0679 | 4.3555
Line3_1_5 | 0.71524 | 0.71524 | 0 | 0 | 0.49553 | 0.49553 | -0.010858 | 0.026205 | -0.1359 | 0.1666 | 103.6358 | -76.3642 | 0.27513 | 0.34033 | 9.0679 | 4.6967
Line4_2_6 | 0.67127 | 0.67127 | 0 | 0 | 0.46507 | 0.46507 | -0.024639 | 0.038157 | -0.15451 | 0.18154 | 104.0538 | -75.9462 | 0.33642 | 0.39888 | 4.9933 | 2.1841
Line5_6_7 | 0.67127 | 0.67127 | 0 | 0 | 0.46507 | 0.46507 | -0.038157 | 0.051675 | -0.18154 | 0.20858 | 104.0538 | -75.9462 | 0.39888 | 0.46205 | 2.1841 | 0.1391
Line6_7_8 | 0 | 0 | 0 | 0 | 0 | 0 | 0 | 0 | 0 | 0 | 0 | 0 | 0.46205 | 0.46205 | 0.1391 | 0.1391
Line7_8_9 | 0 | 0 | 0 | 0 | 0 | 0 | 0 | 0 | 0 | 0 | 0 | 0 | 0.46205 | 0.46205 | 0.1391 | 0.1391
Line8_8_10 | 0 | 0 | 0 | 0 | 0 | 0 | 0 | 0 | 0 | 0 | 0 | 0 | 0.46205 | 0.46205 | 0.1391 | 0.1391
Line9_3_11 | 0.59764 | 0.59764 | 0 | 0 | 0.41406 | 0.41406 | -0.022 | 0.032715 | -0.13479 | 0.15622 | 104.7529 | -75.2471 | 0.32984 | 0.38548 | 5.483 | 2.9251

## LLL_max_10
name | pf_ikss_from_ka | pf_ikss_to_ka | pf_ip_from_ka | pf_ip_to_ka | pf_skss_from_mw | pf_skss_to_mw | pf_p_from_mw | pf_p_to_mw | pf_q_from_mvar | pf_q_to_mvar | pf_ikss_from_degree | pf_ikss_to_degree | pf_vm_from_pu | pf_vm_to_pu | pf_va_from_degree | pf_va_to_degree
Line0_1_2 | 0.6503 | 0.6503 | 0 | 0 | 0.45054 | 0.45054 | -0.010894 | 0.02358 | -0.12518 | 0.15055 | 103.9276 | -76.0724 | 0.27889 | 0.33823 | 8.9539 | 5.0259
Line10_11_12 | 0.58136 | 0.58136 | 0 | 0 | 0.40278 | 0.40278 | -0.031334 | 0.041473 | -0.15235 | 0.17262 | 104.6016 | -75.3984 | 0.38615 | 0.44078 | 2.9793 | 1.0922
Line11_12_13 | 0.58136 | 0.58136 | 0 | 0 | 0.40278 | 0.40278 | -0.041473 | 0.051613 | -0.17262 | 0.1929 | 104.6016 | -75.3984 | 0.44078 | 0.49578 | 1.0922 | -0.37747
Line12_13_15 | 0 | 0 | 0 | 0 | 0 | 0 | 0 | 0 | 0 | 0 | 0 | 0 | 0.49578 | 0.49578 | -0.37747 | -0.37746
Line13_13_14 | 0.58136 | 0.58136 | 0 | 0 | 0.40278 | 0.40278 | -0.051613 | 0.061752 | -0.1929 | 0.21318 | 104.6016 | -75.3984 | 0.49578 | 0.55104 | -0.37747 | -1.553
Line14_15_16 | 0 | 0 | 0 | 0 | 0 | 0 | 0 | 0 | 0 | 0 | 0 | 0 | 0.49578 | 0.49578 | -0.37746 | -0.37746
Line15_16_17 | 0 | 0 | 0 | 0 | 0 | 0 | 0 | 0 | 0 | 0 | 0 | 0 | 0.49578 | 0.49578 | -0.37746 | -0.37746
Line16_4_18 | 0 | 0 | 0 | 0 | 0 | 0 | 0 | 0 | 0 | 0 | 0 | 0 | 0.34597 | 0.34597 | 4.4341 | 4.4341
Line17_5_19 | 0.69119 | 0.69119 | 0 | 0 | 0.47887 | 0.47887 | -0.024981 | 0.039314 | -0.16179 | 0.19046 | 103.5273 | -76.4727 | 0.34187 | 0.40611 | 4.75 | 1.8643
Line1_1_3 | 0.58136 | 0.58136 | 0 | 0 | 0.40278 | 0.40278 | -0.011055 | 0.021194 | -0.11179 | 0.13207 | 104.6016 | -75.3984 | 0.27889 | 0.33208 | 8.9539 | 5.4844
Line2_1_4 | 0.73749 | 0.73749 | 0 | 0 | 0.51095 | 0.51095 | -0.010237 | 0.026554 | -0.14213 | 0.17477 | 103.0734 | -76.9266 | 0.27889 | 0.34597 | 8.9539 | 4.4341
Line3_1_5 | 0.69119 | 0.69119 | 0 | 0 | 0.47887 | 0.47887 | -0.010649 | 0.024981 | -0.13313 | 0.16179 | 103.5273 | -76.4727 | 0.27889 | 0.34187 | 8.9539 | 4.75
Line4_2_6 | 0.6503 | 0.6503 | 0 | 0 | 0.45054 | 0.45054 | -0.02358 | 0.036267 | -0.15055 | 0.17593 | 103.9276 | -76.0724 | 0.33823 | 0.39869 | 5.0259 | 2.2793
Line5_6_7 | 0.6503 | 0.6503 | 0 | 0 | 0.45054 | 0.45054 | -0.036267 | 0.048954 | -0.17593 | 0.2013 | 103.9276 | -76.0724 | 0.39869 | 0.45982 | 2.2793 | 0.25926
Line6_7_8 | 0 | 0 | 0 | 0 | 0 | 0 | 0 | 0 | 0 | 0 | 0 | 0 | 0.45982 | 0.45982 | 0.25926 | 0.25926
Line7_8_9 | 0 | 0 | 0 | 0 | 0 | 0 | 0 | 0 | 0 | 0 | 0 | 0 | 0.45982 | 0.45982 | 0.25926 | 0.25926
Line8_8_10 | 0 | 0 | 0 | 0 | 0 | 0 | 0 | 0 | 0 | 0 | 0 | 0 | 0.45982 | 0.45982 | 0.25926 | 0.25926
Line9_3_11 | 0.58136 | 0.58136 | 0 | 0 | 0.40278 | 0.40278 | -0.021194 | 0.031334 | -0.13207 | 0.15235 | 104.6016 | -75.3984 | 0.33208 | 0.38615 | 5.4844 | 2.9793

## LLL_max_fault_6
name | pf_ikss_from_ka | pf_ikss_to_ka | pf_ip_from_ka | pf_ip_to_ka | pf_skss_from_mw | pf_skss_to_mw | pf_p_from_mw | pf_p_to_mw | pf_q_from_mvar | pf_q_to_mvar | pf_ikss_from_degree | pf_ikss_to_degree | pf_vm_from_pu | pf_vm_to_pu | pf_va_from_degree | pf_va_to_degree
Line0_1_2 | 0.11823 | 0.11823 | 0 | 0 | 0.081914 | 0.081914 | -0.014777 | 0.015197 | -0.091835 | 0.092674 | 98.7809 | -81.2191 | 1.1355 | 1.1465 | -0.36018 | -0.5315
Line10_11_12 | 0.10529 | 0.10529 | 0 | 0 | 0.07295 | 0.07295 | -0.013578 | 0.01391 | -0.083155 | 0.08382 | 98.6076 | -81.3924 | 1.155 | 1.1647 | -0.66598 | -0.81505
Line11_12_13 | 0.10529 | 0.10529 | 0 | 0 | 0.07295 | 0.07295 | -0.01391 | 0.014243 | -0.08382 | 0.084485 | 98.6076 | -81.3924 | 1.1647 | 1.1745 | -0.81505 | -0.96165
Line12_13_15 | 0 | 0 | 0 | 0 | 0 | 0 | 0 | 0 | 0 | 0 | 0 | 0 | 1.1745 | 1.1745 | -0.96165 | -0.96165
Line13_13_14 | 0.10529 | 0.10529 | 0 | 0 | 0.07295 | 0.07295 | -0.014243 | 0.014576 | -0.084485 | 0.085151 | 98.6076 | -81.3924 | 1.1745 | 1.1842 | -0.96165 | -1.1058
Line14_15_16 | 0 | 0 | 0 | 0 | 0 | 0 | 0 | 0 | 0 | 0 | 0 | 0 | 1.1745 | 1.1745 | -0.96165 | -0.96165
Line15_16_17 | 0 | 0 | 0 | 0 | 0 | 0 | 0 | 0 | 0 | 0 | 0 | 0 | 1.1745 | 1.1745 | -0.96165 | -0.96165
Line16_4_18 | 0 | 0 | 0 | 0 | 0 | 0 | 0 | 0 | 0 | 0 | 0 | 0 | 1.148 | 1.148 | -0.55278 | -0.55278
Line17_5_19 | 0.12596 | 0.12596 | 0 | 0 | 0.087269 | 0.087269 | -0.016396 | 0.016872 | -0.098762 | 0.099714 | 98.8846 | -81.1154 | 1.1472 | 1.1588 | -0.54153 | -0.71923
Line1_1_3 | 0.10529 | 0.10529 | 0 | 0 | 0.07295 | 0.07295 | -0.012913 | 0.013245 | -0.081825 | 0.08249 | 98.6076 | -81.3924 | 1.1355 | 1.1453 | -0.36018 | -0.51438
Line2_1_4 | 0.13476 | 0.13476 | 0 | 0 | 0.093365 | 0.093365 | -0.017248 | 0.017793 | -0.10461 | 0.1057 | 99.0026 | -80.9974 | 1.1355 | 1.148 | -0.36018 | -0.55278
Line3_1_5 | 0.12596 | 0.12596 | 0 | 0 | 0.087269 | 0.087269 | -0.01592 | 0.016396 | -0.09781 | 0.098762 | 98.8846 | -81.1154 | 1.1355 | 1.1472 | -0.36018 | -0.54153
Line4_2_6 | 0.11823 | 0.11823 | 0 | 0 | 0.081914 | 0.081914 | -0.015197 | 0.015616 | -0.092674 | 0.093513 | 98.7809 | -81.2191 | 1.1465 | 1.1574 | -0.5315 | -0.69957
Line5_6_7 | 0.11823 | 0.11823 | 0 | 0 | 0.081914 | 0.081914 | -0.015616 | 0.016035 | -0.093513 | 0.094351 | 98.7809 | -81.2191 | 1.1574 | 1.1683 | -0.69957 | -0.8645
Line6_7_8 | 0 | 0 | 0 | 0 | 0 | 0 | 0 | 0 | 0 | 0 | 0 | 0 | 1.1683 | 1.1683 | -0.8645 | -0.8645
Line7_8_9 | 0 | 0 | 0 | 0 | 0 | 0 | 0 | 0 | 0 | 0 | 0 | 0 | 1.1683 | 1.1683 | -0.8645 | -0.8645
Line8_8_10 | 0 | 0 | 0 | 0 | 0 | 0 | 0 | 0 | 0 | 0 | 0 | 0 | 1.1683 | 1.1683 | -0.8645 | -0.8645
Line9_3_11 | 0.10529 | 0.10529 | 0 | 0 | 0.07295 | 0.07295 | -0.013245 | 0.013578 | -0.08249 | 0.083155 | 98.6076 | -81.3924 | 1.1453 | 1.155 | -0.51438 | -0.66598

## LLL_max_fault_10
name | pf_ikss_from_ka | pf_ikss_to_ka | pf_ip_from_ka | pf_ip_to_ka | pf_skss_from_mw | pf_skss_to_mw | pf_p_from_mw | pf_p_to_mw | pf_q_from_mvar | pf_q_to_mvar | pf_ikss_from_degree | pf_ikss_to_degree | pf_vm_from_pu | pf_vm_to_pu | pf_va_from_degree | pf_va_to_degree
Line0_1_2 | 0.11879 | 0.11879 | 0 | 0 | 0.082299 | 0.082299 | -0.014653 | 0.015076 | -0.092505 | 0.093351 | 98.6444 | -81.3556 | 1.138 | 1.149 | -0.35676 | -0.52983
Line10_11_12 | 0.10623 | 0.10623 | 0 | 0 | 0.073598 | 0.073598 | -0.013532 | 0.01387 | -0.084118 | 0.084796 | 98.4716 | -81.5284 | 1.1576 | 1.1675 | -0.66693 | -0.81811
Line11_12_13 | 0.10623 | 0.10623 | 0 | 0 | 0.073598 | 0.073598 | -0.01387 | 0.014209 | -0.084796 | 0.085473 | 98.4716 | -81.5284 | 1.1675 | 1.1773 | -0.81811 | -0.96677
Line12_13_15 | 0 | 0 | 0 | 0 | 0 | 0 | 0 | 0 | 0 | 0 | 0 | 0 | 1.1773 | 1.1773 | -0.96677 | -0.96677
Line13_13_14 | 0.10623 | 0.10623 | 0 | 0 | 0.073598 | 0.073598 | -0.014209 | 0.014547 | -0.085473 | 0.08615 | 98.4716 | -81.5284 | 1.1773 | 1.1871 | -0.96677 | -1.113
Line14_15_16 | 0 | 0 | 0 | 0 | 0 | 0 | 0 | 0 | 0 | 0 | 0 | 0 | 1.1773 | 1.1773 | -0.96677 | -0.96677
Line15_16_17 | 0 | 0 | 0 | 0 | 0 | 0 | 0 | 0 | 0 | 0 | 0 | 0 | 1.1773 | 1.1773 | -0.96677 | -0.96677
Line16_4_18 | 0 | 0 | 0 | 0 | 0 | 0 | 0 | 0 | 0 | 0 | 0 | 0 | 1.1505 | 1.1505 | -0.55037 | -0.55037
Line17_5_19 | 0.12624 | 0.12624 | 0 | 0 | 0.087462 | 0.087462 | -0.016227 | 0.016705 | -0.099236 | 0.10019 | 98.747 | -81.253 | 1.1497 | 1.1614 | -0.53954 | -0.71865
Line1_1_3 | 0.10623 | 0.10623 | 0 | 0 | 0.073598 | 0.073598 | -0.012854 | 0.013193 | -0.082764 | 0.083441 | 98.4716 | -81.5284 | 1.138 | 1.1478 | -0.35676 | -0.51317
Line2_1_4 | 0.13468 | 0.13468 | 0 | 0 | 0.093309 | 0.093309 | -0.017014 | 0.017558 | -0.10482 | 0.1059 | 98.8633 | -81.1367 | 1.138 | 1.1505 | -0.35676 | -0.55037
Line3_1_5 | 0.12624 | 0.12624 | 0 | 0 | 0.087462 | 0.087462 | -0.015748 | 0.016227 | -0.09828 | 0.099236 | 98.747 | -81.253 | 1.138 | 1.1497 | -0.35676 | -0.53954
Line4_2_6 | 0.11879 | 0.11879 | 0 | 0 | 0.082299 | 0.082299 | -0.015076 | 0.0155 | -0.093351 | 0.094198 | 98.6444 | -81.3556 | 1.149 | 1.16 | -0.52983 | -0.69964
Line5_6_7 | 0.11879 | 0.11879 | 0 | 0 | 0.082299 | 0.082299 | -0.0155 | 0.015923 | -0.094198 | 0.095044 | 98.6444 | -81.3556 | 1.16 | 1.171 | -0.69964 | -0.86625
Line6_7_8 | 0 | 0 | 0 | 0 | 0 | 0 | 0 | 0 | 0 | 0 | 0 | 0 | 1.171 | 1.171 | -0.86625 | -0.86625
Line7_8_9 | 0 | 0 | 0 | 0 | 0 | 0 | 0 | 0 | 0 | 0 | 0 | 0 | 1.171 | 1.171 | -0.86625 | -0.86625
Line8_8_10 | 0 | 0 | 0 | 0 | 0 | 0 | 0 | 0 | 0 | 0 | 0 | 0 | 1.171 | 1.171 | -0.86625 | -0.86625
Line9_3_11 | 0.10623 | 0.10623 | 0 | 0 | 0.073598 | 0.073598 | -0.013193 | 0.013532 | -0.083441 | 0.084118 | 98.4716 | -81.5284 | 1.1478 | 1.1576 | -0.51317 | -0.66693

## LLL_min_6
name | pf_ikss_from_ka | pf_ikss_to_ka | pf_ip_from_ka | pf_ip_to_ka | pf_skss_from_mw | pf_skss_to_mw | pf_p_from_mw | pf_p_to_mw | pf_q_from_mvar | pf_q_to_mvar | pf_ikss_from_degree | pf_ikss_to_degree | pf_vm_from_pu | pf_vm_to_pu | pf_va_from_degree | pf_va_to_degree
Line0_1_2 | 0.016264 | 0.016264 | 0 | 0 | 0.011268 | 0.011268 | -6.3685e-06 | 2.1604e-05 | -7.5945e-05 | 9.1816e-05 | 106.7727 | -73.2273 | 0.0067637 | 0.008371 | 11.9792 | 3.5319
Line10_11_12 | 0.016207 | 0.016207 | 0 | 0 | 0.011228 | 0.011228 | -3.6739e-05 | 5.1869e-05 | -0.00010719 | 0.00012295 | 106.8745 | -73.1255 | 0.010091 | 0.011884 | -2.045 | -5.9993
Line11_12_13 | 0.016207 | 0.016207 | 0 | 0 | 0.011228 | 0.011228 | -5.1869e-05 | 6.6998e-05 | -0.00012295 | 0.00013871 | 106.8744 | -73.1256 | 0.011884 | 0.013719 | -5.9993 | -8.9069
Line12_13_15 | 0 | 0 | 0 | 0 | 0 | 0 | 0 | 0 | 0 | 0 | 0 | 0 | 0.013719 | 0.013719 | -8.9069 | -8.9069
Line13_13_14 | 0.016207 | 0.016207 | 0 | 0 | 0.011228 | 0.011228 | -6.6997e-05 | 8.2127e-05 | -0.00013871 | 0.00015447 | 106.8742 | -73.1258 | 0.013719 | 0.01558 | -8.9069 | -11.1243
Line14_15_16 | 0 | 0 | 0 | 0 | 0 | 0 | 0 | 0 | 0 | 0 | 0 | 0 | 0.013719 | 0.013719 | -8.9069 | -8.9069
Line15_16_17 | 0 | 0 | 0 | 0 | 0 | 0 | 0 | 0 | 0 | 0 | 0 | 0 | 0.013719 | 0.013719 | -8.9069 | -8.9068
Line16_4_18 | 0 | 0 | 0 | 0 | 0 | 0 | 0 | 0 | 0 | 0 | 0 | 0 | 0.0083751 | 0.0083751 | 3.4873 | 3.4873
Line17_5_19 | 0.016292 | 0.016292 | 0 | 0 | 0.011288 | 0.011288 | -2.16e-05 | 3.6889e-05 | -9.201e-05 | 0.00010794 | 106.7212 | -73.2788 | 0.0083731 | 0.010105 | 3.5096 | -2.1477
Line1_1_3 | 0.016207 | 0.016207 | 0 | 0 | 0.011228 | 0.011228 | -6.4809e-06 | 2.161e-05 | -7.5669e-05 | 9.1428e-05 | 106.8746 | -73.1254 | 0.0067637 | 0.0083669 | 11.9792 | 3.576
Line2_1_4 | 0.016321 | 0.016321 | 0 | 0 | 0.011307 | 0.011307 | -6.2542e-06 | 2.1597e-05 | -7.6223e-05 | 9.2205e-05 | 106.6699 | -73.3301 | 0.0067637 | 0.0083751 | 11.9792 | 3.4873
Line3_1_5 | 0.016292 | 0.016292 | 0 | 0 | 0.011288 | 0.011288 | -6.3114e-06 | 2.1601e-05 | -7.6084e-05 | 9.201e-05 | 106.7213 | -73.2787 | 0.0067637 | 0.0083731 | 11.9792 | 3.5096
Line4_2_6 | 0.016264 | 0.016264 | 0 | 0 | 0.011268 | 0.011268 | -2.1604e-05 | 3.684e-05 | -9.1816e-05 | 0.00010769 | 106.7726 | -73.2274 | 0.008371 | 0.010101 | 3.5319 | -2.1133
Line5_6_7 | 0.016264 | 0.016264 | 0 | 0 | 0.011268 | 0.011268 | -3.6839e-05 | 5.2075e-05 | -0.00010769 | 0.00012356 | 106.7726 | -73.2274 | 0.010101 | 0.0119 | -2.1133 | -6.0813
Line6_7_8 | 0 | 0 | 0 | 0 | 0 | 0 | 0 | 0 | 0 | 0 | 0 | 0 | 0.0119 | 0.0119 | -6.0813 | -6.0813
Line7_8_9 | 0 | 0 | 0 | 0 | 0 | 0 | 0 | 0 | 0 | 0 | 0 | 0 | 0.0119 | 0.0119 | -6.0813 | -6.0813
Line8_8_10 | 0 | 0 | 0 | 0 | 0 | 0 | 0 | 0 | 0 | 0 | 0 | 0 | 0.0119 | 0.0119 | -6.0813 | -6.0813
Line9_3_11 | 0.016207 | 0.016207 | 0 | 0 | 0.011228 | 0.011228 | -2.161e-05 | 3.674e-05 | -9.1428e-05 | 0.00010719 | 106.8745 | -73.1255 | 0.0083669 | 0.010091 | 3.576 | -2.045

## LLL_min_10
name | pf_ikss_from_ka | pf_ikss_to_ka | pf_ip_from_ka | pf_ip_to_ka | pf_skss_from_mw | pf_skss_to_mw | pf_p_from_mw | pf_p_to_mw | pf_q_from_mvar | pf_q_to_mvar | pf_ikss_from_degree | pf_ikss_to_degree | pf_vm_from_pu | pf_vm_to_pu | pf_va_from_degree | pf_va_to_degree
Line0_1_2 | 0.016264 | 0.016264 | 0 | 0 | 0.011268 | 0.011268 | -6.3685e-06 | 2.1604e-05 | -7.5945e-05 | 9.1816e-05 | 106.7727 | -73.2273 | 0.0067637 | 0.008371 | 11.9792 | 3.5319
Line10_11_12 | 0.016207 | 0.016207 | 0 | 0 | 0.011228 | 0.011228 | -3.6739e-05 | 5.1869e-05 | -0.00010719 | 0.00012295 | 106.8745 | -73.1255 | 0.010091 | 0.011884 | -2.045 | -5.9993
Line11_12_13 | 0.016207 | 0.016207 | 0 | 0 | 0.011228 | 0.011228 | -5.1869e-05 | 6.6998e-05 | -0.00012295 | 0.00013871 | 106.8744 | -73.1256 | 0.011884 | 0.013719 | -5.9993 | -8.9069
Line12_13_15 | 0 | 0 | 0 | 0 | 0 | 0 | 0 | 0 | 0 | 0 | 0 | 0 | 0.013719 | 0.013719 | -8.9069 | -8.9069
Line13_13_14 | 0.016207 | 0.016207 | 0 | 0 | 0.011228 | 0.011228 | -6.6997e-05 | 8.2127e-05 | -0.00013871 | 0.00015447 | 106.8742 | -73.1258 | 0.013719 | 0.01558 | -8.9069 | -11.1243
Line14_15_16 | 0 | 0 | 0 | 0 | 0 | 0 | 0 | 0 | 0 | 0 | 0 | 0 | 0.013719 | 0.013719 | -8.9069 | -8.9069
Line15_16_17 | 0 | 0 | 0 | 0 | 0 | 0 | 0 | 0 | 0 | 0 | 0 | 0 | 0.013719 | 0.013719 | -8.9069 | -8.9068
Line16_4_18 | 0 | 0 | 0 | 0 | 0 | 0 | 0 | 0 | 0 | 0 | 0 | 0 | 0.0083751 | 0.0083751 | 3.4873 | 3.4873
Line17_5_19 | 0.016292 | 0.016292 | 0 | 0 | 0.011288 | 0.011288 | -2.16e-05 | 3.6889e-05 | -9.201e-05 | 0.00010794 | 106.7212 | -73.2788 | 0.0083731 | 0.010105 | 3.5096 | -2.1477
Line1_1_3 | 0.016207 | 0.016207 | 0 | 0 | 0.011228 | 0.011228 | -6.4809e-06 | 2.161e-05 | -7.5669e-05 | 9.1428e-05 | 106.8746 | -73.1254 | 0.0067637 | 0.0083669 | 11.9792 | 3.576
Line2_1_4 | 0.016321 | 0.016321 | 0 | 0 | 0.011307 | 0.011307 | -6.2542e-06 | 2.1597e-05 | -7.6223e-05 | 9.2205e-05 | 106.6699 | -73.3301 | 0.0067637 | 0.0083751 | 11.9792 | 3.4873
Line3_1_5 | 0.016292 | 0.016292 | 0 | 0 | 0.011288 | 0.011288 | -6.3114e-06 | 2.1601e-05 | -7.6084e-05 | 9.201e-05 | 106.7213 | -73.2787 | 0.0067637 | 0.0083731 | 11.9792 | 3.5096
Line4_2_6 | 0.016264 | 0.016264 | 0 | 0 | 0.011268 | 0.011268 | -2.1604e-05 | 3.684e-05 | -9.1816e-05 | 0.00010769 | 106.7726 | -73.2274 | 0.008371 | 0.010101 | 3.5319 | -2.1133
Line5_6_7 | 0.016264 | 0.016264 | 0 | 0 | 0.011268 | 0.011268 | -3.6839e-05 | 5.2075e-05 | -0.00010769 | 0.00012356 | 106.7726 | -73.2274 | 0.010101 | 0.0119 | -2.1133 | -6.0813
Line6_7_8 | 0 | 0 | 0 | 0 | 0 | 0 | 0 | 0 | 0 | 0 | 0 | 0 | 0.0119 | 0.0119 | -6.0813 | -6.0813
Line7_8_9 | 0 | 0 | 0 | 0 | 0 | 0 | 0 | 0 | 0 | 0 | 0 | 0 | 0.0119 | 0.0119 | -6.0813 | -6.0813
Line8_8_10 | 0 | 0 | 0 | 0 | 0 | 0 | 0 | 0 | 0 | 0 | 0 | 0 | 0.0119 | 0.0119 | -6.0813 | -6.0813
Line9_3_11 | 0.016207 | 0.016207 | 0 | 0 | 0.011228 | 0.011228 | -2.161e-05 | 3.674e-05 | -9.1428e-05 | 0.00010719 | 106.8745 | -73.1255 | 0.0083669 | 0.010091 | 3.576 | -2.045

## LLL_min_fault_6
name | pf_ikss_from_ka | pf_ikss_to_ka | pf_ip_from_ka | pf_ip_to_ka | pf_skss_from_mw | pf_skss_to_mw | pf_p_from_mw | pf_p_to_mw | pf_q_from_mvar | pf_q_to_mvar | pf_ikss_from_degree | pf_ikss_to_degree | pf_vm_from_pu | pf_vm_to_pu | pf_va_from_degree | pf_va_to_degree
Line0_1_2 | 0.00028359 | 0.00028359 | 0 | 0 | 0.00019648 | 0.00019648 | -0.0001608 | 0.0001608 | -0.00010823 | 0.00010823 | 145.4288 | -34.5712 | 0.98652 | 0.98655 | -0.62731 | -0.62689
Line10_11_12 | 0.0002826 | 0.0002826 | 0 | 0 | 0.00019579 | 0.00019579 | -0.00016044 | 0.00016044 | -0.00010758 | 0.00010758 | 145.5306 | -34.4694 | 0.98658 | 0.98662 | -0.62647 | -0.62605
Line11_12_13 | 0.0002826 | 0.0002826 | 0 | 0 | 0.00019579 | 0.00019579 | -0.00016044 | 0.00016044 | -0.00010758 | 0.00010759 | 145.5306 | -34.4694 | 0.98662 | 0.98665 | -0.62605 | -0.62563
Line12_13_15 | 0 | 0 | 0 | 0 | 0 | 0 | 0 | 0 | 0 | 0 | 0 | 0 | 0.98665 | 0.98665 | -0.62563 | -0.62563
Line13_13_14 | 0.0002826 | 0.0002826 | 0 | 0 | 0.00019579 | 0.00019579 | -0.00016044 | 0.00016045 | -0.00010759 | 0.00010759 | 145.5303 | -34.4697 | 0.98665 | 0.98668 | -0.62563 | -0.62521
Line14_15_16 | 0 | 0 | 0 | 0 | 0 | 0 | 0 | 0 | 0 | 0 | 0 | 0 | 0.98665 | 0.98665 | -0.62563 | -0.62563
Line15_16_17 | 0 | 0 | 0 | 0 | 0 | 0 | 0 | 0 | 0 | 0 | 0 | 0 | 0.98665 | 0.98665 | -0.62563 | -0.62563
Line16_4_18 | 0 | 0 | 0 | 0 | 0 | 0 | 0 | 0 | 0 | 0 | 0 | 0 | 0.98655 | 0.98655 | -0.62689 | -0.62689
Line17_5_19 | 0.00028409 | 0.00028409 | 0 | 0 | 0.00019682 | 0.00019682 | -0.00016099 | 0.00016099 | -0.00010857 | 0.00010857 | 145.3774 | -34.6226 | 0.98655 | 0.98658 | -0.62689 | -0.62647
Line1_1_3 | 0.0002826 | 0.0002826 | 0 | 0 | 0.00019579 | 0.00019579 | -0.00016043 | 0.00016043 | -0.00010757 | 0.00010757 | 145.5307 | -34.4693 | 0.98652 | 0.98655 | -0.62731 | -0.62689
Line2_1_4 | 0.00028459 | 0.00028459 | 0 | 0 | 0.00019717 | 0.00019717 | -0.00016117 | 0.00016117 | -0.0001089 | 0.0001089 | 145.3261 | -34.6739 | 0.98652 | 0.98655 | -0.62731 | -0.62689
Line3_1_5 | 0.00028409 | 0.00028409 | 0 | 0 | 0.00019682 | 0.00019682 | -0.00016098 | 0.00016099 | -0.00010856 | 0.00010857 | 145.3774 | -34.6226 | 0.98652 | 0.98655 | -0.62731 | -0.62689
Line4_2_6 | 0.00028359 | 0.00028359 | 0 | 0 | 0.00019648 | 0.00019648 | -0.0001608 | 0.00016081 | -0.00010823 | 0.00010824 | 145.4287 | -34.5713 | 0.98655 | 0.98658 | -0.62689 | -0.62647
Line5_6_7 | 0.00028359 | 0.00028359 | 0 | 0 | 0.00019648 | 0.00019648 | -0.00016081 | 0.00016081 | -0.00010824 | 0.00010824 | 145.4287 | -34.5713 | 0.98658 | 0.98662 | -0.62647 | -0.62605
Line6_7_8 | 0 | 0 | 0 | 0 | 0 | 0 | 0 | 0 | 0 | 0 | 0 | 0 | 0.98662 | 0.98662 | -0.62605 | -0.62605
Line7_8_9 | 0 | 0 | 0 | 0 | 0 | 0 | 0 | 0 | 0 | 0 | 0 | 0 | 0.98662 | 0.98662 | -0.62605 | -0.62605
Line8_8_10 | 0 | 0 | 0 | 0 | 0 | 0 | 0 | 0 | 0 | 0 | 0 | 0 | 0.98662 | 0.98662 | -0.62605 | -0.62605
Line9_3_11 | 0.0002826 | 0.0002826 | 0 | 0 | 0.00019579 | 0.00019579 | -0.00016043 | 0.00016044 | -0.00010757 | 0.00010758 | 145.5307 | -34.4693 | 0.98655 | 0.98658 | -0.62689 | -0.62647

## LLL_min_fault_10
name | pf_ikss_from_ka | pf_ikss_to_ka | pf_ip_from_ka | pf_ip_to_ka | pf_skss_from_mw | pf_skss_to_mw | pf_p_from_mw | pf_p_to_mw | pf_q_from_mvar | pf_q_to_mvar | pf_ikss_from_degree | pf_ikss_to_degree | pf_vm_from_pu | pf_vm_to_pu | pf_va_from_degree | pf_va_to_degree
Line0_1_2 | 0.00028359 | 0.00028359 | 0 | 0 | 0.00019648 | 0.00019648 | -0.0001608 | 0.0001608 | -0.00010823 | 0.00010823 | 145.4288 | -34.5712 | 0.98652 | 0.98655 | -0.62731 | -0.62689
Line10_11_12 | 0.0002826 | 0.0002826 | 0 | 0 | 0.00019579 | 0.00019579 | -0.00016044 | 0.00016044 | -0.00010758 | 0.00010758 | 145.5306 | -34.4694 | 0.98658 | 0.98662 | -0.62647 | -0.62605
Line11_12_13 | 0.0002826 | 0.0002826 | 0 | 0 | 0.00019579 | 0.00019579 | -0.00016044 | 0.00016044 | -0.00010758 | 0.00010759 | 145.5306 | -34.4694 | 0.98662 | 0.98665 | -0.62605 | -0.62563
Line12_13_15 | 0 | 0 | 0 | 0 | 0 | 0 | 0 | 0 | 0 | 0 | 0 | 0 | 0.98665 | 0.98665 | -0.62563 | -0.62563
Line13_13_14 | 0.0002826 | 0.0002826 | 0 | 0 | 0.00019579 | 0.00019579 | -0.00016044 | 0.00016045 | -0.00010759 | 0.00010759 | 145.5303 | -34.4697 | 0.98665 | 0.98668 | -0.62563 | -0.62521
Line14_15_16 | 0 | 0 | 0 | 0 | 0 | 0 | 0 | 0 | 0 | 0 | 0 | 0 | 0.98665 | 0.98665 | -0.62563 | -0.62563
Line15_16_17 | 0 | 0 | 0 | 0 | 0 | 0 | 0 | 0 | 0 | 0 | 0 | 0 | 0.98665 | 0.98665 | -0.62563 | -0.62563
Line16_4_18 | 0 | 0 | 0 | 0 | 0 | 0 | 0 | 0 | 0 | 0 | 0 | 0 | 0.98655 | 0.98655 | -0.62689 | -0.62689
Line17_5_19 | 0.00028409 | 0.00028409 | 0 | 0 | 0.00019682 | 0.00019682 | -0.00016099 | 0.00016099 | -0.00010857 | 0.00010857 | 145.3774 | -34.6226 | 0.98655 | 0.98658 | -0.62689 | -0.62647
Line1_1_3 | 0.0002826 | 0.0002826 | 0 | 0 | 0.00019579 | 0.00019579 | -0.00016043 | 0.00016043 | -0.00010757 | 0.00010757 | 145.5307 | -34.4693 | 0.98652 | 0.98655 | -0.62731 | -0.62689
Line2_1_4 | 0.00028459 | 0.00028459 | 0 | 0 | 0.00019717 | 0.00019717 | -0.00016117 | 0.00016117 | -0.0001089 | 0.0001089 | 145.3261 | -34.6739 | 0.98652 | 0.98655 | -0.62731 | -0.62689
Line3_1_5 | 0.00028409 | 0.00028409 | 0 | 0 | 0.00019682 | 0.00019682 | -0.00016098 | 0.00016099 | -0.00010856 | 0.00010857 | 145.3774 | -34.6226 | 0.98652 | 0.98655 | -0.62731 | -0.62689
Line4_2_6 | 0.00028359 | 0.00028359 | 0 | 0 | 0.00019648 | 0.00019648 | -0.0001608 | 0.00016081 | -0.00010823 | 0.00010824 | 145.4287 | -34.5713 | 0.98655 | 0.98658 | -0.62689 | -0.62647
Line5_6_7 | 0.00028359 | 0.00028359 | 0 | 0 | 0.00019648 | 0.00019648 | -0.00016081 | 0.00016081 | -0.00010824 | 0.00010824 | 145.4287 | -34.5713 | 0.98658 | 0.98662 | -0.62647 | -0.62605
Line6_7_8 | 0 | 0 | 0 | 0 | 0 | 0 | 0 | 0 | 0 | 0 | 0 | 0 | 0.98662 | 0.98662 | -0.62605 | -0.62605
Line7_8_9 | 0 | 0 | 0 | 0 | 0 | 0 | 0 | 0 | 0 | 0 | 0 | 0 | 0.98662 | 0.98662 | -0.62605 | -0.62605
Line8_8_10 | 0 | 0 | 0 | 0 | 0 | 0 | 0 | 0 | 0 | 0 | 0 | 0 | 0.98662 | 0.98662 | -0.62605 | -0.62605
Line9_3_11 | 0.0002826 | 0.0002826 | 0 | 0 | 0.00019579 | 0.00019579 | -0.00016043 | 0.00016044 | -0.00010757 | 0.00010758 | 145.5307 | -34.4693 | 0.98655 | 0.98658 | -0.62689 | -0.62647

## LL_max_6
name | pf_ikss_a_from_ka | pf_ikss_b_from_ka | pf_ikss_c_from_ka | pf_ikss_a_to_ka | pf_ikss_b_to_ka | pf_ikss_c_to_ka | pf_skss_a_from_mw | pf_skss_b_from_mw | pf_skss_c_from_mw | pf_skss_a_to_mw | pf_skss_b_to_mw | pf_skss_c_to_mw | pf_p_a_from_mw | pf_p_b_from_mw | pf_p_c_from_mw | pf_p_a_to_mw | pf_p_b_to_mw | pf_p_c_to_mw | pf_q_a_from_mvar | pf_q_b_from_mvar | pf_q_c_from_mvar | pf_q_a_to_mvar | pf_q_b_to_mvar | pf_q_c_to_mvar | pf_ikss_a_from_degree | pf_ikss_b_from_degree | pf_ikss_c_from_degree | pf_ikss_a_to_degree | pf_ikss_b_to_degree | pf_ikss_c_to_degree | pf_vm_a_from_pu | pf_vm_b_from_pu | pf_vm_c_from_pu | pf_vm_a_to_pu | pf_vm_b_to_pu | pf_vm_c_to_pu | pf_va_a_from_degree | pf_va_b_from_degree | pf_va_c_from_degree | pf_va_a_to_degree | pf_va_b_to_degree | pf_va_c_to_degree
Line0_1_2 | 0.14042 | 0.58778 | 0.543 | 0.14042 | 0.58778 | 0.543 | 0.032428 | 0.13574 | 0.1254 | 0.032428 | 0.13574 | 0.1254 | -0.017045 | -0.077532 | 0.063715 | 0.017243 | 0.080987 | -0.060766 | -0.033318 | -0.0286 | -0.047355 | 0.033712 | 0.035509 | 0.053252 | 118.2725 | 3.0454 | -163.4262 | -61.7275 | -176.9546 | 16.5738 | 1.1541 | 0.60879 | 0.63305 | 1.1677 | 0.65145 | 0.64431 | 1.1783 | -156.7069 | 159.953 | 1.1845 | -153.2792 | 155.3446
Line10_11_12 | 0.11899 | 0.52296 | 0.49065 | 0.11899 | 0.52296 | 0.49065 | 0.02748 | 0.12077 | 0.11331 | 0.02748 | 0.12077 | 0.11331 | -0.013896 | -0.075055 | 0.052109 | 0.014038 | 0.07779 | -0.049702 | -0.029212 | -0.034686 | -0.053276 | 0.029495 | 0.040156 | 0.05809 | 116.5967 | 4.4508 | -162.5679 | -63.4033 | -175.5492 | 17.4321 | 1.1771 | 0.68461 | 0.65769 | 1.1887 | 0.72485 | 0.67471 | 1.1558 | -150.7457 | 151.798 | 1.145 | -148.2462 | 147.9823
Line11_12_13 | 0.11899 | 0.52296 | 0.49065 | 0.11899 | 0.52296 | 0.49065 | 0.02748 | 0.12077 | 0.11331 | 0.02748 | 0.12077 | 0.11331 | -0.014038 | -0.07779 | 0.049702 | 0.014179 | 0.080525 | -0.047295 | -0.029495 | -0.040156 | -0.05809 | 0.029778 | 0.045625 | 0.062905 | 116.5967 | 4.4508 | -162.5679 | -63.4033 | -175.5492 | 17.4321 | 1.1887 | 0.72485 | 0.67471 | 1.2002 | 0.76633 | 0.69456 | 1.145 | -148.2462 | 147.9823 | 1.1343 | -146.0133 | 144.3695
Line12_13_15 | 0 | 0 | 0 | 0 | 0 | 0 | 0 | 0 | 0 | 0 | 0 | 0 | 1.3255e-09 | -1.8733e-09 | -2.3488e-09 | -1.3255e-09 | 1.8733e-09 | 2.3488e-09 | -2.8747e-10 | 4.0668e-09 | -3.4677e-09 | 2.8747e-10 | -4.0668e-09 | 3.4677e-09 | 0 | 0 | 0 | 0 | 0 | 0 | 1.2002 | 0.76633 | 0.69456 | 1.2002 | 0.76633 | 0.69456 | 1.1343 | -146.0133 | 144.3695 | 1.1343 | -146.0133 | 144.3695
Line13_13_14 | 0.11899 | 0.52296 | 0.49065 | 0.11899 | 0.52296 | 0.49065 | 0.02748 | 0.12077 | 0.11331 | 0.02748 | 0.12077 | 0.11331 | -0.014179 | -0.080525 | 0.047295 | 0.014321 | 0.08326 | -0.044887 | -0.029778 | -0.045625 | -0.062905 | 0.030061 | 0.051095 | 0.06772 | 116.5967 | 4.4508 | -162.568 | -63.4033 | -175.5492 | 17.432 | 1.2002 | 0.76633 | 0.69456 | 1.2117 | 0.80885 | 0.71702 | 1.1343 | -146.0133 | 144.3695 | 1.1238 | -144.0124 | 140.9701
Line14_15_16 | 0 | 0 | 0 | 0 | 0 | 0 | 0 | 0 | 0 | 0 | 0 | 0 | 8.8367e-10 | -1.2489e-09 | -1.5659e-09 | -8.8367e-10 | 1.2489e-09 | 1.5659e-09 | -1.9165e-10 | 2.7112e-09 | -2.3118e-09 | 1.9165e-10 | -2.7112e-09 | 2.3118e-09 | 0 | 0 | 0 | 0 | 0 | 0 | 1.2002 | 0.76633 | 0.69456 | 1.2002 | 0.76633 | 0.69456 | 1.1343 | -146.0133 | 144.3695 | 1.1343 | -146.0133 | 144.3695
Line15_16_17 | 0 | 0 | 0 | 0 | 0 | 0 | 0 | 0 | 0 | 0 | 0 | 0 | 4.4183e-10 | -6.2444e-10 | -7.8295e-10 | -4.4183e-10 | 6.2444e-10 | 7.8294e-10 | -9.5824e-11 | 1.3556e-09 | -1.1559e-09 | 9.5824e-11 | -1.3556e-09 | 1.1559e-09 | 0 | 0 | 0 | 0 | 0 | 0 | 1.2002 | 0.76633 | 0.69456 | 1.2002 | 0.76633 | 0.69456 | 1.1343 | -146.0133 | 144.3695 | 1.1343 | -146.0133 | 144.3695
Line16_4_18 | 0 | 0 | 0 | 0 | 0 | 0 | 0 | 0 | 0 | 0 | 0 | 0 | 3.0405e-10 | -6.3778e-10 | -6.1127e-10 | -3.0405e-10 | 6.3778e-10 | 6.1127e-10 | -9.9413e-11 | 1.4461e-09 | -1.484e-09 | 9.9413e-11 | -1.4461e-09 | 1.484e-09 | 0 | 0 | 0 | 0 | 0 | 0 | 1.1706 | 0.65882 | 0.64492 | 1.1706 | 0.65882 | 0.64492 | 1.2065 | -152.9716 | 154.7858 | 1.2065 | -152.9716 | 154.7858
Line17_5_19 | 0.15407 | 0.62628 | 0.57347 | 0.15407 | 0.62628 | 0.57347 | 0.035581 | 0.14463 | 0.13244 | 0.035581 | 0.14463 | 0.13244 | -0.019433 | -0.086084 | 0.064421 | 0.019671 | 0.090006 | -0.061132 | -0.036777 | -0.039506 | -0.056019 | 0.037251 | 0.04735 | 0.062596 | 119.0473 | 2.2187 | -163.9097 | -60.9527 | -177.7813 | 16.0903 | 1.169 | 0.65487 | 0.64461 | 1.1839 | 0.70317 | 0.66066 | 1.1949 | -153.1298 | 155.0805 | 1.2111 | -150.0333 | 150.4121
Line1_1_3 | 0.11899 | 0.52296 | 0.49065 | 0.11899 | 0.52296 | 0.49065 | 0.02748 | 0.12077 | 0.11331 | 0.02748 | 0.12077 | 0.11331 | -0.013613 | -0.069585 | 0.056924 | 0.013755 | 0.07232 | -0.054517 | -0.028645 | -0.023746 | -0.043646 | 0.028928 | 0.029216 | 0.048461 | 116.5967 | 4.4508 | -162.5679 | -63.4033 | -175.5492 | 17.4321 | 1.1541 | 0.60879 | 0.63305 | 1.1656 | 0.64583 | 0.64374 | 1.1783 | -156.7069 | 159.953 | 1.167 | -153.5514 | 155.7975
Line2_1_4 | 0.17037 | 0.66986 | 0.60744 | 0.17037 | 0.66986 | 0.60744 | 0.039346 | 0.1547 | 0.14028 | 0.039346 | 0.1547 | 0.14028 | -0.021714 | -0.087319 | 0.072197 | 0.022005 | 0.091806 | -0.068507 | -0.039881 | -0.035285 | -0.051712 | 0.040461 | 0.044259 | 0.059092 | 119.7457 | 1.2899 | -164.4344 | -60.2543 | -178.7101 | 15.5656 | 1.1541 | 0.60879 | 0.63305 | 1.1706 | 0.65882 | 0.64492 | 1.1783 | -156.7069 | 159.953 | 1.2065 | -152.9716 | 154.7858
Line3_1_5 | 0.15407 | 0.62628 | 0.57347 | 0.15407 | 0.62628 | 0.57347 | 0.035581 | 0.14463 | 0.13244 | 0.035581 | 0.14463 | 0.13244 | -0.019196 | -0.082162 | 0.067709 | 0.019433 | 0.086084 | -0.064421 | -0.036302 | -0.031661 | -0.049442 | 0.036777 | 0.039506 | 0.056019 | 119.0473 | 2.2187 | -163.9097 | -60.9527 | -177.7813 | 16.0903 | 1.1541 | 0.60879 | 0.63305 | 1.169 | 0.65487 | 0.64461 | 1.1783 | -156.7069 | 159.953 | 1.1949 | -153.1298 | 155.0805
Line4_2_6 | 0.14042 | 0.58778 | 0.543 | 0.14042 | 0.58778 | 0.543 | 0.032428 | 0.13574 | 0.1254 | 0.032428 | 0.13574 | 0.1254 | -0.017243 | -0.080987 | 0.060766 | 0.01744 | 0.084442 | -0.057818 | -0.033712 | -0.035509 | -0.053252 | 0.034106 | 0.042419 | 0.059149 | 118.2725 | 3.0454 | -163.4262 | -61.7275 | -176.9546 | 16.5738 | 1.1677 | 0.65145 | 0.64431 | 1.1813 | 0.69615 | 0.65959 | 1.1845 | -153.2792 | 155.3446 | 1.1905 | -150.282 | 150.9219
Line5_6_7 | 0.14042 | 0.58778 | 0.543 | 0.14042 | 0.58778 | 0.543 | 0.032428 | 0.13574 | 0.1254 | 0.032428 | 0.13574 | 0.1254 | -0.01744 | -0.084442 | 0.057818 | 0.017637 | 0.087897 | -0.054869 | -0.034106 | -0.042419 | -0.059149 | 0.034501 | 0.049329 | 0.065046 | 118.2725 | 3.0454 | -163.4262 | -61.7275 | -176.9546 | 16.5738 | 1.1813 | 0.69615 | 0.65959 | 1.1949 | 0.74253 | 0.6786 | 1.1905 | -150.282 | 150.9219 | 1.1964 | -147.6528 | 146.7231
Line6_7_8 | 0 | 0 | 0 | 0 | 0 | 0 | 0 | 0 | 0 | 0 | 0 | 0 | 1.2504e-09 | -1.8935e-09 | -2.2686e-09 | -1.2504e-09 | 1.8935e-09 | 2.2686e-09 | -3.0187e-10 | 4.1699e-09 | -3.6924e-09 | 3.0187e-10 | -4.1699e-09 | 3.6924e-09 | 0 | 0 | 0 | 0 | 0 | 0 | 1.1949 | 0.74253 | 0.6786 | 1.1949 | 0.74253 | 0.6786 | 1.1964 | -147.6528 | 146.7231 | 1.1964 | -147.6528 | 146.7231
Line7_8_9 | 0 | 0 | 0 | 0 | 0 | 0 | 0 | 0 | 0 | 0 | 0 | 0 | 4.1681e-10 | -6.3117e-10 | -7.5618e-10 | -4.1681e-10 | 6.3117e-10 | 7.5618e-10 | -1.0062e-10 | 1.39e-09 | -1.2308e-09 | 1.0062e-10 | -1.39e-09 | 1.2308e-09 | 0 | 0 | 0 | 0 | 0 | 0 | 1.1949 | 0.74253 | 0.6786 | 1.1949 | 0.74253 | 0.6786 | 1.1964 | -147.6528 | 146.7231 | 1.1964 | -147.6528 | 146.7231
Line8_8_10 | 0 | 0 | 0 | 0 | 0 | 0 | 0 | 0 | 0 | 0 | 0 | 0 | 4.1681e-10 | -6.3117e-10 | -7.5618e-10 | -4.1681e-10 | 6.3117e-10 | 7.5618e-10 | -1.0062e-10 | 1.39e-09 | -1.2308e-09 | 1.0062e-10 | -1.39e-09 | 1.2308e-09 | 0 | 0 | 0 | 0 | 0 | 0 | 1.1949 | 0.74253 | 0.6786 | 1.1949 | 0.74253 | 0.6786 | 1.1964 | -147.6528 | 146.7231 | 1.1964 | -147.6528 | 146.7231
Line9_3_11 | 0.11899 | 0.52296 | 0.49065 | 0.11899 | 0.52296 | 0.49065 | 0.02748 | 0.12077 | 0.11331 | 0.02748 | 0.12077 | 0.11331 | -0.013755 | -0.07232 | 0.054517 | 0.013896 | 0.075055 | -0.052109 | -0.028928 | -0.029216 | -0.048461 | 0.029212 | 0.034686 | 0.053276 | 116.5967 | 4.4508 | -162.5679 | -63.4033 | -175.5492 | 17.4321 | 1.1656 | 0.64583 | 0.64374 | 1.1771 | 0.68461 | 0.65769 | 1.167 | -153.5514 | 155.7975 | 1.1558 | -150.7457 | 151.798

## LL_max_10
name | pf_ikss_a_from_ka | pf_ikss_b_from_ka | pf_ikss_c_from_ka | pf_ikss_a_to_ka | pf_ikss_b_to_ka | pf_ikss_c_to_ka | pf_skss_a_from_mw | pf_skss_b_from_mw | pf_skss_c_from_mw | pf_skss_a_to_mw | pf_skss_b_to_mw | pf_skss_c_to_mw | pf_p_a_from_mw | pf_p_b_from_mw | pf_p_c_from_mw | pf_p_a_to_mw | pf_p_b_to_mw | pf_p_c_to_mw | pf_q_a_from_mvar | pf_q_b_from_mvar | pf_q_c_from_mvar | pf_q_a_to_mvar | pf_q_b_to_mvar | pf_q_c_to_mvar | pf_ikss_a_from_degree | pf_ikss_b_from_degree | pf_ikss_c_from_degree | pf_ikss_a_to_degree | pf_ikss_b_to_degree | pf_ikss_c_to_degree | pf_vm_a_from_pu | pf_vm_b_from_pu | pf_vm_c_from_pu | pf_vm_a_to_pu | pf_vm_b_to_pu | pf_vm_c_to_pu | pf_va_a_from_degree | pf_va_b_from_degree | pf_va_c_from_degree | pf_va_a_to_degree | pf_va_b_to_degree | pf_va_c_to_degree
Line0_1_2 | 0.14011 | 0.56954 | 0.52635 | 0.14011 | 0.56954 | 0.52635 | 0.032357 | 0.13153 | 0.12156 | 0.032357 | 0.13153 | 0.12156 | -0.016601 | -0.075173 | 0.061694 | 0.016797 | 0.078417 | -0.058923 | -0.033545 | -0.028575 | -0.046426 | 0.033938 | 0.035063 | 0.051967 | 117.5177 | 2.7103 | -163.307 | -62.4823 | -177.2897 | 16.693 | 1.1567 | 0.61143 | 0.63519 | 1.1703 | 0.65308 | 0.64633 | 1.188 | -156.4767 | 159.7305 | 1.1853 | -153.1988 | 155.2824
Line10_11_12 | 0.11962 | 0.50882 | 0.47736 | 0.11962 | 0.50882 | 0.47736 | 0.027625 | 0.11751 | 0.11024 | 0.027625 | 0.11751 | 0.11024 | -0.01366 | -0.072922 | 0.050787 | 0.013803 | 0.075511 | -0.048508 | -0.029593 | -0.034291 | -0.052016 | 0.029879 | 0.039469 | 0.056574 | 115.9297 | 4.0646 | -162.4879 | -64.0703 | -175.9354 | 17.5121 | 1.1799 | 0.68576 | 0.65944 | 1.1915 | 0.72509 | 0.67599 | 1.1522 | -150.7509 | 151.827 | 1.1348 | -148.34 | 148.1229
Line11_12_13 | 0.11962 | 0.50882 | 0.47736 | 0.11962 | 0.50882 | 0.47736 | 0.027625 | 0.11751 | 0.11024 | 0.027625 | 0.11751 | 0.11024 | -0.013803 | -0.075511 | 0.048508 | 0.013946 | 0.0781 | -0.046229 | -0.029879 | -0.039469 | -0.056574 | 0.030165 | 0.044647 | 0.061131 | 115.9297 | 4.0645 | -162.4879 | -64.0703 | -175.9355 | 17.5121 | 1.1915 | 0.72509 | 0.67599 | 1.203 | 0.76557 | 0.69522 | 1.1348 | -148.34 | 148.1229 | 1.1178 | -146.1806 | 144.6098
Line12_13_15 | 0 | 0 | 0 | 0 | 0 | 0 | 0 | 0 | 0 | 0 | 0 | 0 | 1.3662e-09 | -1.8659e-09 | -2.3314e-09 | -1.3662e-09 | 1.8659e-09 | 2.3314e-09 | -2.8397e-10 | 4.0871e-09 | -3.5031e-09 | 2.8397e-10 | -4.0871e-09 | 3.5031e-09 | 0 | 0 | 0 | 0 | 0 | 0 | 1.203 | 0.76557 | 0.69522 | 1.203 | 0.76557 | 0.69522 | 1.1178 | -146.1806 | 144.6098 | 1.1178 | -146.1806 | 144.6098
Line13_13_14 | 0.11962 | 0.50882 | 0.47736 | 0.11962 | 0.50882 | 0.47736 | 0.027625 | 0.11751 | 0.11024 | 0.027625 | 0.11751 | 0.11024 | -0.013946 | -0.0781 | 0.046229 | 0.014089 | 0.080689 | -0.04395 | -0.030165 | -0.044647 | -0.061131 | 0.030452 | 0.049825 | 0.065689 | 115.9297 | 4.0645 | -162.4879 | -64.0703 | -175.9355 | 17.5121 | 1.203 | 0.76557 | 0.69522 | 1.2146 | 0.80703 | 0.71693 | 1.1178 | -146.1806 | 144.6098 | 1.1011 | -144.2406 | 141.2975
Line14_15_16 | 0 | 0 | 0 | 0 | 0 | 0 | 0 | 0 | 0 | 0 | 0 | 0 | 9.1079e-10 | -1.244e-09 | -1.5543e-09 | -9.1079e-10 | 1.244e-09 | 1.5543e-09 | -1.8931e-10 | 2.7247e-09 | -2.3354e-09 | 1.8931e-10 | -2.7247e-09 | 2.3354e-09 | 0 | 0 | 0 | 0 | 0 | 0 | 1.203 | 0.76557 | 0.69522 | 1.203 | 0.76557 | 0.69522 | 1.1178 | -146.1806 | 144.6098 | 1.1178 | -146.1806 | 144.6098
Line15_16_17 | 0 | 0 | 0 | 0 | 0 | 0 | 0 | 0 | 0 | 0 | 0 | 0 | 4.554e-10 | -6.2198e-10 | -7.7713e-10 | -4.554e-10 | 6.2198e-10 | 7.7713e-10 | -9.4655e-11 | 1.3624e-09 | -1.1677e-09 | 9.4655e-11 | -1.3624e-09 | 1.1677e-09 | 0 | 0 | 0 | 0 | 0 | 0 | 1.203 | 0.76557 | 0.69522 | 1.203 | 0.76557 | 0.69522 | 1.1178 | -146.1806 | 144.6098 | 1.1178 | -146.1806 | 144.6098
Line16_4_18 | 0 | 0 | 0 | 0 | 0 | 0 | 0 | 0 | 0 | 0 | 0 | 0 | 3.1512e-10 | -6.3754e-10 | -6.0894e-10 | -3.1512e-10 | 6.3754e-10 | 6.0894e-10 | -9.9442e-11 | 1.4464e-09 | -1.4879e-09 | 9.9442e-11 | -1.4464e-09 | 1.4879e-09 | 0 | 0 | 0 | 0 | 0 | 0 | 1.173 | 0.65993 | 0.64693 | 1.173 | 0.65993 | 0.64693 | 1.2043 | -152.917 | 154.7658 | 1.2043 | -152.917 | 154.7658
Line17_5_19 | 0.15304 | 0.60537 | 0.5547 | 0.15304 | 0.60537 | 0.5547 | 0.035343 | 0.1398 | 0.1281 | 0.035343 | 0.1398 | 0.1281 | -0.018839 | -0.083141 | 0.062329 | 0.019073 | 0.086805 | -0.059252 | -0.036873 | -0.038804 | -0.054558 | 0.037341 | 0.046133 | 0.060712 | 118.2574 | 1.9186 | -163.766 | -61.7426 | -178.0814 | 16.234 | 1.1715 | 0.65627 | 0.64663 | 1.1864 | 0.70314 | 0.66224 | 1.1944 | -153.0618 | 155.0377 | 1.2006 | -150.0927 | 150.537
Line1_1_3 | 0.11962 | 0.50882 | 0.47736 | 0.11962 | 0.50882 | 0.47736 | 0.027625 | 0.11751 | 0.11024 | 0.027625 | 0.11751 | 0.11024 | -0.013374 | -0.067744 | 0.055344 | 0.013517 | 0.070333 | -0.053066 | -0.029021 | -0.023935 | -0.042901 | 0.029307 | 0.029113 | 0.047459 | 115.9297 | 4.0646 | -162.4879 | -64.0703 | -175.9354 | 17.5121 | 1.1567 | 0.61143 | 0.63519 | 1.1683 | 0.64779 | 0.64577 | 1.188 | -156.4767 | 159.7305 | 1.1699 | -153.4496 | 155.7046
Line2_1_4 | 0.16836 | 0.64574 | 0.58617 | 0.16836 | 0.64574 | 0.58617 | 0.03888 | 0.14913 | 0.13537 | 0.03888 | 0.14913 | 0.13537 | -0.020936 | -0.084247 | 0.069557 | 0.021219 | 0.088417 | -0.066121 | -0.039804 | -0.034879 | -0.05055 | 0.040371 | 0.043218 | 0.057422 | 118.9311 | 1.0335 | -164.2618 | -61.0689 | -178.9665 | 15.7382 | 1.1567 | 0.61143 | 0.63519 | 1.173 | 0.65993 | 0.64693 | 1.188 | -156.4767 | 159.7305 | 1.2043 | -152.917 | 154.7658
Line3_1_5 | 0.15304 | 0.60537 | 0.5547 | 0.15304 | 0.60537 | 0.5547 | 0.035343 | 0.1398 | 0.1281 | 0.035343 | 0.1398 | 0.1281 | -0.018604 | -0.079476 | 0.065406 | 0.018839 | 0.083141 | -0.062329 | -0.036404 | -0.031474 | -0.048404 | 0.036873 | 0.038804 | 0.054558 | 118.2574 | 1.9186 | -163.766 | -61.7426 | -178.0814 | 16.234 | 1.1567 | 0.61143 | 0.63519 | 1.1715 | 0.65627 | 0.64663 | 1.188 | -156.4767 | 159.7305 | 1.1944 | -153.0618 | 155.0377
Line4_2_6 | 0.14011 | 0.56954 | 0.52635 | 0.14011 | 0.56954 | 0.52635 | 0.032357 | 0.13153 | 0.12156 | 0.032357 | 0.13153 | 0.12156 | -0.016797 | -0.078417 | 0.058923 | 0.016993 | 0.081661 | -0.056153 | -0.033938 | -0.035063 | -0.051967 | 0.03433 | 0.04155 | 0.057508 | 117.5177 | 2.7103 | -163.3071 | -62.4823 | -177.2897 | 16.6929 | 1.1703 | 0.65308 | 0.64633 | 1.1839 | 0.6966 | 0.66123 | 1.1853 | -153.1988 | 155.2824 | 1.1826 | -150.3221 | 151.0098
Line5_6_7 | 0.14011 | 0.56954 | 0.52635 | 0.14011 | 0.56954 | 0.52635 | 0.032357 | 0.13153 | 0.12156 | 0.032357 | 0.13153 | 0.12156 | -0.016993 | -0.081661 | 0.056153 | 0.01719 | 0.084905 | -0.053382 | -0.03433 | -0.04155 | -0.057508 | 0.034723 | 0.048038 | 0.063049 | 117.5177 | 2.7103 | -163.3071 | -62.4823 | -177.2897 | 16.6929 | 1.1839 | 0.6966 | 0.66123 | 1.1974 | 0.74168 | 0.67963 | 1.1826 | -150.3221 | 151.0098 | 1.18 | -147.7892 | 146.9469
Line6_7_8 | 0 | 0 | 0 | 0 | 0 | 0 | 0 | 0 | 0 | 0 | 0 | 0 | 1.2863e-09 | -1.8884e-09 | -2.2498e-09 | -1.2863e-09 | 1.8884e-09 | 2.2498e-09 | -2.9837e-10 | 4.184e-09 | -3.7266e-09 | 2.9837e-10 | -4.184e-09 | 3.7266e-09 | 0 | 0 | 0 | 0 | 0 | 0 | 1.1974 | 0.74168 | 0.67963 | 1.1974 | 0.74168 | 0.67963 | 1.18 | -147.7892 | 146.9469 | 1.18 | -147.7892 | 146.9469
Line7_8_9 | 0 | 0 | 0 | 0 | 0 | 0 | 0 | 0 | 0 | 0 | 0 | 0 | 4.2876e-10 | -6.2945e-10 | -7.4994e-10 | -4.2876e-10 | 6.2945e-10 | 7.4993e-10 | -9.9457e-11 | 1.3947e-09 | -1.2422e-09 | 9.9457e-11 | -1.3947e-09 | 1.2422e-09 | 0 | 0 | 0 | 0 | 0 | 0 | 1.1974 | 0.74168 | 0.67963 | 1.1974 | 0.74168 | 0.67963 | 1.18 | -147.7892 | 146.9469 | 1.18 | -147.7892 | 146.9469
Line8_8_10 | 0 | 0 | 0 | 0 | 0 | 0 | 0 | 0 | 0 | 0 | 0 | 0 | 4.2876e-10 | -6.2945e-10 | -7.4994e-10 | -4.2876e-10 | 6.2945e-10 | 7.4993e-10 | -9.9457e-11 | 1.3947e-09 | -1.2422e-09 | 9.9456e-11 | -1.3947e-09 | 1.2422e-09 | 0 | 0 | 0 | 0 | 0 | 0 | 1.1974 | 0.74168 | 0.67963 | 1.1974 | 0.74168 | 0.67963 | 1.18 | -147.7892 | 146.9469 | 1.18 | -147.7892 | 146.9469
Line9_3_11 | 0.11962 | 0.50882 | 0.47736 | 0.11962 | 0.50882 | 0.47736 | 0.027625 | 0.11751 | 0.11024 | 0.027625 | 0.11751 | 0.11024 | -0.013517 | -0.070333 | 0.053066 | 0.01366 | 0.072922 | -0.050787 | -0.029307 | -0.029113 | -0.047459 | 0.029593 | 0.034291 | 0.052016 | 115.9297 | 4.0646 | -162.4879 | -64.0703 | -175.9354 | 17.5121 | 1.1683 | 0.64779 | 0.64577 | 1.1799 | 0.68576 | 0.65944 | 1.1699 | -153.4496 | 155.7046 | 1.1522 | -150.7509 | 151.827

## LL_max_fault_6
name | pf_ikss_a_from_ka | pf_ikss_b_from_ka | pf_ikss_c_from_ka | pf_ikss_a_to_ka | pf_ikss_b_to_ka | pf_ikss_c_to_ka | pf_skss_a_from_mw | pf_skss_b_from_mw | pf_skss_c_from_mw | pf_skss_a_to_mw | pf_skss_b_to_mw | pf_skss_c_to_mw | pf_p_a_from_mw | pf_p_b_from_mw | pf_p_c_from_mw | pf_p_a_to_mw | pf_p_b_to_mw | pf_p_c_to_mw | pf_q_a_from_mvar | pf_q_b_from_mvar | pf_q_c_from_mvar | pf_q_a_to_mvar | pf_q_b_to_mvar | pf_q_c_to_mvar | pf_ikss_a_from_degree | pf_ikss_b_from_degree | pf_ikss_c_from_degree | pf_ikss_a_to_degree | pf_ikss_b_to_degree | pf_ikss_c_to_degree | pf_vm_a_from_pu | pf_vm_b_from_pu | pf_vm_c_from_pu | pf_vm_a_to_pu | pf_vm_b_to_pu | pf_vm_c_to_pu | pf_va_a_from_degree | pf_va_b_from_degree | pf_va_c_from_degree | pf_va_a_to_degree | pf_va_b_to_degree | pf_va_c_to_degree
Line0_1_2 | 0.1118 | 0.11793 | 0.12532 | 0.1118 | 0.11793 | 0.12532 | 0.025819 | 0.027235 | 0.028941 | 0.025819 | 0.027235 | 0.028941 | -0.0032973 | -0.0072571 | -0.0040997 | 0.0034223 | 0.0073962 | 0.0042567 | -0.029409 | -0.030124 | -0.032242 | 0.029659 | 0.030402 | 0.032556 | 96.469 | -17.4769 | -142.8542 | -83.531 | 162.5231 | 37.1458 | 1.1461 | 1.1377 | 1.123 | 1.1563 | 1.1488 | 1.1345 | 0.071775 | -121.0218 | 119.8993 | -0.11316 | -121.1501 | 119.6966
Line10_11_12 | 0.099658 | 0.10473 | 0.11182 | 0.099658 | 0.10473 | 0.11182 | 0.023015 | 0.024187 | 0.025825 | 0.023015 | 0.024187 | 0.025825 | -0.0029792 | -0.0066102 | -0.0038791 | 0.0030785 | 0.0067199 | 0.0040041 | -0.026629 | -0.027204 | -0.029274 | 0.026827 | 0.027424 | 0.029524 | 96.1225 | -17.5927 | -142.9125 | -83.8775 | 162.4073 | 37.0875 | 1.1642 | 1.1575 | 1.1435 | 1.1733 | 1.1674 | 1.1537 | -0.26106 | -121.25 | 119.5393 | -0.42362 | -121.3611 | 119.3641
Line11_12_13 | 0.099658 | 0.10473 | 0.11182 | 0.099658 | 0.10473 | 0.11182 | 0.023015 | 0.024187 | 0.025825 | 0.023015 | 0.024187 | 0.025825 | -0.0030785 | -0.0067199 | -0.0040041 | 0.0031778 | 0.0068295 | 0.0041292 | -0.026827 | -0.027424 | -0.029524 | 0.027026 | 0.027643 | 0.029775 | 96.1225 | -17.5927 | -142.9125 | -83.8775 | 162.4073 | 37.0875 | 1.1733 | 1.1674 | 1.1537 | 1.1824 | 1.1773 | 1.164 | -0.42362 | -121.3611 | 119.3641 | -0.58369 | -121.4705 | 119.192
Line12_13_15 | 0 | 0 | 0 | 0 | 0 | 0 | 0 | 0 | 0 | 0 | 0 | 0 | 1.0721e-09 | 1.0051e-09 | 8.205e-10 | -1.0721e-09 | -1.0051e-09 | -8.205e-10 | 1.4574e-10 | 3.6554e-10 | 1.9862e-10 | -1.4574e-10 | -3.6554e-10 | -1.9862e-10 | 0 | 0 | 0 | 0 | 0 | 0 | 1.1824 | 1.1773 | 1.164 | 1.1824 | 1.1773 | 1.164 | -0.58369 | -121.4705 | 119.192 | -0.58369 | -121.4705 | 119.192
Line13_13_14 | 0.099658 | 0.10473 | 0.11182 | 0.099658 | 0.10473 | 0.11182 | 0.023015 | 0.024187 | 0.025825 | 0.023015 | 0.024187 | 0.025825 | -0.0031778 | -0.0068295 | -0.0041292 | 0.0032771 | 0.0069392 | 0.0042542 | -0.027026 | -0.027643 | -0.029775 | 0.027225 | 0.027862 | 0.030025 | 96.1225 | -17.5927 | -142.9125 | -83.8775 | 162.4073 | 37.0875 | 1.1824 | 1.1773 | 1.164 | 1.1915 | 1.1872 | 1.1742 | -0.58369 | -121.4705 | 119.192 | -0.74132 | -121.5779 | 119.0228
Line14_15_16 | 0 | 0 | 0 | 0 | 0 | 0 | 0 | 0 | 0 | 0 | 0 | 0 | 7.1472e-10 | 6.701e-10 | 5.47e-10 | -7.1472e-10 | -6.701e-10 | -5.47e-10 | 9.7163e-11 | 2.4369e-10 | 1.3241e-10 | -9.7163e-11 | -2.4369e-10 | -1.3241e-10 | 0 | 0 | 0 | 0 | 0 | 0 | 1.1824 | 1.1773 | 1.164 | 1.1824 | 1.1773 | 1.164 | -0.58369 | -121.4705 | 119.192 | -0.58369 | -121.4705 | 119.192
Line15_16_17 | 0 | 0 | 0 | 0 | 0 | 0 | 0 | 0 | 0 | 0 | 0 | 0 | 3.5736e-10 | 3.3505e-10 | 2.735e-10 | -3.5736e-10 | -3.3505e-10 | -2.735e-10 | 4.8581e-11 | 1.2185e-10 | 6.6206e-11 | -4.8581e-11 | -1.2185e-10 | -6.6206e-11 | 0 | 0 | 0 | 0 | 0 | 0 | 1.1824 | 1.1773 | 1.164 | 1.1824 | 1.1773 | 1.164 | -0.58369 | -121.4705 | 119.192 | -0.58369 | -121.4705 | 119.192
Line16_4_18 | 0 | 0 | 0 | 0 | 0 | 0 | 0 | 0 | 0 | 0 | 0 | 0 | 2.452e-10 | 2.1379e-10 | 1.503e-10 | -2.452e-10 | -2.1379e-10 | -1.503e-10 | 1.0935e-11 | 9.449e-11 | 2.6374e-11 | -1.0935e-11 | -9.449e-11 | -2.6374e-11 | 0 | 0 | 0 | 0 | 0 | 0 | 1.1578 | 1.1505 | 1.1361 | 1.1578 | 1.1505 | 1.1361 | -0.13418 | -121.1668 | 119.6702 | -0.13418 | -121.1668 | 119.6702
Line17_5_19 | 0.11906 | 0.12584 | 0.13335 | 0.11906 | 0.12584 | 0.13335 | 0.027496 | 0.029062 | 0.030795 | 0.027496 | 0.029062 | 0.030795 | -0.0037657 | -0.0079386 | -0.0045643 | 0.0039075 | 0.0080969 | 0.0047421 | -0.031588 | -0.032452 | -0.03466 | 0.031872 | 0.032769 | 0.035016 | 96.6752 | -17.412 | -142.8139 | -83.3248 | 162.588 | 37.1861 | 1.157 | 1.1496 | 1.1352 | 1.1678 | 1.1615 | 1.1474 | -0.12312 | -121.1579 | 119.6842 | -0.31439 | -121.2913 | 119.4736
Line1_1_3 | 0.099658 | 0.10473 | 0.11182 | 0.099658 | 0.10473 | 0.11182 | 0.023015 | 0.024187 | 0.025825 | 0.023015 | 0.024187 | 0.025825 | -0.0027805 | -0.0063908 | -0.003629 | 0.0028799 | 0.0065005 | 0.003754 | -0.026232 | -0.026765 | -0.028774 | 0.02643 | 0.026985 | 0.029024 | 96.1225 | -17.5927 | -142.9125 | -83.8775 | 162.4073 | 37.0875 | 1.1461 | 1.1377 | 1.123 | 1.1552 | 1.1476 | 1.1332 | 0.071775 | -121.0218 | 119.8993 | -0.095944 | -121.1369 | 119.7177
Line2_1_4 | 0.12733 | 0.13486 | 0.14246 | 0.12733 | 0.13486 | 0.14246 | 0.029405 | 0.031146 | 0.0329 | 0.029405 | 0.031146 | 0.0329 | -0.004012 | -0.0083805 | -0.0047189 | 0.0041741 | 0.0085624 | 0.0049218 | -0.033463 | -0.03443 | -0.036645 | 0.033787 | 0.034793 | 0.037051 | 96.9085 | -17.3415 | -142.7629 | -83.0915 | 162.6585 | 37.2371 | 1.1461 | 1.1377 | 1.123 | 1.1578 | 1.1505 | 1.1361 | 0.071775 | -121.0218 | 119.8993 | -0.13418 | -121.1668 | 119.6702
Line3_1_5 | 0.11906 | 0.12584 | 0.13335 | 0.11906 | 0.12584 | 0.13335 | 0.027496 | 0.029062 | 0.030795 | 0.027496 | 0.029062 | 0.030795 | -0.003624 | -0.0077802 | -0.0043865 | 0.0037657 | 0.0079386 | 0.0045643 | -0.031305 | -0.032135 | -0.034305 | 0.031588 | 0.032452 | 0.03466 | 96.6752 | -17.412 | -142.8139 | -83.3248 | 162.588 | 37.1861 | 1.1461 | 1.1377 | 1.123 | 1.157 | 1.1496 | 1.1352 | 0.071775 | -121.0218 | 119.8993 | -0.12312 | -121.1579 | 119.6842
Line4_2_6 | 0.1118 | 0.11793 | 0.12532 | 0.1118 | 0.11793 | 0.12532 | 0.025819 | 0.027235 | 0.028941 | 0.025819 | 0.027235 | 0.028941 | -0.0034223 | -0.0073962 | -0.0042567 | 0.0035473 | 0.0075353 | 0.0044137 | -0.029659 | -0.030402 | -0.032556 | 0.029909 | 0.03068 | 0.03287 | 96.469 | -17.4769 | -142.8542 | -83.531 | 162.5231 | 37.1458 | 1.1563 | 1.1488 | 1.1345 | 1.1665 | 1.16 | 1.146 | -0.11316 | -121.1501 | 119.6966 | -0.29486 | -121.2759 | 119.4979
Line5_6_7 | 0.1118 | 0.11793 | 0.12532 | 0.1118 | 0.11793 | 0.12532 | 0.025819 | 0.027235 | 0.028941 | 0.025819 | 0.027235 | 0.028941 | -0.0035473 | -0.0075353 | -0.0044137 | 0.0036723 | 0.0076743 | 0.0045708 | -0.029909 | -0.03068 | -0.03287 | 0.030159 | 0.030958 | 0.033184 | 96.469 | -17.4769 | -142.8542 | -83.531 | 162.5231 | 37.1458 | 1.1665 | 1.16 | 1.146 | 1.1767 | 1.1711 | 1.1574 | -0.29486 | -121.2759 | 119.4979 | -0.47342 | -121.3994 | 119.3032
Line6_7_8 | 0 | 0 | 0 | 0 | 0 | 0 | 0 | 0 | 0 | 0 | 0 | 0 | 9.9303e-10 | 9.2041e-10 | 7.324e-10 | -9.9303e-10 | -9.2041e-10 | -7.324e-10 | 1.1764e-10 | 3.4607e-10 | 1.7032e-10 | -1.1764e-10 | -3.4607e-10 | -1.7032e-10 | 0 | 0 | 0 | 0 | 0 | 0 | 1.1767 | 1.1711 | 1.1574 | 1.1767 | 1.1711 | 1.1574 | -0.47342 | -121.3994 | 119.3032 | -0.47342 | -121.3994 | 119.3032
Line7_8_9 | 0 | 0 | 0 | 0 | 0 | 0 | 0 | 0 | 0 | 0 | 0 | 0 | 3.3101e-10 | 3.068e-10 | 2.4413e-10 | -3.3101e-10 | -3.068e-10 | -2.4413e-10 | 3.9214e-11 | 1.1535e-10 | 5.6775e-11 | -3.9214e-11 | -1.1536e-10 | -5.6775e-11 | 0 | 0 | 0 | 0 | 0 | 0 | 1.1767 | 1.1711 | 1.1574 | 1.1767 | 1.1711 | 1.1574 | -0.47342 | -121.3994 | 119.3032 | -0.47342 | -121.3994 | 119.3032
Line8_8_10 | 0 | 0 | 0 | 0 | 0 | 0 | 0 | 0 | 0 | 0 | 0 | 0 | 3.3101e-10 | 3.068e-10 | 2.4413e-10 | -3.3101e-10 | -3.068e-10 | -2.4413e-10 | 3.9214e-11 | 1.1535e-10 | 5.6775e-11 | -3.9214e-11 | -1.1536e-10 | -5.6775e-11 | 0 | 0 | 0 | 0 | 0 | 0 | 1.1767 | 1.1711 | 1.1574 | 1.1767 | 1.1711 | 1.1574 | -0.47342 | -121.3994 | 119.3032 | -0.47342 | -121.3994 | 119.3032
Line9_3_11 | 0.099658 | 0.10473 | 0.11182 | 0.099658 | 0.10473 | 0.11182 | 0.023015 | 0.024187 | 0.025825 | 0.023015 | 0.024187 | 0.025825 | -0.0028799 | -0.0065005 | -0.003754 | 0.0029792 | 0.0066102 | 0.0038791 | -0.02643 | -0.026985 | -0.029024 | 0.026629 | 0.027204 | 0.029274 | 96.1225 | -17.5927 | -142.9125 | -83.8775 | 162.4073 | 37.0875 | 1.1552 | 1.1476 | 1.1332 | 1.1642 | 1.1575 | 1.1435 | -0.095944 | -121.1369 | 119.7177 | -0.26106 | -121.25 | 119.5393

## LL_max_fault_10
name | pf_ikss_a_from_ka | pf_ikss_b_from_ka | pf_ikss_c_from_ka | pf_ikss_a_to_ka | pf_ikss_b_to_ka | pf_ikss_c_to_ka | pf_skss_a_from_mw | pf_skss_b_from_mw | pf_skss_c_from_mw | pf_skss_a_to_mw | pf_skss_b_to_mw | pf_skss_c_to_mw | pf_p_a_from_mw | pf_p_b_from_mw | pf_p_c_from_mw | pf_p_a_to_mw | pf_p_b_to_mw | pf_p_c_to_mw | pf_q_a_from_mvar | pf_q_b_from_mvar | pf_q_c_from_mvar | pf_q_a_to_mvar | pf_q_b_to_mvar | pf_q_c_to_mvar | pf_ikss_a_from_degree | pf_ikss_b_from_degree | pf_ikss_c_from_degree | pf_ikss_a_to_degree | pf_ikss_b_to_degree | pf_ikss_c_to_degree | pf_vm_a_from_pu | pf_vm_b_from_pu | pf_vm_c_from_pu | pf_vm_a_to_pu | pf_vm_b_to_pu | pf_vm_c_to_pu | pf_va_a_from_degree | pf_va_b_from_degree | pf_va_c_from_degree | pf_va_a_to_degree | pf_va_b_to_degree | pf_va_c_to_degree
Line0_1_2 | 0.11261 | 0.11849 | 0.12559 | 0.11261 | 0.11849 | 0.12559 | 0.026006 | 0.027364 | 0.029004 | 0.026006 | 0.027364 | 0.029004 | -0.0033122 | -0.0071442 | -0.0040777 | 0.003439 | 0.0072846 | 0.0042354 | -0.029686 | -0.030371 | -0.032389 | 0.02994 | 0.030652 | 0.032704 | 96.4403 | -17.7792 | -142.9227 | -83.5597 | 162.2208 | 37.0773 | 1.1486 | 1.1402 | 1.1255 | 1.1589 | 1.1514 | 1.137 | 0.074002 | -121.0162 | 119.9016 | -0.11213 | -121.1478 | 119.6982
Line10_11_12 | 0.10079 | 0.10569 | 0.11252 | 0.10079 | 0.10569 | 0.11252 | 0.023276 | 0.024407 | 0.025986 | 0.023276 | 0.024407 | 0.025986 | -0.0030128 | -0.0065392 | -0.0038733 | 0.0031144 | 0.0066509 | 0.0039999 | -0.026993 | -0.02755 | -0.029529 | 0.027197 | 0.027773 | 0.029782 | 96.1065 | -17.8986 | -142.9884 | -83.8935 | 162.1014 | 37.0116 | 1.1669 | 1.1601 | 1.1461 | 1.1761 | 1.1701 | 1.1564 | -0.26212 | -121.2512 | 119.5388 | -0.42625 | -121.3657 | 119.3622
Line11_12_13 | 0.10079 | 0.10569 | 0.11252 | 0.10079 | 0.10569 | 0.11252 | 0.023276 | 0.024407 | 0.025986 | 0.023276 | 0.024407 | 0.025986 | -0.0031144 | -0.0066509 | -0.0039999 | 0.003216 | 0.0067626 | 0.0041265 | -0.027197 | -0.027773 | -0.029782 | 0.0274 | 0.027997 | 0.030035 | 96.1065 | -17.8986 | -142.9884 | -83.8935 | 162.1014 | 37.0116 | 1.1761 | 1.1701 | 1.1564 | 1.1853 | 1.1801 | 1.1667 | -0.42625 | -121.3657 | 119.3622 | -0.58785 | -121.4783 | 119.1888
Line12_13_15 | 0 | 0 | 0 | 0 | 0 | 0 | 0 | 0 | 0 | 0 | 0 | 0 | 1.1122e-09 | 1.044e-09 | 8.5756e-10 | -1.1122e-09 | -1.044e-09 | -8.5756e-10 | 1.4714e-10 | 3.6838e-10 | 1.9988e-10 | -1.4714e-10 | -3.6838e-10 | -1.9988e-10 | 0 | 0 | 0 | 0 | 0 | 0 | 1.1853 | 1.1801 | 1.1667 | 1.1853 | 1.1801 | 1.1667 | -0.58785 | -121.4783 | 119.1888 | -0.58785 | -121.4783 | 119.1888
Line13_13_14 | 0.10079 | 0.10569 | 0.11252 | 0.10079 | 0.10569 | 0.11252 | 0.023276 | 0.024407 | 0.025986 | 0.023276 | 0.024407 | 0.025986 | -0.003216 | -0.0067626 | -0.0041265 | 0.0033176 | 0.0068743 | 0.0042531 | -0.0274 | -0.027997 | -0.030035 | 0.027603 | 0.02822 | 0.030289 | 96.1065 | -17.8986 | -142.9884 | -83.8935 | 162.1014 | 37.0116 | 1.1853 | 1.1801 | 1.1667 | 1.1944 | 1.19 | 1.177 | -0.58785 | -121.4783 | 119.1888 | -0.74696 | -121.589 | 119.0184
Line14_15_16 | 0 | 0 | 0 | 0 | 0 | 0 | 0 | 0 | 0 | 0 | 0 | 0 | 7.415e-10 | 6.9597e-10 | 5.717e-10 | -7.415e-10 | -6.9597e-10 | -5.717e-10 | 9.8093e-11 | 2.4558e-10 | 1.3325e-10 | -9.8093e-11 | -2.4558e-10 | -1.3325e-10 | 0 | 0 | 0 | 0 | 0 | 0 | 1.1853 | 1.1801 | 1.1667 | 1.1853 | 1.1801 | 1.1667 | -0.58785 | -121.4783 | 119.1888 | -0.58785 | -121.4783 | 119.1888
Line15_16_17 | 0 | 0 | 0 | 0 | 0 | 0 | 0 | 0 | 0 | 0 | 0 | 0 | 3.7075e-10 | 3.4799e-10 | 2.8585e-10 | -3.7075e-10 | -3.4799e-10 | -2.8585e-10 | 4.9046e-11 | 1.2279e-10 | 6.6625e-11 | -4.9046e-11 | -1.2279e-10 | -6.6625e-11 | 0 | 0 | 0 | 0 | 0 | 0 | 1.1853 | 1.1801 | 1.1667 | 1.1853 | 1.1801 | 1.1667 | -0.58785 | -121.4783 | 119.1888 | -0.58785 | -121.4783 | 119.1888
Line16_4_18 | 0 | 0 | 0 | 0 | 0 | 0 | 0 | 0 | 0 | 0 | 0 | 0 | 2.5633e-10 | 2.2466e-10 | 1.6087e-10 | -2.5633e-10 | -2.2466e-10 | -1.6087e-10 | 1.0816e-11 | 9.447e-11 | 2.6213e-11 | -1.0816e-11 | -9.447e-11 | -2.6213e-11 | 0 | 0 | 0 | 0 | 0 | 0 | 1.1602 | 1.1529 | 1.1385 | 1.1602 | 1.1529 | 1.1385 | -0.13242 | -121.1641 | 119.6729 | -0.13242 | -121.1641 | 119.6729
Line17_5_19 | 0.11963 | 0.12611 | 0.13332 | 0.11963 | 0.12611 | 0.13332 | 0.027626 | 0.029123 | 0.030788 | 0.027626 | 0.029123 | 0.030788 | -0.0037703 | -0.0078004 | -0.0045327 | 0.0039134 | 0.0079594 | 0.0047105 | -0.03181 | -0.032633 | -0.034734 | 0.032096 | 0.032951 | 0.035089 | 96.6376 | -17.7122 | -142.8787 | -83.3624 | 162.2878 | 37.1213 | 1.1595 | 1.1521 | 1.1377 | 1.1704 | 1.164 | 1.1499 | -0.12177 | -121.1554 | 119.6862 | -0.31389 | -121.2919 | 119.4755
Line1_1_3 | 0.10079 | 0.10569 | 0.11252 | 0.10079 | 0.10569 | 0.11252 | 0.023276 | 0.024407 | 0.025986 | 0.023276 | 0.024407 | 0.025986 | -0.0028097 | -0.0063158 | -0.0036201 | 0.0029113 | 0.0064275 | 0.0037467 | -0.026587 | -0.027103 | -0.029023 | 0.02679 | 0.027326 | 0.029276 | 96.1065 | -17.8986 | -142.9884 | -83.8935 | 162.1014 | 37.0116 | 1.1486 | 1.1402 | 1.1255 | 1.1578 | 1.1502 | 1.1358 | 0.074002 | -121.0162 | 119.9016 | -0.095385 | -121.1347 | 119.7185
Line2_1_4 | 0.12758 | 0.13475 | 0.14204 | 0.12758 | 0.13475 | 0.14204 | 0.029463 | 0.03112 | 0.032804 | 0.029463 | 0.03112 | 0.032804 | -0.0039987 | -0.0082092 | -0.0046749 | 0.0041615 | 0.0083908 | 0.0048766 | -0.033605 | -0.03452 | -0.036624 | 0.03393 | 0.034884 | 0.037028 | 96.86 | -17.6393 | -142.8243 | -83.14 | 162.3607 | 37.1757 | 1.1486 | 1.1402 | 1.1255 | 1.1602 | 1.1529 | 1.1385 | 0.074002 | -121.0162 | 119.9016 | -0.13242 | -121.1641 | 119.6729
Line3_1_5 | 0.11963 | 0.12611 | 0.13332 | 0.11963 | 0.12611 | 0.13332 | 0.027626 | 0.029123 | 0.030788 | 0.027626 | 0.029123 | 0.030788 | -0.0036272 | -0.0076414 | -0.004355 | 0.0037703 | 0.0078004 | 0.0045327 | -0.031524 | -0.032315 | -0.034378 | 0.03181 | 0.032633 | 0.034734 | 96.6376 | -17.7122 | -142.8787 | -83.3624 | 162.2878 | 37.1213 | 1.1486 | 1.1402 | 1.1255 | 1.1595 | 1.1521 | 1.1377 | 0.074002 | -121.0162 | 119.9016 | -0.12177 | -121.1554 | 119.6862
Line4_2_6 | 0.11261 | 0.11849 | 0.12559 | 0.11261 | 0.11849 | 0.12559 | 0.026006 | 0.027364 | 0.029004 | 0.026006 | 0.027364 | 0.029004 | -0.003439 | -0.0072846 | -0.0042354 | 0.0035658 | 0.007425 | 0.0043931 | -0.02994 | -0.030652 | -0.032704 | 0.030194 | 0.030933 | 0.03302 | 96.4403 | -17.7792 | -142.9227 | -83.5597 | 162.2208 | 37.0773 | 1.1589 | 1.1514 | 1.137 | 1.1691 | 1.1625 | 1.1485 | -0.11213 | -121.1478 | 119.6982 | -0.295 | -121.2768 | 119.4988
Line5_6_7 | 0.11261 | 0.11849 | 0.12559 | 0.11261 | 0.11849 | 0.12559 | 0.026006 | 0.027364 | 0.029004 | 0.026006 | 0.027364 | 0.029004 | -0.0035658 | -0.007425 | -0.0043931 | 0.0036926 | 0.0075654 | 0.0045509 | -0.030194 | -0.030933 | -0.03302 | 0.030447 | 0.031214 | 0.033335 | 96.4403 | -17.7792 | -142.9227 | -83.5597 | 162.2208 | 37.0773 | 1.1691 | 1.1625 | 1.1485 | 1.1794 | 1.1737 | 1.16 | -0.295 | -121.2768 | 119.4988 | -0.47468 | -121.4035 | 119.3034
Line6_7_8 | 0 | 0 | 0 | 0 | 0 | 0 | 0 | 0 | 0 | 0 | 0 | 0 | 1.0302e-09 | 9.5616e-10 | 7.6668e-10 | -1.0302e-09 | -9.5616e-10 | -7.6668e-10 | 1.1823e-10 | 3.4785e-10 | 1.7065e-10 | -1.1823e-10 | -3.4785e-10 | -1.7065e-10 | 0 | 0 | 0 | 0 | 0 | 0 | 1.1794 | 1.1737 | 1.16 | 1.1794 | 1.1737 | 1.16 | -0.47468 | -121.4035 | 119.3034 | -0.47468 | -121.4035 | 119.3034
Line7_8_9 | 0 | 0 | 0 | 0 | 0 | 0 | 0 | 0 | 0 | 0 | 0 | 0 | 3.4338e-10 | 3.1872e-10 | 2.5556e-10 | -3.4338e-10 | -3.1872e-10 | -2.5556e-10 | 3.9408e-11 | 1.1595e-10 | 5.6883e-11 | -3.9409e-11 | -1.1595e-10 | -5.6883e-11 | 0 | 0 | 0 | 0 | 0 | 0 | 1.1794 | 1.1737 | 1.16 | 1.1794 | 1.1737 | 1.16 | -0.47468 | -121.4035 | 119.3034 | -0.47468 | -121.4035 | 119.3034
Line8_8_10 | 0 | 0 | 0 | 0 | 0 | 0 | 0 | 0 | 0 | 0 | 0 | 0 | 3.4338e-10 | 3.1872e-10 | 2.5556e-10 | -3.4338e-10 | -3.1872e-10 | -2.5556e-10 | 3.9408e-11 | 1.1595e-10 | 5.6883e-11 | -3.9409e-11 | -1.1595e-10 | -5.6883e-11 | 0 | 0 | 0 | 0 | 0 | 0 | 1.1794 | 1.1737 | 1.16 | 1.1794 | 1.1737 | 1.16 | -0.47468 | -121.4035 | 119.3034 | -0.47468 | -121.4035 | 119.3034
Line9_3_11 | 0.10079 | 0.10569 | 0.11252 | 0.10079 | 0.10569 | 0.11252 | 0.023276 | 0.024407 | 0.025986 | 0.023276 | 0.024407 | 0.025986 | -0.0029113 | -0.0064275 | -0.0037467 | 0.0030128 | 0.0065392 | 0.0038733 | -0.02679 | -0.027326 | -0.029276 | 0.026993 | 0.02755 | 0.029529 | 96.1065 | -17.8986 | -142.9884 | -83.8935 | 162.1014 | 37.0116 | 1.1578 | 1.1502 | 1.1358 | 1.1669 | 1.1601 | 1.1461 | -0.095385 | -121.1347 | 119.7185 | -0.26212 | -121.2512 | 119.5388

## LL_min_6
name | pf_ikss_a_from_ka | pf_ikss_b_from_ka | pf_ikss_c_from_ka | pf_ikss_a_to_ka | pf_ikss_b_to_ka | pf_ikss_c_to_ka | pf_skss_a_from_mw | pf_skss_b_from_mw | pf_skss_c_from_mw | pf_skss_a_to_mw | pf_skss_b_to_mw | pf_skss_c_to_mw | pf_p_a_from_mw | pf_p_b_from_mw | pf_p_c_from_mw | pf_p_a_to_mw | pf_p_b_to_mw | pf_p_c_to_mw | pf_q_a_from_mvar | pf_q_b_from_mvar | pf_q_c_from_mvar | pf_q_a_to_mvar | pf_q_b_to_mvar | pf_q_c_to_mvar | pf_ikss_a_from_degree | pf_ikss_b_from_degree | pf_ikss_c_from_degree | pf_ikss_a_to_degree | pf_ikss_b_to_degree | pf_ikss_c_to_degree | pf_vm_a_from_pu | pf_vm_b_from_pu | pf_vm_c_from_pu | pf_vm_a_to_pu | pf_vm_b_to_pu | pf_vm_c_to_pu | pf_va_a_from_degree | pf_va_b_from_degree | pf_va_c_from_degree | pf_va_a_to_degree | pf_va_b_to_degree | pf_va_c_to_degree
Line0_1_2 | 0.0024038 | 0.014198 | 0.012011 | 0.0024038 | 0.014198 | 0.012011 | 0.00055514 | 0.0032789 | 0.0027739 | 0.00055514 | 0.0032789 | 0.0027739 | -0.00053524 | -0.0016287 | 0.0013584 | 0.00053535 | 0.0016326 | -0.0013556 | -0.00014805 | 0.0001814 | -0.00028824 | 0.00014816 | -0.00017736 | 0.00029113 | 164.5927 | 7.0317 | -168.5871 | -15.4073 | -172.9683 | 11.4129 | 1.0003 | 0.49981 | 0.5006 | 1.0006 | 0.50084 | 0.49984 | 0.054192 | -179.3232 | 179.4326 | 0.062631 | -179.1685 | 179.2922
Line10_11_12 | 0.0023894 | 0.014153 | 0.011977 | 0.0023894 | 0.014153 | 0.011977 | 0.00055181 | 0.0032686 | 0.0027661 | 0.00055181 | 0.0032686 | 0.0027661 | -0.00053285 | -0.0016309 | 0.0013486 | 0.00053296 | 0.0016347 | -0.0013458 | -0.00014517 | 0.00017647 | -0.00029541 | 0.00014528 | -0.00017246 | 0.00029828 | 164.8314 | 7.1608 | -168.4924 | -15.1686 | -172.8392 | 11.5076 | 1.0008 | 0.50187 | 0.49909 | 1.0011 | 0.50291 | 0.49835 | 0.071081 | -179.0148 | 179.1519 | 0.079519 | -178.8615 | 179.0109
Line11_12_13 | 0.0023894 | 0.014153 | 0.011977 | 0.0023894 | 0.014153 | 0.011977 | 0.00055181 | 0.0032686 | 0.0027661 | 0.00055181 | 0.0032686 | 0.0027661 | -0.00053296 | -0.0016347 | 0.0013458 | 0.00053307 | 0.0016386 | -0.001343 | -0.00014528 | 0.00017246 | -0.00029828 | 0.0001454 | -0.00016845 | 0.00030114 | 164.8314 | 7.1608 | -168.4924 | -15.1686 | -172.8392 | 11.5076 | 1.0011 | 0.50291 | 0.49835 | 1.0013 | 0.50396 | 0.4976 | 0.079519 | -178.8615 | 179.0109 | 0.087954 | -178.7089 | 178.8694
Line12_13_15 | 0 | 0 | 0 | 0 | 0 | 0 | 0 | 0 | 0 | 0 | 0 | 0 | 1.4699e-11 | -8.5526e-11 | -1.0614e-10 | -1.4699e-11 | 8.5526e-11 | 1.0614e-10 | -1.6909e-11 | 4.7372e-09 | -4.6853e-09 | 1.6909e-11 | -4.7372e-09 | 4.6853e-09 | 0 | 0 | 0 | 0 | 0 | 0 | 1.0013 | 0.50396 | 0.4976 | 1.0013 | 0.50396 | 0.4976 | 0.087954 | -178.7089 | 178.8694 | 0.087954 | -178.7089 | 178.8694
Line13_13_14 | 0.0023894 | 0.014153 | 0.011977 | 0.0023894 | 0.014153 | 0.011977 | 0.00055181 | 0.0032685 | 0.0027661 | 0.00055181 | 0.0032685 | 0.0027661 | -0.00053307 | -0.0016386 | 0.001343 | 0.00053318 | 0.0016424 | -0.0013403 | -0.0001454 | 0.00016845 | -0.00030114 | 0.00014551 | -0.00016444 | 0.00030401 | 164.8314 | 7.1605 | -168.4927 | -15.1686 | -172.8395 | 11.5073 | 1.0013 | 0.50396 | 0.4976 | 1.0016 | 0.505 | 0.49686 | 0.087954 | -178.7089 | 178.8694 | 0.096383 | -178.5569 | 178.7276
Line14_15_16 | 0 | 0 | 0 | 0 | 0 | 0 | 0 | 0 | 0 | 0 | 0 | 0 | 9.7992e-12 | -5.7018e-11 | -7.0758e-11 | -9.7992e-12 | 5.7018e-11 | 7.0758e-11 | -1.1272e-11 | 3.1581e-09 | -3.1236e-09 | 1.1272e-11 | -3.1581e-09 | 3.1236e-09 | 0 | 0 | 0 | 0 | 0 | 0 | 1.0013 | 0.50396 | 0.4976 | 1.0013 | 0.50396 | 0.4976 | 0.087954 | -178.7089 | 178.8694 | 0.087954 | -178.7089 | 178.8694
Line15_16_17 | 0 | 0 | 0 | 0 | 0 | 0 | 0 | 0 | 0 | 0 | 0 | 0 | 4.8998e-12 | -2.8509e-11 | -3.5379e-11 | -4.8996e-12 | 2.8509e-11 | 3.5379e-11 | -5.6362e-12 | 1.5791e-09 | -1.5618e-09 | 5.6362e-12 | -1.5791e-09 | 1.5618e-09 | 0 | 0 | 0 | 0 | 0 | 0 | 1.0013 | 0.50396 | 0.4976 | 1.0013 | 0.50396 | 0.4976 | 0.087954 | -178.7089 | 178.8694 | 0.087954 | -178.7089 | 178.8694
Line16_4_18 | 0 | 0 | 0 | 0 | 0 | 0 | 0 | 0 | 0 | 0 | 0 | 0 | 2.2011e-12 | -2.1427e-11 | -1.9841e-11 | -2.2011e-12 | 2.1427e-11 | 1.9841e-11 | -4.01e-12 | 1.5769e-09 | -1.5758e-09 | 4.0098e-12 | -1.5769e-09 | 1.5758e-09 | 0 | 0 | 0 | 0 | 0 | 0 | 1.0006 | 0.50085 | 0.49984 | 1.0006 | 0.50085 | 0.49984 | 0.062622 | -179.1682 | 179.2919 | 0.062622 | -179.1682 | 179.2919
Line17_5_19 | 0.0024111 | 0.01422 | 0.012028 | 0.0024111 | 0.01422 | 0.012028 | 0.00055682 | 0.0032841 | 0.0027778 | 0.00055682 | 0.0032841 | 0.0027778 | -0.00053665 | -0.0016354 | 0.0013577 | 0.00053676 | 0.0016393 | -0.001355 | -0.00014973 | 0.00017578 | -0.0002904 | 0.00014985 | -0.00017174 | 0.0002933 | 164.4729 | 6.9667 | -168.635 | -15.5271 | -173.0333 | 11.365 | 1.0006 | 0.50085 | 0.49984 | 1.0008 | 0.50189 | 0.49908 | 0.062626 | -179.1684 | 179.2921 | 0.071056 | -179.0141 | 179.1511
Line1_1_3 | 0.0023894 | 0.014153 | 0.011977 | 0.0023894 | 0.014153 | 0.011977 | 0.00055181 | 0.0032686 | 0.0027661 | 0.00055181 | 0.0032686 | 0.0027661 | -0.00053263 | -0.0016232 | 0.0013541 | 0.00053274 | 0.001627 | -0.0013513 | -0.00014494 | 0.00018448 | -0.00028967 | 0.00014506 | -0.00018048 | 0.00029254 | 164.8314 | 7.1609 | -168.4923 | -15.1686 | -172.8391 | 11.5077 | 1.0003 | 0.49981 | 0.5006 | 1.0006 | 0.50084 | 0.49985 | 0.054192 | -179.3232 | 179.4326 | 0.062639 | -179.1687 | 179.2924
Line2_1_4 | 0.0024184 | 0.014243 | 0.012045 | 0.0024184 | 0.014243 | 0.012045 | 0.0005585 | 0.0032893 | 0.0027817 | 0.0005585 | 0.0032893 | 0.0027817 | -0.00053784 | -0.0016343 | 0.0013627 | 0.00053796 | 0.0016382 | -0.0013599 | -0.0001512 | 0.00017826 | -0.00028678 | 0.00015131 | -0.0001742 | 0.00028969 | 164.3526 | 6.9017 | -168.6826 | -15.6474 | -173.0983 | 11.3174 | 1.0003 | 0.49981 | 0.5006 | 1.0006 | 0.50085 | 0.49984 | 0.054192 | -179.3232 | 179.4326 | 0.062622 | -179.1682 | 179.2919
Line3_1_5 | 0.0024111 | 0.01422 | 0.012028 | 0.0024111 | 0.01422 | 0.012028 | 0.00055682 | 0.0032841 | 0.0027778 | 0.00055682 | 0.0032841 | 0.0027778 | -0.00053654 | -0.0016315 | 0.0013605 | 0.00053665 | 0.0016354 | -0.0013577 | -0.00014962 | 0.00017983 | -0.00028751 | 0.00014973 | -0.00017579 | 0.0002904 | 164.4729 | 6.9667 | -168.635 | -15.5271 | -173.0333 | 11.365 | 1.0003 | 0.49981 | 0.5006 | 1.0006 | 0.50085 | 0.49984 | 0.054192 | -179.3232 | 179.4326 | 0.062626 | -179.1684 | 179.2921
Line4_2_6 | 0.0024038 | 0.014198 | 0.012011 | 0.0024038 | 0.014198 | 0.012011 | 0.00055514 | 0.0032789 | 0.0027739 | 0.00055514 | 0.0032789 | 0.0027739 | -0.00053535 | -0.0016326 | 0.0013556 | 0.00053546 | 0.0016365 | -0.0013528 | -0.00014816 | 0.00017736 | -0.00029112 | 0.00014828 | -0.00017333 | 0.00029401 | 164.5927 | 7.0317 | -168.5872 | -15.4073 | -172.9683 | 11.4128 | 1.0006 | 0.50084 | 0.49984 | 1.0008 | 0.50189 | 0.49909 | 0.062631 | -179.1685 | 179.2922 | 0.071065 | -179.0144 | 179.1514
Line5_6_7 | 0.0024038 | 0.014198 | 0.012011 | 0.0024038 | 0.014198 | 0.012011 | 0.00055514 | 0.0032789 | 0.0027739 | 0.00055514 | 0.0032789 | 0.0027739 | -0.00053546 | -0.0016365 | 0.0013528 | 0.00053557 | 0.0016403 | -0.0013501 | -0.00014828 | 0.00017333 | -0.00029401 | 0.00014839 | -0.0001693 | 0.00029689 | 164.5927 | 7.0316 | -168.5873 | -15.4073 | -172.9684 | 11.4127 | 1.0008 | 0.50189 | 0.49909 | 1.0011 | 0.50293 | 0.49833 | 0.071065 | -179.0144 | 179.1514 | 0.079495 | -178.8609 | 179.0101
Line6_7_8 | 0 | 0 | 0 | 0 | 0 | 0 | 0 | 0 | 0 | 0 | 0 | 0 | 1.2052e-11 | -7.847e-11 | -9.0745e-11 | -1.2052e-11 | 7.847e-11 | 9.0745e-11 | -1.5278e-11 | 4.7351e-09 | -4.6992e-09 | 1.5278e-11 | -4.7351e-09 | 4.6992e-09 | 0 | 0 | 0 | 0 | 0 | 0 | 1.0011 | 0.50293 | 0.49833 | 1.0011 | 0.50293 | 0.49833 | 0.079495 | -178.8609 | 179.0101 | 0.079495 | -178.8609 | 179.0101
Line7_8_9 | 0 | 0 | 0 | 0 | 0 | 0 | 0 | 0 | 0 | 0 | 0 | 0 | 4.0174e-12 | -2.6156e-11 | -3.0248e-11 | -4.0174e-12 | 2.6156e-11 | 3.0248e-11 | -5.0927e-12 | 1.5784e-09 | -1.5664e-09 | 5.0926e-12 | -1.5784e-09 | 1.5664e-09 | 0 | 0 | 0 | 0 | 0 | 0 | 1.0011 | 0.50293 | 0.49833 | 1.0011 | 0.50293 | 0.49833 | 0.079495 | -178.8609 | 179.0101 | 0.079495 | -178.8609 | 179.0101
Line8_8_10 | 0 | 0 | 0 | 0 | 0 | 0 | 0 | 0 | 0 | 0 | 0 | 0 | 4.0174e-12 | -2.6157e-11 | -3.0248e-11 | -4.0173e-12 | 2.6157e-11 | 3.0248e-11 | -5.0929e-12 | 1.5784e-09 | -1.5664e-09 | 5.0928e-12 | -1.5784e-09 | 1.5664e-09 | 0 | 0 | 0 | 0 | 0 | 0 | 1.0011 | 0.50293 | 0.49833 | 1.0011 | 0.50293 | 0.49833 | 0.079495 | -178.8609 | 179.0101 | 0.079495 | -178.8609 | 179.0101
Line9_3_11 | 0.0023894 | 0.014153 | 0.011977 | 0.0023894 | 0.014153 | 0.011977 | 0.00055181 | 0.0032686 | 0.0027661 | 0.00055181 | 0.0032686 | 0.0027661 | -0.00053274 | -0.001627 | 0.0013513 | 0.00053285 | 0.0016309 | -0.0013486 | -0.00014506 | 0.00018048 | -0.00029254 | 0.00014517 | -0.00017647 | 0.00029541 | 164.8314 | 7.1609 | -168.4923 | -15.1686 | -172.8391 | 11.5077 | 1.0006 | 0.50084 | 0.49985 | 1.0008 | 0.50187 | 0.49909 | 0.062639 | -179.1687 | 179.2924 | 0.071081 | -179.0148 | 179.1519

## LL_min_10
name | pf_ikss_a_from_ka | pf_ikss_b_from_ka | pf_ikss_c_from_ka | pf_ikss_a_to_ka | pf_ikss_b_to_ka | pf_ikss_c_to_ka | pf_skss_a_from_mw | pf_skss_b_from_mw | pf_skss_c_from_mw | pf_skss_a_to_mw | pf_skss_b_to_mw | pf_skss_c_to_mw | pf_p_a_from_mw | pf_p_b_from_mw | pf_p_c_from_mw | pf_p_a_to_mw | pf_p_b_to_mw | pf_p_c_to_mw | pf_q_a_from_mvar | pf_q_b_from_mvar | pf_q_c_from_mvar | pf_q_a_to_mvar | pf_q_b_to_mvar | pf_q_c_to_mvar | pf_ikss_a_from_degree | pf_ikss_b_from_degree | pf_ikss_c_from_degree | pf_ikss_a_to_degree | pf_ikss_b_to_degree | pf_ikss_c_to_degree | pf_vm_a_from_pu | pf_vm_b_from_pu | pf_vm_c_from_pu | pf_vm_a_to_pu | pf_vm_b_to_pu | pf_vm_c_to_pu | pf_va_a_from_degree | pf_va_b_from_degree | pf_va_c_from_degree | pf_va_a_to_degree | pf_va_b_to_degree | pf_va_c_to_degree
Line0_1_2 | 0.0024038 | 0.014198 | 0.012011 | 0.0024038 | 0.014198 | 0.012011 | 0.00055514 | 0.0032789 | 0.0027739 | 0.00055514 | 0.0032789 | 0.0027739 | -0.00053524 | -0.0016287 | 0.0013584 | 0.00053535 | 0.0016326 | -0.0013556 | -0.00014805 | 0.0001814 | -0.00028824 | 0.00014816 | -0.00017736 | 0.00029113 | 164.5927 | 7.0317 | -168.5871 | -15.4073 | -172.9683 | 11.4129 | 1.0003 | 0.49981 | 0.5006 | 1.0006 | 0.50084 | 0.49984 | 0.054192 | -179.3232 | 179.4326 | 0.062631 | -179.1685 | 179.2922
Line10_11_12 | 0.0023894 | 0.014153 | 0.011977 | 0.0023894 | 0.014153 | 0.011977 | 0.00055181 | 0.0032686 | 0.0027661 | 0.00055181 | 0.0032686 | 0.0027661 | -0.00053285 | -0.0016309 | 0.0013486 | 0.00053296 | 0.0016347 | -0.0013458 | -0.00014517 | 0.00017647 | -0.00029541 | 0.00014528 | -0.00017246 | 0.00029828 | 164.8314 | 7.1608 | -168.4924 | -15.1686 | -172.8392 | 11.5076 | 1.0008 | 0.50187 | 0.49909 | 1.0011 | 0.50291 | 0.49835 | 0.071081 | -179.0148 | 179.1519 | 0.079519 | -178.8615 | 179.0109
Line11_12_13 | 0.0023894 | 0.014153 | 0.011977 | 0.0023894 | 0.014153 | 0.011977 | 0.00055181 | 0.0032686 | 0.0027661 | 0.00055181 | 0.0032686 | 0.0027661 | -0.00053296 | -0.0016347 | 0.0013458 | 0.00053307 | 0.0016386 | -0.001343 | -0.00014528 | 0.00017246 | -0.00029828 | 0.0001454 | -0.00016845 | 0.00030114 | 164.8314 | 7.1608 | -168.4924 | -15.1686 | -172.8392 | 11.5076 | 1.0011 | 0.50291 | 0.49835 | 1.0013 | 0.50396 | 0.4976 | 0.079519 | -178.8615 | 179.0109 | 0.087954 | -178.7089 | 178.8694
Line12_13_15 | 0 | 0 | 0 | 0 | 0 | 0 | 0 | 0 | 0 | 0 | 0 | 0 | 1.4699e-11 | -8.5526e-11 | -1.0614e-10 | -1.4699e-11 | 8.5526e-11 | 1.0614e-10 | -1.6909e-11 | 4.7372e-09 | -4.6853e-09 | 1.6909e-11 | -4.7372e-09 | 4.6853e-09 | 0 | 0 | 0 | 0 | 0 | 0 | 1.0013 | 0.50396 | 0.4976 | 1.0013 | 0.50396 | 0.4976 | 0.087954 | -178.7089 | 178.8694 | 0.087954 | -178.7089 | 178.8694
Line13_13_14 | 0.0023894 | 0.014153 | 0.011977 | 0.0023894 | 0.014153 | 0.011977 | 0.00055181 | 0.0032685 | 0.0027661 | 0.00055181 | 0.0032685 | 0.0027661 | -0.00053307 | -0.0016386 | 0.001343 | 0.00053318 | 0.0016424 | -0.0013403 | -0.0001454 | 0.00016845 | -0.00030114 | 0.00014551 | -0.00016444 | 0.00030401 | 164.8314 | 7.1605 | -168.4927 | -15.1686 | -172.8395 | 11.5073 | 1.0013 | 0.50396 | 0.4976 | 1.0016 | 0.505 | 0.49686 | 0.087954 | -178.7089 | 178.8694 | 0.096383 | -178.5569 | 178.7276
Line14_15_16 | 0 | 0 | 0 | 0 | 0 | 0 | 0 | 0 | 0 | 0 | 0 | 0 | 9.7992e-12 | -5.7018e-11 | -7.0758e-11 | -9.7992e-12 | 5.7018e-11 | 7.0758e-11 | -1.1272e-11 | 3.1581e-09 | -3.1236e-09 | 1.1272e-11 | -3.1581e-09 | 3.1236e-09 | 0 | 0 | 0 | 0 | 0 | 0 | 1.0013 | 0.50396 | 0.4976 | 1.0013 | 0.50396 | 0.4976 | 0.087954 | -178.7089 | 178.8694 | 0.087954 | -178.7089 | 178.8694
Line15_16_17 | 0 | 0 | 0 | 0 | 0 | 0 | 0 | 0 | 0 | 0 | 0 | 0 | 4.8998e-12 | -2.8509e-11 | -3.5379e-11 | -4.8996e-12 | 2.8509e-11 | 3.5379e-11 | -5.6362e-12 | 1.5791e-09 | -1.5618e-09 | 5.6362e-12 | -1.5791e-09 | 1.5618e-09 | 0 | 0 | 0 | 0 | 0 | 0 | 1.0013 | 0.50396 | 0.4976 | 1.0013 | 0.50396 | 0.4976 | 0.087954 | -178.7089 | 178.8694 | 0.087954 | -178.7089 | 178.8694
Line16_4_18 | 0 | 0 | 0 | 0 | 0 | 0 | 0 | 0 | 0 | 0 | 0 | 0 | 2.2011e-12 | -2.1427e-11 | -1.9841e-11 | -2.2011e-12 | 2.1427e-11 | 1.9841e-11 | -4.01e-12 | 1.5769e-09 | -1.5758e-09 | 4.0098e-12 | -1.5769e-09 | 1.5758e-09 | 0 | 0 | 0 | 0 | 0 | 0 | 1.0006 | 0.50085 | 0.49984 | 1.0006 | 0.50085 | 0.49984 | 0.062622 | -179.1682 | 179.2919 | 0.062622 | -179.1682 | 179.2919
Line17_5_19 | 0.0024111 | 0.01422 | 0.012028 | 0.0024111 | 0.01422 | 0.012028 | 0.00055682 | 0.0032841 | 0.0027778 | 0.00055682 | 0.0032841 | 0.0027778 | -0.00053665 | -0.0016354 | 0.0013577 | 0.00053676 | 0.0016393 | -0.001355 | -0.00014973 | 0.00017578 | -0.0002904 | 0.00014985 | -0.00017174 | 0.0002933 | 164.4729 | 6.9667 | -168.635 | -15.5271 | -173.0333 | 11.365 | 1.0006 | 0.50085 | 0.49984 | 1.0008 | 0.50189 | 0.49908 | 0.062626 | -179.1684 | 179.2921 | 0.071056 | -179.0141 | 179.1511
Line1_1_3 | 0.0023894 | 0.014153 | 0.011977 | 0.0023894 | 0.014153 | 0.011977 | 0.00055181 | 0.0032686 | 0.0027661 | 0.00055181 | 0.0032686 | 0.0027661 | -0.00053263 | -0.0016232 | 0.0013541 | 0.00053274 | 0.001627 | -0.0013513 | -0.00014494 | 0.00018448 | -0.00028967 | 0.00014506 | -0.00018048 | 0.00029254 | 164.8314 | 7.1609 | -168.4923 | -15.1686 | -172.8391 | 11.5077 | 1.0003 | 0.49981 | 0.5006 | 1.0006 | 0.50084 | 0.49985 | 0.054192 | -179.3232 | 179.4326 | 0.062639 | -179.1687 | 179.2924
Line2_1_4 | 0.0024184 | 0.014243 | 0.012045 | 0.0024184 | 0.014243 | 0.012045 | 0.0005585 | 0.0032893 | 0.0027817 | 0.0005585 | 0.0032893 | 0.0027817 | -0.00053784 | -0.0016343 | 0.0013627 | 0.00053796 | 0.0016382 | -0.0013599 | -0.0001512 | 0.00017826 | -0.00028678 | 0.00015131 | -0.0001742 | 0.00028969 | 164.3526 | 6.9017 | -168.6826 | -15.6474 | -173.0983 | 11.3174 | 1.0003 | 0.49981 | 0.5006 | 1.0006 | 0.50085 | 0.49984 | 0.054192 | -179.3232 | 179.4326 | 0.062622 | -179.1682 | 179.2919
Line3_1_5 | 0.0024111 | 0.01422 | 0.012028 | 0.0024111 | 0.01422 | 0.012028 | 0.00055682 | 0.0032841 | 0.0027778 | 0.00055682 | 0.0032841 | 0.0027778 | -0.00053654 | -0.0016315 | 0.0013605 | 0.00053665 | 0.0016354 | -0.0013577 | -0.00014962 | 0.00017983 | -0.00028751 | 0.00014973 | -0.00017579 | 0.0002904 | 164.4729 | 6.9667 | -168.635 | -15.5271 | -173.0333 | 11.365 | 1.0003 | 0.49981 | 0.5006 | 1.0006 | 0.50085 | 0.49984 | 0.054192 | -179.3232 | 179.4326 | 0.062626 | -179.1684 | 179.2921
Line4_2_6 | 0.0024038 | 0.014198 | 0.012011 | 0.0024038 | 0.014198 | 0.012011 | 0.00055514 | 0.0032789 | 0.0027739 | 0.00055514 | 0.0032789 | 0.0027739 | -0.00053535 | -0.0016326 | 0.0013556 | 0.00053546 | 0.0016365 | -0.0013528 | -0.00014816 | 0.00017736 | -0.00029112 | 0.00014828 | -0.00017333 | 0.00029401 | 164.5927 | 7.0317 | -168.5872 | -15.4073 | -172.9683 | 11.4128 | 1.0006 | 0.50084 | 0.49984 | 1.0008 | 0.50189 | 0.49909 | 0.062631 | -179.1685 | 179.2922 | 0.071065 | -179.0144 | 179.1514
Line5_6_7 | 0.0024038 | 0.014198 | 0.012011 | 0.0024038 | 0.014198 | 0.012011 | 0.00055514 | 0.0032789 | 0.0027739 | 0.00055514 | 0.0032789 | 0.0027739 | -0.00053546 | -0.0016365 | 0.0013528 | 0.00053557 | 0.0016403 | -0.0013501 | -0.00014828 | 0.00017333 | -0.00029401 | 0.00014839 | -0.0001693 | 0.00029689 | 164.5927 | 7.0316 | -168.5873 | -15.4073 | -172.9684 | 11.4127 | 1.0008 | 0.50189 | 0.49909 | 1.0011 | 0.50293 | 0.49833 | 0.071065 | -179.0144 | 179.1514 | 0.079495 | -178.8609 | 179.0101
Line6_7_8 | 0 | 0 | 0 | 0 | 0 | 0 | 0 | 0 | 0 | 0 | 0 | 0 | 1.2052e-11 | -7.847e-11 | -9.0745e-11 | -1.2052e-11 | 7.847e-11 | 9.0745e-11 | -1.5278e-11 | 4.7351e-09 | -4.6992e-09 | 1.5278e-11 | -4.7351e-09 | 4.6992e-09 | 0 | 0 | 0 | 0 | 0 | 0 | 1.0011 | 0.50293 | 0.49833 | 1.0011 | 0.50293 | 0.49833 | 0.079495 | -178.8609 | 179.0101 | 0.079495 | -178.8609 | 179.0101
Line7_8_9 | 0 | 0 | 0 | 0 | 0 | 0 | 0 | 0 | 0 | 0 | 0 | 0 | 4.0174e-12 | -2.6156e-11 | -3.0248e-11 | -4.0174e-12 | 2.6156e-11 | 3.0248e-11 | -5.0927e-12 | 1.5784e-09 | -1.5664e-09 | 5.0926e-12 | -1.5784e-09 | 1.5664e-09 | 0 | 0 | 0 | 0 | 0 | 0 | 1.0011 | 0.50293 | 0.49833 | 1.0011 | 0.50293 | 0.49833 | 0.079495 | -178.8609 | 179.0101 | 0.079495 | -178.8609 | 179.0101
Line8_8_10 | 0 | 0 | 0 | 0 | 0 | 0 | 0 | 0 | 0 | 0 | 0 | 0 | 4.0174e-12 | -2.6157e-11 | -3.0248e-11 | -4.0173e-12 | 2.6157e-11 | 3.0248e-11 | -5.0929e-12 | 1.5784e-09 | -1.5664e-09 | 5.0928e-12 | -1.5784e-09 | 1.5664e-09 | 0 | 0 | 0 | 0 | 0 | 0 | 1.0011 | 0.50293 | 0.49833 | 1.0011 | 0.50293 | 0.49833 | 0.079495 | -178.8609 | 179.0101 | 0.079495 | -178.8609 | 179.0101
Line9_3_11 | 0.0023894 | 0.014153 | 0.011977 | 0.0023894 | 0.014153 | 0.011977 | 0.00055181 | 0.0032686 | 0.0027661 | 0.00055181 | 0.0032686 | 0.0027661 | -0.00053274 | -0.001627 | 0.0013513 | 0.00053285 | 0.0016309 | -0.0013486 | -0.00014506 | 0.00018048 | -0.00029254 | 0.00014517 | -0.00017647 | 0.00029541 | 164.8314 | 7.1609 | -168.4923 | -15.1686 | -172.8391 | 11.5077 | 1.0006 | 0.50084 | 0.49985 | 1.0008 | 0.50187 | 0.49909 | 0.062639 | -179.1687 | 179.2924 | 0.071081 | -179.0148 | 179.1519

## LL_min_fault_6
name | pf_ikss_a_from_ka | pf_ikss_b_from_ka | pf_ikss_c_from_ka | pf_ikss_a_to_ka | pf_ikss_b_to_ka | pf_ikss_c_to_ka | pf_skss_a_from_mw | pf_skss_b_from_mw | pf_skss_c_from_mw | pf_skss_a_to_mw | pf_skss_b_to_mw | pf_skss_c_to_mw | pf_p_a_from_mw | pf_p_b_from_mw | pf_p_c_from_mw | pf_p_a_to_mw | pf_p_b_to_mw | pf_p_c_to_mw | pf_q_a_from_mvar | pf_q_b_from_mvar | pf_q_c_from_mvar | pf_q_a_to_mvar | pf_q_b_to_mvar | pf_q_c_to_mvar | pf_ikss_a_from_degree | pf_ikss_b_from_degree | pf_ikss_c_from_degree | pf_ikss_a_to_degree | pf_ikss_b_to_degree | pf_ikss_c_to_degree | pf_vm_a_from_pu | pf_vm_b_from_pu | pf_vm_c_from_pu | pf_vm_a_to_pu | pf_vm_b_to_pu | pf_vm_c_to_pu | pf_va_a_from_degree | pf_va_b_from_degree | pf_va_c_from_degree | pf_va_a_to_degree | pf_va_b_to_degree | pf_va_c_to_degree
Line0_1_2 | 8.2701e-05 | 0.00048846 | 0.00041323 | 8.2701e-05 | 0.00048846 | 0.00041323 | 1.9099e-05 | 0.00011281 | 9.5432e-05 | 1.9099e-05 | 0.00011281 | 9.5432e-05 | -1.7628e-05 | -0.00010859 | -3.1222e-05 | 1.7628e-05 | 0.00010859 | 3.1225e-05 | 7.3493e-06 | -2.5745e-05 | -8.7213e-05 | -7.3492e-06 | 2.575e-05 | 8.7216e-05 | -157.3664 | 45.0727 | -130.5462 | 22.6336 | -134.9273 | 49.4538 | 0.99999 | 0.98931 | 0.97067 | 0.99999 | 0.98936 | 0.97072 | 0.0018924 | -121.5895 | 119.7566 | 0.0024227 | -121.5876 | 119.7554
Line10_11_12 | 8.2204e-05 | 0.00048692 | 0.00041207 | 8.2204e-05 | 0.00048692 | 0.00041207 | 1.8984e-05 | 0.00011245 | 9.5163e-05 | 1.8984e-05 | 0.00011245 | 9.5163e-05 | -1.7492e-05 | -0.00010831 | -3.1284e-05 | 1.7492e-05 | 0.00010832 | 3.1288e-05 | 7.3779e-06 | -2.543e-05 | -8.6923e-05 | -7.3777e-06 | 2.5434e-05 | 8.6926e-05 | -157.1277 | 45.2017 | -130.4515 | 22.8723 | -134.7983 | 49.5485 | 1 | 0.98941 | 0.97076 | 1 | 0.98945 | 0.97081 | 0.0029484 | -121.5858 | 119.7542 | 0.0034764 | -121.584 | 119.753
Line11_12_13 | 8.2204e-05 | 0.00048692 | 0.00041207 | 8.2204e-05 | 0.00048692 | 0.00041207 | 1.8984e-05 | 0.00011245 | 9.5163e-05 | 1.8984e-05 | 0.00011245 | 9.5163e-05 | -1.7492e-05 | -0.00010832 | -3.1288e-05 | 1.7492e-05 | 0.00010832 | 3.1291e-05 | 7.3777e-06 | -2.5435e-05 | -8.6926e-05 | -7.3776e-06 | 2.5439e-05 | 8.693e-05 | -157.1277 | 45.2017 | -130.4515 | 22.8723 | -134.7983 | 49.5485 | 1 | 0.98945 | 0.97081 | 1 | 0.9895 | 0.97085 | 0.0034764 | -121.584 | 119.753 | 0.0040044 | -121.5821 | 119.7518
Line12_13_15 | 0 | 0 | 0 | 0 | 0 | 0 | 0 | 0 | 0 | 0 | 0 | 0 | 3.8626e-14 | -1.1009e-10 | -3.1116e-10 | -3.8626e-14 | 1.1009e-10 | 3.1116e-10 | -7.6879e-13 | 3.0052e-10 | 4.6261e-11 | 7.6879e-13 | -3.0052e-10 | -4.6261e-11 | 0 | 0 | 0 | 0 | 0 | 0 | 1 | 0.9895 | 0.97085 | 1 | 0.9895 | 0.97085 | 0.0040044 | -121.5821 | 119.7518 | 0.0040044 | -121.5821 | 119.7518
Line13_13_14 | 8.2204e-05 | 0.00048692 | 0.00041207 | 8.2204e-05 | 0.00048692 | 0.00041207 | 1.8984e-05 | 0.00011245 | 9.5163e-05 | 1.8984e-05 | 0.00011245 | 9.5163e-05 | -1.7492e-05 | -0.00010832 | -3.129e-05 | 1.7492e-05 | 0.00010833 | 3.1294e-05 | 7.3776e-06 | -2.544e-05 | -8.693e-05 | -7.3775e-06 | 2.5444e-05 | 8.6933e-05 | -157.1277 | 45.2015 | -130.4518 | 22.8723 | -134.7985 | 49.5482 | 1 | 0.9895 | 0.97085 | 1 | 0.98955 | 0.9709 | 0.0040044 | -121.5821 | 119.7518 | 0.0045324 | -121.5803 | 119.7506
Line14_15_16 | 0 | 0 | 0 | 0 | 0 | 0 | 0 | 0 | 0 | 0 | 0 | 0 | 2.5743e-14 | -7.3396e-11 | -2.0744e-10 | -2.5746e-14 | 7.3396e-11 | 2.0744e-10 | -5.1253e-13 | 2.0035e-10 | 3.084e-11 | 5.1253e-13 | -2.0035e-10 | -3.084e-11 | 0 | 0 | 0 | 0 | 0 | 0 | 1 | 0.9895 | 0.97085 | 1 | 0.9895 | 0.97085 | 0.0040044 | -121.5821 | 119.7518 | 0.0040044 | -121.5821 | 119.7518
Line15_16_17 | 0 | 0 | 0 | 0 | 0 | 0 | 0 | 0 | 0 | 0 | 0 | 0 | 1.2871e-14 | -3.6698e-11 | -1.0372e-10 | -1.2873e-14 | 3.6698e-11 | 1.0372e-10 | -2.5626e-13 | 1.0017e-10 | 1.542e-11 | 2.5626e-13 | -1.0017e-10 | -1.542e-11 | 0 | 0 | 0 | 0 | 0 | 0 | 1 | 0.9895 | 0.97085 | 1 | 0.9895 | 0.97085 | 0.0040044 | -121.5821 | 119.7518 | 0.0040044 | -121.5821 | 119.7518
Line16_4_18 | 0 | 0 | 0 | 0 | 0 | 0 | 0 | 0 | 0 | 0 | 0 | 0 | -2.552e-14 | -3.7215e-11 | -1.0419e-10 | 2.5521e-14 | 3.7215e-11 | 1.0419e-10 | -1.5519e-13 | 1.0051e-10 | 1.5197e-11 | 1.5519e-13 | -1.0051e-10 | -1.5197e-11 | 0 | 0 | 0 | 0 | 0 | 0 | 0.99999 | 0.98936 | 0.97072 | 0.99999 | 0.98936 | 0.97072 | 0.002425 | -121.5876 | 119.7554 | 0.002425 | -121.5876 | 119.7554
Line17_5_19 | 8.295e-05 | 0.00048923 | 0.00041381 | 8.295e-05 | 0.00048923 | 0.00041381 | 1.9157e-05 | 0.00011298 | 9.5566e-05 | 1.9157e-05 | 0.00011298 | 9.5566e-05 | -1.7697e-05 | -0.00010874 | -3.1196e-05 | 1.7697e-05 | 0.00010874 | 3.1199e-05 | 7.3343e-06 | -2.5914e-05 | -8.7365e-05 | -7.3342e-06 | 2.5919e-05 | 8.7369e-05 | -157.4862 | 45.0076 | -130.5941 | 22.5138 | -134.9924 | 49.4059 | 0.99999 | 0.98936 | 0.97072 | 1 | 0.98941 | 0.97076 | 0.0024239 | -121.5876 | 119.7554 | 0.0029554 | -121.5858 | 119.7542
Line1_1_3 | 8.2204e-05 | 0.00048692 | 0.00041207 | 8.2204e-05 | 0.00048692 | 0.00041207 | 1.8984e-05 | 0.00011245 | 9.5163e-05 | 1.8984e-05 | 0.00011245 | 9.5163e-05 | -1.7492e-05 | -0.0001083 | -3.1278e-05 | 1.7492e-05 | 0.00010831 | 3.1281e-05 | 7.3781e-06 | -2.542e-05 | -8.6916e-05 | -7.378e-06 | 2.5425e-05 | 8.6919e-05 | -157.1277 | 45.2018 | -130.4513 | 22.8723 | -134.7982 | 49.5487 | 0.99999 | 0.98931 | 0.97067 | 0.99999 | 0.98936 | 0.97072 | 0.0018924 | -121.5895 | 119.7566 | 0.0024204 | -121.5876 | 119.7554
Line2_1_4 | 8.3201e-05 | 0.00049001 | 0.0004144 | 8.3201e-05 | 0.00049001 | 0.0004144 | 1.9214e-05 | 0.00011316 | 9.5701e-05 | 1.9214e-05 | 0.00011316 | 9.5701e-05 | -1.7765e-05 | -0.00010887 | -3.1164e-05 | 1.7766e-05 | 0.00010888 | 3.1168e-05 | 7.3194e-06 | -2.6074e-05 | -8.7511e-05 | -7.3192e-06 | 2.6079e-05 | 8.7515e-05 | -157.6065 | 44.9426 | -130.6417 | 22.3935 | -135.0574 | 49.3583 | 0.99999 | 0.98931 | 0.97067 | 0.99999 | 0.98936 | 0.97072 | 0.0018924 | -121.5895 | 119.7566 | 0.002425 | -121.5876 | 119.7554
Line3_1_5 | 8.295e-05 | 0.00048923 | 0.00041381 | 8.295e-05 | 0.00048923 | 0.00041381 | 1.9157e-05 | 0.00011298 | 9.5566e-05 | 1.9157e-05 | 0.00011298 | 9.5566e-05 | -1.7697e-05 | -0.00010873 | -3.1193e-05 | 1.7697e-05 | 0.00010874 | 3.1196e-05 | 7.3345e-06 | -2.5909e-05 | -8.7362e-05 | -7.3343e-06 | 2.5914e-05 | 8.7365e-05 | -157.4862 | 45.0076 | -130.594 | 22.5138 | -134.9924 | 49.406 | 0.99999 | 0.98931 | 0.97067 | 0.99999 | 0.98936 | 0.97072 | 0.0018924 | -121.5895 | 119.7566 | 0.0024239 | -121.5876 | 119.7554
Line4_2_6 | 8.2701e-05 | 0.00048846 | 0.00041323 | 8.2701e-05 | 0.00048846 | 0.00041323 | 1.9099e-05 | 0.00011281 | 9.5432e-05 | 1.9099e-05 | 0.00011281 | 9.5432e-05 | -1.7628e-05 | -0.00010859 | -3.1225e-05 | 1.7628e-05 | 0.0001086 | 3.1228e-05 | 7.3492e-06 | -2.575e-05 | -8.7216e-05 | -7.349e-06 | 2.5755e-05 | 8.722e-05 | -157.3664 | 45.0726 | -130.5463 | 22.6336 | -134.9274 | 49.4537 | 0.99999 | 0.98936 | 0.97072 | 1 | 0.98941 | 0.97076 | 0.0024227 | -121.5876 | 119.7554 | 0.0029531 | -121.5858 | 119.7542
Line5_6_7 | 8.2701e-05 | 0.00048846 | 0.00041323 | 8.2701e-05 | 0.00048846 | 0.00041323 | 1.9099e-05 | 0.00011281 | 9.5432e-05 | 1.9099e-05 | 0.00011281 | 9.5432e-05 | -1.7628e-05 | -0.0001086 | -3.1228e-05 | 1.7628e-05 | 0.0001086 | 3.1232e-05 | 7.349e-06 | -2.5755e-05 | -8.722e-05 | -7.3489e-06 | 2.576e-05 | 8.7223e-05 | -157.3664 | 45.0725 | -130.5464 | 22.6336 | -134.9275 | 49.4536 | 1 | 0.98941 | 0.97076 | 1 | 0.98946 | 0.97081 | 0.0029531 | -121.5858 | 119.7542 | 0.0034834 | -121.584 | 119.753
Line6_7_8 | 0 | 0 | 0 | 0 | 0 | 0 | 0 | 0 | 0 | 0 | 0 | 0 | 1.7638e-15 | -1.1061e-10 | -3.1163e-10 | -1.7644e-15 | 1.1061e-10 | 3.1163e-10 | -6.6875e-13 | 3.0085e-10 | 4.6041e-11 | 6.6875e-13 | -3.0085e-10 | -4.6041e-11 | 0 | 0 | 0 | 0 | 0 | 0 | 1 | 0.98946 | 0.97081 | 1 | 0.98946 | 0.97081 | 0.0034834 | -121.584 | 119.753 | 0.0034834 | -121.584 | 119.753
Line7_8_9 | 0 | 0 | 0 | 0 | 0 | 0 | 0 | 0 | 0 | 0 | 0 | 0 | 5.8486e-16 | -3.6869e-11 | -1.0388e-10 | -5.837e-16 | 3.6869e-11 | 1.0388e-10 | -2.2292e-13 | 1.0028e-10 | 1.5347e-11 | 2.2292e-13 | -1.0028e-10 | -1.5347e-11 | 0 | 0 | 0 | 0 | 0 | 0 | 1 | 0.98946 | 0.97081 | 1 | 0.98946 | 0.97081 | 0.0034834 | -121.584 | 119.753 | 0.0034834 | -121.584 | 119.753
Line8_8_10 | 0 | 0 | 0 | 0 | 0 | 0 | 0 | 0 | 0 | 0 | 0 | 0 | 5.8428e-16 | -3.6869e-11 | -1.0388e-10 | -5.8543e-16 | 3.6869e-11 | 1.0388e-10 | -2.2292e-13 | 1.0028e-10 | 1.5347e-11 | 2.2292e-13 | -1.0028e-10 | -1.5347e-11 | 0 | 0 | 0 | 0 | 0 | 0 | 1 | 0.98946 | 0.97081 | 1 | 0.98946 | 0.97081 | 0.0034834 | -121.584 | 119.753 | 0.0034834 | -121.584 | 119.753
Line9_3_11 | 8.2204e-05 | 0.00048692 | 0.00041207 | 8.2204e-05 | 0.00048692 | 0.00041207 | 1.8984e-05 | 0.00011245 | 9.5163e-05 | 1.8984e-05 | 0.00011245 | 9.5163e-05 | -1.7492e-05 | -0.00010831 | -3.1281e-05 | 1.7492e-05 | 0.00010831 | 3.1284e-05 | 7.378e-06 | -2.5425e-05 | -8.6919e-05 | -7.3779e-06 | 2.543e-05 | 8.6923e-05 | -157.1277 | 45.2018 | -130.4514 | 22.8723 | -134.7982 | 49.5486 | 0.99999 | 0.98936 | 0.97072 | 1 | 0.98941 | 0.97076 | 0.0024204 | -121.5876 | 119.7554 | 0.0029484 | -121.5858 | 119.7542

## LL_min_fault_10
name | pf_ikss_a_from_ka | pf_ikss_b_from_ka | pf_ikss_c_from_ka | pf_ikss_a_to_ka | pf_ikss_b_to_ka | pf_ikss_c_to_ka | pf_skss_a_from_mw | pf_skss_b_from_mw | pf_skss_c_from_mw | pf_skss_a_to_mw | pf_skss_b_to_mw | pf_skss_c_to_mw | pf_p_a_from_mw | pf_p_b_from_mw | pf_p_c_from_mw | pf_p_a_to_mw | pf_p_b_to_mw | pf_p_c_to_mw | pf_q_a_from_mvar | pf_q_b_from_mvar | pf_q_c_from_mvar | pf_q_a_to_mvar | pf_q_b_to_mvar | pf_q_c_to_mvar | pf_ikss_a_from_degree | pf_ikss_b_from_degree | pf_ikss_c_from_degree | pf_ikss_a_to_degree | pf_ikss_b_to_degree | pf_ikss_c_to_degree | pf_vm_a_from_pu | pf_vm_b_from_pu | pf_vm_c_from_pu | pf_vm_a_to_pu | pf_vm_b_to_pu | pf_vm_c_to_pu | pf_va_a_from_degree | pf_va_b_from_degree | pf_va_c_from_degree | pf_va_a_to_degree | pf_va_b_to_degree | pf_va_c_to_degree
Line0_1_2 | 8.2701e-05 | 0.00048846 | 0.00041323 | 8.2701e-05 | 0.00048846 | 0.00041323 | 1.9099e-05 | 0.00011281 | 9.5432e-05 | 1.9099e-05 | 0.00011281 | 9.5432e-05 | -1.7628e-05 | -0.00010859 | -3.1222e-05 | 1.7628e-05 | 0.00010859 | 3.1225e-05 | 7.3493e-06 | -2.5745e-05 | -8.7213e-05 | -7.3492e-06 | 2.575e-05 | 8.7216e-05 | -157.3664 | 45.0727 | -130.5462 | 22.6336 | -134.9273 | 49.4538 | 0.99999 | 0.98931 | 0.97067 | 0.99999 | 0.98936 | 0.97072 | 0.0018924 | -121.5895 | 119.7566 | 0.0024227 | -121.5876 | 119.7554
Line10_11_12 | 8.2204e-05 | 0.00048692 | 0.00041207 | 8.2204e-05 | 0.00048692 | 0.00041207 | 1.8984e-05 | 0.00011245 | 9.5163e-05 | 1.8984e-05 | 0.00011245 | 9.5163e-05 | -1.7492e-05 | -0.00010831 | -3.1284e-05 | 1.7492e-05 | 0.00010832 | 3.1288e-05 | 7.3779e-06 | -2.543e-05 | -8.6923e-05 | -7.3777e-06 | 2.5434e-05 | 8.6926e-05 | -157.1277 | 45.2017 | -130.4515 | 22.8723 | -134.7983 | 49.5485 | 1 | 0.98941 | 0.97076 | 1 | 0.98945 | 0.97081 | 0.0029484 | -121.5858 | 119.7542 | 0.0034764 | -121.584 | 119.753
Line11_12_13 | 8.2204e-05 | 0.00048692 | 0.00041207 | 8.2204e-05 | 0.00048692 | 0.00041207 | 1.8984e-05 | 0.00011245 | 9.5163e-05 | 1.8984e-05 | 0.00011245 | 9.5163e-05 | -1.7492e-05 | -0.00010832 | -3.1288e-05 | 1.7492e-05 | 0.00010832 | 3.1291e-05 | 7.3777e-06 | -2.5435e-05 | -8.6926e-05 | -7.3776e-06 | 2.5439e-05 | 8.693e-05 | -157.1277 | 45.2017 | -130.4515 | 22.8723 | -134.7983 | 49.5485 | 1 | 0.98945 | 0.97081 | 1 | 0.9895 | 0.97085 | 0.0034764 | -121.584 | 119.753 | 0.0040044 | -121.5821 | 119.7518
Line12_13_15 | 0 | 0 | 0 | 0 | 0 | 0 | 0 | 0 | 0 | 0 | 0 | 0 | 3.8626e-14 | -1.1009e-10 | -3.1116e-10 | -3.8626e-14 | 1.1009e-10 | 3.1116e-10 | -7.6879e-13 | 3.0052e-10 | 4.6261e-11 | 7.6879e-13 | -3.0052e-10 | -4.6261e-11 | 0 | 0 | 0 | 0 | 0 | 0 | 1 | 0.9895 | 0.97085 | 1 | 0.9895 | 0.97085 | 0.0040044 | -121.5821 | 119.7518 | 0.0040044 | -121.5821 | 119.7518
Line13_13_14 | 8.2204e-05 | 0.00048692 | 0.00041207 | 8.2204e-05 | 0.00048692 | 0.00041207 | 1.8984e-05 | 0.00011245 | 9.5163e-05 | 1.8984e-05 | 0.00011245 | 9.5163e-05 | -1.7492e-05 | -0.00010832 | -3.129e-05 | 1.7492e-05 | 0.00010833 | 3.1294e-05 | 7.3776e-06 | -2.544e-05 | -8.693e-05 | -7.3775e-06 | 2.5444e-05 | 8.6933e-05 | -157.1277 | 45.2015 | -130.4518 | 22.8723 | -134.7985 | 49.5482 | 1 | 0.9895 | 0.97085 | 1 | 0.98955 | 0.9709 | 0.0040044 | -121.5821 | 119.7518 | 0.0045324 | -121.5803 | 119.7506
Line14_15_16 | 0 | 0 | 0 | 0 | 0 | 0 | 0 | 0 | 0 | 0 | 0 | 0 | 2.5743e-14 | -7.3396e-11 | -2.0744e-10 | -2.5746e-14 | 7.3396e-11 | 2.0744e-10 | -5.1253e-13 | 2.0035e-10 | 3.084e-11 | 5.1253e-13 | -2.0035e-10 | -3.084e-11 | 0 | 0 | 0 | 0 | 0 | 0 | 1 | 0.9895 | 0.97085 | 1 | 0.9895 | 0.97085 | 0.0040044 | -121.5821 | 119.7518 | 0.0040044 | -121.5821 | 119.7518
Line15_16_17 | 0 | 0 | 0 | 0 | 0 | 0 | 0 | 0 | 0 | 0 | 0 | 0 | 1.2871e-14 | -3.6698e-11 | -1.0372e-10 | -1.2873e-14 | 3.6698e-11 | 1.0372e-10 | -2.5626e-13 | 1.0017e-10 | 1.542e-11 | 2.5626e-13 | -1.0017e-10 | -1.542e-11 | 0 | 0 | 0 | 0 | 0 | 0 | 1 | 0.9895 | 0.97085 | 1 | 0.9895 | 0.97085 | 0.0040044 | -121.5821 | 119.7518 | 0.0040044 | -121.5821 | 119.7518
Line16_4_18 | 0 | 0 | 0 | 0 | 0 | 0 | 0 | 0 | 0 | 0 | 0 | 0 | -2.552e-14 | -3.7215e-11 | -1.0419e-10 | 2.5521e-14 | 3.7215e-11 | 1.0419e-10 | -1.5519e-13 | 1.0051e-10 | 1.5197e-11 | 1.5519e-13 | -1.0051e-10 | -1.5197e-11 | 0 | 0 | 0 | 0 | 0 | 0 | 0.99999 | 0.98936 | 0.97072 | 0.99999 | 0.98936 | 0.97072 | 0.002425 | -121.5876 | 119.7554 | 0.002425 | -121.5876 | 119.7554
Line17_5_19 | 8.295e-05 | 0.00048923 | 0.00041381 | 8.295e-05 | 0.00048923 | 0.00041381 | 1.9157e-05 | 0.00011298 | 9.5566e-05 | 1.9157e-05 | 0.00011298 | 9.5566e-05 | -1.7697e-05 | -0.00010874 | -3.1196e-05 | 1.7697e-05 | 0.00010874 | 3.1199e-05 | 7.3343e-06 | -2.5914e-05 | -8.7365e-05 | -7.3342e-06 | 2.5919e-05 | 8.7369e-05 | -157.4862 | 45.0076 | -130.5941 | 22.5138 | -134.9924 | 49.4059 | 0.99999 | 0.98936 | 0.97072 | 1 | 0.98941 | 0.97076 | 0.0024239 | -121.5876 | 119.7554 | 0.0029554 | -121.5858 | 119.7542
Line1_1_3 | 8.2204e-05 | 0.00048692 | 0.00041207 | 8.2204e-05 | 0.00048692 | 0.00041207 | 1.8984e-05 | 0.00011245 | 9.5163e-05 | 1.8984e-05 | 0.00011245 | 9.5163e-05 | -1.7492e-05 | -0.0001083 | -3.1278e-05 | 1.7492e-05 | 0.00010831 | 3.1281e-05 | 7.3781e-06 | -2.542e-05 | -8.6916e-05 | -7.378e-06 | 2.5425e-05 | 8.6919e-05 | -157.1277 | 45.2018 | -130.4513 | 22.8723 | -134.7982 | 49.5487 | 0.99999 | 0.98931 | 0.97067 | 0.99999 | 0.98936 | 0.97072 | 0.0018924 | -121.5895 | 119.7566 | 0.0024204 | -121.5876 | 119.7554
Line2_1_4 | 8.3201e-05 | 0.00049001 | 0.0004144 | 8.3201e-05 | 0.00049001 | 0.0004144 | 1.9214e-05 | 0.00011316 | 9.5701e-05 | 1.9214e-05 | 0.00011316 | 9.5701e-05 | -1.7765e-05 | -0.00010887 | -3.1164e-05 | 1.7766e-05 | 0.00010888 | 3.1168e-05 | 7.3194e-06 | -2.6074e-05 | -8.7511e-05 | -7.3192e-06 | 2.6079e-05 | 8.7515e-05 | -157.6065 | 44.9426 | -130.6417 | 22.3935 | -135.0574 | 49.3583 | 0.99999 | 0.98931 | 0.97067 | 0.99999 | 0.98936 | 0.97072 | 0.0018924 | -121.5895 | 119.7566 | 0.002425 | -121.5876 | 119.7554
Line3_1_5 | 8.295e-05 | 0.00048923 | 0.00041381 | 8.295e-05 | 0.00048923 | 0.00041381 | 1.9157e-05 | 0.00011298 | 9.5566e-05 | 1.9157e-05 | 0.00011298 | 9.5566e-05 | -1.7697e-05 | -0.00010873 | -3.1193e-05 | 1.7697e-05 | 0.00010874 | 3.1196e-05 | 7.3345e-06 | -2.5909e-05 | -8.7362e-05 | -7.3343e-06 | 2.5914e-05 | 8.7365e-05 | -157.4862 | 45.0076 | -130.594 | 22.5138 | -134.9924 | 49.406 | 0.99999 | 0.98931 | 0.97067 | 0.99999 | 0.98936 | 0.97072 | 0.0018924 | -121.5895 | 119.7566 | 0.0024239 | -121.5876 | 119.7554
Line4_2_6 | 8.2701e-05 | 0.00048846 | 0.00041323 | 8.2701e-05 | 0.00048846 | 0.00041323 | 1.9099e-05 | 0.00011281 | 9.5432e-05 | 1.9099e-05 | 0.00011281 | 9.5432e-05 | -1.7628e-05 | -0.00010859 | -3.1225e-05 | 1.7628e-05 | 0.0001086 | 3.1228e-05 | 7.3492e-06 | -2.575e-05 | -8.7216e-05 | -7.349e-06 | 2.5755e-05 | 8.722e-05 | -157.3664 | 45.0726 | -130.5463 | 22.6336 | -134.9274 | 49.4537 | 0.99999 | 0.98936 | 0.97072 | 1 | 0.98941 | 0.97076 | 0.0024227 | -121.5876 | 119.7554 | 0.0029531 | -121.5858 | 119.7542
Line5_6_7 | 8.2701e-05 | 0.00048846 | 0.00041323 | 8.2701e-05 | 0.00048846 | 0.00041323 | 1.9099e-05 | 0.00011281 | 9.5432e-05 | 1.9099e-05 | 0.00011281 | 9.5432e-05 | -1.7628e-05 | -0.0001086 | -3.1228e-05 | 1.7628e-05 | 0.0001086 | 3.1232e-05 | 7.349e-06 | -2.5755e-05 | -8.722e-05 | -7.3489e-06 | 2.576e-05 | 8.7223e-05 | -157.3664 | 45.0725 | -130.5464 | 22.6336 | -134.9275 | 49.4536 | 1 | 0.98941 | 0.97076 | 1 | 0.98946 | 0.97081 | 0.0029531 | -121.5858 | 119.7542 | 0.0034834 | -121.584 | 119.753
Line6_7_8 | 0 | 0 | 0 | 0 | 0 | 0 | 0 | 0 | 0 | 0 | 0 | 0 | 1.7638e-15 | -1.1061e-10 | -3.1163e-10 | -1.7644e-15 | 1.1061e-10 | 3.1163e-10 | -6.6875e-13 | 3.0085e-10 | 4.6041e-11 | 6.6875e-13 | -3.0085e-10 | -4.6041e-11 | 0 | 0 | 0 | 0 | 0 | 0 | 1 | 0.98946 | 0.97081 | 1 | 0.98946 | 0.97081 | 0.0034834 | -121.584 | 119.753 | 0.0034834 | -121.584 | 119.753
Line7_8_9 | 0 | 0 | 0 | 0 | 0 | 0 | 0 | 0 | 0 | 0 | 0 | 0 | 5.8486e-16 | -3.6869e-11 | -1.0388e-10 | -5.837e-16 | 3.6869e-11 | 1.0388e-10 | -2.2292e-13 | 1.0028e-10 | 1.5347e-11 | 2.2292e-13 | -1.0028e-10 | -1.5347e-11 | 0 | 0 | 0 | 0 | 0 | 0 | 1 | 0.98946 | 0.97081 | 1 | 0.98946 | 0.97081 | 0.0034834 | -121.584 | 119.753 | 0.0034834 | -121.584 | 119.753
Line8_8_10 | 0 | 0 | 0 | 0 | 0 | 0 | 0 | 0 | 0 | 0 | 0 | 0 | 5.8428e-16 | -3.6869e-11 | -1.0388e-10 | -5.8543e-16 | 3.6869e-11 | 1.0388e-10 | -2.2292e-13 | 1.0028e-10 | 1.5347e-11 | 2.2292e-13 | -1.0028e-10 | -1.5347e-11 | 0 | 0 | 0 | 0 | 0 | 0 | 1 | 0.98946 | 0.97081 | 1 | 0.98946 | 0.97081 | 0.0034834 | -121.584 | 119.753 | 0.0034834 | -121.584 | 119.753
Line9_3_11 | 8.2204e-05 | 0.00048692 | 0.00041207 | 8.2204e-05 | 0.00048692 | 0.00041207 | 1.8984e-05 | 0.00011245 | 9.5163e-05 | 1.8984e-05 | 0.00011245 | 9.5163e-05 | -1.7492e-05 | -0.00010831 | -3.1281e-05 | 1.7492e-05 | 0.00010831 | 3.1284e-05 | 7.378e-06 | -2.5425e-05 | -8.6919e-05 | -7.3779e-06 | 2.543e-05 | 8.6923e-05 | -157.1277 | 45.2018 | -130.4514 | 22.8723 | -134.7982 | 49.5486 | 0.99999 | 0.98936 | 0.97072 | 1 | 0.98941 | 0.97076 | 0.0024204 | -121.5876 | 119.7554 | 0.0029484 | -121.5858 | 119.7542

## LG_max_6
name | pf_ikss_a_from_ka | pf_ikss_b_from_ka | pf_ikss_c_from_ka | pf_ikss_a_to_ka | pf_ikss_b_to_ka | pf_ikss_c_to_ka | pf_skss_a_from_mw | pf_skss_b_from_mw | pf_skss_c_from_mw | pf_skss_a_to_mw | pf_skss_b_to_mw | pf_skss_c_to_mw | pf_p_a_from_mw | pf_p_b_from_mw | pf_p_c_from_mw | pf_p_a_to_mw | pf_p_b_to_mw | pf_p_c_to_mw | pf_q_a_from_mvar | pf_q_b_from_mvar | pf_q_c_from_mvar | pf_q_a_to_mvar | pf_q_b_to_mvar | pf_q_c_to_mvar | pf_ikss_a_from_degree | pf_ikss_b_from_degree | pf_ikss_c_from_degree | pf_ikss_a_to_degree | pf_ikss_b_to_degree | pf_ikss_c_to_degree | 3xI0 | pf_vm_a_from_pu | pf_vm_b_from_pu | pf_vm_c_from_pu | pf_vm_a_to_pu | pf_vm_b_to_pu | pf_vm_c_to_pu | pf_va_a_from_degree | pf_va_b_from_degree | pf_va_c_from_degree | pf_va_a_to_degree | pf_va_b_to_degree | pf_va_c_to_degree
Line0_1_2 | 0.46945 | 0.23687 | 0.28112 | 0.46945 | 0.23687 | 0.28112 | 0.10841 | 0.054703 | 0.064921 | 0.10841 | 0.054703 | 0.064921 | -0.0082186 | 0.035419 | -0.05801 | 0.010422 | -0.034858 | 0.0588 | -0.060016 | -0.044421 | -0.033605 | 0.064424 | 0.045543 | 0.035185 | 99.2275 | -53.3721 | -103.588 | -80.7725 | 126.6279 | 76.412 |  | 0.55875 | 1.0386 | 1.0327 | 0.60197 | 1.0484 | 1.0555 | 1.4299 | -104.8051 | 106.4956 | 0.037882 | -105.9424 | 107.3079
Line10_11_12 | 0.42077 | 0.21553 | 0.24613 | 0.42077 | 0.21553 | 0.24613 | 0.097173 | 0.049776 | 0.056842 | 0.097173 | 0.049776 | 0.056842 | -0.011922 | 0.031465 | -0.052635 | 0.013693 | -0.031001 | 0.053241 | -0.060727 | -0.042145 | -0.030727 | 0.064268 | 0.043074 | 0.031939 | 100.3098 | -53.6078 | -102.3333 | -79.6902 | 126.3922 | 77.6667 |  | 0.63686 | 1.0566 | 1.0722 | 0.67622 | 1.0662 | 1.0923 | -0.79754 | -106.8629 | 107.9423 | -1.7176 | -107.865 | 108.6261
Line11_12_13 | 0.42077 | 0.21553 | 0.24613 | 0.42077 | 0.21553 | 0.24613 | 0.097173 | 0.049776 | 0.056842 | 0.097173 | 0.049776 | 0.056842 | -0.013693 | 0.031001 | -0.053241 | 0.015463 | -0.030536 | 0.053847 | -0.064268 | -0.043074 | -0.031939 | 0.067808 | 0.044003 | 0.033151 | 100.3098 | -53.6078 | -102.3333 | -79.6902 | 126.3922 | 77.6667 |  | 0.67622 | 1.0662 | 1.0923 | 0.71573 | 1.076 | 1.1124 | -1.7176 | -107.865 | 108.6261 | -2.5363 | -108.849 | 109.2852
Line12_13_15 | 0 | 0 | 0 | 0 | 0 | 0 | 0 | 0 | 0 | 0 | 0 | 0 | -3.0168e-09 | -3.6213e-11 | 3.8516e-10 | 3.0168e-09 | 3.6736e-11 | -3.8571e-10 | 3.8435e-10 | -2.5186e-09 | 2.502e-09 | -3.8398e-10 | 2.5184e-09 | -2.5022e-09 | 0 | 0 | 0 | 0 | 0 | 0 |  | 0.71573 | 1.076 | 1.1124 | 0.71573 | 1.076 | 1.1124 | -2.5363 | -108.849 | 109.2852 | -2.5363 | -108.849 | 109.2852
Line13_13_14 | 0.42077 | 0.21553 | 0.24613 | 0.42077 | 0.21553 | 0.24613 | 0.097173 | 0.049776 | 0.056842 | 0.097173 | 0.049776 | 0.056842 | -0.015463 | 0.030536 | -0.053847 | 0.017234 | -0.030072 | 0.054452 | -0.067808 | -0.044003 | -0.033151 | 0.071349 | 0.044932 | 0.034362 | 100.3098 | -53.6078 | -102.3333 | -79.6902 | 126.3922 | 77.6667 |  | 0.71573 | 1.076 | 1.1124 | 0.75537 | 1.0862 | 1.1328 | -2.5363 | -108.849 | 109.2852 | -3.2692 | -109.8148 | 109.9207
Line14_15_16 | 0 | 0 | 0 | 0 | 0 | 0 | 0 | 0 | 0 | 0 | 0 | 0 | -2.0112e-09 | -2.4142e-11 | 2.5677e-10 | 2.0112e-09 | 2.4665e-11 | -2.5732e-10 | 2.5623e-10 | -1.6791e-09 | 1.668e-09 | -2.5586e-10 | 1.6789e-09 | -1.6682e-09 | 0 | 0 | 0 | 0 | 0 | 0 |  | 0.71573 | 1.076 | 1.1124 | 0.71573 | 1.076 | 1.1124 | -2.5363 | -108.849 | 109.2852 | -2.5363 | -108.849 | 109.2852
Line15_16_17 | 0 | 0 | 0 | 0 | 0 | 0 | 0 | 0 | 0 | 0 | 0 | 0 | -1.0056e-09 | -1.2071e-11 | 1.2839e-10 | 1.0056e-09 | 1.2594e-11 | -1.2893e-10 | 1.2812e-10 | -8.3954e-10 | 8.3401e-10 | -1.2775e-10 | 8.3935e-10 | -8.3419e-10 | 0 | 0 | 0 | 0 | 0 | 0 |  | 0.71573 | 1.076 | 1.1124 | 0.71573 | 1.076 | 1.1124 | -2.5363 | -108.849 | 109.2852 | -2.5363 | -108.849 | 109.2852
Line16_4_18 | 0 | 0 | 0 | 0 | 0 | 0 | 0 | 0 | 0 | 0 | 0 | 0 | -1.0971e-09 | -6.83e-11 | -5.4249e-11 | 1.0971e-09 | 6.8913e-11 | 5.3648e-11 | 1.0393e-11 | -1.0199e-09 | 9.325e-10 | -1.0028e-11 | 1.0198e-09 | -9.3271e-10 | 0 | 0 | 0 | 0 | 0 | 0 |  | 0.60723 | 1.0497 | 1.0597 | 0.60723 | 1.0497 | 1.0597 | -0.23459 | -106.0627 | 107.395 | -0.23459 | -106.0627 | 107.395
Line17_5_19 | 0.49808 | 0.24928 | 0.3023 | 0.49808 | 0.24928 | 0.3023 | 0.11503 | 0.057569 | 0.069814 | 0.11503 | 0.057569 | 0.069814 | -0.010503 | 0.036502 | -0.062814 | 0.012984 | -0.035881 | 0.063728 | -0.068731 | -0.048111 | -0.038785 | 0.073692 | 0.049354 | 0.040612 | 98.5999 | -53.1874 | -104.3435 | -81.4001 | 126.8126 | 75.6565 |  | 0.60445 | 1.049 | 1.0574 | 0.65052 | 1.0599 | 1.0824 | -0.088314 | -105.9995 | 107.35 | -1.3923 | -107.1699 | 108.1651
Line1_1_3 | 0.42077 | 0.21553 | 0.24613 | 0.42077 | 0.21553 | 0.24613 | 0.097173 | 0.049776 | 0.056842 | 0.097173 | 0.049776 | 0.056842 | -0.0083813 | 0.032394 | -0.051423 | 0.010152 | -0.03193 | 0.052029 | -0.053645 | -0.040287 | -0.028304 | 0.057186 | 0.041216 | 0.029516 | 100.3099 | -53.6078 | -102.3333 | -79.6901 | 126.3922 | 77.6667 |  | 0.55875 | 1.0386 | 1.0327 | 0.5977 | 1.0474 | 1.0524 | 1.4299 | -104.8051 | 106.4956 | 0.24341 | -105.8429 | 107.2325
Line2_1_4 | 0.53028 | 0.26316 | 0.32665 | 0.53028 | 0.26316 | 0.32665 | 0.12246 | 0.060773 | 0.075436 | 0.12246 | 0.060773 | 0.075436 | -0.0077138 | 0.038977 | -0.066276 | 0.010526 | -0.038284 | 0.067343 | -0.06799 | -0.049645 | -0.040936 | 0.073614 | 0.05103 | 0.04307 | 97.9027 | -52.9411 | -105.2063 | -82.0973 | 127.0589 | 74.7937 |  | 0.55875 | 1.0386 | 1.0327 | 0.60723 | 1.0497 | 1.0597 | 1.4299 | -104.8051 | 106.4956 | -0.23459 | -106.0627 | 107.395
Line3_1_5 | 0.49808 | 0.24928 | 0.3023 | 0.49808 | 0.24928 | 0.3023 | 0.11503 | 0.057569 | 0.069814 | 0.11503 | 0.057569 | 0.069814 | -0.0080219 | 0.037124 | -0.0619 | 0.010503 | -0.036502 | 0.062814 | -0.063769 | -0.046868 | -0.036957 | 0.068731 | 0.048111 | 0.038785 | 98.5999 | -53.1874 | -104.3435 | -81.4001 | 126.8126 | 75.6565 |  | 0.55875 | 1.0386 | 1.0327 | 0.60445 | 1.049 | 1.0574 | 1.4299 | -104.8051 | 106.4956 | -0.088314 | -105.9995 | 107.35
Line4_2_6 | 0.46945 | 0.23687 | 0.28112 | 0.46945 | 0.23687 | 0.28112 | 0.10841 | 0.054703 | 0.064921 | 0.10841 | 0.054703 | 0.064921 | -0.010422 | 0.034858 | -0.0588 | 0.012626 | -0.034297 | 0.05959 | -0.064424 | -0.045543 | -0.035185 | 0.068831 | 0.046666 | 0.036766 | 99.2275 | -53.3721 | -103.588 | -80.7725 | 126.6279 | 76.412 |  | 0.60197 | 1.0484 | 1.0555 | 0.64549 | 1.0587 | 1.0785 | 0.037882 | -105.9424 | 107.3079 | -1.1671 | -107.0581 | 108.0857
Line5_6_7 | 0.46945 | 0.23687 | 0.28112 | 0.46945 | 0.23687 | 0.28112 | 0.10841 | 0.054703 | 0.064921 | 0.10841 | 0.054703 | 0.064921 | -0.012626 | 0.034297 | -0.05959 | 0.01483 | -0.033736 | 0.060381 | -0.068831 | -0.046666 | -0.036766 | 0.073239 | 0.047788 | 0.038347 | 99.2275 | -53.3721 | -103.588 | -80.7725 | 126.6279 | 76.412 |  | 0.64549 | 1.0587 | 1.0785 | 0.68926 | 1.0693 | 1.1018 | -1.1671 | -107.0581 | 108.0857 | -2.2194 | -108.152 | 108.8308
Line6_7_8 | 0 | 0 | 0 | 0 | 0 | 0 | 0 | 0 | 0 | 0 | 0 | 0 | -3.1079e-09 | -8.3487e-11 | 2.7232e-10 | 3.1079e-09 | 8.4033e-11 | -2.7289e-10 | 3.2409e-10 | -2.6571e-09 | 2.5818e-09 | -3.2372e-10 | 2.6569e-09 | -2.582e-09 | 0 | 0 | 0 | 0 | 0 | 0 |  | 0.68926 | 1.0693 | 1.1018 | 0.68926 | 1.0693 | 1.1018 | -2.2194 | -108.152 | 108.8308 | -2.2194 | -108.152 | 108.8308
Line7_8_9 | 0 | 0 | 0 | 0 | 0 | 0 | 0 | 0 | 0 | 0 | 0 | 0 | -1.036e-09 | -2.7829e-11 | 9.0775e-11 | 1.036e-09 | 2.8375e-11 | -9.134e-11 | 1.0803e-10 | -8.8571e-10 | 8.6061e-10 | -1.0766e-10 | 8.8552e-10 | -8.608e-10 | 0 | 0 | 0 | 0 | 0 | 0 |  | 0.68926 | 1.0693 | 1.1018 | 0.68926 | 1.0693 | 1.1018 | -2.2194 | -108.152 | 108.8308 | -2.2194 | -108.152 | 108.8308
Line8_8_10 | 0 | 0 | 0 | 0 | 0 | 0 | 0 | 0 | 0 | 0 | 0 | 0 | -1.036e-09 | -2.7829e-11 | 9.0775e-11 | 1.036e-09 | 2.8375e-11 | -9.134e-11 | 1.0803e-10 | -8.8571e-10 | 8.6061e-10 | -1.0766e-10 | 8.8552e-10 | -8.608e-10 | 0 | 0 | 0 | 0 | 0 | 0 |  | 0.68926 | 1.0693 | 1.1018 | 0.68926 | 1.0693 | 1.1018 | -2.2194 | -108.152 | 108.8308 | -2.2194 | -108.152 | 108.8308
Line9_3_11 | 0.42077 | 0.21553 | 0.24613 | 0.42077 | 0.21553 | 0.24613 | 0.097173 | 0.049776 | 0.056842 | 0.097173 | 0.049776 | 0.056842 | -0.010152 | 0.03193 | -0.052029 | 0.011922 | -0.031465 | 0.052635 | -0.057186 | -0.041216 | -0.029516 | 0.060727 | 0.042145 | 0.030727 | 100.3099 | -53.6078 | -102.3333 | -79.6901 | 126.3922 | 77.6667 |  | 0.5977 | 1.0474 | 1.0524 | 0.63686 | 1.0566 | 1.0722 | 0.24341 | -105.8429 | 107.2325 | -0.79754 | -106.8629 | 107.9423

## LG_max_10
name | pf_ikss_a_from_ka | pf_ikss_b_from_ka | pf_ikss_c_from_ka | pf_ikss_a_to_ka | pf_ikss_b_to_ka | pf_ikss_c_to_ka | pf_skss_a_from_mw | pf_skss_b_from_mw | pf_skss_c_from_mw | pf_skss_a_to_mw | pf_skss_b_to_mw | pf_skss_c_to_mw | pf_p_a_from_mw | pf_p_b_from_mw | pf_p_c_from_mw | pf_p_a_to_mw | pf_p_b_to_mw | pf_p_c_to_mw | pf_q_a_from_mvar | pf_q_b_from_mvar | pf_q_c_from_mvar | pf_q_a_to_mvar | pf_q_b_to_mvar | pf_q_c_to_mvar | pf_ikss_a_from_degree | pf_ikss_b_from_degree | pf_ikss_c_from_degree | pf_ikss_a_to_degree | pf_ikss_b_to_degree | pf_ikss_c_to_degree | 3xI0 | pf_vm_a_from_pu | pf_vm_b_from_pu | pf_vm_c_from_pu | pf_vm_a_to_pu | pf_vm_b_to_pu | pf_vm_c_to_pu | pf_va_a_from_degree | pf_va_b_from_degree | pf_va_c_from_degree | pf_va_a_to_degree | pf_va_b_to_degree | pf_va_c_to_degree
Line0_1_2 | 0.45619 | 0.23193 | 0.27437 | 0.45619 | 0.23193 | 0.27437 | 0.10535 | 0.053561 | 0.063364 | 0.10535 | 0.053561 | 0.063364 | -0.007932 | 0.034254 | -0.056271 | 0.010013 | -0.033716 | 0.057024 | -0.058674 | -0.043998 | -0.033723 | 0.062836 | 0.045073 | 0.035228 | 99.1103 | -52.7554 | -104.379 | -80.8897 | 127.2446 | 75.621 |  | 0.562 | 1.041 | 1.0353 | 0.60397 | 1.0509 | 1.0578 | 1.4114 | -104.853 | 106.5545 | 0.056352 | -105.9578 | 107.3277
Line10_11_12 | 0.41049 | 0.21169 | 0.24134 | 0.41049 | 0.21169 | 0.24134 | 0.0948 | 0.048887 | 0.055735 | 0.0948 | 0.048887 | 0.055735 | -0.011462 | 0.030543 | -0.051268 | 0.013147 | -0.030095 | 0.05185 | -0.0594 | -0.041815 | -0.030958 | 0.06277 | 0.042711 | 0.032123 | 100.1476 | -53.0046 | -103.1883 | -79.8524 | 126.9954 | 76.8117 |  | 0.63814 | 1.0592 | 1.0745 | 0.6765 | 1.0688 | 1.0944 | -0.77434 | -106.8585 | 107.9371 | -1.6821 | -107.8351 | 108.591
Line11_12_13 | 0.41049 | 0.21169 | 0.24134 | 0.41049 | 0.21169 | 0.24134 | 0.0948 | 0.048887 | 0.055735 | 0.0948 | 0.048887 | 0.055735 | -0.013147 | 0.030095 | -0.05185 | 0.014832 | -0.029647 | 0.052433 | -0.06277 | -0.042711 | -0.032123 | 0.06614 | 0.043607 | 0.033288 | 100.1476 | -53.0046 | -103.1883 | -79.8524 | 126.9954 | 76.8117 |  | 0.6765 | 1.0688 | 1.0944 | 0.71501 | 1.0786 | 1.1143 | -1.6821 | -107.8351 | 108.591 | -2.4922 | -108.7941 | 109.2216
Line12_13_15 | 0 | 0 | 0 | 0 | 0 | 0 | 0 | 0 | 0 | 0 | 0 | 0 | -3.0197e-09 | -3.293e-12 | 4.116e-10 | 3.0198e-09 | 3.8433e-12 | -4.1217e-10 | 3.7736e-10 | -2.5369e-09 | 2.5209e-09 | -3.7697e-10 | 2.5367e-09 | -2.5211e-09 | 0 | 0 | 0 | 0 | 0 | 0 |  | 0.71501 | 1.0786 | 1.1143 | 0.71501 | 1.0786 | 1.1143 | -2.4922 | -108.7941 | 109.2216 | -2.4922 | -108.7941 | 109.2216
Line13_13_14 | 0.41049 | 0.21169 | 0.24134 | 0.41049 | 0.21169 | 0.24134 | 0.0948 | 0.048887 | 0.055735 | 0.0948 | 0.048887 | 0.055735 | -0.014832 | 0.029647 | -0.052433 | 0.016517 | -0.029199 | 0.053015 | -0.06614 | -0.043607 | -0.033288 | 0.06951 | 0.044503 | 0.034453 | 100.1476 | -53.0046 | -103.1883 | -79.8524 | 126.9954 | 76.8117 |  | 0.71501 | 1.0786 | 1.1143 | 0.75365 | 1.0888 | 1.1344 | -2.4922 | -108.7941 | 109.2216 | -3.2194 | -109.7355 | 109.83
Line14_15_16 | 0 | 0 | 0 | 0 | 0 | 0 | 0 | 0 | 0 | 0 | 0 | 0 | -2.0132e-09 | -2.1953e-12 | 2.744e-10 | 2.0132e-09 | 2.7455e-12 | -2.7498e-10 | 2.5158e-10 | -1.6913e-09 | 1.6806e-09 | -2.5119e-10 | 1.6911e-09 | -1.6808e-09 | 0 | 0 | 0 | 0 | 0 | 0 |  | 0.71501 | 1.0786 | 1.1143 | 0.71501 | 1.0786 | 1.1143 | -2.4922 | -108.7941 | 109.2216 | -2.4922 | -108.7941 | 109.2216
Line15_16_17 | 0 | 0 | 0 | 0 | 0 | 0 | 0 | 0 | 0 | 0 | 0 | 0 | -1.0066e-09 | -1.0978e-12 | 1.372e-10 | 1.0066e-09 | 1.6478e-12 | -1.3778e-10 | 1.2579e-10 | -8.4564e-10 | 8.4031e-10 | -1.254e-10 | 8.4544e-10 | -8.405e-10 | 0 | 0 | 0 | 0 | 0 | 0 |  | 0.71501 | 1.0786 | 1.1143 | 0.71501 | 1.0786 | 1.1143 | -2.4922 | -108.7941 | 109.2216 | -2.4922 | -108.7941 | 109.2216
Line16_4_18 | 0 | 0 | 0 | 0 | 0 | 0 | 0 | 0 | 0 | 0 | 0 | 0 | -1.0965e-09 | -5.9099e-11 | -4.6468e-11 | 1.0964e-09 | 5.974e-11 | 4.5839e-11 | 8.8014e-12 | -1.0218e-09 | 9.3346e-10 | -8.4191e-12 | 1.0216e-09 | -9.3368e-10 | 0 | 0 | 0 | 0 | 0 | 0 |  | 0.60886 | 1.0522 | 1.0618 | 0.60886 | 1.0522 | 1.0618 | -0.19643 | -106.0699 | 107.4069 | -0.19643 | -106.0699 | 107.4069
Line17_5_19 | 0.48291 | 0.24364 | 0.29424 | 0.48291 | 0.24364 | 0.29424 | 0.11152 | 0.056267 | 0.067951 | 0.11152 | 0.056267 | 0.067951 | -0.01008 | 0.035239 | -0.060757 | 0.012412 | -0.034646 | 0.061623 | -0.066859 | -0.047525 | -0.038643 | 0.071523 | 0.048712 | 0.040375 | 98.5125 | -52.5677 | -105.0916 | -81.4875 | 127.4323 | 74.9084 |  | 0.60629 | 1.0515 | 1.0597 | 0.65092 | 1.0624 | 1.0842 | -0.061109 | -106.0111 | 107.3661 | -1.3324 | -107.1461 | 108.141
Line1_1_3 | 0.41049 | 0.21169 | 0.24134 | 0.41049 | 0.21169 | 0.24134 | 0.0948 | 0.048887 | 0.055735 | 0.0948 | 0.048887 | 0.055735 | -0.0080921 | 0.03144 | -0.050103 | 0.0097771 | -0.030991 | 0.050685 | -0.05266 | -0.040022 | -0.028628 | 0.05603 | 0.040918 | 0.029793 | 100.1476 | -53.0046 | -103.1883 | -79.8524 | 126.9954 | 76.8117 |  | 0.562 | 1.041 | 1.0353 | 0.59996 | 1.05 | 1.0549 | 1.4114 | -104.853 | 106.5545 | 0.24919 | -105.8644 | 107.2587
Line2_1_4 | 0.51281 | 0.25669 | 0.31694 | 0.51281 | 0.25669 | 0.31694 | 0.11843 | 0.059279 | 0.073194 | 0.11843 | 0.059279 | 0.073194 | -0.0074653 | 0.037542 | -0.063944 | 0.010095 | -0.036883 | 0.064948 | -0.066137 | -0.04898 | -0.040668 | 0.071396 | 0.050298 | 0.042677 | 97.8515 | -52.3227 | -105.9017 | -82.1485 | 127.6773 | 74.0983 |  | 0.562 | 1.041 | 1.0353 | 0.60886 | 1.0522 | 1.0618 | 1.4114 | -104.853 | 106.5545 | -0.19643 | -106.0699 | 107.4069
Line3_1_5 | 0.48291 | 0.24364 | 0.29424 | 0.48291 | 0.24364 | 0.29424 | 0.11152 | 0.056267 | 0.067951 | 0.11152 | 0.056267 | 0.067951 | -0.007748 | 0.035833 | -0.059891 | 0.01008 | -0.035239 | 0.060757 | -0.062195 | -0.046338 | -0.036912 | 0.066859 | 0.047525 | 0.038643 | 98.5125 | -52.5677 | -105.0916 | -81.4875 | 127.4323 | 74.9084 |  | 0.562 | 1.041 | 1.0353 | 0.60629 | 1.0515 | 1.0597 | 1.4114 | -104.853 | 106.5545 | -0.061109 | -106.0111 | 107.3661
Line4_2_6 | 0.45619 | 0.23193 | 0.27437 | 0.45619 | 0.23193 | 0.27437 | 0.10535 | 0.053561 | 0.063364 | 0.10535 | 0.053561 | 0.063364 | -0.010013 | 0.033716 | -0.057024 | 0.012094 | -0.033178 | 0.057777 | -0.062836 | -0.045073 | -0.035228 | 0.066998 | 0.046149 | 0.036734 | 99.1103 | -52.7554 | -104.379 | -80.8897 | 127.2446 | 75.621 |  | 0.60397 | 1.0509 | 1.0578 | 0.64623 | 1.0612 | 1.0805 | 0.056352 | -105.9578 | 107.3277 | -1.1221 | -107.0417 | 108.0686
Line5_6_7 | 0.45619 | 0.23193 | 0.27437 | 0.45619 | 0.23193 | 0.27437 | 0.10535 | 0.053561 | 0.063364 | 0.10535 | 0.053561 | 0.063364 | -0.012094 | 0.033178 | -0.057777 | 0.014175 | -0.03264 | 0.05853 | -0.066998 | -0.046149 | -0.036734 | 0.07116 | 0.047225 | 0.038239 | 99.1103 | -52.7554 | -104.379 | -80.8897 | 127.2446 | 75.621 |  | 0.64623 | 1.0612 | 1.0805 | 0.68873 | 1.0718 | 1.1034 | -1.1221 | -107.0417 | 108.0686 | -2.1554 | -108.1044 | 108.7788
Line6_7_8 | 0 | 0 | 0 | 0 | 0 | 0 | 0 | 0 | 0 | 0 | 0 | 0 | -3.1098e-09 | -5.215e-11 | 2.945e-10 | 3.1099e-09 | 5.2724e-11 | -2.951e-10 | 3.146e-10 | -2.6738e-09 | 2.5975e-09 | -3.1421e-10 | 2.6737e-09 | -2.5977e-09 | 0 | 0 | 0 | 0 | 0 | 0 |  | 0.68873 | 1.0718 | 1.1034 | 0.68873 | 1.0718 | 1.1034 | -2.1554 | -108.1044 | 108.7788 | -2.1554 | -108.1044 | 108.7788
Line7_8_9 | 0 | 0 | 0 | 0 | 0 | 0 | 0 | 0 | 0 | 0 | 0 | 0 | -1.0366e-09 | -1.7384e-11 | 9.8168e-11 | 1.0366e-09 | 1.7957e-11 | -9.8761e-11 | 1.0487e-10 | -8.9128e-10 | 8.6582e-10 | -1.0448e-10 | 8.9109e-10 | -8.6602e-10 | 0 | 0 | 0 | 0 | 0 | 0 |  | 0.68873 | 1.0718 | 1.1034 | 0.68873 | 1.0718 | 1.1034 | -2.1554 | -108.1044 | 108.7788 | -2.1554 | -108.1044 | 108.7788
Line8_8_10 | 0 | 0 | 0 | 0 | 0 | 0 | 0 | 0 | 0 | 0 | 0 | 0 | -1.0366e-09 | -1.7384e-11 | 9.8168e-11 | 1.0366e-09 | 1.7957e-11 | -9.8761e-11 | 1.0487e-10 | -8.9128e-10 | 8.6582e-10 | -1.0448e-10 | 8.9109e-10 | -8.6602e-10 | 0 | 0 | 0 | 0 | 0 | 0 |  | 0.68873 | 1.0718 | 1.1034 | 0.68873 | 1.0718 | 1.1034 | -2.1554 | -108.1044 | 108.7788 | -2.1554 | -108.1044 | 108.7788
Line9_3_11 | 0.41049 | 0.21169 | 0.24134 | 0.41049 | 0.21169 | 0.24134 | 0.0948 | 0.048887 | 0.055735 | 0.0948 | 0.048887 | 0.055735 | -0.0097771 | 0.030991 | -0.050685 | 0.011462 | -0.030543 | 0.051268 | -0.05603 | -0.040918 | -0.029793 | 0.0594 | 0.041815 | 0.030958 | 100.1476 | -53.0046 | -103.1883 | -79.8524 | 126.9954 | 76.8117 |  | 0.59996 | 1.05 | 1.0549 | 0.63814 | 1.0592 | 1.0745 | 0.24919 | -105.8644 | 107.2587 | -0.77434 | -106.8585 | 107.9371

## LG_max_fault_6
name | pf_ikss_a_from_ka | pf_ikss_b_from_ka | pf_ikss_c_from_ka | pf_ikss_a_to_ka | pf_ikss_b_to_ka | pf_ikss_c_to_ka | pf_skss_a_from_mw | pf_skss_b_from_mw | pf_skss_c_from_mw | pf_skss_a_to_mw | pf_skss_b_to_mw | pf_skss_c_to_mw | pf_p_a_from_mw | pf_p_b_from_mw | pf_p_c_from_mw | pf_p_a_to_mw | pf_p_b_to_mw | pf_p_c_to_mw | pf_q_a_from_mvar | pf_q_b_from_mvar | pf_q_c_from_mvar | pf_q_a_to_mvar | pf_q_b_to_mvar | pf_q_c_to_mvar | pf_ikss_a_from_degree | pf_ikss_b_from_degree | pf_ikss_c_from_degree | pf_ikss_a_to_degree | pf_ikss_b_to_degree | pf_ikss_c_to_degree | 3xI0 | pf_vm_a_from_pu | pf_vm_b_from_pu | pf_vm_c_from_pu | pf_vm_a_to_pu | pf_vm_b_to_pu | pf_vm_c_to_pu | pf_va_a_from_degree | pf_va_b_from_degree | pf_va_c_from_degree | pf_va_a_to_degree | pf_va_b_to_degree | pf_va_c_to_degree
Line0_1_2 | 0.11644 | 0.11463 | 0.11188 | 0.11644 | 0.11463 | 0.11188 | 0.02689 | 0.026473 | 0.025837 | 0.02689 | 0.026473 | 0.025837 | -0.0041251 | -0.0027819 | -0.0038374 | 0.0042606 | 0.0029133 | 0.0039626 | -0.030355 | -0.030106 | -0.029386 | 0.030626 | 0.030369 | 0.029636 | 97.5002 | -24.5894 | -142.7357 | -82.4998 | 155.4106 | 37.2643 |  | 1.1392 | 1.1421 | 1.147 | 1.1499 | 1.1524 | 1.1573 | -0.23843 | -119.8688 | 119.8243 | -0.41971 | -120.0691 | 119.6486
Line10_11_12 | 0.10374 | 0.10226 | 0.099631 | 0.10374 | 0.10226 | 0.099631 | 0.023957 | 0.023616 | 0.023009 | 0.023957 | 0.023616 | 0.023009 | -0.0038183 | -0.0025877 | -0.0034999 | 0.0039259 | 0.0026923 | 0.0035992 | -0.027484 | -0.027285 | -0.026581 | 0.027699 | 0.027494 | 0.02678 | 97.3478 | -24.8095 | -142.9896 | -82.6522 | 155.1905 | 37.0104 |  | 1.1583 | 1.1605 | 1.1652 | 1.1678 | 1.1698 | 1.1744 | -0.56161 | -120.2272 | 119.5096 | -0.71925 | -120.4022 | 119.3558
Line11_12_13 | 0.10374 | 0.10226 | 0.099631 | 0.10374 | 0.10226 | 0.099631 | 0.023957 | 0.023616 | 0.023009 | 0.023957 | 0.023616 | 0.023009 | -0.0039259 | -0.0026923 | -0.0035992 | 0.0040335 | 0.0027969 | 0.0036984 | -0.027699 | -0.027494 | -0.02678 | 0.027914 | 0.027703 | 0.026978 | 97.3478 | -24.8095 | -142.9896 | -82.6522 | 155.1905 | 37.0104 |  | 1.1678 | 1.1698 | 1.1744 | 1.1773 | 1.179 | 1.1835 | -0.71925 | -120.4022 | 119.3558 | -0.87434 | -120.5744 | 119.2045
Line12_13_15 | 0 | 0 | 0 | 0 | 0 | 0 | 0 | 0 | 0 | 0 | 0 | 0 | 1.0028e-09 | 1.0253e-09 | 1.0883e-09 | -1.0028e-09 | -1.0253e-09 | -1.0883e-09 | 2.174e-10 | 1.43e-10 | 1.9883e-10 | -2.1739e-10 | -1.43e-10 | -1.9883e-10 | 0 | 0 | 0 | 0 | 0 | 0 |  | 1.1773 | 1.179 | 1.1835 | 1.1773 | 1.179 | 1.1835 | -0.87434 | -120.5744 | 119.2045 | -0.87434 | -120.5744 | 119.2045
Line13_13_14 | 0.10374 | 0.10226 | 0.099631 | 0.10374 | 0.10226 | 0.099631 | 0.023957 | 0.023616 | 0.023009 | 0.023957 | 0.023616 | 0.023009 | -0.0040335 | -0.0027969 | -0.0036984 | 0.0041412 | 0.0029014 | 0.0037977 | -0.027914 | -0.027703 | -0.026978 | 0.02813 | 0.027912 | 0.027177 | 97.3478 | -24.8095 | -142.9895 | -82.6522 | 155.1905 | 37.0105 |  | 1.1773 | 1.179 | 1.1835 | 1.1868 | 1.1883 | 1.1926 | -0.87434 | -120.5744 | 119.2045 | -1.0269 | -120.744 | 119.0554
Line14_15_16 | 0 | 0 | 0 | 0 | 0 | 0 | 0 | 0 | 0 | 0 | 0 | 0 | 6.6853e-10 | 6.8355e-10 | 7.2552e-10 | -6.6852e-10 | -6.8355e-10 | -7.2553e-10 | 1.4493e-10 | 9.5331e-11 | 1.3255e-10 | -1.4492e-10 | -9.5339e-11 | -1.3255e-10 | 0 | 0 | 0 | 0 | 0 | 0 |  | 1.1773 | 1.179 | 1.1835 | 1.1773 | 1.179 | 1.1835 | -0.87434 | -120.5744 | 119.2045 | -0.87434 | -120.5744 | 119.2045
Line15_16_17 | 0 | 0 | 0 | 0 | 0 | 0 | 0 | 0 | 0 | 0 | 0 | 0 | 3.3426e-10 | 3.4178e-10 | 3.6276e-10 | -3.3426e-10 | -3.4177e-10 | -3.6277e-10 | 7.2466e-11 | 4.7665e-11 | 6.6277e-11 | -7.2459e-11 | -4.7674e-11 | -6.6275e-11 | 0 | 0 | 0 | 0 | 0 | 0 |  | 1.1773 | 1.179 | 1.1835 | 1.1773 | 1.179 | 1.1835 | -0.87434 | -120.5744 | 119.2045 | -0.87434 | -120.5744 | 119.2045
Line16_4_18 | 0 | 0 | 0 | 0 | 0 | 0 | 0 | 0 | 0 | 0 | 0 | 0 | 2.1722e-10 | 2.2788e-10 | 2.4956e-10 | -2.1721e-10 | -2.2788e-10 | -2.4957e-10 | 3.588e-11 | 7.5799e-12 | 3.0385e-11 | -3.5872e-11 | -7.5897e-12 | -3.0383e-11 | 0 | 0 | 0 | 0 | 0 | 0 |  | 1.1514 | 1.1539 | 1.1587 | 1.1514 | 1.1539 | 1.1587 | -0.44257 | -120.0934 | 119.6275 | -0.44257 | -120.0934 | 119.6275
Line17_5_19 | 0.12402 | 0.122 | 0.1192 | 0.12402 | 0.122 | 0.1192 | 0.02864 | 0.028176 | 0.027527 | 0.02864 | 0.028176 | 0.027527 | -0.0045992 | -0.0031845 | -0.0043125 | 0.004753 | 0.0033333 | 0.0044546 | -0.032632 | -0.032333 | -0.031582 | 0.032939 | 0.03263 | 0.031866 | 97.5921 | -24.4556 | -142.5857 | -82.4079 | 155.5444 | 37.4143 |  | 1.1506 | 1.1531 | 1.1579 | 1.162 | 1.1641 | 1.1689 | -0.43048 | -120.0806 | 119.6387 | -0.61877 | -120.2884 | 119.4564
Line1_1_3 | 0.10374 | 0.10226 | 0.099631 | 0.10374 | 0.10226 | 0.099631 | 0.023957 | 0.023616 | 0.023009 | 0.023957 | 0.023616 | 0.023009 | -0.0036031 | -0.0023785 | -0.0033014 | 0.0037107 | 0.0024831 | 0.0034006 | -0.027053 | -0.026866 | -0.026184 | 0.027269 | 0.027076 | 0.026383 | 97.3478 | -24.8095 | -142.9896 | -82.6522 | 155.1905 | 37.0104 |  | 1.1392 | 1.1421 | 1.147 | 1.1487 | 1.1513 | 1.1561 | -0.23843 | -119.8688 | 119.8243 | -0.40136 | -120.0495 | 119.6657
Line2_1_4 | 0.13264 | 0.13038 | 0.12753 | 0.13264 | 0.13038 | 0.12753 | 0.030631 | 0.030111 | 0.029452 | 0.030631 | 0.030111 | 0.029452 | -0.0048181 | -0.0033363 | -0.004561 | 0.004994 | 0.0035063 | 0.0047236 | -0.034562 | -0.034226 | -0.033473 | 0.034914 | 0.034566 | 0.033798 | 97.6977 | -24.3014 | -142.4164 | -82.3023 | 155.6986 | 37.5836 |  | 1.1392 | 1.1421 | 1.147 | 1.1514 | 1.1539 | 1.1587 | -0.23843 | -119.8688 | 119.8243 | -0.44257 | -120.0934 | 119.6275
Line3_1_5 | 0.12402 | 0.122 | 0.1192 | 0.12402 | 0.122 | 0.1192 | 0.02864 | 0.028176 | 0.027527 | 0.02864 | 0.028176 | 0.027527 | -0.0044454 | -0.0030356 | -0.0041704 | 0.0045992 | 0.0031845 | 0.0043125 | -0.032324 | -0.032035 | -0.031298 | 0.032632 | 0.032333 | 0.031582 | 97.5921 | -24.4556 | -142.5857 | -82.4079 | 155.5444 | 37.4143 |  | 1.1392 | 1.1421 | 1.147 | 1.1506 | 1.1531 | 1.1579 | -0.23843 | -119.8688 | 119.8243 | -0.43048 | -120.0806 | 119.6387
Line4_2_6 | 0.11644 | 0.11463 | 0.11188 | 0.11644 | 0.11463 | 0.11188 | 0.02689 | 0.026473 | 0.025837 | 0.02689 | 0.026473 | 0.025837 | -0.0042606 | -0.0029133 | -0.0039626 | 0.0043962 | 0.0030447 | 0.0040878 | -0.030626 | -0.030369 | -0.029636 | 0.030898 | 0.030631 | 0.029887 | 97.5002 | -24.5894 | -142.7357 | -82.4998 | 155.4106 | 37.2643 |  | 1.1499 | 1.1524 | 1.1573 | 1.1606 | 1.1628 | 1.1675 | -0.41971 | -120.0691 | 119.6486 | -0.59765 | -120.2659 | 119.476
Line5_6_7 | 0.11644 | 0.11463 | 0.11188 | 0.11644 | 0.11463 | 0.11188 | 0.02689 | 0.026473 | 0.025837 | 0.02689 | 0.026473 | 0.025837 | -0.0043962 | -0.0030447 | -0.0040878 | 0.0045318 | 0.0031761 | 0.0042129 | -0.030898 | -0.030631 | -0.029887 | 0.031169 | 0.030894 | 0.030137 | 97.5002 | -24.5894 | -142.7357 | -82.4998 | 155.4106 | 37.2643 |  | 1.1606 | 1.1628 | 1.1675 | 1.1713 | 1.1732 | 1.1778 | -0.59765 | -120.2659 | 119.476 | -0.77234 | -120.4592 | 119.3064
Line6_7_8 | 0 | 0 | 0 | 0 | 0 | 0 | 0 | 0 | 0 | 0 | 0 | 0 | 9.1999e-10 | 9.445e-10 | 1.0086e-09 | -9.1998e-10 | -9.4449e-10 | -1.0086e-09 | 1.9106e-10 | 1.1373e-10 | 1.7253e-10 | -1.9105e-10 | -1.1374e-10 | -1.7252e-10 | 0 | 0 | 0 | 0 | 0 | 0 |  | 1.1713 | 1.1732 | 1.1778 | 1.1713 | 1.1732 | 1.1778 | -0.77234 | -120.4592 | 119.3064 | -0.77234 | -120.4592 | 119.3064
Line7_8_9 | 0 | 0 | 0 | 0 | 0 | 0 | 0 | 0 | 0 | 0 | 0 | 0 | 3.0666e-10 | 3.1483e-10 | 3.362e-10 | -3.0666e-10 | -3.1483e-10 | -3.3621e-10 | 6.3687e-11 | 3.7911e-11 | 5.7509e-11 | -6.368e-11 | -3.792e-11 | -5.7507e-11 | 0 | 0 | 0 | 0 | 0 | 0 |  | 1.1713 | 1.1732 | 1.1778 | 1.1713 | 1.1732 | 1.1778 | -0.77234 | -120.4592 | 119.3064 | -0.77234 | -120.4592 | 119.3064
Line8_8_10 | 0 | 0 | 0 | 0 | 0 | 0 | 0 | 0 | 0 | 0 | 0 | 0 | 3.0666e-10 | 3.1483e-10 | 3.362e-10 | -3.0666e-10 | -3.1483e-10 | -3.3621e-10 | 6.3687e-11 | 3.7911e-11 | 5.7509e-11 | -6.368e-11 | -3.792e-11 | -5.7507e-11 | 0 | 0 | 0 | 0 | 0 | 0 |  | 1.1713 | 1.1732 | 1.1778 | 1.1713 | 1.1732 | 1.1778 | -0.77234 | -120.4592 | 119.3064 | -0.77234 | -120.4592 | 119.3064
Line9_3_11 | 0.10374 | 0.10226 | 0.099631 | 0.10374 | 0.10226 | 0.099631 | 0.023957 | 0.023616 | 0.023009 | 0.023957 | 0.023616 | 0.023009 | -0.0037107 | -0.0024831 | -0.0034006 | 0.0038183 | 0.0025877 | 0.0034999 | -0.027269 | -0.027076 | -0.026383 | 0.027484 | 0.027285 | 0.026581 | 97.3478 | -24.8095 | -142.9896 | -82.6522 | 155.1905 | 37.0104 |  | 1.1487 | 1.1513 | 1.1561 | 1.1583 | 1.1605 | 1.1652 | -0.40136 | -120.0495 | 119.6657 | -0.56161 | -120.2272 | 119.5096

## LG_max_fault_10
name | pf_ikss_a_from_ka | pf_ikss_b_from_ka | pf_ikss_c_from_ka | pf_ikss_a_to_ka | pf_ikss_b_to_ka | pf_ikss_c_to_ka | pf_skss_a_from_mw | pf_skss_b_from_mw | pf_skss_c_from_mw | pf_skss_a_to_mw | pf_skss_b_to_mw | pf_skss_c_to_mw | pf_p_a_from_mw | pf_p_b_from_mw | pf_p_c_from_mw | pf_p_a_to_mw | pf_p_b_to_mw | pf_p_c_to_mw | pf_q_a_from_mvar | pf_q_b_from_mvar | pf_q_c_from_mvar | pf_q_a_to_mvar | pf_q_b_to_mvar | pf_q_c_to_mvar | pf_ikss_a_from_degree | pf_ikss_b_from_degree | pf_ikss_c_from_degree | pf_ikss_a_to_degree | pf_ikss_b_to_degree | pf_ikss_c_to_degree | 3xI0 | pf_vm_a_from_pu | pf_vm_b_from_pu | pf_vm_c_from_pu | pf_vm_a_to_pu | pf_vm_b_to_pu | pf_vm_c_to_pu | pf_va_a_from_degree | pf_va_b_from_degree | pf_va_c_from_degree | pf_va_a_to_degree | pf_va_b_to_degree | pf_va_c_to_degree
Line0_1_2 | 0.11706 | 0.11532 | 0.11268 | 0.11706 | 0.11532 | 0.11268 | 0.027035 | 0.026633 | 0.026023 | 0.027035 | 0.026633 | 0.026023 | -0.0041104 | -0.0028106 | -0.0038358 | 0.0042474 | 0.0029436 | 0.0039628 | -0.030591 | -0.030352 | -0.029667 | 0.030865 | 0.030618 | 0.029921 | 97.4171 | -24.5767 | -142.8056 | -82.5829 | 155.4233 | 37.1944 |  | 1.1417 | 1.1445 | 1.1495 | 1.1525 | 1.155 | 1.1598 | -0.23562 | -119.8672 | 119.8271 | -0.41827 | -120.0681 | 119.6499
Line10_11_12 | 0.10473 | 0.1033 | 0.10077 | 0.10473 | 0.1033 | 0.10077 | 0.024186 | 0.023855 | 0.023271 | 0.024186 | 0.023855 | 0.023271 | -0.0038233 | -0.0026281 | -0.0035186 | 0.003933 | 0.0027348 | 0.0036202 | -0.027816 | -0.027623 | -0.02695 | 0.028035 | 0.027836 | 0.027153 | 97.2637 | -24.7933 | -143.0532 | -82.7363 | 155.2067 | 36.9468 |  | 1.1609 | 1.1632 | 1.1679 | 1.1705 | 1.1725 | 1.1771 | -0.56257 | -120.2281 | 119.5084 | -0.72203 | -120.4043 | 119.3528
Line11_12_13 | 0.10473 | 0.1033 | 0.10077 | 0.10473 | 0.1033 | 0.10077 | 0.024186 | 0.023855 | 0.023271 | 0.024186 | 0.023855 | 0.023271 | -0.003933 | -0.0027348 | -0.0036202 | 0.0040426 | 0.0028415 | 0.0037217 | -0.028035 | -0.027836 | -0.027153 | 0.028254 | 0.02805 | 0.027357 | 97.2637 | -24.7933 | -143.0532 | -82.7363 | 155.2067 | 36.9468 |  | 1.1705 | 1.1725 | 1.1771 | 1.1801 | 1.1819 | 1.1864 | -0.72203 | -120.4043 | 119.3528 | -0.87889 | -120.5777 | 119.1996
Line12_13_15 | 0 | 0 | 0 | 0 | 0 | 0 | 0 | 0 | 0 | 0 | 0 | 0 | 1.0419e-09 | 1.0649e-09 | 1.1285e-09 | -1.0419e-09 | -1.0649e-09 | -1.1285e-09 | 2.1905e-10 | 1.4416e-10 | 2.0053e-10 | -2.1905e-10 | -1.4417e-10 | -2.0053e-10 | 0 | 0 | 0 | 0 | 0 | 0 |  | 1.1801 | 1.1819 | 1.1864 | 1.1801 | 1.1819 | 1.1864 | -0.87889 | -120.5777 | 119.1996 | -0.87889 | -120.5777 | 119.1996
Line13_13_14 | 0.10473 | 0.1033 | 0.10077 | 0.10473 | 0.1033 | 0.10077 | 0.024186 | 0.023855 | 0.023271 | 0.024186 | 0.023855 | 0.023271 | -0.0040426 | -0.0028415 | -0.0037217 | 0.0041523 | 0.0029482 | 0.0038233 | -0.028254 | -0.02805 | -0.027357 | 0.028474 | 0.028263 | 0.02756 | 97.2637 | -24.7932 | -143.0532 | -82.7363 | 155.2068 | 36.9468 |  | 1.1801 | 1.1819 | 1.1864 | 1.1898 | 1.1912 | 1.1956 | -0.87889 | -120.5777 | 119.1996 | -1.0332 | -120.7484 | 119.0488
Line14_15_16 | 0 | 0 | 0 | 0 | 0 | 0 | 0 | 0 | 0 | 0 | 0 | 0 | 6.9462e-10 | 7.0995e-10 | 7.5232e-10 | -6.9461e-10 | -7.0995e-10 | -7.5233e-10 | 1.4604e-10 | 9.6108e-11 | 1.3368e-10 | -1.4603e-10 | -9.6117e-11 | -1.3368e-10 | 0 | 0 | 0 | 0 | 0 | 0 |  | 1.1801 | 1.1819 | 1.1864 | 1.1801 | 1.1819 | 1.1864 | -0.87889 | -120.5777 | 119.1996 | -0.87889 | -120.5777 | 119.1996
Line15_16_17 | 0 | 0 | 0 | 0 | 0 | 0 | 0 | 0 | 0 | 0 | 0 | 0 | 3.4731e-10 | 3.5498e-10 | 3.7616e-10 | -3.473e-10 | -3.5497e-10 | -3.7617e-10 | 7.3018e-11 | 4.8054e-11 | 6.6842e-11 | -7.3011e-11 | -4.8063e-11 | -6.684e-11 | 0 | 0 | 0 | 0 | 0 | 0 |  | 1.1801 | 1.1819 | 1.1864 | 1.1801 | 1.1819 | 1.1864 | -0.87889 | -120.5777 | 119.1996 | -0.87889 | -120.5777 | 119.1996
Line16_4_18 | 0 | 0 | 0 | 0 | 0 | 0 | 0 | 0 | 0 | 0 | 0 | 0 | 2.2817e-10 | 2.3892e-10 | 2.6069e-10 | -2.2816e-10 | -2.3892e-10 | -2.6071e-10 | 3.577e-11 | 7.4345e-12 | 3.0287e-11 | -3.5761e-11 | -7.4448e-12 | -3.0286e-11 | 0 | 0 | 0 | 0 | 0 | 0 |  | 1.1539 | 1.1563 | 1.1612 | 1.1539 | 1.1563 | 1.1612 | -0.44026 | -120.0915 | 119.6295 | -0.44026 | -120.0915 | 119.6295
Line17_5_19 | 0.12438 | 0.12244 | 0.11976 | 0.12438 | 0.12244 | 0.11976 | 0.028724 | 0.028277 | 0.027657 | 0.028724 | 0.028277 | 0.027657 | -0.004574 | -0.0032076 | -0.0043 | 0.0047287 | 0.0033575 | 0.0044435 | -0.032805 | -0.03252 | -0.031806 | 0.033114 | 0.03282 | 0.032092 | 97.5089 | -24.446 | -142.6602 | -82.4911 | 155.554 | 37.3398 |  | 1.1531 | 1.1556 | 1.1605 | 1.1645 | 1.1667 | 1.1714 | -0.42866 | -120.0792 | 119.6402 | -0.61791 | -120.2872 | 119.4568
Line1_1_3 | 0.10473 | 0.1033 | 0.10077 | 0.10473 | 0.1033 | 0.10077 | 0.024186 | 0.023855 | 0.023271 | 0.024186 | 0.023855 | 0.023271 | -0.0036039 | -0.0024147 | -0.0033155 | 0.0037136 | 0.0025214 | 0.0034171 | -0.027377 | -0.027196 | -0.026544 | 0.027596 | 0.02741 | 0.026747 | 97.2637 | -24.7933 | -143.0532 | -82.7363 | 155.2067 | 36.9468 |  | 1.1417 | 1.1445 | 1.1495 | 1.1513 | 1.1539 | 1.1587 | -0.23562 | -119.8672 | 119.8271 | -0.40046 | -120.0491 | 119.6665
Line2_1_4 | 0.13265 | 0.1305 | 0.12777 | 0.13265 | 0.1305 | 0.12777 | 0.030635 | 0.030137 | 0.029508 | 0.030635 | 0.030137 | 0.029508 | -0.0047767 | -0.0033485 | -0.0045307 | 0.0049527 | 0.0035188 | 0.004694 | -0.034649 | -0.03433 | -0.033615 | 0.035 | 0.034671 | 0.033941 | 97.6138 | -24.2962 | -142.4967 | -82.3862 | 155.7038 | 37.5033 |  | 1.1417 | 1.1445 | 1.1495 | 1.1539 | 1.1563 | 1.1612 | -0.23562 | -119.8672 | 119.8271 | -0.44026 | -120.0915 | 119.6295
Line3_1_5 | 0.12438 | 0.12244 | 0.11976 | 0.12438 | 0.12244 | 0.11976 | 0.028724 | 0.028277 | 0.027657 | 0.028724 | 0.028277 | 0.027657 | -0.0044193 | -0.0030577 | -0.0041566 | 0.004574 | 0.0032076 | 0.0043 | -0.032495 | -0.03222 | -0.031519 | 0.032805 | 0.03252 | 0.031806 | 97.5089 | -24.446 | -142.6602 | -82.4911 | 155.554 | 37.3398 |  | 1.1417 | 1.1445 | 1.1495 | 1.1531 | 1.1556 | 1.1605 | -0.23562 | -119.8672 | 119.8271 | -0.42866 | -120.0792 | 119.6402
Line4_2_6 | 0.11706 | 0.11532 | 0.11268 | 0.11706 | 0.11532 | 0.11268 | 0.027035 | 0.026633 | 0.026023 | 0.027035 | 0.026633 | 0.026023 | -0.0042474 | -0.0029436 | -0.0039628 | 0.0043845 | 0.0030766 | 0.0040898 | -0.030865 | -0.030618 | -0.029921 | 0.031139 | 0.030884 | 0.030175 | 97.4171 | -24.5767 | -142.8056 | -82.5829 | 155.4233 | 37.1944 |  | 1.1525 | 1.155 | 1.1598 | 1.1632 | 1.1654 | 1.1701 | -0.41827 | -120.0681 | 119.6499 | -0.59755 | -120.2655 | 119.4758
Line5_6_7 | 0.11706 | 0.11532 | 0.11268 | 0.11706 | 0.11532 | 0.11268 | 0.027035 | 0.026633 | 0.026023 | 0.027035 | 0.026633 | 0.026023 | -0.0043845 | -0.0030766 | -0.0040898 | 0.0045215 | 0.0032096 | 0.0042167 | -0.031139 | -0.030884 | -0.030175 | 0.031413 | 0.03115 | 0.030429 | 97.4171 | -24.5767 | -142.8056 | -82.5829 | 155.4233 | 37.1944 |  | 1.1632 | 1.1654 | 1.1701 | 1.1739 | 1.1758 | 1.1805 | -0.59755 | -120.2655 | 119.4758 | -0.77354 | -120.4594 | 119.3047
Line6_7_8 | 0 | 0 | 0 | 0 | 0 | 0 | 0 | 0 | 0 | 0 | 0 | 0 | 9.5616e-10 | 9.8113e-10 | 1.0457e-09 | -9.5615e-10 | -9.8113e-10 | -1.0458e-09 | 1.9179e-10 | 1.1405e-10 | 1.7334e-10 | -1.9179e-10 | -1.1406e-10 | -1.7334e-10 | 0 | 0 | 0 | 0 | 0 | 0 |  | 1.1739 | 1.1758 | 1.1805 | 1.1739 | 1.1758 | 1.1805 | -0.77354 | -120.4594 | 119.3047 | -0.77354 | -120.4594 | 119.3047
Line7_8_9 | 0 | 0 | 0 | 0 | 0 | 0 | 0 | 0 | 0 | 0 | 0 | 0 | 3.1872e-10 | 3.2704e-10 | 3.4858e-10 | -3.1871e-10 | -3.2704e-10 | -3.4859e-10 | 6.3931e-11 | 3.8018e-11 | 5.7779e-11 | -6.3923e-11 | -3.8027e-11 | -5.7777e-11 | 0 | 0 | 0 | 0 | 0 | 0 |  | 1.1739 | 1.1758 | 1.1805 | 1.1739 | 1.1758 | 1.1805 | -0.77354 | -120.4594 | 119.3047 | -0.77354 | -120.4594 | 119.3047
Line8_8_10 | 0 | 0 | 0 | 0 | 0 | 0 | 0 | 0 | 0 | 0 | 0 | 0 | 3.1872e-10 | 3.2704e-10 | 3.4858e-10 | -3.1871e-10 | -3.2704e-10 | -3.4859e-10 | 6.3931e-11 | 3.8018e-11 | 5.7779e-11 | -6.3923e-11 | -3.8027e-11 | -5.7778e-11 | 0 | 0 | 0 | 0 | 0 | 0 |  | 1.1739 | 1.1758 | 1.1805 | 1.1739 | 1.1758 | 1.1805 | -0.77354 | -120.4594 | 119.3047 | -0.77354 | -120.4594 | 119.3047
Line9_3_11 | 0.10473 | 0.1033 | 0.10077 | 0.10473 | 0.1033 | 0.10077 | 0.024186 | 0.023855 | 0.023271 | 0.024186 | 0.023855 | 0.023271 | -0.0037136 | -0.0025214 | -0.0034171 | 0.0038233 | 0.0026281 | 0.0035186 | -0.027596 | -0.02741 | -0.026747 | 0.027816 | 0.027623 | 0.02695 | 97.2637 | -24.7933 | -143.0532 | -82.7363 | 155.2067 | 36.9468 |  | 1.1513 | 1.1539 | 1.1587 | 1.1609 | 1.1632 | 1.1679 | -0.40046 | -120.0491 | 119.6665 | -0.56257 | -120.2281 | 119.5084

## LG_min_6
name | pf_ikss_a_from_ka | pf_ikss_b_from_ka | pf_ikss_c_from_ka | pf_ikss_a_to_ka | pf_ikss_b_to_ka | pf_ikss_c_to_ka | pf_skss_a_from_mw | pf_skss_b_from_mw | pf_skss_c_from_mw | pf_skss_a_to_mw | pf_skss_b_to_mw | pf_skss_c_to_mw | pf_p_a_from_mw | pf_p_b_from_mw | pf_p_c_from_mw | pf_p_a_to_mw | pf_p_b_to_mw | pf_p_c_to_mw | pf_q_a_from_mvar | pf_q_b_from_mvar | pf_q_c_from_mvar | pf_q_a_to_mvar | pf_q_b_to_mvar | pf_q_c_to_mvar | pf_ikss_a_from_degree | pf_ikss_b_from_degree | pf_ikss_c_from_degree | pf_ikss_a_to_degree | pf_ikss_b_to_degree | pf_ikss_c_to_degree | 3xI0 | pf_vm_a_from_pu | pf_vm_b_from_pu | pf_vm_c_from_pu | pf_vm_a_to_pu | pf_vm_b_to_pu | pf_vm_c_to_pu | pf_va_a_from_degree | pf_va_b_from_degree | pf_va_c_from_degree | pf_va_a_to_degree | pf_va_b_to_degree | pf_va_c_to_degree
Line0_1_2 | 0.010089 | 0.0038126 | 0.0063219 | 0.010089 | 0.0038126 | 0.0063219 | 0.00233 | 0.00088049 | 0.00146 | 0.00233 | 0.00088049 | 0.00146 | -0.00012262 | 0.00068148 | -0.0012782 | 0.00012457 | -0.0006812 | 0.001279 | -0.00077605 | -0.00037353 | -0.00016239 | 0.00077808 | 0.00037382 | 0.00016319 | 99.0319 | -72.2771 | -86.1623 | -80.9681 | 107.7229 | 93.8377 |  | 0.3372 | 0.88261 | 0.88251 | 0.3382 | 0.88249 | 0.88311 | 0.053447 | -101.0048 | 101.0783 | -0.063756 | -101.0335 | 101.1092
Line10_11_12 | 0.010059 | 0.0038031 | 0.0063001 | 0.010059 | 0.0038031 | 0.0063001 | 0.002323 | 0.0008783 | 0.0014549 | 0.002323 | 0.0008783 | 0.0014549 | -0.00012767 | 0.00067896 | -0.0012757 | 0.00012961 | -0.00067868 | 0.0012765 | -0.00077754 | -0.00037366 | -0.00016004 | 0.00077956 | 0.00037395 | 0.00016083 | 99.1457 | -72.2359 | -86.0102 | -80.8543 | 107.7641 | 93.9898 |  | 0.33919 | 0.88238 | 0.88369 | 0.34019 | 0.88226 | 0.88428 | -0.17891 | -101.0621 | 101.1401 | -0.29407 | -101.0907 | 101.171
Line11_12_13 | 0.010059 | 0.0038031 | 0.0063001 | 0.010059 | 0.0038031 | 0.0063001 | 0.002323 | 0.0008783 | 0.0014549 | 0.002323 | 0.0008783 | 0.0014549 | -0.00012961 | 0.00067868 | -0.0012765 | 0.00013155 | -0.0006784 | 0.0012772 | -0.00077956 | -0.00037395 | -0.00016083 | 0.00078158 | 0.00037424 | 0.00016163 | 99.1456 | -72.236 | -86.0103 | -80.8544 | 107.764 | 93.9897 |  | 0.34019 | 0.88226 | 0.88428 | 0.34118 | 0.88214 | 0.88487 | -0.29407 | -101.0907 | 101.171 | -0.40856 | -101.1194 | 101.2018
Line12_13_15 | 0 | 0 | 0 | 0 | 0 | 0 | 0 | 0 | 0 | 0 | 0 | 0 | -2.4722e-09 | -5.6007e-10 | -6.6323e-10 | 2.4723e-09 | 5.8057e-10 | 6.4264e-10 | 5.1018e-11 | -3.1524e-09 | 3.1245e-09 | -4.2932e-11 | 3.1483e-09 | -3.1285e-09 | 0 | 0 | 0 | 0 | 0 | 0 |  | 0.34118 | 0.88214 | 0.88487 | 0.34118 | 0.88214 | 0.88487 | -0.40856 | -101.1194 | 101.2018 | -0.40856 | -101.1194 | 101.2018
Line13_13_14 | 0.010059 | 0.0038031 | 0.0063001 | 0.010059 | 0.0038031 | 0.0063001 | 0.002323 | 0.00087829 | 0.0014549 | 0.002323 | 0.00087829 | 0.0014549 | -0.00013155 | 0.0006784 | -0.0012772 | 0.00013349 | -0.00067812 | 0.001278 | -0.00078158 | -0.00037424 | -0.00016163 | 0.00078361 | 0.00037453 | 0.00016243 | 99.1454 | -72.2363 | -86.0104 | -80.8546 | 107.7637 | 93.9896 |  | 0.34118 | 0.88214 | 0.88487 | 0.34218 | 0.88202 | 0.88546 | -0.40856 | -101.1194 | 101.2018 | -0.52238 | -101.1481 | 101.2326
Line14_15_16 | 0 | 0 | 0 | 0 | 0 | 0 | 0 | 0 | 0 | 0 | 0 | 0 | -1.6481e-09 | -3.7338e-10 | -4.4216e-10 | 1.6482e-09 | 3.9388e-10 | 4.2157e-10 | 3.4012e-11 | -2.1016e-09 | 2.083e-09 | -2.5926e-11 | 2.0975e-09 | -2.087e-09 | 0 | 0 | 0 | 0 | 0 | 0 |  | 0.34118 | 0.88214 | 0.88487 | 0.34118 | 0.88214 | 0.88487 | -0.40856 | -101.1194 | 101.2018 | -0.40856 | -101.1194 | 101.2018
Line15_16_17 | 0 | 0 | 0 | 0 | 0 | 0 | 0 | 0 | 0 | 0 | 0 | 0 | -8.2406e-10 | -1.8669e-10 | -2.2108e-10 | 8.2415e-10 | 2.0719e-10 | 2.0049e-10 | 1.7006e-11 | -1.0508e-09 | 1.0415e-09 | -8.9206e-12 | 1.0467e-09 | -1.0455e-09 | 0 | 0 | 0 | 0 | 0 | 0 |  | 0.34118 | 0.88214 | 0.88487 | 0.34118 | 0.88214 | 0.88487 | -0.40856 | -101.1194 | 101.2018 | -0.40856 | -101.1194 | 101.2018
Line16_4_18 | 0 | 0 | 0 | 0 | 0 | 0 | 0 | 0 | 0 | 0 | 0 | 0 | -8.2066e-10 | -1.8395e-10 | -2.2471e-10 | 8.2068e-10 | 2.0455e-10 | 2.0409e-10 | 9.4403e-12 | -1.0557e-09 | 1.0443e-09 | -1.3948e-12 | 1.0517e-09 | -1.0484e-09 | 0 | 0 | 0 | 0 | 0 | 0 |  | 0.3382 | 0.88249 | 0.88311 | 0.3382 | 0.88249 | 0.88311 | -0.064444 | -101.0335 | 101.1092 | -0.064444 | -101.0335 | 101.1092
Line17_5_19 | 0.010104 | 0.0038174 | 0.0063329 | 0.010104 | 0.0038174 | 0.0063329 | 0.0023335 | 0.00088159 | 0.0014625 | 0.0023335 | 0.00088159 | 0.0014625 | -0.00012398 | 0.00068219 | -0.0012809 | 0.00012594 | -0.00068191 | 0.0012817 | -0.00077937 | -0.00037404 | -0.00016519 | 0.00078142 | 0.00037433 | 0.00016599 | 98.9745 | -72.2981 | -86.2389 | -81.0255 | 107.7019 | 93.7611 |  | 0.3382 | 0.88249 | 0.88311 | 0.3392 | 0.88237 | 0.8837 | -0.0641 | -101.0335 | 101.1092 | -0.18096 | -101.0623 | 101.1402
Line1_1_3 | 0.010059 | 0.0038031 | 0.0063001 | 0.010059 | 0.0038031 | 0.0063001 | 0.002323 | 0.0008783 | 0.0014549 | 0.002323 | 0.0008783 | 0.0014549 | -0.00012379 | 0.00067951 | -0.0012742 | 0.00012573 | -0.00067923 | 0.001275 | -0.00077349 | -0.00037309 | -0.00015845 | 0.00077551 | 0.00037338 | 0.00015924 | 99.1458 | -72.2357 | -86.0101 | -80.8542 | 107.7643 | 93.9899 |  | 0.3372 | 0.88261 | 0.88251 | 0.3382 | 0.8825 | 0.8831 | 0.053447 | -101.0048 | 101.0783 | -0.063073 | -101.0334 | 101.1092
Line2_1_4 | 0.010119 | 0.0038222 | 0.0063439 | 0.010119 | 0.0038222 | 0.0063439 | 0.002337 | 0.0008827 | 0.0014651 | 0.002337 | 0.0008827 | 0.0014651 | -0.00012143 | 0.00068346 | -0.0012822 | 0.00012339 | -0.00068318 | 0.001283 | -0.00077862 | -0.00037397 | -0.00016638 | 0.00078067 | 0.00037426 | 0.00016719 | 98.9173 | -72.3187 | -86.3155 | -81.0827 | 107.6813 | 93.6845 |  | 0.3372 | 0.88261 | 0.88251 | 0.3382 | 0.88249 | 0.88311 | 0.053447 | -101.0048 | 101.0783 | -0.064444 | -101.0335 | 101.1092
Line3_1_5 | 0.010104 | 0.0038174 | 0.0063329 | 0.010104 | 0.0038174 | 0.0063329 | 0.0023335 | 0.00088159 | 0.0014625 | 0.0023335 | 0.00088159 | 0.0014625 | -0.00012202 | 0.00068247 | -0.0012802 | 0.00012398 | -0.00068219 | 0.0012809 | -0.00077733 | -0.00037375 | -0.00016438 | 0.00077937 | 0.00037404 | 0.00016519 | 98.9746 | -72.298 | -86.2389 | -81.0254 | 107.702 | 93.7611 |  | 0.3372 | 0.88261 | 0.88251 | 0.3382 | 0.88249 | 0.88311 | 0.053447 | -101.0048 | 101.0783 | -0.0641 | -101.0335 | 101.1092
Line4_2_6 | 0.010089 | 0.0038126 | 0.0063219 | 0.010089 | 0.0038126 | 0.0063219 | 0.00233 | 0.00088049 | 0.00146 | 0.00233 | 0.00088049 | 0.00146 | -0.00012457 | 0.0006812 | -0.001279 | 0.00012652 | -0.00068092 | 0.0012797 | -0.00077808 | -0.00037382 | -0.00016319 | 0.00078012 | 0.00037411 | 0.00016399 | 99.0319 | -72.2772 | -86.1623 | -80.9681 | 107.7228 | 93.8377 |  | 0.3382 | 0.88249 | 0.88311 | 0.33919 | 0.88238 | 0.8837 | -0.063756 | -101.0335 | 101.1092 | -0.18027 | -101.0622 | 101.1402
Line5_6_7 | 0.010089 | 0.0038126 | 0.0063219 | 0.010089 | 0.0038126 | 0.0063219 | 0.00233 | 0.00088049 | 0.00146 | 0.00233 | 0.00088049 | 0.00146 | -0.00012652 | 0.00068092 | -0.0012797 | 0.00012847 | -0.00068064 | 0.0012805 | -0.00078012 | -0.00037411 | -0.00016399 | 0.00078216 | 0.0003744 | 0.00016479 | 99.0318 | -72.2773 | -86.1624 | -80.9682 | 107.7227 | 93.8376 |  | 0.33919 | 0.88238 | 0.8837 | 0.34019 | 0.88226 | 0.88429 | -0.18027 | -101.0622 | 101.1402 | -0.2961 | -101.0909 | 101.171
Line6_7_8 | 0 | 0 | 0 | 0 | 0 | 0 | 0 | 0 | 0 | 0 | 0 | 0 | -2.4688e-09 | -5.5736e-10 | -6.6681e-10 | 2.4689e-09 | 5.7789e-10 | 6.4621e-10 | 4.3556e-11 | -3.1573e-09 | 3.1274e-09 | -3.5484e-11 | 3.1532e-09 | -3.1314e-09 | 0 | 0 | 0 | 0 | 0 | 0 |  | 0.34019 | 0.88226 | 0.88429 | 0.34019 | 0.88226 | 0.88429 | -0.2961 | -101.0909 | 101.171 | -0.2961 | -101.0909 | 101.171
Line7_8_9 | 0 | 0 | 0 | 0 | 0 | 0 | 0 | 0 | 0 | 0 | 0 | 0 | -8.2294e-10 | -1.8579e-10 | -2.2227e-10 | 8.2301e-10 | 2.0632e-10 | 2.0167e-10 | 1.4519e-11 | -1.0524e-09 | 1.0425e-09 | -6.4464e-12 | 1.0483e-09 | -1.0465e-09 | 0 | 0 | 0 | 0 | 0 | 0 |  | 0.34019 | 0.88226 | 0.88429 | 0.34019 | 0.88226 | 0.88429 | -0.2961 | -101.0909 | 101.171 | -0.2961 | -101.0909 | 101.171
Line8_8_10 | 0 | 0 | 0 | 0 | 0 | 0 | 0 | 0 | 0 | 0 | 0 | 0 | -8.2294e-10 | -1.8579e-10 | -2.2227e-10 | 8.2301e-10 | 2.0632e-10 | 2.0167e-10 | 1.4519e-11 | -1.0524e-09 | 1.0425e-09 | -6.4464e-12 | 1.0483e-09 | -1.0465e-09 | 0 | 0 | 0 | 0 | 0 | 0 |  | 0.34019 | 0.88226 | 0.88429 | 0.34019 | 0.88226 | 0.88429 | -0.2961 | -101.0909 | 101.171 | -0.2961 | -101.0909 | 101.171
Line9_3_11 | 0.010059 | 0.0038031 | 0.0063001 | 0.010059 | 0.0038031 | 0.0063001 | 0.002323 | 0.0008783 | 0.0014549 | 0.002323 | 0.0008783 | 0.0014549 | -0.00012573 | 0.00067923 | -0.001275 | 0.00012767 | -0.00067896 | 0.0012757 | -0.00077551 | -0.00037337 | -0.00015924 | 0.00077754 | 0.00037366 | 0.00016004 | 99.1457 | -72.2358 | -86.0102 | -80.8543 | 107.7642 | 93.9898 |  | 0.3382 | 0.8825 | 0.8831 | 0.33919 | 0.88238 | 0.88369 | -0.063073 | -101.0334 | 101.1092 | -0.17891 | -101.0621 | 101.1401

## LG_min_10
name | pf_ikss_a_from_ka | pf_ikss_b_from_ka | pf_ikss_c_from_ka | pf_ikss_a_to_ka | pf_ikss_b_to_ka | pf_ikss_c_to_ka | pf_skss_a_from_mw | pf_skss_b_from_mw | pf_skss_c_from_mw | pf_skss_a_to_mw | pf_skss_b_to_mw | pf_skss_c_to_mw | pf_p_a_from_mw | pf_p_b_from_mw | pf_p_c_from_mw | pf_p_a_to_mw | pf_p_b_to_mw | pf_p_c_to_mw | pf_q_a_from_mvar | pf_q_b_from_mvar | pf_q_c_from_mvar | pf_q_a_to_mvar | pf_q_b_to_mvar | pf_q_c_to_mvar | pf_ikss_a_from_degree | pf_ikss_b_from_degree | pf_ikss_c_from_degree | pf_ikss_a_to_degree | pf_ikss_b_to_degree | pf_ikss_c_to_degree | 3xI0 | pf_vm_a_from_pu | pf_vm_b_from_pu | pf_vm_c_from_pu | pf_vm_a_to_pu | pf_vm_b_to_pu | pf_vm_c_to_pu | pf_va_a_from_degree | pf_va_b_from_degree | pf_va_c_from_degree | pf_va_a_to_degree | pf_va_b_to_degree | pf_va_c_to_degree
Line0_1_2 | 0.010089 | 0.0038126 | 0.0063219 | 0.010089 | 0.0038126 | 0.0063219 | 0.00233 | 0.00088049 | 0.00146 | 0.00233 | 0.00088049 | 0.00146 | -0.00012262 | 0.00068148 | -0.0012782 | 0.00012457 | -0.0006812 | 0.001279 | -0.00077605 | -0.00037353 | -0.00016239 | 0.00077808 | 0.00037382 | 0.00016319 | 99.0319 | -72.2771 | -86.1623 | -80.9681 | 107.7229 | 93.8377 |  | 0.3372 | 0.88261 | 0.88251 | 0.3382 | 0.88249 | 0.88311 | 0.053447 | -101.0048 | 101.0783 | -0.063756 | -101.0335 | 101.1092
Line10_11_12 | 0.010059 | 0.0038031 | 0.0063001 | 0.010059 | 0.0038031 | 0.0063001 | 0.002323 | 0.0008783 | 0.0014549 | 0.002323 | 0.0008783 | 0.0014549 | -0.00012767 | 0.00067896 | -0.0012757 | 0.00012961 | -0.00067868 | 0.0012765 | -0.00077754 | -0.00037366 | -0.00016004 | 0.00077956 | 0.00037395 | 0.00016083 | 99.1457 | -72.2359 | -86.0102 | -80.8543 | 107.7641 | 93.9898 |  | 0.33919 | 0.88238 | 0.88369 | 0.34019 | 0.88226 | 0.88428 | -0.17891 | -101.0621 | 101.1401 | -0.29407 | -101.0907 | 101.171
Line11_12_13 | 0.010059 | 0.0038031 | 0.0063001 | 0.010059 | 0.0038031 | 0.0063001 | 0.002323 | 0.0008783 | 0.0014549 | 0.002323 | 0.0008783 | 0.0014549 | -0.00012961 | 0.00067868 | -0.0012765 | 0.00013155 | -0.0006784 | 0.0012772 | -0.00077956 | -0.00037395 | -0.00016083 | 0.00078158 | 0.00037424 | 0.00016163 | 99.1456 | -72.236 | -86.0103 | -80.8544 | 107.764 | 93.9897 |  | 0.34019 | 0.88226 | 0.88428 | 0.34118 | 0.88214 | 0.88487 | -0.29407 | -101.0907 | 101.171 | -0.40856 | -101.1194 | 101.2018
Line12_13_15 | 0 | 0 | 0 | 0 | 0 | 0 | 0 | 0 | 0 | 0 | 0 | 0 | -2.4722e-09 | -5.6007e-10 | -6.6323e-10 | 2.4723e-09 | 5.8057e-10 | 6.4264e-10 | 5.1018e-11 | -3.1524e-09 | 3.1245e-09 | -4.2932e-11 | 3.1483e-09 | -3.1285e-09 | 0 | 0 | 0 | 0 | 0 | 0 |  | 0.34118 | 0.88214 | 0.88487 | 0.34118 | 0.88214 | 0.88487 | -0.40856 | -101.1194 | 101.2018 | -0.40856 | -101.1194 | 101.2018
Line13_13_14 | 0.010059 | 0.0038031 | 0.0063001 | 0.010059 | 0.0038031 | 0.0063001 | 0.002323 | 0.00087829 | 0.0014549 | 0.002323 | 0.00087829 | 0.0014549 | -0.00013155 | 0.0006784 | -0.0012772 | 0.00013349 | -0.00067812 | 0.001278 | -0.00078158 | -0.00037424 | -0.00016163 | 0.00078361 | 0.00037453 | 0.00016243 | 99.1454 | -72.2363 | -86.0104 | -80.8546 | 107.7637 | 93.9896 |  | 0.34118 | 0.88214 | 0.88487 | 0.34218 | 0.88202 | 0.88546 | -0.40856 | -101.1194 | 101.2018 | -0.52238 | -101.1481 | 101.2326
Line14_15_16 | 0 | 0 | 0 | 0 | 0 | 0 | 0 | 0 | 0 | 0 | 0 | 0 | -1.6481e-09 | -3.7338e-10 | -4.4216e-10 | 1.6482e-09 | 3.9388e-10 | 4.2157e-10 | 3.4012e-11 | -2.1016e-09 | 2.083e-09 | -2.5926e-11 | 2.0975e-09 | -2.087e-09 | 0 | 0 | 0 | 0 | 0 | 0 |  | 0.34118 | 0.88214 | 0.88487 | 0.34118 | 0.88214 | 0.88487 | -0.40856 | -101.1194 | 101.2018 | -0.40856 | -101.1194 | 101.2018
Line15_16_17 | 0 | 0 | 0 | 0 | 0 | 0 | 0 | 0 | 0 | 0 | 0 | 0 | -8.2406e-10 | -1.8669e-10 | -2.2108e-10 | 8.2415e-10 | 2.0719e-10 | 2.0049e-10 | 1.7006e-11 | -1.0508e-09 | 1.0415e-09 | -8.9206e-12 | 1.0467e-09 | -1.0455e-09 | 0 | 0 | 0 | 0 | 0 | 0 |  | 0.34118 | 0.88214 | 0.88487 | 0.34118 | 0.88214 | 0.88487 | -0.40856 | -101.1194 | 101.2018 | -0.40856 | -101.1194 | 101.2018
Line16_4_18 | 0 | 0 | 0 | 0 | 0 | 0 | 0 | 0 | 0 | 0 | 0 | 0 | -8.2066e-10 | -1.8395e-10 | -2.2471e-10 | 8.2068e-10 | 2.0455e-10 | 2.0409e-10 | 9.4403e-12 | -1.0557e-09 | 1.0443e-09 | -1.3948e-12 | 1.0517e-09 | -1.0484e-09 | 0 | 0 | 0 | 0 | 0 | 0 |  | 0.3382 | 0.88249 | 0.88311 | 0.3382 | 0.88249 | 0.88311 | -0.064444 | -101.0335 | 101.1092 | -0.064444 | -101.0335 | 101.1092
Line17_5_19 | 0.010104 | 0.0038174 | 0.0063329 | 0.010104 | 0.0038174 | 0.0063329 | 0.0023335 | 0.00088159 | 0.0014625 | 0.0023335 | 0.00088159 | 0.0014625 | -0.00012398 | 0.00068219 | -0.0012809 | 0.00012594 | -0.00068191 | 0.0012817 | -0.00077937 | -0.00037404 | -0.00016519 | 0.00078142 | 0.00037433 | 0.00016599 | 98.9745 | -72.2981 | -86.2389 | -81.0255 | 107.7019 | 93.7611 |  | 0.3382 | 0.88249 | 0.88311 | 0.3392 | 0.88237 | 0.8837 | -0.0641 | -101.0335 | 101.1092 | -0.18096 | -101.0623 | 101.1402
Line1_1_3 | 0.010059 | 0.0038031 | 0.0063001 | 0.010059 | 0.0038031 | 0.0063001 | 0.002323 | 0.0008783 | 0.0014549 | 0.002323 | 0.0008783 | 0.0014549 | -0.00012379 | 0.00067951 | -0.0012742 | 0.00012573 | -0.00067923 | 0.001275 | -0.00077349 | -0.00037309 | -0.00015845 | 0.00077551 | 0.00037338 | 0.00015924 | 99.1458 | -72.2357 | -86.0101 | -80.8542 | 107.7643 | 93.9899 |  | 0.3372 | 0.88261 | 0.88251 | 0.3382 | 0.8825 | 0.8831 | 0.053447 | -101.0048 | 101.0783 | -0.063073 | -101.0334 | 101.1092
Line2_1_4 | 0.010119 | 0.0038222 | 0.0063439 | 0.010119 | 0.0038222 | 0.0063439 | 0.002337 | 0.0008827 | 0.0014651 | 0.002337 | 0.0008827 | 0.0014651 | -0.00012143 | 0.00068346 | -0.0012822 | 0.00012339 | -0.00068318 | 0.001283 | -0.00077862 | -0.00037397 | -0.00016638 | 0.00078067 | 0.00037426 | 0.00016719 | 98.9173 | -72.3187 | -86.3155 | -81.0827 | 107.6813 | 93.6845 |  | 0.3372 | 0.88261 | 0.88251 | 0.3382 | 0.88249 | 0.88311 | 0.053447 | -101.0048 | 101.0783 | -0.064444 | -101.0335 | 101.1092
Line3_1_5 | 0.010104 | 0.0038174 | 0.0063329 | 0.010104 | 0.0038174 | 0.0063329 | 0.0023335 | 0.00088159 | 0.0014625 | 0.0023335 | 0.00088159 | 0.0014625 | -0.00012202 | 0.00068247 | -0.0012802 | 0.00012398 | -0.00068219 | 0.0012809 | -0.00077733 | -0.00037375 | -0.00016438 | 0.00077937 | 0.00037404 | 0.00016519 | 98.9746 | -72.298 | -86.2389 | -81.0254 | 107.702 | 93.7611 |  | 0.3372 | 0.88261 | 0.88251 | 0.3382 | 0.88249 | 0.88311 | 0.053447 | -101.0048 | 101.0783 | -0.0641 | -101.0335 | 101.1092
Line4_2_6 | 0.010089 | 0.0038126 | 0.0063219 | 0.010089 | 0.0038126 | 0.0063219 | 0.00233 | 0.00088049 | 0.00146 | 0.00233 | 0.00088049 | 0.00146 | -0.00012457 | 0.0006812 | -0.001279 | 0.00012652 | -0.00068092 | 0.0012797 | -0.00077808 | -0.00037382 | -0.00016319 | 0.00078012 | 0.00037411 | 0.00016399 | 99.0319 | -72.2772 | -86.1623 | -80.9681 | 107.7228 | 93.8377 |  | 0.3382 | 0.88249 | 0.88311 | 0.33919 | 0.88238 | 0.8837 | -0.063756 | -101.0335 | 101.1092 | -0.18027 | -101.0622 | 101.1402
Line5_6_7 | 0.010089 | 0.0038126 | 0.0063219 | 0.010089 | 0.0038126 | 0.0063219 | 0.00233 | 0.00088049 | 0.00146 | 0.00233 | 0.00088049 | 0.00146 | -0.00012652 | 0.00068092 | -0.0012797 | 0.00012847 | -0.00068064 | 0.0012805 | -0.00078012 | -0.00037411 | -0.00016399 | 0.00078216 | 0.0003744 | 0.00016479 | 99.0318 | -72.2773 | -86.1624 | -80.9682 | 107.7227 | 93.8376 |  | 0.33919 | 0.88238 | 0.8837 | 0.34019 | 0.88226 | 0.88429 | -0.18027 | -101.0622 | 101.1402 | -0.2961 | -101.0909 | 101.171
Line6_7_8 | 0 | 0 | 0 | 0 | 0 | 0 | 0 | 0 | 0 | 0 | 0 | 0 | -2.4688e-09 | -5.5736e-10 | -6.6681e-10 | 2.4689e-09 | 5.7789e-10 | 6.4621e-10 | 4.3556e-11 | -3.1573e-09 | 3.1274e-09 | -3.5484e-11 | 3.1532e-09 | -3.1314e-09 | 0 | 0 | 0 | 0 | 0 | 0 |  | 0.34019 | 0.88226 | 0.88429 | 0.34019 | 0.88226 | 0.88429 | -0.2961 | -101.0909 | 101.171 | -0.2961 | -101.0909 | 101.171
Line7_8_9 | 0 | 0 | 0 | 0 | 0 | 0 | 0 | 0 | 0 | 0 | 0 | 0 | -8.2294e-10 | -1.8579e-10 | -2.2227e-10 | 8.2301e-10 | 2.0632e-10 | 2.0167e-10 | 1.4519e-11 | -1.0524e-09 | 1.0425e-09 | -6.4464e-12 | 1.0483e-09 | -1.0465e-09 | 0 | 0 | 0 | 0 | 0 | 0 |  | 0.34019 | 0.88226 | 0.88429 | 0.34019 | 0.88226 | 0.88429 | -0.2961 | -101.0909 | 101.171 | -0.2961 | -101.0909 | 101.171
Line8_8_10 | 0 | 0 | 0 | 0 | 0 | 0 | 0 | 0 | 0 | 0 | 0 | 0 | -8.2294e-10 | -1.8579e-10 | -2.2227e-10 | 8.2301e-10 | 2.0632e-10 | 2.0167e-10 | 1.4519e-11 | -1.0524e-09 | 1.0425e-09 | -6.4464e-12 | 1.0483e-09 | -1.0465e-09 | 0 | 0 | 0 | 0 | 0 | 0 |  | 0.34019 | 0.88226 | 0.88429 | 0.34019 | 0.88226 | 0.88429 | -0.2961 | -101.0909 | 101.171 | -0.2961 | -101.0909 | 101.171
Line9_3_11 | 0.010059 | 0.0038031 | 0.0063001 | 0.010059 | 0.0038031 | 0.0063001 | 0.002323 | 0.0008783 | 0.0014549 | 0.002323 | 0.0008783 | 0.0014549 | -0.00012573 | 0.00067923 | -0.001275 | 0.00012767 | -0.00067896 | 0.0012757 | -0.00077551 | -0.00037337 | -0.00015924 | 0.00077754 | 0.00037366 | 0.00016004 | 99.1457 | -72.2358 | -86.0102 | -80.8543 | 107.7642 | 93.9898 |  | 0.3382 | 0.8825 | 0.8831 | 0.33919 | 0.88238 | 0.88369 | -0.063073 | -101.0334 | 101.1092 | -0.17891 | -101.0621 | 101.1401

## LG_min_fault_6
name | pf_ikss_a_from_ka | pf_ikss_b_from_ka | pf_ikss_c_from_ka | pf_ikss_a_to_ka | pf_ikss_b_to_ka | pf_ikss_c_to_ka | pf_skss_a_from_mw | pf_skss_b_from_mw | pf_skss_c_from_mw | pf_skss_a_to_mw | pf_skss_b_to_mw | pf_skss_c_to_mw | pf_p_a_from_mw | pf_p_b_from_mw | pf_p_c_from_mw | pf_p_a_to_mw | pf_p_b_to_mw | pf_p_c_to_mw | pf_q_a_from_mvar | pf_q_b_from_mvar | pf_q_c_from_mvar | pf_q_a_to_mvar | pf_q_b_to_mvar | pf_q_c_to_mvar | pf_ikss_a_from_degree | pf_ikss_b_from_degree | pf_ikss_c_from_degree | pf_ikss_a_to_degree | pf_ikss_b_to_degree | pf_ikss_c_to_degree | 3xI0 | pf_vm_a_from_pu | pf_vm_b_from_pu | pf_vm_c_from_pu | pf_vm_a_to_pu | pf_vm_b_to_pu | pf_vm_c_to_pu | pf_va_a_from_degree | pf_va_b_from_degree | pf_va_c_from_degree | pf_va_a_to_degree | pf_va_b_to_degree | pf_va_c_to_degree
Line0_1_2 | 0.00017592 | 6.6479e-05 | 0.00011023 | 0.00017592 | 6.6479e-05 | 0.00011023 | 4.0626e-05 | 1.5353e-05 | 2.5457e-05 | 4.0626e-05 | 1.5353e-05 | 2.5457e-05 | -2.9969e-05 | 9.965e-07 | -2.4844e-05 | 2.997e-05 | -9.9642e-07 | 2.4844e-05 | -2.6884e-05 | -1.5238e-05 | 5.6539e-06 | 2.6885e-05 | 1.5238e-05 | -5.6537e-06 | 137.6889 | -33.6202 | -47.5053 | -42.3111 | 146.3798 | 132.4947 |  | 0.991 | 0.99462 | 1.0009 | 0.99102 | 0.99463 | 1.0009 | -0.41713 | -119.8785 | 119.6739 | -0.41704 | -119.8788 | 119.6746
Line10_11_12 | 0.00017539 | 6.6313e-05 | 0.00010985 | 0.00017539 | 6.6313e-05 | 0.00010985 | 4.0505e-05 | 1.5314e-05 | 2.5369e-05 | 4.0505e-05 | 1.5314e-05 | 2.5369e-05 | -2.9934e-05 | 9.8291e-07 | -2.4744e-05 | 2.9935e-05 | -9.8282e-07 | 2.4744e-05 | -2.6746e-05 | -1.52e-05 | 5.6996e-06 | 2.6747e-05 | 1.52e-05 | -5.6994e-06 | 137.8026 | -33.5789 | -47.3533 | -42.1974 | 146.4211 | 132.6467 |  | 0.99104 | 0.99463 | 1.0009 | 0.99106 | 0.99464 | 1.0009 | -0.41695 | -119.8792 | 119.6752 | -0.41685 | -119.8795 | 119.6759
Line11_12_13 | 0.00017539 | 6.6313e-05 | 0.00010985 | 0.00017539 | 6.6313e-05 | 0.00010985 | 4.0505e-05 | 1.5314e-05 | 2.5369e-05 | 4.0505e-05 | 1.5314e-05 | 2.5369e-05 | -2.9935e-05 | 9.8284e-07 | -2.4744e-05 | 2.9935e-05 | -9.8276e-07 | 2.4744e-05 | -2.6747e-05 | -1.52e-05 | 5.6994e-06 | 2.6747e-05 | 1.5201e-05 | -5.6991e-06 | 137.8026 | -33.579 | -47.3533 | -42.1974 | 146.421 | 132.6467 |  | 0.99106 | 0.99464 | 1.0009 | 0.99108 | 0.99464 | 1.0009 | -0.41685 | -119.8795 | 119.6759 | -0.41676 | -119.8798 | 119.6765
Line12_13_15 | 0 | 0 | 0 | 0 | 0 | 0 | 0 | 0 | 0 | 0 | 0 | 0 | -9.6155e-11 | -5.8152e-11 | 8.9835e-12 | 9.6415e-11 | 5.8301e-11 | -9.3918e-12 | 8.0248e-11 | -2.4097e-11 | 6.2355e-11 | -7.9932e-11 | 2.3714e-11 | -6.2289e-11 | 0 | 0 | 0 | 0 | 0 | 0 |  | 0.99108 | 0.99464 | 1.0009 | 0.99108 | 0.99464 | 1.0009 | -0.41676 | -119.8798 | 119.6765 | -0.41676 | -119.8798 | 119.6765
Line13_13_14 | 0.00017539 | 6.6313e-05 | 0.00010985 | 0.00017539 | 6.6313e-05 | 0.00010985 | 4.0505e-05 | 1.5314e-05 | 2.5369e-05 | 4.0505e-05 | 1.5314e-05 | 2.5369e-05 | -2.9935e-05 | 9.8284e-07 | -2.4744e-05 | 2.9936e-05 | -9.8275e-07 | 2.4745e-05 | -2.6747e-05 | -1.5201e-05 | 5.699e-06 | 2.6748e-05 | 1.5201e-05 | -5.6988e-06 | 137.8023 | -33.5793 | -47.3535 | -42.1977 | 146.4207 | 132.6465 |  | 0.99108 | 0.99464 | 1.0009 | 0.9911 | 0.99465 | 1.0009 | -0.41676 | -119.8798 | 119.6765 | -0.41667 | -119.8802 | 119.6772
Line14_15_16 | 0 | 0 | 0 | 0 | 0 | 0 | 0 | 0 | 0 | 0 | 0 | 0 | -6.4104e-11 | -3.8768e-11 | 5.989e-12 | 6.4363e-11 | 3.8917e-11 | -6.3973e-12 | 5.3499e-11 | -1.6065e-11 | 4.157e-11 | -5.3182e-11 | 1.5682e-11 | -4.1504e-11 | 0 | 0 | 0 | 0 | 0 | 0 |  | 0.99108 | 0.99464 | 1.0009 | 0.99108 | 0.99464 | 1.0009 | -0.41676 | -119.8798 | 119.6765 | -0.41676 | -119.8798 | 119.6765
Line15_16_17 | 0 | 0 | 0 | 0 | 0 | 0 | 0 | 0 | 0 | 0 | 0 | 0 | -3.2052e-11 | -1.9384e-11 | 2.9945e-12 | 3.2311e-11 | 1.9533e-11 | -3.4028e-12 | 2.6749e-11 | -8.0325e-12 | 2.0785e-11 | -2.6433e-11 | 7.6493e-12 | -2.0719e-11 | 0 | 0 | 0 | 0 | 0 | 0 |  | 0.99108 | 0.99464 | 1.0009 | 0.99108 | 0.99464 | 1.0009 | -0.41676 | -119.8798 | 119.6765 | -0.41676 | -119.8798 | 119.6765
Line16_4_18 | 0 | 0 | 0 | 0 | 0 | 0 | 0 | 0 | 0 | 0 | 0 | 0 | -3.2278e-11 | -1.9441e-11 | 2.9192e-12 | 3.2537e-11 | 1.9591e-11 | -3.3293e-12 | 2.6768e-11 | -8.0978e-12 | 2.0908e-11 | -2.6449e-11 | 7.7137e-12 | -2.0843e-11 | 0 | 0 | 0 | 0 | 0 | 0 |  | 0.99102 | 0.99463 | 1.0009 | 0.99102 | 0.99463 | 1.0009 | -0.41704 | -119.8788 | 119.6746 | -0.41704 | -119.8788 | 119.6746
Line17_5_19 | 0.00017618 | 6.6562e-05 | 0.00011042 | 0.00017618 | 6.6562e-05 | 0.00011042 | 4.0687e-05 | 1.5372e-05 | 2.5501e-05 | 4.0687e-05 | 1.5372e-05 | 2.5501e-05 | -2.9988e-05 | 1.0033e-06 | -2.4895e-05 | 2.9988e-05 | -1.0032e-06 | 2.4895e-05 | -2.6955e-05 | -1.5256e-05 | 5.6302e-06 | 2.6956e-05 | 1.5256e-05 | -5.6299e-06 | 137.6315 | -33.6412 | -47.582 | -42.3685 | 146.3588 | 132.418 |  | 0.99102 | 0.99463 | 1.0009 | 0.99104 | 0.99463 | 1.0009 | -0.41704 | -119.8788 | 119.6746 | -0.41695 | -119.8792 | 119.6752
Line1_1_3 | 0.00017539 | 6.6313e-05 | 0.00010985 | 0.00017539 | 6.6313e-05 | 0.00010985 | 4.0505e-05 | 1.5314e-05 | 2.5369e-05 | 4.0505e-05 | 1.5314e-05 | 2.5369e-05 | -2.9933e-05 | 9.8304e-07 | -2.4743e-05 | 2.9934e-05 | -9.8296e-07 | 2.4744e-05 | -2.6745e-05 | -1.52e-05 | 5.7001e-06 | 2.6745e-05 | 1.52e-05 | -5.6999e-06 | 137.8027 | -33.5788 | -47.3532 | -42.1973 | 146.4212 | 132.6468 |  | 0.991 | 0.99462 | 1.0009 | 0.99102 | 0.99463 | 1.0009 | -0.41713 | -119.8785 | 119.6739 | -0.41704 | -119.8788 | 119.6746
Line2_1_4 | 0.00017644 | 6.6646e-05 | 0.00011061 | 0.00017644 | 6.6646e-05 | 0.00011061 | 4.0748e-05 | 1.5391e-05 | 2.5545e-05 | 4.0748e-05 | 1.5391e-05 | 2.5545e-05 | -3.0005e-05 | 1.0101e-06 | -2.4946e-05 | 3.0006e-05 | -1.01e-06 | 2.4946e-05 | -2.7025e-05 | -1.5275e-05 | 5.6069e-06 | 2.7026e-05 | 1.5275e-05 | -5.6066e-06 | 137.5743 | -33.6617 | -47.6586 | -42.4257 | 146.3383 | 132.3414 |  | 0.991 | 0.99462 | 1.0009 | 0.99102 | 0.99463 | 1.0009 | -0.41713 | -119.8785 | 119.6739 | -0.41704 | -119.8788 | 119.6746
Line3_1_5 | 0.00017618 | 6.6562e-05 | 0.00011042 | 0.00017618 | 6.6562e-05 | 0.00011042 | 4.0687e-05 | 1.5372e-05 | 2.5501e-05 | 4.0687e-05 | 1.5372e-05 | 2.5501e-05 | -2.9987e-05 | 1.0033e-06 | -2.4895e-05 | 2.9988e-05 | -1.0032e-06 | 2.4895e-05 | -2.6955e-05 | -1.5256e-05 | 5.6305e-06 | 2.6955e-05 | 1.5256e-05 | -5.6302e-06 | 137.6316 | -33.6411 | -47.5819 | -42.3684 | 146.3589 | 132.4181 |  | 0.991 | 0.99462 | 1.0009 | 0.99102 | 0.99463 | 1.0009 | -0.41713 | -119.8785 | 119.6739 | -0.41704 | -119.8788 | 119.6746
Line4_2_6 | 0.00017592 | 6.6479e-05 | 0.00011023 | 0.00017592 | 6.6479e-05 | 0.00011023 | 4.0626e-05 | 1.5353e-05 | 2.5457e-05 | 4.0626e-05 | 1.5353e-05 | 2.5457e-05 | -2.997e-05 | 9.9644e-07 | -2.4844e-05 | 2.997e-05 | -9.9635e-07 | 2.4845e-05 | -2.6885e-05 | -1.5238e-05 | 5.6537e-06 | 2.6886e-05 | 1.5238e-05 | -5.6534e-06 | 137.6888 | -33.6202 | -47.5054 | -42.3112 | 146.3798 | 132.4946 |  | 0.99102 | 0.99463 | 1.0009 | 0.99104 | 0.99463 | 1.0009 | -0.41704 | -119.8788 | 119.6746 | -0.41695 | -119.8792 | 119.6752
Line5_6_7 | 0.00017592 | 6.6479e-05 | 0.00011023 | 0.00017592 | 6.6479e-05 | 0.00011023 | 4.0626e-05 | 1.5353e-05 | 2.5457e-05 | 4.0626e-05 | 1.5353e-05 | 2.5457e-05 | -2.997e-05 | 9.9637e-07 | -2.4845e-05 | 2.9971e-05 | -9.9629e-07 | 2.4845e-05 | -2.6886e-05 | -1.5238e-05 | 5.6534e-06 | 2.6886e-05 | 1.5238e-05 | -5.6532e-06 | 137.6888 | -33.6203 | -47.5054 | -42.3112 | 146.3797 | 132.4946 |  | 0.99104 | 0.99463 | 1.0009 | 0.99106 | 0.99464 | 1.0009 | -0.41695 | -119.8792 | 119.6752 | -0.41686 | -119.8795 | 119.6759
Line6_7_8 | 0 | 0 | 0 | 0 | 0 | 0 | 0 | 0 | 0 | 0 | 0 | 0 | -9.638e-11 | -5.8209e-11 | 8.9096e-12 | 9.6639e-11 | 5.8358e-11 | -9.3185e-12 | 8.0268e-11 | -2.4162e-11 | 6.2477e-11 | -7.995e-11 | 2.3779e-11 | -6.2411e-11 | 0 | 0 | 0 | 0 | 0 | 0 |  | 0.99106 | 0.99464 | 1.0009 | 0.99106 | 0.99464 | 1.0009 | -0.41686 | -119.8795 | 119.6759 | -0.41686 | -119.8795 | 119.6759
Line7_8_9 | 0 | 0 | 0 | 0 | 0 | 0 | 0 | 0 | 0 | 0 | 0 | 0 | -3.2127e-11 | -1.9403e-11 | 2.9699e-12 | 3.2386e-11 | 1.9552e-11 | -3.3787e-12 | 2.6756e-11 | -8.0541e-12 | 2.0826e-11 | -2.6438e-11 | 7.6706e-12 | -2.076e-11 | 0 | 0 | 0 | 0 | 0 | 0 |  | 0.99106 | 0.99464 | 1.0009 | 0.99106 | 0.99464 | 1.0009 | -0.41686 | -119.8795 | 119.6759 | -0.41686 | -119.8795 | 119.6759
Line8_8_10 | 0 | 0 | 0 | 0 | 0 | 0 | 0 | 0 | 0 | 0 | 0 | 0 | -3.2127e-11 | -1.9403e-11 | 2.9699e-12 | 3.2386e-11 | 1.9552e-11 | -3.3787e-12 | 2.6756e-11 | -8.0541e-12 | 2.0826e-11 | -2.6438e-11 | 7.6706e-12 | -2.076e-11 | 0 | 0 | 0 | 0 | 0 | 0 |  | 0.99106 | 0.99464 | 1.0009 | 0.99106 | 0.99464 | 1.0009 | -0.41686 | -119.8795 | 119.6759 | -0.41686 | -119.8795 | 119.6759
Line9_3_11 | 0.00017539 | 6.6313e-05 | 0.00010985 | 0.00017539 | 6.6313e-05 | 0.00010985 | 4.0505e-05 | 1.5314e-05 | 2.5369e-05 | 4.0505e-05 | 1.5314e-05 | 2.5369e-05 | -2.9934e-05 | 9.8297e-07 | -2.4744e-05 | 2.9934e-05 | -9.8289e-07 | 2.4744e-05 | -2.6745e-05 | -1.52e-05 | 5.6999e-06 | 2.6746e-05 | 1.52e-05 | -5.6996e-06 | 137.8027 | -33.5789 | -47.3532 | -42.1973 | 146.4211 | 132.6468 |  | 0.99102 | 0.99463 | 1.0009 | 0.99104 | 0.99463 | 1.0009 | -0.41704 | -119.8788 | 119.6746 | -0.41695 | -119.8792 | 119.6752

## LG_min_fault_10
name | pf_ikss_a_from_ka | pf_ikss_b_from_ka | pf_ikss_c_from_ka | pf_ikss_a_to_ka | pf_ikss_b_to_ka | pf_ikss_c_to_ka | pf_skss_a_from_mw | pf_skss_b_from_mw | pf_skss_c_from_mw | pf_skss_a_to_mw | pf_skss_b_to_mw | pf_skss_c_to_mw | pf_p_a_from_mw | pf_p_b_from_mw | pf_p_c_from_mw | pf_p_a_to_mw | pf_p_b_to_mw | pf_p_c_to_mw | pf_q_a_from_mvar | pf_q_b_from_mvar | pf_q_c_from_mvar | pf_q_a_to_mvar | pf_q_b_to_mvar | pf_q_c_to_mvar | pf_ikss_a_from_degree | pf_ikss_b_from_degree | pf_ikss_c_from_degree | pf_ikss_a_to_degree | pf_ikss_b_to_degree | pf_ikss_c_to_degree | 3xI0 | pf_vm_a_from_pu | pf_vm_b_from_pu | pf_vm_c_from_pu | pf_vm_a_to_pu | pf_vm_b_to_pu | pf_vm_c_to_pu | pf_va_a_from_degree | pf_va_b_from_degree | pf_va_c_from_degree | pf_va_a_to_degree | pf_va_b_to_degree | pf_va_c_to_degree
Line0_1_2 | 0.00017592 | 6.6479e-05 | 0.00011023 | 0.00017592 | 6.6479e-05 | 0.00011023 | 4.0626e-05 | 1.5353e-05 | 2.5457e-05 | 4.0626e-05 | 1.5353e-05 | 2.5457e-05 | -2.9969e-05 | 9.965e-07 | -2.4844e-05 | 2.997e-05 | -9.9642e-07 | 2.4844e-05 | -2.6884e-05 | -1.5238e-05 | 5.6539e-06 | 2.6885e-05 | 1.5238e-05 | -5.6537e-06 | 137.6889 | -33.6202 | -47.5053 | -42.3111 | 146.3798 | 132.4947 |  | 0.991 | 0.99462 | 1.0009 | 0.99102 | 0.99463 | 1.0009 | -0.41713 | -119.8785 | 119.6739 | -0.41704 | -119.8788 | 119.6746
Line10_11_12 | 0.00017539 | 6.6313e-05 | 0.00010985 | 0.00017539 | 6.6313e-05 | 0.00010985 | 4.0505e-05 | 1.5314e-05 | 2.5369e-05 | 4.0505e-05 | 1.5314e-05 | 2.5369e-05 | -2.9934e-05 | 9.8291e-07 | -2.4744e-05 | 2.9935e-05 | -9.8282e-07 | 2.4744e-05 | -2.6746e-05 | -1.52e-05 | 5.6996e-06 | 2.6747e-05 | 1.52e-05 | -5.6994e-06 | 137.8026 | -33.5789 | -47.3533 | -42.1974 | 146.4211 | 132.6467 |  | 0.99104 | 0.99463 | 1.0009 | 0.99106 | 0.99464 | 1.0009 | -0.41695 | -119.8792 | 119.6752 | -0.41685 | -119.8795 | 119.6759
Line11_12_13 | 0.00017539 | 6.6313e-05 | 0.00010985 | 0.00017539 | 6.6313e-05 | 0.00010985 | 4.0505e-05 | 1.5314e-05 | 2.5369e-05 | 4.0505e-05 | 1.5314e-05 | 2.5369e-05 | -2.9935e-05 | 9.8284e-07 | -2.4744e-05 | 2.9935e-05 | -9.8276e-07 | 2.4744e-05 | -2.6747e-05 | -1.52e-05 | 5.6994e-06 | 2.6747e-05 | 1.5201e-05 | -5.6991e-06 | 137.8026 | -33.579 | -47.3533 | -42.1974 | 146.421 | 132.6467 |  | 0.99106 | 0.99464 | 1.0009 | 0.99108 | 0.99464 | 1.0009 | -0.41685 | -119.8795 | 119.6759 | -0.41676 | -119.8798 | 119.6765
Line12_13_15 | 0 | 0 | 0 | 0 | 0 | 0 | 0 | 0 | 0 | 0 | 0 | 0 | -9.6155e-11 | -5.8152e-11 | 8.9835e-12 | 9.6415e-11 | 5.8301e-11 | -9.3918e-12 | 8.0248e-11 | -2.4097e-11 | 6.2355e-11 | -7.9932e-11 | 2.3714e-11 | -6.2289e-11 | 0 | 0 | 0 | 0 | 0 | 0 |  | 0.99108 | 0.99464 | 1.0009 | 0.99108 | 0.99464 | 1.0009 | -0.41676 | -119.8798 | 119.6765 | -0.41676 | -119.8798 | 119.6765
Line13_13_14 | 0.00017539 | 6.6313e-05 | 0.00010985 | 0.00017539 | 6.6313e-05 | 0.00010985 | 4.0505e-05 | 1.5314e-05 | 2.5369e-05 | 4.0505e-05 | 1.5314e-05 | 2.5369e-05 | -2.9935e-05 | 9.8284e-07 | -2.4744e-05 | 2.9936e-05 | -9.8275e-07 | 2.4745e-05 | -2.6747e-05 | -1.5201e-05 | 5.699e-06 | 2.6748e-05 | 1.5201e-05 | -5.6988e-06 | 137.8023 | -33.5793 | -47.3535 | -42.1977 | 146.4207 | 132.6465 |  | 0.99108 | 0.99464 | 1.0009 | 0.9911 | 0.99465 | 1.0009 | -0.41676 | -119.8798 | 119.6765 | -0.41667 | -119.8802 | 119.6772
Line14_15_16 | 0 | 0 | 0 | 0 | 0 | 0 | 0 | 0 | 0 | 0 | 0 | 0 | -6.4104e-11 | -3.8768e-11 | 5.989e-12 | 6.4363e-11 | 3.8917e-11 | -6.3973e-12 | 5.3499e-11 | -1.6065e-11 | 4.157e-11 | -5.3182e-11 | 1.5682e-11 | -4.1504e-11 | 0 | 0 | 0 | 0 | 0 | 0 |  | 0.99108 | 0.99464 | 1.0009 | 0.99108 | 0.99464 | 1.0009 | -0.41676 | -119.8798 | 119.6765 | -0.41676 | -119.8798 | 119.6765
Line15_16_17 | 0 | 0 | 0 | 0 | 0 | 0 | 0 | 0 | 0 | 0 | 0 | 0 | -3.2052e-11 | -1.9384e-11 | 2.9945e-12 | 3.2311e-11 | 1.9533e-11 | -3.4028e-12 | 2.6749e-11 | -8.0325e-12 | 2.0785e-11 | -2.6433e-11 | 7.6493e-12 | -2.0719e-11 | 0 | 0 | 0 | 0 | 0 | 0 |  | 0.99108 | 0.99464 | 1.0009 | 0.99108 | 0.99464 | 1.0009 | -0.41676 | -119.8798 | 119.6765 | -0.41676 | -119.8798 | 119.6765
Line16_4_18 | 0 | 0 | 0 | 0 | 0 | 0 | 0 | 0 | 0 | 0 | 0 | 0 | -3.2278e-11 | -1.9441e-11 | 2.9192e-12 | 3.2537e-11 | 1.9591e-11 | -3.3293e-12 | 2.6768e-11 | -8.0978e-12 | 2.0908e-11 | -2.6449e-11 | 7.7137e-12 | -2.0843e-11 | 0 | 0 | 0 | 0 | 0 | 0 |  | 0.99102 | 0.99463 | 1.0009 | 0.99102 | 0.99463 | 1.0009 | -0.41704 | -119.8788 | 119.6746 | -0.41704 | -119.8788 | 119.6746
Line17_5_19 | 0.00017618 | 6.6562e-05 | 0.00011042 | 0.00017618 | 6.6562e-05 | 0.00011042 | 4.0687e-05 | 1.5372e-05 | 2.5501e-05 | 4.0687e-05 | 1.5372e-05 | 2.5501e-05 | -2.9988e-05 | 1.0033e-06 | -2.4895e-05 | 2.9988e-05 | -1.0032e-06 | 2.4895e-05 | -2.6955e-05 | -1.5256e-05 | 5.6302e-06 | 2.6956e-05 | 1.5256e-05 | -5.6299e-06 | 137.6315 | -33.6412 | -47.582 | -42.3685 | 146.3588 | 132.418 |  | 0.99102 | 0.99463 | 1.0009 | 0.99104 | 0.99463 | 1.0009 | -0.41704 | -119.8788 | 119.6746 | -0.41695 | -119.8792 | 119.6752
Line1_1_3 | 0.00017539 | 6.6313e-05 | 0.00010985 | 0.00017539 | 6.6313e-05 | 0.00010985 | 4.0505e-05 | 1.5314e-05 | 2.5369e-05 | 4.0505e-05 | 1.5314e-05 | 2.5369e-05 | -2.9933e-05 | 9.8304e-07 | -2.4743e-05 | 2.9934e-05 | -9.8296e-07 | 2.4744e-05 | -2.6745e-05 | -1.52e-05 | 5.7001e-06 | 2.6745e-05 | 1.52e-05 | -5.6999e-06 | 137.8027 | -33.5788 | -47.3532 | -42.1973 | 146.4212 | 132.6468 |  | 0.991 | 0.99462 | 1.0009 | 0.99102 | 0.99463 | 1.0009 | -0.41713 | -119.8785 | 119.6739 | -0.41704 | -119.8788 | 119.6746
Line2_1_4 | 0.00017644 | 6.6646e-05 | 0.00011061 | 0.00017644 | 6.6646e-05 | 0.00011061 | 4.0748e-05 | 1.5391e-05 | 2.5545e-05 | 4.0748e-05 | 1.5391e-05 | 2.5545e-05 | -3.0005e-05 | 1.0101e-06 | -2.4946e-05 | 3.0006e-05 | -1.01e-06 | 2.4946e-05 | -2.7025e-05 | -1.5275e-05 | 5.6069e-06 | 2.7026e-05 | 1.5275e-05 | -5.6066e-06 | 137.5743 | -33.6617 | -47.6586 | -42.4257 | 146.3383 | 132.3414 |  | 0.991 | 0.99462 | 1.0009 | 0.99102 | 0.99463 | 1.0009 | -0.41713 | -119.8785 | 119.6739 | -0.41704 | -119.8788 | 119.6746
Line3_1_5 | 0.00017618 | 6.6562e-05 | 0.00011042 | 0.00017618 | 6.6562e-05 | 0.00011042 | 4.0687e-05 | 1.5372e-05 | 2.5501e-05 | 4.0687e-05 | 1.5372e-05 | 2.5501e-05 | -2.9987e-05 | 1.0033e-06 | -2.4895e-05 | 2.9988e-05 | -1.0032e-06 | 2.4895e-05 | -2.6955e-05 | -1.5256e-05 | 5.6305e-06 | 2.6955e-05 | 1.5256e-05 | -5.6302e-06 | 137.6316 | -33.6411 | -47.5819 | -42.3684 | 146.3589 | 132.4181 |  | 0.991 | 0.99462 | 1.0009 | 0.99102 | 0.99463 | 1.0009 | -0.41713 | -119.8785 | 119.6739 | -0.41704 | -119.8788 | 119.6746
Line4_2_6 | 0.00017592 | 6.6479e-05 | 0.00011023 | 0.00017592 | 6.6479e-05 | 0.00011023 | 4.0626e-05 | 1.5353e-05 | 2.5457e-05 | 4.0626e-05 | 1.5353e-05 | 2.5457e-05 | -2.997e-05 | 9.9644e-07 | -2.4844e-05 | 2.997e-05 | -9.9635e-07 | 2.4845e-05 | -2.6885e-05 | -1.5238e-05 | 5.6537e-06 | 2.6886e-05 | 1.5238e-05 | -5.6534e-06 | 137.6888 | -33.6202 | -47.5054 | -42.3112 | 146.3798 | 132.4946 |  | 0.99102 | 0.99463 | 1.0009 | 0.99104 | 0.99463 | 1.0009 | -0.41704 | -119.8788 | 119.6746 | -0.41695 | -119.8792 | 119.6752
Line5_6_7 | 0.00017592 | 6.6479e-05 | 0.00011023 | 0.00017592 | 6.6479e-05 | 0.00011023 | 4.0626e-05 | 1.5353e-05 | 2.5457e-05 | 4.0626e-05 | 1.5353e-05 | 2.5457e-05 | -2.997e-05 | 9.9637e-07 | -2.4845e-05 | 2.9971e-05 | -9.9629e-07 | 2.4845e-05 | -2.6886e-05 | -1.5238e-05 | 5.6534e-06 | 2.6886e-05 | 1.5238e-05 | -5.6532e-06 | 137.6888 | -33.6203 | -47.5054 | -42.3112 | 146.3797 | 132.4946 |  | 0.99104 | 0.99463 | 1.0009 | 0.99106 | 0.99464 | 1.0009 | -0.41695 | -119.8792 | 119.6752 | -0.41686 | -119.8795 | 119.6759
Line6_7_8 | 0 | 0 | 0 | 0 | 0 | 0 | 0 | 0 | 0 | 0 | 0 | 0 | -9.638e-11 | -5.8209e-11 | 8.9096e-12 | 9.6639e-11 | 5.8358e-11 | -9.3185e-12 | 8.0268e-11 | -2.4162e-11 | 6.2477e-11 | -7.995e-11 | 2.3779e-11 | -6.2411e-11 | 0 | 0 | 0 | 0 | 0 | 0 |  | 0.99106 | 0.99464 | 1.0009 | 0.99106 | 0.99464 | 1.0009 | -0.41686 | -119.8795 | 119.6759 | -0.41686 | -119.8795 | 119.6759
Line7_8_9 | 0 | 0 | 0 | 0 | 0 | 0 | 0 | 0 | 0 | 0 | 0 | 0 | -3.2127e-11 | -1.9403e-11 | 2.9699e-12 | 3.2386e-11 | 1.9552e-11 | -3.3787e-12 | 2.6756e-11 | -8.0541e-12 | 2.0826e-11 | -2.6438e-11 | 7.6706e-12 | -2.076e-11 | 0 | 0 | 0 | 0 | 0 | 0 |  | 0.99106 | 0.99464 | 1.0009 | 0.99106 | 0.99464 | 1.0009 | -0.41686 | -119.8795 | 119.6759 | -0.41686 | -119.8795 | 119.6759
Line8_8_10 | 0 | 0 | 0 | 0 | 0 | 0 | 0 | 0 | 0 | 0 | 0 | 0 | -3.2127e-11 | -1.9403e-11 | 2.9699e-12 | 3.2386e-11 | 1.9552e-11 | -3.3787e-12 | 2.6756e-11 | -8.0541e-12 | 2.0826e-11 | -2.6438e-11 | 7.6706e-12 | -2.076e-11 | 0 | 0 | 0 | 0 | 0 | 0 |  | 0.99106 | 0.99464 | 1.0009 | 0.99106 | 0.99464 | 1.0009 | -0.41686 | -119.8795 | 119.6759 | -0.41686 | -119.8795 | 119.6759
Line9_3_11 | 0.00017539 | 6.6313e-05 | 0.00010985 | 0.00017539 | 6.6313e-05 | 0.00010985 | 4.0505e-05 | 1.5314e-05 | 2.5369e-05 | 4.0505e-05 | 1.5314e-05 | 2.5369e-05 | -2.9934e-05 | 9.8297e-07 | -2.4744e-05 | 2.9934e-05 | -9.8289e-07 | 2.4744e-05 | -2.6745e-05 | -1.52e-05 | 5.6999e-06 | 2.6746e-05 | 1.52e-05 | -5.6996e-06 | 137.8027 | -33.5789 | -47.3532 | -42.1973 | 146.4211 | 132.6468 |  | 0.99102 | 0.99463 | 1.0009 | 0.99104 | 0.99463 | 1.0009 | -0.41704 | -119.8788 | 119.6746 | -0.41695 | -119.8792 | 119.6752

## LLG_max_6
name | pf_ikss_a_from_ka | pf_ikss_b_from_ka | pf_ikss_c_from_ka | pf_ikss_a_to_ka | pf_ikss_b_to_ka | pf_ikss_c_to_ka | pf_skss_a_from_mw | pf_skss_b_from_mw | pf_skss_c_from_mw | pf_skss_a_to_mw | pf_skss_b_to_mw | pf_skss_c_to_mw | pf_p_a_from_mw | pf_p_b_from_mw | pf_p_c_from_mw | pf_p_a_to_mw | pf_p_b_to_mw | pf_p_c_to_mw | pf_q_a_from_mvar | pf_q_b_from_mvar | pf_q_c_from_mvar | pf_q_a_to_mvar | pf_q_b_to_mvar | pf_q_c_to_mvar | pf_ikss_a_from_degree | pf_ikss_b_from_degree | pf_ikss_c_from_degree | pf_ikss_a_to_degree | pf_ikss_b_to_degree | pf_ikss_c_to_degree | 3xI0 | pf_vm_a_from_pu | pf_vm_b_from_pu | pf_vm_c_from_pu | pf_vm_a_to_pu | pf_vm_b_to_pu | pf_vm_c_to_pu | pf_va_a_from_degree | pf_va_b_from_degree | pf_va_c_from_degree | pf_va_a_to_degree | pf_va_b_to_degree | pf_va_c_to_degree
Line0_1_2 | 0.31517 | 0.60778 | 0.56992 | 0.31517 | 0.60778 | 0.56992 | 0.072785 | 0.14036 | 0.13162 | 0.072785 | 0.14036 | 0.13162 | -0.017497 | -0.054506 | 0.040386 | 0.01849 | 0.0582 | -0.037138 | -0.060146 | -0.038277 | -0.052467 | 0.062133 | 0.045665 | 0.058963 | 108.2371 | -3.8302 | -152.9974 | -71.7629 | 176.1698 | 27.0026 |  | 0.86062 | 0.47452 | 0.50305 | 0.89065 | 0.52705 | 0.52944 | 2.0172 | -148.7514 | 154.5893 | 1.6647 | -145.7114 | 149.2071
Line10_11_12 | 0.27718 | 0.54036 | 0.5123 | 0.27718 | 0.54036 | 0.5123 | 0.064012 | 0.12479 | 0.11831 | 0.064012 | 0.12479 | 0.11831 | -0.016816 | -0.054972 | 0.030473 | 0.017584 | 0.057892 | -0.027849 | -0.056001 | -0.044733 | -0.058102 | 0.057538 | 0.050573 | 0.063351 | 108.1195 | -2.6818 | -152.2956 | -71.8805 | 177.3182 | 27.7044 |  | 0.91345 | 0.56793 | 0.55454 | 0.93991 | 0.61599 | 0.58491 | 1.4058 | -143.5451 | 145.3805 | 1.1259 | -141.5421 | 141.4345
Line11_12_13 | 0.27718 | 0.54036 | 0.5123 | 0.27718 | 0.54036 | 0.5123 | 0.064012 | 0.12479 | 0.11831 | 0.064012 | 0.12479 | 0.11831 | -0.017584 | -0.057892 | 0.027849 | 0.018352 | 0.060812 | -0.025224 | -0.057538 | -0.050573 | -0.063351 | 0.059074 | 0.056413 | 0.0686 | 108.1195 | -2.6818 | -152.2956 | -71.8805 | 177.3182 | 27.7044 |  | 0.93991 | 0.61599 | 0.58491 | 0.96638 | 0.6647 | 0.61778 | 1.1259 | -141.5421 | 141.4345 | 0.86132 | -139.8309 | 137.8929
Line12_13_15 | 0 | 0 | 0 | 0 | 0 | 0 | 0 | 0 | 0 | 0 | 0 | 0 | -1.4191e-09 | -2.7065e-09 | -2.9147e-09 | 1.4191e-09 | 2.7063e-09 | 2.915e-09 | -1.7728e-10 | 2.7293e-09 | -2.296e-09 | 1.7678e-10 | -2.729e-09 | 2.2962e-09 | 0 | 0 | 0 | 0 | 0 | 0 |  | 0.96638 | 0.6647 | 0.61778 | 0.96638 | 0.6647 | 0.61778 | 0.86132 | -139.8309 | 137.8929 | 0.86132 | -139.8308 | 137.8929
Line13_13_14 | 0.27718 | 0.54036 | 0.5123 | 0.27718 | 0.54036 | 0.5123 | 0.064012 | 0.12479 | 0.11831 | 0.064012 | 0.12479 | 0.11831 | -0.018352 | -0.060812 | 0.025224 | 0.019121 | 0.063732 | -0.022599 | -0.059074 | -0.056413 | -0.0686 | 0.060611 | 0.062253 | 0.073849 | 108.1195 | -2.6818 | -152.2956 | -71.8805 | 177.3182 | 27.7044 |  | 0.96638 | 0.6647 | 0.61778 | 0.99287 | 0.71391 | 0.65277 | 0.86132 | -139.8309 | 137.8929 | 0.61085 | -138.3544 | 134.7198
Line14_15_16 | 0 | 0 | 0 | 0 | 0 | 0 | 0 | 0 | 0 | 0 | 0 | 0 | -9.4606e-10 | -1.8043e-09 | -1.9432e-09 | 9.4606e-10 | 1.8041e-09 | 1.9434e-09 | -1.1818e-10 | 1.8195e-09 | -1.5306e-09 | 1.1768e-10 | -1.8193e-09 | 1.5309e-09 | 0 | 0 | 0 | 0 | 0 | 0 |  | 0.96638 | 0.6647 | 0.61778 | 0.96638 | 0.6647 | 0.61778 | 0.86132 | -139.8308 | 137.8929 | 0.86132 | -139.8308 | 137.8929
Line15_16_17 | 0 | 0 | 0 | 0 | 0 | 0 | 0 | 0 | 0 | 0 | 0 | 0 | -4.7303e-10 | -9.0216e-10 | -9.7158e-10 | 4.7303e-10 | 9.0194e-10 | 9.718e-10 | -5.9092e-11 | 9.0977e-10 | -7.6532e-10 | 5.8592e-11 | -9.095e-10 | 7.6555e-10 | 0 | 0 | 0 | 0 | 0 | 0 |  | 0.96638 | 0.6647 | 0.61778 | 0.96638 | 0.6647 | 0.61778 | 0.86132 | -139.8308 | 137.8929 | 0.86132 | -139.8308 | 137.8929
Line16_4_18 | 0 | 0 | 0 | 0 | 0 | 0 | 0 | 0 | 0 | 0 | 0 | 0 | -6.702e-10 | -8.9831e-10 | -8.4742e-10 | 6.7024e-10 | 8.9812e-10 | 8.4758e-10 | -1.021e-10 | 9.2956e-10 | -1.0247e-09 | 1.0157e-10 | -9.293e-10 | 1.025e-09 | 0 | 0 | 0 | 0 | 0 | 0 |  | 0.89543 | 0.53526 | 0.53232 | 0.89543 | 0.53526 | 0.53232 | 1.6115 | -145.4965 | 148.5147 | 1.6115 | -145.4965 | 148.5147
Line17_5_19 | 0.33835 | 0.64794 | 0.60383 | 0.33835 | 0.64794 | 0.60383 | 0.078139 | 0.14964 | 0.13945 | 0.078139 | 0.14964 | 0.13945 | -0.019958 | -0.061818 | 0.03953 | 0.021103 | 0.066016 | -0.035884 | -0.066853 | -0.04989 | -0.06258 | 0.069142 | 0.058286 | 0.069872 | 108.2629 | -4.51 | -153.3979 | -71.7371 | 175.49 | 26.6021 |  | 0.89287 | 0.53088 | 0.5308 | 0.92515 | 0.58853 | 0.56328 | 1.6406 | -145.6048 | 148.8813 | 1.2903 | -143.0682 | 143.7854
Line1_1_3 | 0.27718 | 0.54036 | 0.5123 | 0.27718 | 0.54036 | 0.5123 | 0.064012 | 0.12479 | 0.11831 | 0.064012 | 0.12479 | 0.11831 | -0.015279 | -0.049132 | 0.035722 | 0.016048 | 0.052052 | -0.033098 | -0.052928 | -0.033053 | -0.047604 | 0.054465 | 0.038893 | 0.052853 | 108.1195 | -2.6818 | -152.2955 | -71.8805 | 177.3182 | 27.7045 |  | 0.86062 | 0.47452 | 0.50305 | 0.88702 | 0.52069 | 0.52709 | 2.0172 | -148.7514 | 154.5893 | 1.7024 | -145.9148 | 149.7602
Line2_1_4 | 0.36519 | 0.69353 | 0.64198 | 0.36519 | 0.69353 | 0.64198 | 0.084338 | 0.16016 | 0.14826 | 0.084338 | 0.16016 | 0.14826 | -0.020294 | -0.061073 | 0.046353 | 0.021627 | 0.065883 | -0.042232 | -0.069688 | -0.045234 | -0.058427 | 0.072355 | 0.054854 | 0.06667 | 108.2531 | -5.2774 | -153.8375 | -71.7469 | 174.7226 | 26.1625 |  | 0.86062 | 0.47452 | 0.50305 | 0.89543 | 0.53526 | 0.53232 | 2.0172 | -148.7514 | 154.5893 | 1.6115 | -145.4965 | 148.5147
Line3_1_5 | 0.33835 | 0.64794 | 0.60383 | 0.33835 | 0.64794 | 0.60383 | 0.078139 | 0.14964 | 0.13945 | 0.078139 | 0.14964 | 0.13945 | -0.018813 | -0.057619 | 0.043176 | 0.019958 | 0.061818 | -0.03953 | -0.064563 | -0.041493 | -0.055288 | 0.066853 | 0.04989 | 0.06258 | 108.2629 | -4.51 | -153.3979 | -71.7371 | 175.49 | 26.6021 |  | 0.86062 | 0.47452 | 0.50305 | 0.89287 | 0.53088 | 0.5308 | 2.0172 | -148.7514 | 154.5893 | 1.6406 | -145.6048 | 148.8813
Line4_2_6 | 0.31517 | 0.60778 | 0.56992 | 0.31517 | 0.60778 | 0.56992 | 0.072785 | 0.14036 | 0.13162 | 0.072785 | 0.14036 | 0.13162 | -0.01849 | -0.0582 | 0.037138 | 0.019483 | 0.061894 | -0.03389 | -0.062133 | -0.045665 | -0.058963 | 0.06412 | 0.053053 | 0.06546 | 108.2371 | -3.8302 | -152.9974 | -71.7629 | 176.1698 | 27.0026 |  | 0.89065 | 0.52705 | 0.52944 | 0.92072 | 0.58079 | 0.56005 | 1.6647 | -145.7114 | 149.2071 | 1.3352 | -143.2281 | 144.374
Line5_6_7 | 0.31517 | 0.60778 | 0.56992 | 0.31517 | 0.60778 | 0.56992 | 0.072785 | 0.14036 | 0.13162 | 0.072785 | 0.14036 | 0.13162 | -0.019483 | -0.061894 | 0.03389 | 0.020477 | 0.065588 | -0.030641 | -0.06412 | -0.053053 | -0.06546 | 0.066106 | 0.060441 | 0.071956 | 108.2371 | -3.8302 | -152.9974 | -71.7629 | 176.1698 | 27.0026 |  | 0.92072 | 0.58079 | 0.56005 | 0.95082 | 0.63543 | 0.59421 | 1.3352 | -143.2281 | 144.374 | 1.0265 | -141.1686 | 140.0687
Line6_7_8 | 0 | 0 | 0 | 0 | 0 | 0 | 0 | 0 | 0 | 0 | 0 | 0 | -1.5584e-09 | -2.729e-09 | -2.8688e-09 | 1.5584e-09 | 2.7288e-09 | 2.869e-09 | -2.0765e-10 | 2.7773e-09 | -2.4665e-09 | 2.0713e-10 | -2.7771e-09 | 2.4667e-09 | 0 | 0 | 0 | 0 | 0 | 0 |  | 0.95082 | 0.63543 | 0.59421 | 0.95082 | 0.63543 | 0.59421 | 1.0265 | -141.1686 | 140.0687 | 1.0265 | -141.1686 | 140.0687
Line7_8_9 | 0 | 0 | 0 | 0 | 0 | 0 | 0 | 0 | 0 | 0 | 0 | 0 | -5.1948e-10 | -9.0967e-10 | -9.5627e-10 | 5.1948e-10 | 9.0946e-10 | 9.5648e-10 | -6.9216e-11 | 9.2578e-10 | -8.2215e-10 | 6.8703e-11 | -9.2551e-10 | 8.224e-10 | 0 | 0 | 0 | 0 | 0 | 0 |  | 0.95082 | 0.63543 | 0.59421 | 0.95082 | 0.63543 | 0.59421 | 1.0265 | -141.1686 | 140.0687 | 1.0265 | -141.1686 | 140.0687
Line8_8_10 | 0 | 0 | 0 | 0 | 0 | 0 | 0 | 0 | 0 | 0 | 0 | 0 | -5.1948e-10 | -9.0967e-10 | -9.5627e-10 | 5.1948e-10 | 9.0946e-10 | 9.5648e-10 | -6.9216e-11 | 9.2578e-10 | -8.2215e-10 | 6.8703e-11 | -9.2551e-10 | 8.224e-10 | 0 | 0 | 0 | 0 | 0 | 0 |  | 0.95082 | 0.63543 | 0.59421 | 0.95082 | 0.63543 | 0.59421 | 1.0265 | -141.1686 | 140.0687 | 1.0265 | -141.1686 | 140.0687
Line9_3_11 | 0.27718 | 0.54036 | 0.5123 | 0.27718 | 0.54036 | 0.5123 | 0.064012 | 0.12479 | 0.11831 | 0.064012 | 0.12479 | 0.11831 | -0.016048 | -0.052052 | 0.033098 | 0.016816 | 0.054972 | -0.030473 | -0.054465 | -0.038893 | -0.052853 | 0.056001 | 0.044733 | 0.058102 | 108.1195 | -2.6818 | -152.2956 | -71.8805 | 177.3182 | 27.7044 |  | 0.88702 | 0.52069 | 0.52709 | 0.91345 | 0.56793 | 0.55454 | 1.7024 | -145.9148 | 149.7602 | 1.4058 | -143.5451 | 145.3805

## LLG_max_10
name | pf_ikss_a_from_ka | pf_ikss_b_from_ka | pf_ikss_c_from_ka | pf_ikss_a_to_ka | pf_ikss_b_to_ka | pf_ikss_c_to_ka | pf_skss_a_from_mw | pf_skss_b_from_mw | pf_skss_c_from_mw | pf_skss_a_to_mw | pf_skss_b_to_mw | pf_skss_c_to_mw | pf_p_a_from_mw | pf_p_b_from_mw | pf_p_c_from_mw | pf_p_a_to_mw | pf_p_b_to_mw | pf_p_c_to_mw | pf_q_a_from_mvar | pf_q_b_from_mvar | pf_q_c_from_mvar | pf_q_a_to_mvar | pf_q_b_to_mvar | pf_q_c_to_mvar | pf_ikss_a_from_degree | pf_ikss_b_from_degree | pf_ikss_c_from_degree | pf_ikss_a_to_degree | pf_ikss_b_to_degree | pf_ikss_c_to_degree | 3xI0 | pf_vm_a_from_pu | pf_vm_b_from_pu | pf_vm_c_from_pu | pf_vm_a_to_pu | pf_vm_b_to_pu | pf_vm_c_to_pu | pf_va_a_from_degree | pf_va_b_from_degree | pf_va_c_from_degree | pf_va_a_to_degree | pf_va_b_to_degree | pf_va_c_to_degree
Line0_1_2 | 0.30818 | 0.58904 | 0.55259 | 0.30818 | 0.58904 | 0.55259 | 0.071171 | 0.13603 | 0.12762 | 0.071171 | 0.13603 | 0.12762 | -0.016931 | -0.052839 | 0.039116 | 0.01788 | 0.056309 | -0.036063 | -0.059087 | -0.037799 | -0.051325 | 0.060986 | 0.044739 | 0.057432 | 108.0112 | -4.0896 | -152.9738 | -71.9888 | 175.9104 | 27.0262 |  | 0.86362 | 0.47759 | 0.50567 | 0.89297 | 0.52868 | 0.53141 | 2.0222 | -148.5109 | 154.3383 | 1.6708 | -145.6216 | 149.1516
Line10_11_12 | 0.27229 | 0.52589 | 0.49863 | 0.27229 | 0.52589 | 0.49863 | 0.062882 | 0.12145 | 0.11515 | 0.062882 | 0.12145 | 0.11515 | -0.016339 | -0.053348 | 0.029778 | 0.01708 | 0.056114 | -0.027292 | -0.0552 | -0.043892 | -0.056668 | 0.056683 | 0.049423 | 0.061641 | 107.8987 | -2.983 | -152.3021 | -72.1013 | 177.017 | 27.6979 |  | 0.91548 | 0.56883 | 0.55592 | 0.94145 | 0.6157 | 0.58542 | 1.4101 | -143.5374 | 145.4191 | 1.1294 | -141.6106 | 141.5796
Line11_12_13 | 0.27229 | 0.52589 | 0.49863 | 0.27229 | 0.52589 | 0.49863 | 0.062882 | 0.12145 | 0.11515 | 0.062882 | 0.12145 | 0.11515 | -0.01708 | -0.056114 | 0.027292 | 0.017822 | 0.058879 | -0.024806 | -0.056683 | -0.049423 | -0.061641 | 0.058166 | 0.054954 | 0.066614 | 107.8987 | -2.983 | -152.3021 | -72.1013 | 177.017 | 27.6979 |  | 0.94145 | 0.6157 | 0.58542 | 0.96744 | 0.66316 | 0.61729 | 1.1294 | -141.6106 | 141.5796 | 0.86372 | -139.9579 | 138.1223
Line12_13_15 | 0 | 0 | 0 | 0 | 0 | 0 | 0 | 0 | 0 | 0 | 0 | 0 | -1.4093e-09 | -2.7054e-09 | -2.9065e-09 | 1.4093e-09 | 2.7052e-09 | 2.9067e-09 | -1.7804e-10 | 2.7398e-09 | -2.3225e-09 | 1.7751e-10 | -2.7395e-09 | 2.3228e-09 | 0 | 0 | 0 | 0 | 0 | 0 |  | 0.96744 | 0.66316 | 0.61729 | 0.96744 | 0.66316 | 0.61729 | 0.86372 | -139.9579 | 138.1223 | 0.86372 | -139.9579 | 138.1223
Line13_13_14 | 0.27229 | 0.52589 | 0.49863 | 0.27229 | 0.52589 | 0.49863 | 0.062882 | 0.12145 | 0.11515 | 0.062882 | 0.12145 | 0.11515 | -0.017822 | -0.058879 | 0.024806 | 0.018563 | 0.061645 | -0.022319 | -0.058166 | -0.054954 | -0.066614 | 0.059649 | 0.060485 | 0.071586 | 107.8987 | -2.983 | -152.3021 | -72.1013 | 177.017 | 27.6979 |  | 0.96744 | 0.66316 | 0.61729 | 0.99345 | 0.71111 | 0.65118 | 0.86372 | -139.9579 | 138.1223 | 0.61197 | -138.5269 | 135.0145
Line14_15_16 | 0 | 0 | 0 | 0 | 0 | 0 | 0 | 0 | 0 | 0 | 0 | 0 | -9.3956e-10 | -1.8036e-09 | -1.9377e-09 | 9.3955e-10 | 1.8034e-09 | 1.9379e-09 | -1.1869e-10 | 1.8265e-09 | -1.5484e-09 | 1.1817e-10 | -1.8262e-09 | 1.5486e-09 | 0 | 0 | 0 | 0 | 0 | 0 |  | 0.96744 | 0.66316 | 0.61729 | 0.96744 | 0.66316 | 0.61729 | 0.86372 | -139.9579 | 138.1223 | 0.86372 | -139.9579 | 138.1223
Line15_16_17 | 0 | 0 | 0 | 0 | 0 | 0 | 0 | 0 | 0 | 0 | 0 | 0 | -4.6978e-10 | -9.018e-10 | -9.6883e-10 | 4.6978e-10 | 9.0157e-10 | 9.6906e-10 | -5.9345e-11 | 9.1326e-10 | -7.7418e-10 | 5.882e-11 | -9.1297e-10 | 7.7442e-10 | 0 | 0 | 0 | 0 | 0 | 0 |  | 0.96744 | 0.66316 | 0.61729 | 0.96744 | 0.66316 | 0.61729 | 0.86372 | -139.9579 | 138.1223 | 0.86372 | -139.9579 | 138.1223
Line16_4_18 | 0 | 0 | 0 | 0 | 0 | 0 | 0 | 0 | 0 | 0 | 0 | 0 | -6.651e-10 | -8.9916e-10 | -8.4681e-10 | 6.6514e-10 | 8.9896e-10 | 8.4698e-10 | -1.029e-10 | 9.2901e-10 | -1.028e-09 | 1.0234e-10 | -9.2874e-10 | 1.0283e-09 | 0 | 0 | 0 | 0 | 0 | 0 |  | 0.89743 | 0.53632 | 0.53409 | 0.89743 | 0.53632 | 0.53409 | 1.6202 | -145.4261 | 148.5118 | 1.6202 | -145.4261 | 148.5118
Line17_5_19 | 0.32993 | 0.62642 | 0.58416 | 0.32993 | 0.62642 | 0.58416 | 0.076193 | 0.14466 | 0.1349 | 0.076193 | 0.14466 | 0.1349 | -0.019242 | -0.059656 | 0.038298 | 0.020331 | 0.06358 | -0.034886 | -0.065425 | -0.048682 | -0.060805 | 0.067602 | 0.05653 | 0.06763 | 108.037 | -4.7404 | -153.3548 | -71.963 | 175.2596 | 26.6452 |  | 0.89504 | 0.53225 | 0.53268 | 0.9265 | 0.58809 | 0.56408 | 1.6478 | -145.5245 | 148.8499 | 1.2987 | -143.0997 | 143.9313
Line1_1_3 | 0.27229 | 0.52589 | 0.49863 | 0.27229 | 0.52589 | 0.49863 | 0.062882 | 0.12145 | 0.11515 | 0.062882 | 0.12145 | 0.11515 | -0.014856 | -0.047817 | 0.034751 | 0.015598 | 0.050583 | -0.032265 | -0.052234 | -0.03283 | -0.046723 | 0.053717 | 0.038361 | 0.051696 | 107.8987 | -2.983 | -152.3021 | -72.1013 | 177.017 | 27.6979 |  | 0.86362 | 0.47759 | 0.50567 | 0.88954 | 0.52272 | 0.52919 | 2.0222 | -148.5109 | 154.3383 | 1.7072 | -145.8072 | 149.6671
Line2_1_4 | 0.35495 | 0.66863 | 0.61951 | 0.35495 | 0.66863 | 0.61951 | 0.081972 | 0.15441 | 0.14307 | 0.081972 | 0.15441 | 0.14307 | -0.019523 | -0.058927 | 0.04465 | 0.020782 | 0.063397 | -0.040812 | -0.068047 | -0.044341 | -0.056924 | 0.070567 | 0.053282 | 0.0646 | 108.0303 | -5.4715 | -153.7714 | -71.9697 | 174.5285 | 26.2286 |  | 0.86362 | 0.47759 | 0.50567 | 0.89743 | 0.53632 | 0.53409 | 2.0222 | -148.5109 | 154.3383 | 1.6202 | -145.4261 | 148.5118
Line3_1_5 | 0.32993 | 0.62642 | 0.58416 | 0.32993 | 0.62642 | 0.58416 | 0.076193 | 0.14466 | 0.1349 | 0.076193 | 0.14466 | 0.1349 | -0.018154 | -0.055732 | 0.041711 | 0.019242 | 0.059656 | -0.038298 | -0.063248 | -0.040834 | -0.053981 | 0.065425 | 0.048682 | 0.060805 | 108.037 | -4.7404 | -153.3548 | -71.963 | 175.2596 | 26.6452 |  | 0.86362 | 0.47759 | 0.50567 | 0.89504 | 0.53225 | 0.53268 | 2.0222 | -148.5109 | 154.3383 | 1.6478 | -145.5245 | 148.8499
Line4_2_6 | 0.30818 | 0.58904 | 0.55259 | 0.30818 | 0.58904 | 0.55259 | 0.071171 | 0.13603 | 0.12762 | 0.071171 | 0.13603 | 0.12762 | -0.01788 | -0.056309 | 0.036063 | 0.01883 | 0.059779 | -0.033009 | -0.060986 | -0.044739 | -0.057432 | 0.062886 | 0.051678 | 0.06354 | 108.0112 | -4.0896 | -152.9738 | -71.9888 | 175.9104 | 27.0262 |  | 0.89297 | 0.52868 | 0.53141 | 0.92235 | 0.58089 | 0.56108 | 1.6708 | -145.6216 | 149.1516 | 1.3417 | -143.2464 | 144.4784
Line5_6_7 | 0.30818 | 0.58904 | 0.55259 | 0.30818 | 0.58904 | 0.55259 | 0.071171 | 0.13603 | 0.12762 | 0.071171 | 0.13603 | 0.12762 | -0.01883 | -0.059779 | 0.033009 | 0.01978 | 0.063248 | -0.029956 | -0.062886 | -0.051678 | -0.06354 | 0.064786 | 0.058618 | 0.069647 | 108.0112 | -4.0896 | -152.9738 | -71.9888 | 175.9104 | 27.0262 |  | 0.92235 | 0.58089 | 0.56108 | 0.95176 | 0.63392 | 0.59409 | 1.3417 | -143.2464 | 144.4784 | 1.033 | -141.2656 | 140.2991
Line6_7_8 | 0 | 0 | 0 | 0 | 0 | 0 | 0 | 0 | 0 | 0 | 0 | 0 | -1.5501e-09 | -2.7284e-09 | -2.859e-09 | 1.5501e-09 | 2.7282e-09 | 2.8592e-09 | -2.0924e-10 | 2.7829e-09 | -2.4931e-09 | 2.087e-10 | -2.7826e-09 | 2.4933e-09 | 0 | 0 | 0 | 0 | 0 | 0 |  | 0.95176 | 0.63392 | 0.59409 | 0.95176 | 0.63392 | 0.59409 | 1.033 | -141.2656 | 140.2991 | 1.033 | -141.2656 | 140.2991
Line7_8_9 | 0 | 0 | 0 | 0 | 0 | 0 | 0 | 0 | 0 | 0 | 0 | 0 | -5.1671e-10 | -9.0947e-10 | -9.53e-10 | 5.1671e-10 | 9.0925e-10 | 9.5322e-10 | -6.9746e-11 | 9.2762e-10 | -8.3103e-10 | 6.9207e-11 | -9.2734e-10 | 8.3128e-10 | 0 | 0 | 0 | 0 | 0 | 0 |  | 0.95176 | 0.63392 | 0.59409 | 0.95176 | 0.63392 | 0.59409 | 1.033 | -141.2656 | 140.2991 | 1.033 | -141.2656 | 140.2991
Line8_8_10 | 0 | 0 | 0 | 0 | 0 | 0 | 0 | 0 | 0 | 0 | 0 | 0 | -5.1671e-10 | -9.0947e-10 | -9.53e-10 | 5.1671e-10 | 9.0925e-10 | 9.5322e-10 | -6.9746e-11 | 9.2762e-10 | -8.3103e-10 | 6.9207e-11 | -9.2734e-10 | 8.3128e-10 | 0 | 0 | 0 | 0 | 0 | 0 |  | 0.95176 | 0.63392 | 0.59409 | 0.95176 | 0.63392 | 0.59409 | 1.033 | -141.2656 | 140.2991 | 1.033 | -141.2656 | 140.2991
Line9_3_11 | 0.27229 | 0.52589 | 0.49863 | 0.27229 | 0.52589 | 0.49863 | 0.062882 | 0.12145 | 0.11515 | 0.062882 | 0.12145 | 0.11515 | -0.015598 | -0.050583 | 0.032265 | 0.016339 | 0.053348 | -0.029778 | -0.053717 | -0.038361 | -0.051696 | 0.0552 | 0.043892 | 0.056668 | 107.8987 | -2.983 | -152.3021 | -72.1013 | 177.017 | 27.6979 |  | 0.88954 | 0.52272 | 0.52919 | 0.91548 | 0.56883 | 0.55592 | 1.7072 | -145.8072 | 149.6671 | 1.4101 | -143.5374 | 145.4191

## LLG_max_fault_6
name | pf_ikss_a_from_ka | pf_ikss_b_from_ka | pf_ikss_c_from_ka | pf_ikss_a_to_ka | pf_ikss_b_to_ka | pf_ikss_c_to_ka | pf_skss_a_from_mw | pf_skss_b_from_mw | pf_skss_c_from_mw | pf_skss_a_to_mw | pf_skss_b_to_mw | pf_skss_c_to_mw | pf_p_a_from_mw | pf_p_b_from_mw | pf_p_c_from_mw | pf_p_a_to_mw | pf_p_b_to_mw | pf_p_c_to_mw | pf_q_a_from_mvar | pf_q_b_from_mvar | pf_q_c_from_mvar | pf_q_a_to_mvar | pf_q_b_to_mvar | pf_q_c_to_mvar | pf_ikss_a_from_degree | pf_ikss_b_from_degree | pf_ikss_c_from_degree | pf_ikss_a_to_degree | pf_ikss_b_to_degree | pf_ikss_c_to_degree | 3xI0 | pf_vm_a_from_pu | pf_vm_b_from_pu | pf_vm_c_from_pu | pf_vm_a_to_pu | pf_vm_b_to_pu | pf_vm_c_to_pu | pf_va_a_from_degree | pf_va_b_from_degree | pf_va_c_from_degree | pf_va_a_to_degree | pf_va_b_to_degree | pf_va_c_to_degree
Line0_1_2 | 0.1141 | 0.11602 | 0.11866 | 0.1141 | 0.11602 | 0.11866 | 0.026351 | 0.026795 | 0.027404 | 0.026351 | 0.026795 | 0.027404 | -0.003712 | -0.0050536 | -0.0039977 | 0.0038422 | 0.0051882 | 0.0041385 | -0.029881 | -0.030122 | -0.030842 | 0.030142 | 0.030391 | 0.031124 | 96.9986 | -20.9288 | -142.7597 | -83.0014 | 159.0712 | 37.2403 |  | 1.1427 | 1.1399 | 1.1349 | 1.1531 | 1.1506 | 1.1458 | -0.082709 | -120.4527 | 119.8549 | -0.26581 | -120.6166 | 119.6662
Line10_11_12 | 0.10168 | 0.10326 | 0.10578 | 0.10168 | 0.10326 | 0.10578 | 0.023482 | 0.023847 | 0.02443 | 0.023482 | 0.023847 | 0.02443 | -0.0033992 | -0.0046286 | -0.0037161 | 0.0035026 | 0.0047352 | 0.003828 | -0.027056 | -0.027248 | -0.027952 | 0.027263 | 0.027461 | 0.028176 | 96.7502 | -21.1045 | -142.9089 | -83.2498 | 158.8955 | 37.0911 |  | 1.1612 | 1.159 | 1.1542 | 1.1705 | 1.1686 | 1.1639 | -0.41072 | -120.7452 | 119.5183 | -0.57083 | -120.888 | 119.3543
Line11_12_13 | 0.10168 | 0.10326 | 0.10578 | 0.10168 | 0.10326 | 0.10578 | 0.023482 | 0.023847 | 0.02443 | 0.023482 | 0.023847 | 0.02443 | -0.0035026 | -0.0047352 | -0.003828 | 0.003606 | 0.0048418 | 0.0039399 | -0.027263 | -0.027461 | -0.028176 | 0.027469 | 0.027674 | 0.0284 | 96.7502 | -21.1045 | -142.9089 | -83.2498 | 158.8955 | 37.0911 |  | 1.1705 | 1.1686 | 1.1639 | 1.1798 | 1.1781 | 1.1736 | -0.57083 | -120.888 | 119.3543 | -0.72841 | -121.0283 | 119.1929
Line12_13_15 | 0 | 0 | 0 | 0 | 0 | 0 | 0 | 0 | 0 | 0 | 0 | 0 | 1.0371e-09 | 1.015e-09 | 9.5209e-10 | -1.0371e-09 | -1.015e-09 | -9.5209e-10 | 1.8147e-10 | 2.5587e-10 | 2.0004e-10 | -1.8147e-10 | -2.5586e-10 | -2.0004e-10 | 0 | 0 | 0 | 0 | 0 | 0 |  | 1.1798 | 1.1781 | 1.1736 | 1.1798 | 1.1781 | 1.1736 | -0.72841 | -121.0283 | 119.1929 | -0.72841 | -121.0283 | 119.1929
Line13_13_14 | 0.10168 | 0.10326 | 0.10578 | 0.10168 | 0.10326 | 0.10578 | 0.023482 | 0.023847 | 0.02443 | 0.023482 | 0.023847 | 0.02443 | -0.003606 | -0.0048418 | -0.0039399 | 0.0037094 | 0.0049485 | 0.0040518 | -0.027469 | -0.027674 | -0.0284 | 0.027676 | 0.027888 | 0.028623 | 96.7502 | -21.1045 | -142.9089 | -83.2498 | 158.8955 | 37.0911 |  | 1.1798 | 1.1781 | 1.1736 | 1.1891 | 1.1877 | 1.1833 | -0.72841 | -121.0283 | 119.1929 | -0.88353 | -121.1665 | 119.0342
Line14_15_16 | 0 | 0 | 0 | 0 | 0 | 0 | 0 | 0 | 0 | 0 | 0 | 0 | 6.9142e-10 | 6.7666e-10 | 6.3473e-10 | -6.9143e-10 | -6.7667e-10 | -6.3472e-10 | 1.2098e-10 | 1.7058e-10 | 1.3336e-10 | -1.2098e-10 | -1.7057e-10 | -1.3336e-10 | 0 | 0 | 0 | 0 | 0 | 0 |  | 1.1798 | 1.1781 | 1.1736 | 1.1798 | 1.1781 | 1.1736 | -0.72841 | -121.0283 | 119.1929 | -0.72841 | -121.0283 | 119.1929
Line15_16_17 | 0 | 0 | 0 | 0 | 0 | 0 | 0 | 0 | 0 | 0 | 0 | 0 | 3.4571e-10 | 3.3833e-10 | 3.1736e-10 | -3.4572e-10 | -3.3833e-10 | -3.1736e-10 | 6.0489e-11 | 8.529e-11 | 6.6678e-11 | -6.0496e-11 | -8.5281e-11 | -6.668e-11 | 0 | 0 | 0 | 0 | 0 | 0 |  | 1.1798 | 1.1781 | 1.1736 | 1.1798 | 1.1781 | 1.1736 | -0.72841 | -121.0283 | 119.1929 | -0.72841 | -121.0283 | 119.1929
Line16_4_18 | 0 | 0 | 0 | 0 | 0 | 0 | 0 | 0 | 0 | 0 | 0 | 0 | 2.311e-10 | 2.2062e-10 | 1.9896e-10 | -2.3111e-10 | -2.2062e-10 | -1.9895e-10 | 2.3377e-11 | 5.1678e-11 | 2.8874e-11 | -2.3386e-11 | -5.1668e-11 | -2.8875e-11 | 0 | 0 | 0 | 0 | 0 | 0 |  | 1.1546 | 1.1522 | 1.1473 | 1.1546 | 1.1522 | 1.1473 | -0.28773 | -120.6371 | 119.6425 | -0.28773 | -120.6371 | 119.6425
Line17_5_19 | 0.12152 | 0.12366 | 0.12634 | 0.12152 | 0.12366 | 0.12634 | 0.028064 | 0.028557 | 0.029177 | 0.028064 | 0.028557 | 0.029177 | -0.0041834 | -0.0055969 | -0.0044684 | 0.004331 | 0.0057498 | 0.004628 | -0.032109 | -0.032399 | -0.03315 | 0.032404 | 0.032705 | 0.03347 | 97.1469 | -20.8251 | -142.6683 | -82.8531 | 159.1749 | 37.3317 |  | 1.1538 | 1.1513 | 1.1465 | 1.1649 | 1.1628 | 1.158 | -0.27617 | -120.6262 | 119.655 | -0.46594 | -120.7964 | 119.4591
Line1_1_3 | 0.10168 | 0.10326 | 0.10578 | 0.10168 | 0.10326 | 0.10578 | 0.023482 | 0.023847 | 0.02443 | 0.023482 | 0.023847 | 0.02443 | -0.0031924 | -0.0044153 | -0.0034923 | 0.0032958 | 0.004522 | 0.0036042 | -0.026642 | -0.026821 | -0.027504 | 0.026849 | 0.027035 | 0.027728 | 96.7502 | -21.1045 | -142.9089 | -83.2498 | 158.8955 | 37.0911 |  | 1.1427 | 1.1399 | 1.1349 | 1.152 | 1.1494 | 1.1446 | -0.082709 | -120.4527 | 119.8549 | -0.24804 | -120.6002 | 119.6852
Line2_1_4 | 0.12997 | 0.13235 | 0.13507 | 0.12997 | 0.13235 | 0.13507 | 0.030014 | 0.030564 | 0.031193 | 0.030014 | 0.030564 | 0.031193 | -0.0044163 | -0.0058967 | -0.0046715 | 0.0045852 | 0.0060718 | 0.0048539 | -0.034011 | -0.034337 | -0.035091 | 0.034349 | 0.034687 | 0.035456 | 97.3156 | -20.7083 | -142.5622 | -82.6844 | 159.2917 | 37.4378 |  | 1.1427 | 1.1399 | 1.1349 | 1.1546 | 1.1522 | 1.1473 | -0.082709 | -120.4527 | 119.8549 | -0.28773 | -120.6371 | 119.6425
Line3_1_5 | 0.12152 | 0.12366 | 0.12634 | 0.12152 | 0.12366 | 0.12634 | 0.028064 | 0.028557 | 0.029177 | 0.028064 | 0.028557 | 0.029177 | -0.0040357 | -0.005444 | -0.0043088 | 0.0041834 | 0.0055969 | 0.0044684 | -0.031813 | -0.032093 | -0.032831 | 0.032109 | 0.032399 | 0.03315 | 97.1469 | -20.8251 | -142.6683 | -82.8531 | 159.1749 | 37.3317 |  | 1.1427 | 1.1399 | 1.1349 | 1.1538 | 1.1513 | 1.1465 | -0.082709 | -120.4527 | 119.8549 | -0.27617 | -120.6262 | 119.655
Line4_2_6 | 0.1141 | 0.11602 | 0.11866 | 0.1141 | 0.11602 | 0.11866 | 0.026351 | 0.026795 | 0.027404 | 0.026351 | 0.026795 | 0.027404 | -0.0038422 | -0.0051882 | -0.0041385 | 0.0039724 | 0.0053228 | 0.0042793 | -0.030142 | -0.030391 | -0.031124 | 0.030402 | 0.03066 | 0.031406 | 96.9986 | -20.9288 | -142.7597 | -83.0014 | 159.0712 | 37.2403 |  | 1.1531 | 1.1506 | 1.1458 | 1.1635 | 1.1614 | 1.1566 | -0.26581 | -120.6166 | 119.6662 | -0.44563 | -120.7775 | 119.4809
Line5_6_7 | 0.1141 | 0.11602 | 0.11866 | 0.1141 | 0.11602 | 0.11866 | 0.026351 | 0.026795 | 0.027404 | 0.026351 | 0.026795 | 0.027404 | -0.0039724 | -0.0053228 | -0.0042793 | 0.0041026 | 0.0054574 | 0.0044201 | -0.030402 | -0.03066 | -0.031406 | 0.030662 | 0.03093 | 0.031687 | 96.9986 | -20.9287 | -142.7597 | -83.0014 | 159.0713 | 37.2403 |  | 1.1635 | 1.1614 | 1.1566 | 1.174 | 1.1721 | 1.1675 | -0.44563 | -120.7775 | 119.4809 | -0.62225 | -120.9354 | 119.2992
Line6_7_8 | 0 | 0 | 0 | 0 | 0 | 0 | 0 | 0 | 0 | 0 | 0 | 0 | 9.562e-10 | 9.3213e-10 | 8.6806e-10 | -9.562e-10 | -9.3213e-10 | -8.6805e-10 | 1.5425e-10 | 2.3158e-10 | 1.7278e-10 | -1.5425e-10 | -2.3157e-10 | -1.7279e-10 | 0 | 0 | 0 | 0 | 0 | 0 |  | 1.174 | 1.1721 | 1.1675 | 1.174 | 1.1721 | 1.1675 | -0.62225 | -120.9354 | 119.2992 | -0.62225 | -120.9354 | 119.2992
Line7_8_9 | 0 | 0 | 0 | 0 | 0 | 0 | 0 | 0 | 0 | 0 | 0 | 0 | 3.1873e-10 | 3.1071e-10 | 2.8935e-10 | -3.1874e-10 | -3.1071e-10 | -2.8935e-10 | 5.1415e-11 | 7.7192e-11 | 5.7594e-11 | -5.1423e-11 | -7.7183e-11 | -5.7596e-11 | 0 | 0 | 0 | 0 | 0 | 0 |  | 1.174 | 1.1721 | 1.1675 | 1.174 | 1.1721 | 1.1675 | -0.62225 | -120.9354 | 119.2992 | -0.62225 | -120.9354 | 119.2992
Line8_8_10 | 0 | 0 | 0 | 0 | 0 | 0 | 0 | 0 | 0 | 0 | 0 | 0 | 3.1873e-10 | 3.1071e-10 | 2.8935e-10 | -3.1874e-10 | -3.1071e-10 | -2.8935e-10 | 5.1415e-11 | 7.7192e-11 | 5.7595e-11 | -5.1423e-11 | -7.7183e-11 | -5.7596e-11 | 0 | 0 | 0 | 0 | 0 | 0 |  | 1.174 | 1.1721 | 1.1675 | 1.174 | 1.1721 | 1.1675 | -0.62225 | -120.9354 | 119.2992 | -0.62225 | -120.9354 | 119.2992
Line9_3_11 | 0.10168 | 0.10326 | 0.10578 | 0.10168 | 0.10326 | 0.10578 | 0.023482 | 0.023847 | 0.02443 | 0.023482 | 0.023847 | 0.02443 | -0.0032958 | -0.004522 | -0.0036042 | 0.0033992 | 0.0046286 | 0.0037161 | -0.026849 | -0.027035 | -0.027728 | 0.027056 | 0.027248 | 0.027952 | 96.7502 | -21.1045 | -142.9089 | -83.2498 | 158.8955 | 37.0911 |  | 1.152 | 1.1494 | 1.1446 | 1.1612 | 1.159 | 1.1542 | -0.24804 | -120.6002 | 119.6852 | -0.41072 | -120.7452 | 119.5183

## LLG_max_fault_10
name | pf_ikss_a_from_ka | pf_ikss_b_from_ka | pf_ikss_c_from_ka | pf_ikss_a_to_ka | pf_ikss_b_to_ka | pf_ikss_c_to_ka | pf_skss_a_from_mw | pf_skss_b_from_mw | pf_skss_c_from_mw | pf_skss_a_to_mw | pf_skss_b_to_mw | pf_skss_c_to_mw | pf_p_a_from_mw | pf_p_b_from_mw | pf_p_c_from_mw | pf_p_a_to_mw | pf_p_b_to_mw | pf_p_c_to_mw | pf_q_a_from_mvar | pf_q_b_from_mvar | pf_q_c_from_mvar | pf_q_a_to_mvar | pf_q_b_to_mvar | pf_q_c_to_mvar | pf_ikss_a_from_degree | pf_ikss_b_from_degree | pf_ikss_c_from_degree | pf_ikss_a_to_degree | pf_ikss_b_to_degree | pf_ikss_c_to_degree | 3xI0 | pf_vm_a_from_pu | pf_vm_b_from_pu | pf_vm_c_from_pu | pf_vm_a_to_pu | pf_vm_b_to_pu | pf_vm_c_to_pu | pf_va_a_from_degree | pf_va_b_from_degree | pf_va_c_from_degree | pf_va_a_to_degree | pf_va_b_to_degree | pf_va_c_to_degree
Line0_1_2 | 0.11482 | 0.11667 | 0.1192 | 0.11482 | 0.11667 | 0.1192 | 0.026517 | 0.026943 | 0.027528 | 0.026517 | 0.026943 | 0.027528 | -0.0037121 | -0.0050104 | -0.0039849 | 0.0038439 | 0.0051465 | 0.004127 | -0.030138 | -0.030369 | -0.031055 | 0.030402 | 0.030641 | 0.031339 | 96.9415 | -21.0804 | -142.8304 | -83.0585 | 158.9196 | 37.1696 |  | 1.1452 | 1.1424 | 1.1374 | 1.1556 | 1.1532 | 1.1483 | -0.08019 | -120.449 | 119.8575 | -0.26458 | -120.6149 | 119.6676
Line10_11_12 | 0.10274 | 0.10427 | 0.1067 | 0.10274 | 0.10427 | 0.1067 | 0.023727 | 0.02408 | 0.024641 | 0.023727 | 0.02408 | 0.024641 | -0.0034185 | -0.0046125 | -0.0037217 | 0.0035241 | 0.0047212 | 0.0038356 | -0.027404 | -0.02759 | -0.028263 | 0.027615 | 0.027807 | 0.028491 | 96.6989 | -21.2553 | -142.9809 | -83.3011 | 158.7447 | 37.0191 |  | 1.1639 | 1.1617 | 1.1569 | 1.1733 | 1.1713 | 1.1667 | -0.41174 | -120.7463 | 119.5175 | -0.57354 | -120.8913 | 119.3518
Line11_12_13 | 0.10274 | 0.10427 | 0.1067 | 0.10274 | 0.10427 | 0.1067 | 0.023727 | 0.02408 | 0.024641 | 0.023727 | 0.02408 | 0.024641 | -0.0035241 | -0.0047212 | -0.0038356 | 0.0036296 | 0.00483 | 0.0039494 | -0.027615 | -0.027807 | -0.028491 | 0.027826 | 0.028025 | 0.028718 | 96.6989 | -21.2553 | -142.9809 | -83.3011 | 158.7447 | 37.0191 |  | 1.1733 | 1.1713 | 1.1667 | 1.1827 | 1.181 | 1.1764 | -0.57354 | -120.8913 | 119.3518 | -0.73277 | -121.034 | 119.1888
Line12_13_15 | 0 | 0 | 0 | 0 | 0 | 0 | 0 | 0 | 0 | 0 | 0 | 0 | 1.0768e-09 | 1.0542e-09 | 9.9069e-10 | -1.0768e-09 | -1.0542e-09 | -9.9068e-10 | 1.8299e-10 | 2.5788e-10 | 2.0152e-10 | -1.83e-10 | -2.5788e-10 | -2.0152e-10 | 0 | 0 | 0 | 0 | 0 | 0 |  | 1.1827 | 1.181 | 1.1764 | 1.1827 | 1.181 | 1.1764 | -0.73277 | -121.034 | 119.1888 | -0.73277 | -121.034 | 119.1888
Line13_13_14 | 0.10274 | 0.10427 | 0.1067 | 0.10274 | 0.10427 | 0.1067 | 0.023727 | 0.02408 | 0.024641 | 0.023727 | 0.02408 | 0.024641 | -0.0036296 | -0.00483 | -0.0039494 | 0.0037352 | 0.0049387 | 0.0040632 | -0.027826 | -0.028025 | -0.028718 | 0.028037 | 0.028242 | 0.028946 | 96.6989 | -21.2553 | -142.9809 | -83.3011 | 158.7447 | 37.0191 |  | 1.1827 | 1.181 | 1.1764 | 1.1921 | 1.1906 | 1.1862 | -0.73277 | -121.034 | 119.1888 | -0.88948 | -121.1743 | 119.0286
Line14_15_16 | 0 | 0 | 0 | 0 | 0 | 0 | 0 | 0 | 0 | 0 | 0 | 0 | 7.1785e-10 | 7.0279e-10 | 6.6046e-10 | -7.1786e-10 | -7.028e-10 | -6.6045e-10 | 1.2199e-10 | 1.7192e-10 | 1.3435e-10 | -1.22e-10 | -1.7191e-10 | -1.3435e-10 | 0 | 0 | 0 | 0 | 0 | 0 |  | 1.1827 | 1.181 | 1.1764 | 1.1827 | 1.181 | 1.1764 | -0.73277 | -121.034 | 119.1888 | -0.73277 | -121.034 | 119.1888
Line15_16_17 | 0 | 0 | 0 | 0 | 0 | 0 | 0 | 0 | 0 | 0 | 0 | 0 | 3.5893e-10 | 3.514e-10 | 3.3023e-10 | -3.5893e-10 | -3.514e-10 | -3.3022e-10 | 6.0997e-11 | 8.5961e-11 | 6.7173e-11 | -6.1004e-11 | -8.5952e-11 | -6.7175e-11 | 0 | 0 | 0 | 0 | 0 | 0 |  | 1.1827 | 1.181 | 1.1764 | 1.1827 | 1.181 | 1.1764 | -0.73277 | -121.034 | 119.1888 | -0.73277 | -121.034 | 119.1888
Line16_4_18 | 0 | 0 | 0 | 0 | 0 | 0 | 0 | 0 | 0 | 0 | 0 | 0 | 2.4214e-10 | 2.3157e-10 | 2.0982e-10 | -2.4215e-10 | -2.3158e-10 | -2.0981e-10 | 2.3262e-11 | 5.1598e-11 | 2.8745e-11 | -2.3271e-11 | -5.1587e-11 | -2.8746e-11 | 0 | 0 | 0 | 0 | 0 | 0 |  | 1.1571 | 1.1546 | 1.1497 | 1.1571 | 1.1546 | 1.1497 | -0.2857 | -120.6347 | 119.6448 | -0.2857 | -120.6347 | 119.6448
Line17_5_19 | 0.12199 | 0.12403 | 0.1266 | 0.12199 | 0.12403 | 0.1266 | 0.028171 | 0.028643 | 0.029238 | 0.028171 | 0.028643 | 0.029238 | -0.004173 | -0.0055382 | -0.0044453 | 0.0043218 | 0.005692 | 0.0046056 | -0.032306 | -0.032583 | -0.033298 | 0.032604 | 0.032891 | 0.033618 | 97.0855 | -20.9777 | -142.739 | -82.9145 | 159.0223 | 37.261 |  | 1.1563 | 1.1539 | 1.149 | 1.1675 | 1.1653 | 1.1606 | -0.27458 | -120.6243 | 119.6568 | -0.46526 | -120.7961 | 119.4602
Line1_1_3 | 0.10274 | 0.10427 | 0.1067 | 0.10274 | 0.10427 | 0.1067 | 0.023727 | 0.02408 | 0.024641 | 0.023727 | 0.02408 | 0.024641 | -0.0032074 | -0.0043951 | -0.003494 | 0.0033129 | 0.0045038 | 0.0036079 | -0.026982 | -0.027155 | -0.027808 | 0.027193 | 0.027372 | 0.028035 | 96.6989 | -21.2553 | -142.9809 | -83.3011 | 158.7447 | 37.0191 |  | 1.1452 | 1.1424 | 1.1374 | 1.1545 | 1.152 | 1.1471 | -0.08019 | -120.449 | 119.8575 | -0.24731 | -120.5989 | 119.686
Line2_1_4 | 0.1301 | 0.13237 | 0.13498 | 0.1301 | 0.13237 | 0.13498 | 0.030045 | 0.03057 | 0.031172 | 0.030045 | 0.03057 | 0.031172 | -0.0043889 | -0.0058158 | -0.0046331 | 0.0045582 | 0.005991 | 0.0048153 | -0.034125 | -0.034434 | -0.03515 | 0.034464 | 0.034784 | 0.035515 | 97.2485 | -20.8624 | -142.6337 | -82.7515 | 159.1376 | 37.3663 |  | 1.1452 | 1.1424 | 1.1374 | 1.1571 | 1.1546 | 1.1497 | -0.08019 | -120.449 | 119.8575 | -0.2857 | -120.6347 | 119.6448
Line3_1_5 | 0.12199 | 0.12403 | 0.1266 | 0.12199 | 0.12403 | 0.1266 | 0.028171 | 0.028643 | 0.029238 | 0.028171 | 0.028643 | 0.029238 | -0.0040242 | -0.0053844 | -0.004285 | 0.004173 | 0.0055382 | 0.0044453 | -0.032009 | -0.032275 | -0.032977 | 0.032306 | 0.032583 | 0.033298 | 97.0855 | -20.9777 | -142.739 | -82.9145 | 159.0223 | 37.261 |  | 1.1452 | 1.1424 | 1.1374 | 1.1563 | 1.1539 | 1.149 | -0.08019 | -120.449 | 119.8575 | -0.27458 | -120.6243 | 119.6568
Line4_2_6 | 0.11482 | 0.11667 | 0.1192 | 0.11482 | 0.11667 | 0.1192 | 0.026517 | 0.026943 | 0.027528 | 0.026517 | 0.026943 | 0.027528 | -0.0038439 | -0.0051465 | -0.004127 | 0.0039758 | 0.0052826 | 0.0042691 | -0.030402 | -0.030641 | -0.031339 | 0.030665 | 0.030913 | 0.031623 | 96.9415 | -21.0804 | -142.8304 | -83.0585 | 158.9196 | 37.1696 |  | 1.1556 | 1.1532 | 1.1483 | 1.1661 | 1.164 | 1.1592 | -0.26458 | -120.6149 | 119.6676 | -0.44564 | -120.7778 | 119.4813
Line5_6_7 | 0.11482 | 0.11667 | 0.1192 | 0.11482 | 0.11667 | 0.1192 | 0.026517 | 0.026943 | 0.027528 | 0.026517 | 0.026943 | 0.027528 | -0.0039758 | -0.0052826 | -0.0042691 | 0.0041076 | 0.0054187 | 0.0044111 | -0.030665 | -0.030913 | -0.031623 | 0.030929 | 0.031185 | 0.031907 | 96.9415 | -21.0804 | -142.8304 | -83.0585 | 158.9196 | 37.1696 |  | 1.1661 | 1.164 | 1.1592 | 1.1766 | 1.1748 | 1.1701 | -0.44564 | -120.7778 | 119.4813 | -0.62348 | -120.9376 | 119.2984
Line6_7_8 | 0 | 0 | 0 | 0 | 0 | 0 | 0 | 0 | 0 | 0 | 0 | 0 | 9.9284e-10 | 9.6831e-10 | 9.0374e-10 | -9.9285e-10 | -9.6831e-10 | -9.0373e-10 | 1.549e-10 | 2.3264e-10 | 1.7336e-10 | -1.5491e-10 | -2.3263e-10 | -1.7336e-10 | 0 | 0 | 0 | 0 | 0 | 0 |  | 1.1766 | 1.1748 | 1.1701 | 1.1766 | 1.1748 | 1.1701 | -0.62348 | -120.9376 | 119.2984 | -0.62348 | -120.9376 | 119.2984
Line7_8_9 | 0 | 0 | 0 | 0 | 0 | 0 | 0 | 0 | 0 | 0 | 0 | 0 | 3.3095e-10 | 3.2277e-10 | 3.0125e-10 | -3.3095e-10 | -3.2277e-10 | -3.0124e-10 | 5.1634e-11 | 7.7547e-11 | 5.7786e-11 | -5.1642e-11 | -7.7538e-11 | -5.7788e-11 | 0 | 0 | 0 | 0 | 0 | 0 |  | 1.1766 | 1.1748 | 1.1701 | 1.1766 | 1.1748 | 1.1701 | -0.62348 | -120.9376 | 119.2984 | -0.62348 | -120.9376 | 119.2984
Line8_8_10 | 0 | 0 | 0 | 0 | 0 | 0 | 0 | 0 | 0 | 0 | 0 | 0 | 3.3095e-10 | 3.2277e-10 | 3.0125e-10 | -3.3095e-10 | -3.2277e-10 | -3.0124e-10 | 5.1634e-11 | 7.7547e-11 | 5.7786e-11 | -5.1642e-11 | -7.7538e-11 | -5.7788e-11 | 0 | 0 | 0 | 0 | 0 | 0 |  | 1.1766 | 1.1748 | 1.1701 | 1.1766 | 1.1748 | 1.1701 | -0.62348 | -120.9376 | 119.2984 | -0.62348 | -120.9376 | 119.2984
Line9_3_11 | 0.10274 | 0.10427 | 0.1067 | 0.10274 | 0.10427 | 0.1067 | 0.023727 | 0.02408 | 0.024641 | 0.023727 | 0.02408 | 0.024641 | -0.0033129 | -0.0045038 | -0.0036079 | 0.0034185 | 0.0046125 | 0.0037217 | -0.027193 | -0.027372 | -0.028035 | 0.027404 | 0.02759 | 0.028263 | 96.6989 | -21.2553 | -142.9809 | -83.3011 | 158.7447 | 37.0191 |  | 1.1545 | 1.152 | 1.1471 | 1.1639 | 1.1617 | 1.1569 | -0.24731 | -120.5989 | 119.686 | -0.41174 | -120.7463 | 119.5175

## LLG_min_6
name | pf_ikss_a_from_ka | pf_ikss_b_from_ka | pf_ikss_c_from_ka | pf_ikss_a_to_ka | pf_ikss_b_to_ka | pf_ikss_c_to_ka | pf_skss_a_from_mw | pf_skss_b_from_mw | pf_skss_c_from_mw | pf_skss_a_to_mw | pf_skss_b_to_mw | pf_skss_c_to_mw | pf_p_a_from_mw | pf_p_b_from_mw | pf_p_c_from_mw | pf_p_a_to_mw | pf_p_b_to_mw | pf_p_c_to_mw | pf_q_a_from_mvar | pf_q_b_from_mvar | pf_q_c_from_mvar | pf_q_a_to_mvar | pf_q_b_to_mvar | pf_q_c_to_mvar | pf_ikss_a_from_degree | pf_ikss_b_from_degree | pf_ikss_c_from_degree | pf_ikss_a_to_degree | pf_ikss_b_to_degree | pf_ikss_c_to_degree | 3xI0 | pf_vm_a_from_pu | pf_vm_b_from_pu | pf_vm_c_from_pu | pf_vm_a_to_pu | pf_vm_b_to_pu | pf_vm_c_to_pu | pf_va_a_from_degree | pf_va_b_from_degree | pf_va_c_from_degree | pf_va_a_to_degree | pf_va_b_to_degree | pf_va_c_to_degree
Line0_1_2 | 0.0064128 | 0.014672 | 0.012822 | 0.0064128 | 0.014672 | 0.012822 | 0.001481 | 0.0033883 | 0.0029612 | 0.001481 | 0.0033883 | 0.0029612 | -0.00047923 | -0.0011301 | 0.00088794 | 0.00048002 | 0.0011343 | -0.00088478 | -0.00086778 | -2.7544e-05 | -0.00044204 | 0.0008686 | 3.185e-05 | 0.00044533 | 119.0038 | -0.35163 | -154.3863 | -60.9962 | 179.6484 | 25.6137 |  | 0.66936 | 0.33364 | 0.33497 | 0.67011 | 0.33489 | 0.33451 | 0.094401 | -178.9555 | 179.1483 | 0.077422 | -178.7432 | 178.8968
Line10_11_12 | 0.0063849 | 0.014623 | 0.012782 | 0.0063849 | 0.014623 | 0.012782 | 0.0014745 | 0.0033771 | 0.002952 | 0.0014745 | 0.0033771 | 0.002952 | -0.00048021 | -0.0011347 | 0.00087821 | 0.00048099 | 0.0011388 | -0.00087507 | -0.0008648 | -3.3633e-05 | -0.00044862 | 0.00086561 | 3.7911e-05 | 0.00045189 | 119.1037 | -0.23078 | -154.2947 | -60.8963 | 179.7692 | 25.7053 |  | 0.67085 | 0.33613 | 0.33407 | 0.67159 | 0.33739 | 0.33363 | 0.06085 | -178.533 | 178.6458 | 0.04413 | -178.324 | 178.3935
Line11_12_13 | 0.0063849 | 0.014623 | 0.012782 | 0.0063849 | 0.014623 | 0.012782 | 0.0014745 | 0.0033771 | 0.002952 | 0.0014745 | 0.0033771 | 0.002952 | -0.00048099 | -0.0011388 | 0.00087507 | 0.00048178 | 0.0011429 | -0.00087193 | -0.00086561 | -3.7912e-05 | -0.00045188 | 0.00086643 | 4.2189e-05 | 0.00045515 | 119.1036 | -0.23084 | -154.2947 | -60.8964 | 179.7692 | 25.7053 |  | 0.67159 | 0.33739 | 0.33363 | 0.67233 | 0.33865 | 0.33319 | 0.04413 | -178.324 | 178.3935 | 0.027447 | -178.1167 | 178.1406
Line12_13_15 | 0 | 0 | 0 | 0 | 0 | 0 | 0 | 0 | 0 | 0 | 0 | 0 | -2.4235e-09 | -7.0676e-10 | -7.1252e-10 | 2.4234e-09 | 7.0653e-10 | 7.1281e-10 | -5.1348e-11 | 3.1872e-09 | -3.0893e-09 | 3.5413e-11 | -3.1791e-09 | 3.0972e-09 | 0 | 0 | 0 | 0 | 0 | 0 |  | 0.67233 | 0.33865 | 0.33319 | 0.67233 | 0.33865 | 0.33319 | 0.027447 | -178.1167 | 178.1406 | 0.027447 | -178.1167 | 178.1406
Line13_13_14 | 0.0063849 | 0.014623 | 0.012782 | 0.0063848 | 0.014623 | 0.012782 | 0.0014745 | 0.0033771 | 0.002952 | 0.0014745 | 0.0033771 | 0.002952 | -0.00048177 | -0.0011429 | 0.00087193 | 0.00048256 | 0.001147 | -0.0008688 | -0.00086643 | -4.2194e-05 | -0.00045515 | 0.00086724 | 4.6472e-05 | 0.00045841 | 119.1035 | -0.23105 | -154.295 | -60.8965 | 179.769 | 25.705 |  | 0.67233 | 0.33865 | 0.33319 | 0.67307 | 0.33991 | 0.33277 | 0.027447 | -178.1167 | 178.1406 | 0.0108 | -177.9109 | 177.887
Line14_15_16 | 0 | 0 | 0 | 0 | 0 | 0 | 0 | 0 | 0 | 0 | 0 | 0 | -1.6157e-09 | -4.7117e-10 | -4.7501e-10 | 1.6156e-09 | 4.7094e-10 | 4.753e-10 | -3.4232e-11 | 2.1248e-09 | -2.0595e-09 | 1.8297e-11 | -2.1167e-09 | 2.0674e-09 | 0 | 0 | 0 | 0 | 0 | 0 |  | 0.67233 | 0.33865 | 0.33319 | 0.67233 | 0.33865 | 0.33319 | 0.027447 | -178.1167 | 178.1406 | 0.027447 | -178.1167 | 178.1406
Line15_16_17 | 0 | 0 | 0 | 0 | 0 | 0 | 0 | 0 | 0 | 0 | 0 | 0 | -8.0784e-10 | -2.3559e-10 | -2.3751e-10 | 8.0777e-10 | 2.3536e-10 | 2.378e-10 | -1.7116e-11 | 1.0624e-09 | -1.0298e-09 | 1.1809e-12 | -1.0544e-09 | 1.0377e-09 | 0 | 0 | 0 | 0 | 0 | 0 |  | 0.67233 | 0.33865 | 0.33319 | 0.67233 | 0.33865 | 0.33319 | 0.027447 | -178.1167 | 178.1406 | 0.027447 | -178.1167 | 178.1406
Line16_4_18 | 0 | 0 | 0 | 0 | 0 | 0 | 0 | 0 | 0 | 0 | 0 | 0 | -8.1055e-10 | -2.2609e-10 | -2.2317e-10 | 8.1056e-10 | 2.2592e-10 | 2.2333e-10 | -1.9254e-11 | 1.0577e-09 | -1.0422e-09 | 3.3122e-12 | -1.0497e-09 | 1.0502e-09 | 0 | 0 | 0 | 0 | 0 | 0 |  | 0.67011 | 0.3349 | 0.33451 | 0.67011 | 0.3349 | 0.33451 | 0.077235 | -178.7429 | 178.8961 | 0.077235 | -178.7429 | 178.8961
Line17_5_19 | 0.0064268 | 0.014696 | 0.012842 | 0.0064268 | 0.014696 | 0.012842 | 0.0014842 | 0.0033939 | 0.0029658 | 0.0014842 | 0.0033939 | 0.0029658 | -0.0004803 | -0.0011361 | 0.00088651 | 0.00048109 | 0.0011403 | -0.00088335 | -0.00087093 | -3.3115e-05 | -0.00044531 | 0.00087175 | 3.7436e-05 | 0.0004486 | 118.9532 | -0.41262 | -154.4326 | -61.0468 | 179.5874 | 25.5674 |  | 0.67011 | 0.33489 | 0.33451 | 0.67086 | 0.33615 | 0.33406 | 0.077329 | -178.7431 | 178.8964 | 0.060295 | -178.5322 | 178.6438
Line1_1_3 | 0.0063849 | 0.014623 | 0.012782 | 0.0063849 | 0.014623 | 0.012782 | 0.0014745 | 0.0033771 | 0.002952 | 0.0014745 | 0.0033771 | 0.002952 | -0.00047865 | -0.0011264 | 0.00088448 | 0.00047943 | 0.0011305 | -0.00088135 | -0.00086317 | -2.5075e-05 | -0.00044209 | 0.00086398 | 2.9353e-05 | 0.00044535 | 119.1038 | -0.23067 | -154.2946 | -60.8962 | 179.7693 | 25.7054 |  | 0.66936 | 0.33364 | 0.33497 | 0.67011 | 0.33488 | 0.33451 | 0.094401 | -178.9555 | 179.1483 | 0.077607 | -178.7434 | 178.8974
Line2_1_4 | 0.0064409 | 0.014721 | 0.012862 | 0.0064409 | 0.014721 | 0.012862 | 0.0014875 | 0.0033996 | 0.0029704 | 0.0014875 | 0.0033996 | 0.0029704 | -0.00047979 | -0.0011338 | 0.00089142 | 0.00048059 | 0.001138 | -0.00088824 | -0.00087243 | -3.0047e-05 | -0.00044198 | 0.00087326 | 3.4382e-05 | 0.00044529 | 118.9027 | -0.47347 | -154.4787 | -61.0973 | 179.5265 | 25.5213 |  | 0.66936 | 0.33364 | 0.33497 | 0.67011 | 0.3349 | 0.33451 | 0.094401 | -178.9555 | 179.1483 | 0.077235 | -178.7429 | 178.8961
Line3_1_5 | 0.0064268 | 0.014696 | 0.012842 | 0.0064268 | 0.014696 | 0.012842 | 0.0014842 | 0.0033939 | 0.0029658 | 0.0014842 | 0.0033939 | 0.0029658 | -0.00047951 | -0.001132 | 0.00088968 | 0.0004803 | 0.0011361 | -0.00088651 | -0.0008701 | -2.8793e-05 | -0.00044201 | 0.00087093 | 3.3114e-05 | 0.00044531 | 118.9533 | -0.41256 | -154.4325 | -61.0467 | 179.5874 | 25.5675 |  | 0.66936 | 0.33364 | 0.33497 | 0.67011 | 0.33489 | 0.33451 | 0.094401 | -178.9555 | 179.1483 | 0.077329 | -178.7431 | 178.8964
Line4_2_6 | 0.0064128 | 0.014672 | 0.012822 | 0.0064128 | 0.014672 | 0.012822 | 0.001481 | 0.0033883 | 0.0029612 | 0.001481 | 0.0033883 | 0.0029612 | -0.00048001 | -0.0011343 | 0.00088478 | 0.0004808 | 0.0011384 | -0.00088163 | -0.0008686 | -3.1851e-05 | -0.00044533 | 0.00086943 | 3.6158e-05 | 0.00044861 | 119.0037 | -0.35169 | -154.3863 | -60.9963 | 179.6483 | 25.6137 |  | 0.67011 | 0.33489 | 0.33451 | 0.67085 | 0.33615 | 0.33406 | 0.077422 | -178.7432 | 178.8968 | 0.060481 | -178.5325 | 178.6445
Line5_6_7 | 0.0064128 | 0.014672 | 0.012822 | 0.0064128 | 0.014672 | 0.012822 | 0.001481 | 0.0033883 | 0.0029612 | 0.001481 | 0.0033883 | 0.0029612 | -0.0004808 | -0.0011384 | 0.00088163 | 0.00048159 | 0.0011425 | -0.00087847 | -0.00086943 | -3.6159e-05 | -0.00044861 | 0.00087025 | 4.0465e-05 | 0.0004519 | 119.0037 | -0.35174 | -154.3864 | -60.9963 | 179.6483 | 25.6136 |  | 0.67085 | 0.33615 | 0.33406 | 0.6716 | 0.33741 | 0.33362 | 0.060481 | -178.5325 | 178.6445 | 0.043578 | -178.3233 | 178.3915
Line6_7_8 | 0 | 0 | 0 | 0 | 0 | 0 | 0 | 0 | 0 | 0 | 0 | 0 | -2.4262e-09 | -6.9733e-10 | -6.9833e-10 | 2.4262e-09 | 6.9713e-10 | 6.9858e-10 | -5.3431e-11 | 3.1826e-09 | -3.1016e-09 | 3.7494e-11 | -3.1746e-09 | 3.1095e-09 | 0 | 0 | 0 | 0 | 0 | 0 |  | 0.6716 | 0.33741 | 0.33362 | 0.6716 | 0.33741 | 0.33362 | 0.043578 | -178.3233 | 178.3915 | 0.043578 | -178.3233 | 178.3915
Line7_8_9 | 0 | 0 | 0 | 0 | 0 | 0 | 0 | 0 | 0 | 0 | 0 | 0 | -8.0874e-10 | -2.3244e-10 | -2.3278e-10 | 8.087e-10 | 2.3224e-10 | 2.3303e-10 | -1.781e-11 | 1.0609e-09 | -1.0339e-09 | 1.8729e-12 | -1.0529e-09 | 1.0418e-09 | 0 | 0 | 0 | 0 | 0 | 0 |  | 0.6716 | 0.33741 | 0.33362 | 0.6716 | 0.33741 | 0.33362 | 0.043578 | -178.3233 | 178.3915 | 0.043578 | -178.3233 | 178.3915
Line8_8_10 | 0 | 0 | 0 | 0 | 0 | 0 | 0 | 0 | 0 | 0 | 0 | 0 | -8.0874e-10 | -2.3244e-10 | -2.3278e-10 | 8.087e-10 | 2.3224e-10 | 2.3303e-10 | -1.781e-11 | 1.0609e-09 | -1.0339e-09 | 1.8728e-12 | -1.0529e-09 | 1.0418e-09 | 0 | 0 | 0 | 0 | 0 | 0 |  | 0.6716 | 0.33741 | 0.33362 | 0.6716 | 0.33741 | 0.33362 | 0.043578 | -178.3233 | 178.3915 | 0.043578 | -178.3233 | 178.3915
Line9_3_11 | 0.0063849 | 0.014623 | 0.012782 | 0.0063849 | 0.014623 | 0.012782 | 0.0014745 | 0.0033771 | 0.002952 | 0.0014745 | 0.0033771 | 0.002952 | -0.00047943 | -0.0011305 | 0.00088135 | 0.00048021 | 0.0011347 | -0.00087821 | -0.00086398 | -2.9354e-05 | -0.00044535 | 0.0008648 | 3.3632e-05 | 0.00044862 | 119.1037 | -0.23073 | -154.2946 | -60.8963 | 179.7693 | 25.7054 |  | 0.67011 | 0.33488 | 0.33451 | 0.67085 | 0.33613 | 0.33407 | 0.077607 | -178.7434 | 178.8974 | 0.06085 | -178.533 | 178.6458

## LLG_min_10
name | pf_ikss_a_from_ka | pf_ikss_b_from_ka | pf_ikss_c_from_ka | pf_ikss_a_to_ka | pf_ikss_b_to_ka | pf_ikss_c_to_ka | pf_skss_a_from_mw | pf_skss_b_from_mw | pf_skss_c_from_mw | pf_skss_a_to_mw | pf_skss_b_to_mw | pf_skss_c_to_mw | pf_p_a_from_mw | pf_p_b_from_mw | pf_p_c_from_mw | pf_p_a_to_mw | pf_p_b_to_mw | pf_p_c_to_mw | pf_q_a_from_mvar | pf_q_b_from_mvar | pf_q_c_from_mvar | pf_q_a_to_mvar | pf_q_b_to_mvar | pf_q_c_to_mvar | pf_ikss_a_from_degree | pf_ikss_b_from_degree | pf_ikss_c_from_degree | pf_ikss_a_to_degree | pf_ikss_b_to_degree | pf_ikss_c_to_degree | 3xI0 | pf_vm_a_from_pu | pf_vm_b_from_pu | pf_vm_c_from_pu | pf_vm_a_to_pu | pf_vm_b_to_pu | pf_vm_c_to_pu | pf_va_a_from_degree | pf_va_b_from_degree | pf_va_c_from_degree | pf_va_a_to_degree | pf_va_b_to_degree | pf_va_c_to_degree
Line0_1_2 | 0.0064128 | 0.014672 | 0.012822 | 0.0064128 | 0.014672 | 0.012822 | 0.001481 | 0.0033883 | 0.0029612 | 0.001481 | 0.0033883 | 0.0029612 | -0.00047923 | -0.0011301 | 0.00088794 | 0.00048002 | 0.0011343 | -0.00088478 | -0.00086778 | -2.7544e-05 | -0.00044204 | 0.0008686 | 3.185e-05 | 0.00044533 | 119.0038 | -0.35163 | -154.3863 | -60.9962 | 179.6484 | 25.6137 |  | 0.66936 | 0.33364 | 0.33497 | 0.67011 | 0.33489 | 0.33451 | 0.094401 | -178.9555 | 179.1483 | 0.077422 | -178.7432 | 178.8968
Line10_11_12 | 0.0063849 | 0.014623 | 0.012782 | 0.0063849 | 0.014623 | 0.012782 | 0.0014745 | 0.0033771 | 0.002952 | 0.0014745 | 0.0033771 | 0.002952 | -0.00048021 | -0.0011347 | 0.00087821 | 0.00048099 | 0.0011388 | -0.00087507 | -0.0008648 | -3.3633e-05 | -0.00044862 | 0.00086561 | 3.7911e-05 | 0.00045189 | 119.1037 | -0.23078 | -154.2947 | -60.8963 | 179.7692 | 25.7053 |  | 0.67085 | 0.33613 | 0.33407 | 0.67159 | 0.33739 | 0.33363 | 0.06085 | -178.533 | 178.6458 | 0.04413 | -178.324 | 178.3935
Line11_12_13 | 0.0063849 | 0.014623 | 0.012782 | 0.0063849 | 0.014623 | 0.012782 | 0.0014745 | 0.0033771 | 0.002952 | 0.0014745 | 0.0033771 | 0.002952 | -0.00048099 | -0.0011388 | 0.00087507 | 0.00048178 | 0.0011429 | -0.00087193 | -0.00086561 | -3.7912e-05 | -0.00045188 | 0.00086643 | 4.2189e-05 | 0.00045515 | 119.1036 | -0.23084 | -154.2947 | -60.8964 | 179.7692 | 25.7053 |  | 0.67159 | 0.33739 | 0.33363 | 0.67233 | 0.33865 | 0.33319 | 0.04413 | -178.324 | 178.3935 | 0.027447 | -178.1167 | 178.1406
Line12_13_15 | 0 | 0 | 0 | 0 | 0 | 0 | 0 | 0 | 0 | 0 | 0 | 0 | -2.4235e-09 | -7.0676e-10 | -7.1252e-10 | 2.4234e-09 | 7.0653e-10 | 7.1281e-10 | -5.1348e-11 | 3.1872e-09 | -3.0893e-09 | 3.5413e-11 | -3.1791e-09 | 3.0972e-09 | 0 | 0 | 0 | 0 | 0 | 0 |  | 0.67233 | 0.33865 | 0.33319 | 0.67233 | 0.33865 | 0.33319 | 0.027447 | -178.1167 | 178.1406 | 0.027447 | -178.1167 | 178.1406
Line13_13_14 | 0.0063849 | 0.014623 | 0.012782 | 0.0063848 | 0.014623 | 0.012782 | 0.0014745 | 0.0033771 | 0.002952 | 0.0014745 | 0.0033771 | 0.002952 | -0.00048177 | -0.0011429 | 0.00087193 | 0.00048256 | 0.001147 | -0.0008688 | -0.00086643 | -4.2194e-05 | -0.00045515 | 0.00086724 | 4.6472e-05 | 0.00045841 | 119.1035 | -0.23105 | -154.295 | -60.8965 | 179.769 | 25.705 |  | 0.67233 | 0.33865 | 0.33319 | 0.67307 | 0.33991 | 0.33277 | 0.027447 | -178.1167 | 178.1406 | 0.0108 | -177.9109 | 177.887
Line14_15_16 | 0 | 0 | 0 | 0 | 0 | 0 | 0 | 0 | 0 | 0 | 0 | 0 | -1.6157e-09 | -4.7117e-10 | -4.7501e-10 | 1.6156e-09 | 4.7094e-10 | 4.753e-10 | -3.4232e-11 | 2.1248e-09 | -2.0595e-09 | 1.8297e-11 | -2.1167e-09 | 2.0674e-09 | 0 | 0 | 0 | 0 | 0 | 0 |  | 0.67233 | 0.33865 | 0.33319 | 0.67233 | 0.33865 | 0.33319 | 0.027447 | -178.1167 | 178.1406 | 0.027447 | -178.1167 | 178.1406
Line15_16_17 | 0 | 0 | 0 | 0 | 0 | 0 | 0 | 0 | 0 | 0 | 0 | 0 | -8.0784e-10 | -2.3559e-10 | -2.3751e-10 | 8.0777e-10 | 2.3536e-10 | 2.378e-10 | -1.7116e-11 | 1.0624e-09 | -1.0298e-09 | 1.1809e-12 | -1.0544e-09 | 1.0377e-09 | 0 | 0 | 0 | 0 | 0 | 0 |  | 0.67233 | 0.33865 | 0.33319 | 0.67233 | 0.33865 | 0.33319 | 0.027447 | -178.1167 | 178.1406 | 0.027447 | -178.1167 | 178.1406
Line16_4_18 | 0 | 0 | 0 | 0 | 0 | 0 | 0 | 0 | 0 | 0 | 0 | 0 | -8.1055e-10 | -2.2609e-10 | -2.2317e-10 | 8.1056e-10 | 2.2592e-10 | 2.2333e-10 | -1.9254e-11 | 1.0577e-09 | -1.0422e-09 | 3.3122e-12 | -1.0497e-09 | 1.0502e-09 | 0 | 0 | 0 | 0 | 0 | 0 |  | 0.67011 | 0.3349 | 0.33451 | 0.67011 | 0.3349 | 0.33451 | 0.077235 | -178.7429 | 178.8961 | 0.077235 | -178.7429 | 178.8961
Line17_5_19 | 0.0064268 | 0.014696 | 0.012842 | 0.0064268 | 0.014696 | 0.012842 | 0.0014842 | 0.0033939 | 0.0029658 | 0.0014842 | 0.0033939 | 0.0029658 | -0.0004803 | -0.0011361 | 0.00088651 | 0.00048109 | 0.0011403 | -0.00088335 | -0.00087093 | -3.3115e-05 | -0.00044531 | 0.00087175 | 3.7436e-05 | 0.0004486 | 118.9532 | -0.41262 | -154.4326 | -61.0468 | 179.5874 | 25.5674 |  | 0.67011 | 0.33489 | 0.33451 | 0.67086 | 0.33615 | 0.33406 | 0.077329 | -178.7431 | 178.8964 | 0.060295 | -178.5322 | 178.6438
Line1_1_3 | 0.0063849 | 0.014623 | 0.012782 | 0.0063849 | 0.014623 | 0.012782 | 0.0014745 | 0.0033771 | 0.002952 | 0.0014745 | 0.0033771 | 0.002952 | -0.00047865 | -0.0011264 | 0.00088448 | 0.00047943 | 0.0011305 | -0.00088135 | -0.00086317 | -2.5075e-05 | -0.00044209 | 0.00086398 | 2.9353e-05 | 0.00044535 | 119.1038 | -0.23067 | -154.2946 | -60.8962 | 179.7693 | 25.7054 |  | 0.66936 | 0.33364 | 0.33497 | 0.67011 | 0.33488 | 0.33451 | 0.094401 | -178.9555 | 179.1483 | 0.077607 | -178.7434 | 178.8974
Line2_1_4 | 0.0064409 | 0.014721 | 0.012862 | 0.0064409 | 0.014721 | 0.012862 | 0.0014875 | 0.0033996 | 0.0029704 | 0.0014875 | 0.0033996 | 0.0029704 | -0.00047979 | -0.0011338 | 0.00089142 | 0.00048059 | 0.001138 | -0.00088824 | -0.00087243 | -3.0047e-05 | -0.00044198 | 0.00087326 | 3.4382e-05 | 0.00044529 | 118.9027 | -0.47347 | -154.4787 | -61.0973 | 179.5265 | 25.5213 |  | 0.66936 | 0.33364 | 0.33497 | 0.67011 | 0.3349 | 0.33451 | 0.094401 | -178.9555 | 179.1483 | 0.077235 | -178.7429 | 178.8961
Line3_1_5 | 0.0064268 | 0.014696 | 0.012842 | 0.0064268 | 0.014696 | 0.012842 | 0.0014842 | 0.0033939 | 0.0029658 | 0.0014842 | 0.0033939 | 0.0029658 | -0.00047951 | -0.001132 | 0.00088968 | 0.0004803 | 0.0011361 | -0.00088651 | -0.0008701 | -2.8793e-05 | -0.00044201 | 0.00087093 | 3.3114e-05 | 0.00044531 | 118.9533 | -0.41256 | -154.4325 | -61.0467 | 179.5874 | 25.5675 |  | 0.66936 | 0.33364 | 0.33497 | 0.67011 | 0.33489 | 0.33451 | 0.094401 | -178.9555 | 179.1483 | 0.077329 | -178.7431 | 178.8964
Line4_2_6 | 0.0064128 | 0.014672 | 0.012822 | 0.0064128 | 0.014672 | 0.012822 | 0.001481 | 0.0033883 | 0.0029612 | 0.001481 | 0.0033883 | 0.0029612 | -0.00048001 | -0.0011343 | 0.00088478 | 0.0004808 | 0.0011384 | -0.00088163 | -0.0008686 | -3.1851e-05 | -0.00044533 | 0.00086943 | 3.6158e-05 | 0.00044861 | 119.0037 | -0.35169 | -154.3863 | -60.9963 | 179.6483 | 25.6137 |  | 0.67011 | 0.33489 | 0.33451 | 0.67085 | 0.33615 | 0.33406 | 0.077422 | -178.7432 | 178.8968 | 0.060481 | -178.5325 | 178.6445
Line5_6_7 | 0.0064128 | 0.014672 | 0.012822 | 0.0064128 | 0.014672 | 0.012822 | 0.001481 | 0.0033883 | 0.0029612 | 0.001481 | 0.0033883 | 0.0029612 | -0.0004808 | -0.0011384 | 0.00088163 | 0.00048159 | 0.0011425 | -0.00087847 | -0.00086943 | -3.6159e-05 | -0.00044861 | 0.00087025 | 4.0465e-05 | 0.0004519 | 119.0037 | -0.35174 | -154.3864 | -60.9963 | 179.6483 | 25.6136 |  | 0.67085 | 0.33615 | 0.33406 | 0.6716 | 0.33741 | 0.33362 | 0.060481 | -178.5325 | 178.6445 | 0.043578 | -178.3233 | 178.3915
Line6_7_8 | 0 | 0 | 0 | 0 | 0 | 0 | 0 | 0 | 0 | 0 | 0 | 0 | -2.4262e-09 | -6.9733e-10 | -6.9833e-10 | 2.4262e-09 | 6.9713e-10 | 6.9858e-10 | -5.3431e-11 | 3.1826e-09 | -3.1016e-09 | 3.7494e-11 | -3.1746e-09 | 3.1095e-09 | 0 | 0 | 0 | 0 | 0 | 0 |  | 0.6716 | 0.33741 | 0.33362 | 0.6716 | 0.33741 | 0.33362 | 0.043578 | -178.3233 | 178.3915 | 0.043578 | -178.3233 | 178.3915
Line7_8_9 | 0 | 0 | 0 | 0 | 0 | 0 | 0 | 0 | 0 | 0 | 0 | 0 | -8.0874e-10 | -2.3244e-10 | -2.3278e-10 | 8.087e-10 | 2.3224e-10 | 2.3303e-10 | -1.781e-11 | 1.0609e-09 | -1.0339e-09 | 1.8729e-12 | -1.0529e-09 | 1.0418e-09 | 0 | 0 | 0 | 0 | 0 | 0 |  | 0.6716 | 0.33741 | 0.33362 | 0.6716 | 0.33741 | 0.33362 | 0.043578 | -178.3233 | 178.3915 | 0.043578 | -178.3233 | 178.3915
Line8_8_10 | 0 | 0 | 0 | 0 | 0 | 0 | 0 | 0 | 0 | 0 | 0 | 0 | -8.0874e-10 | -2.3244e-10 | -2.3278e-10 | 8.087e-10 | 2.3224e-10 | 2.3303e-10 | -1.781e-11 | 1.0609e-09 | -1.0339e-09 | 1.8728e-12 | -1.0529e-09 | 1.0418e-09 | 0 | 0 | 0 | 0 | 0 | 0 |  | 0.6716 | 0.33741 | 0.33362 | 0.6716 | 0.33741 | 0.33362 | 0.043578 | -178.3233 | 178.3915 | 0.043578 | -178.3233 | 178.3915
Line9_3_11 | 0.0063849 | 0.014623 | 0.012782 | 0.0063849 | 0.014623 | 0.012782 | 0.0014745 | 0.0033771 | 0.002952 | 0.0014745 | 0.0033771 | 0.002952 | -0.00047943 | -0.0011305 | 0.00088135 | 0.00048021 | 0.0011347 | -0.00087821 | -0.00086398 | -2.9354e-05 | -0.00044535 | 0.0008648 | 3.3632e-05 | 0.00044862 | 119.1037 | -0.23073 | -154.2946 | -60.8963 | 179.7693 | 25.7054 |  | 0.67011 | 0.33488 | 0.33451 | 0.67085 | 0.33613 | 0.33407 | 0.077607 | -178.7434 | 178.8974 | 0.06085 | -178.533 | 178.6458

## LLG_min_fault_6
name | pf_ikss_a_from_ka | pf_ikss_b_from_ka | pf_ikss_c_from_ka | pf_ikss_a_to_ka | pf_ikss_b_to_ka | pf_ikss_c_to_ka | pf_skss_a_from_mw | pf_skss_b_from_mw | pf_skss_c_from_mw | pf_skss_a_to_mw | pf_skss_b_to_mw | pf_skss_c_to_mw | pf_p_a_from_mw | pf_p_b_from_mw | pf_p_c_from_mw | pf_p_a_to_mw | pf_p_b_to_mw | pf_p_c_to_mw | pf_q_a_from_mvar | pf_q_b_from_mvar | pf_q_c_from_mvar | pf_q_a_to_mvar | pf_q_b_to_mvar | pf_q_c_to_mvar | pf_ikss_a_from_degree | pf_ikss_b_from_degree | pf_ikss_c_from_degree | pf_ikss_a_to_degree | pf_ikss_b_to_degree | pf_ikss_c_to_degree | 3xI0 | pf_vm_a_from_pu | pf_vm_b_from_pu | pf_vm_c_from_pu | pf_vm_a_to_pu | pf_vm_b_to_pu | pf_vm_c_to_pu | pf_va_a_from_degree | pf_va_b_from_degree | pf_va_c_from_degree | pf_va_a_to_degree | pf_va_b_to_degree | pf_va_c_to_degree
Line0_1_2 | 0.00011181 | 0.00025583 | 0.00022358 | 0.00011181 | 0.00025583 | 0.00022358 | 2.5822e-05 | 5.9082e-05 | 5.1633e-05 | 2.5822e-05 | 5.9082e-05 | 5.1633e-05 | -2.3812e-05 | -5.4731e-05 | -2.8873e-05 | 2.3812e-05 | 5.4733e-05 | 2.8874e-05 | -9.6845e-06 | -2.0953e-05 | -4.1907e-05 | 9.6848e-06 | 2.0955e-05 | 4.1908e-05 | 157.6617 | 38.3054 | -115.7308 | -22.3383 | -141.6946 | 64.2692 |  | 0.99549 | 0.99192 | 0.9856 | 0.9955 | 0.99195 | 0.98563 | -0.2064 | -120.7458 | 119.7032 | -0.20608 | -120.745 | 119.703
Line10_11_12 | 0.00011133 | 0.00025499 | 0.00022289 | 0.00011133 | 0.00025499 | 0.00022289 | 2.571e-05 | 5.8887e-05 | 5.1473e-05 | 2.571e-05 | 5.8887e-05 | 5.1473e-05 | -2.3726e-05 | -5.4596e-05 | -2.8852e-05 | 2.3726e-05 | 5.4598e-05 | 2.8853e-05 | -9.6015e-06 | -2.0771e-05 | -4.1733e-05 | 9.6017e-06 | 2.0773e-05 | 4.1734e-05 | 157.7616 | 38.4262 | -115.6392 | -22.2384 | -141.5738 | 64.3608 |  | 0.99552 | 0.99198 | 0.98566 | 0.99553 | 0.99201 | 0.98568 | -0.20577 | -120.7442 | 119.7027 | -0.20545 | -120.7435 | 119.7025
Line11_12_13 | 0.00011133 | 0.00025499 | 0.00022289 | 0.00011133 | 0.00025499 | 0.00022289 | 2.571e-05 | 5.8887e-05 | 5.1473e-05 | 2.571e-05 | 5.8887e-05 | 5.1473e-05 | -2.3726e-05 | -5.4598e-05 | -2.8853e-05 | 2.3726e-05 | 5.4599e-05 | 2.8854e-05 | -9.6017e-06 | -2.0773e-05 | -4.1734e-05 | 9.602e-06 | 2.0774e-05 | 4.1735e-05 | 157.7616 | 38.4262 | -115.6393 | -22.2384 | -141.5739 | 64.3607 |  | 0.99553 | 0.99201 | 0.98568 | 0.99554 | 0.99203 | 0.98571 | -0.20545 | -120.7435 | 119.7025 | -0.20514 | -120.7427 | 119.7022
Line12_13_15 | 0 | 0 | 0 | 0 | 0 | 0 | 0 | 0 | 0 | 0 | 0 | 0 | -4.9534e-11 | -8.6433e-11 | -1.536e-10 | 4.9274e-11 | 8.6291e-11 | 1.54e-10 | 3.8251e-11 | 1.4261e-10 | 5.6155e-11 | -3.857e-11 | -1.4222e-10 | -5.622e-11 | 0 | 0 | 0 | 0 | 0 | 0 |  | 0.99554 | 0.99203 | 0.98571 | 0.99554 | 0.99203 | 0.98571 | -0.20514 | -120.7427 | 119.7022 | -0.20514 | -120.7427 | 119.7022
Line13_13_14 | 0.00011133 | 0.00025499 | 0.00022289 | 0.00011133 | 0.00025499 | 0.00022289 | 2.571e-05 | 5.8886e-05 | 5.1473e-05 | 2.571e-05 | 5.8886e-05 | 5.1473e-05 | -2.3726e-05 | -5.4599e-05 | -2.8854e-05 | 2.3726e-05 | 5.46e-05 | 2.8855e-05 | -9.602e-06 | -2.0774e-05 | -4.1735e-05 | 9.6023e-06 | 2.0776e-05 | 4.1736e-05 | 157.7614 | 38.4259 | -115.6395 | -22.2386 | -141.5741 | 64.3605 |  | 0.99554 | 0.99203 | 0.98571 | 0.99555 | 0.99206 | 0.98574 | -0.20514 | -120.7427 | 119.7022 | -0.20482 | -120.742 | 119.702
Line14_15_16 | 0 | 0 | 0 | 0 | 0 | 0 | 0 | 0 | 0 | 0 | 0 | 0 | -3.3023e-11 | -5.7622e-11 | -1.024e-10 | 3.2763e-11 | 5.748e-11 | 1.028e-10 | 2.55e-11 | 9.5071e-11 | 3.7436e-11 | -2.582e-11 | -9.4687e-11 | -3.7502e-11 | 0 | 0 | 0 | 0 | 0 | 0 |  | 0.99554 | 0.99203 | 0.98571 | 0.99554 | 0.99203 | 0.98571 | -0.20514 | -120.7427 | 119.7022 | -0.20514 | -120.7427 | 119.7022
Line15_16_17 | 0 | 0 | 0 | 0 | 0 | 0 | 0 | 0 | 0 | 0 | 0 | 0 | -1.6511e-11 | -2.8811e-11 | -5.1201e-11 | 1.6252e-11 | 2.8669e-11 | 5.1603e-11 | 1.275e-11 | 4.7536e-11 | 1.8718e-11 | -1.3069e-11 | -4.7151e-11 | -1.8783e-11 | 0 | 0 | 0 | 0 | 0 | 0 |  | 0.99554 | 0.99203 | 0.98571 | 0.99554 | 0.99203 | 0.98571 | -0.20514 | -120.7427 | 119.7022 | -0.20514 | -120.7427 | 119.7022
Line16_4_18 | 0 | 0 | 0 | 0 | 0 | 0 | 0 | 0 | 0 | 0 | 0 | 0 | -1.6643e-11 | -2.911e-11 | -5.1481e-11 | 1.6384e-11 | 2.8965e-11 | 5.1885e-11 | 1.2808e-11 | 4.7677e-11 | 1.8671e-11 | -1.3129e-11 | -4.7292e-11 | -1.8735e-11 | 0 | 0 | 0 | 0 | 0 | 0 |  | 0.9955 | 0.99195 | 0.98563 | 0.9955 | 0.99195 | 0.98563 | -0.20608 | -120.745 | 119.703 | -0.20608 | -120.745 | 119.703
Line17_5_19 | 0.00011206 | 0.00025626 | 0.00022393 | 0.00011206 | 0.00025626 | 0.00022393 | 2.5879e-05 | 5.918e-05 | 5.1714e-05 | 2.5879e-05 | 5.918e-05 | 5.1714e-05 | -2.3856e-05 | -5.4801e-05 | -2.8885e-05 | 2.3856e-05 | 5.4802e-05 | 2.8886e-05 | -9.727e-06 | -2.1048e-05 | -4.1996e-05 | 9.7272e-06 | 2.1049e-05 | 4.1997e-05 | 157.6112 | 38.2444 | -115.7771 | -22.3888 | -141.7556 | 64.2229 |  | 0.9955 | 0.99195 | 0.98563 | 0.99552 | 0.99198 | 0.98566 | -0.20608 | -120.745 | 119.703 | -0.20577 | -120.7442 | 119.7027
Line1_1_3 | 0.00011133 | 0.00025499 | 0.00022289 | 0.00011133 | 0.00025499 | 0.00022289 | 2.571e-05 | 5.8887e-05 | 5.1473e-05 | 2.571e-05 | 5.8887e-05 | 5.1473e-05 | -2.3725e-05 | -5.4594e-05 | -2.885e-05 | 2.3725e-05 | 5.4595e-05 | 2.8851e-05 | -9.6009e-06 | -2.0769e-05 | -4.1731e-05 | 9.6012e-06 | 2.077e-05 | 4.1732e-05 | 157.7617 | 38.4263 | -115.6391 | -22.2383 | -141.5737 | 64.3609 |  | 0.99549 | 0.99192 | 0.9856 | 0.9955 | 0.99195 | 0.98563 | -0.2064 | -120.7458 | 119.7032 | -0.20608 | -120.745 | 119.703
Line2_1_4 | 0.00011231 | 0.00025669 | 0.00022428 | 0.00011231 | 0.00025669 | 0.00022428 | 2.5936e-05 | 5.9279e-05 | 5.1794e-05 | 2.5936e-05 | 5.9279e-05 | 5.1794e-05 | -2.3899e-05 | -5.4869e-05 | -2.8895e-05 | 2.39e-05 | 5.487e-05 | 2.8896e-05 | -9.7692e-06 | -2.114e-05 | -4.2084e-05 | 9.7694e-06 | 2.1141e-05 | 4.2085e-05 | 157.5607 | 38.1835 | -115.8232 | -22.4393 | -141.8165 | 64.1768 |  | 0.99549 | 0.99192 | 0.9856 | 0.9955 | 0.99195 | 0.98563 | -0.2064 | -120.7458 | 119.7032 | -0.20608 | -120.745 | 119.703
Line3_1_5 | 0.00011206 | 0.00025626 | 0.00022393 | 0.00011206 | 0.00025626 | 0.00022393 | 2.5879e-05 | 5.918e-05 | 5.1714e-05 | 2.5879e-05 | 5.918e-05 | 5.1714e-05 | -2.3856e-05 | -5.48e-05 | -2.8884e-05 | 2.3856e-05 | 5.4801e-05 | 2.8885e-05 | -9.7267e-06 | -2.1046e-05 | -4.1995e-05 | 9.727e-06 | 2.1048e-05 | 4.1996e-05 | 157.6112 | 38.2444 | -115.777 | -22.3888 | -141.7556 | 64.223 |  | 0.99549 | 0.99192 | 0.9856 | 0.9955 | 0.99195 | 0.98563 | -0.2064 | -120.7458 | 119.7032 | -0.20608 | -120.745 | 119.703
Line4_2_6 | 0.00011181 | 0.00025583 | 0.00022358 | 0.00011181 | 0.00025583 | 0.00022358 | 2.5822e-05 | 5.9082e-05 | 5.1633e-05 | 2.5822e-05 | 5.9082e-05 | 5.1633e-05 | -2.3812e-05 | -5.4732e-05 | -2.8874e-05 | 2.3813e-05 | 5.4734e-05 | 2.8875e-05 | -9.6848e-06 | -2.0955e-05 | -4.1908e-05 | 9.685e-06 | 2.0956e-05 | 4.1909e-05 | 157.6617 | 38.3053 | -115.7309 | -22.3383 | -141.6947 | 64.2691 |  | 0.9955 | 0.99195 | 0.98563 | 0.99552 | 0.99198 | 0.98566 | -0.20608 | -120.745 | 119.703 | -0.20577 | -120.7442 | 119.7027
Line5_6_7 | 0.00011181 | 0.00025583 | 0.00022358 | 0.00011181 | 0.00025583 | 0.00022358 | 2.5822e-05 | 5.9082e-05 | 5.1633e-05 | 2.5822e-05 | 5.9082e-05 | 5.1633e-05 | -2.3812e-05 | -5.4734e-05 | -2.8875e-05 | 2.3813e-05 | 5.4735e-05 | 2.8876e-05 | -9.685e-06 | -2.0956e-05 | -4.1909e-05 | 9.6853e-06 | 2.0957e-05 | 4.191e-05 | 157.6616 | 38.3052 | -115.7309 | -22.3384 | -141.6948 | 64.2691 |  | 0.99552 | 0.99198 | 0.98566 | 0.99553 | 0.99201 | 0.98568 | -0.20577 | -120.7442 | 119.7027 | -0.20545 | -120.7435 | 119.7025
Line6_7_8 | 0 | 0 | 0 | 0 | 0 | 0 | 0 | 0 | 0 | 0 | 0 | 0 | -4.9664e-11 | -8.6729e-11 | -1.5388e-10 | 4.9405e-11 | 8.6586e-11 | 1.5428e-10 | 3.8308e-11 | 1.4275e-10 | 5.6109e-11 | -3.8628e-11 | -1.4236e-10 | -5.6174e-11 | 0 | 0 | 0 | 0 | 0 | 0 |  | 0.99553 | 0.99201 | 0.98568 | 0.99553 | 0.99201 | 0.98568 | -0.20545 | -120.7435 | 119.7025 | -0.20545 | -120.7435 | 119.7025
Line7_8_9 | 0 | 0 | 0 | 0 | 0 | 0 | 0 | 0 | 0 | 0 | 0 | 0 | -1.6555e-11 | -2.891e-11 | -5.1294e-11 | 1.6295e-11 | 2.8766e-11 | 5.1696e-11 | 1.2769e-11 | 4.7583e-11 | 1.8703e-11 | -1.3089e-11 | -4.7198e-11 | -1.8768e-11 | 0 | 0 | 0 | 0 | 0 | 0 |  | 0.99553 | 0.99201 | 0.98568 | 0.99553 | 0.99201 | 0.98568 | -0.20545 | -120.7435 | 119.7025 | -0.20545 | -120.7435 | 119.7025
Line8_8_10 | 0 | 0 | 0 | 0 | 0 | 0 | 0 | 0 | 0 | 0 | 0 | 0 | -1.6555e-11 | -2.891e-11 | -5.1294e-11 | 1.6295e-11 | 2.8766e-11 | 5.1696e-11 | 1.2769e-11 | 4.7583e-11 | 1.8703e-11 | -1.3089e-11 | -4.7198e-11 | -1.8768e-11 | 0 | 0 | 0 | 0 | 0 | 0 |  | 0.99553 | 0.99201 | 0.98568 | 0.99553 | 0.99201 | 0.98568 | -0.20545 | -120.7435 | 119.7025 | -0.20545 | -120.7435 | 119.7025
Line9_3_11 | 0.00011133 | 0.00025499 | 0.00022289 | 0.00011133 | 0.00025499 | 0.00022289 | 2.571e-05 | 5.8887e-05 | 5.1473e-05 | 2.571e-05 | 5.8887e-05 | 5.1473e-05 | -2.3725e-05 | -5.4595e-05 | -2.8851e-05 | 2.3726e-05 | 5.4596e-05 | 2.8852e-05 | -9.6012e-06 | -2.077e-05 | -4.1732e-05 | 9.6014e-06 | 2.0771e-05 | 4.1733e-05 | 157.7617 | 38.4263 | -115.6392 | -22.2383 | -141.5737 | 64.3608 |  | 0.9955 | 0.99195 | 0.98563 | 0.99552 | 0.99198 | 0.98566 | -0.20608 | -120.745 | 119.703 | -0.20577 | -120.7442 | 119.7027

## LLG_min_fault_10
name | pf_ikss_a_from_ka | pf_ikss_b_from_ka | pf_ikss_c_from_ka | pf_ikss_a_to_ka | pf_ikss_b_to_ka | pf_ikss_c_to_ka | pf_skss_a_from_mw | pf_skss_b_from_mw | pf_skss_c_from_mw | pf_skss_a_to_mw | pf_skss_b_to_mw | pf_skss_c_to_mw | pf_p_a_from_mw | pf_p_b_from_mw | pf_p_c_from_mw | pf_p_a_to_mw | pf_p_b_to_mw | pf_p_c_to_mw | pf_q_a_from_mvar | pf_q_b_from_mvar | pf_q_c_from_mvar | pf_q_a_to_mvar | pf_q_b_to_mvar | pf_q_c_to_mvar | pf_ikss_a_from_degree | pf_ikss_b_from_degree | pf_ikss_c_from_degree | pf_ikss_a_to_degree | pf_ikss_b_to_degree | pf_ikss_c_to_degree | 3xI0 | pf_vm_a_from_pu | pf_vm_b_from_pu | pf_vm_c_from_pu | pf_vm_a_to_pu | pf_vm_b_to_pu | pf_vm_c_to_pu | pf_va_a_from_degree | pf_va_b_from_degree | pf_va_c_from_degree | pf_va_a_to_degree | pf_va_b_to_degree | pf_va_c_to_degree
Line0_1_2 | 0.00011181 | 0.00025583 | 0.00022358 | 0.00011181 | 0.00025583 | 0.00022358 | 2.5822e-05 | 5.9082e-05 | 5.1633e-05 | 2.5822e-05 | 5.9082e-05 | 5.1633e-05 | -2.3812e-05 | -5.4731e-05 | -2.8873e-05 | 2.3812e-05 | 5.4733e-05 | 2.8874e-05 | -9.6845e-06 | -2.0953e-05 | -4.1907e-05 | 9.6848e-06 | 2.0955e-05 | 4.1908e-05 | 157.6617 | 38.3054 | -115.7308 | -22.3383 | -141.6946 | 64.2692 |  | 0.99549 | 0.99192 | 0.9856 | 0.9955 | 0.99195 | 0.98563 | -0.2064 | -120.7458 | 119.7032 | -0.20608 | -120.745 | 119.703
Line10_11_12 | 0.00011133 | 0.00025499 | 0.00022289 | 0.00011133 | 0.00025499 | 0.00022289 | 2.571e-05 | 5.8887e-05 | 5.1473e-05 | 2.571e-05 | 5.8887e-05 | 5.1473e-05 | -2.3726e-05 | -5.4596e-05 | -2.8852e-05 | 2.3726e-05 | 5.4598e-05 | 2.8853e-05 | -9.6015e-06 | -2.0771e-05 | -4.1733e-05 | 9.6017e-06 | 2.0773e-05 | 4.1734e-05 | 157.7616 | 38.4262 | -115.6392 | -22.2384 | -141.5738 | 64.3608 |  | 0.99552 | 0.99198 | 0.98566 | 0.99553 | 0.99201 | 0.98568 | -0.20577 | -120.7442 | 119.7027 | -0.20545 | -120.7435 | 119.7025
Line11_12_13 | 0.00011133 | 0.00025499 | 0.00022289 | 0.00011133 | 0.00025499 | 0.00022289 | 2.571e-05 | 5.8887e-05 | 5.1473e-05 | 2.571e-05 | 5.8887e-05 | 5.1473e-05 | -2.3726e-05 | -5.4598e-05 | -2.8853e-05 | 2.3726e-05 | 5.4599e-05 | 2.8854e-05 | -9.6017e-06 | -2.0773e-05 | -4.1734e-05 | 9.602e-06 | 2.0774e-05 | 4.1735e-05 | 157.7616 | 38.4262 | -115.6393 | -22.2384 | -141.5739 | 64.3607 |  | 0.99553 | 0.99201 | 0.98568 | 0.99554 | 0.99203 | 0.98571 | -0.20545 | -120.7435 | 119.7025 | -0.20514 | -120.7427 | 119.7022
Line12_13_15 | 0 | 0 | 0 | 0 | 0 | 0 | 0 | 0 | 0 | 0 | 0 | 0 | -4.9534e-11 | -8.6433e-11 | -1.536e-10 | 4.9274e-11 | 8.6291e-11 | 1.54e-10 | 3.8251e-11 | 1.4261e-10 | 5.6155e-11 | -3.857e-11 | -1.4222e-10 | -5.622e-11 | 0 | 0 | 0 | 0 | 0 | 0 |  | 0.99554 | 0.99203 | 0.98571 | 0.99554 | 0.99203 | 0.98571 | -0.20514 | -120.7427 | 119.7022 | -0.20514 | -120.7427 | 119.7022
Line13_13_14 | 0.00011133 | 0.00025499 | 0.00022289 | 0.00011133 | 0.00025499 | 0.00022289 | 2.571e-05 | 5.8886e-05 | 5.1473e-05 | 2.571e-05 | 5.8886e-05 | 5.1473e-05 | -2.3726e-05 | -5.4599e-05 | -2.8854e-05 | 2.3726e-05 | 5.46e-05 | 2.8855e-05 | -9.602e-06 | -2.0774e-05 | -4.1735e-05 | 9.6023e-06 | 2.0776e-05 | 4.1736e-05 | 157.7614 | 38.4259 | -115.6395 | -22.2386 | -141.5741 | 64.3605 |  | 0.99554 | 0.99203 | 0.98571 | 0.99555 | 0.99206 | 0.98574 | -0.20514 | -120.7427 | 119.7022 | -0.20482 | -120.742 | 119.702
Line14_15_16 | 0 | 0 | 0 | 0 | 0 | 0 | 0 | 0 | 0 | 0 | 0 | 0 | -3.3023e-11 | -5.7622e-11 | -1.024e-10 | 3.2763e-11 | 5.748e-11 | 1.028e-10 | 2.55e-11 | 9.5071e-11 | 3.7436e-11 | -2.582e-11 | -9.4687e-11 | -3.7502e-11 | 0 | 0 | 0 | 0 | 0 | 0 |  | 0.99554 | 0.99203 | 0.98571 | 0.99554 | 0.99203 | 0.98571 | -0.20514 | -120.7427 | 119.7022 | -0.20514 | -120.7427 | 119.7022
Line15_16_17 | 0 | 0 | 0 | 0 | 0 | 0 | 0 | 0 | 0 | 0 | 0 | 0 | -1.6511e-11 | -2.8811e-11 | -5.1201e-11 | 1.6252e-11 | 2.8669e-11 | 5.1603e-11 | 1.275e-11 | 4.7536e-11 | 1.8718e-11 | -1.3069e-11 | -4.7151e-11 | -1.8783e-11 | 0 | 0 | 0 | 0 | 0 | 0 |  | 0.99554 | 0.99203 | 0.98571 | 0.99554 | 0.99203 | 0.98571 | -0.20514 | -120.7427 | 119.7022 | -0.20514 | -120.7427 | 119.7022
Line16_4_18 | 0 | 0 | 0 | 0 | 0 | 0 | 0 | 0 | 0 | 0 | 0 | 0 | -1.6643e-11 | -2.911e-11 | -5.1481e-11 | 1.6384e-11 | 2.8965e-11 | 5.1885e-11 | 1.2808e-11 | 4.7677e-11 | 1.8671e-11 | -1.3129e-11 | -4.7292e-11 | -1.8735e-11 | 0 | 0 | 0 | 0 | 0 | 0 |  | 0.9955 | 0.99195 | 0.98563 | 0.9955 | 0.99195 | 0.98563 | -0.20608 | -120.745 | 119.703 | -0.20608 | -120.745 | 119.703
Line17_5_19 | 0.00011206 | 0.00025626 | 0.00022393 | 0.00011206 | 0.00025626 | 0.00022393 | 2.5879e-05 | 5.918e-05 | 5.1714e-05 | 2.5879e-05 | 5.918e-05 | 5.1714e-05 | -2.3856e-05 | -5.4801e-05 | -2.8885e-05 | 2.3856e-05 | 5.4802e-05 | 2.8886e-05 | -9.727e-06 | -2.1048e-05 | -4.1996e-05 | 9.7272e-06 | 2.1049e-05 | 4.1997e-05 | 157.6112 | 38.2444 | -115.7771 | -22.3888 | -141.7556 | 64.2229 |  | 0.9955 | 0.99195 | 0.98563 | 0.99552 | 0.99198 | 0.98566 | -0.20608 | -120.745 | 119.703 | -0.20577 | -120.7442 | 119.7027
Line1_1_3 | 0.00011133 | 0.00025499 | 0.00022289 | 0.00011133 | 0.00025499 | 0.00022289 | 2.571e-05 | 5.8887e-05 | 5.1473e-05 | 2.571e-05 | 5.8887e-05 | 5.1473e-05 | -2.3725e-05 | -5.4594e-05 | -2.885e-05 | 2.3725e-05 | 5.4595e-05 | 2.8851e-05 | -9.6009e-06 | -2.0769e-05 | -4.1731e-05 | 9.6012e-06 | 2.077e-05 | 4.1732e-05 | 157.7617 | 38.4263 | -115.6391 | -22.2383 | -141.5737 | 64.3609 |  | 0.99549 | 0.99192 | 0.9856 | 0.9955 | 0.99195 | 0.98563 | -0.2064 | -120.7458 | 119.7032 | -0.20608 | -120.745 | 119.703
Line2_1_4 | 0.00011231 | 0.00025669 | 0.00022428 | 0.00011231 | 0.00025669 | 0.00022428 | 2.5936e-05 | 5.9279e-05 | 5.1794e-05 | 2.5936e-05 | 5.9279e-05 | 5.1794e-05 | -2.3899e-05 | -5.4869e-05 | -2.8895e-05 | 2.39e-05 | 5.487e-05 | 2.8896e-05 | -9.7692e-06 | -2.114e-05 | -4.2084e-05 | 9.7694e-06 | 2.1141e-05 | 4.2085e-05 | 157.5607 | 38.1835 | -115.8232 | -22.4393 | -141.8165 | 64.1768 |  | 0.99549 | 0.99192 | 0.9856 | 0.9955 | 0.99195 | 0.98563 | -0.2064 | -120.7458 | 119.7032 | -0.20608 | -120.745 | 119.703
Line3_1_5 | 0.00011206 | 0.00025626 | 0.00022393 | 0.00011206 | 0.00025626 | 0.00022393 | 2.5879e-05 | 5.918e-05 | 5.1714e-05 | 2.5879e-05 | 5.918e-05 | 5.1714e-05 | -2.3856e-05 | -5.48e-05 | -2.8884e-05 | 2.3856e-05 | 5.4801e-05 | 2.8885e-05 | -9.7267e-06 | -2.1046e-05 | -4.1995e-05 | 9.727e-06 | 2.1048e-05 | 4.1996e-05 | 157.6112 | 38.2444 | -115.777 | -22.3888 | -141.7556 | 64.223 |  | 0.99549 | 0.99192 | 0.9856 | 0.9955 | 0.99195 | 0.98563 | -0.2064 | -120.7458 | 119.7032 | -0.20608 | -120.745 | 119.703
Line4_2_6 | 0.00011181 | 0.00025583 | 0.00022358 | 0.00011181 | 0.00025583 | 0.00022358 | 2.5822e-05 | 5.9082e-05 | 5.1633e-05 | 2.5822e-05 | 5.9082e-05 | 5.1633e-05 | -2.3812e-05 | -5.4732e-05 | -2.8874e-05 | 2.3813e-05 | 5.4734e-05 | 2.8875e-05 | -9.6848e-06 | -2.0955e-05 | -4.1908e-05 | 9.685e-06 | 2.0956e-05 | 4.1909e-05 | 157.6617 | 38.3053 | -115.7309 | -22.3383 | -141.6947 | 64.2691 |  | 0.9955 | 0.99195 | 0.98563 | 0.99552 | 0.99198 | 0.98566 | -0.20608 | -120.745 | 119.703 | -0.20577 | -120.7442 | 119.7027
Line5_6_7 | 0.00011181 | 0.00025583 | 0.00022358 | 0.00011181 | 0.00025583 | 0.00022358 | 2.5822e-05 | 5.9082e-05 | 5.1633e-05 | 2.5822e-05 | 5.9082e-05 | 5.1633e-05 | -2.3812e-05 | -5.4734e-05 | -2.8875e-05 | 2.3813e-05 | 5.4735e-05 | 2.8876e-05 | -9.685e-06 | -2.0956e-05 | -4.1909e-05 | 9.6853e-06 | 2.0957e-05 | 4.191e-05 | 157.6616 | 38.3052 | -115.7309 | -22.3384 | -141.6948 | 64.2691 |  | 0.99552 | 0.99198 | 0.98566 | 0.99553 | 0.99201 | 0.98568 | -0.20577 | -120.7442 | 119.7027 | -0.20545 | -120.7435 | 119.7025
Line6_7_8 | 0 | 0 | 0 | 0 | 0 | 0 | 0 | 0 | 0 | 0 | 0 | 0 | -4.9664e-11 | -8.6729e-11 | -1.5388e-10 | 4.9405e-11 | 8.6586e-11 | 1.5428e-10 | 3.8308e-11 | 1.4275e-10 | 5.6109e-11 | -3.8628e-11 | -1.4236e-10 | -5.6174e-11 | 0 | 0 | 0 | 0 | 0 | 0 |  | 0.99553 | 0.99201 | 0.98568 | 0.99553 | 0.99201 | 0.98568 | -0.20545 | -120.7435 | 119.7025 | -0.20545 | -120.7435 | 119.7025
Line7_8_9 | 0 | 0 | 0 | 0 | 0 | 0 | 0 | 0 | 0 | 0 | 0 | 0 | -1.6555e-11 | -2.891e-11 | -5.1294e-11 | 1.6295e-11 | 2.8766e-11 | 5.1696e-11 | 1.2769e-11 | 4.7583e-11 | 1.8703e-11 | -1.3089e-11 | -4.7198e-11 | -1.8768e-11 | 0 | 0 | 0 | 0 | 0 | 0 |  | 0.99553 | 0.99201 | 0.98568 | 0.99553 | 0.99201 | 0.98568 | -0.20545 | -120.7435 | 119.7025 | -0.20545 | -120.7435 | 119.7025
Line8_8_10 | 0 | 0 | 0 | 0 | 0 | 0 | 0 | 0 | 0 | 0 | 0 | 0 | -1.6555e-11 | -2.891e-11 | -5.1294e-11 | 1.6295e-11 | 2.8766e-11 | 5.1696e-11 | 1.2769e-11 | 4.7583e-11 | 1.8703e-11 | -1.3089e-11 | -4.7198e-11 | -1.8768e-11 | 0 | 0 | 0 | 0 | 0 | 0 |  | 0.99553 | 0.99201 | 0.98568 | 0.99553 | 0.99201 | 0.98568 | -0.20545 | -120.7435 | 119.7025 | -0.20545 | -120.7435 | 119.7025
Line9_3_11 | 0.00011133 | 0.00025499 | 0.00022289 | 0.00011133 | 0.00025499 | 0.00022289 | 2.571e-05 | 5.8887e-05 | 5.1473e-05 | 2.571e-05 | 5.8887e-05 | 5.1473e-05 | -2.3725e-05 | -5.4595e-05 | -2.8851e-05 | 2.3726e-05 | 5.4596e-05 | 2.8852e-05 | -9.6012e-06 | -2.077e-05 | -4.1732e-05 | 9.6014e-06 | 2.0771e-05 | 4.1733e-05 | 157.7617 | 38.4263 | -115.6392 | -22.2383 | -141.5737 | 64.3608 |  | 0.9955 | 0.99195 | 0.98563 | 0.99552 | 0.99198 | 0.98566 | -0.20608 | -120.745 | 119.703 | -0.20577 | -120.7442 | 119.7027