## LLL_max_6
name | pf_ikss_from_ka | pf_ikss_to_ka | pf_ip_from_ka | pf_ip_to_ka | pf_skss_from_mw | pf_skss_to_mw | pf_p_from_mw | pf_p_to_mw | pf_q_from_mvar | pf_q_to_mvar | pf_ikss_from_degree | pf_ikss_to_degree | pf_vm_from_pu | pf_vm_to_pu | pf_va_from_degree | pf_va_to_degree
Line0_1_2 | 0.31228 | 0.31228 | 0 | 0 | 0.21635 | 0.21635 | -0.079373 | 0.082298 | -0.14972 | 0.15557 | 112.3076 | -67.6924 | 0.78323 | 0.81346 | -5.6229 | -5.5721
Line10_11_12 | 0.2776 | 0.2776 | 0 | 0 | 0.19233 | 0.19233 | -0.076336 | 0.078648 | -0.14172 | 0.14634 | 112.8061 | -67.1939 | 0.83696 | 0.86383 | -5.5032 | -5.4489
Line11_12_13 | 0.2776 | 0.2776 | 0 | 0 | 0.19233 | 0.19233 | -0.078648 | 0.08096 | -0.14634 | 0.15096 | 112.8061 | -67.1939 | 0.86383 | 0.89069 | -5.4489 | -5.3979
Line12_13_15 | 0 | 0 | 0 | 0 | 0 | 0 | 0 | 0 | 0 | 0 | 0 | 0 | 0.89069 | 0.89069 | -5.3979 | -5.3979
Line13_13_14 | 0.2776 | 0.2776 | 0 | 0 | 0.19233 | 0.19233 | -0.08096 | 0.083272 | -0.15096 | 0.15559 | 112.8061 | -67.1939 | 0.89069 | 0.91756 | -5.3979 | -5.3499
Line14_15_16 | 0 | 0 | 0 | 0 | 0 | 0 | 0 | 0 | 0 | 0 | 0 | 0 | 0.89069 | 0.89069 | -5.3979 | -5.3979
Line15_16_17 | 0 | 0 | 0 | 0 | 0 | 0 | 0 | 0 | 0 | 0 | 0 | 0 | 0.89069 | 0.89069 | -5.3979 | -5.3979
Line16_4_18 | 4.3777 | 4.3777 | 0 | 8.1703 | 3.033 | 3.033 | 0.57494 | -1e-07 | 1.1499 | -1e-07 | -69.1517 | 110.8483 | 0.42387 | 0 | -5.7167 | 0
Line17_5_19 | 0.33304 | 0.33304 | 0 | 0 | 0.23074 | 0.23074 | -0.087145 | 0.090473 | -0.16676 | 0.17342 | 112.0096 | -67.9904 | 0.81547 | 0.84771 | -5.5806 | -5.5416
Line1_1_3 | 0.2776 | 0.2776 | 0 | 0 | 0.19233 | 0.19233 | -0.071713 | 0.074024 | -0.13247 | 0.13709 | 112.8061 | -67.1939 | 0.78323 | 0.81009 | -5.6229 | -5.561
Line2_1_4 | 3.7114 | 3.7114 | 0 | 0 | 2.5713 | 2.5713 | 0.90415 | -0.49091 | 1.7996 | -0.97311 | -68.9471 | 111.0529 | 0.78323 | 0.42387 | -5.6229 | -5.7167
Line3_1_5 | 0.33304 | 0.33304 | 0 | 0 | 0.23074 | 0.23074 | -0.083818 | 0.087145 | -0.16011 | 0.16676 | 112.0096 | -67.9904 | 0.78323 | 0.81547 | -5.6229 | -5.5806
Line4_2_6 | 0.31228 | 0.31228 | 0 | 0 | 0.21635 | 0.21635 | -0.082298 | 0.085224 | -0.15557 | 0.16142 | 112.3076 | -67.6924 | 0.81346 | 0.84369 | -5.5721 | -5.525
Line5_6_7 | 0.31228 | 0.31228 | 0 | 0 | 0.21635 | 0.21635 | -0.085224 | 0.08815 | -0.16142 | 0.16727 | 112.3076 | -67.6924 | 0.84369 | 0.87392 | -5.525 | -5.4811
Line6_7_8 | 0 | 0 | 0 | 0 | 0 | 0 | 0 | 0 | 0 | 0 | 0 | 0 | 0.87392 | 0.87392 | -5.4811 | -5.4811
Line7_8_9 | 0 | 0 | 0 | 0 | 0 | 0 | 0 | 0 | 0 | 0 | 0 | 0 | 0.87392 | 0.87392 | -5.4811 | -5.4811
Line8_8_10 | 0 | 0 | 0 | 0 | 0 | 0 | 0 | 0 | 0 | 0 | 0 | 0 | 0.87392 | 0.87392 | -5.4811 | -5.4811
Line9_3_11 | 0.2776 | 0.2776 | 0 | 0 | 0.19233 | 0.19233 | -0.074024 | 0.076336 | -0.13709 | 0.14172 | 112.8061 | -67.1939 | 0.81009 | 0.83696 | -5.561 | -5.5032

## LLL_max_10
name | pf_ikss_from_ka | pf_ikss_to_ka | pf_ip_from_ka | pf_ip_to_ka | pf_skss_from_mw | pf_skss_to_mw | pf_p_from_mw | pf_p_to_mw | pf_q_from_mvar | pf_q_to_mvar | pf_ikss_from_degree | pf_ikss_to_degree | pf_vm_from_pu | pf_vm_to_pu | pf_va_from_degree | pf_va_to_degree
Line0_1_2 | 0.32184 | 0.32184 | 0 | 0 | 0.22297 | 0.22297 | -0.085258 | 0.088366 | -0.15914 | 0.16535 | 112.3717 | -67.6283 | 0.80969 | 0.84084 | -5.8083 | -5.7484
Line10_11_12 | 0.2873 | 0.2873 | 0 | 0 | 0.19904 | 0.19904 | -0.082283 | 0.084759 | -0.1513 | 0.15626 | 112.8657 | -67.1343 | 0.86529 | 0.89309 | -5.6727 | -5.6112
Line11_12_13 | 0.2873 | 0.2873 | 0 | 0 | 0.19904 | 0.19904 | -0.084759 | 0.087235 | -0.15626 | 0.16121 | 112.8657 | -67.1343 | 0.89309 | 0.92089 | -5.6112 | -5.5535
Line12_13_15 | 0 | 0 | 0 | 0 | 0 | 0 | 0 | 0 | 0 | 0 | 0 | 0 | 0.92089 | 0.92089 | -5.5535 | -5.5535
Line13_13_14 | 0.2873 | 0.2873 | 0 | 0 | 0.19904 | 0.19904 | -0.087235 | 0.089711 | -0.16121 | 0.16616 | 112.8657 | -67.1343 | 0.92089 | 0.94869 | -5.5535 | -5.4991
Line14_15_16 | 0 | 0 | 0 | 0 | 0 | 0 | 0 | 0 | 0 | 0 | 0 | 0 | 0.92089 | 0.92089 | -5.5535 | -5.5535
Line15_16_17 | 0 | 0 | 0 | 0 | 0 | 0 | 0 | 0 | 0 | 0 | 0 | 0 | 0.92089 | 0.92089 | -5.5535 | -5.5535
Line16_4_18 | 4.5169 | 4.5169 | 0 | 8.4512 | 3.1294 | 3.1294 | 0.61208 | -1e-07 | 1.2242 | -1e-07 | -69.3234 | 110.6766 | 0.43735 | 0 | -5.8885 | 0
Line17_5_19 | 0.34237 | 0.34237 | 0 | 0 | 0.2372 | 0.2372 | -0.093347 | 0.096863 | -0.17679 | 0.18382 | 112.0783 | -67.9217 | 0.84283 | 0.87597 | -5.7563 | -5.7082
Line1_1_3 | 0.2873 | 0.2873 | 0 | 0 | 0.19904 | 0.19904 | -0.07733 | 0.079807 | -0.1414 | 0.14635 | 112.8657 | -67.1343 | 0.80969 | 0.83749 | -5.8083 | -5.7382
Line2_1_4 | 3.8455 | 3.8455 | 0 | 0 | 2.6642 | 2.6642 | 0.9679 | -0.52426 | 1.9279 | -1.0406 | -69.149 | 110.851 | 0.80969 | 0.43735 | -5.8083 | -5.8885
Line3_1_5 | 0.34237 | 0.34237 | 0 | 0 | 0.2372 | 0.2372 | -0.08983 | 0.093347 | -0.16976 | 0.17679 | 112.0783 | -67.9217 | 0.80969 | 0.84283 | -5.8083 | -5.7563
Line4_2_6 | 0.32184 | 0.32184 | 0 | 0 | 0.22297 | 0.22297 | -0.088366 | 0.091473 | -0.16535 | 0.17157 | 112.3717 | -67.6283 | 0.84084 | 0.87199 | -5.7484 | -5.6929
Line5_6_7 | 0.32184 | 0.32184 | 0 | 0 | 0.22297 | 0.22297 | -0.091473 | 0.09458 | -0.17157 | 0.17778 | 112.3717 | -67.6283 | 0.87199 | 0.90314 | -5.6929 | -5.6411
Line6_7_8 | 0 | 0 | 0 | 0 | 0 | 0 | 0 | 0 | 0 | 0 | 0 | 0 | 0.90314 | 0.90314 | -5.6411 | -5.6411
Line7_8_9 | 0 | 0 | 0 | 0 | 0 | 0 | 0 | 0 | 0 | 0 | 0 | 0 | 0.90314 | 0.90314 | -5.6411 | -5.6411
Line8_8_10 | 0 | 0 | 0 | 0 | 0 | 0 | 0 | 0 | 0 | 0 | 0 | 0 | 0.90314 | 0.90314 | -5.6411 | -5.6411
Line9_3_11 | 0.2873 | 0.2873 | 0 | 0 | 0.19904 | 0.19904 | -0.079807 | 0.082283 | -0.14635 | 0.1513 | 112.8657 | -67.1343 | 0.83749 | 0.86529 | -5.7382 | -5.6727

## LLL_max_fault_6
name | pf_ikss_from_ka | pf_ikss_to_ka | pf_ip_from_ka | pf_ip_to_ka | pf_skss_from_mw | pf_skss_to_mw | pf_p_from_mw | pf_p_to_mw | pf_q_from_mvar | pf_q_to_mvar | pf_ikss_from_degree | pf_ikss_to_degree | pf_vm_from_pu | pf_vm_to_pu | pf_va_from_degree | pf_va_to_degree
Line0_1_2 | 0.11397 | 0.11397 | 0 | 0 | 0.07896 | 0.07896 | -0.0059285 | 0.0063182 | -0.086184 | 0.086964 | 93.9501 | -86.0499 | 1.0941 | 1.1043 | 0.015028 | -0.20528
Line10_11_12 | 0.10161 | 0.10161 | 0 | 0 | 0.070395 | 0.070395 | -0.0056221 | 0.0059318 | -0.078093 | 0.078713 | 93.7393 | -86.2607 | 1.1122 | 1.1213 | -0.37842 | -0.57036
Line11_12_13 | 0.10161 | 0.10161 | 0 | 0 | 0.070395 | 0.070395 | -0.0059318 | 0.0062416 | -0.078713 | 0.079332 | 93.7393 | -86.2607 | 1.1213 | 1.1304 | -0.57036 | -0.75921
Line12_13_15 | 0 | 0 | 0 | 0 | 0 | 0 | 0 | 0 | 0 | 0 | 0 | 0 | 1.1304 | 1.1304 | -0.75921 | -0.75921
Line13_13_14 | 0.10161 | 0.10161 | 0 | 0 | 0.070395 | 0.070395 | -0.0062416 | 0.0065513 | -0.079332 | 0.079952 | 93.7393 | -86.2607 | 1.1304 | 1.1396 | -0.75921 | -0.94504
Line14_15_16 | 0 | 0 | 0 | 0 | 0 | 0 | 0 | 0 | 0 | 0 | 0 | 0 | 1.1304 | 1.1304 | -0.75921 | -0.75921
Line15_16_17 | 0 | 0 | 0 | 0 | 0 | 0 | 0 | 0 | 0 | 0 | 0 | 0 | 1.1304 | 1.1304 | -0.75921 | -0.75921
Line16_4_18 | 0.035928 | 0.035928 | 0 | 0.067053 | 0.024892 | 0.024892 | 0.019401 | -0.019362 | 0.01944 | -0.019362 | -45.1924 | 134.8076 | 1.1034 | 1.1001 | -0.13527 | -0.19239
Line17_5_19 | 0.12134 | 0.12134 | 0 | 0 | 0.084068 | 0.084068 | -0.0069566 | 0.0073983 | -0.092629 | 0.093513 | 94.0768 | -85.9232 | 1.1049 | 1.1158 | -0.21815 | -0.44678
Line1_1_3 | 0.10161 | 0.10161 | 0 | 0 | 0.070395 | 0.070395 | -0.0050027 | 0.0053124 | -0.076855 | 0.077474 | 93.7393 | -86.2607 | 1.0941 | 1.1031 | 0.015028 | -0.18332
Line2_1_4 | 0.10052 | 0.10052 | 0 | 0 | 0.069642 | 0.069642 | -0.012267 | 0.01257 | -0.0752 | 0.075806 | 99.2797 | -80.7203 | 1.0941 | 1.1034 | 0.015028 | -0.13527
Line3_1_5 | 0.12134 | 0.12134 | 0 | 0 | 0.084068 | 0.084068 | -0.0065149 | 0.0069566 | -0.091746 | 0.092629 | 94.0768 | -85.9232 | 1.0941 | 1.1049 | 0.015028 | -0.21815
Line4_2_6 | 0.11397 | 0.11397 | 0 | 0 | 0.07896 | 0.07896 | -0.0063182 | 0.0067078 | -0.086964 | 0.087743 | 93.9501 | -86.0499 | 1.1043 | 1.1145 | -0.20528 | -0.42156
Line5_6_7 | 0.11397 | 0.11397 | 0 | 0 | 0.07896 | 0.07896 | -0.0067078 | 0.0070975 | -0.087743 | 0.088522 | 93.9501 | -86.0499 | 1.1145 | 1.1247 | -0.42156 | -0.6339
Line6_7_8 | 0 | 0 | 0 | 0 | 0 | 0 | 0 | 0 | 0 | 0 | 0 | 0 | 1.1247 | 1.1247 | -0.6339 | -0.6339
Line7_8_9 | 0 | 0 | 0 | 0 | 0 | 0 | 0 | 0 | 0 | 0 | 0 | 0 | 1.1247 | 1.1247 | -0.6339 | -0.6339
Line8_8_10 | 0 | 0 | 0 | 0 | 0 | 0 | 0 | 0 | 0 | 0 | 0 | 0 | 1.1247 | 1.1247 | -0.6339 | -0.6339
Line9_3_11 | 0.10161 | 0.10161 | 0 | 0 | 0.070395 | 0.070395 | -0.0053124 | 0.0056221 | -0.077474 | 0.078093 | 93.7393 | -86.2607 | 1.1031 | 1.1122 | -0.18332 | -0.37842

## LLL_max_fault_10
name | pf_ikss_from_ka | pf_ikss_to_ka | pf_ip_from_ka | pf_ip_to_ka | pf_skss_from_mw | pf_skss_to_mw | pf_p_from_mw | pf_p_to_mw | pf_q_from_mvar | pf_q_to_mvar | pf_ikss_from_degree | pf_ikss_to_degree | pf_vm_from_pu | pf_vm_to_pu | pf_va_from_degree | pf_va_to_degree
Line0_1_2 | 0.1148 | 0.1148 | 0 | 0 | 0.079537 | 0.079537 | -0.0063918 | 0.0067872 | -0.090952 | 0.091743 | 94.0292 | -85.9708 | 1.1463 | 1.1566 | 0.0092367 | -0.20189
Line10_11_12 | 0.10277 | 0.10277 | 0 | 0 | 0.071199 | 0.071199 | -0.0060616 | 0.0063785 | -0.082705 | 0.083338 | 93.8225 | -86.1775 | 1.1647 | 1.1739 | -0.36938 | -0.55423
Line11_12_13 | 0.10277 | 0.10277 | 0 | 0 | 0.071199 | 0.071199 | -0.0063785 | 0.0066953 | -0.083338 | 0.083972 | 93.8225 | -86.1775 | 1.1739 | 1.1831 | -0.55423 | -0.73621
Line12_13_15 | 0 | 0 | 0 | 0 | 0 | 0 | 0 | 0 | 0 | 0 | 0 | 0 | 1.1831 | 1.1831 | -0.73621 | -0.73621
Line13_13_14 | 0.10277 | 0.10277 | 0 | 0 | 0.071199 | 0.071199 | -0.0066953 | 0.0070121 | -0.083972 | 0.084606 | 93.8225 | -86.1775 | 1.1831 | 1.1924 | -0.73621 | -0.91537
Line14_15_16 | 0 | 0 | 0 | 0 | 0 | 0 | 0 | 0 | 0 | 0 | 0 | 0 | 1.1831 | 1.1831 | -0.73621 | -0.73621
Line15_16_17 | 0 | 0 | 0 | 0 | 0 | 0 | 0 | 0 | 0 | 0 | 0 | 0 | 1.1831 | 1.1831 | -0.73621 | -0.73621
Line16_4_18 | 0.037626 | 0.037626 | 0 | 0.070397 | 0.026068 | 0.026068 | 0.021278 | -0.021235 | 0.02132 | -0.021235 | -45.1966 | 134.8034 | 1.1555 | 1.152 | -0.13946 | -0.19658
Line17_5_19 | 0.12193 | 0.12193 | 0 | 0 | 0.084477 | 0.084477 | -0.0074429 | 0.0078889 | -0.097479 | 0.098371 | 94.1526 | -85.8474 | 1.1573 | 1.1682 | -0.21371 | -0.43249
Line1_1_3 | 0.10277 | 0.10277 | 0 | 0 | 0.071199 | 0.071199 | -0.005428 | 0.0057448 | -0.081437 | 0.082071 | 93.8225 | -86.1775 | 1.1463 | 1.1555 | 0.0092367 | -0.18158
Line2_1_4 | 0.099526 | 0.099526 | 0 | 0 | 0.068953 | 0.068953 | -0.011594 | 0.011891 | -0.078189 | 0.078783 | 98.4438 | -81.5562 | 1.1463 | 1.1555 | 0.0092367 | -0.13946
Line3_1_5 | 0.12193 | 0.12193 | 0 | 0 | 0.084477 | 0.084477 | -0.0069969 | 0.0074429 | -0.096586 | 0.097479 | 94.1526 | -85.8474 | 1.1463 | 1.1573 | 0.0092367 | -0.21371
Line4_2_6 | 0.1148 | 0.1148 | 0 | 0 | 0.079537 | 0.079537 | -0.0067872 | 0.0071826 | -0.091743 | 0.092533 | 94.0292 | -85.9708 | 1.1566 | 1.1669 | -0.20189 | -0.40929
Line5_6_7 | 0.1148 | 0.1148 | 0 | 0 | 0.079537 | 0.079537 | -0.0071826 | 0.0075779 | -0.092533 | 0.093324 | 94.0292 | -85.9708 | 1.1669 | 1.1772 | -0.40929 | -0.61306
Line6_7_8 | 0 | 0 | 0 | 0 | 0 | 0 | 0 | 0 | 0 | 0 | 0 | 0 | 1.1772 | 1.1772 | -0.61306 | -0.61306
Line7_8_9 | 0 | 0 | 0 | 0 | 0 | 0 | 0 | 0 | 0 | 0 | 0 | 0 | 1.1772 | 1.1772 | -0.61306 | -0.61306
Line8_8_10 | 0 | 0 | 0 | 0 | 0 | 0 | 0 | 0 | 0 | 0 | 0 | 0 | 1.1772 | 1.1772 | -0.61306 | -0.61306
Line9_3_11 | 0.10277 | 0.10277 | 0 | 0 | 0.071199 | 0.071199 | -0.0057448 | 0.0060616 | -0.082071 | 0.082705 | 93.8225 | -86.1775 | 1.1555 | 1.1647 | -0.18158 | -0.36938

## LLL_min_6
name | pf_ikss_from_ka | pf_ikss_to_ka | pf_ip_from_ka | pf_ip_to_ka | pf_skss_from_mw | pf_skss_to_mw | pf_p_from_mw | pf_p_to_mw | pf_q_from_mvar | pf_q_to_mvar | pf_ikss_from_degree | pf_ikss_to_degree | pf_vm_from_pu | pf_vm_to_pu | pf_va_from_degree | pf_va_to_degree
Line0_1_2 | 0.0049415 | 0.0049415 | 0 | 0 | 0.0034236 | 0.0034236 | -0.0019727 | 0.0019741 | -0.0013381 | 0.0013395 | 134.3179 | -45.6821 | 0.69625 | 0.69683 | -11.533 | -11.5229
Line10_11_12 | 0.0049243 | 0.0049243 | 0 | 0 | 0.0034116 | 0.0034116 | -0.0019709 | 0.0019723 | -0.0013328 | 0.0013343 | 134.4197 | -45.5803 | 0.6974 | 0.69798 | -11.5126 | -11.5024
Line11_12_13 | 0.0049243 | 0.0049243 | 0 | 0 | 0.0034116 | 0.0034116 | -0.0019723 | 0.0019737 | -0.0013343 | 0.0013357 | 134.4197 | -45.5803 | 0.69798 | 0.69856 | -11.5024 | -11.4923
Line12_13_15 | 0 | 0 | 0 | 0 | 0 | 0 | 0 | 0 | 0 | 0 | 0 | 0 | 0.69856 | 0.69856 | -11.4923 | -11.4923
Line13_13_14 | 0.0049243 | 0.0049243 | 0 | 0 | 0.0034116 | 0.0034116 | -0.0019737 | 0.0019751 | -0.0013357 | 0.0013372 | 134.4195 | -45.5805 | 0.69856 | 0.69914 | -11.4923 | -11.4821
Line14_15_16 | 0 | 0 | 0 | 0 | 0 | 0 | 0 | 0 | 0 | 0 | 0 | 0 | 0.69856 | 0.69856 | -11.4923 | -11.4923
Line15_16_17 | 0 | 0 | 0 | 0 | 0 | 0 | 0 | 0 | 0 | 0 | 0 | 0 | 0.69856 | 0.69856 | -11.4923 | -11.4923
Line16_4_18 | 2.9048 | 2.9048 | 0 | 4.7961 | 2.0125 | 2.0125 | 0.48602 | -1e-07 | 0.50627 | -1e-07 | -57.7178 | 122.2822 | 0.34872 | 0 | -11.5486 | 0
Line17_5_19 | 0.0049502 | 0.0049502 | 0 | 0 | 0.0034296 | 0.0034296 | -0.0019763 | 0.0019777 | -0.0013437 | 0.0013451 | 134.2665 | -45.7335 | 0.69683 | 0.69741 | -11.5229 | -11.5128
Line1_1_3 | 0.0049243 | 0.0049243 | 0 | 0 | 0.0034116 | 0.0034116 | -0.0019681 | 0.0019695 | -0.0013299 | 0.0013313 | 134.4198 | -45.5802 | 0.69625 | 0.69682 | -11.533 | -11.5228
Line2_1_4 | 2.8948 | 2.8948 | 0 | 0 | 2.0056 | 2.0056 | 0.96732 | -0.48463 | 1.0071 | -0.50427 | -57.6865 | 122.3135 | 0.69625 | 0.34872 | -11.533 | -11.5486
Line3_1_5 | 0.0049502 | 0.0049502 | 0 | 0 | 0.0034296 | 0.0034296 | -0.0019749 | 0.0019763 | -0.0013422 | 0.0013437 | 134.2665 | -45.7335 | 0.69625 | 0.69683 | -11.533 | -11.5229
Line4_2_6 | 0.0049415 | 0.0049415 | 0 | 0 | 0.0034236 | 0.0034236 | -0.0019741 | 0.0019755 | -0.0013395 | 0.001341 | 134.3179 | -45.6821 | 0.69683 | 0.69741 | -11.5229 | -11.5127
Line5_6_7 | 0.0049415 | 0.0049415 | 0 | 0 | 0.0034236 | 0.0034236 | -0.0019755 | 0.0019769 | -0.001341 | 0.0013425 | 134.3178 | -45.6822 | 0.69741 | 0.69799 | -11.5127 | -11.5026
Line6_7_8 | 0 | 0 | 0 | 0 | 0 | 0 | 0 | 0 | 0 | 0 | 0 | 0 | 0.69799 | 0.69799 | -11.5026 | -11.5026
Line7_8_9 | 0 | 0 | 0 | 0 | 0 | 0 | 0 | 0 | 0 | 0 | 0 | 0 | 0.69799 | 0.69799 | -11.5026 | -11.5026
Line8_8_10 | 0 | 0 | 0 | 0 | 0 | 0 | 0 | 0 | 0 | 0 | 0 | 0 | 0.69799 | 0.69799 | -11.5026 | -11.5026
Line9_3_11 | 0.0049243 | 0.0049243 | 0 | 0 | 0.0034116 | 0.0034116 | -0.0019695 | 0.0019709 | -0.0013313 | 0.0013328 | 134.4198 | -45.5802 | 0.69682 | 0.6974 | -11.5228 | -11.5126

## LLL_min_10
name | pf_ikss_from_ka | pf_ikss_to_ka | pf_ip_from_ka | pf_ip_to_ka | pf_skss_from_mw | pf_skss_to_mw | pf_p_from_mw | pf_p_to_mw | pf_q_from_mvar | pf_q_to_mvar | pf_ikss_from_degree | pf_ikss_to_degree | pf_vm_from_pu | pf_vm_to_pu | pf_va_from_degree | pf_va_to_degree
Line0_1_2 | 0.0046815 | 0.0046815 | 0 | 0 | 0.0032434 | 0.0032434 | -0.0017705 | 0.0017717 | -0.0012009 | 0.0012022 | 134.3179 | -45.6821 | 0.6596 | 0.66015 | -11.533 | -11.5229
Line10_11_12 | 0.0046651 | 0.0046651 | 0 | 0 | 0.0032321 | 0.0032321 | -0.0017689 | 0.0017702 | -0.0011962 | 0.0011975 | 134.4197 | -45.5803 | 0.6607 | 0.66124 | -11.5126 | -11.5024
Line11_12_13 | 0.0046651 | 0.0046651 | 0 | 0 | 0.0032321 | 0.0032321 | -0.0017702 | 0.0017714 | -0.0011975 | 0.0011988 | 134.4197 | -45.5803 | 0.66124 | 0.66179 | -11.5024 | -11.4923
Line12_13_15 | 0 | 0 | 0 | 0 | 0 | 0 | 0 | 0 | 0 | 0 | 0 | 0 | 0.66179 | 0.66179 | -11.4923 | -11.4923
Line13_13_14 | 0.0046651 | 0.0046651 | 0 | 0 | 0.0032321 | 0.0032321 | -0.0017714 | 0.0017727 | -0.0011988 | 0.0012001 | 134.4195 | -45.5805 | 0.66179 | 0.66234 | -11.4923 | -11.4821
Line14_15_16 | 0 | 0 | 0 | 0 | 0 | 0 | 0 | 0 | 0 | 0 | 0 | 0 | 0.66179 | 0.66179 | -11.4923 | -11.4923
Line15_16_17 | 0 | 0 | 0 | 0 | 0 | 0 | 0 | 0 | 0 | 0 | 0 | 0 | 0.66179 | 0.66179 | -11.4923 | -11.4923
Line16_4_18 | 2.7519 | 2.7519 | 0 | 4.5436 | 1.9066 | 1.9066 | 0.4362 | -1e-07 | 0.45438 | -1e-07 | -57.7178 | 122.2822 | 0.33037 | 0 | -11.5486 | 0
Line17_5_19 | 0.0046897 | 0.0046897 | 0 | 0 | 0.0032491 | 0.0032491 | -0.0017738 | 0.001775 | -0.0012059 | 0.0012073 | 134.2665 | -45.7335 | 0.66015 | 0.6607 | -11.5229 | -11.5128
Line1_1_3 | 0.0046651 | 0.0046651 | 0 | 0 | 0.0032321 | 0.0032321 | -0.0017664 | 0.0017677 | -0.0011936 | 0.0011949 | 134.4198 | -45.5802 | 0.6596 | 0.66015 | -11.533 | -11.5228
Line2_1_4 | 2.7425 | 2.7425 | 0 | 0 | 1.9 | 1.9 | 0.86818 | -0.43496 | 0.90386 | -0.45258 | -57.6865 | 122.3135 | 0.6596 | 0.33037 | -11.533 | -11.5486
Line3_1_5 | 0.0046897 | 0.0046897 | 0 | 0 | 0.0032491 | 0.0032491 | -0.0017725 | 0.0017738 | -0.0012046 | 0.0012059 | 134.2665 | -45.7335 | 0.6596 | 0.66015 | -11.533 | -11.5229
Line4_2_6 | 0.0046814 | 0.0046814 | 0 | 0 | 0.0032434 | 0.0032434 | -0.0017717 | 0.001773 | -0.0012022 | 0.0012036 | 134.3179 | -45.6821 | 0.66015 | 0.6607 | -11.5229 | -11.5127
Line5_6_7 | 0.0046814 | 0.0046814 | 0 | 0 | 0.0032434 | 0.0032434 | -0.001773 | 0.0017743 | -0.0012036 | 0.0012049 | 134.3178 | -45.6822 | 0.6607 | 0.66125 | -11.5127 | -11.5026
Line6_7_8 | 0 | 0 | 0 | 0 | 0 | 0 | 0 | 0 | 0 | 0 | 0 | 0 | 0.66125 | 0.66125 | -11.5026 | -11.5026
Line7_8_9 | 0 | 0 | 0 | 0 | 0 | 0 | 0 | 0 | 0 | 0 | 0 | 0 | 0.66125 | 0.66125 | -11.5026 | -11.5026
Line8_8_10 | 0 | 0 | 0 | 0 | 0 | 0 | 0 | 0 | 0 | 0 | 0 | 0 | 0.66125 | 0.66125 | -11.5026 | -11.5026
Line9_3_11 | 0.0046651 | 0.0046651 | 0 | 0 | 0.0032321 | 0.0032321 | -0.0017677 | 0.0017689 | -0.0011949 | 0.0011962 | 134.4198 | -45.5802 | 0.66015 | 0.6607 | -11.5228 | -11.5126

## LLL_min_fault_6
name | pf_ikss_from_ka | pf_ikss_to_ka | pf_ip_from_ka | pf_ip_to_ka | pf_skss_from_mw | pf_skss_to_mw | pf_p_from_mw | pf_p_to_mw | pf_q_from_mvar | pf_q_to_mvar | pf_ikss_from_degree | pf_ikss_to_degree | pf_vm_from_pu | pf_vm_to_pu | pf_va_from_degree | pf_va_to_degree
Line0_1_2 | 5.2237e-05 | 5.2237e-05 | 0 | 0 | 3.6191e-05 | 3.6191e-05 | -2.8769e-05 | 2.877e-05 | -1.8664e-05 | 1.8664e-05 | 146.9024 | -33.0976 | 0.94756 | 0.94757 | -0.12414 | -0.12405
Line10_11_12 | 5.2055e-05 | 5.2055e-05 | 0 | 0 | 3.6065e-05 | 3.6065e-05 | -2.8702e-05 | 2.8702e-05 | -1.8548e-05 | 1.8548e-05 | 147.0042 | -32.9958 | 0.94757 | 0.94758 | -0.12396 | -0.12388
Line11_12_13 | 5.2055e-05 | 5.2055e-05 | 0 | 0 | 3.6065e-05 | 3.6065e-05 | -2.8702e-05 | 2.8703e-05 | -1.8549e-05 | 1.8549e-05 | 147.0041 | -32.9959 | 0.94758 | 0.94758 | -0.12388 | -0.12379
Line12_13_15 | 0 | 0 | 0 | 0 | 0 | 0 | 0 | 0 | 0 | 0 | 0 | 0 | 0.94758 | 0.94758 | -0.12379 | -0.12379
Line13_13_14 | 5.2055e-05 | 5.2055e-05 | 0 | 0 | 3.6065e-05 | 3.6065e-05 | -2.8702e-05 | 2.8703e-05 | -1.8549e-05 | 1.8549e-05 | 147.0039 | -32.9961 | 0.94758 | 0.94759 | -0.12379 | -0.1237
Line14_15_16 | 0 | 0 | 0 | 0 | 0 | 0 | 0 | 0 | 0 | 0 | 0 | 0 | 0.94758 | 0.94758 | -0.12379 | -0.12379
Line15_16_17 | 0 | 0 | 0 | 0 | 0 | 0 | 0 | 0 | 0 | 0 | 0 | 0 | 0.94758 | 0.94758 | -0.12379 | -0.12379
Line16_4_18 | 0.030707 | 0.030707 | 0 | 0.0507 | 0.021274 | 0.021274 | 0.014198 | -0.014144 | 0.0142 | -0.014144 | -45.1333 | 134.8667 | 0.94389 | 0.9402 | -0.12877 | -0.13334
Line17_5_19 | 5.2329e-05 | 5.2329e-05 | 0 | 0 | 3.6255e-05 | 3.6255e-05 | -2.8803e-05 | 2.8803e-05 | -1.8723e-05 | 1.8723e-05 | 146.8509 | -33.1491 | 0.94757 | 0.94757 | -0.12405 | -0.12397
Line1_1_3 | 5.2055e-05 | 5.2055e-05 | 0 | 0 | 3.6065e-05 | 3.6065e-05 | -2.8702e-05 | 2.8702e-05 | -1.8548e-05 | 1.8548e-05 | 147.0043 | -32.9957 | 0.94756 | 0.94757 | -0.12414 | -0.12405
Line2_1_4 | 0.030602 | 0.030602 | 0 | 0 | 0.021201 | 0.021201 | 0.014211 | -0.014157 | 0.0142 | -0.014144 | -45.102 | 134.898 | 0.94756 | 0.94389 | -0.12414 | -0.12877
Line3_1_5 | 5.2329e-05 | 5.2329e-05 | 0 | 0 | 3.6255e-05 | 3.6255e-05 | -2.8803e-05 | 2.8803e-05 | -1.8723e-05 | 1.8723e-05 | 146.851 | -33.149 | 0.94756 | 0.94757 | -0.12414 | -0.12405
Line4_2_6 | 5.2237e-05 | 5.2237e-05 | 0 | 0 | 3.6191e-05 | 3.6191e-05 | -2.877e-05 | 2.877e-05 | -1.8664e-05 | 1.8665e-05 | 146.9023 | -33.0977 | 0.94757 | 0.94757 | -0.12405 | -0.12396
Line5_6_7 | 5.2237e-05 | 5.2237e-05 | 0 | 0 | 3.6191e-05 | 3.6191e-05 | -2.877e-05 | 2.877e-05 | -1.8665e-05 | 1.8665e-05 | 146.9022 | -33.0978 | 0.94757 | 0.94758 | -0.12396 | -0.12388
Line6_7_8 | 0 | 0 | 0 | 0 | 0 | 0 | 0 | 0 | 0 | 0 | 0 | 0 | 0.94758 | 0.94758 | -0.12388 | -0.12388
Line7_8_9 | 0 | 0 | 0 | 0 | 0 | 0 | 0 | 0 | 0 | 0 | 0 | 0 | 0.94758 | 0.94758 | -0.12388 | -0.12388
Line8_8_10 | 0 | 0 | 0 | 0 | 0 | 0 | 0 | 0 | 0 | 0 | 0 | 0 | 0.94758 | 0.94758 | -0.12388 | -0.12388
Line9_3_11 | 5.2055e-05 | 5.2055e-05 | 0 | 0 | 3.6065e-05 | 3.6065e-05 | -2.8702e-05 | 2.8702e-05 | -1.8548e-05 | 1.8548e-05 | 147.0042 | -32.9958 | 0.94757 | 0.94757 | -0.12405 | -0.12396

## LLL_min_fault_10
name | pf_ikss_from_ka | pf_ikss_to_ka | pf_ip_from_ka | pf_ip_to_ka | pf_skss_from_mw | pf_skss_to_mw | pf_p_from_mw | pf_p_to_mw | pf_q_from_mvar | pf_q_to_mvar | pf_ikss_from_degree | pf_ikss_to_degree | pf_vm_from_pu | pf_vm_to_pu | pf_va_from_degree | pf_va_to_degree
Line0_1_2 | 4.9488e-05 | 4.9488e-05 | 0 | 0 | 3.4286e-05 | 3.4286e-05 | -2.5821e-05 | 2.5821e-05 | -1.6751e-05 | 1.6751e-05 | 146.9024 | -33.0976 | 0.89769 | 0.89769 | -0.12414 | -0.12405
Line10_11_12 | 4.9315e-05 | 4.9315e-05 | 0 | 0 | 3.4167e-05 | 3.4167e-05 | -2.576e-05 | 2.5761e-05 | -1.6647e-05 | 1.6647e-05 | 147.0042 | -32.9958 | 0.8977 | 0.89771 | -0.12396 | -0.12388
Line11_12_13 | 4.9315e-05 | 4.9315e-05 | 0 | 0 | 3.4167e-05 | 3.4167e-05 | -2.5761e-05 | 2.5761e-05 | -1.6647e-05 | 1.6648e-05 | 147.0041 | -32.9959 | 0.89771 | 0.89771 | -0.12388 | -0.12379
Line12_13_15 | 0 | 0 | 0 | 0 | 0 | 0 | 0 | 0 | 0 | 0 | 0 | 0 | 0.89771 | 0.89771 | -0.12379 | -0.12379
Line13_13_14 | 4.9315e-05 | 4.9315e-05 | 0 | 0 | 3.4167e-05 | 3.4167e-05 | -2.5761e-05 | 2.5761e-05 | -1.6648e-05 | 1.6648e-05 | 147.0039 | -32.9961 | 0.89771 | 0.89772 | -0.12379 | -0.1237
Line14_15_16 | 0 | 0 | 0 | 0 | 0 | 0 | 0 | 0 | 0 | 0 | 0 | 0 | 0.89771 | 0.89771 | -0.12379 | -0.12379
Line15_16_17 | 0 | 0 | 0 | 0 | 0 | 0 | 0 | 0 | 0 | 0 | 0 | 0 | 0.89771 | 0.89771 | -0.12379 | -0.12379
Line16_4_18 | 0.029091 | 0.029091 | 0 | 0.048031 | 0.020155 | 0.020155 | 0.012743 | -0.012694 | 0.012745 | -0.012694 | -45.1333 | 134.8667 | 0.89421 | 0.89072 | -0.12877 | -0.13334
Line17_5_19 | 4.9575e-05 | 4.9575e-05 | 0 | 0 | 3.4346e-05 | 3.4346e-05 | -2.5851e-05 | 2.5851e-05 | -1.6804e-05 | 1.6804e-05 | 146.8509 | -33.1491 | 0.89769 | 0.8977 | -0.12405 | -0.12397
Line1_1_3 | 4.9315e-05 | 4.9315e-05 | 0 | 0 | 3.4167e-05 | 3.4167e-05 | -2.576e-05 | 2.576e-05 | -1.6647e-05 | 1.6647e-05 | 147.0043 | -32.9957 | 0.89769 | 0.89769 | -0.12414 | -0.12405
Line2_1_4 | 0.028991 | 0.028991 | 0 | 0 | 0.020086 | 0.020086 | 0.012754 | -0.012706 | 0.012745 | -0.012694 | -45.102 | 134.898 | 0.89769 | 0.89421 | -0.12414 | -0.12877
Line3_1_5 | 4.9575e-05 | 4.9575e-05 | 0 | 0 | 3.4346e-05 | 3.4346e-05 | -2.5851e-05 | 2.5851e-05 | -1.6804e-05 | 1.6804e-05 | 146.851 | -33.149 | 0.89769 | 0.89769 | -0.12414 | -0.12405
Line4_2_6 | 4.9488e-05 | 4.9488e-05 | 0 | 0 | 3.4286e-05 | 3.4286e-05 | -2.5821e-05 | 2.5821e-05 | -1.6751e-05 | 1.6752e-05 | 146.9023 | -33.0977 | 0.89769 | 0.8977 | -0.12405 | -0.12396
Line5_6_7 | 4.9488e-05 | 4.9488e-05 | 0 | 0 | 3.4286e-05 | 3.4286e-05 | -2.5821e-05 | 2.5821e-05 | -1.6752e-05 | 1.6752e-05 | 146.9022 | -33.0978 | 0.8977 | 0.89771 | -0.12396 | -0.12388
Line6_7_8 | 0 | 0 | 0 | 0 | 0 | 0 | 0 | 0 | 0 | 0 | 0 | 0 | 0.89771 | 0.89771 | -0.12388 | -0.12388
Line7_8_9 | 0 | 0 | 0 | 0 | 0 | 0 | 0 | 0 | 0 | 0 | 0 | 0 | 0.89771 | 0.89771 | -0.12388 | -0.12388
Line8_8_10 | 0 | 0 | 0 | 0 | 0 | 0 | 0 | 0 | 0 | 0 | 0 | 0 | 0.89771 | 0.89771 | -0.12388 | -0.12388
Line9_3_11 | 4.9315e-05 | 4.9315e-05 | 0 | 0 | 3.4167e-05 | 3.4167e-05 | -2.576e-05 | 2.576e-05 | -1.6647e-05 | 1.6647e-05 | 147.0042 | -32.9958 | 0.89769 | 0.8977 | -0.12405 | -0.12396

## LL_max_6
name | pf_ikss_a_from_ka | pf_ikss_b_from_ka | pf_ikss_c_from_ka | pf_ikss_a_to_ka | pf_ikss_b_to_ka | pf_ikss_c_to_ka | pf_skss_a_from_mw | pf_skss_b_from_mw | pf_skss_c_from_mw | pf_skss_a_to_mw | pf_skss_b_to_mw | pf_skss_c_to_mw | pf_p_a_from_mw | pf_p_b_from_mw | pf_p_c_from_mw | pf_p_a_to_mw | pf_p_b_to_mw | pf_p_c_to_mw | pf_q_a_from_mvar | pf_q_b_from_mvar | pf_q_c_from_mvar | pf_q_a_to_mvar | pf_q_b_to_mvar | pf_q_c_to_mvar | pf_ikss_a_from_degree | pf_ikss_b_from_degree | pf_ikss_c_from_degree | pf_ikss_a_to_degree | pf_ikss_b_to_degree | pf_ikss_c_to_degree | pf_vm_a_from_pu | pf_vm_b_from_pu | pf_vm_c_from_pu | pf_vm_a_to_pu | pf_vm_b_to_pu | pf_vm_c_to_pu | pf_va_a_from_degree | pf_va_b_from_degree | pf_va_c_from_degree | pf_va_a_to_degree | pf_va_b_to_degree | pf_va_c_to_degree
Line0_1_2 | 0.11353 | 0.26694 | 0.27713 | 0.11353 | 0.26694 | 0.27713 | 0.02622 | 0.061647 | 0.064001 | 0.02622 | 0.061647 | 0.064001 | -0.0060999 | -0.042488 | 0.005077 | 0.0062288 | 0.0432 | -0.0043089 | -0.028138 | -0.037736 | -0.052213 | 0.028396 | 0.039161 | 0.053749 | 102.967 | 6.0085 | -149.9966 | -77.033 | -173.9915 | 30.0034 | 1.0981 | 0.9218 | 0.81966 | 1.1087 | 0.94584 | 0.8425 | 0.73522 | -132.3812 | 125.5572 | 0.59458 | -131.7991 | 124.5869
Line10_11_12 | 0.099923 | 0.2363 | 0.24938 | 0.099923 | 0.2363 | 0.24938 | 0.023076 | 0.054571 | 0.057592 | 0.023076 | 0.054571 | 0.057592 | -0.0049216 | -0.039337 | 0.002825 | 0.0050215 | 0.039896 | -0.0022031 | -0.025295 | -0.034938 | -0.049518 | 0.025495 | 0.036055 | 0.050762 | 101.4749 | 7.0658 | -149.3875 | -78.5251 | -172.9342 | 30.6125 | 1.1167 | 0.96412 | 0.8612 | 1.126 | 0.9854 | 0.88223 | 0.46447 | -131.3238 | 123.8777 | 0.33246 | -130.8292 | 123.0976
Line11_12_13 | 0.099923 | 0.2363 | 0.24938 | 0.099923 | 0.2363 | 0.24938 | 0.023076 | 0.054571 | 0.057592 | 0.023076 | 0.054571 | 0.057592 | -0.0050215 | -0.039896 | 0.0022031 | 0.0051213 | 0.040454 | -0.0015812 | -0.025495 | -0.036055 | -0.050762 | 0.025694 | 0.037172 | 0.052005 | 101.4749 | 7.0658 | -149.3875 | -78.5251 | -172.9342 | 30.6125 | 1.126 | 0.9854 | 0.88223 | 1.1354 | 1.0067 | 0.90341 | 0.33246 | -130.8292 | 123.0976 | 0.20262 | -130.3555 | 122.354
Line12_13_15 | 0 | 0 | 0 | 0 | 0 | 0 | 0 | 0 | 0 | 0 | 0 | 0 | 1.0662e-09 | -2.8962e-10 | -1.4479e-09 | -1.0662e-09 | 2.8962e-10 | 1.4479e-09 | -4.6374e-11 | 2.0902e-09 | -4.2858e-10 | 4.6374e-11 | -2.0902e-09 | 4.2858e-10 | 0 | 0 | 0 | 0 | 0 | 0 | 1.1354 | 1.0067 | 0.90341 | 1.1354 | 1.0067 | 0.90341 | 0.20262 | -130.3555 | 122.354 | 0.20262 | -130.3555 | 122.354
Line13_13_14 | 0.099923 | 0.2363 | 0.24938 | 0.099923 | 0.2363 | 0.24938 | 0.023076 | 0.054571 | 0.057592 | 0.023076 | 0.054571 | 0.057592 | -0.0051213 | -0.040454 | 0.0015812 | 0.0052211 | 0.041012 | -0.0009593 | -0.025694 | -0.037172 | -0.052005 | 0.025894 | 0.038288 | 0.053249 | 101.4749 | 7.0658 | -149.3875 | -78.5251 | -172.9342 | 30.6125 | 1.1354 | 1.0067 | 0.90341 | 1.1447 | 1.0282 | 0.92474 | 0.20262 | -130.3555 | 122.354 | 0.074895 | -129.9016 | 121.6446
Line14_15_16 | 0 | 0 | 0 | 0 | 0 | 0 | 0 | 0 | 0 | 0 | 0 | 0 | 7.1079e-10 | -1.9308e-10 | -9.6527e-10 | -7.1079e-10 | 1.9308e-10 | 9.6527e-10 | -3.0916e-11 | 1.3935e-09 | -2.8572e-10 | 3.0916e-11 | -1.3935e-09 | 2.8572e-10 | 0 | 0 | 0 | 0 | 0 | 0 | 1.1354 | 1.0067 | 0.90341 | 1.1354 | 1.0067 | 0.90341 | 0.20262 | -130.3555 | 122.354 | 0.20262 | -130.3555 | 122.354
Line15_16_17 | 0 | 0 | 0 | 0 | 0 | 0 | 0 | 0 | 0 | 0 | 0 | 0 | 3.5539e-10 | -9.654e-11 | -4.8264e-10 | -3.5539e-10 | 9.6541e-11 | 4.8264e-10 | -1.5458e-11 | 6.9673e-10 | -1.4286e-10 | 1.5458e-11 | -6.9673e-10 | 1.4286e-10 | 0 | 0 | 0 | 0 | 0 | 0 | 1.1354 | 1.0067 | 0.90341 | 1.1354 | 1.0067 | 0.90341 | 0.20262 | -130.3555 | 122.354 | 0.20262 | -130.3555 | 122.354
Line16_4_18 | 0 | 3.7716 | 3.7716 | 0 | 3.7716 | 3.7716 | 0 | 0.87101 | 0.87101 | 0 | 0.87101 | 0.87101 | 2.6364e-10 | 0.60096 | -0.31646 | -2.6364e-10 | -0.45871 | 0.45871 | -6.6497e-11 | 0.12599 | 0.443 | 6.6496e-11 | 0.15851 | -0.15851 | 0 | -160.0492 | 19.9508 | 0 | 19.9508 | -160.0492 | 1.1144 | 0.70495 | 0.62505 | 1.1144 | 0.5572 | 0.5572 | 0.88805 | -148.2089 | 145.4911 | 0.88805 | -179.1119 | -179.1119
Line17_5_19 | 0.12195 | 0.28528 | 0.2934 | 0.12195 | 0.28528 | 0.2934 | 0.028164 | 0.065882 | 0.067758 | 0.028164 | 0.065882 | 0.067758 | -0.0071346 | -0.045778 | 0.0048417 | 0.0072833 | 0.046592 | -0.0039809 | -0.030425 | -0.042448 | -0.056967 | 0.030722 | 0.044076 | 0.058688 | 103.7902 | 5.3841 | -150.3362 | -76.2098 | -174.6159 | 29.6638 | 1.1096 | 0.9476 | 0.84377 | 1.1211 | 0.97351 | 0.86813 | 0.59277 | -131.7772 | 124.5218 | 0.45324 | -131.2053 | 123.5443
Line1_1_3 | 0.099923 | 0.2363 | 0.24938 | 0.099923 | 0.2363 | 0.24938 | 0.023076 | 0.054571 | 0.057592 | 0.023076 | 0.054571 | 0.057592 | -0.0047219 | -0.038221 | 0.0040689 | 0.0048218 | 0.038779 | -0.0034469 | -0.024896 | -0.032705 | -0.04703 | 0.025095 | 0.033821 | 0.048274 | 101.4748 | 7.0658 | -149.3875 | -78.5252 | -172.9342 | 30.6125 | 1.0981 | 0.9218 | 0.81966 | 1.1074 | 0.94292 | 0.84034 | 0.73522 | -132.3812 | 125.5572 | 0.59871 | -131.8406 | 124.6967
Line2_1_4 | 0.17123 | 3.2049 | 3.2539 | 0.17123 | 3.2049 | 3.2539 | 0.039543 | 0.74015 | 0.75146 | 0.039543 | 0.74015 | 0.75146 | -0.026068 | 0.6176 | -0.16975 | 0.026361 | -0.51488 | 0.27563 | -0.034726 | 0.28993 | 0.59209 | 0.035313 | -0.084499 | -0.38033 | 127.6293 | -157.5288 | 19.5598 | -52.3707 | 22.4712 | -160.4402 | 1.0981 | 0.9218 | 0.81966 | 1.1144 | 0.70495 | 0.62505 | 0.73522 | -132.3812 | 125.5572 | 0.88805 | -148.2089 | 145.4911
Line3_1_5 | 0.12195 | 0.28528 | 0.2934 | 0.12195 | 0.28528 | 0.2934 | 0.028164 | 0.065882 | 0.067758 | 0.028164 | 0.065882 | 0.067758 | -0.0069858 | -0.044964 | 0.0057026 | 0.0071346 | 0.045778 | -0.0048417 | -0.030127 | -0.040821 | -0.055245 | 0.030425 | 0.042448 | 0.056967 | 103.7902 | 5.3841 | -150.3362 | -76.2098 | -174.6159 | 29.6638 | 1.0981 | 0.9218 | 0.81966 | 1.1096 | 0.9476 | 0.84377 | 0.73522 | -132.3812 | 125.5572 | 0.59277 | -131.7772 | 124.5218
Line4_2_6 | 0.11353 | 0.26694 | 0.27713 | 0.11353 | 0.26694 | 0.27713 | 0.02622 | 0.061647 | 0.064001 | 0.02622 | 0.061647 | 0.064001 | -0.0062288 | -0.0432 | 0.0043089 | 0.0063577 | 0.043913 | -0.0035409 | -0.028396 | -0.039161 | -0.053749 | 0.028653 | 0.040586 | 0.055285 | 102.967 | 6.0085 | -149.9966 | -77.033 | -173.9915 | 30.0034 | 1.1087 | 0.94584 | 0.8425 | 1.1194 | 0.96998 | 0.86558 | 0.59458 | -131.7991 | 124.5869 | 0.45663 | -131.246 | 123.6681
Line5_6_7 | 0.11353 | 0.26694 | 0.27713 | 0.11353 | 0.26694 | 0.27713 | 0.02622 | 0.061647 | 0.064001 | 0.02622 | 0.061647 | 0.064001 | -0.0063577 | -0.043913 | 0.0035409 | 0.0064866 | 0.044625 | -0.0027729 | -0.028653 | -0.040586 | -0.055285 | 0.028911 | 0.042011 | 0.056821 | 102.967 | 6.0085 | -149.9966 | -77.033 | -173.9915 | 30.0034 | 1.1194 | 0.96998 | 0.86558 | 1.1301 | 0.9942 | 0.88887 | 0.45663 | -131.246 | 123.6681 | 0.32128 | -130.7197 | 122.7972
Line6_7_8 | 0 | 0 | 0 | 0 | 0 | 0 | 0 | 0 | 0 | 0 | 0 | 0 | 9.9544e-10 | -4.0987e-10 | -1.5632e-09 | -9.9544e-10 | 4.0987e-10 | 1.5632e-09 | -7.3188e-11 | 2.1359e-09 | -5.0102e-10 | 7.3188e-11 | -2.1359e-09 | 5.0102e-10 | 0 | 0 | 0 | 0 | 0 | 0 | 1.1301 | 0.9942 | 0.88887 | 1.1301 | 0.9942 | 0.88887 | 0.32128 | -130.7197 | 122.7972 | 0.32128 | -130.7197 | 122.7972
Line7_8_9 | 0 | 0 | 0 | 0 | 0 | 0 | 0 | 0 | 0 | 0 | 0 | 0 | 3.3181e-10 | -1.3662e-10 | -5.2108e-10 | -3.3181e-10 | 1.3662e-10 | 5.2108e-10 | -2.4396e-11 | 7.1196e-10 | -1.6701e-10 | 2.4396e-11 | -7.1196e-10 | 1.6701e-10 | 0 | 0 | 0 | 0 | 0 | 0 | 1.1301 | 0.9942 | 0.88887 | 1.1301 | 0.9942 | 0.88887 | 0.32128 | -130.7197 | 122.7972 | 0.32128 | -130.7197 | 122.7972
Line8_8_10 | 0 | 0 | 0 | 0 | 0 | 0 | 0 | 0 | 0 | 0 | 0 | 0 | 3.3181e-10 | -1.3662e-10 | -5.2108e-10 | -3.3181e-10 | 1.3662e-10 | 5.2108e-10 | -2.4396e-11 | 7.1196e-10 | -1.6701e-10 | 2.4396e-11 | -7.1196e-10 | 1.6701e-10 | 0 | 0 | 0 | 0 | 0 | 0 | 1.1301 | 0.9942 | 0.88887 | 1.1301 | 0.9942 | 0.88887 | 0.32128 | -130.7197 | 122.7972 | 0.32128 | -130.7197 | 122.7972
Line9_3_11 | 0.099923 | 0.2363 | 0.24938 | 0.099923 | 0.2363 | 0.24938 | 0.023076 | 0.054571 | 0.057592 | 0.023076 | 0.054571 | 0.057592 | -0.0048218 | -0.038779 | 0.0034469 | 0.0049216 | 0.039337 | -0.002825 | -0.025095 | -0.033821 | -0.048274 | 0.025295 | 0.034938 | 0.049518 | 101.4748 | 7.0658 | -149.3875 | -78.5252 | -172.9342 | 30.6125 | 1.1074 | 0.94292 | 0.84034 | 1.1167 | 0.96412 | 0.8612 | 0.59871 | -131.8406 | 124.6967 | 0.46447 | -131.3238 | 123.8777

## LL_max_10
name | pf_ikss_a_from_ka | pf_ikss_b_from_ka | pf_ikss_c_from_ka | pf_ikss_a_to_ka | pf_ikss_b_to_ka | pf_ikss_c_to_ka | pf_skss_a_from_mw | pf_skss_b_from_mw | pf_skss_c_from_mw | pf_skss_a_to_mw | pf_skss_b_to_mw | pf_skss_c_to_mw | pf_p_a_from_mw | pf_p_b_from_mw | pf_p_c_from_mw | pf_p_a_to_mw | pf_p_b_to_mw | pf_p_c_to_mw | pf_q_a_from_mvar | pf_q_b_from_mvar | pf_q_c_from_mvar | pf_q_a_to_mvar | pf_q_b_to_mvar | pf_q_c_to_mvar | pf_ikss_a_from_degree | pf_ikss_b_from_degree | pf_ikss_c_from_degree | pf_ikss_a_to_degree | pf_ikss_b_to_degree | pf_ikss_c_to_degree | pf_vm_a_from_pu | pf_vm_b_from_pu | pf_vm_c_from_pu | pf_vm_a_to_pu | pf_vm_b_to_pu | pf_vm_c_to_pu | pf_va_a_from_degree | pf_va_b_from_degree | pf_va_c_from_degree | pf_va_a_to_degree | pf_va_b_to_degree | pf_va_c_to_degree
Line0_1_2 | 0.11463 | 0.27519 | 0.28453 | 0.11463 | 0.27519 | 0.28453 | 0.026472 | 0.063554 | 0.065709 | 0.026472 | 0.063554 | 0.065709 | -0.0066939 | -0.046088 | 0.0059101 | 0.0068253 | 0.046846 | -0.0051006 | -0.029718 | -0.039963 | -0.055537 | 0.029981 | 0.041477 | 0.057156 | 103.446 | 6.2376 | -150.2036 | -76.554 | -173.7624 | 29.7964 | 1.1507 | 0.95984 | 0.84998 | 1.1615 | 0.98451 | 0.8733 | 0.75217 | -132.8341 | 125.8708 | 0.62092 | -132.2405 | 124.8959
Line10_11_12 | 0.10124 | 0.2447 | 0.25706 | 0.10124 | 0.2447 | 0.25706 | 0.023381 | 0.056511 | 0.059366 | 0.023381 | 0.056511 | 0.059366 | -0.0054388 | -0.042821 | 0.0034932 | 0.0055413 | 0.04342 | -0.0028324 | -0.026801 | -0.037176 | -0.052873 | 0.027006 | 0.038373 | 0.054194 | 101.9695 | 7.2836 | -149.6046 | -78.0305 | -172.7164 | 30.3954 | 1.1696 | 1.0035 | 0.89256 | 1.1791 | 1.0254 | 0.91413 | 0.49798 | -131.7529 | 124.1753 | 0.37394 | -131.2468 | 123.3871
Line11_12_13 | 0.10124 | 0.2447 | 0.25706 | 0.10124 | 0.2447 | 0.25706 | 0.023381 | 0.056511 | 0.059366 | 0.023381 | 0.056511 | 0.059366 | -0.0055413 | -0.04342 | 0.0028324 | 0.0056438 | 0.044018 | -0.0021715 | -0.027006 | -0.038373 | -0.054194 | 0.027211 | 0.039571 | 0.055516 | 101.9695 | 7.2836 | -149.6046 | -78.0305 | -172.7164 | 30.3954 | 1.1791 | 1.0254 | 0.91413 | 1.1886 | 1.0474 | 0.93586 | 0.37394 | -131.2468 | 123.3871 | 0.25188 | -130.762 | 122.6354
Line12_13_15 | 0 | 0 | 0 | 0 | 0 | 0 | 0 | 0 | 0 | 0 | 0 | 0 | 1.1583e-09 | -3.8309e-10 | -1.6777e-09 | -1.1583e-09 | 3.8309e-10 | 1.6777e-09 | -6.3225e-11 | 2.3665e-09 | -5.2068e-10 | 6.3225e-11 | -2.3665e-09 | 5.2068e-10 | 0 | 0 | 0 | 0 | 0 | 0 | 1.1886 | 1.0474 | 0.93586 | 1.1886 | 1.0474 | 0.93586 | 0.25188 | -130.762 | 122.6354 | 0.25188 | -130.762 | 122.6354
Line13_13_14 | 0.10124 | 0.2447 | 0.25706 | 0.10124 | 0.2447 | 0.25706 | 0.023381 | 0.056511 | 0.059366 | 0.023381 | 0.056511 | 0.059366 | -0.0056438 | -0.044018 | 0.0021715 | 0.0057463 | 0.044617 | -0.0015107 | -0.027211 | -0.039571 | -0.055516 | 0.027416 | 0.040768 | 0.056837 | 101.9695 | 7.2836 | -149.6046 | -78.0305 | -172.7164 | 30.3954 | 1.1886 | 1.0474 | 0.93586 | 1.1981 | 1.0695 | 0.95775 | 0.25188 | -130.762 | 122.6354 | 0.13175 | -130.2972 | 121.918
Line14_15_16 | 0 | 0 | 0 | 0 | 0 | 0 | 0 | 0 | 0 | 0 | 0 | 0 | 7.722e-10 | -2.5539e-10 | -1.1185e-09 | -7.722e-10 | 2.5539e-10 | 1.1185e-09 | -4.215e-11 | 1.5777e-09 | -3.4712e-10 | 4.215e-11 | -1.5777e-09 | 3.4712e-10 | 0 | 0 | 0 | 0 | 0 | 0 | 1.1886 | 1.0474 | 0.93586 | 1.1886 | 1.0474 | 0.93586 | 0.25188 | -130.762 | 122.6354 | 0.25188 | -130.762 | 122.6354
Line15_16_17 | 0 | 0 | 0 | 0 | 0 | 0 | 0 | 0 | 0 | 0 | 0 | 0 | 3.861e-10 | -1.277e-10 | -5.5925e-10 | -3.861e-10 | 1.277e-10 | 5.5925e-10 | -2.1075e-11 | 7.8885e-10 | -1.7356e-10 | 2.1075e-11 | -7.8885e-10 | 1.7356e-10 | 0 | 0 | 0 | 0 | 0 | 0 | 1.1886 | 1.0474 | 0.93586 | 1.1886 | 1.0474 | 0.93586 | 0.25188 | -130.762 | 122.6354 | 0.25188 | -130.762 | 122.6354
Line16_4_18 | 0 | 3.8917 | 3.8917 | 0 | 3.8917 | 3.8917 | 0 | 0.89876 | 0.89876 | 0 | 0.89876 | 0.89876 | 2.877e-10 | 0.64773 | -0.34482 | -2.877e-10 | -0.49627 | 0.49627 | -7.3698e-11 | 0.13326 | 0.47256 | 7.3698e-11 | 0.16965 | -0.16965 | 0 | -160.2299 | 19.7701 | 0 | 19.7701 | -160.2299 | 1.1671 | 0.73579 | 0.65089 | 1.1671 | 0.58355 | 0.58355 | 0.89707 | -148.6042 | 145.8872 | 0.89707 | -179.1029 | -179.1029
Line17_5_19 | 0.12286 | 0.29332 | 0.30052 | 0.12286 | 0.29332 | 0.30052 | 0.028373 | 0.067739 | 0.069403 | 0.028373 | 0.067739 | 0.069403 | -0.0077739 | -0.049525 | 0.0056797 | 0.0079248 | 0.050385 | -0.0047765 | -0.032049 | -0.044839 | -0.060429 | 0.032351 | 0.04656 | 0.062235 | 104.2542 | 5.624 | -150.5362 | -75.7458 | -174.376 | 29.4638 | 1.1623 | 0.98625 | 0.87453 | 1.1739 | 1.0128 | 0.89936 | 0.61963 | -132.2189 | 124.8332 | 0.48972 | -131.6358 | 123.8526
Line1_1_3 | 0.10124 | 0.2447 | 0.25706 | 0.10124 | 0.2447 | 0.25706 | 0.023381 | 0.056511 | 0.059366 | 0.023381 | 0.056511 | 0.059366 | -0.0052338 | -0.041623 | 0.0048148 | 0.0053363 | 0.042222 | -0.004154 | -0.026391 | -0.034781 | -0.050229 | 0.026596 | 0.035978 | 0.051551 | 101.9695 | 7.2836 | -149.6046 | -78.0305 | -172.7164 | 30.3954 | 1.1507 | 0.95984 | 0.84998 | 1.1602 | 0.98161 | 0.87117 | 0.75217 | -132.8341 | 125.8708 | 0.62404 | -132.2815 | 125.0023
Line2_1_4 | 0.17176 | 3.3205 | 3.37 | 0.17176 | 3.3205 | 3.37 | 0.039666 | 0.76684 | 0.77828 | 0.039666 | 0.76684 | 0.77828 | -0.027334 | 0.66722 | -0.18783 | 0.027629 | -0.55696 | 0.30141 | -0.036555 | 0.31076 | 0.63429 | 0.037145 | -0.090245 | -0.40714 | 127.5402 | -157.8079 | 19.3749 | -52.4598 | 22.1921 | -160.6251 | 1.1507 | 0.95984 | 0.84998 | 1.1671 | 0.73579 | 0.65089 | 0.75217 | -132.8341 | 125.8708 | 0.89707 | -148.6042 | 145.8872
Line3_1_5 | 0.12286 | 0.29332 | 0.30052 | 0.12286 | 0.29332 | 0.30052 | 0.028373 | 0.067739 | 0.069403 | 0.028373 | 0.067739 | 0.069403 | -0.007623 | -0.048665 | 0.0065828 | 0.0077739 | 0.049525 | -0.0056797 | -0.031747 | -0.043118 | -0.058623 | 0.032049 | 0.044839 | 0.060429 | 104.2542 | 5.624 | -150.5362 | -75.7458 | -174.376 | 29.4638 | 1.1507 | 0.95984 | 0.84998 | 1.1623 | 0.98625 | 0.87453 | 0.75217 | -132.8341 | 125.8708 | 0.61963 | -132.2189 | 124.8332
Line4_2_6 | 0.11463 | 0.27519 | 0.28453 | 0.11463 | 0.27519 | 0.28453 | 0.026472 | 0.063554 | 0.065709 | 0.026472 | 0.063554 | 0.065709 | -0.0068253 | -0.046846 | 0.0051006 | 0.0069567 | 0.047603 | -0.004291 | -0.029981 | -0.041477 | -0.057156 | 0.030243 | 0.042992 | 0.058775 | 103.446 | 6.2376 | -150.2036 | -76.554 | -173.7624 | 29.7964 | 1.1615 | 0.98451 | 0.8733 | 1.1723 | 1.0093 | 0.89687 | 0.62092 | -132.2405 | 124.8959 | 0.49207 | -131.676 | 123.972
Line5_6_7 | 0.11463 | 0.27519 | 0.28453 | 0.11463 | 0.27519 | 0.28453 | 0.026472 | 0.063554 | 0.065709 | 0.026472 | 0.063554 | 0.065709 | -0.0069567 | -0.047603 | 0.004291 | 0.0070881 | 0.04836 | -0.0034815 | -0.030243 | -0.042992 | -0.058775 | 0.030506 | 0.044507 | 0.060394 | 103.446 | 6.2376 | -150.2036 | -76.554 | -173.7624 | 29.7964 | 1.1723 | 1.0093 | 0.89687 | 1.1831 | 1.0341 | 0.92065 | 0.49207 | -131.676 | 123.972 | 0.36558 | -131.1385 | 123.0956
Line6_7_8 | 0 | 0 | 0 | 0 | 0 | 0 | 0 | 0 | 0 | 0 | 0 | 0 | 1.0814e-09 | -5.1347e-10 | -1.8e-09 | -1.0814e-09 | 5.1347e-10 | 1.8e-09 | -9.1339e-11 | 2.4173e-09 | -6.0158e-10 | 9.1339e-11 | -2.4173e-09 | 6.0158e-10 | 0 | 0 | 0 | 0 | 0 | 0 | 1.1831 | 1.0341 | 0.92065 | 1.1831 | 1.0341 | 0.92065 | 0.36558 | -131.1385 | 123.0956 | 0.36558 | -131.1385 | 123.0956
Line7_8_9 | 0 | 0 | 0 | 0 | 0 | 0 | 0 | 0 | 0 | 0 | 0 | 0 | 3.6048e-10 | -1.7116e-10 | -6.0001e-10 | -3.6048e-10 | 1.7116e-10 | 6.0001e-10 | -3.0446e-11 | 8.0577e-10 | -2.0052e-10 | 3.0446e-11 | -8.0577e-10 | 2.0052e-10 | 0 | 0 | 0 | 0 | 0 | 0 | 1.1831 | 1.0341 | 0.92065 | 1.1831 | 1.0341 | 0.92065 | 0.36558 | -131.1385 | 123.0956 | 0.36558 | -131.1385 | 123.0956
Line8_8_10 | 0 | 0 | 0 | 0 | 0 | 0 | 0 | 0 | 0 | 0 | 0 | 0 | 3.6048e-10 | -1.7116e-10 | -6.0001e-10 | -3.6048e-10 | 1.7116e-10 | 6.0001e-10 | -3.0446e-11 | 8.0577e-10 | -2.0053e-10 | 3.0446e-11 | -8.0577e-10 | 2.0053e-10 | 0 | 0 | 0 | 0 | 0 | 0 | 1.1831 | 1.0341 | 0.92065 | 1.1831 | 1.0341 | 0.92065 | 0.36558 | -131.1385 | 123.0956 | 0.36558 | -131.1385 | 123.0956
Line9_3_11 | 0.10124 | 0.2447 | 0.25706 | 0.10124 | 0.2447 | 0.25706 | 0.023381 | 0.056511 | 0.059366 | 0.023381 | 0.056511 | 0.059366 | -0.0053363 | -0.042222 | 0.004154 | 0.0054388 | 0.042821 | -0.0034932 | -0.026596 | -0.035978 | -0.051551 | 0.026801 | 0.037176 | 0.052873 | 101.9695 | 7.2836 | -149.6046 | -78.0305 | -172.7164 | 30.3954 | 1.1602 | 0.98161 | 0.87117 | 1.1696 | 1.0035 | 0.89256 | 0.62404 | -132.2815 | 125.0023 | 0.49798 | -131.7529 | 124.1753

## LL_max_fault_6
name | pf_ikss_a_from_ka | pf_ikss_b_from_ka | pf_ikss_c_from_ka | pf_ikss_a_to_ka | pf_ikss_b_to_ka | pf_ikss_c_to_ka | pf_skss_a_from_mw | pf_skss_b_from_mw | pf_skss_c_from_mw | pf_skss_a_to_mw | pf_skss_b_to_mw | pf_skss_c_to_mw | pf_p_a_from_mw | pf_p_b_from_mw | pf_p_c_from_mw | pf_p_a_to_mw | pf_p_b_to_mw | pf_p_c_to_mw | pf_q_a_from_mvar | pf_q_b_from_mvar | pf_q_c_from_mvar | pf_q_a_to_mvar | pf_q_b_to_mvar | pf_q_c_to_mvar | pf_ikss_a_from_degree | pf_ikss_b_from_degree | pf_ikss_c_from_degree | pf_ikss_a_to_degree | pf_ikss_b_to_degree | pf_ikss_c_to_degree | pf_vm_a_from_pu | pf_vm_b_from_pu | pf_vm_c_from_pu | pf_vm_a_to_pu | pf_vm_b_to_pu | pf_vm_c_to_pu | pf_va_a_from_degree | pf_va_b_from_degree | pf_va_c_from_degree | pf_va_a_to_degree | pf_va_b_to_degree | pf_va_c_to_degree
Line0_1_2 | 0.11279 | 0.11365 | 0.11548 | 0.11279 | 0.11365 | 0.11548 | 0.026047 | 0.026245 | 0.026669 | 0.026047 | 0.026245 | 0.026669 | -0.0016388 | -0.0024304 | -0.0018469 | 0.001766 | 0.0025596 | 0.0019803 | -0.028504 | -0.028626 | -0.029051 | 0.028759 | 0.028884 | 0.029317 | 93.4017 | -25.2715 | -146.3008 | -86.5983 | 154.7285 | 33.6992 | 1.0961 | 1.0946 | 1.0915 | 1.1062 | 1.1049 | 1.1018 | 0.11112 | -120.1244 | 120.0614 | -0.11239 | -120.3355 | 119.8349
Line10_11_12 | 0.10058 | 0.10125 | 0.10299 | 0.10058 | 0.10125 | 0.10299 | 0.023228 | 0.023384 | 0.023785 | 0.023228 | 0.023384 | 0.023785 | -0.0015555 | -0.0022786 | -0.0017771 | 0.0016566 | 0.0023811 | 0.0018831 | -0.02583 | -0.025923 | -0.026338 | 0.026032 | 0.026128 | 0.02655 | 93.1576 | -25.4779 | -146.4827 | -86.8424 | 154.5221 | 33.5173 | 1.114 | 1.1129 | 1.1099 | 1.123 | 1.122 | 1.1191 | -0.28863 | -120.5012 | 119.6573 | -0.48372 | -120.685 | 119.4602
Line11_12_13 | 0.10058 | 0.10125 | 0.10299 | 0.10058 | 0.10125 | 0.10299 | 0.023228 | 0.023384 | 0.023785 | 0.023228 | 0.023384 | 0.023785 | -0.0016566 | -0.0023811 | -0.0018831 | 0.0017578 | 0.0024836 | 0.0019892 | -0.026032 | -0.026128 | -0.02655 | 0.026234 | 0.026333 | 0.026763 | 93.1576 | -25.4779 | -146.4827 | -86.8424 | 154.5221 | 33.5173 | 1.123 | 1.122 | 1.1191 | 1.132 | 1.1311 | 1.1283 | -0.48372 | -120.685 | 119.4602 | -0.67572 | -120.8659 | 119.2664
Line12_13_15 | 0 | 0 | 0 | 0 | 0 | 0 | 0 | 0 | 0 | 0 | 0 | 0 | 1.0214e-09 | 1.0107e-09 | 9.7264e-10 | -1.0214e-09 | -1.0107e-09 | -9.7264e-10 | 1.5419e-10 | 1.9743e-10 | 1.6686e-10 | -1.5419e-10 | -1.9743e-10 | -1.6686e-10 | 0 | 0 | 0 | 0 | 0 | 0 | 1.132 | 1.1311 | 1.1283 | 1.132 | 1.1311 | 1.1283 | -0.67572 | -120.8659 | 119.2664 | -0.67572 | -120.8659 | 119.2664
Line13_13_14 | 0.10058 | 0.10125 | 0.10299 | 0.10058 | 0.10125 | 0.10299 | 0.023228 | 0.023384 | 0.023785 | 0.023228 | 0.023384 | 0.023785 | -0.0017578 | -0.0024836 | -0.0019892 | 0.001859 | 0.0025862 | 0.0020953 | -0.026234 | -0.026333 | -0.026763 | 0.026437 | 0.026538 | 0.026975 | 93.1576 | -25.4779 | -146.4827 | -86.8424 | 154.5221 | 33.5173 | 1.132 | 1.1311 | 1.1283 | 1.1409 | 1.1403 | 1.1375 | -0.67572 | -120.8659 | 119.2664 | -0.8647 | -121.0438 | 119.0757
Line14_15_16 | 0 | 0 | 0 | 0 | 0 | 0 | 0 | 0 | 0 | 0 | 0 | 0 | 6.8094e-10 | 6.7382e-10 | 6.4843e-10 | -6.8094e-10 | -6.7382e-10 | -6.4843e-10 | 1.0279e-10 | 1.3162e-10 | 1.1124e-10 | -1.0279e-10 | -1.3162e-10 | -1.1124e-10 | 0 | 0 | 0 | 0 | 0 | 0 | 1.132 | 1.1311 | 1.1283 | 1.132 | 1.1311 | 1.1283 | -0.67572 | -120.8659 | 119.2664 | -0.67572 | -120.8659 | 119.2664
Line15_16_17 | 0 | 0 | 0 | 0 | 0 | 0 | 0 | 0 | 0 | 0 | 0 | 0 | 3.4047e-10 | 3.3691e-10 | 3.2421e-10 | -3.4047e-10 | -3.3691e-10 | -3.2421e-10 | 5.1395e-11 | 6.581e-11 | 5.5619e-11 | -5.1395e-11 | -6.581e-11 | -5.5619e-11 | 0 | 0 | 0 | 0 | 0 | 0 | 1.132 | 1.1311 | 1.1283 | 1.132 | 1.1311 | 1.1283 | -0.67572 | -120.8659 | 119.2664 | -0.67572 | -120.8659 | 119.2664
Line16_4_18 | 0 | 0.061767 | 0.061767 | 0 | 0.061767 | 0.061767 | 0 | 0.014265 | 0.014265 | 0 | 0.014265 | 0.014265 | 2.3711e-10 | 0.015206 | 0.0039464 | -2.3711e-10 | -0.015168 | -0.0039082 | -1.1446e-12 | 0.004065 | 0.015164 | 1.1445e-12 | -0.0039887 | -0.015087 | 0 | -135.3973 | 44.6027 | 0 | 44.6027 | -135.3973 | 1.1083 | 1.1034 | 1.0984 | 1.1083 | 1.0995 | 1.0926 | 0.015368 | -120.4303 | 120.015 | 0.015368 | -120.6636 | 120.08
Line17_5_19 | 0.12007 | 0.12104 | 0.12292 | 0.12007 | 0.12104 | 0.12292 | 0.027729 | 0.027953 | 0.028388 | 0.027729 | 0.027953 | 0.028388 | -0.0019664 | -0.0028005 | -0.0021768 | 0.0021106 | 0.002947 | 0.0023279 | -0.030628 | -0.030776 | -0.031221 | 0.030916 | 0.031069 | 0.031523 | 93.5482 | -25.1486 | -146.1902 | -86.4518 | 154.8514 | 33.8098 | 1.1068 | 1.1055 | 1.1025 | 1.1176 | 1.1165 | 1.1135 | -0.12526 | -120.3478 | 119.8215 | -0.35711 | -120.567 | 119.5864
Line1_1_3 | 0.10058 | 0.10125 | 0.10299 | 0.10058 | 0.10125 | 0.10299 | 0.023228 | 0.023384 | 0.023785 | 0.023228 | 0.023384 | 0.023785 | -0.0013532 | -0.0020735 | -0.0015649 | 0.0014543 | 0.0021761 | 0.001671 | -0.025425 | -0.025513 | -0.025914 | 0.025627 | 0.025718 | 0.026126 | 93.1576 | -25.4779 | -146.4828 | -86.8424 | 154.5221 | 33.5172 | 1.0961 | 1.0946 | 1.0915 | 1.1051 | 1.1037 | 1.1007 | 0.11112 | -120.1244 | 120.0614 | -0.090371 | -120.3143 | 119.8577
Line2_1_4 | 0.12756 | 0.1092 | 0.072396 | 0.12756 | 0.1092 | 0.072396 | 0.029458 | 0.025218 | 0.016719 | 0.029458 | 0.025218 | 0.016719 | -0.0099459 | 0.0035112 | -0.0060211 | 0.010109 | -0.003392 | 0.0060735 | -0.03072 | -0.02738 | -0.017227 | 0.031046 | 0.027618 | 0.017332 | 108.051 | -37.4321 | -130.6731 | -71.949 | 142.5679 | 49.3269 | 1.0961 | 1.0946 | 1.0915 | 1.1083 | 1.1034 | 1.0984 | 0.11112 | -120.1244 | 120.0614 | 0.015368 | -120.4303 | 120.015
Line3_1_5 | 0.12007 | 0.12104 | 0.12292 | 0.12007 | 0.12104 | 0.12292 | 0.027729 | 0.027953 | 0.028388 | 0.027729 | 0.027953 | 0.028388 | -0.0018222 | -0.002654 | -0.0020257 | 0.0019664 | 0.0028005 | 0.0021768 | -0.03034 | -0.030483 | -0.030919 | 0.030628 | 0.030776 | 0.031221 | 93.5482 | -25.1486 | -146.1902 | -86.4518 | 154.8514 | 33.8098 | 1.0961 | 1.0946 | 1.0915 | 1.1068 | 1.1055 | 1.1025 | 0.11112 | -120.1244 | 120.0614 | -0.12526 | -120.3478 | 119.8215
Line4_2_6 | 0.11279 | 0.11365 | 0.11548 | 0.11279 | 0.11365 | 0.11548 | 0.026047 | 0.026245 | 0.026669 | 0.026047 | 0.026245 | 0.026669 | -0.001766 | -0.0025596 | -0.0019803 | 0.0018933 | 0.0026887 | 0.0021137 | -0.028759 | -0.028884 | -0.029317 | 0.029013 | 0.029143 | 0.029584 | 93.4017 | -25.2715 | -146.3008 | -86.5983 | 154.7285 | 33.6992 | 1.1062 | 1.1049 | 1.1018 | 1.1162 | 1.1151 | 1.1121 | -0.11239 | -120.3355 | 119.8349 | -0.33188 | -120.5427 | 119.6126
Line5_6_7 | 0.11279 | 0.11365 | 0.11548 | 0.11279 | 0.11365 | 0.11548 | 0.026047 | 0.026245 | 0.026669 | 0.026047 | 0.026245 | 0.026669 | -0.0018933 | -0.0026887 | -0.0021137 | 0.0020205 | 0.0028179 | 0.002247 | -0.029013 | -0.029143 | -0.029584 | 0.029267 | 0.029401 | 0.029851 | 93.4017 | -25.2715 | -146.3008 | -86.5983 | 154.7285 | 33.6992 | 1.1162 | 1.1151 | 1.1121 | 1.1263 | 1.1254 | 1.1225 | -0.33188 | -120.5427 | 119.6126 | -0.54744 | -120.7461 | 119.3944
Line6_7_8 | 0 | 0 | 0 | 0 | 0 | 0 | 0 | 0 | 0 | 0 | 0 | 0 | 9.4594e-10 | 9.3416e-10 | 8.9534e-10 | -9.4594e-10 | -9.3416e-10 | -8.9534e-10 | 1.2429e-10 | 1.6926e-10 | 1.3704e-10 | -1.2429e-10 | -1.6926e-10 | -1.3704e-10 | 0 | 0 | 0 | 0 | 0 | 0 | 1.1263 | 1.1254 | 1.1225 | 1.1263 | 1.1254 | 1.1225 | -0.54744 | -120.7461 | 119.3944 | -0.54744 | -120.7461 | 119.3944
Line7_8_9 | 0 | 0 | 0 | 0 | 0 | 0 | 0 | 0 | 0 | 0 | 0 | 0 | 3.1531e-10 | 3.1139e-10 | 2.9845e-10 | -3.1531e-10 | -3.1139e-10 | -2.9845e-10 | 4.1431e-11 | 5.642e-11 | 4.5678e-11 | -4.1431e-11 | -5.642e-11 | -4.5679e-11 | 0 | 0 | 0 | 0 | 0 | 0 | 1.1263 | 1.1254 | 1.1225 | 1.1263 | 1.1254 | 1.1225 | -0.54744 | -120.7461 | 119.3944 | -0.54744 | -120.7461 | 119.3944
Line8_8_10 | 0 | 0 | 0 | 0 | 0 | 0 | 0 | 0 | 0 | 0 | 0 | 0 | 3.1531e-10 | 3.1139e-10 | 2.9845e-10 | -3.1531e-10 | -3.1139e-10 | -2.9845e-10 | 4.1431e-11 | 5.642e-11 | 4.5678e-11 | -4.1431e-11 | -5.642e-11 | -4.5678e-11 | 0 | 0 | 0 | 0 | 0 | 0 | 1.1263 | 1.1254 | 1.1225 | 1.1263 | 1.1254 | 1.1225 | -0.54744 | -120.7461 | 119.3944 | -0.54744 | -120.7461 | 119.3944
Line9_3_11 | 0.10058 | 0.10125 | 0.10299 | 0.10058 | 0.10125 | 0.10299 | 0.023228 | 0.023384 | 0.023785 | 0.023228 | 0.023384 | 0.023785 | -0.0014543 | -0.0021761 | -0.001671 | 0.0015555 | 0.0022786 | 0.0017771 | -0.025627 | -0.025718 | -0.026126 | 0.02583 | 0.025923 | 0.026338 | 93.1576 | -25.4779 | -146.4828 | -86.8424 | 154.5221 | 33.5172 | 1.1051 | 1.1037 | 1.1007 | 1.114 | 1.1129 | 1.1099 | -0.090371 | -120.3143 | 119.8577 | -0.28863 | -120.5012 | 119.6573

## LL_max_fault_10
name | pf_ikss_a_from_ka | pf_ikss_b_from_ka | pf_ikss_c_from_ka | pf_ikss_a_to_ka | pf_ikss_b_to_ka | pf_ikss_c_to_ka | pf_skss_a_from_mw | pf_skss_b_from_mw | pf_skss_c_from_mw | pf_skss_a_to_mw | pf_skss_b_to_mw | pf_skss_c_to_mw | pf_p_a_from_mw | pf_p_b_from_mw | pf_p_c_from_mw | pf_p_a_to_mw | pf_p_b_to_mw | pf_p_c_to_mw | pf_q_a_from_mvar | pf_q_b_from_mvar | pf_q_c_from_mvar | pf_q_a_to_mvar | pf_q_b_to_mvar | pf_q_c_to_mvar | pf_ikss_a_from_degree | pf_ikss_b_from_degree | pf_ikss_c_from_degree | pf_ikss_a_to_degree | pf_ikss_b_to_degree | pf_ikss_c_to_degree | pf_vm_a_from_pu | pf_vm_b_from_pu | pf_vm_c_from_pu | pf_vm_a_to_pu | pf_vm_b_to_pu | pf_vm_c_to_pu | pf_va_a_from_degree | pf_va_b_from_degree | pf_va_c_from_degree | pf_va_a_to_degree | pf_va_b_to_degree | pf_va_c_to_degree
Line0_1_2 | 0.11355 | 0.11447 | 0.1164 | 0.11355 | 0.11447 | 0.1164 | 0.026223 | 0.026435 | 0.026881 | 0.026223 | 0.026435 | 0.026881 | -0.0017586 | -0.0026335 | -0.0019858 | 0.0018876 | 0.0027645 | 0.0021213 | -0.030068 | -0.030206 | -0.030674 | 0.030326 | 0.030468 | 0.030945 | 93.4572 | -25.1541 | -146.2378 | -86.5428 | 154.8459 | 33.7622 | 1.1486 | 1.147 | 1.1435 | 1.1587 | 1.1573 | 1.1539 | 0.10988 | -120.1369 | 120.058 | -0.10444 | -120.3387 | 119.8406
Line10_11_12 | 0.10167 | 0.1024 | 0.10423 | 0.10167 | 0.1024 | 0.10423 | 0.02348 | 0.023649 | 0.024072 | 0.02348 | 0.023649 | 0.024072 | -0.0016683 | -0.0024704 | -0.0019105 | 0.0017716 | 0.0025753 | 0.0020192 | -0.027343 | -0.02745 | -0.027908 | 0.02755 | 0.027659 | 0.028126 | 93.2163 | -25.356 | -146.4153 | -86.7837 | 154.644 | 33.5847 | 1.1667 | 1.1654 | 1.1621 | 1.1758 | 1.1746 | 1.1714 | -0.27504 | -120.4987 | 119.6685 | -0.46305 | -120.6753 | 119.4784
Line11_12_13 | 0.10167 | 0.1024 | 0.10423 | 0.10167 | 0.1024 | 0.10423 | 0.02348 | 0.023649 | 0.024072 | 0.02348 | 0.023649 | 0.024072 | -0.0017716 | -0.0025753 | -0.0020192 | 0.001875 | 0.0026802 | 0.0021278 | -0.02755 | -0.027659 | -0.028126 | 0.027757 | 0.027869 | 0.028343 | 93.2163 | -25.356 | -146.4153 | -86.7837 | 154.644 | 33.5847 | 1.1758 | 1.1746 | 1.1714 | 1.1848 | 1.1839 | 1.1808 | -0.46305 | -120.6753 | 119.4784 | -0.64819 | -120.8492 | 119.2913
Line12_13_15 | 0 | 0 | 0 | 0 | 0 | 0 | 0 | 0 | 0 | 0 | 0 | 0 | 1.1065e-09 | 1.0938e-09 | 1.0499e-09 | -1.1065e-09 | -1.0938e-09 | -1.0499e-09 | 1.6218e-10 | 2.1231e-10 | 1.767e-10 | -1.6218e-10 | -2.1231e-10 | -1.767e-10 | 0 | 0 | 0 | 0 | 0 | 0 | 1.1848 | 1.1839 | 1.1808 | 1.1848 | 1.1839 | 1.1808 | -0.64819 | -120.8492 | 119.2913 | -0.64819 | -120.8492 | 119.2913
Line13_13_14 | 0.10167 | 0.1024 | 0.10423 | 0.10167 | 0.1024 | 0.10423 | 0.02348 | 0.023649 | 0.024072 | 0.02348 | 0.023649 | 0.024072 | -0.001875 | -0.0026802 | -0.0021278 | 0.0019784 | 0.002785 | 0.0022365 | -0.027757 | -0.027869 | -0.028343 | 0.027964 | 0.028079 | 0.02856 | 93.2163 | -25.356 | -146.4153 | -86.7837 | 154.644 | 33.5847 | 1.1848 | 1.1839 | 1.1808 | 1.1939 | 1.1931 | 1.1901 | -0.64819 | -120.8492 | 119.2913 | -0.83051 | -121.0204 | 119.1072
Line14_15_16 | 0 | 0 | 0 | 0 | 0 | 0 | 0 | 0 | 0 | 0 | 0 | 0 | 7.3765e-10 | 7.2923e-10 | 6.9993e-10 | -7.3765e-10 | -7.2923e-10 | -6.9993e-10 | 1.0812e-10 | 1.4154e-10 | 1.178e-10 | -1.0812e-10 | -1.4154e-10 | -1.178e-10 | 0 | 0 | 0 | 0 | 0 | 0 | 1.1848 | 1.1839 | 1.1808 | 1.1848 | 1.1839 | 1.1808 | -0.64819 | -120.8492 | 119.2913 | -0.64819 | -120.8492 | 119.2913
Line15_16_17 | 0 | 0 | 0 | 0 | 0 | 0 | 0 | 0 | 0 | 0 | 0 | 0 | 3.6882e-10 | 3.6461e-10 | 3.4997e-10 | -3.6882e-10 | -3.6461e-10 | -3.4997e-10 | 5.4061e-11 | 7.0769e-11 | 5.8901e-11 | -5.4061e-11 | -7.0769e-11 | -5.8901e-11 | 0 | 0 | 0 | 0 | 0 | 0 | 1.1848 | 1.1839 | 1.1808 | 1.1848 | 1.1839 | 1.1808 | -0.64819 | -120.8492 | 119.2913 | -0.64819 | -120.8492 | 119.2913
Line16_4_18 | 0 | 0.064679 | 0.064679 | 0 | 0.064679 | 0.064679 | 0 | 0.014937 | 0.014937 | 0 | 0.014937 | 0.014937 | 2.5889e-10 | 0.016676 | 0.004325 | -2.5889e-10 | -0.016634 | -0.0042832 | -1.2832e-12 | 0.0044571 | 0.016627 | 1.2831e-12 | -0.0043734 | -0.016544 | 0 | -135.4059 | 44.5941 | 0 | 44.5941 | -135.4059 | 1.1608 | 1.1556 | 1.1502 | 1.1608 | 1.1514 | 1.1441 | 0.015702 | -120.4416 | 120.0136 | 0.015702 | -120.6749 | 120.0787
Line17_5_19 | 0.12059 | 0.12162 | 0.1236 | 0.12059 | 0.12162 | 0.1236 | 0.027848 | 0.028088 | 0.028544 | 0.027848 | 0.028088 | 0.028544 | -0.0020931 | -0.0030129 | -0.0023224 | 0.0022385 | 0.0031608 | 0.0024751 | -0.032218 | -0.032384 | -0.032873 | 0.032509 | 0.032679 | 0.033178 | 93.6008 | -25.0347 | -146.1306 | -86.3992 | 154.9653 | 33.8694 | 1.1594 | 1.1579 | 1.1545 | 1.1701 | 1.1689 | 1.1656 | -0.11627 | -120.3501 | 119.8283 | -0.33826 | -120.5593 | 119.6029
Line1_1_3 | 0.10167 | 0.1024 | 0.10423 | 0.10167 | 0.1024 | 0.10423 | 0.02348 | 0.023649 | 0.024072 | 0.02348 | 0.023649 | 0.024072 | -0.0014615 | -0.0022607 | -0.0016932 | 0.0015649 | 0.0023656 | 0.0018019 | -0.02693 | -0.02703 | -0.027474 | 0.027137 | 0.02724 | 0.027691 | 93.2163 | -25.356 | -146.4153 | -86.7837 | 154.644 | 33.5847 | 1.1486 | 1.147 | 1.1435 | 1.1576 | 1.1562 | 1.1528 | 0.10988 | -120.1369 | 120.058 | -0.084083 | -120.3192 | 119.8617
Line2_1_4 | 0.12777 | 0.1093 | 0.069857 | 0.12777 | 0.1093 | 0.069857 | 0.029508 | 0.025241 | 0.016133 | 0.029508 | 0.025241 | 0.016133 | -0.0103 | 0.0044977 | -0.0060028 | 0.010464 | -0.0043783 | 0.0060516 | -0.032289 | -0.028599 | -0.017444 | 0.032616 | 0.028838 | 0.017541 | 107.8028 | -39.0744 | -130.9525 | -72.1972 | 140.9256 | 49.0475 | 1.1486 | 1.147 | 1.1435 | 1.1608 | 1.1556 | 1.1502 | 0.10988 | -120.1369 | 120.058 | 0.015702 | -120.4416 | 120.0136
Line3_1_5 | 0.12059 | 0.12162 | 0.1236 | 0.12059 | 0.12162 | 0.1236 | 0.027848 | 0.028088 | 0.028544 | 0.027848 | 0.028088 | 0.028544 | -0.0019477 | -0.002865 | -0.0021696 | 0.0020931 | 0.0030129 | 0.0023224 | -0.031927 | -0.032088 | -0.032567 | 0.032218 | 0.032384 | 0.032873 | 93.6008 | -25.0347 | -146.1306 | -86.3992 | 154.9653 | 33.8694 | 1.1486 | 1.147 | 1.1435 | 1.1594 | 1.1579 | 1.1545 | 0.10988 | -120.1369 | 120.058 | -0.11627 | -120.3501 | 119.8283
Line4_2_6 | 0.11355 | 0.11447 | 0.1164 | 0.11355 | 0.11447 | 0.1164 | 0.026223 | 0.026435 | 0.026881 | 0.026223 | 0.026435 | 0.026881 | -0.0018876 | -0.0027645 | -0.0021213 | 0.0020165 | 0.0028956 | 0.0022568 | -0.030326 | -0.030468 | -0.030945 | 0.030584 | 0.03073 | 0.031216 | 93.4572 | -25.1541 | -146.2378 | -86.5428 | 154.8459 | 33.7622 | 1.1587 | 1.1573 | 1.1539 | 1.1688 | 1.1676 | 1.1643 | -0.10444 | -120.3387 | 119.8406 | -0.31505 | -120.537 | 119.6271
Line5_6_7 | 0.11355 | 0.11447 | 0.1164 | 0.11355 | 0.11447 | 0.1164 | 0.026223 | 0.026435 | 0.026881 | 0.026223 | 0.026435 | 0.026881 | -0.0020165 | -0.0028956 | -0.0022568 | 0.0021454 | 0.0030266 | 0.0023923 | -0.030584 | -0.03073 | -0.031216 | 0.030842 | 0.030992 | 0.031487 | 93.4572 | -25.1541 | -146.2378 | -86.5428 | 154.8459 | 33.7622 | 1.1688 | 1.1676 | 1.1643 | 1.179 | 1.1779 | 1.1747 | -0.31505 | -120.537 | 119.6271 | -0.52204 | -120.7318 | 119.4173
Line6_7_8 | 0 | 0 | 0 | 0 | 0 | 0 | 0 | 0 | 0 | 0 | 0 | 0 | 1.0249e-09 | 1.011e-09 | 9.663e-10 | -1.0249e-09 | -1.011e-09 | -9.663e-10 | 1.2998e-10 | 1.8203e-10 | 1.4455e-10 | -1.2998e-10 | -1.8203e-10 | -1.4455e-10 | 0 | 0 | 0 | 0 | 0 | 0 | 1.179 | 1.1779 | 1.1747 | 1.179 | 1.1779 | 1.1747 | -0.52204 | -120.7318 | 119.4173 | -0.52204 | -120.7318 | 119.4173
Line7_8_9 | 0 | 0 | 0 | 0 | 0 | 0 | 0 | 0 | 0 | 0 | 0 | 0 | 3.4164e-10 | 3.3701e-10 | 3.221e-10 | -3.4164e-10 | -3.3701e-10 | -3.221e-10 | 4.3326e-11 | 6.0678e-11 | 4.8183e-11 | -4.3326e-11 | -6.0678e-11 | -4.8183e-11 | 0 | 0 | 0 | 0 | 0 | 0 | 1.179 | 1.1779 | 1.1747 | 1.179 | 1.1779 | 1.1747 | -0.52204 | -120.7318 | 119.4173 | -0.52204 | -120.7318 | 119.4173
Line8_8_10 | 0 | 0 | 0 | 0 | 0 | 0 | 0 | 0 | 0 | 0 | 0 | 0 | 3.4164e-10 | 3.3701e-10 | 3.221e-10 | -3.4164e-10 | -3.3701e-10 | -3.221e-10 | 4.3326e-11 | 6.0678e-11 | 4.8183e-11 | -4.3326e-11 | -6.0678e-11 | -4.8183e-11 | 0 | 0 | 0 | 0 | 0 | 0 | 1.179 | 1.1779 | 1.1747 | 1.179 | 1.1779 | 1.1747 | -0.52204 | -120.7318 | 119.4173 | -0.52204 | -120.7318 | 119.4173
Line9_3_11 | 0.10167 | 0.1024 | 0.10423 | 0.10167 | 0.1024 | 0.10423 | 0.02348 | 0.023649 | 0.024072 | 0.02348 | 0.023649 | 0.024072 | -0.0015649 | -0.0023656 | -0.0018019 | 0.0016683 | 0.0024704 | 0.0019105 | -0.027137 | -0.02724 | -0.027691 | 0.027343 | 0.02745 | 0.027908 | 93.2163 | -25.356 | -146.4153 | -86.7837 | 154.644 | 33.5847 | 1.1576 | 1.1562 | 1.1528 | 1.1667 | 1.1654 | 1.1621 | -0.084083 | -120.3192 | 119.8617 | -0.27504 | -120.4987 | 119.6685

## LL_min_6
name | pf_ikss_a_from_ka | pf_ikss_b_from_ka | pf_ikss_c_from_ka | pf_ikss_a_to_ka | pf_ikss_b_to_ka | pf_ikss_c_to_ka | pf_skss_a_from_mw | pf_skss_b_from_mw | pf_skss_c_from_mw | pf_skss_a_to_mw | pf_skss_b_to_mw | pf_skss_c_to_mw | pf_p_a_from_mw | pf_p_b_from_mw | pf_p_c_from_mw | pf_p_a_to_mw | pf_p_b_to_mw | pf_p_c_to_mw | pf_q_a_from_mvar | pf_q_b_from_mvar | pf_q_c_from_mvar | pf_q_a_to_mvar | pf_q_b_to_mvar | pf_q_c_to_mvar | pf_ikss_a_from_degree | pf_ikss_b_from_degree | pf_ikss_c_from_degree | pf_ikss_a_to_degree | pf_ikss_b_to_degree | pf_ikss_c_to_degree | pf_vm_a_from_pu | pf_vm_b_from_pu | pf_vm_c_from_pu | pf_vm_a_to_pu | pf_vm_b_to_pu | pf_vm_c_to_pu | pf_va_a_from_degree | pf_va_b_from_degree | pf_va_c_from_degree | pf_va_a_to_degree | pf_va_b_to_degree | pf_va_c_to_degree
Line0_1_2 | 0.00072934 | 0.004314 | 0.0036502 | 0.00072934 | 0.004314 | 0.0036502 | 0.00016843 | 0.00099627 | 0.00084297 | 0.00016843 | 0.00099627 | 0.00084297 | -0.00015643 | -0.00082277 | -8.0468e-05 | 0.00015644 | 0.00082313 | 8.0724e-05 | 3.3694e-05 | -0.00014814 | -0.00057493 | -3.3683e-05 | 0.00014851 | 0.0005752 | -167.8214 | 34.5617 | -141.0746 | 12.1786 | -145.4383 | 38.9254 | 0.95001 | 0.83913 | 0.68868 | 0.95005 | 0.83955 | 0.68903 | 0.022878 | -135.2316 | 120.958 | 0.027372 | -135.2109 | 120.9366
Line10_11_12 | 0.00072496 | 0.0043004 | 0.0036399 | 0.00072496 | 0.0043004 | 0.0036399 | 0.00016742 | 0.00099313 | 0.0008406 | 0.00016742 | 0.00099313 | 0.0008406 | -0.00015537 | -0.00082122 | -8.1699e-05 | 0.00015538 | 0.00082157 | 8.1953e-05 | 3.4119e-05 | -0.00014656 | -0.00057371 | -3.4109e-05 | 0.00014693 | 0.00057397 | -167.5824 | 34.6908 | -140.9798 | 12.4176 | -145.3092 | 39.0202 | 0.9501 | 0.83996 | 0.68939 | 0.95014 | 0.84038 | 0.68974 | 0.031834 | -135.1901 | 120.9155 | 0.036312 | -135.1694 | 120.8943
Line11_12_13 | 0.00072496 | 0.0043004 | 0.0036399 | 0.00072496 | 0.0043004 | 0.0036399 | 0.00016742 | 0.00099313 | 0.0008406 | 0.00016742 | 0.00099313 | 0.0008406 | -0.00015538 | -0.00082157 | -8.1952e-05 | 0.00015539 | 0.00082193 | 8.2207e-05 | 3.4109e-05 | -0.00014693 | -0.00057397 | -3.4098e-05 | 0.0001473 | 0.00057424 | -167.5824 | 34.6908 | -140.9799 | 12.4176 | -145.3092 | 39.0201 | 0.95014 | 0.84038 | 0.68974 | 0.95019 | 0.8408 | 0.69009 | 0.036312 | -135.1694 | 120.8943 | 0.040789 | -135.1487 | 120.8732
Line12_13_15 | 0 | 0 | 0 | 0 | 0 | 0 | 0 | 0 | 0 | 0 | 0 | 0 | 1.9869e-12 | -7.0467e-10 | -1.9721e-09 | -1.987e-12 | 7.0467e-10 | 1.9721e-09 | -7.0688e-12 | 2.2961e-09 | -1.099e-10 | 7.0688e-12 | -2.2961e-09 | 1.099e-10 | 0 | 0 | 0 | 0 | 0 | 0 | 0.95019 | 0.8408 | 0.69009 | 0.95019 | 0.8408 | 0.69009 | 0.040789 | -135.1487 | 120.8732 | 0.040789 | -135.1487 | 120.8732
Line13_13_14 | 0.00072496 | 0.0043004 | 0.0036399 | 0.00072496 | 0.0043004 | 0.0036399 | 0.00016742 | 0.00099313 | 0.0008406 | 0.00016742 | 0.00099313 | 0.0008406 | -0.00015539 | -0.00082193 | -8.2204e-05 | 0.0001554 | 0.00082228 | 8.2458e-05 | 3.4098e-05 | -0.00014731 | -0.00057424 | -3.4088e-05 | 0.00014768 | 0.0005745 | -167.5824 | 34.6905 | -140.9801 | 12.4176 | -145.3095 | 39.0199 | 0.95019 | 0.8408 | 0.69009 | 0.95024 | 0.84122 | 0.69045 | 0.040789 | -135.1487 | 120.8732 | 0.045265 | -135.128 | 120.852
Line14_15_16 | 0 | 0 | 0 | 0 | 0 | 0 | 0 | 0 | 0 | 0 | 0 | 0 | 1.3246e-12 | -4.6978e-10 | -1.3147e-09 | -1.3246e-12 | 4.6978e-10 | 1.3147e-09 | -4.7125e-12 | 1.5307e-09 | -7.3264e-11 | 4.7125e-12 | -1.5307e-09 | 7.3263e-11 | 0 | 0 | 0 | 0 | 0 | 0 | 0.95019 | 0.8408 | 0.69009 | 0.95019 | 0.8408 | 0.69009 | 0.040789 | -135.1487 | 120.8732 | 0.040789 | -135.1487 | 120.8732
Line15_16_17 | 0 | 0 | 0 | 0 | 0 | 0 | 0 | 0 | 0 | 0 | 0 | 0 | 6.6232e-13 | -2.3489e-10 | -6.5737e-10 | -6.6233e-13 | 2.3489e-10 | 6.5737e-10 | -2.3563e-12 | 7.6536e-10 | -3.6632e-11 | 2.3563e-12 | -7.6536e-10 | 3.6632e-11 | 0 | 0 | 0 | 0 | 0 | 0 | 0.95019 | 0.8408 | 0.69009 | 0.95019 | 0.8408 | 0.69009 | 0.040789 | -135.1487 | 120.8732 | 0.040789 | -135.1487 | 120.8732
Line16_4_18 | 0 | 2.5152 | 2.5152 | 0 | 2.5152 | 2.5152 | 0 | 0.58087 | 0.58087 | 0 | 0.58087 | 0.58087 | 5.2923e-13 | 0.35492 | -0.11199 | -5.2923e-13 | -0.23345 | 0.23345 | -1.6982e-12 | -0.020619 | 0.27367 | 1.6982e-12 | 0.14715 | -0.14715 | 0 | -147.7472 | 32.2528 | 0 | 32.2528 | -147.7472 | 0.95015 | 0.61204 | 0.50906 | 0.95015 | 0.47508 | 0.47508 | 0.029397 | -151.072 | 144.507 | 0.029397 | -179.9706 | -179.9706
Line17_5_19 | 0.00073154 | 0.0043208 | 0.0036553 | 0.00073154 | 0.0043208 | 0.0036553 | 0.00016894 | 0.00099784 | 0.00084416 | 0.00016894 | 0.00099784 | 0.00084416 | -0.00015698 | -0.00082426 | -8.0357e-05 | 0.00015699 | 0.00082462 | 8.0613e-05 | 3.3456e-05 | -0.00014968 | -0.00057607 | -3.3445e-05 | 0.00015006 | 0.00057634 | -167.9415 | 34.4966 | -141.1225 | 12.0585 | -145.5034 | 38.8775 | 0.95005 | 0.83955 | 0.68903 | 0.9501 | 0.83997 | 0.68939 | 0.02738 | -135.2109 | 120.9366 | 0.031881 | -135.1901 | 120.9152
Line1_1_3 | 0.00072496 | 0.0043004 | 0.0036399 | 0.00072496 | 0.0043004 | 0.0036399 | 0.00016742 | 0.00099313 | 0.0008406 | 0.00016742 | 0.00099313 | 0.0008406 | -0.00015535 | -0.00082051 | -8.1191e-05 | 0.00015536 | 0.00082086 | 8.1446e-05 | 3.414e-05 | -0.00014582 | -0.00057318 | -3.413e-05 | 0.00014619 | 0.00057344 | -167.5824 | 34.6909 | -140.9797 | 12.4176 | -145.3091 | 39.0203 | 0.95001 | 0.83913 | 0.68868 | 0.95005 | 0.83955 | 0.68903 | 0.022878 | -135.2316 | 120.958 | 0.027356 | -135.2109 | 120.9367
Line2_1_4 | 0.0014966 | 2.5069 | 2.508 | 0.0014966 | 2.5069 | 2.508 | 0.00034563 | 0.57894 | 0.5792 | 0.00034563 | 0.57894 | 0.5792 | -0.00032415 | 0.47438 | 0.0093073 | 0.00032419 | -0.35372 | 0.11146 | -5.2378e-05 | 0.10474 | 0.39877 | 5.2423e-05 | 0.020951 | -0.27297 | 170.8439 | -147.6823 | 32.295 | -9.1561 | 32.3177 | -147.705 | 0.95001 | 0.83913 | 0.68868 | 0.95015 | 0.61204 | 0.50906 | 0.022878 | -135.2316 | 120.958 | 0.029397 | -151.072 | 144.507
Line3_1_5 | 0.00073154 | 0.0043208 | 0.0036553 | 0.00073154 | 0.0043208 | 0.0036553 | 0.00016894 | 0.00099784 | 0.00084416 | 0.00016894 | 0.00099784 | 0.00084416 | -0.00015697 | -0.0008239 | -8.0101e-05 | 0.00015698 | 0.00082426 | 8.0357e-05 | 3.3467e-05 | -0.00014931 | -0.00057581 | -3.3456e-05 | 0.00014968 | 0.00057607 | -167.9415 | 34.4967 | -141.1224 | 12.0585 | -145.5033 | 38.8776 | 0.95001 | 0.83913 | 0.68868 | 0.95005 | 0.83955 | 0.68903 | 0.022878 | -135.2316 | 120.958 | 0.02738 | -135.2109 | 120.9366
Line4_2_6 | 0.00072934 | 0.004314 | 0.0036502 | 0.00072934 | 0.004314 | 0.0036502 | 0.00016843 | 0.00099627 | 0.00084297 | 0.00016843 | 0.00099627 | 0.00084297 | -0.00015644 | -0.00082312 | -8.0723e-05 | 0.00015645 | 0.00082348 | 8.0979e-05 | 3.3683e-05 | -0.00014851 | -0.0005752 | -3.3673e-05 | 0.00014888 | 0.00057546 | -167.8214 | 34.5617 | -141.0746 | 12.1786 | -145.4383 | 38.9254 | 0.95005 | 0.83955 | 0.68903 | 0.9501 | 0.83997 | 0.68939 | 0.027372 | -135.2109 | 120.9366 | 0.031865 | -135.1901 | 120.9153
Line5_6_7 | 0.00072934 | 0.004314 | 0.0036502 | 0.00072934 | 0.004314 | 0.0036502 | 0.00016843 | 0.00099627 | 0.00084297 | 0.00016843 | 0.00099627 | 0.00084297 | -0.00015645 | -0.00082348 | -8.0978e-05 | 0.00015646 | 0.00082384 | 8.1234e-05 | 3.3673e-05 | -0.00014888 | -0.00057546 | -3.3662e-05 | 0.00014926 | 0.00057573 | -167.8214 | 34.5616 | -141.0747 | 12.1786 | -145.4384 | 38.9253 | 0.9501 | 0.83997 | 0.68939 | 0.95015 | 0.84039 | 0.68974 | 0.031865 | -135.1901 | 120.9153 | 0.036358 | -135.1694 | 120.894
Line6_7_8 | 0 | 0 | 0 | 0 | 0 | 0 | 0 | 0 | 0 | 0 | 0 | 0 | 1.5301e-12 | -7.073e-10 | -1.9737e-09 | -1.5301e-12 | 7.073e-10 | 1.9737e-09 | -6.3006e-12 | 2.298e-09 | -1.1246e-10 | 6.3005e-12 | -2.298e-09 | 1.1246e-10 | 0 | 0 | 0 | 0 | 0 | 0 | 0.95015 | 0.84039 | 0.68974 | 0.95015 | 0.84039 | 0.68974 | 0.036358 | -135.1694 | 120.894 | 0.036358 | -135.1694 | 120.894
Line7_8_9 | 0 | 0 | 0 | 0 | 0 | 0 | 0 | 0 | 0 | 0 | 0 | 0 | 5.1e-13 | -2.3577e-10 | -6.5791e-10 | -5.1e-13 | 2.3577e-10 | 6.5791e-10 | -2.1002e-12 | 7.6601e-10 | -3.7487e-11 | 2.1002e-12 | -7.6601e-10 | 3.7487e-11 | 0 | 0 | 0 | 0 | 0 | 0 | 0.95015 | 0.84039 | 0.68974 | 0.95015 | 0.84039 | 0.68974 | 0.036358 | -135.1694 | 120.894 | 0.036358 | -135.1694 | 120.894
Line8_8_10 | 0 | 0 | 0 | 0 | 0 | 0 | 0 | 0 | 0 | 0 | 0 | 0 | 5.0999e-13 | -2.3577e-10 | -6.5791e-10 | -5.1e-13 | 2.3577e-10 | 6.5791e-10 | -2.1002e-12 | 7.6601e-10 | -3.7487e-11 | 2.1002e-12 | -7.6601e-10 | 3.7487e-11 | 0 | 0 | 0 | 0 | 0 | 0 | 0.95015 | 0.84039 | 0.68974 | 0.95015 | 0.84039 | 0.68974 | 0.036358 | -135.1694 | 120.894 | 0.036358 | -135.1694 | 120.894
Line9_3_11 | 0.00072496 | 0.0043004 | 0.0036399 | 0.00072496 | 0.0043004 | 0.0036399 | 0.00016742 | 0.00099313 | 0.0008406 | 0.00016742 | 0.00099313 | 0.0008406 | -0.00015536 | -0.00082086 | -8.1445e-05 | 0.00015537 | 0.00082122 | 8.1699e-05 | 3.413e-05 | -0.00014619 | -0.00057344 | -3.4119e-05 | 0.00014656 | 0.00057371 | -167.5824 | 34.6909 | -140.9797 | 12.4176 | -145.3091 | 39.0203 | 0.95005 | 0.83955 | 0.68903 | 0.9501 | 0.83996 | 0.68939 | 0.027356 | -135.2109 | 120.9367 | 0.031834 | -135.1901 | 120.9155

## LL_min_10
name | pf_ikss_a_from_ka | pf_ikss_b_from_ka | pf_ikss_c_from_ka | pf_ikss_a_to_ka | pf_ikss_b_to_ka | pf_ikss_c_to_ka | pf_skss_a_from_mw | pf_skss_b_from_mw | pf_skss_c_from_mw | pf_skss_a_to_mw | pf_skss_b_to_mw | pf_skss_c_to_mw | pf_p_a_from_mw | pf_p_b_from_mw | pf_p_c_from_mw | pf_p_a_to_mw | pf_p_b_to_mw | pf_p_c_to_mw | pf_q_a_from_mvar | pf_q_b_from_mvar | pf_q_c_from_mvar | pf_q_a_to_mvar | pf_q_b_to_mvar | pf_q_c_to_mvar | pf_ikss_a_from_degree | pf_ikss_b_from_degree | pf_ikss_c_from_degree | pf_ikss_a_to_degree | pf_ikss_b_to_degree | pf_ikss_c_to_degree | pf_vm_a_from_pu | pf_vm_b_from_pu | pf_vm_c_from_pu | pf_vm_a_to_pu | pf_vm_b_to_pu | pf_vm_c_to_pu | pf_va_a_from_degree | pf_va_b_from_degree | pf_va_c_from_degree | pf_va_a_to_degree | pf_va_b_to_degree | pf_va_c_to_degree
Line0_1_2 | 0.00069095 | 0.0040869 | 0.003458 | 0.00069095 | 0.0040869 | 0.003458 | 0.00015957 | 0.00094383 | 0.0007986 | 0.00015957 | 0.00094383 | 0.0007986 | -0.00014039 | -0.00073844 | -7.2221e-05 | 0.0001404 | 0.00073876 | 7.245e-05 | 3.024e-05 | -0.00013295 | -0.000516 | -3.0231e-05 | 0.00013329 | 0.00051624 | -167.8214 | 34.5617 | -141.0746 | 12.1786 | -145.4383 | 38.9254 | 0.90001 | 0.79496 | 0.65243 | 0.90005 | 0.79536 | 0.65277 | 0.022878 | -135.2316 | 120.958 | 0.027372 | -135.2109 | 120.9366
Line10_11_12 | 0.00068681 | 0.004074 | 0.0034483 | 0.00068681 | 0.004074 | 0.0034483 | 0.00015861 | 0.00094086 | 0.00079636 | 0.00015861 | 0.00094086 | 0.00079636 | -0.00013944 | -0.00073705 | -7.3325e-05 | 0.00013945 | 0.00073737 | 7.3553e-05 | 3.0622e-05 | -0.00013154 | -0.00051491 | -3.0613e-05 | 0.00013187 | 0.00051515 | -167.5824 | 34.6908 | -140.9798 | 12.4176 | -145.3092 | 39.0202 | 0.90009 | 0.79575 | 0.6531 | 0.90014 | 0.79615 | 0.65344 | 0.031834 | -135.1901 | 120.9155 | 0.036312 | -135.1694 | 120.8943
Line11_12_13 | 0.00068681 | 0.004074 | 0.0034483 | 0.00068681 | 0.004074 | 0.0034483 | 0.00015861 | 0.00094086 | 0.00079636 | 0.00015861 | 0.00094086 | 0.00079636 | -0.00013945 | -0.00073737 | -7.3553e-05 | 0.00013946 | 0.00073769 | 7.3781e-05 | 3.0613e-05 | -0.00013187 | -0.00051515 | -3.0603e-05 | 0.00013221 | 0.00051538 | -167.5824 | 34.6908 | -140.9799 | 12.4176 | -145.3092 | 39.0201 | 0.90014 | 0.79615 | 0.65344 | 0.90018 | 0.79655 | 0.65377 | 0.036312 | -135.1694 | 120.8943 | 0.040789 | -135.1487 | 120.8732
Line12_13_15 | 0 | 0 | 0 | 0 | 0 | 0 | 0 | 0 | 0 | 0 | 0 | 0 | 1.7833e-12 | -6.3245e-10 | -1.77e-09 | -1.7833e-12 | 6.3245e-10 | 1.77e-09 | -6.3442e-12 | 2.0608e-09 | -9.8632e-11 | 6.3442e-12 | -2.0608e-09 | 9.8632e-11 | 0 | 0 | 0 | 0 | 0 | 0 | 0.90018 | 0.79655 | 0.65377 | 0.90018 | 0.79655 | 0.65377 | 0.040789 | -135.1487 | 120.8732 | 0.040789 | -135.1487 | 120.8732
Line13_13_14 | 0.00068681 | 0.004074 | 0.0034483 | 0.00068681 | 0.004074 | 0.0034483 | 0.00015861 | 0.00094086 | 0.00079636 | 0.00015861 | 0.00094086 | 0.00079636 | -0.00013946 | -0.00073768 | -7.3779e-05 | 0.00013947 | 0.000738 | 7.4007e-05 | 3.0603e-05 | -0.00013221 | -0.00051538 | -3.0594e-05 | 0.00013254 | 0.00051562 | -167.5824 | 34.6905 | -140.9801 | 12.4176 | -145.3095 | 39.0199 | 0.90018 | 0.79655 | 0.65377 | 0.90022 | 0.79694 | 0.65411 | 0.040789 | -135.1487 | 120.8732 | 0.045265 | -135.128 | 120.852
Line14_15_16 | 0 | 0 | 0 | 0 | 0 | 0 | 0 | 0 | 0 | 0 | 0 | 0 | 1.1888e-12 | -4.2163e-10 | -1.18e-09 | -1.1888e-12 | 4.2163e-10 | 1.18e-09 | -4.2295e-12 | 1.3738e-09 | -6.5755e-11 | 4.2295e-12 | -1.3738e-09 | 6.5755e-11 | 0 | 0 | 0 | 0 | 0 | 0 | 0.90018 | 0.79655 | 0.65377 | 0.90018 | 0.79655 | 0.65377 | 0.040789 | -135.1487 | 120.8732 | 0.040789 | -135.1487 | 120.8732
Line15_16_17 | 0 | 0 | 0 | 0 | 0 | 0 | 0 | 0 | 0 | 0 | 0 | 0 | 5.9444e-13 | -2.1082e-10 | -5.9e-10 | -5.9442e-13 | 2.1082e-10 | 5.9e-10 | -2.1147e-12 | 6.8692e-10 | -3.2877e-11 | 2.1147e-12 | -6.8692e-10 | 3.2877e-11 | 0 | 0 | 0 | 0 | 0 | 0 | 0.90018 | 0.79655 | 0.65377 | 0.90018 | 0.79655 | 0.65377 | 0.040789 | -135.1487 | 120.8732 | 0.040789 | -135.1487 | 120.8732
Line16_4_18 | 0 | 2.3828 | 2.3828 | 0 | 2.3828 | 2.3828 | 0 | 0.55029 | 0.55029 | 0 | 0.55029 | 0.55029 | 4.7488e-13 | 0.31854 | -0.10051 | -4.7501e-13 | -0.20952 | 0.20952 | -1.524e-12 | -0.018505 | 0.24562 | 1.524e-12 | 0.13206 | -0.13206 | 0 | -147.7472 | 32.2528 | 0 | 32.2528 | -147.7472 | 0.90014 | 0.57983 | 0.48227 | 0.90014 | 0.45007 | 0.45007 | 0.029397 | -151.072 | 144.507 | 0.029397 | -179.9706 | -179.9706
Line17_5_19 | 0.00069304 | 0.0040934 | 0.0034629 | 0.00069304 | 0.0040934 | 0.0034629 | 0.00016005 | 0.00094533 | 0.00079973 | 0.00016005 | 0.00094533 | 0.00079973 | -0.00014089 | -0.00073978 | -7.2121e-05 | 0.0001409 | 0.0007401 | 7.2351e-05 | 3.0027e-05 | -0.00013434 | -0.00051703 | -3.0017e-05 | 0.00013468 | 0.00051727 | -167.9415 | 34.4966 | -141.1225 | 12.0585 | -145.5034 | 38.8775 | 0.90005 | 0.79536 | 0.65277 | 0.9001 | 0.79576 | 0.6531 | 0.02738 | -135.2109 | 120.9366 | 0.031881 | -135.1901 | 120.9152
Line1_1_3 | 0.00068681 | 0.004074 | 0.0034483 | 0.00068681 | 0.004074 | 0.0034483 | 0.00015861 | 0.00094086 | 0.00079636 | 0.00015861 | 0.00094086 | 0.00079636 | -0.00013942 | -0.00073641 | -7.287e-05 | 0.00013943 | 0.00073673 | 7.3098e-05 | 3.0641e-05 | -0.00013088 | -0.00051443 | -3.0631e-05 | 0.00013121 | 0.00051467 | -167.5824 | 34.6909 | -140.9797 | 12.4176 | -145.3091 | 39.0203 | 0.90001 | 0.79496 | 0.65243 | 0.90005 | 0.79536 | 0.65277 | 0.022878 | -135.2316 | 120.958 | 0.027356 | -135.2109 | 120.9367
Line2_1_4 | 0.0014179 | 2.375 | 2.376 | 0.0014179 | 2.375 | 2.376 | 0.00032744 | 0.54847 | 0.54872 | 0.00032744 | 0.54847 | 0.54872 | -0.00029092 | 0.42576 | 0.0083534 | 0.00029096 | -0.31747 | 0.10004 | -4.701e-05 | 0.094005 | 0.3579 | 4.705e-05 | 0.018803 | -0.24499 | 170.8439 | -147.6823 | 32.295 | -9.1561 | 32.3177 | -147.705 | 0.90001 | 0.79496 | 0.65243 | 0.90014 | 0.57983 | 0.48227 | 0.022878 | -135.2316 | 120.958 | 0.029397 | -151.072 | 144.507
Line3_1_5 | 0.00069304 | 0.0040934 | 0.0034629 | 0.00069304 | 0.0040934 | 0.0034629 | 0.00016005 | 0.00094533 | 0.00079973 | 0.00016005 | 0.00094533 | 0.00079973 | -0.00014088 | -0.00073945 | -7.1891e-05 | 0.00014089 | 0.00073978 | 7.2121e-05 | 3.0037e-05 | -0.000134 | -0.00051679 | -3.0027e-05 | 0.00013434 | 0.00051703 | -167.9415 | 34.4967 | -141.1224 | 12.0585 | -145.5033 | 38.8776 | 0.90001 | 0.79496 | 0.65243 | 0.90005 | 0.79536 | 0.65277 | 0.022878 | -135.2316 | 120.958 | 0.02738 | -135.2109 | 120.9366
Line4_2_6 | 0.00069095 | 0.0040869 | 0.003458 | 0.00069095 | 0.0040869 | 0.003458 | 0.00015957 | 0.00094383 | 0.0007986 | 0.00015957 | 0.00094383 | 0.0007986 | -0.0001404 | -0.00073876 | -7.245e-05 | 0.00014041 | 0.00073908 | 7.2679e-05 | 3.0231e-05 | -0.00013329 | -0.00051624 | -3.0221e-05 | 0.00013362 | 0.00051648 | -167.8214 | 34.5617 | -141.0746 | 12.1786 | -145.4383 | 38.9254 | 0.90005 | 0.79536 | 0.65277 | 0.90009 | 0.79576 | 0.6531 | 0.027372 | -135.2109 | 120.9366 | 0.031865 | -135.1901 | 120.9153
Line5_6_7 | 0.00069095 | 0.0040869 | 0.003458 | 0.00069095 | 0.0040869 | 0.003458 | 0.00015957 | 0.00094383 | 0.0007986 | 0.00015957 | 0.00094383 | 0.0007986 | -0.00014041 | -0.00073908 | -7.2679e-05 | 0.00014042 | 0.0007394 | 7.2908e-05 | 3.0221e-05 | -0.00013362 | -0.00051648 | -3.0212e-05 | 0.00013396 | 0.00051672 | -167.8214 | 34.5616 | -141.0747 | 12.1786 | -145.4384 | 38.9253 | 0.90009 | 0.79576 | 0.6531 | 0.90014 | 0.79616 | 0.65344 | 0.031865 | -135.1901 | 120.9153 | 0.036358 | -135.1694 | 120.894
Line6_7_8 | 0 | 0 | 0 | 0 | 0 | 0 | 0 | 0 | 0 | 0 | 0 | 0 | 1.3733e-12 | -6.3481e-10 | -1.7714e-09 | -1.3733e-12 | 6.3481e-10 | 1.7714e-09 | -5.6548e-12 | 2.0625e-09 | -1.0094e-10 | 5.6548e-12 | -2.0625e-09 | 1.0094e-10 | 0 | 0 | 0 | 0 | 0 | 0 | 0.90014 | 0.79616 | 0.65344 | 0.90014 | 0.79616 | 0.65344 | 0.036358 | -135.1694 | 120.894 | 0.036358 | -135.1694 | 120.894
Line7_8_9 | 0 | 0 | 0 | 0 | 0 | 0 | 0 | 0 | 0 | 0 | 0 | 0 | 4.5772e-13 | -2.116e-10 | -5.9048e-10 | -4.5772e-13 | 2.116e-10 | 5.9048e-10 | -1.8849e-12 | 6.875e-10 | -3.3645e-11 | 1.8849e-12 | -6.875e-10 | 3.3645e-11 | 0 | 0 | 0 | 0 | 0 | 0 | 0.90014 | 0.79616 | 0.65344 | 0.90014 | 0.79616 | 0.65344 | 0.036358 | -135.1694 | 120.894 | 0.036358 | -135.1694 | 120.894
Line8_8_10 | 0 | 0 | 0 | 0 | 0 | 0 | 0 | 0 | 0 | 0 | 0 | 0 | 4.5773e-13 | -2.116e-10 | -5.9048e-10 | -4.5773e-13 | 2.116e-10 | 5.9048e-10 | -1.8849e-12 | 6.875e-10 | -3.3645e-11 | 1.8849e-12 | -6.875e-10 | 3.3645e-11 | 0 | 0 | 0 | 0 | 0 | 0 | 0.90014 | 0.79616 | 0.65344 | 0.90014 | 0.79616 | 0.65344 | 0.036358 | -135.1694 | 120.894 | 0.036358 | -135.1694 | 120.894
Line9_3_11 | 0.00068681 | 0.004074 | 0.0034483 | 0.00068681 | 0.004074 | 0.0034483 | 0.00015861 | 0.00094086 | 0.00079636 | 0.00015861 | 0.00094086 | 0.00079636 | -0.00013943 | -0.00073673 | -7.3097e-05 | 0.00013944 | 0.00073705 | 7.3326e-05 | 3.0632e-05 | -0.00013121 | -0.00051467 | -3.0622e-05 | 0.00013154 | 0.00051491 | -167.5824 | 34.6909 | -140.9797 | 12.4176 | -145.3091 | 39.0203 | 0.90005 | 0.79536 | 0.65277 | 0.90009 | 0.79575 | 0.6531 | 0.027356 | -135.2109 | 120.9367 | 0.031834 | -135.1901 | 120.9155

## LL_min_fault_6
name | pf_ikss_a_from_ka | pf_ikss_b_from_ka | pf_ikss_c_from_ka | pf_ikss_a_to_ka | pf_ikss_b_to_ka | pf_ikss_c_to_ka | pf_skss_a_from_mw | pf_skss_b_from_mw | pf_skss_c_from_mw | pf_skss_a_to_mw | pf_skss_b_to_mw | pf_skss_c_to_mw | pf_p_a_from_mw | pf_p_b_from_mw | pf_p_c_from_mw | pf_p_a_to_mw | pf_p_b_to_mw | pf_p_c_to_mw | pf_q_a_from_mvar | pf_q_b_from_mvar | pf_q_c_from_mvar | pf_q_a_to_mvar | pf_q_b_to_mvar | pf_q_c_to_mvar | pf_ikss_a_from_degree | pf_ikss_b_from_degree | pf_ikss_c_from_degree | pf_ikss_a_to_degree | pf_ikss_b_to_degree | pf_ikss_c_to_degree | pf_vm_a_from_pu | pf_vm_b_from_pu | pf_vm_c_from_pu | pf_vm_a_to_pu | pf_vm_b_to_pu | pf_vm_c_to_pu | pf_va_a_from_degree | pf_va_b_from_degree | pf_va_c_from_degree | pf_va_a_to_degree | pf_va_b_to_degree | pf_va_c_to_degree
Line0_1_2 | 1.5265e-05 | 9.029e-05 | 7.6396e-05 | 1.5265e-05 | 9.029e-05 | 7.6396e-05 | 3.5252e-06 | 2.0851e-05 | 1.7643e-05 | 3.5252e-06 | 2.0851e-05 | 1.7643e-05 | -3.0435e-06 | -1.9291e-05 | -6.0987e-06 | 3.0435e-06 | 1.9291e-05 | 6.0988e-06 | 1.3973e-06 | -4.3279e-06 | -1.551e-05 | -1.3973e-06 | 4.3281e-06 | 1.551e-05 | -155.3388 | 47.0443 | -128.592 | 24.6612 | -132.9557 | 51.408 | 0.95 | 0.94814 | 0.94461 | 0.95 | 0.94815 | 0.94461 | 0.00046974 | -120.3106 | 119.9425 | 0.00057414 | -120.3102 | 119.9423
Line10_11_12 | 1.5173e-05 | 9.0005e-05 | 7.6182e-05 | 1.5173e-05 | 9.0005e-05 | 7.6182e-05 | 3.5041e-06 | 2.0786e-05 | 1.7593e-05 | 3.5041e-06 | 2.0786e-05 | 1.7593e-05 | -3.0195e-06 | -1.924e-05 | -6.1073e-06 | 3.0195e-06 | 1.924e-05 | 6.1074e-06 | 1.4016e-06 | -4.2713e-06 | -1.5456e-05 | -1.4015e-06 | 4.2714e-06 | 1.5456e-05 | -155.0998 | 47.1734 | -128.4972 | 24.9002 | -132.8266 | 51.5028 | 0.95 | 0.94816 | 0.94462 | 0.95 | 0.94817 | 0.94463 | 0.00067758 | -120.3099 | 119.9421 | 0.0007815 | -120.3095 | 119.9419
Line11_12_13 | 1.5173e-05 | 9.0005e-05 | 7.6182e-05 | 1.5173e-05 | 9.0005e-05 | 7.6182e-05 | 3.5041e-06 | 2.0786e-05 | 1.7593e-05 | 3.5041e-06 | 2.0786e-05 | 1.7593e-05 | -3.0195e-06 | -1.924e-05 | -6.1074e-06 | 3.0195e-06 | 1.924e-05 | 6.1075e-06 | 1.4015e-06 | -4.2715e-06 | -1.5456e-05 | -1.4015e-06 | 4.2716e-06 | 1.5456e-05 | -155.0998 | 47.1733 | -128.4973 | 24.9002 | -132.8267 | 51.5027 | 0.95 | 0.94817 | 0.94463 | 0.95 | 0.94818 | 0.94464 | 0.0007815 | -120.3095 | 119.9419 | 0.00088541 | -120.3092 | 119.9417
Line12_13_15 | 0 | 0 | 0 | 0 | 0 | 0 | 0 | 0 | 0 | 0 | 0 | 0 | 8.517e-15 | -1.8847e-11 | -5.5689e-11 | -8.5168e-15 | 1.8847e-11 | 5.5689e-11 | -1.5341e-13 | 5.3464e-11 | 1.0045e-11 | 1.5341e-13 | -5.3464e-11 | -1.0045e-11 | 0 | 0 | 0 | 0 | 0 | 0 | 0.95 | 0.94818 | 0.94464 | 0.95 | 0.94818 | 0.94464 | 0.00088541 | -120.3092 | 119.9417 | 0.00088541 | -120.3092 | 119.9417
Line13_13_14 | 1.5173e-05 | 9.0005e-05 | 7.6181e-05 | 1.5173e-05 | 9.0005e-05 | 7.6181e-05 | 3.5041e-06 | 2.0786e-05 | 1.7593e-05 | 3.5041e-06 | 2.0786e-05 | 1.7593e-05 | -3.0195e-06 | -1.924e-05 | -6.1074e-06 | 3.0195e-06 | 1.924e-05 | 6.1075e-06 | 1.4015e-06 | -4.2717e-06 | -1.5457e-05 | -1.4015e-06 | 4.2718e-06 | 1.5457e-05 | -155.0998 | 47.1731 | -128.4975 | 24.9002 | -132.8269 | 51.5025 | 0.95 | 0.94818 | 0.94464 | 0.95 | 0.94819 | 0.94465 | 0.00088541 | -120.3092 | 119.9417 | 0.00098933 | -120.3088 | 119.9415
Line14_15_16 | 0 | 0 | 0 | 0 | 0 | 0 | 0 | 0 | 0 | 0 | 0 | 0 | 5.6774e-15 | -1.2564e-11 | -3.7126e-11 | -5.6774e-15 | 1.2564e-11 | 3.7126e-11 | -1.0227e-13 | 3.5643e-11 | 6.6965e-12 | 1.0227e-13 | -3.5643e-11 | -6.6965e-12 | 0 | 0 | 0 | 0 | 0 | 0 | 0.95 | 0.94818 | 0.94464 | 0.95 | 0.94818 | 0.94464 | 0.00088541 | -120.3092 | 119.9417 | 0.00088541 | -120.3092 | 119.9417
Line15_16_17 | 0 | 0 | 0 | 0 | 0 | 0 | 0 | 0 | 0 | 0 | 0 | 0 | 2.838e-15 | -6.2822e-12 | -1.8563e-11 | -2.8384e-15 | 6.2822e-12 | 1.8563e-11 | -5.1138e-14 | 1.7821e-11 | 3.3482e-12 | 5.1138e-14 | -1.7821e-11 | -3.3482e-12 | 0 | 0 | 0 | 0 | 0 | 0 | 0.95 | 0.94818 | 0.94464 | 0.95 | 0.94818 | 0.94464 | 0.00088541 | -120.3092 | 119.9417 | 0.00088541 | -120.3092 | 119.9417
Line16_4_18 | 0 | 0.052643 | 0.052643 | 0 | 0.052643 | 0.052643 | 0 | 0.012157 | 0.012157 | 0 | 0.012157 | 0.012157 | 3.1096e-15 | 0.011083 | 0.0028791 | -3.1085e-15 | -0.01103 | -0.0028259 | -3.7087e-14 | 0.0029191 | 0.011048 | 3.7089e-14 | -0.0028637 | -0.010992 | 0 | -135.2646 | 44.7354 | 0 | 44.7354 | -135.2646 | 0.95 | 0.94277 | 0.9391 | 0.95 | 0.93738 | 0.93359 | 0.00064219 | -120.5094 | 120.1289 | 0.00064219 | -120.7107 | 120.3183
Line17_5_19 | 1.5311e-05 | 9.0432e-05 | 7.6504e-05 | 1.5311e-05 | 9.0432e-05 | 7.6504e-05 | 3.5359e-06 | 2.0884e-05 | 1.7668e-05 | 3.5359e-06 | 2.0884e-05 | 1.7668e-05 | -3.0557e-06 | -1.9316e-05 | -6.0944e-06 | 3.0557e-06 | 1.9317e-05 | 6.0945e-06 | 1.3952e-06 | -4.3569e-06 | -1.5537e-05 | -1.3952e-06 | 4.357e-06 | 1.5537e-05 | -155.4589 | 46.9792 | -128.6399 | 24.5411 | -133.0208 | 51.3601 | 0.95 | 0.94815 | 0.94461 | 0.95 | 0.94816 | 0.94462 | 0.00057438 | -120.3102 | 119.9423 | 0.00067901 | -120.3099 | 119.9421
Line1_1_3 | 1.5173e-05 | 9.0005e-05 | 7.6182e-05 | 1.5173e-05 | 9.0005e-05 | 7.6182e-05 | 3.5041e-06 | 2.0786e-05 | 1.7593e-05 | 3.5041e-06 | 2.0786e-05 | 1.7593e-05 | -3.0194e-06 | -1.924e-05 | -6.1071e-06 | 3.0194e-06 | 1.924e-05 | 6.1072e-06 | 1.4016e-06 | -4.2709e-06 | -1.5456e-05 | -1.4016e-06 | 4.2711e-06 | 1.5456e-05 | -155.0998 | 47.1735 | -128.4971 | 24.9002 | -132.8265 | 51.5029 | 0.95 | 0.94814 | 0.94461 | 0.95 | 0.94815 | 0.94461 | 0.00046974 | -120.3106 | 119.9425 | 0.00057366 | -120.3102 | 119.9423
Line2_1_4 | 3.1324e-05 | 0.052468 | 0.052492 | 3.1324e-05 | 0.052468 | 0.052492 | 7.2339e-06 | 0.012117 | 0.012122 | 7.2339e-06 | 0.012117 | 0.012122 | -6.8606e-06 | 0.011103 | 0.0029319 | 6.8606e-06 | -0.01105 | -0.002879 | 3.987e-07 | 0.002952 | 0.011069 | -3.9868e-07 | -0.002897 | -0.011014 | -176.6735 | -135.1997 | 44.7776 | 3.3265 | 44.8003 | -135.2224 | 0.95 | 0.94814 | 0.94461 | 0.95 | 0.94277 | 0.9391 | 0.00046974 | -120.3106 | 119.9425 | 0.00064219 | -120.5094 | 120.1289
Line3_1_5 | 1.5311e-05 | 9.0432e-05 | 7.6504e-05 | 1.5311e-05 | 9.0432e-05 | 7.6504e-05 | 3.5359e-06 | 2.0884e-05 | 1.7668e-05 | 3.5359e-06 | 2.0884e-05 | 1.7668e-05 | -3.0556e-06 | -1.9316e-05 | -6.0943e-06 | 3.0557e-06 | 1.9316e-05 | 6.0944e-06 | 1.3952e-06 | -4.3567e-06 | -1.5537e-05 | -1.3952e-06 | 4.3568e-06 | 1.5537e-05 | -155.4589 | 46.9793 | -128.6398 | 24.5411 | -133.0207 | 51.3602 | 0.95 | 0.94814 | 0.94461 | 0.95 | 0.94815 | 0.94461 | 0.00046974 | -120.3106 | 119.9425 | 0.00057438 | -120.3102 | 119.9423
Line4_2_6 | 1.5265e-05 | 9.029e-05 | 7.6396e-05 | 1.5265e-05 | 9.029e-05 | 7.6396e-05 | 3.5252e-06 | 2.0851e-05 | 1.7643e-05 | 3.5252e-06 | 2.0851e-05 | 1.7643e-05 | -3.0435e-06 | -1.9291e-05 | -6.0987e-06 | 3.0435e-06 | 1.9291e-05 | 6.0989e-06 | 1.3973e-06 | -4.3281e-06 | -1.551e-05 | -1.3973e-06 | 4.3283e-06 | 1.551e-05 | -155.3388 | 47.0443 | -128.592 | 24.6612 | -132.9557 | 51.408 | 0.95 | 0.94815 | 0.94461 | 0.95 | 0.94816 | 0.94462 | 0.00057414 | -120.3102 | 119.9423 | 0.00067853 | -120.3099 | 119.9421
Line5_6_7 | 1.5265e-05 | 9.029e-05 | 7.6396e-05 | 1.5265e-05 | 9.029e-05 | 7.6396e-05 | 3.5252e-06 | 2.0851e-05 | 1.7643e-05 | 3.5252e-06 | 2.0851e-05 | 1.7643e-05 | -3.0435e-06 | -1.9291e-05 | -6.0988e-06 | 3.0435e-06 | 1.9291e-05 | 6.0989e-06 | 1.3973e-06 | -4.3283e-06 | -1.551e-05 | -1.3973e-06 | 4.3284e-06 | 1.551e-05 | -155.3388 | 47.0442 | -128.5921 | 24.6612 | -132.9558 | 51.4079 | 0.95 | 0.94816 | 0.94462 | 0.95 | 0.94817 | 0.94463 | 0.00067853 | -120.3099 | 119.9421 | 0.00078293 | -120.3095 | 119.9419
Line6_7_8 | 0 | 0 | 0 | 0 | 0 | 0 | 0 | 0 | 0 | 0 | 0 | 0 | 2.6808e-15 | -1.8939e-11 | -5.5776e-11 | -2.6809e-15 | 1.8939e-11 | 5.5776e-11 | -1.3565e-13 | 5.3526e-11 | 1.0009e-11 | 1.3565e-13 | -5.3526e-11 | -1.0009e-11 | 0 | 0 | 0 | 0 | 0 | 0 | 0.95 | 0.94817 | 0.94463 | 0.95 | 0.94817 | 0.94463 | 0.00078293 | -120.3095 | 119.9419 | 0.00078293 | -120.3095 | 119.9419
Line7_8_9 | 0 | 0 | 0 | 0 | 0 | 0 | 0 | 0 | 0 | 0 | 0 | 0 | 8.9321e-16 | -6.3129e-12 | -1.8592e-11 | -8.9335e-16 | 6.3129e-12 | 1.8592e-11 | -4.5219e-14 | 1.7842e-11 | 3.3364e-12 | 4.5218e-14 | -1.7842e-11 | -3.3364e-12 | 0 | 0 | 0 | 0 | 0 | 0 | 0.95 | 0.94817 | 0.94463 | 0.95 | 0.94817 | 0.94463 | 0.00078293 | -120.3095 | 119.9419 | 0.00078293 | -120.3095 | 119.9419
Line8_8_10 | 0 | 0 | 0 | 0 | 0 | 0 | 0 | 0 | 0 | 0 | 0 | 0 | 8.9252e-16 | -6.3129e-12 | -1.8592e-11 | -8.9239e-16 | 6.3129e-12 | 1.8592e-11 | -4.5217e-14 | 1.7842e-11 | 3.3364e-12 | 4.5217e-14 | -1.7842e-11 | -3.3364e-12 | 0 | 0 | 0 | 0 | 0 | 0 | 0.95 | 0.94817 | 0.94463 | 0.95 | 0.94817 | 0.94463 | 0.00078293 | -120.3095 | 119.9419 | 0.00078293 | -120.3095 | 119.9419
Line9_3_11 | 1.5173e-05 | 9.0005e-05 | 7.6182e-05 | 1.5173e-05 | 9.0005e-05 | 7.6182e-05 | 3.5041e-06 | 2.0786e-05 | 1.7593e-05 | 3.5041e-06 | 2.0786e-05 | 1.7593e-05 | -3.0194e-06 | -1.924e-05 | -6.1072e-06 | 3.0195e-06 | 1.924e-05 | 6.1073e-06 | 1.4016e-06 | -4.2711e-06 | -1.5456e-05 | -1.4016e-06 | 4.2713e-06 | 1.5456e-05 | -155.0998 | 47.1735 | -128.4971 | 24.9002 | -132.8265 | 51.5029 | 0.95 | 0.94815 | 0.94461 | 0.95 | 0.94816 | 0.94462 | 0.00057366 | -120.3102 | 119.9423 | 0.00067758 | -120.3099 | 119.9421

## LL_min_fault_10
name | pf_ikss_a_from_ka | pf_ikss_b_from_ka | pf_ikss_c_from_ka | pf_ikss_a_to_ka | pf_ikss_b_to_ka | pf_ikss_c_to_ka | pf_skss_a_from_mw | pf_skss_b_from_mw | pf_skss_c_from_mw | pf_skss_a_to_mw | pf_skss_b_to_mw | pf_skss_c_to_mw | pf_p_a_from_mw | pf_p_b_from_mw | pf_p_c_from_mw | pf_p_a_to_mw | pf_p_b_to_mw | pf_p_c_to_mw | pf_q_a_from_mvar | pf_q_b_from_mvar | pf_q_c_from_mvar | pf_q_a_to_mvar | pf_q_b_to_mvar | pf_q_c_to_mvar | pf_ikss_a_from_degree | pf_ikss_b_from_degree | pf_ikss_c_from_degree | pf_ikss_a_to_degree | pf_ikss_b_to_degree | pf_ikss_c_to_degree | pf_vm_a_from_pu | pf_vm_b_from_pu | pf_vm_c_from_pu | pf_vm_a_to_pu | pf_vm_b_to_pu | pf_vm_c_to_pu | pf_va_a_from_degree | pf_va_b_from_degree | pf_va_c_from_degree | pf_va_a_to_degree | pf_va_b_to_degree | pf_va_c_to_degree
Line0_1_2 | 1.4461e-05 | 8.5538e-05 | 7.2376e-05 | 1.4461e-05 | 8.5538e-05 | 7.2376e-05 | 3.3397e-06 | 1.9754e-05 | 1.6714e-05 | 3.3397e-06 | 1.9754e-05 | 1.6714e-05 | -2.7316e-06 | -1.7314e-05 | -5.4736e-06 | 2.7316e-06 | 1.7314e-05 | 5.4737e-06 | 1.2541e-06 | -3.8843e-06 | -1.392e-05 | -1.2541e-06 | 3.8845e-06 | 1.392e-05 | -155.3388 | 47.0443 | -128.592 | 24.6612 | -132.9557 | 51.408 | 0.9 | 0.89824 | 0.89489 | 0.9 | 0.89825 | 0.8949 | 0.00046974 | -120.3106 | 119.9425 | 0.00057414 | -120.3102 | 119.9423
Line10_11_12 | 1.4375e-05 | 8.5268e-05 | 7.2172e-05 | 1.4375e-05 | 8.5268e-05 | 7.2172e-05 | 3.3197e-06 | 1.9692e-05 | 1.6667e-05 | 3.3197e-06 | 1.9692e-05 | 1.6667e-05 | -2.71e-06 | -1.7268e-05 | -5.4813e-06 | 2.71e-06 | 1.7268e-05 | 5.4814e-06 | 1.2579e-06 | -3.8335e-06 | -1.3872e-05 | -1.2579e-06 | 3.8336e-06 | 1.3872e-05 | -155.0998 | 47.1734 | -128.4972 | 24.9002 | -132.8266 | 51.5028 | 0.9 | 0.89826 | 0.89491 | 0.9 | 0.89827 | 0.89491 | 0.00067758 | -120.3099 | 119.9421 | 0.0007815 | -120.3095 | 119.9419
Line11_12_13 | 1.4375e-05 | 8.5268e-05 | 7.2172e-05 | 1.4375e-05 | 8.5268e-05 | 7.2172e-05 | 3.3197e-06 | 1.9692e-05 | 1.6667e-05 | 3.3197e-06 | 1.9692e-05 | 1.6667e-05 | -2.71e-06 | -1.7268e-05 | -5.4814e-06 | 2.71e-06 | 1.7268e-05 | 5.4815e-06 | 1.2579e-06 | -3.8337e-06 | -1.3872e-05 | -1.2579e-06 | 3.8338e-06 | 1.3872e-05 | -155.0998 | 47.1733 | -128.4973 | 24.9002 | -132.8267 | 51.5027 | 0.9 | 0.89827 | 0.89491 | 0.9 | 0.89828 | 0.89492 | 0.0007815 | -120.3095 | 119.9419 | 0.00088541 | -120.3092 | 119.9417
Line12_13_15 | 0 | 0 | 0 | 0 | 0 | 0 | 0 | 0 | 0 | 0 | 0 | 0 | 7.6441e-15 | -1.6915e-11 | -4.9981e-11 | -7.644e-15 | 1.6915e-11 | 4.9981e-11 | -1.3769e-13 | 4.7984e-11 | 9.0152e-12 | 1.3769e-13 | -4.7984e-11 | -9.0152e-12 | 0 | 0 | 0 | 0 | 0 | 0 | 0.9 | 0.89828 | 0.89492 | 0.9 | 0.89828 | 0.89492 | 0.00088541 | -120.3092 | 119.9417 | 0.00088541 | -120.3092 | 119.9417
Line13_13_14 | 1.4375e-05 | 8.5268e-05 | 7.2172e-05 | 1.4375e-05 | 8.5268e-05 | 7.2172e-05 | 3.3197e-06 | 1.9692e-05 | 1.6667e-05 | 3.3197e-06 | 1.9692e-05 | 1.6667e-05 | -2.71e-06 | -1.7268e-05 | -5.4815e-06 | 2.71e-06 | 1.7268e-05 | 5.4816e-06 | 1.2579e-06 | -3.8339e-06 | -1.3872e-05 | -1.2579e-06 | 3.834e-06 | 1.3872e-05 | -155.0998 | 47.1731 | -128.4975 | 24.9002 | -132.8269 | 51.5025 | 0.9 | 0.89828 | 0.89492 | 0.9 | 0.89828 | 0.89493 | 0.00088541 | -120.3092 | 119.9417 | 0.00098933 | -120.3088 | 119.9415
Line14_15_16 | 0 | 0 | 0 | 0 | 0 | 0 | 0 | 0 | 0 | 0 | 0 | 0 | 5.0947e-15 | -1.1277e-11 | -3.3321e-11 | -5.0946e-15 | 1.1277e-11 | 3.3321e-11 | -9.1792e-14 | 3.1989e-11 | 6.0101e-12 | 9.1792e-14 | -3.1989e-11 | -6.0101e-12 | 0 | 0 | 0 | 0 | 0 | 0 | 0.9 | 0.89828 | 0.89492 | 0.9 | 0.89828 | 0.89492 | 0.00088541 | -120.3092 | 119.9417 | 0.00088541 | -120.3092 | 119.9417
Line15_16_17 | 0 | 0 | 0 | 0 | 0 | 0 | 0 | 0 | 0 | 0 | 0 | 0 | 2.5473e-15 | -5.6383e-12 | -1.666e-11 | -2.5472e-15 | 5.6383e-12 | 1.666e-11 | -4.5897e-14 | 1.5995e-11 | 3.0051e-12 | 4.5896e-14 | -1.5995e-11 | -3.0051e-12 | 0 | 0 | 0 | 0 | 0 | 0 | 0.9 | 0.89828 | 0.89492 | 0.9 | 0.89828 | 0.89492 | 0.00088541 | -120.3092 | 119.9417 | 0.00088541 | -120.3092 | 119.9417
Line16_4_18 | 0 | 0.049872 | 0.049872 | 0 | 0.049872 | 0.049872 | 0 | 0.011517 | 0.011517 | 0 | 0.011517 | 0.011517 | 2.794e-15 | 0.0099475 | 0.002584 | -2.795e-15 | -0.0098997 | -0.0025363 | -3.329e-14 | 0.0026199 | 0.0099156 | 3.329e-14 | -0.0025702 | -0.0098658 | 0 | -135.2646 | 44.7354 | 0 | 44.7354 | -135.2646 | 0.9 | 0.89315 | 0.88967 | 0.9 | 0.88804 | 0.88445 | 0.00064219 | -120.5094 | 120.1289 | 0.00064219 | -120.7107 | 120.3183
Line17_5_19 | 1.4505e-05 | 8.5673e-05 | 7.2478e-05 | 1.4505e-05 | 8.5673e-05 | 7.2478e-05 | 3.3498e-06 | 1.9785e-05 | 1.6738e-05 | 3.3498e-06 | 1.9785e-05 | 1.6738e-05 | -2.7425e-06 | -1.7337e-05 | -5.4697e-06 | 2.7425e-06 | 1.7337e-05 | 5.4698e-06 | 1.2522e-06 | -3.9103e-06 | -1.3944e-05 | -1.2522e-06 | 3.9105e-06 | 1.3944e-05 | -155.4589 | 46.9792 | -128.6399 | 24.5411 | -133.0208 | 51.3601 | 0.9 | 0.89825 | 0.8949 | 0.9 | 0.89826 | 0.89491 | 0.00057438 | -120.3102 | 119.9423 | 0.00067901 | -120.3099 | 119.9421
Line1_1_3 | 1.4375e-05 | 8.5268e-05 | 7.2172e-05 | 1.4375e-05 | 8.5268e-05 | 7.2172e-05 | 3.3197e-06 | 1.9692e-05 | 1.6667e-05 | 3.3197e-06 | 1.9692e-05 | 1.6667e-05 | -2.71e-06 | -1.7268e-05 | -5.4812e-06 | 2.71e-06 | 1.7268e-05 | 5.4813e-06 | 1.2579e-06 | -3.8332e-06 | -1.3872e-05 | -1.2579e-06 | 3.8333e-06 | 1.3872e-05 | -155.0998 | 47.1735 | -128.4971 | 24.9002 | -132.8265 | 51.5029 | 0.9 | 0.89824 | 0.89489 | 0.9 | 0.89825 | 0.8949 | 0.00046974 | -120.3106 | 119.9425 | 0.00057366 | -120.3102 | 119.9423
Line2_1_4 | 2.9675e-05 | 0.049707 | 0.049729 | 2.9675e-05 | 0.049707 | 0.049729 | 6.8532e-06 | 0.011479 | 0.011484 | 6.8532e-06 | 0.011479 | 0.011484 | -6.1574e-06 | 0.009965 | 0.0026314 | 6.1575e-06 | -0.0099175 | -0.0025839 | 3.5784e-07 | 0.0026495 | 0.0099347 | -3.5782e-07 | -0.0026 | -0.0098853 | -176.6735 | -135.1997 | 44.7776 | 3.3265 | 44.8003 | -135.2224 | 0.9 | 0.89824 | 0.89489 | 0.9 | 0.89315 | 0.88967 | 0.00046974 | -120.3106 | 119.9425 | 0.00064219 | -120.5094 | 120.1289
Line3_1_5 | 1.4505e-05 | 8.5673e-05 | 7.2478e-05 | 1.4505e-05 | 8.5673e-05 | 7.2478e-05 | 3.3498e-06 | 1.9785e-05 | 1.6738e-05 | 3.3498e-06 | 1.9785e-05 | 1.6738e-05 | -2.7425e-06 | -1.7336e-05 | -5.4697e-06 | 2.7425e-06 | 1.7337e-05 | 5.4698e-06 | 1.2522e-06 | -3.9102e-06 | -1.3944e-05 | -1.2522e-06 | 3.9103e-06 | 1.3944e-05 | -155.4589 | 46.9793 | -128.6398 | 24.5411 | -133.0207 | 51.3602 | 0.9 | 0.89824 | 0.89489 | 0.9 | 0.89825 | 0.8949 | 0.00046974 | -120.3106 | 119.9425 | 0.00057438 | -120.3102 | 119.9423
Line4_2_6 | 1.4461e-05 | 8.5538e-05 | 7.2375e-05 | 1.4461e-05 | 8.5538e-05 | 7.2375e-05 | 3.3397e-06 | 1.9754e-05 | 1.6714e-05 | 3.3397e-06 | 1.9754e-05 | 1.6714e-05 | -2.7316e-06 | -1.7314e-05 | -5.4737e-06 | 2.7316e-06 | 1.7314e-05 | 5.4738e-06 | 1.2541e-06 | -3.8845e-06 | -1.392e-05 | -1.2541e-06 | 3.8846e-06 | 1.392e-05 | -155.3388 | 47.0443 | -128.592 | 24.6612 | -132.9557 | 51.408 | 0.9 | 0.89825 | 0.8949 | 0.9 | 0.89826 | 0.89491 | 0.00057414 | -120.3102 | 119.9423 | 0.00067853 | -120.3099 | 119.9421
Line5_6_7 | 1.4461e-05 | 8.5537e-05 | 7.2375e-05 | 1.4461e-05 | 8.5537e-05 | 7.2375e-05 | 3.3397e-06 | 1.9754e-05 | 1.6714e-05 | 3.3397e-06 | 1.9754e-05 | 1.6714e-05 | -2.7316e-06 | -1.7314e-05 | -5.4737e-06 | 2.7316e-06 | 1.7314e-05 | 5.4738e-06 | 1.2541e-06 | -3.8847e-06 | -1.392e-05 | -1.2541e-06 | 3.8848e-06 | 1.392e-05 | -155.3388 | 47.0442 | -128.5921 | 24.6612 | -132.9558 | 51.4079 | 0.9 | 0.89826 | 0.89491 | 0.9 | 0.89827 | 0.89491 | 0.00067853 | -120.3099 | 119.9421 | 0.00078293 | -120.3095 | 119.9419
Line6_7_8 | 0 | 0 | 0 | 0 | 0 | 0 | 0 | 0 | 0 | 0 | 0 | 0 | 2.4046e-15 | -1.6998e-11 | -5.0059e-11 | -2.4051e-15 | 1.6998e-11 | 5.0059e-11 | -1.2175e-13 | 4.804e-11 | 8.9833e-12 | 1.2175e-13 | -4.804e-11 | -8.9833e-12 | 0 | 0 | 0 | 0 | 0 | 0 | 0.9 | 0.89827 | 0.89491 | 0.9 | 0.89827 | 0.89491 | 0.00078293 | -120.3095 | 119.9419 | 0.00078293 | -120.3095 | 119.9419
Line7_8_9 | 0 | 0 | 0 | 0 | 0 | 0 | 0 | 0 | 0 | 0 | 0 | 0 | 8.0135e-16 | -5.6659e-12 | -1.6686e-11 | -8.018e-16 | 5.6659e-12 | 1.6686e-11 | -4.0584e-14 | 1.6013e-11 | 2.9944e-12 | 4.0584e-14 | -1.6013e-11 | -2.9944e-12 | 0 | 0 | 0 | 0 | 0 | 0 | 0.9 | 0.89827 | 0.89491 | 0.9 | 0.89827 | 0.89491 | 0.00078293 | -120.3095 | 119.9419 | 0.00078293 | -120.3095 | 119.9419
Line8_8_10 | 0 | 0 | 0 | 0 | 0 | 0 | 0 | 0 | 0 | 0 | 0 | 0 | 8.0148e-16 | -5.6659e-12 | -1.6686e-11 | -8.02e-16 | 5.6659e-12 | 1.6686e-11 | -4.0583e-14 | 1.6013e-11 | 2.9944e-12 | 4.0583e-14 | -1.6013e-11 | -2.9944e-12 | 0 | 0 | 0 | 0 | 0 | 0 | 0.9 | 0.89827 | 0.89491 | 0.9 | 0.89827 | 0.89491 | 0.00078293 | -120.3095 | 119.9419 | 0.00078293 | -120.3095 | 119.9419
Line9_3_11 | 1.4375e-05 | 8.5268e-05 | 7.2172e-05 | 1.4375e-05 | 8.5268e-05 | 7.2172e-05 | 3.3197e-06 | 1.9692e-05 | 1.6667e-05 | 3.3197e-06 | 1.9692e-05 | 1.6667e-05 | -2.71e-06 | -1.7268e-05 | -5.4813e-06 | 2.71e-06 | 1.7268e-05 | 5.4814e-06 | 1.2579e-06 | -3.8333e-06 | -1.3872e-05 | -1.2579e-06 | 3.8335e-06 | 1.3872e-05 | -155.0998 | 47.1735 | -128.4971 | 24.9002 | -132.8265 | 51.5029 | 0.9 | 0.89825 | 0.8949 | 0.9 | 0.89826 | 0.89491 | 0.00057366 | -120.3102 | 119.9423 | 0.00067758 | -120.3099 | 119.9421

## LG_max_6
name | pf_ikss_a_from_ka | pf_ikss_b_from_ka | pf_ikss_c_from_ka | pf_ikss_a_to_ka | pf_ikss_b_to_ka | pf_ikss_c_to_ka | pf_skss_a_from_mw | pf_skss_b_from_mw | pf_skss_c_from_mw | pf_skss_a_to_mw | pf_skss_b_to_mw | pf_skss_c_to_mw | pf_p_a_from_mw | pf_p_b_from_mw | pf_p_c_from_mw | pf_p_a_to_mw | pf_p_b_to_mw | pf_p_c_to_mw | pf_q_a_from_mvar | pf_q_b_from_mvar | pf_q_c_from_mvar | pf_q_a_to_mvar | pf_q_b_to_mvar | pf_q_c_to_mvar | pf_ikss_a_from_degree | pf_ikss_b_from_degree | pf_ikss_c_from_degree | pf_ikss_a_to_degree | pf_ikss_b_to_degree | pf_ikss_c_to_degree | 3xI0 | pf_vm_a_from_pu | pf_vm_b_from_pu | pf_vm_c_from_pu | pf_vm_a_to_pu | pf_vm_b_to_pu | pf_vm_c_to_pu | pf_va_a_from_degree | pf_va_b_from_degree | pf_va_c_from_degree | pf_va_a_to_degree | pf_va_b_to_degree | pf_va_c_to_degree
Line0_1_2 | 0.56752 | 0.2127 | 0.24748 | 0.56752 | 0.2127 | 0.24748 | 0.13106 | 0.049121 | 0.057154 | 0.13106 | 0.049121 | 0.057154 | -0.036018 | -0.052545 | 0.065938 | 0.038371 | 0.052969 | -0.066042 | -0.07302 | 0.029244 | -0.0057803 | 0.07757 | -0.029119 | 0.0064481 | 106.3088 | 83.7524 | 133.774 | -73.6912 | -96.2475 | -46.226 |  | 0.62123 | 1.2242 | 1.1581 | 0.66031 | 1.2305 | 1.161 | -9.9469 | -125.3454 | 128.7641 | -10.0108 | -125.0463 | 128.1975
Line10_11_12 | 0.5104 | 0.18761 | 0.22947 | 0.5104 | 0.18761 | 0.22947 | 0.11787 | 0.043327 | 0.052994 | 0.11787 | 0.043327 | 0.052994 | -0.038052 | -0.045375 | 0.061119 | 0.039966 | 0.045691 | -0.061187 | -0.072063 | 0.028324 | -0.0080851 | 0.075727 | -0.028242 | 0.0086631 | 107.9165 | 87.1411 | 135.2466 | -72.0835 | -92.8589 | -44.7534 |  | 0.69137 | 1.2346 | 1.1634 | 0.72643 | 1.2397 | 1.1661 | -9.919 | -124.8327 | 127.711 | -9.9071 | -124.5796 | 127.188
Line11_12_13 | 0.5104 | 0.18761 | 0.22947 | 0.5104 | 0.18761 | 0.22947 | 0.11787 | 0.043327 | 0.052994 | 0.11787 | 0.043327 | 0.052994 | -0.039966 | -0.045691 | 0.061187 | 0.04188 | 0.046007 | -0.061256 | -0.075727 | 0.028242 | -0.0086631 | 0.07939 | -0.02816 | 0.0092411 | 107.9165 | 87.1411 | 135.2466 | -72.0835 | -92.8589 | -44.7534 |  | 0.72643 | 1.2397 | 1.1661 | 0.7615 | 1.245 | 1.169 | -9.9071 | -124.5796 | 127.188 | -9.8962 | -124.3286 | 126.6676
Line12_13_15 | 0 | 0 | 0 | 0 | 0 | 0 | 0 | 0 | 0 | 0 | 0 | 0 | 1.8751e-08 | 4.5677e-08 | -6.2382e-08 | -1.1739e-08 | -3.1355e-08 | 4.1048e-08 | 3.9934e-08 | -5.621e-08 | -2.2194e-08 | -2.7127e-08 | 3.7112e-08 | 1.5319e-08 | 0 | 0 | 0 | 0 | 0 | 0 |  | 0.7615 | 1.245 | 1.169 | 0.7615 | 1.245 | 1.169 | -9.8962 | -124.3286 | 126.6676 | -9.8962 | -124.3286 | 126.6676
Line13_13_14 | 0.5104 | 0.18761 | 0.22947 | 0.5104 | 0.18761 | 0.22947 | 0.11787 | 0.043327 | 0.052994 | 0.11787 | 0.043327 | 0.052994 | -0.04188 | -0.046007 | 0.061256 | 0.043795 | 0.046324 | -0.061325 | -0.07939 | 0.02816 | -0.0092411 | 0.083054 | -0.028077 | 0.0098191 | 107.9164 | 87.1411 | 135.2466 | -72.0836 | -92.8589 | -44.7534 |  | 0.7615 | 1.245 | 1.169 | 0.79657 | 1.2502 | 1.1719 | -9.8962 | -124.3286 | 126.6676 | -9.8864 | -124.0796 | 126.1498
Line14_15_16 | 0 | 0 | 0 | 0 | 0 | 0 | 0 | 0 | 0 | 0 | 0 | 0 | 1.2501e-08 | 3.0452e-08 | -4.1588e-08 | -5.4885e-09 | -1.6129e-08 | 2.0254e-08 | 2.6623e-08 | -3.7474e-08 | -1.4796e-08 | -1.3815e-08 | 1.8375e-08 | 7.9205e-09 | 0 | 0 | 0 | 0 | 0 | 0 |  | 0.7615 | 1.245 | 1.169 | 0.7615 | 1.245 | 1.169 | -9.8962 | -124.3286 | 126.6676 | -9.8962 | -124.3286 | 126.6676
Line15_16_17 | 0 | 0 | 0 | 0 | 0 | 0 | 0 | 0 | 0 | 0 | 0 | 0 | 6.2504e-09 | 1.5226e-08 | -2.0794e-08 | 7.6192e-10 | -9.0369e-10 | -5.404e-10 | 1.3311e-08 | -1.8737e-08 | -7.398e-09 | -5.0387e-10 | -3.6177e-10 | 5.2256e-10 | 0 | 0 | 0 | 0 | 0 | 0 |  | 0.7615 | 1.245 | 1.169 | 0.7615 | 1.245 | 1.169 | -9.8962 | -124.3286 | 126.6676 | -9.8962 | -124.3286 | 126.6676
Line16_4_18 | 4.2555 | 0 | 0 | 4.2555 | 0 | 0 | 0.98276 | 0 | 0 | 0.98276 | 0 | 0 | 0.15091 | 2.8045e-08 | -2.9737e-08 | -1.5569e-14 | -5.8382e-10 | -8.4303e-11 | 0.30182 | -2.3815e-08 | -1.5672e-08 | 8.5119e-14 | 8.6889e-11 | 2.5691e-10 | -73.9059 | 0 | 0 | 106.0941 | 0 | 0 |  | 0.34336 | 1.2077 | 1.1183 | 0 | 1.1843 | 1.0695 | -10.4709 | -122.0002 | 126.1071 | 0 | -118.908 | 123.5774
Line17_5_19 | 0.60081 | 0.22777 | 0.2572 | 0.60081 | 0.22777 | 0.2572 | 0.13875 | 0.052601 | 0.059398 | 0.13875 | 0.052601 | 0.059398 | -0.039496 | -0.057805 | 0.068736 | 0.042123 | 0.058302 | -0.068865 | -0.083026 | 0.029212 | -0.0057334 | 0.08814 | -0.029055 | 0.0064521 | 105.3775 | 81.7884 | 132.9446 | -74.6225 | -98.2116 | -47.0554 |  | 0.66264 | 1.2313 | 1.1612 | 0.70406 | 1.2384 | 1.1645 | -10.0634 | -125.0215 | 128.1765 | -10.1661 | -124.7014 | 127.5921
Line1_1_3 | 0.5104 | 0.18761 | 0.22947 | 0.5104 | 0.18761 | 0.22947 | 0.11787 | 0.043327 | 0.052994 | 0.11787 | 0.043327 | 0.052994 | -0.034223 | -0.044742 | 0.060982 | 0.036137 | 0.045058 | -0.06105 | -0.064736 | 0.028489 | -0.0069292 | 0.0684 | -0.028407 | 0.0075072 | 107.9165 | 87.1411 | 135.2467 | -72.0835 | -92.8589 | -44.7533 |  | 0.62123 | 1.2242 | 1.1581 | 0.6563 | 1.2294 | 1.1607 | -9.9469 | -125.3454 | 128.7641 | -9.9322 | -125.088 | 128.2364
Line2_1_4 | 3.3565 | 0.29735 | 0.2139 | 3.3565 | 0.29735 | 0.2139 | 0.77514 | 0.068671 | 0.049398 | 0.77514 | 0.068671 | 0.049398 | 0.22158 | -0.078766 | 0.056698 | -0.12463 | 0.079264 | -0.054348 | 0.42753 | 0.029385 | -0.0076259 | -0.23517 | -0.024405 | 0.0098937 | -72.5499 | 75.1132 | 136.4245 | 107.4501 | -104.8868 | -43.5756 |  | 0.62123 | 1.2242 | 1.1581 | 0.34336 | 1.2077 | 1.1183 | -9.9469 | -125.3454 | 128.7641 | -10.4709 | -122.0002 | 126.1071
Line3_1_5 | 0.60081 | 0.22777 | 0.2572 | 0.60081 | 0.22777 | 0.2572 | 0.13875 | 0.052601 | 0.059398 | 0.13875 | 0.052601 | 0.059398 | -0.03687 | -0.057309 | 0.068608 | 0.039496 | 0.057805 | -0.068736 | -0.077913 | 0.029369 | -0.0050147 | 0.083026 | -0.029212 | 0.0057334 | 105.3775 | 81.7884 | 132.9446 | -74.6225 | -98.2116 | -47.0554 |  | 0.62123 | 1.2242 | 1.1581 | 0.66264 | 1.2313 | 1.1612 | -9.9469 | -125.3454 | 128.7641 | -10.0634 | -125.0215 | 128.1765
Line4_2_6 | 0.56752 | 0.2127 | 0.24748 | 0.56752 | 0.2127 | 0.24748 | 0.13106 | 0.049121 | 0.057154 | 0.13106 | 0.049121 | 0.057154 | -0.038371 | -0.052969 | 0.066042 | 0.040723 | 0.053393 | -0.066146 | -0.07757 | 0.029119 | -0.0064481 | 0.08212 | -0.028993 | 0.0071159 | 106.3088 | 83.7525 | 133.774 | -73.6912 | -96.2475 | -46.226 |  | 0.66031 | 1.2305 | 1.161 | 0.69938 | 1.2369 | 1.164 | -10.0108 | -125.0463 | 128.1975 | -10.0675 | -124.7504 | 127.6338
Line5_6_7 | 0.56752 | 0.2127 | 0.24748 | 0.56752 | 0.2127 | 0.24748 | 0.13106 | 0.049121 | 0.057154 | 0.13106 | 0.049121 | 0.057154 | -0.040723 | -0.053393 | 0.066146 | 0.043075 | 0.053816 | -0.06625 | -0.08212 | 0.028993 | -0.0071159 | 0.086671 | -0.028868 | 0.0077838 | 106.3088 | 83.7525 | 133.7739 | -73.6912 | -96.2475 | -46.2261 |  | 0.69938 | 1.2369 | 1.164 | 0.73846 | 1.2433 | 1.1671 | -10.0675 | -124.7504 | 127.6338 | -10.1183 | -124.4574 | 127.073
Line6_7_8 | 0 | 0 | 0 | 0 | 0 | 0 | 0 | 0 | 0 | 0 | 0 | 0 | 1.8614e-08 | 4.791e-08 | -6.4629e-08 | -1.161e-08 | -3.2836e-08 | 4.255e-08 | 4.0484e-08 | -5.8166e-08 | -2.4297e-08 | -2.7489e-08 | 3.8406e-08 | 1.6751e-08 | 0 | 0 | 0 | 0 | 0 | 0 |  | 0.73846 | 1.2433 | 1.1671 | 0.73846 | 1.2433 | 1.1671 | -10.1183 | -124.4574 | 127.073 | -10.1183 | -124.4574 | 127.073
Line7_8_9 | 0 | 0 | 0 | 0 | 0 | 0 | 0 | 0 | 0 | 0 | 0 | 0 | 6.2046e-09 | 1.597e-08 | -2.1543e-08 | 7.9934e-10 | -8.9552e-10 | -5.3547e-10 | 1.3495e-08 | -1.9389e-08 | -8.0989e-09 | -4.9947e-10 | -3.72e-10 | 5.533e-10 | 0 | 0 | 0 | 0 | 0 | 0 |  | 0.73846 | 1.2433 | 1.1671 | 0.73846 | 1.2433 | 1.1671 | -10.1183 | -124.4574 | 127.073 | -10.1183 | -124.4574 | 127.073
Line8_8_10 | 0 | 0 | 0 | 0 | 0 | 0 | 0 | 0 | 0 | 0 | 0 | 0 | 6.2046e-09 | 1.597e-08 | -2.1543e-08 | 7.9934e-10 | -8.9552e-10 | -5.3547e-10 | 1.3495e-08 | -1.9389e-08 | -8.0989e-09 | -4.9947e-10 | -3.72e-10 | 5.533e-10 | 0 | 0 | 0 | 0 | 0 | 0 |  | 0.73846 | 1.2433 | 1.1671 | 0.73846 | 1.2433 | 1.1671 | -10.1183 | -124.4574 | 127.073 | -10.1183 | -124.4574 | 127.073
Line9_3_11 | 0.5104 | 0.18761 | 0.22947 | 0.5104 | 0.18761 | 0.22947 | 0.11787 | 0.043327 | 0.052994 | 0.11787 | 0.043327 | 0.052994 | -0.036137 | -0.045058 | 0.06105 | 0.038052 | 0.045375 | -0.061119 | -0.0684 | 0.028407 | -0.0075072 | 0.072063 | -0.028324 | 0.0080851 | 107.9165 | 87.1411 | 135.2467 | -72.0835 | -92.8589 | -44.7533 |  | 0.6563 | 1.2294 | 1.1607 | 0.69137 | 1.2346 | 1.1634 | -9.9322 | -125.088 | 128.2364 | -9.919 | -124.8327 | 127.711

## LG_max_10
name | pf_ikss_a_from_ka | pf_ikss_b_from_ka | pf_ikss_c_from_ka | pf_ikss_a_to_ka | pf_ikss_b_to_ka | pf_ikss_c_to_ka | pf_skss_a_from_mw | pf_skss_b_from_mw | pf_skss_c_from_mw | pf_skss_a_to_mw | pf_skss_b_to_mw | pf_skss_c_to_mw | pf_p_a_from_mw | pf_p_b_from_mw | pf_p_c_from_mw | pf_p_a_to_mw | pf_p_b_to_mw | pf_p_c_to_mw | pf_q_a_from_mvar | pf_q_b_from_mvar | pf_q_c_from_mvar | pf_q_a_to_mvar | pf_q_b_to_mvar | pf_q_c_to_mvar | pf_ikss_a_from_degree | pf_ikss_b_from_degree | pf_ikss_c_from_degree | pf_ikss_a_to_degree | pf_ikss_b_to_degree | pf_ikss_c_to_degree | 3xI0 | pf_vm_a_from_pu | pf_vm_b_from_pu | pf_vm_c_from_pu | pf_vm_a_to_pu | pf_vm_b_to_pu | pf_vm_c_to_pu | pf_va_a_from_degree | pf_va_b_from_degree | pf_va_c_from_degree | pf_va_a_to_degree | pf_va_b_to_degree | pf_va_c_to_degree
Line0_1_2 | 0.58271 | 0.22047 | 0.25314 | 0.58271 | 0.22047 | 0.25314 | 0.13457 | 0.050915 | 0.05846 | 0.13457 | 0.050915 | 0.05846 | -0.038083 | -0.057028 | 0.070873 | 0.040556 | 0.057476 | -0.070982 | -0.077036 | 0.032097 | -0.0050291 | 0.08183 | -0.031957 | 0.005718 | 106.0939 | 83.9237 | 132.9707 | -73.9061 | -96.0763 | -47.0294 |  | 0.63859 | 1.2853 | 1.2154 | 0.67866 | 1.2916 | 1.2181 | -10.2121 | -125.4487 | 128.9118 | -10.27 | -125.1506 | 128.3651
Line10_11_12 | 0.52619 | 0.19546 | 0.23545 | 0.52619 | 0.19546 | 0.23545 | 0.12152 | 0.04514 | 0.054375 | 0.12152 | 0.04514 | 0.054375 | -0.040337 | -0.049526 | 0.065927 | 0.042365 | 0.049864 | -0.066 | -0.076379 | 0.031112 | -0.0075448 | 0.080271 | -0.031017 | 0.008145 | 107.6618 | 87.2024 | 134.4206 | -72.3382 | -92.7976 | -45.5794 |  | 0.71081 | 1.2957 | 1.2204 | 0.74692 | 1.3009 | 1.223 | -10.1771 | -124.9343 | 127.892 | -10.1622 | -124.6802 | 127.3853
Line11_12_13 | 0.52619 | 0.19546 | 0.23545 | 0.52619 | 0.19546 | 0.23545 | 0.12152 | 0.04514 | 0.054375 | 0.12152 | 0.04514 | 0.054375 | -0.042365 | -0.049864 | 0.066 | 0.044393 | 0.050202 | -0.066073 | -0.080271 | 0.031017 | -0.008145 | 0.084162 | -0.030921 | 0.0087453 | 107.6618 | 87.2024 | 134.4206 | -72.3382 | -92.7976 | -45.5795 |  | 0.74692 | 1.3009 | 1.223 | 0.78304 | 1.3062 | 1.2257 | -10.1622 | -124.6802 | 127.3853 | -10.1486 | -124.4282 | 126.8809
Line12_13_15 | 0 | 0 | 0 | 0 | 0 | 0 | 0 | 0 | 0 | 0 | 0 | 0 | 2.0716e-08 | 5.1957e-08 | -7.0443e-08 | -1.295e-08 | -3.5641e-08 | 4.6361e-08 | 4.437e-08 | -6.3493e-08 | -2.5827e-08 | -3.0136e-08 | 4.1922e-08 | 1.781e-08 | 0 | 0 | 0 | 0 | 0 | 0 |  | 0.78304 | 1.3062 | 1.2257 | 0.78304 | 1.3062 | 1.2257 | -10.1486 | -124.4282 | 126.8809 | -10.1486 | -124.4282 | 126.8809
Line13_13_14 | 0.52619 | 0.19546 | 0.23545 | 0.52619 | 0.19546 | 0.23545 | 0.12152 | 0.04514 | 0.054375 | 0.12152 | 0.04514 | 0.054375 | -0.044393 | -0.050202 | 0.066073 | 0.046422 | 0.05054 | -0.066147 | -0.084162 | 0.030921 | -0.0087453 | 0.088054 | -0.030826 | 0.0093455 | 107.6618 | 87.2024 | 134.4205 | -72.3382 | -92.7975 | -45.5795 |  | 0.78304 | 1.3062 | 1.2257 | 0.81915 | 1.3115 | 1.2286 | -10.1486 | -124.4282 | 126.8809 | -10.1363 | -124.1782 | 126.3787
Line14_15_16 | 0 | 0 | 0 | 0 | 0 | 0 | 0 | 0 | 0 | 0 | 0 | 0 | 1.3811e-08 | 3.4638e-08 | -4.6962e-08 | -6.0446e-09 | -1.8322e-08 | 2.288e-08 | 2.958e-08 | -4.2328e-08 | -1.7218e-08 | -1.5346e-08 | 2.0757e-08 | 9.2012e-09 | 0 | 0 | 0 | 0 | 0 | 0 |  | 0.78304 | 1.3062 | 1.2257 | 0.78304 | 1.3062 | 1.2257 | -10.1486 | -124.4282 | 126.8809 | -10.1486 | -124.4282 | 126.8809
Line15_16_17 | 0 | 0 | 0 | 0 | 0 | 0 | 0 | 0 | 0 | 0 | 0 | 0 | 6.9053e-09 | 1.7319e-08 | -2.3481e-08 | 8.6063e-10 | -1.0031e-09 | -6.0071e-10 | 1.479e-08 | -2.1164e-08 | -8.6089e-09 | -5.5649e-10 | -4.0675e-10 | 5.9229e-10 | 0 | 0 | 0 | 0 | 0 | 0 |  | 0.78304 | 1.3062 | 1.2257 | 0.78304 | 1.3062 | 1.2257 | -10.1486 | -124.4282 | 126.8809 | -10.1486 | -124.4282 | 126.8809
Line16_4_18 | 4.3662 | 0 | 0 | 4.3662 | 0 | 0 | 1.0083 | 0 | 0 | 1.0083 | 0 | 0 | 0.15886 | 3.1207e-08 | -3.3038e-08 | 3.1019e-14 | -6.5779e-10 | -1.0535e-10 | 0.31773 | -2.6593e-08 | -1.7633e-08 | -2.4635e-14 | 7.4211e-11 | 3.0634e-10 | -74.1467 | 0 | 0 | 105.8533 | 0 | 0 |  | 0.35229 | 1.2681 | 1.1736 | 0 | 1.2441 | 1.1231 | -10.7118 | -122.1739 | 126.3283 | 0 | -119.1526 | 123.8778
Line17_5_19 | 0.61545 | 0.23538 | 0.26264 | 0.61545 | 0.23538 | 0.26264 | 0.14213 | 0.054358 | 0.060655 | 0.14213 | 0.054358 | 0.060655 | -0.041685 | -0.062503 | 0.073734 | 0.044434 | 0.063025 | -0.073868 | -0.08735 | 0.032068 | -0.0049121 | 0.092711 | -0.031894 | 0.0056506 | 105.1909 | 82.0335 | 132.1572 | -74.8091 | -97.9665 | -47.8428 |  | 0.68096 | 1.2923 | 1.2183 | 0.72333 | 1.2995 | 1.2214 | -10.3204 | -125.127 | 128.3459 | -10.4161 | -124.8088 | 127.7828
Line1_1_3 | 0.52619 | 0.19546 | 0.23545 | 0.52619 | 0.19546 | 0.23545 | 0.12152 | 0.04514 | 0.054375 | 0.12152 | 0.04514 | 0.054375 | -0.03628 | -0.048849 | 0.065781 | 0.038308 | 0.049188 | -0.065854 | -0.068596 | 0.031302 | -0.0063442 | 0.072488 | -0.031207 | 0.0069445 | 107.6618 | 87.2024 | 134.4206 | -72.3382 | -92.7976 | -45.5794 |  | 0.63859 | 1.2853 | 1.2154 | 0.6747 | 1.2905 | 1.2178 | -10.2121 | -125.4487 | 128.9118 | -10.1937 | -125.1905 | 128.4009
Line2_1_4 | 3.4581 | 0.30349 | 0.21985 | 3.4581 | 0.30349 | 0.21985 | 0.79861 | 0.070088 | 0.050773 | 0.79861 | 0.070088 | 0.050773 | 0.23436 | -0.084117 | 0.061321 | -0.13147 | 0.084675 | -0.058853 | 0.45294 | 0.032239 | -0.0069042 | -0.24874 | -0.027016 | 0.0093292 | -72.8537 | 75.5214 | 135.3357 | 107.1463 | -104.4785 | -44.6643 |  | 0.63859 | 1.2853 | 1.2154 | 0.35229 | 1.2681 | 1.1736 | -10.2121 | -125.4487 | 128.9118 | -10.7118 | -122.1739 | 126.3283
Line3_1_5 | 0.61545 | 0.23538 | 0.26264 | 0.61545 | 0.23538 | 0.26264 | 0.14213 | 0.054358 | 0.060655 | 0.14213 | 0.054358 | 0.060655 | -0.038936 | -0.061981 | 0.073601 | 0.041685 | 0.062503 | -0.073734 | -0.081988 | 0.032241 | -0.0041735 | 0.08735 | -0.032068 | 0.0049121 | 105.1909 | 82.0335 | 132.1572 | -74.8091 | -97.9665 | -47.8428 |  | 0.63859 | 1.2853 | 1.2154 | 0.68096 | 1.2923 | 1.2183 | -10.2121 | -125.4487 | 128.9118 | -10.3204 | -125.127 | 128.3459
Line4_2_6 | 0.58271 | 0.22047 | 0.25314 | 0.58271 | 0.22047 | 0.25314 | 0.13457 | 0.050915 | 0.05846 | 0.13457 | 0.050915 | 0.05846 | -0.040556 | -0.057476 | 0.070982 | 0.043029 | 0.057924 | -0.071091 | -0.08183 | 0.031957 | -0.0057179 | 0.086623 | -0.031816 | 0.0064068 | 106.0939 | 83.9237 | 132.9706 | -73.9061 | -96.0763 | -47.0294 |  | 0.67866 | 1.2916 | 1.2181 | 0.71874 | 1.298 | 1.221 | -10.27 | -125.1506 | 128.3651 | -10.3214 | -124.8554 | 127.821
Line5_6_7 | 0.58271 | 0.22047 | 0.25314 | 0.58271 | 0.22047 | 0.25314 | 0.13457 | 0.050915 | 0.05846 | 0.13457 | 0.050915 | 0.05846 | -0.043029 | -0.057924 | 0.071091 | 0.045502 | 0.058372 | -0.0712 | -0.086623 | 0.031816 | -0.0064068 | 0.091417 | -0.031676 | 0.0070957 | 106.0939 | 83.9237 | 132.9706 | -73.9061 | -96.0762 | -47.0294 |  | 0.71874 | 1.298 | 1.221 | 0.75882 | 1.3044 | 1.224 | -10.3214 | -124.8554 | 127.821 | -10.3673 | -124.563 | 127.2794
Line6_7_8 | 0 | 0 | 0 | 0 | 0 | 0 | 0 | 0 | 0 | 0 | 0 | 0 | 2.0518e-08 | 5.4435e-08 | -7.2881e-08 | -1.278e-08 | -3.7284e-08 | 4.7991e-08 | 4.4899e-08 | -6.5615e-08 | -2.8199e-08 | -3.0484e-08 | 4.3325e-08 | 1.9425e-08 | 0 | 0 | 0 | 0 | 0 | 0 |  | 0.75882 | 1.3044 | 1.224 | 0.75882 | 1.3044 | 1.224 | -10.3673 | -124.563 | 127.2794 | -10.3673 | -124.563 | 127.2794
Line7_8_9 | 0 | 0 | 0 | 0 | 0 | 0 | 0 | 0 | 0 | 0 | 0 | 0 | 6.8395e-09 | 1.8145e-08 | -2.4294e-08 | 8.9932e-10 | -9.9415e-10 | -5.9611e-10 | 1.4966e-08 | -2.1872e-08 | -9.3996e-09 | -5.5077e-10 | -4.1854e-10 | 6.2551e-10 | 0 | 0 | 0 | 0 | 0 | 0 |  | 0.75882 | 1.3044 | 1.224 | 0.75882 | 1.3044 | 1.224 | -10.3673 | -124.563 | 127.2794 | -10.3673 | -124.563 | 127.2794
Line8_8_10 | 0 | 0 | 0 | 0 | 0 | 0 | 0 | 0 | 0 | 0 | 0 | 0 | 6.8395e-09 | 1.8145e-08 | -2.4294e-08 | 8.9932e-10 | -9.9415e-10 | -5.9611e-10 | 1.4966e-08 | -2.1872e-08 | -9.3996e-09 | -5.5077e-10 | -4.1854e-10 | 6.2551e-10 | 0 | 0 | 0 | 0 | 0 | 0 |  | 0.75882 | 1.3044 | 1.224 | 0.75882 | 1.3044 | 1.224 | -10.3673 | -124.563 | 127.2794 | -10.3673 | -124.563 | 127.2794
Line9_3_11 | 0.52619 | 0.19546 | 0.23545 | 0.52619 | 0.19546 | 0.23545 | 0.12152 | 0.04514 | 0.054375 | 0.12152 | 0.04514 | 0.054375 | -0.038308 | -0.049188 | 0.065854 | 0.040337 | 0.049526 | -0.065927 | -0.072488 | 0.031207 | -0.0069445 | 0.076379 | -0.031112 | 0.0075448 | 107.6618 | 87.2024 | 134.4206 | -72.3382 | -92.7976 | -45.5794 |  | 0.6747 | 1.2905 | 1.2178 | 0.71081 | 1.2957 | 1.2204 | -10.1937 | -125.1905 | 128.4009 | -10.1771 | -124.9343 | 127.892

## LG_max_fault_6
name | pf_ikss_a_from_ka | pf_ikss_b_from_ka | pf_ikss_c_from_ka | pf_ikss_a_to_ka | pf_ikss_b_to_ka | pf_ikss_c_to_ka | pf_skss_a_from_mw | pf_skss_b_from_mw | pf_skss_c_from_mw | pf_skss_a_to_mw | pf_skss_b_to_mw | pf_skss_c_to_mw | pf_p_a_from_mw | pf_p_b_from_mw | pf_p_c_from_mw | pf_p_a_to_mw | pf_p_b_to_mw | pf_p_c_to_mw | pf_q_a_from_mvar | pf_q_b_from_mvar | pf_q_c_from_mvar | pf_q_a_to_mvar | pf_q_b_to_mvar | pf_q_c_to_mvar | pf_ikss_a_from_degree | pf_ikss_b_from_degree | pf_ikss_c_from_degree | pf_ikss_a_to_degree | pf_ikss_b_to_degree | pf_ikss_c_to_degree | 3xI0 | pf_vm_a_from_pu | pf_vm_b_from_pu | pf_vm_c_from_pu | pf_vm_a_to_pu | pf_vm_b_to_pu | pf_vm_c_to_pu | pf_va_a_from_degree | pf_va_b_from_degree | pf_va_c_from_degree | pf_va_a_to_degree | pf_va_b_to_degree | pf_va_c_to_degree
Line0_1_2 | 0.11571 | 0.11074 | 0.11344 | 0.11571 | 0.11074 | 0.11344 | 0.026721 | 0.025574 | 0.026197 | 0.026721 | 0.025574 | 0.026197 | -0.0023714 | -0.0017378 | -0.0010181 | 0.0025063 | 0.0018628 | 0.0011433 | -0.029111 | -0.028016 | -0.02869 | 0.029375 | 0.028264 | 0.028948 | 94.6132 | -26.3686 | -147.7887 | -85.3868 | 153.6314 | 32.2113 |  | 1.093 | 1.0976 | 1.0958 | 1.1033 | 1.1075 | 1.1059 | -0.043963 | -119.918 | 120.1789 | -0.26346 | -120.1393 | 119.9495
Line10_11_12 | 0.10312 | 0.098702 | 0.10125 | 0.10312 | 0.098702 | 0.10125 | 0.023814 | 0.022794 | 0.023382 | 0.023814 | 0.022794 | 0.023382 | -0.0022602 | -0.0016291 | -0.001005 | 0.0023675 | 0.0017283 | 0.0011047 | -0.026369 | -0.025371 | -0.026021 | 0.026579 | 0.025568 | 0.026227 | 94.4638 | -26.6399 | -148.0194 | -85.5362 | 153.3601 | 31.9806 |  | 1.1114 | 1.1153 | 1.1137 | 1.1205 | 1.1242 | 1.1227 | -0.43537 | -120.3138 | 119.7688 | -0.62627 | -120.507 | 119.5686
Line11_12_13 | 0.10312 | 0.098702 | 0.10125 | 0.10312 | 0.098702 | 0.10125 | 0.023814 | 0.022794 | 0.023382 | 0.023814 | 0.022794 | 0.023382 | -0.0023675 | -0.0017283 | -0.0011047 | 0.0024747 | 0.0018275 | 0.0012044 | -0.026579 | -0.025568 | -0.026227 | 0.026789 | 0.025765 | 0.026432 | 94.4638 | -26.6399 | -148.0194 | -85.5362 | 153.3601 | 31.9806 |  | 1.1205 | 1.1242 | 1.1227 | 1.1297 | 1.1332 | 1.1316 | -0.62627 | -120.507 | 119.5686 | -0.81407 | -120.6971 | 119.3716
Line12_13_15 | 0 | 0 | 0 | 0 | 0 | 0 | 0 | 0 | 0 | 0 | 0 | 0 | 1.4015e-09 | 1.1505e-09 | 4.9445e-10 | -1.2649e-09 | -1.1129e-09 | -6.686e-10 | 5.5047e-10 | -3.7947e-10 | 3.1416e-10 | -4.2877e-10 | 1.999e-10 | -2.5722e-10 | 0 | 0 | 0 | 0 | 0 | 0 |  | 1.1297 | 1.1332 | 1.1316 | 1.1297 | 1.1332 | 1.1316 | -0.81407 | -120.6971 | 119.3716 | -0.81407 | -120.6971 | 119.3716
Line13_13_14 | 0.10312 | 0.098702 | 0.10125 | 0.10312 | 0.098702 | 0.10125 | 0.023814 | 0.022794 | 0.023382 | 0.023814 | 0.022794 | 0.023382 | -0.0024747 | -0.0018275 | -0.0012044 | 0.0025819 | 0.0019267 | 0.0013042 | -0.026789 | -0.025765 | -0.026432 | 0.026999 | 0.025962 | 0.026638 | 94.4638 | -26.6399 | -148.0194 | -85.5362 | 153.3601 | 31.9806 |  | 1.1297 | 1.1332 | 1.1316 | 1.1389 | 1.1421 | 1.1406 | -0.81407 | -120.6971 | 119.3716 | -0.99884 | -120.8843 | 119.1777
Line14_15_16 | 0 | 0 | 0 | 0 | 0 | 0 | 0 | 0 | 0 | 0 | 0 | 0 | 9.3433e-10 | 7.6698e-10 | 3.2964e-10 | -7.9778e-10 | -7.2938e-10 | -5.0378e-10 | 3.6698e-10 | -2.5298e-10 | 2.0944e-10 | -2.4528e-10 | 7.3411e-11 | -1.525e-10 | 0 | 0 | 0 | 0 | 0 | 0 |  | 1.1297 | 1.1332 | 1.1316 | 1.1297 | 1.1332 | 1.1316 | -0.81407 | -120.6971 | 119.3716 | -0.81407 | -120.6971 | 119.3716
Line15_16_17 | 0 | 0 | 0 | 0 | 0 | 0 | 0 | 0 | 0 | 0 | 0 | 0 | 4.6716e-10 | 3.8349e-10 | 1.6482e-10 | -3.3062e-10 | -3.4589e-10 | -3.3896e-10 | 1.8349e-10 | -1.2649e-10 | 1.0472e-10 | -6.1795e-11 | -5.308e-11 | -4.7782e-11 | 0 | 0 | 0 | 0 | 0 | 0 |  | 1.1297 | 1.1332 | 1.1316 | 1.1297 | 1.1332 | 1.1316 | -0.81407 | -120.6971 | 119.3716 | -0.81407 | -120.6971 | 119.3716
Line16_4_18 | 0.035932 | 0 | 0 | 0.035932 | 0 | 0 | 0.008298 | 0 | 0 | 0.008298 | 0 | 0 | 0.0064661 | 3.4714e-10 | -4.374e-11 | -0.0064554 | -2.3925e-10 | -2.3479e-10 | 0.0064769 | -2.6168e-10 | 3.5137e-11 | -0.0064554 | 1.8239e-12 | 1.2636e-12 | -45.2338 | 0 | 0 | 134.7662 | 0 | 0 |  | 1.1029 | 1.1093 | 1.1079 | 1.1002 | 1.1088 | 1.1078 | -0.18622 | -119.9955 | 120.0463 | -0.23385 | -119.9755 | 120.017
Line17_5_19 | 0.12321 | 0.11793 | 0.1207 | 0.12321 | 0.11793 | 0.1207 | 0.028455 | 0.027234 | 0.027873 | 0.028455 | 0.027234 | 0.027873 | -0.0027269 | -0.0020762 | -0.0012999 | 0.0028797 | 0.002218 | 0.0014417 | -0.031295 | -0.030109 | -0.030815 | 0.031595 | 0.03039 | 0.031107 | 94.7034 | -26.2074 | -147.6484 | -85.2966 | 153.7926 | 32.3516 |  | 1.104 | 1.1082 | 1.1065 | 1.115 | 1.1189 | 1.1172 | -0.27647 | -120.1521 | 119.9362 | -0.50441 | -120.3817 | 119.6981
Line1_1_3 | 0.10312 | 0.098702 | 0.10125 | 0.10312 | 0.098702 | 0.10125 | 0.023814 | 0.022794 | 0.023382 | 0.023814 | 0.022794 | 0.023382 | -0.0020458 | -0.0014306 | -0.0008056 | 0.002153 | 0.0015298 | 0.00090531 | -0.025949 | -0.024977 | -0.02561 | 0.026159 | 0.025174 | 0.025816 | 94.4638 | -26.6399 | -148.0194 | -85.5362 | 153.3601 | 31.9806 |  | 1.093 | 1.0976 | 1.0958 | 1.1022 | 1.1064 | 1.1048 | -0.043963 | -119.918 | 120.1789 | -0.24129 | -120.1175 | 119.9722
Line2_1_4 | 0.10259 | 0.12542 | 0.12737 | 0.10259 | 0.12542 | 0.12737 | 0.023693 | 0.028964 | 0.029414 | 0.023693 | 0.028964 | 0.029414 | -0.0043714 | -0.0099641 | -0.0091137 | 0.0044749 | 0.010112 | 0.0092865 | -0.025525 | -0.030187 | -0.030918 | 0.025745 | 0.030496 | 0.031237 | 99.674 | -11.6513 | -133.3971 | -80.326 | 168.3487 | 46.6029 |  | 1.093 | 1.0976 | 1.0958 | 1.1029 | 1.1093 | 1.1079 | -0.043963 | -119.918 | 120.1789 | -0.18622 | -119.9955 | 120.0463
Line3_1_5 | 0.12321 | 0.11793 | 0.1207 | 0.12321 | 0.11793 | 0.1207 | 0.028455 | 0.027234 | 0.027873 | 0.028455 | 0.027234 | 0.027873 | -0.0025741 | -0.0019345 | -0.001158 | 0.0027269 | 0.0020762 | 0.0012999 | -0.030995 | -0.029828 | -0.030523 | 0.031295 | 0.030109 | 0.030815 | 94.7034 | -26.2074 | -147.6484 | -85.2966 | 153.7926 | 32.3516 |  | 1.093 | 1.0976 | 1.0958 | 1.104 | 1.1082 | 1.1065 | -0.043963 | -119.918 | 120.1789 | -0.27647 | -120.1521 | 119.9362
Line4_2_6 | 0.11571 | 0.11074 | 0.11344 | 0.11571 | 0.11074 | 0.11344 | 0.026721 | 0.025574 | 0.026197 | 0.026721 | 0.025574 | 0.026197 | -0.0025063 | -0.0018628 | -0.0011433 | 0.0026411 | 0.0019877 | 0.0012686 | -0.029375 | -0.028264 | -0.028948 | 0.029639 | 0.028511 | 0.029206 | 94.6132 | -26.3686 | -147.7887 | -85.3868 | 153.6314 | 32.2113 |  | 1.1033 | 1.1075 | 1.1059 | 1.1136 | 1.1175 | 1.1159 | -0.26346 | -120.1393 | 119.9495 | -0.4789 | -120.3567 | 119.7242
Line5_6_7 | 0.11571 | 0.11074 | 0.11344 | 0.11571 | 0.11074 | 0.11344 | 0.026721 | 0.025574 | 0.026197 | 0.026721 | 0.025574 | 0.026197 | -0.0026411 | -0.0019877 | -0.0012686 | 0.002776 | 0.0021127 | 0.0013938 | -0.029639 | -0.028511 | -0.029206 | 0.029904 | 0.028759 | 0.029464 | 94.6132 | -26.3686 | -147.7887 | -85.3868 | 153.6314 | 32.2113 |  | 1.1136 | 1.1175 | 1.1159 | 1.1239 | 1.1276 | 1.126 | -0.4789 | -120.3567 | 119.7242 | -0.69039 | -120.5702 | 119.5029
Line6_7_8 | 0 | 0 | 0 | 0 | 0 | 0 | 0 | 0 | 0 | 0 | 0 | 0 | 1.3349e-09 | 1.0867e-09 | 3.9723e-10 | -1.1949e-09 | -1.0453e-09 | -5.7862e-10 | 5.4043e-10 | -4.2773e-10 | 2.8309e-10 | -4.1243e-10 | 2.4195e-10 | -2.2634e-10 | 0 | 0 | 0 | 0 | 0 | 0 |  | 1.1239 | 1.1276 | 1.126 | 1.1239 | 1.1276 | 1.126 | -0.69039 | -120.5702 | 119.5029 | -0.69039 | -120.5702 | 119.5029
Line7_8_9 | 0 | 0 | 0 | 0 | 0 | 0 | 0 | 0 | 0 | 0 | 0 | 0 | 4.4496e-10 | 3.6223e-10 | 1.3241e-10 | -3.0494e-10 | -3.2086e-10 | -3.138e-10 | 1.8014e-10 | -1.4258e-10 | 9.4364e-11 | -5.2139e-11 | -4.32e-11 | -3.7613e-11 | 0 | 0 | 0 | 0 | 0 | 0 |  | 1.1239 | 1.1276 | 1.126 | 1.1239 | 1.1276 | 1.126 | -0.69039 | -120.5702 | 119.5029 | -0.69039 | -120.5702 | 119.5029
Line8_8_10 | 0 | 0 | 0 | 0 | 0 | 0 | 0 | 0 | 0 | 0 | 0 | 0 | 4.4496e-10 | 3.6223e-10 | 1.3241e-10 | -3.0494e-10 | -3.2086e-10 | -3.138e-10 | 1.8014e-10 | -1.4258e-10 | 9.4364e-11 | -5.2139e-11 | -4.32e-11 | -3.7613e-11 | 0 | 0 | 0 | 0 | 0 | 0 |  | 1.1239 | 1.1276 | 1.126 | 1.1239 | 1.1276 | 1.126 | -0.69039 | -120.5702 | 119.5029 | -0.69039 | -120.5702 | 119.5029
Line9_3_11 | 0.10312 | 0.098702 | 0.10125 | 0.10312 | 0.098702 | 0.10125 | 0.023814 | 0.022794 | 0.023382 | 0.023814 | 0.022794 | 0.023382 | -0.002153 | -0.0015298 | -0.00090532 | 0.0022602 | 0.0016291 | 0.001005 | -0.026159 | -0.025174 | -0.025816 | 0.026369 | 0.025371 | 0.026021 | 94.4638 | -26.6399 | -148.0194 | -85.5362 | 153.3601 | 31.9806 |  | 1.1022 | 1.1064 | 1.1048 | 1.1114 | 1.1153 | 1.1137 | -0.24129 | -120.1175 | 119.9722 | -0.43537 | -120.3138 | 119.7688

## LG_max_fault_10
name | pf_ikss_a_from_ka | pf_ikss_b_from_ka | pf_ikss_c_from_ka | pf_ikss_a_to_ka | pf_ikss_b_to_ka | pf_ikss_c_to_ka | pf_skss_a_from_mw | pf_skss_b_from_mw | pf_skss_c_from_mw | pf_skss_a_to_mw | pf_skss_b_to_mw | pf_skss_c_to_mw | pf_p_a_from_mw | pf_p_b_from_mw | pf_p_c_from_mw | pf_p_a_to_mw | pf_p_b_to_mw | pf_p_c_to_mw | pf_q_a_from_mvar | pf_q_b_from_mvar | pf_q_c_from_mvar | pf_q_a_to_mvar | pf_q_b_to_mvar | pf_q_c_to_mvar | pf_ikss_a_from_degree | pf_ikss_b_from_degree | pf_ikss_c_from_degree | pf_ikss_a_to_degree | pf_ikss_b_to_degree | pf_ikss_c_to_degree | 3xI0 | pf_vm_a_from_pu | pf_vm_b_from_pu | pf_vm_c_from_pu | pf_vm_a_to_pu | pf_vm_b_to_pu | pf_vm_c_to_pu | pf_va_a_from_degree | pf_va_b_from_degree | pf_va_c_from_degree | pf_va_a_to_degree | pf_va_b_to_degree | pf_va_c_to_degree
Line0_1_2 | 0.11663 | 0.1114 | 0.11423 | 0.11663 | 0.1114 | 0.11423 | 0.026935 | 0.025727 | 0.026379 | 0.026935 | 0.025727 | 0.026379 | -0.0025636 | -0.0018671 | -0.0010746 | 0.0027006 | 0.0019937 | 0.0012015 | -0.030739 | -0.029532 | -0.030272 | 0.031007 | 0.029782 | 0.030534 | 94.715 | -26.3026 | -147.7866 | -85.285 | 153.6974 | 32.2134 |  | 1.1452 | 1.1502 | 1.1483 | 1.1556 | 1.1602 | 1.1584 | -0.05228 | -119.9203 | 120.1803 | -0.26261 | -120.1324 | 119.96
Line10_11_12 | 0.10437 | 0.099696 | 0.10237 | 0.10437 | 0.099696 | 0.10237 | 0.024102 | 0.023024 | 0.023641 | 0.024102 | 0.023024 | 0.023641 | -0.0024445 | -0.0017498 | -0.0010591 | 0.0025543 | 0.0018512 | 0.0011609 | -0.027942 | -0.026838 | -0.027554 | 0.028157 | 0.027039 | 0.027764 | 94.5708 | -26.5709 | -148.0139 | -85.4292 | 153.4291 | 31.9861 |  | 1.1638 | 1.1681 | 1.1663 | 1.173 | 1.1771 | 1.1754 | -0.4289 | -120.3012 | 119.7849 | -0.61274 | -120.4874 | 119.5918
Line11_12_13 | 0.10437 | 0.099696 | 0.10237 | 0.10437 | 0.099696 | 0.10237 | 0.024102 | 0.023024 | 0.023641 | 0.024102 | 0.023024 | 0.023641 | -0.0025543 | -0.0018512 | -0.0011609 | 0.0026642 | 0.0019525 | 0.0012627 | -0.028157 | -0.027039 | -0.027764 | 0.028372 | 0.02724 | 0.027974 | 94.5708 | -26.5709 | -148.0139 | -85.4292 | 153.4291 | 31.9861 |  | 1.173 | 1.1771 | 1.1754 | 1.1823 | 1.1862 | 1.1845 | -0.61274 | -120.4874 | 119.5918 | -0.79369 | -120.6706 | 119.4016
Line12_13_15 | 0 | 0 | 0 | 0 | 0 | 0 | 0 | 0 | 0 | 0 | 0 | 0 | 1.5438e-09 | 1.2567e-09 | 4.9811e-10 | -1.3866e-09 | -1.2128e-09 | -6.9916e-10 | 6.2032e-10 | -4.5325e-10 | 3.4535e-10 | -4.796e-10 | 2.4617e-10 | -2.8013e-10 | 0 | 0 | 0 | 0 | 0 | 0 |  | 1.1823 | 1.1862 | 1.1845 | 1.1823 | 1.1862 | 1.1845 | -0.79369 | -120.6706 | 119.4016 | -0.79369 | -120.6706 | 119.4016
Line13_13_14 | 0.10437 | 0.099696 | 0.10237 | 0.10437 | 0.099696 | 0.10237 | 0.024102 | 0.023024 | 0.023641 | 0.024102 | 0.023024 | 0.023641 | -0.0026642 | -0.0019525 | -0.0012627 | 0.0027741 | 0.0020538 | 0.0013645 | -0.028372 | -0.02724 | -0.027974 | 0.028587 | 0.027441 | 0.028184 | 94.5708 | -26.5709 | -148.0139 | -85.4292 | 153.4291 | 31.9861 |  | 1.1823 | 1.1862 | 1.1845 | 1.1916 | 1.1952 | 1.1935 | -0.79369 | -120.6706 | 119.4016 | -0.97181 | -120.8512 | 119.2143
Line14_15_16 | 0 | 0 | 0 | 0 | 0 | 0 | 0 | 0 | 0 | 0 | 0 | 0 | 1.0292e-09 | 8.3777e-10 | 3.3207e-10 | -8.7199e-10 | -7.9393e-10 | -5.3313e-10 | 4.1355e-10 | -3.0217e-10 | 2.3023e-10 | -2.7283e-10 | 9.5086e-11 | -1.6501e-10 | 0 | 0 | 0 | 0 | 0 | 0 |  | 1.1823 | 1.1862 | 1.1845 | 1.1823 | 1.1862 | 1.1845 | -0.79369 | -120.6706 | 119.4016 | -0.79369 | -120.6706 | 119.4016
Line15_16_17 | 0 | 0 | 0 | 0 | 0 | 0 | 0 | 0 | 0 | 0 | 0 | 0 | 5.146e-10 | 4.1889e-10 | 1.6604e-10 | -3.5739e-10 | -3.7504e-10 | -3.6709e-10 | 2.0677e-10 | -1.5108e-10 | 1.1512e-10 | -6.6057e-11 | -5.5997e-11 | -4.9894e-11 | 0 | 0 | 0 | 0 | 0 | 0 |  | 1.1823 | 1.1862 | 1.1845 | 1.1823 | 1.1862 | 1.1845 | -0.79369 | -120.6706 | 119.4016 | -0.79369 | -120.6706 | 119.4016
Line16_4_18 | 0.037628 | 0 | 0 | 0.037628 | 0 | 0 | 0.0086898 | 0 | 0 | 0.0086898 | 0 | 0 | 0.0070911 | 3.8296e-10 | -5.9663e-11 | -0.0070793 | -2.6152e-10 | -2.5627e-10 | 0.0071029 | -2.9727e-10 | 4.0718e-11 | -0.0070793 | 1.9559e-12 | 1.6329e-12 | -45.2405 | 0 | 0 | 134.7595 | 0 | 0 |  | 1.155 | 1.1619 | 1.1604 | 1.1521 | 1.1614 | 1.1602 | -0.19287 | -119.996 | 120.0493 | -0.24049 | -119.9761 | 120.02
Line17_5_19 | 0.1239 | 0.11834 | 0.12124 | 0.1239 | 0.11834 | 0.12124 | 0.028612 | 0.02733 | 0.027999 | 0.028612 | 0.02733 | 0.027999 | -0.0029271 | -0.002213 | -0.0013606 | 0.0030816 | 0.0023559 | 0.0015036 | -0.032953 | -0.031649 | -0.032423 | 0.033256 | 0.031932 | 0.032718 | 94.8015 | -26.1443 | -147.6492 | -85.1985 | 153.8557 | 32.3508 |  | 1.1562 | 1.1608 | 1.159 | 1.1673 | 1.1716 | 1.1698 | -0.27458 | -120.1442 | 119.9478 | -0.49268 | -120.3639 | 119.7196
Line1_1_3 | 0.10437 | 0.099696 | 0.10237 | 0.10437 | 0.099696 | 0.10237 | 0.024102 | 0.023024 | 0.023641 | 0.024102 | 0.023024 | 0.023641 | -0.0022247 | -0.0015472 | -0.00085545 | 0.0023346 | 0.0016485 | 0.00095726 | -0.027512 | -0.026436 | -0.027133 | 0.027727 | 0.026637 | 0.027344 | 94.5708 | -26.5709 | -148.0139 | -85.4292 | 153.4291 | 31.9861 |  | 1.1452 | 1.1502 | 1.1483 | 1.1545 | 1.1591 | 1.1573 | -0.05228 | -119.9203 | 120.1803 | -0.2421 | -120.1122 | 119.9811
Line2_1_4 | 0.10168 | 0.12553 | 0.12759 | 0.10168 | 0.12553 | 0.12759 | 0.023482 | 0.028991 | 0.029466 | 0.023482 | 0.028991 | 0.029466 | -0.0041788 | -0.010324 | -0.0093934 | 0.0042802 | 0.010471 | 0.0095673 | -0.026565 | -0.031706 | -0.032505 | 0.026782 | 0.032014 | 0.032825 | 98.8873 | -11.8843 | -133.7013 | -81.1127 | 168.1157 | 46.2987 |  | 1.1452 | 1.1502 | 1.1483 | 1.155 | 1.1619 | 1.1604 | -0.05228 | -119.9203 | 120.1803 | -0.19287 | -119.996 | 120.0493
Line3_1_5 | 0.1239 | 0.11834 | 0.12124 | 0.1239 | 0.11834 | 0.12124 | 0.028612 | 0.02733 | 0.027999 | 0.028612 | 0.02733 | 0.027999 | -0.0027726 | -0.0020701 | -0.0012177 | 0.0029271 | 0.002213 | 0.0013606 | -0.03265 | -0.031366 | -0.032128 | 0.032953 | 0.031649 | 0.032423 | 94.8015 | -26.1443 | -147.6492 | -85.1985 | 153.8557 | 32.3508 |  | 1.1452 | 1.1502 | 1.1483 | 1.1562 | 1.1608 | 1.159 | -0.05228 | -119.9203 | 120.1803 | -0.27458 | -120.1442 | 119.9478
Line4_2_6 | 0.11663 | 0.1114 | 0.11423 | 0.11663 | 0.1114 | 0.11423 | 0.026935 | 0.025727 | 0.026379 | 0.026935 | 0.025727 | 0.026379 | -0.0027006 | -0.0019937 | -0.0012015 | 0.0028376 | 0.0021203 | 0.0013283 | -0.031007 | -0.029782 | -0.030534 | 0.031276 | 0.030033 | 0.030795 | 94.715 | -26.3026 | -147.7866 | -85.285 | 153.6974 | 32.2134 |  | 1.1556 | 1.1602 | 1.1584 | 1.166 | 1.1703 | 1.1685 | -0.26261 | -120.1324 | 119.96 | -0.4692 | -120.3409 | 119.7436
Line5_6_7 | 0.11663 | 0.1114 | 0.11423 | 0.11663 | 0.1114 | 0.11423 | 0.026935 | 0.025727 | 0.026379 | 0.026935 | 0.025727 | 0.026379 | -0.0028376 | -0.0021203 | -0.0013283 | 0.0029747 | 0.0022469 | 0.0014552 | -0.031276 | -0.030033 | -0.030795 | 0.031544 | 0.030284 | 0.031057 | 94.715 | -26.3026 | -147.7866 | -85.285 | 153.6974 | 32.2134 |  | 1.166 | 1.1703 | 1.1685 | 1.1763 | 1.1804 | 1.1786 | -0.4692 | -120.3409 | 119.7436 | -0.67215 | -120.5459 | 119.5308
Line6_7_8 | 0 | 0 | 0 | 0 | 0 | 0 | 0 | 0 | 0 | 0 | 0 | 0 | 1.4719e-09 | 1.1885e-09 | 3.9218e-10 | -1.3109e-09 | -1.1403e-09 | -6.0135e-10 | 6.1052e-10 | -5.0587e-10 | 3.1147e-10 | -4.6267e-10 | 2.9189e-10 | -2.4657e-10 | 0 | 0 | 0 | 0 | 0 | 0 |  | 1.1763 | 1.1804 | 1.1786 | 1.1763 | 1.1804 | 1.1786 | -0.67215 | -120.5459 | 119.5308 | -0.67215 | -120.5459 | 119.5308
Line7_8_9 | 0 | 0 | 0 | 0 | 0 | 0 | 0 | 0 | 0 | 0 | 0 | 0 | 4.9062e-10 | 3.9617e-10 | 1.3073e-10 | -3.2961e-10 | -3.48e-10 | -3.399e-10 | 2.0351e-10 | -1.6862e-10 | 1.0382e-10 | -5.5658e-11 | -4.5356e-11 | -3.8926e-11 | 0 | 0 | 0 | 0 | 0 | 0 |  | 1.1763 | 1.1804 | 1.1786 | 1.1763 | 1.1804 | 1.1786 | -0.67215 | -120.5459 | 119.5308 | -0.67215 | -120.5459 | 119.5308
Line8_8_10 | 0 | 0 | 0 | 0 | 0 | 0 | 0 | 0 | 0 | 0 | 0 | 0 | 4.9062e-10 | 3.9617e-10 | 1.3073e-10 | -3.2961e-10 | -3.48e-10 | -3.399e-10 | 2.0351e-10 | -1.6862e-10 | 1.0382e-10 | -5.5658e-11 | -4.5356e-11 | -3.8926e-11 | 0 | 0 | 0 | 0 | 0 | 0 |  | 1.1763 | 1.1804 | 1.1786 | 1.1763 | 1.1804 | 1.1786 | -0.67215 | -120.5459 | 119.5308 | -0.67215 | -120.5459 | 119.5308
Line9_3_11 | 0.10437 | 0.099696 | 0.10237 | 0.10437 | 0.099696 | 0.10237 | 0.024102 | 0.023024 | 0.023641 | 0.024102 | 0.023024 | 0.023641 | -0.0023346 | -0.0016485 | -0.00095726 | 0.0024445 | 0.0017498 | 0.0010591 | -0.027727 | -0.026637 | -0.027344 | 0.027942 | 0.026838 | 0.027554 | 94.5708 | -26.5709 | -148.0139 | -85.4292 | 153.4291 | 31.9861 |  | 1.1545 | 1.1591 | 1.1573 | 1.1638 | 1.1681 | 1.1663 | -0.2421 | -120.1122 | 119.9811 | -0.4289 | -120.3012 | 119.7849

## LG_min_6
name | pf_ikss_a_from_ka | pf_ikss_b_from_ka | pf_ikss_c_from_ka | pf_ikss_a_to_ka | pf_ikss_b_to_ka | pf_ikss_c_to_ka | pf_skss_a_from_mw | pf_skss_b_from_mw | pf_skss_c_from_mw | pf_skss_a_to_mw | pf_skss_b_to_mw | pf_skss_c_to_mw | pf_p_a_from_mw | pf_p_b_from_mw | pf_p_c_from_mw | pf_p_a_to_mw | pf_p_b_to_mw | pf_p_c_to_mw | pf_q_a_from_mvar | pf_q_b_from_mvar | pf_q_c_from_mvar | pf_q_a_to_mvar | pf_q_b_to_mvar | pf_q_c_to_mvar | pf_ikss_a_from_degree | pf_ikss_b_from_degree | pf_ikss_c_from_degree | pf_ikss_a_to_degree | pf_ikss_b_to_degree | pf_ikss_c_to_degree | 3xI0 | pf_vm_a_from_pu | pf_vm_b_from_pu | pf_vm_c_from_pu | pf_vm_a_to_pu | pf_vm_b_to_pu | pf_vm_c_to_pu | pf_va_a_from_degree | pf_va_b_from_degree | pf_va_c_from_degree | pf_va_a_to_degree | pf_va_b_to_degree | pf_va_c_to_degree
Line0_1_2 | 0.025592 | 0.025128 | 0.025038 | 0.025592 | 0.025128 | 0.025038 | 0.0059102 | 0.0058031 | 0.0057823 | 0.0059102 | 0.0058032 | 0.0057823 | -0.00024222 | -0.0046347 | 0.0048947 | 0.00024859 | 0.0046408 | -0.0048888 | -0.00028529 | 0.008001 | 0.007535 | 0.00029195 | -0.0079948 | -0.0075289 | 92.7916 | 92.6041 | 92.6653 | -87.2084 | -87.3959 | -87.3347 |  | 0.063324 | 1.5934 | 1.5539 | 0.064878 | 1.593 | 1.5525 | -37.5407 | -147.3135 | 149.6579 | -37.6221 | -147.2616 | 149.6683
Line10_11_12 | 0.025528 | 0.025065 | 0.024976 | 0.025528 | 0.025066 | 0.024976 | 0.0058954 | 0.0057886 | 0.0057679 | 0.0058954 | 0.0057887 | 0.005768 | -0.00025495 | -0.0046161 | 0.0048885 | 0.00026128 | 0.0046222 | -0.0048826 | -0.00029724 | 0.0079795 | 0.0074923 | 0.00030385 | -0.0079734 | -0.0074862 | 92.9274 | 92.7407 | 92.8013 | -87.0726 | -87.2593 | -87.1987 |  | 0.066424 | 1.5925 | 1.551 | 0.067975 | 1.5921 | 1.5496 | -37.6931 | -147.2101 | 149.6783 | -37.7641 | -147.1583 | 149.6886
Line11_12_13 | 0.025528 | 0.025066 | 0.024976 | 0.025528 | 0.025066 | 0.024976 | 0.0058954 | 0.0057887 | 0.005768 | 0.0058955 | 0.0057887 | 0.005768 | -0.00026128 | -0.0046222 | 0.0048826 | 0.00026761 | 0.0046283 | -0.0048767 | -0.00030385 | 0.0079734 | 0.0074862 | 0.00031047 | -0.0079673 | -0.0074801 | 92.9273 | 92.7407 | 92.8013 | -87.0727 | -87.2593 | -87.1987 |  | 0.067975 | 1.5921 | 1.5496 | 0.069525 | 1.5917 | 1.5481 | -37.7641 | -147.1583 | 149.6886 | -37.8319 | -147.1065 | 149.6988
Line12_13_15 | 0 | 0 | 0 | 0 | 0 | 0 | 0 | 0 | 0 | 0 | 0 | 0 | 9.4124e-09 | 1.8856e-07 | -1.7312e-07 | -6.1014e-09 | -1.3006e-07 | 1.1131e-07 | 1.204e-08 | -2.947e-07 | -2.9295e-07 | -8.1753e-09 | 1.9394e-07 | 1.9797e-07 | 0 | 0 | 0 | 0 | 0 | 0 |  | 0.069525 | 1.5917 | 1.5481 | 0.069525 | 1.5917 | 1.5481 | -37.8319 | -147.1065 | 149.6988 | -37.8319 | -147.1065 | 149.6988
Line13_13_14 | 0.025529 | 0.025067 | 0.024977 | 0.02553 | 0.025067 | 0.024978 | 0.0058957 | 0.005789 | 0.0057682 | 0.0058958 | 0.005789 | 0.0057683 | -0.00026762 | -0.0046285 | 0.0048769 | 0.00027395 | 0.0046345 | -0.004871 | -0.00031048 | 0.0079676 | 0.0074804 | 0.0003171 | -0.0079614 | -0.0074744 | 92.9272 | 92.7405 | 92.8011 | -87.0728 | -87.2594 | -87.1989 |  | 0.069525 | 1.5917 | 1.5481 | 0.071076 | 1.5913 | 1.5466 | -37.8319 | -147.1065 | 149.6988 | -37.8968 | -147.0546 | 149.7091
Line14_15_16 | 0 | 0 | 0 | 0 | 0 | 0 | 0 | 0 | 0 | 0 | 0 | 0 | 6.2749e-09 | 1.2571e-07 | -1.1542e-07 | -2.9639e-09 | -6.7208e-08 | 5.3604e-08 | 8.0267e-09 | -1.9647e-07 | -1.953e-07 | -4.1619e-09 | 9.5708e-08 | 1.0032e-07 | 0 | 0 | 0 | 0 | 0 | 0 |  | 0.069525 | 1.5917 | 1.5481 | 0.069525 | 1.5917 | 1.5481 | -37.8319 | -147.1065 | 149.6988 | -37.8319 | -147.1065 | 149.6988
Line15_16_17 | 0 | 0 | 0 | 0 | 0 | 0 | 0 | 0 | 0 | 0 | 0 | 0 | 3.1375e-09 | 6.2854e-08 | -5.7708e-08 | 1.7355e-10 | -4.3542e-09 | -4.1033e-09 | 4.0134e-09 | -9.8235e-08 | -9.7648e-08 | -1.4854e-10 | -2.5263e-09 | 2.6717e-09 | 0 | 0 | 0 | 0 | 0 | 0 |  | 0.069525 | 1.5917 | 1.5481 | 0.069525 | 1.5917 | 1.5481 | -37.8319 | -147.1065 | 149.6988 | -37.8319 | -147.1065 | 149.6988
Line16_4_18 | 0.32451 | 0 | 0 | 0.32451 | 0 | 0 | 0.074942 | 0 | 0 | 0.074942 | 0 | 0 | 0.0016849 | 6.4714e-08 | -5.7411e-08 | 1.8595e-15 | -4.3155e-09 | -4.0343e-09 | 0.0017551 | -9.8752e-08 | -9.935e-08 | -4.3939e-15 | -2.4968e-09 | 2.6595e-09 | -83.8256 | 0 | 0 | 96.1744 | 0 | 0 |  | 0.032464 | 1.5908 | 1.546 | 0 | 1.5886 | 1.5396 | -37.6565 | -147.0415 | 149.6986 | 0 | -146.8206 | 149.7296
Line17_5_19 | 0.025625 | 0.025161 | 0.025071 | 0.025626 | 0.025162 | 0.025071 | 0.0059179 | 0.0058107 | 0.0057898 | 0.005918 | 0.0058108 | 0.0057899 | -0.00024858 | -0.0046565 | 0.0048861 | 0.00025496 | 0.0046626 | -0.0048802 | -0.00029262 | 0.0079997 | 0.0075445 | 0.00029929 | -0.0079935 | -0.0075384 | 92.7233 | 92.5354 | 92.5969 | -87.2767 | -87.4646 | -87.4031 |  | 0.06488 | 1.593 | 1.5525 | 0.066435 | 1.5925 | 1.551 | -37.6239 | -147.2616 | 149.6684 | -37.7032 | -147.2096 | 149.6788
Line1_1_3 | 0.025527 | 0.025065 | 0.024975 | 0.025527 | 0.025065 | 0.024975 | 0.0058952 | 0.0057885 | 0.0057677 | 0.0058953 | 0.0057885 | 0.0057678 | -0.00024229 | -0.004604 | 0.0049002 | 0.00024862 | 0.0046101 | -0.0048943 | -0.000284 | 0.0079918 | 0.0075045 | 0.00029062 | -0.0079857 | -0.0074984 | 92.9275 | 92.7408 | 92.8014 | -87.0726 | -87.2592 | -87.1986 |  | 0.063324 | 1.5934 | 1.5539 | 0.064874 | 1.593 | 1.5525 | -37.5407 | -147.3135 | 149.6579 | -37.6187 | -147.2618 | 149.6681
Line2_1_4 | 0.29844 | 0.025197 | 0.025044 | 0.29844 | 0.025198 | 0.025045 | 0.068923 | 0.005819 | 0.0057838 | 0.068923 | 0.0058191 | 0.0057838 | 0.0030365 | -0.0046869 | 0.0048863 | -0.00156 | 0.0047172 | -0.0048562 | 0.003135 | 0.0080001 | 0.0075433 | -0.0016041 | -0.0079649 | -0.0075085 | -83.4549 | 92.3225 | 92.5917 | 96.5451 | -87.6775 | -87.4083 |  | 0.063324 | 1.5934 | 1.5539 | 0.032464 | 1.5908 | 1.546 | -37.5407 | -147.3135 | 149.6579 | -37.6565 | -147.0415 | 149.6986
Line3_1_5 | 0.025625 | 0.025161 | 0.02507 | 0.025625 | 0.025161 | 0.025071 | 0.0059179 | 0.0058107 | 0.0057898 | 0.0059179 | 0.0058107 | 0.0057898 | -0.0002422 | -0.0046504 | 0.004892 | 0.00024858 | 0.0046565 | -0.0048861 | -0.00028596 | 0.0080059 | 0.0075507 | 0.00029262 | -0.0079997 | -0.0075445 | 92.7233 | 92.5354 | 92.5969 | -87.2767 | -87.4646 | -87.4031 |  | 0.063324 | 1.5934 | 1.5539 | 0.06488 | 1.593 | 1.5525 | -37.5407 | -147.3135 | 149.6579 | -37.6239 | -147.2616 | 149.6684
Line4_2_6 | 0.025592 | 0.025128 | 0.025038 | 0.025592 | 0.025129 | 0.025039 | 0.0059102 | 0.0058032 | 0.0057823 | 0.0059103 | 0.0058032 | 0.0057824 | -0.00024859 | -0.0046408 | 0.0048888 | 0.00025495 | 0.0046469 | -0.0048829 | -0.00029195 | 0.0079948 | 0.0075289 | 0.0002986 | -0.0079887 | -0.0075228 | 92.7916 | 92.6041 | 92.6652 | -87.2084 | -87.3959 | -87.3348 |  | 0.064878 | 1.593 | 1.5525 | 0.066432 | 1.5925 | 1.551 | -37.6221 | -147.2616 | 149.6683 | -37.6998 | -147.2097 | 149.6787
Line5_6_7 | 0.025592 | 0.025129 | 0.025039 | 0.025593 | 0.025129 | 0.025039 | 0.0059103 | 0.0058032 | 0.0057824 | 0.0059104 | 0.0058033 | 0.0057825 | -0.00025495 | -0.0046469 | 0.0048829 | 0.00026131 | 0.004653 | -0.004877 | -0.0002986 | 0.0079887 | 0.0075228 | 0.00030525 | -0.0079825 | -0.0075167 | 92.7915 | 92.604 | 92.6652 | -87.2085 | -87.396 | -87.3348 |  | 0.066432 | 1.5925 | 1.551 | 0.067986 | 1.5921 | 1.5495 | -37.6998 | -147.2097 | 149.6787 | -37.7739 | -147.1578 | 149.689
Line6_7_8 | 0 | 0 | 0 | 0 | 0 | 0 | 0 | 0 | 0 | 0 | 0 | 0 | 9.1896e-09 | 1.8893e-07 | -1.7321e-07 | -5.9562e-09 | -1.3031e-07 | 1.1136e-07 | 1.1808e-08 | -2.951e-07 | -2.9376e-07 | -8.0173e-09 | 1.942e-07 | 1.9851e-07 | 0 | 0 | 0 | 0 | 0 | 0 |  | 0.067986 | 1.5921 | 1.5495 | 0.067986 | 1.5921 | 1.5495 | -37.7739 | -147.1578 | 149.689 | -37.7739 | -147.1578 | 149.689
Line7_8_9 | 0 | 0 | 0 | 0 | 0 | 0 | 0 | 0 | 0 | 0 | 0 | 0 | 3.0632e-09 | 6.2977e-08 | -5.7735e-08 | 1.7024e-10 | -4.3601e-09 | -4.115e-09 | 3.9361e-09 | -9.8366e-08 | -9.792e-08 | -1.4506e-10 | -2.5314e-09 | 2.6734e-09 | 0 | 0 | 0 | 0 | 0 | 0 |  | 0.067986 | 1.5921 | 1.5495 | 0.067986 | 1.5921 | 1.5495 | -37.7739 | -147.1578 | 149.689 | -37.7739 | -147.1578 | 149.689
Line8_8_10 | 0 | 0 | 0 | 0 | 0 | 0 | 0 | 0 | 0 | 0 | 0 | 0 | 3.0632e-09 | 6.2977e-08 | -5.7735e-08 | 1.7024e-10 | -4.3601e-09 | -4.115e-09 | 3.9361e-09 | -9.8366e-08 | -9.792e-08 | -1.4506e-10 | -2.5314e-09 | 2.6734e-09 | 0 | 0 | 0 | 0 | 0 | 0 |  | 0.067986 | 1.5921 | 1.5495 | 0.067986 | 1.5921 | 1.5495 | -37.7739 | -147.1578 | 149.689 | -37.7739 | -147.1578 | 149.689
Line9_3_11 | 0.025527 | 0.025065 | 0.024975 | 0.025528 | 0.025065 | 0.024976 | 0.0058953 | 0.0057885 | 0.0057678 | 0.0058954 | 0.0057886 | 0.0057679 | -0.00024862 | -0.0046101 | 0.0048943 | 0.00025495 | 0.0046161 | -0.0048885 | -0.00029062 | 0.0079857 | 0.0074984 | 0.00029724 | -0.0079795 | -0.0074923 | 92.9274 | 92.7407 | 92.8013 | -87.0726 | -87.2593 | -87.1987 |  | 0.064874 | 1.593 | 1.5525 | 0.066424 | 1.5925 | 1.551 | -37.6187 | -147.2618 | 149.6681 | -37.6931 | -147.2101 | 149.6783

## LG_min_10
name | pf_ikss_a_from_ka | pf_ikss_b_from_ka | pf_ikss_c_from_ka | pf_ikss_a_to_ka | pf_ikss_b_to_ka | pf_ikss_c_to_ka | pf_skss_a_from_mw | pf_skss_b_from_mw | pf_skss_c_from_mw | pf_skss_a_to_mw | pf_skss_b_to_mw | pf_skss_c_to_mw | pf_p_a_from_mw | pf_p_b_from_mw | pf_p_c_from_mw | pf_p_a_to_mw | pf_p_b_to_mw | pf_p_c_to_mw | pf_q_a_from_mvar | pf_q_b_from_mvar | pf_q_c_from_mvar | pf_q_a_to_mvar | pf_q_b_to_mvar | pf_q_c_to_mvar | pf_ikss_a_from_degree | pf_ikss_b_from_degree | pf_ikss_c_from_degree | pf_ikss_a_to_degree | pf_ikss_b_to_degree | pf_ikss_c_to_degree | 3xI0 | pf_vm_a_from_pu | pf_vm_b_from_pu | pf_vm_c_from_pu | pf_vm_a_to_pu | pf_vm_b_to_pu | pf_vm_c_to_pu | pf_va_a_from_degree | pf_va_b_from_degree | pf_va_c_from_degree | pf_va_a_to_degree | pf_va_b_to_degree | pf_va_c_to_degree
Line0_1_2 | 0.024245 | 0.023806 | 0.02372 | 0.024245 | 0.023806 | 0.02372 | 0.0055991 | 0.0054977 | 0.0054779 | 0.0055992 | 0.0054977 | 0.005478 | -0.0002174 | -0.0041597 | 0.004393 | 0.00022311 | 0.0041652 | -0.0043877 | -0.00025605 | 0.007181 | 0.0067627 | 0.00026202 | -0.0071754 | -0.0067573 | 92.7916 | 92.6041 | 92.6653 | -87.2084 | -87.3959 | -87.3347 |  | 0.059991 | 1.5095 | 1.4721 | 0.061463 | 1.5091 | 1.4708 | -37.5407 | -147.3135 | 149.6579 | -37.6221 | -147.2616 | 149.6683
Line10_11_12 | 0.024184 | 0.023746 | 0.023661 | 0.024184 | 0.023746 | 0.023661 | 0.0055851 | 0.0054839 | 0.0054643 | 0.0055852 | 0.005484 | 0.0054644 | -0.00022882 | -0.004143 | 0.0043874 | 0.0002345 | 0.0041485 | -0.0043822 | -0.00026677 | 0.0071617 | 0.0067244 | 0.00027271 | -0.0071562 | -0.0067189 | 92.9274 | 92.7407 | 92.8013 | -87.0726 | -87.2593 | -87.1987 |  | 0.062928 | 1.5087 | 1.4694 | 0.064397 | 1.5083 | 1.468 | -37.6931 | -147.2101 | 149.6783 | -37.7641 | -147.1583 | 149.6886
Line11_12_13 | 0.024184 | 0.023746 | 0.023661 | 0.024185 | 0.023747 | 0.023662 | 0.0055852 | 0.005484 | 0.0054644 | 0.0055852 | 0.0054841 | 0.0054644 | -0.0002345 | -0.0041485 | 0.0043821 | 0.00024018 | 0.0041539 | -0.0043769 | -0.00027271 | 0.0071562 | 0.0067189 | 0.00027865 | -0.0071507 | -0.0067135 | 92.9273 | 92.7407 | 92.8013 | -87.0727 | -87.2593 | -87.1987 |  | 0.064397 | 1.5083 | 1.468 | 0.065866 | 1.5079 | 1.4666 | -37.7641 | -147.1583 | 149.6886 | -37.8319 | -147.1065 | 149.6988
Line12_13_15 | 0 | 0 | 0 | 0 | 0 | 0 | 0 | 0 | 0 | 0 | 0 | 0 | 8.4477e-09 | 1.6924e-07 | -1.5538e-07 | -5.476e-09 | -1.1673e-07 | 9.9903e-08 | 1.0806e-08 | -2.645e-07 | -2.6292e-07 | -7.3373e-09 | 1.7407e-07 | 1.7768e-07 | 0 | 0 | 0 | 0 | 0 | 0 |  | 0.065866 | 1.5079 | 1.4666 | 0.065866 | 1.5079 | 1.4666 | -37.8319 | -147.1065 | 149.6988 | -37.8319 | -147.1065 | 149.6988
Line13_13_14 | 0.024186 | 0.023748 | 0.023663 | 0.024186 | 0.023748 | 0.023663 | 0.0055854 | 0.0054843 | 0.0054647 | 0.0055855 | 0.0054844 | 0.0054647 | -0.00024019 | -0.0041541 | 0.004377 | 0.00024587 | 0.0041595 | -0.0043717 | -0.00027866 | 0.0071509 | 0.0067137 | 0.0002846 | -0.0071454 | -0.0067083 | 92.9272 | 92.7405 | 92.8011 | -87.0728 | -87.2594 | -87.1989 |  | 0.065866 | 1.5079 | 1.4666 | 0.067335 | 1.5075 | 1.4652 | -37.8319 | -147.1065 | 149.6988 | -37.8968 | -147.0546 | 149.7091
Line14_15_16 | 0 | 0 | 0 | 0 | 0 | 0 | 0 | 0 | 0 | 0 | 0 | 0 | 5.6318e-09 | 1.1282e-07 | -1.0359e-07 | -2.6601e-09 | -6.032e-08 | 4.811e-08 | 7.204e-09 | -1.7633e-07 | -1.7528e-07 | -3.7353e-09 | 8.5899e-08 | 9.0038e-08 | 0 | 0 | 0 | 0 | 0 | 0 |  | 0.065866 | 1.5079 | 1.4666 | 0.065866 | 1.5079 | 1.4666 | -37.8319 | -147.1065 | 149.6988 | -37.8319 | -147.1065 | 149.6988
Line15_16_17 | 0 | 0 | 0 | 0 | 0 | 0 | 0 | 0 | 0 | 0 | 0 | 0 | 2.8159e-09 | 5.6412e-08 | -5.1793e-08 | 1.5576e-10 | -3.9079e-09 | -3.6828e-09 | 3.602e-09 | -8.8166e-08 | -8.764e-08 | -1.3332e-10 | -2.2674e-09 | 2.3978e-09 | 0 | 0 | 0 | 0 | 0 | 0 |  | 0.065866 | 1.5079 | 1.4666 | 0.065866 | 1.5079 | 1.4666 | -37.8319 | -147.1065 | 149.6988 | -37.8319 | -147.1065 | 149.6988
Line16_4_18 | 0.30743 | 0 | 0 | 0.30743 | 0 | 0 | 0.070998 | 0 | 0 | 0.070997 | 0 | 0 | 0.0015122 | 5.8081e-08 | -5.1527e-08 | 1.6738e-15 | -3.8732e-09 | -3.6208e-09 | 0.0015752 | -8.863e-08 | -8.9167e-08 | -3.9708e-15 | -2.2409e-09 | 2.3869e-09 | -83.8256 | 0 | 0 | 96.1744 | 0 | 0 |  | 0.030756 | 1.5071 | 1.4647 | 0 | 1.505 | 1.4586 | -37.6565 | -147.0415 | 149.6986 | 0 | -146.8206 | 149.7296
Line17_5_19 | 0.024277 | 0.023837 | 0.023751 | 0.024277 | 0.023837 | 0.023752 | 0.0056065 | 0.0055049 | 0.0054851 | 0.0056065 | 0.005505 | 0.0054852 | -0.0002231 | -0.0041792 | 0.0043853 | 0.00022883 | 0.0041847 | -0.00438 | -0.00026263 | 0.0071798 | 0.0067713 | 0.00026862 | -0.0071742 | -0.0067658 | 92.7233 | 92.5354 | 92.5969 | -87.2767 | -87.4646 | -87.4031 |  | 0.061465 | 1.5091 | 1.4708 | 0.062939 | 1.5087 | 1.4694 | -37.6239 | -147.2616 | 149.6684 | -37.7032 | -147.2096 | 149.6788
Line1_1_3 | 0.024184 | 0.023746 | 0.023661 | 0.024184 | 0.023746 | 0.023661 | 0.0055849 | 0.0054838 | 0.0054642 | 0.005585 | 0.0054839 | 0.0054642 | -0.00021745 | -0.0041321 | 0.004398 | 0.00022313 | 0.0041376 | -0.0043927 | -0.00025489 | 0.0071727 | 0.0067353 | 0.00026083 | -0.0071672 | -0.0067299 | 92.9275 | 92.7408 | 92.8014 | -87.0726 | -87.2592 | -87.1986 |  | 0.059991 | 1.5095 | 1.4721 | 0.061459 | 1.5091 | 1.4708 | -37.5407 | -147.3135 | 149.6579 | -37.6187 | -147.2618 | 149.6681
Line2_1_4 | 0.28274 | 0.023871 | 0.023726 | 0.28274 | 0.023871 | 0.023727 | 0.065295 | 0.0055128 | 0.0054793 | 0.065295 | 0.0055128 | 0.0054794 | 0.0027253 | -0.0042065 | 0.0043855 | -0.0014001 | 0.0042337 | -0.0043585 | 0.0028137 | 0.0071801 | 0.0067701 | -0.0014397 | -0.0071486 | -0.0067389 | -83.4549 | 92.3225 | 92.5917 | 96.5451 | -87.6775 | -87.4083 |  | 0.059991 | 1.5095 | 1.4721 | 0.030756 | 1.5071 | 1.4647 | -37.5407 | -147.3135 | 149.6579 | -37.6565 | -147.0415 | 149.6986
Line3_1_5 | 0.024276 | 0.023837 | 0.023751 | 0.024277 | 0.023837 | 0.023751 | 0.0056064 | 0.0055048 | 0.005485 | 0.0056065 | 0.0055049 | 0.0054851 | -0.00021738 | -0.0041737 | 0.0043906 | 0.0002231 | 0.0041792 | -0.0043853 | -0.00025665 | 0.0071853 | 0.0067768 | 0.00026263 | -0.0071798 | -0.0067713 | 92.7233 | 92.5354 | 92.5969 | -87.2767 | -87.4646 | -87.4031 |  | 0.059991 | 1.5095 | 1.4721 | 0.061465 | 1.5091 | 1.4708 | -37.5407 | -147.3135 | 149.6579 | -37.6239 | -147.2616 | 149.6684
Line4_2_6 | 0.024245 | 0.023806 | 0.02372 | 0.024245 | 0.023806 | 0.023721 | 0.0055992 | 0.0054977 | 0.005478 | 0.0055992 | 0.0054978 | 0.0054781 | -0.00022311 | -0.0041652 | 0.0043877 | 0.00022882 | 0.0041707 | -0.0043824 | -0.00026202 | 0.0071754 | 0.0067573 | 0.00026799 | -0.0071699 | -0.0067518 | 92.7916 | 92.6041 | 92.6652 | -87.2084 | -87.3959 | -87.3348 |  | 0.061463 | 1.5091 | 1.4708 | 0.062935 | 1.5087 | 1.4694 | -37.6221 | -147.2616 | 149.6683 | -37.6998 | -147.2097 | 149.6787
Line5_6_7 | 0.024245 | 0.023806 | 0.023721 | 0.024246 | 0.023807 | 0.023721 | 0.0055992 | 0.0054978 | 0.0054781 | 0.0055993 | 0.0054979 | 0.0054781 | -0.00022882 | -0.0041707 | 0.0043824 | 0.00023453 | 0.0041761 | -0.0043771 | -0.00026799 | 0.0071699 | 0.0067518 | 0.00027396 | -0.0071643 | -0.0067463 | 92.7915 | 92.604 | 92.6652 | -87.2085 | -87.396 | -87.3348 |  | 0.062935 | 1.5087 | 1.4694 | 0.064408 | 1.5083 | 1.468 | -37.6998 | -147.2097 | 149.6787 | -37.7739 | -147.1578 | 149.689
Line6_7_8 | 0 | 0 | 0 | 0 | 0 | 0 | 0 | 0 | 0 | 0 | 0 | 0 | 8.2478e-09 | 1.6957e-07 | -1.5545e-07 | -5.3457e-09 | -1.1696e-07 | 9.9942e-08 | 1.0598e-08 | -2.6485e-07 | -2.6365e-07 | -7.1956e-09 | 1.743e-07 | 1.7817e-07 | 0 | 0 | 0 | 0 | 0 | 0 |  | 0.064408 | 1.5083 | 1.468 | 0.064407 | 1.5083 | 1.468 | -37.7739 | -147.1578 | 149.689 | -37.7739 | -147.1578 | 149.689
Line7_8_9 | 0 | 0 | 0 | 0 | 0 | 0 | 0 | 0 | 0 | 0 | 0 | 0 | 2.7493e-09 | 5.6522e-08 | -5.1818e-08 | 1.5279e-10 | -3.9132e-09 | -3.6932e-09 | 3.5327e-09 | -8.8284e-08 | -8.7884e-08 | -1.3019e-10 | -2.2719e-09 | 2.3994e-09 | 0 | 0 | 0 | 0 | 0 | 0 |  | 0.064407 | 1.5083 | 1.468 | 0.064407 | 1.5083 | 1.468 | -37.7739 | -147.1578 | 149.689 | -37.7739 | -147.1578 | 149.689
Line8_8_10 | 0 | 0 | 0 | 0 | 0 | 0 | 0 | 0 | 0 | 0 | 0 | 0 | 2.7493e-09 | 5.6522e-08 | -5.1818e-08 | 1.5279e-10 | -3.9132e-09 | -3.6932e-09 | 3.5327e-09 | -8.8284e-08 | -8.7884e-08 | -1.3019e-10 | -2.2719e-09 | 2.3994e-09 | 0 | 0 | 0 | 0 | 0 | 0 |  | 0.064407 | 1.5083 | 1.468 | 0.064407 | 1.5083 | 1.468 | -37.7739 | -147.1578 | 149.689 | -37.7739 | -147.1578 | 149.689
Line9_3_11 | 0.024184 | 0.023746 | 0.023661 | 0.024184 | 0.023746 | 0.023661 | 0.005585 | 0.0054839 | 0.0054642 | 0.0055851 | 0.0054839 | 0.0054643 | -0.00022313 | -0.0041376 | 0.0043927 | 0.00022882 | 0.004143 | -0.0043874 | -0.00026083 | 0.0071672 | 0.0067299 | 0.00026677 | -0.0071617 | -0.0067244 | 92.9274 | 92.7407 | 92.8013 | -87.0726 | -87.2593 | -87.1987 |  | 0.061459 | 1.5091 | 1.4708 | 0.062928 | 1.5087 | 1.4694 | -37.6187 | -147.2618 | 149.6681 | -37.6931 | -147.2101 | 149.6783

## LG_min_fault_6
name | pf_ikss_a_from_ka | pf_ikss_b_from_ka | pf_ikss_c_from_ka | pf_ikss_a_to_ka | pf_ikss_b_to_ka | pf_ikss_c_to_ka | pf_skss_a_from_mw | pf_skss_b_from_mw | pf_skss_c_from_mw | pf_skss_a_to_mw | pf_skss_b_to_mw | pf_skss_c_to_mw | pf_p_a_from_mw | pf_p_b_from_mw | pf_p_c_from_mw | pf_p_a_to_mw | pf_p_b_to_mw | pf_p_c_to_mw | pf_q_a_from_mvar | pf_q_b_from_mvar | pf_q_c_from_mvar | pf_q_a_to_mvar | pf_q_b_to_mvar | pf_q_c_to_mvar | pf_ikss_a_from_degree | pf_ikss_b_from_degree | pf_ikss_c_from_degree | pf_ikss_a_to_degree | pf_ikss_b_to_degree | pf_ikss_c_to_degree | 3xI0 | pf_vm_a_from_pu | pf_vm_b_from_pu | pf_vm_c_from_pu | pf_vm_a_to_pu | pf_vm_b_to_pu | pf_vm_c_to_pu | pf_va_a_from_degree | pf_va_b_from_degree | pf_va_c_from_degree | pf_va_a_to_degree | pf_va_b_to_degree | pf_va_c_to_degree
Line0_1_2 | 0.0022737 | 0.0022325 | 0.0022245 | 0.0022737 | 0.0022326 | 0.0022245 | 0.00052509 | 0.00051558 | 0.00051373 | 0.0005251 | 0.00051559 | 0.00051374 | -0.00030977 | -0.00018153 | 0.00048305 | 0.00030982 | 0.00018158 | -0.00048301 | -0.00034879 | 0.0004946 | -3.0865e-05 | 0.00034885 | -0.00049456 | 3.0915e-05 | 128.4241 | 128.2366 | 128.2978 | -51.5759 | -51.7634 | -51.7023 |  | 0.88839 | 1.0219 | 0.9422 | 0.88853 | 1.0218 | 0.94212 | -3.185 | -121.6088 | 124.6417 | -3.1853 | -121.6021 | 124.6356
Line10_11_12 | 0.002268 | 0.002227 | 0.002219 | 0.0022681 | 0.002227 | 0.002219 | 0.00052378 | 0.00051429 | 0.00051245 | 0.00052379 | 0.0005143 | 0.00051246 | -0.00030992 | -0.00018 | 0.00048168 | 0.00030997 | 0.00018005 | -0.00048164 | -0.00034729 | 0.0004937 | -3.203e-05 | 0.00034735 | -0.00049365 | 3.2079e-05 | 128.5599 | 128.3732 | 128.4338 | -51.4401 | -51.6268 | -51.5662 |  | 0.88867 | 1.0218 | 0.94203 | 0.88881 | 1.0217 | 0.94195 | -3.1856 | -121.5954 | 124.6294 | -3.1859 | -121.5887 | 124.6233
Line11_12_13 | 0.0022681 | 0.002227 | 0.002219 | 0.0022681 | 0.002227 | 0.002219 | 0.00052379 | 0.0005143 | 0.00051246 | 0.00052379 | 0.00051431 | 0.00051247 | -0.00030997 | -0.00018005 | 0.00048164 | 0.00031003 | 0.0001801 | -0.0004816 | -0.00034735 | 0.00049365 | -3.2079e-05 | 0.0003474 | -0.00049361 | 3.2128e-05 | 128.5598 | 128.3732 | 128.4337 | -51.4402 | -51.6268 | -51.5663 |  | 0.88881 | 1.0217 | 0.94195 | 0.88895 | 1.0216 | 0.94186 | -3.1859 | -121.5887 | 124.6233 | -3.1862 | -121.582 | 124.6171
Line12_13_15 | 0 | 0 | 0 | 0 | 0 | 0 | 0 | 0 | 0 | 0 | 0 | 0 | 1.0926e-08 | 7.6365e-09 | -1.8389e-08 | -7.09e-09 | -5.3607e-09 | 1.2277e-08 | 1.3491e-08 | -1.8432e-08 | 4.1605e-10 | -9.1662e-09 | 1.219e-08 | -1.3273e-11 | 0 | 0 | 0 | 0 | 0 | 0 |  | 0.88895 | 1.0216 | 0.94186 | 0.88895 | 1.0216 | 0.94186 | -3.1862 | -121.582 | 124.6171 | -3.1862 | -121.582 | 124.6171
Line13_13_14 | 0.0022682 | 0.0022271 | 0.0022191 | 0.0022682 | 0.0022271 | 0.0022192 | 0.00052381 | 0.00051433 | 0.00051249 | 0.00052382 | 0.00051433 | 0.00051249 | -0.00031004 | -0.0001801 | 0.00048162 | 0.00031009 | 0.00018015 | -0.00048158 | -0.00034742 | 0.00049363 | -3.2128e-05 | 0.00034747 | -0.00049358 | 3.2178e-05 | 128.5597 | 128.373 | 128.4336 | -51.4403 | -51.627 | -51.5664 |  | 0.88895 | 1.0216 | 0.94186 | 0.88908 | 1.0216 | 0.94178 | -3.1862 | -121.582 | 124.6171 | -3.1866 | -121.5753 | 124.611
Line14_15_16 | 0 | 0 | 0 | 0 | 0 | 0 | 0 | 0 | 0 | 0 | 0 | 0 | 7.2842e-09 | 5.091e-09 | -1.2259e-08 | -3.4479e-09 | -2.8152e-09 | 6.147e-09 | 8.9941e-09 | -1.2288e-08 | 2.7737e-10 | -4.6692e-09 | 6.0458e-09 | 1.2541e-10 | 0 | 0 | 0 | 0 | 0 | 0 |  | 0.88895 | 1.0216 | 0.94186 | 0.88895 | 1.0216 | 0.94186 | -3.1862 | -121.582 | 124.6171 | -3.1862 | -121.582 | 124.6171
Line15_16_17 | 0 | 0 | 0 | 0 | 0 | 0 | 0 | 0 | 0 | 0 | 0 | 0 | 3.6421e-09 | 2.5455e-09 | -6.1295e-09 | 1.9422e-10 | -2.6973e-10 | 1.746e-11 | 4.497e-09 | -6.144e-09 | 1.3868e-10 | -1.7211e-10 | -9.8251e-11 | 2.641e-10 | 0 | 0 | 0 | 0 | 0 | 0 |  | 0.88895 | 1.0216 | 0.94186 | 0.88895 | 1.0216 | 0.94186 | -3.1862 | -121.582 | 124.6171 | -3.1862 | -121.582 | 124.6171
Line16_4_18 | 0.028831 | 0 | 0 | 0.028831 | 0 | 0 | 0.0066583 | 0 | 0 | 0.0066583 | 0 | 0 | 0.0041695 | 2.6398e-09 | -6.2096e-09 | -0.0041562 | -2.681e-10 | 1.9119e-11 | 0.00417 | -6.1972e-09 | 8.0842e-11 | -0.0041562 | -9.5966e-11 | 2.6181e-10 | -48.1932 | 0 | 0 | 131.8068 | 0 | 0 |  | 0.88565 | 1.0215 | 0.94177 | 0.88277 | 1.0212 | 0.94143 | -3.1893 | -121.574 | 124.6074 | -3.1931 | -121.5458 | 124.5793
Line17_5_19 | 0.0022767 | 0.0022355 | 0.0022274 | 0.0022767 | 0.0022355 | 0.0022275 | 0.00052578 | 0.00051626 | 0.0005144 | 0.00052579 | 0.00051627 | 0.00051441 | -0.00030981 | -0.00018241 | 0.00048367 | 0.00030987 | 0.00018246 | -0.00048363 | -0.00034967 | 0.00049498 | -3.0377e-05 | 0.00034973 | -0.00049494 | 3.0427e-05 | 128.3558 | 128.1679 | 128.2293 | -51.6442 | -51.8321 | -51.7707 |  | 0.88853 | 1.0218 | 0.94212 | 0.88867 | 1.0218 | 0.94203 | -3.1854 | -121.6021 | 124.6356 | -3.1857 | -121.5954 | 124.6294
Line1_1_3 | 0.002268 | 0.0022269 | 0.0022189 | 0.002268 | 0.0022269 | 0.002219 | 0.00052377 | 0.00051428 | 0.00051244 | 0.00052377 | 0.00051429 | 0.00051245 | -0.00030981 | -0.0001799 | 0.00048176 | 0.00030987 | 0.00017995 | -0.00048172 | -0.00034718 | 0.00049378 | -3.1932e-05 | 0.00034723 | -0.00049374 | 3.1981e-05 | 128.5599 | 128.3733 | 128.4338 | -51.4401 | -51.6268 | -51.5662 |  | 0.88839 | 1.0219 | 0.9422 | 0.88853 | 1.0218 | 0.94212 | -3.185 | -121.6088 | 124.6417 | -3.1853 | -121.6021 | 124.6356
Line2_1_4 | 0.026516 | 0.0022387 | 0.0022251 | 0.026516 | 0.0022387 | 0.0022251 | 0.0061235 | 0.000517 | 0.00051386 | 0.0061235 | 0.000517 | 0.00051387 | 0.003871 | -0.00018447 | 0.00048322 | -0.0038593 | 0.00018471 | -0.00048298 | 0.0038223 | 0.00049506 | -3.0253e-05 | -0.0038102 | -0.00049479 | 3.0529e-05 | -47.8224 | 127.9549 | 128.2242 | 132.1776 | -52.0451 | -51.7758 |  | 0.88839 | 1.0219 | 0.9422 | 0.88565 | 1.0215 | 0.94177 | -3.185 | -121.6088 | 124.6417 | -3.1893 | -121.574 | 124.6074
Line3_1_5 | 0.0022767 | 0.0022354 | 0.0022274 | 0.0022767 | 0.0022355 | 0.0022274 | 0.00052578 | 0.00051625 | 0.0005144 | 0.00052578 | 0.00051626 | 0.0005144 | -0.00030976 | -0.00018236 | 0.00048372 | 0.00030981 | 0.00018241 | -0.00048367 | -0.00034961 | 0.00049502 | -3.0328e-05 | 0.00034967 | -0.00049498 | 3.0378e-05 | 128.3558 | 128.1679 | 128.2294 | -51.6442 | -51.8321 | -51.7706 |  | 0.88839 | 1.0219 | 0.9422 | 0.88853 | 1.0218 | 0.94212 | -3.185 | -121.6088 | 124.6417 | -3.1854 | -121.6021 | 124.6356
Line4_2_6 | 0.0022737 | 0.0022326 | 0.0022245 | 0.0022738 | 0.0022326 | 0.0022246 | 0.0005251 | 0.00051559 | 0.00051374 | 0.00052511 | 0.00051559 | 0.00051374 | -0.00030982 | -0.00018158 | 0.00048301 | 0.00030988 | 0.00018163 | -0.00048297 | -0.00034885 | 0.00049456 | -3.0915e-05 | 0.0003489 | -0.00049451 | 3.0964e-05 | 128.424 | 128.2365 | 128.2977 | -51.576 | -51.7635 | -51.7023 |  | 0.88853 | 1.0218 | 0.94212 | 0.88867 | 1.0218 | 0.94203 | -3.1853 | -121.6021 | 124.6356 | -3.1857 | -121.5954 | 124.6294
Line5_6_7 | 0.0022738 | 0.0022326 | 0.0022246 | 0.0022738 | 0.0022326 | 0.0022246 | 0.00052511 | 0.00051559 | 0.00051374 | 0.00052511 | 0.0005156 | 0.00051375 | -0.00030988 | -0.00018163 | 0.00048297 | 0.00030993 | 0.00018168 | -0.00048293 | -0.0003489 | 0.00049451 | -3.0964e-05 | 0.00034896 | -0.00049447 | 3.1013e-05 | 128.424 | 128.2365 | 128.2977 | -51.576 | -51.7635 | -51.7023 |  | 0.88867 | 1.0218 | 0.94203 | 0.88881 | 1.0217 | 0.94195 | -3.1857 | -121.5954 | 124.6294 | -3.186 | -121.5887 | 124.6233
Line6_7_8 | 0 | 0 | 0 | 0 | 0 | 0 | 0 | 0 | 0 | 0 | 0 | 0 | 1.0922e-08 | 7.6661e-09 | -1.8414e-08 | -7.0869e-09 | -5.3807e-09 | 1.2293e-08 | 1.3519e-08 | -1.8448e-08 | 3.9296e-10 | -9.1846e-09 | 1.22e-08 | 2.496e-12 | 0 | 0 | 0 | 0 | 0 | 0 |  | 0.88881 | 1.0217 | 0.94195 | 0.88881 | 1.0217 | 0.94195 | -3.186 | -121.5887 | 124.6233 | -3.186 | -121.5887 | 124.6233
Line7_8_9 | 0 | 0 | 0 | 0 | 0 | 0 | 0 | 0 | 0 | 0 | 0 | 0 | 3.6408e-09 | 2.5554e-09 | -6.1379e-09 | 1.9463e-10 | -2.6998e-10 | 1.7144e-11 | 4.5063e-09 | -6.1494e-09 | 1.3099e-10 | -1.7207e-10 | -9.8668e-11 | 2.6447e-10 | 0 | 0 | 0 | 0 | 0 | 0 |  | 0.88881 | 1.0217 | 0.94195 | 0.88881 | 1.0217 | 0.94195 | -3.186 | -121.5887 | 124.6233 | -3.186 | -121.5887 | 124.6233
Line8_8_10 | 0 | 0 | 0 | 0 | 0 | 0 | 0 | 0 | 0 | 0 | 0 | 0 | 3.6408e-09 | 2.5554e-09 | -6.1379e-09 | 1.9463e-10 | -2.6998e-10 | 1.7144e-11 | 4.5063e-09 | -6.1494e-09 | 1.3099e-10 | -1.7207e-10 | -9.8668e-11 | 2.6447e-10 | 0 | 0 | 0 | 0 | 0 | 0 |  | 0.88881 | 1.0217 | 0.94195 | 0.88881 | 1.0217 | 0.94195 | -3.186 | -121.5887 | 124.6233 | -3.186 | -121.5887 | 124.6233
Line9_3_11 | 0.002268 | 0.0022269 | 0.002219 | 0.002268 | 0.002227 | 0.002219 | 0.00052377 | 0.00051429 | 0.00051245 | 0.00052378 | 0.00051429 | 0.00051245 | -0.00030987 | -0.00017995 | 0.00048172 | 0.00030992 | 0.00018 | -0.00048168 | -0.00034723 | 0.00049374 | -3.1981e-05 | 0.00034729 | -0.0004937 | 3.203e-05 | 128.5599 | 128.3732 | 128.4338 | -51.4401 | -51.6268 | -51.5662 |  | 0.88853 | 1.0218 | 0.94212 | 0.88867 | 1.0218 | 0.94203 | -3.1853 | -121.6021 | 124.6356 | -3.1856 | -121.5954 | 124.6294

## LG_min_fault_10
name | pf_ikss_a_from_ka | pf_ikss_b_from_ka | pf_ikss_c_from_ka | pf_ikss_a_to_ka | pf_ikss_b_to_ka | pf_ikss_c_to_ka | pf_skss_a_from_mw | pf_skss_b_from_mw | pf_skss_c_from_mw | pf_skss_a_to_mw | pf_skss_b_to_mw | pf_skss_c_to_mw | pf_p_a_from_mw | pf_p_b_from_mw | pf_p_c_from_mw | pf_p_a_to_mw | pf_p_b_to_mw | pf_p_c_to_mw | pf_q_a_from_mvar | pf_q_b_from_mvar | pf_q_c_from_mvar | pf_q_a_to_mvar | pf_q_b_to_mvar | pf_q_c_to_mvar | pf_ikss_a_from_degree | pf_ikss_b_from_degree | pf_ikss_c_from_degree | pf_ikss_a_to_degree | pf_ikss_b_to_degree | pf_ikss_c_to_degree | 3xI0 | pf_vm_a_from_pu | pf_vm_b_from_pu | pf_vm_c_from_pu | pf_vm_a_to_pu | pf_vm_b_to_pu | pf_vm_c_to_pu | pf_va_a_from_degree | pf_va_b_from_degree | pf_va_c_from_degree | pf_va_a_to_degree | pf_va_b_to_degree | pf_va_c_to_degree
Line0_1_2 | 0.002154 | 0.002115 | 0.0021074 | 0.0021541 | 0.0021151 | 0.0021075 | 0.00049746 | 0.00048845 | 0.00048669 | 0.00049746 | 0.00048845 | 0.0004867 | -0.00027802 | -0.00016293 | 0.00043354 | 0.00027807 | 0.00016297 | -0.00043351 | -0.00031304 | 0.00044391 | -2.7702e-05 | 0.00031309 | -0.00044387 | 2.7746e-05 | 128.4241 | 128.2366 | 128.2978 | -51.5759 | -51.7634 | -51.7023 |  | 0.84164 | 0.96809 | 0.89261 | 0.84177 | 0.96804 | 0.89253 | -3.185 | -121.6088 | 124.6417 | -3.1853 | -121.6021 | 124.6356
Line10_11_12 | 0.0021487 | 0.0021097 | 0.0021022 | 0.0021487 | 0.0021098 | 0.0021022 | 0.00049621 | 0.00048723 | 0.00048548 | 0.00049622 | 0.00048723 | 0.00048549 | -0.00027815 | -0.00016155 | 0.00043231 | 0.0002782 | 0.00016159 | -0.00043228 | -0.00031169 | 0.00044309 | -2.8747e-05 | 0.00031175 | -0.00044306 | 2.8791e-05 | 128.5599 | 128.3732 | 128.4338 | -51.4401 | -51.6268 | -51.5662 |  | 0.8419 | 0.96798 | 0.89245 | 0.84203 | 0.96793 | 0.89237 | -3.1856 | -121.5954 | 124.6294 | -3.1859 | -121.5887 | 124.6233
Line11_12_13 | 0.0021487 | 0.0021098 | 0.0021022 | 0.0021487 | 0.0021098 | 0.0021022 | 0.00049622 | 0.00048723 | 0.00048549 | 0.00049622 | 0.00048724 | 0.00048549 | -0.0002782 | -0.00016159 | 0.00043228 | 0.00027825 | 0.00016164 | -0.00043224 | -0.00031175 | 0.00044306 | -2.8791e-05 | 0.0003118 | -0.00044302 | 2.8835e-05 | 128.5598 | 128.3732 | 128.4337 | -51.4402 | -51.6268 | -51.5663 |  | 0.84203 | 0.96793 | 0.89237 | 0.84216 | 0.96787 | 0.89229 | -3.1859 | -121.5887 | 124.6233 | -3.1862 | -121.582 | 124.6171
Line12_13_15 | 0 | 0 | 0 | 0 | 0 | 0 | 0 | 0 | 0 | 0 | 0 | 0 | 9.8064e-09 | 6.8538e-09 | -1.6504e-08 | -6.3633e-09 | -4.8113e-09 | 1.1018e-08 | 1.2108e-08 | -1.6543e-08 | 3.7341e-10 | -8.2267e-09 | 1.094e-08 | -1.1912e-11 | 0 | 0 | 0 | 0 | 0 | 0 |  | 0.84216 | 0.96787 | 0.89229 | 0.84216 | 0.96787 | 0.89229 | -3.1862 | -121.582 | 124.6171 | -3.1862 | -121.582 | 124.6171
Line13_13_14 | 0.0021488 | 0.0021099 | 0.0021023 | 0.0021488 | 0.0021099 | 0.0021024 | 0.00049624 | 0.00048726 | 0.00048551 | 0.00049625 | 0.00048726 | 0.00048552 | -0.00027826 | -0.00016164 | 0.00043226 | 0.00027831 | 0.00016169 | -0.00043222 | -0.00031181 | 0.00044303 | -2.8835e-05 | 0.00031186 | -0.000443 | 2.888e-05 | 128.5597 | 128.373 | 128.4336 | -51.4403 | -51.627 | -51.5664 |  | 0.84216 | 0.96787 | 0.89229 | 0.84229 | 0.96782 | 0.89221 | -3.1862 | -121.582 | 124.6171 | -3.1866 | -121.5753 | 124.611
Line14_15_16 | 0 | 0 | 0 | 0 | 0 | 0 | 0 | 0 | 0 | 0 | 0 | 0 | 6.5376e-09 | 4.5692e-09 | -1.1003e-08 | -3.0945e-09 | -2.5267e-09 | 5.517e-09 | 8.0723e-09 | -1.1029e-08 | 2.4894e-10 | -4.1906e-09 | 5.4261e-09 | 1.1256e-10 | 0 | 0 | 0 | 0 | 0 | 0 |  | 0.84216 | 0.96787 | 0.89229 | 0.84216 | 0.96787 | 0.89229 | -3.1862 | -121.582 | 124.6171 | -3.1862 | -121.582 | 124.6171
Line15_16_17 | 0 | 0 | 0 | 0 | 0 | 0 | 0 | 0 | 0 | 0 | 0 | 0 | 3.2688e-09 | 2.2846e-09 | -5.5013e-09 | 1.7431e-10 | -2.4209e-10 | 1.567e-11 | 4.0361e-09 | -5.5143e-09 | 1.2447e-10 | -1.5447e-10 | -8.8181e-11 | 2.3703e-10 | 0 | 0 | 0 | 0 | 0 | 0 |  | 0.84216 | 0.96787 | 0.89229 | 0.84216 | 0.96787 | 0.89229 | -3.1862 | -121.582 | 124.6171 | -3.1862 | -121.582 | 124.6171
Line16_4_18 | 0.027314 | 0 | 0 | 0.027314 | 0 | 0 | 0.0063078 | 0 | 0 | 0.0063078 | 0 | 0 | 0.0037421 | 2.3693e-09 | -5.5731e-09 | -0.0037302 | -2.4062e-10 | 1.716e-11 | 0.0037426 | -5.5621e-09 | 7.2556e-11 | -0.0037302 | -8.613e-11 | 2.3498e-10 | -48.1932 | 0 | 0 | 131.8068 | 0 | 0 |  | 0.83904 | 0.96777 | 0.89221 | 0.83631 | 0.9675 | 0.89188 | -3.1893 | -121.574 | 124.6074 | -3.1931 | -121.5458 | 124.5793
Line17_5_19 | 0.0021569 | 0.0021178 | 0.0021102 | 0.0021569 | 0.0021178 | 0.0021102 | 0.00049811 | 0.00048909 | 0.00048733 | 0.00049812 | 0.00048909 | 0.00048734 | -0.00027806 | -0.00016372 | 0.0004341 | 0.00027811 | 0.00016376 | -0.00043406 | -0.00031383 | 0.00044425 | -2.7264e-05 | 0.00031388 | -0.00044421 | 2.7308e-05 | 128.3558 | 128.1679 | 128.2293 | -51.6442 | -51.8321 | -51.7707 |  | 0.84177 | 0.96804 | 0.89253 | 0.8419 | 0.96798 | 0.89245 | -3.1854 | -121.6021 | 124.6356 | -3.1857 | -121.5954 | 124.6294
Line1_1_3 | 0.0021486 | 0.0021097 | 0.0021021 | 0.0021486 | 0.0021097 | 0.0021022 | 0.0004962 | 0.00048721 | 0.00048547 | 0.00049621 | 0.00048722 | 0.00048548 | -0.00027806 | -0.00016146 | 0.00043239 | 0.00027811 | 0.0001615 | -0.00043235 | -0.00031159 | 0.00044317 | -2.8659e-05 | 0.00031164 | -0.00044313 | 2.8704e-05 | 128.5599 | 128.3733 | 128.4338 | -51.4401 | -51.6268 | -51.5662 |  | 0.84164 | 0.96809 | 0.89261 | 0.84177 | 0.96804 | 0.89253 | -3.185 | -121.6088 | 124.6417 | -3.1853 | -121.6021 | 124.6356
Line2_1_4 | 0.02512 | 0.0021208 | 0.002108 | 0.02512 | 0.0021209 | 0.002108 | 0.0058012 | 0.00048979 | 0.00048682 | 0.0058012 | 0.00048979 | 0.00048682 | 0.0034742 | -0.00016556 | 0.00043369 | -0.0034638 | 0.00016578 | -0.00043348 | 0.0034305 | 0.00044432 | -2.7152e-05 | -0.0034197 | -0.00044407 | 2.74e-05 | -47.8224 | 127.9549 | 128.2242 | 132.1776 | -52.0451 | -51.7758 |  | 0.84164 | 0.96809 | 0.89261 | 0.83904 | 0.96777 | 0.89221 | -3.185 | -121.6088 | 124.6417 | -3.1893 | -121.574 | 124.6074
Line3_1_5 | 0.0021569 | 0.0021178 | 0.0021102 | 0.0021569 | 0.0021178 | 0.0021102 | 0.0004981 | 0.00048908 | 0.00048732 | 0.00049811 | 0.00048909 | 0.00048733 | -0.00027801 | -0.00016367 | 0.00043414 | 0.00027806 | 0.00016372 | -0.0004341 | -0.00031378 | 0.00044429 | -2.722e-05 | 0.00031383 | -0.00044425 | 2.7264e-05 | 128.3558 | 128.1679 | 128.2294 | -51.6442 | -51.8321 | -51.7706 |  | 0.84164 | 0.96809 | 0.89261 | 0.84177 | 0.96804 | 0.89253 | -3.185 | -121.6088 | 124.6417 | -3.1854 | -121.6021 | 124.6356
Line4_2_6 | 0.0021541 | 0.0021151 | 0.0021075 | 0.0021541 | 0.0021151 | 0.0021075 | 0.00049746 | 0.00048845 | 0.0004867 | 0.00049747 | 0.00048846 | 0.0004867 | -0.00027807 | -0.00016297 | 0.00043351 | 0.00027812 | 0.00016302 | -0.00043347 | -0.00031309 | 0.00044387 | -2.7746e-05 | 0.00031314 | -0.00044383 | 2.779e-05 | 128.424 | 128.2365 | 128.2977 | -51.576 | -51.7635 | -51.7023 |  | 0.84177 | 0.96804 | 0.89253 | 0.8419 | 0.96798 | 0.89245 | -3.1853 | -121.6021 | 124.6356 | -3.1857 | -121.5954 | 124.6294
Line5_6_7 | 0.0021541 | 0.0021151 | 0.0021075 | 0.0021541 | 0.0021151 | 0.0021075 | 0.00049747 | 0.00048846 | 0.0004867 | 0.00049747 | 0.00048846 | 0.00048671 | -0.00027812 | -0.00016302 | 0.00043347 | 0.00027817 | 0.00016306 | -0.00043343 | -0.00031314 | 0.00044383 | -2.779e-05 | 0.0003132 | -0.00044379 | 2.7835e-05 | 128.424 | 128.2365 | 128.2977 | -51.576 | -51.7635 | -51.7023 |  | 0.8419 | 0.96798 | 0.89245 | 0.84203 | 0.96793 | 0.89237 | -3.1857 | -121.5954 | 124.6294 | -3.186 | -121.5887 | 124.6233
Line6_7_8 | 0 | 0 | 0 | 0 | 0 | 0 | 0 | 0 | 0 | 0 | 0 | 0 | 9.8028e-09 | 6.8804e-09 | -1.6526e-08 | -6.3605e-09 | -4.8292e-09 | 1.1033e-08 | 1.2133e-08 | -1.6557e-08 | 3.5268e-10 | -8.2433e-09 | 1.095e-08 | 2.2402e-12 | 0 | 0 | 0 | 0 | 0 | 0 |  | 0.84203 | 0.96793 | 0.89237 | 0.84203 | 0.96793 | 0.89237 | -3.186 | -121.5887 | 124.6233 | -3.186 | -121.5887 | 124.6233
Line7_8_9 | 0 | 0 | 0 | 0 | 0 | 0 | 0 | 0 | 0 | 0 | 0 | 0 | 3.2676e-09 | 2.2935e-09 | -5.5088e-09 | 1.7469e-10 | -2.4231e-10 | 1.5387e-11 | 4.0444e-09 | -5.5191e-09 | 1.1756e-10 | -1.5443e-10 | -8.8555e-11 | 2.3736e-10 | 0 | 0 | 0 | 0 | 0 | 0 |  | 0.84203 | 0.96793 | 0.89237 | 0.84203 | 0.96793 | 0.89237 | -3.186 | -121.5887 | 124.6233 | -3.186 | -121.5887 | 124.6233
Line8_8_10 | 0 | 0 | 0 | 0 | 0 | 0 | 0 | 0 | 0 | 0 | 0 | 0 | 3.2676e-09 | 2.2935e-09 | -5.5088e-09 | 1.7469e-10 | -2.4231e-10 | 1.5387e-11 | 4.0444e-09 | -5.5191e-09 | 1.1756e-10 | -1.5443e-10 | -8.8555e-11 | 2.3736e-10 | 0 | 0 | 0 | 0 | 0 | 0 |  | 0.84203 | 0.96793 | 0.89237 | 0.84203 | 0.96793 | 0.89237 | -3.186 | -121.5887 | 124.6233 | -3.186 | -121.5887 | 124.6233
Line9_3_11 | 0.0021486 | 0.0021097 | 0.0021022 | 0.0021487 | 0.0021097 | 0.0021022 | 0.00049621 | 0.00048722 | 0.00048548 | 0.00049621 | 0.00048723 | 0.00048548 | -0.00027811 | -0.0001615 | 0.00043235 | 0.00027815 | 0.00016155 | -0.00043231 | -0.00031164 | 0.00044313 | -2.8703e-05 | 0.00031169 | -0.00044309 | 2.8747e-05 | 128.5599 | 128.3732 | 128.4338 | -51.4401 | -51.6268 | -51.5662 |  | 0.84177 | 0.96804 | 0.89253 | 0.8419 | 0.96798 | 0.89245 | -3.1853 | -121.6021 | 124.6356 | -3.1856 | -121.5954 | 124.6294

## LLG_max_6
name | pf_ikss_a_from_ka | pf_ikss_b_from_ka | pf_ikss_c_from_ka | pf_ikss_a_to_ka | pf_ikss_b_to_ka | pf_ikss_c_to_ka | pf_skss_a_from_mw | pf_skss_b_from_mw | pf_skss_c_from_mw | pf_skss_a_to_mw | pf_skss_b_to_mw | pf_skss_c_to_mw | pf_p_a_from_mw | pf_p_b_from_mw | pf_p_c_from_mw | pf_p_a_to_mw | pf_p_b_to_mw | pf_p_c_to_mw | pf_q_a_from_mvar | pf_q_b_from_mvar | pf_q_c_from_mvar | pf_q_a_to_mvar | pf_q_b_to_mvar | pf_q_c_to_mvar | pf_ikss_a_from_degree | pf_ikss_b_from_degree | pf_ikss_c_from_degree | pf_ikss_a_to_degree | pf_ikss_b_to_degree | pf_ikss_c_to_degree | 3xI0 | pf_vm_a_from_pu | pf_vm_b_from_pu | pf_vm_c_from_pu | pf_vm_a_to_pu | pf_vm_b_to_pu | pf_vm_c_to_pu | pf_va_a_from_degree | pf_va_b_from_degree | pf_va_c_from_degree | pf_va_a_to_degree | pf_va_b_to_degree | pf_va_c_to_degree
Line0_1_2 | 0.14406 | 0.47342 | 0.5051 | 0.14406 | 0.47342 | 0.5051 | 0.033269 | 0.10933 | 0.11665 | 0.033269 | 0.10933 | 0.11665 | 0.0094601 | 0.018977 | -0.076273 | -0.009483 | -0.018222 | 0.078995 | 0.041044 | -0.072786 | -0.041562 | -0.041092 | 0.076444 | 0.044859 | -74.6714 | -40.1584 | -106.5258 | 105.3286 | 139.8416 | 73.4742 |  | 1.266 | 0.688 | 0.74465 | 1.2676 | 0.71879 | 0.77878 | 2.3493 | -115.5456 | 102.0604 | 2.3335 | -116.7514 | 103.0653
Line10_11_12 | 0.13419 | 0.42824 | 0.45055 | 0.13419 | 0.42824 | 0.45055 | 0.03099 | 0.098898 | 0.10405 | 0.03099 | 0.098898 | 0.10405 | 0.012333 | 0.014587 | -0.073429 | -0.012368 | -0.013957 | 0.075611 | 0.037307 | -0.072112 | -0.040327 | -0.037326 | 0.075082 | 0.042931 | -69.4356 | -39.0139 | -104.892 | 110.5644 | 140.9861 | 75.108 |  | 1.2679 | 0.74392 | 0.80513 | 1.2688 | 0.77219 | 0.83565 | 2.2712 | -117.5783 | 103.8833 | 2.2323 | -118.4837 | 104.6954
Line11_12_13 | 0.13419 | 0.42824 | 0.45055 | 0.13419 | 0.42824 | 0.45055 | 0.03099 | 0.098898 | 0.10405 | 0.03099 | 0.098899 | 0.10405 | 0.012368 | 0.013957 | -0.075611 | -0.012402 | -0.013326 | 0.077794 | 0.037326 | -0.075082 | -0.042931 | -0.037346 | 0.078053 | 0.045536 | -69.4356 | -39.0139 | -104.892 | 110.5644 | 140.9861 | 75.108 |  | 1.2688 | 0.77219 | 0.83565 | 1.2698 | 0.80064 | 0.86632 | 2.2323 | -118.4837 | 104.6954 | 2.1934 | -119.3249 | 105.4501
Line12_13_15 | 0 | 0 | 0 | 0 | 0 | 0 | 0 | 0 | 0 | 0 | 0 | 0 | -1.4015e-08 | -3.3874e-08 | 4.7345e-08 | 8.3164e-09 | 2.3315e-08 | -3.1087e-08 | -6.9981e-08 | 3.1962e-08 | 2.0217e-09 | 4.6841e-08 | -2.1272e-08 | -2.1857e-09 | 0 | 0 | 0 | 0 | 0 | 0 |  | 1.2698 | 0.80064 | 0.86632 | 1.2698 | 0.80064 | 0.86632 | 2.1934 | -119.3249 | 105.4501 | 2.1934 | -119.3249 | 105.4501
Line13_13_14 | 0.13419 | 0.42824 | 0.45055 | 0.13419 | 0.42824 | 0.45055 | 0.03099 | 0.098899 | 0.10405 | 0.030991 | 0.098899 | 0.10405 | 0.012402 | 0.013326 | -0.077794 | -0.012437 | -0.012696 | 0.079976 | 0.037346 | -0.078053 | -0.045536 | -0.037365 | 0.081023 | 0.04814 | -69.4356 | -39.014 | -104.892 | 110.5644 | 140.986 | 75.108 |  | 1.2698 | 0.80064 | 0.86632 | 1.2707 | 0.82925 | 0.89713 | 2.1934 | -119.3249 | 105.4501 | 2.1546 | -120.1082 | 106.1531
Line14_15_16 | 0 | 0 | 0 | 0 | 0 | 0 | 0 | 0 | 0 | 0 | 0 | 0 | -9.3433e-09 | -2.2583e-08 | 3.1563e-08 | 3.6448e-09 | 1.2023e-08 | -1.5305e-08 | -4.6654e-08 | 2.1308e-08 | 1.3478e-09 | 2.3514e-08 | -1.0618e-08 | -1.5118e-09 | 0 | 0 | 0 | 0 | 0 | 0 |  | 1.2698 | 0.80064 | 0.86632 | 1.2698 | 0.80064 | 0.86632 | 2.1934 | -119.3249 | 105.4501 | 2.1934 | -119.3249 | 105.4501
Line15_16_17 | 0 | 0 | 0 | 0 | 0 | 0 | 0 | 0 | 0 | 0 | 0 | 0 | -4.6717e-09 | -1.1291e-08 | 1.5782e-08 | -1.0269e-09 | 7.3183e-10 | 4.765e-10 | -2.3327e-08 | 1.0654e-08 | 6.7389e-10 | 1.871e-10 | 3.6319e-11 | -8.3791e-10 | 0 | 0 | 0 | 0 | 0 | 0 |  | 1.2698 | 0.80064 | 0.86632 | 1.2698 | 0.80064 | 0.86632 | 2.1934 | -119.3249 | 105.4501 | 2.1934 | -119.3249 | 105.4501
Line16_4_18 | 0 | 4.0907 | 4.5298 | 0 | 4.0907 | 4.5298 | 0 | 0.9447 | 1.0461 | 0 | 0.9447 | 1.0461 | -1.1858e-09 | 0.10393 | 0.23968 | -4.259e-10 | 7.3065e-14 | 2.9015e-14 | -3.5957e-08 | 0.33812 | 0.34911 | 3.3586e-10 | 1.1465e-14 | 7.9189e-15 | 0 | 169.8631 | 47.3777 | 0 | -10.1369 | -132.6223 |  | 1.2124 | 0.37444 | 0.4048 | 1.1481 | 0 | 0 | 3.3968 | -117.2234 | 102.906 | 4.3576 | 0 | 0
Line17_5_19 | 0.14946 | 0.49955 | 0.53733 | 0.14946 | 0.49955 | 0.53733 | 0.034516 | 0.11537 | 0.12409 | 0.034516 | 0.11537 | 0.12409 | 0.0074523 | 0.020064 | -0.08346 | -0.0074642 | -0.019232 | 0.086527 | 0.043128 | -0.080663 | -0.049306 | -0.043196 | 0.084755 | 0.053054 | -77.8475 | -40.8094 | -107.4793 | 102.1525 | 139.1906 | 72.5207 |  | 1.268 | 0.7205 | 0.78117 | 1.27 | 0.75334 | 0.81792 | 2.349 | -116.8413 | 103.0942 | 2.3486 | -118.0245 | 104.0355
Line1_1_3 | 0.13419 | 0.42824 | 0.45055 | 0.13419 | 0.42824 | 0.45055 | 0.03099 | 0.098898 | 0.10405 | 0.03099 | 0.098898 | 0.10405 | 0.012264 | 0.015847 | -0.069065 | -0.012299 | -0.015217 | 0.071247 | 0.037269 | -0.066171 | -0.035118 | -0.037288 | 0.069141 | 0.037723 | -69.4356 | -39.0139 | -104.892 | 110.5644 | 140.9861 | 75.108 |  | 1.266 | 0.688 | 0.74465 | 1.267 | 0.71584 | 0.77479 | 2.3493 | -115.5456 | 102.0604 | 2.3102 | -116.6017 | 103.0074
Line2_1_4 | 0.15205 | 3.3791 | 3.7146 | 0.15205 | 3.3791 | 3.7146 | 0.035115 | 0.78038 | 0.85785 | 0.035115 | 0.78038 | 0.85785 | -0.019418 | 0.18949 | 0.34219 | 0.019292 | -0.11109 | -0.18167 | 0.039992 | 0.50234 | 0.53941 | -0.037951 | -0.27026 | -0.29594 | -113.549 | 175.1218 | 44.4505 | 66.451 | -4.8782 | -135.5495 |  | 1.266 | 0.688 | 0.74465 | 1.2124 | 0.37444 | 0.4048 | 2.3493 | -115.5456 | 102.0604 | 3.3968 | -117.2234 | 102.906
Line3_1_5 | 0.14946 | 0.49955 | 0.53733 | 0.14946 | 0.49955 | 0.53733 | 0.034516 | 0.11537 | 0.12409 | 0.034516 | 0.11537 | 0.12409 | 0.0074403 | 0.020896 | -0.080394 | -0.0074523 | -0.020064 | 0.08346 | 0.04306 | -0.076571 | -0.045558 | -0.043128 | 0.080663 | 0.049306 | -77.8475 | -40.8094 | -107.4793 | 102.1525 | 139.1906 | 72.5207 |  | 1.266 | 0.688 | 0.74465 | 1.268 | 0.7205 | 0.78117 | 2.3493 | -115.5456 | 102.0604 | 2.349 | -116.8413 | 103.0942
Line4_2_6 | 0.14406 | 0.47342 | 0.5051 | 0.14406 | 0.47342 | 0.5051 | 0.033269 | 0.10933 | 0.11665 | 0.033269 | 0.10933 | 0.11665 | 0.009483 | 0.018222 | -0.078995 | -0.009506 | -0.017466 | 0.081716 | 0.041092 | -0.076444 | -0.044859 | -0.041139 | 0.080102 | 0.048157 | -74.6714 | -40.1584 | -106.5258 | 105.3286 | 139.8416 | 73.4742 |  | 1.2676 | 0.71879 | 0.77878 | 1.2691 | 0.74988 | 0.81314 | 2.3335 | -116.7514 | 103.0653 | 2.3178 | -117.8576 | 103.9856
Line5_6_7 | 0.14406 | 0.47342 | 0.5051 | 0.14406 | 0.47342 | 0.5051 | 0.033269 | 0.10933 | 0.11665 | 0.033269 | 0.10933 | 0.11665 | 0.009506 | 0.017466 | -0.081716 | -0.0095289 | -0.016711 | 0.084438 | 0.041139 | -0.080102 | -0.048157 | -0.041187 | 0.08376 | 0.051454 | -74.6714 | -40.1584 | -106.5258 | 105.3286 | 139.8416 | 73.4742 |  | 1.2691 | 0.74988 | 0.81314 | 1.2707 | 0.78122 | 0.84768 | 2.3178 | -117.8576 | 103.9856 | 2.3021 | -118.8755 | 104.8311
Line6_7_8 | 0 | 0 | 0 | 0 | 0 | 0 | 0 | 0 | 0 | 0 | 0 | 0 | -1.3841e-08 | -3.5126e-08 | 4.8211e-08 | 8.1953e-09 | 2.4187e-08 | -3.1625e-08 | -7.3231e-08 | 3.1852e-08 | 2.0441e-09 | 4.9017e-08 | -2.1176e-08 | -2.2167e-09 | 0 | 0 | 0 | 0 | 0 | 0 |  | 1.2707 | 0.78122 | 0.84768 | 1.2707 | 0.78122 | 0.84768 | 2.3021 | -118.8755 | 104.8311 | 2.3021 | -118.8755 | 104.8311
Line7_8_9 | 0 | 0 | 0 | 0 | 0 | 0 | 0 | 0 | 0 | 0 | 0 | 0 | -4.6137e-09 | -1.1709e-08 | 1.607e-08 | -1.0322e-09 | 7.6934e-10 | 5.1514e-10 | -2.441e-08 | 1.0617e-08 | 6.8136e-10 | 1.9651e-10 | 5.9028e-11 | -8.5396e-10 | 0 | 0 | 0 | 0 | 0 | 0 |  | 1.2707 | 0.78122 | 0.84768 | 1.2707 | 0.78122 | 0.84768 | 2.3021 | -118.8755 | 104.8311 | 2.3021 | -118.8755 | 104.8311
Line8_8_10 | 0 | 0 | 0 | 0 | 0 | 0 | 0 | 0 | 0 | 0 | 0 | 0 | -4.6137e-09 | -1.1709e-08 | 1.607e-08 | -1.0322e-09 | 7.6934e-10 | 5.1513e-10 | -2.441e-08 | 1.0617e-08 | 6.8136e-10 | 1.9651e-10 | 5.9028e-11 | -8.5396e-10 | 0 | 0 | 0 | 0 | 0 | 0 |  | 1.2707 | 0.78122 | 0.84768 | 1.2707 | 0.78122 | 0.84768 | 2.3021 | -118.8755 | 104.8311 | 2.3021 | -118.8755 | 104.8311
Line9_3_11 | 0.13419 | 0.42824 | 0.45055 | 0.13419 | 0.42824 | 0.45055 | 0.03099 | 0.098898 | 0.10405 | 0.03099 | 0.098898 | 0.10405 | 0.012299 | 0.015217 | -0.071247 | -0.012333 | -0.014587 | 0.073429 | 0.037288 | -0.069141 | -0.037723 | -0.037307 | 0.072112 | 0.040327 | -69.4356 | -39.0139 | -104.892 | 110.5644 | 140.9861 | 75.108 |  | 1.267 | 0.71584 | 0.77479 | 1.2679 | 0.74392 | 0.80513 | 2.3102 | -116.6017 | 103.0074 | 2.2712 | -117.5783 | 103.8833

## LLG_max_10
name | pf_ikss_a_from_ka | pf_ikss_b_from_ka | pf_ikss_c_from_ka | pf_ikss_a_to_ka | pf_ikss_b_to_ka | pf_ikss_c_to_ka | pf_skss_a_from_mw | pf_skss_b_from_mw | pf_skss_c_from_mw | pf_skss_a_to_mw | pf_skss_b_to_mw | pf_skss_c_to_mw | pf_p_a_from_mw | pf_p_b_from_mw | pf_p_c_from_mw | pf_p_a_to_mw | pf_p_b_to_mw | pf_p_c_to_mw | pf_q_a_from_mvar | pf_q_b_from_mvar | pf_q_c_from_mvar | pf_q_a_to_mvar | pf_q_b_to_mvar | pf_q_c_to_mvar | pf_ikss_a_from_degree | pf_ikss_b_from_degree | pf_ikss_c_from_degree | pf_ikss_a_to_degree | pf_ikss_b_to_degree | pf_ikss_c_to_degree | 3xI0 | pf_vm_a_from_pu | pf_vm_b_from_pu | pf_vm_c_from_pu | pf_vm_a_to_pu | pf_vm_b_to_pu | pf_vm_c_to_pu | pf_va_a_from_degree | pf_va_b_from_degree | pf_va_c_from_degree | pf_va_a_to_degree | pf_va_b_to_degree | pf_va_c_to_degree
Line0_1_2 | 0.14871 | 0.48411 | 0.51848 | 0.14871 | 0.48411 | 0.51848 | 0.034343 | 0.1118 | 0.11974 | 0.034343 | 0.1118 | 0.11974 | 0.0094548 | 0.019992 | -0.080879 | -0.0094716 | -0.01921 | 0.083746 | 0.044656 | -0.076865 | -0.043993 | -0.044706 | 0.0807 | 0.047472 | -75.6775 | -40.1231 | -106.8673 | 104.3225 | 139.8769 | 73.1327 |  | 1.3291 | 0.7104 | 0.76892 | 1.3307 | 0.74199 | 0.80396 | 2.3682 | -115.544 | 101.6761 | 2.3605 | -116.7335 | 102.6799
Line10_11_12 | 0.1388 | 0.43956 | 0.46447 | 0.1388 | 0.43956 | 0.46447 | 0.032054 | 0.10151 | 0.10727 | 0.032054 | 0.10151 | 0.10727 | 0.012548 | 0.01548 | -0.078154 | -0.012578 | -0.014823 | 0.080471 | 0.040775 | -0.076406 | -0.042932 | -0.040796 | 0.079544 | 0.045705 | -70.5885 | -39.0111 | -105.2795 | 109.4115 | 140.9889 | 74.7205 |  | 1.3309 | 0.76798 | 0.83129 | 1.3318 | 0.79709 | 0.86276 | 2.3071 | -117.5577 | 103.5019 | 2.2765 | -118.455 | 104.3154
Line11_12_13 | 0.1388 | 0.43956 | 0.46447 | 0.1388 | 0.43956 | 0.46447 | 0.032054 | 0.10151 | 0.10727 | 0.032054 | 0.10151 | 0.10727 | 0.012578 | 0.014823 | -0.080471 | -0.012608 | -0.014166 | 0.082789 | 0.040796 | -0.079544 | -0.045705 | -0.040817 | 0.082681 | 0.048477 | -70.5885 | -39.0111 | -105.2795 | 109.4115 | 140.9889 | 74.7205 |  | 1.3318 | 0.79709 | 0.86276 | 1.3327 | 0.82637 | 0.8944 | 2.2765 | -118.455 | 104.3154 | 2.2461 | -119.2888 | 105.0715
Line12_13_15 | 0 | 0 | 0 | 0 | 0 | 0 | 0 | 0 | 0 | 0 | 0 | 0 | -1.5304e-08 | -3.7835e-08 | 5.242e-08 | 9.0614e-09 | 2.6052e-08 | -3.4394e-08 | -7.9012e-08 | 3.5192e-08 | 2.2089e-09 | 5.2885e-08 | -2.342e-08 | -2.4019e-09 | 0 | 0 | 0 | 0 | 0 | 0 |  | 1.3327 | 0.82637 | 0.8944 | 1.3327 | 0.82637 | 0.8944 | 2.2461 | -119.2888 | 105.0715 | 2.2461 | -119.2888 | 105.0715
Line13_13_14 | 0.1388 | 0.43956 | 0.46447 | 0.1388 | 0.43956 | 0.46447 | 0.032054 | 0.10151 | 0.10727 | 0.032054 | 0.10151 | 0.10727 | 0.012608 | 0.014166 | -0.082789 | -0.012638 | -0.013509 | 0.085107 | 0.040817 | -0.082682 | -0.048477 | -0.040838 | 0.085819 | 0.051249 | -70.5885 | -39.0112 | -105.2795 | 109.4115 | 140.9888 | 74.7205 |  | 1.3327 | 0.82637 | 0.8944 | 1.3337 | 0.85583 | 0.92617 | 2.2461 | -119.2888 | 105.0715 | 2.2156 | -120.0654 | 105.7758
Line14_15_16 | 0 | 0 | 0 | 0 | 0 | 0 | 0 | 0 | 0 | 0 | 0 | 0 | -1.0203e-08 | -2.5224e-08 | 3.4947e-08 | 3.96e-09 | 1.3441e-08 | -1.6921e-08 | -5.2675e-08 | 2.3462e-08 | 1.4726e-09 | 2.6548e-08 | -1.1689e-08 | -1.6656e-09 | 0 | 0 | 0 | 0 | 0 | 0 |  | 1.3327 | 0.82637 | 0.8944 | 1.3327 | 0.82637 | 0.8944 | 2.2461 | -119.2888 | 105.0715 | 2.2461 | -119.2888 | 105.0715
Line15_16_17 | 0 | 0 | 0 | 0 | 0 | 0 | 0 | 0 | 0 | 0 | 0 | 0 | -5.1015e-09 | -1.2612e-08 | 1.7473e-08 | -1.1415e-09 | 8.2884e-10 | 5.5251e-10 | -2.6337e-08 | 1.1731e-08 | 7.3631e-10 | 2.1067e-10 | 4.1372e-11 | -9.2932e-10 | 0 | 0 | 0 | 0 | 0 | 0 |  | 1.3327 | 0.82637 | 0.8944 | 1.3327 | 0.82637 | 0.8944 | 2.2461 | -119.2888 | 105.0715 | 2.2461 | -119.2888 | 105.0715
Line16_4_18 | 0 | 4.2092 | 4.6627 | 0 | 4.2092 | 4.6627 | 0 | 0.97206 | 1.0768 | 0 | 0.97206 | 1.0768 | -1.2573e-09 | 0.11062 | 0.25385 | -4.953e-10 | 1.3093e-13 | 8.915e-14 | -3.989e-08 | 0.35837 | 0.37058 | 3.693e-10 | -3.7553e-14 | -4.2514e-14 | 0 | 169.967 | 46.9366 | 0 | -10.033 | -133.0634 |  | 1.2741 | 0.38583 | 0.41715 | 1.2086 | 0 | 0 | 3.3999 | -117.188 | 102.5253 | 4.3448 | 0 | 0
Line17_5_19 | 0.15412 | 0.50974 | 0.55019 | 0.15412 | 0.50974 | 0.55019 | 0.035594 | 0.11772 | 0.12706 | 0.035594 | 0.11772 | 0.12706 | 0.0073175 | 0.02108 | -0.088278 | -0.0073224 | -0.020222 | 0.091493 | 0.04681 | -0.084969 | -0.051991 | -0.046879 | 0.089239 | 0.055926 | -78.7398 | -40.7522 | -107.7884 | 101.2602 | 139.2478 | 72.2116 |  | 1.3311 | 0.74368 | 0.80631 | 1.333 | 0.77729 | 0.84394 | 2.3754 | -116.819 | 102.7075 | 2.3826 | -117.9842 | 103.6473
Line1_1_3 | 0.1388 | 0.43956 | 0.46447 | 0.1388 | 0.43956 | 0.46447 | 0.032054 | 0.10151 | 0.10727 | 0.032054 | 0.10151 | 0.10727 | 0.012487 | 0.016794 | -0.073518 | -0.012517 | -0.016137 | 0.075836 | 0.040733 | -0.07013 | -0.037387 | -0.040754 | 0.073268 | 0.04016 | -70.5884 | -39.0111 | -105.2795 | 109.4115 | 140.9889 | 74.7205 |  | 1.3291 | 0.7104 | 0.76892 | 1.33 | 0.73907 | 0.80001 | 2.3682 | -115.544 | 101.6761 | 2.3376 | -116.5901 | 102.6246
Line2_1_4 | 0.15641 | 3.4934 | 3.8421 | 0.15641 | 3.4934 | 3.8421 | 0.036122 | 0.80677 | 0.8873 | 0.036122 | 0.80677 | 0.8873 | -0.020466 | 0.20241 | 0.36483 | 0.020364 | -0.11824 | -0.19327 | 0.043431 | 0.53619 | 0.57653 | -0.041271 | -0.28794 | -0.31567 | -112.863 | 175.1376 | 44.0022 | 67.1371 | -4.8624 | -135.9978 |  | 1.3291 | 0.7104 | 0.76892 | 1.2741 | 0.38583 | 0.41715 | 2.3682 | -115.544 | 101.6761 | 3.3999 | -117.188 | 102.5253
Line3_1_5 | 0.15412 | 0.50974 | 0.55019 | 0.15412 | 0.50974 | 0.55019 | 0.035594 | 0.11772 | 0.12706 | 0.035594 | 0.11772 | 0.12706 | 0.0073126 | 0.021938 | -0.085063 | -0.0073175 | -0.02108 | 0.088278 | 0.04674 | -0.080698 | -0.048057 | -0.04681 | 0.084969 | 0.051991 | -78.7398 | -40.7522 | -107.7884 | 101.2602 | 139.2478 | 72.2116 |  | 1.3291 | 0.7104 | 0.76892 | 1.3311 | 0.74368 | 0.80631 | 2.3682 | -115.544 | 101.6761 | 2.3754 | -116.819 | 102.7075
Line4_2_6 | 0.14871 | 0.48411 | 0.51848 | 0.14871 | 0.48411 | 0.51848 | 0.034343 | 0.1118 | 0.11974 | 0.034343 | 0.1118 | 0.11974 | 0.0094716 | 0.01921 | -0.083746 | -0.0094884 | -0.018428 | 0.086613 | 0.044706 | -0.0807 | -0.047472 | -0.044756 | 0.084534 | 0.050952 | -75.6775 | -40.1231 | -106.8673 | 104.3225 | 139.8769 | 73.1327 |  | 1.3307 | 0.74199 | 0.80396 | 1.3322 | 0.77388 | 0.83923 | 2.3605 | -116.7335 | 102.6799 | 2.3528 | -117.8253 | 103.5997
Line5_6_7 | 0.14871 | 0.48411 | 0.51848 | 0.14871 | 0.48411 | 0.51848 | 0.034343 | 0.1118 | 0.11974 | 0.034343 | 0.1118 | 0.11974 | 0.0094884 | 0.018428 | -0.086613 | -0.0095053 | -0.017646 | 0.08948 | 0.044756 | -0.084534 | -0.050952 | -0.044806 | 0.088369 | 0.054431 | -75.6775 | -40.1231 | -106.8673 | 104.3225 | 139.8769 | 73.1327 |  | 1.3322 | 0.77388 | 0.83923 | 1.3337 | 0.80602 | 0.87469 | 2.3528 | -117.8253 | 103.5997 | 2.3451 | -118.8305 | 104.4451
Line6_7_8 | 0 | 0 | 0 | 0 | 0 | 0 | 0 | 0 | 0 | 0 | 0 | 0 | -1.5065e-08 | -3.9168e-08 | 5.3291e-08 | 8.8961e-09 | 2.698e-08 | -3.4934e-08 | -8.257e-08 | 3.4996e-08 | 2.2307e-09 | 5.5267e-08 | -2.3264e-08 | -2.4332e-09 | 0 | 0 | 0 | 0 | 0 | 0 |  | 1.3337 | 0.80602 | 0.87469 | 1.3337 | 0.80602 | 0.87469 | 2.3451 | -118.8305 | 104.4451 | 2.3451 | -118.8305 | 104.4451
Line7_8_9 | 0 | 0 | 0 | 0 | 0 | 0 | 0 | 0 | 0 | 0 | 0 | 0 | -5.0217e-09 | -1.3056e-08 | 1.7764e-08 | -1.1473e-09 | 8.6815e-10 | 5.9339e-10 | -2.7523e-08 | 1.1665e-08 | 7.4356e-10 | 2.2011e-10 | 6.6354e-11 | -9.4606e-10 | 0 | 0 | 0 | 0 | 0 | 0 |  | 1.3337 | 0.80602 | 0.87469 | 1.3337 | 0.80602 | 0.87469 | 2.3451 | -118.8305 | 104.4451 | 2.3451 | -118.8305 | 104.4451
Line8_8_10 | 0 | 0 | 0 | 0 | 0 | 0 | 0 | 0 | 0 | 0 | 0 | 0 | -5.0217e-09 | -1.3056e-08 | 1.7764e-08 | -1.1473e-09 | 8.6815e-10 | 5.9339e-10 | -2.7523e-08 | 1.1665e-08 | 7.4356e-10 | 2.2011e-10 | 6.6354e-11 | -9.4606e-10 | 0 | 0 | 0 | 0 | 0 | 0 |  | 1.3337 | 0.80602 | 0.87469 | 1.3337 | 0.80602 | 0.87469 | 2.3451 | -118.8305 | 104.4451 | 2.3451 | -118.8305 | 104.4451
Line9_3_11 | 0.1388 | 0.43956 | 0.46447 | 0.1388 | 0.43956 | 0.46447 | 0.032054 | 0.10151 | 0.10727 | 0.032054 | 0.10151 | 0.10727 | 0.012517 | 0.016137 | -0.075836 | -0.012548 | -0.01548 | 0.078154 | 0.040754 | -0.073268 | -0.04016 | -0.040775 | 0.076406 | 0.042932 | -70.5885 | -39.0111 | -105.2795 | 109.4115 | 140.9889 | 74.7205 |  | 1.33 | 0.73907 | 0.80001 | 1.3309 | 0.76798 | 0.83129 | 2.3376 | -116.5901 | 102.6246 | 2.3071 | -117.5577 | 103.5019

## LLG_max_fault_6
name | pf_ikss_a_from_ka | pf_ikss_b_from_ka | pf_ikss_c_from_ka | pf_ikss_a_to_ka | pf_ikss_b_to_ka | pf_ikss_c_to_ka | pf_skss_a_from_mw | pf_skss_b_from_mw | pf_skss_c_from_mw | pf_skss_a_to_mw | pf_skss_b_to_mw | pf_skss_c_to_mw | pf_p_a_from_mw | pf_p_b_from_mw | pf_p_c_from_mw | pf_p_a_to_mw | pf_p_b_to_mw | pf_p_c_to_mw | pf_q_a_from_mvar | pf_q_b_from_mvar | pf_q_c_from_mvar | pf_q_a_to_mvar | pf_q_b_to_mvar | pf_q_c_to_mvar | pf_ikss_a_from_degree | pf_ikss_b_from_degree | pf_ikss_c_from_degree | pf_ikss_a_to_degree | pf_ikss_b_to_degree | pf_ikss_c_to_degree | 3xI0 | pf_vm_a_from_pu | pf_vm_b_from_pu | pf_vm_c_from_pu | pf_vm_a_to_pu | pf_vm_b_to_pu | pf_vm_c_to_pu | pf_va_a_from_degree | pf_va_b_from_degree | pf_va_c_from_degree | pf_va_a_to_degree | pf_va_b_to_degree | pf_va_c_to_degree
Line0_1_2 | 0.11123 | 0.11616 | 0.11353 | 0.11123 | 0.11616 | 0.11353 | 0.025687 | 0.026826 | 0.026219 | 0.025687 | 0.026826 | 0.026219 | -0.0011804 | -0.0018142 | -0.0025331 | 0.0013031 | 0.0019467 | 0.0026654 | -0.02816 | -0.029256 | -0.028583 | 0.028411 | 0.029523 | 0.028839 | 92.56 | -26.4174 | -144.9983 | -87.44 | 153.5826 | 35.0017 |  | 1.0972 | 1.0927 | 1.0944 | 1.1072 | 1.103 | 1.1046 | 0.15975 | -119.9658 | 119.937 | -0.066015 | -120.1898 | 119.7212
Line10_11_12 | 0.09923 | 0.10361 | 0.10113 | 0.09923 | 0.10361 | 0.10113 | 0.022916 | 0.023927 | 0.023354 | 0.022916 | 0.023927 | 0.023354 | -0.001124 | -0.0017553 | -0.0023788 | 0.0012215 | 0.0018607 | 0.0024838 | -0.025526 | -0.026525 | -0.025875 | 0.025726 | 0.026737 | 0.026079 | 92.2772 | -26.5795 | -145.1955 | -87.7228 | 153.4205 | 34.8045 |  | 1.115 | 1.111 | 1.1126 | 1.1239 | 1.1201 | 1.1217 | -0.24419 | -120.3655 | 119.5518 | -0.44137 | -120.5604 | 119.3639
Line11_12_13 | 0.09923 | 0.10361 | 0.10113 | 0.09923 | 0.10361 | 0.10113 | 0.022916 | 0.023927 | 0.023354 | 0.022916 | 0.023927 | 0.023354 | -0.0012215 | -0.0018607 | -0.0024838 | 0.001319 | 0.0019661 | 0.0025889 | -0.025726 | -0.026737 | -0.026079 | 0.025925 | 0.02695 | 0.026283 | 92.2772 | -26.5795 | -145.1955 | -87.7228 | 153.4205 | 34.8045 |  | 1.1239 | 1.1201 | 1.1217 | 1.1328 | 1.1293 | 1.1308 | -0.44137 | -120.5604 | 119.3639 | -0.63545 | -120.7522 | 119.179
Line12_13_15 | 0 | 0 | 0 | 0 | 0 | 0 | 0 | 0 | 0 | 0 | 0 | 0 | 6.2265e-10 | 8.7414e-10 | 1.5286e-09 | -7.5914e-10 | -9.1152e-10 | -1.3548e-09 | -2.2246e-10 | 7.082e-10 | 1.4931e-11 | 9.9939e-11 | -5.2921e-10 | -7.2339e-11 | 0 | 0 | 0 | 0 | 0 | 0 |  | 1.1328 | 1.1293 | 1.1308 | 1.1328 | 1.1293 | 1.1308 | -0.63545 | -120.7522 | 119.179 | -0.63545 | -120.7522 | 119.179
Line13_13_14 | 0.09923 | 0.10361 | 0.10113 | 0.09923 | 0.10361 | 0.10113 | 0.022916 | 0.023927 | 0.023354 | 0.022916 | 0.023927 | 0.023354 | -0.001319 | -0.0019661 | -0.0025889 | 0.0014166 | 0.0020716 | 0.0026939 | -0.025925 | -0.02695 | -0.026283 | 0.026125 | 0.027162 | 0.026487 | 92.2772 | -26.5795 | -145.1955 | -87.7228 | 153.4205 | 34.8045 |  | 1.1328 | 1.1293 | 1.1308 | 1.1417 | 1.1385 | 1.14 | -0.63545 | -120.7522 | 119.179 | -0.8265 | -120.9409 | 118.997
Line14_15_16 | 0 | 0 | 0 | 0 | 0 | 0 | 0 | 0 | 0 | 0 | 0 | 0 | 4.151e-10 | 5.8276e-10 | 1.0191e-09 | -5.5159e-10 | -6.2014e-10 | -8.4523e-10 | -1.4831e-10 | 4.7213e-10 | 9.9538e-12 | 2.5786e-11 | -2.9314e-10 | -6.7362e-11 | 0 | 0 | 0 | 0 | 0 | 0 |  | 1.1328 | 1.1293 | 1.1308 | 1.1328 | 1.1293 | 1.1308 | -0.63545 | -120.7522 | 119.179 | -0.63545 | -120.7522 | 119.179
Line15_16_17 | 0 | 0 | 0 | 0 | 0 | 0 | 0 | 0 | 0 | 0 | 0 | 0 | 2.0755e-10 | 2.9138e-10 | 5.0955e-10 | -3.4404e-10 | -3.2876e-10 | -3.3568e-10 | -7.4153e-11 | 2.3607e-10 | 4.9769e-12 | -4.8367e-11 | -5.7077e-11 | -6.2385e-11 | 0 | 0 | 0 | 0 | 0 | 0 |  | 1.1328 | 1.1293 | 1.1308 | 1.1328 | 1.1293 | 1.1308 | -0.63545 | -120.7522 | 119.179 | -0.63545 | -120.7522 | 119.179
Line16_4_18 | 0 | 0.035913 | 0.035947 | 0 | 0.035913 | 0.035947 | 0 | 0.0082937 | 0.0083015 | 0 | 0.0082937 | 0.0083015 | 6.6187e-11 | 0.0064568 | 0.0064764 | -2.368e-10 | -0.0064487 | -0.0064608 | -2.2643e-10 | 0.0064742 | 0.0064827 | 3.0878e-12 | -0.0064487 | -0.0064608 | 0 | -165.2169 | 74.7906 | 0 | 14.7831 | -105.2094 |  | 1.1088 | 1.1025 | 1.1038 | 1.1083 | 1.0996 | 1.1006 | 0.050789 | -120.1397 | 119.8183 | 0.041463 | -120.2169 | 119.7906
Line17_5_19 | 0.11838 | 0.12363 | 0.12094 | 0.11838 | 0.12363 | 0.12094 | 0.027339 | 0.028552 | 0.027929 | 0.027339 | 0.028552 | 0.027929 | -0.0014842 | -0.0021349 | -0.0029106 | 0.0016233 | 0.0022849 | 0.0030607 | -0.030251 | -0.031438 | -0.030733 | 0.030535 | 0.031741 | 0.031024 | 92.7299 | -26.3182 | -144.8813 | -87.2701 | 153.6818 | 35.1187 |  | 1.1078 | 1.1036 | 1.1053 | 1.1185 | 1.1146 | 1.1162 | -0.078967 | -120.203 | 119.7085 | -0.31314 | -120.4356 | 119.4845
Line1_1_3 | 0.09923 | 0.10361 | 0.10113 | 0.09923 | 0.10361 | 0.10113 | 0.022916 | 0.023927 | 0.023354 | 0.022916 | 0.023927 | 0.023354 | -0.00092903 | -0.0015444 | -0.0021687 | 0.0010265 | 0.0016498 | 0.0022738 | -0.025127 | -0.0261 | -0.025467 | 0.025327 | 0.026312 | 0.025671 | 92.2772 | -26.5795 | -145.1955 | -87.7228 | 153.4205 | 34.8045 |  | 1.0972 | 1.0927 | 1.0944 | 1.1061 | 1.1018 | 1.1035 | 0.15975 | -119.9658 | 119.937 | -0.043842 | -120.1673 | 119.7428
Line2_1_4 | 0.12529 | 0.10281 | 0.10033 | 0.12529 | 0.10281 | 0.10033 | 0.028935 | 0.023744 | 0.02317 | 0.028935 | 0.023744 | 0.02317 | -0.0093998 | -0.0038184 | -0.0046416 | 0.0095575 | 0.0039311 | 0.0047336 | -0.030325 | -0.025662 | -0.024929 | 0.030628 | 0.02588 | 0.025133 | 107.3814 | -21.5027 | -139.5156 | -72.6186 | 158.4973 | 40.4844 |  | 1.0972 | 1.0927 | 1.0944 | 1.1088 | 1.1025 | 1.1038 | 0.15975 | -119.9658 | 119.937 | 0.050789 | -120.1397 | 119.8183
Line3_1_5 | 0.11838 | 0.12363 | 0.12094 | 0.11838 | 0.12363 | 0.12094 | 0.027339 | 0.028552 | 0.027929 | 0.027339 | 0.028552 | 0.027929 | -0.0013452 | -0.0019849 | -0.0027606 | 0.0014842 | 0.0021349 | 0.0029106 | -0.029967 | -0.031135 | -0.030441 | 0.030251 | 0.031438 | 0.030733 | 92.7299 | -26.3182 | -144.8813 | -87.2701 | 153.6818 | 35.1187 |  | 1.0972 | 1.0927 | 1.0944 | 1.1078 | 1.1036 | 1.1053 | 0.15975 | -119.9658 | 119.937 | -0.078967 | -120.203 | 119.7085
Line4_2_6 | 0.11123 | 0.11616 | 0.11353 | 0.11123 | 0.11616 | 0.11353 | 0.025687 | 0.026826 | 0.026219 | 0.025687 | 0.026826 | 0.026219 | -0.0013031 | -0.0019467 | -0.0026654 | 0.0014257 | 0.0020791 | 0.0027977 | -0.028411 | -0.029523 | -0.028839 | 0.028661 | 0.02979 | 0.029096 | 92.56 | -26.4174 | -144.9983 | -87.44 | 153.5826 | 35.0017 |  | 1.1072 | 1.103 | 1.1046 | 1.1172 | 1.1132 | 1.1149 | -0.066015 | -120.1898 | 119.7212 | -0.28775 | -120.4097 | 119.5093
Line5_6_7 | 0.11123 | 0.11616 | 0.11353 | 0.11123 | 0.11616 | 0.11353 | 0.025687 | 0.026826 | 0.026219 | 0.025687 | 0.026826 | 0.026219 | -0.0014257 | -0.0020791 | -0.0027977 | 0.0015484 | 0.0022116 | 0.00293 | -0.028661 | -0.02979 | -0.029096 | 0.028912 | 0.030058 | 0.029353 | 92.56 | -26.4174 | -144.9983 | -87.44 | 153.5826 | 35.0017 |  | 1.1172 | 1.1132 | 1.1149 | 1.1272 | 1.1235 | 1.1251 | -0.28775 | -120.4097 | 119.5093 | -0.50555 | -120.6255 | 119.3013
Line6_7_8 | 0 | 0 | 0 | 0 | 0 | 0 | 0 | 0 | 0 | 0 | 0 | 0 | 5.3724e-10 | 7.8594e-10 | 1.4737e-09 | -6.772e-10 | -8.2707e-10 | -1.2927e-09 | -2.7182e-10 | 6.971e-10 | -1.334e-11 | 1.4293e-10 | -5.1196e-10 | -4.3927e-11 | 0 | 0 | 0 | 0 | 0 | 0 |  | 1.1272 | 1.1235 | 1.1251 | 1.1272 | 1.1235 | 1.1251 | -0.50555 | -120.6255 | 119.3013 | -0.50555 | -120.6255 | 119.3013
Line7_8_9 | 0 | 0 | 0 | 0 | 0 | 0 | 0 | 0 | 0 | 0 | 0 | 0 | 1.7908e-10 | 2.6198e-10 | 4.9125e-10 | -3.1904e-10 | -3.0311e-10 | -3.1016e-10 | -9.0608e-11 | 2.3237e-10 | -4.4468e-12 | -3.8289e-11 | -4.7223e-11 | -5.282e-11 | 0 | 0 | 0 | 0 | 0 | 0 |  | 1.1272 | 1.1235 | 1.1251 | 1.1272 | 1.1235 | 1.1251 | -0.50555 | -120.6255 | 119.3013 | -0.50555 | -120.6255 | 119.3013
Line8_8_10 | 0 | 0 | 0 | 0 | 0 | 0 | 0 | 0 | 0 | 0 | 0 | 0 | 1.7908e-10 | 2.6198e-10 | 4.9125e-10 | -3.1904e-10 | -3.0311e-10 | -3.1016e-10 | -9.0608e-11 | 2.3237e-10 | -4.4468e-12 | -3.8289e-11 | -4.7223e-11 | -5.282e-11 | 0 | 0 | 0 | 0 | 0 | 0 |  | 1.1272 | 1.1235 | 1.1251 | 1.1272 | 1.1235 | 1.1251 | -0.50555 | -120.6255 | 119.3013 | -0.50555 | -120.6255 | 119.3013
Line9_3_11 | 0.09923 | 0.10361 | 0.10113 | 0.09923 | 0.10361 | 0.10113 | 0.022916 | 0.023927 | 0.023354 | 0.022916 | 0.023927 | 0.023354 | -0.0010265 | -0.0016498 | -0.0022738 | 0.001124 | 0.0017553 | 0.0023788 | -0.025327 | -0.026312 | -0.025671 | 0.025526 | 0.026525 | 0.025875 | 92.2772 | -26.5795 | -145.1955 | -87.7228 | 153.4205 | 34.8045 |  | 1.1061 | 1.1018 | 1.1035 | 1.115 | 1.111 | 1.1126 | -0.043842 | -120.1673 | 119.7428 | -0.24419 | -120.3655 | 119.5518

## LLG_max_fault_10
name | pf_ikss_a_from_ka | pf_ikss_b_from_ka | pf_ikss_c_from_ka | pf_ikss_a_to_ka | pf_ikss_b_to_ka | pf_ikss_c_to_ka | pf_skss_a_from_mw | pf_skss_b_from_mw | pf_skss_c_from_mw | pf_skss_a_to_mw | pf_skss_b_to_mw | pf_skss_c_to_mw | pf_p_a_from_mw | pf_p_b_from_mw | pf_p_c_from_mw | pf_p_a_to_mw | pf_p_b_to_mw | pf_p_c_to_mw | pf_q_a_from_mvar | pf_q_b_from_mvar | pf_q_c_from_mvar | pf_q_a_to_mvar | pf_q_b_to_mvar | pf_q_c_to_mvar | pf_ikss_a_from_degree | pf_ikss_b_from_degree | pf_ikss_c_from_degree | pf_ikss_a_to_degree | pf_ikss_b_to_degree | pf_ikss_c_to_degree | 3xI0 | pf_vm_a_from_pu | pf_vm_b_from_pu | pf_vm_c_from_pu | pf_vm_a_to_pu | pf_vm_b_to_pu | pf_vm_c_to_pu | pf_va_a_from_degree | pf_va_b_from_degree | pf_va_c_from_degree | pf_va_a_to_degree | pf_va_b_to_degree | pf_va_c_to_degree
Line0_1_2 | 0.11191 | 0.1171 | 0.11435 | 0.11191 | 0.1171 | 0.11435 | 0.025844 | 0.027043 | 0.026408 | 0.025844 | 0.027043 | 0.026408 | -0.0012545 | -0.0019511 | -0.0027427 | 0.0013787 | 0.0020856 | 0.0028771 | -0.029689 | -0.030898 | -0.030158 | 0.029943 | 0.031169 | 0.030419 | 92.5802 | -26.3577 | -144.8754 | -87.4198 | 153.6423 | 35.1246 |  | 1.1498 | 1.1448 | 1.1467 | 1.1598 | 1.1552 | 1.157 | 0.16056 | -119.9711 | 119.9282 | -0.05602 | -120.1859 | 119.7215
Line10_11_12 | 0.10025 | 0.10487 | 0.10227 | 0.10025 | 0.10487 | 0.10227 | 0.023151 | 0.02422 | 0.023618 | 0.023151 | 0.02422 | 0.023618 | -0.0011926 | -0.0018873 | -0.0025774 | 0.0012921 | 0.0019952 | 0.002685 | -0.027007 | -0.028112 | -0.027398 | 0.027211 | 0.02833 | 0.027606 | 92.2999 | -26.5152 | -145.0679 | -87.7001 | 153.4848 | 34.9321 |  | 1.1677 | 1.1633 | 1.1651 | 1.1767 | 1.1726 | 1.1744 | -0.22858 | -120.3559 | 119.5578 | -0.41869 | -120.5438 | 119.3769
Line11_12_13 | 0.10025 | 0.10487 | 0.10227 | 0.10025 | 0.10487 | 0.10227 | 0.023151 | 0.02422 | 0.023618 | 0.023151 | 0.02422 | 0.023618 | -0.0012921 | -0.0019952 | -0.002685 | 0.0013916 | 0.0021032 | 0.0027925 | -0.027211 | -0.02833 | -0.027606 | 0.027415 | 0.028548 | 0.027815 | 92.2999 | -26.5152 | -145.0679 | -87.7001 | 153.4848 | 34.9321 |  | 1.1767 | 1.1726 | 1.1744 | 1.1857 | 1.1819 | 1.1836 | -0.41869 | -120.5438 | 119.3769 | -0.60592 | -120.7287 | 119.1989
Line12_13_15 | 0 | 0 | 0 | 0 | 0 | 0 | 0 | 0 | 0 | 0 | 0 | 0 | 6.4738e-10 | 9.3506e-10 | 1.6918e-09 | -8.0451e-10 | -9.7864e-10 | -1.491e-09 | -2.7343e-10 | 8.0098e-10 | 2.8615e-12 | 1.3171e-10 | -5.9461e-10 | -6.865e-11 | 0 | 0 | 0 | 0 | 0 | 0 |  | 1.1857 | 1.1819 | 1.1836 | 1.1857 | 1.1819 | 1.1836 | -0.60592 | -120.7287 | 119.1989 | -0.60592 | -120.7287 | 119.1989
Line13_13_14 | 0.10025 | 0.10487 | 0.10227 | 0.10025 | 0.10487 | 0.10227 | 0.023151 | 0.02422 | 0.023618 | 0.023151 | 0.02422 | 0.023618 | -0.0013916 | -0.0021032 | -0.0027925 | 0.001491 | 0.0022111 | 0.0029001 | -0.027415 | -0.028548 | -0.027815 | 0.027619 | 0.028765 | 0.028023 | 92.2999 | -26.5152 | -145.0679 | -87.7001 | 153.4848 | 34.9321 |  | 1.1857 | 1.1819 | 1.1836 | 1.1947 | 1.1912 | 1.1928 | -0.60592 | -120.7287 | 119.1989 | -0.79033 | -120.9108 | 119.0237
Line14_15_16 | 0 | 0 | 0 | 0 | 0 | 0 | 0 | 0 | 0 | 0 | 0 | 0 | 4.3159e-10 | 6.2337e-10 | 1.1278e-09 | -5.8872e-10 | -6.6695e-10 | -9.2712e-10 | -1.8228e-10 | 5.3398e-10 | 1.9077e-12 | 4.0568e-11 | -3.2762e-10 | -6.7696e-11 | 0 | 0 | 0 | 0 | 0 | 0 |  | 1.1857 | 1.1819 | 1.1836 | 1.1857 | 1.1819 | 1.1836 | -0.60592 | -120.7287 | 119.1989 | -0.60592 | -120.7287 | 119.1989
Line15_16_17 | 0 | 0 | 0 | 0 | 0 | 0 | 0 | 0 | 0 | 0 | 0 | 0 | 2.1579e-10 | 3.1169e-10 | 5.6392e-10 | -3.7292e-10 | -3.5527e-10 | -3.6321e-10 | -9.1142e-11 | 2.6699e-10 | 9.5388e-13 | -5.0574e-11 | -6.0628e-11 | -6.6742e-11 | 0 | 0 | 0 | 0 | 0 | 0 |  | 1.1857 | 1.1819 | 1.1836 | 1.1857 | 1.1819 | 1.1836 | -0.60592 | -120.7287 | 119.1989 | -0.60592 | -120.7287 | 119.1989
Line16_4_18 | 0 | 0.037608 | 0.037646 | 0 | 0.037608 | 0.037646 | 0 | 0.0086851 | 0.0086939 | 0 | 0.0086851 | 0.0086939 | 6.4289e-11 | 0.0070806 | 0.0071031 | -2.5874e-10 | -0.0070717 | -0.007086 | -2.564e-10 | 0.0070997 | 0.0071099 | 3.5888e-12 | -0.0070717 | -0.007086 | 0 | -165.2205 | 74.7834 | 0 | 14.7795 | -105.2166 |  | 1.1614 | 1.1545 | 1.156 | 1.1608 | 1.1515 | 1.1527 | 0.053238 | -120.1433 | 119.8111 | 0.043919 | -120.2205 | 119.7834
Line17_5_19 | 0.11882 | 0.12433 | 0.12151 | 0.11882 | 0.12433 | 0.12151 | 0.02744 | 0.028713 | 0.028063 | 0.02744 | 0.028713 | 0.028063 | -0.001564 | -0.0022781 | -0.0031297 | 0.001704 | 0.0024297 | 0.0032813 | -0.031804 | -0.033109 | -0.032336 | 0.032091 | 0.033415 | 0.03263 | 92.7474 | -26.262 | -144.762 | -87.2526 | 153.738 | 35.238 |  | 1.1604 | 1.1558 | 1.1577 | 1.1711 | 1.1668 | 1.1686 | -0.067925 | -120.198 | 119.7098 | -0.29225 | -120.4207 | 119.4956
Line1_1_3 | 0.10025 | 0.10487 | 0.10227 | 0.10025 | 0.10487 | 0.10227 | 0.023151 | 0.02422 | 0.023618 | 0.023151 | 0.02422 | 0.023618 | -0.00099365 | -0.0016714 | -0.0023623 | 0.0010931 | 0.0017793 | 0.0024699 | -0.0266 | -0.027677 | -0.02698 | 0.026804 | 0.027895 | 0.027189 | 92.2999 | -26.5152 | -145.0679 | -87.7001 | 153.4848 | 34.9321 |  | 1.1498 | 1.1448 | 1.1467 | 1.1587 | 1.1541 | 1.1559 | 0.16056 | -119.9711 | 119.9282 | -0.035513 | -120.165 | 119.7415
Line2_1_4 | 0.12542 | 0.10195 | 0.099292 | 0.12542 | 0.10195 | 0.099292 | 0.028964 | 0.023543 | 0.022931 | 0.028964 | 0.023543 | 0.022931 | -0.0097042 | -0.0035718 | -0.0044713 | 0.0098622 | 0.003683 | 0.0045608 | -0.031857 | -0.026716 | -0.025912 | 0.032159 | 0.02693 | 0.026112 | 107.1024 | -22.3559 | -140.2815 | -72.8976 | 157.6441 | 39.7185 |  | 1.1498 | 1.1448 | 1.1467 | 1.1614 | 1.1545 | 1.156 | 0.16056 | -119.9711 | 119.9282 | 0.053238 | -120.1433 | 119.8111
Line3_1_5 | 0.11882 | 0.12433 | 0.12151 | 0.11882 | 0.12433 | 0.12151 | 0.02744 | 0.028713 | 0.028063 | 0.02744 | 0.028713 | 0.028063 | -0.001424 | -0.0021265 | -0.002978 | 0.001564 | 0.0022781 | 0.0031297 | -0.031518 | -0.032803 | -0.032042 | 0.031804 | 0.033109 | 0.032336 | 92.7474 | -26.262 | -144.762 | -87.2526 | 153.738 | 35.238 |  | 1.1498 | 1.1448 | 1.1467 | 1.1604 | 1.1558 | 1.1577 | 0.16056 | -119.9711 | 119.9282 | -0.067925 | -120.198 | 119.7098
Line4_2_6 | 0.11191 | 0.1171 | 0.11435 | 0.11191 | 0.1171 | 0.11435 | 0.025844 | 0.027043 | 0.026408 | 0.025844 | 0.027043 | 0.026408 | -0.0013787 | -0.0020856 | -0.0028771 | 0.0015028 | 0.0022201 | 0.0030114 | -0.029943 | -0.031169 | -0.030419 | 0.030197 | 0.031441 | 0.030679 | 92.5802 | -26.3577 | -144.8754 | -87.4198 | 153.6423 | 35.1246 |  | 1.1598 | 1.1552 | 1.157 | 1.1699 | 1.1655 | 1.1673 | -0.05602 | -120.1859 | 119.7215 | -0.26888 | -120.3969 | 119.5185
Line5_6_7 | 0.11191 | 0.1171 | 0.11435 | 0.11191 | 0.1171 | 0.11435 | 0.025844 | 0.027043 | 0.026408 | 0.025844 | 0.027043 | 0.026408 | -0.0015028 | -0.0022201 | -0.0030114 | 0.0016269 | 0.0023546 | 0.0031458 | -0.030197 | -0.031441 | -0.030679 | 0.030451 | 0.031712 | 0.03094 | 92.5802 | -26.3577 | -144.8754 | -87.4198 | 153.6423 | 35.1246 |  | 1.1699 | 1.1655 | 1.1673 | 1.1799 | 1.1759 | 1.1776 | -0.26888 | -120.3969 | 119.5185 | -0.47812 | -120.6042 | 119.319
Line6_7_8 | 0 | 0 | 0 | 0 | 0 | 0 | 0 | 0 | 0 | 0 | 0 | 0 | 5.55e-10 | 8.3894e-10 | 1.6332e-09 | -7.1592e-10 | -8.8682e-10 | -1.4244e-09 | -3.2764e-10 | 7.8964e-10 | -2.7192e-11 | 1.7872e-10 | -5.7644e-10 | -3.8322e-11 | 0 | 0 | 0 | 0 | 0 | 0 |  | 1.1799 | 1.1759 | 1.1776 | 1.1799 | 1.1759 | 1.1776 | -0.47812 | -120.6042 | 119.319 | -0.47812 | -120.6042 | 119.319
Line7_8_9 | 0 | 0 | 0 | 0 | 0 | 0 | 0 | 0 | 0 | 0 | 0 | 0 | 1.85e-10 | 2.7965e-10 | 5.4441e-10 | -3.4592e-10 | -3.2753e-10 | -3.3561e-10 | -1.0921e-10 | 2.6321e-10 | -9.0642e-12 | -3.9712e-11 | -5.0009e-11 | -5.645e-11 | 0 | 0 | 0 | 0 | 0 | 0 |  | 1.1799 | 1.1759 | 1.1776 | 1.1799 | 1.1759 | 1.1776 | -0.47812 | -120.6042 | 119.319 | -0.47812 | -120.6042 | 119.319
Line8_8_10 | 0 | 0 | 0 | 0 | 0 | 0 | 0 | 0 | 0 | 0 | 0 | 0 | 1.85e-10 | 2.7965e-10 | 5.4441e-10 | -3.4592e-10 | -3.2753e-10 | -3.3561e-10 | -1.0921e-10 | 2.6321e-10 | -9.0642e-12 | -3.9712e-11 | -5.0009e-11 | -5.645e-11 | 0 | 0 | 0 | 0 | 0 | 0 |  | 1.1799 | 1.1759 | 1.1776 | 1.1799 | 1.1759 | 1.1776 | -0.47812 | -120.6042 | 119.319 | -0.47812 | -120.6042 | 119.319
Line9_3_11 | 0.10025 | 0.10487 | 0.10227 | 0.10025 | 0.10487 | 0.10227 | 0.023151 | 0.02422 | 0.023618 | 0.023151 | 0.02422 | 0.023618 | -0.0010931 | -0.0017793 | -0.0024699 | 0.0011926 | 0.0018873 | 0.0025774 | -0.026804 | -0.027895 | -0.027189 | 0.027007 | 0.028112 | 0.027398 | 92.2999 | -26.5152 | -145.0679 | -87.7001 | 153.4848 | 34.9321 |  | 1.1587 | 1.1541 | 1.1559 | 1.1677 | 1.1633 | 1.1651 | -0.035513 | -120.165 | 119.7415 | -0.22858 | -120.3559 | 119.5578

## LLG_min_6
name | pf_ikss_a_from_ka | pf_ikss_b_from_ka | pf_ikss_c_from_ka | pf_ikss_a_to_ka | pf_ikss_b_to_ka | pf_ikss_c_to_ka | pf_skss_a_from_mw | pf_skss_b_from_mw | pf_skss_c_from_mw | pf_skss_a_to_mw | pf_skss_b_to_mw | pf_skss_c_to_mw | pf_p_a_from_mw | pf_p_b_from_mw | pf_p_c_from_mw | pf_p_a_to_mw | pf_p_b_to_mw | pf_p_c_to_mw | pf_q_a_from_mvar | pf_q_b_from_mvar | pf_q_c_from_mvar | pf_q_a_to_mvar | pf_q_b_to_mvar | pf_q_c_to_mvar | pf_ikss_a_from_degree | pf_ikss_b_from_degree | pf_ikss_c_from_degree | pf_ikss_a_to_degree | pf_ikss_b_to_degree | pf_ikss_c_to_degree | 3xI0 | pf_vm_a_from_pu | pf_vm_b_from_pu | pf_vm_c_from_pu | pf_vm_a_to_pu | pf_vm_b_to_pu | pf_vm_c_to_pu | pf_va_a_from_degree | pf_va_b_from_degree | pf_va_c_from_degree | pf_va_a_to_degree | pf_va_b_to_degree | pf_va_c_to_degree
Line0_1_2 | 0.01336 | 0.011534 | 0.015844 | 0.01336 | 0.011535 | 0.015844 | 0.0030854 | 0.0026638 | 0.0036591 | 0.0030854 | 0.0026638 | 0.0036591 | -0.00016982 | 0.0013469 | -0.002228 | 0.00017164 | -0.0013462 | 0.0022313 | 0.0043354 | -0.00084614 | 4.7566e-05 | -0.0043338 | 0.00084781 | -4.4989e-05 | -91.889 | -70.5034 | -99.2588 | 88.111 | 109.4964 | 80.7414 |  | 1.4062 | 0.59712 | 0.60904 | 1.4057 | 0.59724 | 0.60991 | 0.35419 | -102.6416 | 79.5182 | 0.37911 | -102.7054 | 79.5863
Line10_11_12 | 0.013327 | 0.011507 | 0.015802 | 0.013328 | 0.011507 | 0.015802 | 0.0030778 | 0.0026574 | 0.0036493 | 0.0030779 | 0.0026575 | 0.0036494 | -0.00016183 | 0.0013405 | -0.0022284 | 0.00016364 | -0.0013398 | 0.0022316 | 0.0043218 | -0.00085031 | 4.7417e-05 | -0.0043202 | 0.00085198 | -4.4854e-05 | -91.7406 | -70.3804 | -99.1269 | 88.2594 | 109.6193 | 80.8732 |  | 1.4052 | 0.59736 | 0.61077 | 1.4046 | 0.59748 | 0.61163 | 0.40382 | -102.7688 | 79.6541 | 0.42867 | -102.8323 | 79.7217
Line11_12_13 | 0.013328 | 0.011507 | 0.015802 | 0.013328 | 0.011507 | 0.015802 | 0.0030779 | 0.0026575 | 0.0036494 | 0.0030779 | 0.0026575 | 0.0036494 | -0.00016365 | 0.0013398 | -0.0022316 | 0.00016546 | -0.0013392 | 0.0022348 | 0.0043202 | -0.00085198 | 4.4853e-05 | -0.0043185 | 0.00085364 | -4.229e-05 | -91.7406 | -70.3807 | -99.1268 | 88.2594 | 109.6191 | 80.8733 |  | 1.4046 | 0.59748 | 0.61163 | 1.4041 | 0.5976 | 0.61249 | 0.42867 | -102.8323 | 79.7217 | 0.45353 | -102.8958 | 79.7892
Line12_13_15 | 0 | 0 | 0 | 0 | 0 | 0 | 0 | 0 | 0 | 0 | 0 | 0 | 4.6077e-09 | -6.9e-08 | 6.8605e-08 | -5.4098e-09 | 4.668e-08 | -4.5483e-08 | -1.6238e-07 | 1.5106e-08 | -9.9982e-09 | 1.0829e-07 | -9.4581e-09 | 5.2881e-09 | 0 | 0 | 0 | 0 | 0 | 0 |  | 1.4041 | 0.5976 | 0.61249 | 1.4041 | 0.5976 | 0.61249 | 0.45353 | -102.8958 | 79.7892 | 0.45353 | -102.8958 | 79.7892
Line13_13_14 | 0.013328 | 0.011508 | 0.015803 | 0.013328 | 0.011508 | 0.015803 | 0.003078 | 0.0026576 | 0.0036495 | 0.0030781 | 0.0026576 | 0.0036495 | -0.00016547 | 0.0013393 | -0.0022349 | 0.00016728 | -0.0013386 | 0.0022381 | 0.0043187 | -0.00085366 | 4.2298e-05 | -0.0043171 | 0.00085532 | -3.9735e-05 | -91.7406 | -70.3819 | -99.1265 | 88.2594 | 109.6179 | 80.8736 |  | 1.4041 | 0.5976 | 0.61249 | 1.4036 | 0.59772 | 0.61335 | 0.45353 | -102.8958 | 79.7892 | 0.47841 | -102.9593 | 79.8564
Line14_15_16 | 0 | 0 | 0 | 0 | 0 | 0 | 0 | 0 | 0 | 0 | 0 | 0 | 3.0718e-09 | -4.6e-08 | 4.5737e-08 | -3.874e-09 | 2.368e-08 | -2.2615e-08 | -1.0826e-07 | 1.007e-08 | -6.6655e-09 | 5.4167e-08 | -4.4229e-09 | 1.9553e-09 | 0 | 0 | 0 | 0 | 0 | 0 |  | 1.4041 | 0.5976 | 0.61249 | 1.4041 | 0.5976 | 0.61249 | 0.45353 | -102.8958 | 79.7892 | 0.45353 | -102.8958 | 79.7892
Line15_16_17 | 0 | 0 | 0 | 0 | 0 | 0 | 0 | 0 | 0 | 0 | 0 | 0 | 1.5359e-09 | -2.3e-08 | 2.2868e-08 | -2.3381e-09 | 6.8011e-10 | 2.5378e-10 | -5.4128e-08 | 5.0352e-09 | -3.3327e-09 | 3.8715e-11 | 6.1223e-10 | -1.3774e-09 | 0 | 0 | 0 | 0 | 0 | 0 |  | 1.4041 | 0.5976 | 0.61249 | 1.4041 | 0.5976 | 0.61249 | 0.45353 | -102.8958 | 79.7892 | 0.45353 | -102.8958 | 79.7892
Line16_4_18 | 0 | 2.4769 | 2.5558 | 0 | 2.4769 | 2.5558 | 0 | 0.57202 | 0.59024 | 0 | 0.57202 | 0.59024 | 2.1048e-09 | 0.11711 | 0.12601 | -2.3138e-09 | -2.01e-14 | 2.6959e-15 | -5.4774e-08 | 0.12454 | 0.12872 | 4.7522e-11 | -1.6979e-14 | 1.3274e-14 | 0 | -149.4988 | 33.9511 | 0 | 30.5012 | -146.0489 |  | 1.4032 | 0.29886 | 0.30517 | 1.4005 | 0 | 0 | 0.46906 | -102.7397 | 79.5603 | 0.55813 | 0 | 0
Line17_5_19 | 0.013377 | 0.011549 | 0.015866 | 0.013377 | 0.011549 | 0.015866 | 0.0030894 | 0.0026672 | 0.0036641 | 0.0030894 | 0.0026672 | 0.0036642 | -0.0001775 | 0.0013488 | -0.0022344 | 0.00017933 | -0.0013482 | 0.0022376 | 0.004339 | -0.00084739 | 4.2481e-05 | -0.0043374 | 0.00084907 | -3.9896e-05 | -91.9634 | -70.5665 | -99.3246 | 88.0366 | 109.4332 | 80.6756 |  | 1.4057 | 0.59724 | 0.60991 | 1.4052 | 0.59735 | 0.61078 | 0.37918 | -102.7055 | 79.5863 | 0.40419 | -102.7693 | 79.6541
Line1_1_3 | 0.013327 | 0.011507 | 0.015802 | 0.013327 | 0.011507 | 0.015802 | 0.0030778 | 0.0026573 | 0.0036492 | 0.0030778 | 0.0026574 | 0.0036493 | -0.0001582 | 0.0013418 | -0.0022219 | 0.00016002 | -0.0013411 | 0.0022252 | 0.0043251 | -0.00084699 | 5.2546e-05 | -0.0043235 | 0.00084865 | -4.9983e-05 | -91.7406 | -70.3798 | -99.1271 | 88.2594 | 109.6199 | 80.873 |  | 1.4062 | 0.59712 | 0.60904 | 1.4057 | 0.59724 | 0.6099 | 0.35419 | -102.6416 | 79.5182 | 0.37899 | -102.7052 | 79.5862
Line2_1_4 | 0.013041 | 2.4752 | 2.5413 | 0.013041 | 2.4752 | 2.5413 | 0.0030117 | 0.57163 | 0.58689 | 0.0030117 | 0.57163 | 0.58689 | -0.00043059 | 0.23484 | 0.24931 | 0.00043808 | -0.11775 | -0.12483 | 0.0042132 | 0.2477 | 0.25615 | -0.0042032 | -0.12377 | -0.12844 | -95.4812 | -149.1681 | 33.7429 | 84.5189 | 30.8319 | -146.2571 |  | 1.4062 | 0.59712 | 0.60904 | 1.4032 | 0.29886 | 0.30517 | 0.35419 | -102.6416 | 79.5182 | 0.46906 | -102.7397 | 79.5603
Line3_1_5 | 0.013377 | 0.011549 | 0.015866 | 0.013377 | 0.011549 | 0.015866 | 0.0030893 | 0.0026671 | 0.0036641 | 0.0030894 | 0.0026672 | 0.0036641 | -0.00017568 | 0.0013495 | -0.0022311 | 0.0001775 | -0.0013488 | 0.0022344 | 0.0043407 | -0.00084572 | 4.5067e-05 | -0.004339 | 0.00084739 | -4.2482e-05 | -91.9634 | -70.5662 | -99.3246 | 88.0366 | 109.4335 | 80.6755 |  | 1.4062 | 0.59712 | 0.60904 | 1.4057 | 0.59724 | 0.60991 | 0.35419 | -102.6416 | 79.5182 | 0.37918 | -102.7055 | 79.5863
Line4_2_6 | 0.01336 | 0.011535 | 0.015844 | 0.01336 | 0.011535 | 0.015845 | 0.0030854 | 0.0026638 | 0.0036591 | 0.0030855 | 0.0026639 | 0.0036591 | -0.00017164 | 0.0013462 | -0.0022313 | 0.00017347 | -0.0013456 | 0.0022345 | 0.0043338 | -0.00084781 | 4.4988e-05 | -0.0043321 | 0.00084948 | -4.241e-05 | -91.889 | -70.5037 | -99.2587 | 88.1111 | 109.4961 | 80.7414 |  | 1.4057 | 0.59724 | 0.60991 | 1.4052 | 0.59736 | 0.61077 | 0.37911 | -102.7054 | 79.5863 | 0.40406 | -102.7691 | 79.6541
Line5_6_7 | 0.01336 | 0.011535 | 0.015845 | 0.013361 | 0.011535 | 0.015845 | 0.0030855 | 0.0026639 | 0.0036591 | 0.0030855 | 0.0026639 | 0.0036592 | -0.00017347 | 0.0013456 | -0.0022345 | 0.00017529 | -0.0013449 | 0.0022377 | 0.0043321 | -0.00084948 | 4.2409e-05 | -0.0043305 | 0.00085115 | -3.9832e-05 | -91.889 | -70.504 | -99.2586 | 88.1111 | 109.4958 | 80.7415 |  | 1.4052 | 0.59736 | 0.61077 | 1.4046 | 0.59748 | 0.61164 | 0.40406 | -102.7691 | 79.6541 | 0.42903 | -102.8328 | 79.7218
Line6_7_8 | 0 | 0 | 0 | 0 | 0 | 0 | 0 | 0 | 0 | 0 | 0 | 0 | 4.7364e-09 | -6.9107e-08 | 6.8595e-08 | -5.4993e-09 | 4.6751e-08 | -4.5477e-08 | -1.6264e-07 | 1.4964e-08 | -9.9962e-09 | 1.0847e-07 | -9.3619e-09 | 5.2867e-09 | 0 | 0 | 0 | 0 | 0 | 0 |  | 1.4046 | 0.59748 | 0.61164 | 1.4046 | 0.59748 | 0.61164 | 0.42903 | -102.8328 | 79.7218 | 0.42903 | -102.8328 | 79.7217
Line7_8_9 | 0 | 0 | 0 | 0 | 0 | 0 | 0 | 0 | 0 | 0 | 0 | 0 | 1.5788e-09 | -2.3036e-08 | 2.2865e-08 | -2.3417e-09 | 6.7957e-10 | 2.5371e-10 | -5.4214e-08 | 4.9881e-09 | -3.3321e-09 | 3.6637e-11 | 6.1429e-10 | -1.3774e-09 | 0 | 0 | 0 | 0 | 0 | 0 |  | 1.4046 | 0.59748 | 0.61164 | 1.4046 | 0.59748 | 0.61164 | 0.42903 | -102.8328 | 79.7217 | 0.42903 | -102.8328 | 79.7217
Line8_8_10 | 0 | 0 | 0 | 0 | 0 | 0 | 0 | 0 | 0 | 0 | 0 | 0 | 1.5788e-09 | -2.3036e-08 | 2.2865e-08 | -2.3417e-09 | 6.7957e-10 | 2.5371e-10 | -5.4214e-08 | 4.9881e-09 | -3.3321e-09 | 3.6637e-11 | 6.1429e-10 | -1.3774e-09 | 0 | 0 | 0 | 0 | 0 | 0 |  | 1.4046 | 0.59748 | 0.61164 | 1.4046 | 0.59748 | 0.61164 | 0.42903 | -102.8328 | 79.7217 | 0.42903 | -102.8328 | 79.7217
Line9_3_11 | 0.013327 | 0.011507 | 0.015802 | 0.013327 | 0.011507 | 0.015802 | 0.0030778 | 0.0026574 | 0.0036493 | 0.0030778 | 0.0026574 | 0.0036493 | -0.00016002 | 0.0013411 | -0.0022252 | 0.00016183 | -0.0013405 | 0.0022284 | 0.0043235 | -0.00084865 | 4.9981e-05 | -0.0043218 | 0.00085032 | -4.7418e-05 | -91.7406 | -70.3801 | -99.127 | 88.2594 | 109.6196 | 80.8731 |  | 1.4057 | 0.59724 | 0.6099 | 1.4052 | 0.59736 | 0.61077 | 0.37899 | -102.7052 | 79.5862 | 0.40382 | -102.7688 | 79.6541

## LLG_min_10
name | pf_ikss_a_from_ka | pf_ikss_b_from_ka | pf_ikss_c_from_ka | pf_ikss_a_to_ka | pf_ikss_b_to_ka | pf_ikss_c_to_ka | pf_skss_a_from_mw | pf_skss_b_from_mw | pf_skss_c_from_mw | pf_skss_a_to_mw | pf_skss_b_to_mw | pf_skss_c_to_mw | pf_p_a_from_mw | pf_p_b_from_mw | pf_p_c_from_mw | pf_p_a_to_mw | pf_p_b_to_mw | pf_p_c_to_mw | pf_q_a_from_mvar | pf_q_b_from_mvar | pf_q_c_from_mvar | pf_q_a_to_mvar | pf_q_b_to_mvar | pf_q_c_to_mvar | pf_ikss_a_from_degree | pf_ikss_b_from_degree | pf_ikss_c_from_degree | pf_ikss_a_to_degree | pf_ikss_b_to_degree | pf_ikss_c_to_degree | 3xI0 | pf_vm_a_from_pu | pf_vm_b_from_pu | pf_vm_c_from_pu | pf_vm_a_to_pu | pf_vm_b_to_pu | pf_vm_c_to_pu | pf_va_a_from_degree | pf_va_b_from_degree | pf_va_c_from_degree | pf_va_a_to_degree | pf_va_b_to_degree | pf_va_c_to_degree
Line0_1_2 | 0.012657 | 0.010927 | 0.01501 | 0.012657 | 0.010928 | 0.01501 | 0.002923 | 0.0025236 | 0.0034665 | 0.002923 | 0.0025236 | 0.0034665 | -0.00015242 | 0.0012088 | -0.0019997 | 0.00015405 | -0.0012082 | 0.0020026 | 0.0038911 | -0.00075941 | 4.2691e-05 | -0.0038896 | 0.00076091 | -4.0378e-05 | -91.889 | -70.5034 | -99.2588 | 88.111 | 109.4964 | 80.7414 |  | 1.3322 | 0.56569 | 0.57699 | 1.3317 | 0.5658 | 0.57781 | 0.35419 | -102.6416 | 79.5182 | 0.37911 | -102.7054 | 79.5863
Line10_11_12 | 0.012626 | 0.010901 | 0.01497 | 0.012626 | 0.010901 | 0.01497 | 0.0029158 | 0.0025176 | 0.0034572 | 0.0029159 | 0.0025176 | 0.0034573 | -0.00014525 | 0.0012031 | -0.002 | 0.00014687 | -0.0012025 | 0.0020029 | 0.0038789 | -0.00076316 | 4.2557e-05 | -0.0038774 | 0.00076466 | -4.0257e-05 | -91.7406 | -70.3804 | -99.1269 | 88.2594 | 109.6193 | 80.8732 |  | 1.3312 | 0.56592 | 0.57862 | 1.3307 | 0.56603 | 0.57944 | 0.40382 | -102.7688 | 79.6541 | 0.42867 | -102.8323 | 79.7217
Line11_12_13 | 0.012626 | 0.010901 | 0.01497 | 0.012626 | 0.010902 | 0.014971 | 0.0029159 | 0.0025176 | 0.0034573 | 0.0029159 | 0.0025176 | 0.0034573 | -0.00014687 | 0.0012025 | -0.0020029 | 0.0001485 | -0.0012019 | 0.0020058 | 0.0038774 | -0.00076466 | 4.0256e-05 | -0.0038759 | 0.00076615 | -3.7955e-05 | -91.7406 | -70.3807 | -99.1268 | 88.2594 | 109.6191 | 80.8733 |  | 1.3307 | 0.56603 | 0.57944 | 1.3302 | 0.56615 | 0.58025 | 0.42867 | -102.8323 | 79.7217 | 0.45353 | -102.8958 | 79.7892
Line12_13_15 | 0 | 0 | 0 | 0 | 0 | 0 | 0 | 0 | 0 | 0 | 0 | 0 | 4.1354e-09 | -6.1928e-08 | 6.1573e-08 | -4.8554e-09 | 4.1896e-08 | -4.0821e-08 | -1.4574e-07 | 1.3557e-08 | -8.9735e-09 | 9.7195e-08 | -8.4887e-09 | 4.7461e-09 | 0 | 0 | 0 | 0 | 0 | 0 |  | 1.3302 | 0.56615 | 0.58025 | 1.3302 | 0.56615 | 0.58025 | 0.45353 | -102.8958 | 79.7892 | 0.45353 | -102.8958 | 79.7892
Line13_13_14 | 0.012627 | 0.010902 | 0.014971 | 0.012627 | 0.010902 | 0.014971 | 0.002916 | 0.0025177 | 0.0034574 | 0.0029161 | 0.0025178 | 0.0034575 | -0.00014851 | 0.001202 | -0.0020058 | 0.00015013 | -0.0012014 | 0.0020087 | 0.0038761 | -0.00076616 | 3.7963e-05 | -0.0038746 | 0.00076765 | -3.5663e-05 | -91.7406 | -70.3819 | -99.1265 | 88.2594 | 109.6179 | 80.8736 |  | 1.3302 | 0.56615 | 0.58025 | 1.3297 | 0.56626 | 0.58107 | 0.45353 | -102.8958 | 79.7892 | 0.47841 | -102.9593 | 79.8564
Line14_15_16 | 0 | 0 | 0 | 0 | 0 | 0 | 0 | 0 | 0 | 0 | 0 | 0 | 2.7569e-09 | -4.1285e-08 | 4.1049e-08 | -3.4769e-09 | 2.1253e-08 | -2.0297e-08 | -9.716e-08 | 9.0382e-09 | -5.9823e-09 | 4.8615e-08 | -3.9696e-09 | 1.7549e-09 | 0 | 0 | 0 | 0 | 0 | 0 |  | 1.3302 | 0.56615 | 0.58025 | 1.3302 | 0.56615 | 0.58025 | 0.45353 | -102.8958 | 79.7892 | 0.45353 | -102.8958 | 79.7892
Line15_16_17 | 0 | 0 | 0 | 0 | 0 | 0 | 0 | 0 | 0 | 0 | 0 | 0 | 1.3785e-09 | -2.0643e-08 | 2.0524e-08 | -2.0984e-09 | 6.104e-10 | 2.2777e-10 | -4.858e-08 | 4.5191e-09 | -2.9912e-09 | 3.4747e-11 | 5.4948e-10 | -1.2362e-09 | 0 | 0 | 0 | 0 | 0 | 0 |  | 1.3302 | 0.56615 | 0.58025 | 1.3302 | 0.56615 | 0.58025 | 0.45353 | -102.8958 | 79.7892 | 0.45353 | -102.8958 | 79.7892
Line16_4_18 | 0 | 2.3466 | 2.4213 | 0 | 2.3466 | 2.4213 | 0 | 0.54191 | 0.55918 | 0 | 0.54191 | 0.55918 | 1.889e-09 | 0.10511 | 0.11309 | -2.0766e-09 | -1.7572e-14 | 1.833e-15 | -4.916e-08 | 0.11177 | 0.11552 | 4.2651e-11 | -1.6672e-14 | 1.306e-14 | 0 | -149.4988 | 33.9511 | 0 | 30.5012 | -146.0489 |  | 1.3293 | 0.28313 | 0.28911 | 1.3268 | 0 | 0 | 0.46906 | -102.7397 | 79.5603 | 0.55813 | 0 | 0
Line17_5_19 | 0.012673 | 0.010941 | 0.015031 | 0.012673 | 0.010941 | 0.015031 | 0.0029268 | 0.0025268 | 0.0034713 | 0.0029268 | 0.0025268 | 0.0034713 | -0.00015931 | 0.0012106 | -0.0020054 | 0.00016095 | -0.00121 | 0.0020083 | 0.0038943 | -0.00076054 | 3.8127e-05 | -0.0038928 | 0.00076204 | -3.5807e-05 | -91.9634 | -70.5665 | -99.3246 | 88.0366 | 109.4332 | 80.6756 |  | 1.3317 | 0.5658 | 0.57781 | 1.3312 | 0.56591 | 0.57863 | 0.37918 | -102.7055 | 79.5863 | 0.40419 | -102.7693 | 79.6541
Line1_1_3 | 0.012626 | 0.010901 | 0.01497 | 0.012626 | 0.010901 | 0.01497 | 0.0029158 | 0.0025175 | 0.0034572 | 0.0029158 | 0.0025175 | 0.0034572 | -0.00014199 | 0.0012043 | -0.0019942 | 0.00014362 | -0.0012037 | 0.0019971 | 0.0038818 | -0.00076018 | 4.716e-05 | -0.0038803 | 0.00076167 | -4.486e-05 | -91.7406 | -70.3798 | -99.1271 | 88.2594 | 109.6199 | 80.873 |  | 1.3322 | 0.56569 | 0.57699 | 1.3317 | 0.5658 | 0.5778 | 0.35419 | -102.6416 | 79.5182 | 0.37899 | -102.7052 | 79.5862
Line2_1_4 | 0.012355 | 2.345 | 2.4075 | 0.012355 | 2.345 | 2.4075 | 0.0028532 | 0.54154 | 0.556 | 0.0028532 | 0.54154 | 0.556 | -0.00038645 | 0.21077 | 0.22375 | 0.00039318 | -0.10568 | -0.11203 | 0.0037814 | 0.22231 | 0.22989 | -0.0037724 | -0.11109 | -0.11527 | -95.4812 | -149.1681 | 33.7429 | 84.5189 | 30.8319 | -146.2571 |  | 1.3322 | 0.56569 | 0.57699 | 1.3293 | 0.28313 | 0.28911 | 0.35419 | -102.6416 | 79.5182 | 0.46906 | -102.7397 | 79.5603
Line3_1_5 | 0.012673 | 0.010941 | 0.015031 | 0.012673 | 0.010941 | 0.015031 | 0.0029267 | 0.0025267 | 0.0034713 | 0.0029268 | 0.0025268 | 0.0034713 | -0.00015767 | 0.0012112 | -0.0020025 | 0.00015931 | -0.0012106 | 0.0020054 | 0.0038958 | -0.00075904 | 4.0448e-05 | -0.0038943 | 0.00076054 | -3.8128e-05 | -91.9634 | -70.5662 | -99.3246 | 88.0366 | 109.4335 | 80.6755 |  | 1.3322 | 0.56569 | 0.57699 | 1.3317 | 0.5658 | 0.57781 | 0.35419 | -102.6416 | 79.5182 | 0.37918 | -102.7055 | 79.5863
Line4_2_6 | 0.012657 | 0.010928 | 0.01501 | 0.012657 | 0.010928 | 0.015011 | 0.002923 | 0.0025236 | 0.0034665 | 0.0029231 | 0.0025236 | 0.0034666 | -0.00015405 | 0.0012082 | -0.0020026 | 0.00015569 | -0.0012076 | 0.0020055 | 0.0038896 | -0.00076091 | 4.0377e-05 | -0.0038881 | 0.00076241 | -3.8064e-05 | -91.889 | -70.5037 | -99.2587 | 88.1111 | 109.4961 | 80.7414 |  | 1.3317 | 0.5658 | 0.57781 | 1.3312 | 0.56592 | 0.57863 | 0.37911 | -102.7054 | 79.5863 | 0.40406 | -102.7691 | 79.6541
Line5_6_7 | 0.012657 | 0.010928 | 0.015011 | 0.012657 | 0.010928 | 0.015011 | 0.0029231 | 0.0025236 | 0.0034666 | 0.0029231 | 0.0025237 | 0.0034666 | -0.00015569 | 0.0012076 | -0.0020055 | 0.00015732 | -0.0012071 | 0.0020084 | 0.0038881 | -0.00076241 | 3.8062e-05 | -0.0038866 | 0.00076391 | -3.5749e-05 | -91.889 | -70.504 | -99.2586 | 88.1111 | 109.4958 | 80.7415 |  | 1.3312 | 0.56592 | 0.57863 | 1.3307 | 0.56603 | 0.57945 | 0.40406 | -102.7691 | 79.6541 | 0.42903 | -102.8328 | 79.7218
Line6_7_8 | 0 | 0 | 0 | 0 | 0 | 0 | 0 | 0 | 0 | 0 | 0 | 0 | 4.251e-09 | -6.2024e-08 | 6.1565e-08 | -4.9356e-09 | 4.1959e-08 | -4.0816e-08 | -1.4597e-07 | 1.3431e-08 | -8.9717e-09 | 9.7348e-08 | -8.4024e-09 | 4.7449e-09 | 0 | 0 | 0 | 0 | 0 | 0 |  | 1.3307 | 0.56603 | 0.57945 | 1.3307 | 0.56603 | 0.57945 | 0.42903 | -102.8328 | 79.7218 | 0.42903 | -102.8328 | 79.7217
Line7_8_9 | 0 | 0 | 0 | 0 | 0 | 0 | 0 | 0 | 0 | 0 | 0 | 0 | 1.417e-09 | -2.0675e-08 | 2.0522e-08 | -2.1017e-09 | 6.0992e-10 | 2.2771e-10 | -4.8658e-08 | 4.4769e-09 | -2.9906e-09 | 3.2882e-11 | 5.5133e-10 | -1.2362e-09 | 0 | 0 | 0 | 0 | 0 | 0 |  | 1.3307 | 0.56603 | 0.57945 | 1.3307 | 0.56603 | 0.57945 | 0.42903 | -102.8328 | 79.7217 | 0.42903 | -102.8328 | 79.7217
Line8_8_10 | 0 | 0 | 0 | 0 | 0 | 0 | 0 | 0 | 0 | 0 | 0 | 0 | 1.417e-09 | -2.0675e-08 | 2.0522e-08 | -2.1017e-09 | 6.0992e-10 | 2.2771e-10 | -4.8658e-08 | 4.4769e-09 | -2.9906e-09 | 3.2882e-11 | 5.5133e-10 | -1.2362e-09 | 0 | 0 | 0 | 0 | 0 | 0 |  | 1.3307 | 0.56603 | 0.57945 | 1.3307 | 0.56603 | 0.57945 | 0.42903 | -102.8328 | 79.7217 | 0.42903 | -102.8328 | 79.7217
Line9_3_11 | 0.012626 | 0.010901 | 0.01497 | 0.012626 | 0.010901 | 0.01497 | 0.0029158 | 0.0025175 | 0.0034572 | 0.0029158 | 0.0025176 | 0.0034573 | -0.00014362 | 0.0012037 | -0.0019971 | 0.00014524 | -0.0012031 | 0.002 | 0.0038803 | -0.00076167 | 4.4859e-05 | -0.0038789 | 0.00076316 | -4.2558e-05 | -91.7406 | -70.3801 | -99.127 | 88.2594 | 109.6196 | 80.8731 |  | 1.3317 | 0.5658 | 0.5778 | 1.3312 | 0.56592 | 0.57862 | 0.37899 | -102.7052 | 79.5862 | 0.40382 | -102.7688 | 79.6541

## LLG_min_fault_6
name | pf_ikss_a_from_ka | pf_ikss_b_from_ka | pf_ikss_c_from_ka | pf_ikss_a_to_ka | pf_ikss_b_to_ka | pf_ikss_c_to_ka | pf_skss_a_from_mw | pf_skss_b_from_mw | pf_skss_c_from_mw | pf_skss_a_to_mw | pf_skss_b_to_mw | pf_skss_c_to_mw | pf_p_a_from_mw | pf_p_b_from_mw | pf_p_c_from_mw | pf_p_a_to_mw | pf_p_b_to_mw | pf_p_c_to_mw | pf_q_a_from_mvar | pf_q_b_from_mvar | pf_q_c_from_mvar | pf_q_a_to_mvar | pf_q_b_to_mvar | pf_q_c_to_mvar | pf_ikss_a_from_degree | pf_ikss_b_from_degree | pf_ikss_c_from_degree | pf_ikss_a_to_degree | pf_ikss_b_to_degree | pf_ikss_c_to_degree | 3xI0 | pf_vm_a_from_pu | pf_vm_b_from_pu | pf_vm_c_from_pu | pf_vm_a_to_pu | pf_vm_b_to_pu | pf_vm_c_to_pu | pf_va_a_from_degree | pf_va_b_from_degree | pf_va_c_from_degree | pf_va_a_to_degree | pf_va_b_to_degree | pf_va_c_to_degree
Line0_1_2 | 0.0020938 | 0.002106 | 0.0021293 | 0.0020939 | 0.002106 | 0.0021293 | 0.00048355 | 0.00048636 | 0.00049174 | 0.00048356 | 0.00048636 | 0.00049174 | 0.0002658 | 0.00018102 | -0.00046476 | -0.00026576 | -0.00018098 | 0.00046481 | 0.00040965 | -0.00038911 | 7.4154e-05 | -0.00040961 | 0.00038916 | -7.411e-05 | -54.6404 | -53.1226 | -55.3678 | 125.3596 | 126.8774 | 124.6322 |  | 1.0099 | 0.88238 | 0.9571 | 1.0098 | 0.88243 | 0.95717 | 2.3825 | -118.1735 | 115.567 | 2.3838 | -118.1811 | 115.5732
Line10_11_12 | 0.0020886 | 0.0021007 | 0.0021239 | 0.0020887 | 0.0021008 | 0.002124 | 0.00048235 | 0.00048515 | 0.0004905 | 0.00048236 | 0.00048515 | 0.00049051 | 0.00026603 | 0.00017957 | -0.00046351 | -0.00026599 | -0.00017953 | 0.00046356 | 0.00040791 | -0.00038865 | 7.498e-05 | -0.00040787 | 0.0003887 | -7.4937e-05 | -54.5034 | -52.9875 | -55.2315 | 125.4966 | 127.0125 | 124.7685 |  | 1.0096 | 0.88248 | 0.95725 | 1.0095 | 0.88253 | 0.95732 | 2.3852 | -118.1886 | 115.5795 | 2.3865 | -118.1961 | 115.5858
Line11_12_13 | 0.0020887 | 0.0021008 | 0.002124 | 0.0020887 | 0.0021008 | 0.002124 | 0.00048236 | 0.00048515 | 0.00049051 | 0.00048236 | 0.00048516 | 0.00049051 | 0.00026599 | 0.00017953 | -0.00046356 | -0.00026595 | -0.0001795 | 0.00046361 | 0.00040787 | -0.0003887 | 7.4936e-05 | -0.00040784 | 0.00038875 | -7.4892e-05 | -54.5034 | -52.9875 | -55.2315 | 125.4966 | 127.0125 | 124.7685 |  | 1.0095 | 0.88253 | 0.95732 | 1.0094 | 0.88258 | 0.9574 | 2.3865 | -118.1961 | 115.5858 | 2.3878 | -118.2037 | 115.592
Line12_13_15 | 0 | 0 | 0 | 0 | 0 | 0 | 0 | 0 | 0 | 0 | 0 | 0 | -9.4969e-09 | -7.7748e-09 | 1.7398e-08 | 6.1084e-09 | 5.3999e-09 | -1.1634e-08 | -1.5915e-08 | 1.4248e-08 | -2.3094e-09 | 1.0757e-08 | -9.4026e-09 | 1.2833e-09 | 0 | 0 | 0 | 0 | 0 | 0 |  | 1.0094 | 0.88258 | 0.9574 | 1.0094 | 0.88258 | 0.9574 | 2.3878 | -118.2037 | 115.592 | 2.3878 | -118.2037 | 115.592
Line13_13_14 | 0.0020888 | 0.0021009 | 0.0021241 | 0.0020888 | 0.0021009 | 0.0021241 | 0.00048238 | 0.00048518 | 0.00049053 | 0.00048239 | 0.00048518 | 0.00049054 | 0.00026596 | 0.0001795 | -0.00046362 | -0.00026592 | -0.00017946 | 0.00046367 | 0.00040785 | -0.00038877 | 7.4895e-05 | -0.00040781 | 0.00038882 | -7.4851e-05 | -54.5036 | -52.9877 | -55.2316 | 125.4964 | 127.0123 | 124.7684 |  | 1.0094 | 0.88258 | 0.9574 | 1.0093 | 0.88263 | 0.95747 | 2.3878 | -118.2037 | 115.592 | 2.3892 | -118.2112 | 115.5983
Line14_15_16 | 0 | 0 | 0 | 0 | 0 | 0 | 0 | 0 | 0 | 0 | 0 | 0 | -6.3312e-09 | -5.1832e-09 | 1.1598e-08 | 2.9428e-09 | 2.8083e-09 | -5.8351e-09 | -1.061e-08 | 9.499e-09 | -1.5396e-09 | 5.4516e-09 | -4.6531e-09 | 5.1349e-10 | 0 | 0 | 0 | 0 | 0 | 0 |  | 1.0094 | 0.88258 | 0.9574 | 1.0094 | 0.88258 | 0.9574 | 2.3878 | -118.2037 | 115.592 | 2.3878 | -118.2037 | 115.592
Line15_16_17 | 0 | 0 | 0 | 0 | 0 | 0 | 0 | 0 | 0 | 0 | 0 | 0 | -3.1656e-09 | -2.5916e-09 | 5.7992e-09 | -2.2286e-10 | 2.1668e-10 | -3.583e-11 | -5.3051e-09 | 4.7495e-09 | -7.698e-10 | 1.4649e-10 | 9.6368e-11 | -2.5632e-10 | 0 | 0 | 0 | 0 | 0 | 0 |  | 1.0094 | 0.88258 | 0.9574 | 1.0094 | 0.88258 | 0.9574 | 2.3878 | -118.2037 | 115.592 | 2.3878 | -118.2037 | 115.592
Line16_4_18 | 0 | 0.02861 | 0.031036 | 0 | 0.02861 | 0.031036 | 0 | 0.0066072 | 0.0071674 | 0 | 0.0066072 | 0.0071674 | -3.1535e-09 | 0.0041051 | 0.0048356 | -2.2009e-10 | -0.0040927 | -0.0048161 | -5.4041e-09 | 0.0041104 | 0.0048316 | 1.4661e-10 | -0.0040927 | -0.0048161 | 0 | -163.255 | 70.62 | 0 | 16.7451 | -109.38 |  | 1.0092 | 0.87922 | 0.95373 | 1.0087 | 0.876 | 0.95028 | 2.3877 | -118.218 | 115.5964 | 2.3915 | -118.2549 | 115.62
Line17_5_19 | 0.0020966 | 0.0021088 | 0.0021321 | 0.0020966 | 0.0021088 | 0.0021321 | 0.00048418 | 0.000487 | 0.00049239 | 0.00048419 | 0.000487 | 0.00049239 | 0.00026561 | 0.00018168 | -0.00046551 | -0.00026557 | -0.00018164 | 0.00046556 | 0.00041046 | -0.00038945 | 7.365e-05 | -0.00041042 | 0.0003895 | -7.3606e-05 | -54.7093 | -53.1907 | -55.4363 | 125.2907 | 126.8093 | 124.5637 |  | 1.0098 | 0.88243 | 0.95717 | 1.0096 | 0.88248 | 0.95725 | 2.3838 | -118.1811 | 115.5733 | 2.3852 | -118.1887 | 115.5795
Line1_1_3 | 0.0020886 | 0.0021007 | 0.0021239 | 0.0020886 | 0.0021007 | 0.0021239 | 0.00048234 | 0.00048513 | 0.00049049 | 0.00048234 | 0.00048514 | 0.0004905 | 0.00026611 | 0.00017965 | -0.00046341 | -0.00026607 | -0.00017961 | 0.00046346 | 0.00040799 | -0.00038855 | 7.5068e-05 | -0.00040795 | 0.0003886 | -7.5025e-05 | -54.5034 | -52.9874 | -55.2314 | 125.4966 | 127.0126 | 124.7686 |  | 1.0099 | 0.88238 | 0.9571 | 1.0098 | 0.88243 | 0.95717 | 2.3825 | -118.1735 | 115.567 | 2.3838 | -118.1811 | 115.5732
Line2_1_4 | 0.0020901 | 0.027915 | 0.029777 | 0.0020901 | 0.027915 | 0.029777 | 0.00048268 | 0.0064466 | 0.0068767 | 0.00048269 | 0.0064466 | 0.0068767 | 0.0002629 | 0.0042966 | 0.0043862 | -0.00026269 | -0.0042841 | -0.0043683 | 0.00041048 | 0.0037279 | 0.0049071 | -0.00041024 | -0.0037112 | -0.004892 | -54.9792 | -159.1197 | 67.3594 | 125.0208 | 20.8803 | -112.6406 |  | 1.0099 | 0.88238 | 0.9571 | 1.0092 | 0.87922 | 0.95373 | 2.3825 | -118.1735 | 115.567 | 2.3877 | -118.218 | 115.5964
Line3_1_5 | 0.0020965 | 0.0021087 | 0.0021321 | 0.0020966 | 0.0021088 | 0.0021321 | 0.00048418 | 0.00048699 | 0.00049238 | 0.00048418 | 0.000487 | 0.00049239 | 0.00026565 | 0.00018172 | -0.00046546 | -0.00026561 | -0.00018168 | 0.00046551 | 0.0004105 | -0.0003894 | 7.3695e-05 | -0.00041046 | 0.00038945 | -7.3651e-05 | -54.7092 | -53.1906 | -55.4362 | 125.2908 | 126.8094 | 124.5638 |  | 1.0099 | 0.88238 | 0.9571 | 1.0098 | 0.88243 | 0.95717 | 2.3825 | -118.1735 | 115.567 | 2.3838 | -118.1811 | 115.5733
Line4_2_6 | 0.0020939 | 0.002106 | 0.0021293 | 0.0020939 | 0.002106 | 0.0021293 | 0.00048356 | 0.00048636 | 0.00049174 | 0.00048356 | 0.00048637 | 0.00049175 | 0.00026576 | 0.00018098 | -0.00046481 | -0.00026572 | -0.00018094 | 0.00046486 | 0.00040961 | -0.00038916 | 7.411e-05 | -0.00040957 | 0.00038921 | -7.4066e-05 | -54.6404 | -53.1227 | -55.3678 | 125.3596 | 126.8773 | 124.6322 |  | 1.0098 | 0.88243 | 0.95717 | 1.0096 | 0.88248 | 0.95725 | 2.3838 | -118.1811 | 115.5732 | 2.3852 | -118.1887 | 115.5795
Line5_6_7 | 0.0020939 | 0.002106 | 0.0021293 | 0.0020939 | 0.0021061 | 0.0021294 | 0.00048356 | 0.00048637 | 0.00049175 | 0.00048357 | 0.00048638 | 0.00049176 | 0.00026572 | 0.00018094 | -0.00046486 | -0.00026568 | -0.00018091 | 0.00046491 | 0.00040958 | -0.00038921 | 7.4065e-05 | -0.00040954 | 0.00038926 | -7.4021e-05 | -54.6404 | -53.1227 | -55.3678 | 125.3596 | 126.8773 | 124.6322 |  | 1.0096 | 0.88248 | 0.95725 | 1.0095 | 0.88253 | 0.95732 | 2.3852 | -118.1887 | 115.5795 | 2.3866 | -118.1962 | 115.5858
Line6_7_8 | 0 | 0 | 0 | 0 | 0 | 0 | 0 | 0 | 0 | 0 | 0 | 0 | -9.4915e-09 | -7.8027e-09 | 1.7421e-08 | 6.1043e-09 | 5.4186e-09 | -1.1649e-08 | -1.5948e-08 | 1.4255e-08 | -2.2935e-09 | 1.0778e-08 | -9.4068e-09 | 1.2723e-09 | 0 | 0 | 0 | 0 | 0 | 0 |  | 1.0095 | 0.88253 | 0.95732 | 1.0095 | 0.88253 | 0.95732 | 2.3866 | -118.1962 | 115.5858 | 2.3866 | -118.1962 | 115.5858
Line7_8_9 | 0 | 0 | 0 | 0 | 0 | 0 | 0 | 0 | 0 | 0 | 0 | 0 | -3.1638e-09 | -2.6009e-09 | 5.8069e-09 | -2.2333e-10 | 2.1681e-10 | -3.5596e-11 | -5.316e-09 | 4.7518e-09 | -7.645e-10 | 1.4643e-10 | 9.6763e-11 | -2.5666e-10 | 0 | 0 | 0 | 0 | 0 | 0 |  | 1.0095 | 0.88253 | 0.95732 | 1.0095 | 0.88253 | 0.95732 | 2.3866 | -118.1962 | 115.5858 | 2.3866 | -118.1962 | 115.5858
Line8_8_10 | 0 | 0 | 0 | 0 | 0 | 0 | 0 | 0 | 0 | 0 | 0 | 0 | -3.1638e-09 | -2.6009e-09 | 5.8069e-09 | -2.2333e-10 | 2.1681e-10 | -3.5596e-11 | -5.316e-09 | 4.7518e-09 | -7.645e-10 | 1.4643e-10 | 9.6763e-11 | -2.5666e-10 | 0 | 0 | 0 | 0 | 0 | 0 |  | 1.0095 | 0.88253 | 0.95732 | 1.0095 | 0.88253 | 0.95732 | 2.3866 | -118.1962 | 115.5858 | 2.3866 | -118.1962 | 115.5858
Line9_3_11 | 0.0020886 | 0.0021007 | 0.0021239 | 0.0020886 | 0.0021007 | 0.0021239 | 0.00048234 | 0.00048514 | 0.0004905 | 0.00048235 | 0.00048515 | 0.0004905 | 0.00026607 | 0.00017961 | -0.00046346 | -0.00026603 | -0.00017957 | 0.00046351 | 0.00040795 | -0.0003886 | 7.5024e-05 | -0.00040791 | 0.00038865 | -7.4981e-05 | -54.5034 | -52.9874 | -55.2315 | 125.4966 | 127.0126 | 124.7685 |  | 1.0098 | 0.88243 | 0.95717 | 1.0096 | 0.88248 | 0.95725 | 2.3838 | -118.1811 | 115.5732 | 2.3852 | -118.1886 | 115.5795

## LLG_min_fault_10
name | pf_ikss_a_from_ka | pf_ikss_b_from_ka | pf_ikss_c_from_ka | pf_ikss_a_to_ka | pf_ikss_b_to_ka | pf_ikss_c_to_ka | pf_skss_a_from_mw | pf_skss_b_from_mw | pf_skss_c_from_mw | pf_skss_a_to_mw | pf_skss_b_to_mw | pf_skss_c_to_mw | pf_p_a_from_mw | pf_p_b_from_mw | pf_p_c_from_mw | pf_p_a_to_mw | pf_p_b_to_mw | pf_p_c_to_mw | pf_q_a_from_mvar | pf_q_b_from_mvar | pf_q_c_from_mvar | pf_q_a_to_mvar | pf_q_b_to_mvar | pf_q_c_to_mvar | pf_ikss_a_from_degree | pf_ikss_b_from_degree | pf_ikss_c_from_degree | pf_ikss_a_to_degree | pf_ikss_b_to_degree | pf_ikss_c_to_degree | 3xI0 | pf_vm_a_from_pu | pf_vm_b_from_pu | pf_vm_c_from_pu | pf_vm_a_to_pu | pf_vm_b_to_pu | pf_vm_c_to_pu | pf_va_a_from_degree | pf_va_b_from_degree | pf_va_c_from_degree | pf_va_a_to_degree | pf_va_b_to_degree | pf_va_c_to_degree
Line0_1_2 | 0.0019836 | 0.0019951 | 0.0020172 | 0.0019837 | 0.0019952 | 0.0020172 | 0.0004581 | 0.00046076 | 0.00046586 | 0.00045811 | 0.00046077 | 0.00046586 | 0.00023856 | 0.00016247 | -0.00041713 | -0.00023852 | -0.00016243 | 0.00041717 | 0.00036766 | -0.00034923 | 6.6554e-05 | -0.00036763 | 0.00034927 | -6.6514e-05 | -54.6404 | -53.1226 | -55.3678 | 125.3596 | 126.8774 | 124.6322 |  | 0.95673 | 0.83594 | 0.90672 | 0.95661 | 0.83599 | 0.90679 | 2.3825 | -118.1735 | 115.567 | 2.3838 | -118.1811 | 115.5732
Line10_11_12 | 0.0019787 | 0.0019902 | 0.0020121 | 0.0019787 | 0.0019902 | 0.0020122 | 0.00045696 | 0.00045961 | 0.00046469 | 0.00045697 | 0.00045962 | 0.00046469 | 0.00023876 | 0.00016117 | -0.000416 | -0.00023873 | -0.00016113 | 0.00041604 | 0.0003661 | -0.00034882 | 6.7295e-05 | -0.00036607 | 0.00034886 | -6.7256e-05 | -54.5034 | -52.9875 | -55.2315 | 125.4966 | 127.0125 | 124.7685 |  | 0.95649 | 0.83603 | 0.90687 | 0.95638 | 0.83608 | 0.90694 | 2.3852 | -118.1886 | 115.5795 | 2.3865 | -118.1961 | 115.5858
Line11_12_13 | 0.0019787 | 0.0019902 | 0.0020122 | 0.0019788 | 0.0019902 | 0.0020122 | 0.00045697 | 0.00045962 | 0.00046469 | 0.00045697 | 0.00045962 | 0.0004647 | 0.00023873 | 0.00016113 | -0.00041604 | -0.0002387 | -0.0001611 | 0.00041609 | 0.00036607 | -0.00034886 | 6.7256e-05 | -0.00036604 | 0.00034891 | -6.7217e-05 | -54.5034 | -52.9875 | -55.2315 | 125.4966 | 127.0125 | 124.7685 |  | 0.95638 | 0.83608 | 0.90694 | 0.95626 | 0.83613 | 0.90701 | 2.3865 | -118.1961 | 115.5858 | 2.3878 | -118.2037 | 115.592
Line12_13_15 | 0 | 0 | 0 | 0 | 0 | 0 | 0 | 0 | 0 | 0 | 0 | 0 | -8.5235e-09 | -6.9779e-09 | 1.5615e-08 | 5.4823e-09 | 4.8464e-09 | -1.0442e-08 | -1.4284e-08 | 1.2788e-08 | -2.0727e-09 | 9.6542e-09 | -8.4389e-09 | 1.1518e-09 | 0 | 0 | 0 | 0 | 0 | 0 |  | 0.95626 | 0.83613 | 0.90701 | 0.95626 | 0.83613 | 0.90701 | 2.3878 | -118.2037 | 115.592 | 2.3878 | -118.2037 | 115.592
Line13_13_14 | 0.0019788 | 0.0019903 | 0.0020123 | 0.0019789 | 0.0019903 | 0.0020123 | 0.00045699 | 0.00045964 | 0.00046472 | 0.000457 | 0.00045965 | 0.00046472 | 0.0002387 | 0.00016111 | -0.00041611 | -0.00023867 | -0.00016107 | 0.00041615 | 0.00036605 | -0.00034892 | 6.7218e-05 | -0.00036602 | 0.00034897 | -6.7179e-05 | -54.5036 | -52.9877 | -55.2316 | 125.4964 | 127.0123 | 124.7684 |  | 0.95626 | 0.83613 | 0.90701 | 0.95615 | 0.83617 | 0.90708 | 2.3878 | -118.2037 | 115.592 | 2.3892 | -118.2112 | 115.5983
Line14_15_16 | 0 | 0 | 0 | 0 | 0 | 0 | 0 | 0 | 0 | 0 | 0 | 0 | -5.6823e-09 | -4.652e-09 | 1.041e-08 | 2.6412e-09 | 2.5205e-09 | -5.237e-09 | -9.5227e-09 | 8.5254e-09 | -1.3818e-09 | 4.8928e-09 | -4.1762e-09 | 4.6086e-10 | 0 | 0 | 0 | 0 | 0 | 0 |  | 0.95626 | 0.83613 | 0.90701 | 0.95626 | 0.83613 | 0.90701 | 2.3878 | -118.2037 | 115.592 | 2.3878 | -118.2037 | 115.592
Line15_16_17 | 0 | 0 | 0 | 0 | 0 | 0 | 0 | 0 | 0 | 0 | 0 | 0 | -2.8412e-09 | -2.326e-09 | 5.2048e-09 | -2.0002e-10 | 1.9447e-10 | -3.2157e-11 | -4.7614e-09 | 4.2627e-09 | -6.909e-10 | 1.3148e-10 | 8.6491e-11 | -2.3004e-10 | 0 | 0 | 0 | 0 | 0 | 0 |  | 0.95626 | 0.83613 | 0.90701 | 0.95626 | 0.83613 | 0.90701 | 2.3878 | -118.2037 | 115.592 | 2.3878 | -118.2037 | 115.592
Line16_4_18 | 0 | 0.027104 | 0.029402 | 0 | 0.027104 | 0.029402 | 0 | 0.0062595 | 0.0067902 | 0 | 0.0062595 | 0.0067902 | -2.8303e-09 | 0.0036843 | 0.00434 | -1.9753e-10 | -0.0036732 | -0.0043225 | -4.8502e-09 | 0.0036891 | 0.0043364 | 1.3158e-10 | -0.0036732 | -0.0043225 | 0 | -163.255 | 70.62 | 0 | 16.7451 | -109.38 |  | 0.9561 | 0.83294 | 0.90353 | 0.95559 | 0.8299 | 0.90026 | 2.3877 | -118.218 | 115.5964 | 2.3915 | -118.2549 | 115.62
Line17_5_19 | 0.0019862 | 0.0019978 | 0.0020199 | 0.0019863 | 0.0019978 | 0.0020199 | 0.0004587 | 0.00046136 | 0.00046647 | 0.0004587 | 0.00046137 | 0.00046648 | 0.00023839 | 0.00016306 | -0.0004178 | -0.00023835 | -0.00016302 | 0.00041784 | 0.00036839 | -0.00034953 | 6.6102e-05 | -0.00036836 | 0.00034958 | -6.6062e-05 | -54.7093 | -53.1907 | -55.4363 | 125.2907 | 126.8093 | 124.5637 |  | 0.95661 | 0.83599 | 0.90679 | 0.95649 | 0.83603 | 0.90687 | 2.3838 | -118.1811 | 115.5733 | 2.3852 | -118.1887 | 115.5795
Line1_1_3 | 0.0019787 | 0.0019901 | 0.0020121 | 0.0019787 | 0.0019902 | 0.0020121 | 0.00045695 | 0.0004596 | 0.00046467 | 0.00045696 | 0.00045961 | 0.00046468 | 0.00023883 | 0.00016124 | -0.00041591 | -0.0002388 | -0.0001612 | 0.00041595 | 0.00036617 | -0.00034873 | 6.7374e-05 | -0.00036614 | 0.00034877 | -6.7335e-05 | -54.5034 | -52.9874 | -55.2314 | 125.4966 | 127.0126 | 124.7686 |  | 0.95673 | 0.83594 | 0.90672 | 0.95661 | 0.83599 | 0.90679 | 2.3825 | -118.1735 | 115.567 | 2.3838 | -118.1811 | 115.5732
Line2_1_4 | 0.0019801 | 0.026445 | 0.02821 | 0.0019801 | 0.026445 | 0.02821 | 0.00045728 | 0.0061073 | 0.0065148 | 0.00045729 | 0.0061073 | 0.0065148 | 0.00023595 | 0.0038562 | 0.0039367 | -0.00023577 | -0.003845 | -0.0039206 | 0.00036841 | 0.0033458 | 0.0044041 | -0.00036819 | -0.0033308 | -0.0043906 | -54.9792 | -159.1197 | 67.3594 | 125.0208 | 20.8803 | -112.6406 |  | 0.95673 | 0.83594 | 0.90672 | 0.9561 | 0.83294 | 0.90353 | 2.3825 | -118.1735 | 115.567 | 2.3877 | -118.218 | 115.5964
Line3_1_5 | 0.0019862 | 0.0019977 | 0.0020199 | 0.0019862 | 0.0019978 | 0.0020199 | 0.00045869 | 0.00046136 | 0.00046647 | 0.0004587 | 0.00046136 | 0.00046647 | 0.00023842 | 0.00016309 | -0.00041775 | -0.00023839 | -0.00016306 | 0.0004178 | 0.00036843 | -0.00034949 | 6.6142e-05 | -0.00036839 | 0.00034953 | -6.6102e-05 | -54.7092 | -53.1906 | -55.4362 | 125.2908 | 126.8094 | 124.5638 |  | 0.95673 | 0.83594 | 0.90672 | 0.95661 | 0.83599 | 0.90679 | 2.3825 | -118.1735 | 115.567 | 2.3838 | -118.1811 | 115.5733
Line4_2_6 | 0.0019837 | 0.0019952 | 0.0020172 | 0.0019837 | 0.0019952 | 0.0020173 | 0.00045811 | 0.00046077 | 0.00046586 | 0.00045811 | 0.00046077 | 0.00046587 | 0.00023852 | 0.00016243 | -0.00041717 | -0.00023849 | -0.0001624 | 0.00041722 | 0.00036763 | -0.00034927 | 6.6514e-05 | -0.0003676 | 0.00034932 | -6.6474e-05 | -54.6404 | -53.1227 | -55.3678 | 125.3596 | 126.8773 | 124.6322 |  | 0.95661 | 0.83599 | 0.90679 | 0.95649 | 0.83603 | 0.90687 | 2.3838 | -118.1811 | 115.5732 | 2.3852 | -118.1887 | 115.5795
Line5_6_7 | 0.0019837 | 0.0019952 | 0.0020173 | 0.0019837 | 0.0019952 | 0.0020173 | 0.00045811 | 0.00046077 | 0.00046587 | 0.00045812 | 0.00046078 | 0.00046587 | 0.00023849 | 0.0001624 | -0.00041722 | -0.00023845 | -0.00016236 | 0.00041726 | 0.0003676 | -0.00034932 | 6.6474e-05 | -0.00036756 | 0.00034936 | -6.6435e-05 | -54.6404 | -53.1227 | -55.3678 | 125.3596 | 126.8773 | 124.6322 |  | 0.95649 | 0.83603 | 0.90687 | 0.95638 | 0.83608 | 0.90694 | 2.3852 | -118.1887 | 115.5795 | 2.3866 | -118.1962 | 115.5858
Line6_7_8 | 0 | 0 | 0 | 0 | 0 | 0 | 0 | 0 | 0 | 0 | 0 | 0 | -8.5187e-09 | -7.003e-09 | 1.5635e-08 | 5.4787e-09 | 4.8633e-09 | -1.0455e-08 | -1.4313e-08 | 1.2794e-08 | -2.0584e-09 | 9.6737e-09 | -8.4427e-09 | 1.1419e-09 | 0 | 0 | 0 | 0 | 0 | 0 |  | 0.95638 | 0.83608 | 0.90694 | 0.95638 | 0.83608 | 0.90694 | 2.3866 | -118.1962 | 115.5858 | 2.3866 | -118.1962 | 115.5858
Line7_8_9 | 0 | 0 | 0 | 0 | 0 | 0 | 0 | 0 | 0 | 0 | 0 | 0 | -2.8396e-09 | -2.3343e-09 | 5.2117e-09 | -2.0044e-10 | 1.9459e-10 | -3.1948e-11 | -4.7712e-09 | 4.2648e-09 | -6.8614e-10 | 1.3142e-10 | 8.6846e-11 | -2.3035e-10 | 0 | 0 | 0 | 0 | 0 | 0 |  | 0.95638 | 0.83608 | 0.90694 | 0.95638 | 0.83608 | 0.90694 | 2.3866 | -118.1962 | 115.5858 | 2.3866 | -118.1962 | 115.5858
Line8_8_10 | 0 | 0 | 0 | 0 | 0 | 0 | 0 | 0 | 0 | 0 | 0 | 0 | -2.8396e-09 | -2.3343e-09 | 5.2117e-09 | -2.0044e-10 | 1.9459e-10 | -3.1948e-11 | -4.7712e-09 | 4.2648e-09 | -6.8614e-10 | 1.3142e-10 | 8.6846e-11 | -2.3035e-10 | 0 | 0 | 0 | 0 | 0 | 0 |  | 0.95638 | 0.83608 | 0.90694 | 0.95638 | 0.83608 | 0.90694 | 2.3866 | -118.1962 | 115.5858 | 2.3866 | -118.1962 | 115.5858
Line9_3_11 | 0.0019787 | 0.0019902 | 0.0020121 | 0.0019787 | 0.0019902 | 0.0020122 | 0.00045696 | 0.00045961 | 0.00046468 | 0.00045696 | 0.00045961 | 0.00046469 | 0.0002388 | 0.0001612 | -0.00041595 | -0.00023876 | -0.00016117 | 0.000416 | 0.00036614 | -0.00034877 | 6.7335e-05 | -0.0003661 | 0.00034882 | -6.7296e-05 | -54.5034 | -52.9874 | -55.2315 | 125.4966 | 127.0126 | 124.7685 |  | 0.95661 | 0.83599 | 0.90679 | 0.95649 | 0.83603 | 0.90687 | 2.3838 | -118.1811 | 115.5732 | 2.3852 | -118.1886 | 115.5795