## LLL_max_6
name | pf_ikss_from_ka | pf_ikss_to_ka | pf_ip_from_ka | pf_ip_to_ka | pf_skss_from_mw | pf_skss_to_mw | pf_p_from_mw | pf_p_to_mw | pf_q_from_mvar | pf_q_to_mvar | pf_ikss_from_degree | pf_ikss_to_degree | pf_vm_from_pu | pf_vm_to_pu | pf_va_from_degree | pf_va_to_degree
Line0_1_2 | 0.31228 | 0.31228 | 0 | 0 | 0.21635 | 0.21635 | -0.079373 | 0.082298 | -0.14972 | 0.15557 | 112.3076 | -67.6924 | 0.78323 | 0.81346 | -5.6229 | -5.5721
Line10_11_12 | 0.2776 | 0.2776 | 0 | 0 | 0.19233 | 0.19233 | -0.076336 | 0.078648 | -0.14172 | 0.14634 | 112.8061 | -67.1939 | 0.83696 | 0.86383 | -5.5032 | -5.4489
Line11_12_13 | 0.2776 | 0.2776 | 0 | 0 | 0.19233 | 0.19233 | -0.078648 | 0.08096 | -0.14634 | 0.15096 | 112.8061 | -67.1939 | 0.86383 | 0.89069 | -5.4489 | -5.3979
Line12_13_15 | 0 | 0 | 0 | 0 | 0 | 0 | 0 | 0 | 0 | 0 | 0 | 0 | 0.89069 | 0.89069 | -5.3979 | -5.3979
Line13_13_14 | 0.2776 | 0.2776 | 0 | 0 | 0.19233 | 0.19233 | -0.08096 | 0.083272 | -0.15096 | 0.15559 | 112.8061 | -67.1939 | 0.89069 | 0.91756 | -5.3979 | -5.3499
Line14_15_16 | 0 | 0 | 0 | 0 | 0 | 0 | 0 | 0 | 0 | 0 | 0 | 0 | 0.89069 | 0.89069 | -5.3979 | -5.3979
Line15_16_17 | 0 | 0 | 0 | 0 | 0 | 0 | 0 | 0 | 0 | 0 | 0 | 0 | 0.89069 | 0.89069 | -5.3979 | -5.3979
Line16_4_18 | 4.3777 | 4.3777 | 0 | 8.1703 | 3.033 | 3.033 | 0.57494 | -1e-07 | 1.1499 | -1e-07 | -69.1517 | 110.8483 | 0.42387 | 0 | -5.7167 | 0
Line17_5_19 | 0.33304 | 0.33304 | 0 | 0 | 0.23074 | 0.23074 | -0.087145 | 0.090473 | -0.16676 | 0.17342 | 112.0096 | -67.9904 | 0.81547 | 0.84771 | -5.5806 | -5.5416
Line1_1_3 | 0.2776 | 0.2776 | 0 | 0 | 0.19233 | 0.19233 | -0.071713 | 0.074024 | -0.13247 | 0.13709 | 112.8061 | -67.1939 | 0.78323 | 0.81009 | -5.6229 | -5.561
Line2_1_4 | 3.7114 | 3.7114 | 0 | 0 | 2.5713 | 2.5713 | 0.90415 | -0.49091 | 1.7996 | -0.97311 | -68.9471 | 111.0529 | 0.78323 | 0.42387 | -5.6229 | -5.7167
Line3_1_5 | 0.33304 | 0.33304 | 0 | 0 | 0.23074 | 0.23074 | -0.083818 | 0.087145 | -0.16011 | 0.16676 | 112.0096 | -67.9904 | 0.78323 | 0.81547 | -5.6229 | -5.5806
Line4_2_6 | 0.31228 | 0.31228 | 0 | 0 | 0.21635 | 0.21635 | -0.082298 | 0.085224 | -0.15557 | 0.16142 | 112.3076 | -67.6924 | 0.81346 | 0.84369 | -5.5721 | -5.525
Line5_6_7 | 0.31228 | 0.31228 | 0 | 0 | 0.21635 | 0.21635 | -0.085224 | 0.08815 | -0.16142 | 0.16727 | 112.3076 | -67.6924 | 0.84369 | 0.87392 | -5.525 | -5.4811
Line6_7_8 | 0 | 0 | 0 | 0 | 0 | 0 | 0 | 0 | 0 | 0 | 0 | 0 | 0.87392 | 0.87392 | -5.4811 | -5.4811
Line7_8_9 | 0 | 0 | 0 | 0 | 0 | 0 | 0 | 0 | 0 | 0 | 0 | 0 | 0.87392 | 0.87392 | -5.4811 | -5.4811
Line8_8_10 | 0 | 0 | 0 | 0 | 0 | 0 | 0 | 0 | 0 | 0 | 0 | 0 | 0.87392 | 0.87392 | -5.4811 | -5.4811
Line9_3_11 | 0.2776 | 0.2776 | 0 | 0 | 0.19233 | 0.19233 | -0.074024 | 0.076336 | -0.13709 | 0.14172 | 112.8061 | -67.1939 | 0.81009 | 0.83696 | -5.561 | -5.5032

## LLL_max_10
name | pf_ikss_from_ka | pf_ikss_to_ka | pf_ip_from_ka | pf_ip_to_ka | pf_skss_from_mw | pf_skss_to_mw | pf_p_from_mw | pf_p_to_mw | pf_q_from_mvar | pf_q_to_mvar | pf_ikss_from_degree | pf_ikss_to_degree | pf_vm_from_pu | pf_vm_to_pu | pf_va_from_degree | pf_va_to_degree
Line0_1_2 | 0.32184 | 0.32184 | 0 | 0 | 0.22297 | 0.22297 | -0.085258 | 0.088366 | -0.15914 | 0.16535 | 112.3717 | -67.6283 | 0.80969 | 0.84084 | -5.8083 | -5.7484
Line10_11_12 | 0.2873 | 0.2873 | 0 | 0 | 0.19904 | 0.19904 | -0.082283 | 0.084759 | -0.1513 | 0.15626 | 112.8657 | -67.1343 | 0.86529 | 0.89309 | -5.6727 | -5.6112
Line11_12_13 | 0.2873 | 0.2873 | 0 | 0 | 0.19904 | 0.19904 | -0.084759 | 0.087235 | -0.15626 | 0.16121 | 112.8657 | -67.1343 | 0.89309 | 0.92089 | -5.6112 | -5.5535
Line12_13_15 | 0 | 0 | 0 | 0 | 0 | 0 | 0 | 0 | 0 | 0 | 0 | 0 | 0.92089 | 0.92089 | -5.5535 | -5.5535
Line13_13_14 | 0.2873 | 0.2873 | 0 | 0 | 0.19904 | 0.19904 | -0.087235 | 0.089711 | -0.16121 | 0.16616 | 112.8657 | -67.1343 | 0.92089 | 0.94869 | -5.5535 | -5.4991
Line14_15_16 | 0 | 0 | 0 | 0 | 0 | 0 | 0 | 0 | 0 | 0 | 0 | 0 | 0.92089 | 0.92089 | -5.5535 | -5.5535
Line15_16_17 | 0 | 0 | 0 | 0 | 0 | 0 | 0 | 0 | 0 | 0 | 0 | 0 | 0.92089 | 0.92089 | -5.5535 | -5.5535
Line16_4_18 | 4.5169 | 4.5169 | 0 | 8.4512 | 3.1294 | 3.1294 | 0.61208 | -1e-07 | 1.2242 | -1e-07 | -69.3234 | 110.6766 | 0.43735 | 0 | -5.8885 | 0
Line17_5_19 | 0.34237 | 0.34237 | 0 | 0 | 0.2372 | 0.2372 | -0.093347 | 0.096863 | -0.17679 | 0.18382 | 112.0783 | -67.9217 | 0.84283 | 0.87597 | -5.7563 | -5.7082
Line1_1_3 | 0.2873 | 0.2873 | 0 | 0 | 0.19904 | 0.19904 | -0.07733 | 0.079807 | -0.1414 | 0.14635 | 112.8657 | -67.1343 | 0.80969 | 0.83749 | -5.8083 | -5.7382
Line2_1_4 | 3.8455 | 3.8455 | 0 | 0 | 2.6642 | 2.6642 | 0.9679 | -0.52426 | 1.9279 | -1.0406 | -69.149 | 110.851 | 0.80969 | 0.43735 | -5.8083 | -5.8885
Line3_1_5 | 0.34237 | 0.34237 | 0 | 0 | 0.2372 | 0.2372 | -0.08983 | 0.093347 | -0.16976 | 0.17679 | 112.0783 | -67.9217 | 0.80969 | 0.84283 | -5.8083 | -5.7563
Line4_2_6 | 0.32184 | 0.32184 | 0 | 0 | 0.22297 | 0.22297 | -0.088366 | 0.091473 | -0.16535 | 0.17157 | 112.3717 | -67.6283 | 0.84084 | 0.87199 | -5.7484 | -5.6929
Line5_6_7 | 0.32184 | 0.32184 | 0 | 0 | 0.22297 | 0.22297 | -0.091473 | 0.09458 | -0.17157 | 0.17778 | 112.3717 | -67.6283 | 0.87199 | 0.90314 | -5.6929 | -5.6411
Line6_7_8 | 0 | 0 | 0 | 0 | 0 | 0 | 0 | 0 | 0 | 0 | 0 | 0 | 0.90314 | 0.90314 | -5.6411 | -5.6411
Line7_8_9 | 0 | 0 | 0 | 0 | 0 | 0 | 0 | 0 | 0 | 0 | 0 | 0 | 0.90314 | 0.90314 | -5.6411 | -5.6411
Line8_8_10 | 0 | 0 | 0 | 0 | 0 | 0 | 0 | 0 | 0 | 0 | 0 | 0 | 0.90314 | 0.90314 | -5.6411 | -5.6411
Line9_3_11 | 0.2873 | 0.2873 | 0 | 0 | 0.19904 | 0.19904 | -0.079807 | 0.082283 | -0.14635 | 0.1513 | 112.8657 | -67.1343 | 0.83749 | 0.86529 | -5.7382 | -5.6727

## LLL_max_fault_6
name | pf_ikss_from_ka | pf_ikss_to_ka | pf_ip_from_ka | pf_ip_to_ka | pf_skss_from_mw | pf_skss_to_mw | pf_p_from_mw | pf_p_to_mw | pf_q_from_mvar | pf_q_to_mvar | pf_ikss_from_degree | pf_ikss_to_degree | pf_vm_from_pu | pf_vm_to_pu | pf_va_from_degree | pf_va_to_degree
Line0_1_2 | 0.11397 | 0.11397 | 0 | 0 | 0.07896 | 0.07896 | -0.0059285 | 0.0063182 | -0.086184 | 0.086964 | 93.9501 | -86.0499 | 1.0941 | 1.1043 | 0.015028 | -0.20528
Line10_11_12 | 0.10161 | 0.10161 | 0 | 0 | 0.070395 | 0.070395 | -0.0056221 | 0.0059318 | -0.078093 | 0.078713 | 93.7393 | -86.2607 | 1.1122 | 1.1213 | -0.37842 | -0.57036
Line11_12_13 | 0.10161 | 0.10161 | 0 | 0 | 0.070395 | 0.070395 | -0.0059318 | 0.0062416 | -0.078713 | 0.079332 | 93.7393 | -86.2607 | 1.1213 | 1.1304 | -0.57036 | -0.75921
Line12_13_15 | 0 | 0 | 0 | 0 | 0 | 0 | 0 | 0 | 0 | 0 | 0 | 0 | 1.1304 | 1.1304 | -0.75921 | -0.75921
Line13_13_14 | 0.10161 | 0.10161 | 0 | 0 | 0.070395 | 0.070395 | -0.0062416 | 0.0065513 | -0.079332 | 0.079952 | 93.7393 | -86.2607 | 1.1304 | 1.1396 | -0.75921 | -0.94504
Line14_15_16 | 0 | 0 | 0 | 0 | 0 | 0 | 0 | 0 | 0 | 0 | 0 | 0 | 1.1304 | 1.1304 | -0.75921 | -0.75921
Line15_16_17 | 0 | 0 | 0 | 0 | 0 | 0 | 0 | 0 | 0 | 0 | 0 | 0 | 1.1304 | 1.1304 | -0.75921 | -0.75921
Line16_4_18 | 0.035928 | 0.035928 | 0 | 0.067053 | 0.024892 | 0.024892 | 0.019401 | -0.019362 | 0.01944 | -0.019362 | -45.1924 | 134.8076 | 1.1034 | 1.1001 | -0.13527 | -0.19239
Line17_5_19 | 0.12134 | 0.12134 | 0 | 0 | 0.084068 | 0.084068 | -0.0069566 | 0.0073983 | -0.092629 | 0.093513 | 94.0768 | -85.9232 | 1.1049 | 1.1158 | -0.21815 | -0.44678
Line1_1_3 | 0.10161 | 0.10161 | 0 | 0 | 0.070395 | 0.070395 | -0.0050027 | 0.0053124 | -0.076855 | 0.077474 | 93.7393 | -86.2607 | 1.0941 | 1.1031 | 0.015028 | -0.18332
Line2_1_4 | 0.10052 | 0.10052 | 0 | 0 | 0.069642 | 0.069642 | -0.012267 | 0.01257 | -0.0752 | 0.075806 | 99.2797 | -80.7203 | 1.0941 | 1.1034 | 0.015028 | -0.13527
Line3_1_5 | 0.12134 | 0.12134 | 0 | 0 | 0.084068 | 0.084068 | -0.0065149 | 0.0069566 | -0.091746 | 0.092629 | 94.0768 | -85.9232 | 1.0941 | 1.1049 | 0.015028 | -0.21815
Line4_2_6 | 0.11397 | 0.11397 | 0 | 0 | 0.07896 | 0.07896 | -0.0063182 | 0.0067078 | -0.086964 | 0.087743 | 93.9501 | -86.0499 | 1.1043 | 1.1145 | -0.20528 | -0.42156
Line5_6_7 | 0.11397 | 0.11397 | 0 | 0 | 0.07896 | 0.07896 | -0.0067078 | 0.0070975 | -0.087743 | 0.088522 | 93.9501 | -86.0499 | 1.1145 | 1.1247 | -0.42156 | -0.6339
Line6_7_8 | 0 | 0 | 0 | 0 | 0 | 0 | 0 | 0 | 0 | 0 | 0 | 0 | 1.1247 | 1.1247 | -0.6339 | -0.6339
Line7_8_9 | 0 | 0 | 0 | 0 | 0 | 0 | 0 | 0 | 0 | 0 | 0 | 0 | 1.1247 | 1.1247 | -0.6339 | -0.6339
Line8_8_10 | 0 | 0 | 0 | 0 | 0 | 0 | 0 | 0 | 0 | 0 | 0 | 0 | 1.1247 | 1.1247 | -0.6339 | -0.6339
Line9_3_11 | 0.10161 | 0.10161 | 0 | 0 | 0.070395 | 0.070395 | -0.0053124 | 0.0056221 | -0.077474 | 0.078093 | 93.7393 | -86.2607 | 1.1031 | 1.1122 | -0.18332 | -0.37842

## LLL_max_fault_10
name | pf_ikss_from_ka | pf_ikss_to_ka | pf_ip_from_ka | pf_ip_to_ka | pf_skss_from_mw | pf_skss_to_mw | pf_p_from_mw | pf_p_to_mw | pf_q_from_mvar | pf_q_to_mvar | pf_ikss_from_degree | pf_ikss_to_degree | pf_vm_from_pu | pf_vm_to_pu | pf_va_from_degree | pf_va_to_degree
Line0_1_2 | 0.1148 | 0.1148 | 0 | 0 | 0.079537 | 0.079537 | -0.0063918 | 0.0067872 | -0.090952 | 0.091743 | 94.0292 | -85.9708 | 1.1463 | 1.1566 | 0.0092367 | -0.20189
Line10_11_12 | 0.10277 | 0.10277 | 0 | 0 | 0.071199 | 0.071199 | -0.0060616 | 0.0063785 | -0.082705 | 0.083338 | 93.8225 | -86.1775 | 1.1647 | 1.1739 | -0.36938 | -0.55423
Line11_12_13 | 0.10277 | 0.10277 | 0 | 0 | 0.071199 | 0.071199 | -0.0063785 | 0.0066953 | -0.083338 | 0.083972 | 93.8225 | -86.1775 | 1.1739 | 1.1831 | -0.55423 | -0.73621
Line12_13_15 | 0 | 0 | 0 | 0 | 0 | 0 | 0 | 0 | 0 | 0 | 0 | 0 | 1.1831 | 1.1831 | -0.73621 | -0.73621
Line13_13_14 | 0.10277 | 0.10277 | 0 | 0 | 0.071199 | 0.071199 | -0.0066953 | 0.0070121 | -0.083972 | 0.084606 | 93.8225 | -86.1775 | 1.1831 | 1.1924 | -0.73621 | -0.91537
Line14_15_16 | 0 | 0 | 0 | 0 | 0 | 0 | 0 | 0 | 0 | 0 | 0 | 0 | 1.1831 | 1.1831 | -0.73621 | -0.73621
Line15_16_17 | 0 | 0 | 0 | 0 | 0 | 0 | 0 | 0 | 0 | 0 | 0 | 0 | 1.1831 | 1.1831 | -0.73621 | -0.73621
Line16_4_18 | 0.037626 | 0.037626 | 0 | 0.070397 | 0.026068 | 0.026068 | 0.021278 | -0.021235 | 0.02132 | -0.021235 | -45.1966 | 134.8034 | 1.1555 | 1.152 | -0.13946 | -0.19658
Line17_5_19 | 0.12193 | 0.12193 | 0 | 0 | 0.084477 | 0.084477 | -0.0074429 | 0.0078889 | -0.097479 | 0.098371 | 94.1526 | -85.8474 | 1.1573 | 1.1682 | -0.21371 | -0.43249
Line1_1_3 | 0.10277 | 0.10277 | 0 | 0 | 0.071199 | 0.071199 | -0.005428 | 0.0057448 | -0.081437 | 0.082071 | 93.8225 | -86.1775 | 1.1463 | 1.1555 | 0.0092367 | -0.18158
Line2_1_4 | 0.099526 | 0.099526 | 0 | 0 | 0.068953 | 0.068953 | -0.011594 | 0.011891 | -0.078189 | 0.078783 | 98.4438 | -81.5562 | 1.1463 | 1.1555 | 0.0092367 | -0.13946
Line3_1_5 | 0.12193 | 0.12193 | 0 | 0 | 0.084477 | 0.084477 | -0.0069969 | 0.0074429 | -0.096586 | 0.097479 | 94.1526 | -85.8474 | 1.1463 | 1.1573 | 0.0092367 | -0.21371
Line4_2_6 | 0.1148 | 0.1148 | 0 | 0 | 0.079537 | 0.079537 | -0.0067872 | 0.0071826 | -0.091743 | 0.092533 | 94.0292 | -85.9708 | 1.1566 | 1.1669 | -0.20189 | -0.40929
Line5_6_7 | 0.1148 | 0.1148 | 0 | 0 | 0.079537 | 0.079537 | -0.0071826 | 0.0075779 | -0.092533 | 0.093324 | 94.0292 | -85.9708 | 1.1669 | 1.1772 | -0.40929 | -0.61306
Line6_7_8 | 0 | 0 | 0 | 0 | 0 | 0 | 0 | 0 | 0 | 0 | 0 | 0 | 1.1772 | 1.1772 | -0.61306 | -0.61306
Line7_8_9 | 0 | 0 | 0 | 0 | 0 | 0 | 0 | 0 | 0 | 0 | 0 | 0 | 1.1772 | 1.1772 | -0.61306 | -0.61306
Line8_8_10 | 0 | 0 | 0 | 0 | 0 | 0 | 0 | 0 | 0 | 0 | 0 | 0 | 1.1772 | 1.1772 | -0.61306 | -0.61306
Line9_3_11 | 0.10277 | 0.10277 | 0 | 0 | 0.071199 | 0.071199 | -0.0057448 | 0.0060616 | -0.082071 | 0.082705 | 93.8225 | -86.1775 | 1.1555 | 1.1647 | -0.18158 | -0.36938

## LLL_min_6
name | pf_ikss_from_ka | pf_ikss_to_ka | pf_ip_from_ka | pf_ip_to_ka | pf_skss_from_mw | pf_skss_to_mw | pf_p_from_mw | pf_p_to_mw | pf_q_from_mvar | pf_q_to_mvar | pf_ikss_from_degree | pf_ikss_to_degree | pf_vm_from_pu | pf_vm_to_pu | pf_va_from_degree | pf_va_to_degree
Line0_1_2 | 0.0049415 | 0.0049415 | 0 | 0 | 0.0034236 | 0.0034236 | -0.0019727 | 0.0019741 | -0.0013381 | 0.0013395 | 134.3179 | -45.6821 | 0.69625 | 0.69683 | -11.533 | -11.5229
Line10_11_12 | 0.0049243 | 0.0049243 | 0 | 0 | 0.0034116 | 0.0034116 | -0.0019709 | 0.0019723 | -0.0013328 | 0.0013343 | 134.4197 | -45.5803 | 0.6974 | 0.69798 | -11.5126 | -11.5024
Line11_12_13 | 0.0049243 | 0.0049243 | 0 | 0 | 0.0034116 | 0.0034116 | -0.0019723 | 0.0019737 | -0.0013343 | 0.0013357 | 134.4197 | -45.5803 | 0.69798 | 0.69856 | -11.5024 | -11.4923
Line12_13_15 | 0 | 0 | 0 | 0 | 0 | 0 | 0 | 0 | 0 | 0 | 0 | 0 | 0.69856 | 0.69856 | -11.4923 | -11.4923
Line13_13_14 | 0.0049243 | 0.0049243 | 0 | 0 | 0.0034116 | 0.0034116 | -0.0019737 | 0.0019751 | -0.0013357 | 0.0013372 | 134.4195 | -45.5805 | 0.69856 | 0.69914 | -11.4923 | -11.4821
Line14_15_16 | 0 | 0 | 0 | 0 | 0 | 0 | 0 | 0 | 0 | 0 | 0 | 0 | 0.69856 | 0.69856 | -11.4923 | -11.4923
Line15_16_17 | 0 | 0 | 0 | 0 | 0 | 0 | 0 | 0 | 0 | 0 | 0 | 0 | 0.69856 | 0.69856 | -11.4923 | -11.4923
Line16_4_18 | 2.9048 | 2.9048 | 0 | 4.7961 | 2.0125 | 2.0125 | 0.48602 | -1e-07 | 0.50627 | -1e-07 | -57.7178 | 122.2822 | 0.34872 | 0 | -11.5486 | 0
Line17_5_19 | 0.0049502 | 0.0049502 | 0 | 0 | 0.0034296 | 0.0034296 | -0.0019763 | 0.0019777 | -0.0013437 | 0.0013451 | 134.2665 | -45.7335 | 0.69683 | 0.69741 | -11.5229 | -11.5128
Line1_1_3 | 0.0049243 | 0.0049243 | 0 | 0 | 0.0034116 | 0.0034116 | -0.0019681 | 0.0019695 | -0.0013299 | 0.0013313 | 134.4198 | -45.5802 | 0.69625 | 0.69682 | -11.533 | -11.5228
Line2_1_4 | 2.8948 | 2.8948 | 0 | 0 | 2.0056 | 2.0056 | 0.96732 | -0.48463 | 1.0071 | -0.50427 | -57.6865 | 122.3135 | 0.69625 | 0.34872 | -11.533 | -11.5486
Line3_1_5 | 0.0049502 | 0.0049502 | 0 | 0 | 0.0034296 | 0.0034296 | -0.0019749 | 0.0019763 | -0.0013422 | 0.0013437 | 134.2665 | -45.7335 | 0.69625 | 0.69683 | -11.533 | -11.5229
Line4_2_6 | 0.0049415 | 0.0049415 | 0 | 0 | 0.0034236 | 0.0034236 | -0.0019741 | 0.0019755 | -0.0013395 | 0.001341 | 134.3179 | -45.6821 | 0.69683 | 0.69741 | -11.5229 | -11.5127
Line5_6_7 | 0.0049415 | 0.0049415 | 0 | 0 | 0.0034236 | 0.0034236 | -0.0019755 | 0.0019769 | -0.001341 | 0.0013425 | 134.3178 | -45.6822 | 0.69741 | 0.69799 | -11.5127 | -11.5026
Line6_7_8 | 0 | 0 | 0 | 0 | 0 | 0 | 0 | 0 | 0 | 0 | 0 | 0 | 0.69799 | 0.69799 | -11.5026 | -11.5026
Line7_8_9 | 0 | 0 | 0 | 0 | 0 | 0 | 0 | 0 | 0 | 0 | 0 | 0 | 0.69799 | 0.69799 | -11.5026 | -11.5026
Line8_8_10 | 0 | 0 | 0 | 0 | 0 | 0 | 0 | 0 | 0 | 0 | 0 | 0 | 0.69799 | 0.69799 | -11.5026 | -11.5026
Line9_3_11 | 0.0049243 | 0.0049243 | 0 | 0 | 0.0034116 | 0.0034116 | -0.0019695 | 0.0019709 | -0.0013313 | 0.0013328 | 134.4198 | -45.5802 | 0.69682 | 0.6974 | -11.5228 | -11.5126

## LLL_min_10
name | pf_ikss_from_ka | pf_ikss_to_ka | pf_ip_from_ka | pf_ip_to_ka | pf_skss_from_mw | pf_skss_to_mw | pf_p_from_mw | pf_p_to_mw | pf_q_from_mvar | pf_q_to_mvar | pf_ikss_from_degree | pf_ikss_to_degree | pf_vm_from_pu | pf_vm_to_pu | pf_va_from_degree | pf_va_to_degree
Line0_1_2 | 0.0046815 | 0.0046815 | 0 | 0 | 0.0032434 | 0.0032434 | -0.0017705 | 0.0017717 | -0.0012009 | 0.0012022 | 134.3179 | -45.6821 | 0.6596 | 0.66015 | -11.533 | -11.5229
Line10_11_12 | 0.0046651 | 0.0046651 | 0 | 0 | 0.0032321 | 0.0032321 | -0.0017689 | 0.0017702 | -0.0011962 | 0.0011975 | 134.4197 | -45.5803 | 0.6607 | 0.66124 | -11.5126 | -11.5024
Line11_12_13 | 0.0046651 | 0.0046651 | 0 | 0 | 0.0032321 | 0.0032321 | -0.0017702 | 0.0017714 | -0.0011975 | 0.0011988 | 134.4197 | -45.5803 | 0.66124 | 0.66179 | -11.5024 | -11.4923
Line12_13_15 | 0 | 0 | 0 | 0 | 0 | 0 | 0 | 0 | 0 | 0 | 0 | 0 | 0.66179 | 0.66179 | -11.4923 | -11.4923
Line13_13_14 | 0.0046651 | 0.0046651 | 0 | 0 | 0.0032321 | 0.0032321 | -0.0017714 | 0.0017727 | -0.0011988 | 0.0012001 | 134.4195 | -45.5805 | 0.66179 | 0.66234 | -11.4923 | -11.4821
Line14_15_16 | 0 | 0 | 0 | 0 | 0 | 0 | 0 | 0 | 0 | 0 | 0 | 0 | 0.66179 | 0.66179 | -11.4923 | -11.4923
Line15_16_17 | 0 | 0 | 0 | 0 | 0 | 0 | 0 | 0 | 0 | 0 | 0 | 0 | 0.66179 | 0.66179 | -11.4923 | -11.4923
Line16_4_18 | 2.7519 | 2.7519 | 0 | 4.5436 | 1.9066 | 1.9066 | 0.4362 | -1e-07 | 0.45438 | -1e-07 | -57.7178 | 122.2822 | 0.33037 | 0 | -11.5486 | 0
Line17_5_19 | 0.0046897 | 0.0046897 | 0 | 0 | 0.0032491 | 0.0032491 | -0.0017738 | 0.001775 | -0.0012059 | 0.0012073 | 134.2665 | -45.7335 | 0.66015 | 0.6607 | -11.5229 | -11.5128
Line1_1_3 | 0.0046651 | 0.0046651 | 0 | 0 | 0.0032321 | 0.0032321 | -0.0017664 | 0.0017677 | -0.0011936 | 0.0011949 | 134.4198 | -45.5802 | 0.6596 | 0.66015 | -11.533 | -11.5228
Line2_1_4 | 2.7425 | 2.7425 | 0 | 0 | 1.9 | 1.9 | 0.86818 | -0.43496 | 0.90386 | -0.45258 | -57.6865 | 122.3135 | 0.6596 | 0.33037 | -11.533 | -11.5486
Line3_1_5 | 0.0046897 | 0.0046897 | 0 | 0 | 0.0032491 | 0.0032491 | -0.0017725 | 0.0017738 | -0.0012046 | 0.0012059 | 134.2665 | -45.7335 | 0.6596 | 0.66015 | -11.533 | -11.5229
Line4_2_6 | 0.0046814 | 0.0046814 | 0 | 0 | 0.0032434 | 0.0032434 | -0.0017717 | 0.001773 | -0.0012022 | 0.0012036 | 134.3179 | -45.6821 | 0.66015 | 0.6607 | -11.5229 | -11.5127
Line5_6_7 | 0.0046814 | 0.0046814 | 0 | 0 | 0.0032434 | 0.0032434 | -0.001773 | 0.0017743 | -0.0012036 | 0.0012049 | 134.3178 | -45.6822 | 0.6607 | 0.66125 | -11.5127 | -11.5026
Line6_7_8 | 0 | 0 | 0 | 0 | 0 | 0 | 0 | 0 | 0 | 0 | 0 | 0 | 0.66125 | 0.66125 | -11.5026 | -11.5026
Line7_8_9 | 0 | 0 | 0 | 0 | 0 | 0 | 0 | 0 | 0 | 0 | 0 | 0 | 0.66125 | 0.66125 | -11.5026 | -11.5026
Line8_8_10 | 0 | 0 | 0 | 0 | 0 | 0 | 0 | 0 | 0 | 0 | 0 | 0 | 0.66125 | 0.66125 | -11.5026 | -11.5026
Line9_3_11 | 0.0046651 | 0.0046651 | 0 | 0 | 0.0032321 | 0.0032321 | -0.0017677 | 0.0017689 | -0.0011949 | 0.0011962 | 134.4198 | -45.5802 | 0.66015 | 0.6607 | -11.5228 | -11.5126

## LLL_min_fault_6
name | pf_ikss_from_ka | pf_ikss_to_ka | pf_ip_from_ka | pf_ip_to_ka | pf_skss_from_mw | pf_skss_to_mw | pf_p_from_mw | pf_p_to_mw | pf_q_from_mvar | pf_q_to_mvar | pf_ikss_from_degree | pf_ikss_to_degree | pf_vm_from_pu | pf_vm_to_pu | pf_va_from_degree | pf_va_to_degree
Line0_1_2 | 5.2237e-05 | 5.2237e-05 | 0 | 0 | 3.6191e-05 | 3.6191e-05 | -2.8769e-05 | 2.877e-05 | -1.8664e-05 | 1.8664e-05 | 146.9024 | -33.0976 | 0.94756 | 0.94757 | -0.12414 | -0.12405
Line10_11_12 | 5.2055e-05 | 5.2055e-05 | 0 | 0 | 3.6065e-05 | 3.6065e-05 | -2.8702e-05 | 2.8702e-05 | -1.8548e-05 | 1.8548e-05 | 147.0042 | -32.9958 | 0.94757 | 0.94758 | -0.12396 | -0.12388
Line11_12_13 | 5.2055e-05 | 5.2055e-05 | 0 | 0 | 3.6065e-05 | 3.6065e-05 | -2.8702e-05 | 2.8703e-05 | -1.8549e-05 | 1.8549e-05 | 147.0041 | -32.9959 | 0.94758 | 0.94758 | -0.12388 | -0.12379
Line12_13_15 | 0 | 0 | 0 | 0 | 0 | 0 | 0 | 0 | 0 | 0 | 0 | 0 | 0.94758 | 0.94758 | -0.12379 | -0.12379
Line13_13_14 | 5.2055e-05 | 5.2055e-05 | 0 | 0 | 3.6065e-05 | 3.6065e-05 | -2.8702e-05 | 2.8703e-05 | -1.8549e-05 | 1.8549e-05 | 147.0039 | -32.9961 | 0.94758 | 0.94759 | -0.12379 | -0.1237
Line14_15_16 | 0 | 0 | 0 | 0 | 0 | 0 | 0 | 0 | 0 | 0 | 0 | 0 | 0.94758 | 0.94758 | -0.12379 | -0.12379
Line15_16_17 | 0 | 0 | 0 | 0 | 0 | 0 | 0 | 0 | 0 | 0 | 0 | 0 | 0.94758 | 0.94758 | -0.12379 | -0.12379
Line16_4_18 | 0.030707 | 0.030707 | 0 | 0.0507 | 0.021274 | 0.021274 | 0.014198 | -0.014144 | 0.0142 | -0.014144 | -45.1333 | 134.8667 | 0.94389 | 0.9402 | -0.12877 | -0.13334
Line17_5_19 | 5.2329e-05 | 5.2329e-05 | 0 | 0 | 3.6255e-05 | 3.6255e-05 | -2.8803e-05 | 2.8803e-05 | -1.8723e-05 | 1.8723e-05 | 146.8509 | -33.1491 | 0.94757 | 0.94757 | -0.12405 | -0.12397
Line1_1_3 | 5.2055e-05 | 5.2055e-05 | 0 | 0 | 3.6065e-05 | 3.6065e-05 | -2.8702e-05 | 2.8702e-05 | -1.8548e-05 | 1.8548e-05 | 147.0043 | -32.9957 | 0.94756 | 0.94757 | -0.12414 | -0.12405
Line2_1_4 | 0.030602 | 0.030602 | 0 | 0 | 0.021201 | 0.021201 | 0.014211 | -0.014157 | 0.0142 | -0.014144 | -45.102 | 134.898 | 0.94756 | 0.94389 | -0.12414 | -0.12877
Line3_1_5 | 5.2329e-05 | 5.2329e-05 | 0 | 0 | 3.6255e-05 | 3.6255e-05 | -2.8803e-05 | 2.8803e-05 | -1.8723e-05 | 1.8723e-05 | 146.851 | -33.149 | 0.94756 | 0.94757 | -0.12414 | -0.12405
Line4_2_6 | 5.2237e-05 | 5.2237e-05 | 0 | 0 | 3.6191e-05 | 3.6191e-05 | -2.877e-05 | 2.877e-05 | -1.8664e-05 | 1.8665e-05 | 146.9023 | -33.0977 | 0.94757 | 0.94757 | -0.12405 | -0.12396
Line5_6_7 | 5.2237e-05 | 5.2237e-05 | 0 | 0 | 3.6191e-05 | 3.6191e-05 | -2.877e-05 | 2.877e-05 | -1.8665e-05 | 1.8665e-05 | 146.9022 | -33.0978 | 0.94757 | 0.94758 | -0.12396 | -0.12388
Line6_7_8 | 0 | 0 | 0 | 0 | 0 | 0 | 0 | 0 | 0 | 0 | 0 | 0 | 0.94758 | 0.94758 | -0.12388 | -0.12388
Line7_8_9 | 0 | 0 | 0 | 0 | 0 | 0 | 0 | 0 | 0 | 0 | 0 | 0 | 0.94758 | 0.94758 | -0.12388 | -0.12388
Line8_8_10 | 0 | 0 | 0 | 0 | 0 | 0 | 0 | 0 | 0 | 0 | 0 | 0 | 0.94758 | 0.94758 | -0.12388 | -0.12388
Line9_3_11 | 5.2055e-05 | 5.2055e-05 | 0 | 0 | 3.6065e-05 | 3.6065e-05 | -2.8702e-05 | 2.8702e-05 | -1.8548e-05 | 1.8548e-05 | 147.0042 | -32.9958 | 0.94757 | 0.94757 | -0.12405 | -0.12396

## LLL_min_fault_10
name | pf_ikss_from_ka | pf_ikss_to_ka | pf_ip_from_ka | pf_ip_to_ka | pf_skss_from_mw | pf_skss_to_mw | pf_p_from_mw | pf_p_to_mw | pf_q_from_mvar | pf_q_to_mvar | pf_ikss_from_degree | pf_ikss_to_degree | pf_vm_from_pu | pf_vm_to_pu | pf_va_from_degree | pf_va_to_degree
Line0_1_2 | 4.9488e-05 | 4.9488e-05 | 0 | 0 | 3.4286e-05 | 3.4286e-05 | -2.5821e-05 | 2.5821e-05 | -1.6751e-05 | 1.6751e-05 | 146.9024 | -33.0976 | 0.89769 | 0.89769 | -0.12414 | -0.12405
Line10_11_12 | 4.9315e-05 | 4.9315e-05 | 0 | 0 | 3.4167e-05 | 3.4167e-05 | -2.576e-05 | 2.5761e-05 | -1.6647e-05 | 1.6647e-05 | 147.0042 | -32.9958 | 0.8977 | 0.89771 | -0.12396 | -0.12388
Line11_12_13 | 4.9315e-05 | 4.9315e-05 | 0 | 0 | 3.4167e-05 | 3.4167e-05 | -2.5761e-05 | 2.5761e-05 | -1.6647e-05 | 1.6648e-05 | 147.0041 | -32.9959 | 0.89771 | 0.89771 | -0.12388 | -0.12379
Line12_13_15 | 0 | 0 | 0 | 0 | 0 | 0 | 0 | 0 | 0 | 0 | 0 | 0 | 0.89771 | 0.89771 | -0.12379 | -0.12379
Line13_13_14 | 4.9315e-05 | 4.9315e-05 | 0 | 0 | 3.4167e-05 | 3.4167e-05 | -2.5761e-05 | 2.5761e-05 | -1.6648e-05 | 1.6648e-05 | 147.0039 | -32.9961 | 0.89771 | 0.89772 | -0.12379 | -0.1237
Line14_15_16 | 0 | 0 | 0 | 0 | 0 | 0 | 0 | 0 | 0 | 0 | 0 | 0 | 0.89771 | 0.89771 | -0.12379 | -0.12379
Line15_16_17 | 0 | 0 | 0 | 0 | 0 | 0 | 0 | 0 | 0 | 0 | 0 | 0 | 0.89771 | 0.89771 | -0.12379 | -0.12379
Line16_4_18 | 0.029091 | 0.029091 | 0 | 0.048031 | 0.020155 | 0.020155 | 0.012743 | -0.012694 | 0.012745 | -0.012694 | -45.1333 | 134.8667 | 0.89421 | 0.89072 | -0.12877 | -0.13334
Line17_5_19 | 4.9575e-05 | 4.9575e-05 | 0 | 0 | 3.4346e-05 | 3.4346e-05 | -2.5851e-05 | 2.5851e-05 | -1.6804e-05 | 1.6804e-05 | 146.8509 | -33.1491 | 0.89769 | 0.8977 | -0.12405 | -0.12397
Line1_1_3 | 4.9315e-05 | 4.9315e-05 | 0 | 0 | 3.4167e-05 | 3.4167e-05 | -2.576e-05 | 2.576e-05 | -1.6647e-05 | 1.6647e-05 | 147.0043 | -32.9957 | 0.89769 | 0.89769 | -0.12414 | -0.12405
Line2_1_4 | 0.028991 | 0.028991 | 0 | 0 | 0.020086 | 0.020086 | 0.012754 | -0.012706 | 0.012745 | -0.012694 | -45.102 | 134.898 | 0.89769 | 0.89421 | -0.12414 | -0.12877
Line3_1_5 | 4.9575e-05 | 4.9575e-05 | 0 | 0 | 3.4346e-05 | 3.4346e-05 | -2.5851e-05 | 2.5851e-05 | -1.6804e-05 | 1.6804e-05 | 146.851 | -33.149 | 0.89769 | 0.89769 | -0.12414 | -0.12405
Line4_2_6 | 4.9488e-05 | 4.9488e-05 | 0 | 0 | 3.4286e-05 | 3.4286e-05 | -2.5821e-05 | 2.5821e-05 | -1.6751e-05 | 1.6752e-05 | 146.9023 | -33.0977 | 0.89769 | 0.8977 | -0.12405 | -0.12396
Line5_6_7 | 4.9488e-05 | 4.9488e-05 | 0 | 0 | 3.4286e-05 | 3.4286e-05 | -2.5821e-05 | 2.5821e-05 | -1.6752e-05 | 1.6752e-05 | 146.9022 | -33.0978 | 0.8977 | 0.89771 | -0.12396 | -0.12388
Line6_7_8 | 0 | 0 | 0 | 0 | 0 | 0 | 0 | 0 | 0 | 0 | 0 | 0 | 0.89771 | 0.89771 | -0.12388 | -0.12388
Line7_8_9 | 0 | 0 | 0 | 0 | 0 | 0 | 0 | 0 | 0 | 0 | 0 | 0 | 0.89771 | 0.89771 | -0.12388 | -0.12388
Line8_8_10 | 0 | 0 | 0 | 0 | 0 | 0 | 0 | 0 | 0 | 0 | 0 | 0 | 0.89771 | 0.89771 | -0.12388 | -0.12388
Line9_3_11 | 4.9315e-05 | 4.9315e-05 | 0 | 0 | 3.4167e-05 | 3.4167e-05 | -2.576e-05 | 2.576e-05 | -1.6647e-05 | 1.6647e-05 | 147.0042 | -32.9958 | 0.89769 | 0.8977 | -0.12405 | -0.12396

## LL_max_6
name | pf_ikss_a_from_ka | pf_ikss_b_from_ka | pf_ikss_c_from_ka | pf_ikss_a_to_ka | pf_ikss_b_to_ka | pf_ikss_c_to_ka | pf_skss_a_from_mw | pf_skss_b_from_mw | pf_skss_c_from_mw | pf_skss_a_to_mw | pf_skss_b_to_mw | pf_skss_c_to_mw | pf_p_a_from_mw | pf_p_b_from_mw | pf_p_c_from_mw | pf_p_a_to_mw | pf_p_b_to_mw | pf_p_c_to_mw | pf_q_a_from_mvar | pf_q_b_from_mvar | pf_q_c_from_mvar | pf_q_a_to_mvar | pf_q_b_to_mvar | pf_q_c_to_mvar | pf_ikss_a_from_degree | pf_ikss_b_from_degree | pf_ikss_c_from_degree | pf_ikss_a_to_degree | pf_ikss_b_to_degree | pf_ikss_c_to_degree | pf_vm_a_from_pu | pf_vm_b_from_pu | pf_vm_c_from_pu | pf_vm_a_to_pu | pf_vm_b_to_pu | pf_vm_c_to_pu | pf_va_a_from_degree | pf_va_b_from_degree | pf_va_c_from_degree | pf_va_a_to_degree | pf_va_b_to_degree | pf_va_c_to_degree
Line0_1_2 | 0.11353 | 0.26694 | 0.27713 | 0.11353 | 0.26694 | 0.27713 | 0.02622 | 0.061647 | 0.064001 | 0.02622 | 0.061647 | 0.064001 | -0.0060999 | -0.042488 | 0.005077 | 0.0062288 | 0.0432 | -0.0043089 | -0.028138 | -0.037736 | -0.052213 | 0.028396 | 0.039161 | 0.053749 | 102.967 | 6.0085 | -149.9966 | -77.033 | -173.9915 | 30.0034 | 1.0981 | 0.9218 | 0.81966 | 1.1087 | 0.94584 | 0.8425 | 0.73522 | -132.3812 | 125.5572 | 0.59458 | -131.7991 | 124.5869
Line10_11_12 | 0.099923 | 0.2363 | 0.24938 | 0.099923 | 0.2363 | 0.24938 | 0.023076 | 0.054571 | 0.057592 | 0.023076 | 0.054571 | 0.057592 | -0.0049216 | -0.039337 | 0.002825 | 0.0050215 | 0.039896 | -0.0022031 | -0.025295 | -0.034938 | -0.049518 | 0.025495 | 0.036055 | 0.050762 | 101.4749 | 7.0658 | -149.3875 | -78.5251 | -172.9342 | 30.6125 | 1.1167 | 0.96412 | 0.8612 | 1.126 | 0.9854 | 0.88223 | 0.46447 | -131.3238 | 123.8777 | 0.33246 | -130.8292 | 123.0976
Line11_12_13 | 0.099923 | 0.2363 | 0.24938 | 0.099923 | 0.2363 | 0.24938 | 0.023076 | 0.054571 | 0.057592 | 0.023076 | 0.054571 | 0.057592 | -0.0050215 | -0.039896 | 0.0022031 | 0.0051213 | 0.040454 | -0.0015812 | -0.025495 | -0.036055 | -0.050762 | 0.025694 | 0.037172 | 0.052005 | 101.4749 | 7.0658 | -149.3875 | -78.5251 | -172.9342 | 30.6125 | 1.126 | 0.9854 | 0.88223 | 1.1354 | 1.0067 | 0.90341 | 0.33246 | -130.8292 | 123.0976 | 0.20262 | -130.3555 | 122.354
Line12_13_15 | 0 | 0 | 0 | 0 | 0 | 0 | 0 | 0 | 0 | 0 | 0 | 0 | 1.0662e-09 | -2.8962e-10 | -1.4479e-09 | -1.0662e-09 | 2.8962e-10 | 1.4479e-09 | -4.6374e-11 | 2.0902e-09 | -4.2858e-10 | 4.6374e-11 | -2.0902e-09 | 4.2858e-10 | 0 | 0 | 0 | 0 | 0 | 0 | 1.1354 | 1.0067 | 0.90341 | 1.1354 | 1.0067 | 0.90341 | 0.20262 | -130.3555 | 122.354 | 0.20262 | -130.3555 | 122.354
Line13_13_14 | 0.099923 | 0.2363 | 0.24938 | 0.099923 | 0.2363 | 0.24938 | 0.023076 | 0.054571 | 0.057592 | 0.023076 | 0.054571 | 0.057592 | -0.0051213 | -0.040454 | 0.0015812 | 0.0052211 | 0.041012 | -0.0009593 | -0.025694 | -0.037172 | -0.052005 | 0.025894 | 0.038288 | 0.053249 | 101.4749 | 7.0658 | -149.3875 | -78.5251 | -172.9342 | 30.6125 | 1.1354 | 1.0067 | 0.90341 | 1.1447 | 1.0282 | 0.92474 | 0.20262 | -130.3555 | 122.354 | 0.074895 | -129.9016 | 121.6446
Line14_15_16 | 0 | 0 | 0 | 0 | 0 | 0 | 0 | 0 | 0 | 0 | 0 | 0 | 7.1079e-10 | -1.9308e-10 | -9.6527e-10 | -7.1079e-10 | 1.9308e-10 | 9.6527e-10 | -3.0916e-11 | 1.3935e-09 | -2.8572e-10 | 3.0916e-11 | -1.3935e-09 | 2.8572e-10 | 0 | 0 | 0 | 0 | 0 | 0 | 1.1354 | 1.0067 | 0.90341 | 1.1354 | 1.0067 | 0.90341 | 0.20262 | -130.3555 | 122.354 | 0.20262 | -130.3555 | 122.354
Line15_16_17 | 0 | 0 | 0 | 0 | 0 | 0 | 0 | 0 | 0 | 0 | 0 | 0 | 3.5539e-10 | -9.6541e-11 | -4.8264e-10 | -3.5539e-10 | 9.6541e-11 | 4.8264e-10 | -1.5458e-11 | 6.9673e-10 | -1.4286e-10 | 1.5458e-11 | -6.9673e-10 | 1.4286e-10 | 0 | 0 | 0 | 0 | 0 | 0 | 1.1354 | 1.0067 | 0.90341 | 1.1354 | 1.0067 | 0.90341 | 0.20262 | -130.3555 | 122.354 | 0.20262 | -130.3555 | 122.354
Line16_4_18 | 0 | 3.7716 | 3.7716 | 0 | 3.7716 | 3.7716 | 0 | 0.87101 | 0.87101 | 0 | 0.87101 | 0.87101 | 2.6364e-10 | 0.60096 | -0.31646 | -2.6364e-10 | -0.45871 | 0.45871 | -6.6497e-11 | 0.12599 | 0.443 | 6.6497e-11 | 0.15851 | -0.15851 | 0 | -160.0492 | 19.9508 | 0 | 19.9508 | -160.0492 | 1.1144 | 0.70495 | 0.62505 | 1.1144 | 0.5572 | 0.5572 | 0.88805 | -148.2089 | 145.4911 | 0.88805 | -179.1119 | -179.1119
Line17_5_19 | 0.12195 | 0.28528 | 0.2934 | 0.12195 | 0.28528 | 0.2934 | 0.028164 | 0.065882 | 0.067758 | 0.028164 | 0.065882 | 0.067758 | -0.0071346 | -0.045778 | 0.0048417 | 0.0072833 | 0.046592 | -0.0039809 | -0.030425 | -0.042448 | -0.056967 | 0.030722 | 0.044076 | 0.058688 | 103.7902 | 5.3841 | -150.3362 | -76.2098 | -174.6159 | 29.6638 | 1.1096 | 0.9476 | 0.84377 | 1.1211 | 0.97351 | 0.86813 | 0.59277 | -131.7772 | 124.5218 | 0.45324 | -131.2053 | 123.5443
Line1_1_3 | 0.099923 | 0.2363 | 0.24938 | 0.099923 | 0.2363 | 0.24938 | 0.023076 | 0.054571 | 0.057592 | 0.023076 | 0.054571 | 0.057592 | -0.0047219 | -0.038221 | 0.0040689 | 0.0048218 | 0.038779 | -0.0034469 | -0.024896 | -0.032705 | -0.04703 | 0.025095 | 0.033821 | 0.048274 | 101.4748 | 7.0658 | -149.3875 | -78.5252 | -172.9342 | 30.6125 | 1.0981 | 0.9218 | 0.81966 | 1.1074 | 0.94292 | 0.84034 | 0.73522 | -132.3812 | 125.5572 | 0.59871 | -131.8406 | 124.6967
Line2_1_4 | 0.17123 | 3.2049 | 3.2539 | 0.17123 | 3.2049 | 3.2539 | 0.039543 | 0.74015 | 0.75146 | 0.039543 | 0.74015 | 0.75146 | -0.026068 | 0.6176 | -0.16975 | 0.026361 | -0.51488 | 0.27563 | -0.034726 | 0.28993 | 0.59209 | 0.035313 | -0.084499 | -0.38033 | 127.6293 | -157.5288 | 19.5598 | -52.3707 | 22.4712 | -160.4402 | 1.0981 | 0.9218 | 0.81966 | 1.1144 | 0.70495 | 0.62505 | 0.73522 | -132.3812 | 125.5572 | 0.88805 | -148.2089 | 145.4911
Line3_1_5 | 0.12195 | 0.28528 | 0.2934 | 0.12195 | 0.28528 | 0.2934 | 0.028164 | 0.065882 | 0.067758 | 0.028164 | 0.065882 | 0.067758 | -0.0069858 | -0.044964 | 0.0057026 | 0.0071346 | 0.045778 | -0.0048417 | -0.030127 | -0.040821 | -0.055245 | 0.030425 | 0.042448 | 0.056967 | 103.7902 | 5.3841 | -150.3362 | -76.2098 | -174.6159 | 29.6638 | 1.0981 | 0.9218 | 0.81966 | 1.1096 | 0.9476 | 0.84377 | 0.73522 | -132.3812 | 125.5572 | 0.59277 | -131.7772 | 124.5218
Line4_2_6 | 0.11353 | 0.26694 | 0.27713 | 0.11353 | 0.26694 | 0.27713 | 0.02622 | 0.061647 | 0.064001 | 0.02622 | 0.061647 | 0.064001 | -0.0062288 | -0.0432 | 0.0043089 | 0.0063577 | 0.043913 | -0.0035409 | -0.028396 | -0.039161 | -0.053749 | 0.028653 | 0.040586 | 0.055285 | 102.967 | 6.0085 | -149.9966 | -77.033 | -173.9915 | 30.0034 | 1.1087 | 0.94584 | 0.8425 | 1.1194 | 0.96998 | 0.86558 | 0.59458 | -131.7991 | 124.5869 | 0.45663 | -131.246 | 123.6681
Line5_6_7 | 0.11353 | 0.26694 | 0.27713 | 0.11353 | 0.26694 | 0.27713 | 0.02622 | 0.061647 | 0.064001 | 0.02622 | 0.061647 | 0.064001 | -0.0063577 | -0.043913 | 0.0035409 | 0.0064866 | 0.044625 | -0.0027729 | -0.028653 | -0.040586 | -0.055285 | 0.028911 | 0.042011 | 0.056821 | 102.967 | 6.0085 | -149.9966 | -77.033 | -173.9915 | 30.0034 | 1.1194 | 0.96998 | 0.86558 | 1.1301 | 0.9942 | 0.88887 | 0.45663 | -131.246 | 123.6681 | 0.32128 | -130.7197 | 122.7972
Line6_7_8 | 0 | 0 | 0 | 0 | 0 | 0 | 0 | 0 | 0 | 0 | 0 | 0 | 9.9544e-10 | -4.0987e-10 | -1.5632e-09 | -9.9544e-10 | 4.0987e-10 | 1.5632e-09 | -7.3188e-11 | 2.1359e-09 | -5.0102e-10 | 7.3188e-11 | -2.1359e-09 | 5.0102e-10 | 0 | 0 | 0 | 0 | 0 | 0 | 1.1301 | 0.9942 | 0.88887 | 1.1301 | 0.9942 | 0.88887 | 0.32128 | -130.7197 | 122.7972 | 0.32128 | -130.7197 | 122.7972
Line7_8_9 | 0 | 0 | 0 | 0 | 0 | 0 | 0 | 0 | 0 | 0 | 0 | 0 | 3.3181e-10 | -1.3662e-10 | -5.2108e-10 | -3.3181e-10 | 1.3662e-10 | 5.2108e-10 | -2.4396e-11 | 7.1196e-10 | -1.6701e-10 | 2.4396e-11 | -7.1196e-10 | 1.6701e-10 | 0 | 0 | 0 | 0 | 0 | 0 | 1.1301 | 0.9942 | 0.88887 | 1.1301 | 0.9942 | 0.88887 | 0.32128 | -130.7197 | 122.7972 | 0.32128 | -130.7197 | 122.7972
Line8_8_10 | 0 | 0 | 0 | 0 | 0 | 0 | 0 | 0 | 0 | 0 | 0 | 0 | 3.3181e-10 | -1.3662e-10 | -5.2108e-10 | -3.3181e-10 | 1.3662e-10 | 5.2108e-10 | -2.4396e-11 | 7.1196e-10 | -1.6701e-10 | 2.4396e-11 | -7.1196e-10 | 1.6701e-10 | 0 | 0 | 0 | 0 | 0 | 0 | 1.1301 | 0.9942 | 0.88887 | 1.1301 | 0.9942 | 0.88887 | 0.32128 | -130.7197 | 122.7972 | 0.32128 | -130.7197 | 122.7972
Line9_3_11 | 0.099923 | 0.2363 | 0.24938 | 0.099923 | 0.2363 | 0.24938 | 0.023076 | 0.054571 | 0.057592 | 0.023076 | 0.054571 | 0.057592 | -0.0048218 | -0.038779 | 0.0034469 | 0.0049216 | 0.039337 | -0.002825 | -0.025095 | -0.033821 | -0.048274 | 0.025295 | 0.034938 | 0.049518 | 101.4748 | 7.0658 | -149.3875 | -78.5252 | -172.9342 | 30.6125 | 1.1074 | 0.94292 | 0.84034 | 1.1167 | 0.96412 | 0.8612 | 0.59871 | -131.8406 | 124.6967 | 0.46447 | -131.3238 | 123.8777

## LL_max_10
name | pf_ikss_a_from_ka | pf_ikss_b_from_ka | pf_ikss_c_from_ka | pf_ikss_a_to_ka | pf_ikss_b_to_ka | pf_ikss_c_to_ka | pf_skss_a_from_mw | pf_skss_b_from_mw | pf_skss_c_from_mw | pf_skss_a_to_mw | pf_skss_b_to_mw | pf_skss_c_to_mw | pf_p_a_from_mw | pf_p_b_from_mw | pf_p_c_from_mw | pf_p_a_to_mw | pf_p_b_to_mw | pf_p_c_to_mw | pf_q_a_from_mvar | pf_q_b_from_mvar | pf_q_c_from_mvar | pf_q_a_to_mvar | pf_q_b_to_mvar | pf_q_c_to_mvar | pf_ikss_a_from_degree | pf_ikss_b_from_degree | pf_ikss_c_from_degree | pf_ikss_a_to_degree | pf_ikss_b_to_degree | pf_ikss_c_to_degree | pf_vm_a_from_pu | pf_vm_b_from_pu | pf_vm_c_from_pu | pf_vm_a_to_pu | pf_vm_b_to_pu | pf_vm_c_to_pu | pf_va_a_from_degree | pf_va_b_from_degree | pf_va_c_from_degree | pf_va_a_to_degree | pf_va_b_to_degree | pf_va_c_to_degree
Line0_1_2 | 0.11463 | 0.27519 | 0.28453 | 0.11463 | 0.27519 | 0.28453 | 0.026472 | 0.063554 | 0.065709 | 0.026472 | 0.063554 | 0.065709 | -0.0066939 | -0.046088 | 0.0059101 | 0.0068253 | 0.046846 | -0.0051006 | -0.029718 | -0.039963 | -0.055537 | 0.029981 | 0.041477 | 0.057156 | 103.446 | 6.2376 | -150.2036 | -76.554 | -173.7624 | 29.7964 | 1.1507 | 0.95984 | 0.84998 | 1.1615 | 0.98451 | 0.8733 | 0.75217 | -132.8341 | 125.8708 | 0.62092 | -132.2405 | 124.8959
Line10_11_12 | 0.10124 | 0.2447 | 0.25706 | 0.10124 | 0.2447 | 0.25706 | 0.023381 | 0.056511 | 0.059366 | 0.023381 | 0.056511 | 0.059366 | -0.0054388 | -0.042821 | 0.0034932 | 0.0055413 | 0.04342 | -0.0028324 | -0.026801 | -0.037176 | -0.052873 | 0.027006 | 0.038373 | 0.054194 | 101.9695 | 7.2836 | -149.6046 | -78.0305 | -172.7164 | 30.3954 | 1.1696 | 1.0035 | 0.89256 | 1.1791 | 1.0254 | 0.91413 | 0.49798 | -131.7529 | 124.1753 | 0.37394 | -131.2468 | 123.3871
Line11_12_13 | 0.10124 | 0.2447 | 0.25706 | 0.10124 | 0.2447 | 0.25706 | 0.023381 | 0.056511 | 0.059366 | 0.023381 | 0.056511 | 0.059366 | -0.0055413 | -0.04342 | 0.0028324 | 0.0056438 | 0.044018 | -0.0021715 | -0.027006 | -0.038373 | -0.054194 | 0.027211 | 0.039571 | 0.055516 | 101.9695 | 7.2836 | -149.6046 | -78.0305 | -172.7164 | 30.3954 | 1.1791 | 1.0254 | 0.91413 | 1.1886 | 1.0474 | 0.93586 | 0.37394 | -131.2468 | 123.3871 | 0.25188 | -130.762 | 122.6354
Line12_13_15 | 0 | 0 | 0 | 0 | 0 | 0 | 0 | 0 | 0 | 0 | 0 | 0 | 1.1583e-09 | -3.8309e-10 | -1.6777e-09 | -1.1583e-09 | 3.8309e-10 | 1.6777e-09 | -6.3225e-11 | 2.3665e-09 | -5.2068e-10 | 6.3225e-11 | -2.3665e-09 | 5.2068e-10 | 0 | 0 | 0 | 0 | 0 | 0 | 1.1886 | 1.0474 | 0.93586 | 1.1886 | 1.0474 | 0.93586 | 0.25188 | -130.762 | 122.6354 | 0.25188 | -130.762 | 122.6354
Line13_13_14 | 0.10124 | 0.2447 | 0.25706 | 0.10124 | 0.2447 | 0.25706 | 0.023381 | 0.056511 | 0.059366 | 0.023381 | 0.056511 | 0.059366 | -0.0056438 | -0.044018 | 0.0021715 | 0.0057463 | 0.044617 | -0.0015107 | -0.027211 | -0.039571 | -0.055516 | 0.027416 | 0.040768 | 0.056837 | 101.9695 | 7.2836 | -149.6046 | -78.0305 | -172.7164 | 30.3954 | 1.1886 | 1.0474 | 0.93586 | 1.1981 | 1.0695 | 0.95775 | 0.25188 | -130.762 | 122.6354 | 0.13175 | -130.2972 | 121.918
Line14_15_16 | 0 | 0 | 0 | 0 | 0 | 0 | 0 | 0 | 0 | 0 | 0 | 0 | 7.722e-10 | -2.5539e-10 | -1.1185e-09 | -7.722e-10 | 2.5539e-10 | 1.1185e-09 | -4.215e-11 | 1.5777e-09 | -3.4712e-10 | 4.215e-11 | -1.5777e-09 | 3.4712e-10 | 0 | 0 | 0 | 0 | 0 | 0 | 1.1886 | 1.0474 | 0.93586 | 1.1886 | 1.0474 | 0.93586 | 0.25188 | -130.762 | 122.6354 | 0.25188 | -130.762 | 122.6354
Line15_16_17 | 0 | 0 | 0 | 0 | 0 | 0 | 0 | 0 | 0 | 0 | 0 | 0 | 3.861e-10 | -1.277e-10 | -5.5925e-10 | -3.861e-10 | 1.277e-10 | 5.5925e-10 | -2.1075e-11 | 7.8885e-10 | -1.7356e-10 | 2.1075e-11 | -7.8885e-10 | 1.7356e-10 | 0 | 0 | 0 | 0 | 0 | 0 | 1.1886 | 1.0474 | 0.93586 | 1.1886 | 1.0474 | 0.93586 | 0.25188 | -130.762 | 122.6354 | 0.25188 | -130.762 | 122.6354
Line16_4_18 | 0 | 3.8917 | 3.8917 | 0 | 3.8917 | 3.8917 | 0 | 0.89876 | 0.89876 | 0 | 0.89876 | 0.89876 | 2.877e-10 | 0.64773 | -0.34482 | -2.877e-10 | -0.49627 | 0.49627 | -7.3698e-11 | 0.13326 | 0.47256 | 7.3699e-11 | 0.16965 | -0.16965 | 0 | -160.2299 | 19.7701 | 0 | 19.7701 | -160.2299 | 1.1671 | 0.73579 | 0.65089 | 1.1671 | 0.58355 | 0.58355 | 0.89707 | -148.6042 | 145.8872 | 0.89707 | -179.1029 | -179.1029
Line17_5_19 | 0.12286 | 0.29332 | 0.30052 | 0.12286 | 0.29332 | 0.30052 | 0.028373 | 0.067739 | 0.069403 | 0.028373 | 0.067739 | 0.069403 | -0.0077739 | -0.049525 | 0.0056797 | 0.0079248 | 0.050385 | -0.0047765 | -0.032049 | -0.044839 | -0.060429 | 0.032351 | 0.04656 | 0.062235 | 104.2542 | 5.624 | -150.5362 | -75.7458 | -174.376 | 29.4638 | 1.1623 | 0.98625 | 0.87453 | 1.1739 | 1.0128 | 0.89936 | 0.61963 | -132.2189 | 124.8332 | 0.48972 | -131.6358 | 123.8526
Line1_1_3 | 0.10124 | 0.2447 | 0.25706 | 0.10124 | 0.2447 | 0.25706 | 0.023381 | 0.056511 | 0.059366 | 0.023381 | 0.056511 | 0.059366 | -0.0052338 | -0.041623 | 0.0048148 | 0.0053363 | 0.042222 | -0.004154 | -0.026391 | -0.034781 | -0.050229 | 0.026596 | 0.035978 | 0.051551 | 101.9695 | 7.2836 | -149.6046 | -78.0305 | -172.7164 | 30.3954 | 1.1507 | 0.95984 | 0.84998 | 1.1602 | 0.98161 | 0.87117 | 0.75217 | -132.8341 | 125.8708 | 0.62404 | -132.2815 | 125.0023
Line2_1_4 | 0.17176 | 3.3205 | 3.37 | 0.17176 | 3.3205 | 3.37 | 0.039666 | 0.76684 | 0.77828 | 0.039666 | 0.76684 | 0.77828 | -0.027334 | 0.66722 | -0.18783 | 0.027629 | -0.55696 | 0.30141 | -0.036555 | 0.31076 | 0.63429 | 0.037145 | -0.090245 | -0.40714 | 127.5402 | -157.8079 | 19.3749 | -52.4598 | 22.1921 | -160.6251 | 1.1507 | 0.95984 | 0.84998 | 1.1671 | 0.73579 | 0.65089 | 0.75217 | -132.8341 | 125.8708 | 0.89707 | -148.6042 | 145.8872
Line3_1_5 | 0.12286 | 0.29332 | 0.30052 | 0.12286 | 0.29332 | 0.30052 | 0.028373 | 0.067739 | 0.069403 | 0.028373 | 0.067739 | 0.069403 | -0.007623 | -0.048665 | 0.0065828 | 0.0077739 | 0.049525 | -0.0056797 | -0.031747 | -0.043118 | -0.058623 | 0.032049 | 0.044839 | 0.060429 | 104.2542 | 5.624 | -150.5362 | -75.7458 | -174.376 | 29.4638 | 1.1507 | 0.95984 | 0.84998 | 1.1623 | 0.98625 | 0.87453 | 0.75217 | -132.8341 | 125.8708 | 0.61963 | -132.2189 | 124.8332
Line4_2_6 | 0.11463 | 0.27519 | 0.28453 | 0.11463 | 0.27519 | 0.28453 | 0.026472 | 0.063554 | 0.065709 | 0.026472 | 0.063554 | 0.065709 | -0.0068253 | -0.046846 | 0.0051006 | 0.0069567 | 0.047603 | -0.004291 | -0.029981 | -0.041477 | -0.057156 | 0.030243 | 0.042992 | 0.058775 | 103.446 | 6.2376 | -150.2036 | -76.554 | -173.7624 | 29.7964 | 1.1615 | 0.98451 | 0.8733 | 1.1723 | 1.0093 | 0.89687 | 0.62092 | -132.2405 | 124.8959 | 0.49207 | -131.676 | 123.972
Line5_6_7 | 0.11463 | 0.27519 | 0.28453 | 0.11463 | 0.27519 | 0.28453 | 0.026472 | 0.063554 | 0.065709 | 0.026472 | 0.063554 | 0.065709 | -0.0069567 | -0.047603 | 0.004291 | 0.0070881 | 0.04836 | -0.0034815 | -0.030243 | -0.042992 | -0.058775 | 0.030506 | 0.044507 | 0.060394 | 103.446 | 6.2376 | -150.2036 | -76.554 | -173.7624 | 29.7964 | 1.1723 | 1.0093 | 0.89687 | 1.1831 | 1.0341 | 0.92065 | 0.49207 | -131.676 | 123.972 | 0.36558 | -131.1385 | 123.0956
Line6_7_8 | 0 | 0 | 0 | 0 | 0 | 0 | 0 | 0 | 0 | 0 | 0 | 0 | 1.0814e-09 | -5.1347e-10 | -1.8e-09 | -1.0814e-09 | 5.1347e-10 | 1.8e-09 | -9.1339e-11 | 2.4173e-09 | -6.0158e-10 | 9.1339e-11 | -2.4173e-09 | 6.0158e-10 | 0 | 0 | 0 | 0 | 0 | 0 | 1.1831 | 1.0341 | 0.92065 | 1.1831 | 1.0341 | 0.92065 | 0.36558 | -131.1385 | 123.0956 | 0.36558 | -131.1385 | 123.0956
Line7_8_9 | 0 | 0 | 0 | 0 | 0 | 0 | 0 | 0 | 0 | 0 | 0 | 0 | 3.6048e-10 | -1.7116e-10 | -6.0001e-10 | -3.6048e-10 | 1.7116e-10 | 6.0001e-10 | -3.0446e-11 | 8.0577e-10 | -2.0053e-10 | 3.0446e-11 | -8.0577e-10 | 2.0053e-10 | 0 | 0 | 0 | 0 | 0 | 0 | 1.1831 | 1.0341 | 0.92065 | 1.1831 | 1.0341 | 0.92065 | 0.36558 | -131.1385 | 123.0956 | 0.36558 | -131.1385 | 123.0956
Line8_8_10 | 0 | 0 | 0 | 0 | 0 | 0 | 0 | 0 | 0 | 0 | 0 | 0 | 3.6048e-10 | -1.7116e-10 | -6.0001e-10 | -3.6048e-10 | 1.7116e-10 | 6.0001e-10 | -3.0446e-11 | 8.0577e-10 | -2.0053e-10 | 3.0446e-11 | -8.0577e-10 | 2.0053e-10 | 0 | 0 | 0 | 0 | 0 | 0 | 1.1831 | 1.0341 | 0.92065 | 1.1831 | 1.0341 | 0.92065 | 0.36558 | -131.1385 | 123.0956 | 0.36558 | -131.1385 | 123.0956
Line9_3_11 | 0.10124 | 0.2447 | 0.25706 | 0.10124 | 0.2447 | 0.25706 | 0.023381 | 0.056511 | 0.059366 | 0.023381 | 0.056511 | 0.059366 | -0.0053363 | -0.042222 | 0.004154 | 0.0054388 | 0.042821 | -0.0034932 | -0.026596 | -0.035978 | -0.051551 | 0.026801 | 0.037176 | 0.052873 | 101.9695 | 7.2836 | -149.6046 | -78.0305 | -172.7164 | 30.3954 | 1.1602 | 0.98161 | 0.87117 | 1.1696 | 1.0035 | 0.89256 | 0.62404 | -132.2815 | 125.0023 | 0.49798 | -131.7529 | 124.1753

## LL_max_fault_6
name | pf_ikss_a_from_ka | pf_ikss_b_from_ka | pf_ikss_c_from_ka | pf_ikss_a_to_ka | pf_ikss_b_to_ka | pf_ikss_c_to_ka | pf_skss_a_from_mw | pf_skss_b_from_mw | pf_skss_c_from_mw | pf_skss_a_to_mw | pf_skss_b_to_mw | pf_skss_c_to_mw | pf_p_a_from_mw | pf_p_b_from_mw | pf_p_c_from_mw | pf_p_a_to_mw | pf_p_b_to_mw | pf_p_c_to_mw | pf_q_a_from_mvar | pf_q_b_from_mvar | pf_q_c_from_mvar | pf_q_a_to_mvar | pf_q_b_to_mvar | pf_q_c_to_mvar | pf_ikss_a_from_degree | pf_ikss_b_from_degree | pf_ikss_c_from_degree | pf_ikss_a_to_degree | pf_ikss_b_to_degree | pf_ikss_c_to_degree | pf_vm_a_from_pu | pf_vm_b_from_pu | pf_vm_c_from_pu | pf_vm_a_to_pu | pf_vm_b_to_pu | pf_vm_c_to_pu | pf_va_a_from_degree | pf_va_b_from_degree | pf_va_c_from_degree | pf_va_a_to_degree | pf_va_b_to_degree | pf_va_c_to_degree
Line0_1_2 | 0.11279 | 0.11365 | 0.11548 | 0.11279 | 0.11365 | 0.11548 | 0.026047 | 0.026245 | 0.026669 | 0.026047 | 0.026245 | 0.026669 | -0.0016388 | -0.0024304 | -0.0018469 | 0.001766 | 0.0025596 | 0.0019803 | -0.028504 | -0.028626 | -0.029051 | 0.028759 | 0.028884 | 0.029317 | 93.4017 | -25.2715 | -146.3008 | -86.5983 | 154.7285 | 33.6992 | 1.0961 | 1.0946 | 1.0915 | 1.1062 | 1.1049 | 1.1018 | 0.11112 | -120.1244 | 120.0614 | -0.11239 | -120.3355 | 119.8349
Line10_11_12 | 0.10058 | 0.10125 | 0.10299 | 0.10058 | 0.10125 | 0.10299 | 0.023228 | 0.023384 | 0.023785 | 0.023228 | 0.023384 | 0.023785 | -0.0015555 | -0.0022786 | -0.0017771 | 0.0016566 | 0.0023811 | 0.0018831 | -0.02583 | -0.025923 | -0.026338 | 0.026032 | 0.026128 | 0.02655 | 93.1576 | -25.4779 | -146.4827 | -86.8424 | 154.5221 | 33.5173 | 1.114 | 1.1129 | 1.1099 | 1.123 | 1.122 | 1.1191 | -0.28863 | -120.5012 | 119.6573 | -0.48372 | -120.685 | 119.4602
Line11_12_13 | 0.10058 | 0.10125 | 0.10299 | 0.10058 | 0.10125 | 0.10299 | 0.023228 | 0.023384 | 0.023785 | 0.023228 | 0.023384 | 0.023785 | -0.0016566 | -0.0023811 | -0.0018831 | 0.0017578 | 0.0024836 | 0.0019892 | -0.026032 | -0.026128 | -0.02655 | 0.026234 | 0.026333 | 0.026763 | 93.1576 | -25.4779 | -146.4827 | -86.8424 | 154.5221 | 33.5173 | 1.123 | 1.122 | 1.1191 | 1.132 | 1.1311 | 1.1283 | -0.48372 | -120.685 | 119.4602 | -0.67572 | -120.8659 | 119.2664
Line12_13_15 | 0 | 0 | 0 | 0 | 0 | 0 | 0 | 0 | 0 | 0 | 0 | 0 | 1.0214e-09 | 1.0107e-09 | 9.7264e-10 | -1.0214e-09 | -1.0107e-09 | -9.7264e-10 | 1.5419e-10 | 1.9743e-10 | 1.6686e-10 | -1.5419e-10 | -1.9743e-10 | -1.6686e-10 | 0 | 0 | 0 | 0 | 0 | 0 | 1.132 | 1.1311 | 1.1283 | 1.132 | 1.1311 | 1.1283 | -0.67572 | -120.8659 | 119.2664 | -0.67572 | -120.8659 | 119.2664
Line13_13_14 | 0.10058 | 0.10125 | 0.10299 | 0.10058 | 0.10125 | 0.10299 | 0.023228 | 0.023384 | 0.023785 | 0.023228 | 0.023384 | 0.023785 | -0.0017578 | -0.0024836 | -0.0019892 | 0.001859 | 0.0025862 | 0.0020953 | -0.026234 | -0.026333 | -0.026763 | 0.026437 | 0.026538 | 0.026975 | 93.1576 | -25.4779 | -146.4827 | -86.8424 | 154.5221 | 33.5173 | 1.132 | 1.1311 | 1.1283 | 1.1409 | 1.1403 | 1.1375 | -0.67572 | -120.8659 | 119.2664 | -0.8647 | -121.0438 | 119.0757
Line14_15_16 | 0 | 0 | 0 | 0 | 0 | 0 | 0 | 0 | 0 | 0 | 0 | 0 | 6.8094e-10 | 6.7382e-10 | 6.4843e-10 | -6.8094e-10 | -6.7382e-10 | -6.4843e-10 | 1.0279e-10 | 1.3162e-10 | 1.1124e-10 | -1.0279e-10 | -1.3162e-10 | -1.1124e-10 | 0 | 0 | 0 | 0 | 0 | 0 | 1.132 | 1.1311 | 1.1283 | 1.132 | 1.1311 | 1.1283 | -0.67572 | -120.8659 | 119.2664 | -0.67572 | -120.8659 | 119.2664
Line15_16_17 | 0 | 0 | 0 | 0 | 0 | 0 | 0 | 0 | 0 | 0 | 0 | 0 | 3.4047e-10 | 3.3691e-10 | 3.2421e-10 | -3.4047e-10 | -3.3691e-10 | -3.2421e-10 | 5.1395e-11 | 6.581e-11 | 5.5619e-11 | -5.1395e-11 | -6.581e-11 | -5.5619e-11 | 0 | 0 | 0 | 0 | 0 | 0 | 1.132 | 1.1311 | 1.1283 | 1.132 | 1.1311 | 1.1283 | -0.67572 | -120.8659 | 119.2664 | -0.67572 | -120.8659 | 119.2664
Line16_4_18 | 0 | 0.061767 | 0.061767 | 0 | 0.061767 | 0.061767 | 0 | 0.014265 | 0.014265 | 0 | 0.014265 | 0.014265 | 2.3711e-10 | 0.015206 | 0.0039464 | -2.3711e-10 | -0.015168 | -0.0039082 | -1.1447e-12 | 0.004065 | 0.015164 | 1.1446e-12 | -0.0039887 | -0.015087 | 0 | -135.3973 | 44.6027 | 0 | 44.6027 | -135.3973 | 1.1083 | 1.1034 | 1.0984 | 1.1083 | 1.0995 | 1.0926 | 0.015368 | -120.4303 | 120.015 | 0.015368 | -120.6636 | 120.08
Line17_5_19 | 0.12007 | 0.12104 | 0.12292 | 0.12007 | 0.12104 | 0.12292 | 0.027729 | 0.027953 | 0.028388 | 0.027729 | 0.027953 | 0.028388 | -0.0019664 | -0.0028005 | -0.0021768 | 0.0021106 | 0.002947 | 0.0023279 | -0.030628 | -0.030776 | -0.031221 | 0.030916 | 0.031069 | 0.031523 | 93.5482 | -25.1486 | -146.1902 | -86.4518 | 154.8514 | 33.8098 | 1.1068 | 1.1055 | 1.1025 | 1.1176 | 1.1165 | 1.1135 | -0.12526 | -120.3478 | 119.8215 | -0.35711 | -120.567 | 119.5864
Line1_1_3 | 0.10058 | 0.10125 | 0.10299 | 0.10058 | 0.10125 | 0.10299 | 0.023228 | 0.023384 | 0.023785 | 0.023228 | 0.023384 | 0.023785 | -0.0013532 | -0.0020735 | -0.0015649 | 0.0014543 | 0.0021761 | 0.001671 | -0.025425 | -0.025513 | -0.025914 | 0.025627 | 0.025718 | 0.026126 | 93.1576 | -25.4779 | -146.4828 | -86.8424 | 154.5221 | 33.5172 | 1.0961 | 1.0946 | 1.0915 | 1.1051 | 1.1037 | 1.1007 | 0.11112 | -120.1244 | 120.0614 | -0.090371 | -120.3143 | 119.8577
Line2_1_4 | 0.12756 | 0.1092 | 0.072396 | 0.12756 | 0.1092 | 0.072396 | 0.029458 | 0.025218 | 0.016719 | 0.029458 | 0.025218 | 0.016719 | -0.0099459 | 0.0035112 | -0.0060211 | 0.010109 | -0.003392 | 0.0060735 | -0.03072 | -0.02738 | -0.017227 | 0.031046 | 0.027618 | 0.017332 | 108.051 | -37.4321 | -130.6731 | -71.949 | 142.5679 | 49.3269 | 1.0961 | 1.0946 | 1.0915 | 1.1083 | 1.1034 | 1.0984 | 0.11112 | -120.1244 | 120.0614 | 0.015368 | -120.4303 | 120.015
Line3_1_5 | 0.12007 | 0.12104 | 0.12292 | 0.12007 | 0.12104 | 0.12292 | 0.027729 | 0.027953 | 0.028388 | 0.027729 | 0.027953 | 0.028388 | -0.0018222 | -0.002654 | -0.0020257 | 0.0019664 | 0.0028005 | 0.0021768 | -0.03034 | -0.030483 | -0.030919 | 0.030628 | 0.030776 | 0.031221 | 93.5482 | -25.1486 | -146.1902 | -86.4518 | 154.8514 | 33.8098 | 1.0961 | 1.0946 | 1.0915 | 1.1068 | 1.1055 | 1.1025 | 0.11112 | -120.1244 | 120.0614 | -0.12526 | -120.3478 | 119.8215
Line4_2_6 | 0.11279 | 0.11365 | 0.11548 | 0.11279 | 0.11365 | 0.11548 | 0.026047 | 0.026245 | 0.026669 | 0.026047 | 0.026245 | 0.026669 | -0.001766 | -0.0025596 | -0.0019803 | 0.0018933 | 0.0026887 | 0.0021137 | -0.028759 | -0.028884 | -0.029317 | 0.029013 | 0.029143 | 0.029584 | 93.4017 | -25.2715 | -146.3008 | -86.5983 | 154.7285 | 33.6992 | 1.1062 | 1.1049 | 1.1018 | 1.1162 | 1.1151 | 1.1121 | -0.11239 | -120.3355 | 119.8349 | -0.33188 | -120.5427 | 119.6126
Line5_6_7 | 0.11279 | 0.11365 | 0.11548 | 0.11279 | 0.11365 | 0.11548 | 0.026047 | 0.026245 | 0.026669 | 0.026047 | 0.026245 | 0.026669 | -0.0018933 | -0.0026887 | -0.0021137 | 0.0020205 | 0.0028179 | 0.002247 | -0.029013 | -0.029143 | -0.029584 | 0.029267 | 0.029401 | 0.029851 | 93.4017 | -25.2715 | -146.3008 | -86.5983 | 154.7285 | 33.6992 | 1.1162 | 1.1151 | 1.1121 | 1.1263 | 1.1254 | 1.1225 | -0.33188 | -120.5427 | 119.6126 | -0.54744 | -120.7461 | 119.3944
Line6_7_8 | 0 | 0 | 0 | 0 | 0 | 0 | 0 | 0 | 0 | 0 | 0 | 0 | 9.4594e-10 | 9.3416e-10 | 8.9534e-10 | -9.4594e-10 | -9.3416e-10 | -8.9534e-10 | 1.2429e-10 | 1.6926e-10 | 1.3704e-10 | -1.2429e-10 | -1.6926e-10 | -1.3704e-10 | 0 | 0 | 0 | 0 | 0 | 0 | 1.1263 | 1.1254 | 1.1225 | 1.1263 | 1.1254 | 1.1225 | -0.54744 | -120.7461 | 119.3944 | -0.54744 | -120.7461 | 119.3944
Line7_8_9 | 0 | 0 | 0 | 0 | 0 | 0 | 0 | 0 | 0 | 0 | 0 | 0 | 3.1531e-10 | 3.1139e-10 | 2.9845e-10 | -3.1531e-10 | -3.1139e-10 | -2.9845e-10 | 4.1431e-11 | 5.642e-11 | 4.5678e-11 | -4.1431e-11 | -5.642e-11 | -4.5679e-11 | 0 | 0 | 0 | 0 | 0 | 0 | 1.1263 | 1.1254 | 1.1225 | 1.1263 | 1.1254 | 1.1225 | -0.54744 | -120.7461 | 119.3944 | -0.54744 | -120.7461 | 119.3944
Line8_8_10 | 0 | 0 | 0 | 0 | 0 | 0 | 0 | 0 | 0 | 0 | 0 | 0 | 3.1531e-10 | 3.1139e-10 | 2.9845e-10 | -3.1531e-10 | -3.1139e-10 | -2.9845e-10 | 4.1431e-11 | 5.642e-11 | 4.5678e-11 | -4.1431e-11 | -5.642e-11 | -4.5679e-11 | 0 | 0 | 0 | 0 | 0 | 0 | 1.1263 | 1.1254 | 1.1225 | 1.1263 | 1.1254 | 1.1225 | -0.54744 | -120.7461 | 119.3944 | -0.54744 | -120.7461 | 119.3944
Line9_3_11 | 0.10058 | 0.10125 | 0.10299 | 0.10058 | 0.10125 | 0.10299 | 0.023228 | 0.023384 | 0.023785 | 0.023228 | 0.023384 | 0.023785 | -0.0014543 | -0.0021761 | -0.001671 | 0.0015555 | 0.0022786 | 0.0017771 | -0.025627 | -0.025718 | -0.026126 | 0.02583 | 0.025923 | 0.026338 | 93.1576 | -25.4779 | -146.4828 | -86.8424 | 154.5221 | 33.5172 | 1.1051 | 1.1037 | 1.1007 | 1.114 | 1.1129 | 1.1099 | -0.090371 | -120.3143 | 119.8577 | -0.28863 | -120.5012 | 119.6573

## LL_max_fault_10
name | pf_ikss_a_from_ka | pf_ikss_b_from_ka | pf_ikss_c_from_ka | pf_ikss_a_to_ka | pf_ikss_b_to_ka | pf_ikss_c_to_ka | pf_skss_a_from_mw | pf_skss_b_from_mw | pf_skss_c_from_mw | pf_skss_a_to_mw | pf_skss_b_to_mw | pf_skss_c_to_mw | pf_p_a_from_mw | pf_p_b_from_mw | pf_p_c_from_mw | pf_p_a_to_mw | pf_p_b_to_mw | pf_p_c_to_mw | pf_q_a_from_mvar | pf_q_b_from_mvar | pf_q_c_from_mvar | pf_q_a_to_mvar | pf_q_b_to_mvar | pf_q_c_to_mvar | pf_ikss_a_from_degree | pf_ikss_b_from_degree | pf_ikss_c_from_degree | pf_ikss_a_to_degree | pf_ikss_b_to_degree | pf_ikss_c_to_degree | pf_vm_a_from_pu | pf_vm_b_from_pu | pf_vm_c_from_pu | pf_vm_a_to_pu | pf_vm_b_to_pu | pf_vm_c_to_pu | pf_va_a_from_degree | pf_va_b_from_degree | pf_va_c_from_degree | pf_va_a_to_degree | pf_va_b_to_degree | pf_va_c_to_degree
Line0_1_2 | 0.11355 | 0.11447 | 0.1164 | 0.11355 | 0.11447 | 0.1164 | 0.026223 | 0.026435 | 0.026881 | 0.026223 | 0.026435 | 0.026881 | -0.0017586 | -0.0026335 | -0.0019858 | 0.0018876 | 0.0027645 | 0.0021213 | -0.030068 | -0.030206 | -0.030674 | 0.030326 | 0.030468 | 0.030945 | 93.4572 | -25.1541 | -146.2378 | -86.5428 | 154.8459 | 33.7622 | 1.1486 | 1.147 | 1.1435 | 1.1587 | 1.1573 | 1.1539 | 0.10988 | -120.1369 | 120.058 | -0.10444 | -120.3387 | 119.8406
Line10_11_12 | 0.10167 | 0.1024 | 0.10423 | 0.10167 | 0.1024 | 0.10423 | 0.02348 | 0.023649 | 0.024072 | 0.02348 | 0.023649 | 0.024072 | -0.0016683 | -0.0024704 | -0.0019105 | 0.0017716 | 0.0025753 | 0.0020192 | -0.027343 | -0.02745 | -0.027908 | 0.02755 | 0.027659 | 0.028126 | 93.2163 | -25.356 | -146.4153 | -86.7837 | 154.644 | 33.5847 | 1.1667 | 1.1654 | 1.1621 | 1.1758 | 1.1746 | 1.1714 | -0.27504 | -120.4987 | 119.6685 | -0.46305 | -120.6753 | 119.4784
Line11_12_13 | 0.10167 | 0.1024 | 0.10423 | 0.10167 | 0.1024 | 0.10423 | 0.02348 | 0.023649 | 0.024072 | 0.02348 | 0.023649 | 0.024072 | -0.0017716 | -0.0025753 | -0.0020192 | 0.001875 | 0.0026802 | 0.0021278 | -0.02755 | -0.027659 | -0.028126 | 0.027757 | 0.027869 | 0.028343 | 93.2163 | -25.356 | -146.4153 | -86.7837 | 154.644 | 33.5847 | 1.1758 | 1.1746 | 1.1714 | 1.1848 | 1.1839 | 1.1808 | -0.46305 | -120.6753 | 119.4784 | -0.64819 | -120.8492 | 119.2913
Line12_13_15 | 0 | 0 | 0 | 0 | 0 | 0 | 0 | 0 | 0 | 0 | 0 | 0 | 1.1065e-09 | 1.0938e-09 | 1.0499e-09 | -1.1065e-09 | -1.0938e-09 | -1.0499e-09 | 1.6218e-10 | 2.1231e-10 | 1.767e-10 | -1.6218e-10 | -2.1231e-10 | -1.767e-10 | 0 | 0 | 0 | 0 | 0 | 0 | 1.1848 | 1.1839 | 1.1808 | 1.1848 | 1.1839 | 1.1808 | -0.64819 | -120.8492 | 119.2913 | -0.64819 | -120.8492 | 119.2913
Line13_13_14 | 0.10167 | 0.1024 | 0.10423 | 0.10167 | 0.1024 | 0.10423 | 0.02348 | 0.023649 | 0.024072 | 0.02348 | 0.023649 | 0.024072 | -0.001875 | -0.0026802 | -0.0021278 | 0.0019784 | 0.002785 | 0.0022365 | -0.027757 | -0.027869 | -0.028343 | 0.027964 | 0.028079 | 0.02856 | 93.2163 | -25.356 | -146.4153 | -86.7837 | 154.644 | 33.5847 | 1.1848 | 1.1839 | 1.1808 | 1.1939 | 1.1931 | 1.1901 | -0.64819 | -120.8492 | 119.2913 | -0.83051 | -121.0204 | 119.1072
Line14_15_16 | 0 | 0 | 0 | 0 | 0 | 0 | 0 | 0 | 0 | 0 | 0 | 0 | 7.3765e-10 | 7.2923e-10 | 6.9993e-10 | -7.3765e-10 | -7.2923e-10 | -6.9993e-10 | 1.0812e-10 | 1.4154e-10 | 1.178e-10 | -1.0812e-10 | -1.4154e-10 | -1.178e-10 | 0 | 0 | 0 | 0 | 0 | 0 | 1.1848 | 1.1839 | 1.1808 | 1.1848 | 1.1839 | 1.1808 | -0.64819 | -120.8492 | 119.2913 | -0.64819 | -120.8492 | 119.2913
Line15_16_17 | 0 | 0 | 0 | 0 | 0 | 0 | 0 | 0 | 0 | 0 | 0 | 0 | 3.6882e-10 | 3.6461e-10 | 3.4997e-10 | -3.6882e-10 | -3.6461e-10 | -3.4997e-10 | 5.4061e-11 | 7.0769e-11 | 5.8901e-11 | -5.4061e-11 | -7.077e-11 | -5.8901e-11 | 0 | 0 | 0 | 0 | 0 | 0 | 1.1848 | 1.1839 | 1.1808 | 1.1848 | 1.1839 | 1.1808 | -0.64819 | -120.8492 | 119.2913 | -0.64819 | -120.8492 | 119.2913
Line16_4_18 | 0 | 0.064679 | 0.064679 | 0 | 0.064679 | 0.064679 | 0 | 0.014937 | 0.014937 | 0 | 0.014937 | 0.014937 | 2.5889e-10 | 0.016676 | 0.004325 | -2.5889e-10 | -0.016634 | -0.0042832 | -1.2832e-12 | 0.0044571 | 0.016627 | 1.2832e-12 | -0.0043734 | -0.016544 | 0 | -135.4059 | 44.5941 | 0 | 44.5941 | -135.4059 | 1.1608 | 1.1556 | 1.1502 | 1.1608 | 1.1514 | 1.1441 | 0.015702 | -120.4416 | 120.0136 | 0.015702 | -120.6749 | 120.0787
Line17_5_19 | 0.12059 | 0.12162 | 0.1236 | 0.12059 | 0.12162 | 0.1236 | 0.027848 | 0.028088 | 0.028544 | 0.027848 | 0.028088 | 0.028544 | -0.0020931 | -0.0030129 | -0.0023224 | 0.0022385 | 0.0031608 | 0.0024751 | -0.032218 | -0.032384 | -0.032873 | 0.032509 | 0.032679 | 0.033178 | 93.6008 | -25.0347 | -146.1306 | -86.3992 | 154.9653 | 33.8694 | 1.1594 | 1.1579 | 1.1545 | 1.1701 | 1.1689 | 1.1656 | -0.11627 | -120.3501 | 119.8283 | -0.33826 | -120.5593 | 119.6029
Line1_1_3 | 0.10167 | 0.1024 | 0.10423 | 0.10167 | 0.1024 | 0.10423 | 0.02348 | 0.023649 | 0.024072 | 0.02348 | 0.023649 | 0.024072 | -0.0014615 | -0.0022607 | -0.0016932 | 0.0015649 | 0.0023656 | 0.0018019 | -0.02693 | -0.02703 | -0.027474 | 0.027137 | 0.02724 | 0.027691 | 93.2163 | -25.356 | -146.4153 | -86.7837 | 154.644 | 33.5847 | 1.1486 | 1.147 | 1.1435 | 1.1576 | 1.1562 | 1.1528 | 0.10988 | -120.1369 | 120.058 | -0.084083 | -120.3192 | 119.8617
Line2_1_4 | 0.12777 | 0.1093 | 0.069857 | 0.12777 | 0.1093 | 0.069857 | 0.029508 | 0.025241 | 0.016133 | 0.029508 | 0.025241 | 0.016133 | -0.0103 | 0.0044977 | -0.0060028 | 0.010464 | -0.0043783 | 0.0060516 | -0.032289 | -0.028599 | -0.017444 | 0.032616 | 0.028838 | 0.017541 | 107.8028 | -39.0744 | -130.9525 | -72.1972 | 140.9256 | 49.0475 | 1.1486 | 1.147 | 1.1435 | 1.1608 | 1.1556 | 1.1502 | 0.10988 | -120.1369 | 120.058 | 0.015702 | -120.4416 | 120.0136
Line3_1_5 | 0.12059 | 0.12162 | 0.1236 | 0.12059 | 0.12162 | 0.1236 | 0.027848 | 0.028088 | 0.028544 | 0.027848 | 0.028088 | 0.028544 | -0.0019477 | -0.002865 | -0.0021696 | 0.0020931 | 0.0030129 | 0.0023224 | -0.031927 | -0.032088 | -0.032567 | 0.032218 | 0.032384 | 0.032873 | 93.6008 | -25.0347 | -146.1306 | -86.3992 | 154.9653 | 33.8694 | 1.1486 | 1.147 | 1.1435 | 1.1594 | 1.1579 | 1.1545 | 0.10988 | -120.1369 | 120.058 | -0.11627 | -120.3501 | 119.8283
Line4_2_6 | 0.11355 | 0.11447 | 0.1164 | 0.11355 | 0.11447 | 0.1164 | 0.026223 | 0.026435 | 0.026881 | 0.026223 | 0.026435 | 0.026881 | -0.0018876 | -0.0027645 | -0.0021213 | 0.0020165 | 0.0028956 | 0.0022568 | -0.030326 | -0.030468 | -0.030945 | 0.030584 | 0.03073 | 0.031216 | 93.4572 | -25.1541 | -146.2378 | -86.5428 | 154.8459 | 33.7622 | 1.1587 | 1.1573 | 1.1539 | 1.1688 | 1.1676 | 1.1643 | -0.10444 | -120.3387 | 119.8406 | -0.31505 | -120.537 | 119.6271
Line5_6_7 | 0.11355 | 0.11447 | 0.1164 | 0.11355 | 0.11447 | 0.1164 | 0.026223 | 0.026435 | 0.026881 | 0.026223 | 0.026435 | 0.026881 | -0.0020165 | -0.0028956 | -0.0022568 | 0.0021454 | 0.0030266 | 0.0023923 | -0.030584 | -0.03073 | -0.031216 | 0.030842 | 0.030992 | 0.031487 | 93.4572 | -25.1541 | -146.2378 | -86.5428 | 154.8459 | 33.7622 | 1.1688 | 1.1676 | 1.1643 | 1.179 | 1.1779 | 1.1747 | -0.31505 | -120.537 | 119.6271 | -0.52204 | -120.7318 | 119.4173
Line6_7_8 | 0 | 0 | 0 | 0 | 0 | 0 | 0 | 0 | 0 | 0 | 0 | 0 | 1.0249e-09 | 1.011e-09 | 9.663e-10 | -1.0249e-09 | -1.011e-09 | -9.663e-10 | 1.2998e-10 | 1.8203e-10 | 1.4455e-10 | -1.2998e-10 | -1.8203e-10 | -1.4455e-10 | 0 | 0 | 0 | 0 | 0 | 0 | 1.179 | 1.1779 | 1.1747 | 1.179 | 1.1779 | 1.1747 | -0.52204 | -120.7318 | 119.4173 | -0.52204 | -120.7318 | 119.4173
Line7_8_9 | 0 | 0 | 0 | 0 | 0 | 0 | 0 | 0 | 0 | 0 | 0 | 0 | 3.4164e-10 | 3.3701e-10 | 3.221e-10 | -3.4164e-10 | -3.3701e-10 | -3.221e-10 | 4.3326e-11 | 6.0678e-11 | 4.8183e-11 | -4.3326e-11 | -6.0678e-11 | -4.8183e-11 | 0 | 0 | 0 | 0 | 0 | 0 | 1.179 | 1.1779 | 1.1747 | 1.179 | 1.1779 | 1.1747 | -0.52204 | -120.7318 | 119.4173 | -0.52204 | -120.7318 | 119.4173
Line8_8_10 | 0 | 0 | 0 | 0 | 0 | 0 | 0 | 0 | 0 | 0 | 0 | 0 | 3.4164e-10 | 3.3701e-10 | 3.221e-10 | -3.4164e-10 | -3.3701e-10 | -3.221e-10 | 4.3326e-11 | 6.0678e-11 | 4.8183e-11 | -4.3326e-11 | -6.0678e-11 | -4.8183e-11 | 0 | 0 | 0 | 0 | 0 | 0 | 1.179 | 1.1779 | 1.1747 | 1.179 | 1.1779 | 1.1747 | -0.52204 | -120.7318 | 119.4173 | -0.52204 | -120.7318 | 119.4173
Line9_3_11 | 0.10167 | 0.1024 | 0.10423 | 0.10167 | 0.1024 | 0.10423 | 0.02348 | 0.023649 | 0.024072 | 0.02348 | 0.023649 | 0.024072 | -0.0015649 | -0.0023656 | -0.0018019 | 0.0016683 | 0.0024704 | 0.0019105 | -0.027137 | -0.02724 | -0.027691 | 0.027343 | 0.02745 | 0.027908 | 93.2163 | -25.356 | -146.4153 | -86.7837 | 154.644 | 33.5847 | 1.1576 | 1.1562 | 1.1528 | 1.1667 | 1.1654 | 1.1621 | -0.084083 | -120.3192 | 119.8617 | -0.27504 | -120.4987 | 119.6685

## LL_min_6
name | pf_ikss_a_from_ka | pf_ikss_b_from_ka | pf_ikss_c_from_ka | pf_ikss_a_to_ka | pf_ikss_b_to_ka | pf_ikss_c_to_ka | pf_skss_a_from_mw | pf_skss_b_from_mw | pf_skss_c_from_mw | pf_skss_a_to_mw | pf_skss_b_to_mw | pf_skss_c_to_mw | pf_p_a_from_mw | pf_p_b_from_mw | pf_p_c_from_mw | pf_p_a_to_mw | pf_p_b_to_mw | pf_p_c_to_mw | pf_q_a_from_mvar | pf_q_b_from_mvar | pf_q_c_from_mvar | pf_q_a_to_mvar | pf_q_b_to_mvar | pf_q_c_to_mvar | pf_ikss_a_from_degree | pf_ikss_b_from_degree | pf_ikss_c_from_degree | pf_ikss_a_to_degree | pf_ikss_b_to_degree | pf_ikss_c_to_degree | pf_vm_a_from_pu | pf_vm_b_from_pu | pf_vm_c_from_pu | pf_vm_a_to_pu | pf_vm_b_to_pu | pf_vm_c_to_pu | pf_va_a_from_degree | pf_va_b_from_degree | pf_va_c_from_degree | pf_va_a_to_degree | pf_va_b_to_degree | pf_va_c_to_degree
Line0_1_2 | 0.00072934 | 0.004314 | 0.0036502 | 0.00072934 | 0.004314 | 0.0036502 | 0.00016843 | 0.00099627 | 0.00084297 | 0.00016843 | 0.00099627 | 0.00084297 | -0.00015643 | -0.00082277 | -8.0468e-05 | 0.00015644 | 0.00082313 | 8.0724e-05 | 3.3694e-05 | -0.00014814 | -0.00057493 | -3.3683e-05 | 0.00014851 | 0.0005752 | -167.8214 | 34.5617 | -141.0746 | 12.1786 | -145.4383 | 38.9254 | 0.95001 | 0.83913 | 0.68868 | 0.95005 | 0.83955 | 0.68903 | 0.022878 | -135.2316 | 120.958 | 0.027372 | -135.2109 | 120.9366
Line10_11_12 | 0.00072496 | 0.0043004 | 0.0036399 | 0.00072496 | 0.0043004 | 0.0036399 | 0.00016742 | 0.00099313 | 0.0008406 | 0.00016742 | 0.00099313 | 0.0008406 | -0.00015537 | -0.00082122 | -8.1699e-05 | 0.00015538 | 0.00082157 | 8.1953e-05 | 3.4119e-05 | -0.00014656 | -0.00057371 | -3.4109e-05 | 0.00014693 | 0.00057397 | -167.5824 | 34.6908 | -140.9798 | 12.4176 | -145.3092 | 39.0202 | 0.9501 | 0.83996 | 0.68939 | 0.95014 | 0.84038 | 0.68974 | 0.031834 | -135.1901 | 120.9155 | 0.036312 | -135.1694 | 120.8943
Line11_12_13 | 0.00072496 | 0.0043004 | 0.0036399 | 0.00072496 | 0.0043004 | 0.0036399 | 0.00016742 | 0.00099313 | 0.0008406 | 0.00016742 | 0.00099313 | 0.0008406 | -0.00015538 | -0.00082157 | -8.1952e-05 | 0.00015539 | 0.00082193 | 8.2207e-05 | 3.4109e-05 | -0.00014693 | -0.00057397 | -3.4098e-05 | 0.0001473 | 0.00057424 | -167.5824 | 34.6908 | -140.9799 | 12.4176 | -145.3092 | 39.0201 | 0.95014 | 0.84038 | 0.68974 | 0.95019 | 0.8408 | 0.69009 | 0.036312 | -135.1694 | 120.8943 | 0.040789 | -135.1487 | 120.8732
Line12_13_15 | 0 | 0 | 0 | 0 | 0 | 0 | 0 | 0 | 0 | 0 | 0 | 0 | 1.9869e-12 | -7.0467e-10 | -1.9721e-09 | -1.9869e-12 | 7.0467e-10 | 1.9721e-09 | -7.0688e-12 | 2.2961e-09 | -1.099e-10 | 7.0687e-12 | -2.2961e-09 | 1.099e-10 | 0 | 0 | 0 | 0 | 0 | 0 | 0.95019 | 0.8408 | 0.69009 | 0.95019 | 0.8408 | 0.69009 | 0.040789 | -135.1487 | 120.8732 | 0.040789 | -135.1487 | 120.8732
Line13_13_14 | 0.00072496 | 0.0043004 | 0.0036399 | 0.00072496 | 0.0043004 | 0.0036399 | 0.00016742 | 0.00099313 | 0.0008406 | 0.00016742 | 0.00099313 | 0.0008406 | -0.00015539 | -0.00082193 | -8.2204e-05 | 0.0001554 | 0.00082228 | 8.2458e-05 | 3.4098e-05 | -0.00014731 | -0.00057424 | -3.4088e-05 | 0.00014768 | 0.0005745 | -167.5824 | 34.6905 | -140.9801 | 12.4176 | -145.3095 | 39.0199 | 0.95019 | 0.8408 | 0.69009 | 0.95024 | 0.84122 | 0.69045 | 0.040789 | -135.1487 | 120.8732 | 0.045265 | -135.128 | 120.852
Line14_15_16 | 0 | 0 | 0 | 0 | 0 | 0 | 0 | 0 | 0 | 0 | 0 | 0 | 1.3246e-12 | -4.6978e-10 | -1.3147e-09 | -1.3246e-12 | 4.6978e-10 | 1.3147e-09 | -4.7125e-12 | 1.5307e-09 | -7.3264e-11 | 4.7125e-12 | -1.5307e-09 | 7.3264e-11 | 0 | 0 | 0 | 0 | 0 | 0 | 0.95019 | 0.8408 | 0.69009 | 0.95019 | 0.8408 | 0.69009 | 0.040789 | -135.1487 | 120.8732 | 0.040789 | -135.1487 | 120.8732
Line15_16_17 | 0 | 0 | 0 | 0 | 0 | 0 | 0 | 0 | 0 | 0 | 0 | 0 | 6.6231e-13 | -2.3489e-10 | -6.5737e-10 | -6.6231e-13 | 2.3489e-10 | 6.5737e-10 | -2.3563e-12 | 7.6536e-10 | -3.6632e-11 | 2.3563e-12 | -7.6536e-10 | 3.6632e-11 | 0 | 0 | 0 | 0 | 0 | 0 | 0.95019 | 0.8408 | 0.69009 | 0.95019 | 0.8408 | 0.69009 | 0.040789 | -135.1487 | 120.8732 | 0.040789 | -135.1487 | 120.8732
Line16_4_18 | 0 | 2.5152 | 2.5152 | 0 | 2.5152 | 2.5152 | 0 | 0.58087 | 0.58087 | 0 | 0.58087 | 0.58087 | 5.2916e-13 | 0.35492 | -0.11199 | -5.2923e-13 | -0.23345 | 0.23345 | -1.6982e-12 | -0.020619 | 0.27367 | 1.6981e-12 | 0.14715 | -0.14715 | 0 | -147.7472 | 32.2528 | 0 | 32.2528 | -147.7472 | 0.95015 | 0.61204 | 0.50906 | 0.95015 | 0.47508 | 0.47508 | 0.029397 | -151.072 | 144.507 | 0.029397 | -179.9706 | -179.9706
Line17_5_19 | 0.00073154 | 0.0043208 | 0.0036553 | 0.00073154 | 0.0043208 | 0.0036553 | 0.00016894 | 0.00099784 | 0.00084416 | 0.00016894 | 0.00099784 | 0.00084416 | -0.00015698 | -0.00082426 | -8.0357e-05 | 0.00015699 | 0.00082462 | 8.0613e-05 | 3.3456e-05 | -0.00014968 | -0.00057607 | -3.3445e-05 | 0.00015006 | 0.00057634 | -167.9415 | 34.4966 | -141.1225 | 12.0585 | -145.5034 | 38.8775 | 0.95005 | 0.83955 | 0.68903 | 0.9501 | 0.83997 | 0.68939 | 0.02738 | -135.2109 | 120.9366 | 0.031881 | -135.1901 | 120.9152
Line1_1_3 | 0.00072496 | 0.0043004 | 0.0036399 | 0.00072496 | 0.0043004 | 0.0036399 | 0.00016742 | 0.00099313 | 0.0008406 | 0.00016742 | 0.00099313 | 0.0008406 | -0.00015535 | -0.00082051 | -8.1191e-05 | 0.00015536 | 0.00082086 | 8.1446e-05 | 3.414e-05 | -0.00014582 | -0.00057318 | -3.413e-05 | 0.00014619 | 0.00057344 | -167.5824 | 34.6909 | -140.9797 | 12.4176 | -145.3091 | 39.0203 | 0.95001 | 0.83913 | 0.68868 | 0.95005 | 0.83955 | 0.68903 | 0.022878 | -135.2316 | 120.958 | 0.027356 | -135.2109 | 120.9367
Line2_1_4 | 0.0014966 | 2.5069 | 2.508 | 0.0014966 | 2.5069 | 2.508 | 0.00034563 | 0.57894 | 0.5792 | 0.00034563 | 0.57894 | 0.5792 | -0.00032415 | 0.47438 | 0.0093073 | 0.00032419 | -0.35372 | 0.11146 | -5.2378e-05 | 0.10474 | 0.39877 | 5.2423e-05 | 0.020951 | -0.27297 | 170.8439 | -147.6823 | 32.295 | -9.1561 | 32.3177 | -147.705 | 0.95001 | 0.83913 | 0.68868 | 0.95015 | 0.61204 | 0.50906 | 0.022878 | -135.2316 | 120.958 | 0.029397 | -151.072 | 144.507
Line3_1_5 | 0.00073154 | 0.0043208 | 0.0036553 | 0.00073154 | 0.0043208 | 0.0036553 | 0.00016894 | 0.00099784 | 0.00084416 | 0.00016894 | 0.00099784 | 0.00084416 | -0.00015697 | -0.0008239 | -8.0101e-05 | 0.00015698 | 0.00082426 | 8.0357e-05 | 3.3467e-05 | -0.00014931 | -0.00057581 | -3.3456e-05 | 0.00014968 | 0.00057607 | -167.9415 | 34.4967 | -141.1224 | 12.0585 | -145.5033 | 38.8776 | 0.95001 | 0.83913 | 0.68868 | 0.95005 | 0.83955 | 0.68903 | 0.022878 | -135.2316 | 120.958 | 0.02738 | -135.2109 | 120.9366
Line4_2_6 | 0.00072934 | 0.004314 | 0.0036502 | 0.00072934 | 0.004314 | 0.0036502 | 0.00016843 | 0.00099627 | 0.00084297 | 0.00016843 | 0.00099627 | 0.00084297 | -0.00015644 | -0.00082312 | -8.0723e-05 | 0.00015645 | 0.00082348 | 8.0979e-05 | 3.3683e-05 | -0.00014851 | -0.0005752 | -3.3673e-05 | 0.00014888 | 0.00057546 | -167.8214 | 34.5617 | -141.0746 | 12.1786 | -145.4383 | 38.9254 | 0.95005 | 0.83955 | 0.68903 | 0.9501 | 0.83997 | 0.68939 | 0.027372 | -135.2109 | 120.9366 | 0.031865 | -135.1901 | 120.9153
Line5_6_7 | 0.00072934 | 0.004314 | 0.0036502 | 0.00072934 | 0.004314 | 0.0036502 | 0.00016843 | 0.00099627 | 0.00084297 | 0.00016843 | 0.00099627 | 0.00084297 | -0.00015645 | -0.00082348 | -8.0978e-05 | 0.00015646 | 0.00082384 | 8.1234e-05 | 3.3673e-05 | -0.00014888 | -0.00057546 | -3.3662e-05 | 0.00014926 | 0.00057573 | -167.8214 | 34.5616 | -141.0747 | 12.1786 | -145.4384 | 38.9253 | 0.9501 | 0.83997 | 0.68939 | 0.95015 | 0.84039 | 0.68974 | 0.031865 | -135.1901 | 120.9153 | 0.036358 | -135.1694 | 120.894
Line6_7_8 | 0 | 0 | 0 | 0 | 0 | 0 | 0 | 0 | 0 | 0 | 0 | 0 | 1.5301e-12 | -7.073e-10 | -1.9737e-09 | -1.5301e-12 | 7.073e-10 | 1.9737e-09 | -6.3005e-12 | 2.298e-09 | -1.1246e-10 | 6.3005e-12 | -2.298e-09 | 1.1246e-10 | 0 | 0 | 0 | 0 | 0 | 0 | 0.95015 | 0.84039 | 0.68974 | 0.95015 | 0.84039 | 0.68974 | 0.036358 | -135.1694 | 120.894 | 0.036358 | -135.1694 | 120.894
Line7_8_9 | 0 | 0 | 0 | 0 | 0 | 0 | 0 | 0 | 0 | 0 | 0 | 0 | 5.1005e-13 | -2.3577e-10 | -6.5791e-10 | -5.1007e-13 | 2.3577e-10 | 6.5791e-10 | -2.1002e-12 | 7.6601e-10 | -3.7487e-11 | 2.1002e-12 | -7.6601e-10 | 3.7487e-11 | 0 | 0 | 0 | 0 | 0 | 0 | 0.95015 | 0.84039 | 0.68974 | 0.95015 | 0.84039 | 0.68974 | 0.036358 | -135.1694 | 120.894 | 0.036358 | -135.1694 | 120.894
Line8_8_10 | 0 | 0 | 0 | 0 | 0 | 0 | 0 | 0 | 0 | 0 | 0 | 0 | 5.1005e-13 | -2.3577e-10 | -6.5791e-10 | -5.1006e-13 | 2.3577e-10 | 6.5791e-10 | -2.1002e-12 | 7.6601e-10 | -3.7487e-11 | 2.1002e-12 | -7.6601e-10 | 3.7487e-11 | 0 | 0 | 0 | 0 | 0 | 0 | 0.95015 | 0.84039 | 0.68974 | 0.95015 | 0.84039 | 0.68974 | 0.036358 | -135.1694 | 120.894 | 0.036358 | -135.1694 | 120.894
Line9_3_11 | 0.00072496 | 0.0043004 | 0.0036399 | 0.00072496 | 0.0043004 | 0.0036399 | 0.00016742 | 0.00099313 | 0.0008406 | 0.00016742 | 0.00099313 | 0.0008406 | -0.00015536 | -0.00082086 | -8.1445e-05 | 0.00015537 | 0.00082122 | 8.1699e-05 | 3.413e-05 | -0.00014619 | -0.00057344 | -3.4119e-05 | 0.00014656 | 0.00057371 | -167.5824 | 34.6909 | -140.9797 | 12.4176 | -145.3091 | 39.0203 | 0.95005 | 0.83955 | 0.68903 | 0.9501 | 0.83996 | 0.68939 | 0.027356 | -135.2109 | 120.9367 | 0.031834 | -135.1901 | 120.9155

## LL_min_10
name | pf_ikss_a_from_ka | pf_ikss_b_from_ka | pf_ikss_c_from_ka | pf_ikss_a_to_ka | pf_ikss_b_to_ka | pf_ikss_c_to_ka | pf_skss_a_from_mw | pf_skss_b_from_mw | pf_skss_c_from_mw | pf_skss_a_to_mw | pf_skss_b_to_mw | pf_skss_c_to_mw | pf_p_a_from_mw | pf_p_b_from_mw | pf_p_c_from_mw | pf_p_a_to_mw | pf_p_b_to_mw | pf_p_c_to_mw | pf_q_a_from_mvar | pf_q_b_from_mvar | pf_q_c_from_mvar | pf_q_a_to_mvar | pf_q_b_to_mvar | pf_q_c_to_mvar | pf_ikss_a_from_degree | pf_ikss_b_from_degree | pf_ikss_c_from_degree | pf_ikss_a_to_degree | pf_ikss_b_to_degree | pf_ikss_c_to_degree | pf_vm_a_from_pu | pf_vm_b_from_pu | pf_vm_c_from_pu | pf_vm_a_to_pu | pf_vm_b_to_pu | pf_vm_c_to_pu | pf_va_a_from_degree | pf_va_b_from_degree | pf_va_c_from_degree | pf_va_a_to_degree | pf_va_b_to_degree | pf_va_c_to_degree
Line0_1_2 | 0.00069095 | 0.0040869 | 0.003458 | 0.00069095 | 0.0040869 | 0.003458 | 0.00015957 | 0.00094383 | 0.0007986 | 0.00015957 | 0.00094383 | 0.0007986 | -0.00014039 | -0.00073844 | -7.2221e-05 | 0.0001404 | 0.00073876 | 7.245e-05 | 3.024e-05 | -0.00013295 | -0.000516 | -3.0231e-05 | 0.00013329 | 0.00051624 | -167.8214 | 34.5617 | -141.0746 | 12.1786 | -145.4383 | 38.9254 | 0.90001 | 0.79496 | 0.65243 | 0.90005 | 0.79536 | 0.65277 | 0.022878 | -135.2316 | 120.958 | 0.027372 | -135.2109 | 120.9366
Line10_11_12 | 0.00068681 | 0.004074 | 0.0034483 | 0.00068681 | 0.004074 | 0.0034483 | 0.00015861 | 0.00094086 | 0.00079636 | 0.00015861 | 0.00094086 | 0.00079636 | -0.00013944 | -0.00073705 | -7.3325e-05 | 0.00013945 | 0.00073737 | 7.3553e-05 | 3.0622e-05 | -0.00013154 | -0.00051491 | -3.0613e-05 | 0.00013187 | 0.00051515 | -167.5824 | 34.6908 | -140.9798 | 12.4176 | -145.3092 | 39.0202 | 0.90009 | 0.79575 | 0.6531 | 0.90014 | 0.79615 | 0.65344 | 0.031834 | -135.1901 | 120.9155 | 0.036312 | -135.1694 | 120.8943
Line11_12_13 | 0.00068681 | 0.004074 | 0.0034483 | 0.00068681 | 0.004074 | 0.0034483 | 0.00015861 | 0.00094086 | 0.00079636 | 0.00015861 | 0.00094086 | 0.00079636 | -0.00013945 | -0.00073737 | -7.3553e-05 | 0.00013946 | 0.00073769 | 7.3781e-05 | 3.0613e-05 | -0.00013187 | -0.00051515 | -3.0603e-05 | 0.00013221 | 0.00051538 | -167.5824 | 34.6908 | -140.9799 | 12.4176 | -145.3092 | 39.0201 | 0.90014 | 0.79615 | 0.65344 | 0.90018 | 0.79655 | 0.65377 | 0.036312 | -135.1694 | 120.8943 | 0.040789 | -135.1487 | 120.8732
Line12_13_15 | 0 | 0 | 0 | 0 | 0 | 0 | 0 | 0 | 0 | 0 | 0 | 0 | 1.7833e-12 | -6.3245e-10 | -1.77e-09 | -1.7833e-12 | 6.3245e-10 | 1.77e-09 | -6.3443e-12 | 2.0608e-09 | -9.8632e-11 | 6.3442e-12 | -2.0608e-09 | 9.8632e-11 | 0 | 0 | 0 | 0 | 0 | 0 | 0.90018 | 0.79655 | 0.65377 | 0.90018 | 0.79655 | 0.65377 | 0.040789 | -135.1487 | 120.8732 | 0.040789 | -135.1487 | 120.8732
Line13_13_14 | 0.00068681 | 0.004074 | 0.0034483 | 0.00068681 | 0.004074 | 0.0034483 | 0.00015861 | 0.00094086 | 0.00079636 | 0.00015861 | 0.00094086 | 0.00079636 | -0.00013946 | -0.00073768 | -7.3779e-05 | 0.00013947 | 0.000738 | 7.4007e-05 | 3.0603e-05 | -0.00013221 | -0.00051538 | -3.0594e-05 | 0.00013254 | 0.00051562 | -167.5824 | 34.6905 | -140.9801 | 12.4176 | -145.3095 | 39.0199 | 0.90018 | 0.79655 | 0.65377 | 0.90022 | 0.79694 | 0.65411 | 0.040789 | -135.1487 | 120.8732 | 0.045265 | -135.128 | 120.852
Line14_15_16 | 0 | 0 | 0 | 0 | 0 | 0 | 0 | 0 | 0 | 0 | 0 | 0 | 1.1888e-12 | -4.2163e-10 | -1.18e-09 | -1.1888e-12 | 4.2163e-10 | 1.18e-09 | -4.2295e-12 | 1.3738e-09 | -6.5755e-11 | 4.2295e-12 | -1.3738e-09 | 6.5755e-11 | 0 | 0 | 0 | 0 | 0 | 0 | 0.90018 | 0.79655 | 0.65377 | 0.90018 | 0.79655 | 0.65377 | 0.040789 | -135.1487 | 120.8732 | 0.040789 | -135.1487 | 120.8732
Line15_16_17 | 0 | 0 | 0 | 0 | 0 | 0 | 0 | 0 | 0 | 0 | 0 | 0 | 5.9439e-13 | -2.1082e-10 | -5.9e-10 | -5.9439e-13 | 2.1082e-10 | 5.9e-10 | -2.1147e-12 | 6.8692e-10 | -3.2877e-11 | 2.1148e-12 | -6.8692e-10 | 3.2877e-11 | 0 | 0 | 0 | 0 | 0 | 0 | 0.90018 | 0.79655 | 0.65377 | 0.90018 | 0.79655 | 0.65377 | 0.040789 | -135.1487 | 120.8732 | 0.040789 | -135.1487 | 120.8732
Line16_4_18 | 0 | 2.3828 | 2.3828 | 0 | 2.3828 | 2.3828 | 0 | 0.55029 | 0.55029 | 0 | 0.55029 | 0.55029 | 4.7508e-13 | 0.31854 | -0.10051 | -4.7508e-13 | -0.20952 | 0.20952 | -1.5242e-12 | -0.018505 | 0.24562 | 1.5242e-12 | 0.13206 | -0.13206 | 0 | -147.7472 | 32.2528 | 0 | 32.2528 | -147.7472 | 0.90014 | 0.57983 | 0.48227 | 0.90014 | 0.45007 | 0.45007 | 0.029397 | -151.072 | 144.507 | 0.029397 | -179.9706 | -179.9706
Line17_5_19 | 0.00069304 | 0.0040934 | 0.0034629 | 0.00069304 | 0.0040934 | 0.0034629 | 0.00016005 | 0.00094533 | 0.00079973 | 0.00016005 | 0.00094533 | 0.00079973 | -0.00014089 | -0.00073978 | -7.2121e-05 | 0.0001409 | 0.0007401 | 7.2351e-05 | 3.0027e-05 | -0.00013434 | -0.00051703 | -3.0017e-05 | 0.00013468 | 0.00051727 | -167.9415 | 34.4966 | -141.1225 | 12.0585 | -145.5034 | 38.8775 | 0.90005 | 0.79536 | 0.65277 | 0.9001 | 0.79576 | 0.6531 | 0.02738 | -135.2109 | 120.9366 | 0.031881 | -135.1901 | 120.9152
Line1_1_3 | 0.00068681 | 0.004074 | 0.0034483 | 0.00068681 | 0.004074 | 0.0034483 | 0.00015861 | 0.00094086 | 0.00079636 | 0.00015861 | 0.00094086 | 0.00079636 | -0.00013942 | -0.00073641 | -7.287e-05 | 0.00013943 | 0.00073673 | 7.3098e-05 | 3.0641e-05 | -0.00013088 | -0.00051443 | -3.0631e-05 | 0.00013121 | 0.00051467 | -167.5824 | 34.6909 | -140.9797 | 12.4176 | -145.3091 | 39.0203 | 0.90001 | 0.79496 | 0.65243 | 0.90005 | 0.79536 | 0.65277 | 0.022878 | -135.2316 | 120.958 | 0.027356 | -135.2109 | 120.9367
Line2_1_4 | 0.0014179 | 2.375 | 2.376 | 0.0014179 | 2.375 | 2.376 | 0.00032744 | 0.54847 | 0.54872 | 0.00032744 | 0.54847 | 0.54872 | -0.00029092 | 0.42576 | 0.0083534 | 0.00029096 | -0.31747 | 0.10004 | -4.701e-05 | 0.094005 | 0.3579 | 4.705e-05 | 0.018803 | -0.24499 | 170.8439 | -147.6823 | 32.295 | -9.1561 | 32.3177 | -147.705 | 0.90001 | 0.79496 | 0.65243 | 0.90014 | 0.57983 | 0.48227 | 0.022878 | -135.2316 | 120.958 | 0.029397 | -151.072 | 144.507
Line3_1_5 | 0.00069304 | 0.0040934 | 0.0034629 | 0.00069304 | 0.0040934 | 0.0034629 | 0.00016005 | 0.00094533 | 0.00079973 | 0.00016005 | 0.00094533 | 0.00079973 | -0.00014088 | -0.00073945 | -7.1891e-05 | 0.00014089 | 0.00073978 | 7.2121e-05 | 3.0037e-05 | -0.000134 | -0.00051679 | -3.0027e-05 | 0.00013434 | 0.00051703 | -167.9415 | 34.4967 | -141.1224 | 12.0585 | -145.5033 | 38.8776 | 0.90001 | 0.79496 | 0.65243 | 0.90005 | 0.79536 | 0.65277 | 0.022878 | -135.2316 | 120.958 | 0.02738 | -135.2109 | 120.9366
Line4_2_6 | 0.00069095 | 0.0040869 | 0.003458 | 0.00069095 | 0.0040869 | 0.003458 | 0.00015957 | 0.00094383 | 0.0007986 | 0.00015957 | 0.00094383 | 0.0007986 | -0.0001404 | -0.00073876 | -7.245e-05 | 0.00014041 | 0.00073908 | 7.2679e-05 | 3.0231e-05 | -0.00013329 | -0.00051624 | -3.0221e-05 | 0.00013362 | 0.00051648 | -167.8214 | 34.5617 | -141.0746 | 12.1786 | -145.4383 | 38.9254 | 0.90005 | 0.79536 | 0.65277 | 0.90009 | 0.79576 | 0.6531 | 0.027372 | -135.2109 | 120.9366 | 0.031865 | -135.1901 | 120.9153
Line5_6_7 | 0.00069095 | 0.0040869 | 0.003458 | 0.00069095 | 0.0040869 | 0.003458 | 0.00015957 | 0.00094383 | 0.0007986 | 0.00015957 | 0.00094383 | 0.0007986 | -0.00014041 | -0.00073908 | -7.2679e-05 | 0.00014042 | 0.0007394 | 7.2908e-05 | 3.0221e-05 | -0.00013362 | -0.00051648 | -3.0212e-05 | 0.00013396 | 0.00051672 | -167.8214 | 34.5616 | -141.0747 | 12.1786 | -145.4384 | 38.9253 | 0.90009 | 0.79576 | 0.6531 | 0.90014 | 0.79616 | 0.65344 | 0.031865 | -135.1901 | 120.9153 | 0.036358 | -135.1694 | 120.894
Line6_7_8 | 0 | 0 | 0 | 0 | 0 | 0 | 0 | 0 | 0 | 0 | 0 | 0 | 1.3733e-12 | -6.3481e-10 | -1.7714e-09 | -1.3732e-12 | 6.3481e-10 | 1.7714e-09 | -5.6548e-12 | 2.0625e-09 | -1.0093e-10 | 5.6548e-12 | -2.0625e-09 | 1.0093e-10 | 0 | 0 | 0 | 0 | 0 | 0 | 0.90014 | 0.79616 | 0.65344 | 0.90014 | 0.79616 | 0.65344 | 0.036358 | -135.1694 | 120.894 | 0.036358 | -135.1694 | 120.894
Line7_8_9 | 0 | 0 | 0 | 0 | 0 | 0 | 0 | 0 | 0 | 0 | 0 | 0 | 4.5773e-13 | -2.116e-10 | -5.9048e-10 | -4.5772e-13 | 2.116e-10 | 5.9048e-10 | -1.8849e-12 | 6.875e-10 | -3.3645e-11 | 1.885e-12 | -6.875e-10 | 3.3645e-11 | 0 | 0 | 0 | 0 | 0 | 0 | 0.90014 | 0.79616 | 0.65344 | 0.90014 | 0.79616 | 0.65344 | 0.036358 | -135.1694 | 120.894 | 0.036358 | -135.1694 | 120.894
Line8_8_10 | 0 | 0 | 0 | 0 | 0 | 0 | 0 | 0 | 0 | 0 | 0 | 0 | 4.5775e-13 | -2.116e-10 | -5.9048e-10 | -4.5774e-13 | 2.116e-10 | 5.9048e-10 | -1.8849e-12 | 6.875e-10 | -3.3645e-11 | 1.885e-12 | -6.875e-10 | 3.3645e-11 | 0 | 0 | 0 | 0 | 0 | 0 | 0.90014 | 0.79616 | 0.65344 | 0.90014 | 0.79616 | 0.65344 | 0.036358 | -135.1694 | 120.894 | 0.036358 | -135.1694 | 120.894
Line9_3_11 | 0.00068681 | 0.004074 | 0.0034483 | 0.00068681 | 0.004074 | 0.0034483 | 0.00015861 | 0.00094086 | 0.00079636 | 0.00015861 | 0.00094086 | 0.00079636 | -0.00013943 | -0.00073673 | -7.3097e-05 | 0.00013944 | 0.00073705 | 7.3326e-05 | 3.0632e-05 | -0.00013121 | -0.00051467 | -3.0622e-05 | 0.00013154 | 0.00051491 | -167.5824 | 34.6909 | -140.9797 | 12.4176 | -145.3091 | 39.0203 | 0.90005 | 0.79536 | 0.65277 | 0.90009 | 0.79575 | 0.6531 | 0.027356 | -135.2109 | 120.9367 | 0.031834 | -135.1901 | 120.9155

## LL_min_fault_6
name | pf_ikss_a_from_ka | pf_ikss_b_from_ka | pf_ikss_c_from_ka | pf_ikss_a_to_ka | pf_ikss_b_to_ka | pf_ikss_c_to_ka | pf_skss_a_from_mw | pf_skss_b_from_mw | pf_skss_c_from_mw | pf_skss_a_to_mw | pf_skss_b_to_mw | pf_skss_c_to_mw | pf_p_a_from_mw | pf_p_b_from_mw | pf_p_c_from_mw | pf_p_a_to_mw | pf_p_b_to_mw | pf_p_c_to_mw | pf_q_a_from_mvar | pf_q_b_from_mvar | pf_q_c_from_mvar | pf_q_a_to_mvar | pf_q_b_to_mvar | pf_q_c_to_mvar | pf_ikss_a_from_degree | pf_ikss_b_from_degree | pf_ikss_c_from_degree | pf_ikss_a_to_degree | pf_ikss_b_to_degree | pf_ikss_c_to_degree | pf_vm_a_from_pu | pf_vm_b_from_pu | pf_vm_c_from_pu | pf_vm_a_to_pu | pf_vm_b_to_pu | pf_vm_c_to_pu | pf_va_a_from_degree | pf_va_b_from_degree | pf_va_c_from_degree | pf_va_a_to_degree | pf_va_b_to_degree | pf_va_c_to_degree
Line0_1_2 | 1.5265e-05 | 9.029e-05 | 7.6396e-05 | 1.5265e-05 | 9.029e-05 | 7.6396e-05 | 3.5252e-06 | 2.0851e-05 | 1.7643e-05 | 3.5252e-06 | 2.0851e-05 | 1.7643e-05 | -3.0435e-06 | -1.9291e-05 | -6.0987e-06 | 3.0435e-06 | 1.9291e-05 | 6.0988e-06 | 1.3973e-06 | -4.3279e-06 | -1.551e-05 | -1.3973e-06 | 4.3281e-06 | 1.551e-05 | -155.3388 | 47.0443 | -128.592 | 24.6612 | -132.9557 | 51.408 | 0.95 | 0.94814 | 0.94461 | 0.95 | 0.94815 | 0.94461 | 0.00046974 | -120.3106 | 119.9425 | 0.00057414 | -120.3102 | 119.9423
Line10_11_12 | 1.5173e-05 | 9.0005e-05 | 7.6182e-05 | 1.5173e-05 | 9.0005e-05 | 7.6182e-05 | 3.5041e-06 | 2.0786e-05 | 1.7593e-05 | 3.5041e-06 | 2.0786e-05 | 1.7593e-05 | -3.0195e-06 | -1.924e-05 | -6.1073e-06 | 3.0195e-06 | 1.924e-05 | 6.1074e-06 | 1.4016e-06 | -4.2713e-06 | -1.5456e-05 | -1.4015e-06 | 4.2714e-06 | 1.5456e-05 | -155.0998 | 47.1734 | -128.4972 | 24.9002 | -132.8266 | 51.5028 | 0.95 | 0.94816 | 0.94462 | 0.95 | 0.94817 | 0.94463 | 0.00067758 | -120.3099 | 119.9421 | 0.0007815 | -120.3095 | 119.9419
Line11_12_13 | 1.5173e-05 | 9.0005e-05 | 7.6182e-05 | 1.5173e-05 | 9.0005e-05 | 7.6182e-05 | 3.5041e-06 | 2.0786e-05 | 1.7593e-05 | 3.5041e-06 | 2.0786e-05 | 1.7593e-05 | -3.0195e-06 | -1.924e-05 | -6.1074e-06 | 3.0195e-06 | 1.924e-05 | 6.1075e-06 | 1.4015e-06 | -4.2715e-06 | -1.5456e-05 | -1.4015e-06 | 4.2716e-06 | 1.5456e-05 | -155.0998 | 47.1733 | -128.4973 | 24.9002 | -132.8267 | 51.5027 | 0.95 | 0.94817 | 0.94463 | 0.95 | 0.94818 | 0.94464 | 0.0007815 | -120.3095 | 119.9419 | 0.00088541 | -120.3092 | 119.9417
Line12_13_15 | 0 | 0 | 0 | 0 | 0 | 0 | 0 | 0 | 0 | 0 | 0 | 0 | 8.5165e-15 | -1.8847e-11 | -5.5689e-11 | -8.5168e-15 | 1.8847e-11 | 5.5689e-11 | -1.5341e-13 | 5.3464e-11 | 1.0045e-11 | 1.5341e-13 | -5.3464e-11 | -1.0045e-11 | 0 | 0 | 0 | 0 | 0 | 0 | 0.95 | 0.94818 | 0.94464 | 0.95 | 0.94818 | 0.94464 | 0.00088541 | -120.3092 | 119.9417 | 0.00088541 | -120.3092 | 119.9417
Line13_13_14 | 1.5173e-05 | 9.0005e-05 | 7.6181e-05 | 1.5173e-05 | 9.0005e-05 | 7.6181e-05 | 3.5041e-06 | 2.0786e-05 | 1.7593e-05 | 3.5041e-06 | 2.0786e-05 | 1.7593e-05 | -3.0195e-06 | -1.924e-05 | -6.1074e-06 | 3.0195e-06 | 1.924e-05 | 6.1075e-06 | 1.4015e-06 | -4.2717e-06 | -1.5457e-05 | -1.4015e-06 | 4.2718e-06 | 1.5457e-05 | -155.0998 | 47.1731 | -128.4975 | 24.9002 | -132.8269 | 51.5025 | 0.95 | 0.94818 | 0.94464 | 0.95 | 0.94819 | 0.94465 | 0.00088541 | -120.3092 | 119.9417 | 0.00098933 | -120.3088 | 119.9415
Line14_15_16 | 0 | 0 | 0 | 0 | 0 | 0 | 0 | 0 | 0 | 0 | 0 | 0 | 5.6774e-15 | -1.2564e-11 | -3.7126e-11 | -5.6768e-15 | 1.2564e-11 | 3.7126e-11 | -1.0227e-13 | 3.5643e-11 | 6.6965e-12 | 1.0228e-13 | -3.5643e-11 | -6.6965e-12 | 0 | 0 | 0 | 0 | 0 | 0 | 0.95 | 0.94818 | 0.94464 | 0.95 | 0.94818 | 0.94464 | 0.00088541 | -120.3092 | 119.9417 | 0.00088541 | -120.3092 | 119.9417
Line15_16_17 | 0 | 0 | 0 | 0 | 0 | 0 | 0 | 0 | 0 | 0 | 0 | 0 | 2.8388e-15 | -6.2822e-12 | -1.8563e-11 | -2.8384e-15 | 6.2822e-12 | 1.8563e-11 | -5.1136e-14 | 1.7821e-11 | 3.3482e-12 | 5.1136e-14 | -1.7821e-11 | -3.3482e-12 | 0 | 0 | 0 | 0 | 0 | 0 | 0.95 | 0.94818 | 0.94464 | 0.95 | 0.94818 | 0.94464 | 0.00088541 | -120.3092 | 119.9417 | 0.00088541 | -120.3092 | 119.9417
Line16_4_18 | 0 | 0.052643 | 0.052643 | 0 | 0.052643 | 0.052643 | 0 | 0.012157 | 0.012157 | 0 | 0.012157 | 0.012157 | 3.114e-15 | 0.011083 | 0.0028791 | -3.114e-15 | -0.01103 | -0.0028259 | -3.7092e-14 | 0.0029191 | 0.011048 | 3.7091e-14 | -0.0028637 | -0.010992 | 0 | -135.2646 | 44.7354 | 0 | 44.7354 | -135.2646 | 0.95 | 0.94277 | 0.9391 | 0.95 | 0.93738 | 0.93359 | 0.00064219 | -120.5094 | 120.1289 | 0.00064219 | -120.7107 | 120.3183
Line17_5_19 | 1.5311e-05 | 9.0432e-05 | 7.6504e-05 | 1.5311e-05 | 9.0432e-05 | 7.6504e-05 | 3.5359e-06 | 2.0884e-05 | 1.7668e-05 | 3.5359e-06 | 2.0884e-05 | 1.7668e-05 | -3.0557e-06 | -1.9316e-05 | -6.0944e-06 | 3.0557e-06 | 1.9317e-05 | 6.0945e-06 | 1.3952e-06 | -4.3569e-06 | -1.5537e-05 | -1.3952e-06 | 4.357e-06 | 1.5537e-05 | -155.4589 | 46.9792 | -128.6399 | 24.5411 | -133.0208 | 51.3601 | 0.95 | 0.94815 | 0.94461 | 0.95 | 0.94816 | 0.94462 | 0.00057438 | -120.3102 | 119.9423 | 0.00067901 | -120.3099 | 119.9421
Line1_1_3 | 1.5173e-05 | 9.0005e-05 | 7.6182e-05 | 1.5173e-05 | 9.0005e-05 | 7.6182e-05 | 3.5041e-06 | 2.0786e-05 | 1.7593e-05 | 3.5041e-06 | 2.0786e-05 | 1.7593e-05 | -3.0194e-06 | -1.924e-05 | -6.1071e-06 | 3.0194e-06 | 1.924e-05 | 6.1072e-06 | 1.4016e-06 | -4.2709e-06 | -1.5456e-05 | -1.4016e-06 | 4.2711e-06 | 1.5456e-05 | -155.0998 | 47.1735 | -128.4971 | 24.9002 | -132.8265 | 51.5029 | 0.95 | 0.94814 | 0.94461 | 0.95 | 0.94815 | 0.94461 | 0.00046974 | -120.3106 | 119.9425 | 0.00057366 | -120.3102 | 119.9423
Line2_1_4 | 3.1324e-05 | 0.052468 | 0.052492 | 3.1324e-05 | 0.052468 | 0.052492 | 7.2339e-06 | 0.012117 | 0.012122 | 7.2339e-06 | 0.012117 | 0.012122 | -6.8606e-06 | 0.011103 | 0.0029319 | 6.8606e-06 | -0.01105 | -0.002879 | 3.987e-07 | 0.002952 | 0.011069 | -3.9868e-07 | -0.002897 | -0.011014 | -176.6735 | -135.1997 | 44.7776 | 3.3265 | 44.8003 | -135.2224 | 0.95 | 0.94814 | 0.94461 | 0.95 | 0.94277 | 0.9391 | 0.00046974 | -120.3106 | 119.9425 | 0.00064219 | -120.5094 | 120.1289
Line3_1_5 | 1.5311e-05 | 9.0432e-05 | 7.6504e-05 | 1.5311e-05 | 9.0432e-05 | 7.6504e-05 | 3.5359e-06 | 2.0884e-05 | 1.7668e-05 | 3.5359e-06 | 2.0884e-05 | 1.7668e-05 | -3.0556e-06 | -1.9316e-05 | -6.0943e-06 | 3.0557e-06 | 1.9316e-05 | 6.0944e-06 | 1.3952e-06 | -4.3567e-06 | -1.5537e-05 | -1.3952e-06 | 4.3568e-06 | 1.5537e-05 | -155.4589 | 46.9793 | -128.6398 | 24.5411 | -133.0207 | 51.3602 | 0.95 | 0.94814 | 0.94461 | 0.95 | 0.94815 | 0.94461 | 0.00046974 | -120.3106 | 119.9425 | 0.00057438 | -120.3102 | 119.9423
Line4_2_6 | 1.5265e-05 | 9.029e-05 | 7.6396e-05 | 1.5265e-05 | 9.029e-05 | 7.6396e-05 | 3.5252e-06 | 2.0851e-05 | 1.7643e-05 | 3.5252e-06 | 2.0851e-05 | 1.7643e-05 | -3.0435e-06 | -1.9291e-05 | -6.0987e-06 | 3.0435e-06 | 1.9291e-05 | 6.0989e-06 | 1.3973e-06 | -4.3281e-06 | -1.551e-05 | -1.3973e-06 | 4.3283e-06 | 1.551e-05 | -155.3388 | 47.0443 | -128.592 | 24.6612 | -132.9557 | 51.408 | 0.95 | 0.94815 | 0.94461 | 0.95 | 0.94816 | 0.94462 | 0.00057414 | -120.3102 | 119.9423 | 0.00067853 | -120.3099 | 119.9421
Line5_6_7 | 1.5265e-05 | 9.029e-05 | 7.6396e-05 | 1.5265e-05 | 9.029e-05 | 7.6396e-05 | 3.5252e-06 | 2.0851e-05 | 1.7643e-05 | 3.5252e-06 | 2.0851e-05 | 1.7643e-05 | -3.0435e-06 | -1.9291e-05 | -6.0988e-06 | 3.0435e-06 | 1.9291e-05 | 6.0989e-06 | 1.3973e-06 | -4.3283e-06 | -1.551e-05 | -1.3973e-06 | 4.3284e-06 | 1.551e-05 | -155.3388 | 47.0442 | -128.5921 | 24.6612 | -132.9558 | 51.4079 | 0.95 | 0.94816 | 0.94462 | 0.95 | 0.94817 | 0.94463 | 0.00067853 | -120.3099 | 119.9421 | 0.00078293 | -120.3095 | 119.9419
Line6_7_8 | 0 | 0 | 0 | 0 | 0 | 0 | 0 | 0 | 0 | 0 | 0 | 0 | 2.6796e-15 | -1.8939e-11 | -5.5776e-11 | -2.6796e-15 | 1.8939e-11 | 5.5776e-11 | -1.3565e-13 | 5.3526e-11 | 1.0009e-11 | 1.3565e-13 | -5.3526e-11 | -1.0009e-11 | 0 | 0 | 0 | 0 | 0 | 0 | 0.95 | 0.94817 | 0.94463 | 0.95 | 0.94817 | 0.94463 | 0.00078293 | -120.3095 | 119.9419 | 0.00078293 | -120.3095 | 119.9419
Line7_8_9 | 0 | 0 | 0 | 0 | 0 | 0 | 0 | 0 | 0 | 0 | 0 | 0 | 8.9328e-16 | -6.3129e-12 | -1.8592e-11 | -8.9328e-16 | 6.3129e-12 | 1.8592e-11 | -4.5219e-14 | 1.7842e-11 | 3.3364e-12 | 4.5219e-14 | -1.7842e-11 | -3.3364e-12 | 0 | 0 | 0 | 0 | 0 | 0 | 0.95 | 0.94817 | 0.94463 | 0.95 | 0.94817 | 0.94463 | 0.00078293 | -120.3095 | 119.9419 | 0.00078293 | -120.3095 | 119.9419
Line8_8_10 | 0 | 0 | 0 | 0 | 0 | 0 | 0 | 0 | 0 | 0 | 0 | 0 | 8.9355e-16 | -6.3129e-12 | -1.8592e-11 | -8.9328e-16 | 6.3129e-12 | 1.8592e-11 | -4.5217e-14 | 1.7842e-11 | 3.3364e-12 | 4.5218e-14 | -1.7842e-11 | -3.3364e-12 | 0 | 0 | 0 | 0 | 0 | 0 | 0.95 | 0.94817 | 0.94463 | 0.95 | 0.94817 | 0.94463 | 0.00078293 | -120.3095 | 119.9419 | 0.00078293 | -120.3095 | 119.9419
Line9_3_11 | 1.5173e-05 | 9.0005e-05 | 7.6182e-05 | 1.5173e-05 | 9.0005e-05 | 7.6182e-05 | 3.5041e-06 | 2.0786e-05 | 1.7593e-05 | 3.5041e-06 | 2.0786e-05 | 1.7593e-05 | -3.0194e-06 | -1.924e-05 | -6.1072e-06 | 3.0195e-06 | 1.924e-05 | 6.1073e-06 | 1.4016e-06 | -4.2711e-06 | -1.5456e-05 | -1.4016e-06 | 4.2713e-06 | 1.5456e-05 | -155.0998 | 47.1735 | -128.4971 | 24.9002 | -132.8265 | 51.5029 | 0.95 | 0.94815 | 0.94461 | 0.95 | 0.94816 | 0.94462 | 0.00057366 | -120.3102 | 119.9423 | 0.00067758 | -120.3099 | 119.9421

## LL_min_fault_10
name | pf_ikss_a_from_ka | pf_ikss_b_from_ka | pf_ikss_c_from_ka | pf_ikss_a_to_ka | pf_ikss_b_to_ka | pf_ikss_c_to_ka | pf_skss_a_from_mw | pf_skss_b_from_mw | pf_skss_c_from_mw | pf_skss_a_to_mw | pf_skss_b_to_mw | pf_skss_c_to_mw | pf_p_a_from_mw | pf_p_b_from_mw | pf_p_c_from_mw | pf_p_a_to_mw | pf_p_b_to_mw | pf_p_c_to_mw | pf_q_a_from_mvar | pf_q_b_from_mvar | pf_q_c_from_mvar | pf_q_a_to_mvar | pf_q_b_to_mvar | pf_q_c_to_mvar | pf_ikss_a_from_degree | pf_ikss_b_from_degree | pf_ikss_c_from_degree | pf_ikss_a_to_degree | pf_ikss_b_to_degree | pf_ikss_c_to_degree | pf_vm_a_from_pu | pf_vm_b_from_pu | pf_vm_c_from_pu | pf_vm_a_to_pu | pf_vm_b_to_pu | pf_vm_c_to_pu | pf_va_a_from_degree | pf_va_b_from_degree | pf_va_c_from_degree | pf_va_a_to_degree | pf_va_b_to_degree | pf_va_c_to_degree
Line0_1_2 | 1.4461e-05 | 8.5538e-05 | 7.2376e-05 | 1.4461e-05 | 8.5538e-05 | 7.2376e-05 | 3.3397e-06 | 1.9754e-05 | 1.6714e-05 | 3.3397e-06 | 1.9754e-05 | 1.6714e-05 | -2.7316e-06 | -1.7314e-05 | -5.4736e-06 | 2.7316e-06 | 1.7314e-05 | 5.4737e-06 | 1.2541e-06 | -3.8843e-06 | -1.392e-05 | -1.2541e-06 | 3.8845e-06 | 1.392e-05 | -155.3388 | 47.0443 | -128.592 | 24.6612 | -132.9557 | 51.408 | 0.9 | 0.89824 | 0.89489 | 0.9 | 0.89825 | 0.8949 | 0.00046974 | -120.3106 | 119.9425 | 0.00057414 | -120.3102 | 119.9423
Line10_11_12 | 1.4375e-05 | 8.5268e-05 | 7.2172e-05 | 1.4375e-05 | 8.5268e-05 | 7.2172e-05 | 3.3197e-06 | 1.9692e-05 | 1.6667e-05 | 3.3197e-06 | 1.9692e-05 | 1.6667e-05 | -2.71e-06 | -1.7268e-05 | -5.4813e-06 | 2.71e-06 | 1.7268e-05 | 5.4814e-06 | 1.2579e-06 | -3.8335e-06 | -1.3872e-05 | -1.2579e-06 | 3.8336e-06 | 1.3872e-05 | -155.0998 | 47.1734 | -128.4972 | 24.9002 | -132.8266 | 51.5028 | 0.9 | 0.89826 | 0.89491 | 0.9 | 0.89827 | 0.89491 | 0.00067758 | -120.3099 | 119.9421 | 0.0007815 | -120.3095 | 119.9419
Line11_12_13 | 1.4375e-05 | 8.5268e-05 | 7.2172e-05 | 1.4375e-05 | 8.5268e-05 | 7.2172e-05 | 3.3197e-06 | 1.9692e-05 | 1.6667e-05 | 3.3197e-06 | 1.9692e-05 | 1.6667e-05 | -2.71e-06 | -1.7268e-05 | -5.4814e-06 | 2.71e-06 | 1.7268e-05 | 5.4815e-06 | 1.2579e-06 | -3.8337e-06 | -1.3872e-05 | -1.2579e-06 | 3.8338e-06 | 1.3872e-05 | -155.0998 | 47.1733 | -128.4973 | 24.9002 | -132.8267 | 51.5027 | 0.9 | 0.89827 | 0.89491 | 0.9 | 0.89828 | 0.89492 | 0.0007815 | -120.3095 | 119.9419 | 0.00088541 | -120.3092 | 119.9417
Line12_13_15 | 0 | 0 | 0 | 0 | 0 | 0 | 0 | 0 | 0 | 0 | 0 | 0 | 7.6443e-15 | -1.6915e-11 | -4.9981e-11 | -7.6445e-15 | 1.6915e-11 | 4.9981e-11 | -1.3769e-13 | 4.7984e-11 | 9.0152e-12 | 1.3769e-13 | -4.7984e-11 | -9.0152e-12 | 0 | 0 | 0 | 0 | 0 | 0 | 0.9 | 0.89828 | 0.89492 | 0.9 | 0.89828 | 0.89492 | 0.00088541 | -120.3092 | 119.9417 | 0.00088541 | -120.3092 | 119.9417
Line13_13_14 | 1.4375e-05 | 8.5268e-05 | 7.2172e-05 | 1.4375e-05 | 8.5268e-05 | 7.2172e-05 | 3.3197e-06 | 1.9692e-05 | 1.6667e-05 | 3.3197e-06 | 1.9692e-05 | 1.6667e-05 | -2.71e-06 | -1.7268e-05 | -5.4815e-06 | 2.71e-06 | 1.7268e-05 | 5.4816e-06 | 1.2579e-06 | -3.8339e-06 | -1.3872e-05 | -1.2579e-06 | 3.834e-06 | 1.3872e-05 | -155.0998 | 47.1731 | -128.4975 | 24.9002 | -132.8269 | 51.5025 | 0.9 | 0.89828 | 0.89492 | 0.9 | 0.89828 | 0.89493 | 0.00088541 | -120.3092 | 119.9417 | 0.00098933 | -120.3088 | 119.9415
Line14_15_16 | 0 | 0 | 0 | 0 | 0 | 0 | 0 | 0 | 0 | 0 | 0 | 0 | 5.0959e-15 | -1.1277e-11 | -3.3321e-11 | -5.096e-15 | 1.1277e-11 | 3.3321e-11 | -9.1793e-14 | 3.1989e-11 | 6.0101e-12 | 9.1793e-14 | -3.1989e-11 | -6.0101e-12 | 0 | 0 | 0 | 0 | 0 | 0 | 0.9 | 0.89828 | 0.89492 | 0.9 | 0.89828 | 0.89492 | 0.00088541 | -120.3092 | 119.9417 | 0.00088541 | -120.3092 | 119.9417
Line15_16_17 | 0 | 0 | 0 | 0 | 0 | 0 | 0 | 0 | 0 | 0 | 0 | 0 | 2.5465e-15 | -5.6383e-12 | -1.666e-11 | -2.5466e-15 | 5.6383e-12 | 1.666e-11 | -4.5896e-14 | 1.5995e-11 | 3.0051e-12 | 4.5896e-14 | -1.5995e-11 | -3.0051e-12 | 0 | 0 | 0 | 0 | 0 | 0 | 0.9 | 0.89828 | 0.89492 | 0.9 | 0.89828 | 0.89492 | 0.00088541 | -120.3092 | 119.9417 | 0.00088541 | -120.3092 | 119.9417
Line16_4_18 | 0 | 0.049872 | 0.049872 | 0 | 0.049872 | 0.049872 | 0 | 0.011517 | 0.011517 | 0 | 0.011517 | 0.011517 | 2.7919e-15 | 0.0099475 | 0.002584 | -2.7929e-15 | -0.0098997 | -0.0025363 | -3.3289e-14 | 0.0026199 | 0.0099156 | 3.3287e-14 | -0.0025702 | -0.0098658 | 0 | -135.2646 | 44.7354 | 0 | 44.7354 | -135.2646 | 0.9 | 0.89315 | 0.88967 | 0.9 | 0.88804 | 0.88445 | 0.00064219 | -120.5094 | 120.1289 | 0.00064219 | -120.7107 | 120.3183
Line17_5_19 | 1.4505e-05 | 8.5673e-05 | 7.2478e-05 | 1.4505e-05 | 8.5673e-05 | 7.2478e-05 | 3.3498e-06 | 1.9785e-05 | 1.6738e-05 | 3.3498e-06 | 1.9785e-05 | 1.6738e-05 | -2.7425e-06 | -1.7337e-05 | -5.4697e-06 | 2.7425e-06 | 1.7337e-05 | 5.4698e-06 | 1.2522e-06 | -3.9103e-06 | -1.3944e-05 | -1.2522e-06 | 3.9105e-06 | 1.3944e-05 | -155.4589 | 46.9792 | -128.6399 | 24.5411 | -133.0208 | 51.3601 | 0.9 | 0.89825 | 0.8949 | 0.9 | 0.89826 | 0.89491 | 0.00057438 | -120.3102 | 119.9423 | 0.00067901 | -120.3099 | 119.9421
Line1_1_3 | 1.4375e-05 | 8.5268e-05 | 7.2172e-05 | 1.4375e-05 | 8.5268e-05 | 7.2172e-05 | 3.3197e-06 | 1.9692e-05 | 1.6667e-05 | 3.3197e-06 | 1.9692e-05 | 1.6667e-05 | -2.71e-06 | -1.7268e-05 | -5.4812e-06 | 2.71e-06 | 1.7268e-05 | 5.4813e-06 | 1.2579e-06 | -3.8332e-06 | -1.3872e-05 | -1.2579e-06 | 3.8333e-06 | 1.3872e-05 | -155.0998 | 47.1735 | -128.4971 | 24.9002 | -132.8265 | 51.5029 | 0.9 | 0.89824 | 0.89489 | 0.9 | 0.89825 | 0.8949 | 0.00046974 | -120.3106 | 119.9425 | 0.00057366 | -120.3102 | 119.9423
Line2_1_4 | 2.9675e-05 | 0.049707 | 0.049729 | 2.9675e-05 | 0.049707 | 0.049729 | 6.8532e-06 | 0.011479 | 0.011484 | 6.8532e-06 | 0.011479 | 0.011484 | -6.1574e-06 | 0.009965 | 0.0026314 | 6.1575e-06 | -0.0099175 | -0.0025839 | 3.5784e-07 | 0.0026495 | 0.0099347 | -3.5782e-07 | -0.0026 | -0.0098853 | -176.6735 | -135.1997 | 44.7776 | 3.3265 | 44.8003 | -135.2224 | 0.9 | 0.89824 | 0.89489 | 0.9 | 0.89315 | 0.88967 | 0.00046974 | -120.3106 | 119.9425 | 0.00064219 | -120.5094 | 120.1289
Line3_1_5 | 1.4505e-05 | 8.5673e-05 | 7.2478e-05 | 1.4505e-05 | 8.5673e-05 | 7.2478e-05 | 3.3498e-06 | 1.9785e-05 | 1.6738e-05 | 3.3498e-06 | 1.9785e-05 | 1.6738e-05 | -2.7425e-06 | -1.7336e-05 | -5.4697e-06 | 2.7425e-06 | 1.7337e-05 | 5.4698e-06 | 1.2522e-06 | -3.9102e-06 | -1.3944e-05 | -1.2522e-06 | 3.9103e-06 | 1.3944e-05 | -155.4589 | 46.9793 | -128.6398 | 24.5411 | -133.0207 | 51.3602 | 0.9 | 0.89824 | 0.89489 | 0.9 | 0.89825 | 0.8949 | 0.00046974 | -120.3106 | 119.9425 | 0.00057438 | -120.3102 | 119.9423
Line4_2_6 | 1.4461e-05 | 8.5538e-05 | 7.2375e-05 | 1.4461e-05 | 8.5538e-05 | 7.2375e-05 | 3.3397e-06 | 1.9754e-05 | 1.6714e-05 | 3.3397e-06 | 1.9754e-05 | 1.6714e-05 | -2.7316e-06 | -1.7314e-05 | -5.4737e-06 | 2.7316e-06 | 1.7314e-05 | 5.4738e-06 | 1.2541e-06 | -3.8845e-06 | -1.392e-05 | -1.2541e-06 | 3.8846e-06 | 1.392e-05 | -155.3388 | 47.0443 | -128.592 | 24.6612 | -132.9557 | 51.408 | 0.9 | 0.89825 | 0.8949 | 0.9 | 0.89826 | 0.89491 | 0.00057414 | -120.3102 | 119.9423 | 0.00067853 | -120.3099 | 119.9421
Line5_6_7 | 1.4461e-05 | 8.5537e-05 | 7.2375e-05 | 1.4461e-05 | 8.5537e-05 | 7.2375e-05 | 3.3397e-06 | 1.9754e-05 | 1.6714e-05 | 3.3397e-06 | 1.9754e-05 | 1.6714e-05 | -2.7316e-06 | -1.7314e-05 | -5.4737e-06 | 2.7316e-06 | 1.7314e-05 | 5.4738e-06 | 1.2541e-06 | -3.8847e-06 | -1.392e-05 | -1.2541e-06 | 3.8848e-06 | 1.392e-05 | -155.3388 | 47.0442 | -128.5921 | 24.6612 | -132.9558 | 51.4079 | 0.9 | 0.89826 | 0.89491 | 0.9 | 0.89827 | 0.89491 | 0.00067853 | -120.3099 | 119.9421 | 0.00078293 | -120.3095 | 119.9419
Line6_7_8 | 0 | 0 | 0 | 0 | 0 | 0 | 0 | 0 | 0 | 0 | 0 | 0 | 2.4052e-15 | -1.6998e-11 | -5.0059e-11 | -2.4055e-15 | 1.6998e-11 | 5.0059e-11 | -1.2175e-13 | 4.804e-11 | 8.9833e-12 | 1.2175e-13 | -4.804e-11 | -8.9833e-12 | 0 | 0 | 0 | 0 | 0 | 0 | 0.9 | 0.89827 | 0.89491 | 0.9 | 0.89827 | 0.89491 | 0.00078293 | -120.3095 | 119.9419 | 0.00078293 | -120.3095 | 119.9419
Line7_8_9 | 0 | 0 | 0 | 0 | 0 | 0 | 0 | 0 | 0 | 0 | 0 | 0 | 8.0109e-16 | -5.6659e-12 | -1.6686e-11 | -8.0135e-16 | 5.6659e-12 | 1.6686e-11 | -4.0584e-14 | 1.6013e-11 | 2.9944e-12 | 4.0583e-14 | -1.6013e-11 | -2.9944e-12 | 0 | 0 | 0 | 0 | 0 | 0 | 0.9 | 0.89827 | 0.89491 | 0.9 | 0.89827 | 0.89491 | 0.00078293 | -120.3095 | 119.9419 | 0.00078293 | -120.3095 | 119.9419
Line8_8_10 | 0 | 0 | 0 | 0 | 0 | 0 | 0 | 0 | 0 | 0 | 0 | 0 | 8.0141e-16 | -5.6659e-12 | -1.6686e-11 | -8.0141e-16 | 5.6659e-12 | 1.6686e-11 | -4.0584e-14 | 1.6013e-11 | 2.9944e-12 | 4.0583e-14 | -1.6013e-11 | -2.9944e-12 | 0 | 0 | 0 | 0 | 0 | 0 | 0.9 | 0.89827 | 0.89491 | 0.9 | 0.89827 | 0.89491 | 0.00078293 | -120.3095 | 119.9419 | 0.00078293 | -120.3095 | 119.9419
Line9_3_11 | 1.4375e-05 | 8.5268e-05 | 7.2172e-05 | 1.4375e-05 | 8.5268e-05 | 7.2172e-05 | 3.3197e-06 | 1.9692e-05 | 1.6667e-05 | 3.3197e-06 | 1.9692e-05 | 1.6667e-05 | -2.71e-06 | -1.7268e-05 | -5.4813e-06 | 2.71e-06 | 1.7268e-05 | 5.4814e-06 | 1.2579e-06 | -3.8333e-06 | -1.3872e-05 | -1.2579e-06 | 3.8335e-06 | 1.3872e-05 | -155.0998 | 47.1735 | -128.4971 | 24.9002 | -132.8265 | 51.5029 | 0.9 | 0.89825 | 0.8949 | 0.9 | 0.89826 | 0.89491 | 0.00057366 | -120.3102 | 119.9423 | 0.00067758 | -120.3099 | 119.9421

## LG_max_6
name | pf_ikss_a_from_ka | pf_ikss_b_from_ka | pf_ikss_c_from_ka | pf_ikss_a_to_ka | pf_ikss_b_to_ka | pf_ikss_c_to_ka | pf_skss_a_from_mw | pf_skss_b_from_mw | pf_skss_c_from_mw | pf_skss_a_to_mw | pf_skss_b_to_mw | pf_skss_c_to_mw | pf_p_a_from_mw | pf_p_b_from_mw | pf_p_c_from_mw | pf_p_a_to_mw | pf_p_b_to_mw | pf_p_c_to_mw | pf_q_a_from_mvar | pf_q_b_from_mvar | pf_q_c_from_mvar | pf_q_a_to_mvar | pf_q_b_to_mvar | pf_q_c_to_mvar | pf_ikss_a_from_degree | pf_ikss_b_from_degree | pf_ikss_c_from_degree | pf_ikss_a_to_degree | pf_ikss_b_to_degree | pf_ikss_c_to_degree | 3xI0 | pf_vm_a_from_pu | pf_vm_b_from_pu | pf_vm_c_from_pu | pf_vm_a_to_pu | pf_vm_b_to_pu | pf_vm_c_to_pu | pf_va_a_from_degree | pf_va_b_from_degree | pf_va_c_from_degree | pf_va_a_to_degree | pf_va_b_to_degree | pf_va_c_to_degree
Line0_1_2 | 0.56722 | 0.21216 | 0.24735 | 0.56722 | 0.21216 | 0.24735 | 0.13099 | 0.048997 | 0.057123 | 0.13099 | 0.048997 | 0.057123 | -0.036098 | -0.052388 | 0.065858 | 0.03845 | 0.05281 | -0.065962 | -0.07298 | 0.029216 | -0.0059425 | 0.077525 | -0.029093 | 0.0066107 | 106.3514 | 83.8285 | 133.9138 | -73.6486 | -96.1715 | -46.0862 |  | 0.62155 | 1.2243 | 1.1576 | 0.66061 | 1.2306 | 1.1605 | -9.9674 | -125.3193 | 128.7578 | -10.0284 | -125.0217 | 128.1907
Line10_11_12 | 0.51013 | 0.18713 | 0.22935 | 0.51013 | 0.18713 | 0.22935 | 0.11781 | 0.043216 | 0.052965 | 0.11781 | 0.043216 | 0.052965 | -0.038121 | -0.04523 | 0.06104 | 0.040034 | 0.045545 | -0.061109 | -0.072017 | 0.028298 | -0.0082297 | 0.075677 | -0.028217 | 0.0088079 | 107.9589 | 87.2224 | 135.3825 | -72.0411 | -92.7776 | -44.6175 |  | 0.69166 | 1.2346 | 1.1629 | 0.72672 | 1.2397 | 1.1657 | -9.9346 | -124.8092 | 127.7039 | -9.9207 | -124.5574 | 127.1807
Line11_12_13 | 0.51013 | 0.18713 | 0.22935 | 0.51013 | 0.18713 | 0.22935 | 0.11781 | 0.043216 | 0.052965 | 0.11781 | 0.043216 | 0.052965 | -0.040034 | -0.045545 | 0.061109 | 0.041948 | 0.045859 | -0.061177 | -0.075677 | 0.028217 | -0.0088079 | 0.079337 | -0.028136 | 0.009386 | 107.9589 | 87.2224 | 135.3825 | -72.0411 | -92.7776 | -44.6175 |  | 0.72672 | 1.2397 | 1.1657 | 0.76177 | 1.245 | 1.1686 | -9.9207 | -124.5574 | 127.1807 | -9.9079 | -124.3076 | 126.66
Line12_13_15 | 0 | 0 | 0 | 0 | 0 | 0 | 0 | 0 | 0 | 0 | 0 | 0 | 1.8801e-08 | 4.5571e-08 | -6.233e-08 | -1.1773e-08 | -3.1284e-08 | 4.1015e-08 | 3.9876e-08 | -5.62e-08 | -2.2063e-08 | -2.7089e-08 | 3.7107e-08 | 1.5231e-08 | 0 | 0 | 0 | 0 | 0 | 0 |  | 0.76177 | 1.245 | 1.1686 | 0.76177 | 1.245 | 1.1686 | -9.9079 | -124.3076 | 126.66 | -9.9079 | -124.3076 | 126.66
Line13_13_14 | 0.51013 | 0.18713 | 0.22935 | 0.51013 | 0.18713 | 0.22935 | 0.11781 | 0.043216 | 0.052965 | 0.11781 | 0.043216 | 0.052965 | -0.041948 | -0.04586 | 0.061177 | 0.043862 | 0.046174 | -0.061246 | -0.079337 | 0.028136 | -0.009386 | 0.082997 | -0.028055 | 0.0099642 | 107.9589 | 87.2224 | 135.3825 | -72.0411 | -92.7776 | -44.6176 |  | 0.76177 | 1.245 | 1.1686 | 0.79683 | 1.2502 | 1.1715 | -9.9079 | -124.3076 | 126.66 | -9.8964 | -124.06 | 126.1419
Line14_15_16 | 0 | 0 | 0 | 0 | 0 | 0 | 0 | 0 | 0 | 0 | 0 | 0 | 1.2534e-08 | 3.0381e-08 | -4.1554e-08 | -5.5057e-09 | -1.6094e-08 | 2.0238e-08 | 2.6584e-08 | -3.7467e-08 | -1.4709e-08 | -1.3797e-08 | 1.8373e-08 | 7.8762e-09 | 0 | 0 | 0 | 0 | 0 | 0 |  | 0.76177 | 1.245 | 1.1686 | 0.76177 | 1.245 | 1.1686 | -9.9079 | -124.3076 | 126.66 | -9.9079 | -124.3076 | 126.66
Line15_16_17 | 0 | 0 | 0 | 0 | 0 | 0 | 0 | 0 | 0 | 0 | 0 | 0 | 6.267e-09 | 1.519e-08 | -2.0777e-08 | 7.6132e-10 | -9.0351e-10 | -5.3836e-10 | 1.3292e-08 | -1.8733e-08 | -7.3544e-09 | -5.0464e-10 | -3.6002e-10 | 5.2178e-10 | 0 | 0 | 0 | 0 | 0 | 0 |  | 0.76177 | 1.245 | 1.1686 | 0.76177 | 1.245 | 1.1686 | -9.9079 | -124.3076 | 126.66 | -9.9079 | -124.3076 | 126.66
Line16_4_18 | 4.2574 | 0 | 0 | 4.2574 | 0 | 0 | 0.98322 | 0 | 0 | 0.98322 | 0 | 0 | 0.15105 | 2.8015e-08 | -2.9716e-08 | -1.554e-14 | -5.8429e-10 | -8.2032e-11 | 0.3021 | -2.381e-08 | -1.5622e-08 | 8.6044e-14 | 8.9183e-11 | 2.5602e-10 | -73.9231 | 0 | 0 | 106.0769 | 0 | 0 |  | 0.34352 | 1.2078 | 1.1178 | 0 | 1.1843 | 1.0689 | -10.4882 | -121.9736 | 126.0986 | 0 | -118.8793 | 123.5668
Line17_5_19 | 0.6005 | 0.2272 | 0.25707 | 0.6005 | 0.2272 | 0.25707 | 0.13868 | 0.05247 | 0.059367 | 0.13868 | 0.05247 | 0.059367 | -0.039581 | -0.057637 | 0.068656 | 0.042207 | 0.058131 | -0.068785 | -0.082981 | 0.029188 | -0.0059066 | 0.08809 | -0.029034 | 0.0066257 | 105.4202 | 81.8615 | 133.0868 | -74.5798 | -98.1385 | -46.9132 |  | 0.66295 | 1.2313 | 1.1607 | 0.70435 | 1.2384 | 1.164 | -10.0807 | -124.997 | 128.1696 | -10.1808 | -124.6783 | 127.5847
Line1_1_3 | 0.51013 | 0.18713 | 0.22935 | 0.51013 | 0.18713 | 0.22935 | 0.11781 | 0.043216 | 0.052965 | 0.11781 | 0.043216 | 0.052965 | -0.034293 | -0.044601 | 0.060903 | 0.036207 | 0.044916 | -0.060971 | -0.064697 | 0.02846 | -0.0070734 | 0.068357 | -0.028379 | 0.0076515 | 107.9589 | 87.2224 | 135.3825 | -72.0411 | -92.7776 | -44.6175 |  | 0.62155 | 1.2243 | 1.1576 | 0.6566 | 1.2294 | 1.1602 | -9.9674 | -125.3193 | 128.7578 | -9.9501 | -125.0632 | 128.2296
Line2_1_4 | 3.3586 | 0.29673 | 0.21381 | 3.3586 | 0.29673 | 0.21381 | 0.77563 | 0.068527 | 0.049378 | 0.77563 | 0.068527 | 0.049378 | 0.22177 | -0.078593 | 0.056623 | -0.12472 | 0.079093 | -0.054266 | 0.42805 | 0.02935 | -0.007811 | -0.23546 | -0.024381 | 0.010071 | -72.5789 | 75.1585 | 136.612 | 107.4211 | -104.8415 | -43.388 |  | 0.62155 | 1.2243 | 1.1576 | 0.34352 | 1.2078 | 1.1178 | -9.9674 | -125.3193 | 128.7578 | -10.4882 | -121.9736 | 126.0986
Line3_1_5 | 0.6005 | 0.2272 | 0.25707 | 0.6005 | 0.2272 | 0.25707 | 0.13868 | 0.05247 | 0.059367 | 0.13868 | 0.05247 | 0.059367 | -0.036956 | -0.057143 | 0.068527 | 0.039581 | 0.057637 | -0.068656 | -0.077872 | 0.029343 | -0.0051875 | 0.082981 | -0.029188 | 0.0059066 | 105.4202 | 81.8615 | 133.0868 | -74.5798 | -98.1385 | -46.9132 |  | 0.62155 | 1.2243 | 1.1576 | 0.66295 | 1.2313 | 1.1607 | -9.9674 | -125.3193 | 128.7578 | -10.0807 | -124.997 | 128.1696
Line4_2_6 | 0.56722 | 0.21216 | 0.24735 | 0.56722 | 0.21216 | 0.24735 | 0.13099 | 0.048997 | 0.057123 | 0.13099 | 0.048997 | 0.057123 | -0.03845 | -0.05281 | 0.065962 | 0.040801 | 0.053232 | -0.066066 | -0.077525 | 0.029093 | -0.0066107 | 0.082071 | -0.028969 | 0.0072788 | 106.3514 | 83.8285 | 133.9138 | -73.6486 | -96.1715 | -46.0862 |  | 0.66061 | 1.2306 | 1.1605 | 0.69968 | 1.2369 | 1.1635 | -10.0284 | -125.0217 | 128.1907 | -10.0826 | -124.7271 | 127.6265
Line5_6_7 | 0.56722 | 0.21216 | 0.24735 | 0.56722 | 0.21216 | 0.24735 | 0.13099 | 0.048997 | 0.057123 | 0.13099 | 0.048997 | 0.057123 | -0.040801 | -0.053232 | 0.066066 | 0.043153 | 0.053653 | -0.06617 | -0.082071 | 0.028969 | -0.0072788 | 0.086617 | -0.028846 | 0.007947 | 106.3514 | 83.8285 | 133.9138 | -73.6486 | -96.1715 | -46.0863 |  | 0.69968 | 1.2369 | 1.1635 | 0.73874 | 1.2433 | 1.1667 | -10.0826 | -124.7271 | 127.6265 | -10.131 | -124.4355 | 127.0654
Line6_7_8 | 0 | 0 | 0 | 0 | 0 | 0 | 0 | 0 | 0 | 0 | 0 | 0 | 1.8665e-08 | 4.78e-08 | -6.4576e-08 | -1.1645e-08 | -3.2762e-08 | 4.2517e-08 | 4.0426e-08 | -5.8156e-08 | -2.4159e-08 | -2.7451e-08 | 3.8401e-08 | 1.6659e-08 | 0 | 0 | 0 | 0 | 0 | 0 |  | 0.73874 | 1.2433 | 1.1667 | 0.73874 | 1.2433 | 1.1667 | -10.131 | -124.4355 | 127.0654 | -10.131 | -124.4355 | 127.0654
Line7_8_9 | 0 | 0 | 0 | 0 | 0 | 0 | 0 | 0 | 0 | 0 | 0 | 0 | 6.2218e-09 | 1.5933e-08 | -2.1525e-08 | 7.9877e-10 | -8.9535e-10 | -5.3333e-10 | 1.3475e-08 | -1.9385e-08 | -8.0531e-09 | -5.0029e-10 | -3.7018e-10 | 5.525e-10 | 0 | 0 | 0 | 0 | 0 | 0 |  | 0.73874 | 1.2433 | 1.1667 | 0.73874 | 1.2433 | 1.1667 | -10.131 | -124.4355 | 127.0654 | -10.131 | -124.4355 | 127.0654
Line8_8_10 | 0 | 0 | 0 | 0 | 0 | 0 | 0 | 0 | 0 | 0 | 0 | 0 | 6.2218e-09 | 1.5933e-08 | -2.1525e-08 | 7.9877e-10 | -8.9535e-10 | -5.3333e-10 | 1.3475e-08 | -1.9385e-08 | -8.0531e-09 | -5.0029e-10 | -3.7018e-10 | 5.525e-10 | 0 | 0 | 0 | 0 | 0 | 0 |  | 0.73874 | 1.2433 | 1.1667 | 0.73874 | 1.2433 | 1.1667 | -10.131 | -124.4355 | 127.0654 | -10.131 | -124.4355 | 127.0654
Line9_3_11 | 0.51013 | 0.18713 | 0.22935 | 0.51013 | 0.18713 | 0.22935 | 0.11781 | 0.043216 | 0.052965 | 0.11781 | 0.043216 | 0.052965 | -0.036207 | -0.044916 | 0.060971 | 0.038121 | 0.04523 | -0.06104 | -0.068357 | 0.028379 | -0.0076515 | 0.072017 | -0.028298 | 0.0082297 | 107.9589 | 87.2224 | 135.3825 | -72.0411 | -92.7776 | -44.6175 |  | 0.6566 | 1.2294 | 1.1602 | 0.69166 | 1.2346 | 1.1629 | -9.9501 | -125.0632 | 128.2296 | -9.9346 | -124.8092 | 127.7039

## LG_max_10
name | pf_ikss_a_from_ka | pf_ikss_b_from_ka | pf_ikss_c_from_ka | pf_ikss_a_to_ka | pf_ikss_b_to_ka | pf_ikss_c_to_ka | pf_skss_a_from_mw | pf_skss_b_from_mw | pf_skss_c_from_mw | pf_skss_a_to_mw | pf_skss_b_to_mw | pf_skss_c_to_mw | pf_p_a_from_mw | pf_p_b_from_mw | pf_p_c_from_mw | pf_p_a_to_mw | pf_p_b_to_mw | pf_p_c_to_mw | pf_q_a_from_mvar | pf_q_b_from_mvar | pf_q_c_from_mvar | pf_q_a_to_mvar | pf_q_b_to_mvar | pf_q_c_to_mvar | pf_ikss_a_from_degree | pf_ikss_b_from_degree | pf_ikss_c_from_degree | pf_ikss_a_to_degree | pf_ikss_b_to_degree | pf_ikss_c_to_degree | 3xI0 | pf_vm_a_from_pu | pf_vm_b_from_pu | pf_vm_c_from_pu | pf_vm_a_to_pu | pf_vm_b_to_pu | pf_vm_c_to_pu | pf_va_a_from_degree | pf_va_b_from_degree | pf_va_c_from_degree | pf_va_a_to_degree | pf_va_b_to_degree | pf_va_c_to_degree
Line0_1_2 | 0.5824 | 0.2199 | 0.25299 | 0.5824 | 0.2199 | 0.25299 | 0.1345 | 0.050784 | 0.058426 | 0.1345 | 0.050784 | 0.058426 | -0.038172 | -0.056853 | 0.070783 | 0.040644 | 0.057299 | -0.070893 | -0.076993 | 0.032066 | -0.0052116 | 0.081782 | -0.031928 | 0.0059007 | 106.1379 | 84.0029 | 133.1161 | -73.8621 | -95.997 | -46.8839 |  | 0.63893 | 1.2853 | 1.2148 | 0.679 | 1.2916 | 1.2176 | -10.2339 | -125.4211 | 128.9052 | -10.2887 | -125.1244 | 128.358
Line10_11_12 | 0.5259 | 0.19495 | 0.23531 | 0.5259 | 0.19495 | 0.23531 | 0.12145 | 0.045022 | 0.054343 | 0.12145 | 0.045022 | 0.054343 | -0.040414 | -0.049364 | 0.06584 | 0.042441 | 0.0497 | -0.065913 | -0.07633 | 0.031082 | -0.007708 | 0.080217 | -0.030988 | 0.0083084 | 107.7056 | 87.2868 | 134.562 | -72.2944 | -92.7132 | -45.438 |  | 0.71114 | 1.2957 | 1.2198 | 0.74724 | 1.3009 | 1.2225 | -10.1939 | -124.9094 | 127.8847 | -10.1768 | -124.6566 | 127.3777
Line11_12_13 | 0.5259 | 0.19495 | 0.23531 | 0.5259 | 0.19495 | 0.23531 | 0.12145 | 0.045022 | 0.054343 | 0.12145 | 0.045022 | 0.054343 | -0.042441 | -0.0497 | 0.065913 | 0.044469 | 0.050037 | -0.065986 | -0.080217 | 0.030988 | -0.0083084 | 0.084105 | -0.030894 | 0.0089089 | 107.7056 | 87.2868 | 134.562 | -72.2944 | -92.7132 | -45.438 |  | 0.74724 | 1.3009 | 1.2225 | 0.78334 | 1.3062 | 1.2253 | -10.1768 | -124.6566 | 127.3777 | -10.1613 | -124.4058 | 126.8729
Line12_13_15 | 0 | 0 | 0 | 0 | 0 | 0 | 0 | 0 | 0 | 0 | 0 | 0 | 2.0773e-08 | 5.1833e-08 | -7.0383e-08 | -1.2989e-08 | -3.5558e-08 | 4.6324e-08 | 4.4303e-08 | -6.3481e-08 | -2.5673e-08 | -3.0093e-08 | 4.1916e-08 | 1.7707e-08 | 0 | 0 | 0 | 0 | 0 | 0 |  | 0.78334 | 1.3062 | 1.2253 | 0.78334 | 1.3062 | 1.2253 | -10.1613 | -124.4058 | 126.8729 | -10.1613 | -124.4058 | 126.8729
Line13_13_14 | 0.5259 | 0.19495 | 0.23531 | 0.5259 | 0.19495 | 0.23531 | 0.12145 | 0.045022 | 0.054343 | 0.12145 | 0.045022 | 0.054343 | -0.044469 | -0.050037 | 0.065986 | 0.046497 | 0.050373 | -0.066059 | -0.084105 | 0.030895 | -0.0089088 | 0.087993 | -0.030801 | 0.0095093 | 107.7056 | 87.2869 | 134.5619 | -72.2944 | -92.7131 | -45.4381 |  | 0.78334 | 1.3062 | 1.2253 | 0.81944 | 1.3114 | 1.2281 | -10.1613 | -124.4058 | 126.8729 | -10.1471 | -124.1571 | 126.3704
Line14_15_16 | 0 | 0 | 0 | 0 | 0 | 0 | 0 | 0 | 0 | 0 | 0 | 0 | 1.3849e-08 | 3.4555e-08 | -4.6922e-08 | -6.0645e-09 | -1.8281e-08 | 2.2863e-08 | 2.9535e-08 | -4.232e-08 | -1.7115e-08 | -1.5325e-08 | 2.0756e-08 | 9.149e-09 | 0 | 0 | 0 | 0 | 0 | 0 |  | 0.78334 | 1.3062 | 1.2253 | 0.78334 | 1.3062 | 1.2253 | -10.1613 | -124.4058 | 126.8729 | -10.1613 | -124.4058 | 126.8729
Line15_16_17 | 0 | 0 | 0 | 0 | 0 | 0 | 0 | 0 | 0 | 0 | 0 | 0 | 6.9245e-09 | 1.7278e-08 | -2.3461e-08 | 8.5997e-10 | -1.0029e-09 | -5.983e-10 | 1.4768e-08 | -2.116e-08 | -8.5576e-09 | -5.5739e-10 | -4.047e-10 | 5.9139e-10 | 0 | 0 | 0 | 0 | 0 | 0 |  | 0.78334 | 1.3062 | 1.2253 | 0.78334 | 1.3062 | 1.2253 | -10.1613 | -124.4058 | 126.8729 | -10.1613 | -124.4058 | 126.8729
Line16_4_18 | 4.3683 | 0 | 0 | 4.3683 | 0 | 0 | 1.0088 | 0 | 0 | 1.0088 | 0 | 0 | 0.15902 | 3.1173e-08 | -3.3014e-08 | 3.1834e-14 | -6.5832e-10 | -1.0268e-10 | 0.31804 | -2.6587e-08 | -1.7574e-08 | -2.4164e-14 | 7.6881e-11 | 3.0531e-10 | -74.1652 | 0 | 0 | 105.8348 | 0 | 0 |  | 0.35247 | 1.2682 | 1.173 | 0 | 1.2442 | 1.1224 | -10.7302 | -122.1457 | 126.3195 | 0 | -119.1222 | 123.8669
Line17_5_19 | 0.61513 | 0.23477 | 0.26249 | 0.61513 | 0.23477 | 0.26249 | 0.14206 | 0.054219 | 0.060621 | 0.14206 | 0.054219 | 0.060621 | -0.041779 | -0.062316 | 0.073645 | 0.044527 | 0.062835 | -0.073779 | -0.087301 | 0.032041 | -0.0051063 | 0.092658 | -0.03187 | 0.0058453 | 105.2349 | 82.1098 | 132.3051 | -74.7651 | -97.8902 | -47.6949 |  | 0.68129 | 1.2924 | 1.2178 | 0.72366 | 1.2995 | 1.2209 | -10.339 | -125.1009 | 128.3388 | -10.4319 | -124.7842 | 127.7752
Line1_1_3 | 0.5259 | 0.19495 | 0.23531 | 0.5259 | 0.19495 | 0.23531 | 0.12145 | 0.045022 | 0.054343 | 0.12145 | 0.045022 | 0.054343 | -0.036358 | -0.048692 | 0.065694 | 0.038386 | 0.049028 | -0.065767 | -0.068554 | 0.031269 | -0.0065071 | 0.072442 | -0.031175 | 0.0071075 | 107.7056 | 87.2868 | 134.562 | -72.2944 | -92.7132 | -45.438 |  | 0.63893 | 1.2853 | 1.2148 | 0.67503 | 1.2905 | 1.2173 | -10.2339 | -125.4211 | 128.9052 | -10.2128 | -125.1642 | 128.3939
Line2_1_4 | 3.4604 | 0.30283 | 0.21975 | 3.4604 | 0.30283 | 0.21975 | 0.79914 | 0.069936 | 0.050749 | 0.79914 | 0.069936 | 0.050749 | 0.23458 | -0.083925 | 0.061238 | -0.13157 | 0.084486 | -0.058762 | 0.45352 | 0.0322 | -0.0071112 | -0.24906 | -0.026988 | 0.0095274 | -72.8843 | 75.5697 | 135.529 | 107.1157 | -104.4303 | -44.471 |  | 0.63893 | 1.2853 | 1.2148 | 0.35247 | 1.2682 | 1.173 | -10.2339 | -125.4211 | 128.9052 | -10.7302 | -122.1457 | 126.3195
Line3_1_5 | 0.61513 | 0.23477 | 0.26249 | 0.61513 | 0.23477 | 0.26249 | 0.14206 | 0.054219 | 0.060621 | 0.14206 | 0.054219 | 0.060621 | -0.039031 | -0.061796 | 0.073511 | 0.041779 | 0.062316 | -0.073645 | -0.081945 | 0.032212 | -0.0043673 | 0.087301 | -0.032041 | 0.0051063 | 105.2349 | 82.1098 | 132.3051 | -74.7651 | -97.8902 | -47.6949 |  | 0.63893 | 1.2853 | 1.2148 | 0.68129 | 1.2924 | 1.2178 | -10.2339 | -125.4211 | 128.9052 | -10.339 | -125.1009 | 128.3388
Line4_2_6 | 0.5824 | 0.2199 | 0.25299 | 0.5824 | 0.2199 | 0.25299 | 0.1345 | 0.050784 | 0.058426 | 0.1345 | 0.050784 | 0.058426 | -0.040644 | -0.057299 | 0.070893 | 0.043116 | 0.057744 | -0.071002 | -0.081782 | 0.031928 | -0.0059007 | 0.086571 | -0.031789 | 0.0065899 | 106.1379 | 84.0029 | 133.1161 | -73.8621 | -95.997 | -46.8839 |  | 0.679 | 1.2916 | 1.2176 | 0.71906 | 1.298 | 1.2205 | -10.2887 | -125.1244 | 128.358 | -10.3375 | -124.8306 | 127.8135
Line5_6_7 | 0.5824 | 0.2199 | 0.25299 | 0.5824 | 0.2199 | 0.25299 | 0.1345 | 0.050784 | 0.058426 | 0.1345 | 0.050784 | 0.058426 | -0.043116 | -0.057744 | 0.071002 | 0.045588 | 0.05819 | -0.071111 | -0.086571 | 0.031789 | -0.0065899 | 0.09136 | -0.031651 | 0.007279 | 106.1379 | 84.003 | 133.1161 | -73.8621 | -95.997 | -46.884 |  | 0.71906 | 1.298 | 1.2205 | 0.75913 | 1.3044 | 1.2235 | -10.3375 | -124.8306 | 127.8135 | -10.3811 | -124.5398 | 127.2715
Line6_7_8 | 0 | 0 | 0 | 0 | 0 | 0 | 0 | 0 | 0 | 0 | 0 | 0 | 2.0578e-08 | 5.4308e-08 | -7.282e-08 | -1.282e-08 | -3.7199e-08 | 4.7953e-08 | 4.4833e-08 | -6.5603e-08 | -2.8037e-08 | -3.0441e-08 | 4.3319e-08 | 1.9316e-08 | 0 | 0 | 0 | 0 | 0 | 0 |  | 0.75913 | 1.3044 | 1.2235 | 0.75913 | 1.3044 | 1.2235 | -10.3811 | -124.5398 | 127.2715 | -10.3811 | -124.5398 | 127.2715
Line7_8_9 | 0 | 0 | 0 | 0 | 0 | 0 | 0 | 0 | 0 | 0 | 0 | 0 | 6.8595e-09 | 1.8103e-08 | -2.4273e-08 | 8.9869e-10 | -9.9395e-10 | -5.9359e-10 | 1.4944e-08 | -2.1868e-08 | -9.3458e-09 | -5.5172e-10 | -4.1641e-10 | 6.2459e-10 | 0 | 0 | 0 | 0 | 0 | 0 |  | 0.75913 | 1.3044 | 1.2235 | 0.75913 | 1.3044 | 1.2235 | -10.3811 | -124.5398 | 127.2715 | -10.3811 | -124.5398 | 127.2715
Line8_8_10 | 0 | 0 | 0 | 0 | 0 | 0 | 0 | 0 | 0 | 0 | 0 | 0 | 6.8595e-09 | 1.8103e-08 | -2.4273e-08 | 8.9869e-10 | -9.9395e-10 | -5.9359e-10 | 1.4944e-08 | -2.1868e-08 | -9.3458e-09 | -5.5172e-10 | -4.1641e-10 | 6.2459e-10 | 0 | 0 | 0 | 0 | 0 | 0 |  | 0.75913 | 1.3044 | 1.2235 | 0.75913 | 1.3044 | 1.2235 | -10.3811 | -124.5398 | 127.2715 | -10.3811 | -124.5398 | 127.2715
Line9_3_11 | 0.5259 | 0.19495 | 0.23531 | 0.5259 | 0.19495 | 0.23531 | 0.12145 | 0.045022 | 0.054343 | 0.12145 | 0.045022 | 0.054343 | -0.038386 | -0.049028 | 0.065767 | 0.040414 | 0.049364 | -0.06584 | -0.072442 | 0.031175 | -0.0071075 | 0.07633 | -0.031082 | 0.007708 | 107.7056 | 87.2868 | 134.562 | -72.2944 | -92.7132 | -45.438 |  | 0.67503 | 1.2905 | 1.2173 | 0.71114 | 1.2957 | 1.2198 | -10.2128 | -125.1642 | 128.3939 | -10.1939 | -124.9094 | 127.8847

## LG_max_fault_6
name | pf_ikss_a_from_ka | pf_ikss_b_from_ka | pf_ikss_c_from_ka | pf_ikss_a_to_ka | pf_ikss_b_to_ka | pf_ikss_c_to_ka | pf_skss_a_from_mw | pf_skss_b_from_mw | pf_skss_c_from_mw | pf_skss_a_to_mw | pf_skss_b_to_mw | pf_skss_c_to_mw | pf_p_a_from_mw | pf_p_b_from_mw | pf_p_c_from_mw | pf_p_a_to_mw | pf_p_b_to_mw | pf_p_c_to_mw | pf_q_a_from_mvar | pf_q_b_from_mvar | pf_q_c_from_mvar | pf_q_a_to_mvar | pf_q_b_to_mvar | pf_q_c_to_mvar | pf_ikss_a_from_degree | pf_ikss_b_from_degree | pf_ikss_c_from_degree | pf_ikss_a_to_degree | pf_ikss_b_to_degree | pf_ikss_c_to_degree | 3xI0 | pf_vm_a_from_pu | pf_vm_b_from_pu | pf_vm_c_from_pu | pf_vm_a_to_pu | pf_vm_b_to_pu | pf_vm_c_to_pu | pf_va_a_from_degree | pf_va_b_from_degree | pf_va_c_from_degree | pf_va_a_to_degree | pf_va_b_to_degree | pf_va_c_to_degree
Line0_1_2 | 0.1157 | 0.11074 | 0.11344 | 0.1157 | 0.11074 | 0.11344 | 0.02672 | 0.025575 | 0.026198 | 0.02672 | 0.025575 | 0.026198 | -0.0023715 | -0.0017362 | -0.0010196 | 0.0025064 | 0.0018612 | 0.0011448 | -0.029109 | -0.028016 | -0.028691 | 0.029374 | 0.028264 | 0.028949 | 94.6136 | -26.3716 | -147.7861 | -85.3864 | 153.6284 | 32.2139 |  | 1.093 | 1.0976 | 1.0958 | 1.1033 | 1.1075 | 1.1059 | -0.043994 | -119.9178 | 120.1787 | -0.26348 | -120.1391 | 119.9492
Line10_11_12 | 0.10311 | 0.098704 | 0.10125 | 0.10311 | 0.098704 | 0.10125 | 0.023813 | 0.022795 | 0.023383 | 0.023813 | 0.022795 | 0.023383 | -0.0022602 | -0.0016277 | -0.0010064 | 0.0023675 | 0.0017269 | 0.0011061 | -0.026367 | -0.025372 | -0.026022 | 0.026577 | 0.025569 | 0.026227 | 94.4641 | -26.6429 | -148.0166 | -85.5359 | 153.3571 | 31.9834 |  | 1.1114 | 1.1153 | 1.1137 | 1.1205 | 1.1242 | 1.1227 | -0.43539 | -120.3136 | 119.7686 | -0.62628 | -120.5068 | 119.5684
Line11_12_13 | 0.10311 | 0.098704 | 0.10125 | 0.10311 | 0.098704 | 0.10125 | 0.023813 | 0.022795 | 0.023383 | 0.023813 | 0.022795 | 0.023383 | -0.0023675 | -0.0017269 | -0.0011061 | 0.0024747 | 0.0018261 | 0.0012058 | -0.026577 | -0.025569 | -0.026227 | 0.026787 | 0.025766 | 0.026433 | 94.4641 | -26.6429 | -148.0166 | -85.5359 | 153.3571 | 31.9834 |  | 1.1205 | 1.1242 | 1.1227 | 1.1297 | 1.1332 | 1.1316 | -0.62628 | -120.5068 | 119.5684 | -0.81407 | -120.6969 | 119.3714
Line12_13_15 | 0 | 0 | 0 | 0 | 0 | 0 | 0 | 0 | 0 | 0 | 0 | 0 | 1.4016e-09 | 1.1493e-09 | 4.9551e-10 | -1.265e-09 | -1.1121e-09 | -6.6929e-10 | 5.4922e-10 | -3.789e-10 | 3.1485e-10 | -4.2794e-10 | 1.9953e-10 | -2.5769e-10 | 0 | 0 | 0 | 0 | 0 | 0 |  | 1.1297 | 1.1332 | 1.1316 | 1.1297 | 1.1332 | 1.1316 | -0.81407 | -120.6969 | 119.3714 | -0.81407 | -120.6969 | 119.3714
Line13_13_14 | 0.10311 | 0.098704 | 0.10125 | 0.10311 | 0.098704 | 0.10125 | 0.023813 | 0.022795 | 0.023383 | 0.023813 | 0.022795 | 0.023383 | -0.0024747 | -0.0018261 | -0.0012058 | 0.0025819 | 0.0019254 | 0.0013056 | -0.026787 | -0.025766 | -0.026433 | 0.026997 | 0.025963 | 0.026638 | 94.4641 | -26.6429 | -148.0166 | -85.5359 | 153.3571 | 31.9834 |  | 1.1297 | 1.1332 | 1.1316 | 1.1389 | 1.1421 | 1.1406 | -0.81407 | -120.6969 | 119.3714 | -0.99884 | -120.8841 | 119.1775
Line14_15_16 | 0 | 0 | 0 | 0 | 0 | 0 | 0 | 0 | 0 | 0 | 0 | 0 | 9.3438e-10 | 7.6623e-10 | 3.3034e-10 | -7.9783e-10 | -7.2899e-10 | -5.0412e-10 | 3.6615e-10 | -2.526e-10 | 2.099e-10 | -2.4487e-10 | 7.3234e-11 | -1.5275e-10 | 0 | 0 | 0 | 0 | 0 | 0 |  | 1.1297 | 1.1332 | 1.1316 | 1.1297 | 1.1332 | 1.1316 | -0.81407 | -120.6969 | 119.3714 | -0.81407 | -120.6969 | 119.3714
Line15_16_17 | 0 | 0 | 0 | 0 | 0 | 0 | 0 | 0 | 0 | 0 | 0 | 0 | 4.6719e-10 | 3.8311e-10 | 1.6517e-10 | -3.3064e-10 | -3.4588e-10 | -3.3895e-10 | 1.8307e-10 | -1.263e-10 | 1.0495e-10 | -6.1795e-11 | -5.3065e-11 | -4.7797e-11 | 0 | 0 | 0 | 0 | 0 | 0 |  | 1.1297 | 1.1332 | 1.1316 | 1.1297 | 1.1332 | 1.1316 | -0.81407 | -120.6969 | 119.3714 | -0.81407 | -120.6969 | 119.3714
Line16_4_18 | 0.035932 | 0 | 0 | 0.035932 | 0 | 0 | 0.0082981 | 0 | 0 | 0.0082981 | 0 | 0 | 0.0064662 | 3.467e-10 | -4.3361e-11 | -0.0064554 | -2.3924e-10 | -2.3478e-10 | 0.006477 | -2.6149e-10 | 3.5425e-11 | -0.0064554 | 1.8419e-12 | 1.2474e-12 | -45.2339 | 0 | 0 | 134.7661 | 0 | 0 |  | 1.1029 | 1.1093 | 1.1079 | 1.1002 | 1.1088 | 1.1078 | -0.18624 | -119.9953 | 120.0461 | -0.23387 | -119.9753 | 120.0168
Line17_5_19 | 0.12321 | 0.11793 | 0.1207 | 0.12321 | 0.11793 | 0.1207 | 0.028453 | 0.027234 | 0.027874 | 0.028453 | 0.027234 | 0.027874 | -0.002727 | -0.0020746 | -0.0013014 | 0.0028798 | 0.0022164 | 0.0014432 | -0.031294 | -0.03011 | -0.030816 | 0.031593 | 0.030391 | 0.031108 | 94.7038 | -26.2104 | -147.6458 | -85.2962 | 153.7896 | 32.3542 |  | 1.104 | 1.1082 | 1.1065 | 1.115 | 1.1189 | 1.1172 | -0.27649 | -120.1519 | 119.936 | -0.50442 | -120.3815 | 119.6979
Line1_1_3 | 0.10311 | 0.098704 | 0.10125 | 0.10311 | 0.098704 | 0.10125 | 0.023813 | 0.022795 | 0.023383 | 0.023813 | 0.022795 | 0.023383 | -0.0020458 | -0.0014292 | -0.00080696 | 0.002153 | 0.0015285 | 0.00090668 | -0.025948 | -0.024978 | -0.025611 | 0.026158 | 0.025175 | 0.025816 | 94.4641 | -26.6429 | -148.0166 | -85.5359 | 153.3571 | 31.9834 |  | 1.093 | 1.0976 | 1.0958 | 1.1022 | 1.1064 | 1.1048 | -0.043994 | -119.9178 | 120.1787 | -0.24132 | -120.1172 | 119.972
Line2_1_4 | 0.10259 | 0.12542 | 0.12737 | 0.10259 | 0.12542 | 0.12737 | 0.023691 | 0.028964 | 0.029415 | 0.023691 | 0.028964 | 0.029415 | -0.0043716 | -0.0099623 | -0.0091153 | 0.004475 | 0.01011 | 0.009288 | -0.025524 | -0.030188 | -0.030919 | 0.025743 | 0.030497 | 0.031238 | 99.675 | -11.6545 | -133.3951 | -80.325 | 168.3455 | 46.6049 |  | 1.093 | 1.0976 | 1.0958 | 1.1029 | 1.1093 | 1.1079 | -0.043994 | -119.9178 | 120.1787 | -0.18624 | -119.9953 | 120.0461
Line3_1_5 | 0.12321 | 0.11793 | 0.1207 | 0.12321 | 0.11793 | 0.1207 | 0.028453 | 0.027234 | 0.027874 | 0.028453 | 0.027234 | 0.027874 | -0.0025742 | -0.0019328 | -0.0011595 | 0.002727 | 0.0020746 | 0.0013014 | -0.030994 | -0.029829 | -0.030524 | 0.031294 | 0.03011 | 0.030816 | 94.7038 | -26.2104 | -147.6458 | -85.2962 | 153.7896 | 32.3542 |  | 1.093 | 1.0976 | 1.0958 | 1.104 | 1.1082 | 1.1065 | -0.043994 | -119.9178 | 120.1787 | -0.27649 | -120.1519 | 119.936
Line4_2_6 | 0.1157 | 0.11074 | 0.11344 | 0.1157 | 0.11074 | 0.11344 | 0.02672 | 0.025575 | 0.026198 | 0.02672 | 0.025575 | 0.026198 | -0.0025064 | -0.0018612 | -0.0011448 | 0.0026412 | 0.0019862 | 0.0012701 | -0.029374 | -0.028264 | -0.028949 | 0.029638 | 0.028512 | 0.029207 | 94.6136 | -26.3716 | -147.7861 | -85.3864 | 153.6284 | 32.2139 |  | 1.1033 | 1.1075 | 1.1059 | 1.1136 | 1.1175 | 1.1159 | -0.26348 | -120.1391 | 119.9492 | -0.47891 | -120.3565 | 119.7239
Line5_6_7 | 0.1157 | 0.11074 | 0.11344 | 0.1157 | 0.11074 | 0.11344 | 0.02672 | 0.025575 | 0.026198 | 0.02672 | 0.025575 | 0.026198 | -0.0026412 | -0.0019862 | -0.0012701 | 0.002776 | 0.0021112 | 0.0013953 | -0.029638 | -0.028512 | -0.029207 | 0.029902 | 0.02876 | 0.029465 | 94.6136 | -26.3716 | -147.7861 | -85.3864 | 153.6284 | 32.2139 |  | 1.1136 | 1.1175 | 1.1159 | 1.1239 | 1.1276 | 1.126 | -0.47891 | -120.3565 | 119.7239 | -0.6904 | -120.57 | 119.5027
Line6_7_8 | 0 | 0 | 0 | 0 | 0 | 0 | 0 | 0 | 0 | 0 | 0 | 0 | 1.335e-09 | 1.0855e-09 | 3.9831e-10 | -1.1949e-09 | -1.0445e-09 | -5.7933e-10 | 5.3913e-10 | -4.2715e-10 | 2.8382e-10 | -4.1156e-10 | 2.4158e-10 | -2.2684e-10 | 0 | 0 | 0 | 0 | 0 | 0 |  | 1.1239 | 1.1276 | 1.126 | 1.1239 | 1.1276 | 1.126 | -0.6904 | -120.57 | 119.5027 | -0.6904 | -120.57 | 119.5027
Line7_8_9 | 0 | 0 | 0 | 0 | 0 | 0 | 0 | 0 | 0 | 0 | 0 | 0 | 4.4499e-10 | 3.6184e-10 | 1.3277e-10 | -3.0496e-10 | -3.2085e-10 | -3.1379e-10 | 1.7971e-10 | -1.4238e-10 | 9.4606e-11 | -5.2139e-11 | -4.3185e-11 | -3.7628e-11 | 0 | 0 | 0 | 0 | 0 | 0 |  | 1.1239 | 1.1276 | 1.126 | 1.1239 | 1.1276 | 1.126 | -0.6904 | -120.57 | 119.5027 | -0.6904 | -120.57 | 119.5027
Line8_8_10 | 0 | 0 | 0 | 0 | 0 | 0 | 0 | 0 | 0 | 0 | 0 | 0 | 4.4499e-10 | 3.6184e-10 | 1.3277e-10 | -3.0496e-10 | -3.2085e-10 | -3.1379e-10 | 1.7971e-10 | -1.4238e-10 | 9.4606e-11 | -5.2139e-11 | -4.3185e-11 | -3.7628e-11 | 0 | 0 | 0 | 0 | 0 | 0 |  | 1.1239 | 1.1276 | 1.126 | 1.1239 | 1.1276 | 1.126 | -0.6904 | -120.57 | 119.5027 | -0.6904 | -120.57 | 119.5027
Line9_3_11 | 0.10311 | 0.098704 | 0.10125 | 0.10311 | 0.098704 | 0.10125 | 0.023813 | 0.022795 | 0.023383 | 0.023813 | 0.022795 | 0.023383 | -0.002153 | -0.0015285 | -0.00090668 | 0.0022602 | 0.0016277 | 0.0010064 | -0.026158 | -0.025175 | -0.025816 | 0.026367 | 0.025372 | 0.026022 | 94.4641 | -26.6429 | -148.0166 | -85.5359 | 153.3571 | 31.9834 |  | 1.1022 | 1.1064 | 1.1048 | 1.1114 | 1.1153 | 1.1137 | -0.24132 | -120.1172 | 119.972 | -0.43539 | -120.3136 | 119.7686

## LG_max_fault_10
name | pf_ikss_a_from_ka | pf_ikss_b_from_ka | pf_ikss_c_from_ka | pf_ikss_a_to_ka | pf_ikss_b_to_ka | pf_ikss_c_to_ka | pf_skss_a_from_mw | pf_skss_b_from_mw | pf_skss_c_from_mw | pf_skss_a_to_mw | pf_skss_b_to_mw | pf_skss_c_to_mw | pf_p_a_from_mw | pf_p_b_from_mw | pf_p_c_from_mw | pf_p_a_to_mw | pf_p_b_to_mw | pf_p_c_to_mw | pf_q_a_from_mvar | pf_q_b_from_mvar | pf_q_c_from_mvar | pf_q_a_to_mvar | pf_q_b_to_mvar | pf_q_c_to_mvar | pf_ikss_a_from_degree | pf_ikss_b_from_degree | pf_ikss_c_from_degree | pf_ikss_a_to_degree | pf_ikss_b_to_degree | pf_ikss_c_to_degree | 3xI0 | pf_vm_a_from_pu | pf_vm_b_from_pu | pf_vm_c_from_pu | pf_vm_a_to_pu | pf_vm_b_to_pu | pf_vm_c_to_pu | pf_va_a_from_degree | pf_va_b_from_degree | pf_va_c_from_degree | pf_va_a_to_degree | pf_va_b_to_degree | pf_va_c_to_degree
Line0_1_2 | 0.11662 | 0.1114 | 0.11423 | 0.11662 | 0.1114 | 0.11423 | 0.026933 | 0.025728 | 0.02638 | 0.026933 | 0.025728 | 0.02638 | -0.0025636 | -0.0018653 | -0.0010763 | 0.0027007 | 0.0019919 | 0.0012032 | -0.030737 | -0.029532 | -0.030273 | 0.031006 | 0.029783 | 0.030534 | 94.7154 | -26.3059 | -147.7837 | -85.2846 | 153.6941 | 32.2163 |  | 1.1452 | 1.1502 | 1.1483 | 1.1556 | 1.1602 | 1.1584 | -0.052313 | -119.92 | 120.18 | -0.26264 | -120.1322 | 119.9598
Line10_11_12 | 0.10436 | 0.099699 | 0.10237 | 0.10436 | 0.099699 | 0.10237 | 0.024101 | 0.023025 | 0.023642 | 0.024101 | 0.023025 | 0.023642 | -0.0024445 | -0.0017482 | -0.0010607 | 0.0025543 | 0.0018496 | 0.0011625 | -0.027941 | -0.026839 | -0.027554 | 0.028156 | 0.02704 | 0.027764 | 94.5711 | -26.5741 | -148.0109 | -85.4289 | 153.4259 | 31.9891 |  | 1.1638 | 1.1681 | 1.1663 | 1.173 | 1.1771 | 1.1754 | -0.42891 | -120.301 | 119.7847 | -0.61275 | -120.4871 | 119.5916
Line11_12_13 | 0.10436 | 0.099699 | 0.10237 | 0.10436 | 0.099699 | 0.10237 | 0.024101 | 0.023025 | 0.023642 | 0.024101 | 0.023025 | 0.023642 | -0.0025543 | -0.0018496 | -0.0011625 | 0.0026642 | 0.0019509 | 0.0012643 | -0.028156 | -0.02704 | -0.027764 | 0.02837 | 0.027241 | 0.027975 | 94.5711 | -26.5741 | -148.0109 | -85.4289 | 153.4259 | 31.9891 |  | 1.173 | 1.1771 | 1.1754 | 1.1823 | 1.1862 | 1.1845 | -0.61275 | -120.4871 | 119.5916 | -0.79369 | -120.6704 | 119.4014
Line12_13_15 | 0 | 0 | 0 | 0 | 0 | 0 | 0 | 0 | 0 | 0 | 0 | 0 | 1.5439e-09 | 1.2553e-09 | 4.9937e-10 | -1.3867e-09 | -1.2119e-09 | -7e-10 | 6.1882e-10 | -4.5256e-10 | 3.4618e-10 | -4.786e-10 | 2.4573e-10 | -2.807e-10 | 0 | 0 | 0 | 0 | 0 | 0 |  | 1.1823 | 1.1862 | 1.1845 | 1.1823 | 1.1862 | 1.1845 | -0.79369 | -120.6704 | 119.4014 | -0.79369 | -120.6704 | 119.4014
Line13_13_14 | 0.10436 | 0.099699 | 0.10237 | 0.10436 | 0.099699 | 0.10237 | 0.024101 | 0.023025 | 0.023642 | 0.024101 | 0.023025 | 0.023642 | -0.0026642 | -0.0019509 | -0.0012643 | 0.002774 | 0.0020522 | 0.0013661 | -0.02837 | -0.027241 | -0.027975 | 0.028585 | 0.027442 | 0.028185 | 94.5711 | -26.5741 | -148.0109 | -85.4289 | 153.4259 | 31.9891 |  | 1.1823 | 1.1862 | 1.1845 | 1.1916 | 1.1952 | 1.1935 | -0.79369 | -120.6704 | 119.4014 | -0.97181 | -120.851 | 119.2141
Line14_15_16 | 0 | 0 | 0 | 0 | 0 | 0 | 0 | 0 | 0 | 0 | 0 | 0 | 1.0293e-09 | 8.3687e-10 | 3.3292e-10 | -8.7205e-10 | -7.9347e-10 | -5.3354e-10 | 4.1255e-10 | -3.0171e-10 | 2.3078e-10 | -2.7233e-10 | 9.4874e-11 | -1.653e-10 | 0 | 0 | 0 | 0 | 0 | 0 |  | 1.1823 | 1.1862 | 1.1845 | 1.1823 | 1.1862 | 1.1845 | -0.79369 | -120.6704 | 119.4014 | -0.79369 | -120.6704 | 119.4014
Line15_16_17 | 0 | 0 | 0 | 0 | 0 | 0 | 0 | 0 | 0 | 0 | 0 | 0 | 5.1463e-10 | 4.1844e-10 | 1.6646e-10 | -3.5742e-10 | -3.7503e-10 | -3.6708e-10 | 2.0627e-10 | -1.5085e-10 | 1.1539e-10 | -6.6057e-11 | -5.5979e-11 | -4.9912e-11 | 0 | 0 | 0 | 0 | 0 | 0 |  | 1.1823 | 1.1862 | 1.1845 | 1.1823 | 1.1862 | 1.1845 | -0.79369 | -120.6704 | 119.4014 | -0.79369 | -120.6704 | 119.4014
Line16_4_18 | 0.037628 | 0 | 0 | 0.037628 | 0 | 0 | 0.0086898 | 0 | 0 | 0.0086898 | 0 | 0 | 0.0070911 | 3.8244e-10 | -5.9209e-11 | -0.0070793 | -2.6151e-10 | -2.5626e-10 | 0.0071029 | -2.9704e-10 | 4.1062e-11 | -0.0070793 | 1.9772e-12 | 1.6134e-12 | -45.2405 | 0 | 0 | 134.7595 | 0 | 0 |  | 1.155 | 1.1619 | 1.1604 | 1.1521 | 1.1614 | 1.1602 | -0.19289 | -119.9958 | 120.0491 | -0.24052 | -119.9758 | 120.0198
Line17_5_19 | 0.12389 | 0.11835 | 0.12124 | 0.12389 | 0.11835 | 0.12124 | 0.028611 | 0.027331 | 0.028 | 0.028611 | 0.027331 | 0.028 | -0.0029272 | -0.0022111 | -0.0013624 | 0.0030817 | 0.002354 | 0.0015054 | -0.032951 | -0.03165 | -0.032424 | 0.033254 | 0.031933 | 0.032719 | 94.802 | -26.1476 | -147.6464 | -85.198 | 153.8524 | 32.3536 |  | 1.1562 | 1.1608 | 1.159 | 1.1673 | 1.1715 | 1.1698 | -0.2746 | -120.1439 | 119.9476 | -0.4927 | -120.3637 | 119.7194
Line1_1_3 | 0.10436 | 0.099699 | 0.10237 | 0.10436 | 0.099699 | 0.10237 | 0.024101 | 0.023025 | 0.023642 | 0.024101 | 0.023025 | 0.023642 | -0.0022248 | -0.0015456 | -0.00085701 | 0.0023346 | 0.0016469 | 0.00095884 | -0.027511 | -0.026437 | -0.027134 | 0.027726 | 0.026638 | 0.027344 | 94.5711 | -26.5741 | -148.0109 | -85.4289 | 153.4259 | 31.9891 |  | 1.1452 | 1.1502 | 1.1483 | 1.1545 | 1.1591 | 1.1573 | -0.052313 | -119.92 | 120.18 | -0.24212 | -120.112 | 119.9808
Line2_1_4 | 0.10167 | 0.12553 | 0.1276 | 0.10167 | 0.12553 | 0.1276 | 0.02348 | 0.028991 | 0.029467 | 0.02348 | 0.028991 | 0.029467 | -0.004179 | -0.010322 | -0.0093952 | 0.0042804 | 0.010469 | 0.0095691 | -0.026563 | -0.031707 | -0.032506 | 0.02678 | 0.032015 | 0.032826 | 98.8882 | -11.8878 | -133.6991 | -81.1118 | 168.1122 | 46.3009 |  | 1.1452 | 1.1502 | 1.1483 | 1.155 | 1.1619 | 1.1604 | -0.052313 | -119.92 | 120.18 | -0.19289 | -119.9958 | 120.0491
Line3_1_5 | 0.12389 | 0.11835 | 0.12124 | 0.12389 | 0.11835 | 0.12124 | 0.028611 | 0.027331 | 0.028 | 0.028611 | 0.027331 | 0.028 | -0.0027727 | -0.0020682 | -0.0012194 | 0.0029272 | 0.0022111 | 0.0013624 | -0.032648 | -0.031367 | -0.032129 | 0.032951 | 0.03165 | 0.032424 | 94.802 | -26.1476 | -147.6464 | -85.198 | 153.8524 | 32.3536 |  | 1.1452 | 1.1502 | 1.1483 | 1.1562 | 1.1608 | 1.159 | -0.052313 | -119.92 | 120.18 | -0.2746 | -120.1439 | 119.9476
Line4_2_6 | 0.11662 | 0.1114 | 0.11423 | 0.11662 | 0.1114 | 0.11423 | 0.026933 | 0.025728 | 0.02638 | 0.026933 | 0.025728 | 0.02638 | -0.0027007 | -0.0019919 | -0.0012032 | 0.0028377 | 0.0021185 | 0.00133 | -0.031006 | -0.029783 | -0.030534 | 0.031274 | 0.030034 | 0.030796 | 94.7154 | -26.3059 | -147.7837 | -85.2846 | 153.6941 | 32.2163 |  | 1.1556 | 1.1602 | 1.1584 | 1.166 | 1.1703 | 1.1685 | -0.26264 | -120.1322 | 119.9598 | -0.46922 | -120.3407 | 119.7433
Line5_6_7 | 0.11662 | 0.1114 | 0.11423 | 0.11662 | 0.1114 | 0.11423 | 0.026933 | 0.025728 | 0.02638 | 0.026933 | 0.025728 | 0.02638 | -0.0028377 | -0.0021185 | -0.00133 | 0.0029747 | 0.0022451 | 0.0014569 | -0.031274 | -0.030034 | -0.030796 | 0.031543 | 0.030285 | 0.031058 | 94.7154 | -26.3059 | -147.7837 | -85.2846 | 153.6941 | 32.2163 |  | 1.166 | 1.1703 | 1.1685 | 1.1763 | 1.1804 | 1.1786 | -0.46922 | -120.3407 | 119.7433 | -0.67215 | -120.5456 | 119.5306
Line6_7_8 | 0 | 0 | 0 | 0 | 0 | 0 | 0 | 0 | 0 | 0 | 0 | 0 | 1.472e-09 | 1.1871e-09 | 3.9348e-10 | -1.311e-09 | -1.1394e-09 | -6.0221e-10 | 6.0896e-10 | -5.0518e-10 | 3.1234e-10 | -4.6163e-10 | 2.9145e-10 | -2.4717e-10 | 0 | 0 | 0 | 0 | 0 | 0 |  | 1.1763 | 1.1804 | 1.1786 | 1.1763 | 1.1804 | 1.1786 | -0.67215 | -120.5456 | 119.5306 | -0.67215 | -120.5456 | 119.5306
Line7_8_9 | 0 | 0 | 0 | 0 | 0 | 0 | 0 | 0 | 0 | 0 | 0 | 0 | 4.9066e-10 | 3.957e-10 | 1.3116e-10 | -3.2964e-10 | -3.4799e-10 | -3.3989e-10 | 2.0299e-10 | -1.6839e-10 | 1.0411e-10 | -5.5659e-11 | -4.5337e-11 | -3.8944e-11 | 0 | 0 | 0 | 0 | 0 | 0 |  | 1.1763 | 1.1804 | 1.1786 | 1.1763 | 1.1804 | 1.1786 | -0.67215 | -120.5456 | 119.5306 | -0.67215 | -120.5456 | 119.5306
Line8_8_10 | 0 | 0 | 0 | 0 | 0 | 0 | 0 | 0 | 0 | 0 | 0 | 0 | 4.9066e-10 | 3.957e-10 | 1.3116e-10 | -3.2964e-10 | -3.4799e-10 | -3.3989e-10 | 2.0299e-10 | -1.6839e-10 | 1.0411e-10 | -5.5659e-11 | -4.5337e-11 | -3.8944e-11 | 0 | 0 | 0 | 0 | 0 | 0 |  | 1.1763 | 1.1804 | 1.1786 | 1.1763 | 1.1804 | 1.1786 | -0.67215 | -120.5456 | 119.5306 | -0.67215 | -120.5456 | 119.5306
Line9_3_11 | 0.10436 | 0.099699 | 0.10237 | 0.10436 | 0.099699 | 0.10237 | 0.024101 | 0.023025 | 0.023642 | 0.024101 | 0.023025 | 0.023642 | -0.0023346 | -0.0016469 | -0.00095884 | 0.0024445 | 0.0017482 | 0.0010607 | -0.027726 | -0.026638 | -0.027344 | 0.027941 | 0.026839 | 0.027554 | 94.5711 | -26.5741 | -148.0109 | -85.4289 | 153.4259 | 31.9891 |  | 1.1545 | 1.1591 | 1.1573 | 1.1638 | 1.1681 | 1.1663 | -0.24212 | -120.112 | 119.9808 | -0.42891 | -120.301 | 119.7847

## LG_min_6
name | pf_ikss_a_from_ka | pf_ikss_b_from_ka | pf_ikss_c_from_ka | pf_ikss_a_to_ka | pf_ikss_b_to_ka | pf_ikss_c_to_ka | pf_skss_a_from_mw | pf_skss_b_from_mw | pf_skss_c_from_mw | pf_skss_a_to_mw | pf_skss_b_to_mw | pf_skss_c_to_mw | pf_p_a_from_mw | pf_p_b_from_mw | pf_p_c_from_mw | pf_p_a_to_mw | pf_p_b_to_mw | pf_p_c_to_mw | pf_q_a_from_mvar | pf_q_b_from_mvar | pf_q_c_from_mvar | pf_q_a_to_mvar | pf_q_b_to_mvar | pf_q_c_to_mvar | pf_ikss_a_from_degree | pf_ikss_b_from_degree | pf_ikss_c_from_degree | pf_ikss_a_to_degree | pf_ikss_b_to_degree | pf_ikss_c_to_degree | 3xI0 | pf_vm_a_from_pu | pf_vm_b_from_pu | pf_vm_c_from_pu | pf_vm_a_to_pu | pf_vm_b_to_pu | pf_vm_c_to_pu | pf_va_a_from_degree | pf_va_b_from_degree | pf_va_c_from_degree | pf_va_a_to_degree | pf_va_b_to_degree | pf_va_c_to_degree
Line0_1_2 | 0.025568 | 0.025073 | 0.024979 | 0.025568 | 0.025073 | 0.024979 | 0.0059046 | 0.0057903 | 0.0057687 | 0.0059047 | 0.0057904 | 0.0057688 | -0.00027511 | -0.0046045 | 0.0049017 | 0.00028147 | 0.0046106 | -0.0048959 | -0.00028521 | 0.0080065 | 0.0074651 | 0.00029185 | -0.0080004 | -0.007459 | 93.1794 | 93.0504 | 93.1289 | -86.8206 | -86.9496 | -86.8711 |  | 0.067111 | 1.5951 | 1.5481 | 0.068667 | 1.5947 | 1.5466 | -40.7879 | -147.0467 | 149.8392 | -40.7835 | -146.9951 | 149.8492
Line10_11_12 | 0.025504 | 0.02501 | 0.024917 | 0.025504 | 0.02501 | 0.024917 | 0.0058899 | 0.0057758 | 0.0057543 | 0.0058899 | 0.0057759 | 0.0057544 | -0.00028774 | -0.0045859 | 0.0048954 | 0.00029407 | 0.0045919 | -0.0048895 | -0.00029705 | 0.007985 | 0.0074226 | 0.00030365 | -0.0079789 | -0.0074165 | 93.3152 | 93.187 | 93.2649 | -86.6848 | -86.813 | -86.7351 |  | 0.070216 | 1.5943 | 1.5452 | 0.071768 | 1.5938 | 1.5437 | -40.7733 | -146.9437 | 149.859 | -40.7665 | -146.8922 | 149.8689
Line11_12_13 | 0.025504 | 0.02501 | 0.024917 | 0.025504 | 0.025011 | 0.024918 | 0.0058899 | 0.0057759 | 0.0057544 | 0.00589 | 0.005776 | 0.0057545 | -0.00029407 | -0.0045919 | 0.0048895 | 0.0003004 | 0.004598 | -0.0048837 | -0.00030365 | 0.0079789 | 0.0074165 | 0.00031026 | -0.0079728 | -0.0074105 | 93.3152 | 93.187 | 93.2649 | -86.6848 | -86.813 | -86.7351 |  | 0.071768 | 1.5938 | 1.5437 | 0.073321 | 1.5934 | 1.5423 | -40.7665 | -146.8922 | 149.8689 | -40.76 | -146.8406 | 149.8789
Line12_13_15 | 0 | 0 | 0 | 0 | 0 | 0 | 0 | 0 | 0 | 0 | 0 | 0 | 1.0632e-08 | 1.8756e-07 | -1.7345e-07 | -6.9145e-09 | -1.294e-07 | 1.1157e-07 | 1.2072e-08 | -2.9505e-07 | -2.9056e-07 | -8.2144e-09 | 1.9419e-07 | 1.9638e-07 | 0 | 0 | 0 | 0 | 0 | 0 |  | 0.073321 | 1.5934 | 1.5423 | 0.073321 | 1.5934 | 1.5423 | -40.76 | -146.8406 | 149.8789 | -40.76 | -146.8406 | 149.8789
Line13_13_14 | 0.025505 | 0.025012 | 0.024919 | 0.025506 | 0.025012 | 0.024919 | 0.0058902 | 0.0057762 | 0.0057547 | 0.0058903 | 0.0057763 | 0.0057548 | -0.00030041 | -0.0045982 | 0.0048839 | 0.00030674 | 0.0046042 | -0.004878 | -0.00031027 | 0.0079731 | 0.0074108 | 0.00031688 | -0.007967 | -0.0074047 | 93.3151 | 93.1868 | 93.2647 | -86.6849 | -86.8132 | -86.7353 |  | 0.073321 | 1.5934 | 1.5423 | 0.074873 | 1.593 | 1.5408 | -40.76 | -146.8406 | 149.8789 | -40.7537 | -146.789 | 149.8889
Line14_15_16 | 0 | 0 | 0 | 0 | 0 | 0 | 0 | 0 | 0 | 0 | 0 | 0 | 7.0883e-09 | 1.2504e-07 | -1.1564e-07 | -3.3704e-09 | -6.6878e-08 | 5.3755e-08 | 8.0477e-09 | -1.967e-07 | -1.937e-07 | -4.1906e-09 | 9.5843e-08 | 9.9528e-08 | 0 | 0 | 0 | 0 | 0 | 0 |  | 0.073321 | 1.5934 | 1.5423 | 0.073321 | 1.5934 | 1.5423 | -40.76 | -146.8406 | 149.8789 | -40.76 | -146.8406 | 149.8789
Line15_16_17 | 0 | 0 | 0 | 0 | 0 | 0 | 0 | 0 | 0 | 0 | 0 | 0 | 3.5441e-09 | 6.2521e-08 | -5.7818e-08 | 1.7374e-10 | -4.3573e-09 | -4.0634e-09 | 4.0238e-09 | -9.8349e-08 | -9.6852e-08 | -1.6675e-10 | -2.5061e-09 | 2.6763e-09 | 0 | 0 | 0 | 0 | 0 | 0 |  | 0.073321 | 1.5934 | 1.5423 | 0.073321 | 1.5934 | 1.5423 | -40.76 | -146.8406 | 149.8789 | -40.76 | -146.8406 | 149.8789
Line16_4_18 | 0.34346 | 0 | 0 | 0.34346 | 0 | 0 | 0.079319 | 0 | 0 | 0.079319 | 0 | 0 | 0.0018875 | 6.4523e-08 | -5.74e-08 | 4.0853e-15 | -4.3218e-09 | -3.9911e-09 | 0.0019661 | -9.8819e-08 | -9.8609e-08 | 3.5768e-15 | -2.4744e-09 | 2.6657e-09 | -86.9866 | 0 | 0 | 93.0134 | 0 | 0 |  | 0.034361 | 1.5928 | 1.5399 | 0 | 1.5909 | 1.5331 | -40.8175 | -146.7578 | 149.8962 | 0 | -146.5198 | 149.9439
Line17_5_19 | 0.025601 | 0.025106 | 0.025012 | 0.025602 | 0.025106 | 0.025012 | 0.0059124 | 0.0057979 | 0.0057762 | 0.0059125 | 0.005798 | 0.0057763 | -0.0002815 | -0.0046262 | 0.0048933 | 0.00028788 | 0.0046323 | -0.0048874 | -0.00029256 | 0.0080052 | 0.0074745 | 0.00029922 | -0.0079991 | -0.0074684 | 93.1111 | 92.9816 | 93.0605 | -86.8889 | -87.0184 | -86.9395 |  | 0.068669 | 1.5947 | 1.5466 | 0.070228 | 1.5943 | 1.5452 | -40.785 | -146.995 | 149.8493 | -40.7823 | -146.9432 | 149.8595
Line1_1_3 | 0.025503 | 0.025009 | 0.024916 | 0.025504 | 0.02501 | 0.024917 | 0.0058897 | 0.0057757 | 0.0057542 | 0.0058898 | 0.0057757 | 0.0057543 | -0.00027508 | -0.0045738 | 0.0049071 | 0.00028141 | 0.0045798 | -0.0049012 | -0.00028383 | 0.0079972 | 0.0074347 | 0.00029044 | -0.0079911 | -0.0074286 | 93.3153 | 93.1871 | 93.265 | -86.6847 | -86.8129 | -86.735 |  | 0.067111 | 1.5951 | 1.5481 | 0.068663 | 1.5947 | 1.5466 | -40.7879 | -147.0467 | 149.8392 | -40.7804 | -146.9952 | 149.8491
Line2_1_4 | 0.31734 | 0.025138 | 0.024984 | 0.31734 | 0.025138 | 0.024984 | 0.073287 | 0.0058053 | 0.0057698 | 0.073287 | 0.0058054 | 0.0057699 | 0.0034083 | -0.0046571 | 0.0048947 | -0.001746 | 0.0046907 | -0.0048615 | 0.0035459 | 0.0080037 | 0.0074718 | -0.0018146 | -0.0079686 | -0.0074371 | -86.9209 | 92.7595 | 93.0679 | 93.0791 | -87.2405 | -86.9321 |  | 0.067111 | 1.5951 | 1.5481 | 0.034361 | 1.5928 | 1.5399 | -40.7879 | -147.0467 | 149.8392 | -40.8175 | -146.7578 | 149.8962
Line3_1_5 | 0.025601 | 0.025105 | 0.025012 | 0.025601 | 0.025106 | 0.025012 | 0.0059123 | 0.0057978 | 0.0057762 | 0.0059124 | 0.0057979 | 0.0057762 | -0.00027512 | -0.0046201 | 0.0048992 | 0.0002815 | 0.0046262 | -0.0048933 | -0.00028591 | 0.0080114 | 0.0074806 | 0.00029256 | -0.0080052 | -0.0074745 | 93.1112 | 92.9817 | 93.0605 | -86.8888 | -87.0183 | -86.9395 |  | 0.067111 | 1.5951 | 1.5481 | 0.068669 | 1.5947 | 1.5466 | -40.7879 | -147.0467 | 149.8392 | -40.785 | -146.995 | 149.8493
Line4_2_6 | 0.025568 | 0.025073 | 0.024979 | 0.025568 | 0.025073 | 0.02498 | 0.0059047 | 0.0057904 | 0.0057688 | 0.0059048 | 0.0057904 | 0.0057688 | -0.00028147 | -0.0046106 | 0.0048958 | 0.00028783 | 0.0046166 | -0.00489 | -0.00029185 | 0.0080004 | 0.007459 | 0.00029849 | -0.0079942 | -0.0074529 | 93.1794 | 93.0503 | 93.1289 | -86.8206 | -86.9497 | -86.8711 |  | 0.068667 | 1.5947 | 1.5466 | 0.070224 | 1.5943 | 1.5452 | -40.7835 | -146.9951 | 149.8492 | -40.7793 | -146.9434 | 149.8593
Line5_6_7 | 0.025568 | 0.025073 | 0.02498 | 0.025569 | 0.025074 | 0.02498 | 0.0059048 | 0.0057904 | 0.0057688 | 0.0059049 | 0.0057905 | 0.0057689 | -0.00028783 | -0.0046166 | 0.00489 | 0.00029419 | 0.0046227 | -0.0048841 | -0.00029849 | 0.0079942 | 0.0074529 | 0.00030513 | -0.0079881 | -0.0074468 | 93.1794 | 93.0503 | 93.1288 | -86.8206 | -86.9497 | -86.8712 |  | 0.070224 | 1.5943 | 1.5452 | 0.07178 | 1.5939 | 1.5437 | -40.7793 | -146.9434 | 149.8593 | -40.7753 | -146.8917 | 149.8694
Line6_7_8 | 0 | 0 | 0 | 0 | 0 | 0 | 0 | 0 | 0 | 0 | 0 | 0 | 1.0411e-08 | 1.8793e-07 | -1.7354e-07 | -6.7704e-09 | -1.2965e-07 | 1.1162e-07 | 1.1842e-08 | -2.9544e-07 | -2.9137e-07 | -8.058e-09 | 1.9445e-07 | 1.9692e-07 | 0 | 0 | 0 | 0 | 0 | 0 |  | 0.07178 | 1.5939 | 1.5437 | 0.07178 | 1.5939 | 1.5437 | -40.7753 | -146.8917 | 149.8694 | -40.7753 | -146.8917 | 149.8694
Line7_8_9 | 0 | 0 | 0 | 0 | 0 | 0 | 0 | 0 | 0 | 0 | 0 | 0 | 3.4704e-09 | 6.2644e-08 | -5.7846e-08 | 1.7045e-10 | -4.3631e-09 | -4.0749e-09 | 3.9474e-09 | -9.848e-08 | -9.7123e-08 | -1.633e-10 | -2.5112e-09 | 2.678e-09 | 0 | 0 | 0 | 0 | 0 | 0 |  | 0.07178 | 1.5939 | 1.5437 | 0.07178 | 1.5939 | 1.5437 | -40.7753 | -146.8917 | 149.8694 | -40.7753 | -146.8917 | 149.8694
Line8_8_10 | 0 | 0 | 0 | 0 | 0 | 0 | 0 | 0 | 0 | 0 | 0 | 0 | 3.4704e-09 | 6.2644e-08 | -5.7846e-08 | 1.7045e-10 | -4.3631e-09 | -4.0749e-09 | 3.9474e-09 | -9.848e-08 | -9.7123e-08 | -1.633e-10 | -2.5112e-09 | 2.678e-09 | 0 | 0 | 0 | 0 | 0 | 0 |  | 0.07178 | 1.5939 | 1.5437 | 0.07178 | 1.5939 | 1.5437 | -40.7753 | -146.8917 | 149.8694 | -40.7753 | -146.8917 | 149.8694
Line9_3_11 | 0.025504 | 0.02501 | 0.024917 | 0.025504 | 0.02501 | 0.024917 | 0.0058898 | 0.0057757 | 0.0057543 | 0.0058899 | 0.0057758 | 0.0057543 | -0.00028141 | -0.0045798 | 0.0049012 | 0.00028774 | 0.0045859 | -0.0048954 | -0.00029044 | 0.0079911 | 0.0074286 | 0.00029705 | -0.007985 | -0.0074226 | 93.3153 | 93.187 | 93.2649 | -86.6847 | -86.813 | -86.7351 |  | 0.068663 | 1.5947 | 1.5466 | 0.070216 | 1.5943 | 1.5452 | -40.7804 | -146.9952 | 149.8491 | -40.7733 | -146.9437 | 149.859

## LG_min_10
name | pf_ikss_a_from_ka | pf_ikss_b_from_ka | pf_ikss_c_from_ka | pf_ikss_a_to_ka | pf_ikss_b_to_ka | pf_ikss_c_to_ka | pf_skss_a_from_mw | pf_skss_b_from_mw | pf_skss_c_from_mw | pf_skss_a_to_mw | pf_skss_b_to_mw | pf_skss_c_to_mw | pf_p_a_from_mw | pf_p_b_from_mw | pf_p_c_from_mw | pf_p_a_to_mw | pf_p_b_to_mw | pf_p_c_to_mw | pf_q_a_from_mvar | pf_q_b_from_mvar | pf_q_c_from_mvar | pf_q_a_to_mvar | pf_q_b_to_mvar | pf_q_c_to_mvar | pf_ikss_a_from_degree | pf_ikss_b_from_degree | pf_ikss_c_from_degree | pf_ikss_a_to_degree | pf_ikss_b_to_degree | pf_ikss_c_to_degree | 3xI0 | pf_vm_a_from_pu | pf_vm_b_from_pu | pf_vm_c_from_pu | pf_vm_a_to_pu | pf_vm_b_to_pu | pf_vm_c_to_pu | pf_va_a_from_degree | pf_va_b_from_degree | pf_va_c_from_degree | pf_va_a_to_degree | pf_va_b_to_degree | pf_va_c_to_degree
Line0_1_2 | 0.024222 | 0.023753 | 0.023664 | 0.024222 | 0.023753 | 0.023665 | 0.0055939 | 0.0054855 | 0.0054651 | 0.0055939 | 0.0054856 | 0.0054651 | -0.00024691 | -0.0041326 | 0.0043993 | 0.00025262 | 0.004138 | -0.0043941 | -0.00025597 | 0.0071859 | 0.0067 | 0.00026193 | -0.0071804 | -0.0066945 | 93.1794 | 93.0504 | 93.1289 | -86.8206 | -86.9496 | -86.8711 |  | 0.063579 | 1.5111 | 1.4666 | 0.065053 | 1.5108 | 1.4652 | -40.7879 | -147.0467 | 149.8392 | -40.7835 | -146.9951 | 149.8492
Line10_11_12 | 0.024162 | 0.023694 | 0.023606 | 0.024162 | 0.023694 | 0.023606 | 0.0055799 | 0.0054718 | 0.0054515 | 0.0055799 | 0.0054719 | 0.0054516 | -0.00025825 | -0.0041159 | 0.0043936 | 0.00026393 | 0.0041213 | -0.0043884 | -0.0002666 | 0.0071666 | 0.0066618 | 0.00027253 | -0.0071611 | -0.0066564 | 93.3152 | 93.187 | 93.2649 | -86.6848 | -86.813 | -86.7351 |  | 0.06652 | 1.5104 | 1.4639 | 0.067991 | 1.51 | 1.4625 | -40.7733 | -146.9437 | 149.859 | -40.7665 | -146.8922 | 149.8689
Line11_12_13 | 0.024162 | 0.023694 | 0.023606 | 0.024162 | 0.023694 | 0.023606 | 0.0055799 | 0.0054719 | 0.0054516 | 0.00558 | 0.005472 | 0.0054516 | -0.00026393 | -0.0041213 | 0.0043884 | 0.00026961 | 0.0041267 | -0.0043831 | -0.00027253 | 0.0071611 | 0.0066564 | 0.00027846 | -0.0071556 | -0.0066509 | 93.3152 | 93.187 | 93.2649 | -86.6848 | -86.813 | -86.7351 |  | 0.067991 | 1.51 | 1.4625 | 0.069462 | 1.5096 | 1.4611 | -40.7665 | -146.8922 | 149.8689 | -40.76 | -146.8406 | 149.8789
Line12_13_15 | 0 | 0 | 0 | 0 | 0 | 0 | 0 | 0 | 0 | 0 | 0 | 0 | 9.5427e-09 | 1.6834e-07 | -1.5568e-07 | -6.2058e-09 | -1.1614e-07 | 1.0014e-07 | 1.0834e-08 | -2.6481e-07 | -2.6078e-07 | -7.3725e-09 | 1.7429e-07 | 1.7625e-07 | 0 | 0 | 0 | 0 | 0 | 0 |  | 0.069462 | 1.5096 | 1.4611 | 0.069462 | 1.5096 | 1.4611 | -40.76 | -146.8406 | 149.8789 | -40.76 | -146.8406 | 149.8789
Line13_13_14 | 0.024163 | 0.023695 | 0.023607 | 0.024163 | 0.023696 | 0.023607 | 0.0055802 | 0.0054722 | 0.0054518 | 0.0055803 | 0.0054722 | 0.0054519 | -0.00026962 | -0.0041269 | 0.0043833 | 0.0002753 | 0.0041323 | -0.0043781 | -0.00027847 | 0.0071559 | 0.0066512 | 0.0002844 | -0.0071504 | -0.0066458 | 93.3151 | 93.1868 | 93.2647 | -86.6849 | -86.8132 | -86.7353 |  | 0.069462 | 1.5096 | 1.4611 | 0.070932 | 1.5092 | 1.4597 | -40.76 | -146.8406 | 149.8789 | -40.7537 | -146.789 | 149.8889
Line14_15_16 | 0 | 0 | 0 | 0 | 0 | 0 | 0 | 0 | 0 | 0 | 0 | 0 | 6.3618e-09 | 1.1223e-07 | -1.0378e-07 | -3.025e-09 | -6.0024e-08 | 4.8245e-08 | 7.2228e-09 | -1.7654e-07 | -1.7385e-07 | -3.7611e-09 | 8.602e-08 | 8.9327e-08 | 0 | 0 | 0 | 0 | 0 | 0 |  | 0.069462 | 1.5096 | 1.4611 | 0.069462 | 1.5096 | 1.4611 | -40.76 | -146.8406 | 149.8789 | -40.76 | -146.8406 | 149.8789
Line15_16_17 | 0 | 0 | 0 | 0 | 0 | 0 | 0 | 0 | 0 | 0 | 0 | 0 | 3.1809e-09 | 5.6113e-08 | -5.1892e-08 | 1.5593e-10 | -3.9107e-09 | -3.6469e-09 | 3.6114e-09 | -8.8269e-08 | -8.6925e-08 | -1.4966e-10 | -2.2492e-09 | 2.402e-09 | 0 | 0 | 0 | 0 | 0 | 0 |  | 0.069462 | 1.5096 | 1.4611 | 0.069462 | 1.5096 | 1.4611 | -40.76 | -146.8406 | 149.8789 | -40.76 | -146.8406 | 149.8789
Line16_4_18 | 0.32539 | 0 | 0 | 0.32538 | 0 | 0 | 0.075145 | 0 | 0 | 0.075144 | 0 | 0 | 0.001694 | 5.791e-08 | -5.1517e-08 | 3.6624e-15 | -3.8788e-09 | -3.582e-09 | 0.0017646 | -8.869e-08 | -8.8503e-08 | 3.2324e-15 | -2.2208e-09 | 2.3925e-09 | -86.9866 | 0 | 0 | 93.0134 | 0 | 0 |  | 0.032552 | 1.509 | 1.4589 | 0 | 1.5072 | 1.4525 | -40.8175 | -146.7578 | 149.8962 | 0 | -146.5198 | 149.9439
Line17_5_19 | 0.024254 | 0.023784 | 0.023695 | 0.024254 | 0.023785 | 0.023696 | 0.0056012 | 0.0054927 | 0.0054722 | 0.0056013 | 0.0054928 | 0.0054723 | -0.00025265 | -0.004152 | 0.0043917 | 0.00025837 | 0.0041575 | -0.0043865 | -0.00026258 | 0.0071847 | 0.0067084 | 0.00026855 | -0.0071792 | -0.0067029 | 93.1111 | 92.9816 | 93.0605 | -86.8889 | -87.0184 | -86.9395 |  | 0.065055 | 1.5108 | 1.4652 | 0.066531 | 1.5104 | 1.4639 | -40.785 | -146.995 | 149.8493 | -40.7823 | -146.9432 | 149.8595
Line1_1_3 | 0.024161 | 0.023693 | 0.023605 | 0.024161 | 0.023693 | 0.023605 | 0.0055797 | 0.0054717 | 0.0054513 | 0.0055798 | 0.0054718 | 0.0054514 | -0.00024689 | -0.004105 | 0.0044041 | 0.00025257 | 0.0041104 | -0.0043989 | -0.00025474 | 0.0071776 | 0.0066727 | 0.00026067 | -0.0071721 | -0.0066672 | 93.3153 | 93.1871 | 93.265 | -86.6847 | -86.8129 | -86.735 |  | 0.063579 | 1.5111 | 1.4666 | 0.065049 | 1.5108 | 1.4652 | -40.7879 | -147.0467 | 149.8392 | -40.7804 | -146.9952 | 149.8491
Line2_1_4 | 0.30064 | 0.023815 | 0.023669 | 0.30064 | 0.023815 | 0.023669 | 0.06943 | 0.0054997 | 0.0054662 | 0.06943 | 0.0054998 | 0.0054662 | 0.003059 | -0.0041798 | 0.0043931 | -0.001567 | 0.0042099 | -0.0043632 | 0.0031825 | 0.0071834 | 0.006706 | -0.0016286 | -0.0071519 | -0.0066749 | -86.9209 | 92.7595 | 93.0679 | 93.0791 | -87.2405 | -86.9321 |  | 0.063579 | 1.5111 | 1.4666 | 0.032552 | 1.509 | 1.4589 | -40.7879 | -147.0467 | 149.8392 | -40.8175 | -146.7578 | 149.8962
Line3_1_5 | 0.024254 | 0.023784 | 0.023695 | 0.024254 | 0.023784 | 0.023695 | 0.0056012 | 0.0054927 | 0.0054722 | 0.0056012 | 0.0054927 | 0.0054722 | -0.00024693 | -0.0041466 | 0.004397 | 0.00025265 | 0.004152 | -0.0043917 | -0.0002566 | 0.0071903 | 0.0067139 | 0.00026258 | -0.0071848 | -0.0067084 | 93.1112 | 92.9817 | 93.0605 | -86.8888 | -87.0183 | -86.9395 |  | 0.063579 | 1.5111 | 1.4666 | 0.065055 | 1.5108 | 1.4652 | -40.7879 | -147.0467 | 149.8392 | -40.785 | -146.995 | 149.8493
Line4_2_6 | 0.024222 | 0.023753 | 0.023665 | 0.024223 | 0.023754 | 0.023665 | 0.0055939 | 0.0054856 | 0.0054651 | 0.005594 | 0.0054857 | 0.0054652 | -0.00025262 | -0.004138 | 0.0043941 | 0.00025833 | 0.0041435 | -0.0043888 | -0.00026193 | 0.0071804 | 0.0066945 | 0.00026789 | -0.0071749 | -0.006689 | 93.1794 | 93.0503 | 93.1289 | -86.8206 | -86.9497 | -86.8711 |  | 0.065053 | 1.5108 | 1.4652 | 0.066528 | 1.5104 | 1.4639 | -40.7835 | -146.9951 | 149.8492 | -40.7793 | -146.9434 | 149.8593
Line5_6_7 | 0.024223 | 0.023754 | 0.023665 | 0.024223 | 0.023754 | 0.023665 | 0.005594 | 0.0054857 | 0.0054652 | 0.0055941 | 0.0054857 | 0.0054653 | -0.00025833 | -0.0041435 | 0.0043888 | 0.00026404 | 0.0041489 | -0.0043835 | -0.00026789 | 0.0071749 | 0.006689 | 0.00027385 | -0.0071693 | -0.0066836 | 93.1794 | 93.0503 | 93.1288 | -86.8206 | -86.9497 | -86.8712 |  | 0.066528 | 1.5104 | 1.4639 | 0.068002 | 1.51 | 1.4625 | -40.7793 | -146.9434 | 149.8593 | -40.7753 | -146.8917 | 149.8694
Line6_7_8 | 0 | 0 | 0 | 0 | 0 | 0 | 0 | 0 | 0 | 0 | 0 | 0 | 9.3442e-09 | 1.6867e-07 | -1.5575e-07 | -6.0764e-09 | -1.1636e-07 | 1.0018e-07 | 1.0628e-08 | -2.6516e-07 | -2.615e-07 | -7.2321e-09 | 1.7452e-07 | 1.7674e-07 | 0 | 0 | 0 | 0 | 0 | 0 |  | 0.068002 | 1.51 | 1.4625 | 0.068002 | 1.51 | 1.4625 | -40.7753 | -146.8917 | 149.8694 | -40.7753 | -146.8917 | 149.8694
Line7_8_9 | 0 | 0 | 0 | 0 | 0 | 0 | 0 | 0 | 0 | 0 | 0 | 0 | 3.1147e-09 | 5.6223e-08 | -5.1918e-08 | 1.5298e-10 | -3.9159e-09 | -3.6573e-09 | 3.5428e-09 | -8.8387e-08 | -8.7168e-08 | -1.4656e-10 | -2.2538e-09 | 2.4035e-09 | 0 | 0 | 0 | 0 | 0 | 0 |  | 0.068002 | 1.51 | 1.4625 | 0.068002 | 1.51 | 1.4625 | -40.7753 | -146.8917 | 149.8694 | -40.7753 | -146.8917 | 149.8694
Line8_8_10 | 0 | 0 | 0 | 0 | 0 | 0 | 0 | 0 | 0 | 0 | 0 | 0 | 3.1147e-09 | 5.6223e-08 | -5.1918e-08 | 1.5298e-10 | -3.9159e-09 | -3.6573e-09 | 3.5428e-09 | -8.8387e-08 | -8.7168e-08 | -1.4656e-10 | -2.2538e-09 | 2.4035e-09 | 0 | 0 | 0 | 0 | 0 | 0 |  | 0.068002 | 1.51 | 1.4625 | 0.068002 | 1.51 | 1.4625 | -40.7753 | -146.8917 | 149.8694 | -40.7753 | -146.8917 | 149.8694
Line9_3_11 | 0.024161 | 0.023693 | 0.023605 | 0.024162 | 0.023694 | 0.023606 | 0.0055798 | 0.0054718 | 0.0054514 | 0.0055799 | 0.0054718 | 0.0054515 | -0.00025257 | -0.0041104 | 0.0043989 | 0.00025825 | 0.0041159 | -0.0043936 | -0.00026067 | 0.0071721 | 0.0066672 | 0.0002666 | -0.0071666 | -0.0066618 | 93.3153 | 93.187 | 93.2649 | -86.6847 | -86.813 | -86.7351 |  | 0.065049 | 1.5108 | 1.4652 | 0.06652 | 1.5104 | 1.4639 | -40.7804 | -146.9952 | 149.8491 | -40.7733 | -146.9437 | 149.859

## LG_min_fault_6
name | pf_ikss_a_from_ka | pf_ikss_b_from_ka | pf_ikss_c_from_ka | pf_ikss_a_to_ka | pf_ikss_b_to_ka | pf_ikss_c_to_ka | pf_skss_a_from_mw | pf_skss_b_from_mw | pf_skss_c_from_mw | pf_skss_a_to_mw | pf_skss_b_to_mw | pf_skss_c_to_mw | pf_p_a_from_mw | pf_p_b_from_mw | pf_p_c_from_mw | pf_p_a_to_mw | pf_p_b_to_mw | pf_p_c_to_mw | pf_q_a_from_mvar | pf_q_b_from_mvar | pf_q_c_from_mvar | pf_q_a_to_mvar | pf_q_b_to_mvar | pf_q_c_to_mvar | pf_ikss_a_from_degree | pf_ikss_b_from_degree | pf_ikss_c_from_degree | pf_ikss_a_to_degree | pf_ikss_b_to_degree | pf_ikss_c_to_degree | 3xI0 | pf_vm_a_from_pu | pf_vm_b_from_pu | pf_vm_c_from_pu | pf_vm_a_to_pu | pf_vm_b_to_pu | pf_vm_c_to_pu | pf_va_a_from_degree | pf_va_b_from_degree | pf_va_c_from_degree | pf_va_a_to_degree | pf_va_b_to_degree | pf_va_c_to_degree
Line0_1_2 | 0.0021609 | 0.002119 | 0.0021111 | 0.0021609 | 0.0021191 | 0.0021112 | 0.00049904 | 0.00048937 | 0.00048755 | 0.00049904 | 0.00048938 | 0.00048755 | -0.00031651 | -0.00014519 | 0.00045335 | 0.00031656 | 0.00014524 | -0.00045332 | -0.00031476 | 0.0004774 | -5.9676e-05 | 0.00031481 | -0.00047736 | 5.972e-05 | 131.9249 | 131.7959 | 131.8744 | -48.0751 | -48.2041 | -48.1256 |  | 0.89447 | 1.0196 | 0.93789 | 0.8946 | 1.0196 | 0.93781 | -3.2335 | -121.2878 | 124.3756 | -3.2333 | -121.2816 | 124.3694
Line10_11_12 | 0.0021555 | 0.0021138 | 0.0021059 | 0.0021555 | 0.0021138 | 0.0021059 | 0.00049779 | 0.00048815 | 0.00048634 | 0.0004978 | 0.00048816 | 0.00048634 | -0.00031655 | -0.00014378 | 0.000452 | 0.0003166 | 0.00014382 | -0.00045196 | -0.00031332 | 0.00047646 | -6.0688e-05 | 0.00031337 | -0.00047642 | 6.0733e-05 | 132.0607 | 131.9325 | 132.0104 | -47.9393 | -48.0675 | -47.9896 |  | 0.89473 | 1.0195 | 0.93774 | 0.89486 | 1.0195 | 0.93766 | -3.2331 | -121.2754 | 124.3633 | -3.2328 | -121.2692 | 124.3571
Line11_12_13 | 0.0021555 | 0.0021138 | 0.0021059 | 0.0021555 | 0.0021138 | 0.0021059 | 0.0004978 | 0.00048816 | 0.00048634 | 0.0004978 | 0.00048816 | 0.00048635 | -0.0003166 | -0.00014382 | 0.00045196 | 0.00031665 | 0.00014387 | -0.00045193 | -0.00031337 | 0.00047642 | -6.0733e-05 | 0.00031342 | -0.00047638 | 6.0777e-05 | 132.0607 | 131.9325 | 132.0104 | -47.9393 | -48.0675 | -47.9896 |  | 0.89486 | 1.0195 | 0.93766 | 0.895 | 1.0194 | 0.93759 | -3.2328 | -121.2692 | 124.3571 | -3.2326 | -121.263 | 124.3509
Line12_13_15 | 0 | 0 | 0 | 0 | 0 | 0 | 0 | 0 | 0 | 0 | 0 | 0 | 1.1231e-08 | 6.2405e-09 | -1.7317e-08 | -7.312e-09 | -4.4206e-09 | 1.1578e-08 | 1.2218e-08 | -1.7844e-08 | 1.5485e-09 | -8.3209e-09 | 1.1818e-08 | -7.8454e-10 | 0 | 0 | 0 | 0 | 0 | 0 |  | 0.895 | 1.0194 | 0.93759 | 0.895 | 1.0194 | 0.93759 | -3.2326 | -121.263 | 124.3509 | -3.2326 | -121.263 | 124.3509
Line13_13_14 | 0.0021556 | 0.0021139 | 0.002106 | 0.0021557 | 0.0021139 | 0.0021061 | 0.00049782 | 0.00048818 | 0.00048637 | 0.00049783 | 0.00048819 | 0.00048637 | -0.00031666 | -0.00014388 | 0.00045194 | 0.00031671 | 0.00014392 | -0.00045191 | -0.00031343 | 0.0004764 | -6.0779e-05 | 0.00031348 | -0.00047636 | 6.0823e-05 | 132.0606 | 131.9324 | 132.0102 | -47.9394 | -48.0676 | -47.9898 |  | 0.895 | 1.0194 | 0.93759 | 0.89513 | 1.0193 | 0.93752 | -3.2326 | -121.263 | 124.3509 | -3.2324 | -121.2568 | 124.3447
Line14_15_16 | 0 | 0 | 0 | 0 | 0 | 0 | 0 | 0 | 0 | 0 | 0 | 0 | 7.4875e-09 | 4.1604e-09 | -1.1545e-08 | -3.5682e-09 | -2.3405e-09 | 5.8057e-09 | 8.1451e-09 | -1.1896e-08 | 1.0323e-09 | -4.2483e-09 | 5.8697e-09 | -2.6838e-10 | 0 | 0 | 0 | 0 | 0 | 0 |  | 0.895 | 1.0194 | 0.93759 | 0.895 | 1.0194 | 0.93759 | -3.2326 | -121.263 | 124.3509 | -3.2326 | -121.263 | 124.3509
Line15_16_17 | 0 | 0 | 0 | 0 | 0 | 0 | 0 | 0 | 0 | 0 | 0 | 0 | 3.7438e-09 | 2.0802e-09 | -5.7725e-09 | 1.7554e-10 | -2.6027e-10 | 3.3253e-11 | 4.0725e-09 | -5.948e-09 | 5.1615e-10 | -1.758e-10 | -7.827e-11 | 2.4777e-10 | 0 | 0 | 0 | 0 | 0 | 0 |  | 0.895 | 1.0194 | 0.93759 | 0.895 | 1.0194 | 0.93759 | -3.2326 | -121.263 | 124.3509 | -3.2326 | -121.263 | 124.3509
Line16_4_18 | 0.029028 | 0 | 0 | 0.029028 | 0 | 0 | 0.0067038 | 0 | 0 | 0.0067038 | 0 | 0 | 0.0042266 | 2.1729e-09 | -5.8525e-09 | -0.0042132 | -2.587e-10 | 3.5007e-11 | 0.0042272 | -6.0019e-09 | 4.6106e-10 | -0.0042132 | -7.5858e-11 | 2.4545e-10 | -48.2411 | 0 | 0 | 131.7589 | 0 | 0 |  | 0.8917 | 1.0193 | 0.93747 | 0.8888 | 1.019 | 0.93712 | -3.2373 | -121.2531 | 124.3409 | -3.2411 | -121.2246 | 124.3123
Line17_5_19 | 0.0021637 | 0.0021218 | 0.0021139 | 0.0021638 | 0.0021219 | 0.0021139 | 0.00049969 | 0.00049002 | 0.00048819 | 0.0004997 | 0.00049002 | 0.00048819 | -0.00031659 | -0.000146 | 0.00045398 | 0.00031664 | 0.00014605 | -0.00045394 | -0.0003156 | 0.00047781 | -5.9256e-05 | 0.00031565 | -0.00047777 | 5.9301e-05 | 131.8566 | 131.7271 | 131.806 | -48.1434 | -48.2729 | -48.194 |  | 0.8946 | 1.0196 | 0.93781 | 0.89473 | 1.0195 | 0.93774 | -3.2333 | -121.2815 | 124.3694 | -3.2331 | -121.2753 | 124.3632
Line1_1_3 | 0.0021554 | 0.0021137 | 0.0021058 | 0.0021555 | 0.0021137 | 0.0021059 | 0.00049778 | 0.00048814 | 0.00048632 | 0.00049778 | 0.00048814 | 0.00048633 | -0.00031645 | -0.00014369 | 0.00045207 | 0.0003165 | 0.00014373 | -0.00045204 | -0.00031322 | 0.00047654 | -6.0599e-05 | 0.00031327 | -0.0004765 | 6.0644e-05 | 132.0608 | 131.9326 | 132.0105 | -47.9392 | -48.0674 | -47.9895 |  | 0.89447 | 1.0196 | 0.93789 | 0.8946 | 1.0196 | 0.93781 | -3.2335 | -121.2878 | 124.3756 | -3.2333 | -121.2816 | 124.3694
Line2_1_4 | 0.026821 | 0.0021245 | 0.0021116 | 0.02682 | 0.0021246 | 0.0021116 | 0.0061939 | 0.00049064 | 0.00048764 | 0.0061939 | 0.00049065 | 0.00048765 | 0.0039215 | -0.000148 | 0.00045351 | -0.0039097 | 0.00014824 | -0.00045327 | 0.0039136 | 0.00047789 | -5.9205e-05 | -0.0039012 | -0.00047764 | 5.9454e-05 | -48.1754 | 131.505 | 131.8134 | 131.8246 | -48.495 | -48.1866 |  | 0.89447 | 1.0196 | 0.93789 | 0.8917 | 1.0193 | 0.93747 | -3.2335 | -121.2878 | 124.3756 | -3.2373 | -121.2531 | 124.3409
Line3_1_5 | 0.0021637 | 0.0021218 | 0.0021139 | 0.0021637 | 0.0021218 | 0.0021139 | 0.00049969 | 0.00049001 | 0.00048818 | 0.00049969 | 0.00049002 | 0.00048819 | -0.00031654 | -0.00014596 | 0.00045401 | 0.00031659 | 0.000146 | -0.00045398 | -0.00031555 | 0.00047784 | -5.9211e-05 | 0.0003156 | -0.00047781 | 5.9256e-05 | 131.8567 | 131.7272 | 131.8061 | -48.1433 | -48.2728 | -48.1939 |  | 0.89447 | 1.0196 | 0.93789 | 0.8946 | 1.0196 | 0.93781 | -3.2335 | -121.2878 | 124.3756 | -3.2333 | -121.2815 | 124.3694
Line4_2_6 | 0.0021609 | 0.0021191 | 0.0021112 | 0.002161 | 0.0021191 | 0.0021112 | 0.00049904 | 0.00048938 | 0.00048755 | 0.00049905 | 0.00048939 | 0.00048756 | -0.00031656 | -0.00014524 | 0.00045332 | 0.0003166 | 0.00014528 | -0.00045328 | -0.00031481 | 0.00047736 | -5.972e-05 | 0.00031486 | -0.00047732 | 5.9765e-05 | 131.9249 | 131.7958 | 131.8744 | -48.0751 | -48.2042 | -48.1256 |  | 0.8946 | 1.0196 | 0.93781 | 0.89473 | 1.0195 | 0.93774 | -3.2333 | -121.2816 | 124.3694 | -3.2331 | -121.2753 | 124.3632
Line5_6_7 | 0.002161 | 0.0021191 | 0.0021112 | 0.002161 | 0.0021191 | 0.0021112 | 0.00049905 | 0.00048939 | 0.00048756 | 0.00049906 | 0.00048939 | 0.00048757 | -0.0003166 | -0.00014528 | 0.00045328 | 0.00031665 | 0.00014533 | -0.00045324 | -0.00031486 | 0.00047732 | -5.9765e-05 | 0.00031491 | -0.00047728 | 5.981e-05 | 131.9249 | 131.7958 | 131.8744 | -48.0751 | -48.2042 | -48.1256 |  | 0.89473 | 1.0195 | 0.93774 | 0.89487 | 1.0195 | 0.93766 | -3.2331 | -121.2753 | 124.3632 | -3.2329 | -121.2691 | 124.3571
Line6_7_8 | 0 | 0 | 0 | 0 | 0 | 0 | 0 | 0 | 0 | 0 | 0 | 0 | 1.1229e-08 | 6.2678e-09 | -1.7342e-08 | -7.3103e-09 | -4.4391e-09 | 1.1595e-08 | 1.2244e-08 | -1.7861e-08 | 1.5282e-09 | -8.3387e-09 | 1.1828e-08 | -7.7068e-10 | 0 | 0 | 0 | 0 | 0 | 0 |  | 0.89487 | 1.0195 | 0.93766 | 0.89487 | 1.0195 | 0.93766 | -3.2329 | -121.2691 | 124.3571 | -3.2329 | -121.2691 | 124.3571
Line7_8_9 | 0 | 0 | 0 | 0 | 0 | 0 | 0 | 0 | 0 | 0 | 0 | 0 | 3.7431e-09 | 2.0893e-09 | -5.7808e-09 | 1.7594e-10 | -2.6053e-10 | 3.2979e-11 | 4.0814e-09 | -5.9535e-09 | 5.0941e-10 | -1.7579e-10 | -7.8654e-11 | 2.4814e-10 | 0 | 0 | 0 | 0 | 0 | 0 |  | 0.89487 | 1.0195 | 0.93766 | 0.89487 | 1.0195 | 0.93766 | -3.2329 | -121.2691 | 124.3571 | -3.2329 | -121.2691 | 124.3571
Line8_8_10 | 0 | 0 | 0 | 0 | 0 | 0 | 0 | 0 | 0 | 0 | 0 | 0 | 3.7431e-09 | 2.0893e-09 | -5.7808e-09 | 1.7594e-10 | -2.6053e-10 | 3.2979e-11 | 4.0814e-09 | -5.9535e-09 | 5.0941e-10 | -1.7579e-10 | -7.8653e-11 | 2.4814e-10 | 0 | 0 | 0 | 0 | 0 | 0 |  | 0.89487 | 1.0195 | 0.93766 | 0.89487 | 1.0195 | 0.93766 | -3.2329 | -121.2691 | 124.3571 | -3.2329 | -121.2691 | 124.3571
Line9_3_11 | 0.0021555 | 0.0021137 | 0.0021059 | 0.0021555 | 0.0021138 | 0.0021059 | 0.00049778 | 0.00048814 | 0.00048633 | 0.00049779 | 0.00048815 | 0.00048634 | -0.0003165 | -0.00014374 | 0.00045204 | 0.00031655 | 0.00014378 | -0.000452 | -0.00031327 | 0.0004765 | -6.0644e-05 | 0.00031332 | -0.00047646 | 6.0688e-05 | 132.0608 | 131.9325 | 132.0104 | -47.9392 | -48.0675 | -47.9896 |  | 0.8946 | 1.0196 | 0.93781 | 0.89473 | 1.0195 | 0.93774 | -3.2333 | -121.2816 | 124.3694 | -3.2331 | -121.2754 | 124.3633

## LG_min_fault_10
name | pf_ikss_a_from_ka | pf_ikss_b_from_ka | pf_ikss_c_from_ka | pf_ikss_a_to_ka | pf_ikss_b_to_ka | pf_ikss_c_to_ka | pf_skss_a_from_mw | pf_skss_b_from_mw | pf_skss_c_from_mw | pf_skss_a_to_mw | pf_skss_b_to_mw | pf_skss_c_to_mw | pf_p_a_from_mw | pf_p_b_from_mw | pf_p_c_from_mw | pf_p_a_to_mw | pf_p_b_to_mw | pf_p_c_to_mw | pf_q_a_from_mvar | pf_q_b_from_mvar | pf_q_c_from_mvar | pf_q_a_to_mvar | pf_q_b_to_mvar | pf_q_c_to_mvar | pf_ikss_a_from_degree | pf_ikss_b_from_degree | pf_ikss_c_from_degree | pf_ikss_a_to_degree | pf_ikss_b_to_degree | pf_ikss_c_to_degree | 3xI0 | pf_vm_a_from_pu | pf_vm_b_from_pu | pf_vm_c_from_pu | pf_vm_a_to_pu | pf_vm_b_to_pu | pf_vm_c_to_pu | pf_va_a_from_degree | pf_va_b_from_degree | pf_va_c_from_degree | pf_va_a_to_degree | pf_va_b_to_degree | pf_va_c_to_degree
Line0_1_2 | 0.0020472 | 0.0020075 | 0.002 | 0.0020472 | 0.0020075 | 0.0020001 | 0.00047277 | 0.00046362 | 0.00046189 | 0.00047278 | 0.00046362 | 0.00046189 | -0.00028407 | -0.00013031 | 0.00040689 | 0.00028411 | 0.00013035 | -0.00040686 | -0.0002825 | 0.00042847 | -5.3559e-05 | 0.00028255 | -0.00042843 | 5.36e-05 | 131.9249 | 131.7959 | 131.8744 | -48.0751 | -48.2041 | -48.1256 |  | 0.84739 | 0.96598 | 0.88852 | 0.84752 | 0.96592 | 0.88845 | -3.2335 | -121.2878 | 124.3756 | -3.2333 | -121.2816 | 124.3694
Line10_11_12 | 0.002042 | 0.0020025 | 0.0019951 | 0.0020421 | 0.0020025 | 0.0019951 | 0.00047159 | 0.00046246 | 0.00046074 | 0.0004716 | 0.00046246 | 0.00046074 | -0.0002841 | -0.00012904 | 0.00040567 | 0.00028415 | 0.00012908 | -0.00040564 | -0.00028121 | 0.00042763 | -5.4468e-05 | 0.00028125 | -0.00042759 | 5.4508e-05 | 132.0607 | 131.9325 | 132.0104 | -47.9393 | -48.0675 | -47.9896 |  | 0.84764 | 0.96587 | 0.88838 | 0.84777 | 0.96581 | 0.88831 | -3.2331 | -121.2754 | 124.3633 | -3.2328 | -121.2692 | 124.3571
Line11_12_13 | 0.0020421 | 0.0020025 | 0.0019951 | 0.0020421 | 0.0020026 | 0.0019951 | 0.0004716 | 0.00046246 | 0.00046074 | 0.0004716 | 0.00046247 | 0.00046075 | -0.00028415 | -0.00012908 | 0.00040564 | 0.00028419 | 0.00012912 | -0.00040561 | -0.00028125 | 0.00042759 | -5.4508e-05 | 0.0002813 | -0.00042756 | 5.4548e-05 | 132.0607 | 131.9325 | 132.0104 | -47.9393 | -48.0675 | -47.9896 |  | 0.84777 | 0.96581 | 0.88831 | 0.84789 | 0.96575 | 0.88824 | -3.2328 | -121.2692 | 124.3571 | -3.2326 | -121.263 | 124.3509
Line12_13_15 | 0 | 0 | 0 | 0 | 0 | 0 | 0 | 0 | 0 | 0 | 0 | 0 | 1.008e-08 | 5.6009e-09 | -1.5542e-08 | -6.5625e-09 | -3.9675e-09 | 1.0392e-08 | 1.0965e-08 | -1.6015e-08 | 1.3898e-09 | -7.4681e-09 | 1.0606e-08 | -7.0413e-10 | 0 | 0 | 0 | 0 | 0 | 0 |  | 0.84789 | 0.96575 | 0.88824 | 0.84789 | 0.96575 | 0.88824 | -3.2326 | -121.263 | 124.3509 | -3.2326 | -121.263 | 124.3509
Line13_13_14 | 0.0020422 | 0.0020026 | 0.0019952 | 0.0020422 | 0.0020027 | 0.0019952 | 0.00047162 | 0.00046249 | 0.00046077 | 0.00047162 | 0.00046249 | 0.00046077 | -0.0002842 | -0.00012913 | 0.00040562 | 0.00028425 | 0.00012917 | -0.00040559 | -0.00028131 | 0.00042757 | -5.4549e-05 | 0.00028135 | -0.00042754 | 5.4589e-05 | 132.0606 | 131.9324 | 132.0102 | -47.9394 | -48.0676 | -47.9898 |  | 0.84789 | 0.96575 | 0.88824 | 0.84802 | 0.96569 | 0.88817 | -3.2326 | -121.263 | 124.3509 | -3.2324 | -121.2568 | 124.3447
Line14_15_16 | 0 | 0 | 0 | 0 | 0 | 0 | 0 | 0 | 0 | 0 | 0 | 0 | 6.7201e-09 | 3.734e-09 | -1.0362e-08 | -3.2025e-09 | -2.1006e-09 | 5.2107e-09 | 7.3103e-09 | -1.0677e-08 | 9.265e-10 | -3.8129e-09 | 5.2681e-09 | -2.4088e-10 | 0 | 0 | 0 | 0 | 0 | 0 |  | 0.84789 | 0.96575 | 0.88824 | 0.84789 | 0.96575 | 0.88824 | -3.2326 | -121.263 | 124.3509 | -3.2326 | -121.263 | 124.3509
Line15_16_17 | 0 | 0 | 0 | 0 | 0 | 0 | 0 | 0 | 0 | 0 | 0 | 0 | 3.36e-09 | 1.867e-09 | -5.1808e-09 | 1.5755e-10 | -2.3359e-10 | 2.9844e-11 | 3.6551e-09 | -5.3383e-09 | 4.6325e-10 | -1.5778e-10 | -7.0248e-11 | 2.2237e-10 | 0 | 0 | 0 | 0 | 0 | 0 |  | 0.84789 | 0.96575 | 0.88824 | 0.84789 | 0.96575 | 0.88824 | -3.2326 | -121.263 | 124.3509 | -3.2326 | -121.263 | 124.3509
Line16_4_18 | 0.0275 | 0 | 0 | 0.0275 | 0 | 0 | 0.0063509 | 0 | 0 | 0.0063509 | 0 | 0 | 0.0037934 | 1.9501e-09 | -5.2527e-09 | -0.0037813 | -2.3218e-10 | 3.1419e-11 | 0.0037939 | -5.3868e-09 | 4.138e-10 | -0.0037813 | -6.8083e-11 | 2.203e-10 | -48.2411 | 0 | 0 | 131.7589 | 0 | 0 |  | 0.84477 | 0.96566 | 0.88813 | 0.84202 | 0.96539 | 0.8878 | -3.2373 | -121.2531 | 124.3409 | -3.2411 | -121.2246 | 124.3123
Line17_5_19 | 0.0020499 | 0.0020102 | 0.0020027 | 0.0020499 | 0.0020102 | 0.0020027 | 0.00047339 | 0.00046423 | 0.00046249 | 0.0004734 | 0.00046423 | 0.0004625 | -0.00028414 | -0.00013104 | 0.00040745 | 0.00028419 | 0.00013108 | -0.00040741 | -0.00028325 | 0.00042883 | -5.3183e-05 | 0.0002833 | -0.0004288 | 5.3223e-05 | 131.8566 | 131.7271 | 131.806 | -48.1434 | -48.2729 | -48.194 |  | 0.84752 | 0.96592 | 0.88845 | 0.84764 | 0.96587 | 0.88838 | -3.2333 | -121.2815 | 124.3694 | -3.2331 | -121.2753 | 124.3632
Line1_1_3 | 0.002042 | 0.0020025 | 0.001995 | 0.002042 | 0.0020025 | 0.001995 | 0.00047158 | 0.00046245 | 0.00046073 | 0.00047158 | 0.00046245 | 0.00046073 | -0.00028402 | -0.00012896 | 0.00040574 | 0.00028406 | 0.000129 | -0.0004057 | -0.00028111 | 0.0004277 | -5.4388e-05 | 0.00028116 | -0.00042766 | 5.4428e-05 | 132.0608 | 131.9326 | 132.0105 | -47.9392 | -48.0674 | -47.9895 |  | 0.84739 | 0.96598 | 0.88852 | 0.84752 | 0.96592 | 0.88845 | -3.2335 | -121.2878 | 124.3756 | -3.2333 | -121.2816 | 124.3694
Line2_1_4 | 0.025409 | 0.0020127 | 0.0020004 | 0.025409 | 0.0020127 | 0.0020005 | 0.0058679 | 0.00046482 | 0.00046198 | 0.0058679 | 0.00046482 | 0.00046198 | 0.0035196 | -0.00013283 | 0.00040702 | -0.003509 | 0.00013305 | -0.00040682 | 0.0035125 | 0.00042891 | -5.3137e-05 | -0.0035014 | -0.00042869 | 5.336e-05 | -48.1754 | 131.505 | 131.8134 | 131.8246 | -48.495 | -48.1866 |  | 0.84739 | 0.96598 | 0.88852 | 0.84477 | 0.96566 | 0.88813 | -3.2335 | -121.2878 | 124.3756 | -3.2373 | -121.2531 | 124.3409
Line3_1_5 | 0.0020498 | 0.0020101 | 0.0020026 | 0.0020499 | 0.0020102 | 0.0020027 | 0.00047339 | 0.00046422 | 0.00046249 | 0.00047339 | 0.00046423 | 0.00046249 | -0.0002841 | -0.000131 | 0.00040748 | 0.00028414 | 0.00013104 | -0.00040745 | -0.00028321 | 0.00042887 | -5.3142e-05 | 0.00028325 | -0.00042883 | 5.3183e-05 | 131.8567 | 131.7272 | 131.8061 | -48.1433 | -48.2728 | -48.1939 |  | 0.84739 | 0.96598 | 0.88852 | 0.84752 | 0.96592 | 0.88845 | -3.2335 | -121.2878 | 124.3756 | -3.2333 | -121.2815 | 124.3694
Line4_2_6 | 0.0020472 | 0.0020075 | 0.0020001 | 0.0020472 | 0.0020076 | 0.0020001 | 0.00047278 | 0.00046362 | 0.00046189 | 0.00047278 | 0.00046363 | 0.0004619 | -0.00028411 | -0.00013035 | 0.00040686 | 0.00028416 | 0.00013039 | -0.00040682 | -0.00028255 | 0.00042843 | -5.3599e-05 | 0.00028259 | -0.0004284 | 5.364e-05 | 131.9249 | 131.7958 | 131.8744 | -48.0751 | -48.2042 | -48.1256 |  | 0.84752 | 0.96592 | 0.88845 | 0.84764 | 0.96587 | 0.88838 | -3.2333 | -121.2816 | 124.3694 | -3.2331 | -121.2753 | 124.3632
Line5_6_7 | 0.0020472 | 0.0020076 | 0.0020001 | 0.0020472 | 0.0020076 | 0.0020001 | 0.00047278 | 0.00046363 | 0.0004619 | 0.00047279 | 0.00046363 | 0.00046191 | -0.00028415 | -0.00013039 | 0.00040682 | 0.0002842 | 0.00013043 | -0.00040679 | -0.00028259 | 0.0004284 | -5.3639e-05 | 0.00028264 | -0.00042836 | 5.368e-05 | 131.9249 | 131.7958 | 131.8744 | -48.0751 | -48.2042 | -48.1256 |  | 0.84764 | 0.96587 | 0.88838 | 0.84777 | 0.96581 | 0.88831 | -3.2331 | -121.2753 | 124.3632 | -3.2329 | -121.2691 | 124.3571
Line6_7_8 | 0 | 0 | 0 | 0 | 0 | 0 | 0 | 0 | 0 | 0 | 0 | 0 | 1.0078e-08 | 5.6254e-09 | -1.5565e-08 | -6.561e-09 | -3.9841e-09 | 1.0406e-08 | 1.0989e-08 | -1.603e-08 | 1.3716e-09 | -7.484e-09 | 1.0616e-08 | -6.917e-10 | 0 | 0 | 0 | 0 | 0 | 0 |  | 0.84777 | 0.96581 | 0.88831 | 0.84777 | 0.96581 | 0.88831 | -3.2329 | -121.2691 | 124.3571 | -3.2329 | -121.2691 | 124.3571
Line7_8_9 | 0 | 0 | 0 | 0 | 0 | 0 | 0 | 0 | 0 | 0 | 0 | 0 | 3.3595e-09 | 1.8751e-09 | -5.1883e-09 | 1.5791e-10 | -2.3382e-10 | 2.9599e-11 | 3.6631e-09 | -5.3433e-09 | 4.572e-10 | -1.5777e-10 | -7.0592e-11 | 2.2271e-10 | 0 | 0 | 0 | 0 | 0 | 0 |  | 0.84777 | 0.96581 | 0.88831 | 0.84777 | 0.96581 | 0.88831 | -3.2329 | -121.2691 | 124.3571 | -3.2329 | -121.2691 | 124.3571
Line8_8_10 | 0 | 0 | 0 | 0 | 0 | 0 | 0 | 0 | 0 | 0 | 0 | 0 | 3.3595e-09 | 1.8751e-09 | -5.1883e-09 | 1.5791e-10 | -2.3382e-10 | 2.9599e-11 | 3.6631e-09 | -5.3433e-09 | 4.572e-10 | -1.5777e-10 | -7.0592e-11 | 2.2271e-10 | 0 | 0 | 0 | 0 | 0 | 0 |  | 0.84777 | 0.96581 | 0.88831 | 0.84777 | 0.96581 | 0.88831 | -3.2329 | -121.2691 | 124.3571 | -3.2329 | -121.2691 | 124.3571
Line9_3_11 | 0.002042 | 0.0020025 | 0.001995 | 0.002042 | 0.0020025 | 0.0019951 | 0.00047158 | 0.00046245 | 0.00046073 | 0.00047159 | 0.00046246 | 0.00046074 | -0.00028406 | -0.000129 | 0.0004057 | 0.0002841 | 0.00012904 | -0.00040567 | -0.00028116 | 0.00042766 | -5.4428e-05 | 0.00028121 | -0.00042763 | 5.4468e-05 | 132.0608 | 131.9325 | 132.0104 | -47.9392 | -48.0675 | -47.9896 |  | 0.84752 | 0.96592 | 0.88845 | 0.84764 | 0.96587 | 0.88838 | -3.2333 | -121.2816 | 124.3694 | -3.2331 | -121.2754 | 124.3633

## LLG_max_6
name | pf_ikss_a_from_ka | pf_ikss_b_from_ka | pf_ikss_c_from_ka | pf_ikss_a_to_ka | pf_ikss_b_to_ka | pf_ikss_c_to_ka | pf_skss_a_from_mw | pf_skss_b_from_mw | pf_skss_c_from_mw | pf_skss_a_to_mw | pf_skss_b_to_mw | pf_skss_c_to_mw | pf_p_a_from_mw | pf_p_b_from_mw | pf_p_c_from_mw | pf_p_a_to_mw | pf_p_b_to_mw | pf_p_c_to_mw | pf_q_a_from_mvar | pf_q_b_from_mvar | pf_q_c_from_mvar | pf_q_a_to_mvar | pf_q_b_to_mvar | pf_q_c_to_mvar | pf_ikss_a_from_degree | pf_ikss_b_from_degree | pf_ikss_c_from_degree | pf_ikss_a_to_degree | pf_ikss_b_to_degree | pf_ikss_c_to_degree | 3xI0 | pf_vm_a_from_pu | pf_vm_b_from_pu | pf_vm_c_from_pu | pf_vm_a_to_pu | pf_vm_b_to_pu | pf_vm_c_to_pu | pf_va_a_from_degree | pf_va_b_from_degree | pf_va_c_from_degree | pf_va_a_to_degree | pf_va_b_to_degree | pf_va_c_to_degree
Line0_1_2 | 0.14379 | 0.47345 | 0.50478 | 0.14379 | 0.47345 | 0.50478 | 0.033207 | 0.10934 | 0.11657 | 0.033207 | 0.10934 | 0.11657 | 0.0095385 | 0.018888 | -0.07626 | -0.0095624 | -0.018132 | 0.078979 | 0.040934 | -0.072801 | -0.041537 | -0.040982 | 0.076459 | 0.04483 | -74.519 | -40.1125 | -106.5054 | 105.481 | 139.8875 | 73.4946 |  | 1.2657 | 0.68787 | 0.74492 | 1.2673 | 0.71868 | 0.77904 | 2.364 | -115.5677 | 102.0706 | 2.3471 | -116.7718 | 103.0748
Line10_11_12 | 0.13397 | 0.42827 | 0.45026 | 0.13397 | 0.42827 | 0.45026 | 0.030939 | 0.098904 | 0.10398 | 0.030939 | 0.098904 | 0.10398 | 0.012401 | 0.014504 | -0.073412 | -0.012436 | -0.013873 | 0.075592 | 0.037206 | -0.072123 | -0.040298 | -0.037225 | 0.075094 | 0.042899 | -69.2822 | -38.968 | -104.8717 | 110.7178 | 141.032 | 75.1283 |  | 1.2676 | 0.74382 | 0.80537 | 1.2686 | 0.77211 | 0.83588 | 2.284 | -117.5973 | 103.8921 | 2.2441 | -118.5013 | 104.7035
Line11_12_13 | 0.13397 | 0.42827 | 0.45026 | 0.13397 | 0.42827 | 0.45026 | 0.030939 | 0.098904 | 0.10398 | 0.030939 | 0.098904 | 0.10398 | 0.012436 | 0.013873 | -0.075592 | -0.012472 | -0.013241 | 0.077772 | 0.037225 | -0.075094 | -0.042899 | -0.037245 | 0.078065 | 0.0455 | -69.2822 | -38.968 | -104.8717 | 110.7178 | 141.032 | 75.1284 |  | 1.2686 | 0.77211 | 0.83588 | 1.2695 | 0.80057 | 0.86653 | 2.2441 | -118.5013 | 104.7035 | 2.2042 | -119.3411 | 105.4578
Line12_13_15 | 0 | 0 | 0 | 0 | 0 | 0 | 0 | 0 | 0 | 0 | 0 | 0 | -1.4066e-08 | -3.3807e-08 | 4.7326e-08 | 8.3521e-09 | 2.327e-08 | -3.1074e-08 | -6.9907e-08 | 3.1984e-08 | 1.9751e-09 | 4.6793e-08 | -2.1288e-08 | -2.1544e-09 | 0 | 0 | 0 | 0 | 0 | 0 |  | 1.2695 | 0.80057 | 0.86653 | 1.2695 | 0.80057 | 0.86653 | 2.2042 | -119.3411 | 105.4578 | 2.2042 | -119.3411 | 105.4578
Line13_13_14 | 0.13397 | 0.42827 | 0.45026 | 0.13397 | 0.42827 | 0.45026 | 0.030939 | 0.098904 | 0.10398 | 0.030939 | 0.098904 | 0.10398 | 0.012472 | 0.013241 | -0.077772 | -0.012507 | -0.01261 | 0.079953 | 0.037245 | -0.078065 | -0.0455 | -0.037264 | 0.081036 | 0.048101 | -69.2822 | -38.968 | -104.8716 | 110.7178 | 141.032 | 75.1284 |  | 1.2695 | 0.80057 | 0.86653 | 1.2705 | 0.8292 | 0.89733 | 2.2042 | -119.3411 | 105.4578 | 2.1645 | -120.1232 | 106.1603
Line14_15_16 | 0 | 0 | 0 | 0 | 0 | 0 | 0 | 0 | 0 | 0 | 0 | 0 | -9.3775e-09 | -2.2538e-08 | 3.155e-08 | 3.6634e-09 | 1.2001e-08 | -1.5299e-08 | -4.6605e-08 | 2.1323e-08 | 1.3167e-09 | 2.349e-08 | -1.0626e-08 | -1.4961e-09 | 0 | 0 | 0 | 0 | 0 | 0 |  | 1.2695 | 0.80057 | 0.86653 | 1.2695 | 0.80057 | 0.86653 | 2.2042 | -119.3411 | 105.4578 | 2.2042 | -119.3411 | 105.4578
Line15_16_17 | 0 | 0 | 0 | 0 | 0 | 0 | 0 | 0 | 0 | 0 | 0 | 0 | -4.6887e-09 | -1.1269e-08 | 1.5775e-08 | -1.0254e-09 | 7.3197e-10 | 4.7605e-10 | -2.3302e-08 | 1.0661e-08 | 6.5837e-10 | 1.8799e-10 | 3.5443e-11 | -8.3769e-10 | 0 | 0 | 0 | 0 | 0 | 0 |  | 1.2695 | 0.80057 | 0.86653 | 1.2695 | 0.80057 | 0.86653 | 2.2042 | -119.3411 | 105.4578 | 2.2042 | -119.3411 | 105.4578
Line16_4_18 | 0 | 4.0902 | 4.5319 | 0 | 4.0902 | 4.5319 | 0 | 0.94458 | 1.0466 | 0 | 0.94458 | 1.0466 | -1.1936e-09 | 0.10384 | 0.23987 | -4.2428e-10 | 7.3876e-14 | 2.8339e-14 | -3.5934e-08 | 0.33805 | 0.34939 | 3.3737e-10 | 1.165e-14 | 7.1245e-15 | 0 | 169.833 | 47.3869 | 0 | -10.167 | -132.6131 |  | 1.212 | 0.37438 | 0.40493 | 1.1478 | 0 | 0 | 3.4137 | -117.2435 | 102.9153 | 4.3787 | 0 | 0
Line17_5_19 | 0.14916 | 0.49959 | 0.537 | 0.14916 | 0.49959 | 0.537 | 0.034448 | 0.11538 | 0.12401 | 0.034448 | 0.11538 | 0.12401 | 0.007539 | 0.019969 | -0.083444 | -0.007552 | -0.019136 | 0.086509 | 0.043014 | -0.080681 | -0.049275 | -0.043082 | 0.084774 | 0.053019 | -77.6963 | -40.7635 | -107.4588 | 102.3037 | 139.2365 | 72.5412 |  | 1.2677 | 0.72039 | 0.78142 | 1.2697 | 0.75325 | 0.81816 | 2.3625 | -116.8616 | 103.1037 | 2.361 | -118.0432 | 104.0442
Line1_1_3 | 0.13397 | 0.42827 | 0.45026 | 0.13397 | 0.42827 | 0.45026 | 0.030939 | 0.098904 | 0.10398 | 0.030939 | 0.098904 | 0.10398 | 0.012331 | 0.015767 | -0.069051 | -0.012366 | -0.015136 | 0.071232 | 0.037167 | -0.066181 | -0.035096 | -0.037187 | 0.069152 | 0.037697 | -69.2822 | -38.968 | -104.8717 | 110.7178 | 141.032 | 75.1283 |  | 1.2657 | 0.68787 | 0.74492 | 1.2667 | 0.71573 | 0.77505 | 2.364 | -115.5677 | 102.0706 | 2.324 | -116.6221 | 103.0169
Line2_1_4 | 0.15155 | 3.3782 | 3.7169 | 0.15155 | 3.3782 | 3.7169 | 0.034999 | 0.78016 | 0.85839 | 0.034999 | 0.78016 | 0.85839 | -0.019318 | 0.18926 | 0.34255 | 0.019195 | -0.11096 | -0.18186 | 0.039865 | 0.50217 | 0.53993 | -0.037829 | -0.27018 | -0.29622 | -113.4904 | 175.0827 | 44.463 | 66.5096 | -4.9173 | -135.537 |  | 1.2657 | 0.68787 | 0.74492 | 1.212 | 0.37438 | 0.40493 | 2.364 | -115.5677 | 102.0706 | 3.4137 | -117.2435 | 102.9153
Line3_1_5 | 0.14916 | 0.49959 | 0.537 | 0.14916 | 0.49959 | 0.537 | 0.034448 | 0.11538 | 0.12401 | 0.034448 | 0.11538 | 0.12401 | 0.007526 | 0.020803 | -0.08038 | -0.007539 | -0.019969 | 0.083444 | 0.042946 | -0.076588 | -0.045532 | -0.043014 | 0.080681 | 0.049275 | -77.6963 | -40.7634 | -107.4588 | 102.3037 | 139.2365 | 72.5412 |  | 1.2657 | 0.68787 | 0.74492 | 1.2677 | 0.72039 | 0.78142 | 2.364 | -115.5677 | 102.0706 | 2.3625 | -116.8616 | 103.1037
Line4_2_6 | 0.14379 | 0.47345 | 0.50478 | 0.14379 | 0.47345 | 0.50478 | 0.033207 | 0.10934 | 0.11657 | 0.033207 | 0.10934 | 0.11657 | 0.0095624 | 0.018132 | -0.078979 | -0.0095862 | -0.017375 | 0.081698 | 0.040982 | -0.076459 | -0.04483 | -0.04103 | 0.080118 | 0.048124 | -74.519 | -40.1125 | -106.5054 | 105.481 | 139.8875 | 73.4946 |  | 1.2673 | 0.71868 | 0.77904 | 1.2688 | 0.74978 | 0.81337 | 2.3471 | -116.7718 | 103.0748 | 2.3303 | -117.8764 | 103.9944
Line5_6_7 | 0.14379 | 0.47345 | 0.50478 | 0.14379 | 0.47345 | 0.50478 | 0.033207 | 0.10934 | 0.11657 | 0.033208 | 0.10934 | 0.11657 | 0.0095862 | 0.017375 | -0.081698 | -0.0096101 | -0.016618 | 0.084418 | 0.04103 | -0.080118 | -0.048124 | -0.041078 | 0.083777 | 0.051417 | -74.519 | -40.1125 | -106.5054 | 105.481 | 139.8875 | 73.4946 |  | 1.2688 | 0.74978 | 0.81337 | 1.2704 | 0.78114 | 0.8479 | 2.3303 | -117.8764 | 103.9944 | 2.3136 | -118.8927 | 104.8393
Line6_7_8 | 0 | 0 | 0 | 0 | 0 | 0 | 0 | 0 | 0 | 0 | 0 | 0 | -1.3895e-08 | -3.5058e-08 | 4.8192e-08 | 8.2325e-09 | 2.4141e-08 | -3.1613e-08 | -7.3155e-08 | 3.1876e-08 | 1.997e-09 | 4.8967e-08 | -2.1193e-08 | -2.1851e-09 | 0 | 0 | 0 | 0 | 0 | 0 |  | 1.2704 | 0.78114 | 0.8479 | 1.2704 | 0.78114 | 0.8479 | 2.3136 | -118.8927 | 104.8393 | 2.3136 | -118.8927 | 104.8393
Line7_8_9 | 0 | 0 | 0 | 0 | 0 | 0 | 0 | 0 | 0 | 0 | 0 | 0 | -4.6316e-09 | -1.1686e-08 | 1.6064e-08 | -1.0307e-09 | 7.695e-10 | 5.147e-10 | -2.4385e-08 | 1.0625e-08 | 6.6567e-10 | 1.9745e-10 | 5.8117e-11 | -8.5374e-10 | 0 | 0 | 0 | 0 | 0 | 0 |  | 1.2704 | 0.78114 | 0.8479 | 1.2704 | 0.78114 | 0.8479 | 2.3136 | -118.8927 | 104.8393 | 2.3136 | -118.8927 | 104.8393
Line8_8_10 | 0 | 0 | 0 | 0 | 0 | 0 | 0 | 0 | 0 | 0 | 0 | 0 | -4.6316e-09 | -1.1686e-08 | 1.6064e-08 | -1.0307e-09 | 7.695e-10 | 5.147e-10 | -2.4385e-08 | 1.0625e-08 | 6.6567e-10 | 1.9745e-10 | 5.8116e-11 | -8.5374e-10 | 0 | 0 | 0 | 0 | 0 | 0 |  | 1.2704 | 0.78114 | 0.8479 | 1.2704 | 0.78114 | 0.8479 | 2.3136 | -118.8927 | 104.8393 | 2.3136 | -118.8927 | 104.8393
Line9_3_11 | 0.13397 | 0.42827 | 0.45026 | 0.13397 | 0.42827 | 0.45026 | 0.030939 | 0.098904 | 0.10398 | 0.030939 | 0.098904 | 0.10398 | 0.012366 | 0.015136 | -0.071232 | -0.012401 | -0.014504 | 0.073412 | 0.037187 | -0.069152 | -0.037697 | -0.037206 | 0.072123 | 0.040298 | -69.2822 | -38.968 | -104.8717 | 110.7178 | 141.032 | 75.1283 |  | 1.2667 | 0.71573 | 0.77505 | 1.2676 | 0.74382 | 0.80537 | 2.324 | -116.6221 | 103.0169 | 2.284 | -117.5973 | 103.8921

## LLG_max_10
name | pf_ikss_a_from_ka | pf_ikss_b_from_ka | pf_ikss_c_from_ka | pf_ikss_a_to_ka | pf_ikss_b_to_ka | pf_ikss_c_to_ka | pf_skss_a_from_mw | pf_skss_b_from_mw | pf_skss_c_from_mw | pf_skss_a_to_mw | pf_skss_b_to_mw | pf_skss_c_to_mw | pf_p_a_from_mw | pf_p_b_from_mw | pf_p_c_from_mw | pf_p_a_to_mw | pf_p_b_to_mw | pf_p_c_to_mw | pf_q_a_from_mvar | pf_q_b_from_mvar | pf_q_c_from_mvar | pf_q_a_to_mvar | pf_q_b_to_mvar | pf_q_c_to_mvar | pf_ikss_a_from_degree | pf_ikss_b_from_degree | pf_ikss_c_from_degree | pf_ikss_a_to_degree | pf_ikss_b_to_degree | pf_ikss_c_to_degree | 3xI0 | pf_vm_a_from_pu | pf_vm_b_from_pu | pf_vm_c_from_pu | pf_vm_a_to_pu | pf_vm_b_to_pu | pf_vm_c_to_pu | pf_va_a_from_degree | pf_va_b_from_degree | pf_va_c_from_degree | pf_va_a_to_degree | pf_va_b_to_degree | pf_va_c_to_degree
Line0_1_2 | 0.14842 | 0.48415 | 0.51815 | 0.14842 | 0.48415 | 0.51815 | 0.034276 | 0.11181 | 0.11966 | 0.034276 | 0.11181 | 0.11966 | 0.0095418 | 0.019896 | -0.080865 | -0.0095597 | -0.019112 | 0.083729 | 0.044535 | -0.076881 | -0.043967 | -0.044585 | 0.080716 | 0.047442 | -75.5233 | -40.0762 | -106.8465 | 104.4767 | 139.9238 | 73.1535 |  | 1.3288 | 0.71026 | 0.76921 | 1.3303 | 0.74187 | 0.80423 | 2.3837 | -115.567 | 101.6869 | 2.3749 | -116.7548 | 102.6899
Line10_11_12 | 0.13856 | 0.43959 | 0.46417 | 0.13856 | 0.43959 | 0.46417 | 0.031998 | 0.10152 | 0.10719 | 0.031998 | 0.10152 | 0.10719 | 0.012623 | 0.01539 | -0.078135 | -0.012655 | -0.014732 | 0.080451 | 0.040663 | -0.076419 | -0.042902 | -0.040684 | 0.079557 | 0.04567 | -70.4329 | -38.9642 | -105.2587 | 109.5671 | 141.0358 | 74.7413 |  | 1.3306 | 0.76787 | 0.83156 | 1.3315 | 0.797 | 0.86301 | 2.3206 | -117.5777 | 103.5111 | 2.2891 | -118.4734 | 104.324
Line11_12_13 | 0.13856 | 0.43959 | 0.46417 | 0.13856 | 0.43959 | 0.46417 | 0.031998 | 0.10152 | 0.10719 | 0.031998 | 0.10152 | 0.10719 | 0.012655 | 0.014732 | -0.080451 | -0.012686 | -0.014074 | 0.082767 | 0.040684 | -0.079557 | -0.04567 | -0.040705 | 0.082695 | 0.048439 | -70.4329 | -38.9642 | -105.2587 | 109.5671 | 141.0358 | 74.7413 |  | 1.3315 | 0.797 | 0.86301 | 1.3324 | 0.8263 | 0.89463 | 2.2891 | -118.4734 | 104.324 | 2.2576 | -119.3059 | 105.0796
Line12_13_15 | 0 | 0 | 0 | 0 | 0 | 0 | 0 | 0 | 0 | 0 | 0 | 0 | -1.5363e-08 | -3.776e-08 | 5.2399e-08 | 9.1025e-09 | 2.6002e-08 | -3.4381e-08 | -7.8928e-08 | 3.5218e-08 | 2.1563e-09 | 5.283e-08 | -2.3438e-08 | -2.3666e-09 | 0 | 0 | 0 | 0 | 0 | 0 |  | 1.3324 | 0.8263 | 0.89463 | 1.3324 | 0.8263 | 0.89463 | 2.2576 | -119.3059 | 105.0796 | 2.2576 | -119.3059 | 105.0796
Line13_13_14 | 0.13856 | 0.43959 | 0.46417 | 0.13856 | 0.43959 | 0.46417 | 0.031998 | 0.10152 | 0.10719 | 0.031998 | 0.10152 | 0.10719 | 0.012686 | 0.014074 | -0.082767 | -0.012717 | -0.013415 | 0.085083 | 0.040705 | -0.082695 | -0.048439 | -0.040726 | 0.085834 | 0.051208 | -70.433 | -38.9642 | -105.2587 | 109.567 | 141.0358 | 74.7413 |  | 1.3324 | 0.8263 | 0.89463 | 1.3334 | 0.85577 | 0.92639 | 2.2576 | -119.3059 | 105.0796 | 2.2262 | -120.0811 | 105.7834
Line14_15_16 | 0 | 0 | 0 | 0 | 0 | 0 | 0 | 0 | 0 | 0 | 0 | 0 | -1.0242e-08 | -2.5173e-08 | 3.4933e-08 | 3.9814e-09 | 1.3416e-08 | -1.6914e-08 | -5.2618e-08 | 2.3479e-08 | 1.4375e-09 | 2.6521e-08 | -1.1699e-08 | -1.6478e-09 | 0 | 0 | 0 | 0 | 0 | 0 |  | 1.3324 | 0.8263 | 0.89463 | 1.3324 | 0.8263 | 0.89463 | 2.2576 | -119.3059 | 105.0796 | 2.2576 | -119.3059 | 105.0796
Line15_16_17 | 0 | 0 | 0 | 0 | 0 | 0 | 0 | 0 | 0 | 0 | 0 | 0 | -5.1212e-09 | -1.2587e-08 | 1.7466e-08 | -1.1398e-09 | 8.29e-10 | 5.5202e-10 | -2.6309e-08 | 1.1739e-08 | 7.1877e-10 | 2.117e-10 | 4.0375e-11 | -9.2907e-10 | 0 | 0 | 0 | 0 | 0 | 0 |  | 1.3324 | 0.8263 | 0.89463 | 1.3324 | 0.8263 | 0.89463 | 2.2576 | -119.3059 | 105.0796 | 2.2576 | -119.3059 | 105.0796
Line16_4_18 | 0 | 4.2086 | 4.665 | 0 | 4.2086 | 4.665 | 0 | 0.97193 | 1.0773 | 0 | 0.97193 | 1.0773 | -1.2662e-09 | 0.11053 | 0.25406 | -4.9343e-10 | 1.3117e-13 | 8.8616e-14 | -3.9864e-08 | 0.35828 | 0.37089 | 3.7104e-10 | -3.82e-14 | -4.1939e-14 | 0 | 169.9353 | 46.9463 | 0 | -10.0646 | -133.0537 |  | 1.2737 | 0.38577 | 0.41729 | 1.2082 | 0 | 0 | 3.4176 | -117.209 | 102.5351 | 4.3669 | 0 | 0
Line17_5_19 | 0.15381 | 0.50978 | 0.54984 | 0.15381 | 0.50978 | 0.54984 | 0.03552 | 0.11773 | 0.12698 | 0.03552 | 0.11773 | 0.12698 | 0.0074135 | 0.020977 | -0.088262 | -0.0074195 | -0.020118 | 0.091474 | 0.046684 | -0.084988 | -0.051959 | -0.046754 | 0.089259 | 0.055888 | -78.587 | -40.7053 | -107.7675 | 101.413 | 139.2947 | 72.2325 |  | 1.3308 | 0.74356 | 0.80658 | 1.3327 | 0.77719 | 0.84419 | 2.3897 | -116.8403 | 102.7174 | 2.3958 | -118.0038 | 103.6565
Line1_1_3 | 0.13856 | 0.43959 | 0.46417 | 0.13856 | 0.43959 | 0.46417 | 0.031998 | 0.10152 | 0.10719 | 0.031998 | 0.10152 | 0.10719 | 0.012561 | 0.016707 | -0.073503 | -0.012592 | -0.016048 | 0.075819 | 0.040621 | -0.070142 | -0.037364 | -0.040642 | 0.07328 | 0.040133 | -70.4329 | -38.9642 | -105.2587 | 109.5671 | 141.0358 | 74.7413 |  | 1.3288 | 0.71026 | 0.76921 | 1.3297 | 0.73895 | 0.80028 | 2.3837 | -115.567 | 101.6869 | 2.3521 | -116.6115 | 102.6345
Line2_1_4 | 0.15589 | 3.4924 | 3.8447 | 0.15589 | 3.4924 | 3.8447 | 0.036001 | 0.80654 | 0.88789 | 0.036001 | 0.80654 | 0.88789 | -0.020356 | 0.20215 | 0.36523 | 0.020258 | -0.11809 | -0.19348 | 0.04329 | 0.53599 | 0.57711 | -0.041136 | -0.28786 | -0.31598 | -112.8003 | 175.0969 | 44.0155 | 67.1997 | -4.9031 | -135.9845 |  | 1.3288 | 0.71026 | 0.76921 | 1.2737 | 0.38577 | 0.41729 | 2.3837 | -115.567 | 101.6869 | 3.4176 | -117.209 | 102.5351
Line3_1_5 | 0.15381 | 0.50978 | 0.54984 | 0.15381 | 0.50978 | 0.54984 | 0.03552 | 0.11773 | 0.12698 | 0.03552 | 0.11773 | 0.12698 | 0.0074074 | 0.021837 | -0.085049 | -0.0074135 | -0.020977 | 0.088262 | 0.046614 | -0.080717 | -0.048029 | -0.046684 | 0.084988 | 0.051959 | -78.587 | -40.7053 | -107.7675 | 101.413 | 139.2947 | 72.2325 |  | 1.3288 | 0.71026 | 0.76921 | 1.3308 | 0.74356 | 0.80658 | 2.3837 | -115.567 | 101.6869 | 2.3897 | -116.8403 | 102.7174
Line4_2_6 | 0.14842 | 0.48415 | 0.51815 | 0.14842 | 0.48415 | 0.51815 | 0.034276 | 0.11181 | 0.11966 | 0.034276 | 0.11181 | 0.11966 | 0.0095597 | 0.019112 | -0.083729 | -0.0095775 | -0.018329 | 0.086594 | 0.044585 | -0.080716 | -0.047442 | -0.044635 | 0.084552 | 0.050917 | -75.5233 | -40.0762 | -106.8465 | 104.4767 | 139.9238 | 73.1535 |  | 1.3303 | 0.74187 | 0.80423 | 1.3318 | 0.77378 | 0.83949 | 2.3749 | -116.7548 | 102.6899 | 2.3661 | -117.845 | 103.6089
Line5_6_7 | 0.14842 | 0.48415 | 0.51815 | 0.14842 | 0.48415 | 0.51815 | 0.034276 | 0.11181 | 0.11966 | 0.034276 | 0.11181 | 0.11966 | 0.0095775 | 0.018329 | -0.086594 | -0.0095953 | -0.017545 | 0.089458 | 0.044635 | -0.084552 | -0.050917 | -0.044685 | 0.088387 | 0.054392 | -75.5233 | -40.0762 | -106.8465 | 104.4767 | 139.9238 | 73.1535 |  | 1.3318 | 0.77378 | 0.83949 | 1.3334 | 0.80594 | 0.87494 | 2.3661 | -117.845 | 103.6089 | 2.3573 | -118.8486 | 104.4537
Line6_7_8 | 0 | 0 | 0 | 0 | 0 | 0 | 0 | 0 | 0 | 0 | 0 | 0 | -1.5127e-08 | -3.909e-08 | 5.327e-08 | 8.939e-09 | 2.6929e-08 | -3.492e-08 | -8.2483e-08 | 3.5024e-08 | 2.1776e-09 | 5.521e-08 | -2.3284e-08 | -2.3975e-09 | 0 | 0 | 0 | 0 | 0 | 0 |  | 1.3334 | 0.80594 | 0.87494 | 1.3334 | 0.80594 | 0.87494 | 2.3573 | -118.8486 | 104.4537 | 2.3573 | -118.8486 | 104.4537
Line7_8_9 | 0 | 0 | 0 | 0 | 0 | 0 | 0 | 0 | 0 | 0 | 0 | 0 | -5.0423e-09 | -1.303e-08 | 1.7757e-08 | -1.1455e-09 | 8.6833e-10 | 5.9292e-10 | -2.7494e-08 | 1.1675e-08 | 7.2587e-10 | 2.212e-10 | 6.5317e-11 | -9.4581e-10 | 0 | 0 | 0 | 0 | 0 | 0 |  | 1.3334 | 0.80594 | 0.87494 | 1.3334 | 0.80594 | 0.87494 | 2.3573 | -118.8486 | 104.4537 | 2.3573 | -118.8486 | 104.4537
Line8_8_10 | 0 | 0 | 0 | 0 | 0 | 0 | 0 | 0 | 0 | 0 | 0 | 0 | -5.0423e-09 | -1.303e-08 | 1.7757e-08 | -1.1455e-09 | 8.6833e-10 | 5.9292e-10 | -2.7494e-08 | 1.1675e-08 | 7.2587e-10 | 2.212e-10 | 6.5317e-11 | -9.4581e-10 | 0 | 0 | 0 | 0 | 0 | 0 |  | 1.3334 | 0.80594 | 0.87494 | 1.3334 | 0.80594 | 0.87494 | 2.3573 | -118.8486 | 104.4537 | 2.3573 | -118.8486 | 104.4537
Line9_3_11 | 0.13856 | 0.43959 | 0.46417 | 0.13856 | 0.43959 | 0.46417 | 0.031998 | 0.10152 | 0.10719 | 0.031998 | 0.10152 | 0.10719 | 0.012592 | 0.016048 | -0.075819 | -0.012623 | -0.01539 | 0.078135 | 0.040642 | -0.07328 | -0.040133 | -0.040663 | 0.076419 | 0.042902 | -70.4329 | -38.9642 | -105.2587 | 109.5671 | 141.0358 | 74.7413 |  | 1.3297 | 0.73895 | 0.80028 | 1.3306 | 0.76787 | 0.83156 | 2.3521 | -116.6115 | 102.6345 | 2.3206 | -117.5777 | 103.5111

## LLG_max_fault_6
name | pf_ikss_a_from_ka | pf_ikss_b_from_ka | pf_ikss_c_from_ka | pf_ikss_a_to_ka | pf_ikss_b_to_ka | pf_ikss_c_to_ka | pf_skss_a_from_mw | pf_skss_b_from_mw | pf_skss_c_from_mw | pf_skss_a_to_mw | pf_skss_b_to_mw | pf_skss_c_to_mw | pf_p_a_from_mw | pf_p_b_from_mw | pf_p_c_from_mw | pf_p_a_to_mw | pf_p_b_to_mw | pf_p_c_to_mw | pf_q_a_from_mvar | pf_q_b_from_mvar | pf_q_c_from_mvar | pf_q_a_to_mvar | pf_q_b_to_mvar | pf_q_c_to_mvar | pf_ikss_a_from_degree | pf_ikss_b_from_degree | pf_ikss_c_from_degree | pf_ikss_a_to_degree | pf_ikss_b_to_degree | pf_ikss_c_to_degree | 3xI0 | pf_vm_a_from_pu | pf_vm_b_from_pu | pf_vm_c_from_pu | pf_vm_a_to_pu | pf_vm_b_to_pu | pf_vm_c_to_pu | pf_va_a_from_degree | pf_va_b_from_degree | pf_va_c_from_degree | pf_va_a_to_degree | pf_va_b_to_degree | pf_va_c_to_degree
Line0_1_2 | 0.11124 | 0.11616 | 0.11353 | 0.11124 | 0.11616 | 0.11353 | 0.025689 | 0.026825 | 0.026218 | 0.025689 | 0.026825 | 0.026218 | -0.0011803 | -0.0018157 | -0.0025317 | 0.001303 | 0.0019482 | 0.002664 | -0.028161 | -0.029255 | -0.028582 | 0.028412 | 0.029522 | 0.028839 | 92.5598 | -26.4146 | -145.0009 | -87.4402 | 153.5854 | 34.9991 |  | 1.0972 | 1.0927 | 1.0944 | 1.1072 | 1.103 | 1.1046 | 0.15978 | -119.9661 | 119.9373 | -0.065992 | -120.1901 | 119.7214
Line10_11_12 | 0.099236 | 0.10361 | 0.10112 | 0.099236 | 0.10361 | 0.10112 | 0.022918 | 0.023927 | 0.023353 | 0.022918 | 0.023927 | 0.023353 | -0.001124 | -0.0017566 | -0.0023774 | 0.0012215 | 0.0018621 | 0.0024825 | -0.025527 | -0.026524 | -0.025874 | 0.025727 | 0.026736 | 0.026078 | 92.2771 | -26.5767 | -145.1982 | -87.7229 | 153.4233 | 34.8018 |  | 1.115 | 1.111 | 1.1126 | 1.1239 | 1.1201 | 1.1217 | -0.24417 | -120.3657 | 119.552 | -0.44136 | -120.5606 | 119.3641
Line11_12_13 | 0.099236 | 0.10361 | 0.10112 | 0.099236 | 0.10361 | 0.10112 | 0.022918 | 0.023927 | 0.023353 | 0.022918 | 0.023927 | 0.023353 | -0.0012215 | -0.0018621 | -0.0024825 | 0.0013191 | 0.0019675 | 0.0025875 | -0.025727 | -0.026736 | -0.026078 | 0.025927 | 0.026949 | 0.026282 | 92.2771 | -26.5767 | -145.1982 | -87.7229 | 153.4233 | 34.8018 |  | 1.1239 | 1.1201 | 1.1217 | 1.1328 | 1.1293 | 1.1309 | -0.44136 | -120.5606 | 119.3641 | -0.63545 | -120.7524 | 119.1792
Line12_13_15 | 0 | 0 | 0 | 0 | 0 | 0 | 0 | 0 | 0 | 0 | 0 | 0 | 6.2257e-10 | 8.7526e-10 | 1.5276e-09 | -7.5907e-10 | -9.1228e-10 | -1.3541e-09 | -2.212e-10 | 7.0763e-10 | 1.425e-11 | 9.9102e-11 | -5.2885e-10 | -7.1871e-11 | 0 | 0 | 0 | 0 | 0 | 0 |  | 1.1328 | 1.1293 | 1.1309 | 1.1328 | 1.1293 | 1.1309 | -0.63545 | -120.7524 | 119.1792 | -0.63545 | -120.7524 | 119.1792
Line13_13_14 | 0.099236 | 0.10361 | 0.10112 | 0.099236 | 0.10361 | 0.10112 | 0.022918 | 0.023927 | 0.023353 | 0.022918 | 0.023927 | 0.023353 | -0.0013191 | -0.0019675 | -0.0025875 | 0.0014166 | 0.002073 | 0.0026925 | -0.025927 | -0.026949 | -0.026282 | 0.026126 | 0.027161 | 0.026486 | 92.2771 | -26.5767 | -145.1982 | -87.7229 | 153.4233 | 34.8018 |  | 1.1328 | 1.1293 | 1.1309 | 1.1417 | 1.1385 | 1.14 | -0.63545 | -120.7524 | 119.1792 | -0.8265 | -120.941 | 118.9972
Line14_15_16 | 0 | 0 | 0 | 0 | 0 | 0 | 0 | 0 | 0 | 0 | 0 | 0 | 4.1505e-10 | 5.8351e-10 | 1.0184e-09 | -5.5154e-10 | -6.2052e-10 | -8.4489e-10 | -1.4747e-10 | 4.7176e-10 | 9.5002e-12 | 2.5368e-11 | -2.9297e-10 | -6.7121e-11 | 0 | 0 | 0 | 0 | 0 | 0 |  | 1.1328 | 1.1293 | 1.1309 | 1.1328 | 1.1293 | 1.1309 | -0.63545 | -120.7524 | 119.1792 | -0.63545 | -120.7524 | 119.1792
Line15_16_17 | 0 | 0 | 0 | 0 | 0 | 0 | 0 | 0 | 0 | 0 | 0 | 0 | 2.0753e-10 | 2.9175e-10 | 5.092e-10 | -3.4402e-10 | -3.2877e-10 | -3.3569e-10 | -7.3735e-11 | 2.3588e-10 | 4.7501e-12 | -4.8367e-11 | -5.7092e-11 | -6.237e-11 | 0 | 0 | 0 | 0 | 0 | 0 |  | 1.1328 | 1.1293 | 1.1309 | 1.1328 | 1.1293 | 1.1309 | -0.63545 | -120.7524 | 119.1792 | -0.63545 | -120.7524 | 119.1792
Line16_4_18 | 0 | 0.035913 | 0.035947 | 0 | 0.035913 | 0.035947 | 0 | 0.0082937 | 0.0083016 | 0 | 0.0082937 | 0.0083016 | 6.6125e-11 | 0.0064568 | 0.0064764 | -2.3677e-10 | -0.0064487 | -0.0064609 | -2.2596e-10 | 0.0064742 | 0.0064827 | 3.0895e-12 | -0.0064487 | -0.0064609 | 0 | -165.2171 | 74.7908 | 0 | 14.7829 | -105.2092 |  | 1.1088 | 1.1025 | 1.1038 | 1.1083 | 1.0996 | 1.1006 | 0.050811 | -120.14 | 119.8185 | 0.041485 | -120.2171 | 119.7908
Line17_5_19 | 0.11839 | 0.12363 | 0.12093 | 0.11839 | 0.12363 | 0.12093 | 0.027341 | 0.028551 | 0.027928 | 0.027341 | 0.028551 | 0.027928 | -0.0014841 | -0.0021365 | -0.0029091 | 0.0016232 | 0.0022866 | 0.0030591 | -0.030253 | -0.031437 | -0.030732 | 0.030537 | 0.03174 | 0.031023 | 92.7296 | -26.3153 | -144.8838 | -87.2704 | 153.6847 | 35.1162 |  | 1.1078 | 1.1036 | 1.1053 | 1.1185 | 1.1146 | 1.1162 | -0.078945 | -120.2033 | 119.7087 | -0.31313 | -120.4358 | 119.4847
Line1_1_3 | 0.099236 | 0.10361 | 0.10112 | 0.099236 | 0.10361 | 0.10112 | 0.022918 | 0.023927 | 0.023353 | 0.022918 | 0.023927 | 0.023353 | -0.00092901 | -0.0015457 | -0.0021674 | 0.0010265 | 0.0016512 | 0.0022724 | -0.025128 | -0.026099 | -0.025466 | 0.025328 | 0.026311 | 0.02567 | 92.2771 | -26.5767 | -145.1982 | -87.7229 | 153.4233 | 34.8018 |  | 1.0972 | 1.0927 | 1.0944 | 1.1061 | 1.1018 | 1.1035 | 0.15978 | -119.9661 | 119.9373 | -0.043818 | -120.1676 | 119.7431
Line2_1_4 | 0.1253 | 0.10281 | 0.10032 | 0.1253 | 0.10281 | 0.10032 | 0.028937 | 0.023743 | 0.023169 | 0.028937 | 0.023743 | 0.023169 | -0.0093996 | -0.0038201 | -0.00464 | 0.0095572 | 0.0039329 | 0.004732 | -0.030327 | -0.025662 | -0.024928 | 0.030629 | 0.025879 | 0.025133 | 107.3802 | -21.4989 | -139.5186 | -72.6198 | 158.5011 | 40.4814 |  | 1.0972 | 1.0927 | 1.0944 | 1.1088 | 1.1025 | 1.1038 | 0.15978 | -119.9661 | 119.9373 | 0.050811 | -120.14 | 119.8185
Line3_1_5 | 0.11839 | 0.12363 | 0.12093 | 0.11839 | 0.12363 | 0.12093 | 0.027341 | 0.028551 | 0.027928 | 0.027341 | 0.028551 | 0.027928 | -0.001345 | -0.0019865 | -0.002759 | 0.0014841 | 0.0021365 | 0.0029091 | -0.029969 | -0.031135 | -0.030441 | 0.030253 | 0.031437 | 0.030732 | 92.7296 | -26.3153 | -144.8838 | -87.2704 | 153.6847 | 35.1162 |  | 1.0972 | 1.0927 | 1.0944 | 1.1078 | 1.1036 | 1.1053 | 0.15978 | -119.9661 | 119.9373 | -0.078945 | -120.2033 | 119.7087
Line4_2_6 | 0.11124 | 0.11616 | 0.11353 | 0.11124 | 0.11616 | 0.11353 | 0.025689 | 0.026825 | 0.026218 | 0.025689 | 0.026825 | 0.026218 | -0.001303 | -0.0019482 | -0.002664 | 0.0014257 | 0.0020807 | 0.0027962 | -0.028412 | -0.029522 | -0.028839 | 0.028663 | 0.02979 | 0.029096 | 92.5598 | -26.4146 | -145.0009 | -87.4402 | 153.5854 | 34.9991 |  | 1.1072 | 1.103 | 1.1046 | 1.1172 | 1.1132 | 1.1149 | -0.065992 | -120.1901 | 119.7214 | -0.28773 | -120.4099 | 119.5095
Line5_6_7 | 0.11124 | 0.11616 | 0.11353 | 0.11124 | 0.11616 | 0.11353 | 0.025689 | 0.026825 | 0.026218 | 0.025689 | 0.026825 | 0.026218 | -0.0014257 | -0.0020807 | -0.0027962 | 0.0015484 | 0.0022131 | 0.0029285 | -0.028663 | -0.02979 | -0.029096 | 0.028914 | 0.030057 | 0.029352 | 92.5598 | -26.4146 | -145.0009 | -87.4402 | 153.5854 | 34.9991 |  | 1.1172 | 1.1132 | 1.1149 | 1.1271 | 1.1235 | 1.1251 | -0.28773 | -120.4099 | 119.5095 | -0.50554 | -120.6257 | 119.3015
Line6_7_8 | 0 | 0 | 0 | 0 | 0 | 0 | 0 | 0 | 0 | 0 | 0 | 0 | 5.3715e-10 | 7.8712e-10 | 1.4727e-09 | -6.7712e-10 | -8.2786e-10 | -1.292e-09 | -2.7052e-10 | 6.9653e-10 | -1.406e-11 | 1.4206e-10 | -5.1159e-10 | -4.3432e-11 | 0 | 0 | 0 | 0 | 0 | 0 |  | 1.1271 | 1.1235 | 1.1251 | 1.1271 | 1.1235 | 1.1251 | -0.50554 | -120.6257 | 119.3015 | -0.50554 | -120.6257 | 119.3015
Line7_8_9 | 0 | 0 | 0 | 0 | 0 | 0 | 0 | 0 | 0 | 0 | 0 | 0 | 1.7905e-10 | 2.6237e-10 | 4.9089e-10 | -3.1902e-10 | -3.0312e-10 | -3.1017e-10 | -9.0175e-11 | 2.3218e-10 | -4.6867e-12 | -3.8289e-11 | -4.7238e-11 | -5.2805e-11 | 0 | 0 | 0 | 0 | 0 | 0 |  | 1.1271 | 1.1235 | 1.1251 | 1.1271 | 1.1235 | 1.1251 | -0.50554 | -120.6257 | 119.3015 | -0.50554 | -120.6257 | 119.3015
Line8_8_10 | 0 | 0 | 0 | 0 | 0 | 0 | 0 | 0 | 0 | 0 | 0 | 0 | 1.7905e-10 | 2.6237e-10 | 4.9089e-10 | -3.1902e-10 | -3.0312e-10 | -3.1017e-10 | -9.0175e-11 | 2.3218e-10 | -4.6867e-12 | -3.8289e-11 | -4.7238e-11 | -5.2805e-11 | 0 | 0 | 0 | 0 | 0 | 0 |  | 1.1271 | 1.1235 | 1.1251 | 1.1271 | 1.1235 | 1.1251 | -0.50554 | -120.6257 | 119.3015 | -0.50554 | -120.6257 | 119.3015
Line9_3_11 | 0.099236 | 0.10361 | 0.10112 | 0.099236 | 0.10361 | 0.10112 | 0.022918 | 0.023927 | 0.023353 | 0.022918 | 0.023927 | 0.023353 | -0.0010265 | -0.0016512 | -0.0022724 | 0.001124 | 0.0017566 | 0.0023774 | -0.025328 | -0.026311 | -0.02567 | 0.025527 | 0.026524 | 0.025874 | 92.2771 | -26.5767 | -145.1982 | -87.7229 | 153.4233 | 34.8018 |  | 1.1061 | 1.1018 | 1.1035 | 1.115 | 1.111 | 1.1126 | -0.043818 | -120.1676 | 119.7431 | -0.24417 | -120.3657 | 119.552

## LLG_max_fault_10
name | pf_ikss_a_from_ka | pf_ikss_b_from_ka | pf_ikss_c_from_ka | pf_ikss_a_to_ka | pf_ikss_b_to_ka | pf_ikss_c_to_ka | pf_skss_a_from_mw | pf_skss_b_from_mw | pf_skss_c_from_mw | pf_skss_a_to_mw | pf_skss_b_to_mw | pf_skss_c_to_mw | pf_p_a_from_mw | pf_p_b_from_mw | pf_p_c_from_mw | pf_p_a_to_mw | pf_p_b_to_mw | pf_p_c_to_mw | pf_q_a_from_mvar | pf_q_b_from_mvar | pf_q_c_from_mvar | pf_q_a_to_mvar | pf_q_b_to_mvar | pf_q_c_to_mvar | pf_ikss_a_from_degree | pf_ikss_b_from_degree | pf_ikss_c_from_degree | pf_ikss_a_to_degree | pf_ikss_b_to_degree | pf_ikss_c_to_degree | 3xI0 | pf_vm_a_from_pu | pf_vm_b_from_pu | pf_vm_c_from_pu | pf_vm_a_to_pu | pf_vm_b_to_pu | pf_vm_c_to_pu | pf_va_a_from_degree | pf_va_b_from_degree | pf_va_c_from_degree | pf_va_a_to_degree | pf_va_b_to_degree | pf_va_c_to_degree
Line0_1_2 | 0.11192 | 0.11709 | 0.11435 | 0.11192 | 0.11709 | 0.11435 | 0.025846 | 0.027042 | 0.026407 | 0.025846 | 0.027042 | 0.026407 | -0.0012544 | -0.0019529 | -0.002741 | 0.0013786 | 0.0020874 | 0.0028754 | -0.029691 | -0.030897 | -0.030157 | 0.029945 | 0.031168 | 0.030418 | 92.5799 | -26.3547 | -144.8782 | -87.4201 | 153.6453 | 35.1218 |  | 1.1498 | 1.1448 | 1.1467 | 1.1598 | 1.1552 | 1.157 | 0.16059 | -119.9713 | 119.9284 | -0.055995 | -120.1861 | 119.7217
Line10_11_12 | 0.10025 | 0.10487 | 0.10227 | 0.10025 | 0.10487 | 0.10227 | 0.023152 | 0.024219 | 0.023618 | 0.023152 | 0.024219 | 0.023618 | -0.0011926 | -0.0018889 | -0.0025759 | 0.0012921 | 0.0019968 | 0.0026834 | -0.027009 | -0.028112 | -0.027397 | 0.027213 | 0.028329 | 0.027605 | 92.2998 | -26.5122 | -145.0708 | -87.7003 | 153.4878 | 34.9292 |  | 1.1677 | 1.1633 | 1.1651 | 1.1767 | 1.1726 | 1.1744 | -0.22856 | -120.3562 | 119.558 | -0.41868 | -120.544 | 119.3772
Line11_12_13 | 0.10025 | 0.10487 | 0.10227 | 0.10025 | 0.10487 | 0.10227 | 0.023152 | 0.024219 | 0.023618 | 0.023152 | 0.024219 | 0.023618 | -0.0012921 | -0.0019968 | -0.0026834 | 0.0013916 | 0.0021048 | 0.0027909 | -0.027213 | -0.028329 | -0.027605 | 0.027417 | 0.028547 | 0.027814 | 92.2998 | -26.5121 | -145.0708 | -87.7002 | 153.4879 | 34.9292 |  | 1.1767 | 1.1726 | 1.1744 | 1.1857 | 1.1819 | 1.1836 | -0.41868 | -120.544 | 119.3772 | -0.60592 | -120.7289 | 119.1991
Line12_13_15 | 0 | 0 | 0 | 0 | 0 | 0 | 0 | 0 | 0 | 0 | 0 | 0 | 6.4729e-10 | 9.3641e-10 | 1.6905e-09 | -8.0443e-10 | -9.7955e-10 | -1.4902e-09 | -2.7192e-10 | 8.003e-10 | 2.0448e-12 | 1.3071e-10 | -5.9418e-10 | -6.8088e-11 | 0 | 0 | 0 | 0 | 0 | 0 |  | 1.1857 | 1.1819 | 1.1836 | 1.1857 | 1.1819 | 1.1836 | -0.60592 | -120.7289 | 119.1991 | -0.60592 | -120.7289 | 119.1991
Line13_13_14 | 0.10025 | 0.10487 | 0.10227 | 0.10025 | 0.10487 | 0.10227 | 0.023152 | 0.024219 | 0.023618 | 0.023152 | 0.024219 | 0.023618 | -0.0013916 | -0.0021048 | -0.0027909 | 0.0014911 | 0.0022127 | 0.0028985 | -0.027417 | -0.028547 | -0.027814 | 0.02762 | 0.028765 | 0.028022 | 92.2998 | -26.5121 | -145.0708 | -87.7002 | 153.4879 | 34.9292 |  | 1.1857 | 1.1819 | 1.1836 | 1.1947 | 1.1912 | 1.1928 | -0.60592 | -120.7289 | 119.1991 | -0.79033 | -120.911 | 119.0239
Line14_15_16 | 0 | 0 | 0 | 0 | 0 | 0 | 0 | 0 | 0 | 0 | 0 | 0 | 4.3153e-10 | 6.2427e-10 | 1.127e-09 | -5.8866e-10 | -6.6741e-10 | -9.2672e-10 | -1.8128e-10 | 5.3353e-10 | 1.3632e-12 | 4.0066e-11 | -3.2741e-10 | -6.7406e-11 | 0 | 0 | 0 | 0 | 0 | 0 |  | 1.1857 | 1.1819 | 1.1836 | 1.1857 | 1.1819 | 1.1836 | -0.60592 | -120.7289 | 119.1991 | -0.60592 | -120.7289 | 119.1991
Line15_16_17 | 0 | 0 | 0 | 0 | 0 | 0 | 0 | 0 | 0 | 0 | 0 | 0 | 2.1576e-10 | 3.1214e-10 | 5.635e-10 | -3.729e-10 | -3.5528e-10 | -3.6322e-10 | -9.064e-11 | 2.6677e-10 | 6.8163e-13 | -5.0574e-11 | -6.0646e-11 | -6.6725e-11 | 0 | 0 | 0 | 0 | 0 | 0 |  | 1.1857 | 1.1819 | 1.1836 | 1.1857 | 1.1819 | 1.1836 | -0.60592 | -120.7289 | 119.1991 | -0.60592 | -120.7289 | 119.1991
Line16_4_18 | 0 | 0.037608 | 0.037646 | 0 | 0.037608 | 0.037646 | 0 | 0.0086851 | 0.0086939 | 0 | 0.0086851 | 0.0086939 | 6.4217e-11 | 0.0070806 | 0.0071031 | -2.5871e-10 | -0.0070717 | -0.007086 | -2.5584e-10 | 0.0070997 | 0.00711 | 3.5907e-12 | -0.0070717 | -0.007086 | 0 | -165.2208 | 74.7837 | 0 | 14.7792 | -105.2163 |  | 1.1614 | 1.1545 | 1.156 | 1.1608 | 1.1515 | 1.1527 | 0.053261 | -120.1436 | 119.8113 | 0.043943 | -120.2208 | 119.7837
Line17_5_19 | 0.11883 | 0.12433 | 0.12151 | 0.11883 | 0.12433 | 0.12151 | 0.027442 | 0.028712 | 0.028062 | 0.027442 | 0.028712 | 0.028062 | -0.0015639 | -0.00228 | -0.0031279 | 0.0017039 | 0.0024315 | 0.0032795 | -0.031806 | -0.033108 | -0.032335 | 0.032093 | 0.033414 | 0.032629 | 92.747 | -26.2589 | -144.7646 | -87.253 | 153.7411 | 35.2354 |  | 1.1604 | 1.1558 | 1.1577 | 1.1711 | 1.1668 | 1.1686 | -0.067901 | -120.1983 | 119.7101 | -0.29223 | -120.4209 | 119.4959
Line1_1_3 | 0.10025 | 0.10487 | 0.10227 | 0.10025 | 0.10487 | 0.10227 | 0.023152 | 0.024219 | 0.023618 | 0.023152 | 0.024219 | 0.023618 | -0.00099363 | -0.001673 | -0.0023608 | 0.0010931 | 0.0017809 | 0.0024683 | -0.026601 | -0.027676 | -0.02698 | 0.026805 | 0.027894 | 0.027188 | 92.2997 | -26.5122 | -145.0708 | -87.7003 | 153.4878 | 34.9292 |  | 1.1498 | 1.1448 | 1.1467 | 1.1587 | 1.1541 | 1.1559 | 0.16059 | -119.9713 | 119.9284 | -0.035487 | -120.1653 | 119.7417
Line2_1_4 | 0.12542 | 0.10194 | 0.099287 | 0.12542 | 0.10194 | 0.099287 | 0.028965 | 0.023543 | 0.022929 | 0.028965 | 0.023543 | 0.022929 | -0.0097039 | -0.0035738 | -0.0044695 | 0.0098619 | 0.003685 | 0.004559 | -0.031858 | -0.026715 | -0.025911 | 0.032161 | 0.026929 | 0.026111 | 107.1011 | -22.3518 | -140.2847 | -72.8989 | 157.6482 | 39.7153 |  | 1.1498 | 1.1448 | 1.1467 | 1.1614 | 1.1545 | 1.156 | 0.16059 | -119.9713 | 119.9284 | 0.053261 | -120.1436 | 119.8113
Line3_1_5 | 0.11883 | 0.12433 | 0.12151 | 0.11883 | 0.12433 | 0.12151 | 0.027442 | 0.028712 | 0.028062 | 0.027442 | 0.028712 | 0.028062 | -0.0014238 | -0.0021284 | -0.0029763 | 0.0015639 | 0.00228 | 0.0031279 | -0.03152 | -0.032802 | -0.032041 | 0.031806 | 0.033108 | 0.032335 | 92.747 | -26.2589 | -144.7646 | -87.253 | 153.7411 | 35.2354 |  | 1.1498 | 1.1448 | 1.1467 | 1.1604 | 1.1558 | 1.1577 | 0.16059 | -119.9713 | 119.9284 | -0.067901 | -120.1983 | 119.7101
Line4_2_6 | 0.11192 | 0.11709 | 0.11435 | 0.11192 | 0.11709 | 0.11435 | 0.025846 | 0.027042 | 0.026407 | 0.025846 | 0.027042 | 0.026407 | -0.0013786 | -0.0020874 | -0.0028754 | 0.0015027 | 0.0022219 | 0.0030097 | -0.029945 | -0.031168 | -0.030418 | 0.030199 | 0.03144 | 0.030678 | 92.5799 | -26.3547 | -144.8782 | -87.4201 | 153.6453 | 35.1218 |  | 1.1598 | 1.1552 | 1.157 | 1.1699 | 1.1655 | 1.1673 | -0.055995 | -120.1861 | 119.7217 | -0.26887 | -120.3971 | 119.5187
Line5_6_7 | 0.11192 | 0.11709 | 0.11435 | 0.11192 | 0.11709 | 0.11435 | 0.025846 | 0.027042 | 0.026407 | 0.025846 | 0.027042 | 0.026407 | -0.0015027 | -0.0022219 | -0.0030097 | 0.0016269 | 0.0023564 | 0.0031441 | -0.030199 | -0.03144 | -0.030678 | 0.030453 | 0.031711 | 0.030939 | 92.5799 | -26.3547 | -144.8782 | -87.4201 | 153.6453 | 35.1218 |  | 1.1699 | 1.1655 | 1.1673 | 1.1799 | 1.1759 | 1.1776 | -0.26887 | -120.3971 | 119.5187 | -0.47811 | -120.6044 | 119.3193
Line6_7_8 | 0 | 0 | 0 | 0 | 0 | 0 | 0 | 0 | 0 | 0 | 0 | 0 | 5.5488e-10 | 8.4035e-10 | 1.6319e-09 | -7.1582e-10 | -8.8777e-10 | -1.4236e-09 | -3.2608e-10 | 7.8895e-10 | -2.8055e-11 | 1.7768e-10 | -5.76e-10 | -3.7729e-11 | 0 | 0 | 0 | 0 | 0 | 0 |  | 1.1799 | 1.1759 | 1.1776 | 1.1799 | 1.1759 | 1.1776 | -0.47811 | -120.6044 | 119.3193 | -0.47811 | -120.6044 | 119.3193
Line7_8_9 | 0 | 0 | 0 | 0 | 0 | 0 | 0 | 0 | 0 | 0 | 0 | 0 | 1.8496e-10 | 2.8012e-10 | 5.4398e-10 | -3.459e-10 | -3.2754e-10 | -3.3562e-10 | -1.0869e-10 | 2.6298e-10 | -9.3518e-12 | -3.9712e-11 | -5.0028e-11 | -5.6432e-11 | 0 | 0 | 0 | 0 | 0 | 0 |  | 1.1799 | 1.1759 | 1.1776 | 1.1799 | 1.1759 | 1.1776 | -0.47811 | -120.6044 | 119.3193 | -0.47811 | -120.6044 | 119.3193
Line8_8_10 | 0 | 0 | 0 | 0 | 0 | 0 | 0 | 0 | 0 | 0 | 0 | 0 | 1.8496e-10 | 2.8012e-10 | 5.4398e-10 | -3.459e-10 | -3.2754e-10 | -3.3562e-10 | -1.0869e-10 | 2.6298e-10 | -9.3518e-12 | -3.9712e-11 | -5.0028e-11 | -5.6432e-11 | 0 | 0 | 0 | 0 | 0 | 0 |  | 1.1799 | 1.1759 | 1.1776 | 1.1799 | 1.1759 | 1.1776 | -0.47811 | -120.6044 | 119.3193 | -0.47811 | -120.6044 | 119.3193
Line9_3_11 | 0.10025 | 0.10487 | 0.10227 | 0.10025 | 0.10487 | 0.10227 | 0.023152 | 0.024219 | 0.023618 | 0.023152 | 0.024219 | 0.023618 | -0.0010931 | -0.0017809 | -0.0024683 | 0.0011926 | 0.0018889 | 0.0025759 | -0.026805 | -0.027894 | -0.027188 | 0.027009 | 0.028112 | 0.027397 | 92.2997 | -26.5122 | -145.0708 | -87.7003 | 153.4878 | 34.9292 |  | 1.1587 | 1.1541 | 1.1559 | 1.1677 | 1.1633 | 1.1651 | -0.035487 | -120.1653 | 119.7417 | -0.22856 | -120.3562 | 119.558

## LLG_min_6
name | pf_ikss_a_from_ka | pf_ikss_b_from_ka | pf_ikss_c_from_ka | pf_ikss_a_to_ka | pf_ikss_b_to_ka | pf_ikss_c_to_ka | pf_skss_a_from_mw | pf_skss_b_from_mw | pf_skss_c_from_mw | pf_skss_a_to_mw | pf_skss_b_to_mw | pf_skss_c_to_mw | pf_p_a_from_mw | pf_p_b_from_mw | pf_p_c_from_mw | pf_p_a_to_mw | pf_p_b_to_mw | pf_p_c_to_mw | pf_q_a_from_mvar | pf_q_b_from_mvar | pf_q_c_from_mvar | pf_q_a_to_mvar | pf_q_b_to_mvar | pf_q_c_to_mvar | pf_ikss_a_from_degree | pf_ikss_b_from_degree | pf_ikss_c_from_degree | pf_ikss_a_to_degree | pf_ikss_b_to_degree | pf_ikss_c_to_degree | 3xI0 | pf_vm_a_from_pu | pf_vm_b_from_pu | pf_vm_c_from_pu | pf_vm_a_to_pu | pf_vm_b_to_pu | pf_vm_c_to_pu | pf_va_a_from_degree | pf_va_b_from_degree | pf_va_c_from_degree | pf_va_a_to_degree | pf_va_b_to_degree | pf_va_c_to_degree
Line0_1_2 | 0.013346 | 0.011543 | 0.015835 | 0.013346 | 0.011543 | 0.015835 | 0.003082 | 0.0026657 | 0.0036569 | 0.0030821 | 0.0026657 | 0.003657 | -0.00016084 | 0.0013421 | -0.0022308 | 0.00016265 | -0.0013415 | 0.0022341 | 0.0043293 | -0.00085018 | 5.1489e-05 | -0.0043276 | 0.00085186 | -4.8916e-05 | -91.7026 | -70.3199 | -99.1333 | 88.2975 | 109.6798 | 80.8668 |  | 1.4056 | 0.59599 | 0.61018 | 1.4051 | 0.59611 | 0.61105 | 0.42502 | -102.6726 | 79.5445 | 0.44987 | -102.7366 | 79.6125
Line10_11_12 | 0.013313 | 0.011515 | 0.015793 | 0.013313 | 0.011515 | 0.015793 | 0.0030745 | 0.0026593 | 0.0036472 | 0.0030746 | 0.0026594 | 0.0036472 | -0.00015287 | 0.0013357 | -0.0022311 | 0.00015468 | -0.0013351 | 0.0022344 | 0.0043157 | -0.00085435 | 5.1346e-05 | -0.0043141 | 0.00085601 | -4.8787e-05 | -91.5542 | -70.197 | -99.0014 | 88.4458 | 109.8027 | 80.9987 |  | 1.4046 | 0.59623 | 0.6119 | 1.4041 | 0.59636 | 0.61276 | 0.47449 | -102.8002 | 79.6803 | 0.49926 | -102.864 | 79.7479
Line11_12_13 | 0.013313 | 0.011515 | 0.015793 | 0.013313 | 0.011516 | 0.015793 | 0.0030746 | 0.0026594 | 0.0036472 | 0.0030746 | 0.0026594 | 0.0036473 | -0.00015468 | 0.0013351 | -0.0022344 | 0.00015649 | -0.0013344 | 0.0022376 | 0.0043141 | -0.00085601 | 4.8786e-05 | -0.0043124 | 0.00085768 | -4.6227e-05 | -91.5542 | -70.1973 | -99.0013 | 88.4458 | 109.8024 | 80.9988 |  | 1.4041 | 0.59636 | 0.61276 | 1.4035 | 0.59648 | 0.61362 | 0.49926 | -102.864 | 79.7479 | 0.52404 | -102.9277 | 79.8152
Line12_13_15 | 0 | 0 | 0 | 0 | 0 | 0 | 0 | 0 | 0 | 0 | 0 | 0 | 4.3192e-09 | -6.8789e-08 | 6.867e-08 | -5.2137e-09 | 4.6541e-08 | -4.5528e-08 | -1.6226e-07 | 1.5307e-08 | -1.0186e-08 | 1.0822e-07 | -9.5947e-09 | 5.4113e-09 | 0 | 0 | 0 | 0 | 0 | 0 |  | 1.4035 | 0.59648 | 0.61362 | 1.4035 | 0.59648 | 0.61362 | 0.52404 | -102.9277 | 79.8152 | 0.52404 | -102.9277 | 79.8152
Line13_13_14 | 0.013314 | 0.011516 | 0.015794 | 0.013314 | 0.011516 | 0.015794 | 0.0030747 | 0.0026595 | 0.0036474 | 0.0030747 | 0.0026596 | 0.0036474 | -0.0001565 | 0.0013345 | -0.0022377 | 0.0001583 | -0.0013338 | 0.0022409 | 0.0043126 | -0.00085769 | 4.6236e-05 | -0.004311 | 0.00085936 | -4.3677e-05 | -91.5542 | -70.1985 | -99.001 | 88.4459 | 109.8013 | 80.9991 |  | 1.4035 | 0.59648 | 0.61362 | 1.403 | 0.5966 | 0.61449 | 0.52404 | -102.9277 | 79.8152 | 0.54884 | -102.9914 | 79.8825
Line14_15_16 | 0 | 0 | 0 | 0 | 0 | 0 | 0 | 0 | 0 | 0 | 0 | 0 | 2.8795e-09 | -4.5859e-08 | 4.578e-08 | -3.774e-09 | 2.3611e-08 | -2.2638e-08 | -1.0817e-07 | 1.0205e-08 | -6.7905e-09 | 5.413e-08 | -4.4923e-09 | 2.0161e-09 | 0 | 0 | 0 | 0 | 0 | 0 |  | 1.4035 | 0.59648 | 0.61362 | 1.4035 | 0.59648 | 0.61362 | 0.52404 | -102.9277 | 79.8152 | 0.52404 | -102.9277 | 79.8152
Line15_16_17 | 0 | 0 | 0 | 0 | 0 | 0 | 0 | 0 | 0 | 0 | 0 | 0 | 1.4397e-09 | -2.293e-08 | 2.289e-08 | -2.3342e-09 | 6.8163e-10 | 2.5232e-10 | -5.4085e-08 | 5.1023e-09 | -3.3953e-09 | 4.4715e-11 | 6.0998e-10 | -1.3792e-09 | 0 | 0 | 0 | 0 | 0 | 0 |  | 1.4035 | 0.59648 | 0.61362 | 1.4035 | 0.59648 | 0.61362 | 0.52404 | -102.9277 | 79.8152 | 0.52404 | -102.9277 | 79.8152
Line16_4_18 | 0 | 2.4699 | 2.563 | 0 | 2.4699 | 2.563 | 0 | 0.5704 | 0.59189 | 0 | 0.5704 | 0.59189 | 2.0718e-09 | 0.11652 | 0.12662 | -2.3098e-09 | -4.6908e-15 | -1.3387e-14 | -5.4736e-08 | 0.12398 | 0.12929 | 5.559e-11 | -3.603e-14 | 2.8046e-14 | 0 | -149.5476 | 33.9887 | 0 | 30.4524 | -146.0113 |  | 1.4026 | 0.29829 | 0.30574 | 1.3999 | 0 | 0 | 0.55192 | -102.7709 | 79.5866 | 0.65318 | 0 | 0
Line17_5_19 | 0.013363 | 0.011557 | 0.015857 | 0.013363 | 0.011558 | 0.015857 | 0.003086 | 0.0026691 | 0.003662 | 0.003086 | 0.0026691 | 0.0036621 | -0.00016849 | 0.0013441 | -0.0022372 | 0.00017031 | -0.0013434 | 0.0022404 | 0.0043329 | -0.00085145 | 4.6409e-05 | -0.0043313 | 0.00085313 | -4.3829e-05 | -91.777 | -70.3831 | -99.1991 | 88.2231 | 109.6167 | 80.801 |  | 1.4051 | 0.59611 | 0.61105 | 1.4046 | 0.59623 | 0.61192 | 0.44993 | -102.7367 | 79.6125 | 0.47486 | -102.8008 | 79.6803
Line1_1_3 | 0.013313 | 0.011515 | 0.015793 | 0.013313 | 0.011515 | 0.015793 | 0.0030744 | 0.0026593 | 0.0036471 | 0.0030745 | 0.0026593 | 0.0036472 | -0.00014926 | 0.001337 | -0.0022247 | 0.00015106 | -0.0013364 | 0.0022279 | 0.004319 | -0.00085101 | 5.6465e-05 | -0.0043174 | 0.00085268 | -5.3907e-05 | -91.5542 | -70.1964 | -99.0015 | 88.4458 | 109.8033 | 80.9986 |  | 1.4056 | 0.59599 | 0.61018 | 1.4051 | 0.59611 | 0.61104 | 0.42502 | -102.6726 | 79.5445 | 0.44975 | -102.7364 | 79.6125
Line2_1_4 | 0.013023 | 2.4682 | 2.5484 | 0.013023 | 2.4682 | 2.5484 | 0.0030074 | 0.57 | 0.58854 | 0.0030075 | 0.57 | 0.58854 | -0.0004212 | 0.23366 | 0.25053 | 0.00042957 | -0.11716 | -0.12544 | 0.0042064 | 0.2466 | 0.2573 | -0.0041963 | -0.12322 | -0.12901 | -95.2931 | -149.2158 | 33.781 | 84.707 | 30.7842 | -146.219 |  | 1.4056 | 0.59599 | 0.61018 | 1.4026 | 0.29829 | 0.30574 | 0.42502 | -102.6726 | 79.5445 | 0.55192 | -102.7709 | 79.5866
Line3_1_5 | 0.013363 | 0.011557 | 0.015857 | 0.013363 | 0.011557 | 0.015857 | 0.003086 | 0.0026691 | 0.003662 | 0.003086 | 0.0026691 | 0.003662 | -0.00016667 | 0.0013447 | -0.0022339 | 0.00016849 | -0.0013441 | 0.0022372 | 0.0043346 | -0.00084977 | 4.899e-05 | -0.0043329 | 0.00085145 | -4.641e-05 | -91.777 | -70.3828 | -99.1992 | 88.223 | 109.6169 | 80.8009 |  | 1.4056 | 0.59599 | 0.61018 | 1.4051 | 0.59611 | 0.61105 | 0.42502 | -102.6726 | 79.5445 | 0.44993 | -102.7367 | 79.6125
Line4_2_6 | 0.013346 | 0.011543 | 0.015835 | 0.013346 | 0.011543 | 0.015835 | 0.0030821 | 0.0026658 | 0.003657 | 0.0030821 | 0.0026658 | 0.003657 | -0.00016265 | 0.0013415 | -0.0022341 | 0.00016447 | -0.0013408 | 0.0022373 | 0.0043276 | -0.00085186 | 4.8914e-05 | -0.004326 | 0.00085353 | -4.6342e-05 | -91.7026 | -70.3202 | -99.1332 | 88.2975 | 109.6795 | 80.8669 |  | 1.4051 | 0.59611 | 0.61105 | 1.4046 | 0.59623 | 0.61191 | 0.44987 | -102.7366 | 79.6125 | 0.47473 | -102.8006 | 79.6803
Line5_6_7 | 0.013346 | 0.011543 | 0.015835 | 0.013346 | 0.011543 | 0.015836 | 0.0030821 | 0.0026658 | 0.003657 | 0.0030822 | 0.0026658 | 0.0036571 | -0.00016447 | 0.0013408 | -0.0022373 | 0.00016629 | -0.0013401 | 0.0022405 | 0.004326 | -0.00085353 | 4.634e-05 | -0.0043244 | 0.00085521 | -4.3768e-05 | -91.7026 | -70.3205 | -99.1331 | 88.2975 | 109.6792 | 80.867 |  | 1.4046 | 0.59623 | 0.61191 | 1.4041 | 0.59635 | 0.61278 | 0.47473 | -102.8006 | 79.6803 | 0.49962 | -102.8645 | 79.7479
Line6_7_8 | 0 | 0 | 0 | 0 | 0 | 0 | 0 | 0 | 0 | 0 | 0 | 0 | 4.4476e-09 | -6.8895e-08 | 6.8661e-08 | -5.3029e-09 | 4.6611e-08 | -4.5522e-08 | -1.6252e-07 | 1.5166e-08 | -1.0184e-08 | 1.0839e-07 | -9.4988e-09 | 5.4099e-09 | 0 | 0 | 0 | 0 | 0 | 0 |  | 1.4041 | 0.59635 | 0.61278 | 1.4041 | 0.59635 | 0.61278 | 0.49962 | -102.8645 | 79.7479 | 0.49962 | -102.8645 | 79.7479
Line7_8_9 | 0 | 0 | 0 | 0 | 0 | 0 | 0 | 0 | 0 | 0 | 0 | 0 | 1.4825e-09 | -2.2965e-08 | 2.2887e-08 | -2.3378e-09 | 6.8108e-10 | 2.5226e-10 | -5.4172e-08 | 5.0554e-09 | -3.3946e-09 | 4.2648e-11 | 6.1204e-10 | -1.3792e-09 | 0 | 0 | 0 | 0 | 0 | 0 |  | 1.4041 | 0.59635 | 0.61278 | 1.4041 | 0.59635 | 0.61278 | 0.49962 | -102.8645 | 79.7479 | 0.49962 | -102.8645 | 79.7479
Line8_8_10 | 0 | 0 | 0 | 0 | 0 | 0 | 0 | 0 | 0 | 0 | 0 | 0 | 1.4825e-09 | -2.2965e-08 | 2.2887e-08 | -2.3378e-09 | 6.8108e-10 | 2.5226e-10 | -5.4172e-08 | 5.0554e-09 | -3.3946e-09 | 4.2648e-11 | 6.1204e-10 | -1.3792e-09 | 0 | 0 | 0 | 0 | 0 | 0 |  | 1.4041 | 0.59635 | 0.61278 | 1.4041 | 0.59635 | 0.61278 | 0.49962 | -102.8645 | 79.7479 | 0.49962 | -102.8645 | 79.7479
Line9_3_11 | 0.013313 | 0.011515 | 0.015793 | 0.013313 | 0.011515 | 0.015793 | 0.0030745 | 0.0026593 | 0.0036472 | 0.0030745 | 0.0026593 | 0.0036472 | -0.00015106 | 0.0013364 | -0.0022279 | 0.00015287 | -0.0013357 | 0.0022311 | 0.0043174 | -0.00085268 | 5.3905e-05 | -0.0043157 | 0.00085435 | -5.1347e-05 | -91.5542 | -70.1967 | -99.0015 | 88.4458 | 109.803 | 80.9986 |  | 1.4051 | 0.59611 | 0.61104 | 1.4046 | 0.59623 | 0.6119 | 0.44975 | -102.7364 | 79.6125 | 0.47449 | -102.8002 | 79.6803

## LLG_min_10
name | pf_ikss_a_from_ka | pf_ikss_b_from_ka | pf_ikss_c_from_ka | pf_ikss_a_to_ka | pf_ikss_b_to_ka | pf_ikss_c_to_ka | pf_skss_a_from_mw | pf_skss_b_from_mw | pf_skss_c_from_mw | pf_skss_a_to_mw | pf_skss_b_to_mw | pf_skss_c_to_mw | pf_p_a_from_mw | pf_p_b_from_mw | pf_p_c_from_mw | pf_p_a_to_mw | pf_p_b_to_mw | pf_p_c_to_mw | pf_q_a_from_mvar | pf_q_b_from_mvar | pf_q_c_from_mvar | pf_q_a_to_mvar | pf_q_b_to_mvar | pf_q_c_to_mvar | pf_ikss_a_from_degree | pf_ikss_b_from_degree | pf_ikss_c_from_degree | pf_ikss_a_to_degree | pf_ikss_b_to_degree | pf_ikss_c_to_degree | 3xI0 | pf_vm_a_from_pu | pf_vm_b_from_pu | pf_vm_c_from_pu | pf_vm_a_to_pu | pf_vm_b_to_pu | pf_vm_c_to_pu | pf_va_a_from_degree | pf_va_b_from_degree | pf_va_c_from_degree | pf_va_a_to_degree | pf_va_b_to_degree | pf_va_c_to_degree
Line0_1_2 | 0.012643 | 0.010935 | 0.015002 | 0.012643 | 0.010936 | 0.015002 | 0.0029198 | 0.0025254 | 0.0034645 | 0.0029199 | 0.0025254 | 0.0034645 | -0.00014435 | 0.0012046 | -0.0020022 | 0.00014598 | -0.001204 | 0.0020051 | 0.0038856 | -0.00076304 | 4.6211e-05 | -0.0038841 | 0.00076455 | -4.3902e-05 | -91.7026 | -70.3199 | -99.1333 | 88.2975 | 109.6798 | 80.8668 |  | 1.3317 | 0.56462 | 0.57807 | 1.3312 | 0.56474 | 0.57889 | 0.42502 | -102.6726 | 79.5445 | 0.44987 | -102.7366 | 79.6125
Line10_11_12 | 0.012612 | 0.010909 | 0.014962 | 0.012613 | 0.010909 | 0.014962 | 0.0029127 | 0.0025194 | 0.0034552 | 0.0029127 | 0.0025194 | 0.0034553 | -0.00013721 | 0.0011988 | -0.0020025 | 0.00013883 | -0.0011982 | 0.0020054 | 0.0038734 | -0.00076678 | 4.6083e-05 | -0.0038719 | 0.00076828 | -4.3787e-05 | -91.5542 | -70.197 | -99.0014 | 88.4458 | 109.8027 | 80.9987 |  | 1.3307 | 0.56485 | 0.5797 | 1.3302 | 0.56497 | 0.58051 | 0.47449 | -102.8002 | 79.6803 | 0.49926 | -102.864 | 79.7479
Line11_12_13 | 0.012613 | 0.010909 | 0.014962 | 0.012613 | 0.01091 | 0.014962 | 0.0029127 | 0.0025194 | 0.0034553 | 0.0029128 | 0.0025194 | 0.0034553 | -0.00013883 | 0.0011982 | -0.0020054 | 0.00014045 | -0.0011977 | 0.0020082 | 0.0038719 | -0.00076828 | 4.3786e-05 | -0.0038705 | 0.00076977 | -4.1489e-05 | -91.5542 | -70.1973 | -99.0013 | 88.4458 | 109.8024 | 80.9988 |  | 1.3302 | 0.56497 | 0.58051 | 1.3297 | 0.56509 | 0.58133 | 0.49926 | -102.864 | 79.7479 | 0.52404 | -102.9277 | 79.8152
Line12_13_15 | 0 | 0 | 0 | 0 | 0 | 0 | 0 | 0 | 0 | 0 | 0 | 0 | 3.8766e-09 | -6.1738e-08 | 6.1632e-08 | -4.6793e-09 | 4.1771e-08 | -4.0862e-08 | -1.4563e-07 | 1.3738e-08 | -9.1418e-09 | 9.7124e-08 | -8.6113e-09 | 4.8567e-09 | 0 | 0 | 0 | 0 | 0 | 0 |  | 1.3297 | 0.56509 | 0.58133 | 1.3297 | 0.56509 | 0.58133 | 0.52404 | -102.9277 | 79.8152 | 0.52404 | -102.9277 | 79.8152
Line13_13_14 | 0.012613 | 0.01091 | 0.014962 | 0.012613 | 0.01091 | 0.014963 | 0.0029129 | 0.0025196 | 0.0034554 | 0.0029129 | 0.0025196 | 0.0034555 | -0.00014046 | 0.0011977 | -0.0020083 | 0.00014208 | -0.0011971 | 0.0020112 | 0.0038706 | -0.00076979 | 4.1497e-05 | -0.0038691 | 0.00077128 | -3.9201e-05 | -91.5542 | -70.1985 | -99.001 | 88.4459 | 109.8013 | 80.9991 |  | 1.3297 | 0.56509 | 0.58133 | 1.3292 | 0.5652 | 0.58215 | 0.52404 | -102.9277 | 79.8152 | 0.54884 | -102.9914 | 79.8825
Line14_15_16 | 0 | 0 | 0 | 0 | 0 | 0 | 0 | 0 | 0 | 0 | 0 | 0 | 2.5844e-09 | -4.1159e-08 | 4.1088e-08 | -3.3872e-09 | 2.1191e-08 | -2.0318e-08 | -9.7084e-08 | 9.1587e-09 | -6.0946e-09 | 4.8582e-08 | -4.0319e-09 | 1.8094e-09 | 0 | 0 | 0 | 0 | 0 | 0 |  | 1.3297 | 0.56509 | 0.58133 | 1.3297 | 0.56509 | 0.58133 | 0.52404 | -102.9277 | 79.8152 | 0.52404 | -102.9277 | 79.8152
Line15_16_17 | 0 | 0 | 0 | 0 | 0 | 0 | 0 | 0 | 0 | 0 | 0 | 0 | 1.2922e-09 | -2.0579e-08 | 2.0544e-08 | -2.095e-09 | 6.1176e-10 | 2.2646e-10 | -4.8542e-08 | 4.5794e-09 | -3.0473e-09 | 4.0132e-11 | 5.4746e-10 | -1.2378e-09 | 0 | 0 | 0 | 0 | 0 | 0 |  | 1.3297 | 0.56509 | 0.58133 | 1.3297 | 0.56509 | 0.58133 | 0.52404 | -102.9277 | 79.8152 | 0.52404 | -102.9277 | 79.8152
Line16_4_18 | 0 | 2.3399 | 2.4281 | 0 | 2.3399 | 2.4281 | 0 | 0.54038 | 0.56074 | 0 | 0.54038 | 0.56074 | 1.8595e-09 | 0.10458 | 0.11364 | -2.0731e-09 | -3.0332e-15 | -1.3267e-14 | -4.9126e-08 | 0.11128 | 0.11604 | 4.9893e-11 | -3.0787e-14 | 2.3586e-14 | 0 | -149.5476 | 33.9887 | 0 | 30.4524 | -146.0113 |  | 1.3288 | 0.28259 | 0.28965 | 1.3262 | 0 | 0 | 0.55192 | -102.7709 | 79.5866 | 0.65318 | 0 | 0
Line17_5_19 | 0.01266 | 0.010949 | 0.015022 | 0.01266 | 0.010949 | 0.015023 | 0.0029236 | 0.0025286 | 0.0034693 | 0.0029236 | 0.0025286 | 0.0034693 | -0.00015122 | 0.0012063 | -0.0020079 | 0.00015286 | -0.0012057 | 0.0020108 | 0.0038888 | -0.00076418 | 4.1652e-05 | -0.0038874 | 0.00076569 | -3.9337e-05 | -91.777 | -70.3831 | -99.1991 | 88.2231 | 109.6167 | 80.801 |  | 1.3312 | 0.56474 | 0.57889 | 1.3307 | 0.56485 | 0.57971 | 0.44993 | -102.7367 | 79.6125 | 0.47486 | -102.8008 | 79.6803
Line1_1_3 | 0.012612 | 0.010909 | 0.014961 | 0.012612 | 0.010909 | 0.014961 | 0.0029126 | 0.0025193 | 0.0034552 | 0.0029127 | 0.0025193 | 0.0034552 | -0.00013396 | 0.0012 | -0.0019967 | 0.00013558 | -0.0011994 | 0.0019996 | 0.0038763 | -0.00076379 | 5.0678e-05 | -0.0038749 | 0.00076529 | -4.8382e-05 | -91.5542 | -70.1964 | -99.0015 | 88.4458 | 109.8033 | 80.9986 |  | 1.3317 | 0.56462 | 0.57807 | 1.3312 | 0.56474 | 0.57888 | 0.42502 | -102.6726 | 79.5445 | 0.44975 | -102.7364 | 79.6125
Line2_1_4 | 0.012337 | 2.3383 | 2.4143 | 0.012337 | 2.3383 | 2.4143 | 0.0028491 | 0.54 | 0.55756 | 0.0028492 | 0.54 | 0.55756 | -0.00037803 | 0.20971 | 0.22485 | 0.00038554 | -0.10515 | -0.11258 | 0.0037752 | 0.22132 | 0.23092 | -0.0037662 | -0.11059 | -0.11579 | -95.2931 | -149.2158 | 33.781 | 84.707 | 30.7842 | -146.219 |  | 1.3317 | 0.56462 | 0.57807 | 1.3288 | 0.28259 | 0.28965 | 0.42502 | -102.6726 | 79.5445 | 0.55192 | -102.7709 | 79.5866
Line3_1_5 | 0.012659 | 0.010949 | 0.015022 | 0.01266 | 0.010949 | 0.015022 | 0.0029236 | 0.0025286 | 0.0034692 | 0.0029236 | 0.0025286 | 0.0034693 | -0.00014959 | 0.0012069 | -0.002005 | 0.00015122 | -0.0012063 | 0.0020079 | 0.0038903 | -0.00076268 | 4.3969e-05 | -0.0038888 | 0.00076418 | -4.1654e-05 | -91.777 | -70.3828 | -99.1992 | 88.223 | 109.6169 | 80.8009 |  | 1.3317 | 0.56462 | 0.57807 | 1.3312 | 0.56474 | 0.57889 | 0.42502 | -102.6726 | 79.5445 | 0.44993 | -102.7367 | 79.6125
Line4_2_6 | 0.012643 | 0.010936 | 0.015002 | 0.012644 | 0.010936 | 0.015002 | 0.0029199 | 0.0025254 | 0.0034645 | 0.0029199 | 0.0025255 | 0.0034645 | -0.00014598 | 0.001204 | -0.0020051 | 0.00014761 | -0.0012034 | 0.002008 | 0.0038841 | -0.00076455 | 4.3901e-05 | -0.0038826 | 0.00076605 | -4.1592e-05 | -91.7026 | -70.3202 | -99.1332 | 88.2975 | 109.6795 | 80.8669 |  | 1.3312 | 0.56474 | 0.57889 | 1.3307 | 0.56485 | 0.57971 | 0.44987 | -102.7366 | 79.6125 | 0.47473 | -102.8006 | 79.6803
Line5_6_7 | 0.012644 | 0.010936 | 0.015002 | 0.012644 | 0.010936 | 0.015002 | 0.0029199 | 0.0025255 | 0.0034645 | 0.0029199 | 0.0025255 | 0.0034646 | -0.00014761 | 0.0012034 | -0.002008 | 0.00014924 | -0.0012028 | 0.0020109 | 0.0038826 | -0.00076605 | 4.1591e-05 | -0.0038811 | 0.00076756 | -3.9282e-05 | -91.7026 | -70.3205 | -99.1331 | 88.2975 | 109.6792 | 80.867 |  | 1.3307 | 0.56485 | 0.57971 | 1.3302 | 0.56497 | 0.58052 | 0.47473 | -102.8006 | 79.6803 | 0.49962 | -102.8645 | 79.7479
Line6_7_8 | 0 | 0 | 0 | 0 | 0 | 0 | 0 | 0 | 0 | 0 | 0 | 0 | 3.9918e-09 | -6.1834e-08 | 6.1624e-08 | -4.7594e-09 | 4.1834e-08 | -4.0856e-08 | -1.4586e-07 | 1.3612e-08 | -9.14e-09 | 9.7278e-08 | -8.5252e-09 | 4.8555e-09 | 0 | 0 | 0 | 0 | 0 | 0 |  | 1.3302 | 0.56497 | 0.58052 | 1.3302 | 0.56497 | 0.58052 | 0.49962 | -102.8645 | 79.7479 | 0.49962 | -102.8645 | 79.7479
Line7_8_9 | 0 | 0 | 0 | 0 | 0 | 0 | 0 | 0 | 0 | 0 | 0 | 0 | 1.3306e-09 | -2.0611e-08 | 2.0541e-08 | -2.0982e-09 | 6.1128e-10 | 2.264e-10 | -4.862e-08 | 4.5373e-09 | -3.0467e-09 | 3.8277e-11 | 5.4931e-10 | -1.2379e-09 | 0 | 0 | 0 | 0 | 0 | 0 |  | 1.3302 | 0.56497 | 0.58052 | 1.3302 | 0.56497 | 0.58052 | 0.49962 | -102.8645 | 79.7479 | 0.49962 | -102.8645 | 79.7479
Line8_8_10 | 0 | 0 | 0 | 0 | 0 | 0 | 0 | 0 | 0 | 0 | 0 | 0 | 1.3306e-09 | -2.0611e-08 | 2.0541e-08 | -2.0982e-09 | 6.1128e-10 | 2.264e-10 | -4.862e-08 | 4.5373e-09 | -3.0467e-09 | 3.8277e-11 | 5.4931e-10 | -1.2379e-09 | 0 | 0 | 0 | 0 | 0 | 0 |  | 1.3302 | 0.56497 | 0.58052 | 1.3302 | 0.56497 | 0.58052 | 0.49962 | -102.8645 | 79.7479 | 0.49962 | -102.8645 | 79.7479
Line9_3_11 | 0.012612 | 0.010909 | 0.014961 | 0.012612 | 0.010909 | 0.014962 | 0.0029127 | 0.0025193 | 0.0034552 | 0.0029127 | 0.0025194 | 0.0034552 | -0.00013558 | 0.0011994 | -0.0019996 | 0.0001372 | -0.0011988 | 0.0020025 | 0.0038749 | -0.00076528 | 4.838e-05 | -0.0038734 | 0.00076678 | -4.6084e-05 | -91.5542 | -70.1967 | -99.0015 | 88.4458 | 109.803 | 80.9986 |  | 1.3312 | 0.56474 | 0.57888 | 1.3307 | 0.56485 | 0.5797 | 0.44975 | -102.7364 | 79.6125 | 0.47449 | -102.8002 | 79.6803

## LLG_min_fault_6
name | pf_ikss_a_from_ka | pf_ikss_b_from_ka | pf_ikss_c_from_ka | pf_ikss_a_to_ka | pf_ikss_b_to_ka | pf_ikss_c_to_ka | pf_skss_a_from_mw | pf_skss_b_from_mw | pf_skss_c_from_mw | pf_skss_a_to_mw | pf_skss_b_to_mw | pf_skss_c_to_mw | pf_p_a_from_mw | pf_p_b_from_mw | pf_p_c_from_mw | pf_p_a_to_mw | pf_p_b_to_mw | pf_p_c_to_mw | pf_q_a_from_mvar | pf_q_b_from_mvar | pf_q_c_from_mvar | pf_q_a_to_mvar | pf_q_b_to_mvar | pf_q_c_to_mvar | pf_ikss_a_from_degree | pf_ikss_b_from_degree | pf_ikss_c_from_degree | pf_ikss_a_to_degree | pf_ikss_b_to_degree | pf_ikss_c_to_degree | 3xI0 | pf_vm_a_from_pu | pf_vm_b_from_pu | pf_vm_c_from_pu | pf_vm_a_to_pu | pf_vm_b_to_pu | pf_vm_c_to_pu | pf_va_a_from_degree | pf_va_b_from_degree | pf_va_c_from_degree | pf_va_a_to_degree | pf_va_b_to_degree | pf_va_c_to_degree
Line0_1_2 | 0.0019986 | 0.0020144 | 0.0020327 | 0.0019986 | 0.0020144 | 0.0020327 | 0.00046155 | 0.0004652 | 0.00046942 | 0.00046156 | 0.00046521 | 0.00046943 | 0.00027495 | 0.00014781 | -0.00044077 | -0.00027491 | -0.00014777 | 0.00044082 | 0.00037342 | -0.00038354 | 9.5383e-05 | -0.00037338 | 0.00038359 | -9.5343e-05 | -51.1569 | -49.5931 | -51.979 | 128.8431 | 130.4068 | 128.021 |  | 1.0047 | 0.88357 | 0.9607 | 1.0046 | 0.88362 | 0.96076 | 2.4787 | -118.5179 | 115.8105 | 2.4796 | -118.5249 | 115.8167
Line10_11_12 | 0.0019936 | 0.0020094 | 0.0020276 | 0.0019936 | 0.0020094 | 0.0020276 | 0.00046041 | 0.00046404 | 0.00046824 | 0.00046041 | 0.00046405 | 0.00046825 | 0.00027508 | 0.00014646 | -0.00043952 | -0.00027504 | -0.00014642 | 0.00043956 | 0.00037175 | -0.00038301 | 9.6107e-05 | -0.00037172 | 0.00038306 | -9.6068e-05 | -51.02 | -49.4581 | -51.8426 | 128.98 | 130.5419 | 128.1574 |  | 1.0045 | 0.88368 | 0.96083 | 1.0043 | 0.88373 | 0.9609 | 2.4805 | -118.5319 | 115.8229 | 2.4813 | -118.5389 | 115.829
Line11_12_13 | 0.0019936 | 0.0020094 | 0.0020276 | 0.0019937 | 0.0020094 | 0.0020276 | 0.00046041 | 0.00046405 | 0.00046825 | 0.00046042 | 0.00046405 | 0.00046826 | 0.00027504 | 0.00014642 | -0.00043956 | -0.00027501 | -0.00014639 | 0.00043961 | 0.00037172 | -0.00038306 | 9.6068e-05 | -0.00037168 | 0.00038311 | -9.6028e-05 | -51.02 | -49.4581 | -51.8427 | 128.98 | 130.5419 | 128.1574 |  | 1.0043 | 0.88373 | 0.9609 | 1.0042 | 0.88378 | 0.96096 | 2.4813 | -118.5389 | 115.829 | 2.4822 | -118.5459 | 115.8352
Line12_13_15 | 0 | 0 | 0 | 0 | 0 | 0 | 0 | 0 | 0 | 0 | 0 | 0 | -9.9001e-09 | -6.5166e-09 | 1.6527e-08 | 6.3971e-09 | 4.558e-09 | -1.1066e-08 | -1.4567e-08 | 1.4093e-08 | -3.1498e-09 | 9.863e-09 | -9.3172e-09 | 1.8568e-09 | 0 | 0 | 0 | 0 | 0 | 0 |  | 1.0042 | 0.88378 | 0.96096 | 1.0042 | 0.88378 | 0.96096 | 2.4822 | -118.5459 | 115.8352 | 2.4822 | -118.5459 | 115.8352
Line13_13_14 | 0.0019937 | 0.0020095 | 0.0020277 | 0.0019938 | 0.0020095 | 0.0020277 | 0.00046044 | 0.00046407 | 0.00046827 | 0.00046044 | 0.00046408 | 0.00046828 | 0.00027502 | 0.00014639 | -0.00043963 | -0.00027498 | -0.00014636 | 0.00043967 | 0.0003717 | -0.00038312 | 9.6031e-05 | -0.00037166 | 0.00038317 | -9.5992e-05 | -51.0201 | -49.4583 | -51.8427 | 128.9799 | 130.5417 | 128.1573 |  | 1.0042 | 0.88378 | 0.96096 | 1.0041 | 0.88384 | 0.96103 | 2.4822 | -118.5459 | 115.8352 | 2.4831 | -118.5529 | 115.8414
Line14_15_16 | 0 | 0 | 0 | 0 | 0 | 0 | 0 | 0 | 0 | 0 | 0 | 0 | -6.6001e-09 | -4.3444e-09 | 1.1018e-08 | 3.0971e-09 | 2.3858e-09 | -5.5565e-09 | -9.7115e-09 | 9.3953e-09 | -2.0999e-09 | 5.0073e-09 | -4.6195e-09 | 8.0684e-10 | 0 | 0 | 0 | 0 | 0 | 0 |  | 1.0042 | 0.88378 | 0.96096 | 1.0042 | 0.88378 | 0.96096 | 2.4822 | -118.5459 | 115.8352 | 2.4822 | -118.5459 | 115.8352
Line15_16_17 | 0 | 0 | 0 | 0 | 0 | 0 | 0 | 0 | 0 | 0 | 0 | 0 | -3.3e-09 | -2.1722e-09 | 5.509e-09 | -2.0294e-10 | 2.1359e-10 | -4.7461e-11 | -4.8558e-09 | 4.6976e-09 | -1.0499e-09 | 1.515e-10 | 7.8121e-11 | -2.431e-10 | 0 | 0 | 0 | 0 | 0 | 0 |  | 1.0042 | 0.88378 | 0.96096 | 1.0042 | 0.88378 | 0.96096 | 2.4822 | -118.5459 | 115.8352 | 2.4822 | -118.5459 | 115.8352
Line16_4_18 | 0 | 0.028649 | 0.031153 | 0 | 0.028649 | 0.031153 | 0 | 0.0066162 | 0.0071944 | 0 | 0.0066162 | 0.0071944 | -3.2895e-09 | 0.0041162 | 0.0048721 | -2.001e-10 | -0.0041038 | -0.0048524 | -4.9541e-09 | 0.0041215 | 0.004868 | 1.5171e-10 | -0.0041038 | -0.0048524 | 0 | -163.5995 | 70.8637 | 0 | 16.4006 | -109.1363 |  | 1.004 | 0.88041 | 0.95731 | 1.0035 | 0.87719 | 0.95385 | 2.4836 | -118.5621 | 115.84 | 2.4876 | -118.5994 | 115.8637
Line17_5_19 | 0.0020012 | 0.002017 | 0.0020354 | 0.0020012 | 0.002017 | 0.0020354 | 0.00046216 | 0.00046581 | 0.00047004 | 0.00046216 | 0.00046582 | 0.00047005 | 0.00027482 | 0.00014842 | -0.00044151 | -0.00027478 | -0.00014838 | 0.00044156 | 0.00037419 | -0.00038391 | 9.494e-05 | -0.00037416 | 0.00038396 | -9.49e-05 | -51.2258 | -49.6612 | -52.0475 | 128.7742 | 130.3388 | 127.9525 |  | 1.0046 | 0.88362 | 0.96076 | 1.0045 | 0.88367 | 0.96083 | 2.4796 | -118.5249 | 115.8167 | 2.4805 | -118.532 | 115.8229
Line1_1_3 | 0.0019936 | 0.0020093 | 0.0020275 | 0.0019936 | 0.0020093 | 0.0020275 | 0.00046039 | 0.00046403 | 0.00046823 | 0.0004604 | 0.00046404 | 0.00046824 | 0.00027515 | 0.00014653 | -0.00043942 | -0.00027511 | -0.00014649 | 0.00043947 | 0.00037182 | -0.00038292 | 9.6187e-05 | -0.00037179 | 0.00038297 | -9.6147e-05 | -51.0199 | -49.458 | -51.8426 | 128.9801 | 130.542 | 128.1574 |  | 1.0047 | 0.88357 | 0.9607 | 1.0046 | 0.88362 | 0.96076 | 2.4787 | -118.5179 | 115.8105 | 2.4796 | -118.5249 | 115.8167
Line2_1_4 | 0.0019941 | 0.027849 | 0.030042 | 0.0019941 | 0.027849 | 0.030042 | 0.00046052 | 0.0064314 | 0.0069378 | 0.00046053 | 0.0064314 | 0.0069378 | 0.00027217 | 0.0042744 | 0.0044469 | -0.00027196 | -0.004262 | -0.0044286 | 0.00037417 | 0.0037445 | 0.0049648 | -0.00037395 | -0.0037278 | -0.0049496 | -51.4895 | -159.7376 | 67.6605 | 128.5105 | 20.2624 | -112.3395 |  | 1.0047 | 0.88357 | 0.9607 | 1.004 | 0.88041 | 0.95731 | 2.4787 | -118.5179 | 115.8105 | 2.4836 | -118.5621 | 115.84
Line3_1_5 | 0.0020012 | 0.002017 | 0.0020353 | 0.0020012 | 0.002017 | 0.0020354 | 0.00046215 | 0.0004658 | 0.00047004 | 0.00046216 | 0.00046581 | 0.00047004 | 0.00027485 | 0.00014845 | -0.00044146 | -0.00027482 | -0.00014842 | 0.00044151 | 0.00037423 | -0.00038386 | 9.498e-05 | -0.00037419 | 0.00038391 | -9.494e-05 | -51.2258 | -49.6611 | -52.0475 | 128.7742 | 130.3389 | 127.9525 |  | 1.0047 | 0.88357 | 0.9607 | 1.0046 | 0.88362 | 0.96076 | 2.4787 | -118.5179 | 115.8105 | 2.4796 | -118.5249 | 115.8167
Line4_2_6 | 0.0019986 | 0.0020144 | 0.0020327 | 0.0019986 | 0.0020144 | 0.0020327 | 0.00046156 | 0.00046521 | 0.00046943 | 0.00046156 | 0.00046521 | 0.00046944 | 0.00027491 | 0.00014777 | -0.00044082 | -0.00027488 | -0.00014773 | 0.00044086 | 0.00037338 | -0.00038359 | 9.5343e-05 | -0.00037335 | 0.00038363 | -9.5303e-05 | -51.157 | -49.5932 | -51.979 | 128.843 | 130.4068 | 128.021 |  | 1.0046 | 0.88362 | 0.96076 | 1.0045 | 0.88367 | 0.96083 | 2.4796 | -118.5249 | 115.8167 | 2.4805 | -118.532 | 115.8229
Line5_6_7 | 0.0019986 | 0.0020144 | 0.0020327 | 0.0019987 | 0.0020144 | 0.0020327 | 0.00046156 | 0.00046521 | 0.00046944 | 0.00046157 | 0.00046522 | 0.00046944 | 0.00027488 | 0.00014773 | -0.00044086 | -0.00027484 | -0.0001477 | 0.00044091 | 0.00037335 | -0.00038363 | 9.5303e-05 | -0.00037331 | 0.00038368 | -9.5263e-05 | -51.157 | -49.5932 | -51.979 | 128.843 | 130.4067 | 128.021 |  | 1.0045 | 0.88367 | 0.96083 | 1.0043 | 0.88373 | 0.9609 | 2.4805 | -118.532 | 115.8229 | 2.4814 | -118.539 | 115.8291
Line6_7_8 | 0 | 0 | 0 | 0 | 0 | 0 | 0 | 0 | 0 | 0 | 0 | 0 | -9.8966e-09 | -6.5426e-09 | 1.655e-08 | 6.3944e-09 | 4.5755e-09 | -1.1081e-08 | -1.4599e-08 | 1.4101e-08 | -3.1358e-09 | 9.8839e-09 | -9.3223e-09 | 1.8471e-09 | 0 | 0 | 0 | 0 | 0 | 0 |  | 1.0043 | 0.88373 | 0.9609 | 1.0043 | 0.88373 | 0.9609 | 2.4814 | -118.539 | 115.8291 | 2.4814 | -118.539 | 115.8291
Line7_8_9 | 0 | 0 | 0 | 0 | 0 | 0 | 0 | 0 | 0 | 0 | 0 | 0 | -3.2989e-09 | -2.1809e-09 | 5.5167e-09 | -2.0339e-10 | 2.1374e-10 | -4.7256e-11 | -4.8662e-09 | 4.7004e-09 | -1.0453e-09 | 1.5147e-10 | 7.8488e-11 | -2.4344e-10 | 0 | 0 | 0 | 0 | 0 | 0 |  | 1.0043 | 0.88373 | 0.9609 | 1.0043 | 0.88373 | 0.9609 | 2.4814 | -118.539 | 115.8291 | 2.4814 | -118.539 | 115.8291
Line8_8_10 | 0 | 0 | 0 | 0 | 0 | 0 | 0 | 0 | 0 | 0 | 0 | 0 | -3.2989e-09 | -2.1809e-09 | 5.5167e-09 | -2.0339e-10 | 2.1374e-10 | -4.7256e-11 | -4.8662e-09 | 4.7004e-09 | -1.0453e-09 | 1.5147e-10 | 7.8488e-11 | -2.4344e-10 | 0 | 0 | 0 | 0 | 0 | 0 |  | 1.0043 | 0.88373 | 0.9609 | 1.0043 | 0.88373 | 0.9609 | 2.4814 | -118.539 | 115.8291 | 2.4814 | -118.539 | 115.8291
Line9_3_11 | 0.0019936 | 0.0020093 | 0.0020275 | 0.0019936 | 0.0020094 | 0.0020276 | 0.0004604 | 0.00046404 | 0.00046824 | 0.00046041 | 0.00046404 | 0.00046824 | 0.00027511 | 0.0001465 | -0.00043947 | -0.00027508 | -0.00014646 | 0.00043952 | 0.00037179 | -0.00038297 | 9.6147e-05 | -0.00037175 | 0.00038301 | -9.6108e-05 | -51.0199 | -49.458 | -51.8426 | 128.9801 | 130.542 | 128.1574 |  | 1.0046 | 0.88362 | 0.96076 | 1.0045 | 0.88368 | 0.96083 | 2.4796 | -118.5249 | 115.8167 | 2.4805 | -118.5319 | 115.8229

## LLG_min_fault_10
name | pf_ikss_a_from_ka | pf_ikss_b_from_ka | pf_ikss_c_from_ka | pf_ikss_a_to_ka | pf_ikss_b_to_ka | pf_ikss_c_to_ka | pf_skss_a_from_mw | pf_skss_b_from_mw | pf_skss_c_from_mw | pf_skss_a_to_mw | pf_skss_b_to_mw | pf_skss_c_to_mw | pf_p_a_from_mw | pf_p_b_from_mw | pf_p_c_from_mw | pf_p_a_to_mw | pf_p_b_to_mw | pf_p_c_to_mw | pf_q_a_from_mvar | pf_q_b_from_mvar | pf_q_c_from_mvar | pf_q_a_to_mvar | pf_q_b_to_mvar | pf_q_c_to_mvar | pf_ikss_a_from_degree | pf_ikss_b_from_degree | pf_ikss_c_from_degree | pf_ikss_a_to_degree | pf_ikss_b_to_degree | pf_ikss_c_to_degree | 3xI0 | pf_vm_a_from_pu | pf_vm_b_from_pu | pf_vm_c_from_pu | pf_vm_a_to_pu | pf_vm_b_to_pu | pf_vm_c_to_pu | pf_va_a_from_degree | pf_va_b_from_degree | pf_va_c_from_degree | pf_va_a_to_degree | pf_va_b_to_degree | pf_va_c_to_degree
Line0_1_2 | 0.0018934 | 0.0019084 | 0.0019257 | 0.0018934 | 0.0019084 | 0.0019257 | 0.00043726 | 0.00044072 | 0.00044472 | 0.00043727 | 0.00044072 | 0.00044472 | 0.00024677 | 0.00013266 | -0.0003956 | -0.00024674 | -0.00013262 | 0.00039564 | 0.00033514 | -0.00034423 | 8.5607e-05 | -0.00033511 | 0.00034427 | -8.5571e-05 | -51.1569 | -49.5931 | -51.979 | 128.8431 | 130.4068 | 128.021 |  | 0.95182 | 0.83706 | 0.91013 | 0.9517 | 0.83711 | 0.9102 | 2.4787 | -118.5179 | 115.8105 | 2.4796 | -118.5249 | 115.8167
Line10_11_12 | 0.0018887 | 0.0019036 | 0.0019208 | 0.0018887 | 0.0019036 | 0.0019209 | 0.00043617 | 0.00043962 | 0.0004436 | 0.00043618 | 0.00043962 | 0.0004436 | 0.00024689 | 0.00013145 | -0.00039447 | -0.00024685 | -0.00013142 | 0.00039451 | 0.00033365 | -0.00034376 | 8.6257e-05 | -0.00033362 | 0.0003438 | -8.6222e-05 | -51.02 | -49.4581 | -51.8426 | 128.98 | 130.5419 | 128.1574 |  | 0.95159 | 0.83717 | 0.91026 | 0.95148 | 0.83722 | 0.91032 | 2.4805 | -118.5319 | 115.8229 | 2.4813 | -118.5389 | 115.829
Line11_12_13 | 0.0018887 | 0.0019036 | 0.0019209 | 0.0018887 | 0.0019036 | 0.0019209 | 0.00043618 | 0.00043962 | 0.0004436 | 0.00043619 | 0.00043963 | 0.00044361 | 0.00024685 | 0.00013142 | -0.00039451 | -0.00024682 | -0.00013138 | 0.00039455 | 0.00033362 | -0.0003438 | 8.6222e-05 | -0.00033359 | 0.00034384 | -8.6186e-05 | -51.02 | -49.4581 | -51.8427 | 128.98 | 130.5419 | 128.1574 |  | 0.95148 | 0.83722 | 0.91032 | 0.95137 | 0.83727 | 0.91038 | 2.4813 | -118.5389 | 115.829 | 2.4822 | -118.5459 | 115.8352
Line12_13_15 | 0 | 0 | 0 | 0 | 0 | 0 | 0 | 0 | 0 | 0 | 0 | 0 | -8.8854e-09 | -5.8487e-09 | 1.4833e-08 | 5.7414e-09 | 4.0908e-09 | -9.9314e-09 | -1.3074e-08 | 1.2648e-08 | -2.827e-09 | 8.8521e-09 | -8.3622e-09 | 1.6665e-09 | 0 | 0 | 0 | 0 | 0 | 0 |  | 0.95137 | 0.83727 | 0.91038 | 0.95137 | 0.83727 | 0.91038 | 2.4822 | -118.5459 | 115.8352 | 2.4822 | -118.5459 | 115.8352
Line13_13_14 | 0.0018888 | 0.0019037 | 0.001921 | 0.0018888 | 0.0019037 | 0.001921 | 0.0004362 | 0.00043965 | 0.00044363 | 0.00043621 | 0.00043965 | 0.00044363 | 0.00024683 | 0.00013139 | -0.00039457 | -0.0002468 | -0.00013136 | 0.00039461 | 0.0003336 | -0.00034385 | 8.6189e-05 | -0.00033357 | 0.00034389 | -8.6153e-05 | -51.0201 | -49.4583 | -51.8427 | 128.9799 | 130.5417 | 128.1573 |  | 0.95137 | 0.83727 | 0.91038 | 0.95126 | 0.83732 | 0.91045 | 2.4822 | -118.5459 | 115.8352 | 2.4831 | -118.5529 | 115.8414
Line14_15_16 | 0 | 0 | 0 | 0 | 0 | 0 | 0 | 0 | 0 | 0 | 0 | 0 | -5.9236e-09 | -3.8991e-09 | 9.8888e-09 | 2.7797e-09 | 2.1412e-09 | -4.987e-09 | -8.7162e-09 | 8.4323e-09 | -1.8847e-09 | 4.4941e-09 | -4.1461e-09 | 7.2415e-10 | 0 | 0 | 0 | 0 | 0 | 0 |  | 0.95137 | 0.83727 | 0.91038 | 0.95137 | 0.83727 | 0.91038 | 2.4822 | -118.5459 | 115.8352 | 2.4822 | -118.5459 | 115.8352
Line15_16_17 | 0 | 0 | 0 | 0 | 0 | 0 | 0 | 0 | 0 | 0 | 0 | 0 | -2.9618e-09 | -1.9496e-09 | 4.9444e-09 | -1.8214e-10 | 1.917e-10 | -4.2597e-11 | -4.3581e-09 | 4.2162e-09 | -9.4233e-10 | 1.3597e-10 | 7.0114e-11 | -2.1819e-10 | 0 | 0 | 0 | 0 | 0 | 0 |  | 0.95137 | 0.83727 | 0.91038 | 0.95137 | 0.83727 | 0.91038 | 2.4822 | -118.5459 | 115.8352 | 2.4822 | -118.5459 | 115.8352
Line16_4_18 | 0 | 0.027141 | 0.029513 | 0 | 0.027141 | 0.029513 | 0 | 0.006268 | 0.0068157 | 0 | 0.006268 | 0.0068157 | -2.9524e-09 | 0.0036943 | 0.0043727 | -1.7959e-10 | -0.0036832 | -0.0043551 | -4.4464e-09 | 0.0036991 | 0.0043691 | 1.3616e-10 | -0.0036832 | -0.0043551 | 0 | -163.5995 | 70.8637 | 0 | 16.4006 | -109.1363 |  | 0.95119 | 0.83407 | 0.90693 | 0.95067 | 0.83102 | 0.90365 | 2.4836 | -118.5621 | 115.84 | 2.4876 | -118.5994 | 115.8637
Line17_5_19 | 0.0018959 | 0.0019109 | 0.0019282 | 0.0018959 | 0.0019109 | 0.0019283 | 0.00043783 | 0.00044129 | 0.00044531 | 0.00043784 | 0.0004413 | 0.00044531 | 0.00024665 | 0.00013321 | -0.00039626 | -0.00024662 | -0.00013317 | 0.0003963 | 0.00033584 | -0.00034456 | 8.5209e-05 | -0.00033581 | 0.0003446 | -8.5174e-05 | -51.2258 | -49.6612 | -52.0475 | 128.7742 | 130.3388 | 127.9525 |  | 0.9517 | 0.83711 | 0.9102 | 0.95159 | 0.83717 | 0.91026 | 2.4796 | -118.5249 | 115.8167 | 2.4805 | -118.532 | 115.8229
Line1_1_3 | 0.0018886 | 0.0019036 | 0.0019208 | 0.0018887 | 0.0019036 | 0.0019208 | 0.00043616 | 0.00043961 | 0.00044359 | 0.00043617 | 0.00043961 | 0.00044359 | 0.00024695 | 0.00013151 | -0.00039439 | -0.00024692 | -0.00013148 | 0.00039443 | 0.00033371 | -0.00034368 | 8.6328e-05 | -0.00033368 | 0.00034372 | -8.6293e-05 | -51.0199 | -49.458 | -51.8426 | 128.9801 | 130.542 | 128.1574 |  | 0.95182 | 0.83706 | 0.91013 | 0.9517 | 0.83711 | 0.9102 | 2.4787 | -118.5179 | 115.8105 | 2.4796 | -118.5249 | 115.8167
Line2_1_4 | 0.0018892 | 0.026383 | 0.02846 | 0.0018892 | 0.026383 | 0.02846 | 0.00043628 | 0.0060929 | 0.0065727 | 0.00043629 | 0.0060929 | 0.0065726 | 0.00024427 | 0.0038363 | 0.0039911 | -0.00024409 | -0.0038251 | -0.0039747 | 0.00033582 | 0.0033607 | 0.004456 | -0.00033562 | -0.0033458 | -0.0044423 | -51.4895 | -159.7376 | 67.6605 | 128.5105 | 20.2624 | -112.3395 |  | 0.95182 | 0.83706 | 0.91013 | 0.95119 | 0.83407 | 0.90693 | 2.4787 | -118.5179 | 115.8105 | 2.4836 | -118.5621 | 115.84
Line3_1_5 | 0.0018958 | 0.0019108 | 0.0019282 | 0.0018959 | 0.0019109 | 0.0019282 | 0.00043783 | 0.00044129 | 0.0004453 | 0.00043783 | 0.00044129 | 0.00044531 | 0.00024668 | 0.00013324 | -0.00039622 | -0.00024665 | -0.00013321 | 0.00039626 | 0.00033587 | -0.00034452 | 8.5245e-05 | -0.00033584 | 0.00034456 | -8.5209e-05 | -51.2258 | -49.6611 | -52.0475 | 128.7742 | 130.3389 | 127.9525 |  | 0.95182 | 0.83706 | 0.91013 | 0.9517 | 0.83711 | 0.9102 | 2.4787 | -118.5179 | 115.8105 | 2.4796 | -118.5249 | 115.8167
Line4_2_6 | 0.0018934 | 0.0019084 | 0.0019257 | 0.0018934 | 0.0019084 | 0.0019257 | 0.00043727 | 0.00044072 | 0.00044472 | 0.00043727 | 0.00044073 | 0.00044473 | 0.00024674 | 0.00013262 | -0.00039564 | -0.0002467 | -0.00013259 | 0.00039568 | 0.00033511 | -0.00034427 | 8.5571e-05 | -0.00033508 | 0.00034431 | -8.5535e-05 | -51.157 | -49.5932 | -51.979 | 128.843 | 130.4068 | 128.021 |  | 0.9517 | 0.83711 | 0.9102 | 0.95159 | 0.83717 | 0.91026 | 2.4796 | -118.5249 | 115.8167 | 2.4805 | -118.532 | 115.8229
Line5_6_7 | 0.0018934 | 0.0019084 | 0.0019257 | 0.0018935 | 0.0019084 | 0.0019258 | 0.00043727 | 0.00044073 | 0.00044473 | 0.00043728 | 0.00044073 | 0.00044473 | 0.0002467 | 0.00013259 | -0.00039568 | -0.00024667 | -0.00013256 | 0.00039572 | 0.00033508 | -0.00034431 | 8.5535e-05 | -0.00033505 | 0.00034435 | -8.5499e-05 | -51.157 | -49.5932 | -51.979 | 128.843 | 130.4067 | 128.021 |  | 0.95159 | 0.83717 | 0.91026 | 0.95148 | 0.83722 | 0.91032 | 2.4805 | -118.532 | 115.8229 | 2.4814 | -118.539 | 115.8291
Line6_7_8 | 0 | 0 | 0 | 0 | 0 | 0 | 0 | 0 | 0 | 0 | 0 | 0 | -8.8823e-09 | -5.872e-09 | 1.4854e-08 | 5.739e-09 | 4.1065e-09 | -9.9449e-09 | -1.3102e-08 | 1.2656e-08 | -2.8144e-09 | 8.8709e-09 | -8.3668e-09 | 1.6578e-09 | 0 | 0 | 0 | 0 | 0 | 0 |  | 0.95148 | 0.83722 | 0.91032 | 0.95148 | 0.83722 | 0.91032 | 2.4814 | -118.539 | 115.8291 | 2.4814 | -118.539 | 115.8291
Line7_8_9 | 0 | 0 | 0 | 0 | 0 | 0 | 0 | 0 | 0 | 0 | 0 | 0 | -2.9608e-09 | -1.9573e-09 | 4.9512e-09 | -1.8255e-10 | 1.9183e-10 | -4.2413e-11 | -4.3675e-09 | 4.2186e-09 | -9.3815e-10 | 1.3594e-10 | 7.0443e-11 | -2.1849e-10 | 0 | 0 | 0 | 0 | 0 | 0 |  | 0.95148 | 0.83722 | 0.91032 | 0.95148 | 0.83722 | 0.91032 | 2.4814 | -118.539 | 115.8291 | 2.4814 | -118.539 | 115.8291
Line8_8_10 | 0 | 0 | 0 | 0 | 0 | 0 | 0 | 0 | 0 | 0 | 0 | 0 | -2.9608e-09 | -1.9573e-09 | 4.9512e-09 | -1.8255e-10 | 1.9183e-10 | -4.2413e-11 | -4.3675e-09 | 4.2186e-09 | -9.3815e-10 | 1.3594e-10 | 7.0443e-11 | -2.1849e-10 | 0 | 0 | 0 | 0 | 0 | 0 |  | 0.95148 | 0.83722 | 0.91032 | 0.95148 | 0.83722 | 0.91032 | 2.4814 | -118.539 | 115.8291 | 2.4814 | -118.539 | 115.8291
Line9_3_11 | 0.0018887 | 0.0019036 | 0.0019208 | 0.0018887 | 0.0019036 | 0.0019208 | 0.00043617 | 0.00043961 | 0.00044359 | 0.00043617 | 0.00043962 | 0.0004436 | 0.00024692 | 0.00013148 | -0.00039443 | -0.00024689 | -0.00013145 | 0.00039447 | 0.00033368 | -0.00034372 | 8.6293e-05 | -0.00033365 | 0.00034376 | -8.6257e-05 | -51.0199 | -49.458 | -51.8426 | 128.9801 | 130.542 | 128.1574 |  | 0.9517 | 0.83711 | 0.9102 | 0.95159 | 0.83717 | 0.91026 | 2.4796 | -118.5249 | 115.8167 | 2.4805 | -118.5319 | 115.8229